## LLL_max_6
name | pf_ikss_from_ka | pf_ikss_to_ka | pf_ip_from_ka | pf_ip_to_ka | pf_skss_from_mw | pf_skss_to_mw | pf_p_from_mw | pf_p_to_mw | pf_q_from_mvar | pf_q_to_mvar | pf_ikss_from_degree | pf_ikss_to_degree | pf_vm_from_pu | pf_vm_to_pu | pf_va_from_degree | pf_va_to_degree
Line0_1_2 | 0 | 0 | 0 | 0 | 0 | 0 | 0 | 0 | 0 | 0 | 0 | 0 | 0.70184 | 0.70184 | -7.4193 | -7.4193
Line10_11_12 | 0 | 0 | 0 | 0 | 0 | 0 | 0 | 0 | 0 | 0 | 0 | 0 | 0.70184 | 0.70184 | -7.4193 | -7.4193
Line11_12_13 | 0 | 0 | 0 | 0 | 0 | 0 | 0 | 0 | 0 | 0 | 0 | 0 | 0.70184 | 0.70184 | -7.4193 | -7.4193
Line12_13_15 | 0 | 0 | 0 | 0 | 0 | 0 | 0 | 0 | 0 | 0 | 0 | 0 | 0.70184 | 0.70184 | -7.4193 | -7.4193
Line13_13_14 | 0 | 0 | 0 | 0 | 0 | 0 | 0 | 0 | 0 | 0 | 0 | 0 | 0.70184 | 0.70184 | -7.4193 | -7.4193
Line14_15_16 | 0 | 0 | 0 | 0 | 0 | 0 | 0 | 0 | 0 | 0 | 0 | 0 | 0.70184 | 0.70184 | -7.4193 | -7.4193
Line15_16_17 | 0 | 0 | 0 | 0 | 0 | 0 | 0 | 0 | 0 | 0 | 0 | 0 | 0.70184 | 0.70184 | -7.4193 | -7.4193
Line16_4_18 | 3.6243 | 3.6243 | 0 | 7.0007 | 2.511 | 2.511 | 0.39406 | -1e-07 | 0.78812 | -1e-07 | -70.8543 | 109.1457 | 0.35092 | 0 | -7.4193 | 0
Line17_5_19 | 0 | 0 | 0 | 0 | 0 | 0 | 0 | 0 | 0 | 0 | 0 | 0 | 0.70184 | 0.70184 | -7.4193 | -7.4193
Line1_1_3 | 0 | 0 | 0 | 0 | 0 | 0 | 0 | 0 | 0 | 0 | 0 | 0 | 0.70184 | 0.70184 | -7.4193 | -7.4193
Line2_1_4 | 3.6243 | 3.6243 | 0 | 0 | 2.511 | 2.511 | 0.78812 | -0.39406 | 1.5762 | -0.78812 | -70.8543 | 109.1457 | 0.70184 | 0.35092 | -7.4193 | -7.4193
Line3_1_5 | 0 | 0 | 0 | 0 | 0 | 0 | 0 | 0 | 0 | 0 | 0 | 0 | 0.70184 | 0.70184 | -7.4193 | -7.4193
Line4_2_6 | 0 | 0 | 0 | 0 | 0 | 0 | 0 | 0 | 0 | 0 | 0 | 0 | 0.70184 | 0.70184 | -7.4193 | -7.4193
Line5_6_7 | 0 | 0 | 0 | 0 | 0 | 0 | 0 | 0 | 0 | 0 | 0 | 0 | 0.70184 | 0.70184 | -7.4193 | -7.4193
Line6_7_8 | 0 | 0 | 0 | 0 | 0 | 0 | 0 | 0 | 0 | 0 | 0 | 0 | 0.70184 | 0.70184 | -7.4193 | -7.4193
Line7_8_9 | 0 | 0 | 0 | 0 | 0 | 0 | 0 | 0 | 0 | 0 | 0 | 0 | 0.70184 | 0.70184 | -7.4193 | -7.4193
Line8_8_10 | 0 | 0 | 0 | 0 | 0 | 0 | 0 | 0 | 0 | 0 | 0 | 0 | 0.70184 | 0.70184 | -7.4193 | -7.4193
Line9_3_11 | 0 | 0 | 0 | 0 | 0 | 0 | 0 | 0 | 0 | 0 | 0 | 0 | 0.70184 | 0.70184 | -7.4193 | -7.4193

## LLL_max_10
name | pf_ikss_from_ka | pf_ikss_to_ka | pf_ip_from_ka | pf_ip_to_ka | pf_skss_from_mw | pf_skss_to_mw | pf_p_from_mw | pf_p_to_mw | pf_q_from_mvar | pf_q_to_mvar | pf_ikss_from_degree | pf_ikss_to_degree | pf_vm_from_pu | pf_vm_to_pu | pf_va_from_degree | pf_va_to_degree
Line0_1_2 | 0 | 0 | 0 | 0 | 0 | 0 | 0 | 0 | 0 | 0 | 0 | 0 | 0.72372 | 0.72372 | -7.6495 | -7.6495
Line10_11_12 | 0 | 0 | 0 | 0 | 0 | 0 | 0 | 0 | 0 | 0 | 0 | 0 | 0.72372 | 0.72372 | -7.6495 | -7.6495
Line11_12_13 | 0 | 0 | 0 | 0 | 0 | 0 | 0 | 0 | 0 | 0 | 0 | 0 | 0.72372 | 0.72372 | -7.6495 | -7.6495
Line12_13_15 | 0 | 0 | 0 | 0 | 0 | 0 | 0 | 0 | 0 | 0 | 0 | 0 | 0.72372 | 0.72372 | -7.6495 | -7.6495
Line13_13_14 | 0 | 0 | 0 | 0 | 0 | 0 | 0 | 0 | 0 | 0 | 0 | 0 | 0.72372 | 0.72372 | -7.6495 | -7.6495
Line14_15_16 | 0 | 0 | 0 | 0 | 0 | 0 | 0 | 0 | 0 | 0 | 0 | 0 | 0.72372 | 0.72372 | -7.6495 | -7.6495
Line15_16_17 | 0 | 0 | 0 | 0 | 0 | 0 | 0 | 0 | 0 | 0 | 0 | 0 | 0.72372 | 0.72372 | -7.6495 | -7.6495
Line16_4_18 | 3.7373 | 3.7373 | 0 | 7.2438 | 2.5893 | 2.5893 | 0.41902 | -1e-07 | 0.83803 | -1e-07 | -71.0844 | 108.9156 | 0.36186 | 0 | -7.6495 | 0
Line17_5_19 | 0 | 0 | 0 | 0 | 0 | 0 | 0 | 0 | 0 | 0 | 0 | 0 | 0.72372 | 0.72372 | -7.6495 | -7.6495
Line1_1_3 | 0 | 0 | 0 | 0 | 0 | 0 | 0 | 0 | 0 | 0 | 0 | 0 | 0.72372 | 0.72372 | -7.6495 | -7.6495
Line2_1_4 | 3.7373 | 3.7373 | 0 | 0 | 2.5893 | 2.5893 | 0.83803 | -0.41902 | 1.6761 | -0.83803 | -71.0844 | 108.9156 | 0.72372 | 0.36186 | -7.6495 | -7.6495
Line3_1_5 | 0 | 0 | 0 | 0 | 0 | 0 | 0 | 0 | 0 | 0 | 0 | 0 | 0.72372 | 0.72372 | -7.6495 | -7.6495
Line4_2_6 | 0 | 0 | 0 | 0 | 0 | 0 | 0 | 0 | 0 | 0 | 0 | 0 | 0.72372 | 0.72372 | -7.6495 | -7.6495
Line5_6_7 | 0 | 0 | 0 | 0 | 0 | 0 | 0 | 0 | 0 | 0 | 0 | 0 | 0.72372 | 0.72372 | -7.6495 | -7.6495
Line6_7_8 | 0 | 0 | 0 | 0 | 0 | 0 | 0 | 0 | 0 | 0 | 0 | 0 | 0.72372 | 0.72372 | -7.6495 | -7.6495
Line7_8_9 | 0 | 0 | 0 | 0 | 0 | 0 | 0 | 0 | 0 | 0 | 0 | 0 | 0.72372 | 0.72372 | -7.6495 | -7.6495
Line8_8_10 | 0 | 0 | 0 | 0 | 0 | 0 | 0 | 0 | 0 | 0 | 0 | 0 | 0.72372 | 0.72372 | -7.6495 | -7.6495
Line9_3_11 | 0 | 0 | 0 | 0 | 0 | 0 | 0 | 0 | 0 | 0 | 0 | 0 | 0.72372 | 0.72372 | -7.6495 | -7.6495

## LLL_max_fault_6
name | pf_ikss_from_ka | pf_ikss_to_ka | pf_ip_from_ka | pf_ip_to_ka | pf_skss_from_mw | pf_skss_to_mw | pf_p_from_mw | pf_p_to_mw | pf_q_from_mvar | pf_q_to_mvar | pf_ikss_from_degree | pf_ikss_to_degree | pf_vm_from_pu | pf_vm_to_pu | pf_va_from_degree | pf_va_to_degree
Line0_1_2 | 0 | 0 | 0 | 0 | 0 | 0 | 0 | 0 | 0 | 0 | 0 | 0 | 1.0474 | 1.0474 | -0.12051 | -0.12051
Line10_11_12 | 0 | 0 | 0 | 0 | 0 | 0 | 0 | 0 | 0 | 0 | 0 | 0 | 1.0474 | 1.0474 | -0.12051 | -0.12051
Line11_12_13 | 0 | 0 | 0 | 0 | 0 | 0 | 0 | 0 | 0 | 0 | 0 | 0 | 1.0474 | 1.0474 | -0.12051 | -0.12051
Line12_13_15 | 0 | 0 | 0 | 0 | 0 | 0 | 0 | 0 | 0 | 0 | 0 | 0 | 1.0474 | 1.0474 | -0.12051 | -0.12051
Line13_13_14 | 0 | 0 | 0 | 0 | 0 | 0 | 0 | 0 | 0 | 0 | 0 | 0 | 1.0474 | 1.0474 | -0.12051 | -0.12051
Line14_15_16 | 0 | 0 | 0 | 0 | 0 | 0 | 0 | 0 | 0 | 0 | 0 | 0 | 1.0474 | 1.0474 | -0.12051 | -0.12051
Line15_16_17 | 0 | 0 | 0 | 0 | 0 | 0 | 0 | 0 | 0 | 0 | 0 | 0 | 1.0474 | 1.0474 | -0.12051 | -0.12051
Line16_4_18 | 0.034003 | 0.034003 | 0 | 0.065681 | 0.023558 | 0.023558 | 0.017378 | -0.017343 | 0.017412 | -0.017343 | -45.2344 | 134.7656 | 1.0442 | 1.0411 | -0.17729 | -0.23442
Line17_5_19 | 0 | 0 | 0 | 0 | 0 | 0 | 0 | 0 | 0 | 0 | 0 | 0 | 1.0474 | 1.0474 | -0.12051 | -0.12051
Line1_1_3 | 0 | 0 | 0 | 0 | 0 | 0 | 0 | 0 | 0 | 0 | 0 | 0 | 1.0474 | 1.0474 | -0.12051 | -0.12051
Line2_1_4 | 0.034003 | 0.034003 | 0 | 0 | 0.023558 | 0.023558 | 0.017412 | -0.017378 | 0.017482 | -0.017412 | -45.2344 | 134.7656 | 1.0474 | 1.0442 | -0.12051 | -0.17729
Line3_1_5 | 0 | 0 | 0 | 0 | 0 | 0 | 0 | 0 | 0 | 0 | 0 | 0 | 1.0474 | 1.0474 | -0.12051 | -0.12051
Line4_2_6 | 0 | 0 | 0 | 0 | 0 | 0 | 0 | 0 | 0 | 0 | 0 | 0 | 1.0474 | 1.0474 | -0.12051 | -0.12051
Line5_6_7 | 0 | 0 | 0 | 0 | 0 | 0 | 0 | 0 | 0 | 0 | 0 | 0 | 1.0474 | 1.0474 | -0.12051 | -0.12051
Line6_7_8 | 0 | 0 | 0 | 0 | 0 | 0 | 0 | 0 | 0 | 0 | 0 | 0 | 1.0474 | 1.0474 | -0.12051 | -0.12051
Line7_8_9 | 0 | 0 | 0 | 0 | 0 | 0 | 0 | 0 | 0 | 0 | 0 | 0 | 1.0474 | 1.0474 | -0.12051 | -0.12051
Line8_8_10 | 0 | 0 | 0 | 0 | 0 | 0 | 0 | 0 | 0 | 0 | 0 | 0 | 1.0474 | 1.0474 | -0.12051 | -0.12051
Line9_3_11 | 0 | 0 | 0 | 0 | 0 | 0 | 0 | 0 | 0 | 0 | 0 | 0 | 1.0474 | 1.0474 | -0.12051 | -0.12051

## LLL_max_fault_10
name | pf_ikss_from_ka | pf_ikss_to_ka | pf_ip_from_ka | pf_ip_to_ka | pf_skss_from_mw | pf_skss_to_mw | pf_p_from_mw | pf_p_to_mw | pf_q_from_mvar | pf_q_to_mvar | pf_ikss_from_degree | pf_ikss_to_degree | pf_vm_from_pu | pf_vm_to_pu | pf_va_from_degree | pf_va_to_degree
Line0_1_2 | 0 | 0 | 0 | 0 | 0 | 0 | 0 | 0 | 0 | 0 | 0 | 0 | 1.0971 | 1.0971 | -0.12619 | -0.12619
Line10_11_12 | 0 | 0 | 0 | 0 | 0 | 0 | 0 | 0 | 0 | 0 | 0 | 0 | 1.0971 | 1.0971 | -0.12619 | -0.12619
Line11_12_13 | 0 | 0 | 0 | 0 | 0 | 0 | 0 | 0 | 0 | 0 | 0 | 0 | 1.0971 | 1.0971 | -0.12619 | -0.12619
Line12_13_15 | 0 | 0 | 0 | 0 | 0 | 0 | 0 | 0 | 0 | 0 | 0 | 0 | 1.0971 | 1.0971 | -0.12619 | -0.12619
Line13_13_14 | 0 | 0 | 0 | 0 | 0 | 0 | 0 | 0 | 0 | 0 | 0 | 0 | 1.0971 | 1.0971 | -0.12619 | -0.12619
Line14_15_16 | 0 | 0 | 0 | 0 | 0 | 0 | 0 | 0 | 0 | 0 | 0 | 0 | 1.0971 | 1.0971 | -0.12619 | -0.12619
Line15_16_17 | 0 | 0 | 0 | 0 | 0 | 0 | 0 | 0 | 0 | 0 | 0 | 0 | 1.0971 | 1.0971 | -0.12619 | -0.12619
Line16_4_18 | 0.035618 | 0.035618 | 0 | 0.069037 | 0.024677 | 0.024677 | 0.019068 | -0.01903 | 0.019106 | -0.01903 | -45.2401 | 134.7599 | 1.0938 | 1.0906 | -0.18297 | -0.2401
Line17_5_19 | 0 | 0 | 0 | 0 | 0 | 0 | 0 | 0 | 0 | 0 | 0 | 0 | 1.0971 | 1.0971 | -0.12619 | -0.12619
Line1_1_3 | 0 | 0 | 0 | 0 | 0 | 0 | 0 | 0 | 0 | 0 | 0 | 0 | 1.0971 | 1.0971 | -0.12619 | -0.12619
Line2_1_4 | 0.035618 | 0.035618 | 0 | 0 | 0.024677 | 0.024677 | 0.019106 | -0.019068 | 0.019182 | -0.019106 | -45.2401 | 134.7599 | 1.0971 | 1.0938 | -0.12619 | -0.18297
Line3_1_5 | 0 | 0 | 0 | 0 | 0 | 0 | 0 | 0 | 0 | 0 | 0 | 0 | 1.0971 | 1.0971 | -0.12619 | -0.12619
Line4_2_6 | 0 | 0 | 0 | 0 | 0 | 0 | 0 | 0 | 0 | 0 | 0 | 0 | 1.0971 | 1.0971 | -0.12619 | -0.12619
Line5_6_7 | 0 | 0 | 0 | 0 | 0 | 0 | 0 | 0 | 0 | 0 | 0 | 0 | 1.0971 | 1.0971 | -0.12619 | -0.12619
Line6_7_8 | 0 | 0 | 0 | 0 | 0 | 0 | 0 | 0 | 0 | 0 | 0 | 0 | 1.0971 | 1.0971 | -0.12619 | -0.12619
Line7_8_9 | 0 | 0 | 0 | 0 | 0 | 0 | 0 | 0 | 0 | 0 | 0 | 0 | 1.0971 | 1.0971 | -0.12619 | -0.12619
Line8_8_10 | 0 | 0 | 0 | 0 | 0 | 0 | 0 | 0 | 0 | 0 | 0 | 0 | 1.0971 | 1.0971 | -0.12619 | -0.12619
Line9_3_11 | 0 | 0 | 0 | 0 | 0 | 0 | 0 | 0 | 0 | 0 | 0 | 0 | 1.0971 | 1.0971 | -0.12619 | -0.12619

## LLL_min_6
name | pf_ikss_from_ka | pf_ikss_to_ka | pf_ip_from_ka | pf_ip_to_ka | pf_skss_from_mw | pf_skss_to_mw | pf_p_from_mw | pf_p_to_mw | pf_q_from_mvar | pf_q_to_mvar | pf_ikss_from_degree | pf_ikss_to_degree | pf_vm_from_pu | pf_vm_to_pu | pf_va_from_degree | pf_va_to_degree
Line0_1_2 | 0 | 0 | 0 | 0 | 0 | 0 | 0 | 0 | 0 | 0 | 0 | 0 | 0.695 | 0.695 | -11.6026 | -11.6026
Line10_11_12 | 0 | 0 | 0 | 0 | 0 | 0 | 0 | 0 | 0 | 0 | 0 | 0 | 0.695 | 0.695 | -11.6026 | -11.6026
Line11_12_13 | 0 | 0 | 0 | 0 | 0 | 0 | 0 | 0 | 0 | 0 | 0 | 0 | 0.695 | 0.695 | -11.6026 | -11.6026
Line12_13_15 | 0 | 0 | 0 | 0 | 0 | 0 | 0 | 0 | 0 | 0 | 0 | 0 | 0.695 | 0.695 | -11.6026 | -11.6026
Line13_13_14 | 0 | 0 | 0 | 0 | 0 | 0 | 0 | 0 | 0 | 0 | 0 | 0 | 0.695 | 0.695 | -11.6026 | -11.6026
Line14_15_16 | 0 | 0 | 0 | 0 | 0 | 0 | 0 | 0 | 0 | 0 | 0 | 0 | 0.695 | 0.695 | -11.6026 | -11.6026
Line15_16_17 | 0 | 0 | 0 | 0 | 0 | 0 | 0 | 0 | 0 | 0 | 0 | 0 | 0.695 | 0.695 | -11.6026 | -11.6026
Line16_4_18 | 2.8946 | 2.8946 | 0 | 4.7808 | 2.0055 | 2.0055 | 0.48263 | -1e-07 | 0.50274 | -1e-07 | -57.7717 | 122.2283 | 0.3475 | 0 | -11.6026 | 0
Line17_5_19 | 0 | 0 | 0 | 0 | 0 | 0 | 0 | 0 | 0 | 0 | 0 | 0 | 0.695 | 0.695 | -11.6026 | -11.6026
Line1_1_3 | 0 | 0 | 0 | 0 | 0 | 0 | 0 | 0 | 0 | 0 | 0 | 0 | 0.695 | 0.695 | -11.6026 | -11.6026
Line2_1_4 | 2.8946 | 2.8946 | 0 | 0 | 2.0055 | 2.0055 | 0.96525 | -0.48263 | 1.0055 | -0.50274 | -57.7717 | 122.2283 | 0.695 | 0.3475 | -11.6026 | -11.6026
Line3_1_5 | 0 | 0 | 0 | 0 | 0 | 0 | 0 | 0 | 0 | 0 | 0 | 0 | 0.695 | 0.695 | -11.6026 | -11.6026
Line4_2_6 | 0 | 0 | 0 | 0 | 0 | 0 | 0 | 0 | 0 | 0 | 0 | 0 | 0.695 | 0.695 | -11.6026 | -11.6026
Line5_6_7 | 0 | 0 | 0 | 0 | 0 | 0 | 0 | 0 | 0 | 0 | 0 | 0 | 0.695 | 0.695 | -11.6026 | -11.6026
Line6_7_8 | 0 | 0 | 0 | 0 | 0 | 0 | 0 | 0 | 0 | 0 | 0 | 0 | 0.695 | 0.695 | -11.6026 | -11.6026
Line7_8_9 | 0 | 0 | 0 | 0 | 0 | 0 | 0 | 0 | 0 | 0 | 0 | 0 | 0.695 | 0.695 | -11.6026 | -11.6026
Line8_8_10 | 0 | 0 | 0 | 0 | 0 | 0 | 0 | 0 | 0 | 0 | 0 | 0 | 0.695 | 0.695 | -11.6026 | -11.6026
Line9_3_11 | 0 | 0 | 0 | 0 | 0 | 0 | 0 | 0 | 0 | 0 | 0 | 0 | 0.695 | 0.695 | -11.6026 | -11.6026

## LLL_min_10
name | pf_ikss_from_ka | pf_ikss_to_ka | pf_ip_from_ka | pf_ip_to_ka | pf_skss_from_mw | pf_skss_to_mw | pf_p_from_mw | pf_p_to_mw | pf_q_from_mvar | pf_q_to_mvar | pf_ikss_from_degree | pf_ikss_to_degree | pf_vm_from_pu | pf_vm_to_pu | pf_va_from_degree | pf_va_to_degree
Line0_1_2 | 0 | 0 | 0 | 0 | 0 | 0 | 0 | 0 | 0 | 0 | 0 | 0 | 0.65842 | 0.65842 | -11.6026 | -11.6026
Line10_11_12 | 0 | 0 | 0 | 0 | 0 | 0 | 0 | 0 | 0 | 0 | 0 | 0 | 0.65842 | 0.65842 | -11.6026 | -11.6026
Line11_12_13 | 0 | 0 | 0 | 0 | 0 | 0 | 0 | 0 | 0 | 0 | 0 | 0 | 0.65842 | 0.65842 | -11.6026 | -11.6026
Line12_13_15 | 0 | 0 | 0 | 0 | 0 | 0 | 0 | 0 | 0 | 0 | 0 | 0 | 0.65842 | 0.65842 | -11.6026 | -11.6026
Line13_13_14 | 0 | 0 | 0 | 0 | 0 | 0 | 0 | 0 | 0 | 0 | 0 | 0 | 0.65842 | 0.65842 | -11.6026 | -11.6026
Line14_15_16 | 0 | 0 | 0 | 0 | 0 | 0 | 0 | 0 | 0 | 0 | 0 | 0 | 0.65842 | 0.65842 | -11.6026 | -11.6026
Line15_16_17 | 0 | 0 | 0 | 0 | 0 | 0 | 0 | 0 | 0 | 0 | 0 | 0 | 0.65842 | 0.65842 | -11.6026 | -11.6026
Line16_4_18 | 2.7423 | 2.7423 | 0 | 4.5292 | 1.8999 | 1.8999 | 0.43316 | -1e-07 | 0.45121 | -1e-07 | -57.7717 | 122.2283 | 0.32921 | 0 | -11.6026 | 0
Line17_5_19 | 0 | 0 | 0 | 0 | 0 | 0 | 0 | 0 | 0 | 0 | 0 | 0 | 0.65842 | 0.65842 | -11.6026 | -11.6026
Line1_1_3 | 0 | 0 | 0 | 0 | 0 | 0 | 0 | 0 | 0 | 0 | 0 | 0 | 0.65842 | 0.65842 | -11.6026 | -11.6026
Line2_1_4 | 2.7423 | 2.7423 | 0 | 0 | 1.8999 | 1.8999 | 0.86632 | -0.43316 | 0.90242 | -0.45121 | -57.7717 | 122.2283 | 0.65842 | 0.32921 | -11.6026 | -11.6026
Line3_1_5 | 0 | 0 | 0 | 0 | 0 | 0 | 0 | 0 | 0 | 0 | 0 | 0 | 0.65842 | 0.65842 | -11.6026 | -11.6026
Line4_2_6 | 0 | 0 | 0 | 0 | 0 | 0 | 0 | 0 | 0 | 0 | 0 | 0 | 0.65842 | 0.65842 | -11.6026 | -11.6026
Line5_6_7 | 0 | 0 | 0 | 0 | 0 | 0 | 0 | 0 | 0 | 0 | 0 | 0 | 0.65842 | 0.65842 | -11.6026 | -11.6026
Line6_7_8 | 0 | 0 | 0 | 0 | 0 | 0 | 0 | 0 | 0 | 0 | 0 | 0 | 0.65842 | 0.65842 | -11.6026 | -11.6026
Line7_8_9 | 0 | 0 | 0 | 0 | 0 | 0 | 0 | 0 | 0 | 0 | 0 | 0 | 0.65842 | 0.65842 | -11.6026 | -11.6026
Line8_8_10 | 0 | 0 | 0 | 0 | 0 | 0 | 0 | 0 | 0 | 0 | 0 | 0 | 0.65842 | 0.65842 | -11.6026 | -11.6026
Line9_3_11 | 0 | 0 | 0 | 0 | 0 | 0 | 0 | 0 | 0 | 0 | 0 | 0 | 0.65842 | 0.65842 | -11.6026 | -11.6026

## LLL_min_fault_6
name | pf_ikss_from_ka | pf_ikss_to_ka | pf_ip_from_ka | pf_ip_to_ka | pf_skss_from_mw | pf_skss_to_mw | pf_p_from_mw | pf_p_to_mw | pf_q_from_mvar | pf_q_to_mvar | pf_ikss_from_degree | pf_ikss_to_degree | pf_vm_from_pu | pf_vm_to_pu | pf_va_from_degree | pf_va_to_degree
Line0_1_2 | 0 | 0 | 0 | 0 | 0 | 0 | 0 | 0 | 0 | 0 | 0 | 0 | 0.94754 | 0.94754 | -0.12527 | -0.12527
Line10_11_12 | 0 | 0 | 0 | 0 | 0 | 0 | 0 | 0 | 0 | 0 | 0 | 0 | 0.94754 | 0.94754 | -0.12527 | -0.12527
Line11_12_13 | 0 | 0 | 0 | 0 | 0 | 0 | 0 | 0 | 0 | 0 | 0 | 0 | 0.94754 | 0.94754 | -0.12527 | -0.12527
Line12_13_15 | 0 | 0 | 0 | 0 | 0 | 0 | 0 | 0 | 0 | 0 | 0 | 0 | 0.94754 | 0.94754 | -0.12527 | -0.12527
Line13_13_14 | 0 | 0 | 0 | 0 | 0 | 0 | 0 | 0 | 0 | 0 | 0 | 0 | 0.94754 | 0.94754 | -0.12527 | -0.12527
Line14_15_16 | 0 | 0 | 0 | 0 | 0 | 0 | 0 | 0 | 0 | 0 | 0 | 0 | 0.94754 | 0.94754 | -0.12527 | -0.12527
Line15_16_17 | 0 | 0 | 0 | 0 | 0 | 0 | 0 | 0 | 0 | 0 | 0 | 0 | 0.94754 | 0.94754 | -0.12527 | -0.12527
Line16_4_18 | 0.030706 | 0.030706 | 0 | 0.050714 | 0.021274 | 0.021274 | 0.014197 | -0.014143 | 0.014199 | -0.014143 | -45.1344 | 134.8656 | 0.94385 | 0.94017 | -0.1298 | -0.13436
Line17_5_19 | 0 | 0 | 0 | 0 | 0 | 0 | 0 | 0 | 0 | 0 | 0 | 0 | 0.94754 | 0.94754 | -0.12527 | -0.12527
Line1_1_3 | 0 | 0 | 0 | 0 | 0 | 0 | 0 | 0 | 0 | 0 | 0 | 0 | 0.94754 | 0.94754 | -0.12527 | -0.12527
Line2_1_4 | 0.030706 | 0.030706 | 0 | 0 | 0.021274 | 0.021274 | 0.014251 | -0.014197 | 0.014256 | -0.014199 | -45.1344 | 134.8656 | 0.94754 | 0.94385 | -0.12527 | -0.1298
Line3_1_5 | 0 | 0 | 0 | 0 | 0 | 0 | 0 | 0 | 0 | 0 | 0 | 0 | 0.94754 | 0.94754 | -0.12527 | -0.12527
Line4_2_6 | 0 | 0 | 0 | 0 | 0 | 0 | 0 | 0 | 0 | 0 | 0 | 0 | 0.94754 | 0.94754 | -0.12527 | -0.12527
Line5_6_7 | 0 | 0 | 0 | 0 | 0 | 0 | 0 | 0 | 0 | 0 | 0 | 0 | 0.94754 | 0.94754 | -0.12527 | -0.12527
Line6_7_8 | 0 | 0 | 0 | 0 | 0 | 0 | 0 | 0 | 0 | 0 | 0 | 0 | 0.94754 | 0.94754 | -0.12527 | -0.12527
Line7_8_9 | 0 | 0 | 0 | 0 | 0 | 0 | 0 | 0 | 0 | 0 | 0 | 0 | 0.94754 | 0.94754 | -0.12527 | -0.12527
Line8_8_10 | 0 | 0 | 0 | 0 | 0 | 0 | 0 | 0 | 0 | 0 | 0 | 0 | 0.94754 | 0.94754 | -0.12527 | -0.12527
Line9_3_11 | 0 | 0 | 0 | 0 | 0 | 0 | 0 | 0 | 0 | 0 | 0 | 0 | 0.94754 | 0.94754 | -0.12527 | -0.12527

## LLL_min_fault_10
name | pf_ikss_from_ka | pf_ikss_to_ka | pf_ip_from_ka | pf_ip_to_ka | pf_skss_from_mw | pf_skss_to_mw | pf_p_from_mw | pf_p_to_mw | pf_q_from_mvar | pf_q_to_mvar | pf_ikss_from_degree | pf_ikss_to_degree | pf_vm_from_pu | pf_vm_to_pu | pf_va_from_degree | pf_va_to_degree
Line0_1_2 | 0 | 0 | 0 | 0 | 0 | 0 | 0 | 0 | 0 | 0 | 0 | 0 | 0.89767 | 0.89767 | -0.12527 | -0.12527
Line10_11_12 | 0 | 0 | 0 | 0 | 0 | 0 | 0 | 0 | 0 | 0 | 0 | 0 | 0.89767 | 0.89767 | -0.12527 | -0.12527
Line11_12_13 | 0 | 0 | 0 | 0 | 0 | 0 | 0 | 0 | 0 | 0 | 0 | 0 | 0.89767 | 0.89767 | -0.12527 | -0.12527
Line12_13_15 | 0 | 0 | 0 | 0 | 0 | 0 | 0 | 0 | 0 | 0 | 0 | 0 | 0.89767 | 0.89767 | -0.12527 | -0.12527
Line13_13_14 | 0 | 0 | 0 | 0 | 0 | 0 | 0 | 0 | 0 | 0 | 0 | 0 | 0.89767 | 0.89767 | -0.12527 | -0.12527
Line14_15_16 | 0 | 0 | 0 | 0 | 0 | 0 | 0 | 0 | 0 | 0 | 0 | 0 | 0.89767 | 0.89767 | -0.12527 | -0.12527
Line15_16_17 | 0 | 0 | 0 | 0 | 0 | 0 | 0 | 0 | 0 | 0 | 0 | 0 | 0.89767 | 0.89767 | -0.12527 | -0.12527
Line16_4_18 | 0.02909 | 0.02909 | 0 | 0.048045 | 0.020154 | 0.020154 | 0.012742 | -0.012693 | 0.012744 | -0.012693 | -45.1344 | 134.8656 | 0.89418 | 0.89069 | -0.1298 | -0.13436
Line17_5_19 | 0 | 0 | 0 | 0 | 0 | 0 | 0 | 0 | 0 | 0 | 0 | 0 | 0.89767 | 0.89767 | -0.12527 | -0.12527
Line1_1_3 | 0 | 0 | 0 | 0 | 0 | 0 | 0 | 0 | 0 | 0 | 0 | 0 | 0.89767 | 0.89767 | -0.12527 | -0.12527
Line2_1_4 | 0.02909 | 0.02909 | 0 | 0 | 0.020154 | 0.020154 | 0.012791 | -0.012742 | 0.012795 | -0.012744 | -45.1344 | 134.8656 | 0.89767 | 0.89418 | -0.12527 | -0.1298
Line3_1_5 | 0 | 0 | 0 | 0 | 0 | 0 | 0 | 0 | 0 | 0 | 0 | 0 | 0.89767 | 0.89767 | -0.12527 | -0.12527
Line4_2_6 | 0 | 0 | 0 | 0 | 0 | 0 | 0 | 0 | 0 | 0 | 0 | 0 | 0.89767 | 0.89767 | -0.12527 | -0.12527
Line5_6_7 | 0 | 0 | 0 | 0 | 0 | 0 | 0 | 0 | 0 | 0 | 0 | 0 | 0.89767 | 0.89767 | -0.12527 | -0.12527
Line6_7_8 | 0 | 0 | 0 | 0 | 0 | 0 | 0 | 0 | 0 | 0 | 0 | 0 | 0.89767 | 0.89767 | -0.12527 | -0.12527
Line7_8_9 | 0 | 0 | 0 | 0 | 0 | 0 | 0 | 0 | 0 | 0 | 0 | 0 | 0.89767 | 0.89767 | -0.12527 | -0.12527
Line8_8_10 | 0 | 0 | 0 | 0 | 0 | 0 | 0 | 0 | 0 | 0 | 0 | 0 | 0.89767 | 0.89767 | -0.12527 | -0.12527
Line9_3_11 | 0 | 0 | 0 | 0 | 0 | 0 | 0 | 0 | 0 | 0 | 0 | 0 | 0.89767 | 0.89767 | -0.12527 | -0.12527

## LL_max_6
name | pf_ikss_a_from_ka | pf_ikss_b_from_ka | pf_ikss_c_from_ka | pf_ikss_a_to_ka | pf_ikss_b_to_ka | pf_ikss_c_to_ka | pf_skss_a_from_mw | pf_skss_b_from_mw | pf_skss_c_from_mw | pf_skss_a_to_mw | pf_skss_b_to_mw | pf_skss_c_to_mw | pf_p_a_from_mw | pf_p_b_from_mw | pf_p_c_from_mw | pf_p_a_to_mw | pf_p_b_to_mw | pf_p_c_to_mw | pf_q_a_from_mvar | pf_q_b_from_mvar | pf_q_c_from_mvar | pf_q_a_to_mvar | pf_q_b_to_mvar | pf_q_c_to_mvar | pf_ikss_a_from_degree | pf_ikss_b_from_degree | pf_ikss_c_from_degree | pf_ikss_a_to_degree | pf_ikss_b_to_degree | pf_ikss_c_to_degree | pf_vm_a_from_pu | pf_vm_b_from_pu | pf_vm_c_from_pu | pf_vm_a_to_pu | pf_vm_b_to_pu | pf_vm_c_to_pu | pf_va_a_from_degree | pf_va_b_from_degree | pf_va_c_from_degree | pf_va_a_to_degree | pf_va_b_to_degree | pf_va_c_to_degree
Line0_1_2 | 0 | 0 | 0 | 0 | 0 | 0 | 0 | 0 | 0 | 0 | 0 | 0 | 3.4972e-16 | -3.0235e-09 | -4.8365e-09 | -3.4972e-16 | 3.0235e-09 | 4.8365e-09 | 1.36e-16 | 5.1114e-09 | -1.9712e-09 | -1.1657e-16 | -5.1114e-09 | 1.9712e-09 | 0 | 0 | 0 | 0 | 0 | 0 | 1.05 | 0.85292 | 0.7501 | 1.05 | 0.85292 | 0.7501 | -1.0177e-11 | -135.0364 | 126.5322 | -1.0181e-11 | -135.0364 | 126.5322
Line10_11_12 | 0 | 0 | 0 | 0 | 0 | 0 | 0 | 0 | 0 | 0 | 0 | 0 | 5.4401e-16 | -3.0235e-09 | -4.8365e-09 | -4.6629e-16 | 3.0235e-09 | 4.8365e-09 | 1.9429e-17 | 5.1114e-09 | -1.9712e-09 | 8.3079e-29 | -5.1114e-09 | 1.9712e-09 | 0 | 0 | 0 | 0 | 0 | 0 | 1.05 | 0.85292 | 0.7501 | 1.05 | 0.85292 | 0.7501 | -1.0199e-11 | -135.0364 | 126.5322 | -1.0208e-11 | -135.0364 | 126.5322
Line11_12_13 | 0 | 0 | 0 | 0 | 0 | 0 | 0 | 0 | 0 | 0 | 0 | 0 | 4.6629e-16 | -2.5196e-09 | -4.0305e-09 | -3.8858e-16 | 2.5196e-09 | 4.0305e-09 | -5.8287e-17 | 4.2595e-09 | -1.6426e-09 | 3.8858e-17 | -4.2595e-09 | 1.6426e-09 | 0 | 0 | 0 | 0 | 0 | 0 | 1.05 | 0.85292 | 0.7501 | 1.05 | 0.85292 | 0.7501 | -1.0208e-11 | -135.0364 | 126.5322 | -1.0216e-11 | -135.0364 | 126.5322
Line12_13_15 | 0 | 0 | 0 | 0 | 0 | 0 | 0 | 0 | 0 | 0 | 0 | 0 | 2.72e-16 | -1.5118e-09 | -2.4183e-09 | -3.1086e-16 | 1.5118e-09 | 2.4183e-09 | 3.8858e-17 | 2.5557e-09 | -9.8558e-10 | -7.7716e-17 | -2.5557e-09 | 9.8558e-10 | 0 | 0 | 0 | 0 | 0 | 0 | 1.05 | 0.85292 | 0.7501 | 1.05 | 0.85292 | 0.7501 | -1.0216e-11 | -135.0364 | 126.5322 | -1.0219e-11 | -135.0364 | 126.5322
Line13_13_14 | 0 | 0 | 0 | 0 | 0 | 0 | 0 | 0 | 0 | 0 | 0 | 0 | -3.8858e-17 | -5.0392e-10 | -8.0609e-10 | 3.8858e-17 | 5.0392e-10 | 8.0609e-10 | 6.9283e-30 | 8.5191e-10 | -3.2853e-10 | -1.9429e-17 | -8.5191e-10 | 3.2853e-10 | 0 | 0 | 0 | 0 | 0 | 0 | 1.05 | 0.85292 | 0.7501 | 1.05 | 0.85292 | 0.7501 | -1.0216e-11 | -135.0364 | 126.5322 | -1.0217e-11 | -135.0364 | 126.5322
Line14_15_16 | 0 | 0 | 0 | 0 | 0 | 0 | 0 | 0 | 0 | 0 | 0 | 0 | 1.5543e-16 | -1.0078e-09 | -1.6122e-09 | -1.5543e-16 | 1.0078e-09 | 1.6122e-09 | 1.9429e-17 | 1.7038e-09 | -6.5706e-10 | -1.9429e-17 | -1.7038e-09 | 6.5706e-10 | 0 | 0 | 0 | 0 | 0 | 0 | 1.05 | 0.85292 | 0.7501 | 1.05 | 0.85292 | 0.7501 | -1.0219e-11 | -135.0364 | 126.5322 | -1.0221e-11 | -135.0364 | 126.5322
Line15_16_17 | 0 | 0 | 0 | 0 | 0 | 0 | 0 | 0 | 0 | 0 | 0 | 0 | 0 | -5.0392e-10 | -8.0609e-10 | 0 | 5.0392e-10 | 8.0609e-10 | 0 | 8.5191e-10 | -3.2853e-10 | 0 | -8.5191e-10 | 3.2853e-10 | 0 | 0 | 0 | 0 | 0 | 0 | 1.05 | 0.85292 | 0.7501 | 1.05 | 0.85292 | 0.7501 | -1.0221e-11 | -135.0364 | 126.5322 | -1.0222e-11 | -135.0364 | 126.5322
Line16_4_18 | 0 | 3.1387 | 3.1387 | 0 | 3.1387 | 3.1387 | 0 | 0.72485 | 0.72485 | 0 | 0.72485 | 0.72485 | -7.7716e-17 | 0.45801 | -0.26098 | 1.3816e-29 | -0.3595 | 0.3595 | -7.7716e-17 | 0.072221 | 0.32184 | 7.7716e-17 | 0.12481 | -0.12481 | 0 | -160.8543 | 19.1457 | 0 | 19.1457 | -160.8543 | 1.05 | 0.63968 | 0.57164 | 1.05 | 0.525 | 0.525 | -1.0184e-11 | -151.8935 | 148.1848 | -1.0186e-11 | 180 | -180
Line17_5_19 | 0 | 0 | 0 | 0 | 0 | 0 | 0 | 0 | 0 | 0 | 0 | 0 | -3.8858e-17 | -5.0392e-10 | -8.0609e-10 | 7.7716e-17 | 5.0392e-10 | 8.0609e-10 | -3.8858e-17 | 8.5191e-10 | -3.2853e-10 | 1.9429e-17 | -8.5191e-10 | 3.2853e-10 | 0 | 0 | 0 | 0 | 0 | 0 | 1.05 | 0.85292 | 0.7501 | 1.05 | 0.85292 | 0.7501 | -1.0179e-11 | -135.0364 | 126.5322 | -1.018e-11 | -135.0364 | 126.5322
Line1_1_3 | 0 | 0 | 0 | 0 | 0 | 0 | 0 | 0 | 0 | 0 | 0 | 0 | 7.383e-16 | -4.0313e-09 | -6.4487e-09 | -7.383e-16 | 4.0313e-09 | 6.4487e-09 | 9.7145e-17 | 6.8153e-09 | -2.6282e-09 | -9.7145e-17 | -6.8153e-09 | 2.6282e-09 | 0 | 0 | 0 | 0 | 0 | 0 | 1.05 | 0.85292 | 0.7501 | 1.05 | 0.85292 | 0.7501 | -1.0177e-11 | -135.0364 | 126.5322 | -1.0188e-11 | -135.0364 | 126.5322
Line2_1_4 | 0 | 3.1387 | 3.1387 | 0 | 3.1387 | 3.1387 | 0 | 0.72485 | 0.72485 | 0 | 0.72485 | 0.72485 | 3.1086e-16 | 0.55653 | -0.16247 | -3.1086e-16 | -0.45801 | 0.26098 | -3.8858e-17 | 0.26925 | 0.51887 | 3.8858e-17 | -0.072221 | -0.32184 | 0 | -160.8543 | 19.1457 | 0 | 19.1457 | -160.8543 | 1.05 | 0.85292 | 0.7501 | 1.05 | 0.63968 | 0.57164 | -1.0177e-11 | -135.0364 | 126.5322 | -1.0184e-11 | -151.8935 | 148.1848
Line3_1_5 | 0 | 0 | 0 | 0 | 0 | 0 | 0 | 0 | 0 | 0 | 0 | 0 | 1.5543e-16 | -1.0078e-09 | -1.6122e-09 | -1.5543e-16 | 1.0078e-09 | 1.6122e-09 | 1.9429e-17 | 1.7038e-09 | -6.5706e-10 | -3.8858e-17 | -1.7038e-09 | 6.5706e-10 | 0 | 0 | 0 | 0 | 0 | 0 | 1.05 | 0.85292 | 0.7501 | 1.05 | 0.85292 | 0.7501 | -1.0177e-11 | -135.0364 | 126.5322 | -1.0179e-11 | -135.0364 | 126.5322
Line4_2_6 | 0 | 0 | 0 | 0 | 0 | 0 | 0 | 0 | 0 | 0 | 0 | 0 | 1.5543e-16 | -2.5196e-09 | -4.0305e-09 | -1.5543e-16 | 2.5196e-09 | 4.0305e-09 | 3.8858e-17 | 4.2595e-09 | -1.6426e-09 | -1.9429e-17 | -4.2595e-09 | 1.6426e-09 | 0 | 0 | 0 | 0 | 0 | 0 | 1.05 | 0.85292 | 0.7501 | 1.05 | 0.85292 | 0.7501 | -1.0181e-11 | -135.0364 | 126.5322 | -1.0185e-11 | -135.0364 | 126.5322
Line5_6_7 | 0 | 0 | 0 | 0 | 0 | 0 | 0 | 0 | 0 | 0 | 0 | 0 | 3.1086e-16 | -2.0157e-09 | -3.2244e-09 | -3.1086e-16 | 2.0157e-09 | 3.2244e-09 | -3.8858e-17 | 3.4076e-09 | -1.3141e-09 | 3.8858e-17 | -3.4076e-09 | 1.3141e-09 | 0 | 0 | 0 | 0 | 0 | 0 | 1.05 | 0.85292 | 0.7501 | 1.05 | 0.85292 | 0.7501 | -1.0185e-11 | -135.0364 | 126.5322 | -1.0189e-11 | -135.0364 | 126.5322
Line6_7_8 | 0 | 0 | 0 | 0 | 0 | 0 | 0 | 0 | 0 | 0 | 0 | 0 | 2.3315e-16 | -1.5118e-09 | -2.4183e-09 | -1.9429e-16 | 1.5118e-09 | 2.4183e-09 | -9.7145e-17 | 2.5557e-09 | -9.8558e-10 | 1.1657e-16 | -2.5557e-09 | 9.8558e-10 | 0 | 0 | 0 | 0 | 0 | 0 | 1.05 | 0.85292 | 0.7501 | 1.05 | 0.85292 | 0.7501 | -1.0189e-11 | -135.0364 | 126.5322 | -1.0192e-11 | -135.0364 | 126.5322
Line7_8_9 | 0 | 0 | 0 | 0 | 0 | 0 | 0 | 0 | 0 | 0 | 0 | 0 | -3.4562e-30 | -5.0392e-10 | -8.0609e-10 | 3.4566e-30 | 5.0392e-10 | 8.0609e-10 | -1.9429e-17 | 8.5191e-10 | -3.2853e-10 | 1.9429e-17 | -8.5191e-10 | 3.2853e-10 | 0 | 0 | 0 | 0 | 0 | 0 | 1.05 | 0.85292 | 0.7501 | 1.05 | 0.85292 | 0.7501 | -1.0192e-11 | -135.0364 | 126.5322 | -1.0193e-11 | -135.0364 | 126.5322
Line8_8_10 | 0 | 0 | 0 | 0 | 0 | 0 | 0 | 0 | 0 | 0 | 0 | 0 | -6.9124e-30 | -5.0392e-10 | -8.0609e-10 | 3.4566e-30 | 5.0392e-10 | 8.0609e-10 | -3.8858e-17 | 8.5191e-10 | -3.2853e-10 | 1.9429e-17 | -8.5191e-10 | 3.2853e-10 | 0 | 0 | 0 | 0 | 0 | 0 | 1.05 | 0.85292 | 0.7501 | 1.05 | 0.85292 | 0.7501 | -1.0192e-11 | -135.0364 | 126.5322 | -1.0194e-11 | -135.0364 | 126.5322
Line9_3_11 | 0 | 0 | 0 | 0 | 0 | 0 | 0 | 0 | 0 | 0 | 0 | 0 | 6.2172e-16 | -3.5274e-09 | -5.6426e-09 | -6.6058e-16 | 3.5274e-09 | 5.6426e-09 | 3.8858e-17 | 5.9633e-09 | -2.2997e-09 | -3.8858e-17 | -5.9633e-09 | 2.2997e-09 | 0 | 0 | 0 | 0 | 0 | 0 | 1.05 | 0.85292 | 0.7501 | 1.05 | 0.85292 | 0.7501 | -1.0188e-11 | -135.0364 | 126.5322 | -1.0199e-11 | -135.0364 | 126.5322

## LL_max_10
name | pf_ikss_a_from_ka | pf_ikss_b_from_ka | pf_ikss_c_from_ka | pf_ikss_a_to_ka | pf_ikss_b_to_ka | pf_ikss_c_to_ka | pf_skss_a_from_mw | pf_skss_b_from_mw | pf_skss_c_from_mw | pf_skss_a_to_mw | pf_skss_b_to_mw | pf_skss_c_to_mw | pf_p_a_from_mw | pf_p_b_from_mw | pf_p_c_from_mw | pf_p_a_to_mw | pf_p_b_to_mw | pf_p_c_to_mw | pf_q_a_from_mvar | pf_q_b_from_mvar | pf_q_c_from_mvar | pf_q_a_to_mvar | pf_q_b_to_mvar | pf_q_c_to_mvar | pf_ikss_a_from_degree | pf_ikss_b_from_degree | pf_ikss_c_from_degree | pf_ikss_a_to_degree | pf_ikss_b_to_degree | pf_ikss_c_to_degree | pf_vm_a_from_pu | pf_vm_b_from_pu | pf_vm_c_from_pu | pf_vm_a_to_pu | pf_vm_b_to_pu | pf_vm_c_to_pu | pf_va_a_from_degree | pf_va_b_from_degree | pf_va_c_from_degree | pf_va_a_to_degree | pf_va_b_to_degree | pf_va_c_to_degree
Line0_1_2 | 0 | 0 | 0 | 0 | 0 | 0 | 0 | 0 | 0 | 0 | 0 | 0 | 4.0708e-16 | -3.3669e-09 | -5.3859e-09 | -4.0708e-16 | 3.3669e-09 | 5.3859e-09 | 8.1416e-17 | 5.759e-09 | -2.262e-09 | -8.1416e-17 | -5.759e-09 | 2.262e-09 | 0 | 0 | 0 | 0 | 0 | 0 | 1.1 | 0.88719 | 0.77689 | 1.1 | 0.88719 | 0.77689 | -5.5084e-10 | -135.5593 | 126.9102 | -5.5084e-10 | -135.5593 | 126.9102
Line10_11_12 | 0 | 0 | 0 | 0 | 0 | 0 | 0 | 0 | 0 | 0 | 0 | 0 | 4.885e-16 | -3.3669e-09 | -5.3859e-09 | -4.885e-16 | 3.3669e-09 | 5.3859e-09 | 8.1416e-17 | 5.759e-09 | -2.262e-09 | -4.0708e-17 | -5.759e-09 | 2.262e-09 | 0 | 0 | 0 | 0 | 0 | 0 | 1.1 | 0.88719 | 0.77689 | 1.1 | 0.88719 | 0.77689 | -5.5086e-10 | -135.5593 | 126.9102 | -5.5087e-10 | -135.5593 | 126.9102
Line11_12_13 | 0 | 0 | 0 | 0 | 0 | 0 | 0 | 0 | 0 | 0 | 0 | 0 | 3.6637e-16 | -2.8058e-09 | -4.4883e-09 | -4.0708e-16 | 2.8058e-09 | 4.4883e-09 | -3.5225e-27 | 4.7992e-09 | -1.885e-09 | 3.9139e-27 | -4.7992e-09 | 1.885e-09 | 0 | 0 | 0 | 0 | 0 | 0 | 1.1 | 0.88719 | 0.77689 | 1.1 | 0.88719 | 0.77689 | -5.5087e-10 | -135.5593 | 126.9102 | -5.5088e-10 | -135.5593 | 126.9102
Line12_13_15 | 0 | 0 | 0 | 0 | 0 | 0 | 0 | 0 | 0 | 0 | 0 | 0 | 2.4425e-16 | -1.6835e-09 | -2.693e-09 | -2.4425e-16 | 1.6835e-09 | 2.693e-09 | 4.0708e-17 | 2.8795e-09 | -1.131e-09 | -8.1416e-17 | -2.8795e-09 | 1.131e-09 | 0 | 0 | 0 | 0 | 0 | 0 | 1.1 | 0.88719 | 0.77689 | 1.1 | 0.88719 | 0.77689 | -5.5088e-10 | -135.5593 | 126.9102 | -5.5088e-10 | -135.5593 | 126.9102
Line13_13_14 | 0 | 0 | 0 | 0 | 0 | 0 | 0 | 0 | 0 | 0 | 0 | 0 | 4.0708e-17 | -5.6115e-10 | -8.9765e-10 | -4.0708e-17 | 5.6115e-10 | 8.9765e-10 | -4.0708e-17 | 9.5983e-10 | -3.77e-10 | -4.0708e-17 | -9.5983e-10 | 3.77e-10 | 0 | 0 | 0 | 0 | 0 | 0 | 1.1 | 0.88719 | 0.77689 | 1.1 | 0.88719 | 0.77689 | -5.5088e-10 | -135.5593 | 126.9102 | -5.5088e-10 | -135.5593 | 126.9102
Line14_15_16 | 0 | 0 | 0 | 0 | 0 | 0 | 0 | 0 | 0 | 0 | 0 | 0 | 1.2212e-16 | -1.1223e-09 | -1.7953e-09 | -8.1416e-17 | 1.1223e-09 | 1.7953e-09 | 4.0708e-17 | 1.9197e-09 | -7.5399e-10 | -4.0708e-17 | -1.9197e-09 | 7.54e-10 | 0 | 0 | 0 | 0 | 0 | 0 | 1.1 | 0.88719 | 0.77689 | 1.1 | 0.88719 | 0.77689 | -5.5088e-10 | -135.5593 | 126.9102 | -5.5088e-10 | -135.5593 | 126.9102
Line15_16_17 | 0 | 0 | 0 | 0 | 0 | 0 | 0 | 0 | 0 | 0 | 0 | 0 | 0 | -5.6115e-10 | -8.9765e-10 | 4.0708e-17 | 5.6115e-10 | 8.9765e-10 | 0 | 9.5983e-10 | -3.77e-10 | -4.0708e-17 | -9.5983e-10 | 3.77e-10 | 0 | 0 | 0 | 0 | 0 | 0 | 1.1 | 0.88719 | 0.77689 | 1.1 | 0.88719 | 0.77689 | -5.5088e-10 | -135.5593 | 126.9102 | -5.5088e-10 | -135.5593 | 126.9102
Line16_4_18 | 0 | 3.2366 | 3.2366 | 0 | 3.2366 | 3.2366 | 0 | 0.74746 | 0.74746 | 0 | 0.74746 | 0.74746 | 0 | 0.49365 | -0.28415 | 0 | -0.3889 | 0.3889 | 0 | 0.07624 | 0.34278 | 0 | 0.13327 | -0.13327 | 0 | -161.0844 | 18.9156 | 0 | 18.9156 | -161.0844 | 1.1 | 0.66828 | 0.59567 | 1.1 | 0.55 | 0.55 | -5.5084e-10 | -152.305 | 148.5727 | -5.5085e-10 | -180 | -180
Line17_5_19 | 0 | 0 | 0 | 0 | 0 | 0 | 0 | 0 | 0 | 0 | 0 | 0 | -8.1416e-17 | -5.6115e-10 | -8.9765e-10 | 8.1416e-17 | 5.6115e-10 | 8.9765e-10 | 8.1416e-17 | 9.5983e-10 | -3.77e-10 | -4.0708e-17 | -9.5983e-10 | 3.77e-10 | 0 | 0 | 0 | 0 | 0 | 0 | 1.1 | 0.88719 | 0.77689 | 1.1 | 0.88719 | 0.77689 | -5.5084e-10 | -135.5593 | 126.9102 | -5.5084e-10 | -135.5593 | 126.9102
Line1_1_3 | 0 | 0 | 0 | 0 | 0 | 0 | 0 | 0 | 0 | 0 | 0 | 0 | 8.5487e-16 | -4.4892e-09 | -7.1812e-09 | -8.1416e-16 | 4.4892e-09 | 7.1812e-09 | 1.2212e-16 | 7.6787e-09 | -3.016e-09 | -8.1416e-17 | -7.6787e-09 | 3.016e-09 | 0 | 0 | 0 | 0 | 0 | 0 | 1.1 | 0.88719 | 0.77689 | 1.1 | 0.88719 | 0.77689 | -5.5084e-10 | -135.5593 | 126.9102 | -5.5085e-10 | -135.5593 | 126.9102
Line2_1_4 | 0 | 3.2366 | 3.2366 | 0 | 3.2366 | 3.2366 | 0 | 0.74746 | 0.74746 | 0 | 0.74746 | 0.74746 | 3.2567e-16 | 0.59841 | -0.17939 | -1.6283e-16 | -0.49365 | 0.28415 | -4.0708e-17 | 0.28575 | 0.55229 | 4.0708e-17 | -0.07624 | -0.34278 | 0 | -161.0844 | 18.9156 | 0 | 18.9156 | -161.0844 | 1.1 | 0.88719 | 0.77689 | 1.1 | 0.66828 | 0.59567 | -5.5084e-10 | -135.5593 | 126.9102 | -5.5084e-10 | -152.305 | 148.5727
Line3_1_5 | 0 | 0 | 0 | 0 | 0 | 0 | 0 | 0 | 0 | 0 | 0 | 0 | 2.0354e-16 | -1.1223e-09 | -1.7953e-09 | -1.6283e-16 | 1.1223e-09 | 1.7953e-09 | -4.0708e-17 | 1.9197e-09 | -7.5399e-10 | 4.0708e-17 | -1.9197e-09 | 7.5399e-10 | 0 | 0 | 0 | 0 | 0 | 0 | 1.1 | 0.88719 | 0.77689 | 1.1 | 0.88719 | 0.77689 | -5.5084e-10 | -135.5593 | 126.9102 | -5.5084e-10 | -135.5593 | 126.9102
Line4_2_6 | 0 | 0 | 0 | 0 | 0 | 0 | 0 | 0 | 0 | 0 | 0 | 0 | 4.0708e-16 | -2.8058e-09 | -4.4883e-09 | -4.4779e-16 | 2.8058e-09 | 4.4883e-09 | -1.2212e-16 | 4.7992e-09 | -1.885e-09 | 8.1416e-17 | -4.7992e-09 | 1.885e-09 | 0 | 0 | 0 | 0 | 0 | 0 | 1.1 | 0.88719 | 0.77689 | 1.1 | 0.88719 | 0.77689 | -5.5084e-10 | -135.5593 | 126.9102 | -5.5084e-10 | -135.5593 | 126.9102
Line5_6_7 | 0 | 0 | 0 | 0 | 0 | 0 | 0 | 0 | 0 | 0 | 0 | 0 | 1.6283e-16 | -2.2446e-09 | -3.5906e-09 | -1.2212e-16 | 2.2446e-09 | 3.5906e-09 | -1.5655e-27 | 3.8393e-09 | -1.508e-09 | 1.1741e-27 | -3.8393e-09 | 1.508e-09 | 0 | 0 | 0 | 0 | 0 | 0 | 1.1 | 0.88719 | 0.77689 | 1.1 | 0.88719 | 0.77689 | -5.5084e-10 | -135.5593 | 126.9102 | -5.5084e-10 | -135.5593 | 126.9102
Line6_7_8 | 0 | 0 | 0 | 0 | 0 | 0 | 0 | 0 | 0 | 0 | 0 | 0 | 1.6283e-16 | -1.6835e-09 | -2.693e-09 | -2.0354e-16 | 1.6835e-09 | 2.693e-09 | -8.1416e-17 | 2.8795e-09 | -1.131e-09 | 8.1416e-17 | -2.8795e-09 | 1.131e-09 | 0 | 0 | 0 | 0 | 0 | 0 | 1.1 | 0.88719 | 0.77689 | 1.1 | 0.88719 | 0.77689 | -5.5084e-10 | -135.5593 | 126.9102 | -5.5084e-10 | -135.5593 | 126.9102
Line7_8_9 | 0 | 0 | 0 | 0 | 0 | 0 | 0 | 0 | 0 | 0 | 0 | 0 | 1.2212e-16 | -5.6115e-10 | -8.9765e-10 | -1.2212e-16 | 5.6115e-10 | 8.9765e-10 | -1.1741e-27 | 9.5983e-10 | -3.77e-10 | 4.0708e-17 | -9.5983e-10 | 3.77e-10 | 0 | 0 | 0 | 0 | 0 | 0 | 1.1 | 0.88719 | 0.77689 | 1.1 | 0.88719 | 0.77689 | -5.5084e-10 | -135.5593 | 126.9102 | -5.5085e-10 | -135.5593 | 126.9102
Line8_8_10 | 0 | 0 | 0 | 0 | 0 | 0 | 0 | 0 | 0 | 0 | 0 | 0 | 3.9137e-28 | -5.6115e-10 | -8.9765e-10 | 8.1416e-17 | 5.6115e-10 | 8.9765e-10 | 4.0708e-17 | 9.5983e-10 | -3.77e-10 | -7.8274e-28 | -9.5983e-10 | 3.77e-10 | 0 | 0 | 0 | 0 | 0 | 0 | 1.1 | 0.88719 | 0.77689 | 1.1 | 0.88719 | 0.77689 | -5.5084e-10 | -135.5593 | 126.9102 | -5.5085e-10 | -135.5593 | 126.9102
Line9_3_11 | 0 | 0 | 0 | 0 | 0 | 0 | 0 | 0 | 0 | 0 | 0 | 0 | 7.7346e-16 | -3.9281e-09 | -6.2836e-09 | -7.7346e-16 | 3.9281e-09 | 6.2836e-09 | -7.4361e-27 | 6.7188e-09 | -2.639e-09 | -8.1416e-17 | -6.7188e-09 | 2.639e-09 | 0 | 0 | 0 | 0 | 0 | 0 | 1.1 | 0.88719 | 0.77689 | 1.1 | 0.88719 | 0.77689 | -5.5085e-10 | -135.5593 | 126.9102 | -5.5086e-10 | -135.5593 | 126.9102

## LL_max_fault_6
name | pf_ikss_a_from_ka | pf_ikss_b_from_ka | pf_ikss_c_from_ka | pf_ikss_a_to_ka | pf_ikss_b_to_ka | pf_ikss_c_to_ka | pf_skss_a_from_mw | pf_skss_b_from_mw | pf_skss_c_from_mw | pf_skss_a_to_mw | pf_skss_b_to_mw | pf_skss_c_to_mw | pf_p_a_from_mw | pf_p_b_from_mw | pf_p_c_from_mw | pf_p_a_to_mw | pf_p_b_to_mw | pf_p_c_to_mw | pf_q_a_from_mvar | pf_q_b_from_mvar | pf_q_c_from_mvar | pf_q_a_to_mvar | pf_q_b_to_mvar | pf_q_c_to_mvar | pf_ikss_a_from_degree | pf_ikss_b_from_degree | pf_ikss_c_from_degree | pf_ikss_a_to_degree | pf_ikss_b_to_degree | pf_ikss_c_to_degree | pf_vm_a_from_pu | pf_vm_b_from_pu | pf_vm_c_from_pu | pf_vm_a_to_pu | pf_vm_b_to_pu | pf_vm_c_to_pu | pf_va_a_from_degree | pf_va_b_from_degree | pf_va_c_from_degree | pf_va_a_to_degree | pf_va_b_to_degree | pf_va_c_to_degree
Line0_1_2 | 0 | 0 | 0 | 0 | 0 | 0 | 0 | 0 | 0 | 0 | 0 | 0 | 5.768e-18 | -4.6325e-11 | -1.333e-10 | -5.768e-18 | 4.6325e-11 | 1.333e-10 | 6.6787e-18 | 1.2762e-10 | 2.3032e-11 | -6.6787e-18 | -1.2762e-10 | -2.3032e-11 | 0 | 0 | 0 | 0 | 0 | 0 | 1.05 | 1.048 | 1.0442 | 1.05 | 1.048 | 1.0442 | 4.3263e-12 | -120.3021 | 119.9453 | 4.3262e-12 | -120.3021 | 119.9453
Line10_11_12 | 0 | 0 | 0 | 0 | 0 | 0 | 0 | 0 | 0 | 0 | 0 | 0 | 6.9823e-18 | -4.6325e-11 | -1.333e-10 | -6.3751e-18 | 4.6325e-11 | 1.333e-10 | 3.0358e-18 | 1.2762e-10 | 2.3032e-11 | -2.4286e-18 | -1.2762e-10 | -2.3032e-11 | 0 | 0 | 0 | 0 | 0 | 0 | 1.05 | 1.048 | 1.0442 | 1.05 | 1.048 | 1.0442 | 4.3259e-12 | -120.3021 | 119.9453 | 4.3258e-12 | -120.3021 | 119.9453
Line11_12_13 | 0 | 0 | 0 | 0 | 0 | 0 | 0 | 0 | 0 | 0 | 0 | 0 | 6.6787e-18 | -3.8604e-11 | -1.1109e-10 | -6.6787e-18 | 3.8604e-11 | 1.1109e-10 | 1.2143e-18 | 1.0635e-10 | 1.9193e-11 | -6.0715e-19 | -1.0635e-10 | -1.9193e-11 | 0 | 0 | 0 | 0 | 0 | 0 | 1.05 | 1.048 | 1.0442 | 1.05 | 1.048 | 1.0442 | 4.3258e-12 | -120.3021 | 119.9453 | 4.3256e-12 | -120.3021 | 119.9453
Line12_13_15 | 0 | 0 | 0 | 0 | 0 | 0 | 0 | 0 | 0 | 0 | 0 | 0 | 3.0358e-18 | -2.3162e-11 | -6.6652e-11 | -3.0358e-18 | 2.3162e-11 | 6.6652e-11 | 2.2919e-31 | 6.3811e-11 | 1.1516e-11 | -1.2143e-18 | -6.3811e-11 | -1.1516e-11 | 0 | 0 | 0 | 0 | 0 | 0 | 1.05 | 1.048 | 1.0442 | 1.05 | 1.048 | 1.0442 | 4.3256e-12 | -120.3021 | 119.9453 | 4.3256e-12 | -120.3021 | 119.9453
Line13_13_14 | 0 | 0 | 0 | 0 | 0 | 0 | 0 | 0 | 0 | 0 | 0 | 0 | -3.0358e-19 | -7.7208e-12 | -2.2217e-11 | 3.0358e-19 | 7.7208e-12 | 2.2217e-11 | -1.2143e-18 | 2.127e-11 | 3.8387e-12 | 2.2919e-32 | -2.127e-11 | -3.8387e-12 | 0 | 0 | 0 | 0 | 0 | 0 | 1.05 | 1.048 | 1.0442 | 1.05 | 1.048 | 1.0442 | 4.3256e-12 | -120.3021 | 119.9453 | 4.3256e-12 | -120.3021 | 119.9453
Line14_15_16 | 0 | 0 | 0 | 0 | 0 | 0 | 0 | 0 | 0 | 0 | 0 | 0 | 2.7322e-18 | -1.5442e-11 | -4.4435e-11 | -2.125e-18 | 1.5442e-11 | 4.4435e-11 | 6.0715e-19 | 4.2541e-11 | 7.6773e-12 | -1.2143e-18 | -4.2541e-11 | -7.6773e-12 | 0 | 0 | 0 | 0 | 0 | 0 | 1.05 | 1.048 | 1.0442 | 1.05 | 1.048 | 1.0442 | 4.3256e-12 | -120.3021 | 119.9453 | 4.3256e-12 | -120.3021 | 119.9453
Line15_16_17 | 0 | 0 | 0 | 0 | 0 | 0 | 0 | 0 | 0 | 0 | 0 | 0 | 9.1674e-32 | -7.7208e-12 | -2.2217e-11 | -9.1674e-32 | 7.7208e-12 | 2.2217e-11 | -1.2143e-18 | 2.127e-11 | 3.8387e-12 | 1.2143e-18 | -2.127e-11 | -3.8387e-12 | 0 | 0 | 0 | 0 | 0 | 0 | 1.05 | 1.048 | 1.0442 | 1.05 | 1.048 | 1.0442 | 4.3256e-12 | -120.3021 | 119.9453 | 4.3255e-12 | -120.3021 | 119.9453
Line16_4_18 | 0 | 0.0584 | 0.0584 | 0 | 0.0584 | 0.0584 | 0 | 0.013487 | 0.013487 | 0 | 0.013487 | 0.013487 | -1.2143e-18 | 0.013608 | 0.0035134 | 1.2143e-18 | -0.013574 | -0.0034793 | -9.1687e-32 | 0.0036287 | 0.013561 | 9.1686e-32 | -0.0035605 | -0.013493 | 0 | -135.4649 | 44.5351 | 0 | 44.5351 | -135.4649 | 1.05 | 1.0442 | 1.0387 | 1.05 | 1.0405 | 1.0331 | 4.3262e-12 | -120.5336 | 120.01 | 4.3261e-12 | -120.7668 | 120.0754
Line17_5_19 | 0 | 0 | 0 | 0 | 0 | 0 | 0 | 0 | 0 | 0 | 0 | 0 | -6.0715e-19 | -7.7208e-12 | -2.2217e-11 | 6.0715e-19 | 7.7208e-12 | 2.2217e-11 | -4.5844e-32 | 2.127e-11 | 3.8387e-12 | 4.5844e-32 | -2.127e-11 | -3.8387e-12 | 0 | 0 | 0 | 0 | 0 | 0 | 1.05 | 1.048 | 1.0442 | 1.05 | 1.048 | 1.0442 | 4.3262e-12 | -120.3021 | 119.9453 | 4.3262e-12 | -120.3021 | 119.9453
Line1_1_3 | 0 | 0 | 0 | 0 | 0 | 0 | 0 | 0 | 0 | 0 | 0 | 0 | 1.1232e-17 | -6.1766e-11 | -1.7774e-10 | -1.1232e-17 | 6.1766e-11 | 1.7774e-10 | 5.4644e-18 | 1.7016e-10 | 3.0709e-11 | -6.0715e-18 | -1.7016e-10 | -3.0709e-11 | 0 | 0 | 0 | 0 | 0 | 0 | 1.05 | 1.048 | 1.0442 | 1.05 | 1.048 | 1.0442 | 4.3263e-12 | -120.3021 | 119.9453 | 4.3261e-12 | -120.3021 | 119.9453
Line2_1_4 | 0 | 0.0584 | 0.0584 | 0 | 0.0584 | 0.0584 | 0 | 0.013487 | 0.013487 | 0 | 0.013487 | 0.013487 | 2.4286e-18 | 0.013642 | 0.0035475 | -3.6429e-18 | -0.013608 | -0.0035134 | 1.2143e-18 | 0.003697 | 0.013629 | -2.4286e-18 | -0.0036287 | -0.013561 | 0 | -135.4649 | 44.5351 | 0 | 44.5351 | -135.4649 | 1.05 | 1.048 | 1.0442 | 1.05 | 1.0442 | 1.0387 | 4.3263e-12 | -120.3021 | 119.9453 | 4.3262e-12 | -120.5336 | 120.01
Line3_1_5 | 0 | 0 | 0 | 0 | 0 | 0 | 0 | 0 | 0 | 0 | 0 | 0 | 2.7322e-18 | -1.5442e-11 | -4.4435e-11 | -2.7322e-18 | 1.5442e-11 | 4.4435e-11 | 2.063e-31 | 4.2541e-11 | 7.6773e-12 | -2.063e-31 | -4.2541e-11 | -7.6773e-12 | 0 | 0 | 0 | 0 | 0 | 0 | 1.05 | 1.048 | 1.0442 | 1.05 | 1.048 | 1.0442 | 4.3263e-12 | -120.3021 | 119.9453 | 4.3262e-12 | -120.3021 | 119.9453
Line4_2_6 | 0 | 0 | 0 | 0 | 0 | 0 | 0 | 0 | 0 | 0 | 0 | 0 | 4.2501e-18 | -3.8604e-11 | -1.1109e-10 | -4.2501e-18 | 3.8604e-11 | 1.1109e-10 | 4.2501e-18 | 1.0635e-10 | 1.9193e-11 | -4.2501e-18 | -1.0635e-10 | -1.9193e-11 | 0 | 0 | 0 | 0 | 0 | 0 | 1.05 | 1.048 | 1.0442 | 1.05 | 1.048 | 1.0442 | 4.3262e-12 | -120.3021 | 119.9453 | 4.3262e-12 | -120.3021 | 119.9453
Line5_6_7 | 0 | 0 | 0 | 0 | 0 | 0 | 0 | 0 | 0 | 0 | 0 | 0 | 3.0358e-18 | -3.0883e-11 | -8.887e-11 | -3.0358e-18 | 3.0883e-11 | 8.887e-11 | 2.2922e-31 | 8.5081e-11 | 1.5355e-11 | -1.2143e-18 | -8.5081e-11 | -1.5355e-11 | 0 | 0 | 0 | 0 | 0 | 0 | 1.05 | 1.048 | 1.0442 | 1.05 | 1.048 | 1.0442 | 4.3262e-12 | -120.3021 | 119.9453 | 4.3261e-12 | -120.3021 | 119.9453
Line6_7_8 | 0 | 0 | 0 | 0 | 0 | 0 | 0 | 0 | 0 | 0 | 0 | 0 | 3.0358e-18 | -2.3162e-11 | -6.6652e-11 | -3.0358e-18 | 2.3162e-11 | 6.6652e-11 | -1.2143e-18 | 6.3811e-11 | 1.1516e-11 | -2.2921e-31 | -6.3811e-11 | -1.1516e-11 | 0 | 0 | 0 | 0 | 0 | 0 | 1.05 | 1.048 | 1.0442 | 1.05 | 1.048 | 1.0442 | 4.3261e-12 | -120.3021 | 119.9453 | 4.326e-12 | -120.3021 | 119.9453
Line7_8_9 | 0 | 0 | 0 | 0 | 0 | 0 | 0 | 0 | 0 | 0 | 0 | 0 | 1.5179e-18 | -7.7208e-12 | -2.2217e-11 | -1.5179e-18 | 7.7208e-12 | 2.2217e-11 | 1.1461e-31 | 2.127e-11 | 3.8387e-12 | -1.146e-31 | -2.127e-11 | -3.8387e-12 | 0 | 0 | 0 | 0 | 0 | 0 | 1.05 | 1.048 | 1.0442 | 1.05 | 1.048 | 1.0442 | 4.326e-12 | -120.3021 | 119.9453 | 4.326e-12 | -120.3021 | 119.9453
Line8_8_10 | 0 | 0 | 0 | 0 | 0 | 0 | 0 | 0 | 0 | 0 | 0 | 0 | 3.0358e-19 | -7.7208e-12 | -2.2217e-11 | 3.0358e-19 | 7.7208e-12 | 2.2217e-11 | 6.0715e-19 | 2.127e-11 | 3.8387e-12 | -6.0715e-19 | -2.127e-11 | -3.8387e-12 | 0 | 0 | 0 | 0 | 0 | 0 | 1.05 | 1.048 | 1.0442 | 1.05 | 1.048 | 1.0442 | 4.326e-12 | -120.3021 | 119.9453 | 4.326e-12 | -120.3021 | 119.9453
Line9_3_11 | 0 | 0 | 0 | 0 | 0 | 0 | 0 | 0 | 0 | 0 | 0 | 0 | 9.4109e-18 | -5.4045e-11 | -1.5552e-10 | -8.8037e-18 | 5.4045e-11 | 1.5552e-10 | 5.4644e-18 | 1.4889e-10 | 2.6871e-11 | -5.4644e-18 | -1.4889e-10 | -2.6871e-11 | 0 | 0 | 0 | 0 | 0 | 0 | 1.05 | 1.048 | 1.0442 | 1.05 | 1.048 | 1.0442 | 4.3261e-12 | -120.3021 | 119.9453 | 4.3259e-12 | -120.3021 | 119.9453

## LL_max_fault_10
name | pf_ikss_a_from_ka | pf_ikss_b_from_ka | pf_ikss_c_from_ka | pf_ikss_a_to_ka | pf_ikss_b_to_ka | pf_ikss_c_to_ka | pf_skss_a_from_mw | pf_skss_b_from_mw | pf_skss_c_from_mw | pf_skss_a_to_mw | pf_skss_b_to_mw | pf_skss_c_to_mw | pf_p_a_from_mw | pf_p_b_from_mw | pf_p_c_from_mw | pf_p_a_to_mw | pf_p_b_to_mw | pf_p_c_to_mw | pf_q_a_from_mvar | pf_q_b_from_mvar | pf_q_c_from_mvar | pf_q_a_to_mvar | pf_q_b_to_mvar | pf_q_c_to_mvar | pf_ikss_a_from_degree | pf_ikss_b_from_degree | pf_ikss_c_from_degree | pf_ikss_a_to_degree | pf_ikss_b_to_degree | pf_ikss_c_to_degree | pf_vm_a_from_pu | pf_vm_b_from_pu | pf_vm_c_from_pu | pf_vm_a_to_pu | pf_vm_b_to_pu | pf_vm_c_to_pu | pf_va_a_from_degree | pf_va_b_from_degree | pf_va_c_from_degree | pf_va_a_to_degree | pf_va_b_to_degree | pf_va_c_to_degree
Line0_1_2 | 0 | 0 | 0 | 0 | 0 | 0 | 0 | 0 | 0 | 0 | 0 | 0 | 5.4066e-18 | -5.3219e-11 | -1.5314e-10 | -5.4066e-18 | 5.3219e-11 | 1.5314e-10 | 3.8164e-18 | 1.4664e-10 | 2.6437e-11 | -3.8164e-18 | -1.4664e-10 | -2.6437e-11 | 0 | 0 | 0 | 0 | 0 | 0 | 1.1 | 1.0978 | 1.0936 | 1.1 | 1.0978 | 1.0936 | 1.7449e-12 | -120.3163 | 119.9428 | 1.7449e-12 | -120.3163 | 119.9428
Line10_11_12 | 0 | 0 | 0 | 0 | 0 | 0 | 0 | 0 | 0 | 0 | 0 | 0 | 8.2688e-18 | -5.3219e-11 | -1.5314e-10 | -8.2688e-18 | 5.3219e-11 | 1.5314e-10 | 2.5443e-18 | 1.4664e-10 | 2.6437e-11 | -3.8164e-18 | -1.4664e-10 | -2.6437e-11 | 0 | 0 | 0 | 0 | 0 | 0 | 1.1 | 1.0978 | 1.0936 | 1.1 | 1.0978 | 1.0936 | 1.7446e-12 | -120.3163 | 119.9428 | 1.7444e-12 | -120.3163 | 119.9428
Line11_12_13 | 0 | 0 | 0 | 0 | 0 | 0 | 0 | 0 | 0 | 0 | 0 | 0 | 7.6328e-18 | -4.4349e-11 | -1.2762e-10 | -8.9049e-18 | 4.4349e-11 | 1.2762e-10 | 1.9082e-18 | 1.222e-10 | 2.2031e-11 | -1.9082e-18 | -1.222e-10 | -2.2031e-11 | 0 | 0 | 0 | 0 | 0 | 0 | 1.1 | 1.0978 | 1.0936 | 1.1 | 1.0978 | 1.0936 | 1.7444e-12 | -120.3163 | 119.9428 | 1.7443e-12 | -120.3163 | 119.9428
Line12_13_15 | 0 | 0 | 0 | 0 | 0 | 0 | 0 | 0 | 0 | 0 | 0 | 0 | 5.0885e-18 | -2.6609e-11 | -7.6572e-11 | -5.0885e-18 | 2.6609e-11 | 7.6572e-11 | 2.5443e-18 | 7.332e-11 | 1.3218e-11 | -2.5443e-18 | -7.332e-11 | -1.3218e-11 | 0 | 0 | 0 | 0 | 0 | 0 | 1.1 | 1.0978 | 1.0936 | 1.1 | 1.0978 | 1.0936 | 1.7443e-12 | -120.3163 | 119.9428 | 1.7442e-12 | -120.3163 | 119.9428
Line13_13_14 | 0 | 0 | 0 | 0 | 0 | 0 | 0 | 0 | 0 | 0 | 0 | 0 | 6.3607e-19 | -8.8698e-12 | -2.5524e-11 | -1.2721e-18 | 8.8698e-12 | 2.5524e-11 | 1.9364e-32 | 2.444e-11 | 4.4061e-12 | -3.8728e-32 | -2.444e-11 | -4.4061e-12 | 0 | 0 | 0 | 0 | 0 | 0 | 1.1 | 1.0978 | 1.0936 | 1.1 | 1.0978 | 1.0936 | 1.7443e-12 | -120.3163 | 119.9428 | 1.7443e-12 | -120.3163 | 119.9428
Line14_15_16 | 0 | 0 | 0 | 0 | 0 | 0 | 0 | 0 | 0 | 0 | 0 | 0 | 1.5902e-18 | -1.7739e-11 | -5.1048e-11 | -1.5902e-18 | 1.7739e-11 | 5.1048e-11 | 3.8164e-18 | 4.888e-11 | 8.8123e-12 | -3.1803e-18 | -4.888e-11 | -8.8122e-12 | 0 | 0 | 0 | 0 | 0 | 0 | 1.1 | 1.0978 | 1.0936 | 1.1 | 1.0978 | 1.0936 | 1.7442e-12 | -120.3163 | 119.9428 | 1.7442e-12 | -120.3163 | 119.9428
Line15_16_17 | 0 | 0 | 0 | 0 | 0 | 0 | 0 | 0 | 0 | 0 | 0 | 0 | 6.3607e-19 | -8.8697e-12 | -2.5524e-11 | -6.3607e-19 | 8.8698e-12 | 2.5524e-11 | -1.9082e-18 | 2.444e-11 | 4.4061e-12 | 6.3607e-19 | -2.444e-11 | -4.4061e-12 | 0 | 0 | 0 | 0 | 0 | 0 | 1.1 | 1.0978 | 1.0936 | 1.1 | 1.0978 | 1.0936 | 1.7442e-12 | -120.3163 | 119.9428 | 1.7442e-12 | -120.3163 | 119.9428
Line16_4_18 | 0 | 0.061167 | 0.061167 | 0 | 0.061167 | 0.061167 | 0 | 0.014126 | 0.014126 | 0 | 0.014126 | 0.014126 | -1.2721e-18 | 0.01493 | 0.0038518 | 1.2721e-18 | -0.014893 | -0.0038144 | -3.874e-32 | 0.0039805 | 0.014876 | 3.8739e-32 | -0.0039057 | -0.014801 | 0 | -135.4761 | 44.5239 | 0 | 44.5239 | -135.4761 | 1.1 | 1.0938 | 1.0878 | 1.1 | 1.0899 | 1.0821 | 1.7448e-12 | -120.5478 | 120.0075 | 1.7448e-12 | -120.781 | 120.073
Line17_5_19 | 0 | 0 | 0 | 0 | 0 | 0 | 0 | 0 | 0 | 0 | 0 | 0 | 9.541e-19 | -8.8697e-12 | -2.5524e-11 | -9.541e-19 | 8.8698e-12 | 2.5524e-11 | -1.2721e-18 | 2.444e-11 | 4.4061e-12 | 1.9082e-18 | -2.444e-11 | -4.4061e-12 | 0 | 0 | 0 | 0 | 0 | 0 | 1.1 | 1.0978 | 1.0936 | 1.1 | 1.0978 | 1.0936 | 1.7449e-12 | -120.3163 | 119.9428 | 1.7449e-12 | -120.3163 | 119.9428
Line1_1_3 | 0 | 0 | 0 | 0 | 0 | 0 | 0 | 0 | 0 | 0 | 0 | 0 | 1.1449e-17 | -7.0958e-11 | -2.0419e-10 | -1.2085e-17 | 7.0958e-11 | 2.0419e-10 | 5.7246e-18 | 1.9552e-10 | 3.5249e-11 | -6.3607e-18 | -1.9552e-10 | -3.5249e-11 | 0 | 0 | 0 | 0 | 0 | 0 | 1.1 | 1.0978 | 1.0936 | 1.1 | 1.0978 | 1.0936 | 1.7449e-12 | -120.3163 | 119.9428 | 1.7447e-12 | -120.3163 | 119.9428
Line2_1_4 | 0 | 0.061167 | 0.061167 | 0 | 0.061167 | 0.061167 | 0 | 0.014126 | 0.014126 | 0 | 0.014126 | 0.014126 | 6.3607e-18 | 0.014968 | 0.0038892 | -6.3607e-18 | -0.01493 | -0.0038518 | -1.2721e-18 | 0.0040553 | 0.014951 | -1.937e-31 | -0.0039805 | -0.014876 | 0 | -135.4761 | 44.5239 | 0 | 44.5239 | -135.4761 | 1.1 | 1.0978 | 1.0936 | 1.1 | 1.0938 | 1.0878 | 1.7449e-12 | -120.3163 | 119.9428 | 1.7448e-12 | -120.5478 | 120.0075
Line3_1_5 | 0 | 0 | 0 | 0 | 0 | 0 | 0 | 0 | 0 | 0 | 0 | 0 | 6.3607e-19 | -1.7739e-11 | -5.1048e-11 | -1.2721e-18 | 1.774e-11 | 5.1048e-11 | -6.3607e-19 | 4.888e-11 | 8.8123e-12 | -3.8742e-32 | -4.888e-11 | -8.8123e-12 | 0 | 0 | 0 | 0 | 0 | 0 | 1.1 | 1.0978 | 1.0936 | 1.1 | 1.0978 | 1.0936 | 1.7449e-12 | -120.3163 | 119.9428 | 1.7449e-12 | -120.3163 | 119.9428
Line4_2_6 | 0 | 0 | 0 | 0 | 0 | 0 | 0 | 0 | 0 | 0 | 0 | 0 | 4.4525e-18 | -4.4349e-11 | -1.2762e-10 | -5.7246e-18 | 4.4349e-11 | 1.2762e-10 | 2.5443e-18 | 1.222e-10 | 2.2031e-11 | -3.1803e-18 | -1.222e-10 | -2.2031e-11 | 0 | 0 | 0 | 0 | 0 | 0 | 1.1 | 1.0978 | 1.0936 | 1.1 | 1.0978 | 1.0936 | 1.7449e-12 | -120.3163 | 119.9428 | 1.7448e-12 | -120.3163 | 119.9428
Line5_6_7 | 0 | 0 | 0 | 0 | 0 | 0 | 0 | 0 | 0 | 0 | 0 | 0 | 4.7705e-18 | -3.5479e-11 | -1.021e-10 | -4.1344e-18 | 3.5479e-11 | 1.021e-10 | 1.9082e-18 | 9.776e-11 | 1.7625e-11 | -6.3607e-19 | -9.776e-11 | -1.7625e-11 | 0 | 0 | 0 | 0 | 0 | 0 | 1.1 | 1.0978 | 1.0936 | 1.1 | 1.0978 | 1.0936 | 1.7448e-12 | -120.3163 | 119.9428 | 1.7448e-12 | -120.3163 | 119.9428
Line6_7_8 | 0 | 0 | 0 | 0 | 0 | 0 | 0 | 0 | 0 | 0 | 0 | 0 | 6.3607e-19 | -2.6609e-11 | -7.6572e-11 | -6.3607e-19 | 2.6609e-11 | 7.6572e-11 | -1.9082e-18 | 7.332e-11 | 1.3218e-11 | 1.2721e-18 | -7.332e-11 | -1.3218e-11 | 0 | 0 | 0 | 0 | 0 | 0 | 1.1 | 1.0978 | 1.0936 | 1.1 | 1.0978 | 1.0936 | 1.7448e-12 | -120.3163 | 119.9428 | 1.7448e-12 | -120.3163 | 119.9428
Line7_8_9 | 0 | 0 | 0 | 0 | 0 | 0 | 0 | 0 | 0 | 0 | 0 | 0 | 6.3607e-19 | -8.8698e-12 | -2.5524e-11 | -6.3607e-19 | 8.8698e-12 | 2.5524e-11 | 1.937e-32 | 2.444e-11 | 4.4061e-12 | -1.9369e-32 | -2.444e-11 | -4.4061e-12 | 0 | 0 | 0 | 0 | 0 | 0 | 1.1 | 1.0978 | 1.0936 | 1.1 | 1.0978 | 1.0936 | 1.7448e-12 | -120.3163 | 119.9428 | 1.7448e-12 | -120.3163 | 119.9428
Line8_8_10 | 0 | 0 | 0 | 0 | 0 | 0 | 0 | 0 | 0 | 0 | 0 | 0 | -3.1803e-19 | -8.8698e-12 | -2.5524e-11 | 3.1803e-19 | 8.8698e-12 | 2.5524e-11 | -6.3607e-19 | 2.444e-11 | 4.4061e-12 | 6.3607e-19 | -2.444e-11 | -4.4061e-12 | 0 | 0 | 0 | 0 | 0 | 0 | 1.1 | 1.0978 | 1.0936 | 1.1 | 1.0978 | 1.0936 | 1.7448e-12 | -120.3163 | 119.9428 | 1.7448e-12 | -120.3163 | 119.9428
Line9_3_11 | 0 | 0 | 0 | 0 | 0 | 0 | 0 | 0 | 0 | 0 | 0 | 0 | 1.1449e-17 | -6.2088e-11 | -1.7867e-10 | -1.1449e-17 | 6.2088e-11 | 1.7867e-10 | 5.7246e-18 | 1.7108e-10 | 3.0843e-11 | -5.7246e-18 | -1.7108e-10 | -3.0843e-11 | 0 | 0 | 0 | 0 | 0 | 0 | 1.1 | 1.0978 | 1.0936 | 1.1 | 1.0978 | 1.0936 | 1.7447e-12 | -120.3163 | 119.9428 | 1.7446e-12 | -120.3163 | 119.9428

## LL_min_6
name | pf_ikss_a_from_ka | pf_ikss_b_from_ka | pf_ikss_c_from_ka | pf_ikss_a_to_ka | pf_ikss_b_to_ka | pf_ikss_c_to_ka | pf_skss_a_from_mw | pf_skss_b_from_mw | pf_skss_c_from_mw | pf_skss_a_to_mw | pf_skss_b_to_mw | pf_skss_c_to_mw | pf_p_a_from_mw | pf_p_b_from_mw | pf_p_c_from_mw | pf_p_a_to_mw | pf_p_b_to_mw | pf_p_c_to_mw | pf_q_a_from_mvar | pf_q_b_from_mvar | pf_q_c_from_mvar | pf_q_a_to_mvar | pf_q_b_to_mvar | pf_q_c_to_mvar | pf_ikss_a_from_degree | pf_ikss_b_from_degree | pf_ikss_c_from_degree | pf_ikss_a_to_degree | pf_ikss_b_to_degree | pf_ikss_c_to_degree | pf_vm_a_from_pu | pf_vm_b_from_pu | pf_vm_c_from_pu | pf_vm_a_to_pu | pf_vm_b_to_pu | pf_vm_c_to_pu | pf_va_a_from_degree | pf_va_b_from_degree | pf_va_c_from_degree | pf_va_a_to_degree | pf_va_b_to_degree | pf_va_c_to_degree
Line0_1_2 | 0 | 0 | 0 | 0 | 0 | 0 | 0 | 0 | 0 | 0 | 0 | 0 | 4.3946e-17 | -1.4366e-09 | -3.9666e-09 | -6.1525e-17 | 1.4366e-09 | 3.9666e-09 | 1.7579e-17 | 4.6273e-09 | -2.4518e-10 | -3.5157e-17 | -4.6273e-09 | 2.4518e-10 | 0 | 0 | 0 | 0 | 0 | 0 | 0.95 | 0.83839 | 0.68767 | 0.95 | 0.83839 | 0.68767 | 8.4568e-11 | -135.3123 | 120.9775 | 8.4573e-11 | -135.3123 | 120.9775
Line10_11_12 | 0 | 0 | 0 | 0 | 0 | 0 | 0 | 0 | 0 | 0 | 0 | 0 | -8.7893e-18 | -1.4366e-09 | -3.9666e-09 | -8.7893e-18 | 1.4366e-09 | 3.9666e-09 | 5.2736e-17 | 4.6273e-09 | -2.4518e-10 | -7.0314e-17 | -4.6273e-09 | 2.4518e-10 | 0 | 0 | 0 | 0 | 0 | 0 | 0.95 | 0.83839 | 0.68767 | 0.95 | 0.83839 | 0.68767 | 8.4576e-11 | -135.3123 | 120.9775 | 8.458e-11 | -135.3123 | 120.9775
Line11_12_13 | 0 | 0 | 0 | 0 | 0 | 0 | 0 | 0 | 0 | 0 | 0 | 0 | -7.9103e-17 | -1.1971e-09 | -3.3055e-09 | 6.1525e-17 | 1.1971e-09 | 3.3055e-09 | 1.2305e-16 | 3.8561e-09 | -2.0432e-10 | -1.4063e-16 | -3.8561e-09 | 2.0432e-10 | 0 | 0 | 0 | 0 | 0 | 0 | 0.95 | 0.83839 | 0.68767 | 0.95 | 0.83839 | 0.68767 | 8.458e-11 | -135.3123 | 120.9775 | 8.4583e-11 | -135.3123 | 120.9775
Line12_13_15 | 0 | 0 | 0 | 0 | 0 | 0 | 0 | 0 | 0 | 0 | 0 | 0 | 1.7579e-17 | -7.1829e-10 | -1.9833e-09 | -1.7579e-17 | 7.1829e-10 | 1.9833e-09 | 2.595e-29 | 2.3136e-09 | -1.2259e-10 | -3.5157e-17 | -2.3136e-09 | 1.2259e-10 | 0 | 0 | 0 | 0 | 0 | 0 | 0.95 | 0.83839 | 0.68767 | 0.95 | 0.83839 | 0.68767 | 8.4583e-11 | -135.3123 | 120.9775 | 8.4585e-11 | -135.3123 | 120.9775
Line13_13_14 | 0 | 0 | 0 | 0 | 0 | 0 | 0 | 0 | 0 | 0 | 0 | 0 | 6.1525e-17 | -2.3943e-10 | -6.611e-10 | -6.1525e-17 | 2.3943e-10 | 6.611e-10 | 9.0826e-29 | 7.7122e-10 | -4.0864e-11 | -1.7579e-17 | -7.7122e-10 | 4.0864e-11 | 0 | 0 | 0 | 0 | 0 | 0 | 0.95 | 0.83839 | 0.68767 | 0.95 | 0.83839 | 0.68767 | 8.4583e-11 | -135.3123 | 120.9775 | 8.4583e-11 | -135.3123 | 120.9775
Line14_15_16 | 0 | 0 | 0 | 0 | 0 | 0 | 0 | 0 | 0 | 0 | 0 | 0 | -3.5157e-17 | -4.7886e-10 | -1.3222e-09 | 3.5157e-17 | 4.7886e-10 | 1.3222e-09 | 3.5157e-17 | 1.5424e-09 | -8.1728e-11 | -3.5157e-17 | -1.5424e-09 | 8.1728e-11 | 0 | 0 | 0 | 0 | 0 | 0 | 0.95 | 0.83839 | 0.68767 | 0.95 | 0.83839 | 0.68767 | 8.4585e-11 | -135.3123 | 120.9775 | 8.4586e-11 | -135.3123 | 120.9775
Line15_16_17 | 0 | 0 | 0 | 0 | 0 | 0 | 0 | 0 | 0 | 0 | 0 | 0 | -1.7579e-17 | -2.3943e-10 | -6.611e-10 | 3.5157e-17 | 2.3943e-10 | 6.611e-10 | 5.2736e-17 | 7.7122e-10 | -4.0864e-11 | -5.2736e-17 | -7.7122e-10 | 4.0864e-11 | 0 | 0 | 0 | 0 | 0 | 0 | 0.95 | 0.83839 | 0.68767 | 0.95 | 0.83839 | 0.68767 | 8.4586e-11 | -135.3123 | 120.9775 | 8.4586e-11 | -135.3123 | 120.9775
Line16_4_18 | 0 | 2.5068 | 2.5068 | 0 | 2.5068 | 2.5068 | 0 | 0.57893 | 0.57893 | 0 | 0.57893 | 0.57893 | 7.0314e-17 | 0.35328 | -0.11197 | -7.0314e-17 | -0.23262 | 0.23262 | 1.0378e-28 | -0.020967 | 0.27233 | -1.0378e-28 | 0.14665 | -0.14665 | 0 | -147.7717 | 32.2283 | 0 | 32.2283 | -147.7717 | 0.95 | 0.6113 | 0.50862 | 0.95 | 0.475 | 0.475 | 8.4568e-11 | -151.1682 | 144.5775 | 8.4567e-11 | 180 | 180
Line17_5_19 | 0 | 0 | 0 | 0 | 0 | 0 | 0 | 0 | 0 | 0 | 0 | 0 | -2.5946e-29 | -2.3943e-10 | -6.611e-10 | 0 | 2.3943e-10 | 6.611e-10 | 1.7579e-17 | 7.7122e-10 | -4.0864e-11 | 0 | -7.7122e-10 | 4.0864e-11 | 0 | 0 | 0 | 0 | 0 | 0 | 0.95 | 0.83839 | 0.68767 | 0.95 | 0.83839 | 0.68767 | 8.457e-11 | -135.3123 | 120.9775 | 8.457e-11 | -135.3123 | 120.9775
Line1_1_3 | 0 | 0 | 0 | 0 | 0 | 0 | 0 | 0 | 0 | 0 | 0 | 0 | 3.5157e-17 | -1.9154e-09 | -5.2888e-09 | -3.5157e-17 | 1.9154e-09 | 5.2888e-09 | 1.7579e-17 | 6.1697e-09 | -3.2691e-10 | -3.5157e-17 | -6.1697e-09 | 3.2691e-10 | 0 | 0 | 0 | 0 | 0 | 0 | 0.95 | 0.83839 | 0.68767 | 0.95 | 0.83839 | 0.68767 | 8.4568e-11 | -135.3123 | 120.9775 | 8.4572e-11 | -135.3123 | 120.9775
Line2_1_4 | 0 | 2.5068 | 2.5068 | 0 | 2.5068 | 2.5068 | 0 | 0.57893 | 0.57893 | 0 | 0.57893 | 0.57893 | -3.5157e-17 | 0.47394 | 0.0086903 | 3.5157e-17 | -0.35328 | 0.11197 | -3.5157e-17 | 0.10472 | 0.39802 | 5.1892e-29 | 0.020967 | -0.27233 | 0 | -147.7717 | 32.2283 | 0 | 32.2283 | -147.7717 | 0.95 | 0.83839 | 0.68767 | 0.95 | 0.6113 | 0.50862 | 8.4568e-11 | -135.3123 | 120.9775 | 8.4568e-11 | -151.1682 | 144.5775
Line3_1_5 | 0 | 0 | 0 | 0 | 0 | 0 | 0 | 0 | 0 | 0 | 0 | 0 | -2.6368e-17 | -4.7886e-10 | -1.3222e-09 | 4.3946e-17 | 4.7886e-10 | 1.3222e-09 | -3.8919e-29 | 1.5424e-09 | -8.1728e-11 | -1.7579e-17 | -1.5424e-09 | 8.1728e-11 | 0 | 0 | 0 | 0 | 0 | 0 | 0.95 | 0.83839 | 0.68767 | 0.95 | 0.83839 | 0.68767 | 8.4568e-11 | -135.3123 | 120.9775 | 8.457e-11 | -135.3123 | 120.9775
Line4_2_6 | 0 | 0 | 0 | 0 | 0 | 0 | 0 | 0 | 0 | 0 | 0 | 0 | 1.7579e-17 | -1.1971e-09 | -3.3055e-09 | -5.2736e-17 | 1.1971e-09 | 3.3055e-09 | 1.7579e-17 | 3.8561e-09 | -2.0432e-10 | -7.0314e-17 | -3.8561e-09 | 2.0432e-10 | 0 | 0 | 0 | 0 | 0 | 0 | 0.95 | 0.83839 | 0.68767 | 0.95 | 0.83839 | 0.68767 | 8.4573e-11 | -135.3123 | 120.9775 | 8.4576e-11 | -135.3123 | 120.9775
Line5_6_7 | 0 | 0 | 0 | 0 | 0 | 0 | 0 | 0 | 0 | 0 | 0 | 0 | 6.1525e-17 | -9.5772e-10 | -2.6444e-09 | -6.1525e-17 | 9.5772e-10 | 2.6444e-09 | 5.2736e-17 | 3.0849e-09 | -1.6346e-10 | -1.0547e-16 | -3.0849e-09 | 1.6346e-10 | 0 | 0 | 0 | 0 | 0 | 0 | 0.95 | 0.83839 | 0.68767 | 0.95 | 0.83839 | 0.68767 | 8.4576e-11 | -135.3123 | 120.9775 | 8.4578e-11 | -135.3123 | 120.9775
Line6_7_8 | 0 | 0 | 0 | 0 | 0 | 0 | 0 | 0 | 0 | 0 | 0 | 0 | 4.3946e-17 | -7.1829e-10 | -1.9833e-09 | -4.3946e-17 | 7.1829e-10 | 1.9833e-09 | 7.0314e-17 | 2.3136e-09 | -1.2259e-10 | -8.7893e-17 | -2.3136e-09 | 1.2259e-10 | 0 | 0 | 0 | 0 | 0 | 0 | 0.95 | 0.83839 | 0.68767 | 0.95 | 0.83839 | 0.68767 | 8.4578e-11 | -135.3123 | 120.9775 | 8.458e-11 | -135.3123 | 120.9775
Line7_8_9 | 0 | 0 | 0 | 0 | 0 | 0 | 0 | 0 | 0 | 0 | 0 | 0 | 3.5157e-17 | -2.3943e-10 | -6.611e-10 | -1.7579e-17 | 2.3943e-10 | 6.611e-10 | -1.7579e-17 | 7.7122e-10 | -4.0864e-11 | -2.5949e-29 | -7.7122e-10 | 4.0864e-11 | 0 | 0 | 0 | 0 | 0 | 0 | 0.95 | 0.83839 | 0.68767 | 0.95 | 0.83839 | 0.68767 | 8.458e-11 | -135.3123 | 120.9775 | 8.458e-11 | -135.3123 | 120.9775
Line8_8_10 | 0 | 0 | 0 | 0 | 0 | 0 | 0 | 0 | 0 | 0 | 0 | 0 | 7.7849e-29 | -2.3943e-10 | -6.611e-10 | -5.1899e-29 | 2.3943e-10 | 6.611e-10 | -5.2736e-17 | 7.7122e-10 | -4.0864e-11 | 3.5157e-17 | -7.7122e-10 | 4.0864e-11 | 0 | 0 | 0 | 0 | 0 | 0 | 0.95 | 0.83839 | 0.68767 | 0.95 | 0.83839 | 0.68767 | 8.458e-11 | -135.3123 | 120.9775 | 8.4581e-11 | -135.3123 | 120.9775
Line9_3_11 | 0 | 0 | 0 | 0 | 0 | 0 | 0 | 0 | 0 | 0 | 0 | 0 | -2.6368e-17 | -1.676e-09 | -4.6277e-09 | 2.6368e-17 | 1.676e-09 | 4.6277e-09 | 8.7893e-17 | 5.3985e-09 | -2.8605e-10 | -1.2305e-16 | -5.3985e-09 | 2.8605e-10 | 0 | 0 | 0 | 0 | 0 | 0 | 0.95 | 0.83839 | 0.68767 | 0.95 | 0.83839 | 0.68767 | 8.4572e-11 | -135.3123 | 120.9775 | 8.4576e-11 | -135.3123 | 120.9775

## LL_min_10
name | pf_ikss_a_from_ka | pf_ikss_b_from_ka | pf_ikss_c_from_ka | pf_ikss_a_to_ka | pf_ikss_b_to_ka | pf_ikss_c_to_ka | pf_skss_a_from_mw | pf_skss_b_from_mw | pf_skss_c_from_mw | pf_skss_a_to_mw | pf_skss_b_to_mw | pf_skss_c_to_mw | pf_p_a_from_mw | pf_p_b_from_mw | pf_p_c_from_mw | pf_p_a_to_mw | pf_p_b_to_mw | pf_p_c_to_mw | pf_q_a_from_mvar | pf_q_b_from_mvar | pf_q_c_from_mvar | pf_q_a_to_mvar | pf_q_b_to_mvar | pf_q_c_to_mvar | pf_ikss_a_from_degree | pf_ikss_b_from_degree | pf_ikss_c_from_degree | pf_ikss_a_to_degree | pf_ikss_b_to_degree | pf_ikss_c_to_degree | pf_vm_a_from_pu | pf_vm_b_from_pu | pf_vm_c_from_pu | pf_vm_a_to_pu | pf_vm_b_to_pu | pf_vm_c_to_pu | pf_va_a_from_degree | pf_va_b_from_degree | pf_va_c_from_degree | pf_va_a_to_degree | pf_va_b_to_degree | pf_va_c_to_degree
Line0_1_2 | 0 | 0 | 0 | 0 | 0 | 0 | 0 | 0 | 0 | 0 | 0 | 0 | 5.8287e-17 | -1.2893e-09 | -3.56e-09 | -5.8287e-17 | 1.2893e-09 | 3.56e-09 | 1.5267e-28 | 4.153e-09 | -2.2005e-10 | -1.6653e-17 | -4.153e-09 | 2.2005e-10 | 0 | 0 | 0 | 0 | 0 | 0 | 0.9 | 0.79426 | 0.65148 | 0.9 | 0.79426 | 0.65148 | 1.5007e-10 | -135.3123 | 120.9775 | 1.5008e-10 | -135.3123 | 120.9775
Line10_11_12 | 0 | 0 | 0 | 0 | 0 | 0 | 0 | 0 | 0 | 0 | 0 | 0 | -8.3267e-18 | -1.2893e-09 | -3.56e-09 | 8.3267e-18 | 1.2893e-09 | 3.56e-09 | 3.3307e-17 | 4.153e-09 | -2.2006e-10 | -6.6613e-17 | -4.153e-09 | 2.2006e-10 | 0 | 0 | 0 | 0 | 0 | 0 | 0.9 | 0.79426 | 0.65148 | 0.9 | 0.79426 | 0.65148 | 1.5008e-10 | -135.3123 | 120.9775 | 1.5008e-10 | -135.3123 | 120.9775
Line11_12_13 | 0 | 0 | 0 | 0 | 0 | 0 | 0 | 0 | 0 | 0 | 0 | 0 | -5.8287e-17 | -1.0744e-09 | -2.9667e-09 | 5.8287e-17 | 1.0744e-09 | 2.9667e-09 | 1.1657e-16 | 3.4609e-09 | -1.8338e-10 | -1.3323e-16 | -3.4609e-09 | 1.8338e-10 | 0 | 0 | 0 | 0 | 0 | 0 | 0.9 | 0.79426 | 0.65148 | 0.9 | 0.79426 | 0.65148 | 1.5008e-10 | -135.3123 | 120.9775 | 1.5009e-10 | -135.3123 | 120.9775
Line12_13_15 | 0 | 0 | 0 | 0 | 0 | 0 | 0 | 0 | 0 | 0 | 0 | 0 | -2.498e-17 | -6.4467e-10 | -1.78e-09 | 4.1633e-17 | 6.4467e-10 | 1.78e-09 | 1.6653e-17 | 2.0765e-09 | -1.1003e-10 | -1.6653e-17 | -2.0765e-09 | 1.1003e-10 | 0 | 0 | 0 | 0 | 0 | 0 | 0.9 | 0.79426 | 0.65148 | 0.9 | 0.79426 | 0.65148 | 1.5009e-10 | -135.3123 | 120.9775 | 1.5009e-10 | -135.3123 | 120.9775
Line13_13_14 | 0 | 0 | 0 | 0 | 0 | 0 | 0 | 0 | 0 | 0 | 0 | 0 | 8.3267e-18 | -2.1489e-10 | -5.9334e-10 | -8.3267e-18 | 2.1489e-10 | 5.9334e-10 | 1.6653e-17 | 6.9217e-10 | -3.6676e-11 | -1.6653e-17 | -6.9217e-10 | 3.6676e-11 | 0 | 0 | 0 | 0 | 0 | 0 | 0.9 | 0.79426 | 0.65148 | 0.9 | 0.79426 | 0.65148 | 1.5009e-10 | -135.3123 | 120.9775 | 1.5009e-10 | -135.3123 | 120.9775
Line14_15_16 | 0 | 0 | 0 | 0 | 0 | 0 | 0 | 0 | 0 | 0 | 0 | 0 | -8.7249e-29 | -4.2978e-10 | -1.1867e-09 | 1.6653e-17 | 4.2978e-10 | 1.1867e-09 | 3.3307e-17 | 1.3843e-09 | -7.3352e-11 | -3.3307e-17 | -1.3843e-09 | 7.3352e-11 | 0 | 0 | 0 | 0 | 0 | 0 | 0.9 | 0.79426 | 0.65148 | 0.9 | 0.79426 | 0.65148 | 1.5009e-10 | -135.3123 | 120.9775 | 1.5009e-10 | -135.3123 | 120.9775
Line15_16_17 | 0 | 0 | 0 | 0 | 0 | 0 | 0 | 0 | 0 | 0 | 0 | 0 | -8.3267e-18 | -2.1489e-10 | -5.9334e-10 | 2.498e-17 | 2.1489e-10 | 5.9334e-10 | 3.3307e-17 | 6.9217e-10 | -3.6676e-11 | -4.996e-17 | -6.9217e-10 | 3.6676e-11 | 0 | 0 | 0 | 0 | 0 | 0 | 0.9 | 0.79426 | 0.65148 | 0.9 | 0.79426 | 0.65148 | 1.5009e-10 | -135.3123 | 120.9775 | 1.5009e-10 | -135.3123 | 120.9775
Line16_4_18 | 0 | 2.3749 | 2.3749 | 0 | 2.3749 | 2.3749 | 0 | 0.54846 | 0.54846 | 0 | 0.54846 | 0.54846 | -1.3323e-16 | 0.31707 | -0.10049 | 0 | -0.20878 | 0.20878 | -3.4896e-28 | -0.018818 | 0.24442 | 0 | 0.13162 | -0.13162 | 0 | -147.7717 | 32.2283 | 0 | 32.2283 | -147.7717 | 0.9 | 0.57913 | 0.48185 | 0.9 | 0.45 | 0.45 | 1.5007e-10 | -151.1682 | 144.5775 | 1.5007e-10 | 180 | 180
Line17_5_19 | 0 | 0 | 0 | 0 | 0 | 0 | 0 | 0 | 0 | 0 | 0 | 0 | -3.3307e-17 | -2.1489e-10 | -5.9334e-10 | 3.3307e-17 | 2.1489e-10 | 5.9334e-10 | 1.6653e-17 | 6.9217e-10 | -3.6676e-11 | -3.3307e-17 | -6.9217e-10 | 3.6676e-11 | 0 | 0 | 0 | 0 | 0 | 0 | 0.9 | 0.79426 | 0.65148 | 0.9 | 0.79426 | 0.65148 | 1.5007e-10 | -135.3123 | 120.9775 | 1.5007e-10 | -135.3123 | 120.9775
Line1_1_3 | 0 | 0 | 0 | 0 | 0 | 0 | 0 | 0 | 0 | 0 | 0 | 0 | 1.6653e-17 | -1.7191e-09 | -4.7467e-09 | -1.6653e-17 | 1.7191e-09 | 4.7467e-09 | 6.6613e-17 | 5.5374e-09 | -2.9341e-10 | -6.6613e-17 | -5.5374e-09 | 2.9341e-10 | 0 | 0 | 0 | 0 | 0 | 0 | 0.9 | 0.79426 | 0.65148 | 0.9 | 0.79426 | 0.65148 | 1.5007e-10 | -135.3123 | 120.9775 | 1.5008e-10 | -135.3123 | 120.9775
Line2_1_4 | 0 | 2.3749 | 2.3749 | 0 | 2.3749 | 2.3749 | 0 | 0.54846 | 0.54846 | 0 | 0.54846 | 0.54846 | -3.3307e-17 | 0.42536 | 0.0077996 | -8.7239e-29 | -0.31707 | 0.10049 | -6.6613e-17 | 0.093984 | 0.35722 | 3.3307e-17 | 0.018818 | -0.24442 | 0 | -147.7717 | 32.2283 | 0 | 32.2283 | -147.7717 | 0.9 | 0.79426 | 0.65148 | 0.9 | 0.57913 | 0.48185 | 1.5007e-10 | -135.3123 | 120.9775 | 1.5007e-10 | -151.1682 | 144.5775
Line3_1_5 | 0 | 0 | 0 | 0 | 0 | 0 | 0 | 0 | 0 | 0 | 0 | 0 | -2.498e-17 | -4.2978e-10 | -1.1867e-09 | 2.498e-17 | 4.2978e-10 | 1.1867e-09 | -6.5429e-29 | 1.3843e-09 | -7.3352e-11 | -3.3307e-17 | -1.3843e-09 | 7.3352e-11 | 0 | 0 | 0 | 0 | 0 | 0 | 0.9 | 0.79426 | 0.65148 | 0.9 | 0.79426 | 0.65148 | 1.5007e-10 | -135.3123 | 120.9775 | 1.5007e-10 | -135.3123 | 120.9775
Line4_2_6 | 0 | 0 | 0 | 0 | 0 | 0 | 0 | 0 | 0 | 0 | 0 | 0 | 4.996e-17 | -1.0744e-09 | -2.9667e-09 | -4.996e-17 | 1.0744e-09 | 2.9667e-09 | 9.992e-17 | 3.4609e-09 | -1.8338e-10 | -9.992e-17 | -3.4609e-09 | 1.8338e-10 | 0 | 0 | 0 | 0 | 0 | 0 | 0.9 | 0.79426 | 0.65148 | 0.9 | 0.79426 | 0.65148 | 1.5008e-10 | -135.3123 | 120.9775 | 1.5008e-10 | -135.3123 | 120.9775
Line5_6_7 | 0 | 0 | 0 | 0 | 0 | 0 | 0 | 0 | 0 | 0 | 0 | 0 | 3.3307e-17 | -8.5956e-10 | -2.3734e-09 | -3.3307e-17 | 8.5956e-10 | 2.3734e-09 | 9.992e-17 | 2.7687e-09 | -1.467e-10 | -6.6613e-17 | -2.7687e-09 | 1.467e-10 | 0 | 0 | 0 | 0 | 0 | 0 | 0.9 | 0.79426 | 0.65148 | 0.9 | 0.79426 | 0.65148 | 1.5008e-10 | -135.3123 | 120.9775 | 1.5008e-10 | -135.3123 | 120.9775
Line6_7_8 | 0 | 0 | 0 | 0 | 0 | 0 | 0 | 0 | 0 | 0 | 0 | 0 | 8.3267e-18 | -6.4467e-10 | -1.78e-09 | -2.498e-17 | 6.4467e-10 | 1.78e-09 | 9.992e-17 | 2.0765e-09 | -1.1003e-10 | -9.992e-17 | -2.0765e-09 | 1.1003e-10 | 0 | 0 | 0 | 0 | 0 | 0 | 0.9 | 0.79426 | 0.65148 | 0.9 | 0.79426 | 0.65148 | 1.5008e-10 | -135.3123 | 120.9775 | 1.5009e-10 | -135.3123 | 120.9775
Line7_8_9 | 0 | 0 | 0 | 0 | 0 | 0 | 0 | 0 | 0 | 0 | 0 | 0 | -8.3267e-18 | -2.1489e-10 | -5.9334e-10 | -8.3267e-18 | 2.1489e-10 | 5.9334e-10 | 3.3307e-17 | 6.9217e-10 | -3.6676e-11 | -1.6653e-17 | -6.9217e-10 | 3.6676e-11 | 0 | 0 | 0 | 0 | 0 | 0 | 0.9 | 0.79426 | 0.65148 | 0.9 | 0.79426 | 0.65148 | 1.5009e-10 | -135.3123 | 120.9775 | 1.5009e-10 | -135.3123 | 120.9775
Line8_8_10 | 0 | 0 | 0 | 0 | 0 | 0 | 0 | 0 | 0 | 0 | 0 | 0 | -3.3307e-17 | -2.1489e-10 | -5.9334e-10 | 3.3307e-17 | 2.1489e-10 | 5.9334e-10 | 4.996e-17 | 6.9217e-10 | -3.6676e-11 | -4.996e-17 | -6.9217e-10 | 3.6676e-11 | 0 | 0 | 0 | 0 | 0 | 0 | 0.9 | 0.79426 | 0.65148 | 0.9 | 0.79426 | 0.65148 | 1.5009e-10 | -135.3123 | 120.9775 | 1.5009e-10 | -135.3123 | 120.9775
Line9_3_11 | 0 | 0 | 0 | 0 | 0 | 0 | 0 | 0 | 0 | 0 | 0 | 0 | -2.498e-17 | -1.5042e-09 | -4.1534e-09 | 2.498e-17 | 1.5042e-09 | 4.1534e-09 | 4.996e-17 | 4.8452e-09 | -2.5673e-10 | -8.3267e-17 | -4.8452e-09 | 2.5673e-10 | 0 | 0 | 0 | 0 | 0 | 0 | 0.9 | 0.79426 | 0.65148 | 0.9 | 0.79426 | 0.65148 | 1.5008e-10 | -135.3123 | 120.9775 | 1.5008e-10 | -135.3123 | 120.9775

## LL_min_fault_6
name | pf_ikss_a_from_ka | pf_ikss_b_from_ka | pf_ikss_c_from_ka | pf_ikss_a_to_ka | pf_ikss_b_to_ka | pf_ikss_c_to_ka | pf_skss_a_from_mw | pf_skss_b_from_mw | pf_skss_c_from_mw | pf_skss_a_to_mw | pf_skss_b_to_mw | pf_skss_c_to_mw | pf_p_a_from_mw | pf_p_b_from_mw | pf_p_c_from_mw | pf_p_a_to_mw | pf_p_b_to_mw | pf_p_c_to_mw | pf_q_a_from_mvar | pf_q_b_from_mvar | pf_q_c_from_mvar | pf_q_a_to_mvar | pf_q_b_to_mvar | pf_q_c_to_mvar | pf_ikss_a_from_degree | pf_ikss_b_from_degree | pf_ikss_c_from_degree | pf_ikss_a_to_degree | pf_ikss_b_to_degree | pf_ikss_c_to_degree | pf_vm_a_from_pu | pf_vm_b_from_pu | pf_vm_c_from_pu | pf_vm_a_to_pu | pf_vm_b_to_pu | pf_vm_c_to_pu | pf_va_a_from_degree | pf_va_b_from_degree | pf_va_c_from_degree | pf_va_a_to_degree | pf_va_b_to_degree | pf_va_c_to_degree
Line0_1_2 | 0 | 0 | 0 | 0 | 0 | 0 | 0 | 0 | 0 | 0 | 0 | 0 | 1.9913e-18 | -3.8862e-11 | -1.1288e-10 | -1.9913e-18 | 3.8862e-11 | 1.1288e-10 | 1.9263e-31 | 1.0829e-10 | 1.9912e-11 | 5.4933e-19 | -1.0829e-10 | -1.9912e-11 | 0 | 0 | 0 | 0 | 0 | 0 | 0.95 | 0.94812 | 0.94457 | 0.95 | 0.94812 | 0.94457 | 5.5426e-12 | -120.3131 | 119.9422 | 5.5427e-12 | -120.3131 | 119.9422
Line10_11_12 | 0 | 0 | 0 | 0 | 0 | 0 | 0 | 0 | 0 | 0 | 0 | 0 | 1.0987e-18 | -3.8862e-11 | -1.1288e-10 | -1.3733e-18 | 3.8862e-11 | 1.1288e-10 | 1.0987e-18 | 1.0829e-10 | 1.9912e-11 | -5.4933e-19 | -1.0829e-10 | -1.9912e-11 | 0 | 0 | 0 | 0 | 0 | 0 | 0.95 | 0.94812 | 0.94457 | 0.95 | 0.94812 | 0.94457 | 5.5428e-12 | -120.3131 | 119.9422 | 5.5428e-12 | -120.3131 | 119.9422
Line11_12_13 | 0 | 0 | 0 | 0 | 0 | 0 | 0 | 0 | 0 | 0 | 0 | 0 | -1.03e-18 | -3.2385e-11 | -9.4068e-11 | 1.03e-18 | 3.2385e-11 | 9.4068e-11 | 3.296e-18 | 9.0245e-11 | 1.6593e-11 | -3.296e-18 | -9.0245e-11 | -1.6593e-11 | 0 | 0 | 0 | 0 | 0 | 0 | 0.95 | 0.94812 | 0.94457 | 0.95 | 0.94812 | 0.94457 | 5.5428e-12 | -120.3131 | 119.9422 | 5.5429e-12 | -120.3131 | 119.9422
Line12_13_15 | 0 | 0 | 0 | 0 | 0 | 0 | 0 | 0 | 0 | 0 | 0 | 0 | 1.3733e-19 | -1.9431e-11 | -5.6441e-11 | -1.3733e-19 | 1.9431e-11 | 5.6441e-11 | 5.4933e-19 | 5.4147e-11 | 9.9561e-12 | -5.4933e-19 | -5.4147e-11 | -9.9561e-12 | 0 | 0 | 0 | 0 | 0 | 0 | 0.95 | 0.94812 | 0.94457 | 0.95 | 0.94812 | 0.94457 | 5.5429e-12 | -120.3131 | 119.9422 | 5.5429e-12 | -120.3131 | 119.9422
Line13_13_14 | 0 | 0 | 0 | 0 | 0 | 0 | 0 | 0 | 0 | 0 | 0 | 0 | 6.8666e-19 | -6.477e-12 | -1.8814e-11 | -6.8666e-19 | 6.477e-12 | 1.8814e-11 | 6.6429e-32 | 1.8049e-11 | 3.3187e-12 | -1.0987e-18 | -1.8049e-11 | -3.3187e-12 | 0 | 0 | 0 | 0 | 0 | 0 | 0.95 | 0.94812 | 0.94457 | 0.95 | 0.94812 | 0.94457 | 5.5429e-12 | -120.3131 | 119.9422 | 5.5429e-12 | -120.3131 | 119.9422
Line14_15_16 | 0 | 0 | 0 | 0 | 0 | 0 | 0 | 0 | 0 | 0 | 0 | 0 | -1.3047e-18 | -1.2954e-11 | -3.7627e-11 | 1.3047e-18 | 1.2954e-11 | 3.7627e-11 | 1.648e-18 | 3.6098e-11 | 6.6374e-12 | -1.648e-18 | -3.6098e-11 | -6.6374e-12 | 0 | 0 | 0 | 0 | 0 | 0 | 0.95 | 0.94812 | 0.94457 | 0.95 | 0.94812 | 0.94457 | 5.5429e-12 | -120.3131 | 119.9422 | 5.543e-12 | -120.3131 | 119.9422
Line15_16_17 | 0 | 0 | 0 | 0 | 0 | 0 | 0 | 0 | 0 | 0 | 0 | 0 | -8.2399e-19 | -6.477e-12 | -1.8814e-11 | 7.5533e-19 | 6.477e-12 | 1.8814e-11 | -7.9716e-32 | 1.8049e-11 | 3.3187e-12 | -5.4933e-19 | -1.8049e-11 | -3.3187e-12 | 0 | 0 | 0 | 0 | 0 | 0 | 0.95 | 0.94812 | 0.94457 | 0.95 | 0.94812 | 0.94457 | 5.543e-12 | -120.3131 | 119.9422 | 5.543e-12 | -120.3131 | 119.9422
Line16_4_18 | 0 | 0.052639 | 0.052639 | 0 | 0.052639 | 0.052639 | 0 | 0.012156 | 0.012156 | 0 | 0.012156 | 0.012156 | 0 | 0.011082 | 0.0028784 | 1.0628e-31 | -0.011029 | -0.0028252 | 0 | 0.0029185 | 0.011047 | -1.0987e-18 | -0.0028631 | -0.010991 | 0 | -135.266 | 44.734 | 0 | 44.734 | -135.266 | 0.95 | 0.94272 | 0.93905 | 0.95 | 0.93734 | 0.93354 | 5.5427e-12 | -120.5122 | 120.1294 | 5.5427e-12 | -120.7135 | 120.3187
Line17_5_19 | 0 | 0 | 0 | 0 | 0 | 0 | 0 | 0 | 0 | 0 | 0 | 0 | -8.2399e-19 | -6.477e-12 | -1.8814e-11 | 8.2399e-19 | 6.477e-12 | 1.8814e-11 | 5.4933e-19 | 1.8049e-11 | 3.3187e-12 | -5.4933e-19 | -1.8049e-11 | -3.3187e-12 | 0 | 0 | 0 | 0 | 0 | 0 | 0.95 | 0.94812 | 0.94457 | 0.95 | 0.94812 | 0.94457 | 5.5427e-12 | -120.3131 | 119.9422 | 5.5427e-12 | -120.3131 | 119.9422
Line1_1_3 | 0 | 0 | 0 | 0 | 0 | 0 | 0 | 0 | 0 | 0 | 0 | 0 | 1.1673e-18 | -5.1816e-11 | -1.5051e-10 | -1.1673e-18 | 5.1816e-11 | 1.5051e-10 | 1.648e-18 | 1.4439e-10 | 2.655e-11 | -1.0987e-18 | -1.4439e-10 | -2.655e-11 | 0 | 0 | 0 | 0 | 0 | 0 | 0.95 | 0.94812 | 0.94457 | 0.95 | 0.94812 | 0.94457 | 5.5426e-12 | -120.3131 | 119.9422 | 5.5427e-12 | -120.3131 | 119.9422
Line2_1_4 | 0 | 0.052639 | 0.052639 | 0 | 0.052639 | 0.052639 | 0 | 0.012156 | 0.012156 | 0 | 0.012156 | 0.012156 | 0 | 0.011136 | 0.0029316 | -1.0628e-31 | -0.011082 | -0.0028784 | 0 | 0.0029739 | 0.011102 | 1.0987e-18 | -0.0029185 | -0.011047 | 0 | -135.266 | 44.734 | 0 | 44.734 | -135.266 | 0.95 | 0.94812 | 0.94457 | 0.95 | 0.94272 | 0.93905 | 5.5426e-12 | -120.3131 | 119.9422 | 5.5427e-12 | -120.5122 | 120.1294
Line3_1_5 | 0 | 0 | 0 | 0 | 0 | 0 | 0 | 0 | 0 | 0 | 0 | 0 | -9.6133e-19 | -1.2954e-11 | -3.7627e-11 | 9.6133e-19 | 1.2954e-11 | 3.7627e-11 | 1.648e-18 | 3.6098e-11 | 6.6374e-12 | -1.0987e-18 | -3.6098e-11 | -6.6374e-12 | 0 | 0 | 0 | 0 | 0 | 0 | 0.95 | 0.94812 | 0.94457 | 0.95 | 0.94812 | 0.94457 | 5.5426e-12 | -120.3131 | 119.9422 | 5.5427e-12 | -120.3131 | 119.9422
Line4_2_6 | 0 | 0 | 0 | 0 | 0 | 0 | 0 | 0 | 0 | 0 | 0 | 0 | 6.18e-19 | -3.2385e-11 | -9.4068e-11 | -6.8666e-19 | 3.2385e-11 | 9.4068e-11 | 1.0987e-18 | 9.0245e-11 | 1.6593e-11 | -1.0987e-18 | -9.0245e-11 | -1.6593e-11 | 0 | 0 | 0 | 0 | 0 | 0 | 0.95 | 0.94812 | 0.94457 | 0.95 | 0.94812 | 0.94457 | 5.5427e-12 | -120.3131 | 119.9422 | 5.5428e-12 | -120.3131 | 119.9422
Line5_6_7 | 0 | 0 | 0 | 0 | 0 | 0 | 0 | 0 | 0 | 0 | 0 | 0 | 1.442e-18 | -2.5908e-11 | -7.5255e-11 | -1.236e-18 | 2.5908e-11 | 7.5255e-11 | 2.7466e-18 | 7.2196e-11 | 1.3275e-11 | -2.1973e-18 | -7.2196e-11 | -1.3275e-11 | 0 | 0 | 0 | 0 | 0 | 0 | 0.95 | 0.94812 | 0.94457 | 0.95 | 0.94812 | 0.94457 | 5.5428e-12 | -120.3131 | 119.9422 | 5.5428e-12 | -120.3131 | 119.9422
Line6_7_8 | 0 | 0 | 0 | 0 | 0 | 0 | 0 | 0 | 0 | 0 | 0 | 0 | 3.4333e-19 | -1.9431e-11 | -5.6441e-11 | -6.8666e-20 | 1.9431e-11 | 5.6441e-11 | 2.1973e-18 | 5.4147e-11 | 9.9561e-12 | -1.648e-18 | -5.4147e-11 | -9.9561e-12 | 0 | 0 | 0 | 0 | 0 | 0 | 0.95 | 0.94812 | 0.94457 | 0.95 | 0.94812 | 0.94457 | 5.5428e-12 | -120.3131 | 119.9422 | 5.5428e-12 | -120.3131 | 119.9422
Line7_8_9 | 0 | 0 | 0 | 0 | 0 | 0 | 0 | 0 | 0 | 0 | 0 | 0 | 2.06e-19 | -6.477e-12 | -1.8814e-11 | 6.8666e-20 | 6.477e-12 | 1.8814e-11 | 5.4933e-19 | 1.8049e-11 | 3.3187e-12 | 6.6428e-33 | -1.8049e-11 | -3.3187e-12 | 0 | 0 | 0 | 0 | 0 | 0 | 0.95 | 0.94812 | 0.94457 | 0.95 | 0.94812 | 0.94457 | 5.5428e-12 | -120.3131 | 119.9422 | 5.5428e-12 | -120.3131 | 119.9422
Line8_8_10 | 0 | 0 | 0 | 0 | 0 | 0 | 0 | 0 | 0 | 0 | 0 | 0 | -6.8666e-20 | -6.477e-12 | -1.8814e-11 | 3.4333e-19 | 6.477e-12 | 1.8814e-11 | 5.4933e-19 | 1.8049e-11 | 3.3187e-12 | -5.4933e-19 | -1.8049e-11 | -3.3187e-12 | 0 | 0 | 0 | 0 | 0 | 0 | 0.95 | 0.94812 | 0.94457 | 0.95 | 0.94812 | 0.94457 | 5.5428e-12 | -120.3131 | 119.9422 | 5.5429e-12 | -120.3131 | 119.9422
Line9_3_11 | 0 | 0 | 0 | 0 | 0 | 0 | 0 | 0 | 0 | 0 | 0 | 0 | 7.5533e-19 | -4.5339e-11 | -1.317e-10 | -7.5533e-19 | 4.5339e-11 | 1.317e-10 | 2.7466e-18 | 1.2634e-10 | 2.3231e-11 | -3.296e-18 | -1.2634e-10 | -2.3231e-11 | 0 | 0 | 0 | 0 | 0 | 0 | 0.95 | 0.94812 | 0.94457 | 0.95 | 0.94812 | 0.94457 | 5.5427e-12 | -120.3131 | 119.9422 | 5.5428e-12 | -120.3131 | 119.9422

## LL_min_fault_10
name | pf_ikss_a_from_ka | pf_ikss_b_from_ka | pf_ikss_c_from_ka | pf_ikss_a_to_ka | pf_ikss_b_to_ka | pf_ikss_c_to_ka | pf_skss_a_from_mw | pf_skss_b_from_mw | pf_skss_c_from_mw | pf_skss_a_to_mw | pf_skss_b_to_mw | pf_skss_c_to_mw | pf_p_a_from_mw | pf_p_b_from_mw | pf_p_c_from_mw | pf_p_a_to_mw | pf_p_b_to_mw | pf_p_c_to_mw | pf_q_a_from_mvar | pf_q_b_from_mvar | pf_q_c_from_mvar | pf_q_a_to_mvar | pf_q_b_to_mvar | pf_q_c_to_mvar | pf_ikss_a_from_degree | pf_ikss_b_from_degree | pf_ikss_c_from_degree | pf_ikss_a_to_degree | pf_ikss_b_to_degree | pf_ikss_c_to_degree | pf_vm_a_from_pu | pf_vm_b_from_pu | pf_vm_c_from_pu | pf_vm_a_to_pu | pf_vm_b_to_pu | pf_vm_c_to_pu | pf_va_a_from_degree | pf_va_b_from_degree | pf_va_c_from_degree | pf_va_a_to_degree | pf_va_b_to_degree | pf_va_c_to_degree
Line0_1_2 | 0 | 0 | 0 | 0 | 0 | 0 | 0 | 0 | 0 | 0 | 0 | 0 | 1.1059e-18 | -3.4879e-11 | -1.0131e-10 | -1.1059e-18 | 3.4879e-11 | 1.0131e-10 | 5.2042e-19 | 9.7195e-11 | 1.7871e-11 | -5.2042e-19 | -9.7195e-11 | -1.7871e-11 | 0 | 0 | 0 | 0 | 0 | 0 | 0.9 | 0.89822 | 0.89485 | 0.9 | 0.89822 | 0.89485 | 1.1858e-11 | -120.3131 | 119.9422 | 1.1858e-11 | -120.3131 | 119.9422
Line10_11_12 | 0 | 0 | 0 | 0 | 0 | 0 | 0 | 0 | 0 | 0 | 0 | 0 | 3.2526e-19 | -3.4879e-11 | -1.0131e-10 | -6.5052e-20 | 3.4879e-11 | 1.0131e-10 | 3.1225e-18 | 9.7195e-11 | 1.7871e-11 | -2.0817e-18 | -9.7195e-11 | -1.7871e-11 | 0 | 0 | 0 | 0 | 0 | 0 | 0.9 | 0.89822 | 0.89485 | 0.9 | 0.89822 | 0.89485 | 1.1858e-11 | -120.3131 | 119.9422 | 1.1858e-11 | -120.3131 | 119.9422
Line11_12_13 | 0 | 0 | 0 | 0 | 0 | 0 | 0 | 0 | 0 | 0 | 0 | 0 | -2.6021e-19 | -2.9066e-11 | -8.4427e-11 | 5.2042e-19 | 2.9066e-11 | 8.4427e-11 | 3.6429e-18 | 8.0996e-11 | 1.4893e-11 | -2.6021e-18 | -8.0996e-11 | -1.4893e-11 | 0 | 0 | 0 | 0 | 0 | 0 | 0.9 | 0.89822 | 0.89485 | 0.9 | 0.89822 | 0.89485 | 1.1858e-11 | -120.3131 | 119.9422 | 1.1858e-11 | -120.3131 | 119.9422
Line12_13_15 | 0 | 0 | 0 | 0 | 0 | 0 | 0 | 0 | 0 | 0 | 0 | 0 | -6.5052e-19 | -1.7439e-11 | -5.0656e-11 | 6.5052e-19 | 1.7439e-11 | 5.0656e-11 | -1.3463e-31 | 4.8598e-11 | 8.9356e-12 | -5.2042e-19 | -4.8598e-11 | -8.9356e-12 | 0 | 0 | 0 | 0 | 0 | 0 | 0.9 | 0.89822 | 0.89485 | 0.9 | 0.89822 | 0.89485 | 1.1858e-11 | -120.3131 | 119.9422 | 1.1858e-11 | -120.3131 | 119.9422
Line13_13_14 | 0 | 0 | 0 | 0 | 0 | 0 | 0 | 0 | 0 | 0 | 0 | 0 | -6.5052e-20 | -5.8131e-12 | -1.6885e-11 | -1.9516e-19 | 5.8131e-12 | 1.6885e-11 | -1.3463e-32 | 1.6199e-11 | 2.9786e-12 | -5.2042e-19 | -1.6199e-11 | -2.9786e-12 | 0 | 0 | 0 | 0 | 0 | 0 | 0.9 | 0.89822 | 0.89485 | 0.9 | 0.89822 | 0.89485 | 1.1858e-11 | -120.3131 | 119.9422 | 1.1858e-11 | -120.3131 | 119.9422
Line14_15_16 | 0 | 0 | 0 | 0 | 0 | 0 | 0 | 0 | 0 | 0 | 0 | 0 | -6.5052e-19 | -1.1626e-11 | -3.3771e-11 | 9.1073e-19 | 1.1626e-11 | 3.3771e-11 | 1.0408e-18 | 3.2398e-11 | 5.9571e-12 | -1.5613e-18 | -3.2398e-11 | -5.9571e-12 | 0 | 0 | 0 | 0 | 0 | 0 | 0.9 | 0.89822 | 0.89485 | 0.9 | 0.89822 | 0.89485 | 1.1858e-11 | -120.3131 | 119.9422 | 1.1858e-11 | -120.3131 | 119.9422
Line15_16_17 | 0 | 0 | 0 | 0 | 0 | 0 | 0 | 0 | 0 | 0 | 0 | 0 | -7.8063e-19 | -5.8131e-12 | -1.6885e-11 | 1.0408e-18 | 5.8131e-12 | 1.6885e-11 | 1.0408e-18 | 1.6199e-11 | 2.9785e-12 | -5.2042e-19 | -1.6199e-11 | -2.9785e-12 | 0 | 0 | 0 | 0 | 0 | 0 | 0.9 | 0.89822 | 0.89485 | 0.9 | 0.89822 | 0.89485 | 1.1858e-11 | -120.3131 | 119.9422 | 1.1858e-11 | -120.3131 | 119.9422
Line16_4_18 | 0 | 0.049869 | 0.049869 | 0 | 0.049869 | 0.049869 | 0 | 0.011517 | 0.011517 | 0 | 0.011517 | 0.011517 | 0 | 0.0099465 | 0.0025834 | -1.0408e-18 | -0.0098987 | -0.0025356 | 0 | 0.0026194 | 0.0099144 | -1.0408e-18 | -0.0025697 | -0.0098647 | 0 | -135.266 | 44.734 | 0 | 44.734 | -135.266 | 0.9 | 0.89311 | 0.88962 | 0.9 | 0.888 | 0.8844 | 1.1858e-11 | -120.5122 | 120.1294 | 1.1858e-11 | -120.7135 | 120.3187
Line17_5_19 | 0 | 0 | 0 | 0 | 0 | 0 | 0 | 0 | 0 | 0 | 0 | 0 | -4.5536e-19 | -5.8131e-12 | -1.6885e-11 | 1.9516e-19 | 5.8131e-12 | 1.6885e-11 | -9.4242e-32 | 1.6199e-11 | 2.9786e-12 | 4.039e-32 | -1.6199e-11 | -2.9786e-12 | 0 | 0 | 0 | 0 | 0 | 0 | 0.9 | 0.89822 | 0.89485 | 0.9 | 0.89822 | 0.89485 | 1.1858e-11 | -120.3131 | 119.9422 | 1.1858e-11 | -120.3131 | 119.9422
Line1_1_3 | 0 | 0 | 0 | 0 | 0 | 0 | 0 | 0 | 0 | 0 | 0 | 0 | 1.1709e-18 | -4.6505e-11 | -1.3508e-10 | -1.1709e-18 | 4.6505e-11 | 1.3508e-10 | 2.0817e-18 | 1.2959e-10 | 2.3828e-11 | -1.5613e-18 | -1.2959e-10 | -2.3828e-11 | 0 | 0 | 0 | 0 | 0 | 0 | 0.9 | 0.89822 | 0.89485 | 0.9 | 0.89822 | 0.89485 | 1.1858e-11 | -120.3131 | 119.9422 | 1.1858e-11 | -120.3131 | 119.9422
Line2_1_4 | 0 | 0.049869 | 0.049869 | 0 | 0.049869 | 0.049869 | 0 | 0.011517 | 0.011517 | 0 | 0.011517 | 0.011517 | -2.0817e-18 | 0.0099942 | 0.0026311 | 1.0408e-18 | -0.0099465 | -0.0025834 | 1.0408e-18 | 0.0026691 | 0.0099642 | -1.0408e-18 | -0.0026194 | -0.0099144 | 0 | -135.266 | 44.734 | 0 | 44.734 | -135.266 | 0.9 | 0.89822 | 0.89485 | 0.9 | 0.89311 | 0.88962 | 1.1858e-11 | -120.3131 | 119.9422 | 1.1858e-11 | -120.5122 | 120.1294
Line3_1_5 | 0 | 0 | 0 | 0 | 0 | 0 | 0 | 0 | 0 | 0 | 0 | 0 | -1.301e-19 | -1.1626e-11 | -3.3771e-11 | 1.301e-19 | 1.1626e-11 | 3.3771e-11 | -2.6926e-32 | 3.2398e-11 | 5.9571e-12 | 2.6926e-32 | -3.2398e-11 | -5.9571e-12 | 0 | 0 | 0 | 0 | 0 | 0 | 0.9 | 0.89822 | 0.89485 | 0.9 | 0.89822 | 0.89485 | 1.1858e-11 | -120.3131 | 119.9422 | 1.1858e-11 | -120.3131 | 119.9422
Line4_2_6 | 0 | 0 | 0 | 0 | 0 | 0 | 0 | 0 | 0 | 0 | 0 | 0 | 1.1709e-18 | -2.9066e-11 | -8.4427e-11 | -1.1709e-18 | 2.9066e-11 | 8.4427e-11 | 5.2042e-19 | 8.0996e-11 | 1.4893e-11 | -2.4234e-31 | -8.0996e-11 | -1.4893e-11 | 0 | 0 | 0 | 0 | 0 | 0 | 0.9 | 0.89822 | 0.89485 | 0.9 | 0.89822 | 0.89485 | 1.1858e-11 | -120.3131 | 119.9422 | 1.1858e-11 | -120.3131 | 119.9422
Line5_6_7 | 0 | 0 | 0 | 0 | 0 | 0 | 0 | 0 | 0 | 0 | 0 | 0 | 1.3661e-18 | -2.3253e-11 | -6.7542e-11 | -1.3661e-18 | 2.3253e-11 | 6.7542e-11 | 1.0408e-18 | 6.4797e-11 | 1.1914e-11 | -2.0817e-18 | -6.4797e-11 | -1.1914e-11 | 0 | 0 | 0 | 0 | 0 | 0 | 0.9 | 0.89822 | 0.89485 | 0.9 | 0.89822 | 0.89485 | 1.1858e-11 | -120.3131 | 119.9422 | 1.1858e-11 | -120.3131 | 119.9422
Line6_7_8 | 0 | 0 | 0 | 0 | 0 | 0 | 0 | 0 | 0 | 0 | 0 | 0 | -1.301e-19 | -1.7439e-11 | -5.0656e-11 | 1.301e-19 | 1.7439e-11 | 5.0656e-11 | 2.0817e-18 | 4.8598e-11 | 8.9356e-12 | -2.6021e-18 | -4.8598e-11 | -8.9356e-12 | 0 | 0 | 0 | 0 | 0 | 0 | 0.9 | 0.89822 | 0.89485 | 0.9 | 0.89822 | 0.89485 | 1.1858e-11 | -120.3131 | 119.9422 | 1.1858e-11 | -120.3131 | 119.9422
Line7_8_9 | 0 | 0 | 0 | 0 | 0 | 0 | 0 | 0 | 0 | 0 | 0 | 0 | -6.5052e-20 | -5.8131e-12 | -1.6885e-11 | -1.9516e-19 | 5.8131e-12 | 1.6885e-11 | -5.2042e-19 | 1.6199e-11 | 2.9786e-12 | 5.2042e-19 | -1.6199e-11 | -2.9786e-12 | 0 | 0 | 0 | 0 | 0 | 0 | 0.9 | 0.89822 | 0.89485 | 0.9 | 0.89822 | 0.89485 | 1.1858e-11 | -120.3131 | 119.9422 | 1.1858e-11 | -120.3131 | 119.9422
Line8_8_10 | 0 | 0 | 0 | 0 | 0 | 0 | 0 | 0 | 0 | 0 | 0 | 0 | -1.9516e-19 | -5.8131e-12 | -1.6885e-11 | -3.2526e-19 | 5.8131e-12 | 1.6885e-11 | -4.039e-32 | 1.6199e-11 | 2.9786e-12 | -6.7317e-32 | -1.6199e-11 | -2.9786e-12 | 0 | 0 | 0 | 0 | 0 | 0 | 0.9 | 0.89822 | 0.89485 | 0.9 | 0.89822 | 0.89485 | 1.1858e-11 | -120.3131 | 119.9422 | 1.1858e-11 | -120.3131 | 119.9422
Line9_3_11 | 0 | 0 | 0 | 0 | 0 | 0 | 0 | 0 | 0 | 0 | 0 | 0 | 1.1709e-18 | -4.0692e-11 | -1.182e-10 | -1.1709e-18 | 4.0692e-11 | 1.182e-10 | 1.5613e-18 | 1.1339e-10 | 2.085e-11 | -2.0817e-18 | -1.1339e-10 | -2.085e-11 | 0 | 0 | 0 | 0 | 0 | 0 | 0.9 | 0.89822 | 0.89485 | 0.9 | 0.89822 | 0.89485 | 1.1858e-11 | -120.3131 | 119.9422 | 1.1858e-11 | -120.3131 | 119.9422

## LG_max_6
name | pf_ikss_a_from_ka | pf_ikss_b_from_ka | pf_ikss_c_from_ka | pf_ikss_a_to_ka | pf_ikss_b_to_ka | pf_ikss_c_to_ka | pf_skss_a_from_mw | pf_skss_b_from_mw | pf_skss_c_from_mw | pf_skss_a_to_mw | pf_skss_b_to_mw | pf_skss_c_to_mw | pf_p_a_from_mw | pf_p_b_from_mw | pf_p_c_from_mw | pf_p_a_to_mw | pf_p_b_to_mw | pf_p_c_to_mw | pf_q_a_from_mvar | pf_q_b_from_mvar | pf_q_c_from_mvar | pf_q_a_to_mvar | pf_q_b_to_mvar | pf_q_c_to_mvar | pf_ikss_a_from_degree | pf_ikss_b_from_degree | pf_ikss_c_from_degree | pf_ikss_a_to_degree | pf_ikss_b_to_degree | pf_ikss_c_to_degree | 3xI0 | pf_vm_a_from_pu | pf_vm_b_from_pu | pf_vm_c_from_pu | pf_vm_a_to_pu | pf_vm_b_to_pu | pf_vm_c_to_pu | pf_va_a_from_degree | pf_va_b_from_degree | pf_va_c_from_degree | pf_va_a_to_degree | pf_va_b_to_degree | pf_va_c_to_degree
Line0_1_2 | 2.2874e-06 | 2.2874e-06 | 2.2874e-06 | 1.907e-06 | 1.907e-06 | 1.907e-06 | 5.2826e-07 | 5.2826e-07 | 5.2826e-07 | 4.404e-07 | 4.404e-07 | 4.404e-07 | 1.0066e-11 | 5.1628e-07 | -4.4353e-07 | -8.2059e-12 | -4.3629e-07 | 3.6355e-07 | 2.2741e-11 | -8.1019e-07 | -8.5217e-07 | -1.8991e-11 | 6.7165e-07 | 7.1364e-07 | -92.5049 | -92.5049 | -92.5049 | 86.9947 | 86.9948 | 86.9948 |  | 4.7077e-05 | 1.8186 | 1.8186 | 4.6975e-05 | 1.8186 | 1.8186 | -26.3803 | -149.9982 | 149.9995 | -26.374 | -149.9982 | 149.9995
Line10_11_12 | 2.2874e-06 | 2.2874e-06 | 2.2874e-06 | 1.907e-06 | 1.907e-06 | 1.907e-06 | 5.2826e-07 | 5.2826e-07 | 5.2826e-07 | 4.404e-07 | 4.404e-07 | 4.404e-07 | 1.0004e-11 | 5.1628e-07 | -4.4353e-07 | -8.1555e-12 | -4.3629e-07 | 3.6355e-07 | 2.2619e-11 | -8.1019e-07 | -8.5217e-07 | -1.8889e-11 | 6.7165e-07 | 7.1365e-07 | -92.5049 | -92.5049 | -92.5049 | 86.9947 | 86.9948 | 86.9948 |  | 4.6819e-05 | 1.8186 | 1.8186 | 4.6717e-05 | 1.8186 | 1.8186 | -26.3645 | -149.9982 | 149.9995 | -26.3581 | -149.9982 | 149.9995
Line11_12_13 | 1.9062e-06 | 1.9062e-06 | 1.9062e-06 | 1.5258e-06 | 1.5258e-06 | 1.5258e-06 | 4.4022e-07 | 4.4022e-07 | 4.4022e-07 | 3.5236e-07 | 3.5236e-07 | 3.5236e-07 | 8.3167e-12 | 4.3023e-07 | -3.6961e-07 | -6.4793e-12 | -3.5025e-07 | 2.8962e-07 | 1.8809e-11 | -6.7515e-07 | -7.1014e-07 | -1.5101e-11 | 5.3662e-07 | 5.7162e-07 | -92.5049 | -92.5049 | -92.5049 | 86.8697 | 86.8697 | 86.8697 |  | 4.6717e-05 | 1.8186 | 1.8186 | 4.6634e-05 | 1.8186 | 1.8186 | -26.3581 | -149.9982 | 149.9995 | -26.3528 | -149.9983 | 149.9995
Line12_13_15 | 1.1437e-06 | 1.1437e-06 | 1.1437e-06 | 0 | 0 | 0 | 2.6413e-07 | 2.6413e-07 | 2.6413e-07 | 0 | 0 | 0 | 4.9801e-12 | 2.5814e-07 | -2.2177e-07 | -3.1557e-12 | -1.7816e-07 | 1.4178e-07 | 1.1266e-11 | -4.0509e-07 | -4.2609e-07 | -7.583e-12 | 2.6656e-07 | 2.8756e-07 | -92.5049 | -92.5049 | -92.5049 | 0 | 0 | 0 |  | 4.6634e-05 | 1.8186 | 1.8186 | 4.6588e-05 | 1.8186 | 1.8186 | -26.3528 | -149.9983 | 149.9995 | -26.3496 | -149.9983 | 149.9995
Line13_13_14 | 0 | 0 | 0 | 0 | 0 | 0 | 0 | 0 | 0 | 0 | 0 | 0 | 1.66e-12 | 8.6046e-08 | -7.3922e-08 | 1.6085e-13 | -6.0631e-09 | -6.063e-09 | 3.7553e-12 | -1.3503e-07 | -1.4203e-07 | -7.968e-14 | -3.5006e-09 | 3.5007e-09 | 0 | 0 | 0 | 0 | 0 | 0 |  | 4.6634e-05 | 1.8186 | 1.8186 | 4.6625e-05 | 1.8186 | 1.8186 | -26.3528 | -149.9983 | 149.9995 | -26.3517 | -149.9983 | 149.9995
Line14_15_16 | 0 | 0 | 0 | 0 | 0 | 0 | 0 | 0 | 0 | 0 | 0 | 0 | 3.3164e-12 | 1.7209e-07 | -1.4784e-07 | -1.4964e-12 | -9.2109e-08 | 6.7859e-08 | 7.5034e-12 | -2.7006e-07 | -2.8406e-07 | -3.8291e-12 | 1.3153e-07 | 1.4553e-07 | 0 | 0 | 0 | 0 | 0 | 0 |  | 4.6588e-05 | 1.8186 | 1.8186 | 4.6561e-05 | 1.8186 | 1.8186 | -26.3496 | -149.9983 | 149.9995 | -26.3475 | -149.9983 | 149.9995
Line15_16_17 | 0 | 0 | 0 | 0 | 0 | 0 | 0 | 0 | 0 | 0 | 0 | 0 | 1.6571e-12 | 8.6046e-08 | -7.3922e-08 | 1.606e-13 | -6.0631e-09 | -6.063e-09 | 3.7495e-12 | -1.3503e-07 | -1.4203e-07 | -7.9539e-14 | -3.5006e-09 | 3.5007e-09 | 0 | 0 | 0 | 0 | 0 | 0 |  | 4.6561e-05 | 1.8186 | 1.8186 | 4.6551e-05 | 1.8186 | 1.8186 | -26.3475 | -149.9983 | 149.9995 | -26.3464 | -149.9983 | 149.9995
Line16_4_18 | 0.00029188 | 0 | 0 | 0.0002915 | 0 | 0 | 6.7406e-05 | 0 | 0 | 6.7318e-05 | 0 | 0 | 7.0926e-10 | 8.6047e-08 | -7.3922e-08 | -1.4117e-14 | -6.0631e-09 | -6.0629e-09 | 1.4186e-09 | -1.3503e-07 | -1.4203e-07 | 2.0946e-15 | -3.5006e-09 | 3.5007e-09 | -89.8154 | 0 | 0 | 90.1848 | 0 | 0 |  | 2.3529e-05 | 1.8186 | 1.8186 | 0 | 1.8186 | 1.8186 | -26.3795 | -149.9981 | 149.9995 | 0 | -149.998 | 149.9995
Line17_5_19 | 0 | 0 | 0 | 0 | 0 | 0 | 0 | 0 | 0 | 0 | 0 | 0 | 1.6765e-12 | 8.6046e-08 | -7.3922e-08 | 1.6224e-13 | -6.0631e-09 | -6.063e-09 | 3.788e-12 | -1.3503e-07 | -1.4203e-07 | -8.0461e-14 | -3.5006e-09 | 3.5007e-09 | 0 | 0 | 0 | 0 | 0 | 0 |  | 4.7049e-05 | 1.8186 | 1.8186 | 4.704e-05 | 1.8186 | 1.8186 | -26.3782 | -149.9982 | 149.9995 | -26.3772 | -149.9982 | 149.9995
Line1_1_3 | 3.0499e-06 | 3.0499e-06 | 3.0499e-06 | 2.6695e-06 | 2.6695e-06 | 2.6695e-06 | 7.0435e-07 | 7.0435e-07 | 7.0435e-07 | 6.1649e-07 | 6.1649e-07 | 6.1649e-07 | 1.3421e-11 | 6.8837e-07 | -5.9137e-07 | -1.1543e-11 | -6.0839e-07 | 5.1139e-07 | 3.0321e-11 | -1.0802e-06 | -1.1362e-06 | -2.6535e-11 | 9.4172e-07 | 9.977e-07 | -92.5049 | -92.5049 | -92.5049 | 87.1376 | 87.1377 | 87.1377 |  | 4.7077e-05 | 1.8186 | 1.8186 | 4.6939e-05 | 1.8186 | 1.8186 | -26.3803 | -149.9982 | 149.9995 | -26.3719 | -149.9982 | 149.9995
Line2_1_4 | 0.00029226 | 0 | 0 | 0.00029188 | 0 | 0 | 6.7494e-05 | 0 | 0 | 6.7406e-05 | 0 | 0 | 1.4208e-09 | 1.7209e-07 | -1.4784e-07 | -7.0918e-10 | -9.211e-08 | 6.7859e-08 | 2.842e-09 | -2.7006e-07 | -2.8406e-07 | -1.4186e-09 | 1.3153e-07 | 1.4553e-07 | -89.8189 | 0 | 0 | 90.1813 | 0 | 0 |  | 4.7077e-05 | 1.8186 | 1.8186 | 2.3529e-05 | 1.8186 | 1.8186 | -26.3803 | -149.9982 | 149.9995 | -26.3795 | -149.9981 | 149.9995
Line3_1_5 | 0 | 0 | 0 | 0 | 0 | 0 | 0 | 0 | 0 | 0 | 0 | 0 | 3.3552e-12 | 1.7209e-07 | -1.4784e-07 | -1.5142e-12 | -9.2109e-08 | 6.7859e-08 | 7.5803e-12 | -2.7006e-07 | -2.8406e-07 | -3.8685e-12 | 1.3153e-07 | 1.4553e-07 | 0 | 0 | 0 | 0 | 0 | 0 |  | 4.7077e-05 | 1.8186 | 1.8186 | 4.7049e-05 | 1.8186 | 1.8186 | -26.3803 | -149.9982 | 149.9995 | -26.3782 | -149.9982 | 149.9995
Line4_2_6 | 1.9062e-06 | 1.9062e-06 | 1.9062e-06 | 1.5258e-06 | 1.5258e-06 | 1.5258e-06 | 4.4022e-07 | 4.4022e-07 | 4.4022e-07 | 3.5236e-07 | 3.5236e-07 | 3.5236e-07 | 8.3679e-12 | 4.3023e-07 | -3.6961e-07 | -6.5194e-12 | -3.5025e-07 | 2.8962e-07 | 1.8911e-11 | -6.7515e-07 | -7.1014e-07 | -1.5183e-11 | 5.3662e-07 | 5.7162e-07 | -92.5049 | -92.5049 | -92.5049 | 86.8697 | 86.8697 | 86.8697 |  | 4.6975e-05 | 1.8186 | 1.8186 | 4.6892e-05 | 1.8186 | 1.8186 | -26.374 | -149.9982 | 149.9995 | -26.3687 | -149.9982 | 149.9995
Line5_6_7 | 1.525e-06 | 1.525e-06 | 1.525e-06 | 1.1446e-06 | 1.1446e-06 | 1.1446e-06 | 3.5217e-07 | 3.5217e-07 | 3.5217e-07 | 2.6433e-07 | 2.6433e-07 | 2.6433e-07 | 6.6811e-12 | 3.4418e-07 | -2.9569e-07 | -4.8416e-12 | -2.642e-07 | 2.157e-07 | 1.5103e-11 | -5.4012e-07 | -5.6812e-07 | -1.1392e-11 | 4.0159e-07 | 4.2959e-07 | -92.5049 | -92.5049 | -92.5049 | 86.6613 | 86.6614 | 86.6614 |  | 4.6892e-05 | 1.8186 | 1.8186 | 4.6828e-05 | 1.8186 | 1.8186 | -26.3687 | -149.9982 | 149.9995 | -26.3645 | -149.9982 | 149.9995
Line6_7_8 | 1.1437e-06 | 1.1437e-06 | 1.1437e-06 | 0 | 0 | 0 | 2.6413e-07 | 2.6413e-07 | 2.6413e-07 | 0 | 0 | 0 | 5.0031e-12 | 2.5814e-07 | -2.2177e-07 | -3.1703e-12 | -1.7816e-07 | 1.4178e-07 | 1.1312e-11 | -4.0509e-07 | -4.2609e-07 | -7.6139e-12 | 2.6656e-07 | 2.8756e-07 | -92.5049 | -92.5049 | -92.5049 | 0 | 0 | 0 |  | 4.6828e-05 | 1.8186 | 1.8186 | 4.6782e-05 | 1.8186 | 1.8186 | -26.3645 | -149.9982 | 149.9995 | -26.3613 | -149.9982 | 149.9995
Line7_8_9 | 0 | 0 | 0 | 0 | 0 | 0 | 0 | 0 | 0 | 0 | 0 | 0 | 1.6659e-12 | 8.6046e-08 | -7.3922e-08 | 1.6134e-13 | -6.0631e-09 | -6.063e-09 | 3.7669e-12 | -1.3503e-07 | -1.4203e-07 | -7.9956e-14 | -3.5006e-09 | 3.5007e-09 | 0 | 0 | 0 | 0 | 0 | 0 |  | 4.6782e-05 | 1.8186 | 1.8186 | 4.6773e-05 | 1.8186 | 1.8186 | -26.3613 | -149.9982 | 149.9995 | -26.3603 | -149.9982 | 149.9995
Line8_8_10 | 0 | 0 | 0 | 0 | 0 | 0 | 0 | 0 | 0 | 0 | 0 | 0 | 1.6659e-12 | 8.6046e-08 | -7.3922e-08 | 1.6134e-13 | -6.0631e-09 | -6.063e-09 | 3.7669e-12 | -1.3503e-07 | -1.4203e-07 | -7.9956e-14 | -3.5006e-09 | 3.5007e-09 | 0 | 0 | 0 | 0 | 0 | 0 |  | 4.6782e-05 | 1.8186 | 1.8186 | 4.6773e-05 | 1.8186 | 1.8186 | -26.3613 | -149.9982 | 149.9995 | -26.3603 | -149.9982 | 149.9995
Line9_3_11 | 2.6687e-06 | 2.6687e-06 | 2.6687e-06 | 2.2882e-06 | 2.2882e-06 | 2.2882e-06 | 6.1631e-07 | 6.1631e-07 | 6.1631e-07 | 5.2844e-07 | 5.2844e-07 | 5.2844e-07 | 1.1705e-11 | 6.0232e-07 | -5.1745e-07 | -9.8427e-12 | -5.2234e-07 | 4.3747e-07 | 2.6455e-11 | -9.4522e-07 | -9.942e-07 | -2.2699e-11 | 8.0669e-07 | 8.5567e-07 | -92.5049 | -92.5049 | -92.5049 | 87.0781 | 87.0781 | 87.0781 |  | 4.6939e-05 | 1.8186 | 1.8186 | 4.6819e-05 | 1.8186 | 1.8186 | -26.3719 | -149.9982 | 149.9995 | -26.3645 | -149.9982 | 149.9995

## LG_max_10
name | pf_ikss_a_from_ka | pf_ikss_b_from_ka | pf_ikss_c_from_ka | pf_ikss_a_to_ka | pf_ikss_b_to_ka | pf_ikss_c_to_ka | pf_skss_a_from_mw | pf_skss_b_from_mw | pf_skss_c_from_mw | pf_skss_a_to_mw | pf_skss_b_to_mw | pf_skss_c_to_mw | pf_p_a_from_mw | pf_p_b_from_mw | pf_p_c_from_mw | pf_p_a_to_mw | pf_p_b_to_mw | pf_p_c_to_mw | pf_q_a_from_mvar | pf_q_b_from_mvar | pf_q_c_from_mvar | pf_q_a_to_mvar | pf_q_b_to_mvar | pf_q_c_to_mvar | pf_ikss_a_from_degree | pf_ikss_b_from_degree | pf_ikss_c_from_degree | pf_ikss_a_to_degree | pf_ikss_b_to_degree | pf_ikss_c_to_degree | 3xI0 | pf_vm_a_from_pu | pf_vm_b_from_pu | pf_vm_c_from_pu | pf_vm_a_to_pu | pf_vm_b_to_pu | pf_vm_c_to_pu | pf_va_a_from_degree | pf_va_b_from_degree | pf_va_c_from_degree | pf_va_a_to_degree | pf_va_b_to_degree | pf_va_c_to_degree
Line0_1_2 | 2.3964e-06 | 2.3964e-06 | 2.3964e-06 | 1.9978e-06 | 1.9978e-06 | 1.9978e-06 | 5.5342e-07 | 5.5342e-07 | 5.5342e-07 | 4.6137e-07 | 4.6137e-07 | 4.6137e-07 | 1.1047e-11 | 5.6662e-07 | -4.8678e-07 | -9.006e-12 | -4.7883e-07 | 3.9899e-07 | 2.4958e-11 | -8.8918e-07 | -9.3526e-07 | -2.0843e-11 | 7.3714e-07 | 7.8323e-07 | -92.5049 | -92.5048 | -92.5048 | 86.9947 | 86.9948 | 86.9948 |  | 4.9318e-05 | 1.9052 | 1.9052 | 4.9212e-05 | 1.9052 | 1.9052 | -26.3806 | -149.9982 | 149.9995 | -26.3743 | -149.9982 | 149.9995
Line10_11_12 | 2.3964e-06 | 2.3964e-06 | 2.3964e-06 | 1.9978e-06 | 1.9978e-06 | 1.9978e-06 | 5.5342e-07 | 5.5342e-07 | 5.5342e-07 | 4.6137e-07 | 4.6137e-07 | 4.6137e-07 | 1.098e-11 | 5.6662e-07 | -4.8678e-07 | -8.9508e-12 | -4.7883e-07 | 3.9899e-07 | 2.4824e-11 | -8.8918e-07 | -9.3526e-07 | -2.0731e-11 | 7.3714e-07 | 7.8323e-07 | -92.5049 | -92.5049 | -92.5049 | 86.9947 | 86.9948 | 86.9948 |  | 4.9048e-05 | 1.9052 | 1.9052 | 4.8942e-05 | 1.9052 | 1.9052 | -26.3648 | -149.9982 | 149.9995 | -26.3584 | -149.9982 | 149.9995
Line11_12_13 | 1.997e-06 | 1.997e-06 | 1.997e-06 | 1.5984e-06 | 1.5984e-06 | 1.5984e-06 | 4.6118e-07 | 4.6118e-07 | 4.6118e-07 | 3.6914e-07 | 3.6914e-07 | 3.6914e-07 | 9.1277e-12 | 4.7218e-07 | -4.0565e-07 | -7.1111e-12 | -3.844e-07 | 3.1786e-07 | 2.0643e-11 | -7.4099e-07 | -7.7939e-07 | -1.6573e-11 | 5.8895e-07 | 6.2735e-07 | -92.5049 | -92.5049 | -92.5049 | 86.8697 | 86.8697 | 86.8697 |  | 4.8942e-05 | 1.9052 | 1.9052 | 4.8855e-05 | 1.9052 | 1.9052 | -26.3584 | -149.9982 | 149.9995 | -26.3531 | -149.9982 | 149.9995
Line12_13_15 | 1.1982e-06 | 1.1982e-06 | 1.1982e-06 | 0 | 0 | 0 | 2.7671e-07 | 2.7671e-07 | 2.7671e-07 | 0 | 0 | 0 | 5.4657e-12 | 2.8331e-07 | -2.4339e-07 | -3.4634e-12 | -1.9553e-07 | 1.556e-07 | 1.2364e-11 | -4.4459e-07 | -4.6763e-07 | -8.3223e-12 | 2.9255e-07 | 3.156e-07 | -92.5049 | -92.5049 | -92.5049 | 0 | 0 | 0 |  | 4.8855e-05 | 1.9052 | 1.9052 | 4.8806e-05 | 1.9052 | 1.9052 | -26.3531 | -149.9982 | 149.9995 | -26.3499 | -149.9982 | 149.9995
Line13_13_14 | 0 | 0 | 0 | 0 | 0 | 0 | 0 | 0 | 0 | 0 | 0 | 0 | 1.8219e-12 | 9.4436e-08 | -8.113e-08 | 1.7653e-13 | -6.6543e-09 | -6.6541e-09 | 4.1214e-12 | -1.482e-07 | -1.5588e-07 | -8.7449e-14 | -3.842e-09 | 3.8421e-09 | 0 | 0 | 0 | 0 | 0 | 0 |  | 4.8855e-05 | 1.9052 | 1.9052 | 4.8845e-05 | 1.9052 | 1.9052 | -26.3531 | -149.9982 | 149.9995 | -26.3521 | -149.9982 | 149.9995
Line14_15_16 | 0 | 0 | 0 | 0 | 0 | 0 | 0 | 0 | 0 | 0 | 0 | 0 | 3.6398e-12 | 1.8887e-07 | -1.6226e-07 | -1.6424e-12 | -1.0109e-07 | 7.4475e-08 | 8.2349e-12 | -2.9639e-07 | -3.1175e-07 | -4.2024e-12 | 1.4436e-07 | 1.5972e-07 | 0 | 0 | 0 | 0 | 0 | 0 |  | 4.8806e-05 | 1.9052 | 1.9052 | 4.8777e-05 | 1.9052 | 1.9052 | -26.3499 | -149.9982 | 149.9995 | -26.3478 | -149.9982 | 149.9995
Line15_16_17 | 0 | 0 | 0 | 0 | 0 | 0 | 0 | 0 | 0 | 0 | 0 | 0 | 1.8186e-12 | 9.4436e-08 | -8.113e-08 | 1.7626e-13 | -6.6543e-09 | -6.6542e-09 | 4.1151e-12 | -1.482e-07 | -1.5588e-07 | -8.7295e-14 | -3.842e-09 | 3.8421e-09 | 0 | 0 | 0 | 0 | 0 | 0 |  | 4.8777e-05 | 1.9052 | 1.9052 | 4.8768e-05 | 1.9052 | 1.9052 | -26.3478 | -149.9982 | 149.9995 | -26.3468 | -149.9982 | 149.9995
Line16_4_18 | 0.00030578 | 0 | 0 | 0.00030538 | 0 | 0 | 7.0616e-05 | 0 | 0 | 7.0524e-05 | 0 | 0 | 7.7842e-10 | 9.4437e-08 | -8.1129e-08 | -2.2554e-14 | -6.6542e-09 | -6.654e-09 | 1.5569e-09 | -1.482e-07 | -1.5588e-07 | 3.4853e-14 | -3.8419e-09 | 3.842e-09 | -89.8154 | 0 | 0 | 90.1848 | 0 | 0 |  | 2.4649e-05 | 1.9052 | 1.9052 | 0 | 1.9052 | 1.9052 | -26.3802 | -149.9981 | 149.9995 | 0 | -149.998 | 149.9995
Line17_5_19 | 0 | 0 | 0 | 0 | 0 | 0 | 0 | 0 | 0 | 0 | 0 | 0 | 1.84e-12 | 9.4436e-08 | -8.113e-08 | 1.7806e-13 | -6.6543e-09 | -6.6541e-09 | 4.1573e-12 | -1.482e-07 | -1.5588e-07 | -8.8306e-14 | -3.8419e-09 | 3.842e-09 | 0 | 0 | 0 | 0 | 0 | 0 |  | 4.9289e-05 | 1.9052 | 1.9052 | 4.928e-05 | 1.9052 | 1.9052 | -26.3786 | -149.9982 | 149.9995 | -26.3775 | -149.9982 | 149.9995
Line1_1_3 | 3.1952e-06 | 3.1952e-06 | 3.1952e-06 | 2.7966e-06 | 2.7966e-06 | 2.7966e-06 | 7.3789e-07 | 7.3789e-07 | 7.3789e-07 | 6.4584e-07 | 6.4584e-07 | 6.4584e-07 | 1.473e-11 | 7.5549e-07 | -6.4904e-07 | -1.2669e-11 | -6.6771e-07 | 5.6125e-07 | 3.3277e-11 | -1.1856e-06 | -1.247e-06 | -2.9122e-11 | 1.0335e-06 | 1.095e-06 | -92.5049 | -92.5049 | -92.5049 | 87.1376 | 87.1377 | 87.1377 |  | 4.9318e-05 | 1.9052 | 1.9052 | 4.9173e-05 | 1.9052 | 1.9052 | -26.3806 | -149.9982 | 149.9995 | -26.3722 | -149.9982 | 149.9995
Line2_1_4 | 0.00030617 | 0 | 0 | 0.00030578 | 0 | 0 | 7.0708e-05 | 0 | 0 | 7.0616e-05 | 0 | 0 | 1.5593e-09 | 1.8887e-07 | -1.6226e-07 | -7.7833e-10 | -1.0109e-07 | 7.4475e-08 | 3.1191e-09 | -2.9639e-07 | -3.1176e-07 | -1.5569e-09 | 1.4436e-07 | 1.5972e-07 | -89.8189 | 0 | 0 | 90.1813 | 0 | 0 |  | 4.9318e-05 | 1.9052 | 1.9052 | 2.4649e-05 | 1.9052 | 1.9052 | -26.3806 | -149.9982 | 149.9995 | -26.3802 | -149.9981 | 149.9995
Line3_1_5 | 0 | 0 | 0 | 0 | 0 | 0 | 0 | 0 | 0 | 0 | 0 | 0 | 3.6824e-12 | 1.8887e-07 | -1.6226e-07 | -1.6619e-12 | -1.0109e-07 | 7.4475e-08 | 8.3193e-12 | -2.9639e-07 | -3.1175e-07 | -4.2456e-12 | 1.4435e-07 | 1.5972e-07 | 0 | 0 | 0 | 0 | 0 | 0 |  | 4.9318e-05 | 1.9052 | 1.9052 | 4.9289e-05 | 1.9052 | 1.9052 | -26.3806 | -149.9982 | 149.9995 | -26.3786 | -149.9982 | 149.9995
Line4_2_6 | 1.997e-06 | 1.997e-06 | 1.997e-06 | 1.5984e-06 | 1.5984e-06 | 1.5984e-06 | 4.6118e-07 | 4.6118e-07 | 4.6118e-07 | 3.6914e-07 | 3.6914e-07 | 3.6914e-07 | 9.1839e-12 | 4.7218e-07 | -4.0565e-07 | -7.1551e-12 | -3.844e-07 | 3.1786e-07 | 2.0754e-11 | -7.4098e-07 | -7.7939e-07 | -1.6663e-11 | 5.8895e-07 | 6.2735e-07 | -92.5049 | -92.5049 | -92.5049 | 86.8697 | 86.8698 | 86.8698 |  | 4.9212e-05 | 1.9052 | 1.9052 | 4.9125e-05 | 1.9052 | 1.9052 | -26.3743 | -149.9982 | 149.9995 | -26.3691 | -149.9982 | 149.9995
Line5_6_7 | 1.5976e-06 | 1.5976e-06 | 1.5976e-06 | 1.1991e-06 | 1.1991e-06 | 1.1991e-06 | 3.6894e-07 | 3.6894e-07 | 3.6894e-07 | 2.7691e-07 | 2.7691e-07 | 2.7691e-07 | 7.3326e-12 | 3.7774e-07 | -3.2452e-07 | -5.3137e-12 | -2.8996e-07 | 2.3673e-07 | 1.6575e-11 | -5.9279e-07 | -6.2351e-07 | -1.2502e-11 | 4.4075e-07 | 4.7147e-07 | -92.5049 | -92.5049 | -92.5049 | 86.6613 | 86.6614 | 86.6614 |  | 4.9125e-05 | 1.9052 | 1.9052 | 4.9057e-05 | 1.9052 | 1.9052 | -26.3691 | -149.9982 | 149.9995 | -26.3648 | -149.9982 | 149.9995
Line6_7_8 | 1.1982e-06 | 1.1982e-06 | 1.1982e-06 | 0 | 0 | 0 | 2.7671e-07 | 2.7671e-07 | 2.7671e-07 | 0 | 0 | 0 | 5.491e-12 | 2.8331e-07 | -2.4339e-07 | -3.4795e-12 | -1.9553e-07 | 1.556e-07 | 1.2414e-11 | -4.4459e-07 | -4.6763e-07 | -8.3562e-12 | 2.9255e-07 | 3.156e-07 | -92.5049 | -92.5049 | -92.5049 | 0 | 0 | 0 |  | 4.9057e-05 | 1.9052 | 1.9052 | 4.9009e-05 | 1.9052 | 1.9052 | -26.3648 | -149.9982 | 149.9995 | -26.3617 | -149.9982 | 149.9995
Line7_8_9 | 0 | 0 | 0 | 0 | 0 | 0 | 0 | 0 | 0 | 0 | 0 | 0 | 1.8283e-12 | 9.4436e-08 | -8.113e-08 | 1.7707e-13 | -6.6543e-09 | -6.6541e-09 | 4.1342e-12 | -1.482e-07 | -1.5588e-07 | -8.7752e-14 | -3.842e-09 | 3.8421e-09 | 0 | 0 | 0 | 0 | 0 | 0 |  | 4.9009e-05 | 1.9052 | 1.9052 | 4.9e-05 | 1.9052 | 1.9052 | -26.3617 | -149.9982 | 149.9995 | -26.3607 | -149.9982 | 149.9995
Line8_8_10 | 0 | 0 | 0 | 0 | 0 | 0 | 0 | 0 | 0 | 0 | 0 | 0 | 1.8283e-12 | 9.4436e-08 | -8.113e-08 | 1.7707e-13 | -6.6543e-09 | -6.6541e-09 | 4.1342e-12 | -1.482e-07 | -1.5588e-07 | -8.7752e-14 | -3.842e-09 | 3.842e-09 | 0 | 0 | 0 | 0 | 0 | 0 |  | 4.9009e-05 | 1.9052 | 1.9052 | 4.9e-05 | 1.9052 | 1.9052 | -26.3617 | -149.9982 | 149.9995 | -26.3607 | -149.9982 | 149.9995
Line9_3_11 | 2.7958e-06 | 2.7958e-06 | 2.7958e-06 | 2.3972e-06 | 2.3972e-06 | 2.3972e-06 | 6.4565e-07 | 6.4565e-07 | 6.4565e-07 | 5.5361e-07 | 5.5361e-07 | 5.5361e-07 | 1.2846e-11 | 6.6105e-07 | -5.6791e-07 | -1.0802e-11 | -5.7327e-07 | 4.8012e-07 | 2.9034e-11 | -1.0374e-06 | -1.0911e-06 | -2.4912e-11 | 8.8534e-07 | 9.3911e-07 | -92.5049 | -92.5049 | -92.5049 | 87.0781 | 87.0781 | 87.0781 |  | 4.9173e-05 | 1.9052 | 1.9052 | 4.9048e-05 | 1.9052 | 1.9052 | -26.3722 | -149.9982 | 149.9995 | -26.3648 | -149.9982 | 149.9995

## LG_max_fault_6
name | pf_ikss_a_from_ka | pf_ikss_b_from_ka | pf_ikss_c_from_ka | pf_ikss_a_to_ka | pf_ikss_b_to_ka | pf_ikss_c_to_ka | pf_skss_a_from_mw | pf_skss_b_from_mw | pf_skss_c_from_mw | pf_skss_a_to_mw | pf_skss_b_to_mw | pf_skss_c_to_mw | pf_p_a_from_mw | pf_p_b_from_mw | pf_p_c_from_mw | pf_p_a_to_mw | pf_p_b_to_mw | pf_p_c_to_mw | pf_q_a_from_mvar | pf_q_b_from_mvar | pf_q_c_from_mvar | pf_q_a_to_mvar | pf_q_b_to_mvar | pf_q_c_to_mvar | pf_ikss_a_from_degree | pf_ikss_b_from_degree | pf_ikss_c_from_degree | pf_ikss_a_to_degree | pf_ikss_b_to_degree | pf_ikss_c_to_degree | 3xI0 | pf_vm_a_from_pu | pf_vm_b_from_pu | pf_vm_c_from_pu | pf_vm_a_to_pu | pf_vm_b_to_pu | pf_vm_c_to_pu | pf_va_a_from_degree | pf_va_b_from_degree | pf_va_c_from_degree | pf_va_a_to_degree | pf_va_b_to_degree | pf_va_c_to_degree
Line0_1_2 | 2.2737e-06 | 2.2737e-06 | 2.2737e-06 | 1.8955e-06 | 1.8955e-06 | 1.8955e-06 | 5.2509e-07 | 5.2509e-07 | 5.2509e-07 | 4.3776e-07 | 4.3776e-07 | 4.3776e-07 | 3.1455e-09 | 5.115e-07 | -4.4277e-07 | -2.597e-09 | -4.3228e-07 | 3.6299e-07 | 3.4675e-09 | -8.0491e-07 | -8.4096e-07 | -2.9136e-09 | 6.6729e-07 | 7.043e-07 | -92.1637 | -92.1637 | -92.1637 | 87.3359 | 87.336 | 87.336 |  | 0.0089159 | 1.8162 | 1.81 | 0.0089158 | 1.8162 | 1.81 | -44.3756 | -149.7286 | 150.0697 | -44.3758 | -149.7286 | 150.0697
Line10_11_12 | 2.2737e-06 | 2.2737e-06 | 2.2737e-06 | 1.8955e-06 | 1.8955e-06 | 1.8955e-06 | 5.2509e-07 | 5.2509e-07 | 5.2509e-07 | 4.3776e-07 | 4.3776e-07 | 4.3776e-07 | 3.1454e-09 | 5.115e-07 | -4.4277e-07 | -2.5969e-09 | -4.3228e-07 | 3.6299e-07 | 3.4674e-09 | -8.0491e-07 | -8.4097e-07 | -2.9135e-09 | 6.6729e-07 | 7.043e-07 | -92.1637 | -92.1637 | -92.1637 | 87.3359 | 87.336 | 87.336 |  | 0.0089157 | 1.8162 | 1.81 | 0.0089156 | 1.8162 | 1.81 | -44.3761 | -149.7286 | 150.0697 | -44.3763 | -149.7286 | 150.0697
Line11_12_13 | 1.8947e-06 | 1.8947e-06 | 1.8947e-06 | 1.5166e-06 | 1.5166e-06 | 1.5166e-06 | 4.3757e-07 | 4.3757e-07 | 4.3757e-07 | 3.5025e-07 | 3.5025e-07 | 3.5025e-07 | 2.6212e-09 | 4.2625e-07 | -3.6897e-07 | -2.0727e-09 | -3.4703e-07 | 2.892e-07 | 2.8895e-09 | -6.7076e-07 | -7.008e-07 | -2.3356e-09 | 5.3314e-07 | 5.6414e-07 | -92.1637 | -92.1637 | -92.1637 | 87.2108 | 87.2109 | 87.2109 |  | 0.0089156 | 1.8162 | 1.81 | 0.0089155 | 1.8162 | 1.81 | -44.3763 | -149.7286 | 150.0697 | -44.3764 | -149.7286 | 150.0697
Line12_13_15 | 1.1368e-06 | 1.1368e-06 | 1.1368e-06 | 0 | 0 | 0 | 2.6254e-07 | 2.6254e-07 | 2.6254e-07 | 0 | 0 | 0 | 1.5727e-09 | 2.5575e-07 | -2.2138e-07 | -1.0242e-09 | -1.7652e-07 | 1.4161e-07 | 1.7337e-09 | -4.0246e-07 | -4.2048e-07 | -1.1798e-09 | 2.6484e-07 | 2.8381e-07 | -92.1637 | -92.1637 | -92.1637 | 0 | 0 | 0 |  | 0.0089155 | 1.8162 | 1.81 | 0.0089155 | 1.8162 | 1.81 | -44.3764 | -149.7286 | 150.0697 | -44.3765 | -149.7286 | 150.0697
Line13_13_14 | 0 | 0 | 0 | 0 | 0 | 0 | 0 | 0 | 0 | 0 | 0 | 0 | 5.2423e-10 | 8.5251e-08 | -7.3794e-08 | 2.4243e-11 | -6.0232e-09 | -5.9816e-09 | 5.7789e-10 | -1.3415e-07 | -1.4016e-07 | -2.4006e-11 | -3.4676e-09 | 3.4916e-09 | 0 | 0 | 0 | 0 | 0 | 0 |  | 0.0089155 | 1.8162 | 1.81 | 0.0089155 | 1.8162 | 1.81 | -44.3764 | -149.7286 | 150.0697 | -44.3764 | -149.7286 | 150.0697
Line14_15_16 | 0 | 0 | 0 | 0 | 0 | 0 | 0 | 0 | 0 | 0 | 0 | 0 | 1.0485e-09 | 1.705e-07 | -1.4759e-07 | -4.9998e-10 | -9.1274e-08 | 6.7813e-08 | 1.1558e-09 | -2.683e-07 | -2.8032e-07 | -6.0189e-10 | 1.3068e-07 | 1.4365e-07 | 0 | 0 | 0 | 0 | 0 | 0 |  | 0.0089155 | 1.8162 | 1.81 | 0.0089155 | 1.8162 | 1.81 | -44.3765 | -149.7286 | 150.0697 | -44.3765 | -149.7286 | 150.0697
Line15_16_17 | 0 | 0 | 0 | 0 | 0 | 0 | 0 | 0 | 0 | 0 | 0 | 0 | 5.2423e-10 | 8.5251e-08 | -7.3794e-08 | 2.4242e-11 | -6.0232e-09 | -5.9816e-09 | 5.7788e-10 | -1.3415e-07 | -1.4016e-07 | -2.4006e-11 | -3.4676e-09 | 3.4916e-09 | 0 | 0 | 0 | 0 | 0 | 0 |  | 0.0089155 | 1.8162 | 1.81 | 0.0089154 | 1.8162 | 1.81 | -44.3765 | -149.7286 | 150.0697 | -44.3765 | -149.7286 | 150.0697
Line16_4_18 | 0.00029012 | 0 | 0 | 0.00028974 | 0 | 0 | 6.7001e-05 | 0 | 0 | 6.6913e-05 | 0 | 0 | 4.2098e-07 | 8.5252e-08 | -7.3794e-08 | -4.1973e-07 | -6.0232e-09 | -5.9815e-09 | 4.2173e-07 | -1.3415e-07 | -1.4016e-07 | -4.1978e-07 | -3.4675e-09 | 3.4915e-09 | -89.4742 | 0 | 0 | 90.526 | 0 | 0 |  | 0.0088937 | 1.8162 | 1.81 | 0.0088715 | 1.8162 | 1.81 | -44.4231 | -149.7285 | 150.0697 | -44.4707 | -149.7284 | 150.0697
Line17_5_19 | 0 | 0 | 0 | 0 | 0 | 0 | 0 | 0 | 0 | 0 | 0 | 0 | 5.2424e-10 | 8.5251e-08 | -7.3794e-08 | 2.4244e-11 | -6.0232e-09 | -5.9816e-09 | 5.7792e-10 | -1.3415e-07 | -1.4016e-07 | -2.4006e-11 | -3.4676e-09 | 3.4916e-09 | 0 | 0 | 0 | 0 | 0 | 0 |  | 0.0089159 | 1.8162 | 1.81 | 0.0089159 | 1.8162 | 1.81 | -44.3757 | -149.7286 | 150.0697 | -44.3757 | -149.7286 | 150.0697
Line1_1_3 | 3.0316e-06 | 3.0316e-06 | 3.0316e-06 | 2.6534e-06 | 2.6534e-06 | 2.6534e-06 | 7.0011e-07 | 7.0011e-07 | 7.0011e-07 | 6.1278e-07 | 6.1278e-07 | 6.1278e-07 | 4.194e-09 | 6.82e-07 | -5.9035e-07 | -3.6454e-09 | -6.0278e-07 | 5.1058e-07 | 4.6234e-09 | -1.0732e-06 | -1.1213e-06 | -4.0694e-09 | 9.356e-07 | 9.8462e-07 | -92.1637 | -92.1637 | -92.1637 | 87.4788 | 87.4789 | 87.4789 |  | 0.0089159 | 1.8162 | 1.81 | 0.0089158 | 1.8162 | 1.81 | -44.3756 | -149.7286 | 150.0697 | -44.3759 | -149.7286 | 150.0697
Line2_1_4 | 0.0002905 | 0 | 0 | 0.00029012 | 0 | 0 | 6.7088e-05 | 0 | 0 | 6.7001e-05 | 0 | 0 | 4.222e-07 | 1.705e-07 | -1.4759e-07 | -4.2096e-07 | -9.1275e-08 | 6.7813e-08 | 4.2371e-07 | -2.683e-07 | -2.8032e-07 | -4.2176e-07 | 1.3068e-07 | 1.4365e-07 | -89.4777 | 0 | 0 | 90.5225 | 0 | 0 |  | 0.0089159 | 1.8162 | 1.81 | 0.0088937 | 1.8162 | 1.81 | -44.3756 | -149.7286 | 150.0697 | -44.4231 | -149.7285 | 150.0697
Line3_1_5 | 0 | 0 | 0 | 0 | 0 | 0 | 0 | 0 | 0 | 0 | 0 | 0 | 1.0485e-09 | 1.705e-07 | -1.4759e-07 | -5e-10 | -9.1274e-08 | 6.7813e-08 | 1.1558e-09 | -2.683e-07 | -2.8032e-07 | -6.0193e-10 | 1.3068e-07 | 1.4365e-07 | 0 | 0 | 0 | 0 | 0 | 0 |  | 0.0089159 | 1.8162 | 1.81 | 0.0089159 | 1.8162 | 1.81 | -44.3756 | -149.7286 | 150.0697 | -44.3757 | -149.7286 | 150.0697
Line4_2_6 | 1.8947e-06 | 1.8947e-06 | 1.8947e-06 | 1.5166e-06 | 1.5166e-06 | 1.5166e-06 | 4.3757e-07 | 4.3757e-07 | 4.3757e-07 | 3.5025e-07 | 3.5025e-07 | 3.5025e-07 | 2.6212e-09 | 4.2625e-07 | -3.6897e-07 | -2.0727e-09 | -3.4703e-07 | 2.892e-07 | 2.8896e-09 | -6.7076e-07 | -7.008e-07 | -2.3356e-09 | 5.3314e-07 | 5.6413e-07 | -92.1637 | -92.1637 | -92.1637 | 87.2108 | 87.2109 | 87.2109 |  | 0.0089158 | 1.8162 | 1.81 | 0.0089158 | 1.8162 | 1.81 | -44.3758 | -149.7286 | 150.0697 | -44.376 | -149.7286 | 150.0697
Line5_6_7 | 1.5158e-06 | 1.5158e-06 | 1.5158e-06 | 1.1377e-06 | 1.1377e-06 | 1.1377e-06 | 3.5006e-07 | 3.5006e-07 | 3.5006e-07 | 2.6274e-07 | 2.6274e-07 | 2.6274e-07 | 2.097e-09 | 3.41e-07 | -2.9518e-07 | -1.5485e-09 | -2.6178e-07 | 2.154e-07 | 2.3116e-09 | -5.3661e-07 | -5.6064e-07 | -1.7577e-09 | 3.9899e-07 | 4.2397e-07 | -92.1637 | -92.1637 | -92.1637 | 87.0025 | 87.0026 | 87.0026 |  | 0.0089158 | 1.8162 | 1.81 | 0.0089157 | 1.8162 | 1.81 | -44.376 | -149.7286 | 150.0697 | -44.3761 | -149.7286 | 150.0697
Line6_7_8 | 1.1368e-06 | 1.1368e-06 | 1.1368e-06 | 0 | 0 | 0 | 2.6254e-07 | 2.6254e-07 | 2.6254e-07 | 0 | 0 | 0 | 1.5727e-09 | 2.5575e-07 | -2.2138e-07 | -1.0242e-09 | -1.7652e-07 | 1.4161e-07 | 1.7337e-09 | -4.0246e-07 | -4.2048e-07 | -1.1798e-09 | 2.6484e-07 | 2.8381e-07 | -92.1637 | -92.1637 | -92.1637 | 0 | 0 | 0 |  | 0.0089157 | 1.8162 | 1.81 | 0.0089157 | 1.8162 | 1.81 | -44.3761 | -149.7286 | 150.0697 | -44.3761 | -149.7286 | 150.0697
Line7_8_9 | 0 | 0 | 0 | 0 | 0 | 0 | 0 | 0 | 0 | 0 | 0 | 0 | 5.2423e-10 | 8.5251e-08 | -7.3794e-08 | 2.4243e-11 | -6.0232e-09 | -5.9816e-09 | 5.779e-10 | -1.3415e-07 | -1.4016e-07 | -2.4006e-11 | -3.4676e-09 | 3.4916e-09 | 0 | 0 | 0 | 0 | 0 | 0 |  | 0.0089157 | 1.8162 | 1.81 | 0.0089157 | 1.8162 | 1.81 | -44.3761 | -149.7286 | 150.0697 | -44.3762 | -149.7286 | 150.0697
Line8_8_10 | 0 | 0 | 0 | 0 | 0 | 0 | 0 | 0 | 0 | 0 | 0 | 0 | 5.2423e-10 | 8.5251e-08 | -7.3794e-08 | 2.4243e-11 | -6.0232e-09 | -5.9816e-09 | 5.779e-10 | -1.3415e-07 | -1.4016e-07 | -2.4006e-11 | -3.4676e-09 | 3.4916e-09 | 0 | 0 | 0 | 0 | 0 | 0 |  | 0.0089157 | 1.8162 | 1.81 | 0.0089157 | 1.8162 | 1.81 | -44.3761 | -149.7286 | 150.0697 | -44.3762 | -149.7286 | 150.0697
Line9_3_11 | 2.6526e-06 | 2.6526e-06 | 2.6526e-06 | 2.2745e-06 | 2.2745e-06 | 2.2745e-06 | 6.126e-07 | 6.126e-07 | 6.126e-07 | 5.2527e-07 | 5.2527e-07 | 5.2527e-07 | 3.6697e-09 | 5.9675e-07 | -5.1656e-07 | -3.1212e-09 | -5.1753e-07 | 4.3678e-07 | 4.0454e-09 | -9.3906e-07 | -9.8113e-07 | -3.4914e-09 | 8.0144e-07 | 8.4446e-07 | -92.1637 | -92.1637 | -92.1637 | 87.4192 | 87.4193 | 87.4193 |  | 0.0089158 | 1.8162 | 1.81 | 0.0089157 | 1.8162 | 1.81 | -44.3759 | -149.7286 | 150.0697 | -44.3761 | -149.7286 | 150.0697

## LG_max_fault_10
name | pf_ikss_a_from_ka | pf_ikss_b_from_ka | pf_ikss_c_from_ka | pf_ikss_a_to_ka | pf_ikss_b_to_ka | pf_ikss_c_to_ka | pf_skss_a_from_mw | pf_skss_b_from_mw | pf_skss_c_from_mw | pf_skss_a_to_mw | pf_skss_b_to_mw | pf_skss_c_to_mw | pf_p_a_from_mw | pf_p_b_from_mw | pf_p_c_from_mw | pf_p_a_to_mw | pf_p_b_to_mw | pf_p_c_to_mw | pf_q_a_from_mvar | pf_q_b_from_mvar | pf_q_c_from_mvar | pf_q_a_to_mvar | pf_q_b_to_mvar | pf_q_c_to_mvar | pf_ikss_a_from_degree | pf_ikss_b_from_degree | pf_ikss_c_from_degree | pf_ikss_a_to_degree | pf_ikss_b_to_degree | pf_ikss_c_to_degree | 3xI0 | pf_vm_a_from_pu | pf_vm_b_from_pu | pf_vm_c_from_pu | pf_vm_a_to_pu | pf_vm_b_to_pu | pf_vm_c_to_pu | pf_va_a_from_degree | pf_va_b_from_degree | pf_va_c_from_degree | pf_va_a_to_degree | pf_va_b_to_degree | pf_va_c_to_degree
Line0_1_2 | 2.382e-06 | 2.382e-06 | 2.382e-06 | 1.9858e-06 | 1.9858e-06 | 1.9858e-06 | 5.5009e-07 | 5.5009e-07 | 5.5009e-07 | 4.586e-07 | 4.586e-07 | 4.586e-07 | 3.4522e-09 | 5.6138e-07 | -4.8594e-07 | -2.8502e-09 | -4.7443e-07 | 3.9838e-07 | 3.8056e-09 | -8.8339e-07 | -9.2296e-07 | -3.1977e-09 | 7.3236e-07 | 7.7297e-07 | -92.1637 | -92.1637 | -92.1637 | 87.3359 | 87.336 | 87.336 |  | 0.0093405 | 1.9027 | 1.8962 | 0.0093404 | 1.9027 | 1.8962 | -44.3756 | -149.7286 | 150.0697 | -44.3758 | -149.7286 | 150.0697
Line10_11_12 | 2.382e-06 | 2.382e-06 | 2.382e-06 | 1.9858e-06 | 1.9858e-06 | 1.9858e-06 | 5.5009e-07 | 5.5009e-07 | 5.5009e-07 | 4.586e-07 | 4.586e-07 | 4.586e-07 | 3.4521e-09 | 5.6138e-07 | -4.8594e-07 | -2.8501e-09 | -4.7443e-07 | 3.9838e-07 | 3.8055e-09 | -8.8339e-07 | -9.2296e-07 | -3.1975e-09 | 7.3236e-07 | 7.7297e-07 | -92.1637 | -92.1637 | -92.1637 | 87.3359 | 87.336 | 87.336 |  | 0.0093402 | 1.9027 | 1.8962 | 0.0093401 | 1.9027 | 1.8962 | -44.3761 | -149.7286 | 150.0697 | -44.3762 | -149.7286 | 150.0697
Line11_12_13 | 1.985e-06 | 1.985e-06 | 1.985e-06 | 1.5888e-06 | 1.5888e-06 | 1.5888e-06 | 4.5841e-07 | 4.5841e-07 | 4.5841e-07 | 3.6692e-07 | 3.6692e-07 | 3.6692e-07 | 2.8767e-09 | 4.6781e-07 | -4.0495e-07 | -2.2748e-09 | -3.8086e-07 | 3.1739e-07 | 3.1712e-09 | -7.3616e-07 | -7.6914e-07 | -2.5633e-09 | 5.8512e-07 | 6.1914e-07 | -92.1637 | -92.1637 | -92.1637 | 87.2108 | 87.2109 | 87.2109 |  | 0.0093401 | 1.9027 | 1.8962 | 0.0093401 | 1.9027 | 1.8962 | -44.3762 | -149.7286 | 150.0697 | -44.3764 | -149.7286 | 150.0697
Line12_13_15 | 1.191e-06 | 1.191e-06 | 1.191e-06 | 0 | 0 | 0 | 2.7504e-07 | 2.7504e-07 | 2.7504e-07 | 0 | 0 | 0 | 1.726e-09 | 2.8069e-07 | -2.4297e-07 | -1.1241e-09 | -1.9374e-07 | 1.5541e-07 | 1.9027e-09 | -4.417e-07 | -4.6148e-07 | -1.2948e-09 | 2.9066e-07 | 3.1149e-07 | -92.1637 | -92.1637 | -92.1637 | 0 | 0 | 0 |  | 0.0093401 | 1.9027 | 1.8962 | 0.00934 | 1.9027 | 1.8962 | -44.3764 | -149.7286 | 150.0697 | -44.3765 | -149.7286 | 150.0697
Line13_13_14 | 0 | 0 | 0 | 0 | 0 | 0 | 0 | 0 | 0 | 0 | 0 | 0 | 5.7534e-10 | 9.3563e-08 | -8.099e-08 | 2.6606e-11 | -6.6105e-09 | -6.5649e-09 | 6.3423e-10 | -1.4723e-07 | -1.5383e-07 | -2.6346e-11 | -3.8057e-09 | 3.832e-09 | 0 | 0 | 0 | 0 | 0 | 0 |  | 0.0093401 | 1.9027 | 1.8962 | 0.0093401 | 1.9027 | 1.8962 | -44.3764 | -149.7286 | 150.0697 | -44.3764 | -149.7286 | 150.0697
Line14_15_16 | 0 | 0 | 0 | 0 | 0 | 0 | 0 | 0 | 0 | 0 | 0 | 0 | 1.1507e-09 | 1.8713e-07 | -1.6198e-07 | -5.4873e-10 | -1.0017e-07 | 7.4425e-08 | 1.2685e-09 | -2.9446e-07 | -3.0765e-07 | -6.6057e-10 | 1.4343e-07 | 1.5766e-07 | 0 | 0 | 0 | 0 | 0 | 0 |  | 0.00934 | 1.9027 | 1.8962 | 0.00934 | 1.9027 | 1.8962 | -44.3765 | -149.7286 | 150.0697 | -44.3765 | -149.7286 | 150.0697
Line15_16_17 | 0 | 0 | 0 | 0 | 0 | 0 | 0 | 0 | 0 | 0 | 0 | 0 | 5.7534e-10 | 9.3563e-08 | -8.099e-08 | 2.6606e-11 | -6.6105e-09 | -6.5649e-09 | 6.3423e-10 | -1.4723e-07 | -1.5383e-07 | -2.6346e-11 | -3.8057e-09 | 3.832e-09 | 0 | 0 | 0 | 0 | 0 | 0 |  | 0.00934 | 1.9027 | 1.8962 | 0.00934 | 1.9027 | 1.8962 | -44.3765 | -149.7286 | 150.0697 | -44.3765 | -149.7286 | 150.0697
Line16_4_18 | 0.00030394 | 0 | 0 | 0.00030354 | 0 | 0 | 7.0191e-05 | 0 | 0 | 7.01e-05 | 0 | 0 | 4.6203e-07 | 9.3564e-08 | -8.0989e-08 | -4.6066e-07 | -6.6104e-09 | -6.5648e-09 | 4.6285e-07 | -1.4723e-07 | -1.5383e-07 | -4.6071e-07 | -3.8056e-09 | 3.832e-09 | -89.4742 | 0 | 0 | 90.526 | 0 | 0 |  | 0.0093172 | 1.9027 | 1.8962 | 0.009294 | 1.9027 | 1.8962 | -44.4231 | -149.7285 | 150.0696 | -44.4707 | -149.7283 | 150.0696
Line17_5_19 | 0 | 0 | 0 | 0 | 0 | 0 | 0 | 0 | 0 | 0 | 0 | 0 | 5.7536e-10 | 9.3563e-08 | -8.099e-08 | 2.6608e-11 | -6.6105e-09 | -6.5649e-09 | 6.3427e-10 | -1.4723e-07 | -1.5383e-07 | -2.6347e-11 | -3.8057e-09 | 3.832e-09 | 0 | 0 | 0 | 0 | 0 | 0 |  | 0.0093405 | 1.9027 | 1.8962 | 0.0093405 | 1.9027 | 1.8962 | -44.3757 | -149.7286 | 150.0697 | -44.3757 | -149.7286 | 150.0697
Line1_1_3 | 3.1759e-06 | 3.1759e-06 | 3.1759e-06 | 2.7798e-06 | 2.7798e-06 | 2.7798e-06 | 7.3345e-07 | 7.3345e-07 | 7.3345e-07 | 6.4196e-07 | 6.4196e-07 | 6.4196e-07 | 4.6029e-09 | 7.485e-07 | -6.4792e-07 | -4.0009e-09 | -6.6155e-07 | 5.6036e-07 | 5.0742e-09 | -1.1779e-06 | -1.2306e-06 | -4.4662e-09 | 1.0268e-06 | 1.0806e-06 | -92.1637 | -92.1637 | -92.1637 | 87.4788 | 87.4789 | 87.4789 |  | 0.0093405 | 1.9027 | 1.8962 | 0.0093404 | 1.9027 | 1.8962 | -44.3756 | -149.7286 | 150.0697 | -44.3759 | -149.7286 | 150.0697
Line2_1_4 | 0.00030433 | 0 | 0 | 0.00030394 | 0 | 0 | 7.0283e-05 | 0 | 0 | 7.0191e-05 | 0 | 0 | 4.6337e-07 | 1.8713e-07 | -1.6198e-07 | -4.62e-07 | -1.0017e-07 | 7.4425e-08 | 4.6503e-07 | -2.9447e-07 | -3.0766e-07 | -4.6288e-07 | 1.4343e-07 | 1.5766e-07 | -89.4777 | 0 | 0 | 90.5225 | 0 | 0 |  | 0.0093405 | 1.9027 | 1.8962 | 0.0093172 | 1.9027 | 1.8962 | -44.3756 | -149.7286 | 150.0697 | -44.4231 | -149.7285 | 150.0696
Line3_1_5 | 0 | 0 | 0 | 0 | 0 | 0 | 0 | 0 | 0 | 0 | 0 | 0 | 1.1507e-09 | 1.8713e-07 | -1.6198e-07 | -5.4875e-10 | -1.0017e-07 | 7.4425e-08 | 1.2685e-09 | -2.9446e-07 | -3.0765e-07 | -6.6062e-10 | 1.4343e-07 | 1.5766e-07 | 0 | 0 | 0 | 0 | 0 | 0 |  | 0.0093405 | 1.9027 | 1.8962 | 0.0093405 | 1.9027 | 1.8962 | -44.3756 | -149.7286 | 150.0697 | -44.3757 | -149.7286 | 150.0697
Line4_2_6 | 1.985e-06 | 1.985e-06 | 1.985e-06 | 1.5888e-06 | 1.5888e-06 | 1.5888e-06 | 4.5841e-07 | 4.5841e-07 | 4.5841e-07 | 3.6692e-07 | 3.6692e-07 | 3.6692e-07 | 2.8768e-09 | 4.6781e-07 | -4.0495e-07 | -2.2748e-09 | -3.8086e-07 | 3.1739e-07 | 3.1713e-09 | -7.3616e-07 | -7.6914e-07 | -2.5634e-09 | 5.8512e-07 | 6.1914e-07 | -92.1637 | -92.1637 | -92.1637 | 87.2108 | 87.2109 | 87.2109 |  | 0.0093404 | 1.9027 | 1.8962 | 0.0093403 | 1.9027 | 1.8962 | -44.3758 | -149.7286 | 150.0697 | -44.3759 | -149.7286 | 150.0697
Line5_6_7 | 1.588e-06 | 1.588e-06 | 1.588e-06 | 1.1919e-06 | 1.1919e-06 | 1.1919e-06 | 3.6673e-07 | 3.6673e-07 | 3.6673e-07 | 2.7525e-07 | 2.7525e-07 | 2.7525e-07 | 2.3014e-09 | 3.7425e-07 | -3.2396e-07 | -1.6994e-09 | -2.873e-07 | 2.364e-07 | 2.537e-09 | -5.8893e-07 | -6.1531e-07 | -1.9291e-09 | 4.3789e-07 | 4.6531e-07 | -92.1637 | -92.1637 | -92.1637 | 87.0025 | 87.0026 | 87.0026 |  | 0.0093403 | 1.9027 | 1.8962 | 0.0093403 | 1.9027 | 1.8962 | -44.3759 | -149.7286 | 150.0697 | -44.3761 | -149.7286 | 150.0697
Line6_7_8 | 1.191e-06 | 1.191e-06 | 1.191e-06 | 0 | 0 | 0 | 2.7504e-07 | 2.7504e-07 | 2.7504e-07 | 0 | 0 | 0 | 1.7261e-09 | 2.8069e-07 | -2.4297e-07 | -1.1241e-09 | -1.9374e-07 | 1.5541e-07 | 1.9027e-09 | -4.417e-07 | -4.6148e-07 | -1.2948e-09 | 2.9066e-07 | 3.1149e-07 | -92.1637 | -92.1637 | -92.1637 | 0 | 0 | 0 |  | 0.0093403 | 1.9027 | 1.8962 | 0.0093402 | 1.9027 | 1.8962 | -44.3761 | -149.7286 | 150.0697 | -44.3761 | -149.7286 | 150.0697
Line7_8_9 | 0 | 0 | 0 | 0 | 0 | 0 | 0 | 0 | 0 | 0 | 0 | 0 | 5.7535e-10 | 9.3563e-08 | -8.099e-08 | 2.6607e-11 | -6.6105e-09 | -6.5649e-09 | 6.3425e-10 | -1.4723e-07 | -1.5383e-07 | -2.6347e-11 | -3.8057e-09 | 3.832e-09 | 0 | 0 | 0 | 0 | 0 | 0 |  | 0.0093402 | 1.9027 | 1.8962 | 0.0093402 | 1.9027 | 1.8962 | -44.3761 | -149.7286 | 150.0697 | -44.3761 | -149.7286 | 150.0697
Line8_8_10 | 0 | 0 | 0 | 0 | 0 | 0 | 0 | 0 | 0 | 0 | 0 | 0 | 5.7535e-10 | 9.3563e-08 | -8.099e-08 | 2.6607e-11 | -6.6105e-09 | -6.5649e-09 | 6.3425e-10 | -1.4723e-07 | -1.5383e-07 | -2.6347e-11 | -3.8057e-09 | 3.832e-09 | 0 | 0 | 0 | 0 | 0 | 0 |  | 0.0093402 | 1.9027 | 1.8962 | 0.0093402 | 1.9027 | 1.8962 | -44.3761 | -149.7286 | 150.0697 | -44.3761 | -149.7286 | 150.0697
Line9_3_11 | 2.779e-06 | 2.779e-06 | 2.779e-06 | 2.3828e-06 | 2.3828e-06 | 2.3828e-06 | 6.4177e-07 | 6.4177e-07 | 6.4177e-07 | 5.5028e-07 | 5.5028e-07 | 5.5028e-07 | 4.0275e-09 | 6.5494e-07 | -5.6693e-07 | -3.4255e-09 | -5.6799e-07 | 4.7937e-07 | 4.4398e-09 | -1.0306e-06 | -1.0768e-06 | -3.8318e-09 | 8.7959e-07 | 9.2679e-07 | -92.1637 | -92.1637 | -92.1637 | 87.4192 | 87.4193 | 87.4193 |  | 0.0093404 | 1.9027 | 1.8962 | 0.0093402 | 1.9027 | 1.8962 | -44.3759 | -149.7286 | 150.0697 | -44.3761 | -149.7286 | 150.0697

## LG_min_6
name | pf_ikss_a_from_ka | pf_ikss_b_from_ka | pf_ikss_c_from_ka | pf_ikss_a_to_ka | pf_ikss_b_to_ka | pf_ikss_c_to_ka | pf_skss_a_from_mw | pf_skss_b_from_mw | pf_skss_c_from_mw | pf_skss_a_to_mw | pf_skss_b_to_mw | pf_skss_c_to_mw | pf_p_a_from_mw | pf_p_b_from_mw | pf_p_c_from_mw | pf_p_a_to_mw | pf_p_b_to_mw | pf_p_c_to_mw | pf_q_a_from_mvar | pf_q_b_from_mvar | pf_q_c_from_mvar | pf_q_a_to_mvar | pf_q_b_to_mvar | pf_q_c_to_mvar | pf_ikss_a_from_degree | pf_ikss_b_from_degree | pf_ikss_c_from_degree | pf_ikss_a_to_degree | pf_ikss_b_to_degree | pf_ikss_c_to_degree | 3xI0 | pf_vm_a_from_pu | pf_vm_b_from_pu | pf_vm_c_from_pu | pf_vm_a_to_pu | pf_vm_b_to_pu | pf_vm_c_to_pu | pf_va_a_from_degree | pf_va_b_from_degree | pf_va_c_from_degree | pf_va_a_to_degree | pf_va_b_to_degree | pf_va_c_to_degree
Line0_1_2 | 2.0696e-06 | 2.0696e-06 | 2.0696e-06 | 1.7254e-06 | 1.7254e-06 | 1.7254e-06 | 4.7795e-07 | 4.7795e-07 | 4.7795e-07 | 3.9846e-07 | 3.9846e-07 | 3.9846e-07 | 1.6606e-11 | 4.2262e-07 | -3.6308e-07 | -1.3674e-11 | -3.5714e-07 | 2.976e-07 | 1.9009e-11 | -6.6322e-07 | -6.9758e-07 | -1.5935e-11 | 5.4982e-07 | 5.8418e-07 | -92.5039 | -92.5038 | -92.5038 | 86.9957 | 86.9958 | 86.9958 |  | 5.281e-05 | 1.6454 | 1.6454 | 5.2696e-05 | 1.6454 | 1.6454 | -43.6447 | -149.9977 | 150 | -43.6384 | -149.9977 | 150
Line10_11_12 | 2.0696e-06 | 2.0696e-06 | 2.0696e-06 | 1.7254e-06 | 1.7254e-06 | 1.7254e-06 | 4.7795e-07 | 4.7795e-07 | 4.7795e-07 | 3.9846e-07 | 3.9846e-07 | 3.9846e-07 | 1.651e-11 | 4.2262e-07 | -3.6308e-07 | -1.3595e-11 | -3.5714e-07 | 2.976e-07 | 1.8909e-11 | -6.6322e-07 | -6.9758e-07 | -1.5851e-11 | 5.4982e-07 | 5.8418e-07 | -92.5039 | -92.5038 | -92.5038 | 86.9957 | 86.9958 | 86.9958 |  | 5.2521e-05 | 1.6454 | 1.6454 | 5.2407e-05 | 1.6454 | 1.6454 | -43.6289 | -149.9977 | 150 | -43.6225 | -149.9977 | 150
Line11_12_13 | 1.7247e-06 | 1.7247e-06 | 1.7247e-06 | 1.3805e-06 | 1.3805e-06 | 1.3805e-06 | 3.9829e-07 | 3.9829e-07 | 3.9829e-07 | 3.1881e-07 | 3.1881e-07 | 3.1881e-07 | 1.3727e-11 | 3.5218e-07 | -3.0256e-07 | -1.0829e-11 | -2.8671e-07 | 2.3709e-07 | 1.5725e-11 | -5.5268e-07 | -5.8131e-07 | -1.2684e-11 | 4.3928e-07 | 4.6792e-07 | -92.5039 | -92.5038 | -92.5038 | 86.8707 | 86.8708 | 86.8708 |  | 5.2407e-05 | 1.6454 | 1.6454 | 5.2314e-05 | 1.6454 | 1.6454 | -43.6225 | -149.9977 | 150 | -43.6172 | -149.9977 | 150
Line12_13_15 | 1.0348e-06 | 1.0348e-06 | 1.0348e-06 | 0 | 0 | 0 | 2.3898e-07 | 2.3898e-07 | 2.3898e-07 | 0 | 0 | 0 | 8.2205e-12 | 2.1131e-07 | -1.8154e-07 | -5.3428e-12 | -1.4584e-07 | 1.1606e-07 | 9.4189e-12 | -3.3161e-07 | -3.4879e-07 | -6.399e-12 | 2.1821e-07 | 2.3539e-07 | -92.5039 | -92.5038 | -92.5038 | 0 | 0 | 0 |  | 5.2314e-05 | 1.6454 | 1.6454 | 5.2262e-05 | 1.6454 | 1.6454 | -43.6172 | -149.9977 | 150 | -43.614 | -149.9977 | 150
Line13_13_14 | 0 | 0 | 0 | 0 | 0 | 0 | 0 | 0 | 0 | 0 | 0 | 0 | 2.7402e-12 | 7.0436e-08 | -6.0513e-08 | 1.3189e-13 | -4.9633e-09 | -4.9631e-09 | 3.1396e-12 | -1.1054e-07 | -1.1626e-07 | -1.2568e-13 | -2.8656e-09 | 2.8657e-09 | 0 | 0 | 0 | 0 | 0 | 0 |  | 5.2314e-05 | 1.6454 | 1.6454 | 5.2303e-05 | 1.6454 | 1.6454 | -43.6172 | -149.9977 | 150 | -43.6161 | -149.9977 | 150
Line14_15_16 | 0 | 0 | 0 | 0 | 0 | 0 | 0 | 0 | 0 | 0 | 0 | 0 | 5.4746e-12 | 1.4087e-07 | -1.2103e-07 | -2.6038e-12 | -7.5399e-08 | 5.555e-08 | 6.2734e-12 | -2.2107e-07 | -2.3253e-07 | -3.2604e-12 | 1.0767e-07 | 1.1913e-07 | 0 | 0 | 0 | 0 | 0 | 0 |  | 5.2262e-05 | 1.6454 | 1.6454 | 5.2231e-05 | 1.6454 | 1.6454 | -43.614 | -149.9977 | 150 | -43.6119 | -149.9977 | 150
Line15_16_17 | 0 | 0 | 0 | 0 | 0 | 0 | 0 | 0 | 0 | 0 | 0 | 0 | 2.7355e-12 | 7.0436e-08 | -6.0513e-08 | 1.3169e-13 | -4.9633e-09 | -4.9631e-09 | 3.1349e-12 | -1.1054e-07 | -1.1626e-07 | -1.2547e-13 | -2.8656e-09 | 2.8657e-09 | 0 | 0 | 0 | 0 | 0 | 0 |  | 5.2231e-05 | 1.6454 | 1.6454 | 5.2221e-05 | 1.6454 | 1.6454 | -43.6119 | -149.9977 | 150 | -43.6108 | -149.9977 | 150
Line16_4_18 | 0.00026408 | 0 | 0 | 0.00026373 | 0 | 0 | 6.0986e-05 | 0 | 0 | 6.0907e-05 | 0 | 0 | 1.1147e-09 | 7.0437e-08 | -6.0512e-08 | 6.0539e-15 | -4.9633e-09 | -4.963e-09 | 1.1613e-09 | -1.1054e-07 | -1.1626e-07 | -2.1252e-15 | -2.8655e-09 | 2.8657e-09 | -89.8144 | 0 | 0 | 90.1859 | 0 | 0 |  | 2.6395e-05 | 1.6454 | 1.6454 | 0 | 1.6454 | 1.6454 | -43.6435 | -149.9975 | 150.0001 | 0 | -149.9973 | 150.0001
Line17_5_19 | 0 | 0 | 0 | 0 | 0 | 0 | 0 | 0 | 0 | 0 | 0 | 0 | 2.7659e-12 | 7.0436e-08 | -6.0513e-08 | 1.3301e-13 | -4.9633e-09 | -4.9631e-09 | 3.1663e-12 | -1.1054e-07 | -1.1626e-07 | -1.2686e-13 | -2.8656e-09 | 2.8657e-09 | 0 | 0 | 0 | 0 | 0 | 0 |  | 5.2779e-05 | 1.6454 | 1.6454 | 5.2769e-05 | 1.6454 | 1.6454 | -43.6426 | -149.9977 | 150 | -43.6416 | -149.9977 | 150
Line1_1_3 | 2.7595e-06 | 2.7595e-06 | 2.7595e-06 | 2.4152e-06 | 2.4152e-06 | 2.4152e-06 | 6.3727e-07 | 6.3727e-07 | 6.3727e-07 | 5.5777e-07 | 5.5777e-07 | 5.5777e-07 | 2.2141e-11 | 5.6349e-07 | -4.841e-07 | -1.9181e-11 | -4.9802e-07 | 4.1863e-07 | 2.5345e-11 | -8.8429e-07 | -9.301e-07 | -2.2241e-11 | 7.7089e-07 | 8.167e-07 | -92.5039 | -92.5038 | -92.5038 | 87.1387 | 87.1387 | 87.1387 |  | 5.281e-05 | 1.6454 | 1.6454 | 5.2655e-05 | 1.6454 | 1.6454 | -43.6447 | -149.9977 | 150 | -43.6363 | -149.9977 | 150
Line2_1_4 | 0.00026442 | 0 | 0 | 0.00026408 | 0 | 0 | 6.1066e-05 | 0 | 0 | 6.0986e-05 | 0 | 0 | 2.2332e-09 | 1.4087e-07 | -1.2103e-07 | -1.1147e-09 | -7.5401e-08 | 5.5549e-08 | 2.3266e-09 | -2.2107e-07 | -2.3253e-07 | -1.1613e-09 | 1.0767e-07 | 1.1913e-07 | -89.8179 | 0 | 0 | 90.1824 | 0 | 0 |  | 5.281e-05 | 1.6454 | 1.6454 | 2.6395e-05 | 1.6454 | 1.6454 | -43.6447 | -149.9977 | 150 | -43.6435 | -149.9975 | 150.0001
Line3_1_5 | 0 | 0 | 0 | 0 | 0 | 0 | 0 | 0 | 0 | 0 | 0 | 0 | 5.5354e-12 | 1.4087e-07 | -1.2103e-07 | -2.6329e-12 | -7.5399e-08 | 5.555e-08 | 6.3362e-12 | -2.2107e-07 | -2.3253e-07 | -3.2932e-12 | 1.0767e-07 | 1.1913e-07 | 0 | 0 | 0 | 0 | 0 | 0 |  | 5.281e-05 | 1.6454 | 1.6454 | 5.2779e-05 | 1.6454 | 1.6454 | -43.6447 | -149.9977 | 150 | -43.6426 | -149.9977 | 150
Line4_2_6 | 1.7247e-06 | 1.7247e-06 | 1.7247e-06 | 1.3805e-06 | 1.3805e-06 | 1.3805e-06 | 3.9829e-07 | 3.9829e-07 | 3.9829e-07 | 3.1881e-07 | 3.1881e-07 | 3.1881e-07 | 1.3807e-11 | 3.5218e-07 | -3.0256e-07 | -1.0892e-11 | -2.8671e-07 | 2.3709e-07 | 1.5808e-11 | -5.5268e-07 | -5.8131e-07 | -1.2751e-11 | 4.3928e-07 | 4.6792e-07 | -92.5039 | -92.5038 | -92.5038 | 86.8707 | 86.8708 | 86.8708 |  | 5.2696e-05 | 1.6454 | 1.6454 | 5.2603e-05 | 1.6454 | 1.6454 | -43.6384 | -149.9977 | 150 | -43.6331 | -149.9977 | 150
Line5_6_7 | 1.3797e-06 | 1.3797e-06 | 1.3797e-06 | 1.0356e-06 | 1.0356e-06 | 1.0356e-06 | 3.1863e-07 | 3.1863e-07 | 3.1863e-07 | 2.3915e-07 | 2.3915e-07 | 2.3915e-07 | 1.1025e-11 | 2.8174e-07 | -2.4205e-07 | -8.1241e-12 | -2.1627e-07 | 1.7657e-07 | 1.2625e-11 | -4.4215e-07 | -4.6505e-07 | -9.5826e-12 | 3.2874e-07 | 3.5165e-07 | -92.5039 | -92.5038 | -92.5038 | 86.6624 | 86.6625 | 86.6625 |  | 5.2603e-05 | 1.6454 | 1.6454 | 5.2531e-05 | 1.6454 | 1.6454 | -43.6331 | -149.9977 | 150 | -43.6289 | -149.9977 | 150
Line6_7_8 | 1.0348e-06 | 1.0348e-06 | 1.0348e-06 | 0 | 0 | 0 | 2.3898e-07 | 2.3898e-07 | 2.3898e-07 | 0 | 0 | 0 | 8.2566e-12 | 2.1131e-07 | -1.8154e-07 | -5.3663e-12 | -1.4584e-07 | 1.1606e-07 | 9.4563e-12 | -3.3161e-07 | -3.4879e-07 | -6.4244e-12 | 2.1821e-07 | 2.3539e-07 | -92.5039 | -92.5038 | -92.5038 | 0 | 0 | 0 |  | 5.2531e-05 | 1.6454 | 1.6454 | 5.2479e-05 | 1.6454 | 1.6454 | -43.6289 | -149.9977 | 150 | -43.6257 | -149.9977 | 150
Line7_8_9 | 0 | 0 | 0 | 0 | 0 | 0 | 0 | 0 | 0 | 0 | 0 | 0 | 2.7493e-12 | 7.0436e-08 | -6.0513e-08 | 1.3229e-13 | -4.9633e-09 | -4.9631e-09 | 3.1492e-12 | -1.1054e-07 | -1.1626e-07 | -1.261e-13 | -2.8656e-09 | 2.8657e-09 | 0 | 0 | 0 | 0 | 0 | 0 |  | 5.2479e-05 | 1.6454 | 1.6454 | 5.2469e-05 | 1.6454 | 1.6454 | -43.6257 | -149.9977 | 150 | -43.6247 | -149.9977 | 150
Line8_8_10 | 0 | 0 | 0 | 0 | 0 | 0 | 0 | 0 | 0 | 0 | 0 | 0 | 2.7493e-12 | 7.0436e-08 | -6.0513e-08 | 1.3229e-13 | -4.9633e-09 | -4.9631e-09 | 3.1492e-12 | -1.1054e-07 | -1.1626e-07 | -1.261e-13 | -2.8656e-09 | 2.8657e-09 | 0 | 0 | 0 | 0 | 0 | 0 |  | 5.2479e-05 | 1.6454 | 1.6454 | 5.2469e-05 | 1.6454 | 1.6454 | -43.6257 | -149.9977 | 150 | -43.6247 | -149.9977 | 150
Line9_3_11 | 2.4145e-06 | 2.4145e-06 | 2.4145e-06 | 2.0703e-06 | 2.0703e-06 | 2.0703e-06 | 5.5761e-07 | 5.5761e-07 | 5.5761e-07 | 4.7812e-07 | 4.7812e-07 | 4.7812e-07 | 1.9314e-11 | 4.9305e-07 | -4.2359e-07 | -1.6377e-11 | -4.2758e-07 | 3.5811e-07 | 2.2114e-11 | -7.7376e-07 | -8.1384e-07 | -1.9035e-11 | 6.6035e-07 | 7.0044e-07 | -92.5039 | -92.5038 | -92.5038 | 87.0791 | 87.0792 | 87.0792 |  | 5.2655e-05 | 1.6454 | 1.6454 | 5.2521e-05 | 1.6454 | 1.6454 | -43.6363 | -149.9977 | 150 | -43.6289 | -149.9977 | 150

## LG_min_10
name | pf_ikss_a_from_ka | pf_ikss_b_from_ka | pf_ikss_c_from_ka | pf_ikss_a_to_ka | pf_ikss_b_to_ka | pf_ikss_c_to_ka | pf_skss_a_from_mw | pf_skss_b_from_mw | pf_skss_c_from_mw | pf_skss_a_to_mw | pf_skss_b_to_mw | pf_skss_c_to_mw | pf_p_a_from_mw | pf_p_b_from_mw | pf_p_c_from_mw | pf_p_a_to_mw | pf_p_b_to_mw | pf_p_c_to_mw | pf_q_a_from_mvar | pf_q_b_from_mvar | pf_q_c_from_mvar | pf_q_a_to_mvar | pf_q_b_to_mvar | pf_q_c_to_mvar | pf_ikss_a_from_degree | pf_ikss_b_from_degree | pf_ikss_c_from_degree | pf_ikss_a_to_degree | pf_ikss_b_to_degree | pf_ikss_c_to_degree | 3xI0 | pf_vm_a_from_pu | pf_vm_b_from_pu | pf_vm_c_from_pu | pf_vm_a_to_pu | pf_vm_b_to_pu | pf_vm_c_to_pu | pf_va_a_from_degree | pf_va_b_from_degree | pf_va_c_from_degree | pf_va_a_to_degree | pf_va_b_to_degree | pf_va_c_to_degree
Line0_1_2 | 1.9607e-06 | 1.9607e-06 | 1.9607e-06 | 1.6346e-06 | 1.6346e-06 | 1.6346e-06 | 4.528e-07 | 4.528e-07 | 4.528e-07 | 3.7749e-07 | 3.7749e-07 | 3.7749e-07 | 1.4904e-11 | 3.793e-07 | -3.2586e-07 | -1.2273e-11 | -3.2054e-07 | 2.671e-07 | 1.706e-11 | -5.9524e-07 | -6.2608e-07 | -1.4301e-11 | 4.9346e-07 | 5.243e-07 | -92.5039 | -92.5038 | -92.5038 | 86.9957 | 86.9958 | 86.9958 |  | 5.0031e-05 | 1.5588 | 1.5588 | 4.9923e-05 | 1.5588 | 1.5588 | -43.6447 | -149.9977 | 150 | -43.6384 | -149.9977 | 150
Line10_11_12 | 1.9607e-06 | 1.9607e-06 | 1.9607e-06 | 1.6346e-06 | 1.6346e-06 | 1.6346e-06 | 4.528e-07 | 4.528e-07 | 4.528e-07 | 3.7749e-07 | 3.7749e-07 | 3.7749e-07 | 1.4818e-11 | 3.793e-07 | -3.2586e-07 | -1.2201e-11 | -3.2054e-07 | 2.671e-07 | 1.6971e-11 | -5.9524e-07 | -6.2608e-07 | -1.4226e-11 | 4.9346e-07 | 5.243e-07 | -92.5039 | -92.5038 | -92.5038 | 86.9957 | 86.9958 | 86.9958 |  | 4.9756e-05 | 1.5588 | 1.5588 | 4.9649e-05 | 1.5588 | 1.5588 | -43.6289 | -149.9977 | 150 | -43.6225 | -149.9977 | 150
Line11_12_13 | 1.6339e-06 | 1.6339e-06 | 1.6339e-06 | 1.3078e-06 | 1.3078e-06 | 1.3078e-06 | 3.7733e-07 | 3.7733e-07 | 3.7733e-07 | 3.0203e-07 | 3.0203e-07 | 3.0203e-07 | 1.232e-11 | 3.1608e-07 | -2.7155e-07 | -9.7189e-12 | -2.5732e-07 | 2.1279e-07 | 1.4113e-11 | -4.9604e-07 | -5.2173e-07 | -1.1384e-11 | 3.9426e-07 | 4.1996e-07 | -92.5039 | -92.5038 | -92.5038 | 86.8707 | 86.8708 | 86.8708 |  | 4.9649e-05 | 1.5588 | 1.5588 | 4.956e-05 | 1.5588 | 1.5588 | -43.6225 | -149.9977 | 150 | -43.6172 | -149.9977 | 150
Line12_13_15 | 0 | 0 | 0 | 0 | 0 | 0 | 0 | 0 | 0 | 0 | 0 | 0 | 7.3779e-12 | 1.8965e-07 | -1.6293e-07 | -4.7952e-12 | -1.3089e-07 | 1.0417e-07 | 8.4535e-12 | -2.9762e-07 | -3.1304e-07 | -5.7431e-12 | 1.9584e-07 | 2.1127e-07 | 0 | 0 | 0 | 0 | 0 | 0 |  | 4.956e-05 | 1.5588 | 1.5588 | 4.9511e-05 | 1.5588 | 1.5588 | -43.6172 | -149.9977 | 150 | -43.614 | -149.9977 | 150
Line13_13_14 | 0 | 0 | 0 | 0 | 0 | 0 | 0 | 0 | 0 | 0 | 0 | 0 | 2.4593e-12 | 6.3217e-08 | -5.4311e-08 | 1.1837e-13 | -4.4546e-09 | -4.4544e-09 | 2.8178e-12 | -9.9207e-08 | -1.0435e-07 | -1.128e-13 | -2.5719e-09 | 2.572e-09 | 0 | 0 | 0 | 0 | 0 | 0 |  | 4.956e-05 | 1.5588 | 1.5588 | 4.9551e-05 | 1.5588 | 1.5588 | -43.6172 | -149.9977 | 150 | -43.6161 | -149.9977 | 150
Line14_15_16 | 0 | 0 | 0 | 0 | 0 | 0 | 0 | 0 | 0 | 0 | 0 | 0 | 4.9135e-12 | 1.2643e-07 | -1.0862e-07 | -2.3369e-12 | -6.7672e-08 | 4.9856e-08 | 5.6304e-12 | -1.9841e-07 | -2.0869e-07 | -2.9263e-12 | 9.6636e-08 | 1.0692e-07 | 0 | 0 | 0 | 0 | 0 | 0 |  | 4.9511e-05 | 1.5588 | 1.5588 | 4.9482e-05 | 1.5588 | 1.5588 | -43.614 | -149.9977 | 150 | -43.6119 | -149.9977 | 150
Line15_16_17 | 0 | 0 | 0 | 0 | 0 | 0 | 0 | 0 | 0 | 0 | 0 | 0 | 2.4552e-12 | 6.3217e-08 | -5.4311e-08 | 1.182e-13 | -4.4546e-09 | -4.4544e-09 | 2.8136e-12 | -9.9207e-08 | -1.0435e-07 | -1.1261e-13 | -2.5719e-09 | 2.572e-09 | 0 | 0 | 0 | 0 | 0 | 0 |  | 4.9482e-05 | 1.5588 | 1.5588 | 4.9472e-05 | 1.5588 | 1.5588 | -43.6119 | -149.9977 | 150 | -43.6108 | -149.9977 | 150
Line16_4_18 | 0.00025018 | 0 | 0 | 0.00024985 | 0 | 0 | 5.7777e-05 | 0 | 0 | 5.7701e-05 | 0 | 0 | 1.0005e-09 | 6.3218e-08 | -5.431e-08 | 5.4334e-15 | -4.4546e-09 | -4.4543e-09 | 1.0422e-09 | -9.9207e-08 | -1.0435e-07 | -1.9074e-15 | -2.5718e-09 | 2.572e-09 | -89.8144 | 0 | 0 | 90.1859 | 0 | 0 |  | 2.5005e-05 | 1.5588 | 1.5588 | 0 | 1.5588 | 1.5588 | -43.6435 | -149.9975 | 150.0001 | 0 | -149.9973 | 150.0001
Line17_5_19 | 0 | 0 | 0 | 0 | 0 | 0 | 0 | 0 | 0 | 0 | 0 | 0 | 2.4825e-12 | 6.3217e-08 | -5.4311e-08 | 1.1938e-13 | -4.4546e-09 | -4.4544e-09 | 2.8418e-12 | -9.9207e-08 | -1.0435e-07 | -1.1385e-13 | -2.5719e-09 | 2.572e-09 | 0 | 0 | 0 | 0 | 0 | 0 |  | 5.0001e-05 | 1.5588 | 1.5588 | 4.9991e-05 | 1.5588 | 1.5588 | -43.6426 | -149.9977 | 150 | -43.6416 | -149.9977 | 150
Line1_1_3 | 2.6142e-06 | 2.6142e-06 | 2.6142e-06 | 2.2881e-06 | 2.2881e-06 | 2.2881e-06 | 6.0373e-07 | 6.0373e-07 | 6.0373e-07 | 5.2842e-07 | 5.2842e-07 | 5.2842e-07 | 1.9872e-11 | 5.0574e-07 | -4.3448e-07 | -1.7215e-11 | -4.4697e-07 | 3.7572e-07 | 2.2747e-11 | -7.9366e-07 | -8.3477e-07 | -1.9961e-11 | 6.9188e-07 | 7.33e-07 | -92.5039 | -92.5038 | -92.5038 | 87.1387 | 87.1387 | 87.1387 |  | 5.0031e-05 | 1.5588 | 1.5588 | 4.9884e-05 | 1.5588 | 1.5588 | -43.6447 | -149.9977 | 150 | -43.6363 | -149.9977 | 150
Line2_1_4 | 0.00025051 | 0 | 0 | 0.00025018 | 0 | 0 | 5.7852e-05 | 0 | 0 | 5.7776e-05 | 0 | 0 | 2.0043e-09 | 1.2644e-07 | -1.0862e-07 | -1.0004e-09 | -6.7673e-08 | 4.9856e-08 | 2.0881e-09 | -1.9842e-07 | -2.0869e-07 | -1.0423e-09 | 9.6636e-08 | 1.0692e-07 | -89.8179 | 0 | 0 | 90.1824 | 0 | 0 |  | 5.0031e-05 | 1.5588 | 1.5588 | 2.5005e-05 | 1.5588 | 1.5588 | -43.6447 | -149.9977 | 150 | -43.6435 | -149.9975 | 150.0001
Line3_1_5 | 0 | 0 | 0 | 0 | 0 | 0 | 0 | 0 | 0 | 0 | 0 | 0 | 4.968e-12 | 1.2643e-07 | -1.0862e-07 | -2.3631e-12 | -6.7671e-08 | 4.9856e-08 | 5.6868e-12 | -1.9841e-07 | -2.0869e-07 | -2.9557e-12 | 9.6635e-08 | 1.0692e-07 | 0 | 0 | 0 | 0 | 0 | 0 |  | 5.0031e-05 | 1.5588 | 1.5588 | 5.0001e-05 | 1.5588 | 1.5588 | -43.6447 | -149.9977 | 150 | -43.6426 | -149.9977 | 150
Line4_2_6 | 1.6339e-06 | 1.6339e-06 | 1.6339e-06 | 1.3078e-06 | 1.3078e-06 | 1.3078e-06 | 3.7733e-07 | 3.7733e-07 | 3.7733e-07 | 3.0203e-07 | 3.0203e-07 | 3.0203e-07 | 1.2392e-11 | 3.1608e-07 | -2.7155e-07 | -9.7758e-12 | -2.5732e-07 | 2.1279e-07 | 1.4188e-11 | -4.9604e-07 | -5.2173e-07 | -1.1444e-11 | 3.9426e-07 | 4.1996e-07 | -92.5039 | -92.5038 | -92.5038 | 86.8707 | 86.8708 | 86.8708 |  | 4.9923e-05 | 1.5588 | 1.5588 | 4.9835e-05 | 1.5588 | 1.5588 | -43.6384 | -149.9977 | 150 | -43.6331 | -149.9977 | 150
Line5_6_7 | 1.3071e-06 | 1.3071e-06 | 1.3071e-06 | 0 | 0 | 0 | 3.0186e-07 | 3.0186e-07 | 3.0186e-07 | 0 | 0 | 0 | 9.8949e-12 | 2.5287e-07 | -2.1724e-07 | -7.2914e-12 | -1.9411e-07 | 1.5848e-07 | 1.1331e-11 | -3.9683e-07 | -4.1739e-07 | -8.6004e-12 | 2.9505e-07 | 3.1561e-07 | -92.5039 | -92.5038 | -92.5038 | 0 | 0 | 0 |  | 4.9835e-05 | 1.5588 | 1.5588 | 4.9766e-05 | 1.5588 | 1.5588 | -43.6331 | -149.9977 | 150 | -43.6289 | -149.9977 | 150
Line6_7_8 | 0 | 0 | 0 | 0 | 0 | 0 | 0 | 0 | 0 | 0 | 0 | 0 | 7.4103e-12 | 1.8965e-07 | -1.6293e-07 | -4.8163e-12 | -1.3089e-07 | 1.0417e-07 | 8.4871e-12 | -2.9762e-07 | -3.1304e-07 | -5.766e-12 | 1.9584e-07 | 2.1127e-07 | 0 | 0 | 0 | 0 | 0 | 0 |  | 4.9766e-05 | 1.5588 | 1.5588 | 4.9717e-05 | 1.5588 | 1.5588 | -43.6289 | -149.9977 | 150 | -43.6257 | -149.9977 | 150
Line7_8_9 | 0 | 0 | 0 | 0 | 0 | 0 | 0 | 0 | 0 | 0 | 0 | 0 | 2.4675e-12 | 6.3217e-08 | -5.4311e-08 | 1.1873e-13 | -4.4546e-09 | -4.4544e-09 | 2.8264e-12 | -9.9207e-08 | -1.0435e-07 | -1.1317e-13 | -2.5719e-09 | 2.572e-09 | 0 | 0 | 0 | 0 | 0 | 0 |  | 4.9717e-05 | 1.5588 | 1.5588 | 4.9707e-05 | 1.5588 | 1.5588 | -43.6257 | -149.9977 | 150 | -43.6247 | -149.9977 | 150
Line8_8_10 | 0 | 0 | 0 | 0 | 0 | 0 | 0 | 0 | 0 | 0 | 0 | 0 | 2.4675e-12 | 6.3217e-08 | -5.4311e-08 | 1.1873e-13 | -4.4546e-09 | -4.4544e-09 | 2.8264e-12 | -9.9207e-08 | -1.0435e-07 | -1.1317e-13 | -2.5719e-09 | 2.572e-09 | 0 | 0 | 0 | 0 | 0 | 0 |  | 4.9717e-05 | 1.5588 | 1.5588 | 4.9707e-05 | 1.5588 | 1.5588 | -43.6257 | -149.9977 | 150 | -43.6247 | -149.9977 | 150
Line9_3_11 | 2.2874e-06 | 2.2874e-06 | 2.2874e-06 | 1.9613e-06 | 1.9613e-06 | 1.9613e-06 | 5.2826e-07 | 5.2826e-07 | 5.2826e-07 | 4.5295e-07 | 4.5295e-07 | 4.5295e-07 | 1.7334e-11 | 4.4252e-07 | -3.8017e-07 | -1.4699e-11 | -3.8376e-07 | 3.2141e-07 | 1.9848e-11 | -6.9445e-07 | -7.3043e-07 | -1.7084e-11 | 5.9267e-07 | 6.2865e-07 | -92.5039 | -92.5038 | -92.5038 | 87.0791 | 87.0792 | 87.0792 |  | 4.9884e-05 | 1.5588 | 1.5588 | 4.9756e-05 | 1.5588 | 1.5588 | -43.6363 | -149.9977 | 150 | -43.6289 | -149.9977 | 150

## LG_min_fault_6
name | pf_ikss_a_from_ka | pf_ikss_b_from_ka | pf_ikss_c_from_ka | pf_ikss_a_to_ka | pf_ikss_b_to_ka | pf_ikss_c_to_ka | pf_skss_a_from_mw | pf_skss_b_from_mw | pf_skss_c_from_mw | pf_skss_a_to_mw | pf_skss_b_to_mw | pf_skss_c_to_mw | pf_p_a_from_mw | pf_p_b_from_mw | pf_p_c_from_mw | pf_p_a_to_mw | pf_p_b_to_mw | pf_p_c_to_mw | pf_q_a_from_mvar | pf_q_b_from_mvar | pf_q_c_from_mvar | pf_q_a_to_mvar | pf_q_b_to_mvar | pf_q_c_to_mvar | pf_ikss_a_from_degree | pf_ikss_b_from_degree | pf_ikss_c_from_degree | pf_ikss_a_to_degree | pf_ikss_b_to_degree | pf_ikss_c_to_degree | 3xI0 | pf_vm_a_from_pu | pf_vm_b_from_pu | pf_vm_c_from_pu | pf_vm_a_to_pu | pf_vm_b_to_pu | pf_vm_c_to_pu | pf_va_a_from_degree | pf_va_b_from_degree | pf_va_c_from_degree | pf_va_a_to_degree | pf_va_b_to_degree | pf_va_c_to_degree
Line0_1_2 | 2.0571e-06 | 2.0571e-06 | 2.0571e-06 | 1.715e-06 | 1.715e-06 | 1.715e-06 | 4.7508e-07 | 4.7508e-07 | 4.7508e-07 | 3.9606e-07 | 3.9606e-07 | 3.9606e-07 | 2.5831e-09 | 4.1871e-07 | -3.6245e-07 | -2.1327e-09 | -3.5386e-07 | 2.9714e-07 | 2.8389e-09 | -6.589e-07 | -6.884e-07 | -2.3854e-09 | 5.4625e-07 | 5.7653e-07 | -92.1627 | -92.1626 | -92.1626 | 87.3369 | 87.337 | 87.337 |  | 0.0080791 | 1.6433 | 1.6376 | 0.008079 | 1.6433 | 1.6376 | -44.4621 | -149.7281 | 150.0702 | -44.4621 | -149.7281 | 150.0702
Line10_11_12 | 2.0571e-06 | 2.0571e-06 | 2.0571e-06 | 1.715e-06 | 1.715e-06 | 1.715e-06 | 4.7508e-07 | 4.7508e-07 | 4.7508e-07 | 3.9606e-07 | 3.9606e-07 | 3.9606e-07 | 2.583e-09 | 4.1871e-07 | -3.6245e-07 | -2.1327e-09 | -3.5386e-07 | 2.9714e-07 | 2.8388e-09 | -6.589e-07 | -6.884e-07 | -2.3853e-09 | 5.4625e-07 | 5.7653e-07 | -92.1627 | -92.1626 | -92.1626 | 87.3369 | 87.337 | 87.337 |  | 0.0080788 | 1.6433 | 1.6376 | 0.0080787 | 1.6433 | 1.6376 | -44.462 | -149.7281 | 150.0702 | -44.462 | -149.7281 | 150.0702
Line11_12_13 | 1.7143e-06 | 1.7143e-06 | 1.7143e-06 | 1.3722e-06 | 1.3722e-06 | 1.3722e-06 | 3.959e-07 | 3.959e-07 | 3.959e-07 | 3.1689e-07 | 3.1689e-07 | 3.1689e-07 | 2.1525e-09 | 3.4892e-07 | -3.0204e-07 | -1.7021e-09 | -2.8407e-07 | 2.3674e-07 | 2.3656e-09 | -5.4909e-07 | -5.7367e-07 | -1.9122e-09 | 4.3643e-07 | 4.6179e-07 | -92.1627 | -92.1626 | -92.1626 | 87.2119 | 87.212 | 87.212 |  | 0.0080787 | 1.6433 | 1.6376 | 0.0080786 | 1.6433 | 1.6376 | -44.462 | -149.7281 | 150.0702 | -44.462 | -149.7281 | 150.0702
Line12_13_15 | 1.0286e-06 | 1.0286e-06 | 1.0286e-06 | 0 | 0 | 0 | 2.3754e-07 | 2.3754e-07 | 2.3754e-07 | 0 | 0 | 0 | 1.2915e-09 | 2.0935e-07 | -1.8122e-07 | -8.4114e-10 | -1.445e-07 | 1.1592e-07 | 1.4194e-09 | -3.2945e-07 | -3.442e-07 | -9.6594e-10 | 2.168e-07 | 2.3233e-07 | -92.1627 | -92.1626 | -92.1626 | 0 | 0 | 0 |  | 0.0080786 | 1.6433 | 1.6376 | 0.0080786 | 1.6433 | 1.6376 | -44.462 | -149.7281 | 150.0702 | -44.462 | -149.7281 | 150.0702
Line13_13_14 | 0 | 0 | 0 | 0 | 0 | 0 | 0 | 0 | 0 | 0 | 0 | 0 | 4.3049e-10 | 6.9785e-08 | -6.0408e-08 | 1.9845e-11 | -4.9306e-09 | -4.8965e-09 | 4.7312e-10 | -1.0982e-07 | -1.1473e-07 | -1.9711e-11 | -2.8385e-09 | 2.8582e-09 | 0 | 0 | 0 | 0 | 0 | 0 |  | 0.0080786 | 1.6433 | 1.6376 | 0.0080786 | 1.6433 | 1.6376 | -44.462 | -149.7281 | 150.0702 | -44.462 | -149.7281 | 150.0702
Line14_15_16 | 0 | 0 | 0 | 0 | 0 | 0 | 0 | 0 | 0 | 0 | 0 | 0 | 8.6098e-10 | 1.3957e-07 | -1.2082e-07 | -4.1064e-10 | -7.4716e-08 | 5.5512e-08 | 9.4623e-10 | -2.1963e-07 | -2.2947e-07 | -4.9282e-10 | 1.0698e-07 | 1.1759e-07 | 0 | 0 | 0 | 0 | 0 | 0 |  | 0.0080786 | 1.6433 | 1.6376 | 0.0080785 | 1.6433 | 1.6376 | -44.462 | -149.7281 | 150.0702 | -44.462 | -149.7281 | 150.0702
Line15_16_17 | 0 | 0 | 0 | 0 | 0 | 0 | 0 | 0 | 0 | 0 | 0 | 0 | 4.3049e-10 | 6.9785e-08 | -6.0408e-08 | 1.9845e-11 | -4.9306e-09 | -4.8965e-09 | 4.7311e-10 | -1.0982e-07 | -1.1473e-07 | -1.971e-11 | -2.8385e-09 | 2.8582e-09 | 0 | 0 | 0 | 0 | 0 | 0 |  | 0.0080785 | 1.6433 | 1.6376 | 0.0080785 | 1.6433 | 1.6376 | -44.462 | -149.7281 | 150.0702 | -44.4619 | -149.7281 | 150.0702
Line16_4_18 | 0.00026249 | 0 | 0 | 0.00026215 | 0 | 0 | 6.062e-05 | 0 | 0 | 6.0541e-05 | 0 | 0 | 3.4514e-07 | 6.9786e-08 | -6.0408e-08 | -3.4359e-07 | -4.9306e-09 | -4.8964e-09 | 3.4523e-07 | -1.0982e-07 | -1.1473e-07 | -3.4363e-07 | -2.8385e-09 | 2.8582e-09 | -89.4732 | 0 | 0 | 90.5271 | 0 | 0 |  | 0.0080529 | 1.6433 | 1.6376 | 0.0080266 | 1.6433 | 1.6376 | -44.4659 | -149.7279 | 150.0702 | -44.4697 | -149.7277 | 150.0703
Line17_5_19 | 0 | 0 | 0 | 0 | 0 | 0 | 0 | 0 | 0 | 0 | 0 | 0 | 4.3052e-10 | 6.9785e-08 | -6.0408e-08 | 1.9846e-11 | -4.9306e-09 | -4.8965e-09 | 4.7314e-10 | -1.0982e-07 | -1.1473e-07 | -1.9712e-11 | -2.8385e-09 | 2.8582e-09 | 0 | 0 | 0 | 0 | 0 | 0 |  | 0.0080791 | 1.6433 | 1.6376 | 0.0080791 | 1.6433 | 1.6376 | -44.4621 | -149.7281 | 150.0702 | -44.4621 | -149.7281 | 150.0702
Line1_1_3 | 2.7429e-06 | 2.7429e-06 | 2.7429e-06 | 2.4007e-06 | 2.4007e-06 | 2.4007e-06 | 6.3344e-07 | 6.3344e-07 | 6.3344e-07 | 5.5442e-07 | 5.5442e-07 | 5.5442e-07 | 3.4442e-09 | 5.5828e-07 | -4.8327e-07 | -2.9937e-09 | -4.9343e-07 | 4.1796e-07 | 3.7852e-09 | -8.7854e-07 | -9.1787e-07 | -3.3317e-09 | 7.6588e-07 | 8.0599e-07 | -92.1627 | -92.1626 | -92.1626 | 87.4798 | 87.4799 | 87.4799 |  | 0.0080791 | 1.6433 | 1.6376 | 0.008079 | 1.6433 | 1.6376 | -44.4621 | -149.7281 | 150.0702 | -44.4621 | -149.7281 | 150.0702
Line2_1_4 | 0.00026283 | 0 | 0 | 0.00026249 | 0 | 0 | 6.0699e-05 | 0 | 0 | 6.062e-05 | 0 | 0 | 3.4667e-07 | 1.3957e-07 | -1.2082e-07 | -3.4512e-07 | -7.4717e-08 | 5.5511e-08 | 3.4685e-07 | -2.1963e-07 | -2.2947e-07 | -3.4525e-07 | 1.0698e-07 | 1.1759e-07 | -89.4767 | 0 | 0 | 90.5236 | 0 | 0 |  | 0.0080791 | 1.6433 | 1.6376 | 0.0080529 | 1.6433 | 1.6376 | -44.4621 | -149.7281 | 150.0702 | -44.4659 | -149.7279 | 150.0702
Line3_1_5 | 0 | 0 | 0 | 0 | 0 | 0 | 0 | 0 | 0 | 0 | 0 | 0 | 8.6104e-10 | 1.3957e-07 | -1.2082e-07 | -4.1067e-10 | -7.4716e-08 | 5.5512e-08 | 9.4629e-10 | -2.1963e-07 | -2.2947e-07 | -4.9286e-10 | 1.0698e-07 | 1.1759e-07 | 0 | 0 | 0 | 0 | 0 | 0 |  | 0.0080791 | 1.6433 | 1.6376 | 0.0080791 | 1.6433 | 1.6376 | -44.4621 | -149.7281 | 150.0702 | -44.4621 | -149.7281 | 150.0702
Line4_2_6 | 1.7143e-06 | 1.7143e-06 | 1.7143e-06 | 1.3722e-06 | 1.3722e-06 | 1.3722e-06 | 3.959e-07 | 3.959e-07 | 3.959e-07 | 3.1689e-07 | 3.1689e-07 | 3.1689e-07 | 2.1526e-09 | 3.4892e-07 | -3.0204e-07 | -1.7022e-09 | -2.8407e-07 | 2.3674e-07 | 2.3657e-09 | -5.4909e-07 | -5.7367e-07 | -1.9123e-09 | 4.3643e-07 | 4.6179e-07 | -92.1627 | -92.1626 | -92.1626 | 87.2119 | 87.212 | 87.212 |  | 0.008079 | 1.6433 | 1.6376 | 0.0080789 | 1.6433 | 1.6376 | -44.4621 | -149.7281 | 150.0702 | -44.462 | -149.7281 | 150.0702
Line5_6_7 | 1.3714e-06 | 1.3714e-06 | 1.3714e-06 | 1.0293e-06 | 1.0293e-06 | 1.0293e-06 | 3.1672e-07 | 3.1672e-07 | 3.1672e-07 | 2.3772e-07 | 2.3772e-07 | 2.3772e-07 | 1.722e-09 | 2.7914e-07 | -2.4163e-07 | -1.2717e-09 | -2.1429e-07 | 1.7633e-07 | 1.8925e-09 | -4.3927e-07 | -4.5893e-07 | -1.4391e-09 | 3.2661e-07 | 3.4706e-07 | -92.1627 | -92.1626 | -92.1626 | 87.0036 | 87.0037 | 87.0037 |  | 0.0080789 | 1.6433 | 1.6376 | 0.0080788 | 1.6433 | 1.6376 | -44.462 | -149.7281 | 150.0702 | -44.462 | -149.7281 | 150.0702
Line6_7_8 | 1.0286e-06 | 1.0286e-06 | 1.0286e-06 | 0 | 0 | 0 | 2.3754e-07 | 2.3754e-07 | 2.3754e-07 | 0 | 0 | 0 | 1.2915e-09 | 2.0935e-07 | -1.8122e-07 | -8.4116e-10 | -1.445e-07 | 1.1592e-07 | 1.4194e-09 | -3.2945e-07 | -3.442e-07 | -9.6597e-10 | 2.168e-07 | 2.3233e-07 | -92.1627 | -92.1626 | -92.1626 | 0 | 0 | 0 |  | 0.0080788 | 1.6433 | 1.6376 | 0.0080788 | 1.6433 | 1.6376 | -44.462 | -149.7281 | 150.0702 | -44.462 | -149.7281 | 150.0702
Line7_8_9 | 0 | 0 | 0 | 0 | 0 | 0 | 0 | 0 | 0 | 0 | 0 | 0 | 4.305e-10 | 6.9785e-08 | -6.0408e-08 | 1.9845e-11 | -4.9306e-09 | -4.8965e-09 | 4.7313e-10 | -1.0982e-07 | -1.1473e-07 | -1.9711e-11 | -2.8385e-09 | 2.8582e-09 | 0 | 0 | 0 | 0 | 0 | 0 |  | 0.0080788 | 1.6433 | 1.6376 | 0.0080788 | 1.6433 | 1.6376 | -44.462 | -149.7281 | 150.0702 | -44.462 | -149.7281 | 150.0702
Line8_8_10 | 0 | 0 | 0 | 0 | 0 | 0 | 0 | 0 | 0 | 0 | 0 | 0 | 4.305e-10 | 6.9785e-08 | -6.0408e-08 | 1.9845e-11 | -4.9306e-09 | -4.8965e-09 | 4.7313e-10 | -1.0982e-07 | -1.1473e-07 | -1.9711e-11 | -2.8385e-09 | 2.8582e-09 | 0 | 0 | 0 | 0 | 0 | 0 |  | 0.0080788 | 1.6433 | 1.6376 | 0.0080788 | 1.6433 | 1.6376 | -44.462 | -149.7281 | 150.0702 | -44.462 | -149.7281 | 150.0702
Line9_3_11 | 2.4e-06 | 2.4e-06 | 2.4e-06 | 2.0579e-06 | 2.0579e-06 | 2.0579e-06 | 5.5426e-07 | 5.5426e-07 | 5.5426e-07 | 4.7524e-07 | 4.7524e-07 | 4.7524e-07 | 3.0136e-09 | 4.8849e-07 | -4.2286e-07 | -2.5632e-09 | -4.2364e-07 | 3.5755e-07 | 3.312e-09 | -7.6872e-07 | -8.0313e-07 | -2.8585e-09 | 6.5606e-07 | 6.9126e-07 | -92.1627 | -92.1626 | -92.1626 | 87.4203 | 87.4204 | 87.4204 |  | 0.008079 | 1.6433 | 1.6376 | 0.0080788 | 1.6433 | 1.6376 | -44.4621 | -149.7281 | 150.0702 | -44.462 | -149.7281 | 150.0702

## LG_min_fault_10
name | pf_ikss_a_from_ka | pf_ikss_b_from_ka | pf_ikss_c_from_ka | pf_ikss_a_to_ka | pf_ikss_b_to_ka | pf_ikss_c_to_ka | pf_skss_a_from_mw | pf_skss_b_from_mw | pf_skss_c_from_mw | pf_skss_a_to_mw | pf_skss_b_to_mw | pf_skss_c_to_mw | pf_p_a_from_mw | pf_p_b_from_mw | pf_p_c_from_mw | pf_p_a_to_mw | pf_p_b_to_mw | pf_p_c_to_mw | pf_q_a_from_mvar | pf_q_b_from_mvar | pf_q_c_from_mvar | pf_q_a_to_mvar | pf_q_b_to_mvar | pf_q_c_to_mvar | pf_ikss_a_from_degree | pf_ikss_b_from_degree | pf_ikss_c_from_degree | pf_ikss_a_to_degree | pf_ikss_b_to_degree | pf_ikss_c_to_degree | 3xI0 | pf_vm_a_from_pu | pf_vm_b_from_pu | pf_vm_c_from_pu | pf_vm_a_to_pu | pf_vm_b_to_pu | pf_vm_c_to_pu | pf_va_a_from_degree | pf_va_b_from_degree | pf_va_c_from_degree | pf_va_a_to_degree | pf_va_b_to_degree | pf_va_c_to_degree
Line0_1_2 | 1.9489e-06 | 1.9489e-06 | 1.9489e-06 | 1.6247e-06 | 1.6247e-06 | 1.6247e-06 | 4.5007e-07 | 4.5007e-07 | 4.5007e-07 | 3.7522e-07 | 3.7522e-07 | 3.7522e-07 | 2.3184e-09 | 3.7579e-07 | -3.253e-07 | -1.9141e-09 | -3.1759e-07 | 2.6669e-07 | 2.5479e-09 | -5.9137e-07 | -6.1784e-07 | -2.1409e-09 | 4.9026e-07 | 5.1744e-07 | -92.1627 | -92.1626 | -92.1626 | 87.3369 | 87.337 | 87.337 |  | 0.0076539 | 1.5568 | 1.5514 | 0.0076538 | 1.5568 | 1.5514 | -44.4621 | -149.7281 | 150.0702 | -44.4621 | -149.7281 | 150.0702
Line10_11_12 | 1.9489e-06 | 1.9489e-06 | 1.9489e-06 | 1.6247e-06 | 1.6247e-06 | 1.6247e-06 | 4.5007e-07 | 4.5007e-07 | 4.5007e-07 | 3.7522e-07 | 3.7522e-07 | 3.7522e-07 | 2.3183e-09 | 3.7579e-07 | -3.253e-07 | -1.9141e-09 | -3.1759e-07 | 2.6669e-07 | 2.5478e-09 | -5.9137e-07 | -6.1784e-07 | -2.1409e-09 | 4.9026e-07 | 5.1744e-07 | -92.1627 | -92.1626 | -92.1626 | 87.3369 | 87.337 | 87.337 |  | 0.0076536 | 1.5568 | 1.5514 | 0.0076535 | 1.5568 | 1.5514 | -44.462 | -149.7281 | 150.0702 | -44.462 | -149.7281 | 150.0702
Line11_12_13 | 1.6241e-06 | 1.6241e-06 | 1.6241e-06 | 1.2999e-06 | 1.2999e-06 | 1.2999e-06 | 3.7506e-07 | 3.7506e-07 | 3.7506e-07 | 3.0021e-07 | 3.0021e-07 | 3.0021e-07 | 1.9319e-09 | 3.1316e-07 | -2.7108e-07 | -1.5277e-09 | -2.5496e-07 | 2.1247e-07 | 2.1232e-09 | -4.9281e-07 | -5.1487e-07 | -1.7162e-09 | 3.917e-07 | 4.1446e-07 | -92.1627 | -92.1626 | -92.1626 | 87.2119 | 87.212 | 87.212 |  | 0.0076535 | 1.5568 | 1.5514 | 0.0076534 | 1.5568 | 1.5514 | -44.462 | -149.7281 | 150.0702 | -44.462 | -149.7281 | 150.0702
Line12_13_15 | 0 | 0 | 0 | 0 | 0 | 0 | 0 | 0 | 0 | 0 | 0 | 0 | 1.1591e-09 | 1.879e-07 | -1.6265e-07 | -7.5493e-10 | -1.2969e-07 | 1.0404e-07 | 1.2739e-09 | -2.9568e-07 | -3.0892e-07 | -8.6694e-10 | 1.9458e-07 | 2.0851e-07 | 0 | 0 | 0 | 0 | 0 | 0 |  | 0.0076534 | 1.5568 | 1.5514 | 0.0076534 | 1.5568 | 1.5514 | -44.462 | -149.7281 | 150.0702 | -44.462 | -149.7281 | 150.0702
Line13_13_14 | 0 | 0 | 0 | 0 | 0 | 0 | 0 | 0 | 0 | 0 | 0 | 0 | 3.8637e-10 | 6.2632e-08 | -5.4217e-08 | 1.7811e-11 | -4.4253e-09 | -4.3946e-09 | 4.2463e-10 | -9.8562e-08 | -1.0297e-07 | -1.769e-11 | -2.5476e-09 | 2.5653e-09 | 0 | 0 | 0 | 0 | 0 | 0 |  | 0.0076534 | 1.5568 | 1.5514 | 0.0076534 | 1.5568 | 1.5514 | -44.462 | -149.7281 | 150.0702 | -44.462 | -149.7281 | 150.0702
Line14_15_16 | 0 | 0 | 0 | 0 | 0 | 0 | 0 | 0 | 0 | 0 | 0 | 0 | 7.7274e-10 | 1.2526e-07 | -1.0843e-07 | -3.6856e-10 | -6.7058e-08 | 4.9822e-08 | 8.4925e-10 | -1.9712e-07 | -2.0595e-07 | -4.4231e-10 | 9.6014e-08 | 1.0554e-07 | 0 | 0 | 0 | 0 | 0 | 0 |  | 0.0076534 | 1.5568 | 1.5514 | 0.0076533 | 1.5568 | 1.5514 | -44.462 | -149.7281 | 150.0702 | -44.462 | -149.7281 | 150.0702
Line15_16_17 | 0 | 0 | 0 | 0 | 0 | 0 | 0 | 0 | 0 | 0 | 0 | 0 | 3.8637e-10 | 6.2632e-08 | -5.4217e-08 | 1.7811e-11 | -4.4253e-09 | -4.3946e-09 | 4.2462e-10 | -9.8562e-08 | -1.0297e-07 | -1.769e-11 | -2.5476e-09 | 2.5653e-09 | 0 | 0 | 0 | 0 | 0 | 0 |  | 0.0076533 | 1.5568 | 1.5514 | 0.0076533 | 1.5568 | 1.5514 | -44.462 | -149.7281 | 150.0702 | -44.4619 | -149.7281 | 150.0702
Line16_4_18 | 0.00024868 | 0 | 0 | 0.00024835 | 0 | 0 | 5.7429e-05 | 0 | 0 | 5.7354e-05 | 0 | 0 | 3.0976e-07 | 6.2634e-08 | -5.4216e-08 | -3.0837e-07 | -4.4252e-09 | -4.3945e-09 | 3.0984e-07 | -9.8562e-08 | -1.0297e-07 | -3.0841e-07 | -2.5475e-09 | 2.5652e-09 | -89.4732 | 0 | 0 | 90.5271 | 0 | 0 |  | 0.007629 | 1.5568 | 1.5514 | 0.0076042 | 1.5568 | 1.5514 | -44.4659 | -149.7279 | 150.0702 | -44.4697 | -149.7277 | 150.0703
Line17_5_19 | 0 | 0 | 0 | 0 | 0 | 0 | 0 | 0 | 0 | 0 | 0 | 0 | 3.8639e-10 | 6.2632e-08 | -5.4217e-08 | 1.7812e-11 | -4.4253e-09 | -4.3946e-09 | 4.2465e-10 | -9.8562e-08 | -1.0297e-07 | -1.7691e-11 | -2.5476e-09 | 2.5653e-09 | 0 | 0 | 0 | 0 | 0 | 0 |  | 0.0076539 | 1.5568 | 1.5514 | 0.0076538 | 1.5568 | 1.5514 | -44.4621 | -149.7281 | 150.0702 | -44.4621 | -149.7281 | 150.0702
Line1_1_3 | 2.5985e-06 | 2.5985e-06 | 2.5985e-06 | 2.2744e-06 | 2.2744e-06 | 2.2744e-06 | 6.001e-07 | 6.001e-07 | 6.001e-07 | 5.2524e-07 | 5.2524e-07 | 5.2524e-07 | 3.0912e-09 | 5.0106e-07 | -4.3373e-07 | -2.6869e-09 | -4.4285e-07 | 3.7512e-07 | 3.3972e-09 | -7.8849e-07 | -8.2379e-07 | -2.9902e-09 | 6.8738e-07 | 7.2338e-07 | -92.1627 | -92.1626 | -92.1626 | 87.4798 | 87.4799 | 87.4799 |  | 0.0076539 | 1.5568 | 1.5514 | 0.0076537 | 1.5568 | 1.5514 | -44.4621 | -149.7281 | 150.0702 | -44.4621 | -149.7281 | 150.0702
Line2_1_4 | 0.000249 | 0 | 0 | 0.00024868 | 0 | 0 | 5.7504e-05 | 0 | 0 | 5.7429e-05 | 0 | 0 | 3.1114e-07 | 1.2527e-07 | -1.0843e-07 | -3.0975e-07 | -6.7059e-08 | 4.9822e-08 | 3.113e-07 | -1.9712e-07 | -2.0595e-07 | -3.0986e-07 | 9.6014e-08 | 1.0554e-07 | -89.4767 | 0 | 0 | 90.5236 | 0 | 0 |  | 0.0076539 | 1.5568 | 1.5514 | 0.007629 | 1.5568 | 1.5514 | -44.4621 | -149.7281 | 150.0702 | -44.4659 | -149.7279 | 150.0702
Line3_1_5 | 0 | 0 | 0 | 0 | 0 | 0 | 0 | 0 | 0 | 0 | 0 | 0 | 7.7279e-10 | 1.2526e-07 | -1.0843e-07 | -3.6858e-10 | -6.7058e-08 | 4.9822e-08 | 8.493e-10 | -1.9712e-07 | -2.0595e-07 | -4.4234e-10 | 9.6014e-08 | 1.0554e-07 | 0 | 0 | 0 | 0 | 0 | 0 |  | 0.0076539 | 1.5568 | 1.5514 | 0.0076539 | 1.5568 | 1.5514 | -44.4621 | -149.7281 | 150.0702 | -44.4621 | -149.7281 | 150.0702
Line4_2_6 | 1.6241e-06 | 1.6241e-06 | 1.6241e-06 | 1.2999e-06 | 1.2999e-06 | 1.2999e-06 | 3.7506e-07 | 3.7506e-07 | 3.7506e-07 | 3.0021e-07 | 3.0021e-07 | 3.0021e-07 | 1.932e-09 | 3.1316e-07 | -2.7108e-07 | -1.5277e-09 | -2.5496e-07 | 2.1247e-07 | 2.1232e-09 | -4.9281e-07 | -5.1487e-07 | -1.7163e-09 | 3.917e-07 | 4.1446e-07 | -92.1627 | -92.1626 | -92.1626 | 87.2119 | 87.212 | 87.212 |  | 0.0076538 | 1.5568 | 1.5514 | 0.0076537 | 1.5568 | 1.5514 | -44.4621 | -149.7281 | 150.0702 | -44.462 | -149.7281 | 150.0702
Line5_6_7 | 1.2993e-06 | 1.2993e-06 | 1.2993e-06 | 0 | 0 | 0 | 3.0005e-07 | 3.0005e-07 | 3.0005e-07 | 0 | 0 | 0 | 1.5455e-09 | 2.5053e-07 | -2.1687e-07 | -1.1413e-09 | -1.9232e-07 | 1.5826e-07 | 1.6986e-09 | -3.9425e-07 | -4.119e-07 | -1.2916e-09 | 2.9314e-07 | 3.1149e-07 | -92.1627 | -92.1626 | -92.1626 | 0 | 0 | 0 |  | 0.0076537 | 1.5568 | 1.5514 | 0.0076536 | 1.5568 | 1.5514 | -44.462 | -149.7281 | 150.0702 | -44.462 | -149.7281 | 150.0702
Line6_7_8 | 0 | 0 | 0 | 0 | 0 | 0 | 0 | 0 | 0 | 0 | 0 | 0 | 1.1591e-09 | 1.879e-07 | -1.6265e-07 | -7.5495e-10 | -1.2969e-07 | 1.0404e-07 | 1.2739e-09 | -2.9568e-07 | -3.0892e-07 | -8.6696e-10 | 1.9458e-07 | 2.0851e-07 | 0 | 0 | 0 | 0 | 0 | 0 |  | 0.0076536 | 1.5568 | 1.5514 | 0.0076536 | 1.5568 | 1.5514 | -44.462 | -149.7281 | 150.0702 | -44.462 | -149.7281 | 150.0702
Line7_8_9 | 0 | 0 | 0 | 0 | 0 | 0 | 0 | 0 | 0 | 0 | 0 | 0 | 3.8638e-10 | 6.2632e-08 | -5.4217e-08 | 1.7811e-11 | -4.4253e-09 | -4.3946e-09 | 4.2464e-10 | -9.8562e-08 | -1.0297e-07 | -1.7691e-11 | -2.5476e-09 | 2.5653e-09 | 0 | 0 | 0 | 0 | 0 | 0 |  | 0.0076536 | 1.5568 | 1.5514 | 0.0076536 | 1.5568 | 1.5514 | -44.462 | -149.7281 | 150.0702 | -44.462 | -149.7281 | 150.0702
Line8_8_10 | 0 | 0 | 0 | 0 | 0 | 0 | 0 | 0 | 0 | 0 | 0 | 0 | 3.8638e-10 | 6.2632e-08 | -5.4217e-08 | 1.7811e-11 | -4.4253e-09 | -4.3946e-09 | 4.2464e-10 | -9.8562e-08 | -1.0297e-07 | -1.7691e-11 | -2.5476e-09 | 2.5653e-09 | 0 | 0 | 0 | 0 | 0 | 0 |  | 0.0076536 | 1.5568 | 1.5514 | 0.0076536 | 1.5568 | 1.5514 | -44.462 | -149.7281 | 150.0702 | -44.462 | -149.7281 | 150.0702
Line9_3_11 | 2.2737e-06 | 2.2737e-06 | 2.2737e-06 | 1.9495e-06 | 1.9495e-06 | 1.9495e-06 | 5.2509e-07 | 5.2509e-07 | 5.2509e-07 | 4.5023e-07 | 4.5023e-07 | 4.5023e-07 | 2.7047e-09 | 4.3843e-07 | -3.7952e-07 | -2.3005e-09 | -3.8022e-07 | 3.2091e-07 | 2.9725e-09 | -6.8993e-07 | -7.2082e-07 | -2.5655e-09 | 5.8882e-07 | 6.2041e-07 | -92.1627 | -92.1626 | -92.1626 | 87.4203 | 87.4204 | 87.4204 |  | 0.0076537 | 1.5568 | 1.5514 | 0.0076536 | 1.5568 | 1.5514 | -44.4621 | -149.7281 | 150.0702 | -44.462 | -149.7281 | 150.0702

## LLG_max_6
name | pf_ikss_a_from_ka | pf_ikss_b_from_ka | pf_ikss_c_from_ka | pf_ikss_a_to_ka | pf_ikss_b_to_ka | pf_ikss_c_to_ka | pf_skss_a_from_mw | pf_skss_b_from_mw | pf_skss_c_from_mw | pf_skss_a_to_mw | pf_skss_b_to_mw | pf_skss_c_to_mw | pf_p_a_from_mw | pf_p_b_from_mw | pf_p_c_from_mw | pf_p_a_to_mw | pf_p_b_to_mw | pf_p_c_to_mw | pf_q_a_from_mvar | pf_q_b_from_mvar | pf_q_c_from_mvar | pf_q_a_to_mvar | pf_q_b_to_mvar | pf_q_c_to_mvar | pf_ikss_a_from_degree | pf_ikss_b_from_degree | pf_ikss_c_from_degree | pf_ikss_a_to_degree | pf_ikss_b_to_degree | pf_ikss_c_to_degree | 3xI0 | pf_vm_a_from_pu | pf_vm_b_from_pu | pf_vm_c_from_pu | pf_vm_a_to_pu | pf_vm_b_to_pu | pf_vm_c_to_pu | pf_va_a_from_degree | pf_va_b_from_degree | pf_va_c_from_degree | pf_va_a_to_degree | pf_va_b_to_degree | pf_va_c_to_degree
Line0_1_2 | 1.1438e-06 | 1.1727e-06 | 1.1149e-06 | 0 | 0 | 0 | 2.6414e-07 | 2.7081e-07 | 2.5749e-07 | 0 | 0 | 0 | 1.8188e-08 | -1.6389e-07 | 1.5603e-07 | -1.8189e-08 | 1.3738e-07 | -1.2952e-07 | -4.1562e-07 | 1.5324e-08 | -1.2179e-08 | 3.4635e-07 | -1.1872e-08 | 8.7275e-09 | 87.4944 | 87.9217 | 87.0449 | 0 | 0 | 0 |  | 1.575 | 0.60781 | 0.60781 | 1.575 | 0.60781 | 0.60781 | 0.00017384 | -97.4202 | 82.5815 | 0.00017294 | -97.4202 | 82.5815
Line10_11_12 | 1.1438e-06 | 1.1727e-06 | 1.1149e-06 | 0 | 0 | 0 | 2.6414e-07 | 2.7081e-07 | 2.5749e-07 | 0 | 0 | 0 | 1.8188e-08 | -1.6389e-07 | 1.5603e-07 | -1.8189e-08 | 1.3738e-07 | -1.2952e-07 | -4.1562e-07 | 1.5324e-08 | -1.2179e-08 | 3.4635e-07 | -1.1872e-08 | 8.7275e-09 | 87.4944 | 87.9217 | 87.0449 | 0 | 0 | 0 |  | 1.575 | 0.60781 | 0.60781 | 1.575 | 0.60781 | 0.60781 | 0.00017155 | -97.4202 | 82.5815 | 0.00017064 | -97.4201 | 82.5815
Line11_12_13 | 0 | 0 | 0 | 0 | 0 | 0 | 0 | 0 | 0 | 0 | 0 | 0 | 1.5157e-08 | -1.3657e-07 | 1.3002e-07 | -1.5157e-08 | 1.1006e-07 | -1.0351e-07 | -3.4635e-07 | 1.277e-08 | -1.0149e-08 | 2.7708e-07 | -9.3175e-09 | 6.6977e-09 | 0 | 0 | 0 | 0 | 0 | 0 |  | 1.575 | 0.60781 | 0.60781 | 1.575 | 0.60781 | 0.60781 | 0.00017064 | -97.4201 | 82.5815 | 0.0001699 | -97.4201 | 82.5815
Line12_13_15 | 0 | 0 | 0 | 0 | 0 | 0 | 0 | 0 | 0 | 0 | 0 | 0 | 9.0942e-09 | -8.1943e-08 | 7.8014e-08 | -9.0946e-09 | 5.5435e-08 | -5.1505e-08 | -2.0781e-07 | 7.662e-09 | -6.0897e-09 | 1.3854e-07 | -4.2095e-09 | 2.6379e-09 | 0 | 0 | 0 | 0 | 0 | 0 |  | 1.575 | 0.60781 | 0.60781 | 1.575 | 0.60781 | 0.60781 | 0.0001699 | -97.4201 | 82.5815 | 0.00016949 | -97.4201 | 82.5815
Line13_13_14 | 0 | 0 | 0 | 0 | 0 | 0 | 0 | 0 | 0 | 0 | 0 | 0 | 3.0314e-09 | -2.7314e-08 | 2.6005e-08 | -3.0318e-09 | 8.0611e-10 | 5.0393e-10 | -6.927e-08 | 2.554e-09 | -2.0299e-09 | 1.7709e-14 | 8.9851e-10 | -1.4219e-09 | 0 | 0 | 0 | 0 | 0 | 0 |  | 1.575 | 0.60781 | 0.60781 | 1.575 | 0.60781 | 0.60781 | 0.0001699 | -97.4201 | 82.5815 | 0.00016981 | -97.4201 | 82.5815
Line14_15_16 | 0 | 0 | 0 | 0 | 0 | 0 | 0 | 0 | 0 | 0 | 0 | 0 | 6.0628e-09 | -5.4629e-08 | 5.2009e-08 | -6.0632e-09 | 2.812e-08 | -2.5501e-08 | -1.3854e-07 | 5.108e-09 | -4.0598e-09 | 6.927e-08 | -1.6555e-09 | 6.0798e-10 | 0 | 0 | 0 | 0 | 0 | 0 |  | 1.575 | 0.60781 | 0.60781 | 1.575 | 0.60781 | 0.60781 | 0.00016949 | -97.4201 | 82.5815 | 0.00016924 | -97.4201 | 82.5815
Line15_16_17 | 0 | 0 | 0 | 0 | 0 | 0 | 0 | 0 | 0 | 0 | 0 | 0 | 3.0314e-09 | -2.7314e-08 | 2.6005e-08 | -3.0318e-09 | 8.0611e-10 | 5.0393e-10 | -6.927e-08 | 2.554e-09 | -2.0299e-09 | 1.7861e-14 | 8.9851e-10 | -1.4219e-09 | 0 | 0 | 0 | 0 | 0 | 0 |  | 1.575 | 0.60781 | 0.60781 | 1.575 | 0.60781 | 0.60781 | 0.00016924 | -97.4201 | 82.5815 | 0.00016915 | -97.4201 | 82.5815
Line16_4_18 | 0 | 3.1387 | 3.1387 | 0 | 3.1387 | 3.1387 | 0 | 0.72485 | 0.72486 | 0 | 0.72485 | 0.72486 | 3.0316e-09 | 0.098512 | 0.098518 | -3.0317e-09 | 2.0617e-11 | -2.006e-11 | -6.927e-08 | 0.19703 | 0.19703 | 2.7829e-14 | 5.4739e-11 | -5.0036e-11 | 0 | -160.8555 | 19.147 | 0 | 19.1445 | -160.853 |  | 1.575 | 0.3039 | 0.30391 | 1.575 | 0 | 0 | 0.00021161 | -97.4202 | 82.5815 | 0.00024954 | 0 | 0
Line17_5_19 | 0 | 0 | 0 | 0 | 0 | 0 | 0 | 0 | 0 | 0 | 0 | 0 | 3.0314e-09 | -2.7314e-08 | 2.6005e-08 | -3.0318e-09 | 8.0611e-10 | 5.0393e-10 | -6.927e-08 | 2.554e-09 | -2.0299e-09 | 1.833e-14 | 8.9851e-10 | -1.4219e-09 | 0 | 0 | 0 | 0 | 0 | 0 |  | 1.575 | 0.60781 | 0.60781 | 1.575 | 0.60781 | 0.60781 | 0.00017359 | -97.4202 | 82.5815 | 0.0001735 | -97.4202 | 82.5815
Line1_1_3 | 1.525e-06 | 1.5635e-06 | 1.4866e-06 | 1.3348e-06 | 1.3732e-06 | 1.2964e-06 | 3.5219e-07 | 3.6108e-07 | 3.4331e-07 | 3.0825e-07 | 3.1713e-07 | 2.994e-07 | 2.4251e-08 | -2.1852e-07 | 2.0804e-07 | -2.4252e-08 | 1.9201e-07 | -1.8153e-07 | -5.5416e-07 | 2.0432e-08 | -1.6239e-08 | 4.8489e-07 | -1.698e-08 | 1.2787e-08 | 87.4944 | 87.9217 | 87.0449 | -92.8631 | -92.3665 | -93.3891 |  | 1.575 | 0.60781 | 0.60781 | 1.575 | 0.60781 | 0.60781 | 0.00017384 | -97.4202 | 82.5815 | 0.00017261 | -97.4202 | 82.5815
Line2_1_4 | 0 | 3.1387 | 3.1387 | 0 | 3.1387 | 3.1387 | 0 | 0.72485 | 0.72486 | 0 | 0.72485 | 0.72486 | 6.063e-09 | 0.19702 | 0.19704 | -6.0633e-09 | -0.098512 | -0.098518 | -1.3854e-07 | 0.39406 | 0.39406 | 6.927e-08 | -0.19703 | -0.19703 | 0 | -160.8555 | 19.147 | 0 | 19.1445 | -160.853 |  | 1.575 | 0.60781 | 0.60781 | 1.575 | 0.3039 | 0.30391 | 0.00017384 | -97.4202 | 82.5815 | 0.00021161 | -97.4202 | 82.5815
Line3_1_5 | 0 | 0 | 0 | 0 | 0 | 0 | 0 | 0 | 0 | 0 | 0 | 0 | 6.0628e-09 | -5.4629e-08 | 5.2009e-08 | -6.0631e-09 | 2.812e-08 | -2.5501e-08 | -1.3854e-07 | 5.108e-09 | -4.0598e-09 | 6.927e-08 | -1.6555e-09 | 6.0798e-10 | 0 | 0 | 0 | 0 | 0 | 0 |  | 1.575 | 0.60781 | 0.60781 | 1.575 | 0.60781 | 0.60781 | 0.00017384 | -97.4202 | 82.5815 | 0.00017359 | -97.4202 | 82.5815
Line4_2_6 | 0 | 0 | 0 | 0 | 0 | 0 | 0 | 0 | 0 | 0 | 0 | 0 | 1.5157e-08 | -1.3657e-07 | 1.3002e-07 | -1.5157e-08 | 1.1006e-07 | -1.0351e-07 | -3.4635e-07 | 1.277e-08 | -1.0149e-08 | 2.7708e-07 | -9.3176e-09 | 6.6976e-09 | 0 | 0 | 0 | 0 | 0 | 0 |  | 1.575 | 0.60781 | 0.60781 | 1.575 | 0.60781 | 0.60781 | 0.00017294 | -97.4202 | 82.5815 | 0.0001722 | -97.4202 | 82.5815
Line5_6_7 | 0 | 0 | 0 | 0 | 0 | 0 | 0 | 0 | 0 | 0 | 0 | 0 | 1.2126e-08 | -1.0926e-07 | 1.0402e-07 | -1.2126e-08 | 8.2749e-08 | -7.751e-08 | -2.7708e-07 | 1.0216e-08 | -8.1195e-09 | 2.0781e-07 | -6.7635e-09 | 4.6678e-09 | 0 | 0 | 0 | 0 | 0 | 0 |  | 1.575 | 0.60781 | 0.60781 | 1.575 | 0.60781 | 0.60781 | 0.0001722 | -97.4202 | 82.5815 | 0.00017162 | -97.4202 | 82.5815
Line6_7_8 | 0 | 0 | 0 | 0 | 0 | 0 | 0 | 0 | 0 | 0 | 0 | 0 | 9.0942e-09 | -8.1943e-08 | 7.8014e-08 | -9.0945e-09 | 5.5435e-08 | -5.1505e-08 | -2.0781e-07 | 7.662e-09 | -6.0897e-09 | 1.3854e-07 | -4.2095e-09 | 2.6379e-09 | 0 | 0 | 0 | 0 | 0 | 0 |  | 1.575 | 0.60781 | 0.60781 | 1.575 | 0.60781 | 0.60781 | 0.00017162 | -97.4202 | 82.5815 | 0.00017121 | -97.4202 | 82.5815
Line7_8_9 | 0 | 0 | 0 | 0 | 0 | 0 | 0 | 0 | 0 | 0 | 0 | 0 | 3.0314e-09 | -2.7314e-08 | 2.6005e-08 | -3.0318e-09 | 8.0611e-10 | 5.0393e-10 | -6.927e-08 | 2.554e-09 | -2.0299e-09 | 1.8806e-14 | 8.9851e-10 | -1.4219e-09 | 0 | 0 | 0 | 0 | 0 | 0 |  | 1.575 | 0.60781 | 0.60781 | 1.575 | 0.60781 | 0.60781 | 0.00017121 | -97.4202 | 82.5815 | 0.00017112 | -97.4202 | 82.5815
Line8_8_10 | 0 | 0 | 0 | 0 | 0 | 0 | 0 | 0 | 0 | 0 | 0 | 0 | 3.0314e-09 | -2.7314e-08 | 2.6005e-08 | -3.0318e-09 | 8.0611e-10 | 5.0393e-10 | -6.927e-08 | 2.554e-09 | -2.0299e-09 | 1.9272e-14 | 8.9851e-10 | -1.4219e-09 | 0 | 0 | 0 | 0 | 0 | 0 |  | 1.575 | 0.60781 | 0.60781 | 1.575 | 0.60781 | 0.60781 | 0.00017121 | -97.4202 | 82.5815 | 0.00017112 | -97.4202 | 82.5815
Line9_3_11 | 1.3344e-06 | 1.3681e-06 | 1.3008e-06 | 1.1442e-06 | 1.1778e-06 | 1.1106e-06 | 3.0816e-07 | 3.1595e-07 | 3.004e-07 | 2.6423e-07 | 2.72e-07 | 2.5649e-07 | 2.122e-08 | -1.912e-07 | 1.8203e-07 | -2.122e-08 | 1.6469e-07 | -1.5552e-07 | -4.8489e-07 | 1.7878e-08 | -1.4209e-08 | 4.1562e-07 | -1.4426e-08 | 1.0757e-08 | 87.4944 | 87.9217 | 87.0449 | -92.9226 | -92.4143 | -93.4617 |  | 1.575 | 0.60781 | 0.60781 | 1.575 | 0.60781 | 0.60781 | 0.00017261 | -97.4202 | 82.5815 | 0.00017155 | -97.4202 | 82.5815

## LLG_max_10
name | pf_ikss_a_from_ka | pf_ikss_b_from_ka | pf_ikss_c_from_ka | pf_ikss_a_to_ka | pf_ikss_b_to_ka | pf_ikss_c_to_ka | pf_skss_a_from_mw | pf_skss_b_from_mw | pf_skss_c_from_mw | pf_skss_a_to_mw | pf_skss_b_to_mw | pf_skss_c_to_mw | pf_p_a_from_mw | pf_p_b_from_mw | pf_p_c_from_mw | pf_p_a_to_mw | pf_p_b_to_mw | pf_p_c_to_mw | pf_q_a_from_mvar | pf_q_b_from_mvar | pf_q_c_from_mvar | pf_q_a_to_mvar | pf_q_b_to_mvar | pf_q_c_to_mvar | pf_ikss_a_from_degree | pf_ikss_b_from_degree | pf_ikss_c_from_degree | pf_ikss_a_to_degree | pf_ikss_b_to_degree | pf_ikss_c_to_degree | 3xI0 | pf_vm_a_from_pu | pf_vm_b_from_pu | pf_vm_c_from_pu | pf_vm_a_to_pu | pf_vm_b_to_pu | pf_vm_c_to_pu | pf_va_a_from_degree | pf_va_b_from_degree | pf_va_c_from_degree | pf_va_a_to_degree | pf_va_b_to_degree | pf_va_c_to_degree
Line0_1_2 | 1.1982e-06 | 1.2295e-06 | 1.1671e-06 | 0 | 1.0301e-06 | 0 | 2.7672e-07 | 2.8393e-07 | 2.6952e-07 | 0 | 2.3789e-07 | 0 | 1.9962e-08 | -1.7711e-07 | 1.6836e-07 | -1.9962e-08 | 1.4849e-07 | -1.3974e-07 | -4.5615e-07 | 1.7301e-08 | -1.3799e-08 | 3.8012e-07 | -1.3456e-08 | 9.9549e-09 | 87.4944 | 87.9287 | 87.0368 | 0 | -92.4725 | 0 |  | 1.65 | 0.62676 | 0.62676 | 1.65 | 0.62676 | 0.62676 | 0.00017486 | -97.6503 | 82.3514 | 0.00017395 | -97.6503 | 82.3514
Line10_11_12 | 1.1982e-06 | 1.2295e-06 | 1.1671e-06 | 0 | 1.0301e-06 | 0 | 2.7672e-07 | 2.8393e-07 | 2.6952e-07 | 0 | 2.3789e-07 | 0 | 1.9962e-08 | -1.7711e-07 | 1.6836e-07 | -1.9962e-08 | 1.4849e-07 | -1.3974e-07 | -4.5615e-07 | 1.7301e-08 | -1.3799e-08 | 3.8012e-07 | -1.3456e-08 | 9.9549e-09 | 87.4944 | 87.9287 | 87.0368 | 0 | -92.4725 | 0 |  | 1.65 | 0.62676 | 0.62676 | 1.65 | 0.62676 | 0.62676 | 0.00017256 | -97.6503 | 82.3514 | 0.00017166 | -97.6503 | 82.3514
Line11_12_13 | 0 | 1.0246e-06 | 0 | 0 | 0 | 0 | 0 | 2.3661e-07 | 0 | 0 | 0 | 0 | 1.6635e-08 | -1.4759e-07 | 1.403e-07 | -1.6635e-08 | 1.1897e-07 | -1.1168e-07 | -3.8012e-07 | 1.4417e-08 | -1.1499e-08 | 3.041e-07 | -1.0573e-08 | 7.6551e-09 | 0 | 87.9287 | 0 | 0 | 0 | 0 |  | 1.65 | 0.62676 | 0.62676 | 1.65 | 0.62676 | 0.62676 | 0.00017166 | -97.6503 | 82.3514 | 0.00017092 | -97.6503 | 82.3514
Line12_13_15 | 0 | 0 | 0 | 0 | 0 | 0 | 0 | 0 | 0 | 0 | 0 | 0 | 9.9809e-09 | -8.8557e-08 | 8.4181e-08 | -9.9813e-09 | 5.9935e-08 | -5.556e-08 | -2.2807e-07 | 8.6503e-09 | -6.8994e-09 | 1.5205e-07 | -4.8056e-09 | 3.0555e-09 | 0 | 0 | 0 | 0 | 0 | 0 |  | 1.65 | 0.62676 | 0.62676 | 1.65 | 0.62676 | 0.62676 | 0.00017092 | -97.6503 | 82.3514 | 0.0001705 | -97.6503 | 82.3514
Line13_13_14 | 0 | 0 | 0 | 0 | 0 | 0 | 0 | 0 | 0 | 0 | 0 | 0 | 3.327e-09 | -2.9519e-08 | 2.806e-08 | -3.3274e-09 | 8.9767e-10 | 5.6117e-10 | -7.6024e-08 | 2.8834e-09 | -2.2998e-09 | 2.0366e-14 | 9.6126e-10 | -1.5441e-09 | 0 | 0 | 0 | 0 | 0 | 0 |  | 1.65 | 0.62676 | 0.62676 | 1.65 | 0.62676 | 0.62676 | 0.00017092 | -97.6503 | 82.3514 | 0.00017083 | -97.6503 | 82.3514
Line14_15_16 | 0 | 0 | 0 | 0 | 0 | 0 | 0 | 0 | 0 | 0 | 0 | 0 | 6.6539e-09 | -5.9038e-08 | 5.6121e-08 | -6.6543e-09 | 3.0417e-08 | -2.7499e-08 | -1.5205e-07 | 5.7669e-09 | -4.5996e-09 | 7.6024e-08 | -1.9222e-09 | 7.5569e-10 | 0 | 0 | 0 | 0 | 0 | 0 |  | 1.65 | 0.62676 | 0.62676 | 1.65 | 0.62676 | 0.62676 | 0.0001705 | -97.6503 | 82.3514 | 0.00017025 | -97.6503 | 82.3514
Line15_16_17 | 0 | 0 | 0 | 0 | 0 | 0 | 0 | 0 | 0 | 0 | 0 | 0 | 3.327e-09 | -2.9519e-08 | 2.806e-08 | -3.3274e-09 | 8.9767e-10 | 5.6117e-10 | -7.6024e-08 | 2.8834e-09 | -2.2998e-09 | 2.126e-14 | 9.6126e-10 | -1.5441e-09 | 0 | 0 | 0 | 0 | 0 | 0 |  | 1.65 | 0.62676 | 0.62676 | 1.65 | 0.62676 | 0.62676 | 0.00017025 | -97.6503 | 82.3514 | 0.00017016 | -97.6503 | 82.3514
Line16_4_18 | 0 | 3.2366 | 3.2366 | 0 | 3.2366 | 3.2366 | 0 | 0.74745 | 0.74746 | 0 | 0.74745 | 0.74746 | 3.3272e-09 | 0.10475 | 0.10476 | -3.3273e-09 | 1.8444e-10 | -1.8311e-10 | -7.6025e-08 | 0.20951 | 0.20951 | 3.0147e-14 | 3.7936e-11 | -4.0805e-11 | 0 | -161.0857 | 18.9169 | 0 | 18.9143 | -161.0832 |  | 1.65 | 0.31338 | 0.31338 | 1.65 | 0 | 0 | 0.00021262 | -97.6503 | 82.3514 | 0.00025055 | 0 | 0
Line17_5_19 | 0 | 0 | 0 | 0 | 0 | 0 | 0 | 0 | 0 | 0 | 0 | 0 | 3.327e-09 | -2.9519e-08 | 2.806e-08 | -3.3274e-09 | 8.9767e-10 | 5.6117e-10 | -7.6024e-08 | 2.8835e-09 | -2.2998e-09 | 2.0518e-14 | 9.6126e-10 | -1.5441e-09 | 0 | 0 | 0 | 0 | 0 | 0 |  | 1.65 | 0.62676 | 0.62676 | 1.65 | 0.62676 | 0.62676 | 0.00017461 | -97.6503 | 82.3514 | 0.00017452 | -97.6503 | 82.3514
Line1_1_3 | 1.5976e-06 | 1.6393e-06 | 1.5561e-06 | 1.3983e-06 | 1.4399e-06 | 1.3569e-06 | 3.6896e-07 | 3.7858e-07 | 3.5936e-07 | 3.2293e-07 | 3.3253e-07 | 3.1336e-07 | 2.6616e-08 | -2.3615e-07 | 2.2448e-07 | -2.6616e-08 | 2.0753e-07 | -1.9586e-07 | -6.0819e-07 | 2.3068e-08 | -1.8398e-08 | 5.3217e-07 | -1.9223e-08 | 1.4554e-08 | 87.4944 | 87.9287 | 87.0368 | -92.8631 | -92.3583 | -93.3988 |  | 1.65 | 0.62676 | 0.62676 | 1.65 | 0.62676 | 0.62676 | 0.00017486 | -97.6503 | 82.3514 | 0.00017363 | -97.6503 | 82.3514
Line2_1_4 | 0 | 3.2366 | 3.2366 | 0 | 3.2366 | 3.2366 | 0 | 0.74745 | 0.74746 | 0 | 0.74745 | 0.74746 | 6.6542e-09 | 0.2095 | 0.20951 | -6.6546e-09 | -0.10475 | -0.10476 | -1.5205e-07 | 0.41901 | 0.41902 | 7.6025e-08 | -0.20951 | -0.20951 | 0 | -161.0857 | 18.9169 | 0 | 18.9143 | -161.0831 |  | 1.65 | 0.62676 | 0.62676 | 1.65 | 0.31338 | 0.31338 | 0.00017486 | -97.6503 | 82.3514 | 0.00021262 | -97.6503 | 82.3514
Line3_1_5 | 0 | 0 | 0 | 0 | 0 | 0 | 0 | 0 | 0 | 0 | 0 | 0 | 6.6539e-09 | -5.9038e-08 | 5.6121e-08 | -6.6543e-09 | 3.0417e-08 | -2.7499e-08 | -1.5205e-07 | 5.7669e-09 | -4.5996e-09 | 7.6024e-08 | -1.9222e-09 | 7.5568e-10 | 0 | 0 | 0 | 0 | 0 | 0 |  | 1.65 | 0.62676 | 0.62676 | 1.65 | 0.62676 | 0.62676 | 0.00017486 | -97.6503 | 82.3514 | 0.00017461 | -97.6503 | 82.3514
Line4_2_6 | 0 | 1.0246e-06 | 0 | 0 | 0 | 0 | 0 | 2.3661e-07 | 0 | 0 | 0 | 0 | 1.6635e-08 | -1.4759e-07 | 1.403e-07 | -1.6635e-08 | 1.1897e-07 | -1.1168e-07 | -3.8012e-07 | 1.4417e-08 | -1.1499e-08 | 3.041e-07 | -1.0573e-08 | 7.6551e-09 | 0 | 87.9287 | 0 | 0 | 0 | 0 |  | 1.65 | 0.62676 | 0.62676 | 1.65 | 0.62676 | 0.62676 | 0.00017395 | -97.6503 | 82.3514 | 0.00017321 | -97.6503 | 82.3514
Line5_6_7 | 0 | 0 | 0 | 0 | 0 | 0 | 0 | 0 | 0 | 0 | 0 | 0 | 1.3308e-08 | -1.1808e-07 | 1.1224e-07 | -1.3308e-08 | 8.9454e-08 | -8.362e-08 | -3.041e-07 | 1.1534e-08 | -9.1992e-09 | 2.2807e-07 | -7.6891e-09 | 5.3553e-09 | 0 | 0 | 0 | 0 | 0 | 0 |  | 1.65 | 0.62676 | 0.62676 | 1.65 | 0.62676 | 0.62676 | 0.00017321 | -97.6503 | 82.3514 | 0.00017264 | -97.6503 | 82.3514
Line6_7_8 | 0 | 0 | 0 | 0 | 0 | 0 | 0 | 0 | 0 | 0 | 0 | 0 | 9.9809e-09 | -8.8557e-08 | 8.4181e-08 | -9.9813e-09 | 5.9935e-08 | -5.556e-08 | -2.2807e-07 | 8.6504e-09 | -6.8994e-09 | 1.5205e-07 | -4.8056e-09 | 3.0555e-09 | 0 | 0 | 0 | 0 | 0 | 0 |  | 1.65 | 0.62676 | 0.62676 | 1.65 | 0.62676 | 0.62676 | 0.00017264 | -97.6503 | 82.3514 | 0.00017222 | -97.6503 | 82.3514
Line7_8_9 | 0 | 0 | 0 | 0 | 0 | 0 | 0 | 0 | 0 | 0 | 0 | 0 | 3.327e-09 | -2.9519e-08 | 2.806e-08 | -3.3274e-09 | 8.9767e-10 | 5.6117e-10 | -7.6024e-08 | 2.8835e-09 | -2.2998e-09 | 2.0779e-14 | 9.6126e-10 | -1.5441e-09 | 0 | 0 | 0 | 0 | 0 | 0 |  | 1.65 | 0.62676 | 0.62676 | 1.65 | 0.62676 | 0.62676 | 0.00017222 | -97.6503 | 82.3514 | 0.00017213 | -97.6503 | 82.3514
Line8_8_10 | 0 | 0 | 0 | 0 | 0 | 0 | 0 | 0 | 0 | 0 | 0 | 0 | 3.327e-09 | -2.9519e-08 | 2.806e-08 | -3.3274e-09 | 8.9767e-10 | 5.6117e-10 | -7.6024e-08 | 2.8835e-09 | -2.2998e-09 | 2.0657e-14 | 9.6126e-10 | -1.5441e-09 | 0 | 0 | 0 | 0 | 0 | 0 |  | 1.65 | 0.62676 | 0.62676 | 1.65 | 0.62676 | 0.62676 | 0.00017222 | -97.6503 | 82.3514 | 0.00017213 | -97.6503 | 82.3514
Line9_3_11 | 1.3979e-06 | 1.4344e-06 | 1.3616e-06 | 1.1986e-06 | 1.235e-06 | 1.1624e-06 | 3.2284e-07 | 3.3125e-07 | 3.1444e-07 | 2.7681e-07 | 2.8521e-07 | 2.6844e-07 | 2.3289e-08 | -2.0663e-07 | 1.9642e-07 | -2.3289e-08 | 1.7801e-07 | -1.678e-07 | -5.3217e-07 | 2.0184e-08 | -1.6099e-08 | 4.5615e-07 | -1.6339e-08 | 1.2255e-08 | 87.4944 | 87.9287 | 87.0368 | -92.9226 | -92.4059 | -93.4717 |  | 1.65 | 0.62676 | 0.62676 | 1.65 | 0.62676 | 0.62676 | 0.00017363 | -97.6503 | 82.3514 | 0.00017256 | -97.6503 | 82.3514

## LLG_max_fault_6
name | pf_ikss_a_from_ka | pf_ikss_b_from_ka | pf_ikss_c_from_ka | pf_ikss_a_to_ka | pf_ikss_b_to_ka | pf_ikss_c_to_ka | pf_skss_a_from_mw | pf_skss_b_from_mw | pf_skss_c_from_mw | pf_skss_a_to_mw | pf_skss_b_to_mw | pf_skss_c_to_mw | pf_p_a_from_mw | pf_p_b_from_mw | pf_p_c_from_mw | pf_p_a_to_mw | pf_p_b_to_mw | pf_p_c_to_mw | pf_q_a_from_mvar | pf_q_b_from_mvar | pf_q_c_from_mvar | pf_q_a_to_mvar | pf_q_b_to_mvar | pf_q_c_to_mvar | pf_ikss_a_from_degree | pf_ikss_b_from_degree | pf_ikss_c_from_degree | pf_ikss_a_to_degree | pf_ikss_b_to_degree | pf_ikss_c_to_degree | 3xI0 | pf_vm_a_from_pu | pf_vm_b_from_pu | pf_vm_c_from_pu | pf_vm_a_to_pu | pf_vm_b_to_pu | pf_vm_c_to_pu | pf_va_a_from_degree | pf_va_b_from_degree | pf_va_c_from_degree | pf_va_a_to_degree | pf_va_b_to_degree | pf_va_c_to_degree
Line0_1_2 | 1.1403e-06 | 1.1405e-06 | 1.1401e-06 | 0 | 0 | 0 | 2.6335e-07 | 2.6339e-07 | 2.633e-07 | 0 | 0 | 0 | 1.729e-08 | -2.3834e-07 | 2.3904e-07 | -1.7428e-08 | 1.9864e-07 | -1.992e-07 | -4.1399e-07 | -8.7543e-09 | 9.7017e-09 | 3.45e-07 | 9.0267e-09 | -9.8349e-09 | 87.6655 | 87.675 | 87.6559 | 0 | 0 | 0 |  | 1.5734 | 0.90549 | 0.90862 | 1.5734 | 0.90549 | 0.90862 | 0.057096 | -90.2214 | 89.98 | 0.057095 | -90.2214 | 89.98
Line10_11_12 | 1.1403e-06 | 1.1405e-06 | 1.1401e-06 | 0 | 0 | 0 | 2.6335e-07 | 2.6339e-07 | 2.633e-07 | 0 | 0 | 0 | 1.729e-08 | -2.3834e-07 | 2.3904e-07 | -1.7428e-08 | 1.9864e-07 | -1.992e-07 | -4.1399e-07 | -8.7544e-09 | 9.7017e-09 | 3.45e-07 | 9.0267e-09 | -9.8349e-09 | 87.6655 | 87.675 | 87.6559 | 0 | 0 | 0 |  | 1.5734 | 0.90549 | 0.90862 | 1.5734 | 0.90549 | 0.90862 | 0.057094 | -90.2214 | 89.98 | 0.057093 | -90.2214 | 89.98
Line11_12_13 | 0 | 0 | 0 | 0 | 0 | 0 | 0 | 0 | 0 | 0 | 0 | 0 | 1.4409e-08 | -1.9862e-07 | 1.992e-07 | -1.4546e-08 | 1.5891e-07 | -1.5936e-07 | -3.4499e-07 | -7.2953e-09 | 8.0847e-09 | 2.76e-07 | 7.5677e-09 | -8.2179e-09 | 0 | 0 | 0 | 0 | 0 | 0 |  | 1.5734 | 0.90549 | 0.90862 | 1.5734 | 0.90549 | 0.90862 | 0.057093 | -90.2214 | 89.98 | 0.057092 | -90.2214 | 89.98
Line12_13_15 | 0 | 0 | 0 | 0 | 0 | 0 | 0 | 0 | 0 | 0 | 0 | 0 | 8.6452e-09 | -1.1917e-07 | 1.1952e-07 | -8.783e-09 | 7.9466e-08 | -7.9678e-08 | -2.0699e-07 | -4.3772e-09 | 4.8508e-09 | 1.38e-07 | 4.6495e-09 | -4.984e-09 | 0 | 0 | 0 | 0 | 0 | 0 |  | 1.5734 | 0.90549 | 0.90862 | 1.5734 | 0.90549 | 0.90862 | 0.057092 | -90.2214 | 89.98 | 0.057092 | -90.2214 | 89.98
Line13_13_14 | 0 | 0 | 0 | 0 | 0 | 0 | 0 | 0 | 0 | 0 | 0 | 0 | 2.8817e-09 | -3.9723e-08 | 3.984e-08 | -3.0196e-09 | 1.9448e-11 | 1.7492e-12 | -6.8998e-08 | -1.4591e-09 | 1.6169e-09 | 6.0372e-12 | 1.7314e-09 | -1.7501e-09 | 0 | 0 | 0 | 0 | 0 | 0 |  | 1.5734 | 0.90549 | 0.90862 | 1.5734 | 0.90549 | 0.90862 | 0.057092 | -90.2214 | 89.98 | 0.057092 | -90.2214 | 89.98
Line14_15_16 | 0 | 0 | 0 | 0 | 0 | 0 | 0 | 0 | 0 | 0 | 0 | 0 | 5.7635e-09 | -7.9447e-08 | 7.968e-08 | -5.9013e-09 | 3.9743e-08 | -3.9838e-08 | -1.38e-07 | -2.9181e-09 | 3.2339e-09 | 6.9004e-08 | 3.1905e-09 | -3.3671e-09 | 0 | 0 | 0 | 0 | 0 | 0 |  | 1.5734 | 0.90549 | 0.90862 | 1.5734 | 0.90549 | 0.90862 | 0.057092 | -90.2214 | 89.98 | 0.057092 | -90.2214 | 89.98
Line15_16_17 | 0 | 0 | 0 | 0 | 0 | 0 | 0 | 0 | 0 | 0 | 0 | 0 | 2.8817e-09 | -3.9723e-08 | 3.984e-08 | -3.0196e-09 | 1.9449e-11 | 1.7486e-12 | -6.8998e-08 | -1.4591e-09 | 1.6169e-09 | 6.037e-12 | 1.7314e-09 | -1.7501e-09 | 0 | 0 | 0 | 0 | 0 | 0 |  | 1.5734 | 0.90549 | 0.90862 | 1.5734 | 0.90549 | 0.90862 | 0.057092 | -90.2214 | 89.98 | 0.057092 | -90.2214 | 89.98
Line16_4_18 | 0 | 0.029397 | 0.029499 | 0 | 0.029397 | 0.029498 | 0 | 0.0067888 | 0.0068124 | 0 | 0.0067889 | 0.0068124 | 2.8819e-09 | 0.0043294 | 0.0043595 | -3.0196e-09 | -0.0043208 | -0.0043508 | -6.8998e-08 | 0.0043381 | 0.0043682 | 6.0454e-12 | -0.0043208 | -0.0043508 | 0 | -135.3358 | 44.8667 | 0 | 44.6644 | -135.1336 |  | 1.5734 | 0.90279 | 0.90591 | 1.5734 | 0.90009 | 0.9032 | 0.057134 | -90.2783 | 89.9234 | 0.057171 | -90.3356 | 89.8664
Line17_5_19 | 0 | 0 | 0 | 0 | 0 | 0 | 0 | 0 | 0 | 0 | 0 | 0 | 2.8817e-09 | -3.9723e-08 | 3.984e-08 | -3.0196e-09 | 1.9449e-11 | 1.749e-12 | -6.8998e-08 | -1.459e-09 | 1.6169e-09 | 6.037e-12 | 1.7314e-09 | -1.7501e-09 | 0 | 0 | 0 | 0 | 0 | 0 |  | 1.5734 | 0.90549 | 0.90862 | 1.5734 | 0.90549 | 0.90862 | 0.057096 | -90.2214 | 89.98 | 0.057096 | -90.2214 | 89.98
Line1_1_3 | 1.5204e-06 | 1.5207e-06 | 1.5201e-06 | 1.3308e-06 | 1.331e-06 | 1.3305e-06 | 3.5113e-07 | 3.5119e-07 | 3.5106e-07 | 3.0733e-07 | 3.0739e-07 | 3.0726e-07 | 2.3054e-08 | -3.1779e-07 | 3.1872e-07 | -2.3192e-08 | 2.7808e-07 | -2.7888e-07 | -5.5198e-07 | -1.1672e-08 | 1.2936e-08 | 4.8299e-07 | 1.1945e-08 | -1.3069e-08 | 87.6655 | 87.675 | 87.6559 | -92.6919 | -92.681 | -92.703 |  | 1.5734 | 0.90549 | 0.90862 | 1.5734 | 0.90549 | 0.90862 | 0.057096 | -90.2214 | 89.98 | 0.057095 | -90.2214 | 89.98
Line2_1_4 | 0 | 0.029396 | 0.029499 | 0 | 0.029397 | 0.029499 | 0 | 0.0067888 | 0.0068124 | 0 | 0.0067888 | 0.0068124 | 5.7637e-09 | 0.004338 | 0.0043683 | -5.9015e-09 | -0.0043294 | -0.0043595 | -1.38e-07 | 0.0043554 | 0.0043856 | 6.9004e-08 | -0.0043381 | -0.0043682 | 0 | -135.3361 | 44.8669 | 0 | 44.6642 | -135.1334 |  | 1.5734 | 0.90549 | 0.90862 | 1.5734 | 0.90279 | 0.90591 | 0.057096 | -90.2214 | 89.98 | 0.057134 | -90.2783 | 89.9234
Line3_1_5 | 0 | 0 | 0 | 0 | 0 | 0 | 0 | 0 | 0 | 0 | 0 | 0 | 5.7634e-09 | -7.9447e-08 | 7.968e-08 | -5.9013e-09 | 3.9743e-08 | -3.9838e-08 | -1.38e-07 | -2.9181e-09 | 3.2339e-09 | 6.9004e-08 | 3.1904e-09 | -3.3671e-09 | 0 | 0 | 0 | 0 | 0 | 0 |  | 1.5734 | 0.90549 | 0.90862 | 1.5734 | 0.90549 | 0.90862 | 0.057096 | -90.2214 | 89.98 | 0.057096 | -90.2214 | 89.98
Line4_2_6 | 0 | 0 | 0 | 0 | 0 | 0 | 0 | 0 | 0 | 0 | 0 | 0 | 1.4409e-08 | -1.9862e-07 | 1.992e-07 | -1.4546e-08 | 1.5891e-07 | -1.5936e-07 | -3.4499e-07 | -7.2953e-09 | 8.0847e-09 | 2.76e-07 | 7.5676e-09 | -8.2179e-09 | 0 | 0 | 0 | 0 | 0 | 0 |  | 1.5734 | 0.90549 | 0.90862 | 1.5734 | 0.90549 | 0.90862 | 0.057095 | -90.2214 | 89.98 | 0.057095 | -90.2214 | 89.98
Line5_6_7 | 0 | 0 | 0 | 0 | 0 | 0 | 0 | 0 | 0 | 0 | 0 | 0 | 1.1527e-08 | -1.5889e-07 | 1.5936e-07 | -1.1665e-08 | 1.1919e-07 | -1.1952e-07 | -2.7599e-07 | -5.8362e-09 | 6.4678e-09 | 2.07e-07 | 6.1086e-09 | -6.601e-09 | 0 | 0 | 0 | 0 | 0 | 0 |  | 1.5734 | 0.90549 | 0.90862 | 1.5734 | 0.90549 | 0.90862 | 0.057095 | -90.2214 | 89.98 | 0.057094 | -90.2214 | 89.98
Line6_7_8 | 0 | 0 | 0 | 0 | 0 | 0 | 0 | 0 | 0 | 0 | 0 | 0 | 8.6452e-09 | -1.1917e-07 | 1.1952e-07 | -8.783e-09 | 7.9466e-08 | -7.9678e-08 | -2.0699e-07 | -4.3772e-09 | 4.8508e-09 | 1.38e-07 | 4.6495e-09 | -4.984e-09 | 0 | 0 | 0 | 0 | 0 | 0 |  | 1.5734 | 0.90549 | 0.90862 | 1.5734 | 0.90549 | 0.90862 | 0.057094 | -90.2214 | 89.98 | 0.057094 | -90.2214 | 89.98
Line7_8_9 | 0 | 0 | 0 | 0 | 0 | 0 | 0 | 0 | 0 | 0 | 0 | 0 | 2.8817e-09 | -3.9723e-08 | 3.984e-08 | -3.0196e-09 | 1.9449e-11 | 1.7488e-12 | -6.8998e-08 | -1.4591e-09 | 1.6169e-09 | 6.0374e-12 | 1.7314e-09 | -1.7501e-09 | 0 | 0 | 0 | 0 | 0 | 0 |  | 1.5734 | 0.90549 | 0.90862 | 1.5734 | 0.90549 | 0.90862 | 0.057094 | -90.2214 | 89.98 | 0.057093 | -90.2214 | 89.98
Line8_8_10 | 0 | 0 | 0 | 0 | 0 | 0 | 0 | 0 | 0 | 0 | 0 | 0 | 2.8817e-09 | -3.9723e-08 | 3.984e-08 | -3.0196e-09 | 1.9449e-11 | 1.7491e-12 | -6.8998e-08 | -1.4591e-09 | 1.6169e-09 | 6.0364e-12 | 1.7314e-09 | -1.7501e-09 | 0 | 0 | 0 | 0 | 0 | 0 |  | 1.5734 | 0.90549 | 0.90862 | 1.5734 | 0.90549 | 0.90862 | 0.057094 | -90.2214 | 89.98 | 0.057093 | -90.2214 | 89.98
Line9_3_11 | 1.3304e-06 | 1.3306e-06 | 1.3301e-06 | 1.1407e-06 | 1.141e-06 | 1.1405e-06 | 3.0724e-07 | 3.0729e-07 | 3.0718e-07 | 2.6344e-07 | 2.6349e-07 | 2.6338e-07 | 2.0172e-08 | -2.7806e-07 | 2.7888e-07 | -2.031e-08 | 2.3836e-07 | -2.3904e-07 | -4.8299e-07 | -1.0213e-08 | 1.1319e-08 | 4.1399e-07 | 1.0486e-08 | -1.1452e-08 | 87.6655 | 87.675 | 87.6559 | -92.7515 | -92.7403 | -92.7628 |  | 1.5734 | 0.90549 | 0.90862 | 1.5734 | 0.90549 | 0.90862 | 0.057095 | -90.2214 | 89.98 | 0.057094 | -90.2214 | 89.98

## LLG_max_fault_10
name | pf_ikss_a_from_ka | pf_ikss_b_from_ka | pf_ikss_c_from_ka | pf_ikss_a_to_ka | pf_ikss_b_to_ka | pf_ikss_c_to_ka | pf_skss_a_from_mw | pf_skss_b_from_mw | pf_skss_c_from_mw | pf_skss_a_to_mw | pf_skss_b_to_mw | pf_skss_c_to_mw | pf_p_a_from_mw | pf_p_b_from_mw | pf_p_c_from_mw | pf_p_a_to_mw | pf_p_b_to_mw | pf_p_c_to_mw | pf_q_a_from_mvar | pf_q_b_from_mvar | pf_q_c_from_mvar | pf_q_a_to_mvar | pf_q_b_to_mvar | pf_q_c_to_mvar | pf_ikss_a_from_degree | pf_ikss_b_from_degree | pf_ikss_c_from_degree | pf_ikss_a_to_degree | pf_ikss_b_to_degree | pf_ikss_c_to_degree | 3xI0 | pf_vm_a_from_pu | pf_vm_b_from_pu | pf_vm_c_from_pu | pf_vm_a_to_pu | pf_vm_b_to_pu | pf_vm_c_to_pu | pf_va_a_from_degree | pf_va_b_from_degree | pf_va_c_from_degree | pf_va_a_to_degree | pf_va_b_to_degree | pf_va_c_to_degree
Line0_1_2 | 1.1946e-06 | 1.1949e-06 | 1.1944e-06 | 0 | 0 | 0 | 2.7589e-07 | 2.7594e-07 | 2.7583e-07 | 0 | 0 | 0 | 1.8976e-08 | -2.6155e-07 | 2.6232e-07 | -1.9128e-08 | 2.1798e-07 | -2.1859e-07 | -4.5435e-07 | -9.5788e-09 | 1.0622e-08 | 3.7863e-07 | 9.882e-09 | -1.0773e-08 | 87.6655 | 87.6755 | 87.6555 | 0 | 0 | 0 |  | 1.6483 | 0.9485 | 0.95177 | 1.6483 | 0.9485 | 0.95177 | 0.057097 | -90.2271 | 89.9744 | 0.057096 | -90.2271 | 89.9744
Line10_11_12 | 1.1946e-06 | 1.1949e-06 | 1.1944e-06 | 0 | 0 | 0 | 2.7589e-07 | 2.7594e-07 | 2.7583e-07 | 0 | 0 | 0 | 1.8976e-08 | -2.6155e-07 | 2.6232e-07 | -1.9128e-08 | 2.1798e-07 | -2.1859e-07 | -4.5435e-07 | -9.5788e-09 | 1.0622e-08 | 3.7864e-07 | 9.882e-09 | -1.0773e-08 | 87.6655 | 87.6755 | 87.6555 | 0 | 0 | 0 |  | 1.6483 | 0.9485 | 0.95177 | 1.6483 | 0.9485 | 0.95177 | 0.057095 | -90.2271 | 89.9744 | 0.057094 | -90.2271 | 89.9744
Line11_12_13 | 0 | 0 | 0 | 0 | 0 | 0 | 0 | 0 | 0 | 0 | 0 | 0 | 1.5814e-08 | -2.1796e-07 | 2.186e-07 | -1.5965e-08 | 1.7439e-07 | -1.7487e-07 | -3.7863e-07 | -7.9824e-09 | 8.8521e-09 | 3.0291e-07 | 8.2856e-09 | -9.0025e-09 | 0 | 0 | 0 | 0 | 0 | 0 |  | 1.6483 | 0.9485 | 0.95177 | 1.6483 | 0.9485 | 0.95177 | 0.057094 | -90.2271 | 89.9744 | 0.057093 | -90.2271 | 89.9744
Line12_13_15 | 0 | 0 | 0 | 0 | 0 | 0 | 0 | 0 | 0 | 0 | 0 | 0 | 9.4881e-09 | -1.3078e-07 | 1.3116e-07 | -9.6394e-09 | 8.7206e-08 | -8.7436e-08 | -2.2718e-07 | -4.7894e-09 | 5.3112e-09 | 1.5146e-07 | 5.0926e-09 | -5.4617e-09 | 0 | 0 | 0 | 0 | 0 | 0 |  | 1.6483 | 0.9485 | 0.95177 | 1.6483 | 0.9485 | 0.95177 | 0.057093 | -90.2271 | 89.9744 | 0.057093 | -90.2271 | 89.9744
Line13_13_14 | 0 | 0 | 0 | 0 | 0 | 0 | 0 | 0 | 0 | 0 | 0 | 0 | 3.1627e-09 | -4.3592e-08 | 4.3719e-08 | -3.314e-09 | 2.1922e-11 | 2.1223e-12 | -7.5726e-08 | -1.5965e-09 | 1.7704e-09 | 6.626e-12 | 1.8997e-09 | -1.9209e-09 | 0 | 0 | 0 | 0 | 0 | 0 |  | 1.6483 | 0.9485 | 0.95177 | 1.6483 | 0.9485 | 0.95177 | 0.057093 | -90.2271 | 89.9744 | 0.057093 | -90.2271 | 89.9744
Line14_15_16 | 0 | 0 | 0 | 0 | 0 | 0 | 0 | 0 | 0 | 0 | 0 | 0 | 6.3254e-09 | -8.7184e-08 | 8.7439e-08 | -6.4767e-09 | 4.3614e-08 | -4.3717e-08 | -1.5145e-07 | -3.193e-09 | 3.5408e-09 | 7.5732e-08 | 3.4961e-09 | -3.6913e-09 | 0 | 0 | 0 | 0 | 0 | 0 |  | 1.6483 | 0.9485 | 0.95177 | 1.6483 | 0.9485 | 0.95177 | 0.057093 | -90.2271 | 89.9744 | 0.057093 | -90.2271 | 89.9744
Line15_16_17 | 0 | 0 | 0 | 0 | 0 | 0 | 0 | 0 | 0 | 0 | 0 | 0 | 3.1627e-09 | -4.3592e-08 | 4.3719e-08 | -3.314e-09 | 2.1922e-11 | 2.1222e-12 | -7.5726e-08 | -1.5965e-09 | 1.7704e-09 | 6.6245e-12 | 1.8997e-09 | -1.9209e-09 | 0 | 0 | 0 | 0 | 0 | 0 |  | 1.6483 | 0.9485 | 0.95177 | 1.6483 | 0.9485 | 0.95177 | 0.057093 | -90.2271 | 89.9744 | 0.057092 | -90.2271 | 89.9744
Line16_4_18 | 0 | 0.030793 | 0.0309 | 0 | 0.030793 | 0.030899 | 0 | 0.0071113 | 0.0071359 | 0 | 0.0071113 | 0.0071359 | 3.1629e-09 | 0.0047504 | 0.0047835 | -3.314e-09 | -0.004741 | -0.0047739 | -7.5726e-08 | 0.00476 | 0.0047929 | 6.6357e-12 | -0.004741 | -0.0047739 | 0 | -135.3415 | 44.861 | 0 | 44.6587 | -135.1393 |  | 1.6483 | 0.94567 | 0.94894 | 1.6483 | 0.94284 | 0.9461 | 0.057135 | -90.284 | 89.9177 | 0.057172 | -90.3413 | 89.8607
Line17_5_19 | 0 | 0 | 0 | 0 | 0 | 0 | 0 | 0 | 0 | 0 | 0 | 0 | 3.1627e-09 | -4.3592e-08 | 4.3719e-08 | -3.314e-09 | 2.1923e-11 | 2.1219e-12 | -7.5726e-08 | -1.5965e-09 | 1.7704e-09 | 6.6266e-12 | 1.8997e-09 | -1.9209e-09 | 0 | 0 | 0 | 0 | 0 | 0 |  | 1.6483 | 0.9485 | 0.95177 | 1.6483 | 0.9485 | 0.95177 | 0.057097 | -90.2271 | 89.9744 | 0.057097 | -90.2271 | 89.9744
Line1_1_3 | 1.5928e-06 | 1.5931e-06 | 1.5925e-06 | 1.3941e-06 | 1.3944e-06 | 1.3938e-06 | 3.6785e-07 | 3.6792e-07 | 3.6778e-07 | 3.2196e-07 | 3.2203e-07 | 3.2189e-07 | 2.5302e-08 | -3.4874e-07 | 3.4975e-07 | -2.5453e-08 | 3.0517e-07 | -3.0603e-07 | -6.0581e-07 | -1.2772e-08 | 1.4163e-08 | 5.3009e-07 | 1.3075e-08 | -1.4314e-08 | 87.6655 | 87.6755 | 87.6555 | -92.6919 | -92.6805 | -92.7035 |  | 1.6483 | 0.9485 | 0.95177 | 1.6483 | 0.9485 | 0.95177 | 0.057097 | -90.2271 | 89.9744 | 0.057096 | -90.2271 | 89.9744
Line2_1_4 | 0 | 0.030793 | 0.0309 | 0 | 0.030793 | 0.0309 | 0 | 0.0071112 | 0.007136 | 0 | 0.0071113 | 0.0071359 | 6.3256e-09 | 0.0047599 | 0.0047931 | -6.4769e-09 | -0.0047504 | -0.0047835 | -1.5145e-07 | 0.004779 | 0.004812 | 7.5733e-08 | -0.00476 | -0.004793 | 0 | -135.3418 | 44.8612 | 0 | 44.6585 | -135.139 |  | 1.6483 | 0.9485 | 0.95177 | 1.6483 | 0.94567 | 0.94894 | 0.057097 | -90.2271 | 89.9744 | 0.057135 | -90.284 | 89.9177
Line3_1_5 | 0 | 0 | 0 | 0 | 0 | 0 | 0 | 0 | 0 | 0 | 0 | 0 | 6.3254e-09 | -8.7184e-08 | 8.7439e-08 | -6.4767e-09 | 4.3614e-08 | -4.3717e-08 | -1.5145e-07 | -3.1929e-09 | 3.5408e-09 | 7.5732e-08 | 3.4961e-09 | -3.6913e-09 | 0 | 0 | 0 | 0 | 0 | 0 |  | 1.6483 | 0.9485 | 0.95177 | 1.6483 | 0.9485 | 0.95177 | 0.057097 | -90.2271 | 89.9744 | 0.057097 | -90.2271 | 89.9744
Line4_2_6 | 0 | 0 | 0 | 0 | 0 | 0 | 0 | 0 | 0 | 0 | 0 | 0 | 1.5814e-08 | -2.1796e-07 | 2.186e-07 | -1.5965e-08 | 1.7439e-07 | -1.7487e-07 | -3.7863e-07 | -7.9823e-09 | 8.8521e-09 | 3.0291e-07 | 8.2855e-09 | -9.0025e-09 | 0 | 0 | 0 | 0 | 0 | 0 |  | 1.6483 | 0.9485 | 0.95177 | 1.6483 | 0.9485 | 0.95177 | 0.057096 | -90.2271 | 89.9744 | 0.057096 | -90.2271 | 89.9744
Line5_6_7 | 0 | 0 | 0 | 0 | 0 | 0 | 0 | 0 | 0 | 0 | 0 | 0 | 1.2651e-08 | -1.7437e-07 | 1.7488e-07 | -1.2802e-08 | 1.308e-07 | -1.3116e-07 | -3.029e-07 | -6.3859e-09 | 7.0816e-09 | 2.2718e-07 | 6.6891e-09 | -7.2321e-09 | 0 | 0 | 0 | 0 | 0 | 0 |  | 1.6483 | 0.9485 | 0.95177 | 1.6483 | 0.9485 | 0.95177 | 0.057096 | -90.2271 | 89.9744 | 0.057095 | -90.2271 | 89.9744
Line6_7_8 | 0 | 0 | 0 | 0 | 0 | 0 | 0 | 0 | 0 | 0 | 0 | 0 | 9.4881e-09 | -1.3078e-07 | 1.3116e-07 | -9.6394e-09 | 8.7206e-08 | -8.7436e-08 | -2.2718e-07 | -4.7894e-09 | 5.3112e-09 | 1.5146e-07 | 5.0926e-09 | -5.4617e-09 | 0 | 0 | 0 | 0 | 0 | 0 |  | 1.6483 | 0.9485 | 0.95177 | 1.6483 | 0.9485 | 0.95177 | 0.057095 | -90.2271 | 89.9744 | 0.057095 | -90.2271 | 89.9744
Line7_8_9 | 0 | 0 | 0 | 0 | 0 | 0 | 0 | 0 | 0 | 0 | 0 | 0 | 3.1627e-09 | -4.3592e-08 | 4.3719e-08 | -3.314e-09 | 2.1922e-11 | 2.1222e-12 | -7.5726e-08 | -1.5965e-09 | 1.7704e-09 | 6.6248e-12 | 1.8997e-09 | -1.9209e-09 | 0 | 0 | 0 | 0 | 0 | 0 |  | 1.6483 | 0.9485 | 0.95177 | 1.6483 | 0.9485 | 0.95177 | 0.057095 | -90.2271 | 89.9744 | 0.057094 | -90.2271 | 89.9744
Line8_8_10 | 0 | 0 | 0 | 0 | 0 | 0 | 0 | 0 | 0 | 0 | 0 | 0 | 3.1627e-09 | -4.3592e-08 | 4.3719e-08 | -3.314e-09 | 2.1922e-11 | 2.1225e-12 | -7.5726e-08 | -1.5965e-09 | 1.7704e-09 | 6.6248e-12 | 1.8997e-09 | -1.9209e-09 | 0 | 0 | 0 | 0 | 0 | 0 |  | 1.6483 | 0.9485 | 0.95177 | 1.6483 | 0.9485 | 0.95177 | 0.057095 | -90.2271 | 89.9744 | 0.057094 | -90.2271 | 89.9744
Line9_3_11 | 1.3937e-06 | 1.394e-06 | 1.3935e-06 | 1.195e-06 | 1.1953e-06 | 1.1948e-06 | 3.2187e-07 | 3.2193e-07 | 3.2181e-07 | 2.7598e-07 | 2.7604e-07 | 2.7592e-07 | 2.2139e-08 | -3.0514e-07 | 3.0603e-07 | -2.229e-08 | 2.6157e-07 | -2.6231e-07 | -5.3008e-07 | -1.1175e-08 | 1.2393e-08 | 4.5436e-07 | 1.1478e-08 | -1.2543e-08 | 87.6655 | 87.6755 | 87.6555 | -92.7515 | -92.7398 | -92.7633 |  | 1.6483 | 0.9485 | 0.95177 | 1.6483 | 0.9485 | 0.95177 | 0.057096 | -90.2271 | 89.9744 | 0.057095 | -90.2271 | 89.9744

## LLG_min_6
name | pf_ikss_a_from_ka | pf_ikss_b_from_ka | pf_ikss_c_from_ka | pf_ikss_a_to_ka | pf_ikss_b_to_ka | pf_ikss_c_to_ka | pf_skss_a_from_mw | pf_skss_b_from_mw | pf_skss_c_from_mw | pf_skss_a_to_mw | pf_skss_b_to_mw | pf_skss_c_to_mw | pf_p_a_from_mw | pf_p_b_from_mw | pf_p_c_from_mw | pf_p_a_to_mw | pf_p_b_to_mw | pf_p_c_to_mw | pf_q_a_from_mvar | pf_q_b_from_mvar | pf_q_c_from_mvar | pf_q_a_to_mvar | pf_q_b_to_mvar | pf_q_c_to_mvar | pf_ikss_a_from_degree | pf_ikss_b_from_degree | pf_ikss_c_from_degree | pf_ikss_a_to_degree | pf_ikss_b_to_degree | pf_ikss_c_to_degree | 3xI0 | pf_vm_a_from_pu | pf_vm_b_from_pu | pf_vm_c_from_pu | pf_vm_a_to_pu | pf_vm_b_to_pu | pf_vm_c_to_pu | pf_va_a_from_degree | pf_va_b_from_degree | pf_va_c_from_degree | pf_va_a_to_degree | pf_va_b_to_degree | pf_va_c_to_degree
Line0_1_2 | 1.0348e-06 | 1.0566e-06 | 1.0132e-06 | 0 | 0 | 0 | 2.3898e-07 | 2.4401e-07 | 2.3399e-07 | 0 | 0 | 0 | 1.4887e-08 | -1.4473e-07 | 1.3933e-07 | -1.4888e-08 | 1.2127e-07 | -1.1587e-07 | -3.4022e-07 | 2.4936e-08 | -2.055e-08 | 2.8352e-07 | -2.0119e-08 | 1.5733e-08 | 87.4948 | 88.1722 | 86.7884 | 0 | 0 | 0 |  | 1.425 | 0.60188 | 0.6019 | 1.425 | 0.60188 | 0.6019 | 0.00031577 | -101.6034 | 78.3983 | 0.00031411 | -101.6034 | 78.3983
Line10_11_12 | 1.0348e-06 | 1.0566e-06 | 1.0132e-06 | 0 | 0 | 0 | 2.3898e-07 | 2.4401e-07 | 2.3399e-07 | 0 | 0 | 0 | 1.4887e-08 | -1.4473e-07 | 1.3933e-07 | -1.4888e-08 | 1.2127e-07 | -1.1587e-07 | -3.4022e-07 | 2.4936e-08 | -2.055e-08 | 2.8352e-07 | -2.0119e-08 | 1.5733e-08 | 87.4948 | 88.1722 | 86.7884 | 0 | 0 | 0 |  | 1.425 | 0.60188 | 0.6019 | 1.425 | 0.60188 | 0.6019 | 0.00031154 | -101.6034 | 78.3983 | 0.00030988 | -101.6034 | 78.3983
Line11_12_13 | 0 | 0 | 0 | 0 | 0 | 0 | 0 | 0 | 0 | 0 | 0 | 0 | 1.2406e-08 | -1.2061e-07 | 1.1611e-07 | -1.2407e-08 | 9.715e-08 | -9.2649e-08 | -2.8352e-07 | 2.078e-08 | -1.7125e-08 | 2.2682e-07 | -1.5962e-08 | 1.2308e-08 | 0 | 0 | 0 | 0 | 0 | 0 |  | 1.425 | 0.60188 | 0.6019 | 1.425 | 0.60188 | 0.6019 | 0.00030988 | -101.6034 | 78.3983 | 0.00030852 | -101.6034 | 78.3982
Line12_13_15 | 0 | 0 | 0 | 0 | 0 | 0 | 0 | 0 | 0 | 0 | 0 | 0 | 7.4436e-09 | -7.2366e-08 | 6.9667e-08 | -7.4442e-09 | 4.8905e-08 | -4.6205e-08 | -1.7011e-07 | 1.2468e-08 | -1.0275e-08 | 1.1341e-07 | -7.6504e-09 | 5.4581e-09 | 0 | 0 | 0 | 0 | 0 | 0 |  | 1.425 | 0.60188 | 0.6019 | 1.425 | 0.60188 | 0.6019 | 0.00030852 | -101.6034 | 78.3982 | 0.00030776 | -101.6034 | 78.3982
Line13_13_14 | 0 | 0 | 0 | 0 | 0 | 0 | 0 | 0 | 0 | 0 | 0 | 0 | 2.4812e-09 | -2.4122e-08 | 2.3222e-08 | -2.4818e-09 | 6.6111e-10 | 2.3944e-10 | -5.6704e-08 | 4.156e-09 | -3.4251e-09 | 2.6616e-14 | 6.6166e-10 | -1.392e-09 | 0 | 0 | 0 | 0 | 0 | 0 |  | 1.425 | 0.60188 | 0.6019 | 1.425 | 0.60188 | 0.6019 | 0.00030852 | -101.6034 | 78.3982 | 0.00030836 | -101.6034 | 78.3982
Line14_15_16 | 0 | 0 | 0 | 0 | 0 | 0 | 0 | 0 | 0 | 0 | 0 | 0 | 4.9624e-09 | -4.8244e-08 | 4.6444e-08 | -4.963e-09 | 2.4783e-08 | -2.2983e-08 | -1.1341e-07 | 8.3121e-09 | -6.8501e-09 | 5.6704e-08 | -3.4944e-09 | 2.033e-09 | 0 | 0 | 0 | 0 | 0 | 0 |  | 1.425 | 0.60188 | 0.6019 | 1.425 | 0.60188 | 0.6019 | 0.00030776 | -101.6034 | 78.3982 | 0.0003073 | -101.6034 | 78.3982
Line15_16_17 | 0 | 0 | 0 | 0 | 0 | 0 | 0 | 0 | 0 | 0 | 0 | 0 | 2.4812e-09 | -2.4122e-08 | 2.3222e-08 | -2.4818e-09 | 6.6111e-10 | 2.3944e-10 | -5.6704e-08 | 4.156e-09 | -3.4251e-09 | 2.6775e-14 | 6.6166e-10 | -1.392e-09 | 0 | 0 | 0 | 0 | 0 | 0 |  | 1.425 | 0.60188 | 0.6019 | 1.425 | 0.60188 | 0.6019 | 0.0003073 | -101.6034 | 78.3982 | 0.00030714 | -101.6034 | 78.3982
Line16_4_18 | 0 | 2.5068 | 2.5069 | 0 | 2.5068 | 2.5069 | 0 | 0.57892 | 0.57894 | 0 | 0.57892 | 0.57894 | 2.4816e-09 | 0.12065 | 0.12066 | -2.4817e-09 | -2.6355e-11 | 2.6664e-11 | -5.6704e-08 | 0.12568 | 0.12569 | 4.0335e-14 | -2.5382e-11 | 2.488e-11 | 0 | -147.773 | 32.2296 | 0 | 32.227 | -147.7704 |  | 1.425 | 0.30094 | 0.30095 | 1.425 | 0 | 0 | 0.00038853 | -101.6034 | 78.3983 | 0.0004616 | 0 | 0
Line17_5_19 | 0 | 0 | 0 | 0 | 0 | 0 | 0 | 0 | 0 | 0 | 0 | 0 | 2.4812e-09 | -2.4122e-08 | 2.3222e-08 | -2.4818e-09 | 6.6111e-10 | 2.3944e-10 | -5.6704e-08 | 4.1561e-09 | -3.4251e-09 | 2.7377e-14 | 6.6166e-10 | -1.392e-09 | 0 | 0 | 0 | 0 | 0 | 0 |  | 1.425 | 0.60188 | 0.6019 | 1.425 | 0.60188 | 0.6019 | 0.00031531 | -101.6034 | 78.3983 | 0.00031516 | -101.6034 | 78.3983
Line1_1_3 | 1.3798e-06 | 1.4088e-06 | 1.351e-06 | 1.2077e-06 | 1.2366e-06 | 1.179e-06 | 3.1865e-07 | 3.2535e-07 | 3.1199e-07 | 2.789e-07 | 2.8558e-07 | 2.7227e-07 | 1.985e-08 | -1.9298e-07 | 1.8578e-07 | -1.985e-08 | 1.6952e-07 | -1.6232e-07 | -4.5363e-07 | 3.3248e-08 | -2.74e-08 | 3.9693e-07 | -2.8431e-08 | 2.2583e-08 | 87.4948 | 88.1722 | 86.7884 | -92.8626 | -92.0826 | -93.6809 |  | 1.425 | 0.60188 | 0.6019 | 1.425 | 0.60188 | 0.6019 | 0.00031577 | -101.6034 | 78.3983 | 0.00031351 | -101.6034 | 78.3983
Line2_1_4 | 0 | 2.5068 | 2.5069 | 0 | 2.5068 | 2.5069 | 0 | 0.57892 | 0.57894 | 0 | 0.57892 | 0.57894 | 4.9628e-09 | 0.24131 | 0.24132 | -4.9633e-09 | -0.12065 | -0.12066 | -1.1341e-07 | 0.25136 | 0.25137 | 5.6704e-08 | -0.12568 | -0.12569 | 0 | -147.773 | 32.2296 | 0 | 32.227 | -147.7704 |  | 1.425 | 0.60188 | 0.6019 | 1.425 | 0.30094 | 0.30095 | 0.00031577 | -101.6034 | 78.3983 | 0.00038853 | -101.6034 | 78.3983
Line3_1_5 | 0 | 0 | 0 | 0 | 0 | 0 | 0 | 0 | 0 | 0 | 0 | 0 | 4.9624e-09 | -4.8244e-08 | 4.6444e-08 | -4.963e-09 | 2.4783e-08 | -2.2983e-08 | -1.1341e-07 | 8.3121e-09 | -6.8501e-09 | 5.6704e-08 | -3.4944e-09 | 2.033e-09 | 0 | 0 | 0 | 0 | 0 | 0 |  | 1.425 | 0.60188 | 0.6019 | 1.425 | 0.60188 | 0.6019 | 0.00031577 | -101.6034 | 78.3983 | 0.00031531 | -101.6034 | 78.3983
Line4_2_6 | 0 | 0 | 0 | 0 | 0 | 0 | 0 | 0 | 0 | 0 | 0 | 0 | 1.2406e-08 | -1.2061e-07 | 1.1611e-07 | -1.2407e-08 | 9.715e-08 | -9.2649e-08 | -2.8352e-07 | 2.078e-08 | -1.7125e-08 | 2.2682e-07 | -1.5963e-08 | 1.2308e-08 | 0 | 0 | 0 | 0 | 0 | 0 |  | 1.425 | 0.60188 | 0.6019 | 1.425 | 0.60188 | 0.6019 | 0.00031411 | -101.6034 | 78.3983 | 0.00031275 | -101.6034 | 78.3983
Line5_6_7 | 0 | 0 | 0 | 0 | 0 | 0 | 0 | 0 | 0 | 0 | 0 | 0 | 9.9248e-09 | -9.6489e-08 | 9.2889e-08 | -9.9254e-09 | 7.3028e-08 | -6.9427e-08 | -2.2682e-07 | 1.6624e-08 | -1.37e-08 | 1.7011e-07 | -1.1806e-08 | 8.8832e-09 | 0 | 0 | 0 | 0 | 0 | 0 |  | 1.425 | 0.60188 | 0.6019 | 1.425 | 0.60188 | 0.6019 | 0.00031275 | -101.6034 | 78.3983 | 0.00031169 | -101.6034 | 78.3983
Line6_7_8 | 0 | 0 | 0 | 0 | 0 | 0 | 0 | 0 | 0 | 0 | 0 | 0 | 7.4436e-09 | -7.2366e-08 | 6.9667e-08 | -7.4442e-09 | 4.8905e-08 | -4.6205e-08 | -1.7011e-07 | 1.2468e-08 | -1.0275e-08 | 1.1341e-07 | -7.6504e-09 | 5.4581e-09 | 0 | 0 | 0 | 0 | 0 | 0 |  | 1.425 | 0.60188 | 0.6019 | 1.425 | 0.60188 | 0.6019 | 0.00031169 | -101.6034 | 78.3983 | 0.00031093 | -101.6034 | 78.3983
Line7_8_9 | 0 | 0 | 0 | 0 | 0 | 0 | 0 | 0 | 0 | 0 | 0 | 0 | 2.4812e-09 | -2.4122e-08 | 2.3222e-08 | -2.4818e-09 | 6.6111e-10 | 2.3944e-10 | -5.6704e-08 | 4.156e-09 | -3.4251e-09 | 2.6723e-14 | 6.6166e-10 | -1.392e-09 | 0 | 0 | 0 | 0 | 0 | 0 |  | 1.425 | 0.60188 | 0.6019 | 1.425 | 0.60188 | 0.6019 | 0.00031093 | -101.6034 | 78.3983 | 0.00031077 | -101.6034 | 78.3983
Line8_8_10 | 0 | 0 | 0 | 0 | 0 | 0 | 0 | 0 | 0 | 0 | 0 | 0 | 2.4812e-09 | -2.4122e-08 | 2.3222e-08 | -2.4818e-09 | 6.6111e-10 | 2.3944e-10 | -5.6704e-08 | 4.156e-09 | -3.4251e-09 | 2.7039e-14 | 6.6166e-10 | -1.392e-09 | 0 | 0 | 0 | 0 | 0 | 0 |  | 1.425 | 0.60188 | 0.6019 | 1.425 | 0.60188 | 0.6019 | 0.00031093 | -101.6034 | 78.3983 | 0.00031077 | -101.6034 | 78.3983
Line9_3_11 | 1.2073e-06 | 1.2327e-06 | 1.1821e-06 | 1.0352e-06 | 1.0605e-06 | 1.0101e-06 | 2.7882e-07 | 2.8468e-07 | 2.7299e-07 | 2.3907e-07 | 2.4491e-07 | 2.3327e-07 | 1.7368e-08 | -1.6886e-07 | 1.6256e-07 | -1.7369e-08 | 1.4539e-07 | -1.3909e-07 | -3.9693e-07 | 2.9092e-08 | -2.3975e-08 | 3.4022e-07 | -2.4275e-08 | 1.9158e-08 | 87.4948 | 88.1722 | 86.7884 | -92.9222 | -92.1249 | -93.7593 |  | 1.425 | 0.60188 | 0.6019 | 1.425 | 0.60188 | 0.6019 | 0.00031351 | -101.6034 | 78.3983 | 0.00031154 | -101.6034 | 78.3983

## LLG_min_10
name | pf_ikss_a_from_ka | pf_ikss_b_from_ka | pf_ikss_c_from_ka | pf_ikss_a_to_ka | pf_ikss_b_to_ka | pf_ikss_c_to_ka | pf_skss_a_from_mw | pf_skss_b_from_mw | pf_skss_c_from_mw | pf_skss_a_to_mw | pf_skss_b_to_mw | pf_skss_c_to_mw | pf_p_a_from_mw | pf_p_b_from_mw | pf_p_c_from_mw | pf_p_a_to_mw | pf_p_b_to_mw | pf_p_c_to_mw | pf_q_a_from_mvar | pf_q_b_from_mvar | pf_q_c_from_mvar | pf_q_a_to_mvar | pf_q_b_to_mvar | pf_q_c_to_mvar | pf_ikss_a_from_degree | pf_ikss_b_from_degree | pf_ikss_c_from_degree | pf_ikss_a_to_degree | pf_ikss_b_to_degree | pf_ikss_c_to_degree | 3xI0 | pf_vm_a_from_pu | pf_vm_b_from_pu | pf_vm_c_from_pu | pf_vm_a_to_pu | pf_vm_b_to_pu | pf_vm_c_to_pu | pf_va_a_from_degree | pf_va_b_from_degree | pf_va_c_from_degree | pf_va_a_to_degree | pf_va_b_to_degree | pf_va_c_to_degree
Line0_1_2 | 0 | 1.001e-06 | 0 | 0 | 0 | 0 | 0 | 2.3117e-07 | 0 | 0 | 0 | 0 | 1.3361e-08 | -1.299e-07 | 1.2505e-07 | -1.3362e-08 | 1.0884e-07 | -1.04e-07 | -3.0535e-07 | 2.238e-08 | -1.8444e-08 | 2.5446e-07 | -1.8057e-08 | 1.4121e-08 | 0 | 88.1722 | 0 | 0 | 0 | 0 |  | 1.35 | 0.57021 | 0.57022 | 1.35 | 0.57021 | 0.57022 | 0.00031577 | -101.6034 | 78.3983 | 0.00031411 | -101.6034 | 78.3983
Line10_11_12 | 0 | 1.001e-06 | 0 | 0 | 0 | 0 | 0 | 2.3117e-07 | 0 | 0 | 0 | 0 | 1.3361e-08 | -1.299e-07 | 1.2505e-07 | -1.3362e-08 | 1.0884e-07 | -1.04e-07 | -3.0535e-07 | 2.238e-08 | -1.8444e-08 | 2.5446e-07 | -1.8057e-08 | 1.4121e-08 | 0 | 88.1722 | 0 | 0 | 0 | 0 |  | 1.35 | 0.57021 | 0.57022 | 1.35 | 0.57021 | 0.57022 | 0.00031154 | -101.6034 | 78.3983 | 0.00030988 | -101.6034 | 78.3983
Line11_12_13 | 0 | 0 | 0 | 0 | 0 | 0 | 0 | 0 | 0 | 0 | 0 | 0 | 1.1135e-08 | -1.0825e-07 | 1.0421e-07 | -1.1135e-08 | 8.7193e-08 | -8.3153e-08 | -2.5446e-07 | 1.865e-08 | -1.537e-08 | 2.0357e-07 | -1.4326e-08 | 1.1047e-08 | 0 | 0 | 0 | 0 | 0 | 0 |  | 1.35 | 0.57021 | 0.57022 | 1.35 | 0.57021 | 0.57022 | 0.00030988 | -101.6034 | 78.3983 | 0.00030852 | -101.6034 | 78.3982
Line12_13_15 | 0 | 0 | 0 | 0 | 0 | 0 | 0 | 0 | 0 | 0 | 0 | 0 | 6.6807e-09 | -6.4949e-08 | 6.2526e-08 | -6.6812e-09 | 4.3893e-08 | -4.1469e-08 | -1.5268e-07 | 1.119e-08 | -9.2221e-09 | 1.0178e-07 | -6.8663e-09 | 4.8987e-09 | 0 | 0 | 0 | 0 | 0 | 0 |  | 1.35 | 0.57021 | 0.57022 | 1.35 | 0.57021 | 0.57022 | 0.00030852 | -101.6034 | 78.3982 | 0.00030776 | -101.6034 | 78.3982
Line13_13_14 | 0 | 0 | 0 | 0 | 0 | 0 | 0 | 0 | 0 | 0 | 0 | 0 | 2.2269e-09 | -2.165e-08 | 2.0842e-08 | -2.2274e-09 | 5.9335e-10 | 2.149e-10 | -5.0892e-08 | 3.7301e-09 | -3.074e-09 | 2.3883e-14 | 5.9384e-10 | -1.2494e-09 | 0 | 0 | 0 | 0 | 0 | 0 |  | 1.35 | 0.57021 | 0.57022 | 1.35 | 0.57021 | 0.57022 | 0.00030852 | -101.6034 | 78.3982 | 0.00030836 | -101.6034 | 78.3982
Line14_15_16 | 0 | 0 | 0 | 0 | 0 | 0 | 0 | 0 | 0 | 0 | 0 | 0 | 4.4538e-09 | -4.33e-08 | 4.1684e-08 | -4.4543e-09 | 2.2243e-08 | -2.0627e-08 | -1.0178e-07 | 7.4601e-09 | -6.148e-09 | 5.0892e-08 | -3.1362e-09 | 1.8247e-09 | 0 | 0 | 0 | 0 | 0 | 0 |  | 1.35 | 0.57021 | 0.57022 | 1.35 | 0.57021 | 0.57022 | 0.00030776 | -101.6034 | 78.3982 | 0.0003073 | -101.6034 | 78.3982
Line15_16_17 | 0 | 0 | 0 | 0 | 0 | 0 | 0 | 0 | 0 | 0 | 0 | 0 | 2.2269e-09 | -2.165e-08 | 2.0842e-08 | -2.2274e-09 | 5.9335e-10 | 2.149e-10 | -5.0892e-08 | 3.7301e-09 | -3.074e-09 | 2.3931e-14 | 5.9384e-10 | -1.2494e-09 | 0 | 0 | 0 | 0 | 0 | 0 |  | 1.35 | 0.57021 | 0.57022 | 1.35 | 0.57021 | 0.57022 | 0.0003073 | -101.6034 | 78.3982 | 0.00030714 | -101.6034 | 78.3982
Line16_4_18 | 0 | 2.3749 | 2.3749 | 0 | 2.3749 | 2.3749 | 0 | 0.54845 | 0.54847 | 0 | 0.54845 | 0.54847 | 2.2272e-09 | 0.10829 | 0.10829 | -2.2274e-09 | -2.57e-11 | 2.5977e-11 | -5.0892e-08 | 0.1128 | 0.1128 | 3.6411e-14 | -2.4487e-11 | 2.4036e-11 | 0 | -147.773 | 32.2296 | 0 | 32.227 | -147.7704 |  | 1.35 | 0.2851 | 0.28511 | 1.35 | 0 | 0 | 0.00038853 | -101.6034 | 78.3983 | 0.0004616 | 0 | 0
Line17_5_19 | 0 | 0 | 0 | 0 | 0 | 0 | 0 | 0 | 0 | 0 | 0 | 0 | 2.2269e-09 | -2.165e-08 | 2.0842e-08 | -2.2274e-09 | 5.9336e-10 | 2.149e-10 | -5.0892e-08 | 3.7301e-09 | -3.074e-09 | 2.4318e-14 | 5.9384e-10 | -1.2494e-09 | 0 | 0 | 0 | 0 | 0 | 0 |  | 1.35 | 0.57021 | 0.57022 | 1.35 | 0.57021 | 0.57022 | 0.00031531 | -101.6034 | 78.3983 | 0.00031516 | -101.6034 | 78.3983
Line1_1_3 | 1.3072e-06 | 1.3346e-06 | 1.2799e-06 | 1.1441e-06 | 1.1715e-06 | 1.1169e-06 | 3.0188e-07 | 3.0822e-07 | 2.9557e-07 | 2.6422e-07 | 2.7055e-07 | 2.5794e-07 | 1.7815e-08 | -1.732e-07 | 1.6674e-07 | -1.7816e-08 | 1.5214e-07 | -1.4568e-07 | -4.0714e-07 | 2.9841e-08 | -2.4592e-08 | 3.5625e-07 | -2.5517e-08 | 2.0269e-08 | 87.4948 | 88.1722 | 86.7884 | -92.8626 | -92.0826 | -93.6809 |  | 1.35 | 0.57021 | 0.57022 | 1.35 | 0.57021 | 0.57022 | 0.00031577 | -101.6034 | 78.3983 | 0.00031351 | -101.6034 | 78.3983
Line2_1_4 | 0 | 2.3749 | 2.3749 | 0 | 2.3749 | 2.3749 | 0 | 0.54845 | 0.54847 | 0 | 0.54845 | 0.54847 | 4.4541e-09 | 0.21657 | 0.21659 | -4.4546e-09 | -0.10829 | -0.10829 | -1.0178e-07 | 0.2256 | 0.22561 | 5.0893e-08 | -0.1128 | -0.1128 | 0 | -147.773 | 32.2296 | 0 | 32.227 | -147.7704 |  | 1.35 | 0.57021 | 0.57022 | 1.35 | 0.2851 | 0.28511 | 0.00031577 | -101.6034 | 78.3983 | 0.00038853 | -101.6034 | 78.3983
Line3_1_5 | 0 | 0 | 0 | 0 | 0 | 0 | 0 | 0 | 0 | 0 | 0 | 0 | 4.4538e-09 | -4.33e-08 | 4.1684e-08 | -4.4543e-09 | 2.2243e-08 | -2.0627e-08 | -1.0178e-07 | 7.4602e-09 | -6.148e-09 | 5.0892e-08 | -3.1362e-09 | 1.8247e-09 | 0 | 0 | 0 | 0 | 0 | 0 |  | 1.35 | 0.57021 | 0.57022 | 1.35 | 0.57021 | 0.57022 | 0.00031577 | -101.6034 | 78.3983 | 0.00031531 | -101.6034 | 78.3983
Line4_2_6 | 0 | 0 | 0 | 0 | 0 | 0 | 0 | 0 | 0 | 0 | 0 | 0 | 1.1134e-08 | -1.0825e-07 | 1.0421e-07 | -1.1135e-08 | 8.7193e-08 | -8.3153e-08 | -2.5446e-07 | 1.865e-08 | -1.537e-08 | 2.0357e-07 | -1.4326e-08 | 1.1047e-08 | 0 | 0 | 0 | 0 | 0 | 0 |  | 1.35 | 0.57021 | 0.57022 | 1.35 | 0.57021 | 0.57022 | 0.00031411 | -101.6034 | 78.3983 | 0.00031275 | -101.6034 | 78.3983
Line5_6_7 | 0 | 0 | 0 | 0 | 0 | 0 | 0 | 0 | 0 | 0 | 0 | 0 | 8.9076e-09 | -8.6599e-08 | 8.3368e-08 | -8.9081e-09 | 6.5543e-08 | -6.2311e-08 | -2.0357e-07 | 1.492e-08 | -1.2296e-08 | 1.5268e-07 | -1.0596e-08 | 7.9727e-09 | 0 | 0 | 0 | 0 | 0 | 0 |  | 1.35 | 0.57021 | 0.57022 | 1.35 | 0.57021 | 0.57022 | 0.00031275 | -101.6034 | 78.3983 | 0.00031169 | -101.6034 | 78.3983
Line6_7_8 | 0 | 0 | 0 | 0 | 0 | 0 | 0 | 0 | 0 | 0 | 0 | 0 | 6.6807e-09 | -6.4949e-08 | 6.2526e-08 | -6.6812e-09 | 4.3893e-08 | -4.1469e-08 | -1.5268e-07 | 1.119e-08 | -9.2221e-09 | 1.0178e-07 | -6.8663e-09 | 4.8987e-09 | 0 | 0 | 0 | 0 | 0 | 0 |  | 1.35 | 0.57021 | 0.57022 | 1.35 | 0.57021 | 0.57022 | 0.00031169 | -101.6034 | 78.3983 | 0.00031093 | -101.6034 | 78.3983
Line7_8_9 | 0 | 0 | 0 | 0 | 0 | 0 | 0 | 0 | 0 | 0 | 0 | 0 | 2.2269e-09 | -2.165e-08 | 2.0842e-08 | -2.2274e-09 | 5.9336e-10 | 2.149e-10 | -5.0892e-08 | 3.7301e-09 | -3.074e-09 | 2.4389e-14 | 5.9384e-10 | -1.2494e-09 | 0 | 0 | 0 | 0 | 0 | 0 |  | 1.35 | 0.57021 | 0.57022 | 1.35 | 0.57021 | 0.57022 | 0.00031093 | -101.6034 | 78.3983 | 0.00031077 | -101.6034 | 78.3983
Line8_8_10 | 0 | 0 | 0 | 0 | 0 | 0 | 0 | 0 | 0 | 0 | 0 | 0 | 2.2269e-09 | -2.165e-08 | 2.0842e-08 | -2.2274e-09 | 5.9335e-10 | 2.149e-10 | -5.0892e-08 | 3.7301e-09 | -3.074e-09 | 2.4489e-14 | 5.9384e-10 | -1.2494e-09 | 0 | 0 | 0 | 0 | 0 | 0 |  | 1.35 | 0.57021 | 0.57022 | 1.35 | 0.57021 | 0.57022 | 0.00031093 | -101.6034 | 78.3983 | 0.00031077 | -101.6034 | 78.3983
Line9_3_11 | 1.1438e-06 | 1.1678e-06 | 1.1199e-06 | 0 | 1.0047e-06 | 0 | 2.6414e-07 | 2.6969e-07 | 2.5863e-07 | 0 | 2.3202e-07 | 0 | 1.5588e-08 | -1.5155e-07 | 1.4589e-07 | -1.5589e-08 | 1.3049e-07 | -1.2484e-07 | -3.5625e-07 | 2.6111e-08 | -2.1518e-08 | 3.0535e-07 | -2.1787e-08 | 1.7195e-08 | 87.4948 | 88.1722 | 86.7884 | 0 | -92.1249 | 0 |  | 1.35 | 0.57021 | 0.57022 | 1.35 | 0.57021 | 0.57022 | 0.00031351 | -101.6034 | 78.3983 | 0.00031154 | -101.6034 | 78.3983

## LLG_min_fault_6
name | pf_ikss_a_from_ka | pf_ikss_b_from_ka | pf_ikss_c_from_ka | pf_ikss_a_to_ka | pf_ikss_b_to_ka | pf_ikss_c_to_ka | pf_skss_a_from_mw | pf_skss_b_from_mw | pf_skss_c_from_mw | pf_skss_a_to_mw | pf_skss_b_to_mw | pf_skss_c_to_mw | pf_p_a_from_mw | pf_p_b_from_mw | pf_p_c_from_mw | pf_p_a_to_mw | pf_p_b_to_mw | pf_p_c_to_mw | pf_q_a_from_mvar | pf_q_b_from_mvar | pf_q_c_from_mvar | pf_q_a_to_mvar | pf_q_b_to_mvar | pf_q_c_to_mvar | pf_ikss_a_from_degree | pf_ikss_b_from_degree | pf_ikss_c_from_degree | pf_ikss_a_to_degree | pf_ikss_b_to_degree | pf_ikss_c_to_degree | 3xI0 | pf_vm_a_from_pu | pf_vm_b_from_pu | pf_vm_c_from_pu | pf_vm_a_to_pu | pf_vm_b_to_pu | pf_vm_c_to_pu | pf_va_a_from_degree | pf_va_b_from_degree | pf_va_c_from_degree | pf_va_a_to_degree | pf_va_b_to_degree | pf_va_c_to_degree
Line0_1_2 | 1.0317e-06 | 1.0319e-06 | 1.0315e-06 | 0 | 0 | 0 | 2.3827e-07 | 2.3831e-07 | 2.3822e-07 | 0 | 0 | 0 | 1.4152e-08 | -1.9509e-07 | 1.9566e-07 | -1.4265e-08 | 1.6259e-07 | -1.6305e-07 | -3.3889e-07 | -7.1466e-09 | 7.9247e-09 | 2.8241e-07 | 7.3725e-09 | -8.0367e-09 | 87.6659 | 87.6758 | 87.6559 | 0 | 0 | 0 |  | 1.4236 | 0.81918 | 0.82201 | 1.4236 | 0.81918 | 0.82201 | 0.057237 | -90.2262 | 89.9753 | 0.057236 | -90.2262 | 89.9753
Line10_11_12 | 1.0317e-06 | 1.0319e-06 | 1.0315e-06 | 0 | 0 | 0 | 2.3827e-07 | 2.3831e-07 | 2.3822e-07 | 0 | 0 | 0 | 1.4152e-08 | -1.9509e-07 | 1.9566e-07 | -1.4265e-08 | 1.6259e-07 | -1.6305e-07 | -3.3889e-07 | -7.1467e-09 | 7.9247e-09 | 2.8241e-07 | 7.3726e-09 | -8.0367e-09 | 87.6659 | 87.6758 | 87.6559 | 0 | 0 | 0 |  | 1.4236 | 0.81918 | 0.82201 | 1.4236 | 0.81918 | 0.82201 | 0.057233 | -90.2262 | 89.9753 | 0.057232 | -90.2262 | 89.9753
Line11_12_13 | 0 | 0 | 0 | 0 | 0 | 0 | 0 | 0 | 0 | 0 | 0 | 0 | 1.1793e-08 | -1.6257e-07 | 1.6305e-07 | -1.1907e-08 | 1.3007e-07 | -1.3044e-07 | -2.8241e-07 | -5.9556e-09 | 6.6039e-09 | 2.2593e-07 | 6.1815e-09 | -6.7159e-09 | 0 | 0 | 0 | 0 | 0 | 0 |  | 1.4236 | 0.81918 | 0.82201 | 1.4236 | 0.81918 | 0.82201 | 0.057232 | -90.2262 | 89.9753 | 0.05723 | -90.2262 | 89.9753
Line12_13_15 | 0 | 0 | 0 | 0 | 0 | 0 | 0 | 0 | 0 | 0 | 0 | 0 | 7.0761e-09 | -9.7544e-08 | 9.783e-08 | -7.1892e-09 | 6.5045e-08 | -6.5218e-08 | -1.6944e-07 | -3.5734e-09 | 3.9624e-09 | 1.1297e-07 | 3.7992e-09 | -4.0743e-09 | 0 | 0 | 0 | 0 | 0 | 0 |  | 1.4236 | 0.81918 | 0.82201 | 1.4236 | 0.81918 | 0.82201 | 0.05723 | -90.2262 | 89.9753 | 0.057229 | -90.2262 | 89.9753
Line13_13_14 | 0 | 0 | 0 | 0 | 0 | 0 | 0 | 0 | 0 | 0 | 0 | 0 | 2.3587e-09 | -3.2515e-08 | 3.261e-08 | -2.4718e-09 | 1.6267e-11 | 1.5246e-12 | -5.6481e-08 | -1.1911e-09 | 1.3208e-09 | 4.9532e-12 | 1.417e-09 | -1.4327e-09 | 0 | 0 | 0 | 0 | 0 | 0 |  | 1.4236 | 0.81918 | 0.82201 | 1.4236 | 0.81918 | 0.82201 | 0.05723 | -90.2262 | 89.9753 | 0.05723 | -90.2262 | 89.9753
Line14_15_16 | 0 | 0 | 0 | 0 | 0 | 0 | 0 | 0 | 0 | 0 | 0 | 0 | 4.7174e-09 | -6.5029e-08 | 6.522e-08 | -4.8305e-09 | 3.2531e-08 | -3.2608e-08 | -1.1296e-07 | -2.3822e-09 | 2.6416e-09 | 5.6486e-08 | 2.6081e-09 | -2.7535e-09 | 0 | 0 | 0 | 0 | 0 | 0 |  | 1.4236 | 0.81918 | 0.82201 | 1.4236 | 0.81918 | 0.82201 | 0.057229 | -90.2262 | 89.9753 | 0.057229 | -90.2262 | 89.9753
Line15_16_17 | 0 | 0 | 0 | 0 | 0 | 0 | 0 | 0 | 0 | 0 | 0 | 0 | 2.3587e-09 | -3.2515e-08 | 3.261e-08 | -2.4718e-09 | 1.6267e-11 | 1.5247e-12 | -5.6481e-08 | -1.1911e-09 | 1.3208e-09 | 4.953e-12 | 1.417e-09 | -1.4327e-09 | 0 | 0 | 0 | 0 | 0 | 0 |  | 1.4236 | 0.81918 | 0.82201 | 1.4236 | 0.81918 | 0.82201 | 0.057229 | -90.2262 | 89.9753 | 0.057229 | -90.2262 | 89.9753
Line16_4_18 | 0 | 0.026546 | 0.026638 | 0 | 0.026546 | 0.026638 | 0 | 0.0061305 | 0.0061518 | 0 | 0.0061305 | 0.0061518 | 2.359e-09 | 0.0035369 | 0.0035616 | -2.4718e-09 | -0.0035234 | -0.0035479 | -5.6482e-08 | 0.0035375 | 0.0035621 | 4.9667e-12 | -0.0035234 | -0.003548 | 0 | -135.2358 | 44.9667 | 0 | 44.7645 | -135.0335 |  | 1.4236 | 0.81599 | 0.81882 | 1.4236 | 0.8128 | 0.81562 | 0.05731 | -90.2308 | 89.9709 | 0.057383 | -90.2355 | 89.9665
Line17_5_19 | 0 | 0 | 0 | 0 | 0 | 0 | 0 | 0 | 0 | 0 | 0 | 0 | 2.3587e-09 | -3.2515e-08 | 3.261e-08 | -2.4718e-09 | 1.6268e-11 | 1.5244e-12 | -5.6481e-08 | -1.1911e-09 | 1.3208e-09 | 4.9536e-12 | 1.417e-09 | -1.4327e-09 | 0 | 0 | 0 | 0 | 0 | 0 |  | 1.4236 | 0.81918 | 0.82201 | 1.4236 | 0.81918 | 0.82201 | 0.057237 | -90.2262 | 89.9753 | 0.057237 | -90.2262 | 89.9753
Line1_1_3 | 1.3756e-06 | 1.3759e-06 | 1.3754e-06 | 1.204e-06 | 1.2043e-06 | 1.2038e-06 | 3.1769e-07 | 3.1775e-07 | 3.1763e-07 | 2.7806e-07 | 2.7812e-07 | 2.78e-07 | 1.887e-08 | -2.6012e-07 | 2.6088e-07 | -1.8983e-08 | 2.2762e-07 | -2.2827e-07 | -4.5185e-07 | -9.5289e-09 | 1.0566e-08 | 3.9537e-07 | 9.7548e-09 | -1.0678e-08 | 87.6659 | 87.6758 | 87.6559 | -92.6915 | -92.6801 | -92.703 |  | 1.4236 | 0.81918 | 0.82201 | 1.4236 | 0.81918 | 0.82201 | 0.057237 | -90.2262 | 89.9753 | 0.057235 | -90.2262 | 89.9753
Line2_1_4 | 0 | 0.026546 | 0.026638 | 0 | 0.026546 | 0.026638 | 0 | 0.0061305 | 0.0061519 | 0 | 0.0061305 | 0.0061518 | 4.7178e-09 | 0.0035504 | 0.0035753 | -4.8308e-09 | -0.0035369 | -0.0035616 | -1.1296e-07 | 0.0035517 | 0.0035763 | 5.6487e-08 | -0.0035375 | -0.0035621 | 0 | -135.2361 | 44.967 | 0 | 44.7642 | -135.0333 |  | 1.4236 | 0.81918 | 0.82201 | 1.4236 | 0.81599 | 0.81882 | 0.057237 | -90.2262 | 89.9753 | 0.05731 | -90.2308 | 89.9709
Line3_1_5 | 0 | 0 | 0 | 0 | 0 | 0 | 0 | 0 | 0 | 0 | 0 | 0 | 4.7173e-09 | -6.5029e-08 | 6.522e-08 | -4.8305e-09 | 3.2531e-08 | -3.2608e-08 | -1.1296e-07 | -2.3822e-09 | 2.6416e-09 | 5.6486e-08 | 2.6081e-09 | -2.7535e-09 | 0 | 0 | 0 | 0 | 0 | 0 |  | 1.4236 | 0.81918 | 0.82201 | 1.4236 | 0.81918 | 0.82201 | 0.057237 | -90.2262 | 89.9753 | 0.057237 | -90.2262 | 89.9753
Line4_2_6 | 0 | 0 | 0 | 0 | 0 | 0 | 0 | 0 | 0 | 0 | 0 | 0 | 1.1793e-08 | -1.6257e-07 | 1.6305e-07 | -1.1907e-08 | 1.3007e-07 | -1.3044e-07 | -2.8241e-07 | -5.9555e-09 | 6.6039e-09 | 2.2593e-07 | 6.1814e-09 | -6.7159e-09 | 0 | 0 | 0 | 0 | 0 | 0 |  | 1.4236 | 0.81918 | 0.82201 | 1.4236 | 0.81918 | 0.82201 | 0.057236 | -90.2262 | 89.9753 | 0.057234 | -90.2262 | 89.9753
Line5_6_7 | 0 | 0 | 0 | 0 | 0 | 0 | 0 | 0 | 0 | 0 | 0 | 0 | 9.4347e-09 | -1.3006e-07 | 1.3044e-07 | -9.5479e-09 | 9.756e-08 | -9.7828e-08 | -2.2593e-07 | -4.7644e-09 | 5.2831e-09 | 1.6945e-07 | 4.9903e-09 | -5.3951e-09 | 0 | 0 | 0 | 0 | 0 | 0 |  | 1.4236 | 0.81918 | 0.82201 | 1.4236 | 0.81918 | 0.82201 | 0.057234 | -90.2262 | 89.9753 | 0.057233 | -90.2262 | 89.9753
Line6_7_8 | 0 | 0 | 0 | 0 | 0 | 0 | 0 | 0 | 0 | 0 | 0 | 0 | 7.0761e-09 | -9.7544e-08 | 9.783e-08 | -7.1892e-09 | 6.5045e-08 | -6.5218e-08 | -1.6944e-07 | -3.5733e-09 | 3.9624e-09 | 1.1297e-07 | 3.7992e-09 | -4.0743e-09 | 0 | 0 | 0 | 0 | 0 | 0 |  | 1.4236 | 0.81918 | 0.82201 | 1.4236 | 0.81918 | 0.82201 | 0.057233 | -90.2262 | 89.9753 | 0.057233 | -90.2262 | 89.9753
Line7_8_9 | 0 | 0 | 0 | 0 | 0 | 0 | 0 | 0 | 0 | 0 | 0 | 0 | 2.3587e-09 | -3.2515e-08 | 3.261e-08 | -2.4718e-09 | 1.6268e-11 | 1.5242e-12 | -5.6481e-08 | -1.1911e-09 | 1.3208e-09 | 4.9537e-12 | 1.417e-09 | -1.4327e-09 | 0 | 0 | 0 | 0 | 0 | 0 |  | 1.4236 | 0.81918 | 0.82201 | 1.4236 | 0.81918 | 0.82201 | 0.057233 | -90.2262 | 89.9753 | 0.057232 | -90.2262 | 89.9753
Line8_8_10 | 0 | 0 | 0 | 0 | 0 | 0 | 0 | 0 | 0 | 0 | 0 | 0 | 2.3587e-09 | -3.2515e-08 | 3.261e-08 | -2.4718e-09 | 1.6268e-11 | 1.5243e-12 | -5.6481e-08 | -1.1911e-09 | 1.3208e-09 | 4.9539e-12 | 1.417e-09 | -1.4327e-09 | 0 | 0 | 0 | 0 | 0 | 0 |  | 1.4236 | 0.81918 | 0.82201 | 1.4236 | 0.81918 | 0.82201 | 0.057233 | -90.2262 | 89.9753 | 0.057232 | -90.2262 | 89.9753
Line9_3_11 | 1.2037e-06 | 1.2039e-06 | 1.2034e-06 | 1.0321e-06 | 1.0323e-06 | 1.0318e-06 | 2.7798e-07 | 2.7803e-07 | 2.7792e-07 | 2.3835e-07 | 2.384e-07 | 2.383e-07 | 1.6511e-08 | -2.276e-07 | 2.2827e-07 | -1.6624e-08 | 1.951e-07 | -1.9566e-07 | -3.9537e-07 | -8.3378e-09 | 9.2455e-09 | 3.3889e-07 | 8.5637e-09 | -9.3575e-09 | 87.6659 | 87.6758 | 87.6559 | -92.7511 | -92.7394 | -92.7628 |  | 1.4236 | 0.81918 | 0.82201 | 1.4236 | 0.81918 | 0.82201 | 0.057235 | -90.2262 | 89.9753 | 0.057233 | -90.2262 | 89.9753

## LLG_min_fault_10
name | pf_ikss_a_from_ka | pf_ikss_b_from_ka | pf_ikss_c_from_ka | pf_ikss_a_to_ka | pf_ikss_b_to_ka | pf_ikss_c_to_ka | pf_skss_a_from_mw | pf_skss_b_from_mw | pf_skss_c_from_mw | pf_skss_a_to_mw | pf_skss_b_to_mw | pf_skss_c_to_mw | pf_p_a_from_mw | pf_p_b_from_mw | pf_p_c_from_mw | pf_p_a_to_mw | pf_p_b_to_mw | pf_p_c_to_mw | pf_q_a_from_mvar | pf_q_b_from_mvar | pf_q_c_from_mvar | pf_q_a_to_mvar | pf_q_b_to_mvar | pf_q_c_to_mvar | pf_ikss_a_from_degree | pf_ikss_b_from_degree | pf_ikss_c_from_degree | pf_ikss_a_to_degree | pf_ikss_b_to_degree | pf_ikss_c_to_degree | 3xI0 | pf_vm_a_from_pu | pf_vm_b_from_pu | pf_vm_c_from_pu | pf_vm_a_to_pu | pf_vm_b_to_pu | pf_vm_c_to_pu | pf_va_a_from_degree | pf_va_b_from_degree | pf_va_c_from_degree | pf_va_a_to_degree | pf_va_b_to_degree | pf_va_c_to_degree
Line0_1_2 | 0 | 0 | 0 | 0 | 0 | 0 | 0 | 0 | 0 | 0 | 0 | 0 | 1.2702e-08 | -1.7509e-07 | 1.7561e-07 | -1.2803e-08 | 1.4592e-07 | -1.4634e-07 | -3.0415e-07 | -6.4142e-09 | 7.1125e-09 | 2.5347e-07 | 6.6169e-09 | -7.213e-09 | 0 | 0 | 0 | 0 | 0 | 0 |  | 1.3486 | 0.77606 | 0.77875 | 1.3486 | 0.77606 | 0.77875 | 0.057237 | -90.2262 | 89.9753 | 0.057236 | -90.2262 | 89.9753
Line10_11_12 | 0 | 0 | 0 | 0 | 0 | 0 | 0 | 0 | 0 | 0 | 0 | 0 | 1.2702e-08 | -1.7509e-07 | 1.7561e-07 | -1.2803e-08 | 1.4592e-07 | -1.4634e-07 | -3.0415e-07 | -6.4142e-09 | 7.1125e-09 | 2.5347e-07 | 6.6169e-09 | -7.213e-09 | 0 | 0 | 0 | 0 | 0 | 0 |  | 1.3486 | 0.77606 | 0.77875 | 1.3486 | 0.77606 | 0.77875 | 0.057233 | -90.2262 | 89.9753 | 0.057232 | -90.2262 | 89.9753
Line11_12_13 | 0 | 0 | 0 | 0 | 0 | 0 | 0 | 0 | 0 | 0 | 0 | 0 | 1.0585e-08 | -1.4591e-07 | 1.4634e-07 | -1.0686e-08 | 1.1674e-07 | -1.1707e-07 | -2.5346e-07 | -5.3452e-09 | 5.9271e-09 | 2.0277e-07 | 5.5479e-09 | -6.0276e-09 | 0 | 0 | 0 | 0 | 0 | 0 |  | 1.3486 | 0.77606 | 0.77875 | 1.3486 | 0.77606 | 0.77875 | 0.057232 | -90.2262 | 89.9753 | 0.05723 | -90.2262 | 89.9753
Line12_13_15 | 0 | 0 | 0 | 0 | 0 | 0 | 0 | 0 | 0 | 0 | 0 | 0 | 6.3508e-09 | -8.7546e-08 | 8.7803e-08 | -6.4524e-09 | 5.8379e-08 | -5.8534e-08 | -1.5208e-07 | -3.2071e-09 | 3.5562e-09 | 1.0139e-07 | 3.4098e-09 | -3.6567e-09 | 0 | 0 | 0 | 0 | 0 | 0 |  | 1.3486 | 0.77606 | 0.77875 | 1.3486 | 0.77606 | 0.77875 | 0.05723 | -90.2262 | 89.9753 | 0.057229 | -90.2262 | 89.9753
Line13_13_14 | 0 | 0 | 0 | 0 | 0 | 0 | 0 | 0 | 0 | 0 | 0 | 0 | 2.1169e-09 | -2.9182e-08 | 2.9268e-08 | -2.2185e-09 | 1.46e-11 | 1.3684e-12 | -5.0692e-08 | -1.069e-09 | 1.1854e-09 | 4.4454e-12 | 1.2717e-09 | -1.2859e-09 | 0 | 0 | 0 | 0 | 0 | 0 |  | 1.3486 | 0.77606 | 0.77875 | 1.3486 | 0.77606 | 0.77875 | 0.05723 | -90.2262 | 89.9753 | 0.05723 | -90.2262 | 89.9753
Line14_15_16 | 0 | 0 | 0 | 0 | 0 | 0 | 0 | 0 | 0 | 0 | 0 | 0 | 4.2339e-09 | -5.8364e-08 | 5.8535e-08 | -4.3354e-09 | 2.9197e-08 | -2.9266e-08 | -1.0138e-07 | -2.1381e-09 | 2.3708e-09 | 5.0697e-08 | 2.3408e-09 | -2.4713e-09 | 0 | 0 | 0 | 0 | 0 | 0 |  | 1.3486 | 0.77606 | 0.77875 | 1.3486 | 0.77606 | 0.77875 | 0.057229 | -90.2262 | 89.9753 | 0.057229 | -90.2262 | 89.9753
Line15_16_17 | 0 | 0 | 0 | 0 | 0 | 0 | 0 | 0 | 0 | 0 | 0 | 0 | 2.1169e-09 | -2.9182e-08 | 2.9268e-08 | -2.2185e-09 | 1.46e-11 | 1.3681e-12 | -5.0692e-08 | -1.069e-09 | 1.1854e-09 | 4.4459e-12 | 1.2717e-09 | -1.2859e-09 | 0 | 0 | 0 | 0 | 0 | 0 |  | 1.3486 | 0.77606 | 0.77875 | 1.3486 | 0.77606 | 0.77875 | 0.057229 | -90.2262 | 89.9753 | 0.057229 | -90.2262 | 89.9753
Line16_4_18 | 0 | 0.025149 | 0.025236 | 0 | 0.025149 | 0.025236 | 0 | 0.0058078 | 0.0058281 | 0 | 0.0058079 | 0.005828 | 2.1173e-09 | 0.0031744 | 0.0031966 | -2.2184e-09 | -0.0031623 | -0.0031843 | -5.0693e-08 | 0.003175 | 0.003197 | 4.4578e-12 | -0.0031623 | -0.0031843 | 0 | -135.2358 | 44.9667 | 0 | 44.7645 | -135.0335 |  | 1.3486 | 0.77304 | 0.77572 | 1.3486 | 0.77002 | 0.7727 | 0.05731 | -90.2308 | 89.9709 | 0.057383 | -90.2355 | 89.9665
Line17_5_19 | 0 | 0 | 0 | 0 | 0 | 0 | 0 | 0 | 0 | 0 | 0 | 0 | 2.1169e-09 | -2.9182e-08 | 2.9268e-08 | -2.2185e-09 | 1.46e-11 | 1.3681e-12 | -5.0692e-08 | -1.069e-09 | 1.1854e-09 | 4.4463e-12 | 1.2717e-09 | -1.2859e-09 | 0 | 0 | 0 | 0 | 0 | 0 |  | 1.3486 | 0.77606 | 0.77875 | 1.3486 | 0.77606 | 0.77875 | 0.057237 | -90.2262 | 89.9753 | 0.057237 | -90.2262 | 89.9753
Line1_1_3 | 1.3032e-06 | 1.3035e-06 | 1.303e-06 | 1.1407e-06 | 1.1409e-06 | 1.1404e-06 | 3.0097e-07 | 3.0102e-07 | 3.0091e-07 | 2.6342e-07 | 2.6348e-07 | 2.6337e-07 | 1.6936e-08 | -2.3346e-07 | 2.3414e-07 | -1.7037e-08 | 2.0429e-07 | -2.0487e-07 | -4.0554e-07 | -8.5522e-09 | 9.4833e-09 | 3.5485e-07 | 8.755e-09 | -9.5838e-09 | 87.6659 | 87.6758 | 87.6559 | -92.6915 | -92.6801 | -92.703 |  | 1.3486 | 0.77606 | 0.77875 | 1.3486 | 0.77606 | 0.77875 | 0.057237 | -90.2262 | 89.9753 | 0.057235 | -90.2262 | 89.9753
Line2_1_4 | 0 | 0.025149 | 0.025236 | 0 | 0.025149 | 0.025236 | 0 | 0.0058078 | 0.0058281 | 0 | 0.0058078 | 0.0058281 | 4.2342e-09 | 0.0031865 | 0.0032088 | -4.3357e-09 | -0.0031744 | -0.0031966 | -1.0139e-07 | 0.0031876 | 0.0032098 | 5.0697e-08 | -0.003175 | -0.003197 | 0 | -135.2361 | 44.967 | 0 | 44.7642 | -135.0333 |  | 1.3486 | 0.77606 | 0.77875 | 1.3486 | 0.77304 | 0.77572 | 0.057237 | -90.2262 | 89.9753 | 0.05731 | -90.2308 | 89.9709
Line3_1_5 | 0 | 0 | 0 | 0 | 0 | 0 | 0 | 0 | 0 | 0 | 0 | 0 | 4.2339e-09 | -5.8364e-08 | 5.8535e-08 | -4.3354e-09 | 2.9197e-08 | -2.9266e-08 | -1.0138e-07 | -2.138e-09 | 2.3708e-09 | 5.0697e-08 | 2.3408e-09 | -2.4713e-09 | 0 | 0 | 0 | 0 | 0 | 0 |  | 1.3486 | 0.77606 | 0.77875 | 1.3486 | 0.77606 | 0.77875 | 0.057237 | -90.2262 | 89.9753 | 0.057237 | -90.2262 | 89.9753
Line4_2_6 | 0 | 0 | 0 | 0 | 0 | 0 | 0 | 0 | 0 | 0 | 0 | 0 | 1.0585e-08 | -1.4591e-07 | 1.4634e-07 | -1.0686e-08 | 1.1674e-07 | -1.1707e-07 | -2.5346e-07 | -5.3451e-09 | 5.9271e-09 | 2.0277e-07 | 5.5479e-09 | -6.0275e-09 | 0 | 0 | 0 | 0 | 0 | 0 |  | 1.3486 | 0.77606 | 0.77875 | 1.3486 | 0.77606 | 0.77875 | 0.057236 | -90.2262 | 89.9753 | 0.057234 | -90.2262 | 89.9753
Line5_6_7 | 0 | 0 | 0 | 0 | 0 | 0 | 0 | 0 | 0 | 0 | 0 | 0 | 8.4677e-09 | -1.1673e-07 | 1.1707e-07 | -8.5693e-09 | 8.7561e-08 | -8.7802e-08 | -2.0277e-07 | -4.2761e-09 | 4.7417e-09 | 1.5208e-07 | 4.4788e-09 | -4.8421e-09 | 0 | 0 | 0 | 0 | 0 | 0 |  | 1.3486 | 0.77606 | 0.77875 | 1.3486 | 0.77606 | 0.77875 | 0.057234 | -90.2262 | 89.9753 | 0.057233 | -90.2262 | 89.9753
Line6_7_8 | 0 | 0 | 0 | 0 | 0 | 0 | 0 | 0 | 0 | 0 | 0 | 0 | 6.3508e-09 | -8.7546e-08 | 8.7803e-08 | -6.4523e-09 | 5.8379e-08 | -5.8534e-08 | -1.5208e-07 | -3.2071e-09 | 3.5562e-09 | 1.0139e-07 | 3.4098e-09 | -3.6567e-09 | 0 | 0 | 0 | 0 | 0 | 0 |  | 1.3486 | 0.77606 | 0.77875 | 1.3486 | 0.77606 | 0.77875 | 0.057233 | -90.2262 | 89.9753 | 0.057233 | -90.2262 | 89.9753
Line7_8_9 | 0 | 0 | 0 | 0 | 0 | 0 | 0 | 0 | 0 | 0 | 0 | 0 | 2.1169e-09 | -2.9182e-08 | 2.9268e-08 | -2.2185e-09 | 1.46e-11 | 1.3683e-12 | -5.0692e-08 | -1.069e-09 | 1.1854e-09 | 4.4461e-12 | 1.2717e-09 | -1.2859e-09 | 0 | 0 | 0 | 0 | 0 | 0 |  | 1.3486 | 0.77606 | 0.77875 | 1.3486 | 0.77606 | 0.77875 | 0.057233 | -90.2262 | 89.9753 | 0.057232 | -90.2262 | 89.9753
Line8_8_10 | 0 | 0 | 0 | 0 | 0 | 0 | 0 | 0 | 0 | 0 | 0 | 0 | 2.1169e-09 | -2.9182e-08 | 2.9268e-08 | -2.2185e-09 | 1.46e-11 | 1.3683e-12 | -5.0692e-08 | -1.069e-09 | 1.1854e-09 | 4.446e-12 | 1.2717e-09 | -1.2859e-09 | 0 | 0 | 0 | 0 | 0 | 0 |  | 1.3486 | 0.77606 | 0.77875 | 1.3486 | 0.77606 | 0.77875 | 0.057233 | -90.2262 | 89.9753 | 0.057232 | -90.2262 | 89.9753
Line9_3_11 | 1.1403e-06 | 1.1405e-06 | 1.1401e-06 | 0 | 0 | 0 | 2.6335e-07 | 2.634e-07 | 2.633e-07 | 0 | 0 | 0 | 1.4819e-08 | -2.0427e-07 | 2.0487e-07 | -1.492e-08 | 1.7511e-07 | -1.756e-07 | -3.5485e-07 | -7.4832e-09 | 8.2979e-09 | 3.0416e-07 | 7.686e-09 | -8.3984e-09 | 87.6659 | 87.6758 | 87.6559 | 0 | 0 | 0 |  | 1.3486 | 0.77606 | 0.77875 | 1.3486 | 0.77606 | 0.77875 | 0.057235 | -90.2262 | 89.9753 | 0.057233 | -90.2262 | 89.9753