## LLL_max_6
name | pf_ikss_from_ka | pf_ikss_to_ka | pf_ip_from_ka | pf_ip_to_ka | pf_skss_from_mw | pf_skss_to_mw | pf_p_from_mw | pf_p_to_mw | pf_q_from_mvar | pf_q_to_mvar | pf_ikss_from_degree | pf_ikss_to_degree | pf_vm_from_pu | pf_vm_to_pu | pf_va_from_degree | pf_va_to_degree
Line0_1_2 | 0.14434 | 0.14434 | 0 | 0 | 0.1 | 0.1 | -0.00048148 | 0.0011065 | -0.0057576 | 0.0070076 | 95.7106 | -84.2894 | 0.057777 | 0.070944 | 0.93043 | -3.2621
Line10_11_12 | 0.14434 | 0.14434 | 0 | 0 | 0.1 | 0.1 | -0.0017315 | 0.0023565 | -0.0082576 | 0.0095076 | 95.7106 | -84.2894 | 0.084372 | 0.097953 | -6.1317 | -8.2097
Line11_12_13 | 0.14434 | 0.14434 | 0 | 0 | 0.1 | 0.1 | -0.0023565 | 0.0029815 | -0.0095076 | 0.010758 | 95.7106 | -84.2894 | 0.097953 | 0.11163 | -8.2097 | -9.7801
Line12_13_15 | 0 | 0 | 0 | 0 | 0 | 0 | 0 | 0 | 0 | 0 | 0 | 0 | 0.11163 | 0.11163 | -9.7801 | -9.7801
Line13_13_14 | 0.14434 | 0.14434 | 0 | 0 | 0.1 | 0.1 | -0.0029815 | 0.0036065 | -0.010758 | 0.012008 | 95.7106 | -84.2894 | 0.11163 | 0.12538 | -9.7801 | -11.0069
Line14_15_16 | 0 | 0 | 0 | 0 | 0 | 0 | 0 | 0 | 0 | 0 | 0 | 0 | 0.11163 | 0.11163 | -9.7801 | -9.7801
Line15_16_17 | 0 | 0 | 0 | 0 | 0 | 0 | 0 | 0 | 0 | 0 | 0 | 0 | 0.11163 | 0.11163 | -9.7801 | -9.7801
Line16_4_18 | 0 | 0 | 0 | 0 | 0 | 0 | 0 | 0 | 0 | 0 | 0 | 0 | 0.070944 | 0.070944 | -3.2621 | -3.2621
Line17_5_19 | 0.14434 | 0.14434 | 0 | 0 | 0.1 | 0.1 | -0.0011065 | 0.0017315 | -0.0070076 | 0.0082576 | 95.7106 | -84.2894 | 0.070944 | 0.084372 | -3.2621 | -6.1317
Line1_1_3 | 0.14434 | 0.14434 | 0 | 0 | 0.1 | 0.1 | -0.00048148 | 0.0011065 | -0.0057576 | 0.0070076 | 95.7106 | -84.2894 | 0.057777 | 0.070944 | 0.93043 | -3.2621
Line2_1_4 | 0.14434 | 0.14434 | 0 | 0 | 0.1 | 0.1 | -0.00048148 | 0.0011065 | -0.0057576 | 0.0070076 | 95.7106 | -84.2894 | 0.057777 | 0.070944 | 0.93043 | -3.2621
Line3_1_5 | 0.14434 | 0.14434 | 0 | 0 | 0.1 | 0.1 | -0.00048148 | 0.0011065 | -0.0057576 | 0.0070076 | 95.7106 | -84.2894 | 0.057777 | 0.070944 | 0.93043 | -3.2621
Line4_2_6 | 0.14434 | 0.14434 | 0 | 0 | 0.1 | 0.1 | -0.0011065 | 0.0017315 | -0.0070076 | 0.0082576 | 95.7106 | -84.2894 | 0.070944 | 0.084372 | -3.2621 | -6.1317
Line5_6_7 | 0.14434 | 0.14434 | 0 | 0 | 0.1 | 0.1 | -0.0017315 | 0.0023565 | -0.0082576 | 0.0095076 | 95.7106 | -84.2894 | 0.084372 | 0.097953 | -6.1317 | -8.2097
Line6_7_8 | 0 | 0 | 0 | 0 | 0 | 0 | 0 | 0 | 0 | 0 | 0 | 0 | 0.097953 | 0.097953 | -8.2097 | -8.2097
Line7_8_9 | 0 | 0 | 0 | 0 | 0 | 0 | 0 | 0 | 0 | 0 | 0 | 0 | 0.097953 | 0.097953 | -8.2097 | -8.2097
Line8_8_10 | 0 | 0 | 0 | 0 | 0 | 0 | 0 | 0 | 0 | 0 | 0 | 0 | 0.097953 | 0.097953 | -8.2097 | -8.2097
Line9_3_11 | 0.14434 | 0.14434 | 0 | 0 | 0.1 | 0.1 | -0.0011065 | 0.0017315 | -0.0070076 | 0.0082576 | 95.7106 | -84.2894 | 0.070944 | 0.084372 | -3.2621 | -6.1317

## LLL_max_10
name | pf_ikss_from_ka | pf_ikss_to_ka | pf_ip_from_ka | pf_ip_to_ka | pf_skss_from_mw | pf_skss_to_mw | pf_p_from_mw | pf_p_to_mw | pf_q_from_mvar | pf_q_to_mvar | pf_ikss_from_degree | pf_ikss_to_degree | pf_vm_from_pu | pf_vm_to_pu | pf_va_from_degree | pf_va_to_degree
Line0_1_2 | 0.14434 | 0.14434 | 0 | 0 | 0.1 | 0.1 | -0.00050441 | 0.0011294 | -0.0060318 | 0.0072818 | 95.7106 | -84.2894 | 0.060529 | 0.073689 | 0.93043 | -3.1057
Line10_11_12 | 0.14434 | 0.14434 | 0 | 0 | 0.1 | 0.1 | -0.0017544 | 0.0023794 | -0.0085318 | 0.0097818 | 95.7106 | -84.2894 | 0.087103 | 0.10067 | -5.9092 | -7.9609
Line11_12_13 | 0.14434 | 0.14434 | 0 | 0 | 0.1 | 0.1 | -0.0023794 | 0.0030044 | -0.0097818 | 0.011032 | 95.7106 | -84.2894 | 0.10067 | 0.11434 | -7.9609 | -9.5239
Line12_13_15 | 0 | 0 | 0 | 0 | 0 | 0 | 0 | 0 | 0 | 0 | 0 | 0 | 0.11434 | 0.11434 | -9.5239 | -9.5238
Line13_13_14 | 0.14434 | 0.14434 | 0 | 0 | 0.1 | 0.1 | -0.0030044 | 0.0036294 | -0.011032 | 0.012282 | 95.7106 | -84.2894 | 0.11434 | 0.12807 | -9.5239 | -10.7523
Line14_15_16 | 0 | 0 | 0 | 0 | 0 | 0 | 0 | 0 | 0 | 0 | 0 | 0 | 0.11434 | 0.11434 | -9.5238 | -9.5238
Line15_16_17 | 0 | 0 | 0 | 0 | 0 | 0 | 0 | 0 | 0 | 0 | 0 | 0 | 0.11434 | 0.11434 | -9.5238 | -9.5238
Line16_4_18 | 0 | 0 | 0 | 0 | 0 | 0 | 0 | 0 | 0 | 0 | 0 | 0 | 0.073689 | 0.073689 | -3.1057 | -3.1057
Line17_5_19 | 0.14434 | 0.14434 | 0 | 0 | 0.1 | 0.1 | -0.0011294 | 0.0017544 | -0.0072818 | 0.0085318 | 95.7106 | -84.2894 | 0.073689 | 0.087103 | -3.1057 | -5.9092
Line1_1_3 | 0.14434 | 0.14434 | 0 | 0 | 0.1 | 0.1 | -0.00050441 | 0.0011294 | -0.0060318 | 0.0072818 | 95.7106 | -84.2894 | 0.060529 | 0.073689 | 0.93043 | -3.1057
Line2_1_4 | 0.14434 | 0.14434 | 0 | 0 | 0.1 | 0.1 | -0.0005044 | 0.0011294 | -0.0060318 | 0.0072818 | 95.7106 | -84.2894 | 0.060529 | 0.073689 | 0.93043 | -3.1057
Line3_1_5 | 0.14434 | 0.14434 | 0 | 0 | 0.1 | 0.1 | -0.0005044 | 0.0011294 | -0.0060318 | 0.0072818 | 95.7106 | -84.2894 | 0.060529 | 0.073689 | 0.93043 | -3.1057
Line4_2_6 | 0.14434 | 0.14434 | 0 | 0 | 0.1 | 0.1 | -0.0011294 | 0.0017544 | -0.0072818 | 0.0085318 | 95.7106 | -84.2894 | 0.073689 | 0.087103 | -3.1057 | -5.9092
Line5_6_7 | 0.14434 | 0.14434 | 0 | 0 | 0.1 | 0.1 | -0.0017544 | 0.0023794 | -0.0085318 | 0.0097818 | 95.7106 | -84.2894 | 0.087103 | 0.10067 | -5.9092 | -7.9609
Line6_7_8 | 0 | 0 | 0 | 0 | 0 | 0 | 0 | 0 | 0 | 0 | 0 | 0 | 0.10067 | 0.10067 | -7.9609 | -7.9609
Line7_8_9 | 0 | 0 | 0 | 0 | 0 | 0 | 0 | 0 | 0 | 0 | 0 | 0 | 0.10067 | 0.10067 | -7.9609 | -7.9609
Line8_8_10 | 0 | 0 | 0 | 0 | 0 | 0 | 0 | 0 | 0 | 0 | 0 | 0 | 0.10067 | 0.10067 | -7.9609 | -7.9609
Line9_3_11 | 0.14434 | 0.14434 | 0 | 0 | 0.1 | 0.1 | -0.0011294 | 0.0017544 | -0.0072818 | 0.0085318 | 95.7106 | -84.2894 | 0.073689 | 0.087103 | -3.1057 | -5.9092

## LLL_max_fault_6
name | pf_ikss_from_ka | pf_ikss_to_ka | pf_ip_from_ka | pf_ip_to_ka | pf_skss_from_mw | pf_skss_to_mw | pf_p_from_mw | pf_p_to_mw | pf_q_from_mvar | pf_q_to_mvar | pf_ikss_from_degree | pf_ikss_to_degree | pf_vm_from_pu | pf_vm_to_pu | pf_va_from_degree | pf_va_to_degree
Line0_1_2 | 0.14434 | 0.14434 | 0 | 0 | 0.1 | 0.1 | -0.012353 | 0.012978 | -0.11384 | 0.11509 | 95.7106 | -84.2894 | 1.1451 | 1.1582 | -0.4826 | -0.72328
Line10_11_12 | 0.14434 | 0.14434 | 0 | 0 | 0.1 | 0.1 | -0.013603 | 0.014228 | -0.11634 | 0.11759 | 95.7106 | -84.2894 | 1.1713 | 1.1844 | -0.95857 | -1.1886
Line11_12_13 | 0.14434 | 0.14434 | 0 | 0 | 0.1 | 0.1 | -0.014228 | 0.014853 | -0.11759 | 0.11884 | 95.7106 | -84.2894 | 1.1844 | 1.1976 | -1.1886 | -1.4136
Line12_13_15 | 0 | 0 | 0 | 0 | 0 | 0 | 0 | 0 | 0 | 0 | 0 | 0 | 1.1976 | 1.1976 | -1.4136 | -1.4136
Line13_13_14 | 0.14434 | 0.14434 | 0 | 0 | 0.1 | 0.1 | -0.014853 | 0.015478 | -0.11884 | 0.12009 | 95.7106 | -84.2894 | 1.1976 | 1.2108 | -1.4136 | -1.6337
Line14_15_16 | 0 | 0 | 0 | 0 | 0 | 0 | 0 | 0 | 0 | 0 | 0 | 0 | 1.1976 | 1.1976 | -1.4136 | -1.4136
Line15_16_17 | 0 | 0 | 0 | 0 | 0 | 0 | 0 | 0 | 0 | 0 | 0 | 0 | 1.1976 | 1.1976 | -1.4136 | -1.4136
Line16_4_18 | 0 | 0 | 0 | 0 | 0 | 0 | 0 | 0 | 0 | 0 | 0 | 0 | 1.1582 | 1.1582 | -0.72328 | -0.72328
Line17_5_19 | 0.14434 | 0.14434 | 0 | 0 | 0.1 | 0.1 | -0.012978 | 0.013603 | -0.11509 | 0.11634 | 95.7106 | -84.2894 | 1.1582 | 1.1713 | -0.72328 | -0.95857
Line1_1_3 | 0.14434 | 0.14434 | 0 | 0 | 0.1 | 0.1 | -0.012353 | 0.012978 | -0.11384 | 0.11509 | 95.7106 | -84.2894 | 1.1451 | 1.1582 | -0.4826 | -0.72328
Line2_1_4 | 0.14434 | 0.14434 | 0 | 0 | 0.1 | 0.1 | -0.012353 | 0.012978 | -0.11384 | 0.11509 | 95.7106 | -84.2894 | 1.1451 | 1.1582 | -0.4826 | -0.72328
Line3_1_5 | 0.14434 | 0.14434 | 0 | 0 | 0.1 | 0.1 | -0.012353 | 0.012978 | -0.11384 | 0.11509 | 95.7106 | -84.2894 | 1.1451 | 1.1582 | -0.4826 | -0.72328
Line4_2_6 | 0.14434 | 0.14434 | 0 | 0 | 0.1 | 0.1 | -0.012978 | 0.013603 | -0.11509 | 0.11634 | 95.7106 | -84.2894 | 1.1582 | 1.1713 | -0.72328 | -0.95857
Line5_6_7 | 0.14434 | 0.14434 | 0 | 0 | 0.1 | 0.1 | -0.013603 | 0.014228 | -0.11634 | 0.11759 | 95.7106 | -84.2894 | 1.1713 | 1.1844 | -0.95857 | -1.1886
Line6_7_8 | 0 | 0 | 0 | 0 | 0 | 0 | 0 | 0 | 0 | 0 | 0 | 0 | 1.1844 | 1.1844 | -1.1886 | -1.1886
Line7_8_9 | 0 | 0 | 0 | 0 | 0 | 0 | 0 | 0 | 0 | 0 | 0 | 0 | 1.1844 | 1.1844 | -1.1886 | -1.1886
Line8_8_10 | 0 | 0 | 0 | 0 | 0 | 0 | 0 | 0 | 0 | 0 | 0 | 0 | 1.1844 | 1.1844 | -1.1886 | -1.1886
Line9_3_11 | 0.14434 | 0.14434 | 0 | 0 | 0.1 | 0.1 | -0.012978 | 0.013603 | -0.11509 | 0.11634 | 95.7106 | -84.2894 | 1.1582 | 1.1713 | -0.72328 | -0.95857

## LLL_max_fault_10
name | pf_ikss_from_ka | pf_ikss_to_ka | pf_ip_from_ka | pf_ip_to_ka | pf_skss_from_mw | pf_skss_to_mw | pf_p_from_mw | pf_p_to_mw | pf_q_from_mvar | pf_q_to_mvar | pf_ikss_from_degree | pf_ikss_to_degree | pf_vm_from_pu | pf_vm_to_pu | pf_va_from_degree | pf_va_to_degree
Line0_1_2 | 0.14434 | 0.14434 | 0 | 0 | 0.1 | 0.1 | -0.012376 | 0.013001 | -0.11411 | 0.11536 | 95.7106 | -84.2894 | 1.1478 | 1.1609 | -0.47922 | -0.71936
Line10_11_12 | 0.14434 | 0.14434 | 0 | 0 | 0.1 | 0.1 | -0.013626 | 0.014251 | -0.11661 | 0.11786 | 95.7106 | -84.2894 | 1.174 | 1.1872 | -0.95414 | -1.1837
Line11_12_13 | 0.14434 | 0.14434 | 0 | 0 | 0.1 | 0.1 | -0.014251 | 0.014876 | -0.11786 | 0.11911 | 95.7106 | -84.2894 | 1.1872 | 1.2004 | -1.1837 | -1.4083
Line12_13_15 | 0 | 0 | 0 | 0 | 0 | 0 | 0 | 0 | 0 | 0 | 0 | 0 | 1.2004 | 1.2004 | -1.4083 | -1.4083
Line13_13_14 | 0.14434 | 0.14434 | 0 | 0 | 0.1 | 0.1 | -0.014876 | 0.015501 | -0.11911 | 0.12036 | 95.7106 | -84.2894 | 1.2004 | 1.2136 | -1.4083 | -1.6279
Line14_15_16 | 0 | 0 | 0 | 0 | 0 | 0 | 0 | 0 | 0 | 0 | 0 | 0 | 1.2004 | 1.2004 | -1.4083 | -1.4083
Line15_16_17 | 0 | 0 | 0 | 0 | 0 | 0 | 0 | 0 | 0 | 0 | 0 | 0 | 1.2004 | 1.2004 | -1.4083 | -1.4083
Line16_4_18 | 0 | 0 | 0 | 0 | 0 | 0 | 0 | 0 | 0 | 0 | 0 | 0 | 1.1609 | 1.1609 | -0.71936 | -0.71936
Line17_5_19 | 0.14434 | 0.14434 | 0 | 0 | 0.1 | 0.1 | -0.013001 | 0.013626 | -0.11536 | 0.11661 | 95.7106 | -84.2894 | 1.1609 | 1.174 | -0.71936 | -0.95414
Line1_1_3 | 0.14434 | 0.14434 | 0 | 0 | 0.1 | 0.1 | -0.012376 | 0.013001 | -0.11411 | 0.11536 | 95.7106 | -84.2894 | 1.1478 | 1.1609 | -0.47922 | -0.71936
Line2_1_4 | 0.14434 | 0.14434 | 0 | 0 | 0.1 | 0.1 | -0.012376 | 0.013001 | -0.11411 | 0.11536 | 95.7106 | -84.2894 | 1.1478 | 1.1609 | -0.47922 | -0.71936
Line3_1_5 | 0.14434 | 0.14434 | 0 | 0 | 0.1 | 0.1 | -0.012376 | 0.013001 | -0.11411 | 0.11536 | 95.7106 | -84.2894 | 1.1478 | 1.1609 | -0.47922 | -0.71936
Line4_2_6 | 0.14434 | 0.14434 | 0 | 0 | 0.1 | 0.1 | -0.013001 | 0.013626 | -0.11536 | 0.11661 | 95.7106 | -84.2894 | 1.1609 | 1.174 | -0.71936 | -0.95414
Line5_6_7 | 0.14434 | 0.14434 | 0 | 0 | 0.1 | 0.1 | -0.013626 | 0.014251 | -0.11661 | 0.11786 | 95.7106 | -84.2894 | 1.174 | 1.1872 | -0.95414 | -1.1837
Line6_7_8 | 0 | 0 | 0 | 0 | 0 | 0 | 0 | 0 | 0 | 0 | 0 | 0 | 1.1872 | 1.1872 | -1.1837 | -1.1837
Line7_8_9 | 0 | 0 | 0 | 0 | 0 | 0 | 0 | 0 | 0 | 0 | 0 | 0 | 1.1872 | 1.1872 | -1.1837 | -1.1837
Line8_8_10 | 0 | 0 | 0 | 0 | 0 | 0 | 0 | 0 | 0 | 0 | 0 | 0 | 1.1872 | 1.1872 | -1.1837 | -1.1837
Line9_3_11 | 0.14434 | 0.14434 | 0 | 0 | 0.1 | 0.1 | -0.013001 | 0.013626 | -0.11536 | 0.11661 | 95.7106 | -84.2894 | 1.1609 | 1.174 | -0.71936 | -0.95414

## LLL_min_6
name | pf_ikss_from_ka | pf_ikss_to_ka | pf_ip_from_ka | pf_ip_to_ka | pf_skss_from_mw | pf_skss_to_mw | pf_p_from_mw | pf_p_to_mw | pf_q_from_mvar | pf_q_to_mvar | pf_ikss_from_degree | pf_ikss_to_degree | pf_vm_from_pu | pf_vm_to_pu | pf_va_from_degree | pf_va_to_degree
Line0_1_2 | 0 | 0 | 0 | 0 | 0 | 0 | 0 | 0 | 0 | 0 | 0 | 0 | 0 | 0 | 0 | 0
Line10_11_12 | 0 | 0 | 0 | 0 | 0 | 0 | 0 | 0 | 0 | 0 | 0 | 0 | 0 | 0 | 0 | 0
Line11_12_13 | 0 | 0 | 0 | 0 | 0 | 0 | 0 | 0 | 0 | 0 | 0 | 0 | 0 | 0 | 0 | 0
Line12_13_15 | 0 | 0 | 0 | 0 | 0 | 0 | 0 | 0 | 0 | 0 | 0 | 0 | 0 | 0 | 0 | 0
Line13_13_14 | 0 | 0 | 0 | 0 | 0 | 0 | 0 | 0 | 0 | 0 | 0 | 0 | 0 | 0 | 0 | 0
Line14_15_16 | 0 | 0 | 0 | 0 | 0 | 0 | 0 | 0 | 0 | 0 | 0 | 0 | 0 | 0 | 0 | 0
Line15_16_17 | 0 | 0 | 0 | 0 | 0 | 0 | 0 | 0 | 0 | 0 | 0 | 0 | 0 | 0 | 0 | 0
Line16_4_18 | 0 | 0 | 0 | 0 | 0 | 0 | 0 | 0 | 0 | 0 | 0 | 0 | 0 | 0 | 0 | 0
Line17_5_19 | 0 | 0 | 0 | 0 | 0 | 0 | 0 | 0 | 0 | 0 | 0 | 0 | 0 | 0 | 0 | 0
Line1_1_3 | 0 | 0 | 0 | 0 | 0 | 0 | 0 | 0 | 0 | 0 | 0 | 0 | 0 | 0 | 0 | 0
Line2_1_4 | 0 | 0 | 0 | 0 | 0 | 0 | 0 | 0 | 0 | 0 | 0 | 0 | 0 | 0 | 0 | 0
Line3_1_5 | 0 | 0 | 0 | 0 | 0 | 0 | 0 | 0 | 0 | 0 | 0 | 0 | 0 | 0 | 0 | 0
Line4_2_6 | 0 | 0 | 0 | 0 | 0 | 0 | 0 | 0 | 0 | 0 | 0 | 0 | 0 | 0 | 0 | 0
Line5_6_7 | 0 | 0 | 0 | 0 | 0 | 0 | 0 | 0 | 0 | 0 | 0 | 0 | 0 | 0 | 0 | 0
Line6_7_8 | 0 | 0 | 0 | 0 | 0 | 0 | 0 | 0 | 0 | 0 | 0 | 0 | 0 | 0 | 0 | 0
Line7_8_9 | 0 | 0 | 0 | 0 | 0 | 0 | 0 | 0 | 0 | 0 | 0 | 0 | 0 | 0 | 0 | 0
Line8_8_10 | 0 | 0 | 0 | 0 | 0 | 0 | 0 | 0 | 0 | 0 | 0 | 0 | 0 | 0 | 0 | 0
Line9_3_11 | 0 | 0 | 0 | 0 | 0 | 0 | 0 | 0 | 0 | 0 | 0 | 0 | 0 | 0 | 0 | 0

## LLL_min_10
name | pf_ikss_from_ka | pf_ikss_to_ka | pf_ip_from_ka | pf_ip_to_ka | pf_skss_from_mw | pf_skss_to_mw | pf_p_from_mw | pf_p_to_mw | pf_q_from_mvar | pf_q_to_mvar | pf_ikss_from_degree | pf_ikss_to_degree | pf_vm_from_pu | pf_vm_to_pu | pf_va_from_degree | pf_va_to_degree
Line0_1_2 | 0 | 0 | 0 | 0 | 0 | 0 | 0 | 0 | 0 | 0 | 0 | 0 | 0 | 0 | 0 | 0
Line10_11_12 | 0 | 0 | 0 | 0 | 0 | 0 | 0 | 0 | 0 | 0 | 0 | 0 | 0 | 0 | 0 | 0
Line11_12_13 | 0 | 0 | 0 | 0 | 0 | 0 | 0 | 0 | 0 | 0 | 0 | 0 | 0 | 0 | 0 | 0
Line12_13_15 | 0 | 0 | 0 | 0 | 0 | 0 | 0 | 0 | 0 | 0 | 0 | 0 | 0 | 0 | 0 | 0
Line13_13_14 | 0 | 0 | 0 | 0 | 0 | 0 | 0 | 0 | 0 | 0 | 0 | 0 | 0 | 0 | 0 | 0
Line14_15_16 | 0 | 0 | 0 | 0 | 0 | 0 | 0 | 0 | 0 | 0 | 0 | 0 | 0 | 0 | 0 | 0
Line15_16_17 | 0 | 0 | 0 | 0 | 0 | 0 | 0 | 0 | 0 | 0 | 0 | 0 | 0 | 0 | 0 | 0
Line16_4_18 | 0 | 0 | 0 | 0 | 0 | 0 | 0 | 0 | 0 | 0 | 0 | 0 | 0 | 0 | 0 | 0
Line17_5_19 | 0 | 0 | 0 | 0 | 0 | 0 | 0 | 0 | 0 | 0 | 0 | 0 | 0 | 0 | 0 | 0
Line1_1_3 | 0 | 0 | 0 | 0 | 0 | 0 | 0 | 0 | 0 | 0 | 0 | 0 | 0 | 0 | 0 | 0
Line2_1_4 | 0 | 0 | 0 | 0 | 0 | 0 | 0 | 0 | 0 | 0 | 0 | 0 | 0 | 0 | 0 | 0
Line3_1_5 | 0 | 0 | 0 | 0 | 0 | 0 | 0 | 0 | 0 | 0 | 0 | 0 | 0 | 0 | 0 | 0
Line4_2_6 | 0 | 0 | 0 | 0 | 0 | 0 | 0 | 0 | 0 | 0 | 0 | 0 | 0 | 0 | 0 | 0
Line5_6_7 | 0 | 0 | 0 | 0 | 0 | 0 | 0 | 0 | 0 | 0 | 0 | 0 | 0 | 0 | 0 | 0
Line6_7_8 | 0 | 0 | 0 | 0 | 0 | 0 | 0 | 0 | 0 | 0 | 0 | 0 | 0 | 0 | 0 | 0
Line7_8_9 | 0 | 0 | 0 | 0 | 0 | 0 | 0 | 0 | 0 | 0 | 0 | 0 | 0 | 0 | 0 | 0
Line8_8_10 | 0 | 0 | 0 | 0 | 0 | 0 | 0 | 0 | 0 | 0 | 0 | 0 | 0 | 0 | 0 | 0
Line9_3_11 | 0 | 0 | 0 | 0 | 0 | 0 | 0 | 0 | 0 | 0 | 0 | 0 | 0 | 0 | 0 | 0

## LLL_min_fault_6
name | pf_ikss_from_ka | pf_ikss_to_ka | pf_ip_from_ka | pf_ip_to_ka | pf_skss_from_mw | pf_skss_to_mw | pf_p_from_mw | pf_p_to_mw | pf_q_from_mvar | pf_q_to_mvar | pf_ikss_from_degree | pf_ikss_to_degree | pf_vm_from_pu | pf_vm_to_pu | pf_va_from_degree | pf_va_to_degree
Line0_1_2 | 0 | 0 | 0 | 0 | 0 | 0 | 0 | 0 | 0 | 0 | 0 | 0 | 0.98644 | 0.98644 | -0.6327 | -0.6327
Line10_11_12 | 0 | 0 | 0 | 0 | 0 | 0 | 0 | 0 | 0 | 0 | 0 | 0 | 0.98644 | 0.98644 | -0.6327 | -0.6327
Line11_12_13 | 0 | 0 | 0 | 0 | 0 | 0 | 0 | 0 | 0 | 0 | 0 | 0 | 0.98644 | 0.98644 | -0.6327 | -0.6327
Line12_13_15 | 0 | 0 | 0 | 0 | 0 | 0 | 0 | 0 | 0 | 0 | 0 | 0 | 0.98644 | 0.98644 | -0.6327 | -0.6327
Line13_13_14 | 0 | 0 | 0 | 0 | 0 | 0 | 0 | 0 | 0 | 0 | 0 | 0 | 0.98644 | 0.98644 | -0.6327 | -0.6327
Line14_15_16 | 0 | 0 | 0 | 0 | 0 | 0 | 0 | 0 | 0 | 0 | 0 | 0 | 0.98644 | 0.98644 | -0.6327 | -0.6327
Line15_16_17 | 0 | 0 | 0 | 0 | 0 | 0 | 0 | 0 | 0 | 0 | 0 | 0 | 0.98644 | 0.98644 | -0.6327 | -0.6327
Line16_4_18 | 0 | 0 | 0 | 0 | 0 | 0 | 0 | 0 | 0 | 0 | 0 | 0 | 0.98644 | 0.98644 | -0.6327 | -0.6327
Line17_5_19 | 0 | 0 | 0 | 0 | 0 | 0 | 0 | 0 | 0 | 0 | 0 | 0 | 0.98644 | 0.98644 | -0.6327 | -0.6327
Line1_1_3 | 0 | 0 | 0 | 0 | 0 | 0 | 0 | 0 | 0 | 0 | 0 | 0 | 0.98644 | 0.98644 | -0.6327 | -0.6327
Line2_1_4 | 0 | 0 | 0 | 0 | 0 | 0 | 0 | 0 | 0 | 0 | 0 | 0 | 0.98644 | 0.98644 | -0.6327 | -0.6327
Line3_1_5 | 0 | 0 | 0 | 0 | 0 | 0 | 0 | 0 | 0 | 0 | 0 | 0 | 0.98644 | 0.98644 | -0.6327 | -0.6327
Line4_2_6 | 0 | 0 | 0 | 0 | 0 | 0 | 0 | 0 | 0 | 0 | 0 | 0 | 0.98644 | 0.98644 | -0.6327 | -0.6327
Line5_6_7 | 0 | 0 | 0 | 0 | 0 | 0 | 0 | 0 | 0 | 0 | 0 | 0 | 0.98644 | 0.98644 | -0.6327 | -0.6327
Line6_7_8 | 0 | 0 | 0 | 0 | 0 | 0 | 0 | 0 | 0 | 0 | 0 | 0 | 0.98644 | 0.98644 | -0.6327 | -0.6327
Line7_8_9 | 0 | 0 | 0 | 0 | 0 | 0 | 0 | 0 | 0 | 0 | 0 | 0 | 0.98644 | 0.98644 | -0.6327 | -0.6327
Line8_8_10 | 0 | 0 | 0 | 0 | 0 | 0 | 0 | 0 | 0 | 0 | 0 | 0 | 0.98644 | 0.98644 | -0.6327 | -0.6327
Line9_3_11 | 0 | 0 | 0 | 0 | 0 | 0 | 0 | 0 | 0 | 0 | 0 | 0 | 0.98644 | 0.98644 | -0.6327 | -0.6327

## LLL_min_fault_10
name | pf_ikss_from_ka | pf_ikss_to_ka | pf_ip_from_ka | pf_ip_to_ka | pf_skss_from_mw | pf_skss_to_mw | pf_p_from_mw | pf_p_to_mw | pf_q_from_mvar | pf_q_to_mvar | pf_ikss_from_degree | pf_ikss_to_degree | pf_vm_from_pu | pf_vm_to_pu | pf_va_from_degree | pf_va_to_degree
Line0_1_2 | 0 | 0 | 0 | 0 | 0 | 0 | 0 | 0 | 0 | 0 | 0 | 0 | 0.98644 | 0.98644 | -0.6327 | -0.6327
Line10_11_12 | 0 | 0 | 0 | 0 | 0 | 0 | 0 | 0 | 0 | 0 | 0 | 0 | 0.98644 | 0.98644 | -0.6327 | -0.6327
Line11_12_13 | 0 | 0 | 0 | 0 | 0 | 0 | 0 | 0 | 0 | 0 | 0 | 0 | 0.98644 | 0.98644 | -0.6327 | -0.6327
Line12_13_15 | 0 | 0 | 0 | 0 | 0 | 0 | 0 | 0 | 0 | 0 | 0 | 0 | 0.98644 | 0.98644 | -0.6327 | -0.6327
Line13_13_14 | 0 | 0 | 0 | 0 | 0 | 0 | 0 | 0 | 0 | 0 | 0 | 0 | 0.98644 | 0.98644 | -0.6327 | -0.6327
Line14_15_16 | 0 | 0 | 0 | 0 | 0 | 0 | 0 | 0 | 0 | 0 | 0 | 0 | 0.98644 | 0.98644 | -0.6327 | -0.6327
Line15_16_17 | 0 | 0 | 0 | 0 | 0 | 0 | 0 | 0 | 0 | 0 | 0 | 0 | 0.98644 | 0.98644 | -0.6327 | -0.6327
Line16_4_18 | 0 | 0 | 0 | 0 | 0 | 0 | 0 | 0 | 0 | 0 | 0 | 0 | 0.98644 | 0.98644 | -0.6327 | -0.6327
Line17_5_19 | 0 | 0 | 0 | 0 | 0 | 0 | 0 | 0 | 0 | 0 | 0 | 0 | 0.98644 | 0.98644 | -0.6327 | -0.6327
Line1_1_3 | 0 | 0 | 0 | 0 | 0 | 0 | 0 | 0 | 0 | 0 | 0 | 0 | 0.98644 | 0.98644 | -0.6327 | -0.6327
Line2_1_4 | 0 | 0 | 0 | 0 | 0 | 0 | 0 | 0 | 0 | 0 | 0 | 0 | 0.98644 | 0.98644 | -0.6327 | -0.6327
Line3_1_5 | 0 | 0 | 0 | 0 | 0 | 0 | 0 | 0 | 0 | 0 | 0 | 0 | 0.98644 | 0.98644 | -0.6327 | -0.6327
Line4_2_6 | 0 | 0 | 0 | 0 | 0 | 0 | 0 | 0 | 0 | 0 | 0 | 0 | 0.98644 | 0.98644 | -0.6327 | -0.6327
Line5_6_7 | 0 | 0 | 0 | 0 | 0 | 0 | 0 | 0 | 0 | 0 | 0 | 0 | 0.98644 | 0.98644 | -0.6327 | -0.6327
Line6_7_8 | 0 | 0 | 0 | 0 | 0 | 0 | 0 | 0 | 0 | 0 | 0 | 0 | 0.98644 | 0.98644 | -0.6327 | -0.6327
Line7_8_9 | 0 | 0 | 0 | 0 | 0 | 0 | 0 | 0 | 0 | 0 | 0 | 0 | 0.98644 | 0.98644 | -0.6327 | -0.6327
Line8_8_10 | 0 | 0 | 0 | 0 | 0 | 0 | 0 | 0 | 0 | 0 | 0 | 0 | 0.98644 | 0.98644 | -0.6327 | -0.6327
Line9_3_11 | 0 | 0 | 0 | 0 | 0 | 0 | 0 | 0 | 0 | 0 | 0 | 0 | 0.98644 | 0.98644 | -0.6327 | -0.6327

## LL_max_6
name | pf_ikss_a_from_ka | pf_ikss_b_from_ka | pf_ikss_c_from_ka | pf_ikss_a_to_ka | pf_ikss_b_to_ka | pf_ikss_c_to_ka | pf_skss_a_from_mw | pf_skss_b_from_mw | pf_skss_c_from_mw | pf_skss_a_to_mw | pf_skss_b_to_mw | pf_skss_c_to_mw | pf_p_a_from_mw | pf_p_b_from_mw | pf_p_c_from_mw | pf_p_a_to_mw | pf_p_b_to_mw | pf_p_c_to_mw | pf_q_a_from_mvar | pf_q_b_from_mvar | pf_q_c_from_mvar | pf_q_a_to_mvar | pf_q_b_to_mvar | pf_q_c_to_mvar | pf_ikss_a_from_degree | pf_ikss_b_from_degree | pf_ikss_c_from_degree | pf_ikss_a_to_degree | pf_ikss_b_to_degree | pf_ikss_c_to_degree | pf_vm_a_from_pu | pf_vm_b_from_pu | pf_vm_c_from_pu | pf_vm_a_to_pu | pf_vm_b_to_pu | pf_vm_c_to_pu | pf_va_a_from_degree | pf_va_b_from_degree | pf_va_c_from_degree | pf_va_a_to_degree | pf_va_b_to_degree | pf_va_c_to_degree
Line0_1_2 | 0.14434 | 0.14434 | 0.14434 | 0.14434 | 0.14434 | 0.14434 | 0.033333 | 0.033333 | 0.033333 | 0.033333 | 0.033333 | 0.033333 | -0.0038103 | -0.016878 | 0.014732 | 0.0040187 | 0.017086 | -0.014523 | -0.038418 | -0.0094635 | -0.012625 | 0.038835 | 0.0098801 | 0.013041 | 95.7105 | -24.2892 | -144.2895 | -84.2895 | 155.7108 | 35.7105 | 1.1582 | 0.58049 | 0.58203 | 1.1713 | 0.59211 | 0.58558 | 0.046404 | -175.0093 | 175.1152 | -0.19749 | -174.2501 | 173.7885
Line10_11_12 | 0.14434 | 0.14434 | 0.14434 | 0.14434 | 0.14434 | 0.14434 | 0.033333 | 0.033333 | 0.033333 | 0.033333 | 0.033333 | 0.033333 | -0.004227 | -0.017294 | 0.014315 | 0.0044353 | 0.017503 | -0.014107 | -0.039252 | -0.010297 | -0.013458 | 0.039668 | 0.010713 | 0.013875 | 95.7105 | -24.2892 | -144.2895 | -84.2895 | 155.7108 | 35.7105 | 1.1844 | 0.60383 | 0.58943 | 1.1975 | 0.61564 | 0.59359 | -0.43599 | -173.5201 | 172.4784 | -0.66928 | -172.8181 | 171.186
Line11_12_13 | 0.14434 | 0.14434 | 0.14434 | 0.14434 | 0.14434 | 0.14434 | 0.033333 | 0.033333 | 0.033333 | 0.033333 | 0.033333 | 0.033333 | -0.0044353 | -0.017503 | 0.014107 | 0.0046436 | 0.017711 | -0.013898 | -0.039668 | -0.010713 | -0.013875 | 0.040085 | 0.01113 | 0.014291 | 95.7105 | -24.2892 | -144.2895 | -84.2895 | 155.7108 | 35.7105 | 1.1975 | 0.61564 | 0.59359 | 1.2106 | 0.62754 | 0.59805 | -0.66928 | -172.8181 | 171.186 | -0.89752 | -172.1426 | 169.9122
Line12_13_15 | 0 | 0 | 0 | 0 | 0 | 0 | 0 | 0 | 0 | 0 | 0 | 0 | 1.4746e-09 | -3.281e-10 | -7.2567e-10 | -1.4746e-09 | 3.281e-10 | 7.2567e-10 | 2.2945e-10 | 5.9951e-09 | -5.5363e-09 | -2.2945e-10 | -5.9951e-09 | 5.5363e-09 | 0 | 0 | 0 | 0 | 0 | 0 | 1.2106 | 0.62754 | 0.59805 | 1.2106 | 0.62754 | 0.59805 | -0.89752 | -172.1426 | 169.9122 | -0.89752 | -172.1426 | 169.9122
Line13_13_14 | 0.14434 | 0.14434 | 0.14434 | 0.14434 | 0.14434 | 0.14434 | 0.033333 | 0.033333 | 0.033333 | 0.033333 | 0.033333 | 0.033333 | -0.0046437 | -0.017711 | 0.013898 | 0.004852 | 0.017919 | -0.01369 | -0.040085 | -0.01113 | -0.014291 | 0.040502 | 0.011547 | 0.014708 | 95.7105 | -24.2892 | -144.2895 | -84.2895 | 155.7108 | 35.7105 | 1.2106 | 0.62754 | 0.59805 | 1.2237 | 0.63952 | 0.6028 | -0.89752 | -172.1426 | 169.9122 | -1.1209 | -171.4923 | 168.6579
Line14_15_16 | 0 | 0 | 0 | 0 | 0 | 0 | 0 | 0 | 0 | 0 | 0 | 0 | 9.8305e-10 | -2.1873e-10 | -4.8378e-10 | -9.8305e-10 | 2.1873e-10 | 4.8378e-10 | 1.5297e-10 | 3.9968e-09 | -3.6908e-09 | -1.5297e-10 | -3.9968e-09 | 3.6908e-09 | 0 | 0 | 0 | 0 | 0 | 0 | 1.2106 | 0.62754 | 0.59805 | 1.2106 | 0.62754 | 0.59805 | -0.89752 | -172.1426 | 169.9122 | -0.89752 | -172.1426 | 169.9122
Line15_16_17 | 0 | 0 | 0 | 0 | 0 | 0 | 0 | 0 | 0 | 0 | 0 | 0 | 4.9152e-10 | -1.0937e-10 | -2.4189e-10 | -4.9152e-10 | 1.0937e-10 | 2.4189e-10 | 7.6483e-11 | 1.9984e-09 | -1.8454e-09 | -7.6483e-11 | -1.9984e-09 | 1.8454e-09 | 0 | 0 | 0 | 0 | 0 | 0 | 1.2106 | 0.62754 | 0.59805 | 1.2106 | 0.62754 | 0.59805 | -0.89752 | -172.1426 | 169.9122 | -0.89752 | -172.1426 | 169.9122
Line16_4_18 | 0 | 0 | 0 | 0 | 0 | 0 | 0 | 0 | 0 | 0 | 0 | 0 | 3.0614e-10 | -1.0978e-10 | -1.3799e-10 | -3.0614e-10 | 1.0978e-10 | 1.3799e-10 | 1.6283e-11 | 1.9382e-09 | -1.9056e-09 | -1.6283e-11 | -1.9382e-09 | 1.9056e-09 | 0 | 0 | 0 | 0 | 0 | 0 | 1.1713 | 0.59211 | 0.58558 | 1.1713 | 0.59211 | 0.58558 | -0.19749 | -174.2501 | 173.7885 | -0.19749 | -174.2501 | 173.7885
Line17_5_19 | 0.14434 | 0.14434 | 0.14434 | 0.14434 | 0.14434 | 0.14434 | 0.033333 | 0.033333 | 0.033333 | 0.033333 | 0.033333 | 0.033333 | -0.0040187 | -0.017086 | 0.014523 | 0.004227 | 0.017294 | -0.014315 | -0.038835 | -0.0098802 | -0.013041 | 0.039252 | 0.010297 | 0.013458 | 95.7105 | -24.2892 | -144.2895 | -84.2895 | 155.7108 | 35.7105 | 1.1713 | 0.59211 | 0.58558 | 1.1844 | 0.60383 | 0.58943 | -0.19749 | -174.2501 | 173.7885 | -0.43599 | -173.5201 | 172.4784
Line1_1_3 | 0.14434 | 0.14434 | 0.14434 | 0.14434 | 0.14434 | 0.14434 | 0.033333 | 0.033333 | 0.033333 | 0.033333 | 0.033333 | 0.033333 | -0.0038103 | -0.016878 | 0.014732 | 0.0040187 | 0.017086 | -0.014523 | -0.038418 | -0.0094635 | -0.012625 | 0.038835 | 0.0098801 | 0.013041 | 95.7105 | -24.2891 | -144.2894 | -84.2895 | 155.7109 | 35.7106 | 1.1582 | 0.58049 | 0.58203 | 1.1713 | 0.59211 | 0.58558 | 0.046404 | -175.0093 | 175.1152 | -0.19749 | -174.2501 | 173.7885
Line2_1_4 | 0.14434 | 0.14434 | 0.14434 | 0.14434 | 0.14434 | 0.14434 | 0.033333 | 0.033333 | 0.033333 | 0.033333 | 0.033333 | 0.033333 | -0.0038103 | -0.016878 | 0.014732 | 0.0040187 | 0.017086 | -0.014523 | -0.038418 | -0.0094635 | -0.012625 | 0.038835 | 0.0098802 | 0.013041 | 95.7105 | -24.2892 | -144.2895 | -84.2895 | 155.7108 | 35.7105 | 1.1582 | 0.58049 | 0.58203 | 1.1713 | 0.59211 | 0.58558 | 0.046404 | -175.0093 | 175.1152 | -0.19749 | -174.2501 | 173.7885
Line3_1_5 | 0.14434 | 0.14434 | 0.14434 | 0.14434 | 0.14434 | 0.14434 | 0.033333 | 0.033333 | 0.033333 | 0.033333 | 0.033333 | 0.033333 | -0.0038103 | -0.016878 | 0.014732 | 0.0040187 | 0.017086 | -0.014523 | -0.038418 | -0.0094635 | -0.012625 | 0.038835 | 0.0098802 | 0.013041 | 95.7105 | -24.2892 | -144.2895 | -84.2895 | 155.7108 | 35.7105 | 1.1582 | 0.58049 | 0.58203 | 1.1713 | 0.59211 | 0.58558 | 0.046404 | -175.0093 | 175.1152 | -0.19749 | -174.2501 | 173.7885
Line4_2_6 | 0.14434 | 0.14434 | 0.14434 | 0.14434 | 0.14434 | 0.14434 | 0.033333 | 0.033333 | 0.033333 | 0.033333 | 0.033333 | 0.033333 | -0.0040187 | -0.017086 | 0.014523 | 0.004227 | 0.017294 | -0.014315 | -0.038835 | -0.0098802 | -0.013041 | 0.039252 | 0.010297 | 0.013458 | 95.7105 | -24.2892 | -144.2895 | -84.2895 | 155.7108 | 35.7105 | 1.1713 | 0.59211 | 0.58558 | 1.1844 | 0.60383 | 0.58943 | -0.19749 | -174.2501 | 173.7885 | -0.43599 | -173.5201 | 172.4784
Line5_6_7 | 0.14434 | 0.14434 | 0.14434 | 0.14434 | 0.14434 | 0.14434 | 0.033333 | 0.033333 | 0.033333 | 0.033333 | 0.033333 | 0.033333 | -0.004227 | -0.017294 | 0.014315 | 0.0044353 | 0.017503 | -0.014107 | -0.039252 | -0.010297 | -0.013458 | 0.039668 | 0.010713 | 0.013875 | 95.7105 | -24.2892 | -144.2895 | -84.2895 | 155.7108 | 35.7105 | 1.1844 | 0.60383 | 0.58943 | 1.1975 | 0.61564 | 0.59359 | -0.43599 | -173.5201 | 172.4784 | -0.66928 | -172.8181 | 171.186
Line6_7_8 | 0 | 0 | 0 | 0 | 0 | 0 | 0 | 0 | 0 | 0 | 0 | 0 | 1.2849e-09 | -3.3281e-10 | -6.2607e-10 | -1.2849e-09 | 3.3281e-10 | 6.2607e-10 | 1.6925e-10 | 5.9349e-09 | -5.5965e-09 | -1.6925e-10 | -5.9349e-09 | 5.5965e-09 | 0 | 0 | 0 | 0 | 0 | 0 | 1.1975 | 0.61564 | 0.59359 | 1.1975 | 0.61564 | 0.59359 | -0.66928 | -172.8181 | 171.186 | -0.66928 | -172.8181 | 171.186
Line7_8_9 | 0 | 0 | 0 | 0 | 0 | 0 | 0 | 0 | 0 | 0 | 0 | 0 | 4.283e-10 | -1.1094e-10 | -2.0869e-10 | -4.283e-10 | 1.1094e-10 | 2.0869e-10 | 5.6416e-11 | 1.9783e-09 | -1.8655e-09 | -5.6416e-11 | -1.9783e-09 | 1.8655e-09 | 0 | 0 | 0 | 0 | 0 | 0 | 1.1975 | 0.61564 | 0.59359 | 1.1975 | 0.61564 | 0.59359 | -0.66928 | -172.8181 | 171.186 | -0.66928 | -172.8181 | 171.186
Line8_8_10 | 0 | 0 | 0 | 0 | 0 | 0 | 0 | 0 | 0 | 0 | 0 | 0 | 4.283e-10 | -1.1094e-10 | -2.0869e-10 | -4.283e-10 | 1.1094e-10 | 2.0869e-10 | 5.6416e-11 | 1.9783e-09 | -1.8655e-09 | -5.6416e-11 | -1.9783e-09 | 1.8655e-09 | 0 | 0 | 0 | 0 | 0 | 0 | 1.1975 | 0.61564 | 0.59359 | 1.1975 | 0.61564 | 0.59359 | -0.66928 | -172.8181 | 171.186 | -0.66928 | -172.8181 | 171.186
Line9_3_11 | 0.14434 | 0.14434 | 0.14434 | 0.14434 | 0.14434 | 0.14434 | 0.033333 | 0.033333 | 0.033333 | 0.033333 | 0.033333 | 0.033333 | -0.0040187 | -0.017086 | 0.014523 | 0.004227 | 0.017294 | -0.014315 | -0.038835 | -0.0098801 | -0.013041 | 0.039252 | 0.010297 | 0.013458 | 95.7105 | -24.2891 | -144.2895 | -84.2895 | 155.7109 | 35.7105 | 1.1713 | 0.59211 | 0.58558 | 1.1844 | 0.60383 | 0.58943 | -0.19749 | -174.2501 | 173.7885 | -0.43599 | -173.5201 | 172.4784

## LL_max_10
name | pf_ikss_a_from_ka | pf_ikss_b_from_ka | pf_ikss_c_from_ka | pf_ikss_a_to_ka | pf_ikss_b_to_ka | pf_ikss_c_to_ka | pf_skss_a_from_mw | pf_skss_b_from_mw | pf_skss_c_from_mw | pf_skss_a_to_mw | pf_skss_b_to_mw | pf_skss_c_to_mw | pf_p_a_from_mw | pf_p_b_from_mw | pf_p_c_from_mw | pf_p_a_to_mw | pf_p_b_to_mw | pf_p_c_to_mw | pf_q_a_from_mvar | pf_q_b_from_mvar | pf_q_c_from_mvar | pf_q_a_to_mvar | pf_q_b_to_mvar | pf_q_c_to_mvar | pf_ikss_a_from_degree | pf_ikss_b_from_degree | pf_ikss_c_from_degree | pf_ikss_a_to_degree | pf_ikss_b_to_degree | pf_ikss_c_to_degree | pf_vm_a_from_pu | pf_vm_b_from_pu | pf_vm_c_from_pu | pf_vm_a_to_pu | pf_vm_b_to_pu | pf_vm_c_to_pu | pf_va_a_from_degree | pf_va_b_from_degree | pf_va_c_from_degree | pf_va_a_to_degree | pf_va_b_to_degree | pf_va_c_to_degree
Line0_1_2 | 0.14434 | 0.14434 | 0.14434 | 0.14434 | 0.14434 | 0.14434 | 0.033333 | 0.033333 | 0.033333 | 0.033333 | 0.033333 | 0.033333 | -0.003818 | -0.016885 | 0.014724 | 0.0040263 | 0.017094 | -0.014516 | -0.03851 | -0.0095549 | -0.012716 | 0.038926 | 0.0099715 | 0.013133 | 95.7105 | -24.2892 | -144.2895 | -84.2895 | 155.7108 | 35.7105 | 1.161 | 0.58204 | 0.58365 | 1.174 | 0.59369 | 0.58724 | 0.048498 | -174.785 | 174.8962 | -0.19485 | -174.0321 | 173.5745
Line10_11_12 | 0.14434 | 0.14434 | 0.14434 | 0.14434 | 0.14434 | 0.14434 | 0.033333 | 0.033333 | 0.033333 | 0.033333 | 0.033333 | 0.033333 | -0.0042346 | -0.017302 | 0.014307 | 0.004443 | 0.01751 | -0.014099 | -0.039343 | -0.010388 | -0.013549 | 0.03976 | 0.010805 | 0.013966 | 95.7105 | -24.2892 | -144.2895 | -84.2895 | 155.7108 | 35.7105 | 1.1871 | 0.60543 | 0.59115 | 1.2002 | 0.61727 | 0.59535 | -0.43283 | -173.3083 | 172.2695 | -0.66562 | -172.6121 | 170.9824
Line11_12_13 | 0.14434 | 0.14434 | 0.14434 | 0.14434 | 0.14434 | 0.14434 | 0.033333 | 0.033333 | 0.033333 | 0.033333 | 0.033333 | 0.033333 | -0.004443 | -0.01751 | 0.014099 | 0.0046513 | 0.017719 | -0.013891 | -0.03976 | -0.010805 | -0.013966 | 0.040176 | 0.011222 | 0.014383 | 95.7105 | -24.2892 | -144.2895 | -84.2895 | 155.7108 | 35.7105 | 1.2002 | 0.61727 | 0.59535 | 1.2133 | 0.62919 | 0.59986 | -0.66562 | -172.6121 | 170.9824 | -0.89337 | -171.9423 | 169.7139
Line12_13_15 | 0 | 0 | 0 | 0 | 0 | 0 | 0 | 0 | 0 | 0 | 0 | 0 | 1.5146e-09 | -3.3848e-10 | -7.3512e-10 | -1.5146e-09 | 3.3848e-10 | 7.3512e-10 | 2.2891e-10 | 5.9946e-09 | -5.5368e-09 | -2.2891e-10 | -5.9946e-09 | 5.5368e-09 | 0 | 0 | 0 | 0 | 0 | 0 | 1.2133 | 0.62919 | 0.59986 | 1.2133 | 0.62919 | 0.59986 | -0.89337 | -171.9423 | 169.7139 | -0.89337 | -171.9423 | 169.7139
Line13_13_14 | 0.14434 | 0.14434 | 0.14434 | 0.14434 | 0.14434 | 0.14434 | 0.033333 | 0.033333 | 0.033333 | 0.033333 | 0.033333 | 0.033333 | -0.0046513 | -0.017719 | 0.013891 | 0.0048596 | 0.017927 | -0.013682 | -0.040176 | -0.011222 | -0.014383 | 0.040593 | 0.011638 | 0.014799 | 95.7105 | -24.2892 | -144.2895 | -84.2895 | 155.7108 | 35.7105 | 1.2133 | 0.62919 | 0.59986 | 1.2265 | 0.6412 | 0.60465 | -0.89337 | -171.9423 | 169.7139 | -1.1163 | -171.2975 | 168.465
Line14_15_16 | 0 | 0 | 0 | 0 | 0 | 0 | 0 | 0 | 0 | 0 | 0 | 0 | 1.0097e-09 | -2.2565e-10 | -4.9008e-10 | -1.0097e-09 | 2.2565e-10 | 4.9008e-10 | 1.5261e-10 | 3.9964e-09 | -3.6912e-09 | -1.5261e-10 | -3.9964e-09 | 3.6912e-09 | 0 | 0 | 0 | 0 | 0 | 0 | 1.2133 | 0.62919 | 0.59986 | 1.2133 | 0.62919 | 0.59986 | -0.89337 | -171.9423 | 169.7139 | -0.89337 | -171.9423 | 169.7139
Line15_16_17 | 0 | 0 | 0 | 0 | 0 | 0 | 0 | 0 | 0 | 0 | 0 | 0 | 5.0487e-10 | -1.1283e-10 | -2.4504e-10 | -5.0487e-10 | 1.1283e-10 | 2.4504e-10 | 7.6303e-11 | 1.9982e-09 | -1.8456e-09 | -7.6303e-11 | -1.9982e-09 | 1.8456e-09 | 0 | 0 | 0 | 0 | 0 | 0 | 1.2133 | 0.62919 | 0.59986 | 1.2133 | 0.62919 | 0.59986 | -0.89337 | -171.9423 | 169.7139 | -0.89337 | -171.9423 | 169.7139
Line16_4_18 | 0 | 0 | 0 | 0 | 0 | 0 | 0 | 0 | 0 | 0 | 0 | 0 | 3.187e-10 | -1.1402e-10 | -1.4193e-10 | -3.187e-10 | 1.1402e-10 | 1.4193e-10 | 1.6103e-11 | 1.938e-09 | -1.9058e-09 | -1.6103e-11 | -1.938e-09 | 1.9058e-09 | 0 | 0 | 0 | 0 | 0 | 0 | 1.174 | 0.59369 | 0.58724 | 1.174 | 0.59369 | 0.58724 | -0.19485 | -174.0321 | 173.5745 | -0.19485 | -174.0321 | 173.5745
Line17_5_19 | 0.14434 | 0.14434 | 0.14434 | 0.14434 | 0.14434 | 0.14434 | 0.033333 | 0.033333 | 0.033333 | 0.033333 | 0.033333 | 0.033333 | -0.0040263 | -0.017094 | 0.014516 | 0.0042346 | 0.017302 | -0.014307 | -0.038926 | -0.0099715 | -0.013133 | 0.039343 | 0.010388 | 0.013549 | 95.7105 | -24.2892 | -144.2895 | -84.2895 | 155.7108 | 35.7105 | 1.174 | 0.59369 | 0.58724 | 1.1871 | 0.60543 | 0.59115 | -0.19485 | -174.0321 | 173.5745 | -0.43283 | -173.3083 | 172.2695
Line1_1_3 | 0.14434 | 0.14434 | 0.14434 | 0.14434 | 0.14434 | 0.14434 | 0.033333 | 0.033333 | 0.033333 | 0.033333 | 0.033333 | 0.033333 | -0.003818 | -0.016885 | 0.014724 | 0.0040263 | 0.017094 | -0.014516 | -0.03851 | -0.0095549 | -0.012716 | 0.038926 | 0.0099715 | 0.013133 | 95.7105 | -24.2891 | -144.2894 | -84.2895 | 155.7109 | 35.7106 | 1.161 | 0.58204 | 0.58365 | 1.174 | 0.59369 | 0.58724 | 0.048498 | -174.785 | 174.8962 | -0.19485 | -174.0321 | 173.5745
Line2_1_4 | 0.14434 | 0.14434 | 0.14434 | 0.14434 | 0.14434 | 0.14434 | 0.033333 | 0.033333 | 0.033333 | 0.033333 | 0.033333 | 0.033333 | -0.003818 | -0.016885 | 0.014724 | 0.0040263 | 0.017094 | -0.014516 | -0.03851 | -0.0095549 | -0.012716 | 0.038926 | 0.0099715 | 0.013133 | 95.7105 | -24.2892 | -144.2895 | -84.2895 | 155.7108 | 35.7105 | 1.161 | 0.58204 | 0.58365 | 1.174 | 0.59369 | 0.58724 | 0.048498 | -174.785 | 174.8962 | -0.19485 | -174.0321 | 173.5745
Line3_1_5 | 0.14434 | 0.14434 | 0.14434 | 0.14434 | 0.14434 | 0.14434 | 0.033333 | 0.033333 | 0.033333 | 0.033333 | 0.033333 | 0.033333 | -0.003818 | -0.016885 | 0.014724 | 0.0040263 | 0.017094 | -0.014516 | -0.03851 | -0.0095549 | -0.012716 | 0.038926 | 0.0099715 | 0.013133 | 95.7105 | -24.2892 | -144.2895 | -84.2895 | 155.7108 | 35.7105 | 1.161 | 0.58204 | 0.58365 | 1.174 | 0.59369 | 0.58724 | 0.048498 | -174.785 | 174.8962 | -0.19485 | -174.0321 | 173.5745
Line4_2_6 | 0.14434 | 0.14434 | 0.14434 | 0.14434 | 0.14434 | 0.14434 | 0.033333 | 0.033333 | 0.033333 | 0.033333 | 0.033333 | 0.033333 | -0.0040263 | -0.017094 | 0.014516 | 0.0042346 | 0.017302 | -0.014307 | -0.038926 | -0.0099715 | -0.013133 | 0.039343 | 0.010388 | 0.013549 | 95.7105 | -24.2892 | -144.2895 | -84.2895 | 155.7108 | 35.7105 | 1.174 | 0.59369 | 0.58724 | 1.1871 | 0.60543 | 0.59115 | -0.19485 | -174.0321 | 173.5745 | -0.43283 | -173.3083 | 172.2695
Line5_6_7 | 0.14434 | 0.14434 | 0.14434 | 0.14434 | 0.14434 | 0.14434 | 0.033333 | 0.033333 | 0.033333 | 0.033333 | 0.033333 | 0.033333 | -0.0042346 | -0.017302 | 0.014307 | 0.004443 | 0.01751 | -0.014099 | -0.039343 | -0.010388 | -0.013549 | 0.03976 | 0.010805 | 0.013966 | 95.7105 | -24.2892 | -144.2895 | -84.2895 | 155.7108 | 35.7105 | 1.1871 | 0.60543 | 0.59115 | 1.2002 | 0.61727 | 0.59535 | -0.43283 | -173.3083 | 172.2695 | -0.66562 | -172.6121 | 170.9824
Line6_7_8 | 0 | 0 | 0 | 0 | 0 | 0 | 0 | 0 | 0 | 0 | 0 | 0 | 1.3241e-09 | -3.4397e-10 | -6.363e-10 | -1.3241e-09 | 3.4398e-10 | 6.363e-10 | 1.6871e-10 | 5.9344e-09 | -5.597e-09 | -1.6871e-10 | -5.9344e-09 | 5.597e-09 | 0 | 0 | 0 | 0 | 0 | 0 | 1.2002 | 0.61727 | 0.59535 | 1.2002 | 0.61727 | 0.59535 | -0.66562 | -172.6121 | 170.9824 | -0.66562 | -172.6121 | 170.9824
Line7_8_9 | 0 | 0 | 0 | 0 | 0 | 0 | 0 | 0 | 0 | 0 | 0 | 0 | 4.4138e-10 | -1.1466e-10 | -2.121e-10 | -4.4138e-10 | 1.1466e-10 | 2.121e-10 | 5.6236e-11 | 1.9781e-09 | -1.8657e-09 | -5.6236e-11 | -1.9781e-09 | 1.8657e-09 | 0 | 0 | 0 | 0 | 0 | 0 | 1.2002 | 0.61727 | 0.59535 | 1.2002 | 0.61727 | 0.59535 | -0.66562 | -172.6121 | 170.9824 | -0.66562 | -172.6121 | 170.9824
Line8_8_10 | 0 | 0 | 0 | 0 | 0 | 0 | 0 | 0 | 0 | 0 | 0 | 0 | 4.4138e-10 | -1.1466e-10 | -2.121e-10 | -4.4138e-10 | 1.1466e-10 | 2.121e-10 | 5.6236e-11 | 1.9781e-09 | -1.8657e-09 | -5.6236e-11 | -1.9781e-09 | 1.8657e-09 | 0 | 0 | 0 | 0 | 0 | 0 | 1.2002 | 0.61727 | 0.59535 | 1.2002 | 0.61727 | 0.59535 | -0.66562 | -172.6121 | 170.9824 | -0.66562 | -172.6121 | 170.9824
Line9_3_11 | 0.14434 | 0.14434 | 0.14434 | 0.14434 | 0.14434 | 0.14434 | 0.033333 | 0.033333 | 0.033333 | 0.033333 | 0.033333 | 0.033333 | -0.0040263 | -0.017094 | 0.014516 | 0.0042346 | 0.017302 | -0.014307 | -0.038926 | -0.0099715 | -0.013133 | 0.039343 | 0.010388 | 0.013549 | 95.7105 | -24.2891 | -144.2895 | -84.2895 | 155.7109 | 35.7105 | 1.174 | 0.59369 | 0.58724 | 1.1871 | 0.60543 | 0.59115 | -0.19485 | -174.0321 | 173.5745 | -0.43283 | -173.3083 | 172.2695

## LL_max_fault_6
name | pf_ikss_a_from_ka | pf_ikss_b_from_ka | pf_ikss_c_from_ka | pf_ikss_a_to_ka | pf_ikss_b_to_ka | pf_ikss_c_to_ka | pf_skss_a_from_mw | pf_skss_b_from_mw | pf_skss_c_from_mw | pf_skss_a_to_mw | pf_skss_b_to_mw | pf_skss_c_to_mw | pf_p_a_from_mw | pf_p_b_from_mw | pf_p_c_from_mw | pf_p_a_to_mw | pf_p_b_to_mw | pf_p_c_to_mw | pf_q_a_from_mvar | pf_q_b_from_mvar | pf_q_c_from_mvar | pf_q_a_to_mvar | pf_q_b_to_mvar | pf_q_c_to_mvar | pf_ikss_a_from_degree | pf_ikss_b_from_degree | pf_ikss_c_from_degree | pf_ikss_a_to_degree | pf_ikss_b_to_degree | pf_ikss_c_to_degree | pf_vm_a_from_pu | pf_vm_b_from_pu | pf_vm_c_from_pu | pf_vm_a_to_pu | pf_vm_b_to_pu | pf_vm_c_to_pu | pf_va_a_from_degree | pf_va_b_from_degree | pf_va_c_from_degree | pf_va_a_to_degree | pf_va_b_to_degree | pf_va_c_to_degree
Line0_1_2 | 0.14434 | 0.14434 | 0.14434 | 0.14434 | 0.14434 | 0.14434 | 0.033333 | 0.033333 | 0.033333 | 0.033333 | 0.033333 | 0.033333 | -0.0038104 | -0.0046662 | -0.0038521 | 0.0040188 | 0.0048745 | 0.0040605 | -0.038418 | -0.037973 | -0.037454 | 0.038835 | 0.038389 | 0.037871 | 95.7106 | -24.2894 | -144.2894 | -84.2894 | 155.7106 | 35.7106 | 1.1582 | 1.1477 | 1.1296 | 1.1713 | 1.1609 | 1.1426 | 0.046411 | -121.2949 | 119.8385 | -0.19748 | -121.5258 | 119.5909
Line10_11_12 | 0.14434 | 0.14434 | 0.14434 | 0.14434 | 0.14434 | 0.14434 | 0.033333 | 0.033333 | 0.033333 | 0.033333 | 0.033333 | 0.033333 | -0.0042271 | -0.0050828 | -0.0042688 | 0.0044354 | 0.0052912 | 0.0044771 | -0.039252 | -0.038806 | -0.038288 | 0.039668 | 0.039223 | 0.038704 | 95.7106 | -24.2894 | -144.2894 | -84.2894 | 155.7106 | 35.7106 | 1.1844 | 1.1741 | 1.1558 | 1.1975 | 1.1873 | 1.1689 | -0.43599 | -121.7516 | 119.3488 | -0.66927 | -121.9723 | 119.1123
Line11_12_13 | 0.14434 | 0.14434 | 0.14434 | 0.14434 | 0.14434 | 0.14434 | 0.033333 | 0.033333 | 0.033333 | 0.033333 | 0.033333 | 0.033333 | -0.0044354 | -0.0052912 | -0.0044771 | 0.0046438 | 0.0054995 | 0.0046855 | -0.039668 | -0.039223 | -0.038704 | 0.040085 | 0.039639 | 0.039121 | 95.7106 | -24.2894 | -144.2894 | -84.2894 | 155.7106 | 35.7106 | 1.1975 | 1.1873 | 1.1689 | 1.2106 | 1.2006 | 1.182 | -0.66927 | -121.9723 | 119.1123 | -0.89751 | -122.1881 | 118.8809
Line12_13_15 | 0 | 0 | 0 | 0 | 0 | 0 | 0 | 0 | 0 | 0 | 0 | 0 | 1.4746e-09 | 1.3387e-09 | 1.0692e-09 | -1.4746e-09 | -1.3387e-09 | -1.0692e-09 | 2.2945e-10 | 5.5464e-10 | 2.7933e-10 | -2.2945e-10 | -5.5464e-10 | -2.7933e-10 | 0 | 0 | 0 | 0 | 0 | 0 | 1.2106 | 1.2006 | 1.182 | 1.2106 | 1.2006 | 1.182 | -0.89751 | -122.1881 | 118.8809 | -0.89751 | -122.1881 | 118.8809
Line13_13_14 | 0.14434 | 0.14434 | 0.14434 | 0.14434 | 0.14434 | 0.14434 | 0.033333 | 0.033333 | 0.033333 | 0.033333 | 0.033333 | 0.033333 | -0.0046438 | -0.0054995 | -0.0046855 | 0.0048521 | 0.0057078 | 0.0048938 | -0.040085 | -0.039639 | -0.039121 | 0.040502 | 0.040056 | 0.039538 | 95.7106 | -24.2894 | -144.2894 | -84.2894 | 155.7106 | 35.7106 | 1.2106 | 1.2006 | 1.182 | 1.2237 | 1.2138 | 1.1952 | -0.89751 | -122.1881 | 118.8809 | -1.1208 | -122.3992 | 118.6547
Line14_15_16 | 0 | 0 | 0 | 0 | 0 | 0 | 0 | 0 | 0 | 0 | 0 | 0 | 9.8305e-10 | 8.9248e-10 | 7.1279e-10 | -9.8305e-10 | -8.9248e-10 | -7.1279e-10 | 1.5296e-10 | 3.6976e-10 | 1.8622e-10 | -1.5296e-10 | -3.6976e-10 | -1.8622e-10 | 0 | 0 | 0 | 0 | 0 | 0 | 1.2106 | 1.2006 | 1.182 | 1.2106 | 1.2006 | 1.182 | -0.89751 | -122.1881 | 118.8809 | -0.89751 | -122.1881 | 118.8809
Line15_16_17 | 0 | 0 | 0 | 0 | 0 | 0 | 0 | 0 | 0 | 0 | 0 | 0 | 4.9153e-10 | 4.4624e-10 | 3.564e-10 | -4.9153e-10 | -4.4624e-10 | -3.564e-10 | 7.6482e-11 | 1.8488e-10 | 9.3109e-11 | -7.6482e-11 | -1.8488e-10 | -9.311e-11 | 0 | 0 | 0 | 0 | 0 | 0 | 1.2106 | 1.2006 | 1.182 | 1.2106 | 1.2006 | 1.182 | -0.89751 | -122.1881 | 118.8809 | -0.89751 | -122.1881 | 118.8809
Line16_4_18 | 0 | 0 | 0 | 0 | 0 | 0 | 0 | 0 | 0 | 0 | 0 | 0 | 3.0614e-10 | 2.61e-10 | 1.7879e-10 | -3.0614e-10 | -2.61e-10 | -1.7879e-10 | 1.6282e-11 | 1.2468e-10 | 3.291e-11 | -1.6283e-11 | -1.2468e-10 | -3.291e-11 | 0 | 0 | 0 | 0 | 0 | 0 | 1.1713 | 1.1609 | 1.1426 | 1.1713 | 1.1609 | 1.1426 | -0.19748 | -121.5258 | 119.5909 | -0.19748 | -121.5258 | 119.5909
Line17_5_19 | 0.14434 | 0.14434 | 0.14434 | 0.14434 | 0.14434 | 0.14434 | 0.033333 | 0.033333 | 0.033333 | 0.033333 | 0.033333 | 0.033333 | -0.0040188 | -0.0048745 | -0.0040605 | 0.0042271 | 0.0050828 | 0.0042688 | -0.038835 | -0.038389 | -0.037871 | 0.039252 | 0.038806 | 0.038288 | 95.7106 | -24.2894 | -144.2894 | -84.2894 | 155.7106 | 35.7106 | 1.1713 | 1.1609 | 1.1426 | 1.1844 | 1.1741 | 1.1558 | -0.19748 | -121.5258 | 119.5909 | -0.43599 | -121.7516 | 119.3488
Line1_1_3 | 0.14434 | 0.14434 | 0.14434 | 0.14434 | 0.14434 | 0.14434 | 0.033333 | 0.033333 | 0.033333 | 0.033333 | 0.033333 | 0.033333 | -0.0038104 | -0.0046662 | -0.0038521 | 0.0040187 | 0.0048745 | 0.0040605 | -0.038418 | -0.037973 | -0.037454 | 0.038835 | 0.038389 | 0.037871 | 95.7106 | -24.2894 | -144.2894 | -84.2894 | 155.7106 | 35.7106 | 1.1582 | 1.1477 | 1.1296 | 1.1713 | 1.1609 | 1.1426 | 0.046411 | -121.2949 | 119.8385 | -0.19748 | -121.5258 | 119.5909
Line2_1_4 | 0.14434 | 0.14434 | 0.14434 | 0.14434 | 0.14434 | 0.14434 | 0.033333 | 0.033333 | 0.033333 | 0.033333 | 0.033333 | 0.033333 | -0.0038104 | -0.0046662 | -0.0038521 | 0.0040188 | 0.0048745 | 0.0040605 | -0.038418 | -0.037973 | -0.037454 | 0.038835 | 0.038389 | 0.037871 | 95.7106 | -24.2894 | -144.2894 | -84.2894 | 155.7106 | 35.7106 | 1.1582 | 1.1477 | 1.1296 | 1.1713 | 1.1609 | 1.1426 | 0.046411 | -121.2949 | 119.8385 | -0.19748 | -121.5258 | 119.5909
Line3_1_5 | 0.14434 | 0.14434 | 0.14434 | 0.14434 | 0.14434 | 0.14434 | 0.033333 | 0.033333 | 0.033333 | 0.033333 | 0.033333 | 0.033333 | -0.0038104 | -0.0046662 | -0.0038521 | 0.0040188 | 0.0048745 | 0.0040605 | -0.038418 | -0.037973 | -0.037454 | 0.038835 | 0.038389 | 0.037871 | 95.7106 | -24.2894 | -144.2894 | -84.2894 | 155.7106 | 35.7106 | 1.1582 | 1.1477 | 1.1296 | 1.1713 | 1.1609 | 1.1426 | 0.046411 | -121.2949 | 119.8385 | -0.19748 | -121.5258 | 119.5909
Line4_2_6 | 0.14434 | 0.14434 | 0.14434 | 0.14434 | 0.14434 | 0.14434 | 0.033333 | 0.033333 | 0.033333 | 0.033333 | 0.033333 | 0.033333 | -0.0040188 | -0.0048745 | -0.0040605 | 0.0042271 | 0.0050828 | 0.0042688 | -0.038835 | -0.038389 | -0.037871 | 0.039252 | 0.038806 | 0.038288 | 95.7106 | -24.2894 | -144.2894 | -84.2894 | 155.7106 | 35.7106 | 1.1713 | 1.1609 | 1.1426 | 1.1844 | 1.1741 | 1.1558 | -0.19748 | -121.5258 | 119.5909 | -0.43599 | -121.7516 | 119.3488
Line5_6_7 | 0.14434 | 0.14434 | 0.14434 | 0.14434 | 0.14434 | 0.14434 | 0.033333 | 0.033333 | 0.033333 | 0.033333 | 0.033333 | 0.033333 | -0.0042271 | -0.0050828 | -0.0042688 | 0.0044354 | 0.0052912 | 0.0044771 | -0.039252 | -0.038806 | -0.038288 | 0.039668 | 0.039223 | 0.038704 | 95.7106 | -24.2894 | -144.2894 | -84.2894 | 155.7106 | 35.7106 | 1.1844 | 1.1741 | 1.1558 | 1.1975 | 1.1873 | 1.1689 | -0.43599 | -121.7516 | 119.3488 | -0.66927 | -121.9723 | 119.1123
Line6_7_8 | 0 | 0 | 0 | 0 | 0 | 0 | 0 | 0 | 0 | 0 | 0 | 0 | 1.2849e-09 | 1.1492e-09 | 8.8729e-10 | -1.2849e-09 | -1.1492e-09 | -8.8729e-10 | 1.6925e-10 | 4.9444e-10 | 2.1913e-10 | -1.6925e-10 | -4.9444e-10 | -2.1913e-10 | 0 | 0 | 0 | 0 | 0 | 0 | 1.1975 | 1.1873 | 1.1689 | 1.1975 | 1.1873 | 1.1689 | -0.66927 | -121.9723 | 119.1123 | -0.66927 | -121.9723 | 119.1123
Line7_8_9 | 0 | 0 | 0 | 0 | 0 | 0 | 0 | 0 | 0 | 0 | 0 | 0 | 4.283e-10 | 3.8306e-10 | 2.9576e-10 | -4.283e-10 | -3.8306e-10 | -2.9576e-10 | 5.6416e-11 | 1.6481e-10 | 7.3043e-11 | -5.6416e-11 | -1.6481e-10 | -7.3043e-11 | 0 | 0 | 0 | 0 | 0 | 0 | 1.1975 | 1.1873 | 1.1689 | 1.1975 | 1.1873 | 1.1689 | -0.66927 | -121.9723 | 119.1123 | -0.66927 | -121.9723 | 119.1123
Line8_8_10 | 0 | 0 | 0 | 0 | 0 | 0 | 0 | 0 | 0 | 0 | 0 | 0 | 4.283e-10 | 3.8306e-10 | 2.9576e-10 | -4.283e-10 | -3.8306e-10 | -2.9576e-10 | 5.6416e-11 | 1.6481e-10 | 7.3043e-11 | -5.6416e-11 | -1.6481e-10 | -7.3043e-11 | 0 | 0 | 0 | 0 | 0 | 0 | 1.1975 | 1.1873 | 1.1689 | 1.1975 | 1.1873 | 1.1689 | -0.66927 | -121.9723 | 119.1123 | -0.66927 | -121.9723 | 119.1123
Line9_3_11 | 0.14434 | 0.14434 | 0.14434 | 0.14434 | 0.14434 | 0.14434 | 0.033333 | 0.033333 | 0.033333 | 0.033333 | 0.033333 | 0.033333 | -0.0040187 | -0.0048745 | -0.0040605 | 0.0042271 | 0.0050828 | 0.0042688 | -0.038835 | -0.038389 | -0.037871 | 0.039252 | 0.038806 | 0.038288 | 95.7106 | -24.2894 | -144.2894 | -84.2894 | 155.7106 | 35.7106 | 1.1713 | 1.1609 | 1.1426 | 1.1844 | 1.1741 | 1.1558 | -0.19748 | -121.5258 | 119.5909 | -0.43599 | -121.7516 | 119.3488

## LL_max_fault_10
name | pf_ikss_a_from_ka | pf_ikss_b_from_ka | pf_ikss_c_from_ka | pf_ikss_a_to_ka | pf_ikss_b_to_ka | pf_ikss_c_to_ka | pf_skss_a_from_mw | pf_skss_b_from_mw | pf_skss_c_from_mw | pf_skss_a_to_mw | pf_skss_b_to_mw | pf_skss_c_to_mw | pf_p_a_from_mw | pf_p_b_from_mw | pf_p_c_from_mw | pf_p_a_to_mw | pf_p_b_to_mw | pf_p_c_to_mw | pf_q_a_from_mvar | pf_q_b_from_mvar | pf_q_c_from_mvar | pf_q_a_to_mvar | pf_q_b_to_mvar | pf_q_c_to_mvar | pf_ikss_a_from_degree | pf_ikss_b_from_degree | pf_ikss_c_from_degree | pf_ikss_a_to_degree | pf_ikss_b_to_degree | pf_ikss_c_to_degree | pf_vm_a_from_pu | pf_vm_b_from_pu | pf_vm_c_from_pu | pf_vm_a_to_pu | pf_vm_b_to_pu | pf_vm_c_to_pu | pf_va_a_from_degree | pf_va_b_from_degree | pf_va_c_from_degree | pf_va_a_to_degree | pf_va_b_to_degree | pf_va_c_to_degree
Line0_1_2 | 0.14434 | 0.14434 | 0.14434 | 0.14434 | 0.14434 | 0.14434 | 0.033333 | 0.033333 | 0.033333 | 0.033333 | 0.033333 | 0.033333 | -0.0038181 | -0.0046738 | -0.0038598 | 0.0040264 | 0.0048821 | 0.0040681 | -0.03851 | -0.038064 | -0.037546 | 0.038927 | 0.038481 | 0.037963 | 95.7106 | -24.2894 | -144.2894 | -84.2894 | 155.7106 | 35.7106 | 1.161 | 1.1505 | 1.1323 | 1.174 | 1.1637 | 1.1454 | 0.048505 | -121.2896 | 119.8411 | -0.19484 | -121.52 | 119.5941
Line10_11_12 | 0.14434 | 0.14434 | 0.14434 | 0.14434 | 0.14434 | 0.14434 | 0.033333 | 0.033333 | 0.033333 | 0.033333 | 0.033333 | 0.033333 | -0.0042347 | -0.0050905 | -0.0042764 | 0.0044431 | 0.0052988 | 0.0044848 | -0.039343 | -0.038897 | -0.038379 | 0.03976 | 0.039314 | 0.038796 | 95.7106 | -24.2894 | -144.2894 | -84.2894 | 155.7106 | 35.7106 | 1.1871 | 1.1769 | 1.1585 | 1.2002 | 1.1901 | 1.1716 | -0.43282 | -121.7453 | 119.3526 | -0.66561 | -121.9656 | 119.1165
Line11_12_13 | 0.14434 | 0.14434 | 0.14434 | 0.14434 | 0.14434 | 0.14434 | 0.033333 | 0.033333 | 0.033333 | 0.033333 | 0.033333 | 0.033333 | -0.0044431 | -0.0052988 | -0.0044848 | 0.0046514 | 0.0055071 | 0.0046931 | -0.03976 | -0.039314 | -0.038796 | 0.040177 | 0.039731 | 0.039213 | 95.7106 | -24.2894 | -144.2894 | -84.2894 | 155.7106 | 35.7106 | 1.2002 | 1.1901 | 1.1716 | 1.2133 | 1.2033 | 1.1848 | -0.66561 | -121.9656 | 119.1165 | -0.89336 | -122.181 | 118.8857
Line12_13_15 | 0 | 0 | 0 | 0 | 0 | 0 | 0 | 0 | 0 | 0 | 0 | 0 | 1.5146e-09 | 1.3781e-09 | 1.1075e-09 | -1.5146e-09 | -1.3781e-09 | -1.1075e-09 | 2.2891e-10 | 5.541e-10 | 2.7879e-10 | -2.2891e-10 | -5.541e-10 | -2.7879e-10 | 0 | 0 | 0 | 0 | 0 | 0 | 1.2133 | 1.2033 | 1.1848 | 1.2133 | 1.2033 | 1.1848 | -0.89336 | -122.181 | 118.8857 | -0.89336 | -122.181 | 118.8857
Line13_13_14 | 0.14434 | 0.14434 | 0.14434 | 0.14434 | 0.14434 | 0.14434 | 0.033333 | 0.033333 | 0.033333 | 0.033333 | 0.033333 | 0.033333 | -0.0046514 | -0.0055071 | -0.0046931 | 0.0048597 | 0.0057155 | 0.0049014 | -0.040177 | -0.039731 | -0.039213 | 0.040593 | 0.040147 | 0.039629 | 95.7106 | -24.2894 | -144.2894 | -84.2894 | 155.7106 | 35.7106 | 1.2133 | 1.2033 | 1.1848 | 1.2265 | 1.2166 | 1.1979 | -0.89336 | -122.181 | 118.8857 | -1.1162 | -122.3917 | 118.6599
Line14_15_16 | 0 | 0 | 0 | 0 | 0 | 0 | 0 | 0 | 0 | 0 | 0 | 0 | 1.0097e-09 | 9.1872e-10 | 7.3833e-10 | -1.0097e-09 | -9.1872e-10 | -7.3833e-10 | 1.526e-10 | 3.694e-10 | 1.8586e-10 | -1.526e-10 | -3.694e-10 | -1.8586e-10 | 0 | 0 | 0 | 0 | 0 | 0 | 1.2133 | 1.2033 | 1.1848 | 1.2133 | 1.2033 | 1.1848 | -0.89336 | -122.181 | 118.8857 | -0.89336 | -122.181 | 118.8857
Line15_16_17 | 0 | 0 | 0 | 0 | 0 | 0 | 0 | 0 | 0 | 0 | 0 | 0 | 5.0487e-10 | 4.5936e-10 | 3.6916e-10 | -5.0487e-10 | -4.5936e-10 | -3.6916e-10 | 7.6302e-11 | 1.847e-10 | 9.2929e-11 | -7.6302e-11 | -1.847e-10 | -9.2929e-11 | 0 | 0 | 0 | 0 | 0 | 0 | 1.2133 | 1.2033 | 1.1848 | 1.2133 | 1.2033 | 1.1848 | -0.89336 | -122.181 | 118.8857 | -0.89336 | -122.181 | 118.8857
Line16_4_18 | 0 | 0 | 0 | 0 | 0 | 0 | 0 | 0 | 0 | 0 | 0 | 0 | 3.187e-10 | 2.7333e-10 | 1.9077e-10 | -3.187e-10 | -2.7333e-10 | -1.9077e-10 | 1.6102e-11 | 1.245e-10 | 3.273e-11 | -1.6102e-11 | -1.245e-10 | -3.273e-11 | 0 | 0 | 0 | 0 | 0 | 0 | 1.174 | 1.1637 | 1.1454 | 1.174 | 1.1637 | 1.1454 | -0.19484 | -121.52 | 119.5941 | -0.19484 | -121.52 | 119.5941
Line17_5_19 | 0.14434 | 0.14434 | 0.14434 | 0.14434 | 0.14434 | 0.14434 | 0.033333 | 0.033333 | 0.033333 | 0.033333 | 0.033333 | 0.033333 | -0.0040264 | -0.0048821 | -0.0040681 | 0.0042347 | 0.0050905 | 0.0042764 | -0.038927 | -0.038481 | -0.037963 | 0.039343 | 0.038897 | 0.038379 | 95.7106 | -24.2894 | -144.2894 | -84.2894 | 155.7106 | 35.7106 | 1.174 | 1.1637 | 1.1454 | 1.1871 | 1.1769 | 1.1585 | -0.19484 | -121.52 | 119.5941 | -0.43282 | -121.7453 | 119.3526
Line1_1_3 | 0.14434 | 0.14434 | 0.14434 | 0.14434 | 0.14434 | 0.14434 | 0.033333 | 0.033333 | 0.033333 | 0.033333 | 0.033333 | 0.033333 | -0.0038181 | -0.0046738 | -0.0038598 | 0.0040264 | 0.0048821 | 0.0040681 | -0.03851 | -0.038064 | -0.037546 | 0.038927 | 0.038481 | 0.037963 | 95.7106 | -24.2894 | -144.2894 | -84.2894 | 155.7106 | 35.7106 | 1.161 | 1.1505 | 1.1323 | 1.174 | 1.1637 | 1.1454 | 0.048505 | -121.2896 | 119.8411 | -0.19484 | -121.52 | 119.5941
Line2_1_4 | 0.14434 | 0.14434 | 0.14434 | 0.14434 | 0.14434 | 0.14434 | 0.033333 | 0.033333 | 0.033333 | 0.033333 | 0.033333 | 0.033333 | -0.0038181 | -0.0046738 | -0.0038598 | 0.0040264 | 0.0048821 | 0.0040681 | -0.03851 | -0.038064 | -0.037546 | 0.038927 | 0.038481 | 0.037963 | 95.7106 | -24.2894 | -144.2894 | -84.2894 | 155.7106 | 35.7106 | 1.161 | 1.1505 | 1.1323 | 1.174 | 1.1637 | 1.1454 | 0.048505 | -121.2896 | 119.8411 | -0.19484 | -121.52 | 119.5941
Line3_1_5 | 0.14434 | 0.14434 | 0.14434 | 0.14434 | 0.14434 | 0.14434 | 0.033333 | 0.033333 | 0.033333 | 0.033333 | 0.033333 | 0.033333 | -0.0038181 | -0.0046738 | -0.0038598 | 0.0040264 | 0.0048821 | 0.0040681 | -0.03851 | -0.038064 | -0.037546 | 0.038927 | 0.038481 | 0.037963 | 95.7106 | -24.2894 | -144.2894 | -84.2894 | 155.7106 | 35.7106 | 1.161 | 1.1505 | 1.1323 | 1.174 | 1.1637 | 1.1454 | 0.048505 | -121.2896 | 119.8411 | -0.19484 | -121.52 | 119.5941
Line4_2_6 | 0.14434 | 0.14434 | 0.14434 | 0.14434 | 0.14434 | 0.14434 | 0.033333 | 0.033333 | 0.033333 | 0.033333 | 0.033333 | 0.033333 | -0.0040264 | -0.0048821 | -0.0040681 | 0.0042347 | 0.0050905 | 0.0042764 | -0.038927 | -0.038481 | -0.037963 | 0.039343 | 0.038897 | 0.038379 | 95.7106 | -24.2894 | -144.2894 | -84.2894 | 155.7106 | 35.7106 | 1.174 | 1.1637 | 1.1454 | 1.1871 | 1.1769 | 1.1585 | -0.19484 | -121.52 | 119.5941 | -0.43282 | -121.7453 | 119.3526
Line5_6_7 | 0.14434 | 0.14434 | 0.14434 | 0.14434 | 0.14434 | 0.14434 | 0.033333 | 0.033333 | 0.033333 | 0.033333 | 0.033333 | 0.033333 | -0.0042347 | -0.0050905 | -0.0042764 | 0.0044431 | 0.0052988 | 0.0044848 | -0.039343 | -0.038897 | -0.038379 | 0.03976 | 0.039314 | 0.038796 | 95.7106 | -24.2894 | -144.2894 | -84.2894 | 155.7106 | 35.7106 | 1.1871 | 1.1769 | 1.1585 | 1.2002 | 1.1901 | 1.1716 | -0.43282 | -121.7453 | 119.3526 | -0.66561 | -121.9656 | 119.1165
Line6_7_8 | 0 | 0 | 0 | 0 | 0 | 0 | 0 | 0 | 0 | 0 | 0 | 0 | 1.3241e-09 | 1.1878e-09 | 9.248e-10 | -1.3241e-09 | -1.1878e-09 | -9.248e-10 | 1.6871e-10 | 4.939e-10 | 2.1859e-10 | -1.6871e-10 | -4.939e-10 | -2.1859e-10 | 0 | 0 | 0 | 0 | 0 | 0 | 1.2002 | 1.1901 | 1.1716 | 1.2002 | 1.1901 | 1.1716 | -0.66561 | -121.9656 | 119.1165 | -0.66561 | -121.9656 | 119.1165
Line7_8_9 | 0 | 0 | 0 | 0 | 0 | 0 | 0 | 0 | 0 | 0 | 0 | 0 | 4.4138e-10 | 3.9592e-10 | 3.0827e-10 | -4.4138e-10 | -3.9592e-10 | -3.0827e-10 | 5.6235e-11 | 1.6463e-10 | 7.2863e-11 | -5.6236e-11 | -1.6463e-10 | -7.2863e-11 | 0 | 0 | 0 | 0 | 0 | 0 | 1.2002 | 1.1901 | 1.1716 | 1.2002 | 1.1901 | 1.1716 | -0.66561 | -121.9656 | 119.1165 | -0.66561 | -121.9656 | 119.1165
Line8_8_10 | 0 | 0 | 0 | 0 | 0 | 0 | 0 | 0 | 0 | 0 | 0 | 0 | 4.4138e-10 | 3.9592e-10 | 3.0827e-10 | -4.4138e-10 | -3.9592e-10 | -3.0827e-10 | 5.6235e-11 | 1.6463e-10 | 7.2863e-11 | -5.6236e-11 | -1.6463e-10 | -7.2863e-11 | 0 | 0 | 0 | 0 | 0 | 0 | 1.2002 | 1.1901 | 1.1716 | 1.2002 | 1.1901 | 1.1716 | -0.66561 | -121.9656 | 119.1165 | -0.66561 | -121.9656 | 119.1165
Line9_3_11 | 0.14434 | 0.14434 | 0.14434 | 0.14434 | 0.14434 | 0.14434 | 0.033333 | 0.033333 | 0.033333 | 0.033333 | 0.033333 | 0.033333 | -0.0040264 | -0.0048821 | -0.0040681 | 0.0042347 | 0.0050905 | 0.0042764 | -0.038927 | -0.038481 | -0.037963 | 0.039343 | 0.038897 | 0.038379 | 95.7106 | -24.2894 | -144.2894 | -84.2894 | 155.7106 | 35.7106 | 1.174 | 1.1637 | 1.1454 | 1.1871 | 1.1769 | 1.1585 | -0.19484 | -121.52 | 119.5941 | -0.43282 | -121.7453 | 119.3526

## LL_min_6
name | pf_ikss_a_from_ka | pf_ikss_b_from_ka | pf_ikss_c_from_ka | pf_ikss_a_to_ka | pf_ikss_b_to_ka | pf_ikss_c_to_ka | pf_skss_a_from_mw | pf_skss_b_from_mw | pf_skss_c_from_mw | pf_skss_a_to_mw | pf_skss_b_to_mw | pf_skss_c_to_mw | pf_p_a_from_mw | pf_p_b_from_mw | pf_p_c_from_mw | pf_p_a_to_mw | pf_p_b_to_mw | pf_p_c_to_mw | pf_q_a_from_mvar | pf_q_b_from_mvar | pf_q_c_from_mvar | pf_q_a_to_mvar | pf_q_b_to_mvar | pf_q_c_to_mvar | pf_ikss_a_from_degree | pf_ikss_b_from_degree | pf_ikss_c_from_degree | pf_ikss_a_to_degree | pf_ikss_b_to_degree | pf_ikss_c_to_degree | pf_vm_a_from_pu | pf_vm_b_from_pu | pf_vm_c_from_pu | pf_vm_a_to_pu | pf_vm_b_to_pu | pf_vm_c_to_pu | pf_va_a_from_degree | pf_va_b_from_degree | pf_va_c_from_degree | pf_va_a_to_degree | pf_va_b_to_degree | pf_va_c_to_degree
Line0_1_2 | 0 | 0 | 0 | 0 | 0 | 0 | 0 | 0 | 0 | 0 | 0 | 0 | -7.4015e-17 | -8.5736e-16 | 1.141e-15 | 1.4803e-16 | 7.6599e-16 | -1.0104e-15 | 2.2204e-16 | 9.5263e-09 | -9.5263e-09 | -1.4803e-16 | -9.5263e-09 | 9.5263e-09 | 0 | 0 | 0 | 0 | 0 | 0 | 1 | 0.5 | 0.5 | 1 | 0.5 | 0.5 | 6.6287e-13 | -180 | 180 | 6.6865e-13 | -180 | 180
Line10_11_12 | 0 | 0 | 0 | 0 | 0 | 0 | 0 | 0 | 0 | 0 | 0 | 0 | -4.4409e-16 | -1.6281e-15 | 1.4065e-15 | 3.7007e-16 | 1.9069e-15 | -1.1278e-15 | 2.2204e-16 | 9.5263e-09 | -9.5263e-09 | -2.2204e-16 | -9.5263e-09 | 9.5263e-09 | 0 | 0 | 0 | 0 | 0 | 0 | 1 | 0.5 | 0.5 | 1 | 0.5 | 0.5 | 6.9082e-13 | -180 | 180 | 7.0494e-13 | -180 | 180
Line11_12_13 | 0 | 0 | 0 | 0 | 0 | 0 | 0 | 0 | 0 | 0 | 0 | 0 | -2.9606e-16 | -1.4904e-15 | 6.1906e-16 | 2.2204e-16 | 1.5811e-15 | -6.7634e-16 | 1.4803e-16 | 7.9386e-09 | -7.9386e-09 | -1.4803e-16 | -7.9386e-09 | 7.9386e-09 | 0 | 0 | 0 | 0 | 0 | 0 | 1 | 0.5 | 0.5 | 1 | 0.5 | 0.5 | 7.0494e-13 | -180 | 180 | 7.1645e-13 | -180 | 180
Line12_13_15 | 0 | 0 | 0 | 0 | 0 | 0 | 0 | 0 | 0 | 0 | 0 | 0 | -2.2204e-16 | -7.1182e-16 | 2.8738e-16 | 7.4015e-17 | 8.9252e-16 | -1.0668e-16 | -2.2204e-16 | 4.7631e-09 | -4.7631e-09 | 2.2204e-16 | -4.7631e-09 | 4.7631e-09 | 0 | 0 | 0 | 0 | 0 | 0 | 1 | 0.5 | 0.5 | 1 | 0.5 | 0.5 | 7.1645e-13 | -180 | 180 | 7.1977e-13 | -180 | 180
Line13_13_14 | 0 | 0 | 0 | 0 | 0 | 0 | 0 | 0 | 0 | 0 | 0 | 0 | 7.4015e-17 | -1.0158e-16 | -1.0158e-16 | -1.4803e-16 | 2.1623e-16 | 2.5324e-16 | 9.2552e-31 | 1.5877e-09 | -1.5877e-09 | 7.4015e-17 | -1.5877e-09 | 1.5877e-09 | 0 | 0 | 0 | 0 | 0 | 0 | 1 | 0.5 | 0.5 | 1 | 0.5 | 0.5 | 7.1645e-13 | -180 | 180 | 7.1537e-13 | -180 | 180
Line14_15_16 | 0 | 0 | 0 | 0 | 0 | 0 | 0 | 0 | 0 | 0 | 0 | 0 | -7.4015e-17 | -6.6903e-16 | 3.6718e-16 | 1.4803e-16 | 6.4654e-16 | -3.5266e-16 | 7.4015e-17 | 3.1754e-09 | -3.1754e-09 | -7.4015e-17 | -3.1754e-09 | 3.1754e-09 | 0 | 0 | 0 | 0 | 0 | 0 | 1 | 0.5 | 0.5 | 1 | 0.5 | 0.5 | 7.1977e-13 | -180 | 180 | 7.2111e-13 | -180 | 180
Line15_16_17 | 0 | 0 | 0 | 0 | 0 | 0 | 0 | 0 | 0 | 0 | 0 | 0 | 1.8631e-30 | -8.2721e-17 | 2.8301e-17 | 7.4015e-17 | 1.2336e-17 | -1.727e-16 | -1.4803e-16 | 1.5877e-09 | -1.5877e-09 | 7.4015e-17 | -1.5877e-09 | 1.5877e-09 | 0 | 0 | 0 | 0 | 0 | 0 | 1 | 0.5 | 0.5 | 1 | 0.5 | 0.5 | 7.2111e-13 | -180 | 180 | 7.1989e-13 | -180 | 180
Line16_4_18 | 0 | 0 | 0 | 0 | 0 | 0 | 0 | 0 | 0 | 0 | 0 | 0 | -1.4803e-16 | -1.6249e-16 | 5.7766e-16 | 2.2204e-16 | 9.2104e-17 | -5.7403e-16 | -7.4015e-17 | 1.5877e-09 | -1.5877e-09 | 2.5673e-30 | -1.5877e-09 | 1.5877e-09 | 0 | 0 | 0 | 0 | 0 | 0 | 1 | 0.5 | 0.5 | 1 | 0.5 | 0.5 | 6.6369e-13 | -180 | 180 | 6.6247e-13 | -180 | 180
Line17_5_19 | 0 | 0 | 0 | 0 | 0 | 0 | 0 | 0 | 0 | 0 | 0 | 0 | -1.4803e-16 | -1.6249e-16 | 5.7766e-16 | 2.2204e-16 | 9.2104e-17 | -5.7403e-16 | -7.4015e-17 | 1.5877e-09 | -1.5877e-09 | 2.5673e-30 | -1.5877e-09 | 1.5877e-09 | 0 | 0 | 0 | 0 | 0 | 0 | 1 | 0.5 | 0.5 | 1 | 0.5 | 0.5 | 6.6369e-13 | -180 | 180 | 6.6247e-13 | -180 | 180
Line1_1_3 | 0 | 0 | 0 | 0 | 0 | 0 | 0 | 0 | 0 | 0 | 0 | 0 | -3.7007e-16 | -1.6489e-15 | 1.8668e-15 | 2.9606e-16 | 1.8442e-15 | -1.6345e-15 | -4.2815e-30 | 1.2702e-08 | -1.2702e-08 | 3.4937e-30 | -1.2702e-08 | 1.2702e-08 | 0 | 0 | 0 | 0 | 0 | 0 | 1 | 0.5 | 0.5 | 1 | 0.5 | 0.5 | 6.6287e-13 | -180 | 180 | 6.7612e-13 | -180 | 180
Line2_1_4 | 0 | 0 | 0 | 0 | 0 | 0 | 0 | 0 | 0 | 0 | 0 | 0 | 1.7126e-30 | -4.9549e-16 | 2.8166e-16 | -8.5735e-31 | 3.9899e-16 | -2.6714e-16 | -1.4803e-16 | 3.1754e-09 | -3.1754e-09 | 7.4015e-17 | -3.1754e-09 | 3.1754e-09 | 0 | 0 | 0 | 0 | 0 | 0 | 1 | 0.5 | 0.5 | 1 | 0.5 | 0.5 | 6.6287e-13 | -180 | 180 | 6.6369e-13 | -180 | 180
Line3_1_5 | 0 | 0 | 0 | 0 | 0 | 0 | 0 | 0 | 0 | 0 | 0 | 0 | 1.7126e-30 | -4.9549e-16 | 2.8166e-16 | -8.5735e-31 | 3.9899e-16 | -2.6714e-16 | -1.4803e-16 | 3.1754e-09 | -3.1754e-09 | 7.4015e-17 | -3.1754e-09 | 3.1754e-09 | 0 | 0 | 0 | 0 | 0 | 0 | 1 | 0.5 | 0.5 | 1 | 0.5 | 0.5 | 6.6287e-13 | -180 | 180 | 6.6369e-13 | -180 | 180
Line4_2_6 | 0 | 0 | 0 | 0 | 0 | 0 | 0 | 0 | 0 | 0 | 0 | 0 | -5.1826e-30 | -9.2205e-16 | 7.4328e-16 | 7.4015e-17 | 9.0178e-16 | -6.5253e-16 | 4.4409e-16 | 7.9386e-09 | -7.9386e-09 | -3.7007e-16 | -7.9386e-09 | 7.9386e-09 | 0 | 0 | 0 | 0 | 0 | 0 | 1 | 0.5 | 0.5 | 1 | 0.5 | 0.5 | 6.6865e-13 | -180 | 180 | 6.7804e-13 | -180 | 180
Line5_6_7 | 0 | 0 | 0 | 0 | 0 | 0 | 0 | 0 | 0 | 0 | 0 | 0 | -1.4803e-16 | -6.6961e-16 | 5.5163e-16 | 7.4015e-17 | 7.647e-16 | -4.9355e-16 | 2.2204e-16 | 6.3509e-09 | -6.3509e-09 | -2.2204e-16 | -6.3509e-09 | 6.3509e-09 | 0 | 0 | 0 | 0 | 0 | 0 | 1 | 0.5 | 0.5 | 1 | 0.5 | 0.5 | 6.7804e-13 | -180 | 180 | 6.8408e-13 | -180 | 180
Line6_7_8 | 0 | 0 | 0 | 0 | 0 | 0 | 0 | 0 | 0 | 0 | 0 | 0 | -2.2204e-16 | -6.2904e-16 | 8.5126e-16 | 2.9606e-16 | 4.7667e-16 | -8.1859e-16 | 2.9606e-16 | 4.7631e-09 | -4.7631e-09 | -2.9606e-16 | -4.7631e-09 | 4.7631e-09 | 0 | 0 | 0 | 0 | 0 | 0 | 1 | 0.5 | 0.5 | 1 | 0.5 | 0.5 | 6.8408e-13 | -180 | 180 | 6.8956e-13 | -180 | 180
Line7_8_9 | 0 | 0 | 0 | 0 | 0 | 0 | 0 | 0 | 0 | 0 | 0 | 0 | 7.4015e-17 | -3.5531e-17 | -7.2539e-17 | -7.4015e-17 | 2.1538e-18 | 2.242e-16 | 2.9606e-16 | 1.5877e-09 | -1.5877e-09 | -2.2204e-16 | -1.5877e-09 | 1.5877e-09 | 0 | 0 | 0 | 0 | 0 | 0 | 1 | 0.5 | 0.5 | 1 | 0.5 | 0.5 | 6.8956e-13 | -180 | 180 | 6.8848e-13 | -180 | 180
Line8_8_10 | 0 | 0 | 0 | 0 | 0 | 0 | 0 | 0 | 0 | 0 | 0 | 0 | 2.2204e-16 | -4.4261e-16 | -7.2539e-17 | -2.2204e-16 | 4.0924e-16 | 7.6169e-17 | 2.2204e-16 | 1.5877e-09 | -1.5877e-09 | -2.2204e-16 | -1.5877e-09 | 1.5877e-09 | 0 | 0 | 0 | 0 | 0 | 0 | 1 | 0.5 | 0.5 | 1 | 0.5 | 0.5 | 6.8956e-13 | -180 | 180 | 6.9086e-13 | -180 | 180
Line9_3_11 | 0 | 0 | 0 | 0 | 0 | 0 | 0 | 0 | 0 | 0 | 0 | 0 | -3.7007e-16 | -1.66e-15 | 1.3747e-15 | 2.9606e-16 | 1.9118e-15 | -1.0488e-15 | -4.3671e-30 | 1.1114e-08 | -1.1114e-08 | 3.5696e-30 | -1.1114e-08 | 1.1114e-08 | 0 | 0 | 0 | 0 | 0 | 0 | 1 | 0.5 | 0.5 | 1 | 0.5 | 0.5 | 6.7612e-13 | -180 | 180 | 6.9082e-13 | -180 | 180

## LL_min_10
name | pf_ikss_a_from_ka | pf_ikss_b_from_ka | pf_ikss_c_from_ka | pf_ikss_a_to_ka | pf_ikss_b_to_ka | pf_ikss_c_to_ka | pf_skss_a_from_mw | pf_skss_b_from_mw | pf_skss_c_from_mw | pf_skss_a_to_mw | pf_skss_b_to_mw | pf_skss_c_to_mw | pf_p_a_from_mw | pf_p_b_from_mw | pf_p_c_from_mw | pf_p_a_to_mw | pf_p_b_to_mw | pf_p_c_to_mw | pf_q_a_from_mvar | pf_q_b_from_mvar | pf_q_c_from_mvar | pf_q_a_to_mvar | pf_q_b_to_mvar | pf_q_c_to_mvar | pf_ikss_a_from_degree | pf_ikss_b_from_degree | pf_ikss_c_from_degree | pf_ikss_a_to_degree | pf_ikss_b_to_degree | pf_ikss_c_to_degree | pf_vm_a_from_pu | pf_vm_b_from_pu | pf_vm_c_from_pu | pf_vm_a_to_pu | pf_vm_b_to_pu | pf_vm_c_to_pu | pf_va_a_from_degree | pf_va_b_from_degree | pf_va_c_from_degree | pf_va_a_to_degree | pf_va_b_to_degree | pf_va_c_to_degree
Line0_1_2 | 0 | 0 | 0 | 0 | 0 | 0 | 0 | 0 | 0 | 0 | 0 | 0 | -7.4015e-17 | -8.5736e-16 | 1.141e-15 | 1.4803e-16 | 7.6599e-16 | -1.0104e-15 | 2.2204e-16 | 9.5263e-09 | -9.5263e-09 | -1.4803e-16 | -9.5263e-09 | 9.5263e-09 | 0 | 0 | 0 | 0 | 0 | 0 | 1 | 0.5 | 0.5 | 1 | 0.5 | 0.5 | 6.6287e-13 | -180 | 180 | 6.6865e-13 | -180 | 180
Line10_11_12 | 0 | 0 | 0 | 0 | 0 | 0 | 0 | 0 | 0 | 0 | 0 | 0 | -4.4409e-16 | -1.6281e-15 | 1.4065e-15 | 3.7007e-16 | 1.9069e-15 | -1.1278e-15 | 2.2204e-16 | 9.5263e-09 | -9.5263e-09 | -2.2204e-16 | -9.5263e-09 | 9.5263e-09 | 0 | 0 | 0 | 0 | 0 | 0 | 1 | 0.5 | 0.5 | 1 | 0.5 | 0.5 | 6.9082e-13 | -180 | 180 | 7.0494e-13 | -180 | 180
Line11_12_13 | 0 | 0 | 0 | 0 | 0 | 0 | 0 | 0 | 0 | 0 | 0 | 0 | -2.9606e-16 | -1.4904e-15 | 6.1906e-16 | 2.2204e-16 | 1.5811e-15 | -6.7634e-16 | 1.4803e-16 | 7.9386e-09 | -7.9386e-09 | -1.4803e-16 | -7.9386e-09 | 7.9386e-09 | 0 | 0 | 0 | 0 | 0 | 0 | 1 | 0.5 | 0.5 | 1 | 0.5 | 0.5 | 7.0494e-13 | -180 | 180 | 7.1645e-13 | -180 | 180
Line12_13_15 | 0 | 0 | 0 | 0 | 0 | 0 | 0 | 0 | 0 | 0 | 0 | 0 | -2.2204e-16 | -7.1182e-16 | 2.8738e-16 | 7.4015e-17 | 8.9252e-16 | -1.0668e-16 | -2.2204e-16 | 4.7631e-09 | -4.7631e-09 | 2.2204e-16 | -4.7631e-09 | 4.7631e-09 | 0 | 0 | 0 | 0 | 0 | 0 | 1 | 0.5 | 0.5 | 1 | 0.5 | 0.5 | 7.1645e-13 | -180 | 180 | 7.1977e-13 | -180 | 180
Line13_13_14 | 0 | 0 | 0 | 0 | 0 | 0 | 0 | 0 | 0 | 0 | 0 | 0 | 7.4015e-17 | -1.0158e-16 | -1.0158e-16 | -1.4803e-16 | 2.1623e-16 | 2.5324e-16 | 9.2552e-31 | 1.5877e-09 | -1.5877e-09 | 7.4015e-17 | -1.5877e-09 | 1.5877e-09 | 0 | 0 | 0 | 0 | 0 | 0 | 1 | 0.5 | 0.5 | 1 | 0.5 | 0.5 | 7.1645e-13 | -180 | 180 | 7.1537e-13 | -180 | 180
Line14_15_16 | 0 | 0 | 0 | 0 | 0 | 0 | 0 | 0 | 0 | 0 | 0 | 0 | -7.4015e-17 | -6.6903e-16 | 3.6718e-16 | 1.4803e-16 | 6.4654e-16 | -3.5266e-16 | 7.4015e-17 | 3.1754e-09 | -3.1754e-09 | -7.4015e-17 | -3.1754e-09 | 3.1754e-09 | 0 | 0 | 0 | 0 | 0 | 0 | 1 | 0.5 | 0.5 | 1 | 0.5 | 0.5 | 7.1977e-13 | -180 | 180 | 7.2111e-13 | -180 | 180
Line15_16_17 | 0 | 0 | 0 | 0 | 0 | 0 | 0 | 0 | 0 | 0 | 0 | 0 | 1.8631e-30 | -8.2721e-17 | 2.8301e-17 | 7.4015e-17 | 1.2336e-17 | -1.727e-16 | -1.4803e-16 | 1.5877e-09 | -1.5877e-09 | 7.4015e-17 | -1.5877e-09 | 1.5877e-09 | 0 | 0 | 0 | 0 | 0 | 0 | 1 | 0.5 | 0.5 | 1 | 0.5 | 0.5 | 7.2111e-13 | -180 | 180 | 7.1989e-13 | -180 | 180
Line16_4_18 | 0 | 0 | 0 | 0 | 0 | 0 | 0 | 0 | 0 | 0 | 0 | 0 | -1.4803e-16 | -1.6249e-16 | 5.7766e-16 | 2.2204e-16 | 9.2104e-17 | -5.7403e-16 | -7.4015e-17 | 1.5877e-09 | -1.5877e-09 | 2.5673e-30 | -1.5877e-09 | 1.5877e-09 | 0 | 0 | 0 | 0 | 0 | 0 | 1 | 0.5 | 0.5 | 1 | 0.5 | 0.5 | 6.6369e-13 | -180 | 180 | 6.6247e-13 | -180 | 180
Line17_5_19 | 0 | 0 | 0 | 0 | 0 | 0 | 0 | 0 | 0 | 0 | 0 | 0 | -1.4803e-16 | -1.6249e-16 | 5.7766e-16 | 2.2204e-16 | 9.2104e-17 | -5.7403e-16 | -7.4015e-17 | 1.5877e-09 | -1.5877e-09 | 2.5673e-30 | -1.5877e-09 | 1.5877e-09 | 0 | 0 | 0 | 0 | 0 | 0 | 1 | 0.5 | 0.5 | 1 | 0.5 | 0.5 | 6.6369e-13 | -180 | 180 | 6.6247e-13 | -180 | 180
Line1_1_3 | 0 | 0 | 0 | 0 | 0 | 0 | 0 | 0 | 0 | 0 | 0 | 0 | -3.7007e-16 | -1.6489e-15 | 1.8668e-15 | 2.9606e-16 | 1.8442e-15 | -1.6345e-15 | -4.2815e-30 | 1.2702e-08 | -1.2702e-08 | 3.4937e-30 | -1.2702e-08 | 1.2702e-08 | 0 | 0 | 0 | 0 | 0 | 0 | 1 | 0.5 | 0.5 | 1 | 0.5 | 0.5 | 6.6287e-13 | -180 | 180 | 6.7612e-13 | -180 | 180
Line2_1_4 | 0 | 0 | 0 | 0 | 0 | 0 | 0 | 0 | 0 | 0 | 0 | 0 | 1.7126e-30 | -4.9549e-16 | 2.8166e-16 | -8.5735e-31 | 3.9899e-16 | -2.6714e-16 | -1.4803e-16 | 3.1754e-09 | -3.1754e-09 | 7.4015e-17 | -3.1754e-09 | 3.1754e-09 | 0 | 0 | 0 | 0 | 0 | 0 | 1 | 0.5 | 0.5 | 1 | 0.5 | 0.5 | 6.6287e-13 | -180 | 180 | 6.6369e-13 | -180 | 180
Line3_1_5 | 0 | 0 | 0 | 0 | 0 | 0 | 0 | 0 | 0 | 0 | 0 | 0 | 1.7126e-30 | -4.9549e-16 | 2.8166e-16 | -8.5735e-31 | 3.9899e-16 | -2.6714e-16 | -1.4803e-16 | 3.1754e-09 | -3.1754e-09 | 7.4015e-17 | -3.1754e-09 | 3.1754e-09 | 0 | 0 | 0 | 0 | 0 | 0 | 1 | 0.5 | 0.5 | 1 | 0.5 | 0.5 | 6.6287e-13 | -180 | 180 | 6.6369e-13 | -180 | 180
Line4_2_6 | 0 | 0 | 0 | 0 | 0 | 0 | 0 | 0 | 0 | 0 | 0 | 0 | -5.1826e-30 | -9.2205e-16 | 7.4328e-16 | 7.4015e-17 | 9.0178e-16 | -6.5253e-16 | 4.4409e-16 | 7.9386e-09 | -7.9386e-09 | -3.7007e-16 | -7.9386e-09 | 7.9386e-09 | 0 | 0 | 0 | 0 | 0 | 0 | 1 | 0.5 | 0.5 | 1 | 0.5 | 0.5 | 6.6865e-13 | -180 | 180 | 6.7804e-13 | -180 | 180
Line5_6_7 | 0 | 0 | 0 | 0 | 0 | 0 | 0 | 0 | 0 | 0 | 0 | 0 | -1.4803e-16 | -6.6961e-16 | 5.5163e-16 | 7.4015e-17 | 7.647e-16 | -4.9355e-16 | 2.2204e-16 | 6.3509e-09 | -6.3509e-09 | -2.2204e-16 | -6.3509e-09 | 6.3509e-09 | 0 | 0 | 0 | 0 | 0 | 0 | 1 | 0.5 | 0.5 | 1 | 0.5 | 0.5 | 6.7804e-13 | -180 | 180 | 6.8408e-13 | -180 | 180
Line6_7_8 | 0 | 0 | 0 | 0 | 0 | 0 | 0 | 0 | 0 | 0 | 0 | 0 | -2.2204e-16 | -6.2904e-16 | 8.5126e-16 | 2.9606e-16 | 4.7667e-16 | -8.1859e-16 | 2.9606e-16 | 4.7631e-09 | -4.7631e-09 | -2.9606e-16 | -4.7631e-09 | 4.7631e-09 | 0 | 0 | 0 | 0 | 0 | 0 | 1 | 0.5 | 0.5 | 1 | 0.5 | 0.5 | 6.8408e-13 | -180 | 180 | 6.8956e-13 | -180 | 180
Line7_8_9 | 0 | 0 | 0 | 0 | 0 | 0 | 0 | 0 | 0 | 0 | 0 | 0 | 7.4015e-17 | -3.5531e-17 | -7.2539e-17 | -7.4015e-17 | 2.1538e-18 | 2.242e-16 | 2.9606e-16 | 1.5877e-09 | -1.5877e-09 | -2.2204e-16 | -1.5877e-09 | 1.5877e-09 | 0 | 0 | 0 | 0 | 0 | 0 | 1 | 0.5 | 0.5 | 1 | 0.5 | 0.5 | 6.8956e-13 | -180 | 180 | 6.8848e-13 | -180 | 180
Line8_8_10 | 0 | 0 | 0 | 0 | 0 | 0 | 0 | 0 | 0 | 0 | 0 | 0 | 2.2204e-16 | -4.4261e-16 | -7.2539e-17 | -2.2204e-16 | 4.0924e-16 | 7.6169e-17 | 2.2204e-16 | 1.5877e-09 | -1.5877e-09 | -2.2204e-16 | -1.5877e-09 | 1.5877e-09 | 0 | 0 | 0 | 0 | 0 | 0 | 1 | 0.5 | 0.5 | 1 | 0.5 | 0.5 | 6.8956e-13 | -180 | 180 | 6.9086e-13 | -180 | 180
Line9_3_11 | 0 | 0 | 0 | 0 | 0 | 0 | 0 | 0 | 0 | 0 | 0 | 0 | -3.7007e-16 | -1.66e-15 | 1.3747e-15 | 2.9606e-16 | 1.9118e-15 | -1.0488e-15 | -4.3671e-30 | 1.1114e-08 | -1.1114e-08 | 3.5696e-30 | -1.1114e-08 | 1.1114e-08 | 0 | 0 | 0 | 0 | 0 | 0 | 1 | 0.5 | 0.5 | 1 | 0.5 | 0.5 | 6.7612e-13 | -180 | 180 | 6.9082e-13 | -180 | 180

## LL_min_fault_6
name | pf_ikss_a_from_ka | pf_ikss_b_from_ka | pf_ikss_c_from_ka | pf_ikss_a_to_ka | pf_ikss_b_to_ka | pf_ikss_c_to_ka | pf_skss_a_from_mw | pf_skss_b_from_mw | pf_skss_c_from_mw | pf_skss_a_to_mw | pf_skss_b_to_mw | pf_skss_c_to_mw | pf_p_a_from_mw | pf_p_b_from_mw | pf_p_c_from_mw | pf_p_a_to_mw | pf_p_b_to_mw | pf_p_c_to_mw | pf_q_a_from_mvar | pf_q_b_from_mvar | pf_q_c_from_mvar | pf_q_a_to_mvar | pf_q_b_to_mvar | pf_q_c_to_mvar | pf_ikss_a_from_degree | pf_ikss_b_from_degree | pf_ikss_c_from_degree | pf_ikss_a_to_degree | pf_ikss_b_to_degree | pf_ikss_c_to_degree | pf_vm_a_from_pu | pf_vm_b_from_pu | pf_vm_c_from_pu | pf_vm_a_to_pu | pf_vm_b_to_pu | pf_vm_c_to_pu | pf_va_a_from_degree | pf_va_b_from_degree | pf_va_c_from_degree | pf_va_a_to_degree | pf_va_b_to_degree | pf_va_c_to_degree
Line0_1_2 | 0 | 0 | 0 | 0 | 0 | 0 | 0 | 0 | 0 | 0 | 0 | 0 | 2.1973e-17 | -2.2559e-10 | -6.2954e-10 | -2.1973e-17 | 2.2559e-10 | 6.2954e-10 | 9.2519e-18 | 6.0796e-10 | 9.1694e-11 | -9.2519e-18 | -6.0796e-10 | -9.1694e-11 | 0 | 0 | 0 | 0 | 0 | 0 | 1 | 0.98924 | 0.97051 | 1 | 0.98924 | 0.97051 | 1.7197e-14 | -121.6008 | 119.7539 | 1.7175e-14 | -121.6008 | 119.7539
Line10_11_12 | 0 | 0 | 0 | 0 | 0 | 0 | 0 | 0 | 0 | 0 | 0 | 0 | 2.8912e-18 | -2.2559e-10 | -6.2954e-10 | -5.7824e-19 | 2.2559e-10 | 6.2954e-10 | 1.1565e-17 | 6.0796e-10 | 9.1694e-11 | -1.3878e-17 | -6.0796e-10 | -9.1694e-11 | 0 | 0 | 0 | 0 | 0 | 0 | 1 | 0.98924 | 0.97051 | 1 | 0.98924 | 0.97051 | 1.7948e-14 | -121.6008 | 119.7539 | 1.8342e-14 | -121.6008 | 119.7539
Line11_12_13 | 0 | 0 | 0 | 0 | 0 | 0 | 0 | 0 | 0 | 0 | 0 | 0 | -3.4694e-18 | -1.8799e-10 | -5.2461e-10 | 3.4694e-18 | 1.8799e-10 | 5.2461e-10 | 1.8504e-17 | 5.0663e-10 | 7.6412e-11 | -1.8504e-17 | -5.0663e-10 | -7.6412e-11 | 0 | 0 | 0 | 0 | 0 | 0 | 1 | 0.98924 | 0.97051 | 1 | 0.98924 | 0.97051 | 1.8342e-14 | -121.6008 | 119.7539 | 1.8714e-14 | -121.6008 | 119.7539
Line12_13_15 | 0 | 0 | 0 | 0 | 0 | 0 | 0 | 0 | 0 | 0 | 0 | 0 | -3.4694e-18 | -1.128e-10 | -3.1477e-10 | 3.4694e-18 | 1.128e-10 | 3.1477e-10 | 9.2519e-18 | 3.0398e-10 | 4.5847e-11 | -1.1565e-17 | -3.0398e-10 | -4.5847e-11 | 0 | 0 | 0 | 0 | 0 | 0 | 1 | 0.98924 | 0.97051 | 1 | 0.98924 | 0.97051 | 1.8714e-14 | -121.6008 | 119.7539 | 1.8903e-14 | -121.6008 | 119.7539
Line13_13_14 | 0 | 0 | 0 | 0 | 0 | 0 | 0 | 0 | 0 | 0 | 0 | 0 | -1.1565e-18 | -3.7599e-11 | -1.0492e-10 | 1.1565e-18 | 3.7599e-11 | 1.0492e-10 | 2.313e-18 | 1.0133e-10 | 1.5282e-11 | -6.9389e-18 | -1.0133e-10 | -1.5282e-11 | 0 | 0 | 0 | 0 | 0 | 0 | 1 | 0.98924 | 0.97051 | 1 | 0.98924 | 0.97051 | 1.8714e-14 | -121.6008 | 119.7539 | 1.8707e-14 | -121.6008 | 119.7539
Line14_15_16 | 0 | 0 | 0 | 0 | 0 | 0 | 0 | 0 | 0 | 0 | 0 | 0 | -2.8912e-18 | -7.5198e-11 | -2.0985e-10 | 2.8912e-18 | 7.5198e-11 | 2.0985e-10 | 6.9389e-18 | 2.0265e-10 | 3.0565e-11 | -9.2519e-18 | -2.0265e-10 | -3.0565e-11 | 0 | 0 | 0 | 0 | 0 | 0 | 1 | 0.98924 | 0.97051 | 1 | 0.98924 | 0.97051 | 1.8903e-14 | -121.6008 | 119.7539 | 1.9066e-14 | -121.6008 | 119.7539
Line15_16_17 | 0 | 0 | 0 | 0 | 0 | 0 | 0 | 0 | 0 | 0 | 0 | 0 | -5.7824e-19 | -3.7599e-11 | -1.0492e-10 | -1.7347e-18 | 3.7599e-11 | 1.0492e-10 | -1.9242e-34 | 1.0133e-10 | 1.5282e-11 | -5.7902e-34 | -1.0133e-10 | -1.5282e-11 | 0 | 0 | 0 | 0 | 0 | 0 | 1 | 0.98924 | 0.97051 | 1 | 0.98924 | 0.97051 | 1.9066e-14 | -121.6008 | 119.7539 | 1.9124e-14 | -121.6008 | 119.7539
Line16_4_18 | 0 | 0 | 0 | 0 | 0 | 0 | 0 | 0 | 0 | 0 | 0 | 0 | -5.2042e-18 | -3.7599e-11 | -1.0492e-10 | 5.2042e-18 | 3.7599e-11 | 1.0492e-10 | -1.5757e-33 | 1.0133e-10 | 1.5282e-11 | -2.313e-18 | -1.0133e-10 | -1.5282e-11 | 0 | 0 | 0 | 0 | 0 | 0 | 1 | 0.98924 | 0.97051 | 1 | 0.98924 | 0.97051 | 1.7348e-14 | -121.6008 | 119.7539 | 1.7406e-14 | -121.6008 | 119.7539
Line17_5_19 | 0 | 0 | 0 | 0 | 0 | 0 | 0 | 0 | 0 | 0 | 0 | 0 | -5.2042e-18 | -3.7599e-11 | -1.0492e-10 | 5.2042e-18 | 3.7599e-11 | 1.0492e-10 | -1.5757e-33 | 1.0133e-10 | 1.5282e-11 | -2.313e-18 | -1.0133e-10 | -1.5282e-11 | 0 | 0 | 0 | 0 | 0 | 0 | 1 | 0.98924 | 0.97051 | 1 | 0.98924 | 0.97051 | 1.7348e-14 | -121.6008 | 119.7539 | 1.7406e-14 | -121.6008 | 119.7539
Line1_1_3 | 0 | 0 | 0 | 0 | 0 | 0 | 0 | 0 | 0 | 0 | 0 | 0 | 1.0987e-17 | -3.0079e-10 | -8.3938e-10 | -8.6736e-18 | 3.0079e-10 | 8.3938e-10 | 1.3878e-17 | 8.1061e-10 | 1.2226e-10 | -1.6191e-17 | -8.1061e-10 | -1.2226e-10 | 0 | 0 | 0 | 0 | 0 | 0 | 1 | 0.98924 | 0.97051 | 1 | 0.98924 | 0.97051 | 1.7197e-14 | -121.6008 | 119.7539 | 1.7559e-14 | -121.6008 | 119.7539
Line2_1_4 | 0 | 0 | 0 | 0 | 0 | 0 | 0 | 0 | 0 | 0 | 0 | 0 | -2.7768e-33 | -7.5198e-11 | -2.0985e-10 | 3.5016e-33 | 7.5198e-11 | 2.0985e-10 | 9.2519e-18 | 2.0265e-10 | 3.0565e-11 | -1.1565e-17 | -2.0265e-10 | -3.0565e-11 | 0 | 0 | 0 | 0 | 0 | 0 | 1 | 0.98924 | 0.97051 | 1 | 0.98924 | 0.97051 | 1.7197e-14 | -121.6008 | 119.7539 | 1.7348e-14 | -121.6008 | 119.7539
Line3_1_5 | 0 | 0 | 0 | 0 | 0 | 0 | 0 | 0 | 0 | 0 | 0 | 0 | -2.7768e-33 | -7.5198e-11 | -2.0985e-10 | 3.5016e-33 | 7.5198e-11 | 2.0985e-10 | 9.2519e-18 | 2.0265e-10 | 3.0565e-11 | -1.1565e-17 | -2.0265e-10 | -3.0565e-11 | 0 | 0 | 0 | 0 | 0 | 0 | 1 | 0.98924 | 0.97051 | 1 | 0.98924 | 0.97051 | 1.7197e-14 | -121.6008 | 119.7539 | 1.7348e-14 | -121.6008 | 119.7539
Line4_2_6 | 0 | 0 | 0 | 0 | 0 | 0 | 0 | 0 | 0 | 0 | 0 | 0 | 9.2519e-18 | -1.8799e-10 | -5.2461e-10 | -1.1565e-17 | 1.8799e-10 | 5.2461e-10 | 1.6191e-17 | 5.0663e-10 | 7.6412e-11 | -1.3878e-17 | -5.0663e-10 | -7.6412e-11 | 0 | 0 | 0 | 0 | 0 | 0 | 1 | 0.98924 | 0.97051 | 1 | 0.98924 | 0.97051 | 1.7175e-14 | -121.6008 | 119.7539 | 1.724e-14 | -121.6008 | 119.7539
Line5_6_7 | 0 | 0 | 0 | 0 | 0 | 0 | 0 | 0 | 0 | 0 | 0 | 0 | 1.0408e-17 | -1.504e-10 | -4.1969e-10 | -1.0408e-17 | 1.504e-10 | 4.1969e-10 | 1.1565e-17 | 4.053e-10 | 6.113e-11 | -1.1565e-17 | -4.053e-10 | -6.113e-11 | 0 | 0 | 0 | 0 | 0 | 0 | 1 | 0.98924 | 0.97051 | 1 | 0.98924 | 0.97051 | 1.724e-14 | -121.6008 | 119.7539 | 1.7326e-14 | -121.6008 | 119.7539
Line6_7_8 | 0 | 0 | 0 | 0 | 0 | 0 | 0 | 0 | 0 | 0 | 0 | 0 | 6.9389e-18 | -1.128e-10 | -3.1477e-10 | -6.9389e-18 | 1.128e-10 | 3.1477e-10 | 1.1565e-17 | 3.0398e-10 | 4.5847e-11 | -1.3878e-17 | -3.0398e-10 | -4.5847e-11 | 0 | 0 | 0 | 0 | 0 | 0 | 1 | 0.98924 | 0.97051 | 1 | 0.98924 | 0.97051 | 1.7326e-14 | -121.6008 | 119.7539 | 1.7487e-14 | -121.6008 | 119.7539
Line7_8_9 | 0 | 0 | 0 | 0 | 0 | 0 | 0 | 0 | 0 | 0 | 0 | 0 | -2.1178e-33 | -3.7599e-11 | -1.0492e-10 | -2.313e-18 | 3.7599e-11 | 1.0492e-10 | 6.9389e-18 | 1.0133e-10 | 1.5282e-11 | -6.9389e-18 | -1.0133e-10 | -1.5282e-11 | 0 | 0 | 0 | 0 | 0 | 0 | 1 | 0.98924 | 0.97051 | 1 | 0.98924 | 0.97051 | 1.7487e-14 | -121.6008 | 119.7539 | 1.7479e-14 | -121.6008 | 119.7539
Line8_8_10 | 0 | 0 | 0 | 0 | 0 | 0 | 0 | 0 | 0 | 0 | 0 | 0 | 1.7347e-18 | -3.7599e-11 | -1.0492e-10 | -1.7347e-18 | 3.7599e-11 | 1.0492e-10 | 9.2519e-18 | 1.0133e-10 | 1.5282e-11 | -6.9389e-18 | -1.0133e-10 | -1.5282e-11 | 0 | 0 | 0 | 0 | 0 | 0 | 1 | 0.98924 | 0.97051 | 1 | 0.98924 | 0.97051 | 1.7487e-14 | -121.6008 | 119.7539 | 1.7559e-14 | -121.6008 | 119.7539
Line9_3_11 | 0 | 0 | 0 | 0 | 0 | 0 | 0 | 0 | 0 | 0 | 0 | 0 | 5.7824e-18 | -2.6319e-10 | -7.3446e-10 | -5.7824e-18 | 2.6319e-10 | 7.3446e-10 | 1.6191e-17 | 7.0928e-10 | 1.0698e-10 | -1.8504e-17 | -7.0928e-10 | -1.0698e-10 | 0 | 0 | 0 | 0 | 0 | 0 | 1 | 0.98924 | 0.97051 | 1 | 0.98924 | 0.97051 | 1.7559e-14 | -121.6008 | 119.7539 | 1.7948e-14 | -121.6008 | 119.7539

## LL_min_fault_10
name | pf_ikss_a_from_ka | pf_ikss_b_from_ka | pf_ikss_c_from_ka | pf_ikss_a_to_ka | pf_ikss_b_to_ka | pf_ikss_c_to_ka | pf_skss_a_from_mw | pf_skss_b_from_mw | pf_skss_c_from_mw | pf_skss_a_to_mw | pf_skss_b_to_mw | pf_skss_c_to_mw | pf_p_a_from_mw | pf_p_b_from_mw | pf_p_c_from_mw | pf_p_a_to_mw | pf_p_b_to_mw | pf_p_c_to_mw | pf_q_a_from_mvar | pf_q_b_from_mvar | pf_q_c_from_mvar | pf_q_a_to_mvar | pf_q_b_to_mvar | pf_q_c_to_mvar | pf_ikss_a_from_degree | pf_ikss_b_from_degree | pf_ikss_c_from_degree | pf_ikss_a_to_degree | pf_ikss_b_to_degree | pf_ikss_c_to_degree | pf_vm_a_from_pu | pf_vm_b_from_pu | pf_vm_c_from_pu | pf_vm_a_to_pu | pf_vm_b_to_pu | pf_vm_c_to_pu | pf_va_a_from_degree | pf_va_b_from_degree | pf_va_c_from_degree | pf_va_a_to_degree | pf_va_b_to_degree | pf_va_c_to_degree
Line0_1_2 | 0 | 0 | 0 | 0 | 0 | 0 | 0 | 0 | 0 | 0 | 0 | 0 | 2.1973e-17 | -2.2559e-10 | -6.2954e-10 | -2.1973e-17 | 2.2559e-10 | 6.2954e-10 | 9.2519e-18 | 6.0796e-10 | 9.1694e-11 | -9.2519e-18 | -6.0796e-10 | -9.1694e-11 | 0 | 0 | 0 | 0 | 0 | 0 | 1 | 0.98924 | 0.97051 | 1 | 0.98924 | 0.97051 | 1.7197e-14 | -121.6008 | 119.7539 | 1.7175e-14 | -121.6008 | 119.7539
Line10_11_12 | 0 | 0 | 0 | 0 | 0 | 0 | 0 | 0 | 0 | 0 | 0 | 0 | 2.8912e-18 | -2.2559e-10 | -6.2954e-10 | -5.7824e-19 | 2.2559e-10 | 6.2954e-10 | 1.1565e-17 | 6.0796e-10 | 9.1694e-11 | -1.3878e-17 | -6.0796e-10 | -9.1694e-11 | 0 | 0 | 0 | 0 | 0 | 0 | 1 | 0.98924 | 0.97051 | 1 | 0.98924 | 0.97051 | 1.7948e-14 | -121.6008 | 119.7539 | 1.8342e-14 | -121.6008 | 119.7539
Line11_12_13 | 0 | 0 | 0 | 0 | 0 | 0 | 0 | 0 | 0 | 0 | 0 | 0 | -3.4694e-18 | -1.8799e-10 | -5.2461e-10 | 3.4694e-18 | 1.8799e-10 | 5.2461e-10 | 1.8504e-17 | 5.0663e-10 | 7.6412e-11 | -1.8504e-17 | -5.0663e-10 | -7.6412e-11 | 0 | 0 | 0 | 0 | 0 | 0 | 1 | 0.98924 | 0.97051 | 1 | 0.98924 | 0.97051 | 1.8342e-14 | -121.6008 | 119.7539 | 1.8714e-14 | -121.6008 | 119.7539
Line12_13_15 | 0 | 0 | 0 | 0 | 0 | 0 | 0 | 0 | 0 | 0 | 0 | 0 | -3.4694e-18 | -1.128e-10 | -3.1477e-10 | 3.4694e-18 | 1.128e-10 | 3.1477e-10 | 9.2519e-18 | 3.0398e-10 | 4.5847e-11 | -1.1565e-17 | -3.0398e-10 | -4.5847e-11 | 0 | 0 | 0 | 0 | 0 | 0 | 1 | 0.98924 | 0.97051 | 1 | 0.98924 | 0.97051 | 1.8714e-14 | -121.6008 | 119.7539 | 1.8903e-14 | -121.6008 | 119.7539
Line13_13_14 | 0 | 0 | 0 | 0 | 0 | 0 | 0 | 0 | 0 | 0 | 0 | 0 | -1.1565e-18 | -3.7599e-11 | -1.0492e-10 | 1.1565e-18 | 3.7599e-11 | 1.0492e-10 | 2.313e-18 | 1.0133e-10 | 1.5282e-11 | -6.9389e-18 | -1.0133e-10 | -1.5282e-11 | 0 | 0 | 0 | 0 | 0 | 0 | 1 | 0.98924 | 0.97051 | 1 | 0.98924 | 0.97051 | 1.8714e-14 | -121.6008 | 119.7539 | 1.8707e-14 | -121.6008 | 119.7539
Line14_15_16 | 0 | 0 | 0 | 0 | 0 | 0 | 0 | 0 | 0 | 0 | 0 | 0 | -2.8912e-18 | -7.5198e-11 | -2.0985e-10 | 2.8912e-18 | 7.5198e-11 | 2.0985e-10 | 6.9389e-18 | 2.0265e-10 | 3.0565e-11 | -9.2519e-18 | -2.0265e-10 | -3.0565e-11 | 0 | 0 | 0 | 0 | 0 | 0 | 1 | 0.98924 | 0.97051 | 1 | 0.98924 | 0.97051 | 1.8903e-14 | -121.6008 | 119.7539 | 1.9066e-14 | -121.6008 | 119.7539
Line15_16_17 | 0 | 0 | 0 | 0 | 0 | 0 | 0 | 0 | 0 | 0 | 0 | 0 | -5.7824e-19 | -3.7599e-11 | -1.0492e-10 | -1.7347e-18 | 3.7599e-11 | 1.0492e-10 | -1.9242e-34 | 1.0133e-10 | 1.5282e-11 | -5.7902e-34 | -1.0133e-10 | -1.5282e-11 | 0 | 0 | 0 | 0 | 0 | 0 | 1 | 0.98924 | 0.97051 | 1 | 0.98924 | 0.97051 | 1.9066e-14 | -121.6008 | 119.7539 | 1.9124e-14 | -121.6008 | 119.7539
Line16_4_18 | 0 | 0 | 0 | 0 | 0 | 0 | 0 | 0 | 0 | 0 | 0 | 0 | -5.2042e-18 | -3.7599e-11 | -1.0492e-10 | 5.2042e-18 | 3.7599e-11 | 1.0492e-10 | -1.5757e-33 | 1.0133e-10 | 1.5282e-11 | -2.313e-18 | -1.0133e-10 | -1.5282e-11 | 0 | 0 | 0 | 0 | 0 | 0 | 1 | 0.98924 | 0.97051 | 1 | 0.98924 | 0.97051 | 1.7348e-14 | -121.6008 | 119.7539 | 1.7406e-14 | -121.6008 | 119.7539
Line17_5_19 | 0 | 0 | 0 | 0 | 0 | 0 | 0 | 0 | 0 | 0 | 0 | 0 | -5.2042e-18 | -3.7599e-11 | -1.0492e-10 | 5.2042e-18 | 3.7599e-11 | 1.0492e-10 | -1.5757e-33 | 1.0133e-10 | 1.5282e-11 | -2.313e-18 | -1.0133e-10 | -1.5282e-11 | 0 | 0 | 0 | 0 | 0 | 0 | 1 | 0.98924 | 0.97051 | 1 | 0.98924 | 0.97051 | 1.7348e-14 | -121.6008 | 119.7539 | 1.7406e-14 | -121.6008 | 119.7539
Line1_1_3 | 0 | 0 | 0 | 0 | 0 | 0 | 0 | 0 | 0 | 0 | 0 | 0 | 1.0987e-17 | -3.0079e-10 | -8.3938e-10 | -8.6736e-18 | 3.0079e-10 | 8.3938e-10 | 1.3878e-17 | 8.1061e-10 | 1.2226e-10 | -1.6191e-17 | -8.1061e-10 | -1.2226e-10 | 0 | 0 | 0 | 0 | 0 | 0 | 1 | 0.98924 | 0.97051 | 1 | 0.98924 | 0.97051 | 1.7197e-14 | -121.6008 | 119.7539 | 1.7559e-14 | -121.6008 | 119.7539
Line2_1_4 | 0 | 0 | 0 | 0 | 0 | 0 | 0 | 0 | 0 | 0 | 0 | 0 | -2.7768e-33 | -7.5198e-11 | -2.0985e-10 | 3.5016e-33 | 7.5198e-11 | 2.0985e-10 | 9.2519e-18 | 2.0265e-10 | 3.0565e-11 | -1.1565e-17 | -2.0265e-10 | -3.0565e-11 | 0 | 0 | 0 | 0 | 0 | 0 | 1 | 0.98924 | 0.97051 | 1 | 0.98924 | 0.97051 | 1.7197e-14 | -121.6008 | 119.7539 | 1.7348e-14 | -121.6008 | 119.7539
Line3_1_5 | 0 | 0 | 0 | 0 | 0 | 0 | 0 | 0 | 0 | 0 | 0 | 0 | -2.7768e-33 | -7.5198e-11 | -2.0985e-10 | 3.5016e-33 | 7.5198e-11 | 2.0985e-10 | 9.2519e-18 | 2.0265e-10 | 3.0565e-11 | -1.1565e-17 | -2.0265e-10 | -3.0565e-11 | 0 | 0 | 0 | 0 | 0 | 0 | 1 | 0.98924 | 0.97051 | 1 | 0.98924 | 0.97051 | 1.7197e-14 | -121.6008 | 119.7539 | 1.7348e-14 | -121.6008 | 119.7539
Line4_2_6 | 0 | 0 | 0 | 0 | 0 | 0 | 0 | 0 | 0 | 0 | 0 | 0 | 9.2519e-18 | -1.8799e-10 | -5.2461e-10 | -1.1565e-17 | 1.8799e-10 | 5.2461e-10 | 1.6191e-17 | 5.0663e-10 | 7.6412e-11 | -1.3878e-17 | -5.0663e-10 | -7.6412e-11 | 0 | 0 | 0 | 0 | 0 | 0 | 1 | 0.98924 | 0.97051 | 1 | 0.98924 | 0.97051 | 1.7175e-14 | -121.6008 | 119.7539 | 1.724e-14 | -121.6008 | 119.7539
Line5_6_7 | 0 | 0 | 0 | 0 | 0 | 0 | 0 | 0 | 0 | 0 | 0 | 0 | 1.0408e-17 | -1.504e-10 | -4.1969e-10 | -1.0408e-17 | 1.504e-10 | 4.1969e-10 | 1.1565e-17 | 4.053e-10 | 6.113e-11 | -1.1565e-17 | -4.053e-10 | -6.113e-11 | 0 | 0 | 0 | 0 | 0 | 0 | 1 | 0.98924 | 0.97051 | 1 | 0.98924 | 0.97051 | 1.724e-14 | -121.6008 | 119.7539 | 1.7326e-14 | -121.6008 | 119.7539
Line6_7_8 | 0 | 0 | 0 | 0 | 0 | 0 | 0 | 0 | 0 | 0 | 0 | 0 | 6.9389e-18 | -1.128e-10 | -3.1477e-10 | -6.9389e-18 | 1.128e-10 | 3.1477e-10 | 1.1565e-17 | 3.0398e-10 | 4.5847e-11 | -1.3878e-17 | -3.0398e-10 | -4.5847e-11 | 0 | 0 | 0 | 0 | 0 | 0 | 1 | 0.98924 | 0.97051 | 1 | 0.98924 | 0.97051 | 1.7326e-14 | -121.6008 | 119.7539 | 1.7487e-14 | -121.6008 | 119.7539
Line7_8_9 | 0 | 0 | 0 | 0 | 0 | 0 | 0 | 0 | 0 | 0 | 0 | 0 | -2.1178e-33 | -3.7599e-11 | -1.0492e-10 | -2.313e-18 | 3.7599e-11 | 1.0492e-10 | 6.9389e-18 | 1.0133e-10 | 1.5282e-11 | -6.9389e-18 | -1.0133e-10 | -1.5282e-11 | 0 | 0 | 0 | 0 | 0 | 0 | 1 | 0.98924 | 0.97051 | 1 | 0.98924 | 0.97051 | 1.7487e-14 | -121.6008 | 119.7539 | 1.7479e-14 | -121.6008 | 119.7539
Line8_8_10 | 0 | 0 | 0 | 0 | 0 | 0 | 0 | 0 | 0 | 0 | 0 | 0 | 1.7347e-18 | -3.7599e-11 | -1.0492e-10 | -1.7347e-18 | 3.7599e-11 | 1.0492e-10 | 9.2519e-18 | 1.0133e-10 | 1.5282e-11 | -6.9389e-18 | -1.0133e-10 | -1.5282e-11 | 0 | 0 | 0 | 0 | 0 | 0 | 1 | 0.98924 | 0.97051 | 1 | 0.98924 | 0.97051 | 1.7487e-14 | -121.6008 | 119.7539 | 1.7559e-14 | -121.6008 | 119.7539
Line9_3_11 | 0 | 0 | 0 | 0 | 0 | 0 | 0 | 0 | 0 | 0 | 0 | 0 | 5.7824e-18 | -2.6319e-10 | -7.3446e-10 | -5.7824e-18 | 2.6319e-10 | 7.3446e-10 | 1.6191e-17 | 7.0928e-10 | 1.0698e-10 | -1.8504e-17 | -7.0928e-10 | -1.0698e-10 | 0 | 0 | 0 | 0 | 0 | 0 | 1 | 0.98924 | 0.97051 | 1 | 0.98924 | 0.97051 | 1.7559e-14 | -121.6008 | 119.7539 | 1.7948e-14 | -121.6008 | 119.7539

## LG_max_6
name | pf_ikss_a_from_ka | pf_ikss_b_from_ka | pf_ikss_c_from_ka | pf_ikss_a_to_ka | pf_ikss_b_to_ka | pf_ikss_c_to_ka | pf_skss_a_from_mw | pf_skss_b_from_mw | pf_skss_c_from_mw | pf_skss_a_to_mw | pf_skss_b_to_mw | pf_skss_c_to_mw | pf_p_a_from_mw | pf_p_b_from_mw | pf_p_c_from_mw | pf_p_a_to_mw | pf_p_b_to_mw | pf_p_c_to_mw | pf_q_a_from_mvar | pf_q_b_from_mvar | pf_q_c_from_mvar | pf_q_a_to_mvar | pf_q_b_to_mvar | pf_q_c_to_mvar | pf_ikss_a_from_degree | pf_ikss_b_from_degree | pf_ikss_c_from_degree | pf_ikss_a_to_degree | pf_ikss_b_to_degree | pf_ikss_c_to_degree | pf_vm_a_from_pu | pf_vm_b_from_pu | pf_vm_c_from_pu | pf_vm_a_to_pu | pf_vm_b_to_pu | pf_vm_c_to_pu | pf_va_a_from_degree | pf_va_b_from_degree | pf_va_c_from_degree | pf_va_a_to_degree | pf_va_b_to_degree | pf_va_c_to_degree
Line0_1_2 | 0.14434 | 0.14434 | 0.14434 | 0.14434 | 0.14434 | 0.14434 | 0.033333 | 0.033333 | 0.033333 | 0.033333 | 0.033333 | 0.033333 | -0.00020494 | -0.0037038 | -0.0038722 | 0.00041327 | 0.0039121 | 0.0040805 | -0.0020144 | -0.038409 | -0.038331 | 0.0024311 | 0.038826 | 0.038748 | 95.7108 | -24.2898 | -144.2891 | -84.2892 | 155.7102 | 35.7109 | 0.060745 | 1.1576 | 1.1558 | 0.07398 | 1.1707 | 1.1689 | -0.098178 | -119.7978 | 119.9425 | -3.9369 | -120.0436 | 119.6992
Line10_11_12 | 0.14434 | 0.14434 | 0.14434 | 0.14434 | 0.14434 | 0.14434 | 0.033333 | 0.033333 | 0.033333 | 0.033333 | 0.033333 | 0.033333 | -0.0006216 | -0.0041204 | -0.0042889 | 0.00082993 | 0.0043288 | 0.0044972 | -0.0028478 | -0.039242 | -0.039165 | 0.0032644 | 0.039659 | 0.039581 | 95.7108 | -24.2898 | -144.2891 | -84.2892 | 155.7102 | 35.7109 | 0.087445 | 1.1837 | 1.182 | 0.10105 | 1.1968 | 1.1951 | -6.6024 | -120.2839 | 119.4614 | -8.5536 | -120.519 | 119.2287
Line11_12_13 | 0.14434 | 0.14434 | 0.14434 | 0.14434 | 0.14434 | 0.14434 | 0.033333 | 0.033333 | 0.033333 | 0.033333 | 0.033333 | 0.033333 | -0.00082993 | -0.0043288 | -0.0044972 | 0.0010383 | 0.0045372 | 0.0047055 | -0.0032644 | -0.039659 | -0.039581 | 0.0036811 | 0.040076 | 0.039998 | 95.7107 | -24.2898 | -144.2891 | -84.2893 | 155.7103 | 35.7108 | 0.10105 | 1.1968 | 1.1951 | 0.11474 | 1.2099 | 1.2082 | -8.5536 | -120.519 | 119.2287 | -10.0405 | -120.749 | 119.0012
Line12_13_15 | 0 | 0 | 0 | 0 | 0 | 0 | 0 | 0 | 0 | 0 | 0 | 0 | 6.365e-10 | 9.6379e-08 | -9.5333e-08 | -1.6904e-11 | -6.4741e-08 | 6.3075e-08 | 1.0567e-08 | -5.6644e-08 | -5.3027e-08 | -7.1256e-09 | 3.7699e-08 | 3.5266e-08 | 0 | 0 | 0 | 0 | 0 | 0 | 0.11474 | 1.2099 | 1.2082 | 0.11474 | 1.2099 | 1.2082 | -10.0405 | -120.749 | 119.0012 | -10.0405 | -120.749 | 119.0012
Line13_13_14 | 0.14434 | 0.14434 | 0.14434 | 0.14434 | 0.14434 | 0.14434 | 0.033333 | 0.033333 | 0.033333 | 0.033333 | 0.033333 | 0.033333 | -0.0010383 | -0.0045373 | -0.0047054 | 0.0012466 | 0.0047456 | 0.0049137 | -0.0036811 | -0.040076 | -0.039998 | 0.0040978 | 0.040492 | 0.040414 | 95.7107 | -24.2896 | -144.2893 | -84.2893 | 155.7104 | 35.7106 | 0.11474 | 1.2099 | 1.2082 | 0.1285 | 1.2231 | 1.2214 | -10.0405 | -120.749 | 119.0012 | -11.2098 | -120.974 | 118.7785
Line14_15_16 | 0 | 0 | 0 | 0 | 0 | 0 | 0 | 0 | 0 | 0 | 0 | 0 | 4.2433e-10 | 6.4253e-08 | -6.3555e-08 | 1.9526e-10 | -3.2614e-08 | 3.1297e-08 | 7.0449e-09 | -3.7763e-08 | -3.5351e-08 | -3.6032e-09 | 1.8818e-08 | 1.7591e-08 | 0 | 0 | 0 | 0 | 0 | 0 | 0.11474 | 1.2099 | 1.2082 | 0.11474 | 1.2099 | 1.2082 | -10.0405 | -120.749 | 119.0012 | -10.0405 | -120.749 | 119.0012
Line15_16_17 | 0 | 0 | 0 | 0 | 0 | 0 | 0 | 0 | 0 | 0 | 0 | 0 | 2.1217e-10 | 3.2126e-08 | -3.1778e-08 | 4.0743e-10 | -4.8819e-10 | -4.8013e-10 | 3.5225e-09 | -1.8881e-08 | -1.7676e-08 | -8.0686e-11 | -6.3793e-11 | -8.4948e-11 | 0 | 0 | 0 | 0 | 0 | 0 | 0.11474 | 1.2099 | 1.2082 | 0.11474 | 1.2099 | 1.2082 | -10.0405 | -120.749 | 119.0012 | -10.0405 | -120.749 | 119.0012
Line16_4_18 | 0 | 0 | 0 | 0 | 0 | 0 | 0 | 0 | 0 | 0 | 0 | 0 | -1.1634e-10 | 3.1138e-08 | -3.07e-08 | 2.7761e-10 | -3.0332e-10 | -2.952e-10 | 2.2695e-09 | -1.7948e-08 | -1.7536e-08 | -2.0486e-11 | -3.5919e-12 | -2.4749e-11 | 0 | 0 | 0 | 0 | 0 | 0 | 0.07398 | 1.1707 | 1.1689 | 0.07398 | 1.1707 | 1.1689 | -3.9369 | -120.0436 | 119.6992 | -3.9369 | -120.0436 | 119.6992
Line17_5_19 | 0.14434 | 0.14434 | 0.14434 | 0.14434 | 0.14434 | 0.14434 | 0.033333 | 0.033333 | 0.033333 | 0.033333 | 0.033333 | 0.033333 | -0.00041327 | -0.0039123 | -0.0040804 | 0.0006216 | 0.0041206 | 0.0042887 | -0.0024311 | -0.038826 | -0.038748 | 0.0028478 | 0.039242 | 0.039164 | 95.7107 | -24.2896 | -144.2893 | -84.2893 | 155.7104 | 35.7106 | 0.07398 | 1.1707 | 1.1689 | 0.087445 | 1.1837 | 1.182 | -3.9369 | -120.0436 | 119.6992 | -6.6025 | -120.2839 | 119.4614
Line1_1_3 | 0.14434 | 0.14434 | 0.14434 | 0.14434 | 0.14434 | 0.14434 | 0.033333 | 0.033333 | 0.033333 | 0.033333 | 0.033333 | 0.033333 | -0.00020494 | -0.0037037 | -0.0038723 | 0.00041327 | 0.0039121 | 0.0040806 | -0.0020144 | -0.038409 | -0.038331 | 0.0024311 | 0.038826 | 0.038748 | 95.7108 | -24.2899 | -144.289 | -84.2892 | 155.7101 | 35.7109 | 0.060745 | 1.1576 | 1.1558 | 0.07398 | 1.1707 | 1.1689 | -0.098178 | -119.7978 | 119.9425 | -3.9369 | -120.0436 | 119.6992
Line2_1_4 | 0.14434 | 0.14434 | 0.14434 | 0.14434 | 0.14434 | 0.14434 | 0.033333 | 0.033333 | 0.033333 | 0.033333 | 0.033333 | 0.033333 | -0.00020494 | -0.0037039 | -0.0038721 | 0.00041327 | 0.0039123 | 0.0040804 | -0.0020144 | -0.038409 | -0.038331 | 0.0024311 | 0.038826 | 0.038748 | 95.7107 | -24.2896 | -144.2893 | -84.2893 | 155.7104 | 35.7107 | 0.060745 | 1.1576 | 1.1558 | 0.07398 | 1.1707 | 1.1689 | -0.098178 | -119.7978 | 119.9425 | -3.9369 | -120.0436 | 119.6992
Line3_1_5 | 0.14434 | 0.14434 | 0.14434 | 0.14434 | 0.14434 | 0.14434 | 0.033333 | 0.033333 | 0.033333 | 0.033333 | 0.033333 | 0.033333 | -0.00020494 | -0.0037039 | -0.0038721 | 0.00041327 | 0.0039123 | 0.0040804 | -0.0020144 | -0.038409 | -0.038331 | 0.0024311 | 0.038826 | 0.038748 | 95.7107 | -24.2896 | -144.2893 | -84.2893 | 155.7104 | 35.7107 | 0.060745 | 1.1576 | 1.1558 | 0.07398 | 1.1707 | 1.1689 | -0.098178 | -119.7978 | 119.9425 | -3.9369 | -120.0436 | 119.6992
Line4_2_6 | 0.14434 | 0.14434 | 0.14434 | 0.14434 | 0.14434 | 0.14434 | 0.033333 | 0.033333 | 0.033333 | 0.033333 | 0.033333 | 0.033333 | -0.00041327 | -0.0039121 | -0.0040805 | 0.0006216 | 0.0041205 | 0.0042888 | -0.0024311 | -0.038826 | -0.038748 | 0.0028478 | 0.039242 | 0.039165 | 95.7107 | -24.2898 | -144.2891 | -84.2893 | 155.7103 | 35.7108 | 0.07398 | 1.1707 | 1.1689 | 0.087445 | 1.1837 | 1.182 | -3.9369 | -120.0436 | 119.6992 | -6.6025 | -120.2839 | 119.4614
Line5_6_7 | 0.14434 | 0.14434 | 0.14434 | 0.14434 | 0.14434 | 0.14434 | 0.033333 | 0.033333 | 0.033333 | 0.033333 | 0.033333 | 0.033333 | -0.0006216 | -0.0041205 | -0.0042888 | 0.00082994 | 0.0043289 | 0.0044971 | -0.0028478 | -0.039242 | -0.039165 | 0.0032644 | 0.039659 | 0.039581 | 95.7107 | -24.2897 | -144.2892 | -84.2893 | 155.7103 | 35.7108 | 0.087445 | 1.1837 | 1.182 | 0.10105 | 1.1968 | 1.1951 | -6.6025 | -120.2839 | 119.4614 | -8.5537 | -120.519 | 119.2287
Line6_7_8 | 0 | 0 | 0 | 0 | 0 | 0 | 0 | 0 | 0 | 0 | 0 | 0 | 3.037e-10 | 9.5386e-08 | -9.426e-08 | 1.6313e-10 | -6.4016e-08 | 6.2423e-08 | 9.3144e-09 | -5.5711e-08 | -5.2888e-08 | -6.2702e-09 | 3.7097e-08 | 3.5193e-08 | 0 | 0 | 0 | 0 | 0 | 0 | 0.10105 | 1.1968 | 1.1951 | 0.10105 | 1.1968 | 1.1951 | -8.5537 | -120.519 | 119.2287 | -8.5537 | -120.519 | 119.2287
Line7_8_9 | 0 | 0 | 0 | 0 | 0 | 0 | 0 | 0 | 0 | 0 | 0 | 0 | 1.0123e-10 | 3.1795e-08 | -3.142e-08 | 3.6559e-10 | -4.2513e-10 | -4.1705e-10 | 3.1048e-09 | -1.857e-08 | -1.7629e-08 | -6.0619e-11 | -4.3726e-11 | -6.4881e-11 | 0 | 0 | 0 | 0 | 0 | 0 | 0.10105 | 1.1968 | 1.1951 | 0.10105 | 1.1968 | 1.1951 | -8.5537 | -120.519 | 119.2287 | -8.5536 | -120.519 | 119.2287
Line8_8_10 | 0 | 0 | 0 | 0 | 0 | 0 | 0 | 0 | 0 | 0 | 0 | 0 | 1.0123e-10 | 3.1795e-08 | -3.142e-08 | 3.6559e-10 | -4.2513e-10 | -4.1705e-10 | 3.1048e-09 | -1.857e-08 | -1.7629e-08 | -6.0619e-11 | -4.3726e-11 | -6.4881e-11 | 0 | 0 | 0 | 0 | 0 | 0 | 0.10105 | 1.1968 | 1.1951 | 0.10105 | 1.1968 | 1.1951 | -8.5537 | -120.519 | 119.2287 | -8.5536 | -120.519 | 119.2287
Line9_3_11 | 0.14434 | 0.14434 | 0.14434 | 0.14434 | 0.14434 | 0.14434 | 0.033333 | 0.033333 | 0.033333 | 0.033333 | 0.033333 | 0.033333 | -0.00041327 | -0.0039121 | -0.0040806 | 0.0006216 | 0.0041204 | 0.0042889 | -0.0024311 | -0.038826 | -0.038748 | 0.0028478 | 0.039242 | 0.039165 | 95.7108 | -24.2899 | -144.2891 | -84.2892 | 155.7102 | 35.7109 | 0.07398 | 1.1707 | 1.1689 | 0.087445 | 1.1837 | 1.182 | -3.9369 | -120.0436 | 119.6992 | -6.6024 | -120.2839 | 119.4614

## LG_max_10
name | pf_ikss_a_from_ka | pf_ikss_b_from_ka | pf_ikss_c_from_ka | pf_ikss_a_to_ka | pf_ikss_b_to_ka | pf_ikss_c_to_ka | pf_skss_a_from_mw | pf_skss_b_from_mw | pf_skss_c_from_mw | pf_skss_a_to_mw | pf_skss_b_to_mw | pf_skss_c_to_mw | pf_p_a_from_mw | pf_p_b_from_mw | pf_p_c_from_mw | pf_p_a_to_mw | pf_p_b_to_mw | pf_p_c_to_mw | pf_q_a_from_mvar | pf_q_b_from_mvar | pf_q_c_from_mvar | pf_q_a_to_mvar | pf_q_b_to_mvar | pf_q_c_to_mvar | pf_ikss_a_from_degree | pf_ikss_b_from_degree | pf_ikss_c_from_degree | pf_ikss_a_to_degree | pf_ikss_b_to_degree | pf_ikss_c_to_degree | pf_vm_a_from_pu | pf_vm_b_from_pu | pf_vm_c_from_pu | pf_vm_a_to_pu | pf_vm_b_to_pu | pf_vm_c_to_pu | pf_va_a_from_degree | pf_va_b_from_degree | pf_va_c_from_degree | pf_va_a_to_degree | pf_va_b_to_degree | pf_va_c_to_degree
Line0_1_2 | 0.14434 | 0.14434 | 0.14434 | 0.14434 | 0.14434 | 0.14434 | 0.033333 | 0.033333 | 0.033333 | 0.033333 | 0.033333 | 0.033333 | -0.00021466 | -0.0037065 | -0.0038827 | 0.000423 | 0.0039148 | 0.004091 | -0.0021103 | -0.0385 | -0.038419 | 0.002527 | 0.038917 | 0.038835 | 95.7108 | -24.2898 | -144.2891 | -84.2892 | 155.7102 | 35.7109 | 0.063637 | 1.1603 | 1.1584 | 0.076865 | 1.1734 | 1.1715 | -0.09742 | -119.7889 | 119.94 | -3.7919 | -120.0342 | 119.6973
Line10_11_12 | 0.14434 | 0.14434 | 0.14434 | 0.14434 | 0.14434 | 0.14434 | 0.033333 | 0.033333 | 0.033333 | 0.033333 | 0.033333 | 0.033333 | -0.00063133 | -0.0041231 | -0.0042994 | 0.00083966 | 0.0043315 | 0.0045077 | -0.0029437 | -0.039333 | -0.039252 | 0.0033603 | 0.03975 | 0.039669 | 95.7108 | -24.2898 | -144.2891 | -84.2892 | 155.7102 | 35.7109 | 0.090318 | 1.1865 | 1.1846 | 0.10391 | 1.1996 | 1.1977 | -6.3941 | -120.2741 | 119.46 | -8.3187 | -120.5087 | 119.2279
Line11_12_13 | 0.14434 | 0.14434 | 0.14434 | 0.14434 | 0.14434 | 0.14434 | 0.033333 | 0.033333 | 0.033333 | 0.033333 | 0.033333 | 0.033333 | -0.00083966 | -0.0043315 | -0.0045077 | 0.001048 | 0.0045399 | 0.004716 | -0.0033603 | -0.03975 | -0.039669 | 0.003777 | 0.040167 | 0.040085 | 95.7107 | -24.2898 | -144.2891 | -84.2893 | 155.7103 | 35.7108 | 0.10391 | 1.1996 | 1.1977 | 0.11759 | 1.2127 | 1.2108 | -8.3187 | -120.5087 | 119.2279 | -9.7969 | -120.7383 | 119.0009
Line12_13_15 | 0 | 0 | 0 | 0 | 0 | 0 | 0 | 0 | 0 | 0 | 0 | 0 | 6.1065e-10 | 9.6598e-08 | -9.5476e-08 | 9.5698e-12 | -6.49e-08 | 6.3158e-08 | 1.0827e-08 | -5.6748e-08 | -5.3108e-08 | -7.299e-09 | 3.7769e-08 | 3.532e-08 | 0 | 0 | 0 | 0 | 0 | 0 | 0.11759 | 1.2127 | 1.2108 | 0.11759 | 1.2127 | 1.2108 | -9.7969 | -120.7383 | 119.0009 | -9.7969 | -120.7383 | 119.0009
Line13_13_14 | 0.14434 | 0.14434 | 0.14434 | 0.14434 | 0.14434 | 0.14434 | 0.033333 | 0.033333 | 0.033333 | 0.033333 | 0.033333 | 0.033333 | -0.001048 | -0.00454 | -0.0047159 | 0.0012563 | 0.0047483 | 0.0049242 | -0.003777 | -0.040166 | -0.040085 | 0.0041937 | 0.040583 | 0.040502 | 95.7107 | -24.2896 | -144.2893 | -84.2893 | 155.7104 | 35.7106 | 0.11759 | 1.2127 | 1.2108 | 0.13133 | 1.2258 | 1.224 | -9.7969 | -120.7383 | 119.0009 | -10.9663 | -120.963 | 118.7787
Line14_15_16 | 0 | 0 | 0 | 0 | 0 | 0 | 0 | 0 | 0 | 0 | 0 | 0 | 4.071e-10 | 6.4399e-08 | -6.3651e-08 | 2.1312e-10 | -3.2701e-08 | 3.1332e-08 | 7.2183e-09 | -3.7832e-08 | -3.5406e-08 | -3.6899e-09 | 1.8853e-08 | 1.7618e-08 | 0 | 0 | 0 | 0 | 0 | 0 | 0.11759 | 1.2127 | 1.2108 | 0.11759 | 1.2127 | 1.2108 | -9.7969 | -120.7383 | 119.0009 | -9.7969 | -120.7383 | 119.0009
Line15_16_17 | 0 | 0 | 0 | 0 | 0 | 0 | 0 | 0 | 0 | 0 | 0 | 0 | 2.0355e-10 | 3.2199e-08 | -3.1825e-08 | 4.1667e-10 | -5.0137e-10 | -4.9289e-10 | 3.6092e-09 | -1.8916e-08 | -1.7703e-08 | -8.0702e-11 | -6.3023e-11 | -8.516e-11 | 0 | 0 | 0 | 0 | 0 | 0 | 0.11759 | 1.2127 | 1.2108 | 0.11759 | 1.2127 | 1.2108 | -9.7969 | -120.7383 | 119.0009 | -9.7969 | -120.7383 | 119.0009
Line16_4_18 | 0 | 0 | 0 | 0 | 0 | 0 | 0 | 0 | 0 | 0 | 0 | 0 | -1.2578e-10 | 3.121e-08 | -3.0749e-08 | 2.8768e-10 | -3.1574e-10 | -3.0721e-10 | 2.3567e-09 | -1.7983e-08 | -1.7564e-08 | -2.0503e-11 | -2.8222e-12 | -2.4961e-11 | 0 | 0 | 0 | 0 | 0 | 0 | 0.076865 | 1.1734 | 1.1715 | 0.076865 | 1.1734 | 1.1715 | -3.792 | -120.0342 | 119.6973 | -3.7919 | -120.0342 | 119.6973
Line17_5_19 | 0.14434 | 0.14434 | 0.14434 | 0.14434 | 0.14434 | 0.14434 | 0.033333 | 0.033333 | 0.033333 | 0.033333 | 0.033333 | 0.033333 | -0.000423 | -0.003915 | -0.0040909 | 0.00063133 | 0.0041233 | 0.0042992 | -0.002527 | -0.038916 | -0.038835 | 0.0029437 | 0.039333 | 0.039252 | 95.7107 | -24.2896 | -144.2893 | -84.2893 | 155.7104 | 35.7106 | 0.076865 | 1.1734 | 1.1715 | 0.090318 | 1.1865 | 1.1846 | -3.792 | -120.0342 | 119.6973 | -6.3942 | -120.2741 | 119.46
Line1_1_3 | 0.14434 | 0.14434 | 0.14434 | 0.14434 | 0.14434 | 0.14434 | 0.033333 | 0.033333 | 0.033333 | 0.033333 | 0.033333 | 0.033333 | -0.00021466 | -0.0037064 | -0.0038828 | 0.000423 | 0.0039148 | 0.0040911 | -0.0021103 | -0.0385 | -0.038419 | 0.002527 | 0.038917 | 0.038835 | 95.7108 | -24.2899 | -144.289 | -84.2892 | 155.7101 | 35.7109 | 0.063637 | 1.1603 | 1.1584 | 0.076865 | 1.1734 | 1.1715 | -0.09742 | -119.7889 | 119.94 | -3.7919 | -120.0342 | 119.6973
Line2_1_4 | 0.14434 | 0.14434 | 0.14434 | 0.14434 | 0.14434 | 0.14434 | 0.033333 | 0.033333 | 0.033333 | 0.033333 | 0.033333 | 0.033333 | -0.00021466 | -0.0037066 | -0.0038826 | 0.000423 | 0.003915 | 0.0040909 | -0.0021103 | -0.0385 | -0.038418 | 0.002527 | 0.038916 | 0.038835 | 95.7107 | -24.2896 | -144.2893 | -84.2893 | 155.7104 | 35.7107 | 0.063637 | 1.1603 | 1.1584 | 0.076865 | 1.1734 | 1.1715 | -0.09742 | -119.7889 | 119.94 | -3.792 | -120.0342 | 119.6973
Line3_1_5 | 0.14434 | 0.14434 | 0.14434 | 0.14434 | 0.14434 | 0.14434 | 0.033333 | 0.033333 | 0.033333 | 0.033333 | 0.033333 | 0.033333 | -0.00021466 | -0.0037066 | -0.0038826 | 0.000423 | 0.003915 | 0.0040909 | -0.0021103 | -0.0385 | -0.038418 | 0.002527 | 0.038916 | 0.038835 | 95.7107 | -24.2896 | -144.2893 | -84.2893 | 155.7104 | 35.7107 | 0.063637 | 1.1603 | 1.1584 | 0.076865 | 1.1734 | 1.1715 | -0.09742 | -119.7889 | 119.94 | -3.792 | -120.0342 | 119.6973
Line4_2_6 | 0.14434 | 0.14434 | 0.14434 | 0.14434 | 0.14434 | 0.14434 | 0.033333 | 0.033333 | 0.033333 | 0.033333 | 0.033333 | 0.033333 | -0.000423 | -0.0039148 | -0.004091 | 0.00063133 | 0.0041232 | 0.0042993 | -0.002527 | -0.038917 | -0.038835 | 0.0029437 | 0.039333 | 0.039252 | 95.7107 | -24.2898 | -144.2891 | -84.2893 | 155.7103 | 35.7108 | 0.076865 | 1.1734 | 1.1715 | 0.090318 | 1.1865 | 1.1846 | -3.7919 | -120.0342 | 119.6973 | -6.3941 | -120.2741 | 119.46
Line5_6_7 | 0.14434 | 0.14434 | 0.14434 | 0.14434 | 0.14434 | 0.14434 | 0.033333 | 0.033333 | 0.033333 | 0.033333 | 0.033333 | 0.033333 | -0.00063133 | -0.0041232 | -0.0042993 | 0.00083966 | 0.0043316 | 0.0045076 | -0.0029437 | -0.039333 | -0.039252 | 0.0033603 | 0.03975 | 0.039669 | 95.7107 | -24.2897 | -144.2892 | -84.2893 | 155.7103 | 35.7108 | 0.090318 | 1.1865 | 1.1846 | 0.10391 | 1.1996 | 1.1977 | -6.3941 | -120.2741 | 119.46 | -8.3188 | -120.5087 | 119.2279
Line6_7_8 | 0 | 0 | 0 | 0 | 0 | 0 | 0 | 0 | 0 | 0 | 0 | 0 | 2.7702e-10 | 9.5605e-08 | -9.4404e-08 | 1.9042e-10 | -6.4174e-08 | 6.2506e-08 | 9.575e-09 | -5.5815e-08 | -5.2969e-08 | -6.444e-09 | 3.7167e-08 | 3.5248e-08 | 0 | 0 | 0 | 0 | 0 | 0 | 0.10391 | 1.1996 | 1.1977 | 0.10391 | 1.1996 | 1.1977 | -8.3188 | -120.5087 | 119.2279 | -8.3187 | -120.5087 | 119.2279
Line7_8_9 | 0 | 0 | 0 | 0 | 0 | 0 | 0 | 0 | 0 | 0 | 0 | 0 | 9.2341e-11 | 3.1868e-08 | -3.1468e-08 | 3.751e-10 | -4.3806e-10 | -4.2956e-10 | 3.1917e-09 | -1.8605e-08 | -1.7656e-08 | -6.0636e-11 | -4.2956e-11 | -6.5094e-11 | 0 | 0 | 0 | 0 | 0 | 0 | 0.10391 | 1.1996 | 1.1977 | 0.10391 | 1.1996 | 1.1977 | -8.3187 | -120.5087 | 119.2279 | -8.3187 | -120.5087 | 119.2279
Line8_8_10 | 0 | 0 | 0 | 0 | 0 | 0 | 0 | 0 | 0 | 0 | 0 | 0 | 9.2341e-11 | 3.1868e-08 | -3.1468e-08 | 3.751e-10 | -4.3806e-10 | -4.2956e-10 | 3.1917e-09 | -1.8605e-08 | -1.7656e-08 | -6.0636e-11 | -4.2956e-11 | -6.5094e-11 | 0 | 0 | 0 | 0 | 0 | 0 | 0.10391 | 1.1996 | 1.1977 | 0.10391 | 1.1996 | 1.1977 | -8.3187 | -120.5087 | 119.2279 | -8.3187 | -120.5087 | 119.2279
Line9_3_11 | 0.14434 | 0.14434 | 0.14434 | 0.14434 | 0.14434 | 0.14434 | 0.033333 | 0.033333 | 0.033333 | 0.033333 | 0.033333 | 0.033333 | -0.000423 | -0.0039148 | -0.0040911 | 0.00063133 | 0.0041231 | 0.0042994 | -0.002527 | -0.038917 | -0.038835 | 0.0029437 | 0.039333 | 0.039252 | 95.7108 | -24.2899 | -144.2891 | -84.2892 | 155.7102 | 35.7109 | 0.076865 | 1.1734 | 1.1715 | 0.090318 | 1.1865 | 1.1846 | -3.7919 | -120.0342 | 119.6973 | -6.3941 | -120.2741 | 119.46

## LG_max_fault_6
name | pf_ikss_a_from_ka | pf_ikss_b_from_ka | pf_ikss_c_from_ka | pf_ikss_a_to_ka | pf_ikss_b_to_ka | pf_ikss_c_to_ka | pf_skss_a_from_mw | pf_skss_b_from_mw | pf_skss_c_from_mw | pf_skss_a_to_mw | pf_skss_b_to_mw | pf_skss_c_to_mw | pf_p_a_from_mw | pf_p_b_from_mw | pf_p_c_from_mw | pf_p_a_to_mw | pf_p_b_to_mw | pf_p_c_to_mw | pf_q_a_from_mvar | pf_q_b_from_mvar | pf_q_c_from_mvar | pf_q_a_to_mvar | pf_q_b_to_mvar | pf_q_c_to_mvar | pf_ikss_a_from_degree | pf_ikss_b_from_degree | pf_ikss_c_from_degree | pf_ikss_a_to_degree | pf_ikss_b_to_degree | pf_ikss_c_to_degree | pf_vm_a_from_pu | pf_vm_b_from_pu | pf_vm_c_from_pu | pf_vm_a_to_pu | pf_vm_b_to_pu | pf_vm_c_to_pu | pf_va_a_from_degree | pf_va_b_from_degree | pf_va_c_from_degree | pf_va_a_to_degree | pf_va_b_to_degree | pf_va_c_to_degree
Line0_1_2 | 0.14434 | 0.14434 | 0.14434 | 0.14434 | 0.14434 | 0.14434 | 0.033333 | 0.033333 | 0.033333 | 0.033333 | 0.033333 | 0.033333 | -0.0041173 | -0.0038092 | -0.003812 | 0.0043256 | 0.0040176 | 0.0040203 | -0.037947 | -0.038417 | -0.038418 | 0.038364 | 0.038834 | 0.038835 | 95.7106 | -24.2894 | -144.2894 | -84.2894 | 155.7106 | 35.7106 | 1.1451 | 1.1582 | 1.1582 | 1.1582 | 1.1712 | 1.1713 | -0.48176 | -119.952 | 120.044 | -0.72243 | -120.1959 | 119.8001
Line10_11_12 | 0.14434 | 0.14434 | 0.14434 | 0.14434 | 0.14434 | 0.14434 | 0.033333 | 0.033333 | 0.033333 | 0.033333 | 0.033333 | 0.033333 | -0.0045339 | -0.0042259 | -0.0042287 | 0.0047423 | 0.0044342 | 0.004437 | -0.038781 | -0.039251 | -0.039251 | 0.039197 | 0.039667 | 0.039668 | 95.7106 | -24.2894 | -144.2894 | -84.2894 | 155.7106 | 35.7106 | 1.1713 | 1.1843 | 1.1844 | 1.1845 | 1.1974 | 1.1975 | -0.95772 | -120.4345 | 119.5617 | -1.1878 | -120.6678 | 119.3284
Line11_12_13 | 0.14434 | 0.14434 | 0.14434 | 0.14434 | 0.14434 | 0.14434 | 0.033333 | 0.033333 | 0.033333 | 0.033333 | 0.033333 | 0.033333 | -0.0047423 | -0.0044342 | -0.004437 | 0.0049506 | 0.0046426 | 0.0046453 | -0.039197 | -0.039667 | -0.039668 | 0.039614 | 0.040084 | 0.040085 | 95.7106 | -24.2894 | -144.2894 | -84.2894 | 155.7106 | 35.7106 | 1.1845 | 1.1974 | 1.1975 | 1.1977 | 1.2106 | 1.2106 | -1.1878 | -120.6678 | 119.3284 | -1.4128 | -120.896 | 119.1002
Line12_13_15 | 0 | 0 | 0 | 0 | 0 | 0 | 0 | 0 | 0 | 0 | 0 | 0 | 2.3799e-09 | 2.0617e-09 | -2.0199e-10 | -2.017e-09 | -1.8658e-09 | -3.5683e-10 | 1.6408e-09 | -1.3675e-09 | 5.195e-10 | -1.2129e-09 | 8.3528e-10 | -4.2301e-10 | 0 | 0 | 0 | 0 | 0 | 0 | 1.1977 | 1.2106 | 1.2106 | 1.1977 | 1.2106 | 1.2106 | -1.4128 | -120.896 | 119.1002 | -1.4128 | -120.896 | 119.1002
Line13_13_14 | 0.14434 | 0.14434 | 0.14434 | 0.14434 | 0.14434 | 0.14434 | 0.033333 | 0.033333 | 0.033333 | 0.033333 | 0.033333 | 0.033333 | -0.0049506 | -0.0046426 | -0.0046453 | 0.0051589 | 0.0048509 | 0.0048537 | -0.039614 | -0.040084 | -0.040085 | 0.040031 | 0.040501 | 0.040501 | 95.7106 | -24.2894 | -144.2894 | -84.2894 | 155.7106 | 35.7106 | 1.1977 | 1.2106 | 1.2106 | 1.2109 | 1.2237 | 1.2237 | -1.4128 | -120.896 | 119.1002 | -1.6329 | -121.1194 | 118.8769
Line14_15_16 | 0 | 0 | 0 | 0 | 0 | 0 | 0 | 0 | 0 | 0 | 0 | 0 | 1.5866e-09 | 1.3744e-09 | -1.3466e-10 | -1.2237e-09 | -1.1786e-09 | -4.2416e-10 | 1.0938e-09 | -9.1164e-10 | 3.4634e-10 | -6.6602e-10 | 3.7946e-10 | -2.4985e-10 | 0 | 0 | 0 | 0 | 0 | 0 | 1.1977 | 1.2106 | 1.2106 | 1.1977 | 1.2106 | 1.2106 | -1.4128 | -120.896 | 119.1002 | -1.4128 | -120.896 | 119.1002
Line15_16_17 | 0 | 0 | 0 | 0 | 0 | 0 | 0 | 0 | 0 | 0 | 0 | 0 | 7.933e-10 | 6.8722e-10 | -6.7331e-11 | -4.3036e-10 | -4.9134e-10 | -4.9149e-10 | 5.4692e-10 | -4.5582e-10 | 1.7317e-10 | -1.191e-10 | -7.6354e-11 | -7.6678e-11 | 0 | 0 | 0 | 0 | 0 | 0 | 1.1977 | 1.2106 | 1.2106 | 1.1977 | 1.2106 | 1.2106 | -1.4128 | -120.896 | 119.1002 | -1.4128 | -120.896 | 119.1002
Line16_4_18 | 0 | 0 | 0 | 0 | 0 | 0 | 0 | 0 | 0 | 0 | 0 | 0 | 5.9357e-10 | 5.0176e-10 | -2.3567e-10 | -2.4759e-10 | -3.0597e-10 | -3.061e-10 | 4.7683e-10 | -4.9638e-10 | 1.0322e-10 | -5.89e-11 | -1.6154e-11 | -1.6478e-11 | 0 | 0 | 0 | 0 | 0 | 0 | 1.1582 | 1.1712 | 1.1713 | 1.1582 | 1.1712 | 1.1713 | -0.72243 | -120.1959 | 119.8001 | -0.72243 | -120.1959 | 119.8001
Line17_5_19 | 0.14434 | 0.14434 | 0.14434 | 0.14434 | 0.14434 | 0.14434 | 0.033333 | 0.033333 | 0.033333 | 0.033333 | 0.033333 | 0.033333 | -0.0043256 | -0.0040176 | -0.0040203 | 0.0045339 | 0.0042259 | 0.0042287 | -0.038364 | -0.038834 | -0.038835 | 0.038781 | 0.039251 | 0.039251 | 95.7106 | -24.2894 | -144.2894 | -84.2894 | 155.7106 | 35.7106 | 1.1582 | 1.1712 | 1.1713 | 1.1713 | 1.1843 | 1.1844 | -0.72243 | -120.1959 | 119.8001 | -0.95772 | -120.4345 | 119.5617
Line1_1_3 | 0.14434 | 0.14434 | 0.14434 | 0.14434 | 0.14434 | 0.14434 | 0.033333 | 0.033333 | 0.033333 | 0.033333 | 0.033333 | 0.033333 | -0.0041173 | -0.0038092 | -0.003812 | 0.0043256 | 0.0040176 | 0.0040203 | -0.037947 | -0.038417 | -0.038418 | 0.038364 | 0.038834 | 0.038835 | 95.7106 | -24.2894 | -144.2894 | -84.2894 | 155.7106 | 35.7106 | 1.1451 | 1.1582 | 1.1582 | 1.1582 | 1.1712 | 1.1713 | -0.48176 | -119.952 | 120.044 | -0.72243 | -120.1959 | 119.8001
Line2_1_4 | 0.14434 | 0.14434 | 0.14434 | 0.14434 | 0.14434 | 0.14434 | 0.033333 | 0.033333 | 0.033333 | 0.033333 | 0.033333 | 0.033333 | -0.0041173 | -0.0038092 | -0.003812 | 0.0043256 | 0.0040176 | 0.0040203 | -0.037947 | -0.038417 | -0.038418 | 0.038364 | 0.038834 | 0.038835 | 95.7106 | -24.2894 | -144.2894 | -84.2894 | 155.7106 | 35.7106 | 1.1451 | 1.1582 | 1.1582 | 1.1582 | 1.1712 | 1.1713 | -0.48176 | -119.952 | 120.044 | -0.72243 | -120.1959 | 119.8001
Line3_1_5 | 0.14434 | 0.14434 | 0.14434 | 0.14434 | 0.14434 | 0.14434 | 0.033333 | 0.033333 | 0.033333 | 0.033333 | 0.033333 | 0.033333 | -0.0041173 | -0.0038092 | -0.003812 | 0.0043256 | 0.0040176 | 0.0040203 | -0.037947 | -0.038417 | -0.038418 | 0.038364 | 0.038834 | 0.038835 | 95.7106 | -24.2894 | -144.2894 | -84.2894 | 155.7106 | 35.7106 | 1.1451 | 1.1582 | 1.1582 | 1.1582 | 1.1712 | 1.1713 | -0.48176 | -119.952 | 120.044 | -0.72243 | -120.1959 | 119.8001
Line4_2_6 | 0.14434 | 0.14434 | 0.14434 | 0.14434 | 0.14434 | 0.14434 | 0.033333 | 0.033333 | 0.033333 | 0.033333 | 0.033333 | 0.033333 | -0.0043256 | -0.0040176 | -0.0040203 | 0.0045339 | 0.0042259 | 0.0042287 | -0.038364 | -0.038834 | -0.038835 | 0.038781 | 0.039251 | 0.039251 | 95.7106 | -24.2894 | -144.2894 | -84.2894 | 155.7106 | 35.7106 | 1.1582 | 1.1712 | 1.1713 | 1.1713 | 1.1843 | 1.1844 | -0.72243 | -120.1959 | 119.8001 | -0.95772 | -120.4345 | 119.5617
Line5_6_7 | 0.14434 | 0.14434 | 0.14434 | 0.14434 | 0.14434 | 0.14434 | 0.033333 | 0.033333 | 0.033333 | 0.033333 | 0.033333 | 0.033333 | -0.0045339 | -0.0042259 | -0.0042287 | 0.0047423 | 0.0044342 | 0.004437 | -0.038781 | -0.039251 | -0.039251 | 0.039197 | 0.039667 | 0.039668 | 95.7106 | -24.2894 | -144.2894 | -84.2894 | 155.7106 | 35.7106 | 1.1713 | 1.1843 | 1.1844 | 1.1845 | 1.1974 | 1.1975 | -0.95772 | -120.4345 | 119.5617 | -1.1878 | -120.6678 | 119.3284
Line6_7_8 | 0 | 0 | 0 | 0 | 0 | 0 | 0 | 0 | 0 | 0 | 0 | 0 | 2.1759e-09 | 1.8719e-09 | -3.7463e-10 | -1.8186e-09 | -1.676e-09 | -1.7851e-10 | 1.5707e-09 | -1.408e-09 | 4.4956e-10 | -1.1462e-09 | 8.8239e-10 | -3.5632e-10 | 0 | 0 | 0 | 0 | 0 | 0 | 1.1845 | 1.1974 | 1.1975 | 1.1845 | 1.1974 | 1.1975 | -1.1878 | -120.6678 | 119.3284 | -1.1878 | -120.6678 | 119.3284
Line7_8_9 | 0 | 0 | 0 | 0 | 0 | 0 | 0 | 0 | 0 | 0 | 0 | 0 | 7.2529e-10 | 6.2397e-10 | -1.2488e-10 | -3.68e-10 | -4.2812e-10 | -4.2826e-10 | 5.2356e-10 | -4.6934e-10 | 1.4985e-10 | -9.9033e-11 | -5.6287e-11 | -5.6611e-11 | 0 | 0 | 0 | 0 | 0 | 0 | 1.1845 | 1.1974 | 1.1975 | 1.1845 | 1.1974 | 1.1975 | -1.1878 | -120.6678 | 119.3284 | -1.1878 | -120.6678 | 119.3284
Line8_8_10 | 0 | 0 | 0 | 0 | 0 | 0 | 0 | 0 | 0 | 0 | 0 | 0 | 7.2529e-10 | 6.2397e-10 | -1.2488e-10 | -3.68e-10 | -4.2812e-10 | -4.2826e-10 | 5.2356e-10 | -4.6934e-10 | 1.4985e-10 | -9.9033e-11 | -5.6287e-11 | -5.6611e-11 | 0 | 0 | 0 | 0 | 0 | 0 | 1.1845 | 1.1974 | 1.1975 | 1.1845 | 1.1974 | 1.1975 | -1.1878 | -120.6678 | 119.3284 | -1.1878 | -120.6678 | 119.3284
Line9_3_11 | 0.14434 | 0.14434 | 0.14434 | 0.14434 | 0.14434 | 0.14434 | 0.033333 | 0.033333 | 0.033333 | 0.033333 | 0.033333 | 0.033333 | -0.0043256 | -0.0040176 | -0.0040203 | 0.0045339 | 0.0042259 | 0.0042287 | -0.038364 | -0.038834 | -0.038835 | 0.038781 | 0.039251 | 0.039251 | 95.7106 | -24.2894 | -144.2894 | -84.2894 | 155.7106 | 35.7106 | 1.1582 | 1.1712 | 1.1713 | 1.1713 | 1.1843 | 1.1844 | -0.72243 | -120.1959 | 119.8001 | -0.95772 | -120.4345 | 119.5617

## LG_max_fault_10
name | pf_ikss_a_from_ka | pf_ikss_b_from_ka | pf_ikss_c_from_ka | pf_ikss_a_to_ka | pf_ikss_b_to_ka | pf_ikss_c_to_ka | pf_skss_a_from_mw | pf_skss_b_from_mw | pf_skss_c_from_mw | pf_skss_a_to_mw | pf_skss_b_to_mw | pf_skss_c_to_mw | pf_p_a_from_mw | pf_p_b_from_mw | pf_p_c_from_mw | pf_p_a_to_mw | pf_p_b_to_mw | pf_p_c_to_mw | pf_q_a_from_mvar | pf_q_b_from_mvar | pf_q_c_from_mvar | pf_q_a_to_mvar | pf_q_b_to_mvar | pf_q_c_to_mvar | pf_ikss_a_from_degree | pf_ikss_b_from_degree | pf_ikss_c_from_degree | pf_ikss_a_to_degree | pf_ikss_b_to_degree | pf_ikss_c_to_degree | pf_vm_a_from_pu | pf_vm_b_from_pu | pf_vm_c_from_pu | pf_vm_a_to_pu | pf_vm_b_to_pu | pf_vm_c_to_pu | pf_va_a_from_degree | pf_va_b_from_degree | pf_va_c_from_degree | pf_va_a_to_degree | pf_va_b_to_degree | pf_va_c_to_degree
Line0_1_2 | 0.14434 | 0.14434 | 0.14434 | 0.14434 | 0.14434 | 0.14434 | 0.033333 | 0.033333 | 0.033333 | 0.033333 | 0.033333 | 0.033333 | -0.0041249 | -0.0038168 | -0.0038197 | 0.0043332 | 0.0040252 | 0.0040281 | -0.038039 | -0.038509 | -0.038509 | 0.038455 | 0.038925 | 0.038926 | 95.7106 | -24.2894 | -144.2894 | -84.2894 | 155.7106 | 35.7106 | 1.1479 | 1.1609 | 1.161 | 1.161 | 1.174 | 1.174 | -0.47833 | -119.9498 | 120.046 | -0.71848 | -120.1932 | 119.8027
Line10_11_12 | 0.14434 | 0.14434 | 0.14434 | 0.14434 | 0.14434 | 0.14434 | 0.033333 | 0.033333 | 0.033333 | 0.033333 | 0.033333 | 0.033333 | -0.0045416 | -0.0042335 | -0.0042364 | 0.0047499 | 0.0044418 | 0.0044447 | -0.038872 | -0.039342 | -0.039343 | 0.039289 | 0.039759 | 0.039759 | 95.7106 | -24.2894 | -144.2894 | -84.2894 | 155.7106 | 35.7106 | 1.1741 | 1.1871 | 1.1871 | 1.1872 | 1.2002 | 1.2002 | -0.95326 | -120.4312 | 119.5647 | -1.1828 | -120.664 | 119.332
Line11_12_13 | 0.14434 | 0.14434 | 0.14434 | 0.14434 | 0.14434 | 0.14434 | 0.033333 | 0.033333 | 0.033333 | 0.033333 | 0.033333 | 0.033333 | -0.0047499 | -0.0044418 | -0.0044447 | 0.0049582 | 0.0046502 | 0.004653 | -0.039289 | -0.039759 | -0.039759 | 0.039705 | 0.040175 | 0.040176 | 95.7106 | -24.2894 | -144.2894 | -84.2894 | 155.7106 | 35.7106 | 1.1872 | 1.2002 | 1.2002 | 1.2004 | 1.2133 | 1.2133 | -1.1828 | -120.664 | 119.332 | -1.4074 | -120.8918 | 119.1042
Line12_13_15 | 0 | 0 | 0 | 0 | 0 | 0 | 0 | 0 | 0 | 0 | 0 | 0 | 2.4213e-09 | 2.1027e-09 | -1.651e-10 | -2.0576e-09 | -1.9065e-09 | -3.9476e-10 | 1.6426e-09 | -1.3711e-09 | 5.1964e-10 | -1.214e-09 | 8.3787e-10 | -4.2294e-10 | 0 | 0 | 0 | 0 | 0 | 0 | 1.2004 | 1.2133 | 1.2133 | 1.2004 | 1.2133 | 1.2133 | -1.4074 | -120.8918 | 119.1042 | -1.4074 | -120.8918 | 119.1042
Line13_13_14 | 0.14434 | 0.14434 | 0.14434 | 0.14434 | 0.14434 | 0.14434 | 0.033333 | 0.033333 | 0.033333 | 0.033333 | 0.033333 | 0.033333 | -0.0049582 | -0.0046502 | -0.0046531 | 0.0051666 | 0.0048585 | 0.0048614 | -0.039705 | -0.040175 | -0.040176 | 0.040122 | 0.040592 | 0.040593 | 95.7106 | -24.2894 | -144.2894 | -84.2894 | 155.7106 | 35.7106 | 1.2004 | 1.2133 | 1.2133 | 1.2136 | 1.2265 | 1.2265 | -1.4074 | -120.8918 | 119.1042 | -1.6271 | -121.1147 | 118.8814
Line14_15_16 | 0 | 0 | 0 | 0 | 0 | 0 | 0 | 0 | 0 | 0 | 0 | 0 | 1.6142e-09 | 1.4018e-09 | -1.1007e-10 | -1.2505e-09 | -1.2056e-09 | -4.498e-10 | 1.0951e-09 | -9.1404e-10 | 3.4643e-10 | -6.6646e-10 | 3.8085e-10 | -2.4972e-10 | 0 | 0 | 0 | 0 | 0 | 0 | 1.2004 | 1.2133 | 1.2133 | 1.2004 | 1.2133 | 1.2133 | -1.4074 | -120.8918 | 119.1042 | -1.4074 | -120.8918 | 119.1042
Line15_16_17 | 0 | 0 | 0 | 0 | 0 | 0 | 0 | 0 | 0 | 0 | 0 | 0 | 8.071e-10 | 7.0089e-10 | -5.5034e-11 | -4.4344e-10 | -5.0468e-10 | -5.0483e-10 | 5.4754e-10 | -4.5702e-10 | 1.7321e-10 | -1.1892e-10 | -7.6168e-11 | -7.6507e-11 | 0 | 0 | 0 | 0 | 0 | 0 | 1.2004 | 1.2133 | 1.2133 | 1.2004 | 1.2133 | 1.2133 | -1.4074 | -120.8918 | 119.1042 | -1.4074 | -120.8918 | 119.1042
Line16_4_18 | 0 | 0 | 0 | 0 | 0 | 0 | 0 | 0 | 0 | 0 | 0 | 0 | 6.0658e-10 | 5.1465e-10 | -2.2417e-10 | -2.5989e-10 | -3.1852e-10 | -3.1866e-10 | 4.7745e-10 | -4.9759e-10 | 1.0327e-10 | -5.8717e-11 | -1.5968e-11 | -1.6307e-11 | 0 | 0 | 0 | 0 | 0 | 0 | 1.161 | 1.174 | 1.174 | 1.161 | 1.174 | 1.174 | -0.71848 | -120.1932 | 119.8027 | -0.71848 | -120.1932 | 119.8027
Line17_5_19 | 0.14434 | 0.14434 | 0.14434 | 0.14434 | 0.14434 | 0.14434 | 0.033333 | 0.033333 | 0.033333 | 0.033333 | 0.033333 | 0.033333 | -0.0043332 | -0.0040252 | -0.004028 | 0.0045416 | 0.0042335 | 0.0042364 | -0.038455 | -0.038925 | -0.038926 | 0.038872 | 0.039342 | 0.039343 | 95.7106 | -24.2894 | -144.2894 | -84.2894 | 155.7106 | 35.7106 | 1.161 | 1.174 | 1.174 | 1.1741 | 1.1871 | 1.1871 | -0.71848 | -120.1932 | 119.8027 | -0.95326 | -120.4312 | 119.5647
Line1_1_3 | 0.14434 | 0.14434 | 0.14434 | 0.14434 | 0.14434 | 0.14434 | 0.033333 | 0.033333 | 0.033333 | 0.033333 | 0.033333 | 0.033333 | -0.0041249 | -0.0038168 | -0.0038197 | 0.0043332 | 0.0040252 | 0.0040281 | -0.038039 | -0.038509 | -0.038509 | 0.038455 | 0.038925 | 0.038926 | 95.7106 | -24.2894 | -144.2894 | -84.2894 | 155.7106 | 35.7106 | 1.1479 | 1.1609 | 1.161 | 1.161 | 1.174 | 1.174 | -0.47833 | -119.9498 | 120.046 | -0.71848 | -120.1932 | 119.8027
Line2_1_4 | 0.14434 | 0.14434 | 0.14434 | 0.14434 | 0.14434 | 0.14434 | 0.033333 | 0.033333 | 0.033333 | 0.033333 | 0.033333 | 0.033333 | -0.0041249 | -0.0038168 | -0.0038197 | 0.0043332 | 0.0040252 | 0.004028 | -0.038039 | -0.038509 | -0.038509 | 0.038455 | 0.038925 | 0.038926 | 95.7106 | -24.2894 | -144.2894 | -84.2894 | 155.7106 | 35.7106 | 1.1479 | 1.1609 | 1.161 | 1.161 | 1.174 | 1.174 | -0.47833 | -119.9498 | 120.046 | -0.71848 | -120.1932 | 119.8027
Line3_1_5 | 0.14434 | 0.14434 | 0.14434 | 0.14434 | 0.14434 | 0.14434 | 0.033333 | 0.033333 | 0.033333 | 0.033333 | 0.033333 | 0.033333 | -0.0041249 | -0.0038168 | -0.0038197 | 0.0043332 | 0.0040252 | 0.004028 | -0.038039 | -0.038509 | -0.038509 | 0.038455 | 0.038925 | 0.038926 | 95.7106 | -24.2894 | -144.2894 | -84.2894 | 155.7106 | 35.7106 | 1.1479 | 1.1609 | 1.161 | 1.161 | 1.174 | 1.174 | -0.47833 | -119.9498 | 120.046 | -0.71848 | -120.1932 | 119.8027
Line4_2_6 | 0.14434 | 0.14434 | 0.14434 | 0.14434 | 0.14434 | 0.14434 | 0.033333 | 0.033333 | 0.033333 | 0.033333 | 0.033333 | 0.033333 | -0.0043332 | -0.0040252 | -0.0040281 | 0.0045416 | 0.0042335 | 0.0042364 | -0.038455 | -0.038925 | -0.038926 | 0.038872 | 0.039342 | 0.039343 | 95.7106 | -24.2894 | -144.2894 | -84.2894 | 155.7106 | 35.7106 | 1.161 | 1.174 | 1.174 | 1.1741 | 1.1871 | 1.1871 | -0.71848 | -120.1932 | 119.8027 | -0.95326 | -120.4312 | 119.5647
Line5_6_7 | 0.14434 | 0.14434 | 0.14434 | 0.14434 | 0.14434 | 0.14434 | 0.033333 | 0.033333 | 0.033333 | 0.033333 | 0.033333 | 0.033333 | -0.0045416 | -0.0042335 | -0.0042364 | 0.0047499 | 0.0044418 | 0.0044447 | -0.038872 | -0.039342 | -0.039343 | 0.039289 | 0.039759 | 0.039759 | 95.7106 | -24.2894 | -144.2894 | -84.2894 | 155.7106 | 35.7106 | 1.1741 | 1.1871 | 1.1871 | 1.1872 | 1.2002 | 1.2002 | -0.95326 | -120.4312 | 119.5647 | -1.1828 | -120.664 | 119.332
Line6_7_8 | 0 | 0 | 0 | 0 | 0 | 0 | 0 | 0 | 0 | 0 | 0 | 0 | 2.2165e-09 | 1.9121e-09 | -3.3853e-10 | -1.8585e-09 | -1.7159e-09 | -2.1565e-10 | 1.5725e-09 | -1.4116e-09 | 4.497e-10 | -1.1472e-09 | 8.8498e-10 | -3.5624e-10 | 0 | 0 | 0 | 0 | 0 | 0 | 1.1872 | 1.2002 | 1.2002 | 1.1872 | 1.2002 | 1.2002 | -1.1828 | -120.664 | 119.332 | -1.1828 | -120.664 | 119.332
Line7_8_9 | 0 | 0 | 0 | 0 | 0 | 0 | 0 | 0 | 0 | 0 | 0 | 0 | 7.3883e-10 | 6.3738e-10 | -1.1284e-10 | -3.8083e-10 | -4.4119e-10 | -4.4134e-10 | 5.2418e-10 | -4.7054e-10 | 1.499e-10 | -9.885e-11 | -5.6101e-11 | -5.644e-11 | 0 | 0 | 0 | 0 | 0 | 0 | 1.1872 | 1.2002 | 1.2002 | 1.1872 | 1.2002 | 1.2002 | -1.1828 | -120.664 | 119.332 | -1.1828 | -120.664 | 119.332
Line8_8_10 | 0 | 0 | 0 | 0 | 0 | 0 | 0 | 0 | 0 | 0 | 0 | 0 | 7.3883e-10 | 6.3738e-10 | -1.1284e-10 | -3.8083e-10 | -4.4119e-10 | -4.4134e-10 | 5.2418e-10 | -4.7054e-10 | 1.499e-10 | -9.885e-11 | -5.6101e-11 | -5.644e-11 | 0 | 0 | 0 | 0 | 0 | 0 | 1.1872 | 1.2002 | 1.2002 | 1.1872 | 1.2002 | 1.2002 | -1.1828 | -120.664 | 119.332 | -1.1828 | -120.664 | 119.332
Line9_3_11 | 0.14434 | 0.14434 | 0.14434 | 0.14434 | 0.14434 | 0.14434 | 0.033333 | 0.033333 | 0.033333 | 0.033333 | 0.033333 | 0.033333 | -0.0043332 | -0.0040252 | -0.0040281 | 0.0045416 | 0.0042335 | 0.0042364 | -0.038455 | -0.038925 | -0.038926 | 0.038872 | 0.039342 | 0.039343 | 95.7106 | -24.2894 | -144.2894 | -84.2894 | 155.7106 | 35.7106 | 1.161 | 1.174 | 1.174 | 1.1741 | 1.1871 | 1.1871 | -0.71848 | -120.1932 | 119.8027 | -0.95326 | -120.4312 | 119.5647

## LG_min_6
name | pf_ikss_a_from_ka | pf_ikss_b_from_ka | pf_ikss_c_from_ka | pf_ikss_a_to_ka | pf_ikss_b_to_ka | pf_ikss_c_to_ka | pf_skss_a_from_mw | pf_skss_b_from_mw | pf_skss_c_from_mw | pf_skss_a_to_mw | pf_skss_b_to_mw | pf_skss_c_to_mw | pf_p_a_from_mw | pf_p_b_from_mw | pf_p_c_from_mw | pf_p_a_to_mw | pf_p_b_to_mw | pf_p_c_to_mw | pf_q_a_from_mvar | pf_q_b_from_mvar | pf_q_c_from_mvar | pf_q_a_to_mvar | pf_q_b_to_mvar | pf_q_c_to_mvar | pf_ikss_a_from_degree | pf_ikss_b_from_degree | pf_ikss_c_from_degree | pf_ikss_a_to_degree | pf_ikss_b_to_degree | pf_ikss_c_to_degree | pf_vm_a_from_pu | pf_vm_b_from_pu | pf_vm_c_from_pu | pf_vm_a_to_pu | pf_vm_b_to_pu | pf_vm_c_to_pu | pf_va_a_from_degree | pf_va_b_from_degree | pf_va_c_from_degree | pf_va_a_to_degree | pf_va_b_to_degree | pf_va_c_to_degree
Line0_1_2 | 0 | 0 | 0 | 0 | 0 | 0 | 0 | 0 | 0 | 0 | 0 | 0 | 1.0313e-10 | 1.4377e-07 | -1.44e-07 | -7.568e-11 | -1.1981e-07 | 1.2001e-07 | 4.8747e-10 | -8.3081e-08 | -8.2113e-08 | -4.0983e-10 | 6.9245e-08 | 6.842e-08 | 0 | 0 | 0 | 0 | 0 | 0 | 0.0029743 | 0.99943 | 0.99772 | 0.0029743 | 0.99943 | 0.99772 | -19.2997 | -119.8296 | 119.886 | -19.2992 | -119.8296 | 119.886
Line10_11_12 | 0 | 0 | 0 | 0 | 0 | 0 | 0 | 0 | 0 | 0 | 0 | 0 | 1.0312e-10 | 1.4377e-07 | -1.44e-07 | -7.5669e-11 | -1.1981e-07 | 1.2001e-07 | 4.8746e-10 | -8.3081e-08 | -8.2113e-08 | -4.0982e-10 | 6.9245e-08 | 6.842e-08 | 0 | 0 | 0 | 0 | 0 | 0 | 0.0029742 | 0.99943 | 0.99772 | 0.0029742 | 0.99943 | 0.99772 | -19.2985 | -119.8296 | 119.886 | -19.298 | -119.8296 | 119.886
Line11_12_13 | 0 | 0 | 0 | 0 | 0 | 0 | 0 | 0 | 0 | 0 | 0 | 0 | 8.5929e-11 | 1.1981e-07 | -1.2e-07 | -5.848e-11 | -9.5845e-08 | 9.6007e-08 | 4.0621e-10 | -6.9234e-08 | -6.8428e-08 | -3.2857e-10 | 5.5398e-08 | 5.4735e-08 | 0 | 0 | 0 | 0 | 0 | 0 | 0.0029742 | 0.99943 | 0.99772 | 0.0029742 | 0.99943 | 0.99772 | -19.298 | -119.8296 | 119.886 | -19.2976 | -119.8296 | 119.886
Line12_13_15 | 0 | 0 | 0 | 0 | 0 | 0 | 0 | 0 | 0 | 0 | 0 | 0 | 5.1555e-11 | 7.1886e-08 | -7.1999e-08 | -2.4109e-11 | -4.7922e-08 | 4.8008e-08 | 2.4373e-10 | -4.1541e-08 | -4.1057e-08 | -1.6609e-10 | 2.7705e-08 | 2.7364e-08 | 0 | 0 | 0 | 0 | 0 | 0 | 0.0029742 | 0.99943 | 0.99772 | 0.0029741 | 0.99943 | 0.99772 | -19.2976 | -119.8296 | 119.886 | -19.2974 | -119.8296 | 119.886
Line13_13_14 | 0 | 0 | 0 | 0 | 0 | 0 | 0 | 0 | 0 | 0 | 0 | 0 | 1.7185e-11 | 2.3962e-08 | -2.4e-08 | 1.026e-11 | 2.0748e-12 | 8.3514e-12 | 8.1242e-11 | -1.3847e-08 | -1.3686e-08 | -3.6039e-12 | 1.09e-11 | -7.2758e-12 | 0 | 0 | 0 | 0 | 0 | 0 | 0.0029742 | 0.99943 | 0.99772 | 0.0029742 | 0.99943 | 0.99772 | -19.2976 | -119.8296 | 119.886 | -19.2975 | -119.8296 | 119.886
Line14_15_16 | 0 | 0 | 0 | 0 | 0 | 0 | 0 | 0 | 0 | 0 | 0 | 0 | 3.4369e-11 | 4.7924e-08 | -4.8e-08 | -6.9243e-12 | -2.396e-08 | 2.4008e-08 | 1.6248e-10 | -2.7694e-08 | -2.7371e-08 | -8.4845e-11 | 1.3858e-08 | 1.3678e-08 | 0 | 0 | 0 | 0 | 0 | 0 | 0.0029741 | 0.99943 | 0.99772 | 0.0029741 | 0.99943 | 0.99772 | -19.2974 | -119.8296 | 119.886 | -19.2972 | -119.8296 | 119.886
Line15_16_17 | 0 | 0 | 0 | 0 | 0 | 0 | 0 | 0 | 0 | 0 | 0 | 0 | 1.7184e-11 | 2.3962e-08 | -2.4e-08 | 1.026e-11 | 2.075e-12 | 8.3513e-12 | 8.1241e-11 | -1.3847e-08 | -1.3686e-08 | -3.6038e-12 | 1.0899e-11 | -7.2758e-12 | 0 | 0 | 0 | 0 | 0 | 0 | 0.0029741 | 0.99943 | 0.99772 | 0.0029741 | 0.99943 | 0.99772 | -19.2972 | -119.8296 | 119.886 | -19.2972 | -119.8296 | 119.886
Line16_4_18 | 0 | 0 | 0 | 0 | 0 | 0 | 0 | 0 | 0 | 0 | 0 | 0 | 1.7189e-11 | 2.3962e-08 | -2.4e-08 | 1.026e-11 | 2.0749e-12 | 8.3517e-12 | 8.1245e-11 | -1.3847e-08 | -1.3686e-08 | -3.6044e-12 | 1.09e-11 | -7.276e-12 | 0 | 0 | 0 | 0 | 0 | 0 | 0.0029743 | 0.99943 | 0.99772 | 0.0029743 | 0.99943 | 0.99772 | -19.2995 | -119.8296 | 119.886 | -19.2995 | -119.8296 | 119.886
Line17_5_19 | 0 | 0 | 0 | 0 | 0 | 0 | 0 | 0 | 0 | 0 | 0 | 0 | 1.7189e-11 | 2.3962e-08 | -2.4e-08 | 1.026e-11 | 2.0749e-12 | 8.3517e-12 | 8.1245e-11 | -1.3847e-08 | -1.3686e-08 | -3.6044e-12 | 1.09e-11 | -7.276e-12 | 0 | 0 | 0 | 0 | 0 | 0 | 0.0029743 | 0.99943 | 0.99772 | 0.0029743 | 0.99943 | 0.99772 | -19.2995 | -119.8296 | 119.886 | -19.2995 | -119.8296 | 119.886
Line1_1_3 | 0 | 0 | 0 | 0 | 0 | 0 | 0 | 0 | 0 | 0 | 0 | 0 | 1.3751e-10 | 1.917e-07 | -1.92e-07 | -1.1005e-10 | -1.6773e-07 | 1.6801e-07 | 6.4996e-10 | -1.1077e-07 | -1.0948e-07 | -5.7231e-10 | 9.6939e-08 | 9.5791e-08 | 0 | 0 | 0 | 0 | 0 | 0 | 0.0029743 | 0.99943 | 0.99772 | 0.0029743 | 0.99943 | 0.99772 | -19.2997 | -119.8296 | 119.886 | -19.299 | -119.8296 | 119.886
Line2_1_4 | 0 | 0 | 0 | 0 | 0 | 0 | 0 | 0 | 0 | 0 | 0 | 0 | 3.4378e-11 | 4.7924e-08 | -4.8e-08 | -6.9282e-12 | -2.396e-08 | 2.4008e-08 | 1.6249e-10 | -2.7694e-08 | -2.7371e-08 | -8.4849e-11 | 1.3858e-08 | 1.3678e-08 | 0 | 0 | 0 | 0 | 0 | 0 | 0.0029743 | 0.99943 | 0.99772 | 0.0029743 | 0.99943 | 0.99772 | -19.2997 | -119.8296 | 119.886 | -19.2995 | -119.8296 | 119.886
Line3_1_5 | 0 | 0 | 0 | 0 | 0 | 0 | 0 | 0 | 0 | 0 | 0 | 0 | 3.4378e-11 | 4.7924e-08 | -4.8e-08 | -6.9282e-12 | -2.396e-08 | 2.4008e-08 | 1.6249e-10 | -2.7694e-08 | -2.7371e-08 | -8.4849e-11 | 1.3858e-08 | 1.3678e-08 | 0 | 0 | 0 | 0 | 0 | 0 | 0.0029743 | 0.99943 | 0.99772 | 0.0029743 | 0.99943 | 0.99772 | -19.2997 | -119.8296 | 119.886 | -19.2995 | -119.8296 | 119.886
Line4_2_6 | 0 | 0 | 0 | 0 | 0 | 0 | 0 | 0 | 0 | 0 | 0 | 0 | 8.594e-11 | 1.1981e-07 | -1.2e-07 | -5.8489e-11 | -9.5845e-08 | 9.6007e-08 | 4.0622e-10 | -6.9234e-08 | -6.8428e-08 | -3.2858e-10 | 5.5398e-08 | 5.4735e-08 | 0 | 0 | 0 | 0 | 0 | 0 | 0.0029743 | 0.99943 | 0.99772 | 0.0029742 | 0.99943 | 0.99772 | -19.2992 | -119.8296 | 119.886 | -19.2988 | -119.8296 | 119.886
Line5_6_7 | 0 | 0 | 0 | 0 | 0 | 0 | 0 | 0 | 0 | 0 | 0 | 0 | 6.8749e-11 | 9.5848e-08 | -9.5999e-08 | -4.13e-11 | -7.1884e-08 | 7.2008e-08 | 3.2497e-10 | -5.5387e-08 | -5.4742e-08 | -2.4733e-10 | 4.1551e-08 | 4.1049e-08 | 0 | 0 | 0 | 0 | 0 | 0 | 0.0029742 | 0.99943 | 0.99772 | 0.0029742 | 0.99943 | 0.99772 | -19.2988 | -119.8296 | 119.886 | -19.2985 | -119.8296 | 119.886
Line6_7_8 | 0 | 0 | 0 | 0 | 0 | 0 | 0 | 0 | 0 | 0 | 0 | 0 | 5.156e-11 | 7.1886e-08 | -7.1999e-08 | -2.4112e-11 | -4.7922e-08 | 4.8008e-08 | 2.4373e-10 | -4.1541e-08 | -4.1057e-08 | -1.6609e-10 | 2.7705e-08 | 2.7364e-08 | 0 | 0 | 0 | 0 | 0 | 0 | 0.0029742 | 0.99943 | 0.99772 | 0.0029742 | 0.99943 | 0.99772 | -19.2985 | -119.8296 | 119.886 | -19.2983 | -119.8296 | 119.886
Line7_8_9 | 0 | 0 | 0 | 0 | 0 | 0 | 0 | 0 | 0 | 0 | 0 | 0 | 1.7186e-11 | 2.3962e-08 | -2.4e-08 | 1.026e-11 | 2.0749e-12 | 8.3514e-12 | 8.1243e-11 | -1.3847e-08 | -1.3686e-08 | -3.6041e-12 | 1.09e-11 | -7.2758e-12 | 0 | 0 | 0 | 0 | 0 | 0 | 0.0029742 | 0.99943 | 0.99772 | 0.0029742 | 0.99943 | 0.99772 | -19.2983 | -119.8296 | 119.886 | -19.2982 | -119.8296 | 119.886
Line8_8_10 | 0 | 0 | 0 | 0 | 0 | 0 | 0 | 0 | 0 | 0 | 0 | 0 | 1.7186e-11 | 2.3962e-08 | -2.4e-08 | 1.026e-11 | 2.0748e-12 | 8.3516e-12 | 8.1243e-11 | -1.3847e-08 | -1.3686e-08 | -3.6041e-12 | 1.09e-11 | -7.2758e-12 | 0 | 0 | 0 | 0 | 0 | 0 | 0.0029742 | 0.99943 | 0.99772 | 0.0029742 | 0.99943 | 0.99772 | -19.2983 | -119.8296 | 119.886 | -19.2982 | -119.8296 | 119.886
Line9_3_11 | 0 | 0 | 0 | 0 | 0 | 0 | 0 | 0 | 0 | 0 | 0 | 0 | 1.2031e-10 | 1.6773e-07 | -1.68e-07 | -9.286e-11 | -1.4377e-07 | 1.4401e-07 | 5.6871e-10 | -9.6928e-08 | -9.5799e-08 | -4.9106e-10 | 8.3092e-08 | 8.2106e-08 | 0 | 0 | 0 | 0 | 0 | 0 | 0.0029743 | 0.99943 | 0.99772 | 0.0029742 | 0.99943 | 0.99772 | -19.299 | -119.8296 | 119.886 | -19.2985 | -119.8296 | 119.886

## LG_min_10
name | pf_ikss_a_from_ka | pf_ikss_b_from_ka | pf_ikss_c_from_ka | pf_ikss_a_to_ka | pf_ikss_b_to_ka | pf_ikss_c_to_ka | pf_skss_a_from_mw | pf_skss_b_from_mw | pf_skss_c_from_mw | pf_skss_a_to_mw | pf_skss_b_to_mw | pf_skss_c_to_mw | pf_p_a_from_mw | pf_p_b_from_mw | pf_p_c_from_mw | pf_p_a_to_mw | pf_p_b_to_mw | pf_p_c_to_mw | pf_q_a_from_mvar | pf_q_b_from_mvar | pf_q_c_from_mvar | pf_q_a_to_mvar | pf_q_b_to_mvar | pf_q_c_to_mvar | pf_ikss_a_from_degree | pf_ikss_b_from_degree | pf_ikss_c_from_degree | pf_ikss_a_to_degree | pf_ikss_b_to_degree | pf_ikss_c_to_degree | pf_vm_a_from_pu | pf_vm_b_from_pu | pf_vm_c_from_pu | pf_vm_a_to_pu | pf_vm_b_to_pu | pf_vm_c_to_pu | pf_va_a_from_degree | pf_va_b_from_degree | pf_va_c_from_degree | pf_va_a_to_degree | pf_va_b_to_degree | pf_va_c_to_degree
Line0_1_2 | 0 | 0 | 0 | 0 | 0 | 0 | 0 | 0 | 0 | 0 | 0 | 0 | 1.0313e-10 | 1.4377e-07 | -1.44e-07 | -7.568e-11 | -1.1981e-07 | 1.2001e-07 | 4.8747e-10 | -8.3081e-08 | -8.2113e-08 | -4.0983e-10 | 6.9245e-08 | 6.842e-08 | 0 | 0 | 0 | 0 | 0 | 0 | 0.0029743 | 0.99943 | 0.99772 | 0.0029743 | 0.99943 | 0.99772 | -19.2997 | -119.8296 | 119.886 | -19.2992 | -119.8296 | 119.886
Line10_11_12 | 0 | 0 | 0 | 0 | 0 | 0 | 0 | 0 | 0 | 0 | 0 | 0 | 1.0312e-10 | 1.4377e-07 | -1.44e-07 | -7.5669e-11 | -1.1981e-07 | 1.2001e-07 | 4.8746e-10 | -8.3081e-08 | -8.2113e-08 | -4.0982e-10 | 6.9245e-08 | 6.842e-08 | 0 | 0 | 0 | 0 | 0 | 0 | 0.0029742 | 0.99943 | 0.99772 | 0.0029742 | 0.99943 | 0.99772 | -19.2985 | -119.8296 | 119.886 | -19.298 | -119.8296 | 119.886
Line11_12_13 | 0 | 0 | 0 | 0 | 0 | 0 | 0 | 0 | 0 | 0 | 0 | 0 | 8.5929e-11 | 1.1981e-07 | -1.2e-07 | -5.848e-11 | -9.5845e-08 | 9.6007e-08 | 4.0621e-10 | -6.9234e-08 | -6.8428e-08 | -3.2857e-10 | 5.5398e-08 | 5.4735e-08 | 0 | 0 | 0 | 0 | 0 | 0 | 0.0029742 | 0.99943 | 0.99772 | 0.0029742 | 0.99943 | 0.99772 | -19.298 | -119.8296 | 119.886 | -19.2976 | -119.8296 | 119.886
Line12_13_15 | 0 | 0 | 0 | 0 | 0 | 0 | 0 | 0 | 0 | 0 | 0 | 0 | 5.1555e-11 | 7.1886e-08 | -7.1999e-08 | -2.4109e-11 | -4.7922e-08 | 4.8008e-08 | 2.4373e-10 | -4.1541e-08 | -4.1057e-08 | -1.6609e-10 | 2.7705e-08 | 2.7364e-08 | 0 | 0 | 0 | 0 | 0 | 0 | 0.0029742 | 0.99943 | 0.99772 | 0.0029741 | 0.99943 | 0.99772 | -19.2976 | -119.8296 | 119.886 | -19.2974 | -119.8296 | 119.886
Line13_13_14 | 0 | 0 | 0 | 0 | 0 | 0 | 0 | 0 | 0 | 0 | 0 | 0 | 1.7185e-11 | 2.3962e-08 | -2.4e-08 | 1.026e-11 | 2.0748e-12 | 8.3514e-12 | 8.1242e-11 | -1.3847e-08 | -1.3686e-08 | -3.6039e-12 | 1.09e-11 | -7.2758e-12 | 0 | 0 | 0 | 0 | 0 | 0 | 0.0029742 | 0.99943 | 0.99772 | 0.0029742 | 0.99943 | 0.99772 | -19.2976 | -119.8296 | 119.886 | -19.2975 | -119.8296 | 119.886
Line14_15_16 | 0 | 0 | 0 | 0 | 0 | 0 | 0 | 0 | 0 | 0 | 0 | 0 | 3.4369e-11 | 4.7924e-08 | -4.8e-08 | -6.9243e-12 | -2.396e-08 | 2.4008e-08 | 1.6248e-10 | -2.7694e-08 | -2.7371e-08 | -8.4845e-11 | 1.3858e-08 | 1.3678e-08 | 0 | 0 | 0 | 0 | 0 | 0 | 0.0029741 | 0.99943 | 0.99772 | 0.0029741 | 0.99943 | 0.99772 | -19.2974 | -119.8296 | 119.886 | -19.2972 | -119.8296 | 119.886
Line15_16_17 | 0 | 0 | 0 | 0 | 0 | 0 | 0 | 0 | 0 | 0 | 0 | 0 | 1.7184e-11 | 2.3962e-08 | -2.4e-08 | 1.026e-11 | 2.075e-12 | 8.3513e-12 | 8.1241e-11 | -1.3847e-08 | -1.3686e-08 | -3.6038e-12 | 1.0899e-11 | -7.2758e-12 | 0 | 0 | 0 | 0 | 0 | 0 | 0.0029741 | 0.99943 | 0.99772 | 0.0029741 | 0.99943 | 0.99772 | -19.2972 | -119.8296 | 119.886 | -19.2972 | -119.8296 | 119.886
Line16_4_18 | 0 | 0 | 0 | 0 | 0 | 0 | 0 | 0 | 0 | 0 | 0 | 0 | 1.7189e-11 | 2.3962e-08 | -2.4e-08 | 1.026e-11 | 2.0749e-12 | 8.3517e-12 | 8.1245e-11 | -1.3847e-08 | -1.3686e-08 | -3.6044e-12 | 1.09e-11 | -7.276e-12 | 0 | 0 | 0 | 0 | 0 | 0 | 0.0029743 | 0.99943 | 0.99772 | 0.0029743 | 0.99943 | 0.99772 | -19.2995 | -119.8296 | 119.886 | -19.2995 | -119.8296 | 119.886
Line17_5_19 | 0 | 0 | 0 | 0 | 0 | 0 | 0 | 0 | 0 | 0 | 0 | 0 | 1.7189e-11 | 2.3962e-08 | -2.4e-08 | 1.026e-11 | 2.0749e-12 | 8.3517e-12 | 8.1245e-11 | -1.3847e-08 | -1.3686e-08 | -3.6044e-12 | 1.09e-11 | -7.276e-12 | 0 | 0 | 0 | 0 | 0 | 0 | 0.0029743 | 0.99943 | 0.99772 | 0.0029743 | 0.99943 | 0.99772 | -19.2995 | -119.8296 | 119.886 | -19.2995 | -119.8296 | 119.886
Line1_1_3 | 0 | 0 | 0 | 0 | 0 | 0 | 0 | 0 | 0 | 0 | 0 | 0 | 1.3751e-10 | 1.917e-07 | -1.92e-07 | -1.1005e-10 | -1.6773e-07 | 1.6801e-07 | 6.4996e-10 | -1.1077e-07 | -1.0948e-07 | -5.7231e-10 | 9.6939e-08 | 9.5791e-08 | 0 | 0 | 0 | 0 | 0 | 0 | 0.0029743 | 0.99943 | 0.99772 | 0.0029743 | 0.99943 | 0.99772 | -19.2997 | -119.8296 | 119.886 | -19.299 | -119.8296 | 119.886
Line2_1_4 | 0 | 0 | 0 | 0 | 0 | 0 | 0 | 0 | 0 | 0 | 0 | 0 | 3.4378e-11 | 4.7924e-08 | -4.8e-08 | -6.9282e-12 | -2.396e-08 | 2.4008e-08 | 1.6249e-10 | -2.7694e-08 | -2.7371e-08 | -8.4849e-11 | 1.3858e-08 | 1.3678e-08 | 0 | 0 | 0 | 0 | 0 | 0 | 0.0029743 | 0.99943 | 0.99772 | 0.0029743 | 0.99943 | 0.99772 | -19.2997 | -119.8296 | 119.886 | -19.2995 | -119.8296 | 119.886
Line3_1_5 | 0 | 0 | 0 | 0 | 0 | 0 | 0 | 0 | 0 | 0 | 0 | 0 | 3.4378e-11 | 4.7924e-08 | -4.8e-08 | -6.9282e-12 | -2.396e-08 | 2.4008e-08 | 1.6249e-10 | -2.7694e-08 | -2.7371e-08 | -8.4849e-11 | 1.3858e-08 | 1.3678e-08 | 0 | 0 | 0 | 0 | 0 | 0 | 0.0029743 | 0.99943 | 0.99772 | 0.0029743 | 0.99943 | 0.99772 | -19.2997 | -119.8296 | 119.886 | -19.2995 | -119.8296 | 119.886
Line4_2_6 | 0 | 0 | 0 | 0 | 0 | 0 | 0 | 0 | 0 | 0 | 0 | 0 | 8.594e-11 | 1.1981e-07 | -1.2e-07 | -5.8489e-11 | -9.5845e-08 | 9.6007e-08 | 4.0622e-10 | -6.9234e-08 | -6.8428e-08 | -3.2858e-10 | 5.5398e-08 | 5.4735e-08 | 0 | 0 | 0 | 0 | 0 | 0 | 0.0029743 | 0.99943 | 0.99772 | 0.0029742 | 0.99943 | 0.99772 | -19.2992 | -119.8296 | 119.886 | -19.2988 | -119.8296 | 119.886
Line5_6_7 | 0 | 0 | 0 | 0 | 0 | 0 | 0 | 0 | 0 | 0 | 0 | 0 | 6.8749e-11 | 9.5848e-08 | -9.5999e-08 | -4.13e-11 | -7.1884e-08 | 7.2008e-08 | 3.2497e-10 | -5.5387e-08 | -5.4742e-08 | -2.4733e-10 | 4.1551e-08 | 4.1049e-08 | 0 | 0 | 0 | 0 | 0 | 0 | 0.0029742 | 0.99943 | 0.99772 | 0.0029742 | 0.99943 | 0.99772 | -19.2988 | -119.8296 | 119.886 | -19.2985 | -119.8296 | 119.886
Line6_7_8 | 0 | 0 | 0 | 0 | 0 | 0 | 0 | 0 | 0 | 0 | 0 | 0 | 5.156e-11 | 7.1886e-08 | -7.1999e-08 | -2.4112e-11 | -4.7922e-08 | 4.8008e-08 | 2.4373e-10 | -4.1541e-08 | -4.1057e-08 | -1.6609e-10 | 2.7705e-08 | 2.7364e-08 | 0 | 0 | 0 | 0 | 0 | 0 | 0.0029742 | 0.99943 | 0.99772 | 0.0029742 | 0.99943 | 0.99772 | -19.2985 | -119.8296 | 119.886 | -19.2983 | -119.8296 | 119.886
Line7_8_9 | 0 | 0 | 0 | 0 | 0 | 0 | 0 | 0 | 0 | 0 | 0 | 0 | 1.7186e-11 | 2.3962e-08 | -2.4e-08 | 1.026e-11 | 2.0749e-12 | 8.3514e-12 | 8.1243e-11 | -1.3847e-08 | -1.3686e-08 | -3.6041e-12 | 1.09e-11 | -7.2758e-12 | 0 | 0 | 0 | 0 | 0 | 0 | 0.0029742 | 0.99943 | 0.99772 | 0.0029742 | 0.99943 | 0.99772 | -19.2983 | -119.8296 | 119.886 | -19.2982 | -119.8296 | 119.886
Line8_8_10 | 0 | 0 | 0 | 0 | 0 | 0 | 0 | 0 | 0 | 0 | 0 | 0 | 1.7186e-11 | 2.3962e-08 | -2.4e-08 | 1.026e-11 | 2.0748e-12 | 8.3516e-12 | 8.1243e-11 | -1.3847e-08 | -1.3686e-08 | -3.6041e-12 | 1.09e-11 | -7.2758e-12 | 0 | 0 | 0 | 0 | 0 | 0 | 0.0029742 | 0.99943 | 0.99772 | 0.0029742 | 0.99943 | 0.99772 | -19.2983 | -119.8296 | 119.886 | -19.2982 | -119.8296 | 119.886
Line9_3_11 | 0 | 0 | 0 | 0 | 0 | 0 | 0 | 0 | 0 | 0 | 0 | 0 | 1.2031e-10 | 1.6773e-07 | -1.68e-07 | -9.286e-11 | -1.4377e-07 | 1.4401e-07 | 5.6871e-10 | -9.6928e-08 | -9.5799e-08 | -4.9106e-10 | 8.3092e-08 | 8.2106e-08 | 0 | 0 | 0 | 0 | 0 | 0 | 0.0029743 | 0.99943 | 0.99772 | 0.0029742 | 0.99943 | 0.99772 | -19.299 | -119.8296 | 119.886 | -19.2985 | -119.8296 | 119.886

## LG_min_fault_6
name | pf_ikss_a_from_ka | pf_ikss_b_from_ka | pf_ikss_c_from_ka | pf_ikss_a_to_ka | pf_ikss_b_to_ka | pf_ikss_c_to_ka | pf_skss_a_from_mw | pf_skss_b_from_mw | pf_skss_c_from_mw | pf_skss_a_to_mw | pf_skss_b_to_mw | pf_skss_c_to_mw | pf_p_a_from_mw | pf_p_b_from_mw | pf_p_c_from_mw | pf_p_a_to_mw | pf_p_b_to_mw | pf_p_c_to_mw | pf_q_a_from_mvar | pf_q_b_from_mvar | pf_q_c_from_mvar | pf_q_a_to_mvar | pf_q_b_to_mvar | pf_q_c_to_mvar | pf_ikss_a_from_degree | pf_ikss_b_from_degree | pf_ikss_c_from_degree | pf_ikss_a_to_degree | pf_ikss_b_to_degree | pf_ikss_c_to_degree | pf_vm_a_from_pu | pf_vm_b_from_pu | pf_vm_c_from_pu | pf_vm_a_to_pu | pf_vm_b_to_pu | pf_vm_c_to_pu | pf_va_a_from_degree | pf_va_b_from_degree | pf_va_c_from_degree | pf_va_a_to_degree | pf_va_b_to_degree | pf_va_c_to_degree
Line0_1_2 | 0 | 0 | 0 | 0 | 0 | 0 | 0 | 0 | 0 | 0 | 0 | 0 | 1.5243e-09 | 1.0454e-09 | -2.8625e-09 | -1.2216e-09 | -8.7099e-10 | 2.3855e-09 | 2.4455e-09 | -2.7018e-09 | 4.4584e-10 | -2.0778e-09 | 2.2516e-09 | -3.7173e-10 | 0 | 0 | 0 | 0 | 0 | 0 | 0.98649 | 0.99996 | 0.99999 | 0.98649 | 0.99996 | 0.99999 | -0.63164 | -119.998 | 119.997 | -0.63164 | -119.998 | 119.997
Line10_11_12 | 0 | 0 | 0 | 0 | 0 | 0 | 0 | 0 | 0 | 0 | 0 | 0 | 1.5243e-09 | 1.0454e-09 | -2.8625e-09 | -1.2216e-09 | -8.7099e-10 | 2.3855e-09 | 2.4455e-09 | -2.7018e-09 | 4.4584e-10 | -2.0778e-09 | 2.2516e-09 | -3.7173e-10 | 0 | 0 | 0 | 0 | 0 | 0 | 0.98649 | 0.99996 | 0.99999 | 0.98649 | 0.99996 | 0.99999 | -0.63164 | -119.998 | 119.997 | -0.63164 | -119.998 | 119.997
Line11_12_13 | 0 | 0 | 0 | 0 | 0 | 0 | 0 | 0 | 0 | 0 | 0 | 0 | 1.2702e-09 | 8.7113e-10 | -2.3855e-09 | -9.6753e-10 | -6.9676e-10 | 1.9084e-09 | 2.0379e-09 | -2.2515e-09 | 3.7154e-10 | -1.6702e-09 | 1.8013e-09 | -2.9742e-10 | 0 | 0 | 0 | 0 | 0 | 0 | 0.98649 | 0.99996 | 0.99999 | 0.98649 | 0.99996 | 0.99999 | -0.63164 | -119.998 | 119.997 | -0.63164 | -119.998 | 119.997
Line12_13_15 | 0 | 0 | 0 | 0 | 0 | 0 | 0 | 0 | 0 | 0 | 0 | 0 | 7.6213e-10 | 5.2268e-10 | -1.4313e-09 | -4.5944e-10 | -3.4831e-10 | 9.5422e-10 | 1.2227e-09 | -1.3509e-09 | 2.2292e-10 | -8.5504e-10 | 9.0072e-10 | -1.488e-10 | 0 | 0 | 0 | 0 | 0 | 0 | 0.98649 | 0.99996 | 0.99999 | 0.98649 | 0.99996 | 0.99999 | -0.63164 | -119.998 | 119.997 | -0.63164 | -119.998 | 119.997
Line13_13_14 | 0 | 0 | 0 | 0 | 0 | 0 | 0 | 0 | 0 | 0 | 0 | 0 | 2.5404e-10 | 1.7423e-10 | -4.7709e-10 | 4.8639e-11 | 1.4742e-13 | 3.4914e-14 | 4.0758e-10 | -4.503e-10 | 7.4307e-11 | -3.9875e-11 | 1.2545e-13 | -1.904e-13 | 0 | 0 | 0 | 0 | 0 | 0 | 0.98649 | 0.99996 | 0.99999 | 0.98649 | 0.99996 | 0.99999 | -0.63164 | -119.998 | 119.997 | -0.63164 | -119.998 | 119.997
Line14_15_16 | 0 | 0 | 0 | 0 | 0 | 0 | 0 | 0 | 0 | 0 | 0 | 0 | 5.0808e-10 | 3.4845e-10 | -9.5418e-10 | -2.054e-10 | -1.7408e-10 | 4.7713e-10 | 8.1517e-10 | -9.0059e-10 | 1.4861e-10 | -4.4746e-10 | 4.5042e-10 | -7.4497e-11 | 0 | 0 | 0 | 0 | 0 | 0 | 0.98649 | 0.99996 | 0.99999 | 0.98649 | 0.99996 | 0.99999 | -0.63164 | -119.998 | 119.997 | -0.63164 | -119.998 | 119.997
Line15_16_17 | 0 | 0 | 0 | 0 | 0 | 0 | 0 | 0 | 0 | 0 | 0 | 0 | 2.5404e-10 | 1.7423e-10 | -4.7709e-10 | 4.8639e-11 | 1.4742e-13 | 3.4913e-14 | 4.0758e-10 | -4.503e-10 | 7.4307e-11 | -3.9875e-11 | 1.2544e-13 | -1.904e-13 | 0 | 0 | 0 | 0 | 0 | 0 | 0.98649 | 0.99996 | 0.99999 | 0.98649 | 0.99996 | 0.99999 | -0.63164 | -119.998 | 119.997 | -0.63164 | -119.998 | 119.997
Line16_4_18 | 0 | 0 | 0 | 0 | 0 | 0 | 0 | 0 | 0 | 0 | 0 | 0 | 2.5404e-10 | 1.7423e-10 | -4.7709e-10 | 4.8639e-11 | 1.4742e-13 | 3.492e-14 | 4.0758e-10 | -4.503e-10 | 7.4307e-11 | -3.9875e-11 | 1.2545e-13 | -1.9041e-13 | 0 | 0 | 0 | 0 | 0 | 0 | 0.98649 | 0.99996 | 0.99999 | 0.98649 | 0.99996 | 0.99999 | -0.63164 | -119.998 | 119.997 | -0.63164 | -119.998 | 119.997
Line17_5_19 | 0 | 0 | 0 | 0 | 0 | 0 | 0 | 0 | 0 | 0 | 0 | 0 | 2.5404e-10 | 1.7423e-10 | -4.7709e-10 | 4.8639e-11 | 1.4742e-13 | 3.492e-14 | 4.0758e-10 | -4.503e-10 | 7.4307e-11 | -3.9875e-11 | 1.2545e-13 | -1.9041e-13 | 0 | 0 | 0 | 0 | 0 | 0 | 0.98649 | 0.99996 | 0.99999 | 0.98649 | 0.99996 | 0.99999 | -0.63164 | -119.998 | 119.997 | -0.63164 | -119.998 | 119.997
Line1_1_3 | 0 | 0 | 0 | 0 | 0 | 0 | 0 | 0 | 0 | 0 | 0 | 0 | 2.0323e-09 | 1.3938e-09 | -3.8167e-09 | -1.7297e-09 | -1.2194e-09 | 3.3397e-09 | 3.2607e-09 | -3.6024e-09 | 5.9446e-10 | -2.893e-09 | 3.1522e-09 | -5.2034e-10 | 0 | 0 | 0 | 0 | 0 | 0 | 0.98649 | 0.99996 | 0.99999 | 0.98649 | 0.99996 | 0.99999 | -0.63164 | -119.998 | 119.997 | -0.63164 | -119.998 | 119.997
Line2_1_4 | 0 | 0 | 0 | 0 | 0 | 0 | 0 | 0 | 0 | 0 | 0 | 0 | 5.0808e-10 | 3.4845e-10 | -9.5418e-10 | -2.054e-10 | -1.7408e-10 | 4.7712e-10 | 8.1517e-10 | -9.0059e-10 | 1.4861e-10 | -4.4746e-10 | 4.5042e-10 | -7.4498e-11 | 0 | 0 | 0 | 0 | 0 | 0 | 0.98649 | 0.99996 | 0.99999 | 0.98649 | 0.99996 | 0.99999 | -0.63164 | -119.998 | 119.997 | -0.63164 | -119.998 | 119.997
Line3_1_5 | 0 | 0 | 0 | 0 | 0 | 0 | 0 | 0 | 0 | 0 | 0 | 0 | 5.0808e-10 | 3.4845e-10 | -9.5418e-10 | -2.054e-10 | -1.7408e-10 | 4.7712e-10 | 8.1517e-10 | -9.0059e-10 | 1.4861e-10 | -4.4746e-10 | 4.5042e-10 | -7.4498e-11 | 0 | 0 | 0 | 0 | 0 | 0 | 0.98649 | 0.99996 | 0.99999 | 0.98649 | 0.99996 | 0.99999 | -0.63164 | -119.998 | 119.997 | -0.63164 | -119.998 | 119.997
Line4_2_6 | 0 | 0 | 0 | 0 | 0 | 0 | 0 | 0 | 0 | 0 | 0 | 0 | 1.2702e-09 | 8.7113e-10 | -2.3855e-09 | -9.6753e-10 | -6.9676e-10 | 1.9084e-09 | 2.0379e-09 | -2.2515e-09 | 3.7154e-10 | -1.6702e-09 | 1.8013e-09 | -2.9742e-10 | 0 | 0 | 0 | 0 | 0 | 0 | 0.98649 | 0.99996 | 0.99999 | 0.98649 | 0.99996 | 0.99999 | -0.63164 | -119.998 | 119.997 | -0.63164 | -119.998 | 119.997
Line5_6_7 | 0 | 0 | 0 | 0 | 0 | 0 | 0 | 0 | 0 | 0 | 0 | 0 | 1.0162e-09 | 6.9691e-10 | -1.9084e-09 | -7.1349e-10 | -5.2253e-10 | 1.4313e-09 | 1.6303e-09 | -1.8012e-09 | 2.9723e-10 | -1.2626e-09 | 1.351e-09 | -2.2311e-10 | 0 | 0 | 0 | 0 | 0 | 0 | 0.98649 | 0.99996 | 0.99999 | 0.98649 | 0.99996 | 0.99999 | -0.63164 | -119.998 | 119.997 | -0.63164 | -119.998 | 119.997
Line6_7_8 | 0 | 0 | 0 | 0 | 0 | 0 | 0 | 0 | 0 | 0 | 0 | 0 | 7.6213e-10 | 5.2268e-10 | -1.4313e-09 | -4.5944e-10 | -3.4831e-10 | 9.5422e-10 | 1.2227e-09 | -1.3509e-09 | 2.2292e-10 | -8.5504e-10 | 9.0072e-10 | -1.488e-10 | 0 | 0 | 0 | 0 | 0 | 0 | 0.98649 | 0.99996 | 0.99999 | 0.98649 | 0.99996 | 0.99999 | -0.63164 | -119.998 | 119.997 | -0.63164 | -119.998 | 119.997
Line7_8_9 | 0 | 0 | 0 | 0 | 0 | 0 | 0 | 0 | 0 | 0 | 0 | 0 | 2.5404e-10 | 1.7423e-10 | -4.7709e-10 | 4.8639e-11 | 1.4742e-13 | 3.4918e-14 | 4.0758e-10 | -4.503e-10 | 7.4307e-11 | -3.9875e-11 | 1.2545e-13 | -1.9041e-13 | 0 | 0 | 0 | 0 | 0 | 0 | 0.98649 | 0.99996 | 0.99999 | 0.98649 | 0.99996 | 0.99999 | -0.63164 | -119.998 | 119.997 | -0.63164 | -119.998 | 119.997
Line8_8_10 | 0 | 0 | 0 | 0 | 0 | 0 | 0 | 0 | 0 | 0 | 0 | 0 | 2.5404e-10 | 1.7423e-10 | -4.7709e-10 | 4.8639e-11 | 1.4742e-13 | 3.4919e-14 | 4.0758e-10 | -4.503e-10 | 7.4307e-11 | -3.9875e-11 | 1.2545e-13 | -1.9041e-13 | 0 | 0 | 0 | 0 | 0 | 0 | 0.98649 | 0.99996 | 0.99999 | 0.98649 | 0.99996 | 0.99999 | -0.63164 | -119.998 | 119.997 | -0.63164 | -119.998 | 119.997
Line9_3_11 | 0 | 0 | 0 | 0 | 0 | 0 | 0 | 0 | 0 | 0 | 0 | 0 | 1.7783e-09 | 1.2196e-09 | -3.3396e-09 | -1.4756e-09 | -1.0452e-09 | 2.8626e-09 | 2.8531e-09 | -3.1521e-09 | 5.2015e-10 | -2.4854e-09 | 2.7019e-09 | -4.4603e-10 | 0 | 0 | 0 | 0 | 0 | 0 | 0.98649 | 0.99996 | 0.99999 | 0.98649 | 0.99996 | 0.99999 | -0.63164 | -119.998 | 119.997 | -0.63164 | -119.998 | 119.997

## LG_min_fault_10
name | pf_ikss_a_from_ka | pf_ikss_b_from_ka | pf_ikss_c_from_ka | pf_ikss_a_to_ka | pf_ikss_b_to_ka | pf_ikss_c_to_ka | pf_skss_a_from_mw | pf_skss_b_from_mw | pf_skss_c_from_mw | pf_skss_a_to_mw | pf_skss_b_to_mw | pf_skss_c_to_mw | pf_p_a_from_mw | pf_p_b_from_mw | pf_p_c_from_mw | pf_p_a_to_mw | pf_p_b_to_mw | pf_p_c_to_mw | pf_q_a_from_mvar | pf_q_b_from_mvar | pf_q_c_from_mvar | pf_q_a_to_mvar | pf_q_b_to_mvar | pf_q_c_to_mvar | pf_ikss_a_from_degree | pf_ikss_b_from_degree | pf_ikss_c_from_degree | pf_ikss_a_to_degree | pf_ikss_b_to_degree | pf_ikss_c_to_degree | pf_vm_a_from_pu | pf_vm_b_from_pu | pf_vm_c_from_pu | pf_vm_a_to_pu | pf_vm_b_to_pu | pf_vm_c_to_pu | pf_va_a_from_degree | pf_va_b_from_degree | pf_va_c_from_degree | pf_va_a_to_degree | pf_va_b_to_degree | pf_va_c_to_degree
Line0_1_2 | 0 | 0 | 0 | 0 | 0 | 0 | 0 | 0 | 0 | 0 | 0 | 0 | 1.5243e-09 | 1.0454e-09 | -2.8625e-09 | -1.2216e-09 | -8.7099e-10 | 2.3855e-09 | 2.4455e-09 | -2.7018e-09 | 4.4584e-10 | -2.0778e-09 | 2.2516e-09 | -3.7173e-10 | 0 | 0 | 0 | 0 | 0 | 0 | 0.98649 | 0.99996 | 0.99999 | 0.98649 | 0.99996 | 0.99999 | -0.63164 | -119.998 | 119.997 | -0.63164 | -119.998 | 119.997
Line10_11_12 | 0 | 0 | 0 | 0 | 0 | 0 | 0 | 0 | 0 | 0 | 0 | 0 | 1.5243e-09 | 1.0454e-09 | -2.8625e-09 | -1.2216e-09 | -8.7099e-10 | 2.3855e-09 | 2.4455e-09 | -2.7018e-09 | 4.4584e-10 | -2.0778e-09 | 2.2516e-09 | -3.7173e-10 | 0 | 0 | 0 | 0 | 0 | 0 | 0.98649 | 0.99996 | 0.99999 | 0.98649 | 0.99996 | 0.99999 | -0.63164 | -119.998 | 119.997 | -0.63164 | -119.998 | 119.997
Line11_12_13 | 0 | 0 | 0 | 0 | 0 | 0 | 0 | 0 | 0 | 0 | 0 | 0 | 1.2702e-09 | 8.7113e-10 | -2.3855e-09 | -9.6753e-10 | -6.9676e-10 | 1.9084e-09 | 2.0379e-09 | -2.2515e-09 | 3.7154e-10 | -1.6702e-09 | 1.8013e-09 | -2.9742e-10 | 0 | 0 | 0 | 0 | 0 | 0 | 0.98649 | 0.99996 | 0.99999 | 0.98649 | 0.99996 | 0.99999 | -0.63164 | -119.998 | 119.997 | -0.63164 | -119.998 | 119.997
Line12_13_15 | 0 | 0 | 0 | 0 | 0 | 0 | 0 | 0 | 0 | 0 | 0 | 0 | 7.6213e-10 | 5.2268e-10 | -1.4313e-09 | -4.5944e-10 | -3.4831e-10 | 9.5422e-10 | 1.2227e-09 | -1.3509e-09 | 2.2292e-10 | -8.5504e-10 | 9.0072e-10 | -1.488e-10 | 0 | 0 | 0 | 0 | 0 | 0 | 0.98649 | 0.99996 | 0.99999 | 0.98649 | 0.99996 | 0.99999 | -0.63164 | -119.998 | 119.997 | -0.63164 | -119.998 | 119.997
Line13_13_14 | 0 | 0 | 0 | 0 | 0 | 0 | 0 | 0 | 0 | 0 | 0 | 0 | 2.5404e-10 | 1.7423e-10 | -4.7709e-10 | 4.8639e-11 | 1.4742e-13 | 3.4914e-14 | 4.0758e-10 | -4.503e-10 | 7.4307e-11 | -3.9875e-11 | 1.2545e-13 | -1.904e-13 | 0 | 0 | 0 | 0 | 0 | 0 | 0.98649 | 0.99996 | 0.99999 | 0.98649 | 0.99996 | 0.99999 | -0.63164 | -119.998 | 119.997 | -0.63164 | -119.998 | 119.997
Line14_15_16 | 0 | 0 | 0 | 0 | 0 | 0 | 0 | 0 | 0 | 0 | 0 | 0 | 5.0808e-10 | 3.4845e-10 | -9.5418e-10 | -2.054e-10 | -1.7408e-10 | 4.7713e-10 | 8.1517e-10 | -9.0059e-10 | 1.4861e-10 | -4.4746e-10 | 4.5042e-10 | -7.4497e-11 | 0 | 0 | 0 | 0 | 0 | 0 | 0.98649 | 0.99996 | 0.99999 | 0.98649 | 0.99996 | 0.99999 | -0.63164 | -119.998 | 119.997 | -0.63164 | -119.998 | 119.997
Line15_16_17 | 0 | 0 | 0 | 0 | 0 | 0 | 0 | 0 | 0 | 0 | 0 | 0 | 2.5404e-10 | 1.7423e-10 | -4.7709e-10 | 4.8639e-11 | 1.4742e-13 | 3.4913e-14 | 4.0758e-10 | -4.503e-10 | 7.4307e-11 | -3.9875e-11 | 1.2544e-13 | -1.904e-13 | 0 | 0 | 0 | 0 | 0 | 0 | 0.98649 | 0.99996 | 0.99999 | 0.98649 | 0.99996 | 0.99999 | -0.63164 | -119.998 | 119.997 | -0.63164 | -119.998 | 119.997
Line16_4_18 | 0 | 0 | 0 | 0 | 0 | 0 | 0 | 0 | 0 | 0 | 0 | 0 | 2.5404e-10 | 1.7423e-10 | -4.7709e-10 | 4.8639e-11 | 1.4742e-13 | 3.492e-14 | 4.0758e-10 | -4.503e-10 | 7.4307e-11 | -3.9875e-11 | 1.2545e-13 | -1.9041e-13 | 0 | 0 | 0 | 0 | 0 | 0 | 0.98649 | 0.99996 | 0.99999 | 0.98649 | 0.99996 | 0.99999 | -0.63164 | -119.998 | 119.997 | -0.63164 | -119.998 | 119.997
Line17_5_19 | 0 | 0 | 0 | 0 | 0 | 0 | 0 | 0 | 0 | 0 | 0 | 0 | 2.5404e-10 | 1.7423e-10 | -4.7709e-10 | 4.8639e-11 | 1.4742e-13 | 3.492e-14 | 4.0758e-10 | -4.503e-10 | 7.4307e-11 | -3.9875e-11 | 1.2545e-13 | -1.9041e-13 | 0 | 0 | 0 | 0 | 0 | 0 | 0.98649 | 0.99996 | 0.99999 | 0.98649 | 0.99996 | 0.99999 | -0.63164 | -119.998 | 119.997 | -0.63164 | -119.998 | 119.997
Line1_1_3 | 0 | 0 | 0 | 0 | 0 | 0 | 0 | 0 | 0 | 0 | 0 | 0 | 2.0323e-09 | 1.3938e-09 | -3.8167e-09 | -1.7297e-09 | -1.2194e-09 | 3.3397e-09 | 3.2607e-09 | -3.6024e-09 | 5.9446e-10 | -2.893e-09 | 3.1522e-09 | -5.2034e-10 | 0 | 0 | 0 | 0 | 0 | 0 | 0.98649 | 0.99996 | 0.99999 | 0.98649 | 0.99996 | 0.99999 | -0.63164 | -119.998 | 119.997 | -0.63164 | -119.998 | 119.997
Line2_1_4 | 0 | 0 | 0 | 0 | 0 | 0 | 0 | 0 | 0 | 0 | 0 | 0 | 5.0808e-10 | 3.4845e-10 | -9.5418e-10 | -2.054e-10 | -1.7408e-10 | 4.7712e-10 | 8.1517e-10 | -9.0059e-10 | 1.4861e-10 | -4.4746e-10 | 4.5042e-10 | -7.4498e-11 | 0 | 0 | 0 | 0 | 0 | 0 | 0.98649 | 0.99996 | 0.99999 | 0.98649 | 0.99996 | 0.99999 | -0.63164 | -119.998 | 119.997 | -0.63164 | -119.998 | 119.997
Line3_1_5 | 0 | 0 | 0 | 0 | 0 | 0 | 0 | 0 | 0 | 0 | 0 | 0 | 5.0808e-10 | 3.4845e-10 | -9.5418e-10 | -2.054e-10 | -1.7408e-10 | 4.7712e-10 | 8.1517e-10 | -9.0059e-10 | 1.4861e-10 | -4.4746e-10 | 4.5042e-10 | -7.4498e-11 | 0 | 0 | 0 | 0 | 0 | 0 | 0.98649 | 0.99996 | 0.99999 | 0.98649 | 0.99996 | 0.99999 | -0.63164 | -119.998 | 119.997 | -0.63164 | -119.998 | 119.997
Line4_2_6 | 0 | 0 | 0 | 0 | 0 | 0 | 0 | 0 | 0 | 0 | 0 | 0 | 1.2702e-09 | 8.7113e-10 | -2.3855e-09 | -9.6753e-10 | -6.9676e-10 | 1.9084e-09 | 2.0379e-09 | -2.2515e-09 | 3.7154e-10 | -1.6702e-09 | 1.8013e-09 | -2.9742e-10 | 0 | 0 | 0 | 0 | 0 | 0 | 0.98649 | 0.99996 | 0.99999 | 0.98649 | 0.99996 | 0.99999 | -0.63164 | -119.998 | 119.997 | -0.63164 | -119.998 | 119.997
Line5_6_7 | 0 | 0 | 0 | 0 | 0 | 0 | 0 | 0 | 0 | 0 | 0 | 0 | 1.0162e-09 | 6.9691e-10 | -1.9084e-09 | -7.1349e-10 | -5.2253e-10 | 1.4313e-09 | 1.6303e-09 | -1.8012e-09 | 2.9723e-10 | -1.2626e-09 | 1.351e-09 | -2.2311e-10 | 0 | 0 | 0 | 0 | 0 | 0 | 0.98649 | 0.99996 | 0.99999 | 0.98649 | 0.99996 | 0.99999 | -0.63164 | -119.998 | 119.997 | -0.63164 | -119.998 | 119.997
Line6_7_8 | 0 | 0 | 0 | 0 | 0 | 0 | 0 | 0 | 0 | 0 | 0 | 0 | 7.6213e-10 | 5.2268e-10 | -1.4313e-09 | -4.5944e-10 | -3.4831e-10 | 9.5422e-10 | 1.2227e-09 | -1.3509e-09 | 2.2292e-10 | -8.5504e-10 | 9.0072e-10 | -1.488e-10 | 0 | 0 | 0 | 0 | 0 | 0 | 0.98649 | 0.99996 | 0.99999 | 0.98649 | 0.99996 | 0.99999 | -0.63164 | -119.998 | 119.997 | -0.63164 | -119.998 | 119.997
Line7_8_9 | 0 | 0 | 0 | 0 | 0 | 0 | 0 | 0 | 0 | 0 | 0 | 0 | 2.5404e-10 | 1.7423e-10 | -4.7709e-10 | 4.8639e-11 | 1.4742e-13 | 3.4918e-14 | 4.0758e-10 | -4.503e-10 | 7.4307e-11 | -3.9875e-11 | 1.2545e-13 | -1.9041e-13 | 0 | 0 | 0 | 0 | 0 | 0 | 0.98649 | 0.99996 | 0.99999 | 0.98649 | 0.99996 | 0.99999 | -0.63164 | -119.998 | 119.997 | -0.63164 | -119.998 | 119.997
Line8_8_10 | 0 | 0 | 0 | 0 | 0 | 0 | 0 | 0 | 0 | 0 | 0 | 0 | 2.5404e-10 | 1.7423e-10 | -4.7709e-10 | 4.8639e-11 | 1.4742e-13 | 3.4919e-14 | 4.0758e-10 | -4.503e-10 | 7.4307e-11 | -3.9875e-11 | 1.2545e-13 | -1.9041e-13 | 0 | 0 | 0 | 0 | 0 | 0 | 0.98649 | 0.99996 | 0.99999 | 0.98649 | 0.99996 | 0.99999 | -0.63164 | -119.998 | 119.997 | -0.63164 | -119.998 | 119.997
Line9_3_11 | 0 | 0 | 0 | 0 | 0 | 0 | 0 | 0 | 0 | 0 | 0 | 0 | 1.7783e-09 | 1.2196e-09 | -3.3396e-09 | -1.4756e-09 | -1.0452e-09 | 2.8626e-09 | 2.8531e-09 | -3.1521e-09 | 5.2015e-10 | -2.4854e-09 | 2.7019e-09 | -4.4603e-10 | 0 | 0 | 0 | 0 | 0 | 0 | 0.98649 | 0.99996 | 0.99999 | 0.98649 | 0.99996 | 0.99999 | -0.63164 | -119.998 | 119.997 | -0.63164 | -119.998 | 119.997

## LLG_max_6
name | pf_ikss_a_from_ka | pf_ikss_b_from_ka | pf_ikss_c_from_ka | pf_ikss_a_to_ka | pf_ikss_b_to_ka | pf_ikss_c_to_ka | pf_skss_a_from_mw | pf_skss_b_from_mw | pf_skss_c_from_mw | pf_skss_a_to_mw | pf_skss_b_to_mw | pf_skss_c_to_mw | pf_p_a_from_mw | pf_p_b_from_mw | pf_p_c_from_mw | pf_p_a_to_mw | pf_p_b_to_mw | pf_p_c_to_mw | pf_q_a_from_mvar | pf_q_b_from_mvar | pf_q_c_from_mvar | pf_q_a_to_mvar | pf_q_b_to_mvar | pf_q_c_to_mvar | pf_ikss_a_from_degree | pf_ikss_b_from_degree | pf_ikss_c_from_degree | pf_ikss_a_to_degree | pf_ikss_b_to_degree | pf_ikss_c_to_degree | pf_vm_a_from_pu | pf_vm_b_from_pu | pf_vm_c_from_pu | pf_vm_a_to_pu | pf_vm_b_to_pu | pf_vm_c_to_pu | pf_va_a_from_degree | pf_va_b_from_degree | pf_va_c_from_degree | pf_va_a_to_degree | pf_va_b_to_degree | pf_va_c_to_degree
Line0_1_2 | 0.14434 | 0.14434 | 0.14434 | 0.14434 | 0.14434 | 0.14434 | 0.033333 | 0.033333 | 0.033333 | 0.033333 | 0.033333 | 0.033333 | -0.0037656 | -0.0002652 | -0.00010023 | 0.0039739 | 0.00047354 | 0.00030856 | -0.038322 | -0.0019283 | -0.0020053 | 0.038738 | 0.002345 | 0.002422 | 95.7105 | -24.2889 | -144.2897 | -84.2895 | 155.711 | 35.7104 | 1.1552 | 0.058395 | 0.060235 | 1.1682 | 0.07177 | 0.073247 | 0.098488 | -122.1197 | 122.849 | -0.14662 | -125.7054 | 118.45
Line10_11_12 | 0.14434 | 0.14434 | 0.14434 | 0.14434 | 0.14434 | 0.14434 | 0.033333 | 0.033333 | 0.033333 | 0.033333 | 0.033333 | 0.033333 | -0.0041822 | -0.00068187 | -0.00051689 | 0.0043906 | 0.0008902 | 0.00072523 | -0.039155 | -0.0027617 | -0.0028387 | 0.039572 | 0.0031783 | 0.0032553 | 95.7105 | -24.2889 | -144.2897 | -84.2895 | 155.711 | 35.7104 | 1.1813 | 0.085338 | 0.08656 | 1.1944 | 0.099019 | 0.10005 | -0.3863 | -128.1582 | 115.3904 | -0.62073 | -129.9357 | 113.151
Line11_12_13 | 0.14434 | 0.14434 | 0.14434 | 0.14434 | 0.14434 | 0.14434 | 0.033333 | 0.033333 | 0.033333 | 0.033333 | 0.033333 | 0.033333 | -0.0043906 | -0.0008902 | -0.00072523 | 0.0045989 | 0.0010985 | 0.00093356 | -0.039572 | -0.0031783 | -0.0032553 | 0.039988 | 0.003595 | 0.003672 | 95.7105 | -24.289 | -144.2896 | -84.2895 | 155.711 | 35.7104 | 1.1944 | 0.099019 | 0.10005 | 1.2076 | 0.11277 | 0.11366 | -0.62073 | -129.9357 | 113.151 | -0.85007 | -131.2808 | 111.4458
Line12_13_15 | 0 | 0 | 0 | 0 | 0 | 0 | 0 | 0 | 0 | 0 | 0 | 0 | -5.2471e-10 | -8.9279e-09 | 8.4666e-09 | -1.2694e-10 | 6.3514e-09 | -5.2384e-09 | -1.1018e-07 | 7.0923e-09 | 3.9768e-09 | 7.3383e-08 | -4.8172e-09 | -2.7194e-09 | 0 | 0 | 0 | 0 | 0 | 0 | 1.2076 | 0.11277 | 0.11366 | 1.2076 | 0.11277 | 0.11366 | -0.85007 | -131.2808 | 111.4458 | -0.85007 | -131.2808 | 111.4458
Line13_13_14 | 0.14434 | 0.14434 | 0.14434 | 0.14434 | 0.14434 | 0.14434 | 0.033333 | 0.033333 | 0.033333 | 0.033333 | 0.033333 | 0.033333 | -0.0045989 | -0.0010985 | -0.00093357 | 0.0048072 | 0.0013069 | 0.0011419 | -0.039988 | -0.003595 | -0.003672 | 0.040405 | 0.0040117 | 0.0040887 | 95.7105 | -24.2892 | -144.2895 | -84.2895 | 155.7107 | 35.7106 | 1.2076 | 0.11277 | 0.11366 | 1.2207 | 0.12657 | 0.12735 | -0.85007 | -131.2808 | 111.4458 | -1.0745 | -132.3329 | 110.1062
Line14_15_16 | 0 | 0 | 0 | 0 | 0 | 0 | 0 | 0 | 0 | 0 | 0 | 0 | -3.4981e-10 | -5.9519e-09 | 5.6444e-09 | -3.0184e-10 | 3.3754e-09 | -2.4162e-09 | -7.3455e-08 | 4.7282e-09 | 2.6512e-09 | 3.6655e-08 | -2.4531e-09 | -1.3938e-09 | 0 | 0 | 0 | 0 | 0 | 0 | 1.2076 | 0.11277 | 0.11366 | 1.2076 | 0.11277 | 0.11366 | -0.85007 | -131.2808 | 111.4458 | -0.85007 | -131.2807 | 111.4458
Line15_16_17 | 0 | 0 | 0 | 0 | 0 | 0 | 0 | 0 | 0 | 0 | 0 | 0 | -1.7491e-10 | -2.976e-09 | 2.8222e-09 | -4.7675e-10 | 3.9943e-10 | 4.0597e-10 | -3.6728e-08 | 2.3641e-09 | 1.3256e-09 | -7.2258e-11 | -8.8976e-11 | -6.8191e-11 | 0 | 0 | 0 | 0 | 0 | 0 | 1.2076 | 0.11277 | 0.11366 | 1.2076 | 0.11277 | 0.11366 | -0.85007 | -131.2807 | 111.4458 | -0.85007 | -131.2807 | 111.4458
Line16_4_18 | 0 | 0 | 0 | 0 | 0 | 0 | 0 | 0 | 0 | 0 | 0 | 0 | 9.9034e-11 | -2.0418e-09 | 1.6903e-09 | -2.9234e-10 | 2.6915e-10 | 2.7565e-10 | -3.5595e-08 | 1.3105e-09 | 1.0659e-09 | -1.2057e-11 | -2.8778e-11 | -7.9912e-12 | 0 | 0 | 0 | 0 | 0 | 0 | 1.1682 | 0.07177 | 0.073247 | 1.1682 | 0.07177 | 0.073247 | -0.14662 | -125.7055 | 118.45 | -0.14662 | -125.7055 | 118.45
Line17_5_19 | 0.14434 | 0.14434 | 0.14434 | 0.14434 | 0.14434 | 0.14434 | 0.033333 | 0.033333 | 0.033333 | 0.033333 | 0.033333 | 0.033333 | -0.0039739 | -0.00047353 | -0.00030857 | 0.0041822 | 0.00068186 | 0.0005169 | -0.038738 | -0.002345 | -0.002422 | 0.039155 | 0.0027617 | 0.0028387 | 95.7105 | -24.2892 | -144.2895 | -84.2895 | 155.7107 | 35.7105 | 1.1682 | 0.07177 | 0.073247 | 1.1813 | 0.085338 | 0.08656 | -0.14662 | -125.7055 | 118.45 | -0.3863 | -128.1583 | 115.3904
Line1_1_3 | 0.14434 | 0.14434 | 0.14434 | 0.14434 | 0.14434 | 0.14434 | 0.033334 | 0.033333 | 0.033333 | 0.033333 | 0.033333 | 0.033333 | -0.0037656 | -0.00026521 | -0.00010023 | 0.0039739 | 0.00047354 | 0.00030856 | -0.038322 | -0.0019283 | -0.0020053 | 0.038738 | 0.002345 | 0.002422 | 95.7105 | -24.2888 | -144.2897 | -84.2895 | 155.7111 | 35.7103 | 1.1552 | 0.058395 | 0.060235 | 1.1682 | 0.07177 | 0.073247 | 0.098488 | -122.1197 | 122.849 | -0.14662 | -125.7054 | 118.45
Line2_1_4 | 0.14434 | 0.14434 | 0.14434 | 0.14434 | 0.14434 | 0.14434 | 0.033333 | 0.033333 | 0.033333 | 0.033333 | 0.033333 | 0.033333 | -0.0037656 | -0.0002652 | -0.00010023 | 0.0039739 | 0.00047353 | 0.00030857 | -0.038322 | -0.0019283 | -0.0020053 | 0.038738 | 0.002345 | 0.002422 | 95.7105 | -24.2891 | -144.2895 | -84.2895 | 155.7108 | 35.7105 | 1.1552 | 0.058395 | 0.060235 | 1.1682 | 0.07177 | 0.073247 | 0.098488 | -122.1197 | 122.849 | -0.14662 | -125.7055 | 118.45
Line3_1_5 | 0.14434 | 0.14434 | 0.14434 | 0.14434 | 0.14434 | 0.14434 | 0.033333 | 0.033333 | 0.033333 | 0.033333 | 0.033333 | 0.033333 | -0.0037656 | -0.0002652 | -0.00010023 | 0.0039739 | 0.00047353 | 0.00030857 | -0.038322 | -0.0019283 | -0.0020053 | 0.038738 | 0.002345 | 0.002422 | 95.7105 | -24.2891 | -144.2895 | -84.2895 | 155.7108 | 35.7105 | 1.1552 | 0.058395 | 0.060235 | 1.1682 | 0.07177 | 0.073247 | 0.098488 | -122.1197 | 122.849 | -0.14662 | -125.7055 | 118.45
Line4_2_6 | 0.14434 | 0.14434 | 0.14434 | 0.14434 | 0.14434 | 0.14434 | 0.033333 | 0.033333 | 0.033333 | 0.033333 | 0.033333 | 0.033333 | -0.0039739 | -0.00047354 | -0.00030856 | 0.0041822 | 0.00068187 | 0.0005169 | -0.038738 | -0.002345 | -0.002422 | 0.039155 | 0.0027617 | 0.0028387 | 95.7105 | -24.289 | -144.2896 | -84.2895 | 155.711 | 35.7104 | 1.1682 | 0.07177 | 0.073247 | 1.1813 | 0.085338 | 0.08656 | -0.14662 | -125.7054 | 118.45 | -0.3863 | -128.1582 | 115.3904
Line5_6_7 | 0.14434 | 0.14434 | 0.14434 | 0.14434 | 0.14434 | 0.14434 | 0.033333 | 0.033333 | 0.033333 | 0.033333 | 0.033333 | 0.033333 | -0.0041822 | -0.00068187 | -0.0005169 | 0.0043906 | 0.0008902 | 0.00072523 | -0.039155 | -0.0027617 | -0.0028387 | 0.039572 | 0.0031783 | 0.0032553 | 95.7105 | -24.289 | -144.2896 | -84.2895 | 155.7109 | 35.7104 | 1.1813 | 0.085338 | 0.08656 | 1.1944 | 0.099019 | 0.10005 | -0.3863 | -128.1582 | 115.3904 | -0.62073 | -129.9358 | 113.151
Line6_7_8 | 0 | 0 | 0 | 0 | 0 | 0 | 0 | 0 | 0 | 0 | 0 | 0 | -2.5508e-10 | -7.998e-09 | 7.3304e-09 | -2.438e-10 | 5.6894e-09 | -4.523e-09 | -1.0905e-07 | 6.0388e-09 | 3.7171e-09 | 7.2648e-08 | -4.0947e-09 | -2.5262e-09 | 0 | 0 | 0 | 0 | 0 | 0 | 1.1944 | 0.099019 | 0.10005 | 1.1944 | 0.099019 | 0.10005 | -0.62073 | -129.9358 | 113.151 | -0.62073 | -129.9358 | 113.151
Line7_8_9 | 0 | 0 | 0 | 0 | 0 | 0 | 0 | 0 | 0 | 0 | 0 | 0 | -8.5025e-11 | -2.666e-09 | 2.4435e-09 | -4.1385e-10 | 3.5744e-10 | 3.6397e-10 | -3.635e-08 | 2.0129e-09 | 1.239e-09 | -5.2191e-11 | -6.891e-11 | -4.8125e-11 | 0 | 0 | 0 | 0 | 0 | 0 | 1.1944 | 0.099019 | 0.10005 | 1.1944 | 0.099019 | 0.10005 | -0.62073 | -129.9358 | 113.151 | -0.62073 | -129.9358 | 113.151
Line8_8_10 | 0 | 0 | 0 | 0 | 0 | 0 | 0 | 0 | 0 | 0 | 0 | 0 | -8.5025e-11 | -2.666e-09 | 2.4435e-09 | -4.1385e-10 | 3.5744e-10 | 3.6397e-10 | -3.635e-08 | 2.0129e-09 | 1.239e-09 | -5.2191e-11 | -6.891e-11 | -4.8125e-11 | 0 | 0 | 0 | 0 | 0 | 0 | 1.1944 | 0.099019 | 0.10005 | 1.1944 | 0.099019 | 0.10005 | -0.62073 | -129.9358 | 113.151 | -0.62073 | -129.9358 | 113.151
Line9_3_11 | 0.14434 | 0.14434 | 0.14434 | 0.14434 | 0.14434 | 0.14434 | 0.033333 | 0.033333 | 0.033333 | 0.033333 | 0.033333 | 0.033333 | -0.0039739 | -0.00047354 | -0.00030856 | 0.0041822 | 0.00068187 | 0.00051689 | -0.038738 | -0.002345 | -0.002422 | 0.039155 | 0.0027617 | 0.0028387 | 95.7105 | -24.2889 | -144.2897 | -84.2895 | 155.7111 | 35.7103 | 1.1682 | 0.07177 | 0.073247 | 1.1813 | 0.085338 | 0.08656 | -0.14662 | -125.7054 | 118.45 | -0.3863 | -128.1582 | 115.3904

## LLG_max_10
name | pf_ikss_a_from_ka | pf_ikss_b_from_ka | pf_ikss_c_from_ka | pf_ikss_a_to_ka | pf_ikss_b_to_ka | pf_ikss_c_to_ka | pf_skss_a_from_mw | pf_skss_b_from_mw | pf_skss_c_from_mw | pf_skss_a_to_mw | pf_skss_b_to_mw | pf_skss_c_to_mw | pf_p_a_from_mw | pf_p_b_from_mw | pf_p_c_from_mw | pf_p_a_to_mw | pf_p_b_to_mw | pf_p_c_to_mw | pf_q_a_from_mvar | pf_q_b_from_mvar | pf_q_c_from_mvar | pf_q_a_to_mvar | pf_q_b_to_mvar | pf_q_c_to_mvar | pf_ikss_a_from_degree | pf_ikss_b_from_degree | pf_ikss_c_from_degree | pf_ikss_a_to_degree | pf_ikss_b_to_degree | pf_ikss_c_to_degree | pf_vm_a_from_pu | pf_vm_b_from_pu | pf_vm_c_from_pu | pf_vm_a_to_pu | pf_vm_b_to_pu | pf_vm_c_to_pu | pf_va_a_from_degree | pf_va_b_from_degree | pf_va_c_from_degree | pf_va_a_to_degree | pf_va_b_to_degree | pf_va_c_to_degree
Line0_1_2 | 0.14434 | 0.14434 | 0.14434 | 0.14434 | 0.14434 | 0.14434 | 0.033333 | 0.033333 | 0.033333 | 0.033333 | 0.033333 | 0.033333 | -0.0037711 | -0.00027779 | -0.00010501 | 0.0039795 | 0.00048612 | 0.00031335 | -0.038409 | -0.0020202 | -0.0021008 | 0.038825 | 0.0024368 | 0.0025174 | 95.7105 | -24.2889 | -144.2897 | -84.2895 | 155.711 | 35.7104 | 1.1578 | 0.061175 | 0.063102 | 1.1709 | 0.074546 | 0.076106 | 0.10289 | -122.1184 | 122.8486 | -0.14172 | -125.5707 | 118.6152
Line10_11_12 | 0.14434 | 0.14434 | 0.14434 | 0.14434 | 0.14434 | 0.14434 | 0.033333 | 0.033333 | 0.033333 | 0.033333 | 0.033333 | 0.033333 | -0.0041878 | -0.00069446 | -0.00052168 | 0.0043961 | 0.00090279 | 0.00073001 | -0.039242 | -0.0028535 | -0.0029341 | 0.039659 | 0.0032702 | 0.0033508 | 95.7105 | -24.2889 | -144.2897 | -84.2895 | 155.711 | 35.7104 | 1.1839 | 0.088104 | 0.089404 | 1.197 | 0.10177 | 0.10288 | -0.38093 | -127.9671 | 115.6286 | -0.6149 | -129.7221 | 113.4197
Line11_12_13 | 0.14434 | 0.14434 | 0.14434 | 0.14434 | 0.14434 | 0.14434 | 0.033333 | 0.033333 | 0.033333 | 0.033333 | 0.033333 | 0.033333 | -0.0043961 | -0.00090279 | -0.00073001 | 0.0046045 | 0.0011111 | 0.00093835 | -0.039659 | -0.0032702 | -0.0033508 | 0.040075 | 0.0036868 | 0.0037674 | 95.7105 | -24.289 | -144.2896 | -84.2895 | 155.711 | 35.7104 | 1.197 | 0.10177 | 0.10288 | 1.2102 | 0.11552 | 0.11648 | -0.6149 | -129.7221 | 113.4197 | -0.84381 | -131.0605 | 111.7244
Line12_13_15 | 0 | 0 | 0 | 0 | 0 | 0 | 0 | 0 | 0 | 0 | 0 | 0 | -4.9327e-10 | -9.1656e-09 | 8.6565e-09 | -1.605e-10 | 6.5188e-09 | -5.3558e-09 | -1.1038e-07 | 7.2276e-09 | 4.1138e-09 | 7.3514e-08 | -4.9078e-09 | -2.8101e-09 | 0 | 0 | 0 | 0 | 0 | 0 | 1.2102 | 0.11552 | 0.11648 | 1.2102 | 0.11552 | 0.11648 | -0.84381 | -131.0605 | 111.7244 | -0.84381 | -131.0605 | 111.7244
Line13_13_14 | 0.14434 | 0.14434 | 0.14434 | 0.14434 | 0.14434 | 0.14434 | 0.033333 | 0.033333 | 0.033333 | 0.033333 | 0.033333 | 0.033333 | -0.0046045 | -0.0011111 | -0.00093836 | 0.0048128 | 0.0013194 | 0.0011467 | -0.040075 | -0.0036868 | -0.0037674 | 0.040492 | 0.0041035 | 0.0041841 | 95.7105 | -24.2892 | -144.2895 | -84.2895 | 155.7107 | 35.7106 | 1.2102 | 0.11552 | 0.11648 | 1.2233 | 0.12931 | 0.13015 | -0.84381 | -131.0605 | 111.7244 | -1.0678 | -132.1139 | 110.3844
Line14_15_16 | 0 | 0 | 0 | 0 | 0 | 0 | 0 | 0 | 0 | 0 | 0 | 0 | -3.2885e-10 | -6.1104e-09 | 5.771e-09 | -3.2492e-10 | 3.4636e-09 | -2.4703e-09 | -7.3586e-08 | 4.8184e-09 | 2.7425e-09 | 3.6721e-08 | -2.4986e-09 | -1.4389e-09 | 0 | 0 | 0 | 0 | 0 | 0 | 1.2102 | 0.11552 | 0.11648 | 1.2102 | 0.11552 | 0.11648 | -0.84381 | -131.0605 | 111.7244 | -0.84381 | -131.0605 | 111.7244
Line15_16_17 | 0 | 0 | 0 | 0 | 0 | 0 | 0 | 0 | 0 | 0 | 0 | 0 | -1.6442e-10 | -3.0552e-09 | 2.8855e-09 | -4.8935e-10 | 4.0834e-10 | 4.1515e-10 | -3.6793e-08 | 2.4092e-09 | 1.3713e-09 | -7.1881e-11 | -8.9386e-11 | -6.7618e-11 | 0 | 0 | 0 | 0 | 0 | 0 | 1.2102 | 0.11552 | 0.11648 | 1.2102 | 0.11552 | 0.11648 | -0.84381 | -131.0605 | 111.7244 | -0.84381 | -131.0605 | 111.7244
Line16_4_18 | 0 | 0 | 0 | 0 | 0 | 0 | 0 | 0 | 0 | 0 | 0 | 0 | 1.0876e-10 | -2.1223e-09 | 1.7532e-09 | -3.042e-10 | 2.7887e-10 | 2.8563e-10 | -3.5661e-08 | 1.3559e-09 | 1.1118e-09 | -1.1681e-11 | -2.9187e-11 | -7.4181e-12 | 0 | 0 | 0 | 0 | 0 | 0 | 1.1709 | 0.074546 | 0.076106 | 1.1709 | 0.074546 | 0.076106 | -0.14172 | -125.5708 | 118.6152 | -0.14172 | -125.5708 | 118.6152
Line17_5_19 | 0.14434 | 0.14434 | 0.14434 | 0.14434 | 0.14434 | 0.14434 | 0.033333 | 0.033333 | 0.033333 | 0.033333 | 0.033333 | 0.033333 | -0.0039795 | -0.00048611 | -0.00031335 | 0.0041878 | 0.00069444 | 0.00052169 | -0.038825 | -0.0024368 | -0.0025174 | 0.039242 | 0.0028535 | 0.0029341 | 95.7105 | -24.2892 | -144.2895 | -84.2895 | 155.7107 | 35.7105 | 1.1709 | 0.074546 | 0.076106 | 1.1839 | 0.088104 | 0.089404 | -0.14172 | -125.5708 | 118.6152 | -0.38093 | -127.9672 | 115.6286
Line1_1_3 | 0.14434 | 0.14434 | 0.14434 | 0.14434 | 0.14434 | 0.14434 | 0.033334 | 0.033333 | 0.033333 | 0.033333 | 0.033333 | 0.033333 | -0.0037711 | -0.00027779 | -0.00010501 | 0.0039795 | 0.00048612 | 0.00031334 | -0.038409 | -0.0020202 | -0.0021008 | 0.038825 | 0.0024368 | 0.0025174 | 95.7105 | -24.2888 | -144.2897 | -84.2895 | 155.7111 | 35.7103 | 1.1578 | 0.061175 | 0.063102 | 1.1709 | 0.074546 | 0.076106 | 0.10289 | -122.1184 | 122.8486 | -0.14172 | -125.5707 | 118.6152
Line2_1_4 | 0.14434 | 0.14434 | 0.14434 | 0.14434 | 0.14434 | 0.14434 | 0.033333 | 0.033333 | 0.033333 | 0.033333 | 0.033333 | 0.033333 | -0.0037711 | -0.00027778 | -0.00010502 | 0.0039795 | 0.00048611 | 0.00031335 | -0.038408 | -0.0020202 | -0.0021008 | 0.038825 | 0.0024368 | 0.0025174 | 95.7105 | -24.2891 | -144.2895 | -84.2895 | 155.7108 | 35.7105 | 1.1578 | 0.061175 | 0.063102 | 1.1709 | 0.074546 | 0.076106 | 0.10289 | -122.1184 | 122.8486 | -0.14172 | -125.5708 | 118.6152
Line3_1_5 | 0.14434 | 0.14434 | 0.14434 | 0.14434 | 0.14434 | 0.14434 | 0.033333 | 0.033333 | 0.033333 | 0.033333 | 0.033333 | 0.033333 | -0.0037711 | -0.00027778 | -0.00010502 | 0.0039795 | 0.00048611 | 0.00031335 | -0.038408 | -0.0020202 | -0.0021008 | 0.038825 | 0.0024368 | 0.0025174 | 95.7105 | -24.2891 | -144.2895 | -84.2895 | 155.7108 | 35.7105 | 1.1578 | 0.061175 | 0.063102 | 1.1709 | 0.074546 | 0.076106 | 0.10289 | -122.1184 | 122.8486 | -0.14172 | -125.5708 | 118.6152
Line4_2_6 | 0.14434 | 0.14434 | 0.14434 | 0.14434 | 0.14434 | 0.14434 | 0.033333 | 0.033333 | 0.033333 | 0.033333 | 0.033333 | 0.033333 | -0.0039795 | -0.00048612 | -0.00031335 | 0.0041878 | 0.00069445 | 0.00052168 | -0.038825 | -0.0024368 | -0.0025174 | 0.039242 | 0.0028535 | 0.0029341 | 95.7105 | -24.289 | -144.2896 | -84.2895 | 155.711 | 35.7104 | 1.1709 | 0.074546 | 0.076106 | 1.1839 | 0.088104 | 0.089404 | -0.14172 | -125.5707 | 118.6152 | -0.38093 | -127.9671 | 115.6286
Line5_6_7 | 0.14434 | 0.14434 | 0.14434 | 0.14434 | 0.14434 | 0.14434 | 0.033333 | 0.033333 | 0.033333 | 0.033333 | 0.033333 | 0.033333 | -0.0041878 | -0.00069445 | -0.00052168 | 0.0043961 | 0.00090278 | 0.00073002 | -0.039242 | -0.0028535 | -0.0029341 | 0.039658 | 0.0032702 | 0.0033508 | 95.7105 | -24.289 | -144.2896 | -84.2895 | 155.7109 | 35.7104 | 1.1839 | 0.088104 | 0.089404 | 1.197 | 0.10177 | 0.10288 | -0.38093 | -127.9671 | 115.6286 | -0.6149 | -129.7221 | 113.4197
Line6_7_8 | 0 | 0 | 0 | 0 | 0 | 0 | 0 | 0 | 0 | 0 | 0 | 0 | -2.2439e-10 | -8.237e-09 | 7.5199e-09 | -2.7661e-10 | 5.858e-09 | -4.6399e-09 | -1.0925e-07 | 6.1744e-09 | 3.8543e-09 | 7.278e-08 | -4.1856e-09 | -2.6171e-09 | 0 | 0 | 0 | 0 | 0 | 0 | 1.197 | 0.10177 | 0.10288 | 1.197 | 0.10177 | 0.10288 | -0.6149 | -129.7221 | 113.4197 | -0.6149 | -129.7221 | 113.4197
Line7_8_9 | 0 | 0 | 0 | 0 | 0 | 0 | 0 | 0 | 0 | 0 | 0 | 0 | -7.4796e-11 | -2.7457e-09 | 2.5066e-09 | -4.262e-10 | 3.6662e-10 | 3.7341e-10 | -3.6416e-08 | 2.0581e-09 | 1.2848e-09 | -5.1814e-11 | -6.932e-11 | -4.7552e-11 | 0 | 0 | 0 | 0 | 0 | 0 | 1.197 | 0.10177 | 0.10288 | 1.197 | 0.10177 | 0.10288 | -0.6149 | -129.7221 | 113.4197 | -0.6149 | -129.7221 | 113.4197
Line8_8_10 | 0 | 0 | 0 | 0 | 0 | 0 | 0 | 0 | 0 | 0 | 0 | 0 | -7.4796e-11 | -2.7457e-09 | 2.5066e-09 | -4.262e-10 | 3.6662e-10 | 3.7341e-10 | -3.6416e-08 | 2.0581e-09 | 1.2848e-09 | -5.1814e-11 | -6.932e-11 | -4.7552e-11 | 0 | 0 | 0 | 0 | 0 | 0 | 1.197 | 0.10177 | 0.10288 | 1.197 | 0.10177 | 0.10288 | -0.6149 | -129.7221 | 113.4197 | -0.6149 | -129.7221 | 113.4197
Line9_3_11 | 0.14434 | 0.14434 | 0.14434 | 0.14434 | 0.14434 | 0.14434 | 0.033333 | 0.033333 | 0.033333 | 0.033333 | 0.033333 | 0.033333 | -0.0039795 | -0.00048612 | -0.00031334 | 0.0041878 | 0.00069446 | 0.00052168 | -0.038825 | -0.0024368 | -0.0025174 | 0.039242 | 0.0028535 | 0.0029341 | 95.7105 | -24.2889 | -144.2897 | -84.2895 | 155.7111 | 35.7103 | 1.1709 | 0.074546 | 0.076106 | 1.1839 | 0.088104 | 0.089404 | -0.14172 | -125.5707 | 118.6152 | -0.38093 | -127.9671 | 115.6286

## LLG_max_fault_6
name | pf_ikss_a_from_ka | pf_ikss_b_from_ka | pf_ikss_c_from_ka | pf_ikss_a_to_ka | pf_ikss_b_to_ka | pf_ikss_c_to_ka | pf_skss_a_from_mw | pf_skss_b_from_mw | pf_skss_c_from_mw | pf_skss_a_to_mw | pf_skss_b_to_mw | pf_skss_c_to_mw | pf_p_a_from_mw | pf_p_b_from_mw | pf_p_c_from_mw | pf_p_a_to_mw | pf_p_b_to_mw | pf_p_c_to_mw | pf_q_a_from_mvar | pf_q_b_from_mvar | pf_q_c_from_mvar | pf_q_a_to_mvar | pf_q_b_to_mvar | pf_q_c_to_mvar | pf_ikss_a_from_degree | pf_ikss_b_from_degree | pf_ikss_c_from_degree | pf_ikss_a_to_degree | pf_ikss_b_to_degree | pf_ikss_c_to_degree | pf_vm_a_from_pu | pf_vm_b_from_pu | pf_vm_c_from_pu | pf_vm_a_to_pu | pf_vm_b_to_pu | pf_vm_c_to_pu | pf_va_a_from_degree | pf_va_b_from_degree | pf_va_c_from_degree | pf_va_a_to_degree | pf_va_b_to_degree | pf_va_c_to_degree
Line0_1_2 | 0.14434 | 0.14434 | 0.14434 | 0.14434 | 0.14434 | 0.14434 | 0.033333 | 0.033333 | 0.033333 | 0.033333 | 0.033333 | 0.033333 | -0.0038108 | -0.0041189 | -0.0041161 | 0.0040192 | 0.0043272 | 0.0043244 | -0.038417 | -0.037947 | -0.037946 | 0.038834 | 0.038364 | 0.038363 | 95.7106 | -24.2894 | -144.2894 | -84.2894 | 155.7106 | 35.7106 | 1.1582 | 1.1451 | 1.1451 | 1.1712 | 1.1582 | 1.1582 | 0.045593 | -120.4842 | 119.5198 | -0.1983 | -120.7248 | 119.2791
Line10_11_12 | 0.14434 | 0.14434 | 0.14434 | 0.14434 | 0.14434 | 0.14434 | 0.033333 | 0.033333 | 0.033333 | 0.033333 | 0.033333 | 0.033333 | -0.0042275 | -0.0045355 | -0.0045328 | 0.0044358 | 0.0047439 | 0.0047411 | -0.03925 | -0.03878 | -0.03878 | 0.039667 | 0.039197 | 0.039196 | 95.7106 | -24.2894 | -144.2894 | -84.2894 | 155.7106 | 35.7106 | 1.1843 | 1.1713 | 1.1713 | 1.1974 | 1.1845 | 1.1845 | -0.4368 | -120.9601 | 119.0438 | -0.67009 | -121.1901 | 118.8137
Line11_12_13 | 0.14434 | 0.14434 | 0.14434 | 0.14434 | 0.14434 | 0.14434 | 0.033333 | 0.033333 | 0.033333 | 0.033333 | 0.033333 | 0.033333 | -0.0044358 | -0.0047439 | -0.0047411 | 0.0046442 | 0.0049522 | 0.0049494 | -0.039667 | -0.039197 | -0.039196 | 0.040084 | 0.039614 | 0.039613 | 95.7106 | -24.2894 | -144.2894 | -84.2894 | 155.7106 | 35.7106 | 1.1974 | 1.1845 | 1.1845 | 1.2106 | 1.1977 | 1.1976 | -0.67009 | -121.1901 | 118.8137 | -0.89833 | -121.4151 | 118.5887
Line12_13_15 | 0 | 0 | 0 | 0 | 0 | 0 | 0 | 0 | 0 | 0 | 0 | 0 | 3.8506e-10 | 7.2394e-10 | 2.9464e-09 | -7.4801e-10 | -9.1296e-10 | -2.3944e-09 | -1.0775e-09 | 1.9426e-09 | 5.5747e-11 | 6.4176e-10 | -1.4144e-09 | -1.5614e-10 | 0 | 0 | 0 | 0 | 0 | 0 | 1.2106 | 1.1977 | 1.1976 | 1.2106 | 1.1977 | 1.1976 | -0.89833 | -121.4151 | 118.5887 | -0.89833 | -121.4151 | 118.5887
Line13_13_14 | 0.14434 | 0.14434 | 0.14434 | 0.14434 | 0.14434 | 0.14434 | 0.033333 | 0.033333 | 0.033333 | 0.033333 | 0.033333 | 0.033333 | -0.0046442 | -0.0049522 | -0.0049494 | 0.0048525 | 0.0051605 | 0.0051578 | -0.040084 | -0.039614 | -0.039613 | 0.0405 | 0.04003 | 0.04003 | 95.7106 | -24.2894 | -144.2894 | -84.2894 | 155.7106 | 35.7106 | 1.2106 | 1.1977 | 1.1976 | 1.2237 | 1.2108 | 1.2108 | -0.89833 | -121.4151 | 118.5887 | -1.1217 | -121.6352 | 118.3686
Line14_15_16 | 0 | 0 | 0 | 0 | 0 | 0 | 0 | 0 | 0 | 0 | 0 | 0 | 2.5671e-10 | 4.8263e-10 | 1.9643e-09 | -6.1966e-10 | -6.7164e-10 | -1.4123e-09 | -7.1831e-10 | 1.2951e-09 | 3.7165e-11 | 2.8261e-10 | -7.6682e-10 | -1.3755e-10 | 0 | 0 | 0 | 0 | 0 | 0 | 1.2106 | 1.1977 | 1.1976 | 1.2106 | 1.1977 | 1.1976 | -0.89833 | -121.4151 | 118.5887 | -0.89833 | -121.4151 | 118.5887
Line15_16_17 | 0 | 0 | 0 | 0 | 0 | 0 | 0 | 0 | 0 | 0 | 0 | 0 | 1.2835e-10 | 2.4131e-10 | 9.8214e-10 | -4.913e-10 | -4.3033e-10 | -4.3017e-10 | -3.5915e-10 | 6.4753e-10 | 1.8582e-11 | -7.6549e-11 | -1.193e-10 | -1.1897e-10 | 0 | 0 | 0 | 0 | 0 | 0 | 1.2106 | 1.1977 | 1.1976 | 1.2106 | 1.1977 | 1.1976 | -0.89833 | -121.4151 | 118.5887 | -0.89833 | -121.4151 | 118.5887
Line16_4_18 | 0 | 0 | 0 | 0 | 0 | 0 | 0 | 0 | 0 | 0 | 0 | 0 | -4.0058e-11 | 5.863e-11 | 7.8233e-10 | -3.0593e-10 | -2.4756e-10 | -2.4742e-10 | -4.0946e-10 | 5.6769e-10 | -3.1871e-11 | -1.6349e-11 | -5.9096e-11 | -5.8772e-11 | 0 | 0 | 0 | 0 | 0 | 0 | 1.1712 | 1.1582 | 1.1582 | 1.1712 | 1.1582 | 1.1582 | -0.1983 | -120.7248 | 119.2791 | -0.1983 | -120.7248 | 119.2791
Line17_5_19 | 0.14434 | 0.14434 | 0.14434 | 0.14434 | 0.14434 | 0.14434 | 0.033333 | 0.033333 | 0.033333 | 0.033333 | 0.033333 | 0.033333 | -0.0040192 | -0.0043272 | -0.0043244 | 0.0042275 | 0.0045355 | 0.0045328 | -0.038834 | -0.038364 | -0.038363 | 0.03925 | 0.03878 | 0.03878 | 95.7106 | -24.2894 | -144.2894 | -84.2894 | 155.7106 | 35.7106 | 1.1712 | 1.1582 | 1.1582 | 1.1843 | 1.1713 | 1.1713 | -0.1983 | -120.7248 | 119.2791 | -0.4368 | -120.9601 | 119.0438
Line1_1_3 | 0.14434 | 0.14434 | 0.14434 | 0.14434 | 0.14434 | 0.14434 | 0.033333 | 0.033333 | 0.033333 | 0.033333 | 0.033333 | 0.033333 | -0.0038108 | -0.0041189 | -0.0041161 | 0.0040192 | 0.0043272 | 0.0043244 | -0.038417 | -0.037947 | -0.037946 | 0.038834 | 0.038364 | 0.038363 | 95.7106 | -24.2894 | -144.2894 | -84.2894 | 155.7106 | 35.7106 | 1.1582 | 1.1451 | 1.1451 | 1.1712 | 1.1582 | 1.1582 | 0.045593 | -120.4842 | 119.5198 | -0.1983 | -120.7248 | 119.2791
Line2_1_4 | 0.14434 | 0.14434 | 0.14434 | 0.14434 | 0.14434 | 0.14434 | 0.033333 | 0.033333 | 0.033333 | 0.033333 | 0.033333 | 0.033333 | -0.0038108 | -0.0041189 | -0.0041161 | 0.0040191 | 0.0043272 | 0.0043244 | -0.038417 | -0.037947 | -0.037946 | 0.038834 | 0.038364 | 0.038363 | 95.7106 | -24.2894 | -144.2894 | -84.2894 | 155.7106 | 35.7106 | 1.1582 | 1.1451 | 1.1451 | 1.1712 | 1.1582 | 1.1582 | 0.045593 | -120.4842 | 119.5198 | -0.1983 | -120.7248 | 119.2791
Line3_1_5 | 0.14434 | 0.14434 | 0.14434 | 0.14434 | 0.14434 | 0.14434 | 0.033333 | 0.033333 | 0.033333 | 0.033333 | 0.033333 | 0.033333 | -0.0038108 | -0.0041189 | -0.0041161 | 0.0040191 | 0.0043272 | 0.0043244 | -0.038417 | -0.037947 | -0.037946 | 0.038834 | 0.038364 | 0.038363 | 95.7106 | -24.2894 | -144.2894 | -84.2894 | 155.7106 | 35.7106 | 1.1582 | 1.1451 | 1.1451 | 1.1712 | 1.1582 | 1.1582 | 0.045593 | -120.4842 | 119.5198 | -0.1983 | -120.7248 | 119.2791
Line4_2_6 | 0.14434 | 0.14434 | 0.14434 | 0.14434 | 0.14434 | 0.14434 | 0.033333 | 0.033333 | 0.033333 | 0.033333 | 0.033333 | 0.033333 | -0.0040192 | -0.0043272 | -0.0043244 | 0.0042275 | 0.0045355 | 0.0045328 | -0.038834 | -0.038364 | -0.038363 | 0.03925 | 0.03878 | 0.03878 | 95.7106 | -24.2894 | -144.2894 | -84.2894 | 155.7106 | 35.7106 | 1.1712 | 1.1582 | 1.1582 | 1.1843 | 1.1713 | 1.1713 | -0.1983 | -120.7248 | 119.2791 | -0.4368 | -120.9601 | 119.0438
Line5_6_7 | 0.14434 | 0.14434 | 0.14434 | 0.14434 | 0.14434 | 0.14434 | 0.033333 | 0.033333 | 0.033333 | 0.033333 | 0.033333 | 0.033333 | -0.0042275 | -0.0045355 | -0.0045328 | 0.0044358 | 0.0047439 | 0.0047411 | -0.03925 | -0.03878 | -0.03878 | 0.039667 | 0.039197 | 0.039196 | 95.7106 | -24.2894 | -144.2894 | -84.2894 | 155.7106 | 35.7106 | 1.1843 | 1.1713 | 1.1713 | 1.1974 | 1.1845 | 1.1845 | -0.4368 | -120.9601 | 119.0438 | -0.67009 | -121.1901 | 118.8137
Line6_7_8 | 0 | 0 | 0 | 0 | 0 | 0 | 0 | 0 | 0 | 0 | 0 | 0 | 2.1235e-10 | 5.3696e-10 | 2.7423e-09 | -5.6965e-10 | -7.2594e-10 | -2.196e-09 | -1.1278e-09 | 1.8627e-09 | 5.2938e-12 | 6.9536e-10 | -1.3411e-09 | -1.0243e-10 | 0 | 0 | 0 | 0 | 0 | 0 | 1.1974 | 1.1845 | 1.1845 | 1.1974 | 1.1845 | 1.1845 | -0.67009 | -121.1901 | 118.8137 | -0.67009 | -121.1901 | 118.8137
Line7_8_9 | 0 | 0 | 0 | 0 | 0 | 0 | 0 | 0 | 0 | 0 | 0 | 0 | 7.0783e-11 | 1.7899e-10 | 9.141e-10 | -4.2808e-10 | -3.6797e-10 | -3.6782e-10 | -3.7592e-10 | 6.2092e-10 | 1.7645e-12 | -5.6483e-11 | -9.9229e-11 | -9.8905e-11 | 0 | 0 | 0 | 0 | 0 | 0 | 1.1974 | 1.1845 | 1.1845 | 1.1974 | 1.1845 | 1.1845 | -0.67009 | -121.1901 | 118.8137 | -0.67009 | -121.1901 | 118.8137
Line8_8_10 | 0 | 0 | 0 | 0 | 0 | 0 | 0 | 0 | 0 | 0 | 0 | 0 | 7.0783e-11 | 1.7899e-10 | 9.141e-10 | -4.2808e-10 | -3.6797e-10 | -3.6782e-10 | -3.7592e-10 | 6.2092e-10 | 1.7645e-12 | -5.6483e-11 | -9.9229e-11 | -9.8905e-11 | 0 | 0 | 0 | 0 | 0 | 0 | 1.1974 | 1.1845 | 1.1845 | 1.1974 | 1.1845 | 1.1845 | -0.67009 | -121.1901 | 118.8137 | -0.67009 | -121.1901 | 118.8137
Line9_3_11 | 0.14434 | 0.14434 | 0.14434 | 0.14434 | 0.14434 | 0.14434 | 0.033333 | 0.033333 | 0.033333 | 0.033333 | 0.033333 | 0.033333 | -0.0040192 | -0.0043272 | -0.0043244 | 0.0042275 | 0.0045355 | 0.0045328 | -0.038834 | -0.038364 | -0.038363 | 0.03925 | 0.03878 | 0.03878 | 95.7106 | -24.2894 | -144.2894 | -84.2894 | 155.7106 | 35.7106 | 1.1712 | 1.1582 | 1.1582 | 1.1843 | 1.1713 | 1.1713 | -0.1983 | -120.7248 | 119.2791 | -0.4368 | -120.9601 | 119.0438

## LLG_max_fault_10
name | pf_ikss_a_from_ka | pf_ikss_b_from_ka | pf_ikss_c_from_ka | pf_ikss_a_to_ka | pf_ikss_b_to_ka | pf_ikss_c_to_ka | pf_skss_a_from_mw | pf_skss_b_from_mw | pf_skss_c_from_mw | pf_skss_a_to_mw | pf_skss_b_to_mw | pf_skss_c_to_mw | pf_p_a_from_mw | pf_p_b_from_mw | pf_p_c_from_mw | pf_p_a_to_mw | pf_p_b_to_mw | pf_p_c_to_mw | pf_q_a_from_mvar | pf_q_b_from_mvar | pf_q_c_from_mvar | pf_q_a_to_mvar | pf_q_b_to_mvar | pf_q_c_to_mvar | pf_ikss_a_from_degree | pf_ikss_b_from_degree | pf_ikss_c_from_degree | pf_ikss_a_to_degree | pf_ikss_b_to_degree | pf_ikss_c_to_degree | pf_vm_a_from_pu | pf_vm_b_from_pu | pf_vm_c_from_pu | pf_vm_a_to_pu | pf_vm_b_to_pu | pf_vm_c_to_pu | pf_va_a_from_degree | pf_va_b_from_degree | pf_va_c_from_degree | pf_va_a_to_degree | pf_va_b_to_degree | pf_va_c_to_degree
Line0_1_2 | 0.14434 | 0.14434 | 0.14434 | 0.14434 | 0.14434 | 0.14434 | 0.033333 | 0.033333 | 0.033333 | 0.033333 | 0.033333 | 0.033333 | -0.0038185 | -0.0041266 | -0.0041237 | 0.0040268 | 0.0043349 | 0.004332 | -0.038508 | -0.038038 | -0.038038 | 0.038925 | 0.038455 | 0.038454 | 95.7106 | -24.2894 | -144.2894 | -84.2894 | 155.7106 | 35.7106 | 1.1609 | 1.1478 | 1.1478 | 1.174 | 1.161 | 1.1609 | 0.047652 | -120.4809 | 119.5233 | -0.19569 | -120.721 | 119.2831
Line10_11_12 | 0.14434 | 0.14434 | 0.14434 | 0.14434 | 0.14434 | 0.14434 | 0.033333 | 0.033333 | 0.033333 | 0.033333 | 0.033333 | 0.033333 | -0.0042351 | -0.0045432 | -0.0045403 | 0.0044435 | 0.0047516 | 0.0047487 | -0.039342 | -0.038872 | -0.038871 | 0.039758 | 0.039288 | 0.039288 | 95.7106 | -24.2894 | -144.2894 | -84.2894 | 155.7106 | 35.7106 | 1.1871 | 1.1741 | 1.1741 | 1.2002 | 1.1872 | 1.1872 | -0.43367 | -120.9557 | 119.0483 | -0.66646 | -121.1853 | 118.8187
Line11_12_13 | 0.14434 | 0.14434 | 0.14434 | 0.14434 | 0.14434 | 0.14434 | 0.033333 | 0.033333 | 0.033333 | 0.033333 | 0.033333 | 0.033333 | -0.0044435 | -0.0047516 | -0.0047487 | 0.0046518 | 0.0049599 | 0.004957 | -0.039758 | -0.039288 | -0.039288 | 0.040175 | 0.039705 | 0.039704 | 95.7106 | -24.2894 | -144.2894 | -84.2894 | 155.7106 | 35.7106 | 1.2002 | 1.1872 | 1.1872 | 1.2133 | 1.2004 | 1.2004 | -0.66646 | -121.1853 | 118.8187 | -0.89422 | -121.4098 | 118.5942
Line12_13_15 | 0 | 0 | 0 | 0 | 0 | 0 | 0 | 0 | 0 | 0 | 0 | 0 | 4.2293e-10 | 7.6218e-10 | 2.9888e-09 | -7.8659e-10 | -9.5153e-10 | -2.4358e-09 | -1.0804e-09 | 1.9451e-09 | 5.4539e-11 | 6.4389e-10 | -1.4159e-09 | -1.5514e-10 | 0 | 0 | 0 | 0 | 0 | 0 | 1.2133 | 1.2004 | 1.2004 | 1.2133 | 1.2004 | 1.2004 | -0.89422 | -121.4098 | 118.5942 | -0.89422 | -121.4098 | 118.5942
Line13_13_14 | 0.14434 | 0.14434 | 0.14434 | 0.14434 | 0.14434 | 0.14434 | 0.033333 | 0.033333 | 0.033333 | 0.033333 | 0.033333 | 0.033333 | -0.0046518 | -0.0049599 | -0.004957 | 0.0048601 | 0.0051682 | 0.0051653 | -0.040175 | -0.039705 | -0.039704 | 0.040592 | 0.040122 | 0.040121 | 95.7106 | -24.2894 | -144.2894 | -84.2894 | 155.7106 | 35.7106 | 1.2133 | 1.2004 | 1.2004 | 1.2264 | 1.2136 | 1.2136 | -0.89422 | -121.4098 | 118.5942 | -1.1171 | -121.6295 | 118.3745
Line14_15_16 | 0 | 0 | 0 | 0 | 0 | 0 | 0 | 0 | 0 | 0 | 0 | 0 | 2.8195e-10 | 5.0812e-10 | 1.9925e-09 | -6.4561e-10 | -6.9747e-10 | -1.4395e-09 | -7.2026e-10 | 1.2967e-09 | 3.6359e-11 | 2.8376e-10 | -7.6749e-10 | -1.3696e-10 | 0 | 0 | 0 | 0 | 0 | 0 | 1.2133 | 1.2004 | 1.2004 | 1.2133 | 1.2004 | 1.2004 | -0.89422 | -121.4098 | 118.5942 | -0.89422 | -121.4098 | 118.5942
Line15_16_17 | 0 | 0 | 0 | 0 | 0 | 0 | 0 | 0 | 0 | 0 | 0 | 0 | 1.4098e-10 | 2.5406e-10 | 9.9626e-10 | -5.0464e-10 | -4.4341e-10 | -4.4325e-10 | -3.6013e-10 | 6.4837e-10 | 1.818e-11 | -7.6372e-11 | -1.1912e-10 | -1.1878e-10 | 0 | 0 | 0 | 0 | 0 | 0 | 1.2133 | 1.2004 | 1.2004 | 1.2133 | 1.2004 | 1.2004 | -0.89422 | -121.4098 | 118.5942 | -0.89422 | -121.4098 | 118.5942
Line16_4_18 | 0 | 0 | 0 | 0 | 0 | 0 | 0 | 0 | 0 | 0 | 0 | 0 | -2.8226e-11 | 7.0587e-11 | 7.9568e-10 | -3.1848e-10 | -2.5985e-10 | -2.5971e-10 | -4.1044e-10 | 5.6854e-10 | -3.2276e-11 | -1.6172e-11 | -5.8921e-11 | -5.8582e-11 | 0 | 0 | 0 | 0 | 0 | 0 | 1.174 | 1.161 | 1.1609 | 1.174 | 1.161 | 1.1609 | -0.19569 | -120.721 | 119.2831 | -0.19569 | -120.721 | 119.2831
Line17_5_19 | 0.14434 | 0.14434 | 0.14434 | 0.14434 | 0.14434 | 0.14434 | 0.033333 | 0.033333 | 0.033333 | 0.033333 | 0.033333 | 0.033333 | -0.0040268 | -0.0043349 | -0.004332 | 0.0042351 | 0.0045432 | 0.0045403 | -0.038925 | -0.038455 | -0.038454 | 0.039342 | 0.038872 | 0.038871 | 95.7106 | -24.2894 | -144.2894 | -84.2894 | 155.7106 | 35.7106 | 1.174 | 1.161 | 1.1609 | 1.1871 | 1.1741 | 1.1741 | -0.19569 | -120.721 | 119.2831 | -0.43367 | -120.9557 | 119.0483
Line1_1_3 | 0.14434 | 0.14434 | 0.14434 | 0.14434 | 0.14434 | 0.14434 | 0.033333 | 0.033333 | 0.033333 | 0.033333 | 0.033333 | 0.033333 | -0.0038185 | -0.0041266 | -0.0041237 | 0.0040268 | 0.0043349 | 0.004332 | -0.038508 | -0.038038 | -0.038038 | 0.038925 | 0.038455 | 0.038454 | 95.7106 | -24.2894 | -144.2894 | -84.2894 | 155.7106 | 35.7106 | 1.1609 | 1.1478 | 1.1478 | 1.174 | 1.161 | 1.1609 | 0.047652 | -120.4809 | 119.5233 | -0.19569 | -120.721 | 119.2831
Line2_1_4 | 0.14434 | 0.14434 | 0.14434 | 0.14434 | 0.14434 | 0.14434 | 0.033333 | 0.033333 | 0.033333 | 0.033333 | 0.033333 | 0.033333 | -0.0038185 | -0.0041266 | -0.0041237 | 0.0040268 | 0.0043349 | 0.004332 | -0.038508 | -0.038038 | -0.038038 | 0.038925 | 0.038455 | 0.038454 | 95.7106 | -24.2894 | -144.2894 | -84.2894 | 155.7106 | 35.7106 | 1.1609 | 1.1478 | 1.1478 | 1.174 | 1.161 | 1.1609 | 0.047652 | -120.4809 | 119.5233 | -0.19569 | -120.721 | 119.2831
Line3_1_5 | 0.14434 | 0.14434 | 0.14434 | 0.14434 | 0.14434 | 0.14434 | 0.033333 | 0.033333 | 0.033333 | 0.033333 | 0.033333 | 0.033333 | -0.0038185 | -0.0041266 | -0.0041237 | 0.0040268 | 0.0043349 | 0.004332 | -0.038508 | -0.038038 | -0.038038 | 0.038925 | 0.038455 | 0.038454 | 95.7106 | -24.2894 | -144.2894 | -84.2894 | 155.7106 | 35.7106 | 1.1609 | 1.1478 | 1.1478 | 1.174 | 1.161 | 1.1609 | 0.047652 | -120.4809 | 119.5233 | -0.19569 | -120.721 | 119.2831
Line4_2_6 | 0.14434 | 0.14434 | 0.14434 | 0.14434 | 0.14434 | 0.14434 | 0.033333 | 0.033333 | 0.033333 | 0.033333 | 0.033333 | 0.033333 | -0.0040268 | -0.0043349 | -0.004332 | 0.0042351 | 0.0045432 | 0.0045403 | -0.038925 | -0.038455 | -0.038454 | 0.039342 | 0.038872 | 0.038871 | 95.7106 | -24.2894 | -144.2894 | -84.2894 | 155.7106 | 35.7106 | 1.174 | 1.161 | 1.1609 | 1.1871 | 1.1741 | 1.1741 | -0.19569 | -120.721 | 119.2831 | -0.43367 | -120.9557 | 119.0483
Line5_6_7 | 0.14434 | 0.14434 | 0.14434 | 0.14434 | 0.14434 | 0.14434 | 0.033333 | 0.033333 | 0.033333 | 0.033333 | 0.033333 | 0.033333 | -0.0042351 | -0.0045432 | -0.0045403 | 0.0044435 | 0.0047516 | 0.0047487 | -0.039342 | -0.038872 | -0.038871 | 0.039758 | 0.039288 | 0.039288 | 95.7106 | -24.2894 | -144.2894 | -84.2894 | 155.7106 | 35.7106 | 1.1871 | 1.1741 | 1.1741 | 1.2002 | 1.1872 | 1.1872 | -0.43367 | -120.9557 | 119.0483 | -0.66646 | -121.1853 | 118.8187
Line6_7_8 | 0 | 0 | 0 | 0 | 0 | 0 | 0 | 0 | 0 | 0 | 0 | 0 | 2.4943e-10 | 5.7441e-10 | 2.7839e-09 | -6.0744e-10 | -7.6373e-10 | -2.2366e-09 | -1.1307e-09 | 1.8653e-09 | 4.0836e-12 | 6.9749e-10 | -1.3426e-09 | -1.0144e-10 | 0 | 0 | 0 | 0 | 0 | 0 | 1.2002 | 1.1872 | 1.1872 | 1.2002 | 1.1872 | 1.1872 | -0.66646 | -121.1853 | 118.8187 | -0.66646 | -121.1853 | 118.8187
Line7_8_9 | 0 | 0 | 0 | 0 | 0 | 0 | 0 | 0 | 0 | 0 | 0 | 0 | 8.3143e-11 | 1.9147e-10 | 9.2797e-10 | -4.4115e-10 | -3.8079e-10 | -3.8064e-10 | -3.769e-10 | 6.2176e-10 | 1.3612e-12 | -5.6305e-11 | -9.9055e-11 | -9.8715e-11 | 0 | 0 | 0 | 0 | 0 | 0 | 1.2002 | 1.1872 | 1.1872 | 1.2002 | 1.1872 | 1.1872 | -0.66646 | -121.1853 | 118.8187 | -0.66646 | -121.1853 | 118.8187
Line8_8_10 | 0 | 0 | 0 | 0 | 0 | 0 | 0 | 0 | 0 | 0 | 0 | 0 | 8.3143e-11 | 1.9147e-10 | 9.2797e-10 | -4.4115e-10 | -3.8079e-10 | -3.8064e-10 | -3.769e-10 | 6.2176e-10 | 1.3612e-12 | -5.6305e-11 | -9.9054e-11 | -9.8716e-11 | 0 | 0 | 0 | 0 | 0 | 0 | 1.2002 | 1.1872 | 1.1872 | 1.2002 | 1.1872 | 1.1872 | -0.66646 | -121.1853 | 118.8187 | -0.66646 | -121.1853 | 118.8187
Line9_3_11 | 0.14434 | 0.14434 | 0.14434 | 0.14434 | 0.14434 | 0.14434 | 0.033333 | 0.033333 | 0.033333 | 0.033333 | 0.033333 | 0.033333 | -0.0040268 | -0.0043349 | -0.004332 | 0.0042351 | 0.0045432 | 0.0045403 | -0.038925 | -0.038455 | -0.038454 | 0.039342 | 0.038872 | 0.038871 | 95.7106 | -24.2894 | -144.2894 | -84.2894 | 155.7106 | 35.7106 | 1.174 | 1.161 | 1.1609 | 1.1871 | 1.1741 | 1.1741 | -0.19569 | -120.721 | 119.2831 | -0.43367 | -120.9557 | 119.0483

## LLG_min_6
name | pf_ikss_a_from_ka | pf_ikss_b_from_ka | pf_ikss_c_from_ka | pf_ikss_a_to_ka | pf_ikss_b_to_ka | pf_ikss_c_to_ka | pf_skss_a_from_mw | pf_skss_b_from_mw | pf_skss_c_from_mw | pf_skss_a_to_mw | pf_skss_b_to_mw | pf_skss_c_to_mw | pf_p_a_from_mw | pf_p_b_from_mw | pf_p_c_from_mw | pf_p_a_to_mw | pf_p_b_to_mw | pf_p_c_to_mw | pf_q_a_from_mvar | pf_q_b_from_mvar | pf_q_c_from_mvar | pf_q_a_to_mvar | pf_q_b_to_mvar | pf_q_c_to_mvar | pf_ikss_a_from_degree | pf_ikss_b_from_degree | pf_ikss_c_from_degree | pf_ikss_a_to_degree | pf_ikss_b_to_degree | pf_ikss_c_to_degree | pf_vm_a_from_pu | pf_vm_b_from_pu | pf_vm_c_from_pu | pf_vm_a_to_pu | pf_vm_b_to_pu | pf_vm_c_to_pu | pf_va_a_from_degree | pf_va_b_from_degree | pf_va_c_from_degree | pf_va_a_to_degree | pf_va_b_to_degree | pf_va_c_to_degree
Line0_1_2 | 0 | 0 | 0 | 0 | 0 | 0 | 0 | 0 | 0 | 0 | 0 | 0 | -3.9217e-10 | 1.5276e-10 | 1.153e-10 | 3.3727e-10 | -1.253e-10 | -8.7845e-11 | -1.6568e-07 | 5.3019e-10 | 4.2323e-10 | 1.3807e-07 | -4.5254e-10 | -3.4557e-10 | 0 | 0 | 0 | 0 | 0 | 0 | 0.99714 | 0.0029744 | 0.0029745 | 0.99714 | 0.0029744 | 0.0029745 | 0.056797 | 160.6996 | 160.6998 | 0.056795 | 160.7 | 160.7001
Line10_11_12 | 0 | 0 | 0 | 0 | 0 | 0 | 0 | 0 | 0 | 0 | 0 | 0 | -3.9214e-10 | 1.5275e-10 | 1.1529e-10 | 3.3725e-10 | -1.2529e-10 | -8.7838e-11 | -1.6568e-07 | 5.3017e-10 | 4.2322e-10 | 1.3807e-07 | -4.5252e-10 | -3.4557e-10 | 0 | 0 | 0 | 0 | 0 | 0 | 0.99714 | 0.0029743 | 0.0029744 | 0.99714 | 0.0029743 | 0.0029744 | 0.056793 | 160.7007 | 160.7006 | 0.056791 | 160.7012 | 160.7009
Line11_12_13 | 0 | 0 | 0 | 0 | 0 | 0 | 0 | 0 | 0 | 0 | 0 | 0 | -3.2679e-10 | 1.2728e-10 | 9.6074e-11 | 2.7189e-10 | -9.983e-11 | -6.8622e-11 | -1.3807e-07 | 4.4181e-10 | 3.5268e-10 | 1.1046e-07 | -3.6416e-10 | -2.7503e-10 | 0 | 0 | 0 | 0 | 0 | 0 | 0.99714 | 0.0029743 | 0.0029744 | 0.99714 | 0.0029743 | 0.0029744 | 0.056791 | 160.7012 | 160.7009 | 0.05679 | 160.7016 | 160.7012
Line12_13_15 | 0 | 0 | 0 | 0 | 0 | 0 | 0 | 0 | 0 | 0 | 0 | 0 | -1.9607e-10 | 7.6367e-11 | 5.7643e-11 | 1.4117e-10 | -4.8917e-11 | -3.0193e-11 | -8.2839e-08 | 2.6508e-10 | 2.1161e-10 | 5.523e-08 | -1.8744e-10 | -1.3396e-10 | 0 | 0 | 0 | 0 | 0 | 0 | 0.99714 | 0.0029743 | 0.0029744 | 0.99714 | 0.0029742 | 0.0029744 | 0.05679 | 160.7016 | 160.7012 | 0.056789 | 160.7018 | 160.7013
Line13_13_14 | 0 | 0 | 0 | 0 | 0 | 0 | 0 | 0 | 0 | 0 | 0 | 0 | -6.5359e-11 | 2.5456e-11 | 1.9214e-11 | 1.046e-11 | 1.9927e-12 | 8.2357e-12 | -2.7613e-08 | 8.836e-11 | 7.0536e-11 | 3.6236e-12 | -1.0716e-11 | 7.112e-12 | 0 | 0 | 0 | 0 | 0 | 0 | 0.99714 | 0.0029743 | 0.0029744 | 0.99714 | 0.0029742 | 0.0029744 | 0.05679 | 160.7016 | 160.7012 | 0.05679 | 160.7016 | 160.7012
Line14_15_16 | 0 | 0 | 0 | 0 | 0 | 0 | 0 | 0 | 0 | 0 | 0 | 0 | -1.3071e-10 | 5.091e-11 | 3.8428e-11 | 7.5817e-11 | -2.3462e-11 | -1.0978e-11 | -5.5226e-08 | 1.7672e-10 | 1.4107e-10 | 2.7617e-08 | -9.9075e-11 | -6.3423e-11 | 0 | 0 | 0 | 0 | 0 | 0 | 0.99714 | 0.0029742 | 0.0029744 | 0.99714 | 0.0029742 | 0.0029744 | 0.056789 | 160.7018 | 160.7013 | 0.056789 | 160.7019 | 160.7014
Line15_16_17 | 0 | 0 | 0 | 0 | 0 | 0 | 0 | 0 | 0 | 0 | 0 | 0 | -6.5357e-11 | 2.5455e-11 | 1.9214e-11 | 1.046e-11 | 1.9927e-12 | 8.2356e-12 | -2.7613e-08 | 8.8359e-11 | 7.0535e-11 | 3.6238e-12 | -1.0716e-11 | 7.112e-12 | 0 | 0 | 0 | 0 | 0 | 0 | 0.99714 | 0.0029742 | 0.0029744 | 0.99714 | 0.0029742 | 0.0029744 | 0.056789 | 160.7019 | 160.7014 | 0.056789 | 160.702 | 160.7014
Line16_4_18 | 0 | 0 | 0 | 0 | 0 | 0 | 0 | 0 | 0 | 0 | 0 | 0 | -6.5366e-11 | 2.546e-11 | 1.9217e-11 | 1.0461e-11 | 1.9924e-12 | 8.2361e-12 | -2.7613e-08 | 8.8365e-11 | 7.0538e-11 | 3.6242e-12 | -1.0717e-11 | 7.1121e-12 | 0 | 0 | 0 | 0 | 0 | 0 | 0.99714 | 0.0029744 | 0.0029745 | 0.99714 | 0.0029744 | 0.0029745 | 0.056796 | 160.6997 | 160.6999 | 0.056796 | 160.6998 | 160.7
Line17_5_19 | 0 | 0 | 0 | 0 | 0 | 0 | 0 | 0 | 0 | 0 | 0 | 0 | -6.5366e-11 | 2.546e-11 | 1.9217e-11 | 1.0461e-11 | 1.9924e-12 | 8.2361e-12 | -2.7613e-08 | 8.8365e-11 | 7.0538e-11 | 3.6242e-12 | -1.0717e-11 | 7.1121e-12 | 0 | 0 | 0 | 0 | 0 | 0 | 0.99714 | 0.0029744 | 0.0029745 | 0.99714 | 0.0029744 | 0.0029745 | 0.056796 | 160.6997 | 160.6999 | 0.056796 | 160.6998 | 160.7
Line1_1_3 | 0 | 1.071e-06 | 0 | 0 | 0 | 0 | 0 | 2.4733e-07 | 0 | 0 | 0 | 0 | -5.2286e-10 | 2.0368e-10 | 1.5373e-10 | 4.6796e-10 | -1.7622e-10 | -1.2628e-10 | -2.209e-07 | 7.0692e-10 | 5.643e-10 | 1.9329e-07 | -6.2926e-10 | -4.8665e-10 | 0 | 86.7727 | 0 | 0 | 0 | 0 | 0.99714 | 0.0029744 | 0.0029745 | 0.99714 | 0.0029744 | 0.0029745 | 0.056797 | 160.6996 | 160.6998 | 0.056795 | 160.7002 | 160.7003
Line2_1_4 | 0 | 0 | 0 | 0 | 0 | 0 | 0 | 0 | 0 | 0 | 0 | 0 | -1.3073e-10 | 5.0921e-11 | 3.8433e-11 | 7.5826e-11 | -2.3468e-11 | -1.098e-11 | -5.5226e-08 | 1.7673e-10 | 1.4108e-10 | 2.7617e-08 | -9.9081e-11 | -6.3426e-11 | 0 | 0 | 0 | 0 | 0 | 0 | 0.99714 | 0.0029744 | 0.0029745 | 0.99714 | 0.0029744 | 0.0029745 | 0.056797 | 160.6996 | 160.6998 | 0.056796 | 160.6997 | 160.6999
Line3_1_5 | 0 | 0 | 0 | 0 | 0 | 0 | 0 | 0 | 0 | 0 | 0 | 0 | -1.3073e-10 | 5.0921e-11 | 3.8433e-11 | 7.5826e-11 | -2.3468e-11 | -1.098e-11 | -5.5226e-08 | 1.7673e-10 | 1.4108e-10 | 2.7617e-08 | -9.9081e-11 | -6.3426e-11 | 0 | 0 | 0 | 0 | 0 | 0 | 0.99714 | 0.0029744 | 0.0029745 | 0.99714 | 0.0029744 | 0.0029745 | 0.056797 | 160.6996 | 160.6998 | 0.056796 | 160.6997 | 160.6999
Line4_2_6 | 0 | 0 | 0 | 0 | 0 | 0 | 0 | 0 | 0 | 0 | 0 | 0 | -3.268e-10 | 1.273e-10 | 9.6081e-11 | 2.719e-10 | -9.9841e-11 | -6.8627e-11 | -1.3807e-07 | 4.4182e-10 | 3.5269e-10 | 1.1046e-07 | -3.6417e-10 | -2.7504e-10 | 0 | 0 | 0 | 0 | 0 | 0 | 0.99714 | 0.0029744 | 0.0029745 | 0.99714 | 0.0029744 | 0.0029744 | 0.056795 | 160.7 | 160.7001 | 0.056794 | 160.7004 | 160.7004
Line5_6_7 | 0 | 0 | 0 | 0 | 0 | 0 | 0 | 0 | 0 | 0 | 0 | 0 | -2.6144e-10 | 1.0183e-10 | 7.6863e-11 | 2.0654e-10 | -7.438e-11 | -4.941e-11 | -1.1045e-07 | 3.5345e-10 | 2.8215e-10 | 8.2843e-08 | -2.758e-10 | -2.045e-10 | 0 | 0 | 0 | 0 | 0 | 0 | 0.99714 | 0.0029744 | 0.0029744 | 0.99714 | 0.0029743 | 0.0029744 | 0.056794 | 160.7004 | 160.7004 | 0.056793 | 160.7007 | 160.7006
Line6_7_8 | 0 | 0 | 0 | 0 | 0 | 0 | 0 | 0 | 0 | 0 | 0 | 0 | -1.9608e-10 | 7.6373e-11 | 5.7646e-11 | 1.4118e-10 | -4.8922e-11 | -3.0194e-11 | -8.2839e-08 | 2.6509e-10 | 2.1161e-10 | 5.523e-08 | -1.8744e-10 | -1.3396e-10 | 0 | 0 | 0 | 0 | 0 | 0 | 0.99714 | 0.0029743 | 0.0029744 | 0.99714 | 0.0029743 | 0.0029744 | 0.056793 | 160.7007 | 160.7006 | 0.056792 | 160.7009 | 160.7007
Line7_8_9 | 0 | 0 | 0 | 0 | 0 | 0 | 0 | 0 | 0 | 0 | 0 | 0 | -6.5361e-11 | 2.5457e-11 | 1.9215e-11 | 1.046e-11 | 1.9926e-12 | 8.2358e-12 | -2.7613e-08 | 8.8362e-11 | 7.0536e-11 | 3.6241e-12 | -1.0716e-11 | 7.112e-12 | 0 | 0 | 0 | 0 | 0 | 0 | 0.99714 | 0.0029743 | 0.0029744 | 0.99714 | 0.0029743 | 0.0029744 | 0.056792 | 160.7009 | 160.7007 | 0.056792 | 160.701 | 160.7007
Line8_8_10 | 0 | 0 | 0 | 0 | 0 | 0 | 0 | 0 | 0 | 0 | 0 | 0 | -6.5361e-11 | 2.5457e-11 | 1.9215e-11 | 1.046e-11 | 1.9926e-12 | 8.2358e-12 | -2.7613e-08 | 8.8362e-11 | 7.0536e-11 | 3.6239e-12 | -1.0716e-11 | 7.112e-12 | 0 | 0 | 0 | 0 | 0 | 0 | 0.99714 | 0.0029743 | 0.0029744 | 0.99714 | 0.0029743 | 0.0029744 | 0.056792 | 160.7009 | 160.7007 | 0.056792 | 160.701 | 160.7007
Line9_3_11 | 0 | 0 | 0 | 0 | 0 | 0 | 0 | 0 | 0 | 0 | 0 | 0 | -4.575e-10 | 1.7821e-10 | 1.3451e-10 | 4.026e-10 | -1.5075e-10 | -1.0706e-10 | -1.9329e-07 | 6.1854e-10 | 4.9376e-10 | 1.6568e-07 | -5.4089e-10 | -4.1611e-10 | 0 | 0 | 0 | 0 | 0 | 0 | 0.99714 | 0.0029744 | 0.0029745 | 0.99714 | 0.0029743 | 0.0029744 | 0.056795 | 160.7002 | 160.7003 | 0.056793 | 160.7007 | 160.7006

## LLG_min_10
name | pf_ikss_a_from_ka | pf_ikss_b_from_ka | pf_ikss_c_from_ka | pf_ikss_a_to_ka | pf_ikss_b_to_ka | pf_ikss_c_to_ka | pf_skss_a_from_mw | pf_skss_b_from_mw | pf_skss_c_from_mw | pf_skss_a_to_mw | pf_skss_b_to_mw | pf_skss_c_to_mw | pf_p_a_from_mw | pf_p_b_from_mw | pf_p_c_from_mw | pf_p_a_to_mw | pf_p_b_to_mw | pf_p_c_to_mw | pf_q_a_from_mvar | pf_q_b_from_mvar | pf_q_c_from_mvar | pf_q_a_to_mvar | pf_q_b_to_mvar | pf_q_c_to_mvar | pf_ikss_a_from_degree | pf_ikss_b_from_degree | pf_ikss_c_from_degree | pf_ikss_a_to_degree | pf_ikss_b_to_degree | pf_ikss_c_to_degree | pf_vm_a_from_pu | pf_vm_b_from_pu | pf_vm_c_from_pu | pf_vm_a_to_pu | pf_vm_b_to_pu | pf_vm_c_to_pu | pf_va_a_from_degree | pf_va_b_from_degree | pf_va_c_from_degree | pf_va_a_to_degree | pf_va_b_to_degree | pf_va_c_to_degree
Line0_1_2 | 0 | 0 | 0 | 0 | 0 | 0 | 0 | 0 | 0 | 0 | 0 | 0 | -3.9217e-10 | 1.5276e-10 | 1.153e-10 | 3.3727e-10 | -1.253e-10 | -8.7845e-11 | -1.6568e-07 | 5.3019e-10 | 4.2323e-10 | 1.3807e-07 | -4.5254e-10 | -3.4557e-10 | 0 | 0 | 0 | 0 | 0 | 0 | 0.99714 | 0.0029744 | 0.0029745 | 0.99714 | 0.0029744 | 0.0029745 | 0.056797 | 160.6996 | 160.6998 | 0.056795 | 160.7 | 160.7001
Line10_11_12 | 0 | 0 | 0 | 0 | 0 | 0 | 0 | 0 | 0 | 0 | 0 | 0 | -3.9214e-10 | 1.5275e-10 | 1.1529e-10 | 3.3725e-10 | -1.2529e-10 | -8.7838e-11 | -1.6568e-07 | 5.3017e-10 | 4.2322e-10 | 1.3807e-07 | -4.5252e-10 | -3.4557e-10 | 0 | 0 | 0 | 0 | 0 | 0 | 0.99714 | 0.0029743 | 0.0029744 | 0.99714 | 0.0029743 | 0.0029744 | 0.056793 | 160.7007 | 160.7006 | 0.056791 | 160.7012 | 160.7009
Line11_12_13 | 0 | 0 | 0 | 0 | 0 | 0 | 0 | 0 | 0 | 0 | 0 | 0 | -3.2679e-10 | 1.2728e-10 | 9.6074e-11 | 2.7189e-10 | -9.983e-11 | -6.8622e-11 | -1.3807e-07 | 4.4181e-10 | 3.5268e-10 | 1.1046e-07 | -3.6416e-10 | -2.7503e-10 | 0 | 0 | 0 | 0 | 0 | 0 | 0.99714 | 0.0029743 | 0.0029744 | 0.99714 | 0.0029743 | 0.0029744 | 0.056791 | 160.7012 | 160.7009 | 0.05679 | 160.7016 | 160.7012
Line12_13_15 | 0 | 0 | 0 | 0 | 0 | 0 | 0 | 0 | 0 | 0 | 0 | 0 | -1.9607e-10 | 7.6367e-11 | 5.7643e-11 | 1.4117e-10 | -4.8917e-11 | -3.0193e-11 | -8.2839e-08 | 2.6508e-10 | 2.1161e-10 | 5.523e-08 | -1.8744e-10 | -1.3396e-10 | 0 | 0 | 0 | 0 | 0 | 0 | 0.99714 | 0.0029743 | 0.0029744 | 0.99714 | 0.0029742 | 0.0029744 | 0.05679 | 160.7016 | 160.7012 | 0.056789 | 160.7018 | 160.7013
Line13_13_14 | 0 | 0 | 0 | 0 | 0 | 0 | 0 | 0 | 0 | 0 | 0 | 0 | -6.5359e-11 | 2.5456e-11 | 1.9214e-11 | 1.046e-11 | 1.9927e-12 | 8.2357e-12 | -2.7613e-08 | 8.836e-11 | 7.0536e-11 | 3.6236e-12 | -1.0716e-11 | 7.112e-12 | 0 | 0 | 0 | 0 | 0 | 0 | 0.99714 | 0.0029743 | 0.0029744 | 0.99714 | 0.0029742 | 0.0029744 | 0.05679 | 160.7016 | 160.7012 | 0.05679 | 160.7016 | 160.7012
Line14_15_16 | 0 | 0 | 0 | 0 | 0 | 0 | 0 | 0 | 0 | 0 | 0 | 0 | -1.3071e-10 | 5.091e-11 | 3.8428e-11 | 7.5817e-11 | -2.3462e-11 | -1.0978e-11 | -5.5226e-08 | 1.7672e-10 | 1.4107e-10 | 2.7617e-08 | -9.9075e-11 | -6.3423e-11 | 0 | 0 | 0 | 0 | 0 | 0 | 0.99714 | 0.0029742 | 0.0029744 | 0.99714 | 0.0029742 | 0.0029744 | 0.056789 | 160.7018 | 160.7013 | 0.056789 | 160.7019 | 160.7014
Line15_16_17 | 0 | 0 | 0 | 0 | 0 | 0 | 0 | 0 | 0 | 0 | 0 | 0 | -6.5357e-11 | 2.5455e-11 | 1.9214e-11 | 1.046e-11 | 1.9927e-12 | 8.2356e-12 | -2.7613e-08 | 8.8359e-11 | 7.0535e-11 | 3.6238e-12 | -1.0716e-11 | 7.112e-12 | 0 | 0 | 0 | 0 | 0 | 0 | 0.99714 | 0.0029742 | 0.0029744 | 0.99714 | 0.0029742 | 0.0029744 | 0.056789 | 160.7019 | 160.7014 | 0.056789 | 160.702 | 160.7014
Line16_4_18 | 0 | 0 | 0 | 0 | 0 | 0 | 0 | 0 | 0 | 0 | 0 | 0 | -6.5366e-11 | 2.546e-11 | 1.9217e-11 | 1.0461e-11 | 1.9924e-12 | 8.2361e-12 | -2.7613e-08 | 8.8365e-11 | 7.0538e-11 | 3.6242e-12 | -1.0717e-11 | 7.1121e-12 | 0 | 0 | 0 | 0 | 0 | 0 | 0.99714 | 0.0029744 | 0.0029745 | 0.99714 | 0.0029744 | 0.0029745 | 0.056796 | 160.6997 | 160.6999 | 0.056796 | 160.6998 | 160.7
Line17_5_19 | 0 | 0 | 0 | 0 | 0 | 0 | 0 | 0 | 0 | 0 | 0 | 0 | -6.5366e-11 | 2.546e-11 | 1.9217e-11 | 1.0461e-11 | 1.9924e-12 | 8.2361e-12 | -2.7613e-08 | 8.8365e-11 | 7.0538e-11 | 3.6242e-12 | -1.0717e-11 | 7.1121e-12 | 0 | 0 | 0 | 0 | 0 | 0 | 0.99714 | 0.0029744 | 0.0029745 | 0.99714 | 0.0029744 | 0.0029745 | 0.056796 | 160.6997 | 160.6999 | 0.056796 | 160.6998 | 160.7
Line1_1_3 | 0 | 1.071e-06 | 0 | 0 | 0 | 0 | 0 | 2.4733e-07 | 0 | 0 | 0 | 0 | -5.2286e-10 | 2.0368e-10 | 1.5373e-10 | 4.6796e-10 | -1.7622e-10 | -1.2628e-10 | -2.209e-07 | 7.0692e-10 | 5.643e-10 | 1.9329e-07 | -6.2926e-10 | -4.8665e-10 | 0 | 86.7727 | 0 | 0 | 0 | 0 | 0.99714 | 0.0029744 | 0.0029745 | 0.99714 | 0.0029744 | 0.0029745 | 0.056797 | 160.6996 | 160.6998 | 0.056795 | 160.7002 | 160.7003
Line2_1_4 | 0 | 0 | 0 | 0 | 0 | 0 | 0 | 0 | 0 | 0 | 0 | 0 | -1.3073e-10 | 5.0921e-11 | 3.8433e-11 | 7.5826e-11 | -2.3468e-11 | -1.098e-11 | -5.5226e-08 | 1.7673e-10 | 1.4108e-10 | 2.7617e-08 | -9.9081e-11 | -6.3426e-11 | 0 | 0 | 0 | 0 | 0 | 0 | 0.99714 | 0.0029744 | 0.0029745 | 0.99714 | 0.0029744 | 0.0029745 | 0.056797 | 160.6996 | 160.6998 | 0.056796 | 160.6997 | 160.6999
Line3_1_5 | 0 | 0 | 0 | 0 | 0 | 0 | 0 | 0 | 0 | 0 | 0 | 0 | -1.3073e-10 | 5.0921e-11 | 3.8433e-11 | 7.5826e-11 | -2.3468e-11 | -1.098e-11 | -5.5226e-08 | 1.7673e-10 | 1.4108e-10 | 2.7617e-08 | -9.9081e-11 | -6.3426e-11 | 0 | 0 | 0 | 0 | 0 | 0 | 0.99714 | 0.0029744 | 0.0029745 | 0.99714 | 0.0029744 | 0.0029745 | 0.056797 | 160.6996 | 160.6998 | 0.056796 | 160.6997 | 160.6999
Line4_2_6 | 0 | 0 | 0 | 0 | 0 | 0 | 0 | 0 | 0 | 0 | 0 | 0 | -3.268e-10 | 1.273e-10 | 9.6081e-11 | 2.719e-10 | -9.9841e-11 | -6.8627e-11 | -1.3807e-07 | 4.4182e-10 | 3.5269e-10 | 1.1046e-07 | -3.6417e-10 | -2.7504e-10 | 0 | 0 | 0 | 0 | 0 | 0 | 0.99714 | 0.0029744 | 0.0029745 | 0.99714 | 0.0029744 | 0.0029744 | 0.056795 | 160.7 | 160.7001 | 0.056794 | 160.7004 | 160.7004
Line5_6_7 | 0 | 0 | 0 | 0 | 0 | 0 | 0 | 0 | 0 | 0 | 0 | 0 | -2.6144e-10 | 1.0183e-10 | 7.6863e-11 | 2.0654e-10 | -7.438e-11 | -4.941e-11 | -1.1045e-07 | 3.5345e-10 | 2.8215e-10 | 8.2843e-08 | -2.758e-10 | -2.045e-10 | 0 | 0 | 0 | 0 | 0 | 0 | 0.99714 | 0.0029744 | 0.0029744 | 0.99714 | 0.0029743 | 0.0029744 | 0.056794 | 160.7004 | 160.7004 | 0.056793 | 160.7007 | 160.7006
Line6_7_8 | 0 | 0 | 0 | 0 | 0 | 0 | 0 | 0 | 0 | 0 | 0 | 0 | -1.9608e-10 | 7.6373e-11 | 5.7646e-11 | 1.4118e-10 | -4.8922e-11 | -3.0194e-11 | -8.2839e-08 | 2.6509e-10 | 2.1161e-10 | 5.523e-08 | -1.8744e-10 | -1.3396e-10 | 0 | 0 | 0 | 0 | 0 | 0 | 0.99714 | 0.0029743 | 0.0029744 | 0.99714 | 0.0029743 | 0.0029744 | 0.056793 | 160.7007 | 160.7006 | 0.056792 | 160.7009 | 160.7007
Line7_8_9 | 0 | 0 | 0 | 0 | 0 | 0 | 0 | 0 | 0 | 0 | 0 | 0 | -6.5361e-11 | 2.5457e-11 | 1.9215e-11 | 1.046e-11 | 1.9926e-12 | 8.2358e-12 | -2.7613e-08 | 8.8362e-11 | 7.0536e-11 | 3.6241e-12 | -1.0716e-11 | 7.112e-12 | 0 | 0 | 0 | 0 | 0 | 0 | 0.99714 | 0.0029743 | 0.0029744 | 0.99714 | 0.0029743 | 0.0029744 | 0.056792 | 160.7009 | 160.7007 | 0.056792 | 160.701 | 160.7007
Line8_8_10 | 0 | 0 | 0 | 0 | 0 | 0 | 0 | 0 | 0 | 0 | 0 | 0 | -6.5361e-11 | 2.5457e-11 | 1.9215e-11 | 1.046e-11 | 1.9926e-12 | 8.2358e-12 | -2.7613e-08 | 8.8362e-11 | 7.0536e-11 | 3.6239e-12 | -1.0716e-11 | 7.112e-12 | 0 | 0 | 0 | 0 | 0 | 0 | 0.99714 | 0.0029743 | 0.0029744 | 0.99714 | 0.0029743 | 0.0029744 | 0.056792 | 160.7009 | 160.7007 | 0.056792 | 160.701 | 160.7007
Line9_3_11 | 0 | 0 | 0 | 0 | 0 | 0 | 0 | 0 | 0 | 0 | 0 | 0 | -4.575e-10 | 1.7821e-10 | 1.3451e-10 | 4.026e-10 | -1.5075e-10 | -1.0706e-10 | -1.9329e-07 | 6.1854e-10 | 4.9376e-10 | 1.6568e-07 | -5.4089e-10 | -4.1611e-10 | 0 | 0 | 0 | 0 | 0 | 0 | 0.99714 | 0.0029744 | 0.0029745 | 0.99714 | 0.0029743 | 0.0029744 | 0.056795 | 160.7002 | 160.7003 | 0.056793 | 160.7007 | 160.7006

## LLG_min_fault_6
name | pf_ikss_a_from_ka | pf_ikss_b_from_ka | pf_ikss_c_from_ka | pf_ikss_a_to_ka | pf_ikss_b_to_ka | pf_ikss_c_to_ka | pf_skss_a_from_mw | pf_skss_b_from_mw | pf_skss_c_from_mw | pf_skss_a_to_mw | pf_skss_b_to_mw | pf_skss_c_to_mw | pf_p_a_from_mw | pf_p_b_from_mw | pf_p_c_from_mw | pf_p_a_to_mw | pf_p_b_to_mw | pf_p_c_to_mw | pf_q_a_from_mvar | pf_q_b_from_mvar | pf_q_c_from_mvar | pf_q_a_to_mvar | pf_q_b_to_mvar | pf_q_c_to_mvar | pf_ikss_a_from_degree | pf_ikss_b_from_degree | pf_ikss_c_from_degree | pf_ikss_a_to_degree | pf_ikss_b_to_degree | pf_ikss_c_to_degree | pf_vm_a_from_pu | pf_vm_b_from_pu | pf_vm_c_from_pu | pf_vm_a_to_pu | pf_vm_b_to_pu | pf_vm_c_to_pu | pf_va_a_from_degree | pf_va_b_from_degree | pf_va_c_from_degree | pf_va_a_to_degree | pf_va_b_to_degree | pf_va_c_to_degree
Line0_1_2 | 0 | 0 | 0 | 0 | 0 | 0 | 0 | 0 | 0 | 0 | 0 | 0 | -1.8172e-09 | -1.2945e-09 | 2.5259e-09 | 1.5145e-09 | 1.1274e-09 | -2.0561e-09 | -2.2561e-09 | 2.9163e-09 | -2.3104e-10 | 1.88e-09 | -2.4703e-09 | 1.5279e-10 | 0 | 0 | 0 | 0 | 0 | 0 | 0.99995 | 0.98648 | 0.98645 | 0.99995 | 0.98648 | 0.98645 | -0.001015 | -120.6347 | 119.3703 | -0.001015 | -120.6347 | 119.3703
Line10_11_12 | 0 | 0 | 0 | 0 | 0 | 0 | 0 | 0 | 0 | 0 | 0 | 0 | -1.8172e-09 | -1.2945e-09 | 2.5259e-09 | 1.5145e-09 | 1.1274e-09 | -2.0561e-09 | -2.2561e-09 | 2.9163e-09 | -2.3104e-10 | 1.88e-09 | -2.4703e-09 | 1.5279e-10 | 0 | 0 | 0 | 0 | 0 | 0 | 0.99995 | 0.98648 | 0.98645 | 0.99995 | 0.98648 | 0.98645 | -0.001015 | -120.6347 | 119.3703 | -0.001015 | -120.6347 | 119.3703
Line11_12_13 | 0 | 0 | 0 | 0 | 0 | 0 | 0 | 0 | 0 | 0 | 0 | 0 | -1.5144e-09 | -1.0787e-09 | 2.1049e-09 | 1.2117e-09 | 9.1166e-10 | -1.6351e-09 | -1.8801e-09 | 2.4303e-09 | -1.9253e-10 | 1.504e-09 | -1.9843e-09 | 1.1428e-10 | 0 | 0 | 0 | 0 | 0 | 0 | 0.99995 | 0.98648 | 0.98645 | 0.99995 | 0.98648 | 0.98645 | -0.001015 | -120.6347 | 119.3703 | -0.001015 | -120.6347 | 119.3703
Line12_13_15 | 0 | 0 | 0 | 0 | 0 | 0 | 0 | 0 | 0 | 0 | 0 | 0 | -9.0862e-10 | -6.4724e-10 | 1.263e-09 | 6.0593e-10 | 4.8017e-10 | -7.9318e-10 | -1.128e-09 | 1.4582e-09 | -1.1552e-10 | 7.5196e-10 | -1.0122e-09 | 3.7264e-11 | 0 | 0 | 0 | 0 | 0 | 0 | 0.99995 | 0.98648 | 0.98645 | 0.99995 | 0.98648 | 0.98645 | -0.001015 | -120.6347 | 119.3703 | -0.001015 | -120.6347 | 119.3703
Line13_13_14 | 0 | 0 | 0 | 0 | 0 | 0 | 0 | 0 | 0 | 0 | 0 | 0 | -3.0287e-10 | -2.1575e-10 | 4.2098e-10 | 1.8234e-13 | 4.8669e-11 | 4.8786e-11 | -3.7601e-10 | 4.8605e-10 | -3.8507e-11 | -6.4955e-14 | -4.0065e-11 | -3.975e-11 | 0 | 0 | 0 | 0 | 0 | 0 | 0.99995 | 0.98648 | 0.98645 | 0.99995 | 0.98648 | 0.98645 | -0.001015 | -120.6347 | 119.3703 | -0.001015 | -120.6347 | 119.3703
Line14_15_16 | 0 | 0 | 0 | 0 | 0 | 0 | 0 | 0 | 0 | 0 | 0 | 0 | -6.0574e-10 | -4.315e-10 | 8.4197e-10 | 3.0305e-10 | 2.6442e-10 | -3.722e-10 | -7.5203e-10 | 9.7211e-10 | -7.7014e-11 | 3.7595e-10 | -5.2612e-10 | -1.2426e-12 | 0 | 0 | 0 | 0 | 0 | 0 | 0.99995 | 0.98648 | 0.98645 | 0.99995 | 0.98648 | 0.98645 | -0.001015 | -120.6347 | 119.3703 | -0.001015 | -120.6347 | 119.3703
Line15_16_17 | 0 | 0 | 0 | 0 | 0 | 0 | 0 | 0 | 0 | 0 | 0 | 0 | -3.0287e-10 | -2.1575e-10 | 4.2098e-10 | 1.8234e-13 | 4.8669e-11 | 4.8786e-11 | -3.7601e-10 | 4.8605e-10 | -3.8507e-11 | -6.4953e-14 | -4.0065e-11 | -3.975e-11 | 0 | 0 | 0 | 0 | 0 | 0 | 0.99995 | 0.98648 | 0.98645 | 0.99995 | 0.98648 | 0.98645 | -0.001015 | -120.6347 | 119.3703 | -0.001015 | -120.6347 | 119.3703
Line16_4_18 | 0 | 0 | 0 | 0 | 0 | 0 | 0 | 0 | 0 | 0 | 0 | 0 | -3.0287e-10 | -2.1575e-10 | 4.2098e-10 | 1.8235e-13 | 4.8669e-11 | 4.8786e-11 | -3.7601e-10 | 4.8605e-10 | -3.8507e-11 | -6.4958e-14 | -4.0065e-11 | -3.975e-11 | 0 | 0 | 0 | 0 | 0 | 0 | 0.99995 | 0.98648 | 0.98645 | 0.99995 | 0.98648 | 0.98645 | -0.001015 | -120.6347 | 119.3703 | -0.001015 | -120.6347 | 119.3703
Line17_5_19 | 0 | 0 | 0 | 0 | 0 | 0 | 0 | 0 | 0 | 0 | 0 | 0 | -3.0287e-10 | -2.1575e-10 | 4.2098e-10 | 1.8235e-13 | 4.8669e-11 | 4.8786e-11 | -3.7601e-10 | 4.8605e-10 | -3.8507e-11 | -6.4958e-14 | -4.0065e-11 | -3.975e-11 | 0 | 0 | 0 | 0 | 0 | 0 | 0.99995 | 0.98648 | 0.98645 | 0.99995 | 0.98648 | 0.98645 | -0.001015 | -120.6347 | 119.3703 | -0.001015 | -120.6347 | 119.3703
Line1_1_3 | 0 | 0 | 0 | 0 | 0 | 0 | 0 | 0 | 0 | 0 | 0 | 0 | -2.423e-09 | -1.726e-09 | 3.3679e-09 | 2.1203e-09 | 1.5589e-09 | -2.8981e-09 | -3.0081e-09 | 3.8884e-09 | -3.0806e-10 | 2.632e-09 | -3.4424e-09 | 2.298e-10 | 0 | 0 | 0 | 0 | 0 | 0 | 0.99995 | 0.98648 | 0.98645 | 0.99995 | 0.98648 | 0.98645 | -0.001015 | -120.6347 | 119.3703 | -0.001015 | -120.6347 | 119.3703
Line2_1_4 | 0 | 0 | 0 | 0 | 0 | 0 | 0 | 0 | 0 | 0 | 0 | 0 | -6.0574e-10 | -4.315e-10 | 8.4197e-10 | 3.0305e-10 | 2.6442e-10 | -3.722e-10 | -7.5203e-10 | 9.7211e-10 | -7.7014e-11 | 3.7595e-10 | -5.2612e-10 | -1.2425e-12 | 0 | 0 | 0 | 0 | 0 | 0 | 0.99995 | 0.98648 | 0.98645 | 0.99995 | 0.98648 | 0.98645 | -0.001015 | -120.6347 | 119.3703 | -0.001015 | -120.6347 | 119.3703
Line3_1_5 | 0 | 0 | 0 | 0 | 0 | 0 | 0 | 0 | 0 | 0 | 0 | 0 | -6.0574e-10 | -4.315e-10 | 8.4197e-10 | 3.0305e-10 | 2.6442e-10 | -3.722e-10 | -7.5203e-10 | 9.7211e-10 | -7.7014e-11 | 3.7595e-10 | -5.2612e-10 | -1.2425e-12 | 0 | 0 | 0 | 0 | 0 | 0 | 0.99995 | 0.98648 | 0.98645 | 0.99995 | 0.98648 | 0.98645 | -0.001015 | -120.6347 | 119.3703 | -0.001015 | -120.6347 | 119.3703
Line4_2_6 | 0 | 0 | 0 | 0 | 0 | 0 | 0 | 0 | 0 | 0 | 0 | 0 | -1.5144e-09 | -1.0787e-09 | 2.1049e-09 | 1.2117e-09 | 9.1166e-10 | -1.6351e-09 | -1.8801e-09 | 2.4303e-09 | -1.9254e-10 | 1.504e-09 | -1.9843e-09 | 1.1428e-10 | 0 | 0 | 0 | 0 | 0 | 0 | 0.99995 | 0.98648 | 0.98645 | 0.99995 | 0.98648 | 0.98645 | -0.001015 | -120.6347 | 119.3703 | -0.001015 | -120.6347 | 119.3703
Line5_6_7 | 0 | 0 | 0 | 0 | 0 | 0 | 0 | 0 | 0 | 0 | 0 | 0 | -1.2115e-09 | -8.6299e-10 | 1.6839e-09 | 9.088e-10 | 6.9591e-10 | -1.2142e-09 | -1.5041e-09 | 1.9442e-09 | -1.5403e-10 | 1.128e-09 | -1.4982e-09 | 7.5771e-11 | 0 | 0 | 0 | 0 | 0 | 0 | 0.99995 | 0.98648 | 0.98645 | 0.99995 | 0.98648 | 0.98645 | -0.001015 | -120.6347 | 119.3703 | -0.001015 | -120.6347 | 119.3703
Line6_7_8 | 0 | 0 | 0 | 0 | 0 | 0 | 0 | 0 | 0 | 0 | 0 | 0 | -9.0862e-10 | -6.4724e-10 | 1.263e-09 | 6.0593e-10 | 4.8017e-10 | -7.9318e-10 | -1.128e-09 | 1.4582e-09 | -1.1552e-10 | 7.5196e-10 | -1.0122e-09 | 3.7264e-11 | 0 | 0 | 0 | 0 | 0 | 0 | 0.99995 | 0.98648 | 0.98645 | 0.99995 | 0.98648 | 0.98645 | -0.001015 | -120.6347 | 119.3703 | -0.001015 | -120.6347 | 119.3703
Line7_8_9 | 0 | 0 | 0 | 0 | 0 | 0 | 0 | 0 | 0 | 0 | 0 | 0 | -3.0287e-10 | -2.1575e-10 | 4.2098e-10 | 1.8235e-13 | 4.8669e-11 | 4.8786e-11 | -3.7601e-10 | 4.8605e-10 | -3.8507e-11 | -6.4957e-14 | -4.0065e-11 | -3.975e-11 | 0 | 0 | 0 | 0 | 0 | 0 | 0.99995 | 0.98648 | 0.98645 | 0.99995 | 0.98648 | 0.98645 | -0.001015 | -120.6347 | 119.3703 | -0.001015 | -120.6347 | 119.3703
Line8_8_10 | 0 | 0 | 0 | 0 | 0 | 0 | 0 | 0 | 0 | 0 | 0 | 0 | -3.0287e-10 | -2.1575e-10 | 4.2098e-10 | 1.8235e-13 | 4.8669e-11 | 4.8786e-11 | -3.7601e-10 | 4.8605e-10 | -3.8507e-11 | -6.496e-14 | -4.0065e-11 | -3.975e-11 | 0 | 0 | 0 | 0 | 0 | 0 | 0.99995 | 0.98648 | 0.98645 | 0.99995 | 0.98648 | 0.98645 | -0.001015 | -120.6347 | 119.3703 | -0.001015 | -120.6347 | 119.3703
Line9_3_11 | 0 | 0 | 0 | 0 | 0 | 0 | 0 | 0 | 0 | 0 | 0 | 0 | -2.1201e-09 | -1.5102e-09 | 2.9469e-09 | 1.8174e-09 | 1.3432e-09 | -2.4771e-09 | -2.6321e-09 | 3.4024e-09 | -2.6955e-10 | 2.256e-09 | -2.9564e-09 | 1.9129e-10 | 0 | 0 | 0 | 0 | 0 | 0 | 0.99995 | 0.98648 | 0.98645 | 0.99995 | 0.98648 | 0.98645 | -0.001015 | -120.6347 | 119.3703 | -0.001015 | -120.6347 | 119.3703

## LLG_min_fault_10
name | pf_ikss_a_from_ka | pf_ikss_b_from_ka | pf_ikss_c_from_ka | pf_ikss_a_to_ka | pf_ikss_b_to_ka | pf_ikss_c_to_ka | pf_skss_a_from_mw | pf_skss_b_from_mw | pf_skss_c_from_mw | pf_skss_a_to_mw | pf_skss_b_to_mw | pf_skss_c_to_mw | pf_p_a_from_mw | pf_p_b_from_mw | pf_p_c_from_mw | pf_p_a_to_mw | pf_p_b_to_mw | pf_p_c_to_mw | pf_q_a_from_mvar | pf_q_b_from_mvar | pf_q_c_from_mvar | pf_q_a_to_mvar | pf_q_b_to_mvar | pf_q_c_to_mvar | pf_ikss_a_from_degree | pf_ikss_b_from_degree | pf_ikss_c_from_degree | pf_ikss_a_to_degree | pf_ikss_b_to_degree | pf_ikss_c_to_degree | pf_vm_a_from_pu | pf_vm_b_from_pu | pf_vm_c_from_pu | pf_vm_a_to_pu | pf_vm_b_to_pu | pf_vm_c_to_pu | pf_va_a_from_degree | pf_va_b_from_degree | pf_va_c_from_degree | pf_va_a_to_degree | pf_va_b_to_degree | pf_va_c_to_degree
Line0_1_2 | 0 | 0 | 0 | 0 | 0 | 0 | 0 | 0 | 0 | 0 | 0 | 0 | -1.8172e-09 | -1.2945e-09 | 2.5259e-09 | 1.5145e-09 | 1.1274e-09 | -2.0561e-09 | -2.2561e-09 | 2.9163e-09 | -2.3104e-10 | 1.88e-09 | -2.4703e-09 | 1.5279e-10 | 0 | 0 | 0 | 0 | 0 | 0 | 0.99995 | 0.98648 | 0.98645 | 0.99995 | 0.98648 | 0.98645 | -0.001015 | -120.6347 | 119.3703 | -0.001015 | -120.6347 | 119.3703
Line10_11_12 | 0 | 0 | 0 | 0 | 0 | 0 | 0 | 0 | 0 | 0 | 0 | 0 | -1.8172e-09 | -1.2945e-09 | 2.5259e-09 | 1.5145e-09 | 1.1274e-09 | -2.0561e-09 | -2.2561e-09 | 2.9163e-09 | -2.3104e-10 | 1.88e-09 | -2.4703e-09 | 1.5279e-10 | 0 | 0 | 0 | 0 | 0 | 0 | 0.99995 | 0.98648 | 0.98645 | 0.99995 | 0.98648 | 0.98645 | -0.001015 | -120.6347 | 119.3703 | -0.001015 | -120.6347 | 119.3703
Line11_12_13 | 0 | 0 | 0 | 0 | 0 | 0 | 0 | 0 | 0 | 0 | 0 | 0 | -1.5144e-09 | -1.0787e-09 | 2.1049e-09 | 1.2117e-09 | 9.1166e-10 | -1.6351e-09 | -1.8801e-09 | 2.4303e-09 | -1.9253e-10 | 1.504e-09 | -1.9843e-09 | 1.1428e-10 | 0 | 0 | 0 | 0 | 0 | 0 | 0.99995 | 0.98648 | 0.98645 | 0.99995 | 0.98648 | 0.98645 | -0.001015 | -120.6347 | 119.3703 | -0.001015 | -120.6347 | 119.3703
Line12_13_15 | 0 | 0 | 0 | 0 | 0 | 0 | 0 | 0 | 0 | 0 | 0 | 0 | -9.0862e-10 | -6.4724e-10 | 1.263e-09 | 6.0593e-10 | 4.8017e-10 | -7.9318e-10 | -1.128e-09 | 1.4582e-09 | -1.1552e-10 | 7.5196e-10 | -1.0122e-09 | 3.7264e-11 | 0 | 0 | 0 | 0 | 0 | 0 | 0.99995 | 0.98648 | 0.98645 | 0.99995 | 0.98648 | 0.98645 | -0.001015 | -120.6347 | 119.3703 | -0.001015 | -120.6347 | 119.3703
Line13_13_14 | 0 | 0 | 0 | 0 | 0 | 0 | 0 | 0 | 0 | 0 | 0 | 0 | -3.0287e-10 | -2.1575e-10 | 4.2098e-10 | 1.8234e-13 | 4.8669e-11 | 4.8786e-11 | -3.7601e-10 | 4.8605e-10 | -3.8507e-11 | -6.4955e-14 | -4.0065e-11 | -3.975e-11 | 0 | 0 | 0 | 0 | 0 | 0 | 0.99995 | 0.98648 | 0.98645 | 0.99995 | 0.98648 | 0.98645 | -0.001015 | -120.6347 | 119.3703 | -0.001015 | -120.6347 | 119.3703
Line14_15_16 | 0 | 0 | 0 | 0 | 0 | 0 | 0 | 0 | 0 | 0 | 0 | 0 | -6.0574e-10 | -4.315e-10 | 8.4197e-10 | 3.0305e-10 | 2.6442e-10 | -3.722e-10 | -7.5203e-10 | 9.7211e-10 | -7.7014e-11 | 3.7595e-10 | -5.2612e-10 | -1.2426e-12 | 0 | 0 | 0 | 0 | 0 | 0 | 0.99995 | 0.98648 | 0.98645 | 0.99995 | 0.98648 | 0.98645 | -0.001015 | -120.6347 | 119.3703 | -0.001015 | -120.6347 | 119.3703
Line15_16_17 | 0 | 0 | 0 | 0 | 0 | 0 | 0 | 0 | 0 | 0 | 0 | 0 | -3.0287e-10 | -2.1575e-10 | 4.2098e-10 | 1.8234e-13 | 4.8669e-11 | 4.8786e-11 | -3.7601e-10 | 4.8605e-10 | -3.8507e-11 | -6.4953e-14 | -4.0065e-11 | -3.975e-11 | 0 | 0 | 0 | 0 | 0 | 0 | 0.99995 | 0.98648 | 0.98645 | 0.99995 | 0.98648 | 0.98645 | -0.001015 | -120.6347 | 119.3703 | -0.001015 | -120.6347 | 119.3703
Line16_4_18 | 0 | 0 | 0 | 0 | 0 | 0 | 0 | 0 | 0 | 0 | 0 | 0 | -3.0287e-10 | -2.1575e-10 | 4.2098e-10 | 1.8235e-13 | 4.8669e-11 | 4.8786e-11 | -3.7601e-10 | 4.8605e-10 | -3.8507e-11 | -6.4958e-14 | -4.0065e-11 | -3.975e-11 | 0 | 0 | 0 | 0 | 0 | 0 | 0.99995 | 0.98648 | 0.98645 | 0.99995 | 0.98648 | 0.98645 | -0.001015 | -120.6347 | 119.3703 | -0.001015 | -120.6347 | 119.3703
Line17_5_19 | 0 | 0 | 0 | 0 | 0 | 0 | 0 | 0 | 0 | 0 | 0 | 0 | -3.0287e-10 | -2.1575e-10 | 4.2098e-10 | 1.8235e-13 | 4.8669e-11 | 4.8786e-11 | -3.7601e-10 | 4.8605e-10 | -3.8507e-11 | -6.4958e-14 | -4.0065e-11 | -3.975e-11 | 0 | 0 | 0 | 0 | 0 | 0 | 0.99995 | 0.98648 | 0.98645 | 0.99995 | 0.98648 | 0.98645 | -0.001015 | -120.6347 | 119.3703 | -0.001015 | -120.6347 | 119.3703
Line1_1_3 | 0 | 0 | 0 | 0 | 0 | 0 | 0 | 0 | 0 | 0 | 0 | 0 | -2.423e-09 | -1.726e-09 | 3.3679e-09 | 2.1203e-09 | 1.5589e-09 | -2.8981e-09 | -3.0081e-09 | 3.8884e-09 | -3.0806e-10 | 2.632e-09 | -3.4424e-09 | 2.298e-10 | 0 | 0 | 0 | 0 | 0 | 0 | 0.99995 | 0.98648 | 0.98645 | 0.99995 | 0.98648 | 0.98645 | -0.001015 | -120.6347 | 119.3703 | -0.001015 | -120.6347 | 119.3703
Line2_1_4 | 0 | 0 | 0 | 0 | 0 | 0 | 0 | 0 | 0 | 0 | 0 | 0 | -6.0574e-10 | -4.315e-10 | 8.4197e-10 | 3.0305e-10 | 2.6442e-10 | -3.722e-10 | -7.5203e-10 | 9.7211e-10 | -7.7014e-11 | 3.7595e-10 | -5.2612e-10 | -1.2425e-12 | 0 | 0 | 0 | 0 | 0 | 0 | 0.99995 | 0.98648 | 0.98645 | 0.99995 | 0.98648 | 0.98645 | -0.001015 | -120.6347 | 119.3703 | -0.001015 | -120.6347 | 119.3703
Line3_1_5 | 0 | 0 | 0 | 0 | 0 | 0 | 0 | 0 | 0 | 0 | 0 | 0 | -6.0574e-10 | -4.315e-10 | 8.4197e-10 | 3.0305e-10 | 2.6442e-10 | -3.722e-10 | -7.5203e-10 | 9.7211e-10 | -7.7014e-11 | 3.7595e-10 | -5.2612e-10 | -1.2425e-12 | 0 | 0 | 0 | 0 | 0 | 0 | 0.99995 | 0.98648 | 0.98645 | 0.99995 | 0.98648 | 0.98645 | -0.001015 | -120.6347 | 119.3703 | -0.001015 | -120.6347 | 119.3703
Line4_2_6 | 0 | 0 | 0 | 0 | 0 | 0 | 0 | 0 | 0 | 0 | 0 | 0 | -1.5144e-09 | -1.0787e-09 | 2.1049e-09 | 1.2117e-09 | 9.1166e-10 | -1.6351e-09 | -1.8801e-09 | 2.4303e-09 | -1.9254e-10 | 1.504e-09 | -1.9843e-09 | 1.1428e-10 | 0 | 0 | 0 | 0 | 0 | 0 | 0.99995 | 0.98648 | 0.98645 | 0.99995 | 0.98648 | 0.98645 | -0.001015 | -120.6347 | 119.3703 | -0.001015 | -120.6347 | 119.3703
Line5_6_7 | 0 | 0 | 0 | 0 | 0 | 0 | 0 | 0 | 0 | 0 | 0 | 0 | -1.2115e-09 | -8.6299e-10 | 1.6839e-09 | 9.088e-10 | 6.9591e-10 | -1.2142e-09 | -1.5041e-09 | 1.9442e-09 | -1.5403e-10 | 1.128e-09 | -1.4982e-09 | 7.5771e-11 | 0 | 0 | 0 | 0 | 0 | 0 | 0.99995 | 0.98648 | 0.98645 | 0.99995 | 0.98648 | 0.98645 | -0.001015 | -120.6347 | 119.3703 | -0.001015 | -120.6347 | 119.3703
Line6_7_8 | 0 | 0 | 0 | 0 | 0 | 0 | 0 | 0 | 0 | 0 | 0 | 0 | -9.0862e-10 | -6.4724e-10 | 1.263e-09 | 6.0593e-10 | 4.8017e-10 | -7.9318e-10 | -1.128e-09 | 1.4582e-09 | -1.1552e-10 | 7.5196e-10 | -1.0122e-09 | 3.7264e-11 | 0 | 0 | 0 | 0 | 0 | 0 | 0.99995 | 0.98648 | 0.98645 | 0.99995 | 0.98648 | 0.98645 | -0.001015 | -120.6347 | 119.3703 | -0.001015 | -120.6347 | 119.3703
Line7_8_9 | 0 | 0 | 0 | 0 | 0 | 0 | 0 | 0 | 0 | 0 | 0 | 0 | -3.0287e-10 | -2.1575e-10 | 4.2098e-10 | 1.8235e-13 | 4.8669e-11 | 4.8786e-11 | -3.7601e-10 | 4.8605e-10 | -3.8507e-11 | -6.4957e-14 | -4.0065e-11 | -3.975e-11 | 0 | 0 | 0 | 0 | 0 | 0 | 0.99995 | 0.98648 | 0.98645 | 0.99995 | 0.98648 | 0.98645 | -0.001015 | -120.6347 | 119.3703 | -0.001015 | -120.6347 | 119.3703
Line8_8_10 | 0 | 0 | 0 | 0 | 0 | 0 | 0 | 0 | 0 | 0 | 0 | 0 | -3.0287e-10 | -2.1575e-10 | 4.2098e-10 | 1.8235e-13 | 4.8669e-11 | 4.8786e-11 | -3.7601e-10 | 4.8605e-10 | -3.8507e-11 | -6.496e-14 | -4.0065e-11 | -3.975e-11 | 0 | 0 | 0 | 0 | 0 | 0 | 0.99995 | 0.98648 | 0.98645 | 0.99995 | 0.98648 | 0.98645 | -0.001015 | -120.6347 | 119.3703 | -0.001015 | -120.6347 | 119.3703
Line9_3_11 | 0 | 0 | 0 | 0 | 0 | 0 | 0 | 0 | 0 | 0 | 0 | 0 | -2.1201e-09 | -1.5102e-09 | 2.9469e-09 | 1.8174e-09 | 1.3432e-09 | -2.4771e-09 | -2.6321e-09 | 3.4024e-09 | -2.6955e-10 | 2.256e-09 | -2.9564e-09 | 1.9129e-10 | 0 | 0 | 0 | 0 | 0 | 0 | 0.99995 | 0.98648 | 0.98645 | 0.99995 | 0.98648 | 0.98645 | -0.001015 | -120.6347 | 119.3703 | -0.001015 | -120.6347 | 119.3703