## LLL_max_6
name | pf_ikss_from_ka | pf_ikss_to_ka | pf_ip_from_ka | pf_ip_to_ka | pf_skss_from_mw | pf_skss_to_mw | pf_p_from_mw | pf_p_to_mw | pf_q_from_mvar | pf_q_to_mvar | pf_ikss_from_degree | pf_ikss_to_degree | pf_vm_from_pu | pf_vm_to_pu | pf_va_from_degree | pf_va_to_degree
Line0_1_2 | 0.17321 | 0.17321 | 0 | 0 | 0.12 | 0.12 | -0.00069333 | 0.0015933 | -0.008291 | 0.010091 | 95.7106 | -84.2894 | 0.069333 | 0.085133 | 0.93043 | -3.2621
Line10_11_12 | 0.17321 | 0.17321 | 0 | 0 | 0.12 | 0.12 | -0.0024933 | 0.0033933 | -0.011891 | 0.013691 | 95.7106 | -84.2894 | 0.10125 | 0.11754 | -6.1317 | -8.2097
Line11_12_13 | 0.17321 | 0.17321 | 0 | 0 | 0.12 | 0.12 | -0.0033933 | 0.0042933 | -0.013691 | 0.015491 | 95.7106 | -84.2894 | 0.11754 | 0.13396 | -8.2097 | -9.7801
Line12_13_15 | 0 | 0 | 0 | 0 | 0 | 0 | 0 | 0 | 0 | 0 | 0 | 0 | 0.13396 | 0.13396 | -9.7801 | -9.7801
Line13_13_14 | 0.17321 | 0.17321 | 0 | 0 | 0.12 | 0.12 | -0.0042933 | 0.0051933 | -0.015491 | 0.017291 | 95.7106 | -84.2894 | 0.13396 | 0.15045 | -9.7801 | -11.007
Line14_15_16 | 0 | 0 | 0 | 0 | 0 | 0 | 0 | 0 | 0 | 0 | 0 | 0 | 0.13396 | 0.13396 | -9.7801 | -9.7801
Line15_16_17 | 0 | 0 | 0 | 0 | 0 | 0 | 0 | 0 | 0 | 0 | 0 | 0 | 0.13396 | 0.13396 | -9.7801 | -9.7801
Line16_4_18 | 0 | 0 | 0 | 0 | 0 | 0 | 0 | 0 | 0 | 0 | 0 | 0 | 0.085133 | 0.085133 | -3.2621 | -3.2621
Line17_5_19 | 0.17321 | 0.17321 | 0 | 0 | 0.12 | 0.12 | -0.0015933 | 0.0024933 | -0.010091 | 0.011891 | 95.7106 | -84.2894 | 0.085133 | 0.10125 | -3.2621 | -6.1317
Line1_1_3 | 0.17321 | 0.17321 | 0 | 0 | 0.12 | 0.12 | -0.00069333 | 0.0015933 | -0.008291 | 0.010091 | 95.7106 | -84.2894 | 0.069333 | 0.085133 | 0.93043 | -3.2621
Line2_1_4 | 0.17321 | 0.17321 | 0 | 0 | 0.12 | 0.12 | -0.00069332 | 0.0015933 | -0.008291 | 0.010091 | 95.7106 | -84.2894 | 0.069333 | 0.085133 | 0.93043 | -3.2621
Line3_1_5 | 0.17321 | 0.17321 | 0 | 0 | 0.12 | 0.12 | -0.00069332 | 0.0015933 | -0.008291 | 0.010091 | 95.7106 | -84.2894 | 0.069333 | 0.085133 | 0.93043 | -3.2621
Line4_2_6 | 0.17321 | 0.17321 | 0 | 0 | 0.12 | 0.12 | -0.0015933 | 0.0024933 | -0.010091 | 0.011891 | 95.7106 | -84.2894 | 0.085133 | 0.10125 | -3.2621 | -6.1317
Line5_6_7 | 0.17321 | 0.17321 | 0 | 0 | 0.12 | 0.12 | -0.0024933 | 0.0033933 | -0.011891 | 0.013691 | 95.7106 | -84.2894 | 0.10125 | 0.11754 | -6.1317 | -8.2097
Line6_7_8 | 0 | 0 | 0 | 0 | 0 | 0 | 0 | 0 | 0 | 0 | 0 | 0 | 0.11754 | 0.11754 | -8.2097 | -8.2097
Line7_8_9 | 0 | 0 | 0 | 0 | 0 | 0 | 0 | 0 | 0 | 0 | 0 | 0 | 0.11754 | 0.11754 | -8.2097 | -8.2097
Line8_8_10 | 0 | 0 | 0 | 0 | 0 | 0 | 0 | 0 | 0 | 0 | 0 | 0 | 0.11754 | 0.11754 | -8.2097 | -8.2097
Line9_3_11 | 0.17321 | 0.17321 | 0 | 0 | 0.12 | 0.12 | -0.0015933 | 0.0024933 | -0.010091 | 0.011891 | 95.7106 | -84.2894 | 0.085133 | 0.10125 | -3.2621 | -6.1317

## LLL_max_10
name | pf_ikss_from_ka | pf_ikss_to_ka | pf_ip_from_ka | pf_ip_to_ka | pf_skss_from_mw | pf_skss_to_mw | pf_p_from_mw | pf_p_to_mw | pf_q_from_mvar | pf_q_to_mvar | pf_ikss_from_degree | pf_ikss_to_degree | pf_vm_from_pu | pf_vm_to_pu | pf_va_from_degree | pf_va_to_degree
Line0_1_2 | 0.17321 | 0.17321 | 0 | 0 | 0.12 | 0.12 | -0.00072634 | 0.0016263 | -0.0086858 | 0.010486 | 95.7106 | -84.2894 | 0.072634 | 0.088426 | 0.93043 | -3.1057
Line10_11_12 | 0.17321 | 0.17321 | 0 | 0 | 0.12 | 0.12 | -0.0025263 | 0.0034263 | -0.012286 | 0.014086 | 95.7106 | -84.2894 | 0.10452 | 0.1208 | -5.9092 | -7.9609
Line11_12_13 | 0.17321 | 0.17321 | 0 | 0 | 0.12 | 0.12 | -0.0034263 | 0.0043263 | -0.014086 | 0.015886 | 95.7106 | -84.2894 | 0.1208 | 0.1372 | -7.9609 | -9.5239
Line12_13_15 | 0 | 0 | 0 | 0 | 0 | 0 | 0 | 0 | 0 | 0 | 0 | 0 | 0.1372 | 0.1372 | -9.5239 | -9.5239
Line13_13_14 | 0.17321 | 0.17321 | 0 | 0 | 0.12 | 0.12 | -0.0043263 | 0.0052263 | -0.015886 | 0.017686 | 95.7106 | -84.2894 | 0.1372 | 0.15368 | -9.5239 | -10.7524
Line14_15_16 | 0 | 0 | 0 | 0 | 0 | 0 | 0 | 0 | 0 | 0 | 0 | 0 | 0.1372 | 0.1372 | -9.5239 | -9.5239
Line15_16_17 | 0 | 0 | 0 | 0 | 0 | 0 | 0 | 0 | 0 | 0 | 0 | 0 | 0.1372 | 0.1372 | -9.5239 | -9.5239
Line16_4_18 | 0 | 0 | 0 | 0 | 0 | 0 | 0 | 0 | 0 | 0 | 0 | 0 | 0.088426 | 0.088426 | -3.1057 | -3.1057
Line17_5_19 | 0.17321 | 0.17321 | 0 | 0 | 0.12 | 0.12 | -0.0016263 | 0.0025263 | -0.010486 | 0.012286 | 95.7106 | -84.2894 | 0.088426 | 0.10452 | -3.1057 | -5.9092
Line1_1_3 | 0.17321 | 0.17321 | 0 | 0 | 0.12 | 0.12 | -0.00072634 | 0.0016263 | -0.0086858 | 0.010486 | 95.7106 | -84.2894 | 0.072634 | 0.088426 | 0.93043 | -3.1057
Line2_1_4 | 0.17321 | 0.17321 | 0 | 0 | 0.12 | 0.12 | -0.00072634 | 0.0016263 | -0.0086858 | 0.010486 | 95.7106 | -84.2894 | 0.072634 | 0.088426 | 0.93043 | -3.1057
Line3_1_5 | 0.17321 | 0.17321 | 0 | 0 | 0.12 | 0.12 | -0.00072634 | 0.0016263 | -0.0086858 | 0.010486 | 95.7106 | -84.2894 | 0.072634 | 0.088426 | 0.93043 | -3.1057
Line4_2_6 | 0.17321 | 0.17321 | 0 | 0 | 0.12 | 0.12 | -0.0016263 | 0.0025263 | -0.010486 | 0.012286 | 95.7106 | -84.2894 | 0.088426 | 0.10452 | -3.1057 | -5.9092
Line5_6_7 | 0.17321 | 0.17321 | 0 | 0 | 0.12 | 0.12 | -0.0025263 | 0.0034263 | -0.012286 | 0.014086 | 95.7106 | -84.2894 | 0.10452 | 0.1208 | -5.9092 | -7.9609
Line6_7_8 | 0 | 0 | 0 | 0 | 0 | 0 | 0 | 0 | 0 | 0 | 0 | 0 | 0.1208 | 0.1208 | -7.9609 | -7.9609
Line7_8_9 | 0 | 0 | 0 | 0 | 0 | 0 | 0 | 0 | 0 | 0 | 0 | 0 | 0.1208 | 0.1208 | -7.9609 | -7.9609
Line8_8_10 | 0 | 0 | 0 | 0 | 0 | 0 | 0 | 0 | 0 | 0 | 0 | 0 | 0.1208 | 0.1208 | -7.9609 | -7.9609
Line9_3_11 | 0.17321 | 0.17321 | 0 | 0 | 0.12 | 0.12 | -0.0016263 | 0.0025263 | -0.010486 | 0.012286 | 95.7106 | -84.2894 | 0.088426 | 0.10452 | -3.1057 | -5.9092

## LLL_max_fault_6
name | pf_ikss_from_ka | pf_ikss_to_ka | pf_ip_from_ka | pf_ip_to_ka | pf_skss_from_mw | pf_skss_to_mw | pf_p_from_mw | pf_p_to_mw | pf_q_from_mvar | pf_q_to_mvar | pf_ikss_from_degree | pf_ikss_to_degree | pf_vm_from_pu | pf_vm_to_pu | pf_va_from_degree | pf_va_to_degree
Line0_1_2 | 0.1732 | 0.1732 | 0 | 0 | 0.12 | 0.12 | -0.01494 | 0.01584 | -0.138 | 0.1398 | 95.7106 | -84.2894 | 1.1567 | 1.1724 | -0.46849 | -0.75398
Line10_11_12 | 0.1732 | 0.1732 | 0 | 0 | 0.12 | 0.12 | -0.01674 | 0.01764 | -0.1416 | 0.1434 | 95.7106 | -84.2894 | 1.1882 | 1.204 | -1.0319 | -1.3025
Line11_12_13 | 0.1732 | 0.1732 | 0 | 0 | 0.12 | 0.12 | -0.01764 | 0.01854 | -0.1434 | 0.1452 | 95.7106 | -84.2894 | 1.204 | 1.2198 | -1.3025 | -1.5662
Line12_13_15 | 0 | 0 | 0 | 0 | 0 | 0 | 0 | 0 | 0 | 0 | 0 | 0 | 1.2198 | 1.2198 | -1.5662 | -1.5662
Line13_13_14 | 0.1732 | 0.1732 | 0 | 0 | 0.12 | 0.12 | -0.01854 | 0.01944 | -0.1452 | 0.147 | 95.7106 | -84.2894 | 1.2198 | 1.2356 | -1.5662 | -1.823
Line14_15_16 | 0 | 0 | 0 | 0 | 0 | 0 | 0 | 0 | 0 | 0 | 0 | 0 | 1.2198 | 1.2198 | -1.5662 | -1.5662
Line15_16_17 | 0 | 0 | 0 | 0 | 0 | 0 | 0 | 0 | 0 | 0 | 0 | 0 | 1.2198 | 1.2198 | -1.5662 | -1.5662
Line16_4_18 | 0 | 0 | 0 | 0 | 0 | 0 | 0 | 0 | 0 | 0 | 0 | 0 | 1.1724 | 1.1724 | -0.75398 | -0.75398
Line17_5_19 | 0.1732 | 0.1732 | 0 | 0 | 0.12 | 0.12 | -0.01584 | 0.01674 | -0.1398 | 0.1416 | 95.7106 | -84.2894 | 1.1724 | 1.1882 | -0.75398 | -1.0319
Line1_1_3 | 0.1732 | 0.1732 | 0 | 0 | 0.12 | 0.12 | -0.01494 | 0.01584 | -0.138 | 0.1398 | 95.7106 | -84.2894 | 1.1567 | 1.1724 | -0.46849 | -0.75398
Line2_1_4 | 0.1732 | 0.1732 | 0 | 0 | 0.12 | 0.12 | -0.01494 | 0.01584 | -0.138 | 0.1398 | 95.7106 | -84.2894 | 1.1567 | 1.1724 | -0.46849 | -0.75398
Line3_1_5 | 0.1732 | 0.1732 | 0 | 0 | 0.12 | 0.12 | -0.01494 | 0.01584 | -0.138 | 0.1398 | 95.7106 | -84.2894 | 1.1567 | 1.1724 | -0.46849 | -0.75398
Line4_2_6 | 0.1732 | 0.1732 | 0 | 0 | 0.12 | 0.12 | -0.01584 | 0.01674 | -0.1398 | 0.1416 | 95.7106 | -84.2894 | 1.1724 | 1.1882 | -0.75398 | -1.0319
Line5_6_7 | 0.1732 | 0.1732 | 0 | 0 | 0.12 | 0.12 | -0.01674 | 0.01764 | -0.1416 | 0.1434 | 95.7106 | -84.2894 | 1.1882 | 1.204 | -1.0319 | -1.3025
Line6_7_8 | 0 | 0 | 0 | 0 | 0 | 0 | 0 | 0 | 0 | 0 | 0 | 0 | 1.204 | 1.204 | -1.3025 | -1.3025
Line7_8_9 | 0 | 0 | 0 | 0 | 0 | 0 | 0 | 0 | 0 | 0 | 0 | 0 | 1.204 | 1.204 | -1.3025 | -1.3025
Line8_8_10 | 0 | 0 | 0 | 0 | 0 | 0 | 0 | 0 | 0 | 0 | 0 | 0 | 1.204 | 1.204 | -1.3025 | -1.3025
Line9_3_11 | 0.1732 | 0.1732 | 0 | 0 | 0.12 | 0.12 | -0.01584 | 0.01674 | -0.1398 | 0.1416 | 95.7106 | -84.2894 | 1.1724 | 1.1882 | -0.75398 | -1.0319

## LLL_max_fault_10
name | pf_ikss_from_ka | pf_ikss_to_ka | pf_ip_from_ka | pf_ip_to_ka | pf_skss_from_mw | pf_skss_to_mw | pf_p_from_mw | pf_p_to_mw | pf_q_from_mvar | pf_q_to_mvar | pf_ikss_from_degree | pf_ikss_to_degree | pf_vm_from_pu | pf_vm_to_pu | pf_va_from_degree | pf_va_to_degree
Line0_1_2 | 0.1732 | 0.1732 | 0 | 0 | 0.12 | 0.12 | -0.014973 | 0.015873 | -0.13839 | 0.14019 | 95.7106 | -84.2894 | 1.16 | 1.1757 | -0.46451 | -0.74926
Line10_11_12 | 0.1732 | 0.1732 | 0 | 0 | 0.12 | 0.12 | -0.016773 | 0.017673 | -0.14199 | 0.14379 | 95.7106 | -84.2894 | 1.1915 | 1.2073 | -1.0265 | -1.2964
Line11_12_13 | 0.1732 | 0.1732 | 0 | 0 | 0.12 | 0.12 | -0.017673 | 0.018573 | -0.14379 | 0.14559 | 95.7106 | -84.2894 | 1.2073 | 1.2231 | -1.2964 | -1.5594
Line12_13_15 | 0 | 0 | 0 | 0 | 0 | 0 | 0 | 0 | 0 | 0 | 0 | 0 | 1.2231 | 1.2231 | -1.5594 | -1.5594
Line13_13_14 | 0.1732 | 0.1732 | 0 | 0 | 0.12 | 0.12 | -0.018573 | 0.019473 | -0.14559 | 0.14739 | 95.7106 | -84.2894 | 1.2231 | 1.2389 | -1.5594 | -1.8157
Line14_15_16 | 0 | 0 | 0 | 0 | 0 | 0 | 0 | 0 | 0 | 0 | 0 | 0 | 1.2231 | 1.2231 | -1.5594 | -1.5594
Line15_16_17 | 0 | 0 | 0 | 0 | 0 | 0 | 0 | 0 | 0 | 0 | 0 | 0 | 1.2231 | 1.2231 | -1.5594 | -1.5594
Line16_4_18 | 0 | 0 | 0 | 0 | 0 | 0 | 0 | 0 | 0 | 0 | 0 | 0 | 1.1757 | 1.1757 | -0.74926 | -0.74926
Line17_5_19 | 0.1732 | 0.1732 | 0 | 0 | 0.12 | 0.12 | -0.015873 | 0.016773 | -0.14019 | 0.14199 | 95.7106 | -84.2894 | 1.1757 | 1.1915 | -0.74926 | -1.0265
Line1_1_3 | 0.1732 | 0.1732 | 0 | 0 | 0.12 | 0.12 | -0.014973 | 0.015873 | -0.13839 | 0.14019 | 95.7106 | -84.2894 | 1.16 | 1.1757 | -0.46451 | -0.74926
Line2_1_4 | 0.1732 | 0.1732 | 0 | 0 | 0.12 | 0.12 | -0.014973 | 0.015873 | -0.13839 | 0.14019 | 95.7106 | -84.2894 | 1.16 | 1.1757 | -0.46451 | -0.74926
Line3_1_5 | 0.1732 | 0.1732 | 0 | 0 | 0.12 | 0.12 | -0.014973 | 0.015873 | -0.13839 | 0.14019 | 95.7106 | -84.2894 | 1.16 | 1.1757 | -0.46451 | -0.74926
Line4_2_6 | 0.1732 | 0.1732 | 0 | 0 | 0.12 | 0.12 | -0.015873 | 0.016773 | -0.14019 | 0.14199 | 95.7106 | -84.2894 | 1.1757 | 1.1915 | -0.74926 | -1.0265
Line5_6_7 | 0.1732 | 0.1732 | 0 | 0 | 0.12 | 0.12 | -0.016773 | 0.017673 | -0.14199 | 0.14379 | 95.7106 | -84.2894 | 1.1915 | 1.2073 | -1.0265 | -1.2964
Line6_7_8 | 0 | 0 | 0 | 0 | 0 | 0 | 0 | 0 | 0 | 0 | 0 | 0 | 1.2073 | 1.2073 | -1.2964 | -1.2964
Line7_8_9 | 0 | 0 | 0 | 0 | 0 | 0 | 0 | 0 | 0 | 0 | 0 | 0 | 1.2073 | 1.2073 | -1.2964 | -1.2964
Line8_8_10 | 0 | 0 | 0 | 0 | 0 | 0 | 0 | 0 | 0 | 0 | 0 | 0 | 1.2073 | 1.2073 | -1.2964 | -1.2964
Line9_3_11 | 0.1732 | 0.1732 | 0 | 0 | 0.12 | 0.12 | -0.015873 | 0.016773 | -0.14019 | 0.14199 | 95.7106 | -84.2894 | 1.1757 | 1.1915 | -0.74926 | -1.0265

## LLL_min_6
name | pf_ikss_from_ka | pf_ikss_to_ka | pf_ip_from_ka | pf_ip_to_ka | pf_skss_from_mw | pf_skss_to_mw | pf_p_from_mw | pf_p_to_mw | pf_q_from_mvar | pf_q_to_mvar | pf_ikss_from_degree | pf_ikss_to_degree | pf_vm_from_pu | pf_vm_to_pu | pf_va_from_degree | pf_va_to_degree
Line0_1_2 | 0 | 0 | 0 | 0 | 0 | 0 | 0 | 0 | 0 | 0 | 0 | 0 | 0 | 0 | 0 | 0
Line10_11_12 | 0 | 0 | 0 | 0 | 0 | 0 | 0 | 0 | 0 | 0 | 0 | 0 | 0 | 0 | 0 | 0
Line11_12_13 | 0 | 0 | 0 | 0 | 0 | 0 | 0 | 0 | 0 | 0 | 0 | 0 | 0 | 0 | 0 | 0
Line12_13_15 | 0 | 0 | 0 | 0 | 0 | 0 | 0 | 0 | 0 | 0 | 0 | 0 | 0 | 0 | 0 | 0
Line13_13_14 | 0 | 0 | 0 | 0 | 0 | 0 | 0 | 0 | 0 | 0 | 0 | 0 | 0 | 0 | 0 | 0
Line14_15_16 | 0 | 0 | 0 | 0 | 0 | 0 | 0 | 0 | 0 | 0 | 0 | 0 | 0 | 0 | 0 | 0
Line15_16_17 | 0 | 0 | 0 | 0 | 0 | 0 | 0 | 0 | 0 | 0 | 0 | 0 | 0 | 0 | 0 | 0
Line16_4_18 | 0 | 0 | 0 | 0 | 0 | 0 | 0 | 0 | 0 | 0 | 0 | 0 | 0 | 0 | 0 | 0
Line17_5_19 | 0 | 0 | 0 | 0 | 0 | 0 | 0 | 0 | 0 | 0 | 0 | 0 | 0 | 0 | 0 | 0
Line1_1_3 | 0 | 0 | 0 | 0 | 0 | 0 | 0 | 0 | 0 | 0 | 0 | 0 | 0 | 0 | 0 | 0
Line2_1_4 | 0 | 0 | 0 | 0 | 0 | 0 | 0 | 0 | 0 | 0 | 0 | 0 | 0 | 0 | 0 | 0
Line3_1_5 | 0 | 0 | 0 | 0 | 0 | 0 | 0 | 0 | 0 | 0 | 0 | 0 | 0 | 0 | 0 | 0
Line4_2_6 | 0 | 0 | 0 | 0 | 0 | 0 | 0 | 0 | 0 | 0 | 0 | 0 | 0 | 0 | 0 | 0
Line5_6_7 | 0 | 0 | 0 | 0 | 0 | 0 | 0 | 0 | 0 | 0 | 0 | 0 | 0 | 0 | 0 | 0
Line6_7_8 | 0 | 0 | 0 | 0 | 0 | 0 | 0 | 0 | 0 | 0 | 0 | 0 | 0 | 0 | 0 | 0
Line7_8_9 | 0 | 0 | 0 | 0 | 0 | 0 | 0 | 0 | 0 | 0 | 0 | 0 | 0 | 0 | 0 | 0
Line8_8_10 | 0 | 0 | 0 | 0 | 0 | 0 | 0 | 0 | 0 | 0 | 0 | 0 | 0 | 0 | 0 | 0
Line9_3_11 | 0 | 0 | 0 | 0 | 0 | 0 | 0 | 0 | 0 | 0 | 0 | 0 | 0 | 0 | 0 | 0

## LLL_min_10
name | pf_ikss_from_ka | pf_ikss_to_ka | pf_ip_from_ka | pf_ip_to_ka | pf_skss_from_mw | pf_skss_to_mw | pf_p_from_mw | pf_p_to_mw | pf_q_from_mvar | pf_q_to_mvar | pf_ikss_from_degree | pf_ikss_to_degree | pf_vm_from_pu | pf_vm_to_pu | pf_va_from_degree | pf_va_to_degree
Line0_1_2 | 0 | 0 | 0 | 0 | 0 | 0 | 0 | 0 | 0 | 0 | 0 | 0 | 0 | 0 | 0 | 0
Line10_11_12 | 0 | 0 | 0 | 0 | 0 | 0 | 0 | 0 | 0 | 0 | 0 | 0 | 0 | 0 | 0 | 0
Line11_12_13 | 0 | 0 | 0 | 0 | 0 | 0 | 0 | 0 | 0 | 0 | 0 | 0 | 0 | 0 | 0 | 0
Line12_13_15 | 0 | 0 | 0 | 0 | 0 | 0 | 0 | 0 | 0 | 0 | 0 | 0 | 0 | 0 | 0 | 0
Line13_13_14 | 0 | 0 | 0 | 0 | 0 | 0 | 0 | 0 | 0 | 0 | 0 | 0 | 0 | 0 | 0 | 0
Line14_15_16 | 0 | 0 | 0 | 0 | 0 | 0 | 0 | 0 | 0 | 0 | 0 | 0 | 0 | 0 | 0 | 0
Line15_16_17 | 0 | 0 | 0 | 0 | 0 | 0 | 0 | 0 | 0 | 0 | 0 | 0 | 0 | 0 | 0 | 0
Line16_4_18 | 0 | 0 | 0 | 0 | 0 | 0 | 0 | 0 | 0 | 0 | 0 | 0 | 0 | 0 | 0 | 0
Line17_5_19 | 0 | 0 | 0 | 0 | 0 | 0 | 0 | 0 | 0 | 0 | 0 | 0 | 0 | 0 | 0 | 0
Line1_1_3 | 0 | 0 | 0 | 0 | 0 | 0 | 0 | 0 | 0 | 0 | 0 | 0 | 0 | 0 | 0 | 0
Line2_1_4 | 0 | 0 | 0 | 0 | 0 | 0 | 0 | 0 | 0 | 0 | 0 | 0 | 0 | 0 | 0 | 0
Line3_1_5 | 0 | 0 | 0 | 0 | 0 | 0 | 0 | 0 | 0 | 0 | 0 | 0 | 0 | 0 | 0 | 0
Line4_2_6 | 0 | 0 | 0 | 0 | 0 | 0 | 0 | 0 | 0 | 0 | 0 | 0 | 0 | 0 | 0 | 0
Line5_6_7 | 0 | 0 | 0 | 0 | 0 | 0 | 0 | 0 | 0 | 0 | 0 | 0 | 0 | 0 | 0 | 0
Line6_7_8 | 0 | 0 | 0 | 0 | 0 | 0 | 0 | 0 | 0 | 0 | 0 | 0 | 0 | 0 | 0 | 0
Line7_8_9 | 0 | 0 | 0 | 0 | 0 | 0 | 0 | 0 | 0 | 0 | 0 | 0 | 0 | 0 | 0 | 0
Line8_8_10 | 0 | 0 | 0 | 0 | 0 | 0 | 0 | 0 | 0 | 0 | 0 | 0 | 0 | 0 | 0 | 0
Line9_3_11 | 0 | 0 | 0 | 0 | 0 | 0 | 0 | 0 | 0 | 0 | 0 | 0 | 0 | 0 | 0 | 0

## LLL_min_fault_6
name | pf_ikss_from_ka | pf_ikss_to_ka | pf_ip_from_ka | pf_ip_to_ka | pf_skss_from_mw | pf_skss_to_mw | pf_p_from_mw | pf_p_to_mw | pf_q_from_mvar | pf_q_to_mvar | pf_ikss_from_degree | pf_ikss_to_degree | pf_vm_from_pu | pf_vm_to_pu | pf_va_from_degree | pf_va_to_degree
Line0_1_2 | 0 | 0 | 0 | 0 | 0 | 0 | 0 | 0 | 0 | 0 | 0 | 0 | 0.98644 | 0.98644 | -0.6327 | -0.6327
Line10_11_12 | 0 | 0 | 0 | 0 | 0 | 0 | 0 | 0 | 0 | 0 | 0 | 0 | 0.98644 | 0.98644 | -0.6327 | -0.6327
Line11_12_13 | 0 | 0 | 0 | 0 | 0 | 0 | 0 | 0 | 0 | 0 | 0 | 0 | 0.98644 | 0.98644 | -0.6327 | -0.6327
Line12_13_15 | 0 | 0 | 0 | 0 | 0 | 0 | 0 | 0 | 0 | 0 | 0 | 0 | 0.98644 | 0.98644 | -0.6327 | -0.6327
Line13_13_14 | 0 | 0 | 0 | 0 | 0 | 0 | 0 | 0 | 0 | 0 | 0 | 0 | 0.98644 | 0.98644 | -0.6327 | -0.6327
Line14_15_16 | 0 | 0 | 0 | 0 | 0 | 0 | 0 | 0 | 0 | 0 | 0 | 0 | 0.98644 | 0.98644 | -0.6327 | -0.6327
Line15_16_17 | 0 | 0 | 0 | 0 | 0 | 0 | 0 | 0 | 0 | 0 | 0 | 0 | 0.98644 | 0.98644 | -0.6327 | -0.6327
Line16_4_18 | 0 | 0 | 0 | 0 | 0 | 0 | 0 | 0 | 0 | 0 | 0 | 0 | 0.98644 | 0.98644 | -0.6327 | -0.6327
Line17_5_19 | 0 | 0 | 0 | 0 | 0 | 0 | 0 | 0 | 0 | 0 | 0 | 0 | 0.98644 | 0.98644 | -0.6327 | -0.6327
Line1_1_3 | 0 | 0 | 0 | 0 | 0 | 0 | 0 | 0 | 0 | 0 | 0 | 0 | 0.98644 | 0.98644 | -0.6327 | -0.6327
Line2_1_4 | 0 | 0 | 0 | 0 | 0 | 0 | 0 | 0 | 0 | 0 | 0 | 0 | 0.98644 | 0.98644 | -0.6327 | -0.6327
Line3_1_5 | 0 | 0 | 0 | 0 | 0 | 0 | 0 | 0 | 0 | 0 | 0 | 0 | 0.98644 | 0.98644 | -0.6327 | -0.6327
Line4_2_6 | 0 | 0 | 0 | 0 | 0 | 0 | 0 | 0 | 0 | 0 | 0 | 0 | 0.98644 | 0.98644 | -0.6327 | -0.6327
Line5_6_7 | 0 | 0 | 0 | 0 | 0 | 0 | 0 | 0 | 0 | 0 | 0 | 0 | 0.98644 | 0.98644 | -0.6327 | -0.6327
Line6_7_8 | 0 | 0 | 0 | 0 | 0 | 0 | 0 | 0 | 0 | 0 | 0 | 0 | 0.98644 | 0.98644 | -0.6327 | -0.6327
Line7_8_9 | 0 | 0 | 0 | 0 | 0 | 0 | 0 | 0 | 0 | 0 | 0 | 0 | 0.98644 | 0.98644 | -0.6327 | -0.6327
Line8_8_10 | 0 | 0 | 0 | 0 | 0 | 0 | 0 | 0 | 0 | 0 | 0 | 0 | 0.98644 | 0.98644 | -0.6327 | -0.6327
Line9_3_11 | 0 | 0 | 0 | 0 | 0 | 0 | 0 | 0 | 0 | 0 | 0 | 0 | 0.98644 | 0.98644 | -0.6327 | -0.6327

## LLL_min_fault_10
name | pf_ikss_from_ka | pf_ikss_to_ka | pf_ip_from_ka | pf_ip_to_ka | pf_skss_from_mw | pf_skss_to_mw | pf_p_from_mw | pf_p_to_mw | pf_q_from_mvar | pf_q_to_mvar | pf_ikss_from_degree | pf_ikss_to_degree | pf_vm_from_pu | pf_vm_to_pu | pf_va_from_degree | pf_va_to_degree
Line0_1_2 | 0 | 0 | 0 | 0 | 0 | 0 | 0 | 0 | 0 | 0 | 0 | 0 | 0.98644 | 0.98644 | -0.6327 | -0.6327
Line10_11_12 | 0 | 0 | 0 | 0 | 0 | 0 | 0 | 0 | 0 | 0 | 0 | 0 | 0.98644 | 0.98644 | -0.6327 | -0.6327
Line11_12_13 | 0 | 0 | 0 | 0 | 0 | 0 | 0 | 0 | 0 | 0 | 0 | 0 | 0.98644 | 0.98644 | -0.6327 | -0.6327
Line12_13_15 | 0 | 0 | 0 | 0 | 0 | 0 | 0 | 0 | 0 | 0 | 0 | 0 | 0.98644 | 0.98644 | -0.6327 | -0.6327
Line13_13_14 | 0 | 0 | 0 | 0 | 0 | 0 | 0 | 0 | 0 | 0 | 0 | 0 | 0.98644 | 0.98644 | -0.6327 | -0.6327
Line14_15_16 | 0 | 0 | 0 | 0 | 0 | 0 | 0 | 0 | 0 | 0 | 0 | 0 | 0.98644 | 0.98644 | -0.6327 | -0.6327
Line15_16_17 | 0 | 0 | 0 | 0 | 0 | 0 | 0 | 0 | 0 | 0 | 0 | 0 | 0.98644 | 0.98644 | -0.6327 | -0.6327
Line16_4_18 | 0 | 0 | 0 | 0 | 0 | 0 | 0 | 0 | 0 | 0 | 0 | 0 | 0.98644 | 0.98644 | -0.6327 | -0.6327
Line17_5_19 | 0 | 0 | 0 | 0 | 0 | 0 | 0 | 0 | 0 | 0 | 0 | 0 | 0.98644 | 0.98644 | -0.6327 | -0.6327
Line1_1_3 | 0 | 0 | 0 | 0 | 0 | 0 | 0 | 0 | 0 | 0 | 0 | 0 | 0.98644 | 0.98644 | -0.6327 | -0.6327
Line2_1_4 | 0 | 0 | 0 | 0 | 0 | 0 | 0 | 0 | 0 | 0 | 0 | 0 | 0.98644 | 0.98644 | -0.6327 | -0.6327
Line3_1_5 | 0 | 0 | 0 | 0 | 0 | 0 | 0 | 0 | 0 | 0 | 0 | 0 | 0.98644 | 0.98644 | -0.6327 | -0.6327
Line4_2_6 | 0 | 0 | 0 | 0 | 0 | 0 | 0 | 0 | 0 | 0 | 0 | 0 | 0.98644 | 0.98644 | -0.6327 | -0.6327
Line5_6_7 | 0 | 0 | 0 | 0 | 0 | 0 | 0 | 0 | 0 | 0 | 0 | 0 | 0.98644 | 0.98644 | -0.6327 | -0.6327
Line6_7_8 | 0 | 0 | 0 | 0 | 0 | 0 | 0 | 0 | 0 | 0 | 0 | 0 | 0.98644 | 0.98644 | -0.6327 | -0.6327
Line7_8_9 | 0 | 0 | 0 | 0 | 0 | 0 | 0 | 0 | 0 | 0 | 0 | 0 | 0.98644 | 0.98644 | -0.6327 | -0.6327
Line8_8_10 | 0 | 0 | 0 | 0 | 0 | 0 | 0 | 0 | 0 | 0 | 0 | 0 | 0.98644 | 0.98644 | -0.6327 | -0.6327
Line9_3_11 | 0 | 0 | 0 | 0 | 0 | 0 | 0 | 0 | 0 | 0 | 0 | 0 | 0.98644 | 0.98644 | -0.6327 | -0.6327

## LL_max_6
name | pf_ikss_a_from_ka | pf_ikss_b_from_ka | pf_ikss_c_from_ka | pf_ikss_a_to_ka | pf_ikss_b_to_ka | pf_ikss_c_to_ka | pf_skss_a_from_mw | pf_skss_b_from_mw | pf_skss_c_from_mw | pf_skss_a_to_mw | pf_skss_b_to_mw | pf_skss_c_to_mw | pf_p_a_from_mw | pf_p_b_from_mw | pf_p_c_from_mw | pf_p_a_to_mw | pf_p_b_to_mw | pf_p_c_to_mw | pf_q_a_from_mvar | pf_q_b_from_mvar | pf_q_c_from_mvar | pf_q_a_to_mvar | pf_q_b_to_mvar | pf_q_c_to_mvar | pf_ikss_a_from_degree | pf_ikss_b_from_degree | pf_ikss_c_from_degree | pf_ikss_a_to_degree | pf_ikss_b_to_degree | pf_ikss_c_to_degree | pf_vm_a_from_pu | pf_vm_b_from_pu | pf_vm_c_from_pu | pf_vm_a_to_pu | pf_vm_b_to_pu | pf_vm_c_to_pu | pf_va_a_from_degree | pf_va_b_from_degree | pf_va_c_from_degree | pf_va_a_to_degree | pf_va_b_to_degree | pf_va_c_to_degree
Line0_1_2 | 0.1732 | 0.1732 | 0.17321 | 0.1732 | 0.1732 | 0.17321 | 0.04 | 0.04 | 0.04 | 0.04 | 0.04 | 0.04 | -0.0046113 | -0.020293 | 0.017641 | 0.0049113 | 0.020593 | -0.017341 | -0.046566 | -0.011818 | -0.015611 | 0.047166 | 0.012418 | 0.016211 | 95.7105 | -24.2892 | -144.2894 | -84.2895 | 155.7108 | 35.7106 | 1.1699 | 0.58709 | 0.58891 | 1.1855 | 0.60119 | 0.59346 | 0.055132 | -174.0754 | 174.2039 | -0.23413 | -173.1997 | 172.6393
Line10_11_12 | 0.1732 | 0.1732 | 0.17321 | 0.1732 | 0.1732 | 0.17321 | 0.04 | 0.04 | 0.04 | 0.04 | 0.04 | 0.04 | -0.0052113 | -0.020893 | 0.017041 | 0.0055113 | 0.021193 | -0.016741 | -0.047766 | -0.013018 | -0.016811 | 0.048366 | 0.013618 | 0.017411 | 95.7105 | -24.2892 | -144.2894 | -84.2895 | 155.7108 | 35.7106 | 1.2012 | 0.61542 | 0.59844 | 1.217 | 0.62978 | 0.60384 | -0.51584 | -172.3643 | 171.0997 | -0.79027 | -171.5669 | 169.5865
Line11_12_13 | 0.1732 | 0.1732 | 0.17321 | 0.1732 | 0.1732 | 0.17321 | 0.04 | 0.04 | 0.04 | 0.04 | 0.04 | 0.04 | -0.0055113 | -0.021193 | 0.016741 | 0.0058113 | 0.021493 | -0.016441 | -0.048366 | -0.013618 | -0.017411 | 0.048966 | 0.014218 | 0.018011 | 95.7105 | -24.2892 | -144.2895 | -84.2895 | 155.7108 | 35.7105 | 1.217 | 0.62978 | 0.60384 | 1.2327 | 0.64425 | 0.60966 | -0.79027 | -171.5669 | 169.5865 | -1.0577 | -170.8051 | 168.1012
Line12_13_15 | 0 | 0 | 0 | 0 | 0 | 0 | 0 | 0 | 0 | 0 | 0 | 0 | 1.8026e-09 | -3.6073e-10 | -8.3786e-10 | -1.8026e-09 | 3.6074e-10 | 8.3786e-10 | 2.7534e-10 | 6.0415e-09 | -5.4908e-09 | -2.7534e-10 | -6.0415e-09 | 5.4908e-09 | 0 | 0 | 0 | 0 | 0 | 0 | 1.2327 | 0.64425 | 0.60966 | 1.2327 | 0.64425 | 0.60966 | -1.0577 | -170.8051 | 168.1012 | -1.0577 | -170.8051 | 168.1012
Line13_13_14 | 0.1732 | 0.1732 | 0.17321 | 0.1732 | 0.1732 | 0.17321 | 0.04 | 0.04 | 0.04 | 0.04 | 0.04 | 0.04 | -0.0058113 | -0.021493 | 0.016441 | 0.0061113 | 0.021793 | -0.016141 | -0.048966 | -0.014218 | -0.018011 | 0.049566 | 0.014818 | 0.018611 | 95.7105 | -24.2892 | -144.2895 | -84.2895 | 155.7108 | 35.7105 | 1.2327 | 0.64425 | 0.60966 | 1.2485 | 0.65884 | 0.61588 | -1.0577 | -170.8051 | 168.1012 | -1.3183 | -170.0769 | 166.6449
Line14_15_16 | 0 | 0 | 0 | 0 | 0 | 0 | 0 | 0 | 0 | 0 | 0 | 0 | 1.2018e-09 | -2.4049e-10 | -5.5857e-10 | -1.2018e-09 | 2.4049e-10 | 5.5857e-10 | 1.8356e-10 | 4.0277e-09 | -3.6606e-09 | -1.8356e-10 | -4.0277e-09 | 3.6606e-09 | 0 | 0 | 0 | 0 | 0 | 0 | 1.2327 | 0.64425 | 0.60966 | 1.2327 | 0.64425 | 0.60966 | -1.0577 | -170.8051 | 168.1012 | -1.0577 | -170.8051 | 168.1012
Line15_16_17 | 0 | 0 | 0 | 0 | 0 | 0 | 0 | 0 | 0 | 0 | 0 | 0 | 6.0088e-10 | -1.2024e-10 | -2.7929e-10 | -6.0088e-10 | 1.2025e-10 | 2.7929e-10 | 9.1779e-11 | 2.0138e-09 | -1.8303e-09 | -9.1779e-11 | -2.0138e-09 | 1.8303e-09 | 0 | 0 | 0 | 0 | 0 | 0 | 1.2327 | 0.64425 | 0.60966 | 1.2327 | 0.64425 | 0.60966 | -1.0577 | -170.8051 | 168.1012 | -1.0577 | -170.8051 | 168.1012
Line16_4_18 | 0 | 0 | 0 | 0 | 0 | 0 | 0 | 0 | 0 | 0 | 0 | 0 | 3.7185e-10 | -1.2729e-10 | -1.6115e-10 | -3.7185e-10 | 1.2729e-10 | 1.6115e-10 | 1.954e-11 | 1.9416e-09 | -1.9025e-09 | -1.954e-11 | -1.9416e-09 | 1.9025e-09 | 0 | 0 | 0 | 0 | 0 | 0 | 1.1855 | 0.60119 | 0.59346 | 1.1855 | 0.60119 | 0.59346 | -0.23413 | -173.1997 | 172.6393 | -0.23413 | -173.1997 | 172.6393
Line17_5_19 | 0.1732 | 0.1732 | 0.17321 | 0.1732 | 0.1732 | 0.17321 | 0.04 | 0.04 | 0.04 | 0.04 | 0.04 | 0.04 | -0.0049113 | -0.020593 | 0.017341 | 0.0052113 | 0.020893 | -0.017041 | -0.047166 | -0.012418 | -0.016211 | 0.047766 | 0.013018 | 0.016811 | 95.7105 | -24.2892 | -144.2895 | -84.2895 | 155.7108 | 35.7105 | 1.1855 | 0.60119 | 0.59346 | 1.2012 | 0.61542 | 0.59844 | -0.23413 | -173.1997 | 172.6393 | -0.51584 | -172.3643 | 171.0997
Line1_1_3 | 0.1732 | 0.1732 | 0.17321 | 0.1732 | 0.1732 | 0.17321 | 0.04 | 0.04 | 0.04 | 0.04 | 0.04 | 0.04 | -0.0046113 | -0.020293 | 0.017641 | 0.0049113 | 0.020593 | -0.017341 | -0.046566 | -0.011818 | -0.015611 | 0.047166 | 0.012418 | 0.016211 | 95.7105 | -24.2892 | -144.2894 | -84.2895 | 155.7108 | 35.7106 | 1.1699 | 0.58709 | 0.58891 | 1.1855 | 0.60119 | 0.59346 | 0.055132 | -174.0754 | 174.2039 | -0.23413 | -173.1997 | 172.6393
Line2_1_4 | 0.1732 | 0.1732 | 0.17321 | 0.1732 | 0.1732 | 0.17321 | 0.04 | 0.04 | 0.04 | 0.04 | 0.04 | 0.04 | -0.0046113 | -0.020293 | 0.017641 | 0.0049113 | 0.020593 | -0.017341 | -0.046566 | -0.011818 | -0.015611 | 0.047166 | 0.012418 | 0.016211 | 95.7105 | -24.2892 | -144.2895 | -84.2895 | 155.7108 | 35.7105 | 1.1699 | 0.58709 | 0.58891 | 1.1855 | 0.60119 | 0.59346 | 0.055132 | -174.0754 | 174.2039 | -0.23413 | -173.1997 | 172.6393
Line3_1_5 | 0.1732 | 0.1732 | 0.17321 | 0.1732 | 0.1732 | 0.17321 | 0.04 | 0.04 | 0.04 | 0.04 | 0.04 | 0.04 | -0.0046113 | -0.020293 | 0.017641 | 0.0049113 | 0.020593 | -0.017341 | -0.046566 | -0.011818 | -0.015611 | 0.047166 | 0.012418 | 0.016211 | 95.7105 | -24.2892 | -144.2895 | -84.2895 | 155.7108 | 35.7105 | 1.1699 | 0.58709 | 0.58891 | 1.1855 | 0.60119 | 0.59346 | 0.055132 | -174.0754 | 174.2039 | -0.23413 | -173.1997 | 172.6393
Line4_2_6 | 0.1732 | 0.1732 | 0.17321 | 0.1732 | 0.1732 | 0.17321 | 0.04 | 0.04 | 0.04 | 0.04 | 0.04 | 0.04 | -0.0049113 | -0.020593 | 0.017341 | 0.0052113 | 0.020893 | -0.017041 | -0.047166 | -0.012418 | -0.016211 | 0.047766 | 0.013018 | 0.016811 | 95.7105 | -24.2892 | -144.2895 | -84.2895 | 155.7108 | 35.7105 | 1.1855 | 0.60119 | 0.59346 | 1.2012 | 0.61542 | 0.59844 | -0.23413 | -173.1997 | 172.6393 | -0.51584 | -172.3643 | 171.0997
Line5_6_7 | 0.1732 | 0.1732 | 0.17321 | 0.1732 | 0.1732 | 0.17321 | 0.04 | 0.04 | 0.04 | 0.04 | 0.04 | 0.04 | -0.0052113 | -0.020893 | 0.017041 | 0.0055113 | 0.021193 | -0.016741 | -0.047766 | -0.013018 | -0.016811 | 0.048366 | 0.013618 | 0.017411 | 95.7105 | -24.2892 | -144.2895 | -84.2895 | 155.7108 | 35.7105 | 1.2012 | 0.61542 | 0.59844 | 1.217 | 0.62978 | 0.60384 | -0.51584 | -172.3643 | 171.0997 | -0.79027 | -171.5669 | 169.5865
Line6_7_8 | 0 | 0 | 0 | 0 | 0 | 0 | 0 | 0 | 0 | 0 | 0 | 0 | 1.5674e-09 | -3.7397e-10 | -7.2591e-10 | -1.5674e-09 | 3.7397e-10 | 7.2591e-10 | 2.031e-10 | 5.9693e-09 | -5.5631e-09 | -2.031e-10 | -5.9693e-09 | 5.5631e-09 | 0 | 0 | 0 | 0 | 0 | 0 | 1.217 | 0.62978 | 0.60384 | 1.217 | 0.62978 | 0.60384 | -0.79027 | -171.5669 | 169.5865 | -0.79027 | -171.5669 | 169.5865
Line7_8_9 | 0 | 0 | 0 | 0 | 0 | 0 | 0 | 0 | 0 | 0 | 0 | 0 | 5.2247e-10 | -1.2466e-10 | -2.4197e-10 | -5.2247e-10 | 1.2466e-10 | 2.4197e-10 | 6.7699e-11 | 1.9898e-09 | -1.8544e-09 | -6.77e-11 | -1.9898e-09 | 1.8544e-09 | 0 | 0 | 0 | 0 | 0 | 0 | 1.217 | 0.62978 | 0.60384 | 1.217 | 0.62978 | 0.60384 | -0.79027 | -171.5669 | 169.5865 | -0.79027 | -171.5669 | 169.5865
Line8_8_10 | 0 | 0 | 0 | 0 | 0 | 0 | 0 | 0 | 0 | 0 | 0 | 0 | 5.2247e-10 | -1.2466e-10 | -2.4197e-10 | -5.2247e-10 | 1.2466e-10 | 2.4197e-10 | 6.77e-11 | 1.9898e-09 | -1.8544e-09 | -6.77e-11 | -1.9898e-09 | 1.8544e-09 | 0 | 0 | 0 | 0 | 0 | 0 | 1.217 | 0.62978 | 0.60384 | 1.217 | 0.62978 | 0.60384 | -0.79027 | -171.5669 | 169.5865 | -0.79027 | -171.5669 | 169.5865
Line9_3_11 | 0.1732 | 0.1732 | 0.17321 | 0.1732 | 0.1732 | 0.17321 | 0.04 | 0.04 | 0.04 | 0.04 | 0.04 | 0.04 | -0.0049113 | -0.020593 | 0.017341 | 0.0052113 | 0.020893 | -0.017041 | -0.047166 | -0.012418 | -0.016211 | 0.047766 | 0.013018 | 0.016811 | 95.7105 | -24.2892 | -144.2894 | -84.2895 | 155.7108 | 35.7106 | 1.1855 | 0.60119 | 0.59346 | 1.2012 | 0.61542 | 0.59844 | -0.23413 | -173.1997 | 172.6393 | -0.51584 | -172.3643 | 171.0997

## LL_max_10
name | pf_ikss_a_from_ka | pf_ikss_b_from_ka | pf_ikss_c_from_ka | pf_ikss_a_to_ka | pf_ikss_b_to_ka | pf_ikss_c_to_ka | pf_skss_a_from_mw | pf_skss_b_from_mw | pf_skss_c_from_mw | pf_skss_a_to_mw | pf_skss_b_to_mw | pf_skss_c_to_mw | pf_p_a_from_mw | pf_p_b_from_mw | pf_p_c_from_mw | pf_p_a_to_mw | pf_p_b_to_mw | pf_p_c_to_mw | pf_q_a_from_mvar | pf_q_b_from_mvar | pf_q_c_from_mvar | pf_q_a_to_mvar | pf_q_b_to_mvar | pf_q_c_to_mvar | pf_ikss_a_from_degree | pf_ikss_b_from_degree | pf_ikss_c_from_degree | pf_ikss_a_to_degree | pf_ikss_b_to_degree | pf_ikss_c_to_degree | pf_vm_a_from_pu | pf_vm_b_from_pu | pf_vm_c_from_pu | pf_vm_a_to_pu | pf_vm_b_to_pu | pf_vm_c_to_pu | pf_va_a_from_degree | pf_va_b_from_degree | pf_va_c_from_degree | pf_va_a_to_degree | pf_va_b_to_degree | pf_va_c_to_degree
Line0_1_2 | 0.1732 | 0.1732 | 0.17321 | 0.1732 | 0.1732 | 0.17321 | 0.04 | 0.04 | 0.04 | 0.04 | 0.04 | 0.04 | -0.0046223 | -0.020304 | 0.01763 | 0.0049223 | 0.020604 | -0.01733 | -0.046698 | -0.011949 | -0.015743 | 0.047298 | 0.012549 | 0.016343 | 95.7105 | -24.2892 | -144.2894 | -84.2895 | 155.7108 | 35.7106 | 1.1732 | 0.58899 | 0.59089 | 1.1888 | 0.60313 | 0.59551 | 0.057595 | -173.8123 | 173.9473 | -0.2309 | -172.9455 | 172.39
Line10_11_12 | 0.1732 | 0.1732 | 0.17321 | 0.1732 | 0.1732 | 0.17321 | 0.04 | 0.04 | 0.04 | 0.04 | 0.04 | 0.04 | -0.0052223 | -0.020904 | 0.01703 | 0.0055223 | 0.021204 | -0.01673 | -0.047898 | -0.013149 | -0.016943 | 0.048498 | 0.013749 | 0.017543 | 95.7105 | -24.2892 | -144.2894 | -84.2895 | 155.7108 | 35.7106 | 1.2045 | 0.6174 | 0.60056 | 1.2203 | 0.63179 | 0.60603 | -0.51188 | -172.1187 | 170.8578 | -0.78561 | -171.3293 | 169.3521
Line11_12_13 | 0.1732 | 0.1732 | 0.17321 | 0.1732 | 0.1732 | 0.17321 | 0.04 | 0.04 | 0.04 | 0.04 | 0.04 | 0.04 | -0.0055223 | -0.021204 | 0.01673 | 0.0058223 | 0.021504 | -0.01643 | -0.048498 | -0.013749 | -0.017543 | 0.049098 | 0.014349 | 0.018143 | 95.7105 | -24.2892 | -144.2895 | -84.2895 | 155.7108 | 35.7105 | 1.2203 | 0.63179 | 0.60603 | 1.236 | 0.6463 | 0.61191 | -0.78561 | -171.3293 | 169.3521 | -1.0524 | -170.5753 | 167.8745
Line12_13_15 | 0 | 0 | 0 | 0 | 0 | 0 | 0 | 0 | 0 | 0 | 0 | 0 | 1.8523e-09 | -3.7158e-10 | -8.4758e-10 | -1.8523e-09 | 3.7158e-10 | 8.4758e-10 | 2.7469e-10 | 6.0408e-09 | -5.4915e-09 | -2.7469e-10 | -6.0408e-09 | 5.4915e-09 | 0 | 0 | 0 | 0 | 0 | 0 | 1.236 | 0.6463 | 0.61191 | 1.236 | 0.6463 | 0.61191 | -1.0524 | -170.5753 | 167.8745 | -1.0524 | -170.5753 | 167.8745
Line13_13_14 | 0.1732 | 0.1732 | 0.17321 | 0.1732 | 0.1732 | 0.17321 | 0.04 | 0.04 | 0.04 | 0.04 | 0.04 | 0.04 | -0.0058223 | -0.021504 | 0.01643 | 0.0061223 | 0.021804 | -0.01613 | -0.049098 | -0.014349 | -0.018143 | 0.049698 | 0.014949 | 0.018743 | 95.7105 | -24.2892 | -144.2895 | -84.2895 | 155.7108 | 35.7105 | 1.236 | 0.6463 | 0.61191 | 1.2518 | 0.66092 | 0.61819 | -1.0524 | -170.5753 | 167.8745 | -1.3124 | -169.8545 | 166.4259
Line14_15_16 | 0 | 0 | 0 | 0 | 0 | 0 | 0 | 0 | 0 | 0 | 0 | 0 | 1.2349e-09 | -2.4772e-10 | -5.6505e-10 | -1.2349e-09 | 2.4772e-10 | 5.6505e-10 | 1.8313e-10 | 4.0272e-09 | -3.661e-09 | -1.8313e-10 | -4.0272e-09 | 3.661e-09 | 0 | 0 | 0 | 0 | 0 | 0 | 1.236 | 0.6463 | 0.61191 | 1.236 | 0.6463 | 0.61191 | -1.0524 | -170.5753 | 167.8745 | -1.0524 | -170.5753 | 167.8745
Line15_16_17 | 0 | 0 | 0 | 0 | 0 | 0 | 0 | 0 | 0 | 0 | 0 | 0 | 6.1743e-10 | -1.2386e-10 | -2.8253e-10 | -6.1743e-10 | 1.2386e-10 | 2.8253e-10 | 9.1563e-11 | 2.0136e-09 | -1.8305e-09 | -9.1563e-11 | -2.0136e-09 | 1.8305e-09 | 0 | 0 | 0 | 0 | 0 | 0 | 1.236 | 0.6463 | 0.61191 | 1.236 | 0.6463 | 0.61191 | -1.0524 | -170.5753 | 167.8745 | -1.0524 | -170.5753 | 167.8745
Line16_4_18 | 0 | 0 | 0 | 0 | 0 | 0 | 0 | 0 | 0 | 0 | 0 | 0 | 3.8727e-10 | -1.3203e-10 | -1.6552e-10 | -3.8727e-10 | 1.3203e-10 | 1.6552e-10 | 1.9323e-11 | 1.9414e-09 | -1.9027e-09 | -1.9323e-11 | -1.9414e-09 | 1.9027e-09 | 0 | 0 | 0 | 0 | 0 | 0 | 1.1888 | 0.60313 | 0.59551 | 1.1888 | 0.60313 | 0.59551 | -0.2309 | -172.9455 | 172.39 | -0.2309 | -172.9455 | 172.39
Line17_5_19 | 0.1732 | 0.1732 | 0.17321 | 0.1732 | 0.1732 | 0.17321 | 0.04 | 0.04 | 0.04 | 0.04 | 0.04 | 0.04 | -0.0049223 | -0.020604 | 0.01733 | 0.0052223 | 0.020904 | -0.01703 | -0.047298 | -0.012549 | -0.016343 | 0.047898 | 0.013149 | 0.016943 | 95.7105 | -24.2892 | -144.2895 | -84.2895 | 155.7108 | 35.7105 | 1.1888 | 0.60313 | 0.59551 | 1.2045 | 0.6174 | 0.60056 | -0.2309 | -172.9455 | 172.39 | -0.51188 | -172.1187 | 170.8578
Line1_1_3 | 0.1732 | 0.1732 | 0.17321 | 0.1732 | 0.1732 | 0.17321 | 0.04 | 0.04 | 0.04 | 0.04 | 0.04 | 0.04 | -0.0046223 | -0.020304 | 0.01763 | 0.0049223 | 0.020604 | -0.01733 | -0.046698 | -0.011949 | -0.015743 | 0.047298 | 0.012549 | 0.016343 | 95.7105 | -24.2892 | -144.2894 | -84.2895 | 155.7108 | 35.7106 | 1.1732 | 0.58899 | 0.59089 | 1.1888 | 0.60313 | 0.59551 | 0.057595 | -173.8123 | 173.9473 | -0.2309 | -172.9455 | 172.39
Line2_1_4 | 0.1732 | 0.1732 | 0.17321 | 0.1732 | 0.1732 | 0.17321 | 0.04 | 0.04 | 0.04 | 0.04 | 0.04 | 0.04 | -0.0046223 | -0.020304 | 0.01763 | 0.0049223 | 0.020604 | -0.01733 | -0.046698 | -0.011949 | -0.015743 | 0.047298 | 0.012549 | 0.016343 | 95.7105 | -24.2892 | -144.2895 | -84.2895 | 155.7108 | 35.7105 | 1.1732 | 0.58899 | 0.59089 | 1.1888 | 0.60313 | 0.59551 | 0.057595 | -173.8123 | 173.9473 | -0.2309 | -172.9455 | 172.39
Line3_1_5 | 0.1732 | 0.1732 | 0.17321 | 0.1732 | 0.1732 | 0.17321 | 0.04 | 0.04 | 0.04 | 0.04 | 0.04 | 0.04 | -0.0046223 | -0.020304 | 0.01763 | 0.0049223 | 0.020604 | -0.01733 | -0.046698 | -0.011949 | -0.015743 | 0.047298 | 0.012549 | 0.016343 | 95.7105 | -24.2892 | -144.2895 | -84.2895 | 155.7108 | 35.7105 | 1.1732 | 0.58899 | 0.59089 | 1.1888 | 0.60313 | 0.59551 | 0.057595 | -173.8123 | 173.9473 | -0.2309 | -172.9455 | 172.39
Line4_2_6 | 0.1732 | 0.1732 | 0.17321 | 0.1732 | 0.1732 | 0.17321 | 0.04 | 0.04 | 0.04 | 0.04 | 0.04 | 0.04 | -0.0049223 | -0.020604 | 0.01733 | 0.0052223 | 0.020904 | -0.01703 | -0.047298 | -0.012549 | -0.016343 | 0.047898 | 0.013149 | 0.016943 | 95.7105 | -24.2892 | -144.2895 | -84.2895 | 155.7108 | 35.7105 | 1.1888 | 0.60313 | 0.59551 | 1.2045 | 0.6174 | 0.60056 | -0.2309 | -172.9455 | 172.39 | -0.51188 | -172.1187 | 170.8578
Line5_6_7 | 0.1732 | 0.1732 | 0.17321 | 0.1732 | 0.1732 | 0.17321 | 0.04 | 0.04 | 0.04 | 0.04 | 0.04 | 0.04 | -0.0052223 | -0.020904 | 0.01703 | 0.0055223 | 0.021204 | -0.01673 | -0.047898 | -0.013149 | -0.016943 | 0.048498 | 0.013749 | 0.017543 | 95.7105 | -24.2892 | -144.2895 | -84.2895 | 155.7108 | 35.7105 | 1.2045 | 0.6174 | 0.60056 | 1.2203 | 0.63179 | 0.60603 | -0.51188 | -172.1187 | 170.8578 | -0.78561 | -171.3293 | 169.3521
Line6_7_8 | 0 | 0 | 0 | 0 | 0 | 0 | 0 | 0 | 0 | 0 | 0 | 0 | 1.616e-09 | -3.8594e-10 | -7.3676e-10 | -1.616e-09 | 3.8594e-10 | 7.3676e-10 | 2.0245e-10 | 5.9686e-09 | -5.5637e-09 | -2.0245e-10 | -5.9686e-09 | 5.5637e-09 | 0 | 0 | 0 | 0 | 0 | 0 | 1.2203 | 0.63179 | 0.60603 | 1.2203 | 0.63179 | 0.60603 | -0.78561 | -171.3293 | 169.3521 | -0.78561 | -171.3293 | 169.3521
Line7_8_9 | 0 | 0 | 0 | 0 | 0 | 0 | 0 | 0 | 0 | 0 | 0 | 0 | 5.3865e-10 | -1.2865e-10 | -2.4559e-10 | -5.3865e-10 | 1.2865e-10 | 2.4559e-10 | 6.7484e-11 | 1.9895e-09 | -1.8546e-09 | -6.7484e-11 | -1.9895e-09 | 1.8546e-09 | 0 | 0 | 0 | 0 | 0 | 0 | 1.2203 | 0.63179 | 0.60603 | 1.2203 | 0.63179 | 0.60603 | -0.78561 | -171.3293 | 169.3521 | -0.78561 | -171.3293 | 169.3521
Line8_8_10 | 0 | 0 | 0 | 0 | 0 | 0 | 0 | 0 | 0 | 0 | 0 | 0 | 5.3865e-10 | -1.2865e-10 | -2.4559e-10 | -5.3865e-10 | 1.2865e-10 | 2.4559e-10 | 6.7483e-11 | 1.9895e-09 | -1.8546e-09 | -6.7483e-11 | -1.9895e-09 | 1.8546e-09 | 0 | 0 | 0 | 0 | 0 | 0 | 1.2203 | 0.63179 | 0.60603 | 1.2203 | 0.63179 | 0.60603 | -0.78561 | -171.3293 | 169.3521 | -0.78561 | -171.3293 | 169.3521
Line9_3_11 | 0.1732 | 0.1732 | 0.17321 | 0.1732 | 0.1732 | 0.17321 | 0.04 | 0.04 | 0.04 | 0.04 | 0.04 | 0.04 | -0.0049223 | -0.020604 | 0.01733 | 0.0052223 | 0.020904 | -0.01703 | -0.047298 | -0.012549 | -0.016343 | 0.047898 | 0.013149 | 0.016943 | 95.7105 | -24.2892 | -144.2894 | -84.2895 | 155.7108 | 35.7106 | 1.1888 | 0.60313 | 0.59551 | 1.2045 | 0.6174 | 0.60056 | -0.2309 | -172.9455 | 172.39 | -0.51188 | -172.1187 | 170.8578

## LL_max_fault_6
name | pf_ikss_a_from_ka | pf_ikss_b_from_ka | pf_ikss_c_from_ka | pf_ikss_a_to_ka | pf_ikss_b_to_ka | pf_ikss_c_to_ka | pf_skss_a_from_mw | pf_skss_b_from_mw | pf_skss_c_from_mw | pf_skss_a_to_mw | pf_skss_b_to_mw | pf_skss_c_to_mw | pf_p_a_from_mw | pf_p_b_from_mw | pf_p_c_from_mw | pf_p_a_to_mw | pf_p_b_to_mw | pf_p_c_to_mw | pf_q_a_from_mvar | pf_q_b_from_mvar | pf_q_c_from_mvar | pf_q_a_to_mvar | pf_q_b_to_mvar | pf_q_c_to_mvar | pf_ikss_a_from_degree | pf_ikss_b_from_degree | pf_ikss_c_from_degree | pf_ikss_a_to_degree | pf_ikss_b_to_degree | pf_ikss_c_to_degree | pf_vm_a_from_pu | pf_vm_b_from_pu | pf_vm_c_from_pu | pf_vm_a_to_pu | pf_vm_b_to_pu | pf_vm_c_to_pu | pf_va_a_from_degree | pf_va_b_from_degree | pf_va_c_from_degree | pf_va_a_to_degree | pf_va_b_to_degree | pf_va_c_to_degree
Line0_1_2 | 0.1732 | 0.1732 | 0.17321 | 0.1732 | 0.1732 | 0.17321 | 0.04 | 0.04 | 0.04 | 0.04 | 0.04 | 0.04 | -0.0046114 | -0.0056383 | -0.0046614 | 0.0049114 | 0.0059383 | 0.0049614 | -0.046566 | -0.046031 | -0.045409 | 0.047166 | 0.046631 | 0.046009 | 95.7106 | -24.2894 | -144.2894 | -84.2894 | 155.7106 | 35.7106 | 1.1699 | 1.1594 | 1.1412 | 1.1855 | 1.1752 | 1.1569 | 0.055139 | -121.2727 | 119.8495 | -0.23413 | -121.5468 | 119.5559
Line10_11_12 | 0.1732 | 0.1732 | 0.17321 | 0.1732 | 0.1732 | 0.17321 | 0.04 | 0.04 | 0.04 | 0.04 | 0.04 | 0.04 | -0.0052114 | -0.0062383 | -0.0052614 | 0.0055114 | 0.0065383 | 0.0055614 | -0.047766 | -0.047231 | -0.046609 | 0.048366 | 0.047831 | 0.047209 | 95.7106 | -24.2894 | -144.2894 | -84.2894 | 155.7106 | 35.7106 | 1.2012 | 1.191 | 1.1726 | 1.217 | 1.2069 | 1.1884 | -0.51583 | -121.8135 | 119.2701 | -0.79026 | -122.0733 | 118.9919
Line11_12_13 | 0.1732 | 0.1732 | 0.17321 | 0.1732 | 0.1732 | 0.17321 | 0.04 | 0.04 | 0.04 | 0.04 | 0.04 | 0.04 | -0.0055114 | -0.0065383 | -0.0055614 | 0.0058114 | 0.0068383 | 0.0058614 | -0.048366 | -0.047831 | -0.047209 | 0.048966 | 0.048431 | 0.047809 | 95.7106 | -24.2894 | -144.2894 | -84.2894 | 155.7106 | 35.7106 | 1.217 | 1.2069 | 1.1884 | 1.2327 | 1.2228 | 1.2042 | -0.79026 | -122.0733 | 118.9919 | -1.0577 | -122.3263 | 118.721
Line12_13_15 | 0 | 0 | 0 | 0 | 0 | 0 | 0 | 0 | 0 | 0 | 0 | 0 | 1.8026e-09 | 1.6638e-09 | 1.3836e-09 | -1.8026e-09 | -1.6638e-09 | -1.3836e-09 | 2.7534e-10 | 6.0056e-10 | 3.2522e-10 | -2.7534e-10 | -6.0056e-10 | -3.2522e-10 | 0 | 0 | 0 | 0 | 0 | 0 | 1.2327 | 1.2228 | 1.2042 | 1.2327 | 1.2228 | 1.2042 | -1.0577 | -122.3263 | 118.721 | -1.0577 | -122.3263 | 118.721
Line13_13_14 | 0.1732 | 0.1732 | 0.17321 | 0.1732 | 0.1732 | 0.17321 | 0.04 | 0.04 | 0.04 | 0.04 | 0.04 | 0.04 | -0.0058114 | -0.0068383 | -0.0058614 | 0.0061114 | 0.0071383 | 0.0061614 | -0.048966 | -0.048431 | -0.047809 | 0.049566 | 0.049031 | 0.048409 | 95.7106 | -24.2894 | -144.2894 | -84.2894 | 155.7106 | 35.7106 | 1.2327 | 1.2228 | 1.2042 | 1.2485 | 1.2387 | 1.22 | -1.0577 | -122.3263 | 118.721 | -1.3183 | -122.5728 | 118.4571
Line14_15_16 | 0 | 0 | 0 | 0 | 0 | 0 | 0 | 0 | 0 | 0 | 0 | 0 | 1.2018e-09 | 1.1092e-09 | 9.2243e-10 | -1.2018e-09 | -1.1092e-09 | -9.2243e-10 | 1.8356e-10 | 4.0037e-10 | 2.1681e-10 | -1.8356e-10 | -4.0037e-10 | -2.1681e-10 | 0 | 0 | 0 | 0 | 0 | 0 | 1.2327 | 1.2228 | 1.2042 | 1.2327 | 1.2228 | 1.2042 | -1.0577 | -122.3263 | 118.721 | -1.0577 | -122.3263 | 118.721
Line15_16_17 | 0 | 0 | 0 | 0 | 0 | 0 | 0 | 0 | 0 | 0 | 0 | 0 | 6.0088e-10 | 5.546e-10 | 4.6122e-10 | -6.0088e-10 | -5.546e-10 | -4.6122e-10 | 9.1779e-11 | 2.0019e-10 | 1.0841e-10 | -9.1779e-11 | -2.0019e-10 | -1.0841e-10 | 0 | 0 | 0 | 0 | 0 | 0 | 1.2327 | 1.2228 | 1.2042 | 1.2327 | 1.2228 | 1.2042 | -1.0577 | -122.3263 | 118.721 | -1.0577 | -122.3263 | 118.721
Line16_4_18 | 0 | 0 | 0 | 0 | 0 | 0 | 0 | 0 | 0 | 0 | 0 | 0 | 3.7185e-10 | 3.2574e-10 | 2.4152e-10 | -3.7185e-10 | -3.2574e-10 | -2.4152e-10 | 1.9539e-11 | 1.2795e-10 | 3.6168e-11 | -1.9539e-11 | -1.2795e-10 | -3.6168e-11 | 0 | 0 | 0 | 0 | 0 | 0 | 1.1855 | 1.1752 | 1.1569 | 1.1855 | 1.1752 | 1.1569 | -0.23413 | -121.5468 | 119.5559 | -0.23413 | -121.5468 | 119.5559
Line17_5_19 | 0.1732 | 0.1732 | 0.17321 | 0.1732 | 0.1732 | 0.17321 | 0.04 | 0.04 | 0.04 | 0.04 | 0.04 | 0.04 | -0.0049114 | -0.0059383 | -0.0049614 | 0.0052114 | 0.0062383 | 0.0052614 | -0.047166 | -0.046631 | -0.046009 | 0.047766 | 0.047231 | 0.046609 | 95.7106 | -24.2894 | -144.2894 | -84.2894 | 155.7106 | 35.7106 | 1.1855 | 1.1752 | 1.1569 | 1.2012 | 1.191 | 1.1726 | -0.23413 | -121.5468 | 119.5559 | -0.51583 | -121.8135 | 119.2701
Line1_1_3 | 0.1732 | 0.1732 | 0.17321 | 0.1732 | 0.1732 | 0.17321 | 0.04 | 0.04 | 0.04 | 0.04 | 0.04 | 0.04 | -0.0046114 | -0.0056383 | -0.0046614 | 0.0049114 | 0.0059383 | 0.0049614 | -0.046566 | -0.046031 | -0.045409 | 0.047166 | 0.046631 | 0.046009 | 95.7106 | -24.2894 | -144.2894 | -84.2894 | 155.7106 | 35.7106 | 1.1699 | 1.1594 | 1.1412 | 1.1855 | 1.1752 | 1.1569 | 0.055139 | -121.2727 | 119.8495 | -0.23413 | -121.5468 | 119.5559
Line2_1_4 | 0.1732 | 0.1732 | 0.17321 | 0.1732 | 0.1732 | 0.17321 | 0.04 | 0.04 | 0.04 | 0.04 | 0.04 | 0.04 | -0.0046114 | -0.0056383 | -0.0046614 | 0.0049114 | 0.0059383 | 0.0049614 | -0.046566 | -0.046031 | -0.045409 | 0.047166 | 0.046631 | 0.046009 | 95.7106 | -24.2894 | -144.2894 | -84.2894 | 155.7106 | 35.7106 | 1.1699 | 1.1594 | 1.1412 | 1.1855 | 1.1752 | 1.1569 | 0.055139 | -121.2727 | 119.8495 | -0.23413 | -121.5468 | 119.5559
Line3_1_5 | 0.1732 | 0.1732 | 0.17321 | 0.1732 | 0.1732 | 0.17321 | 0.04 | 0.04 | 0.04 | 0.04 | 0.04 | 0.04 | -0.0046114 | -0.0056383 | -0.0046614 | 0.0049114 | 0.0059383 | 0.0049614 | -0.046566 | -0.046031 | -0.045409 | 0.047166 | 0.046631 | 0.046009 | 95.7106 | -24.2894 | -144.2894 | -84.2894 | 155.7106 | 35.7106 | 1.1699 | 1.1594 | 1.1412 | 1.1855 | 1.1752 | 1.1569 | 0.055139 | -121.2727 | 119.8495 | -0.23413 | -121.5468 | 119.5559
Line4_2_6 | 0.1732 | 0.1732 | 0.17321 | 0.1732 | 0.1732 | 0.17321 | 0.04 | 0.04 | 0.04 | 0.04 | 0.04 | 0.04 | -0.0049114 | -0.0059383 | -0.0049614 | 0.0052114 | 0.0062383 | 0.0052614 | -0.047166 | -0.046631 | -0.046009 | 0.047766 | 0.047231 | 0.046609 | 95.7106 | -24.2894 | -144.2894 | -84.2894 | 155.7106 | 35.7106 | 1.1855 | 1.1752 | 1.1569 | 1.2012 | 1.191 | 1.1726 | -0.23413 | -121.5468 | 119.5559 | -0.51583 | -121.8135 | 119.2701
Line5_6_7 | 0.1732 | 0.1732 | 0.17321 | 0.1732 | 0.1732 | 0.17321 | 0.04 | 0.04 | 0.04 | 0.04 | 0.04 | 0.04 | -0.0052114 | -0.0062383 | -0.0052614 | 0.0055114 | 0.0065383 | 0.0055614 | -0.047766 | -0.047231 | -0.046609 | 0.048366 | 0.047831 | 0.047209 | 95.7106 | -24.2894 | -144.2894 | -84.2894 | 155.7106 | 35.7106 | 1.2012 | 1.191 | 1.1726 | 1.217 | 1.2069 | 1.1884 | -0.51583 | -121.8135 | 119.2701 | -0.79026 | -122.0733 | 118.9919
Line6_7_8 | 0 | 0 | 0 | 0 | 0 | 0 | 0 | 0 | 0 | 0 | 0 | 0 | 1.5674e-09 | 1.4288e-09 | 1.1578e-09 | -1.5674e-09 | -1.4288e-09 | -1.1578e-09 | 2.031e-10 | 5.2832e-10 | 2.5298e-10 | -2.031e-10 | -5.2832e-10 | -2.5298e-10 | 0 | 0 | 0 | 0 | 0 | 0 | 1.217 | 1.2069 | 1.1884 | 1.217 | 1.2069 | 1.1884 | -0.79026 | -122.0733 | 118.9919 | -0.79026 | -122.0733 | 118.9919
Line7_8_9 | 0 | 0 | 0 | 0 | 0 | 0 | 0 | 0 | 0 | 0 | 0 | 0 | 5.2248e-10 | 4.7625e-10 | 3.8592e-10 | -5.2248e-10 | -4.7625e-10 | -3.8592e-10 | 6.7699e-11 | 1.7611e-10 | 8.4327e-11 | -6.7699e-11 | -1.7611e-10 | -8.4327e-11 | 0 | 0 | 0 | 0 | 0 | 0 | 1.217 | 1.2069 | 1.1884 | 1.217 | 1.2069 | 1.1884 | -0.79026 | -122.0733 | 118.9919 | -0.79026 | -122.0733 | 118.9919
Line8_8_10 | 0 | 0 | 0 | 0 | 0 | 0 | 0 | 0 | 0 | 0 | 0 | 0 | 5.2248e-10 | 4.7625e-10 | 3.8592e-10 | -5.2248e-10 | -4.7625e-10 | -3.8592e-10 | 6.7699e-11 | 1.7611e-10 | 8.4327e-11 | -6.7699e-11 | -1.7611e-10 | -8.4327e-11 | 0 | 0 | 0 | 0 | 0 | 0 | 1.217 | 1.2069 | 1.1884 | 1.217 | 1.2069 | 1.1884 | -0.79026 | -122.0733 | 118.9919 | -0.79026 | -122.0733 | 118.9919
Line9_3_11 | 0.1732 | 0.1732 | 0.17321 | 0.1732 | 0.1732 | 0.17321 | 0.04 | 0.04 | 0.04 | 0.04 | 0.04 | 0.04 | -0.0049114 | -0.0059383 | -0.0049614 | 0.0052114 | 0.0062383 | 0.0052614 | -0.047166 | -0.046631 | -0.046009 | 0.047766 | 0.047231 | 0.046609 | 95.7106 | -24.2894 | -144.2894 | -84.2894 | 155.7106 | 35.7106 | 1.1855 | 1.1752 | 1.1569 | 1.2012 | 1.191 | 1.1726 | -0.23413 | -121.5468 | 119.5559 | -0.51583 | -121.8135 | 119.2701

## LL_max_fault_10
name | pf_ikss_a_from_ka | pf_ikss_b_from_ka | pf_ikss_c_from_ka | pf_ikss_a_to_ka | pf_ikss_b_to_ka | pf_ikss_c_to_ka | pf_skss_a_from_mw | pf_skss_b_from_mw | pf_skss_c_from_mw | pf_skss_a_to_mw | pf_skss_b_to_mw | pf_skss_c_to_mw | pf_p_a_from_mw | pf_p_b_from_mw | pf_p_c_from_mw | pf_p_a_to_mw | pf_p_b_to_mw | pf_p_c_to_mw | pf_q_a_from_mvar | pf_q_b_from_mvar | pf_q_c_from_mvar | pf_q_a_to_mvar | pf_q_b_to_mvar | pf_q_c_to_mvar | pf_ikss_a_from_degree | pf_ikss_b_from_degree | pf_ikss_c_from_degree | pf_ikss_a_to_degree | pf_ikss_b_to_degree | pf_ikss_c_to_degree | pf_vm_a_from_pu | pf_vm_b_from_pu | pf_vm_c_from_pu | pf_vm_a_to_pu | pf_vm_b_to_pu | pf_vm_c_to_pu | pf_va_a_from_degree | pf_va_b_from_degree | pf_va_c_from_degree | pf_va_a_to_degree | pf_va_b_to_degree | pf_va_c_to_degree
Line0_1_2 | 0.1732 | 0.1732 | 0.17321 | 0.1732 | 0.1732 | 0.17321 | 0.04 | 0.04 | 0.04 | 0.04 | 0.04 | 0.04 | -0.0046224 | -0.0056493 | -0.0046724 | 0.0049224 | 0.0059493 | 0.0049724 | -0.046698 | -0.046163 | -0.045541 | 0.047298 | 0.046763 | 0.046141 | 95.7106 | -24.2894 | -144.2894 | -84.2894 | 155.7106 | 35.7106 | 1.1732 | 1.1627 | 1.1445 | 1.1888 | 1.1785 | 1.1602 | 0.057602 | -121.2665 | 119.8526 | -0.23089 | -121.5398 | 119.5598
Line10_11_12 | 0.1732 | 0.1732 | 0.17321 | 0.1732 | 0.1732 | 0.17321 | 0.04 | 0.04 | 0.04 | 0.04 | 0.04 | 0.04 | -0.0052224 | -0.0062493 | -0.0052724 | 0.0055224 | 0.0065493 | 0.0055724 | -0.047898 | -0.047363 | -0.046741 | 0.048498 | 0.047963 | 0.047341 | 95.7106 | -24.2894 | -144.2894 | -84.2894 | 155.7106 | 35.7106 | 1.2045 | 1.1943 | 1.1759 | 1.2203 | 1.2102 | 1.1917 | -0.51187 | -121.8059 | 119.2748 | -0.7856 | -122.0651 | 118.9973
Line11_12_13 | 0.1732 | 0.1732 | 0.17321 | 0.1732 | 0.1732 | 0.17321 | 0.04 | 0.04 | 0.04 | 0.04 | 0.04 | 0.04 | -0.0055224 | -0.0065493 | -0.0055724 | 0.0058224 | 0.0068493 | 0.0058724 | -0.048498 | -0.047963 | -0.047341 | 0.049098 | 0.048563 | 0.047941 | 95.7106 | -24.2894 | -144.2894 | -84.2894 | 155.7106 | 35.7106 | 1.2203 | 1.2102 | 1.1917 | 1.236 | 1.2261 | 1.2075 | -0.7856 | -122.0651 | 118.9973 | -1.0524 | -122.3175 | 118.7271
Line12_13_15 | 0 | 0 | 0 | 0 | 0 | 0 | 0 | 0 | 0 | 0 | 0 | 0 | 1.8523e-09 | 1.7126e-09 | 1.4312e-09 | -1.8523e-09 | -1.7126e-09 | -1.4312e-09 | 2.7469e-10 | 5.9991e-10 | 3.2457e-10 | -2.7469e-10 | -5.9991e-10 | -3.2457e-10 | 0 | 0 | 0 | 0 | 0 | 0 | 1.236 | 1.2261 | 1.2075 | 1.236 | 1.2261 | 1.2075 | -1.0524 | -122.3175 | 118.7271 | -1.0524 | -122.3175 | 118.7271
Line13_13_14 | 0.1732 | 0.1732 | 0.17321 | 0.1732 | 0.1732 | 0.17321 | 0.04 | 0.04 | 0.04 | 0.04 | 0.04 | 0.04 | -0.0058224 | -0.0068493 | -0.0058724 | 0.0061224 | 0.0071493 | 0.0061724 | -0.049098 | -0.048563 | -0.047941 | 0.049698 | 0.049163 | 0.048541 | 95.7106 | -24.2894 | -144.2894 | -84.2894 | 155.7106 | 35.7106 | 1.236 | 1.2261 | 1.2075 | 1.2518 | 1.242 | 1.2233 | -1.0524 | -122.3175 | 118.7271 | -1.3124 | -122.5635 | 118.4638
Line14_15_16 | 0 | 0 | 0 | 0 | 0 | 0 | 0 | 0 | 0 | 0 | 0 | 0 | 1.2349e-09 | 1.1418e-09 | 9.5415e-10 | -1.2349e-09 | -1.1418e-09 | -9.5415e-10 | 1.8313e-10 | 3.9994e-10 | 2.1638e-10 | -1.8313e-10 | -3.9994e-10 | -2.1638e-10 | 0 | 0 | 0 | 0 | 0 | 0 | 1.236 | 1.2261 | 1.2075 | 1.236 | 1.2261 | 1.2075 | -1.0524 | -122.3175 | 118.7271 | -1.0524 | -122.3175 | 118.7271
Line15_16_17 | 0 | 0 | 0 | 0 | 0 | 0 | 0 | 0 | 0 | 0 | 0 | 0 | 6.1744e-10 | 5.7088e-10 | 4.7707e-10 | -6.1744e-10 | -5.7088e-10 | -4.7707e-10 | 9.1562e-11 | 1.9997e-10 | 1.0819e-10 | -9.1562e-11 | -1.9997e-10 | -1.0819e-10 | 0 | 0 | 0 | 0 | 0 | 0 | 1.236 | 1.2261 | 1.2075 | 1.236 | 1.2261 | 1.2075 | -1.0524 | -122.3175 | 118.7271 | -1.0524 | -122.3175 | 118.7271
Line16_4_18 | 0 | 0 | 0 | 0 | 0 | 0 | 0 | 0 | 0 | 0 | 0 | 0 | 3.8727e-10 | 3.4089e-10 | 2.5625e-10 | -3.8727e-10 | -3.4089e-10 | -2.5625e-10 | 1.9323e-11 | 1.2773e-10 | 3.5951e-11 | -1.9323e-11 | -1.2773e-10 | -3.5952e-11 | 0 | 0 | 0 | 0 | 0 | 0 | 1.1888 | 1.1785 | 1.1602 | 1.1888 | 1.1785 | 1.1602 | -0.23089 | -121.5398 | 119.5598 | -0.23089 | -121.5398 | 119.5598
Line17_5_19 | 0.1732 | 0.1732 | 0.17321 | 0.1732 | 0.1732 | 0.17321 | 0.04 | 0.04 | 0.04 | 0.04 | 0.04 | 0.04 | -0.0049224 | -0.0059493 | -0.0049724 | 0.0052224 | 0.0062493 | 0.0052724 | -0.047298 | -0.046763 | -0.046141 | 0.047898 | 0.047363 | 0.046741 | 95.7106 | -24.2894 | -144.2894 | -84.2894 | 155.7106 | 35.7106 | 1.1888 | 1.1785 | 1.1602 | 1.2045 | 1.1943 | 1.1759 | -0.23089 | -121.5398 | 119.5598 | -0.51187 | -121.8059 | 119.2748
Line1_1_3 | 0.1732 | 0.1732 | 0.17321 | 0.1732 | 0.1732 | 0.17321 | 0.04 | 0.04 | 0.04 | 0.04 | 0.04 | 0.04 | -0.0046224 | -0.0056493 | -0.0046724 | 0.0049224 | 0.0059493 | 0.0049724 | -0.046698 | -0.046163 | -0.045541 | 0.047298 | 0.046763 | 0.046141 | 95.7106 | -24.2894 | -144.2894 | -84.2894 | 155.7106 | 35.7106 | 1.1732 | 1.1627 | 1.1445 | 1.1888 | 1.1785 | 1.1602 | 0.057602 | -121.2665 | 119.8526 | -0.23089 | -121.5398 | 119.5598
Line2_1_4 | 0.1732 | 0.1732 | 0.17321 | 0.1732 | 0.1732 | 0.17321 | 0.04 | 0.04 | 0.04 | 0.04 | 0.04 | 0.04 | -0.0046224 | -0.0056493 | -0.0046724 | 0.0049224 | 0.0059493 | 0.0049724 | -0.046698 | -0.046163 | -0.045541 | 0.047298 | 0.046763 | 0.046141 | 95.7106 | -24.2894 | -144.2894 | -84.2894 | 155.7106 | 35.7106 | 1.1732 | 1.1627 | 1.1445 | 1.1888 | 1.1785 | 1.1602 | 0.057602 | -121.2665 | 119.8526 | -0.23089 | -121.5398 | 119.5598
Line3_1_5 | 0.1732 | 0.1732 | 0.17321 | 0.1732 | 0.1732 | 0.17321 | 0.04 | 0.04 | 0.04 | 0.04 | 0.04 | 0.04 | -0.0046224 | -0.0056493 | -0.0046724 | 0.0049224 | 0.0059493 | 0.0049724 | -0.046698 | -0.046163 | -0.045541 | 0.047298 | 0.046763 | 0.046141 | 95.7106 | -24.2894 | -144.2894 | -84.2894 | 155.7106 | 35.7106 | 1.1732 | 1.1627 | 1.1445 | 1.1888 | 1.1785 | 1.1602 | 0.057602 | -121.2665 | 119.8526 | -0.23089 | -121.5398 | 119.5598
Line4_2_6 | 0.1732 | 0.1732 | 0.17321 | 0.1732 | 0.1732 | 0.17321 | 0.04 | 0.04 | 0.04 | 0.04 | 0.04 | 0.04 | -0.0049224 | -0.0059493 | -0.0049724 | 0.0052224 | 0.0062493 | 0.0052724 | -0.047298 | -0.046763 | -0.046141 | 0.047898 | 0.047363 | 0.046741 | 95.7106 | -24.2894 | -144.2894 | -84.2894 | 155.7106 | 35.7106 | 1.1888 | 1.1785 | 1.1602 | 1.2045 | 1.1943 | 1.1759 | -0.23089 | -121.5398 | 119.5598 | -0.51187 | -121.8059 | 119.2748
Line5_6_7 | 0.1732 | 0.1732 | 0.17321 | 0.1732 | 0.1732 | 0.17321 | 0.04 | 0.04 | 0.04 | 0.04 | 0.04 | 0.04 | -0.0052224 | -0.0062493 | -0.0052724 | 0.0055224 | 0.0065493 | 0.0055724 | -0.047898 | -0.047363 | -0.046741 | 0.048498 | 0.047963 | 0.047341 | 95.7106 | -24.2894 | -144.2894 | -84.2894 | 155.7106 | 35.7106 | 1.2045 | 1.1943 | 1.1759 | 1.2203 | 1.2102 | 1.1917 | -0.51187 | -121.8059 | 119.2748 | -0.7856 | -122.0651 | 118.9973
Line6_7_8 | 0 | 0 | 0 | 0 | 0 | 0 | 0 | 0 | 0 | 0 | 0 | 0 | 1.616e-09 | 1.4765e-09 | 1.2042e-09 | -1.616e-09 | -1.4765e-09 | -1.2042e-09 | 2.0245e-10 | 5.2767e-10 | 2.5233e-10 | -2.0245e-10 | -5.2767e-10 | -2.5233e-10 | 0 | 0 | 0 | 0 | 0 | 0 | 1.2203 | 1.2102 | 1.1917 | 1.2203 | 1.2102 | 1.1917 | -0.7856 | -122.0651 | 118.9973 | -0.7856 | -122.0651 | 118.9973
Line7_8_9 | 0 | 0 | 0 | 0 | 0 | 0 | 0 | 0 | 0 | 0 | 0 | 0 | 5.3865e-10 | 4.9216e-10 | 4.014e-10 | -5.3865e-10 | -4.9216e-10 | -4.014e-10 | 6.7483e-11 | 1.7589e-10 | 8.4111e-11 | -6.7483e-11 | -1.7589e-10 | -8.4111e-11 | 0 | 0 | 0 | 0 | 0 | 0 | 1.2203 | 1.2102 | 1.1917 | 1.2203 | 1.2102 | 1.1917 | -0.7856 | -122.0651 | 118.9973 | -0.7856 | -122.0651 | 118.9973
Line8_8_10 | 0 | 0 | 0 | 0 | 0 | 0 | 0 | 0 | 0 | 0 | 0 | 0 | 5.3865e-10 | 4.9216e-10 | 4.014e-10 | -5.3865e-10 | -4.9216e-10 | -4.014e-10 | 6.7482e-11 | 1.7589e-10 | 8.4111e-11 | -6.7483e-11 | -1.7589e-10 | -8.4111e-11 | 0 | 0 | 0 | 0 | 0 | 0 | 1.2203 | 1.2102 | 1.1917 | 1.2203 | 1.2102 | 1.1917 | -0.7856 | -122.0651 | 118.9973 | -0.7856 | -122.0651 | 118.9973
Line9_3_11 | 0.1732 | 0.1732 | 0.17321 | 0.1732 | 0.1732 | 0.17321 | 0.04 | 0.04 | 0.04 | 0.04 | 0.04 | 0.04 | -0.0049224 | -0.0059493 | -0.0049724 | 0.0052224 | 0.0062493 | 0.0052724 | -0.047298 | -0.046763 | -0.046141 | 0.047898 | 0.047363 | 0.046741 | 95.7106 | -24.2894 | -144.2894 | -84.2894 | 155.7106 | 35.7106 | 1.1888 | 1.1785 | 1.1602 | 1.2045 | 1.1943 | 1.1759 | -0.23089 | -121.5398 | 119.5598 | -0.51187 | -121.8059 | 119.2748

## LL_min_6
name | pf_ikss_a_from_ka | pf_ikss_b_from_ka | pf_ikss_c_from_ka | pf_ikss_a_to_ka | pf_ikss_b_to_ka | pf_ikss_c_to_ka | pf_skss_a_from_mw | pf_skss_b_from_mw | pf_skss_c_from_mw | pf_skss_a_to_mw | pf_skss_b_to_mw | pf_skss_c_to_mw | pf_p_a_from_mw | pf_p_b_from_mw | pf_p_c_from_mw | pf_p_a_to_mw | pf_p_b_to_mw | pf_p_c_to_mw | pf_q_a_from_mvar | pf_q_b_from_mvar | pf_q_c_from_mvar | pf_q_a_to_mvar | pf_q_b_to_mvar | pf_q_c_to_mvar | pf_ikss_a_from_degree | pf_ikss_b_from_degree | pf_ikss_c_from_degree | pf_ikss_a_to_degree | pf_ikss_b_to_degree | pf_ikss_c_to_degree | pf_vm_a_from_pu | pf_vm_b_from_pu | pf_vm_c_from_pu | pf_vm_a_to_pu | pf_vm_b_to_pu | pf_vm_c_to_pu | pf_va_a_from_degree | pf_va_b_from_degree | pf_va_c_from_degree | pf_va_a_to_degree | pf_va_b_to_degree | pf_va_c_to_degree
Line0_1_2 | 0 | 0 | 0 | 0 | 0 | 0 | 0 | 0 | 0 | 0 | 0 | 0 | -7.4015e-17 | -8.5736e-16 | 1.141e-15 | 1.4803e-16 | 7.6599e-16 | -1.0104e-15 | 2.2204e-16 | 9.5263e-09 | -9.5263e-09 | -1.4803e-16 | -9.5263e-09 | 9.5263e-09 | 0 | 0 | 0 | 0 | 0 | 0 | 1 | 0.5 | 0.5 | 1 | 0.5 | 0.5 | 6.6287e-13 | -180 | 180 | 6.6865e-13 | -180 | 180
Line10_11_12 | 0 | 0 | 0 | 0 | 0 | 0 | 0 | 0 | 0 | 0 | 0 | 0 | -4.4409e-16 | -1.6281e-15 | 1.4065e-15 | 3.7007e-16 | 1.9069e-15 | -1.1278e-15 | 2.2204e-16 | 9.5263e-09 | -9.5263e-09 | -2.2204e-16 | -9.5263e-09 | 9.5263e-09 | 0 | 0 | 0 | 0 | 0 | 0 | 1 | 0.5 | 0.5 | 1 | 0.5 | 0.5 | 6.9082e-13 | -180 | 180 | 7.0494e-13 | -180 | 180
Line11_12_13 | 0 | 0 | 0 | 0 | 0 | 0 | 0 | 0 | 0 | 0 | 0 | 0 | -2.9606e-16 | -1.4904e-15 | 6.1906e-16 | 2.2204e-16 | 1.5811e-15 | -6.7634e-16 | 1.4803e-16 | 7.9386e-09 | -7.9386e-09 | -1.4803e-16 | -7.9386e-09 | 7.9386e-09 | 0 | 0 | 0 | 0 | 0 | 0 | 1 | 0.5 | 0.5 | 1 | 0.5 | 0.5 | 7.0494e-13 | -180 | 180 | 7.1645e-13 | -180 | 180
Line12_13_15 | 0 | 0 | 0 | 0 | 0 | 0 | 0 | 0 | 0 | 0 | 0 | 0 | -2.2204e-16 | -7.1182e-16 | 2.8738e-16 | 7.4015e-17 | 8.9252e-16 | -1.0668e-16 | -2.2204e-16 | 4.7631e-09 | -4.7631e-09 | 2.2204e-16 | -4.7631e-09 | 4.7631e-09 | 0 | 0 | 0 | 0 | 0 | 0 | 1 | 0.5 | 0.5 | 1 | 0.5 | 0.5 | 7.1645e-13 | -180 | 180 | 7.1977e-13 | -180 | 180
Line13_13_14 | 0 | 0 | 0 | 0 | 0 | 0 | 0 | 0 | 0 | 0 | 0 | 0 | 7.4015e-17 | -1.0158e-16 | -1.0158e-16 | -1.4803e-16 | 2.1623e-16 | 2.5324e-16 | 9.2552e-31 | 1.5877e-09 | -1.5877e-09 | 7.4015e-17 | -1.5877e-09 | 1.5877e-09 | 0 | 0 | 0 | 0 | 0 | 0 | 1 | 0.5 | 0.5 | 1 | 0.5 | 0.5 | 7.1645e-13 | -180 | 180 | 7.1537e-13 | -180 | 180
Line14_15_16 | 0 | 0 | 0 | 0 | 0 | 0 | 0 | 0 | 0 | 0 | 0 | 0 | -7.4015e-17 | -6.6903e-16 | 3.6718e-16 | 1.4803e-16 | 6.4654e-16 | -3.5266e-16 | 7.4015e-17 | 3.1754e-09 | -3.1754e-09 | -7.4015e-17 | -3.1754e-09 | 3.1754e-09 | 0 | 0 | 0 | 0 | 0 | 0 | 1 | 0.5 | 0.5 | 1 | 0.5 | 0.5 | 7.1977e-13 | -180 | 180 | 7.2111e-13 | -180 | 180
Line15_16_17 | 0 | 0 | 0 | 0 | 0 | 0 | 0 | 0 | 0 | 0 | 0 | 0 | 1.8631e-30 | -8.2721e-17 | 2.8301e-17 | 7.4015e-17 | 1.2336e-17 | -1.727e-16 | -1.4803e-16 | 1.5877e-09 | -1.5877e-09 | 7.4015e-17 | -1.5877e-09 | 1.5877e-09 | 0 | 0 | 0 | 0 | 0 | 0 | 1 | 0.5 | 0.5 | 1 | 0.5 | 0.5 | 7.2111e-13 | -180 | 180 | 7.1989e-13 | -180 | 180
Line16_4_18 | 0 | 0 | 0 | 0 | 0 | 0 | 0 | 0 | 0 | 0 | 0 | 0 | -1.4803e-16 | -1.6249e-16 | 5.7766e-16 | 2.2204e-16 | 9.2104e-17 | -5.7403e-16 | -7.4015e-17 | 1.5877e-09 | -1.5877e-09 | 2.5673e-30 | -1.5877e-09 | 1.5877e-09 | 0 | 0 | 0 | 0 | 0 | 0 | 1 | 0.5 | 0.5 | 1 | 0.5 | 0.5 | 6.6369e-13 | -180 | 180 | 6.6247e-13 | -180 | 180
Line17_5_19 | 0 | 0 | 0 | 0 | 0 | 0 | 0 | 0 | 0 | 0 | 0 | 0 | -1.4803e-16 | -1.6249e-16 | 5.7766e-16 | 2.2204e-16 | 9.2104e-17 | -5.7403e-16 | -7.4015e-17 | 1.5877e-09 | -1.5877e-09 | 2.5673e-30 | -1.5877e-09 | 1.5877e-09 | 0 | 0 | 0 | 0 | 0 | 0 | 1 | 0.5 | 0.5 | 1 | 0.5 | 0.5 | 6.6369e-13 | -180 | 180 | 6.6247e-13 | -180 | 180
Line1_1_3 | 0 | 0 | 0 | 0 | 0 | 0 | 0 | 0 | 0 | 0 | 0 | 0 | -3.7007e-16 | -1.6489e-15 | 1.8668e-15 | 2.9606e-16 | 1.8442e-15 | -1.6345e-15 | -4.2815e-30 | 1.2702e-08 | -1.2702e-08 | 3.4937e-30 | -1.2702e-08 | 1.2702e-08 | 0 | 0 | 0 | 0 | 0 | 0 | 1 | 0.5 | 0.5 | 1 | 0.5 | 0.5 | 6.6287e-13 | -180 | 180 | 6.7612e-13 | -180 | 180
Line2_1_4 | 0 | 0 | 0 | 0 | 0 | 0 | 0 | 0 | 0 | 0 | 0 | 0 | 1.7126e-30 | -4.9549e-16 | 2.8166e-16 | -8.5735e-31 | 3.9899e-16 | -2.6714e-16 | -1.4803e-16 | 3.1754e-09 | -3.1754e-09 | 7.4015e-17 | -3.1754e-09 | 3.1754e-09 | 0 | 0 | 0 | 0 | 0 | 0 | 1 | 0.5 | 0.5 | 1 | 0.5 | 0.5 | 6.6287e-13 | -180 | 180 | 6.6369e-13 | -180 | 180
Line3_1_5 | 0 | 0 | 0 | 0 | 0 | 0 | 0 | 0 | 0 | 0 | 0 | 0 | 1.7126e-30 | -4.9549e-16 | 2.8166e-16 | -8.5735e-31 | 3.9899e-16 | -2.6714e-16 | -1.4803e-16 | 3.1754e-09 | -3.1754e-09 | 7.4015e-17 | -3.1754e-09 | 3.1754e-09 | 0 | 0 | 0 | 0 | 0 | 0 | 1 | 0.5 | 0.5 | 1 | 0.5 | 0.5 | 6.6287e-13 | -180 | 180 | 6.6369e-13 | -180 | 180
Line4_2_6 | 0 | 0 | 0 | 0 | 0 | 0 | 0 | 0 | 0 | 0 | 0 | 0 | -5.1826e-30 | -9.2205e-16 | 7.4328e-16 | 7.4015e-17 | 9.0178e-16 | -6.5253e-16 | 4.4409e-16 | 7.9386e-09 | -7.9386e-09 | -3.7007e-16 | -7.9386e-09 | 7.9386e-09 | 0 | 0 | 0 | 0 | 0 | 0 | 1 | 0.5 | 0.5 | 1 | 0.5 | 0.5 | 6.6865e-13 | -180 | 180 | 6.7804e-13 | -180 | 180
Line5_6_7 | 0 | 0 | 0 | 0 | 0 | 0 | 0 | 0 | 0 | 0 | 0 | 0 | -1.4803e-16 | -6.6961e-16 | 5.5163e-16 | 7.4015e-17 | 7.647e-16 | -4.9355e-16 | 2.2204e-16 | 6.3509e-09 | -6.3509e-09 | -2.2204e-16 | -6.3509e-09 | 6.3509e-09 | 0 | 0 | 0 | 0 | 0 | 0 | 1 | 0.5 | 0.5 | 1 | 0.5 | 0.5 | 6.7804e-13 | -180 | 180 | 6.8408e-13 | -180 | 180
Line6_7_8 | 0 | 0 | 0 | 0 | 0 | 0 | 0 | 0 | 0 | 0 | 0 | 0 | -2.2204e-16 | -6.2904e-16 | 8.5126e-16 | 2.9606e-16 | 4.7667e-16 | -8.1859e-16 | 2.9606e-16 | 4.7631e-09 | -4.7631e-09 | -2.9606e-16 | -4.7631e-09 | 4.7631e-09 | 0 | 0 | 0 | 0 | 0 | 0 | 1 | 0.5 | 0.5 | 1 | 0.5 | 0.5 | 6.8408e-13 | -180 | 180 | 6.8956e-13 | -180 | 180
Line7_8_9 | 0 | 0 | 0 | 0 | 0 | 0 | 0 | 0 | 0 | 0 | 0 | 0 | 7.4015e-17 | -3.5531e-17 | -7.2539e-17 | -7.4015e-17 | 2.1538e-18 | 2.242e-16 | 2.9606e-16 | 1.5877e-09 | -1.5877e-09 | -2.2204e-16 | -1.5877e-09 | 1.5877e-09 | 0 | 0 | 0 | 0 | 0 | 0 | 1 | 0.5 | 0.5 | 1 | 0.5 | 0.5 | 6.8956e-13 | -180 | 180 | 6.8848e-13 | -180 | 180
Line8_8_10 | 0 | 0 | 0 | 0 | 0 | 0 | 0 | 0 | 0 | 0 | 0 | 0 | 2.2204e-16 | -4.4261e-16 | -7.2539e-17 | -2.2204e-16 | 4.0924e-16 | 7.6169e-17 | 2.2204e-16 | 1.5877e-09 | -1.5877e-09 | -2.2204e-16 | -1.5877e-09 | 1.5877e-09 | 0 | 0 | 0 | 0 | 0 | 0 | 1 | 0.5 | 0.5 | 1 | 0.5 | 0.5 | 6.8956e-13 | -180 | 180 | 6.9086e-13 | -180 | 180
Line9_3_11 | 0 | 0 | 0 | 0 | 0 | 0 | 0 | 0 | 0 | 0 | 0 | 0 | -3.7007e-16 | -1.66e-15 | 1.3747e-15 | 2.9606e-16 | 1.9118e-15 | -1.0488e-15 | -4.3671e-30 | 1.1114e-08 | -1.1114e-08 | 3.5696e-30 | -1.1114e-08 | 1.1114e-08 | 0 | 0 | 0 | 0 | 0 | 0 | 1 | 0.5 | 0.5 | 1 | 0.5 | 0.5 | 6.7612e-13 | -180 | 180 | 6.9082e-13 | -180 | 180

## LL_min_10
name | pf_ikss_a_from_ka | pf_ikss_b_from_ka | pf_ikss_c_from_ka | pf_ikss_a_to_ka | pf_ikss_b_to_ka | pf_ikss_c_to_ka | pf_skss_a_from_mw | pf_skss_b_from_mw | pf_skss_c_from_mw | pf_skss_a_to_mw | pf_skss_b_to_mw | pf_skss_c_to_mw | pf_p_a_from_mw | pf_p_b_from_mw | pf_p_c_from_mw | pf_p_a_to_mw | pf_p_b_to_mw | pf_p_c_to_mw | pf_q_a_from_mvar | pf_q_b_from_mvar | pf_q_c_from_mvar | pf_q_a_to_mvar | pf_q_b_to_mvar | pf_q_c_to_mvar | pf_ikss_a_from_degree | pf_ikss_b_from_degree | pf_ikss_c_from_degree | pf_ikss_a_to_degree | pf_ikss_b_to_degree | pf_ikss_c_to_degree | pf_vm_a_from_pu | pf_vm_b_from_pu | pf_vm_c_from_pu | pf_vm_a_to_pu | pf_vm_b_to_pu | pf_vm_c_to_pu | pf_va_a_from_degree | pf_va_b_from_degree | pf_va_c_from_degree | pf_va_a_to_degree | pf_va_b_to_degree | pf_va_c_to_degree
Line0_1_2 | 0 | 0 | 0 | 0 | 0 | 0 | 0 | 0 | 0 | 0 | 0 | 0 | -7.4015e-17 | -8.5736e-16 | 1.141e-15 | 1.4803e-16 | 7.6599e-16 | -1.0104e-15 | 2.2204e-16 | 9.5263e-09 | -9.5263e-09 | -1.4803e-16 | -9.5263e-09 | 9.5263e-09 | 0 | 0 | 0 | 0 | 0 | 0 | 1 | 0.5 | 0.5 | 1 | 0.5 | 0.5 | 6.6287e-13 | -180 | 180 | 6.6865e-13 | -180 | 180
Line10_11_12 | 0 | 0 | 0 | 0 | 0 | 0 | 0 | 0 | 0 | 0 | 0 | 0 | -4.4409e-16 | -1.6281e-15 | 1.4065e-15 | 3.7007e-16 | 1.9069e-15 | -1.1278e-15 | 2.2204e-16 | 9.5263e-09 | -9.5263e-09 | -2.2204e-16 | -9.5263e-09 | 9.5263e-09 | 0 | 0 | 0 | 0 | 0 | 0 | 1 | 0.5 | 0.5 | 1 | 0.5 | 0.5 | 6.9082e-13 | -180 | 180 | 7.0494e-13 | -180 | 180
Line11_12_13 | 0 | 0 | 0 | 0 | 0 | 0 | 0 | 0 | 0 | 0 | 0 | 0 | -2.9606e-16 | -1.4904e-15 | 6.1906e-16 | 2.2204e-16 | 1.5811e-15 | -6.7634e-16 | 1.4803e-16 | 7.9386e-09 | -7.9386e-09 | -1.4803e-16 | -7.9386e-09 | 7.9386e-09 | 0 | 0 | 0 | 0 | 0 | 0 | 1 | 0.5 | 0.5 | 1 | 0.5 | 0.5 | 7.0494e-13 | -180 | 180 | 7.1645e-13 | -180 | 180
Line12_13_15 | 0 | 0 | 0 | 0 | 0 | 0 | 0 | 0 | 0 | 0 | 0 | 0 | -2.2204e-16 | -7.1182e-16 | 2.8738e-16 | 7.4015e-17 | 8.9252e-16 | -1.0668e-16 | -2.2204e-16 | 4.7631e-09 | -4.7631e-09 | 2.2204e-16 | -4.7631e-09 | 4.7631e-09 | 0 | 0 | 0 | 0 | 0 | 0 | 1 | 0.5 | 0.5 | 1 | 0.5 | 0.5 | 7.1645e-13 | -180 | 180 | 7.1977e-13 | -180 | 180
Line13_13_14 | 0 | 0 | 0 | 0 | 0 | 0 | 0 | 0 | 0 | 0 | 0 | 0 | 7.4015e-17 | -1.0158e-16 | -1.0158e-16 | -1.4803e-16 | 2.1623e-16 | 2.5324e-16 | 9.2552e-31 | 1.5877e-09 | -1.5877e-09 | 7.4015e-17 | -1.5877e-09 | 1.5877e-09 | 0 | 0 | 0 | 0 | 0 | 0 | 1 | 0.5 | 0.5 | 1 | 0.5 | 0.5 | 7.1645e-13 | -180 | 180 | 7.1537e-13 | -180 | 180
Line14_15_16 | 0 | 0 | 0 | 0 | 0 | 0 | 0 | 0 | 0 | 0 | 0 | 0 | -7.4015e-17 | -6.6903e-16 | 3.6718e-16 | 1.4803e-16 | 6.4654e-16 | -3.5266e-16 | 7.4015e-17 | 3.1754e-09 | -3.1754e-09 | -7.4015e-17 | -3.1754e-09 | 3.1754e-09 | 0 | 0 | 0 | 0 | 0 | 0 | 1 | 0.5 | 0.5 | 1 | 0.5 | 0.5 | 7.1977e-13 | -180 | 180 | 7.2111e-13 | -180 | 180
Line15_16_17 | 0 | 0 | 0 | 0 | 0 | 0 | 0 | 0 | 0 | 0 | 0 | 0 | 1.8631e-30 | -8.2721e-17 | 2.8301e-17 | 7.4015e-17 | 1.2336e-17 | -1.727e-16 | -1.4803e-16 | 1.5877e-09 | -1.5877e-09 | 7.4015e-17 | -1.5877e-09 | 1.5877e-09 | 0 | 0 | 0 | 0 | 0 | 0 | 1 | 0.5 | 0.5 | 1 | 0.5 | 0.5 | 7.2111e-13 | -180 | 180 | 7.1989e-13 | -180 | 180
Line16_4_18 | 0 | 0 | 0 | 0 | 0 | 0 | 0 | 0 | 0 | 0 | 0 | 0 | -1.4803e-16 | -1.6249e-16 | 5.7766e-16 | 2.2204e-16 | 9.2104e-17 | -5.7403e-16 | -7.4015e-17 | 1.5877e-09 | -1.5877e-09 | 2.5673e-30 | -1.5877e-09 | 1.5877e-09 | 0 | 0 | 0 | 0 | 0 | 0 | 1 | 0.5 | 0.5 | 1 | 0.5 | 0.5 | 6.6369e-13 | -180 | 180 | 6.6247e-13 | -180 | 180
Line17_5_19 | 0 | 0 | 0 | 0 | 0 | 0 | 0 | 0 | 0 | 0 | 0 | 0 | -1.4803e-16 | -1.6249e-16 | 5.7766e-16 | 2.2204e-16 | 9.2104e-17 | -5.7403e-16 | -7.4015e-17 | 1.5877e-09 | -1.5877e-09 | 2.5673e-30 | -1.5877e-09 | 1.5877e-09 | 0 | 0 | 0 | 0 | 0 | 0 | 1 | 0.5 | 0.5 | 1 | 0.5 | 0.5 | 6.6369e-13 | -180 | 180 | 6.6247e-13 | -180 | 180
Line1_1_3 | 0 | 0 | 0 | 0 | 0 | 0 | 0 | 0 | 0 | 0 | 0 | 0 | -3.7007e-16 | -1.6489e-15 | 1.8668e-15 | 2.9606e-16 | 1.8442e-15 | -1.6345e-15 | -4.2815e-30 | 1.2702e-08 | -1.2702e-08 | 3.4937e-30 | -1.2702e-08 | 1.2702e-08 | 0 | 0 | 0 | 0 | 0 | 0 | 1 | 0.5 | 0.5 | 1 | 0.5 | 0.5 | 6.6287e-13 | -180 | 180 | 6.7612e-13 | -180 | 180
Line2_1_4 | 0 | 0 | 0 | 0 | 0 | 0 | 0 | 0 | 0 | 0 | 0 | 0 | 1.7126e-30 | -4.9549e-16 | 2.8166e-16 | -8.5735e-31 | 3.9899e-16 | -2.6714e-16 | -1.4803e-16 | 3.1754e-09 | -3.1754e-09 | 7.4015e-17 | -3.1754e-09 | 3.1754e-09 | 0 | 0 | 0 | 0 | 0 | 0 | 1 | 0.5 | 0.5 | 1 | 0.5 | 0.5 | 6.6287e-13 | -180 | 180 | 6.6369e-13 | -180 | 180
Line3_1_5 | 0 | 0 | 0 | 0 | 0 | 0 | 0 | 0 | 0 | 0 | 0 | 0 | 1.7126e-30 | -4.9549e-16 | 2.8166e-16 | -8.5735e-31 | 3.9899e-16 | -2.6714e-16 | -1.4803e-16 | 3.1754e-09 | -3.1754e-09 | 7.4015e-17 | -3.1754e-09 | 3.1754e-09 | 0 | 0 | 0 | 0 | 0 | 0 | 1 | 0.5 | 0.5 | 1 | 0.5 | 0.5 | 6.6287e-13 | -180 | 180 | 6.6369e-13 | -180 | 180
Line4_2_6 | 0 | 0 | 0 | 0 | 0 | 0 | 0 | 0 | 0 | 0 | 0 | 0 | -5.1826e-30 | -9.2205e-16 | 7.4328e-16 | 7.4015e-17 | 9.0178e-16 | -6.5253e-16 | 4.4409e-16 | 7.9386e-09 | -7.9386e-09 | -3.7007e-16 | -7.9386e-09 | 7.9386e-09 | 0 | 0 | 0 | 0 | 0 | 0 | 1 | 0.5 | 0.5 | 1 | 0.5 | 0.5 | 6.6865e-13 | -180 | 180 | 6.7804e-13 | -180 | 180
Line5_6_7 | 0 | 0 | 0 | 0 | 0 | 0 | 0 | 0 | 0 | 0 | 0 | 0 | -1.4803e-16 | -6.6961e-16 | 5.5163e-16 | 7.4015e-17 | 7.647e-16 | -4.9355e-16 | 2.2204e-16 | 6.3509e-09 | -6.3509e-09 | -2.2204e-16 | -6.3509e-09 | 6.3509e-09 | 0 | 0 | 0 | 0 | 0 | 0 | 1 | 0.5 | 0.5 | 1 | 0.5 | 0.5 | 6.7804e-13 | -180 | 180 | 6.8408e-13 | -180 | 180
Line6_7_8 | 0 | 0 | 0 | 0 | 0 | 0 | 0 | 0 | 0 | 0 | 0 | 0 | -2.2204e-16 | -6.2904e-16 | 8.5126e-16 | 2.9606e-16 | 4.7667e-16 | -8.1859e-16 | 2.9606e-16 | 4.7631e-09 | -4.7631e-09 | -2.9606e-16 | -4.7631e-09 | 4.7631e-09 | 0 | 0 | 0 | 0 | 0 | 0 | 1 | 0.5 | 0.5 | 1 | 0.5 | 0.5 | 6.8408e-13 | -180 | 180 | 6.8956e-13 | -180 | 180
Line7_8_9 | 0 | 0 | 0 | 0 | 0 | 0 | 0 | 0 | 0 | 0 | 0 | 0 | 7.4015e-17 | -3.5531e-17 | -7.2539e-17 | -7.4015e-17 | 2.1538e-18 | 2.242e-16 | 2.9606e-16 | 1.5877e-09 | -1.5877e-09 | -2.2204e-16 | -1.5877e-09 | 1.5877e-09 | 0 | 0 | 0 | 0 | 0 | 0 | 1 | 0.5 | 0.5 | 1 | 0.5 | 0.5 | 6.8956e-13 | -180 | 180 | 6.8848e-13 | -180 | 180
Line8_8_10 | 0 | 0 | 0 | 0 | 0 | 0 | 0 | 0 | 0 | 0 | 0 | 0 | 2.2204e-16 | -4.4261e-16 | -7.2539e-17 | -2.2204e-16 | 4.0924e-16 | 7.6169e-17 | 2.2204e-16 | 1.5877e-09 | -1.5877e-09 | -2.2204e-16 | -1.5877e-09 | 1.5877e-09 | 0 | 0 | 0 | 0 | 0 | 0 | 1 | 0.5 | 0.5 | 1 | 0.5 | 0.5 | 6.8956e-13 | -180 | 180 | 6.9086e-13 | -180 | 180
Line9_3_11 | 0 | 0 | 0 | 0 | 0 | 0 | 0 | 0 | 0 | 0 | 0 | 0 | -3.7007e-16 | -1.66e-15 | 1.3747e-15 | 2.9606e-16 | 1.9118e-15 | -1.0488e-15 | -4.3671e-30 | 1.1114e-08 | -1.1114e-08 | 3.5696e-30 | -1.1114e-08 | 1.1114e-08 | 0 | 0 | 0 | 0 | 0 | 0 | 1 | 0.5 | 0.5 | 1 | 0.5 | 0.5 | 6.7612e-13 | -180 | 180 | 6.9082e-13 | -180 | 180

## LL_min_fault_6
name | pf_ikss_a_from_ka | pf_ikss_b_from_ka | pf_ikss_c_from_ka | pf_ikss_a_to_ka | pf_ikss_b_to_ka | pf_ikss_c_to_ka | pf_skss_a_from_mw | pf_skss_b_from_mw | pf_skss_c_from_mw | pf_skss_a_to_mw | pf_skss_b_to_mw | pf_skss_c_to_mw | pf_p_a_from_mw | pf_p_b_from_mw | pf_p_c_from_mw | pf_p_a_to_mw | pf_p_b_to_mw | pf_p_c_to_mw | pf_q_a_from_mvar | pf_q_b_from_mvar | pf_q_c_from_mvar | pf_q_a_to_mvar | pf_q_b_to_mvar | pf_q_c_to_mvar | pf_ikss_a_from_degree | pf_ikss_b_from_degree | pf_ikss_c_from_degree | pf_ikss_a_to_degree | pf_ikss_b_to_degree | pf_ikss_c_to_degree | pf_vm_a_from_pu | pf_vm_b_from_pu | pf_vm_c_from_pu | pf_vm_a_to_pu | pf_vm_b_to_pu | pf_vm_c_to_pu | pf_va_a_from_degree | pf_va_b_from_degree | pf_va_c_from_degree | pf_va_a_to_degree | pf_va_b_to_degree | pf_va_c_to_degree
Line0_1_2 | 0 | 0 | 0 | 0 | 0 | 0 | 0 | 0 | 0 | 0 | 0 | 0 | 2.1973e-17 | -2.2559e-10 | -6.2954e-10 | -2.1973e-17 | 2.2559e-10 | 6.2954e-10 | 9.2519e-18 | 6.0796e-10 | 9.1694e-11 | -9.2519e-18 | -6.0796e-10 | -9.1694e-11 | 0 | 0 | 0 | 0 | 0 | 0 | 1 | 0.98924 | 0.97051 | 1 | 0.98924 | 0.97051 | 1.7197e-14 | -121.6008 | 119.7539 | 1.7175e-14 | -121.6008 | 119.7539
Line10_11_12 | 0 | 0 | 0 | 0 | 0 | 0 | 0 | 0 | 0 | 0 | 0 | 0 | 2.8912e-18 | -2.2559e-10 | -6.2954e-10 | -5.7824e-19 | 2.2559e-10 | 6.2954e-10 | 1.1565e-17 | 6.0796e-10 | 9.1694e-11 | -1.3878e-17 | -6.0796e-10 | -9.1694e-11 | 0 | 0 | 0 | 0 | 0 | 0 | 1 | 0.98924 | 0.97051 | 1 | 0.98924 | 0.97051 | 1.7948e-14 | -121.6008 | 119.7539 | 1.8342e-14 | -121.6008 | 119.7539
Line11_12_13 | 0 | 0 | 0 | 0 | 0 | 0 | 0 | 0 | 0 | 0 | 0 | 0 | -3.4694e-18 | -1.8799e-10 | -5.2461e-10 | 3.4694e-18 | 1.8799e-10 | 5.2461e-10 | 1.8504e-17 | 5.0663e-10 | 7.6412e-11 | -1.8504e-17 | -5.0663e-10 | -7.6412e-11 | 0 | 0 | 0 | 0 | 0 | 0 | 1 | 0.98924 | 0.97051 | 1 | 0.98924 | 0.97051 | 1.8342e-14 | -121.6008 | 119.7539 | 1.8714e-14 | -121.6008 | 119.7539
Line12_13_15 | 0 | 0 | 0 | 0 | 0 | 0 | 0 | 0 | 0 | 0 | 0 | 0 | -3.4694e-18 | -1.128e-10 | -3.1477e-10 | 3.4694e-18 | 1.128e-10 | 3.1477e-10 | 9.2519e-18 | 3.0398e-10 | 4.5847e-11 | -1.1565e-17 | -3.0398e-10 | -4.5847e-11 | 0 | 0 | 0 | 0 | 0 | 0 | 1 | 0.98924 | 0.97051 | 1 | 0.98924 | 0.97051 | 1.8714e-14 | -121.6008 | 119.7539 | 1.8903e-14 | -121.6008 | 119.7539
Line13_13_14 | 0 | 0 | 0 | 0 | 0 | 0 | 0 | 0 | 0 | 0 | 0 | 0 | -1.1565e-18 | -3.7599e-11 | -1.0492e-10 | 1.1565e-18 | 3.7599e-11 | 1.0492e-10 | 2.313e-18 | 1.0133e-10 | 1.5282e-11 | -6.9389e-18 | -1.0133e-10 | -1.5282e-11 | 0 | 0 | 0 | 0 | 0 | 0 | 1 | 0.98924 | 0.97051 | 1 | 0.98924 | 0.97051 | 1.8714e-14 | -121.6008 | 119.7539 | 1.8707e-14 | -121.6008 | 119.7539
Line14_15_16 | 0 | 0 | 0 | 0 | 0 | 0 | 0 | 0 | 0 | 0 | 0 | 0 | -2.8912e-18 | -7.5198e-11 | -2.0985e-10 | 2.8912e-18 | 7.5198e-11 | 2.0985e-10 | 6.9389e-18 | 2.0265e-10 | 3.0565e-11 | -9.2519e-18 | -2.0265e-10 | -3.0565e-11 | 0 | 0 | 0 | 0 | 0 | 0 | 1 | 0.98924 | 0.97051 | 1 | 0.98924 | 0.97051 | 1.8903e-14 | -121.6008 | 119.7539 | 1.9066e-14 | -121.6008 | 119.7539
Line15_16_17 | 0 | 0 | 0 | 0 | 0 | 0 | 0 | 0 | 0 | 0 | 0 | 0 | -5.7824e-19 | -3.7599e-11 | -1.0492e-10 | -1.7347e-18 | 3.7599e-11 | 1.0492e-10 | -1.9242e-34 | 1.0133e-10 | 1.5282e-11 | -5.7902e-34 | -1.0133e-10 | -1.5282e-11 | 0 | 0 | 0 | 0 | 0 | 0 | 1 | 0.98924 | 0.97051 | 1 | 0.98924 | 0.97051 | 1.9066e-14 | -121.6008 | 119.7539 | 1.9124e-14 | -121.6008 | 119.7539
Line16_4_18 | 0 | 0 | 0 | 0 | 0 | 0 | 0 | 0 | 0 | 0 | 0 | 0 | -5.2042e-18 | -3.7599e-11 | -1.0492e-10 | 5.2042e-18 | 3.7599e-11 | 1.0492e-10 | -1.5757e-33 | 1.0133e-10 | 1.5282e-11 | -2.313e-18 | -1.0133e-10 | -1.5282e-11 | 0 | 0 | 0 | 0 | 0 | 0 | 1 | 0.98924 | 0.97051 | 1 | 0.98924 | 0.97051 | 1.7348e-14 | -121.6008 | 119.7539 | 1.7406e-14 | -121.6008 | 119.7539
Line17_5_19 | 0 | 0 | 0 | 0 | 0 | 0 | 0 | 0 | 0 | 0 | 0 | 0 | -5.2042e-18 | -3.7599e-11 | -1.0492e-10 | 5.2042e-18 | 3.7599e-11 | 1.0492e-10 | -1.5757e-33 | 1.0133e-10 | 1.5282e-11 | -2.313e-18 | -1.0133e-10 | -1.5282e-11 | 0 | 0 | 0 | 0 | 0 | 0 | 1 | 0.98924 | 0.97051 | 1 | 0.98924 | 0.97051 | 1.7348e-14 | -121.6008 | 119.7539 | 1.7406e-14 | -121.6008 | 119.7539
Line1_1_3 | 0 | 0 | 0 | 0 | 0 | 0 | 0 | 0 | 0 | 0 | 0 | 0 | 1.0987e-17 | -3.0079e-10 | -8.3938e-10 | -8.6736e-18 | 3.0079e-10 | 8.3938e-10 | 1.3878e-17 | 8.1061e-10 | 1.2226e-10 | -1.6191e-17 | -8.1061e-10 | -1.2226e-10 | 0 | 0 | 0 | 0 | 0 | 0 | 1 | 0.98924 | 0.97051 | 1 | 0.98924 | 0.97051 | 1.7197e-14 | -121.6008 | 119.7539 | 1.7559e-14 | -121.6008 | 119.7539
Line2_1_4 | 0 | 0 | 0 | 0 | 0 | 0 | 0 | 0 | 0 | 0 | 0 | 0 | -2.7768e-33 | -7.5198e-11 | -2.0985e-10 | 3.5016e-33 | 7.5198e-11 | 2.0985e-10 | 9.2519e-18 | 2.0265e-10 | 3.0565e-11 | -1.1565e-17 | -2.0265e-10 | -3.0565e-11 | 0 | 0 | 0 | 0 | 0 | 0 | 1 | 0.98924 | 0.97051 | 1 | 0.98924 | 0.97051 | 1.7197e-14 | -121.6008 | 119.7539 | 1.7348e-14 | -121.6008 | 119.7539
Line3_1_5 | 0 | 0 | 0 | 0 | 0 | 0 | 0 | 0 | 0 | 0 | 0 | 0 | -2.7768e-33 | -7.5198e-11 | -2.0985e-10 | 3.5016e-33 | 7.5198e-11 | 2.0985e-10 | 9.2519e-18 | 2.0265e-10 | 3.0565e-11 | -1.1565e-17 | -2.0265e-10 | -3.0565e-11 | 0 | 0 | 0 | 0 | 0 | 0 | 1 | 0.98924 | 0.97051 | 1 | 0.98924 | 0.97051 | 1.7197e-14 | -121.6008 | 119.7539 | 1.7348e-14 | -121.6008 | 119.7539
Line4_2_6 | 0 | 0 | 0 | 0 | 0 | 0 | 0 | 0 | 0 | 0 | 0 | 0 | 9.2519e-18 | -1.8799e-10 | -5.2461e-10 | -1.1565e-17 | 1.8799e-10 | 5.2461e-10 | 1.6191e-17 | 5.0663e-10 | 7.6412e-11 | -1.3878e-17 | -5.0663e-10 | -7.6412e-11 | 0 | 0 | 0 | 0 | 0 | 0 | 1 | 0.98924 | 0.97051 | 1 | 0.98924 | 0.97051 | 1.7175e-14 | -121.6008 | 119.7539 | 1.724e-14 | -121.6008 | 119.7539
Line5_6_7 | 0 | 0 | 0 | 0 | 0 | 0 | 0 | 0 | 0 | 0 | 0 | 0 | 1.0408e-17 | -1.504e-10 | -4.1969e-10 | -1.0408e-17 | 1.504e-10 | 4.1969e-10 | 1.1565e-17 | 4.053e-10 | 6.113e-11 | -1.1565e-17 | -4.053e-10 | -6.113e-11 | 0 | 0 | 0 | 0 | 0 | 0 | 1 | 0.98924 | 0.97051 | 1 | 0.98924 | 0.97051 | 1.724e-14 | -121.6008 | 119.7539 | 1.7326e-14 | -121.6008 | 119.7539
Line6_7_8 | 0 | 0 | 0 | 0 | 0 | 0 | 0 | 0 | 0 | 0 | 0 | 0 | 6.9389e-18 | -1.128e-10 | -3.1477e-10 | -6.9389e-18 | 1.128e-10 | 3.1477e-10 | 1.1565e-17 | 3.0398e-10 | 4.5847e-11 | -1.3878e-17 | -3.0398e-10 | -4.5847e-11 | 0 | 0 | 0 | 0 | 0 | 0 | 1 | 0.98924 | 0.97051 | 1 | 0.98924 | 0.97051 | 1.7326e-14 | -121.6008 | 119.7539 | 1.7487e-14 | -121.6008 | 119.7539
Line7_8_9 | 0 | 0 | 0 | 0 | 0 | 0 | 0 | 0 | 0 | 0 | 0 | 0 | -2.1178e-33 | -3.7599e-11 | -1.0492e-10 | -2.313e-18 | 3.7599e-11 | 1.0492e-10 | 6.9389e-18 | 1.0133e-10 | 1.5282e-11 | -6.9389e-18 | -1.0133e-10 | -1.5282e-11 | 0 | 0 | 0 | 0 | 0 | 0 | 1 | 0.98924 | 0.97051 | 1 | 0.98924 | 0.97051 | 1.7487e-14 | -121.6008 | 119.7539 | 1.7479e-14 | -121.6008 | 119.7539
Line8_8_10 | 0 | 0 | 0 | 0 | 0 | 0 | 0 | 0 | 0 | 0 | 0 | 0 | 1.7347e-18 | -3.7599e-11 | -1.0492e-10 | -1.7347e-18 | 3.7599e-11 | 1.0492e-10 | 9.2519e-18 | 1.0133e-10 | 1.5282e-11 | -6.9389e-18 | -1.0133e-10 | -1.5282e-11 | 0 | 0 | 0 | 0 | 0 | 0 | 1 | 0.98924 | 0.97051 | 1 | 0.98924 | 0.97051 | 1.7487e-14 | -121.6008 | 119.7539 | 1.7559e-14 | -121.6008 | 119.7539
Line9_3_11 | 0 | 0 | 0 | 0 | 0 | 0 | 0 | 0 | 0 | 0 | 0 | 0 | 5.7824e-18 | -2.6319e-10 | -7.3446e-10 | -5.7824e-18 | 2.6319e-10 | 7.3446e-10 | 1.6191e-17 | 7.0928e-10 | 1.0698e-10 | -1.8504e-17 | -7.0928e-10 | -1.0698e-10 | 0 | 0 | 0 | 0 | 0 | 0 | 1 | 0.98924 | 0.97051 | 1 | 0.98924 | 0.97051 | 1.7559e-14 | -121.6008 | 119.7539 | 1.7948e-14 | -121.6008 | 119.7539

## LL_min_fault_10
name | pf_ikss_a_from_ka | pf_ikss_b_from_ka | pf_ikss_c_from_ka | pf_ikss_a_to_ka | pf_ikss_b_to_ka | pf_ikss_c_to_ka | pf_skss_a_from_mw | pf_skss_b_from_mw | pf_skss_c_from_mw | pf_skss_a_to_mw | pf_skss_b_to_mw | pf_skss_c_to_mw | pf_p_a_from_mw | pf_p_b_from_mw | pf_p_c_from_mw | pf_p_a_to_mw | pf_p_b_to_mw | pf_p_c_to_mw | pf_q_a_from_mvar | pf_q_b_from_mvar | pf_q_c_from_mvar | pf_q_a_to_mvar | pf_q_b_to_mvar | pf_q_c_to_mvar | pf_ikss_a_from_degree | pf_ikss_b_from_degree | pf_ikss_c_from_degree | pf_ikss_a_to_degree | pf_ikss_b_to_degree | pf_ikss_c_to_degree | pf_vm_a_from_pu | pf_vm_b_from_pu | pf_vm_c_from_pu | pf_vm_a_to_pu | pf_vm_b_to_pu | pf_vm_c_to_pu | pf_va_a_from_degree | pf_va_b_from_degree | pf_va_c_from_degree | pf_va_a_to_degree | pf_va_b_to_degree | pf_va_c_to_degree
Line0_1_2 | 0 | 0 | 0 | 0 | 0 | 0 | 0 | 0 | 0 | 0 | 0 | 0 | 2.1973e-17 | -2.2559e-10 | -6.2954e-10 | -2.1973e-17 | 2.2559e-10 | 6.2954e-10 | 9.2519e-18 | 6.0796e-10 | 9.1694e-11 | -9.2519e-18 | -6.0796e-10 | -9.1694e-11 | 0 | 0 | 0 | 0 | 0 | 0 | 1 | 0.98924 | 0.97051 | 1 | 0.98924 | 0.97051 | 1.7197e-14 | -121.6008 | 119.7539 | 1.7175e-14 | -121.6008 | 119.7539
Line10_11_12 | 0 | 0 | 0 | 0 | 0 | 0 | 0 | 0 | 0 | 0 | 0 | 0 | 2.8912e-18 | -2.2559e-10 | -6.2954e-10 | -5.7824e-19 | 2.2559e-10 | 6.2954e-10 | 1.1565e-17 | 6.0796e-10 | 9.1694e-11 | -1.3878e-17 | -6.0796e-10 | -9.1694e-11 | 0 | 0 | 0 | 0 | 0 | 0 | 1 | 0.98924 | 0.97051 | 1 | 0.98924 | 0.97051 | 1.7948e-14 | -121.6008 | 119.7539 | 1.8342e-14 | -121.6008 | 119.7539
Line11_12_13 | 0 | 0 | 0 | 0 | 0 | 0 | 0 | 0 | 0 | 0 | 0 | 0 | -3.4694e-18 | -1.8799e-10 | -5.2461e-10 | 3.4694e-18 | 1.8799e-10 | 5.2461e-10 | 1.8504e-17 | 5.0663e-10 | 7.6412e-11 | -1.8504e-17 | -5.0663e-10 | -7.6412e-11 | 0 | 0 | 0 | 0 | 0 | 0 | 1 | 0.98924 | 0.97051 | 1 | 0.98924 | 0.97051 | 1.8342e-14 | -121.6008 | 119.7539 | 1.8714e-14 | -121.6008 | 119.7539
Line12_13_15 | 0 | 0 | 0 | 0 | 0 | 0 | 0 | 0 | 0 | 0 | 0 | 0 | -3.4694e-18 | -1.128e-10 | -3.1477e-10 | 3.4694e-18 | 1.128e-10 | 3.1477e-10 | 9.2519e-18 | 3.0398e-10 | 4.5847e-11 | -1.1565e-17 | -3.0398e-10 | -4.5847e-11 | 0 | 0 | 0 | 0 | 0 | 0 | 1 | 0.98924 | 0.97051 | 1 | 0.98924 | 0.97051 | 1.8714e-14 | -121.6008 | 119.7539 | 1.8903e-14 | -121.6008 | 119.7539
Line13_13_14 | 0 | 0 | 0 | 0 | 0 | 0 | 0 | 0 | 0 | 0 | 0 | 0 | -1.1565e-18 | -3.7599e-11 | -1.0492e-10 | 1.1565e-18 | 3.7599e-11 | 1.0492e-10 | 2.313e-18 | 1.0133e-10 | 1.5282e-11 | -6.9389e-18 | -1.0133e-10 | -1.5282e-11 | 0 | 0 | 0 | 0 | 0 | 0 | 1 | 0.98924 | 0.97051 | 1 | 0.98924 | 0.97051 | 1.8714e-14 | -121.6008 | 119.7539 | 1.8707e-14 | -121.6008 | 119.7539
Line14_15_16 | 0 | 0 | 0 | 0 | 0 | 0 | 0 | 0 | 0 | 0 | 0 | 0 | -2.8912e-18 | -7.5198e-11 | -2.0985e-10 | 2.8912e-18 | 7.5198e-11 | 2.0985e-10 | 6.9389e-18 | 2.0265e-10 | 3.0565e-11 | -9.2519e-18 | -2.0265e-10 | -3.0565e-11 | 0 | 0 | 0 | 0 | 0 | 0 | 1 | 0.98924 | 0.97051 | 1 | 0.98924 | 0.97051 | 1.8903e-14 | -121.6008 | 119.7539 | 1.9066e-14 | -121.6008 | 119.7539
Line15_16_17 | 0 | 0 | 0 | 0 | 0 | 0 | 0 | 0 | 0 | 0 | 0 | 0 | -5.7824e-19 | -3.7599e-11 | -1.0492e-10 | -1.7347e-18 | 3.7599e-11 | 1.0492e-10 | -1.9242e-34 | 1.0133e-10 | 1.5282e-11 | -5.7902e-34 | -1.0133e-10 | -1.5282e-11 | 0 | 0 | 0 | 0 | 0 | 0 | 1 | 0.98924 | 0.97051 | 1 | 0.98924 | 0.97051 | 1.9066e-14 | -121.6008 | 119.7539 | 1.9124e-14 | -121.6008 | 119.7539
Line16_4_18 | 0 | 0 | 0 | 0 | 0 | 0 | 0 | 0 | 0 | 0 | 0 | 0 | -5.2042e-18 | -3.7599e-11 | -1.0492e-10 | 5.2042e-18 | 3.7599e-11 | 1.0492e-10 | -1.5757e-33 | 1.0133e-10 | 1.5282e-11 | -2.313e-18 | -1.0133e-10 | -1.5282e-11 | 0 | 0 | 0 | 0 | 0 | 0 | 1 | 0.98924 | 0.97051 | 1 | 0.98924 | 0.97051 | 1.7348e-14 | -121.6008 | 119.7539 | 1.7406e-14 | -121.6008 | 119.7539
Line17_5_19 | 0 | 0 | 0 | 0 | 0 | 0 | 0 | 0 | 0 | 0 | 0 | 0 | -5.2042e-18 | -3.7599e-11 | -1.0492e-10 | 5.2042e-18 | 3.7599e-11 | 1.0492e-10 | -1.5757e-33 | 1.0133e-10 | 1.5282e-11 | -2.313e-18 | -1.0133e-10 | -1.5282e-11 | 0 | 0 | 0 | 0 | 0 | 0 | 1 | 0.98924 | 0.97051 | 1 | 0.98924 | 0.97051 | 1.7348e-14 | -121.6008 | 119.7539 | 1.7406e-14 | -121.6008 | 119.7539
Line1_1_3 | 0 | 0 | 0 | 0 | 0 | 0 | 0 | 0 | 0 | 0 | 0 | 0 | 1.0987e-17 | -3.0079e-10 | -8.3938e-10 | -8.6736e-18 | 3.0079e-10 | 8.3938e-10 | 1.3878e-17 | 8.1061e-10 | 1.2226e-10 | -1.6191e-17 | -8.1061e-10 | -1.2226e-10 | 0 | 0 | 0 | 0 | 0 | 0 | 1 | 0.98924 | 0.97051 | 1 | 0.98924 | 0.97051 | 1.7197e-14 | -121.6008 | 119.7539 | 1.7559e-14 | -121.6008 | 119.7539
Line2_1_4 | 0 | 0 | 0 | 0 | 0 | 0 | 0 | 0 | 0 | 0 | 0 | 0 | -2.7768e-33 | -7.5198e-11 | -2.0985e-10 | 3.5016e-33 | 7.5198e-11 | 2.0985e-10 | 9.2519e-18 | 2.0265e-10 | 3.0565e-11 | -1.1565e-17 | -2.0265e-10 | -3.0565e-11 | 0 | 0 | 0 | 0 | 0 | 0 | 1 | 0.98924 | 0.97051 | 1 | 0.98924 | 0.97051 | 1.7197e-14 | -121.6008 | 119.7539 | 1.7348e-14 | -121.6008 | 119.7539
Line3_1_5 | 0 | 0 | 0 | 0 | 0 | 0 | 0 | 0 | 0 | 0 | 0 | 0 | -2.7768e-33 | -7.5198e-11 | -2.0985e-10 | 3.5016e-33 | 7.5198e-11 | 2.0985e-10 | 9.2519e-18 | 2.0265e-10 | 3.0565e-11 | -1.1565e-17 | -2.0265e-10 | -3.0565e-11 | 0 | 0 | 0 | 0 | 0 | 0 | 1 | 0.98924 | 0.97051 | 1 | 0.98924 | 0.97051 | 1.7197e-14 | -121.6008 | 119.7539 | 1.7348e-14 | -121.6008 | 119.7539
Line4_2_6 | 0 | 0 | 0 | 0 | 0 | 0 | 0 | 0 | 0 | 0 | 0 | 0 | 9.2519e-18 | -1.8799e-10 | -5.2461e-10 | -1.1565e-17 | 1.8799e-10 | 5.2461e-10 | 1.6191e-17 | 5.0663e-10 | 7.6412e-11 | -1.3878e-17 | -5.0663e-10 | -7.6412e-11 | 0 | 0 | 0 | 0 | 0 | 0 | 1 | 0.98924 | 0.97051 | 1 | 0.98924 | 0.97051 | 1.7175e-14 | -121.6008 | 119.7539 | 1.724e-14 | -121.6008 | 119.7539
Line5_6_7 | 0 | 0 | 0 | 0 | 0 | 0 | 0 | 0 | 0 | 0 | 0 | 0 | 1.0408e-17 | -1.504e-10 | -4.1969e-10 | -1.0408e-17 | 1.504e-10 | 4.1969e-10 | 1.1565e-17 | 4.053e-10 | 6.113e-11 | -1.1565e-17 | -4.053e-10 | -6.113e-11 | 0 | 0 | 0 | 0 | 0 | 0 | 1 | 0.98924 | 0.97051 | 1 | 0.98924 | 0.97051 | 1.724e-14 | -121.6008 | 119.7539 | 1.7326e-14 | -121.6008 | 119.7539
Line6_7_8 | 0 | 0 | 0 | 0 | 0 | 0 | 0 | 0 | 0 | 0 | 0 | 0 | 6.9389e-18 | -1.128e-10 | -3.1477e-10 | -6.9389e-18 | 1.128e-10 | 3.1477e-10 | 1.1565e-17 | 3.0398e-10 | 4.5847e-11 | -1.3878e-17 | -3.0398e-10 | -4.5847e-11 | 0 | 0 | 0 | 0 | 0 | 0 | 1 | 0.98924 | 0.97051 | 1 | 0.98924 | 0.97051 | 1.7326e-14 | -121.6008 | 119.7539 | 1.7487e-14 | -121.6008 | 119.7539
Line7_8_9 | 0 | 0 | 0 | 0 | 0 | 0 | 0 | 0 | 0 | 0 | 0 | 0 | -2.1178e-33 | -3.7599e-11 | -1.0492e-10 | -2.313e-18 | 3.7599e-11 | 1.0492e-10 | 6.9389e-18 | 1.0133e-10 | 1.5282e-11 | -6.9389e-18 | -1.0133e-10 | -1.5282e-11 | 0 | 0 | 0 | 0 | 0 | 0 | 1 | 0.98924 | 0.97051 | 1 | 0.98924 | 0.97051 | 1.7487e-14 | -121.6008 | 119.7539 | 1.7479e-14 | -121.6008 | 119.7539
Line8_8_10 | 0 | 0 | 0 | 0 | 0 | 0 | 0 | 0 | 0 | 0 | 0 | 0 | 1.7347e-18 | -3.7599e-11 | -1.0492e-10 | -1.7347e-18 | 3.7599e-11 | 1.0492e-10 | 9.2519e-18 | 1.0133e-10 | 1.5282e-11 | -6.9389e-18 | -1.0133e-10 | -1.5282e-11 | 0 | 0 | 0 | 0 | 0 | 0 | 1 | 0.98924 | 0.97051 | 1 | 0.98924 | 0.97051 | 1.7487e-14 | -121.6008 | 119.7539 | 1.7559e-14 | -121.6008 | 119.7539
Line9_3_11 | 0 | 0 | 0 | 0 | 0 | 0 | 0 | 0 | 0 | 0 | 0 | 0 | 5.7824e-18 | -2.6319e-10 | -7.3446e-10 | -5.7824e-18 | 2.6319e-10 | 7.3446e-10 | 1.6191e-17 | 7.0928e-10 | 1.0698e-10 | -1.8504e-17 | -7.0928e-10 | -1.0698e-10 | 0 | 0 | 0 | 0 | 0 | 0 | 1 | 0.98924 | 0.97051 | 1 | 0.98924 | 0.97051 | 1.7559e-14 | -121.6008 | 119.7539 | 1.7948e-14 | -121.6008 | 119.7539

## LG_max_6
name | pf_ikss_a_from_ka | pf_ikss_b_from_ka | pf_ikss_c_from_ka | pf_ikss_a_to_ka | pf_ikss_b_to_ka | pf_ikss_c_to_ka | pf_skss_a_from_mw | pf_skss_b_from_mw | pf_skss_c_from_mw | pf_skss_a_to_mw | pf_skss_b_to_mw | pf_skss_c_to_mw | pf_p_a_from_mw | pf_p_b_from_mw | pf_p_c_from_mw | pf_p_a_to_mw | pf_p_b_to_mw | pf_p_c_to_mw | pf_q_a_from_mvar | pf_q_b_from_mvar | pf_q_c_from_mvar | pf_q_a_to_mvar | pf_q_b_to_mvar | pf_q_c_to_mvar | pf_ikss_a_from_degree | pf_ikss_b_from_degree | pf_ikss_c_from_degree | pf_ikss_a_to_degree | pf_ikss_b_to_degree | pf_ikss_c_to_degree | pf_vm_a_from_pu | pf_vm_b_from_pu | pf_vm_c_from_pu | pf_vm_a_to_pu | pf_vm_b_to_pu | pf_vm_c_to_pu | pf_va_a_from_degree | pf_va_b_from_degree | pf_va_c_from_degree | pf_va_a_to_degree | pf_va_b_to_degree | pf_va_c_to_degree
Line0_1_2 | 0.1732 | 0.17321 | 0.17321 | 0.1732 | 0.17321 | 0.17321 | 0.04 | 0.04 | 0.04 | 0.04 | 0.04 | 0.04 | -0.00028445 | -0.0044834 | -0.0046855 | 0.00058445 | 0.0047835 | 0.0049855 | -0.0028779 | -0.046555 | -0.046462 | 0.0034779 | 0.047155 | 0.047062 | 95.7107 | -24.2898 | -144.2892 | -84.2893 | 155.7103 | 35.7108 | 0.072299 | 1.1693 | 1.1674 | 0.088168 | 1.1849 | 1.1831 | 0.066143 | -119.7906 | 119.9522 | -3.8283 | -120.0821 | 119.6637
Line10_11_12 | 0.1732 | 0.17321 | 0.17321 | 0.1732 | 0.17321 | 0.17321 | 0.04 | 0.04 | 0.04 | 0.04 | 0.04 | 0.04 | -0.00088444 | -0.0050834 | -0.0052855 | 0.0011844 | 0.0053835 | 0.0055855 | -0.0040779 | -0.047755 | -0.047662 | 0.0046779 | 0.048355 | 0.048262 | 95.7107 | -24.2898 | -144.2891 | -84.2893 | 155.7103 | 35.7108 | 0.10432 | 1.2006 | 1.1988 | 0.12064 | 1.2163 | 1.2146 | -6.5263 | -120.3659 | 119.3828 | -8.4978 | -120.6425 | 119.1092
Line11_12_13 | 0.1732 | 0.17321 | 0.17321 | 0.1732 | 0.17321 | 0.1732 | 0.04 | 0.04 | 0.04 | 0.04 | 0.04 | 0.04 | -0.0011844 | -0.0053835 | -0.0055855 | 0.0014844 | 0.0056835 | 0.0058854 | -0.0046779 | -0.048355 | -0.048262 | 0.0052779 | 0.048955 | 0.048862 | 95.7107 | -24.2897 | -144.2892 | -84.2893 | 155.7103 | 35.7108 | 0.12064 | 1.2163 | 1.2146 | 0.13707 | 1.2321 | 1.2304 | -8.4978 | -120.6425 | 119.1092 | -9.9981 | -120.9119 | 118.8425
Line12_13_15 | 0 | 0 | 0 | 0 | 0 | 0 | 0 | 0 | 0 | 0 | 0 | 0 | 7.8485e-10 | 9.8286e-08 | -9.6938e-08 | -4.7674e-11 | -6.6121e-08 | 6.4036e-08 | 1.2625e-08 | -5.7918e-08 | -5.3689e-08 | -8.5126e-09 | 3.8533e-08 | 3.5693e-08 | 0 | 0 | 0 | 0 | 0 | 0 | 0.13707 | 1.2321 | 1.2304 | 0.13707 | 1.2321 | 1.2304 | -9.9981 | -120.9119 | 118.8425 | -9.9981 | -120.9119 | 118.8425
Line13_13_14 | 0.17321 | 0.17321 | 0.1732 | 0.17321 | 0.17321 | 0.1732 | 0.04 | 0.04 | 0.04 | 0.04 | 0.04 | 0.04 | -0.0014844 | -0.0056836 | -0.0058853 | 0.0017844 | 0.0059836 | 0.0061853 | -0.005278 | -0.048955 | -0.048861 | 0.005878 | 0.049555 | 0.049461 | 95.7107 | -24.2896 | -144.2893 | -84.2893 | 155.7105 | 35.7106 | 0.13707 | 1.2321 | 1.2304 | 0.15357 | 1.2479 | 1.2462 | -9.9981 | -120.9119 | 118.8425 | -11.1767 | -121.1745 | 118.5826
Line14_15_16 | 0 | 0 | 0 | 0 | 0 | 0 | 0 | 0 | 0 | 0 | 0 | 0 | 5.2323e-10 | 6.5524e-08 | -6.4625e-08 | 2.1394e-10 | -3.3359e-08 | 3.1724e-08 | 8.4167e-09 | -3.8612e-08 | -3.5793e-08 | -4.3043e-09 | 1.9227e-08 | 1.7796e-08 | 0 | 0 | 0 | 0 | 0 | 0 | 0.13707 | 1.2321 | 1.2304 | 0.13707 | 1.2321 | 1.2304 | -9.9981 | -120.9119 | 118.8425 | -9.9981 | -120.9119 | 118.8425
Line15_16_17 | 0 | 0 | 0 | 0 | 0 | 0 | 0 | 0 | 0 | 0 | 0 | 0 | 2.6162e-10 | 3.2762e-08 | -3.2313e-08 | 4.7556e-10 | -5.9736e-10 | -5.8915e-10 | 4.2083e-09 | -1.9306e-08 | -1.7896e-08 | -9.5982e-11 | -7.9088e-11 | -1.0024e-10 | 0 | 0 | 0 | 0 | 0 | 0 | 0.13707 | 1.2321 | 1.2304 | 0.13707 | 1.2321 | 1.2304 | -9.9981 | -120.9119 | 118.8425 | -9.9981 | -120.9119 | 118.8425
Line16_4_18 | 0 | 0 | 0 | 0 | 0 | 0 | 0 | 0 | 0 | 0 | 0 | 0 | -1.3918e-10 | 3.1569e-08 | -3.1026e-08 | 3.2631e-10 | -3.6895e-10 | -3.6067e-10 | 2.7046e-09 | -1.8186e-08 | -1.7729e-08 | -2.3743e-11 | -6.8476e-12 | -2.8006e-11 | 0 | 0 | 0 | 0 | 0 | 0 | 0.088168 | 1.1849 | 1.1831 | 0.088168 | 1.1849 | 1.1831 | -3.8283 | -120.0821 | 119.6637 | -3.8283 | -120.0821 | 119.6637
Line17_5_19 | 0.17321 | 0.17321 | 0.1732 | 0.17321 | 0.17321 | 0.1732 | 0.04 | 0.04 | 0.04 | 0.04 | 0.04 | 0.04 | -0.00058445 | -0.0047836 | -0.0049853 | 0.00088445 | 0.0050836 | 0.0052853 | -0.003478 | -0.047155 | -0.047061 | 0.004078 | 0.047755 | 0.047661 | 95.7107 | -24.2896 | -144.2893 | -84.2893 | 155.7105 | 35.7106 | 0.088168 | 1.1849 | 1.1831 | 0.10432 | 1.2006 | 1.1988 | -3.8283 | -120.0821 | 119.6637 | -6.5264 | -120.3659 | 119.3828
Line1_1_3 | 0.1732 | 0.17321 | 0.17321 | 0.1732 | 0.17321 | 0.17321 | 0.04 | 0.04 | 0.04 | 0.04 | 0.04 | 0.04 | -0.00028445 | -0.0044834 | -0.0046856 | 0.00058445 | 0.0047834 | 0.0049855 | -0.0028779 | -0.046555 | -0.046462 | 0.0034779 | 0.047155 | 0.047062 | 95.7108 | -24.2898 | -144.2891 | -84.2893 | 155.7102 | 35.7109 | 0.072299 | 1.1693 | 1.1674 | 0.088168 | 1.1849 | 1.1831 | 0.066143 | -119.7906 | 119.9522 | -3.8283 | -120.0821 | 119.6637
Line2_1_4 | 0.17321 | 0.17321 | 0.1732 | 0.17321 | 0.17321 | 0.1732 | 0.04 | 0.04 | 0.04 | 0.04 | 0.04 | 0.04 | -0.00028445 | -0.0044836 | -0.0046854 | 0.00058445 | 0.0047836 | 0.0049853 | -0.002878 | -0.046555 | -0.046461 | 0.003478 | 0.047155 | 0.047061 | 95.7107 | -24.2896 | -144.2893 | -84.2893 | 155.7104 | 35.7107 | 0.072299 | 1.1693 | 1.1674 | 0.088168 | 1.1849 | 1.1831 | 0.066143 | -119.7906 | 119.9522 | -3.8283 | -120.0821 | 119.6637
Line3_1_5 | 0.17321 | 0.17321 | 0.1732 | 0.17321 | 0.17321 | 0.1732 | 0.04 | 0.04 | 0.04 | 0.04 | 0.04 | 0.04 | -0.00028445 | -0.0044836 | -0.0046854 | 0.00058445 | 0.0047836 | 0.0049853 | -0.002878 | -0.046555 | -0.046461 | 0.003478 | 0.047155 | 0.047061 | 95.7107 | -24.2896 | -144.2893 | -84.2893 | 155.7104 | 35.7107 | 0.072299 | 1.1693 | 1.1674 | 0.088168 | 1.1849 | 1.1831 | 0.066143 | -119.7906 | 119.9522 | -3.8283 | -120.0821 | 119.6637
Line4_2_6 | 0.1732 | 0.17321 | 0.17321 | 0.1732 | 0.17321 | 0.1732 | 0.04 | 0.04 | 0.04 | 0.04 | 0.04 | 0.04 | -0.00058445 | -0.0047835 | -0.0049855 | 0.00088444 | 0.0050835 | 0.0052854 | -0.0034779 | -0.047155 | -0.047062 | 0.0040779 | 0.047755 | 0.047662 | 95.7107 | -24.2897 | -144.2892 | -84.2893 | 155.7103 | 35.7108 | 0.088168 | 1.1849 | 1.1831 | 0.10432 | 1.2006 | 1.1988 | -3.8283 | -120.0821 | 119.6637 | -6.5263 | -120.3659 | 119.3828
Line5_6_7 | 0.1732 | 0.17321 | 0.1732 | 0.1732 | 0.17321 | 0.1732 | 0.04 | 0.04 | 0.04 | 0.04 | 0.04 | 0.04 | -0.00088444 | -0.0050835 | -0.0052854 | 0.0011844 | 0.0053835 | 0.0055854 | -0.0040779 | -0.047755 | -0.047662 | 0.0046779 | 0.048355 | 0.048261 | 95.7107 | -24.2897 | -144.2892 | -84.2893 | 155.7104 | 35.7107 | 0.10432 | 1.2006 | 1.1988 | 0.12064 | 1.2163 | 1.2146 | -6.5263 | -120.3659 | 119.3828 | -8.4978 | -120.6424 | 119.1092
Line6_7_8 | 0 | 0 | 0 | 0 | 0 | 0 | 0 | 0 | 0 | 0 | 0 | 0 | 3.7787e-10 | 9.7087e-08 | -9.5658e-08 | 1.7596e-10 | -6.5244e-08 | 6.3261e-08 | 1.1121e-08 | -5.6798e-08 | -5.3522e-08 | -7.4861e-09 | 3.781e-08 | 3.5605e-08 | 0 | 0 | 0 | 0 | 0 | 0 | 0.12064 | 1.2163 | 1.2146 | 0.12064 | 1.2163 | 1.2146 | -8.4978 | -120.6424 | 119.1092 | -8.4978 | -120.6424 | 119.1092
Line7_8_9 | 0 | 0 | 0 | 0 | 0 | 0 | 0 | 0 | 0 | 0 | 0 | 0 | 1.2596e-10 | 3.2362e-08 | -3.1886e-08 | 4.2787e-10 | -5.1916e-10 | -5.1093e-10 | 3.7071e-09 | -1.8933e-08 | -1.7841e-08 | -7.1903e-11 | -5.5008e-11 | -7.6165e-11 | 0 | 0 | 0 | 0 | 0 | 0 | 0.12064 | 1.2163 | 1.2146 | 0.12064 | 1.2163 | 1.2146 | -8.4978 | -120.6424 | 119.1092 | -8.4978 | -120.6424 | 119.1092
Line8_8_10 | 0 | 0 | 0 | 0 | 0 | 0 | 0 | 0 | 0 | 0 | 0 | 0 | 1.2596e-10 | 3.2362e-08 | -3.1886e-08 | 4.2787e-10 | -5.1916e-10 | -5.1093e-10 | 3.7071e-09 | -1.8933e-08 | -1.7841e-08 | -7.1903e-11 | -5.5007e-11 | -7.6165e-11 | 0 | 0 | 0 | 0 | 0 | 0 | 0.12064 | 1.2163 | 1.2146 | 0.12064 | 1.2163 | 1.2146 | -8.4978 | -120.6424 | 119.1092 | -8.4978 | -120.6424 | 119.1092
Line9_3_11 | 0.1732 | 0.17321 | 0.17321 | 0.1732 | 0.17321 | 0.17321 | 0.04 | 0.04 | 0.04 | 0.04 | 0.04 | 0.04 | -0.00058445 | -0.0047834 | -0.0049855 | 0.00088444 | 0.0050834 | 0.0052855 | -0.0034779 | -0.047155 | -0.047062 | 0.0040779 | 0.047755 | 0.047662 | 95.7107 | -24.2898 | -144.2891 | -84.2893 | 155.7102 | 35.7108 | 0.088168 | 1.1849 | 1.1831 | 0.10432 | 1.2006 | 1.1988 | -3.8283 | -120.0821 | 119.6637 | -6.5263 | -120.3659 | 119.3828

## LG_max_10
name | pf_ikss_a_from_ka | pf_ikss_b_from_ka | pf_ikss_c_from_ka | pf_ikss_a_to_ka | pf_ikss_b_to_ka | pf_ikss_c_to_ka | pf_skss_a_from_mw | pf_skss_b_from_mw | pf_skss_c_from_mw | pf_skss_a_to_mw | pf_skss_b_to_mw | pf_skss_c_to_mw | pf_p_a_from_mw | pf_p_b_from_mw | pf_p_c_from_mw | pf_p_a_to_mw | pf_p_b_to_mw | pf_p_c_to_mw | pf_q_a_from_mvar | pf_q_b_from_mvar | pf_q_c_from_mvar | pf_q_a_to_mvar | pf_q_b_to_mvar | pf_q_c_to_mvar | pf_ikss_a_from_degree | pf_ikss_b_from_degree | pf_ikss_c_from_degree | pf_ikss_a_to_degree | pf_ikss_b_to_degree | pf_ikss_c_to_degree | pf_vm_a_from_pu | pf_vm_b_from_pu | pf_vm_c_from_pu | pf_vm_a_to_pu | pf_vm_b_to_pu | pf_vm_c_to_pu | pf_va_a_from_degree | pf_va_b_from_degree | pf_va_c_from_degree | pf_va_a_to_degree | pf_va_b_to_degree | pf_va_c_to_degree
Line0_1_2 | 0.1732 | 0.17321 | 0.17321 | 0.1732 | 0.17321 | 0.17321 | 0.04 | 0.04 | 0.04 | 0.04 | 0.04 | 0.04 | -0.00029795 | -0.0044885 | -0.0046999 | 0.00059795 | 0.0047885 | 0.0049999 | -0.003015 | -0.046686 | -0.046588 | 0.003615 | 0.047286 | 0.047188 | 95.7107 | -24.2898 | -144.2892 | -84.2893 | 155.7103 | 35.7108 | 0.075741 | 1.1725 | 1.1706 | 0.091602 | 1.1882 | 1.1863 | 0.066782 | -119.7815 | 119.9502 | -3.6816 | -120.0722 | 119.6625
Line10_11_12 | 0.1732 | 0.17321 | 0.17321 | 0.1732 | 0.17321 | 0.17321 | 0.04 | 0.04 | 0.04 | 0.04 | 0.04 | 0.04 | -0.00089795 | -0.0050885 | -0.0052999 | 0.001198 | 0.0053885 | 0.0055999 | -0.0042149 | -0.047886 | -0.047788 | 0.0048149 | 0.048486 | 0.048388 | 95.7107 | -24.2898 | -144.2892 | -84.2893 | 155.7103 | 35.7108 | 0.10774 | 1.2039 | 1.202 | 0.12404 | 1.2196 | 1.2178 | -6.3158 | -120.3554 | 119.3824 | -8.2607 | -120.6313 | 119.1094
Line11_12_13 | 0.1732 | 0.17321 | 0.17321 | 0.1732 | 0.17321 | 0.1732 | 0.04 | 0.04 | 0.04 | 0.04 | 0.04 | 0.04 | -0.001198 | -0.0053885 | -0.0055999 | 0.001498 | 0.0056886 | 0.0058999 | -0.0048149 | -0.048486 | -0.048388 | 0.0054149 | 0.049086 | 0.048988 | 95.7107 | -24.2897 | -144.2892 | -84.2893 | 155.7103 | 35.7108 | 0.12404 | 1.2196 | 1.2178 | 0.14046 | 1.2354 | 1.2336 | -8.2607 | -120.6313 | 119.1094 | -9.7524 | -120.9002 | 118.8435
Line12_13_15 | 0 | 0 | 0 | 0 | 0 | 0 | 0 | 0 | 0 | 0 | 0 | 0 | 7.5487e-10 | 9.8558e-08 | -9.7114e-08 | -1.7258e-11 | -6.6319e-08 | 6.4138e-08 | 1.2934e-08 | -5.8045e-08 | -5.3796e-08 | -8.7189e-09 | 3.8619e-08 | 3.5764e-08 | 0 | 0 | 0 | 0 | 0 | 0 | 0.14046 | 1.2354 | 1.2336 | 0.14046 | 1.2354 | 1.2336 | -9.7524 | -120.9002 | 118.8435 | -9.7524 | -120.9002 | 118.8435
Line13_13_14 | 0.17321 | 0.17321 | 0.1732 | 0.17321 | 0.17321 | 0.1732 | 0.04 | 0.04 | 0.04 | 0.04 | 0.04 | 0.04 | -0.001498 | -0.0056887 | -0.0058998 | 0.001798 | 0.0059887 | 0.0061997 | -0.005415 | -0.049086 | -0.048988 | 0.006015 | 0.049686 | 0.049588 | 95.7107 | -24.2896 | -144.2893 | -84.2893 | 155.7105 | 35.7106 | 0.14046 | 1.2354 | 1.2336 | 0.15695 | 1.2511 | 1.2494 | -9.7524 | -120.9002 | 118.8435 | -10.9314 | -121.1623 | 118.5842
Line14_15_16 | 0 | 0 | 0 | 0 | 0 | 0 | 0 | 0 | 0 | 0 | 0 | 0 | 5.0325e-10 | 6.5705e-08 | -6.4743e-08 | 2.3437e-10 | -3.3466e-08 | 3.1766e-08 | 8.623e-09 | -3.8697e-08 | -3.5864e-08 | -4.4075e-09 | 1.927e-08 | 1.7832e-08 | 0 | 0 | 0 | 0 | 0 | 0 | 0.14046 | 1.2354 | 1.2336 | 0.14046 | 1.2354 | 1.2336 | -9.7524 | -120.9002 | 118.8435 | -9.7524 | -120.9002 | 118.8435
Line15_16_17 | 0 | 0 | 0 | 0 | 0 | 0 | 0 | 0 | 0 | 0 | 0 | 0 | 2.5162e-10 | 3.2853e-08 | -3.2371e-08 | 4.8599e-10 | -6.1373e-10 | -6.051e-10 | 4.3115e-09 | -1.9348e-08 | -1.7932e-08 | -9.5963e-11 | -7.8283e-11 | -1.0042e-10 | 0 | 0 | 0 | 0 | 0 | 0 | 0.14046 | 1.2354 | 1.2336 | 0.14046 | 1.2354 | 1.2336 | -9.7524 | -120.9002 | 118.8435 | -9.7524 | -120.9002 | 118.8435
Line16_4_18 | 0 | 0 | 0 | 0 | 0 | 0 | 0 | 0 | 0 | 0 | 0 | 0 | -1.5034e-10 | 3.1659e-08 | -3.1087e-08 | 3.3793e-10 | -3.8422e-10 | -3.7552e-10 | 2.8084e-09 | -1.8229e-08 | -1.7765e-08 | -2.3724e-11 | -6.0416e-12 | -2.8182e-11 | 0 | 0 | 0 | 0 | 0 | 0 | 0.091602 | 1.1882 | 1.1863 | 0.091602 | 1.1882 | 1.1863 | -3.6816 | -120.0722 | 119.6625 | -3.6816 | -120.0722 | 119.6625
Line17_5_19 | 0.17321 | 0.17321 | 0.1732 | 0.17321 | 0.17321 | 0.1732 | 0.04 | 0.04 | 0.04 | 0.04 | 0.04 | 0.04 | -0.00059795 | -0.0047887 | -0.0049998 | 0.00089795 | 0.0050887 | 0.0052997 | -0.003615 | -0.047286 | -0.047188 | 0.004215 | 0.047886 | 0.047788 | 95.7107 | -24.2896 | -144.2893 | -84.2893 | 155.7105 | 35.7106 | 0.091602 | 1.1882 | 1.1863 | 0.10774 | 1.2039 | 1.202 | -3.6816 | -120.0722 | 119.6625 | -6.3158 | -120.3554 | 119.3824
Line1_1_3 | 0.1732 | 0.17321 | 0.17321 | 0.1732 | 0.17321 | 0.17321 | 0.04 | 0.04 | 0.04 | 0.04 | 0.04 | 0.04 | -0.00029795 | -0.0044884 | -0.0047 | 0.00059795 | 0.0047885 | 0.005 | -0.0030149 | -0.046686 | -0.046588 | 0.0036149 | 0.047286 | 0.047188 | 95.7107 | -24.2898 | -144.2891 | -84.2893 | 155.7102 | 35.7109 | 0.075741 | 1.1725 | 1.1706 | 0.091602 | 1.1882 | 1.1863 | 0.066782 | -119.7815 | 119.9502 | -3.6816 | -120.0722 | 119.6625
Line2_1_4 | 0.17321 | 0.17321 | 0.1732 | 0.17321 | 0.17321 | 0.1732 | 0.04 | 0.04 | 0.04 | 0.04 | 0.04 | 0.04 | -0.00029795 | -0.0044886 | -0.0046998 | 0.00059795 | 0.0047887 | 0.0049998 | -0.003015 | -0.046686 | -0.046588 | 0.003615 | 0.047286 | 0.047188 | 95.7107 | -24.2896 | -144.2893 | -84.2893 | 155.7104 | 35.7107 | 0.075741 | 1.1725 | 1.1706 | 0.091602 | 1.1882 | 1.1863 | 0.066782 | -119.7815 | 119.9502 | -3.6816 | -120.0722 | 119.6625
Line3_1_5 | 0.17321 | 0.17321 | 0.1732 | 0.17321 | 0.17321 | 0.1732 | 0.04 | 0.04 | 0.04 | 0.04 | 0.04 | 0.04 | -0.00029795 | -0.0044886 | -0.0046998 | 0.00059795 | 0.0047887 | 0.0049998 | -0.003015 | -0.046686 | -0.046588 | 0.003615 | 0.047286 | 0.047188 | 95.7107 | -24.2896 | -144.2893 | -84.2893 | 155.7104 | 35.7107 | 0.075741 | 1.1725 | 1.1706 | 0.091602 | 1.1882 | 1.1863 | 0.066782 | -119.7815 | 119.9502 | -3.6816 | -120.0722 | 119.6625
Line4_2_6 | 0.1732 | 0.17321 | 0.17321 | 0.1732 | 0.17321 | 0.1732 | 0.04 | 0.04 | 0.04 | 0.04 | 0.04 | 0.04 | -0.00059795 | -0.0047885 | -0.0049999 | 0.00089795 | 0.0050886 | 0.0052999 | -0.003615 | -0.047286 | -0.047188 | 0.004215 | 0.047886 | 0.047788 | 95.7107 | -24.2897 | -144.2892 | -84.2893 | 155.7103 | 35.7108 | 0.091602 | 1.1882 | 1.1863 | 0.10774 | 1.2039 | 1.202 | -3.6816 | -120.0722 | 119.6625 | -6.3158 | -120.3554 | 119.3824
Line5_6_7 | 0.1732 | 0.17321 | 0.1732 | 0.1732 | 0.17321 | 0.1732 | 0.04 | 0.04 | 0.04 | 0.04 | 0.04 | 0.04 | -0.00089795 | -0.0050886 | -0.0052999 | 0.001198 | 0.0053886 | 0.0055998 | -0.004215 | -0.047886 | -0.047788 | 0.004815 | 0.048486 | 0.048388 | 95.7107 | -24.2897 | -144.2892 | -84.2893 | 155.7104 | 35.7107 | 0.10774 | 1.2039 | 1.202 | 0.12404 | 1.2196 | 1.2178 | -6.3158 | -120.3554 | 119.3824 | -8.2607 | -120.6313 | 119.1094
Line6_7_8 | 0 | 0 | 0 | 0 | 0 | 0 | 0 | 0 | 0 | 0 | 0 | 0 | 3.4673e-10 | 9.7358e-08 | -9.5836e-08 | 2.0755e-10 | -6.544e-08 | 6.3364e-08 | 1.1431e-08 | -5.6926e-08 | -5.3629e-08 | -7.6928e-09 | 3.7896e-08 | 3.5676e-08 | 0 | 0 | 0 | 0 | 0 | 0 | 0.12404 | 1.2196 | 1.2178 | 0.12404 | 1.2196 | 1.2178 | -8.2607 | -120.6313 | 119.1094 | -8.2607 | -120.6313 | 119.1094
Line7_8_9 | 0 | 0 | 0 | 0 | 0 | 0 | 0 | 0 | 0 | 0 | 0 | 0 | 1.1558e-10 | 3.2453e-08 | -3.1945e-08 | 4.387e-10 | -5.3517e-10 | -5.2651e-10 | 3.8105e-09 | -1.8975e-08 | -1.7876e-08 | -7.1883e-11 | -5.4202e-11 | -7.6342e-11 | 0 | 0 | 0 | 0 | 0 | 0 | 0.12404 | 1.2196 | 1.2178 | 0.12404 | 1.2196 | 1.2178 | -8.2607 | -120.6313 | 119.1094 | -8.2607 | -120.6313 | 119.1094
Line8_8_10 | 0 | 0 | 0 | 0 | 0 | 0 | 0 | 0 | 0 | 0 | 0 | 0 | 1.1558e-10 | 3.2453e-08 | -3.1945e-08 | 4.387e-10 | -5.3517e-10 | -5.2651e-10 | 3.8105e-09 | -1.8975e-08 | -1.7876e-08 | -7.1883e-11 | -5.4202e-11 | -7.6342e-11 | 0 | 0 | 0 | 0 | 0 | 0 | 0.12404 | 1.2196 | 1.2178 | 0.12404 | 1.2196 | 1.2178 | -8.2607 | -120.6313 | 119.1094 | -8.2607 | -120.6313 | 119.1094
Line9_3_11 | 0.1732 | 0.17321 | 0.17321 | 0.1732 | 0.17321 | 0.17321 | 0.04 | 0.04 | 0.04 | 0.04 | 0.04 | 0.04 | -0.00059795 | -0.0047885 | -0.005 | 0.00089795 | 0.0050885 | 0.0052999 | -0.0036149 | -0.047286 | -0.047188 | 0.0042149 | 0.047886 | 0.047788 | 95.7107 | -24.2898 | -144.2891 | -84.2893 | 155.7102 | 35.7108 | 0.091602 | 1.1882 | 1.1863 | 0.10774 | 1.2039 | 1.202 | -3.6816 | -120.0722 | 119.6625 | -6.3158 | -120.3554 | 119.3824

## LG_max_fault_6
name | pf_ikss_a_from_ka | pf_ikss_b_from_ka | pf_ikss_c_from_ka | pf_ikss_a_to_ka | pf_ikss_b_to_ka | pf_ikss_c_to_ka | pf_skss_a_from_mw | pf_skss_b_from_mw | pf_skss_c_from_mw | pf_skss_a_to_mw | pf_skss_b_to_mw | pf_skss_c_to_mw | pf_p_a_from_mw | pf_p_b_from_mw | pf_p_c_from_mw | pf_p_a_to_mw | pf_p_b_to_mw | pf_p_c_to_mw | pf_q_a_from_mvar | pf_q_b_from_mvar | pf_q_c_from_mvar | pf_q_a_to_mvar | pf_q_b_to_mvar | pf_q_c_to_mvar | pf_ikss_a_from_degree | pf_ikss_b_from_degree | pf_ikss_c_from_degree | pf_ikss_a_to_degree | pf_ikss_b_to_degree | pf_ikss_c_to_degree | pf_vm_a_from_pu | pf_vm_b_from_pu | pf_vm_c_from_pu | pf_vm_a_to_pu | pf_vm_b_to_pu | pf_vm_c_to_pu | pf_va_a_from_degree | pf_va_b_from_degree | pf_va_c_from_degree | pf_va_a_to_degree | pf_va_b_to_degree | pf_va_c_to_degree
Line0_1_2 | 0.1732 | 0.17321 | 0.1732 | 0.1732 | 0.17321 | 0.1732 | 0.04 | 0.04 | 0.04 | 0.04 | 0.04 | 0.04 | -0.0049796 | -0.00461 | -0.0046133 | 0.0052796 | 0.00491 | 0.0049133 | -0.046001 | -0.046565 | -0.046566 | 0.046601 | 0.047165 | 0.047166 | 95.7106 | -24.2894 | -144.2894 | -84.2894 | 155.7106 | 35.7106 | 1.1567 | 1.1698 | 1.1698 | 1.1725 | 1.1855 | 1.1855 | -0.46766 | -119.9433 | 120.0528 | -0.75315 | -120.2326 | 119.7635
Line10_11_12 | 0.1732 | 0.17321 | 0.1732 | 0.1732 | 0.17321 | 0.1732 | 0.04 | 0.04 | 0.04 | 0.04 | 0.04 | 0.04 | -0.0055796 | -0.00521 | -0.0052133 | 0.0058796 | 0.00551 | 0.0055133 | -0.047201 | -0.047765 | -0.047766 | 0.047801 | 0.048365 | 0.048366 | 95.7106 | -24.2894 | -144.2894 | -84.2894 | 155.7106 | 35.7106 | 1.1882 | 1.2012 | 1.2012 | 1.204 | 1.2169 | 1.217 | -1.0311 | -120.5143 | 119.4819 | -1.3017 | -120.7888 | 119.2075
Line11_12_13 | 0.1732 | 0.17321 | 0.1732 | 0.1732 | 0.17321 | 0.1732 | 0.04 | 0.04 | 0.04 | 0.04 | 0.04 | 0.04 | -0.0058796 | -0.00551 | -0.0055133 | 0.0061796 | 0.00581 | 0.0058133 | -0.047801 | -0.048365 | -0.048366 | 0.048401 | 0.048965 | 0.048966 | 95.7106 | -24.2894 | -144.2894 | -84.2894 | 155.7106 | 35.7106 | 1.204 | 1.2169 | 1.217 | 1.2198 | 1.2327 | 1.2327 | -1.3017 | -120.7888 | 119.2075 | -1.5653 | -121.0562 | 118.9401
Line12_13_15 | 0 | 0 | 0 | 0 | 0 | 0 | 0 | 0 | 0 | 0 | 0 | 0 | 2.7262e-09 | 2.396e-09 | 9.6095e-11 | -2.3553e-09 | -2.198e-09 | -6.6491e-10 | 1.7076e-09 | -1.3526e-09 | 5.7548e-10 | -1.2728e-09 | 8.1007e-10 | -4.7563e-10 | 0 | 0 | 0 | 0 | 0 | 0 | 1.2198 | 1.2327 | 1.2327 | 1.2198 | 1.2327 | 1.2327 | -1.5653 | -121.0562 | 118.9401 | -1.5653 | -121.0562 | 118.9401
Line13_13_14 | 0.1732 | 0.17321 | 0.1732 | 0.17321 | 0.17321 | 0.1732 | 0.04 | 0.04 | 0.04 | 0.04 | 0.04 | 0.04 | -0.0061796 | -0.00581 | -0.0058133 | 0.0064796 | 0.00611 | 0.0061133 | -0.048401 | -0.048965 | -0.048966 | 0.049001 | 0.049565 | 0.049566 | 95.7106 | -24.2894 | -144.2894 | -84.2894 | 155.7106 | 35.7106 | 1.2198 | 1.2327 | 1.2327 | 1.2357 | 1.2485 | 1.2485 | -1.5653 | -121.0562 | 118.9401 | -1.8222 | -121.3169 | 118.6794
Line14_15_16 | 0 | 0 | 0 | 0 | 0 | 0 | 0 | 0 | 0 | 0 | 0 | 0 | 1.8175e-09 | 1.5973e-09 | 6.4063e-11 | -1.4466e-09 | -1.3993e-09 | -6.3288e-10 | 1.1384e-09 | -9.0172e-10 | 3.8366e-10 | -7.036e-10 | 3.5921e-10 | -2.838e-10 | 0 | 0 | 0 | 0 | 0 | 0 | 1.2198 | 1.2327 | 1.2327 | 1.2198 | 1.2327 | 1.2327 | -1.5653 | -121.0562 | 118.9401 | -1.5653 | -121.0562 | 118.9401
Line15_16_17 | 0 | 0 | 0 | 0 | 0 | 0 | 0 | 0 | 0 | 0 | 0 | 0 | 9.0873e-10 | 7.9865e-10 | 3.2032e-11 | -5.3787e-10 | -6.0069e-10 | -6.0085e-10 | 5.692e-10 | -4.5086e-10 | 1.9183e-10 | -1.344e-10 | -9.165e-11 | -9.1974e-11 | 0 | 0 | 0 | 0 | 0 | 0 | 1.2198 | 1.2327 | 1.2327 | 1.2198 | 1.2327 | 1.2327 | -1.5653 | -121.0562 | 118.9401 | -1.5653 | -121.0562 | 118.9401
Line16_4_18 | 0 | 0 | 0 | 0 | 0 | 0 | 0 | 0 | 0 | 0 | 0 | 0 | 6.6248e-10 | 5.6953e-10 | -1.7654e-10 | -3.1199e-10 | -3.7167e-10 | -3.7181e-10 | 4.8508e-10 | -4.9953e-10 | 1.0789e-10 | -6.216e-11 | -1.941e-11 | -1.9735e-11 | 0 | 0 | 0 | 0 | 0 | 0 | 1.1725 | 1.1855 | 1.1855 | 1.1725 | 1.1855 | 1.1855 | -0.75315 | -120.2326 | 119.7635 | -0.75315 | -120.2326 | 119.7635
Line17_5_19 | 0.1732 | 0.17321 | 0.1732 | 0.17321 | 0.17321 | 0.1732 | 0.04 | 0.04 | 0.04 | 0.04 | 0.04 | 0.04 | -0.0052796 | -0.00491 | -0.0049133 | 0.0055796 | 0.00521 | 0.0052133 | -0.046601 | -0.047165 | -0.047166 | 0.047201 | 0.047765 | 0.047766 | 95.7106 | -24.2894 | -144.2894 | -84.2894 | 155.7106 | 35.7106 | 1.1725 | 1.1855 | 1.1855 | 1.1882 | 1.2012 | 1.2012 | -0.75315 | -120.2326 | 119.7635 | -1.0311 | -120.5143 | 119.4819
Line1_1_3 | 0.1732 | 0.17321 | 0.1732 | 0.1732 | 0.17321 | 0.1732 | 0.04 | 0.04 | 0.04 | 0.04 | 0.04 | 0.04 | -0.0049796 | -0.0046099 | -0.0046133 | 0.0052796 | 0.0049099 | 0.0049133 | -0.046001 | -0.046565 | -0.046566 | 0.046601 | 0.047165 | 0.047166 | 95.7106 | -24.2894 | -144.2894 | -84.2894 | 155.7106 | 35.7106 | 1.1567 | 1.1698 | 1.1698 | 1.1725 | 1.1855 | 1.1855 | -0.46766 | -119.9433 | 120.0528 | -0.75315 | -120.2326 | 119.7635
Line2_1_4 | 0.1732 | 0.17321 | 0.1732 | 0.1732 | 0.17321 | 0.1732 | 0.04 | 0.04 | 0.04 | 0.04 | 0.04 | 0.04 | -0.0049796 | -0.00461 | -0.0046133 | 0.0052796 | 0.00491 | 0.0049133 | -0.046001 | -0.046565 | -0.046566 | 0.046601 | 0.047165 | 0.047166 | 95.7106 | -24.2894 | -144.2894 | -84.2894 | 155.7106 | 35.7106 | 1.1567 | 1.1698 | 1.1698 | 1.1725 | 1.1855 | 1.1855 | -0.46766 | -119.9433 | 120.0528 | -0.75315 | -120.2326 | 119.7635
Line3_1_5 | 0.1732 | 0.17321 | 0.1732 | 0.1732 | 0.17321 | 0.1732 | 0.04 | 0.04 | 0.04 | 0.04 | 0.04 | 0.04 | -0.0049796 | -0.00461 | -0.0046133 | 0.0052796 | 0.00491 | 0.0049133 | -0.046001 | -0.046565 | -0.046566 | 0.046601 | 0.047165 | 0.047166 | 95.7106 | -24.2894 | -144.2894 | -84.2894 | 155.7106 | 35.7106 | 1.1567 | 1.1698 | 1.1698 | 1.1725 | 1.1855 | 1.1855 | -0.46766 | -119.9433 | 120.0528 | -0.75315 | -120.2326 | 119.7635
Line4_2_6 | 0.1732 | 0.17321 | 0.1732 | 0.1732 | 0.17321 | 0.1732 | 0.04 | 0.04 | 0.04 | 0.04 | 0.04 | 0.04 | -0.0052796 | -0.00491 | -0.0049133 | 0.0055796 | 0.00521 | 0.0052133 | -0.046601 | -0.047165 | -0.047166 | 0.047201 | 0.047765 | 0.047766 | 95.7106 | -24.2894 | -144.2894 | -84.2894 | 155.7106 | 35.7106 | 1.1725 | 1.1855 | 1.1855 | 1.1882 | 1.2012 | 1.2012 | -0.75315 | -120.2326 | 119.7635 | -1.0311 | -120.5143 | 119.4819
Line5_6_7 | 0.1732 | 0.17321 | 0.1732 | 0.1732 | 0.17321 | 0.1732 | 0.04 | 0.04 | 0.04 | 0.04 | 0.04 | 0.04 | -0.0055796 | -0.00521 | -0.0052133 | 0.0058796 | 0.00551 | 0.0055133 | -0.047201 | -0.047765 | -0.047766 | 0.047801 | 0.048365 | 0.048366 | 95.7106 | -24.2894 | -144.2894 | -84.2894 | 155.7106 | 35.7106 | 1.1882 | 1.2012 | 1.2012 | 1.204 | 1.2169 | 1.217 | -1.0311 | -120.5143 | 119.4819 | -1.3017 | -120.7888 | 119.2075
Line6_7_8 | 0 | 0 | 0 | 0 | 0 | 0 | 0 | 0 | 0 | 0 | 0 | 0 | 2.4737e-09 | 2.1606e-09 | -1.1867e-10 | -2.1097e-09 | -1.9627e-09 | -4.4333e-10 | 1.6235e-09 | -1.4012e-09 | 4.9155e-10 | -1.1926e-09 | 8.6659e-10 | -3.9559e-10 | 0 | 0 | 0 | 0 | 0 | 0 | 1.204 | 1.2169 | 1.217 | 1.204 | 1.2169 | 1.217 | -1.3017 | -120.7888 | 119.2075 | -1.3017 | -120.7888 | 119.2075
Line7_8_9 | 0 | 0 | 0 | 0 | 0 | 0 | 0 | 0 | 0 | 0 | 0 | 0 | 8.2458e-10 | 7.2022e-10 | -3.9555e-11 | -4.6051e-10 | -5.2229e-10 | -5.2244e-10 | 5.4116e-10 | -4.6708e-10 | 1.6385e-10 | -1.1032e-10 | -6.757e-11 | -6.7894e-11 | 0 | 0 | 0 | 0 | 0 | 0 | 1.204 | 1.2169 | 1.217 | 1.204 | 1.2169 | 1.217 | -1.3017 | -120.7888 | 119.2075 | -1.3017 | -120.7888 | 119.2075
Line8_8_10 | 0 | 0 | 0 | 0 | 0 | 0 | 0 | 0 | 0 | 0 | 0 | 0 | 8.2458e-10 | 7.2022e-10 | -3.9555e-11 | -4.6051e-10 | -5.2229e-10 | -5.2244e-10 | 5.4116e-10 | -4.6708e-10 | 1.6385e-10 | -1.1032e-10 | -6.757e-11 | -6.7894e-11 | 0 | 0 | 0 | 0 | 0 | 0 | 1.204 | 1.2169 | 1.217 | 1.204 | 1.2169 | 1.217 | -1.3017 | -120.7888 | 119.2075 | -1.3017 | -120.7888 | 119.2075
Line9_3_11 | 0.1732 | 0.17321 | 0.1732 | 0.1732 | 0.17321 | 0.1732 | 0.04 | 0.04 | 0.04 | 0.04 | 0.04 | 0.04 | -0.0052796 | -0.00491 | -0.0049133 | 0.0055796 | 0.00521 | 0.0052133 | -0.046601 | -0.047165 | -0.047166 | 0.047201 | 0.047765 | 0.047766 | 95.7106 | -24.2894 | -144.2894 | -84.2894 | 155.7106 | 35.7106 | 1.1725 | 1.1855 | 1.1855 | 1.1882 | 1.2012 | 1.2012 | -0.75315 | -120.2326 | 119.7635 | -1.0311 | -120.5143 | 119.4819

## LG_max_fault_10
name | pf_ikss_a_from_ka | pf_ikss_b_from_ka | pf_ikss_c_from_ka | pf_ikss_a_to_ka | pf_ikss_b_to_ka | pf_ikss_c_to_ka | pf_skss_a_from_mw | pf_skss_b_from_mw | pf_skss_c_from_mw | pf_skss_a_to_mw | pf_skss_b_to_mw | pf_skss_c_to_mw | pf_p_a_from_mw | pf_p_b_from_mw | pf_p_c_from_mw | pf_p_a_to_mw | pf_p_b_to_mw | pf_p_c_to_mw | pf_q_a_from_mvar | pf_q_b_from_mvar | pf_q_c_from_mvar | pf_q_a_to_mvar | pf_q_b_to_mvar | pf_q_c_to_mvar | pf_ikss_a_from_degree | pf_ikss_b_from_degree | pf_ikss_c_from_degree | pf_ikss_a_to_degree | pf_ikss_b_to_degree | pf_ikss_c_to_degree | pf_vm_a_from_pu | pf_vm_b_from_pu | pf_vm_c_from_pu | pf_vm_a_to_pu | pf_vm_b_to_pu | pf_vm_c_to_pu | pf_va_a_from_degree | pf_va_b_from_degree | pf_va_c_from_degree | pf_va_a_to_degree | pf_va_b_to_degree | pf_va_c_to_degree
Line0_1_2 | 0.1732 | 0.17321 | 0.1732 | 0.1732 | 0.17321 | 0.1732 | 0.04 | 0.04 | 0.04 | 0.04 | 0.04 | 0.04 | -0.0049906 | -0.0046209 | -0.0046244 | 0.0052906 | 0.0049209 | 0.0049244 | -0.046133 | -0.046696 | -0.046697 | 0.046733 | 0.047296 | 0.047297 | 95.7106 | -24.2894 | -144.2894 | -84.2894 | 155.7106 | 35.7106 | 1.16 | 1.1731 | 1.1731 | 1.1758 | 1.1888 | 1.1888 | -0.46364 | -119.9408 | 120.0551 | -0.74838 | -120.2293 | 119.7667
Line10_11_12 | 0.1732 | 0.17321 | 0.1732 | 0.1732 | 0.17321 | 0.1732 | 0.04 | 0.04 | 0.04 | 0.04 | 0.04 | 0.04 | -0.0055906 | -0.0052209 | -0.0052244 | 0.0058906 | 0.0055209 | 0.0055244 | -0.047333 | -0.047896 | -0.047897 | 0.047933 | 0.048496 | 0.048497 | 95.7106 | -24.2894 | -144.2894 | -84.2894 | 155.7106 | 35.7106 | 1.1915 | 1.2045 | 1.2045 | 1.2073 | 1.2202 | 1.2203 | -1.0256 | -120.5103 | 119.4857 | -1.2956 | -120.7841 | 119.212
Line11_12_13 | 0.1732 | 0.17321 | 0.1732 | 0.1732 | 0.17321 | 0.1732 | 0.04 | 0.04 | 0.04 | 0.04 | 0.04 | 0.04 | -0.0058906 | -0.0055209 | -0.0055244 | 0.0061906 | 0.0058209 | 0.0058244 | -0.047933 | -0.048496 | -0.048497 | 0.048533 | 0.049096 | 0.049097 | 95.7106 | -24.2894 | -144.2894 | -84.2894 | 155.7106 | 35.7106 | 1.2073 | 1.2202 | 1.2203 | 1.2231 | 1.236 | 1.236 | -1.2956 | -120.7841 | 119.212 | -1.5586 | -121.0508 | 118.9453
Line12_13_15 | 0 | 0 | 0 | 0 | 0 | 0 | 0 | 0 | 0 | 0 | 0 | 0 | 2.7775e-09 | 2.4469e-09 | 1.4186e-10 | -2.4058e-09 | -2.2485e-09 | -7.1197e-10 | 1.7099e-09 | -1.357e-09 | 5.7562e-10 | -1.2741e-09 | 8.1323e-10 | -4.7552e-10 | 0 | 0 | 0 | 0 | 0 | 0 | 1.2231 | 1.236 | 1.236 | 1.2231 | 1.236 | 1.236 | -1.5586 | -121.0508 | 118.9453 | -1.5586 | -121.0508 | 118.9453
Line13_13_14 | 0.1732 | 0.17321 | 0.1732 | 0.17321 | 0.17321 | 0.1732 | 0.04 | 0.04 | 0.04 | 0.04 | 0.04 | 0.04 | -0.0061906 | -0.0058209 | -0.0058244 | 0.0064906 | 0.0061209 | 0.0061244 | -0.048533 | -0.049096 | -0.049097 | 0.049133 | 0.049696 | 0.049697 | 95.7106 | -24.2894 | -144.2894 | -84.2894 | 155.7106 | 35.7106 | 1.2231 | 1.236 | 1.236 | 1.239 | 1.2518 | 1.2518 | -1.5586 | -121.0508 | 118.9453 | -1.8148 | -121.3109 | 118.6853
Line14_15_16 | 0 | 0 | 0 | 0 | 0 | 0 | 0 | 0 | 0 | 0 | 0 | 0 | 1.8517e-09 | 1.6313e-09 | 9.4572e-11 | -1.48e-09 | -1.4329e-09 | -6.6468e-10 | 1.14e-09 | -9.0466e-10 | 3.8375e-10 | -7.0416e-10 | 3.609e-10 | -2.8364e-10 | 0 | 0 | 0 | 0 | 0 | 0 | 1.2231 | 1.236 | 1.236 | 1.2231 | 1.236 | 1.236 | -1.5586 | -121.0508 | 118.9453 | -1.5586 | -121.0508 | 118.9453
Line15_16_17 | 0 | 0 | 0 | 0 | 0 | 0 | 0 | 0 | 0 | 0 | 0 | 0 | 9.2584e-10 | 8.1563e-10 | 4.7286e-11 | -5.5412e-10 | -6.1723e-10 | -6.174e-10 | 5.6998e-10 | -4.5233e-10 | 1.9187e-10 | -1.3418e-10 | -9.1428e-11 | -9.1767e-11 | 0 | 0 | 0 | 0 | 0 | 0 | 1.2231 | 1.236 | 1.236 | 1.2231 | 1.236 | 1.236 | -1.5586 | -121.0508 | 118.9453 | -1.5586 | -121.0508 | 118.9453
Line16_4_18 | 0 | 0 | 0 | 0 | 0 | 0 | 0 | 0 | 0 | 0 | 0 | 0 | 6.7846e-10 | 5.8538e-10 | -1.6243e-10 | -3.271e-10 | -3.8709e-10 | -3.8723e-10 | 4.8587e-10 | -5.0101e-10 | 1.0794e-10 | -6.1941e-11 | -1.9188e-11 | -1.9527e-11 | 0 | 0 | 0 | 0 | 0 | 0 | 1.1758 | 1.1888 | 1.1888 | 1.1758 | 1.1888 | 1.1888 | -0.74838 | -120.2293 | 119.7667 | -0.74838 | -120.2293 | 119.7667
Line17_5_19 | 0.1732 | 0.17321 | 0.1732 | 0.17321 | 0.17321 | 0.1732 | 0.04 | 0.04 | 0.04 | 0.04 | 0.04 | 0.04 | -0.0052906 | -0.0049209 | -0.0049244 | 0.0055906 | 0.0052209 | 0.0052244 | -0.046733 | -0.047296 | -0.047297 | 0.047333 | 0.047896 | 0.047897 | 95.7106 | -24.2894 | -144.2894 | -84.2894 | 155.7106 | 35.7106 | 1.1758 | 1.1888 | 1.1888 | 1.1915 | 1.2045 | 1.2045 | -0.74838 | -120.2293 | 119.7667 | -1.0256 | -120.5103 | 119.4857
Line1_1_3 | 0.1732 | 0.17321 | 0.1732 | 0.1732 | 0.17321 | 0.1732 | 0.04 | 0.04 | 0.04 | 0.04 | 0.04 | 0.04 | -0.0049906 | -0.0046209 | -0.0046244 | 0.0052906 | 0.0049209 | 0.0049244 | -0.046133 | -0.046696 | -0.046697 | 0.046733 | 0.047296 | 0.047297 | 95.7106 | -24.2894 | -144.2894 | -84.2894 | 155.7106 | 35.7106 | 1.16 | 1.1731 | 1.1731 | 1.1758 | 1.1888 | 1.1888 | -0.46364 | -119.9408 | 120.0551 | -0.74838 | -120.2293 | 119.7667
Line2_1_4 | 0.1732 | 0.17321 | 0.1732 | 0.1732 | 0.17321 | 0.1732 | 0.04 | 0.04 | 0.04 | 0.04 | 0.04 | 0.04 | -0.0049906 | -0.0046209 | -0.0046244 | 0.0052906 | 0.0049209 | 0.0049244 | -0.046133 | -0.046696 | -0.046697 | 0.046733 | 0.047296 | 0.047297 | 95.7106 | -24.2894 | -144.2894 | -84.2894 | 155.7106 | 35.7106 | 1.16 | 1.1731 | 1.1731 | 1.1758 | 1.1888 | 1.1888 | -0.46364 | -119.9408 | 120.0551 | -0.74838 | -120.2293 | 119.7667
Line3_1_5 | 0.1732 | 0.17321 | 0.1732 | 0.1732 | 0.17321 | 0.1732 | 0.04 | 0.04 | 0.04 | 0.04 | 0.04 | 0.04 | -0.0049906 | -0.0046209 | -0.0046244 | 0.0052906 | 0.0049209 | 0.0049244 | -0.046133 | -0.046696 | -0.046697 | 0.046733 | 0.047296 | 0.047297 | 95.7106 | -24.2894 | -144.2894 | -84.2894 | 155.7106 | 35.7106 | 1.16 | 1.1731 | 1.1731 | 1.1758 | 1.1888 | 1.1888 | -0.46364 | -119.9408 | 120.0551 | -0.74838 | -120.2293 | 119.7667
Line4_2_6 | 0.1732 | 0.17321 | 0.1732 | 0.1732 | 0.17321 | 0.1732 | 0.04 | 0.04 | 0.04 | 0.04 | 0.04 | 0.04 | -0.0052906 | -0.0049209 | -0.0049244 | 0.0055906 | 0.0052209 | 0.0052244 | -0.046733 | -0.047296 | -0.047297 | 0.047333 | 0.047896 | 0.047897 | 95.7106 | -24.2894 | -144.2894 | -84.2894 | 155.7106 | 35.7106 | 1.1758 | 1.1888 | 1.1888 | 1.1915 | 1.2045 | 1.2045 | -0.74838 | -120.2293 | 119.7667 | -1.0256 | -120.5103 | 119.4857
Line5_6_7 | 0.1732 | 0.17321 | 0.1732 | 0.1732 | 0.17321 | 0.1732 | 0.04 | 0.04 | 0.04 | 0.04 | 0.04 | 0.04 | -0.0055906 | -0.0052209 | -0.0052244 | 0.0058906 | 0.0055209 | 0.0055244 | -0.047333 | -0.047896 | -0.047897 | 0.047933 | 0.048496 | 0.048497 | 95.7106 | -24.2894 | -144.2894 | -84.2894 | 155.7106 | 35.7106 | 1.1915 | 1.2045 | 1.2045 | 1.2073 | 1.2202 | 1.2203 | -1.0256 | -120.5103 | 119.4857 | -1.2956 | -120.7841 | 119.212
Line6_7_8 | 0 | 0 | 0 | 0 | 0 | 0 | 0 | 0 | 0 | 0 | 0 | 0 | 2.5239e-09 | 2.2104e-09 | -7.4043e-11 | -2.159e-09 | -2.0121e-09 | -4.8925e-10 | 1.6258e-09 | -1.4057e-09 | 4.9169e-10 | -1.194e-09 | 8.6976e-10 | -3.9548e-10 | 0 | 0 | 0 | 0 | 0 | 0 | 1.2073 | 1.2202 | 1.2203 | 1.2073 | 1.2202 | 1.2203 | -1.2956 | -120.7841 | 119.212 | -1.2956 | -120.7841 | 119.212
Line7_8_9 | 0 | 0 | 0 | 0 | 0 | 0 | 0 | 0 | 0 | 0 | 0 | 0 | 8.4131e-10 | 7.3681e-10 | -2.4681e-11 | -4.7638e-10 | -5.3846e-10 | -5.3861e-10 | 5.4194e-10 | -4.6856e-10 | 1.639e-10 | -1.101e-10 | -6.7348e-11 | -6.7687e-11 | 0 | 0 | 0 | 0 | 0 | 0 | 1.2073 | 1.2202 | 1.2203 | 1.2073 | 1.2202 | 1.2203 | -1.2956 | -120.7841 | 119.212 | -1.2956 | -120.7841 | 119.212
Line8_8_10 | 0 | 0 | 0 | 0 | 0 | 0 | 0 | 0 | 0 | 0 | 0 | 0 | 8.4132e-10 | 7.3681e-10 | -2.4681e-11 | -4.7638e-10 | -5.3846e-10 | -5.3861e-10 | 5.4194e-10 | -4.6856e-10 | 1.639e-10 | -1.101e-10 | -6.7348e-11 | -6.7687e-11 | 0 | 0 | 0 | 0 | 0 | 0 | 1.2073 | 1.2202 | 1.2203 | 1.2073 | 1.2202 | 1.2203 | -1.2956 | -120.7841 | 119.212 | -1.2956 | -120.7841 | 119.212
Line9_3_11 | 0.1732 | 0.17321 | 0.1732 | 0.1732 | 0.17321 | 0.1732 | 0.04 | 0.04 | 0.04 | 0.04 | 0.04 | 0.04 | -0.0052906 | -0.0049209 | -0.0049244 | 0.0055906 | 0.0052209 | 0.0052244 | -0.046733 | -0.047296 | -0.047297 | 0.047333 | 0.047896 | 0.047897 | 95.7106 | -24.2894 | -144.2894 | -84.2894 | 155.7106 | 35.7106 | 1.1758 | 1.1888 | 1.1888 | 1.1915 | 1.2045 | 1.2045 | -0.74838 | -120.2293 | 119.7667 | -1.0256 | -120.5103 | 119.4857

## LG_min_6
name | pf_ikss_a_from_ka | pf_ikss_b_from_ka | pf_ikss_c_from_ka | pf_ikss_a_to_ka | pf_ikss_b_to_ka | pf_ikss_c_to_ka | pf_skss_a_from_mw | pf_skss_b_from_mw | pf_skss_c_from_mw | pf_skss_a_to_mw | pf_skss_b_to_mw | pf_skss_c_to_mw | pf_p_a_from_mw | pf_p_b_from_mw | pf_p_c_from_mw | pf_p_a_to_mw | pf_p_b_to_mw | pf_p_c_to_mw | pf_q_a_from_mvar | pf_q_b_from_mvar | pf_q_c_from_mvar | pf_q_a_to_mvar | pf_q_b_to_mvar | pf_q_c_to_mvar | pf_ikss_a_from_degree | pf_ikss_b_from_degree | pf_ikss_c_from_degree | pf_ikss_a_to_degree | pf_ikss_b_to_degree | pf_ikss_c_to_degree | pf_vm_a_from_pu | pf_vm_b_from_pu | pf_vm_c_from_pu | pf_vm_a_to_pu | pf_vm_b_to_pu | pf_vm_c_to_pu | pf_va_a_from_degree | pf_va_b_from_degree | pf_va_c_from_degree | pf_va_a_to_degree | pf_va_b_to_degree | pf_va_c_to_degree
Line0_1_2 | 0 | 0 | 0 | 0 | 0 | 0 | 0 | 0 | 0 | 0 | 0 | 0 | 1.0313e-10 | 1.4377e-07 | -1.44e-07 | -7.568e-11 | -1.1981e-07 | 1.2001e-07 | 4.8747e-10 | -8.3081e-08 | -8.2113e-08 | -4.0983e-10 | 6.9245e-08 | 6.842e-08 | 0 | 0 | 0 | 0 | 0 | 0 | 0.0029743 | 0.99943 | 0.99772 | 0.0029743 | 0.99943 | 0.99772 | -19.2997 | -119.8296 | 119.886 | -19.2992 | -119.8296 | 119.886
Line10_11_12 | 0 | 0 | 0 | 0 | 0 | 0 | 0 | 0 | 0 | 0 | 0 | 0 | 1.0312e-10 | 1.4377e-07 | -1.44e-07 | -7.5669e-11 | -1.1981e-07 | 1.2001e-07 | 4.8746e-10 | -8.3081e-08 | -8.2113e-08 | -4.0982e-10 | 6.9245e-08 | 6.842e-08 | 0 | 0 | 0 | 0 | 0 | 0 | 0.0029742 | 0.99943 | 0.99772 | 0.0029742 | 0.99943 | 0.99772 | -19.2985 | -119.8296 | 119.886 | -19.298 | -119.8296 | 119.886
Line11_12_13 | 0 | 0 | 0 | 0 | 0 | 0 | 0 | 0 | 0 | 0 | 0 | 0 | 8.5929e-11 | 1.1981e-07 | -1.2e-07 | -5.848e-11 | -9.5845e-08 | 9.6007e-08 | 4.0621e-10 | -6.9234e-08 | -6.8428e-08 | -3.2857e-10 | 5.5398e-08 | 5.4735e-08 | 0 | 0 | 0 | 0 | 0 | 0 | 0.0029742 | 0.99943 | 0.99772 | 0.0029742 | 0.99943 | 0.99772 | -19.298 | -119.8296 | 119.886 | -19.2976 | -119.8296 | 119.886
Line12_13_15 | 0 | 0 | 0 | 0 | 0 | 0 | 0 | 0 | 0 | 0 | 0 | 0 | 5.1555e-11 | 7.1886e-08 | -7.1999e-08 | -2.4109e-11 | -4.7922e-08 | 4.8008e-08 | 2.4373e-10 | -4.1541e-08 | -4.1057e-08 | -1.6609e-10 | 2.7705e-08 | 2.7364e-08 | 0 | 0 | 0 | 0 | 0 | 0 | 0.0029742 | 0.99943 | 0.99772 | 0.0029741 | 0.99943 | 0.99772 | -19.2976 | -119.8296 | 119.886 | -19.2974 | -119.8296 | 119.886
Line13_13_14 | 0 | 0 | 0 | 0 | 0 | 0 | 0 | 0 | 0 | 0 | 0 | 0 | 1.7185e-11 | 2.3962e-08 | -2.4e-08 | 1.026e-11 | 2.0748e-12 | 8.3514e-12 | 8.1242e-11 | -1.3847e-08 | -1.3686e-08 | -3.6039e-12 | 1.09e-11 | -7.2758e-12 | 0 | 0 | 0 | 0 | 0 | 0 | 0.0029742 | 0.99943 | 0.99772 | 0.0029742 | 0.99943 | 0.99772 | -19.2976 | -119.8296 | 119.886 | -19.2975 | -119.8296 | 119.886
Line14_15_16 | 0 | 0 | 0 | 0 | 0 | 0 | 0 | 0 | 0 | 0 | 0 | 0 | 3.4369e-11 | 4.7924e-08 | -4.8e-08 | -6.9243e-12 | -2.396e-08 | 2.4008e-08 | 1.6248e-10 | -2.7694e-08 | -2.7371e-08 | -8.4845e-11 | 1.3858e-08 | 1.3678e-08 | 0 | 0 | 0 | 0 | 0 | 0 | 0.0029741 | 0.99943 | 0.99772 | 0.0029741 | 0.99943 | 0.99772 | -19.2974 | -119.8296 | 119.886 | -19.2972 | -119.8296 | 119.886
Line15_16_17 | 0 | 0 | 0 | 0 | 0 | 0 | 0 | 0 | 0 | 0 | 0 | 0 | 1.7184e-11 | 2.3962e-08 | -2.4e-08 | 1.026e-11 | 2.075e-12 | 8.3513e-12 | 8.1241e-11 | -1.3847e-08 | -1.3686e-08 | -3.6038e-12 | 1.0899e-11 | -7.2758e-12 | 0 | 0 | 0 | 0 | 0 | 0 | 0.0029741 | 0.99943 | 0.99772 | 0.0029741 | 0.99943 | 0.99772 | -19.2972 | -119.8296 | 119.886 | -19.2972 | -119.8296 | 119.886
Line16_4_18 | 0 | 0 | 0 | 0 | 0 | 0 | 0 | 0 | 0 | 0 | 0 | 0 | 1.7189e-11 | 2.3962e-08 | -2.4e-08 | 1.026e-11 | 2.0749e-12 | 8.3517e-12 | 8.1245e-11 | -1.3847e-08 | -1.3686e-08 | -3.6044e-12 | 1.09e-11 | -7.276e-12 | 0 | 0 | 0 | 0 | 0 | 0 | 0.0029743 | 0.99943 | 0.99772 | 0.0029743 | 0.99943 | 0.99772 | -19.2995 | -119.8296 | 119.886 | -19.2995 | -119.8296 | 119.886
Line17_5_19 | 0 | 0 | 0 | 0 | 0 | 0 | 0 | 0 | 0 | 0 | 0 | 0 | 1.7189e-11 | 2.3962e-08 | -2.4e-08 | 1.026e-11 | 2.0749e-12 | 8.3517e-12 | 8.1245e-11 | -1.3847e-08 | -1.3686e-08 | -3.6044e-12 | 1.09e-11 | -7.276e-12 | 0 | 0 | 0 | 0 | 0 | 0 | 0.0029743 | 0.99943 | 0.99772 | 0.0029743 | 0.99943 | 0.99772 | -19.2995 | -119.8296 | 119.886 | -19.2995 | -119.8296 | 119.886
Line1_1_3 | 0 | 0 | 0 | 0 | 0 | 0 | 0 | 0 | 0 | 0 | 0 | 0 | 1.3751e-10 | 1.917e-07 | -1.92e-07 | -1.1005e-10 | -1.6773e-07 | 1.6801e-07 | 6.4996e-10 | -1.1077e-07 | -1.0948e-07 | -5.7231e-10 | 9.6939e-08 | 9.5791e-08 | 0 | 0 | 0 | 0 | 0 | 0 | 0.0029743 | 0.99943 | 0.99772 | 0.0029743 | 0.99943 | 0.99772 | -19.2997 | -119.8296 | 119.886 | -19.299 | -119.8296 | 119.886
Line2_1_4 | 0 | 0 | 0 | 0 | 0 | 0 | 0 | 0 | 0 | 0 | 0 | 0 | 3.4378e-11 | 4.7924e-08 | -4.8e-08 | -6.9282e-12 | -2.396e-08 | 2.4008e-08 | 1.6249e-10 | -2.7694e-08 | -2.7371e-08 | -8.4849e-11 | 1.3858e-08 | 1.3678e-08 | 0 | 0 | 0 | 0 | 0 | 0 | 0.0029743 | 0.99943 | 0.99772 | 0.0029743 | 0.99943 | 0.99772 | -19.2997 | -119.8296 | 119.886 | -19.2995 | -119.8296 | 119.886
Line3_1_5 | 0 | 0 | 0 | 0 | 0 | 0 | 0 | 0 | 0 | 0 | 0 | 0 | 3.4378e-11 | 4.7924e-08 | -4.8e-08 | -6.9282e-12 | -2.396e-08 | 2.4008e-08 | 1.6249e-10 | -2.7694e-08 | -2.7371e-08 | -8.4849e-11 | 1.3858e-08 | 1.3678e-08 | 0 | 0 | 0 | 0 | 0 | 0 | 0.0029743 | 0.99943 | 0.99772 | 0.0029743 | 0.99943 | 0.99772 | -19.2997 | -119.8296 | 119.886 | -19.2995 | -119.8296 | 119.886
Line4_2_6 | 0 | 0 | 0 | 0 | 0 | 0 | 0 | 0 | 0 | 0 | 0 | 0 | 8.594e-11 | 1.1981e-07 | -1.2e-07 | -5.8489e-11 | -9.5845e-08 | 9.6007e-08 | 4.0622e-10 | -6.9234e-08 | -6.8428e-08 | -3.2858e-10 | 5.5398e-08 | 5.4735e-08 | 0 | 0 | 0 | 0 | 0 | 0 | 0.0029743 | 0.99943 | 0.99772 | 0.0029742 | 0.99943 | 0.99772 | -19.2992 | -119.8296 | 119.886 | -19.2988 | -119.8296 | 119.886
Line5_6_7 | 0 | 0 | 0 | 0 | 0 | 0 | 0 | 0 | 0 | 0 | 0 | 0 | 6.8749e-11 | 9.5848e-08 | -9.5999e-08 | -4.13e-11 | -7.1884e-08 | 7.2008e-08 | 3.2497e-10 | -5.5387e-08 | -5.4742e-08 | -2.4733e-10 | 4.1551e-08 | 4.1049e-08 | 0 | 0 | 0 | 0 | 0 | 0 | 0.0029742 | 0.99943 | 0.99772 | 0.0029742 | 0.99943 | 0.99772 | -19.2988 | -119.8296 | 119.886 | -19.2985 | -119.8296 | 119.886
Line6_7_8 | 0 | 0 | 0 | 0 | 0 | 0 | 0 | 0 | 0 | 0 | 0 | 0 | 5.156e-11 | 7.1886e-08 | -7.1999e-08 | -2.4112e-11 | -4.7922e-08 | 4.8008e-08 | 2.4373e-10 | -4.1541e-08 | -4.1057e-08 | -1.6609e-10 | 2.7705e-08 | 2.7364e-08 | 0 | 0 | 0 | 0 | 0 | 0 | 0.0029742 | 0.99943 | 0.99772 | 0.0029742 | 0.99943 | 0.99772 | -19.2985 | -119.8296 | 119.886 | -19.2983 | -119.8296 | 119.886
Line7_8_9 | 0 | 0 | 0 | 0 | 0 | 0 | 0 | 0 | 0 | 0 | 0 | 0 | 1.7186e-11 | 2.3962e-08 | -2.4e-08 | 1.026e-11 | 2.0749e-12 | 8.3514e-12 | 8.1243e-11 | -1.3847e-08 | -1.3686e-08 | -3.6041e-12 | 1.09e-11 | -7.2758e-12 | 0 | 0 | 0 | 0 | 0 | 0 | 0.0029742 | 0.99943 | 0.99772 | 0.0029742 | 0.99943 | 0.99772 | -19.2983 | -119.8296 | 119.886 | -19.2982 | -119.8296 | 119.886
Line8_8_10 | 0 | 0 | 0 | 0 | 0 | 0 | 0 | 0 | 0 | 0 | 0 | 0 | 1.7186e-11 | 2.3962e-08 | -2.4e-08 | 1.026e-11 | 2.0748e-12 | 8.3516e-12 | 8.1243e-11 | -1.3847e-08 | -1.3686e-08 | -3.6041e-12 | 1.09e-11 | -7.2758e-12 | 0 | 0 | 0 | 0 | 0 | 0 | 0.0029742 | 0.99943 | 0.99772 | 0.0029742 | 0.99943 | 0.99772 | -19.2983 | -119.8296 | 119.886 | -19.2982 | -119.8296 | 119.886
Line9_3_11 | 0 | 0 | 0 | 0 | 0 | 0 | 0 | 0 | 0 | 0 | 0 | 0 | 1.2031e-10 | 1.6773e-07 | -1.68e-07 | -9.286e-11 | -1.4377e-07 | 1.4401e-07 | 5.6871e-10 | -9.6928e-08 | -9.5799e-08 | -4.9106e-10 | 8.3092e-08 | 8.2106e-08 | 0 | 0 | 0 | 0 | 0 | 0 | 0.0029743 | 0.99943 | 0.99772 | 0.0029742 | 0.99943 | 0.99772 | -19.299 | -119.8296 | 119.886 | -19.2985 | -119.8296 | 119.886

## LG_min_10
name | pf_ikss_a_from_ka | pf_ikss_b_from_ka | pf_ikss_c_from_ka | pf_ikss_a_to_ka | pf_ikss_b_to_ka | pf_ikss_c_to_ka | pf_skss_a_from_mw | pf_skss_b_from_mw | pf_skss_c_from_mw | pf_skss_a_to_mw | pf_skss_b_to_mw | pf_skss_c_to_mw | pf_p_a_from_mw | pf_p_b_from_mw | pf_p_c_from_mw | pf_p_a_to_mw | pf_p_b_to_mw | pf_p_c_to_mw | pf_q_a_from_mvar | pf_q_b_from_mvar | pf_q_c_from_mvar | pf_q_a_to_mvar | pf_q_b_to_mvar | pf_q_c_to_mvar | pf_ikss_a_from_degree | pf_ikss_b_from_degree | pf_ikss_c_from_degree | pf_ikss_a_to_degree | pf_ikss_b_to_degree | pf_ikss_c_to_degree | pf_vm_a_from_pu | pf_vm_b_from_pu | pf_vm_c_from_pu | pf_vm_a_to_pu | pf_vm_b_to_pu | pf_vm_c_to_pu | pf_va_a_from_degree | pf_va_b_from_degree | pf_va_c_from_degree | pf_va_a_to_degree | pf_va_b_to_degree | pf_va_c_to_degree
Line0_1_2 | 0 | 0 | 0 | 0 | 0 | 0 | 0 | 0 | 0 | 0 | 0 | 0 | 1.0313e-10 | 1.4377e-07 | -1.44e-07 | -7.568e-11 | -1.1981e-07 | 1.2001e-07 | 4.8747e-10 | -8.3081e-08 | -8.2113e-08 | -4.0983e-10 | 6.9245e-08 | 6.842e-08 | 0 | 0 | 0 | 0 | 0 | 0 | 0.0029743 | 0.99943 | 0.99772 | 0.0029743 | 0.99943 | 0.99772 | -19.2997 | -119.8296 | 119.886 | -19.2992 | -119.8296 | 119.886
Line10_11_12 | 0 | 0 | 0 | 0 | 0 | 0 | 0 | 0 | 0 | 0 | 0 | 0 | 1.0312e-10 | 1.4377e-07 | -1.44e-07 | -7.5669e-11 | -1.1981e-07 | 1.2001e-07 | 4.8746e-10 | -8.3081e-08 | -8.2113e-08 | -4.0982e-10 | 6.9245e-08 | 6.842e-08 | 0 | 0 | 0 | 0 | 0 | 0 | 0.0029742 | 0.99943 | 0.99772 | 0.0029742 | 0.99943 | 0.99772 | -19.2985 | -119.8296 | 119.886 | -19.298 | -119.8296 | 119.886
Line11_12_13 | 0 | 0 | 0 | 0 | 0 | 0 | 0 | 0 | 0 | 0 | 0 | 0 | 8.5929e-11 | 1.1981e-07 | -1.2e-07 | -5.848e-11 | -9.5845e-08 | 9.6007e-08 | 4.0621e-10 | -6.9234e-08 | -6.8428e-08 | -3.2857e-10 | 5.5398e-08 | 5.4735e-08 | 0 | 0 | 0 | 0 | 0 | 0 | 0.0029742 | 0.99943 | 0.99772 | 0.0029742 | 0.99943 | 0.99772 | -19.298 | -119.8296 | 119.886 | -19.2976 | -119.8296 | 119.886
Line12_13_15 | 0 | 0 | 0 | 0 | 0 | 0 | 0 | 0 | 0 | 0 | 0 | 0 | 5.1555e-11 | 7.1886e-08 | -7.1999e-08 | -2.4109e-11 | -4.7922e-08 | 4.8008e-08 | 2.4373e-10 | -4.1541e-08 | -4.1057e-08 | -1.6609e-10 | 2.7705e-08 | 2.7364e-08 | 0 | 0 | 0 | 0 | 0 | 0 | 0.0029742 | 0.99943 | 0.99772 | 0.0029741 | 0.99943 | 0.99772 | -19.2976 | -119.8296 | 119.886 | -19.2974 | -119.8296 | 119.886
Line13_13_14 | 0 | 0 | 0 | 0 | 0 | 0 | 0 | 0 | 0 | 0 | 0 | 0 | 1.7185e-11 | 2.3962e-08 | -2.4e-08 | 1.026e-11 | 2.0748e-12 | 8.3514e-12 | 8.1242e-11 | -1.3847e-08 | -1.3686e-08 | -3.6039e-12 | 1.09e-11 | -7.2758e-12 | 0 | 0 | 0 | 0 | 0 | 0 | 0.0029742 | 0.99943 | 0.99772 | 0.0029742 | 0.99943 | 0.99772 | -19.2976 | -119.8296 | 119.886 | -19.2975 | -119.8296 | 119.886
Line14_15_16 | 0 | 0 | 0 | 0 | 0 | 0 | 0 | 0 | 0 | 0 | 0 | 0 | 3.4369e-11 | 4.7924e-08 | -4.8e-08 | -6.9243e-12 | -2.396e-08 | 2.4008e-08 | 1.6248e-10 | -2.7694e-08 | -2.7371e-08 | -8.4845e-11 | 1.3858e-08 | 1.3678e-08 | 0 | 0 | 0 | 0 | 0 | 0 | 0.0029741 | 0.99943 | 0.99772 | 0.0029741 | 0.99943 | 0.99772 | -19.2974 | -119.8296 | 119.886 | -19.2972 | -119.8296 | 119.886
Line15_16_17 | 0 | 0 | 0 | 0 | 0 | 0 | 0 | 0 | 0 | 0 | 0 | 0 | 1.7184e-11 | 2.3962e-08 | -2.4e-08 | 1.026e-11 | 2.075e-12 | 8.3513e-12 | 8.1241e-11 | -1.3847e-08 | -1.3686e-08 | -3.6038e-12 | 1.0899e-11 | -7.2758e-12 | 0 | 0 | 0 | 0 | 0 | 0 | 0.0029741 | 0.99943 | 0.99772 | 0.0029741 | 0.99943 | 0.99772 | -19.2972 | -119.8296 | 119.886 | -19.2972 | -119.8296 | 119.886
Line16_4_18 | 0 | 0 | 0 | 0 | 0 | 0 | 0 | 0 | 0 | 0 | 0 | 0 | 1.7189e-11 | 2.3962e-08 | -2.4e-08 | 1.026e-11 | 2.0749e-12 | 8.3517e-12 | 8.1245e-11 | -1.3847e-08 | -1.3686e-08 | -3.6044e-12 | 1.09e-11 | -7.276e-12 | 0 | 0 | 0 | 0 | 0 | 0 | 0.0029743 | 0.99943 | 0.99772 | 0.0029743 | 0.99943 | 0.99772 | -19.2995 | -119.8296 | 119.886 | -19.2995 | -119.8296 | 119.886
Line17_5_19 | 0 | 0 | 0 | 0 | 0 | 0 | 0 | 0 | 0 | 0 | 0 | 0 | 1.7189e-11 | 2.3962e-08 | -2.4e-08 | 1.026e-11 | 2.0749e-12 | 8.3517e-12 | 8.1245e-11 | -1.3847e-08 | -1.3686e-08 | -3.6044e-12 | 1.09e-11 | -7.276e-12 | 0 | 0 | 0 | 0 | 0 | 0 | 0.0029743 | 0.99943 | 0.99772 | 0.0029743 | 0.99943 | 0.99772 | -19.2995 | -119.8296 | 119.886 | -19.2995 | -119.8296 | 119.886
Line1_1_3 | 0 | 0 | 0 | 0 | 0 | 0 | 0 | 0 | 0 | 0 | 0 | 0 | 1.3751e-10 | 1.917e-07 | -1.92e-07 | -1.1005e-10 | -1.6773e-07 | 1.6801e-07 | 6.4996e-10 | -1.1077e-07 | -1.0948e-07 | -5.7231e-10 | 9.6939e-08 | 9.5791e-08 | 0 | 0 | 0 | 0 | 0 | 0 | 0.0029743 | 0.99943 | 0.99772 | 0.0029743 | 0.99943 | 0.99772 | -19.2997 | -119.8296 | 119.886 | -19.299 | -119.8296 | 119.886
Line2_1_4 | 0 | 0 | 0 | 0 | 0 | 0 | 0 | 0 | 0 | 0 | 0 | 0 | 3.4378e-11 | 4.7924e-08 | -4.8e-08 | -6.9282e-12 | -2.396e-08 | 2.4008e-08 | 1.6249e-10 | -2.7694e-08 | -2.7371e-08 | -8.4849e-11 | 1.3858e-08 | 1.3678e-08 | 0 | 0 | 0 | 0 | 0 | 0 | 0.0029743 | 0.99943 | 0.99772 | 0.0029743 | 0.99943 | 0.99772 | -19.2997 | -119.8296 | 119.886 | -19.2995 | -119.8296 | 119.886
Line3_1_5 | 0 | 0 | 0 | 0 | 0 | 0 | 0 | 0 | 0 | 0 | 0 | 0 | 3.4378e-11 | 4.7924e-08 | -4.8e-08 | -6.9282e-12 | -2.396e-08 | 2.4008e-08 | 1.6249e-10 | -2.7694e-08 | -2.7371e-08 | -8.4849e-11 | 1.3858e-08 | 1.3678e-08 | 0 | 0 | 0 | 0 | 0 | 0 | 0.0029743 | 0.99943 | 0.99772 | 0.0029743 | 0.99943 | 0.99772 | -19.2997 | -119.8296 | 119.886 | -19.2995 | -119.8296 | 119.886
Line4_2_6 | 0 | 0 | 0 | 0 | 0 | 0 | 0 | 0 | 0 | 0 | 0 | 0 | 8.594e-11 | 1.1981e-07 | -1.2e-07 | -5.8489e-11 | -9.5845e-08 | 9.6007e-08 | 4.0622e-10 | -6.9234e-08 | -6.8428e-08 | -3.2858e-10 | 5.5398e-08 | 5.4735e-08 | 0 | 0 | 0 | 0 | 0 | 0 | 0.0029743 | 0.99943 | 0.99772 | 0.0029742 | 0.99943 | 0.99772 | -19.2992 | -119.8296 | 119.886 | -19.2988 | -119.8296 | 119.886
Line5_6_7 | 0 | 0 | 0 | 0 | 0 | 0 | 0 | 0 | 0 | 0 | 0 | 0 | 6.8749e-11 | 9.5848e-08 | -9.5999e-08 | -4.13e-11 | -7.1884e-08 | 7.2008e-08 | 3.2497e-10 | -5.5387e-08 | -5.4742e-08 | -2.4733e-10 | 4.1551e-08 | 4.1049e-08 | 0 | 0 | 0 | 0 | 0 | 0 | 0.0029742 | 0.99943 | 0.99772 | 0.0029742 | 0.99943 | 0.99772 | -19.2988 | -119.8296 | 119.886 | -19.2985 | -119.8296 | 119.886
Line6_7_8 | 0 | 0 | 0 | 0 | 0 | 0 | 0 | 0 | 0 | 0 | 0 | 0 | 5.156e-11 | 7.1886e-08 | -7.1999e-08 | -2.4112e-11 | -4.7922e-08 | 4.8008e-08 | 2.4373e-10 | -4.1541e-08 | -4.1057e-08 | -1.6609e-10 | 2.7705e-08 | 2.7364e-08 | 0 | 0 | 0 | 0 | 0 | 0 | 0.0029742 | 0.99943 | 0.99772 | 0.0029742 | 0.99943 | 0.99772 | -19.2985 | -119.8296 | 119.886 | -19.2983 | -119.8296 | 119.886
Line7_8_9 | 0 | 0 | 0 | 0 | 0 | 0 | 0 | 0 | 0 | 0 | 0 | 0 | 1.7186e-11 | 2.3962e-08 | -2.4e-08 | 1.026e-11 | 2.0749e-12 | 8.3514e-12 | 8.1243e-11 | -1.3847e-08 | -1.3686e-08 | -3.6041e-12 | 1.09e-11 | -7.2758e-12 | 0 | 0 | 0 | 0 | 0 | 0 | 0.0029742 | 0.99943 | 0.99772 | 0.0029742 | 0.99943 | 0.99772 | -19.2983 | -119.8296 | 119.886 | -19.2982 | -119.8296 | 119.886
Line8_8_10 | 0 | 0 | 0 | 0 | 0 | 0 | 0 | 0 | 0 | 0 | 0 | 0 | 1.7186e-11 | 2.3962e-08 | -2.4e-08 | 1.026e-11 | 2.0748e-12 | 8.3516e-12 | 8.1243e-11 | -1.3847e-08 | -1.3686e-08 | -3.6041e-12 | 1.09e-11 | -7.2758e-12 | 0 | 0 | 0 | 0 | 0 | 0 | 0.0029742 | 0.99943 | 0.99772 | 0.0029742 | 0.99943 | 0.99772 | -19.2983 | -119.8296 | 119.886 | -19.2982 | -119.8296 | 119.886
Line9_3_11 | 0 | 0 | 0 | 0 | 0 | 0 | 0 | 0 | 0 | 0 | 0 | 0 | 1.2031e-10 | 1.6773e-07 | -1.68e-07 | -9.286e-11 | -1.4377e-07 | 1.4401e-07 | 5.6871e-10 | -9.6928e-08 | -9.5799e-08 | -4.9106e-10 | 8.3092e-08 | 8.2106e-08 | 0 | 0 | 0 | 0 | 0 | 0 | 0.0029743 | 0.99943 | 0.99772 | 0.0029742 | 0.99943 | 0.99772 | -19.299 | -119.8296 | 119.886 | -19.2985 | -119.8296 | 119.886

## LG_min_fault_6
name | pf_ikss_a_from_ka | pf_ikss_b_from_ka | pf_ikss_c_from_ka | pf_ikss_a_to_ka | pf_ikss_b_to_ka | pf_ikss_c_to_ka | pf_skss_a_from_mw | pf_skss_b_from_mw | pf_skss_c_from_mw | pf_skss_a_to_mw | pf_skss_b_to_mw | pf_skss_c_to_mw | pf_p_a_from_mw | pf_p_b_from_mw | pf_p_c_from_mw | pf_p_a_to_mw | pf_p_b_to_mw | pf_p_c_to_mw | pf_q_a_from_mvar | pf_q_b_from_mvar | pf_q_c_from_mvar | pf_q_a_to_mvar | pf_q_b_to_mvar | pf_q_c_to_mvar | pf_ikss_a_from_degree | pf_ikss_b_from_degree | pf_ikss_c_from_degree | pf_ikss_a_to_degree | pf_ikss_b_to_degree | pf_ikss_c_to_degree | pf_vm_a_from_pu | pf_vm_b_from_pu | pf_vm_c_from_pu | pf_vm_a_to_pu | pf_vm_b_to_pu | pf_vm_c_to_pu | pf_va_a_from_degree | pf_va_b_from_degree | pf_va_c_from_degree | pf_va_a_to_degree | pf_va_b_to_degree | pf_va_c_to_degree
Line0_1_2 | 0 | 0 | 0 | 0 | 0 | 0 | 0 | 0 | 0 | 0 | 0 | 0 | 1.5243e-09 | 1.0454e-09 | -2.8625e-09 | -1.2216e-09 | -8.7099e-10 | 2.3855e-09 | 2.4455e-09 | -2.7018e-09 | 4.4584e-10 | -2.0778e-09 | 2.2516e-09 | -3.7173e-10 | 0 | 0 | 0 | 0 | 0 | 0 | 0.98649 | 0.99996 | 0.99999 | 0.98649 | 0.99996 | 0.99999 | -0.63164 | -119.998 | 119.997 | -0.63164 | -119.998 | 119.997
Line10_11_12 | 0 | 0 | 0 | 0 | 0 | 0 | 0 | 0 | 0 | 0 | 0 | 0 | 1.5243e-09 | 1.0454e-09 | -2.8625e-09 | -1.2216e-09 | -8.7099e-10 | 2.3855e-09 | 2.4455e-09 | -2.7018e-09 | 4.4584e-10 | -2.0778e-09 | 2.2516e-09 | -3.7173e-10 | 0 | 0 | 0 | 0 | 0 | 0 | 0.98649 | 0.99996 | 0.99999 | 0.98649 | 0.99996 | 0.99999 | -0.63164 | -119.998 | 119.997 | -0.63164 | -119.998 | 119.997
Line11_12_13 | 0 | 0 | 0 | 0 | 0 | 0 | 0 | 0 | 0 | 0 | 0 | 0 | 1.2702e-09 | 8.7113e-10 | -2.3855e-09 | -9.6753e-10 | -6.9676e-10 | 1.9084e-09 | 2.0379e-09 | -2.2515e-09 | 3.7154e-10 | -1.6702e-09 | 1.8013e-09 | -2.9742e-10 | 0 | 0 | 0 | 0 | 0 | 0 | 0.98649 | 0.99996 | 0.99999 | 0.98649 | 0.99996 | 0.99999 | -0.63164 | -119.998 | 119.997 | -0.63164 | -119.998 | 119.997
Line12_13_15 | 0 | 0 | 0 | 0 | 0 | 0 | 0 | 0 | 0 | 0 | 0 | 0 | 7.6213e-10 | 5.2268e-10 | -1.4313e-09 | -4.5944e-10 | -3.4831e-10 | 9.5422e-10 | 1.2227e-09 | -1.3509e-09 | 2.2292e-10 | -8.5504e-10 | 9.0072e-10 | -1.488e-10 | 0 | 0 | 0 | 0 | 0 | 0 | 0.98649 | 0.99996 | 0.99999 | 0.98649 | 0.99996 | 0.99999 | -0.63164 | -119.998 | 119.997 | -0.63164 | -119.998 | 119.997
Line13_13_14 | 0 | 0 | 0 | 0 | 0 | 0 | 0 | 0 | 0 | 0 | 0 | 0 | 2.5404e-10 | 1.7423e-10 | -4.7709e-10 | 4.8639e-11 | 1.4742e-13 | 3.4914e-14 | 4.0758e-10 | -4.503e-10 | 7.4307e-11 | -3.9875e-11 | 1.2545e-13 | -1.904e-13 | 0 | 0 | 0 | 0 | 0 | 0 | 0.98649 | 0.99996 | 0.99999 | 0.98649 | 0.99996 | 0.99999 | -0.63164 | -119.998 | 119.997 | -0.63164 | -119.998 | 119.997
Line14_15_16 | 0 | 0 | 0 | 0 | 0 | 0 | 0 | 0 | 0 | 0 | 0 | 0 | 5.0808e-10 | 3.4845e-10 | -9.5418e-10 | -2.054e-10 | -1.7408e-10 | 4.7713e-10 | 8.1517e-10 | -9.0059e-10 | 1.4861e-10 | -4.4746e-10 | 4.5042e-10 | -7.4497e-11 | 0 | 0 | 0 | 0 | 0 | 0 | 0.98649 | 0.99996 | 0.99999 | 0.98649 | 0.99996 | 0.99999 | -0.63164 | -119.998 | 119.997 | -0.63164 | -119.998 | 119.997
Line15_16_17 | 0 | 0 | 0 | 0 | 0 | 0 | 0 | 0 | 0 | 0 | 0 | 0 | 2.5404e-10 | 1.7423e-10 | -4.7709e-10 | 4.8639e-11 | 1.4742e-13 | 3.4913e-14 | 4.0758e-10 | -4.503e-10 | 7.4307e-11 | -3.9875e-11 | 1.2544e-13 | -1.904e-13 | 0 | 0 | 0 | 0 | 0 | 0 | 0.98649 | 0.99996 | 0.99999 | 0.98649 | 0.99996 | 0.99999 | -0.63164 | -119.998 | 119.997 | -0.63164 | -119.998 | 119.997
Line16_4_18 | 0 | 0 | 0 | 0 | 0 | 0 | 0 | 0 | 0 | 0 | 0 | 0 | 2.5404e-10 | 1.7423e-10 | -4.7709e-10 | 4.8639e-11 | 1.4742e-13 | 3.492e-14 | 4.0758e-10 | -4.503e-10 | 7.4307e-11 | -3.9875e-11 | 1.2545e-13 | -1.9041e-13 | 0 | 0 | 0 | 0 | 0 | 0 | 0.98649 | 0.99996 | 0.99999 | 0.98649 | 0.99996 | 0.99999 | -0.63164 | -119.998 | 119.997 | -0.63164 | -119.998 | 119.997
Line17_5_19 | 0 | 0 | 0 | 0 | 0 | 0 | 0 | 0 | 0 | 0 | 0 | 0 | 2.5404e-10 | 1.7423e-10 | -4.7709e-10 | 4.8639e-11 | 1.4742e-13 | 3.492e-14 | 4.0758e-10 | -4.503e-10 | 7.4307e-11 | -3.9875e-11 | 1.2545e-13 | -1.9041e-13 | 0 | 0 | 0 | 0 | 0 | 0 | 0.98649 | 0.99996 | 0.99999 | 0.98649 | 0.99996 | 0.99999 | -0.63164 | -119.998 | 119.997 | -0.63164 | -119.998 | 119.997
Line1_1_3 | 0 | 0 | 0 | 0 | 0 | 0 | 0 | 0 | 0 | 0 | 0 | 0 | 2.0323e-09 | 1.3938e-09 | -3.8167e-09 | -1.7297e-09 | -1.2194e-09 | 3.3397e-09 | 3.2607e-09 | -3.6024e-09 | 5.9446e-10 | -2.893e-09 | 3.1522e-09 | -5.2034e-10 | 0 | 0 | 0 | 0 | 0 | 0 | 0.98649 | 0.99996 | 0.99999 | 0.98649 | 0.99996 | 0.99999 | -0.63164 | -119.998 | 119.997 | -0.63164 | -119.998 | 119.997
Line2_1_4 | 0 | 0 | 0 | 0 | 0 | 0 | 0 | 0 | 0 | 0 | 0 | 0 | 5.0808e-10 | 3.4845e-10 | -9.5418e-10 | -2.054e-10 | -1.7408e-10 | 4.7712e-10 | 8.1517e-10 | -9.0059e-10 | 1.4861e-10 | -4.4746e-10 | 4.5042e-10 | -7.4498e-11 | 0 | 0 | 0 | 0 | 0 | 0 | 0.98649 | 0.99996 | 0.99999 | 0.98649 | 0.99996 | 0.99999 | -0.63164 | -119.998 | 119.997 | -0.63164 | -119.998 | 119.997
Line3_1_5 | 0 | 0 | 0 | 0 | 0 | 0 | 0 | 0 | 0 | 0 | 0 | 0 | 5.0808e-10 | 3.4845e-10 | -9.5418e-10 | -2.054e-10 | -1.7408e-10 | 4.7712e-10 | 8.1517e-10 | -9.0059e-10 | 1.4861e-10 | -4.4746e-10 | 4.5042e-10 | -7.4498e-11 | 0 | 0 | 0 | 0 | 0 | 0 | 0.98649 | 0.99996 | 0.99999 | 0.98649 | 0.99996 | 0.99999 | -0.63164 | -119.998 | 119.997 | -0.63164 | -119.998 | 119.997
Line4_2_6 | 0 | 0 | 0 | 0 | 0 | 0 | 0 | 0 | 0 | 0 | 0 | 0 | 1.2702e-09 | 8.7113e-10 | -2.3855e-09 | -9.6753e-10 | -6.9676e-10 | 1.9084e-09 | 2.0379e-09 | -2.2515e-09 | 3.7154e-10 | -1.6702e-09 | 1.8013e-09 | -2.9742e-10 | 0 | 0 | 0 | 0 | 0 | 0 | 0.98649 | 0.99996 | 0.99999 | 0.98649 | 0.99996 | 0.99999 | -0.63164 | -119.998 | 119.997 | -0.63164 | -119.998 | 119.997
Line5_6_7 | 0 | 0 | 0 | 0 | 0 | 0 | 0 | 0 | 0 | 0 | 0 | 0 | 1.0162e-09 | 6.9691e-10 | -1.9084e-09 | -7.1349e-10 | -5.2253e-10 | 1.4313e-09 | 1.6303e-09 | -1.8012e-09 | 2.9723e-10 | -1.2626e-09 | 1.351e-09 | -2.2311e-10 | 0 | 0 | 0 | 0 | 0 | 0 | 0.98649 | 0.99996 | 0.99999 | 0.98649 | 0.99996 | 0.99999 | -0.63164 | -119.998 | 119.997 | -0.63164 | -119.998 | 119.997
Line6_7_8 | 0 | 0 | 0 | 0 | 0 | 0 | 0 | 0 | 0 | 0 | 0 | 0 | 7.6213e-10 | 5.2268e-10 | -1.4313e-09 | -4.5944e-10 | -3.4831e-10 | 9.5422e-10 | 1.2227e-09 | -1.3509e-09 | 2.2292e-10 | -8.5504e-10 | 9.0072e-10 | -1.488e-10 | 0 | 0 | 0 | 0 | 0 | 0 | 0.98649 | 0.99996 | 0.99999 | 0.98649 | 0.99996 | 0.99999 | -0.63164 | -119.998 | 119.997 | -0.63164 | -119.998 | 119.997
Line7_8_9 | 0 | 0 | 0 | 0 | 0 | 0 | 0 | 0 | 0 | 0 | 0 | 0 | 2.5404e-10 | 1.7423e-10 | -4.7709e-10 | 4.8639e-11 | 1.4742e-13 | 3.4918e-14 | 4.0758e-10 | -4.503e-10 | 7.4307e-11 | -3.9875e-11 | 1.2545e-13 | -1.9041e-13 | 0 | 0 | 0 | 0 | 0 | 0 | 0.98649 | 0.99996 | 0.99999 | 0.98649 | 0.99996 | 0.99999 | -0.63164 | -119.998 | 119.997 | -0.63164 | -119.998 | 119.997
Line8_8_10 | 0 | 0 | 0 | 0 | 0 | 0 | 0 | 0 | 0 | 0 | 0 | 0 | 2.5404e-10 | 1.7423e-10 | -4.7709e-10 | 4.8639e-11 | 1.4742e-13 | 3.4919e-14 | 4.0758e-10 | -4.503e-10 | 7.4307e-11 | -3.9875e-11 | 1.2545e-13 | -1.9041e-13 | 0 | 0 | 0 | 0 | 0 | 0 | 0.98649 | 0.99996 | 0.99999 | 0.98649 | 0.99996 | 0.99999 | -0.63164 | -119.998 | 119.997 | -0.63164 | -119.998 | 119.997
Line9_3_11 | 0 | 0 | 0 | 0 | 0 | 0 | 0 | 0 | 0 | 0 | 0 | 0 | 1.7783e-09 | 1.2196e-09 | -3.3396e-09 | -1.4756e-09 | -1.0452e-09 | 2.8626e-09 | 2.8531e-09 | -3.1521e-09 | 5.2015e-10 | -2.4854e-09 | 2.7019e-09 | -4.4603e-10 | 0 | 0 | 0 | 0 | 0 | 0 | 0.98649 | 0.99996 | 0.99999 | 0.98649 | 0.99996 | 0.99999 | -0.63164 | -119.998 | 119.997 | -0.63164 | -119.998 | 119.997

## LG_min_fault_10
name | pf_ikss_a_from_ka | pf_ikss_b_from_ka | pf_ikss_c_from_ka | pf_ikss_a_to_ka | pf_ikss_b_to_ka | pf_ikss_c_to_ka | pf_skss_a_from_mw | pf_skss_b_from_mw | pf_skss_c_from_mw | pf_skss_a_to_mw | pf_skss_b_to_mw | pf_skss_c_to_mw | pf_p_a_from_mw | pf_p_b_from_mw | pf_p_c_from_mw | pf_p_a_to_mw | pf_p_b_to_mw | pf_p_c_to_mw | pf_q_a_from_mvar | pf_q_b_from_mvar | pf_q_c_from_mvar | pf_q_a_to_mvar | pf_q_b_to_mvar | pf_q_c_to_mvar | pf_ikss_a_from_degree | pf_ikss_b_from_degree | pf_ikss_c_from_degree | pf_ikss_a_to_degree | pf_ikss_b_to_degree | pf_ikss_c_to_degree | pf_vm_a_from_pu | pf_vm_b_from_pu | pf_vm_c_from_pu | pf_vm_a_to_pu | pf_vm_b_to_pu | pf_vm_c_to_pu | pf_va_a_from_degree | pf_va_b_from_degree | pf_va_c_from_degree | pf_va_a_to_degree | pf_va_b_to_degree | pf_va_c_to_degree
Line0_1_2 | 0 | 0 | 0 | 0 | 0 | 0 | 0 | 0 | 0 | 0 | 0 | 0 | 1.5243e-09 | 1.0454e-09 | -2.8625e-09 | -1.2216e-09 | -8.7099e-10 | 2.3855e-09 | 2.4455e-09 | -2.7018e-09 | 4.4584e-10 | -2.0778e-09 | 2.2516e-09 | -3.7173e-10 | 0 | 0 | 0 | 0 | 0 | 0 | 0.98649 | 0.99996 | 0.99999 | 0.98649 | 0.99996 | 0.99999 | -0.63164 | -119.998 | 119.997 | -0.63164 | -119.998 | 119.997
Line10_11_12 | 0 | 0 | 0 | 0 | 0 | 0 | 0 | 0 | 0 | 0 | 0 | 0 | 1.5243e-09 | 1.0454e-09 | -2.8625e-09 | -1.2216e-09 | -8.7099e-10 | 2.3855e-09 | 2.4455e-09 | -2.7018e-09 | 4.4584e-10 | -2.0778e-09 | 2.2516e-09 | -3.7173e-10 | 0 | 0 | 0 | 0 | 0 | 0 | 0.98649 | 0.99996 | 0.99999 | 0.98649 | 0.99996 | 0.99999 | -0.63164 | -119.998 | 119.997 | -0.63164 | -119.998 | 119.997
Line11_12_13 | 0 | 0 | 0 | 0 | 0 | 0 | 0 | 0 | 0 | 0 | 0 | 0 | 1.2702e-09 | 8.7113e-10 | -2.3855e-09 | -9.6753e-10 | -6.9676e-10 | 1.9084e-09 | 2.0379e-09 | -2.2515e-09 | 3.7154e-10 | -1.6702e-09 | 1.8013e-09 | -2.9742e-10 | 0 | 0 | 0 | 0 | 0 | 0 | 0.98649 | 0.99996 | 0.99999 | 0.98649 | 0.99996 | 0.99999 | -0.63164 | -119.998 | 119.997 | -0.63164 | -119.998 | 119.997
Line12_13_15 | 0 | 0 | 0 | 0 | 0 | 0 | 0 | 0 | 0 | 0 | 0 | 0 | 7.6213e-10 | 5.2268e-10 | -1.4313e-09 | -4.5944e-10 | -3.4831e-10 | 9.5422e-10 | 1.2227e-09 | -1.3509e-09 | 2.2292e-10 | -8.5504e-10 | 9.0072e-10 | -1.488e-10 | 0 | 0 | 0 | 0 | 0 | 0 | 0.98649 | 0.99996 | 0.99999 | 0.98649 | 0.99996 | 0.99999 | -0.63164 | -119.998 | 119.997 | -0.63164 | -119.998 | 119.997
Line13_13_14 | 0 | 0 | 0 | 0 | 0 | 0 | 0 | 0 | 0 | 0 | 0 | 0 | 2.5404e-10 | 1.7423e-10 | -4.7709e-10 | 4.8639e-11 | 1.4742e-13 | 3.4914e-14 | 4.0758e-10 | -4.503e-10 | 7.4307e-11 | -3.9875e-11 | 1.2545e-13 | -1.904e-13 | 0 | 0 | 0 | 0 | 0 | 0 | 0.98649 | 0.99996 | 0.99999 | 0.98649 | 0.99996 | 0.99999 | -0.63164 | -119.998 | 119.997 | -0.63164 | -119.998 | 119.997
Line14_15_16 | 0 | 0 | 0 | 0 | 0 | 0 | 0 | 0 | 0 | 0 | 0 | 0 | 5.0808e-10 | 3.4845e-10 | -9.5418e-10 | -2.054e-10 | -1.7408e-10 | 4.7713e-10 | 8.1517e-10 | -9.0059e-10 | 1.4861e-10 | -4.4746e-10 | 4.5042e-10 | -7.4497e-11 | 0 | 0 | 0 | 0 | 0 | 0 | 0.98649 | 0.99996 | 0.99999 | 0.98649 | 0.99996 | 0.99999 | -0.63164 | -119.998 | 119.997 | -0.63164 | -119.998 | 119.997
Line15_16_17 | 0 | 0 | 0 | 0 | 0 | 0 | 0 | 0 | 0 | 0 | 0 | 0 | 2.5404e-10 | 1.7423e-10 | -4.7709e-10 | 4.8639e-11 | 1.4742e-13 | 3.4913e-14 | 4.0758e-10 | -4.503e-10 | 7.4307e-11 | -3.9875e-11 | 1.2544e-13 | -1.904e-13 | 0 | 0 | 0 | 0 | 0 | 0 | 0.98649 | 0.99996 | 0.99999 | 0.98649 | 0.99996 | 0.99999 | -0.63164 | -119.998 | 119.997 | -0.63164 | -119.998 | 119.997
Line16_4_18 | 0 | 0 | 0 | 0 | 0 | 0 | 0 | 0 | 0 | 0 | 0 | 0 | 2.5404e-10 | 1.7423e-10 | -4.7709e-10 | 4.8639e-11 | 1.4742e-13 | 3.492e-14 | 4.0758e-10 | -4.503e-10 | 7.4307e-11 | -3.9875e-11 | 1.2545e-13 | -1.9041e-13 | 0 | 0 | 0 | 0 | 0 | 0 | 0.98649 | 0.99996 | 0.99999 | 0.98649 | 0.99996 | 0.99999 | -0.63164 | -119.998 | 119.997 | -0.63164 | -119.998 | 119.997
Line17_5_19 | 0 | 0 | 0 | 0 | 0 | 0 | 0 | 0 | 0 | 0 | 0 | 0 | 2.5404e-10 | 1.7423e-10 | -4.7709e-10 | 4.8639e-11 | 1.4742e-13 | 3.492e-14 | 4.0758e-10 | -4.503e-10 | 7.4307e-11 | -3.9875e-11 | 1.2545e-13 | -1.9041e-13 | 0 | 0 | 0 | 0 | 0 | 0 | 0.98649 | 0.99996 | 0.99999 | 0.98649 | 0.99996 | 0.99999 | -0.63164 | -119.998 | 119.997 | -0.63164 | -119.998 | 119.997
Line1_1_3 | 0 | 0 | 0 | 0 | 0 | 0 | 0 | 0 | 0 | 0 | 0 | 0 | 2.0323e-09 | 1.3938e-09 | -3.8167e-09 | -1.7297e-09 | -1.2194e-09 | 3.3397e-09 | 3.2607e-09 | -3.6024e-09 | 5.9446e-10 | -2.893e-09 | 3.1522e-09 | -5.2034e-10 | 0 | 0 | 0 | 0 | 0 | 0 | 0.98649 | 0.99996 | 0.99999 | 0.98649 | 0.99996 | 0.99999 | -0.63164 | -119.998 | 119.997 | -0.63164 | -119.998 | 119.997
Line2_1_4 | 0 | 0 | 0 | 0 | 0 | 0 | 0 | 0 | 0 | 0 | 0 | 0 | 5.0808e-10 | 3.4845e-10 | -9.5418e-10 | -2.054e-10 | -1.7408e-10 | 4.7712e-10 | 8.1517e-10 | -9.0059e-10 | 1.4861e-10 | -4.4746e-10 | 4.5042e-10 | -7.4498e-11 | 0 | 0 | 0 | 0 | 0 | 0 | 0.98649 | 0.99996 | 0.99999 | 0.98649 | 0.99996 | 0.99999 | -0.63164 | -119.998 | 119.997 | -0.63164 | -119.998 | 119.997
Line3_1_5 | 0 | 0 | 0 | 0 | 0 | 0 | 0 | 0 | 0 | 0 | 0 | 0 | 5.0808e-10 | 3.4845e-10 | -9.5418e-10 | -2.054e-10 | -1.7408e-10 | 4.7712e-10 | 8.1517e-10 | -9.0059e-10 | 1.4861e-10 | -4.4746e-10 | 4.5042e-10 | -7.4498e-11 | 0 | 0 | 0 | 0 | 0 | 0 | 0.98649 | 0.99996 | 0.99999 | 0.98649 | 0.99996 | 0.99999 | -0.63164 | -119.998 | 119.997 | -0.63164 | -119.998 | 119.997
Line4_2_6 | 0 | 0 | 0 | 0 | 0 | 0 | 0 | 0 | 0 | 0 | 0 | 0 | 1.2702e-09 | 8.7113e-10 | -2.3855e-09 | -9.6753e-10 | -6.9676e-10 | 1.9084e-09 | 2.0379e-09 | -2.2515e-09 | 3.7154e-10 | -1.6702e-09 | 1.8013e-09 | -2.9742e-10 | 0 | 0 | 0 | 0 | 0 | 0 | 0.98649 | 0.99996 | 0.99999 | 0.98649 | 0.99996 | 0.99999 | -0.63164 | -119.998 | 119.997 | -0.63164 | -119.998 | 119.997
Line5_6_7 | 0 | 0 | 0 | 0 | 0 | 0 | 0 | 0 | 0 | 0 | 0 | 0 | 1.0162e-09 | 6.9691e-10 | -1.9084e-09 | -7.1349e-10 | -5.2253e-10 | 1.4313e-09 | 1.6303e-09 | -1.8012e-09 | 2.9723e-10 | -1.2626e-09 | 1.351e-09 | -2.2311e-10 | 0 | 0 | 0 | 0 | 0 | 0 | 0.98649 | 0.99996 | 0.99999 | 0.98649 | 0.99996 | 0.99999 | -0.63164 | -119.998 | 119.997 | -0.63164 | -119.998 | 119.997
Line6_7_8 | 0 | 0 | 0 | 0 | 0 | 0 | 0 | 0 | 0 | 0 | 0 | 0 | 7.6213e-10 | 5.2268e-10 | -1.4313e-09 | -4.5944e-10 | -3.4831e-10 | 9.5422e-10 | 1.2227e-09 | -1.3509e-09 | 2.2292e-10 | -8.5504e-10 | 9.0072e-10 | -1.488e-10 | 0 | 0 | 0 | 0 | 0 | 0 | 0.98649 | 0.99996 | 0.99999 | 0.98649 | 0.99996 | 0.99999 | -0.63164 | -119.998 | 119.997 | -0.63164 | -119.998 | 119.997
Line7_8_9 | 0 | 0 | 0 | 0 | 0 | 0 | 0 | 0 | 0 | 0 | 0 | 0 | 2.5404e-10 | 1.7423e-10 | -4.7709e-10 | 4.8639e-11 | 1.4742e-13 | 3.4918e-14 | 4.0758e-10 | -4.503e-10 | 7.4307e-11 | -3.9875e-11 | 1.2545e-13 | -1.9041e-13 | 0 | 0 | 0 | 0 | 0 | 0 | 0.98649 | 0.99996 | 0.99999 | 0.98649 | 0.99996 | 0.99999 | -0.63164 | -119.998 | 119.997 | -0.63164 | -119.998 | 119.997
Line8_8_10 | 0 | 0 | 0 | 0 | 0 | 0 | 0 | 0 | 0 | 0 | 0 | 0 | 2.5404e-10 | 1.7423e-10 | -4.7709e-10 | 4.8639e-11 | 1.4742e-13 | 3.4919e-14 | 4.0758e-10 | -4.503e-10 | 7.4307e-11 | -3.9875e-11 | 1.2545e-13 | -1.9041e-13 | 0 | 0 | 0 | 0 | 0 | 0 | 0.98649 | 0.99996 | 0.99999 | 0.98649 | 0.99996 | 0.99999 | -0.63164 | -119.998 | 119.997 | -0.63164 | -119.998 | 119.997
Line9_3_11 | 0 | 0 | 0 | 0 | 0 | 0 | 0 | 0 | 0 | 0 | 0 | 0 | 1.7783e-09 | 1.2196e-09 | -3.3396e-09 | -1.4756e-09 | -1.0452e-09 | 2.8626e-09 | 2.8531e-09 | -3.1521e-09 | 5.2015e-10 | -2.4854e-09 | 2.7019e-09 | -4.4603e-10 | 0 | 0 | 0 | 0 | 0 | 0 | 0.98649 | 0.99996 | 0.99999 | 0.98649 | 0.99996 | 0.99999 | -0.63164 | -119.998 | 119.997 | -0.63164 | -119.998 | 119.997

## LLG_max_6
name | pf_ikss_a_from_ka | pf_ikss_b_from_ka | pf_ikss_c_from_ka | pf_ikss_a_to_ka | pf_ikss_b_to_ka | pf_ikss_c_to_ka | pf_skss_a_from_mw | pf_skss_b_from_mw | pf_skss_c_from_mw | pf_skss_a_to_mw | pf_skss_b_to_mw | pf_skss_c_to_mw | pf_p_a_from_mw | pf_p_b_from_mw | pf_p_c_from_mw | pf_p_a_to_mw | pf_p_b_to_mw | pf_p_c_to_mw | pf_q_a_from_mvar | pf_q_b_from_mvar | pf_q_c_from_mvar | pf_q_a_to_mvar | pf_q_b_to_mvar | pf_q_c_to_mvar | pf_ikss_a_from_degree | pf_ikss_b_from_degree | pf_ikss_c_from_degree | pf_ikss_a_to_degree | pf_ikss_b_to_degree | pf_ikss_c_to_degree | pf_vm_a_from_pu | pf_vm_b_from_pu | pf_vm_c_from_pu | pf_vm_a_to_pu | pf_vm_b_to_pu | pf_vm_c_to_pu | pf_va_a_from_degree | pf_va_b_from_degree | pf_va_c_from_degree | pf_va_a_to_degree | pf_va_b_to_degree | pf_va_c_to_degree
Line0_1_2 | 0.17321 | 0.1732 | 0.1732 | 0.17321 | 0.1732 | 0.1732 | 0.04 | 0.04 | 0.04 | 0.04 | 0.04 | 0.04 | -0.0045575 | -0.00035677 | -0.00015879 | 0.0048575 | 0.00065677 | 0.00045879 | -0.04645 | -0.0027746 | -0.002867 | 0.04705 | 0.0033746 | 0.003467 | 95.7105 | -24.289 | -144.2896 | -84.2895 | 155.7109 | 35.7104 | 1.1668 | 0.069936 | 0.071785 | 1.1825 | 0.085948 | 0.087431 | 0.10672 | -121.6162 | 122.5403 | -0.18397 | -125.3024 | 118.1723
Line10_11_12 | 0.17321 | 0.1732 | 0.1732 | 0.17321 | 0.1732 | 0.1732 | 0.04 | 0.04 | 0.04 | 0.04 | 0.04 | 0.04 | -0.0051575 | -0.00095677 | -0.00075878 | 0.0054575 | 0.0012568 | 0.0010588 | -0.04765 | -0.0039746 | -0.004067 | 0.04825 | 0.0045746 | 0.004667 | 95.7105 | -24.289 | -144.2896 | -84.2895 | 155.7109 | 35.7104 | 1.1982 | 0.1022 | 0.10343 | 1.2139 | 0.1186 | 0.11964 | -0.46705 | -127.8238 | 115.1422 | -0.74279 | -129.6508 | 112.9283
Line11_12_13 | 0.17321 | 0.1732 | 0.1732 | 0.17321 | 0.1732 | 0.17321 | 0.04 | 0.04 | 0.04 | 0.04 | 0.04 | 0.04 | -0.0054576 | -0.0012568 | -0.0010588 | 0.0057575 | 0.0015568 | 0.0013588 | -0.04825 | -0.0045746 | -0.004667 | 0.04885 | 0.0051746 | 0.005267 | 95.7105 | -24.2891 | -144.2896 | -84.2895 | 155.7109 | 35.7104 | 1.2139 | 0.1186 | 0.11964 | 1.2297 | 0.13509 | 0.13599 | -0.74279 | -129.6508 | 112.9283 | -1.0115 | -131.0329 | 111.2446
Line12_13_15 | 0 | 0 | 0 | 0 | 0 | 0 | 0 | 0 | 0 | 0 | 0 | 0 | -5.5096e-10 | -1.0699e-08 | 1.018e-08 | -2.1828e-10 | 7.6006e-09 | -6.3126e-09 | -1.1216e-07 | 8.4496e-09 | 4.7231e-09 | 7.4689e-08 | -5.7373e-09 | -3.2323e-09 | 0 | 0 | 0 | 0 | 0 | 0 | 1.2297 | 0.13509 | 0.13599 | 1.2297 | 0.13509 | 0.13599 | -1.0115 | -131.0329 | 111.2446 | -1.0115 | -131.0329 | 111.2446
Line13_13_14 | 0.1732 | 0.1732 | 0.17321 | 0.1732 | 0.1732 | 0.17321 | 0.04 | 0.04 | 0.04 | 0.04 | 0.04 | 0.04 | -0.0057575 | -0.0015568 | -0.0013588 | 0.0060575 | 0.0018568 | 0.0016588 | -0.04885 | -0.0051746 | -0.005267 | 0.04945 | 0.0057746 | 0.005867 | 95.7105 | -24.2892 | -144.2895 | -84.2895 | 155.7107 | 35.7106 | 1.2297 | 0.13509 | 0.13599 | 1.2455 | 0.15164 | 0.15242 | -1.0115 | -131.0329 | 111.2446 | -1.2734 | -132.1138 | 109.9232
Line14_15_16 | 0 | 0 | 0 | 0 | 0 | 0 | 0 | 0 | 0 | 0 | 0 | 0 | -3.6731e-10 | -7.1327e-09 | 6.7869e-09 | -4.0193e-10 | 4.0343e-09 | -2.9192e-09 | -7.4776e-08 | 5.6331e-09 | 3.1488e-09 | 3.7301e-08 | -2.9208e-09 | -1.6579e-09 | 0 | 0 | 0 | 0 | 0 | 0 | 1.2297 | 0.13509 | 0.13599 | 1.2297 | 0.13509 | 0.13599 | -1.0115 | -131.0329 | 111.2446 | -1.0115 | -131.0329 | 111.2446
Line15_16_17 | 0 | 0 | 0 | 0 | 0 | 0 | 0 | 0 | 0 | 0 | 0 | 0 | -1.8365e-10 | -3.5664e-09 | 3.3934e-09 | -5.8558e-10 | 4.6789e-10 | 4.7428e-10 | -3.7388e-08 | 2.8165e-09 | 1.5744e-09 | -8.7554e-11 | -1.0427e-10 | -8.3487e-11 | 0 | 0 | 0 | 0 | 0 | 0 | 1.2297 | 0.13509 | 0.13599 | 1.2297 | 0.13509 | 0.13599 | -1.0115 | -131.0329 | 111.2446 | -1.0115 | -131.0329 | 111.2446
Line16_4_18 | 0 | 0 | 0 | 0 | 0 | 0 | 0 | 0 | 0 | 0 | 0 | 0 | 1.3855e-10 | -2.4518e-09 | 2.0285e-09 | -3.5773e-10 | 3.1809e-10 | 3.2443e-10 | -3.6029e-08 | 1.5522e-09 | 1.2627e-09 | -1.5314e-11 | -3.2035e-11 | -1.1247e-11 | 0 | 0 | 0 | 0 | 0 | 0 | 1.1825 | 0.085948 | 0.087431 | 1.1825 | 0.085948 | 0.087431 | -0.18397 | -125.3024 | 118.1723 | -0.18397 | -125.3024 | 118.1723
Line17_5_19 | 0.1732 | 0.1732 | 0.17321 | 0.1732 | 0.1732 | 0.17321 | 0.04 | 0.04 | 0.04 | 0.04 | 0.04 | 0.04 | -0.0048575 | -0.00065676 | -0.00045879 | 0.0051575 | 0.00095676 | 0.0007588 | -0.04705 | -0.0033746 | -0.003467 | 0.04765 | 0.0039746 | 0.004067 | 95.7105 | -24.2892 | -144.2895 | -84.2895 | 155.7107 | 35.7106 | 1.1825 | 0.085948 | 0.087431 | 1.1982 | 0.1022 | 0.10343 | -0.18397 | -125.3024 | 118.1723 | -0.46705 | -127.8239 | 115.1422
Line1_1_3 | 0.17321 | 0.1732 | 0.1732 | 0.17321 | 0.1732 | 0.1732 | 0.04 | 0.04 | 0.04 | 0.04 | 0.04 | 0.04 | -0.0045575 | -0.00035678 | -0.00015878 | 0.0048575 | 0.00065677 | 0.00045878 | -0.04645 | -0.0027746 | -0.002867 | 0.04705 | 0.0033746 | 0.003467 | 95.7105 | -24.2889 | -144.2897 | -84.2895 | 155.711 | 35.7103 | 1.1668 | 0.069936 | 0.071785 | 1.1825 | 0.085948 | 0.087431 | 0.10672 | -121.6162 | 122.5403 | -0.18397 | -125.3024 | 118.1723
Line2_1_4 | 0.1732 | 0.1732 | 0.17321 | 0.1732 | 0.1732 | 0.17321 | 0.04 | 0.04 | 0.04 | 0.04 | 0.04 | 0.04 | -0.0045575 | -0.00035676 | -0.00015879 | 0.0048575 | 0.00065676 | 0.00045879 | -0.04645 | -0.0027746 | -0.002867 | 0.04705 | 0.0033746 | 0.003467 | 95.7105 | -24.2892 | -144.2895 | -84.2895 | 155.7108 | 35.7105 | 1.1668 | 0.069936 | 0.071785 | 1.1825 | 0.085948 | 0.087431 | 0.10672 | -121.6162 | 122.5403 | -0.18397 | -125.3024 | 118.1723
Line3_1_5 | 0.1732 | 0.1732 | 0.17321 | 0.1732 | 0.1732 | 0.17321 | 0.04 | 0.04 | 0.04 | 0.04 | 0.04 | 0.04 | -0.0045575 | -0.00035676 | -0.00015879 | 0.0048575 | 0.00065676 | 0.00045879 | -0.04645 | -0.0027746 | -0.002867 | 0.04705 | 0.0033746 | 0.003467 | 95.7105 | -24.2892 | -144.2895 | -84.2895 | 155.7108 | 35.7105 | 1.1668 | 0.069936 | 0.071785 | 1.1825 | 0.085948 | 0.087431 | 0.10672 | -121.6162 | 122.5403 | -0.18397 | -125.3024 | 118.1723
Line4_2_6 | 0.17321 | 0.1732 | 0.1732 | 0.17321 | 0.1732 | 0.17321 | 0.04 | 0.04 | 0.04 | 0.04 | 0.04 | 0.04 | -0.0048575 | -0.00065677 | -0.00045879 | 0.0051575 | 0.00095677 | 0.00075879 | -0.04705 | -0.0033746 | -0.003467 | 0.04765 | 0.0039746 | 0.004067 | 95.7105 | -24.2891 | -144.2896 | -84.2895 | 155.7109 | 35.7104 | 1.1825 | 0.085948 | 0.087431 | 1.1982 | 0.1022 | 0.10343 | -0.18397 | -125.3024 | 118.1723 | -0.46705 | -127.8238 | 115.1422
Line5_6_7 | 0.17321 | 0.1732 | 0.17321 | 0.17321 | 0.1732 | 0.17321 | 0.04 | 0.04 | 0.04 | 0.04 | 0.04 | 0.04 | -0.0051575 | -0.00095677 | -0.00075879 | 0.0054575 | 0.0012568 | 0.0010588 | -0.04765 | -0.0039746 | -0.004067 | 0.04825 | 0.0045746 | 0.004667 | 95.7105 | -24.2891 | -144.2896 | -84.2895 | 155.7109 | 35.7105 | 1.1982 | 0.1022 | 0.10343 | 1.2139 | 0.1186 | 0.11964 | -0.46705 | -127.8238 | 115.1422 | -0.74279 | -129.6508 | 112.9283
Line6_7_8 | 0 | 0 | 0 | 0 | 0 | 0 | 0 | 0 | 0 | 0 | 0 | 0 | -2.3495e-10 | -9.5908e-09 | 8.8092e-09 | -3.5094e-10 | 6.8139e-09 | -5.4464e-09 | -1.1081e-07 | 7.1852e-09 | 4.4115e-09 | 7.3807e-08 | -4.8703e-09 | -3.0004e-09 | 0 | 0 | 0 | 0 | 0 | 0 | 1.2139 | 0.1186 | 0.11964 | 1.2139 | 0.1186 | 0.11964 | -0.74279 | -129.6508 | 112.9283 | -0.74279 | -129.6508 | 112.9283
Line7_8_9 | 0 | 0 | 0 | 0 | 0 | 0 | 0 | 0 | 0 | 0 | 0 | 0 | -7.8316e-11 | -3.1969e-09 | 2.9364e-09 | -5.0757e-10 | 4.2002e-10 | 4.2639e-10 | -3.6935e-08 | 2.3951e-09 | 1.4705e-09 | -6.3474e-11 | -8.0194e-11 | -5.9407e-11 | 0 | 0 | 0 | 0 | 0 | 0 | 1.2139 | 0.1186 | 0.11964 | 1.2139 | 0.1186 | 0.11964 | -0.74279 | -129.6508 | 112.9283 | -0.74279 | -129.6508 | 112.9283
Line8_8_10 | 0 | 0 | 0 | 0 | 0 | 0 | 0 | 0 | 0 | 0 | 0 | 0 | -7.8315e-11 | -3.1969e-09 | 2.9364e-09 | -5.0757e-10 | 4.2002e-10 | 4.2639e-10 | -3.6935e-08 | 2.3951e-09 | 1.4705e-09 | -6.3474e-11 | -8.0194e-11 | -5.9407e-11 | 0 | 0 | 0 | 0 | 0 | 0 | 1.2139 | 0.1186 | 0.11964 | 1.2139 | 0.1186 | 0.11964 | -0.74279 | -129.6508 | 112.9283 | -0.74279 | -129.6508 | 112.9283
Line9_3_11 | 0.17321 | 0.1732 | 0.1732 | 0.17321 | 0.1732 | 0.1732 | 0.04 | 0.04 | 0.04 | 0.04 | 0.04 | 0.04 | -0.0048575 | -0.00065677 | -0.00045878 | 0.0051575 | 0.00095677 | 0.00075878 | -0.04705 | -0.0033746 | -0.003467 | 0.04765 | 0.0039746 | 0.004067 | 95.7105 | -24.289 | -144.2897 | -84.2895 | 155.711 | 35.7104 | 1.1825 | 0.085948 | 0.087431 | 1.1982 | 0.1022 | 0.10343 | -0.18397 | -125.3024 | 118.1723 | -0.46705 | -127.8238 | 115.1422

## LLG_max_10
name | pf_ikss_a_from_ka | pf_ikss_b_from_ka | pf_ikss_c_from_ka | pf_ikss_a_to_ka | pf_ikss_b_to_ka | pf_ikss_c_to_ka | pf_skss_a_from_mw | pf_skss_b_from_mw | pf_skss_c_from_mw | pf_skss_a_to_mw | pf_skss_b_to_mw | pf_skss_c_to_mw | pf_p_a_from_mw | pf_p_b_from_mw | pf_p_c_from_mw | pf_p_a_to_mw | pf_p_b_to_mw | pf_p_c_to_mw | pf_q_a_from_mvar | pf_q_b_from_mvar | pf_q_c_from_mvar | pf_q_a_to_mvar | pf_q_b_to_mvar | pf_q_c_to_mvar | pf_ikss_a_from_degree | pf_ikss_b_from_degree | pf_ikss_c_from_degree | pf_ikss_a_to_degree | pf_ikss_b_to_degree | pf_ikss_c_to_degree | pf_vm_a_from_pu | pf_vm_b_from_pu | pf_vm_c_from_pu | pf_vm_a_to_pu | pf_vm_b_to_pu | pf_vm_c_to_pu | pf_va_a_from_degree | pf_va_b_from_degree | pf_va_c_from_degree | pf_va_a_to_degree | pf_va_b_to_degree | pf_va_c_to_degree
Line0_1_2 | 0.17321 | 0.1732 | 0.1732 | 0.17321 | 0.1732 | 0.1732 | 0.04 | 0.04 | 0.04 | 0.04 | 0.04 | 0.04 | -0.0045661 | -0.00037371 | -0.00016636 | 0.0048661 | 0.00067371 | 0.00046636 | -0.046576 | -0.0029067 | -0.0030035 | 0.047176 | 0.0035067 | 0.0036035 | 95.7105 | -24.289 | -144.2896 | -84.2895 | 155.7109 | 35.7104 | 1.17 | 0.073267 | 0.075202 | 1.1857 | 0.089272 | 0.090838 | 0.11145 | -121.6151 | 122.54 | -0.17853 | -125.1641 | 118.3362
Line10_11_12 | 0.17321 | 0.1732 | 0.1732 | 0.17321 | 0.1732 | 0.1732 | 0.04 | 0.04 | 0.04 | 0.04 | 0.04 | 0.04 | -0.0051661 | -0.00097371 | -0.00076636 | 0.0054661 | 0.0012737 | 0.0010664 | -0.047776 | -0.0041067 | -0.0042035 | 0.048376 | 0.0047067 | 0.0048035 | 95.7105 | -24.289 | -144.2896 | -84.2895 | 155.7109 | 35.7104 | 1.2014 | 0.10552 | 0.10682 | 1.2171 | 0.1219 | 0.12301 | -0.46094 | -127.6275 | 115.3779 | -0.73605 | -129.4314 | 113.1939
Line11_12_13 | 0.17321 | 0.1732 | 0.1732 | 0.17321 | 0.1732 | 0.17321 | 0.04 | 0.04 | 0.04 | 0.04 | 0.04 | 0.04 | -0.0054661 | -0.0012737 | -0.0010664 | 0.0057661 | 0.0015737 | 0.0013664 | -0.048376 | -0.0047067 | -0.0048035 | 0.048976 | 0.0053067 | 0.0054035 | 95.7105 | -24.2891 | -144.2896 | -84.2895 | 155.7109 | 35.7104 | 1.2171 | 0.1219 | 0.12301 | 1.2329 | 0.13838 | 0.13934 | -0.73605 | -129.4314 | 113.1939 | -1.0041 | -130.8067 | 111.5197
Line12_13_15 | 0 | 0 | 0 | 0 | 0 | 0 | 0 | 0 | 0 | 0 | 0 | 0 | -5.0947e-10 | -1.0984e-08 | 1.0409e-08 | -2.6171e-10 | 7.8005e-09 | -6.4548e-09 | -1.1241e-07 | 8.6091e-09 | 4.8852e-09 | 7.4854e-08 | -5.8441e-09 | -3.3397e-09 | 0 | 0 | 0 | 0 | 0 | 0 | 1.2329 | 0.13838 | 0.13934 | 1.2329 | 0.13838 | 0.13934 | -1.0041 | -130.8067 | 111.5197 | -1.0041 | -130.8067 | 111.5197
Line13_13_14 | 0.1732 | 0.1732 | 0.17321 | 0.1732 | 0.1732 | 0.17321 | 0.04 | 0.04 | 0.04 | 0.04 | 0.04 | 0.04 | -0.0057661 | -0.0015737 | -0.0013664 | 0.0060661 | 0.0018737 | 0.0016664 | -0.048976 | -0.0053067 | -0.0054035 | 0.049576 | 0.0059067 | 0.0060035 | 95.7105 | -24.2892 | -144.2895 | -84.2895 | 155.7107 | 35.7106 | 1.2329 | 0.13838 | 0.13934 | 1.2486 | 0.15492 | 0.15576 | -1.0041 | -130.8067 | 111.5197 | -1.2654 | -131.8889 | 110.1976
Line14_15_16 | 0 | 0 | 0 | 0 | 0 | 0 | 0 | 0 | 0 | 0 | 0 | 0 | -3.3965e-10 | -7.3224e-09 | 6.9394e-09 | -4.3153e-10 | 4.1392e-09 | -2.985e-09 | -7.4941e-08 | 5.7394e-09 | 3.2568e-09 | 3.7383e-08 | -2.9743e-09 | -1.7113e-09 | 0 | 0 | 0 | 0 | 0 | 0 | 1.2329 | 0.13838 | 0.13934 | 1.2329 | 0.13838 | 0.13934 | -1.0041 | -130.8067 | 111.5197 | -1.0041 | -130.8067 | 111.5197
Line15_16_17 | 0 | 0 | 0 | 0 | 0 | 0 | 0 | 0 | 0 | 0 | 0 | 0 | -1.6982e-10 | -3.6612e-09 | 3.4697e-09 | -6.0135e-10 | 4.7802e-10 | 4.8467e-10 | -3.747e-08 | 2.8697e-09 | 1.6284e-09 | -8.7141e-11 | -1.0465e-10 | -8.2878e-11 | 0 | 0 | 0 | 0 | 0 | 0 | 1.2329 | 0.13838 | 0.13934 | 1.2329 | 0.13838 | 0.13934 | -1.0041 | -130.8067 | 111.5197 | -1.0041 | -130.8067 | 111.5197
Line16_4_18 | 0 | 0 | 0 | 0 | 0 | 0 | 0 | 0 | 0 | 0 | 0 | 0 | 1.5129e-10 | -2.5484e-09 | 2.1042e-09 | -3.7243e-10 | 3.2938e-10 | 3.3597e-10 | -3.6112e-08 | 1.6057e-09 | 1.3171e-09 | -1.4901e-11 | -3.2409e-11 | -1.0638e-11 | 0 | 0 | 0 | 0 | 0 | 0 | 1.1857 | 0.089272 | 0.090838 | 1.1857 | 0.089272 | 0.090838 | -0.17853 | -125.1641 | 118.3362 | -0.17853 | -125.1641 | 118.3362
Line17_5_19 | 0.1732 | 0.1732 | 0.17321 | 0.1732 | 0.1732 | 0.17321 | 0.04 | 0.04 | 0.04 | 0.04 | 0.04 | 0.04 | -0.0048661 | -0.0006737 | -0.00046637 | 0.0051661 | 0.00097369 | 0.00076637 | -0.047176 | -0.0035067 | -0.0036035 | 0.047776 | 0.0041067 | 0.0042035 | 95.7105 | -24.2892 | -144.2895 | -84.2895 | 155.7107 | 35.7106 | 1.1857 | 0.089272 | 0.090838 | 1.2014 | 0.10552 | 0.10682 | -0.17853 | -125.1641 | 118.3362 | -0.46093 | -127.6276 | 115.378
Line1_1_3 | 0.17321 | 0.1732 | 0.1732 | 0.17321 | 0.1732 | 0.1732 | 0.04 | 0.04 | 0.04 | 0.04 | 0.04 | 0.04 | -0.0045661 | -0.00037371 | -0.00016636 | 0.0048661 | 0.00067371 | 0.00046636 | -0.046576 | -0.0029067 | -0.0030035 | 0.047176 | 0.0035067 | 0.0036035 | 95.7105 | -24.2889 | -144.2897 | -84.2895 | 155.711 | 35.7103 | 1.17 | 0.073267 | 0.075202 | 1.1857 | 0.089272 | 0.090838 | 0.11145 | -121.6151 | 122.54 | -0.17853 | -125.1641 | 118.3362
Line2_1_4 | 0.1732 | 0.1732 | 0.17321 | 0.1732 | 0.1732 | 0.17321 | 0.04 | 0.04 | 0.04 | 0.04 | 0.04 | 0.04 | -0.0045661 | -0.0003737 | -0.00016637 | 0.0048661 | 0.0006737 | 0.00046637 | -0.046576 | -0.0029067 | -0.0030035 | 0.047176 | 0.0035067 | 0.0036035 | 95.7105 | -24.2892 | -144.2895 | -84.2895 | 155.7108 | 35.7105 | 1.17 | 0.073267 | 0.075202 | 1.1857 | 0.089272 | 0.090838 | 0.11145 | -121.6151 | 122.54 | -0.17853 | -125.1641 | 118.3362
Line3_1_5 | 0.1732 | 0.1732 | 0.17321 | 0.1732 | 0.1732 | 0.17321 | 0.04 | 0.04 | 0.04 | 0.04 | 0.04 | 0.04 | -0.0045661 | -0.0003737 | -0.00016637 | 0.0048661 | 0.0006737 | 0.00046637 | -0.046576 | -0.0029067 | -0.0030035 | 0.047176 | 0.0035067 | 0.0036035 | 95.7105 | -24.2892 | -144.2895 | -84.2895 | 155.7108 | 35.7105 | 1.17 | 0.073267 | 0.075202 | 1.1857 | 0.089272 | 0.090838 | 0.11145 | -121.6151 | 122.54 | -0.17853 | -125.1641 | 118.3362
Line4_2_6 | 0.17321 | 0.1732 | 0.1732 | 0.17321 | 0.1732 | 0.17321 | 0.04 | 0.04 | 0.04 | 0.04 | 0.04 | 0.04 | -0.0048661 | -0.00067371 | -0.00046636 | 0.0051661 | 0.0009737 | 0.00076636 | -0.047176 | -0.0035067 | -0.0036035 | 0.047776 | 0.0041067 | 0.0042035 | 95.7105 | -24.2891 | -144.2896 | -84.2895 | 155.7109 | 35.7104 | 1.1857 | 0.089272 | 0.090838 | 1.2014 | 0.10552 | 0.10682 | -0.17853 | -125.1641 | 118.3362 | -0.46093 | -127.6276 | 115.3779
Line5_6_7 | 0.17321 | 0.1732 | 0.17321 | 0.17321 | 0.1732 | 0.17321 | 0.04 | 0.04 | 0.04 | 0.04 | 0.04 | 0.04 | -0.0051661 | -0.0009737 | -0.00076636 | 0.0054661 | 0.0012737 | 0.0010664 | -0.047776 | -0.0041067 | -0.0042035 | 0.048376 | 0.0047067 | 0.0048035 | 95.7105 | -24.2891 | -144.2896 | -84.2895 | 155.7109 | 35.7105 | 1.2014 | 0.10552 | 0.10682 | 1.2171 | 0.1219 | 0.12301 | -0.46093 | -127.6276 | 115.3779 | -0.73604 | -129.4314 | 113.1939
Line6_7_8 | 0 | 0 | 0 | 0 | 0 | 0 | 0 | 0 | 0 | 0 | 0 | 0 | -1.9455e-10 | -9.877e-09 | 9.0374e-09 | -3.9328e-10 | 7.0152e-09 | -5.5878e-09 | -1.1105e-07 | 7.3451e-09 | 4.5739e-09 | 7.3972e-08 | -4.9773e-09 | -3.108e-09 | 0 | 0 | 0 | 0 | 0 | 0 | 1.2171 | 0.1219 | 0.12301 | 1.2171 | 0.1219 | 0.12301 | -0.73604 | -129.4314 | 113.1939 | -0.73605 | -129.4314 | 113.1939
Line7_8_9 | 0 | 0 | 0 | 0 | 0 | 0 | 0 | 0 | 0 | 0 | 0 | 0 | -6.4851e-11 | -3.2923e-09 | 3.0125e-09 | -5.2298e-10 | 4.3054e-10 | 4.3716e-10 | -3.7017e-08 | 2.4484e-09 | 1.5246e-09 | -6.3061e-11 | -8.0568e-11 | -5.8798e-11 | 0 | 0 | 0 | 0 | 0 | 0 | 1.2171 | 0.1219 | 0.12301 | 1.2171 | 0.1219 | 0.12301 | -0.73605 | -129.4314 | 113.1939 | -0.73605 | -129.4314 | 113.1939
Line8_8_10 | 0 | 0 | 0 | 0 | 0 | 0 | 0 | 0 | 0 | 0 | 0 | 0 | -6.4851e-11 | -3.2923e-09 | 3.0125e-09 | -5.2298e-10 | 4.3054e-10 | 4.3716e-10 | -3.7017e-08 | 2.4484e-09 | 1.5246e-09 | -6.3061e-11 | -8.0568e-11 | -5.8798e-11 | 0 | 0 | 0 | 0 | 0 | 0 | 1.2171 | 0.1219 | 0.12301 | 1.2171 | 0.1219 | 0.12301 | -0.73605 | -129.4314 | 113.1939 | -0.73605 | -129.4314 | 113.1939
Line9_3_11 | 0.17321 | 0.1732 | 0.1732 | 0.17321 | 0.1732 | 0.1732 | 0.04 | 0.04 | 0.04 | 0.04 | 0.04 | 0.04 | -0.0048661 | -0.00067371 | -0.00046636 | 0.0051661 | 0.00097371 | 0.00076636 | -0.047176 | -0.0035067 | -0.0036035 | 0.047776 | 0.0041067 | 0.0042035 | 95.7105 | -24.289 | -144.2897 | -84.2895 | 155.711 | 35.7104 | 1.1857 | 0.089272 | 0.090838 | 1.2014 | 0.10552 | 0.10682 | -0.17853 | -125.1641 | 118.3362 | -0.46094 | -127.6275 | 115.3779

## LLG_max_fault_6
name | pf_ikss_a_from_ka | pf_ikss_b_from_ka | pf_ikss_c_from_ka | pf_ikss_a_to_ka | pf_ikss_b_to_ka | pf_ikss_c_to_ka | pf_skss_a_from_mw | pf_skss_b_from_mw | pf_skss_c_from_mw | pf_skss_a_to_mw | pf_skss_b_to_mw | pf_skss_c_to_mw | pf_p_a_from_mw | pf_p_b_from_mw | pf_p_c_from_mw | pf_p_a_to_mw | pf_p_b_to_mw | pf_p_c_to_mw | pf_q_a_from_mvar | pf_q_b_from_mvar | pf_q_c_from_mvar | pf_q_a_to_mvar | pf_q_b_to_mvar | pf_q_c_to_mvar | pf_ikss_a_from_degree | pf_ikss_b_from_degree | pf_ikss_c_from_degree | pf_ikss_a_to_degree | pf_ikss_b_to_degree | pf_ikss_c_to_degree | pf_vm_a_from_pu | pf_vm_b_from_pu | pf_vm_c_from_pu | pf_vm_a_to_pu | pf_vm_b_to_pu | pf_vm_c_to_pu | pf_va_a_from_degree | pf_va_b_from_degree | pf_va_c_from_degree | pf_va_a_to_degree | pf_va_b_to_degree | pf_va_c_to_degree
Line0_1_2 | 0.17321 | 0.1732 | 0.17321 | 0.17321 | 0.1732 | 0.17321 | 0.04 | 0.04 | 0.04 | 0.04 | 0.04 | 0.04 | -0.0046118 | -0.0049815 | -0.0049782 | 0.0049118 | 0.0052815 | 0.0052782 | -0.046564 | -0.046 | -0.046 | 0.047164 | 0.0466 | 0.0466 | 95.7106 | -24.2894 | -144.2894 | -84.2894 | 155.7106 | 35.7106 | 1.1698 | 1.1567 | 1.1567 | 1.1855 | 1.1725 | 1.1724 | 0.05433 | -120.4701 | 119.5339 | -0.23494 | -120.7555 | 119.2484
Line10_11_12 | 0.17321 | 0.1732 | 0.17321 | 0.17321 | 0.1732 | 0.17321 | 0.04 | 0.04 | 0.04 | 0.04 | 0.04 | 0.04 | -0.0052118 | -0.0055815 | -0.0055782 | 0.0055118 | 0.0058815 | 0.0058782 | -0.047764 | -0.0472 | -0.0472 | 0.048364 | 0.0478 | 0.0478 | 95.7106 | -24.2894 | -144.2894 | -84.2894 | 155.7106 | 35.7106 | 1.2012 | 1.1882 | 1.1882 | 1.2169 | 1.204 | 1.204 | -0.51664 | -121.0334 | 118.9704 | -0.79107 | -121.304 | 118.6998
Line11_12_13 | 0.17321 | 0.1732 | 0.17321 | 0.17321 | 0.1732 | 0.17321 | 0.04 | 0.04 | 0.04 | 0.04 | 0.04 | 0.04 | -0.0055118 | -0.0058815 | -0.0058782 | 0.0058118 | 0.0061815 | 0.0061782 | -0.048364 | -0.0478 | -0.0478 | 0.048964 | 0.0484 | 0.0484 | 95.7106 | -24.2894 | -144.2894 | -84.2894 | 155.7106 | 35.7106 | 1.2169 | 1.204 | 1.204 | 1.2327 | 1.2198 | 1.2198 | -0.79107 | -121.304 | 118.6998 | -1.0585 | -121.5676 | 118.4361
Line12_13_15 | 0 | 0 | 0 | 0 | 0 | 0 | 0 | 0 | 0 | 0 | 0 | 0 | 6.8938e-10 | 1.0402e-09 | 3.2989e-09 | -1.0602e-09 | -1.2313e-09 | -2.737e-09 | -1.0525e-09 | 2.0195e-09 | 9.1554e-11 | 6.0982e-10 | -1.4809e-09 | -1.9531e-10 | 0 | 0 | 0 | 0 | 0 | 0 | 1.2327 | 1.2198 | 1.2198 | 1.2327 | 1.2198 | 1.2198 | -1.0585 | -121.5676 | 118.4361 | -1.0585 | -121.5676 | 118.4361
Line13_13_14 | 0.1732 | 0.1732 | 0.17321 | 0.1732 | 0.1732 | 0.17321 | 0.04 | 0.04 | 0.04 | 0.04 | 0.04 | 0.04 | -0.0058118 | -0.0061815 | -0.0061782 | 0.0061118 | 0.0064815 | 0.0064782 | -0.048964 | -0.0484 | -0.0484 | 0.049564 | 0.049 | 0.049 | 95.7106 | -24.2894 | -144.2894 | -84.2894 | 155.7106 | 35.7106 | 1.2327 | 1.2198 | 1.2198 | 1.2485 | 1.2357 | 1.2356 | -1.0585 | -121.5676 | 118.4361 | -1.3191 | -121.8245 | 118.1792
Line14_15_16 | 0 | 0 | 0 | 0 | 0 | 0 | 0 | 0 | 0 | 0 | 0 | 0 | 4.5958e-10 | 6.9349e-10 | 2.1993e-09 | -8.3045e-10 | -8.8459e-10 | -1.6373e-09 | -7.0166e-10 | 1.3463e-09 | 6.1036e-11 | 2.5899e-10 | -8.0776e-10 | -1.6479e-10 | 0 | 0 | 0 | 0 | 0 | 0 | 1.2327 | 1.2198 | 1.2198 | 1.2327 | 1.2198 | 1.2198 | -1.0585 | -121.5676 | 118.4361 | -1.0585 | -121.5676 | 118.4361
Line15_16_17 | 0 | 0 | 0 | 0 | 0 | 0 | 0 | 0 | 0 | 0 | 0 | 0 | 2.2979e-10 | 3.4675e-10 | 1.0996e-09 | -6.0065e-10 | -5.3784e-10 | -5.3768e-10 | -3.5083e-10 | 6.7317e-10 | 3.0518e-11 | -9.1846e-11 | -1.346e-10 | -1.3427e-10 | 0 | 0 | 0 | 0 | 0 | 0 | 1.2327 | 1.2198 | 1.2198 | 1.2327 | 1.2198 | 1.2198 | -1.0585 | -121.5676 | 118.4361 | -1.0585 | -121.5676 | 118.4361
Line16_4_18 | 0 | 0 | 0 | 0 | 0 | 0 | 0 | 0 | 0 | 0 | 0 | 0 | 2.1134e-11 | 1.2096e-10 | 8.533e-10 | -3.7163e-10 | -3.1195e-10 | -3.1181e-10 | -4.112e-10 | 5.7736e-10 | -3.0025e-11 | -1.9606e-11 | -6.2355e-11 | -6.2031e-11 | 0 | 0 | 0 | 0 | 0 | 0 | 1.1855 | 1.1725 | 1.1724 | 1.1855 | 1.1725 | 1.1724 | -0.23494 | -120.7555 | 119.2484 | -0.23494 | -120.7555 | 119.2484
Line17_5_19 | 0.17321 | 0.1732 | 0.17321 | 0.1732 | 0.1732 | 0.17321 | 0.04 | 0.04 | 0.04 | 0.04 | 0.04 | 0.04 | -0.0049118 | -0.0052815 | -0.0052782 | 0.0052118 | 0.0055815 | 0.0055782 | -0.047164 | -0.0466 | -0.0466 | 0.047764 | 0.0472 | 0.0472 | 95.7106 | -24.2894 | -144.2894 | -84.2894 | 155.7106 | 35.7106 | 1.1855 | 1.1725 | 1.1724 | 1.2012 | 1.1882 | 1.1882 | -0.23494 | -120.7555 | 119.2484 | -0.51664 | -121.0334 | 118.9704
Line1_1_3 | 0.17321 | 0.1732 | 0.17321 | 0.17321 | 0.1732 | 0.17321 | 0.04 | 0.04 | 0.04 | 0.04 | 0.04 | 0.04 | -0.0046118 | -0.0049815 | -0.0049782 | 0.0049118 | 0.0052815 | 0.0052782 | -0.046564 | -0.046 | -0.046 | 0.047164 | 0.0466 | 0.0466 | 95.7106 | -24.2894 | -144.2894 | -84.2894 | 155.7106 | 35.7106 | 1.1698 | 1.1567 | 1.1567 | 1.1855 | 1.1725 | 1.1724 | 0.05433 | -120.4701 | 119.5339 | -0.23494 | -120.7555 | 119.2484
Line2_1_4 | 0.17321 | 0.1732 | 0.17321 | 0.17321 | 0.1732 | 0.17321 | 0.04 | 0.04 | 0.04 | 0.04 | 0.04 | 0.04 | -0.0046118 | -0.0049815 | -0.0049782 | 0.0049118 | 0.0052815 | 0.0052782 | -0.046564 | -0.046 | -0.046 | 0.047164 | 0.0466 | 0.0466 | 95.7106 | -24.2894 | -144.2894 | -84.2894 | 155.7106 | 35.7106 | 1.1698 | 1.1567 | 1.1567 | 1.1855 | 1.1725 | 1.1724 | 0.05433 | -120.4701 | 119.5339 | -0.23494 | -120.7555 | 119.2484
Line3_1_5 | 0.17321 | 0.1732 | 0.17321 | 0.1732 | 0.1732 | 0.17321 | 0.04 | 0.04 | 0.04 | 0.04 | 0.04 | 0.04 | -0.0046118 | -0.0049815 | -0.0049782 | 0.0049118 | 0.0052815 | 0.0052782 | -0.046564 | -0.046 | -0.046 | 0.047164 | 0.0466 | 0.0466 | 95.7106 | -24.2894 | -144.2894 | -84.2894 | 155.7106 | 35.7106 | 1.1698 | 1.1567 | 1.1567 | 1.1855 | 1.1725 | 1.1724 | 0.05433 | -120.4701 | 119.5339 | -0.23494 | -120.7555 | 119.2484
Line4_2_6 | 0.17321 | 0.1732 | 0.17321 | 0.17321 | 0.1732 | 0.17321 | 0.04 | 0.04 | 0.04 | 0.04 | 0.04 | 0.04 | -0.0049118 | -0.0052815 | -0.0052782 | 0.0052118 | 0.0055815 | 0.0055782 | -0.047164 | -0.0466 | -0.0466 | 0.047764 | 0.0472 | 0.0472 | 95.7106 | -24.2894 | -144.2894 | -84.2894 | 155.7106 | 35.7106 | 1.1855 | 1.1725 | 1.1724 | 1.2012 | 1.1882 | 1.1882 | -0.23494 | -120.7555 | 119.2484 | -0.51664 | -121.0334 | 118.9704
Line5_6_7 | 0.17321 | 0.1732 | 0.17321 | 0.17321 | 0.1732 | 0.17321 | 0.04 | 0.04 | 0.04 | 0.04 | 0.04 | 0.04 | -0.0052118 | -0.0055815 | -0.0055782 | 0.0055118 | 0.0058815 | 0.0058782 | -0.047764 | -0.0472 | -0.0472 | 0.048364 | 0.0478 | 0.0478 | 95.7106 | -24.2894 | -144.2894 | -84.2894 | 155.7106 | 35.7106 | 1.2012 | 1.1882 | 1.1882 | 1.2169 | 1.204 | 1.204 | -0.51664 | -121.0334 | 118.9704 | -0.79107 | -121.304 | 118.6998
Line6_7_8 | 0 | 0 | 0 | 0 | 0 | 0 | 0 | 0 | 0 | 0 | 0 | 0 | 4.7453e-10 | 8.0826e-10 | 3.0464e-09 | -8.386e-10 | -9.9932e-10 | -2.4913e-09 | -1.1129e-09 | 1.9237e-09 | 3.1011e-11 | 6.7414e-10 | -1.393e-09 | -1.3087e-10 | 0 | 0 | 0 | 0 | 0 | 0 | 1.2169 | 1.204 | 1.204 | 1.2169 | 1.204 | 1.204 | -0.79107 | -121.304 | 118.6998 | -0.79107 | -121.304 | 118.6998
Line7_8_9 | 0 | 0 | 0 | 0 | 0 | 0 | 0 | 0 | 0 | 0 | 0 | 0 | 1.5818e-10 | 2.6942e-10 | 1.0155e-09 | -5.2225e-10 | -4.6048e-10 | -4.6033e-10 | -3.7095e-10 | 6.4123e-10 | 1.0337e-11 | -6.7766e-11 | -1.1052e-10 | -1.1019e-10 | 0 | 0 | 0 | 0 | 0 | 0 | 1.2169 | 1.204 | 1.204 | 1.2169 | 1.204 | 1.204 | -0.79107 | -121.304 | 118.6998 | -0.79107 | -121.304 | 118.6998
Line8_8_10 | 0 | 0 | 0 | 0 | 0 | 0 | 0 | 0 | 0 | 0 | 0 | 0 | 1.5818e-10 | 2.6942e-10 | 1.0155e-09 | -5.2225e-10 | -4.6048e-10 | -4.6033e-10 | -3.7095e-10 | 6.4123e-10 | 1.0337e-11 | -6.7766e-11 | -1.1052e-10 | -1.1019e-10 | 0 | 0 | 0 | 0 | 0 | 0 | 1.2169 | 1.204 | 1.204 | 1.2169 | 1.204 | 1.204 | -0.79107 | -121.304 | 118.6998 | -0.79107 | -121.304 | 118.6998
Line9_3_11 | 0.17321 | 0.1732 | 0.17321 | 0.17321 | 0.1732 | 0.17321 | 0.04 | 0.04 | 0.04 | 0.04 | 0.04 | 0.04 | -0.0049118 | -0.0052815 | -0.0052782 | 0.0052118 | 0.0055815 | 0.0055782 | -0.047164 | -0.0466 | -0.0466 | 0.047764 | 0.0472 | 0.0472 | 95.7106 | -24.2894 | -144.2894 | -84.2894 | 155.7106 | 35.7106 | 1.1855 | 1.1725 | 1.1724 | 1.2012 | 1.1882 | 1.1882 | -0.23494 | -120.7555 | 119.2484 | -0.51664 | -121.0334 | 118.9704

## LLG_max_fault_10
name | pf_ikss_a_from_ka | pf_ikss_b_from_ka | pf_ikss_c_from_ka | pf_ikss_a_to_ka | pf_ikss_b_to_ka | pf_ikss_c_to_ka | pf_skss_a_from_mw | pf_skss_b_from_mw | pf_skss_c_from_mw | pf_skss_a_to_mw | pf_skss_b_to_mw | pf_skss_c_to_mw | pf_p_a_from_mw | pf_p_b_from_mw | pf_p_c_from_mw | pf_p_a_to_mw | pf_p_b_to_mw | pf_p_c_to_mw | pf_q_a_from_mvar | pf_q_b_from_mvar | pf_q_c_from_mvar | pf_q_a_to_mvar | pf_q_b_to_mvar | pf_q_c_to_mvar | pf_ikss_a_from_degree | pf_ikss_b_from_degree | pf_ikss_c_from_degree | pf_ikss_a_to_degree | pf_ikss_b_to_degree | pf_ikss_c_to_degree | pf_vm_a_from_pu | pf_vm_b_from_pu | pf_vm_c_from_pu | pf_vm_a_to_pu | pf_vm_b_to_pu | pf_vm_c_to_pu | pf_va_a_from_degree | pf_va_b_from_degree | pf_va_c_from_degree | pf_va_a_to_degree | pf_va_b_to_degree | pf_va_c_to_degree
Line0_1_2 | 0.17321 | 0.1732 | 0.17321 | 0.17321 | 0.1732 | 0.17321 | 0.04 | 0.04 | 0.04 | 0.04 | 0.04 | 0.04 | -0.0046229 | -0.0049926 | -0.0049891 | 0.0049229 | 0.0052926 | 0.0052891 | -0.046696 | -0.046132 | -0.046131 | 0.047296 | 0.046732 | 0.046731 | 95.7106 | -24.2894 | -144.2894 | -84.2894 | 155.7106 | 35.7106 | 1.1731 | 1.16 | 1.16 | 1.1888 | 1.1758 | 1.1757 | 0.056758 | -120.4661 | 119.538 | -0.23174 | -120.7509 | 119.2532
Line10_11_12 | 0.17321 | 0.1732 | 0.17321 | 0.17321 | 0.1732 | 0.17321 | 0.04 | 0.04 | 0.04 | 0.04 | 0.04 | 0.04 | -0.0052229 | -0.0055926 | -0.0055891 | 0.0055229 | 0.0058926 | 0.0058891 | -0.047896 | -0.047332 | -0.047331 | 0.048496 | 0.047932 | 0.047931 | 95.7106 | -24.2894 | -144.2894 | -84.2894 | 155.7106 | 35.7106 | 1.2045 | 1.1915 | 1.1915 | 1.2202 | 1.2073 | 1.2073 | -0.51271 | -121.028 | 118.976 | -0.78645 | -121.298 | 118.706
Line11_12_13 | 0.17321 | 0.1732 | 0.17321 | 0.17321 | 0.1732 | 0.17321 | 0.04 | 0.04 | 0.04 | 0.04 | 0.04 | 0.04 | -0.0055229 | -0.0058926 | -0.0058891 | 0.0058229 | 0.0061926 | 0.0061891 | -0.048496 | -0.047932 | -0.047931 | 0.049096 | 0.048532 | 0.048531 | 95.7106 | -24.2894 | -144.2894 | -84.2894 | 155.7106 | 35.7106 | 1.2202 | 1.2073 | 1.2073 | 1.236 | 1.2231 | 1.2231 | -0.78645 | -121.298 | 118.706 | -1.0532 | -121.5609 | 118.443
Line12_13_15 | 0 | 0 | 0 | 0 | 0 | 0 | 0 | 0 | 0 | 0 | 0 | 0 | 7.364e-10 | 1.0877e-09 | 3.3515e-09 | -1.1081e-09 | -1.2792e-09 | -2.7883e-09 | -1.0561e-09 | 2.0226e-09 | 9.013e-11 | 6.1245e-10 | -1.4828e-09 | -1.9413e-10 | 0 | 0 | 0 | 0 | 0 | 0 | 1.236 | 1.2231 | 1.2231 | 1.236 | 1.2231 | 1.2231 | -1.0532 | -121.5609 | 118.443 | -1.0532 | -121.5609 | 118.443
Line13_13_14 | 0.1732 | 0.1732 | 0.17321 | 0.1732 | 0.1732 | 0.17321 | 0.04 | 0.04 | 0.04 | 0.04 | 0.04 | 0.04 | -0.0058229 | -0.0061926 | -0.0061891 | 0.0061229 | 0.0064926 | 0.0064891 | -0.049096 | -0.048532 | -0.048531 | 0.049696 | 0.049132 | 0.049131 | 95.7106 | -24.2894 | -144.2894 | -84.2894 | 155.7106 | 35.7106 | 1.236 | 1.2231 | 1.2231 | 1.2518 | 1.239 | 1.2389 | -1.0532 | -121.5609 | 118.443 | -1.3132 | -121.8172 | 118.1867
Line14_15_16 | 0 | 0 | 0 | 0 | 0 | 0 | 0 | 0 | 0 | 0 | 0 | 0 | 4.9093e-10 | 7.2511e-10 | 2.2343e-09 | -8.6266e-10 | -9.1664e-10 | -1.6711e-09 | -7.0408e-10 | 1.3484e-09 | 6.0087e-11 | 2.6041e-10 | -8.0859e-10 | -1.6409e-10 | 0 | 0 | 0 | 0 | 0 | 0 | 1.236 | 1.2231 | 1.2231 | 1.236 | 1.2231 | 1.2231 | -1.0532 | -121.5609 | 118.443 | -1.0532 | -121.5609 | 118.443
Line15_16_17 | 0 | 0 | 0 | 0 | 0 | 0 | 0 | 0 | 0 | 0 | 0 | 0 | 2.4547e-10 | 3.6255e-10 | 1.1172e-09 | -6.172e-10 | -5.5408e-10 | -5.5391e-10 | -3.5204e-10 | 6.7421e-10 | 3.0043e-11 | -9.1632e-11 | -1.3438e-10 | -1.3405e-10 | 0 | 0 | 0 | 0 | 0 | 0 | 1.236 | 1.2231 | 1.2231 | 1.236 | 1.2231 | 1.2231 | -1.0532 | -121.5609 | 118.443 | -1.0532 | -121.5609 | 118.443
Line16_4_18 | 0 | 0 | 0 | 0 | 0 | 0 | 0 | 0 | 0 | 0 | 0 | 0 | 3.5671e-11 | 1.3563e-10 | 8.6971e-10 | -3.8705e-10 | -3.2706e-10 | -3.2691e-10 | -4.1241e-10 | 5.7841e-10 | -3.0502e-11 | -1.9393e-11 | -6.2145e-11 | -6.1806e-11 | 0 | 0 | 0 | 0 | 0 | 0 | 1.1888 | 1.1758 | 1.1757 | 1.1888 | 1.1758 | 1.1757 | -0.23174 | -120.7509 | 119.2532 | -0.23174 | -120.7509 | 119.2532
Line17_5_19 | 0.17321 | 0.1732 | 0.17321 | 0.1732 | 0.1732 | 0.17321 | 0.04 | 0.04 | 0.04 | 0.04 | 0.04 | 0.04 | -0.0049229 | -0.0052926 | -0.0052891 | 0.0052229 | 0.0055926 | 0.0055891 | -0.047296 | -0.046732 | -0.046731 | 0.047896 | 0.047332 | 0.047331 | 95.7106 | -24.2894 | -144.2894 | -84.2894 | 155.7106 | 35.7106 | 1.1888 | 1.1758 | 1.1757 | 1.2045 | 1.1915 | 1.1915 | -0.23174 | -120.7509 | 119.2532 | -0.51271 | -121.028 | 118.976
Line1_1_3 | 0.17321 | 0.1732 | 0.17321 | 0.17321 | 0.1732 | 0.17321 | 0.04 | 0.04 | 0.04 | 0.04 | 0.04 | 0.04 | -0.0046229 | -0.0049926 | -0.0049891 | 0.0049229 | 0.0052926 | 0.0052891 | -0.046696 | -0.046132 | -0.046131 | 0.047296 | 0.046732 | 0.046731 | 95.7106 | -24.2894 | -144.2894 | -84.2894 | 155.7106 | 35.7106 | 1.1731 | 1.16 | 1.16 | 1.1888 | 1.1758 | 1.1757 | 0.056758 | -120.4661 | 119.538 | -0.23174 | -120.7509 | 119.2532
Line2_1_4 | 0.17321 | 0.1732 | 0.17321 | 0.17321 | 0.1732 | 0.17321 | 0.04 | 0.04 | 0.04 | 0.04 | 0.04 | 0.04 | -0.0046229 | -0.0049926 | -0.0049891 | 0.0049229 | 0.0052926 | 0.0052891 | -0.046696 | -0.046132 | -0.046131 | 0.047296 | 0.046732 | 0.046731 | 95.7106 | -24.2894 | -144.2894 | -84.2894 | 155.7106 | 35.7106 | 1.1731 | 1.16 | 1.16 | 1.1888 | 1.1758 | 1.1757 | 0.056758 | -120.4661 | 119.538 | -0.23174 | -120.7509 | 119.2532
Line3_1_5 | 0.17321 | 0.1732 | 0.17321 | 0.1732 | 0.1732 | 0.17321 | 0.04 | 0.04 | 0.04 | 0.04 | 0.04 | 0.04 | -0.0046229 | -0.0049926 | -0.0049891 | 0.0049229 | 0.0052926 | 0.0052891 | -0.046696 | -0.046132 | -0.046131 | 0.047296 | 0.046732 | 0.046731 | 95.7106 | -24.2894 | -144.2894 | -84.2894 | 155.7106 | 35.7106 | 1.1731 | 1.16 | 1.16 | 1.1888 | 1.1758 | 1.1757 | 0.056758 | -120.4661 | 119.538 | -0.23174 | -120.7509 | 119.2532
Line4_2_6 | 0.17321 | 0.1732 | 0.17321 | 0.17321 | 0.1732 | 0.17321 | 0.04 | 0.04 | 0.04 | 0.04 | 0.04 | 0.04 | -0.0049229 | -0.0052926 | -0.0052891 | 0.0052229 | 0.0055926 | 0.0055891 | -0.047296 | -0.046732 | -0.046731 | 0.047896 | 0.047332 | 0.047331 | 95.7106 | -24.2894 | -144.2894 | -84.2894 | 155.7106 | 35.7106 | 1.1888 | 1.1758 | 1.1757 | 1.2045 | 1.1915 | 1.1915 | -0.23174 | -120.7509 | 119.2532 | -0.51271 | -121.028 | 118.976
Line5_6_7 | 0.17321 | 0.1732 | 0.17321 | 0.17321 | 0.1732 | 0.17321 | 0.04 | 0.04 | 0.04 | 0.04 | 0.04 | 0.04 | -0.0052229 | -0.0055926 | -0.0055891 | 0.0055229 | 0.0058926 | 0.0058891 | -0.047896 | -0.047332 | -0.047331 | 0.048496 | 0.047932 | 0.047931 | 95.7106 | -24.2894 | -144.2894 | -84.2894 | 155.7106 | 35.7106 | 1.2045 | 1.1915 | 1.1915 | 1.2202 | 1.2073 | 1.2073 | -0.51271 | -121.028 | 118.976 | -0.78645 | -121.298 | 118.706
Line6_7_8 | 0 | 0 | 0 | 0 | 0 | 0 | 0 | 0 | 0 | 0 | 0 | 0 | 5.2042e-10 | 8.5455e-10 | 3.0979e-09 | -8.8536e-10 | -1.046e-09 | -2.5414e-09 | -1.1165e-09 | 1.9268e-09 | 2.9585e-11 | 6.7678e-10 | -1.3949e-09 | -1.2969e-10 | 0 | 0 | 0 | 0 | 0 | 0 | 1.2202 | 1.2073 | 1.2073 | 1.2202 | 1.2073 | 1.2073 | -0.78645 | -121.298 | 118.706 | -0.78645 | -121.298 | 118.706
Line7_8_9 | 0 | 0 | 0 | 0 | 0 | 0 | 0 | 0 | 0 | 0 | 0 | 0 | 1.7347e-10 | 2.8485e-10 | 1.0326e-09 | -5.3842e-10 | -4.7635e-10 | -4.7618e-10 | -3.7217e-10 | 6.4227e-10 | 9.8617e-12 | -6.7553e-11 | -1.1031e-10 | -1.0997e-10 | 0 | 0 | 0 | 0 | 0 | 0 | 1.2202 | 1.2073 | 1.2073 | 1.2202 | 1.2073 | 1.2073 | -0.78645 | -121.298 | 118.706 | -0.78645 | -121.298 | 118.706
Line8_8_10 | 0 | 0 | 0 | 0 | 0 | 0 | 0 | 0 | 0 | 0 | 0 | 0 | 1.7347e-10 | 2.8485e-10 | 1.0326e-09 | -5.3842e-10 | -4.7635e-10 | -4.7618e-10 | -3.7217e-10 | 6.4227e-10 | 9.8618e-12 | -6.7552e-11 | -1.1031e-10 | -1.0997e-10 | 0 | 0 | 0 | 0 | 0 | 0 | 1.2202 | 1.2073 | 1.2073 | 1.2202 | 1.2073 | 1.2073 | -0.78645 | -121.298 | 118.706 | -0.78645 | -121.298 | 118.706
Line9_3_11 | 0.17321 | 0.1732 | 0.17321 | 0.17321 | 0.1732 | 0.17321 | 0.04 | 0.04 | 0.04 | 0.04 | 0.04 | 0.04 | -0.0049229 | -0.0052926 | -0.0052891 | 0.0052229 | 0.0055926 | 0.0055891 | -0.047296 | -0.046732 | -0.046731 | 0.047896 | 0.047332 | 0.047331 | 95.7106 | -24.2894 | -144.2894 | -84.2894 | 155.7106 | 35.7106 | 1.1888 | 1.1758 | 1.1757 | 1.2045 | 1.1915 | 1.1915 | -0.23174 | -120.7509 | 119.2532 | -0.51271 | -121.028 | 118.976

## LLG_min_6
name | pf_ikss_a_from_ka | pf_ikss_b_from_ka | pf_ikss_c_from_ka | pf_ikss_a_to_ka | pf_ikss_b_to_ka | pf_ikss_c_to_ka | pf_skss_a_from_mw | pf_skss_b_from_mw | pf_skss_c_from_mw | pf_skss_a_to_mw | pf_skss_b_to_mw | pf_skss_c_to_mw | pf_p_a_from_mw | pf_p_b_from_mw | pf_p_c_from_mw | pf_p_a_to_mw | pf_p_b_to_mw | pf_p_c_to_mw | pf_q_a_from_mvar | pf_q_b_from_mvar | pf_q_c_from_mvar | pf_q_a_to_mvar | pf_q_b_to_mvar | pf_q_c_to_mvar | pf_ikss_a_from_degree | pf_ikss_b_from_degree | pf_ikss_c_from_degree | pf_ikss_a_to_degree | pf_ikss_b_to_degree | pf_ikss_c_to_degree | pf_vm_a_from_pu | pf_vm_b_from_pu | pf_vm_c_from_pu | pf_vm_a_to_pu | pf_vm_b_to_pu | pf_vm_c_to_pu | pf_va_a_from_degree | pf_va_b_from_degree | pf_va_c_from_degree | pf_va_a_to_degree | pf_va_b_to_degree | pf_va_c_to_degree
Line0_1_2 | 0 | 0 | 0 | 0 | 0 | 0 | 0 | 0 | 0 | 0 | 0 | 0 | -3.9217e-10 | 1.5276e-10 | 1.153e-10 | 3.3727e-10 | -1.253e-10 | -8.7845e-11 | -1.6568e-07 | 5.3019e-10 | 4.2323e-10 | 1.3807e-07 | -4.5254e-10 | -3.4557e-10 | 0 | 0 | 0 | 0 | 0 | 0 | 0.99714 | 0.0029744 | 0.0029745 | 0.99714 | 0.0029744 | 0.0029745 | 0.056797 | 160.6996 | 160.6998 | 0.056795 | 160.7 | 160.7001
Line10_11_12 | 0 | 0 | 0 | 0 | 0 | 0 | 0 | 0 | 0 | 0 | 0 | 0 | -3.9214e-10 | 1.5275e-10 | 1.1529e-10 | 3.3725e-10 | -1.2529e-10 | -8.7838e-11 | -1.6568e-07 | 5.3017e-10 | 4.2322e-10 | 1.3807e-07 | -4.5252e-10 | -3.4557e-10 | 0 | 0 | 0 | 0 | 0 | 0 | 0.99714 | 0.0029743 | 0.0029744 | 0.99714 | 0.0029743 | 0.0029744 | 0.056793 | 160.7007 | 160.7006 | 0.056791 | 160.7012 | 160.7009
Line11_12_13 | 0 | 0 | 0 | 0 | 0 | 0 | 0 | 0 | 0 | 0 | 0 | 0 | -3.2679e-10 | 1.2728e-10 | 9.6074e-11 | 2.7189e-10 | -9.983e-11 | -6.8622e-11 | -1.3807e-07 | 4.4181e-10 | 3.5268e-10 | 1.1046e-07 | -3.6416e-10 | -2.7503e-10 | 0 | 0 | 0 | 0 | 0 | 0 | 0.99714 | 0.0029743 | 0.0029744 | 0.99714 | 0.0029743 | 0.0029744 | 0.056791 | 160.7012 | 160.7009 | 0.05679 | 160.7016 | 160.7012
Line12_13_15 | 0 | 0 | 0 | 0 | 0 | 0 | 0 | 0 | 0 | 0 | 0 | 0 | -1.9607e-10 | 7.6367e-11 | 5.7643e-11 | 1.4117e-10 | -4.8917e-11 | -3.0193e-11 | -8.2839e-08 | 2.6508e-10 | 2.1161e-10 | 5.523e-08 | -1.8744e-10 | -1.3396e-10 | 0 | 0 | 0 | 0 | 0 | 0 | 0.99714 | 0.0029743 | 0.0029744 | 0.99714 | 0.0029742 | 0.0029744 | 0.05679 | 160.7016 | 160.7012 | 0.056789 | 160.7018 | 160.7013
Line13_13_14 | 0 | 0 | 0 | 0 | 0 | 0 | 0 | 0 | 0 | 0 | 0 | 0 | -6.5359e-11 | 2.5456e-11 | 1.9214e-11 | 1.046e-11 | 1.9927e-12 | 8.2357e-12 | -2.7613e-08 | 8.836e-11 | 7.0536e-11 | 3.6236e-12 | -1.0716e-11 | 7.112e-12 | 0 | 0 | 0 | 0 | 0 | 0 | 0.99714 | 0.0029743 | 0.0029744 | 0.99714 | 0.0029742 | 0.0029744 | 0.05679 | 160.7016 | 160.7012 | 0.05679 | 160.7016 | 160.7012
Line14_15_16 | 0 | 0 | 0 | 0 | 0 | 0 | 0 | 0 | 0 | 0 | 0 | 0 | -1.3071e-10 | 5.091e-11 | 3.8428e-11 | 7.5817e-11 | -2.3462e-11 | -1.0978e-11 | -5.5226e-08 | 1.7672e-10 | 1.4107e-10 | 2.7617e-08 | -9.9075e-11 | -6.3423e-11 | 0 | 0 | 0 | 0 | 0 | 0 | 0.99714 | 0.0029742 | 0.0029744 | 0.99714 | 0.0029742 | 0.0029744 | 0.056789 | 160.7018 | 160.7013 | 0.056789 | 160.7019 | 160.7014
Line15_16_17 | 0 | 0 | 0 | 0 | 0 | 0 | 0 | 0 | 0 | 0 | 0 | 0 | -6.5357e-11 | 2.5455e-11 | 1.9214e-11 | 1.046e-11 | 1.9927e-12 | 8.2356e-12 | -2.7613e-08 | 8.8359e-11 | 7.0535e-11 | 3.6238e-12 | -1.0716e-11 | 7.112e-12 | 0 | 0 | 0 | 0 | 0 | 0 | 0.99714 | 0.0029742 | 0.0029744 | 0.99714 | 0.0029742 | 0.0029744 | 0.056789 | 160.7019 | 160.7014 | 0.056789 | 160.702 | 160.7014
Line16_4_18 | 0 | 0 | 0 | 0 | 0 | 0 | 0 | 0 | 0 | 0 | 0 | 0 | -6.5366e-11 | 2.546e-11 | 1.9217e-11 | 1.0461e-11 | 1.9924e-12 | 8.2361e-12 | -2.7613e-08 | 8.8365e-11 | 7.0538e-11 | 3.6242e-12 | -1.0717e-11 | 7.1121e-12 | 0 | 0 | 0 | 0 | 0 | 0 | 0.99714 | 0.0029744 | 0.0029745 | 0.99714 | 0.0029744 | 0.0029745 | 0.056796 | 160.6997 | 160.6999 | 0.056796 | 160.6998 | 160.7
Line17_5_19 | 0 | 0 | 0 | 0 | 0 | 0 | 0 | 0 | 0 | 0 | 0 | 0 | -6.5366e-11 | 2.546e-11 | 1.9217e-11 | 1.0461e-11 | 1.9924e-12 | 8.2361e-12 | -2.7613e-08 | 8.8365e-11 | 7.0538e-11 | 3.6242e-12 | -1.0717e-11 | 7.1121e-12 | 0 | 0 | 0 | 0 | 0 | 0 | 0.99714 | 0.0029744 | 0.0029745 | 0.99714 | 0.0029744 | 0.0029745 | 0.056796 | 160.6997 | 160.6999 | 0.056796 | 160.6998 | 160.7
Line1_1_3 | 0 | 1.071e-06 | 0 | 0 | 0 | 0 | 0 | 2.4733e-07 | 0 | 0 | 0 | 0 | -5.2286e-10 | 2.0368e-10 | 1.5373e-10 | 4.6796e-10 | -1.7622e-10 | -1.2628e-10 | -2.209e-07 | 7.0692e-10 | 5.643e-10 | 1.9329e-07 | -6.2926e-10 | -4.8665e-10 | 0 | 86.7727 | 0 | 0 | 0 | 0 | 0.99714 | 0.0029744 | 0.0029745 | 0.99714 | 0.0029744 | 0.0029745 | 0.056797 | 160.6996 | 160.6998 | 0.056795 | 160.7002 | 160.7003
Line2_1_4 | 0 | 0 | 0 | 0 | 0 | 0 | 0 | 0 | 0 | 0 | 0 | 0 | -1.3073e-10 | 5.0921e-11 | 3.8433e-11 | 7.5826e-11 | -2.3468e-11 | -1.098e-11 | -5.5226e-08 | 1.7673e-10 | 1.4108e-10 | 2.7617e-08 | -9.9081e-11 | -6.3426e-11 | 0 | 0 | 0 | 0 | 0 | 0 | 0.99714 | 0.0029744 | 0.0029745 | 0.99714 | 0.0029744 | 0.0029745 | 0.056797 | 160.6996 | 160.6998 | 0.056796 | 160.6997 | 160.6999
Line3_1_5 | 0 | 0 | 0 | 0 | 0 | 0 | 0 | 0 | 0 | 0 | 0 | 0 | -1.3073e-10 | 5.0921e-11 | 3.8433e-11 | 7.5826e-11 | -2.3468e-11 | -1.098e-11 | -5.5226e-08 | 1.7673e-10 | 1.4108e-10 | 2.7617e-08 | -9.9081e-11 | -6.3426e-11 | 0 | 0 | 0 | 0 | 0 | 0 | 0.99714 | 0.0029744 | 0.0029745 | 0.99714 | 0.0029744 | 0.0029745 | 0.056797 | 160.6996 | 160.6998 | 0.056796 | 160.6997 | 160.6999
Line4_2_6 | 0 | 0 | 0 | 0 | 0 | 0 | 0 | 0 | 0 | 0 | 0 | 0 | -3.268e-10 | 1.273e-10 | 9.6081e-11 | 2.719e-10 | -9.9841e-11 | -6.8627e-11 | -1.3807e-07 | 4.4182e-10 | 3.5269e-10 | 1.1046e-07 | -3.6417e-10 | -2.7504e-10 | 0 | 0 | 0 | 0 | 0 | 0 | 0.99714 | 0.0029744 | 0.0029745 | 0.99714 | 0.0029744 | 0.0029744 | 0.056795 | 160.7 | 160.7001 | 0.056794 | 160.7004 | 160.7004
Line5_6_7 | 0 | 0 | 0 | 0 | 0 | 0 | 0 | 0 | 0 | 0 | 0 | 0 | -2.6144e-10 | 1.0183e-10 | 7.6863e-11 | 2.0654e-10 | -7.438e-11 | -4.941e-11 | -1.1045e-07 | 3.5345e-10 | 2.8215e-10 | 8.2843e-08 | -2.758e-10 | -2.045e-10 | 0 | 0 | 0 | 0 | 0 | 0 | 0.99714 | 0.0029744 | 0.0029744 | 0.99714 | 0.0029743 | 0.0029744 | 0.056794 | 160.7004 | 160.7004 | 0.056793 | 160.7007 | 160.7006
Line6_7_8 | 0 | 0 | 0 | 0 | 0 | 0 | 0 | 0 | 0 | 0 | 0 | 0 | -1.9608e-10 | 7.6373e-11 | 5.7646e-11 | 1.4118e-10 | -4.8922e-11 | -3.0194e-11 | -8.2839e-08 | 2.6509e-10 | 2.1161e-10 | 5.523e-08 | -1.8744e-10 | -1.3396e-10 | 0 | 0 | 0 | 0 | 0 | 0 | 0.99714 | 0.0029743 | 0.0029744 | 0.99714 | 0.0029743 | 0.0029744 | 0.056793 | 160.7007 | 160.7006 | 0.056792 | 160.7009 | 160.7007
Line7_8_9 | 0 | 0 | 0 | 0 | 0 | 0 | 0 | 0 | 0 | 0 | 0 | 0 | -6.5361e-11 | 2.5457e-11 | 1.9215e-11 | 1.046e-11 | 1.9926e-12 | 8.2358e-12 | -2.7613e-08 | 8.8362e-11 | 7.0536e-11 | 3.6241e-12 | -1.0716e-11 | 7.112e-12 | 0 | 0 | 0 | 0 | 0 | 0 | 0.99714 | 0.0029743 | 0.0029744 | 0.99714 | 0.0029743 | 0.0029744 | 0.056792 | 160.7009 | 160.7007 | 0.056792 | 160.701 | 160.7007
Line8_8_10 | 0 | 0 | 0 | 0 | 0 | 0 | 0 | 0 | 0 | 0 | 0 | 0 | -6.5361e-11 | 2.5457e-11 | 1.9215e-11 | 1.046e-11 | 1.9926e-12 | 8.2358e-12 | -2.7613e-08 | 8.8362e-11 | 7.0536e-11 | 3.6239e-12 | -1.0716e-11 | 7.112e-12 | 0 | 0 | 0 | 0 | 0 | 0 | 0.99714 | 0.0029743 | 0.0029744 | 0.99714 | 0.0029743 | 0.0029744 | 0.056792 | 160.7009 | 160.7007 | 0.056792 | 160.701 | 160.7007
Line9_3_11 | 0 | 0 | 0 | 0 | 0 | 0 | 0 | 0 | 0 | 0 | 0 | 0 | -4.575e-10 | 1.7821e-10 | 1.3451e-10 | 4.026e-10 | -1.5075e-10 | -1.0706e-10 | -1.9329e-07 | 6.1854e-10 | 4.9376e-10 | 1.6568e-07 | -5.4089e-10 | -4.1611e-10 | 0 | 0 | 0 | 0 | 0 | 0 | 0.99714 | 0.0029744 | 0.0029745 | 0.99714 | 0.0029743 | 0.0029744 | 0.056795 | 160.7002 | 160.7003 | 0.056793 | 160.7007 | 160.7006

## LLG_min_10
name | pf_ikss_a_from_ka | pf_ikss_b_from_ka | pf_ikss_c_from_ka | pf_ikss_a_to_ka | pf_ikss_b_to_ka | pf_ikss_c_to_ka | pf_skss_a_from_mw | pf_skss_b_from_mw | pf_skss_c_from_mw | pf_skss_a_to_mw | pf_skss_b_to_mw | pf_skss_c_to_mw | pf_p_a_from_mw | pf_p_b_from_mw | pf_p_c_from_mw | pf_p_a_to_mw | pf_p_b_to_mw | pf_p_c_to_mw | pf_q_a_from_mvar | pf_q_b_from_mvar | pf_q_c_from_mvar | pf_q_a_to_mvar | pf_q_b_to_mvar | pf_q_c_to_mvar | pf_ikss_a_from_degree | pf_ikss_b_from_degree | pf_ikss_c_from_degree | pf_ikss_a_to_degree | pf_ikss_b_to_degree | pf_ikss_c_to_degree | pf_vm_a_from_pu | pf_vm_b_from_pu | pf_vm_c_from_pu | pf_vm_a_to_pu | pf_vm_b_to_pu | pf_vm_c_to_pu | pf_va_a_from_degree | pf_va_b_from_degree | pf_va_c_from_degree | pf_va_a_to_degree | pf_va_b_to_degree | pf_va_c_to_degree
Line0_1_2 | 0 | 0 | 0 | 0 | 0 | 0 | 0 | 0 | 0 | 0 | 0 | 0 | -3.9217e-10 | 1.5276e-10 | 1.153e-10 | 3.3727e-10 | -1.253e-10 | -8.7845e-11 | -1.6568e-07 | 5.3019e-10 | 4.2323e-10 | 1.3807e-07 | -4.5254e-10 | -3.4557e-10 | 0 | 0 | 0 | 0 | 0 | 0 | 0.99714 | 0.0029744 | 0.0029745 | 0.99714 | 0.0029744 | 0.0029745 | 0.056797 | 160.6996 | 160.6998 | 0.056795 | 160.7 | 160.7001
Line10_11_12 | 0 | 0 | 0 | 0 | 0 | 0 | 0 | 0 | 0 | 0 | 0 | 0 | -3.9214e-10 | 1.5275e-10 | 1.1529e-10 | 3.3725e-10 | -1.2529e-10 | -8.7838e-11 | -1.6568e-07 | 5.3017e-10 | 4.2322e-10 | 1.3807e-07 | -4.5252e-10 | -3.4557e-10 | 0 | 0 | 0 | 0 | 0 | 0 | 0.99714 | 0.0029743 | 0.0029744 | 0.99714 | 0.0029743 | 0.0029744 | 0.056793 | 160.7007 | 160.7006 | 0.056791 | 160.7012 | 160.7009
Line11_12_13 | 0 | 0 | 0 | 0 | 0 | 0 | 0 | 0 | 0 | 0 | 0 | 0 | -3.2679e-10 | 1.2728e-10 | 9.6074e-11 | 2.7189e-10 | -9.983e-11 | -6.8622e-11 | -1.3807e-07 | 4.4181e-10 | 3.5268e-10 | 1.1046e-07 | -3.6416e-10 | -2.7503e-10 | 0 | 0 | 0 | 0 | 0 | 0 | 0.99714 | 0.0029743 | 0.0029744 | 0.99714 | 0.0029743 | 0.0029744 | 0.056791 | 160.7012 | 160.7009 | 0.05679 | 160.7016 | 160.7012
Line12_13_15 | 0 | 0 | 0 | 0 | 0 | 0 | 0 | 0 | 0 | 0 | 0 | 0 | -1.9607e-10 | 7.6367e-11 | 5.7643e-11 | 1.4117e-10 | -4.8917e-11 | -3.0193e-11 | -8.2839e-08 | 2.6508e-10 | 2.1161e-10 | 5.523e-08 | -1.8744e-10 | -1.3396e-10 | 0 | 0 | 0 | 0 | 0 | 0 | 0.99714 | 0.0029743 | 0.0029744 | 0.99714 | 0.0029742 | 0.0029744 | 0.05679 | 160.7016 | 160.7012 | 0.056789 | 160.7018 | 160.7013
Line13_13_14 | 0 | 0 | 0 | 0 | 0 | 0 | 0 | 0 | 0 | 0 | 0 | 0 | -6.5359e-11 | 2.5456e-11 | 1.9214e-11 | 1.046e-11 | 1.9927e-12 | 8.2357e-12 | -2.7613e-08 | 8.836e-11 | 7.0536e-11 | 3.6236e-12 | -1.0716e-11 | 7.112e-12 | 0 | 0 | 0 | 0 | 0 | 0 | 0.99714 | 0.0029743 | 0.0029744 | 0.99714 | 0.0029742 | 0.0029744 | 0.05679 | 160.7016 | 160.7012 | 0.05679 | 160.7016 | 160.7012
Line14_15_16 | 0 | 0 | 0 | 0 | 0 | 0 | 0 | 0 | 0 | 0 | 0 | 0 | -1.3071e-10 | 5.091e-11 | 3.8428e-11 | 7.5817e-11 | -2.3462e-11 | -1.0978e-11 | -5.5226e-08 | 1.7672e-10 | 1.4107e-10 | 2.7617e-08 | -9.9075e-11 | -6.3423e-11 | 0 | 0 | 0 | 0 | 0 | 0 | 0.99714 | 0.0029742 | 0.0029744 | 0.99714 | 0.0029742 | 0.0029744 | 0.056789 | 160.7018 | 160.7013 | 0.056789 | 160.7019 | 160.7014
Line15_16_17 | 0 | 0 | 0 | 0 | 0 | 0 | 0 | 0 | 0 | 0 | 0 | 0 | -6.5357e-11 | 2.5455e-11 | 1.9214e-11 | 1.046e-11 | 1.9927e-12 | 8.2356e-12 | -2.7613e-08 | 8.8359e-11 | 7.0535e-11 | 3.6238e-12 | -1.0716e-11 | 7.112e-12 | 0 | 0 | 0 | 0 | 0 | 0 | 0.99714 | 0.0029742 | 0.0029744 | 0.99714 | 0.0029742 | 0.0029744 | 0.056789 | 160.7019 | 160.7014 | 0.056789 | 160.702 | 160.7014
Line16_4_18 | 0 | 0 | 0 | 0 | 0 | 0 | 0 | 0 | 0 | 0 | 0 | 0 | -6.5366e-11 | 2.546e-11 | 1.9217e-11 | 1.0461e-11 | 1.9924e-12 | 8.2361e-12 | -2.7613e-08 | 8.8365e-11 | 7.0538e-11 | 3.6242e-12 | -1.0717e-11 | 7.1121e-12 | 0 | 0 | 0 | 0 | 0 | 0 | 0.99714 | 0.0029744 | 0.0029745 | 0.99714 | 0.0029744 | 0.0029745 | 0.056796 | 160.6997 | 160.6999 | 0.056796 | 160.6998 | 160.7
Line17_5_19 | 0 | 0 | 0 | 0 | 0 | 0 | 0 | 0 | 0 | 0 | 0 | 0 | -6.5366e-11 | 2.546e-11 | 1.9217e-11 | 1.0461e-11 | 1.9924e-12 | 8.2361e-12 | -2.7613e-08 | 8.8365e-11 | 7.0538e-11 | 3.6242e-12 | -1.0717e-11 | 7.1121e-12 | 0 | 0 | 0 | 0 | 0 | 0 | 0.99714 | 0.0029744 | 0.0029745 | 0.99714 | 0.0029744 | 0.0029745 | 0.056796 | 160.6997 | 160.6999 | 0.056796 | 160.6998 | 160.7
Line1_1_3 | 0 | 1.071e-06 | 0 | 0 | 0 | 0 | 0 | 2.4733e-07 | 0 | 0 | 0 | 0 | -5.2286e-10 | 2.0368e-10 | 1.5373e-10 | 4.6796e-10 | -1.7622e-10 | -1.2628e-10 | -2.209e-07 | 7.0692e-10 | 5.643e-10 | 1.9329e-07 | -6.2926e-10 | -4.8665e-10 | 0 | 86.7727 | 0 | 0 | 0 | 0 | 0.99714 | 0.0029744 | 0.0029745 | 0.99714 | 0.0029744 | 0.0029745 | 0.056797 | 160.6996 | 160.6998 | 0.056795 | 160.7002 | 160.7003
Line2_1_4 | 0 | 0 | 0 | 0 | 0 | 0 | 0 | 0 | 0 | 0 | 0 | 0 | -1.3073e-10 | 5.0921e-11 | 3.8433e-11 | 7.5826e-11 | -2.3468e-11 | -1.098e-11 | -5.5226e-08 | 1.7673e-10 | 1.4108e-10 | 2.7617e-08 | -9.9081e-11 | -6.3426e-11 | 0 | 0 | 0 | 0 | 0 | 0 | 0.99714 | 0.0029744 | 0.0029745 | 0.99714 | 0.0029744 | 0.0029745 | 0.056797 | 160.6996 | 160.6998 | 0.056796 | 160.6997 | 160.6999
Line3_1_5 | 0 | 0 | 0 | 0 | 0 | 0 | 0 | 0 | 0 | 0 | 0 | 0 | -1.3073e-10 | 5.0921e-11 | 3.8433e-11 | 7.5826e-11 | -2.3468e-11 | -1.098e-11 | -5.5226e-08 | 1.7673e-10 | 1.4108e-10 | 2.7617e-08 | -9.9081e-11 | -6.3426e-11 | 0 | 0 | 0 | 0 | 0 | 0 | 0.99714 | 0.0029744 | 0.0029745 | 0.99714 | 0.0029744 | 0.0029745 | 0.056797 | 160.6996 | 160.6998 | 0.056796 | 160.6997 | 160.6999
Line4_2_6 | 0 | 0 | 0 | 0 | 0 | 0 | 0 | 0 | 0 | 0 | 0 | 0 | -3.268e-10 | 1.273e-10 | 9.6081e-11 | 2.719e-10 | -9.9841e-11 | -6.8627e-11 | -1.3807e-07 | 4.4182e-10 | 3.5269e-10 | 1.1046e-07 | -3.6417e-10 | -2.7504e-10 | 0 | 0 | 0 | 0 | 0 | 0 | 0.99714 | 0.0029744 | 0.0029745 | 0.99714 | 0.0029744 | 0.0029744 | 0.056795 | 160.7 | 160.7001 | 0.056794 | 160.7004 | 160.7004
Line5_6_7 | 0 | 0 | 0 | 0 | 0 | 0 | 0 | 0 | 0 | 0 | 0 | 0 | -2.6144e-10 | 1.0183e-10 | 7.6863e-11 | 2.0654e-10 | -7.438e-11 | -4.941e-11 | -1.1045e-07 | 3.5345e-10 | 2.8215e-10 | 8.2843e-08 | -2.758e-10 | -2.045e-10 | 0 | 0 | 0 | 0 | 0 | 0 | 0.99714 | 0.0029744 | 0.0029744 | 0.99714 | 0.0029743 | 0.0029744 | 0.056794 | 160.7004 | 160.7004 | 0.056793 | 160.7007 | 160.7006
Line6_7_8 | 0 | 0 | 0 | 0 | 0 | 0 | 0 | 0 | 0 | 0 | 0 | 0 | -1.9608e-10 | 7.6373e-11 | 5.7646e-11 | 1.4118e-10 | -4.8922e-11 | -3.0194e-11 | -8.2839e-08 | 2.6509e-10 | 2.1161e-10 | 5.523e-08 | -1.8744e-10 | -1.3396e-10 | 0 | 0 | 0 | 0 | 0 | 0 | 0.99714 | 0.0029743 | 0.0029744 | 0.99714 | 0.0029743 | 0.0029744 | 0.056793 | 160.7007 | 160.7006 | 0.056792 | 160.7009 | 160.7007
Line7_8_9 | 0 | 0 | 0 | 0 | 0 | 0 | 0 | 0 | 0 | 0 | 0 | 0 | -6.5361e-11 | 2.5457e-11 | 1.9215e-11 | 1.046e-11 | 1.9926e-12 | 8.2358e-12 | -2.7613e-08 | 8.8362e-11 | 7.0536e-11 | 3.6241e-12 | -1.0716e-11 | 7.112e-12 | 0 | 0 | 0 | 0 | 0 | 0 | 0.99714 | 0.0029743 | 0.0029744 | 0.99714 | 0.0029743 | 0.0029744 | 0.056792 | 160.7009 | 160.7007 | 0.056792 | 160.701 | 160.7007
Line8_8_10 | 0 | 0 | 0 | 0 | 0 | 0 | 0 | 0 | 0 | 0 | 0 | 0 | -6.5361e-11 | 2.5457e-11 | 1.9215e-11 | 1.046e-11 | 1.9926e-12 | 8.2358e-12 | -2.7613e-08 | 8.8362e-11 | 7.0536e-11 | 3.6239e-12 | -1.0716e-11 | 7.112e-12 | 0 | 0 | 0 | 0 | 0 | 0 | 0.99714 | 0.0029743 | 0.0029744 | 0.99714 | 0.0029743 | 0.0029744 | 0.056792 | 160.7009 | 160.7007 | 0.056792 | 160.701 | 160.7007
Line9_3_11 | 0 | 0 | 0 | 0 | 0 | 0 | 0 | 0 | 0 | 0 | 0 | 0 | -4.575e-10 | 1.7821e-10 | 1.3451e-10 | 4.026e-10 | -1.5075e-10 | -1.0706e-10 | -1.9329e-07 | 6.1854e-10 | 4.9376e-10 | 1.6568e-07 | -5.4089e-10 | -4.1611e-10 | 0 | 0 | 0 | 0 | 0 | 0 | 0.99714 | 0.0029744 | 0.0029745 | 0.99714 | 0.0029743 | 0.0029744 | 0.056795 | 160.7002 | 160.7003 | 0.056793 | 160.7007 | 160.7006

## LLG_min_fault_6
name | pf_ikss_a_from_ka | pf_ikss_b_from_ka | pf_ikss_c_from_ka | pf_ikss_a_to_ka | pf_ikss_b_to_ka | pf_ikss_c_to_ka | pf_skss_a_from_mw | pf_skss_b_from_mw | pf_skss_c_from_mw | pf_skss_a_to_mw | pf_skss_b_to_mw | pf_skss_c_to_mw | pf_p_a_from_mw | pf_p_b_from_mw | pf_p_c_from_mw | pf_p_a_to_mw | pf_p_b_to_mw | pf_p_c_to_mw | pf_q_a_from_mvar | pf_q_b_from_mvar | pf_q_c_from_mvar | pf_q_a_to_mvar | pf_q_b_to_mvar | pf_q_c_to_mvar | pf_ikss_a_from_degree | pf_ikss_b_from_degree | pf_ikss_c_from_degree | pf_ikss_a_to_degree | pf_ikss_b_to_degree | pf_ikss_c_to_degree | pf_vm_a_from_pu | pf_vm_b_from_pu | pf_vm_c_from_pu | pf_vm_a_to_pu | pf_vm_b_to_pu | pf_vm_c_to_pu | pf_va_a_from_degree | pf_va_b_from_degree | pf_va_c_from_degree | pf_va_a_to_degree | pf_va_b_to_degree | pf_va_c_to_degree
Line0_1_2 | 0 | 0 | 0 | 0 | 0 | 0 | 0 | 0 | 0 | 0 | 0 | 0 | -1.8172e-09 | -1.2945e-09 | 2.5259e-09 | 1.5145e-09 | 1.1274e-09 | -2.0561e-09 | -2.2561e-09 | 2.9163e-09 | -2.3104e-10 | 1.88e-09 | -2.4703e-09 | 1.5279e-10 | 0 | 0 | 0 | 0 | 0 | 0 | 0.99995 | 0.98648 | 0.98645 | 0.99995 | 0.98648 | 0.98645 | -0.001015 | -120.6347 | 119.3703 | -0.001015 | -120.6347 | 119.3703
Line10_11_12 | 0 | 0 | 0 | 0 | 0 | 0 | 0 | 0 | 0 | 0 | 0 | 0 | -1.8172e-09 | -1.2945e-09 | 2.5259e-09 | 1.5145e-09 | 1.1274e-09 | -2.0561e-09 | -2.2561e-09 | 2.9163e-09 | -2.3104e-10 | 1.88e-09 | -2.4703e-09 | 1.5279e-10 | 0 | 0 | 0 | 0 | 0 | 0 | 0.99995 | 0.98648 | 0.98645 | 0.99995 | 0.98648 | 0.98645 | -0.001015 | -120.6347 | 119.3703 | -0.001015 | -120.6347 | 119.3703
Line11_12_13 | 0 | 0 | 0 | 0 | 0 | 0 | 0 | 0 | 0 | 0 | 0 | 0 | -1.5144e-09 | -1.0787e-09 | 2.1049e-09 | 1.2117e-09 | 9.1166e-10 | -1.6351e-09 | -1.8801e-09 | 2.4303e-09 | -1.9253e-10 | 1.504e-09 | -1.9843e-09 | 1.1428e-10 | 0 | 0 | 0 | 0 | 0 | 0 | 0.99995 | 0.98648 | 0.98645 | 0.99995 | 0.98648 | 0.98645 | -0.001015 | -120.6347 | 119.3703 | -0.001015 | -120.6347 | 119.3703
Line12_13_15 | 0 | 0 | 0 | 0 | 0 | 0 | 0 | 0 | 0 | 0 | 0 | 0 | -9.0862e-10 | -6.4724e-10 | 1.263e-09 | 6.0593e-10 | 4.8017e-10 | -7.9318e-10 | -1.128e-09 | 1.4582e-09 | -1.1552e-10 | 7.5196e-10 | -1.0122e-09 | 3.7264e-11 | 0 | 0 | 0 | 0 | 0 | 0 | 0.99995 | 0.98648 | 0.98645 | 0.99995 | 0.98648 | 0.98645 | -0.001015 | -120.6347 | 119.3703 | -0.001015 | -120.6347 | 119.3703
Line13_13_14 | 0 | 0 | 0 | 0 | 0 | 0 | 0 | 0 | 0 | 0 | 0 | 0 | -3.0287e-10 | -2.1575e-10 | 4.2098e-10 | 1.8234e-13 | 4.8669e-11 | 4.8786e-11 | -3.7601e-10 | 4.8605e-10 | -3.8507e-11 | -6.4955e-14 | -4.0065e-11 | -3.975e-11 | 0 | 0 | 0 | 0 | 0 | 0 | 0.99995 | 0.98648 | 0.98645 | 0.99995 | 0.98648 | 0.98645 | -0.001015 | -120.6347 | 119.3703 | -0.001015 | -120.6347 | 119.3703
Line14_15_16 | 0 | 0 | 0 | 0 | 0 | 0 | 0 | 0 | 0 | 0 | 0 | 0 | -6.0574e-10 | -4.315e-10 | 8.4197e-10 | 3.0305e-10 | 2.6442e-10 | -3.722e-10 | -7.5203e-10 | 9.7211e-10 | -7.7014e-11 | 3.7595e-10 | -5.2612e-10 | -1.2426e-12 | 0 | 0 | 0 | 0 | 0 | 0 | 0.99995 | 0.98648 | 0.98645 | 0.99995 | 0.98648 | 0.98645 | -0.001015 | -120.6347 | 119.3703 | -0.001015 | -120.6347 | 119.3703
Line15_16_17 | 0 | 0 | 0 | 0 | 0 | 0 | 0 | 0 | 0 | 0 | 0 | 0 | -3.0287e-10 | -2.1575e-10 | 4.2098e-10 | 1.8234e-13 | 4.8669e-11 | 4.8786e-11 | -3.7601e-10 | 4.8605e-10 | -3.8507e-11 | -6.4953e-14 | -4.0065e-11 | -3.975e-11 | 0 | 0 | 0 | 0 | 0 | 0 | 0.99995 | 0.98648 | 0.98645 | 0.99995 | 0.98648 | 0.98645 | -0.001015 | -120.6347 | 119.3703 | -0.001015 | -120.6347 | 119.3703
Line16_4_18 | 0 | 0 | 0 | 0 | 0 | 0 | 0 | 0 | 0 | 0 | 0 | 0 | -3.0287e-10 | -2.1575e-10 | 4.2098e-10 | 1.8235e-13 | 4.8669e-11 | 4.8786e-11 | -3.7601e-10 | 4.8605e-10 | -3.8507e-11 | -6.4958e-14 | -4.0065e-11 | -3.975e-11 | 0 | 0 | 0 | 0 | 0 | 0 | 0.99995 | 0.98648 | 0.98645 | 0.99995 | 0.98648 | 0.98645 | -0.001015 | -120.6347 | 119.3703 | -0.001015 | -120.6347 | 119.3703
Line17_5_19 | 0 | 0 | 0 | 0 | 0 | 0 | 0 | 0 | 0 | 0 | 0 | 0 | -3.0287e-10 | -2.1575e-10 | 4.2098e-10 | 1.8235e-13 | 4.8669e-11 | 4.8786e-11 | -3.7601e-10 | 4.8605e-10 | -3.8507e-11 | -6.4958e-14 | -4.0065e-11 | -3.975e-11 | 0 | 0 | 0 | 0 | 0 | 0 | 0.99995 | 0.98648 | 0.98645 | 0.99995 | 0.98648 | 0.98645 | -0.001015 | -120.6347 | 119.3703 | -0.001015 | -120.6347 | 119.3703
Line1_1_3 | 0 | 0 | 0 | 0 | 0 | 0 | 0 | 0 | 0 | 0 | 0 | 0 | -2.423e-09 | -1.726e-09 | 3.3679e-09 | 2.1203e-09 | 1.5589e-09 | -2.8981e-09 | -3.0081e-09 | 3.8884e-09 | -3.0806e-10 | 2.632e-09 | -3.4424e-09 | 2.298e-10 | 0 | 0 | 0 | 0 | 0 | 0 | 0.99995 | 0.98648 | 0.98645 | 0.99995 | 0.98648 | 0.98645 | -0.001015 | -120.6347 | 119.3703 | -0.001015 | -120.6347 | 119.3703
Line2_1_4 | 0 | 0 | 0 | 0 | 0 | 0 | 0 | 0 | 0 | 0 | 0 | 0 | -6.0574e-10 | -4.315e-10 | 8.4197e-10 | 3.0305e-10 | 2.6442e-10 | -3.722e-10 | -7.5203e-10 | 9.7211e-10 | -7.7014e-11 | 3.7595e-10 | -5.2612e-10 | -1.2425e-12 | 0 | 0 | 0 | 0 | 0 | 0 | 0.99995 | 0.98648 | 0.98645 | 0.99995 | 0.98648 | 0.98645 | -0.001015 | -120.6347 | 119.3703 | -0.001015 | -120.6347 | 119.3703
Line3_1_5 | 0 | 0 | 0 | 0 | 0 | 0 | 0 | 0 | 0 | 0 | 0 | 0 | -6.0574e-10 | -4.315e-10 | 8.4197e-10 | 3.0305e-10 | 2.6442e-10 | -3.722e-10 | -7.5203e-10 | 9.7211e-10 | -7.7014e-11 | 3.7595e-10 | -5.2612e-10 | -1.2425e-12 | 0 | 0 | 0 | 0 | 0 | 0 | 0.99995 | 0.98648 | 0.98645 | 0.99995 | 0.98648 | 0.98645 | -0.001015 | -120.6347 | 119.3703 | -0.001015 | -120.6347 | 119.3703
Line4_2_6 | 0 | 0 | 0 | 0 | 0 | 0 | 0 | 0 | 0 | 0 | 0 | 0 | -1.5144e-09 | -1.0787e-09 | 2.1049e-09 | 1.2117e-09 | 9.1166e-10 | -1.6351e-09 | -1.8801e-09 | 2.4303e-09 | -1.9254e-10 | 1.504e-09 | -1.9843e-09 | 1.1428e-10 | 0 | 0 | 0 | 0 | 0 | 0 | 0.99995 | 0.98648 | 0.98645 | 0.99995 | 0.98648 | 0.98645 | -0.001015 | -120.6347 | 119.3703 | -0.001015 | -120.6347 | 119.3703
Line5_6_7 | 0 | 0 | 0 | 0 | 0 | 0 | 0 | 0 | 0 | 0 | 0 | 0 | -1.2115e-09 | -8.6299e-10 | 1.6839e-09 | 9.088e-10 | 6.9591e-10 | -1.2142e-09 | -1.5041e-09 | 1.9442e-09 | -1.5403e-10 | 1.128e-09 | -1.4982e-09 | 7.5771e-11 | 0 | 0 | 0 | 0 | 0 | 0 | 0.99995 | 0.98648 | 0.98645 | 0.99995 | 0.98648 | 0.98645 | -0.001015 | -120.6347 | 119.3703 | -0.001015 | -120.6347 | 119.3703
Line6_7_8 | 0 | 0 | 0 | 0 | 0 | 0 | 0 | 0 | 0 | 0 | 0 | 0 | -9.0862e-10 | -6.4724e-10 | 1.263e-09 | 6.0593e-10 | 4.8017e-10 | -7.9318e-10 | -1.128e-09 | 1.4582e-09 | -1.1552e-10 | 7.5196e-10 | -1.0122e-09 | 3.7264e-11 | 0 | 0 | 0 | 0 | 0 | 0 | 0.99995 | 0.98648 | 0.98645 | 0.99995 | 0.98648 | 0.98645 | -0.001015 | -120.6347 | 119.3703 | -0.001015 | -120.6347 | 119.3703
Line7_8_9 | 0 | 0 | 0 | 0 | 0 | 0 | 0 | 0 | 0 | 0 | 0 | 0 | -3.0287e-10 | -2.1575e-10 | 4.2098e-10 | 1.8235e-13 | 4.8669e-11 | 4.8786e-11 | -3.7601e-10 | 4.8605e-10 | -3.8507e-11 | -6.4957e-14 | -4.0065e-11 | -3.975e-11 | 0 | 0 | 0 | 0 | 0 | 0 | 0.99995 | 0.98648 | 0.98645 | 0.99995 | 0.98648 | 0.98645 | -0.001015 | -120.6347 | 119.3703 | -0.001015 | -120.6347 | 119.3703
Line8_8_10 | 0 | 0 | 0 | 0 | 0 | 0 | 0 | 0 | 0 | 0 | 0 | 0 | -3.0287e-10 | -2.1575e-10 | 4.2098e-10 | 1.8235e-13 | 4.8669e-11 | 4.8786e-11 | -3.7601e-10 | 4.8605e-10 | -3.8507e-11 | -6.496e-14 | -4.0065e-11 | -3.975e-11 | 0 | 0 | 0 | 0 | 0 | 0 | 0.99995 | 0.98648 | 0.98645 | 0.99995 | 0.98648 | 0.98645 | -0.001015 | -120.6347 | 119.3703 | -0.001015 | -120.6347 | 119.3703
Line9_3_11 | 0 | 0 | 0 | 0 | 0 | 0 | 0 | 0 | 0 | 0 | 0 | 0 | -2.1201e-09 | -1.5102e-09 | 2.9469e-09 | 1.8174e-09 | 1.3432e-09 | -2.4771e-09 | -2.6321e-09 | 3.4024e-09 | -2.6955e-10 | 2.256e-09 | -2.9564e-09 | 1.9129e-10 | 0 | 0 | 0 | 0 | 0 | 0 | 0.99995 | 0.98648 | 0.98645 | 0.99995 | 0.98648 | 0.98645 | -0.001015 | -120.6347 | 119.3703 | -0.001015 | -120.6347 | 119.3703

## LLG_min_fault_10
name | pf_ikss_a_from_ka | pf_ikss_b_from_ka | pf_ikss_c_from_ka | pf_ikss_a_to_ka | pf_ikss_b_to_ka | pf_ikss_c_to_ka | pf_skss_a_from_mw | pf_skss_b_from_mw | pf_skss_c_from_mw | pf_skss_a_to_mw | pf_skss_b_to_mw | pf_skss_c_to_mw | pf_p_a_from_mw | pf_p_b_from_mw | pf_p_c_from_mw | pf_p_a_to_mw | pf_p_b_to_mw | pf_p_c_to_mw | pf_q_a_from_mvar | pf_q_b_from_mvar | pf_q_c_from_mvar | pf_q_a_to_mvar | pf_q_b_to_mvar | pf_q_c_to_mvar | pf_ikss_a_from_degree | pf_ikss_b_from_degree | pf_ikss_c_from_degree | pf_ikss_a_to_degree | pf_ikss_b_to_degree | pf_ikss_c_to_degree | pf_vm_a_from_pu | pf_vm_b_from_pu | pf_vm_c_from_pu | pf_vm_a_to_pu | pf_vm_b_to_pu | pf_vm_c_to_pu | pf_va_a_from_degree | pf_va_b_from_degree | pf_va_c_from_degree | pf_va_a_to_degree | pf_va_b_to_degree | pf_va_c_to_degree
Line0_1_2 | 0 | 0 | 0 | 0 | 0 | 0 | 0 | 0 | 0 | 0 | 0 | 0 | -1.8172e-09 | -1.2945e-09 | 2.5259e-09 | 1.5145e-09 | 1.1274e-09 | -2.0561e-09 | -2.2561e-09 | 2.9163e-09 | -2.3104e-10 | 1.88e-09 | -2.4703e-09 | 1.5279e-10 | 0 | 0 | 0 | 0 | 0 | 0 | 0.99995 | 0.98648 | 0.98645 | 0.99995 | 0.98648 | 0.98645 | -0.001015 | -120.6347 | 119.3703 | -0.001015 | -120.6347 | 119.3703
Line10_11_12 | 0 | 0 | 0 | 0 | 0 | 0 | 0 | 0 | 0 | 0 | 0 | 0 | -1.8172e-09 | -1.2945e-09 | 2.5259e-09 | 1.5145e-09 | 1.1274e-09 | -2.0561e-09 | -2.2561e-09 | 2.9163e-09 | -2.3104e-10 | 1.88e-09 | -2.4703e-09 | 1.5279e-10 | 0 | 0 | 0 | 0 | 0 | 0 | 0.99995 | 0.98648 | 0.98645 | 0.99995 | 0.98648 | 0.98645 | -0.001015 | -120.6347 | 119.3703 | -0.001015 | -120.6347 | 119.3703
Line11_12_13 | 0 | 0 | 0 | 0 | 0 | 0 | 0 | 0 | 0 | 0 | 0 | 0 | -1.5144e-09 | -1.0787e-09 | 2.1049e-09 | 1.2117e-09 | 9.1166e-10 | -1.6351e-09 | -1.8801e-09 | 2.4303e-09 | -1.9253e-10 | 1.504e-09 | -1.9843e-09 | 1.1428e-10 | 0 | 0 | 0 | 0 | 0 | 0 | 0.99995 | 0.98648 | 0.98645 | 0.99995 | 0.98648 | 0.98645 | -0.001015 | -120.6347 | 119.3703 | -0.001015 | -120.6347 | 119.3703
Line12_13_15 | 0 | 0 | 0 | 0 | 0 | 0 | 0 | 0 | 0 | 0 | 0 | 0 | -9.0862e-10 | -6.4724e-10 | 1.263e-09 | 6.0593e-10 | 4.8017e-10 | -7.9318e-10 | -1.128e-09 | 1.4582e-09 | -1.1552e-10 | 7.5196e-10 | -1.0122e-09 | 3.7264e-11 | 0 | 0 | 0 | 0 | 0 | 0 | 0.99995 | 0.98648 | 0.98645 | 0.99995 | 0.98648 | 0.98645 | -0.001015 | -120.6347 | 119.3703 | -0.001015 | -120.6347 | 119.3703
Line13_13_14 | 0 | 0 | 0 | 0 | 0 | 0 | 0 | 0 | 0 | 0 | 0 | 0 | -3.0287e-10 | -2.1575e-10 | 4.2098e-10 | 1.8234e-13 | 4.8669e-11 | 4.8786e-11 | -3.7601e-10 | 4.8605e-10 | -3.8507e-11 | -6.4955e-14 | -4.0065e-11 | -3.975e-11 | 0 | 0 | 0 | 0 | 0 | 0 | 0.99995 | 0.98648 | 0.98645 | 0.99995 | 0.98648 | 0.98645 | -0.001015 | -120.6347 | 119.3703 | -0.001015 | -120.6347 | 119.3703
Line14_15_16 | 0 | 0 | 0 | 0 | 0 | 0 | 0 | 0 | 0 | 0 | 0 | 0 | -6.0574e-10 | -4.315e-10 | 8.4197e-10 | 3.0305e-10 | 2.6442e-10 | -3.722e-10 | -7.5203e-10 | 9.7211e-10 | -7.7014e-11 | 3.7595e-10 | -5.2612e-10 | -1.2426e-12 | 0 | 0 | 0 | 0 | 0 | 0 | 0.99995 | 0.98648 | 0.98645 | 0.99995 | 0.98648 | 0.98645 | -0.001015 | -120.6347 | 119.3703 | -0.001015 | -120.6347 | 119.3703
Line15_16_17 | 0 | 0 | 0 | 0 | 0 | 0 | 0 | 0 | 0 | 0 | 0 | 0 | -3.0287e-10 | -2.1575e-10 | 4.2098e-10 | 1.8234e-13 | 4.8669e-11 | 4.8786e-11 | -3.7601e-10 | 4.8605e-10 | -3.8507e-11 | -6.4953e-14 | -4.0065e-11 | -3.975e-11 | 0 | 0 | 0 | 0 | 0 | 0 | 0.99995 | 0.98648 | 0.98645 | 0.99995 | 0.98648 | 0.98645 | -0.001015 | -120.6347 | 119.3703 | -0.001015 | -120.6347 | 119.3703
Line16_4_18 | 0 | 0 | 0 | 0 | 0 | 0 | 0 | 0 | 0 | 0 | 0 | 0 | -3.0287e-10 | -2.1575e-10 | 4.2098e-10 | 1.8235e-13 | 4.8669e-11 | 4.8786e-11 | -3.7601e-10 | 4.8605e-10 | -3.8507e-11 | -6.4958e-14 | -4.0065e-11 | -3.975e-11 | 0 | 0 | 0 | 0 | 0 | 0 | 0.99995 | 0.98648 | 0.98645 | 0.99995 | 0.98648 | 0.98645 | -0.001015 | -120.6347 | 119.3703 | -0.001015 | -120.6347 | 119.3703
Line17_5_19 | 0 | 0 | 0 | 0 | 0 | 0 | 0 | 0 | 0 | 0 | 0 | 0 | -3.0287e-10 | -2.1575e-10 | 4.2098e-10 | 1.8235e-13 | 4.8669e-11 | 4.8786e-11 | -3.7601e-10 | 4.8605e-10 | -3.8507e-11 | -6.4958e-14 | -4.0065e-11 | -3.975e-11 | 0 | 0 | 0 | 0 | 0 | 0 | 0.99995 | 0.98648 | 0.98645 | 0.99995 | 0.98648 | 0.98645 | -0.001015 | -120.6347 | 119.3703 | -0.001015 | -120.6347 | 119.3703
Line1_1_3 | 0 | 0 | 0 | 0 | 0 | 0 | 0 | 0 | 0 | 0 | 0 | 0 | -2.423e-09 | -1.726e-09 | 3.3679e-09 | 2.1203e-09 | 1.5589e-09 | -2.8981e-09 | -3.0081e-09 | 3.8884e-09 | -3.0806e-10 | 2.632e-09 | -3.4424e-09 | 2.298e-10 | 0 | 0 | 0 | 0 | 0 | 0 | 0.99995 | 0.98648 | 0.98645 | 0.99995 | 0.98648 | 0.98645 | -0.001015 | -120.6347 | 119.3703 | -0.001015 | -120.6347 | 119.3703
Line2_1_4 | 0 | 0 | 0 | 0 | 0 | 0 | 0 | 0 | 0 | 0 | 0 | 0 | -6.0574e-10 | -4.315e-10 | 8.4197e-10 | 3.0305e-10 | 2.6442e-10 | -3.722e-10 | -7.5203e-10 | 9.7211e-10 | -7.7014e-11 | 3.7595e-10 | -5.2612e-10 | -1.2425e-12 | 0 | 0 | 0 | 0 | 0 | 0 | 0.99995 | 0.98648 | 0.98645 | 0.99995 | 0.98648 | 0.98645 | -0.001015 | -120.6347 | 119.3703 | -0.001015 | -120.6347 | 119.3703
Line3_1_5 | 0 | 0 | 0 | 0 | 0 | 0 | 0 | 0 | 0 | 0 | 0 | 0 | -6.0574e-10 | -4.315e-10 | 8.4197e-10 | 3.0305e-10 | 2.6442e-10 | -3.722e-10 | -7.5203e-10 | 9.7211e-10 | -7.7014e-11 | 3.7595e-10 | -5.2612e-10 | -1.2425e-12 | 0 | 0 | 0 | 0 | 0 | 0 | 0.99995 | 0.98648 | 0.98645 | 0.99995 | 0.98648 | 0.98645 | -0.001015 | -120.6347 | 119.3703 | -0.001015 | -120.6347 | 119.3703
Line4_2_6 | 0 | 0 | 0 | 0 | 0 | 0 | 0 | 0 | 0 | 0 | 0 | 0 | -1.5144e-09 | -1.0787e-09 | 2.1049e-09 | 1.2117e-09 | 9.1166e-10 | -1.6351e-09 | -1.8801e-09 | 2.4303e-09 | -1.9254e-10 | 1.504e-09 | -1.9843e-09 | 1.1428e-10 | 0 | 0 | 0 | 0 | 0 | 0 | 0.99995 | 0.98648 | 0.98645 | 0.99995 | 0.98648 | 0.98645 | -0.001015 | -120.6347 | 119.3703 | -0.001015 | -120.6347 | 119.3703
Line5_6_7 | 0 | 0 | 0 | 0 | 0 | 0 | 0 | 0 | 0 | 0 | 0 | 0 | -1.2115e-09 | -8.6299e-10 | 1.6839e-09 | 9.088e-10 | 6.9591e-10 | -1.2142e-09 | -1.5041e-09 | 1.9442e-09 | -1.5403e-10 | 1.128e-09 | -1.4982e-09 | 7.5771e-11 | 0 | 0 | 0 | 0 | 0 | 0 | 0.99995 | 0.98648 | 0.98645 | 0.99995 | 0.98648 | 0.98645 | -0.001015 | -120.6347 | 119.3703 | -0.001015 | -120.6347 | 119.3703
Line6_7_8 | 0 | 0 | 0 | 0 | 0 | 0 | 0 | 0 | 0 | 0 | 0 | 0 | -9.0862e-10 | -6.4724e-10 | 1.263e-09 | 6.0593e-10 | 4.8017e-10 | -7.9318e-10 | -1.128e-09 | 1.4582e-09 | -1.1552e-10 | 7.5196e-10 | -1.0122e-09 | 3.7264e-11 | 0 | 0 | 0 | 0 | 0 | 0 | 0.99995 | 0.98648 | 0.98645 | 0.99995 | 0.98648 | 0.98645 | -0.001015 | -120.6347 | 119.3703 | -0.001015 | -120.6347 | 119.3703
Line7_8_9 | 0 | 0 | 0 | 0 | 0 | 0 | 0 | 0 | 0 | 0 | 0 | 0 | -3.0287e-10 | -2.1575e-10 | 4.2098e-10 | 1.8235e-13 | 4.8669e-11 | 4.8786e-11 | -3.7601e-10 | 4.8605e-10 | -3.8507e-11 | -6.4957e-14 | -4.0065e-11 | -3.975e-11 | 0 | 0 | 0 | 0 | 0 | 0 | 0.99995 | 0.98648 | 0.98645 | 0.99995 | 0.98648 | 0.98645 | -0.001015 | -120.6347 | 119.3703 | -0.001015 | -120.6347 | 119.3703
Line8_8_10 | 0 | 0 | 0 | 0 | 0 | 0 | 0 | 0 | 0 | 0 | 0 | 0 | -3.0287e-10 | -2.1575e-10 | 4.2098e-10 | 1.8235e-13 | 4.8669e-11 | 4.8786e-11 | -3.7601e-10 | 4.8605e-10 | -3.8507e-11 | -6.496e-14 | -4.0065e-11 | -3.975e-11 | 0 | 0 | 0 | 0 | 0 | 0 | 0.99995 | 0.98648 | 0.98645 | 0.99995 | 0.98648 | 0.98645 | -0.001015 | -120.6347 | 119.3703 | -0.001015 | -120.6347 | 119.3703
Line9_3_11 | 0 | 0 | 0 | 0 | 0 | 0 | 0 | 0 | 0 | 0 | 0 | 0 | -2.1201e-09 | -1.5102e-09 | 2.9469e-09 | 1.8174e-09 | 1.3432e-09 | -2.4771e-09 | -2.6321e-09 | 3.4024e-09 | -2.6955e-10 | 2.256e-09 | -2.9564e-09 | 1.9129e-10 | 0 | 0 | 0 | 0 | 0 | 0 | 0.99995 | 0.98648 | 0.98645 | 0.99995 | 0.98648 | 0.98645 | -0.001015 | -120.6347 | 119.3703 | -0.001015 | -120.6347 | 119.3703