## LLL_max_6
name | pf_ikss_from_ka | pf_ikss_to_ka | pf_ip_from_ka | pf_ip_to_ka | pf_skss_from_mw | pf_skss_to_mw | pf_p_from_mw | pf_p_to_mw | pf_q_from_mvar | pf_q_to_mvar | pf_ikss_from_degree | pf_ikss_to_degree | pf_vm_from_pu | pf_vm_to_pu | pf_va_from_degree | pf_va_to_degree
Line0_1_2 | 2.2507 | 2.2507 | 0 | 0 | 1.5593 | 1.5593 | 0.62005 | -0.46808 | 1.2389 | -0.93494 | -67.7971 | 112.2029 | 0.88845 | 0.67053 | -4.3848 | -4.3922
Line10_11_12 | 0.1732 | 0.1732 | 0 | 0 | 0.12 | 0.12 | -0.018794 | 0.019694 | -0.10885 | 0.11065 | 94.7872 | -85.2128 | 0.92051 | 0.93658 | -5.0089 | -5.3049
Line11_12_13 | 0.1732 | 0.1732 | 0 | 0 | 0.12 | 0.12 | -0.019694 | 0.020594 | -0.11065 | 0.11245 | 94.7872 | -85.2128 | 0.93658 | 0.95268 | -5.3049 | -5.5909
Line12_13_15 | 0 | 0 | 0 | 0 | 0 | 0 | 0 | 0 | 0 | 0 | 0 | 0 | 0.95268 | 0.95268 | -5.5909 | -5.5909
Line13_13_14 | 0.1732 | 0.1732 | 0 | 0 | 0.12 | 0.12 | -0.020594 | 0.021494 | -0.11245 | 0.11425 | 94.7872 | -85.2128 | 0.95268 | 0.96879 | -5.5909 | -5.8674
Line14_15_16 | 0 | 0 | 0 | 0 | 0 | 0 | 0 | 0 | 0 | 0 | 0 | 0 | 0.95268 | 0.95268 | -5.5909 | -5.5909
Line15_16_17 | 0 | 0 | 0 | 0 | 0 | 0 | 0 | 0 | 0 | 0 | 0 | 0 | 0.95268 | 0.95268 | -5.5909 | -5.5909
Line16_4_18 | 0 | 0 | 0 | 0 | 0 | 0 | 0 | 0 | 0 | 0 | 0 | 0 | 0.90447 | 0.90447 | -4.7024 | -4.7024
Line17_5_19 | 0.1732 | 0.1732 | 0 | 0 | 0.12 | 0.12 | -0.017894 | 0.018794 | -0.10705 | 0.10885 | 94.7872 | -85.2128 | 0.90447 | 0.92051 | -4.7024 | -5.0089
Line1_1_3 | 0.1732 | 0.1732 | 0 | 0 | 0.12 | 0.12 | -0.016994 | 0.017894 | -0.10525 | 0.10705 | 94.7872 | -85.2128 | 0.88845 | 0.90447 | -4.3848 | -4.7024
Line2_1_4 | 0.1732 | 0.1732 | 0 | 0 | 0.12 | 0.12 | -0.016994 | 0.017894 | -0.10525 | 0.10705 | 94.7872 | -85.2128 | 0.88845 | 0.90447 | -4.3848 | -4.7024
Line3_1_5 | 0.1732 | 0.1732 | 0 | 0 | 0.12 | 0.12 | -0.016994 | 0.017894 | -0.10525 | 0.10705 | 94.7872 | -85.2128 | 0.88845 | 0.90447 | -4.3848 | -4.7024
Line4_2_6 | 2.2507 | 2.2507 | 0 | 0 | 1.5593 | 1.5593 | 0.46808 | -0.31612 | 0.93494 | -0.63101 | -67.7971 | 112.2029 | 0.67053 | 0.45261 | -4.3922 | -4.4066
Line5_6_7 | 2.2507 | 2.2507 | 0 | 0 | 1.5593 | 1.5593 | 0.31612 | -0.16415 | 0.63101 | -0.32707 | -67.7971 | 112.2029 | 0.45261 | 0.23469 | -4.4066 | -4.4479
Line6_7_8 | 2.4239 | 2.4239 | 0 | 4.3807 | 1.6793 | 1.6793 | 0.17625 | -1e-07 | 0.3525 | -1e-07 | -67.8829 | 112.1171 | 0.23469 | 0 | -4.4479 | 0
Line7_8_9 | 0 | 0 | 0 | 0 | 0 | 0 | 7.4117e-22 | 0 | 4.277e-22 | 0 | 0 | 0 | 0 | 0 | 0 | 0
Line8_8_10 | 0 | 0 | 0 | 0 | 0 | 0 | 7.4117e-22 | 0 | 4.277e-22 | 0 | 0 | 0 | 0 | 0 | 0 | 0
Line9_3_11 | 0.1732 | 0.1732 | 0 | 0 | 0.12 | 0.12 | -0.017894 | 0.018794 | -0.10705 | 0.10885 | 94.7872 | -85.2128 | 0.90447 | 0.92051 | -4.7024 | -5.0089

## LLL_max_10
name | pf_ikss_from_ka | pf_ikss_to_ka | pf_ip_from_ka | pf_ip_to_ka | pf_skss_from_mw | pf_skss_to_mw | pf_p_from_mw | pf_p_to_mw | pf_q_from_mvar | pf_q_to_mvar | pf_ikss_from_degree | pf_ikss_to_degree | pf_vm_from_pu | pf_vm_to_pu | pf_va_from_degree | pf_va_to_degree
Line0_1_2 | 2.3374 | 2.3374 | 0 | 0 | 1.6194 | 1.6194 | 0.66829 | -0.50438 | 1.3353 | -1.0075 | -67.9653 | 112.0347 | 0.92205 | 0.69573 | -4.5526 | -4.5599
Line10_11_12 | 0.1732 | 0.1732 | 0 | 0 | 0.12 | 0.12 | -0.019756 | 0.020656 | -0.11278 | 0.11458 | 94.7869 | -85.2131 | 0.95414 | 0.97022 | -5.1491 | -5.4325
Line11_12_13 | 0.1732 | 0.1732 | 0 | 0 | 0.12 | 0.12 | -0.020656 | 0.021556 | -0.11458 | 0.11638 | 94.7869 | -85.2131 | 0.97022 | 0.98632 | -5.4325 | -5.7067
Line12_13_15 | 0 | 0 | 0 | 0 | 0 | 0 | 0 | 0 | 0 | 0 | 0 | 0 | 0.98632 | 0.98632 | -5.7067 | -5.7067
Line13_13_14 | 0.1732 | 0.1732 | 0 | 0 | 0.12 | 0.12 | -0.021556 | 0.022456 | -0.11638 | 0.11818 | 94.7869 | -85.2131 | 0.98632 | 1.0024 | -5.7067 | -5.972
Line14_15_16 | 0 | 0 | 0 | 0 | 0 | 0 | 0 | 0 | 0 | 0 | 0 | 0 | 0.98632 | 0.98632 | -5.7067 | -5.7067
Line15_16_17 | 0 | 0 | 0 | 0 | 0 | 0 | 0 | 0 | 0 | 0 | 0 | 0 | 0.98632 | 0.98632 | -5.7067 | -5.7067
Line16_4_18 | 0 | 0 | 0 | 0 | 0 | 0 | 0 | 0 | 0 | 0 | 0 | 0 | 0.93808 | 0.93808 | -4.856 | -4.856
Line17_5_19 | 0.1732 | 0.1732 | 0 | 0 | 0.12 | 0.12 | -0.018856 | 0.019756 | -0.11098 | 0.11278 | 94.7869 | -85.2131 | 0.93808 | 0.95414 | -4.856 | -5.1491
Line1_1_3 | 0.1732 | 0.1732 | 0 | 0 | 0.12 | 0.12 | -0.017956 | 0.018856 | -0.10918 | 0.11098 | 94.7869 | -85.2131 | 0.92205 | 0.93808 | -4.5526 | -4.856
Line2_1_4 | 0.1732 | 0.1732 | 0 | 0 | 0.12 | 0.12 | -0.017956 | 0.018856 | -0.10918 | 0.11098 | 94.7869 | -85.2131 | 0.92205 | 0.93808 | -4.5526 | -4.856
Line3_1_5 | 0.1732 | 0.1732 | 0 | 0 | 0.12 | 0.12 | -0.017956 | 0.018856 | -0.10918 | 0.11098 | 94.7869 | -85.2131 | 0.92205 | 0.93808 | -4.5526 | -4.856
Line4_2_6 | 2.3374 | 2.3374 | 0 | 0 | 1.6194 | 1.6194 | 0.50438 | -0.34048 | 1.0075 | -0.67965 | -67.9653 | 112.0347 | 0.69573 | 0.46941 | -4.5599 | -4.5742
Line5_6_7 | 2.3374 | 2.3374 | 0 | 0 | 1.6194 | 1.6194 | 0.34048 | -0.17657 | 0.67965 | -0.35184 | -67.9653 | 112.0347 | 0.46941 | 0.24309 | -4.5742 | -4.615
Line6_7_8 | 2.5106 | 2.5106 | 0 | 4.5489 | 1.7394 | 1.7394 | 0.18909 | -1e-07 | 0.37818 | -1e-07 | -68.05 | 111.95 | 0.24309 | 0 | -4.615 | 0
Line7_8_9 | 0 | 0 | 0 | 0 | 0 | 0 | 1.0075e-21 | 0 | -3.4134e-22 | 0 | 0 | 0 | 0 | 0 | 0 | 0
Line8_8_10 | 0 | 0 | 0 | 0 | 0 | 0 | 1.0075e-21 | 0 | -3.4134e-22 | 0 | 0 | 0 | 0 | 0 | 0 | 0
Line9_3_11 | 0.1732 | 0.1732 | 0 | 0 | 0.12 | 0.12 | -0.018856 | 0.019756 | -0.11098 | 0.11278 | 94.7869 | -85.2131 | 0.93808 | 0.95414 | -4.856 | -5.1491

## LLL_max_fault_6
name | pf_ikss_from_ka | pf_ikss_to_ka | pf_ip_from_ka | pf_ip_to_ka | pf_skss_from_mw | pf_skss_to_mw | pf_p_from_mw | pf_p_to_mw | pf_q_from_mvar | pf_q_to_mvar | pf_ikss_from_degree | pf_ikss_to_degree | pf_vm_from_pu | pf_vm_to_pu | pf_va_from_degree | pf_va_to_degree
Line0_1_2 | 0.13955 | 0.13955 | 0 | 0 | 0.09668 | 0.09668 | -0.027321 | 0.027905 | -0.1044 | 0.10557 | 104.7901 | -75.2099 | 1.1163 | 1.1295 | 0.12545 | -0.015885
Line10_11_12 | 0.1732 | 0.1732 | 0 | 0 | 0.12 | 0.12 | -0.012687 | 0.013587 | -0.13711 | 0.13891 | 94.7872 | -85.2128 | 1.1474 | 1.1631 | -0.49933 | -0.79915
Line11_12_13 | 0.1732 | 0.1732 | 0 | 0 | 0.12 | 0.12 | -0.013587 | 0.014487 | -0.13891 | 0.14071 | 94.7872 | -85.2128 | 1.1631 | 1.1788 | -0.79915 | -1.091
Line12_13_15 | 0 | 0 | 0 | 0 | 0 | 0 | 0 | 0 | 0 | 0 | 0 | 0 | 1.1788 | 1.1788 | -1.091 | -1.091
Line13_13_14 | 0.1732 | 0.1732 | 0 | 0 | 0.12 | 0.12 | -0.014487 | 0.015387 | -0.14071 | 0.14251 | 94.7872 | -85.2128 | 1.1788 | 1.1945 | -1.091 | -1.3752
Line14_15_16 | 0 | 0 | 0 | 0 | 0 | 0 | 0 | 0 | 0 | 0 | 0 | 0 | 1.1788 | 1.1788 | -1.091 | -1.091
Line15_16_17 | 0 | 0 | 0 | 0 | 0 | 0 | 0 | 0 | 0 | 0 | 0 | 0 | 1.1788 | 1.1788 | -1.091 | -1.091
Line16_4_18 | 0 | 0 | 0 | 0 | 0 | 0 | 0 | 0 | 0 | 0 | 0 | 0 | 1.1318 | 1.1318 | -0.19124 | -0.19124
Line17_5_19 | 0.1732 | 0.1732 | 0 | 0 | 0.12 | 0.12 | -0.011787 | 0.012687 | -0.13531 | 0.13711 | 94.7872 | -85.2128 | 1.1318 | 1.1474 | -0.19124 | -0.49933
Line1_1_3 | 0.1732 | 0.1732 | 0 | 0 | 0.12 | 0.12 | -0.010887 | 0.011787 | -0.13351 | 0.13531 | 94.7872 | -85.2128 | 1.1163 | 1.1318 | 0.12545 | -0.19124
Line2_1_4 | 0.1732 | 0.1732 | 0 | 0 | 0.12 | 0.12 | -0.010887 | 0.011787 | -0.13351 | 0.13531 | 94.7872 | -85.2128 | 1.1163 | 1.1318 | 0.12545 | -0.19124
Line3_1_5 | 0.1732 | 0.1732 | 0 | 0 | 0.12 | 0.12 | -0.010887 | 0.011787 | -0.13351 | 0.13531 | 94.7872 | -85.2128 | 1.1163 | 1.1318 | 0.12545 | -0.19124
Line4_2_6 | 0.13955 | 0.13955 | 0 | 0 | 0.09668 | 0.09668 | -0.027905 | 0.028489 | -0.10557 | 0.10674 | 104.7901 | -75.2099 | 1.1295 | 1.1427 | -0.015885 | -0.15395
Line5_6_7 | 0.13955 | 0.13955 | 0 | 0 | 0.09668 | 0.09668 | -0.028489 | 0.029074 | -0.10674 | 0.10791 | 104.7901 | -75.2099 | 1.1427 | 1.1559 | -0.15395 | -0.28886
Line6_7_8 | 0.03764 | 0.03764 | 0 | 0.068029 | 0.026078 | 0.026078 | 0.021294 | -0.021252 | 0.021337 | -0.021252 | -45.346 | 134.654 | 1.1559 | 1.1525 | -0.28886 | -0.34598
Line7_8_9 | 0 | 0 | 0 | 0 | 0 | 0 | 1.2996e-09 | 0 | 8.038e-11 | 0 | 0 | 0 | 1.1525 | 1.1525 | -0.34598 | -0.34598
Line8_8_10 | 0 | 0 | 0 | 0 | 0 | 0 | 1.2996e-09 | 0 | 8.0379e-11 | 0 | 0 | 0 | 1.1525 | 1.1525 | -0.34598 | -0.34598
Line9_3_11 | 0.1732 | 0.1732 | 0 | 0 | 0.12 | 0.12 | -0.011787 | 0.012687 | -0.13531 | 0.13711 | 94.7872 | -85.2128 | 1.1318 | 1.1474 | -0.19124 | -0.49933

## LLL_max_fault_10
name | pf_ikss_from_ka | pf_ikss_to_ka | pf_ip_from_ka | pf_ip_to_ka | pf_skss_from_mw | pf_skss_to_mw | pf_p_from_mw | pf_p_to_mw | pf_q_from_mvar | pf_q_to_mvar | pf_ikss_from_degree | pf_ikss_to_degree | pf_vm_from_pu | pf_vm_to_pu | pf_va_from_degree | pf_va_to_degree
Line0_1_2 | 0.13813 | 0.13813 | 0 | 0 | 0.0957 | 0.0957 | -0.027218 | 0.027791 | -0.10854 | 0.10968 | 104.1947 | -75.8053 | 1.1693 | 1.1823 | 0.11684 | -0.023303
Line10_11_12 | 0.1732 | 0.1732 | 0 | 0 | 0.12 | 0.12 | -0.013224 | 0.014124 | -0.14345 | 0.14525 | 94.7869 | -85.2131 | 1.2005 | 1.2161 | -0.48015 | -0.76714
Line11_12_13 | 0.1732 | 0.1732 | 0 | 0 | 0.12 | 0.12 | -0.014124 | 0.015024 | -0.14525 | 0.14705 | 94.7869 | -85.2131 | 1.2161 | 1.2318 | -0.76714 | -1.0468
Line12_13_15 | 0 | 0 | 0 | 0 | 0 | 0 | 0 | 0 | 0 | 0 | 0 | 0 | 1.2318 | 1.2318 | -1.0468 | -1.0468
Line13_13_14 | 0.1732 | 0.1732 | 0 | 0 | 0.12 | 0.12 | -0.015024 | 0.015924 | -0.14705 | 0.14885 | 94.7869 | -85.2131 | 1.2318 | 1.2475 | -1.0468 | -1.3195
Line14_15_16 | 0 | 0 | 0 | 0 | 0 | 0 | 0 | 0 | 0 | 0 | 0 | 0 | 1.2318 | 1.2318 | -1.0468 | -1.0468
Line15_16_17 | 0 | 0 | 0 | 0 | 0 | 0 | 0 | 0 | 0 | 0 | 0 | 0 | 1.2318 | 1.2318 | -1.0468 | -1.0468
Line16_4_18 | 0 | 0 | 0 | 0 | 0 | 0 | 0 | 0 | 0 | 0 | 0 | 0 | 1.1848 | 1.1848 | -0.18558 | -0.18558
Line17_5_19 | 0.1732 | 0.1732 | 0 | 0 | 0.12 | 0.12 | -0.012324 | 0.013224 | -0.14165 | 0.14345 | 94.7869 | -85.2131 | 1.1848 | 1.2005 | -0.18558 | -0.48015
Line1_1_3 | 0.1732 | 0.1732 | 0 | 0 | 0.12 | 0.12 | -0.011424 | 0.012324 | -0.13985 | 0.14165 | 94.7869 | -85.2131 | 1.1693 | 1.1848 | 0.11684 | -0.18558
Line2_1_4 | 0.1732 | 0.1732 | 0 | 0 | 0.12 | 0.12 | -0.011424 | 0.012324 | -0.13985 | 0.14165 | 94.7869 | -85.2131 | 1.1693 | 1.1848 | 0.11684 | -0.18558
Line3_1_5 | 0.1732 | 0.1732 | 0 | 0 | 0.12 | 0.12 | -0.011424 | 0.012324 | -0.13985 | 0.14165 | 94.7869 | -85.2131 | 1.1693 | 1.1848 | 0.11684 | -0.18558
Line4_2_6 | 0.13813 | 0.13813 | 0 | 0 | 0.0957 | 0.0957 | -0.027791 | 0.028363 | -0.10968 | 0.11083 | 104.1947 | -75.8053 | 1.1823 | 1.1954 | -0.023303 | -0.16038
Line5_6_7 | 0.13813 | 0.13813 | 0 | 0 | 0.0957 | 0.0957 | -0.028363 | 0.028936 | -0.11083 | 0.11197 | 104.1947 | -75.8053 | 1.1954 | 1.2085 | -0.16038 | -0.29449
Line6_7_8 | 0.03935 | 0.03935 | 0 | 0.071298 | 0.027263 | 0.027263 | 0.023273 | -0.023227 | 0.02332 | -0.023227 | -45.3516 | 134.6484 | 1.2085 | 1.2049 | -0.29449 | -0.35161
Line7_8_9 | 0 | 0 | 0 | 0 | 0 | 0 | 1.39e-09 | 0 | 8.9467e-11 | 0 | 0 | 0 | 1.2049 | 1.2049 | -0.35161 | -0.35161
Line8_8_10 | 0 | 0 | 0 | 0 | 0 | 0 | 1.39e-09 | 0 | 8.9467e-11 | 0 | 0 | 0 | 1.2049 | 1.2049 | -0.35161 | -0.35161
Line9_3_11 | 0.1732 | 0.1732 | 0 | 0 | 0.12 | 0.12 | -0.012324 | 0.013224 | -0.14165 | 0.14345 | 94.7869 | -85.2131 | 1.1848 | 1.2005 | -0.18558 | -0.48015

## LLL_min_6
name | pf_ikss_from_ka | pf_ikss_to_ka | pf_ip_from_ka | pf_ip_to_ka | pf_skss_from_mw | pf_skss_to_mw | pf_p_from_mw | pf_p_to_mw | pf_q_from_mvar | pf_q_to_mvar | pf_ikss_from_degree | pf_ikss_to_degree | pf_vm_from_pu | pf_vm_to_pu | pf_va_from_degree | pf_va_to_degree
Line0_1_2 | 1.6801 | 1.6801 | 0 | 0 | 1.164 | 1.164 | 0.65034 | -0.48775 | 0.67743 | -0.50807 | -52.8727 | 127.1273 | 0.80677 | 0.60508 | -6.7036 | -6.7036
Line10_11_12 | 0 | 0 | 0 | 0 | 0 | 0 | 0 | 0 | 0 | 0 | 0 | 0 | 0.80677 | 0.80677 | -6.7036 | -6.7036
Line11_12_13 | 0 | 0 | 0 | 0 | 0 | 0 | 0 | 0 | 0 | 0 | 0 | 0 | 0.80677 | 0.80677 | -6.7036 | -6.7036
Line12_13_15 | 0 | 0 | 0 | 0 | 0 | 0 | 0 | 0 | 0 | 0 | 0 | 0 | 0.80677 | 0.80677 | -6.7036 | -6.7036
Line13_13_14 | 0 | 0 | 0 | 0 | 0 | 0 | 0 | 0 | 0 | 0 | 0 | 0 | 0.80677 | 0.80677 | -6.7036 | -6.7036
Line14_15_16 | 0 | 0 | 0 | 0 | 0 | 0 | 0 | 0 | 0 | 0 | 0 | 0 | 0.80677 | 0.80677 | -6.7036 | -6.7036
Line15_16_17 | 0 | 0 | 0 | 0 | 0 | 0 | 0 | 0 | 0 | 0 | 0 | 0 | 0.80677 | 0.80677 | -6.7036 | -6.7036
Line16_4_18 | 0 | 0 | 0 | 0 | 0 | 0 | 0 | 0 | 0 | 0 | 0 | 0 | 0.80677 | 0.80677 | -6.7036 | -6.7036
Line17_5_19 | 0 | 0 | 0 | 0 | 0 | 0 | 0 | 0 | 0 | 0 | 0 | 0 | 0.80677 | 0.80677 | -6.7036 | -6.7036
Line1_1_3 | 0 | 0 | 0 | 0 | 0 | 0 | 0 | 0 | 0 | 0 | 0 | 0 | 0.80677 | 0.80677 | -6.7036 | -6.7036
Line2_1_4 | 0 | 0 | 0 | 0 | 0 | 0 | 0 | 0 | 0 | 0 | 0 | 0 | 0.80677 | 0.80677 | -6.7036 | -6.7036
Line3_1_5 | 0 | 0 | 0 | 0 | 0 | 0 | 0 | 0 | 0 | 0 | 0 | 0 | 0.80677 | 0.80677 | -6.7036 | -6.7036
Line4_2_6 | 1.6801 | 1.6801 | 0 | 0 | 1.164 | 1.164 | 0.48775 | -0.32517 | 0.50807 | -0.33872 | -52.8727 | 127.1273 | 0.60508 | 0.40338 | -6.7036 | -6.7036
Line5_6_7 | 1.6801 | 1.6801 | 0 | 0 | 1.164 | 1.164 | 0.32517 | -0.16258 | 0.33872 | -0.16936 | -52.8727 | 127.1273 | 0.40338 | 0.20169 | -6.7036 | -6.7036
Line6_7_8 | 1.6801 | 1.6801 | 0 | 2.6638 | 1.164 | 1.164 | 0.16258 | -1e-07 | 0.16936 | -1e-07 | -52.8727 | 127.1273 | 0.20169 | 0 | -6.7036 | 0
Line7_8_9 | 0 | 0 | 0 | 0 | 0 | 0 | 6.7987e-22 | 0 | 9.0104e-22 | 0 | 0 | 0 | 0 | 0 | 0 | 0
Line8_8_10 | 0 | 0 | 0 | 0 | 0 | 0 | 6.7987e-22 | 0 | 9.0104e-22 | 0 | 0 | 0 | 0 | 0 | 0 | 0
Line9_3_11 | 0 | 0 | 0 | 0 | 0 | 0 | 0 | 0 | 0 | 0 | 0 | 0 | 0.80677 | 0.80677 | -6.7036 | -6.7036

## LLL_min_10
name | pf_ikss_from_ka | pf_ikss_to_ka | pf_ip_from_ka | pf_ip_to_ka | pf_skss_from_mw | pf_skss_to_mw | pf_p_from_mw | pf_p_to_mw | pf_q_from_mvar | pf_q_to_mvar | pf_ikss_from_degree | pf_ikss_to_degree | pf_vm_from_pu | pf_vm_to_pu | pf_va_from_degree | pf_va_to_degree
Line0_1_2 | 1.5916 | 1.5916 | 0 | 0 | 1.1027 | 1.1027 | 0.58368 | -0.43776 | 0.608 | -0.456 | -52.8727 | 127.1273 | 0.76431 | 0.57323 | -6.7036 | -6.7036
Line10_11_12 | 0 | 0 | 0 | 0 | 0 | 0 | 0 | 0 | 0 | 0 | 0 | 0 | 0.76431 | 0.76431 | -6.7036 | -6.7036
Line11_12_13 | 0 | 0 | 0 | 0 | 0 | 0 | 0 | 0 | 0 | 0 | 0 | 0 | 0.76431 | 0.76431 | -6.7036 | -6.7036
Line12_13_15 | 0 | 0 | 0 | 0 | 0 | 0 | 0 | 0 | 0 | 0 | 0 | 0 | 0.76431 | 0.76431 | -6.7036 | -6.7036
Line13_13_14 | 0 | 0 | 0 | 0 | 0 | 0 | 0 | 0 | 0 | 0 | 0 | 0 | 0.76431 | 0.76431 | -6.7036 | -6.7036
Line14_15_16 | 0 | 0 | 0 | 0 | 0 | 0 | 0 | 0 | 0 | 0 | 0 | 0 | 0.76431 | 0.76431 | -6.7036 | -6.7036
Line15_16_17 | 0 | 0 | 0 | 0 | 0 | 0 | 0 | 0 | 0 | 0 | 0 | 0 | 0.76431 | 0.76431 | -6.7036 | -6.7036
Line16_4_18 | 0 | 0 | 0 | 0 | 0 | 0 | 0 | 0 | 0 | 0 | 0 | 0 | 0.76431 | 0.76431 | -6.7036 | -6.7036
Line17_5_19 | 0 | 0 | 0 | 0 | 0 | 0 | 0 | 0 | 0 | 0 | 0 | 0 | 0.76431 | 0.76431 | -6.7036 | -6.7036
Line1_1_3 | 0 | 0 | 0 | 0 | 0 | 0 | 0 | 0 | 0 | 0 | 0 | 0 | 0.76431 | 0.76431 | -6.7036 | -6.7036
Line2_1_4 | 0 | 0 | 0 | 0 | 0 | 0 | 0 | 0 | 0 | 0 | 0 | 0 | 0.76431 | 0.76431 | -6.7036 | -6.7036
Line3_1_5 | 0 | 0 | 0 | 0 | 0 | 0 | 0 | 0 | 0 | 0 | 0 | 0 | 0.76431 | 0.76431 | -6.7036 | -6.7036
Line4_2_6 | 1.5916 | 1.5916 | 0 | 0 | 1.1027 | 1.1027 | 0.43776 | -0.29184 | 0.456 | -0.304 | -52.8727 | 127.1273 | 0.57323 | 0.38215 | -6.7036 | -6.7036
Line5_6_7 | 1.5916 | 1.5916 | 0 | 0 | 1.1027 | 1.1027 | 0.29184 | -0.14592 | 0.304 | -0.152 | -52.8727 | 127.1273 | 0.38215 | 0.19108 | -6.7036 | -6.7036
Line6_7_8 | 1.5916 | 1.5916 | 0 | 2.5236 | 1.1027 | 1.1027 | 0.14592 | -1e-07 | 0.152 | -1e-07 | -52.8727 | 127.1273 | 0.19108 | 0 | -6.7036 | 0
Line7_8_9 | 0 | 0 | 0 | 0 | 0 | 0 | 6.1001e-22 | 0 | 8.0913e-22 | 0 | 0 | 0 | 0 | 0 | 0 | 0
Line8_8_10 | 0 | 0 | 0 | 0 | 0 | 0 | 6.1001e-22 | 0 | 8.0913e-22 | 0 | 0 | 0 | 0 | 0 | 0 | 0
Line9_3_11 | 0 | 0 | 0 | 0 | 0 | 0 | 0 | 0 | 0 | 0 | 0 | 0 | 0.76431 | 0.76431 | -6.7036 | -6.7036

## LLL_min_fault_6
name | pf_ikss_from_ka | pf_ikss_to_ka | pf_ip_from_ka | pf_ip_to_ka | pf_skss_from_mw | pf_skss_to_mw | pf_p_from_mw | pf_p_to_mw | pf_q_from_mvar | pf_q_to_mvar | pf_ikss_from_degree | pf_ikss_to_degree | pf_vm_from_pu | pf_vm_to_pu | pf_va_from_degree | pf_va_to_degree
Line0_1_2 | 0.030469 | 0.030469 | 0 | 0 | 0.02111 | 0.02111 | 0.01414 | -0.014086 | 0.014149 | -0.014093 | -45.1423 | 134.8577 | 0.94756 | 0.9439 | -0.12428 | -0.12874
Line10_11_12 | 0 | 0 | 0 | 0 | 0 | 0 | 0 | 0 | 0 | 0 | 0 | 0 | 0.94756 | 0.94756 | -0.12428 | -0.12428
Line11_12_13 | 0 | 0 | 0 | 0 | 0 | 0 | 0 | 0 | 0 | 0 | 0 | 0 | 0.94756 | 0.94756 | -0.12428 | -0.12428
Line12_13_15 | 0 | 0 | 0 | 0 | 0 | 0 | 0 | 0 | 0 | 0 | 0 | 0 | 0.94756 | 0.94756 | -0.12428 | -0.12428
Line13_13_14 | 0 | 0 | 0 | 0 | 0 | 0 | 0 | 0 | 0 | 0 | 0 | 0 | 0.94756 | 0.94756 | -0.12428 | -0.12428
Line14_15_16 | 0 | 0 | 0 | 0 | 0 | 0 | 0 | 0 | 0 | 0 | 0 | 0 | 0.94756 | 0.94756 | -0.12428 | -0.12428
Line15_16_17 | 0 | 0 | 0 | 0 | 0 | 0 | 0 | 0 | 0 | 0 | 0 | 0 | 0.94756 | 0.94756 | -0.12428 | -0.12428
Line16_4_18 | 0 | 0 | 0 | 0 | 0 | 0 | 0 | 0 | 0 | 0 | 0 | 0 | 0.94756 | 0.94756 | -0.12428 | -0.12428
Line17_5_19 | 0 | 0 | 0 | 0 | 0 | 0 | 0 | 0 | 0 | 0 | 0 | 0 | 0.94756 | 0.94756 | -0.12428 | -0.12428
Line1_1_3 | 0 | 0 | 0 | 0 | 0 | 0 | 0 | 0 | 0 | 0 | 0 | 0 | 0.94756 | 0.94756 | -0.12428 | -0.12428
Line2_1_4 | 0 | 0 | 0 | 0 | 0 | 0 | 0 | 0 | 0 | 0 | 0 | 0 | 0.94756 | 0.94756 | -0.12428 | -0.12428
Line3_1_5 | 0 | 0 | 0 | 0 | 0 | 0 | 0 | 0 | 0 | 0 | 0 | 0 | 0.94756 | 0.94756 | -0.12428 | -0.12428
Line4_2_6 | 0.030469 | 0.030469 | 0 | 0 | 0.02111 | 0.02111 | 0.014086 | -0.014033 | 0.014093 | -0.014037 | -45.1423 | 134.8577 | 0.9439 | 0.94024 | -0.12874 | -0.13323
Line5_6_7 | 0.030469 | 0.030469 | 0 | 0 | 0.02111 | 0.02111 | 0.014033 | -0.013979 | 0.014037 | -0.013981 | -45.1423 | 134.8577 | 0.94024 | 0.93659 | -0.13323 | -0.13776
Line6_7_8 | 0.030469 | 0.030469 | 0 | 0.04831 | 0.02111 | 0.02111 | 0.013979 | -0.013926 | 0.013981 | -0.013926 | -45.1423 | 134.8577 | 0.93659 | 0.93293 | -0.13776 | -0.14233
Line7_8_9 | 0 | 0 | 0 | 0 | 0 | 0 | -1.7514e-10 | 0 | 2.4218e-11 | 0 | 0 | 0 | 0.93293 | 0.93293 | -0.14233 | -0.14233
Line8_8_10 | 0 | 0 | 0 | 0 | 0 | 0 | -1.7514e-10 | 0 | 2.4218e-11 | 0 | 0 | 0 | 0.93293 | 0.93293 | -0.14233 | -0.14233
Line9_3_11 | 0 | 0 | 0 | 0 | 0 | 0 | 0 | 0 | 0 | 0 | 0 | 0 | 0.94756 | 0.94756 | -0.12428 | -0.12428

## LLL_min_fault_10
name | pf_ikss_from_ka | pf_ikss_to_ka | pf_ip_from_ka | pf_ip_to_ka | pf_skss_from_mw | pf_skss_to_mw | pf_p_from_mw | pf_p_to_mw | pf_q_from_mvar | pf_q_to_mvar | pf_ikss_from_degree | pf_ikss_to_degree | pf_vm_from_pu | pf_vm_to_pu | pf_va_from_degree | pf_va_to_degree
Line0_1_2 | 0.028866 | 0.028866 | 0 | 0 | 0.019999 | 0.019999 | 0.01269 | -0.012642 | 0.012698 | -0.012648 | -45.1423 | 134.8577 | 0.89769 | 0.89422 | -0.12428 | -0.12874
Line10_11_12 | 0 | 0 | 0 | 0 | 0 | 0 | 0 | 0 | 0 | 0 | 0 | 0 | 0.89769 | 0.89769 | -0.12428 | -0.12428
Line11_12_13 | 0 | 0 | 0 | 0 | 0 | 0 | 0 | 0 | 0 | 0 | 0 | 0 | 0.89769 | 0.89769 | -0.12428 | -0.12428
Line12_13_15 | 0 | 0 | 0 | 0 | 0 | 0 | 0 | 0 | 0 | 0 | 0 | 0 | 0.89769 | 0.89769 | -0.12428 | -0.12428
Line13_13_14 | 0 | 0 | 0 | 0 | 0 | 0 | 0 | 0 | 0 | 0 | 0 | 0 | 0.89769 | 0.89769 | -0.12428 | -0.12428
Line14_15_16 | 0 | 0 | 0 | 0 | 0 | 0 | 0 | 0 | 0 | 0 | 0 | 0 | 0.89769 | 0.89769 | -0.12428 | -0.12428
Line15_16_17 | 0 | 0 | 0 | 0 | 0 | 0 | 0 | 0 | 0 | 0 | 0 | 0 | 0.89769 | 0.89769 | -0.12428 | -0.12428
Line16_4_18 | 0 | 0 | 0 | 0 | 0 | 0 | 0 | 0 | 0 | 0 | 0 | 0 | 0.89769 | 0.89769 | -0.12428 | -0.12428
Line17_5_19 | 0 | 0 | 0 | 0 | 0 | 0 | 0 | 0 | 0 | 0 | 0 | 0 | 0.89769 | 0.89769 | -0.12428 | -0.12428
Line1_1_3 | 0 | 0 | 0 | 0 | 0 | 0 | 0 | 0 | 0 | 0 | 0 | 0 | 0.89769 | 0.89769 | -0.12428 | -0.12428
Line2_1_4 | 0 | 0 | 0 | 0 | 0 | 0 | 0 | 0 | 0 | 0 | 0 | 0 | 0.89769 | 0.89769 | -0.12428 | -0.12428
Line3_1_5 | 0 | 0 | 0 | 0 | 0 | 0 | 0 | 0 | 0 | 0 | 0 | 0 | 0.89769 | 0.89769 | -0.12428 | -0.12428
Line4_2_6 | 0.028866 | 0.028866 | 0 | 0 | 0.019999 | 0.019999 | 0.012642 | -0.012594 | 0.012648 | -0.012598 | -45.1423 | 134.8577 | 0.89422 | 0.89076 | -0.12874 | -0.13323
Line5_6_7 | 0.028866 | 0.028866 | 0 | 0 | 0.019999 | 0.019999 | 0.012594 | -0.012546 | 0.012598 | -0.012548 | -45.1423 | 134.8577 | 0.89076 | 0.88729 | -0.13323 | -0.13776
Line6_7_8 | 0.028866 | 0.028866 | 0 | 0.045767 | 0.019999 | 0.019999 | 0.012546 | -0.012498 | 0.012548 | -0.012498 | -45.1423 | 134.8577 | 0.88729 | 0.88383 | -0.13776 | -0.14233
Line7_8_9 | 0 | 0 | 0 | 0 | 0 | 0 | -1.5719e-10 | 0 | 2.1736e-11 | 0 | 0 | 0 | 0.88383 | 0.88383 | -0.14233 | -0.14233
Line8_8_10 | 0 | 0 | 0 | 0 | 0 | 0 | -1.5719e-10 | 0 | 2.1736e-11 | 0 | 0 | 0 | 0.88383 | 0.88383 | -0.14233 | -0.14233
Line9_3_11 | 0 | 0 | 0 | 0 | 0 | 0 | 0 | 0 | 0 | 0 | 0 | 0 | 0.89769 | 0.89769 | -0.12428 | -0.12428

## LL_max_6
name | pf_ikss_a_from_ka | pf_ikss_b_from_ka | pf_ikss_c_from_ka | pf_ikss_a_to_ka | pf_ikss_b_to_ka | pf_ikss_c_to_ka | pf_skss_a_from_mw | pf_skss_b_from_mw | pf_skss_c_from_mw | pf_skss_a_to_mw | pf_skss_b_to_mw | pf_skss_c_to_mw | pf_p_a_from_mw | pf_p_b_from_mw | pf_p_c_from_mw | pf_p_a_to_mw | pf_p_b_to_mw | pf_p_c_to_mw | pf_q_a_from_mvar | pf_q_b_from_mvar | pf_q_c_from_mvar | pf_q_a_to_mvar | pf_q_b_to_mvar | pf_q_c_to_mvar | pf_ikss_a_from_degree | pf_ikss_b_from_degree | pf_ikss_c_from_degree | pf_ikss_a_to_degree | pf_ikss_b_to_degree | pf_ikss_c_to_degree | pf_vm_a_from_pu | pf_vm_b_from_pu | pf_vm_c_from_pu | pf_vm_a_to_pu | pf_vm_b_to_pu | pf_vm_c_to_pu | pf_va_a_from_degree | pf_va_b_from_degree | pf_va_c_from_degree | pf_va_a_to_degree | pf_va_b_to_degree | pf_va_c_to_degree
Line0_1_2 | 0.1732 | 1.9529 | 1.9493 | 0.1732 | 1.9529 | 1.9493 | 0.04 | 0.451 | 0.45016 | 0.04 | 0.451 | 0.45016 | -0.015862 | 0.39858 | -0.096482 | 0.016162 | -0.36044 | 0.13448 | -0.041862 | 0.19849 | 0.40002 | 0.042462 | -0.12221 | -0.32403 | 111.0022 | -155.256 | 19.6571 | -68.9978 | 24.744 | -160.3429 | 1.1192 | 0.98728 | 0.9141 | 1.1359 | 0.84389 | 0.77933 | 0.24967 | -128.7832 | 123.2174 | 0.164 | -136.526 | 132.1964
Line10_11_12 | 0.1732 | 0.1732 | 0.17321 | 0.1732 | 0.1732 | 0.17321 | 0.04 | 0.04 | 0.04 | 0.04 | 0.04 | 0.04 | -0.0041416 | -0.0098662 | -0.0016017 | 0.0044416 | 0.010166 | 0.0019017 | -0.045827 | -0.039589 | -0.03775 | 0.046427 | 0.040189 | 0.03835 | 94.7872 | -25.2127 | -145.2128 | -85.2128 | 154.7873 | 34.7872 | 1.1503 | 1.02 | 0.9446 | 1.166 | 1.0364 | 0.95993 | -0.3769 | -129.2068 | 122.3577 | -0.67761 | -129.4086 | 121.9484
Line11_12_13 | 0.1732 | 0.1732 | 0.17321 | 0.1732 | 0.1732 | 0.17321 | 0.04 | 0.04 | 0.04 | 0.04 | 0.04 | 0.04 | -0.0044416 | -0.010166 | -0.0019017 | 0.0047416 | 0.010466 | 0.0022017 | -0.046427 | -0.040189 | -0.03835 | 0.047027 | 0.040789 | 0.03895 | 94.7872 | -25.2127 | -145.2128 | -85.2128 | 154.7873 | 34.7872 | 1.166 | 1.0364 | 0.95993 | 1.1816 | 1.0528 | 0.97531 | -0.67761 | -129.4086 | 121.9484 | -0.97036 | -129.6041 | 121.552
Line12_13_15 | 0 | 0 | 0 | 0 | 0 | 0 | 0 | 0 | 0 | 0 | 0 | 0 | 1.7129e-09 | 2.0232e-10 | -7.972e-10 | -1.7129e-09 | -2.0232e-10 | 7.972e-10 | 2.3113e-10 | 2.0287e-09 | -3.0509e-10 | -2.3113e-10 | -2.0287e-09 | 3.0509e-10 | 0 | 0 | 0 | 0 | 0 | 0 | 1.1816 | 1.0528 | 0.97531 | 1.1816 | 1.0528 | 0.97531 | -0.97036 | -129.6041 | 121.552 | -0.97036 | -129.6041 | 121.552
Line13_13_14 | 0.1732 | 0.1732 | 0.17321 | 0.1732 | 0.1732 | 0.17321 | 0.04 | 0.04 | 0.04 | 0.04 | 0.04 | 0.04 | -0.0047416 | -0.010466 | -0.0022017 | 0.0050416 | 0.010766 | 0.0025017 | -0.047027 | -0.040789 | -0.03895 | 0.047627 | 0.041389 | 0.03955 | 94.7872 | -25.2127 | -145.2128 | -85.2128 | 154.7873 | 34.7872 | 1.1816 | 1.0528 | 0.97531 | 1.1973 | 1.0692 | 0.99073 | -0.97036 | -129.6041 | 121.552 | -1.2554 | -129.7936 | 121.1679
Line14_15_16 | 0 | 0 | 0 | 0 | 0 | 0 | 0 | 0 | 0 | 0 | 0 | 0 | 1.1419e-09 | 1.3488e-10 | -5.3146e-10 | -1.1419e-09 | -1.3488e-10 | 5.3146e-10 | 1.5409e-10 | 1.3524e-09 | -2.0339e-10 | -1.5409e-10 | -1.3524e-09 | 2.0339e-10 | 0 | 0 | 0 | 0 | 0 | 0 | 1.1816 | 1.0528 | 0.97531 | 1.1816 | 1.0528 | 0.97531 | -0.97036 | -129.6041 | 121.552 | -0.97036 | -129.6041 | 121.552
Line15_16_17 | 0 | 0 | 0 | 0 | 0 | 0 | 0 | 0 | 0 | 0 | 0 | 0 | 5.7096e-10 | 6.744e-11 | -2.6573e-10 | -5.7096e-10 | -6.744e-11 | 2.6573e-10 | 7.7042e-11 | 6.7622e-10 | -1.017e-10 | -7.7042e-11 | -6.7622e-10 | 1.017e-10 | 0 | 0 | 0 | 0 | 0 | 0 | 1.1816 | 1.0528 | 0.97531 | 1.1816 | 1.0528 | 0.97531 | -0.97036 | -129.6041 | 121.552 | -0.97036 | -129.6041 | 121.552
Line16_4_18 | 0 | 0 | 0 | 0 | 0 | 0 | 0 | 0 | 0 | 0 | 0 | 0 | 3.5258e-10 | -1.2308e-10 | -4.07e-10 | -3.5258e-10 | 1.2308e-10 | 4.07e-10 | 5.1782e-12 | 6.0435e-10 | -1.7356e-10 | -5.1783e-12 | -6.0435e-10 | 1.7356e-10 | 0 | 0 | 0 | 0 | 0 | 0 | 1.1347 | 1.0036 | 0.92932 | 1.1347 | 1.0036 | 0.92932 | -0.067915 | -128.9984 | 122.7805 | -0.067915 | -128.9984 | 122.7805
Line17_5_19 | 0.1732 | 0.1732 | 0.17321 | 0.1732 | 0.1732 | 0.17321 | 0.04 | 0.04 | 0.04 | 0.04 | 0.04 | 0.04 | -0.0038416 | -0.0095662 | -0.0013017 | 0.0041416 | 0.0098662 | 0.0016017 | -0.045227 | -0.038989 | -0.03715 | 0.045827 | 0.039589 | 0.03775 | 94.7872 | -25.2127 | -145.2128 | -85.2128 | 154.7873 | 34.7872 | 1.1347 | 1.0036 | 0.92932 | 1.1503 | 1.02 | 0.9446 | -0.067915 | -128.9984 | 122.7805 | -0.3769 | -129.2068 | 122.3577
Line1_1_3 | 0.1732 | 0.1732 | 0.17321 | 0.1732 | 0.1732 | 0.17321 | 0.04 | 0.04 | 0.04 | 0.04 | 0.04 | 0.04 | -0.0035416 | -0.0092662 | -0.0010017 | 0.0038416 | 0.0095662 | 0.0013017 | -0.044627 | -0.038389 | -0.03655 | 0.045227 | 0.038989 | 0.03715 | 94.7872 | -25.2127 | -145.2128 | -85.2128 | 154.7873 | 34.7872 | 1.1192 | 0.98728 | 0.9141 | 1.1347 | 1.0036 | 0.92932 | 0.24967 | -128.7832 | 123.2174 | -0.067915 | -128.9984 | 122.7805
Line2_1_4 | 0.1732 | 0.1732 | 0.17321 | 0.1732 | 0.1732 | 0.17321 | 0.04 | 0.04 | 0.04 | 0.04 | 0.04 | 0.04 | -0.0035416 | -0.0092662 | -0.0010017 | 0.0038416 | 0.0095662 | 0.0013017 | -0.044627 | -0.038389 | -0.03655 | 0.045227 | 0.038989 | 0.03715 | 94.7872 | -25.2127 | -145.2128 | -85.2128 | 154.7873 | 34.7872 | 1.1192 | 0.98728 | 0.9141 | 1.1347 | 1.0036 | 0.92932 | 0.24967 | -128.7832 | 123.2174 | -0.067915 | -128.9984 | 122.7805
Line3_1_5 | 0.1732 | 0.1732 | 0.17321 | 0.1732 | 0.1732 | 0.17321 | 0.04 | 0.04 | 0.04 | 0.04 | 0.04 | 0.04 | -0.0035416 | -0.0092662 | -0.0010017 | 0.0038416 | 0.0095662 | 0.0013017 | -0.044627 | -0.038389 | -0.03655 | 0.045227 | 0.038989 | 0.03715 | 94.7872 | -25.2127 | -145.2128 | -85.2128 | 154.7873 | 34.7872 | 1.1192 | 0.98728 | 0.9141 | 1.1347 | 1.0036 | 0.92932 | 0.24967 | -128.7832 | 123.2174 | -0.067915 | -128.9984 | 122.7805
Line4_2_6 | 0.1732 | 1.9529 | 1.9493 | 0.1732 | 1.9529 | 1.9493 | 0.04 | 0.451 | 0.45016 | 0.04 | 0.451 | 0.45016 | -0.016162 | 0.36044 | -0.13448 | 0.016462 | -0.3223 | 0.17247 | -0.042462 | 0.12221 | 0.32403 | 0.043062 | -0.045936 | -0.24804 | 111.0022 | -155.256 | 19.6571 | -68.9978 | 24.744 | -160.3429 | 1.1359 | 0.84389 | 0.77933 | 1.1525 | 0.72186 | 0.67111 | 0.164 | -136.526 | 132.1964 | 0.080811 | -147.1444 | 144.4702
Line5_6_7 | 0.1732 | 1.9529 | 1.9493 | 0.1732 | 1.9529 | 1.9493 | 0.04 | 0.451 | 0.45016 | 0.04 | 0.451 | 0.45016 | -0.016462 | 0.3223 | -0.17247 | 0.016762 | -0.28416 | 0.21047 | -0.043062 | 0.045936 | 0.24804 | 0.043662 | 0.030339 | -0.17204 | 111.0022 | -155.256 | 19.6571 | -68.9978 | 24.744 | -160.3429 | 1.1525 | 0.72186 | 0.67111 | 1.1692 | 0.63366 | 0.60387 | 0.080811 | -147.1444 | 144.4702 | -5.3673e-06 | -161.35 | 160.3935
Line6_7_8 | 0 | 2.0991 | 2.0991 | 0 | 2.0991 | 2.0991 | 0 | 0.48477 | 0.48477 | 0 | 0.48477 | 0.48477 | 1.5336e-09 | 0.30662 | -0.21849 | -1.5336e-09 | -0.26255 | 0.26255 | 1.1545e-15 | -0.018577 | 0.19483 | -1.1971e-15 | 0.1067 | -0.1067 | 0 | -157.8829 | 22.1171 | 0 | 22.1171 | -157.8829 | 1.1692 | 0.63366 | 0.60387 | 1.1692 | 0.58462 | 0.58462 | -5.3673e-06 | -161.35 | 160.3935 | -5.3914e-06 | 180 | 180
Line7_8_9 | 0 | 0 | 0 | 0 | 0 | 0 | 0 | 0 | 0 | 0 | 0 | 0 | 5.1121e-10 | 1.278e-10 | 1.278e-10 | -5.1121e-10 | -1.278e-10 | -1.278e-10 | 2.1152e-16 | 1.9492e-09 | -1.9492e-09 | -2.9799e-16 | -1.9492e-09 | 1.9492e-09 | 0 | 0 | 0 | 0 | 0 | 0 | 1.1692 | 0.58462 | 0.58462 | 1.1692 | 0.58462 | 0.58462 | -5.3914e-06 | 180 | 180 | -5.3995e-06 | 180 | 180
Line8_8_10 | 0 | 0 | 0 | 0 | 0 | 0 | 0 | 0 | 0 | 0 | 0 | 0 | 5.1121e-10 | 1.278e-10 | 1.278e-10 | -5.1121e-10 | -1.278e-10 | -1.278e-10 | 2.9806e-16 | 1.9492e-09 | -1.9492e-09 | -2.5472e-16 | -1.9492e-09 | 1.9492e-09 | 0 | 0 | 0 | 0 | 0 | 0 | 1.1692 | 0.58462 | 0.58462 | 1.1692 | 0.58462 | 0.58462 | -5.3914e-06 | 180 | 180 | -5.3995e-06 | 180 | 180
Line9_3_11 | 0.1732 | 0.1732 | 0.17321 | 0.1732 | 0.1732 | 0.17321 | 0.04 | 0.04 | 0.04 | 0.04 | 0.04 | 0.04 | -0.0038416 | -0.0095662 | -0.0013017 | 0.0041416 | 0.0098662 | 0.0016017 | -0.045227 | -0.038989 | -0.03715 | 0.045827 | 0.039589 | 0.03775 | 94.7872 | -25.2127 | -145.2128 | -85.2128 | 154.7873 | 34.7872 | 1.1347 | 1.0036 | 0.92932 | 1.1503 | 1.02 | 0.9446 | -0.067915 | -128.9984 | 122.7805 | -0.3769 | -129.2068 | 122.3577

## LL_max_10
name | pf_ikss_a_from_ka | pf_ikss_b_from_ka | pf_ikss_c_from_ka | pf_ikss_a_to_ka | pf_ikss_b_to_ka | pf_ikss_c_to_ka | pf_skss_a_from_mw | pf_skss_b_from_mw | pf_skss_c_from_mw | pf_skss_a_to_mw | pf_skss_b_to_mw | pf_skss_c_to_mw | pf_p_a_from_mw | pf_p_b_from_mw | pf_p_c_from_mw | pf_p_a_to_mw | pf_p_b_to_mw | pf_p_c_to_mw | pf_q_a_from_mvar | pf_q_b_from_mvar | pf_q_c_from_mvar | pf_q_a_to_mvar | pf_q_b_to_mvar | pf_q_c_to_mvar | pf_ikss_a_from_degree | pf_ikss_b_from_degree | pf_ikss_c_from_degree | pf_ikss_a_to_degree | pf_ikss_b_to_degree | pf_ikss_c_to_degree | pf_vm_a_from_pu | pf_vm_b_from_pu | pf_vm_c_from_pu | pf_vm_a_to_pu | pf_vm_b_to_pu | pf_vm_c_to_pu | pf_va_a_from_degree | pf_va_b_from_degree | pf_va_c_from_degree | pf_va_a_to_degree | pf_va_b_to_degree | pf_va_c_to_degree
Line0_1_2 | 0.1732 | 2.028 | 2.0243 | 0.1732 | 2.028 | 2.0243 | 0.04 | 0.46834 | 0.46748 | 0.04 | 0.46834 | 0.46748 | -0.01647 | 0.43186 | -0.10595 | 0.01677 | -0.39074 | 0.14693 | -0.043911 | 0.21428 | 0.4314 | 0.044511 | -0.13203 | -0.34945 | 110.8069 | -155.5183 | 19.5833 | -69.1931 | 24.4817 | -160.4167 | 1.1725 | 1.0294 | 0.95024 | 1.1891 | 0.88064 | 0.8109 | 0.24667 | -129.1288 | 123.3821 | 0.16214 | -136.8487 | 132.3881
Line10_11_12 | 0.1732 | 0.1732 | 0.17321 | 0.1732 | 0.1732 | 0.17321 | 0.04 | 0.04 | 0.04 | 0.04 | 0.04 | 0.04 | -0.0043124 | -0.010502 | -0.0015318 | 0.0046124 | 0.010802 | 0.0018318 | -0.047951 | -0.041167 | -0.039198 | 0.048551 | 0.041767 | 0.039798 | 94.7869 | -25.213 | -145.2131 | -85.2131 | 154.787 | 34.7869 | 1.2036 | 1.0621 | 0.98071 | 1.2192 | 1.0785 | 0.99601 | -0.3521 | -129.5251 | 122.549 | -0.63999 | -129.7141 | 122.1515
Line11_12_13 | 0.1732 | 0.1732 | 0.17321 | 0.1732 | 0.1732 | 0.17321 | 0.04 | 0.04 | 0.04 | 0.04 | 0.04 | 0.04 | -0.0046124 | -0.010802 | -0.0018318 | 0.0049124 | 0.011102 | 0.0021318 | -0.048551 | -0.041767 | -0.039798 | 0.049151 | 0.042367 | 0.040398 | 94.7869 | -25.213 | -145.2131 | -85.2131 | 154.787 | 34.7869 | 1.2192 | 1.0785 | 0.99601 | 1.2349 | 1.0949 | 1.0114 | -0.63999 | -129.7141 | 122.1515 | -0.92059 | -129.8976 | 121.7662
Line12_13_15 | 0 | 0 | 0 | 0 | 0 | 0 | 0 | 0 | 0 | 0 | 0 | 0 | 1.8345e-09 | 1.3617e-10 | -9.8026e-10 | -1.8345e-09 | -1.3617e-10 | 9.8026e-10 | 2.4007e-10 | 2.2773e-09 | -3.7717e-10 | -2.4007e-10 | -2.2773e-09 | 3.7717e-10 | 0 | 0 | 0 | 0 | 0 | 0 | 1.2349 | 1.0949 | 1.0114 | 1.2349 | 1.0949 | 1.0114 | -0.92059 | -129.8976 | 121.7662 | -0.92059 | -129.8976 | 121.7662
Line13_13_14 | 0.1732 | 0.1732 | 0.17321 | 0.1732 | 0.1732 | 0.17321 | 0.04 | 0.04 | 0.04 | 0.04 | 0.04 | 0.04 | -0.0049124 | -0.011102 | -0.0021318 | 0.0052124 | 0.011402 | 0.0024318 | -0.049151 | -0.042367 | -0.040398 | 0.049751 | 0.042967 | 0.040998 | 94.7869 | -25.213 | -145.2131 | -85.2131 | 154.787 | 34.7869 | 1.2349 | 1.0949 | 1.0114 | 1.2506 | 1.1114 | 1.0268 | -0.92059 | -129.8976 | 121.7662 | -1.1942 | -130.0756 | 121.3923
Line14_15_16 | 0 | 0 | 0 | 0 | 0 | 0 | 0 | 0 | 0 | 0 | 0 | 0 | 1.223e-09 | 9.0778e-11 | -6.535e-10 | -1.223e-09 | -9.0778e-11 | 6.535e-10 | 1.6005e-10 | 1.5182e-09 | -2.5145e-10 | -1.6005e-10 | -1.5182e-09 | 2.5145e-10 | 0 | 0 | 0 | 0 | 0 | 0 | 1.2349 | 1.0949 | 1.0114 | 1.2349 | 1.0949 | 1.0114 | -0.92059 | -129.8976 | 121.7662 | -0.92059 | -129.8976 | 121.7662
Line15_16_17 | 0 | 0 | 0 | 0 | 0 | 0 | 0 | 0 | 0 | 0 | 0 | 0 | 6.1149e-10 | 4.5389e-11 | -3.2675e-10 | -6.1149e-10 | -4.5389e-11 | 3.2675e-10 | 8.0024e-11 | 7.5909e-10 | -1.2572e-10 | -8.0024e-11 | -7.5909e-10 | 1.2572e-10 | 0 | 0 | 0 | 0 | 0 | 0 | 1.2349 | 1.0949 | 1.0114 | 1.2349 | 1.0949 | 1.0114 | -0.92059 | -129.8976 | 121.7662 | -0.92059 | -129.8976 | 121.7662
Line16_4_18 | 0 | 0 | 0 | 0 | 0 | 0 | 0 | 0 | 0 | 0 | 0 | 0 | 3.8345e-10 | -1.5221e-10 | -4.7111e-10 | -3.8345e-10 | 1.5221e-10 | 4.7111e-10 | 4.7368e-12 | 6.8381e-10 | -2.0101e-10 | -4.7369e-12 | -6.8381e-10 | 2.0101e-10 | 0 | 0 | 0 | 0 | 0 | 0 | 1.188 | 1.0458 | 0.96545 | 1.188 | 1.0458 | 0.96545 | -0.056642 | -129.3301 | 122.959 | -0.056642 | -129.3301 | 122.959
Line17_5_19 | 0.1732 | 0.1732 | 0.17321 | 0.1732 | 0.1732 | 0.17321 | 0.04 | 0.04 | 0.04 | 0.04 | 0.04 | 0.04 | -0.0040124 | -0.010202 | -0.0012318 | 0.0043124 | 0.010502 | 0.0015318 | -0.047351 | -0.040567 | -0.038598 | 0.047951 | 0.041167 | 0.039198 | 94.7869 | -25.213 | -145.2131 | -85.2131 | 154.787 | 34.7869 | 1.188 | 1.0458 | 0.96545 | 1.2036 | 1.0621 | 0.98071 | -0.056642 | -129.3301 | 122.959 | -0.3521 | -129.5251 | 122.549
Line1_1_3 | 0.1732 | 0.1732 | 0.17321 | 0.1732 | 0.1732 | 0.17321 | 0.04 | 0.04 | 0.04 | 0.04 | 0.04 | 0.04 | -0.0037124 | -0.0099025 | -0.00093185 | 0.0040124 | 0.010202 | 0.0012318 | -0.046751 | -0.039967 | -0.037998 | 0.047351 | 0.040567 | 0.038598 | 94.7869 | -25.213 | -145.2131 | -85.2131 | 154.787 | 34.7869 | 1.1725 | 1.0294 | 0.95024 | 1.188 | 1.0458 | 0.96545 | 0.24667 | -129.1288 | 123.3821 | -0.056642 | -129.3301 | 122.959
Line2_1_4 | 0.1732 | 0.1732 | 0.17321 | 0.1732 | 0.1732 | 0.17321 | 0.04 | 0.04 | 0.04 | 0.04 | 0.04 | 0.04 | -0.0037124 | -0.0099025 | -0.00093185 | 0.0040124 | 0.010202 | 0.0012318 | -0.046751 | -0.039967 | -0.037998 | 0.047351 | 0.040567 | 0.038598 | 94.7869 | -25.213 | -145.2131 | -85.2131 | 154.787 | 34.7869 | 1.1725 | 1.0294 | 0.95024 | 1.188 | 1.0458 | 0.96545 | 0.24667 | -129.1288 | 123.3821 | -0.056642 | -129.3301 | 122.959
Line3_1_5 | 0.1732 | 0.1732 | 0.17321 | 0.1732 | 0.1732 | 0.17321 | 0.04 | 0.04 | 0.04 | 0.04 | 0.04 | 0.04 | -0.0037124 | -0.0099025 | -0.00093185 | 0.0040124 | 0.010202 | 0.0012318 | -0.046751 | -0.039967 | -0.037998 | 0.047351 | 0.040567 | 0.038598 | 94.7869 | -25.213 | -145.2131 | -85.2131 | 154.787 | 34.7869 | 1.1725 | 1.0294 | 0.95024 | 1.188 | 1.0458 | 0.96545 | 0.24667 | -129.1288 | 123.3821 | -0.056642 | -129.3301 | 122.959
Line4_2_6 | 0.1732 | 2.028 | 2.0243 | 0.1732 | 2.028 | 2.0243 | 0.04 | 0.46834 | 0.46748 | 0.04 | 0.46834 | 0.46748 | -0.01677 | 0.39074 | -0.14693 | 0.01707 | -0.34961 | 0.18791 | -0.044511 | 0.13203 | 0.34945 | 0.045111 | -0.049773 | -0.2675 | 110.8069 | -155.5183 | 19.5833 | -69.1931 | 24.4817 | -160.4167 | 1.1891 | 0.88064 | 0.8109 | 1.2058 | 0.75401 | 0.69928 | 0.16214 | -136.8487 | 132.3881 | 0.079944 | -147.4158 | 144.6698
Line5_6_7 | 0.1732 | 2.028 | 2.0243 | 0.1732 | 2.028 | 2.0243 | 0.04 | 0.46834 | 0.46748 | 0.04 | 0.46834 | 0.46748 | -0.01707 | 0.34961 | -0.18791 | 0.01737 | -0.30848 | 0.22888 | -0.045111 | 0.049773 | 0.2675 | 0.045711 | 0.032481 | -0.18554 | 110.8069 | -155.5183 | 19.5833 | -69.1931 | 24.4817 | -160.4167 | 1.2058 | 0.75401 | 0.69928 | 1.2225 | 0.66231 | 0.63027 | 0.079944 | -147.4158 | 144.6698 | -5.5867e-06 | -161.529 | 160.5532
Line6_7_8 | 0 | 2.1742 | 2.1742 | 0 | 2.1742 | 2.1742 | 0 | 0.50212 | 0.50212 | 0 | 0.50212 | 0.50212 | 1.6475e-09 | 0.33195 | -0.2374 | -1.6475e-09 | -0.28467 | 0.28467 | 1.0157e-15 | -0.020181 | 0.20927 | -9.6973e-16 | 0.11473 | -0.11473 | 0 | -158.0499 | 21.9501 | 0 | 21.9501 | -158.0499 | 1.2225 | 0.66231 | 0.63027 | 1.2225 | 0.61125 | 0.61125 | -5.5867e-06 | -161.529 | 160.5532 | -5.6103e-06 | 180 | 180
Line7_8_9 | 0 | 0 | 0 | 0 | 0 | 0 | 0 | 0 | 0 | 0 | 0 | 0 | 5.4915e-10 | 1.3729e-10 | 1.3729e-10 | -5.4915e-10 | -1.3729e-10 | -1.3729e-10 | 3.0816e-16 | 2.1351e-09 | -2.1351e-09 | -3.5333e-16 | -2.1351e-09 | 2.1351e-09 | 0 | 0 | 0 | 0 | 0 | 0 | 1.2225 | 0.61125 | 0.61125 | 1.2225 | 0.61125 | 0.61125 | -5.6103e-06 | 180 | 180 | -5.6182e-06 | 180 | 180
Line8_8_10 | 0 | 0 | 0 | 0 | 0 | 0 | 0 | 0 | 0 | 0 | 0 | 0 | 5.4915e-10 | 1.3729e-10 | 1.3729e-10 | -5.4915e-10 | -1.3729e-10 | -1.3729e-10 | 3.5341e-16 | 2.1351e-09 | -2.1351e-09 | -3.9857e-16 | -2.1351e-09 | 2.1351e-09 | 0 | 0 | 0 | 0 | 0 | 0 | 1.2225 | 0.61125 | 0.61125 | 1.2225 | 0.61125 | 0.61125 | -5.6103e-06 | 180 | 180 | -5.6182e-06 | 180 | 180
Line9_3_11 | 0.1732 | 0.1732 | 0.17321 | 0.1732 | 0.1732 | 0.17321 | 0.04 | 0.04 | 0.04 | 0.04 | 0.04 | 0.04 | -0.0040124 | -0.010202 | -0.0012318 | 0.0043124 | 0.010502 | 0.0015318 | -0.047351 | -0.040567 | -0.038598 | 0.047951 | 0.041167 | 0.039198 | 94.7869 | -25.213 | -145.2131 | -85.2131 | 154.787 | 34.7869 | 1.188 | 1.0458 | 0.96545 | 1.2036 | 1.0621 | 0.98071 | -0.056642 | -129.3301 | 122.959 | -0.3521 | -129.5251 | 122.549

## LL_max_fault_6
name | pf_ikss_a_from_ka | pf_ikss_b_from_ka | pf_ikss_c_from_ka | pf_ikss_a_to_ka | pf_ikss_b_to_ka | pf_ikss_c_to_ka | pf_skss_a_from_mw | pf_skss_b_from_mw | pf_skss_c_from_mw | pf_skss_a_to_mw | pf_skss_b_to_mw | pf_skss_c_to_mw | pf_p_a_from_mw | pf_p_b_from_mw | pf_p_c_from_mw | pf_p_a_to_mw | pf_p_b_to_mw | pf_p_c_to_mw | pf_q_a_from_mvar | pf_q_b_from_mvar | pf_q_c_from_mvar | pf_q_a_to_mvar | pf_q_b_to_mvar | pf_q_c_to_mvar | pf_ikss_a_from_degree | pf_ikss_b_from_degree | pf_ikss_c_from_degree | pf_ikss_a_to_degree | pf_ikss_b_to_degree | pf_ikss_c_to_degree | pf_vm_a_from_pu | pf_vm_b_from_pu | pf_vm_c_from_pu | pf_vm_a_to_pu | pf_vm_b_to_pu | pf_vm_c_to_pu | pf_va_a_from_degree | pf_va_b_from_degree | pf_va_c_from_degree | pf_va_a_to_degree | pf_va_b_to_degree | pf_va_c_to_degree
Line0_1_2 | 0.1732 | 0.14433 | 0.10963 | 0.1732 | 0.14433 | 0.10963 | 0.04 | 0.033331 | 0.025317 | 0.04 | 0.033331 | 0.025317 | -0.015862 | -9.0948e-05 | -0.011781 | 0.016162 | 0.00029925 | 0.011901 | -0.041863 | -0.037227 | -0.025591 | 0.042463 | 0.037643 | 0.025831 | 111.0023 | -29.9213 | -125.0846 | -68.9977 | 150.0787 | 54.9154 | 1.1192 | 1.1169 | 1.1128 | 1.1359 | 1.1294 | 1.1234 | 0.24968 | -120.0613 | 120.1959 | 0.16401 | -120.3768 | 120.1784
Line10_11_12 | 0.1732 | 0.1732 | 0.17321 | 0.1732 | 0.1732 | 0.17321 | 0.04 | 0.04 | 0.04 | 0.04 | 0.04 | 0.04 | -0.0041416 | -0.0043761 | -0.0041631 | 0.0044416 | 0.0046761 | 0.0044631 | -0.045827 | -0.045716 | -0.045568 | 0.046427 | 0.046316 | 0.046168 | 94.7872 | -25.2128 | -145.2128 | -85.2128 | 154.7872 | 34.7872 | 1.1503 | 1.1481 | 1.144 | 1.166 | 1.1638 | 1.1596 | -0.3769 | -120.6806 | 119.5673 | -0.67761 | -120.9778 | 119.2656
Line11_12_13 | 0.1732 | 0.1732 | 0.17321 | 0.1732 | 0.1732 | 0.17321 | 0.04 | 0.04 | 0.04 | 0.04 | 0.04 | 0.04 | -0.0044416 | -0.0046761 | -0.0044631 | 0.0047416 | 0.0049761 | 0.0047631 | -0.046427 | -0.046316 | -0.046168 | 0.047027 | 0.046916 | 0.046768 | 94.7872 | -25.2128 | -145.2128 | -85.2128 | 154.7872 | 34.7872 | 1.166 | 1.1638 | 1.1596 | 1.1816 | 1.1795 | 1.1753 | -0.67761 | -120.9778 | 119.2656 | -0.97035 | -121.2671 | 118.9721
Line12_13_15 | 0 | 0 | 0 | 0 | 0 | 0 | 0 | 0 | 0 | 0 | 0 | 0 | 1.7129e-09 | 1.6833e-09 | 1.6215e-09 | -1.7129e-09 | -1.6833e-09 | -1.6215e-09 | 2.3113e-10 | 3.0125e-10 | 2.4352e-10 | -2.3113e-10 | -3.0125e-10 | -2.4352e-10 | 0 | 0 | 0 | 0 | 0 | 0 | 1.1816 | 1.1795 | 1.1753 | 1.1816 | 1.1795 | 1.1753 | -0.97035 | -121.2671 | 118.9721 | -0.97035 | -121.2671 | 118.9721
Line13_13_14 | 0.1732 | 0.1732 | 0.17321 | 0.1732 | 0.1732 | 0.17321 | 0.04 | 0.04 | 0.04 | 0.04 | 0.04 | 0.04 | -0.0047416 | -0.0049761 | -0.0047631 | 0.0050416 | 0.0052761 | 0.0050631 | -0.047027 | -0.046916 | -0.046768 | 0.047627 | 0.047516 | 0.047368 | 94.7872 | -25.2128 | -145.2128 | -85.2128 | 154.7872 | 34.7872 | 1.1816 | 1.1795 | 1.1753 | 1.1973 | 1.1952 | 1.191 | -0.97035 | -121.2671 | 118.9721 | -1.2554 | -121.5488 | 118.6862
Line14_15_16 | 0 | 0 | 0 | 0 | 0 | 0 | 0 | 0 | 0 | 0 | 0 | 0 | 1.1419e-09 | 1.1222e-09 | 1.081e-09 | -1.1419e-09 | -1.1222e-09 | -1.081e-09 | 1.5408e-10 | 2.0084e-10 | 1.6235e-10 | -1.5408e-10 | -2.0084e-10 | -1.6235e-10 | 0 | 0 | 0 | 0 | 0 | 0 | 1.1816 | 1.1795 | 1.1753 | 1.1816 | 1.1795 | 1.1753 | -0.97035 | -121.2671 | 118.9721 | -0.97035 | -121.2671 | 118.9721
Line15_16_17 | 0 | 0 | 0 | 0 | 0 | 0 | 0 | 0 | 0 | 0 | 0 | 0 | 5.7096e-10 | 5.6109e-10 | 5.405e-10 | -5.7096e-10 | -5.6109e-10 | -5.405e-10 | 7.7042e-11 | 1.0042e-10 | 8.1173e-11 | -7.7042e-11 | -1.0042e-10 | -8.1173e-11 | 0 | 0 | 0 | 0 | 0 | 0 | 1.1816 | 1.1795 | 1.1753 | 1.1816 | 1.1795 | 1.1753 | -0.97035 | -121.2671 | 118.9721 | -0.97035 | -121.2671 | 118.9721
Line16_4_18 | 0 | 0 | 0 | 0 | 0 | 0 | 0 | 0 | 0 | 0 | 0 | 0 | 3.5258e-10 | 3.4266e-10 | 3.2417e-10 | -3.5258e-10 | -3.4266e-10 | -3.2417e-10 | 5.1781e-12 | 2.8554e-11 | 9.3094e-12 | -5.1781e-12 | -2.8554e-11 | -9.3094e-12 | 0 | 0 | 0 | 0 | 0 | 0 | 1.1347 | 1.1325 | 1.1284 | 1.1347 | 1.1325 | 1.1284 | -0.067911 | -120.3752 | 119.8772 | -0.067911 | -120.3752 | 119.8772
Line17_5_19 | 0.1732 | 0.1732 | 0.17321 | 0.1732 | 0.1732 | 0.17321 | 0.04 | 0.04 | 0.04 | 0.04 | 0.04 | 0.04 | -0.0038416 | -0.0040761 | -0.0038631 | 0.0041416 | 0.0043761 | 0.0041631 | -0.045227 | -0.045116 | -0.044968 | 0.045827 | 0.045716 | 0.045568 | 94.7872 | -25.2128 | -145.2128 | -85.2128 | 154.7872 | 34.7872 | 1.1347 | 1.1325 | 1.1284 | 1.1503 | 1.1481 | 1.144 | -0.067911 | -120.3752 | 119.8772 | -0.3769 | -120.6806 | 119.5673
Line1_1_3 | 0.1732 | 0.1732 | 0.17321 | 0.1732 | 0.1732 | 0.17321 | 0.04 | 0.04 | 0.04 | 0.04 | 0.04 | 0.04 | -0.0035416 | -0.0037761 | -0.0035631 | 0.0038416 | 0.0040761 | 0.0038631 | -0.044627 | -0.044516 | -0.044368 | 0.045227 | 0.045116 | 0.044968 | 94.7872 | -25.2128 | -145.2128 | -85.2128 | 154.7872 | 34.7872 | 1.1192 | 1.1169 | 1.1128 | 1.1347 | 1.1325 | 1.1284 | 0.24968 | -120.0613 | 120.1959 | -0.067911 | -120.3752 | 119.8772
Line2_1_4 | 0.1732 | 0.1732 | 0.17321 | 0.1732 | 0.1732 | 0.17321 | 0.04 | 0.04 | 0.04 | 0.04 | 0.04 | 0.04 | -0.0035416 | -0.0037761 | -0.0035631 | 0.0038416 | 0.0040761 | 0.0038631 | -0.044627 | -0.044516 | -0.044368 | 0.045227 | 0.045116 | 0.044968 | 94.7872 | -25.2128 | -145.2128 | -85.2128 | 154.7872 | 34.7872 | 1.1192 | 1.1169 | 1.1128 | 1.1347 | 1.1325 | 1.1284 | 0.24968 | -120.0613 | 120.1959 | -0.067911 | -120.3752 | 119.8772
Line3_1_5 | 0.1732 | 0.1732 | 0.17321 | 0.1732 | 0.1732 | 0.17321 | 0.04 | 0.04 | 0.04 | 0.04 | 0.04 | 0.04 | -0.0035416 | -0.0037761 | -0.0035631 | 0.0038416 | 0.0040761 | 0.0038631 | -0.044627 | -0.044516 | -0.044368 | 0.045227 | 0.045116 | 0.044968 | 94.7872 | -25.2128 | -145.2128 | -85.2128 | 154.7872 | 34.7872 | 1.1192 | 1.1169 | 1.1128 | 1.1347 | 1.1325 | 1.1284 | 0.24968 | -120.0613 | 120.1959 | -0.067911 | -120.3752 | 119.8772
Line4_2_6 | 0.1732 | 0.14433 | 0.10963 | 0.1732 | 0.14433 | 0.10963 | 0.04 | 0.033331 | 0.025317 | 0.04 | 0.033331 | 0.025317 | -0.016162 | -0.00029925 | -0.011901 | 0.016462 | 0.00050755 | 0.012021 | -0.042463 | -0.037643 | -0.025831 | 0.043063 | 0.03806 | 0.026071 | 111.0023 | -29.9213 | -125.0846 | -68.9977 | 150.0787 | 54.9154 | 1.1359 | 1.1294 | 1.1234 | 1.1525 | 1.142 | 1.134 | 0.16401 | -120.3768 | 120.1784 | 0.080816 | -120.6853 | 120.1613
Line5_6_7 | 0.1732 | 0.14433 | 0.10963 | 0.1732 | 0.14433 | 0.10963 | 0.04 | 0.033331 | 0.025317 | 0.04 | 0.033331 | 0.025317 | -0.016462 | -0.00050755 | -0.012021 | 0.016762 | 0.00071585 | 0.012142 | -0.043063 | -0.03806 | -0.026071 | 0.043663 | 0.038477 | 0.026312 | 111.0023 | -29.9213 | -125.0846 | -68.9977 | 150.0787 | 54.9154 | 1.1525 | 1.142 | 1.134 | 1.1692 | 1.1546 | 1.1446 | 0.080816 | -120.6853 | 120.1613 | -2.3479e-07 | -120.9872 | 120.1445
Line6_7_8 | 0 | 0.064272 | 0.064272 | 0 | 0.064272 | 0.064272 | 0 | 0.014843 | 0.014843 | 0 | 0.014843 | 0.014843 | 1.5336e-09 | 0.016577 | 0.0041599 | -1.5336e-09 | -0.016536 | -0.0041186 | 8.0257e-17 | 0.0043473 | 0.016472 | -1.5534e-16 | -0.0042647 | -0.01639 | 0 | -135.6822 | 44.3178 | 0 | 44.3178 | -135.6822 | 1.1692 | 1.1546 | 1.1446 | 1.1692 | 1.1505 | 1.1385 | -2.3479e-07 | -120.9872 | 120.1445 | -2.5889e-07 | -121.2201 | 120.2117
Line7_8_9 | 0 | 0 | 0 | 0 | 0 | 0 | 0 | 0 | 0 | 0 | 0 | 0 | 5.1121e-10 | 4.2496e-10 | 3.6961e-10 | -5.1121e-10 | -4.2496e-10 | -3.6961e-10 | -2.3099e-18 | 9.4318e-11 | -1.6198e-11 | -5.1707e-17 | -9.4318e-11 | 1.6198e-11 | 0 | 0 | 0 | 0 | 0 | 0 | 1.1692 | 1.1505 | 1.1385 | 1.1692 | 1.1505 | 1.1385 | -2.5889e-07 | -121.2201 | 120.2117 | -2.6693e-07 | -121.2201 | 120.2117
Line8_8_10 | 0 | 0 | 0 | 0 | 0 | 0 | 0 | 0 | 0 | 0 | 0 | 0 | 5.1121e-10 | 4.2496e-10 | 3.6961e-10 | -5.1121e-10 | -4.2496e-10 | -3.6961e-10 | -1.3128e-17 | 9.4318e-11 | -1.6198e-11 | -1.2743e-16 | -9.4318e-11 | 1.6198e-11 | 0 | 0 | 0 | 0 | 0 | 0 | 1.1692 | 1.1505 | 1.1385 | 1.1692 | 1.1505 | 1.1385 | -2.5889e-07 | -121.2201 | 120.2117 | -2.6693e-07 | -121.2201 | 120.2117
Line9_3_11 | 0.1732 | 0.1732 | 0.17321 | 0.1732 | 0.1732 | 0.17321 | 0.04 | 0.04 | 0.04 | 0.04 | 0.04 | 0.04 | -0.0038416 | -0.0040761 | -0.0038631 | 0.0041416 | 0.0043761 | 0.0041631 | -0.045227 | -0.045116 | -0.044968 | 0.045827 | 0.045716 | 0.045568 | 94.7872 | -25.2128 | -145.2128 | -85.2128 | 154.7872 | 34.7872 | 1.1347 | 1.1325 | 1.1284 | 1.1503 | 1.1481 | 1.144 | -0.067911 | -120.3752 | 119.8772 | -0.3769 | -120.6806 | 119.5673

## LL_max_fault_10
name | pf_ikss_a_from_ka | pf_ikss_b_from_ka | pf_ikss_c_from_ka | pf_ikss_a_to_ka | pf_ikss_b_to_ka | pf_ikss_c_to_ka | pf_skss_a_from_mw | pf_skss_b_from_mw | pf_skss_c_from_mw | pf_skss_a_to_mw | pf_skss_b_to_mw | pf_skss_c_to_mw | pf_p_a_from_mw | pf_p_b_from_mw | pf_p_c_from_mw | pf_p_a_to_mw | pf_p_b_to_mw | pf_p_c_to_mw | pf_q_a_from_mvar | pf_q_b_from_mvar | pf_q_c_from_mvar | pf_q_a_to_mvar | pf_q_b_to_mvar | pf_q_c_to_mvar | pf_ikss_a_from_degree | pf_ikss_b_from_degree | pf_ikss_c_from_degree | pf_ikss_a_to_degree | pf_ikss_b_to_degree | pf_ikss_c_to_degree | pf_vm_a_from_pu | pf_vm_b_from_pu | pf_vm_c_from_pu | pf_vm_a_to_pu | pf_vm_b_to_pu | pf_vm_c_to_pu | pf_va_a_from_degree | pf_va_b_from_degree | pf_va_c_from_degree | pf_va_a_to_degree | pf_va_b_to_degree | pf_va_c_to_degree
Line0_1_2 | 0.1732 | 0.14377 | 0.10672 | 0.1732 | 0.14377 | 0.10672 | 0.04 | 0.033203 | 0.024647 | 0.04 | 0.033203 | 0.024647 | -0.01647 | 0.00079911 | -0.012005 | 0.01677 | -0.0005924 | 0.012119 | -0.043911 | -0.038838 | -0.026096 | 0.044511 | 0.039251 | 0.026324 | 110.8069 | -31.257 | -125.1064 | -69.1931 | 148.743 | 54.8936 | 1.1725 | 1.17 | 1.1655 | 1.1891 | 1.1823 | 1.1758 | 0.24667 | -120.0783 | 120.1905 | 0.16214 | -120.3923 | 120.1741
Line10_11_12 | 0.1732 | 0.1732 | 0.17321 | 0.1732 | 0.1732 | 0.17321 | 0.04 | 0.04 | 0.04 | 0.04 | 0.04 | 0.04 | -0.0043124 | -0.0045691 | -0.0043359 | 0.0046124 | 0.0048691 | 0.0046359 | -0.047951 | -0.04783 | -0.047668 | 0.048551 | 0.04843 | 0.048268 | 94.7869 | -25.2131 | -145.2131 | -85.2131 | 154.7869 | 34.7869 | 1.2036 | 1.2012 | 1.1966 | 1.2192 | 1.2169 | 1.2123 | -0.3521 | -120.6698 | 119.5897 | -0.63999 | -120.9542 | 119.3009
Line11_12_13 | 0.1732 | 0.1732 | 0.17321 | 0.1732 | 0.1732 | 0.17321 | 0.04 | 0.04 | 0.04 | 0.04 | 0.04 | 0.04 | -0.0046124 | -0.0048691 | -0.0046359 | 0.0049124 | 0.0051691 | 0.0049359 | -0.048551 | -0.04843 | -0.048268 | 0.049151 | 0.04903 | 0.048868 | 94.7869 | -25.2131 | -145.2131 | -85.2131 | 154.7869 | 34.7869 | 1.2192 | 1.2169 | 1.2123 | 1.2349 | 1.2325 | 1.2279 | -0.63999 | -120.9542 | 119.3009 | -0.92058 | -121.2314 | 119.0194
Line12_13_15 | 0 | 0 | 0 | 0 | 0 | 0 | 0 | 0 | 0 | 0 | 0 | 0 | 1.8345e-09 | 1.8005e-09 | 1.7301e-09 | -1.8345e-09 | -1.8005e-09 | -1.7301e-09 | 2.4007e-10 | 3.2049e-10 | 2.5427e-10 | -2.4007e-10 | -3.2049e-10 | -2.5427e-10 | 0 | 0 | 0 | 0 | 0 | 0 | 1.2349 | 1.2325 | 1.2279 | 1.2349 | 1.2325 | 1.2279 | -0.92058 | -121.2314 | 119.0194 | -0.92058 | -121.2314 | 119.0194
Line13_13_14 | 0.1732 | 0.1732 | 0.17321 | 0.1732 | 0.1732 | 0.17321 | 0.04 | 0.04 | 0.04 | 0.04 | 0.04 | 0.04 | -0.0049124 | -0.0051691 | -0.0049359 | 0.0052124 | 0.0054691 | 0.0052359 | -0.049151 | -0.04903 | -0.048868 | 0.049751 | 0.04963 | 0.049468 | 94.7869 | -25.2131 | -145.2131 | -85.2131 | 154.7869 | 34.7869 | 1.2349 | 1.2325 | 1.2279 | 1.2506 | 1.2483 | 1.2436 | -0.92058 | -121.2314 | 119.0194 | -1.1941 | -121.5015 | 118.7451
Line14_15_16 | 0 | 0 | 0 | 0 | 0 | 0 | 0 | 0 | 0 | 0 | 0 | 0 | 1.223e-09 | 1.2004e-09 | 1.1534e-09 | -1.223e-09 | -1.2004e-09 | -1.1534e-09 | 1.6005e-10 | 2.1366e-10 | 1.6951e-10 | -1.6005e-10 | -2.1366e-10 | -1.6951e-10 | 0 | 0 | 0 | 0 | 0 | 0 | 1.2349 | 1.2325 | 1.2279 | 1.2349 | 1.2325 | 1.2279 | -0.92058 | -121.2314 | 119.0194 | -0.92058 | -121.2314 | 119.0194
Line15_16_17 | 0 | 0 | 0 | 0 | 0 | 0 | 0 | 0 | 0 | 0 | 0 | 0 | 6.1149e-10 | 6.0018e-10 | 5.7671e-10 | -6.1149e-10 | -6.0018e-10 | -5.7671e-10 | 8.0024e-11 | 1.0683e-10 | 8.4756e-11 | -8.0024e-11 | -1.0683e-10 | -8.4757e-11 | 0 | 0 | 0 | 0 | 0 | 0 | 1.2349 | 1.2325 | 1.2279 | 1.2349 | 1.2325 | 1.2279 | -0.92058 | -121.2314 | 119.0194 | -0.92058 | -121.2314 | 119.0194
Line16_4_18 | 0 | 0 | 0 | 0 | 0 | 0 | 0 | 0 | 0 | 0 | 0 | 0 | 3.8345e-10 | 3.7208e-10 | 3.5091e-10 | -3.8345e-10 | -3.7208e-10 | -3.5091e-10 | 4.7365e-12 | 3.1543e-11 | 9.4693e-12 | -4.7366e-12 | -3.1543e-11 | -9.4694e-12 | 0 | 0 | 0 | 0 | 0 | 0 | 1.188 | 1.1856 | 1.181 | 1.188 | 1.1856 | 1.181 | -0.056638 | -120.378 | 119.8861 | -0.056638 | -120.378 | 119.8861
Line17_5_19 | 0.1732 | 0.1732 | 0.17321 | 0.1732 | 0.1732 | 0.17321 | 0.04 | 0.04 | 0.04 | 0.04 | 0.04 | 0.04 | -0.0040124 | -0.0042691 | -0.0040359 | 0.0043124 | 0.0045691 | 0.0043359 | -0.047351 | -0.04723 | -0.047069 | 0.047951 | 0.04783 | 0.047669 | 94.7869 | -25.2131 | -145.2131 | -85.2131 | 154.7869 | 34.7869 | 1.188 | 1.1856 | 1.181 | 1.2036 | 1.2012 | 1.1966 | -0.056638 | -120.378 | 119.8861 | -0.35209 | -120.6698 | 119.5897
Line1_1_3 | 0.1732 | 0.1732 | 0.17321 | 0.1732 | 0.1732 | 0.17321 | 0.04 | 0.04 | 0.04 | 0.04 | 0.04 | 0.04 | -0.0037124 | -0.0039691 | -0.0037359 | 0.0040124 | 0.0042691 | 0.0040359 | -0.046751 | -0.04663 | -0.046469 | 0.047351 | 0.04723 | 0.047069 | 94.7869 | -25.2131 | -145.2131 | -85.2131 | 154.7869 | 34.7869 | 1.1725 | 1.17 | 1.1655 | 1.188 | 1.1856 | 1.181 | 0.24667 | -120.0783 | 120.1905 | -0.056638 | -120.378 | 119.8861
Line2_1_4 | 0.1732 | 0.1732 | 0.17321 | 0.1732 | 0.1732 | 0.17321 | 0.04 | 0.04 | 0.04 | 0.04 | 0.04 | 0.04 | -0.0037124 | -0.0039691 | -0.0037359 | 0.0040124 | 0.0042691 | 0.0040359 | -0.046751 | -0.04663 | -0.046469 | 0.047351 | 0.04723 | 0.047069 | 94.7869 | -25.2131 | -145.2131 | -85.2131 | 154.7869 | 34.7869 | 1.1725 | 1.17 | 1.1655 | 1.188 | 1.1856 | 1.181 | 0.24667 | -120.0783 | 120.1905 | -0.056638 | -120.378 | 119.8861
Line3_1_5 | 0.1732 | 0.1732 | 0.17321 | 0.1732 | 0.1732 | 0.17321 | 0.04 | 0.04 | 0.04 | 0.04 | 0.04 | 0.04 | -0.0037124 | -0.0039691 | -0.0037359 | 0.0040124 | 0.0042691 | 0.0040359 | -0.046751 | -0.04663 | -0.046469 | 0.047351 | 0.04723 | 0.047069 | 94.7869 | -25.2131 | -145.2131 | -85.2131 | 154.7869 | 34.7869 | 1.1725 | 1.17 | 1.1655 | 1.188 | 1.1856 | 1.181 | 0.24667 | -120.0783 | 120.1905 | -0.056638 | -120.378 | 119.8861
Line4_2_6 | 0.1732 | 0.14377 | 0.10672 | 0.1732 | 0.14377 | 0.10672 | 0.04 | 0.033203 | 0.024647 | 0.04 | 0.033203 | 0.024647 | -0.01677 | 0.0005924 | -0.012119 | 0.01707 | -0.0003857 | 0.012232 | -0.044511 | -0.039251 | -0.026324 | 0.045111 | 0.039665 | 0.026552 | 110.8069 | -31.257 | -125.1064 | -69.1931 | 148.743 | 54.8936 | 1.1891 | 1.1823 | 1.1758 | 1.2058 | 1.1947 | 1.1861 | 0.16214 | -120.3923 | 120.1741 | 0.079948 | -120.6999 | 120.158
Line5_6_7 | 0.1732 | 0.14377 | 0.10672 | 0.1732 | 0.14377 | 0.10672 | 0.04 | 0.033203 | 0.024647 | 0.04 | 0.033203 | 0.024647 | -0.01707 | 0.0003857 | -0.012232 | 0.01737 | -0.000179 | 0.012346 | -0.045111 | -0.039665 | -0.026552 | 0.045711 | 0.040078 | 0.02678 | 110.8069 | -31.257 | -125.1064 | -69.1931 | 148.743 | 54.8936 | 1.2058 | 1.1947 | 1.1861 | 1.2225 | 1.2071 | 1.1964 | 0.079948 | -120.6999 | 120.158 | -2.4665e-07 | -121.0011 | 120.1422
Line6_7_8 | 0 | 0.067184 | 0.067184 | 0 | 0.067184 | 0.067184 | 0 | 0.015516 | 0.015516 | 0 | 0.015516 | 0.015516 | 1.6475e-09 | 0.018116 | 0.0045426 | -1.6475e-09 | -0.018071 | -0.0044975 | -3.4641e-16 | 0.00475 | 0.017999 | 2.6791e-16 | -0.0046598 | -0.017909 | 0 | -135.6932 | 44.3068 | 0 | 44.3068 | -135.6932 | 1.2225 | 1.2071 | 1.1964 | 1.2225 | 1.2028 | 1.1901 | -2.4665e-07 | -121.0011 | 120.1422 | -2.7033e-07 | -121.2341 | 120.2095
Line7_8_9 | 0 | 0 | 0 | 0 | 0 | 0 | 0 | 0 | 0 | 0 | 0 | 0 | 5.4915e-10 | 4.5454e-10 | 3.9317e-10 | -5.4915e-10 | -4.5454e-10 | -3.9317e-10 | 6.5272e-17 | 1.0448e-10 | -1.755e-11 | -1.8961e-16 | -1.0448e-10 | 1.755e-11 | 0 | 0 | 0 | 0 | 0 | 0 | 1.2225 | 1.2028 | 1.1901 | 1.2225 | 1.2028 | 1.1901 | -2.7033e-07 | -121.2341 | 120.2095 | -2.7823e-07 | -121.2341 | 120.2095
Line8_8_10 | 0 | 0 | 0 | 0 | 0 | 0 | 0 | 0 | 0 | 0 | 0 | 0 | 5.4915e-10 | 4.5454e-10 | 3.9317e-10 | -5.4915e-10 | -4.5454e-10 | -3.9317e-10 | -1.2701e-16 | 1.0448e-10 | -1.755e-11 | -1.9954e-17 | -1.0448e-10 | 1.755e-11 | 0 | 0 | 0 | 0 | 0 | 0 | 1.2225 | 1.2028 | 1.1901 | 1.2225 | 1.2028 | 1.1901 | -2.7033e-07 | -121.2341 | 120.2095 | -2.7823e-07 | -121.2341 | 120.2095
Line9_3_11 | 0.1732 | 0.1732 | 0.17321 | 0.1732 | 0.1732 | 0.17321 | 0.04 | 0.04 | 0.04 | 0.04 | 0.04 | 0.04 | -0.0040124 | -0.0042691 | -0.0040359 | 0.0043124 | 0.0045691 | 0.0043359 | -0.047351 | -0.04723 | -0.047069 | 0.047951 | 0.04783 | 0.047668 | 94.7869 | -25.2131 | -145.2131 | -85.2131 | 154.7869 | 34.7869 | 1.188 | 1.1856 | 1.181 | 1.2036 | 1.2012 | 1.1966 | -0.056638 | -120.378 | 119.8861 | -0.3521 | -120.6698 | 119.5897

## LL_min_6
name | pf_ikss_a_from_ka | pf_ikss_b_from_ka | pf_ikss_c_from_ka | pf_ikss_a_to_ka | pf_ikss_b_to_ka | pf_ikss_c_to_ka | pf_skss_a_from_mw | pf_skss_b_from_mw | pf_skss_c_from_mw | pf_skss_a_to_mw | pf_skss_b_to_mw | pf_skss_c_to_mw | pf_p_a_from_mw | pf_p_b_from_mw | pf_p_c_from_mw | pf_p_a_to_mw | pf_p_b_to_mw | pf_p_c_to_mw | pf_q_a_from_mvar | pf_q_b_from_mvar | pf_q_c_from_mvar | pf_q_a_to_mvar | pf_q_b_to_mvar | pf_q_c_to_mvar | pf_ikss_a_from_degree | pf_ikss_b_from_degree | pf_ikss_c_from_degree | pf_ikss_a_to_degree | pf_ikss_b_to_degree | pf_ikss_c_to_degree | pf_vm_a_from_pu | pf_vm_b_from_pu | pf_vm_c_from_pu | pf_vm_a_to_pu | pf_vm_b_to_pu | pf_vm_c_to_pu | pf_va_a_from_degree | pf_va_b_from_degree | pf_va_c_from_degree | pf_va_a_to_degree | pf_va_b_to_degree | pf_va_c_to_degree
Line0_1_2 | 0 | 1.455 | 1.455 | 0 | 1.455 | 1.455 | 0 | 0.33601 | 0.33601 | 0 | 0.33601 | 0.33601 | 3.5157e-17 | 0.28984 | 0.03533 | -3.5157e-17 | -0.24919 | 0.005316 | 2.2852e-16 | 0.073022 | 0.26569 | -2.2852e-16 | -0.030682 | -0.22336 | 0 | -142.8727 | 37.1273 | 0 | 37.1273 | -142.8727 | 0.95 | 0.88953 | 0.79769 | 0.95 | 0.74721 | 0.66491 | 9.8733e-14 | -128.7319 | 119.553 | 1.0482e-13 | -135.8534 | 128.4907
Line10_11_12 | 0 | 0 | 0 | 0 | 0 | 0 | 0 | 0 | 0 | 0 | 0 | 0 | 4.3946e-18 | -9.6789e-10 | -2.6725e-09 | 4.3946e-18 | 9.6789e-10 | 2.6725e-09 | 7.0314e-17 | 2.8224e-09 | 1.3007e-10 | -5.2736e-17 | -2.8224e-09 | -1.3007e-10 | 0 | 0 | 0 | 0 | 0 | 0 | 0.95 | 0.88953 | 0.79769 | 0.95 | 0.88953 | 0.79769 | 1.0309e-13 | -128.7319 | 119.553 | 1.0535e-13 | -128.7319 | 119.553
Line11_12_13 | 0 | 0 | 0 | 0 | 0 | 0 | 0 | 0 | 0 | 0 | 0 | 0 | -4.3946e-18 | -8.0657e-10 | -2.2271e-09 | 1.3184e-17 | 8.0657e-10 | 2.2271e-09 | 8.7893e-17 | 2.352e-09 | 1.0839e-10 | -8.7893e-17 | -2.352e-09 | -1.0839e-10 | 0 | 0 | 0 | 0 | 0 | 0 | 0.95 | 0.88953 | 0.79769 | 0.95 | 0.88953 | 0.79769 | 1.0535e-13 | -128.7319 | 119.553 | 1.0744e-13 | -128.7319 | 119.553
Line12_13_15 | 0 | 0 | 0 | 0 | 0 | 0 | 0 | 0 | 0 | 0 | 0 | 0 | 1.3184e-17 | -4.8394e-10 | -1.3362e-09 | 4.3946e-18 | 4.8394e-10 | 1.3362e-09 | 2.4722e-32 | 1.4112e-09 | 6.5035e-11 | 8.316e-33 | -1.4112e-09 | -6.5035e-11 | 0 | 0 | 0 | 0 | 0 | 0 | 0.95 | 0.88953 | 0.79769 | 0.95 | 0.88953 | 0.79769 | 1.0744e-13 | -128.7319 | 119.553 | 1.0842e-13 | -128.7319 | 119.553
Line13_13_14 | 0 | 0 | 0 | 0 | 0 | 0 | 0 | 0 | 0 | 0 | 0 | 0 | -3.2963e-32 | -1.6131e-10 | -4.4541e-10 | 8.7893e-18 | 1.6131e-10 | 4.4541e-10 | 1.7579e-17 | 4.7039e-10 | 2.1678e-11 | -3.5157e-17 | -4.7039e-10 | -2.1678e-11 | 0 | 0 | 0 | 0 | 0 | 0 | 0.95 | 0.88953 | 0.79769 | 0.95 | 0.88953 | 0.79769 | 1.0744e-13 | -128.7319 | 119.553 | 1.0737e-13 | -128.7319 | 119.553
Line14_15_16 | 0 | 0 | 0 | 0 | 0 | 0 | 0 | 0 | 0 | 0 | 0 | 0 | -1.7579e-17 | -3.2263e-10 | -8.9083e-10 | 2.6368e-17 | 3.2263e-10 | 8.9083e-10 | 3.5157e-17 | 9.4079e-10 | 4.3357e-11 | -3.5157e-17 | -9.4079e-10 | -4.3357e-11 | 0 | 0 | 0 | 0 | 0 | 0 | 0.95 | 0.88953 | 0.79769 | 0.95 | 0.88953 | 0.79769 | 1.0842e-13 | -128.7319 | 119.553 | 1.0923e-13 | -128.7319 | 119.553
Line15_16_17 | 0 | 0 | 0 | 0 | 0 | 0 | 0 | 0 | 0 | 0 | 0 | 0 | -8.7893e-18 | -1.6131e-10 | -4.4541e-10 | 8.7893e-18 | 1.6131e-10 | 4.4541e-10 | 1.7579e-17 | 4.7039e-10 | 2.1678e-11 | -3.5157e-17 | -4.7039e-10 | -2.1678e-11 | 0 | 0 | 0 | 0 | 0 | 0 | 0.95 | 0.88953 | 0.79769 | 0.95 | 0.88953 | 0.79769 | 1.0923e-13 | -128.7319 | 119.553 | 1.0946e-13 | -128.7319 | 119.553
Line16_4_18 | 0 | 0 | 0 | 0 | 0 | 0 | 0 | 0 | 0 | 0 | 0 | 0 | -1.3184e-17 | -1.6131e-10 | -4.4541e-10 | 1.3184e-17 | 1.6131e-10 | 4.4541e-10 | 1.7579e-17 | 4.7039e-10 | 2.1678e-11 | -3.5157e-17 | -4.7039e-10 | -2.1678e-11 | 0 | 0 | 0 | 0 | 0 | 0 | 0.95 | 0.88953 | 0.79769 | 0.95 | 0.88953 | 0.79769 | 9.9465e-14 | -128.7319 | 119.553 | 9.9701e-14 | -128.7319 | 119.553
Line17_5_19 | 0 | 0 | 0 | 0 | 0 | 0 | 0 | 0 | 0 | 0 | 0 | 0 | -1.3184e-17 | -1.6131e-10 | -4.4541e-10 | 1.3184e-17 | 1.6131e-10 | 4.4541e-10 | 1.7579e-17 | 4.7039e-10 | 2.1678e-11 | -3.5157e-17 | -4.7039e-10 | -2.1678e-11 | 0 | 0 | 0 | 0 | 0 | 0 | 0.95 | 0.88953 | 0.79769 | 0.95 | 0.88953 | 0.79769 | 9.9465e-14 | -128.7319 | 119.553 | 9.9701e-14 | -128.7319 | 119.553
Line1_1_3 | 0 | 0 | 0 | 0 | 0 | 0 | 0 | 0 | 0 | 0 | 0 | 0 | 3.0762e-17 | -1.2905e-09 | -3.5633e-09 | -2.1973e-17 | 1.2905e-09 | 3.5633e-09 | 7.0314e-17 | 3.7632e-09 | 1.7343e-10 | -8.7893e-17 | -3.7632e-09 | -1.7343e-10 | 0 | 0 | 0 | 0 | 0 | 0 | 0.95 | 0.88953 | 0.79769 | 0.95 | 0.88953 | 0.79769 | 9.8733e-14 | -128.7319 | 119.553 | 1.0083e-13 | -128.7319 | 119.553
Line2_1_4 | 0 | 0 | 0 | 0 | 0 | 0 | 0 | 0 | 0 | 0 | 0 | 0 | 4.3946e-18 | -3.2263e-10 | -8.9083e-10 | 4.3946e-18 | 3.2263e-10 | 8.9083e-10 | 1.7579e-17 | 9.4079e-10 | 4.3357e-11 | -5.2736e-17 | -9.4079e-10 | -4.3357e-11 | 0 | 0 | 0 | 0 | 0 | 0 | 0.95 | 0.88953 | 0.79769 | 0.95 | 0.88953 | 0.79769 | 9.8733e-14 | -128.7319 | 119.553 | 9.9465e-14 | -128.7319 | 119.553
Line3_1_5 | 0 | 0 | 0 | 0 | 0 | 0 | 0 | 0 | 0 | 0 | 0 | 0 | 4.3946e-18 | -3.2263e-10 | -8.9083e-10 | 4.3946e-18 | 3.2263e-10 | 8.9083e-10 | 1.7579e-17 | 9.4079e-10 | 4.3357e-11 | -5.2736e-17 | -9.4079e-10 | -4.3357e-11 | 0 | 0 | 0 | 0 | 0 | 0 | 0.95 | 0.88953 | 0.79769 | 0.95 | 0.88953 | 0.79769 | 9.8733e-14 | -128.7319 | 119.553 | 9.9465e-14 | -128.7319 | 119.553
Line4_2_6 | 0 | 1.455 | 1.455 | 0 | 1.455 | 1.455 | 0 | 0.33601 | 0.33601 | 0 | 0.33601 | 0.33601 | -1.0547e-16 | 0.24919 | -0.005316 | 7.0314e-17 | -0.20855 | 0.045962 | 2.8126e-16 | 0.030682 | 0.22336 | -2.8126e-16 | 0.011658 | -0.18102 | 0 | -142.8727 | 37.1273 | 0 | 37.1273 | -142.8727 | 0.95 | 0.74721 | 0.66491 | 0.95 | 0.62161 | 0.55581 | 1.0482e-13 | -135.8534 | 128.4907 | 1.113e-13 | -146.0722 | 141.3743
Line5_6_7 | 0 | 1.455 | 1.455 | 0 | 1.455 | 1.455 | 0 | 0.33601 | 0.33601 | 0 | 0.33601 | 0.33601 | -4.0975e-31 | 0.20855 | -0.045962 | 3.5851e-31 | -0.1679 | 0.086608 | 2.1094e-16 | -0.011658 | 0.18102 | -1.7579e-16 | 0.053997 | -0.13868 | 0 | -142.8727 | 37.1273 | 0 | 37.1273 | -142.8727 | 0.95 | 0.62161 | 0.55581 | 0.95 | 0.52489 | 0.48658 | 1.113e-13 | -146.0722 | 141.3743 | 1.1685e-13 | -160.7007 | 159.1134
Line6_7_8 | 0 | 1.455 | 1.455 | 0 | 1.455 | 1.455 | 0 | 0.33601 | 0.33601 | 0 | 0.33601 | 0.33601 | -7.0314e-17 | 0.1679 | -0.086608 | 7.0314e-17 | -0.12725 | 0.12725 | 3.5157e-16 | -0.053997 | 0.13868 | -3.5157e-16 | 0.096337 | -0.096337 | 0 | -142.8727 | 37.1273 | 0 | 37.1273 | -142.8727 | 0.95 | 0.52489 | 0.48658 | 0.95 | 0.475 | 0.475 | 1.1685e-13 | -160.7007 | 159.1134 | 1.2193e-13 | -180 | 180
Line7_8_9 | 0 | 0 | 0 | 0 | 0 | 0 | 0 | 0 | 0 | 0 | 0 | 0 | 7.0314e-17 | 3.5157e-17 | -1.4063e-16 | 0 | -1.022e-16 | 3.2761e-18 | 1.4964e-31 | 1.4329e-09 | -1.4329e-09 | 0 | -1.4329e-09 | 1.4329e-09 | 0 | 0 | 0 | 0 | 0 | 0 | 0.95 | 0.475 | 0.475 | 0.95 | 0.475 | 0.475 | 1.2193e-13 | -180 | 180 | 1.2084e-13 | -180 | 180
Line8_8_10 | 0 | 0 | 0 | 0 | 0 | 0 | 0 | 0 | 0 | 0 | 0 | 0 | 1.4063e-16 | -2.461e-16 | -1.4063e-16 | 0 | 1.439e-16 | 1.439e-16 | 2.9927e-31 | 1.4329e-09 | -1.4329e-09 | 0 | -1.4329e-09 | 1.4329e-09 | 0 | 0 | 0 | 0 | 0 | 0 | 0.95 | 0.475 | 0.475 | 0.95 | 0.475 | 0.475 | 1.2193e-13 | -180 | 180 | 1.23e-13 | -180 | 180
Line9_3_11 | 0 | 0 | 0 | 0 | 0 | 0 | 0 | 0 | 0 | 0 | 0 | 0 | 3.5157e-17 | -1.1292e-09 | -3.1179e-09 | -1.7579e-17 | 1.1292e-09 | 3.1179e-09 | 7.0314e-17 | 3.2928e-09 | 1.5175e-10 | -5.2736e-17 | -3.2928e-09 | -1.5175e-10 | 0 | 0 | 0 | 0 | 0 | 0 | 0.95 | 0.88953 | 0.79769 | 0.95 | 0.88953 | 0.79769 | 1.0083e-13 | -128.7319 | 119.553 | 1.0309e-13 | -128.7319 | 119.553

## LL_min_10
name | pf_ikss_a_from_ka | pf_ikss_b_from_ka | pf_ikss_c_from_ka | pf_ikss_a_to_ka | pf_ikss_b_to_ka | pf_ikss_c_to_ka | pf_skss_a_from_mw | pf_skss_b_from_mw | pf_skss_c_from_mw | pf_skss_a_to_mw | pf_skss_b_to_mw | pf_skss_c_to_mw | pf_p_a_from_mw | pf_p_b_from_mw | pf_p_c_from_mw | pf_p_a_to_mw | pf_p_b_to_mw | pf_p_c_to_mw | pf_q_a_from_mvar | pf_q_b_from_mvar | pf_q_c_from_mvar | pf_q_a_to_mvar | pf_q_b_to_mvar | pf_q_c_to_mvar | pf_ikss_a_from_degree | pf_ikss_b_from_degree | pf_ikss_c_from_degree | pf_ikss_a_to_degree | pf_ikss_b_to_degree | pf_ikss_c_to_degree | pf_vm_a_from_pu | pf_vm_b_from_pu | pf_vm_c_from_pu | pf_vm_a_to_pu | pf_vm_b_to_pu | pf_vm_c_to_pu | pf_va_a_from_degree | pf_va_b_from_degree | pf_va_c_from_degree | pf_va_a_to_degree | pf_va_b_to_degree | pf_va_c_to_degree
Line0_1_2 | 0 | 1.3784 | 1.3784 | 0 | 1.3784 | 1.3784 | 0 | 0.31833 | 0.31833 | 0 | 0.31833 | 0.31833 | 1.6653e-17 | 0.26013 | 0.031709 | 3.6671e-31 | -0.22365 | 0.0047711 | 2.3315e-16 | 0.065537 | 0.23846 | -1.9984e-16 | -0.027537 | -0.20046 | 0 | -142.8727 | 37.1273 | 0 | 37.1273 | -142.8727 | 0.9 | 0.84271 | 0.7557 | 0.9 | 0.70788 | 0.62991 | 9.892e-14 | -128.7319 | 119.553 | 1.0514e-13 | -135.8534 | 128.4907
Line10_11_12 | 0 | 0 | 0 | 0 | 0 | 0 | 0 | 0 | 0 | 0 | 0 | 0 | 4.1633e-18 | -8.6869e-10 | -2.3986e-09 | 4.1633e-18 | 8.6869e-10 | 2.3986e-09 | 6.6613e-17 | 2.5331e-09 | 1.1674e-10 | -8.3267e-17 | -2.5331e-09 | -1.1674e-10 | 0 | 0 | 0 | 0 | 0 | 0 | 0.9 | 0.84271 | 0.7557 | 0.9 | 0.84271 | 0.7557 | 1.0327e-13 | -128.7319 | 119.553 | 1.0554e-13 | -128.7319 | 119.553
Line11_12_13 | 0 | 0 | 0 | 0 | 0 | 0 | 0 | 0 | 0 | 0 | 0 | 0 | -1.6653e-17 | -7.2391e-10 | -1.9988e-09 | 1.6653e-17 | 7.2391e-10 | 1.9988e-09 | 6.6613e-17 | 2.1109e-09 | 9.7283e-11 | -8.3267e-17 | -2.1109e-09 | -9.7283e-11 | 0 | 0 | 0 | 0 | 0 | 0 | 0.9 | 0.84271 | 0.7557 | 0.9 | 0.84271 | 0.7557 | 1.0554e-13 | -128.7319 | 119.553 | 1.0763e-13 | -128.7319 | 119.553
Line12_13_15 | 0 | 0 | 0 | 0 | 0 | 0 | 0 | 0 | 0 | 0 | 0 | 0 | -8.3267e-18 | -4.3434e-10 | -1.1993e-09 | -3.1568e-32 | 4.3434e-10 | 1.1993e-09 | -1.6653e-17 | 1.2665e-09 | 5.837e-11 | 1.6653e-17 | -1.2665e-09 | -5.837e-11 | 0 | 0 | 0 | 0 | 0 | 0 | 0.9 | 0.84271 | 0.7557 | 0.9 | 0.84271 | 0.7557 | 1.0763e-13 | -128.7319 | 119.553 | 1.0861e-13 | -128.7319 | 119.553
Line13_13_14 | 0 | 0 | 0 | 0 | 0 | 0 | 0 | 0 | 0 | 0 | 0 | 0 | 3.1282e-32 | -1.4478e-10 | -3.9976e-10 | -8.3267e-18 | 1.4478e-10 | 3.9976e-10 | -1.6653e-17 | 4.2218e-10 | 1.9457e-11 | 1.6653e-17 | -4.2218e-10 | -1.9457e-11 | 0 | 0 | 0 | 0 | 0 | 0 | 0.9 | 0.84271 | 0.7557 | 0.9 | 0.84271 | 0.7557 | 1.0763e-13 | -128.7319 | 119.553 | 1.0756e-13 | -128.7319 | 119.553
Line14_15_16 | 0 | 0 | 0 | 0 | 0 | 0 | 0 | 0 | 0 | 0 | 0 | 0 | -1.249e-17 | -2.8956e-10 | -7.9952e-10 | 1.249e-17 | 2.8956e-10 | 7.9952e-10 | 3.3307e-17 | 8.4436e-10 | 3.8913e-11 | -3.3307e-17 | -8.4436e-10 | -3.8913e-11 | 0 | 0 | 0 | 0 | 0 | 0 | 0.9 | 0.84271 | 0.7557 | 0.9 | 0.84271 | 0.7557 | 1.0861e-13 | -128.7319 | 119.553 | 1.0941e-13 | -128.7319 | 119.553
Line15_16_17 | 0 | 0 | 0 | 0 | 0 | 0 | 0 | 0 | 0 | 0 | 0 | 0 | -2.0817e-17 | -1.4478e-10 | -3.9976e-10 | 1.249e-17 | 1.4478e-10 | 3.9976e-10 | -3.9752e-32 | 4.2218e-10 | 1.9457e-11 | 2.3903e-32 | -4.2218e-10 | -1.9457e-11 | 0 | 0 | 0 | 0 | 0 | 0 | 0.9 | 0.84271 | 0.7557 | 0.9 | 0.84271 | 0.7557 | 1.0941e-13 | -128.7319 | 119.553 | 1.0965e-13 | -128.7319 | 119.553
Line16_4_18 | 0 | 0 | 0 | 0 | 0 | 0 | 0 | 0 | 0 | 0 | 0 | 0 | -1.6653e-17 | -1.4478e-10 | -3.9976e-10 | 1.6653e-17 | 1.4478e-10 | 3.9976e-10 | -2.8964e-32 | 4.2218e-10 | 1.9457e-11 | -1.6653e-17 | -4.2218e-10 | -1.9457e-11 | 0 | 0 | 0 | 0 | 0 | 0 | 0.9 | 0.84271 | 0.7557 | 0.9 | 0.84271 | 0.7557 | 9.9652e-14 | -128.7319 | 119.553 | 9.9888e-14 | -128.7319 | 119.553
Line17_5_19 | 0 | 0 | 0 | 0 | 0 | 0 | 0 | 0 | 0 | 0 | 0 | 0 | -1.6653e-17 | -1.4478e-10 | -3.9976e-10 | 1.6653e-17 | 1.4478e-10 | 3.9976e-10 | -2.8964e-32 | 4.2218e-10 | 1.9457e-11 | -1.6653e-17 | -4.2218e-10 | -1.9457e-11 | 0 | 0 | 0 | 0 | 0 | 0 | 0.9 | 0.84271 | 0.7557 | 0.9 | 0.84271 | 0.7557 | 9.9652e-14 | -128.7319 | 119.553 | 9.9888e-14 | -128.7319 | 119.553
Line1_1_3 | 0 | 0 | 0 | 0 | 0 | 0 | 0 | 0 | 0 | 0 | 0 | 0 | 4.1633e-18 | -1.1582e-09 | -3.1981e-09 | -4.1633e-18 | 1.1582e-09 | 3.1981e-09 | 6.6613e-17 | 3.3775e-09 | 1.5565e-10 | -3.3307e-17 | -3.3775e-09 | -1.5565e-10 | 0 | 0 | 0 | 0 | 0 | 0 | 0.9 | 0.84271 | 0.7557 | 0.9 | 0.84271 | 0.7557 | 9.892e-14 | -128.7319 | 119.553 | 1.0101e-13 | -128.7319 | 119.553
Line2_1_4 | 0 | 0 | 0 | 0 | 0 | 0 | 0 | 0 | 0 | 0 | 0 | 0 | -3.3307e-17 | -2.8956e-10 | -7.9952e-10 | 3.3307e-17 | 2.8956e-10 | 7.9952e-10 | 1.6653e-17 | 8.4436e-10 | 3.8913e-11 | 5.7929e-32 | -8.4436e-10 | -3.8913e-11 | 0 | 0 | 0 | 0 | 0 | 0 | 0.9 | 0.84271 | 0.7557 | 0.9 | 0.84271 | 0.7557 | 9.892e-14 | -128.7319 | 119.553 | 9.9652e-14 | -128.7319 | 119.553
Line3_1_5 | 0 | 0 | 0 | 0 | 0 | 0 | 0 | 0 | 0 | 0 | 0 | 0 | -3.3307e-17 | -2.8956e-10 | -7.9952e-10 | 3.3307e-17 | 2.8956e-10 | 7.9952e-10 | 1.6653e-17 | 8.4436e-10 | 3.8913e-11 | 5.7929e-32 | -8.4436e-10 | -3.8913e-11 | 0 | 0 | 0 | 0 | 0 | 0 | 0.9 | 0.84271 | 0.7557 | 0.9 | 0.84271 | 0.7557 | 9.892e-14 | -128.7319 | 119.553 | 9.9652e-14 | -128.7319 | 119.553
Line4_2_6 | 0 | 1.3784 | 1.3784 | 0 | 1.3784 | 1.3784 | 0 | 0.31833 | 0.31833 | 0 | 0.31833 | 0.31833 | -4.2783e-31 | 0.22365 | -0.0047711 | 3.3307e-17 | -0.18717 | 0.041251 | 2.3315e-16 | 0.027537 | 0.20046 | -2.3315e-16 | 0.010463 | -0.16246 | 0 | -142.8727 | 37.1273 | 0 | 37.1273 | -142.8727 | 0.9 | 0.70788 | 0.62991 | 0.9 | 0.5889 | 0.52656 | 1.0514e-13 | -135.8534 | 128.4907 | 1.1173e-13 | -146.0722 | 141.3743
Line5_6_7 | 0 | 1.3784 | 1.3784 | 0 | 1.3784 | 1.3784 | 0 | 0.31833 | 0.31833 | 0 | 0.31833 | 0.31833 | -9.992e-17 | 0.18717 | -0.041251 | 1.3323e-16 | -0.15069 | 0.077731 | 1.9984e-16 | -0.010463 | 0.16246 | -2.3315e-16 | 0.048463 | -0.12446 | 0 | -142.8727 | 37.1273 | 0 | 37.1273 | -142.8727 | 0.9 | 0.5889 | 0.52656 | 0.9 | 0.49726 | 0.46097 | 1.1173e-13 | -146.0722 | 141.3743 | 1.1743e-13 | -160.7007 | 159.1134
Line6_7_8 | 0 | 1.3784 | 1.3784 | 0 | 1.3784 | 1.3784 | 0 | 0.31833 | 0.31833 | 0 | 0.31833 | 0.31833 | -2.7305e-31 | 0.15069 | -0.077731 | 2.8518e-31 | -0.11421 | 0.11421 | 1.3323e-16 | -0.048463 | 0.12446 | -1.3323e-16 | 0.086463 | -0.086463 | 0 | -142.8727 | 37.1273 | 0 | 37.1273 | -142.8727 | 0.9 | 0.49726 | 0.46097 | 0.9 | 0.45 | 0.45 | 1.1743e-13 | -160.7007 | 159.1134 | 1.2264e-13 | -180 | 180
Line7_8_9 | 0 | 0 | 0 | 0 | 0 | 0 | 0 | 0 | 0 | 0 | 0 | 0 | -6.6613e-17 | 6.6613e-17 | 2.6645e-16 | 1.4133e-31 | -9.698e-17 | 2.9403e-18 | 6.6613e-17 | 1.286e-09 | -1.286e-09 | -6.6613e-17 | -1.286e-09 | 1.286e-09 | 0 | 0 | 0 | 0 | 0 | 0 | 0.9 | 0.45 | 0.45 | 0.9 | 0.45 | 0.45 | 1.2264e-13 | -180 | 180 | 1.2156e-13 | -180 | 180
Line8_8_10 | 0 | 0 | 0 | 0 | 0 | 0 | 0 | 0 | 0 | 0 | 0 | 0 | 6.6613e-17 | -1.3323e-16 | -4.7911e-23 | -6.6613e-17 | 6.9554e-17 | 1.3617e-16 | 1.4259e-31 | 1.286e-09 | -1.286e-09 | -1.439e-31 | -1.286e-09 | 1.286e-09 | 0 | 0 | 0 | 0 | 0 | 0 | 0.9 | 0.45 | 0.45 | 0.9 | 0.45 | 0.45 | 1.2264e-13 | -180 | 180 | 1.2377e-13 | -180 | 180
Line9_3_11 | 0 | 0 | 0 | 0 | 0 | 0 | 0 | 0 | 0 | 0 | 0 | 0 | 1.6653e-17 | -1.0135e-09 | -2.7983e-09 | -1.6653e-17 | 1.0135e-09 | 2.7983e-09 | 4.996e-17 | 2.9553e-09 | 1.362e-10 | -4.996e-17 | -2.9553e-09 | -1.362e-10 | 0 | 0 | 0 | 0 | 0 | 0 | 0.9 | 0.84271 | 0.7557 | 0.9 | 0.84271 | 0.7557 | 1.0101e-13 | -128.7319 | 119.553 | 1.0327e-13 | -128.7319 | 119.553

## LL_min_fault_6
name | pf_ikss_a_from_ka | pf_ikss_b_from_ka | pf_ikss_c_from_ka | pf_ikss_a_to_ka | pf_ikss_b_to_ka | pf_ikss_c_to_ka | pf_skss_a_from_mw | pf_skss_b_from_mw | pf_skss_c_from_mw | pf_skss_a_to_mw | pf_skss_b_to_mw | pf_skss_c_to_mw | pf_p_a_from_mw | pf_p_b_from_mw | pf_p_c_from_mw | pf_p_a_to_mw | pf_p_b_to_mw | pf_p_c_to_mw | pf_q_a_from_mvar | pf_q_b_from_mvar | pf_q_c_from_mvar | pf_q_a_to_mvar | pf_q_b_to_mvar | pf_q_c_to_mvar | pf_ikss_a_from_degree | pf_ikss_b_from_degree | pf_ikss_c_from_degree | pf_ikss_a_to_degree | pf_ikss_b_to_degree | pf_ikss_c_to_degree | pf_vm_a_from_pu | pf_vm_b_from_pu | pf_vm_c_from_pu | pf_vm_a_to_pu | pf_vm_b_to_pu | pf_vm_c_to_pu | pf_va_a_from_degree | pf_va_b_from_degree | pf_va_c_from_degree | pf_va_a_to_degree | pf_va_b_to_degree | pf_va_c_to_degree
Line0_1_2 | 0 | 0.051843 | 0.051843 | 0 | 0.051843 | 0.051843 | 0 | 0.011973 | 0.011973 | 0 | 0.011973 | 0.011973 | 1.648e-18 | 0.010966 | 0.0028847 | -1.648e-18 | -0.010915 | -0.0028331 | 1.0987e-17 | 0.0029326 | 0.010936 | -9.8879e-18 | -0.0028788 | -0.010882 | 0 | -135.2796 | 44.7204 | 0 | 44.7204 | -135.2796 | 0.95 | 0.94815 | 0.94465 | 0.95 | 0.94283 | 0.93921 | 3.1095e-15 | -120.3084 | 119.9432 | 3.335e-15 | -120.5043 | 120.1275
Line10_11_12 | 0 | 0 | 0 | 0 | 0 | 0 | 0 | 0 | 0 | 0 | 0 | 0 | 7.5533e-19 | -3.8309e-11 | -1.1119e-10 | -4.8066e-19 | 3.8309e-11 | 1.1119e-10 | 2.1973e-18 | 1.0665e-10 | 1.9584e-11 | -2.7466e-18 | -1.0665e-10 | -1.9584e-11 | 0 | 0 | 0 | 0 | 0 | 0 | 0.95 | 0.94815 | 0.94465 | 0.95 | 0.94815 | 0.94465 | 3.25e-15 | -120.3084 | 119.9432 | 3.324e-15 | -120.3084 | 119.9432
Line11_12_13 | 0 | 0 | 0 | 0 | 0 | 0 | 0 | 0 | 0 | 0 | 0 | 0 | -4.8066e-19 | -3.1925e-11 | -9.2658e-11 | 4.8066e-19 | 3.1925e-11 | 9.2658e-11 | 2.7466e-18 | 8.8872e-11 | 1.632e-11 | -3.8453e-18 | -8.8872e-11 | -1.632e-11 | 0 | 0 | 0 | 0 | 0 | 0 | 0.95 | 0.94815 | 0.94465 | 0.95 | 0.94815 | 0.94465 | 3.324e-15 | -120.3084 | 119.9432 | 3.3943e-15 | -120.3084 | 119.9432
Line12_13_15 | 0 | 0 | 0 | 0 | 0 | 0 | 0 | 0 | 0 | 0 | 0 | 0 | -3.4333e-19 | -1.9155e-11 | -5.5595e-11 | 6.8666e-20 | 1.9155e-11 | 5.5595e-11 | 1.0987e-18 | 5.3323e-11 | 9.7921e-12 | -1.0987e-18 | -5.3323e-11 | -9.7921e-12 | 0 | 0 | 0 | 0 | 0 | 0 | 0.95 | 0.94815 | 0.94465 | 0.95 | 0.94815 | 0.94465 | 3.3943e-15 | -120.3084 | 119.9432 | 3.4309e-15 | -120.3084 | 119.9432
Line13_13_14 | 0 | 0 | 0 | 0 | 0 | 0 | 0 | 0 | 0 | 0 | 0 | 0 | 4.8066e-19 | -6.3849e-12 | -1.8532e-11 | -7.5533e-19 | 6.3849e-12 | 1.8532e-11 | 2.8476e-35 | 1.7774e-11 | 3.264e-12 | -4.4733e-35 | -1.7774e-11 | -3.264e-12 | 0 | 0 | 0 | 0 | 0 | 0 | 0.95 | 0.94815 | 0.94465 | 0.95 | 0.94815 | 0.94465 | 3.3943e-15 | -120.3084 | 119.9432 | 3.3932e-15 | -120.3084 | 119.9432
Line14_15_16 | 0 | 0 | 0 | 0 | 0 | 0 | 0 | 0 | 0 | 0 | 0 | 0 | -1.03e-18 | -1.277e-11 | -3.7063e-11 | 1.03e-18 | 1.277e-11 | 3.7063e-11 | 5.4933e-19 | 3.5549e-11 | 6.5281e-12 | 6.2256e-35 | -3.5549e-11 | -6.5281e-12 | 0 | 0 | 0 | 0 | 0 | 0 | 0.95 | 0.94815 | 0.94465 | 0.95 | 0.94815 | 0.94465 | 3.4309e-15 | -120.3084 | 119.9432 | 3.4632e-15 | -120.3084 | 119.9432
Line15_16_17 | 0 | 0 | 0 | 0 | 0 | 0 | 0 | 0 | 0 | 0 | 0 | 0 | -2.06e-19 | -6.3849e-12 | -1.8532e-11 | 2.06e-19 | 6.3849e-12 | 1.8532e-11 | 5.4933e-19 | 1.7774e-11 | 3.264e-12 | 1.2495e-35 | -1.7774e-11 | -3.264e-12 | 0 | 0 | 0 | 0 | 0 | 0 | 0.95 | 0.94815 | 0.94465 | 0.95 | 0.94815 | 0.94465 | 3.4632e-15 | -120.3084 | 119.9432 | 3.4752e-15 | -120.3084 | 119.9432
Line16_4_18 | 0 | 0 | 0 | 0 | 0 | 0 | 0 | 0 | 0 | 0 | 0 | 0 | -5.4933e-19 | -6.3849e-12 | -1.8532e-11 | 2.7466e-19 | 6.3849e-12 | 1.8532e-11 | 1.648e-18 | 1.7775e-11 | 3.264e-12 | -1.0987e-18 | -1.7774e-11 | -3.264e-12 | 0 | 0 | 0 | 0 | 0 | 0 | 0.95 | 0.94815 | 0.94465 | 0.95 | 0.94815 | 0.94465 | 3.1395e-15 | -120.3084 | 119.9432 | 3.1515e-15 | -120.3084 | 119.9432
Line17_5_19 | 0 | 0 | 0 | 0 | 0 | 0 | 0 | 0 | 0 | 0 | 0 | 0 | -5.4933e-19 | -6.3849e-12 | -1.8532e-11 | 2.7466e-19 | 6.3849e-12 | 1.8532e-11 | 1.648e-18 | 1.7775e-11 | 3.264e-12 | -1.0987e-18 | -1.7774e-11 | -3.264e-12 | 0 | 0 | 0 | 0 | 0 | 0 | 0.95 | 0.94815 | 0.94465 | 0.95 | 0.94815 | 0.94465 | 3.1395e-15 | -120.3084 | 119.9432 | 3.1515e-15 | -120.3084 | 119.9432
Line1_1_3 | 0 | 0 | 0 | 0 | 0 | 0 | 0 | 0 | 0 | 0 | 0 | 0 | 1.3733e-18 | -5.1079e-11 | -1.4825e-10 | -1.3733e-18 | 5.1079e-11 | 1.4825e-10 | 3.8453e-18 | 1.422e-10 | 2.6112e-11 | -3.296e-18 | -1.422e-10 | -2.6112e-11 | 0 | 0 | 0 | 0 | 0 | 0 | 0.95 | 0.94815 | 0.94465 | 0.95 | 0.94815 | 0.94465 | 3.1095e-15 | -120.3084 | 119.9432 | 3.1773e-15 | -120.3084 | 119.9432
Line2_1_4 | 0 | 0 | 0 | 0 | 0 | 0 | 0 | 0 | 0 | 0 | 0 | 0 | -7.5533e-19 | -1.277e-11 | -3.7063e-11 | 7.5533e-19 | 1.277e-11 | 3.7063e-11 | 1.648e-18 | 3.5549e-11 | 6.5281e-12 | -1.0987e-18 | -3.5549e-11 | -6.5281e-12 | 0 | 0 | 0 | 0 | 0 | 0 | 0.95 | 0.94815 | 0.94465 | 0.95 | 0.94815 | 0.94465 | 3.1095e-15 | -120.3084 | 119.9432 | 3.1395e-15 | -120.3084 | 119.9432
Line3_1_5 | 0 | 0 | 0 | 0 | 0 | 0 | 0 | 0 | 0 | 0 | 0 | 0 | -7.5533e-19 | -1.277e-11 | -3.7063e-11 | 7.5533e-19 | 1.277e-11 | 3.7063e-11 | 1.648e-18 | 3.5549e-11 | 6.5281e-12 | -1.0987e-18 | -3.5549e-11 | -6.5281e-12 | 0 | 0 | 0 | 0 | 0 | 0 | 0.95 | 0.94815 | 0.94465 | 0.95 | 0.94815 | 0.94465 | 3.1095e-15 | -120.3084 | 119.9432 | 3.1395e-15 | -120.3084 | 119.9432
Line4_2_6 | 0 | 0.051843 | 0.051843 | 0 | 0.051843 | 0.051843 | 0 | 0.011973 | 0.011973 | 0 | 0.011973 | 0.011973 | -1.0987e-18 | 0.010915 | 0.0028331 | 1.0987e-18 | -0.010863 | -0.0027815 | 9.8879e-18 | 0.0028788 | 0.010882 | -1.0987e-17 | -0.0028251 | -0.010828 | 0 | -135.2796 | 44.7204 | 0 | 44.7204 | -135.2796 | 0.95 | 0.94283 | 0.93921 | 0.95 | 0.93752 | 0.93379 | 3.335e-15 | -120.5043 | 120.1275 | 3.5695e-15 | -120.7024 | 120.3141
Line5_6_7 | 0 | 0.051843 | 0.051843 | 0 | 0.051843 | 0.051843 | 0 | 0.011973 | 0.011973 | 0 | 0.011973 | 0.011973 | 3.296e-18 | 0.010863 | 0.0027815 | -1.0987e-18 | -0.010812 | -0.0027299 | 8.7893e-18 | 0.0028251 | 0.010828 | -8.7893e-18 | -0.0027713 | -0.010775 | 0 | -135.2796 | 44.7204 | 0 | 44.7204 | -135.2796 | 0.95 | 0.93752 | 0.93379 | 0.95 | 0.93223 | 0.92837 | 3.5695e-15 | -120.7024 | 120.3141 | 3.7753e-15 | -120.9028 | 120.5028
Line6_7_8 | 0 | 0.051843 | 0.051843 | 0 | 0.051843 | 0.051843 | 0 | 0.011973 | 0.011973 | 0 | 0.011973 | 0.011973 | -4.3435e-34 | 0.010812 | 0.0027299 | 2.1973e-18 | -0.01076 | -0.0026783 | 6.5919e-18 | 0.0027713 | 0.010775 | -8.7893e-18 | -0.0027175 | -0.010721 | 0 | -135.2796 | 44.7204 | 0 | 44.7204 | -135.2796 | 0.95 | 0.93223 | 0.92837 | 0.95 | 0.92694 | 0.92297 | 3.7753e-15 | -120.9028 | 120.5028 | 3.9801e-15 | -121.1055 | 120.6937
Line7_8_9 | 0 | 0 | 0 | 0 | 0 | 0 | 0 | 0 | 0 | 0 | 0 | 0 | -3.0528e-34 | -7.7759e-11 | -9.1252e-11 | 4.5407e-34 | 7.7759e-11 | 9.1252e-11 | 4.3946e-18 | 6.2294e-11 | -3.8923e-11 | -6.5919e-18 | -6.2294e-11 | 3.8923e-11 | 0 | 0 | 0 | 0 | 0 | 0 | 0.95 | 0.92694 | 0.92297 | 0.95 | 0.92694 | 0.92297 | 3.9801e-15 | -121.1055 | 120.6937 | 3.9467e-15 | -121.1055 | 120.6937
Line8_8_10 | 0 | 0 | 0 | 0 | 0 | 0 | 0 | 0 | 0 | 0 | 0 | 0 | 2.1973e-18 | -7.7759e-11 | -9.1252e-11 | -2.1973e-18 | 7.7759e-11 | 9.1252e-11 | 4.3946e-18 | 6.2294e-11 | -3.8923e-11 | -6.5919e-18 | -6.2294e-11 | 3.8923e-11 | 0 | 0 | 0 | 0 | 0 | 0 | 0.95 | 0.92694 | 0.92297 | 0.95 | 0.92694 | 0.92297 | 3.9801e-15 | -121.1055 | 120.6937 | 4.0305e-15 | -121.1055 | 120.6937
Line9_3_11 | 0 | 0 | 0 | 0 | 0 | 0 | 0 | 0 | 0 | 0 | 0 | 0 | 1.5793e-18 | -4.4694e-11 | -1.2972e-10 | -1.854e-18 | 4.4694e-11 | 1.2972e-10 | 2.1973e-18 | 1.2442e-10 | 2.2848e-11 | -2.1973e-18 | -1.2442e-10 | -2.2848e-11 | 0 | 0 | 0 | 0 | 0 | 0 | 0.95 | 0.94815 | 0.94465 | 0.95 | 0.94815 | 0.94465 | 3.1773e-15 | -120.3084 | 119.9432 | 3.25e-15 | -120.3084 | 119.9432

## LL_min_fault_10
name | pf_ikss_a_from_ka | pf_ikss_b_from_ka | pf_ikss_c_from_ka | pf_ikss_a_to_ka | pf_ikss_b_to_ka | pf_ikss_c_to_ka | pf_skss_a_from_mw | pf_skss_b_from_mw | pf_skss_c_from_mw | pf_skss_a_to_mw | pf_skss_b_to_mw | pf_skss_c_to_mw | pf_p_a_from_mw | pf_p_b_from_mw | pf_p_c_from_mw | pf_p_a_to_mw | pf_p_b_to_mw | pf_p_c_to_mw | pf_q_a_from_mvar | pf_q_b_from_mvar | pf_q_c_from_mvar | pf_q_a_to_mvar | pf_q_b_to_mvar | pf_q_c_to_mvar | pf_ikss_a_from_degree | pf_ikss_b_from_degree | pf_ikss_c_from_degree | pf_ikss_a_to_degree | pf_ikss_b_to_degree | pf_ikss_c_to_degree | pf_vm_a_from_pu | pf_vm_b_from_pu | pf_vm_c_from_pu | pf_vm_a_to_pu | pf_vm_b_to_pu | pf_vm_c_to_pu | pf_va_a_from_degree | pf_va_b_from_degree | pf_va_c_from_degree | pf_va_a_to_degree | pf_va_b_to_degree | pf_va_c_to_degree
Line0_1_2 | 0 | 0.049114 | 0.049114 | 0 | 0.049114 | 0.049114 | 0 | 0.011342 | 0.011342 | 0 | 0.011342 | 0.011342 | 2.0817e-18 | 0.0098425 | 0.002589 | -2.0817e-18 | -0.0097961 | -0.0025427 | 9.3675e-18 | 0.002632 | 0.009815 | -1.0408e-17 | -0.0025837 | -0.0097667 | 0 | -135.2796 | 44.7204 | 0 | 44.7204 | -135.2796 | 0.9 | 0.89825 | 0.89493 | 0.9 | 0.89321 | 0.88978 | 3.1062e-15 | -120.3084 | 119.9432 | 3.3562e-15 | -120.5043 | 120.1275
Line10_11_12 | 0 | 0 | 0 | 0 | 0 | 0 | 0 | 0 | 0 | 0 | 0 | 0 | 3.2526e-19 | -3.4383e-11 | -9.9793e-11 | -3.2526e-19 | 3.4383e-11 | 9.9793e-11 | 3.1225e-18 | 9.5716e-11 | 1.7577e-11 | -2.6021e-18 | -9.5716e-11 | -1.7577e-11 | 0 | 0 | 0 | 0 | 0 | 0 | 0.9 | 0.89825 | 0.89493 | 0.9 | 0.89825 | 0.89493 | 3.2467e-15 | -120.3084 | 119.9432 | 3.3206e-15 | -120.3084 | 119.9432
Line11_12_13 | 0 | 0 | 0 | 0 | 0 | 0 | 0 | 0 | 0 | 0 | 0 | 0 | -4.5536e-19 | -2.8652e-11 | -8.3161e-11 | 4.5536e-19 | 2.8652e-11 | 8.3161e-11 | 2.6021e-18 | 7.9764e-11 | 1.4648e-11 | -2.6021e-18 | -7.9764e-11 | -1.4648e-11 | 0 | 0 | 0 | 0 | 0 | 0 | 0.9 | 0.89825 | 0.89493 | 0.9 | 0.89825 | 0.89493 | 3.3206e-15 | -120.3084 | 119.9432 | 3.391e-15 | -120.3084 | 119.9432
Line12_13_15 | 0 | 0 | 0 | 0 | 0 | 0 | 0 | 0 | 0 | 0 | 0 | 0 | -1.301e-19 | -1.7191e-11 | -4.9896e-11 | 1.301e-19 | 1.7191e-11 | 4.9896e-11 | 5.2042e-19 | 4.7858e-11 | 8.7885e-12 | -5.2042e-19 | -4.7858e-11 | -8.7885e-12 | 0 | 0 | 0 | 0 | 0 | 0 | 0.9 | 0.89825 | 0.89493 | 0.9 | 0.89825 | 0.89493 | 3.391e-15 | -120.3084 | 119.9432 | 3.4276e-15 | -120.3084 | 119.9432
Line13_13_14 | 0 | 0 | 0 | 0 | 0 | 0 | 0 | 0 | 0 | 0 | 0 | 0 | 1.301e-19 | -5.7305e-12 | -1.6632e-11 | -1.301e-19 | 5.7305e-12 | 1.6632e-11 | -5.2042e-19 | 1.5953e-11 | 2.9295e-12 | -5.2042e-19 | -1.5953e-11 | -2.9295e-12 | 0 | 0 | 0 | 0 | 0 | 0 | 0.9 | 0.89825 | 0.89493 | 0.9 | 0.89825 | 0.89493 | 3.391e-15 | -120.3084 | 119.9432 | 3.3899e-15 | -120.3084 | 119.9432
Line14_15_16 | 0 | 0 | 0 | 0 | 0 | 0 | 0 | 0 | 0 | 0 | 0 | 0 | -6.5052e-19 | -1.1461e-11 | -3.3264e-11 | 3.9031e-19 | 1.1461e-11 | 3.3264e-11 | 1.5613e-18 | 3.1905e-11 | 5.859e-12 | -1.5613e-18 | -3.1905e-11 | -5.859e-12 | 0 | 0 | 0 | 0 | 0 | 0 | 0.9 | 0.89825 | 0.89493 | 0.9 | 0.89825 | 0.89493 | 3.4276e-15 | -120.3084 | 119.9432 | 3.4598e-15 | -120.3084 | 119.9432
Line15_16_17 | 0 | 0 | 0 | 0 | 0 | 0 | 0 | 0 | 0 | 0 | 0 | 0 | -4.5536e-19 | -5.7305e-12 | -1.6632e-11 | -6.5052e-20 | 5.7305e-12 | 1.6632e-11 | 1.0408e-18 | 1.5953e-11 | 2.9295e-12 | -5.2042e-19 | -1.5953e-11 | -2.9295e-12 | 0 | 0 | 0 | 0 | 0 | 0 | 0.9 | 0.89825 | 0.89493 | 0.9 | 0.89825 | 0.89493 | 3.4598e-15 | -120.3084 | 119.9432 | 3.4719e-15 | -120.3084 | 119.9432
Line16_4_18 | 0 | 0 | 0 | 0 | 0 | 0 | 0 | 0 | 0 | 0 | 0 | 0 | -2.6021e-19 | -5.7305e-12 | -1.6632e-11 | -2.8595e-35 | 5.7305e-12 | 1.6632e-11 | -1.0408e-18 | 1.5953e-11 | 2.9295e-12 | 5.2042e-19 | -1.5953e-11 | -2.9295e-12 | 0 | 0 | 0 | 0 | 0 | 0 | 0.9 | 0.89825 | 0.89493 | 0.9 | 0.89825 | 0.89493 | 3.1361e-15 | -120.3084 | 119.9432 | 3.1482e-15 | -120.3084 | 119.9432
Line17_5_19 | 0 | 0 | 0 | 0 | 0 | 0 | 0 | 0 | 0 | 0 | 0 | 0 | -2.6021e-19 | -5.7305e-12 | -1.6632e-11 | -2.8595e-35 | 5.7305e-12 | 1.6632e-11 | -1.0408e-18 | 1.5953e-11 | 2.9295e-12 | 5.2042e-19 | -1.5953e-11 | -2.9295e-12 | 0 | 0 | 0 | 0 | 0 | 0 | 0.9 | 0.89825 | 0.89493 | 0.9 | 0.89825 | 0.89493 | 3.1361e-15 | -120.3084 | 119.9432 | 3.1482e-15 | -120.3084 | 119.9432
Line1_1_3 | 0 | 0 | 0 | 0 | 0 | 0 | 0 | 0 | 0 | 0 | 0 | 0 | 1.6914e-18 | -4.5844e-11 | -1.3306e-10 | -1.6914e-18 | 4.5844e-11 | 1.3306e-10 | 3.1225e-18 | 1.2762e-10 | 2.3436e-11 | -2.6021e-18 | -1.2762e-10 | -2.3436e-11 | 0 | 0 | 0 | 0 | 0 | 0 | 0.9 | 0.89825 | 0.89493 | 0.9 | 0.89825 | 0.89493 | 3.1062e-15 | -120.3084 | 119.9432 | 3.174e-15 | -120.3084 | 119.9432
Line2_1_4 | 0 | 0 | 0 | 0 | 0 | 0 | 0 | 0 | 0 | 0 | 0 | 0 | 1.301e-19 | -1.1461e-11 | -3.3264e-11 | -1.301e-19 | 1.1461e-11 | 3.3264e-11 | 5.2042e-19 | 3.1905e-11 | 5.859e-12 | -1.0408e-18 | -3.1905e-11 | -5.859e-12 | 0 | 0 | 0 | 0 | 0 | 0 | 0.9 | 0.89825 | 0.89493 | 0.9 | 0.89825 | 0.89493 | 3.1062e-15 | -120.3084 | 119.9432 | 3.1361e-15 | -120.3084 | 119.9432
Line3_1_5 | 0 | 0 | 0 | 0 | 0 | 0 | 0 | 0 | 0 | 0 | 0 | 0 | 1.301e-19 | -1.1461e-11 | -3.3264e-11 | -1.301e-19 | 1.1461e-11 | 3.3264e-11 | 5.2042e-19 | 3.1905e-11 | 5.859e-12 | -1.0408e-18 | -3.1905e-11 | -5.859e-12 | 0 | 0 | 0 | 0 | 0 | 0 | 0.9 | 0.89825 | 0.89493 | 0.9 | 0.89825 | 0.89493 | 3.1062e-15 | -120.3084 | 119.9432 | 3.1361e-15 | -120.3084 | 119.9432
Line4_2_6 | 0 | 0.049114 | 0.049114 | 0 | 0.049114 | 0.049114 | 0 | 0.011342 | 0.011342 | 0 | 0.011342 | 0.011342 | 2.0817e-18 | 0.0097961 | 0.0025427 | -3.1225e-18 | -0.0097498 | -0.0024964 | 7.2858e-18 | 0.0025837 | 0.0097667 | -8.3267e-18 | -0.0025355 | -0.0097185 | 0 | -135.2796 | 44.7204 | 0 | 44.7204 | -135.2796 | 0.9 | 0.89321 | 0.88978 | 0.9 | 0.88818 | 0.88464 | 3.3562e-15 | -120.5043 | 120.1275 | 3.6118e-15 | -120.7024 | 120.3141
Line5_6_7 | 0 | 0.049114 | 0.049114 | 0 | 0.049114 | 0.049114 | 0 | 0.011342 | 0.011342 | 0 | 0.011342 | 0.011342 | 1.0408e-18 | 0.0097498 | 0.0024964 | 1.0408e-18 | -0.0097035 | -0.0024501 | 8.3267e-18 | 0.0025355 | 0.0097185 | -8.3267e-18 | -0.0024873 | -0.0096702 | 0 | -135.2796 | 44.7204 | 0 | 44.7204 | -135.2796 | 0.9 | 0.88818 | 0.88464 | 0.9 | 0.88316 | 0.87951 | 3.6118e-15 | -120.7024 | 120.3141 | 3.8385e-15 | -120.9028 | 120.5028
Line6_7_8 | 0 | 0.049114 | 0.049114 | 0 | 0.049114 | 0.049114 | 0 | 0.011342 | 0.011342 | 0 | 0.011342 | 0.011342 | -2.0817e-18 | 0.0097035 | 0.0024501 | 8.8596e-34 | -0.0096572 | -0.0024038 | 1.249e-17 | 0.0024873 | 0.0096702 | -1.249e-17 | -0.002439 | -0.009622 | 0 | -135.2796 | 44.7204 | 0 | 44.7204 | -135.2796 | 0.9 | 0.88316 | 0.87951 | 0.9 | 0.87816 | 0.87439 | 3.8385e-15 | -120.9028 | 120.5028 | 4.0642e-15 | -121.1055 | 120.6937
Line7_8_9 | 0 | 0 | 0 | 0 | 0 | 0 | 0 | 0 | 0 | 0 | 0 | 0 | 0 | -6.9789e-11 | -8.1899e-11 | -2.0817e-18 | 6.9789e-11 | 8.1899e-11 | 0 | 5.5909e-11 | -3.4934e-11 | -2.0817e-18 | -5.5909e-11 | 3.4934e-11 | 0 | 0 | 0 | 0 | 0 | 0 | 0.9 | 0.87816 | 0.87439 | 0.9 | 0.87816 | 0.87439 | 4.0642e-15 | -121.1055 | 120.6937 | 4.0307e-15 | -121.1055 | 120.6937
Line8_8_10 | 0 | 0 | 0 | 0 | 0 | 0 | 0 | 0 | 0 | 0 | 0 | 0 | -2.0817e-18 | -6.9789e-11 | -8.1899e-11 | 2.9908e-34 | 6.9789e-11 | 8.1899e-11 | 4.1633e-18 | 5.5909e-11 | -3.4934e-11 | -4.1633e-18 | -5.5909e-11 | 3.4934e-11 | 0 | 0 | 0 | 0 | 0 | 0 | 0.9 | 0.87816 | 0.87439 | 0.9 | 0.87816 | 0.87439 | 4.0642e-15 | -121.1055 | 120.6937 | 4.1159e-15 | -121.1055 | 120.6937
Line9_3_11 | 0 | 0 | 0 | 0 | 0 | 0 | 0 | 0 | 0 | 0 | 0 | 0 | 3.9031e-19 | -4.0113e-11 | -1.1643e-10 | -3.9031e-19 | 4.0113e-11 | 1.1643e-10 | 2.0817e-18 | 1.1167e-10 | 2.0507e-11 | -2.0817e-18 | -1.1167e-10 | -2.0507e-11 | 0 | 0 | 0 | 0 | 0 | 0 | 0.9 | 0.89825 | 0.89493 | 0.9 | 0.89825 | 0.89493 | 3.174e-15 | -120.3084 | 119.9432 | 3.2467e-15 | -120.3084 | 119.9432

## LG_max_6
name | pf_ikss_a_from_ka | pf_ikss_b_from_ka | pf_ikss_c_from_ka | pf_ikss_a_to_ka | pf_ikss_b_to_ka | pf_ikss_c_to_ka | pf_skss_a_from_mw | pf_skss_b_from_mw | pf_skss_c_from_mw | pf_skss_a_to_mw | pf_skss_b_to_mw | pf_skss_c_to_mw | pf_p_a_from_mw | pf_p_b_from_mw | pf_p_c_from_mw | pf_p_a_to_mw | pf_p_b_to_mw | pf_p_c_to_mw | pf_q_a_from_mvar | pf_q_b_from_mvar | pf_q_c_from_mvar | pf_q_a_to_mvar | pf_q_b_to_mvar | pf_q_c_to_mvar | pf_ikss_a_from_degree | pf_ikss_b_from_degree | pf_ikss_c_from_degree | pf_ikss_a_to_degree | pf_ikss_b_to_degree | pf_ikss_c_to_degree | pf_vm_a_from_pu | pf_vm_b_from_pu | pf_vm_c_from_pu | pf_vm_a_to_pu | pf_vm_b_to_pu | pf_vm_c_to_pu | pf_va_a_from_degree | pf_va_b_from_degree | pf_va_c_from_degree | pf_va_a_to_degree | pf_va_b_to_degree | pf_va_c_to_degree
Line0_1_2 | 2.73 | 0.17321 | 0.1732 | 2.73 | 0.17321 | 0.1732 | 0.63048 | 0.04 | 0.04 | 0.63048 | 0.04 | 0.04 | 0.25011 | -0.014286 | -0.017813 | -0.18884 | 0.012719 | 0.019191 | 0.49998 | -0.040521 | -0.041168 | -0.37731 | 0.040953 | 0.040236 | -67.1878 | -8.998 | -128.9976 | 112.8122 | 171.002 | 51.0024 | 0.88671 | 1.0741 | 1.1214 | 0.66922 | 1.0721 | 1.1145 | -3.7642 | -118.4185 | 117.6051 | -3.7755 | -116.2521 | 115.5025
Line10_11_12 | 0.1732 | 0.17321 | 0.1732 | 0.1732 | 0.17321 | 0.1732 | 0.04 | 0.04 | 0.04 | 0.04 | 0.04 | 0.04 | -0.005874 | -0.0030026 | -0.0062082 | 0.006174 | 0.0033026 | 0.0065082 | -0.036274 | -0.044098 | -0.045705 | 0.036874 | 0.044698 | 0.046305 | 94.7873 | -25.2128 | -145.2127 | -85.2127 | 154.7872 | 34.7873 | 0.91866 | 1.105 | 1.1531 | 0.93468 | 1.1205 | 1.169 | -4.4111 | -119.108 | 117.052 | -4.718 | -119.4386 | 116.7867
Line11_12_13 | 0.1732 | 0.17321 | 0.1732 | 0.1732 | 0.17321 | 0.1732 | 0.04 | 0.04 | 0.04 | 0.04 | 0.04 | 0.04 | -0.006174 | -0.0033026 | -0.0065082 | 0.006474 | 0.0036026 | 0.0068082 | -0.036874 | -0.044698 | -0.046305 | 0.037474 | 0.045298 | 0.046905 | 94.7873 | -25.2128 | -145.2127 | -85.2127 | 154.7872 | 34.7872 | 0.93468 | 1.1205 | 1.169 | 0.95073 | 1.136 | 1.1849 | -4.718 | -119.4386 | 116.7867 | -5.0145 | -119.76 | 116.5285
Line12_13_15 | 0 | 0 | 0 | 0 | 0 | 0 | 0 | 0 | 0 | 0 | 0 | 0 | 7.4659e-10 | 1.2708e-08 | -1.1592e-08 | -1.6567e-10 | -8.8303e-09 | 7.1336e-09 | 1.2483e-08 | -7.7096e-09 | -4.833e-09 | -8.6417e-09 | 5.1581e-09 | 2.9458e-09 | 0 | 0 | 0 | 0 | 0 | 0 | 0.95073 | 1.136 | 1.1849 | 0.95073 | 1.136 | 1.1849 | -5.0145 | -119.76 | 116.5285 | -5.0145 | -119.76 | 116.5285
Line13_13_14 | 0.17321 | 0.17321 | 0.1732 | 0.17321 | 0.17321 | 0.1732 | 0.04 | 0.04 | 0.04 | 0.04 | 0.04 | 0.04 | -0.006474 | -0.0036026 | -0.0068082 | 0.006774 | 0.0039026 | 0.0071082 | -0.037474 | -0.045298 | -0.046905 | 0.038074 | 0.045898 | 0.047505 | 94.7873 | -25.2128 | -145.2128 | -85.2127 | 154.7872 | 34.7872 | 0.95073 | 1.136 | 1.1849 | 0.9668 | 1.1516 | 1.2008 | -5.0145 | -119.76 | 116.5285 | -5.3011 | -120.0729 | 116.2772
Line14_15_16 | 0 | 0 | 0 | 0 | 0 | 0 | 0 | 0 | 0 | 0 | 0 | 0 | 4.9773e-10 | 8.4719e-09 | -7.728e-09 | 8.3196e-11 | -4.5944e-09 | 3.2695e-09 | 8.3218e-09 | -5.1398e-09 | -3.222e-09 | -4.4808e-09 | 2.5882e-09 | 1.3348e-09 | 0 | 0 | 0 | 0 | 0 | 0 | 0.95073 | 1.136 | 1.1849 | 0.95073 | 1.136 | 1.1849 | -5.0145 | -119.76 | 116.5285 | -5.0145 | -119.76 | 116.5285
Line15_16_17 | 0 | 0 | 0 | 0 | 0 | 0 | 0 | 0 | 0 | 0 | 0 | 0 | 2.4886e-10 | 4.236e-09 | -3.864e-09 | 3.3206e-10 | -3.5839e-10 | -5.9448e-10 | 4.1609e-09 | -2.5699e-09 | -1.611e-09 | -3.1994e-10 | 1.8317e-11 | -2.7623e-10 | 0 | 0 | 0 | 0 | 0 | 0 | 0.95073 | 1.136 | 1.1849 | 0.95073 | 1.136 | 1.1849 | -5.0145 | -119.76 | 116.5285 | -5.0145 | -119.76 | 116.5285
Line16_4_18 | 0 | 0 | 0 | 0 | 0 | 0 | 0 | 0 | 0 | 0 | 0 | 0 | 1.4097e-11 | 3.9197e-09 | -3.885e-09 | 4.7877e-10 | -1.5897e-10 | -3.6859e-10 | 3.9033e-09 | -2.4726e-09 | -1.6663e-09 | -2.4807e-10 | 9.0181e-11 | -2.0437e-10 | 0 | 0 | 0 | 0 | 0 | 0 | 0.90267 | 1.0895 | 1.1372 | 0.90267 | 1.0895 | 1.1372 | -4.0934 | -118.7681 | 117.3247 | -4.0934 | -118.7681 | 117.3247
Line17_5_19 | 0.17321 | 0.17321 | 0.1732 | 0.17321 | 0.17321 | 0.1732 | 0.04 | 0.04 | 0.04 | 0.04 | 0.04 | 0.04 | -0.005574 | -0.0027026 | -0.0059082 | 0.005874 | 0.0030026 | 0.0062082 | -0.035674 | -0.043498 | -0.045105 | 0.036274 | 0.044098 | 0.045705 | 94.7873 | -25.2128 | -145.2128 | -85.2127 | 154.7872 | 34.7872 | 0.90267 | 1.0895 | 1.1372 | 0.91866 | 1.105 | 1.1531 | -4.0934 | -118.7681 | 117.3247 | -4.4111 | -119.108 | 117.052
Line1_1_3 | 0.1732 | 0.17321 | 0.1732 | 0.1732 | 0.17321 | 0.1732 | 0.04 | 0.04 | 0.04 | 0.04 | 0.04 | 0.04 | -0.005274 | -0.0024026 | -0.0056082 | 0.005574 | 0.0027026 | 0.0059082 | -0.035074 | -0.042898 | -0.044505 | 0.035674 | 0.043498 | 0.045105 | 94.7873 | -25.2128 | -145.2127 | -85.2127 | 154.7872 | 34.7873 | 0.88671 | 1.0741 | 1.1214 | 0.90267 | 1.0895 | 1.1372 | -3.7642 | -118.4185 | 117.6051 | -4.0934 | -118.7681 | 117.3247
Line2_1_4 | 0.17321 | 0.17321 | 0.1732 | 0.17321 | 0.17321 | 0.1732 | 0.04 | 0.04 | 0.04 | 0.04 | 0.04 | 0.04 | -0.005274 | -0.0024026 | -0.0056082 | 0.005574 | 0.0027026 | 0.0059082 | -0.035074 | -0.042898 | -0.044505 | 0.035674 | 0.043498 | 0.045105 | 94.7873 | -25.2128 | -145.2128 | -85.2127 | 154.7872 | 34.7872 | 0.88671 | 1.0741 | 1.1214 | 0.90267 | 1.0895 | 1.1372 | -3.7642 | -118.4185 | 117.6051 | -4.0934 | -118.7681 | 117.3247
Line3_1_5 | 0.17321 | 0.17321 | 0.1732 | 0.17321 | 0.17321 | 0.1732 | 0.04 | 0.04 | 0.04 | 0.04 | 0.04 | 0.04 | -0.005274 | -0.0024026 | -0.0056082 | 0.005574 | 0.0027026 | 0.0059082 | -0.035074 | -0.042898 | -0.044505 | 0.035674 | 0.043498 | 0.045105 | 94.7873 | -25.2128 | -145.2128 | -85.2127 | 154.7872 | 34.7872 | 0.88671 | 1.0741 | 1.1214 | 0.90267 | 1.0895 | 1.1372 | -3.7642 | -118.4185 | 117.6051 | -4.0934 | -118.7681 | 117.3247
Line4_2_6 | 2.73 | 0.17321 | 0.1732 | 2.73 | 0.17321 | 0.1732 | 0.63048 | 0.04 | 0.04 | 0.63048 | 0.04 | 0.04 | 0.18884 | -0.012719 | -0.019191 | -0.12757 | 0.011153 | 0.02057 | 0.37731 | -0.040953 | -0.040236 | -0.25464 | 0.041385 | 0.039303 | -67.1878 | -8.998 | -128.9976 | 112.8122 | 171.002 | 51.0024 | 0.66922 | 1.0721 | 1.1145 | 0.45173 | 1.0715 | 1.109 | -3.7755 | -116.2521 | 115.5025 | -3.7976 | -114.0804 | 113.3765
Line5_6_7 | 2.73 | 0.17321 | 0.1732 | 2.73 | 0.17321 | 0.1732 | 0.63048 | 0.04 | 0.04 | 0.63048 | 0.04 | 0.04 | 0.12757 | -0.011153 | -0.02057 | -0.066297 | 0.0095865 | 0.021948 | 0.25464 | -0.041385 | -0.039303 | -0.13197 | 0.041817 | 0.038371 | -67.1878 | -8.998 | -128.9976 | 112.8122 | 171.0021 | 51.0024 | 0.45173 | 1.0715 | 1.109 | 0.23425 | 1.0726 | 1.1051 | -3.7976 | -114.0804 | 113.3765 | -3.8608 | -111.9098 | 111.2324
Line6_7_8 | 2.9032 | 0 | 0 | 2.9032 | 0 | 0 | 0.67046 | 0 | 0 | 0.67046 | 0 | 0 | 0.070237 | 5.8114e-08 | -5.7504e-08 | -4.0162e-15 | -4.029e-08 | 3.9319e-08 | 0.14047 | -2.2927e-08 | -2.2799e-08 | 4.3477e-14 | 1.4585e-08 | 1.3208e-08 | -67.2957 | 0 | 0 | 112.7043 | 0 | 0 | 0.23425 | 1.0726 | 1.1051 | 0 | 1.059 | 1.0861 | -3.8608 | -111.9098 | 111.2324 | 0 | -109.499 | 108.9936
Line7_8_9 | 0 | 0 | 0 | 0 | 0 | 0 | 0 | 0 | 0 | 0 | 0 | 0 | 8.7072e-22 | 2.0094e-08 | -1.977e-08 | -4.5391e-18 | -1.0314e-10 | -2.2057e-10 | -9.9322e-22 | -6.9212e-09 | -7.0031e-09 | 8.7993e-18 | 7.4305e-10 | -7.9831e-10 | 0 | 0 | 0 | 0 | 0 | 0 | 0 | 1.059 | 1.0861 | 0 | 1.059 | 1.0861 | 0 | -109.499 | 108.9936 | 0 | -109.499 | 108.9936
Line8_8_10 | 0 | 0 | 0 | 0 | 0 | 0 | 0 | 0 | 0 | 0 | 0 | 0 | 8.7072e-22 | 2.0094e-08 | -1.977e-08 | -4.5391e-18 | -1.0314e-10 | -2.2057e-10 | -9.9322e-22 | -6.9212e-09 | -7.0031e-09 | 8.7993e-18 | 7.4305e-10 | -7.9831e-10 | 0 | 0 | 0 | 0 | 0 | 0 | 0 | 1.059 | 1.0861 | 0 | 1.059 | 1.0861 | 0 | -109.499 | 108.9936 | 0 | -109.499 | 108.9936
Line9_3_11 | 0.1732 | 0.17321 | 0.1732 | 0.1732 | 0.17321 | 0.1732 | 0.04 | 0.04 | 0.04 | 0.04 | 0.04 | 0.04 | -0.005574 | -0.0027026 | -0.0059082 | 0.005874 | 0.0030026 | 0.0062082 | -0.035674 | -0.043498 | -0.045105 | 0.036274 | 0.044098 | 0.045705 | 94.7873 | -25.2128 | -145.2127 | -85.2127 | 154.7872 | 34.7873 | 0.90267 | 1.0895 | 1.1372 | 0.91866 | 1.105 | 1.1531 | -4.0934 | -118.7681 | 117.3247 | -4.4111 | -119.108 | 117.052

## LG_max_10
name | pf_ikss_a_from_ka | pf_ikss_b_from_ka | pf_ikss_c_from_ka | pf_ikss_a_to_ka | pf_ikss_b_to_ka | pf_ikss_c_to_ka | pf_skss_a_from_mw | pf_skss_b_from_mw | pf_skss_c_from_mw | pf_skss_a_to_mw | pf_skss_b_to_mw | pf_skss_c_to_mw | pf_p_a_from_mw | pf_p_b_from_mw | pf_p_c_from_mw | pf_p_a_to_mw | pf_p_b_to_mw | pf_p_c_to_mw | pf_q_a_from_mvar | pf_q_b_from_mvar | pf_q_c_from_mvar | pf_q_a_to_mvar | pf_q_b_to_mvar | pf_q_c_to_mvar | pf_ikss_a_from_degree | pf_ikss_b_from_degree | pf_ikss_c_from_degree | pf_ikss_a_to_degree | pf_ikss_b_to_degree | pf_ikss_c_to_degree | pf_vm_a_from_pu | pf_vm_b_from_pu | pf_vm_c_from_pu | pf_vm_a_to_pu | pf_vm_b_to_pu | pf_vm_c_to_pu | pf_va_a_from_degree | pf_va_b_from_degree | pf_va_c_from_degree | pf_va_a_to_degree | pf_va_b_to_degree | pf_va_c_to_degree
Line0_1_2 | 2.8339 | 0.17321 | 0.1732 | 2.8339 | 0.17321 | 0.1732 | 0.65446 | 0.04 | 0.04 | 0.65446 | 0.04 | 0.04 | 0.26944 | -0.01476 | -0.018588 | -0.20339 | 0.013127 | 0.020006 | 0.53862 | -0.042454 | -0.043159 | -0.40638 | 0.042878 | 0.042173 | -67.3332 | -9.1933 | -129.1929 | 112.6668 | 170.8067 | 50.8071 | 0.92023 | 1.1237 | 1.1748 | 0.69436 | 1.1211 | 1.1669 | -3.9095 | -118.3647 | 117.5066 | -3.9207 | -116.2152 | 115.428
Line10_11_12 | 0.1732 | 0.17321 | 0.1732 | 0.1732 | 0.17321 | 0.1732 | 0.04 | 0.04 | 0.04 | 0.04 | 0.04 | 0.04 | -0.0061655 | -0.003071 | -0.006555 | 0.0064655 | 0.003371 | 0.006855 | -0.037586 | -0.046079 | -0.047813 | 0.038186 | 0.046679 | 0.048413 | 94.7869 | -25.2132 | -145.2131 | -85.2131 | 154.7868 | 34.7869 | 0.95221 | 1.1545 | 1.2065 | 0.96823 | 1.17 | 1.2224 | -4.5288 | -119.0261 | 116.9805 | -4.8231 | -119.3437 | 116.7277
Line11_12_13 | 0.1732 | 0.17321 | 0.1732 | 0.1732 | 0.17321 | 0.1732 | 0.04 | 0.04 | 0.04 | 0.04 | 0.04 | 0.04 | -0.0064655 | -0.003371 | -0.006855 | 0.0067655 | 0.003671 | 0.007155 | -0.038186 | -0.046679 | -0.048413 | 0.038786 | 0.047279 | 0.049013 | 94.7869 | -25.2131 | -145.2131 | -85.2131 | 154.7869 | 34.7869 | 0.96823 | 1.17 | 1.2224 | 0.98429 | 1.1855 | 1.2383 | -4.8231 | -119.3437 | 116.7277 | -5.1078 | -119.6531 | 116.4814
Line12_13_15 | 0 | 0 | 0 | 0 | 0 | 0 | 0 | 0 | 0 | 0 | 0 | 0 | 7.3824e-10 | 1.4313e-08 | -1.3229e-08 | -9.0315e-11 | -9.9139e-09 | 8.1821e-09 | 1.3994e-08 | -8.6877e-09 | -5.5207e-09 | -9.6827e-09 | 5.8207e-09 | 3.3739e-09 | 0 | 0 | 0 | 0 | 0 | 0 | 0.98429 | 1.1855 | 1.2383 | 0.98429 | 1.1855 | 1.2383 | -5.1078 | -119.6531 | 116.4814 | -5.1078 | -119.6531 | 116.4814
Line13_13_14 | 0.17321 | 0.17321 | 0.1732 | 0.17321 | 0.17321 | 0.1732 | 0.04 | 0.04 | 0.04 | 0.04 | 0.04 | 0.04 | -0.0067655 | -0.003671 | -0.007155 | 0.0070655 | 0.003971 | 0.007455 | -0.038786 | -0.047279 | -0.049013 | 0.039386 | 0.047879 | 0.049613 | 94.7869 | -25.2131 | -145.2131 | -85.2131 | 154.7869 | 34.7869 | 0.98429 | 1.1855 | 1.2383 | 1.0004 | 1.2011 | 1.2542 | -5.1078 | -119.6531 | 116.4814 | -5.3833 | -119.9544 | 116.2414
Line14_15_16 | 0 | 0 | 0 | 0 | 0 | 0 | 0 | 0 | 0 | 0 | 0 | 0 | 4.9216e-10 | 9.542e-09 | -8.8194e-09 | 1.5577e-10 | -5.1429e-09 | 3.7723e-09 | 9.3292e-09 | -5.7918e-09 | -3.6805e-09 | -5.0181e-09 | 2.9248e-09 | 1.5337e-09 | 0 | 0 | 0 | 0 | 0 | 0 | 0.98429 | 1.1855 | 1.2383 | 0.98429 | 1.1855 | 1.2383 | -5.1078 | -119.6531 | 116.4814 | -5.1078 | -119.6531 | 116.4814
Line15_16_17 | 0 | 0 | 0 | 0 | 0 | 0 | 0 | 0 | 0 | 0 | 0 | 0 | 2.4608e-10 | 4.771e-09 | -4.4097e-09 | 4.0185e-10 | -3.7185e-10 | -6.3737e-10 | 4.6646e-09 | -2.8959e-09 | -1.8402e-09 | -3.5344e-10 | 2.8954e-11 | -3.0652e-10 | 0 | 0 | 0 | 0 | 0 | 0 | 0.98429 | 1.1855 | 1.2383 | 0.98429 | 1.1855 | 1.2383 | -5.1078 | -119.6531 | 116.4814 | -5.1078 | -119.6531 | 116.4814
Line16_4_18 | 0 | 0 | 0 | 0 | 0 | 0 | 0 | 0 | 0 | 0 | 0 | 0 | 9.7025e-13 | 4.4364e-09 | -4.4238e-09 | 5.5202e-10 | -1.6438e-10 | -4.0123e-10 | 4.3877e-09 | -2.7882e-09 | -1.8969e-09 | -2.7816e-10 | 1.0424e-10 | -2.3124e-10 | 0 | 0 | 0 | 0 | 0 | 0 | 0.9362 | 1.1391 | 1.1906 | 0.9362 | 1.1391 | 1.1906 | -4.2245 | -118.6999 | 117.24 | -4.2245 | -118.6999 | 117.24
Line17_5_19 | 0.17321 | 0.17321 | 0.1732 | 0.17321 | 0.17321 | 0.1732 | 0.04 | 0.04 | 0.04 | 0.04 | 0.04 | 0.04 | -0.0058655 | -0.002771 | -0.006255 | 0.0061655 | 0.003071 | 0.006555 | -0.036986 | -0.045479 | -0.047213 | 0.037586 | 0.046079 | 0.047813 | 94.7869 | -25.2131 | -145.2131 | -85.2131 | 154.7869 | 34.7869 | 0.9362 | 1.1391 | 1.1906 | 0.95221 | 1.1545 | 1.2065 | -4.2245 | -118.6999 | 117.24 | -4.5288 | -119.0261 | 116.9805
Line1_1_3 | 0.1732 | 0.17321 | 0.1732 | 0.1732 | 0.17321 | 0.1732 | 0.04 | 0.04 | 0.04 | 0.04 | 0.04 | 0.04 | -0.0055655 | -0.002471 | -0.005955 | 0.0058655 | 0.002771 | 0.006255 | -0.036386 | -0.044879 | -0.046613 | 0.036986 | 0.045479 | 0.047213 | 94.7869 | -25.2132 | -145.213 | -85.2131 | 154.7868 | 34.7869 | 0.92023 | 1.1237 | 1.1748 | 0.9362 | 1.1391 | 1.1906 | -3.9095 | -118.3647 | 117.5066 | -4.2245 | -118.6999 | 117.24
Line2_1_4 | 0.17321 | 0.17321 | 0.1732 | 0.17321 | 0.17321 | 0.1732 | 0.04 | 0.04 | 0.04 | 0.04 | 0.04 | 0.04 | -0.0055655 | -0.002471 | -0.005955 | 0.0058655 | 0.002771 | 0.006255 | -0.036386 | -0.044879 | -0.046613 | 0.036986 | 0.045479 | 0.047213 | 94.7869 | -25.2131 | -145.2131 | -85.2131 | 154.7869 | 34.7869 | 0.92023 | 1.1237 | 1.1748 | 0.9362 | 1.1391 | 1.1906 | -3.9095 | -118.3647 | 117.5066 | -4.2245 | -118.6999 | 117.24
Line3_1_5 | 0.17321 | 0.17321 | 0.1732 | 0.17321 | 0.17321 | 0.1732 | 0.04 | 0.04 | 0.04 | 0.04 | 0.04 | 0.04 | -0.0055655 | -0.002471 | -0.005955 | 0.0058655 | 0.002771 | 0.006255 | -0.036386 | -0.044879 | -0.046613 | 0.036986 | 0.045479 | 0.047213 | 94.7869 | -25.2131 | -145.2131 | -85.2131 | 154.7869 | 34.7869 | 0.92023 | 1.1237 | 1.1748 | 0.9362 | 1.1391 | 1.1906 | -3.9095 | -118.3647 | 117.5066 | -4.2245 | -118.6999 | 117.24
Line4_2_6 | 2.8339 | 0.17321 | 0.1732 | 2.8339 | 0.17321 | 0.1732 | 0.65446 | 0.04 | 0.04 | 0.65446 | 0.04 | 0.04 | 0.20339 | -0.013127 | -0.020006 | -0.13733 | 0.011494 | 0.021425 | 0.40638 | -0.042878 | -0.042173 | -0.27414 | 0.043303 | 0.041186 | -67.3332 | -9.1933 | -129.1929 | 112.6668 | 170.8067 | 50.8071 | 0.69436 | 1.1211 | 1.1669 | 0.46849 | 1.1201 | 1.1606 | -3.9207 | -116.2152 | 115.428 | -3.9426 | -114.0588 | 113.3241
Line5_6_7 | 2.8339 | 0.17321 | 0.1732 | 2.8339 | 0.17321 | 0.1732 | 0.65446 | 0.04 | 0.04 | 0.65446 | 0.04 | 0.04 | 0.13733 | -0.011494 | -0.021425 | -0.071279 | 0.009861 | 0.022843 | 0.27414 | -0.043303 | -0.041186 | -0.14189 | 0.043727 | 0.0402 | -67.3332 | -9.1933 | -129.1929 | 112.6668 | 170.8067 | 50.8071 | 0.46849 | 1.1201 | 1.1606 | 0.24263 | 1.1206 | 1.1559 | -3.9426 | -114.0588 | 113.3241 | -4.0054 | -111.9016 | 111.2001
Line6_7_8 | 3.007 | 0 | 0 | 3.007 | 0 | 0 | 0.69444 | 0 | 0 | 0.69444 | 0 | 0 | 0.075352 | 6.3519e-08 | -6.2909e-08 | 3.309e-14 | -4.4015e-08 | 4.3005e-08 | 0.1507 | -2.4952e-08 | -2.5001e-08 | -2.6437e-14 | 1.5882e-08 | 1.4502e-08 | -67.4403 | 0 | 0 | 112.5597 | 0 | 0 | 0.24263 | 1.1206 | 1.1559 | 0 | 1.1067 | 1.1361 | -4.0054 | -111.9016 | 111.2001 | 0 | -109.5101 | 108.9853
Line7_8_9 | 0 | 0 | 0 | 0 | 0 | 0 | 0 | 0 | 0 | 0 | 0 | 0 | -1.2926e-21 | 2.1957e-08 | -2.162e-08 | -4.9611e-18 | -1.0174e-10 | -2.3482e-10 | 6.0965e-23 | -7.5346e-09 | -7.6889e-09 | 9.6636e-18 | 8.1266e-10 | -8.755e-10 | 0 | 0 | 0 | 0 | 0 | 0 | 0 | 1.1067 | 1.1361 | 0 | 1.1067 | 1.1361 | 0 | -109.5101 | 108.9853 | 0 | -109.5101 | 108.9853
Line8_8_10 | 0 | 0 | 0 | 0 | 0 | 0 | 0 | 0 | 0 | 0 | 0 | 0 | -1.2926e-21 | 2.1957e-08 | -2.162e-08 | -4.9611e-18 | -1.0174e-10 | -2.3482e-10 | 6.0965e-23 | -7.5346e-09 | -7.6889e-09 | 9.6636e-18 | 8.1266e-10 | -8.755e-10 | 0 | 0 | 0 | 0 | 0 | 0 | 0 | 1.1067 | 1.1361 | 0 | 1.1067 | 1.1361 | 0 | -109.5101 | 108.9853 | 0 | -109.5101 | 108.9853
Line9_3_11 | 0.1732 | 0.17321 | 0.1732 | 0.1732 | 0.17321 | 0.1732 | 0.04 | 0.04 | 0.04 | 0.04 | 0.04 | 0.04 | -0.0058655 | -0.002771 | -0.006255 | 0.0061655 | 0.003071 | 0.006555 | -0.036986 | -0.045479 | -0.047213 | 0.037586 | 0.046079 | 0.047813 | 94.7869 | -25.2132 | -145.2131 | -85.2131 | 154.7868 | 34.7869 | 0.9362 | 1.1391 | 1.1906 | 0.95221 | 1.1545 | 1.2065 | -4.2245 | -118.6999 | 117.24 | -4.5288 | -119.0261 | 116.9805

## LG_max_fault_6
name | pf_ikss_a_from_ka | pf_ikss_b_from_ka | pf_ikss_c_from_ka | pf_ikss_a_to_ka | pf_ikss_b_to_ka | pf_ikss_c_to_ka | pf_skss_a_from_mw | pf_skss_b_from_mw | pf_skss_c_from_mw | pf_skss_a_to_mw | pf_skss_b_to_mw | pf_skss_c_to_mw | pf_p_a_from_mw | pf_p_b_from_mw | pf_p_c_from_mw | pf_p_a_to_mw | pf_p_b_to_mw | pf_p_c_to_mw | pf_q_a_from_mvar | pf_q_b_from_mvar | pf_q_c_from_mvar | pf_q_a_to_mvar | pf_q_b_to_mvar | pf_q_c_to_mvar | pf_ikss_a_from_degree | pf_ikss_b_from_degree | pf_ikss_c_from_degree | pf_ikss_a_to_degree | pf_ikss_b_to_degree | pf_ikss_c_to_degree | pf_vm_a_from_pu | pf_vm_b_from_pu | pf_vm_c_from_pu | pf_vm_a_to_pu | pf_vm_b_to_pu | pf_vm_c_to_pu | pf_va_a_from_degree | pf_va_b_from_degree | pf_va_c_from_degree | pf_va_a_to_degree | pf_va_b_to_degree | pf_va_c_to_degree
Line0_1_2 | 0.13949 | 0.17321 | 0.1732 | 0.13949 | 0.17321 | 0.1732 | 0.032214 | 0.04 | 0.04 | 0.032214 | 0.04 | 0.04 | -0.0090703 | -0.01585 | -0.015889 | 0.0092637 | 0.016128 | 0.01621 | -0.03481 | -0.041839 | -0.041864 | 0.035218 | 0.042428 | 0.04245 | 104.7573 | -8.9977 | -128.9977 | -75.2427 | 171.0023 | 51.0023 | 1.1167 | 1.1185 | 1.1194 | 1.1304 | 1.1347 | 1.136 | 0.15266 | -119.7462 | 120.218 | 0.020337 | -119.8114 | 120.1028
Line10_11_12 | 0.1732 | 0.1732 | 0.1732 | 0.1732 | 0.1732 | 0.1732 | 0.04 | 0.04 | 0.04 | 0.04 | 0.04 | 0.04 | -0.004209 | -0.0041363 | -0.0041671 | 0.004509 | 0.0044363 | 0.0044671 | -0.04572 | -0.0458 | -0.045835 | 0.04632 | 0.0464 | 0.046435 | 94.7872 | -25.2128 | -145.2128 | -85.2128 | 154.7872 | 34.7872 | 1.1478 | 1.1497 | 1.1506 | 1.1635 | 1.1653 | 1.1662 | -0.47265 | -120.3733 | 119.5925 | -0.77272 | -120.6742 | 119.2922
Line11_12_13 | 0.1732 | 0.1732 | 0.1732 | 0.1732 | 0.1732 | 0.1732 | 0.04 | 0.04 | 0.04 | 0.04 | 0.04 | 0.04 | -0.004509 | -0.0044363 | -0.0044671 | 0.004809 | 0.0047363 | 0.0047671 | -0.04632 | -0.0464 | -0.046435 | 0.04692 | 0.047 | 0.047035 | 94.7872 | -25.2128 | -145.2128 | -85.2128 | 154.7872 | 34.7872 | 1.1635 | 1.1653 | 1.1662 | 1.1791 | 1.181 | 1.1819 | -0.77272 | -120.6742 | 119.2922 | -1.0648 | -120.9672 | 119
Line12_13_15 | 0 | 0 | 0 | 0 | 0 | 0 | 0 | 0 | 0 | 0 | 0 | 0 | 1.7618e-09 | 1.8068e-09 | 1.5291e-09 | -1.7337e-09 | -1.7723e-09 | -1.5917e-09 | 4.2095e-10 | 7.3244e-11 | 2.2709e-10 | -3.65e-10 | -1.2557e-10 | -2.3081e-10 | 0 | 0 | 0 | 0 | 0 | 0 | 1.1791 | 1.181 | 1.1819 | 1.1791 | 1.181 | 1.1819 | -1.0648 | -120.9672 | 119 | -1.0648 | -120.9672 | 119
Line13_13_14 | 0.1732 | 0.17321 | 0.1732 | 0.1732 | 0.17321 | 0.1732 | 0.04 | 0.04 | 0.04 | 0.04 | 0.04 | 0.04 | -0.004809 | -0.0047363 | -0.0047671 | 0.005109 | 0.0050363 | 0.0050671 | -0.04692 | -0.047 | -0.047035 | 0.04752 | 0.0476 | 0.047635 | 94.7872 | -25.2128 | -145.2128 | -85.2128 | 154.7872 | 34.7872 | 1.1791 | 1.181 | 1.1819 | 1.1948 | 1.1967 | 1.1976 | -1.0648 | -120.9672 | 119 | -1.3492 | -121.2524 | 118.7153
Line14_15_16 | 0 | 0 | 0 | 0 | 0 | 0 | 0 | 0 | 0 | 0 | 0 | 0 | 1.1745e-09 | 1.2046e-09 | 1.0194e-09 | -1.1464e-09 | -1.17e-09 | -1.082e-09 | 2.8063e-10 | 4.8829e-11 | 1.5139e-10 | -2.2468e-10 | -1.0116e-10 | -1.5511e-10 | 0 | 0 | 0 | 0 | 0 | 0 | 1.1791 | 1.181 | 1.1819 | 1.1791 | 1.181 | 1.1819 | -1.0648 | -120.9672 | 119 | -1.0648 | -120.9672 | 119
Line15_16_17 | 0 | 0 | 0 | 0 | 0 | 0 | 0 | 0 | 0 | 0 | 0 | 0 | 5.8725e-10 | 6.0228e-10 | 5.0969e-10 | -5.5916e-10 | -5.6773e-10 | -5.7234e-10 | 1.4032e-10 | 2.4415e-11 | 7.5695e-11 | -8.4364e-11 | -7.6745e-11 | -7.9418e-11 | 0 | 0 | 0 | 0 | 0 | 0 | 1.1791 | 1.181 | 1.1819 | 1.1791 | 1.181 | 1.1819 | -1.0648 | -120.9672 | 119 | -1.0648 | -120.9672 | 119
Line16_4_18 | 0 | 0 | 0 | 0 | 0 | 0 | 0 | 0 | 0 | 0 | 0 | 0 | 3.6752e-10 | 3.8356e-10 | 2.9369e-10 | -3.4139e-10 | -3.496e-10 | -3.5379e-10 | 6.6643e-11 | -4.4842e-11 | 3.0336e-12 | -1.25e-11 | -4.8813e-12 | -7.5542e-12 | 0 | 0 | 0 | 0 | 0 | 0 | 1.1322 | 1.1341 | 1.135 | 1.1322 | 1.1341 | 1.135 | -0.1643 | -120.0641 | 119.901 | -0.1643 | -120.0641 | 119.901
Line17_5_19 | 0.1732 | 0.17321 | 0.1732 | 0.1732 | 0.17321 | 0.1732 | 0.04 | 0.04 | 0.04 | 0.04 | 0.04 | 0.04 | -0.003909 | -0.0038363 | -0.0038671 | 0.004209 | 0.0041363 | 0.0041671 | -0.04512 | -0.0452 | -0.045235 | 0.04572 | 0.0458 | 0.045835 | 94.7872 | -25.2128 | -145.2128 | -85.2128 | 154.7872 | 34.7872 | 1.1322 | 1.1341 | 1.135 | 1.1478 | 1.1497 | 1.1506 | -0.1643 | -120.0641 | 119.901 | -0.47265 | -120.3733 | 119.5925
Line1_1_3 | 0.1732 | 0.1732 | 0.1732 | 0.1732 | 0.1732 | 0.1732 | 0.04 | 0.04 | 0.04 | 0.04 | 0.04 | 0.04 | -0.003609 | -0.0035363 | -0.0035671 | 0.003909 | 0.0038363 | 0.0038671 | -0.04452 | -0.0446 | -0.044635 | 0.04512 | 0.0452 | 0.045235 | 94.7872 | -25.2128 | -145.2128 | -85.2128 | 154.7872 | 34.7872 | 1.1167 | 1.1185 | 1.1194 | 1.1322 | 1.1341 | 1.135 | 0.15266 | -119.7462 | 120.218 | -0.1643 | -120.0641 | 119.901
Line2_1_4 | 0.1732 | 0.17321 | 0.1732 | 0.1732 | 0.17321 | 0.1732 | 0.04 | 0.04 | 0.04 | 0.04 | 0.04 | 0.04 | -0.003609 | -0.0035363 | -0.0035671 | 0.003909 | 0.0038363 | 0.0038671 | -0.04452 | -0.0446 | -0.044635 | 0.04512 | 0.0452 | 0.045235 | 94.7872 | -25.2128 | -145.2128 | -85.2128 | 154.7872 | 34.7872 | 1.1167 | 1.1185 | 1.1194 | 1.1322 | 1.1341 | 1.135 | 0.15266 | -119.7462 | 120.218 | -0.1643 | -120.0641 | 119.901
Line3_1_5 | 0.1732 | 0.17321 | 0.1732 | 0.1732 | 0.17321 | 0.1732 | 0.04 | 0.04 | 0.04 | 0.04 | 0.04 | 0.04 | -0.003609 | -0.0035363 | -0.0035671 | 0.003909 | 0.0038363 | 0.0038671 | -0.04452 | -0.0446 | -0.044635 | 0.04512 | 0.0452 | 0.045235 | 94.7872 | -25.2128 | -145.2128 | -85.2128 | 154.7872 | 34.7872 | 1.1167 | 1.1185 | 1.1194 | 1.1322 | 1.1341 | 1.135 | 0.15266 | -119.7462 | 120.218 | -0.1643 | -120.0641 | 119.901
Line4_2_6 | 0.13949 | 0.17321 | 0.1732 | 0.13949 | 0.17321 | 0.1732 | 0.032214 | 0.04 | 0.04 | 0.032214 | 0.04 | 0.04 | -0.0092637 | -0.016128 | -0.01621 | 0.0094571 | 0.016407 | 0.01653 | -0.035218 | -0.042428 | -0.04245 | 0.035627 | 0.043016 | 0.043037 | 104.7573 | -8.9977 | -128.9977 | -75.2427 | 171.0023 | 51.0023 | 1.1304 | 1.1347 | 1.136 | 1.1442 | 1.151 | 1.1526 | 0.020337 | -119.8114 | 120.1028 | -0.1088 | -119.8748 | 119.9909
Line5_6_7 | 0.13949 | 0.17321 | 0.1732 | 0.13949 | 0.17321 | 0.1732 | 0.032214 | 0.04 | 0.04 | 0.032214 | 0.04 | 0.04 | -0.0094571 | -0.016407 | -0.01653 | 0.0096505 | 0.016685 | 0.016851 | -0.035627 | -0.043016 | -0.043037 | 0.036036 | 0.043605 | 0.043624 | 104.7573 | -8.9977 | -128.9977 | -75.2427 | 171.0023 | 51.0023 | 1.1442 | 1.151 | 1.1526 | 1.1581 | 1.1672 | 1.1691 | -0.1088 | -119.8748 | 119.9909 | -0.23486 | -119.9364 | 119.8822
Line6_7_8 | 0.037728 | 0 | 0 | 0.037728 | 0 | 0 | 0.0087128 | 0 | 0 | 0.0087128 | 0 | 0 | 0.0071287 | 2.0617e-09 | 6.7341e-10 | -0.0071169 | -1.8868e-09 | -9.3953e-10 | 0.0071406 | -6.8298e-10 | -1.1788e-10 | -0.0071169 | 4.7597e-10 | 7.1285e-11 | -45.2825 | 0 | 0 | 134.7175 | 0 | 0 | 1.1581 | 1.1672 | 1.1691 | 1.1552 | 1.1668 | 1.169 | -0.23486 | -119.9364 | 119.8822 | -0.28248 | -119.9164 | 119.8529
Line7_8_9 | 0 | 0 | 0 | 0 | 0 | 0 | 0 | 0 | 0 | 0 | 0 | 0 | 5.4681e-10 | 6.9366e-10 | 2.147e-10 | -4.455e-10 | -4.9952e-10 | -5.1014e-10 | 3.0069e-10 | -2.3471e-10 | -4.1419e-11 | -2.1927e-11 | 6.5519e-12 | -1.1552e-11 | 0 | 0 | 0 | 0 | 0 | 0 | 1.1552 | 1.1668 | 1.169 | 1.1552 | 1.1668 | 1.169 | -0.28248 | -119.9164 | 119.8529 | -0.28248 | -119.9164 | 119.8529
Line8_8_10 | 0 | 0 | 0 | 0 | 0 | 0 | 0 | 0 | 0 | 0 | 0 | 0 | 5.4681e-10 | 6.9366e-10 | 2.147e-10 | -4.455e-10 | -4.9952e-10 | -5.1014e-10 | 3.0069e-10 | -2.3471e-10 | -4.1419e-11 | -2.1927e-11 | 6.5519e-12 | -1.1552e-11 | 0 | 0 | 0 | 0 | 0 | 0 | 1.1552 | 1.1668 | 1.169 | 1.1552 | 1.1668 | 1.169 | -0.28248 | -119.9164 | 119.8529 | -0.28248 | -119.9164 | 119.8529
Line9_3_11 | 0.1732 | 0.1732 | 0.1732 | 0.1732 | 0.1732 | 0.1732 | 0.04 | 0.04 | 0.04 | 0.04 | 0.04 | 0.04 | -0.003909 | -0.0038363 | -0.0038671 | 0.004209 | 0.0041363 | 0.0041671 | -0.04512 | -0.0452 | -0.045235 | 0.04572 | 0.0458 | 0.045835 | 94.7872 | -25.2128 | -145.2128 | -85.2128 | 154.7872 | 34.7872 | 1.1322 | 1.1341 | 1.135 | 1.1478 | 1.1497 | 1.1506 | -0.1643 | -120.0641 | 119.901 | -0.47265 | -120.3733 | 119.5925

## LG_max_fault_10
name | pf_ikss_a_from_ka | pf_ikss_b_from_ka | pf_ikss_c_from_ka | pf_ikss_a_to_ka | pf_ikss_b_to_ka | pf_ikss_c_to_ka | pf_skss_a_from_mw | pf_skss_b_from_mw | pf_skss_c_from_mw | pf_skss_a_to_mw | pf_skss_b_to_mw | pf_skss_c_to_mw | pf_p_a_from_mw | pf_p_b_from_mw | pf_p_c_from_mw | pf_p_a_to_mw | pf_p_b_to_mw | pf_p_c_to_mw | pf_q_a_from_mvar | pf_q_b_from_mvar | pf_q_c_from_mvar | pf_q_a_to_mvar | pf_q_b_to_mvar | pf_q_c_to_mvar | pf_ikss_a_from_degree | pf_ikss_b_from_degree | pf_ikss_c_from_degree | pf_ikss_a_to_degree | pf_ikss_b_to_degree | pf_ikss_c_to_degree | pf_vm_a_from_pu | pf_vm_b_from_pu | pf_vm_c_from_pu | pf_vm_a_to_pu | pf_vm_b_to_pu | pf_vm_c_to_pu | pf_va_a_from_degree | pf_va_b_from_degree | pf_va_c_from_degree | pf_va_a_to_degree | pf_va_b_to_degree | pf_va_c_to_degree
Line0_1_2 | 0.13807 | 0.17321 | 0.1732 | 0.13807 | 0.17321 | 0.1732 | 0.031887 | 0.04 | 0.04 | 0.031887 | 0.04 | 0.04 | -0.0090322 | -0.016457 | -0.0165 | 0.0092214 | 0.016734 | 0.016821 | -0.036188 | -0.043885 | -0.043913 | 0.03659 | 0.044473 | 0.044499 | 104.1594 | -9.1931 | -129.1931 | -75.8406 | 170.8069 | 50.8069 | 1.1697 | 1.1717 | 1.1728 | 1.1834 | 1.1879 | 1.1893 | 0.14529 | -119.749 | 120.2136 | 0.014147 | -119.8131 | 120.0995
Line10_11_12 | 0.1732 | 0.1732 | 0.1732 | 0.1732 | 0.1732 | 0.1732 | 0.04 | 0.04 | 0.04 | 0.04 | 0.04 | 0.04 | -0.0043862 | -0.0043066 | -0.0043404 | 0.0046862 | 0.0046066 | 0.0046404 | -0.047835 | -0.047922 | -0.047961 | 0.048435 | 0.048522 | 0.048561 | 94.7869 | -25.2131 | -145.2131 | -85.2131 | 154.7869 | 34.7869 | 1.2009 | 1.2029 | 1.2039 | 1.2165 | 1.2185 | 1.2195 | -0.45222 | -120.3483 | 119.6158 | -0.73947 | -120.6364 | 119.3284
Line11_12_13 | 0.1732 | 0.1732 | 0.1732 | 0.1732 | 0.1732 | 0.1732 | 0.04 | 0.04 | 0.04 | 0.04 | 0.04 | 0.04 | -0.0046862 | -0.0046066 | -0.0046404 | 0.0049862 | 0.0049066 | 0.0049404 | -0.048435 | -0.048522 | -0.048561 | 0.049035 | 0.049122 | 0.049161 | 94.7869 | -25.2131 | -145.2131 | -85.2131 | 154.7869 | 34.7869 | 1.2165 | 1.2185 | 1.2195 | 1.2322 | 1.2342 | 1.2352 | -0.73947 | -120.6364 | 119.3284 | -1.0194 | -120.9172 | 119.0483
Line12_13_15 | 0 | 0 | 0 | 0 | 0 | 0 | 0 | 0 | 0 | 0 | 0 | 0 | 1.8902e-09 | 1.9421e-09 | 1.6243e-09 | -1.8582e-09 | -1.9026e-09 | -1.6959e-09 | 4.5727e-10 | 5.9654e-11 | 2.3528e-10 | -3.9326e-10 | -1.1945e-10 | -2.396e-10 | 0 | 0 | 0 | 0 | 0 | 0 | 1.2322 | 1.2342 | 1.2352 | 1.2322 | 1.2342 | 1.2352 | -1.0194 | -120.9172 | 119.0483 | -1.0194 | -120.9172 | 119.0483
Line13_13_14 | 0.1732 | 0.17321 | 0.1732 | 0.1732 | 0.17321 | 0.1732 | 0.04 | 0.04 | 0.04 | 0.04 | 0.04 | 0.04 | -0.0049862 | -0.0049066 | -0.0049404 | 0.0052862 | 0.0052066 | 0.0052404 | -0.049035 | -0.049122 | -0.049161 | 0.049635 | 0.049722 | 0.049761 | 94.7869 | -25.2131 | -145.2131 | -85.2131 | 154.7869 | 34.7869 | 1.2322 | 1.2342 | 1.2352 | 1.2479 | 1.2499 | 1.2509 | -1.0194 | -120.9172 | 119.0483 | -1.2923 | -121.191 | 118.7752
Line14_15_16 | 0 | 0 | 0 | 0 | 0 | 0 | 0 | 0 | 0 | 0 | 0 | 0 | 1.2601e-09 | 1.2947e-09 | 1.0829e-09 | -1.2281e-09 | -1.2552e-09 | -1.1545e-09 | 3.0484e-10 | 3.977e-11 | 1.5685e-10 | -2.4084e-10 | -9.9567e-11 | -1.6118e-10 | 0 | 0 | 0 | 0 | 0 | 0 | 1.2322 | 1.2342 | 1.2352 | 1.2322 | 1.2342 | 1.2352 | -1.0194 | -120.9172 | 119.0483 | -1.0194 | -120.9172 | 119.0483
Line15_16_17 | 0 | 0 | 0 | 0 | 0 | 0 | 0 | 0 | 0 | 0 | 0 | 0 | 6.3007e-10 | 6.4737e-10 | 5.4143e-10 | -5.9801e-10 | -6.0781e-10 | -6.1306e-10 | 1.5242e-10 | 1.9885e-11 | 7.8425e-11 | -8.842e-11 | -7.9682e-11 | -8.2751e-11 | 0 | 0 | 0 | 0 | 0 | 0 | 1.2322 | 1.2342 | 1.2352 | 1.2322 | 1.2342 | 1.2352 | -1.0194 | -120.9172 | 119.0483 | -1.0194 | -120.9172 | 119.0483
Line16_4_18 | 0 | 0 | 0 | 0 | 0 | 0 | 0 | 0 | 0 | 0 | 0 | 0 | 4.0054e-10 | 4.1895e-10 | 3.1599e-10 | -3.7062e-10 | -3.8003e-10 | -3.8483e-10 | 7.5155e-11 | -5.255e-11 | 2.2658e-12 | -1.3133e-11 | -4.3951e-12 | -7.464e-12 | 0 | 0 | 0 | 0 | 0 | 0 | 1.1853 | 1.1873 | 1.1883 | 1.1853 | 1.1873 | 1.1883 | -0.1574 | -120.0526 | 119.9108 | -0.1574 | -120.0526 | 119.9108
Line17_5_19 | 0.1732 | 0.17321 | 0.1732 | 0.1732 | 0.17321 | 0.1732 | 0.04 | 0.04 | 0.04 | 0.04 | 0.04 | 0.04 | -0.0040862 | -0.0040066 | -0.0040404 | 0.0043862 | 0.0043066 | 0.0043404 | -0.047235 | -0.047322 | -0.047361 | 0.047835 | 0.047922 | 0.047961 | 94.7869 | -25.2131 | -145.2131 | -85.2131 | 154.7869 | 34.7869 | 1.1853 | 1.1873 | 1.1883 | 1.2009 | 1.2029 | 1.2039 | -0.1574 | -120.0526 | 119.9108 | -0.45222 | -120.3483 | 119.6158
Line1_1_3 | 0.1732 | 0.1732 | 0.1732 | 0.1732 | 0.1732 | 0.1732 | 0.04 | 0.04 | 0.04 | 0.04 | 0.04 | 0.04 | -0.0037862 | -0.0037066 | -0.0037404 | 0.0040862 | 0.0040066 | 0.0040404 | -0.046635 | -0.046722 | -0.046761 | 0.047235 | 0.047322 | 0.047361 | 94.7869 | -25.2131 | -145.2131 | -85.2131 | 154.7869 | 34.7869 | 1.1697 | 1.1717 | 1.1728 | 1.1853 | 1.1873 | 1.1883 | 0.14529 | -119.749 | 120.2136 | -0.1574 | -120.0526 | 119.9108
Line2_1_4 | 0.1732 | 0.17321 | 0.1732 | 0.1732 | 0.17321 | 0.1732 | 0.04 | 0.04 | 0.04 | 0.04 | 0.04 | 0.04 | -0.0037862 | -0.0037066 | -0.0037404 | 0.0040862 | 0.0040066 | 0.0040404 | -0.046635 | -0.046722 | -0.046761 | 0.047235 | 0.047322 | 0.047361 | 94.7869 | -25.2131 | -145.2131 | -85.2131 | 154.7869 | 34.7869 | 1.1697 | 1.1717 | 1.1728 | 1.1853 | 1.1873 | 1.1883 | 0.14529 | -119.749 | 120.2136 | -0.1574 | -120.0526 | 119.9108
Line3_1_5 | 0.1732 | 0.17321 | 0.1732 | 0.1732 | 0.17321 | 0.1732 | 0.04 | 0.04 | 0.04 | 0.04 | 0.04 | 0.04 | -0.0037862 | -0.0037066 | -0.0037404 | 0.0040862 | 0.0040066 | 0.0040404 | -0.046635 | -0.046722 | -0.046761 | 0.047235 | 0.047322 | 0.047361 | 94.7869 | -25.2131 | -145.2131 | -85.2131 | 154.7869 | 34.7869 | 1.1697 | 1.1717 | 1.1728 | 1.1853 | 1.1873 | 1.1883 | 0.14529 | -119.749 | 120.2136 | -0.1574 | -120.0526 | 119.9108
Line4_2_6 | 0.13807 | 0.17321 | 0.1732 | 0.13807 | 0.17321 | 0.1732 | 0.031887 | 0.04 | 0.04 | 0.031887 | 0.04 | 0.04 | -0.0092214 | -0.016734 | -0.016821 | 0.0094106 | 0.017012 | 0.017143 | -0.03659 | -0.044473 | -0.044499 | 0.036991 | 0.045062 | 0.045085 | 104.1594 | -9.1931 | -129.1931 | -75.8406 | 170.8069 | 50.8069 | 1.1834 | 1.1879 | 1.1893 | 1.197 | 1.2041 | 1.2059 | 0.014147 | -119.8131 | 120.0995 | -0.114 | -119.8755 | 119.9886
Line5_6_7 | 0.13807 | 0.17321 | 0.1732 | 0.13807 | 0.17321 | 0.1732 | 0.031887 | 0.04 | 0.04 | 0.031887 | 0.04 | 0.04 | -0.0094106 | -0.017012 | -0.017143 | 0.0095999 | 0.017289 | 0.017464 | -0.036991 | -0.045062 | -0.045085 | 0.037393 | 0.04565 | 0.045671 | 104.1594 | -9.1931 | -129.1931 | -75.8406 | 170.8069 | 50.8069 | 1.197 | 1.2041 | 1.2059 | 1.2107 | 1.2204 | 1.2224 | -0.114 | -119.8755 | 119.9886 | -0.23925 | -119.9362 | 119.8807
Line6_7_8 | 0.039442 | 0 | 0 | 0.039442 | 0 | 0 | 0.0091088 | 0 | 0 | 0.0091088 | 0 | 0 | 0.0077915 | 2.2296e-09 | 6.9792e-10 | -0.0077785 | -2.0367e-09 | -9.9196e-10 | 0.0078045 | -7.5436e-10 | -1.2919e-10 | -0.0077785 | 5.2552e-10 | 7.7981e-11 | -45.2869 | 0 | 0 | 134.7131 | 0 | 0 | 1.2107 | 1.2204 | 1.2224 | 1.2077 | 1.2199 | 1.2223 | -0.23925 | -119.9362 | 119.8807 | -0.28688 | -119.9162 | 119.8515
Line7_8_9 | 0 | 0 | 0 | 0 | 0 | 0 | 0 | 0 | 0 | 0 | 0 | 0 | 5.8893e-10 | 7.5025e-10 | 2.2196e-10 | -4.7685e-10 | -5.3623e-10 | -5.4805e-10 | 3.3188e-10 | -2.5916e-10 | -4.5379e-11 | -2.4389e-11 | 7.193e-12 | -1.2777e-11 | 0 | 0 | 0 | 0 | 0 | 0 | 1.2077 | 1.2199 | 1.2223 | 1.2077 | 1.2199 | 1.2223 | -0.28688 | -119.9162 | 119.8515 | -0.28688 | -119.9162 | 119.8515
Line8_8_10 | 0 | 0 | 0 | 0 | 0 | 0 | 0 | 0 | 0 | 0 | 0 | 0 | 5.8893e-10 | 7.5025e-10 | 2.2196e-10 | -4.7685e-10 | -5.3623e-10 | -5.4805e-10 | 3.3188e-10 | -2.5916e-10 | -4.5379e-11 | -2.4388e-11 | 7.1931e-12 | -1.2777e-11 | 0 | 0 | 0 | 0 | 0 | 0 | 1.2077 | 1.2199 | 1.2223 | 1.2077 | 1.2199 | 1.2223 | -0.28688 | -119.9162 | 119.8515 | -0.28688 | -119.9162 | 119.8515
Line9_3_11 | 0.1732 | 0.1732 | 0.1732 | 0.1732 | 0.1732 | 0.1732 | 0.04 | 0.04 | 0.04 | 0.04 | 0.04 | 0.04 | -0.0040862 | -0.0040066 | -0.0040404 | 0.0043862 | 0.0043066 | 0.0043404 | -0.047235 | -0.047322 | -0.047361 | 0.047835 | 0.047922 | 0.047961 | 94.7869 | -25.2131 | -145.2131 | -85.2131 | 154.7869 | 34.7869 | 1.1853 | 1.1873 | 1.1883 | 1.2009 | 1.2029 | 1.2039 | -0.1574 | -120.0526 | 119.9108 | -0.45222 | -120.3483 | 119.6158

## LG_min_6
name | pf_ikss_a_from_ka | pf_ikss_b_from_ka | pf_ikss_c_from_ka | pf_ikss_a_to_ka | pf_ikss_b_to_ka | pf_ikss_c_to_ka | pf_skss_a_from_mw | pf_skss_b_from_mw | pf_skss_c_from_mw | pf_skss_a_to_mw | pf_skss_b_to_mw | pf_skss_c_to_mw | pf_p_a_from_mw | pf_p_b_from_mw | pf_p_c_from_mw | pf_p_a_to_mw | pf_p_b_to_mw | pf_p_c_to_mw | pf_q_a_from_mvar | pf_q_b_from_mvar | pf_q_c_from_mvar | pf_q_a_to_mvar | pf_q_b_to_mvar | pf_q_c_to_mvar | pf_ikss_a_from_degree | pf_ikss_b_from_degree | pf_ikss_c_from_degree | pf_ikss_a_to_degree | pf_ikss_b_to_degree | pf_ikss_c_to_degree | pf_vm_a_from_pu | pf_vm_b_from_pu | pf_vm_c_from_pu | pf_vm_a_to_pu | pf_vm_b_to_pu | pf_vm_c_to_pu | pf_va_a_from_degree | pf_va_b_from_degree | pf_va_c_from_degree | pf_va_a_to_degree | pf_va_b_to_degree | pf_va_c_to_degree
Line0_1_2 | 2.0081 | 0 | 0 | 2.0081 | 0 | 0 | 0.46376 | 0 | 0 | 0.46376 | 0 | 0 | 0.25808 | 5.4343e-08 | -6.076e-08 | -0.19356 | -5.1505e-08 | 5.6261e-08 | 0.26884 | -3.3783e-08 | -2.8918e-08 | -0.20163 | 2.8576e-08 | 2.4946e-08 | -52.396 | 0 | 0 | 127.604 | 0 | 0 | 0.80359 | 0.91392 | 0.96109 | 0.60269 | 0.89884 | 0.93916 | -6.2269 | -119.4476 | 117.8719 | -6.2269 | -117.0933 | 115.8416
Line10_11_12 | 0 | 0 | 0 | 0 | 0 | 0 | 0 | 0 | 0 | 0 | 0 | 0 | 3.4387e-09 | 1.0065e-08 | -1.6469e-08 | -2.4507e-09 | -8.2666e-09 | 1.3683e-08 | 1.4688e-08 | -1.2149e-08 | -2.0101e-09 | -1.2544e-08 | 1.0155e-08 | 1.5508e-09 | 0 | 0 | 0 | 0 | 0 | 0 | 0.80359 | 0.91392 | 0.96109 | 0.80359 | 0.91392 | 0.96109 | -6.2269 | -119.4476 | 117.8719 | -6.2269 | -119.4476 | 117.8719
Line11_12_13 | 0 | 0 | 0 | 0 | 0 | 0 | 0 | 0 | 0 | 0 | 0 | 0 | 2.8655e-09 | 8.3873e-09 | -1.3724e-08 | -1.8775e-09 | -6.5891e-09 | 1.0938e-08 | 1.224e-08 | -1.0124e-08 | -1.6751e-09 | -1.0096e-08 | 8.1302e-09 | 1.2157e-09 | 0 | 0 | 0 | 0 | 0 | 0 | 0.80359 | 0.91392 | 0.96109 | 0.80359 | 0.91392 | 0.96109 | -6.2269 | -119.4476 | 117.8719 | -6.2269 | -119.4476 | 117.8719
Line12_13_15 | 0 | 0 | 0 | 0 | 0 | 0 | 0 | 0 | 0 | 0 | 0 | 0 | 1.7193e-09 | 5.0324e-09 | -8.2345e-09 | -7.3133e-10 | -3.2342e-09 | 5.4482e-09 | 7.344e-09 | -6.0747e-09 | -1.005e-09 | -5.1996e-09 | 4.0805e-09 | 5.4571e-10 | 0 | 0 | 0 | 0 | 0 | 0 | 0.80359 | 0.91392 | 0.96109 | 0.80359 | 0.91392 | 0.96109 | -6.2269 | -119.4476 | 117.8719 | -6.2269 | -119.4476 | 117.8719
Line13_13_14 | 0 | 0 | 0 | 0 | 0 | 0 | 0 | 0 | 0 | 0 | 0 | 0 | 5.7311e-10 | 1.6775e-09 | -2.7448e-09 | 4.1489e-10 | 1.2076e-10 | -4.1408e-11 | 2.448e-09 | -2.0249e-09 | -3.3501e-10 | -3.0361e-10 | 3.069e-11 | -1.2432e-10 | 0 | 0 | 0 | 0 | 0 | 0 | 0.80359 | 0.91392 | 0.96109 | 0.80359 | 0.91392 | 0.96109 | -6.2269 | -119.4476 | 117.8719 | -6.2269 | -119.4476 | 117.8719
Line14_15_16 | 0 | 0 | 0 | 0 | 0 | 0 | 0 | 0 | 0 | 0 | 0 | 0 | 1.1462e-09 | 3.3549e-09 | -5.4897e-09 | -1.5822e-10 | -1.5567e-09 | 2.7034e-09 | 4.896e-09 | -4.0498e-09 | -6.7003e-10 | -2.7516e-09 | 2.0556e-09 | 2.107e-10 | 0 | 0 | 0 | 0 | 0 | 0 | 0.80359 | 0.91392 | 0.96109 | 0.80359 | 0.91392 | 0.96109 | -6.2269 | -119.4476 | 117.8719 | -6.2269 | -119.4476 | 117.8719
Line15_16_17 | 0 | 0 | 0 | 0 | 0 | 0 | 0 | 0 | 0 | 0 | 0 | 0 | 5.7311e-10 | 1.6775e-09 | -2.7448e-09 | 4.1489e-10 | 1.2076e-10 | -4.1408e-11 | 2.448e-09 | -2.0249e-09 | -3.3501e-10 | -3.0361e-10 | 3.069e-11 | -1.2432e-10 | 0 | 0 | 0 | 0 | 0 | 0 | 0.80359 | 0.91392 | 0.96109 | 0.80359 | 0.91392 | 0.96109 | -6.2269 | -119.4476 | 117.8719 | -6.2269 | -119.4476 | 117.8719
Line16_4_18 | 0 | 0 | 0 | 0 | 0 | 0 | 0 | 0 | 0 | 0 | 0 | 0 | 5.7311e-10 | 1.6775e-09 | -2.7448e-09 | 4.1489e-10 | 1.2076e-10 | -4.1408e-11 | 2.448e-09 | -2.0249e-09 | -3.3501e-10 | -3.0361e-10 | 3.069e-11 | -1.2432e-10 | 0 | 0 | 0 | 0 | 0 | 0 | 0.80359 | 0.91392 | 0.96109 | 0.80359 | 0.91392 | 0.96109 | -6.2269 | -119.4476 | 117.8719 | -6.2269 | -119.4476 | 117.8719
Line17_5_19 | 0 | 0 | 0 | 0 | 0 | 0 | 0 | 0 | 0 | 0 | 0 | 0 | 5.7311e-10 | 1.6775e-09 | -2.7448e-09 | 4.1489e-10 | 1.2076e-10 | -4.1408e-11 | 2.448e-09 | -2.0249e-09 | -3.3501e-10 | -3.0361e-10 | 3.069e-11 | -1.2432e-10 | 0 | 0 | 0 | 0 | 0 | 0 | 0.80359 | 0.91392 | 0.96109 | 0.80359 | 0.91392 | 0.96109 | -6.2269 | -119.4476 | 117.8719 | -6.2269 | -119.4476 | 117.8719
Line1_1_3 | 0 | 0 | 0 | 0 | 0 | 0 | 0 | 0 | 0 | 0 | 0 | 0 | 4.5849e-09 | 1.342e-08 | -2.1959e-08 | -3.5969e-09 | -1.1622e-08 | 1.9172e-08 | 1.9584e-08 | -1.6199e-08 | -2.6801e-09 | -1.744e-08 | 1.4205e-08 | 2.2208e-09 | 0 | 0 | 0 | 0 | 0 | 0 | 0.80359 | 0.91392 | 0.96109 | 0.80359 | 0.91392 | 0.96109 | -6.2269 | -119.4476 | 117.8719 | -6.2269 | -119.4476 | 117.8719
Line2_1_4 | 0 | 0 | 0 | 0 | 0 | 0 | 0 | 0 | 0 | 0 | 0 | 0 | 1.1462e-09 | 3.3549e-09 | -5.4897e-09 | -1.5822e-10 | -1.5567e-09 | 2.7034e-09 | 4.896e-09 | -4.0498e-09 | -6.7003e-10 | -2.7516e-09 | 2.0556e-09 | 2.1069e-10 | 0 | 0 | 0 | 0 | 0 | 0 | 0.80359 | 0.91392 | 0.96109 | 0.80359 | 0.91392 | 0.96109 | -6.2269 | -119.4476 | 117.8719 | -6.2269 | -119.4476 | 117.8719
Line3_1_5 | 0 | 0 | 0 | 0 | 0 | 0 | 0 | 0 | 0 | 0 | 0 | 0 | 1.1462e-09 | 3.3549e-09 | -5.4897e-09 | -1.5822e-10 | -1.5567e-09 | 2.7034e-09 | 4.896e-09 | -4.0498e-09 | -6.7003e-10 | -2.7516e-09 | 2.0556e-09 | 2.1069e-10 | 0 | 0 | 0 | 0 | 0 | 0 | 0.80359 | 0.91392 | 0.96109 | 0.80359 | 0.91392 | 0.96109 | -6.2269 | -119.4476 | 117.8719 | -6.2269 | -119.4476 | 117.8719
Line4_2_6 | 2.0081 | 0 | 0 | 2.0081 | 0 | 0 | 0.46376 | 0 | 0 | 0.46376 | 0 | 0 | 0.19356 | 5.1669e-08 | -5.6232e-08 | -0.12904 | -4.5896e-08 | 4.9162e-08 | 0.20163 | -2.8417e-08 | -2.5183e-08 | -0.13442 | 2.2613e-08 | 2.0013e-08 | -52.396 | 0 | 0 | 127.604 | 0 | 0 | 0.60269 | 0.89884 | 0.93916 | 0.40179 | 0.88532 | 0.91846 | -6.2269 | -117.0933 | 115.8416 | -6.2269 | -114.6628 | 113.7171
Line5_6_7 | 2.0081 | 0 | 0 | 2.0081 | 0 | 0 | 0.46376 | 0 | 0 | 0.46376 | 0 | 0 | 0.12904 | 4.6092e-08 | -4.9075e-08 | -0.064521 | -3.7378e-08 | 3.944e-08 | 0.13442 | -2.2326e-08 | -2.0363e-08 | -0.06721 | 1.6331e-08 | 1.44e-08 | -52.396 | 0 | 0 | 127.604 | 0 | 0 | 0.40179 | 0.88532 | 0.91846 | 0.2009 | 0.87345 | 0.89908 | -6.2269 | -114.6628 | 113.7171 | -6.2269 | -112.1616 | 111.4978
Line6_7_8 | 2.0081 | 0 | 0 | 2.0081 | 0 | 0 | 0.46376 | 0 | 0 | 0.46376 | 0 | 0 | 0.064521 | 3.7595e-08 | -3.9307e-08 | -2.5059e-14 | -2.5933e-08 | 2.7113e-08 | 0.06721 | -1.5916e-08 | -1.4863e-08 | 3.5938e-14 | 1.0135e-08 | 8.5146e-09 | -52.396 | 0 | 0 | 127.604 | 0 | 0 | 0.2009 | 0.87345 | 0.89908 | 0 | 0.86328 | 0.8811 | -6.2269 | -112.1616 | 111.4978 | 0 | -109.5965 | 109.1844
Line7_8_9 | 0 | 0 | 0 | 0 | 0 | 0 | 0 | 0 | 0 | 0 | 0 | 0 | 1.5709e-21 | 1.3079e-08 | -1.3472e-08 | -1.2063e-18 | 2.2506e-10 | 1.6807e-10 | -9.8239e-23 | -4.796e-09 | -4.5453e-09 | 9.3439e-18 | 5.4302e-10 | -5.7593e-10 | 0 | 0 | 0 | 0 | 0 | 0 | 0 | 0.86328 | 0.8811 | 0 | 0.86328 | 0.8811 | 0 | -109.5965 | 109.1844 | 0 | -109.5965 | 109.1844
Line8_8_10 | 0 | 0 | 0 | 0 | 0 | 0 | 0 | 0 | 0 | 0 | 0 | 0 | 1.5709e-21 | 1.3079e-08 | -1.3472e-08 | -1.2063e-18 | 2.2506e-10 | 1.6807e-10 | -9.8239e-23 | -4.796e-09 | -4.5453e-09 | 9.3439e-18 | 5.4302e-10 | -5.7593e-10 | 0 | 0 | 0 | 0 | 0 | 0 | 0 | 0.86328 | 0.8811 | 0 | 0.86328 | 0.8811 | 0 | -109.5965 | 109.1844 | 0 | -109.5965 | 109.1844
Line9_3_11 | 0 | 0 | 0 | 0 | 0 | 0 | 0 | 0 | 0 | 0 | 0 | 0 | 4.0118e-09 | 1.1742e-08 | -1.9214e-08 | -3.0238e-09 | -9.944e-09 | 1.6428e-08 | 1.7136e-08 | -1.4174e-08 | -2.3451e-09 | -1.4992e-08 | 1.218e-08 | 1.8858e-09 | 0 | 0 | 0 | 0 | 0 | 0 | 0.80359 | 0.91392 | 0.96109 | 0.80359 | 0.91392 | 0.96109 | -6.2269 | -119.4476 | 117.8719 | -6.2269 | -119.4476 | 117.8719

## LG_min_10
name | pf_ikss_a_from_ka | pf_ikss_b_from_ka | pf_ikss_c_from_ka | pf_ikss_a_to_ka | pf_ikss_b_to_ka | pf_ikss_c_to_ka | pf_skss_a_from_mw | pf_skss_b_from_mw | pf_skss_c_from_mw | pf_skss_a_to_mw | pf_skss_b_to_mw | pf_skss_c_to_mw | pf_p_a_from_mw | pf_p_b_from_mw | pf_p_c_from_mw | pf_p_a_to_mw | pf_p_b_to_mw | pf_p_c_to_mw | pf_q_a_from_mvar | pf_q_b_from_mvar | pf_q_c_from_mvar | pf_q_a_to_mvar | pf_q_b_to_mvar | pf_q_c_to_mvar | pf_ikss_a_from_degree | pf_ikss_b_from_degree | pf_ikss_c_from_degree | pf_ikss_a_to_degree | pf_ikss_b_to_degree | pf_ikss_c_to_degree | pf_vm_a_from_pu | pf_vm_b_from_pu | pf_vm_c_from_pu | pf_vm_a_to_pu | pf_vm_b_to_pu | pf_vm_c_to_pu | pf_va_a_from_degree | pf_va_b_from_degree | pf_va_c_from_degree | pf_va_a_to_degree | pf_va_b_to_degree | pf_va_c_to_degree
Line0_1_2 | 1.9024 | 0 | 0 | 1.9024 | 0 | 0 | 0.43935 | 0 | 0 | 0.43935 | 0 | 0 | 0.23163 | 4.8773e-08 | -5.4533e-08 | -0.17372 | -4.6226e-08 | 5.0494e-08 | 0.24128 | -3.0321e-08 | -2.5954e-08 | -0.18096 | 2.5647e-08 | 2.2389e-08 | -52.396 | 0 | 0 | 127.604 | 0 | 0 | 0.76129 | 0.86582 | 0.91051 | 0.57097 | 0.85153 | 0.88973 | -6.2269 | -119.4476 | 117.8719 | -6.2269 | -117.0933 | 115.8416
Line10_11_12 | 0 | 0 | 0 | 0 | 0 | 0 | 0 | 0 | 0 | 0 | 0 | 0 | 3.0862e-09 | 9.0332e-09 | -1.4781e-08 | -2.1995e-09 | -7.4193e-09 | 1.228e-08 | 1.3183e-08 | -1.0904e-08 | -1.8041e-09 | -1.1258e-08 | 9.1143e-09 | 1.3918e-09 | 0 | 0 | 0 | 0 | 0 | 0 | 0.76129 | 0.86582 | 0.91051 | 0.76129 | 0.86582 | 0.91051 | -6.2269 | -119.4476 | 117.8719 | -6.2269 | -119.4476 | 117.8719
Line11_12_13 | 0 | 0 | 0 | 0 | 0 | 0 | 0 | 0 | 0 | 0 | 0 | 0 | 2.5719e-09 | 7.5277e-09 | -1.2318e-08 | -1.6851e-09 | -5.9138e-09 | 9.8168e-09 | 1.0986e-08 | -9.0868e-09 | -1.5034e-09 | -9.0609e-09 | 7.297e-09 | 1.0911e-09 | 0 | 0 | 0 | 0 | 0 | 0 | 0.76129 | 0.86582 | 0.91051 | 0.76129 | 0.86582 | 0.91051 | -6.2269 | -119.4476 | 117.8719 | -6.2269 | -119.4476 | 117.8719
Line12_13_15 | 0 | 0 | 0 | 0 | 0 | 0 | 0 | 0 | 0 | 0 | 0 | 0 | 1.5431e-09 | 4.5166e-09 | -7.3905e-09 | -6.5637e-10 | -2.9027e-09 | 4.8898e-09 | 6.5913e-09 | -5.4521e-09 | -9.0203e-10 | -4.6667e-09 | 3.6622e-09 | 4.8978e-10 | 0 | 0 | 0 | 0 | 0 | 0 | 0.76129 | 0.86582 | 0.91051 | 0.76129 | 0.86582 | 0.91051 | -6.2269 | -119.4476 | 117.8719 | -6.2269 | -119.4476 | 117.8719
Line13_13_14 | 0 | 0 | 0 | 0 | 0 | 0 | 0 | 0 | 0 | 0 | 0 | 0 | 5.1437e-10 | 1.5055e-09 | -2.4635e-09 | 3.7237e-10 | 1.0839e-10 | -3.7164e-11 | 2.1971e-09 | -1.8174e-09 | -3.0068e-10 | -2.725e-10 | 2.7544e-11 | -1.1158e-10 | 0 | 0 | 0 | 0 | 0 | 0 | 0.76129 | 0.86582 | 0.91051 | 0.76129 | 0.86582 | 0.91051 | -6.2269 | -119.4476 | 117.8719 | -6.2269 | -119.4476 | 117.8719
Line14_15_16 | 0 | 0 | 0 | 0 | 0 | 0 | 0 | 0 | 0 | 0 | 0 | 0 | 1.0287e-09 | 3.0111e-09 | -4.927e-09 | -1.42e-10 | -1.3972e-09 | 2.4263e-09 | 4.3942e-09 | -3.6347e-09 | -6.0136e-10 | -2.4696e-09 | 1.8449e-09 | 1.891e-10 | 0 | 0 | 0 | 0 | 0 | 0 | 0.76129 | 0.86582 | 0.91051 | 0.76129 | 0.86582 | 0.91051 | -6.2269 | -119.4476 | 117.8719 | -6.2269 | -119.4476 | 117.8719
Line15_16_17 | 0 | 0 | 0 | 0 | 0 | 0 | 0 | 0 | 0 | 0 | 0 | 0 | 5.1437e-10 | 1.5055e-09 | -2.4635e-09 | 3.7237e-10 | 1.0839e-10 | -3.7164e-11 | 2.1971e-09 | -1.8174e-09 | -3.0068e-10 | -2.725e-10 | 2.7544e-11 | -1.1158e-10 | 0 | 0 | 0 | 0 | 0 | 0 | 0.76129 | 0.86582 | 0.91051 | 0.76129 | 0.86582 | 0.91051 | -6.2269 | -119.4476 | 117.8719 | -6.2269 | -119.4476 | 117.8719
Line16_4_18 | 0 | 0 | 0 | 0 | 0 | 0 | 0 | 0 | 0 | 0 | 0 | 0 | 5.1437e-10 | 1.5055e-09 | -2.4635e-09 | 3.7237e-10 | 1.0839e-10 | -3.7164e-11 | 2.1971e-09 | -1.8174e-09 | -3.0068e-10 | -2.725e-10 | 2.7544e-11 | -1.1158e-10 | 0 | 0 | 0 | 0 | 0 | 0 | 0.76129 | 0.86582 | 0.91051 | 0.76129 | 0.86582 | 0.91051 | -6.2269 | -119.4476 | 117.8719 | -6.2269 | -119.4476 | 117.8719
Line17_5_19 | 0 | 0 | 0 | 0 | 0 | 0 | 0 | 0 | 0 | 0 | 0 | 0 | 5.1437e-10 | 1.5055e-09 | -2.4635e-09 | 3.7237e-10 | 1.0839e-10 | -3.7164e-11 | 2.1971e-09 | -1.8174e-09 | -3.0068e-10 | -2.725e-10 | 2.7544e-11 | -1.1158e-10 | 0 | 0 | 0 | 0 | 0 | 0 | 0.76129 | 0.86582 | 0.91051 | 0.76129 | 0.86582 | 0.91051 | -6.2269 | -119.4476 | 117.8719 | -6.2269 | -119.4476 | 117.8719
Line1_1_3 | 0 | 0 | 0 | 0 | 0 | 0 | 0 | 0 | 0 | 0 | 0 | 0 | 4.115e-09 | 1.2044e-08 | -1.9708e-08 | -3.2282e-09 | -1.043e-08 | 1.7207e-08 | 1.7577e-08 | -1.4539e-08 | -2.4054e-09 | -1.5652e-08 | 1.2749e-08 | 1.9932e-09 | 0 | 0 | 0 | 0 | 0 | 0 | 0.76129 | 0.86582 | 0.91051 | 0.76129 | 0.86582 | 0.91051 | -6.2269 | -119.4476 | 117.8719 | -6.2269 | -119.4476 | 117.8719
Line2_1_4 | 0 | 0 | 0 | 0 | 0 | 0 | 0 | 0 | 0 | 0 | 0 | 0 | 1.0287e-09 | 3.0111e-09 | -4.927e-09 | -1.42e-10 | -1.3972e-09 | 2.4263e-09 | 4.3942e-09 | -3.6347e-09 | -6.0135e-10 | -2.4696e-09 | 1.8449e-09 | 1.891e-10 | 0 | 0 | 0 | 0 | 0 | 0 | 0.76129 | 0.86582 | 0.91051 | 0.76129 | 0.86582 | 0.91051 | -6.2269 | -119.4476 | 117.8719 | -6.2269 | -119.4476 | 117.8719
Line3_1_5 | 0 | 0 | 0 | 0 | 0 | 0 | 0 | 0 | 0 | 0 | 0 | 0 | 1.0287e-09 | 3.0111e-09 | -4.927e-09 | -1.42e-10 | -1.3972e-09 | 2.4263e-09 | 4.3942e-09 | -3.6347e-09 | -6.0135e-10 | -2.4696e-09 | 1.8449e-09 | 1.891e-10 | 0 | 0 | 0 | 0 | 0 | 0 | 0.76129 | 0.86582 | 0.91051 | 0.76129 | 0.86582 | 0.91051 | -6.2269 | -119.4476 | 117.8719 | -6.2269 | -119.4476 | 117.8719
Line4_2_6 | 1.9024 | 0 | 0 | 1.9024 | 0 | 0 | 0.43935 | 0 | 0 | 0.43935 | 0 | 0 | 0.17372 | 4.6373e-08 | -5.0469e-08 | -0.11582 | -4.1192e-08 | 4.4123e-08 | 0.18096 | -2.5505e-08 | -2.2602e-08 | -0.12064 | 2.0296e-08 | 1.7961e-08 | -52.396 | 0 | 0 | 127.604 | 0 | 0 | 0.57097 | 0.85153 | 0.88973 | 0.38065 | 0.83872 | 0.87012 | -6.2269 | -117.0933 | 115.8416 | -6.2269 | -114.6628 | 113.7171
Line5_6_7 | 1.9024 | 0 | 0 | 1.9024 | 0 | 0 | 0.43935 | 0 | 0 | 0.43935 | 0 | 0 | 0.11582 | 4.1368e-08 | -4.4045e-08 | -0.057908 | -3.3547e-08 | 3.5398e-08 | 0.12064 | -2.0038e-08 | -1.8276e-08 | -0.060321 | 1.4657e-08 | 1.2924e-08 | -52.396 | 0 | 0 | 127.604 | 0 | 0 | 0.38065 | 0.83872 | 0.87012 | 0.19032 | 0.82748 | 0.85176 | -6.2269 | -114.6628 | 113.7171 | -6.2269 | -112.1616 | 111.4978
Line6_7_8 | 1.9024 | 0 | 0 | 1.9024 | 0 | 0 | 0.43935 | 0 | 0 | 0.43935 | 0 | 0 | 0.057908 | 3.3741e-08 | -3.5278e-08 | -2.2408e-14 | -2.3275e-08 | 2.4334e-08 | 0.060321 | -1.4285e-08 | -1.334e-08 | 3.2158e-14 | 9.0963e-09 | 7.6419e-09 | -52.396 | 0 | 0 | 127.604 | 0 | 0 | 0.19032 | 0.82748 | 0.85176 | 0 | 0.81784 | 0.83473 | -6.2269 | -112.1616 | 111.4978 | 0 | -109.5965 | 109.1844
Line7_8_9 | 0 | 0 | 0 | 0 | 0 | 0 | 0 | 0 | 0 | 0 | 0 | 0 | 1.4054e-21 | 1.1739e-08 | -1.2091e-08 | -1.0826e-18 | 2.02e-10 | 1.5084e-10 | -8.835e-23 | -4.3045e-09 | -4.0794e-09 | 8.3862e-18 | 4.8736e-10 | -5.169e-10 | 0 | 0 | 0 | 0 | 0 | 0 | 0 | 0.81784 | 0.83473 | 0 | 0.81784 | 0.83473 | 0 | -109.5965 | 109.1844 | 0 | -109.5965 | 109.1844
Line8_8_10 | 0 | 0 | 0 | 0 | 0 | 0 | 0 | 0 | 0 | 0 | 0 | 0 | 1.4054e-21 | 1.1739e-08 | -1.2091e-08 | -1.0826e-18 | 2.02e-10 | 1.5084e-10 | -8.835e-23 | -4.3045e-09 | -4.0794e-09 | 8.3862e-18 | 4.8736e-10 | -5.169e-10 | 0 | 0 | 0 | 0 | 0 | 0 | 0 | 0.81784 | 0.83473 | 0 | 0.81784 | 0.83473 | 0 | -109.5965 | 109.1844 | 0 | -109.5965 | 109.1844
Line9_3_11 | 0 | 0 | 0 | 0 | 0 | 0 | 0 | 0 | 0 | 0 | 0 | 0 | 3.6006e-09 | 1.0539e-08 | -1.7245e-08 | -2.7139e-09 | -8.9249e-09 | 1.4744e-08 | 1.538e-08 | -1.2721e-08 | -2.1047e-09 | -1.3455e-08 | 1.0932e-08 | 1.6925e-09 | 0 | 0 | 0 | 0 | 0 | 0 | 0.76129 | 0.86582 | 0.91051 | 0.76129 | 0.86582 | 0.91051 | -6.2269 | -119.4476 | 117.8719 | -6.2269 | -119.4476 | 117.8719

## LG_min_fault_6
name | pf_ikss_a_from_ka | pf_ikss_b_from_ka | pf_ikss_c_from_ka | pf_ikss_a_to_ka | pf_ikss_b_to_ka | pf_ikss_c_to_ka | pf_skss_a_from_mw | pf_skss_b_from_mw | pf_skss_c_from_mw | pf_skss_a_to_mw | pf_skss_b_to_mw | pf_skss_c_to_mw | pf_p_a_from_mw | pf_p_b_from_mw | pf_p_c_from_mw | pf_p_a_to_mw | pf_p_b_to_mw | pf_p_c_to_mw | pf_q_a_from_mvar | pf_q_b_from_mvar | pf_q_c_from_mvar | pf_q_a_to_mvar | pf_q_b_to_mvar | pf_q_c_to_mvar | pf_ikss_a_from_degree | pf_ikss_b_from_degree | pf_ikss_c_from_degree | pf_ikss_a_to_degree | pf_ikss_b_to_degree | pf_ikss_c_to_degree | pf_vm_a_from_pu | pf_vm_b_from_pu | pf_vm_c_from_pu | pf_vm_a_to_pu | pf_vm_b_to_pu | pf_vm_c_to_pu | pf_va_a_from_degree | pf_va_b_from_degree | pf_va_c_from_degree | pf_va_a_to_degree | pf_va_b_to_degree | pf_va_c_to_degree
Line0_1_2 | 0.030559 | 0 | 0 | 0.030559 | 0 | 0 | 0.0070572 | 0 | 0 | 0.0070572 | 0 | 0 | 0.0047289 | 7.783e-10 | -9.4975e-10 | -0.004714 | -7.3369e-10 | 8.8599e-10 | 0.0047314 | -6.4616e-10 | -3.5066e-10 | -0.0047158 | 5.9791e-10 | 3.352e-10 | -45.1122 | 0 | 0 | 134.8878 | 0 | 0 | 0.94789 | 0.94944 | 0.95023 | 0.94483 | 0.94912 | 0.94993 | -0.097155 | -119.9962 | 119.9687 | -0.10089 | -119.9646 | 119.9364
Line10_11_12 | 0 | 0 | 0 | 0 | 0 | 0 | 0 | 0 | 0 | 0 | 0 | 0 | 6.7022e-11 | 1.3146e-10 | -2.495e-10 | -4.8516e-11 | -1.0759e-10 | 2.0713e-10 | 2.6236e-10 | -2.1196e-10 | -7.7178e-12 | -2.2423e-10 | 1.7685e-10 | 4.6251e-12 | 0 | 0 | 0 | 0 | 0 | 0 | 0.94789 | 0.94944 | 0.95023 | 0.94789 | 0.94944 | 0.95023 | -0.097155 | -119.9962 | 119.9687 | -0.097155 | -119.9962 | 119.9687
Line11_12_13 | 0 | 0 | 0 | 0 | 0 | 0 | 0 | 0 | 0 | 0 | 0 | 0 | 5.5852e-11 | 1.0955e-10 | -2.0792e-10 | -3.7345e-11 | -8.5679e-11 | 1.6554e-10 | 2.1863e-10 | -1.7663e-10 | -6.4315e-12 | -1.805e-10 | 1.4153e-10 | 3.3388e-12 | 0 | 0 | 0 | 0 | 0 | 0 | 0.94789 | 0.94944 | 0.95023 | 0.94789 | 0.94944 | 0.95023 | -0.097155 | -119.9962 | 119.9687 | -0.097155 | -119.9962 | 119.9687
Line12_13_15 | 0 | 0 | 0 | 0 | 0 | 0 | 0 | 0 | 0 | 0 | 0 | 0 | 3.3511e-11 | 6.5728e-11 | -1.2475e-10 | -1.5005e-11 | -4.1861e-11 | 8.2378e-11 | 1.3118e-10 | -1.0598e-10 | -3.8589e-12 | -9.3051e-11 | 7.0873e-11 | 7.6618e-13 | 0 | 0 | 0 | 0 | 0 | 0 | 0.94789 | 0.94944 | 0.95023 | 0.94789 | 0.94944 | 0.95023 | -0.097155 | -119.9962 | 119.9687 | -0.097155 | -119.9962 | 119.9687
Line13_13_14 | 0 | 0 | 0 | 0 | 0 | 0 | 0 | 0 | 0 | 0 | 0 | 0 | 1.117e-11 | 2.1909e-11 | -4.1584e-11 | 7.3361e-12 | 1.9574e-12 | -7.8954e-13 | 4.3726e-11 | -3.5326e-11 | -1.2863e-12 | -5.5988e-12 | 2.2048e-13 | -1.8064e-12 | 0 | 0 | 0 | 0 | 0 | 0 | 0.94789 | 0.94944 | 0.95023 | 0.94789 | 0.94944 | 0.95023 | -0.097155 | -119.9962 | 119.9687 | -0.097155 | -119.9962 | 119.9687
Line14_15_16 | 0 | 0 | 0 | 0 | 0 | 0 | 0 | 0 | 0 | 0 | 0 | 0 | 2.2341e-11 | 4.3818e-11 | -8.3167e-11 | -3.8342e-12 | -1.9952e-11 | 4.0794e-11 | 8.7452e-11 | -7.0653e-11 | -2.5726e-12 | -4.9325e-11 | 3.5547e-11 | -5.2013e-13 | 0 | 0 | 0 | 0 | 0 | 0 | 0.94789 | 0.94944 | 0.95023 | 0.94789 | 0.94944 | 0.95023 | -0.097155 | -119.9962 | 119.9687 | -0.097155 | -119.9962 | 119.9687
Line15_16_17 | 0 | 0 | 0 | 0 | 0 | 0 | 0 | 0 | 0 | 0 | 0 | 0 | 1.117e-11 | 2.1909e-11 | -4.1584e-11 | 7.3361e-12 | 1.9574e-12 | -7.8954e-13 | 4.3726e-11 | -3.5326e-11 | -1.2863e-12 | -5.5988e-12 | 2.2048e-13 | -1.8064e-12 | 0 | 0 | 0 | 0 | 0 | 0 | 0.94789 | 0.94944 | 0.95023 | 0.94789 | 0.94944 | 0.95023 | -0.097155 | -119.9962 | 119.9687 | -0.097155 | -119.9962 | 119.9687
Line16_4_18 | 0 | 0 | 0 | 0 | 0 | 0 | 0 | 0 | 0 | 0 | 0 | 0 | 1.117e-11 | 2.1909e-11 | -4.1584e-11 | 7.3361e-12 | 1.9574e-12 | -7.8954e-13 | 4.3726e-11 | -3.5326e-11 | -1.2863e-12 | -5.5988e-12 | 2.2048e-13 | -1.8064e-12 | 0 | 0 | 0 | 0 | 0 | 0 | 0.94789 | 0.94944 | 0.95023 | 0.94789 | 0.94944 | 0.95023 | -0.097155 | -119.9962 | 119.9687 | -0.097155 | -119.9962 | 119.9687
Line17_5_19 | 0 | 0 | 0 | 0 | 0 | 0 | 0 | 0 | 0 | 0 | 0 | 0 | 1.117e-11 | 2.1909e-11 | -4.1584e-11 | 7.3361e-12 | 1.9574e-12 | -7.8954e-13 | 4.3726e-11 | -3.5326e-11 | -1.2863e-12 | -5.5988e-12 | 2.2048e-13 | -1.8064e-12 | 0 | 0 | 0 | 0 | 0 | 0 | 0.94789 | 0.94944 | 0.95023 | 0.94789 | 0.94944 | 0.95023 | -0.097155 | -119.9962 | 119.9687 | -0.097155 | -119.9962 | 119.9687
Line1_1_3 | 0 | 0 | 0 | 0 | 0 | 0 | 0 | 0 | 0 | 0 | 0 | 0 | 8.9363e-11 | 1.7527e-10 | -3.3267e-10 | -7.0856e-11 | -1.5141e-10 | 2.903e-10 | 3.4981e-10 | -2.8261e-10 | -1.029e-11 | -3.1168e-10 | 2.4751e-10 | 7.1977e-12 | 0 | 0 | 0 | 0 | 0 | 0 | 0.94789 | 0.94944 | 0.95023 | 0.94789 | 0.94944 | 0.95023 | -0.097155 | -119.9962 | 119.9687 | -0.097155 | -119.9962 | 119.9687
Line2_1_4 | 0 | 0 | 0 | 0 | 0 | 0 | 0 | 0 | 0 | 0 | 0 | 0 | 2.2341e-11 | 4.3818e-11 | -8.3167e-11 | -3.8342e-12 | -1.9952e-11 | 4.0794e-11 | 8.7452e-11 | -7.0653e-11 | -2.5726e-12 | -4.9325e-11 | 3.5547e-11 | -5.2015e-13 | 0 | 0 | 0 | 0 | 0 | 0 | 0.94789 | 0.94944 | 0.95023 | 0.94789 | 0.94944 | 0.95023 | -0.097155 | -119.9962 | 119.9687 | -0.097155 | -119.9962 | 119.9687
Line3_1_5 | 0 | 0 | 0 | 0 | 0 | 0 | 0 | 0 | 0 | 0 | 0 | 0 | 2.2341e-11 | 4.3818e-11 | -8.3167e-11 | -3.8342e-12 | -1.9952e-11 | 4.0794e-11 | 8.7452e-11 | -7.0653e-11 | -2.5726e-12 | -4.9325e-11 | 3.5547e-11 | -5.2015e-13 | 0 | 0 | 0 | 0 | 0 | 0 | 0.94789 | 0.94944 | 0.95023 | 0.94789 | 0.94944 | 0.95023 | -0.097155 | -119.9962 | 119.9687 | -0.097155 | -119.9962 | 119.9687
Line4_2_6 | 0.030559 | 0 | 0 | 0.030559 | 0 | 0 | 0.0070572 | 0 | 0 | 0.0070572 | 0 | 0 | 0.004714 | 7.3675e-10 | -8.8575e-10 | -0.004699 | -6.5045e-10 | 7.794e-10 | 0.0047158 | -5.9587e-10 | -3.3887e-10 | -0.0047003 | 5.2267e-10 | 3.0002e-10 | -45.1122 | 0 | 0 | 134.8878 | 0 | 0 | 0.94483 | 0.94912 | 0.94993 | 0.94177 | 0.94881 | 0.94964 | -0.10089 | -119.9646 | 119.9364 | -0.10465 | -119.9329 | 119.9041
Line5_6_7 | 0.030559 | 0 | 0 | 0.030559 | 0 | 0 | 0.0070572 | 0 | 0 | 0.0070572 | 0 | 0 | 0.004699 | 6.5459e-10 | -7.7814e-10 | -0.0046841 | -5.266e-10 | 6.2921e-10 | 0.0047003 | -5.188e-10 | -3.0555e-10 | -0.0046847 | 4.2075e-10 | 2.434e-10 | -45.1122 | 0 | 0 | 134.8878 | 0 | 0 | 0.94177 | 0.94881 | 0.94964 | 0.93872 | 0.94849 | 0.94934 | -0.10465 | -119.9329 | 119.9041 | -0.10843 | -119.9013 | 119.8718
Line6_7_8 | 0.030559 | 0 | 0 | 0.030559 | 0 | 0 | 0.0070572 | 0 | 0 | 0.0070572 | 0 | 0 | 0.0046841 | 5.3184e-10 | -6.2693e-10 | -0.0046691 | -3.6216e-10 | 4.3542e-10 | 0.0046847 | -4.1506e-10 | -2.508e-10 | -0.0046691 | 2.9226e-10 | 1.6545e-10 | -45.1122 | 0 | 0 | 134.8878 | 0 | 0 | 0.93872 | 0.94849 | 0.94934 | 0.93566 | 0.94818 | 0.94905 | -0.10843 | -119.9013 | 119.8718 | -0.11224 | -119.8696 | 119.8395
Line7_8_9 | 0 | 0 | 0 | 0 | 0 | 0 | 0 | 0 | 0 | 0 | 0 | 0 | -2.6995e-11 | 1.8424e-10 | -2.1606e-10 | 4.9184e-11 | 6.3243e-12 | 3.3051e-12 | 2.3568e-10 | -1.4237e-10 | -8.7358e-11 | -6.3845e-12 | 7.5185e-12 | -9.2616e-12 | 0 | 0 | 0 | 0 | 0 | 0 | 0.93566 | 0.94818 | 0.94905 | 0.93566 | 0.94818 | 0.94905 | -0.11224 | -119.8696 | 119.8395 | -0.11224 | -119.8696 | 119.8395
Line8_8_10 | 0 | 0 | 0 | 0 | 0 | 0 | 0 | 0 | 0 | 0 | 0 | 0 | -2.6995e-11 | 1.8424e-10 | -2.1606e-10 | 4.9184e-11 | 6.3243e-12 | 3.3051e-12 | 2.3568e-10 | -1.4237e-10 | -8.7358e-11 | -6.3845e-12 | 7.5185e-12 | -9.2616e-12 | 0 | 0 | 0 | 0 | 0 | 0 | 0.93566 | 0.94818 | 0.94905 | 0.93566 | 0.94818 | 0.94905 | -0.11224 | -119.8696 | 119.8395 | -0.11224 | -119.8696 | 119.8395
Line9_3_11 | 0 | 0 | 0 | 0 | 0 | 0 | 0 | 0 | 0 | 0 | 0 | 0 | 7.8192e-11 | 1.5336e-10 | -2.9108e-10 | -5.9686e-11 | -1.295e-10 | 2.4871e-10 | 3.0608e-10 | -2.4729e-10 | -9.0041e-12 | -2.6795e-10 | 2.1218e-10 | 5.9114e-12 | 0 | 0 | 0 | 0 | 0 | 0 | 0.94789 | 0.94944 | 0.95023 | 0.94789 | 0.94944 | 0.95023 | -0.097155 | -119.9962 | 119.9687 | -0.097155 | -119.9962 | 119.9687

## LG_min_fault_10
name | pf_ikss_a_from_ka | pf_ikss_b_from_ka | pf_ikss_c_from_ka | pf_ikss_a_to_ka | pf_ikss_b_to_ka | pf_ikss_c_to_ka | pf_skss_a_from_mw | pf_skss_b_from_mw | pf_skss_c_from_mw | pf_skss_a_to_mw | pf_skss_b_to_mw | pf_skss_c_to_mw | pf_p_a_from_mw | pf_p_b_from_mw | pf_p_c_from_mw | pf_p_a_to_mw | pf_p_b_to_mw | pf_p_c_to_mw | pf_q_a_from_mvar | pf_q_b_from_mvar | pf_q_c_from_mvar | pf_q_a_to_mvar | pf_q_b_to_mvar | pf_q_c_to_mvar | pf_ikss_a_from_degree | pf_ikss_b_from_degree | pf_ikss_c_from_degree | pf_ikss_a_to_degree | pf_ikss_b_to_degree | pf_ikss_c_to_degree | pf_vm_a_from_pu | pf_vm_b_from_pu | pf_vm_c_from_pu | pf_vm_a_to_pu | pf_vm_b_to_pu | pf_vm_c_to_pu | pf_va_a_from_degree | pf_va_b_from_degree | pf_va_c_from_degree | pf_va_a_to_degree | pf_va_b_to_degree | pf_va_c_to_degree
Line0_1_2 | 0.02895 | 0 | 0 | 0.02895 | 0 | 0 | 0.0066858 | 0 | 0 | 0.0066858 | 0 | 0 | 0.0042442 | 6.9853e-10 | -8.5241e-10 | -0.0042308 | -6.5849e-10 | 7.9518e-10 | 0.0042465 | -5.7994e-10 | -3.1472e-10 | -0.0042325 | 5.3663e-10 | 3.0084e-10 | -45.1122 | 0 | 0 | 134.8878 | 0 | 0 | 0.898 | 0.89947 | 0.90021 | 0.8951 | 0.89917 | 0.89993 | -0.097155 | -119.9962 | 119.9687 | -0.10089 | -119.9646 | 119.9364
Line10_11_12 | 0 | 0 | 0 | 0 | 0 | 0 | 0 | 0 | 0 | 0 | 0 | 0 | 6.0153e-11 | 1.1798e-10 | -2.2393e-10 | -4.3543e-11 | -9.6561e-11 | 1.859e-10 | 2.3547e-10 | -1.9023e-10 | -6.9268e-12 | -2.0125e-10 | 1.5873e-10 | 4.1511e-12 | 0 | 0 | 0 | 0 | 0 | 0 | 0.898 | 0.89947 | 0.90021 | 0.898 | 0.89947 | 0.90021 | -0.097155 | -119.9962 | 119.9687 | -0.097155 | -119.9962 | 119.9687
Line11_12_13 | 0 | 0 | 0 | 0 | 0 | 0 | 0 | 0 | 0 | 0 | 0 | 0 | 5.0127e-11 | 9.8318e-11 | -1.8661e-10 | -3.3518e-11 | -7.6898e-11 | 1.4858e-10 | 1.9622e-10 | -1.5853e-10 | -5.7724e-12 | -1.62e-10 | 1.2702e-10 | 2.9966e-12 | 0 | 0 | 0 | 0 | 0 | 0 | 0.898 | 0.89947 | 0.90021 | 0.898 | 0.89947 | 0.90021 | -0.097155 | -119.9962 | 119.9687 | -0.097155 | -119.9962 | 119.9687
Line12_13_15 | 0 | 0 | 0 | 0 | 0 | 0 | 0 | 0 | 0 | 0 | 0 | 0 | 3.0076e-11 | 5.8991e-11 | -1.1196e-10 | -1.3467e-11 | -3.7571e-11 | 7.3934e-11 | 1.1773e-10 | -9.5117e-11 | -3.4634e-12 | -8.3514e-11 | 6.3609e-11 | 6.8765e-13 | 0 | 0 | 0 | 0 | 0 | 0 | 0.898 | 0.89947 | 0.90021 | 0.898 | 0.89947 | 0.90021 | -0.097155 | -119.9962 | 119.9687 | -0.097155 | -119.9962 | 119.9687
Line13_13_14 | 0 | 0 | 0 | 0 | 0 | 0 | 0 | 0 | 0 | 0 | 0 | 0 | 1.0025e-11 | 1.9664e-11 | -3.7322e-11 | 6.5842e-12 | 1.7568e-12 | -7.0862e-13 | 3.9244e-11 | -3.1706e-11 | -1.1545e-12 | -5.0249e-12 | 1.9788e-13 | -1.6213e-12 | 0 | 0 | 0 | 0 | 0 | 0 | 0.898 | 0.89947 | 0.90021 | 0.898 | 0.89947 | 0.90021 | -0.097155 | -119.9962 | 119.9687 | -0.097155 | -119.9962 | 119.9687
Line14_15_16 | 0 | 0 | 0 | 0 | 0 | 0 | 0 | 0 | 0 | 0 | 0 | 0 | 2.0051e-11 | 3.9327e-11 | -7.4643e-11 | -3.4412e-12 | -1.7907e-11 | 3.6613e-11 | 7.8489e-11 | -6.3412e-11 | -2.3089e-12 | -4.4269e-11 | 3.1904e-11 | -4.6682e-13 | 0 | 0 | 0 | 0 | 0 | 0 | 0.898 | 0.89947 | 0.90021 | 0.898 | 0.89947 | 0.90021 | -0.097155 | -119.9962 | 119.9687 | -0.097155 | -119.9962 | 119.9687
Line15_16_17 | 0 | 0 | 0 | 0 | 0 | 0 | 0 | 0 | 0 | 0 | 0 | 0 | 1.0025e-11 | 1.9664e-11 | -3.7322e-11 | 6.5842e-12 | 1.7568e-12 | -7.0862e-13 | 3.9244e-11 | -3.1706e-11 | -1.1545e-12 | -5.0249e-12 | 1.9788e-13 | -1.6213e-12 | 0 | 0 | 0 | 0 | 0 | 0 | 0.898 | 0.89947 | 0.90021 | 0.898 | 0.89947 | 0.90021 | -0.097155 | -119.9962 | 119.9687 | -0.097155 | -119.9962 | 119.9687
Line16_4_18 | 0 | 0 | 0 | 0 | 0 | 0 | 0 | 0 | 0 | 0 | 0 | 0 | 1.0025e-11 | 1.9664e-11 | -3.7321e-11 | 6.5842e-12 | 1.7568e-12 | -7.0862e-13 | 3.9244e-11 | -3.1706e-11 | -1.1545e-12 | -5.025e-12 | 1.9788e-13 | -1.6213e-12 | 0 | 0 | 0 | 0 | 0 | 0 | 0.898 | 0.89947 | 0.90021 | 0.898 | 0.89947 | 0.90021 | -0.097155 | -119.9962 | 119.9687 | -0.097155 | -119.9962 | 119.9687
Line17_5_19 | 0 | 0 | 0 | 0 | 0 | 0 | 0 | 0 | 0 | 0 | 0 | 0 | 1.0025e-11 | 1.9664e-11 | -3.7321e-11 | 6.5842e-12 | 1.7568e-12 | -7.0862e-13 | 3.9244e-11 | -3.1706e-11 | -1.1545e-12 | -5.025e-12 | 1.9788e-13 | -1.6213e-12 | 0 | 0 | 0 | 0 | 0 | 0 | 0.898 | 0.89947 | 0.90021 | 0.898 | 0.89947 | 0.90021 | -0.097155 | -119.9962 | 119.9687 | -0.097155 | -119.9962 | 119.9687
Line1_1_3 | 0 | 0 | 0 | 0 | 0 | 0 | 0 | 0 | 0 | 0 | 0 | 0 | 8.0204e-11 | 1.5731e-10 | -2.9857e-10 | -6.3594e-11 | -1.3589e-10 | 2.6054e-10 | 3.1395e-10 | -2.5365e-10 | -9.2357e-12 | -2.7974e-10 | 2.2214e-10 | 6.46e-12 | 0 | 0 | 0 | 0 | 0 | 0 | 0.898 | 0.89947 | 0.90021 | 0.898 | 0.89947 | 0.90021 | -0.097155 | -119.9962 | 119.9687 | -0.097155 | -119.9962 | 119.9687
Line2_1_4 | 0 | 0 | 0 | 0 | 0 | 0 | 0 | 0 | 0 | 0 | 0 | 0 | 2.0051e-11 | 3.9327e-11 | -7.4643e-11 | -3.4412e-12 | -1.7907e-11 | 3.6613e-11 | 7.8489e-11 | -6.3412e-11 | -2.3089e-12 | -4.4269e-11 | 3.1904e-11 | -4.6684e-13 | 0 | 0 | 0 | 0 | 0 | 0 | 0.898 | 0.89947 | 0.90021 | 0.898 | 0.89947 | 0.90021 | -0.097155 | -119.9962 | 119.9687 | -0.097155 | -119.9962 | 119.9687
Line3_1_5 | 0 | 0 | 0 | 0 | 0 | 0 | 0 | 0 | 0 | 0 | 0 | 0 | 2.0051e-11 | 3.9327e-11 | -7.4643e-11 | -3.4412e-12 | -1.7907e-11 | 3.6613e-11 | 7.8489e-11 | -6.3412e-11 | -2.3089e-12 | -4.4269e-11 | 3.1904e-11 | -4.6684e-13 | 0 | 0 | 0 | 0 | 0 | 0 | 0.898 | 0.89947 | 0.90021 | 0.898 | 0.89947 | 0.90021 | -0.097155 | -119.9962 | 119.9687 | -0.097155 | -119.9962 | 119.9687
Line4_2_6 | 0.02895 | 0 | 0 | 0.02895 | 0 | 0 | 0.0066858 | 0 | 0 | 0.0066858 | 0 | 0 | 0.0042308 | 6.6123e-10 | -7.9496e-10 | -0.0042174 | -5.8378e-10 | 6.9952e-10 | 0.0042325 | -5.3479e-10 | -3.0414e-10 | -0.0042185 | 4.691e-10 | 2.6927e-10 | -45.1122 | 0 | 0 | 134.8878 | 0 | 0 | 0.8951 | 0.89917 | 0.89993 | 0.89221 | 0.89887 | 0.89966 | -0.10089 | -119.9646 | 119.9364 | -0.10465 | -119.9329 | 119.9041
Line5_6_7 | 0.02895 | 0 | 0 | 0.02895 | 0 | 0 | 0.0066858 | 0 | 0 | 0.0066858 | 0 | 0 | 0.0042174 | 5.875e-10 | -6.9839e-10 | -0.004204 | -4.7263e-10 | 5.6472e-10 | 0.0042185 | -4.6563e-10 | -2.7423e-10 | -0.0042046 | 3.7763e-10 | 2.1846e-10 | -45.1122 | 0 | 0 | 134.8878 | 0 | 0 | 0.89221 | 0.89887 | 0.89966 | 0.88931 | 0.89857 | 0.89938 | -0.10465 | -119.9329 | 119.9041 | -0.10843 | -119.9013 | 119.8718
Line6_7_8 | 0.02895 | 0 | 0 | 0.02895 | 0 | 0 | 0.0066858 | 0 | 0 | 0.0066858 | 0 | 0 | 0.004204 | 4.7733e-10 | -5.6267e-10 | -0.0041906 | -3.2504e-10 | 3.908e-10 | 0.0042046 | -3.7252e-10 | -2.251e-10 | -0.0041906 | 2.623e-10 | 1.485e-10 | -45.1122 | 0 | 0 | 134.8878 | 0 | 0 | 0.88931 | 0.89857 | 0.89938 | 0.88642 | 0.89827 | 0.8991 | -0.10843 | -119.9013 | 119.8718 | -0.11224 | -119.8696 | 119.8395
Line7_8_9 | 0 | 0 | 0 | 0 | 0 | 0 | 0 | 0 | 0 | 0 | 0 | 0 | -2.4228e-11 | 1.6536e-10 | -1.9392e-10 | 4.4143e-11 | 5.6761e-12 | 2.9664e-12 | 2.1153e-10 | -1.2778e-10 | -7.8404e-11 | -5.7301e-12 | 6.7479e-12 | -8.3124e-12 | 0 | 0 | 0 | 0 | 0 | 0 | 0.88642 | 0.89827 | 0.8991 | 0.88642 | 0.89827 | 0.8991 | -0.11224 | -119.8696 | 119.8395 | -0.11224 | -119.8696 | 119.8395
Line8_8_10 | 0 | 0 | 0 | 0 | 0 | 0 | 0 | 0 | 0 | 0 | 0 | 0 | -2.4228e-11 | 1.6536e-10 | -1.9392e-10 | 4.4143e-11 | 5.6761e-12 | 2.9664e-12 | 2.1153e-10 | -1.2778e-10 | -7.8404e-11 | -5.7301e-12 | 6.7479e-12 | -8.3124e-12 | 0 | 0 | 0 | 0 | 0 | 0 | 0.88642 | 0.89827 | 0.8991 | 0.88642 | 0.89827 | 0.8991 | -0.11224 | -119.8696 | 119.8395 | -0.11224 | -119.8696 | 119.8395
Line9_3_11 | 0 | 0 | 0 | 0 | 0 | 0 | 0 | 0 | 0 | 0 | 0 | 0 | 7.0178e-11 | 1.3765e-10 | -2.6125e-10 | -5.3568e-11 | -1.1623e-10 | 2.2322e-10 | 2.7471e-10 | -2.2194e-10 | -8.0813e-12 | -2.4049e-10 | 1.9043e-10 | 5.3055e-12 | 0 | 0 | 0 | 0 | 0 | 0 | 0.898 | 0.89947 | 0.90021 | 0.898 | 0.89947 | 0.90021 | -0.097155 | -119.9962 | 119.9687 | -0.097155 | -119.9962 | 119.9687

## LLG_max_6
name | pf_ikss_a_from_ka | pf_ikss_b_from_ka | pf_ikss_c_from_ka | pf_ikss_a_to_ka | pf_ikss_b_to_ka | pf_ikss_c_to_ka | pf_skss_a_from_mw | pf_skss_b_from_mw | pf_skss_c_from_mw | pf_skss_a_to_mw | pf_skss_b_to_mw | pf_skss_c_to_mw | pf_p_a_from_mw | pf_p_b_from_mw | pf_p_c_from_mw | pf_p_a_to_mw | pf_p_b_to_mw | pf_p_c_to_mw | pf_q_a_from_mvar | pf_q_b_from_mvar | pf_q_c_from_mvar | pf_q_a_to_mvar | pf_q_b_to_mvar | pf_q_c_to_mvar | pf_ikss_a_from_degree | pf_ikss_b_from_degree | pf_ikss_c_from_degree | pf_ikss_a_to_degree | pf_ikss_b_to_degree | pf_ikss_c_to_degree | pf_vm_a_from_pu | pf_vm_b_from_pu | pf_vm_c_from_pu | pf_vm_a_to_pu | pf_vm_b_to_pu | pf_vm_c_to_pu | pf_va_a_from_degree | pf_va_b_from_degree | pf_va_c_from_degree | pf_va_a_to_degree | pf_va_b_to_degree | pf_va_c_to_degree
Line0_1_2 | 0.17321 | 2.6349 | 2.567 | 0.17321 | 2.6349 | 2.567 | 0.04 | 0.60851 | 0.59283 | 0.04 | 0.60851 | 0.59283 | -0.016367 | 0.14383 | 0.32336 | 0.015718 | -0.10861 | -0.24411 | -0.039333 | 0.52693 | 0.40706 | 0.037799 | -0.39764 | -0.3072 | 111.0022 | 161.397 | 64.3309 | -68.9978 | -18.603 | -115.6691 | 1.065 | 0.89761 | 0.87691 | 1.0234 | 0.6774 | 0.66188 | -1.591 | -123.8699 | 115.8679 | -1.5766 | -123.8804 | 115.8588
Line10_11_12 | 0.17321 | 0.1732 | 0.1732 | 0.17321 | 0.1732 | 0.1732 | 0.04 | 0.04 | 0.04 | 0.04 | 0.04 | 0.04 | -0.0053327 | -0.0060044 | -0.0060384 | 0.0056327 | 0.0063044 | 0.0063384 | -0.043538 | -0.036695 | -0.035852 | 0.044138 | 0.037295 | 0.036452 | 94.7872 | -25.2127 | -145.2128 | -85.2128 | 154.7873 | 34.7872 | 1.0966 | 0.92958 | 0.90893 | 1.1124 | 0.94561 | 0.92498 | -2.1958 | -124.5056 | 115.227 | -2.4853 | -124.8073 | 114.9232
Line11_12_13 | 0.17321 | 0.1732 | 0.17321 | 0.17321 | 0.1732 | 0.17321 | 0.04 | 0.04 | 0.04 | 0.04 | 0.04 | 0.04 | -0.0056327 | -0.0063044 | -0.0063384 | 0.0059327 | 0.0066044 | 0.0066384 | -0.044138 | -0.037295 | -0.036452 | 0.044738 | 0.037895 | 0.037052 | 94.7872 | -25.2127 | -145.2128 | -85.2128 | 154.7873 | 34.7872 | 1.1124 | 0.94561 | 0.92498 | 1.1282 | 0.96166 | 0.94106 | -2.4853 | -124.8073 | 114.9232 | -2.7667 | -125.099 | 114.6297
Line12_13_15 | 0 | 0 | 0 | 0 | 0 | 0 | 0 | 0 | 0 | 0 | 0 | 0 | -1.1826e-09 | -1.2216e-08 | 1.2415e-08 | 4.5963e-10 | 8.441e-09 | -7.9164e-09 | -1.647e-08 | 1.0344e-08 | 5.9736e-09 | 1.077e-08 | -7.2249e-09 | -4.3215e-09 | 0 | 0 | 0 | 0 | 0 | 0 | 1.1282 | 0.96166 | 0.94106 | 1.1282 | 0.96166 | 0.94106 | -2.7667 | -125.099 | 114.6297 | -2.7667 | -125.099 | 114.6297
Line13_13_14 | 0.1732 | 0.1732 | 0.17321 | 0.1732 | 0.1732 | 0.17321 | 0.04 | 0.04 | 0.04 | 0.04 | 0.04 | 0.04 | -0.0059327 | -0.0066044 | -0.0066384 | 0.0062327 | 0.0069044 | 0.0069384 | -0.044738 | -0.037895 | -0.037052 | 0.045338 | 0.038495 | 0.037652 | 94.7872 | -25.2127 | -145.2128 | -85.2128 | 154.7872 | 34.7872 | 1.1282 | 0.96166 | 0.94106 | 1.1441 | 0.97774 | 0.95716 | -2.7667 | -125.099 | 114.6297 | -3.0403 | -125.381 | 114.3462
Line14_15_16 | 0 | 0 | 0 | 0 | 0 | 0 | 0 | 0 | 0 | 0 | 0 | 0 | -7.8839e-10 | -8.1442e-09 | 8.2764e-09 | 6.543e-11 | 4.3689e-09 | -3.7782e-09 | -1.098e-08 | 6.8959e-09 | 3.9824e-09 | 5.2802e-09 | -3.777e-09 | -2.3303e-09 | 0 | 0 | 0 | 0 | 0 | 0 | 1.1282 | 0.96166 | 0.94106 | 1.1282 | 0.96166 | 0.94106 | -2.7667 | -125.099 | 114.6297 | -2.7667 | -125.099 | 114.6297
Line15_16_17 | 0 | 0 | 0 | 0 | 0 | 0 | 0 | 0 | 0 | 0 | 0 | 0 | -3.942e-10 | -4.0721e-09 | 4.1382e-09 | -3.2877e-10 | 2.9683e-10 | 3.6e-10 | -5.4899e-09 | 3.4479e-09 | 1.9912e-09 | -2.0967e-10 | -3.2906e-10 | -3.3909e-10 | 0 | 0 | 0 | 0 | 0 | 0 | 1.1282 | 0.96166 | 0.94106 | 1.1282 | 0.96166 | 0.94106 | -2.7667 | -125.099 | 114.6297 | -2.7667 | -125.099 | 114.6297
Line16_4_18 | 0 | 0 | 0 | 0 | 0 | 0 | 0 | 0 | 0 | 0 | 0 | 0 | -4.8533e-10 | -4.0804e-09 | 3.7387e-09 | -1.2436e-10 | 4.4755e-10 | 5.0391e-10 | -5.3319e-09 | 3.1631e-09 | 1.9025e-09 | -1.378e-10 | -2.5719e-10 | -2.6723e-10 | 0 | 0 | 0 | 0 | 0 | 0 | 1.0808 | 0.91358 | 0.89291 | 1.0808 | 0.91358 | 0.89291 | -1.8978 | -124.1933 | 115.5417 | -1.8978 | -124.1933 | 115.5417
Line17_5_19 | 0.1732 | 0.1732 | 0.17321 | 0.1732 | 0.1732 | 0.17321 | 0.04 | 0.04 | 0.04 | 0.04 | 0.04 | 0.04 | -0.0050327 | -0.0057044 | -0.0057384 | 0.0053327 | 0.0060044 | 0.0060384 | -0.042938 | -0.036095 | -0.035252 | 0.043538 | 0.036695 | 0.035852 | 94.7872 | -25.2127 | -145.2128 | -85.2128 | 154.7872 | 34.7872 | 1.0808 | 0.91358 | 0.89291 | 1.0966 | 0.92958 | 0.90893 | -1.8978 | -124.1933 | 115.5417 | -2.1958 | -124.5056 | 115.227
Line1_1_3 | 0.17321 | 0.1732 | 0.1732 | 0.17321 | 0.1732 | 0.1732 | 0.04 | 0.04 | 0.04 | 0.04 | 0.04 | 0.04 | -0.0047327 | -0.0054044 | -0.0054384 | 0.0050327 | 0.0057044 | 0.0057384 | -0.042338 | -0.035495 | -0.034652 | 0.042938 | 0.036095 | 0.035252 | 94.7872 | -25.2127 | -145.2128 | -85.2128 | 154.7873 | 34.7872 | 1.065 | 0.89761 | 0.87691 | 1.0808 | 0.91358 | 0.89291 | -1.591 | -123.8699 | 115.8679 | -1.8978 | -124.1933 | 115.5417
Line2_1_4 | 0.17321 | 0.1732 | 0.17321 | 0.1732 | 0.1732 | 0.17321 | 0.04 | 0.04 | 0.04 | 0.04 | 0.04 | 0.04 | -0.0047327 | -0.0054044 | -0.0054384 | 0.0050327 | 0.0057044 | 0.0057384 | -0.042338 | -0.035495 | -0.034652 | 0.042938 | 0.036095 | 0.035252 | 94.7872 | -25.2127 | -145.2128 | -85.2128 | 154.7873 | 34.7872 | 1.065 | 0.89761 | 0.87691 | 1.0808 | 0.91358 | 0.89291 | -1.591 | -123.8699 | 115.8679 | -1.8978 | -124.1933 | 115.5417
Line3_1_5 | 0.17321 | 0.1732 | 0.17321 | 0.1732 | 0.1732 | 0.17321 | 0.04 | 0.04 | 0.04 | 0.04 | 0.04 | 0.04 | -0.0047327 | -0.0054044 | -0.0054384 | 0.0050327 | 0.0057044 | 0.0057384 | -0.042338 | -0.035495 | -0.034652 | 0.042938 | 0.036095 | 0.035252 | 94.7872 | -25.2127 | -145.2128 | -85.2128 | 154.7873 | 34.7872 | 1.065 | 0.89761 | 0.87691 | 1.0808 | 0.91358 | 0.89291 | -1.591 | -123.8699 | 115.8679 | -1.8978 | -124.1933 | 115.5417
Line4_2_6 | 0.17321 | 2.6349 | 2.567 | 0.17321 | 2.6349 | 2.567 | 0.04 | 0.60851 | 0.59283 | 0.04 | 0.60851 | 0.59283 | -0.015718 | 0.10861 | 0.24411 | 0.015068 | -0.073401 | -0.16487 | -0.037799 | 0.39764 | 0.3072 | 0.036265 | -0.26835 | -0.20734 | 111.0022 | 161.397 | 64.3309 | -68.9978 | -18.603 | -115.6691 | 1.0234 | 0.6774 | 0.66188 | 0.98177 | 0.45719 | 0.44684 | -1.5766 | -123.8804 | 115.8588 | -1.5609 | -123.901 | 115.841
Line5_6_7 | 0.17321 | 2.6349 | 2.567 | 0.17321 | 2.6349 | 2.567 | 0.04 | 0.60851 | 0.59283 | 0.04 | 0.60851 | 0.59283 | -0.015068 | 0.073401 | 0.16487 | 0.014419 | -0.038189 | -0.085622 | -0.036265 | 0.26835 | 0.20734 | 0.034731 | -0.13905 | -0.10749 | 111.0022 | 161.397 | 64.3309 | -68.9978 | -18.603 | -115.6691 | 0.98177 | 0.45719 | 0.44684 | 0.94013 | 0.23698 | 0.2318 | -1.5609 | -123.901 | 115.841 | -1.5439 | -123.9598 | 115.7903
Line6_7_8 | 0 | 2.8059 | 2.7359 | 0 | 2.8059 | 2.7359 | 0 | 0.64799 | 0.63182 | 0 | 0.64799 | 0.63182 | -1.9093e-09 | 0.042189 | 0.089571 | 1.6285e-09 | 2.5184e-14 | 1.0746e-14 | -6.6872e-08 | 0.14765 | 0.11587 | 4.3167e-08 | 1.8402e-14 | 1.6646e-14 | 0 | 161.9871 | 63.4946 | 0 | -18.0128 | -116.5054 | 0.94013 | 0.23698 | 0.2318 | 0.88177 | 0 | 0 | -1.5439 | -123.9598 | 115.7903 | -1.4485 | 0 | 0
Line7_8_9 | 0 | 0 | 0 | 0 | 0 | 0 | 0 | 0 | 0 | 0 | 0 | 0 | -5.4284e-10 | 5.3544e-22 | -5.3341e-22 | 5.4284e-10 | 1.5654e-18 | -5.1881e-18 | -2.1626e-08 | -1.2403e-21 | -4.0896e-22 | -8.5814e-11 | 1.5459e-17 | -4.4291e-19 | 0 | 0 | 0 | 0 | 0 | 0 | 0.88177 | 0 | 0 | 0.88177 | 0 | 0 | -1.4485 | 0 | 0 | -1.4485 | 0 | 0
Line8_8_10 | 0 | 0 | 0 | 0 | 0 | 0 | 0 | 0 | 0 | 0 | 0 | 0 | -5.4284e-10 | 5.3544e-22 | -5.3341e-22 | 5.4284e-10 | 1.5654e-18 | -5.1881e-18 | -2.1626e-08 | -1.2403e-21 | -4.0896e-22 | -8.5814e-11 | 1.5459e-17 | -4.4291e-19 | 0 | 0 | 0 | 0 | 0 | 0 | 0.88177 | 0 | 0 | 0.88177 | 0 | 0 | -1.4485 | 0 | 0 | -1.4485 | 0 | 0
Line9_3_11 | 0.17321 | 0.1732 | 0.1732 | 0.17321 | 0.1732 | 0.1732 | 0.04 | 0.04 | 0.04 | 0.04 | 0.04 | 0.04 | -0.0050327 | -0.0057044 | -0.0057384 | 0.0053327 | 0.0060044 | 0.0060384 | -0.042938 | -0.036095 | -0.035252 | 0.043538 | 0.036695 | 0.035852 | 94.7872 | -25.2127 | -145.2128 | -85.2128 | 154.7873 | 34.7872 | 1.0808 | 0.91358 | 0.89291 | 1.0966 | 0.92958 | 0.90893 | -1.8978 | -124.1933 | 115.5417 | -2.1958 | -124.5056 | 115.227

## LLG_max_10
name | pf_ikss_a_from_ka | pf_ikss_b_from_ka | pf_ikss_c_from_ka | pf_ikss_a_to_ka | pf_ikss_b_to_ka | pf_ikss_c_to_ka | pf_skss_a_from_mw | pf_skss_b_from_mw | pf_skss_c_from_mw | pf_skss_a_to_mw | pf_skss_b_to_mw | pf_skss_c_to_mw | pf_p_a_from_mw | pf_p_b_from_mw | pf_p_c_from_mw | pf_p_a_to_mw | pf_p_b_to_mw | pf_p_c_to_mw | pf_q_a_from_mvar | pf_q_b_from_mvar | pf_q_c_from_mvar | pf_q_a_to_mvar | pf_q_b_to_mvar | pf_q_c_to_mvar | pf_ikss_a_from_degree | pf_ikss_b_from_degree | pf_ikss_c_from_degree | pf_ikss_a_to_degree | pf_ikss_b_to_degree | pf_ikss_c_to_degree | pf_vm_a_from_pu | pf_vm_b_from_pu | pf_vm_c_from_pu | pf_vm_a_to_pu | pf_vm_b_to_pu | pf_vm_c_to_pu | pf_va_a_from_degree | pf_va_b_from_degree | pf_va_c_from_degree | pf_va_a_to_degree | pf_va_b_to_degree | pf_va_c_to_degree
Line0_1_2 | 0.17321 | 2.7366 | 2.6635 | 0.17321 | 2.7366 | 2.6635 | 0.04 | 0.632 | 0.61511 | 0.04 | 0.632 | 0.61511 | -0.017021 | 0.15545 | 0.34792 | 0.016341 | -0.11736 | -0.26259 | -0.041166 | 0.56809 | 0.43823 | 0.039555 | -0.4286 | -0.33065 | 110.8068 | 161.2804 | 64.1591 | -69.1931 | -18.7196 | -115.8409 | 1.1137 | 0.93193 | 0.90967 | 1.0699 | 0.70314 | 0.68644 | -1.6574 | -124.0226 | 115.7127 | -1.6403 | -124.033 | 115.7037
Line10_11_12 | 0.17321 | 0.1732 | 0.1732 | 0.17321 | 0.1732 | 0.1732 | 0.04 | 0.04 | 0.04 | 0.04 | 0.04 | 0.04 | -0.0055997 | -0.006309 | -0.0063387 | 0.0058997 | 0.006609 | 0.0066387 | -0.045465 | -0.038037 | -0.037131 | 0.046065 | 0.038637 | 0.037731 | 94.7869 | -25.213 | -145.2131 | -85.2131 | 154.787 | 34.7869 | 1.1452 | 0.96393 | 0.94172 | 1.161 | 0.97996 | 0.95778 | -2.2346 | -124.6306 | 115.0993 | -2.5115 | -124.9197 | 114.808
Line11_12_13 | 0.17321 | 0.1732 | 0.17321 | 0.17321 | 0.1732 | 0.17321 | 0.04 | 0.04 | 0.04 | 0.04 | 0.04 | 0.04 | -0.0058997 | -0.006609 | -0.0066387 | 0.0061997 | 0.006909 | 0.0069387 | -0.046065 | -0.038637 | -0.037731 | 0.046665 | 0.039237 | 0.038331 | 94.7869 | -25.213 | -145.2131 | -85.2131 | 154.787 | 34.7869 | 1.161 | 0.97996 | 0.95778 | 1.1769 | 0.99602 | 0.97386 | -2.5115 | -124.9197 | 114.808 | -2.7809 | -125.1995 | 114.5264
Line12_13_15 | 0 | 0 | 0 | 0 | 0 | 0 | 0 | 0 | 0 | 0 | 0 | 0 | -1.407e-09 | -1.3807e-08 | 1.3839e-08 | 6.0069e-10 | 9.568e-09 | -8.7935e-09 | -1.8646e-08 | 1.1594e-08 | 6.6863e-09 | 1.2201e-08 | -8.0934e-09 | -4.8322e-09 | 0 | 0 | 0 | 0 | 0 | 0 | 1.1769 | 0.99602 | 0.97386 | 1.1769 | 0.99602 | 0.97386 | -2.7809 | -125.1995 | 114.5264 | -2.7809 | -125.1995 | 114.5264
Line13_13_14 | 0.1732 | 0.1732 | 0.17321 | 0.1732 | 0.1732 | 0.17321 | 0.04 | 0.04 | 0.04 | 0.04 | 0.04 | 0.04 | -0.0061997 | -0.006909 | -0.0069387 | 0.0064997 | 0.007209 | 0.0072387 | -0.046665 | -0.039237 | -0.038331 | 0.047265 | 0.039837 | 0.038931 | 94.7869 | -25.2131 | -145.2131 | -85.2131 | 154.7869 | 34.7869 | 1.1769 | 0.99602 | 0.97386 | 1.1927 | 1.0121 | 0.98997 | -2.7809 | -125.1995 | 114.5264 | -3.0432 | -125.4704 | 114.2539
Line14_15_16 | 0 | 0 | 0 | 0 | 0 | 0 | 0 | 0 | 0 | 0 | 0 | 0 | -9.3799e-10 | -9.2048e-09 | 9.226e-09 | 1.3169e-10 | 4.9656e-09 | -4.1805e-09 | -1.2431e-08 | 7.7293e-09 | 4.4576e-09 | 5.9851e-09 | -4.2287e-09 | -2.6035e-09 | 0 | 0 | 0 | 0 | 0 | 0 | 1.1769 | 0.99602 | 0.97386 | 1.1769 | 0.99602 | 0.97386 | -2.7809 | -125.1995 | 114.5264 | -2.7809 | -125.1995 | 114.5264
Line15_16_17 | 0 | 0 | 0 | 0 | 0 | 0 | 0 | 0 | 0 | 0 | 0 | 0 | -4.69e-10 | -4.6024e-09 | 4.613e-09 | -3.373e-10 | 3.632e-10 | 4.3251e-10 | -6.2154e-09 | 3.8647e-09 | 2.2288e-09 | -2.303e-10 | -3.6406e-10 | -3.7467e-10 | 0 | 0 | 0 | 0 | 0 | 0 | 1.1769 | 0.99602 | 0.97386 | 1.1769 | 0.99602 | 0.97386 | -2.7809 | -125.1995 | 114.5264 | -2.7809 | -125.1995 | 114.5264
Line16_4_18 | 0 | 0 | 0 | 0 | 0 | 0 | 0 | 0 | 0 | 0 | 0 | 0 | -5.5954e-10 | -4.6021e-09 | 4.1888e-09 | -1.2447e-10 | 5.1768e-10 | 5.7965e-10 | -6.0414e-09 | 3.5588e-09 | 2.1347e-09 | -1.5501e-10 | -2.8878e-10 | -2.9939e-10 | 0 | 0 | 0 | 0 | 0 | 0 | 1.1294 | 0.94791 | 0.92568 | 1.1294 | 0.94791 | 0.92568 | -1.95 | -124.3318 | 115.4007 | -1.95 | -124.3318 | 115.4007
Line17_5_19 | 0.1732 | 0.1732 | 0.17321 | 0.1732 | 0.1732 | 0.17321 | 0.04 | 0.04 | 0.04 | 0.04 | 0.04 | 0.04 | -0.0052997 | -0.006009 | -0.0060387 | 0.0055997 | 0.006309 | 0.0063387 | -0.044865 | -0.037437 | -0.036531 | 0.045465 | 0.038037 | 0.037131 | 94.7869 | -25.2131 | -145.2131 | -85.2131 | 154.7869 | 34.7869 | 1.1294 | 0.94791 | 0.92568 | 1.1452 | 0.96393 | 0.94172 | -1.95 | -124.3318 | 115.4007 | -2.2346 | -124.6306 | 115.0993
Line1_1_3 | 0.17321 | 0.1732 | 0.1732 | 0.17321 | 0.1732 | 0.1732 | 0.04 | 0.04 | 0.04 | 0.04 | 0.04 | 0.04 | -0.0049997 | -0.005709 | -0.0057387 | 0.0052997 | 0.006009 | 0.0060387 | -0.044265 | -0.036837 | -0.035931 | 0.044865 | 0.037437 | 0.036531 | 94.7869 | -25.213 | -145.2131 | -85.2131 | 154.787 | 34.7869 | 1.1137 | 0.93193 | 0.90967 | 1.1294 | 0.94791 | 0.92568 | -1.6574 | -124.0226 | 115.7127 | -1.95 | -124.3318 | 115.4007
Line2_1_4 | 0.17321 | 0.1732 | 0.17321 | 0.1732 | 0.1732 | 0.17321 | 0.04 | 0.04 | 0.04 | 0.04 | 0.04 | 0.04 | -0.0049997 | -0.005709 | -0.0057387 | 0.0052997 | 0.006009 | 0.0060387 | -0.044265 | -0.036837 | -0.035931 | 0.044865 | 0.037437 | 0.036531 | 94.7869 | -25.2131 | -145.2131 | -85.2131 | 154.7869 | 34.7869 | 1.1137 | 0.93193 | 0.90967 | 1.1294 | 0.94791 | 0.92568 | -1.6574 | -124.0226 | 115.7127 | -1.95 | -124.3318 | 115.4007
Line3_1_5 | 0.17321 | 0.1732 | 0.17321 | 0.1732 | 0.1732 | 0.17321 | 0.04 | 0.04 | 0.04 | 0.04 | 0.04 | 0.04 | -0.0049997 | -0.005709 | -0.0057387 | 0.0052997 | 0.006009 | 0.0060387 | -0.044265 | -0.036837 | -0.035931 | 0.044865 | 0.037437 | 0.036531 | 94.7869 | -25.2131 | -145.2131 | -85.2131 | 154.7869 | 34.7869 | 1.1137 | 0.93193 | 0.90967 | 1.1294 | 0.94791 | 0.92568 | -1.6574 | -124.0226 | 115.7127 | -1.95 | -124.3318 | 115.4007
Line4_2_6 | 0.17321 | 2.7366 | 2.6635 | 0.17321 | 2.7366 | 2.6635 | 0.04 | 0.632 | 0.61511 | 0.04 | 0.632 | 0.61511 | -0.016341 | 0.11736 | 0.26259 | 0.015661 | -0.079276 | -0.17727 | -0.039555 | 0.4286 | 0.33065 | 0.037943 | -0.28911 | -0.22307 | 110.8069 | 161.2804 | 64.1591 | -69.1931 | -18.7196 | -115.8409 | 1.0699 | 0.70314 | 0.68644 | 1.0262 | 0.47435 | 0.46322 | -1.6403 | -124.033 | 115.7037 | -1.6218 | -124.0533 | 115.686
Line5_6_7 | 0.17321 | 2.7366 | 2.6635 | 0.17321 | 2.7366 | 2.6635 | 0.04 | 0.632 | 0.61511 | 0.04 | 0.632 | 0.61511 | -0.015661 | 0.079276 | 0.17727 | 0.014981 | -0.041191 | -0.091944 | -0.037943 | 0.28911 | 0.22307 | 0.036332 | -0.14962 | -0.11549 | 110.8069 | 161.2804 | 64.1591 | -69.1931 | -18.7196 | -115.8409 | 1.0262 | 0.47435 | 0.46322 | 0.98248 | 0.24555 | 0.23999 | -1.6218 | -124.0533 | 115.686 | -1.6017 | -124.1115 | 115.6356
Line6_7_8 | 0 | 2.9076 | 2.8323 | 0 | 2.9076 | 2.8323 | 0 | 0.67148 | 0.65409 | 0 | 0.67148 | 0.65409 | -2.1134e-09 | 0.045329 | 0.096027 | 1.8012e-09 | 5.9297e-14 | 2.6511e-14 | -7.3087e-08 | 0.15853 | 0.12418 | 4.7188e-08 | -1.79e-14 | -2.8864e-14 | 0 | 161.8453 | 63.3499 | 0 | -18.1547 | -116.6501 | 0.98248 | 0.24555 | 0.23999 | 0.92203 | 0 | 0 | -1.6017 | -124.1115 | 115.6356 | -1.5037 | 0 | 0
Line7_8_9 | 0 | 0 | 0 | 0 | 0 | 0 | 0 | 0 | 0 | 0 | 0 | 0 | -6.0041e-10 | -1.3413e-21 | -5.2067e-22 | 6.0041e-10 | 1.7311e-18 | -5.6838e-18 | -2.3643e-08 | -2.3524e-21 | 1.2376e-21 | -9.7589e-11 | 1.6948e-17 | -4.6512e-19 | 0 | 0 | 0 | 0 | 0 | 0 | 0.92203 | 0 | 0 | 0.92203 | 0 | 0 | -1.5037 | 0 | 0 | -1.5037 | 0 | 0
Line8_8_10 | 0 | 0 | 0 | 0 | 0 | 0 | 0 | 0 | 0 | 0 | 0 | 0 | -6.0041e-10 | -1.3413e-21 | -5.2066e-22 | 6.0041e-10 | 1.7311e-18 | -5.6838e-18 | -2.3643e-08 | -2.3524e-21 | 1.2376e-21 | -9.759e-11 | 1.6948e-17 | -4.6512e-19 | 0 | 0 | 0 | 0 | 0 | 0 | 0.92203 | 0 | 0 | 0.92203 | 0 | 0 | -1.5037 | 0 | 0 | -1.5037 | 0 | 0
Line9_3_11 | 0.17321 | 0.1732 | 0.1732 | 0.17321 | 0.1732 | 0.1732 | 0.04 | 0.04 | 0.04 | 0.04 | 0.04 | 0.04 | -0.0052997 | -0.006009 | -0.0060387 | 0.0055997 | 0.006309 | 0.0063387 | -0.044865 | -0.037437 | -0.036531 | 0.045465 | 0.038037 | 0.037131 | 94.7869 | -25.213 | -145.2131 | -85.2131 | 154.787 | 34.7869 | 1.1294 | 0.94791 | 0.92568 | 1.1452 | 0.96393 | 0.94172 | -1.95 | -124.3318 | 115.4007 | -2.2346 | -124.6306 | 115.0993

## LLG_max_fault_6
name | pf_ikss_a_from_ka | pf_ikss_b_from_ka | pf_ikss_c_from_ka | pf_ikss_a_to_ka | pf_ikss_b_to_ka | pf_ikss_c_to_ka | pf_skss_a_from_mw | pf_skss_b_from_mw | pf_skss_c_from_mw | pf_skss_a_to_mw | pf_skss_b_to_mw | pf_skss_c_to_mw | pf_p_a_from_mw | pf_p_b_from_mw | pf_p_c_from_mw | pf_p_a_to_mw | pf_p_b_to_mw | pf_p_c_to_mw | pf_q_a_from_mvar | pf_q_b_from_mvar | pf_q_c_from_mvar | pf_q_a_to_mvar | pf_q_b_to_mvar | pf_q_c_to_mvar | pf_ikss_a_from_degree | pf_ikss_b_from_degree | pf_ikss_c_from_degree | pf_ikss_a_to_degree | pf_ikss_b_to_degree | pf_ikss_c_to_degree | pf_vm_a_from_pu | pf_vm_b_from_pu | pf_vm_c_from_pu | pf_vm_a_to_pu | pf_vm_b_to_pu | pf_vm_c_to_pu | pf_va_a_from_degree | pf_va_b_from_degree | pf_va_c_from_degree | pf_va_a_to_degree | pf_va_b_to_degree | pf_va_c_to_degree
Line0_1_2 | 0.1732 | 0.13945 | 0.13959 | 0.1732 | 0.13945 | 0.13959 | 0.04 | 0.032204 | 0.032236 | 0.04 | 0.032204 | 0.032236 | -0.015877 | -0.0091105 | -0.0090667 | 0.016176 | 0.0093213 | 0.009244 | -0.04184 | -0.034797 | -0.034814 | 0.042415 | 0.035196 | 0.035213 | 111.0023 | -15.2068 | -135.2459 | -68.9977 | 164.7932 | 44.7541 | 1.1188 | 1.1169 | 1.116 | 1.1349 | 1.1306 | 1.1293 | 0.22202 | -119.8786 | 120.1568 | 0.12717 | -120.0403 | 120.0449
Line10_11_12 | 0.1732 | 0.1732 | 0.1732 | 0.1732 | 0.1732 | 0.1732 | 0.04 | 0.04 | 0.04 | 0.04 | 0.04 | 0.04 | -0.0041619 | -0.0042342 | -0.0042037 | 0.0044619 | 0.0045342 | 0.0045037 | -0.045809 | -0.045729 | -0.045694 | 0.046409 | 0.046329 | 0.046294 | 94.7872 | -25.2128 | -145.2128 | -85.2128 | 154.7872 | 34.7872 | 1.1499 | 1.1481 | 1.1472 | 1.1656 | 1.1637 | 1.1628 | -0.40402 | -120.5029 | 119.531 | -0.70447 | -120.8025 | 119.2307
Line11_12_13 | 0.1732 | 0.1732 | 0.1732 | 0.1732 | 0.1732 | 0.1732 | 0.04 | 0.04 | 0.04 | 0.04 | 0.04 | 0.04 | -0.0044619 | -0.0045342 | -0.0045037 | 0.0047619 | 0.0048342 | 0.0048037 | -0.046409 | -0.046329 | -0.046294 | 0.047009 | 0.046929 | 0.046894 | 94.7872 | -25.2128 | -145.2128 | -85.2128 | 154.7872 | 34.7872 | 1.1656 | 1.1637 | 1.1628 | 1.1812 | 1.1794 | 1.1785 | -0.70447 | -120.8025 | 119.2307 | -0.99696 | -121.0941 | 118.9384
Line12_13_15 | 0 | 0 | 0 | 0 | 0 | 0 | 0 | 0 | 0 | 0 | 0 | 0 | 1.6227e-09 | 1.5783e-09 | 1.8558e-09 | -1.6509e-09 | -1.6127e-09 | -1.7932e-09 | 6.8832e-11 | 4.1762e-10 | 2.6293e-10 | -1.2502e-10 | -3.6512e-10 | -2.5934e-10 | 0 | 0 | 0 | 0 | 0 | 0 | 1.1812 | 1.1794 | 1.1785 | 1.1812 | 1.1794 | 1.1785 | -0.99696 | -121.0941 | 118.9384 | -0.99696 | -121.0941 | 118.9384
Line13_13_14 | 0.1732 | 0.1732 | 0.17321 | 0.1732 | 0.1732 | 0.17321 | 0.04 | 0.04 | 0.04 | 0.04 | 0.04 | 0.04 | -0.0047619 | -0.0048342 | -0.0048037 | 0.0050619 | 0.0051342 | 0.0051037 | -0.047009 | -0.046929 | -0.046894 | 0.047609 | 0.047529 | 0.047494 | 94.7872 | -25.2128 | -145.2128 | -85.2128 | 154.7872 | 34.7872 | 1.1812 | 1.1794 | 1.1785 | 1.1969 | 1.1951 | 1.1942 | -0.99696 | -121.0941 | 118.9384 | -1.2818 | -121.3781 | 118.6538
Line14_15_16 | 0 | 0 | 0 | 0 | 0 | 0 | 0 | 0 | 0 | 0 | 0 | 0 | 1.0818e-09 | 1.0522e-09 | 1.2372e-09 | -1.11e-09 | -1.0866e-09 | -1.1746e-09 | 4.5888e-11 | 2.7841e-10 | 1.7529e-10 | -1.0207e-10 | -2.2591e-10 | -1.717e-10 | 0 | 0 | 0 | 0 | 0 | 0 | 1.1812 | 1.1794 | 1.1785 | 1.1812 | 1.1794 | 1.1785 | -0.99696 | -121.0941 | 118.9384 | -0.99696 | -121.0941 | 118.9384
Line15_16_17 | 0 | 0 | 0 | 0 | 0 | 0 | 0 | 0 | 0 | 0 | 0 | 0 | 5.409e-10 | 5.2611e-10 | 6.186e-10 | -5.6911e-10 | -5.6052e-10 | -5.5598e-10 | 2.2944e-11 | 1.3921e-10 | 8.7643e-11 | -7.9128e-11 | -8.6707e-11 | -8.4059e-11 | 0 | 0 | 0 | 0 | 0 | 0 | 1.1812 | 1.1794 | 1.1785 | 1.1812 | 1.1794 | 1.1785 | -0.99696 | -121.0941 | 118.9384 | -0.99696 | -121.0941 | 118.9384
Line16_4_18 | 0 | 0 | 0 | 0 | 0 | 0 | 0 | 0 | 0 | 0 | 0 | 0 | 3.2456e-10 | 3.0875e-10 | 3.9851e-10 | -3.508e-10 | -3.4257e-10 | -3.3845e-10 | -4.7109e-11 | 6.4728e-11 | 1.6581e-11 | -7.2639e-12 | -1.4843e-11 | -1.2195e-11 | 0 | 0 | 0 | 0 | 0 | 0 | 1.1343 | 1.1325 | 1.1316 | 1.1343 | 1.1325 | 1.1316 | -0.0953 | -120.1951 | 119.8396 | -0.0953 | -120.1951 | 119.8396
Line17_5_19 | 0.1732 | 0.1732 | 0.17321 | 0.1732 | 0.1732 | 0.17321 | 0.04 | 0.04 | 0.04 | 0.04 | 0.04 | 0.04 | -0.0038619 | -0.0039342 | -0.0039037 | 0.0041619 | 0.0042342 | 0.0042037 | -0.045209 | -0.045129 | -0.045094 | 0.045809 | 0.045729 | 0.045694 | 94.7872 | -25.2128 | -145.2128 | -85.2128 | 154.7872 | 34.7872 | 1.1343 | 1.1325 | 1.1316 | 1.1499 | 1.1481 | 1.1472 | -0.0953 | -120.1951 | 119.8396 | -0.40402 | -120.5029 | 119.531
Line1_1_3 | 0.1732 | 0.1732 | 0.1732 | 0.1732 | 0.1732 | 0.1732 | 0.04 | 0.04 | 0.04 | 0.04 | 0.04 | 0.04 | -0.0035619 | -0.0036342 | -0.0036037 | 0.0038619 | 0.0039342 | 0.0039037 | -0.044609 | -0.044529 | -0.044494 | 0.045209 | 0.045129 | 0.045094 | 94.7872 | -25.2128 | -145.2128 | -85.2128 | 154.7872 | 34.7872 | 1.1188 | 1.1169 | 1.116 | 1.1343 | 1.1325 | 1.1316 | 0.22202 | -119.8786 | 120.1568 | -0.0953 | -120.1951 | 119.8396
Line2_1_4 | 0.1732 | 0.1732 | 0.17321 | 0.1732 | 0.1732 | 0.17321 | 0.04 | 0.04 | 0.04 | 0.04 | 0.04 | 0.04 | -0.0035619 | -0.0036342 | -0.0036037 | 0.0038619 | 0.0039342 | 0.0039037 | -0.044609 | -0.044529 | -0.044494 | 0.045209 | 0.045129 | 0.045094 | 94.7872 | -25.2128 | -145.2128 | -85.2128 | 154.7872 | 34.7872 | 1.1188 | 1.1169 | 1.116 | 1.1343 | 1.1325 | 1.1316 | 0.22202 | -119.8786 | 120.1568 | -0.0953 | -120.1951 | 119.8396
Line3_1_5 | 0.1732 | 0.1732 | 0.17321 | 0.1732 | 0.1732 | 0.17321 | 0.04 | 0.04 | 0.04 | 0.04 | 0.04 | 0.04 | -0.0035619 | -0.0036342 | -0.0036037 | 0.0038619 | 0.0039342 | 0.0039037 | -0.044609 | -0.044529 | -0.044494 | 0.045209 | 0.045129 | 0.045094 | 94.7872 | -25.2128 | -145.2128 | -85.2128 | 154.7872 | 34.7872 | 1.1188 | 1.1169 | 1.116 | 1.1343 | 1.1325 | 1.1316 | 0.22202 | -119.8786 | 120.1568 | -0.0953 | -120.1951 | 119.8396
Line4_2_6 | 0.1732 | 0.13945 | 0.13959 | 0.1732 | 0.13945 | 0.13959 | 0.04 | 0.032204 | 0.032236 | 0.04 | 0.032204 | 0.032236 | -0.016176 | -0.0093213 | -0.009244 | 0.016475 | 0.0095322 | 0.0094212 | -0.042415 | -0.035196 | -0.035213 | 0.042991 | 0.035596 | 0.035611 | 111.0023 | -15.2068 | -135.2459 | -68.9977 | 164.7932 | 44.7541 | 1.1349 | 1.1306 | 1.1293 | 1.151 | 1.1443 | 1.1427 | 0.12717 | -120.0403 | 120.0449 | 0.034964 | -120.1981 | 119.9356
Line5_6_7 | 0.1732 | 0.13945 | 0.13959 | 0.1732 | 0.13945 | 0.13959 | 0.04 | 0.032204 | 0.032236 | 0.04 | 0.032204 | 0.032236 | -0.016475 | -0.0095322 | -0.0094212 | 0.016773 | 0.009743 | 0.0095985 | -0.042991 | -0.035596 | -0.035611 | 0.043567 | 0.035996 | 0.03601 | 111.0023 | -15.2068 | -135.2459 | -68.9977 | 164.7932 | 44.7541 | 1.151 | 1.1443 | 1.1427 | 1.1671 | 1.158 | 1.1561 | 0.034964 | -120.1981 | 119.9356 | -0.054693 | -120.3522 | 119.8289
Line6_7_8 | 0 | 0.03772 | 0.037648 | 0 | 0.03772 | 0.037648 | 0 | 0.0087112 | 0.0086944 | 0 | 0.0087112 | 0.0086944 | 1.1999e-09 | 0.0071231 | 0.0071038 | -1.2916e-09 | -0.0071141 | -0.0070868 | -8.0413e-10 | 0.0071423 | 0.0071107 | 5.4981e-10 | -0.0071141 | -0.0070868 | 0 | -165.4293 | 74.8014 | 0 | 14.5707 | -105.1986 | 1.1671 | 1.158 | 1.1561 | 1.1665 | 1.1549 | 1.1527 | -0.054693 | -120.3522 | 119.8289 | -0.06409 | -120.4293 | 119.8014
Line7_8_9 | 0 | 0 | 0 | 0 | 0 | 0 | 0 | 0 | 0 | 0 | 0 | 0 | 3.9662e-10 | 2.5421e-10 | 7.2631e-10 | -4.9839e-10 | -4.4455e-10 | -4.3419e-10 | -2.7742e-10 | 2.6161e-10 | 6.7151e-11 | -5.0236e-12 | -3.3313e-11 | -1.5384e-11 | 0 | 0 | 0 | 0 | 0 | 0 | 1.1665 | 1.1549 | 1.1527 | 1.1665 | 1.1549 | 1.1527 | -0.06409 | -120.4293 | 119.8014 | -0.06409 | -120.4293 | 119.8014
Line8_8_10 | 0 | 0 | 0 | 0 | 0 | 0 | 0 | 0 | 0 | 0 | 0 | 0 | 3.9662e-10 | 2.5421e-10 | 7.2631e-10 | -4.9839e-10 | -4.4455e-10 | -4.3419e-10 | -2.7742e-10 | 2.6161e-10 | 6.7151e-11 | -5.0237e-12 | -3.3313e-11 | -1.5384e-11 | 0 | 0 | 0 | 0 | 0 | 0 | 1.1665 | 1.1549 | 1.1527 | 1.1665 | 1.1549 | 1.1527 | -0.06409 | -120.4293 | 119.8014 | -0.06409 | -120.4293 | 119.8014
Line9_3_11 | 0.1732 | 0.1732 | 0.1732 | 0.1732 | 0.1732 | 0.1732 | 0.04 | 0.04 | 0.04 | 0.04 | 0.04 | 0.04 | -0.0038619 | -0.0039342 | -0.0039037 | 0.0041619 | 0.0042342 | 0.0042037 | -0.045209 | -0.045129 | -0.045094 | 0.045809 | 0.045729 | 0.045694 | 94.7872 | -25.2128 | -145.2128 | -85.2128 | 154.7872 | 34.7872 | 1.1343 | 1.1325 | 1.1316 | 1.1499 | 1.1481 | 1.1472 | -0.0953 | -120.1951 | 119.8396 | -0.40402 | -120.5029 | 119.531

## LLG_max_fault_10
name | pf_ikss_a_from_ka | pf_ikss_b_from_ka | pf_ikss_c_from_ka | pf_ikss_a_to_ka | pf_ikss_b_to_ka | pf_ikss_c_to_ka | pf_skss_a_from_mw | pf_skss_b_from_mw | pf_skss_c_from_mw | pf_skss_a_to_mw | pf_skss_b_to_mw | pf_skss_c_to_mw | pf_p_a_from_mw | pf_p_b_from_mw | pf_p_c_from_mw | pf_p_a_to_mw | pf_p_b_to_mw | pf_p_c_to_mw | pf_q_a_from_mvar | pf_q_b_from_mvar | pf_q_c_from_mvar | pf_q_a_to_mvar | pf_q_b_to_mvar | pf_q_c_to_mvar | pf_ikss_a_from_degree | pf_ikss_b_from_degree | pf_ikss_c_from_degree | pf_ikss_a_to_degree | pf_ikss_b_to_degree | pf_ikss_c_to_degree | pf_vm_a_from_pu | pf_vm_b_from_pu | pf_vm_c_from_pu | pf_vm_a_to_pu | pf_vm_b_to_pu | pf_vm_c_to_pu | pf_va_a_from_degree | pf_va_b_from_degree | pf_va_c_from_degree | pf_va_a_to_degree | pf_va_b_to_degree | pf_va_c_to_degree
Line0_1_2 | 0.1732 | 0.13803 | 0.13818 | 0.1732 | 0.13803 | 0.13818 | 0.04 | 0.031876 | 0.031911 | 0.04 | 0.031876 | 0.031911 | -0.016486 | -0.009076 | -0.0090288 | 0.016785 | 0.0092834 | 0.0092014 | -0.043886 | -0.036174 | -0.036194 | 0.044461 | 0.036566 | 0.036584 | 110.8069 | -15.8026 | -135.8434 | -69.1931 | 164.1974 | 44.1566 | 1.172 | 1.17 | 1.169 | 1.1881 | 1.1835 | 1.1822 | 0.21776 | -119.8874 | 120.1496 | 0.12405 | -120.0478 | 120.0389
Line10_11_12 | 0.1732 | 0.1732 | 0.1732 | 0.1732 | 0.1732 | 0.1732 | 0.04 | 0.04 | 0.04 | 0.04 | 0.04 | 0.04 | -0.0043346 | -0.0044138 | -0.0043803 | 0.0046346 | 0.0047138 | 0.0046803 | -0.047932 | -0.047844 | -0.047806 | 0.048532 | 0.048444 | 0.048406 | 94.7869 | -25.2131 | -145.2131 | -85.2131 | 154.7869 | 34.7869 | 1.2032 | 1.2012 | 1.2002 | 1.2188 | 1.2168 | 1.2158 | -0.38048 | -120.4839 | 119.5517 | -0.66811 | -120.7707 | 119.2642
Line11_12_13 | 0.1732 | 0.1732 | 0.1732 | 0.1732 | 0.1732 | 0.1732 | 0.04 | 0.04 | 0.04 | 0.04 | 0.04 | 0.04 | -0.0046346 | -0.0047138 | -0.0046803 | 0.0049346 | 0.0050138 | 0.0049803 | -0.048532 | -0.048444 | -0.048406 | 0.049132 | 0.049044 | 0.049006 | 94.7869 | -25.2131 | -145.2131 | -85.2131 | 154.7869 | 34.7869 | 1.2188 | 1.2168 | 1.2158 | 1.2345 | 1.2325 | 1.2315 | -0.66811 | -120.7707 | 119.2642 | -0.94845 | -121.0502 | 118.984
Line12_13_15 | 0 | 0 | 0 | 0 | 0 | 0 | 0 | 0 | 0 | 0 | 0 | 0 | 1.7315e-09 | 1.6805e-09 | 1.9979e-09 | -1.7637e-09 | -1.7199e-09 | -1.9263e-09 | 5.4428e-11 | 4.533e-10 | 2.7669e-10 | -1.187e-10 | -3.9331e-10 | -2.7253e-10 | 0 | 0 | 0 | 0 | 0 | 0 | 1.2345 | 1.2325 | 1.2315 | 1.2345 | 1.2325 | 1.2315 | -0.94845 | -121.0502 | 118.984 | -0.94845 | -121.0502 | 118.984
Line13_13_14 | 0.1732 | 0.1732 | 0.17321 | 0.1732 | 0.1732 | 0.17321 | 0.04 | 0.04 | 0.04 | 0.04 | 0.04 | 0.04 | -0.0049346 | -0.0050138 | -0.0049803 | 0.0052346 | 0.0053138 | 0.0052803 | -0.049132 | -0.049044 | -0.049006 | 0.049732 | 0.049644 | 0.049606 | 94.7869 | -25.2131 | -145.2131 | -85.2131 | 154.7869 | 34.7869 | 1.2345 | 1.2325 | 1.2315 | 1.2502 | 1.2482 | 1.2472 | -0.94845 | -121.0502 | 118.984 | -1.2218 | -121.3226 | 118.7109
Line14_15_16 | 0 | 0 | 0 | 0 | 0 | 0 | 0 | 0 | 0 | 0 | 0 | 0 | 1.1544e-09 | 1.1203e-09 | 1.3319e-09 | -1.1866e-09 | -1.1597e-09 | -1.2604e-09 | 3.6285e-11 | 3.022e-10 | 1.8446e-10 | -1.0056e-10 | -2.4221e-10 | -1.803e-10 | 0 | 0 | 0 | 0 | 0 | 0 | 1.2345 | 1.2325 | 1.2315 | 1.2345 | 1.2325 | 1.2315 | -0.94845 | -121.0502 | 118.984 | -0.94845 | -121.0502 | 118.984
Line15_16_17 | 0 | 0 | 0 | 0 | 0 | 0 | 0 | 0 | 0 | 0 | 0 | 0 | 5.7718e-10 | 5.6016e-10 | 6.6597e-10 | -6.0937e-10 | -5.9956e-10 | -5.9438e-10 | 1.8143e-11 | 1.511e-10 | 9.223e-11 | -8.2417e-11 | -9.1109e-11 | -8.8069e-11 | 0 | 0 | 0 | 0 | 0 | 0 | 1.2345 | 1.2325 | 1.2315 | 1.2345 | 1.2325 | 1.2315 | -0.94845 | -121.0502 | 118.984 | -0.94845 | -121.0502 | 118.984
Line16_4_18 | 0 | 0 | 0 | 0 | 0 | 0 | 0 | 0 | 0 | 0 | 0 | 0 | 3.5137e-10 | 3.3323e-10 | 4.3605e-10 | -3.814e-10 | -3.7198e-10 | -3.6726e-10 | -5.5163e-11 | 7.2954e-11 | 1.7821e-11 | -7.13e-12 | -1.5822e-11 | -1.2782e-11 | 0 | 0 | 0 | 0 | 0 | 0 | 1.1876 | 1.1856 | 1.1846 | 1.1876 | 1.1856 | 1.1846 | -0.085287 | -120.1896 | 119.8467 | -0.085287 | -120.1896 | 119.8467
Line17_5_19 | 0.1732 | 0.1732 | 0.17321 | 0.1732 | 0.1732 | 0.17321 | 0.04 | 0.04 | 0.04 | 0.04 | 0.04 | 0.04 | -0.0040346 | -0.0041138 | -0.0040803 | 0.0043346 | 0.0044138 | 0.0043803 | -0.047332 | -0.047244 | -0.047206 | 0.047932 | 0.047844 | 0.047806 | 94.7869 | -25.2131 | -145.2131 | -85.2131 | 154.7869 | 34.7869 | 1.1876 | 1.1856 | 1.1846 | 1.2032 | 1.2012 | 1.2002 | -0.085287 | -120.1896 | 119.8467 | -0.38048 | -120.4839 | 119.5517
Line1_1_3 | 0.1732 | 0.1732 | 0.1732 | 0.1732 | 0.1732 | 0.1732 | 0.04 | 0.04 | 0.04 | 0.04 | 0.04 | 0.04 | -0.0037346 | -0.0038138 | -0.0037803 | 0.0040346 | 0.0041138 | 0.0040803 | -0.046732 | -0.046644 | -0.046606 | 0.047332 | 0.047244 | 0.047206 | 94.7869 | -25.2131 | -145.2131 | -85.2131 | 154.7869 | 34.7869 | 1.172 | 1.17 | 1.169 | 1.1876 | 1.1856 | 1.1846 | 0.21776 | -119.8874 | 120.1496 | -0.085287 | -120.1896 | 119.8467
Line2_1_4 | 0.1732 | 0.1732 | 0.17321 | 0.1732 | 0.1732 | 0.17321 | 0.04 | 0.04 | 0.04 | 0.04 | 0.04 | 0.04 | -0.0037346 | -0.0038138 | -0.0037803 | 0.0040346 | 0.0041138 | 0.0040803 | -0.046732 | -0.046644 | -0.046606 | 0.047332 | 0.047244 | 0.047206 | 94.7869 | -25.2131 | -145.2131 | -85.2131 | 154.7869 | 34.7869 | 1.172 | 1.17 | 1.169 | 1.1876 | 1.1856 | 1.1846 | 0.21776 | -119.8874 | 120.1496 | -0.085287 | -120.1896 | 119.8467
Line3_1_5 | 0.1732 | 0.1732 | 0.17321 | 0.1732 | 0.1732 | 0.17321 | 0.04 | 0.04 | 0.04 | 0.04 | 0.04 | 0.04 | -0.0037346 | -0.0038138 | -0.0037803 | 0.0040346 | 0.0041138 | 0.0040803 | -0.046732 | -0.046644 | -0.046606 | 0.047332 | 0.047244 | 0.047206 | 94.7869 | -25.2131 | -145.2131 | -85.2131 | 154.7869 | 34.7869 | 1.172 | 1.17 | 1.169 | 1.1876 | 1.1856 | 1.1846 | 0.21776 | -119.8874 | 120.1496 | -0.085287 | -120.1896 | 119.8467
Line4_2_6 | 0.1732 | 0.13803 | 0.13818 | 0.1732 | 0.13803 | 0.13818 | 0.04 | 0.031876 | 0.031911 | 0.04 | 0.031876 | 0.031911 | -0.016785 | -0.0092834 | -0.0092014 | 0.017084 | 0.0094908 | 0.009374 | -0.044461 | -0.036566 | -0.036584 | 0.045035 | 0.036959 | 0.036975 | 110.8069 | -15.8026 | -135.8434 | -69.1931 | 164.1974 | 44.1566 | 1.1881 | 1.1835 | 1.1822 | 1.2042 | 1.1971 | 1.1954 | 0.12405 | -120.0478 | 120.0389 | 0.032848 | -120.2047 | 119.9306
Line5_6_7 | 0.1732 | 0.13803 | 0.13818 | 0.1732 | 0.13803 | 0.13818 | 0.04 | 0.031876 | 0.031911 | 0.04 | 0.031876 | 0.031911 | -0.017084 | -0.0094908 | -0.009374 | 0.017383 | 0.0096982 | 0.0095466 | -0.045035 | -0.036959 | -0.036975 | 0.04561 | 0.037351 | 0.037366 | 110.8069 | -15.8026 | -135.8434 | -69.1931 | 164.1974 | 44.1566 | 1.2042 | 1.1971 | 1.1954 | 1.2203 | 1.2106 | 1.2086 | 0.032848 | -120.2047 | 119.9306 | -0.055951 | -120.358 | 119.8247
Line6_7_8 | 0 | 0.039435 | 0.039358 | 0 | 0.039435 | 0.039358 | 0 | 0.0091072 | 0.0090893 | 0 | 0.0091072 | 0.0090893 | 1.2784e-09 | 0.0077855 | 0.0077639 | -1.38e-09 | -0.0077757 | -0.0077452 | -8.8719e-10 | 0.0078065 | 0.0077713 | 6.0633e-10 | -0.0077757 | -0.0077452 | 0 | -165.4351 | 74.7972 | 0 | 14.5649 | -105.2028 | 1.2203 | 1.2106 | 1.2086 | 1.2196 | 1.2075 | 1.2051 | -0.055951 | -120.358 | 119.8247 | -0.065346 | -120.4351 | 119.7972
Line7_8_9 | 0 | 0 | 0 | 0 | 0 | 0 | 0 | 0 | 0 | 0 | 0 | 0 | 4.2246e-10 | 2.661e-10 | 7.8674e-10 | -5.3507e-10 | -4.7588e-10 | -4.6435e-10 | -3.0597e-10 | 2.8912e-10 | 7.4006e-11 | -5.6104e-12 | -3.698e-11 | -1.7205e-11 | 0 | 0 | 0 | 0 | 0 | 0 | 1.2196 | 1.2075 | 1.2051 | 1.2196 | 1.2075 | 1.2051 | -0.065346 | -120.4351 | 119.7972 | -0.065346 | -120.4351 | 119.7972
Line8_8_10 | 0 | 0 | 0 | 0 | 0 | 0 | 0 | 0 | 0 | 0 | 0 | 0 | 4.2246e-10 | 2.661e-10 | 7.8674e-10 | -5.3507e-10 | -4.7588e-10 | -4.6435e-10 | -3.0597e-10 | 2.8912e-10 | 7.4006e-11 | -5.6102e-12 | -3.698e-11 | -1.7205e-11 | 0 | 0 | 0 | 0 | 0 | 0 | 1.2196 | 1.2075 | 1.2051 | 1.2196 | 1.2075 | 1.2051 | -0.065346 | -120.4351 | 119.7972 | -0.065346 | -120.4351 | 119.7972
Line9_3_11 | 0.1732 | 0.1732 | 0.1732 | 0.1732 | 0.1732 | 0.1732 | 0.04 | 0.04 | 0.04 | 0.04 | 0.04 | 0.04 | -0.0040346 | -0.0041138 | -0.0040803 | 0.0043346 | 0.0044138 | 0.0043803 | -0.047332 | -0.047244 | -0.047206 | 0.047932 | 0.047844 | 0.047806 | 94.7869 | -25.2131 | -145.2131 | -85.2131 | 154.7869 | 34.7869 | 1.1876 | 1.1856 | 1.1846 | 1.2032 | 1.2012 | 1.2002 | -0.085287 | -120.1896 | 119.8467 | -0.38048 | -120.4839 | 119.5517

## LLG_min_6
name | pf_ikss_a_from_ka | pf_ikss_b_from_ka | pf_ikss_c_from_ka | pf_ikss_a_to_ka | pf_ikss_b_to_ka | pf_ikss_c_to_ka | pf_skss_a_from_mw | pf_skss_b_from_mw | pf_skss_c_from_mw | pf_skss_a_to_mw | pf_skss_b_to_mw | pf_skss_c_to_mw | pf_p_a_from_mw | pf_p_b_from_mw | pf_p_c_from_mw | pf_p_a_to_mw | pf_p_b_to_mw | pf_p_c_to_mw | pf_q_a_from_mvar | pf_q_b_from_mvar | pf_q_c_from_mvar | pf_q_a_to_mvar | pf_q_b_to_mvar | pf_q_c_to_mvar | pf_ikss_a_from_degree | pf_ikss_b_from_degree | pf_ikss_c_from_degree | pf_ikss_a_to_degree | pf_ikss_b_to_degree | pf_ikss_c_to_degree | pf_vm_a_from_pu | pf_vm_b_from_pu | pf_vm_c_from_pu | pf_vm_a_to_pu | pf_vm_b_to_pu | pf_vm_c_to_pu | pf_va_a_from_degree | pf_va_b_from_degree | pf_va_c_from_degree | pf_va_a_to_degree | pf_va_b_to_degree | pf_va_c_to_degree
Line0_1_2 | 0 | 1.9361 | 1.8969 | 0 | 1.9361 | 1.8969 | 0 | 0.44712 | 0.43807 | 0 | 0.44712 | 0.43807 | -7.2951e-09 | 0.19868 | 0.28586 | 5.6126e-09 | -0.14901 | -0.21439 | -7.9622e-08 | 0.30382 | 0.2009 | 7.0555e-08 | -0.22787 | -0.15068 | 0 | 177.0196 | 78.2387 | 0 | -2.9804 | -101.7613 | 0.91911 | 0.81191 | 0.79757 | 0.86929 | 0.60893 | 0.59818 | -2.1068 | -126.1621 | 113.3383 | -1.911 | -126.1621 | 113.3383
Line10_11_12 | 0 | 0 | 0 | 0 | 0 | 0 | 0 | 0 | 0 | 0 | 0 | 0 | -7.9327e-09 | -1.2472e-08 | 1.4863e-08 | 6.7125e-09 | 1.0788e-08 | -1.1958e-08 | -1.8047e-08 | 1.6456e-08 | 3.1889e-09 | 1.4922e-08 | -1.4017e-08 | -2.9797e-09 | 0 | 0 | 0 | 0 | 0 | 0 | 0.91911 | 0.81191 | 0.79757 | 0.91911 | 0.81191 | 0.79757 | -2.1068 | -126.1621 | 113.3383 | -2.1068 | -126.1621 | 113.3383
Line11_12_13 | 0 | 0 | 0 | 0 | 0 | 0 | 0 | 0 | 0 | 0 | 0 | 0 | -6.6106e-09 | -1.0393e-08 | 1.2385e-08 | 5.3904e-09 | 8.7094e-09 | -9.4814e-09 | -1.5039e-08 | 1.3714e-08 | 2.6574e-09 | 1.1914e-08 | -1.1275e-08 | -2.4482e-09 | 0 | 0 | 0 | 0 | 0 | 0 | 0.91911 | 0.81191 | 0.79757 | 0.91911 | 0.81191 | 0.79757 | -2.1068 | -126.1621 | 113.3383 | -2.1068 | -126.1621 | 113.3383
Line12_13_15 | 0 | 0 | 0 | 0 | 0 | 0 | 0 | 0 | 0 | 0 | 0 | 0 | -3.9664e-09 | -6.236e-09 | 7.4313e-09 | 2.7462e-09 | 4.5521e-09 | -4.5272e-09 | -9.0237e-09 | 8.2282e-09 | 1.5944e-09 | 5.8981e-09 | -5.7891e-09 | -1.3852e-09 | 0 | 0 | 0 | 0 | 0 | 0 | 0.91911 | 0.81191 | 0.79757 | 0.91911 | 0.81191 | 0.79757 | -2.1068 | -126.1621 | 113.3383 | -2.1068 | -126.1621 | 113.3383
Line13_13_14 | 0 | 0 | 0 | 0 | 0 | 0 | 0 | 0 | 0 | 0 | 0 | 0 | -1.3221e-09 | -2.0787e-09 | 2.4771e-09 | 1.0192e-10 | 3.9475e-10 | 4.2701e-10 | -3.0079e-09 | 2.7427e-09 | 5.3148e-10 | -1.177e-10 | -3.0358e-10 | -3.2229e-10 | 0 | 0 | 0 | 0 | 0 | 0 | 0.91911 | 0.81191 | 0.79757 | 0.91911 | 0.81191 | 0.79757 | -2.1068 | -126.1621 | 113.3383 | -2.1068 | -126.1621 | 113.3383
Line14_15_16 | 0 | 0 | 0 | 0 | 0 | 0 | 0 | 0 | 0 | 0 | 0 | 0 | -2.6442e-09 | -4.1573e-09 | 4.9542e-09 | 1.424e-09 | 2.4734e-09 | -2.0501e-09 | -6.0158e-09 | 5.4855e-09 | 1.063e-09 | 2.8902e-09 | -3.0463e-09 | -8.5377e-10 | 0 | 0 | 0 | 0 | 0 | 0 | 0.91911 | 0.81191 | 0.79757 | 0.91911 | 0.81191 | 0.79757 | -2.1068 | -126.1621 | 113.3383 | -2.1068 | -126.1621 | 113.3383
Line15_16_17 | 0 | 0 | 0 | 0 | 0 | 0 | 0 | 0 | 0 | 0 | 0 | 0 | -1.3221e-09 | -2.0787e-09 | 2.4771e-09 | 1.0192e-10 | 3.9475e-10 | 4.2701e-10 | -3.0079e-09 | 2.7427e-09 | 5.3148e-10 | -1.177e-10 | -3.0358e-10 | -3.2229e-10 | 0 | 0 | 0 | 0 | 0 | 0 | 0.91911 | 0.81191 | 0.79757 | 0.91911 | 0.81191 | 0.79757 | -2.1068 | -126.1621 | 113.3383 | -2.1068 | -126.1621 | 113.3383
Line16_4_18 | 0 | 0 | 0 | 0 | 0 | 0 | 0 | 0 | 0 | 0 | 0 | 0 | -1.3221e-09 | -2.0787e-09 | 2.4771e-09 | 1.0192e-10 | 3.9475e-10 | 4.2701e-10 | -3.0079e-09 | 2.7427e-09 | 5.3148e-10 | -1.177e-10 | -3.0358e-10 | -3.2229e-10 | 0 | 0 | 0 | 0 | 0 | 0 | 0.91911 | 0.81191 | 0.79757 | 0.91911 | 0.81191 | 0.79757 | -2.1068 | -126.1621 | 113.3383 | -2.1068 | -126.1621 | 113.3383
Line17_5_19 | 0 | 0 | 0 | 0 | 0 | 0 | 0 | 0 | 0 | 0 | 0 | 0 | -1.3221e-09 | -2.0787e-09 | 2.4771e-09 | 1.0192e-10 | 3.9475e-10 | 4.2701e-10 | -3.0079e-09 | 2.7427e-09 | 5.3148e-10 | -1.177e-10 | -3.0358e-10 | -3.2229e-10 | 0 | 0 | 0 | 0 | 0 | 0 | 0.91911 | 0.81191 | 0.79757 | 0.91911 | 0.81191 | 0.79757 | -2.1068 | -126.1621 | 113.3383 | -2.1068 | -126.1621 | 113.3383
Line1_1_3 | 0 | 0 | 0 | 0 | 0 | 0 | 0 | 0 | 0 | 0 | 0 | 0 | -1.0577e-08 | -1.6629e-08 | 1.9817e-08 | 9.3568e-09 | 1.4945e-08 | -1.6913e-08 | -2.4063e-08 | 2.1942e-08 | 4.2518e-09 | 2.0938e-08 | -1.9503e-08 | -4.0426e-09 | 0 | 0 | 0 | 0 | 0 | 0 | 0.91911 | 0.81191 | 0.79757 | 0.91911 | 0.81191 | 0.79757 | -2.1068 | -126.1621 | 113.3383 | -2.1068 | -126.1621 | 113.3383
Line2_1_4 | 0 | 0 | 0 | 0 | 0 | 0 | 0 | 0 | 0 | 0 | 0 | 0 | -2.6442e-09 | -4.1573e-09 | 4.9542e-09 | 1.424e-09 | 2.4734e-09 | -2.0501e-09 | -6.0158e-09 | 5.4855e-09 | 1.063e-09 | 2.8902e-09 | -3.0463e-09 | -8.5377e-10 | 0 | 0 | 0 | 0 | 0 | 0 | 0.91911 | 0.81191 | 0.79757 | 0.91911 | 0.81191 | 0.79757 | -2.1068 | -126.1621 | 113.3383 | -2.1068 | -126.1621 | 113.3383
Line3_1_5 | 0 | 0 | 0 | 0 | 0 | 0 | 0 | 0 | 0 | 0 | 0 | 0 | -2.6442e-09 | -4.1573e-09 | 4.9542e-09 | 1.424e-09 | 2.4734e-09 | -2.0501e-09 | -6.0158e-09 | 5.4855e-09 | 1.063e-09 | 2.8902e-09 | -3.0463e-09 | -8.5377e-10 | 0 | 0 | 0 | 0 | 0 | 0 | 0.91911 | 0.81191 | 0.79757 | 0.91911 | 0.81191 | 0.79757 | -2.1068 | -126.1621 | 113.3383 | -2.1068 | -126.1621 | 113.3383
Line4_2_6 | 0 | 1.9361 | 1.8969 | 0 | 1.9361 | 1.8969 | 0 | 0.44712 | 0.43807 | 0 | 0.44712 | 0.43807 | -5.357e-09 | 0.14901 | 0.21439 | 4.0702e-09 | -0.099339 | -0.14293 | -7.0655e-08 | 0.22787 | 0.15068 | 5.8701e-08 | -0.15191 | -0.10045 | 0 | 177.0196 | 78.2387 | 0 | -2.9804 | -101.7613 | 0.86929 | 0.60893 | 0.59818 | 0.81947 | 0.40595 | 0.39879 | -1.911 | -126.1621 | 113.3383 | -1.6913 | -126.1621 | 113.3383
Line5_6_7 | 0 | 1.9361 | 1.8969 | 0 | 1.9361 | 1.8969 | 0 | 0.44712 | 0.43807 | 0 | 0.44712 | 0.43807 | -3.6792e-09 | 0.099339 | 0.14293 | 2.7971e-09 | -0.04967 | -0.071465 | -5.8786e-08 | 0.15191 | 0.10045 | 4.4571e-08 | -0.075956 | -0.050225 | 0 | 177.0196 | 78.2387 | 0 | -2.9804 | -101.7613 | 0.81947 | 0.40595 | 0.39879 | 0.76967 | 0.20298 | 0.19939 | -1.6913 | -126.1621 | 113.3383 | -1.4432 | -126.1621 | 113.3383
Line6_7_8 | 0 | 1.9361 | 1.8969 | 0 | 1.9361 | 1.8969 | 0 | 0.44712 | 0.43807 | 0 | 0.44712 | 0.43807 | -2.289e-09 | 0.04967 | 0.071465 | 1.8207e-09 | -2.3273e-14 | -2.3366e-14 | -4.4639e-08 | 0.075956 | 0.050225 | 2.8791e-08 | 2.6923e-14 | 4.2553e-14 | 0 | 177.0196 | 78.2387 | 0 | -2.9804 | -101.7613 | 0.76967 | 0.20298 | 0.19939 | 0.71988 | 0 | 0 | -1.4432 | -126.1621 | 113.3383 | -1.1608 | 0 | 0
Line7_8_9 | 0 | 0 | 0 | 0 | 0 | 0 | 0 | 0 | 0 | 0 | 0 | 0 | -6.069e-10 | 1.3476e-21 | 7.815e-22 | 6.069e-10 | 5.9526e-18 | -4.2155e-18 | -1.4421e-08 | 1.2642e-21 | -1.7405e-21 | -5.0801e-11 | 1.3546e-17 | 1.4237e-18 | 0 | 0 | 0 | 0 | 0 | 0 | 0.71988 | 0 | 0 | 0.71988 | 0 | 0 | -1.1608 | 0 | 0 | -1.1608 | 0 | 0
Line8_8_10 | 0 | 0 | 0 | 0 | 0 | 0 | 0 | 0 | 0 | 0 | 0 | 0 | -6.069e-10 | 1.3476e-21 | 7.815e-22 | 6.069e-10 | 5.9526e-18 | -4.2155e-18 | -1.4421e-08 | 1.2642e-21 | -1.7405e-21 | -5.0801e-11 | 1.3546e-17 | 1.4237e-18 | 0 | 0 | 0 | 0 | 0 | 0 | 0.71988 | 0 | 0 | 0.71988 | 0 | 0 | -1.1608 | 0 | 0 | -1.1608 | 0 | 0
Line9_3_11 | 0 | 0 | 0 | 0 | 0 | 0 | 0 | 0 | 0 | 0 | 0 | 0 | -9.2548e-09 | -1.4551e-08 | 1.734e-08 | 8.0346e-09 | 1.2867e-08 | -1.4436e-08 | -2.1055e-08 | 1.9199e-08 | 3.7203e-09 | 1.793e-08 | -1.676e-08 | -3.5112e-09 | 0 | 0 | 0 | 0 | 0 | 0 | 0.91911 | 0.81191 | 0.79757 | 0.91911 | 0.81191 | 0.79757 | -2.1068 | -126.1621 | 113.3383 | -2.1068 | -126.1621 | 113.3383

## LLG_min_10
name | pf_ikss_a_from_ka | pf_ikss_b_from_ka | pf_ikss_c_from_ka | pf_ikss_a_to_ka | pf_ikss_b_to_ka | pf_ikss_c_to_ka | pf_skss_a_from_mw | pf_skss_b_from_mw | pf_skss_c_from_mw | pf_skss_a_to_mw | pf_skss_b_to_mw | pf_skss_c_to_mw | pf_p_a_from_mw | pf_p_b_from_mw | pf_p_c_from_mw | pf_p_a_to_mw | pf_p_b_to_mw | pf_p_c_to_mw | pf_q_a_from_mvar | pf_q_b_from_mvar | pf_q_c_from_mvar | pf_q_a_to_mvar | pf_q_b_to_mvar | pf_q_c_to_mvar | pf_ikss_a_from_degree | pf_ikss_b_from_degree | pf_ikss_c_from_degree | pf_ikss_a_to_degree | pf_ikss_b_to_degree | pf_ikss_c_to_degree | pf_vm_a_from_pu | pf_vm_b_from_pu | pf_vm_c_from_pu | pf_vm_a_to_pu | pf_vm_b_to_pu | pf_vm_c_to_pu | pf_va_a_from_degree | pf_va_b_from_degree | pf_va_c_from_degree | pf_va_a_to_degree | pf_va_b_to_degree | pf_va_c_to_degree
Line0_1_2 | 0 | 1.8342 | 1.7971 | 0 | 1.8342 | 1.7971 | 0 | 0.42358 | 0.41502 | 0 | 0.42358 | 0.41502 | -6.5474e-09 | 0.17832 | 0.25656 | 5.0374e-09 | -0.13374 | -0.19242 | -7.1461e-08 | 0.27268 | 0.18031 | 6.3323e-08 | -0.20451 | -0.13523 | 0 | 177.0196 | 78.2387 | 0 | -2.9804 | -101.7613 | 0.87074 | 0.76918 | 0.7556 | 0.82353 | 0.57688 | 0.5667 | -2.1068 | -126.1621 | 113.3383 | -1.911 | -126.1621 | 113.3383
Line10_11_12 | 0 | 0 | 0 | 0 | 0 | 0 | 0 | 0 | 0 | 0 | 0 | 0 | -7.1197e-09 | -1.1194e-08 | 1.3339e-08 | 6.0245e-09 | 9.6823e-09 | -1.0733e-08 | -1.6198e-08 | 1.477e-08 | 2.862e-09 | 1.3392e-08 | -1.2581e-08 | -2.6743e-09 | 0 | 0 | 0 | 0 | 0 | 0 | 0.87074 | 0.76918 | 0.7556 | 0.87074 | 0.76918 | 0.7556 | -2.1068 | -126.1621 | 113.3383 | -2.1068 | -126.1621 | 113.3383
Line11_12_13 | 0 | 0 | 0 | 0 | 0 | 0 | 0 | 0 | 0 | 0 | 0 | 0 | -5.9331e-09 | -9.328e-09 | 1.1116e-08 | 4.8379e-09 | 7.8167e-09 | -8.5096e-09 | -1.3498e-08 | 1.2308e-08 | 2.385e-09 | 1.0693e-08 | -1.0119e-08 | -2.1973e-09 | 0 | 0 | 0 | 0 | 0 | 0 | 0.87074 | 0.76918 | 0.7556 | 0.87074 | 0.76918 | 0.7556 | -2.1068 | -126.1621 | 113.3383 | -2.1068 | -126.1621 | 113.3383
Line12_13_15 | 0 | 0 | 0 | 0 | 0 | 0 | 0 | 0 | 0 | 0 | 0 | 0 | -3.5598e-09 | -5.5968e-09 | 6.6696e-09 | 2.4647e-09 | 4.0855e-09 | -4.0632e-09 | -8.0988e-09 | 7.3849e-09 | 1.431e-09 | 5.2936e-09 | -5.1957e-09 | -1.2433e-09 | 0 | 0 | 0 | 0 | 0 | 0 | 0.87074 | 0.76918 | 0.7556 | 0.87074 | 0.76918 | 0.7556 | -2.1068 | -126.1621 | 113.3383 | -2.1068 | -126.1621 | 113.3383
Line13_13_14 | 0 | 0 | 0 | 0 | 0 | 0 | 0 | 0 | 0 | 0 | 0 | 0 | -1.1866e-09 | -1.8656e-09 | 2.2232e-09 | 9.1477e-11 | 3.543e-10 | 3.8324e-10 | -2.6996e-09 | 2.4616e-09 | 4.77e-10 | -1.0563e-10 | -2.7246e-10 | -2.8926e-10 | 0 | 0 | 0 | 0 | 0 | 0 | 0.87074 | 0.76918 | 0.7556 | 0.87074 | 0.76918 | 0.7556 | -2.1068 | -126.1621 | 113.3383 | -2.1068 | -126.1621 | 113.3383
Line14_15_16 | 0 | 0 | 0 | 0 | 0 | 0 | 0 | 0 | 0 | 0 | 0 | 0 | -2.3732e-09 | -3.7312e-09 | 4.4464e-09 | 1.2781e-09 | 2.2199e-09 | -1.84e-09 | -5.3992e-09 | 4.9233e-09 | 9.5401e-10 | 2.594e-09 | -2.7341e-09 | -7.6626e-10 | 0 | 0 | 0 | 0 | 0 | 0 | 0.87074 | 0.76918 | 0.7556 | 0.87074 | 0.76918 | 0.7556 | -2.1068 | -126.1621 | 113.3383 | -2.1068 | -126.1621 | 113.3383
Line15_16_17 | 0 | 0 | 0 | 0 | 0 | 0 | 0 | 0 | 0 | 0 | 0 | 0 | -1.1866e-09 | -1.8656e-09 | 2.2232e-09 | 9.1477e-11 | 3.543e-10 | 3.8324e-10 | -2.6996e-09 | 2.4616e-09 | 4.77e-10 | -1.0563e-10 | -2.7246e-10 | -2.8926e-10 | 0 | 0 | 0 | 0 | 0 | 0 | 0.87074 | 0.76918 | 0.7556 | 0.87074 | 0.76918 | 0.7556 | -2.1068 | -126.1621 | 113.3383 | -2.1068 | -126.1621 | 113.3383
Line16_4_18 | 0 | 0 | 0 | 0 | 0 | 0 | 0 | 0 | 0 | 0 | 0 | 0 | -1.1866e-09 | -1.8656e-09 | 2.2232e-09 | 9.1477e-11 | 3.543e-10 | 3.8324e-10 | -2.6996e-09 | 2.4616e-09 | 4.77e-10 | -1.0563e-10 | -2.7246e-10 | -2.8926e-10 | 0 | 0 | 0 | 0 | 0 | 0 | 0.87074 | 0.76918 | 0.7556 | 0.87074 | 0.76918 | 0.7556 | -2.1068 | -126.1621 | 113.3383 | -2.1068 | -126.1621 | 113.3383
Line17_5_19 | 0 | 0 | 0 | 0 | 0 | 0 | 0 | 0 | 0 | 0 | 0 | 0 | -1.1866e-09 | -1.8656e-09 | 2.2232e-09 | 9.1477e-11 | 3.543e-10 | 3.8324e-10 | -2.6996e-09 | 2.4616e-09 | 4.77e-10 | -1.0563e-10 | -2.7246e-10 | -2.8926e-10 | 0 | 0 | 0 | 0 | 0 | 0 | 0.87074 | 0.76918 | 0.7556 | 0.87074 | 0.76918 | 0.7556 | -2.1068 | -126.1621 | 113.3383 | -2.1068 | -126.1621 | 113.3383
Line1_1_3 | 0 | 0 | 0 | 0 | 0 | 0 | 0 | 0 | 0 | 0 | 0 | 0 | -9.4929e-09 | -1.4925e-08 | 1.7786e-08 | 8.3978e-09 | 1.3414e-08 | -1.5179e-08 | -2.1597e-08 | 1.9693e-08 | 3.816e-09 | 1.8792e-08 | -1.7504e-08 | -3.6283e-09 | 0 | 0 | 0 | 0 | 0 | 0 | 0.87074 | 0.76918 | 0.7556 | 0.87074 | 0.76918 | 0.7556 | -2.1068 | -126.1621 | 113.3383 | -2.1068 | -126.1621 | 113.3383
Line2_1_4 | 0 | 0 | 0 | 0 | 0 | 0 | 0 | 0 | 0 | 0 | 0 | 0 | -2.3732e-09 | -3.7312e-09 | 4.4464e-09 | 1.2781e-09 | 2.2199e-09 | -1.84e-09 | -5.3992e-09 | 4.9233e-09 | 9.5401e-10 | 2.594e-09 | -2.7341e-09 | -7.6626e-10 | 0 | 0 | 0 | 0 | 0 | 0 | 0.87074 | 0.76918 | 0.7556 | 0.87074 | 0.76918 | 0.7556 | -2.1068 | -126.1621 | 113.3383 | -2.1068 | -126.1621 | 113.3383
Line3_1_5 | 0 | 0 | 0 | 0 | 0 | 0 | 0 | 0 | 0 | 0 | 0 | 0 | -2.3732e-09 | -3.7312e-09 | 4.4464e-09 | 1.2781e-09 | 2.2199e-09 | -1.84e-09 | -5.3992e-09 | 4.9233e-09 | 9.5401e-10 | 2.594e-09 | -2.7341e-09 | -7.6626e-10 | 0 | 0 | 0 | 0 | 0 | 0 | 0.87074 | 0.76918 | 0.7556 | 0.87074 | 0.76918 | 0.7556 | -2.1068 | -126.1621 | 113.3383 | -2.1068 | -126.1621 | 113.3383
Line4_2_6 | 0 | 1.8342 | 1.7971 | 0 | 1.8342 | 1.7971 | 0 | 0.42358 | 0.41502 | 0 | 0.42358 | 0.41502 | -4.808e-09 | 0.13374 | 0.19242 | 3.653e-09 | -0.089158 | -0.12828 | -6.3414e-08 | 0.20451 | 0.13523 | 5.2685e-08 | -0.13634 | -0.090155 | 0 | 177.0196 | 78.2387 | 0 | -2.9804 | -101.7613 | 0.82353 | 0.57688 | 0.5667 | 0.77634 | 0.38459 | 0.3778 | -1.911 | -126.1621 | 113.3383 | -1.6913 | -126.1621 | 113.3383
Line5_6_7 | 0 | 1.8342 | 1.7971 | 0 | 1.8342 | 1.7971 | 0 | 0.42358 | 0.41502 | 0 | 0.42358 | 0.41502 | -3.3021e-09 | 0.089158 | 0.12828 | 2.5104e-09 | -0.044579 | -0.06414 | -5.276e-08 | 0.13634 | 0.090155 | 4.0003e-08 | -0.068171 | -0.045078 | 0 | 177.0196 | 78.2387 | 0 | -2.9804 | -101.7613 | 0.77634 | 0.38459 | 0.3778 | 0.72916 | 0.19229 | 0.1889 | -1.6913 | -126.1621 | 113.3383 | -1.4432 | -126.1621 | 113.3383
Line6_7_8 | 0 | 1.8342 | 1.7971 | 0 | 1.8342 | 1.7971 | 0 | 0.42358 | 0.41502 | 0 | 0.42358 | 0.41502 | -2.0544e-09 | 0.044579 | 0.06414 | 1.6341e-09 | -2.097e-14 | -2.1071e-14 | -4.0064e-08 | 0.068171 | 0.045078 | 2.584e-08 | 2.4243e-14 | 3.8135e-14 | 0 | 177.0196 | 78.2387 | 0 | -2.9804 | -101.7613 | 0.72916 | 0.19229 | 0.1889 | 0.68199 | 0 | 0 | -1.4432 | -126.1621 | 113.3383 | -1.1608 | 0 | 0
Line7_8_9 | 0 | 0 | 0 | 0 | 0 | 0 | 0 | 0 | 0 | 0 | 0 | 0 | -5.447e-10 | 1.2134e-21 | 7.0548e-22 | 5.447e-10 | 5.3425e-18 | -3.7835e-18 | -1.2943e-08 | 1.1391e-21 | -1.5602e-21 | -4.5594e-11 | 1.2158e-17 | 1.2778e-18 | 0 | 0 | 0 | 0 | 0 | 0 | 0.68199 | 0 | 0 | 0.68199 | 0 | 0 | -1.1608 | 0 | 0 | -1.1608 | 0 | 0
Line8_8_10 | 0 | 0 | 0 | 0 | 0 | 0 | 0 | 0 | 0 | 0 | 0 | 0 | -5.447e-10 | 1.2134e-21 | 7.0548e-22 | 5.447e-10 | 5.3425e-18 | -3.7835e-18 | -1.2943e-08 | 1.1391e-21 | -1.5602e-21 | -4.5594e-11 | 1.2158e-17 | 1.2778e-18 | 0 | 0 | 0 | 0 | 0 | 0 | 0.68199 | 0 | 0 | 0.68199 | 0 | 0 | -1.1608 | 0 | 0 | -1.1608 | 0 | 0
Line9_3_11 | 0 | 0 | 0 | 0 | 0 | 0 | 0 | 0 | 0 | 0 | 0 | 0 | -8.3063e-09 | -1.3059e-08 | 1.5562e-08 | 7.2112e-09 | 1.1548e-08 | -1.2956e-08 | -1.8897e-08 | 1.7231e-08 | 3.339e-09 | 1.6092e-08 | -1.5042e-08 | -3.1513e-09 | 0 | 0 | 0 | 0 | 0 | 0 | 0.87074 | 0.76918 | 0.7556 | 0.87074 | 0.76918 | 0.7556 | -2.1068 | -126.1621 | 113.3383 | -2.1068 | -126.1621 | 113.3383

## LLG_min_fault_6
name | pf_ikss_a_from_ka | pf_ikss_b_from_ka | pf_ikss_c_from_ka | pf_ikss_a_to_ka | pf_ikss_b_to_ka | pf_ikss_c_to_ka | pf_skss_a_from_mw | pf_skss_b_from_mw | pf_skss_c_from_mw | pf_skss_a_to_mw | pf_skss_b_to_mw | pf_skss_c_to_mw | pf_p_a_from_mw | pf_p_b_from_mw | pf_p_c_from_mw | pf_p_a_to_mw | pf_p_b_to_mw | pf_p_c_to_mw | pf_q_a_from_mvar | pf_q_b_from_mvar | pf_q_c_from_mvar | pf_q_a_to_mvar | pf_q_b_to_mvar | pf_q_c_to_mvar | pf_ikss_a_from_degree | pf_ikss_b_from_degree | pf_ikss_c_from_degree | pf_ikss_a_to_degree | pf_ikss_b_to_degree | pf_ikss_c_to_degree | pf_vm_a_from_pu | pf_vm_b_from_pu | pf_vm_c_from_pu | pf_vm_a_to_pu | pf_vm_b_to_pu | pf_vm_c_to_pu | pf_va_a_from_degree | pf_va_b_from_degree | pf_va_c_from_degree | pf_va_a_to_degree | pf_va_b_to_degree | pf_va_c_to_degree
Line0_1_2 | 0 | 0.030528 | 0.0305 | 0 | 0.030528 | 0.0305 | 0 | 0.0070502 | 0.0070437 | 0 | 0.0070502 | 0.0070437 | -1.7206e-10 | 0.0047146 | 0.0047276 | 1.5293e-10 | -0.0047009 | -0.0047085 | -1.0001e-09 | 0.0047385 | 0.0047091 | 9.3677e-10 | -0.0047188 | -0.0046947 | 0 | -165.2726 | 75.0184 | 0 | 14.7274 | -104.9816 | 0.94966 | 0.94811 | 0.94733 | 0.94905 | 0.94477 | 0.94397 | -0.027561 | -120.1279 | 119.9066 | -0.028281 | -120.1637 | 119.9342
Line10_11_12 | 0 | 0 | 0 | 0 | 0 | 0 | 0 | 0 | 0 | 0 | 0 | 0 | -1.1845e-10 | -1.8212e-10 | 1.987e-10 | 9.9876e-11 | 1.5832e-10 | -1.5633e-10 | -2.2039e-10 | 2.5561e-10 | 5.0419e-11 | 1.8207e-10 | -2.2038e-10 | -4.7395e-11 | 0 | 0 | 0 | 0 | 0 | 0 | 0.94966 | 0.94811 | 0.94733 | 0.94966 | 0.94811 | 0.94733 | -0.027561 | -120.1279 | 119.9066 | -0.027561 | -120.1279 | 119.9066
Line11_12_13 | 0 | 0 | 0 | 0 | 0 | 0 | 0 | 0 | 0 | 0 | 0 | 0 | -9.8705e-11 | -1.5177e-10 | 1.6558e-10 | 8.0135e-11 | 1.2796e-10 | -1.2321e-10 | -1.8366e-10 | 2.1301e-10 | 4.2016e-11 | 1.4534e-10 | -1.7778e-10 | -3.8992e-11 | 0 | 0 | 0 | 0 | 0 | 0 | 0.94966 | 0.94811 | 0.94733 | 0.94966 | 0.94811 | 0.94733 | -0.027561 | -120.1279 | 119.9066 | -0.027561 | -120.1279 | 119.9066
Line12_13_15 | 0 | 0 | 0 | 0 | 0 | 0 | 0 | 0 | 0 | 0 | 0 | 0 | -5.9223e-11 | -9.1061e-11 | 9.935e-11 | 4.0653e-11 | 6.7257e-11 | -5.6977e-11 | -1.102e-10 | 1.278e-10 | 2.5209e-11 | 7.1873e-11 | -9.2576e-11 | -2.2185e-11 | 0 | 0 | 0 | 0 | 0 | 0 | 0.94966 | 0.94811 | 0.94733 | 0.94966 | 0.94811 | 0.94733 | -0.027561 | -120.1279 | 119.9066 | -0.027561 | -120.1279 | 119.9066
Line13_13_14 | 0 | 0 | 0 | 0 | 0 | 0 | 0 | 0 | 0 | 0 | 0 | 0 | -1.9741e-11 | -3.0354e-11 | 3.3117e-11 | 1.1717e-12 | 6.5498e-12 | 9.2564e-12 | -3.6732e-11 | 4.2601e-11 | 8.4032e-12 | -1.5912e-12 | -7.3738e-12 | -5.3791e-12 | 0 | 0 | 0 | 0 | 0 | 0 | 0.94966 | 0.94811 | 0.94733 | 0.94966 | 0.94811 | 0.94733 | -0.027561 | -120.1279 | 119.9066 | -0.027561 | -120.1279 | 119.9066
Line14_15_16 | 0 | 0 | 0 | 0 | 0 | 0 | 0 | 0 | 0 | 0 | 0 | 0 | -3.9482e-11 | -6.0707e-11 | 6.6233e-11 | 2.0913e-11 | 3.6903e-11 | -2.386e-11 | -7.3464e-11 | 8.5202e-11 | 1.6806e-11 | 3.5141e-11 | -4.9975e-11 | -1.3782e-11 | 0 | 0 | 0 | 0 | 0 | 0 | 0.94966 | 0.94811 | 0.94733 | 0.94966 | 0.94811 | 0.94733 | -0.027561 | -120.1279 | 119.9066 | -0.027561 | -120.1279 | 119.9066
Line15_16_17 | 0 | 0 | 0 | 0 | 0 | 0 | 0 | 0 | 0 | 0 | 0 | 0 | -1.9741e-11 | -3.0354e-11 | 3.3117e-11 | 1.1717e-12 | 6.5498e-12 | 9.2564e-12 | -3.6732e-11 | 4.2601e-11 | 8.4032e-12 | -1.5912e-12 | -7.3738e-12 | -5.3791e-12 | 0 | 0 | 0 | 0 | 0 | 0 | 0.94966 | 0.94811 | 0.94733 | 0.94966 | 0.94811 | 0.94733 | -0.027561 | -120.1279 | 119.9066 | -0.027561 | -120.1279 | 119.9066
Line16_4_18 | 0 | 0 | 0 | 0 | 0 | 0 | 0 | 0 | 0 | 0 | 0 | 0 | -1.9741e-11 | -3.0354e-11 | 3.3117e-11 | 1.1717e-12 | 6.5498e-12 | 9.2564e-12 | -3.6732e-11 | 4.2601e-11 | 8.4031e-12 | -1.5912e-12 | -7.3738e-12 | -5.3791e-12 | 0 | 0 | 0 | 0 | 0 | 0 | 0.94966 | 0.94811 | 0.94733 | 0.94966 | 0.94811 | 0.94733 | -0.027561 | -120.1279 | 119.9066 | -0.027561 | -120.1279 | 119.9066
Line17_5_19 | 0 | 0 | 0 | 0 | 0 | 0 | 0 | 0 | 0 | 0 | 0 | 0 | -1.9741e-11 | -3.0354e-11 | 3.3117e-11 | 1.1717e-12 | 6.5498e-12 | 9.2564e-12 | -3.6732e-11 | 4.2601e-11 | 8.4031e-12 | -1.5912e-12 | -7.3738e-12 | -5.3791e-12 | 0 | 0 | 0 | 0 | 0 | 0 | 0.94966 | 0.94811 | 0.94733 | 0.94966 | 0.94811 | 0.94733 | -0.027561 | -120.1279 | 119.9066 | -0.027561 | -120.1279 | 119.9066
Line1_1_3 | 0 | 0 | 0 | 0 | 0 | 0 | 0 | 0 | 0 | 0 | 0 | 0 | -1.5793e-10 | -2.4283e-10 | 2.6493e-10 | 1.3936e-10 | 2.1902e-10 | -2.2256e-10 | -2.9386e-10 | 3.4081e-10 | 6.7225e-11 | 2.5553e-10 | -3.0558e-10 | -6.4201e-11 | 0 | 0 | 0 | 0 | 0 | 0 | 0.94966 | 0.94811 | 0.94733 | 0.94966 | 0.94811 | 0.94733 | -0.027561 | -120.1279 | 119.9066 | -0.027561 | -120.1279 | 119.9066
Line2_1_4 | 0 | 0 | 0 | 0 | 0 | 0 | 0 | 0 | 0 | 0 | 0 | 0 | -3.9482e-11 | -6.0707e-11 | 6.6233e-11 | 2.0913e-11 | 3.6903e-11 | -2.386e-11 | -7.3464e-11 | 8.5202e-11 | 1.6806e-11 | 3.5141e-11 | -4.9975e-11 | -1.3782e-11 | 0 | 0 | 0 | 0 | 0 | 0 | 0.94966 | 0.94811 | 0.94733 | 0.94966 | 0.94811 | 0.94733 | -0.027561 | -120.1279 | 119.9066 | -0.027561 | -120.1279 | 119.9066
Line3_1_5 | 0 | 0 | 0 | 0 | 0 | 0 | 0 | 0 | 0 | 0 | 0 | 0 | -3.9482e-11 | -6.0707e-11 | 6.6233e-11 | 2.0913e-11 | 3.6903e-11 | -2.386e-11 | -7.3464e-11 | 8.5202e-11 | 1.6806e-11 | 3.5141e-11 | -4.9975e-11 | -1.3782e-11 | 0 | 0 | 0 | 0 | 0 | 0 | 0.94966 | 0.94811 | 0.94733 | 0.94966 | 0.94811 | 0.94733 | -0.027561 | -120.1279 | 119.9066 | -0.027561 | -120.1279 | 119.9066
Line4_2_6 | 0 | 0.030528 | 0.0305 | 0 | 0.030528 | 0.0305 | 0 | 0.0070502 | 0.0070437 | 0 | 0.0070502 | 0.0070437 | -1.4962e-10 | 0.0047009 | 0.0047085 | 1.2957e-10 | -0.0046872 | -0.0046894 | -9.3841e-10 | 0.0047188 | 0.0046947 | 8.2645e-10 | -0.0046992 | -0.0046802 | 0 | -165.2726 | 75.0184 | 0 | 14.7274 | -104.9816 | 0.94905 | 0.94477 | 0.94397 | 0.94844 | 0.94142 | 0.9406 | -0.028281 | -120.1637 | 119.9342 | -0.029002 | -120.1997 | 119.9621
Line5_6_7 | 0 | 0.030528 | 0.0305 | 0 | 0.030528 | 0.0305 | 0 | 0.0070502 | 0.0070437 | 0 | 0.0070502 | 0.0070437 | -1.2414e-10 | 0.0046872 | 0.0046894 | 1.0316e-10 | -0.0046735 | -0.0046704 | -8.2812e-10 | 0.0046992 | 0.0046802 | 6.6763e-10 | -0.0046795 | -0.0046658 | 0 | -165.2726 | 75.0184 | 0 | 14.7274 | -104.9816 | 0.94844 | 0.94142 | 0.9406 | 0.94782 | 0.93808 | 0.93724 | -0.029002 | -120.1997 | 119.9621 | -0.029724 | -120.236 | 119.9901
Line6_7_8 | 0 | 0.030528 | 0.0305 | 0 | 0.030528 | 0.0305 | 0 | 0.0070502 | 0.0070437 | 0 | 0.0070502 | 0.0070437 | -9.5596e-11 | 0.0046735 | 0.0046704 | 7.3698e-11 | -0.0046598 | -0.0046513 | -6.6934e-10 | 0.0046795 | 0.0046658 | 4.604e-10 | -0.0046598 | -0.0046513 | 0 | -165.2726 | 75.0184 | 0 | 14.7274 | -104.9816 | 0.94782 | 0.93808 | 0.93724 | 0.94721 | 0.93473 | 0.93388 | -0.029724 | -120.236 | 119.9901 | -0.030448 | -120.2726 | 120.0184
Line7_8_9 | 0 | 0 | 0 | 0 | 0 | 0 | 0 | 0 | 0 | 0 | 0 | 0 | -3.2006e-11 | -2.397e-10 | 1.5451e-10 | 9.6861e-12 | 5.2297e-11 | 5.5213e-11 | -2.3108e-10 | 1.5024e-10 | 9.4855e-11 | -1.7534e-12 | -1.549e-11 | 1.0428e-12 | 0 | 0 | 0 | 0 | 0 | 0 | 0.94721 | 0.93473 | 0.93388 | 0.94721 | 0.93473 | 0.93388 | -0.030448 | -120.2726 | 120.0184 | -0.030448 | -120.2726 | 120.0184
Line8_8_10 | 0 | 0 | 0 | 0 | 0 | 0 | 0 | 0 | 0 | 0 | 0 | 0 | -3.2006e-11 | -2.397e-10 | 1.5451e-10 | 9.6861e-12 | 5.2297e-11 | 5.5213e-11 | -2.3108e-10 | 1.5024e-10 | 9.4855e-11 | -1.7534e-12 | -1.549e-11 | 1.0428e-12 | 0 | 0 | 0 | 0 | 0 | 0 | 0.94721 | 0.93473 | 0.93388 | 0.94721 | 0.93473 | 0.93388 | -0.030448 | -120.2726 | 120.0184 | -0.030448 | -120.2726 | 120.0184
Line9_3_11 | 0 | 0 | 0 | 0 | 0 | 0 | 0 | 0 | 0 | 0 | 0 | 0 | -1.3819e-10 | -2.1248e-10 | 2.3182e-10 | 1.1962e-10 | 1.8867e-10 | -1.8944e-10 | -2.5713e-10 | 2.9821e-10 | 5.8822e-11 | 2.188e-10 | -2.6298e-10 | -5.5798e-11 | 0 | 0 | 0 | 0 | 0 | 0 | 0.94966 | 0.94811 | 0.94733 | 0.94966 | 0.94811 | 0.94733 | -0.027561 | -120.1279 | 119.9066 | -0.027561 | -120.1279 | 119.9066

## LLG_min_fault_10
name | pf_ikss_a_from_ka | pf_ikss_b_from_ka | pf_ikss_c_from_ka | pf_ikss_a_to_ka | pf_ikss_b_to_ka | pf_ikss_c_to_ka | pf_skss_a_from_mw | pf_skss_b_from_mw | pf_skss_c_from_mw | pf_skss_a_to_mw | pf_skss_b_to_mw | pf_skss_c_to_mw | pf_p_a_from_mw | pf_p_b_from_mw | pf_p_c_from_mw | pf_p_a_to_mw | pf_p_b_to_mw | pf_p_c_to_mw | pf_q_a_from_mvar | pf_q_b_from_mvar | pf_q_c_from_mvar | pf_q_a_to_mvar | pf_q_b_to_mvar | pf_q_c_to_mvar | pf_ikss_a_from_degree | pf_ikss_b_from_degree | pf_ikss_c_from_degree | pf_ikss_a_to_degree | pf_ikss_b_to_degree | pf_ikss_c_to_degree | pf_vm_a_from_pu | pf_vm_b_from_pu | pf_vm_c_from_pu | pf_vm_a_to_pu | pf_vm_b_to_pu | pf_vm_c_to_pu | pf_va_a_from_degree | pf_va_b_from_degree | pf_va_c_from_degree | pf_va_a_to_degree | pf_va_b_to_degree | pf_va_c_to_degree
Line0_1_2 | 0 | 0.028921 | 0.028895 | 0 | 0.028921 | 0.028895 | 0 | 0.0066791 | 0.006673 | 0 | 0.0066791 | 0.006673 | -1.5442e-10 | 0.0042314 | 0.004243 | 1.3725e-10 | -0.0042191 | -0.0042259 | -8.9759e-10 | 0.0042528 | 0.0042265 | 8.4076e-10 | -0.0042352 | -0.0042135 | 0 | -165.2726 | 75.0184 | 0 | 14.7274 | -104.9816 | 0.89968 | 0.89821 | 0.89747 | 0.8991 | 0.89504 | 0.89429 | -0.027561 | -120.1279 | 119.9066 | -0.028281 | -120.1637 | 119.9342
Line10_11_12 | 0 | 0 | 0 | 0 | 0 | 0 | 0 | 0 | 0 | 0 | 0 | 0 | -1.0631e-10 | -1.6346e-10 | 1.7833e-10 | 8.964e-11 | 1.4209e-10 | -1.403e-10 | -1.978e-10 | 2.2941e-10 | 4.5251e-11 | 1.6341e-10 | -1.9779e-10 | -4.2537e-11 | 0 | 0 | 0 | 0 | 0 | 0 | 0.89968 | 0.89821 | 0.89747 | 0.89968 | 0.89821 | 0.89747 | -0.027561 | -120.1279 | 119.9066 | -0.027561 | -120.1279 | 119.9066
Line11_12_13 | 0 | 0 | 0 | 0 | 0 | 0 | 0 | 0 | 0 | 0 | 0 | 0 | -8.8588e-11 | -1.3621e-10 | 1.4861e-10 | 7.1922e-11 | 1.1485e-10 | -1.1058e-10 | -1.6484e-10 | 1.9117e-10 | 3.7709e-11 | 1.3044e-10 | -1.5956e-10 | -3.4995e-11 | 0 | 0 | 0 | 0 | 0 | 0 | 0.89968 | 0.89821 | 0.89747 | 0.89968 | 0.89821 | 0.89747 | -0.027561 | -120.1279 | 119.9066 | -0.027561 | -120.1279 | 119.9066
Line12_13_15 | 0 | 0 | 0 | 0 | 0 | 0 | 0 | 0 | 0 | 0 | 0 | 0 | -5.3153e-11 | -8.1728e-11 | 8.9167e-11 | 3.6487e-11 | 6.0364e-11 | -5.1137e-11 | -9.8902e-11 | 1.147e-10 | 2.2626e-11 | 6.4507e-11 | -8.3088e-11 | -1.9912e-11 | 0 | 0 | 0 | 0 | 0 | 0 | 0.89968 | 0.89821 | 0.89747 | 0.89968 | 0.89821 | 0.89747 | -0.027561 | -120.1279 | 119.9066 | -0.027561 | -120.1279 | 119.9066
Line13_13_14 | 0 | 0 | 0 | 0 | 0 | 0 | 0 | 0 | 0 | 0 | 0 | 0 | -1.7718e-11 | -2.7243e-11 | 2.9722e-11 | 1.0516e-12 | 5.8785e-12 | 8.3076e-12 | -3.2967e-11 | 3.8235e-11 | 7.5419e-12 | -1.4282e-12 | -6.618e-12 | -4.8278e-12 | 0 | 0 | 0 | 0 | 0 | 0 | 0.89968 | 0.89821 | 0.89747 | 0.89968 | 0.89821 | 0.89747 | -0.027561 | -120.1279 | 119.9066 | -0.027561 | -120.1279 | 119.9066
Line14_15_16 | 0 | 0 | 0 | 0 | 0 | 0 | 0 | 0 | 0 | 0 | 0 | 0 | -3.5435e-11 | -5.4485e-11 | 5.9445e-11 | 1.8769e-11 | 3.3121e-11 | -2.1415e-11 | -6.5935e-11 | 7.647e-11 | 1.5084e-11 | 3.1539e-11 | -4.4853e-11 | -1.237e-11 | 0 | 0 | 0 | 0 | 0 | 0 | 0.89968 | 0.89821 | 0.89747 | 0.89968 | 0.89821 | 0.89747 | -0.027561 | -120.1279 | 119.9066 | -0.027561 | -120.1279 | 119.9066
Line15_16_17 | 0 | 0 | 0 | 0 | 0 | 0 | 0 | 0 | 0 | 0 | 0 | 0 | -1.7718e-11 | -2.7243e-11 | 2.9722e-11 | 1.0516e-12 | 5.8785e-12 | 8.3076e-12 | -3.2967e-11 | 3.8235e-11 | 7.5419e-12 | -1.4282e-12 | -6.618e-12 | -4.8278e-12 | 0 | 0 | 0 | 0 | 0 | 0 | 0.89968 | 0.89821 | 0.89747 | 0.89968 | 0.89821 | 0.89747 | -0.027561 | -120.1279 | 119.9066 | -0.027561 | -120.1279 | 119.9066
Line16_4_18 | 0 | 0 | 0 | 0 | 0 | 0 | 0 | 0 | 0 | 0 | 0 | 0 | -1.7718e-11 | -2.7243e-11 | 2.9722e-11 | 1.0516e-12 | 5.8785e-12 | 8.3076e-12 | -3.2967e-11 | 3.8235e-11 | 7.5419e-12 | -1.4282e-12 | -6.618e-12 | -4.8278e-12 | 0 | 0 | 0 | 0 | 0 | 0 | 0.89968 | 0.89821 | 0.89747 | 0.89968 | 0.89821 | 0.89747 | -0.027561 | -120.1279 | 119.9066 | -0.027561 | -120.1279 | 119.9066
Line17_5_19 | 0 | 0 | 0 | 0 | 0 | 0 | 0 | 0 | 0 | 0 | 0 | 0 | -1.7718e-11 | -2.7243e-11 | 2.9722e-11 | 1.0516e-12 | 5.8785e-12 | 8.3076e-12 | -3.2967e-11 | 3.8235e-11 | 7.5419e-12 | -1.4282e-12 | -6.618e-12 | -4.8278e-12 | 0 | 0 | 0 | 0 | 0 | 0 | 0.89968 | 0.89821 | 0.89747 | 0.89968 | 0.89821 | 0.89747 | -0.027561 | -120.1279 | 119.9066 | -0.027561 | -120.1279 | 119.9066
Line1_1_3 | 0 | 0 | 0 | 0 | 0 | 0 | 0 | 0 | 0 | 0 | 0 | 0 | -1.4174e-10 | -2.1794e-10 | 2.3778e-10 | 1.2507e-10 | 1.9658e-10 | -1.9975e-10 | -2.6374e-10 | 3.0588e-10 | 6.0335e-11 | 2.2934e-10 | -2.7426e-10 | -5.7621e-11 | 0 | 0 | 0 | 0 | 0 | 0 | 0.89968 | 0.89821 | 0.89747 | 0.89968 | 0.89821 | 0.89747 | -0.027561 | -120.1279 | 119.9066 | -0.027561 | -120.1279 | 119.9066
Line2_1_4 | 0 | 0 | 0 | 0 | 0 | 0 | 0 | 0 | 0 | 0 | 0 | 0 | -3.5435e-11 | -5.4485e-11 | 5.9445e-11 | 1.8769e-11 | 3.3121e-11 | -2.1415e-11 | -6.5935e-11 | 7.647e-11 | 1.5084e-11 | 3.1539e-11 | -4.4853e-11 | -1.237e-11 | 0 | 0 | 0 | 0 | 0 | 0 | 0.89968 | 0.89821 | 0.89747 | 0.89968 | 0.89821 | 0.89747 | -0.027561 | -120.1279 | 119.9066 | -0.027561 | -120.1279 | 119.9066
Line3_1_5 | 0 | 0 | 0 | 0 | 0 | 0 | 0 | 0 | 0 | 0 | 0 | 0 | -3.5435e-11 | -5.4485e-11 | 5.9445e-11 | 1.8769e-11 | 3.3121e-11 | -2.1415e-11 | -6.5935e-11 | 7.647e-11 | 1.5084e-11 | 3.1539e-11 | -4.4853e-11 | -1.237e-11 | 0 | 0 | 0 | 0 | 0 | 0 | 0.89968 | 0.89821 | 0.89747 | 0.89968 | 0.89821 | 0.89747 | -0.027561 | -120.1279 | 119.9066 | -0.027561 | -120.1279 | 119.9066
Line4_2_6 | 0 | 0.028921 | 0.028895 | 0 | 0.028921 | 0.028895 | 0 | 0.0066791 | 0.006673 | 0 | 0.0066791 | 0.006673 | -1.3429e-10 | 0.0042191 | 0.0042259 | 1.1629e-10 | -0.0042068 | -0.0042088 | -8.4223e-10 | 0.0042352 | 0.0042135 | 7.4175e-10 | -0.0042175 | -0.0042005 | 0 | -165.2726 | 75.0184 | 0 | 14.7274 | -104.9816 | 0.8991 | 0.89504 | 0.89429 | 0.89852 | 0.89187 | 0.8911 | -0.028281 | -120.1637 | 119.9342 | -0.029002 | -120.1997 | 119.9621
Line5_6_7 | 0 | 0.028921 | 0.028895 | 0 | 0.028921 | 0.028895 | 0 | 0.0066791 | 0.006673 | 0 | 0.0066791 | 0.006673 | -1.1141e-10 | 0.0042068 | 0.0042088 | 9.2585e-11 | -0.0041945 | -0.0041917 | -7.4325e-10 | 0.0042175 | 0.0042005 | 5.992e-10 | -0.0041999 | -0.0041876 | 0 | -165.2726 | 75.0184 | 0 | 14.7274 | -104.9816 | 0.89852 | 0.89187 | 0.8911 | 0.89794 | 0.8887 | 0.88791 | -0.029002 | -120.1997 | 119.9621 | -0.029724 | -120.236 | 119.9901
Line6_7_8 | 0 | 0.028921 | 0.028895 | 0 | 0.028921 | 0.028895 | 0 | 0.0066791 | 0.006673 | 0 | 0.0066791 | 0.006673 | -8.5798e-11 | 0.0041945 | 0.0041917 | 6.6144e-11 | -0.0041822 | -0.0041746 | -6.0074e-10 | 0.0041999 | 0.0041876 | 4.1321e-10 | -0.0041822 | -0.0041746 | 0 | -165.2726 | 75.0184 | 0 | 14.7274 | -104.9816 | 0.89794 | 0.8887 | 0.88791 | 0.89736 | 0.88553 | 0.88472 | -0.029724 | -120.236 | 119.9901 | -0.030448 | -120.2726 | 120.0184
Line7_8_9 | 0 | 0 | 0 | 0 | 0 | 0 | 0 | 0 | 0 | 0 | 0 | 0 | -2.8725e-11 | -2.1513e-10 | 1.3867e-10 | 8.6933e-12 | 4.6937e-11 | 4.9554e-11 | -2.0739e-10 | 1.3484e-10 | 8.5133e-11 | -1.5737e-12 | -1.3902e-11 | 9.3593e-13 | 0 | 0 | 0 | 0 | 0 | 0 | 0.89736 | 0.88553 | 0.88472 | 0.89736 | 0.88553 | 0.88472 | -0.030448 | -120.2726 | 120.0184 | -0.030448 | -120.2726 | 120.0184
Line8_8_10 | 0 | 0 | 0 | 0 | 0 | 0 | 0 | 0 | 0 | 0 | 0 | 0 | -2.8725e-11 | -2.1513e-10 | 1.3867e-10 | 8.6933e-12 | 4.6937e-11 | 4.9554e-11 | -2.0739e-10 | 1.3484e-10 | 8.5133e-11 | -1.5737e-12 | -1.3902e-11 | 9.3594e-13 | 0 | 0 | 0 | 0 | 0 | 0 | 0.89736 | 0.88553 | 0.88472 | 0.89736 | 0.88553 | 0.88472 | -0.030448 | -120.2726 | 120.0184 | -0.030448 | -120.2726 | 120.0184
Line9_3_11 | 0 | 0 | 0 | 0 | 0 | 0 | 0 | 0 | 0 | 0 | 0 | 0 | -1.2402e-10 | -1.907e-10 | 2.0806e-10 | 1.0736e-10 | 1.6933e-10 | -1.7003e-10 | -2.3077e-10 | 2.6764e-10 | 5.2793e-11 | 1.9638e-10 | -2.3603e-10 | -5.0079e-11 | 0 | 0 | 0 | 0 | 0 | 0 | 0.89968 | 0.89821 | 0.89747 | 0.89968 | 0.89821 | 0.89747 | -0.027561 | -120.1279 | 119.9066 | -0.027561 | -120.1279 | 119.9066