## LLL_max_6
name | pf_ikss_from_ka | pf_ikss_to_ka | pf_ip_from_ka | pf_ip_to_ka | pf_skss_from_mw | pf_skss_to_mw | pf_p_from_mw | pf_p_to_mw | pf_q_from_mvar | pf_q_to_mvar | pf_ikss_from_degree | pf_ikss_to_degree | pf_vm_from_pu | pf_vm_to_pu | pf_va_from_degree | pf_va_to_degree
Line0_1_2 | 2.2082 | 2.2082 | 0 | 0 | 1.5299 | 1.5299 | 0.59508 | -0.4488 | 1.1892 | -0.89661 | -67.81 | 112.19 | 0.86919 | 0.65539 | -4.3941 | -4.4004
Line10_11_12 | 0.14434 | 0.14434 | 0 | 0 | 0.1 | 0.1 | -0.015119 | 0.015744 | -0.088306 | 0.089556 | 94.7872 | -85.2128 | 0.89591 | 0.90929 | -4.9282 | -5.1835
Line11_12_13 | 0.14434 | 0.14434 | 0 | 0 | 0.1 | 0.1 | -0.015744 | 0.016369 | -0.089556 | 0.090806 | 94.7872 | -85.2128 | 0.90929 | 0.92269 | -5.1835 | -5.4313
Line12_13_15 | 0 | 0 | 0 | 0 | 0 | 0 | 0 | 0 | 0 | 0 | 0 | 0 | 0.92269 | 0.92269 | -5.4313 | -5.4313
Line13_13_14 | 0.14434 | 0.14434 | 0 | 0 | 0.1 | 0.1 | -0.016369 | 0.016994 | -0.090806 | 0.092056 | 94.7872 | -85.2128 | 0.92269 | 0.93611 | -5.4313 | -5.6721
Line14_15_16 | 0 | 0 | 0 | 0 | 0 | 0 | 0 | 0 | 0 | 0 | 0 | 0 | 0.92269 | 0.92269 | -5.4313 | -5.4313
Line15_16_17 | 0 | 0 | 0 | 0 | 0 | 0 | 0 | 0 | 0 | 0 | 0 | 0 | 0.92269 | 0.92269 | -5.4313 | -5.4313
Line16_4_18 | 0 | 0 | 0 | 0 | 0 | 0 | 0 | 0 | 0 | 0 | 0 | 0 | 0.88254 | 0.88254 | -4.6652 | -4.6652
Line17_5_19 | 0 | 0 | 0 | 0 | 0 | 0 | 0 | 0 | 0 | 0 | 0 | 0 | 0.86919 | 0.86919 | -4.3941 | -4.3941
Line1_1_3 | 0.14434 | 0.14434 | 0 | 0 | 0.1 | 0.1 | -0.013869 | 0.014494 | -0.085806 | 0.087056 | 94.7872 | -85.2128 | 0.86919 | 0.88254 | -4.3941 | -4.6652
Line2_1_4 | 0.14434 | 0.14434 | 0 | 0 | 0.1 | 0.1 | -0.013869 | 0.014494 | -0.085806 | 0.087056 | 94.7872 | -85.2128 | 0.86919 | 0.88254 | -4.3941 | -4.6652
Line3_1_5 | 0 | 0 | 0 | 0 | 0 | 0 | 0 | 0 | 0 | 0 | 0 | 0 | 0.86919 | 0.86919 | -4.3941 | -4.3941
Line4_2_6 | 2.2082 | 2.2082 | 0 | 0 | 1.5299 | 1.5299 | 0.4488 | -0.30252 | 0.89661 | -0.60404 | -67.81 | 112.19 | 0.65539 | 0.44158 | -4.4004 | -4.4126
Line5_6_7 | 2.2082 | 2.2082 | 0 | 0 | 1.5299 | 1.5299 | 0.30252 | -0.15624 | 0.60404 | -0.31148 | -67.81 | 112.19 | 0.44158 | 0.22778 | -4.4126 | -4.4479
Line6_7_8 | 2.3525 | 2.3525 | 0 | 4.2798 | 1.6298 | 1.6298 | 0.16603 | -1e-07 | 0.33205 | -1e-07 | -67.8829 | 112.1171 | 0.22778 | 0 | -4.4479 | 0
Line7_8_9 | 0 | 0 | 0 | 0 | 0 | 0 | 7.6426e-22 | 0 | 4.4239e-22 | 0 | 0 | 0 | 0 | 0 | 0 | 0
Line8_8_10 | 0 | 0 | 0 | 0 | 0 | 0 | 7.6426e-22 | 0 | 4.4239e-22 | 0 | 0 | 0 | 0 | 0 | 0 | 0
Line9_3_11 | 0.14434 | 0.14434 | 0 | 0 | 0.1 | 0.1 | -0.014494 | 0.015119 | -0.087056 | 0.088306 | 94.7872 | -85.2128 | 0.88254 | 0.89591 | -4.6652 | -4.9282

## LLL_max_10
name | pf_ikss_from_ka | pf_ikss_to_ka | pf_ip_from_ka | pf_ip_to_ka | pf_skss_from_mw | pf_skss_to_mw | pf_p_from_mw | pf_p_to_mw | pf_q_from_mvar | pf_q_to_mvar | pf_ikss_from_degree | pf_ikss_to_degree | pf_vm_from_pu | pf_vm_to_pu | pf_va_from_degree | pf_va_to_degree
Line0_1_2 | 2.2931 | 2.2931 | 0 | 0 | 1.5887 | 1.5887 | 0.64132 | -0.48358 | 1.2816 | -0.9661 | -67.978 | 112.022 | 0.90207 | 0.68004 | -4.5619 | -4.568
Line10_11_12 | 0.14434 | 0.14434 | 0 | 0 | 0.1 | 0.1 | -0.015904 | 0.016529 | -0.091509 | 0.092759 | 94.7869 | -85.2131 | 0.9288 | 0.9422 | -5.0722 | -5.3165
Line11_12_13 | 0.14434 | 0.14434 | 0 | 0 | 0.1 | 0.1 | -0.016529 | 0.017154 | -0.092759 | 0.094009 | 94.7869 | -85.2131 | 0.9422 | 0.95561 | -5.3165 | -5.554
Line12_13_15 | 0 | 0 | 0 | 0 | 0 | 0 | 0 | 0 | 0 | 0 | 0 | 0 | 0.95561 | 0.95561 | -5.554 | -5.554
Line13_13_14 | 0.14434 | 0.14434 | 0 | 0 | 0.1 | 0.1 | -0.017154 | 0.017779 | -0.094009 | 0.095259 | 94.7869 | -85.2131 | 0.95561 | 0.96903 | -5.554 | -5.7848
Line14_15_16 | 0 | 0 | 0 | 0 | 0 | 0 | 0 | 0 | 0 | 0 | 0 | 0 | 0.95561 | 0.95561 | -5.554 | -5.554
Line15_16_17 | 0 | 0 | 0 | 0 | 0 | 0 | 0 | 0 | 0 | 0 | 0 | 0 | 0.95561 | 0.95561 | -5.554 | -5.554
Line16_4_18 | 0 | 0 | 0 | 0 | 0 | 0 | 0 | 0 | 0 | 0 | 0 | 0 | 0.91543 | 0.91543 | -4.8208 | -4.8208
Line17_5_19 | 0 | 0 | 0 | 0 | 0 | 0 | 0 | 0 | 0 | 0 | 0 | 0 | 0.90207 | 0.90207 | -4.5619 | -4.5619
Line1_1_3 | 0.14434 | 0.14434 | 0 | 0 | 0.1 | 0.1 | -0.014654 | 0.015279 | -0.089009 | 0.090259 | 94.7869 | -85.2131 | 0.90207 | 0.91543 | -4.5619 | -4.8208
Line2_1_4 | 0.14434 | 0.14434 | 0 | 0 | 0.1 | 0.1 | -0.014654 | 0.015279 | -0.089009 | 0.090259 | 94.7869 | -85.2131 | 0.90207 | 0.91543 | -4.5619 | -4.8208
Line3_1_5 | 0 | 0 | 0 | 0 | 0 | 0 | 0 | 0 | 0 | 0 | 0 | 0 | 0.90207 | 0.90207 | -4.5619 | -4.5619
Line4_2_6 | 2.2931 | 2.2931 | 0 | 0 | 1.5887 | 1.5887 | 0.48358 | -0.32583 | 0.9661 | -0.65061 | -67.978 | 112.022 | 0.68004 | 0.45802 | -4.568 | -4.5801
Line5_6_7 | 2.2931 | 2.2931 | 0 | 0 | 1.5887 | 1.5887 | 0.32583 | -0.16809 | 0.65061 | -0.33513 | -67.978 | 112.022 | 0.45802 | 0.236 | -4.5801 | -4.615
Line6_7_8 | 2.4374 | 2.4374 | 0 | 4.4453 | 1.6887 | 1.6887 | 0.17822 | -1e-07 | 0.35644 | -1e-07 | -68.05 | 111.95 | 0.236 | 0 | -4.615 | 0
Line7_8_9 | 0 | 0 | 0 | 0 | 0 | 0 | 1.0505e-21 | 0 | -4.1843e-22 | 0 | 0 | 0 | 0 | 0 | 0 | 0
Line8_8_10 | 0 | 0 | 0 | 0 | 0 | 0 | 1.0505e-21 | 0 | -4.1843e-22 | 0 | 0 | 0 | 0 | 0 | 0 | 0
Line9_3_11 | 0.14434 | 0.14434 | 0 | 0 | 0.1 | 0.1 | -0.015279 | 0.015904 | -0.090259 | 0.091509 | 94.7869 | -85.2131 | 0.91543 | 0.9288 | -4.8208 | -5.0722

## LLL_max_fault_6
name | pf_ikss_from_ka | pf_ikss_to_ka | pf_ip_from_ka | pf_ip_to_ka | pf_skss_from_mw | pf_skss_to_mw | pf_p_from_mw | pf_p_to_mw | pf_q_from_mvar | pf_q_to_mvar | pf_ikss_from_degree | pf_ikss_to_degree | pf_vm_from_pu | pf_vm_to_pu | pf_va_from_degree | pf_va_to_degree
Line0_1_2 | 0.11184 | 0.11184 | 0 | 0 | 0.077484 | 0.077484 | -0.019553 | 0.019928 | -0.082184 | 0.082934 | 103.4724 | -76.5276 | 1.0903 | 1.1008 | 0.089493 | -0.039041
Line10_11_12 | 0.14434 | 0.14434 | 0 | 0 | 0.1 | 0.1 | -0.010179 | 0.010804 | -0.11116 | 0.11241 | 94.7872 | -85.2128 | 1.1162 | 1.1293 | -0.44488 | -0.70283
Line11_12_13 | 0.14434 | 0.14434 | 0 | 0 | 0.1 | 0.1 | -0.010804 | 0.011429 | -0.11241 | 0.11366 | 94.7872 | -85.2128 | 1.1293 | 1.1423 | -0.70283 | -0.95489
Line12_13_15 | 0 | 0 | 0 | 0 | 0 | 0 | 0 | 0 | 0 | 0 | 0 | 0 | 1.1423 | 1.1423 | -0.95489 | -0.95489
Line13_13_14 | 0.14434 | 0.14434 | 0 | 0 | 0.1 | 0.1 | -0.011429 | 0.012054 | -0.11366 | 0.11491 | 94.7872 | -85.2128 | 1.1423 | 1.1554 | -0.95489 | -1.2013
Line14_15_16 | 0 | 0 | 0 | 0 | 0 | 0 | 0 | 0 | 0 | 0 | 0 | 0 | 1.1423 | 1.1423 | -0.95489 | -0.95489
Line15_16_17 | 0 | 0 | 0 | 0 | 0 | 0 | 0 | 0 | 0 | 0 | 0 | 0 | 1.1423 | 1.1423 | -0.95489 | -0.95489
Line16_4_18 | 0 | 0 | 0 | 0 | 0 | 0 | 0 | 0 | 0 | 0 | 0 | 0 | 1.1032 | 1.1032 | -0.18084 | -0.18084
Line17_5_19 | 0 | 0 | 0 | 0 | 0 | 0 | 0 | 0 | 0 | 0 | 0 | 0 | 1.0903 | 1.0903 | 0.089493 | 0.089493
Line1_1_3 | 0.14434 | 0.14434 | 0 | 0 | 0.1 | 0.1 | -0.0089291 | 0.0095541 | -0.10866 | 0.10991 | 94.7872 | -85.2128 | 1.0903 | 1.1032 | 0.089493 | -0.18084
Line2_1_4 | 0.14434 | 0.14434 | 0 | 0 | 0.1 | 0.1 | -0.0089291 | 0.0095541 | -0.10866 | 0.10991 | 94.7872 | -85.2128 | 1.0903 | 1.1032 | 0.089493 | -0.18084
Line3_1_5 | 0 | 0 | 0 | 0 | 0 | 0 | 0 | 0 | 0 | 0 | 0 | 0 | 1.0903 | 1.0903 | 0.089493 | 0.089493
Line4_2_6 | 0.11184 | 0.11184 | 0 | 0 | 0.077484 | 0.077484 | -0.019928 | 0.020303 | -0.082934 | 0.083685 | 103.4724 | -76.5276 | 1.1008 | 1.1114 | -0.039041 | -0.16513
Line5_6_7 | 0.11184 | 0.11184 | 0 | 0 | 0.077484 | 0.077484 | -0.020303 | 0.020679 | -0.083685 | 0.084435 | 103.4724 | -76.5276 | 1.1114 | 1.1219 | -0.16513 | -0.28886
Line6_7_8 | 0.036532 | 0.036532 | 0 | 0.066461 | 0.02531 | 0.02531 | 0.020059 | -0.020019 | 0.020099 | -0.020019 | -45.346 | 134.654 | 1.1219 | 1.1186 | -0.28886 | -0.34598
Line7_8_9 | 0 | 0 | 0 | 0 | 0 | 0 | 8.4376e-10 | 0 | 7.8013e-11 | 0 | 0 | 0 | 1.1186 | 1.1186 | -0.34598 | -0.34598
Line8_8_10 | 0 | 0 | 0 | 0 | 0 | 0 | 8.4376e-10 | 0 | 7.8013e-11 | 0 | 0 | 0 | 1.1186 | 1.1186 | -0.34598 | -0.34598
Line9_3_11 | 0.14434 | 0.14434 | 0 | 0 | 0.1 | 0.1 | -0.0095541 | 0.010179 | -0.10991 | 0.11116 | 94.7872 | -85.2128 | 1.1032 | 1.1162 | -0.18084 | -0.44488

## LLL_max_fault_10
name | pf_ikss_from_ka | pf_ikss_to_ka | pf_ip_from_ka | pf_ip_to_ka | pf_skss_from_mw | pf_skss_to_mw | pf_p_from_mw | pf_p_to_mw | pf_q_from_mvar | pf_q_to_mvar | pf_ikss_from_degree | pf_ikss_to_degree | pf_vm_from_pu | pf_vm_to_pu | pf_va_from_degree | pf_va_to_degree
Line0_1_2 | 0.11048 | 0.11048 | 0 | 0 | 0.076542 | 0.076542 | -0.019204 | 0.019571 | -0.085279 | 0.086011 | 102.7724 | -77.2276 | 1.142 | 1.1524 | 0.081313 | -0.046214
Line10_11_12 | 0.14434 | 0.14434 | 0 | 0 | 0.1 | 0.1 | -0.010619 | 0.011244 | -0.11632 | 0.11757 | 94.7869 | -85.2131 | 1.168 | 1.1811 | -0.42919 | -0.67601
Line11_12_13 | 0.14434 | 0.14434 | 0 | 0 | 0.1 | 0.1 | -0.011244 | 0.011869 | -0.11757 | 0.11882 | 94.7869 | -85.2131 | 1.1811 | 1.1941 | -0.67601 | -0.91744
Line12_13_15 | 0 | 0 | 0 | 0 | 0 | 0 | 0 | 0 | 0 | 0 | 0 | 0 | 1.1941 | 1.1941 | -0.91744 | -0.91744
Line13_13_14 | 0.14434 | 0.14434 | 0 | 0 | 0.1 | 0.1 | -0.011869 | 0.012494 | -0.11882 | 0.12007 | 94.7869 | -85.2131 | 1.1941 | 1.2072 | -0.91744 | -1.1536
Line14_15_16 | 0 | 0 | 0 | 0 | 0 | 0 | 0 | 0 | 0 | 0 | 0 | 0 | 1.1941 | 1.1941 | -0.91744 | -0.91744
Line15_16_17 | 0 | 0 | 0 | 0 | 0 | 0 | 0 | 0 | 0 | 0 | 0 | 0 | 1.1941 | 1.1941 | -0.91744 | -0.91744
Line16_4_18 | 0 | 0 | 0 | 0 | 0 | 0 | 0 | 0 | 0 | 0 | 0 | 0 | 1.155 | 1.155 | -0.17681 | -0.17681
Line17_5_19 | 0 | 0 | 0 | 0 | 0 | 0 | 0 | 0 | 0 | 0 | 0 | 0 | 1.142 | 1.142 | 0.081313 | 0.081313
Line1_1_3 | 0.14434 | 0.14434 | 0 | 0 | 0.1 | 0.1 | -0.0093688 | 0.0099938 | -0.11382 | 0.11507 | 94.7869 | -85.2131 | 1.142 | 1.155 | 0.081313 | -0.17681
Line2_1_4 | 0.14434 | 0.14434 | 0 | 0 | 0.1 | 0.1 | -0.0093688 | 0.0099938 | -0.11382 | 0.11507 | 94.7869 | -85.2131 | 1.142 | 1.155 | 0.081313 | -0.17681
Line3_1_5 | 0 | 0 | 0 | 0 | 0 | 0 | 0 | 0 | 0 | 0 | 0 | 0 | 1.142 | 1.142 | 0.081313 | 0.081313
Line4_2_6 | 0.11048 | 0.11048 | 0 | 0 | 0.076542 | 0.076542 | -0.019571 | 0.019937 | -0.086011 | 0.086743 | 102.7724 | -77.2276 | 1.1524 | 1.1628 | -0.046214 | -0.17146
Line5_6_7 | 0.11048 | 0.11048 | 0 | 0 | 0.076542 | 0.076542 | -0.019937 | 0.020303 | -0.086743 | 0.087476 | 102.7724 | -77.2276 | 1.1628 | 1.1732 | -0.17146 | -0.29449
Line6_7_8 | 0.038203 | 0.038203 | 0 | 0.069675 | 0.026468 | 0.026468 | 0.021935 | -0.021892 | 0.021979 | -0.021892 | -45.3516 | 134.6484 | 1.1732 | 1.1697 | -0.29449 | -0.35161
Line7_8_9 | 0 | 0 | 0 | 0 | 0 | 0 | 8.9721e-10 | 0 | 8.6857e-11 | 0 | 0 | 0 | 1.1697 | 1.1697 | -0.35161 | -0.35161
Line8_8_10 | 0 | 0 | 0 | 0 | 0 | 0 | 8.9721e-10 | 0 | 8.6857e-11 | 0 | 0 | 0 | 1.1697 | 1.1697 | -0.35161 | -0.35161
Line9_3_11 | 0.14434 | 0.14434 | 0 | 0 | 0.1 | 0.1 | -0.0099938 | 0.010619 | -0.11507 | 0.11632 | 94.7869 | -85.2131 | 1.155 | 1.168 | -0.17681 | -0.42919

## LLL_min_6
name | pf_ikss_from_ka | pf_ikss_to_ka | pf_ip_from_ka | pf_ip_to_ka | pf_skss_from_mw | pf_skss_to_mw | pf_p_from_mw | pf_p_to_mw | pf_q_from_mvar | pf_q_to_mvar | pf_ikss_from_degree | pf_ikss_to_degree | pf_vm_from_pu | pf_vm_to_pu | pf_va_from_degree | pf_va_to_degree
Line0_1_2 | 1.6801 | 1.6801 | 0 | 0 | 1.164 | 1.164 | 0.65034 | -0.48775 | 0.67743 | -0.50807 | -52.8727 | 127.1273 | 0.80677 | 0.60508 | -6.7036 | -6.7036
Line10_11_12 | 0 | 0 | 0 | 0 | 0 | 0 | 0 | 0 | 0 | 0 | 0 | 0 | 0.80677 | 0.80677 | -6.7036 | -6.7036
Line11_12_13 | 0 | 0 | 0 | 0 | 0 | 0 | 0 | 0 | 0 | 0 | 0 | 0 | 0.80677 | 0.80677 | -6.7036 | -6.7036
Line12_13_15 | 0 | 0 | 0 | 0 | 0 | 0 | 0 | 0 | 0 | 0 | 0 | 0 | 0.80677 | 0.80677 | -6.7036 | -6.7036
Line13_13_14 | 0 | 0 | 0 | 0 | 0 | 0 | 0 | 0 | 0 | 0 | 0 | 0 | 0.80677 | 0.80677 | -6.7036 | -6.7036
Line14_15_16 | 0 | 0 | 0 | 0 | 0 | 0 | 0 | 0 | 0 | 0 | 0 | 0 | 0.80677 | 0.80677 | -6.7036 | -6.7036
Line15_16_17 | 0 | 0 | 0 | 0 | 0 | 0 | 0 | 0 | 0 | 0 | 0 | 0 | 0.80677 | 0.80677 | -6.7036 | -6.7036
Line16_4_18 | 0 | 0 | 0 | 0 | 0 | 0 | 0 | 0 | 0 | 0 | 0 | 0 | 0.80677 | 0.80677 | -6.7036 | -6.7036
Line17_5_19 | 0 | 0 | 0 | 0 | 0 | 0 | 0 | 0 | 0 | 0 | 0 | 0 | 0.80677 | 0.80677 | -6.7036 | -6.7036
Line1_1_3 | 0 | 0 | 0 | 0 | 0 | 0 | 0 | 0 | 0 | 0 | 0 | 0 | 0.80677 | 0.80677 | -6.7036 | -6.7036
Line2_1_4 | 0 | 0 | 0 | 0 | 0 | 0 | 0 | 0 | 0 | 0 | 0 | 0 | 0.80677 | 0.80677 | -6.7036 | -6.7036
Line3_1_5 | 0 | 0 | 0 | 0 | 0 | 0 | 0 | 0 | 0 | 0 | 0 | 0 | 0.80677 | 0.80677 | -6.7036 | -6.7036
Line4_2_6 | 1.6801 | 1.6801 | 0 | 0 | 1.164 | 1.164 | 0.48775 | -0.32517 | 0.50807 | -0.33872 | -52.8727 | 127.1273 | 0.60508 | 0.40338 | -6.7036 | -6.7036
Line5_6_7 | 1.6801 | 1.6801 | 0 | 0 | 1.164 | 1.164 | 0.32517 | -0.16258 | 0.33872 | -0.16936 | -52.8727 | 127.1273 | 0.40338 | 0.20169 | -6.7036 | -6.7036
Line6_7_8 | 1.6801 | 1.6801 | 0 | 2.6638 | 1.164 | 1.164 | 0.16258 | -1e-07 | 0.16936 | -1e-07 | -52.8727 | 127.1273 | 0.20169 | 0 | -6.7036 | 0
Line7_8_9 | 0 | 0 | 0 | 0 | 0 | 0 | 6.7987e-22 | 0 | 9.0104e-22 | 0 | 0 | 0 | 0 | 0 | 0 | 0
Line8_8_10 | 0 | 0 | 0 | 0 | 0 | 0 | 6.7987e-22 | 0 | 9.0104e-22 | 0 | 0 | 0 | 0 | 0 | 0 | 0
Line9_3_11 | 0 | 0 | 0 | 0 | 0 | 0 | 0 | 0 | 0 | 0 | 0 | 0 | 0.80677 | 0.80677 | -6.7036 | -6.7036

## LLL_min_10
name | pf_ikss_from_ka | pf_ikss_to_ka | pf_ip_from_ka | pf_ip_to_ka | pf_skss_from_mw | pf_skss_to_mw | pf_p_from_mw | pf_p_to_mw | pf_q_from_mvar | pf_q_to_mvar | pf_ikss_from_degree | pf_ikss_to_degree | pf_vm_from_pu | pf_vm_to_pu | pf_va_from_degree | pf_va_to_degree
Line0_1_2 | 1.5916 | 1.5916 | 0 | 0 | 1.1027 | 1.1027 | 0.58368 | -0.43776 | 0.608 | -0.456 | -52.8727 | 127.1273 | 0.76431 | 0.57323 | -6.7036 | -6.7036
Line10_11_12 | 0 | 0 | 0 | 0 | 0 | 0 | 0 | 0 | 0 | 0 | 0 | 0 | 0.76431 | 0.76431 | -6.7036 | -6.7036
Line11_12_13 | 0 | 0 | 0 | 0 | 0 | 0 | 0 | 0 | 0 | 0 | 0 | 0 | 0.76431 | 0.76431 | -6.7036 | -6.7036
Line12_13_15 | 0 | 0 | 0 | 0 | 0 | 0 | 0 | 0 | 0 | 0 | 0 | 0 | 0.76431 | 0.76431 | -6.7036 | -6.7036
Line13_13_14 | 0 | 0 | 0 | 0 | 0 | 0 | 0 | 0 | 0 | 0 | 0 | 0 | 0.76431 | 0.76431 | -6.7036 | -6.7036
Line14_15_16 | 0 | 0 | 0 | 0 | 0 | 0 | 0 | 0 | 0 | 0 | 0 | 0 | 0.76431 | 0.76431 | -6.7036 | -6.7036
Line15_16_17 | 0 | 0 | 0 | 0 | 0 | 0 | 0 | 0 | 0 | 0 | 0 | 0 | 0.76431 | 0.76431 | -6.7036 | -6.7036
Line16_4_18 | 0 | 0 | 0 | 0 | 0 | 0 | 0 | 0 | 0 | 0 | 0 | 0 | 0.76431 | 0.76431 | -6.7036 | -6.7036
Line17_5_19 | 0 | 0 | 0 | 0 | 0 | 0 | 0 | 0 | 0 | 0 | 0 | 0 | 0.76431 | 0.76431 | -6.7036 | -6.7036
Line1_1_3 | 0 | 0 | 0 | 0 | 0 | 0 | 0 | 0 | 0 | 0 | 0 | 0 | 0.76431 | 0.76431 | -6.7036 | -6.7036
Line2_1_4 | 0 | 0 | 0 | 0 | 0 | 0 | 0 | 0 | 0 | 0 | 0 | 0 | 0.76431 | 0.76431 | -6.7036 | -6.7036
Line3_1_5 | 0 | 0 | 0 | 0 | 0 | 0 | 0 | 0 | 0 | 0 | 0 | 0 | 0.76431 | 0.76431 | -6.7036 | -6.7036
Line4_2_6 | 1.5916 | 1.5916 | 0 | 0 | 1.1027 | 1.1027 | 0.43776 | -0.29184 | 0.456 | -0.304 | -52.8727 | 127.1273 | 0.57323 | 0.38215 | -6.7036 | -6.7036
Line5_6_7 | 1.5916 | 1.5916 | 0 | 0 | 1.1027 | 1.1027 | 0.29184 | -0.14592 | 0.304 | -0.152 | -52.8727 | 127.1273 | 0.38215 | 0.19108 | -6.7036 | -6.7036
Line6_7_8 | 1.5916 | 1.5916 | 0 | 2.5236 | 1.1027 | 1.1027 | 0.14592 | -1e-07 | 0.152 | -1e-07 | -52.8727 | 127.1273 | 0.19108 | 0 | -6.7036 | 0
Line7_8_9 | 0 | 0 | 0 | 0 | 0 | 0 | 6.1001e-22 | 0 | 8.0913e-22 | 0 | 0 | 0 | 0 | 0 | 0 | 0
Line8_8_10 | 0 | 0 | 0 | 0 | 0 | 0 | 6.1001e-22 | 0 | 8.0913e-22 | 0 | 0 | 0 | 0 | 0 | 0 | 0
Line9_3_11 | 0 | 0 | 0 | 0 | 0 | 0 | 0 | 0 | 0 | 0 | 0 | 0 | 0.76431 | 0.76431 | -6.7036 | -6.7036

## LLL_min_fault_6
name | pf_ikss_from_ka | pf_ikss_to_ka | pf_ip_from_ka | pf_ip_to_ka | pf_skss_from_mw | pf_skss_to_mw | pf_p_from_mw | pf_p_to_mw | pf_q_from_mvar | pf_q_to_mvar | pf_ikss_from_degree | pf_ikss_to_degree | pf_vm_from_pu | pf_vm_to_pu | pf_va_from_degree | pf_va_to_degree
Line0_1_2 | 0.030469 | 0.030469 | 0 | 0 | 0.02111 | 0.02111 | 0.01414 | -0.014086 | 0.014149 | -0.014093 | -45.1423 | 134.8577 | 0.94756 | 0.9439 | -0.12428 | -0.12874
Line10_11_12 | 0 | 0 | 0 | 0 | 0 | 0 | 0 | 0 | 0 | 0 | 0 | 0 | 0.94756 | 0.94756 | -0.12428 | -0.12428
Line11_12_13 | 0 | 0 | 0 | 0 | 0 | 0 | 0 | 0 | 0 | 0 | 0 | 0 | 0.94756 | 0.94756 | -0.12428 | -0.12428
Line12_13_15 | 0 | 0 | 0 | 0 | 0 | 0 | 0 | 0 | 0 | 0 | 0 | 0 | 0.94756 | 0.94756 | -0.12428 | -0.12428
Line13_13_14 | 0 | 0 | 0 | 0 | 0 | 0 | 0 | 0 | 0 | 0 | 0 | 0 | 0.94756 | 0.94756 | -0.12428 | -0.12428
Line14_15_16 | 0 | 0 | 0 | 0 | 0 | 0 | 0 | 0 | 0 | 0 | 0 | 0 | 0.94756 | 0.94756 | -0.12428 | -0.12428
Line15_16_17 | 0 | 0 | 0 | 0 | 0 | 0 | 0 | 0 | 0 | 0 | 0 | 0 | 0.94756 | 0.94756 | -0.12428 | -0.12428
Line16_4_18 | 0 | 0 | 0 | 0 | 0 | 0 | 0 | 0 | 0 | 0 | 0 | 0 | 0.94756 | 0.94756 | -0.12428 | -0.12428
Line17_5_19 | 0 | 0 | 0 | 0 | 0 | 0 | 0 | 0 | 0 | 0 | 0 | 0 | 0.94756 | 0.94756 | -0.12428 | -0.12428
Line1_1_3 | 0 | 0 | 0 | 0 | 0 | 0 | 0 | 0 | 0 | 0 | 0 | 0 | 0.94756 | 0.94756 | -0.12428 | -0.12428
Line2_1_4 | 0 | 0 | 0 | 0 | 0 | 0 | 0 | 0 | 0 | 0 | 0 | 0 | 0.94756 | 0.94756 | -0.12428 | -0.12428
Line3_1_5 | 0 | 0 | 0 | 0 | 0 | 0 | 0 | 0 | 0 | 0 | 0 | 0 | 0.94756 | 0.94756 | -0.12428 | -0.12428
Line4_2_6 | 0.030469 | 0.030469 | 0 | 0 | 0.02111 | 0.02111 | 0.014086 | -0.014033 | 0.014093 | -0.014037 | -45.1423 | 134.8577 | 0.9439 | 0.94024 | -0.12874 | -0.13323
Line5_6_7 | 0.030469 | 0.030469 | 0 | 0 | 0.02111 | 0.02111 | 0.014033 | -0.013979 | 0.014037 | -0.013981 | -45.1423 | 134.8577 | 0.94024 | 0.93659 | -0.13323 | -0.13776
Line6_7_8 | 0.030469 | 0.030469 | 0 | 0.04831 | 0.02111 | 0.02111 | 0.013979 | -0.013926 | 0.013981 | -0.013926 | -45.1423 | 134.8577 | 0.93659 | 0.93293 | -0.13776 | -0.14233
Line7_8_9 | 0 | 0 | 0 | 0 | 0 | 0 | -1.7514e-10 | 0 | 2.4218e-11 | 0 | 0 | 0 | 0.93293 | 0.93293 | -0.14233 | -0.14233
Line8_8_10 | 0 | 0 | 0 | 0 | 0 | 0 | -1.7514e-10 | 0 | 2.4218e-11 | 0 | 0 | 0 | 0.93293 | 0.93293 | -0.14233 | -0.14233
Line9_3_11 | 0 | 0 | 0 | 0 | 0 | 0 | 0 | 0 | 0 | 0 | 0 | 0 | 0.94756 | 0.94756 | -0.12428 | -0.12428

## LLL_min_fault_10
name | pf_ikss_from_ka | pf_ikss_to_ka | pf_ip_from_ka | pf_ip_to_ka | pf_skss_from_mw | pf_skss_to_mw | pf_p_from_mw | pf_p_to_mw | pf_q_from_mvar | pf_q_to_mvar | pf_ikss_from_degree | pf_ikss_to_degree | pf_vm_from_pu | pf_vm_to_pu | pf_va_from_degree | pf_va_to_degree
Line0_1_2 | 0.028866 | 0.028866 | 0 | 0 | 0.019999 | 0.019999 | 0.01269 | -0.012642 | 0.012698 | -0.012648 | -45.1423 | 134.8577 | 0.89769 | 0.89422 | -0.12428 | -0.12874
Line10_11_12 | 0 | 0 | 0 | 0 | 0 | 0 | 0 | 0 | 0 | 0 | 0 | 0 | 0.89769 | 0.89769 | -0.12428 | -0.12428
Line11_12_13 | 0 | 0 | 0 | 0 | 0 | 0 | 0 | 0 | 0 | 0 | 0 | 0 | 0.89769 | 0.89769 | -0.12428 | -0.12428
Line12_13_15 | 0 | 0 | 0 | 0 | 0 | 0 | 0 | 0 | 0 | 0 | 0 | 0 | 0.89769 | 0.89769 | -0.12428 | -0.12428
Line13_13_14 | 0 | 0 | 0 | 0 | 0 | 0 | 0 | 0 | 0 | 0 | 0 | 0 | 0.89769 | 0.89769 | -0.12428 | -0.12428
Line14_15_16 | 0 | 0 | 0 | 0 | 0 | 0 | 0 | 0 | 0 | 0 | 0 | 0 | 0.89769 | 0.89769 | -0.12428 | -0.12428
Line15_16_17 | 0 | 0 | 0 | 0 | 0 | 0 | 0 | 0 | 0 | 0 | 0 | 0 | 0.89769 | 0.89769 | -0.12428 | -0.12428
Line16_4_18 | 0 | 0 | 0 | 0 | 0 | 0 | 0 | 0 | 0 | 0 | 0 | 0 | 0.89769 | 0.89769 | -0.12428 | -0.12428
Line17_5_19 | 0 | 0 | 0 | 0 | 0 | 0 | 0 | 0 | 0 | 0 | 0 | 0 | 0.89769 | 0.89769 | -0.12428 | -0.12428
Line1_1_3 | 0 | 0 | 0 | 0 | 0 | 0 | 0 | 0 | 0 | 0 | 0 | 0 | 0.89769 | 0.89769 | -0.12428 | -0.12428
Line2_1_4 | 0 | 0 | 0 | 0 | 0 | 0 | 0 | 0 | 0 | 0 | 0 | 0 | 0.89769 | 0.89769 | -0.12428 | -0.12428
Line3_1_5 | 0 | 0 | 0 | 0 | 0 | 0 | 0 | 0 | 0 | 0 | 0 | 0 | 0.89769 | 0.89769 | -0.12428 | -0.12428
Line4_2_6 | 0.028866 | 0.028866 | 0 | 0 | 0.019999 | 0.019999 | 0.012642 | -0.012594 | 0.012648 | -0.012598 | -45.1423 | 134.8577 | 0.89422 | 0.89076 | -0.12874 | -0.13323
Line5_6_7 | 0.028866 | 0.028866 | 0 | 0 | 0.019999 | 0.019999 | 0.012594 | -0.012546 | 0.012598 | -0.012548 | -45.1423 | 134.8577 | 0.89076 | 0.88729 | -0.13323 | -0.13776
Line6_7_8 | 0.028866 | 0.028866 | 0 | 0.045767 | 0.019999 | 0.019999 | 0.012546 | -0.012498 | 0.012548 | -0.012498 | -45.1423 | 134.8577 | 0.88729 | 0.88383 | -0.13776 | -0.14233
Line7_8_9 | 0 | 0 | 0 | 0 | 0 | 0 | -1.5719e-10 | 0 | 2.1736e-11 | 0 | 0 | 0 | 0.88383 | 0.88383 | -0.14233 | -0.14233
Line8_8_10 | 0 | 0 | 0 | 0 | 0 | 0 | -1.5719e-10 | 0 | 2.1736e-11 | 0 | 0 | 0 | 0.88383 | 0.88383 | -0.14233 | -0.14233
Line9_3_11 | 0 | 0 | 0 | 0 | 0 | 0 | 0 | 0 | 0 | 0 | 0 | 0 | 0.89769 | 0.89769 | -0.12428 | -0.12428

## LL_max_6
name | pf_ikss_a_from_ka | pf_ikss_b_from_ka | pf_ikss_c_from_ka | pf_ikss_a_to_ka | pf_ikss_b_to_ka | pf_ikss_c_to_ka | pf_skss_a_from_mw | pf_skss_b_from_mw | pf_skss_c_from_mw | pf_skss_a_to_mw | pf_skss_b_to_mw | pf_skss_c_to_mw | pf_p_a_from_mw | pf_p_b_from_mw | pf_p_c_from_mw | pf_p_a_to_mw | pf_p_b_to_mw | pf_p_c_to_mw | pf_q_a_from_mvar | pf_q_b_from_mvar | pf_q_c_from_mvar | pf_q_a_to_mvar | pf_q_b_to_mvar | pf_q_c_to_mvar | pf_ikss_a_from_degree | pf_ikss_b_from_degree | pf_ikss_c_from_degree | pf_ikss_a_to_degree | pf_ikss_b_to_degree | pf_ikss_c_to_degree | pf_vm_a_from_pu | pf_vm_b_from_pu | pf_vm_c_from_pu | pf_vm_a_to_pu | pf_vm_b_to_pu | pf_vm_c_to_pu | pf_va_a_from_degree | pf_va_b_from_degree | pf_va_c_from_degree | pf_va_a_to_degree | pf_va_b_to_degree | pf_va_c_to_degree
Line0_1_2 | 0.14434 | 1.9152 | 1.9122 | 0.14434 | 1.9152 | 1.9122 | 0.033333 | 0.44229 | 0.4416 | 0.033333 | 0.44229 | 0.4416 | -0.012932 | 0.3807 | -0.08963 | 0.013141 | -0.34402 | 0.1262 | -0.034064 | 0.19307 | 0.38449 | 0.034481 | -0.11971 | -0.31136 | 111.0022 | -155.6509 | 20.0275 | -68.9978 | 24.3491 | -159.9725 | 1.0931 | 0.96511 | 0.894 | 1.107 | 0.82356 | 0.76077 | 0.21303 | -128.7601 | 123.1498 | 0.14023 | -136.4651 | 132.0907
Line10_11_12 | 0.14434 | 0.14434 | 0.14434 | 0.14434 | 0.14434 | 0.14434 | 0.033333 | 0.033333 | 0.033333 | 0.033333 | 0.033333 | 0.033333 | -0.0033224 | -0.0079525 | -0.0012682 | 0.0035308 | 0.0081608 | 0.0014765 | -0.037154 | -0.032108 | -0.030621 | 0.03757 | 0.032525 | 0.031038 | 94.7872 | -25.2127 | -145.2128 | -85.2128 | 154.7873 | 34.7872 | 1.1191 | 0.99236 | 0.91943 | 1.1321 | 1.006 | 0.93219 | -0.32286 | -129.1236 | 122.4157 | -0.58158 | -129.298 | 122.0637
Line11_12_13 | 0.14434 | 0.14434 | 0.14434 | 0.14434 | 0.14434 | 0.14434 | 0.033333 | 0.033333 | 0.033333 | 0.033333 | 0.033333 | 0.033333 | -0.0035308 | -0.0081608 | -0.0014765 | 0.0037391 | 0.0083692 | 0.0016848 | -0.03757 | -0.032525 | -0.031038 | 0.037987 | 0.032942 | 0.031455 | 94.7872 | -25.2127 | -145.2128 | -85.2128 | 154.7873 | 34.7872 | 1.1321 | 1.006 | 0.93219 | 1.1451 | 1.0196 | 0.94499 | -0.58158 | -129.298 | 122.0637 | -0.83441 | -129.4677 | 121.7211
Line12_13_15 | 0 | 0 | 0 | 0 | 0 | 0 | 0 | 0 | 0 | 0 | 0 | 0 | 1.1995e-09 | -1.8001e-10 | -1.0866e-09 | -1.1995e-09 | 1.8001e-10 | 1.0866e-09 | 1.9261e-10 | 1.9372e-09 | -3.2782e-10 | -1.9261e-10 | -1.9372e-09 | 3.2782e-10 | 0 | 0 | 0 | 0 | 0 | 0 | 1.1451 | 1.0196 | 0.94499 | 1.1451 | 1.0196 | 0.94499 | -0.83441 | -129.4677 | 121.7211 | -0.83441 | -129.4677 | 121.7211
Line13_13_14 | 0.14434 | 0.14434 | 0.14434 | 0.14434 | 0.14434 | 0.14434 | 0.033333 | 0.033333 | 0.033333 | 0.033333 | 0.033333 | 0.033333 | -0.0037391 | -0.0083692 | -0.0016848 | 0.0039474 | 0.0085775 | 0.0018932 | -0.037987 | -0.032942 | -0.031455 | 0.038404 | 0.033358 | 0.031871 | 94.7872 | -25.2127 | -145.2128 | -85.2128 | 154.7873 | 34.7872 | 1.1451 | 1.0196 | 0.94499 | 1.1582 | 1.0333 | 0.95783 | -0.83441 | -129.4677 | 121.7211 | -1.0815 | -129.6329 | 121.3878
Line14_15_16 | 0 | 0 | 0 | 0 | 0 | 0 | 0 | 0 | 0 | 0 | 0 | 0 | 7.9968e-10 | -1.2001e-10 | -7.2441e-10 | -7.9968e-10 | 1.2001e-10 | 7.2441e-10 | 1.284e-10 | 1.2915e-09 | -2.1855e-10 | -1.284e-10 | -1.2915e-09 | 2.1855e-10 | 0 | 0 | 0 | 0 | 0 | 0 | 1.1451 | 1.0196 | 0.94499 | 1.1451 | 1.0196 | 0.94499 | -0.83441 | -129.4677 | 121.7211 | -0.83441 | -129.4677 | 121.7211
Line15_16_17 | 0 | 0 | 0 | 0 | 0 | 0 | 0 | 0 | 0 | 0 | 0 | 0 | 3.9984e-10 | -6.0004e-11 | -3.6221e-10 | -3.9984e-10 | 6.0004e-11 | 3.6221e-10 | 6.4202e-11 | 6.4574e-10 | -1.0927e-10 | -6.4202e-11 | -6.4574e-10 | 1.0927e-10 | 0 | 0 | 0 | 0 | 0 | 0 | 1.1451 | 1.0196 | 0.94499 | 1.1451 | 1.0196 | 0.94499 | -0.83441 | -129.4677 | 121.7211 | -0.83441 | -129.4677 | 121.7211
Line16_4_18 | 0 | 0 | 0 | 0 | 0 | 0 | 0 | 0 | 0 | 0 | 0 | 0 | 2.2737e-10 | -2.0996e-10 | -4.7232e-10 | -2.2737e-10 | 2.0996e-10 | 4.7232e-10 | 4.3153e-12 | 5.8585e-10 | -1.6916e-10 | -4.3153e-12 | -5.8585e-10 | 1.6916e-10 | 0 | 0 | 0 | 0 | 0 | 0 | 1.1061 | 0.97873 | 0.9067 | 1.1061 | 0.97873 | 0.9067 | -0.058063 | -128.9444 | 122.7776 | -0.058063 | -128.9444 | 122.7776
Line17_5_19 | 0 | 0 | 0 | 0 | 0 | 0 | 0 | 0 | 0 | 0 | 0 | 0 | 1.7274e-10 | -2.5707e-10 | -5.0616e-10 | -1.7274e-10 | 2.5707e-10 | 5.0616e-10 | -1.5647e-11 | 5.6589e-10 | -1.8912e-10 | 1.5647e-11 | -5.6589e-10 | 1.8912e-10 | 0 | 0 | 0 | 0 | 0 | 0 | 1.0931 | 0.96511 | 0.894 | 1.0931 | 0.96511 | 0.894 | 0.21303 | -128.7601 | 123.1498 | 0.21303 | -128.7601 | 123.1498
Line1_1_3 | 0.14434 | 0.14434 | 0.14434 | 0.14434 | 0.14434 | 0.14434 | 0.033333 | 0.033333 | 0.033333 | 0.033333 | 0.033333 | 0.033333 | -0.0029058 | -0.0075359 | -0.00085152 | 0.0031141 | 0.0077442 | 0.0010598 | -0.03632 | -0.031275 | -0.029788 | 0.036737 | 0.031692 | 0.030205 | 94.7872 | -25.2127 | -145.2128 | -85.2128 | 154.7873 | 34.7872 | 1.0931 | 0.96511 | 0.894 | 1.1061 | 0.97873 | 0.9067 | 0.21303 | -128.7601 | 123.1498 | -0.058063 | -128.9444 | 122.7776
Line2_1_4 | 0.14434 | 0.14434 | 0.14434 | 0.14434 | 0.14434 | 0.14434 | 0.033333 | 0.033333 | 0.033333 | 0.033333 | 0.033333 | 0.033333 | -0.0029058 | -0.0075358 | -0.00085151 | 0.0031141 | 0.0077442 | 0.0010598 | -0.03632 | -0.031275 | -0.029788 | 0.036737 | 0.031692 | 0.030205 | 94.7872 | -25.2127 | -145.2128 | -85.2128 | 154.7873 | 34.7872 | 1.0931 | 0.96511 | 0.894 | 1.1061 | 0.97873 | 0.9067 | 0.21303 | -128.7601 | 123.1498 | -0.058063 | -128.9444 | 122.7776
Line3_1_5 | 0 | 0 | 0 | 0 | 0 | 0 | 0 | 0 | 0 | 0 | 0 | 0 | 3.4548e-10 | -5.1415e-10 | -1.0123e-09 | -3.4548e-10 | 5.1415e-10 | 1.0123e-09 | -3.1294e-11 | 1.1318e-09 | -3.7825e-10 | 3.1294e-11 | -1.1318e-09 | 3.7825e-10 | 0 | 0 | 0 | 0 | 0 | 0 | 1.0931 | 0.96511 | 0.894 | 1.0931 | 0.96511 | 0.894 | 0.21303 | -128.7601 | 123.1498 | 0.21303 | -128.7601 | 123.1498
Line4_2_6 | 0.14434 | 1.9152 | 1.9122 | 0.14434 | 1.9152 | 1.9122 | 0.033333 | 0.44229 | 0.4416 | 0.033333 | 0.44229 | 0.4416 | -0.013141 | 0.34402 | -0.1262 | 0.013349 | -0.30734 | 0.16276 | -0.034481 | 0.11971 | 0.31136 | 0.034897 | -0.046347 | -0.23823 | 111.0022 | -155.6509 | 20.0275 | -68.9978 | 24.3491 | -159.9725 | 1.107 | 0.82356 | 0.76077 | 1.1209 | 0.70274 | 0.65334 | 0.14023 | -136.4651 | 132.0907 | 0.069244 | -147.0754 | 144.3692
Line5_6_7 | 0.14434 | 1.9152 | 1.9122 | 0.14434 | 1.9152 | 1.9122 | 0.033333 | 0.44229 | 0.4416 | 0.033333 | 0.44229 | 0.4416 | -0.013349 | 0.30734 | -0.16276 | 0.013557 | -0.27067 | 0.19933 | -0.034897 | 0.046347 | 0.23823 | 0.035314 | 0.027012 | -0.1651 | 111.0022 | -155.6509 | 20.0275 | -68.9978 | 24.3491 | -159.9725 | 1.1209 | 0.70274 | 0.65334 | 1.1348 | 0.615 | 0.58609 | 0.069244 | -147.0754 | 144.3692 | -4.8537e-06 | -161.35 | 160.3935
Line6_7_8 | 0 | 2.0373 | 2.0373 | 0 | 2.0373 | 2.0373 | 0 | 0.4705 | 0.4705 | 0 | 0.4705 | 0.4705 | 1.0587e-09 | 0.28882 | -0.20581 | -1.0587e-09 | -0.24732 | 0.24732 | 5.4026e-16 | -0.017499 | 0.18352 | -5.8193e-16 | 0.10051 | -0.10051 | 0 | -157.8829 | 22.1171 | 0 | 22.1171 | -157.8829 | 1.1348 | 0.615 | 0.58609 | 1.1348 | 0.56741 | 0.56741 | -4.8537e-06 | -161.35 | 160.3935 | -4.8714e-06 | 180 | 180
Line7_8_9 | 0 | 0 | 0 | 0 | 0 | 0 | 0 | 0 | 0 | 0 | 0 | 0 | 3.529e-10 | 8.8226e-11 | 8.8225e-11 | -3.529e-10 | -8.8226e-11 | -8.8226e-11 | 2.2197e-16 | 1.8918e-09 | -1.8918e-09 | -2.2194e-16 | -1.8918e-09 | 1.8918e-09 | 0 | 0 | 0 | 0 | 0 | 0 | 1.1348 | 0.56741 | 0.56741 | 1.1348 | 0.56741 | 0.56741 | -4.8714e-06 | 180 | 180 | -4.8773e-06 | 180 | 180
Line8_8_10 | 0 | 0 | 0 | 0 | 0 | 0 | 0 | 0 | 0 | 0 | 0 | 0 | 3.529e-10 | 8.8226e-11 | 8.8225e-11 | -3.529e-10 | -8.8226e-11 | -8.8226e-11 | 1.1992e-17 | 1.8918e-09 | -1.8918e-09 | -9.5949e-17 | -1.8918e-09 | 1.8918e-09 | 0 | 0 | 0 | 0 | 0 | 0 | 1.1348 | 0.56741 | 0.56741 | 1.1348 | 0.56741 | 0.56741 | -4.8714e-06 | 180 | 180 | -4.8773e-06 | 180 | 180
Line9_3_11 | 0.14434 | 0.14434 | 0.14434 | 0.14434 | 0.14434 | 0.14434 | 0.033333 | 0.033333 | 0.033333 | 0.033333 | 0.033333 | 0.033333 | -0.0031141 | -0.0077442 | -0.0010598 | 0.0033224 | 0.0079525 | 0.0012682 | -0.036737 | -0.031692 | -0.030205 | 0.037154 | 0.032108 | 0.030621 | 94.7872 | -25.2127 | -145.2128 | -85.2128 | 154.7873 | 34.7872 | 1.1061 | 0.97873 | 0.9067 | 1.1191 | 0.99236 | 0.91943 | -0.058063 | -128.9444 | 122.7776 | -0.32286 | -129.1236 | 122.4157

## LL_max_10
name | pf_ikss_a_from_ka | pf_ikss_b_from_ka | pf_ikss_c_from_ka | pf_ikss_a_to_ka | pf_ikss_b_to_ka | pf_ikss_c_to_ka | pf_skss_a_from_mw | pf_skss_b_from_mw | pf_skss_c_from_mw | pf_skss_a_to_mw | pf_skss_b_to_mw | pf_skss_c_to_mw | pf_p_a_from_mw | pf_p_b_from_mw | pf_p_c_from_mw | pf_p_a_to_mw | pf_p_b_to_mw | pf_p_c_to_mw | pf_q_a_from_mvar | pf_q_b_from_mvar | pf_q_c_from_mvar | pf_q_a_to_mvar | pf_q_b_to_mvar | pf_q_c_to_mvar | pf_ikss_a_from_degree | pf_ikss_b_from_degree | pf_ikss_c_from_degree | pf_ikss_a_to_degree | pf_ikss_b_to_degree | pf_ikss_c_to_degree | pf_vm_a_from_pu | pf_vm_b_from_pu | pf_vm_c_from_pu | pf_vm_a_to_pu | pf_vm_b_to_pu | pf_vm_c_to_pu | pf_va_a_from_degree | pf_va_b_from_degree | pf_va_c_from_degree | pf_va_a_to_degree | pf_va_b_to_degree | pf_va_c_to_degree
Line0_1_2 | 0.14434 | 1.9887 | 1.9856 | 0.14434 | 1.9887 | 1.9856 | 0.033333 | 0.45927 | 0.45856 | 0.033333 | 0.45927 | 0.45856 | -0.013428 | 0.41253 | -0.098581 | 0.013636 | -0.37298 | 0.13801 | -0.035731 | 0.20832 | 0.41461 | 0.036148 | -0.12922 | -0.33575 | 110.8069 | -155.8988 | 19.9396 | -69.1931 | 24.1012 | -160.0604 | 1.1451 | 1.0063 | 0.92936 | 1.159 | 0.85948 | 0.79163 | 0.21046 | -129.1057 | 123.3144 | 0.13862 | -136.7895 | 132.2841
Line10_11_12 | 0.14434 | 0.14434 | 0.14434 | 0.14434 | 0.14434 | 0.14434 | 0.033333 | 0.033333 | 0.033333 | 0.033333 | 0.033333 | 0.033333 | -0.0034623 | -0.0084702 | -0.0012128 | 0.0036706 | 0.0086785 | 0.0014211 | -0.038883 | -0.033394 | -0.031802 | 0.0393 | 0.033811 | 0.032218 | 94.7869 | -25.213 | -145.2131 | -85.2131 | 154.787 | 34.7869 | 1.1711 | 1.0335 | 0.95474 | 1.1841 | 1.0472 | 0.96749 | -0.30156 | -129.4456 | 122.603 | -0.54914 | -129.6089 | 122.2613
Line11_12_13 | 0.14434 | 0.14434 | 0.14434 | 0.14434 | 0.14434 | 0.14434 | 0.033333 | 0.033333 | 0.033333 | 0.033333 | 0.033333 | 0.033333 | -0.0036706 | -0.0086785 | -0.0014211 | 0.003879 | 0.0088869 | 0.0016294 | -0.0393 | -0.033811 | -0.032218 | 0.039716 | 0.034227 | 0.032635 | 94.7869 | -25.213 | -145.2131 | -85.2131 | 154.787 | 34.7869 | 1.1841 | 1.0472 | 0.96749 | 1.1972 | 1.0609 | 0.98027 | -0.54914 | -129.6089 | 122.2613 | -0.79134 | -129.768 | 121.9286
Line12_13_15 | 0 | 0 | 0 | 0 | 0 | 0 | 0 | 0 | 0 | 0 | 0 | 0 | 1.2809e-09 | -2.7052e-10 | -1.2843e-09 | -1.2809e-09 | 2.7052e-10 | 1.2843e-09 | 2.0006e-10 | 2.1778e-09 | -3.9918e-10 | -2.0006e-10 | -2.1778e-09 | 3.9918e-10 | 0 | 0 | 0 | 0 | 0 | 0 | 1.1972 | 1.0609 | 0.98027 | 1.1972 | 1.0609 | 0.98027 | -0.79134 | -129.768 | 121.9286 | -0.79134 | -129.768 | 121.9286
Line13_13_14 | 0.14434 | 0.14434 | 0.14434 | 0.14434 | 0.14434 | 0.14434 | 0.033333 | 0.033333 | 0.033333 | 0.033333 | 0.033333 | 0.033333 | -0.003879 | -0.0088869 | -0.0016294 | 0.0040873 | 0.0090952 | 0.0018378 | -0.039716 | -0.034227 | -0.032635 | 0.040133 | 0.034644 | 0.033052 | 94.7869 | -25.213 | -145.2131 | -85.2131 | 154.787 | 34.7869 | 1.1972 | 1.0609 | 0.98027 | 1.2102 | 1.0745 | 0.99308 | -0.79134 | -129.768 | 121.9286 | -1.0283 | -129.9231 | 121.6044
Line14_15_16 | 0 | 0 | 0 | 0 | 0 | 0 | 0 | 0 | 0 | 0 | 0 | 0 | 8.5391e-10 | -1.8035e-10 | -8.5622e-10 | -8.5391e-10 | 1.8035e-10 | 8.5622e-10 | 1.3337e-10 | 1.4519e-09 | -2.6612e-10 | -1.3337e-10 | -1.4519e-09 | 2.6612e-10 | 0 | 0 | 0 | 0 | 0 | 0 | 1.1972 | 1.0609 | 0.98027 | 1.1972 | 1.0609 | 0.98027 | -0.79134 | -129.768 | 121.9286 | -0.79134 | -129.768 | 121.9286
Line15_16_17 | 0 | 0 | 0 | 0 | 0 | 0 | 0 | 0 | 0 | 0 | 0 | 0 | 4.2695e-10 | -9.0174e-11 | -4.2811e-10 | -4.2695e-10 | 9.0174e-11 | 4.2811e-10 | 6.6687e-11 | 7.2595e-10 | -1.3306e-10 | -6.6687e-11 | -7.2595e-10 | 1.3306e-10 | 0 | 0 | 0 | 0 | 0 | 0 | 1.1972 | 1.0609 | 0.98027 | 1.1972 | 1.0609 | 0.98027 | -0.79134 | -129.768 | 121.9286 | -0.79134 | -129.768 | 121.9286
Line16_4_18 | 0 | 0 | 0 | 0 | 0 | 0 | 0 | 0 | 0 | 0 | 0 | 0 | 2.4677e-10 | -2.4573e-10 | -5.4059e-10 | -2.4677e-10 | 2.4573e-10 | 5.4059e-10 | 3.9474e-12 | 6.6321e-10 | -1.958e-10 | -3.9474e-12 | -6.6321e-10 | 1.958e-10 | 0 | 0 | 0 | 0 | 0 | 0 | 1.1581 | 1.0199 | 0.94203 | 1.1581 | 1.0199 | 0.94203 | -0.04842 | -129.2779 | 122.9539 | -0.04842 | -129.2779 | 122.9539
Line17_5_19 | 0 | 0 | 0 | 0 | 0 | 0 | 0 | 0 | 0 | 0 | 0 | 0 | 1.8958e-10 | -2.9472e-10 | -5.7522e-10 | -1.8958e-10 | 2.9472e-10 | 5.7522e-10 | -1.6966e-11 | 6.423e-10 | -2.1671e-10 | 1.6966e-11 | -6.423e-10 | 2.1671e-10 | 0 | 0 | 0 | 0 | 0 | 0 | 1.1451 | 1.0063 | 0.92936 | 1.1451 | 1.0063 | 0.92936 | 0.21046 | -129.1057 | 123.3144 | 0.21046 | -129.1057 | 123.3144
Line1_1_3 | 0.14434 | 0.14434 | 0.14434 | 0.14434 | 0.14434 | 0.14434 | 0.033333 | 0.033333 | 0.033333 | 0.033333 | 0.033333 | 0.033333 | -0.0030456 | -0.0080535 | -0.00079609 | 0.003254 | 0.0082619 | 0.0010044 | -0.03805 | -0.032561 | -0.030968 | 0.038466 | 0.032977 | 0.031385 | 94.7869 | -25.213 | -145.2131 | -85.2131 | 154.787 | 34.7869 | 1.1451 | 1.0063 | 0.92936 | 1.1581 | 1.0199 | 0.94203 | 0.21046 | -129.1057 | 123.3144 | -0.04842 | -129.2779 | 122.9539
Line2_1_4 | 0.14434 | 0.14434 | 0.14434 | 0.14434 | 0.14434 | 0.14434 | 0.033333 | 0.033333 | 0.033333 | 0.033333 | 0.033333 | 0.033333 | -0.0030456 | -0.0080535 | -0.00079609 | 0.003254 | 0.0082619 | 0.0010044 | -0.03805 | -0.032561 | -0.030968 | 0.038466 | 0.032977 | 0.031385 | 94.7869 | -25.213 | -145.2131 | -85.2131 | 154.787 | 34.7869 | 1.1451 | 1.0063 | 0.92936 | 1.1581 | 1.0199 | 0.94203 | 0.21046 | -129.1057 | 123.3144 | -0.04842 | -129.2779 | 122.9539
Line3_1_5 | 0 | 0 | 0 | 0 | 0 | 0 | 0 | 0 | 0 | 0 | 0 | 0 | 3.7915e-10 | -5.8944e-10 | -1.1504e-09 | -3.7915e-10 | 5.8944e-10 | 1.1504e-09 | -3.3931e-11 | 1.2846e-09 | -4.3342e-10 | 3.3931e-11 | -1.2846e-09 | 4.3342e-10 | 0 | 0 | 0 | 0 | 0 | 0 | 1.1451 | 1.0063 | 0.92936 | 1.1451 | 1.0063 | 0.92936 | 0.21046 | -129.1057 | 123.3144 | 0.21046 | -129.1057 | 123.3144
Line4_2_6 | 0.14434 | 1.9887 | 1.9856 | 0.14434 | 1.9887 | 1.9856 | 0.033333 | 0.45927 | 0.45856 | 0.033333 | 0.45927 | 0.45856 | -0.013636 | 0.37298 | -0.13801 | 0.013845 | -0.33343 | 0.17743 | -0.036148 | 0.12922 | 0.33575 | 0.036565 | -0.050125 | -0.2569 | 110.8069 | -155.8988 | 19.9396 | -69.1931 | 24.1012 | -160.0604 | 1.159 | 0.85948 | 0.79163 | 1.1729 | 0.73416 | 0.68087 | 0.13862 | -136.7895 | 132.2841 | 0.068487 | -147.3494 | 144.5715
Line5_6_7 | 0.14434 | 1.9887 | 1.9856 | 0.14434 | 1.9887 | 1.9856 | 0.033333 | 0.45927 | 0.45856 | 0.033333 | 0.45927 | 0.45856 | -0.013845 | 0.33343 | -0.17743 | 0.014053 | -0.29388 | 0.21686 | -0.036565 | 0.050125 | 0.2569 | 0.036981 | 0.028972 | -0.17805 | 110.8069 | -155.8988 | 19.9396 | -69.1931 | 24.1012 | -160.0604 | 1.1729 | 0.73416 | 0.68087 | 1.1868 | 0.64299 | 0.61189 | 0.068487 | -147.3494 | 144.5715 | -5.0291e-06 | -161.529 | 160.5532
Line6_7_8 | 0 | 2.1108 | 2.1108 | 0 | 2.1108 | 2.1108 | 0 | 0.48747 | 0.48747 | 0 | 0.48747 | 0.48747 | 1.1338e-09 | 0.31286 | -0.22375 | -1.1338e-09 | -0.26831 | 0.26831 | 8.6677e-16 | -0.019021 | 0.19724 | -9.5427e-16 | 0.10813 | -0.10813 | 0 | -158.0499 | 21.9501 | 0 | 21.9501 | -158.0499 | 1.1868 | 0.64299 | 0.61189 | 1.1868 | 0.59342 | 0.59342 | -5.0291e-06 | -161.529 | 160.5532 | -5.0464e-06 | 180 | 180
Line7_8_9 | 0 | 0 | 0 | 0 | 0 | 0 | 0 | 0 | 0 | 0 | 0 | 0 | 3.7795e-10 | 9.4487e-11 | 9.4487e-11 | -3.7795e-10 | -9.4487e-11 | -9.4487e-11 | 3.6201e-16 | 2.0728e-09 | -2.0728e-09 | -4.059e-16 | -2.0728e-09 | 2.0728e-09 | 0 | 0 | 0 | 0 | 0 | 0 | 1.1868 | 0.59342 | 0.59342 | 1.1868 | 0.59342 | 0.59342 | -5.0464e-06 | 180 | 180 | -5.0521e-06 | 180 | 180
Line8_8_10 | 0 | 0 | 0 | 0 | 0 | 0 | 0 | 0 | 0 | 0 | 0 | 0 | 3.7795e-10 | 9.4488e-11 | 9.4487e-11 | -3.7795e-10 | -9.4488e-11 | -9.4487e-11 | 3.6201e-16 | 2.0728e-09 | -2.0728e-09 | -4.9374e-16 | -2.0728e-09 | 2.0728e-09 | 0 | 0 | 0 | 0 | 0 | 0 | 1.1868 | 0.59342 | 0.59342 | 1.1868 | 0.59342 | 0.59342 | -5.0464e-06 | 180 | 180 | -5.0521e-06 | 180 | 180
Line9_3_11 | 0.14434 | 0.14434 | 0.14434 | 0.14434 | 0.14434 | 0.14434 | 0.033333 | 0.033333 | 0.033333 | 0.033333 | 0.033333 | 0.033333 | -0.003254 | -0.0082619 | -0.0010044 | 0.0034623 | 0.0084702 | 0.0012128 | -0.038466 | -0.032977 | -0.031385 | 0.038883 | 0.033394 | 0.031802 | 94.7869 | -25.213 | -145.2131 | -85.2131 | 154.787 | 34.7869 | 1.1581 | 1.0199 | 0.94203 | 1.1711 | 1.0335 | 0.95474 | -0.04842 | -129.2779 | 122.9539 | -0.30156 | -129.4456 | 122.603

## LL_max_fault_6
name | pf_ikss_a_from_ka | pf_ikss_b_from_ka | pf_ikss_c_from_ka | pf_ikss_a_to_ka | pf_ikss_b_to_ka | pf_ikss_c_to_ka | pf_skss_a_from_mw | pf_skss_b_from_mw | pf_skss_c_from_mw | pf_skss_a_to_mw | pf_skss_b_to_mw | pf_skss_c_to_mw | pf_p_a_from_mw | pf_p_b_from_mw | pf_p_c_from_mw | pf_p_a_to_mw | pf_p_b_to_mw | pf_p_c_to_mw | pf_q_a_from_mvar | pf_q_b_from_mvar | pf_q_c_from_mvar | pf_q_a_to_mvar | pf_q_b_to_mvar | pf_q_c_to_mvar | pf_ikss_a_from_degree | pf_ikss_b_from_degree | pf_ikss_c_from_degree | pf_ikss_a_to_degree | pf_ikss_b_to_degree | pf_ikss_c_to_degree | pf_vm_a_from_pu | pf_vm_b_from_pu | pf_vm_c_from_pu | pf_vm_a_to_pu | pf_vm_b_to_pu | pf_vm_c_to_pu | pf_va_a_from_degree | pf_va_b_from_degree | pf_va_c_from_degree | pf_va_a_to_degree | pf_va_b_to_degree | pf_va_c_to_degree
Line0_1_2 | 0.14434 | 0.11818 | 0.082702 | 0.14434 | 0.11818 | 0.082702 | 0.033333 | 0.027293 | 0.019099 | 0.033333 | 0.027293 | 0.019099 | -0.012932 | 0.0020478 | -0.0090608 | 0.013141 | -0.0019081 | 0.0091292 | -0.034064 | -0.029703 | -0.018677 | 0.034481 | 0.029982 | 0.018814 | 111.0023 | -34.0399 | -123.9608 | -68.9977 | 145.9601 | 56.0392 | 1.0931 | 1.0909 | 1.0869 | 1.107 | 1.1008 | 1.0949 | 0.21303 | -120.096 | 120.1593 | 0.14024 | -120.3984 | 120.1543
Line10_11_12 | 0.14434 | 0.14434 | 0.14434 | 0.14434 | 0.14434 | 0.14434 | 0.033333 | 0.033333 | 0.033333 | 0.033333 | 0.033333 | 0.033333 | -0.0033225 | -0.0035121 | -0.0033398 | 0.0035308 | 0.0037204 | 0.0035481 | -0.037154 | -0.037064 | -0.036945 | 0.03757 | 0.037481 | 0.037361 | 94.7872 | -25.2128 | -145.2128 | -85.2128 | 154.7872 | 34.7872 | 1.1191 | 1.1169 | 1.1129 | 1.1321 | 1.13 | 1.1259 | -0.32286 | -120.6258 | 119.6217 | -0.58157 | -120.8815 | 119.3622
Line11_12_13 | 0.14434 | 0.14434 | 0.14434 | 0.14434 | 0.14434 | 0.14434 | 0.033333 | 0.033333 | 0.033333 | 0.033333 | 0.033333 | 0.033333 | -0.0035308 | -0.0037204 | -0.0035481 | 0.0037391 | 0.0039288 | 0.0037565 | -0.03757 | -0.037481 | -0.037361 | 0.037987 | 0.037898 | 0.037778 | 94.7872 | -25.2128 | -145.2128 | -85.2128 | 154.7872 | 34.7872 | 1.1321 | 1.13 | 1.1259 | 1.1451 | 1.143 | 1.1389 | -0.58157 | -120.8815 | 119.3622 | -0.8344 | -121.1314 | 119.1087
Line12_13_15 | 0 | 0 | 0 | 0 | 0 | 0 | 0 | 0 | 0 | 0 | 0 | 0 | 1.1995e-09 | 1.1721e-09 | 1.1157e-09 | -1.1995e-09 | -1.1721e-09 | -1.1157e-09 | 1.9261e-10 | 2.6067e-10 | 2.0463e-10 | -1.9261e-10 | -2.6067e-10 | -2.0463e-10 | 0 | 0 | 0 | 0 | 0 | 0 | 1.1451 | 1.143 | 1.1389 | 1.1451 | 1.143 | 1.1389 | -0.8344 | -121.1314 | 119.1087 | -0.8344 | -121.1314 | 119.1087
Line13_13_14 | 0.14434 | 0.14434 | 0.14434 | 0.14434 | 0.14434 | 0.14434 | 0.033333 | 0.033333 | 0.033333 | 0.033333 | 0.033333 | 0.033333 | -0.0037391 | -0.0039288 | -0.0037565 | 0.0039475 | 0.0041371 | 0.0039648 | -0.037987 | -0.037898 | -0.037778 | 0.038404 | 0.038314 | 0.038195 | 94.7872 | -25.2128 | -145.2128 | -85.2128 | 154.7872 | 34.7872 | 1.1451 | 1.143 | 1.1389 | 1.1582 | 1.1561 | 1.152 | -0.8344 | -121.1314 | 119.1087 | -1.0815 | -121.3756 | 118.8609
Line14_15_16 | 0 | 0 | 0 | 0 | 0 | 0 | 0 | 0 | 0 | 0 | 0 | 0 | 7.9969e-10 | 7.8141e-10 | 7.4382e-10 | -7.9969e-10 | -7.8141e-10 | -7.4382e-10 | 1.284e-10 | 1.7378e-10 | 1.3642e-10 | -1.284e-10 | -1.7378e-10 | -1.3642e-10 | 0 | 0 | 0 | 0 | 0 | 0 | 1.1451 | 1.143 | 1.1389 | 1.1451 | 1.143 | 1.1389 | -0.8344 | -121.1314 | 119.1087 | -0.8344 | -121.1314 | 119.1087
Line15_16_17 | 0 | 0 | 0 | 0 | 0 | 0 | 0 | 0 | 0 | 0 | 0 | 0 | 3.9984e-10 | 3.9071e-10 | 3.7191e-10 | -3.9984e-10 | -3.9071e-10 | -3.7191e-10 | 6.4202e-11 | 8.6889e-11 | 6.8211e-11 | -6.4202e-11 | -8.6889e-11 | -6.8211e-11 | 0 | 0 | 0 | 0 | 0 | 0 | 1.1451 | 1.143 | 1.1389 | 1.1451 | 1.143 | 1.1389 | -0.8344 | -121.1314 | 119.1087 | -0.8344 | -121.1314 | 119.1087
Line16_4_18 | 0 | 0 | 0 | 0 | 0 | 0 | 0 | 0 | 0 | 0 | 0 | 0 | 2.2737e-10 | 2.1819e-10 | 2.0109e-10 | -2.2737e-10 | -2.1819e-10 | -2.0109e-10 | 4.315e-12 | 2.7003e-11 | 8.3248e-12 | -4.3151e-12 | -2.7003e-11 | -8.3248e-12 | 0 | 0 | 0 | 0 | 0 | 0 | 1.1061 | 1.1039 | 1.0999 | 1.1061 | 1.1039 | 1.0999 | -0.05806 | -120.364 | 119.8874 | -0.05806 | -120.364 | 119.8874
Line17_5_19 | 0 | 0 | 0 | 0 | 0 | 0 | 0 | 0 | 0 | 0 | 0 | 0 | 1.7274e-10 | 1.6355e-10 | 1.4701e-10 | -1.7274e-10 | -1.6355e-10 | -1.4701e-10 | -1.5647e-11 | 7.0403e-12 | -1.1637e-11 | 1.5647e-11 | -7.0404e-12 | 1.1637e-11 | 0 | 0 | 0 | 0 | 0 | 0 | 1.0931 | 1.0909 | 1.0869 | 1.0931 | 1.0909 | 1.0869 | 0.21303 | -120.096 | 120.1593 | 0.21303 | -120.096 | 120.1593
Line1_1_3 | 0.14434 | 0.14434 | 0.14434 | 0.14434 | 0.14434 | 0.14434 | 0.033333 | 0.033333 | 0.033333 | 0.033333 | 0.033333 | 0.033333 | -0.0029058 | -0.0030954 | -0.0029231 | 0.0031141 | 0.0033038 | 0.0031315 | -0.03632 | -0.036231 | -0.036111 | 0.036737 | 0.036648 | 0.036528 | 94.7872 | -25.2128 | -145.2128 | -85.2128 | 154.7872 | 34.7872 | 1.0931 | 1.0909 | 1.0869 | 1.1061 | 1.1039 | 1.0999 | 0.21303 | -120.096 | 120.1593 | -0.05806 | -120.364 | 119.8874
Line2_1_4 | 0.14434 | 0.14434 | 0.14434 | 0.14434 | 0.14434 | 0.14434 | 0.033333 | 0.033333 | 0.033333 | 0.033333 | 0.033333 | 0.033333 | -0.0029058 | -0.0030954 | -0.0029231 | 0.0031141 | 0.0033038 | 0.0031315 | -0.03632 | -0.036231 | -0.036111 | 0.036737 | 0.036648 | 0.036528 | 94.7872 | -25.2128 | -145.2128 | -85.2128 | 154.7872 | 34.7872 | 1.0931 | 1.0909 | 1.0869 | 1.1061 | 1.1039 | 1.0999 | 0.21303 | -120.096 | 120.1593 | -0.05806 | -120.364 | 119.8874
Line3_1_5 | 0 | 0 | 0 | 0 | 0 | 0 | 0 | 0 | 0 | 0 | 0 | 0 | 3.4548e-10 | 3.2709e-10 | 2.9402e-10 | -3.4548e-10 | -3.2709e-10 | -2.9402e-10 | -3.1294e-11 | 1.4081e-11 | -2.3275e-11 | 3.1294e-11 | -1.4081e-11 | 2.3275e-11 | 0 | 0 | 0 | 0 | 0 | 0 | 1.0931 | 1.0909 | 1.0869 | 1.0931 | 1.0909 | 1.0869 | 0.21303 | -120.096 | 120.1593 | 0.21303 | -120.096 | 120.1593
Line4_2_6 | 0.14434 | 0.11818 | 0.082702 | 0.14434 | 0.11818 | 0.082702 | 0.033333 | 0.027293 | 0.019099 | 0.033333 | 0.027293 | 0.019099 | -0.013141 | 0.0019081 | -0.0091292 | 0.013349 | -0.0017684 | 0.0091976 | -0.034481 | -0.029982 | -0.018814 | 0.034897 | 0.030261 | 0.01895 | 111.0023 | -34.0399 | -123.9608 | -68.9977 | 145.9601 | 56.0392 | 1.107 | 1.1008 | 1.0949 | 1.1209 | 1.1107 | 1.1029 | 0.14024 | -120.3984 | 120.1543 | 0.069248 | -120.6954 | 120.1494
Line5_6_7 | 0.14434 | 0.11818 | 0.082702 | 0.14434 | 0.11818 | 0.082702 | 0.033333 | 0.027293 | 0.019099 | 0.033333 | 0.027293 | 0.019099 | -0.013349 | 0.0017684 | -0.0091976 | 0.013557 | -0.0016288 | 0.009266 | -0.034897 | -0.030261 | -0.01895 | 0.035314 | 0.030541 | 0.019087 | 111.0023 | -34.0399 | -123.9608 | -68.9977 | 145.9601 | 56.0392 | 1.1209 | 1.1107 | 1.1029 | 1.1348 | 1.1206 | 1.1109 | 0.069248 | -120.6954 | 120.1494 | -2.2266e-07 | -120.9872 | 120.1445
Line6_7_8 | 0 | 0.062379 | 0.062379 | 0 | 0.062379 | 0.062379 | 0 | 0.014406 | 0.014406 | 0 | 0.014406 | 0.014406 | 1.0587e-09 | 0.015615 | 0.0039186 | -1.0587e-09 | -0.015576 | -0.0038797 | -1.826e-16 | 0.0040951 | 0.015516 | 1.4093e-16 | -0.0040173 | -0.015439 | 0 | -135.6822 | 44.3178 | 0 | 44.3178 | -135.6822 | 1.1348 | 1.1206 | 1.1109 | 1.1348 | 1.1166 | 1.105 | -2.2266e-07 | -120.9872 | 120.1445 | -2.4032e-07 | -121.2201 | 120.2117
Line7_8_9 | 0 | 0 | 0 | 0 | 0 | 0 | 0 | 0 | 0 | 0 | 0 | 0 | 3.529e-10 | 2.7375e-10 | 2.229e-10 | -3.529e-10 | -2.7375e-10 | -2.229e-10 | 1.9518e-17 | 9.1541e-11 | -1.5721e-11 | -1.4232e-17 | -9.1541e-11 | 1.5721e-11 | 0 | 0 | 0 | 0 | 0 | 0 | 1.1348 | 1.1166 | 1.105 | 1.1348 | 1.1166 | 1.105 | -2.4032e-07 | -121.2201 | 120.2117 | -2.4621e-07 | -121.2201 | 120.2117
Line8_8_10 | 0 | 0 | 0 | 0 | 0 | 0 | 0 | 0 | 0 | 0 | 0 | 0 | 3.529e-10 | 2.7375e-10 | 2.229e-10 | -3.529e-10 | -2.7375e-10 | -2.229e-10 | -5.9225e-17 | 9.1541e-11 | -1.5721e-11 | 6.4511e-17 | -9.1541e-11 | 1.5721e-11 | 0 | 0 | 0 | 0 | 0 | 0 | 1.1348 | 1.1166 | 1.105 | 1.1348 | 1.1166 | 1.105 | -2.4032e-07 | -121.2201 | 120.2117 | -2.4621e-07 | -121.2201 | 120.2117
Line9_3_11 | 0.14434 | 0.14434 | 0.14434 | 0.14434 | 0.14434 | 0.14434 | 0.033333 | 0.033333 | 0.033333 | 0.033333 | 0.033333 | 0.033333 | -0.0031141 | -0.0033038 | -0.0031315 | 0.0033225 | 0.0035121 | 0.0033398 | -0.036737 | -0.036648 | -0.036528 | 0.037154 | 0.037064 | 0.036945 | 94.7872 | -25.2128 | -145.2128 | -85.2128 | 154.7872 | 34.7872 | 1.1061 | 1.1039 | 1.0999 | 1.1191 | 1.1169 | 1.1129 | -0.05806 | -120.364 | 119.8874 | -0.32286 | -120.6258 | 119.6217

## LL_max_fault_10
name | pf_ikss_a_from_ka | pf_ikss_b_from_ka | pf_ikss_c_from_ka | pf_ikss_a_to_ka | pf_ikss_b_to_ka | pf_ikss_c_to_ka | pf_skss_a_from_mw | pf_skss_b_from_mw | pf_skss_c_from_mw | pf_skss_a_to_mw | pf_skss_b_to_mw | pf_skss_c_to_mw | pf_p_a_from_mw | pf_p_b_from_mw | pf_p_c_from_mw | pf_p_a_to_mw | pf_p_b_to_mw | pf_p_c_to_mw | pf_q_a_from_mvar | pf_q_b_from_mvar | pf_q_c_from_mvar | pf_q_a_to_mvar | pf_q_b_to_mvar | pf_q_c_to_mvar | pf_ikss_a_from_degree | pf_ikss_b_from_degree | pf_ikss_c_from_degree | pf_ikss_a_to_degree | pf_ikss_b_to_degree | pf_ikss_c_to_degree | pf_vm_a_from_pu | pf_vm_b_from_pu | pf_vm_c_from_pu | pf_vm_a_to_pu | pf_vm_b_to_pu | pf_vm_c_to_pu | pf_va_a_from_degree | pf_va_b_from_degree | pf_va_c_from_degree | pf_va_a_to_degree | pf_va_b_to_degree | pf_va_c_to_degree
Line0_1_2 | 0.14434 | 0.11785 | 0.079874 | 0.14434 | 0.11785 | 0.079874 | 0.033333 | 0.027215 | 0.018446 | 0.033333 | 0.027215 | 0.018446 | -0.013428 | 0.0029797 | -0.0091907 | 0.013636 | -0.0028408 | 0.0092545 | -0.035732 | -0.030957 | -0.01888 | 0.036148 | 0.031235 | 0.019008 | 110.8069 | -35.6106 | -123.8889 | -69.1931 | 144.3894 | 56.1111 | 1.1451 | 1.1427 | 1.1383 | 1.159 | 1.1524 | 1.1461 | 0.21046 | -120.1126 | 120.1544 | 0.13863 | -120.4138 | 120.1503
Line10_11_12 | 0.14434 | 0.14434 | 0.14434 | 0.14434 | 0.14434 | 0.14434 | 0.033333 | 0.033333 | 0.033333 | 0.033333 | 0.033333 | 0.033333 | -0.0034623 | -0.00367 | -0.0034813 | 0.0036707 | 0.0038783 | 0.0036896 | -0.038883 | -0.038785 | -0.038654 | 0.0393 | 0.039202 | 0.039071 | 94.7869 | -25.2131 | -145.2131 | -85.2131 | 154.7869 | 34.7869 | 1.1711 | 1.1687 | 1.1643 | 1.1841 | 1.1818 | 1.1773 | -0.30156 | -120.6185 | 119.6406 | -0.54914 | -120.8631 | 119.3923
Line11_12_13 | 0.14434 | 0.14434 | 0.14434 | 0.14434 | 0.14434 | 0.14434 | 0.033333 | 0.033333 | 0.033333 | 0.033333 | 0.033333 | 0.033333 | -0.0036707 | -0.0038783 | -0.0036896 | 0.003879 | 0.0040866 | 0.0038979 | -0.0393 | -0.039202 | -0.039071 | 0.039716 | 0.039618 | 0.039488 | 94.7869 | -25.2131 | -145.2131 | -85.2131 | 154.7869 | 34.7869 | 1.1841 | 1.1818 | 1.1773 | 1.1972 | 1.1949 | 1.1904 | -0.54914 | -120.8631 | 119.3923 | -0.79133 | -121.1023 | 119.1493
Line12_13_15 | 0 | 0 | 0 | 0 | 0 | 0 | 0 | 0 | 0 | 0 | 0 | 0 | 1.2809e-09 | 1.2494e-09 | 1.1851e-09 | -1.2809e-09 | -1.2494e-09 | -1.1851e-09 | 2.0006e-10 | 2.7813e-10 | 2.1384e-10 | -2.0006e-10 | -2.7813e-10 | -2.1384e-10 | 0 | 0 | 0 | 0 | 0 | 0 | 1.1972 | 1.1949 | 1.1904 | 1.1972 | 1.1949 | 1.1904 | -0.79133 | -121.1023 | 119.1493 | -0.79133 | -121.1023 | 119.1493
Line13_13_14 | 0.14434 | 0.14434 | 0.14434 | 0.14434 | 0.14434 | 0.14434 | 0.033333 | 0.033333 | 0.033333 | 0.033333 | 0.033333 | 0.033333 | -0.003879 | -0.0040866 | -0.0038979 | 0.0040873 | 0.004295 | 0.0041063 | -0.039716 | -0.039618 | -0.039488 | 0.040133 | 0.040035 | 0.039904 | 94.7869 | -25.2131 | -145.2131 | -85.2131 | 154.7869 | 34.7869 | 1.1972 | 1.1949 | 1.1904 | 1.2102 | 1.2079 | 1.2034 | -0.79133 | -121.1023 | 119.1493 | -1.0283 | -121.3364 | 118.9117
Line14_15_16 | 0 | 0 | 0 | 0 | 0 | 0 | 0 | 0 | 0 | 0 | 0 | 0 | 8.5391e-10 | 8.3295e-10 | 7.9007e-10 | -8.5391e-10 | -8.3295e-10 | -7.9007e-10 | 1.3337e-10 | 1.8542e-10 | 1.4256e-10 | -1.3337e-10 | -1.8542e-10 | -1.4256e-10 | 0 | 0 | 0 | 0 | 0 | 0 | 1.1972 | 1.1949 | 1.1904 | 1.1972 | 1.1949 | 1.1904 | -0.79133 | -121.1023 | 119.1493 | -0.79133 | -121.1023 | 119.1493
Line15_16_17 | 0 | 0 | 0 | 0 | 0 | 0 | 0 | 0 | 0 | 0 | 0 | 0 | 4.2695e-10 | 4.1648e-10 | 3.9503e-10 | -4.2695e-10 | -4.1648e-10 | -3.9503e-10 | 6.6686e-11 | 9.2711e-11 | 7.1281e-11 | -6.6687e-11 | -9.2711e-11 | -7.1281e-11 | 0 | 0 | 0 | 0 | 0 | 0 | 1.1972 | 1.1949 | 1.1904 | 1.1972 | 1.1949 | 1.1904 | -0.79133 | -121.1023 | 119.1493 | -0.79133 | -121.1023 | 119.1493
Line16_4_18 | 0 | 0 | 0 | 0 | 0 | 0 | 0 | 0 | 0 | 0 | 0 | 0 | 2.4677e-10 | 2.3625e-10 | 2.1666e-10 | -2.4677e-10 | -2.3625e-10 | -2.1666e-10 | 3.9471e-12 | 2.9972e-11 | 8.5418e-12 | -3.9471e-12 | -2.9972e-11 | -8.5418e-12 | 0 | 0 | 0 | 0 | 0 | 0 | 1.1581 | 1.1557 | 1.1513 | 1.1581 | 1.1557 | 1.1513 | -0.048417 | -120.3684 | 119.8946 | -0.048417 | -120.3684 | 119.8946
Line17_5_19 | 0 | 0 | 0 | 0 | 0 | 0 | 0 | 0 | 0 | 0 | 0 | 0 | 1.8958e-10 | 1.7903e-10 | 1.6007e-10 | -1.8958e-10 | -1.7903e-10 | -1.6007e-10 | -1.6966e-11 | 9.0587e-12 | -1.2371e-11 | 1.6966e-11 | -9.0587e-12 | 1.2371e-11 | 0 | 0 | 0 | 0 | 0 | 0 | 1.1451 | 1.1427 | 1.1383 | 1.1451 | 1.1427 | 1.1383 | 0.21046 | -120.1126 | 120.1544 | 0.21046 | -120.1126 | 120.1544
Line1_1_3 | 0.14434 | 0.14434 | 0.14434 | 0.14434 | 0.14434 | 0.14434 | 0.033333 | 0.033333 | 0.033333 | 0.033333 | 0.033333 | 0.033333 | -0.0030457 | -0.0032533 | -0.0030646 | 0.003254 | 0.0034616 | 0.0032729 | -0.03805 | -0.037952 | -0.037821 | 0.038466 | 0.038368 | 0.038238 | 94.7869 | -25.2131 | -145.2131 | -85.2131 | 154.7869 | 34.7869 | 1.1451 | 1.1427 | 1.1383 | 1.1581 | 1.1557 | 1.1513 | 0.21046 | -120.1126 | 120.1544 | -0.048417 | -120.3684 | 119.8946
Line2_1_4 | 0.14434 | 0.14434 | 0.14434 | 0.14434 | 0.14434 | 0.14434 | 0.033333 | 0.033333 | 0.033333 | 0.033333 | 0.033333 | 0.033333 | -0.0030457 | -0.0032533 | -0.0030646 | 0.003254 | 0.0034616 | 0.0032729 | -0.03805 | -0.037952 | -0.037821 | 0.038466 | 0.038368 | 0.038238 | 94.7869 | -25.2131 | -145.2131 | -85.2131 | 154.7869 | 34.7869 | 1.1451 | 1.1427 | 1.1383 | 1.1581 | 1.1557 | 1.1513 | 0.21046 | -120.1126 | 120.1544 | -0.048417 | -120.3684 | 119.8946
Line3_1_5 | 0 | 0 | 0 | 0 | 0 | 0 | 0 | 0 | 0 | 0 | 0 | 0 | 3.7915e-10 | 3.5807e-10 | 3.2014e-10 | -3.7915e-10 | -3.5807e-10 | -3.2014e-10 | -3.3932e-11 | 1.8117e-11 | -2.4743e-11 | 3.3932e-11 | -1.8117e-11 | 2.4743e-11 | 0 | 0 | 0 | 0 | 0 | 0 | 1.1451 | 1.1427 | 1.1383 | 1.1451 | 1.1427 | 1.1383 | 0.21046 | -120.1126 | 120.1544 | 0.21046 | -120.1126 | 120.1544
Line4_2_6 | 0.14434 | 0.11785 | 0.079874 | 0.14434 | 0.11785 | 0.079874 | 0.033333 | 0.027215 | 0.018446 | 0.033333 | 0.027215 | 0.018446 | -0.013636 | 0.0028408 | -0.0092545 | 0.013845 | -0.002702 | 0.0093183 | -0.036148 | -0.031235 | -0.019008 | 0.036565 | 0.031512 | 0.019135 | 110.8069 | -35.6106 | -123.8889 | -69.1931 | 144.3894 | 56.1111 | 1.159 | 1.1524 | 1.1461 | 1.1729 | 1.1621 | 1.1538 | 0.13863 | -120.4138 | 120.1503 | 0.068491 | -120.7099 | 120.1462
Line5_6_7 | 0.14434 | 0.11785 | 0.079874 | 0.14434 | 0.11785 | 0.079874 | 0.033333 | 0.027215 | 0.018446 | 0.033333 | 0.027215 | 0.018446 | -0.013845 | 0.002702 | -0.0093183 | 0.014053 | -0.0025631 | 0.0093821 | -0.036565 | -0.031512 | -0.019135 | 0.036982 | 0.03179 | 0.019263 | 110.8069 | -35.6106 | -123.8889 | -69.1931 | 144.3894 | 56.1111 | 1.1729 | 1.1621 | 1.1538 | 1.1868 | 1.1719 | 1.1615 | 0.068491 | -120.7099 | 120.1462 | -2.3268e-07 | -121.0011 | 120.1422
Line6_7_8 | 0 | 0.065224 | 0.065224 | 0 | 0.065224 | 0.065224 | 0 | 0.015063 | 0.015063 | 0 | 0.015063 | 0.015063 | 1.1338e-09 | 0.017075 | 0.0042815 | -1.1338e-09 | -0.017032 | -0.0042389 | 1.7357e-17 | 0.004477 | 0.016964 | -1.7014e-17 | -0.0043919 | -0.016879 | 0 | -135.6932 | 44.3068 | 0 | 44.3068 | -135.6932 | 1.1868 | 1.1719 | 1.1615 | 1.1868 | 1.1677 | 1.1554 | -2.3268e-07 | -121.0011 | 120.1422 | -2.4997e-07 | -121.2341 | 120.2095
Line7_8_9 | 0 | 0 | 0 | 0 | 0 | 0 | 0 | 0 | 0 | 0 | 0 | 0 | 3.7795e-10 | 2.9106e-10 | 2.3464e-10 | -3.7795e-10 | -2.9106e-10 | -2.3464e-10 | 3.1293e-17 | 1.0143e-10 | -1.7038e-11 | -1.6851e-16 | -1.0143e-10 | 1.7038e-11 | 0 | 0 | 0 | 0 | 0 | 0 | 1.1868 | 1.1677 | 1.1554 | 1.1868 | 1.1677 | 1.1554 | -2.4997e-07 | -121.2341 | 120.2095 | -2.5574e-07 | -121.2341 | 120.2095
Line8_8_10 | 0 | 0 | 0 | 0 | 0 | 0 | 0 | 0 | 0 | 0 | 0 | 0 | 3.7795e-10 | 2.9106e-10 | 2.3464e-10 | -3.7795e-10 | -2.9106e-10 | -2.3464e-10 | -1.3891e-16 | 1.0143e-10 | -1.7038e-11 | 4.5609e-17 | -1.0143e-10 | 1.7038e-11 | 0 | 0 | 0 | 0 | 0 | 0 | 1.1868 | 1.1677 | 1.1554 | 1.1868 | 1.1677 | 1.1554 | -2.4997e-07 | -121.2341 | 120.2095 | -2.5574e-07 | -121.2341 | 120.2095
Line9_3_11 | 0.14434 | 0.14434 | 0.14434 | 0.14434 | 0.14434 | 0.14434 | 0.033333 | 0.033333 | 0.033333 | 0.033333 | 0.033333 | 0.033333 | -0.003254 | -0.0034616 | -0.0032729 | 0.0034623 | 0.00367 | 0.0034813 | -0.038466 | -0.038368 | -0.038238 | 0.038883 | 0.038785 | 0.038654 | 94.7869 | -25.2131 | -145.2131 | -85.2131 | 154.7869 | 34.7869 | 1.1581 | 1.1557 | 1.1513 | 1.1711 | 1.1687 | 1.1643 | -0.048417 | -120.3684 | 119.8946 | -0.30156 | -120.6185 | 119.6406

## LL_min_6
name | pf_ikss_a_from_ka | pf_ikss_b_from_ka | pf_ikss_c_from_ka | pf_ikss_a_to_ka | pf_ikss_b_to_ka | pf_ikss_c_to_ka | pf_skss_a_from_mw | pf_skss_b_from_mw | pf_skss_c_from_mw | pf_skss_a_to_mw | pf_skss_b_to_mw | pf_skss_c_to_mw | pf_p_a_from_mw | pf_p_b_from_mw | pf_p_c_from_mw | pf_p_a_to_mw | pf_p_b_to_mw | pf_p_c_to_mw | pf_q_a_from_mvar | pf_q_b_from_mvar | pf_q_c_from_mvar | pf_q_a_to_mvar | pf_q_b_to_mvar | pf_q_c_to_mvar | pf_ikss_a_from_degree | pf_ikss_b_from_degree | pf_ikss_c_from_degree | pf_ikss_a_to_degree | pf_ikss_b_to_degree | pf_ikss_c_to_degree | pf_vm_a_from_pu | pf_vm_b_from_pu | pf_vm_c_from_pu | pf_vm_a_to_pu | pf_vm_b_to_pu | pf_vm_c_to_pu | pf_va_a_from_degree | pf_va_b_from_degree | pf_va_c_from_degree | pf_va_a_to_degree | pf_va_b_to_degree | pf_va_c_to_degree
Line0_1_2 | 0 | 1.455 | 1.455 | 0 | 1.455 | 1.455 | 0 | 0.33601 | 0.33601 | 0 | 0.33601 | 0.33601 | 5.2736e-17 | 0.28984 | 0.03533 | -7.0314e-17 | -0.24919 | 0.005316 | 3.3399e-16 | 0.073022 | 0.26569 | -3.3399e-16 | -0.030682 | -0.22336 | 0 | -142.8727 | 37.1273 | 0 | 37.1273 | -142.8727 | 0.95 | 0.88953 | 0.79769 | 0.95 | 0.74721 | 0.66491 | 3.9277e-13 | -128.7319 | 119.553 | 3.9766e-13 | -135.8534 | 128.4907
Line10_11_12 | 0 | 0 | 0 | 0 | 0 | 0 | 0 | 0 | 0 | 0 | 0 | 0 | 1.7579e-17 | -9.6789e-10 | -2.6725e-09 | 2.452e-31 | 9.6789e-10 | 2.6725e-09 | 3.5157e-17 | 2.8224e-09 | 1.3007e-10 | -3.5157e-17 | -2.8224e-09 | -1.3007e-10 | 0 | 0 | 0 | 0 | 0 | 0 | 0.95 | 0.88953 | 0.79769 | 0.95 | 0.88953 | 0.79769 | 3.9734e-13 | -128.7319 | 119.553 | 3.996e-13 | -128.7319 | 119.553
Line11_12_13 | 0 | 0 | 0 | 0 | 0 | 0 | 0 | 0 | 0 | 0 | 0 | 0 | -3.678e-31 | -8.0657e-10 | -2.2271e-09 | 4.9296e-31 | 8.0657e-10 | 2.2271e-09 | 5.2736e-17 | 2.352e-09 | 1.0839e-10 | -7.0314e-17 | -2.352e-09 | -1.0839e-10 | 0 | 0 | 0 | 0 | 0 | 0 | 0.95 | 0.88953 | 0.79769 | 0.95 | 0.88953 | 0.79769 | 3.996e-13 | -128.7319 | 119.553 | 4.0169e-13 | -128.7319 | 119.553
Line12_13_15 | 0 | 0 | 0 | 0 | 0 | 0 | 0 | 0 | 0 | 0 | 0 | 0 | -3.6972e-31 | -4.8394e-10 | -1.3362e-09 | 8.7893e-18 | 4.8394e-10 | 1.3362e-09 | 5.2736e-17 | 1.4112e-09 | 6.5035e-11 | -3.5157e-17 | -1.4112e-09 | -6.5035e-11 | 0 | 0 | 0 | 0 | 0 | 0 | 0.95 | 0.88953 | 0.79769 | 0.95 | 0.88953 | 0.79769 | 4.0169e-13 | -128.7319 | 119.553 | 4.0267e-13 | -128.7319 | 119.553
Line13_13_14 | 0 | 0 | 0 | 0 | 0 | 0 | 0 | 0 | 0 | 0 | 0 | 0 | -2.4648e-31 | -1.6131e-10 | -4.4541e-10 | 8.7893e-18 | 1.6131e-10 | 4.4541e-10 | 3.5157e-17 | 4.7039e-10 | 2.1678e-11 | -1.7579e-17 | -4.7039e-10 | -2.1678e-11 | 0 | 0 | 0 | 0 | 0 | 0 | 0.95 | 0.88953 | 0.79769 | 0.95 | 0.88953 | 0.79769 | 4.0169e-13 | -128.7319 | 119.553 | 4.0162e-13 | -128.7319 | 119.553
Line14_15_16 | 0 | 0 | 0 | 0 | 0 | 0 | 0 | 0 | 0 | 0 | 0 | 0 | -1.7579e-17 | -3.2263e-10 | -8.9083e-10 | 1.7579e-17 | 3.2263e-10 | 8.9083e-10 | 1.7579e-17 | 9.4079e-10 | 4.3357e-11 | -3.5157e-17 | -9.4079e-10 | -4.3357e-11 | 0 | 0 | 0 | 0 | 0 | 0 | 0.95 | 0.88953 | 0.79769 | 0.95 | 0.88953 | 0.79769 | 4.0267e-13 | -128.7319 | 119.553 | 4.0348e-13 | -128.7319 | 119.553
Line15_16_17 | 0 | 0 | 0 | 0 | 0 | 0 | 0 | 0 | 0 | 0 | 0 | 0 | -1.3184e-17 | -1.6131e-10 | -4.4541e-10 | 1.3184e-17 | 1.6131e-10 | 4.4541e-10 | 1.7579e-17 | 4.7039e-10 | 2.1678e-11 | -3.5157e-17 | -4.7039e-10 | -2.1678e-11 | 0 | 0 | 0 | 0 | 0 | 0 | 0.95 | 0.88953 | 0.79769 | 0.95 | 0.88953 | 0.79769 | 4.0348e-13 | -128.7319 | 119.553 | 4.0371e-13 | -128.7319 | 119.553
Line16_4_18 | 0 | 0 | 0 | 0 | 0 | 0 | 0 | 0 | 0 | 0 | 0 | 0 | -8.7893e-18 | -1.6131e-10 | -4.4541e-10 | 1.21e-31 | 1.6131e-10 | 4.4541e-10 | -1.7579e-17 | 4.7039e-10 | 2.1679e-11 | -1.7579e-17 | -4.7039e-10 | -2.1679e-11 | 0 | 0 | 0 | 0 | 0 | 0 | 0.95 | 0.88953 | 0.79769 | 0.95 | 0.88953 | 0.79769 | 3.9414e-13 | -128.7319 | 119.553 | 3.9438e-13 | -128.7319 | 119.553
Line17_5_19 | 0 | 0 | 0 | 0 | 0 | 0 | 0 | 0 | 0 | 0 | 0 | 0 | -8.7893e-18 | -1.6131e-10 | -4.4541e-10 | 1.21e-31 | 1.6131e-10 | 4.4541e-10 | -1.7579e-17 | 4.7039e-10 | 2.1679e-11 | -1.7579e-17 | -4.7039e-10 | -2.1679e-11 | 0 | 0 | 0 | 0 | 0 | 0 | 0.95 | 0.88953 | 0.79769 | 0.95 | 0.88953 | 0.79769 | 3.9414e-13 | -128.7319 | 119.553 | 3.9438e-13 | -128.7319 | 119.553
Line1_1_3 | 0 | 0 | 0 | 0 | 0 | 0 | 0 | 0 | 0 | 0 | 0 | 0 | 1.7579e-17 | -1.2905e-09 | -3.5633e-09 | -2.6368e-17 | 1.2905e-09 | 3.5633e-09 | 1.0547e-16 | 3.7632e-09 | 1.7343e-10 | -1.0547e-16 | -3.7632e-09 | -1.7343e-10 | 0 | 0 | 0 | 0 | 0 | 0 | 0.95 | 0.88953 | 0.79769 | 0.95 | 0.88953 | 0.79769 | 3.9277e-13 | -128.7319 | 119.553 | 3.9508e-13 | -128.7319 | 119.553
Line2_1_4 | 0 | 0 | 0 | 0 | 0 | 0 | 0 | 0 | 0 | 0 | 0 | 0 | -3.0762e-17 | -3.2263e-10 | -8.9083e-10 | 2.1973e-17 | 3.2263e-10 | 8.9083e-10 | 5.2736e-17 | 9.4079e-10 | 4.3357e-11 | -7.0314e-17 | -9.4079e-10 | -4.3357e-11 | 0 | 0 | 0 | 0 | 0 | 0 | 0.95 | 0.88953 | 0.79769 | 0.95 | 0.88953 | 0.79769 | 3.9277e-13 | -128.7319 | 119.553 | 3.9414e-13 | -128.7319 | 119.553
Line3_1_5 | 0 | 0 | 0 | 0 | 0 | 0 | 0 | 0 | 0 | 0 | 0 | 0 | -3.0762e-17 | -3.2263e-10 | -8.9083e-10 | 2.1973e-17 | 3.2263e-10 | 8.9083e-10 | 5.2736e-17 | 9.4079e-10 | 4.3357e-11 | -7.0314e-17 | -9.4079e-10 | -4.3357e-11 | 0 | 0 | 0 | 0 | 0 | 0 | 0.95 | 0.88953 | 0.79769 | 0.95 | 0.88953 | 0.79769 | 3.9277e-13 | -128.7319 | 119.553 | 3.9414e-13 | -128.7319 | 119.553
Line4_2_6 | 0 | 1.455 | 1.455 | 0 | 1.455 | 1.455 | 0 | 0.33601 | 0.33601 | 0 | 0.33601 | 0.33601 | 3.5157e-17 | 0.24919 | -0.005316 | 2.4625e-30 | -0.20855 | 0.045962 | 3.1641e-16 | 0.030682 | 0.22336 | -3.5157e-16 | 0.011658 | -0.18102 | 0 | -142.8727 | 37.1273 | 0 | 37.1273 | -142.8727 | 0.95 | 0.74721 | 0.66491 | 0.95 | 0.62161 | 0.55581 | 3.9766e-13 | -135.8534 | 128.4907 | 4.0132e-13 | -146.0722 | 141.3743
Line5_6_7 | 0 | 1.455 | 1.455 | 0 | 1.455 | 1.455 | 0 | 0.33601 | 0.33601 | 0 | 0.33601 | 0.33601 | 1.7579e-16 | 0.20855 | -0.045962 | -1.7579e-16 | -0.1679 | 0.086608 | 3.1641e-16 | -0.011658 | 0.18102 | -3.5157e-16 | 0.053997 | -0.13868 | 0 | -142.8727 | 37.1273 | 0 | 37.1273 | -142.8727 | 0.95 | 0.62161 | 0.55581 | 0.95 | 0.52489 | 0.48658 | 4.0132e-13 | -146.0722 | 141.3743 | 4.0633e-13 | -160.7007 | 159.1134
Line6_7_8 | 0 | 1.455 | 1.455 | 0 | 1.455 | 1.455 | 0 | 0.33601 | 0.33601 | 0 | 0.33601 | 0.33601 | 1.4063e-16 | 0.1679 | -0.086608 | -2.1094e-16 | -0.12725 | 0.12725 | 2.8126e-16 | -0.053997 | 0.13868 | -2.8126e-16 | 0.096337 | -0.096337 | 0 | -142.8727 | 37.1273 | 0 | 37.1273 | -142.8727 | 0.95 | 0.52489 | 0.48658 | 0.95 | 0.475 | 0.475 | 4.0633e-13 | -160.7007 | 159.1134 | 4.1008e-13 | -180 | 180
Line7_8_9 | 0 | 0 | 0 | 0 | 0 | 0 | 0 | 0 | 0 | 0 | 0 | 0 | -5.0326e-31 | -3.5157e-17 | 1.4063e-16 | -7.0314e-17 | 3.8433e-17 | 3.2761e-18 | 7.0314e-17 | 1.4329e-09 | -1.4329e-09 | -7.0314e-17 | -1.4329e-09 | 1.4329e-09 | 0 | 0 | 0 | 0 | 0 | 0 | 0.95 | 0.475 | 0.475 | 0.95 | 0.475 | 0.475 | 4.1008e-13 | -180 | 180 | 4.09e-13 | -180 | 180
Line8_8_10 | 0 | 0 | 0 | 0 | 0 | 0 | 0 | 0 | 0 | 0 | 0 | 0 | -5.0326e-31 | -1.0547e-16 | 1.4063e-16 | -7.0314e-17 | -3.1881e-17 | 3.2761e-18 | 7.0314e-17 | 1.4329e-09 | -1.4329e-09 | -1.4063e-16 | -1.4329e-09 | 1.4329e-09 | 0 | 0 | 0 | 0 | 0 | 0 | 0.95 | 0.475 | 0.475 | 0.95 | 0.475 | 0.475 | 4.1008e-13 | -180 | 180 | 4.1142e-13 | -180 | 180
Line9_3_11 | 0 | 0 | 0 | 0 | 0 | 0 | 0 | 0 | 0 | 0 | 0 | 0 | 1.3184e-17 | -1.1292e-09 | -3.1179e-09 | -4.3946e-18 | 1.1292e-09 | 3.1179e-09 | 7.0314e-17 | 3.2928e-09 | 1.5175e-10 | -5.2736e-17 | -3.2928e-09 | -1.5175e-10 | 0 | 0 | 0 | 0 | 0 | 0 | 0.95 | 0.88953 | 0.79769 | 0.95 | 0.88953 | 0.79769 | 3.9508e-13 | -128.7319 | 119.553 | 3.9734e-13 | -128.7319 | 119.553

## LL_min_10
name | pf_ikss_a_from_ka | pf_ikss_b_from_ka | pf_ikss_c_from_ka | pf_ikss_a_to_ka | pf_ikss_b_to_ka | pf_ikss_c_to_ka | pf_skss_a_from_mw | pf_skss_b_from_mw | pf_skss_c_from_mw | pf_skss_a_to_mw | pf_skss_b_to_mw | pf_skss_c_to_mw | pf_p_a_from_mw | pf_p_b_from_mw | pf_p_c_from_mw | pf_p_a_to_mw | pf_p_b_to_mw | pf_p_c_to_mw | pf_q_a_from_mvar | pf_q_b_from_mvar | pf_q_c_from_mvar | pf_q_a_to_mvar | pf_q_b_to_mvar | pf_q_c_to_mvar | pf_ikss_a_from_degree | pf_ikss_b_from_degree | pf_ikss_c_from_degree | pf_ikss_a_to_degree | pf_ikss_b_to_degree | pf_ikss_c_to_degree | pf_vm_a_from_pu | pf_vm_b_from_pu | pf_vm_c_from_pu | pf_vm_a_to_pu | pf_vm_b_to_pu | pf_vm_c_to_pu | pf_va_a_from_degree | pf_va_b_from_degree | pf_va_c_from_degree | pf_va_a_to_degree | pf_va_b_to_degree | pf_va_c_to_degree
Line0_1_2 | 0 | 1.3784 | 1.3784 | 0 | 1.3784 | 1.3784 | 0 | 0.31833 | 0.31833 | 0 | 0.31833 | 0.31833 | 4.996e-17 | 0.26013 | 0.031709 | -3.3307e-17 | -0.22365 | 0.0047711 | 3.3307e-16 | 0.065537 | 0.23846 | -3.3307e-16 | -0.027537 | -0.20046 | 0 | -142.8727 | 37.1273 | 0 | 37.1273 | -142.8727 | 0.9 | 0.84271 | 0.7557 | 0.9 | 0.70788 | 0.62991 | 3.9358e-13 | -128.7319 | 119.553 | 3.9928e-13 | -135.8534 | 128.4907
Line10_11_12 | 0 | 0 | 0 | 0 | 0 | 0 | 0 | 0 | 0 | 0 | 0 | 0 | -4.629e-31 | -8.6869e-10 | -2.3986e-09 | 4.6553e-31 | 8.6869e-10 | 2.3986e-09 | 6.6613e-17 | 2.5331e-09 | 1.1674e-10 | -6.6613e-17 | -2.5331e-09 | -1.1674e-10 | 0 | 0 | 0 | 0 | 0 | 0 | 0.9 | 0.84271 | 0.7557 | 0.9 | 0.84271 | 0.7557 | 3.9815e-13 | -128.7319 | 119.553 | 4.0041e-13 | -128.7319 | 119.553
Line11_12_13 | 0 | 0 | 0 | 0 | 0 | 0 | 0 | 0 | 0 | 0 | 0 | 0 | -4.1633e-18 | -7.2391e-10 | -1.9988e-09 | 4.1633e-18 | 7.2391e-10 | 1.9988e-09 | 6.6613e-17 | 2.1109e-09 | 9.7283e-11 | -4.996e-17 | -2.1109e-09 | -9.7283e-11 | 0 | 0 | 0 | 0 | 0 | 0 | 0.9 | 0.84271 | 0.7557 | 0.9 | 0.84271 | 0.7557 | 4.0041e-13 | -128.7319 | 119.553 | 4.025e-13 | -128.7319 | 119.553
Line12_13_15 | 0 | 0 | 0 | 0 | 0 | 0 | 0 | 0 | 0 | 0 | 0 | 0 | -8.3267e-18 | -4.3434e-10 | -1.1993e-09 | 8.3267e-18 | 4.3434e-10 | 1.1993e-09 | 3.3307e-17 | 1.2665e-09 | 5.837e-11 | 5.8637e-32 | -1.2665e-09 | -5.837e-11 | 0 | 0 | 0 | 0 | 0 | 0 | 0.9 | 0.84271 | 0.7557 | 0.9 | 0.84271 | 0.7557 | 4.025e-13 | -128.7319 | 119.553 | 4.0348e-13 | -128.7319 | 119.553
Line13_13_14 | 0 | 0 | 0 | 0 | 0 | 0 | 0 | 0 | 0 | 0 | 0 | 0 | 4.1633e-18 | -1.4478e-10 | -3.9976e-10 | -4.1633e-18 | 1.4478e-10 | 3.9976e-10 | 3.3307e-17 | 4.2218e-10 | 1.9457e-11 | 1.6653e-17 | -4.2218e-10 | -1.9457e-11 | 0 | 0 | 0 | 0 | 0 | 0 | 0.9 | 0.84271 | 0.7557 | 0.9 | 0.84271 | 0.7557 | 4.025e-13 | -128.7319 | 119.553 | 4.0243e-13 | -128.7319 | 119.553
Line14_15_16 | 0 | 0 | 0 | 0 | 0 | 0 | 0 | 0 | 0 | 0 | 0 | 0 | -1.6653e-17 | -2.8956e-10 | -7.9952e-10 | 1.6653e-17 | 2.8956e-10 | 7.9952e-10 | 4.996e-17 | 8.4436e-10 | 3.8913e-11 | -4.996e-17 | -8.4436e-10 | -3.8913e-11 | 0 | 0 | 0 | 0 | 0 | 0 | 0.9 | 0.84271 | 0.7557 | 0.9 | 0.84271 | 0.7557 | 4.0348e-13 | -128.7319 | 119.553 | 4.0429e-13 | -128.7319 | 119.553
Line15_16_17 | 0 | 0 | 0 | 0 | 0 | 0 | 0 | 0 | 0 | 0 | 0 | 0 | -4.1633e-18 | -1.4478e-10 | -3.9976e-10 | 4.1633e-18 | 1.4478e-10 | 3.9976e-10 | -2.9377e-32 | 4.2218e-10 | 1.9457e-11 | -1.6653e-17 | -4.2218e-10 | -1.9457e-11 | 0 | 0 | 0 | 0 | 0 | 0 | 0.9 | 0.84271 | 0.7557 | 0.9 | 0.84271 | 0.7557 | 4.0429e-13 | -128.7319 | 119.553 | 4.0452e-13 | -128.7319 | 119.553
Line16_4_18 | 0 | 0 | 0 | 0 | 0 | 0 | 0 | 0 | 0 | 0 | 0 | 0 | 4.1633e-18 | -1.4478e-10 | -3.9976e-10 | -4.1633e-18 | 1.4478e-10 | 3.9976e-10 | 2.8699e-32 | 4.2218e-10 | 1.9457e-11 | -1.6653e-17 | -4.2218e-10 | -1.9457e-11 | 0 | 0 | 0 | 0 | 0 | 0 | 0.9 | 0.84271 | 0.7557 | 0.9 | 0.84271 | 0.7557 | 3.9495e-13 | -128.7319 | 119.553 | 3.9519e-13 | -128.7319 | 119.553
Line17_5_19 | 0 | 0 | 0 | 0 | 0 | 0 | 0 | 0 | 0 | 0 | 0 | 0 | 4.1633e-18 | -1.4478e-10 | -3.9976e-10 | -4.1633e-18 | 1.4478e-10 | 3.9976e-10 | 2.8699e-32 | 4.2218e-10 | 1.9457e-11 | -1.6653e-17 | -4.2218e-10 | -1.9457e-11 | 0 | 0 | 0 | 0 | 0 | 0 | 0.9 | 0.84271 | 0.7557 | 0.9 | 0.84271 | 0.7557 | 3.9495e-13 | -128.7319 | 119.553 | 3.9519e-13 | -128.7319 | 119.553
Line1_1_3 | 0 | 0 | 0 | 0 | 0 | 0 | 0 | 0 | 0 | 0 | 0 | 0 | 2.498e-17 | -1.1582e-09 | -3.1981e-09 | -3.3307e-17 | 1.1582e-09 | 3.1981e-09 | 6.6613e-17 | 3.3775e-09 | 1.5565e-10 | -6.6613e-17 | -3.3775e-09 | -1.5565e-10 | 0 | 0 | 0 | 0 | 0 | 0 | 0.9 | 0.84271 | 0.7557 | 0.9 | 0.84271 | 0.7557 | 3.9358e-13 | -128.7319 | 119.553 | 3.9589e-13 | -128.7319 | 119.553
Line2_1_4 | 0 | 0 | 0 | 0 | 0 | 0 | 0 | 0 | 0 | 0 | 0 | 0 | -1.6653e-17 | -2.8956e-10 | -7.9952e-10 | 1.6653e-17 | 2.8956e-10 | 7.9952e-10 | 4.996e-17 | 8.4436e-10 | 3.8913e-11 | -4.996e-17 | -8.4436e-10 | -3.8913e-11 | 0 | 0 | 0 | 0 | 0 | 0 | 0.9 | 0.84271 | 0.7557 | 0.9 | 0.84271 | 0.7557 | 3.9358e-13 | -128.7319 | 119.553 | 3.9495e-13 | -128.7319 | 119.553
Line3_1_5 | 0 | 0 | 0 | 0 | 0 | 0 | 0 | 0 | 0 | 0 | 0 | 0 | -1.6653e-17 | -2.8956e-10 | -7.9952e-10 | 1.6653e-17 | 2.8956e-10 | 7.9952e-10 | 4.996e-17 | 8.4436e-10 | 3.8913e-11 | -4.996e-17 | -8.4436e-10 | -3.8913e-11 | 0 | 0 | 0 | 0 | 0 | 0 | 0.9 | 0.84271 | 0.7557 | 0.9 | 0.84271 | 0.7557 | 3.9358e-13 | -128.7319 | 119.553 | 3.9495e-13 | -128.7319 | 119.553
Line4_2_6 | 0 | 1.3784 | 1.3784 | 0 | 1.3784 | 1.3784 | 0 | 0.31833 | 0.31833 | 0 | 0.31833 | 0.31833 | 3.3307e-17 | 0.22365 | -0.0047711 | 2.5952e-30 | -0.18717 | 0.041251 | 3.3307e-16 | 0.027537 | 0.20046 | -3.6637e-16 | 0.010463 | -0.16246 | 0 | -142.8727 | 37.1273 | 0 | 37.1273 | -142.8727 | 0.9 | 0.70788 | 0.62991 | 0.9 | 0.5889 | 0.52656 | 3.9928e-13 | -135.8534 | 128.4907 | 4.0586e-13 | -146.0722 | 141.3743
Line5_6_7 | 0 | 1.3784 | 1.3784 | 0 | 1.3784 | 1.3784 | 0 | 0.31833 | 0.31833 | 0 | 0.31833 | 0.31833 | 6.6613e-17 | 0.18717 | -0.041251 | -6.6613e-17 | -0.15069 | 0.077731 | 3.6637e-16 | -0.010463 | 0.16246 | -3.3307e-16 | 0.048463 | -0.12446 | 0 | -142.8727 | 37.1273 | 0 | 37.1273 | -142.8727 | 0.9 | 0.5889 | 0.52656 | 0.9 | 0.49726 | 0.46097 | 4.0586e-13 | -146.0722 | 141.3743 | 4.1186e-13 | -160.7007 | 159.1134
Line6_7_8 | 0 | 1.3784 | 1.3784 | 0 | 1.3784 | 1.3784 | 0 | 0.31833 | 0.31833 | 0 | 0.31833 | 0.31833 | 1.3323e-16 | 0.15069 | -0.077731 | -1.3323e-16 | -0.11421 | 0.11421 | 1.9984e-16 | -0.048463 | 0.12446 | -1.9984e-16 | 0.086463 | -0.086463 | 0 | -142.8727 | 37.1273 | 0 | 37.1273 | -142.8727 | 0.9 | 0.49726 | 0.46097 | 0.9 | 0.45 | 0.45 | 4.1186e-13 | -160.7007 | 159.1134 | 4.156e-13 | -180 | 180
Line7_8_9 | 0 | 0 | 0 | 0 | 0 | 0 | 0 | 0 | 0 | 0 | 0 | 0 | -1.4495e-30 | 1.3323e-16 | -6.2189e-23 | 1.4458e-30 | -1.3029e-16 | 2.9404e-18 | 1.9984e-16 | 1.286e-09 | -1.286e-09 | -1.9984e-16 | -1.286e-09 | 1.286e-09 | 0 | 0 | 0 | 0 | 0 | 0 | 0.9 | 0.45 | 0.45 | 0.9 | 0.45 | 0.45 | 4.156e-13 | -180 | 180 | 4.1451e-13 | -180 | 180
Line8_8_10 | 0 | 0 | 0 | 0 | 0 | 0 | 0 | 0 | 0 | 0 | 0 | 0 | -1.4495e-30 | 9.992e-17 | 1.3323e-16 | 1.4518e-30 | -9.698e-17 | -1.3029e-16 | 1.9984e-16 | 1.286e-09 | -1.286e-09 | -1.9984e-16 | -1.286e-09 | 1.286e-09 | 0 | 0 | 0 | 0 | 0 | 0 | 0.9 | 0.45 | 0.45 | 0.9 | 0.45 | 0.45 | 4.156e-13 | -180 | 180 | 4.1623e-13 | -180 | 180
Line9_3_11 | 0 | 0 | 0 | 0 | 0 | 0 | 0 | 0 | 0 | 0 | 0 | 0 | 1.6653e-17 | -1.0135e-09 | -2.7983e-09 | -2.498e-17 | 1.0135e-09 | 2.7983e-09 | 4.996e-17 | 2.9553e-09 | 1.362e-10 | -4.996e-17 | -2.9553e-09 | -1.362e-10 | 0 | 0 | 0 | 0 | 0 | 0 | 0.9 | 0.84271 | 0.7557 | 0.9 | 0.84271 | 0.7557 | 3.9589e-13 | -128.7319 | 119.553 | 3.9815e-13 | -128.7319 | 119.553

## LL_min_fault_6
name | pf_ikss_a_from_ka | pf_ikss_b_from_ka | pf_ikss_c_from_ka | pf_ikss_a_to_ka | pf_ikss_b_to_ka | pf_ikss_c_to_ka | pf_skss_a_from_mw | pf_skss_b_from_mw | pf_skss_c_from_mw | pf_skss_a_to_mw | pf_skss_b_to_mw | pf_skss_c_to_mw | pf_p_a_from_mw | pf_p_b_from_mw | pf_p_c_from_mw | pf_p_a_to_mw | pf_p_b_to_mw | pf_p_c_to_mw | pf_q_a_from_mvar | pf_q_b_from_mvar | pf_q_c_from_mvar | pf_q_a_to_mvar | pf_q_b_to_mvar | pf_q_c_to_mvar | pf_ikss_a_from_degree | pf_ikss_b_from_degree | pf_ikss_c_from_degree | pf_ikss_a_to_degree | pf_ikss_b_to_degree | pf_ikss_c_to_degree | pf_vm_a_from_pu | pf_vm_b_from_pu | pf_vm_c_from_pu | pf_vm_a_to_pu | pf_vm_b_to_pu | pf_vm_c_to_pu | pf_va_a_from_degree | pf_va_b_from_degree | pf_va_c_from_degree | pf_va_a_to_degree | pf_va_b_to_degree | pf_va_c_to_degree
Line0_1_2 | 0 | 0.051843 | 0.051843 | 0 | 0.051843 | 0.051843 | 0 | 0.011973 | 0.011973 | 0 | 0.011973 | 0.011973 | 3.296e-18 | 0.010966 | 0.0028847 | -3.296e-18 | -0.010915 | -0.0028331 | 1.5381e-17 | 0.0029326 | 0.010936 | -1.5381e-17 | -0.0028788 | -0.010882 | 0 | -135.2796 | 44.7204 | 0 | 44.7204 | -135.2796 | 0.95 | 0.94815 | 0.94465 | 0.95 | 0.94283 | 0.93921 | 1.0626e-14 | -120.3084 | 119.9432 | 1.0845e-14 | -120.5043 | 120.1275
Line10_11_12 | 0 | 0 | 0 | 0 | 0 | 0 | 0 | 0 | 0 | 0 | 0 | 0 | 4.8066e-19 | -3.8309e-11 | -1.1119e-10 | -2.06e-19 | 3.8309e-11 | 1.1119e-10 | 2.7466e-18 | 1.0665e-10 | 1.9584e-11 | -3.296e-18 | -1.0665e-10 | -1.9584e-11 | 0 | 0 | 0 | 0 | 0 | 0 | 0.95 | 0.94815 | 0.94465 | 0.95 | 0.94815 | 0.94465 | 1.0774e-14 | -120.3084 | 119.9432 | 1.0848e-14 | -120.3084 | 119.9432
Line11_12_13 | 0 | 0 | 0 | 0 | 0 | 0 | 0 | 0 | 0 | 0 | 0 | 0 | -4.8066e-19 | -3.1925e-11 | -9.2658e-11 | 4.8066e-19 | 3.1925e-11 | 9.2658e-11 | 3.296e-18 | 8.8872e-11 | 1.632e-11 | -3.8453e-18 | -8.8872e-11 | -1.632e-11 | 0 | 0 | 0 | 0 | 0 | 0 | 0.95 | 0.94815 | 0.94465 | 0.95 | 0.94815 | 0.94465 | 1.0848e-14 | -120.3084 | 119.9432 | 1.0918e-14 | -120.3084 | 119.9432
Line12_13_15 | 0 | 0 | 0 | 0 | 0 | 0 | 0 | 0 | 0 | 0 | 0 | 0 | -4.12e-19 | -1.9155e-11 | -5.5595e-11 | 4.12e-19 | 1.9155e-11 | 5.5595e-11 | 5.4933e-19 | 5.3323e-11 | 9.7921e-12 | -5.4933e-19 | -5.3323e-11 | -9.7921e-12 | 0 | 0 | 0 | 0 | 0 | 0 | 0.95 | 0.94815 | 0.94465 | 0.95 | 0.94815 | 0.94465 | 1.0918e-14 | -120.3084 | 119.9432 | 1.0955e-14 | -120.3084 | 119.9432
Line13_13_14 | 0 | 0 | 0 | 0 | 0 | 0 | 0 | 0 | 0 | 0 | 0 | 0 | 2.06e-19 | -6.3849e-12 | -1.8532e-11 | -4.8066e-19 | 6.3849e-12 | 1.8532e-11 | 5.4933e-19 | 1.7774e-11 | 3.264e-12 | -5.4933e-19 | -1.7774e-11 | -3.264e-12 | 0 | 0 | 0 | 0 | 0 | 0 | 0.95 | 0.94815 | 0.94465 | 0.95 | 0.94815 | 0.94465 | 1.0918e-14 | -120.3084 | 119.9432 | 1.0917e-14 | -120.3084 | 119.9432
Line14_15_16 | 0 | 0 | 0 | 0 | 0 | 0 | 0 | 0 | 0 | 0 | 0 | 0 | -4.12e-19 | -1.277e-11 | -3.7063e-11 | 6.8666e-19 | 1.277e-11 | 3.7063e-11 | 1.648e-18 | 3.5549e-11 | 6.5281e-12 | -1.648e-18 | -3.5549e-11 | -6.5281e-12 | 0 | 0 | 0 | 0 | 0 | 0 | 0.95 | 0.94815 | 0.94465 | 0.95 | 0.94815 | 0.94465 | 1.0955e-14 | -120.3084 | 119.9432 | 1.0987e-14 | -120.3084 | 119.9432
Line15_16_17 | 0 | 0 | 0 | 0 | 0 | 0 | 0 | 0 | 0 | 0 | 0 | 0 | -5.4933e-19 | -6.3849e-12 | -1.8532e-11 | 5.4933e-19 | 6.3849e-12 | 1.8532e-11 | -5.4933e-19 | 1.7774e-11 | 3.264e-12 | 5.4933e-19 | -1.7774e-11 | -3.264e-12 | 0 | 0 | 0 | 0 | 0 | 0 | 0.95 | 0.94815 | 0.94465 | 0.95 | 0.94815 | 0.94465 | 1.0987e-14 | -120.3084 | 119.9432 | 1.0999e-14 | -120.3084 | 119.9432
Line16_4_18 | 0 | 0 | 0 | 0 | 0 | 0 | 0 | 0 | 0 | 0 | 0 | 0 | -5.4933e-19 | -6.3849e-12 | -1.8532e-11 | 5.4933e-19 | 6.3849e-12 | 1.8532e-11 | 1.0987e-18 | 1.7774e-11 | 3.264e-12 | -1.0987e-18 | -1.7774e-11 | -3.264e-12 | 0 | 0 | 0 | 0 | 0 | 0 | 0.95 | 0.94815 | 0.94465 | 0.95 | 0.94815 | 0.94465 | 1.0679e-14 | -120.3084 | 119.9432 | 1.0691e-14 | -120.3084 | 119.9432
Line17_5_19 | 0 | 0 | 0 | 0 | 0 | 0 | 0 | 0 | 0 | 0 | 0 | 0 | -5.4933e-19 | -6.3849e-12 | -1.8532e-11 | 5.4933e-19 | 6.3849e-12 | 1.8532e-11 | 1.0987e-18 | 1.7774e-11 | 3.264e-12 | -1.0987e-18 | -1.7774e-11 | -3.264e-12 | 0 | 0 | 0 | 0 | 0 | 0 | 0.95 | 0.94815 | 0.94465 | 0.95 | 0.94815 | 0.94465 | 1.0679e-14 | -120.3084 | 119.9432 | 1.0691e-14 | -120.3084 | 119.9432
Line1_1_3 | 0 | 0 | 0 | 0 | 0 | 0 | 0 | 0 | 0 | 0 | 0 | 0 | 8.2399e-19 | -5.1079e-11 | -1.4825e-10 | -8.2399e-19 | 5.1079e-11 | 1.4825e-10 | 2.7466e-18 | 1.422e-10 | 2.6112e-11 | -3.296e-18 | -1.422e-10 | -2.6112e-11 | 0 | 0 | 0 | 0 | 0 | 0 | 0.95 | 0.94815 | 0.94465 | 0.95 | 0.94815 | 0.94465 | 1.0626e-14 | -120.3084 | 119.9432 | 1.0701e-14 | -120.3084 | 119.9432
Line2_1_4 | 0 | 0 | 0 | 0 | 0 | 0 | 0 | 0 | 0 | 0 | 0 | 0 | -1.236e-18 | -1.277e-11 | -3.7063e-11 | 1.236e-18 | 1.277e-11 | 3.7063e-11 | 1.648e-18 | 3.5549e-11 | 6.5281e-12 | -2.1973e-18 | -3.5549e-11 | -6.5281e-12 | 0 | 0 | 0 | 0 | 0 | 0 | 0.95 | 0.94815 | 0.94465 | 0.95 | 0.94815 | 0.94465 | 1.0626e-14 | -120.3084 | 119.9432 | 1.0679e-14 | -120.3084 | 119.9432
Line3_1_5 | 0 | 0 | 0 | 0 | 0 | 0 | 0 | 0 | 0 | 0 | 0 | 0 | -1.236e-18 | -1.277e-11 | -3.7063e-11 | 1.236e-18 | 1.277e-11 | 3.7063e-11 | 1.648e-18 | 3.5549e-11 | 6.5281e-12 | -2.1973e-18 | -3.5549e-11 | -6.5281e-12 | 0 | 0 | 0 | 0 | 0 | 0 | 0.95 | 0.94815 | 0.94465 | 0.95 | 0.94815 | 0.94465 | 1.0626e-14 | -120.3084 | 119.9432 | 1.0679e-14 | -120.3084 | 119.9432
Line4_2_6 | 0 | 0.051843 | 0.051843 | 0 | 0.051843 | 0.051843 | 0 | 0.011973 | 0.011973 | 0 | 0.011973 | 0.011973 | 5.4933e-18 | 0.010915 | 0.0028331 | -3.296e-18 | -0.010863 | -0.0027815 | 1.3184e-17 | 0.0028788 | 0.010882 | -1.3184e-17 | -0.0028251 | -0.010828 | 0 | -135.2796 | 44.7204 | 0 | 44.7204 | -135.2796 | 0.95 | 0.94283 | 0.93921 | 0.95 | 0.93752 | 0.93379 | 1.0845e-14 | -120.5043 | 120.1275 | 1.1038e-14 | -120.7024 | 120.3141
Line5_6_7 | 0 | 0.051843 | 0.051843 | 0 | 0.051843 | 0.051843 | 0 | 0.011973 | 0.011973 | 0 | 0.011973 | 0.011973 | 5.4933e-18 | 0.010863 | 0.0027815 | -4.3946e-18 | -0.010812 | -0.0027299 | 1.5381e-17 | 0.0028251 | 0.010828 | -1.5381e-17 | -0.0027713 | -0.010775 | 0 | -135.2796 | 44.7204 | 0 | 44.7204 | -135.2796 | 0.95 | 0.93752 | 0.93379 | 0.95 | 0.93223 | 0.92837 | 1.1038e-14 | -120.7024 | 120.3141 | 1.1216e-14 | -120.9028 | 120.5028
Line6_7_8 | 0 | 0.051843 | 0.051843 | 0 | 0.051843 | 0.051843 | 0 | 0.011973 | 0.011973 | 0 | 0.011973 | 0.011973 | 6.5919e-18 | 0.010812 | 0.0027299 | -4.3946e-18 | -0.01076 | -0.0026783 | 1.3184e-17 | 0.0027713 | 0.010775 | -1.0987e-17 | -0.0027175 | -0.010721 | 0 | -135.2796 | 44.7204 | 0 | 44.7204 | -135.2796 | 0.95 | 0.93223 | 0.92837 | 0.95 | 0.92694 | 0.92297 | 1.1216e-14 | -120.9028 | 120.5028 | 1.1365e-14 | -121.1055 | 120.6937
Line7_8_9 | 0 | 0 | 0 | 0 | 0 | 0 | 0 | 0 | 0 | 0 | 0 | 0 | 2.1973e-18 | -7.7759e-11 | -9.1252e-11 | -4.3946e-18 | 7.7759e-11 | 9.1252e-11 | 4.3946e-18 | 6.2294e-11 | -3.8923e-11 | -4.3946e-18 | -6.2294e-11 | 3.8923e-11 | 0 | 0 | 0 | 0 | 0 | 0 | 0.95 | 0.92694 | 0.92297 | 0.95 | 0.92694 | 0.92297 | 1.1365e-14 | -121.1055 | 120.6937 | 1.1331e-14 | -121.1055 | 120.6937
Line8_8_10 | 0 | 0 | 0 | 0 | 0 | 0 | 0 | 0 | 0 | 0 | 0 | 0 | 2.1973e-18 | -7.7759e-11 | -9.1252e-11 | -4.3946e-18 | 7.7759e-11 | 9.1252e-11 | 4.3584e-34 | 6.2294e-11 | -3.8923e-11 | -8.7378e-34 | -6.2294e-11 | 3.8923e-11 | 0 | 0 | 0 | 0 | 0 | 0 | 0.95 | 0.92694 | 0.92297 | 0.95 | 0.92694 | 0.92297 | 1.1365e-14 | -121.1055 | 120.6937 | 1.1392e-14 | -121.1055 | 120.6937
Line9_3_11 | 0 | 0 | 0 | 0 | 0 | 0 | 0 | 0 | 0 | 0 | 0 | 0 | 1.3733e-18 | -4.4694e-11 | -1.2972e-10 | -1.3733e-18 | 4.4694e-11 | 1.2972e-10 | 2.1973e-18 | 1.2442e-10 | 2.2848e-11 | -2.7466e-18 | -1.2442e-10 | -2.2848e-11 | 0 | 0 | 0 | 0 | 0 | 0 | 0.95 | 0.94815 | 0.94465 | 0.95 | 0.94815 | 0.94465 | 1.0701e-14 | -120.3084 | 119.9432 | 1.0774e-14 | -120.3084 | 119.9432

## LL_min_fault_10
name | pf_ikss_a_from_ka | pf_ikss_b_from_ka | pf_ikss_c_from_ka | pf_ikss_a_to_ka | pf_ikss_b_to_ka | pf_ikss_c_to_ka | pf_skss_a_from_mw | pf_skss_b_from_mw | pf_skss_c_from_mw | pf_skss_a_to_mw | pf_skss_b_to_mw | pf_skss_c_to_mw | pf_p_a_from_mw | pf_p_b_from_mw | pf_p_c_from_mw | pf_p_a_to_mw | pf_p_b_to_mw | pf_p_c_to_mw | pf_q_a_from_mvar | pf_q_b_from_mvar | pf_q_c_from_mvar | pf_q_a_to_mvar | pf_q_b_to_mvar | pf_q_c_to_mvar | pf_ikss_a_from_degree | pf_ikss_b_from_degree | pf_ikss_c_from_degree | pf_ikss_a_to_degree | pf_ikss_b_to_degree | pf_ikss_c_to_degree | pf_vm_a_from_pu | pf_vm_b_from_pu | pf_vm_c_from_pu | pf_vm_a_to_pu | pf_vm_b_to_pu | pf_vm_c_to_pu | pf_va_a_from_degree | pf_va_b_from_degree | pf_va_c_from_degree | pf_va_a_to_degree | pf_va_b_to_degree | pf_va_c_to_degree
Line0_1_2 | 0 | 0.049114 | 0.049114 | 0 | 0.049114 | 0.049114 | 0 | 0.011342 | 0.011342 | 0 | 0.011342 | 0.011342 | 4.6838e-18 | 0.0098425 | 0.002589 | -4.1633e-18 | -0.0097961 | -0.0025427 | 1.3531e-17 | 0.002632 | 0.009815 | -1.4572e-17 | -0.0025837 | -0.0097667 | 0 | -135.2796 | 44.7204 | 0 | 44.7204 | -135.2796 | 0.9 | 0.89825 | 0.89493 | 0.9 | 0.89321 | 0.88978 | 1.1005e-14 | -120.3084 | 119.9432 | 1.119e-14 | -120.5043 | 120.1275
Line10_11_12 | 0 | 0 | 0 | 0 | 0 | 0 | 0 | 0 | 0 | 0 | 0 | 0 | 5.8547e-19 | -3.4383e-11 | -9.9793e-11 | -3.2526e-19 | 3.4383e-11 | 9.9793e-11 | 1.5613e-18 | 9.5716e-11 | 1.7577e-11 | -1.5613e-18 | -9.5716e-11 | -1.7577e-11 | 0 | 0 | 0 | 0 | 0 | 0 | 0.9 | 0.89825 | 0.89493 | 0.9 | 0.89825 | 0.89493 | 1.1153e-14 | -120.3084 | 119.9432 | 1.1227e-14 | -120.3084 | 119.9432
Line11_12_13 | 0 | 0 | 0 | 0 | 0 | 0 | 0 | 0 | 0 | 0 | 0 | 0 | 6.5052e-20 | -2.8652e-11 | -8.3161e-11 | -6.5052e-20 | 2.8652e-11 | 8.3161e-11 | 3.1225e-18 | 7.9764e-11 | 1.4648e-11 | -2.6021e-18 | -7.9764e-11 | -1.4648e-11 | 0 | 0 | 0 | 0 | 0 | 0 | 0.9 | 0.89825 | 0.89493 | 0.9 | 0.89825 | 0.89493 | 1.1227e-14 | -120.3084 | 119.9432 | 1.1297e-14 | -120.3084 | 119.9432
Line12_13_15 | 0 | 0 | 0 | 0 | 0 | 0 | 0 | 0 | 0 | 0 | 0 | 0 | 6.5052e-19 | -1.7191e-11 | -4.9896e-11 | -6.5052e-19 | 1.7191e-11 | 4.9896e-11 | 5.2042e-19 | 4.7858e-11 | 8.7885e-12 | -5.2042e-19 | -4.7858e-11 | -8.7885e-12 | 0 | 0 | 0 | 0 | 0 | 0 | 0.9 | 0.89825 | 0.89493 | 0.9 | 0.89825 | 0.89493 | 1.1297e-14 | -120.3084 | 119.9432 | 1.1334e-14 | -120.3084 | 119.9432
Line13_13_14 | 0 | 0 | 0 | 0 | 0 | 0 | 0 | 0 | 0 | 0 | 0 | 0 | 4.5536e-19 | -5.7305e-12 | -1.6632e-11 | -1.9516e-19 | 5.7305e-12 | 1.6632e-11 | -5.2042e-19 | 1.5953e-11 | 2.9295e-12 | 5.2042e-19 | -1.5953e-11 | -2.9295e-12 | 0 | 0 | 0 | 0 | 0 | 0 | 0.9 | 0.89825 | 0.89493 | 0.9 | 0.89825 | 0.89493 | 1.1297e-14 | -120.3084 | 119.9432 | 1.1296e-14 | -120.3084 | 119.9432
Line14_15_16 | 0 | 0 | 0 | 0 | 0 | 0 | 0 | 0 | 0 | 0 | 0 | 0 | -1.1709e-18 | -1.1461e-11 | -3.3264e-11 | 1.1709e-18 | 1.1461e-11 | 3.3264e-11 | 1.0408e-18 | 3.1905e-11 | 5.859e-12 | -1.0408e-18 | -3.1905e-11 | -5.859e-12 | 0 | 0 | 0 | 0 | 0 | 0 | 0.9 | 0.89825 | 0.89493 | 0.9 | 0.89825 | 0.89493 | 1.1334e-14 | -120.3084 | 119.9432 | 1.1366e-14 | -120.3084 | 119.9432
Line15_16_17 | 0 | 0 | 0 | 0 | 0 | 0 | 0 | 0 | 0 | 0 | 0 | 0 | 6.5052e-20 | -5.7305e-12 | -1.6632e-11 | -6.5052e-20 | 5.7305e-12 | 1.6632e-11 | -5.2042e-19 | 1.5953e-11 | 2.9295e-12 | -1.2918e-35 | -1.5953e-11 | -2.9295e-12 | 0 | 0 | 0 | 0 | 0 | 0 | 0.9 | 0.89825 | 0.89493 | 0.9 | 0.89825 | 0.89493 | 1.1366e-14 | -120.3084 | 119.9432 | 1.1378e-14 | -120.3084 | 119.9432
Line16_4_18 | 0 | 0 | 0 | 0 | 0 | 0 | 0 | 0 | 0 | 0 | 0 | 0 | -1.9516e-19 | -5.7305e-12 | -1.6632e-11 | 1.9516e-19 | 5.7305e-12 | 1.6632e-11 | 5.2042e-19 | 1.5953e-11 | 2.9295e-12 | -5.2042e-19 | -1.5953e-11 | -2.9295e-12 | 0 | 0 | 0 | 0 | 0 | 0 | 0.9 | 0.89825 | 0.89493 | 0.9 | 0.89825 | 0.89493 | 1.1058e-14 | -120.3084 | 119.9432 | 1.107e-14 | -120.3084 | 119.9432
Line17_5_19 | 0 | 0 | 0 | 0 | 0 | 0 | 0 | 0 | 0 | 0 | 0 | 0 | -1.9516e-19 | -5.7305e-12 | -1.6632e-11 | 1.9516e-19 | 5.7305e-12 | 1.6632e-11 | 5.2042e-19 | 1.5953e-11 | 2.9295e-12 | -5.2042e-19 | -1.5953e-11 | -2.9295e-12 | 0 | 0 | 0 | 0 | 0 | 0 | 0.9 | 0.89825 | 0.89493 | 0.9 | 0.89825 | 0.89493 | 1.1058e-14 | -120.3084 | 119.9432 | 1.107e-14 | -120.3084 | 119.9432
Line1_1_3 | 0 | 0 | 0 | 0 | 0 | 0 | 0 | 0 | 0 | 0 | 0 | 0 | 1.1709e-18 | -4.5844e-11 | -1.3306e-10 | -1.1709e-18 | 4.5844e-11 | 1.3306e-10 | 3.1225e-18 | 1.2762e-10 | 2.3436e-11 | -3.1225e-18 | -1.2762e-10 | -2.3436e-11 | 0 | 0 | 0 | 0 | 0 | 0 | 0.9 | 0.89825 | 0.89493 | 0.9 | 0.89825 | 0.89493 | 1.1005e-14 | -120.3084 | 119.9432 | 1.108e-14 | -120.3084 | 119.9432
Line2_1_4 | 0 | 0 | 0 | 0 | 0 | 0 | 0 | 0 | 0 | 0 | 0 | 0 | -3.9031e-19 | -1.1461e-11 | -3.3264e-11 | 6.5052e-19 | 1.1461e-11 | 3.3264e-11 | 1.5613e-18 | 3.1905e-11 | 5.859e-12 | -1.5613e-18 | -3.1905e-11 | -5.859e-12 | 0 | 0 | 0 | 0 | 0 | 0 | 0.9 | 0.89825 | 0.89493 | 0.9 | 0.89825 | 0.89493 | 1.1005e-14 | -120.3084 | 119.9432 | 1.1058e-14 | -120.3084 | 119.9432
Line3_1_5 | 0 | 0 | 0 | 0 | 0 | 0 | 0 | 0 | 0 | 0 | 0 | 0 | -3.9031e-19 | -1.1461e-11 | -3.3264e-11 | 6.5052e-19 | 1.1461e-11 | 3.3264e-11 | 1.5613e-18 | 3.1905e-11 | 5.859e-12 | -1.5613e-18 | -3.1905e-11 | -5.859e-12 | 0 | 0 | 0 | 0 | 0 | 0 | 0.9 | 0.89825 | 0.89493 | 0.9 | 0.89825 | 0.89493 | 1.1005e-14 | -120.3084 | 119.9432 | 1.1058e-14 | -120.3084 | 119.9432
Line4_2_6 | 0 | 0.049114 | 0.049114 | 0 | 0.049114 | 0.049114 | 0 | 0.011342 | 0.011342 | 0 | 0.011342 | 0.011342 | 4.1633e-18 | 0.0097961 | 0.0025427 | -4.1633e-18 | -0.0097498 | -0.0024964 | 1.249e-17 | 0.0025837 | 0.0097667 | -1.249e-17 | -0.0025355 | -0.0097185 | 0 | -135.2796 | 44.7204 | 0 | 44.7204 | -135.2796 | 0.9 | 0.89321 | 0.88978 | 0.9 | 0.88818 | 0.88464 | 1.119e-14 | -120.5043 | 120.1275 | 1.1359e-14 | -120.7024 | 120.3141
Line5_6_7 | 0 | 0.049114 | 0.049114 | 0 | 0.049114 | 0.049114 | 0 | 0.011342 | 0.011342 | 0 | 0.011342 | 0.011342 | 6.245e-18 | 0.0097498 | 0.0024964 | -5.2042e-18 | -0.0097035 | -0.0024501 | 1.249e-17 | 0.0025355 | 0.0097185 | -1.4572e-17 | -0.0024873 | -0.0096702 | 0 | -135.2796 | 44.7204 | 0 | 44.7204 | -135.2796 | 0.9 | 0.88818 | 0.88464 | 0.9 | 0.88316 | 0.87951 | 1.1359e-14 | -120.7024 | 120.3141 | 1.1539e-14 | -120.9028 | 120.5028
Line6_7_8 | 0 | 0.049114 | 0.049114 | 0 | 0.049114 | 0.049114 | 0 | 0.011342 | 0.011342 | 0 | 0.011342 | 0.011342 | 6.245e-18 | 0.0097035 | 0.0024501 | -6.245e-18 | -0.0096572 | -0.0024038 | 1.0408e-17 | 0.0024873 | 0.0096702 | -1.249e-17 | -0.002439 | -0.009622 | 0 | -135.2796 | 44.7204 | 0 | 44.7204 | -135.2796 | 0.9 | 0.88316 | 0.87951 | 0.9 | 0.87816 | 0.87439 | 1.1539e-14 | -120.9028 | 120.5028 | 1.1677e-14 | -121.1055 | 120.6937
Line7_8_9 | 0 | 0 | 0 | 0 | 0 | 0 | 0 | 0 | 0 | 0 | 0 | 0 | 2.0817e-18 | -6.9789e-11 | -8.1899e-11 | -2.0817e-18 | 6.9789e-11 | 8.1899e-11 | 2.0817e-18 | 5.5909e-11 | -3.4934e-11 | -4.2304e-34 | -5.5909e-11 | 3.4934e-11 | 0 | 0 | 0 | 0 | 0 | 0 | 0.9 | 0.87816 | 0.87439 | 0.9 | 0.87816 | 0.87439 | 1.1677e-14 | -121.1055 | 120.6937 | 1.1644e-14 | -121.1055 | 120.6937
Line8_8_10 | 0 | 0 | 0 | 0 | 0 | 0 | 0 | 0 | 0 | 0 | 0 | 0 | -1.2728e-33 | -6.9789e-11 | -8.1899e-11 | 4.2628e-34 | 6.9789e-11 | 8.1899e-11 | 6.245e-18 | 5.5909e-11 | -3.4934e-11 | -2.0817e-18 | -5.5909e-11 | 3.4934e-11 | 0 | 0 | 0 | 0 | 0 | 0 | 0.9 | 0.87816 | 0.87439 | 0.9 | 0.87816 | 0.87439 | 1.1677e-14 | -121.1055 | 120.6937 | 1.1733e-14 | -121.1055 | 120.6937
Line9_3_11 | 0 | 0 | 0 | 0 | 0 | 0 | 0 | 0 | 0 | 0 | 0 | 0 | -1.301e-19 | -4.0113e-11 | -1.1643e-10 | -1.301e-19 | 4.0113e-11 | 1.1643e-10 | 2.6021e-18 | 1.1167e-10 | 2.0507e-11 | -2.0817e-18 | -1.1167e-10 | -2.0507e-11 | 0 | 0 | 0 | 0 | 0 | 0 | 0.9 | 0.89825 | 0.89493 | 0.9 | 0.89825 | 0.89493 | 1.108e-14 | -120.3084 | 119.9432 | 1.1153e-14 | -120.3084 | 119.9432

## LG_max_6
name | pf_ikss_a_from_ka | pf_ikss_b_from_ka | pf_ikss_c_from_ka | pf_ikss_a_to_ka | pf_ikss_b_to_ka | pf_ikss_c_to_ka | pf_skss_a_from_mw | pf_skss_b_from_mw | pf_skss_c_from_mw | pf_skss_a_to_mw | pf_skss_b_to_mw | pf_skss_c_to_mw | pf_p_a_from_mw | pf_p_b_from_mw | pf_p_c_from_mw | pf_p_a_to_mw | pf_p_b_to_mw | pf_p_c_to_mw | pf_q_a_from_mvar | pf_q_b_from_mvar | pf_q_c_from_mvar | pf_q_a_to_mvar | pf_q_b_to_mvar | pf_q_c_to_mvar | pf_ikss_a_from_degree | pf_ikss_b_from_degree | pf_ikss_c_from_degree | pf_ikss_a_to_degree | pf_ikss_b_to_degree | pf_ikss_c_to_degree | pf_vm_a_from_pu | pf_vm_b_from_pu | pf_vm_c_from_pu | pf_vm_a_to_pu | pf_vm_b_to_pu | pf_vm_c_to_pu | pf_va_a_from_degree | pf_va_b_from_degree | pf_va_c_from_degree | pf_va_a_to_degree | pf_va_b_to_degree | pf_va_c_to_degree
Line0_1_2 | 0.40199 | 0.14434 | 0.14434 | 0.40199 | 0.14434 | 0.14434 | 0.092836 | 0.033333 | 0.033334 | 0.092835 | 0.033333 | 0.033334 | 0.0054155 | -0.042873 | 0.0080876 | -0.0040834 | 0.042799 | -0.0077964 | 0.011205 | -0.041051 | -0.056501 | -0.008727 | 0.041534 | 0.056641 | -91.7197 | -8.9986 | -128.9972 | 88.2803 | 171.0015 | 51.0027 | 0.13405 | 1.7807 | 1.7123 | 0.10379 | 1.7892 | 1.7152 | -27.5157 | -145.2422 | 149.1488 | -26.7946 | -144.858 | 148.84
Line10_11_12 | 0.14434 | 0.14434 | 0.14434 | 0.14434 | 0.14434 | 0.14434 | 0.033333 | 0.033334 | 0.033334 | 0.033333 | 0.033334 | 0.033334 | -0.0028045 | -0.030121 | 0.023127 | 0.0030128 | 0.030329 | -0.022918 | -0.0046101 | -0.052223 | -0.052828 | 0.0050267 | 0.05264 | 0.053245 | 94.7873 | -25.2135 | -145.2121 | -85.2127 | 154.7866 | 34.7878 | 0.16188 | 1.8086 | 1.7301 | 0.17582 | 1.8226 | 1.739 | -26.5266 | -145.1887 | 148.4302 | -26.1496 | -145.1626 | 148.0764
Line11_12_13 | 0.14434 | 0.14434 | 0.14434 | 0.14434 | 0.14434 | 0.14434 | 0.033333 | 0.033334 | 0.033334 | 0.033333 | 0.033333 | 0.033334 | -0.0030128 | -0.030329 | 0.022918 | 0.0032212 | 0.030538 | -0.02271 | -0.0050267 | -0.05264 | -0.053245 | 0.0054434 | 0.053056 | 0.053662 | 94.7873 | -25.2134 | -145.2122 | -85.2127 | 154.7867 | 34.7877 | 0.17582 | 1.8226 | 1.739 | 0.18975 | 1.8365 | 1.7481 | -26.1496 | -145.1626 | 148.0764 | -25.8279 | -145.1368 | 147.7262
Line12_13_15 | 1.0252e-06 | 1.0278e-06 | 1.02e-06 | 0 | 0 | 0 | 2.3677e-07 | 2.3737e-07 | 2.3557e-07 | 0 | 0 | 0 | 2.0761e-08 | 2.4026e-07 | -2.2896e-07 | -1.3315e-08 | -1.6614e-07 | 1.4739e-07 | 3.9843e-08 | -3.6375e-07 | -3.4227e-07 | -2.688e-08 | 2.395e-07 | 2.3131e-07 | -88.3049 | -88.582 | -88.4939 | 0 | 0 | 0 | 0.18975 | 1.8365 | 1.7481 | 0.18975 | 1.8365 | 1.7481 | -25.8279 | -145.1368 | 147.7262 | -25.8279 | -145.1368 | 147.7262
Line13_13_14 | 0.14434 | 0.14434 | 0.14434 | 0.14434 | 0.14434 | 0.14434 | 0.033333 | 0.033333 | 0.033333 | 0.033333 | 0.033333 | 0.033333 | -0.0032212 | -0.030538 | 0.02271 | 0.0034295 | 0.030746 | -0.022502 | -0.0054434 | -0.053056 | -0.053661 | 0.0058601 | 0.053473 | 0.054078 | 94.7872 | -25.2129 | -145.2127 | -85.2128 | 154.7872 | 34.7872 | 0.18975 | 1.8365 | 1.7481 | 0.2037 | 1.8505 | 1.7572 | -25.8279 | -145.1368 | 147.7262 | -25.5502 | -145.1115 | 147.3797
Line14_15_16 | 0 | 0 | 0 | 0 | 0 | 0 | 0 | 0 | 0 | 0 | 0 | 0 | 1.3841e-08 | 1.6017e-07 | -1.5264e-07 | -6.3948e-09 | -8.6052e-08 | 7.1072e-08 | 2.6562e-08 | -2.425e-07 | -2.2818e-07 | -1.3599e-08 | 1.1825e-07 | 1.1722e-07 | 0 | 0 | 0 | 0 | 0 | 0 | 0.18975 | 1.8365 | 1.7481 | 0.18975 | 1.8365 | 1.7481 | -25.8279 | -145.1368 | 147.7262 | -25.8279 | -145.1368 | 147.7262
Line15_16_17 | 0 | 0 | 0 | 0 | 0 | 0 | 0 | 0 | 0 | 0 | 0 | 0 | 6.9203e-09 | 8.0086e-08 | -7.6319e-08 | 5.2555e-10 | -5.9658e-09 | -5.2471e-09 | 1.3281e-08 | -1.2125e-07 | -1.1409e-07 | -3.1828e-10 | -3.0034e-09 | 3.1311e-09 | 0 | 0 | 0 | 0 | 0 | 0 | 0.18975 | 1.8365 | 1.7481 | 0.18975 | 1.8365 | 1.7481 | -25.8279 | -145.1368 | 147.7262 | -25.8279 | -145.1368 | 147.7262
Line16_4_18 | 0 | 0 | 0 | 0 | 0 | 0 | 0 | 0 | 0 | 0 | 0 | 0 | 5.5797e-09 | 7.7824e-08 | -7.3218e-08 | 4.2741e-10 | -5.5585e-09 | -5.0544e-09 | 1.0248e-08 | -1.1858e-07 | -1.1391e-07 | -2.5839e-10 | -2.9435e-09 | 3.191e-09 | 0 | 0 | 0 | 0 | 0 | 0 | 0.14796 | 1.7947 | 1.7211 | 0.14796 | 1.7947 | 1.7211 | -26.9746 | -145.2152 | 148.7876 | -26.9746 | -145.2152 | 148.7876
Line17_5_19 | 0 | 0 | 0 | 0 | 0 | 0 | 0 | 0 | 0 | 0 | 0 | 0 | 5.1357e-09 | 7.7072e-08 | -7.2181e-08 | 3.9183e-10 | -5.4256e-09 | -4.993e-09 | 9.2369e-09 | -1.1769e-07 | -1.1385e-07 | -2.3843e-10 | -2.9236e-09 | 3.211e-09 | 0 | 0 | 0 | 0 | 0 | 0 | 0.13405 | 1.7807 | 1.7123 | 0.13405 | 1.7807 | 1.7123 | -27.5157 | -145.2422 | 149.1488 | -27.5157 | -145.2422 | 149.1488
Line1_1_3 | 0.14433 | 0.14434 | 0.14434 | 0.14434 | 0.14434 | 0.14434 | 0.033333 | 0.033334 | 0.033334 | 0.033333 | 0.033334 | 0.033334 | -0.0023878 | -0.029704 | 0.023543 | 0.0025962 | 0.029913 | -0.023335 | -0.0037767 | -0.05139 | -0.051995 | 0.0041934 | 0.051807 | 0.052412 | 94.7873 | -25.2138 | -145.2119 | -85.2127 | 154.7864 | 34.788 | 0.13405 | 1.7807 | 1.7123 | 0.14796 | 1.7947 | 1.7211 | -27.5157 | -145.2422 | 149.1488 | -26.9746 | -145.2152 | 148.7876
Line2_1_4 | 0.14434 | 0.14434 | 0.14434 | 0.14434 | 0.14434 | 0.14434 | 0.033333 | 0.033333 | 0.033333 | 0.033333 | 0.033333 | 0.033333 | -0.0023878 | -0.029705 | 0.023544 | 0.0025962 | 0.029913 | -0.023335 | -0.0037768 | -0.051389 | -0.051995 | 0.0041935 | 0.051806 | 0.052411 | 94.7872 | -25.213 | -145.2125 | -85.2128 | 154.7871 | 34.7873 | 0.13405 | 1.7807 | 1.7123 | 0.14796 | 1.7947 | 1.7211 | -27.5157 | -145.2422 | 149.1488 | -26.9746 | -145.2152 | 148.7876
Line3_1_5 | 0 | 0 | 0 | 0 | 0 | 0 | 0 | 0 | 0 | 0 | 0 | 0 | 1.0271e-08 | 1.5414e-07 | -1.4436e-07 | -4.7439e-09 | -8.2498e-08 | 6.7188e-08 | 1.8474e-08 | -2.3537e-07 | -2.277e-07 | -9.4753e-09 | 1.1476e-07 | 1.1706e-07 | 0 | 0 | 0 | 0 | 0 | 0 | 0.13405 | 1.7807 | 1.7123 | 0.13405 | 1.7807 | 1.7123 | -27.5157 | -145.2422 | 149.1488 | -27.5157 | -145.2422 | 149.1488
Line4_2_6 | 0.40199 | 0.14434 | 0.14434 | 0.40199 | 0.14434 | 0.14434 | 0.092835 | 0.033333 | 0.033334 | 0.092835 | 0.033333 | 0.033334 | 0.0040834 | -0.0428 | 0.0077964 | -0.0027512 | 0.042726 | -0.0075051 | 0.008727 | -0.041534 | -0.056641 | -0.0062495 | 0.042017 | 0.05678 | -91.7197 | -8.9984 | -128.9973 | 88.2803 | 171.0017 | 51.0026 | 0.10379 | 1.7892 | 1.7152 | 0.073553 | 1.7977 | 1.7182 | -26.7946 | -144.858 | 148.84 | -25.4803 | -144.4775 | 148.5323
Line5_6_7 | 0.40199 | 0.14434 | 0.14434 | 0.40199 | 0.14434 | 0.14434 | 0.092835 | 0.033333 | 0.033334 | 0.092835 | 0.033333 | 0.033334 | 0.0027512 | -0.042726 | 0.0075051 | -0.0014191 | 0.042653 | -0.0072139 | 0.0062495 | -0.042017 | -0.05678 | -0.003772 | 0.042501 | 0.056919 | -91.7197 | -8.9983 | -128.9974 | 88.2803 | 171.0018 | 51.0025 | 0.073553 | 1.7977 | 1.7182 | 0.043411 | 1.8064 | 1.7212 | -25.4803 | -144.4775 | 148.5323 | -22.3369 | -144.1007 | 148.2257
Line6_7_8 | 0.53802 | 1.0617e-06 | 1.0547e-06 | 0.53802 | 0 | 0 | 0.12425 | 2.452e-07 | 2.4358e-07 | 0.12425 | 0 | 0 | 0.0024122 | 2.5491e-07 | -2.2553e-07 | -1.9751e-14 | -1.7643e-07 | 1.4492e-07 | 0.0048244 | -3.6221e-07 | -3.5343e-07 | 1.6095e-14 | 2.3759e-07 | 2.3785e-07 | -85.7718 | -89.2374 | -89.2324 | 94.2282 | 0 | 0 | 0.043411 | 1.8064 | 1.7212 | 0 | 1.8018 | 1.7127 | -22.3369 | -144.1007 | 148.2257 | 0 | -143.8659 | 148.178
Line7_8_9 | 0 | 0 | 0 | 0 | 0 | 0 | 0 | 0 | 0 | 0 | 0 | 0 | 1.359e-20 | 8.5436e-08 | -7.4933e-08 | -2.8503e-17 | -5.5603e-09 | -4.9428e-09 | -9.648e-21 | -1.202e-07 | -1.1737e-07 | 1.598e-17 | -2.8067e-09 | 3.1137e-09 | 0 | 0 | 0 | 0 | 0 | 0 | 0 | 1.8018 | 1.7127 | 0 | 1.8018 | 1.7127 | 0 | -143.8659 | 148.178 | 0 | -143.8659 | 148.178
Line8_8_10 | 0 | 0 | 0 | 0 | 0 | 0 | 0 | 0 | 0 | 0 | 0 | 0 | 1.359e-20 | 8.5436e-08 | -7.4933e-08 | -2.8503e-17 | -5.5603e-09 | -4.9428e-09 | -9.648e-21 | -1.202e-07 | -1.1737e-07 | 1.598e-17 | -2.8067e-09 | 3.1137e-09 | 0 | 0 | 0 | 0 | 0 | 0 | 0 | 1.8018 | 1.7127 | 0 | 1.8018 | 1.7127 | 0 | -143.8659 | 148.178 | 0 | -143.8659 | 148.178
Line9_3_11 | 0.14434 | 0.14434 | 0.14434 | 0.14434 | 0.14434 | 0.14434 | 0.033333 | 0.033334 | 0.033334 | 0.033333 | 0.033334 | 0.033334 | -0.0025962 | -0.029913 | 0.023335 | 0.0028045 | 0.030121 | -0.023127 | -0.0041934 | -0.051807 | -0.052412 | 0.0046101 | 0.052223 | 0.052828 | 94.7873 | -25.2136 | -145.212 | -85.2127 | 154.7865 | 34.7879 | 0.14796 | 1.7947 | 1.7211 | 0.16188 | 1.8086 | 1.7301 | -26.9746 | -145.2152 | 148.7876 | -26.5266 | -145.1887 | 148.4302

## LG_max_10
name | pf_ikss_a_from_ka | pf_ikss_b_from_ka | pf_ikss_c_from_ka | pf_ikss_a_to_ka | pf_ikss_b_to_ka | pf_ikss_c_to_ka | pf_skss_a_from_mw | pf_skss_b_from_mw | pf_skss_c_from_mw | pf_skss_a_to_mw | pf_skss_b_to_mw | pf_skss_c_to_mw | pf_p_a_from_mw | pf_p_b_from_mw | pf_p_c_from_mw | pf_p_a_to_mw | pf_p_b_to_mw | pf_p_c_to_mw | pf_q_a_from_mvar | pf_q_b_from_mvar | pf_q_c_from_mvar | pf_q_a_to_mvar | pf_q_b_to_mvar | pf_q_c_to_mvar | pf_ikss_a_from_degree | pf_ikss_b_from_degree | pf_ikss_c_from_degree | pf_ikss_a_to_degree | pf_ikss_b_to_degree | pf_ikss_c_to_degree | pf_vm_a_from_pu | pf_vm_b_from_pu | pf_vm_c_from_pu | pf_vm_a_to_pu | pf_vm_b_to_pu | pf_vm_c_to_pu | pf_va_a_from_degree | pf_va_b_from_degree | pf_va_c_from_degree | pf_va_a_to_degree | pf_va_b_to_degree | pf_va_c_to_degree
Line0_1_2 | 0.4253 | 0.14434 | 0.14434 | 0.4253 | 0.14434 | 0.14434 | 0.098218 | 0.033333 | 0.033334 | 0.098218 | 0.033333 | 0.033334 | 0.0060647 | -0.044642 | 0.0085846 | -0.004575 | 0.044557 | -0.0082887 | 0.012515 | -0.043129 | -0.059067 | -0.0097281 | 0.043614 | 0.059194 | -91.3203 | -9.1939 | -129.1925 | 88.6797 | 170.8062 | 50.8074 | 0.14159 | 1.8622 | 1.7906 | 0.10945 | 1.8705 | 1.7931 | -27.1753 | -145.1817 | 149.0768 | -26.5074 | -144.8061 | 148.7785
Line10_11_12 | 0.14434 | 0.14434 | 0.14434 | 0.14434 | 0.14434 | 0.14434 | 0.033333 | 0.033334 | 0.033334 | 0.033333 | 0.033334 | 0.033334 | -0.002915 | -0.031423 | 0.024135 | 0.0031234 | 0.031632 | -0.023927 | -0.0048374 | -0.054608 | -0.055237 | 0.0052541 | 0.055024 | 0.055654 | 94.787 | -25.2139 | -145.2124 | -85.213 | 154.7863 | 34.7875 | 0.16944 | 1.8901 | 1.8084 | 0.18337 | 1.904 | 1.8174 | -26.2862 | -145.1314 | 148.39 | -25.943 | -145.1068 | 148.0516
Line11_12_13 | 0.14434 | 0.14434 | 0.14434 | 0.14434 | 0.14434 | 0.14434 | 0.033333 | 0.033334 | 0.033334 | 0.033333 | 0.033333 | 0.033334 | -0.0031234 | -0.031632 | 0.023927 | 0.0033317 | 0.03184 | -0.023719 | -0.0052541 | -0.055024 | -0.055654 | 0.0056708 | 0.055441 | 0.05607 | 94.787 | -25.2137 | -145.2125 | -85.213 | 154.7864 | 34.7874 | 0.18337 | 1.904 | 1.8174 | 0.19731 | 1.918 | 1.8264 | -25.943 | -145.1068 | 148.0516 | -25.6483 | -145.0825 | 147.7166
Line12_13_15 | 1.0706e-06 | 1.0734e-06 | 1.0654e-06 | 0 | 0 | 0 | 2.4726e-07 | 2.4788e-07 | 2.4604e-07 | 0 | 0 | 0 | 2.24e-08 | 2.6237e-07 | -2.4992e-07 | -1.4359e-08 | -1.814e-07 | 1.609e-07 | 4.3341e-08 | -3.9649e-07 | -3.7346e-07 | -2.9238e-08 | 2.6104e-07 | 2.524e-07 | -88.317 | -88.5771 | -88.493 | 0 | 0 | 0 | 0.19731 | 1.918 | 1.8264 | 0.19731 | 1.918 | 1.8264 | -25.6483 | -145.0825 | 147.7166 | -25.6483 | -145.0826 | 147.7166
Line13_13_14 | 0.14434 | 0.14434 | 0.14434 | 0.14434 | 0.14434 | 0.14434 | 0.033333 | 0.033333 | 0.033333 | 0.033333 | 0.033333 | 0.033333 | -0.0033317 | -0.03184 | 0.023719 | 0.0035401 | 0.032049 | -0.023511 | -0.0056708 | -0.05544 | -0.05607 | 0.0060875 | 0.055857 | 0.056486 | 94.7869 | -25.2132 | -145.213 | -85.2131 | 154.7869 | 34.7869 | 0.19731 | 1.918 | 1.8264 | 0.21126 | 1.9319 | 1.8355 | -25.6483 | -145.0825 | 147.7166 | -25.3924 | -145.0587 | 147.3849
Line14_15_16 | 0 | 0 | 0 | 0 | 0 | 0 | 0 | 0 | 0 | 0 | 0 | 0 | 1.4933e-08 | 1.7492e-07 | -1.6661e-07 | -6.8919e-09 | -9.394e-08 | 7.7597e-08 | 2.8894e-08 | -2.6432e-07 | -2.4898e-07 | -1.4791e-08 | 1.2888e-07 | 1.2791e-07 | 0 | 0 | 0 | 0 | 0 | 0 | 0.19731 | 1.918 | 1.8264 | 0.19731 | 1.918 | 1.8264 | -25.6483 | -145.0826 | 147.7166 | -25.6483 | -145.0826 | 147.7166
Line15_16_17 | 0 | 0 | 0 | 0 | 0 | 0 | 0 | 0 | 0 | 0 | 0 | 0 | 7.4666e-09 | 8.7458e-08 | -8.3307e-08 | 5.7466e-10 | -6.4821e-09 | -5.7098e-09 | 1.4447e-08 | -1.3216e-07 | -1.2449e-07 | -3.4447e-10 | -3.2794e-09 | 3.4261e-09 | 0 | 0 | 0 | 0 | 0 | 0 | 0.19731 | 1.918 | 1.8264 | 0.19731 | 1.918 | 1.8264 | -25.6483 | -145.0826 | 147.7166 | -25.6483 | -145.0826 | 147.7166
Line16_4_18 | 0 | 0 | 0 | 0 | 0 | 0 | 0 | 0 | 0 | 0 | 0 | 0 | 6.0671e-09 | 8.5095e-08 | -8.0068e-08 | 4.7171e-10 | -6.0569e-09 | -5.5086e-09 | 1.1279e-08 | -1.2937e-07 | -1.243e-07 | -2.8173e-10 | -3.2167e-09 | 3.4889e-09 | 0 | 0 | 0 | 0 | 0 | 0 | 0.15551 | 1.8761 | 1.7995 | 0.15551 | 1.8761 | 1.7995 | -26.6909 | -145.1563 | 148.7317 | -26.6909 | -145.1563 | 148.7317
Line17_5_19 | 0 | 0 | 0 | 0 | 0 | 0 | 0 | 0 | 0 | 0 | 0 | 0 | 5.6034e-09 | 8.431e-08 | -7.8986e-08 | 4.3453e-10 | -5.918e-09 | -5.4443e-09 | 1.0223e-08 | -1.2844e-07 | -1.2424e-07 | -2.6082e-10 | -3.1958e-09 | 3.5098e-09 | 0 | 0 | 0 | 0 | 0 | 0 | 0.14159 | 1.8622 | 1.7906 | 0.14159 | 1.8622 | 1.7906 | -27.1753 | -145.1817 | 149.0768 | -27.1753 | -145.1817 | 149.0768
Line1_1_3 | 0.14433 | 0.14434 | 0.14434 | 0.14434 | 0.14434 | 0.14434 | 0.033333 | 0.033334 | 0.033334 | 0.033333 | 0.033334 | 0.033334 | -0.0024984 | -0.031006 | 0.024552 | 0.0027067 | 0.031215 | -0.024343 | -0.0040041 | -0.053775 | -0.054404 | 0.0044207 | 0.054191 | 0.05482 | 94.787 | -25.2141 | -145.2121 | -85.213 | 154.786 | 34.7877 | 0.14159 | 1.8622 | 1.7906 | 0.15551 | 1.8761 | 1.7995 | -27.1753 | -145.1817 | 149.0768 | -26.6909 | -145.1563 | 148.7317
Line2_1_4 | 0.14434 | 0.14434 | 0.14434 | 0.14434 | 0.14434 | 0.14434 | 0.033333 | 0.033333 | 0.033333 | 0.033333 | 0.033333 | 0.033333 | -0.0024984 | -0.031007 | 0.024552 | 0.0027067 | 0.031215 | -0.024344 | -0.0040041 | -0.053774 | -0.054403 | 0.0044208 | 0.05419 | 0.05482 | 94.7869 | -25.2134 | -145.2129 | -85.2131 | 154.7868 | 34.787 | 0.14159 | 1.8622 | 1.7906 | 0.15551 | 1.8761 | 1.7995 | -27.1753 | -145.1817 | 149.0768 | -26.6909 | -145.1563 | 148.7317
Line3_1_5 | 0 | 0 | 0 | 0 | 0 | 0 | 0 | 0 | 0 | 0 | 0 | 0 | 1.1207e-08 | 1.6862e-07 | -1.5797e-07 | -5.1689e-09 | -9.0228e-08 | 7.3541e-08 | 2.0446e-08 | -2.5688e-07 | -2.4847e-07 | -1.0484e-08 | 1.2524e-07 | 1.2775e-07 | 0 | 0 | 0 | 0 | 0 | 0 | 0.14159 | 1.8622 | 1.7906 | 0.14159 | 1.8622 | 1.7906 | -27.1753 | -145.1817 | 149.0768 | -27.1753 | -145.1817 | 149.0768
Line4_2_6 | 0.4253 | 0.14434 | 0.14434 | 0.4253 | 0.14434 | 0.14434 | 0.098218 | 0.033333 | 0.033334 | 0.098218 | 0.033333 | 0.033334 | 0.004575 | -0.044557 | 0.0082887 | -0.0030854 | 0.044471 | -0.0079928 | 0.0097281 | -0.043614 | -0.059194 | -0.0069416 | 0.044099 | 0.059322 | -91.3203 | -9.1938 | -129.1926 | 88.6797 | 170.8063 | 50.8073 | 0.10945 | 1.8705 | 1.7931 | 0.077342 | 1.8789 | 1.7957 | -26.5074 | -144.8061 | 148.7785 | -25.2847 | -144.4338 | 148.481
Line5_6_7 | 0.4253 | 0.14434 | 0.14434 | 0.4253 | 0.14434 | 0.14434 | 0.098218 | 0.033333 | 0.033334 | 0.098218 | 0.033333 | 0.033334 | 0.0030854 | -0.044471 | 0.0079928 | -0.0015958 | 0.044385 | -0.0076969 | 0.0069416 | -0.044099 | -0.059322 | -0.0041551 | 0.044585 | 0.059449 | -91.3203 | -9.1937 | -129.1927 | 88.6797 | 170.8065 | 50.8072 | 0.077342 | 1.8789 | 1.7957 | 0.045317 | 1.8873 | 1.7983 | -25.2847 | -144.4338 | 148.481 | -22.3304 | -144.0649 | 148.1843
Line6_7_8 | 0.56164 | 1.1087e-06 | 1.1016e-06 | 0.56164 | 0 | 0 | 0.12971 | 2.5605e-07 | 2.544e-07 | 0.12971 | 0 | 0 | 0.0026287 | 2.7836e-07 | -2.4639e-07 | -2.7235e-14 | -1.9263e-07 | 1.5836e-07 | 0.0052573 | -3.9504e-07 | -3.8548e-07 | 1.9979e-14 | 2.5912e-07 | 2.5942e-07 | -85.7654 | -89.2346 | -89.2296 | 94.2346 | 0 | 0 | 0.045317 | 1.8873 | 1.7983 | 0 | 1.8826 | 1.7894 | -22.3304 | -144.0649 | 148.1843 | 0 | -143.8303 | 148.1365
Line7_8_9 | 0 | 0 | 0 | 0 | 0 | 0 | 0 | 0 | 0 | 0 | 0 | 0 | 1.8654e-20 | 9.3292e-08 | -8.1866e-08 | -3.1175e-17 | -6.0494e-09 | -5.3762e-09 | -1.1858e-20 | -1.3109e-07 | -1.2801e-07 | 1.7503e-17 | -3.0678e-09 | 3.4035e-09 | 0 | 0 | 0 | 0 | 0 | 0 | 0 | 1.8826 | 1.7894 | 0 | 1.8826 | 1.7894 | 0 | -143.8303 | 148.1365 | 0 | -143.8303 | 148.1365
Line8_8_10 | 0 | 0 | 0 | 0 | 0 | 0 | 0 | 0 | 0 | 0 | 0 | 0 | 1.8654e-20 | 9.3292e-08 | -8.1866e-08 | -3.1175e-17 | -6.0494e-09 | -5.3762e-09 | -1.1858e-20 | -1.3109e-07 | -1.2801e-07 | 1.7503e-17 | -3.0678e-09 | 3.4035e-09 | 0 | 0 | 0 | 0 | 0 | 0 | 0 | 1.8826 | 1.7894 | 0 | 1.8826 | 1.7894 | 0 | -143.8303 | 148.1365 | 0 | -143.8303 | 148.1365
Line9_3_11 | 0.14434 | 0.14434 | 0.14434 | 0.14434 | 0.14434 | 0.14434 | 0.033333 | 0.033334 | 0.033334 | 0.033333 | 0.033334 | 0.033334 | -0.0027067 | -0.031215 | 0.024343 | 0.002915 | 0.031423 | -0.024135 | -0.0044207 | -0.054191 | -0.05482 | 0.0048374 | 0.054608 | 0.055237 | 94.787 | -25.214 | -145.2123 | -85.213 | 154.7861 | 34.7876 | 0.15551 | 1.8761 | 1.7995 | 0.16944 | 1.8901 | 1.8084 | -26.6909 | -145.1563 | 148.7317 | -26.2862 | -145.1314 | 148.39

## LG_max_fault_6
name | pf_ikss_a_from_ka | pf_ikss_b_from_ka | pf_ikss_c_from_ka | pf_ikss_a_to_ka | pf_ikss_b_to_ka | pf_ikss_c_to_ka | pf_skss_a_from_mw | pf_skss_b_from_mw | pf_skss_c_from_mw | pf_skss_a_to_mw | pf_skss_b_to_mw | pf_skss_c_to_mw | pf_p_a_from_mw | pf_p_b_from_mw | pf_p_c_from_mw | pf_p_a_to_mw | pf_p_b_to_mw | pf_p_c_to_mw | pf_q_a_from_mvar | pf_q_b_from_mvar | pf_q_c_from_mvar | pf_q_a_to_mvar | pf_q_b_to_mvar | pf_q_c_to_mvar | pf_ikss_a_from_degree | pf_ikss_b_from_degree | pf_ikss_c_from_degree | pf_ikss_a_to_degree | pf_ikss_b_to_degree | pf_ikss_c_to_degree | pf_vm_a_from_pu | pf_vm_b_from_pu | pf_vm_c_from_pu | pf_vm_a_to_pu | pf_vm_b_to_pu | pf_vm_c_to_pu | pf_va_a_from_degree | pf_va_b_from_degree | pf_va_c_from_degree | pf_va_a_to_degree | pf_va_b_to_degree | pf_va_c_to_degree
Line0_1_2 | 0.11235 | 0.14434 | 0.14434 | 0.11235 | 0.14434 | 0.14434 | 0.025946 | 0.033333 | 0.033333 | 0.025946 | 0.033333 | 0.033333 | -0.0077218 | -0.014186 | -0.010944 | 0.0078477 | 0.014377 | 0.011167 | -0.026031 | -0.035637 | -0.034363 | 0.026298 | 0.036046 | 0.034769 | 104.3954 | -8.9978 | -128.9977 | -75.6046 | 171.0022 | 51.0023 | 1.0465 | 1.1507 | 1.0819 | 1.0577 | 1.1642 | 1.0955 | -2.1269 | -120.703 | 123.337 | -2.2201 | -120.7421 | 123.1956
Line10_11_12 | 0.14434 | 0.14434 | 0.14434 | 0.14434 | 0.14434 | 0.14434 | 0.033333 | 0.033333 | 0.033333 | 0.033333 | 0.033333 | 0.033333 | -0.0046159 | -0.0040865 | -0.0013294 | 0.0048242 | 0.0042948 | 0.0015377 | -0.035463 | -0.039014 | -0.036885 | 0.035879 | 0.039431 | 0.037302 | 94.7872 | -25.2128 | -145.2127 | -85.2128 | 154.7872 | 34.7873 | 1.0729 | 1.1768 | 1.1073 | 1.0861 | 1.1899 | 1.12 | -2.6289 | -121.1924 | 122.7231 | -2.8707 | -121.429 | 122.4266
Line11_12_13 | 0.14434 | 0.14434 | 0.14434 | 0.14434 | 0.14434 | 0.14434 | 0.033333 | 0.033333 | 0.033333 | 0.033333 | 0.033333 | 0.033333 | -0.0048242 | -0.0042948 | -0.0015377 | 0.0050326 | 0.0045031 | 0.0017461 | -0.035879 | -0.039431 | -0.037302 | 0.036296 | 0.039847 | 0.037718 | 94.7872 | -25.2128 | -145.2127 | -85.2128 | 154.7872 | 34.7873 | 1.0861 | 1.1899 | 1.12 | 1.0993 | 1.203 | 1.1328 | -2.8707 | -121.429 | 122.4266 | -3.1068 | -121.6604 | 122.1368
Line12_13_15 | 0 | 0 | 0 | 0 | 0 | 0 | 0 | 0 | 0 | 0 | 0 | 0 | 1.2731e-08 | 7.148e-09 | -1.6193e-08 | -8.6924e-09 | -5.4423e-09 | 1.0449e-08 | 1.2605e-08 | -1.7478e-08 | 2.6231e-09 | -8.6327e-09 | 1.1518e-08 | -1.5861e-09 | 0 | 0 | 0 | 0 | 0 | 0 | 1.0993 | 1.203 | 1.1328 | 1.0993 | 1.203 | 1.1328 | -3.1068 | -121.6604 | 122.1368 | -3.1068 | -121.6604 | 122.1368
Line13_13_14 | 0.14434 | 0.14434 | 0.14434 | 0.14434 | 0.14434 | 0.14434 | 0.033333 | 0.033333 | 0.033333 | 0.033333 | 0.033333 | 0.033333 | -0.0050326 | -0.0045032 | -0.001746 | 0.0052409 | 0.0047115 | 0.0019544 | -0.036296 | -0.039847 | -0.037718 | 0.036713 | 0.040264 | 0.038135 | 94.7872 | -25.2128 | -145.2128 | -85.2128 | 154.7872 | 34.7872 | 1.0993 | 1.203 | 1.1328 | 1.1125 | 1.2162 | 1.1456 | -3.1068 | -121.6604 | 122.1368 | -3.3372 | -121.8869 | 121.8535
Line14_15_16 | 0 | 0 | 0 | 0 | 0 | 0 | 0 | 0 | 0 | 0 | 0 | 0 | 8.4875e-09 | 4.7653e-09 | -1.0795e-08 | -4.4487e-09 | -3.0596e-09 | 5.0509e-09 | 8.4033e-09 | -1.1652e-08 | 1.7487e-09 | -4.431e-09 | 5.6918e-09 | -7.1176e-10 | 0 | 0 | 0 | 0 | 0 | 0 | 1.0993 | 1.203 | 1.1328 | 1.0993 | 1.203 | 1.1328 | -3.1068 | -121.6604 | 122.1368 | -3.1068 | -121.6604 | 122.1368
Line15_16_17 | 0 | 0 | 0 | 0 | 0 | 0 | 0 | 0 | 0 | 0 | 0 | 0 | 4.2438e-09 | 2.3827e-09 | -5.3977e-09 | -2.0492e-10 | -6.7697e-10 | -3.468e-10 | 4.2016e-09 | -5.826e-09 | 8.7437e-10 | -2.2938e-10 | -1.3421e-10 | 1.6261e-10 | 0 | 0 | 0 | 0 | 0 | 0 | 1.0993 | 1.203 | 1.1328 | 1.0993 | 1.203 | 1.1328 | -3.1068 | -121.6604 | 122.1368 | -3.1068 | -121.6604 | 122.1368
Line16_4_18 | 0 | 0 | 0 | 0 | 0 | 0 | 0 | 0 | 0 | 0 | 0 | 0 | 3.8855e-09 | 2.2073e-09 | -5.381e-09 | -4.1058e-11 | -4.86e-10 | -1.8476e-10 | 4.0475e-09 | -5.6704e-09 | 6.932e-10 | -1.6949e-10 | -7.432e-11 | 2.225e-10 | 0 | 0 | 0 | 0 | 0 | 0 | 1.0597 | 1.1637 | 1.0946 | 1.0597 | 1.1637 | 1.0946 | -2.381 | -120.9504 | 123.0265 | -2.381 | -120.9504 | 123.0265
Line17_5_19 | 0 | 0 | 0 | 0 | 0 | 0 | 0 | 0 | 0 | 0 | 0 | 0 | 3.7689e-09 | 2.1517e-09 | -5.3725e-09 | 1.0698e-11 | -4.252e-10 | -1.3361e-10 | 3.9962e-09 | -5.6185e-09 | 6.3282e-10 | -1.4953e-10 | -5.4358e-11 | 2.4246e-10 | 0 | 0 | 0 | 0 | 0 | 0 | 1.0465 | 1.1507 | 1.0819 | 1.0465 | 1.1507 | 1.0819 | -2.1269 | -120.703 | 123.337 | -2.1269 | -120.703 | 123.337
Line1_1_3 | 0.14434 | 0.14434 | 0.14434 | 0.14434 | 0.14434 | 0.14434 | 0.033333 | 0.033333 | 0.033333 | 0.033333 | 0.033333 | 0.033333 | -0.0041992 | -0.0036698 | -0.00091275 | 0.0044076 | 0.0038781 | 0.0011211 | -0.034629 | -0.038181 | -0.036052 | 0.035046 | 0.038597 | 0.036468 | 94.7872 | -25.2128 | -145.2127 | -85.2128 | 154.7872 | 34.7873 | 1.0465 | 1.1507 | 1.0819 | 1.0597 | 1.1637 | 1.0946 | -2.1269 | -120.703 | 123.337 | -2.381 | -120.9504 | 123.0265
Line2_1_4 | 0.14434 | 0.14434 | 0.14434 | 0.14434 | 0.14434 | 0.14434 | 0.033333 | 0.033333 | 0.033333 | 0.033333 | 0.033333 | 0.033333 | -0.0041993 | -0.0036698 | -0.00091272 | 0.0044076 | 0.0038782 | 0.001121 | -0.034629 | -0.038181 | -0.036052 | 0.035046 | 0.038597 | 0.036468 | 94.7872 | -25.2128 | -145.2128 | -85.2128 | 154.7872 | 34.7872 | 1.0465 | 1.1507 | 1.0819 | 1.0597 | 1.1637 | 1.0946 | -2.1269 | -120.703 | 123.337 | -2.381 | -120.9504 | 123.0265
Line3_1_5 | 0 | 0 | 0 | 0 | 0 | 0 | 0 | 0 | 0 | 0 | 0 | 0 | 7.5378e-09 | 4.3035e-09 | -1.0745e-08 | -3.7582e-09 | -2.5769e-09 | 5.2389e-09 | 7.9923e-09 | -1.1237e-08 | 1.2656e-09 | -4.1457e-09 | 5.5642e-09 | -3.9036e-10 | 0 | 0 | 0 | 0 | 0 | 0 | 1.0465 | 1.1507 | 1.0819 | 1.0465 | 1.1507 | 1.0819 | -2.1269 | -120.703 | 123.337 | -2.1269 | -120.703 | 123.337
Line4_2_6 | 0.11235 | 0.14434 | 0.14434 | 0.11235 | 0.14434 | 0.14434 | 0.025946 | 0.033333 | 0.033333 | 0.025946 | 0.033333 | 0.033333 | -0.0078477 | -0.014377 | -0.011167 | 0.0079735 | 0.014568 | 0.011391 | -0.026298 | -0.036046 | -0.034769 | 0.026566 | 0.036454 | 0.035174 | 104.3954 | -8.9978 | -128.9977 | -75.6046 | 171.0022 | 51.0023 | 1.0577 | 1.1642 | 1.0955 | 1.069 | 1.1777 | 1.1092 | -2.2201 | -120.7421 | 123.1956 | -2.3113 | -120.7803 | 123.0576
Line5_6_7 | 0.11235 | 0.14434 | 0.14434 | 0.11235 | 0.14434 | 0.14434 | 0.025946 | 0.033333 | 0.033333 | 0.025946 | 0.033333 | 0.033333 | -0.0079735 | -0.014568 | -0.011391 | 0.0080993 | 0.014759 | 0.011615 | -0.026566 | -0.036454 | -0.035174 | 0.026833 | 0.036863 | 0.03558 | 104.3954 | -8.9978 | -128.9977 | -75.6046 | 171.0022 | 51.0023 | 1.069 | 1.1777 | 1.1092 | 1.0803 | 1.1912 | 1.1228 | -2.3113 | -120.7803 | 123.0576 | -2.4006 | -120.8177 | 122.923
Line6_7_8 | 0.035193 | 0 | 0 | 0.035193 | 0 | 0 | 0.0081275 | 0 | 0 | 0.0081275 | 0 | 0 | 0.0062031 | 7.6196e-09 | -1.6797e-08 | -0.0061927 | -5.7102e-09 | 1.0908e-08 | 0.0062134 | -1.7913e-08 | 2.0154e-09 | -0.0061927 | 1.1886e-08 | -1.1253e-09 | -47.4483 | 0 | 0 | 132.5517 | 0 | 0 | 1.0803 | 1.1912 | 1.1228 | 1.0776 | 1.1908 | 1.1227 | -2.4006 | -120.8177 | 122.923 | -2.4483 | -120.7989 | 122.8953
Line7_8_9 | 0 | 0 | 0 | 0 | 0 | 0 | 0 | 0 | 0 | 0 | 0 | 0 | 4.0915e-09 | 2.5474e-09 | -5.6062e-09 | -1.1268e-10 | -6.1533e-10 | -3.047e-10 | 4.3107e-09 | -5.9749e-09 | 6.7181e-10 | -1.7722e-10 | -6.3928e-11 | 2.1833e-10 | 0 | 0 | 0 | 0 | 0 | 0 | 1.0776 | 1.1908 | 1.1227 | 1.0776 | 1.1908 | 1.1227 | -2.4483 | -120.7989 | 122.8953 | -2.4483 | -120.7989 | 122.8953
Line8_8_10 | 0 | 0 | 0 | 0 | 0 | 0 | 0 | 0 | 0 | 0 | 0 | 0 | 4.0915e-09 | 2.5474e-09 | -5.6062e-09 | -1.1268e-10 | -6.1533e-10 | -3.047e-10 | 4.3107e-09 | -5.9749e-09 | 6.7181e-10 | -1.7722e-10 | -6.3928e-11 | 2.1833e-10 | 0 | 0 | 0 | 0 | 0 | 0 | 1.0776 | 1.1908 | 1.1227 | 1.0776 | 1.1908 | 1.1227 | -2.4483 | -120.7989 | 122.8953 | -2.4483 | -120.7989 | 122.8953
Line9_3_11 | 0.14434 | 0.14434 | 0.14434 | 0.14434 | 0.14434 | 0.14434 | 0.033333 | 0.033333 | 0.033333 | 0.033333 | 0.033333 | 0.033333 | -0.0044076 | -0.0038781 | -0.0011211 | 0.0046159 | 0.0040865 | 0.0013294 | -0.035046 | -0.038597 | -0.036468 | 0.035463 | 0.039014 | 0.036885 | 94.7872 | -25.2128 | -145.2127 | -85.2128 | 154.7872 | 34.7873 | 1.0597 | 1.1637 | 1.0946 | 1.0729 | 1.1768 | 1.1073 | -2.381 | -120.9504 | 123.0265 | -2.6289 | -121.1924 | 122.7231

## LG_max_fault_10
name | pf_ikss_a_from_ka | pf_ikss_b_from_ka | pf_ikss_c_from_ka | pf_ikss_a_to_ka | pf_ikss_b_to_ka | pf_ikss_c_to_ka | pf_skss_a_from_mw | pf_skss_b_from_mw | pf_skss_c_from_mw | pf_skss_a_to_mw | pf_skss_b_to_mw | pf_skss_c_to_mw | pf_p_a_from_mw | pf_p_b_from_mw | pf_p_c_from_mw | pf_p_a_to_mw | pf_p_b_to_mw | pf_p_c_to_mw | pf_q_a_from_mvar | pf_q_b_from_mvar | pf_q_c_from_mvar | pf_q_a_to_mvar | pf_q_b_to_mvar | pf_q_c_to_mvar | pf_ikss_a_from_degree | pf_ikss_b_from_degree | pf_ikss_c_from_degree | pf_ikss_a_to_degree | pf_ikss_b_to_degree | pf_ikss_c_to_degree | pf_vm_a_from_pu | pf_vm_b_from_pu | pf_vm_c_from_pu | pf_vm_a_to_pu | pf_vm_b_to_pu | pf_vm_c_to_pu | pf_va_a_from_degree | pf_va_b_from_degree | pf_va_c_from_degree | pf_va_a_to_degree | pf_va_b_to_degree | pf_va_c_to_degree
Line0_1_2 | 0.11099 | 0.14434 | 0.14434 | 0.11099 | 0.14434 | 0.14434 | 0.025633 | 0.033333 | 0.033333 | 0.025633 | 0.033333 | 0.033333 | -0.0076898 | -0.014733 | -0.011348 | 0.0078124 | 0.014923 | 0.011573 | -0.027028 | -0.03738 | -0.036037 | 0.02729 | 0.037788 | 0.036442 | 103.752 | -9.1931 | -129.193 | -76.248 | 170.8069 | 50.807 | 1.0963 | 1.2054 | 1.1334 | 1.1074 | 1.2188 | 1.1471 | -2.1296 | -120.7039 | 123.3273 | -2.2231 | -120.7426 | 123.1888
Line10_11_12 | 0.14434 | 0.14434 | 0.14434 | 0.14434 | 0.14434 | 0.14434 | 0.033333 | 0.033333 | 0.033333 | 0.033333 | 0.033333 | 0.033333 | -0.0048173 | -0.0042612 | -0.0013791 | 0.0050256 | 0.0044695 | 0.0015874 | -0.03711 | -0.040827 | -0.038603 | 0.037527 | 0.041244 | 0.039019 | 94.7869 | -25.2131 | -145.213 | -85.2131 | 154.7869 | 34.787 | 1.1227 | 1.2315 | 1.1588 | 1.1359 | 1.2446 | 1.1715 | -2.6093 | -121.1715 | 122.741 | -2.8407 | -121.398 | 122.4573
Line11_12_13 | 0.14434 | 0.14434 | 0.14434 | 0.14434 | 0.14434 | 0.14434 | 0.033333 | 0.033333 | 0.033333 | 0.033333 | 0.033333 | 0.033333 | -0.0050256 | -0.0044695 | -0.0015874 | 0.0052339 | 0.0046779 | 0.0017957 | -0.037527 | -0.041244 | -0.039019 | 0.037944 | 0.041661 | 0.039436 | 94.7869 | -25.2131 | -145.213 | -85.2131 | 154.7869 | 34.7869 | 1.1359 | 1.2446 | 1.1715 | 1.1491 | 1.2577 | 1.1843 | -2.8407 | -121.398 | 122.4573 | -3.0669 | -121.6197 | 122.1798
Line12_13_15 | 0 | 0 | 0 | 0 | 0 | 0 | 0 | 0 | 0 | 0 | 0 | 0 | 1.3879e-08 | 7.8023e-09 | -1.7745e-08 | -9.4661e-09 | -5.9307e-09 | 1.146e-08 | 1.3788e-08 | -1.9121e-08 | 2.8394e-09 | -9.44e-09 | 1.2604e-08 | -1.7112e-09 | 0 | 0 | 0 | 0 | 0 | 0 | 1.1491 | 1.2577 | 1.1843 | 1.1491 | 1.2577 | 1.1843 | -3.0669 | -121.6197 | 122.1798 | -3.0669 | -121.6197 | 122.1798
Line13_13_14 | 0.14434 | 0.14434 | 0.14434 | 0.14434 | 0.14434 | 0.14434 | 0.033333 | 0.033333 | 0.033333 | 0.033333 | 0.033333 | 0.033333 | -0.0052339 | -0.0046779 | -0.0017957 | 0.0054423 | 0.0048862 | 0.002004 | -0.037944 | -0.041661 | -0.039436 | 0.03836 | 0.042077 | 0.039853 | 94.7869 | -25.2131 | -145.2131 | -85.2131 | 154.7869 | 34.7869 | 1.1491 | 1.2577 | 1.1843 | 1.1623 | 1.2708 | 1.1971 | -3.0669 | -121.6197 | 122.1798 | -3.2879 | -121.8368 | 121.9082
Line14_15_16 | 0 | 0 | 0 | 0 | 0 | 0 | 0 | 0 | 0 | 0 | 0 | 0 | 9.2526e-09 | 5.2016e-09 | -1.183e-08 | -4.8398e-09 | -3.3299e-09 | 5.5454e-09 | 9.192e-09 | -1.2747e-08 | 1.8929e-09 | -4.844e-09 | 6.2303e-09 | -7.6478e-10 | 0 | 0 | 0 | 0 | 0 | 0 | 1.1491 | 1.2577 | 1.1843 | 1.1491 | 1.2577 | 1.1843 | -3.0669 | -121.6197 | 122.1798 | -3.0669 | -121.6197 | 122.1798
Line15_16_17 | 0 | 0 | 0 | 0 | 0 | 0 | 0 | 0 | 0 | 0 | 0 | 0 | 4.6263e-09 | 2.6008e-09 | -5.9149e-09 | -2.1346e-10 | -7.2915e-10 | -3.6955e-10 | 4.596e-09 | -6.3737e-09 | 9.4646e-10 | -2.4796e-10 | -1.4338e-10 | 1.8168e-10 | 0 | 0 | 0 | 0 | 0 | 0 | 1.1491 | 1.2577 | 1.1843 | 1.1491 | 1.2577 | 1.1843 | -3.0669 | -121.6197 | 122.1798 | -3.0669 | -121.6197 | 122.1798
Line16_4_18 | 0 | 0 | 0 | 0 | 0 | 0 | 0 | 0 | 0 | 0 | 0 | 0 | 4.2518e-09 | 2.4176e-09 | -5.8971e-09 | -4.2318e-11 | -5.2963e-10 | -2.0028e-10 | 4.4347e-09 | -6.211e-09 | 7.5689e-10 | -1.8522e-10 | -8.0639e-11 | 2.4442e-10 | 0 | 0 | 0 | 0 | 0 | 0 | 1.1095 | 1.2184 | 1.1461 | 1.1095 | 1.2184 | 1.1461 | -2.3723 | -120.9402 | 123.0309 | -2.3723 | -120.9402 | 123.0309
Line17_5_19 | 0 | 0 | 0 | 0 | 0 | 0 | 0 | 0 | 0 | 0 | 0 | 0 | 4.1298e-09 | 2.3594e-09 | -5.8883e-09 | 1.1866e-11 | -4.6599e-10 | -1.4672e-10 | 4.3809e-09 | -6.1567e-09 | 6.9369e-10 | -1.6431e-10 | -5.9726e-11 | 2.6534e-10 | 0 | 0 | 0 | 0 | 0 | 0 | 1.0963 | 1.2054 | 1.1334 | 1.0963 | 1.2054 | 1.1334 | -2.1296 | -120.7039 | 123.3273 | -2.1296 | -120.7039 | 123.3273
Line1_1_3 | 0.14434 | 0.14434 | 0.14434 | 0.14434 | 0.14434 | 0.14434 | 0.033333 | 0.033333 | 0.033333 | 0.033333 | 0.033333 | 0.033333 | -0.0044006 | -0.0038445 | -0.00096241 | 0.0046089 | 0.0040528 | 0.0011707 | -0.036277 | -0.039994 | -0.037769 | 0.036694 | 0.040411 | 0.038186 | 94.7869 | -25.2131 | -145.213 | -85.2131 | 154.7869 | 34.787 | 1.0963 | 1.2054 | 1.1334 | 1.1095 | 1.2184 | 1.1461 | -2.1296 | -120.7039 | 123.3273 | -2.3723 | -120.9402 | 123.0309
Line2_1_4 | 0.14434 | 0.14434 | 0.14434 | 0.14434 | 0.14434 | 0.14434 | 0.033333 | 0.033333 | 0.033333 | 0.033333 | 0.033333 | 0.033333 | -0.0044006 | -0.0038445 | -0.00096237 | 0.0046089 | 0.0040529 | 0.0011707 | -0.036277 | -0.039994 | -0.037769 | 0.036694 | 0.040411 | 0.038186 | 94.7869 | -25.2131 | -145.2131 | -85.2131 | 154.7869 | 34.7869 | 1.0963 | 1.2054 | 1.1334 | 1.1095 | 1.2184 | 1.1461 | -2.1296 | -120.7039 | 123.3273 | -2.3723 | -120.9402 | 123.0309
Line3_1_5 | 0 | 0 | 0 | 0 | 0 | 0 | 0 | 0 | 0 | 0 | 0 | 0 | 8.2596e-09 | 4.7187e-09 | -1.1777e-08 | -4.1179e-09 | -2.8253e-09 | 5.7416e-09 | 8.7618e-09 | -1.2313e-08 | 1.3874e-09 | -4.5452e-09 | 6.097e-09 | -4.2836e-10 | 0 | 0 | 0 | 0 | 0 | 0 | 1.0963 | 1.2054 | 1.1334 | 1.0963 | 1.2054 | 1.1334 | -2.1296 | -120.7039 | 123.3273 | -2.1296 | -120.7039 | 123.3273
Line4_2_6 | 0.11099 | 0.14434 | 0.14434 | 0.11099 | 0.14434 | 0.14434 | 0.025633 | 0.033333 | 0.033333 | 0.025633 | 0.033333 | 0.033333 | -0.0078124 | -0.014923 | -0.011573 | 0.007935 | 0.015113 | 0.011798 | -0.02729 | -0.037788 | -0.036442 | 0.027551 | 0.038196 | 0.036848 | 103.752 | -9.1931 | -129.193 | -76.248 | 170.8069 | 50.807 | 1.1074 | 1.2188 | 1.1471 | 1.1185 | 1.2323 | 1.1607 | -2.2231 | -120.7426 | 123.1888 | -2.3148 | -120.7805 | 123.0535
Line5_6_7 | 0.11099 | 0.14434 | 0.14434 | 0.11099 | 0.14434 | 0.14434 | 0.025633 | 0.033333 | 0.033333 | 0.025633 | 0.033333 | 0.033333 | -0.007935 | -0.015113 | -0.011798 | 0.0080576 | 0.015304 | 0.012022 | -0.027551 | -0.038196 | -0.036848 | 0.027813 | 0.038605 | 0.037253 | 103.752 | -9.1931 | -129.193 | -76.248 | 170.8069 | 50.807 | 1.1185 | 1.2323 | 1.1607 | 1.1297 | 1.2458 | 1.1743 | -2.3148 | -120.7805 | 123.0535 | -2.4046 | -120.8176 | 122.9213
Line6_7_8 | 0.036803 | 0 | 0 | 0.036803 | 0 | 0 | 0.0084993 | 0 | 0 | 0.0084993 | 0 | 0 | 0.0067836 | 8.3145e-09 | -1.8403e-08 | -0.0067723 | -6.2239e-09 | 1.1959e-08 | 0.0067949 | -1.9597e-08 | 2.2011e-09 | -0.0067723 | 1.3003e-08 | -1.2284e-09 | -47.4523 | 0 | 0 | 132.5477 | 0 | 0 | 1.1297 | 1.2458 | 1.1743 | 1.1269 | 1.2454 | 1.1742 | -2.4046 | -120.8176 | 122.9213 | -2.4523 | -120.7989 | 122.8936
Line7_8_9 | 0 | 0 | 0 | 0 | 0 | 0 | 0 | 0 | 0 | 0 | 0 | 0 | 4.4675e-09 | 2.7797e-09 | -6.1424e-09 | -1.1514e-10 | -6.644e-10 | -3.2538e-10 | 4.7173e-09 | -6.5368e-09 | 7.3374e-10 | -1.9447e-10 | -7.0034e-11 | 2.3907e-10 | 0 | 0 | 0 | 0 | 0 | 0 | 1.1269 | 1.2454 | 1.1742 | 1.1269 | 1.2454 | 1.1742 | -2.4523 | -120.7989 | 122.8936 | -2.4523 | -120.7989 | 122.8936
Line8_8_10 | 0 | 0 | 0 | 0 | 0 | 0 | 0 | 0 | 0 | 0 | 0 | 0 | 4.4675e-09 | 2.7797e-09 | -6.1424e-09 | -1.1514e-10 | -6.644e-10 | -3.2538e-10 | 4.7173e-09 | -6.5368e-09 | 7.3374e-10 | -1.9447e-10 | -7.0034e-11 | 2.3907e-10 | 0 | 0 | 0 | 0 | 0 | 0 | 1.1269 | 1.2454 | 1.1742 | 1.1269 | 1.2454 | 1.1742 | -2.4523 | -120.7989 | 122.8936 | -2.4523 | -120.7989 | 122.8936
Line9_3_11 | 0.14434 | 0.14434 | 0.14434 | 0.14434 | 0.14434 | 0.14434 | 0.033333 | 0.033333 | 0.033333 | 0.033333 | 0.033333 | 0.033333 | -0.0046089 | -0.0040528 | -0.0011707 | 0.0048173 | 0.0042612 | 0.0013791 | -0.036694 | -0.040411 | -0.038186 | 0.03711 | 0.040827 | 0.038603 | 94.7869 | -25.2131 | -145.213 | -85.2131 | 154.7869 | 34.787 | 1.1095 | 1.2184 | 1.1461 | 1.1227 | 1.2315 | 1.1588 | -2.3723 | -120.9402 | 123.0309 | -2.6093 | -121.1715 | 122.741

## LG_min_6
name | pf_ikss_a_from_ka | pf_ikss_b_from_ka | pf_ikss_c_from_ka | pf_ikss_a_to_ka | pf_ikss_b_to_ka | pf_ikss_c_to_ka | pf_skss_a_from_mw | pf_skss_b_from_mw | pf_skss_c_from_mw | pf_skss_a_to_mw | pf_skss_b_to_mw | pf_skss_c_to_mw | pf_p_a_from_mw | pf_p_b_from_mw | pf_p_c_from_mw | pf_p_a_to_mw | pf_p_b_to_mw | pf_p_c_to_mw | pf_q_a_from_mvar | pf_q_b_from_mvar | pf_q_c_from_mvar | pf_q_a_to_mvar | pf_q_b_to_mvar | pf_q_c_to_mvar | pf_ikss_a_from_degree | pf_ikss_b_from_degree | pf_ikss_c_from_degree | pf_ikss_a_to_degree | pf_ikss_b_to_degree | pf_ikss_c_to_degree | pf_vm_a_from_pu | pf_vm_b_from_pu | pf_vm_c_from_pu | pf_vm_a_to_pu | pf_vm_b_to_pu | pf_vm_c_to_pu | pf_va_a_from_degree | pf_va_b_from_degree | pf_va_c_from_degree | pf_va_a_to_degree | pf_va_b_to_degree | pf_va_c_to_degree
Line0_1_2 | 0.44676 | 1.7429e-06 | 1.7429e-06 | 0.44676 | 1.4589e-06 | 1.4589e-06 | 0.10317 | 4.0251e-07 | 4.0251e-07 | 0.10317 | 3.3692e-07 | 3.3692e-07 | 0.012774 | 3.3604e-07 | -3.2457e-07 | -0.0095805 | -2.8808e-07 | 2.653e-07 | 0.013306 | -5.2191e-07 | -4.7457e-07 | -0.0099797 | 4.3137e-07 | 3.9794e-07 | -82.196 | -85.9014 | -85.9014 | 97.804 | 93.4571 | 93.4571 | 0.17878 | 1.5422 | 1.4284 | 0.13408 | 1.5396 | 1.4195 | -36.0269 | -143.1252 | 149.7297 | -36.0269 | -142.8073 | 149.7659
Line10_11_12 | 1.7017e-06 | 1.7019e-06 | 1.7019e-06 | 1.4187e-06 | 1.4188e-06 | 1.4188e-06 | 3.9299e-07 | 3.9303e-07 | 3.9303e-07 | 3.2763e-07 | 3.2766e-07 | 3.2766e-07 | 4.6127e-08 | 3.1865e-07 | -3.2545e-07 | -3.8052e-08 | -2.6932e-07 | 2.6804e-07 | 5.2996e-08 | -5.1561e-07 | -4.5746e-07 | -4.453e-08 | 4.2756e-07 | 3.8368e-07 | -84.9915 | -84.8414 | -84.8414 | 94.4882 | 94.6682 | 94.6682 | 0.17878 | 1.5422 | 1.4284 | 0.17878 | 1.5422 | 1.4284 | -36.0269 | -143.1252 | 149.7297 | -36.0269 | -143.1252 | 149.7297
Line11_12_13 | 1.4181e-06 | 1.4182e-06 | 1.4182e-06 | 1.1351e-06 | 1.1352e-06 | 1.1352e-06 | 3.2749e-07 | 3.2753e-07 | 3.2753e-07 | 2.6214e-07 | 2.6216e-07 | 2.6216e-07 | 3.8439e-08 | 2.6554e-07 | -2.712e-07 | -3.0365e-08 | -2.1621e-07 | 2.138e-07 | 4.4164e-08 | -4.2967e-07 | -3.8122e-07 | -3.5697e-08 | 3.4163e-07 | 3.0744e-07 | -84.9915 | -84.8414 | -84.8414 | 94.3582 | 94.5457 | 94.5457 | 0.17878 | 1.5422 | 1.4284 | 0.17878 | 1.5422 | 1.4284 | -36.0269 | -143.1252 | 149.7297 | -36.0269 | -143.1252 | 149.7297
Line12_13_15 | 0 | 0 | 0 | 0 | 0 | 0 | 0 | 0 | 0 | 0 | 0 | 0 | 2.3063e-08 | 1.5932e-07 | -1.6272e-07 | -1.4989e-08 | -1.1e-07 | 1.0532e-07 | 2.6498e-08 | -2.578e-07 | -2.2873e-07 | -1.8032e-08 | 1.6976e-07 | 1.5495e-07 | 0 | 0 | 0 | 0 | 0 | 0 | 0.17878 | 1.5422 | 1.4284 | 0.17878 | 1.5422 | 1.4284 | -36.0269 | -143.1252 | 149.7297 | -36.0268 | -143.1252 | 149.7297
Line13_13_14 | 0 | 0 | 0 | 0 | 0 | 0 | 0 | 0 | 0 | 0 | 0 | 0 | 7.6877e-09 | 5.3108e-08 | -5.4241e-08 | 3.8645e-10 | -3.7802e-09 | -3.1607e-09 | 8.8327e-09 | -8.5934e-08 | -7.6243e-08 | -3.6628e-10 | -2.1098e-09 | 2.4675e-09 | 0 | 0 | 0 | 0 | 0 | 0 | 0.17878 | 1.5422 | 1.4284 | 0.17878 | 1.5422 | 1.4284 | -36.0269 | -143.1252 | 149.7297 | -36.0269 | -143.1252 | 149.7297
Line14_15_16 | 0 | 0 | 0 | 0 | 0 | 0 | 0 | 0 | 0 | 0 | 0 | 0 | 1.5375e-08 | 1.0622e-07 | -1.0848e-07 | -7.3013e-09 | -5.6888e-08 | 5.108e-08 | 1.7665e-08 | -1.7187e-07 | -1.5249e-07 | -9.199e-09 | 8.3825e-08 | 7.8711e-08 | 0 | 0 | 0 | 0 | 0 | 0 | 0.17878 | 1.5422 | 1.4284 | 0.17878 | 1.5422 | 1.4284 | -36.0268 | -143.1252 | 149.7297 | -36.0268 | -143.1252 | 149.7297
Line15_16_17 | 0 | 0 | 0 | 0 | 0 | 0 | 0 | 0 | 0 | 0 | 0 | 0 | 7.6877e-09 | 5.3108e-08 | -5.4241e-08 | 3.8645e-10 | -3.7802e-09 | -3.1607e-09 | 8.8327e-09 | -8.5934e-08 | -7.6243e-08 | -3.6628e-10 | -2.1098e-09 | 2.4675e-09 | 0 | 0 | 0 | 0 | 0 | 0 | 0.17878 | 1.5422 | 1.4284 | 0.17878 | 1.5422 | 1.4284 | -36.0268 | -143.1252 | 149.7297 | -36.0268 | -143.1252 | 149.7297
Line16_4_18 | 0 | 0 | 0 | 0 | 0 | 0 | 0 | 0 | 0 | 0 | 0 | 0 | 7.6878e-09 | 5.3108e-08 | -5.4241e-08 | 3.8645e-10 | -3.7802e-09 | -3.1607e-09 | 8.8327e-09 | -8.5934e-08 | -7.6243e-08 | -3.6628e-10 | -2.1098e-09 | 2.4675e-09 | 0 | 0 | 0 | 0 | 0 | 0 | 0.17878 | 1.5422 | 1.4284 | 0.17878 | 1.5422 | 1.4284 | -36.0269 | -143.1252 | 149.7297 | -36.0269 | -143.1252 | 149.7297
Line17_5_19 | 0 | 0 | 0 | 0 | 0 | 0 | 0 | 0 | 0 | 0 | 0 | 0 | 7.6878e-09 | 5.3108e-08 | -5.4241e-08 | 3.8645e-10 | -3.7802e-09 | -3.1607e-09 | 8.8327e-09 | -8.5934e-08 | -7.6243e-08 | -3.6628e-10 | -2.1098e-09 | 2.4675e-09 | 0 | 0 | 0 | 0 | 0 | 0 | 0.17878 | 1.5422 | 1.4284 | 0.17878 | 1.5422 | 1.4284 | -36.0269 | -143.1252 | 149.7297 | -36.0269 | -143.1252 | 149.7297
Line1_1_3 | 2.2689e-06 | 2.2692e-06 | 2.2692e-06 | 1.9859e-06 | 1.9861e-06 | 1.9861e-06 | 5.2399e-07 | 5.2404e-07 | 5.2404e-07 | 4.5863e-07 | 4.5867e-07 | 4.5867e-07 | 6.1502e-08 | 4.2486e-07 | -4.3393e-07 | -5.3428e-08 | -3.7553e-07 | 3.7653e-07 | 7.0662e-08 | -6.8748e-07 | -6.0994e-07 | -6.2195e-08 | 5.9943e-07 | 5.3617e-07 | -84.9915 | -84.8414 | -84.8414 | 94.6368 | 94.8083 | 94.8083 | 0.17878 | 1.5422 | 1.4284 | 0.17878 | 1.5422 | 1.4284 | -36.0269 | -143.1252 | 149.7297 | -36.0269 | -143.1252 | 149.7297
Line2_1_4 | 0 | 0 | 0 | 0 | 0 | 0 | 0 | 0 | 0 | 0 | 0 | 0 | 1.5376e-08 | 1.0622e-07 | -1.0848e-07 | -7.3013e-09 | -5.6888e-08 | 5.108e-08 | 1.7665e-08 | -1.7187e-07 | -1.5249e-07 | -9.199e-09 | 8.3825e-08 | 7.8711e-08 | 0 | 0 | 0 | 0 | 0 | 0 | 0.17878 | 1.5422 | 1.4284 | 0.17878 | 1.5422 | 1.4284 | -36.0269 | -143.1252 | 149.7297 | -36.0269 | -143.1252 | 149.7297
Line3_1_5 | 0 | 0 | 0 | 0 | 0 | 0 | 0 | 0 | 0 | 0 | 0 | 0 | 1.5376e-08 | 1.0622e-07 | -1.0848e-07 | -7.3013e-09 | -5.6888e-08 | 5.108e-08 | 1.7665e-08 | -1.7187e-07 | -1.5249e-07 | -9.199e-09 | 8.3825e-08 | 7.8711e-08 | 0 | 0 | 0 | 0 | 0 | 0 | 0.17878 | 1.5422 | 1.4284 | 0.17878 | 1.5422 | 1.4284 | -36.0269 | -143.1252 | 149.7297 | -36.0269 | -143.1252 | 149.7297
Line4_2_6 | 0.44676 | 1.458e-06 | 1.458e-06 | 0.44676 | 1.1716e-06 | 1.1716e-06 | 0.10317 | 3.3671e-07 | 3.3671e-07 | 0.10317 | 2.7056e-07 | 2.7056e-07 | 0.0095805 | 2.8433e-07 | -2.684e-07 | -0.006387 | -2.3447e-07 | 2.1003e-07 | 0.0099797 | -4.3345e-07 | -3.9548e-07 | -0.0066531 | 3.4346e-07 | 3.1867e-07 | -82.196 | -86.0708 | -86.0708 | 97.804 | 93.1912 | 93.1912 | 0.13408 | 1.5396 | 1.4195 | 0.089389 | 1.537 | 1.4106 | -36.0269 | -142.8073 | 149.7659 | -36.0269 | -142.4882 | 149.8026
Line5_6_7 | 0.44676 | 1.1705e-06 | 1.1705e-06 | 0.44676 | 0 | 0 | 0.10317 | 2.7031e-07 | 2.7031e-07 | 0.10317 | 0 | 0 | 0.006387 | 2.3075e-07 | -2.1307e-07 | -0.0031935 | -1.79e-07 | 1.556e-07 | 0.0066531 | -3.455e-07 | -3.1623e-07 | -0.0033266 | 2.5607e-07 | 2.3926e-07 | -82.196 | -86.2264 | -86.2264 | 97.804 | 0 | 0 | 0.089389 | 1.537 | 1.4106 | 0.044695 | 1.5345 | 1.4017 | -36.0269 | -142.4882 | 149.8026 | -36.0269 | -142.1682 | 149.8397
Line6_7_8 | 0.44676 | 0 | 0 | 0.44676 | 0 | 0 | 0.10317 | 0 | 0 | 0.10317 | 0 | 0 | 0.0031935 | 1.7532e-07 | -1.5857e-07 | -1.1697e-15 | -1.2167e-07 | 1.02e-07 | 0.0033266 | -2.5809e-07 | -2.3683e-07 | -1.9555e-15 | 1.6925e-07 | 1.5972e-07 | -82.196 | 0 | 0 | 97.804 | 0 | 0 | 0.044695 | 1.5345 | 1.4017 | 0 | 1.532 | 1.3928 | -36.0269 | -142.1682 | 149.8397 | 0 | -141.847 | 149.8773
Line7_8_9 | 0 | 0 | 0 | 0 | 0 | 0 | 0 | 0 | 0 | 0 | 0 | 0 | 6.522e-22 | 5.9011e-08 | -5.2451e-08 | -2.142e-17 | -3.6529e-09 | -2.9065e-09 | 1.3374e-21 | -8.5616e-08 | -7.8649e-08 | 2.1275e-17 | -1.9859e-09 | 2.4169e-09 | 0 | 0 | 0 | 0 | 0 | 0 | 0 | 1.532 | 1.3928 | 0 | 1.532 | 1.3928 | 0 | -141.847 | 149.8773 | 0 | -141.847 | 149.8773
Line8_8_10 | 0 | 0 | 0 | 0 | 0 | 0 | 0 | 0 | 0 | 0 | 0 | 0 | 6.522e-22 | 5.9011e-08 | -5.2451e-08 | -2.142e-17 | -3.6529e-09 | -2.9065e-09 | 1.3374e-21 | -8.5616e-08 | -7.8649e-08 | 2.1275e-17 | -1.9859e-09 | 2.4169e-09 | 0 | 0 | 0 | 0 | 0 | 0 | 0 | 1.532 | 1.3928 | 0 | 1.532 | 1.3928 | 0 | -141.847 | 149.8773 | 0 | -141.847 | 149.8773
Line9_3_11 | 1.9853e-06 | 1.9855e-06 | 1.9855e-06 | 1.7023e-06 | 1.7025e-06 | 1.7025e-06 | 4.5849e-07 | 4.5854e-07 | 4.5854e-07 | 3.9313e-07 | 3.9317e-07 | 3.9317e-07 | 5.3814e-08 | 3.7175e-07 | -3.7969e-07 | -4.574e-08 | -3.2243e-07 | 3.2229e-07 | 6.1829e-08 | -6.0154e-07 | -5.337e-07 | -5.3363e-08 | 5.135e-07 | 4.5993e-07 | -84.9915 | -84.8414 | -84.8414 | 94.5749 | 94.7499 | 94.7499 | 0.17878 | 1.5422 | 1.4284 | 0.17878 | 1.5422 | 1.4284 | -36.0269 | -143.1252 | 149.7297 | -36.0269 | -143.1252 | 149.7297

## LG_min_10
name | pf_ikss_a_from_ka | pf_ikss_b_from_ka | pf_ikss_c_from_ka | pf_ikss_a_to_ka | pf_ikss_b_to_ka | pf_ikss_c_to_ka | pf_skss_a_from_mw | pf_skss_b_from_mw | pf_skss_c_from_mw | pf_skss_a_to_mw | pf_skss_b_to_mw | pf_skss_c_to_mw | pf_p_a_from_mw | pf_p_b_from_mw | pf_p_c_from_mw | pf_p_a_to_mw | pf_p_b_to_mw | pf_p_c_to_mw | pf_q_a_from_mvar | pf_q_b_from_mvar | pf_q_c_from_mvar | pf_q_a_to_mvar | pf_q_b_to_mvar | pf_q_c_to_mvar | pf_ikss_a_from_degree | pf_ikss_b_from_degree | pf_ikss_c_from_degree | pf_ikss_a_to_degree | pf_ikss_b_to_degree | pf_ikss_c_to_degree | pf_vm_a_from_pu | pf_vm_b_from_pu | pf_vm_c_from_pu | pf_vm_a_to_pu | pf_vm_b_to_pu | pf_vm_c_to_pu | pf_va_a_from_degree | pf_va_b_from_degree | pf_va_c_from_degree | pf_va_a_to_degree | pf_va_b_to_degree | pf_va_c_to_degree
Line0_1_2 | 0.42325 | 1.6512e-06 | 1.6512e-06 | 0.42325 | 1.3821e-06 | 1.3821e-06 | 0.097745 | 3.8132e-07 | 3.8132e-07 | 0.097745 | 3.1919e-07 | 3.1919e-07 | 0.011465 | 3.016e-07 | -2.913e-07 | -0.0085986 | -2.5855e-07 | 2.3811e-07 | 0.011943 | -4.6842e-07 | -4.2593e-07 | -0.0089569 | 3.8716e-07 | 3.5715e-07 | -82.196 | -85.9014 | -85.9014 | 97.804 | 93.4571 | 93.4571 | 0.16937 | 1.461 | 1.3532 | 0.12703 | 1.4585 | 1.3448 | -36.0269 | -143.1252 | 149.7297 | -36.0269 | -142.8073 | 149.7659
Line10_11_12 | 1.6121e-06 | 1.6123e-06 | 1.6123e-06 | 1.344e-06 | 1.3441e-06 | 1.3441e-06 | 3.7231e-07 | 3.7234e-07 | 3.7234e-07 | 3.1039e-07 | 3.1042e-07 | 3.1042e-07 | 4.1399e-08 | 2.8599e-07 | -2.9209e-07 | -3.4152e-08 | -2.4172e-07 | 2.4057e-07 | 4.7565e-08 | -4.6276e-07 | -4.1057e-07 | -3.9966e-08 | 3.8374e-07 | 3.4436e-07 | -84.9915 | -84.8414 | -84.8414 | 94.4882 | 94.6682 | 94.6682 | 0.16937 | 1.461 | 1.3532 | 0.16937 | 1.461 | 1.3532 | -36.0269 | -143.1252 | 149.7297 | -36.0269 | -143.1252 | 149.7297
Line11_12_13 | 1.3435e-06 | 1.3436e-06 | 1.3436e-06 | 1.0754e-06 | 1.0754e-06 | 1.0754e-06 | 3.1026e-07 | 3.1029e-07 | 3.1029e-07 | 2.4834e-07 | 2.4836e-07 | 2.4836e-07 | 3.4499e-08 | 2.3832e-07 | -2.4341e-07 | -2.7252e-08 | -1.9405e-07 | 1.9189e-07 | 3.9637e-08 | -3.8563e-07 | -3.4214e-07 | -3.2038e-08 | 3.0661e-07 | 2.7593e-07 | -84.9915 | -84.8414 | -84.8414 | 94.3582 | 94.5457 | 94.5457 | 0.16937 | 1.461 | 1.3532 | 0.16937 | 1.461 | 1.3532 | -36.0269 | -143.1252 | 149.7297 | -36.0269 | -143.1252 | 149.7297
Line12_13_15 | 0 | 0 | 0 | 0 | 0 | 0 | 0 | 0 | 0 | 0 | 0 | 0 | 2.0699e-08 | 1.4299e-07 | -1.4604e-07 | -1.3453e-08 | -9.8722e-08 | 9.4527e-08 | 2.3782e-08 | -2.3138e-07 | -2.0529e-07 | -1.6184e-08 | 1.5236e-07 | 1.3907e-07 | 0 | 0 | 0 | 0 | 0 | 0 | 0.16937 | 1.461 | 1.3532 | 0.16937 | 1.461 | 1.3532 | -36.0269 | -143.1252 | 149.7297 | -36.0268 | -143.1252 | 149.7297
Line13_13_14 | 0 | 0 | 0 | 0 | 0 | 0 | 0 | 0 | 0 | 0 | 0 | 0 | 6.8998e-09 | 4.7664e-08 | -4.8682e-08 | 3.4684e-10 | -3.3928e-09 | -2.8367e-09 | 7.9274e-09 | -7.7127e-08 | -6.8429e-08 | -3.2873e-10 | -1.8935e-09 | 2.2146e-09 | 0 | 0 | 0 | 0 | 0 | 0 | 0.16937 | 1.461 | 1.3532 | 0.16937 | 1.461 | 1.3532 | -36.0269 | -143.1252 | 149.7297 | -36.0269 | -143.1252 | 149.7297
Line14_15_16 | 0 | 0 | 0 | 0 | 0 | 0 | 0 | 0 | 0 | 0 | 0 | 0 | 1.38e-08 | 9.5329e-08 | -9.7363e-08 | -6.553e-09 | -5.1057e-08 | 4.5845e-08 | 1.5855e-08 | -1.5425e-07 | -1.3686e-07 | -8.2562e-09 | 7.5233e-08 | 7.0643e-08 | 0 | 0 | 0 | 0 | 0 | 0 | 0.16937 | 1.461 | 1.3532 | 0.16937 | 1.461 | 1.3532 | -36.0268 | -143.1252 | 149.7297 | -36.0268 | -143.1252 | 149.7297
Line15_16_17 | 0 | 0 | 0 | 0 | 0 | 0 | 0 | 0 | 0 | 0 | 0 | 0 | 6.8998e-09 | 4.7665e-08 | -4.8682e-08 | 3.4684e-10 | -3.3928e-09 | -2.8367e-09 | 7.9274e-09 | -7.7127e-08 | -6.8429e-08 | -3.2873e-10 | -1.8935e-09 | 2.2146e-09 | 0 | 0 | 0 | 0 | 0 | 0 | 0.16937 | 1.461 | 1.3532 | 0.16937 | 1.461 | 1.3532 | -36.0268 | -143.1252 | 149.7297 | -36.0268 | -143.1252 | 149.7297
Line16_4_18 | 0 | 0 | 0 | 0 | 0 | 0 | 0 | 0 | 0 | 0 | 0 | 0 | 6.8998e-09 | 4.7664e-08 | -4.8682e-08 | 3.4684e-10 | -3.3928e-09 | -2.8367e-09 | 7.9274e-09 | -7.7127e-08 | -6.8429e-08 | -3.2874e-10 | -1.8935e-09 | 2.2146e-09 | 0 | 0 | 0 | 0 | 0 | 0 | 0.16937 | 1.461 | 1.3532 | 0.16937 | 1.461 | 1.3532 | -36.0269 | -143.1252 | 149.7297 | -36.0269 | -143.1252 | 149.7297
Line17_5_19 | 0 | 0 | 0 | 0 | 0 | 0 | 0 | 0 | 0 | 0 | 0 | 0 | 6.8998e-09 | 4.7664e-08 | -4.8682e-08 | 3.4684e-10 | -3.3928e-09 | -2.8367e-09 | 7.9274e-09 | -7.7127e-08 | -6.8429e-08 | -3.2874e-10 | -1.8935e-09 | 2.2146e-09 | 0 | 0 | 0 | 0 | 0 | 0 | 0.16937 | 1.461 | 1.3532 | 0.16937 | 1.461 | 1.3532 | -36.0269 | -143.1252 | 149.7297 | -36.0269 | -143.1252 | 149.7297
Line1_1_3 | 2.1495e-06 | 2.1497e-06 | 2.1497e-06 | 1.8814e-06 | 1.8816e-06 | 1.8816e-06 | 4.9641e-07 | 4.9646e-07 | 4.9646e-07 | 4.3449e-07 | 4.3453e-07 | 4.3453e-07 | 5.5199e-08 | 3.8132e-07 | -3.8945e-07 | -4.7952e-08 | -3.3704e-07 | 3.3793e-07 | 6.342e-08 | -6.1701e-07 | -5.4743e-07 | -5.5821e-08 | 5.3799e-07 | 4.8122e-07 | -84.9915 | -84.8414 | -84.8414 | 94.6368 | 94.8083 | 94.8083 | 0.16937 | 1.461 | 1.3532 | 0.16937 | 1.461 | 1.3532 | -36.0269 | -143.1252 | 149.7297 | -36.0269 | -143.1252 | 149.7297
Line2_1_4 | 0 | 0 | 0 | 0 | 0 | 0 | 0 | 0 | 0 | 0 | 0 | 0 | 1.38e-08 | 9.5329e-08 | -9.7363e-08 | -6.553e-09 | -5.1057e-08 | 4.5845e-08 | 1.5855e-08 | -1.5425e-07 | -1.3686e-07 | -8.2562e-09 | 7.5233e-08 | 7.0643e-08 | 0 | 0 | 0 | 0 | 0 | 0 | 0.16937 | 1.461 | 1.3532 | 0.16937 | 1.461 | 1.3532 | -36.0269 | -143.1252 | 149.7297 | -36.0269 | -143.1252 | 149.7297
Line3_1_5 | 0 | 0 | 0 | 0 | 0 | 0 | 0 | 0 | 0 | 0 | 0 | 0 | 1.38e-08 | 9.5329e-08 | -9.7363e-08 | -6.553e-09 | -5.1057e-08 | 4.5845e-08 | 1.5855e-08 | -1.5425e-07 | -1.3686e-07 | -8.2562e-09 | 7.5233e-08 | 7.0643e-08 | 0 | 0 | 0 | 0 | 0 | 0 | 0.16937 | 1.461 | 1.3532 | 0.16937 | 1.461 | 1.3532 | -36.0269 | -143.1252 | 149.7297 | -36.0269 | -143.1252 | 149.7297
Line4_2_6 | 0.42325 | 1.3812e-06 | 1.3812e-06 | 0.42325 | 1.1099e-06 | 1.1099e-06 | 0.097745 | 3.1898e-07 | 3.1898e-07 | 0.097745 | 2.5632e-07 | 2.5632e-07 | 0.0085986 | 2.5519e-07 | -2.4089e-07 | -0.0057324 | -2.1044e-07 | 1.8851e-07 | 0.0089569 | -3.8902e-07 | -3.5495e-07 | -0.0059712 | 3.0825e-07 | 2.8601e-07 | -82.196 | -86.0708 | -86.0708 | 97.804 | 93.1912 | 93.1912 | 0.12703 | 1.4585 | 1.3448 | 0.084684 | 1.4561 | 1.3364 | -36.0269 | -142.8073 | 149.7659 | -36.0269 | -142.4882 | 149.8026
Line5_6_7 | 0.42325 | 1.1089e-06 | 1.1089e-06 | 0.42325 | 0 | 0 | 0.097745 | 2.5609e-07 | 2.5609e-07 | 0.097745 | 0 | 0 | 0.0057324 | 2.071e-07 | -1.9123e-07 | -0.0028662 | -1.6066e-07 | 1.3965e-07 | 0.0059712 | -3.1009e-07 | -2.8382e-07 | -0.0029856 | 2.2983e-07 | 2.1474e-07 | -82.196 | -86.2264 | -86.2264 | 97.804 | 0 | 0 | 0.084684 | 1.4561 | 1.3364 | 0.042342 | 1.4537 | 1.328 | -36.0269 | -142.4882 | 149.8026 | -36.0269 | -142.1682 | 149.8397
Line6_7_8 | 0.42325 | 0 | 0 | 0.42325 | 0 | 0 | 0.097745 | 0 | 0 | 0.097744 | 0 | 0 | 0.0028662 | 1.5735e-07 | -1.4232e-07 | -1.0509e-15 | -1.092e-07 | 9.1542e-08 | 0.0029856 | -2.3164e-07 | -2.1255e-07 | -1.729e-15 | 1.519e-07 | 1.4335e-07 | -82.196 | 0 | 0 | 97.804 | 0 | 0 | 0.042342 | 1.4537 | 1.328 | 0 | 1.4514 | 1.3195 | -36.0269 | -142.1682 | 149.8397 | 0 | -141.847 | 149.8773
Line7_8_9 | 0 | 0 | 0 | 0 | 0 | 0 | 0 | 0 | 0 | 0 | 0 | 0 | 5.8753e-22 | 5.2962e-08 | -4.7075e-08 | -1.9225e-17 | -3.2785e-09 | -2.6086e-09 | 1.1834e-21 | -7.6841e-08 | -7.0588e-08 | 1.9094e-17 | -1.7824e-09 | 2.1692e-09 | 0 | 0 | 0 | 0 | 0 | 0 | 0 | 1.4514 | 1.3195 | 0 | 1.4514 | 1.3195 | 0 | -141.847 | 149.8773 | 0 | -141.847 | 149.8773
Line8_8_10 | 0 | 0 | 0 | 0 | 0 | 0 | 0 | 0 | 0 | 0 | 0 | 0 | 5.8753e-22 | 5.2962e-08 | -4.7075e-08 | -1.9225e-17 | -3.2785e-09 | -2.6086e-09 | 1.1834e-21 | -7.6841e-08 | -7.0588e-08 | 1.9094e-17 | -1.7824e-09 | 2.1692e-09 | 0 | 0 | 0 | 0 | 0 | 0 | 0 | 1.4514 | 1.3195 | 0 | 1.4514 | 1.3195 | 0 | -141.847 | 149.8773 | 0 | -141.847 | 149.8773
Line9_3_11 | 1.8808e-06 | 1.881e-06 | 1.881e-06 | 1.6127e-06 | 1.6129e-06 | 1.6129e-06 | 4.3436e-07 | 4.344e-07 | 4.344e-07 | 3.7244e-07 | 3.7247e-07 | 3.7247e-07 | 4.8299e-08 | 3.3365e-07 | -3.4077e-07 | -4.1052e-08 | -2.8938e-07 | 2.8925e-07 | 5.5492e-08 | -5.3989e-07 | -4.79e-07 | -4.7893e-08 | 4.6087e-07 | 4.1279e-07 | -84.9915 | -84.8414 | -84.8414 | 94.5749 | 94.7499 | 94.7499 | 0.16937 | 1.461 | 1.3532 | 0.16937 | 1.461 | 1.3532 | -36.0269 | -143.1252 | 149.7297 | -36.0269 | -143.1252 | 149.7297

## LG_min_fault_6
name | pf_ikss_a_from_ka | pf_ikss_b_from_ka | pf_ikss_c_from_ka | pf_ikss_a_to_ka | pf_ikss_b_to_ka | pf_ikss_c_to_ka | pf_skss_a_from_mw | pf_skss_b_from_mw | pf_skss_c_from_mw | pf_skss_a_to_mw | pf_skss_b_to_mw | pf_skss_c_to_mw | pf_p_a_from_mw | pf_p_b_from_mw | pf_p_c_from_mw | pf_p_a_to_mw | pf_p_b_to_mw | pf_p_c_to_mw | pf_q_a_from_mvar | pf_q_b_from_mvar | pf_q_c_from_mvar | pf_q_a_to_mvar | pf_q_b_to_mvar | pf_q_c_to_mvar | pf_ikss_a_from_degree | pf_ikss_b_from_degree | pf_ikss_c_from_degree | pf_ikss_a_to_degree | pf_ikss_b_to_degree | pf_ikss_c_to_degree | pf_vm_a_from_pu | pf_vm_b_from_pu | pf_vm_c_from_pu | pf_vm_a_to_pu | pf_vm_b_to_pu | pf_vm_c_to_pu | pf_va_a_from_degree | pf_va_b_from_degree | pf_va_c_from_degree | pf_va_a_to_degree | pf_va_b_to_degree | pf_va_c_to_degree
Line0_1_2 | 0.029377 | 0 | 0 | 0.029377 | 0 | 0 | 0.0067844 | 0 | 0 | 0.0067844 | 0 | 0 | 0.0043703 | 9.0879e-09 | -2.4749e-08 | -0.0043565 | -7.8475e-09 | 2.0732e-08 | 0.0043726 | -2.4806e-08 | 2.6107e-09 | -0.0043583 | 2.0668e-08 | -1.9633e-09 | -47.2783 | 0 | 0 | 132.7217 | 0 | 0 | 0.91124 | 0.99816 | 0.94028 | 0.9083 | 0.99787 | 0.93995 | -2.2632 | -120.8629 | 122.9947 | -2.2669 | -120.8336 | 122.9651
Line10_11_12 | 0 | 0 | 0 | 0 | 0 | 0 | 0 | 0 | 0 | 0 | 0 | 0 | 1.5815e-08 | 8.4244e-09 | -2.4115e-08 | -1.3052e-08 | -7.197e-09 | 2.0125e-08 | 1.7447e-08 | -2.4382e-08 | 2.9959e-09 | -1.4665e-08 | 2.0266e-08 | -2.3254e-09 | 0 | 0 | 0 | 0 | 0 | 0 | 0.91124 | 0.99816 | 0.94028 | 0.91124 | 0.99816 | 0.94028 | -2.2632 | -120.8629 | 122.9947 | -2.2632 | -120.8629 | 122.9947
Line11_12_13 | 0 | 0 | 0 | 0 | 0 | 0 | 0 | 0 | 0 | 0 | 0 | 0 | 1.3179e-08 | 7.0203e-09 | -2.0096e-08 | -1.0416e-08 | -5.7929e-09 | 1.6106e-08 | 1.454e-08 | -2.0319e-08 | 2.4965e-09 | -1.1757e-08 | 1.6202e-08 | -1.8261e-09 | 0 | 0 | 0 | 0 | 0 | 0 | 0.91124 | 0.99816 | 0.94028 | 0.91124 | 0.99816 | 0.94028 | -2.2632 | -120.8629 | 122.9947 | -2.2632 | -120.8629 | 122.9947
Line12_13_15 | 0 | 0 | 0 | 0 | 0 | 0 | 0 | 0 | 0 | 0 | 0 | 0 | 7.9073e-09 | 4.2122e-09 | -1.2058e-08 | -5.1445e-09 | -2.9848e-09 | 8.0675e-09 | 8.7237e-09 | -1.2191e-08 | 1.4979e-09 | -5.9412e-09 | 8.0751e-09 | -8.275e-10 | 0 | 0 | 0 | 0 | 0 | 0 | 0.91124 | 0.99816 | 0.94028 | 0.91124 | 0.99816 | 0.94028 | -2.2632 | -120.8629 | 122.9947 | -2.2632 | -120.8629 | 122.9947
Line13_13_14 | 0 | 0 | 0 | 0 | 0 | 0 | 0 | 0 | 0 | 0 | 0 | 0 | 2.6358e-09 | 1.4041e-09 | -4.0192e-09 | 1.2702e-10 | -1.7665e-10 | 2.9038e-11 | 2.9079e-09 | -4.0637e-09 | 4.9931e-10 | -1.2535e-10 | -5.2363e-11 | 1.7112e-10 | 0 | 0 | 0 | 0 | 0 | 0 | 0.91124 | 0.99816 | 0.94028 | 0.91124 | 0.99816 | 0.94028 | -2.2632 | -120.8629 | 122.9947 | -2.2632 | -120.8629 | 122.9947
Line14_15_16 | 0 | 0 | 0 | 0 | 0 | 0 | 0 | 0 | 0 | 0 | 0 | 0 | 5.2715e-09 | 2.8081e-09 | -8.0385e-09 | -2.5087e-09 | -1.5807e-09 | 4.0483e-09 | 5.8158e-09 | -8.1274e-09 | 9.9862e-10 | -3.0333e-09 | 4.0113e-09 | -3.2819e-10 | 0 | 0 | 0 | 0 | 0 | 0 | 0.91124 | 0.99816 | 0.94028 | 0.91124 | 0.99816 | 0.94028 | -2.2632 | -120.8629 | 122.9947 | -2.2632 | -120.8629 | 122.9947
Line15_16_17 | 0 | 0 | 0 | 0 | 0 | 0 | 0 | 0 | 0 | 0 | 0 | 0 | 2.6358e-09 | 1.4041e-09 | -4.0192e-09 | 1.2702e-10 | -1.7665e-10 | 2.9038e-11 | 2.9079e-09 | -4.0637e-09 | 4.9931e-10 | -1.2535e-10 | -5.2363e-11 | 1.7112e-10 | 0 | 0 | 0 | 0 | 0 | 0 | 0.91124 | 0.99816 | 0.94028 | 0.91124 | 0.99816 | 0.94028 | -2.2632 | -120.8629 | 122.9947 | -2.2632 | -120.8629 | 122.9947
Line16_4_18 | 0 | 0 | 0 | 0 | 0 | 0 | 0 | 0 | 0 | 0 | 0 | 0 | 2.6358e-09 | 1.4041e-09 | -4.0192e-09 | 1.2702e-10 | -1.7665e-10 | 2.9038e-11 | 2.9079e-09 | -4.0637e-09 | 4.9931e-10 | -1.2535e-10 | -5.2363e-11 | 1.7112e-10 | 0 | 0 | 0 | 0 | 0 | 0 | 0.91124 | 0.99816 | 0.94028 | 0.91124 | 0.99816 | 0.94028 | -2.2632 | -120.8629 | 122.9947 | -2.2632 | -120.8629 | 122.9947
Line17_5_19 | 0 | 0 | 0 | 0 | 0 | 0 | 0 | 0 | 0 | 0 | 0 | 0 | 2.6358e-09 | 1.4041e-09 | -4.0192e-09 | 1.2702e-10 | -1.7665e-10 | 2.9038e-11 | 2.9079e-09 | -4.0637e-09 | 4.9931e-10 | -1.2535e-10 | -5.2363e-11 | 1.7112e-10 | 0 | 0 | 0 | 0 | 0 | 0 | 0.91124 | 0.99816 | 0.94028 | 0.91124 | 0.99816 | 0.94028 | -2.2632 | -120.8629 | 122.9947 | -2.2632 | -120.8629 | 122.9947
Line1_1_3 | 0 | 0 | 0 | 0 | 0 | 0 | 0 | 0 | 0 | 0 | 0 | 0 | 2.1086e-08 | 1.1233e-08 | -3.2154e-08 | -1.8323e-08 | -1.0005e-08 | 2.8164e-08 | 2.3263e-08 | -3.251e-08 | 3.9945e-09 | -2.0481e-08 | 2.8394e-08 | -3.3241e-09 | 0 | 0 | 0 | 0 | 0 | 0 | 0.91124 | 0.99816 | 0.94028 | 0.91124 | 0.99816 | 0.94028 | -2.2632 | -120.8629 | 122.9947 | -2.2632 | -120.8629 | 122.9947
Line2_1_4 | 0 | 0 | 0 | 0 | 0 | 0 | 0 | 0 | 0 | 0 | 0 | 0 | 5.2715e-09 | 2.8081e-09 | -8.0385e-09 | -2.5087e-09 | -1.5807e-09 | 4.0483e-09 | 5.8158e-09 | -8.1274e-09 | 9.9862e-10 | -3.0333e-09 | 4.0113e-09 | -3.2819e-10 | 0 | 0 | 0 | 0 | 0 | 0 | 0.91124 | 0.99816 | 0.94028 | 0.91124 | 0.99816 | 0.94028 | -2.2632 | -120.8629 | 122.9947 | -2.2632 | -120.8629 | 122.9947
Line3_1_5 | 0 | 0 | 0 | 0 | 0 | 0 | 0 | 0 | 0 | 0 | 0 | 0 | 5.2715e-09 | 2.8081e-09 | -8.0385e-09 | -2.5087e-09 | -1.5807e-09 | 4.0483e-09 | 5.8158e-09 | -8.1274e-09 | 9.9862e-10 | -3.0333e-09 | 4.0113e-09 | -3.2819e-10 | 0 | 0 | 0 | 0 | 0 | 0 | 0.91124 | 0.99816 | 0.94028 | 0.91124 | 0.99816 | 0.94028 | -2.2632 | -120.8629 | 122.9947 | -2.2632 | -120.8629 | 122.9947
Line4_2_6 | 0.029377 | 0 | 0 | 0.029377 | 0 | 0 | 0.0067844 | 0 | 0 | 0.0067844 | 0 | 0 | 0.0043565 | 7.672e-09 | -2.0701e-08 | -0.0043427 | -6.3854e-09 | 1.6649e-08 | 0.0043583 | -2.0718e-08 | 2.1327e-09 | -0.0043439 | 1.656e-08 | -1.5074e-09 | -47.2783 | 0 | 0 | 132.7217 | 0 | 0 | 0.9083 | 0.99787 | 0.93995 | 0.90537 | 0.99758 | 0.93962 | -2.2669 | -120.8336 | 122.9651 | -2.2707 | -120.8043 | 122.9354
Line5_6_7 | 0.029377 | 0 | 0 | 0.029377 | 0 | 0 | 0.0067844 | 0 | 0 | 0.0067844 | 0 | 0 | 0.0043427 | 6.211e-09 | -1.6617e-08 | -0.0043289 | -4.8784e-09 | 1.253e-08 | 0.0043439 | -1.6608e-08 | 1.675e-09 | -0.0043295 | 1.2429e-08 | -1.0718e-09 | -47.2783 | 0 | 0 | 132.7217 | 0 | 0 | 0.90537 | 0.99758 | 0.93962 | 0.90243 | 0.99728 | 0.93929 | -2.2707 | -120.8043 | 122.9354 | -2.2744 | -120.775 | 122.9057
Line6_7_8 | 0.029377 | 0 | 0 | 0.029377 | 0 | 0 | 0.0067844 | 0 | 0 | 0.0067844 | 0 | 0 | 0.0043289 | 4.7052e-09 | -1.2497e-08 | -0.0043151 | -3.3264e-09 | 8.3748e-09 | 0.0043295 | -1.2476e-08 | 1.2377e-09 | -0.0043151 | 8.2761e-09 | -6.5642e-10 | -47.2783 | 0 | 0 | 132.7217 | 0 | 0 | 0.90243 | 0.99728 | 0.93929 | 0.89949 | 0.99699 | 0.93896 | -2.2744 | -120.775 | 122.9057 | -2.2782 | -120.7456 | 122.876
Line7_8_9 | 0 | 0 | 0 | 0 | 0 | 0 | 0 | 0 | 0 | 0 | 0 | 0 | 2.5674e-09 | 1.5772e-09 | -4.1704e-09 | 1.6412e-10 | -1.7209e-10 | 3.3877e-11 | 3.0476e-09 | -4.1607e-09 | 4.1026e-10 | -1.2455e-10 | -4.5192e-11 | 1.641e-10 | 0 | 0 | 0 | 0 | 0 | 0 | 0.89949 | 0.99699 | 0.93896 | 0.89949 | 0.99699 | 0.93896 | -2.2782 | -120.7456 | 122.876 | -2.2782 | -120.7456 | 122.876
Line8_8_10 | 0 | 0 | 0 | 0 | 0 | 0 | 0 | 0 | 0 | 0 | 0 | 0 | 2.5674e-09 | 1.5772e-09 | -4.1704e-09 | 1.6412e-10 | -1.7209e-10 | 3.3877e-11 | 3.0476e-09 | -4.1607e-09 | 4.1026e-10 | -1.2455e-10 | -4.5192e-11 | 1.641e-10 | 0 | 0 | 0 | 0 | 0 | 0 | 0.89949 | 0.99699 | 0.93896 | 0.89949 | 0.99699 | 0.93896 | -2.2782 | -120.7456 | 122.876 | -2.2782 | -120.7456 | 122.876
Line9_3_11 | 0 | 0 | 0 | 0 | 0 | 0 | 0 | 0 | 0 | 0 | 0 | 0 | 1.845e-08 | 9.8285e-09 | -2.8135e-08 | -1.5687e-08 | -8.6011e-09 | 2.4144e-08 | 2.0355e-08 | -2.8446e-08 | 3.4952e-09 | -1.7573e-08 | 2.433e-08 | -2.8247e-09 | 0 | 0 | 0 | 0 | 0 | 0 | 0.91124 | 0.99816 | 0.94028 | 0.91124 | 0.99816 | 0.94028 | -2.2632 | -120.8629 | 122.9947 | -2.2632 | -120.8629 | 122.9947

## LG_min_fault_10
name | pf_ikss_a_from_ka | pf_ikss_b_from_ka | pf_ikss_c_from_ka | pf_ikss_a_to_ka | pf_ikss_b_to_ka | pf_ikss_c_to_ka | pf_skss_a_from_mw | pf_skss_b_from_mw | pf_skss_c_from_mw | pf_skss_a_to_mw | pf_skss_b_to_mw | pf_skss_c_to_mw | pf_p_a_from_mw | pf_p_b_from_mw | pf_p_c_from_mw | pf_p_a_to_mw | pf_p_b_to_mw | pf_p_c_to_mw | pf_q_a_from_mvar | pf_q_b_from_mvar | pf_q_c_from_mvar | pf_q_a_to_mvar | pf_q_b_to_mvar | pf_q_c_to_mvar | pf_ikss_a_from_degree | pf_ikss_b_from_degree | pf_ikss_c_from_degree | pf_ikss_a_to_degree | pf_ikss_b_to_degree | pf_ikss_c_to_degree | pf_vm_a_from_pu | pf_vm_b_from_pu | pf_vm_c_from_pu | pf_vm_a_to_pu | pf_vm_b_to_pu | pf_vm_c_to_pu | pf_va_a_from_degree | pf_va_b_from_degree | pf_va_c_from_degree | pf_va_a_to_degree | pf_va_b_to_degree | pf_va_c_to_degree
Line0_1_2 | 0.027831 | 0 | 0 | 0.027831 | 0 | 0 | 0.0064273 | 0 | 0 | 0.0064273 | 0 | 0 | 0.0039224 | 8.1565e-09 | -2.2213e-08 | -0.00391 | -7.0432e-09 | 1.8607e-08 | 0.0039245 | -2.2264e-08 | 2.3431e-09 | -0.0039116 | 1.855e-08 | -1.7621e-09 | -47.2783 | 0 | 0 | 132.7217 | 0 | 0 | 0.86328 | 0.94562 | 0.89079 | 0.8605 | 0.94535 | 0.89048 | -2.2632 | -120.8629 | 122.9947 | -2.2669 | -120.8336 | 122.9651
Line10_11_12 | 0 | 0 | 0 | 0 | 0 | 0 | 0 | 0 | 0 | 0 | 0 | 0 | 1.4194e-08 | 7.561e-09 | -2.1644e-08 | -1.1714e-08 | -6.4593e-09 | 1.8063e-08 | 1.5659e-08 | -2.1883e-08 | 2.6888e-09 | -1.3162e-08 | 1.8189e-08 | -2.0871e-09 | 0 | 0 | 0 | 0 | 0 | 0 | 0.86328 | 0.94562 | 0.89079 | 0.86328 | 0.94562 | 0.89079 | -2.2632 | -120.8629 | 122.9947 | -2.2632 | -120.8629 | 122.9947
Line11_12_13 | 0 | 0 | 0 | 0 | 0 | 0 | 0 | 0 | 0 | 0 | 0 | 0 | 1.1828e-08 | 6.3008e-09 | -1.8036e-08 | -9.3484e-09 | -5.1992e-09 | 1.4455e-08 | 1.3049e-08 | -1.8236e-08 | 2.2407e-09 | -1.0552e-08 | 1.4542e-08 | -1.639e-09 | 0 | 0 | 0 | 0 | 0 | 0 | 0.86328 | 0.94562 | 0.89079 | 0.86328 | 0.94562 | 0.89079 | -2.2632 | -120.8629 | 122.9947 | -2.2632 | -120.8629 | 122.9947
Line12_13_15 | 0 | 0 | 0 | 0 | 0 | 0 | 0 | 0 | 0 | 0 | 0 | 0 | 7.0968e-09 | 3.7805e-09 | -1.0822e-08 | -4.6172e-09 | -2.6789e-09 | 7.2406e-09 | 7.8296e-09 | -1.0942e-08 | 1.3444e-09 | -5.3322e-09 | 7.2474e-09 | -7.4269e-10 | 0 | 0 | 0 | 0 | 0 | 0 | 0.86328 | 0.94562 | 0.89079 | 0.86328 | 0.94562 | 0.89079 | -2.2632 | -120.8629 | 122.9947 | -2.2632 | -120.8629 | 122.9947
Line13_13_14 | 0 | 0 | 0 | 0 | 0 | 0 | 0 | 0 | 0 | 0 | 0 | 0 | 2.3656e-09 | 1.2602e-09 | -3.6073e-09 | 1.14e-10 | -1.5854e-10 | 2.6062e-11 | 2.6099e-09 | -3.6472e-09 | 4.4813e-10 | -1.125e-10 | -4.6996e-11 | 1.5358e-10 | 0 | 0 | 0 | 0 | 0 | 0 | 0.86328 | 0.94562 | 0.89079 | 0.86328 | 0.94562 | 0.89079 | -2.2632 | -120.8629 | 122.9947 | -2.2632 | -120.8629 | 122.9947
Line14_15_16 | 0 | 0 | 0 | 0 | 0 | 0 | 0 | 0 | 0 | 0 | 0 | 0 | 4.7312e-09 | 2.5203e-09 | -7.2146e-09 | -2.2516e-09 | -1.4187e-09 | 3.6334e-09 | 5.2197e-09 | -7.2944e-09 | 8.9627e-10 | -2.7224e-09 | 3.6002e-09 | -2.9456e-10 | 0 | 0 | 0 | 0 | 0 | 0 | 0.86328 | 0.94562 | 0.89079 | 0.86328 | 0.94562 | 0.89079 | -2.2632 | -120.8629 | 122.9947 | -2.2632 | -120.8629 | 122.9947
Line15_16_17 | 0 | 0 | 0 | 0 | 0 | 0 | 0 | 0 | 0 | 0 | 0 | 0 | 2.3656e-09 | 1.2602e-09 | -3.6073e-09 | 1.14e-10 | -1.5854e-10 | 2.6062e-11 | 2.6099e-09 | -3.6472e-09 | 4.4813e-10 | -1.125e-10 | -4.6996e-11 | 1.5358e-10 | 0 | 0 | 0 | 0 | 0 | 0 | 0.86328 | 0.94562 | 0.89079 | 0.86328 | 0.94562 | 0.89079 | -2.2632 | -120.8629 | 122.9947 | -2.2632 | -120.8629 | 122.9947
Line16_4_18 | 0 | 0 | 0 | 0 | 0 | 0 | 0 | 0 | 0 | 0 | 0 | 0 | 2.3656e-09 | 1.2602e-09 | -3.6073e-09 | 1.14e-10 | -1.5854e-10 | 2.6062e-11 | 2.6099e-09 | -3.6472e-09 | 4.4814e-10 | -1.125e-10 | -4.6996e-11 | 1.5358e-10 | 0 | 0 | 0 | 0 | 0 | 0 | 0.86328 | 0.94562 | 0.89079 | 0.86328 | 0.94562 | 0.89079 | -2.2632 | -120.8629 | 122.9947 | -2.2632 | -120.8629 | 122.9947
Line17_5_19 | 0 | 0 | 0 | 0 | 0 | 0 | 0 | 0 | 0 | 0 | 0 | 0 | 2.3656e-09 | 1.2602e-09 | -3.6073e-09 | 1.14e-10 | -1.5854e-10 | 2.6062e-11 | 2.6099e-09 | -3.6472e-09 | 4.4814e-10 | -1.125e-10 | -4.6996e-11 | 1.5358e-10 | 0 | 0 | 0 | 0 | 0 | 0 | 0.86328 | 0.94562 | 0.89079 | 0.86328 | 0.94562 | 0.89079 | -2.2632 | -120.8629 | 122.9947 | -2.2632 | -120.8629 | 122.9947
Line1_1_3 | 0 | 0 | 0 | 0 | 0 | 0 | 0 | 0 | 0 | 0 | 0 | 0 | 1.8925e-08 | 1.0081e-08 | -2.8858e-08 | -1.6445e-08 | -8.9797e-09 | 2.5277e-08 | 2.0879e-08 | -2.9178e-08 | 3.5851e-09 | -1.8382e-08 | 2.5483e-08 | -2.9834e-09 | 0 | 0 | 0 | 0 | 0 | 0 | 0.86328 | 0.94562 | 0.89079 | 0.86328 | 0.94562 | 0.89079 | -2.2632 | -120.8629 | 122.9947 | -2.2632 | -120.8629 | 122.9947
Line2_1_4 | 0 | 0 | 0 | 0 | 0 | 0 | 0 | 0 | 0 | 0 | 0 | 0 | 4.7312e-09 | 2.5203e-09 | -7.2146e-09 | -2.2516e-09 | -1.4187e-09 | 3.6334e-09 | 5.2197e-09 | -7.2944e-09 | 8.9627e-10 | -2.7224e-09 | 3.6002e-09 | -2.9456e-10 | 0 | 0 | 0 | 0 | 0 | 0 | 0.86328 | 0.94562 | 0.89079 | 0.86328 | 0.94562 | 0.89079 | -2.2632 | -120.8629 | 122.9947 | -2.2632 | -120.8629 | 122.9947
Line3_1_5 | 0 | 0 | 0 | 0 | 0 | 0 | 0 | 0 | 0 | 0 | 0 | 0 | 4.7312e-09 | 2.5203e-09 | -7.2146e-09 | -2.2516e-09 | -1.4187e-09 | 3.6334e-09 | 5.2197e-09 | -7.2944e-09 | 8.9627e-10 | -2.7224e-09 | 3.6002e-09 | -2.9456e-10 | 0 | 0 | 0 | 0 | 0 | 0 | 0.86328 | 0.94562 | 0.89079 | 0.86328 | 0.94562 | 0.89079 | -2.2632 | -120.8629 | 122.9947 | -2.2632 | -120.8629 | 122.9947
Line4_2_6 | 0.027831 | 0 | 0 | 0.027831 | 0 | 0 | 0.0064273 | 0 | 0 | 0.0064273 | 0 | 0 | 0.00391 | 6.8856e-09 | -1.858e-08 | -0.0038976 | -5.7309e-09 | 1.4942e-08 | 0.0039116 | -1.8595e-08 | 1.9141e-09 | -0.0038987 | 1.4862e-08 | -1.3529e-09 | -47.2783 | 0 | 0 | 132.7217 | 0 | 0 | 0.8605 | 0.94535 | 0.89048 | 0.85771 | 0.94507 | 0.89017 | -2.2669 | -120.8336 | 122.9651 | -2.2707 | -120.8043 | 122.9354
Line5_6_7 | 0.027831 | 0 | 0 | 0.027831 | 0 | 0 | 0.0064273 | 0 | 0 | 0.0064273 | 0 | 0 | 0.0038976 | 5.5744e-09 | -1.4914e-08 | -0.0038852 | -4.3784e-09 | 1.1246e-08 | 0.0038987 | -1.4906e-08 | 1.5033e-09 | -0.0038857 | 1.1155e-08 | -9.6195e-10 | -47.2783 | 0 | 0 | 132.7217 | 0 | 0 | 0.85771 | 0.94507 | 0.89017 | 0.85493 | 0.9448 | 0.88986 | -2.2707 | -120.8043 | 122.9354 | -2.2744 | -120.775 | 122.9057
Line6_7_8 | 0.027831 | 0 | 0 | 0.027831 | 0 | 0 | 0.0064273 | 0 | 0 | 0.0064273 | 0 | 0 | 0.0038852 | 4.2229e-09 | -1.1216e-08 | -0.0038728 | -2.9855e-09 | 7.5164e-09 | 0.0038857 | -1.1197e-08 | 1.1108e-09 | -0.0038728 | 7.4279e-09 | -5.8914e-10 | -47.2783 | 0 | 0 | 132.7217 | 0 | 0 | 0.85493 | 0.9448 | 0.88986 | 0.85215 | 0.94452 | 0.88954 | -2.2744 | -120.775 | 122.9057 | -2.2782 | -120.7456 | 122.876
Line7_8_9 | 0 | 0 | 0 | 0 | 0 | 0 | 0 | 0 | 0 | 0 | 0 | 0 | 2.3042e-09 | 1.4155e-09 | -3.743e-09 | 1.473e-10 | -1.5445e-10 | 3.0405e-11 | 2.7353e-09 | -3.7342e-09 | 3.6821e-10 | -1.1179e-10 | -4.056e-11 | 1.4729e-10 | 0 | 0 | 0 | 0 | 0 | 0 | 0.85215 | 0.94452 | 0.88954 | 0.85215 | 0.94452 | 0.88954 | -2.2782 | -120.7456 | 122.876 | -2.2782 | -120.7456 | 122.876
Line8_8_10 | 0 | 0 | 0 | 0 | 0 | 0 | 0 | 0 | 0 | 0 | 0 | 0 | 2.3042e-09 | 1.4155e-09 | -3.743e-09 | 1.473e-10 | -1.5445e-10 | 3.0405e-11 | 2.7353e-09 | -3.7342e-09 | 3.6821e-10 | -1.1179e-10 | -4.056e-11 | 1.4728e-10 | 0 | 0 | 0 | 0 | 0 | 0 | 0.85215 | 0.94452 | 0.88954 | 0.85215 | 0.94452 | 0.88954 | -2.2782 | -120.7456 | 122.876 | -2.2782 | -120.7456 | 122.876
Line9_3_11 | 0 | 0 | 0 | 0 | 0 | 0 | 0 | 0 | 0 | 0 | 0 | 0 | 1.6559e-08 | 8.8211e-09 | -2.5251e-08 | -1.408e-08 | -7.7195e-09 | 2.167e-08 | 1.8269e-08 | -2.553e-08 | 3.1369e-09 | -1.5772e-08 | 2.1836e-08 | -2.5352e-09 | 0 | 0 | 0 | 0 | 0 | 0 | 0.86328 | 0.94562 | 0.89079 | 0.86328 | 0.94562 | 0.89079 | -2.2632 | -120.8629 | 122.9947 | -2.2632 | -120.8629 | 122.9947

## LLG_max_6
name | pf_ikss_a_from_ka | pf_ikss_b_from_ka | pf_ikss_c_from_ka | pf_ikss_a_to_ka | pf_ikss_b_to_ka | pf_ikss_c_to_ka | pf_skss_a_from_mw | pf_skss_b_from_mw | pf_skss_c_from_mw | pf_skss_a_to_mw | pf_skss_b_to_mw | pf_skss_c_to_mw | pf_p_a_from_mw | pf_p_b_from_mw | pf_p_c_from_mw | pf_p_a_to_mw | pf_p_b_to_mw | pf_p_c_to_mw | pf_q_a_from_mvar | pf_q_b_from_mvar | pf_q_c_from_mvar | pf_q_a_to_mvar | pf_q_b_to_mvar | pf_q_c_to_mvar | pf_ikss_a_from_degree | pf_ikss_b_from_degree | pf_ikss_c_from_degree | pf_ikss_a_to_degree | pf_ikss_b_to_degree | pf_ikss_c_to_degree | pf_vm_a_from_pu | pf_vm_b_from_pu | pf_vm_c_from_pu | pf_vm_a_to_pu | pf_vm_b_to_pu | pf_vm_c_to_pu | pf_va_a_from_degree | pf_va_b_from_degree | pf_va_c_from_degree | pf_va_a_to_degree | pf_va_b_to_degree | pf_va_c_to_degree
Line0_1_2 | 0.14434 | 1.863 | 1.9642 | 0.14434 | 1.863 | 1.9642 | 0.033333 | 0.43024 | 0.45361 | 0.033333 | 0.43024 | 0.45361 | -0.018579 | 0.13783 | 0.16011 | 0.018671 | -0.10462 | -0.12008 | -0.05035 | 0.28694 | 0.30834 | 0.050653 | -0.21606 | -0.23284 | 111.002 | -159.9438 | 24.2139 | -68.998 | 20.0562 | -155.7861 | 1.61 | 0.73989 | 0.76592 | 1.6195 | 0.55795 | 0.57754 | 0.74796 | -95.6012 | 86.7719 | 0.76732 | -95.7804 | 86.9328
Line10_11_12 | 0.14434 | 0.14434 | 0.14434 | 0.14434 | 0.14434 | 0.14434 | 0.033334 | 0.033333 | 0.033333 | 0.033334 | 0.033333 | 0.033333 | -0.004197 | 0.0078611 | -0.01614 | 0.0044053 | -0.0076528 | 0.016349 | -0.054368 | -0.024066 | -0.020948 | 0.054785 | 0.024482 | 0.021364 | 94.7871 | -25.2123 | -145.2131 | -85.2129 | 154.7876 | 34.7869 | 1.6359 | 0.75951 | 0.79333 | 1.6488 | 0.76952 | 0.80706 | 0.37292 | -97.1226 | 87.1726 | 0.18981 | -97.854 | 87.3628
Line11_12_13 | 0.14434 | 0.14434 | 0.14434 | 0.14434 | 0.14434 | 0.14434 | 0.033334 | 0.033333 | 0.033333 | 0.033333 | 0.033333 | 0.033333 | -0.0044053 | 0.0076528 | -0.016349 | 0.0046136 | -0.0074445 | 0.016557 | -0.054785 | -0.024482 | -0.021364 | 0.055201 | 0.024899 | 0.021781 | 94.7872 | -25.2124 | -145.2131 | -85.2128 | 154.7875 | 34.787 | 1.6488 | 0.76952 | 0.80706 | 1.6618 | 0.77964 | 0.82079 | 0.18981 | -97.854 | 87.3628 | 0.0095611 | -98.5665 | 87.5466
Line12_13_15 | 0 | 0 | 0 | 0 | 0 | 0 | 0 | 0 | 0 | 0 | 0 | 0 | 4.3479e-09 | -1.0331e-07 | 1.0787e-07 | -6.6265e-09 | 6.9442e-08 | -7.1714e-08 | -2.2008e-07 | 1.5278e-08 | -2.9574e-09 | 1.4672e-07 | -9.0882e-09 | 2.7587e-10 | 0 | 0 | 0 | 0 | 0 | 0 | 1.6618 | 0.77964 | 0.82079 | 1.6618 | 0.77964 | 0.82079 | 0.0095611 | -98.5665 | 87.5466 | 0.0095607 | -98.5665 | 87.5465
Line13_13_14 | 0.14434 | 0.14434 | 0.14434 | 0.14434 | 0.14434 | 0.14434 | 0.033333 | 0.033333 | 0.033333 | 0.033333 | 0.033333 | 0.033333 | -0.0046137 | 0.0074446 | -0.016557 | 0.004822 | -0.0072363 | 0.016765 | -0.055201 | -0.024899 | -0.021781 | 0.055618 | 0.025316 | 0.022198 | 94.7872 | -25.2127 | -145.2128 | -85.2128 | 154.7873 | 34.7872 | 1.6618 | 0.77964 | 0.82079 | 1.6748 | 0.78989 | 0.83452 | 0.0095611 | -98.5665 | 87.5466 | -0.1679 | -99.2606 | 87.7243
Line14_15_16 | 0 | 0 | 0 | 0 | 0 | 0 | 0 | 0 | 0 | 0 | 0 | 0 | 2.8986e-09 | -6.8876e-08 | 7.191e-08 | -5.1772e-09 | 3.5003e-08 | -3.5759e-08 | -1.4672e-07 | 1.0185e-08 | -1.9716e-09 | 7.3362e-08 | -3.9957e-09 | -7.0992e-10 | 0 | 0 | 0 | 0 | 0 | 0 | 1.6618 | 0.77964 | 0.82079 | 1.6618 | 0.77964 | 0.82079 | 0.0095607 | -98.5665 | 87.5465 | 0.0095605 | -98.5665 | 87.5465
Line15_16_17 | 0 | 0 | 0 | 0 | 0 | 0 | 0 | 0 | 0 | 0 | 0 | 0 | 1.4493e-09 | -3.4438e-08 | 3.5955e-08 | -3.7279e-09 | 5.6528e-10 | 1.9632e-10 | -7.3361e-08 | 5.0925e-09 | -9.8579e-10 | 1.0682e-12 | 1.0969e-09 | -1.6957e-09 | 0 | 0 | 0 | 0 | 0 | 0 | 1.6618 | 0.77964 | 0.82079 | 1.6618 | 0.77964 | 0.82079 | 0.0095605 | -98.5665 | 87.5465 | 0.0095604 | -98.5665 | 87.5465
Line16_4_18 | 0 | 0 | 0 | 0 | 0 | 0 | 0 | 0 | 0 | 0 | 0 | 0 | 1.8715e-09 | -3.3357e-08 | 3.4023e-08 | -3.4098e-09 | 5.8365e-10 | 2.8797e-10 | -7.1724e-08 | 3.5429e-09 | -1.2532e-09 | 6.0955e-11 | 1.1567e-09 | -1.6358e-09 | 0 | 0 | 0 | 0 | 0 | 0 | 1.6229 | 0.74964 | 0.77962 | 1.6229 | 0.74964 | 0.77962 | 0.55895 | -96.3719 | 86.9758 | 0.55895 | -96.3719 | 86.9758
Line17_5_19 | 0 | 0 | 0 | 0 | 0 | 0 | 0 | 0 | 0 | 0 | 0 | 0 | 2.0151e-09 | -3.2993e-08 | 3.3382e-08 | -3.3066e-09 | 5.8691e-10 | 3.1566e-10 | -7.1178e-08 | 3.0263e-09 | -1.3423e-09 | 8.0918e-11 | 1.1767e-09 | -1.6159e-09 | 0 | 0 | 0 | 0 | 0 | 0 | 1.61 | 0.73989 | 0.76592 | 1.61 | 0.73989 | 0.76592 | 0.74796 | -95.6012 | 86.7719 | 0.74796 | -95.6012 | 86.7719
Line1_1_3 | 0.14434 | 0.14434 | 0.14434 | 0.14434 | 0.14434 | 0.14434 | 0.033334 | 0.033333 | 0.033333 | 0.033334 | 0.033333 | 0.033333 | -0.0037803 | 0.0082777 | -0.015723 | 0.0039886 | -0.0080694 | 0.015932 | -0.053535 | -0.023232 | -0.020114 | 0.053952 | 0.023649 | 0.020531 | 94.7871 | -25.2122 | -145.2133 | -85.2129 | 154.7878 | 34.7868 | 1.61 | 0.73989 | 0.76592 | 1.6229 | 0.74964 | 0.77962 | 0.74796 | -95.6012 | 86.7719 | 0.55895 | -96.3719 | 86.9758
Line2_1_4 | 0.14434 | 0.14434 | 0.14434 | 0.14434 | 0.14434 | 0.14434 | 0.033333 | 0.033333 | 0.033333 | 0.033333 | 0.033333 | 0.033333 | -0.0037803 | 0.0082779 | -0.015724 | 0.0039886 | -0.0080696 | 0.015932 | -0.053535 | -0.023232 | -0.020114 | 0.053951 | 0.023649 | 0.020531 | 94.7872 | -25.2126 | -145.2129 | -85.2128 | 154.7873 | 34.7872 | 1.61 | 0.73989 | 0.76592 | 1.6229 | 0.74964 | 0.77962 | 0.74796 | -95.6012 | 86.7719 | 0.55895 | -96.3719 | 86.9758
Line3_1_5 | 0 | 0 | 0 | 0 | 0 | 0 | 0 | 0 | 0 | 0 | 0 | 0 | 4.0303e-09 | -6.5987e-08 | 6.6765e-08 | -5.3218e-09 | 3.358e-08 | -3.3067e-08 | -1.4236e-07 | 6.0527e-09 | -2.6846e-09 | 7.1259e-08 | -1.8496e-09 | -2.7358e-10 | 0 | 0 | 0 | 0 | 0 | 0 | 1.61 | 0.73989 | 0.76592 | 1.61 | 0.73989 | 0.76592 | 0.74796 | -95.6012 | 86.7719 | 0.74796 | -95.6012 | 86.7719
Line4_2_6 | 0.14434 | 1.863 | 1.9642 | 0.14434 | 1.863 | 1.9642 | 0.033333 | 0.43024 | 0.45361 | 0.033333 | 0.43024 | 0.45361 | -0.018671 | 0.10462 | 0.12008 | 0.018764 | -0.071398 | -0.080044 | -0.050653 | 0.21606 | 0.23284 | 0.050956 | -0.14517 | -0.15734 | 111.002 | -159.9438 | 24.2139 | -68.9979 | 20.0562 | -155.7861 | 1.6195 | 0.55795 | 0.57754 | 1.629 | 0.37602 | 0.38916 | 0.76732 | -95.7804 | 86.9328 | 0.78645 | -96.1329 | 87.2495
Line5_6_7 | 0.14434 | 1.863 | 1.9642 | 0.14434 | 1.863 | 1.9642 | 0.033333 | 0.43024 | 0.45361 | 0.033333 | 0.43024 | 0.45361 | -0.018764 | 0.071398 | 0.080044 | 0.018856 | -0.03818 | -0.04001 | -0.050956 | 0.14517 | 0.15734 | 0.051259 | -0.074282 | -0.081838 | 111.0021 | -159.9438 | 24.2139 | -68.9979 | 20.0562 | -155.7861 | 1.629 | 0.37602 | 0.38916 | 1.6385 | 0.19412 | 0.20082 | 0.78645 | -96.1329 | 87.2495 | 0.80536 | -97.1464 | 88.1605
Line6_7_8 | 0 | 1.9904 | 2.094 | 0 | 1.9904 | 2.094 | 0 | 0.45967 | 0.4836 | 0 | 0.45967 | 0.4836 | 1.01e-08 | 0.037971 | 0.045345 | -1.0502e-08 | 7.4411e-14 | 5.1473e-15 | -2.2431e-07 | 0.08075 | 0.085882 | 1.4943e-07 | -6.5209e-15 | -3.2864e-15 | 0 | -161.962 | 25.9941 | 0 | 18.038 | -154.0059 | 1.6385 | 0.19412 | 0.20082 | 1.6341 | 0 | 0 | 0.80536 | -97.1464 | 88.1605 | 0.87856 | 0 | 0
Line7_8_9 | 0 | 0 | 0 | 0 | 0 | 0 | 0 | 0 | 0 | 0 | 0 | 0 | 3.5006e-09 | 1.9878e-21 | 4.567e-23 | -3.5006e-09 | -2.1363e-19 | -1.1522e-17 | -7.4666e-08 | -7.7066e-21 | 5.3236e-22 | 9.6467e-11 | 2.38e-17 | -6.1537e-18 | 0 | 0 | 0 | 0 | 0 | 0 | 1.6341 | 0 | 0 | 1.6341 | 0 | 0 | 0.87856 | 0 | 0 | 0.87856 | 0 | 0
Line8_8_10 | 0 | 0 | 0 | 0 | 0 | 0 | 0 | 0 | 0 | 0 | 0 | 0 | 3.5006e-09 | 1.9878e-21 | 4.567e-23 | -3.5006e-09 | -2.1363e-19 | -1.1522e-17 | -7.4666e-08 | -7.7066e-21 | 5.3236e-22 | 9.6467e-11 | 2.38e-17 | -6.1537e-18 | 0 | 0 | 0 | 0 | 0 | 0 | 1.6341 | 0 | 0 | 1.6341 | 0 | 0 | 0.87856 | 0 | 0 | 0.87856 | 0 | 0
Line9_3_11 | 0.14434 | 0.14434 | 0.14434 | 0.14434 | 0.14434 | 0.14434 | 0.033334 | 0.033333 | 0.033333 | 0.033334 | 0.033333 | 0.033333 | -0.0039886 | 0.0080694 | -0.015932 | 0.004197 | -0.0078611 | 0.01614 | -0.053952 | -0.023649 | -0.020531 | 0.054368 | 0.024066 | 0.020948 | 94.7871 | -25.2122 | -145.2132 | -85.2129 | 154.7877 | 34.7869 | 1.6229 | 0.74964 | 0.77962 | 1.6359 | 0.75951 | 0.79333 | 0.55895 | -96.3719 | 86.9758 | 0.37292 | -97.1226 | 87.1726

## LLG_max_10
name | pf_ikss_a_from_ka | pf_ikss_b_from_ka | pf_ikss_c_from_ka | pf_ikss_a_to_ka | pf_ikss_b_to_ka | pf_ikss_c_to_ka | pf_skss_a_from_mw | pf_skss_b_from_mw | pf_skss_c_from_mw | pf_skss_a_to_mw | pf_skss_b_to_mw | pf_skss_c_to_mw | pf_p_a_from_mw | pf_p_b_from_mw | pf_p_c_from_mw | pf_p_a_to_mw | pf_p_b_to_mw | pf_p_c_to_mw | pf_q_a_from_mvar | pf_q_b_from_mvar | pf_q_c_from_mvar | pf_q_a_to_mvar | pf_q_b_to_mvar | pf_q_c_to_mvar | pf_ikss_a_from_degree | pf_ikss_b_from_degree | pf_ikss_c_from_degree | pf_ikss_a_to_degree | pf_ikss_b_to_degree | pf_ikss_c_to_degree | pf_vm_a_from_pu | pf_vm_b_from_pu | pf_vm_c_from_pu | pf_vm_a_to_pu | pf_vm_b_to_pu | pf_vm_c_to_pu | pf_va_a_from_degree | pf_va_b_from_degree | pf_va_c_from_degree | pf_va_a_to_degree | pf_va_b_to_degree | pf_va_c_to_degree
Line0_1_2 | 0.14434 | 1.9348 | 2.0397 | 0.14434 | 1.9348 | 2.0397 | 0.033333 | 0.44683 | 0.47106 | 0.033333 | 0.44683 | 0.47106 | -0.019267 | 0.14839 | 0.17273 | 0.019354 | -0.11258 | -0.12955 | -0.052762 | 0.30938 | 0.33222 | 0.053059 | -0.23292 | -0.25081 | 110.8067 | -160.2262 | 24.1546 | -69.1933 | 19.7738 | -155.8454 | 1.6851 | 0.76791 | 0.7949 | 1.6944 | 0.57897 | 0.59927 | 0.74641 | -95.8508 | 86.6833 | 0.76646 | -96.0232 | 86.8378
Line10_11_12 | 0.14434 | 0.14434 | 0.14434 | 0.14434 | 0.14434 | 0.14434 | 0.033334 | 0.033333 | 0.033333 | 0.033334 | 0.033333 | 0.033333 | -0.0043744 | 0.0080696 | -0.016767 | 0.0045827 | -0.0078613 | 0.016975 | -0.056863 | -0.024983 | -0.021683 | 0.05728 | 0.025399 | 0.0221 | 94.7868 | -25.2126 | -145.2135 | -85.2132 | 154.7873 | 34.7866 | 1.7109 | 0.78761 | 0.8223 | 1.7239 | 0.79764 | 0.83602 | 0.38783 | -97.3118 | 87.0728 | 0.21258 | -98.015 | 87.258
Line11_12_13 | 0.14434 | 0.14434 | 0.14434 | 0.14434 | 0.14434 | 0.14434 | 0.033334 | 0.033333 | 0.033333 | 0.033334 | 0.033333 | 0.033333 | -0.0045827 | 0.0078613 | -0.016975 | 0.0047911 | -0.007653 | 0.017184 | -0.05728 | -0.025399 | -0.0221 | 0.057697 | 0.025816 | 0.022517 | 94.7868 | -25.2127 | -145.2134 | -85.2132 | 154.7872 | 34.7867 | 1.7239 | 0.79764 | 0.83602 | 1.7368 | 0.80779 | 0.84974 | 0.21258 | -98.015 | 87.258 | 0.039946 | -98.7007 | 87.4373
Line12_13_15 | 0 | 0 | 0 | 0 | 0 | 0 | 0 | 0 | 0 | 0 | 0 | 0 | 4.8261e-09 | -1.1195e-07 | 1.1664e-07 | -7.2731e-09 | 7.5279e-08 | -7.7521e-08 | -2.4049e-07 | 1.682e-08 | -3.3964e-09 | 1.6033e-07 | -1.003e-08 | 4.1964e-10 | 0 | 0 | 0 | 0 | 0 | 0 | 1.7368 | 0.80779 | 0.84974 | 1.7368 | 0.80779 | 0.84974 | 0.039946 | -98.7007 | 87.4373 | 0.039946 | -98.7007 | 87.4373
Line13_13_14 | 0.14434 | 0.14434 | 0.14434 | 0.14434 | 0.14434 | 0.14434 | 0.033333 | 0.033333 | 0.033333 | 0.033333 | 0.033333 | 0.033333 | -0.0047911 | 0.0076531 | -0.017184 | 0.0049994 | -0.0074448 | 0.017392 | -0.057696 | -0.025816 | -0.022517 | 0.058113 | 0.026233 | 0.022933 | 94.7869 | -25.213 | -145.2132 | -85.2131 | 154.787 | 34.7869 | 1.7368 | 0.80779 | 0.84974 | 1.7498 | 0.81806 | 0.86347 | 0.039946 | -98.7007 | 87.4373 | -0.13013 | -99.3692 | 87.6108
Line14_15_16 | 0 | 0 | 0 | 0 | 0 | 0 | 0 | 0 | 0 | 0 | 0 | 0 | 3.2174e-09 | -7.4636e-08 | 7.7762e-08 | -5.6644e-09 | 3.7961e-08 | -3.864e-08 | -1.6033e-07 | 1.1213e-08 | -2.2643e-09 | 8.0168e-08 | -4.4232e-09 | -7.125e-10 | 0 | 0 | 0 | 0 | 0 | 0 | 1.7368 | 0.80779 | 0.84974 | 1.7368 | 0.80779 | 0.84974 | 0.039946 | -98.7007 | 87.4373 | 0.039946 | -98.7007 | 87.4373
Line15_16_17 | 0 | 0 | 0 | 0 | 0 | 0 | 0 | 0 | 0 | 0 | 0 | 0 | 1.6087e-09 | -3.7318e-08 | 3.8881e-08 | -4.0557e-09 | 6.4294e-10 | 2.4097e-10 | -8.0163e-08 | 5.6067e-09 | -1.1321e-09 | 4.8857e-12 | 1.1835e-09 | -1.8446e-09 | 0 | 0 | 0 | 0 | 0 | 0 | 1.7368 | 0.80779 | 0.84974 | 1.7368 | 0.80779 | 0.84974 | 0.039946 | -98.7007 | 87.4373 | 0.039946 | -98.7007 | 87.4373
Line16_4_18 | 0 | 0 | 0 | 0 | 0 | 0 | 0 | 0 | 0 | 0 | 0 | 0 | 2.0504e-09 | -3.6186e-08 | 3.6864e-08 | -3.7234e-09 | 6.6088e-10 | 3.3414e-10 | -7.8451e-08 | 3.9865e-09 | -1.4118e-09 | 6.7624e-11 | 1.2462e-09 | -1.7819e-09 | 0 | 0 | 0 | 0 | 0 | 0 | 1.698 | 0.7777 | 0.80859 | 1.698 | 0.7777 | 0.80859 | 0.56576 | -96.5906 | 86.8814 | 0.56576 | -96.5906 | 86.8814
Line17_5_19 | 0 | 0 | 0 | 0 | 0 | 0 | 0 | 0 | 0 | 0 | 0 | 0 | 2.2005e-09 | -3.5806e-08 | 3.6195e-08 | -3.6155e-09 | 6.6399e-10 | 3.6233e-10 | -7.7881e-08 | 3.4464e-09 | -1.505e-09 | 8.8538e-11 | 1.2671e-09 | -1.761e-09 | 0 | 0 | 0 | 0 | 0 | 0 | 1.6851 | 0.76791 | 0.7949 | 1.6851 | 0.76791 | 0.7949 | 0.74641 | -95.8508 | 86.6833 | 0.74641 | -95.8508 | 86.6833
Line1_1_3 | 0.14434 | 0.14434 | 0.14434 | 0.14434 | 0.14434 | 0.14434 | 0.033334 | 0.033333 | 0.033333 | 0.033334 | 0.033333 | 0.033333 | -0.0039577 | 0.0084862 | -0.01635 | 0.004166 | -0.0082779 | 0.016559 | -0.05603 | -0.024149 | -0.02085 | 0.056447 | 0.024566 | 0.021267 | 94.7868 | -25.2125 | -145.2136 | -85.2132 | 154.7875 | 34.7865 | 1.6851 | 0.76791 | 0.7949 | 1.698 | 0.7777 | 0.80859 | 0.74641 | -95.8508 | 86.6833 | 0.56576 | -96.5906 | 86.8814
Line2_1_4 | 0.14434 | 0.14434 | 0.14434 | 0.14434 | 0.14434 | 0.14434 | 0.033333 | 0.033333 | 0.033333 | 0.033333 | 0.033333 | 0.033333 | -0.0039577 | 0.0084864 | -0.016351 | 0.0041661 | -0.0082781 | 0.016559 | -0.05603 | -0.024149 | -0.02085 | 0.056446 | 0.024566 | 0.021267 | 94.7869 | -25.2129 | -145.2132 | -85.2131 | 154.787 | 34.7868 | 1.6851 | 0.76791 | 0.7949 | 1.698 | 0.7777 | 0.80859 | 0.74641 | -95.8508 | 86.6833 | 0.56576 | -96.5906 | 86.8814
Line3_1_5 | 0 | 0 | 0 | 0 | 0 | 0 | 0 | 0 | 0 | 0 | 0 | 0 | 4.401e-09 | -7.1612e-08 | 7.239e-08 | -5.816e-09 | 3.647e-08 | -3.5833e-08 | -1.5576e-07 | 6.8928e-09 | -3.01e-09 | 7.7969e-08 | -2.1792e-09 | -2.5599e-10 | 0 | 0 | 0 | 0 | 0 | 0 | 1.6851 | 0.76791 | 0.7949 | 1.6851 | 0.76791 | 0.7949 | 0.74641 | -95.8508 | 86.6833 | 0.74641 | -95.8508 | 86.6833
Line4_2_6 | 0.14434 | 1.9348 | 2.0397 | 0.14434 | 1.9348 | 2.0397 | 0.033333 | 0.44683 | 0.47106 | 0.033333 | 0.44683 | 0.47106 | -0.019354 | 0.11258 | 0.12955 | 0.019442 | -0.076771 | -0.086361 | -0.053059 | 0.23292 | 0.25081 | 0.053357 | -0.15646 | -0.1694 | 110.8067 | -160.2262 | 24.1546 | -69.1933 | 19.7738 | -155.8454 | 1.6944 | 0.57897 | 0.59927 | 1.7037 | 0.39003 | 0.40366 | 0.76646 | -96.0232 | 86.8378 | 0.7863 | -96.3626 | 87.1422
Line5_6_7 | 0.14434 | 1.9348 | 2.0397 | 0.14434 | 1.9348 | 2.0397 | 0.033333 | 0.44683 | 0.47106 | 0.033333 | 0.44683 | 0.47106 | -0.019442 | 0.076771 | 0.086361 | 0.019529 | -0.04096 | -0.043175 | -0.053357 | 0.15646 | 0.1694 | 0.053654 | -0.079996 | -0.087992 | 110.8067 | -160.2262 | 24.1546 | -69.1932 | 19.7738 | -155.8454 | 1.7037 | 0.39003 | 0.40366 | 1.7129 | 0.20113 | 0.20807 | 0.7863 | -96.3626 | 87.1422 | 0.80592 | -97.3397 | 88.0187
Line6_7_8 | 0 | 2.0623 | 2.1697 | 0 | 2.0623 | 2.1697 | 0 | 0.47627 | 0.50107 | 0 | 0.47627 | 0.50107 | 1.0995e-08 | 0.040743 | 0.048699 | -1.1434e-08 | 9.2819e-14 | -1.1693e-14 | -2.4516e-07 | 0.086697 | 0.092187 | 1.6331e-07 | 1.0024e-14 | -6.1391e-15 | 0 | -162.1687 | 25.8646 | 0 | 17.8314 | -154.1354 | 1.7129 | 0.20113 | 0.20807 | 1.7083 | 0 | 0 | 0.80592 | -97.3397 | 88.0187 | 0.87907 | 0 | 0
Line7_8_9 | 0 | 0 | 0 | 0 | 0 | 0 | 0 | 0 | 0 | 0 | 0 | 0 | 3.8115e-09 | 4.3109e-21 | 9.5754e-22 | -3.8115e-09 | -2.2795e-19 | -1.2613e-17 | -8.1604e-08 | -9.0653e-21 | -6.6479e-22 | 1.0571e-10 | 2.6079e-17 | -6.7272e-18 | 0 | 0 | 0 | 0 | 0 | 0 | 1.7083 | 0 | 0 | 1.7083 | 0 | 0 | 0.87907 | 0 | 0 | 0.87907 | 0 | 0
Line8_8_10 | 0 | 0 | 0 | 0 | 0 | 0 | 0 | 0 | 0 | 0 | 0 | 0 | 3.8115e-09 | 4.3109e-21 | 9.5754e-22 | -3.8115e-09 | -2.2794e-19 | -1.2613e-17 | -8.1604e-08 | -9.0653e-21 | -6.6479e-22 | 1.0571e-10 | 2.6079e-17 | -6.7272e-18 | 0 | 0 | 0 | 0 | 0 | 0 | 1.7083 | 0 | 0 | 1.7083 | 0 | 0 | 0.87907 | 0 | 0 | 0.87907 | 0 | 0
Line9_3_11 | 0.14434 | 0.14434 | 0.14434 | 0.14434 | 0.14434 | 0.14434 | 0.033334 | 0.033333 | 0.033333 | 0.033334 | 0.033333 | 0.033333 | -0.0041661 | 0.0082779 | -0.016559 | 0.0043744 | -0.0080696 | 0.016767 | -0.056447 | -0.024566 | -0.021267 | 0.056863 | 0.024983 | 0.021683 | 94.7868 | -25.2125 | -145.2135 | -85.2132 | 154.7874 | 34.7865 | 1.698 | 0.7777 | 0.80859 | 1.7109 | 0.78761 | 0.8223 | 0.56576 | -96.5906 | 86.8814 | 0.38783 | -97.3118 | 87.0728

## LLG_max_fault_6
name | pf_ikss_a_from_ka | pf_ikss_b_from_ka | pf_ikss_c_from_ka | pf_ikss_a_to_ka | pf_ikss_b_to_ka | pf_ikss_c_to_ka | pf_skss_a_from_mw | pf_skss_b_from_mw | pf_skss_c_from_mw | pf_skss_a_to_mw | pf_skss_b_to_mw | pf_skss_c_to_mw | pf_p_a_from_mw | pf_p_b_from_mw | pf_p_c_from_mw | pf_p_a_to_mw | pf_p_b_to_mw | pf_p_c_to_mw | pf_q_a_from_mvar | pf_q_b_from_mvar | pf_q_c_from_mvar | pf_q_a_to_mvar | pf_q_b_to_mvar | pf_q_c_to_mvar | pf_ikss_a_from_degree | pf_ikss_b_from_degree | pf_ikss_c_from_degree | pf_ikss_a_to_degree | pf_ikss_b_to_degree | pf_ikss_c_to_degree | pf_vm_a_from_pu | pf_vm_b_from_pu | pf_vm_c_from_pu | pf_vm_a_to_pu | pf_vm_b_to_pu | pf_vm_c_to_pu | pf_va_a_from_degree | pf_va_b_from_degree | pf_va_c_from_degree | pf_va_a_to_degree | pf_va_b_to_degree | pf_va_c_to_degree
Line0_1_2 | 0.14434 | 0.1136 | 0.11062 | 0.14434 | 0.1136 | 0.11062 | 0.033333 | 0.026236 | 0.025547 | 0.033333 | 0.026236 | 0.025547 | -0.012285 | -0.0058828 | -0.0082501 | 0.012492 | 0.0060243 | 0.0083604 | -0.035891 | -0.026532 | -0.026919 | 0.036289 | 0.026797 | 0.027171 | 111.0023 | -16.3273 | -135.8391 | -68.9977 | 163.6727 | 44.1609 | 1.138 | 1.0358 | 1.1021 | 1.1514 | 1.0469 | 1.1128 | 2.1061 | -118.8292 | 117.1219 | 2.0076 | -118.9974 | 117.0581
Line10_11_12 | 0.14434 | 0.14434 | 0.14434 | 0.14434 | 0.14434 | 0.14434 | 0.033333 | 0.033333 | 0.033333 | 0.033333 | 0.033333 | 0.033333 | -0.0021912 | -0.0025946 | -0.0053168 | 0.0023995 | 0.0028029 | 0.0055252 | -0.038727 | -0.035293 | -0.037242 | 0.039143 | 0.035709 | 0.037659 | 94.7873 | -25.2128 | -145.2128 | -85.2128 | 154.7872 | 34.7872 | 1.1637 | 1.0616 | 1.1286 | 1.1765 | 1.0746 | 1.1419 | 1.5488 | -119.4174 | 116.6623 | 1.2793 | -119.7008 | 116.4404
Line11_12_13 | 0.14434 | 0.14434 | 0.14434 | 0.14434 | 0.14434 | 0.14434 | 0.033333 | 0.033333 | 0.033333 | 0.033333 | 0.033333 | 0.033333 | -0.0023995 | -0.0028029 | -0.0055252 | 0.0026079 | 0.0030113 | 0.0057335 | -0.039143 | -0.035709 | -0.037659 | 0.03956 | 0.036126 | 0.038075 | 94.7872 | -25.2128 | -145.2128 | -85.2128 | 154.7872 | 34.7872 | 1.1765 | 1.0746 | 1.1419 | 1.1894 | 1.0875 | 1.1551 | 1.2793 | -119.7008 | 116.4404 | 1.0157 | -119.9776 | 116.2237
Line12_13_15 | 0 | 0 | 0 | 0 | 0 | 0 | 0 | 0 | 0 | 0 | 0 | 0 | -9.4197e-09 | -4.986e-09 | 1.8045e-08 | 5.6713e-09 | 3.1743e-09 | -1.2485e-08 | -1.3933e-08 | 1.5255e-08 | -3.3404e-09 | 9.3696e-09 | -1.0168e-08 | 1.934e-09 | 0 | 0 | 0 | 0 | 0 | 0 | 1.1894 | 1.0875 | 1.1551 | 1.1894 | 1.0875 | 1.1551 | 1.0157 | -119.9776 | 116.2237 | 1.0157 | -119.9776 | 116.2237
Line13_13_14 | 0.14434 | 0.14434 | 0.14434 | 0.14434 | 0.14434 | 0.14434 | 0.033333 | 0.033333 | 0.033333 | 0.033333 | 0.033333 | 0.033333 | -0.0026079 | -0.0030112 | -0.0057335 | 0.0028162 | 0.0032196 | 0.0059419 | -0.03956 | -0.036126 | -0.038075 | 0.039977 | 0.036543 | 0.038492 | 94.7872 | -25.2128 | -145.2128 | -85.2128 | 154.7872 | 34.7872 | 1.1894 | 1.0875 | 1.1551 | 1.2023 | 1.1005 | 1.1684 | 1.0157 | -119.9776 | 116.2237 | 0.75765 | -120.2478 | 116.0119
Line14_15_16 | 0 | 0 | 0 | 0 | 0 | 0 | 0 | 0 | 0 | 0 | 0 | 0 | -6.2798e-09 | -3.324e-09 | 1.203e-08 | 2.5314e-09 | 1.5123e-09 | -6.4701e-09 | -9.2885e-09 | 1.017e-08 | -2.2269e-09 | 4.7254e-09 | -5.0834e-09 | 8.2057e-10 | 0 | 0 | 0 | 0 | 0 | 0 | 1.1894 | 1.0875 | 1.1551 | 1.1894 | 1.0875 | 1.1551 | 1.0157 | -119.9776 | 116.2237 | 1.0157 | -119.9776 | 116.2237
Line15_16_17 | 0 | 0 | 0 | 0 | 0 | 0 | 0 | 0 | 0 | 0 | 0 | 0 | -3.1399e-09 | -1.662e-09 | 6.0151e-09 | -6.0856e-10 | -1.497e-10 | -4.5496e-10 | -4.6442e-09 | 5.085e-09 | -1.1135e-09 | 8.1169e-11 | 1.6383e-12 | -2.929e-10 | 0 | 0 | 0 | 0 | 0 | 0 | 1.1894 | 1.0875 | 1.1551 | 1.1894 | 1.0875 | 1.1551 | 1.0157 | -119.9776 | 116.2237 | 1.0157 | -119.9776 | 116.2237
Line16_4_18 | 0 | 0 | 0 | 0 | 0 | 0 | 0 | 0 | 0 | 0 | 0 | 0 | -3.1366e-09 | -1.8241e-09 | 5.6576e-09 | -4.2777e-10 | 4.4233e-12 | -2.7353e-10 | -4.607e-09 | 4.8171e-09 | -1.0624e-09 | 1.4106e-10 | 6.1525e-11 | -2.3301e-10 | 0 | 0 | 0 | 0 | 0 | 0 | 1.1508 | 1.0487 | 1.1153 | 1.1508 | 1.0487 | 1.1153 | 1.8244 | -119.1269 | 116.8894 | 1.8244 | -119.1269 | 116.8894
Line17_5_19 | 0 | 0 | 0 | 0 | 0 | 0 | 0 | 0 | 0 | 0 | 0 | 0 | -3.1326e-09 | -1.8753e-09 | 5.5412e-09 | -3.7038e-10 | 5.2932e-11 | -2.1591e-10 | -4.5946e-09 | 4.7278e-09 | -1.0454e-09 | 1.6102e-10 | 8.1487e-11 | -2.1305e-10 | 0 | 0 | 0 | 0 | 0 | 0 | 1.138 | 1.0358 | 1.1021 | 1.138 | 1.0358 | 1.1021 | 2.1061 | -118.8292 | 117.1219 | 2.1061 | -118.8292 | 117.1219
Line1_1_3 | 0.14434 | 0.14434 | 0.14434 | 0.14434 | 0.14434 | 0.14434 | 0.033333 | 0.033333 | 0.033333 | 0.033333 | 0.033333 | 0.033333 | -0.0017745 | -0.0021779 | -0.0049002 | 0.0019829 | 0.0023863 | 0.0051085 | -0.037893 | -0.034459 | -0.036409 | 0.03831 | 0.034876 | 0.036825 | 94.7873 | -25.2127 | -145.2128 | -85.2127 | 154.7873 | 34.7872 | 1.138 | 1.0358 | 1.1021 | 1.1508 | 1.0487 | 1.1153 | 2.1061 | -118.8292 | 117.1219 | 1.8244 | -119.1269 | 116.8894
Line2_1_4 | 0.14434 | 0.14434 | 0.14434 | 0.14434 | 0.14434 | 0.14434 | 0.033333 | 0.033333 | 0.033333 | 0.033333 | 0.033333 | 0.033333 | -0.0017745 | -0.0021779 | -0.0049002 | 0.0019829 | 0.0023862 | 0.0051085 | -0.037893 | -0.034459 | -0.036409 | 0.03831 | 0.034876 | 0.036825 | 94.7872 | -25.2128 | -145.2128 | -85.2128 | 154.7872 | 34.7872 | 1.138 | 1.0358 | 1.1021 | 1.1508 | 1.0487 | 1.1153 | 2.1061 | -118.8292 | 117.1219 | 1.8244 | -119.1269 | 116.8894
Line3_1_5 | 0 | 0 | 0 | 0 | 0 | 0 | 0 | 0 | 0 | 0 | 0 | 0 | -6.2652e-09 | -3.7505e-09 | 1.1082e-08 | 2.7622e-09 | 1.9282e-09 | -5.7571e-09 | -9.1892e-09 | 9.4557e-09 | -2.0909e-09 | 4.7556e-09 | -4.6463e-09 | 8.3238e-10 | 0 | 0 | 0 | 0 | 0 | 0 | 1.138 | 1.0358 | 1.1021 | 1.138 | 1.0358 | 1.1021 | 2.1061 | -118.8292 | 117.1219 | 2.1061 | -118.8292 | 117.1219
Line4_2_6 | 0.14434 | 0.1136 | 0.11062 | 0.14434 | 0.1136 | 0.11062 | 0.033333 | 0.026236 | 0.025547 | 0.033333 | 0.026236 | 0.025547 | -0.012492 | -0.0060243 | -0.0083604 | 0.012698 | 0.0061657 | 0.0084707 | -0.036289 | -0.026797 | -0.027171 | 0.036688 | 0.027062 | 0.027423 | 111.0023 | -16.3273 | -135.8391 | -68.9977 | 163.6727 | 44.1609 | 1.1514 | 1.0469 | 1.1128 | 1.1647 | 1.0579 | 1.1235 | 2.0076 | -118.9974 | 117.0581 | 1.9115 | -119.1621 | 116.9955
Line5_6_7 | 0.14434 | 0.1136 | 0.11062 | 0.14434 | 0.1136 | 0.11062 | 0.033333 | 0.026236 | 0.025547 | 0.033333 | 0.026236 | 0.025547 | -0.012698 | -0.0061657 | -0.0084707 | 0.012904 | 0.0063072 | 0.008581 | -0.036688 | -0.027062 | -0.027423 | 0.037086 | 0.027328 | 0.027675 | 111.0023 | -16.3273 | -135.8391 | -68.9977 | 163.6727 | 44.1609 | 1.1647 | 1.0579 | 1.1235 | 1.178 | 1.069 | 1.1342 | 1.9115 | -119.1621 | 116.9955 | 1.8174 | -119.3234 | 116.934
Line6_7_8 | 0 | 0.034822 | 0.036935 | 0 | 0.034822 | 0.036935 | 0 | 0.0080417 | 0.0085298 | 0 | 0.0080417 | 0.0085298 | -9.4199e-09 | 0.0060704 | 0.0068372 | 5.7292e-09 | -0.0060627 | -0.006821 | -1.475e-08 | 0.0060871 | 0.0068443 | 9.989e-09 | -0.0060627 | -0.006821 | 0 | -164.402 | 71.9039 | 0 | 15.598 | -108.0961 | 1.178 | 1.069 | 1.1342 | 1.1775 | 1.0662 | 1.1309 | 1.8174 | -119.3234 | 116.934 | 1.8118 | -119.4019 | 116.9039
Line7_8_9 | 0 | 0 | 0 | 0 | 0 | 0 | 0 | 0 | 0 | 0 | 0 | 0 | -3.1409e-09 | -1.9046e-09 | 6.0035e-09 | -5.5263e-10 | -6.3506e-11 | -3.4183e-10 | -4.9229e-09 | 5.0603e-09 | -1.0308e-09 | 1.4333e-10 | 4.2849e-11 | -2.3517e-10 | 0 | 0 | 0 | 0 | 0 | 0 | 1.1775 | 1.0662 | 1.1309 | 1.1775 | 1.0662 | 1.1309 | 1.8118 | -119.4019 | 116.9039 | 1.8118 | -119.4019 | 116.9039
Line8_8_10 | 0 | 0 | 0 | 0 | 0 | 0 | 0 | 0 | 0 | 0 | 0 | 0 | -3.1409e-09 | -1.9046e-09 | 6.0035e-09 | -5.5263e-10 | -6.3506e-11 | -3.4183e-10 | -4.9229e-09 | 5.0603e-09 | -1.0308e-09 | 1.4333e-10 | 4.285e-11 | -2.3517e-10 | 0 | 0 | 0 | 0 | 0 | 0 | 1.1775 | 1.0662 | 1.1309 | 1.1775 | 1.0662 | 1.1309 | 1.8118 | -119.4019 | 116.9039 | 1.8118 | -119.4019 | 116.9039
Line9_3_11 | 0.14434 | 0.14434 | 0.14434 | 0.14434 | 0.14434 | 0.14434 | 0.033333 | 0.033333 | 0.033333 | 0.033333 | 0.033333 | 0.033333 | -0.0019829 | -0.0023863 | -0.0051085 | 0.0021912 | 0.0025946 | 0.0053168 | -0.03831 | -0.034876 | -0.036825 | 0.038727 | 0.035293 | 0.037242 | 94.7873 | -25.2127 | -145.2128 | -85.2127 | 154.7872 | 34.7872 | 1.1508 | 1.0487 | 1.1153 | 1.1637 | 1.0616 | 1.1286 | 1.8244 | -119.1269 | 116.8894 | 1.5488 | -119.4174 | 116.6623

## LLG_max_fault_10
name | pf_ikss_a_from_ka | pf_ikss_b_from_ka | pf_ikss_c_from_ka | pf_ikss_a_to_ka | pf_ikss_b_to_ka | pf_ikss_c_to_ka | pf_skss_a_from_mw | pf_skss_b_from_mw | pf_skss_c_from_mw | pf_skss_a_to_mw | pf_skss_b_to_mw | pf_skss_c_to_mw | pf_p_a_from_mw | pf_p_b_from_mw | pf_p_c_from_mw | pf_p_a_to_mw | pf_p_b_to_mw | pf_p_c_to_mw | pf_q_a_from_mvar | pf_q_b_from_mvar | pf_q_c_from_mvar | pf_q_a_to_mvar | pf_q_b_to_mvar | pf_q_c_to_mvar | pf_ikss_a_from_degree | pf_ikss_b_from_degree | pf_ikss_c_from_degree | pf_ikss_a_to_degree | pf_ikss_b_to_degree | pf_ikss_c_to_degree | pf_vm_a_from_pu | pf_vm_b_from_pu | pf_vm_c_from_pu | pf_vm_a_to_pu | pf_vm_b_to_pu | pf_vm_c_to_pu | pf_va_a_from_degree | pf_va_b_from_degree | pf_va_c_from_degree | pf_va_a_to_degree | pf_va_b_to_degree | pf_va_c_to_degree
Line0_1_2 | 0.14434 | 0.11232 | 0.10919 | 0.14434 | 0.11232 | 0.10919 | 0.033333 | 0.025939 | 0.025216 | 0.033333 | 0.025939 | 0.025216 | -0.012746 | -0.0057731 | -0.0082058 | 0.012952 | 0.005912 | 0.0083125 | -0.037638 | -0.02755 | -0.02793 | 0.038036 | 0.02781 | 0.028175 | 110.8069 | -17.0046 | -136.5067 | -69.1931 | 162.9954 | 43.4933 | 1.1921 | 1.0852 | 1.1544 | 1.2054 | 1.0961 | 1.1649 | 2.0992 | -118.8397 | 117.1203 | 2.0028 | -119.0062 | 117.0557
Line10_11_12 | 0.14434 | 0.14434 | 0.14434 | 0.14434 | 0.14434 | 0.14434 | 0.033333 | 0.033333 | 0.033333 | 0.033333 | 0.033333 | 0.033333 | -0.0022801 | -0.0027047 | -0.0055503 | 0.0024884 | 0.0029131 | 0.0057586 | -0.040528 | -0.036933 | -0.03897 | 0.040944 | 0.03735 | 0.039386 | 94.7869 | -25.2131 | -145.2131 | -85.2131 | 154.7869 | 34.7869 | 1.2177 | 1.111 | 1.1809 | 1.2306 | 1.1239 | 1.1942 | 1.5669 | -119.4015 | 116.681 | 1.309 | -119.6727 | 116.4687
Line11_12_13 | 0.14434 | 0.14434 | 0.14434 | 0.14434 | 0.14434 | 0.14434 | 0.033333 | 0.033333 | 0.033333 | 0.033333 | 0.033333 | 0.033333 | -0.0024884 | -0.0029131 | -0.0057586 | 0.0026967 | 0.0031214 | 0.005967 | -0.040944 | -0.03735 | -0.039386 | 0.041361 | 0.037767 | 0.039803 | 94.7869 | -25.2131 | -145.2131 | -85.2131 | 154.7869 | 34.7869 | 1.2306 | 1.1239 | 1.1942 | 1.2435 | 1.1369 | 1.2074 | 1.309 | -119.6727 | 116.4687 | 1.0565 | -119.9378 | 116.261
Line12_13_15 | 0 | 0 | 0 | 0 | 0 | 0 | 0 | 0 | 0 | 0 | 0 | 0 | -1.0322e-08 | -5.4981e-09 | 1.9704e-08 | 6.2262e-09 | 3.5117e-09 | -1.3622e-08 | -1.5262e-08 | 1.6669e-08 | -3.6458e-09 | 1.0267e-08 | -1.1108e-08 | 2.1129e-09 | 0 | 0 | 0 | 0 | 0 | 0 | 1.2435 | 1.1369 | 1.2074 | 1.2435 | 1.1369 | 1.2074 | 1.0565 | -119.9378 | 116.261 | 1.0565 | -119.9378 | 116.261
Line13_13_14 | 0.14434 | 0.14434 | 0.14434 | 0.14434 | 0.14434 | 0.14434 | 0.033333 | 0.033333 | 0.033333 | 0.033333 | 0.033333 | 0.033333 | -0.0026967 | -0.0031214 | -0.005967 | 0.002905 | 0.0033297 | 0.0061753 | -0.041361 | -0.037767 | -0.039803 | 0.041778 | 0.038183 | 0.04022 | 94.7869 | -25.2131 | -145.2131 | -85.2131 | 154.7869 | 34.7869 | 1.2435 | 1.1369 | 1.2074 | 1.2564 | 1.1498 | 1.2207 | 1.0565 | -119.9378 | 116.261 | 0.80919 | -120.1969 | 116.0579
Line14_15_16 | 0 | 0 | 0 | 0 | 0 | 0 | 0 | 0 | 0 | 0 | 0 | 0 | -6.8811e-09 | -3.6654e-09 | 1.3136e-08 | 2.7856e-09 | 1.679e-09 | -7.0539e-09 | -1.0174e-08 | 1.1113e-08 | -2.4305e-09 | 5.1797e-09 | -5.5514e-09 | 8.9769e-10 | 0 | 0 | 0 | 0 | 0 | 0 | 1.2435 | 1.1369 | 1.2074 | 1.2435 | 1.1369 | 1.2074 | 1.0565 | -119.9378 | 116.261 | 1.0565 | -119.9378 | 116.261
Line15_16_17 | 0 | 0 | 0 | 0 | 0 | 0 | 0 | 0 | 0 | 0 | 0 | 0 | -3.4406e-09 | -1.8327e-09 | 6.5679e-09 | -6.5494e-10 | -1.5365e-10 | -4.8602e-10 | -5.0872e-09 | 5.5564e-09 | -1.2153e-09 | 9.2477e-11 | 4.978e-12 | -3.1758e-10 | 0 | 0 | 0 | 0 | 0 | 0 | 1.2435 | 1.1369 | 1.2074 | 1.2435 | 1.1369 | 1.2074 | 1.0565 | -119.9378 | 116.261 | 1.0565 | -119.9378 | 116.261
Line16_4_18 | 0 | 0 | 0 | 0 | 0 | 0 | 0 | 0 | 0 | 0 | 0 | 0 | -3.4368e-09 | -2.002e-09 | 6.194e-09 | -4.6606e-10 | 7.3171e-12 | -2.9651e-10 | -5.0483e-09 | 5.276e-09 | -1.162e-09 | 1.5522e-10 | 6.7717e-11 | -2.5484e-10 | 0 | 0 | 0 | 0 | 0 | 0 | 1.2049 | 1.0981 | 1.1676 | 1.2049 | 1.0981 | 1.1676 | 1.8302 | -119.1239 | 116.8981 | 1.8302 | -119.1239 | 116.8981
Line17_5_19 | 0 | 0 | 0 | 0 | 0 | 0 | 0 | 0 | 0 | 0 | 0 | 0 | -3.4327e-09 | -2.0555e-09 | 6.0723e-09 | -4.0597e-10 | 5.811e-11 | -2.3621e-10 | -5.0354e-09 | 5.1825e-09 | -1.1442e-09 | 1.7613e-10 | 8.863e-11 | -2.3392e-10 | 0 | 0 | 0 | 0 | 0 | 0 | 1.1921 | 1.0852 | 1.1544 | 1.1921 | 1.0852 | 1.1544 | 2.0992 | -118.8397 | 117.1203 | 2.0992 | -118.8397 | 117.1203
Line1_1_3 | 0.14434 | 0.14434 | 0.14434 | 0.14434 | 0.14434 | 0.14434 | 0.033333 | 0.033333 | 0.033333 | 0.033333 | 0.033333 | 0.033333 | -0.0018634 | -0.0022881 | -0.0051336 | 0.0020717 | 0.0024964 | 0.0053419 | -0.039694 | -0.0361 | -0.038136 | 0.040111 | 0.036517 | 0.038553 | 94.7869 | -25.2131 | -145.2132 | -85.2131 | 154.7869 | 34.7868 | 1.1921 | 1.0852 | 1.1544 | 1.2049 | 1.0981 | 1.1676 | 2.0992 | -118.8397 | 117.1203 | 1.8302 | -119.1239 | 116.8981
Line2_1_4 | 0.14434 | 0.14434 | 0.14434 | 0.14434 | 0.14434 | 0.14434 | 0.033333 | 0.033333 | 0.033333 | 0.033333 | 0.033333 | 0.033333 | -0.0018634 | -0.002288 | -0.0051336 | 0.0020717 | 0.0024964 | 0.005342 | -0.039694 | -0.0361 | -0.038136 | 0.040111 | 0.036517 | 0.038553 | 94.7869 | -25.2131 | -145.2131 | -85.2131 | 154.7869 | 34.7869 | 1.1921 | 1.0852 | 1.1544 | 1.2049 | 1.0981 | 1.1676 | 2.0992 | -118.8397 | 117.1203 | 1.8302 | -119.1239 | 116.8981
Line3_1_5 | 0 | 0 | 0 | 0 | 0 | 0 | 0 | 0 | 0 | 0 | 0 | 0 | -6.8654e-09 | -4.111e-09 | 1.2145e-08 | 3.0267e-09 | 2.1136e-09 | -6.3085e-09 | -1.0071e-08 | 1.0365e-08 | -2.2885e-09 | 5.2115e-09 | -5.0939e-09 | 9.1032e-10 | 0 | 0 | 0 | 0 | 0 | 0 | 1.1921 | 1.0852 | 1.1544 | 1.1921 | 1.0852 | 1.1544 | 2.0992 | -118.8397 | 117.1203 | 2.0992 | -118.8397 | 117.1203
Line4_2_6 | 0.14434 | 0.11232 | 0.10919 | 0.14434 | 0.11232 | 0.10919 | 0.033333 | 0.025939 | 0.025216 | 0.033333 | 0.025939 | 0.025216 | -0.012952 | -0.005912 | -0.0083125 | 0.013158 | 0.0060508 | 0.0084192 | -0.038036 | -0.02781 | -0.028175 | 0.038434 | 0.02807 | 0.028421 | 110.8069 | -17.0046 | -136.5067 | -69.1931 | 162.9954 | 43.4933 | 1.2054 | 1.0961 | 1.1649 | 1.2187 | 1.107 | 1.1755 | 2.0028 | -119.0062 | 117.0557 | 1.9085 | -119.1693 | 116.9922
Line5_6_7 | 0.14434 | 0.11232 | 0.10919 | 0.14434 | 0.11232 | 0.10919 | 0.033333 | 0.025939 | 0.025216 | 0.033333 | 0.025939 | 0.025216 | -0.013158 | -0.0060508 | -0.0084192 | 0.013364 | 0.0061897 | 0.0085258 | -0.038434 | -0.02807 | -0.028421 | 0.038832 | 0.02833 | 0.028666 | 110.8069 | -17.0046 | -136.5067 | -69.1931 | 162.9954 | 43.4933 | 1.2187 | 1.107 | 1.1755 | 1.232 | 1.1179 | 1.186 | 1.9085 | -119.1693 | 116.9922 | 1.8162 | -119.3293 | 116.9299
Line6_7_8 | 0 | 0.036415 | 0.038624 | 0 | 0.036415 | 0.038624 | 0 | 0.0084097 | 0.0089198 | 0 | 0.0084097 | 0.0089198 | -1.033e-08 | 0.0066387 | 0.0074766 | 6.293e-09 | -0.0066303 | -0.007459 | -1.6141e-08 | 0.006657 | 0.0074845 | 1.0931e-08 | -0.0066303 | -0.007459 | 0 | -164.4079 | 71.8998 | 0 | 15.5922 | -108.1002 | 1.232 | 1.1179 | 1.186 | 1.2314 | 1.115 | 1.1826 | 1.8162 | -119.3293 | 116.9299 | 1.8105 | -119.4078 | 116.8997
Line7_8_9 | 0 | 0 | 0 | 0 | 0 | 0 | 0 | 0 | 0 | 0 | 0 | 0 | -3.4445e-09 | -2.0922e-09 | 6.5594e-09 | -5.9599e-10 | -6.1482e-11 | -3.6517e-10 | -5.3871e-09 | 5.5366e-09 | -1.1264e-09 | 1.5692e-10 | 4.6482e-11 | -2.5797e-10 | 0 | 0 | 0 | 0 | 0 | 0 | 1.2314 | 1.115 | 1.1826 | 1.2314 | 1.115 | 1.1826 | 1.8105 | -119.4078 | 116.8997 | 1.8105 | -119.4078 | 116.8997
Line8_8_10 | 0 | 0 | 0 | 0 | 0 | 0 | 0 | 0 | 0 | 0 | 0 | 0 | -3.4445e-09 | -2.0922e-09 | 6.5594e-09 | -5.9599e-10 | -6.1482e-11 | -3.6517e-10 | -5.3871e-09 | 5.5366e-09 | -1.1264e-09 | 1.5692e-10 | 4.6482e-11 | -2.5797e-10 | 0 | 0 | 0 | 0 | 0 | 0 | 1.2314 | 1.115 | 1.1826 | 1.2314 | 1.115 | 1.1826 | 1.8105 | -119.4078 | 116.8997 | 1.8105 | -119.4078 | 116.8997
Line9_3_11 | 0.14434 | 0.14434 | 0.14434 | 0.14434 | 0.14434 | 0.14434 | 0.033333 | 0.033333 | 0.033333 | 0.033333 | 0.033333 | 0.033333 | -0.0020717 | -0.0024964 | -0.0053419 | 0.0022801 | 0.0027047 | 0.0055503 | -0.040111 | -0.036517 | -0.038553 | 0.040528 | 0.036933 | 0.03897 | 94.7869 | -25.2131 | -145.2132 | -85.2131 | 154.7869 | 34.7869 | 1.2049 | 1.0981 | 1.1676 | 1.2177 | 1.111 | 1.1809 | 1.8302 | -119.1239 | 116.8981 | 1.5669 | -119.4015 | 116.681

## LLG_min_6
name | pf_ikss_a_from_ka | pf_ikss_b_from_ka | pf_ikss_c_from_ka | pf_ikss_a_to_ka | pf_ikss_b_to_ka | pf_ikss_c_to_ka | pf_skss_a_from_mw | pf_skss_b_from_mw | pf_skss_c_from_mw | pf_skss_a_to_mw | pf_skss_b_to_mw | pf_skss_c_to_mw | pf_p_a_from_mw | pf_p_b_from_mw | pf_p_c_from_mw | pf_p_a_to_mw | pf_p_b_to_mw | pf_p_c_to_mw | pf_q_a_from_mvar | pf_q_b_from_mvar | pf_q_c_from_mvar | pf_q_a_to_mvar | pf_q_b_to_mvar | pf_q_c_to_mvar | pf_ikss_a_from_degree | pf_ikss_b_from_degree | pf_ikss_c_from_degree | pf_ikss_a_to_degree | pf_ikss_b_to_degree | pf_ikss_c_to_degree | pf_vm_a_from_pu | pf_vm_b_from_pu | pf_vm_c_from_pu | pf_vm_a_to_pu | pf_vm_b_to_pu | pf_vm_c_to_pu | pf_va_a_from_degree | pf_va_b_from_degree | pf_va_c_from_degree | pf_va_a_to_degree | pf_va_b_to_degree | pf_va_c_to_degree
Line0_1_2 | 0 | 1.3894 | 1.5282 | 0 | 1.3894 | 1.5282 | 0 | 0.32086 | 0.35292 | 0 | 0.32086 | 0.35292 | 6.6004e-09 | 0.14636 | 0.18043 | -9.0719e-09 | -0.10977 | -0.13533 | -3.1351e-07 | 0.16061 | 0.1798 | 2.6161e-07 | -0.12046 | -0.13485 | 0 | -147.2079 | 41.0679 | 0 | 32.7921 | -138.9321 | 1.3813 | 0.67723 | 0.72175 | 1.3775 | 0.50793 | 0.54131 | 1.0923 | -99.5492 | 85.9664 | 1.2308 | -99.5492 | 85.9664
Line10_11_12 | 0 | 0 | 0 | 0 | 0 | 0 | 0 | 0 | 0 | 0 | 0 | 0 | 7.8071e-10 | -1.4934e-07 | 1.5746e-07 | -2.8356e-09 | 1.2498e-07 | -1.3104e-07 | -3.062e-07 | 2.8669e-08 | -1.2244e-08 | 2.5526e-07 | -2.3067e-08 | 8.796e-09 | 0 | 0 | 0 | 0 | 0 | 0 | 1.3813 | 0.67723 | 0.72175 | 1.3813 | 0.67723 | 0.72175 | 1.0923 | -99.5491 | 85.9663 | 1.0923 | -99.5491 | 85.9663
Line11_12_13 | 0 | 0 | 0 | 0 | 0 | 0 | 0 | 0 | 0 | 0 | 0 | 0 | 6.5059e-10 | -1.2445e-07 | 1.3121e-07 | -2.7055e-09 | 1.0009e-07 | -1.048e-07 | -2.5517e-07 | 2.3891e-08 | -1.0203e-08 | 2.0423e-07 | -1.8289e-08 | 6.7554e-09 | 0 | 0 | 0 | 0 | 0 | 0 | 1.3813 | 0.67723 | 0.72175 | 1.3813 | 0.67723 | 0.72175 | 1.0923 | -99.5491 | 85.9663 | 1.0923 | -99.5491 | 85.9663
Line12_13_15 | 0 | 0 | 0 | 0 | 0 | 0 | 0 | 0 | 0 | 0 | 0 | 0 | 3.9036e-10 | -7.4669e-08 | 7.8728e-08 | -2.4453e-09 | 5.0308e-08 | -5.2312e-08 | -1.531e-07 | 1.4335e-08 | -6.1219e-09 | 1.0216e-07 | -8.7322e-09 | 2.6742e-09 | 0 | 0 | 0 | 0 | 0 | 0 | 1.3813 | 0.67723 | 0.72175 | 1.3813 | 0.67723 | 0.72175 | 1.0923 | -99.5491 | 85.9663 | 1.0923 | -99.5491 | 85.9663
Line13_13_14 | 0 | 0 | 0 | 0 | 0 | 0 | 0 | 0 | 0 | 0 | 0 | 0 | 1.3012e-10 | -2.489e-08 | 2.6243e-08 | -2.1851e-09 | 5.2864e-10 | 1.734e-10 | -5.1033e-08 | 4.7782e-09 | -2.0406e-09 | 9.172e-11 | 8.2426e-10 | -1.4071e-09 | 0 | 0 | 0 | 0 | 0 | 0 | 1.3813 | 0.67723 | 0.72175 | 1.3813 | 0.67723 | 0.72175 | 1.0923 | -99.5491 | 85.9663 | 1.0923 | -99.5491 | 85.9663
Line14_15_16 | 0 | 0 | 0 | 0 | 0 | 0 | 0 | 0 | 0 | 0 | 0 | 0 | 2.6024e-10 | -4.978e-08 | 5.2485e-08 | -2.3152e-09 | 2.5418e-08 | -2.6069e-08 | -1.0207e-07 | 9.5564e-09 | -4.0813e-09 | 5.1125e-08 | -3.954e-09 | 6.3354e-10 | 0 | 0 | 0 | 0 | 0 | 0 | 1.3813 | 0.67723 | 0.72175 | 1.3813 | 0.67723 | 0.72175 | 1.0923 | -99.5491 | 85.9663 | 1.0923 | -99.5491 | 85.9663
Line15_16_17 | 0 | 0 | 0 | 0 | 0 | 0 | 0 | 0 | 0 | 0 | 0 | 0 | 1.3012e-10 | -2.489e-08 | 2.6243e-08 | -2.1851e-09 | 5.2864e-10 | 1.734e-10 | -5.1033e-08 | 4.7782e-09 | -2.0406e-09 | 9.172e-11 | 8.2426e-10 | -1.4071e-09 | 0 | 0 | 0 | 0 | 0 | 0 | 1.3813 | 0.67723 | 0.72175 | 1.3813 | 0.67723 | 0.72175 | 1.0923 | -99.5491 | 85.9663 | 1.0923 | -99.5491 | 85.9663
Line16_4_18 | 0 | 0 | 0 | 0 | 0 | 0 | 0 | 0 | 0 | 0 | 0 | 0 | 1.301e-10 | -2.489e-08 | 2.6243e-08 | -2.1851e-09 | 5.2864e-10 | 1.734e-10 | -5.1033e-08 | 4.7782e-09 | -2.0406e-09 | 9.172e-11 | 8.2426e-10 | -1.4071e-09 | 0 | 0 | 0 | 0 | 0 | 0 | 1.3813 | 0.67723 | 0.72175 | 1.3813 | 0.67723 | 0.72175 | 1.0923 | -99.5492 | 85.9664 | 1.0923 | -99.5492 | 85.9664
Line17_5_19 | 0 | 0 | 0 | 0 | 0 | 0 | 0 | 0 | 0 | 0 | 0 | 0 | 1.301e-10 | -2.489e-08 | 2.6243e-08 | -2.1851e-09 | 5.2864e-10 | 1.734e-10 | -5.1033e-08 | 4.7782e-09 | -2.0406e-09 | 9.172e-11 | 8.2426e-10 | -1.4071e-09 | 0 | 0 | 0 | 0 | 0 | 0 | 1.3813 | 0.67723 | 0.72175 | 1.3813 | 0.67723 | 0.72175 | 1.0923 | -99.5492 | 85.9664 | 1.0923 | -99.5492 | 85.9664
Line1_1_3 | 1.2799e-06 | 1.2964e-06 | 1.2633e-06 | 1.1202e-06 | 1.1367e-06 | 1.1038e-06 | 2.9558e-07 | 2.9939e-07 | 2.9176e-07 | 2.587e-07 | 2.625e-07 | 2.549e-07 | 1.0409e-09 | -1.9912e-07 | 2.0994e-07 | -3.0959e-09 | 1.7476e-07 | -1.8353e-07 | -4.0827e-07 | 3.8226e-08 | -1.6325e-08 | 3.5733e-07 | -3.2623e-08 | 1.2877e-08 | 90.9462 | 91.318 | 90.4127 | -89.4041 | -88.975 | -90.02 | 1.3813 | 0.67723 | 0.72175 | 1.3813 | 0.67723 | 0.72175 | 1.0923 | -99.5492 | 85.9664 | 1.0923 | -99.5492 | 85.9664
Line2_1_4 | 0 | 0 | 0 | 0 | 0 | 0 | 0 | 0 | 0 | 0 | 0 | 0 | 2.6021e-10 | -4.978e-08 | 5.2485e-08 | -2.3152e-09 | 2.5418e-08 | -2.6069e-08 | -1.0207e-07 | 9.5565e-09 | -4.0813e-09 | 5.1125e-08 | -3.954e-09 | 6.3354e-10 | 0 | 0 | 0 | 0 | 0 | 0 | 1.3813 | 0.67723 | 0.72175 | 1.3813 | 0.67723 | 0.72175 | 1.0923 | -99.5492 | 85.9664 | 1.0923 | -99.5492 | 85.9664
Line3_1_5 | 0 | 0 | 0 | 0 | 0 | 0 | 0 | 0 | 0 | 0 | 0 | 0 | 2.6021e-10 | -4.978e-08 | 5.2485e-08 | -2.3152e-09 | 2.5418e-08 | -2.6069e-08 | -1.0207e-07 | 9.5565e-09 | -4.0813e-09 | 5.1125e-08 | -3.954e-09 | 6.3354e-10 | 0 | 0 | 0 | 0 | 0 | 0 | 1.3813 | 0.67723 | 0.72175 | 1.3813 | 0.67723 | 0.72175 | 1.0923 | -99.5492 | 85.9664 | 1.0923 | -99.5492 | 85.9664
Line4_2_6 | 0 | 1.3894 | 1.5282 | 0 | 1.3894 | 1.5282 | 0 | 0.32086 | 0.35292 | 0 | 0.32086 | 0.35292 | 6.9117e-09 | 0.10977 | 0.13533 | -8.7467e-09 | -0.073179 | -0.090217 | -2.6151e-07 | 0.12046 | 0.13485 | 2.0945e-07 | -0.080307 | -0.089898 | 0 | -147.2079 | 41.0679 | 0 | 32.7921 | -138.9321 | 1.3775 | 0.50793 | 0.54131 | 1.3737 | 0.33862 | 0.36087 | 1.2308 | -99.5492 | 85.9664 | 1.3701 | -99.5492 | 85.9664
Line5_6_7 | 0 | 1.3894 | 1.5282 | 0 | 1.3894 | 1.5282 | 0 | 0.32086 | 0.35292 | 0 | 0.32086 | 0.35292 | 6.6112e-09 | 0.073179 | 0.090217 | -7.8096e-09 | -0.03659 | -0.045109 | -2.0934e-07 | 0.080307 | 0.089898 | 1.5713e-07 | -0.040153 | -0.044949 | 0 | -147.2079 | 41.0679 | 0 | 32.7921 | -138.9321 | 1.3737 | 0.33862 | 0.36087 | 1.3699 | 0.16931 | 0.18044 | 1.3701 | -99.5492 | 85.9664 | 1.5101 | -99.5492 | 85.9664
Line6_7_8 | 0 | 1.3894 | 1.5282 | 0 | 1.3894 | 1.5282 | 0 | 0.32086 | 0.35292 | 0 | 0.32086 | 0.35292 | 5.6986e-09 | 0.03659 | 0.045109 | -6.2603e-09 | -2.8261e-15 | 3.4552e-15 | -1.5701e-07 | 0.040153 | 0.044949 | 1.0465e-07 | -1.1655e-14 | 4.6809e-15 | 0 | -147.2079 | 41.0679 | 0 | 32.7922 | -138.9321 | 1.3699 | 0.16931 | 0.18044 | 1.3662 | 0 | 0 | 1.5101 | -99.5492 | 85.9664 | 1.6509 | 0 | 0
Line7_8_9 | 0 | 0 | 0 | 0 | 0 | 0 | 0 | 0 | 0 | 0 | 0 | 0 | 2.0868e-09 | -1.445e-21 | -5.7619e-22 | -2.0868e-09 | 6.5342e-18 | -1.1611e-17 | -5.2258e-08 | -5.2754e-22 | -5.7345e-23 | 1.371e-10 | 2.1751e-17 | -2.1744e-18 | 0 | 0 | 0 | 0 | 0 | 0 | 1.3662 | 0 | 0 | 1.3662 | 0 | 0 | 1.6509 | 0 | 0 | 1.6509 | 0 | 0
Line8_8_10 | 0 | 0 | 0 | 0 | 0 | 0 | 0 | 0 | 0 | 0 | 0 | 0 | 2.0868e-09 | -1.445e-21 | -5.7619e-22 | -2.0868e-09 | 6.5342e-18 | -1.1611e-17 | -5.2258e-08 | -5.2754e-22 | -5.7345e-23 | 1.371e-10 | 2.1751e-17 | -2.1744e-18 | 0 | 0 | 0 | 0 | 0 | 0 | 1.3662 | 0 | 0 | 1.3662 | 0 | 0 | 1.6509 | 0 | 0 | 1.6509 | 0 | 0
Line9_3_11 | 1.1199e-06 | 1.1343e-06 | 1.1054e-06 | 0 | 0 | 0 | 2.5863e-07 | 2.6196e-07 | 2.5529e-07 | 0 | 0 | 0 | 9.1083e-10 | -1.7423e-07 | 1.837e-07 | -2.9658e-09 | 1.4987e-07 | -1.5728e-07 | -3.5723e-07 | 3.3448e-08 | -1.4284e-08 | 3.0629e-07 | -2.7845e-08 | 1.0837e-08 | 90.9462 | 91.318 | 90.4127 | 0 | 0 | 0 | 1.3813 | 0.67723 | 0.72175 | 1.3813 | 0.67723 | 0.72175 | 1.0923 | -99.5492 | 85.9664 | 1.0923 | -99.5491 | 85.9663

## LLG_min_10
name | pf_ikss_a_from_ka | pf_ikss_b_from_ka | pf_ikss_c_from_ka | pf_ikss_a_to_ka | pf_ikss_b_to_ka | pf_ikss_c_to_ka | pf_skss_a_from_mw | pf_skss_b_from_mw | pf_skss_c_from_mw | pf_skss_a_to_mw | pf_skss_b_to_mw | pf_skss_c_to_mw | pf_p_a_from_mw | pf_p_b_from_mw | pf_p_c_from_mw | pf_p_a_to_mw | pf_p_b_to_mw | pf_p_c_to_mw | pf_q_a_from_mvar | pf_q_b_from_mvar | pf_q_c_from_mvar | pf_q_a_to_mvar | pf_q_b_to_mvar | pf_q_c_to_mvar | pf_ikss_a_from_degree | pf_ikss_b_from_degree | pf_ikss_c_from_degree | pf_ikss_a_to_degree | pf_ikss_b_to_degree | pf_ikss_c_to_degree | pf_vm_a_from_pu | pf_vm_b_from_pu | pf_vm_c_from_pu | pf_vm_a_to_pu | pf_vm_b_to_pu | pf_vm_c_to_pu | pf_va_a_from_degree | pf_va_b_from_degree | pf_va_c_from_degree | pf_va_a_to_degree | pf_va_b_to_degree | pf_va_c_to_degree
Line0_1_2 | 0 | 1.3162 | 1.4478 | 0 | 1.3162 | 1.4478 | 0 | 0.30397 | 0.33435 | 0 | 0.30397 | 0.33435 | 5.9239e-09 | 0.13136 | 0.16194 | -8.1421e-09 | -0.098518 | -0.12146 | -2.8138e-07 | 0.14415 | 0.16137 | 2.348e-07 | -0.10811 | -0.12103 | 0 | -147.2079 | 41.0679 | 0 | 32.7921 | -138.9321 | 1.3086 | 0.64159 | 0.68376 | 1.305 | 0.48119 | 0.51282 | 1.0923 | -99.5492 | 85.9664 | 1.2308 | -99.5492 | 85.9664
Line10_11_12 | 0 | 0 | 0 | 0 | 0 | 0 | 0 | 0 | 0 | 0 | 0 | 0 | 7.0069e-10 | -1.3403e-07 | 1.4132e-07 | -2.545e-09 | 1.1217e-07 | -1.1761e-07 | -2.7482e-07 | 2.5731e-08 | -1.0989e-08 | 2.291e-07 | -2.0703e-08 | 7.8945e-09 | 0 | 0 | 0 | 0 | 0 | 0 | 1.3086 | 0.64159 | 0.68376 | 1.3086 | 0.64159 | 0.68376 | 1.0923 | -99.5491 | 85.9663 | 1.0923 | -99.5491 | 85.9663
Line11_12_13 | 0 | 0 | 0 | 0 | 0 | 0 | 0 | 0 | 0 | 0 | 0 | 0 | 5.8391e-10 | -1.1169e-07 | 1.1777e-07 | -2.4282e-09 | 8.983e-08 | -9.4056e-08 | -2.2901e-07 | 2.1442e-08 | -9.1574e-09 | 1.8329e-07 | -1.6414e-08 | 6.063e-09 | 0 | 0 | 0 | 0 | 0 | 0 | 1.3086 | 0.64159 | 0.68376 | 1.3086 | 0.64159 | 0.68376 | 1.0923 | -99.5491 | 85.9663 | 1.0923 | -99.5491 | 85.9663
Line12_13_15 | 0 | 0 | 0 | 0 | 0 | 0 | 0 | 0 | 0 | 0 | 0 | 0 | 3.5035e-10 | -6.7016e-08 | 7.0659e-08 | -2.1947e-09 | 4.5152e-08 | -4.695e-08 | -1.3741e-07 | 1.2865e-08 | -5.4944e-09 | 9.1688e-08 | -7.8372e-09 | 2.4001e-09 | 0 | 0 | 0 | 0 | 0 | 0 | 1.3086 | 0.64159 | 0.68376 | 1.3086 | 0.64159 | 0.68376 | 1.0923 | -99.5491 | 85.9663 | 1.0923 | -99.5491 | 85.9663
Line13_13_14 | 0 | 0 | 0 | 0 | 0 | 0 | 0 | 0 | 0 | 0 | 0 | 0 | 1.1678e-10 | -2.2339e-08 | 2.3553e-08 | -1.9611e-09 | 4.7446e-10 | 1.5563e-10 | -4.5803e-08 | 4.2885e-09 | -1.8315e-09 | 8.2319e-11 | 7.3978e-10 | -1.2629e-09 | 0 | 0 | 0 | 0 | 0 | 0 | 1.3086 | 0.64159 | 0.68376 | 1.3086 | 0.64159 | 0.68376 | 1.0923 | -99.5491 | 85.9663 | 1.0923 | -99.5491 | 85.9663
Line14_15_16 | 0 | 0 | 0 | 0 | 0 | 0 | 0 | 0 | 0 | 0 | 0 | 0 | 2.3356e-10 | -4.4678e-08 | 4.7106e-08 | -2.0779e-09 | 2.2813e-08 | -2.3397e-08 | -9.1606e-08 | 8.577e-09 | -3.663e-09 | 4.5885e-08 | -3.5487e-09 | 5.686e-10 | 0 | 0 | 0 | 0 | 0 | 0 | 1.3086 | 0.64159 | 0.68376 | 1.3086 | 0.64159 | 0.68376 | 1.0923 | -99.5491 | 85.9663 | 1.0923 | -99.5491 | 85.9663
Line15_16_17 | 0 | 0 | 0 | 0 | 0 | 0 | 0 | 0 | 0 | 0 | 0 | 0 | 1.1678e-10 | -2.2339e-08 | 2.3553e-08 | -1.9611e-09 | 4.7446e-10 | 1.5563e-10 | -4.5803e-08 | 4.2885e-09 | -1.8315e-09 | 8.2319e-11 | 7.3978e-10 | -1.2629e-09 | 0 | 0 | 0 | 0 | 0 | 0 | 1.3086 | 0.64159 | 0.68376 | 1.3086 | 0.64159 | 0.68376 | 1.0923 | -99.5491 | 85.9663 | 1.0923 | -99.5491 | 85.9663
Line16_4_18 | 0 | 0 | 0 | 0 | 0 | 0 | 0 | 0 | 0 | 0 | 0 | 0 | 1.1677e-10 | -2.2339e-08 | 2.3553e-08 | -1.9611e-09 | 4.7446e-10 | 1.5563e-10 | -4.5803e-08 | 4.2885e-09 | -1.8315e-09 | 8.232e-11 | 7.3977e-10 | -1.2629e-09 | 0 | 0 | 0 | 0 | 0 | 0 | 1.3086 | 0.64159 | 0.68376 | 1.3086 | 0.64159 | 0.68376 | 1.0923 | -99.5492 | 85.9664 | 1.0923 | -99.5492 | 85.9664
Line17_5_19 | 0 | 0 | 0 | 0 | 0 | 0 | 0 | 0 | 0 | 0 | 0 | 0 | 1.1677e-10 | -2.2339e-08 | 2.3553e-08 | -1.9611e-09 | 4.7446e-10 | 1.5563e-10 | -4.5803e-08 | 4.2885e-09 | -1.8315e-09 | 8.232e-11 | 7.3977e-10 | -1.2629e-09 | 0 | 0 | 0 | 0 | 0 | 0 | 1.3086 | 0.64159 | 0.68376 | 1.3086 | 0.64159 | 0.68376 | 1.0923 | -99.5492 | 85.9664 | 1.0923 | -99.5492 | 85.9664
Line1_1_3 | 1.2125e-06 | 1.2281e-06 | 1.1969e-06 | 1.0613e-06 | 1.0768e-06 | 1.0457e-06 | 2.8002e-07 | 2.8363e-07 | 2.764e-07 | 2.4509e-07 | 2.4869e-07 | 2.4149e-07 | 9.3426e-10 | -1.7871e-07 | 1.8842e-07 | -2.7786e-09 | 1.5685e-07 | -1.6472e-07 | -3.6642e-07 | 3.4308e-08 | -1.4652e-08 | 3.207e-07 | -2.928e-08 | 1.1557e-08 | 90.9462 | 91.318 | 90.4127 | -89.4041 | -88.975 | -90.02 | 1.3086 | 0.64159 | 0.68376 | 1.3086 | 0.64159 | 0.68376 | 1.0923 | -99.5492 | 85.9664 | 1.0923 | -99.5492 | 85.9664
Line2_1_4 | 0 | 0 | 0 | 0 | 0 | 0 | 0 | 0 | 0 | 0 | 0 | 0 | 2.3354e-10 | -4.4678e-08 | 4.7106e-08 | -2.0779e-09 | 2.2813e-08 | -2.3397e-08 | -9.1606e-08 | 8.577e-09 | -3.663e-09 | 4.5885e-08 | -3.5487e-09 | 5.6861e-10 | 0 | 0 | 0 | 0 | 0 | 0 | 1.3086 | 0.64159 | 0.68376 | 1.3086 | 0.64159 | 0.68376 | 1.0923 | -99.5492 | 85.9664 | 1.0923 | -99.5492 | 85.9664
Line3_1_5 | 0 | 0 | 0 | 0 | 0 | 0 | 0 | 0 | 0 | 0 | 0 | 0 | 2.3354e-10 | -4.4678e-08 | 4.7106e-08 | -2.0779e-09 | 2.2813e-08 | -2.3397e-08 | -9.1606e-08 | 8.577e-09 | -3.663e-09 | 4.5885e-08 | -3.5487e-09 | 5.6861e-10 | 0 | 0 | 0 | 0 | 0 | 0 | 1.3086 | 0.64159 | 0.68376 | 1.3086 | 0.64159 | 0.68376 | 1.0923 | -99.5492 | 85.9664 | 1.0923 | -99.5492 | 85.9664
Line4_2_6 | 0 | 1.3162 | 1.4478 | 0 | 1.3162 | 1.4478 | 0 | 0.30397 | 0.33435 | 0 | 0.30397 | 0.33435 | 6.2033e-09 | 0.098518 | 0.12146 | -7.8502e-09 | -0.065679 | -0.080971 | -2.3471e-07 | 0.10811 | 0.12103 | 1.8799e-07 | -0.072076 | -0.080684 | 0 | -147.2079 | 41.0679 | 0 | 32.7921 | -138.9321 | 1.305 | 0.48119 | 0.51282 | 1.3014 | 0.3208 | 0.34188 | 1.2308 | -99.5492 | 85.9664 | 1.3701 | -99.5492 | 85.9664
Line5_6_7 | 0 | 1.3162 | 1.4478 | 0 | 1.3162 | 1.4478 | 0 | 0.30397 | 0.33435 | 0 | 0.30397 | 0.33435 | 5.9336e-09 | 0.065679 | 0.080971 | -7.0092e-09 | -0.032839 | -0.040485 | -1.8788e-07 | 0.072076 | 0.080684 | 1.4103e-07 | -0.036038 | -0.040342 | 0 | -147.2079 | 41.0679 | 0 | 32.7921 | -138.9321 | 1.3014 | 0.3208 | 0.34188 | 1.2978 | 0.1604 | 0.17094 | 1.3701 | -99.5492 | 85.9664 | 1.5101 | -99.5492 | 85.9664
Line6_7_8 | 0 | 1.3162 | 1.4478 | 0 | 1.3162 | 1.4478 | 0 | 0.30397 | 0.33435 | 0 | 0.30397 | 0.33435 | 5.1145e-09 | 0.032839 | 0.040485 | -5.6187e-09 | -2.2614e-15 | 2.8399e-15 | -1.4091e-07 | 0.036038 | 0.040342 | 9.3928e-08 | -1.0707e-14 | 4.6153e-15 | 0 | -147.2079 | 41.0679 | 0 | 32.7922 | -138.9321 | 1.2978 | 0.1604 | 0.17094 | 1.2943 | 0 | 0 | 1.5101 | -99.5492 | 85.9664 | 1.6509 | 0 | 0
Line7_8_9 | 0 | 0 | 0 | 0 | 0 | 0 | 0 | 0 | 0 | 0 | 0 | 0 | 1.8729e-09 | -1.3037e-21 | -5.3028e-22 | -1.8729e-09 | 5.8645e-18 | -1.0421e-17 | -4.6902e-08 | -5.204e-22 | -9.8382e-23 | 1.2305e-10 | 1.9522e-17 | -1.9515e-18 | 0 | 0 | 0 | 0 | 0 | 0 | 1.2943 | 0 | 0 | 1.2943 | 0 | 0 | 1.6509 | 0 | 0 | 1.6509 | 0 | 0
Line8_8_10 | 0 | 0 | 0 | 0 | 0 | 0 | 0 | 0 | 0 | 0 | 0 | 0 | 1.8729e-09 | -1.3037e-21 | -5.3028e-22 | -1.8729e-09 | 5.8645e-18 | -1.0421e-17 | -4.6902e-08 | -5.204e-22 | -9.8382e-23 | 1.2305e-10 | 1.9522e-17 | -1.9515e-18 | 0 | 0 | 0 | 0 | 0 | 0 | 1.2943 | 0 | 0 | 1.2943 | 0 | 0 | 1.6509 | 0 | 0 | 1.6509 | 0 | 0
Line9_3_11 | 1.061e-06 | 1.0746e-06 | 1.0472e-06 | 0 | 0 | 0 | 2.4502e-07 | 2.4818e-07 | 2.4185e-07 | 0 | 0 | 0 | 8.1748e-10 | -1.5637e-07 | 1.6487e-07 | -2.6618e-09 | 1.3451e-07 | -1.4116e-07 | -3.2062e-07 | 3.0019e-08 | -1.282e-08 | 2.749e-07 | -2.4991e-08 | 9.726e-09 | 90.9462 | 91.318 | 90.4127 | 0 | 0 | 0 | 1.3086 | 0.64159 | 0.68376 | 1.3086 | 0.64159 | 0.68376 | 1.0923 | -99.5492 | 85.9664 | 1.0923 | -99.5491 | 85.9663

## LLG_min_fault_6
name | pf_ikss_a_from_ka | pf_ikss_b_from_ka | pf_ikss_c_from_ka | pf_ikss_a_to_ka | pf_ikss_b_to_ka | pf_ikss_c_to_ka | pf_skss_a_from_mw | pf_skss_b_from_mw | pf_skss_c_from_mw | pf_skss_a_to_mw | pf_skss_b_to_mw | pf_skss_c_to_mw | pf_p_a_from_mw | pf_p_b_from_mw | pf_p_c_from_mw | pf_p_a_to_mw | pf_p_b_to_mw | pf_p_c_to_mw | pf_q_a_from_mvar | pf_q_b_from_mvar | pf_q_c_from_mvar | pf_q_a_to_mvar | pf_q_b_to_mvar | pf_q_c_to_mvar | pf_ikss_a_from_degree | pf_ikss_b_from_degree | pf_ikss_c_from_degree | pf_ikss_a_to_degree | pf_ikss_b_to_degree | pf_ikss_c_to_degree | pf_vm_a_from_pu | pf_vm_b_from_pu | pf_vm_c_from_pu | pf_vm_a_to_pu | pf_vm_b_to_pu | pf_vm_c_to_pu | pf_va_a_from_degree | pf_va_b_from_degree | pf_va_c_from_degree | pf_va_a_to_degree | pf_va_b_to_degree | pf_va_c_to_degree
Line0_1_2 | 0 | 0.029037 | 0.030832 | 0 | 0.029037 | 0.030832 | 0 | 0.0067058 | 0.0071203 | 0 | 0.0067058 | 0.0071203 | -1.4523e-08 | 0.0042661 | 0.0048301 | 1.1955e-08 | -0.0042535 | -0.0048108 | -2.059e-08 | 0.0042881 | 0.0048134 | 1.7361e-08 | -0.00427 | -0.0047983 | 0 | -164.2521 | 72.1267 | 0 | 15.7479 | -107.8734 | 0.98734 | 0.90202 | 0.95768 | 0.98677 | 0.89878 | 0.95427 | 1.8349 | -119.1046 | 117.0274 | 1.8377 | -119.141 | 117.0519
Line10_11_12 | 0 | 0 | 0 | 0 | 0 | 0 | 0 | 0 | 0 | 0 | 0 | 0 | -1.455e-08 | -8.7581e-09 | 2.3369e-08 | 1.1988e-08 | 7.4568e-09 | -1.9505e-08 | -1.984e-08 | 2.0759e-08 | -4.5354e-09 | 1.6643e-08 | -1.725e-08 | 3.6065e-09 | 0 | 0 | 0 | 0 | 0 | 0 | 0.98734 | 0.90202 | 0.95768 | 0.98734 | 0.90202 | 0.95768 | 1.8349 | -119.1046 | 117.0274 | 1.8349 | -119.1046 | 117.0274
Line11_12_13 | 0 | 0 | 0 | 0 | 0 | 0 | 0 | 0 | 0 | 0 | 0 | 0 | -1.2125e-08 | -7.2984e-09 | 1.9474e-08 | 9.5632e-09 | 5.9971e-09 | -1.5611e-08 | -1.6533e-08 | 1.7299e-08 | -3.7795e-09 | 1.3337e-08 | -1.379e-08 | 2.8506e-09 | 0 | 0 | 0 | 0 | 0 | 0 | 0.98734 | 0.90202 | 0.95768 | 0.98734 | 0.90202 | 0.95768 | 1.8349 | -119.1046 | 117.0274 | 1.8349 | -119.1046 | 117.0274
Line12_13_15 | 0 | 0 | 0 | 0 | 0 | 0 | 0 | 0 | 0 | 0 | 0 | 0 | -7.2751e-09 | -4.3791e-09 | 1.1684e-08 | 4.7131e-09 | 3.0777e-09 | -7.8211e-09 | -9.9198e-09 | 1.038e-08 | -2.2677e-09 | 6.7233e-09 | -6.8706e-09 | 1.3388e-09 | 0 | 0 | 0 | 0 | 0 | 0 | 0.98734 | 0.90202 | 0.95768 | 0.98734 | 0.90202 | 0.95768 | 1.8349 | -119.1046 | 117.0274 | 1.8349 | -119.1046 | 117.0274
Line13_13_14 | 0 | 0 | 0 | 0 | 0 | 0 | 0 | 0 | 0 | 0 | 0 | 0 | -2.425e-09 | -1.4597e-09 | 3.8948e-09 | -1.3694e-10 | 1.5831e-10 | -3.1466e-11 | -3.3066e-09 | 3.4598e-09 | -7.559e-10 | 1.1012e-10 | 4.91e-11 | -1.73e-10 | 0 | 0 | 0 | 0 | 0 | 0 | 0.98734 | 0.90202 | 0.95768 | 0.98734 | 0.90202 | 0.95768 | 1.8349 | -119.1046 | 117.0274 | 1.8349 | -119.1046 | 117.0274
Line14_15_16 | 0 | 0 | 0 | 0 | 0 | 0 | 0 | 0 | 0 | 0 | 0 | 0 | -4.8501e-09 | -2.9194e-09 | 7.7896e-09 | 2.2881e-09 | 1.618e-09 | -3.9263e-09 | -6.6132e-09 | 6.9197e-09 | -1.5118e-09 | 3.4167e-09 | -3.4107e-09 | 5.829e-10 | 0 | 0 | 0 | 0 | 0 | 0 | 0.98734 | 0.90202 | 0.95768 | 0.98734 | 0.90202 | 0.95768 | 1.8349 | -119.1046 | 117.0274 | 1.8349 | -119.1046 | 117.0274
Line15_16_17 | 0 | 0 | 0 | 0 | 0 | 0 | 0 | 0 | 0 | 0 | 0 | 0 | -2.425e-09 | -1.4597e-09 | 3.8948e-09 | -1.3694e-10 | 1.5831e-10 | -3.1466e-11 | -3.3066e-09 | 3.4598e-09 | -7.559e-10 | 1.1012e-10 | 4.91e-11 | -1.73e-10 | 0 | 0 | 0 | 0 | 0 | 0 | 0.98734 | 0.90202 | 0.95768 | 0.98734 | 0.90202 | 0.95768 | 1.8349 | -119.1046 | 117.0274 | 1.8349 | -119.1046 | 117.0274
Line16_4_18 | 0 | 0 | 0 | 0 | 0 | 0 | 0 | 0 | 0 | 0 | 0 | 0 | -2.425e-09 | -1.4597e-09 | 3.8948e-09 | -1.3694e-10 | 1.5831e-10 | -3.1466e-11 | -3.3066e-09 | 3.4598e-09 | -7.559e-10 | 1.1012e-10 | 4.91e-11 | -1.73e-10 | 0 | 0 | 0 | 0 | 0 | 0 | 0.98734 | 0.90202 | 0.95768 | 0.98734 | 0.90202 | 0.95768 | 1.8349 | -119.1046 | 117.0274 | 1.8349 | -119.1046 | 117.0274
Line17_5_19 | 0 | 0 | 0 | 0 | 0 | 0 | 0 | 0 | 0 | 0 | 0 | 0 | -2.425e-09 | -1.4597e-09 | 3.8948e-09 | -1.3694e-10 | 1.5831e-10 | -3.1466e-11 | -3.3066e-09 | 3.4598e-09 | -7.559e-10 | 1.1012e-10 | 4.91e-11 | -1.73e-10 | 0 | 0 | 0 | 0 | 0 | 0 | 0.98734 | 0.90202 | 0.95768 | 0.98734 | 0.90202 | 0.95768 | 1.8349 | -119.1046 | 117.0274 | 1.8349 | -119.1046 | 117.0274
Line1_1_3 | 0 | 0 | 0 | 0 | 0 | 0 | 0 | 0 | 0 | 0 | 0 | 0 | -1.94e-08 | -1.1677e-08 | 3.1158e-08 | 1.6838e-08 | 1.0376e-08 | -2.7295e-08 | -2.6453e-08 | 2.7679e-08 | -6.0472e-09 | 2.3256e-08 | -2.417e-08 | 5.1183e-09 | 0 | 0 | 0 | 0 | 0 | 0 | 0.98734 | 0.90202 | 0.95768 | 0.98734 | 0.90202 | 0.95768 | 1.8349 | -119.1046 | 117.0274 | 1.8349 | -119.1046 | 117.0274
Line2_1_4 | 0 | 0 | 0 | 0 | 0 | 0 | 0 | 0 | 0 | 0 | 0 | 0 | -4.8501e-09 | -2.9194e-09 | 7.7896e-09 | 2.2881e-09 | 1.618e-09 | -3.9263e-09 | -6.6132e-09 | 6.9197e-09 | -1.5118e-09 | 3.4167e-09 | -3.4107e-09 | 5.829e-10 | 0 | 0 | 0 | 0 | 0 | 0 | 0.98734 | 0.90202 | 0.95768 | 0.98734 | 0.90202 | 0.95768 | 1.8349 | -119.1046 | 117.0274 | 1.8349 | -119.1046 | 117.0274
Line3_1_5 | 0 | 0 | 0 | 0 | 0 | 0 | 0 | 0 | 0 | 0 | 0 | 0 | -4.8501e-09 | -2.9194e-09 | 7.7896e-09 | 2.2881e-09 | 1.618e-09 | -3.9263e-09 | -6.6132e-09 | 6.9197e-09 | -1.5118e-09 | 3.4167e-09 | -3.4107e-09 | 5.829e-10 | 0 | 0 | 0 | 0 | 0 | 0 | 0.98734 | 0.90202 | 0.95768 | 0.98734 | 0.90202 | 0.95768 | 1.8349 | -119.1046 | 117.0274 | 1.8349 | -119.1046 | 117.0274
Line4_2_6 | 0 | 0.029037 | 0.030832 | 0 | 0.029037 | 0.030832 | 0 | 0.0067058 | 0.0071203 | 0 | 0.0067058 | 0.0071203 | -1.209e-08 | 0.0042535 | 0.0048108 | 9.5292e-09 | -0.0042409 | -0.0047915 | -1.7251e-08 | 0.00427 | 0.0047983 | 1.3978e-08 | -0.0042519 | -0.0047831 | 0 | -164.2521 | 72.1266 | 0 | 15.7479 | -107.8734 | 0.98677 | 0.89878 | 0.95427 | 0.98621 | 0.89554 | 0.95085 | 1.8377 | -119.141 | 117.0519 | 1.8406 | -119.1777 | 117.0766
Line5_6_7 | 0 | 0.029037 | 0.030832 | 0 | 0.029037 | 0.030832 | 0 | 0.0067058 | 0.0071203 | 0 | 0.0067058 | 0.0071203 | -9.6619e-09 | 0.0042409 | 0.0047915 | 7.1087e-09 | -0.0042283 | -0.0047722 | -1.3868e-08 | 0.0042519 | 0.0047831 | 1.0553e-08 | -0.0042338 | -0.004768 | 0 | -164.2521 | 72.1266 | 0 | 15.748 | -107.8734 | 0.98621 | 0.89554 | 0.95085 | 0.98564 | 0.89231 | 0.94744 | 1.8406 | -119.1777 | 117.0766 | 1.8434 | -119.2147 | 117.1015
Line6_7_8 | 0 | 0.029037 | 0.030832 | 0 | 0.029037 | 0.030832 | 0 | 0.0067058 | 0.0071203 | 0 | 0.0067058 | 0.0071202 | -7.2393e-09 | 0.0042283 | 0.0047722 | 4.6933e-09 | -0.0042157 | -0.0047529 | -1.0442e-08 | 0.0042338 | 0.004768 | 7.0838e-09 | -0.0042157 | -0.0047529 | 0 | -164.252 | 72.1266 | 0 | 15.748 | -107.8734 | 0.98564 | 0.89231 | 0.94744 | 0.98508 | 0.88907 | 0.94402 | 1.8434 | -119.2147 | 117.1015 | 1.8462 | -119.2519 | 117.1265
Line7_8_9 | 0 | 0 | 0 | 0 | 0 | 0 | 0 | 0 | 0 | 0 | 0 | 0 | -2.4109e-09 | -1.6237e-09 | 3.9482e-09 | -1.2849e-10 | 1.9835e-10 | 1.6565e-11 | -3.4866e-09 | 3.4959e-09 | -6.5397e-10 | 1.1055e-10 | 4.0434e-11 | -1.6485e-10 | 0 | 0 | 0 | 0 | 0 | 0 | 0.98508 | 0.88907 | 0.94402 | 0.98508 | 0.88907 | 0.94402 | 1.8462 | -119.2519 | 117.1265 | 1.8462 | -119.2519 | 117.1265
Line8_8_10 | 0 | 0 | 0 | 0 | 0 | 0 | 0 | 0 | 0 | 0 | 0 | 0 | -2.4109e-09 | -1.6237e-09 | 3.9482e-09 | -1.2849e-10 | 1.9835e-10 | 1.6565e-11 | -3.4866e-09 | 3.4959e-09 | -6.5397e-10 | 1.1055e-10 | 4.0434e-11 | -1.6485e-10 | 0 | 0 | 0 | 0 | 0 | 0 | 0.98508 | 0.88907 | 0.94402 | 0.98508 | 0.88907 | 0.94402 | 1.8462 | -119.2519 | 117.1265 | 1.8462 | -119.2519 | 117.1265
Line9_3_11 | 0 | 0 | 0 | 0 | 0 | 0 | 0 | 0 | 0 | 0 | 0 | 0 | -1.6975e-08 | -1.0218e-08 | 2.7264e-08 | 1.4413e-08 | 8.9164e-09 | -2.34e-08 | -2.3146e-08 | 2.4219e-08 | -5.2913e-09 | 1.995e-08 | -2.071e-08 | 4.3624e-09 | 0 | 0 | 0 | 0 | 0 | 0 | 0.98734 | 0.90202 | 0.95768 | 0.98734 | 0.90202 | 0.95768 | 1.8349 | -119.1046 | 117.0274 | 1.8349 | -119.1046 | 117.0274

## LLG_min_fault_10
name | pf_ikss_a_from_ka | pf_ikss_b_from_ka | pf_ikss_c_from_ka | pf_ikss_a_to_ka | pf_ikss_b_to_ka | pf_ikss_c_to_ka | pf_skss_a_from_mw | pf_skss_b_from_mw | pf_skss_c_from_mw | pf_skss_a_to_mw | pf_skss_b_to_mw | pf_skss_c_to_mw | pf_p_a_from_mw | pf_p_b_from_mw | pf_p_c_from_mw | pf_p_a_to_mw | pf_p_b_to_mw | pf_p_c_to_mw | pf_q_a_from_mvar | pf_q_b_from_mvar | pf_q_c_from_mvar | pf_q_a_to_mvar | pf_q_b_to_mvar | pf_q_c_to_mvar | pf_ikss_a_from_degree | pf_ikss_b_from_degree | pf_ikss_c_from_degree | pf_ikss_a_to_degree | pf_ikss_b_to_degree | pf_ikss_c_to_degree | pf_vm_a_from_pu | pf_vm_b_from_pu | pf_vm_c_from_pu | pf_vm_a_to_pu | pf_vm_b_to_pu | pf_vm_c_to_pu | pf_va_a_from_degree | pf_va_b_from_degree | pf_va_c_from_degree | pf_va_a_to_degree | pf_va_b_to_degree | pf_va_c_to_degree
Line0_1_2 | 0 | 0.027509 | 0.029209 | 0 | 0.027509 | 0.029209 | 0 | 0.0063529 | 0.0067455 | 0 | 0.0063529 | 0.0067455 | -1.3034e-08 | 0.0038289 | 0.004335 | 1.073e-08 | -0.0038176 | -0.0043177 | -1.848e-08 | 0.0038486 | 0.00432 | 1.5582e-08 | -0.0038324 | -0.0043065 | 0 | -164.2521 | 72.1267 | 0 | 15.7479 | -107.8734 | 0.93537 | 0.85454 | 0.90728 | 0.93484 | 0.85148 | 0.90404 | 1.8349 | -119.1046 | 117.0274 | 1.8377 | -119.141 | 117.0519
Line10_11_12 | 0 | 0 | 0 | 0 | 0 | 0 | 0 | 0 | 0 | 0 | 0 | 0 | -1.3059e-08 | -7.8605e-09 | 2.0974e-08 | 1.0759e-08 | 6.6925e-09 | -1.7506e-08 | -1.7806e-08 | 1.8631e-08 | -4.0705e-09 | 1.4937e-08 | -1.5482e-08 | 3.2369e-09 | 0 | 0 | 0 | 0 | 0 | 0 | 0.93537 | 0.85454 | 0.90728 | 0.93537 | 0.85454 | 0.90728 | 1.8349 | -119.1046 | 117.0274 | 1.8349 | -119.1046 | 117.0274
Line11_12_13 | 0 | 0 | 0 | 0 | 0 | 0 | 0 | 0 | 0 | 0 | 0 | 0 | -1.0882e-08 | -6.5504e-09 | 1.7478e-08 | 8.583e-09 | 5.3824e-09 | -1.4011e-08 | -1.4839e-08 | 1.5526e-08 | -3.3921e-09 | 1.197e-08 | -1.2377e-08 | 2.5584e-09 | 0 | 0 | 0 | 0 | 0 | 0 | 0.93537 | 0.85454 | 0.90728 | 0.93537 | 0.85454 | 0.90728 | 1.8349 | -119.1046 | 117.0274 | 1.8349 | -119.1046 | 117.0274
Line12_13_15 | 0 | 0 | 0 | 0 | 0 | 0 | 0 | 0 | 0 | 0 | 0 | 0 | -6.5294e-09 | -3.9302e-09 | 1.0487e-08 | 4.2301e-09 | 2.7622e-09 | -7.0195e-09 | -8.9031e-09 | 9.3157e-09 | -2.0353e-09 | 6.0342e-09 | -6.1664e-09 | 1.2016e-09 | 0 | 0 | 0 | 0 | 0 | 0 | 0.93537 | 0.85454 | 0.90728 | 0.93537 | 0.85454 | 0.90728 | 1.8349 | -119.1046 | 117.0274 | 1.8349 | -119.1046 | 117.0274
Line13_13_14 | 0 | 0 | 0 | 0 | 0 | 0 | 0 | 0 | 0 | 0 | 0 | 0 | -2.1765e-09 | -1.3101e-09 | 3.4956e-09 | -1.229e-10 | 1.4209e-10 | -2.8241e-11 | -2.9677e-09 | 3.1052e-09 | -6.7842e-10 | 9.8835e-11 | 4.4068e-11 | -1.5527e-10 | 0 | 0 | 0 | 0 | 0 | 0 | 0.93537 | 0.85454 | 0.90728 | 0.93537 | 0.85454 | 0.90728 | 1.8349 | -119.1046 | 117.0274 | 1.8349 | -119.1046 | 117.0274
Line14_15_16 | 0 | 0 | 0 | 0 | 0 | 0 | 0 | 0 | 0 | 0 | 0 | 0 | -4.353e-09 | -2.6202e-09 | 6.9912e-09 | 2.0536e-09 | 1.4522e-09 | -3.5239e-09 | -5.9354e-09 | 6.2105e-09 | -1.3568e-09 | 3.0665e-09 | -3.0612e-09 | 5.2316e-10 | 0 | 0 | 0 | 0 | 0 | 0 | 0.93537 | 0.85454 | 0.90728 | 0.93537 | 0.85454 | 0.90728 | 1.8349 | -119.1046 | 117.0274 | 1.8349 | -119.1046 | 117.0274
Line15_16_17 | 0 | 0 | 0 | 0 | 0 | 0 | 0 | 0 | 0 | 0 | 0 | 0 | -2.1765e-09 | -1.3101e-09 | 3.4956e-09 | -1.229e-10 | 1.4209e-10 | -2.8241e-11 | -2.9677e-09 | 3.1052e-09 | -6.7842e-10 | 9.8835e-11 | 4.4068e-11 | -1.5527e-10 | 0 | 0 | 0 | 0 | 0 | 0 | 0.93537 | 0.85454 | 0.90728 | 0.93537 | 0.85454 | 0.90728 | 1.8349 | -119.1046 | 117.0274 | 1.8349 | -119.1046 | 117.0274
Line16_4_18 | 0 | 0 | 0 | 0 | 0 | 0 | 0 | 0 | 0 | 0 | 0 | 0 | -2.1765e-09 | -1.3101e-09 | 3.4956e-09 | -1.229e-10 | 1.4209e-10 | -2.8241e-11 | -2.9677e-09 | 3.1052e-09 | -6.7842e-10 | 9.8835e-11 | 4.4068e-11 | -1.5527e-10 | 0 | 0 | 0 | 0 | 0 | 0 | 0.93537 | 0.85454 | 0.90728 | 0.93537 | 0.85454 | 0.90728 | 1.8349 | -119.1046 | 117.0274 | 1.8349 | -119.1046 | 117.0274
Line17_5_19 | 0 | 0 | 0 | 0 | 0 | 0 | 0 | 0 | 0 | 0 | 0 | 0 | -2.1765e-09 | -1.3101e-09 | 3.4956e-09 | -1.229e-10 | 1.4209e-10 | -2.8241e-11 | -2.9677e-09 | 3.1052e-09 | -6.7842e-10 | 9.8835e-11 | 4.4068e-11 | -1.5527e-10 | 0 | 0 | 0 | 0 | 0 | 0 | 0.93537 | 0.85454 | 0.90728 | 0.93537 | 0.85454 | 0.90728 | 1.8349 | -119.1046 | 117.0274 | 1.8349 | -119.1046 | 117.0274
Line1_1_3 | 0 | 0 | 0 | 0 | 0 | 0 | 0 | 0 | 0 | 0 | 0 | 0 | -1.7412e-08 | -1.0481e-08 | 2.7965e-08 | 1.5112e-08 | 9.3126e-09 | -2.4498e-08 | -2.3742e-08 | 2.4842e-08 | -5.4274e-09 | 2.0873e-08 | -2.1693e-08 | 4.5937e-09 | 0 | 0 | 0 | 0 | 0 | 0 | 0.93537 | 0.85454 | 0.90728 | 0.93537 | 0.85454 | 0.90728 | 1.8349 | -119.1046 | 117.0274 | 1.8349 | -119.1046 | 117.0274
Line2_1_4 | 0 | 0 | 0 | 0 | 0 | 0 | 0 | 0 | 0 | 0 | 0 | 0 | -4.353e-09 | -2.6202e-09 | 6.9912e-09 | 2.0536e-09 | 1.4522e-09 | -3.5239e-09 | -5.9354e-09 | 6.2105e-09 | -1.3568e-09 | 3.0665e-09 | -3.0612e-09 | 5.2316e-10 | 0 | 0 | 0 | 0 | 0 | 0 | 0.93537 | 0.85454 | 0.90728 | 0.93537 | 0.85454 | 0.90728 | 1.8349 | -119.1046 | 117.0274 | 1.8349 | -119.1046 | 117.0274
Line3_1_5 | 0 | 0 | 0 | 0 | 0 | 0 | 0 | 0 | 0 | 0 | 0 | 0 | -4.353e-09 | -2.6202e-09 | 6.9912e-09 | 2.0536e-09 | 1.4522e-09 | -3.5239e-09 | -5.9354e-09 | 6.2105e-09 | -1.3568e-09 | 3.0665e-09 | -3.0612e-09 | 5.2316e-10 | 0 | 0 | 0 | 0 | 0 | 0 | 0.93537 | 0.85454 | 0.90728 | 0.93537 | 0.85454 | 0.90728 | 1.8349 | -119.1046 | 117.0274 | 1.8349 | -119.1046 | 117.0274
Line4_2_6 | 0 | 0.027509 | 0.029209 | 0 | 0.027509 | 0.029209 | 0 | 0.0063529 | 0.0067455 | 0 | 0.0063529 | 0.0067455 | -1.0851e-08 | 0.0038176 | 0.0043177 | 8.5526e-09 | -0.0038063 | -0.0043004 | -1.5483e-08 | 0.0038324 | 0.0043065 | 1.2546e-08 | -0.0038161 | -0.0042929 | 0 | -164.2521 | 72.1266 | 0 | 15.7479 | -107.8734 | 0.93484 | 0.85148 | 0.90404 | 0.9343 | 0.84841 | 0.90081 | 1.8377 | -119.141 | 117.0519 | 1.8406 | -119.1777 | 117.0766
Line5_6_7 | 0 | 0.027509 | 0.029209 | 0 | 0.027509 | 0.029209 | 0 | 0.0063529 | 0.0067455 | 0 | 0.0063529 | 0.0067455 | -8.6717e-09 | 0.0038063 | 0.0043004 | 6.3801e-09 | -0.003795 | -0.0042831 | -1.2447e-08 | 0.0038161 | 0.0042929 | 9.471e-09 | -0.0037999 | -0.0042793 | 0 | -164.2521 | 72.1266 | 0 | 15.748 | -107.8734 | 0.9343 | 0.84841 | 0.90081 | 0.93377 | 0.84535 | 0.89757 | 1.8406 | -119.1777 | 117.0766 | 1.8434 | -119.2147 | 117.1015
Line6_7_8 | 0 | 0.027509 | 0.029209 | 0 | 0.027509 | 0.029209 | 0 | 0.0063529 | 0.0067455 | 0 | 0.0063529 | 0.0067455 | -6.4973e-09 | 0.003795 | 0.0042831 | 4.2122e-09 | -0.0037837 | -0.0042658 | -9.3719e-09 | 0.0037999 | 0.0042793 | 6.3577e-09 | -0.0037837 | -0.0042658 | 0 | -164.252 | 72.1266 | 0 | 15.748 | -107.8734 | 0.93377 | 0.84535 | 0.89757 | 0.93323 | 0.84228 | 0.89433 | 1.8434 | -119.2147 | 117.1015 | 1.8462 | -119.2519 | 117.1265
Line7_8_9 | 0 | 0 | 0 | 0 | 0 | 0 | 0 | 0 | 0 | 0 | 0 | 0 | -2.1638e-09 | -1.4573e-09 | 3.5435e-09 | -1.1532e-10 | 1.7802e-10 | 1.4867e-11 | -3.1293e-09 | 3.1376e-09 | -5.8694e-10 | 9.9218e-11 | 3.6289e-11 | -1.4795e-10 | 0 | 0 | 0 | 0 | 0 | 0 | 0.93323 | 0.84228 | 0.89433 | 0.93323 | 0.84228 | 0.89433 | 1.8462 | -119.2519 | 117.1265 | 1.8462 | -119.2519 | 117.1265
Line8_8_10 | 0 | 0 | 0 | 0 | 0 | 0 | 0 | 0 | 0 | 0 | 0 | 0 | -2.1638e-09 | -1.4573e-09 | 3.5435e-09 | -1.1532e-10 | 1.7802e-10 | 1.4867e-11 | -3.1293e-09 | 3.1376e-09 | -5.8694e-10 | 9.9218e-11 | 3.6289e-11 | -1.4795e-10 | 0 | 0 | 0 | 0 | 0 | 0 | 0.93323 | 0.84228 | 0.89433 | 0.93323 | 0.84228 | 0.89433 | 1.8462 | -119.2519 | 117.1265 | 1.8462 | -119.2519 | 117.1265
Line9_3_11 | 0 | 0 | 0 | 0 | 0 | 0 | 0 | 0 | 0 | 0 | 0 | 0 | -1.5235e-08 | -9.1706e-09 | 2.4469e-08 | 1.2936e-08 | 8.0026e-09 | -2.1002e-08 | -2.0774e-08 | 2.1737e-08 | -4.749e-09 | 1.7905e-08 | -1.8587e-08 | 3.9153e-09 | 0 | 0 | 0 | 0 | 0 | 0 | 0.93537 | 0.85454 | 0.90728 | 0.93537 | 0.85454 | 0.90728 | 1.8349 | -119.1046 | 117.0274 | 1.8349 | -119.1046 | 117.0274