## LLL_max_6
name | pf_ikss_from_ka | pf_ikss_to_ka | pf_ip_from_ka | pf_ip_to_ka | pf_skss_from_mw | pf_skss_to_mw | pf_p_from_mw | pf_p_to_mw | pf_q_from_mvar | pf_q_to_mvar | pf_ikss_from_degree | pf_ikss_to_degree | pf_vm_from_pu | pf_vm_to_pu | pf_va_from_degree | pf_va_to_degree
Line0_1_2 | 0.17321 | 0.17321 | 0 | 0 | 0.12 | 0.12 | -0.00051999 | 0.00142 | -0.0062182 | 0.0080182 | 95.7106 | -84.2894 | 0.052 | 0.067858 | 0.93044 | -4.3321
Line10_11_12 | 0.17321 | 0.17321 | 0 | 0 | 0.12 | 0.12 | -0.00232 | 0.00322 | -0.0098182 | 0.011618 | 95.7106 | -84.2894 | 0.084072 | 0.10047 | -7.5842 | -9.7801
Line11_12_13 | 0.17321 | 0.17321 | 0 | 0 | 0.12 | 0.12 | -0.00322 | 0.00412 | -0.011618 | 0.013418 | 95.7106 | -84.2894 | 0.10047 | 0.11697 | -9.7801 | -11.3582
Line12_13_15 | 0 | 0 | 0 | 0 | 0 | 0 | 0 | 0 | 0 | 0 | 0 | 0 | 0.11697 | 0.11697 | -11.3582 | -11.3582
Line13_13_14 | 0.17321 | 0.17321 | 0 | 0 | 0.12 | 0.12 | -0.00412 | 0.00502 | -0.013418 | 0.015218 | 95.7106 | -84.2894 | 0.11697 | 0.13354 | -11.3582 | -12.5454
Line14_15_16 | 0 | 0 | 0 | 0 | 0 | 0 | 0 | 0 | 0 | 0 | 0 | 0 | 0.11697 | 0.11697 | -11.3582 | -11.3582
Line15_16_17 | 0 | 0 | 0 | 0 | 0 | 0 | 0 | 0 | 0 | 0 | 0 | 0 | 0.11697 | 0.11697 | -11.3582 | -11.3582
Line16_4_18 | 0 | 0 | 0 | 0 | 0 | 0 | 0 | 0 | 0 | 0 | 0 | 0 | 0.067858 | 0.067858 | -4.3321 | -4.3321
Line17_5_19 | 0 | 0 | 0 | 0 | 0 | 0 | 0 | 0 | 0 | 0 | 0 | 0 | 0.052 | 0.052 | 0.93044 | 0.93044
Line1_1_3 | 0.17321 | 0.17321 | 0 | 0 | 0.12 | 0.12 | -0.00052 | 0.00142 | -0.0062182 | 0.0080182 | 95.7106 | -84.2894 | 0.052 | 0.067858 | 0.93044 | -4.3321
Line2_1_4 | 0.17321 | 0.17321 | 0 | 0 | 0.12 | 0.12 | -0.00051999 | 0.00142 | -0.0062182 | 0.0080182 | 95.7106 | -84.2894 | 0.052 | 0.067858 | 0.93044 | -4.3321
Line3_1_5 | 0 | 0 | 0 | 0 | 0 | 0 | 0 | 0 | 0 | 0 | 0 | 0 | 0.052 | 0.052 | 0.93044 | 0.93044
Line4_2_6 | 0.17321 | 0.17321 | 0 | 0 | 0.12 | 0.12 | -0.00142 | 0.00232 | -0.0080182 | 0.0098182 | 95.7106 | -84.2894 | 0.067858 | 0.084072 | -4.3321 | -7.5842
Line5_6_7 | 0.17321 | 0.17321 | 0 | 0 | 0.12 | 0.12 | -0.00232 | 0.00322 | -0.0098182 | 0.011618 | 95.7106 | -84.2894 | 0.084072 | 0.10047 | -7.5842 | -9.7801
Line6_7_8 | 0 | 0 | 0 | 0 | 0 | 0 | 0 | 0 | 0 | 0 | 0 | 0 | 0.10047 | 0.10047 | -9.7801 | -9.7801
Line7_8_9 | 0 | 0 | 0 | 0 | 0 | 0 | 0 | 0 | 0 | 0 | 0 | 0 | 0.10047 | 0.10047 | -9.7801 | -9.7801
Line8_8_10 | 0 | 0 | 0 | 0 | 0 | 0 | 0 | 0 | 0 | 0 | 0 | 0 | 0.10047 | 0.10047 | -9.7801 | -9.7801
Line9_3_11 | 0.17321 | 0.17321 | 0 | 0 | 0.12 | 0.12 | -0.00142 | 0.00232 | -0.0080182 | 0.0098182 | 95.7106 | -84.2894 | 0.067858 | 0.084072 | -4.3321 | -7.5842

## LLL_max_10
name | pf_ikss_from_ka | pf_ikss_to_ka | pf_ip_from_ka | pf_ip_to_ka | pf_skss_from_mw | pf_skss_to_mw | pf_p_from_mw | pf_p_to_mw | pf_q_from_mvar | pf_q_to_mvar | pf_ikss_from_degree | pf_ikss_to_degree | pf_vm_from_pu | pf_vm_to_pu | pf_va_from_degree | pf_va_to_degree
Line0_1_2 | 0.17321 | 0.17321 | 0 | 0 | 0.12 | 0.12 | -0.00054476 | 0.0014448 | -0.0065143 | 0.0083143 | 95.7106 | -84.2894 | 0.054476 | 0.070324 | 0.93044 | -4.147
Line10_11_12 | 0.17321 | 0.17321 | 0 | 0 | 0.12 | 0.12 | -0.0023448 | 0.0032448 | -0.010114 | 0.011914 | 95.7106 | -84.2894 | 0.086521 | 0.1029 | -7.3414 | -9.5239
Line11_12_13 | 0.17321 | 0.17321 | 0 | 0 | 0.12 | 0.12 | -0.0032448 | 0.0041448 | -0.011914 | 0.013714 | 95.7106 | -84.2894 | 0.1029 | 0.11939 | -9.5239 | -11.1053
Line12_13_15 | 0 | 0 | 0 | 0 | 0 | 0 | 0 | 0 | 0 | 0 | 0 | 0 | 0.11939 | 0.11939 | -11.1053 | -11.1053
Line13_13_14 | 0.17321 | 0.17321 | 0 | 0 | 0.12 | 0.12 | -0.0041447 | 0.0050447 | -0.013714 | 0.015514 | 95.7106 | -84.2894 | 0.11939 | 0.13595 | -11.1053 | -12.3022
Line14_15_16 | 0 | 0 | 0 | 0 | 0 | 0 | 0 | 0 | 0 | 0 | 0 | 0 | 0.11939 | 0.11939 | -11.1053 | -11.1053
Line15_16_17 | 0 | 0 | 0 | 0 | 0 | 0 | 0 | 0 | 0 | 0 | 0 | 0 | 0.11939 | 0.11939 | -11.1053 | -11.1053
Line16_4_18 | 0 | 0 | 0 | 0 | 0 | 0 | 0 | 0 | 0 | 0 | 0 | 0 | 0.070324 | 0.070324 | -4.147 | -4.147
Line17_5_19 | 0 | 0 | 0 | 0 | 0 | 0 | 0 | 0 | 0 | 0 | 0 | 0 | 0.054476 | 0.054476 | 0.93044 | 0.93044
Line1_1_3 | 0.17321 | 0.17321 | 0 | 0 | 0.12 | 0.12 | -0.00054476 | 0.0014448 | -0.0065143 | 0.0083143 | 95.7106 | -84.2894 | 0.054476 | 0.070324 | 0.93044 | -4.147
Line2_1_4 | 0.17321 | 0.17321 | 0 | 0 | 0.12 | 0.12 | -0.00054475 | 0.0014448 | -0.0065143 | 0.0083143 | 95.7106 | -84.2894 | 0.054476 | 0.070324 | 0.93044 | -4.147
Line3_1_5 | 0 | 0 | 0 | 0 | 0 | 0 | 0 | 0 | 0 | 0 | 0 | 0 | 0.054476 | 0.054476 | 0.93044 | 0.93044
Line4_2_6 | 0.17321 | 0.17321 | 0 | 0 | 0.12 | 0.12 | -0.0014448 | 0.0023448 | -0.0083143 | 0.010114 | 95.7106 | -84.2894 | 0.070324 | 0.086521 | -4.147 | -7.3414
Line5_6_7 | 0.17321 | 0.17321 | 0 | 0 | 0.12 | 0.12 | -0.0023448 | 0.0032448 | -0.010114 | 0.011914 | 95.7106 | -84.2894 | 0.086521 | 0.1029 | -7.3414 | -9.5239
Line6_7_8 | 0 | 0 | 0 | 0 | 0 | 0 | 0 | 0 | 0 | 0 | 0 | 0 | 0.1029 | 0.1029 | -9.5239 | -9.5239
Line7_8_9 | 0 | 0 | 0 | 0 | 0 | 0 | 0 | 0 | 0 | 0 | 0 | 0 | 0.1029 | 0.1029 | -9.5239 | -9.5239
Line8_8_10 | 0 | 0 | 0 | 0 | 0 | 0 | 0 | 0 | 0 | 0 | 0 | 0 | 0.1029 | 0.1029 | -9.5239 | -9.5239
Line9_3_11 | 0.17321 | 0.17321 | 0 | 0 | 0.12 | 0.12 | -0.0014448 | 0.0023448 | -0.0083143 | 0.010114 | 95.7106 | -84.2894 | 0.070324 | 0.086521 | -4.147 | -7.3414

## LLL_max_fault_6
name | pf_ikss_from_ka | pf_ikss_to_ka | pf_ip_from_ka | pf_ip_to_ka | pf_skss_from_mw | pf_skss_to_mw | pf_p_from_mw | pf_p_to_mw | pf_q_from_mvar | pf_q_to_mvar | pf_ikss_from_degree | pf_ikss_to_degree | pf_vm_from_pu | pf_vm_to_pu | pf_va_from_degree | pf_va_to_degree
Line0_1_2 | 0.1732 | 0.1732 | 0 | 0 | 0.12 | 0.12 | -0.014765 | 0.015665 | -0.13591 | 0.13771 | 95.7106 | -84.2894 | 1.1392 | 1.155 | -0.48977 | -0.77928
Line10_11_12 | 0.1732 | 0.1732 | 0 | 0 | 0.12 | 0.12 | -0.016565 | 0.017465 | -0.13951 | 0.14131 | 95.7106 | -84.2894 | 1.1707 | 1.1865 | -1.061 | -1.3352
Line11_12_13 | 0.1732 | 0.1732 | 0 | 0 | 0.12 | 0.12 | -0.017465 | 0.018365 | -0.14131 | 0.14311 | 95.7106 | -84.2894 | 1.1865 | 1.2024 | -1.3352 | -1.6023
Line12_13_15 | 0 | 0 | 0 | 0 | 0 | 0 | 0 | 0 | 0 | 0 | 0 | 0 | 1.2024 | 1.2024 | -1.6023 | -1.6023
Line13_13_14 | 0.1732 | 0.1732 | 0 | 0 | 0.12 | 0.12 | -0.018365 | 0.019265 | -0.14311 | 0.14491 | 95.7106 | -84.2894 | 1.2024 | 1.2182 | -1.6023 | -1.8623
Line14_15_16 | 0 | 0 | 0 | 0 | 0 | 0 | 0 | 0 | 0 | 0 | 0 | 0 | 1.2024 | 1.2024 | -1.6023 | -1.6023
Line15_16_17 | 0 | 0 | 0 | 0 | 0 | 0 | 0 | 0 | 0 | 0 | 0 | 0 | 1.2024 | 1.2024 | -1.6023 | -1.6023
Line16_4_18 | 0 | 0 | 0 | 0 | 0 | 0 | 0 | 0 | 0 | 0 | 0 | 0 | 1.155 | 1.155 | -0.77928 | -0.77928
Line17_5_19 | 0 | 0 | 0 | 0 | 0 | 0 | 0 | 0 | 0 | 0 | 0 | 0 | 1.1392 | 1.1392 | -0.48977 | -0.48977
Line1_1_3 | 0.1732 | 0.1732 | 0 | 0 | 0.12 | 0.12 | -0.014765 | 0.015665 | -0.13591 | 0.13771 | 95.7106 | -84.2894 | 1.1392 | 1.155 | -0.48977 | -0.77928
Line2_1_4 | 0.1732 | 0.1732 | 0 | 0 | 0.12 | 0.12 | -0.014765 | 0.015665 | -0.13591 | 0.13771 | 95.7106 | -84.2894 | 1.1392 | 1.155 | -0.48977 | -0.77928
Line3_1_5 | 0 | 0 | 0 | 0 | 0 | 0 | 0 | 0 | 0 | 0 | 0 | 0 | 1.1392 | 1.1392 | -0.48977 | -0.48977
Line4_2_6 | 0.1732 | 0.1732 | 0 | 0 | 0.12 | 0.12 | -0.015665 | 0.016565 | -0.13771 | 0.13951 | 95.7106 | -84.2894 | 1.155 | 1.1707 | -0.77928 | -1.061
Line5_6_7 | 0.1732 | 0.1732 | 0 | 0 | 0.12 | 0.12 | -0.016565 | 0.017465 | -0.13951 | 0.14131 | 95.7106 | -84.2894 | 1.1707 | 1.1865 | -1.061 | -1.3352
Line6_7_8 | 0 | 0 | 0 | 0 | 0 | 0 | 0 | 0 | 0 | 0 | 0 | 0 | 1.1865 | 1.1865 | -1.3352 | -1.3352
Line7_8_9 | 0 | 0 | 0 | 0 | 0 | 0 | 0 | 0 | 0 | 0 | 0 | 0 | 1.1865 | 1.1865 | -1.3352 | -1.3352
Line8_8_10 | 0 | 0 | 0 | 0 | 0 | 0 | 0 | 0 | 0 | 0 | 0 | 0 | 1.1865 | 1.1865 | -1.3352 | -1.3352
Line9_3_11 | 0.1732 | 0.1732 | 0 | 0 | 0.12 | 0.12 | -0.015665 | 0.016565 | -0.13771 | 0.13951 | 95.7106 | -84.2894 | 1.155 | 1.1707 | -0.77928 | -1.061

## LLL_max_fault_10
name | pf_ikss_from_ka | pf_ikss_to_ka | pf_ip_from_ka | pf_ip_to_ka | pf_skss_from_mw | pf_skss_to_mw | pf_p_from_mw | pf_p_to_mw | pf_q_from_mvar | pf_q_to_mvar | pf_ikss_from_degree | pf_ikss_to_degree | pf_vm_from_pu | pf_vm_to_pu | pf_va_from_degree | pf_va_to_degree
Line0_1_2 | 0.1732 | 0.1732 | 0 | 0 | 0.12 | 0.12 | -0.01479 | 0.01569 | -0.1362 | 0.138 | 95.7106 | -84.2894 | 1.1417 | 1.1574 | -0.48669 | -0.77562
Line10_11_12 | 0.1732 | 0.1732 | 0 | 0 | 0.12 | 0.12 | -0.01659 | 0.01749 | -0.1398 | 0.1416 | 95.7106 | -84.2894 | 1.1732 | 1.189 | -1.0568 | -1.3305
Line11_12_13 | 0.1732 | 0.1732 | 0 | 0 | 0.12 | 0.12 | -0.01749 | 0.01839 | -0.1416 | 0.1434 | 95.7106 | -84.2894 | 1.189 | 1.2048 | -1.3305 | -1.5971
Line12_13_15 | 0 | 0 | 0 | 0 | 0 | 0 | 0 | 0 | 0 | 0 | 0 | 0 | 1.2048 | 1.2048 | -1.5971 | -1.5971
Line13_13_14 | 0.1732 | 0.1732 | 0 | 0 | 0.12 | 0.12 | -0.01839 | 0.01929 | -0.1434 | 0.1452 | 95.7106 | -84.2894 | 1.2048 | 1.2207 | -1.5971 | -1.8567
Line14_15_16 | 0 | 0 | 0 | 0 | 0 | 0 | 0 | 0 | 0 | 0 | 0 | 0 | 1.2048 | 1.2048 | -1.5971 | -1.5971
Line15_16_17 | 0 | 0 | 0 | 0 | 0 | 0 | 0 | 0 | 0 | 0 | 0 | 0 | 1.2048 | 1.2048 | -1.5971 | -1.5971
Line16_4_18 | 0 | 0 | 0 | 0 | 0 | 0 | 0 | 0 | 0 | 0 | 0 | 0 | 1.1574 | 1.1574 | -0.77562 | -0.77562
Line17_5_19 | 0 | 0 | 0 | 0 | 0 | 0 | 0 | 0 | 0 | 0 | 0 | 0 | 1.1417 | 1.1417 | -0.48669 | -0.48669
Line1_1_3 | 0.1732 | 0.1732 | 0 | 0 | 0.12 | 0.12 | -0.01479 | 0.01569 | -0.1362 | 0.138 | 95.7106 | -84.2894 | 1.1417 | 1.1574 | -0.48669 | -0.77562
Line2_1_4 | 0.1732 | 0.1732 | 0 | 0 | 0.12 | 0.12 | -0.01479 | 0.01569 | -0.1362 | 0.138 | 95.7106 | -84.2894 | 1.1417 | 1.1574 | -0.48669 | -0.77562
Line3_1_5 | 0 | 0 | 0 | 0 | 0 | 0 | 0 | 0 | 0 | 0 | 0 | 0 | 1.1417 | 1.1417 | -0.48669 | -0.48669
Line4_2_6 | 0.1732 | 0.1732 | 0 | 0 | 0.12 | 0.12 | -0.01569 | 0.01659 | -0.138 | 0.1398 | 95.7106 | -84.2894 | 1.1574 | 1.1732 | -0.77562 | -1.0568
Line5_6_7 | 0.1732 | 0.1732 | 0 | 0 | 0.12 | 0.12 | -0.01659 | 0.01749 | -0.1398 | 0.1416 | 95.7106 | -84.2894 | 1.1732 | 1.189 | -1.0568 | -1.3305
Line6_7_8 | 0 | 0 | 0 | 0 | 0 | 0 | 0 | 0 | 0 | 0 | 0 | 0 | 1.189 | 1.189 | -1.3305 | -1.3305
Line7_8_9 | 0 | 0 | 0 | 0 | 0 | 0 | 0 | 0 | 0 | 0 | 0 | 0 | 1.189 | 1.189 | -1.3305 | -1.3305
Line8_8_10 | 0 | 0 | 0 | 0 | 0 | 0 | 0 | 0 | 0 | 0 | 0 | 0 | 1.189 | 1.189 | -1.3305 | -1.3305
Line9_3_11 | 0.1732 | 0.1732 | 0 | 0 | 0.12 | 0.12 | -0.01569 | 0.01659 | -0.138 | 0.1398 | 95.7106 | -84.2894 | 1.1574 | 1.1732 | -0.77562 | -1.0568

## LLL_min_6
name | pf_ikss_from_ka | pf_ikss_to_ka | pf_ip_from_ka | pf_ip_to_ka | pf_skss_from_mw | pf_skss_to_mw | pf_p_from_mw | pf_p_to_mw | pf_q_from_mvar | pf_q_to_mvar | pf_ikss_from_degree | pf_ikss_to_degree | pf_vm_from_pu | pf_vm_to_pu | pf_va_from_degree | pf_va_to_degree
Line0_1_2 | 0 | 0 | 0 | 0 | 0 | 0 | 0 | 0 | 0 | 0 | 0 | 0 | 0 | 0 | 0 | 0
Line10_11_12 | 0 | 0 | 0 | 0 | 0 | 0 | 0 | 0 | 0 | 0 | 0 | 0 | 0 | 0 | 0 | 0
Line11_12_13 | 0 | 0 | 0 | 0 | 0 | 0 | 0 | 0 | 0 | 0 | 0 | 0 | 0 | 0 | 0 | 0
Line12_13_15 | 0 | 0 | 0 | 0 | 0 | 0 | 0 | 0 | 0 | 0 | 0 | 0 | 0 | 0 | 0 | 0
Line13_13_14 | 0 | 0 | 0 | 0 | 0 | 0 | 0 | 0 | 0 | 0 | 0 | 0 | 0 | 0 | 0 | 0
Line14_15_16 | 0 | 0 | 0 | 0 | 0 | 0 | 0 | 0 | 0 | 0 | 0 | 0 | 0 | 0 | 0 | 0
Line15_16_17 | 0 | 0 | 0 | 0 | 0 | 0 | 0 | 0 | 0 | 0 | 0 | 0 | 0 | 0 | 0 | 0
Line16_4_18 | 0 | 0 | 0 | 0 | 0 | 0 | 0 | 0 | 0 | 0 | 0 | 0 | 0 | 0 | 0 | 0
Line17_5_19 | 0 | 0 | 0 | 0 | 0 | 0 | 0 | 0 | 0 | 0 | 0 | 0 | 0 | 0 | 0 | 0
Line1_1_3 | 0 | 0 | 0 | 0 | 0 | 0 | 0 | 0 | 0 | 0 | 0 | 0 | 0 | 0 | 0 | 0
Line2_1_4 | 0 | 0 | 0 | 0 | 0 | 0 | 0 | 0 | 0 | 0 | 0 | 0 | 0 | 0 | 0 | 0
Line3_1_5 | 0 | 0 | 0 | 0 | 0 | 0 | 0 | 0 | 0 | 0 | 0 | 0 | 0 | 0 | 0 | 0
Line4_2_6 | 0 | 0 | 0 | 0 | 0 | 0 | 0 | 0 | 0 | 0 | 0 | 0 | 0 | 0 | 0 | 0
Line5_6_7 | 0 | 0 | 0 | 0 | 0 | 0 | 0 | 0 | 0 | 0 | 0 | 0 | 0 | 0 | 0 | 0
Line6_7_8 | 0 | 0 | 0 | 0 | 0 | 0 | 0 | 0 | 0 | 0 | 0 | 0 | 0 | 0 | 0 | 0
Line7_8_9 | 0 | 0 | 0 | 0 | 0 | 0 | 0 | 0 | 0 | 0 | 0 | 0 | 0 | 0 | 0 | 0
Line8_8_10 | 0 | 0 | 0 | 0 | 0 | 0 | 0 | 0 | 0 | 0 | 0 | 0 | 0 | 0 | 0 | 0
Line9_3_11 | 0 | 0 | 0 | 0 | 0 | 0 | 0 | 0 | 0 | 0 | 0 | 0 | 0 | 0 | 0 | 0

## LLL_min_10
name | pf_ikss_from_ka | pf_ikss_to_ka | pf_ip_from_ka | pf_ip_to_ka | pf_skss_from_mw | pf_skss_to_mw | pf_p_from_mw | pf_p_to_mw | pf_q_from_mvar | pf_q_to_mvar | pf_ikss_from_degree | pf_ikss_to_degree | pf_vm_from_pu | pf_vm_to_pu | pf_va_from_degree | pf_va_to_degree
Line0_1_2 | 0 | 0 | 0 | 0 | 0 | 0 | 0 | 0 | 0 | 0 | 0 | 0 | 0 | 0 | 0 | 0
Line10_11_12 | 0 | 0 | 0 | 0 | 0 | 0 | 0 | 0 | 0 | 0 | 0 | 0 | 0 | 0 | 0 | 0
Line11_12_13 | 0 | 0 | 0 | 0 | 0 | 0 | 0 | 0 | 0 | 0 | 0 | 0 | 0 | 0 | 0 | 0
Line12_13_15 | 0 | 0 | 0 | 0 | 0 | 0 | 0 | 0 | 0 | 0 | 0 | 0 | 0 | 0 | 0 | 0
Line13_13_14 | 0 | 0 | 0 | 0 | 0 | 0 | 0 | 0 | 0 | 0 | 0 | 0 | 0 | 0 | 0 | 0
Line14_15_16 | 0 | 0 | 0 | 0 | 0 | 0 | 0 | 0 | 0 | 0 | 0 | 0 | 0 | 0 | 0 | 0
Line15_16_17 | 0 | 0 | 0 | 0 | 0 | 0 | 0 | 0 | 0 | 0 | 0 | 0 | 0 | 0 | 0 | 0
Line16_4_18 | 0 | 0 | 0 | 0 | 0 | 0 | 0 | 0 | 0 | 0 | 0 | 0 | 0 | 0 | 0 | 0
Line17_5_19 | 0 | 0 | 0 | 0 | 0 | 0 | 0 | 0 | 0 | 0 | 0 | 0 | 0 | 0 | 0 | 0
Line1_1_3 | 0 | 0 | 0 | 0 | 0 | 0 | 0 | 0 | 0 | 0 | 0 | 0 | 0 | 0 | 0 | 0
Line2_1_4 | 0 | 0 | 0 | 0 | 0 | 0 | 0 | 0 | 0 | 0 | 0 | 0 | 0 | 0 | 0 | 0
Line3_1_5 | 0 | 0 | 0 | 0 | 0 | 0 | 0 | 0 | 0 | 0 | 0 | 0 | 0 | 0 | 0 | 0
Line4_2_6 | 0 | 0 | 0 | 0 | 0 | 0 | 0 | 0 | 0 | 0 | 0 | 0 | 0 | 0 | 0 | 0
Line5_6_7 | 0 | 0 | 0 | 0 | 0 | 0 | 0 | 0 | 0 | 0 | 0 | 0 | 0 | 0 | 0 | 0
Line6_7_8 | 0 | 0 | 0 | 0 | 0 | 0 | 0 | 0 | 0 | 0 | 0 | 0 | 0 | 0 | 0 | 0
Line7_8_9 | 0 | 0 | 0 | 0 | 0 | 0 | 0 | 0 | 0 | 0 | 0 | 0 | 0 | 0 | 0 | 0
Line8_8_10 | 0 | 0 | 0 | 0 | 0 | 0 | 0 | 0 | 0 | 0 | 0 | 0 | 0 | 0 | 0 | 0
Line9_3_11 | 0 | 0 | 0 | 0 | 0 | 0 | 0 | 0 | 0 | 0 | 0 | 0 | 0 | 0 | 0 | 0

## LLL_min_fault_6
name | pf_ikss_from_ka | pf_ikss_to_ka | pf_ip_from_ka | pf_ip_to_ka | pf_skss_from_mw | pf_skss_to_mw | pf_p_from_mw | pf_p_to_mw | pf_q_from_mvar | pf_q_to_mvar | pf_ikss_from_degree | pf_ikss_to_degree | pf_vm_from_pu | pf_vm_to_pu | pf_va_from_degree | pf_va_to_degree
Line0_1_2 | 0 | 0 | 0 | 0 | 0 | 0 | 0 | 0 | 0 | 0 | 0 | 0 | 0.98644 | 0.98644 | -0.6327 | -0.6327
Line10_11_12 | 0 | 0 | 0 | 0 | 0 | 0 | 0 | 0 | 0 | 0 | 0 | 0 | 0.98644 | 0.98644 | -0.6327 | -0.6327
Line11_12_13 | 0 | 0 | 0 | 0 | 0 | 0 | 0 | 0 | 0 | 0 | 0 | 0 | 0.98644 | 0.98644 | -0.6327 | -0.6327
Line12_13_15 | 0 | 0 | 0 | 0 | 0 | 0 | 0 | 0 | 0 | 0 | 0 | 0 | 0.98644 | 0.98644 | -0.6327 | -0.6327
Line13_13_14 | 0 | 0 | 0 | 0 | 0 | 0 | 0 | 0 | 0 | 0 | 0 | 0 | 0.98644 | 0.98644 | -0.6327 | -0.6327
Line14_15_16 | 0 | 0 | 0 | 0 | 0 | 0 | 0 | 0 | 0 | 0 | 0 | 0 | 0.98644 | 0.98644 | -0.6327 | -0.6327
Line15_16_17 | 0 | 0 | 0 | 0 | 0 | 0 | 0 | 0 | 0 | 0 | 0 | 0 | 0.98644 | 0.98644 | -0.6327 | -0.6327
Line16_4_18 | 0 | 0 | 0 | 0 | 0 | 0 | 0 | 0 | 0 | 0 | 0 | 0 | 0.98644 | 0.98644 | -0.6327 | -0.6327
Line17_5_19 | 0 | 0 | 0 | 0 | 0 | 0 | 0 | 0 | 0 | 0 | 0 | 0 | 0.98644 | 0.98644 | -0.6327 | -0.6327
Line1_1_3 | 0 | 0 | 0 | 0 | 0 | 0 | 0 | 0 | 0 | 0 | 0 | 0 | 0.98644 | 0.98644 | -0.6327 | -0.6327
Line2_1_4 | 0 | 0 | 0 | 0 | 0 | 0 | 0 | 0 | 0 | 0 | 0 | 0 | 0.98644 | 0.98644 | -0.6327 | -0.6327
Line3_1_5 | 0 | 0 | 0 | 0 | 0 | 0 | 0 | 0 | 0 | 0 | 0 | 0 | 0.98644 | 0.98644 | -0.6327 | -0.6327
Line4_2_6 | 0 | 0 | 0 | 0 | 0 | 0 | 0 | 0 | 0 | 0 | 0 | 0 | 0.98644 | 0.98644 | -0.6327 | -0.6327
Line5_6_7 | 0 | 0 | 0 | 0 | 0 | 0 | 0 | 0 | 0 | 0 | 0 | 0 | 0.98644 | 0.98644 | -0.6327 | -0.6327
Line6_7_8 | 0 | 0 | 0 | 0 | 0 | 0 | 0 | 0 | 0 | 0 | 0 | 0 | 0.98644 | 0.98644 | -0.6327 | -0.6327
Line7_8_9 | 0 | 0 | 0 | 0 | 0 | 0 | 0 | 0 | 0 | 0 | 0 | 0 | 0.98644 | 0.98644 | -0.6327 | -0.6327
Line8_8_10 | 0 | 0 | 0 | 0 | 0 | 0 | 0 | 0 | 0 | 0 | 0 | 0 | 0.98644 | 0.98644 | -0.6327 | -0.6327
Line9_3_11 | 0 | 0 | 0 | 0 | 0 | 0 | 0 | 0 | 0 | 0 | 0 | 0 | 0.98644 | 0.98644 | -0.6327 | -0.6327

## LLL_min_fault_10
name | pf_ikss_from_ka | pf_ikss_to_ka | pf_ip_from_ka | pf_ip_to_ka | pf_skss_from_mw | pf_skss_to_mw | pf_p_from_mw | pf_p_to_mw | pf_q_from_mvar | pf_q_to_mvar | pf_ikss_from_degree | pf_ikss_to_degree | pf_vm_from_pu | pf_vm_to_pu | pf_va_from_degree | pf_va_to_degree
Line0_1_2 | 0 | 0 | 0 | 0 | 0 | 0 | 0 | 0 | 0 | 0 | 0 | 0 | 0.98644 | 0.98644 | -0.6327 | -0.6327
Line10_11_12 | 0 | 0 | 0 | 0 | 0 | 0 | 0 | 0 | 0 | 0 | 0 | 0 | 0.98644 | 0.98644 | -0.6327 | -0.6327
Line11_12_13 | 0 | 0 | 0 | 0 | 0 | 0 | 0 | 0 | 0 | 0 | 0 | 0 | 0.98644 | 0.98644 | -0.6327 | -0.6327
Line12_13_15 | 0 | 0 | 0 | 0 | 0 | 0 | 0 | 0 | 0 | 0 | 0 | 0 | 0.98644 | 0.98644 | -0.6327 | -0.6327
Line13_13_14 | 0 | 0 | 0 | 0 | 0 | 0 | 0 | 0 | 0 | 0 | 0 | 0 | 0.98644 | 0.98644 | -0.6327 | -0.6327
Line14_15_16 | 0 | 0 | 0 | 0 | 0 | 0 | 0 | 0 | 0 | 0 | 0 | 0 | 0.98644 | 0.98644 | -0.6327 | -0.6327
Line15_16_17 | 0 | 0 | 0 | 0 | 0 | 0 | 0 | 0 | 0 | 0 | 0 | 0 | 0.98644 | 0.98644 | -0.6327 | -0.6327
Line16_4_18 | 0 | 0 | 0 | 0 | 0 | 0 | 0 | 0 | 0 | 0 | 0 | 0 | 0.98644 | 0.98644 | -0.6327 | -0.6327
Line17_5_19 | 0 | 0 | 0 | 0 | 0 | 0 | 0 | 0 | 0 | 0 | 0 | 0 | 0.98644 | 0.98644 | -0.6327 | -0.6327
Line1_1_3 | 0 | 0 | 0 | 0 | 0 | 0 | 0 | 0 | 0 | 0 | 0 | 0 | 0.98644 | 0.98644 | -0.6327 | -0.6327
Line2_1_4 | 0 | 0 | 0 | 0 | 0 | 0 | 0 | 0 | 0 | 0 | 0 | 0 | 0.98644 | 0.98644 | -0.6327 | -0.6327
Line3_1_5 | 0 | 0 | 0 | 0 | 0 | 0 | 0 | 0 | 0 | 0 | 0 | 0 | 0.98644 | 0.98644 | -0.6327 | -0.6327
Line4_2_6 | 0 | 0 | 0 | 0 | 0 | 0 | 0 | 0 | 0 | 0 | 0 | 0 | 0.98644 | 0.98644 | -0.6327 | -0.6327
Line5_6_7 | 0 | 0 | 0 | 0 | 0 | 0 | 0 | 0 | 0 | 0 | 0 | 0 | 0.98644 | 0.98644 | -0.6327 | -0.6327
Line6_7_8 | 0 | 0 | 0 | 0 | 0 | 0 | 0 | 0 | 0 | 0 | 0 | 0 | 0.98644 | 0.98644 | -0.6327 | -0.6327
Line7_8_9 | 0 | 0 | 0 | 0 | 0 | 0 | 0 | 0 | 0 | 0 | 0 | 0 | 0.98644 | 0.98644 | -0.6327 | -0.6327
Line8_8_10 | 0 | 0 | 0 | 0 | 0 | 0 | 0 | 0 | 0 | 0 | 0 | 0 | 0.98644 | 0.98644 | -0.6327 | -0.6327
Line9_3_11 | 0 | 0 | 0 | 0 | 0 | 0 | 0 | 0 | 0 | 0 | 0 | 0 | 0.98644 | 0.98644 | -0.6327 | -0.6327

## LL_max_6
name | pf_ikss_a_from_ka | pf_ikss_b_from_ka | pf_ikss_c_from_ka | pf_ikss_a_to_ka | pf_ikss_b_to_ka | pf_ikss_c_to_ka | pf_skss_a_from_mw | pf_skss_b_from_mw | pf_skss_c_from_mw | pf_skss_a_to_mw | pf_skss_b_to_mw | pf_skss_c_to_mw | pf_p_a_from_mw | pf_p_b_from_mw | pf_p_c_from_mw | pf_p_a_to_mw | pf_p_b_to_mw | pf_p_c_to_mw | pf_q_a_from_mvar | pf_q_b_from_mvar | pf_q_c_from_mvar | pf_q_a_to_mvar | pf_q_b_to_mvar | pf_q_c_to_mvar | pf_ikss_a_from_degree | pf_ikss_b_from_degree | pf_ikss_c_from_degree | pf_ikss_a_to_degree | pf_ikss_b_to_degree | pf_ikss_c_to_degree | pf_vm_a_from_pu | pf_vm_b_from_pu | pf_vm_c_from_pu | pf_vm_a_to_pu | pf_vm_b_to_pu | pf_vm_c_to_pu | pf_va_a_from_degree | pf_va_b_from_degree | pf_va_c_from_degree | pf_va_a_to_degree | pf_va_b_to_degree | pf_va_c_to_degree
Line0_1_2 | 0.1732 | 0.1732 | 0.17321 | 0.1732 | 0.1732 | 0.17321 | 0.04 | 0.04 | 0.04 | 0.04 | 0.04 | 0.04 | -0.004553 | -0.020233 | 0.017697 | 0.004853 | 0.020533 | -0.017397 | -0.04587 | -0.011126 | -0.014919 | 0.04647 | 0.011726 | 0.015519 | 95.7105 | -24.2892 | -144.2894 | -84.2895 | 155.7108 | 35.7106 | 1.1524 | 0.57725 | 0.57865 | 1.1681 | 0.59113 | 0.58281 | 0.041975 | -175.4842 | 175.579 | -0.25144 | -174.5605 | 173.9761
Line10_11_12 | 0.1732 | 0.1732 | 0.17321 | 0.1732 | 0.1732 | 0.17321 | 0.04 | 0.04 | 0.04 | 0.04 | 0.04 | 0.04 | -0.005153 | -0.020833 | 0.017097 | 0.005453 | 0.021133 | -0.016797 | -0.04707 | -0.012326 | -0.016119 | 0.04767 | 0.012926 | 0.016719 | 95.7105 | -24.2892 | -144.2894 | -84.2895 | 155.7108 | 35.7106 | 1.1838 | 0.60515 | 0.58742 | 1.1995 | 0.61931 | 0.59247 | -0.53707 | -173.6793 | 172.3971 | -0.81521 | -172.8382 | 170.8439
Line11_12_13 | 0.1732 | 0.1732 | 0.17321 | 0.1732 | 0.1732 | 0.17321 | 0.04 | 0.04 | 0.04 | 0.04 | 0.04 | 0.04 | -0.005453 | -0.021133 | 0.016797 | 0.005753 | 0.021433 | -0.016497 | -0.04767 | -0.012926 | -0.016719 | 0.04827 | 0.013526 | 0.017319 | 95.7105 | -24.2892 | -144.2895 | -84.2895 | 155.7108 | 35.7105 | 1.1995 | 0.61931 | 0.59247 | 1.2153 | 0.6336 | 0.59795 | -0.81521 | -172.8382 | 170.8439 | -1.0861 | -172.0349 | 169.318
Line12_13_15 | 0 | 0 | 0 | 0 | 0 | 0 | 0 | 0 | 0 | 0 | 0 | 0 | 1.5439e-09 | -3.0038e-10 | -7.8335e-10 | -1.5439e-09 | 3.0038e-10 | 7.8335e-10 | 2.7874e-10 | 6.0442e-09 | -5.4867e-09 | -2.7874e-10 | -6.0442e-09 | 5.4867e-09 | 0 | 0 | 0 | 0 | 0 | 0 | 1.2153 | 0.6336 | 0.59795 | 1.2153 | 0.6336 | 0.59795 | -1.0861 | -172.0349 | 169.318 | -1.0861 | -172.0349 | 169.318
Line13_13_14 | 0.1732 | 0.1732 | 0.17321 | 0.1732 | 0.1732 | 0.17321 | 0.04 | 0.04 | 0.04 | 0.04 | 0.04 | 0.04 | -0.005753 | -0.021433 | 0.016497 | 0.006053 | 0.021733 | -0.016197 | -0.04827 | -0.013526 | -0.017319 | 0.04887 | 0.014126 | 0.017919 | 95.7105 | -24.2892 | -144.2895 | -84.2895 | 155.7108 | 35.7105 | 1.2153 | 0.6336 | 0.59795 | 1.2311 | 0.64801 | 0.60384 | -1.0861 | -172.0349 | 169.318 | -1.3501 | -171.2672 | 167.8209
Line14_15_16 | 0 | 0 | 0 | 0 | 0 | 0 | 0 | 0 | 0 | 0 | 0 | 0 | 1.0293e-09 | -2.0025e-10 | -5.2223e-10 | -1.0293e-09 | 2.0025e-10 | 5.2223e-10 | 1.8583e-10 | 4.0295e-09 | -3.6578e-09 | -1.8583e-10 | -4.0295e-09 | 3.6578e-09 | 0 | 0 | 0 | 0 | 0 | 0 | 1.2153 | 0.6336 | 0.59795 | 1.2153 | 0.6336 | 0.59795 | -1.0861 | -172.0349 | 169.318 | -1.0861 | -172.0349 | 169.318
Line15_16_17 | 0 | 0 | 0 | 0 | 0 | 0 | 0 | 0 | 0 | 0 | 0 | 0 | 5.1464e-10 | -1.0013e-10 | -2.6112e-10 | -5.1464e-10 | 1.0013e-10 | 2.6112e-10 | 9.2915e-11 | 2.0147e-09 | -1.8289e-09 | -9.2914e-11 | -2.0147e-09 | 1.8289e-09 | 0 | 0 | 0 | 0 | 0 | 0 | 1.2153 | 0.6336 | 0.59795 | 1.2153 | 0.6336 | 0.59795 | -1.0861 | -172.0349 | 169.318 | -1.0861 | -172.0349 | 169.318
Line16_4_18 | 0 | 0 | 0 | 0 | 0 | 0 | 0 | 0 | 0 | 0 | 0 | 0 | 2.9159e-10 | -1.0121e-10 | -1.3704e-10 | -2.9159e-10 | 1.0121e-10 | 1.3704e-10 | 2.0675e-11 | 1.9425e-09 | -1.9012e-09 | -2.0675e-11 | -1.9425e-09 | 1.9012e-09 | 0 | 0 | 0 | 0 | 0 | 0 | 1.1681 | 0.59113 | 0.58281 | 1.1681 | 0.59113 | 0.58281 | -0.25144 | -174.5605 | 173.9761 | -0.25144 | -174.5605 | 173.9761
Line17_5_19 | 0 | 0 | 0 | 0 | 0 | 0 | 0 | 0 | 0 | 0 | 0 | 0 | 2.2137e-10 | -9.7451e-11 | -9.1551e-11 | -2.2137e-10 | 9.7451e-11 | 9.155e-11 | -3.4053e-12 | 1.9184e-09 | -1.9252e-09 | 3.4053e-12 | -1.9184e-09 | 1.9252e-09 | 0 | 0 | 0 | 0 | 0 | 0 | 1.1524 | 0.57725 | 0.57865 | 1.1524 | 0.57725 | 0.57865 | 0.041975 | -175.4842 | 175.579 | 0.041975 | -175.4842 | 175.579
Line1_1_3 | 0.1732 | 0.1732 | 0.17321 | 0.1732 | 0.1732 | 0.17321 | 0.04 | 0.04 | 0.04 | 0.04 | 0.04 | 0.04 | -0.004553 | -0.020233 | 0.017697 | 0.004853 | 0.020533 | -0.017397 | -0.04587 | -0.011126 | -0.014919 | 0.04647 | 0.011726 | 0.015519 | 95.7105 | -24.2892 | -144.2894 | -84.2895 | 155.7108 | 35.7106 | 1.1524 | 0.57725 | 0.57865 | 1.1681 | 0.59113 | 0.58281 | 0.041975 | -175.4842 | 175.579 | -0.25144 | -174.5605 | 173.9761
Line2_1_4 | 0.1732 | 0.1732 | 0.17321 | 0.1732 | 0.1732 | 0.17321 | 0.04 | 0.04 | 0.04 | 0.04 | 0.04 | 0.04 | -0.004553 | -0.020233 | 0.017697 | 0.004853 | 0.020533 | -0.017397 | -0.04587 | -0.011126 | -0.014919 | 0.04647 | 0.011726 | 0.015519 | 95.7105 | -24.2892 | -144.2895 | -84.2895 | 155.7108 | 35.7105 | 1.1524 | 0.57725 | 0.57865 | 1.1681 | 0.59113 | 0.58281 | 0.041975 | -175.4842 | 175.579 | -0.25144 | -174.5605 | 173.9761
Line3_1_5 | 0 | 0 | 0 | 0 | 0 | 0 | 0 | 0 | 0 | 0 | 0 | 0 | 4.4273e-10 | -1.949e-10 | -1.831e-10 | -4.4273e-10 | 1.949e-10 | 1.831e-10 | -6.8104e-12 | 3.8368e-09 | -3.8505e-09 | 6.8104e-12 | -3.8368e-09 | 3.8505e-09 | 0 | 0 | 0 | 0 | 0 | 0 | 1.1524 | 0.57725 | 0.57865 | 1.1524 | 0.57725 | 0.57865 | 0.041975 | -175.4842 | 175.579 | 0.041975 | -175.4842 | 175.579
Line4_2_6 | 0.1732 | 0.1732 | 0.17321 | 0.1732 | 0.1732 | 0.17321 | 0.04 | 0.04 | 0.04 | 0.04 | 0.04 | 0.04 | -0.004853 | -0.020533 | 0.017397 | 0.005153 | 0.020833 | -0.017097 | -0.04647 | -0.011726 | -0.015519 | 0.04707 | 0.012326 | 0.016119 | 95.7105 | -24.2892 | -144.2895 | -84.2895 | 155.7108 | 35.7105 | 1.1681 | 0.59113 | 0.58281 | 1.1838 | 0.60515 | 0.58742 | -0.25144 | -174.5605 | 173.9761 | -0.53707 | -173.6793 | 172.3971
Line5_6_7 | 0.1732 | 0.1732 | 0.17321 | 0.1732 | 0.1732 | 0.17321 | 0.04 | 0.04 | 0.04 | 0.04 | 0.04 | 0.04 | -0.005153 | -0.020833 | 0.017097 | 0.005453 | 0.021133 | -0.016797 | -0.04707 | -0.012326 | -0.016119 | 0.04767 | 0.012926 | 0.016719 | 95.7105 | -24.2892 | -144.2895 | -84.2895 | 155.7108 | 35.7105 | 1.1838 | 0.60515 | 0.58742 | 1.1995 | 0.61931 | 0.59247 | -0.53707 | -173.6793 | 172.3971 | -0.81521 | -172.8382 | 170.8439
Line6_7_8 | 0 | 0 | 0 | 0 | 0 | 0 | 0 | 0 | 0 | 0 | 0 | 0 | 1.3147e-09 | -3.0766e-10 | -6.6546e-10 | -1.3147e-09 | 3.0766e-10 | 6.6546e-10 | 2.065e-10 | 5.972e-09 | -5.559e-09 | -2.065e-10 | -5.972e-09 | 5.559e-09 | 0 | 0 | 0 | 0 | 0 | 0 | 1.1995 | 0.61931 | 0.59247 | 1.1995 | 0.61931 | 0.59247 | -0.81521 | -172.8382 | 170.8439 | -0.81521 | -172.8382 | 170.8439
Line7_8_9 | 0 | 0 | 0 | 0 | 0 | 0 | 0 | 0 | 0 | 0 | 0 | 0 | 4.3823e-10 | -1.0255e-10 | -2.2182e-10 | -4.3823e-10 | 1.0255e-10 | 2.2182e-10 | 6.8835e-11 | 1.9907e-09 | -1.853e-09 | -6.8835e-11 | -1.9907e-09 | 1.853e-09 | 0 | 0 | 0 | 0 | 0 | 0 | 1.1995 | 0.61931 | 0.59247 | 1.1995 | 0.61931 | 0.59247 | -0.81521 | -172.8382 | 170.8439 | -0.81521 | -172.8382 | 170.8439
Line8_8_10 | 0 | 0 | 0 | 0 | 0 | 0 | 0 | 0 | 0 | 0 | 0 | 0 | 4.3823e-10 | -1.0255e-10 | -2.2182e-10 | -4.3823e-10 | 1.0255e-10 | 2.2182e-10 | 6.8834e-11 | 1.9907e-09 | -1.853e-09 | -6.8834e-11 | -1.9907e-09 | 1.853e-09 | 0 | 0 | 0 | 0 | 0 | 0 | 1.1995 | 0.61931 | 0.59247 | 1.1995 | 0.61931 | 0.59247 | -0.81521 | -172.8382 | 170.8439 | -0.81521 | -172.8382 | 170.8439
Line9_3_11 | 0.1732 | 0.1732 | 0.17321 | 0.1732 | 0.1732 | 0.17321 | 0.04 | 0.04 | 0.04 | 0.04 | 0.04 | 0.04 | -0.004853 | -0.020533 | 0.017397 | 0.005153 | 0.020833 | -0.017097 | -0.04647 | -0.011726 | -0.015519 | 0.04707 | 0.012326 | 0.016119 | 95.7105 | -24.2892 | -144.2894 | -84.2895 | 155.7108 | 35.7106 | 1.1681 | 0.59113 | 0.58281 | 1.1838 | 0.60515 | 0.58742 | -0.25144 | -174.5605 | 173.9761 | -0.53707 | -173.6793 | 172.3971

## LL_max_10
name | pf_ikss_a_from_ka | pf_ikss_b_from_ka | pf_ikss_c_from_ka | pf_ikss_a_to_ka | pf_ikss_b_to_ka | pf_ikss_c_to_ka | pf_skss_a_from_mw | pf_skss_b_from_mw | pf_skss_c_from_mw | pf_skss_a_to_mw | pf_skss_b_to_mw | pf_skss_c_to_mw | pf_p_a_from_mw | pf_p_b_from_mw | pf_p_c_from_mw | pf_p_a_to_mw | pf_p_b_to_mw | pf_p_c_to_mw | pf_q_a_from_mvar | pf_q_b_from_mvar | pf_q_c_from_mvar | pf_q_a_to_mvar | pf_q_b_to_mvar | pf_q_c_to_mvar | pf_ikss_a_from_degree | pf_ikss_b_from_degree | pf_ikss_c_from_degree | pf_ikss_a_to_degree | pf_ikss_b_to_degree | pf_ikss_c_to_degree | pf_vm_a_from_pu | pf_vm_b_from_pu | pf_vm_c_from_pu | pf_vm_a_to_pu | pf_vm_b_to_pu | pf_vm_c_to_pu | pf_va_a_from_degree | pf_va_b_from_degree | pf_va_c_from_degree | pf_va_a_to_degree | pf_va_b_to_degree | pf_va_c_to_degree
Line0_1_2 | 0.1732 | 0.1732 | 0.17321 | 0.1732 | 0.1732 | 0.17321 | 0.04 | 0.04 | 0.04 | 0.04 | 0.04 | 0.04 | -0.0045612 | -0.020241 | 0.017688 | 0.0048612 | 0.020541 | -0.017388 | -0.045969 | -0.011224 | -0.015017 | 0.046569 | 0.011824 | 0.015617 | 95.7105 | -24.2892 | -144.2894 | -84.2895 | 155.7108 | 35.7106 | 1.1549 | 0.57863 | 0.58008 | 1.1705 | 0.59254 | 0.5843 | 0.04388 | -175.28 | 175.3795 | -0.24894 | -174.3632 | 173.782
Line10_11_12 | 0.1732 | 0.1732 | 0.17321 | 0.1732 | 0.1732 | 0.17321 | 0.04 | 0.04 | 0.04 | 0.04 | 0.04 | 0.04 | -0.0051612 | -0.020841 | 0.017088 | 0.0054612 | 0.021141 | -0.016788 | -0.047169 | -0.012424 | -0.016217 | 0.047769 | 0.013024 | 0.016817 | 95.7105 | -24.2892 | -144.2894 | -84.2895 | 155.7108 | 35.7106 | 1.1863 | 0.60659 | 0.58897 | 1.202 | 0.62078 | 0.59407 | -0.53401 | -173.4886 | 172.2087 | -0.81162 | -172.6539 | 170.6612
Line11_12_13 | 0.1732 | 0.1732 | 0.17321 | 0.1732 | 0.1732 | 0.17321 | 0.04 | 0.04 | 0.04 | 0.04 | 0.04 | 0.04 | -0.0054612 | -0.021141 | 0.016788 | 0.0057612 | 0.021441 | -0.016488 | -0.047769 | -0.013024 | -0.016817 | 0.048369 | 0.013624 | 0.017417 | 95.7105 | -24.2892 | -144.2895 | -84.2895 | 155.7108 | 35.7105 | 1.202 | 0.62078 | 0.59407 | 1.2178 | 0.63509 | 0.5996 | -0.81162 | -172.6539 | 170.6612 | -1.082 | -171.8566 | 169.1411
Line12_13_15 | 0 | 0 | 0 | 0 | 0 | 0 | 0 | 0 | 0 | 0 | 0 | 0 | 1.5802e-09 | -3.0948e-10 | -7.9161e-10 | -1.5802e-09 | 3.0948e-10 | 7.9161e-10 | 2.7826e-10 | 6.0437e-09 | -5.4872e-09 | -2.7826e-10 | -6.0437e-09 | 5.4872e-09 | 0 | 0 | 0 | 0 | 0 | 0 | 1.2178 | 0.63509 | 0.5996 | 1.2178 | 0.63509 | 0.5996 | -1.082 | -171.8566 | 169.1411 | -1.082 | -171.8566 | 169.1411
Line13_13_14 | 0.1732 | 0.1732 | 0.17321 | 0.1732 | 0.1732 | 0.17321 | 0.04 | 0.04 | 0.04 | 0.04 | 0.04 | 0.04 | -0.0057612 | -0.021441 | 0.016488 | 0.0060612 | 0.021741 | -0.016188 | -0.048369 | -0.013624 | -0.017417 | 0.048969 | 0.014224 | 0.018017 | 95.7105 | -24.2892 | -144.2895 | -84.2895 | 155.7108 | 35.7105 | 1.2178 | 0.63509 | 0.5996 | 1.2336 | 0.64953 | 0.60554 | -1.082 | -171.8566 | 169.1411 | -1.3456 | -171.0946 | 167.6499
Line14_15_16 | 0 | 0 | 0 | 0 | 0 | 0 | 0 | 0 | 0 | 0 | 0 | 0 | 1.0535e-09 | -2.0632e-10 | -5.2774e-10 | -1.0535e-09 | 2.0632e-10 | 5.2774e-10 | 1.855e-10 | 4.0291e-09 | -3.6581e-09 | -1.855e-10 | -4.0291e-09 | 3.6581e-09 | 0 | 0 | 0 | 0 | 0 | 0 | 1.2178 | 0.63509 | 0.5996 | 1.2178 | 0.63509 | 0.5996 | -1.082 | -171.8566 | 169.1411 | -1.082 | -171.8566 | 169.1411
Line15_16_17 | 0 | 0 | 0 | 0 | 0 | 0 | 0 | 0 | 0 | 0 | 0 | 0 | 5.2673e-10 | -1.0316e-10 | -2.6387e-10 | -5.2673e-10 | 1.0316e-10 | 2.6387e-10 | 9.2752e-11 | 2.0146e-09 | -1.8291e-09 | -9.2752e-11 | -2.0146e-09 | 1.8291e-09 | 0 | 0 | 0 | 0 | 0 | 0 | 1.2178 | 0.63509 | 0.5996 | 1.2178 | 0.63509 | 0.5996 | -1.082 | -171.8566 | 169.1411 | -1.082 | -171.8566 | 169.1411
Line16_4_18 | 0 | 0 | 0 | 0 | 0 | 0 | 0 | 0 | 0 | 0 | 0 | 0 | 3.0283e-10 | -1.051e-10 | -1.4064e-10 | -3.0283e-10 | 1.051e-10 | 1.4064e-10 | 2.0512e-11 | 1.9423e-09 | -1.9013e-09 | -2.0513e-11 | -1.9423e-09 | 1.9013e-09 | 0 | 0 | 0 | 0 | 0 | 0 | 1.1705 | 0.59254 | 0.5843 | 1.1705 | 0.59254 | 0.5843 | -0.24894 | -174.3632 | 173.782 | -0.24894 | -174.3632 | 173.782
Line17_5_19 | 0 | 0 | 0 | 0 | 0 | 0 | 0 | 0 | 0 | 0 | 0 | 0 | 2.3233e-10 | -1.0162e-10 | -9.5434e-11 | -2.3233e-10 | 1.0162e-10 | 9.5434e-11 | -3.5674e-12 | 1.9183e-09 | -1.9254e-09 | 3.5672e-12 | -1.9183e-09 | 1.9254e-09 | 0 | 0 | 0 | 0 | 0 | 0 | 1.1549 | 0.57863 | 0.58008 | 1.1549 | 0.57863 | 0.58008 | 0.04388 | -175.28 | 175.3795 | 0.04388 | -175.28 | 175.3795
Line1_1_3 | 0.1732 | 0.1732 | 0.17321 | 0.1732 | 0.1732 | 0.17321 | 0.04 | 0.04 | 0.04 | 0.04 | 0.04 | 0.04 | -0.0045612 | -0.020241 | 0.017688 | 0.0048612 | 0.020541 | -0.017388 | -0.045969 | -0.011224 | -0.015017 | 0.046569 | 0.011824 | 0.015617 | 95.7105 | -24.2892 | -144.2894 | -84.2895 | 155.7108 | 35.7106 | 1.1549 | 0.57863 | 0.58008 | 1.1705 | 0.59254 | 0.5843 | 0.04388 | -175.28 | 175.3795 | -0.24894 | -174.3632 | 173.782
Line2_1_4 | 0.1732 | 0.1732 | 0.17321 | 0.1732 | 0.1732 | 0.17321 | 0.04 | 0.04 | 0.04 | 0.04 | 0.04 | 0.04 | -0.0045612 | -0.020241 | 0.017688 | 0.0048612 | 0.020541 | -0.017388 | -0.045969 | -0.011224 | -0.015017 | 0.046569 | 0.011824 | 0.015617 | 95.7105 | -24.2892 | -144.2895 | -84.2895 | 155.7108 | 35.7105 | 1.1549 | 0.57863 | 0.58008 | 1.1705 | 0.59254 | 0.5843 | 0.04388 | -175.28 | 175.3795 | -0.24894 | -174.3632 | 173.782
Line3_1_5 | 0 | 0 | 0 | 0 | 0 | 0 | 0 | 0 | 0 | 0 | 0 | 0 | 4.6465e-10 | -2.0323e-10 | -1.9087e-10 | -4.6465e-10 | 2.0323e-10 | 1.9087e-10 | -7.1348e-12 | 3.8365e-09 | -3.8508e-09 | 7.1347e-12 | -3.8365e-09 | 3.8508e-09 | 0 | 0 | 0 | 0 | 0 | 0 | 1.1549 | 0.57863 | 0.58008 | 1.1549 | 0.57863 | 0.58008 | 0.04388 | -175.28 | 175.3795 | 0.04388 | -175.28 | 175.3795
Line4_2_6 | 0.1732 | 0.1732 | 0.17321 | 0.1732 | 0.1732 | 0.17321 | 0.04 | 0.04 | 0.04 | 0.04 | 0.04 | 0.04 | -0.0048612 | -0.020541 | 0.017388 | 0.0051612 | 0.020841 | -0.017088 | -0.046569 | -0.011824 | -0.015617 | 0.047169 | 0.012424 | 0.016217 | 95.7105 | -24.2892 | -144.2895 | -84.2895 | 155.7108 | 35.7105 | 1.1705 | 0.59254 | 0.5843 | 1.1863 | 0.60659 | 0.58897 | -0.24894 | -174.3632 | 173.782 | -0.53401 | -173.4886 | 172.2087
Line5_6_7 | 0.1732 | 0.1732 | 0.17321 | 0.1732 | 0.1732 | 0.17321 | 0.04 | 0.04 | 0.04 | 0.04 | 0.04 | 0.04 | -0.0051612 | -0.020841 | 0.017088 | 0.0054612 | 0.021141 | -0.016788 | -0.047169 | -0.012424 | -0.016217 | 0.047769 | 0.013024 | 0.016817 | 95.7105 | -24.2892 | -144.2895 | -84.2895 | 155.7108 | 35.7105 | 1.1863 | 0.60659 | 0.58897 | 1.202 | 0.62078 | 0.59407 | -0.53401 | -173.4886 | 172.2087 | -0.81162 | -172.6539 | 170.6612
Line6_7_8 | 0 | 0 | 0 | 0 | 0 | 0 | 0 | 0 | 0 | 0 | 0 | 0 | 1.3501e-09 | -3.1761e-10 | -6.7456e-10 | -1.3501e-09 | 3.1761e-10 | 6.7456e-10 | 2.0602e-10 | 5.9715e-09 | -5.5595e-09 | -2.0602e-10 | -5.9715e-09 | 5.5595e-09 | 0 | 0 | 0 | 0 | 0 | 0 | 1.202 | 0.62078 | 0.59407 | 1.202 | 0.62078 | 0.59407 | -0.81162 | -172.6539 | 170.6612 | -0.81162 | -172.6539 | 170.6612
Line7_8_9 | 0 | 0 | 0 | 0 | 0 | 0 | 0 | 0 | 0 | 0 | 0 | 0 | 4.5004e-10 | -1.0587e-10 | -2.2485e-10 | -4.5004e-10 | 1.0587e-10 | 2.2485e-10 | 6.8672e-11 | 1.9905e-09 | -1.8532e-09 | -6.8673e-11 | -1.9905e-09 | 1.8532e-09 | 0 | 0 | 0 | 0 | 0 | 0 | 1.202 | 0.62078 | 0.59407 | 1.202 | 0.62078 | 0.59407 | -0.81162 | -172.6539 | 170.6612 | -0.81162 | -172.6539 | 170.6612
Line8_8_10 | 0 | 0 | 0 | 0 | 0 | 0 | 0 | 0 | 0 | 0 | 0 | 0 | 4.5004e-10 | -1.0587e-10 | -2.2485e-10 | -4.5004e-10 | 1.0587e-10 | 2.2485e-10 | 6.8672e-11 | 1.9905e-09 | -1.8532e-09 | -6.8672e-11 | -1.9905e-09 | 1.8532e-09 | 0 | 0 | 0 | 0 | 0 | 0 | 1.202 | 0.62078 | 0.59407 | 1.202 | 0.62078 | 0.59407 | -0.81162 | -172.6539 | 170.6612 | -0.81162 | -172.6539 | 170.6612
Line9_3_11 | 0.1732 | 0.1732 | 0.17321 | 0.1732 | 0.1732 | 0.17321 | 0.04 | 0.04 | 0.04 | 0.04 | 0.04 | 0.04 | -0.0048612 | -0.020541 | 0.017388 | 0.0051612 | 0.020841 | -0.017088 | -0.046569 | -0.011824 | -0.015617 | 0.047169 | 0.012424 | 0.016217 | 95.7105 | -24.2892 | -144.2894 | -84.2895 | 155.7108 | 35.7106 | 1.1705 | 0.59254 | 0.5843 | 1.1863 | 0.60659 | 0.58897 | -0.24894 | -174.3632 | 173.782 | -0.53401 | -173.4886 | 172.2087

## LL_max_fault_6
name | pf_ikss_a_from_ka | pf_ikss_b_from_ka | pf_ikss_c_from_ka | pf_ikss_a_to_ka | pf_ikss_b_to_ka | pf_ikss_c_to_ka | pf_skss_a_from_mw | pf_skss_b_from_mw | pf_skss_c_from_mw | pf_skss_a_to_mw | pf_skss_b_to_mw | pf_skss_c_to_mw | pf_p_a_from_mw | pf_p_b_from_mw | pf_p_c_from_mw | pf_p_a_to_mw | pf_p_b_to_mw | pf_p_c_to_mw | pf_q_a_from_mvar | pf_q_b_from_mvar | pf_q_c_from_mvar | pf_q_a_to_mvar | pf_q_b_to_mvar | pf_q_c_to_mvar | pf_ikss_a_from_degree | pf_ikss_b_from_degree | pf_ikss_c_from_degree | pf_ikss_a_to_degree | pf_ikss_b_to_degree | pf_ikss_c_to_degree | pf_vm_a_from_pu | pf_vm_b_from_pu | pf_vm_c_from_pu | pf_vm_a_to_pu | pf_vm_b_to_pu | pf_vm_c_to_pu | pf_va_a_from_degree | pf_va_b_from_degree | pf_va_c_from_degree | pf_va_a_to_degree | pf_va_b_to_degree | pf_va_c_to_degree
Line0_1_2 | 0.1732 | 0.1732 | 0.17321 | 0.1732 | 0.1732 | 0.17321 | 0.04 | 0.04 | 0.04 | 0.04 | 0.04 | 0.04 | -0.0045531 | -0.0055799 | -0.0046031 | 0.0048531 | 0.0058799 | 0.0049031 | -0.04587 | -0.045335 | -0.044713 | 0.04647 | 0.045935 | 0.045313 | 95.7106 | -24.2894 | -144.2894 | -84.2894 | 155.7106 | 35.7106 | 1.1524 | 1.1419 | 1.1237 | 1.1681 | 1.1577 | 1.1394 | 0.041981 | -121.3062 | 119.8329 | -0.25143 | -121.5839 | 119.535
Line10_11_12 | 0.1732 | 0.1732 | 0.17321 | 0.1732 | 0.1732 | 0.17321 | 0.04 | 0.04 | 0.04 | 0.04 | 0.04 | 0.04 | -0.0051531 | -0.0061799 | -0.0052031 | 0.0054531 | 0.0064799 | 0.0055031 | -0.04707 | -0.046535 | -0.045913 | 0.04767 | 0.047135 | 0.046513 | 95.7106 | -24.2894 | -144.2894 | -84.2894 | 155.7106 | 35.7106 | 1.1838 | 1.1736 | 1.1552 | 1.1995 | 1.1895 | 1.1709 | -0.53706 | -121.8541 | 119.2452 | -0.81521 | -122.1171 | 118.9632
Line11_12_13 | 0.1732 | 0.1732 | 0.17321 | 0.1732 | 0.1732 | 0.17321 | 0.04 | 0.04 | 0.04 | 0.04 | 0.04 | 0.04 | -0.0054531 | -0.0064799 | -0.0055031 | 0.0057531 | 0.0067799 | 0.0058031 | -0.04767 | -0.047135 | -0.046513 | 0.04827 | 0.047735 | 0.047113 | 95.7106 | -24.2894 | -144.2894 | -84.2894 | 155.7106 | 35.7106 | 1.1995 | 1.1895 | 1.1709 | 1.2153 | 1.2054 | 1.1867 | -0.81521 | -122.1171 | 118.9632 | -1.0861 | -122.3732 | 118.6887
Line12_13_15 | 0 | 0 | 0 | 0 | 0 | 0 | 0 | 0 | 0 | 0 | 0 | 0 | 1.5439e-09 | 1.4094e-09 | 1.136e-09 | -1.5439e-09 | -1.4094e-09 | -1.136e-09 | 2.7874e-10 | 6.0392e-10 | 3.2862e-10 | -2.7874e-10 | -6.0392e-10 | -3.2862e-10 | 0 | 0 | 0 | 0 | 0 | 0 | 1.2153 | 1.2054 | 1.1867 | 1.2153 | 1.2054 | 1.1867 | -1.0861 | -122.3732 | 118.6887 | -1.0861 | -122.3732 | 118.6887
Line13_13_14 | 0.1732 | 0.1732 | 0.17321 | 0.1732 | 0.1732 | 0.17321 | 0.04 | 0.04 | 0.04 | 0.04 | 0.04 | 0.04 | -0.0057531 | -0.0067799 | -0.0058031 | 0.0060531 | 0.0070799 | 0.0061031 | -0.04827 | -0.047735 | -0.047113 | 0.04887 | 0.048335 | 0.047713 | 95.7106 | -24.2894 | -144.2894 | -84.2894 | 155.7106 | 35.7106 | 1.2153 | 1.2054 | 1.1867 | 1.2311 | 1.2213 | 1.2026 | -1.0861 | -122.3732 | 118.6887 | -1.3501 | -122.6226 | 118.4214
Line14_15_16 | 0 | 0 | 0 | 0 | 0 | 0 | 0 | 0 | 0 | 0 | 0 | 0 | 1.0293e-09 | 9.3959e-10 | 7.5734e-10 | -1.0293e-09 | -9.3959e-10 | -7.5734e-10 | 1.8583e-10 | 4.0261e-10 | 2.1908e-10 | -1.8583e-10 | -4.0261e-10 | -2.1908e-10 | 0 | 0 | 0 | 0 | 0 | 0 | 1.2153 | 1.2054 | 1.1867 | 1.2153 | 1.2054 | 1.1867 | -1.0861 | -122.3732 | 118.6887 | -1.0861 | -122.3732 | 118.6887
Line15_16_17 | 0 | 0 | 0 | 0 | 0 | 0 | 0 | 0 | 0 | 0 | 0 | 0 | 5.1464e-10 | 4.6979e-10 | 3.7867e-10 | -5.1464e-10 | -4.6979e-10 | -3.7867e-10 | 9.2914e-11 | 2.0131e-10 | 1.0954e-10 | -9.2914e-11 | -2.0131e-10 | -1.0954e-10 | 0 | 0 | 0 | 0 | 0 | 0 | 1.2153 | 1.2054 | 1.1867 | 1.2153 | 1.2054 | 1.1867 | -1.0861 | -122.3732 | 118.6887 | -1.0861 | -122.3732 | 118.6887
Line16_4_18 | 0 | 0 | 0 | 0 | 0 | 0 | 0 | 0 | 0 | 0 | 0 | 0 | 2.9159e-10 | 2.4692e-10 | 1.6496e-10 | -2.9159e-10 | -2.4692e-10 | -1.6496e-10 | 2.0674e-11 | 1.2907e-10 | 3.7301e-11 | -2.0674e-11 | -1.2907e-10 | -3.7301e-11 | 0 | 0 | 0 | 0 | 0 | 0 | 1.1681 | 1.1577 | 1.1394 | 1.1681 | 1.1577 | 1.1394 | -0.25143 | -121.5839 | 119.535 | -0.25143 | -121.5839 | 119.535
Line17_5_19 | 0 | 0 | 0 | 0 | 0 | 0 | 0 | 0 | 0 | 0 | 0 | 0 | 2.2137e-10 | 1.7676e-10 | 9.7843e-11 | -2.2137e-10 | -1.7676e-10 | -9.7843e-11 | -3.4056e-12 | 1.0499e-10 | 1.3221e-11 | 3.4056e-12 | -1.0499e-10 | -1.3221e-11 | 0 | 0 | 0 | 0 | 0 | 0 | 1.1524 | 1.1419 | 1.1237 | 1.1524 | 1.1419 | 1.1237 | 0.041981 | -121.3062 | 119.8329 | 0.041981 | -121.3062 | 119.8329
Line1_1_3 | 0.1732 | 0.1732 | 0.17321 | 0.1732 | 0.1732 | 0.17321 | 0.04 | 0.04 | 0.04 | 0.04 | 0.04 | 0.04 | -0.0045531 | -0.0055799 | -0.0046031 | 0.0048531 | 0.0058799 | 0.0049031 | -0.04587 | -0.045335 | -0.044713 | 0.04647 | 0.045935 | 0.045313 | 95.7106 | -24.2894 | -144.2894 | -84.2894 | 155.7106 | 35.7106 | 1.1524 | 1.1419 | 1.1237 | 1.1681 | 1.1577 | 1.1394 | 0.041981 | -121.3062 | 119.8329 | -0.25143 | -121.5839 | 119.535
Line2_1_4 | 0.1732 | 0.1732 | 0.17321 | 0.1732 | 0.1732 | 0.17321 | 0.04 | 0.04 | 0.04 | 0.04 | 0.04 | 0.04 | -0.0045531 | -0.0055799 | -0.0046031 | 0.0048531 | 0.0058799 | 0.0049031 | -0.04587 | -0.045335 | -0.044713 | 0.04647 | 0.045935 | 0.045313 | 95.7106 | -24.2894 | -144.2894 | -84.2894 | 155.7106 | 35.7106 | 1.1524 | 1.1419 | 1.1237 | 1.1681 | 1.1577 | 1.1394 | 0.041981 | -121.3062 | 119.8329 | -0.25143 | -121.5839 | 119.535
Line3_1_5 | 0 | 0 | 0 | 0 | 0 | 0 | 0 | 0 | 0 | 0 | 0 | 0 | 4.4273e-10 | 3.5352e-10 | 1.9569e-10 | -4.4273e-10 | -3.5352e-10 | -1.9569e-10 | -6.8112e-12 | 2.0998e-10 | 2.6442e-11 | 6.8112e-12 | -2.0998e-10 | -2.6442e-11 | 0 | 0 | 0 | 0 | 0 | 0 | 1.1524 | 1.1419 | 1.1237 | 1.1524 | 1.1419 | 1.1237 | 0.041981 | -121.3062 | 119.8329 | 0.041981 | -121.3062 | 119.8329
Line4_2_6 | 0.1732 | 0.1732 | 0.17321 | 0.1732 | 0.1732 | 0.17321 | 0.04 | 0.04 | 0.04 | 0.04 | 0.04 | 0.04 | -0.0048531 | -0.0058799 | -0.0049031 | 0.0051531 | 0.0061799 | 0.0052031 | -0.04647 | -0.045935 | -0.045313 | 0.04707 | 0.046535 | 0.045913 | 95.7106 | -24.2894 | -144.2894 | -84.2894 | 155.7106 | 35.7106 | 1.1681 | 1.1577 | 1.1394 | 1.1838 | 1.1736 | 1.1552 | -0.25143 | -121.5839 | 119.535 | -0.53706 | -121.8541 | 119.2452
Line5_6_7 | 0.1732 | 0.1732 | 0.17321 | 0.1732 | 0.1732 | 0.17321 | 0.04 | 0.04 | 0.04 | 0.04 | 0.04 | 0.04 | -0.0051531 | -0.0061799 | -0.0052031 | 0.0054531 | 0.0064799 | 0.0055031 | -0.04707 | -0.046535 | -0.045913 | 0.04767 | 0.047135 | 0.046513 | 95.7106 | -24.2894 | -144.2894 | -84.2894 | 155.7106 | 35.7106 | 1.1838 | 1.1736 | 1.1552 | 1.1995 | 1.1895 | 1.1709 | -0.53706 | -121.8541 | 119.2452 | -0.81521 | -122.1171 | 118.9632
Line6_7_8 | 0 | 0 | 0 | 0 | 0 | 0 | 0 | 0 | 0 | 0 | 0 | 0 | 1.3147e-09 | 1.1803e-09 | 9.161e-10 | -1.3147e-09 | -1.1803e-09 | -9.161e-10 | 2.065e-10 | 5.3168e-10 | 2.5638e-10 | -2.065e-10 | -5.3168e-10 | -2.5638e-10 | 0 | 0 | 0 | 0 | 0 | 0 | 1.1995 | 1.1895 | 1.1709 | 1.1995 | 1.1895 | 1.1709 | -0.81521 | -122.1171 | 118.9632 | -0.81521 | -122.1171 | 118.9632
Line7_8_9 | 0 | 0 | 0 | 0 | 0 | 0 | 0 | 0 | 0 | 0 | 0 | 0 | 4.3823e-10 | 3.9344e-10 | 3.0537e-10 | -4.3823e-10 | -3.9344e-10 | -3.0537e-10 | 6.8834e-11 | 1.7723e-10 | 8.5461e-11 | -6.8834e-11 | -1.7723e-10 | -8.5461e-11 | 0 | 0 | 0 | 0 | 0 | 0 | 1.1995 | 1.1895 | 1.1709 | 1.1995 | 1.1895 | 1.1709 | -0.81521 | -122.1171 | 118.9632 | -0.81521 | -122.1171 | 118.9632
Line8_8_10 | 0 | 0 | 0 | 0 | 0 | 0 | 0 | 0 | 0 | 0 | 0 | 0 | 4.3823e-10 | 3.9344e-10 | 3.0537e-10 | -4.3823e-10 | -3.9344e-10 | -3.0537e-10 | 6.8834e-11 | 1.7723e-10 | 8.5461e-11 | -6.8834e-11 | -1.7723e-10 | -8.5461e-11 | 0 | 0 | 0 | 0 | 0 | 0 | 1.1995 | 1.1895 | 1.1709 | 1.1995 | 1.1895 | 1.1709 | -0.81521 | -122.1171 | 118.9632 | -0.81521 | -122.1171 | 118.9632
Line9_3_11 | 0.1732 | 0.1732 | 0.17321 | 0.1732 | 0.1732 | 0.17321 | 0.04 | 0.04 | 0.04 | 0.04 | 0.04 | 0.04 | -0.0048531 | -0.0058799 | -0.0049031 | 0.0051531 | 0.0061799 | 0.0052031 | -0.04647 | -0.045935 | -0.045313 | 0.04707 | 0.046535 | 0.045913 | 95.7106 | -24.2894 | -144.2894 | -84.2894 | 155.7106 | 35.7106 | 1.1681 | 1.1577 | 1.1394 | 1.1838 | 1.1736 | 1.1552 | -0.25143 | -121.5839 | 119.535 | -0.53706 | -121.8541 | 119.2452

## LL_max_fault_10
name | pf_ikss_a_from_ka | pf_ikss_b_from_ka | pf_ikss_c_from_ka | pf_ikss_a_to_ka | pf_ikss_b_to_ka | pf_ikss_c_to_ka | pf_skss_a_from_mw | pf_skss_b_from_mw | pf_skss_c_from_mw | pf_skss_a_to_mw | pf_skss_b_to_mw | pf_skss_c_to_mw | pf_p_a_from_mw | pf_p_b_from_mw | pf_p_c_from_mw | pf_p_a_to_mw | pf_p_b_to_mw | pf_p_c_to_mw | pf_q_a_from_mvar | pf_q_b_from_mvar | pf_q_c_from_mvar | pf_q_a_to_mvar | pf_q_b_to_mvar | pf_q_c_to_mvar | pf_ikss_a_from_degree | pf_ikss_b_from_degree | pf_ikss_c_from_degree | pf_ikss_a_to_degree | pf_ikss_b_to_degree | pf_ikss_c_to_degree | pf_vm_a_from_pu | pf_vm_b_from_pu | pf_vm_c_from_pu | pf_vm_a_to_pu | pf_vm_b_to_pu | pf_vm_c_to_pu | pf_va_a_from_degree | pf_va_b_from_degree | pf_va_c_from_degree | pf_va_a_to_degree | pf_va_b_to_degree | pf_va_c_to_degree
Line0_1_2 | 0.1732 | 0.1732 | 0.17321 | 0.1732 | 0.1732 | 0.17321 | 0.04 | 0.04 | 0.04 | 0.04 | 0.04 | 0.04 | -0.0045613 | -0.0055882 | -0.0046114 | 0.0048613 | 0.0058882 | 0.0049114 | -0.045969 | -0.045434 | -0.044812 | 0.046569 | 0.046034 | 0.045412 | 95.7106 | -24.2894 | -144.2894 | -84.2894 | 155.7106 | 35.7106 | 1.1549 | 1.1444 | 1.1262 | 1.1705 | 1.1602 | 1.1419 | 0.043885 | -121.3013 | 119.8353 | -0.24893 | -121.5785 | 119.538
Line10_11_12 | 0.1732 | 0.1732 | 0.17321 | 0.1732 | 0.1732 | 0.17321 | 0.04 | 0.04 | 0.04 | 0.04 | 0.04 | 0.04 | -0.0051613 | -0.0061882 | -0.0052114 | 0.0054613 | 0.0064882 | 0.0055114 | -0.047169 | -0.046634 | -0.046012 | 0.047769 | 0.047234 | 0.046612 | 95.7106 | -24.2894 | -144.2894 | -84.2894 | 155.7106 | 35.7106 | 1.1863 | 1.1761 | 1.1577 | 1.202 | 1.1919 | 1.1734 | -0.534 | -121.8482 | 119.2488 | -0.81161 | -122.1108 | 118.9673
Line11_12_13 | 0.1732 | 0.1732 | 0.17321 | 0.1732 | 0.1732 | 0.17321 | 0.04 | 0.04 | 0.04 | 0.04 | 0.04 | 0.04 | -0.0054613 | -0.0064882 | -0.0055114 | 0.0057613 | 0.0067882 | 0.0058114 | -0.047769 | -0.047234 | -0.046612 | 0.048369 | 0.047834 | 0.047212 | 95.7106 | -24.2894 | -144.2894 | -84.2894 | 155.7106 | 35.7106 | 1.202 | 1.1919 | 1.1734 | 1.2178 | 1.2078 | 1.1892 | -0.81161 | -122.1108 | 118.9673 | -1.082 | -122.3664 | 118.6933
Line12_13_15 | 0 | 0 | 0 | 0 | 0 | 0 | 0 | 0 | 0 | 0 | 0 | 0 | 1.5802e-09 | 1.445e-09 | 1.1707e-09 | -1.5802e-09 | -1.445e-09 | -1.1707e-09 | 2.7826e-10 | 6.0344e-10 | 3.2814e-10 | -2.7826e-10 | -6.0344e-10 | -3.2814e-10 | 0 | 0 | 0 | 0 | 0 | 0 | 1.2178 | 1.2078 | 1.1892 | 1.2178 | 1.2078 | 1.1892 | -1.082 | -122.3664 | 118.6933 | -1.082 | -122.3664 | 118.6933
Line13_13_14 | 0.1732 | 0.1732 | 0.17321 | 0.1732 | 0.1732 | 0.17321 | 0.04 | 0.04 | 0.04 | 0.04 | 0.04 | 0.04 | -0.0057613 | -0.0067882 | -0.0058114 | 0.0060613 | 0.0070882 | 0.0061114 | -0.048369 | -0.047834 | -0.047212 | 0.048969 | 0.048434 | 0.047812 | 95.7106 | -24.2894 | -144.2894 | -84.2894 | 155.7106 | 35.7106 | 1.2178 | 1.2078 | 1.1892 | 1.2336 | 1.2237 | 1.205 | -1.082 | -122.3664 | 118.6933 | -1.3455 | -122.6154 | 118.4265
Line14_15_16 | 0 | 0 | 0 | 0 | 0 | 0 | 0 | 0 | 0 | 0 | 0 | 0 | 1.0535e-09 | 9.6336e-10 | 7.8048e-10 | -1.0535e-09 | -9.6336e-10 | -7.8048e-10 | 1.855e-10 | 4.0229e-10 | 2.1876e-10 | -1.855e-10 | -4.0229e-10 | -2.1876e-10 | 0 | 0 | 0 | 0 | 0 | 0 | 1.2178 | 1.2078 | 1.1892 | 1.2178 | 1.2078 | 1.1892 | -1.082 | -122.3664 | 118.6933 | -1.082 | -122.3664 | 118.6933
Line15_16_17 | 0 | 0 | 0 | 0 | 0 | 0 | 0 | 0 | 0 | 0 | 0 | 0 | 5.2673e-10 | 4.8168e-10 | 3.9024e-10 | -5.2673e-10 | -4.8168e-10 | -3.9024e-10 | 9.2752e-11 | 2.0115e-10 | 1.0938e-10 | -9.2752e-11 | -2.0115e-10 | -1.0938e-10 | 0 | 0 | 0 | 0 | 0 | 0 | 1.2178 | 1.2078 | 1.1892 | 1.2178 | 1.2078 | 1.1892 | -1.082 | -122.3664 | 118.6933 | -1.082 | -122.3664 | 118.6933
Line16_4_18 | 0 | 0 | 0 | 0 | 0 | 0 | 0 | 0 | 0 | 0 | 0 | 0 | 3.0283e-10 | 2.5796e-10 | 1.7568e-10 | -3.0283e-10 | -2.5796e-10 | -1.7568e-10 | 2.0512e-11 | 1.2891e-10 | 3.7139e-11 | -2.0512e-11 | -1.2891e-10 | -3.7139e-11 | 0 | 0 | 0 | 0 | 0 | 0 | 1.1705 | 1.1602 | 1.1419 | 1.1705 | 1.1602 | 1.1419 | -0.24893 | -121.5785 | 119.538 | -0.24893 | -121.5785 | 119.538
Line17_5_19 | 0 | 0 | 0 | 0 | 0 | 0 | 0 | 0 | 0 | 0 | 0 | 0 | 2.3233e-10 | 1.8751e-10 | 1.0828e-10 | -2.3233e-10 | -1.8751e-10 | -1.0828e-10 | -3.5678e-12 | 1.0483e-10 | 1.3059e-11 | 3.5678e-12 | -1.0483e-10 | -1.3059e-11 | 0 | 0 | 0 | 0 | 0 | 0 | 1.1549 | 1.1444 | 1.1262 | 1.1549 | 1.1444 | 1.1262 | 0.043885 | -121.3013 | 119.8353 | 0.043885 | -121.3013 | 119.8353
Line1_1_3 | 0.1732 | 0.1732 | 0.17321 | 0.1732 | 0.1732 | 0.17321 | 0.04 | 0.04 | 0.04 | 0.04 | 0.04 | 0.04 | -0.0045613 | -0.0055882 | -0.0046114 | 0.0048613 | 0.0058882 | 0.0049114 | -0.045969 | -0.045434 | -0.044812 | 0.046569 | 0.046034 | 0.045412 | 95.7106 | -24.2894 | -144.2894 | -84.2894 | 155.7106 | 35.7106 | 1.1549 | 1.1444 | 1.1262 | 1.1705 | 1.1602 | 1.1419 | 0.043885 | -121.3013 | 119.8353 | -0.24893 | -121.5785 | 119.538
Line2_1_4 | 0.1732 | 0.1732 | 0.17321 | 0.1732 | 0.1732 | 0.17321 | 0.04 | 0.04 | 0.04 | 0.04 | 0.04 | 0.04 | -0.0045613 | -0.0055882 | -0.0046114 | 0.0048613 | 0.0058882 | 0.0049114 | -0.045969 | -0.045434 | -0.044812 | 0.046569 | 0.046034 | 0.045412 | 95.7106 | -24.2894 | -144.2894 | -84.2894 | 155.7106 | 35.7106 | 1.1549 | 1.1444 | 1.1262 | 1.1705 | 1.1602 | 1.1419 | 0.043885 | -121.3013 | 119.8353 | -0.24893 | -121.5785 | 119.538
Line3_1_5 | 0 | 0 | 0 | 0 | 0 | 0 | 0 | 0 | 0 | 0 | 0 | 0 | 4.6465e-10 | 3.7503e-10 | 2.1656e-10 | -4.6465e-10 | -3.7503e-10 | -2.1656e-10 | -7.1356e-12 | 2.0965e-10 | 2.6118e-11 | 7.1355e-12 | -2.0965e-10 | -2.6118e-11 | 0 | 0 | 0 | 0 | 0 | 0 | 1.1549 | 1.1444 | 1.1262 | 1.1549 | 1.1444 | 1.1262 | 0.043885 | -121.3013 | 119.8353 | 0.043885 | -121.3013 | 119.8353
Line4_2_6 | 0.1732 | 0.1732 | 0.17321 | 0.1732 | 0.1732 | 0.17321 | 0.04 | 0.04 | 0.04 | 0.04 | 0.04 | 0.04 | -0.0048613 | -0.0058882 | -0.0049114 | 0.0051613 | 0.0061882 | 0.0052114 | -0.046569 | -0.046034 | -0.045412 | 0.047169 | 0.046634 | 0.046012 | 95.7106 | -24.2894 | -144.2894 | -84.2894 | 155.7106 | 35.7106 | 1.1705 | 1.1602 | 1.1419 | 1.1863 | 1.1761 | 1.1577 | -0.24893 | -121.5785 | 119.538 | -0.534 | -121.8482 | 119.2488
Line5_6_7 | 0.1732 | 0.1732 | 0.17321 | 0.1732 | 0.1732 | 0.17321 | 0.04 | 0.04 | 0.04 | 0.04 | 0.04 | 0.04 | -0.0051613 | -0.0061882 | -0.0052114 | 0.0054613 | 0.0064882 | 0.0055114 | -0.047169 | -0.046634 | -0.046012 | 0.047769 | 0.047234 | 0.046612 | 95.7106 | -24.2894 | -144.2894 | -84.2894 | 155.7106 | 35.7106 | 1.1863 | 1.1761 | 1.1577 | 1.202 | 1.1919 | 1.1734 | -0.534 | -121.8482 | 119.2488 | -0.81161 | -122.1108 | 118.9673
Line6_7_8 | 0 | 0 | 0 | 0 | 0 | 0 | 0 | 0 | 0 | 0 | 0 | 0 | 1.3501e-09 | 1.2151e-09 | 9.4996e-10 | -1.3501e-09 | -1.2151e-09 | -9.4996e-10 | 2.0602e-10 | 5.312e-10 | 2.559e-10 | -2.0602e-10 | -5.312e-10 | -2.559e-10 | 0 | 0 | 0 | 0 | 0 | 0 | 1.202 | 1.1919 | 1.1734 | 1.202 | 1.1919 | 1.1734 | -0.81161 | -122.1108 | 118.9673 | -0.81161 | -122.1108 | 118.9673
Line7_8_9 | 0 | 0 | 0 | 0 | 0 | 0 | 0 | 0 | 0 | 0 | 0 | 0 | 4.5004e-10 | 4.0505e-10 | 3.1666e-10 | -4.5004e-10 | -4.0505e-10 | -3.1665e-10 | 6.8672e-11 | 1.7707e-10 | 8.5299e-11 | -6.8672e-11 | -1.7707e-10 | -8.5299e-11 | 0 | 0 | 0 | 0 | 0 | 0 | 1.202 | 1.1919 | 1.1734 | 1.202 | 1.1919 | 1.1734 | -0.81161 | -122.1108 | 118.9673 | -0.81161 | -122.1108 | 118.9673
Line8_8_10 | 0 | 0 | 0 | 0 | 0 | 0 | 0 | 0 | 0 | 0 | 0 | 0 | 4.5004e-10 | 4.0505e-10 | 3.1666e-10 | -4.5004e-10 | -4.0505e-10 | -3.1665e-10 | 6.8672e-11 | 1.7707e-10 | 8.5299e-11 | -6.8672e-11 | -1.7707e-10 | -8.5299e-11 | 0 | 0 | 0 | 0 | 0 | 0 | 1.202 | 1.1919 | 1.1734 | 1.202 | 1.1919 | 1.1734 | -0.81161 | -122.1108 | 118.9673 | -0.81161 | -122.1108 | 118.9673
Line9_3_11 | 0.1732 | 0.1732 | 0.17321 | 0.1732 | 0.1732 | 0.17321 | 0.04 | 0.04 | 0.04 | 0.04 | 0.04 | 0.04 | -0.0048613 | -0.0058882 | -0.0049114 | 0.0051613 | 0.0061882 | 0.0052114 | -0.046569 | -0.046034 | -0.045412 | 0.047169 | 0.046634 | 0.046012 | 95.7106 | -24.2894 | -144.2894 | -84.2894 | 155.7106 | 35.7106 | 1.1705 | 1.1602 | 1.1419 | 1.1863 | 1.1761 | 1.1577 | -0.24893 | -121.5785 | 119.538 | -0.534 | -121.8482 | 119.2488

## LL_min_6
name | pf_ikss_a_from_ka | pf_ikss_b_from_ka | pf_ikss_c_from_ka | pf_ikss_a_to_ka | pf_ikss_b_to_ka | pf_ikss_c_to_ka | pf_skss_a_from_mw | pf_skss_b_from_mw | pf_skss_c_from_mw | pf_skss_a_to_mw | pf_skss_b_to_mw | pf_skss_c_to_mw | pf_p_a_from_mw | pf_p_b_from_mw | pf_p_c_from_mw | pf_p_a_to_mw | pf_p_b_to_mw | pf_p_c_to_mw | pf_q_a_from_mvar | pf_q_b_from_mvar | pf_q_c_from_mvar | pf_q_a_to_mvar | pf_q_b_to_mvar | pf_q_c_to_mvar | pf_ikss_a_from_degree | pf_ikss_b_from_degree | pf_ikss_c_from_degree | pf_ikss_a_to_degree | pf_ikss_b_to_degree | pf_ikss_c_to_degree | pf_vm_a_from_pu | pf_vm_b_from_pu | pf_vm_c_from_pu | pf_vm_a_to_pu | pf_vm_b_to_pu | pf_vm_c_to_pu | pf_va_a_from_degree | pf_va_b_from_degree | pf_va_c_from_degree | pf_va_a_to_degree | pf_va_b_to_degree | pf_va_c_to_degree
Line0_1_2 | 0 | 0 | 0 | 0 | 0 | 0 | 0 | 0 | 0 | 0 | 0 | 0 | -1.4803e-16 | -3.3925e-16 | 6.9696e-16 | 1.4803e-16 | 4.6993e-16 | -5.6628e-16 | 3.7007e-16 | 9.5263e-09 | -9.5263e-09 | -4.4409e-16 | -9.5263e-09 | 9.5263e-09 | 0 | 0 | 0 | 0 | 0 | 0 | 1 | 0.5 | 0.5 | 1 | 0.5 | 0.5 | 1.0395e-12 | -180 | 180 | 1.0525e-12 | -180 | 180
Line10_11_12 | 0 | 0 | 0 | 0 | 0 | 0 | 0 | 0 | 0 | 0 | 0 | 0 | -4.4409e-16 | -1.7762e-15 | 1.4065e-15 | 5.181e-16 | 1.8698e-15 | -1.2758e-15 | 2.2204e-16 | 9.5263e-09 | -9.5263e-09 | -1.4803e-16 | -9.5263e-09 | 9.5263e-09 | 0 | 0 | 0 | 0 | 0 | 0 | 1 | 0.5 | 0.5 | 1 | 0.5 | 0.5 | 1.0686e-12 | -180 | 180 | 1.0827e-12 | -180 | 180
Line11_12_13 | 0 | 0 | 0 | 0 | 0 | 0 | 0 | 0 | 0 | 0 | 0 | 0 | -2.2204e-16 | -1.6384e-15 | 6.1906e-16 | 2.2204e-16 | 1.5811e-15 | -6.7634e-16 | 1.4803e-16 | 7.9386e-09 | -7.9386e-09 | -1.4803e-16 | -7.9386e-09 | 7.9386e-09 | 0 | 0 | 0 | 0 | 0 | 0 | 1 | 0.5 | 0.5 | 1 | 0.5 | 0.5 | 1.0827e-12 | -180 | 180 | 1.0943e-12 | -180 | 180
Line12_13_15 | 0 | 0 | 0 | 0 | 0 | 0 | 0 | 0 | 0 | 0 | 0 | 0 | -7.4015e-17 | -9.3386e-16 | 1.3935e-16 | 2.2204e-16 | 7.0748e-16 | -1.0668e-16 | -1.4803e-16 | 4.7631e-09 | -4.7631e-09 | 1.4803e-16 | -4.7631e-09 | 4.7631e-09 | 0 | 0 | 0 | 0 | 0 | 0 | 1 | 0.5 | 0.5 | 1 | 0.5 | 0.5 | 1.0943e-12 | -180 | 180 | 1.0976e-12 | -180 | 180
Line13_13_14 | 0 | 0 | 0 | 0 | 0 | 0 | 0 | 0 | 0 | 0 | 0 | 0 | 1.4803e-16 | -1.7559e-16 | -1.0158e-16 | -7.4015e-17 | -7.9829e-17 | -4.2821e-17 | 7.4015e-17 | 1.5877e-09 | -1.5877e-09 | -1.4122e-30 | -1.5877e-09 | 1.5877e-09 | 0 | 0 | 0 | 0 | 0 | 0 | 1 | 0.5 | 0.5 | 1 | 0.5 | 0.5 | 1.0943e-12 | -180 | 180 | 1.0932e-12 | -180 | 180
Line14_15_16 | 0 | 0 | 0 | 0 | 0 | 0 | 0 | 0 | 0 | 0 | 0 | 0 | 1.4179e-30 | -7.4304e-16 | 2.1915e-16 | 0 | 6.8355e-16 | -5.6602e-17 | -7.4015e-17 | 3.1754e-09 | -3.1754e-09 | 0 | -3.1754e-09 | 3.1754e-09 | 0 | 0 | 0 | 0 | 0 | 0 | 1 | 0.5 | 0.5 | 1 | 0.5 | 0.5 | 1.0976e-12 | -180 | 180 | 1.0989e-12 | -180 | 180
Line15_16_17 | 0 | 0 | 0 | 0 | 0 | 0 | 0 | 0 | 0 | 0 | 0 | 0 | 7.4015e-17 | -1.5674e-16 | 2.8301e-17 | -1.4803e-16 | 8.6351e-17 | 2.7139e-16 | -1.4803e-16 | 1.5877e-09 | -1.5877e-09 | 7.4015e-17 | -1.5877e-09 | 1.5877e-09 | 0 | 0 | 0 | 0 | 0 | 0 | 1 | 0.5 | 0.5 | 1 | 0.5 | 0.5 | 1.0989e-12 | -180 | 180 | 1.0977e-12 | -180 | 180
Line16_4_18 | 0 | 0 | 0 | 0 | 0 | 0 | 0 | 0 | 0 | 0 | 0 | 0 | 1.4803e-16 | -3.8453e-16 | 1.3357e-16 | -7.4015e-17 | 2.0313e-16 | 1.8089e-17 | -7.4015e-17 | 1.5877e-09 | -1.5877e-09 | 7.4015e-17 | -1.5877e-09 | 1.5877e-09 | 0 | 0 | 0 | 0 | 0 | 0 | 1 | 0.5 | 0.5 | 1 | 0.5 | 0.5 | 1.0433e-12 | -180 | 180 | 1.0421e-12 | -180 | 180
Line17_5_19 | 0 | 0 | 0 | 0 | 0 | 0 | 0 | 0 | 0 | 0 | 0 | 0 | 1.4803e-16 | -3.8453e-16 | 1.3357e-16 | -7.4015e-17 | 2.0313e-16 | 1.8089e-17 | -7.4015e-17 | 1.5877e-09 | -1.5877e-09 | 7.4015e-17 | -1.5877e-09 | 1.5877e-09 | 0 | 0 | 0 | 0 | 0 | 0 | 1 | 0.5 | 0.5 | 1 | 0.5 | 0.5 | 1.0433e-12 | -180 | 180 | 1.0421e-12 | -180 | 180
Line1_1_3 | 0 | 0 | 0 | 0 | 0 | 0 | 0 | 0 | 0 | 0 | 0 | 0 | -4.4409e-16 | -1.5379e-15 | 2.0148e-15 | 4.4409e-16 | 1.6592e-15 | -1.7825e-15 | 1.4803e-16 | 1.2702e-08 | -1.2702e-08 | -2.2204e-16 | -1.2702e-08 | 1.2702e-08 | 0 | 0 | 0 | 0 | 0 | 0 | 1 | 0.5 | 0.5 | 1 | 0.5 | 0.5 | 1.0395e-12 | -180 | 180 | 1.0539e-12 | -180 | 180
Line2_1_4 | 0 | 0 | 0 | 0 | 0 | 0 | 0 | 0 | 0 | 0 | 0 | 0 | -7.4015e-17 | -4.5849e-16 | 1.3363e-16 | 1.4803e-16 | 4.36e-16 | -1.1911e-16 | -7.4015e-17 | 3.1754e-09 | -3.1754e-09 | 2.6955e-30 | -3.1754e-09 | 3.1754e-09 | 0 | 0 | 0 | 0 | 0 | 0 | 1 | 0.5 | 0.5 | 1 | 0.5 | 0.5 | 1.0395e-12 | -180 | 180 | 1.0433e-12 | -180 | 180
Line3_1_5 | 0 | 0 | 0 | 0 | 0 | 0 | 0 | 0 | 0 | 0 | 0 | 0 | -7.4015e-17 | -4.5849e-16 | 1.3363e-16 | 1.4803e-16 | 4.36e-16 | -1.1911e-16 | -7.4015e-17 | 3.1754e-09 | -3.1754e-09 | 2.6955e-30 | -3.1754e-09 | 3.1754e-09 | 0 | 0 | 0 | 0 | 0 | 0 | 1 | 0.5 | 0.5 | 1 | 0.5 | 0.5 | 1.0395e-12 | -180 | 180 | 1.0433e-12 | -180 | 180
Line4_2_6 | 0 | 0 | 0 | 0 | 0 | 0 | 0 | 0 | 0 | 0 | 0 | 0 | -1.4803e-16 | -8.1103e-16 | 7.4328e-16 | 7.4015e-17 | 8.6477e-16 | -6.5253e-16 | 4.4409e-16 | 7.9386e-09 | -7.9386e-09 | -4.4409e-16 | -7.9386e-09 | 7.9386e-09 | 0 | 0 | 0 | 0 | 0 | 0 | 1 | 0.5 | 0.5 | 1 | 0.5 | 0.5 | 1.0525e-12 | -180 | 180 | 1.0614e-12 | -180 | 180
Line5_6_7 | 0 | 0 | 0 | 0 | 0 | 0 | 0 | 0 | 0 | 0 | 0 | 0 | 7.4015e-17 | -7.4363e-16 | 4.036e-16 | -7.4015e-17 | 6.5368e-16 | -4.9355e-16 | 4.4409e-16 | 6.3509e-09 | -6.3509e-09 | -5.181e-16 | -6.3509e-09 | 6.3509e-09 | 0 | 0 | 0 | 0 | 0 | 0 | 1 | 0.5 | 0.5 | 1 | 0.5 | 0.5 | 1.0614e-12 | -180 | 180 | 1.0685e-12 | -180 | 180
Line6_7_8 | 0 | 0 | 0 | 0 | 0 | 0 | 0 | 0 | 0 | 0 | 0 | 0 | -7.4015e-17 | -5.9203e-16 | 7.0323e-16 | 7.4015e-17 | 5.1368e-16 | -5.2253e-16 | 3.7007e-16 | 4.7631e-09 | -4.7631e-09 | -5.181e-16 | -4.7631e-09 | 4.7631e-09 | 0 | 0 | 0 | 0 | 0 | 0 | 1 | 0.5 | 0.5 | 1 | 0.5 | 0.5 | 1.0685e-12 | -180 | 180 | 1.0731e-12 | -180 | 180
Line7_8_9 | 0 | 0 | 0 | 0 | 0 | 0 | 0 | 0 | 0 | 0 | 0 | 0 | -4.1586e-30 | 1.4762e-18 | -7.2539e-17 | 5.5392e-30 | -1.0887e-16 | 7.6169e-17 | 2.2204e-16 | 1.5877e-09 | -1.5877e-09 | -2.9606e-16 | -1.5877e-09 | 1.5877e-09 | 0 | 0 | 0 | 0 | 0 | 0 | 1 | 0.5 | 0.5 | 1 | 0.5 | 0.5 | 1.0731e-12 | -180 | 180 | 1.072e-12 | -180 | 180
Line8_8_10 | 0 | 0 | 0 | 0 | 0 | 0 | 0 | 0 | 0 | 0 | 0 | 0 | 7.4015e-17 | -2.9458e-16 | -7.2539e-17 | 4.1634e-30 | 1.8719e-16 | 2.242e-16 | 1.4803e-16 | 1.5877e-09 | -1.5877e-09 | -2.2204e-16 | -1.5877e-09 | 1.5877e-09 | 0 | 0 | 0 | 0 | 0 | 0 | 1 | 0.5 | 0.5 | 1 | 0.5 | 0.5 | 1.0731e-12 | -180 | 180 | 1.0743e-12 | -180 | 180
Line9_3_11 | 0 | 0 | 0 | 0 | 0 | 0 | 0 | 0 | 0 | 0 | 0 | 0 | -3.7007e-16 | -1.734e-15 | 1.5227e-15 | 3.7007e-16 | 1.7638e-15 | -1.3448e-15 | 7.4015e-17 | 1.1114e-08 | -1.1114e-08 | 6.9023e-30 | -1.1114e-08 | 1.1114e-08 | 0 | 0 | 0 | 0 | 0 | 0 | 1 | 0.5 | 0.5 | 1 | 0.5 | 0.5 | 1.0539e-12 | -180 | 180 | 1.0686e-12 | -180 | 180

## LL_min_10
name | pf_ikss_a_from_ka | pf_ikss_b_from_ka | pf_ikss_c_from_ka | pf_ikss_a_to_ka | pf_ikss_b_to_ka | pf_ikss_c_to_ka | pf_skss_a_from_mw | pf_skss_b_from_mw | pf_skss_c_from_mw | pf_skss_a_to_mw | pf_skss_b_to_mw | pf_skss_c_to_mw | pf_p_a_from_mw | pf_p_b_from_mw | pf_p_c_from_mw | pf_p_a_to_mw | pf_p_b_to_mw | pf_p_c_to_mw | pf_q_a_from_mvar | pf_q_b_from_mvar | pf_q_c_from_mvar | pf_q_a_to_mvar | pf_q_b_to_mvar | pf_q_c_to_mvar | pf_ikss_a_from_degree | pf_ikss_b_from_degree | pf_ikss_c_from_degree | pf_ikss_a_to_degree | pf_ikss_b_to_degree | pf_ikss_c_to_degree | pf_vm_a_from_pu | pf_vm_b_from_pu | pf_vm_c_from_pu | pf_vm_a_to_pu | pf_vm_b_to_pu | pf_vm_c_to_pu | pf_va_a_from_degree | pf_va_b_from_degree | pf_va_c_from_degree | pf_va_a_to_degree | pf_va_b_to_degree | pf_va_c_to_degree
Line0_1_2 | 0 | 0 | 0 | 0 | 0 | 0 | 0 | 0 | 0 | 0 | 0 | 0 | -1.4803e-16 | -3.3925e-16 | 6.9696e-16 | 1.4803e-16 | 4.6993e-16 | -5.6628e-16 | 3.7007e-16 | 9.5263e-09 | -9.5263e-09 | -4.4409e-16 | -9.5263e-09 | 9.5263e-09 | 0 | 0 | 0 | 0 | 0 | 0 | 1 | 0.5 | 0.5 | 1 | 0.5 | 0.5 | 1.0395e-12 | -180 | 180 | 1.0525e-12 | -180 | 180
Line10_11_12 | 0 | 0 | 0 | 0 | 0 | 0 | 0 | 0 | 0 | 0 | 0 | 0 | -4.4409e-16 | -1.7762e-15 | 1.4065e-15 | 5.181e-16 | 1.8698e-15 | -1.2758e-15 | 2.2204e-16 | 9.5263e-09 | -9.5263e-09 | -1.4803e-16 | -9.5263e-09 | 9.5263e-09 | 0 | 0 | 0 | 0 | 0 | 0 | 1 | 0.5 | 0.5 | 1 | 0.5 | 0.5 | 1.0686e-12 | -180 | 180 | 1.0827e-12 | -180 | 180
Line11_12_13 | 0 | 0 | 0 | 0 | 0 | 0 | 0 | 0 | 0 | 0 | 0 | 0 | -2.2204e-16 | -1.6384e-15 | 6.1906e-16 | 2.2204e-16 | 1.5811e-15 | -6.7634e-16 | 1.4803e-16 | 7.9386e-09 | -7.9386e-09 | -1.4803e-16 | -7.9386e-09 | 7.9386e-09 | 0 | 0 | 0 | 0 | 0 | 0 | 1 | 0.5 | 0.5 | 1 | 0.5 | 0.5 | 1.0827e-12 | -180 | 180 | 1.0943e-12 | -180 | 180
Line12_13_15 | 0 | 0 | 0 | 0 | 0 | 0 | 0 | 0 | 0 | 0 | 0 | 0 | -7.4015e-17 | -9.3386e-16 | 1.3935e-16 | 2.2204e-16 | 7.0748e-16 | -1.0668e-16 | -1.4803e-16 | 4.7631e-09 | -4.7631e-09 | 1.4803e-16 | -4.7631e-09 | 4.7631e-09 | 0 | 0 | 0 | 0 | 0 | 0 | 1 | 0.5 | 0.5 | 1 | 0.5 | 0.5 | 1.0943e-12 | -180 | 180 | 1.0976e-12 | -180 | 180
Line13_13_14 | 0 | 0 | 0 | 0 | 0 | 0 | 0 | 0 | 0 | 0 | 0 | 0 | 1.4803e-16 | -1.7559e-16 | -1.0158e-16 | -7.4015e-17 | -7.9829e-17 | -4.2821e-17 | 7.4015e-17 | 1.5877e-09 | -1.5877e-09 | -1.4122e-30 | -1.5877e-09 | 1.5877e-09 | 0 | 0 | 0 | 0 | 0 | 0 | 1 | 0.5 | 0.5 | 1 | 0.5 | 0.5 | 1.0943e-12 | -180 | 180 | 1.0932e-12 | -180 | 180
Line14_15_16 | 0 | 0 | 0 | 0 | 0 | 0 | 0 | 0 | 0 | 0 | 0 | 0 | 1.4179e-30 | -7.4304e-16 | 2.1915e-16 | 0 | 6.8355e-16 | -5.6602e-17 | -7.4015e-17 | 3.1754e-09 | -3.1754e-09 | 0 | -3.1754e-09 | 3.1754e-09 | 0 | 0 | 0 | 0 | 0 | 0 | 1 | 0.5 | 0.5 | 1 | 0.5 | 0.5 | 1.0976e-12 | -180 | 180 | 1.0989e-12 | -180 | 180
Line15_16_17 | 0 | 0 | 0 | 0 | 0 | 0 | 0 | 0 | 0 | 0 | 0 | 0 | 7.4015e-17 | -1.5674e-16 | 2.8301e-17 | -1.4803e-16 | 8.6351e-17 | 2.7139e-16 | -1.4803e-16 | 1.5877e-09 | -1.5877e-09 | 7.4015e-17 | -1.5877e-09 | 1.5877e-09 | 0 | 0 | 0 | 0 | 0 | 0 | 1 | 0.5 | 0.5 | 1 | 0.5 | 0.5 | 1.0989e-12 | -180 | 180 | 1.0977e-12 | -180 | 180
Line16_4_18 | 0 | 0 | 0 | 0 | 0 | 0 | 0 | 0 | 0 | 0 | 0 | 0 | 1.4803e-16 | -3.8453e-16 | 1.3357e-16 | -7.4015e-17 | 2.0313e-16 | 1.8089e-17 | -7.4015e-17 | 1.5877e-09 | -1.5877e-09 | 7.4015e-17 | -1.5877e-09 | 1.5877e-09 | 0 | 0 | 0 | 0 | 0 | 0 | 1 | 0.5 | 0.5 | 1 | 0.5 | 0.5 | 1.0433e-12 | -180 | 180 | 1.0421e-12 | -180 | 180
Line17_5_19 | 0 | 0 | 0 | 0 | 0 | 0 | 0 | 0 | 0 | 0 | 0 | 0 | 1.4803e-16 | -3.8453e-16 | 1.3357e-16 | -7.4015e-17 | 2.0313e-16 | 1.8089e-17 | -7.4015e-17 | 1.5877e-09 | -1.5877e-09 | 7.4015e-17 | -1.5877e-09 | 1.5877e-09 | 0 | 0 | 0 | 0 | 0 | 0 | 1 | 0.5 | 0.5 | 1 | 0.5 | 0.5 | 1.0433e-12 | -180 | 180 | 1.0421e-12 | -180 | 180
Line1_1_3 | 0 | 0 | 0 | 0 | 0 | 0 | 0 | 0 | 0 | 0 | 0 | 0 | -4.4409e-16 | -1.5379e-15 | 2.0148e-15 | 4.4409e-16 | 1.6592e-15 | -1.7825e-15 | 1.4803e-16 | 1.2702e-08 | -1.2702e-08 | -2.2204e-16 | -1.2702e-08 | 1.2702e-08 | 0 | 0 | 0 | 0 | 0 | 0 | 1 | 0.5 | 0.5 | 1 | 0.5 | 0.5 | 1.0395e-12 | -180 | 180 | 1.0539e-12 | -180 | 180
Line2_1_4 | 0 | 0 | 0 | 0 | 0 | 0 | 0 | 0 | 0 | 0 | 0 | 0 | -7.4015e-17 | -4.5849e-16 | 1.3363e-16 | 1.4803e-16 | 4.36e-16 | -1.1911e-16 | -7.4015e-17 | 3.1754e-09 | -3.1754e-09 | 2.6955e-30 | -3.1754e-09 | 3.1754e-09 | 0 | 0 | 0 | 0 | 0 | 0 | 1 | 0.5 | 0.5 | 1 | 0.5 | 0.5 | 1.0395e-12 | -180 | 180 | 1.0433e-12 | -180 | 180
Line3_1_5 | 0 | 0 | 0 | 0 | 0 | 0 | 0 | 0 | 0 | 0 | 0 | 0 | -7.4015e-17 | -4.5849e-16 | 1.3363e-16 | 1.4803e-16 | 4.36e-16 | -1.1911e-16 | -7.4015e-17 | 3.1754e-09 | -3.1754e-09 | 2.6955e-30 | -3.1754e-09 | 3.1754e-09 | 0 | 0 | 0 | 0 | 0 | 0 | 1 | 0.5 | 0.5 | 1 | 0.5 | 0.5 | 1.0395e-12 | -180 | 180 | 1.0433e-12 | -180 | 180
Line4_2_6 | 0 | 0 | 0 | 0 | 0 | 0 | 0 | 0 | 0 | 0 | 0 | 0 | -1.4803e-16 | -8.1103e-16 | 7.4328e-16 | 7.4015e-17 | 8.6477e-16 | -6.5253e-16 | 4.4409e-16 | 7.9386e-09 | -7.9386e-09 | -4.4409e-16 | -7.9386e-09 | 7.9386e-09 | 0 | 0 | 0 | 0 | 0 | 0 | 1 | 0.5 | 0.5 | 1 | 0.5 | 0.5 | 1.0525e-12 | -180 | 180 | 1.0614e-12 | -180 | 180
Line5_6_7 | 0 | 0 | 0 | 0 | 0 | 0 | 0 | 0 | 0 | 0 | 0 | 0 | 7.4015e-17 | -7.4363e-16 | 4.036e-16 | -7.4015e-17 | 6.5368e-16 | -4.9355e-16 | 4.4409e-16 | 6.3509e-09 | -6.3509e-09 | -5.181e-16 | -6.3509e-09 | 6.3509e-09 | 0 | 0 | 0 | 0 | 0 | 0 | 1 | 0.5 | 0.5 | 1 | 0.5 | 0.5 | 1.0614e-12 | -180 | 180 | 1.0685e-12 | -180 | 180
Line6_7_8 | 0 | 0 | 0 | 0 | 0 | 0 | 0 | 0 | 0 | 0 | 0 | 0 | -7.4015e-17 | -5.9203e-16 | 7.0323e-16 | 7.4015e-17 | 5.1368e-16 | -5.2253e-16 | 3.7007e-16 | 4.7631e-09 | -4.7631e-09 | -5.181e-16 | -4.7631e-09 | 4.7631e-09 | 0 | 0 | 0 | 0 | 0 | 0 | 1 | 0.5 | 0.5 | 1 | 0.5 | 0.5 | 1.0685e-12 | -180 | 180 | 1.0731e-12 | -180 | 180
Line7_8_9 | 0 | 0 | 0 | 0 | 0 | 0 | 0 | 0 | 0 | 0 | 0 | 0 | -4.1586e-30 | 1.4762e-18 | -7.2539e-17 | 5.5392e-30 | -1.0887e-16 | 7.6169e-17 | 2.2204e-16 | 1.5877e-09 | -1.5877e-09 | -2.9606e-16 | -1.5877e-09 | 1.5877e-09 | 0 | 0 | 0 | 0 | 0 | 0 | 1 | 0.5 | 0.5 | 1 | 0.5 | 0.5 | 1.0731e-12 | -180 | 180 | 1.072e-12 | -180 | 180
Line8_8_10 | 0 | 0 | 0 | 0 | 0 | 0 | 0 | 0 | 0 | 0 | 0 | 0 | 7.4015e-17 | -2.9458e-16 | -7.2539e-17 | 4.1634e-30 | 1.8719e-16 | 2.242e-16 | 1.4803e-16 | 1.5877e-09 | -1.5877e-09 | -2.2204e-16 | -1.5877e-09 | 1.5877e-09 | 0 | 0 | 0 | 0 | 0 | 0 | 1 | 0.5 | 0.5 | 1 | 0.5 | 0.5 | 1.0731e-12 | -180 | 180 | 1.0743e-12 | -180 | 180
Line9_3_11 | 0 | 0 | 0 | 0 | 0 | 0 | 0 | 0 | 0 | 0 | 0 | 0 | -3.7007e-16 | -1.734e-15 | 1.5227e-15 | 3.7007e-16 | 1.7638e-15 | -1.3448e-15 | 7.4015e-17 | 1.1114e-08 | -1.1114e-08 | 6.9023e-30 | -1.1114e-08 | 1.1114e-08 | 0 | 0 | 0 | 0 | 0 | 0 | 1 | 0.5 | 0.5 | 1 | 0.5 | 0.5 | 1.0539e-12 | -180 | 180 | 1.0686e-12 | -180 | 180

## LL_min_fault_6
name | pf_ikss_a_from_ka | pf_ikss_b_from_ka | pf_ikss_c_from_ka | pf_ikss_a_to_ka | pf_ikss_b_to_ka | pf_ikss_c_to_ka | pf_skss_a_from_mw | pf_skss_b_from_mw | pf_skss_c_from_mw | pf_skss_a_to_mw | pf_skss_b_to_mw | pf_skss_c_to_mw | pf_p_a_from_mw | pf_p_b_from_mw | pf_p_c_from_mw | pf_p_a_to_mw | pf_p_b_to_mw | pf_p_c_to_mw | pf_q_a_from_mvar | pf_q_b_from_mvar | pf_q_c_from_mvar | pf_q_a_to_mvar | pf_q_b_to_mvar | pf_q_c_to_mvar | pf_ikss_a_from_degree | pf_ikss_b_from_degree | pf_ikss_c_from_degree | pf_ikss_a_to_degree | pf_ikss_b_to_degree | pf_ikss_c_to_degree | pf_vm_a_from_pu | pf_vm_b_from_pu | pf_vm_c_from_pu | pf_vm_a_to_pu | pf_vm_b_to_pu | pf_vm_c_to_pu | pf_va_a_from_degree | pf_va_b_from_degree | pf_va_c_from_degree | pf_va_a_to_degree | pf_va_b_to_degree | pf_va_c_to_degree
Line0_1_2 | 0 | 0 | 0 | 0 | 0 | 0 | 0 | 0 | 0 | 0 | 0 | 0 | 1.7925e-17 | -2.2559e-10 | -6.2954e-10 | -1.33e-17 | 2.2559e-10 | 6.2954e-10 | 2.313e-17 | 6.0796e-10 | 9.1694e-11 | -2.0817e-17 | -6.0796e-10 | -9.1694e-11 | 0 | 0 | 0 | 0 | 0 | 0 | 1 | 0.98924 | 0.97051 | 1 | 0.98924 | 0.97051 | 3.9295e-14 | -121.6008 | 119.7539 | 3.9442e-14 | -121.6008 | 119.7539
Line10_11_12 | 0 | 0 | 0 | 0 | 0 | 0 | 0 | 0 | 0 | 0 | 0 | 0 | -1.7347e-18 | -2.2559e-10 | -6.2954e-10 | -5.7824e-19 | 2.2559e-10 | 6.2954e-10 | 1.1565e-17 | 6.0796e-10 | 9.1694e-11 | -1.6191e-17 | -6.0796e-10 | -9.1694e-11 | 0 | 0 | 0 | 0 | 0 | 0 | 1 | 0.98924 | 0.97051 | 1 | 0.98924 | 0.97051 | 4.0085e-14 | -121.6008 | 119.7539 | 4.0479e-14 | -121.6008 | 119.7539
Line11_12_13 | 0 | 0 | 0 | 0 | 0 | 0 | 0 | 0 | 0 | 0 | 0 | 0 | -1.6341e-32 | -1.8799e-10 | -5.2461e-10 | 2.313e-18 | 1.8799e-10 | 5.2461e-10 | 2.313e-17 | 5.0663e-10 | 7.6412e-11 | -2.0817e-17 | -5.0663e-10 | -7.6412e-11 | 0 | 0 | 0 | 0 | 0 | 0 | 1 | 0.98924 | 0.97051 | 1 | 0.98924 | 0.97051 | 4.0479e-14 | -121.6008 | 119.7539 | 4.0851e-14 | -121.6008 | 119.7539
Line12_13_15 | 0 | 0 | 0 | 0 | 0 | 0 | 0 | 0 | 0 | 0 | 0 | 0 | 2.313e-18 | -1.128e-10 | -3.1477e-10 | -2.313e-18 | 1.128e-10 | 3.1477e-10 | 6.9389e-18 | 3.0398e-10 | 4.5847e-11 | -6.9389e-18 | -3.0398e-10 | -4.5847e-11 | 0 | 0 | 0 | 0 | 0 | 0 | 1 | 0.98924 | 0.97051 | 1 | 0.98924 | 0.97051 | 4.0851e-14 | -121.6008 | 119.7539 | 4.104e-14 | -121.6008 | 119.7539
Line13_13_14 | 0 | 0 | 0 | 0 | 0 | 0 | 0 | 0 | 0 | 0 | 0 | 0 | -1.1565e-18 | -3.7599e-11 | -1.0492e-10 | 1.1565e-18 | 3.7599e-11 | 1.0492e-10 | 2.313e-18 | 1.0133e-10 | 1.5282e-11 | -2.313e-18 | -1.0133e-10 | -1.5282e-11 | 0 | 0 | 0 | 0 | 0 | 0 | 1 | 0.98924 | 0.97051 | 1 | 0.98924 | 0.97051 | 4.0851e-14 | -121.6008 | 119.7539 | 4.0844e-14 | -121.6008 | 119.7539
Line14_15_16 | 0 | 0 | 0 | 0 | 0 | 0 | 0 | 0 | 0 | 0 | 0 | 0 | 2.8912e-18 | -7.5198e-11 | -2.0985e-10 | -2.8912e-18 | 7.5198e-11 | 2.0985e-10 | 6.9389e-18 | 2.0265e-10 | 3.0565e-11 | -6.9389e-18 | -2.0265e-10 | -3.0565e-11 | 0 | 0 | 0 | 0 | 0 | 0 | 1 | 0.98924 | 0.97051 | 1 | 0.98924 | 0.97051 | 4.104e-14 | -121.6008 | 119.7539 | 4.1203e-14 | -121.6008 | 119.7539
Line15_16_17 | 0 | 0 | 0 | 0 | 0 | 0 | 0 | 0 | 0 | 0 | 0 | 0 | -4.0477e-18 | -3.7599e-11 | -1.0492e-10 | 4.0477e-18 | 3.7599e-11 | 1.0492e-10 | -2.9108e-33 | 1.0133e-10 | 1.5282e-11 | 2.9149e-33 | -1.0133e-10 | -1.5282e-11 | 0 | 0 | 0 | 0 | 0 | 0 | 1 | 0.98924 | 0.97051 | 1 | 0.98924 | 0.97051 | 4.1203e-14 | -121.6008 | 119.7539 | 4.1262e-14 | -121.6008 | 119.7539
Line16_4_18 | 0 | 0 | 0 | 0 | 0 | 0 | 0 | 0 | 0 | 0 | 0 | 0 | -1.7347e-18 | -3.7599e-11 | -1.0492e-10 | 1.7347e-18 | 3.7599e-11 | 1.0492e-10 | 6.9389e-18 | 1.0133e-10 | 1.5282e-11 | -4.6259e-18 | -1.0133e-10 | -1.5282e-11 | 0 | 0 | 0 | 0 | 0 | 0 | 1 | 0.98924 | 0.97051 | 1 | 0.98924 | 0.97051 | 3.9564e-14 | -121.6008 | 119.7539 | 3.9622e-14 | -121.6008 | 119.7539
Line17_5_19 | 0 | 0 | 0 | 0 | 0 | 0 | 0 | 0 | 0 | 0 | 0 | 0 | -1.7347e-18 | -3.7599e-11 | -1.0492e-10 | 1.7347e-18 | 3.7599e-11 | 1.0492e-10 | 6.9389e-18 | 1.0133e-10 | 1.5282e-11 | -4.6259e-18 | -1.0133e-10 | -1.5282e-11 | 0 | 0 | 0 | 0 | 0 | 0 | 1 | 0.98924 | 0.97051 | 1 | 0.98924 | 0.97051 | 3.9564e-14 | -121.6008 | 119.7539 | 3.9622e-14 | -121.6008 | 119.7539
Line1_1_3 | 0 | 0 | 0 | 0 | 0 | 0 | 0 | 0 | 0 | 0 | 0 | 0 | 6.3607e-18 | -3.0079e-10 | -8.3938e-10 | -4.0477e-18 | 3.0079e-10 | 8.3938e-10 | 2.0817e-17 | 8.1061e-10 | 1.2226e-10 | -2.313e-17 | -8.1061e-10 | -1.2226e-10 | 0 | 0 | 0 | 0 | 0 | 0 | 1 | 0.98924 | 0.97051 | 1 | 0.98924 | 0.97051 | 3.9295e-14 | -121.6008 | 119.7539 | 3.9696e-14 | -121.6008 | 119.7539
Line2_1_4 | 0 | 0 | 0 | 0 | 0 | 0 | 0 | 0 | 0 | 0 | 0 | 0 | -5.7824e-18 | -7.5198e-11 | -2.0985e-10 | 8.0954e-18 | 7.5198e-11 | 2.0985e-10 | 1.1565e-17 | 2.0265e-10 | 3.0565e-11 | -1.1565e-17 | -2.0265e-10 | -3.0565e-11 | 0 | 0 | 0 | 0 | 0 | 0 | 1 | 0.98924 | 0.97051 | 1 | 0.98924 | 0.97051 | 3.9295e-14 | -121.6008 | 119.7539 | 3.9564e-14 | -121.6008 | 119.7539
Line3_1_5 | 0 | 0 | 0 | 0 | 0 | 0 | 0 | 0 | 0 | 0 | 0 | 0 | -5.7824e-18 | -7.5198e-11 | -2.0985e-10 | 8.0954e-18 | 7.5198e-11 | 2.0985e-10 | 1.1565e-17 | 2.0265e-10 | 3.0565e-11 | -1.1565e-17 | -2.0265e-10 | -3.0565e-11 | 0 | 0 | 0 | 0 | 0 | 0 | 1 | 0.98924 | 0.97051 | 1 | 0.98924 | 0.97051 | 3.9295e-14 | -121.6008 | 119.7539 | 3.9564e-14 | -121.6008 | 119.7539
Line4_2_6 | 0 | 0 | 0 | 0 | 0 | 0 | 0 | 0 | 0 | 0 | 0 | 0 | 2.0238e-17 | -1.8799e-10 | -5.2461e-10 | -1.7925e-17 | 1.8799e-10 | 5.2461e-10 | 2.0817e-17 | 5.0663e-10 | 7.6412e-11 | -2.0817e-17 | -5.0663e-10 | -7.6412e-11 | 0 | 0 | 0 | 0 | 0 | 0 | 1 | 0.98924 | 0.97051 | 1 | 0.98924 | 0.97051 | 3.9442e-14 | -121.6008 | 119.7539 | 3.9485e-14 | -121.6008 | 119.7539
Line5_6_7 | 0 | 0 | 0 | 0 | 0 | 0 | 0 | 0 | 0 | 0 | 0 | 0 | 9.8301e-18 | -1.504e-10 | -4.1969e-10 | -9.8301e-18 | 1.504e-10 | 4.1969e-10 | 1.3878e-17 | 4.053e-10 | 6.113e-11 | -1.8504e-17 | -4.053e-10 | -6.113e-11 | 0 | 0 | 0 | 0 | 0 | 0 | 1 | 0.98924 | 0.97051 | 1 | 0.98924 | 0.97051 | 3.9485e-14 | -121.6008 | 119.7539 | 3.9715e-14 | -121.6008 | 119.7539
Line6_7_8 | 0 | 0 | 0 | 0 | 0 | 0 | 0 | 0 | 0 | 0 | 0 | 0 | 1.1565e-18 | -1.128e-10 | -3.1477e-10 | -5.7824e-18 | 1.128e-10 | 3.1477e-10 | 1.6191e-17 | 3.0398e-10 | 4.5847e-11 | -1.6191e-17 | -3.0398e-10 | -4.5847e-11 | 0 | 0 | 0 | 0 | 0 | 0 | 1 | 0.98924 | 0.97051 | 1 | 0.98924 | 0.97051 | 3.9715e-14 | -121.6008 | 119.7539 | 3.9954e-14 | -121.6008 | 119.7539
Line7_8_9 | 0 | 0 | 0 | 0 | 0 | 0 | 0 | 0 | 0 | 0 | 0 | 0 | 5.7824e-18 | -3.7599e-11 | -1.0492e-10 | -5.7824e-18 | 3.7599e-11 | 1.0492e-10 | 4.6259e-18 | 1.0133e-10 | 1.5282e-11 | -4.6259e-18 | -1.0133e-10 | -1.5282e-11 | 0 | 0 | 0 | 0 | 0 | 0 | 1 | 0.98924 | 0.97051 | 1 | 0.98924 | 0.97051 | 3.9954e-14 | -121.6008 | 119.7539 | 3.9947e-14 | -121.6008 | 119.7539
Line8_8_10 | 0 | 0 | 0 | 0 | 0 | 0 | 0 | 0 | 0 | 0 | 0 | 0 | 5.7824e-19 | -3.7599e-11 | -1.0492e-10 | -5.7824e-19 | 3.7599e-11 | 1.0492e-10 | 6.9389e-18 | 1.0133e-10 | 1.5282e-11 | -6.9389e-18 | -1.0133e-10 | -1.5282e-11 | 0 | 0 | 0 | 0 | 0 | 0 | 1 | 0.98924 | 0.97051 | 1 | 0.98924 | 0.97051 | 3.9954e-14 | -121.6008 | 119.7539 | 4.0022e-14 | -121.6008 | 119.7539
Line9_3_11 | 0 | 0 | 0 | 0 | 0 | 0 | 0 | 0 | 0 | 0 | 0 | 0 | 8.0954e-18 | -2.6319e-10 | -7.3446e-10 | -5.7824e-18 | 2.6319e-10 | 7.3446e-10 | 1.8504e-17 | 7.0928e-10 | 1.0698e-10 | -1.3878e-17 | -7.0928e-10 | -1.0698e-10 | 0 | 0 | 0 | 0 | 0 | 0 | 1 | 0.98924 | 0.97051 | 1 | 0.98924 | 0.97051 | 3.9696e-14 | -121.6008 | 119.7539 | 4.0085e-14 | -121.6008 | 119.7539

## LL_min_fault_10
name | pf_ikss_a_from_ka | pf_ikss_b_from_ka | pf_ikss_c_from_ka | pf_ikss_a_to_ka | pf_ikss_b_to_ka | pf_ikss_c_to_ka | pf_skss_a_from_mw | pf_skss_b_from_mw | pf_skss_c_from_mw | pf_skss_a_to_mw | pf_skss_b_to_mw | pf_skss_c_to_mw | pf_p_a_from_mw | pf_p_b_from_mw | pf_p_c_from_mw | pf_p_a_to_mw | pf_p_b_to_mw | pf_p_c_to_mw | pf_q_a_from_mvar | pf_q_b_from_mvar | pf_q_c_from_mvar | pf_q_a_to_mvar | pf_q_b_to_mvar | pf_q_c_to_mvar | pf_ikss_a_from_degree | pf_ikss_b_from_degree | pf_ikss_c_from_degree | pf_ikss_a_to_degree | pf_ikss_b_to_degree | pf_ikss_c_to_degree | pf_vm_a_from_pu | pf_vm_b_from_pu | pf_vm_c_from_pu | pf_vm_a_to_pu | pf_vm_b_to_pu | pf_vm_c_to_pu | pf_va_a_from_degree | pf_va_b_from_degree | pf_va_c_from_degree | pf_va_a_to_degree | pf_va_b_to_degree | pf_va_c_to_degree
Line0_1_2 | 0 | 0 | 0 | 0 | 0 | 0 | 0 | 0 | 0 | 0 | 0 | 0 | 1.7925e-17 | -2.2559e-10 | -6.2954e-10 | -1.33e-17 | 2.2559e-10 | 6.2954e-10 | 2.313e-17 | 6.0796e-10 | 9.1694e-11 | -2.0817e-17 | -6.0796e-10 | -9.1694e-11 | 0 | 0 | 0 | 0 | 0 | 0 | 1 | 0.98924 | 0.97051 | 1 | 0.98924 | 0.97051 | 3.9295e-14 | -121.6008 | 119.7539 | 3.9442e-14 | -121.6008 | 119.7539
Line10_11_12 | 0 | 0 | 0 | 0 | 0 | 0 | 0 | 0 | 0 | 0 | 0 | 0 | -1.7347e-18 | -2.2559e-10 | -6.2954e-10 | -5.7824e-19 | 2.2559e-10 | 6.2954e-10 | 1.1565e-17 | 6.0796e-10 | 9.1694e-11 | -1.6191e-17 | -6.0796e-10 | -9.1694e-11 | 0 | 0 | 0 | 0 | 0 | 0 | 1 | 0.98924 | 0.97051 | 1 | 0.98924 | 0.97051 | 4.0085e-14 | -121.6008 | 119.7539 | 4.0479e-14 | -121.6008 | 119.7539
Line11_12_13 | 0 | 0 | 0 | 0 | 0 | 0 | 0 | 0 | 0 | 0 | 0 | 0 | -1.6341e-32 | -1.8799e-10 | -5.2461e-10 | 2.313e-18 | 1.8799e-10 | 5.2461e-10 | 2.313e-17 | 5.0663e-10 | 7.6412e-11 | -2.0817e-17 | -5.0663e-10 | -7.6412e-11 | 0 | 0 | 0 | 0 | 0 | 0 | 1 | 0.98924 | 0.97051 | 1 | 0.98924 | 0.97051 | 4.0479e-14 | -121.6008 | 119.7539 | 4.0851e-14 | -121.6008 | 119.7539
Line12_13_15 | 0 | 0 | 0 | 0 | 0 | 0 | 0 | 0 | 0 | 0 | 0 | 0 | 2.313e-18 | -1.128e-10 | -3.1477e-10 | -2.313e-18 | 1.128e-10 | 3.1477e-10 | 6.9389e-18 | 3.0398e-10 | 4.5847e-11 | -6.9389e-18 | -3.0398e-10 | -4.5847e-11 | 0 | 0 | 0 | 0 | 0 | 0 | 1 | 0.98924 | 0.97051 | 1 | 0.98924 | 0.97051 | 4.0851e-14 | -121.6008 | 119.7539 | 4.104e-14 | -121.6008 | 119.7539
Line13_13_14 | 0 | 0 | 0 | 0 | 0 | 0 | 0 | 0 | 0 | 0 | 0 | 0 | -1.1565e-18 | -3.7599e-11 | -1.0492e-10 | 1.1565e-18 | 3.7599e-11 | 1.0492e-10 | 2.313e-18 | 1.0133e-10 | 1.5282e-11 | -2.313e-18 | -1.0133e-10 | -1.5282e-11 | 0 | 0 | 0 | 0 | 0 | 0 | 1 | 0.98924 | 0.97051 | 1 | 0.98924 | 0.97051 | 4.0851e-14 | -121.6008 | 119.7539 | 4.0844e-14 | -121.6008 | 119.7539
Line14_15_16 | 0 | 0 | 0 | 0 | 0 | 0 | 0 | 0 | 0 | 0 | 0 | 0 | 2.8912e-18 | -7.5198e-11 | -2.0985e-10 | -2.8912e-18 | 7.5198e-11 | 2.0985e-10 | 6.9389e-18 | 2.0265e-10 | 3.0565e-11 | -6.9389e-18 | -2.0265e-10 | -3.0565e-11 | 0 | 0 | 0 | 0 | 0 | 0 | 1 | 0.98924 | 0.97051 | 1 | 0.98924 | 0.97051 | 4.104e-14 | -121.6008 | 119.7539 | 4.1203e-14 | -121.6008 | 119.7539
Line15_16_17 | 0 | 0 | 0 | 0 | 0 | 0 | 0 | 0 | 0 | 0 | 0 | 0 | -4.0477e-18 | -3.7599e-11 | -1.0492e-10 | 4.0477e-18 | 3.7599e-11 | 1.0492e-10 | -2.9108e-33 | 1.0133e-10 | 1.5282e-11 | 2.9149e-33 | -1.0133e-10 | -1.5282e-11 | 0 | 0 | 0 | 0 | 0 | 0 | 1 | 0.98924 | 0.97051 | 1 | 0.98924 | 0.97051 | 4.1203e-14 | -121.6008 | 119.7539 | 4.1262e-14 | -121.6008 | 119.7539
Line16_4_18 | 0 | 0 | 0 | 0 | 0 | 0 | 0 | 0 | 0 | 0 | 0 | 0 | -1.7347e-18 | -3.7599e-11 | -1.0492e-10 | 1.7347e-18 | 3.7599e-11 | 1.0492e-10 | 6.9389e-18 | 1.0133e-10 | 1.5282e-11 | -4.6259e-18 | -1.0133e-10 | -1.5282e-11 | 0 | 0 | 0 | 0 | 0 | 0 | 1 | 0.98924 | 0.97051 | 1 | 0.98924 | 0.97051 | 3.9564e-14 | -121.6008 | 119.7539 | 3.9622e-14 | -121.6008 | 119.7539
Line17_5_19 | 0 | 0 | 0 | 0 | 0 | 0 | 0 | 0 | 0 | 0 | 0 | 0 | -1.7347e-18 | -3.7599e-11 | -1.0492e-10 | 1.7347e-18 | 3.7599e-11 | 1.0492e-10 | 6.9389e-18 | 1.0133e-10 | 1.5282e-11 | -4.6259e-18 | -1.0133e-10 | -1.5282e-11 | 0 | 0 | 0 | 0 | 0 | 0 | 1 | 0.98924 | 0.97051 | 1 | 0.98924 | 0.97051 | 3.9564e-14 | -121.6008 | 119.7539 | 3.9622e-14 | -121.6008 | 119.7539
Line1_1_3 | 0 | 0 | 0 | 0 | 0 | 0 | 0 | 0 | 0 | 0 | 0 | 0 | 6.3607e-18 | -3.0079e-10 | -8.3938e-10 | -4.0477e-18 | 3.0079e-10 | 8.3938e-10 | 2.0817e-17 | 8.1061e-10 | 1.2226e-10 | -2.313e-17 | -8.1061e-10 | -1.2226e-10 | 0 | 0 | 0 | 0 | 0 | 0 | 1 | 0.98924 | 0.97051 | 1 | 0.98924 | 0.97051 | 3.9295e-14 | -121.6008 | 119.7539 | 3.9696e-14 | -121.6008 | 119.7539
Line2_1_4 | 0 | 0 | 0 | 0 | 0 | 0 | 0 | 0 | 0 | 0 | 0 | 0 | -5.7824e-18 | -7.5198e-11 | -2.0985e-10 | 8.0954e-18 | 7.5198e-11 | 2.0985e-10 | 1.1565e-17 | 2.0265e-10 | 3.0565e-11 | -1.1565e-17 | -2.0265e-10 | -3.0565e-11 | 0 | 0 | 0 | 0 | 0 | 0 | 1 | 0.98924 | 0.97051 | 1 | 0.98924 | 0.97051 | 3.9295e-14 | -121.6008 | 119.7539 | 3.9564e-14 | -121.6008 | 119.7539
Line3_1_5 | 0 | 0 | 0 | 0 | 0 | 0 | 0 | 0 | 0 | 0 | 0 | 0 | -5.7824e-18 | -7.5198e-11 | -2.0985e-10 | 8.0954e-18 | 7.5198e-11 | 2.0985e-10 | 1.1565e-17 | 2.0265e-10 | 3.0565e-11 | -1.1565e-17 | -2.0265e-10 | -3.0565e-11 | 0 | 0 | 0 | 0 | 0 | 0 | 1 | 0.98924 | 0.97051 | 1 | 0.98924 | 0.97051 | 3.9295e-14 | -121.6008 | 119.7539 | 3.9564e-14 | -121.6008 | 119.7539
Line4_2_6 | 0 | 0 | 0 | 0 | 0 | 0 | 0 | 0 | 0 | 0 | 0 | 0 | 2.0238e-17 | -1.8799e-10 | -5.2461e-10 | -1.7925e-17 | 1.8799e-10 | 5.2461e-10 | 2.0817e-17 | 5.0663e-10 | 7.6412e-11 | -2.0817e-17 | -5.0663e-10 | -7.6412e-11 | 0 | 0 | 0 | 0 | 0 | 0 | 1 | 0.98924 | 0.97051 | 1 | 0.98924 | 0.97051 | 3.9442e-14 | -121.6008 | 119.7539 | 3.9485e-14 | -121.6008 | 119.7539
Line5_6_7 | 0 | 0 | 0 | 0 | 0 | 0 | 0 | 0 | 0 | 0 | 0 | 0 | 9.8301e-18 | -1.504e-10 | -4.1969e-10 | -9.8301e-18 | 1.504e-10 | 4.1969e-10 | 1.3878e-17 | 4.053e-10 | 6.113e-11 | -1.8504e-17 | -4.053e-10 | -6.113e-11 | 0 | 0 | 0 | 0 | 0 | 0 | 1 | 0.98924 | 0.97051 | 1 | 0.98924 | 0.97051 | 3.9485e-14 | -121.6008 | 119.7539 | 3.9715e-14 | -121.6008 | 119.7539
Line6_7_8 | 0 | 0 | 0 | 0 | 0 | 0 | 0 | 0 | 0 | 0 | 0 | 0 | 1.1565e-18 | -1.128e-10 | -3.1477e-10 | -5.7824e-18 | 1.128e-10 | 3.1477e-10 | 1.6191e-17 | 3.0398e-10 | 4.5847e-11 | -1.6191e-17 | -3.0398e-10 | -4.5847e-11 | 0 | 0 | 0 | 0 | 0 | 0 | 1 | 0.98924 | 0.97051 | 1 | 0.98924 | 0.97051 | 3.9715e-14 | -121.6008 | 119.7539 | 3.9954e-14 | -121.6008 | 119.7539
Line7_8_9 | 0 | 0 | 0 | 0 | 0 | 0 | 0 | 0 | 0 | 0 | 0 | 0 | 5.7824e-18 | -3.7599e-11 | -1.0492e-10 | -5.7824e-18 | 3.7599e-11 | 1.0492e-10 | 4.6259e-18 | 1.0133e-10 | 1.5282e-11 | -4.6259e-18 | -1.0133e-10 | -1.5282e-11 | 0 | 0 | 0 | 0 | 0 | 0 | 1 | 0.98924 | 0.97051 | 1 | 0.98924 | 0.97051 | 3.9954e-14 | -121.6008 | 119.7539 | 3.9947e-14 | -121.6008 | 119.7539
Line8_8_10 | 0 | 0 | 0 | 0 | 0 | 0 | 0 | 0 | 0 | 0 | 0 | 0 | 5.7824e-19 | -3.7599e-11 | -1.0492e-10 | -5.7824e-19 | 3.7599e-11 | 1.0492e-10 | 6.9389e-18 | 1.0133e-10 | 1.5282e-11 | -6.9389e-18 | -1.0133e-10 | -1.5282e-11 | 0 | 0 | 0 | 0 | 0 | 0 | 1 | 0.98924 | 0.97051 | 1 | 0.98924 | 0.97051 | 3.9954e-14 | -121.6008 | 119.7539 | 4.0022e-14 | -121.6008 | 119.7539
Line9_3_11 | 0 | 0 | 0 | 0 | 0 | 0 | 0 | 0 | 0 | 0 | 0 | 0 | 8.0954e-18 | -2.6319e-10 | -7.3446e-10 | -5.7824e-18 | 2.6319e-10 | 7.3446e-10 | 1.8504e-17 | 7.0928e-10 | 1.0698e-10 | -1.3878e-17 | -7.0928e-10 | -1.0698e-10 | 0 | 0 | 0 | 0 | 0 | 0 | 1 | 0.98924 | 0.97051 | 1 | 0.98924 | 0.97051 | 3.9696e-14 | -121.6008 | 119.7539 | 4.0085e-14 | -121.6008 | 119.7539

## LG_max_6
name | pf_ikss_a_from_ka | pf_ikss_b_from_ka | pf_ikss_c_from_ka | pf_ikss_a_to_ka | pf_ikss_b_to_ka | pf_ikss_c_to_ka | pf_skss_a_from_mw | pf_skss_b_from_mw | pf_skss_c_from_mw | pf_skss_a_to_mw | pf_skss_b_to_mw | pf_skss_c_to_mw | pf_p_a_from_mw | pf_p_b_from_mw | pf_p_c_from_mw | pf_p_a_to_mw | pf_p_b_to_mw | pf_p_c_to_mw | pf_q_a_from_mvar | pf_q_b_from_mvar | pf_q_c_from_mvar | pf_q_a_to_mvar | pf_q_b_to_mvar | pf_q_c_to_mvar | pf_ikss_a_from_degree | pf_ikss_b_from_degree | pf_ikss_c_from_degree | pf_ikss_a_to_degree | pf_ikss_b_to_degree | pf_ikss_c_to_degree | pf_vm_a_from_pu | pf_vm_b_from_pu | pf_vm_c_from_pu | pf_vm_a_to_pu | pf_vm_b_to_pu | pf_vm_c_to_pu | pf_va_a_from_degree | pf_va_b_from_degree | pf_va_c_from_degree | pf_va_a_to_degree | pf_va_b_to_degree | pf_va_c_to_degree
Line0_1_2 | 0.17321 | 0.17321 | 0.1732 | 0.17321 | 0.17321 | 0.1732 | 0.04 | 0.04 | 0.04 | 0.04 | 0.04 | 0.04 | -0.0016333 | 0.0088202 | -0.016466 | 0.0019333 | -0.0085202 | 0.016766 | -0.016672 | -0.039835 | -0.037306 | 0.017272 | 0.040435 | 0.037906 | 95.7107 | -24.2895 | -144.2894 | -84.2893 | 155.7105 | 35.7106 | 0.41879 | 1.02 | 1.0195 | 0.43449 | 1.0331 | 1.0362 | 0.11553 | -101.8046 | 101.8948 | -0.67594 | -102.3906 | 101.8503
Line10_11_12 | 0.17321 | 0.17321 | 0.1732 | 0.17321 | 0.17321 | 0.1732 | 0.04 | 0.04 | 0.04 | 0.04 | 0.04 | 0.04 | -0.0022333 | 0.0082202 | -0.017066 | 0.0025333 | -0.0079202 | 0.017366 | -0.017872 | -0.041035 | -0.038506 | 0.018472 | 0.041635 | 0.039106 | 95.7107 | -24.2895 | -144.2894 | -84.2893 | 155.7105 | 35.7106 | 0.45027 | 1.0463 | 1.053 | 0.46612 | 1.0595 | 1.0697 | -1.4121 | -102.9619 | 101.8072 | -2.0983 | -103.5189 | 101.7655
Line11_12_13 | 0.17321 | 0.17321 | 0.1732 | 0.17321 | 0.17321 | 0.1732 | 0.04 | 0.04 | 0.04 | 0.04 | 0.04 | 0.04 | -0.0025333 | 0.0079202 | -0.017366 | 0.0028333 | -0.0076202 | 0.017666 | -0.018472 | -0.041635 | -0.039106 | 0.019072 | 0.042235 | 0.039706 | 95.7107 | -24.2895 | -144.2894 | -84.2893 | 155.7105 | 35.7106 | 0.46612 | 1.0595 | 1.0697 | 0.48203 | 1.0729 | 1.0865 | -2.0983 | -103.5189 | 101.7655 | -2.7392 | -104.062 | 101.7251
Line12_13_15 | 0 | 0 | 0 | 0 | 0 | 0 | 0 | 0 | 0 | 0 | 0 | 0 | -3.27e-09 | 1.7945e-10 | 5.0143e-10 | 3.27e-09 | -1.7945e-10 | -5.0143e-10 | 2.7874e-10 | -3.5649e-09 | 4.1224e-09 | -2.7874e-10 | 3.5649e-09 | -4.1224e-09 | 0 | 0 | 0 | 0 | 0 | 0 | 0.48203 | 1.0729 | 1.0865 | 0.48203 | 1.0729 | 1.0865 | -2.7392 | -104.062 | 101.7251 | -2.7392 | -104.062 | 101.7251
Line13_13_14 | 0.17321 | 0.17321 | 0.1732 | 0.17321 | 0.17321 | 0.1732 | 0.04 | 0.04 | 0.04 | 0.04 | 0.04 | 0.04 | -0.0028333 | 0.0076202 | -0.017666 | 0.0031333 | -0.0073202 | 0.017966 | -0.019072 | -0.042235 | -0.039706 | 0.019672 | 0.042835 | 0.040306 | 95.7107 | -24.2895 | -144.2894 | -84.2893 | 155.7105 | 35.7106 | 0.48203 | 1.0729 | 1.0865 | 0.498 | 1.0864 | 1.1032 | -2.7392 | -104.062 | 101.7251 | -3.3392 | -104.5918 | 101.6859
Line14_15_16 | 0 | 0 | 0 | 0 | 0 | 0 | 0 | 0 | 0 | 0 | 0 | 0 | -2.18e-09 | 1.1963e-10 | 3.3428e-10 | 2.18e-09 | -1.1963e-10 | -3.3428e-10 | 1.8583e-10 | -2.3766e-09 | 2.7483e-09 | -1.8583e-10 | 2.3766e-09 | -2.7483e-09 | 0 | 0 | 0 | 0 | 0 | 0 | 0.48203 | 1.0729 | 1.0865 | 0.48203 | 1.0729 | 1.0865 | -2.7392 | -104.062 | 101.7251 | -2.7392 | -104.062 | 101.7251
Line15_16_17 | 0 | 0 | 0 | 0 | 0 | 0 | 0 | 0 | 0 | 0 | 0 | 0 | -1.09e-09 | 5.9816e-11 | 1.6714e-10 | 1.09e-09 | -5.9816e-11 | -1.6714e-10 | 9.2914e-11 | -1.1883e-09 | 1.3741e-09 | -9.2913e-11 | 1.1883e-09 | -1.3741e-09 | 0 | 0 | 0 | 0 | 0 | 0 | 0.48203 | 1.0729 | 1.0865 | 0.48203 | 1.0729 | 1.0865 | -2.7392 | -104.062 | 101.7251 | -2.7392 | -104.062 | 101.7251
Line16_4_18 | 0 | 0 | 0 | 0 | 0 | 0 | 0 | 0 | 0 | 0 | 0 | 0 | -1.0601e-09 | -5.8279e-11 | -3.4397e-11 | 1.0601e-09 | 5.8278e-11 | 3.4397e-11 | 2.0674e-11 | -1.2605e-09 | 1.3019e-09 | -2.0674e-11 | 1.2605e-09 | -1.3019e-09 | 0 | 0 | 0 | 0 | 0 | 0 | 0.43449 | 1.0331 | 1.0362 | 0.43449 | 1.0331 | 1.0362 | -0.67594 | -102.3906 | 101.8503 | -0.67594 | -102.3906 | 101.8503
Line17_5_19 | 0 | 0 | 0 | 0 | 0 | 0 | 0 | 0 | 0 | 0 | 0 | 0 | -1.046e-09 | -9.3519e-11 | -9.7452e-11 | 1.046e-09 | 9.3518e-11 | 9.7452e-11 | -3.4058e-12 | -1.2846e-09 | 1.2778e-09 | 3.4058e-12 | 1.2846e-09 | -1.2778e-09 | 0 | 0 | 0 | 0 | 0 | 0 | 0.41879 | 1.02 | 1.0195 | 0.41879 | 1.02 | 1.0195 | 0.11553 | -101.8046 | 101.8948 | 0.11553 | -101.8046 | 101.8948
Line1_1_3 | 0.17321 | 0.17321 | 0.1732 | 0.17321 | 0.17321 | 0.1732 | 0.04 | 0.04 | 0.04 | 0.04 | 0.04 | 0.04 | -0.0016333 | 0.0088202 | -0.016466 | 0.0019333 | -0.0085202 | 0.016766 | -0.016672 | -0.039835 | -0.037306 | 0.017272 | 0.040435 | 0.037906 | 95.7107 | -24.2895 | -144.2894 | -84.2893 | 155.7105 | 35.7106 | 0.41879 | 1.02 | 1.0195 | 0.43449 | 1.0331 | 1.0362 | 0.11553 | -101.8046 | 101.8948 | -0.67594 | -102.3906 | 101.8503
Line2_1_4 | 0.17321 | 0.17321 | 0.1732 | 0.17321 | 0.17321 | 0.1732 | 0.04 | 0.04 | 0.04 | 0.04 | 0.04 | 0.04 | -0.0016333 | 0.0088202 | -0.016466 | 0.0019333 | -0.0085202 | 0.016766 | -0.016672 | -0.039835 | -0.037306 | 0.017272 | 0.040435 | 0.037906 | 95.7107 | -24.2895 | -144.2894 | -84.2893 | 155.7105 | 35.7106 | 0.41879 | 1.02 | 1.0195 | 0.43449 | 1.0331 | 1.0362 | 0.11553 | -101.8046 | 101.8948 | -0.67594 | -102.3906 | 101.8503
Line3_1_5 | 0 | 0 | 0 | 0 | 0 | 0 | 0 | 0 | 0 | 0 | 0 | 0 | -2.0921e-09 | -1.8704e-10 | -1.949e-10 | 2.0921e-09 | 1.8704e-10 | 1.949e-10 | -6.8113e-12 | -2.5692e-09 | 2.5556e-09 | 6.8116e-12 | 2.5692e-09 | -2.5556e-09 | 0 | 0 | 0 | 0 | 0 | 0 | 0.41879 | 1.02 | 1.0195 | 0.41879 | 1.02 | 1.0195 | 0.11553 | -101.8046 | 101.8948 | 0.11553 | -101.8046 | 101.8948
Line4_2_6 | 0.17321 | 0.17321 | 0.1732 | 0.17321 | 0.17321 | 0.1732 | 0.04 | 0.04 | 0.04 | 0.04 | 0.04 | 0.04 | -0.0019333 | 0.0085202 | -0.016766 | 0.0022333 | -0.0082202 | 0.017066 | -0.017272 | -0.040435 | -0.037906 | 0.017872 | 0.041035 | 0.038506 | 95.7107 | -24.2895 | -144.2894 | -84.2893 | 155.7105 | 35.7106 | 0.43449 | 1.0331 | 1.0362 | 0.45027 | 1.0463 | 1.053 | -0.67594 | -102.3906 | 101.8503 | -1.4121 | -102.9619 | 101.8072
Line5_6_7 | 0.17321 | 0.17321 | 0.1732 | 0.17321 | 0.17321 | 0.1732 | 0.04 | 0.04 | 0.04 | 0.04 | 0.04 | 0.04 | -0.0022333 | 0.0082202 | -0.017066 | 0.0025333 | -0.0079202 | 0.017366 | -0.017872 | -0.041035 | -0.038506 | 0.018472 | 0.041635 | 0.039106 | 95.7107 | -24.2895 | -144.2894 | -84.2893 | 155.7105 | 35.7106 | 0.45027 | 1.0463 | 1.053 | 0.46612 | 1.0595 | 1.0697 | -1.4121 | -102.9619 | 101.8072 | -2.0983 | -103.5189 | 101.7655
Line6_7_8 | 0 | 0 | 0 | 0 | 0 | 0 | 0 | 0 | 0 | 0 | 0 | 0 | -3.2463e-09 | 5.5167e-11 | 2.937e-10 | 3.2463e-09 | -5.5166e-11 | -2.937e-10 | 2.065e-10 | -3.6371e-09 | 4.0501e-09 | -2.065e-10 | 3.6371e-09 | -4.0502e-09 | 0 | 0 | 0 | 0 | 0 | 0 | 0.46612 | 1.0595 | 1.0697 | 0.46612 | 1.0595 | 1.0697 | -2.0983 | -103.5189 | 101.7655 | -2.0983 | -103.5189 | 101.7655
Line7_8_9 | 0 | 0 | 0 | 0 | 0 | 0 | 0 | 0 | 0 | 0 | 0 | 0 | -1.0821e-09 | 1.8389e-11 | 9.79e-11 | 1.0821e-09 | -1.8389e-11 | -9.79e-11 | 6.8833e-11 | -1.2124e-09 | 1.3501e-09 | -6.8833e-11 | 1.2124e-09 | -1.35e-09 | 0 | 0 | 0 | 0 | 0 | 0 | 0.46612 | 1.0595 | 1.0697 | 0.46612 | 1.0595 | 1.0697 | -2.0983 | -103.5189 | 101.7655 | -2.0983 | -103.5189 | 101.7655
Line8_8_10 | 0 | 0 | 0 | 0 | 0 | 0 | 0 | 0 | 0 | 0 | 0 | 0 | -1.0821e-09 | 1.8389e-11 | 9.79e-11 | 1.0821e-09 | -1.8389e-11 | -9.79e-11 | 6.8834e-11 | -1.2124e-09 | 1.35e-09 | -6.8834e-11 | 1.2124e-09 | -1.3501e-09 | 0 | 0 | 0 | 0 | 0 | 0 | 0.46612 | 1.0595 | 1.0697 | 0.46612 | 1.0595 | 1.0697 | -2.0983 | -103.5189 | 101.7655 | -2.0983 | -103.5189 | 101.7655
Line9_3_11 | 0.17321 | 0.17321 | 0.1732 | 0.17321 | 0.17321 | 0.1732 | 0.04 | 0.04 | 0.04 | 0.04 | 0.04 | 0.04 | -0.0019333 | 0.0085202 | -0.016766 | 0.0022333 | -0.0082202 | 0.017066 | -0.017272 | -0.040435 | -0.037906 | 0.017872 | 0.041035 | 0.038506 | 95.7107 | -24.2895 | -144.2894 | -84.2893 | 155.7105 | 35.7106 | 0.43449 | 1.0331 | 1.0362 | 0.45027 | 1.0463 | 1.053 | -0.67594 | -102.3906 | 101.8503 | -1.4121 | -102.9619 | 101.8072

## LG_max_10
name | pf_ikss_a_from_ka | pf_ikss_b_from_ka | pf_ikss_c_from_ka | pf_ikss_a_to_ka | pf_ikss_b_to_ka | pf_ikss_c_to_ka | pf_skss_a_from_mw | pf_skss_b_from_mw | pf_skss_c_from_mw | pf_skss_a_to_mw | pf_skss_b_to_mw | pf_skss_c_to_mw | pf_p_a_from_mw | pf_p_b_from_mw | pf_p_c_from_mw | pf_p_a_to_mw | pf_p_b_to_mw | pf_p_c_to_mw | pf_q_a_from_mvar | pf_q_b_from_mvar | pf_q_c_from_mvar | pf_q_a_to_mvar | pf_q_b_to_mvar | pf_q_c_to_mvar | pf_ikss_a_from_degree | pf_ikss_b_from_degree | pf_ikss_c_from_degree | pf_ikss_a_to_degree | pf_ikss_b_to_degree | pf_ikss_c_to_degree | pf_vm_a_from_pu | pf_vm_b_from_pu | pf_vm_c_from_pu | pf_vm_a_to_pu | pf_vm_b_to_pu | pf_vm_c_to_pu | pf_va_a_from_degree | pf_va_b_from_degree | pf_va_c_from_degree | pf_va_a_to_degree | pf_va_b_to_degree | pf_va_c_to_degree
Line0_1_2 | 0.17321 | 0.17321 | 0.1732 | 0.17321 | 0.17321 | 0.1732 | 0.04 | 0.04 | 0.04 | 0.04 | 0.04 | 0.04 | -0.0016415 | 0.0088119 | -0.016475 | 0.0019415 | -0.0085119 | 0.016775 | -0.016771 | -0.039934 | -0.037405 | 0.017371 | 0.040534 | 0.038005 | 95.7107 | -24.2895 | -144.2894 | -84.2893 | 155.7105 | 35.7106 | 0.42127 | 1.0224 | 1.0218 | 0.43697 | 1.0354 | 1.0386 | 0.12032 | -101.8458 | 101.94 | -0.66684 | -102.4299 | 101.8949
Line10_11_12 | 0.17321 | 0.17321 | 0.1732 | 0.17321 | 0.17321 | 0.1732 | 0.04 | 0.04 | 0.04 | 0.04 | 0.04 | 0.04 | -0.0022415 | 0.0082119 | -0.017075 | 0.0025415 | -0.0079119 | 0.017375 | -0.017971 | -0.041134 | -0.038605 | 0.018571 | 0.041734 | 0.039205 | 95.7107 | -24.2895 | -144.2894 | -84.2893 | 155.7105 | 35.7106 | 0.45275 | 1.0486 | 1.0553 | 0.46859 | 1.0619 | 1.0721 | -1.3993 | -102.9994 | 101.8513 | -2.0823 | -103.5547 | 101.809
Line11_12_13 | 0.17321 | 0.17321 | 0.1732 | 0.17321 | 0.17321 | 0.1732 | 0.04 | 0.04 | 0.04 | 0.04 | 0.04 | 0.04 | -0.0025415 | 0.0079119 | -0.017375 | 0.0028415 | -0.0076119 | 0.017675 | -0.018571 | -0.041734 | -0.039205 | 0.019171 | 0.042334 | 0.039805 | 95.7107 | -24.2895 | -144.2894 | -84.2893 | 155.7105 | 35.7106 | 0.46859 | 1.0619 | 1.0721 | 0.4845 | 1.0753 | 1.0888 | -2.0823 | -103.5547 | 101.809 | -2.7205 | -104.0962 | 101.7679
Line12_13_15 | 0 | 0 | 0 | 0 | 0 | 0 | 0 | 0 | 0 | 0 | 0 | 0 | -3.2737e-09 | 2.0601e-10 | 5.2743e-10 | 3.2737e-09 | -2.0601e-10 | -5.2743e-10 | 2.7825e-10 | -3.5654e-09 | 4.1219e-09 | -2.7825e-10 | 3.5654e-09 | -4.1219e-09 | 0 | 0 | 0 | 0 | 0 | 0 | 0.4845 | 1.0753 | 1.0888 | 0.4845 | 1.0753 | 1.0888 | -2.7205 | -104.0962 | 101.7679 | -2.7205 | -104.0962 | 101.7679
Line13_13_14 | 0.17321 | 0.17321 | 0.1732 | 0.17321 | 0.17321 | 0.1732 | 0.04 | 0.04 | 0.04 | 0.04 | 0.04 | 0.04 | -0.0028415 | 0.0076119 | -0.017675 | 0.0031415 | -0.0073119 | 0.017975 | -0.019171 | -0.042334 | -0.039805 | 0.019771 | 0.042934 | 0.040405 | 95.7107 | -24.2895 | -144.2894 | -84.2893 | 155.7105 | 35.7106 | 0.4845 | 1.0753 | 1.0888 | 0.50047 | 1.0888 | 1.1056 | -2.7205 | -104.0962 | 101.7679 | -3.3181 | -104.6243 | 101.7282
Line14_15_16 | 0 | 0 | 0 | 0 | 0 | 0 | 0 | 0 | 0 | 0 | 0 | 0 | -2.1825e-09 | 1.3734e-10 | 3.5162e-10 | 2.1825e-09 | -1.3734e-10 | -3.5162e-10 | 1.855e-10 | -2.3769e-09 | 2.7479e-09 | -1.855e-10 | 2.3769e-09 | -2.7479e-09 | 0 | 0 | 0 | 0 | 0 | 0 | 0.4845 | 1.0753 | 1.0888 | 0.4845 | 1.0753 | 1.0888 | -2.7205 | -104.0962 | 101.7679 | -2.7205 | -104.0962 | 101.7679
Line15_16_17 | 0 | 0 | 0 | 0 | 0 | 0 | 0 | 0 | 0 | 0 | 0 | 0 | -1.0912e-09 | 6.867e-11 | 1.7581e-10 | 1.0912e-09 | -6.8671e-11 | -1.7581e-10 | 9.2752e-11 | -1.1885e-09 | 1.374e-09 | -9.2751e-11 | 1.1885e-09 | -1.374e-09 | 0 | 0 | 0 | 0 | 0 | 0 | 0.4845 | 1.0753 | 1.0888 | 0.4845 | 1.0753 | 1.0888 | -2.7205 | -104.0962 | 101.7679 | -2.7205 | -104.0962 | 101.7679
Line16_4_18 | 0 | 0 | 0 | 0 | 0 | 0 | 0 | 0 | 0 | 0 | 0 | 0 | -1.0622e-09 | -5.0272e-11 | -2.6578e-11 | 1.0622e-09 | 5.0272e-11 | 2.6578e-11 | 2.0512e-11 | -1.2607e-09 | 1.3017e-09 | -2.0512e-11 | 1.2607e-09 | -1.3017e-09 | 0 | 0 | 0 | 0 | 0 | 0 | 0.43697 | 1.0354 | 1.0386 | 0.43697 | 1.0354 | 1.0386 | -0.66684 | -102.4299 | 101.8949 | -0.66684 | -102.4299 | 101.8949
Line17_5_19 | 0 | 0 | 0 | 0 | 0 | 0 | 0 | 0 | 0 | 0 | 0 | 0 | -1.0484e-09 | -8.5795e-11 | -8.9915e-11 | 1.0484e-09 | 8.5794e-11 | 8.9916e-11 | -3.5678e-12 | -1.2848e-09 | 1.2776e-09 | 3.5681e-12 | 1.2848e-09 | -1.2776e-09 | 0 | 0 | 0 | 0 | 0 | 0 | 0.42127 | 1.0224 | 1.0218 | 0.42127 | 1.0224 | 1.0218 | 0.12032 | -101.8458 | 101.94 | 0.12032 | -101.8458 | 101.94
Line1_1_3 | 0.17321 | 0.17321 | 0.1732 | 0.17321 | 0.17321 | 0.1732 | 0.04 | 0.04 | 0.04 | 0.04 | 0.04 | 0.04 | -0.0016415 | 0.0088119 | -0.016475 | 0.0019415 | -0.0085119 | 0.016775 | -0.016771 | -0.039934 | -0.037405 | 0.017371 | 0.040534 | 0.038005 | 95.7107 | -24.2895 | -144.2894 | -84.2893 | 155.7105 | 35.7106 | 0.42127 | 1.0224 | 1.0218 | 0.43697 | 1.0354 | 1.0386 | 0.12032 | -101.8458 | 101.94 | -0.66684 | -102.4299 | 101.8949
Line2_1_4 | 0.17321 | 0.17321 | 0.1732 | 0.17321 | 0.17321 | 0.1732 | 0.04 | 0.04 | 0.04 | 0.04 | 0.04 | 0.04 | -0.0016415 | 0.0088119 | -0.016475 | 0.0019415 | -0.0085119 | 0.016775 | -0.016771 | -0.039934 | -0.037405 | 0.017371 | 0.040534 | 0.038005 | 95.7107 | -24.2895 | -144.2894 | -84.2893 | 155.7105 | 35.7106 | 0.42127 | 1.0224 | 1.0218 | 0.43697 | 1.0354 | 1.0386 | 0.12032 | -101.8458 | 101.94 | -0.66684 | -102.4299 | 101.8949
Line3_1_5 | 0 | 0 | 0 | 0 | 0 | 0 | 0 | 0 | 0 | 0 | 0 | 0 | -2.0968e-09 | -1.7159e-10 | -1.7983e-10 | 2.0968e-09 | 1.7159e-10 | 1.7983e-10 | -7.1358e-12 | -2.5696e-09 | 2.5553e-09 | 7.1359e-12 | 2.5696e-09 | -2.5553e-09 | 0 | 0 | 0 | 0 | 0 | 0 | 0.42127 | 1.0224 | 1.0218 | 0.42127 | 1.0224 | 1.0218 | 0.12032 | -101.8458 | 101.94 | 0.12032 | -101.8458 | 101.94
Line4_2_6 | 0.17321 | 0.17321 | 0.1732 | 0.17321 | 0.17321 | 0.1732 | 0.04 | 0.04 | 0.04 | 0.04 | 0.04 | 0.04 | -0.0019415 | 0.0085119 | -0.016775 | 0.0022415 | -0.0082119 | 0.017075 | -0.017371 | -0.040534 | -0.038005 | 0.017971 | 0.041134 | 0.038605 | 95.7107 | -24.2895 | -144.2894 | -84.2893 | 155.7105 | 35.7106 | 0.43697 | 1.0354 | 1.0386 | 0.45275 | 1.0486 | 1.0553 | -0.66684 | -102.4299 | 101.8949 | -1.3993 | -102.9994 | 101.8513
Line5_6_7 | 0.17321 | 0.17321 | 0.1732 | 0.17321 | 0.17321 | 0.1732 | 0.04 | 0.04 | 0.04 | 0.04 | 0.04 | 0.04 | -0.0022415 | 0.0082119 | -0.017075 | 0.0025415 | -0.0079119 | 0.017375 | -0.017971 | -0.041134 | -0.038605 | 0.018571 | 0.041734 | 0.039205 | 95.7107 | -24.2895 | -144.2894 | -84.2893 | 155.7105 | 35.7106 | 0.45275 | 1.0486 | 1.0553 | 0.46859 | 1.0619 | 1.0721 | -1.3993 | -102.9994 | 101.8513 | -2.0823 | -103.5547 | 101.809
Line6_7_8 | 0 | 0 | 0 | 0 | 0 | 0 | 0 | 0 | 0 | 0 | 0 | 0 | -3.2509e-09 | 8.0883e-11 | 3.1885e-10 | 3.2509e-09 | -8.0883e-11 | -3.1885e-10 | 2.0601e-10 | -3.6376e-09 | 4.0497e-09 | -2.0601e-10 | 3.6376e-09 | -4.0497e-09 | 0 | 0 | 0 | 0 | 0 | 0 | 0.46859 | 1.0619 | 1.0721 | 0.46859 | 1.0619 | 1.0721 | -2.0823 | -103.5547 | 101.809 | -2.0823 | -103.5547 | 101.809
Line7_8_9 | 0 | 0 | 0 | 0 | 0 | 0 | 0 | 0 | 0 | 0 | 0 | 0 | -1.0836e-09 | 2.696e-11 | 1.0628e-10 | 1.0836e-09 | -2.6961e-11 | -1.0628e-10 | 6.8671e-11 | -1.2125e-09 | 1.3499e-09 | -6.8671e-11 | 1.2125e-09 | -1.3499e-09 | 0 | 0 | 0 | 0 | 0 | 0 | 0.46859 | 1.0619 | 1.0721 | 0.46859 | 1.0619 | 1.0721 | -2.0823 | -103.5547 | 101.809 | -2.0823 | -103.5547 | 101.809
Line8_8_10 | 0 | 0 | 0 | 0 | 0 | 0 | 0 | 0 | 0 | 0 | 0 | 0 | -1.0836e-09 | 2.696e-11 | 1.0628e-10 | 1.0836e-09 | -2.6961e-11 | -1.0628e-10 | 6.8672e-11 | -1.2125e-09 | 1.3499e-09 | -6.8672e-11 | 1.2125e-09 | -1.3499e-09 | 0 | 0 | 0 | 0 | 0 | 0 | 0.46859 | 1.0619 | 1.0721 | 0.46859 | 1.0619 | 1.0721 | -2.0823 | -103.5547 | 101.809 | -2.0823 | -103.5547 | 101.809
Line9_3_11 | 0.17321 | 0.17321 | 0.1732 | 0.17321 | 0.17321 | 0.1732 | 0.04 | 0.04 | 0.04 | 0.04 | 0.04 | 0.04 | -0.0019415 | 0.0085119 | -0.016775 | 0.0022415 | -0.0082119 | 0.017075 | -0.017371 | -0.040534 | -0.038005 | 0.017971 | 0.041134 | 0.038605 | 95.7107 | -24.2895 | -144.2894 | -84.2893 | 155.7105 | 35.7106 | 0.43697 | 1.0354 | 1.0386 | 0.45275 | 1.0486 | 1.0553 | -0.66684 | -102.4299 | 101.8949 | -1.3993 | -102.9994 | 101.8513

## LG_max_fault_6
name | pf_ikss_a_from_ka | pf_ikss_b_from_ka | pf_ikss_c_from_ka | pf_ikss_a_to_ka | pf_ikss_b_to_ka | pf_ikss_c_to_ka | pf_skss_a_from_mw | pf_skss_b_from_mw | pf_skss_c_from_mw | pf_skss_a_to_mw | pf_skss_b_to_mw | pf_skss_c_to_mw | pf_p_a_from_mw | pf_p_b_from_mw | pf_p_c_from_mw | pf_p_a_to_mw | pf_p_b_to_mw | pf_p_c_to_mw | pf_q_a_from_mvar | pf_q_b_from_mvar | pf_q_c_from_mvar | pf_q_a_to_mvar | pf_q_b_to_mvar | pf_q_c_to_mvar | pf_ikss_a_from_degree | pf_ikss_b_from_degree | pf_ikss_c_from_degree | pf_ikss_a_to_degree | pf_ikss_b_to_degree | pf_ikss_c_to_degree | pf_vm_a_from_pu | pf_vm_b_from_pu | pf_vm_c_from_pu | pf_vm_a_to_pu | pf_vm_b_to_pu | pf_vm_c_to_pu | pf_va_a_from_degree | pf_va_b_from_degree | pf_va_c_from_degree | pf_va_a_to_degree | pf_va_b_to_degree | pf_va_c_to_degree
Line0_1_2 | 0.1732 | 0.17321 | 0.1732 | 0.1732 | 0.17321 | 0.1732 | 0.04 | 0.04 | 0.04 | 0.04 | 0.04 | 0.04 | -0.0047989 | -0.0044508 | -0.0047783 | 0.0050989 | 0.0047508 | 0.0050783 | -0.045492 | -0.045669 | -0.045882 | 0.046092 | 0.046269 | 0.046482 | 95.7106 | -24.2894 | -144.2894 | -84.2894 | 155.7106 | 35.7106 | 1.1436 | 1.1471 | 1.1533 | 1.1593 | 1.1628 | 1.169 | -0.31116 | -119.8557 | 119.7651 | -0.60201 | -120.1518 | 119.4756
Line10_11_12 | 0.1732 | 0.17321 | 0.1732 | 0.1732 | 0.17321 | 0.1732 | 0.04 | 0.04 | 0.04 | 0.04 | 0.04 | 0.04 | -0.0053989 | -0.0050508 | -0.0053783 | 0.0056989 | 0.0053508 | 0.0056783 | -0.046692 | -0.046869 | -0.047082 | 0.047292 | 0.047469 | 0.047682 | 95.7106 | -24.2894 | -144.2894 | -84.2894 | 155.7106 | 35.7106 | 1.1751 | 1.1785 | 1.1847 | 1.1909 | 1.1942 | 1.2005 | -0.88507 | -120.44 | 119.1938 | -1.1606 | -120.7207 | 118.9194
Line11_12_13 | 0.1732 | 0.17321 | 0.1732 | 0.1732 | 0.17321 | 0.1732 | 0.04 | 0.04 | 0.04 | 0.04 | 0.04 | 0.04 | -0.0056989 | -0.0053508 | -0.0056783 | 0.0059989 | 0.0056508 | 0.0059783 | -0.047292 | -0.047469 | -0.047682 | 0.047892 | 0.048069 | 0.048282 | 95.7106 | -24.2894 | -144.2894 | -84.2894 | 155.7106 | 35.7106 | 1.1909 | 1.1942 | 1.2005 | 1.2067 | 1.21 | 1.2163 | -1.1606 | -120.7207 | 118.9194 | -1.429 | -120.994 | 118.6522
Line12_13_15 | 0 | 0 | 0 | 0 | 0 | 0 | 0 | 0 | 0 | 0 | 0 | 0 | 1.4202e-09 | 1.4664e-09 | 1.5596e-09 | -1.4202e-09 | -1.4664e-09 | -1.5596e-09 | 3.6411e-10 | 2.54e-10 | 3.4617e-10 | -3.6411e-10 | -2.54e-10 | -3.4617e-10 | 0 | 0 | 0 | 0 | 0 | 0 | 1.2067 | 1.21 | 1.2163 | 1.2067 | 1.21 | 1.2163 | -1.429 | -120.994 | 118.6522 | -1.429 | -120.994 | 118.6522
Line13_13_14 | 0.17321 | 0.17321 | 0.1732 | 0.17321 | 0.17321 | 0.1732 | 0.04 | 0.04 | 0.04 | 0.04 | 0.04 | 0.04 | -0.0059989 | -0.0056508 | -0.0059783 | 0.0062989 | 0.0059508 | 0.0062783 | -0.047892 | -0.048069 | -0.048282 | 0.048492 | 0.048669 | 0.048882 | 95.7106 | -24.2894 | -144.2894 | -84.2894 | 155.7106 | 35.7106 | 1.2067 | 1.21 | 1.2163 | 1.2225 | 1.2258 | 1.2321 | -1.429 | -120.994 | 118.6522 | -1.6904 | -121.2603 | 118.3917
Line14_15_16 | 0 | 0 | 0 | 0 | 0 | 0 | 0 | 0 | 0 | 0 | 0 | 0 | 9.468e-10 | 9.7758e-10 | 1.0397e-09 | -9.468e-10 | -9.7758e-10 | -1.0397e-09 | 2.4274e-10 | 1.6933e-10 | 2.3078e-10 | -2.4274e-10 | -1.6933e-10 | -2.3078e-10 | 0 | 0 | 0 | 0 | 0 | 0 | 1.2067 | 1.21 | 1.2163 | 1.2067 | 1.21 | 1.2163 | -1.429 | -120.994 | 118.6522 | -1.429 | -120.994 | 118.6522
Line15_16_17 | 0 | 0 | 0 | 0 | 0 | 0 | 0 | 0 | 0 | 0 | 0 | 0 | 4.734e-10 | 4.8879e-10 | 5.1987e-10 | -4.734e-10 | -4.8879e-10 | -5.1987e-10 | 1.2137e-10 | 8.4665e-11 | 1.1539e-10 | -1.2137e-10 | -8.4665e-11 | -1.1539e-10 | 0 | 0 | 0 | 0 | 0 | 0 | 1.2067 | 1.21 | 1.2163 | 1.2067 | 1.21 | 1.2163 | -1.429 | -120.994 | 118.6522 | -1.429 | -120.994 | 118.6522
Line16_4_18 | 0 | 0 | 0 | 0 | 0 | 0 | 0 | 0 | 0 | 0 | 0 | 0 | 2.5246e-10 | 2.6782e-10 | 2.958e-10 | -2.5246e-10 | -2.6782e-10 | -2.958e-10 | 4.9129e-11 | 1.2426e-11 | 4.315e-11 | -4.9129e-11 | -1.2426e-11 | -4.315e-11 | 0 | 0 | 0 | 0 | 0 | 0 | 1.1593 | 1.1628 | 1.169 | 1.1593 | 1.1628 | 1.169 | -0.60201 | -120.1518 | 119.4756 | -0.60201 | -120.1518 | 119.4756
Line17_5_19 | 0 | 0 | 0 | 0 | 0 | 0 | 0 | 0 | 0 | 0 | 0 | 0 | 1.8293e-10 | 1.9829e-10 | 2.2523e-10 | -1.8293e-10 | -1.9829e-10 | -2.2523e-10 | 2.5049e-11 | -1.1654e-11 | 1.907e-11 | -2.5049e-11 | 1.1654e-11 | -1.907e-11 | 0 | 0 | 0 | 0 | 0 | 0 | 1.1436 | 1.1471 | 1.1533 | 1.1436 | 1.1471 | 1.1533 | -0.31116 | -119.8557 | 119.7651 | -0.31116 | -119.8557 | 119.7651
Line1_1_3 | 0.1732 | 0.17321 | 0.1732 | 0.1732 | 0.17321 | 0.1732 | 0.04 | 0.04 | 0.04 | 0.04 | 0.04 | 0.04 | -0.0047989 | -0.0044508 | -0.0047783 | 0.0050989 | 0.0047508 | 0.0050783 | -0.045492 | -0.045669 | -0.045882 | 0.046092 | 0.046269 | 0.046482 | 95.7106 | -24.2894 | -144.2894 | -84.2894 | 155.7106 | 35.7106 | 1.1436 | 1.1471 | 1.1533 | 1.1593 | 1.1628 | 1.169 | -0.31116 | -119.8557 | 119.7651 | -0.60201 | -120.1518 | 119.4756
Line2_1_4 | 0.17321 | 0.17321 | 0.1732 | 0.17321 | 0.17321 | 0.1732 | 0.04 | 0.04 | 0.04 | 0.04 | 0.04 | 0.04 | -0.0047989 | -0.0044508 | -0.0047783 | 0.0050989 | 0.0047508 | 0.0050783 | -0.045492 | -0.045669 | -0.045882 | 0.046092 | 0.046269 | 0.046482 | 95.7106 | -24.2894 | -144.2894 | -84.2894 | 155.7106 | 35.7106 | 1.1436 | 1.1471 | 1.1533 | 1.1593 | 1.1628 | 1.169 | -0.31116 | -119.8557 | 119.7651 | -0.60201 | -120.1518 | 119.4756
Line3_1_5 | 0 | 0 | 0 | 0 | 0 | 0 | 0 | 0 | 0 | 0 | 0 | 0 | 3.6587e-10 | 3.9657e-10 | 4.5046e-10 | -3.6587e-10 | -3.9657e-10 | -4.5046e-10 | 5.0099e-11 | -2.3308e-11 | 3.8141e-11 | -5.0099e-11 | 2.3308e-11 | -3.8141e-11 | 0 | 0 | 0 | 0 | 0 | 0 | 1.1436 | 1.1471 | 1.1533 | 1.1436 | 1.1471 | 1.1533 | -0.31116 | -119.8557 | 119.7651 | -0.31116 | -119.8557 | 119.7651
Line4_2_6 | 0.1732 | 0.17321 | 0.1732 | 0.1732 | 0.17321 | 0.1732 | 0.04 | 0.04 | 0.04 | 0.04 | 0.04 | 0.04 | -0.0050989 | -0.0047508 | -0.0050783 | 0.0053989 | 0.0050508 | 0.0053783 | -0.046092 | -0.046269 | -0.046482 | 0.046692 | 0.046869 | 0.047082 | 95.7106 | -24.2894 | -144.2894 | -84.2894 | 155.7106 | 35.7106 | 1.1593 | 1.1628 | 1.169 | 1.1751 | 1.1785 | 1.1847 | -0.60201 | -120.1518 | 119.4756 | -0.88507 | -120.44 | 119.1938
Line5_6_7 | 0.1732 | 0.17321 | 0.1732 | 0.1732 | 0.17321 | 0.1732 | 0.04 | 0.04 | 0.04 | 0.04 | 0.04 | 0.04 | -0.0053989 | -0.0050508 | -0.0053783 | 0.0056989 | 0.0053508 | 0.0056783 | -0.046692 | -0.046869 | -0.047082 | 0.047292 | 0.047469 | 0.047682 | 95.7106 | -24.2894 | -144.2894 | -84.2894 | 155.7106 | 35.7106 | 1.1751 | 1.1785 | 1.1847 | 1.1909 | 1.1942 | 1.2005 | -0.88507 | -120.44 | 119.1938 | -1.1606 | -120.7207 | 118.9194
Line6_7_8 | 0 | 0 | 0 | 0 | 0 | 0 | 0 | 0 | 0 | 0 | 0 | 0 | 1.1931e-09 | 1.2392e-09 | 1.3294e-09 | -1.1931e-09 | -1.2392e-09 | -1.3294e-09 | 2.9187e-10 | 1.8176e-10 | 2.7393e-10 | -2.9187e-10 | -1.8176e-10 | -2.7393e-10 | 0 | 0 | 0 | 0 | 0 | 0 | 1.1909 | 1.1942 | 1.2005 | 1.1909 | 1.1942 | 1.2005 | -1.1606 | -120.7207 | 118.9194 | -1.1606 | -120.7207 | 118.9194
Line7_8_9 | 0 | 0 | 0 | 0 | 0 | 0 | 0 | 0 | 0 | 0 | 0 | 0 | 3.9769e-10 | 4.1307e-10 | 4.4312e-10 | -3.9769e-10 | -4.1307e-10 | -4.4312e-10 | 9.7289e-11 | 6.0586e-11 | 9.131e-11 | -9.7289e-11 | -6.0586e-11 | -9.131e-11 | 0 | 0 | 0 | 0 | 0 | 0 | 1.1909 | 1.1942 | 1.2005 | 1.1909 | 1.1942 | 1.2005 | -1.1606 | -120.7207 | 118.9194 | -1.1606 | -120.7207 | 118.9194
Line8_8_10 | 0 | 0 | 0 | 0 | 0 | 0 | 0 | 0 | 0 | 0 | 0 | 0 | 3.9769e-10 | 4.1307e-10 | 4.4312e-10 | -3.9769e-10 | -4.1307e-10 | -4.4312e-10 | 9.7289e-11 | 6.0586e-11 | 9.131e-11 | -9.7289e-11 | -6.0586e-11 | -9.131e-11 | 0 | 0 | 0 | 0 | 0 | 0 | 1.1909 | 1.1942 | 1.2005 | 1.1909 | 1.1942 | 1.2005 | -1.1606 | -120.7207 | 118.9194 | -1.1606 | -120.7207 | 118.9194
Line9_3_11 | 0.1732 | 0.17321 | 0.1732 | 0.1732 | 0.17321 | 0.1732 | 0.04 | 0.04 | 0.04 | 0.04 | 0.04 | 0.04 | -0.0050989 | -0.0047508 | -0.0050783 | 0.0053989 | 0.0050508 | 0.0053783 | -0.046092 | -0.046269 | -0.046482 | 0.046692 | 0.046869 | 0.047082 | 95.7106 | -24.2894 | -144.2894 | -84.2894 | 155.7106 | 35.7106 | 1.1593 | 1.1628 | 1.169 | 1.1751 | 1.1785 | 1.1847 | -0.60201 | -120.1518 | 119.4756 | -0.88507 | -120.44 | 119.1938

## LG_max_fault_10
name | pf_ikss_a_from_ka | pf_ikss_b_from_ka | pf_ikss_c_from_ka | pf_ikss_a_to_ka | pf_ikss_b_to_ka | pf_ikss_c_to_ka | pf_skss_a_from_mw | pf_skss_b_from_mw | pf_skss_c_from_mw | pf_skss_a_to_mw | pf_skss_b_to_mw | pf_skss_c_to_mw | pf_p_a_from_mw | pf_p_b_from_mw | pf_p_c_from_mw | pf_p_a_to_mw | pf_p_b_to_mw | pf_p_c_to_mw | pf_q_a_from_mvar | pf_q_b_from_mvar | pf_q_c_from_mvar | pf_q_a_to_mvar | pf_q_b_to_mvar | pf_q_c_to_mvar | pf_ikss_a_from_degree | pf_ikss_b_from_degree | pf_ikss_c_from_degree | pf_ikss_a_to_degree | pf_ikss_b_to_degree | pf_ikss_c_to_degree | pf_vm_a_from_pu | pf_vm_b_from_pu | pf_vm_c_from_pu | pf_vm_a_to_pu | pf_vm_b_to_pu | pf_vm_c_to_pu | pf_va_a_from_degree | pf_va_b_from_degree | pf_va_c_from_degree | pf_va_a_to_degree | pf_va_b_to_degree | pf_va_c_to_degree
Line0_1_2 | 0.1732 | 0.17321 | 0.1732 | 0.1732 | 0.17321 | 0.1732 | 0.04 | 0.04 | 0.04 | 0.04 | 0.04 | 0.04 | -0.0048071 | -0.004459 | -0.0047865 | 0.0051071 | 0.004759 | 0.0050865 | -0.045591 | -0.045768 | -0.045981 | 0.046191 | 0.046368 | 0.046581 | 95.7106 | -24.2894 | -144.2894 | -84.2894 | 155.7106 | 35.7106 | 1.1461 | 1.1496 | 1.1557 | 1.1618 | 1.1653 | 1.1714 | -0.30848 | -119.854 | 119.7676 | -0.59874 | -120.1495 | 119.4787
Line10_11_12 | 0.1732 | 0.17321 | 0.1732 | 0.1732 | 0.17321 | 0.1732 | 0.04 | 0.04 | 0.04 | 0.04 | 0.04 | 0.04 | -0.0054071 | -0.005059 | -0.0053865 | 0.0057071 | 0.005359 | 0.0056865 | -0.046791 | -0.046968 | -0.047181 | 0.047391 | 0.047568 | 0.047781 | 95.7106 | -24.2894 | -144.2894 | -84.2894 | 155.7106 | 35.7106 | 1.1776 | 1.181 | 1.1872 | 1.1933 | 1.1967 | 1.2029 | -0.88125 | -120.4372 | 119.1975 | -1.1563 | -120.7173 | 118.9236
Line11_12_13 | 0.1732 | 0.17321 | 0.1732 | 0.1732 | 0.17321 | 0.1732 | 0.04 | 0.04 | 0.04 | 0.04 | 0.04 | 0.04 | -0.0057071 | -0.005359 | -0.0056865 | 0.0060071 | 0.005659 | 0.0059865 | -0.047391 | -0.047568 | -0.047781 | 0.047991 | 0.048168 | 0.048381 | 95.7106 | -24.2894 | -144.2894 | -84.2894 | 155.7106 | 35.7106 | 1.1933 | 1.1967 | 1.2029 | 1.2091 | 1.2125 | 1.2187 | -1.1563 | -120.7173 | 118.9236 | -1.4242 | -120.9901 | 118.6568
Line12_13_15 | 0 | 0 | 0 | 0 | 0 | 0 | 0 | 0 | 0 | 0 | 0 | 0 | 1.456e-09 | 1.5024e-09 | 1.5959e-09 | -1.456e-09 | -1.5024e-09 | -1.5959e-09 | 3.6362e-10 | 2.5351e-10 | 3.4568e-10 | -3.6362e-10 | -2.5351e-10 | -3.4568e-10 | 0 | 0 | 0 | 0 | 0 | 0 | 1.2091 | 1.2125 | 1.2187 | 1.2091 | 1.2125 | 1.2187 | -1.4242 | -120.9901 | 118.6568 | -1.4242 | -120.9901 | 118.6568
Line13_13_14 | 0.17321 | 0.17321 | 0.1732 | 0.17321 | 0.17321 | 0.1732 | 0.04 | 0.04 | 0.04 | 0.04 | 0.04 | 0.04 | -0.0060071 | -0.005659 | -0.0059865 | 0.0063071 | 0.005959 | 0.0062865 | -0.047991 | -0.048168 | -0.048381 | 0.048591 | 0.048768 | 0.048981 | 95.7106 | -24.2894 | -144.2894 | -84.2894 | 155.7106 | 35.7106 | 1.2091 | 1.2125 | 1.2187 | 1.225 | 1.2283 | 1.2346 | -1.4242 | -120.9901 | 118.6568 | -1.6851 | -121.2559 | 118.3968
Line14_15_16 | 0 | 0 | 0 | 0 | 0 | 0 | 0 | 0 | 0 | 0 | 0 | 0 | 9.7066e-10 | 1.0016e-09 | 1.064e-09 | -9.7066e-10 | -1.0016e-09 | -1.064e-09 | 2.4241e-10 | 1.6901e-10 | 2.3046e-10 | -2.4241e-10 | -1.6901e-10 | -2.3046e-10 | 0 | 0 | 0 | 0 | 0 | 0 | 1.2091 | 1.2125 | 1.2187 | 1.2091 | 1.2125 | 1.2187 | -1.4242 | -120.9901 | 118.6568 | -1.4242 | -120.9901 | 118.6568
Line15_16_17 | 0 | 0 | 0 | 0 | 0 | 0 | 0 | 0 | 0 | 0 | 0 | 0 | 4.8533e-10 | 5.0078e-10 | 5.3198e-10 | -4.8533e-10 | -5.0078e-10 | -5.3198e-10 | 1.2121e-10 | 8.4503e-11 | 1.1523e-10 | -1.2121e-10 | -8.4503e-11 | -1.1523e-10 | 0 | 0 | 0 | 0 | 0 | 0 | 1.2091 | 1.2125 | 1.2187 | 1.2091 | 1.2125 | 1.2187 | -1.4242 | -120.9901 | 118.6568 | -1.4242 | -120.9901 | 118.6568
Line16_4_18 | 0 | 0 | 0 | 0 | 0 | 0 | 0 | 0 | 0 | 0 | 0 | 0 | 2.6354e-10 | 2.7897e-10 | 3.0705e-10 | -2.6354e-10 | -2.7897e-10 | -3.0705e-10 | 4.8967e-11 | 1.2264e-11 | 4.2988e-11 | -4.8967e-11 | -1.2264e-11 | -4.2988e-11 | 0 | 0 | 0 | 0 | 0 | 0 | 1.1618 | 1.1653 | 1.1714 | 1.1618 | 1.1653 | 1.1714 | -0.59874 | -120.1495 | 119.4787 | -0.59874 | -120.1495 | 119.4787
Line17_5_19 | 0 | 0 | 0 | 0 | 0 | 0 | 0 | 0 | 0 | 0 | 0 | 0 | 1.9373e-10 | 2.0915e-10 | 2.362e-10 | -1.9373e-10 | -2.0915e-10 | -2.362e-10 | 2.4887e-11 | -1.1816e-11 | 1.8908e-11 | -2.4887e-11 | 1.1816e-11 | -1.8908e-11 | 0 | 0 | 0 | 0 | 0 | 0 | 1.1461 | 1.1496 | 1.1557 | 1.1461 | 1.1496 | 1.1557 | -0.30848 | -119.854 | 119.7676 | -0.30848 | -119.854 | 119.7676
Line1_1_3 | 0.1732 | 0.17321 | 0.1732 | 0.1732 | 0.17321 | 0.1732 | 0.04 | 0.04 | 0.04 | 0.04 | 0.04 | 0.04 | -0.0048071 | -0.004459 | -0.0047865 | 0.0051071 | 0.004759 | 0.0050865 | -0.045591 | -0.045768 | -0.045981 | 0.046191 | 0.046368 | 0.046581 | 95.7106 | -24.2894 | -144.2894 | -84.2894 | 155.7106 | 35.7106 | 1.1461 | 1.1496 | 1.1557 | 1.1618 | 1.1653 | 1.1714 | -0.30848 | -119.854 | 119.7676 | -0.59874 | -120.1495 | 119.4787
Line2_1_4 | 0.17321 | 0.17321 | 0.1732 | 0.17321 | 0.17321 | 0.1732 | 0.04 | 0.04 | 0.04 | 0.04 | 0.04 | 0.04 | -0.0048071 | -0.004459 | -0.0047865 | 0.0051071 | 0.004759 | 0.0050865 | -0.045591 | -0.045768 | -0.045981 | 0.046191 | 0.046368 | 0.046581 | 95.7106 | -24.2894 | -144.2894 | -84.2894 | 155.7106 | 35.7106 | 1.1461 | 1.1496 | 1.1557 | 1.1618 | 1.1653 | 1.1714 | -0.30848 | -119.854 | 119.7676 | -0.59874 | -120.1495 | 119.4787
Line3_1_5 | 0 | 0 | 0 | 0 | 0 | 0 | 0 | 0 | 0 | 0 | 0 | 0 | 3.8746e-10 | 4.183e-10 | 4.7241e-10 | -3.8746e-10 | -4.183e-10 | -4.7241e-10 | 4.9775e-11 | -2.3633e-11 | 3.7816e-11 | -4.9775e-11 | 2.3632e-11 | -3.7816e-11 | 0 | 0 | 0 | 0 | 0 | 0 | 1.1461 | 1.1496 | 1.1557 | 1.1461 | 1.1496 | 1.1557 | -0.30848 | -119.854 | 119.7676 | -0.30848 | -119.854 | 119.7676
Line4_2_6 | 0.1732 | 0.17321 | 0.1732 | 0.1732 | 0.17321 | 0.1732 | 0.04 | 0.04 | 0.04 | 0.04 | 0.04 | 0.04 | -0.0051071 | -0.004759 | -0.0050865 | 0.0054071 | 0.005059 | 0.0053865 | -0.046191 | -0.046368 | -0.046581 | 0.046791 | 0.046968 | 0.047181 | 95.7106 | -24.2894 | -144.2894 | -84.2894 | 155.7106 | 35.7106 | 1.1618 | 1.1653 | 1.1714 | 1.1776 | 1.181 | 1.1872 | -0.59874 | -120.1495 | 119.4787 | -0.88125 | -120.4372 | 119.1975
Line5_6_7 | 0.1732 | 0.17321 | 0.1732 | 0.1732 | 0.17321 | 0.1732 | 0.04 | 0.04 | 0.04 | 0.04 | 0.04 | 0.04 | -0.0054071 | -0.005059 | -0.0053865 | 0.0057071 | 0.005359 | 0.0056865 | -0.046791 | -0.046968 | -0.047181 | 0.047391 | 0.047568 | 0.047781 | 95.7106 | -24.2894 | -144.2894 | -84.2894 | 155.7106 | 35.7106 | 1.1776 | 1.181 | 1.1872 | 1.1933 | 1.1967 | 1.2029 | -0.88125 | -120.4372 | 119.1975 | -1.1563 | -120.7173 | 118.9236
Line6_7_8 | 0 | 0 | 0 | 0 | 0 | 0 | 0 | 0 | 0 | 0 | 0 | 0 | 1.228e-09 | 1.2743e-09 | 1.3648e-09 | -1.228e-09 | -1.2743e-09 | -1.3648e-09 | 2.9138e-10 | 1.8127e-10 | 2.7344e-10 | -2.9138e-10 | -1.8127e-10 | -2.7344e-10 | 0 | 0 | 0 | 0 | 0 | 0 | 1.1933 | 1.1967 | 1.2029 | 1.1933 | 1.1967 | 1.2029 | -1.1563 | -120.7173 | 118.9236 | -1.1563 | -120.7173 | 118.9236
Line7_8_9 | 0 | 0 | 0 | 0 | 0 | 0 | 0 | 0 | 0 | 0 | 0 | 0 | 4.0933e-10 | 4.2478e-10 | 4.5494e-10 | -4.0933e-10 | -4.2478e-10 | -4.5494e-10 | 9.7127e-11 | 6.0423e-11 | 9.1148e-11 | -9.7127e-11 | -6.0424e-11 | -9.1148e-11 | 0 | 0 | 0 | 0 | 0 | 0 | 1.1933 | 1.1967 | 1.2029 | 1.1933 | 1.1967 | 1.2029 | -1.1563 | -120.7173 | 118.9236 | -1.1563 | -120.7173 | 118.9236
Line8_8_10 | 0 | 0 | 0 | 0 | 0 | 0 | 0 | 0 | 0 | 0 | 0 | 0 | 4.0933e-10 | 4.2478e-10 | 4.5494e-10 | -4.0933e-10 | -4.2478e-10 | -4.5494e-10 | 9.7127e-11 | 6.0423e-11 | 9.1148e-11 | -9.7127e-11 | -6.0423e-11 | -9.1148e-11 | 0 | 0 | 0 | 0 | 0 | 0 | 1.1933 | 1.1967 | 1.2029 | 1.1933 | 1.1967 | 1.2029 | -1.1563 | -120.7173 | 118.9236 | -1.1563 | -120.7173 | 118.9236
Line9_3_11 | 0.1732 | 0.17321 | 0.1732 | 0.1732 | 0.17321 | 0.1732 | 0.04 | 0.04 | 0.04 | 0.04 | 0.04 | 0.04 | -0.0051071 | -0.004759 | -0.0050865 | 0.0054071 | 0.005059 | 0.0053865 | -0.046191 | -0.046368 | -0.046581 | 0.046791 | 0.046968 | 0.047181 | 95.7106 | -24.2894 | -144.2894 | -84.2894 | 155.7106 | 35.7106 | 1.1618 | 1.1653 | 1.1714 | 1.1776 | 1.181 | 1.1872 | -0.59874 | -120.1495 | 119.4787 | -0.88125 | -120.4372 | 119.1975

## LG_min_6
name | pf_ikss_a_from_ka | pf_ikss_b_from_ka | pf_ikss_c_from_ka | pf_ikss_a_to_ka | pf_ikss_b_to_ka | pf_ikss_c_to_ka | pf_skss_a_from_mw | pf_skss_b_from_mw | pf_skss_c_from_mw | pf_skss_a_to_mw | pf_skss_b_to_mw | pf_skss_c_to_mw | pf_p_a_from_mw | pf_p_b_from_mw | pf_p_c_from_mw | pf_p_a_to_mw | pf_p_b_to_mw | pf_p_c_to_mw | pf_q_a_from_mvar | pf_q_b_from_mvar | pf_q_c_from_mvar | pf_q_a_to_mvar | pf_q_b_to_mvar | pf_q_c_to_mvar | pf_ikss_a_from_degree | pf_ikss_b_from_degree | pf_ikss_c_from_degree | pf_ikss_a_to_degree | pf_ikss_b_to_degree | pf_ikss_c_to_degree | pf_vm_a_from_pu | pf_vm_b_from_pu | pf_vm_c_from_pu | pf_vm_a_to_pu | pf_vm_b_to_pu | pf_vm_c_to_pu | pf_va_a_from_degree | pf_va_b_from_degree | pf_va_c_from_degree | pf_va_a_to_degree | pf_va_b_to_degree | pf_va_c_to_degree
Line0_1_2 | 0 | 0 | 0 | 0 | 0 | 0 | 0 | 0 | 0 | 0 | 0 | 0 | -4.8889e-09 | -1.2222e-09 | -1.2222e-09 | 4.8889e-09 | 1.2222e-09 | 1.2222e-09 | -1.1015e-15 | -6.3509e-09 | 6.3509e-09 | 1.1699e-15 | 6.3509e-09 | -6.3509e-09 | 0 | 0 | 0 | 0 | 0 | 0 | 0.33333 | 0.88192 | 0.88192 | 0.33333 | 0.88192 | 0.88192 | 3.5848e-06 | -100.8934 | 100.8934 | 4.5301e-06 | -100.8934 | 100.8934
Line10_11_12 | 0 | 0 | 0 | 0 | 0 | 0 | 0 | 0 | 0 | 0 | 0 | 0 | -4.8889e-09 | -1.2222e-09 | -1.2222e-09 | 4.8889e-09 | 1.2222e-09 | 1.2222e-09 | -1.5252e-15 | -6.3509e-09 | 6.3509e-09 | 1.5566e-15 | 6.3509e-09 | -6.3509e-09 | 0 | 0 | 0 | 0 | 0 | 0 | 0.33333 | 0.88192 | 0.88192 | 0.33333 | 0.88192 | 0.88192 | 5.9482e-06 | -100.8934 | 100.8934 | 6.8936e-06 | -100.8934 | 100.8934
Line11_12_13 | 0 | 0 | 0 | 0 | 0 | 0 | 0 | 0 | 0 | 0 | 0 | 0 | -4.0741e-09 | -1.0185e-09 | -1.0185e-09 | 4.0741e-09 | 1.0185e-09 | 1.0185e-09 | -1.1871e-15 | -5.2924e-09 | 5.2924e-09 | 1.2123e-15 | 5.2924e-09 | -5.2924e-09 | 0 | 0 | 0 | 0 | 0 | 0 | 0.33333 | 0.88192 | 0.88192 | 0.33333 | 0.88192 | 0.88192 | 6.8936e-06 | -100.8934 | 100.8934 | 7.6814e-06 | -100.8934 | 100.8934
Line12_13_15 | 0 | 0 | 0 | 0 | 0 | 0 | 0 | 0 | 0 | 0 | 0 | 0 | -2.4444e-09 | -6.1111e-10 | -6.1111e-10 | 2.4444e-09 | 6.1111e-10 | 6.1111e-10 | -7.7797e-16 | -3.1754e-09 | 3.1754e-09 | 7.7964e-16 | 3.1754e-09 | -3.1754e-09 | 0 | 0 | 0 | 0 | 0 | 0 | 0.33333 | 0.88192 | 0.88192 | 0.33333 | 0.88192 | 0.88192 | 7.6814e-06 | -100.8934 | 100.8934 | 8.1541e-06 | -100.8934 | 100.8934
Line13_13_14 | 0 | 0 | 0 | 0 | 0 | 0 | 0 | 0 | 0 | 0 | 0 | 0 | -8.1481e-10 | -2.037e-10 | -2.037e-10 | 8.1481e-10 | 2.037e-10 | 2.037e-10 | -2.1409e-16 | -1.0585e-09 | 1.0585e-09 | 2.4101e-16 | 1.0585e-09 | -1.0585e-09 | 0 | 0 | 0 | 0 | 0 | 0 | 0.33333 | 0.88192 | 0.88192 | 0.33333 | 0.88192 | 0.88192 | 7.6814e-06 | -100.8934 | 100.8934 | 7.839e-06 | -100.8934 | 100.8934
Line14_15_16 | 0 | 0 | 0 | 0 | 0 | 0 | 0 | 0 | 0 | 0 | 0 | 0 | -1.6296e-09 | -4.0741e-10 | -4.0741e-10 | 1.6296e-09 | 4.0741e-10 | 4.0741e-10 | -4.7247e-16 | -2.117e-09 | 2.117e-09 | 4.691e-16 | 2.117e-09 | -2.117e-09 | 0 | 0 | 0 | 0 | 0 | 0 | 0.33333 | 0.88192 | 0.88192 | 0.33333 | 0.88192 | 0.88192 | 8.1541e-06 | -100.8934 | 100.8934 | 8.4692e-06 | -100.8934 | 100.8934
Line15_16_17 | 0 | 0 | 0 | 0 | 0 | 0 | 0 | 0 | 0 | 0 | 0 | 0 | -8.1481e-10 | -2.037e-10 | -2.037e-10 | 8.1481e-10 | 2.037e-10 | 2.037e-10 | -1.2661e-16 | -1.0585e-09 | 1.0585e-09 | 1.2268e-16 | 1.0585e-09 | -1.0585e-09 | 0 | 0 | 0 | 0 | 0 | 0 | 0.33333 | 0.88192 | 0.88192 | 0.33333 | 0.88192 | 0.88192 | 8.4692e-06 | -100.8934 | 100.8934 | 8.6268e-06 | -100.8934 | 100.8934
Line16_4_18 | 0 | 0 | 0 | 0 | 0 | 0 | 0 | 0 | 0 | 0 | 0 | 0 | -8.1481e-10 | -2.037e-10 | -2.037e-10 | 8.1481e-10 | 2.037e-10 | 2.037e-10 | -1.6648e-16 | -1.0585e-09 | 1.0585e-09 | 9.4709e-17 | 1.0585e-09 | -1.0585e-09 | 0 | 0 | 0 | 0 | 0 | 0 | 0.33333 | 0.88192 | 0.88192 | 0.33333 | 0.88192 | 0.88192 | 3.8999e-06 | -100.8934 | 100.8934 | 4.0575e-06 | -100.8934 | 100.8934
Line17_5_19 | 0 | 0 | 0 | 0 | 0 | 0 | 0 | 0 | 0 | 0 | 0 | 0 | -8.1481e-10 | -2.037e-10 | -2.037e-10 | 8.1481e-10 | 2.037e-10 | 2.037e-10 | -1.6648e-16 | -1.0585e-09 | 1.0585e-09 | 9.4709e-17 | 1.0585e-09 | -1.0585e-09 | 0 | 0 | 0 | 0 | 0 | 0 | 0.33333 | 0.88192 | 0.88192 | 0.33333 | 0.88192 | 0.88192 | 3.8999e-06 | -100.8934 | 100.8934 | 4.0575e-06 | -100.8934 | 100.8934
Line1_1_3 | 0 | 0 | 0 | 0 | 0 | 0 | 0 | 0 | 0 | 0 | 0 | 0 | -6.5185e-09 | -1.6296e-09 | -1.6296e-09 | 6.5185e-09 | 1.6296e-09 | 1.6296e-09 | -1.6599e-15 | -8.4678e-09 | 8.4678e-09 | 1.791e-15 | 8.4678e-09 | -8.4678e-09 | 0 | 0 | 0 | 0 | 0 | 0 | 0.33333 | 0.88192 | 0.88192 | 0.33333 | 0.88192 | 0.88192 | 3.5848e-06 | -100.8934 | 100.8934 | 4.8453e-06 | -100.8934 | 100.8934
Line2_1_4 | 0 | 0 | 0 | 0 | 0 | 0 | 0 | 0 | 0 | 0 | 0 | 0 | -1.6296e-09 | -4.0741e-10 | -4.0741e-10 | 1.6296e-09 | 4.0741e-10 | 4.0741e-10 | -3.4251e-16 | -2.117e-09 | 2.117e-09 | 3.6381e-16 | 2.117e-09 | -2.117e-09 | 0 | 0 | 0 | 0 | 0 | 0 | 0.33333 | 0.88192 | 0.88192 | 0.33333 | 0.88192 | 0.88192 | 3.5848e-06 | -100.8934 | 100.8934 | 3.8999e-06 | -100.8934 | 100.8934
Line3_1_5 | 0 | 0 | 0 | 0 | 0 | 0 | 0 | 0 | 0 | 0 | 0 | 0 | -1.6296e-09 | -4.0741e-10 | -4.0741e-10 | 1.6296e-09 | 4.0741e-10 | 4.0741e-10 | -3.4251e-16 | -2.117e-09 | 2.117e-09 | 3.6381e-16 | 2.117e-09 | -2.117e-09 | 0 | 0 | 0 | 0 | 0 | 0 | 0.33333 | 0.88192 | 0.88192 | 0.33333 | 0.88192 | 0.88192 | 3.5848e-06 | -100.8934 | 100.8934 | 3.8999e-06 | -100.8934 | 100.8934
Line4_2_6 | 0 | 0 | 0 | 0 | 0 | 0 | 0 | 0 | 0 | 0 | 0 | 0 | -4.0741e-09 | -1.0185e-09 | -1.0185e-09 | 4.0741e-09 | 1.0185e-09 | 1.0185e-09 | -8.649e-16 | -5.2924e-09 | 5.2924e-09 | 8.8391e-16 | 5.2924e-09 | -5.2924e-09 | 0 | 0 | 0 | 0 | 0 | 0 | 0.33333 | 0.88192 | 0.88192 | 0.33333 | 0.88192 | 0.88192 | 4.5301e-06 | -100.8934 | 100.8934 | 5.318e-06 | -100.8934 | 100.8934
Line5_6_7 | 0 | 0 | 0 | 0 | 0 | 0 | 0 | 0 | 0 | 0 | 0 | 0 | -3.2593e-09 | -8.1481e-10 | -8.1481e-10 | 3.2593e-09 | 8.1481e-10 | 8.1481e-10 | -7.3426e-16 | -4.2339e-09 | 4.2339e-09 | 7.3928e-16 | 4.2339e-09 | -4.2339e-09 | 0 | 0 | 0 | 0 | 0 | 0 | 0.33333 | 0.88192 | 0.88192 | 0.33333 | 0.88192 | 0.88192 | 5.318e-06 | -100.8934 | 100.8934 | 5.9482e-06 | -100.8934 | 100.8934
Line6_7_8 | 0 | 0 | 0 | 0 | 0 | 0 | 0 | 0 | 0 | 0 | 0 | 0 | -2.4444e-09 | -6.1111e-10 | -6.1111e-10 | 2.4444e-09 | 6.1111e-10 | 6.1111e-10 | -4.2031e-16 | -3.1754e-09 | 3.1754e-09 | 3.7879e-16 | 3.1754e-09 | -3.1754e-09 | 0 | 0 | 0 | 0 | 0 | 0 | 0.33333 | 0.88192 | 0.88192 | 0.33333 | 0.88192 | 0.88192 | 5.9482e-06 | -100.8934 | 100.8934 | 6.4209e-06 | -100.8934 | 100.8934
Line7_8_9 | 0 | 0 | 0 | 0 | 0 | 0 | 0 | 0 | 0 | 0 | 0 | 0 | -8.1481e-10 | -2.037e-10 | -2.037e-10 | 8.1481e-10 | 2.037e-10 | 2.037e-10 | -1.5916e-16 | -1.0585e-09 | 1.0585e-09 | 1.4906e-16 | 1.0585e-09 | -1.0585e-09 | 0 | 0 | 0 | 0 | 0 | 0 | 0.33333 | 0.88192 | 0.88192 | 0.33333 | 0.88192 | 0.88192 | 6.4209e-06 | -100.8934 | 100.8934 | 6.5785e-06 | -100.8934 | 100.8934
Line8_8_10 | 0 | 0 | 0 | 0 | 0 | 0 | 0 | 0 | 0 | 0 | 0 | 0 | -8.1481e-10 | -2.037e-10 | -2.037e-10 | 8.1481e-10 | 2.037e-10 | 2.037e-10 | -1.9e-16 | -1.0585e-09 | 1.0585e-09 | 1.799e-16 | 1.0585e-09 | -1.0585e-09 | 0 | 0 | 0 | 0 | 0 | 0 | 0.33333 | 0.88192 | 0.88192 | 0.33333 | 0.88192 | 0.88192 | 6.4209e-06 | -100.8934 | 100.8934 | 6.5785e-06 | -100.8934 | 100.8934
Line9_3_11 | 0 | 0 | 0 | 0 | 0 | 0 | 0 | 0 | 0 | 0 | 0 | 0 | -5.7037e-09 | -1.4259e-09 | -1.4259e-09 | 5.7037e-09 | 1.4259e-09 | 1.4259e-09 | -1.6604e-15 | -7.4093e-09 | 7.4093e-09 | 1.6839e-15 | 7.4093e-09 | -7.4093e-09 | 0 | 0 | 0 | 0 | 0 | 0 | 0.33333 | 0.88192 | 0.88192 | 0.33333 | 0.88192 | 0.88192 | 4.8453e-06 | -100.8934 | 100.8934 | 5.9482e-06 | -100.8934 | 100.8934

## LG_min_10
name | pf_ikss_a_from_ka | pf_ikss_b_from_ka | pf_ikss_c_from_ka | pf_ikss_a_to_ka | pf_ikss_b_to_ka | pf_ikss_c_to_ka | pf_skss_a_from_mw | pf_skss_b_from_mw | pf_skss_c_from_mw | pf_skss_a_to_mw | pf_skss_b_to_mw | pf_skss_c_to_mw | pf_p_a_from_mw | pf_p_b_from_mw | pf_p_c_from_mw | pf_p_a_to_mw | pf_p_b_to_mw | pf_p_c_to_mw | pf_q_a_from_mvar | pf_q_b_from_mvar | pf_q_c_from_mvar | pf_q_a_to_mvar | pf_q_b_to_mvar | pf_q_c_to_mvar | pf_ikss_a_from_degree | pf_ikss_b_from_degree | pf_ikss_c_from_degree | pf_ikss_a_to_degree | pf_ikss_b_to_degree | pf_ikss_c_to_degree | pf_vm_a_from_pu | pf_vm_b_from_pu | pf_vm_c_from_pu | pf_vm_a_to_pu | pf_vm_b_to_pu | pf_vm_c_to_pu | pf_va_a_from_degree | pf_va_b_from_degree | pf_va_c_from_degree | pf_va_a_to_degree | pf_va_b_to_degree | pf_va_c_to_degree
Line0_1_2 | 0 | 0 | 0 | 0 | 0 | 0 | 0 | 0 | 0 | 0 | 0 | 0 | -4.8889e-09 | -1.2222e-09 | -1.2222e-09 | 4.8889e-09 | 1.2222e-09 | 1.2222e-09 | -1.1015e-15 | -6.3509e-09 | 6.3509e-09 | 1.1699e-15 | 6.3509e-09 | -6.3509e-09 | 0 | 0 | 0 | 0 | 0 | 0 | 0.33333 | 0.88192 | 0.88192 | 0.33333 | 0.88192 | 0.88192 | 3.5848e-06 | -100.8934 | 100.8934 | 4.5301e-06 | -100.8934 | 100.8934
Line10_11_12 | 0 | 0 | 0 | 0 | 0 | 0 | 0 | 0 | 0 | 0 | 0 | 0 | -4.8889e-09 | -1.2222e-09 | -1.2222e-09 | 4.8889e-09 | 1.2222e-09 | 1.2222e-09 | -1.5252e-15 | -6.3509e-09 | 6.3509e-09 | 1.5566e-15 | 6.3509e-09 | -6.3509e-09 | 0 | 0 | 0 | 0 | 0 | 0 | 0.33333 | 0.88192 | 0.88192 | 0.33333 | 0.88192 | 0.88192 | 5.9482e-06 | -100.8934 | 100.8934 | 6.8936e-06 | -100.8934 | 100.8934
Line11_12_13 | 0 | 0 | 0 | 0 | 0 | 0 | 0 | 0 | 0 | 0 | 0 | 0 | -4.0741e-09 | -1.0185e-09 | -1.0185e-09 | 4.0741e-09 | 1.0185e-09 | 1.0185e-09 | -1.1871e-15 | -5.2924e-09 | 5.2924e-09 | 1.2123e-15 | 5.2924e-09 | -5.2924e-09 | 0 | 0 | 0 | 0 | 0 | 0 | 0.33333 | 0.88192 | 0.88192 | 0.33333 | 0.88192 | 0.88192 | 6.8936e-06 | -100.8934 | 100.8934 | 7.6814e-06 | -100.8934 | 100.8934
Line12_13_15 | 0 | 0 | 0 | 0 | 0 | 0 | 0 | 0 | 0 | 0 | 0 | 0 | -2.4444e-09 | -6.1111e-10 | -6.1111e-10 | 2.4444e-09 | 6.1111e-10 | 6.1111e-10 | -7.7797e-16 | -3.1754e-09 | 3.1754e-09 | 7.7964e-16 | 3.1754e-09 | -3.1754e-09 | 0 | 0 | 0 | 0 | 0 | 0 | 0.33333 | 0.88192 | 0.88192 | 0.33333 | 0.88192 | 0.88192 | 7.6814e-06 | -100.8934 | 100.8934 | 8.1541e-06 | -100.8934 | 100.8934
Line13_13_14 | 0 | 0 | 0 | 0 | 0 | 0 | 0 | 0 | 0 | 0 | 0 | 0 | -8.1481e-10 | -2.037e-10 | -2.037e-10 | 8.1481e-10 | 2.037e-10 | 2.037e-10 | -2.1409e-16 | -1.0585e-09 | 1.0585e-09 | 2.4101e-16 | 1.0585e-09 | -1.0585e-09 | 0 | 0 | 0 | 0 | 0 | 0 | 0.33333 | 0.88192 | 0.88192 | 0.33333 | 0.88192 | 0.88192 | 7.6814e-06 | -100.8934 | 100.8934 | 7.839e-06 | -100.8934 | 100.8934
Line14_15_16 | 0 | 0 | 0 | 0 | 0 | 0 | 0 | 0 | 0 | 0 | 0 | 0 | -1.6296e-09 | -4.0741e-10 | -4.0741e-10 | 1.6296e-09 | 4.0741e-10 | 4.0741e-10 | -4.7247e-16 | -2.117e-09 | 2.117e-09 | 4.691e-16 | 2.117e-09 | -2.117e-09 | 0 | 0 | 0 | 0 | 0 | 0 | 0.33333 | 0.88192 | 0.88192 | 0.33333 | 0.88192 | 0.88192 | 8.1541e-06 | -100.8934 | 100.8934 | 8.4692e-06 | -100.8934 | 100.8934
Line15_16_17 | 0 | 0 | 0 | 0 | 0 | 0 | 0 | 0 | 0 | 0 | 0 | 0 | -8.1481e-10 | -2.037e-10 | -2.037e-10 | 8.1481e-10 | 2.037e-10 | 2.037e-10 | -1.2661e-16 | -1.0585e-09 | 1.0585e-09 | 1.2268e-16 | 1.0585e-09 | -1.0585e-09 | 0 | 0 | 0 | 0 | 0 | 0 | 0.33333 | 0.88192 | 0.88192 | 0.33333 | 0.88192 | 0.88192 | 8.4692e-06 | -100.8934 | 100.8934 | 8.6268e-06 | -100.8934 | 100.8934
Line16_4_18 | 0 | 0 | 0 | 0 | 0 | 0 | 0 | 0 | 0 | 0 | 0 | 0 | -8.1481e-10 | -2.037e-10 | -2.037e-10 | 8.1481e-10 | 2.037e-10 | 2.037e-10 | -1.6648e-16 | -1.0585e-09 | 1.0585e-09 | 9.4709e-17 | 1.0585e-09 | -1.0585e-09 | 0 | 0 | 0 | 0 | 0 | 0 | 0.33333 | 0.88192 | 0.88192 | 0.33333 | 0.88192 | 0.88192 | 3.8999e-06 | -100.8934 | 100.8934 | 4.0575e-06 | -100.8934 | 100.8934
Line17_5_19 | 0 | 0 | 0 | 0 | 0 | 0 | 0 | 0 | 0 | 0 | 0 | 0 | -8.1481e-10 | -2.037e-10 | -2.037e-10 | 8.1481e-10 | 2.037e-10 | 2.037e-10 | -1.6648e-16 | -1.0585e-09 | 1.0585e-09 | 9.4709e-17 | 1.0585e-09 | -1.0585e-09 | 0 | 0 | 0 | 0 | 0 | 0 | 0.33333 | 0.88192 | 0.88192 | 0.33333 | 0.88192 | 0.88192 | 3.8999e-06 | -100.8934 | 100.8934 | 4.0575e-06 | -100.8934 | 100.8934
Line1_1_3 | 0 | 0 | 0 | 0 | 0 | 0 | 0 | 0 | 0 | 0 | 0 | 0 | -6.5185e-09 | -1.6296e-09 | -1.6296e-09 | 6.5185e-09 | 1.6296e-09 | 1.6296e-09 | -1.6599e-15 | -8.4678e-09 | 8.4678e-09 | 1.791e-15 | 8.4678e-09 | -8.4678e-09 | 0 | 0 | 0 | 0 | 0 | 0 | 0.33333 | 0.88192 | 0.88192 | 0.33333 | 0.88192 | 0.88192 | 3.5848e-06 | -100.8934 | 100.8934 | 4.8453e-06 | -100.8934 | 100.8934
Line2_1_4 | 0 | 0 | 0 | 0 | 0 | 0 | 0 | 0 | 0 | 0 | 0 | 0 | -1.6296e-09 | -4.0741e-10 | -4.0741e-10 | 1.6296e-09 | 4.0741e-10 | 4.0741e-10 | -3.4251e-16 | -2.117e-09 | 2.117e-09 | 3.6381e-16 | 2.117e-09 | -2.117e-09 | 0 | 0 | 0 | 0 | 0 | 0 | 0.33333 | 0.88192 | 0.88192 | 0.33333 | 0.88192 | 0.88192 | 3.5848e-06 | -100.8934 | 100.8934 | 3.8999e-06 | -100.8934 | 100.8934
Line3_1_5 | 0 | 0 | 0 | 0 | 0 | 0 | 0 | 0 | 0 | 0 | 0 | 0 | -1.6296e-09 | -4.0741e-10 | -4.0741e-10 | 1.6296e-09 | 4.0741e-10 | 4.0741e-10 | -3.4251e-16 | -2.117e-09 | 2.117e-09 | 3.6381e-16 | 2.117e-09 | -2.117e-09 | 0 | 0 | 0 | 0 | 0 | 0 | 0.33333 | 0.88192 | 0.88192 | 0.33333 | 0.88192 | 0.88192 | 3.5848e-06 | -100.8934 | 100.8934 | 3.8999e-06 | -100.8934 | 100.8934
Line4_2_6 | 0 | 0 | 0 | 0 | 0 | 0 | 0 | 0 | 0 | 0 | 0 | 0 | -4.0741e-09 | -1.0185e-09 | -1.0185e-09 | 4.0741e-09 | 1.0185e-09 | 1.0185e-09 | -8.649e-16 | -5.2924e-09 | 5.2924e-09 | 8.8391e-16 | 5.2924e-09 | -5.2924e-09 | 0 | 0 | 0 | 0 | 0 | 0 | 0.33333 | 0.88192 | 0.88192 | 0.33333 | 0.88192 | 0.88192 | 4.5301e-06 | -100.8934 | 100.8934 | 5.318e-06 | -100.8934 | 100.8934
Line5_6_7 | 0 | 0 | 0 | 0 | 0 | 0 | 0 | 0 | 0 | 0 | 0 | 0 | -3.2593e-09 | -8.1481e-10 | -8.1481e-10 | 3.2593e-09 | 8.1481e-10 | 8.1481e-10 | -7.3426e-16 | -4.2339e-09 | 4.2339e-09 | 7.3928e-16 | 4.2339e-09 | -4.2339e-09 | 0 | 0 | 0 | 0 | 0 | 0 | 0.33333 | 0.88192 | 0.88192 | 0.33333 | 0.88192 | 0.88192 | 5.318e-06 | -100.8934 | 100.8934 | 5.9482e-06 | -100.8934 | 100.8934
Line6_7_8 | 0 | 0 | 0 | 0 | 0 | 0 | 0 | 0 | 0 | 0 | 0 | 0 | -2.4444e-09 | -6.1111e-10 | -6.1111e-10 | 2.4444e-09 | 6.1111e-10 | 6.1111e-10 | -4.2031e-16 | -3.1754e-09 | 3.1754e-09 | 3.7879e-16 | 3.1754e-09 | -3.1754e-09 | 0 | 0 | 0 | 0 | 0 | 0 | 0.33333 | 0.88192 | 0.88192 | 0.33333 | 0.88192 | 0.88192 | 5.9482e-06 | -100.8934 | 100.8934 | 6.4209e-06 | -100.8934 | 100.8934
Line7_8_9 | 0 | 0 | 0 | 0 | 0 | 0 | 0 | 0 | 0 | 0 | 0 | 0 | -8.1481e-10 | -2.037e-10 | -2.037e-10 | 8.1481e-10 | 2.037e-10 | 2.037e-10 | -1.5916e-16 | -1.0585e-09 | 1.0585e-09 | 1.4906e-16 | 1.0585e-09 | -1.0585e-09 | 0 | 0 | 0 | 0 | 0 | 0 | 0.33333 | 0.88192 | 0.88192 | 0.33333 | 0.88192 | 0.88192 | 6.4209e-06 | -100.8934 | 100.8934 | 6.5785e-06 | -100.8934 | 100.8934
Line8_8_10 | 0 | 0 | 0 | 0 | 0 | 0 | 0 | 0 | 0 | 0 | 0 | 0 | -8.1481e-10 | -2.037e-10 | -2.037e-10 | 8.1481e-10 | 2.037e-10 | 2.037e-10 | -1.9e-16 | -1.0585e-09 | 1.0585e-09 | 1.799e-16 | 1.0585e-09 | -1.0585e-09 | 0 | 0 | 0 | 0 | 0 | 0 | 0.33333 | 0.88192 | 0.88192 | 0.33333 | 0.88192 | 0.88192 | 6.4209e-06 | -100.8934 | 100.8934 | 6.5785e-06 | -100.8934 | 100.8934
Line9_3_11 | 0 | 0 | 0 | 0 | 0 | 0 | 0 | 0 | 0 | 0 | 0 | 0 | -5.7037e-09 | -1.4259e-09 | -1.4259e-09 | 5.7037e-09 | 1.4259e-09 | 1.4259e-09 | -1.6604e-15 | -7.4093e-09 | 7.4093e-09 | 1.6839e-15 | 7.4093e-09 | -7.4093e-09 | 0 | 0 | 0 | 0 | 0 | 0 | 0.33333 | 0.88192 | 0.88192 | 0.33333 | 0.88192 | 0.88192 | 4.8453e-06 | -100.8934 | 100.8934 | 5.9482e-06 | -100.8934 | 100.8934

## LG_min_fault_6
name | pf_ikss_a_from_ka | pf_ikss_b_from_ka | pf_ikss_c_from_ka | pf_ikss_a_to_ka | pf_ikss_b_to_ka | pf_ikss_c_to_ka | pf_skss_a_from_mw | pf_skss_b_from_mw | pf_skss_c_from_mw | pf_skss_a_to_mw | pf_skss_b_to_mw | pf_skss_c_to_mw | pf_p_a_from_mw | pf_p_b_from_mw | pf_p_c_from_mw | pf_p_a_to_mw | pf_p_b_to_mw | pf_p_c_to_mw | pf_q_a_from_mvar | pf_q_b_from_mvar | pf_q_c_from_mvar | pf_q_a_to_mvar | pf_q_b_to_mvar | pf_q_c_to_mvar | pf_ikss_a_from_degree | pf_ikss_b_from_degree | pf_ikss_c_from_degree | pf_ikss_a_to_degree | pf_ikss_b_to_degree | pf_ikss_c_to_degree | pf_vm_a_from_pu | pf_vm_b_from_pu | pf_vm_c_from_pu | pf_vm_a_to_pu | pf_vm_b_to_pu | pf_vm_c_to_pu | pf_va_a_from_degree | pf_va_b_from_degree | pf_va_c_from_degree | pf_va_a_to_degree | pf_va_b_to_degree | pf_va_c_to_degree
Line0_1_2 | 0 | 0 | 0 | 0 | 0 | 0 | 0 | 0 | 0 | 0 | 0 | 0 | -1.9675e-10 | -1.1837e-10 | 1.9991e-11 | 1.9675e-10 | 1.1837e-10 | -1.9991e-11 | 1.5976e-10 | -4.6542e-11 | 1.2642e-10 | -1.5976e-10 | 4.6542e-11 | -1.2642e-10 | 0 | 0 | 0 | 0 | 0 | 0 | 0.99095 | 0.99459 | 1.0009 | 0.99095 | 0.99459 | 1.0009 | -0.41987 | -119.8781 | 119.671 | -0.41987 | -119.8781 | 119.671
Line10_11_12 | 0 | 0 | 0 | 0 | 0 | 0 | 0 | 0 | 0 | 0 | 0 | 0 | -1.9675e-10 | -1.1837e-10 | 1.9991e-11 | 1.9675e-10 | 1.1837e-10 | -1.9991e-11 | 1.5976e-10 | -4.6542e-11 | 1.2642e-10 | -1.5976e-10 | 4.6542e-11 | -1.2642e-10 | 0 | 0 | 0 | 0 | 0 | 0 | 0.99095 | 0.99459 | 1.0009 | 0.99095 | 0.99459 | 1.0009 | -0.41987 | -119.8781 | 119.671 | -0.41987 | -119.8781 | 119.671
Line11_12_13 | 0 | 0 | 0 | 0 | 0 | 0 | 0 | 0 | 0 | 0 | 0 | 0 | -1.6396e-10 | -9.8638e-11 | 1.6659e-11 | 1.6396e-10 | 9.8638e-11 | -1.6659e-11 | 1.3313e-10 | -3.8785e-11 | 1.0535e-10 | -1.3313e-10 | 3.8785e-11 | -1.0535e-10 | 0 | 0 | 0 | 0 | 0 | 0 | 0.99095 | 0.99459 | 1.0009 | 0.99095 | 0.99459 | 1.0009 | -0.41987 | -119.8781 | 119.671 | -0.41987 | -119.8781 | 119.671
Line12_13_15 | 0 | 0 | 0 | 0 | 0 | 0 | 0 | 0 | 0 | 0 | 0 | 0 | -9.8374e-11 | -5.9183e-11 | 9.9954e-12 | 9.8374e-11 | 5.9183e-11 | -9.9954e-12 | 7.988e-11 | -2.3271e-11 | 6.3211e-11 | -7.988e-11 | 2.3271e-11 | -6.3211e-11 | 0 | 0 | 0 | 0 | 0 | 0 | 0.99095 | 0.99459 | 1.0009 | 0.99095 | 0.99459 | 1.0009 | -0.41987 | -119.8781 | 119.671 | -0.41987 | -119.8781 | 119.671
Line13_13_14 | 0 | 0 | 0 | 0 | 0 | 0 | 0 | 0 | 0 | 0 | 0 | 0 | -3.2791e-11 | -1.9728e-11 | 3.3318e-12 | 3.2791e-11 | 1.9728e-11 | -3.3318e-12 | 2.6627e-11 | -7.757e-12 | 2.107e-11 | -2.6627e-11 | 7.757e-12 | -2.107e-11 | 0 | 0 | 0 | 0 | 0 | 0 | 0.99095 | 0.99459 | 1.0009 | 0.99095 | 0.99459 | 1.0009 | -0.41987 | -119.8781 | 119.671 | -0.41987 | -119.8781 | 119.671
Line14_15_16 | 0 | 0 | 0 | 0 | 0 | 0 | 0 | 0 | 0 | 0 | 0 | 0 | -6.5583e-11 | -3.9455e-11 | 6.6636e-12 | 6.5583e-11 | 3.9455e-11 | -6.6636e-12 | 5.3253e-11 | -1.5514e-11 | 4.2141e-11 | -5.3253e-11 | 1.5514e-11 | -4.2141e-11 | 0 | 0 | 0 | 0 | 0 | 0 | 0.99095 | 0.99459 | 1.0009 | 0.99095 | 0.99459 | 1.0009 | -0.41987 | -119.8781 | 119.671 | -0.41987 | -119.8781 | 119.671
Line15_16_17 | 0 | 0 | 0 | 0 | 0 | 0 | 0 | 0 | 0 | 0 | 0 | 0 | -3.2791e-11 | -1.9728e-11 | 3.3318e-12 | 3.2791e-11 | 1.9728e-11 | -3.3318e-12 | 2.6627e-11 | -7.757e-12 | 2.107e-11 | -2.6627e-11 | 7.757e-12 | -2.107e-11 | 0 | 0 | 0 | 0 | 0 | 0 | 0.99095 | 0.99459 | 1.0009 | 0.99095 | 0.99459 | 1.0009 | -0.41987 | -119.8781 | 119.671 | -0.41987 | -119.8781 | 119.671
Line16_4_18 | 0 | 0 | 0 | 0 | 0 | 0 | 0 | 0 | 0 | 0 | 0 | 0 | -3.2791e-11 | -1.9728e-11 | 3.3318e-12 | 3.2791e-11 | 1.9728e-11 | -3.3318e-12 | 2.6627e-11 | -7.757e-12 | 2.107e-11 | -2.6627e-11 | 7.757e-12 | -2.107e-11 | 0 | 0 | 0 | 0 | 0 | 0 | 0.99095 | 0.99459 | 1.0009 | 0.99095 | 0.99459 | 1.0009 | -0.41987 | -119.8781 | 119.671 | -0.41987 | -119.8781 | 119.671
Line17_5_19 | 0 | 0 | 0 | 0 | 0 | 0 | 0 | 0 | 0 | 0 | 0 | 0 | -3.2791e-11 | -1.9728e-11 | 3.3318e-12 | 3.2791e-11 | 1.9728e-11 | -3.3318e-12 | 2.6627e-11 | -7.757e-12 | 2.107e-11 | -2.6627e-11 | 7.757e-12 | -2.107e-11 | 0 | 0 | 0 | 0 | 0 | 0 | 0.99095 | 0.99459 | 1.0009 | 0.99095 | 0.99459 | 1.0009 | -0.41987 | -119.8781 | 119.671 | -0.41987 | -119.8781 | 119.671
Line1_1_3 | 0 | 0 | 0 | 0 | 0 | 0 | 0 | 0 | 0 | 0 | 0 | 0 | -2.6233e-10 | -1.5782e-10 | 2.6654e-11 | 2.6233e-10 | 1.5782e-10 | -2.6654e-11 | 2.1301e-10 | -6.2056e-11 | 1.6856e-10 | -2.1301e-10 | 6.2056e-11 | -1.6856e-10 | 0 | 0 | 0 | 0 | 0 | 0 | 0.99095 | 0.99459 | 1.0009 | 0.99095 | 0.99459 | 1.0009 | -0.41987 | -119.8781 | 119.671 | -0.41987 | -119.8781 | 119.671
Line2_1_4 | 0 | 0 | 0 | 0 | 0 | 0 | 0 | 0 | 0 | 0 | 0 | 0 | -6.5583e-11 | -3.9455e-11 | 6.6636e-12 | 6.5583e-11 | 3.9455e-11 | -6.6636e-12 | 5.3253e-11 | -1.5514e-11 | 4.2141e-11 | -5.3253e-11 | 1.5514e-11 | -4.2141e-11 | 0 | 0 | 0 | 0 | 0 | 0 | 0.99095 | 0.99459 | 1.0009 | 0.99095 | 0.99459 | 1.0009 | -0.41987 | -119.8781 | 119.671 | -0.41987 | -119.8781 | 119.671
Line3_1_5 | 0 | 0 | 0 | 0 | 0 | 0 | 0 | 0 | 0 | 0 | 0 | 0 | -6.5583e-11 | -3.9455e-11 | 6.6636e-12 | 6.5583e-11 | 3.9455e-11 | -6.6636e-12 | 5.3253e-11 | -1.5514e-11 | 4.2141e-11 | -5.3253e-11 | 1.5514e-11 | -4.2141e-11 | 0 | 0 | 0 | 0 | 0 | 0 | 0.99095 | 0.99459 | 1.0009 | 0.99095 | 0.99459 | 1.0009 | -0.41987 | -119.8781 | 119.671 | -0.41987 | -119.8781 | 119.671
Line4_2_6 | 0 | 0 | 0 | 0 | 0 | 0 | 0 | 0 | 0 | 0 | 0 | 0 | -1.6396e-10 | -9.8638e-11 | 1.6659e-11 | 1.6396e-10 | 9.8638e-11 | -1.6659e-11 | 1.3313e-10 | -3.8785e-11 | 1.0535e-10 | -1.3313e-10 | 3.8785e-11 | -1.0535e-10 | 0 | 0 | 0 | 0 | 0 | 0 | 0.99095 | 0.99459 | 1.0009 | 0.99095 | 0.99459 | 1.0009 | -0.41987 | -119.8781 | 119.671 | -0.41987 | -119.8781 | 119.671
Line5_6_7 | 0 | 0 | 0 | 0 | 0 | 0 | 0 | 0 | 0 | 0 | 0 | 0 | -1.3117e-10 | -7.891e-11 | 1.3327e-11 | 1.3117e-10 | 7.891e-11 | -1.3327e-11 | 1.0651e-10 | -3.1028e-11 | 8.4281e-11 | -1.0651e-10 | 3.1028e-11 | -8.4281e-11 | 0 | 0 | 0 | 0 | 0 | 0 | 0.99095 | 0.99459 | 1.0009 | 0.99095 | 0.99459 | 1.0009 | -0.41987 | -119.8781 | 119.671 | -0.41987 | -119.8781 | 119.671
Line6_7_8 | 0 | 0 | 0 | 0 | 0 | 0 | 0 | 0 | 0 | 0 | 0 | 0 | -9.8374e-11 | -5.9183e-11 | 9.9954e-12 | 9.8374e-11 | 5.9183e-11 | -9.9954e-12 | 7.988e-11 | -2.3271e-11 | 6.3211e-11 | -7.988e-11 | 2.3271e-11 | -6.3211e-11 | 0 | 0 | 0 | 0 | 0 | 0 | 0.99095 | 0.99459 | 1.0009 | 0.99095 | 0.99459 | 1.0009 | -0.41987 | -119.8781 | 119.671 | -0.41987 | -119.8781 | 119.671
Line7_8_9 | 0 | 0 | 0 | 0 | 0 | 0 | 0 | 0 | 0 | 0 | 0 | 0 | -3.2791e-11 | -1.9728e-11 | 3.3318e-12 | 3.2791e-11 | 1.9728e-11 | -3.3318e-12 | 2.6627e-11 | -7.757e-12 | 2.107e-11 | -2.6627e-11 | 7.757e-12 | -2.107e-11 | 0 | 0 | 0 | 0 | 0 | 0 | 0.99095 | 0.99459 | 1.0009 | 0.99095 | 0.99459 | 1.0009 | -0.41987 | -119.8781 | 119.671 | -0.41987 | -119.8781 | 119.671
Line8_8_10 | 0 | 0 | 0 | 0 | 0 | 0 | 0 | 0 | 0 | 0 | 0 | 0 | -3.2791e-11 | -1.9728e-11 | 3.3318e-12 | 3.2791e-11 | 1.9728e-11 | -3.3318e-12 | 2.6627e-11 | -7.757e-12 | 2.107e-11 | -2.6627e-11 | 7.757e-12 | -2.107e-11 | 0 | 0 | 0 | 0 | 0 | 0 | 0.99095 | 0.99459 | 1.0009 | 0.99095 | 0.99459 | 1.0009 | -0.41987 | -119.8781 | 119.671 | -0.41987 | -119.8781 | 119.671
Line9_3_11 | 0 | 0 | 0 | 0 | 0 | 0 | 0 | 0 | 0 | 0 | 0 | 0 | -2.2954e-10 | -1.3809e-10 | 2.3323e-11 | 2.2954e-10 | 1.3809e-10 | -2.3323e-11 | 1.8639e-10 | -5.4299e-11 | 1.4749e-10 | -1.8639e-10 | 5.4299e-11 | -1.4749e-10 | 0 | 0 | 0 | 0 | 0 | 0 | 0.99095 | 0.99459 | 1.0009 | 0.99095 | 0.99459 | 1.0009 | -0.41987 | -119.8781 | 119.671 | -0.41987 | -119.8781 | 119.671

## LG_min_fault_10
name | pf_ikss_a_from_ka | pf_ikss_b_from_ka | pf_ikss_c_from_ka | pf_ikss_a_to_ka | pf_ikss_b_to_ka | pf_ikss_c_to_ka | pf_skss_a_from_mw | pf_skss_b_from_mw | pf_skss_c_from_mw | pf_skss_a_to_mw | pf_skss_b_to_mw | pf_skss_c_to_mw | pf_p_a_from_mw | pf_p_b_from_mw | pf_p_c_from_mw | pf_p_a_to_mw | pf_p_b_to_mw | pf_p_c_to_mw | pf_q_a_from_mvar | pf_q_b_from_mvar | pf_q_c_from_mvar | pf_q_a_to_mvar | pf_q_b_to_mvar | pf_q_c_to_mvar | pf_ikss_a_from_degree | pf_ikss_b_from_degree | pf_ikss_c_from_degree | pf_ikss_a_to_degree | pf_ikss_b_to_degree | pf_ikss_c_to_degree | pf_vm_a_from_pu | pf_vm_b_from_pu | pf_vm_c_from_pu | pf_vm_a_to_pu | pf_vm_b_to_pu | pf_vm_c_to_pu | pf_va_a_from_degree | pf_va_b_from_degree | pf_va_c_from_degree | pf_va_a_to_degree | pf_va_b_to_degree | pf_va_c_to_degree
Line0_1_2 | 0 | 0 | 0 | 0 | 0 | 0 | 0 | 0 | 0 | 0 | 0 | 0 | -1.9675e-10 | -1.1837e-10 | 1.9991e-11 | 1.9675e-10 | 1.1837e-10 | -1.9991e-11 | 1.5976e-10 | -4.6542e-11 | 1.2642e-10 | -1.5976e-10 | 4.6542e-11 | -1.2642e-10 | 0 | 0 | 0 | 0 | 0 | 0 | 0.99095 | 0.99459 | 1.0009 | 0.99095 | 0.99459 | 1.0009 | -0.41987 | -119.8781 | 119.671 | -0.41987 | -119.8781 | 119.671
Line10_11_12 | 0 | 0 | 0 | 0 | 0 | 0 | 0 | 0 | 0 | 0 | 0 | 0 | -1.9675e-10 | -1.1837e-10 | 1.9991e-11 | 1.9675e-10 | 1.1837e-10 | -1.9991e-11 | 1.5976e-10 | -4.6542e-11 | 1.2642e-10 | -1.5976e-10 | 4.6542e-11 | -1.2642e-10 | 0 | 0 | 0 | 0 | 0 | 0 | 0.99095 | 0.99459 | 1.0009 | 0.99095 | 0.99459 | 1.0009 | -0.41987 | -119.8781 | 119.671 | -0.41987 | -119.8781 | 119.671
Line11_12_13 | 0 | 0 | 0 | 0 | 0 | 0 | 0 | 0 | 0 | 0 | 0 | 0 | -1.6396e-10 | -9.8638e-11 | 1.6659e-11 | 1.6396e-10 | 9.8638e-11 | -1.6659e-11 | 1.3313e-10 | -3.8785e-11 | 1.0535e-10 | -1.3313e-10 | 3.8785e-11 | -1.0535e-10 | 0 | 0 | 0 | 0 | 0 | 0 | 0.99095 | 0.99459 | 1.0009 | 0.99095 | 0.99459 | 1.0009 | -0.41987 | -119.8781 | 119.671 | -0.41987 | -119.8781 | 119.671
Line12_13_15 | 0 | 0 | 0 | 0 | 0 | 0 | 0 | 0 | 0 | 0 | 0 | 0 | -9.8374e-11 | -5.9183e-11 | 9.9954e-12 | 9.8374e-11 | 5.9183e-11 | -9.9954e-12 | 7.988e-11 | -2.3271e-11 | 6.3211e-11 | -7.988e-11 | 2.3271e-11 | -6.3211e-11 | 0 | 0 | 0 | 0 | 0 | 0 | 0.99095 | 0.99459 | 1.0009 | 0.99095 | 0.99459 | 1.0009 | -0.41987 | -119.8781 | 119.671 | -0.41987 | -119.8781 | 119.671
Line13_13_14 | 0 | 0 | 0 | 0 | 0 | 0 | 0 | 0 | 0 | 0 | 0 | 0 | -3.2791e-11 | -1.9728e-11 | 3.3318e-12 | 3.2791e-11 | 1.9728e-11 | -3.3318e-12 | 2.6627e-11 | -7.757e-12 | 2.107e-11 | -2.6627e-11 | 7.757e-12 | -2.107e-11 | 0 | 0 | 0 | 0 | 0 | 0 | 0.99095 | 0.99459 | 1.0009 | 0.99095 | 0.99459 | 1.0009 | -0.41987 | -119.8781 | 119.671 | -0.41987 | -119.8781 | 119.671
Line14_15_16 | 0 | 0 | 0 | 0 | 0 | 0 | 0 | 0 | 0 | 0 | 0 | 0 | -6.5583e-11 | -3.9455e-11 | 6.6636e-12 | 6.5583e-11 | 3.9455e-11 | -6.6636e-12 | 5.3253e-11 | -1.5514e-11 | 4.2141e-11 | -5.3253e-11 | 1.5514e-11 | -4.2141e-11 | 0 | 0 | 0 | 0 | 0 | 0 | 0.99095 | 0.99459 | 1.0009 | 0.99095 | 0.99459 | 1.0009 | -0.41987 | -119.8781 | 119.671 | -0.41987 | -119.8781 | 119.671
Line15_16_17 | 0 | 0 | 0 | 0 | 0 | 0 | 0 | 0 | 0 | 0 | 0 | 0 | -3.2791e-11 | -1.9728e-11 | 3.3318e-12 | 3.2791e-11 | 1.9728e-11 | -3.3318e-12 | 2.6627e-11 | -7.757e-12 | 2.107e-11 | -2.6627e-11 | 7.757e-12 | -2.107e-11 | 0 | 0 | 0 | 0 | 0 | 0 | 0.99095 | 0.99459 | 1.0009 | 0.99095 | 0.99459 | 1.0009 | -0.41987 | -119.8781 | 119.671 | -0.41987 | -119.8781 | 119.671
Line16_4_18 | 0 | 0 | 0 | 0 | 0 | 0 | 0 | 0 | 0 | 0 | 0 | 0 | -3.2791e-11 | -1.9728e-11 | 3.3318e-12 | 3.2791e-11 | 1.9728e-11 | -3.3318e-12 | 2.6627e-11 | -7.757e-12 | 2.107e-11 | -2.6627e-11 | 7.757e-12 | -2.107e-11 | 0 | 0 | 0 | 0 | 0 | 0 | 0.99095 | 0.99459 | 1.0009 | 0.99095 | 0.99459 | 1.0009 | -0.41987 | -119.8781 | 119.671 | -0.41987 | -119.8781 | 119.671
Line17_5_19 | 0 | 0 | 0 | 0 | 0 | 0 | 0 | 0 | 0 | 0 | 0 | 0 | -3.2791e-11 | -1.9728e-11 | 3.3318e-12 | 3.2791e-11 | 1.9728e-11 | -3.3318e-12 | 2.6627e-11 | -7.757e-12 | 2.107e-11 | -2.6627e-11 | 7.757e-12 | -2.107e-11 | 0 | 0 | 0 | 0 | 0 | 0 | 0.99095 | 0.99459 | 1.0009 | 0.99095 | 0.99459 | 1.0009 | -0.41987 | -119.8781 | 119.671 | -0.41987 | -119.8781 | 119.671
Line1_1_3 | 0 | 0 | 0 | 0 | 0 | 0 | 0 | 0 | 0 | 0 | 0 | 0 | -2.6233e-10 | -1.5782e-10 | 2.6654e-11 | 2.6233e-10 | 1.5782e-10 | -2.6654e-11 | 2.1301e-10 | -6.2056e-11 | 1.6856e-10 | -2.1301e-10 | 6.2056e-11 | -1.6856e-10 | 0 | 0 | 0 | 0 | 0 | 0 | 0.99095 | 0.99459 | 1.0009 | 0.99095 | 0.99459 | 1.0009 | -0.41987 | -119.8781 | 119.671 | -0.41987 | -119.8781 | 119.671
Line2_1_4 | 0 | 0 | 0 | 0 | 0 | 0 | 0 | 0 | 0 | 0 | 0 | 0 | -6.5583e-11 | -3.9455e-11 | 6.6636e-12 | 6.5583e-11 | 3.9455e-11 | -6.6636e-12 | 5.3253e-11 | -1.5514e-11 | 4.2141e-11 | -5.3253e-11 | 1.5514e-11 | -4.2141e-11 | 0 | 0 | 0 | 0 | 0 | 0 | 0.99095 | 0.99459 | 1.0009 | 0.99095 | 0.99459 | 1.0009 | -0.41987 | -119.8781 | 119.671 | -0.41987 | -119.8781 | 119.671
Line3_1_5 | 0 | 0 | 0 | 0 | 0 | 0 | 0 | 0 | 0 | 0 | 0 | 0 | -6.5583e-11 | -3.9455e-11 | 6.6636e-12 | 6.5583e-11 | 3.9455e-11 | -6.6636e-12 | 5.3253e-11 | -1.5514e-11 | 4.2141e-11 | -5.3253e-11 | 1.5514e-11 | -4.2141e-11 | 0 | 0 | 0 | 0 | 0 | 0 | 0.99095 | 0.99459 | 1.0009 | 0.99095 | 0.99459 | 1.0009 | -0.41987 | -119.8781 | 119.671 | -0.41987 | -119.8781 | 119.671
Line4_2_6 | 0 | 0 | 0 | 0 | 0 | 0 | 0 | 0 | 0 | 0 | 0 | 0 | -1.6396e-10 | -9.8638e-11 | 1.6659e-11 | 1.6396e-10 | 9.8638e-11 | -1.6659e-11 | 1.3313e-10 | -3.8785e-11 | 1.0535e-10 | -1.3313e-10 | 3.8785e-11 | -1.0535e-10 | 0 | 0 | 0 | 0 | 0 | 0 | 0.99095 | 0.99459 | 1.0009 | 0.99095 | 0.99459 | 1.0009 | -0.41987 | -119.8781 | 119.671 | -0.41987 | -119.8781 | 119.671
Line5_6_7 | 0 | 0 | 0 | 0 | 0 | 0 | 0 | 0 | 0 | 0 | 0 | 0 | -1.3117e-10 | -7.891e-11 | 1.3327e-11 | 1.3117e-10 | 7.891e-11 | -1.3327e-11 | 1.0651e-10 | -3.1028e-11 | 8.4281e-11 | -1.0651e-10 | 3.1028e-11 | -8.4281e-11 | 0 | 0 | 0 | 0 | 0 | 0 | 0.99095 | 0.99459 | 1.0009 | 0.99095 | 0.99459 | 1.0009 | -0.41987 | -119.8781 | 119.671 | -0.41987 | -119.8781 | 119.671
Line6_7_8 | 0 | 0 | 0 | 0 | 0 | 0 | 0 | 0 | 0 | 0 | 0 | 0 | -9.8374e-11 | -5.9183e-11 | 9.9954e-12 | 9.8374e-11 | 5.9183e-11 | -9.9954e-12 | 7.988e-11 | -2.3271e-11 | 6.3211e-11 | -7.988e-11 | 2.3271e-11 | -6.3211e-11 | 0 | 0 | 0 | 0 | 0 | 0 | 0.99095 | 0.99459 | 1.0009 | 0.99095 | 0.99459 | 1.0009 | -0.41987 | -119.8781 | 119.671 | -0.41987 | -119.8781 | 119.671
Line7_8_9 | 0 | 0 | 0 | 0 | 0 | 0 | 0 | 0 | 0 | 0 | 0 | 0 | -3.2791e-11 | -1.9728e-11 | 3.3318e-12 | 3.2791e-11 | 1.9728e-11 | -3.3318e-12 | 2.6627e-11 | -7.757e-12 | 2.107e-11 | -2.6627e-11 | 7.757e-12 | -2.107e-11 | 0 | 0 | 0 | 0 | 0 | 0 | 0.99095 | 0.99459 | 1.0009 | 0.99095 | 0.99459 | 1.0009 | -0.41987 | -119.8781 | 119.671 | -0.41987 | -119.8781 | 119.671
Line8_8_10 | 0 | 0 | 0 | 0 | 0 | 0 | 0 | 0 | 0 | 0 | 0 | 0 | -3.2791e-11 | -1.9728e-11 | 3.3318e-12 | 3.2791e-11 | 1.9728e-11 | -3.3318e-12 | 2.6627e-11 | -7.757e-12 | 2.107e-11 | -2.6627e-11 | 7.757e-12 | -2.107e-11 | 0 | 0 | 0 | 0 | 0 | 0 | 0.99095 | 0.99459 | 1.0009 | 0.99095 | 0.99459 | 1.0009 | -0.41987 | -119.8781 | 119.671 | -0.41987 | -119.8781 | 119.671
Line9_3_11 | 0 | 0 | 0 | 0 | 0 | 0 | 0 | 0 | 0 | 0 | 0 | 0 | -2.2954e-10 | -1.3809e-10 | 2.3323e-11 | 2.2954e-10 | 1.3809e-10 | -2.3323e-11 | 1.8639e-10 | -5.4299e-11 | 1.4749e-10 | -1.8639e-10 | 5.4299e-11 | -1.4749e-10 | 0 | 0 | 0 | 0 | 0 | 0 | 0.99095 | 0.99459 | 1.0009 | 0.99095 | 0.99459 | 1.0009 | -0.41987 | -119.8781 | 119.671 | -0.41987 | -119.8781 | 119.671

## LLG_max_6
name | pf_ikss_a_from_ka | pf_ikss_b_from_ka | pf_ikss_c_from_ka | pf_ikss_a_to_ka | pf_ikss_b_to_ka | pf_ikss_c_to_ka | pf_skss_a_from_mw | pf_skss_b_from_mw | pf_skss_c_from_mw | pf_skss_a_to_mw | pf_skss_b_to_mw | pf_skss_c_to_mw | pf_p_a_from_mw | pf_p_b_from_mw | pf_p_c_from_mw | pf_p_a_to_mw | pf_p_b_to_mw | pf_p_c_to_mw | pf_q_a_from_mvar | pf_q_b_from_mvar | pf_q_c_from_mvar | pf_q_a_to_mvar | pf_q_b_to_mvar | pf_q_c_to_mvar | pf_ikss_a_from_degree | pf_ikss_b_from_degree | pf_ikss_c_from_degree | pf_ikss_a_to_degree | pf_ikss_b_to_degree | pf_ikss_c_to_degree | pf_vm_a_from_pu | pf_vm_b_from_pu | pf_vm_c_from_pu | pf_vm_a_to_pu | pf_vm_b_to_pu | pf_vm_c_to_pu | pf_va_a_from_degree | pf_va_b_from_degree | pf_va_c_from_degree | pf_va_a_to_degree | pf_va_b_to_degree | pf_va_c_to_degree
Line0_1_2 | 0.1732 | 0.1732 | 0.17321 | 0.1732 | 0.1732 | 0.17321 | 0.04 | 0.04 | 0.04 | 0.04 | 0.04 | 0.04 | -0.0030931 | -0.013547 | 0.01174 | 0.0033931 | 0.013847 | -0.01144 | -0.031271 | -0.0081079 | -0.010637 | 0.031871 | 0.0087079 | 0.011237 | 95.7105 | -24.2893 | -144.2894 | -84.2895 | 155.7107 | 35.7106 | 0.78559 | 0.39469 | 0.39605 | 0.80128 | 0.40893 | 0.40089 | 0.061578 | -173.3876 | 173.5333 | -0.36653 | -172.1238 | 171.2242
Line10_11_12 | 0.1732 | 0.1732 | 0.17321 | 0.1732 | 0.1732 | 0.17321 | 0.04 | 0.04 | 0.04 | 0.04 | 0.04 | 0.04 | -0.0036931 | -0.014147 | 0.01114 | 0.0039931 | 0.014447 | -0.01084 | -0.032471 | -0.0093079 | -0.011837 | 0.033071 | 0.0099079 | 0.012437 | 95.7105 | -24.2893 | -144.2894 | -84.2895 | 155.7107 | 35.7106 | 0.81701 | 0.42335 | 0.40636 | 0.83278 | 0.43794 | 0.41244 | -0.77818 | -170.9456 | 168.9738 | -1.1743 | -169.8455 | 166.7864
Line11_12_13 | 0.1732 | 0.1732 | 0.17321 | 0.1732 | 0.1732 | 0.17321 | 0.04 | 0.04 | 0.04 | 0.04 | 0.04 | 0.04 | -0.0039931 | -0.014447 | 0.01084 | 0.0042931 | 0.014747 | -0.01054 | -0.033071 | -0.0099079 | -0.012437 | 0.033671 | 0.010508 | 0.013037 | 95.7105 | -24.2893 | -144.2894 | -84.2895 | 155.7107 | 35.7106 | 0.83278 | 0.43794 | 0.41244 | 0.84859 | 0.45268 | 0.41911 | -1.1743 | -169.8455 | 166.7864 | -1.5556 | -168.8167 | 164.6656
Line12_13_15 | 0 | 0 | 0 | 0 | 0 | 0 | 0 | 0 | 0 | 0 | 0 | 0 | -2.343e-09 | -1.3526e-09 | -1.6746e-09 | 2.343e-09 | 1.3526e-09 | 1.6746e-09 | 2.7874e-10 | 4.1224e-09 | -3.5649e-09 | -2.7874e-10 | -4.1224e-09 | 3.5649e-09 | 0 | 0 | 0 | 0 | 0 | 0 | 0.84859 | 0.45268 | 0.41911 | 0.84859 | 0.45268 | 0.41911 | -1.5556 | -168.8167 | 164.6656 | -1.5556 | -168.8167 | 164.6656
Line13_13_14 | 0.1732 | 0.1732 | 0.17321 | 0.1732 | 0.1732 | 0.17321 | 0.04 | 0.04 | 0.04 | 0.04 | 0.04 | 0.04 | -0.0042931 | -0.014747 | 0.01054 | 0.0045931 | 0.015047 | -0.01024 | -0.033671 | -0.010508 | -0.013037 | 0.034271 | 0.011108 | 0.013637 | 95.7105 | -24.2893 | -144.2894 | -84.2895 | 155.7107 | 35.7106 | 0.84859 | 0.45268 | 0.41911 | 0.86444 | 0.46756 | 0.42633 | -1.5556 | -168.8167 | 164.6656 | -1.923 | -167.853 | 162.6139
Line14_15_16 | 0 | 0 | 0 | 0 | 0 | 0 | 0 | 0 | 0 | 0 | 0 | 0 | -1.562e-09 | -9.0174e-10 | -1.1164e-09 | 1.562e-09 | 9.0174e-10 | 1.1164e-09 | 1.8583e-10 | 2.7483e-09 | -2.3766e-09 | -1.8583e-10 | -2.7483e-09 | 2.3766e-09 | 0 | 0 | 0 | 0 | 0 | 0 | 0.84859 | 0.45268 | 0.41911 | 0.84859 | 0.45268 | 0.41911 | -1.5556 | -168.8167 | 164.6656 | -1.5556 | -168.8167 | 164.6656
Line15_16_17 | 0 | 0 | 0 | 0 | 0 | 0 | 0 | 0 | 0 | 0 | 0 | 0 | -7.81e-10 | -4.5087e-10 | -5.5819e-10 | 7.81e-10 | 4.5087e-10 | 5.5819e-10 | 9.2914e-11 | 1.3741e-09 | -1.1883e-09 | -9.2914e-11 | -1.3741e-09 | 1.1883e-09 | 0 | 0 | 0 | 0 | 0 | 0 | 0.84859 | 0.45268 | 0.41911 | 0.84859 | 0.45268 | 0.41911 | -1.5556 | -168.8167 | 164.6656 | -1.5556 | -168.8167 | 164.6656
Line16_4_18 | 0 | 0 | 0 | 0 | 0 | 0 | 0 | 0 | 0 | 0 | 0 | 0 | -8.7758e-10 | -3.9948e-10 | -4.2336e-10 | 8.7758e-10 | 3.9948e-10 | 4.2336e-10 | 2.0675e-11 | 1.3019e-09 | -1.2605e-09 | -2.0675e-11 | -1.3019e-09 | 1.2605e-09 | 0 | 0 | 0 | 0 | 0 | 0 | 0.80128 | 0.40893 | 0.40089 | 0.80128 | 0.40893 | 0.40089 | -0.36653 | -172.1238 | 171.2242 | -0.36653 | -172.1238 | 171.2242
Line17_5_19 | 0 | 0 | 0 | 0 | 0 | 0 | 0 | 0 | 0 | 0 | 0 | 0 | -9.0565e-10 | -3.7822e-10 | -3.7429e-10 | 9.0565e-10 | 3.7822e-10 | 3.7429e-10 | -3.4052e-12 | 1.2778e-09 | -1.2846e-09 | 3.4053e-12 | -1.2778e-09 | 1.2846e-09 | 0 | 0 | 0 | 0 | 0 | 0 | 0.78559 | 0.39469 | 0.39605 | 0.78559 | 0.39469 | 0.39605 | 0.061578 | -173.3876 | 173.5333 | 0.061578 | -173.3876 | 173.5333
Line1_1_3 | 0.1732 | 0.1732 | 0.17321 | 0.1732 | 0.1732 | 0.17321 | 0.04 | 0.04 | 0.04 | 0.04 | 0.04 | 0.04 | -0.0030931 | -0.013547 | 0.01174 | 0.0033931 | 0.013847 | -0.01144 | -0.031271 | -0.0081079 | -0.010637 | 0.031871 | 0.0087079 | 0.011237 | 95.7105 | -24.2892 | -144.2894 | -84.2895 | 155.7108 | 35.7106 | 0.78559 | 0.39469 | 0.39605 | 0.80128 | 0.40893 | 0.40089 | 0.061578 | -173.3876 | 173.5333 | -0.36653 | -172.1238 | 171.2242
Line2_1_4 | 0.1732 | 0.1732 | 0.17321 | 0.1732 | 0.1732 | 0.17321 | 0.04 | 0.04 | 0.04 | 0.04 | 0.04 | 0.04 | -0.0030931 | -0.013547 | 0.01174 | 0.0033931 | 0.013847 | -0.01144 | -0.031271 | -0.008108 | -0.010637 | 0.031871 | 0.0087079 | 0.011237 | 95.7105 | -24.2893 | -144.2894 | -84.2895 | 155.7107 | 35.7106 | 0.78559 | 0.39469 | 0.39605 | 0.80128 | 0.40893 | 0.40089 | 0.061578 | -173.3876 | 173.5333 | -0.36653 | -172.1238 | 171.2242
Line3_1_5 | 0 | 0 | 0 | 0 | 0 | 0 | 0 | 0 | 0 | 0 | 0 | 0 | -1.8113e-09 | -7.5644e-10 | -7.4858e-10 | 1.8113e-09 | 7.5644e-10 | 7.4858e-10 | -6.8103e-12 | 2.5556e-09 | -2.5692e-09 | 6.8106e-12 | -2.5556e-09 | 2.5692e-09 | 0 | 0 | 0 | 0 | 0 | 0 | 0.78559 | 0.39469 | 0.39605 | 0.78559 | 0.39469 | 0.39605 | 0.061578 | -173.3876 | 173.5333 | 0.061578 | -173.3876 | 173.5333
Line4_2_6 | 0.1732 | 0.1732 | 0.17321 | 0.1732 | 0.1732 | 0.17321 | 0.04 | 0.04 | 0.04 | 0.04 | 0.04 | 0.04 | -0.0033931 | -0.013847 | 0.01144 | 0.0036931 | 0.014147 | -0.01114 | -0.031871 | -0.0087079 | -0.011237 | 0.032471 | 0.0093079 | 0.011837 | 95.7105 | -24.2893 | -144.2894 | -84.2895 | 155.7107 | 35.7106 | 0.80128 | 0.40893 | 0.40089 | 0.81701 | 0.42335 | 0.40636 | -0.36653 | -172.1238 | 171.2242 | -0.77818 | -170.9456 | 168.9738
Line5_6_7 | 0.1732 | 0.1732 | 0.17321 | 0.1732 | 0.1732 | 0.17321 | 0.04 | 0.04 | 0.04 | 0.04 | 0.04 | 0.04 | -0.0036931 | -0.014147 | 0.01114 | 0.0039931 | 0.014447 | -0.01084 | -0.032471 | -0.0093079 | -0.011837 | 0.033071 | 0.0099079 | 0.012437 | 95.7105 | -24.2893 | -144.2894 | -84.2895 | 155.7107 | 35.7106 | 0.81701 | 0.42335 | 0.40636 | 0.83278 | 0.43794 | 0.41244 | -0.77818 | -170.9456 | 168.9738 | -1.1743 | -169.8455 | 166.7864
Line6_7_8 | 0 | 0 | 0 | 0 | 0 | 0 | 0 | 0 | 0 | 0 | 0 | 0 | -2.4458e-09 | -1.3074e-09 | -1.5459e-09 | 2.4458e-09 | 1.3074e-09 | 1.5459e-09 | 2.065e-10 | 4.0501e-09 | -3.6371e-09 | -2.065e-10 | -4.0501e-09 | 3.6371e-09 | 0 | 0 | 0 | 0 | 0 | 0 | 0.83278 | 0.43794 | 0.41244 | 0.83278 | 0.43794 | 0.41244 | -1.1743 | -169.8455 | 166.7864 | -1.1743 | -169.8455 | 166.7864
Line7_8_9 | 0 | 0 | 0 | 0 | 0 | 0 | 0 | 0 | 0 | 0 | 0 | 0 | -8.1526e-10 | -4.358e-10 | -5.1531e-10 | 8.1526e-10 | 4.358e-10 | 5.1531e-10 | 6.8834e-11 | 1.35e-09 | -1.2124e-09 | -6.8834e-11 | -1.35e-09 | 1.2124e-09 | 0 | 0 | 0 | 0 | 0 | 0 | 0.83278 | 0.43794 | 0.41244 | 0.83278 | 0.43794 | 0.41244 | -1.1743 | -169.8455 | 166.7864 | -1.1743 | -169.8455 | 166.7864
Line8_8_10 | 0 | 0 | 0 | 0 | 0 | 0 | 0 | 0 | 0 | 0 | 0 | 0 | -8.1526e-10 | -4.358e-10 | -5.1531e-10 | 8.1526e-10 | 4.358e-10 | 5.1531e-10 | 6.8834e-11 | 1.35e-09 | -1.2124e-09 | -6.8834e-11 | -1.35e-09 | 1.2124e-09 | 0 | 0 | 0 | 0 | 0 | 0 | 0.83278 | 0.43794 | 0.41244 | 0.83278 | 0.43794 | 0.41244 | -1.1743 | -169.8455 | 166.7864 | -1.1743 | -169.8455 | 166.7864
Line9_3_11 | 0.1732 | 0.1732 | 0.17321 | 0.1732 | 0.1732 | 0.17321 | 0.04 | 0.04 | 0.04 | 0.04 | 0.04 | 0.04 | -0.0033931 | -0.013847 | 0.01144 | 0.0036931 | 0.014147 | -0.01114 | -0.031871 | -0.0087079 | -0.011237 | 0.032471 | 0.0093079 | 0.011837 | 95.7105 | -24.2892 | -144.2894 | -84.2895 | 155.7108 | 35.7106 | 0.80128 | 0.40893 | 0.40089 | 0.81701 | 0.42335 | 0.40636 | -0.36653 | -172.1238 | 171.2242 | -0.77818 | -170.9456 | 168.9738

## LLG_max_10
name | pf_ikss_a_from_ka | pf_ikss_b_from_ka | pf_ikss_c_from_ka | pf_ikss_a_to_ka | pf_ikss_b_to_ka | pf_ikss_c_to_ka | pf_skss_a_from_mw | pf_skss_b_from_mw | pf_skss_c_from_mw | pf_skss_a_to_mw | pf_skss_b_to_mw | pf_skss_c_to_mw | pf_p_a_from_mw | pf_p_b_from_mw | pf_p_c_from_mw | pf_p_a_to_mw | pf_p_b_to_mw | pf_p_c_to_mw | pf_q_a_from_mvar | pf_q_b_from_mvar | pf_q_c_from_mvar | pf_q_a_to_mvar | pf_q_b_to_mvar | pf_q_c_to_mvar | pf_ikss_a_from_degree | pf_ikss_b_from_degree | pf_ikss_c_from_degree | pf_ikss_a_to_degree | pf_ikss_b_to_degree | pf_ikss_c_to_degree | pf_vm_a_from_pu | pf_vm_b_from_pu | pf_vm_c_from_pu | pf_vm_a_to_pu | pf_vm_b_to_pu | pf_vm_c_to_pu | pf_va_a_from_degree | pf_va_b_from_degree | pf_va_c_from_degree | pf_va_a_to_degree | pf_va_b_to_degree | pf_va_c_to_degree
Line0_1_2 | 0.1732 | 0.1732 | 0.17321 | 0.1732 | 0.1732 | 0.17321 | 0.04 | 0.04 | 0.04 | 0.04 | 0.04 | 0.04 | -0.0031014 | -0.013555 | 0.011732 | 0.0034014 | 0.013855 | -0.011432 | -0.03137 | -0.0082066 | -0.010735 | 0.03197 | 0.0088066 | 0.011335 | 95.7105 | -24.2893 | -144.2894 | -84.2895 | 155.7107 | 35.7106 | 0.78807 | 0.39614 | 0.39755 | 0.80375 | 0.41042 | 0.40247 | 0.064307 | -173.0967 | 173.2498 | -0.36254 | -171.8476 | 170.953
Line10_11_12 | 0.1732 | 0.1732 | 0.17321 | 0.1732 | 0.1732 | 0.17321 | 0.04 | 0.04 | 0.04 | 0.04 | 0.04 | 0.04 | -0.0037014 | -0.014155 | 0.011132 | 0.0040014 | 0.014455 | -0.010832 | -0.03257 | -0.0094066 | -0.011935 | 0.03317 | 0.010007 | 0.012535 | 95.7105 | -24.2893 | -144.2894 | -84.2895 | 155.7107 | 35.7106 | 0.81948 | 0.42488 | 0.40802 | 0.83525 | 0.43951 | 0.41417 | -0.77302 | -170.683 | 168.7152 | -1.168 | -169.5954 | 166.5406
Line11_12_13 | 0.1732 | 0.1732 | 0.17321 | 0.1732 | 0.1732 | 0.17321 | 0.04 | 0.04 | 0.04 | 0.04 | 0.04 | 0.04 | -0.0040014 | -0.014455 | 0.010832 | 0.0043014 | 0.014755 | -0.010532 | -0.03317 | -0.010007 | -0.012535 | 0.03377 | 0.010607 | 0.013135 | 95.7105 | -24.2893 | -144.2894 | -84.2895 | 155.7107 | 35.7106 | 0.83525 | 0.43951 | 0.41417 | 0.85106 | 0.45429 | 0.4209 | -1.168 | -169.5954 | 166.5406 | -1.5484 | -168.5783 | 164.4326
Line12_13_15 | 0 | 0 | 0 | 0 | 0 | 0 | 0 | 0 | 0 | 0 | 0 | 0 | -2.3267e-09 | -1.3666e-09 | -1.688e-09 | 2.3267e-09 | 1.3666e-09 | 1.688e-09 | 2.7826e-10 | 4.1219e-09 | -3.5654e-09 | -2.7826e-10 | -4.1219e-09 | 3.5654e-09 | 0 | 0 | 0 | 0 | 0 | 0 | 0.85106 | 0.45429 | 0.4209 | 0.85106 | 0.45429 | 0.4209 | -1.5484 | -168.5783 | 164.4326 | -1.5484 | -168.5783 | 164.4326
Line13_13_14 | 0.1732 | 0.1732 | 0.17321 | 0.1732 | 0.1732 | 0.17321 | 0.04 | 0.04 | 0.04 | 0.04 | 0.04 | 0.04 | -0.0043014 | -0.014755 | 0.010532 | 0.0046014 | 0.015055 | -0.010232 | -0.03377 | -0.010607 | -0.013135 | 0.03437 | 0.011207 | 0.013735 | 95.7105 | -24.2893 | -144.2894 | -84.2895 | 155.7107 | 35.7106 | 0.85106 | 0.45429 | 0.4209 | 0.86691 | 0.4692 | 0.42818 | -1.5484 | -168.5783 | 164.4326 | -1.9148 | -167.6256 | 162.3936
Line14_15_16 | 0 | 0 | 0 | 0 | 0 | 0 | 0 | 0 | 0 | 0 | 0 | 0 | -1.5511e-09 | -9.1104e-10 | -1.1253e-09 | 1.5511e-09 | 9.1104e-10 | 1.1253e-09 | 1.855e-10 | 2.7479e-09 | -2.3769e-09 | -1.855e-10 | -2.7479e-09 | 2.3769e-09 | 0 | 0 | 0 | 0 | 0 | 0 | 0.85106 | 0.45429 | 0.4209 | 0.85106 | 0.45429 | 0.4209 | -1.5484 | -168.5783 | 164.4326 | -1.5484 | -168.5783 | 164.4326
Line15_16_17 | 0 | 0 | 0 | 0 | 0 | 0 | 0 | 0 | 0 | 0 | 0 | 0 | -7.7557e-10 | -4.5552e-10 | -5.6266e-10 | 7.7557e-10 | 4.5552e-10 | 5.6266e-10 | 9.2752e-11 | 1.374e-09 | -1.1885e-09 | -9.2752e-11 | -1.374e-09 | 1.1885e-09 | 0 | 0 | 0 | 0 | 0 | 0 | 0.85106 | 0.45429 | 0.4209 | 0.85106 | 0.45429 | 0.4209 | -1.5484 | -168.5783 | 164.4326 | -1.5484 | -168.5783 | 164.4326
Line16_4_18 | 0 | 0 | 0 | 0 | 0 | 0 | 0 | 0 | 0 | 0 | 0 | 0 | -8.73e-10 | -4.0498e-10 | -4.2867e-10 | 8.73e-10 | 4.0498e-10 | 4.2867e-10 | 2.0513e-11 | 1.3017e-09 | -1.2607e-09 | -2.0513e-11 | -1.3017e-09 | 1.2607e-09 | 0 | 0 | 0 | 0 | 0 | 0 | 0.80375 | 0.41042 | 0.40247 | 0.80375 | 0.41042 | 0.40247 | -0.36254 | -171.8476 | 170.953 | -0.36254 | -171.8476 | 170.953
Line17_5_19 | 0 | 0 | 0 | 0 | 0 | 0 | 0 | 0 | 0 | 0 | 0 | 0 | -9.0135e-10 | -3.8401e-10 | -3.7988e-10 | 9.0135e-10 | 3.8401e-10 | 3.7988e-10 | -3.5673e-12 | 1.2776e-09 | -1.2848e-09 | 3.5674e-12 | -1.2776e-09 | 1.2848e-09 | 0 | 0 | 0 | 0 | 0 | 0 | 0.78807 | 0.39614 | 0.39755 | 0.78807 | 0.39614 | 0.39755 | 0.064307 | -173.0967 | 173.2498 | 0.064307 | -173.0967 | 173.2498
Line1_1_3 | 0.1732 | 0.1732 | 0.17321 | 0.1732 | 0.1732 | 0.17321 | 0.04 | 0.04 | 0.04 | 0.04 | 0.04 | 0.04 | -0.0031014 | -0.013555 | 0.011732 | 0.0034014 | 0.013855 | -0.011432 | -0.03137 | -0.0082066 | -0.010735 | 0.03197 | 0.0088066 | 0.011335 | 95.7105 | -24.2892 | -144.2894 | -84.2895 | 155.7108 | 35.7106 | 0.78807 | 0.39614 | 0.39755 | 0.80375 | 0.41042 | 0.40247 | 0.064307 | -173.0967 | 173.2498 | -0.36254 | -171.8476 | 170.953
Line2_1_4 | 0.1732 | 0.1732 | 0.17321 | 0.1732 | 0.1732 | 0.17321 | 0.04 | 0.04 | 0.04 | 0.04 | 0.04 | 0.04 | -0.0031014 | -0.013555 | 0.011732 | 0.0034014 | 0.013855 | -0.011432 | -0.03137 | -0.0082067 | -0.010735 | 0.03197 | 0.0088067 | 0.011335 | 95.7105 | -24.2893 | -144.2894 | -84.2895 | 155.7107 | 35.7106 | 0.78807 | 0.39614 | 0.39755 | 0.80375 | 0.41042 | 0.40247 | 0.064307 | -173.0967 | 173.2498 | -0.36254 | -171.8476 | 170.953
Line3_1_5 | 0 | 0 | 0 | 0 | 0 | 0 | 0 | 0 | 0 | 0 | 0 | 0 | -1.8027e-09 | -7.6801e-10 | -7.5977e-10 | 1.8027e-09 | 7.6801e-10 | 7.5977e-10 | -7.1346e-12 | 2.5553e-09 | -2.5696e-09 | 7.1346e-12 | -2.5553e-09 | 2.5696e-09 | 0 | 0 | 0 | 0 | 0 | 0 | 0.78807 | 0.39614 | 0.39755 | 0.78807 | 0.39614 | 0.39755 | 0.064307 | -173.0967 | 173.2498 | 0.064307 | -173.0967 | 173.2498
Line4_2_6 | 0.1732 | 0.1732 | 0.17321 | 0.1732 | 0.1732 | 0.17321 | 0.04 | 0.04 | 0.04 | 0.04 | 0.04 | 0.04 | -0.0034014 | -0.013855 | 0.011432 | 0.0037014 | 0.014155 | -0.011132 | -0.03197 | -0.0088066 | -0.011335 | 0.03257 | 0.0094066 | 0.011935 | 95.7105 | -24.2893 | -144.2894 | -84.2895 | 155.7107 | 35.7106 | 0.80375 | 0.41042 | 0.40247 | 0.81948 | 0.42488 | 0.40802 | -0.36254 | -171.8476 | 170.953 | -0.77302 | -170.683 | 168.7152
Line5_6_7 | 0.1732 | 0.1732 | 0.17321 | 0.1732 | 0.1732 | 0.17321 | 0.04 | 0.04 | 0.04 | 0.04 | 0.04 | 0.04 | -0.0037014 | -0.014155 | 0.011132 | 0.0040014 | 0.014455 | -0.010832 | -0.03257 | -0.0094066 | -0.011935 | 0.03317 | 0.010007 | 0.012535 | 95.7105 | -24.2893 | -144.2894 | -84.2895 | 155.7107 | 35.7106 | 0.81948 | 0.42488 | 0.40802 | 0.83525 | 0.43951 | 0.41417 | -0.77302 | -170.683 | 168.7152 | -1.168 | -169.5954 | 166.5406
Line6_7_8 | 0 | 0 | 0 | 0 | 0 | 0 | 0 | 0 | 0 | 0 | 0 | 0 | -2.4303e-09 | -1.3222e-09 | -1.5602e-09 | 2.4303e-09 | 1.3222e-09 | 1.5602e-09 | 2.0602e-10 | 4.0497e-09 | -3.6376e-09 | -2.0602e-10 | -4.0497e-09 | 3.6376e-09 | 0 | 0 | 0 | 0 | 0 | 0 | 0.83525 | 0.43951 | 0.41417 | 0.83525 | 0.43951 | 0.41417 | -1.168 | -169.5954 | 166.5406 | -1.168 | -169.5954 | 166.5406
Line7_8_9 | 0 | 0 | 0 | 0 | 0 | 0 | 0 | 0 | 0 | 0 | 0 | 0 | -8.1011e-10 | -4.4074e-10 | -5.2006e-10 | 8.1011e-10 | 4.4074e-10 | 5.2006e-10 | 6.8672e-11 | 1.3499e-09 | -1.2125e-09 | -6.8672e-11 | -1.3499e-09 | 1.2125e-09 | 0 | 0 | 0 | 0 | 0 | 0 | 0.83525 | 0.43951 | 0.41417 | 0.83525 | 0.43951 | 0.41417 | -1.168 | -169.5954 | 166.5406 | -1.168 | -169.5954 | 166.5406
Line8_8_10 | 0 | 0 | 0 | 0 | 0 | 0 | 0 | 0 | 0 | 0 | 0 | 0 | -8.1011e-10 | -4.4074e-10 | -5.2006e-10 | 8.1011e-10 | 4.4074e-10 | 5.2006e-10 | 6.8672e-11 | 1.3499e-09 | -1.2125e-09 | -6.8672e-11 | -1.3499e-09 | 1.2125e-09 | 0 | 0 | 0 | 0 | 0 | 0 | 0.83525 | 0.43951 | 0.41417 | 0.83525 | 0.43951 | 0.41417 | -1.168 | -169.5954 | 166.5406 | -1.168 | -169.5954 | 166.5406
Line9_3_11 | 0.1732 | 0.1732 | 0.17321 | 0.1732 | 0.1732 | 0.17321 | 0.04 | 0.04 | 0.04 | 0.04 | 0.04 | 0.04 | -0.0034014 | -0.013855 | 0.011432 | 0.0037014 | 0.014155 | -0.011132 | -0.03197 | -0.0088066 | -0.011335 | 0.03257 | 0.0094066 | 0.011935 | 95.7105 | -24.2892 | -144.2894 | -84.2895 | 155.7108 | 35.7106 | 0.80375 | 0.41042 | 0.40247 | 0.81948 | 0.42488 | 0.40802 | -0.36254 | -171.8476 | 170.953 | -0.77302 | -170.683 | 168.7152

## LLG_max_fault_6
name | pf_ikss_a_from_ka | pf_ikss_b_from_ka | pf_ikss_c_from_ka | pf_ikss_a_to_ka | pf_ikss_b_to_ka | pf_ikss_c_to_ka | pf_skss_a_from_mw | pf_skss_b_from_mw | pf_skss_c_from_mw | pf_skss_a_to_mw | pf_skss_b_to_mw | pf_skss_c_to_mw | pf_p_a_from_mw | pf_p_b_from_mw | pf_p_c_from_mw | pf_p_a_to_mw | pf_p_b_to_mw | pf_p_c_to_mw | pf_q_a_from_mvar | pf_q_b_from_mvar | pf_q_c_from_mvar | pf_q_a_to_mvar | pf_q_b_to_mvar | pf_q_c_to_mvar | pf_ikss_a_from_degree | pf_ikss_b_from_degree | pf_ikss_c_from_degree | pf_ikss_a_to_degree | pf_ikss_b_to_degree | pf_ikss_c_to_degree | pf_vm_a_from_pu | pf_vm_b_from_pu | pf_vm_c_from_pu | pf_vm_a_to_pu | pf_vm_b_to_pu | pf_vm_c_to_pu | pf_va_a_from_degree | pf_va_b_from_degree | pf_va_c_from_degree | pf_va_a_to_degree | pf_va_b_to_degree | pf_va_c_to_degree
Line0_1_2 | 0.1732 | 0.1732 | 0.17321 | 0.1732 | 0.1732 | 0.17321 | 0.04 | 0.04 | 0.04 | 0.04 | 0.04 | 0.04 | -0.004676 | -0.0050241 | -0.0046966 | 0.004976 | 0.0053241 | 0.0049966 | -0.045681 | -0.045504 | -0.045291 | 0.046281 | 0.046104 | 0.045891 | 95.7106 | -24.2894 | -144.2894 | -84.2894 | 155.7106 | 35.7106 | 1.148 | 1.1445 | 1.1383 | 1.1637 | 1.1603 | 1.1541 | -0.13391 | -120.5899 | 119.7903 | -0.42606 | -120.8767 | 119.4968
Line10_11_12 | 0.1732 | 0.1732 | 0.17321 | 0.1732 | 0.1732 | 0.17321 | 0.04 | 0.04 | 0.04 | 0.04 | 0.04 | 0.04 | -0.005276 | -0.0056241 | -0.0052966 | 0.005576 | 0.0059241 | 0.0055966 | -0.046881 | -0.046704 | -0.046491 | 0.047481 | 0.047304 | 0.047091 | 95.7106 | -24.2894 | -144.2894 | -84.2894 | 155.7106 | 35.7106 | 1.1794 | 1.176 | 1.1698 | 1.1952 | 1.1918 | 1.1856 | -0.71042 | -121.1559 | 119.2111 | -0.98729 | -121.4276 | 118.933
Line11_12_13 | 0.1732 | 0.1732 | 0.17321 | 0.1732 | 0.1732 | 0.17321 | 0.04 | 0.04 | 0.04 | 0.04 | 0.04 | 0.04 | -0.005576 | -0.0059241 | -0.0055966 | 0.005876 | 0.0062241 | 0.0058966 | -0.047481 | -0.047304 | -0.047091 | 0.048081 | 0.047904 | 0.047691 | 95.7106 | -24.2894 | -144.2894 | -84.2894 | 155.7106 | 35.7106 | 1.1952 | 1.1918 | 1.1856 | 1.211 | 1.2077 | 1.2014 | -0.98729 | -121.4276 | 118.933 | -1.257 | -121.6923 | 118.6623
Line12_13_15 | 0 | 0 | 0 | 0 | 0 | 0 | 0 | 0 | 0 | 0 | 0 | 0 | 1.4817e-09 | 1.4366e-09 | 1.3433e-09 | -1.4817e-09 | -1.4366e-09 | -1.3433e-09 | 3.2142e-10 | 4.3153e-10 | 3.3936e-10 | -3.2142e-10 | -4.3153e-10 | -3.3936e-10 | 0 | 0 | 0 | 0 | 0 | 0 | 1.211 | 1.2077 | 1.2014 | 1.211 | 1.2077 | 1.2014 | -1.257 | -121.6923 | 118.6623 | -1.257 | -121.6923 | 118.6623
Line13_13_14 | 0.1732 | 0.1732 | 0.17321 | 0.1732 | 0.1732 | 0.17321 | 0.04 | 0.04 | 0.04 | 0.04 | 0.04 | 0.04 | -0.005876 | -0.0062241 | -0.0058966 | 0.006176 | 0.0065241 | 0.0061966 | -0.048081 | -0.047904 | -0.047691 | 0.048681 | 0.048504 | 0.048291 | 95.7106 | -24.2894 | -144.2894 | -84.2894 | 155.7106 | 35.7106 | 1.211 | 1.2077 | 1.2014 | 1.2268 | 1.2235 | 1.2172 | -1.257 | -121.6923 | 118.6623 | -1.5197 | -121.9501 | 118.3985
Line14_15_16 | 0 | 0 | 0 | 0 | 0 | 0 | 0 | 0 | 0 | 0 | 0 | 0 | 9.8781e-10 | 9.5773e-10 | 8.9556e-10 | -9.8781e-10 | -9.5773e-10 | -8.9556e-10 | 2.1428e-10 | 2.8769e-10 | 2.2624e-10 | -2.1428e-10 | -2.8769e-10 | -2.2624e-10 | 0 | 0 | 0 | 0 | 0 | 0 | 1.211 | 1.2077 | 1.2014 | 1.211 | 1.2077 | 1.2014 | -1.257 | -121.6923 | 118.6623 | -1.257 | -121.6923 | 118.6623
Line15_16_17 | 0 | 0 | 0 | 0 | 0 | 0 | 0 | 0 | 0 | 0 | 0 | 0 | 4.939e-10 | 4.7886e-10 | 4.4778e-10 | -4.939e-10 | -4.7886e-10 | -4.4778e-10 | 1.0714e-10 | 1.4384e-10 | 1.1312e-10 | -1.0714e-10 | -1.4385e-10 | -1.1312e-10 | 0 | 0 | 0 | 0 | 0 | 0 | 1.211 | 1.2077 | 1.2014 | 1.211 | 1.2077 | 1.2014 | -1.257 | -121.6923 | 118.6623 | -1.257 | -121.6923 | 118.6623
Line16_4_18 | 0 | 0 | 0 | 0 | 0 | 0 | 0 | 0 | 0 | 0 | 0 | 0 | 2.7191e-10 | 2.5689e-10 | 2.2892e-10 | -2.7191e-10 | -2.5689e-10 | -2.2892e-10 | 3.4902e-11 | 7.1605e-11 | 4.0881e-11 | -3.4902e-11 | -7.1605e-11 | -4.0881e-11 | 0 | 0 | 0 | 0 | 0 | 0 | 1.1637 | 1.1603 | 1.1541 | 1.1637 | 1.1603 | 1.1541 | -0.42606 | -120.8767 | 119.4968 | -0.42606 | -120.8767 | 119.4968
Line17_5_19 | 0 | 0 | 0 | 0 | 0 | 0 | 0 | 0 | 0 | 0 | 0 | 0 | 2.0203e-10 | 1.8703e-10 | 1.6009e-10 | -2.0203e-10 | -1.8703e-10 | -1.6009e-10 | 1.0822e-11 | 4.7525e-11 | 1.6801e-11 | -1.0822e-11 | -4.7525e-11 | -1.6801e-11 | 0 | 0 | 0 | 0 | 0 | 0 | 1.148 | 1.1445 | 1.1383 | 1.148 | 1.1445 | 1.1383 | -0.13391 | -120.5899 | 119.7903 | -0.13391 | -120.5899 | 119.7903
Line1_1_3 | 0.1732 | 0.1732 | 0.17321 | 0.1732 | 0.1732 | 0.17321 | 0.04 | 0.04 | 0.04 | 0.04 | 0.04 | 0.04 | -0.004676 | -0.0050241 | -0.0046966 | 0.004976 | 0.0053241 | 0.0049966 | -0.045681 | -0.045504 | -0.045291 | 0.046281 | 0.046104 | 0.045891 | 95.7106 | -24.2894 | -144.2894 | -84.2894 | 155.7106 | 35.7106 | 1.148 | 1.1445 | 1.1383 | 1.1637 | 1.1603 | 1.1541 | -0.13391 | -120.5899 | 119.7903 | -0.42606 | -120.8767 | 119.4968
Line2_1_4 | 0.1732 | 0.1732 | 0.17321 | 0.1732 | 0.1732 | 0.17321 | 0.04 | 0.04 | 0.04 | 0.04 | 0.04 | 0.04 | -0.004676 | -0.0050241 | -0.0046966 | 0.004976 | 0.0053241 | 0.0049966 | -0.045681 | -0.045504 | -0.045291 | 0.046281 | 0.046104 | 0.045891 | 95.7106 | -24.2894 | -144.2894 | -84.2894 | 155.7106 | 35.7106 | 1.148 | 1.1445 | 1.1383 | 1.1637 | 1.1603 | 1.1541 | -0.13391 | -120.5899 | 119.7903 | -0.42606 | -120.8767 | 119.4968
Line3_1_5 | 0 | 0 | 0 | 0 | 0 | 0 | 0 | 0 | 0 | 0 | 0 | 0 | 4.0407e-10 | 3.7406e-10 | 3.2017e-10 | -4.0407e-10 | -3.7406e-10 | -3.2017e-10 | 2.1644e-11 | 9.5051e-11 | 3.3602e-11 | -2.1644e-11 | -9.5051e-11 | -3.3602e-11 | 0 | 0 | 0 | 0 | 0 | 0 | 1.148 | 1.1445 | 1.1383 | 1.148 | 1.1445 | 1.1383 | -0.13391 | -120.5899 | 119.7903 | -0.13391 | -120.5899 | 119.7903
Line4_2_6 | 0.1732 | 0.1732 | 0.17321 | 0.1732 | 0.1732 | 0.17321 | 0.04 | 0.04 | 0.04 | 0.04 | 0.04 | 0.04 | -0.004976 | -0.0053241 | -0.0049966 | 0.005276 | 0.0056241 | 0.0052966 | -0.046281 | -0.046104 | -0.045891 | 0.046881 | 0.046704 | 0.046491 | 95.7106 | -24.2894 | -144.2894 | -84.2894 | 155.7106 | 35.7106 | 1.1637 | 1.1603 | 1.1541 | 1.1794 | 1.176 | 1.1698 | -0.42606 | -120.8767 | 119.4968 | -0.71042 | -121.1559 | 119.2111
Line5_6_7 | 0.1732 | 0.1732 | 0.17321 | 0.1732 | 0.1732 | 0.17321 | 0.04 | 0.04 | 0.04 | 0.04 | 0.04 | 0.04 | -0.005276 | -0.0056241 | -0.0052966 | 0.005576 | 0.0059241 | 0.0055966 | -0.046881 | -0.046704 | -0.046491 | 0.047481 | 0.047304 | 0.047091 | 95.7106 | -24.2894 | -144.2894 | -84.2894 | 155.7106 | 35.7106 | 1.1794 | 1.176 | 1.1698 | 1.1952 | 1.1918 | 1.1856 | -0.71042 | -121.1559 | 119.2111 | -0.98729 | -121.4276 | 118.933
Line6_7_8 | 0 | 0 | 0 | 0 | 0 | 0 | 0 | 0 | 0 | 0 | 0 | 0 | 1.2535e-09 | 1.2084e-09 | 1.1183e-09 | -1.2535e-09 | -1.2084e-09 | -1.1183e-09 | 2.4918e-10 | 3.593e-10 | 2.6712e-10 | -2.4918e-10 | -3.593e-10 | -2.6712e-10 | 0 | 0 | 0 | 0 | 0 | 0 | 1.1952 | 1.1918 | 1.1856 | 1.1952 | 1.1918 | 1.1856 | -0.98729 | -121.4276 | 118.933 | -0.98729 | -121.4276 | 118.933
Line7_8_9 | 0 | 0 | 0 | 0 | 0 | 0 | 0 | 0 | 0 | 0 | 0 | 0 | 4.1784e-10 | 4.0281e-10 | 3.7276e-10 | -4.1784e-10 | -4.0281e-10 | -3.7276e-10 | 8.3062e-11 | 1.1977e-10 | 8.9041e-11 | -8.3062e-11 | -1.1977e-10 | -8.9041e-11 | 0 | 0 | 0 | 0 | 0 | 0 | 1.1952 | 1.1918 | 1.1856 | 1.1952 | 1.1918 | 1.1856 | -0.98729 | -121.4276 | 118.933 | -0.98729 | -121.4276 | 118.933
Line8_8_10 | 0 | 0 | 0 | 0 | 0 | 0 | 0 | 0 | 0 | 0 | 0 | 0 | 4.1784e-10 | 4.0281e-10 | 3.7276e-10 | -4.1784e-10 | -4.0281e-10 | -3.7276e-10 | 8.3061e-11 | 1.1977e-10 | 8.9041e-11 | -8.3062e-11 | -1.1977e-10 | -8.9041e-11 | 0 | 0 | 0 | 0 | 0 | 0 | 1.1952 | 1.1918 | 1.1856 | 1.1952 | 1.1918 | 1.1856 | -0.98729 | -121.4276 | 118.933 | -0.98729 | -121.4276 | 118.933
Line9_3_11 | 0.1732 | 0.1732 | 0.17321 | 0.1732 | 0.1732 | 0.17321 | 0.04 | 0.04 | 0.04 | 0.04 | 0.04 | 0.04 | -0.004976 | -0.0053241 | -0.0049966 | 0.005276 | 0.0056241 | 0.0052966 | -0.046281 | -0.046104 | -0.045891 | 0.046881 | 0.046704 | 0.046491 | 95.7106 | -24.2894 | -144.2894 | -84.2894 | 155.7106 | 35.7106 | 1.1637 | 1.1603 | 1.1541 | 1.1794 | 1.176 | 1.1698 | -0.42606 | -120.8767 | 119.4968 | -0.71042 | -121.1559 | 119.2111

## LLG_max_fault_10
name | pf_ikss_a_from_ka | pf_ikss_b_from_ka | pf_ikss_c_from_ka | pf_ikss_a_to_ka | pf_ikss_b_to_ka | pf_ikss_c_to_ka | pf_skss_a_from_mw | pf_skss_b_from_mw | pf_skss_c_from_mw | pf_skss_a_to_mw | pf_skss_b_to_mw | pf_skss_c_to_mw | pf_p_a_from_mw | pf_p_b_from_mw | pf_p_c_from_mw | pf_p_a_to_mw | pf_p_b_to_mw | pf_p_c_to_mw | pf_q_a_from_mvar | pf_q_b_from_mvar | pf_q_c_from_mvar | pf_q_a_to_mvar | pf_q_b_to_mvar | pf_q_c_to_mvar | pf_ikss_a_from_degree | pf_ikss_b_from_degree | pf_ikss_c_from_degree | pf_ikss_a_to_degree | pf_ikss_b_to_degree | pf_ikss_c_to_degree | pf_vm_a_from_pu | pf_vm_b_from_pu | pf_vm_c_from_pu | pf_vm_a_to_pu | pf_vm_b_to_pu | pf_vm_c_to_pu | pf_va_a_from_degree | pf_va_b_from_degree | pf_va_c_from_degree | pf_va_a_to_degree | pf_va_b_to_degree | pf_va_c_to_degree
Line0_1_2 | 0.1732 | 0.1732 | 0.17321 | 0.1732 | 0.1732 | 0.17321 | 0.04 | 0.04 | 0.04 | 0.04 | 0.04 | 0.04 | -0.0046842 | -0.0050323 | -0.0047048 | 0.0049842 | 0.0053323 | 0.0050048 | -0.04578 | -0.045603 | -0.04539 | 0.04638 | 0.046203 | 0.04599 | 95.7106 | -24.2894 | -144.2894 | -84.2894 | 155.7106 | 35.7106 | 1.1505 | 1.147 | 1.1408 | 1.1662 | 1.1627 | 1.1565 | -0.13162 | -120.5866 | 119.7928 | -0.42318 | -120.8729 | 119.4998
Line10_11_12 | 0.1732 | 0.1732 | 0.17321 | 0.1732 | 0.1732 | 0.17321 | 0.04 | 0.04 | 0.04 | 0.04 | 0.04 | 0.04 | -0.0052842 | -0.0056323 | -0.0053048 | 0.0055842 | 0.0059323 | 0.0056048 | -0.04698 | -0.046803 | -0.04659 | 0.04758 | 0.047403 | 0.04719 | 95.7106 | -24.2894 | -144.2894 | -84.2894 | 155.7106 | 35.7106 | 1.1819 | 1.1785 | 1.1723 | 1.1977 | 1.1943 | 1.188 | -0.70699 | -121.1515 | 119.2147 | -0.98333 | -121.4228 | 118.9372
Line11_12_13 | 0.1732 | 0.1732 | 0.17321 | 0.1732 | 0.1732 | 0.17321 | 0.04 | 0.04 | 0.04 | 0.04 | 0.04 | 0.04 | -0.0055842 | -0.0059323 | -0.0056048 | 0.0058842 | 0.0062323 | 0.0059048 | -0.04758 | -0.047403 | -0.04719 | 0.04818 | 0.048003 | 0.04779 | 95.7106 | -24.2894 | -144.2894 | -84.2894 | 155.7106 | 35.7106 | 1.1977 | 1.1943 | 1.188 | 1.2134 | 1.2101 | 1.2038 | -0.98333 | -121.4228 | 118.9372 | -1.2525 | -121.6869 | 118.6669
Line12_13_15 | 0 | 0 | 0 | 0 | 0 | 0 | 0 | 0 | 0 | 0 | 0 | 0 | 1.5177e-09 | 1.4724e-09 | 1.3788e-09 | -1.5177e-09 | -1.4724e-09 | -1.3788e-09 | 3.2094e-10 | 4.3105e-10 | 3.3888e-10 | -3.2094e-10 | -4.3105e-10 | -3.3888e-10 | 0 | 0 | 0 | 0 | 0 | 0 | 1.2134 | 1.2101 | 1.2038 | 1.2134 | 1.2101 | 1.2038 | -1.2525 | -121.6869 | 118.6669 | -1.2525 | -121.6869 | 118.6669
Line13_13_14 | 0.1732 | 0.1732 | 0.17321 | 0.1732 | 0.1732 | 0.17321 | 0.04 | 0.04 | 0.04 | 0.04 | 0.04 | 0.04 | -0.0058842 | -0.0062323 | -0.0059048 | 0.0061842 | 0.0065323 | 0.0062048 | -0.04818 | -0.048003 | -0.04779 | 0.04878 | 0.048603 | 0.04839 | 95.7106 | -24.2894 | -144.2894 | -84.2894 | 155.7106 | 35.7106 | 1.2134 | 1.2101 | 1.2038 | 1.2293 | 1.226 | 1.2196 | -1.2525 | -121.6869 | 118.6669 | -1.5147 | -121.9442 | 118.4037
Line14_15_16 | 0 | 0 | 0 | 0 | 0 | 0 | 0 | 0 | 0 | 0 | 0 | 0 | 1.0118e-09 | 9.8161e-10 | 9.1923e-10 | -1.0118e-09 | -9.8161e-10 | -9.1923e-10 | 2.1396e-10 | 2.8737e-10 | 2.2592e-10 | -2.1396e-10 | -2.8737e-10 | -2.2592e-10 | 0 | 0 | 0 | 0 | 0 | 0 | 1.2134 | 1.2101 | 1.2038 | 1.2134 | 1.2101 | 1.2038 | -1.2525 | -121.6869 | 118.6669 | -1.2525 | -121.6869 | 118.6669
Line15_16_17 | 0 | 0 | 0 | 0 | 0 | 0 | 0 | 0 | 0 | 0 | 0 | 0 | 5.0591e-10 | 4.9081e-10 | 4.5961e-10 | -5.0591e-10 | -4.9081e-10 | -4.5961e-10 | 1.0698e-10 | 1.4368e-10 | 1.1296e-10 | -1.0698e-10 | -1.4368e-10 | -1.1296e-10 | 0 | 0 | 0 | 0 | 0 | 0 | 1.2134 | 1.2101 | 1.2038 | 1.2134 | 1.2101 | 1.2038 | -1.2525 | -121.6869 | 118.6669 | -1.2525 | -121.6869 | 118.6669
Line16_4_18 | 0 | 0 | 0 | 0 | 0 | 0 | 0 | 0 | 0 | 0 | 0 | 0 | 2.8307e-10 | 2.6799e-10 | 2.399e-10 | -2.8307e-10 | -2.6799e-10 | -2.399e-10 | 3.474e-11 | 7.1443e-11 | 4.0719e-11 | -3.474e-11 | -7.1443e-11 | -4.0719e-11 | 0 | 0 | 0 | 0 | 0 | 0 | 1.1662 | 1.1627 | 1.1565 | 1.1662 | 1.1627 | 1.1565 | -0.42318 | -120.8729 | 119.4998 | -0.42318 | -120.8729 | 119.4998
Line17_5_19 | 0 | 0 | 0 | 0 | 0 | 0 | 0 | 0 | 0 | 0 | 0 | 0 | 2.1291e-10 | 1.9784e-10 | 1.7079e-10 | -2.1291e-10 | -1.9784e-10 | -1.7079e-10 | 1.066e-11 | 4.7363e-11 | 1.6639e-11 | -1.066e-11 | -4.7363e-11 | -1.6639e-11 | 0 | 0 | 0 | 0 | 0 | 0 | 1.1505 | 1.147 | 1.1408 | 1.1505 | 1.147 | 1.1408 | -0.13162 | -120.5866 | 119.7928 | -0.13162 | -120.5866 | 119.7928
Line1_1_3 | 0.1732 | 0.1732 | 0.17321 | 0.1732 | 0.1732 | 0.17321 | 0.04 | 0.04 | 0.04 | 0.04 | 0.04 | 0.04 | -0.0046842 | -0.0050323 | -0.0047048 | 0.0049842 | 0.0053323 | 0.0050048 | -0.04578 | -0.045603 | -0.04539 | 0.04638 | 0.046203 | 0.04599 | 95.7106 | -24.2894 | -144.2894 | -84.2894 | 155.7106 | 35.7106 | 1.1505 | 1.147 | 1.1408 | 1.1662 | 1.1627 | 1.1565 | -0.13162 | -120.5866 | 119.7928 | -0.42318 | -120.8729 | 119.4998
Line2_1_4 | 0.1732 | 0.1732 | 0.17321 | 0.1732 | 0.1732 | 0.17321 | 0.04 | 0.04 | 0.04 | 0.04 | 0.04 | 0.04 | -0.0046842 | -0.0050323 | -0.0047048 | 0.0049842 | 0.0053323 | 0.0050048 | -0.04578 | -0.045603 | -0.04539 | 0.04638 | 0.046203 | 0.04599 | 95.7106 | -24.2894 | -144.2894 | -84.2894 | 155.7106 | 35.7106 | 1.1505 | 1.147 | 1.1408 | 1.1662 | 1.1627 | 1.1565 | -0.13162 | -120.5866 | 119.7928 | -0.42318 | -120.8729 | 119.4998
Line3_1_5 | 0 | 0 | 0 | 0 | 0 | 0 | 0 | 0 | 0 | 0 | 0 | 0 | 4.2582e-10 | 3.9568e-10 | 3.4158e-10 | -4.2582e-10 | -3.9568e-10 | -3.4158e-10 | 2.1319e-11 | 9.4726e-11 | 3.3278e-11 | -2.132e-11 | -9.4726e-11 | -3.3278e-11 | 0 | 0 | 0 | 0 | 0 | 0 | 1.1505 | 1.147 | 1.1408 | 1.1505 | 1.147 | 1.1408 | -0.13162 | -120.5866 | 119.7928 | -0.13162 | -120.5866 | 119.7928
Line4_2_6 | 0.1732 | 0.1732 | 0.17321 | 0.1732 | 0.1732 | 0.17321 | 0.04 | 0.04 | 0.04 | 0.04 | 0.04 | 0.04 | -0.0049842 | -0.0053323 | -0.0050048 | 0.0052842 | 0.0056323 | 0.0053048 | -0.04638 | -0.046203 | -0.04599 | 0.04698 | 0.046803 | 0.04659 | 95.7106 | -24.2894 | -144.2894 | -84.2894 | 155.7106 | 35.7106 | 1.1662 | 1.1627 | 1.1565 | 1.1819 | 1.1785 | 1.1723 | -0.42318 | -120.8729 | 119.4998 | -0.70699 | -121.1515 | 119.2147
Line5_6_7 | 0.1732 | 0.1732 | 0.17321 | 0.1732 | 0.1732 | 0.17321 | 0.04 | 0.04 | 0.04 | 0.04 | 0.04 | 0.04 | -0.0052842 | -0.0056323 | -0.0053048 | 0.0055842 | 0.0059323 | 0.0056048 | -0.04698 | -0.046803 | -0.04659 | 0.04758 | 0.047403 | 0.04719 | 95.7106 | -24.2894 | -144.2894 | -84.2894 | 155.7106 | 35.7106 | 1.1819 | 1.1785 | 1.1723 | 1.1977 | 1.1943 | 1.188 | -0.70699 | -121.1515 | 119.2147 | -0.98333 | -121.4228 | 118.9372
Line6_7_8 | 0 | 0 | 0 | 0 | 0 | 0 | 0 | 0 | 0 | 0 | 0 | 0 | 1.2887e-09 | 1.2434e-09 | 1.1529e-09 | -1.2887e-09 | -1.2434e-09 | -1.1529e-09 | 2.487e-10 | 3.5881e-10 | 2.6664e-10 | -2.487e-10 | -3.5881e-10 | -2.6664e-10 | 0 | 0 | 0 | 0 | 0 | 0 | 1.1977 | 1.1943 | 1.188 | 1.1977 | 1.1943 | 1.188 | -0.98333 | -121.4228 | 118.9372 | -0.98333 | -121.4228 | 118.9372
Line7_8_9 | 0 | 0 | 0 | 0 | 0 | 0 | 0 | 0 | 0 | 0 | 0 | 0 | 4.2957e-10 | 4.1447e-10 | 3.8431e-10 | -4.2957e-10 | -4.1447e-10 | -3.8431e-10 | 8.2899e-11 | 1.196e-10 | 8.8878e-11 | -8.2899e-11 | -1.196e-10 | -8.8879e-11 | 0 | 0 | 0 | 0 | 0 | 0 | 1.1977 | 1.1943 | 1.188 | 1.1977 | 1.1943 | 1.188 | -0.98333 | -121.4228 | 118.9372 | -0.98333 | -121.4228 | 118.9372
Line8_8_10 | 0 | 0 | 0 | 0 | 0 | 0 | 0 | 0 | 0 | 0 | 0 | 0 | 4.2957e-10 | 4.1447e-10 | 3.8431e-10 | -4.2957e-10 | -4.1447e-10 | -3.8431e-10 | 8.2899e-11 | 1.196e-10 | 8.8878e-11 | -8.2899e-11 | -1.196e-10 | -8.8879e-11 | 0 | 0 | 0 | 0 | 0 | 0 | 1.1977 | 1.1943 | 1.188 | 1.1977 | 1.1943 | 1.188 | -0.98333 | -121.4228 | 118.9372 | -0.98333 | -121.4228 | 118.9372
Line9_3_11 | 0.1732 | 0.1732 | 0.17321 | 0.1732 | 0.1732 | 0.17321 | 0.04 | 0.04 | 0.04 | 0.04 | 0.04 | 0.04 | -0.0049842 | -0.0053323 | -0.0050048 | 0.0052842 | 0.0056323 | 0.0053048 | -0.04638 | -0.046203 | -0.04599 | 0.04698 | 0.046803 | 0.04659 | 95.7106 | -24.2894 | -144.2894 | -84.2894 | 155.7106 | 35.7106 | 1.1662 | 1.1627 | 1.1565 | 1.1819 | 1.1785 | 1.1723 | -0.42318 | -120.8729 | 119.4998 | -0.70699 | -121.1515 | 119.2147

## LLG_min_6
name | pf_ikss_a_from_ka | pf_ikss_b_from_ka | pf_ikss_c_from_ka | pf_ikss_a_to_ka | pf_ikss_b_to_ka | pf_ikss_c_to_ka | pf_skss_a_from_mw | pf_skss_b_from_mw | pf_skss_c_from_mw | pf_skss_a_to_mw | pf_skss_b_to_mw | pf_skss_c_to_mw | pf_p_a_from_mw | pf_p_b_from_mw | pf_p_c_from_mw | pf_p_a_to_mw | pf_p_b_to_mw | pf_p_c_to_mw | pf_q_a_from_mvar | pf_q_b_from_mvar | pf_q_c_from_mvar | pf_q_a_to_mvar | pf_q_b_to_mvar | pf_q_c_to_mvar | pf_ikss_a_from_degree | pf_ikss_b_from_degree | pf_ikss_c_from_degree | pf_ikss_a_to_degree | pf_ikss_b_to_degree | pf_ikss_c_to_degree | pf_vm_a_from_pu | pf_vm_b_from_pu | pf_vm_c_from_pu | pf_vm_a_to_pu | pf_vm_b_to_pu | pf_vm_c_to_pu | pf_va_a_from_degree | pf_va_b_from_degree | pf_va_c_from_degree | pf_va_a_to_degree | pf_va_b_to_degree | pf_va_c_to_degree
Line0_1_2 | 0 | 0 | 0 | 0 | 0 | 0 | 0 | 0 | 0 | 0 | 0 | 0 | -4.8889e-09 | -1.2222e-09 | -1.2222e-09 | 4.8889e-09 | 1.2222e-09 | 1.2222e-09 | -5.7016e-16 | 6.3509e-09 | -6.3509e-09 | 5.4099e-16 | -6.3509e-09 | 6.3509e-09 | 0 | 0 | 0 | 0 | 0 | 0 | 0.66667 | 0.33333 | 0.33333 | 0.66667 | 0.33333 | 0.33333 | 8.9925e-07 | -180 | -180 | 1.1356e-06 | -180 | 180
Line10_11_12 | 0 | 0 | 0 | 0 | 0 | 0 | 0 | 0 | 0 | 0 | 0 | 0 | -4.8889e-09 | -1.2222e-09 | -1.2222e-09 | 4.8889e-09 | 1.2222e-09 | 1.2222e-09 | -1.0153e-15 | 6.3509e-09 | -6.3509e-09 | 1.0355e-15 | -6.3509e-09 | 6.3509e-09 | 0 | 0 | 0 | 0 | 0 | 0 | 0.66667 | 0.33333 | 0.33333 | 0.66667 | 0.33333 | 0.33333 | 1.4901e-06 | -180 | 180 | 1.7265e-06 | -180 | 180
Line11_12_13 | 0 | 0 | 0 | 0 | 0 | 0 | 0 | 0 | 0 | 0 | 0 | 0 | -4.0741e-09 | -1.0185e-09 | -1.0185e-09 | 4.0741e-09 | 1.0185e-09 | 1.0185e-09 | -6.6554e-16 | 5.2924e-09 | -5.2924e-09 | 7.2889e-16 | -5.2924e-09 | 5.2924e-09 | 0 | 0 | 0 | 0 | 0 | 0 | 0.66667 | 0.33333 | 0.33333 | 0.66667 | 0.33333 | 0.33333 | 1.7265e-06 | -180 | 180 | 1.9234e-06 | -180 | 180
Line12_13_15 | 0 | 0 | 0 | 0 | 0 | 0 | 0 | 0 | 0 | 0 | 0 | 0 | -2.4444e-09 | -6.1111e-10 | -6.1111e-10 | 2.4444e-09 | 6.1111e-10 | 6.1111e-10 | -4.2746e-16 | 3.1754e-09 | -3.1754e-09 | 4.325e-16 | -3.1754e-09 | 3.1754e-09 | 0 | 0 | 0 | 0 | 0 | 0 | 0.66667 | 0.33333 | 0.33333 | 0.66667 | 0.33333 | 0.33333 | 1.9234e-06 | -180 | 180 | 2.0416e-06 | -180 | 180
Line13_13_14 | 0 | 0 | 0 | 0 | 0 | 0 | 0 | 0 | 0 | 0 | 0 | 0 | -8.1481e-10 | -2.037e-10 | -2.037e-10 | 8.1481e-10 | 2.037e-10 | 2.037e-10 | -7.6697e-17 | 1.0585e-09 | -1.0585e-09 | -2.143e-17 | -1.0585e-09 | 1.0585e-09 | 0 | 0 | 0 | 0 | 0 | 0 | 0.66667 | 0.33333 | 0.33333 | 0.66667 | 0.33333 | 0.33333 | 1.9234e-06 | -180 | 180 | 1.9628e-06 | -180 | 180
Line14_15_16 | 0 | 0 | 0 | 0 | 0 | 0 | 0 | 0 | 0 | 0 | 0 | 0 | -1.6296e-09 | -4.0741e-10 | -4.0741e-10 | 1.6296e-09 | 4.0741e-10 | 4.0741e-10 | -4.5281e-16 | 2.117e-09 | -2.117e-09 | 4.5505e-16 | -2.117e-09 | 2.117e-09 | 0 | 0 | 0 | 0 | 0 | 0 | 0.66667 | 0.33333 | 0.33333 | 0.66667 | 0.33333 | 0.33333 | 2.0416e-06 | -180 | 180 | 2.1204e-06 | -180 | 180
Line15_16_17 | 0 | 0 | 0 | 0 | 0 | 0 | 0 | 0 | 0 | 0 | 0 | 0 | -8.1481e-10 | -2.037e-10 | -2.037e-10 | 8.1481e-10 | 2.037e-10 | 2.037e-10 | -1.2884e-16 | 1.0585e-09 | -1.0585e-09 | 8.0058e-17 | -1.0585e-09 | 1.0585e-09 | 0 | 0 | 0 | 0 | 0 | 0 | 0.66667 | 0.33333 | 0.33333 | 0.66667 | 0.33333 | 0.33333 | 2.1204e-06 | -180 | 180 | 2.1598e-06 | -180 | 180
Line16_4_18 | 0 | 0 | 0 | 0 | 0 | 0 | 0 | 0 | 0 | 0 | 0 | 0 | -8.1481e-10 | -2.037e-10 | -2.037e-10 | 8.1481e-10 | 2.037e-10 | 2.037e-10 | -1.126e-16 | 1.0585e-09 | -1.0585e-09 | 1.1316e-16 | -1.0585e-09 | 1.0585e-09 | 0 | 0 | 0 | 0 | 0 | 0 | 0.66667 | 0.33333 | 0.33333 | 0.66667 | 0.33333 | 0.33333 | 9.7803e-07 | -180 | -180 | 1.0174e-06 | -180 | -180
Line17_5_19 | 0 | 0 | 0 | 0 | 0 | 0 | 0 | 0 | 0 | 0 | 0 | 0 | -8.1481e-10 | -2.037e-10 | -2.037e-10 | 8.1481e-10 | 2.037e-10 | 2.037e-10 | -1.126e-16 | 1.0585e-09 | -1.0585e-09 | 1.1316e-16 | -1.0585e-09 | 1.0585e-09 | 0 | 0 | 0 | 0 | 0 | 0 | 0.66667 | 0.33333 | 0.33333 | 0.66667 | 0.33333 | 0.33333 | 9.7803e-07 | -180 | -180 | 1.0174e-06 | -180 | -180
Line1_1_3 | 0 | 0 | 0 | 0 | 0 | 0 | 0 | 0 | 0 | 0 | 0 | 0 | -6.5185e-09 | -1.6296e-09 | -1.6296e-09 | 6.5185e-09 | 1.6296e-09 | 1.6296e-09 | -1.3852e-15 | 8.4678e-09 | -8.4678e-09 | 1.3224e-15 | -8.4678e-09 | 8.4678e-09 | 0 | 0 | 0 | 0 | 0 | 0 | 0.66667 | 0.33333 | 0.33333 | 0.66667 | 0.33333 | 0.33333 | 8.9925e-07 | -180 | -180 | 1.2144e-06 | -180 | 180
Line2_1_4 | 0 | 0 | 0 | 0 | 0 | 0 | 0 | 0 | 0 | 0 | 0 | 0 | -1.6296e-09 | -4.0741e-10 | -4.0741e-10 | 1.6296e-09 | 4.0741e-10 | 4.0741e-10 | -3.7098e-16 | 2.117e-09 | -2.117e-09 | 2.7453e-16 | -2.117e-09 | 2.117e-09 | 0 | 0 | 0 | 0 | 0 | 0 | 0.66667 | 0.33333 | 0.33333 | 0.66667 | 0.33333 | 0.33333 | 8.9925e-07 | -180 | -180 | 9.7803e-07 | -180 | -180
Line3_1_5 | 0 | 0 | 0 | 0 | 0 | 0 | 0 | 0 | 0 | 0 | 0 | 0 | -1.6296e-09 | -4.0741e-10 | -4.0741e-10 | 1.6296e-09 | 4.0741e-10 | 4.0741e-10 | -3.7098e-16 | 2.117e-09 | -2.117e-09 | 2.7453e-16 | -2.117e-09 | 2.117e-09 | 0 | 0 | 0 | 0 | 0 | 0 | 0.66667 | 0.33333 | 0.33333 | 0.66667 | 0.33333 | 0.33333 | 8.9925e-07 | -180 | -180 | 9.7803e-07 | -180 | -180
Line4_2_6 | 0 | 0 | 0 | 0 | 0 | 0 | 0 | 0 | 0 | 0 | 0 | 0 | -4.0741e-09 | -1.0185e-09 | -1.0185e-09 | 4.0741e-09 | 1.0185e-09 | 1.0185e-09 | -5.2484e-16 | 5.2924e-09 | -5.2924e-09 | 4.4016e-16 | -5.2924e-09 | 5.2924e-09 | 0 | 0 | 0 | 0 | 0 | 0 | 0.66667 | 0.33333 | 0.33333 | 0.66667 | 0.33333 | 0.33333 | 1.1356e-06 | -180 | 180 | 1.3326e-06 | -180 | 180
Line5_6_7 | 0 | 0 | 0 | 0 | 0 | 0 | 0 | 0 | 0 | 0 | 0 | 0 | -3.2593e-09 | -8.1482e-10 | -8.1481e-10 | 3.2593e-09 | 8.1482e-10 | 8.1481e-10 | -2.6459e-17 | 4.2339e-09 | -4.2339e-09 | -1.1261e-16 | -4.2339e-09 | 4.2339e-09 | 0 | 0 | 0 | 0 | 0 | 0 | 0.66667 | 0.33333 | 0.33333 | 0.66667 | 0.33333 | 0.33333 | 1.3326e-06 | -180 | 180 | 1.4901e-06 | -180 | 180
Line6_7_8 | 0 | 0 | 0 | 0 | 0 | 0 | 0 | 0 | 0 | 0 | 0 | 0 | -2.4444e-09 | -6.1111e-10 | -6.1111e-10 | 2.4444e-09 | 6.1111e-10 | 6.1111e-10 | -6.3574e-17 | 3.1754e-09 | -3.1754e-09 | 1.9272e-17 | -3.1754e-09 | 3.1754e-09 | 0 | 0 | 0 | 0 | 0 | 0 | 0.66667 | 0.33333 | 0.33333 | 0.66667 | 0.33333 | 0.33333 | 1.4901e-06 | -180 | 180 | 1.6083e-06 | -180 | 180
Line7_8_9 | 0 | 0 | 0 | 0 | 0 | 0 | 0 | 0 | 0 | 0 | 0 | 0 | -8.1481e-10 | -2.037e-10 | -2.037e-10 | 8.1481e-10 | 2.037e-10 | 2.037e-10 | 1.2516e-16 | 1.0585e-09 | -1.0585e-09 | -1.246e-16 | -1.0585e-09 | 1.0585e-09 | 0 | 0 | 0 | 0 | 0 | 0 | 0.66667 | 0.33333 | 0.33333 | 0.66667 | 0.33333 | 0.33333 | 1.6083e-06 | -180 | 180 | 1.6477e-06 | -180 | 180
Line8_8_10 | 0 | 0 | 0 | 0 | 0 | 0 | 0 | 0 | 0 | 0 | 0 | 0 | -8.1481e-10 | -2.037e-10 | -2.037e-10 | 8.1481e-10 | 2.037e-10 | 2.037e-10 | -7.2215e-17 | 1.0585e-09 | -1.0585e-09 | 7.2775e-17 | -1.0585e-09 | 1.0585e-09 | 0 | 0 | 0 | 0 | 0 | 0 | 0.66667 | 0.33333 | 0.33333 | 0.66667 | 0.33333 | 0.33333 | 1.6083e-06 | -180 | 180 | 1.6477e-06 | -180 | 180
Line9_3_11 | 0 | 0 | 0 | 0 | 0 | 0 | 0 | 0 | 0 | 0 | 0 | 0 | -5.7037e-09 | -1.4259e-09 | -1.4259e-09 | 5.7037e-09 | 1.4259e-09 | 1.4259e-09 | -1.2064e-15 | 7.4093e-09 | -7.4093e-09 | 1.2339e-15 | -7.4093e-09 | 7.4093e-09 | 0 | 0 | 0 | 0 | 0 | 0 | 0.66667 | 0.33333 | 0.33333 | 0.66667 | 0.33333 | 0.33333 | 1.2144e-06 | -180 | 180 | 1.4901e-06 | -180 | 180

## LLG_min_10
name | pf_ikss_a_from_ka | pf_ikss_b_from_ka | pf_ikss_c_from_ka | pf_ikss_a_to_ka | pf_ikss_b_to_ka | pf_ikss_c_to_ka | pf_skss_a_from_mw | pf_skss_b_from_mw | pf_skss_c_from_mw | pf_skss_a_to_mw | pf_skss_b_to_mw | pf_skss_c_to_mw | pf_p_a_from_mw | pf_p_b_from_mw | pf_p_c_from_mw | pf_p_a_to_mw | pf_p_b_to_mw | pf_p_c_to_mw | pf_q_a_from_mvar | pf_q_b_from_mvar | pf_q_c_from_mvar | pf_q_a_to_mvar | pf_q_b_to_mvar | pf_q_c_to_mvar | pf_ikss_a_from_degree | pf_ikss_b_from_degree | pf_ikss_c_from_degree | pf_ikss_a_to_degree | pf_ikss_b_to_degree | pf_ikss_c_to_degree | pf_vm_a_from_pu | pf_vm_b_from_pu | pf_vm_c_from_pu | pf_vm_a_to_pu | pf_vm_b_to_pu | pf_vm_c_to_pu | pf_va_a_from_degree | pf_va_b_from_degree | pf_va_c_from_degree | pf_va_a_to_degree | pf_va_b_to_degree | pf_va_c_to_degree
Line0_1_2 | 0 | 0 | 0 | 0 | 0 | 0 | 0 | 0 | 0 | 0 | 0 | 0 | -4.8889e-09 | -1.2222e-09 | -1.2222e-09 | 4.8889e-09 | 1.2222e-09 | 1.2222e-09 | -5.7016e-16 | 6.3509e-09 | -6.3509e-09 | 5.4099e-16 | -6.3509e-09 | 6.3509e-09 | 0 | 0 | 0 | 0 | 0 | 0 | 0.66667 | 0.33333 | 0.33333 | 0.66667 | 0.33333 | 0.33333 | 8.9925e-07 | -180 | -180 | 1.1356e-06 | -180 | 180
Line10_11_12 | 0 | 0 | 0 | 0 | 0 | 0 | 0 | 0 | 0 | 0 | 0 | 0 | -4.8889e-09 | -1.2222e-09 | -1.2222e-09 | 4.8889e-09 | 1.2222e-09 | 1.2222e-09 | -1.0153e-15 | 6.3509e-09 | -6.3509e-09 | 1.0355e-15 | -6.3509e-09 | 6.3509e-09 | 0 | 0 | 0 | 0 | 0 | 0 | 0.66667 | 0.33333 | 0.33333 | 0.66667 | 0.33333 | 0.33333 | 1.4901e-06 | -180 | 180 | 1.7265e-06 | -180 | 180
Line11_12_13 | 0 | 0 | 0 | 0 | 0 | 0 | 0 | 0 | 0 | 0 | 0 | 0 | -4.0741e-09 | -1.0185e-09 | -1.0185e-09 | 4.0741e-09 | 1.0185e-09 | 1.0185e-09 | -6.6554e-16 | 5.2924e-09 | -5.2924e-09 | 7.2889e-16 | -5.2924e-09 | 5.2924e-09 | 0 | 0 | 0 | 0 | 0 | 0 | 0.66667 | 0.33333 | 0.33333 | 0.66667 | 0.33333 | 0.33333 | 1.7265e-06 | -180 | 180 | 1.9234e-06 | -180 | 180
Line12_13_15 | 0 | 0 | 0 | 0 | 0 | 0 | 0 | 0 | 0 | 0 | 0 | 0 | -2.4444e-09 | -6.1111e-10 | -6.1111e-10 | 2.4444e-09 | 6.1111e-10 | 6.1111e-10 | -4.2746e-16 | 3.1754e-09 | -3.1754e-09 | 4.325e-16 | -3.1754e-09 | 3.1754e-09 | 0 | 0 | 0 | 0 | 0 | 0 | 0.66667 | 0.33333 | 0.33333 | 0.66667 | 0.33333 | 0.33333 | 1.9234e-06 | -180 | 180 | 2.0416e-06 | -180 | 180
Line13_13_14 | 0 | 0 | 0 | 0 | 0 | 0 | 0 | 0 | 0 | 0 | 0 | 0 | -8.1481e-10 | -2.037e-10 | -2.037e-10 | 8.1481e-10 | 2.037e-10 | 2.037e-10 | -7.6697e-17 | 1.0585e-09 | -1.0585e-09 | -2.143e-17 | -1.0585e-09 | 1.0585e-09 | 0 | 0 | 0 | 0 | 0 | 0 | 0.66667 | 0.33333 | 0.33333 | 0.66667 | 0.33333 | 0.33333 | 1.9234e-06 | -180 | 180 | 1.9628e-06 | -180 | 180
Line14_15_16 | 0 | 0 | 0 | 0 | 0 | 0 | 0 | 0 | 0 | 0 | 0 | 0 | -1.6296e-09 | -4.0741e-10 | -4.0741e-10 | 1.6296e-09 | 4.0741e-10 | 4.0741e-10 | -4.5281e-16 | 2.117e-09 | -2.117e-09 | 4.5505e-16 | -2.117e-09 | 2.117e-09 | 0 | 0 | 0 | 0 | 0 | 0 | 0.66667 | 0.33333 | 0.33333 | 0.66667 | 0.33333 | 0.33333 | 2.0416e-06 | -180 | 180 | 2.1204e-06 | -180 | 180
Line15_16_17 | 0 | 0 | 0 | 0 | 0 | 0 | 0 | 0 | 0 | 0 | 0 | 0 | -8.1481e-10 | -2.037e-10 | -2.037e-10 | 8.1481e-10 | 2.037e-10 | 2.037e-10 | -1.2884e-16 | 1.0585e-09 | -1.0585e-09 | 8.0058e-17 | -1.0585e-09 | 1.0585e-09 | 0 | 0 | 0 | 0 | 0 | 0 | 0.66667 | 0.33333 | 0.33333 | 0.66667 | 0.33333 | 0.33333 | 2.1204e-06 | -180 | 180 | 2.1598e-06 | -180 | 180
Line16_4_18 | 0 | 0 | 0 | 0 | 0 | 0 | 0 | 0 | 0 | 0 | 0 | 0 | -8.1481e-10 | -2.037e-10 | -2.037e-10 | 8.1481e-10 | 2.037e-10 | 2.037e-10 | -1.126e-16 | 1.0585e-09 | -1.0585e-09 | 1.1316e-16 | -1.0585e-09 | 1.0585e-09 | 0 | 0 | 0 | 0 | 0 | 0 | 0.66667 | 0.33333 | 0.33333 | 0.66667 | 0.33333 | 0.33333 | 9.7803e-07 | -180 | -180 | 1.0174e-06 | -180 | -180
Line17_5_19 | 0 | 0 | 0 | 0 | 0 | 0 | 0 | 0 | 0 | 0 | 0 | 0 | -8.1481e-10 | -2.037e-10 | -2.037e-10 | 8.1481e-10 | 2.037e-10 | 2.037e-10 | -1.126e-16 | 1.0585e-09 | -1.0585e-09 | 1.1316e-16 | -1.0585e-09 | 1.0585e-09 | 0 | 0 | 0 | 0 | 0 | 0 | 0.66667 | 0.33333 | 0.33333 | 0.66667 | 0.33333 | 0.33333 | 9.7803e-07 | -180 | -180 | 1.0174e-06 | -180 | -180
Line1_1_3 | 0 | 0 | 0 | 0 | 0 | 0 | 0 | 0 | 0 | 0 | 0 | 0 | -6.5185e-09 | -1.6296e-09 | -1.6296e-09 | 6.5185e-09 | 1.6296e-09 | 1.6296e-09 | -1.3852e-15 | 8.4678e-09 | -8.4678e-09 | 1.3224e-15 | -8.4678e-09 | 8.4678e-09 | 0 | 0 | 0 | 0 | 0 | 0 | 0.66667 | 0.33333 | 0.33333 | 0.66667 | 0.33333 | 0.33333 | 8.9925e-07 | -180 | -180 | 1.2144e-06 | -180 | 180
Line2_1_4 | 0 | 0 | 0 | 0 | 0 | 0 | 0 | 0 | 0 | 0 | 0 | 0 | -1.6296e-09 | -4.0741e-10 | -4.0741e-10 | 1.6296e-09 | 4.0741e-10 | 4.0741e-10 | -3.7098e-16 | 2.117e-09 | -2.117e-09 | 2.7453e-16 | -2.117e-09 | 2.117e-09 | 0 | 0 | 0 | 0 | 0 | 0 | 0.66667 | 0.33333 | 0.33333 | 0.66667 | 0.33333 | 0.33333 | 8.9925e-07 | -180 | -180 | 9.7803e-07 | -180 | -180
Line3_1_5 | 0 | 0 | 0 | 0 | 0 | 0 | 0 | 0 | 0 | 0 | 0 | 0 | -1.6296e-09 | -4.0741e-10 | -4.0741e-10 | 1.6296e-09 | 4.0741e-10 | 4.0741e-10 | -3.7098e-16 | 2.117e-09 | -2.117e-09 | 2.7453e-16 | -2.117e-09 | 2.117e-09 | 0 | 0 | 0 | 0 | 0 | 0 | 0.66667 | 0.33333 | 0.33333 | 0.66667 | 0.33333 | 0.33333 | 8.9925e-07 | -180 | -180 | 9.7803e-07 | -180 | -180
Line4_2_6 | 0 | 0 | 0 | 0 | 0 | 0 | 0 | 0 | 0 | 0 | 0 | 0 | -4.0741e-09 | -1.0185e-09 | -1.0185e-09 | 4.0741e-09 | 1.0185e-09 | 1.0185e-09 | -5.2484e-16 | 5.2924e-09 | -5.2924e-09 | 4.4016e-16 | -5.2924e-09 | 5.2924e-09 | 0 | 0 | 0 | 0 | 0 | 0 | 0.66667 | 0.33333 | 0.33333 | 0.66667 | 0.33333 | 0.33333 | 1.1356e-06 | -180 | 180 | 1.3326e-06 | -180 | 180
Line5_6_7 | 0 | 0 | 0 | 0 | 0 | 0 | 0 | 0 | 0 | 0 | 0 | 0 | -3.2593e-09 | -8.1482e-10 | -8.1481e-10 | 3.2593e-09 | 8.1482e-10 | 8.1481e-10 | -2.6459e-17 | 4.2339e-09 | -4.2339e-09 | -1.1261e-16 | -4.2339e-09 | 4.2339e-09 | 0 | 0 | 0 | 0 | 0 | 0 | 0.66667 | 0.33333 | 0.33333 | 0.66667 | 0.33333 | 0.33333 | 1.3326e-06 | -180 | 180 | 1.4901e-06 | -180 | 180
Line6_7_8 | 0 | 0 | 0 | 0 | 0 | 0 | 0 | 0 | 0 | 0 | 0 | 0 | -2.4444e-09 | -6.1111e-10 | -6.1111e-10 | 2.4444e-09 | 6.1111e-10 | 6.1111e-10 | -6.3574e-17 | 3.1754e-09 | -3.1754e-09 | 1.9272e-17 | -3.1754e-09 | 3.1754e-09 | 0 | 0 | 0 | 0 | 0 | 0 | 0.66667 | 0.33333 | 0.33333 | 0.66667 | 0.33333 | 0.33333 | 1.4901e-06 | -180 | 180 | 1.6083e-06 | -180 | 180
Line7_8_9 | 0 | 0 | 0 | 0 | 0 | 0 | 0 | 0 | 0 | 0 | 0 | 0 | -8.1481e-10 | -2.037e-10 | -2.037e-10 | 8.1481e-10 | 2.037e-10 | 2.037e-10 | 1.2516e-16 | 1.0585e-09 | -1.0585e-09 | -1.246e-16 | -1.0585e-09 | 1.0585e-09 | 0 | 0 | 0 | 0 | 0 | 0 | 0.66667 | 0.33333 | 0.33333 | 0.66667 | 0.33333 | 0.33333 | 1.6083e-06 | -180 | 180 | 1.6477e-06 | -180 | 180
Line8_8_10 | 0 | 0 | 0 | 0 | 0 | 0 | 0 | 0 | 0 | 0 | 0 | 0 | -8.1481e-10 | -2.037e-10 | -2.037e-10 | 8.1481e-10 | 2.037e-10 | 2.037e-10 | -7.2215e-17 | 1.0585e-09 | -1.0585e-09 | 7.2775e-17 | -1.0585e-09 | 1.0585e-09 | 0 | 0 | 0 | 0 | 0 | 0 | 0.66667 | 0.33333 | 0.33333 | 0.66667 | 0.33333 | 0.33333 | 1.6083e-06 | -180 | 180 | 1.6477e-06 | -180 | 180
Line9_3_11 | 0 | 0 | 0 | 0 | 0 | 0 | 0 | 0 | 0 | 0 | 0 | 0 | -5.7037e-09 | -1.4259e-09 | -1.4259e-09 | 5.7037e-09 | 1.4259e-09 | 1.4259e-09 | -1.2064e-15 | 7.4093e-09 | -7.4093e-09 | 1.2339e-15 | -7.4093e-09 | 7.4093e-09 | 0 | 0 | 0 | 0 | 0 | 0 | 0.66667 | 0.33333 | 0.33333 | 0.66667 | 0.33333 | 0.33333 | 1.2144e-06 | -180 | 180 | 1.4901e-06 | -180 | 180

## LLG_min_fault_6
name | pf_ikss_a_from_ka | pf_ikss_b_from_ka | pf_ikss_c_from_ka | pf_ikss_a_to_ka | pf_ikss_b_to_ka | pf_ikss_c_to_ka | pf_skss_a_from_mw | pf_skss_b_from_mw | pf_skss_c_from_mw | pf_skss_a_to_mw | pf_skss_b_to_mw | pf_skss_c_to_mw | pf_p_a_from_mw | pf_p_b_from_mw | pf_p_c_from_mw | pf_p_a_to_mw | pf_p_b_to_mw | pf_p_c_to_mw | pf_q_a_from_mvar | pf_q_b_from_mvar | pf_q_c_from_mvar | pf_q_a_to_mvar | pf_q_b_to_mvar | pf_q_c_to_mvar | pf_ikss_a_from_degree | pf_ikss_b_from_degree | pf_ikss_c_from_degree | pf_ikss_a_to_degree | pf_ikss_b_to_degree | pf_ikss_c_to_degree | pf_vm_a_from_pu | pf_vm_b_from_pu | pf_vm_c_from_pu | pf_vm_a_to_pu | pf_vm_b_to_pu | pf_vm_c_to_pu | pf_va_a_from_degree | pf_va_b_from_degree | pf_va_c_from_degree | pf_va_a_to_degree | pf_va_b_to_degree | pf_va_c_to_degree
Line0_1_2 | 0 | 0 | 0 | 0 | 0 | 0 | 0 | 0 | 0 | 0 | 0 | 0 | -9.9118e-11 | -1.7527e-10 | -3.1363e-10 | 9.9118e-11 | 1.7527e-10 | 3.1363e-10 | 7.988e-11 | 2.8618e-10 | 1.1322e-10 | -7.988e-11 | -2.8618e-10 | -1.1322e-10 | 0 | 0 | 0 | 0 | 0 | 0 | 0.99547 | 0.99188 | 0.98552 | 0.99547 | 0.99188 | 0.98552 | -0.20898 | -120.7514 | 119.7008 | -0.20898 | -120.7514 | 119.7008
Line10_11_12 | 0 | 0 | 0 | 0 | 0 | 0 | 0 | 0 | 0 | 0 | 0 | 0 | -9.9118e-11 | -1.7527e-10 | -3.1363e-10 | 9.9118e-11 | 1.7527e-10 | 3.1363e-10 | 7.988e-11 | 2.8618e-10 | 1.1322e-10 | -7.988e-11 | -2.8618e-10 | -1.1322e-10 | 0 | 0 | 0 | 0 | 0 | 0 | 0.99547 | 0.99188 | 0.98552 | 0.99547 | 0.99188 | 0.98552 | -0.20898 | -120.7514 | 119.7008 | -0.20898 | -120.7514 | 119.7008
Line11_12_13 | 0 | 0 | 0 | 0 | 0 | 0 | 0 | 0 | 0 | 0 | 0 | 0 | -8.2598e-11 | -1.4606e-10 | -2.6136e-10 | 8.2598e-11 | 1.4606e-10 | 2.6136e-10 | 6.6566e-11 | 2.3848e-10 | 9.4348e-11 | -6.6566e-11 | -2.3848e-10 | -9.4348e-11 | 0 | 0 | 0 | 0 | 0 | 0 | 0.99547 | 0.99188 | 0.98552 | 0.99547 | 0.99188 | 0.98552 | -0.20898 | -120.7514 | 119.7008 | -0.20898 | -120.7514 | 119.7008
Line12_13_15 | 0 | 0 | 0 | 0 | 0 | 0 | 0 | 0 | 0 | 0 | 0 | 0 | -4.9559e-11 | -8.7635e-11 | -1.5681e-10 | 4.9559e-11 | 8.7635e-11 | 1.5681e-10 | 3.994e-11 | 1.4309e-10 | 5.6609e-11 | -3.994e-11 | -1.4309e-10 | -5.6609e-11 | 0 | 0 | 0 | 0 | 0 | 0 | 0.99547 | 0.99188 | 0.98552 | 0.99547 | 0.99188 | 0.98552 | -0.20898 | -120.7514 | 119.7008 | -0.20898 | -120.7514 | 119.7008
Line13_13_14 | 0 | 0 | 0 | 0 | 0 | 0 | 0 | 0 | 0 | 0 | 0 | 0 | -1.652e-11 | -2.9212e-11 | -5.2271e-11 | 1.652e-11 | 2.9212e-11 | 5.2271e-11 | 1.3313e-11 | 4.7697e-11 | 1.887e-11 | -1.3313e-11 | -4.7697e-11 | -1.887e-11 | 0 | 0 | 0 | 0 | 0 | 0 | 0.99547 | 0.99188 | 0.98552 | 0.99547 | 0.99188 | 0.98552 | -0.20898 | -120.7514 | 119.7008 | -0.20898 | -120.7514 | 119.7008
Line14_15_16 | 0 | 0 | 0 | 0 | 0 | 0 | 0 | 0 | 0 | 0 | 0 | 0 | -3.3039e-11 | -5.8424e-11 | -1.0454e-10 | 3.3039e-11 | 5.8424e-11 | 1.0454e-10 | 2.6627e-11 | 9.5394e-11 | 3.7739e-11 | -2.6627e-11 | -9.5394e-11 | -3.7739e-11 | 0 | 0 | 0 | 0 | 0 | 0 | 0.99547 | 0.99188 | 0.98552 | 0.99547 | 0.99188 | 0.98552 | -0.20898 | -120.7514 | 119.7008 | -0.20898 | -120.7514 | 119.7008
Line15_16_17 | 0 | 0 | 0 | 0 | 0 | 0 | 0 | 0 | 0 | 0 | 0 | 0 | -1.652e-11 | -2.9212e-11 | -5.2271e-11 | 1.652e-11 | 2.9212e-11 | 5.2271e-11 | 1.3313e-11 | 4.7697e-11 | 1.887e-11 | -1.3313e-11 | -4.7697e-11 | -1.887e-11 | 0 | 0 | 0 | 0 | 0 | 0 | 0.99547 | 0.99188 | 0.98552 | 0.99547 | 0.99188 | 0.98552 | -0.20898 | -120.7514 | 119.7008 | -0.20898 | -120.7514 | 119.7008
Line16_4_18 | 0 | 0 | 0 | 0 | 0 | 0 | 0 | 0 | 0 | 0 | 0 | 0 | -1.652e-11 | -2.9212e-11 | -5.2271e-11 | 1.652e-11 | 2.9212e-11 | 5.2271e-11 | 1.3313e-11 | 4.7697e-11 | 1.887e-11 | -1.3313e-11 | -4.7697e-11 | -1.887e-11 | 0 | 0 | 0 | 0 | 0 | 0 | 0.99547 | 0.99188 | 0.98552 | 0.99547 | 0.99188 | 0.98552 | -0.20898 | -120.7514 | 119.7008 | -0.20898 | -120.7514 | 119.7008
Line17_5_19 | 0 | 0 | 0 | 0 | 0 | 0 | 0 | 0 | 0 | 0 | 0 | 0 | -1.652e-11 | -2.9212e-11 | -5.2271e-11 | 1.652e-11 | 2.9212e-11 | 5.2271e-11 | 1.3313e-11 | 4.7697e-11 | 1.887e-11 | -1.3313e-11 | -4.7697e-11 | -1.887e-11 | 0 | 0 | 0 | 0 | 0 | 0 | 0.99547 | 0.99188 | 0.98552 | 0.99547 | 0.99188 | 0.98552 | -0.20898 | -120.7514 | 119.7008 | -0.20898 | -120.7514 | 119.7008
Line1_1_3 | 0 | 0 | 0 | 0 | 0 | 0 | 0 | 0 | 0 | 0 | 0 | 0 | -1.3216e-10 | -2.3369e-10 | -4.1817e-10 | 1.3216e-10 | 2.3369e-10 | 4.1817e-10 | 1.0651e-10 | 3.8158e-10 | 1.5096e-10 | -1.0651e-10 | -3.8158e-10 | -1.5096e-10 | 0 | 0 | 0 | 0 | 0 | 0 | 0.99547 | 0.99188 | 0.98552 | 0.99547 | 0.99188 | 0.98552 | -0.20898 | -120.7514 | 119.7008 | -0.20898 | -120.7514 | 119.7008
Line2_1_4 | 0 | 0 | 0 | 0 | 0 | 0 | 0 | 0 | 0 | 0 | 0 | 0 | -3.3039e-11 | -5.8424e-11 | -1.0454e-10 | 3.3039e-11 | 5.8424e-11 | 1.0454e-10 | 2.6627e-11 | 9.5394e-11 | 3.7739e-11 | -2.6627e-11 | -9.5394e-11 | -3.7739e-11 | 0 | 0 | 0 | 0 | 0 | 0 | 0.99547 | 0.99188 | 0.98552 | 0.99547 | 0.99188 | 0.98552 | -0.20898 | -120.7514 | 119.7008 | -0.20898 | -120.7514 | 119.7008
Line3_1_5 | 0 | 0 | 0 | 0 | 0 | 0 | 0 | 0 | 0 | 0 | 0 | 0 | -3.3039e-11 | -5.8424e-11 | -1.0454e-10 | 3.3039e-11 | 5.8424e-11 | 1.0454e-10 | 2.6627e-11 | 9.5394e-11 | 3.7739e-11 | -2.6627e-11 | -9.5394e-11 | -3.7739e-11 | 0 | 0 | 0 | 0 | 0 | 0 | 0.99547 | 0.99188 | 0.98552 | 0.99547 | 0.99188 | 0.98552 | -0.20898 | -120.7514 | 119.7008 | -0.20898 | -120.7514 | 119.7008
Line4_2_6 | 0 | 0 | 0 | 0 | 0 | 0 | 0 | 0 | 0 | 0 | 0 | 0 | -8.2598e-11 | -1.4606e-10 | -2.6136e-10 | 8.2598e-11 | 1.4606e-10 | 2.6136e-10 | 6.6567e-11 | 2.3848e-10 | 9.4348e-11 | -6.6567e-11 | -2.3848e-10 | -9.4348e-11 | 0 | 0 | 0 | 0 | 0 | 0 | 0.99547 | 0.99188 | 0.98552 | 0.99547 | 0.99188 | 0.98552 | -0.20898 | -120.7514 | 119.7008 | -0.20898 | -120.7514 | 119.7008
Line5_6_7 | 0 | 0 | 0 | 0 | 0 | 0 | 0 | 0 | 0 | 0 | 0 | 0 | -6.6078e-11 | -1.1685e-10 | -2.0908e-10 | 6.6078e-11 | 1.1685e-10 | 2.0908e-10 | 5.3253e-11 | 1.9079e-10 | 7.5478e-11 | -5.3253e-11 | -1.9079e-10 | -7.5478e-11 | 0 | 0 | 0 | 0 | 0 | 0 | 0.99547 | 0.99188 | 0.98552 | 0.99547 | 0.99188 | 0.98552 | -0.20898 | -120.7514 | 119.7008 | -0.20898 | -120.7514 | 119.7008
Line6_7_8 | 0 | 0 | 0 | 0 | 0 | 0 | 0 | 0 | 0 | 0 | 0 | 0 | -4.9559e-11 | -8.7635e-11 | -1.5681e-10 | 4.9559e-11 | 8.7635e-11 | 1.5681e-10 | 3.994e-11 | 1.4309e-10 | 5.6609e-11 | -3.994e-11 | -1.4309e-10 | -5.6609e-11 | 0 | 0 | 0 | 0 | 0 | 0 | 0.99547 | 0.99188 | 0.98552 | 0.99547 | 0.99188 | 0.98552 | -0.20898 | -120.7514 | 119.7008 | -0.20898 | -120.7514 | 119.7008
Line7_8_9 | 0 | 0 | 0 | 0 | 0 | 0 | 0 | 0 | 0 | 0 | 0 | 0 | -1.652e-11 | -2.9212e-11 | -5.2271e-11 | 1.652e-11 | 2.9212e-11 | 5.2271e-11 | 1.3313e-11 | 4.7697e-11 | 1.887e-11 | -1.3313e-11 | -4.7697e-11 | -1.887e-11 | 0 | 0 | 0 | 0 | 0 | 0 | 0.99547 | 0.99188 | 0.98552 | 0.99547 | 0.99188 | 0.98552 | -0.20898 | -120.7514 | 119.7008 | -0.20898 | -120.7514 | 119.7008
Line8_8_10 | 0 | 0 | 0 | 0 | 0 | 0 | 0 | 0 | 0 | 0 | 0 | 0 | -1.652e-11 | -2.9212e-11 | -5.2271e-11 | 1.652e-11 | 2.9212e-11 | 5.2271e-11 | 1.3313e-11 | 4.7697e-11 | 1.887e-11 | -1.3313e-11 | -4.7697e-11 | -1.887e-11 | 0 | 0 | 0 | 0 | 0 | 0 | 0.99547 | 0.99188 | 0.98552 | 0.99547 | 0.99188 | 0.98552 | -0.20898 | -120.7514 | 119.7008 | -0.20898 | -120.7514 | 119.7008
Line9_3_11 | 0 | 0 | 0 | 0 | 0 | 0 | 0 | 0 | 0 | 0 | 0 | 0 | -1.1564e-10 | -2.0448e-10 | -3.659e-10 | 1.1564e-10 | 2.0448e-10 | 3.659e-10 | 9.3193e-11 | 3.3388e-10 | 1.3209e-10 | -9.3193e-11 | -3.3388e-10 | -1.3209e-10 | 0 | 0 | 0 | 0 | 0 | 0 | 0.99547 | 0.99188 | 0.98552 | 0.99547 | 0.99188 | 0.98552 | -0.20898 | -120.7514 | 119.7008 | -0.20898 | -120.7514 | 119.7008

## LLG_min_fault_10
name | pf_ikss_a_from_ka | pf_ikss_b_from_ka | pf_ikss_c_from_ka | pf_ikss_a_to_ka | pf_ikss_b_to_ka | pf_ikss_c_to_ka | pf_skss_a_from_mw | pf_skss_b_from_mw | pf_skss_c_from_mw | pf_skss_a_to_mw | pf_skss_b_to_mw | pf_skss_c_to_mw | pf_p_a_from_mw | pf_p_b_from_mw | pf_p_c_from_mw | pf_p_a_to_mw | pf_p_b_to_mw | pf_p_c_to_mw | pf_q_a_from_mvar | pf_q_b_from_mvar | pf_q_c_from_mvar | pf_q_a_to_mvar | pf_q_b_to_mvar | pf_q_c_to_mvar | pf_ikss_a_from_degree | pf_ikss_b_from_degree | pf_ikss_c_from_degree | pf_ikss_a_to_degree | pf_ikss_b_to_degree | pf_ikss_c_to_degree | pf_vm_a_from_pu | pf_vm_b_from_pu | pf_vm_c_from_pu | pf_vm_a_to_pu | pf_vm_b_to_pu | pf_vm_c_to_pu | pf_va_a_from_degree | pf_va_b_from_degree | pf_va_c_from_degree | pf_va_a_to_degree | pf_va_b_to_degree | pf_va_c_to_degree
Line0_1_2 | 0 | 0 | 0 | 0 | 0 | 0 | 0 | 0 | 0 | 0 | 0 | 0 | -9.9118e-11 | -1.7527e-10 | -3.1363e-10 | 9.9118e-11 | 1.7527e-10 | 3.1363e-10 | 7.988e-11 | 2.8618e-10 | 1.1322e-10 | -7.988e-11 | -2.8618e-10 | -1.1322e-10 | 0 | 0 | 0 | 0 | 0 | 0 | 0.99547 | 0.99188 | 0.98552 | 0.99547 | 0.99188 | 0.98552 | -0.20898 | -120.7514 | 119.7008 | -0.20898 | -120.7514 | 119.7008
Line10_11_12 | 0 | 0 | 0 | 0 | 0 | 0 | 0 | 0 | 0 | 0 | 0 | 0 | -9.9118e-11 | -1.7527e-10 | -3.1363e-10 | 9.9118e-11 | 1.7527e-10 | 3.1363e-10 | 7.988e-11 | 2.8618e-10 | 1.1322e-10 | -7.988e-11 | -2.8618e-10 | -1.1322e-10 | 0 | 0 | 0 | 0 | 0 | 0 | 0.99547 | 0.99188 | 0.98552 | 0.99547 | 0.99188 | 0.98552 | -0.20898 | -120.7514 | 119.7008 | -0.20898 | -120.7514 | 119.7008
Line11_12_13 | 0 | 0 | 0 | 0 | 0 | 0 | 0 | 0 | 0 | 0 | 0 | 0 | -8.2598e-11 | -1.4606e-10 | -2.6136e-10 | 8.2598e-11 | 1.4606e-10 | 2.6136e-10 | 6.6566e-11 | 2.3848e-10 | 9.4348e-11 | -6.6566e-11 | -2.3848e-10 | -9.4348e-11 | 0 | 0 | 0 | 0 | 0 | 0 | 0.99547 | 0.99188 | 0.98552 | 0.99547 | 0.99188 | 0.98552 | -0.20898 | -120.7514 | 119.7008 | -0.20898 | -120.7514 | 119.7008
Line12_13_15 | 0 | 0 | 0 | 0 | 0 | 0 | 0 | 0 | 0 | 0 | 0 | 0 | -4.9559e-11 | -8.7635e-11 | -1.5681e-10 | 4.9559e-11 | 8.7635e-11 | 1.5681e-10 | 3.994e-11 | 1.4309e-10 | 5.6609e-11 | -3.994e-11 | -1.4309e-10 | -5.6609e-11 | 0 | 0 | 0 | 0 | 0 | 0 | 0.99547 | 0.99188 | 0.98552 | 0.99547 | 0.99188 | 0.98552 | -0.20898 | -120.7514 | 119.7008 | -0.20898 | -120.7514 | 119.7008
Line13_13_14 | 0 | 0 | 0 | 0 | 0 | 0 | 0 | 0 | 0 | 0 | 0 | 0 | -1.652e-11 | -2.9212e-11 | -5.2271e-11 | 1.652e-11 | 2.9212e-11 | 5.2271e-11 | 1.3313e-11 | 4.7697e-11 | 1.887e-11 | -1.3313e-11 | -4.7697e-11 | -1.887e-11 | 0 | 0 | 0 | 0 | 0 | 0 | 0.99547 | 0.99188 | 0.98552 | 0.99547 | 0.99188 | 0.98552 | -0.20898 | -120.7514 | 119.7008 | -0.20898 | -120.7514 | 119.7008
Line14_15_16 | 0 | 0 | 0 | 0 | 0 | 0 | 0 | 0 | 0 | 0 | 0 | 0 | -3.3039e-11 | -5.8424e-11 | -1.0454e-10 | 3.3039e-11 | 5.8424e-11 | 1.0454e-10 | 2.6627e-11 | 9.5394e-11 | 3.7739e-11 | -2.6627e-11 | -9.5394e-11 | -3.7739e-11 | 0 | 0 | 0 | 0 | 0 | 0 | 0.99547 | 0.99188 | 0.98552 | 0.99547 | 0.99188 | 0.98552 | -0.20898 | -120.7514 | 119.7008 | -0.20898 | -120.7514 | 119.7008
Line15_16_17 | 0 | 0 | 0 | 0 | 0 | 0 | 0 | 0 | 0 | 0 | 0 | 0 | -1.652e-11 | -2.9212e-11 | -5.2271e-11 | 1.652e-11 | 2.9212e-11 | 5.2271e-11 | 1.3313e-11 | 4.7697e-11 | 1.887e-11 | -1.3313e-11 | -4.7697e-11 | -1.887e-11 | 0 | 0 | 0 | 0 | 0 | 0 | 0.99547 | 0.99188 | 0.98552 | 0.99547 | 0.99188 | 0.98552 | -0.20898 | -120.7514 | 119.7008 | -0.20898 | -120.7514 | 119.7008
Line16_4_18 | 0 | 0 | 0 | 0 | 0 | 0 | 0 | 0 | 0 | 0 | 0 | 0 | -1.652e-11 | -2.9212e-11 | -5.2271e-11 | 1.652e-11 | 2.9212e-11 | 5.2271e-11 | 1.3313e-11 | 4.7697e-11 | 1.887e-11 | -1.3313e-11 | -4.7697e-11 | -1.887e-11 | 0 | 0 | 0 | 0 | 0 | 0 | 0.99547 | 0.99188 | 0.98552 | 0.99547 | 0.99188 | 0.98552 | -0.20898 | -120.7514 | 119.7008 | -0.20898 | -120.7514 | 119.7008
Line17_5_19 | 0 | 0 | 0 | 0 | 0 | 0 | 0 | 0 | 0 | 0 | 0 | 0 | -1.652e-11 | -2.9212e-11 | -5.2271e-11 | 1.652e-11 | 2.9212e-11 | 5.2271e-11 | 1.3313e-11 | 4.7697e-11 | 1.887e-11 | -1.3313e-11 | -4.7697e-11 | -1.887e-11 | 0 | 0 | 0 | 0 | 0 | 0 | 0.99547 | 0.99188 | 0.98552 | 0.99547 | 0.99188 | 0.98552 | -0.20898 | -120.7514 | 119.7008 | -0.20898 | -120.7514 | 119.7008
Line1_1_3 | 0 | 0 | 0 | 0 | 0 | 0 | 0 | 0 | 0 | 0 | 0 | 0 | -1.3216e-10 | -2.3369e-10 | -4.1817e-10 | 1.3216e-10 | 2.3369e-10 | 4.1817e-10 | 1.0651e-10 | 3.8158e-10 | 1.5096e-10 | -1.0651e-10 | -3.8158e-10 | -1.5096e-10 | 0 | 0 | 0 | 0 | 0 | 0 | 0.99547 | 0.99188 | 0.98552 | 0.99547 | 0.99188 | 0.98552 | -0.20898 | -120.7514 | 119.7008 | -0.20898 | -120.7514 | 119.7008
Line2_1_4 | 0 | 0 | 0 | 0 | 0 | 0 | 0 | 0 | 0 | 0 | 0 | 0 | -3.3039e-11 | -5.8424e-11 | -1.0454e-10 | 3.3039e-11 | 5.8424e-11 | 1.0454e-10 | 2.6627e-11 | 9.5394e-11 | 3.7739e-11 | -2.6627e-11 | -9.5394e-11 | -3.7739e-11 | 0 | 0 | 0 | 0 | 0 | 0 | 0.99547 | 0.99188 | 0.98552 | 0.99547 | 0.99188 | 0.98552 | -0.20898 | -120.7514 | 119.7008 | -0.20898 | -120.7514 | 119.7008
Line3_1_5 | 0 | 0 | 0 | 0 | 0 | 0 | 0 | 0 | 0 | 0 | 0 | 0 | -3.3039e-11 | -5.8424e-11 | -1.0454e-10 | 3.3039e-11 | 5.8424e-11 | 1.0454e-10 | 2.6627e-11 | 9.5394e-11 | 3.7739e-11 | -2.6627e-11 | -9.5394e-11 | -3.7739e-11 | 0 | 0 | 0 | 0 | 0 | 0 | 0.99547 | 0.99188 | 0.98552 | 0.99547 | 0.99188 | 0.98552 | -0.20898 | -120.7514 | 119.7008 | -0.20898 | -120.7514 | 119.7008
Line4_2_6 | 0 | 0 | 0 | 0 | 0 | 0 | 0 | 0 | 0 | 0 | 0 | 0 | -8.2598e-11 | -1.4606e-10 | -2.6136e-10 | 8.2598e-11 | 1.4606e-10 | 2.6136e-10 | 6.6567e-11 | 2.3848e-10 | 9.4348e-11 | -6.6567e-11 | -2.3848e-10 | -9.4348e-11 | 0 | 0 | 0 | 0 | 0 | 0 | 0.99547 | 0.99188 | 0.98552 | 0.99547 | 0.99188 | 0.98552 | -0.20898 | -120.7514 | 119.7008 | -0.20898 | -120.7514 | 119.7008
Line5_6_7 | 0 | 0 | 0 | 0 | 0 | 0 | 0 | 0 | 0 | 0 | 0 | 0 | -6.6078e-11 | -1.1685e-10 | -2.0908e-10 | 6.6078e-11 | 1.1685e-10 | 2.0908e-10 | 5.3253e-11 | 1.9079e-10 | 7.5478e-11 | -5.3253e-11 | -1.9079e-10 | -7.5478e-11 | 0 | 0 | 0 | 0 | 0 | 0 | 0.99547 | 0.99188 | 0.98552 | 0.99547 | 0.99188 | 0.98552 | -0.20898 | -120.7514 | 119.7008 | -0.20898 | -120.7514 | 119.7008
Line6_7_8 | 0 | 0 | 0 | 0 | 0 | 0 | 0 | 0 | 0 | 0 | 0 | 0 | -4.9559e-11 | -8.7635e-11 | -1.5681e-10 | 4.9559e-11 | 8.7635e-11 | 1.5681e-10 | 3.994e-11 | 1.4309e-10 | 5.6609e-11 | -3.994e-11 | -1.4309e-10 | -5.6609e-11 | 0 | 0 | 0 | 0 | 0 | 0 | 0.99547 | 0.99188 | 0.98552 | 0.99547 | 0.99188 | 0.98552 | -0.20898 | -120.7514 | 119.7008 | -0.20898 | -120.7514 | 119.7008
Line7_8_9 | 0 | 0 | 0 | 0 | 0 | 0 | 0 | 0 | 0 | 0 | 0 | 0 | -1.652e-11 | -2.9212e-11 | -5.2271e-11 | 1.652e-11 | 2.9212e-11 | 5.2271e-11 | 1.3313e-11 | 4.7697e-11 | 1.887e-11 | -1.3313e-11 | -4.7697e-11 | -1.887e-11 | 0 | 0 | 0 | 0 | 0 | 0 | 0.99547 | 0.99188 | 0.98552 | 0.99547 | 0.99188 | 0.98552 | -0.20898 | -120.7514 | 119.7008 | -0.20898 | -120.7514 | 119.7008
Line8_8_10 | 0 | 0 | 0 | 0 | 0 | 0 | 0 | 0 | 0 | 0 | 0 | 0 | -1.652e-11 | -2.9212e-11 | -5.2271e-11 | 1.652e-11 | 2.9212e-11 | 5.2271e-11 | 1.3313e-11 | 4.7697e-11 | 1.887e-11 | -1.3313e-11 | -4.7697e-11 | -1.887e-11 | 0 | 0 | 0 | 0 | 0 | 0 | 0.99547 | 0.99188 | 0.98552 | 0.99547 | 0.99188 | 0.98552 | -0.20898 | -120.7514 | 119.7008 | -0.20898 | -120.7514 | 119.7008
Line9_3_11 | 0 | 0 | 0 | 0 | 0 | 0 | 0 | 0 | 0 | 0 | 0 | 0 | -1.1564e-10 | -2.0448e-10 | -3.659e-10 | 1.1564e-10 | 2.0448e-10 | 3.659e-10 | 9.3193e-11 | 3.3388e-10 | 1.3209e-10 | -9.3193e-11 | -3.3388e-10 | -1.3209e-10 | 0 | 0 | 0 | 0 | 0 | 0 | 0.99547 | 0.99188 | 0.98552 | 0.99547 | 0.99188 | 0.98552 | -0.20898 | -120.7514 | 119.7008 | -0.20898 | -120.7514 | 119.7008