## LLL_max_6
name | pf_ikss_from_ka | pf_ikss_to_ka | pf_ip_from_ka | pf_ip_to_ka | pf_skss_from_mw | pf_skss_to_mw | pf_p_from_mw | pf_p_to_mw | pf_q_from_mvar | pf_q_to_mvar | pf_ikss_from_degree | pf_ikss_to_degree | pf_vm_from_pu | pf_vm_to_pu | pf_va_from_degree | pf_va_to_degree
Line0_1_2 | 0.1732 | 0.1732 | 0 | 0 | 0.12 | 0.12 | -0.018419 | 0.019319 | -0.085755 | 0.087555 | 94.7872 | -85.2128 | 0.73092 | 0.74717 | -7.3346 | -7.6554
Line10_11_12 | 0.1732 | 0.1732 | 0 | 0 | 0.12 | 0.12 | -0.020219 | 0.021119 | -0.089355 | 0.091155 | 94.7872 | -85.2128 | 0.76345 | 0.77974 | -7.9625 | -8.2568
Line11_12_13 | 0.1732 | 0.1732 | 0 | 0 | 0.12 | 0.12 | -0.021119 | 0.022019 | -0.091155 | 0.092955 | 94.7872 | -85.2128 | 0.77974 | 0.79606 | -8.2568 | -8.539
Line12_13_15 | 0 | 0 | 0 | 0 | 0 | 0 | 0 | 0 | 0 | 0 | 0 | 0 | 0.79606 | 0.79606 | -8.539 | -8.539
Line13_13_14 | 0.1732 | 0.1732 | 0 | 0 | 0.12 | 0.12 | -0.022019 | 0.022919 | -0.092955 | 0.094755 | 94.7872 | -85.2128 | 0.79606 | 0.81239 | -8.539 | -8.8098
Line14_15_16 | 0 | 0 | 0 | 0 | 0 | 0 | 0 | 0 | 0 | 0 | 0 | 0 | 0.79606 | 0.79606 | -8.539 | -8.539
Line15_16_17 | 0 | 0 | 0 | 0 | 0 | 0 | 0 | 0 | 0 | 0 | 0 | 0 | 0.79606 | 0.79606 | -8.539 | -8.539
Line16_4_18 | 3.8609 | 3.8609 | 0 | 7.3353 | 2.6749 | 2.6749 | 0.44719 | -1e-07 | 0.89439 | -1e-07 | -70.8543 | 109.1457 | 0.37383 | 0 | -7.4193 | 0
Line17_5_19 | 0 | 0 | 0 | 0 | 0 | 0 | 0 | 0 | 0 | 0 | 0 | 0 | 0.73092 | 0.73092 | -7.3346 | -7.3346
Line1_1_3 | 0.1732 | 0.1732 | 0 | 0 | 0.12 | 0.12 | -0.018419 | 0.019319 | -0.085755 | 0.087555 | 94.7872 | -85.2128 | 0.73092 | 0.74717 | -7.3346 | -7.6554
Line2_1_4 | 3.6881 | 3.6881 | 0 | 0 | 2.5552 | 2.5552 | 0.83781 | -0.42976 | 1.6692 | -0.85305 | -70.6809 | 109.3191 | 0.73092 | 0.37383 | -7.3346 | -7.4193
Line3_1_5 | 0 | 0 | 0 | 0 | 0 | 0 | 0 | 0 | 0 | 0 | 0 | 0 | 0.73092 | 0.73092 | -7.3346 | -7.3346
Line4_2_6 | 0.1732 | 0.1732 | 0 | 0 | 0.12 | 0.12 | -0.019319 | 0.020219 | -0.087555 | 0.089355 | 94.7872 | -85.2128 | 0.74717 | 0.76345 | -7.6554 | -7.9625
Line5_6_7 | 0.1732 | 0.1732 | 0 | 0 | 0.12 | 0.12 | -0.020219 | 0.021119 | -0.089355 | 0.091155 | 94.7872 | -85.2128 | 0.76345 | 0.77974 | -7.9625 | -8.2568
Line6_7_8 | 0 | 0 | 0 | 0 | 0 | 0 | 0 | 0 | 0 | 0 | 0 | 0 | 0.77974 | 0.77974 | -8.2568 | -8.2568
Line7_8_9 | 0 | 0 | 0 | 0 | 0 | 0 | 0 | 0 | 0 | 0 | 0 | 0 | 0.77974 | 0.77974 | -8.2568 | -8.2568
Line8_8_10 | 0 | 0 | 0 | 0 | 0 | 0 | 0 | 0 | 0 | 0 | 0 | 0 | 0.77974 | 0.77974 | -8.2568 | -8.2568
Line9_3_11 | 0.1732 | 0.1732 | 0 | 0 | 0.12 | 0.12 | -0.019319 | 0.020219 | -0.087555 | 0.089355 | 94.7872 | -85.2128 | 0.74717 | 0.76345 | -7.6554 | -7.9625

## LLL_max_10
name | pf_ikss_from_ka | pf_ikss_to_ka | pf_ip_from_ka | pf_ip_to_ka | pf_skss_from_mw | pf_skss_to_mw | pf_p_from_mw | pf_p_to_mw | pf_q_from_mvar | pf_q_to_mvar | pf_ikss_from_degree | pf_ikss_to_degree | pf_vm_from_pu | pf_vm_to_pu | pf_va_from_degree | pf_va_to_degree
Line0_1_2 | 0.1732 | 0.1732 | 0 | 0 | 0.12 | 0.12 | -0.01935 | 0.02025 | -0.088351 | 0.090151 | 94.7869 | -85.2131 | 0.75371 | 0.76998 | -7.5668 | -7.8732
Line10_11_12 | 0.1732 | 0.1732 | 0 | 0 | 0.12 | 0.12 | -0.02115 | 0.02205 | -0.091951 | 0.093751 | 94.7869 | -85.2131 | 0.78626 | 0.80257 | -8.1669 | -8.4486
Line11_12_13 | 0.1732 | 0.1732 | 0 | 0 | 0.12 | 0.12 | -0.02205 | 0.02295 | -0.093751 | 0.095551 | 94.7869 | -85.2131 | 0.80257 | 0.8189 | -8.4486 | -8.7192
Line12_13_15 | 0 | 0 | 0 | 0 | 0 | 0 | 0 | 0 | 0 | 0 | 0 | 0 | 0.8189 | 0.8189 | -8.7192 | -8.7192
Line13_13_14 | 0.1732 | 0.1732 | 0 | 0 | 0.12 | 0.12 | -0.02295 | 0.02385 | -0.095551 | 0.097351 | 94.7869 | -85.2131 | 0.8189 | 0.83525 | -8.7192 | -8.9791
Line14_15_16 | 0 | 0 | 0 | 0 | 0 | 0 | 0 | 0 | 0 | 0 | 0 | 0 | 0.8189 | 0.8189 | -8.7192 | -8.7192
Line15_16_17 | 0 | 0 | 0 | 0 | 0 | 0 | 0 | 0 | 0 | 0 | 0 | 0 | 0.8189 | 0.8189 | -8.7192 | -8.7192
Line16_4_18 | 3.9785 | 3.9785 | 0 | 7.585 | 2.7564 | 2.7564 | 0.47486 | -1e-07 | 0.94973 | -1e-07 | -71.0844 | 108.9156 | 0.38522 | 0 | -7.6495 | 0
Line17_5_19 | 0 | 0 | 0 | 0 | 0 | 0 | 0 | 0 | 0 | 0 | 0 | 0 | 0.75371 | 0.75371 | -7.5668 | -7.5668
Line1_1_3 | 0.1732 | 0.1732 | 0 | 0 | 0.12 | 0.12 | -0.01935 | 0.02025 | -0.088351 | 0.090151 | 94.7869 | -85.2131 | 0.75371 | 0.76998 | -7.5668 | -7.8732
Line2_1_4 | 3.8057 | 3.8057 | 0 | 0 | 2.6367 | 2.6367 | 0.89142 | -0.45691 | 1.7761 | -0.90713 | -70.9154 | 109.0846 | 0.75371 | 0.38522 | -7.5668 | -7.6495
Line3_1_5 | 0 | 0 | 0 | 0 | 0 | 0 | 0 | 0 | 0 | 0 | 0 | 0 | 0.75371 | 0.75371 | -7.5668 | -7.5668
Line4_2_6 | 0.1732 | 0.1732 | 0 | 0 | 0.12 | 0.12 | -0.02025 | 0.02115 | -0.090151 | 0.091951 | 94.7869 | -85.2131 | 0.76998 | 0.78626 | -7.8732 | -8.1669
Line5_6_7 | 0.1732 | 0.1732 | 0 | 0 | 0.12 | 0.12 | -0.02115 | 0.02205 | -0.091951 | 0.093751 | 94.7869 | -85.2131 | 0.78626 | 0.80257 | -8.1669 | -8.4486
Line6_7_8 | 0 | 0 | 0 | 0 | 0 | 0 | 0 | 0 | 0 | 0 | 0 | 0 | 0.80257 | 0.80257 | -8.4486 | -8.4486
Line7_8_9 | 0 | 0 | 0 | 0 | 0 | 0 | 0 | 0 | 0 | 0 | 0 | 0 | 0.80257 | 0.80257 | -8.4486 | -8.4486
Line8_8_10 | 0 | 0 | 0 | 0 | 0 | 0 | 0 | 0 | 0 | 0 | 0 | 0 | 0.80257 | 0.80257 | -8.4486 | -8.4486
Line9_3_11 | 0.1732 | 0.1732 | 0 | 0 | 0.12 | 0.12 | -0.02025 | 0.02115 | -0.090151 | 0.091951 | 94.7869 | -85.2131 | 0.76998 | 0.78626 | -7.8732 | -8.1669

## LLL_max_fault_6
name | pf_ikss_from_ka | pf_ikss_to_ka | pf_ip_from_ka | pf_ip_to_ka | pf_skss_from_mw | pf_skss_to_mw | pf_p_from_mw | pf_p_to_mw | pf_q_from_mvar | pf_q_to_mvar | pf_ikss_from_degree | pf_ikss_to_degree | pf_vm_from_pu | pf_vm_to_pu | pf_va_from_degree | pf_va_to_degree
Line0_1_2 | 0.1732 | 0.1732 | 0 | 0 | 0.12 | 0.12 | -0.010903 | 0.011803 | -0.13146 | 0.13326 | 94.7872 | -85.2128 | 1.0993 | 1.1149 | 0.046155 | -0.27425
Line10_11_12 | 0.1732 | 0.1732 | 0 | 0 | 0.12 | 0.12 | -0.012703 | 0.013603 | -0.13506 | 0.13686 | 94.7872 | -85.2128 | 1.1305 | 1.1462 | -0.58581 | -0.88887
Line11_12_13 | 0.1732 | 0.1732 | 0 | 0 | 0.12 | 0.12 | -0.013603 | 0.014503 | -0.13686 | 0.13866 | 94.7872 | -85.2128 | 1.1462 | 1.1618 | -0.88887 | -1.1838
Line12_13_15 | 0 | 0 | 0 | 0 | 0 | 0 | 0 | 0 | 0 | 0 | 0 | 0 | 1.1618 | 1.1618 | -1.1838 | -1.1838
Line13_13_14 | 0.1732 | 0.1732 | 0 | 0 | 0.12 | 0.12 | -0.014503 | 0.015403 | -0.13866 | 0.14046 | 94.7872 | -85.2128 | 1.1618 | 1.1776 | -1.1838 | -1.4708
Line14_15_16 | 0 | 0 | 0 | 0 | 0 | 0 | 0 | 0 | 0 | 0 | 0 | 0 | 1.1618 | 1.1618 | -1.1838 | -1.1838
Line15_16_17 | 0 | 0 | 0 | 0 | 0 | 0 | 0 | 0 | 0 | 0 | 0 | 0 | 1.1618 | 1.1618 | -1.1838 | -1.1838
Line16_4_18 | 0.036223 | 0.036223 | 0 | 0.06882 | 0.025096 | 0.025096 | 0.019721 | -0.019682 | 0.01976 | -0.019682 | -45.2344 | 134.7656 | 1.1124 | 1.1091 | -0.17729 | -0.23442
Line17_5_19 | 0 | 0 | 0 | 0 | 0 | 0 | 0 | 0 | 0 | 0 | 0 | 0 | 1.0993 | 1.0993 | 0.046155 | 0.046155
Line1_1_3 | 0.1732 | 0.1732 | 0 | 0 | 0.12 | 0.12 | -0.010903 | 0.011803 | -0.13146 | 0.13326 | 94.7872 | -85.2128 | 1.0993 | 1.1149 | 0.046155 | -0.27425
Line2_1_4 | 0.14273 | 0.14273 | 0 | 0 | 0.098884 | 0.098884 | -0.015633 | 0.016244 | -0.10757 | 0.10879 | 98.3149 | -81.6851 | 1.0993 | 1.1124 | 0.046155 | -0.17729
Line3_1_5 | 0 | 0 | 0 | 0 | 0 | 0 | 0 | 0 | 0 | 0 | 0 | 0 | 1.0993 | 1.0993 | 0.046155 | 0.046155
Line4_2_6 | 0.1732 | 0.1732 | 0 | 0 | 0.12 | 0.12 | -0.011803 | 0.012703 | -0.13326 | 0.13506 | 94.7872 | -85.2128 | 1.1149 | 1.1305 | -0.27425 | -0.58581
Line5_6_7 | 0.1732 | 0.1732 | 0 | 0 | 0.12 | 0.12 | -0.012703 | 0.013603 | -0.13506 | 0.13686 | 94.7872 | -85.2128 | 1.1305 | 1.1462 | -0.58581 | -0.88887
Line6_7_8 | 0 | 0 | 0 | 0 | 0 | 0 | 0 | 0 | 0 | 0 | 0 | 0 | 1.1462 | 1.1462 | -0.88887 | -0.88887
Line7_8_9 | 0 | 0 | 0 | 0 | 0 | 0 | 0 | 0 | 0 | 0 | 0 | 0 | 1.1462 | 1.1462 | -0.88887 | -0.88887
Line8_8_10 | 0 | 0 | 0 | 0 | 0 | 0 | 0 | 0 | 0 | 0 | 0 | 0 | 1.1462 | 1.1462 | -0.88887 | -0.88887
Line9_3_11 | 0.1732 | 0.1732 | 0 | 0 | 0.12 | 0.12 | -0.011803 | 0.012703 | -0.13326 | 0.13506 | 94.7872 | -85.2128 | 1.1149 | 1.1305 | -0.27425 | -0.58581

## LLL_max_fault_10
name | pf_ikss_from_ka | pf_ikss_to_ka | pf_ip_from_ka | pf_ip_to_ka | pf_skss_from_mw | pf_skss_to_mw | pf_p_from_mw | pf_p_to_mw | pf_q_from_mvar | pf_q_to_mvar | pf_ikss_from_degree | pf_ikss_to_degree | pf_vm_from_pu | pf_vm_to_pu | pf_va_from_degree | pf_va_to_degree
Line0_1_2 | 0.1732 | 0.1732 | 0 | 0 | 0.12 | 0.12 | -0.011444 | 0.012344 | -0.13771 | 0.13951 | 94.7869 | -85.2131 | 1.1515 | 1.1671 | 0.036471 | -0.26948
Line10_11_12 | 0.1732 | 0.1732 | 0 | 0 | 0.12 | 0.12 | -0.013244 | 0.014143 | -0.14131 | 0.14311 | 94.7869 | -85.2131 | 1.1827 | 1.1984 | -0.56735 | -0.85746
Line11_12_13 | 0.1732 | 0.1732 | 0 | 0 | 0.12 | 0.12 | -0.014144 | 0.015044 | -0.14311 | 0.14491 | 94.7869 | -85.2131 | 1.1984 | 1.214 | -0.85746 | -1.1401
Line12_13_15 | 0 | 0 | 0 | 0 | 0 | 0 | 0 | 0 | 0 | 0 | 0 | 0 | 1.214 | 1.214 | -1.1401 | -1.1401
Line13_13_14 | 0.1732 | 0.1732 | 0 | 0 | 0.12 | 0.12 | -0.015044 | 0.015944 | -0.14491 | 0.14671 | 94.7869 | -85.2131 | 1.214 | 1.2297 | -1.1401 | -1.4155
Line14_15_16 | 0 | 0 | 0 | 0 | 0 | 0 | 0 | 0 | 0 | 0 | 0 | 0 | 1.214 | 1.214 | -1.1401 | -1.1401
Line15_16_17 | 0 | 0 | 0 | 0 | 0 | 0 | 0 | 0 | 0 | 0 | 0 | 0 | 1.214 | 1.214 | -1.1401 | -1.1401
Line16_4_18 | 0.037917 | 0.037917 | 0 | 0.072289 | 0.02627 | 0.02627 | 0.021609 | -0.021566 | 0.021652 | -0.021566 | -45.2401 | 134.7599 | 1.1645 | 1.161 | -0.18297 | -0.2401
Line17_5_19 | 0 | 0 | 0 | 0 | 0 | 0 | 0 | 0 | 0 | 0 | 0 | 0 | 1.1515 | 1.1515 | 0.036471 | 0.036471
Line1_1_3 | 0.1732 | 0.1732 | 0 | 0 | 0.12 | 0.12 | -0.011444 | 0.012343 | -0.13771 | 0.13951 | 94.7869 | -85.2131 | 1.1515 | 1.1671 | 0.036471 | -0.26948
Line2_1_4 | 0.14147 | 0.14147 | 0 | 0 | 0.09801 | 0.09801 | -0.014854 | 0.015454 | -0.11188 | 0.11308 | 97.5993 | -82.4007 | 1.1515 | 1.1645 | 0.036471 | -0.18297
Line3_1_5 | 0 | 0 | 0 | 0 | 0 | 0 | 0 | 0 | 0 | 0 | 0 | 0 | 1.1515 | 1.1515 | 0.036471 | 0.036471
Line4_2_6 | 0.1732 | 0.1732 | 0 | 0 | 0.12 | 0.12 | -0.012344 | 0.013244 | -0.13951 | 0.14131 | 94.7869 | -85.2131 | 1.1671 | 1.1827 | -0.26948 | -0.56735
Line5_6_7 | 0.1732 | 0.1732 | 0 | 0 | 0.12 | 0.12 | -0.013244 | 0.014144 | -0.14131 | 0.14311 | 94.7869 | -85.2131 | 1.1827 | 1.1984 | -0.56735 | -0.85746
Line6_7_8 | 0 | 0 | 0 | 0 | 0 | 0 | 0 | 0 | 0 | 0 | 0 | 0 | 1.1984 | 1.1984 | -0.85746 | -0.85746
Line7_8_9 | 0 | 0 | 0 | 0 | 0 | 0 | 0 | 0 | 0 | 0 | 0 | 0 | 1.1984 | 1.1984 | -0.85746 | -0.85746
Line8_8_10 | 0 | 0 | 0 | 0 | 0 | 0 | 0 | 0 | 0 | 0 | 0 | 0 | 1.1984 | 1.1984 | -0.85746 | -0.85746
Line9_3_11 | 0.1732 | 0.1732 | 0 | 0 | 0.12 | 0.12 | -0.012344 | 0.013243 | -0.13951 | 0.14131 | 94.7869 | -85.2131 | 1.1671 | 1.1827 | -0.26948 | -0.56735

## LLL_min_6
name | pf_ikss_from_ka | pf_ikss_to_ka | pf_ip_from_ka | pf_ip_to_ka | pf_skss_from_mw | pf_skss_to_mw | pf_p_from_mw | pf_p_to_mw | pf_q_from_mvar | pf_q_to_mvar | pf_ikss_from_degree | pf_ikss_to_degree | pf_vm_from_pu | pf_vm_to_pu | pf_va_from_degree | pf_va_to_degree
Line0_1_2 | 0 | 0 | 0 | 0 | 0 | 0 | 0 | 0 | 0 | 0 | 0 | 0 | 0.695 | 0.695 | -11.6026 | -11.6026
Line10_11_12 | 0 | 0 | 0 | 0 | 0 | 0 | 0 | 0 | 0 | 0 | 0 | 0 | 0.695 | 0.695 | -11.6026 | -11.6026
Line11_12_13 | 0 | 0 | 0 | 0 | 0 | 0 | 0 | 0 | 0 | 0 | 0 | 0 | 0.695 | 0.695 | -11.6026 | -11.6026
Line12_13_15 | 0 | 0 | 0 | 0 | 0 | 0 | 0 | 0 | 0 | 0 | 0 | 0 | 0.695 | 0.695 | -11.6026 | -11.6026
Line13_13_14 | 0 | 0 | 0 | 0 | 0 | 0 | 0 | 0 | 0 | 0 | 0 | 0 | 0.695 | 0.695 | -11.6026 | -11.6026
Line14_15_16 | 0 | 0 | 0 | 0 | 0 | 0 | 0 | 0 | 0 | 0 | 0 | 0 | 0.695 | 0.695 | -11.6026 | -11.6026
Line15_16_17 | 0 | 0 | 0 | 0 | 0 | 0 | 0 | 0 | 0 | 0 | 0 | 0 | 0.695 | 0.695 | -11.6026 | -11.6026
Line16_4_18 | 2.8946 | 2.8946 | 0 | 4.7808 | 2.0055 | 2.0055 | 0.48263 | -1e-07 | 0.50274 | -1e-07 | -57.7717 | 122.2283 | 0.3475 | 0 | -11.6026 | 0
Line17_5_19 | 0 | 0 | 0 | 0 | 0 | 0 | 0 | 0 | 0 | 0 | 0 | 0 | 0.695 | 0.695 | -11.6026 | -11.6026
Line1_1_3 | 0 | 0 | 0 | 0 | 0 | 0 | 0 | 0 | 0 | 0 | 0 | 0 | 0.695 | 0.695 | -11.6026 | -11.6026
Line2_1_4 | 2.8946 | 2.8946 | 0 | 0 | 2.0055 | 2.0055 | 0.96525 | -0.48263 | 1.0055 | -0.50274 | -57.7717 | 122.2283 | 0.695 | 0.3475 | -11.6026 | -11.6026
Line3_1_5 | 0 | 0 | 0 | 0 | 0 | 0 | 0 | 0 | 0 | 0 | 0 | 0 | 0.695 | 0.695 | -11.6026 | -11.6026
Line4_2_6 | 0 | 0 | 0 | 0 | 0 | 0 | 0 | 0 | 0 | 0 | 0 | 0 | 0.695 | 0.695 | -11.6026 | -11.6026
Line5_6_7 | 0 | 0 | 0 | 0 | 0 | 0 | 0 | 0 | 0 | 0 | 0 | 0 | 0.695 | 0.695 | -11.6026 | -11.6026
Line6_7_8 | 0 | 0 | 0 | 0 | 0 | 0 | 0 | 0 | 0 | 0 | 0 | 0 | 0.695 | 0.695 | -11.6026 | -11.6026
Line7_8_9 | 0 | 0 | 0 | 0 | 0 | 0 | 0 | 0 | 0 | 0 | 0 | 0 | 0.695 | 0.695 | -11.6026 | -11.6026
Line8_8_10 | 0 | 0 | 0 | 0 | 0 | 0 | 0 | 0 | 0 | 0 | 0 | 0 | 0.695 | 0.695 | -11.6026 | -11.6026
Line9_3_11 | 0 | 0 | 0 | 0 | 0 | 0 | 0 | 0 | 0 | 0 | 0 | 0 | 0.695 | 0.695 | -11.6026 | -11.6026

## LLL_min_10
name | pf_ikss_from_ka | pf_ikss_to_ka | pf_ip_from_ka | pf_ip_to_ka | pf_skss_from_mw | pf_skss_to_mw | pf_p_from_mw | pf_p_to_mw | pf_q_from_mvar | pf_q_to_mvar | pf_ikss_from_degree | pf_ikss_to_degree | pf_vm_from_pu | pf_vm_to_pu | pf_va_from_degree | pf_va_to_degree
Line0_1_2 | 0 | 0 | 0 | 0 | 0 | 0 | 0 | 0 | 0 | 0 | 0 | 0 | 0.65842 | 0.65842 | -11.6026 | -11.6026
Line10_11_12 | 0 | 0 | 0 | 0 | 0 | 0 | 0 | 0 | 0 | 0 | 0 | 0 | 0.65842 | 0.65842 | -11.6026 | -11.6026
Line11_12_13 | 0 | 0 | 0 | 0 | 0 | 0 | 0 | 0 | 0 | 0 | 0 | 0 | 0.65842 | 0.65842 | -11.6026 | -11.6026
Line12_13_15 | 0 | 0 | 0 | 0 | 0 | 0 | 0 | 0 | 0 | 0 | 0 | 0 | 0.65842 | 0.65842 | -11.6026 | -11.6026
Line13_13_14 | 0 | 0 | 0 | 0 | 0 | 0 | 0 | 0 | 0 | 0 | 0 | 0 | 0.65842 | 0.65842 | -11.6026 | -11.6026
Line14_15_16 | 0 | 0 | 0 | 0 | 0 | 0 | 0 | 0 | 0 | 0 | 0 | 0 | 0.65842 | 0.65842 | -11.6026 | -11.6026
Line15_16_17 | 0 | 0 | 0 | 0 | 0 | 0 | 0 | 0 | 0 | 0 | 0 | 0 | 0.65842 | 0.65842 | -11.6026 | -11.6026
Line16_4_18 | 2.7423 | 2.7423 | 0 | 4.5292 | 1.8999 | 1.8999 | 0.43316 | -1e-07 | 0.45121 | -1e-07 | -57.7717 | 122.2283 | 0.32921 | 0 | -11.6026 | 0
Line17_5_19 | 0 | 0 | 0 | 0 | 0 | 0 | 0 | 0 | 0 | 0 | 0 | 0 | 0.65842 | 0.65842 | -11.6026 | -11.6026
Line1_1_3 | 0 | 0 | 0 | 0 | 0 | 0 | 0 | 0 | 0 | 0 | 0 | 0 | 0.65842 | 0.65842 | -11.6026 | -11.6026
Line2_1_4 | 2.7423 | 2.7423 | 0 | 0 | 1.8999 | 1.8999 | 0.86632 | -0.43316 | 0.90242 | -0.45121 | -57.7717 | 122.2283 | 0.65842 | 0.32921 | -11.6026 | -11.6026
Line3_1_5 | 0 | 0 | 0 | 0 | 0 | 0 | 0 | 0 | 0 | 0 | 0 | 0 | 0.65842 | 0.65842 | -11.6026 | -11.6026
Line4_2_6 | 0 | 0 | 0 | 0 | 0 | 0 | 0 | 0 | 0 | 0 | 0 | 0 | 0.65842 | 0.65842 | -11.6026 | -11.6026
Line5_6_7 | 0 | 0 | 0 | 0 | 0 | 0 | 0 | 0 | 0 | 0 | 0 | 0 | 0.65842 | 0.65842 | -11.6026 | -11.6026
Line6_7_8 | 0 | 0 | 0 | 0 | 0 | 0 | 0 | 0 | 0 | 0 | 0 | 0 | 0.65842 | 0.65842 | -11.6026 | -11.6026
Line7_8_9 | 0 | 0 | 0 | 0 | 0 | 0 | 0 | 0 | 0 | 0 | 0 | 0 | 0.65842 | 0.65842 | -11.6026 | -11.6026
Line8_8_10 | 0 | 0 | 0 | 0 | 0 | 0 | 0 | 0 | 0 | 0 | 0 | 0 | 0.65842 | 0.65842 | -11.6026 | -11.6026
Line9_3_11 | 0 | 0 | 0 | 0 | 0 | 0 | 0 | 0 | 0 | 0 | 0 | 0 | 0.65842 | 0.65842 | -11.6026 | -11.6026

## LLL_min_fault_6
name | pf_ikss_from_ka | pf_ikss_to_ka | pf_ip_from_ka | pf_ip_to_ka | pf_skss_from_mw | pf_skss_to_mw | pf_p_from_mw | pf_p_to_mw | pf_q_from_mvar | pf_q_to_mvar | pf_ikss_from_degree | pf_ikss_to_degree | pf_vm_from_pu | pf_vm_to_pu | pf_va_from_degree | pf_va_to_degree
Line0_1_2 | 0 | 0 | 0 | 0 | 0 | 0 | 0 | 0 | 0 | 0 | 0 | 0 | 0.94754 | 0.94754 | -0.12527 | -0.12527
Line10_11_12 | 0 | 0 | 0 | 0 | 0 | 0 | 0 | 0 | 0 | 0 | 0 | 0 | 0.94754 | 0.94754 | -0.12527 | -0.12527
Line11_12_13 | 0 | 0 | 0 | 0 | 0 | 0 | 0 | 0 | 0 | 0 | 0 | 0 | 0.94754 | 0.94754 | -0.12527 | -0.12527
Line12_13_15 | 0 | 0 | 0 | 0 | 0 | 0 | 0 | 0 | 0 | 0 | 0 | 0 | 0.94754 | 0.94754 | -0.12527 | -0.12527
Line13_13_14 | 0 | 0 | 0 | 0 | 0 | 0 | 0 | 0 | 0 | 0 | 0 | 0 | 0.94754 | 0.94754 | -0.12527 | -0.12527
Line14_15_16 | 0 | 0 | 0 | 0 | 0 | 0 | 0 | 0 | 0 | 0 | 0 | 0 | 0.94754 | 0.94754 | -0.12527 | -0.12527
Line15_16_17 | 0 | 0 | 0 | 0 | 0 | 0 | 0 | 0 | 0 | 0 | 0 | 0 | 0.94754 | 0.94754 | -0.12527 | -0.12527
Line16_4_18 | 0.030706 | 0.030706 | 0 | 0.050714 | 0.021274 | 0.021274 | 0.014197 | -0.014143 | 0.014199 | -0.014143 | -45.1344 | 134.8656 | 0.94385 | 0.94017 | -0.1298 | -0.13436
Line17_5_19 | 0 | 0 | 0 | 0 | 0 | 0 | 0 | 0 | 0 | 0 | 0 | 0 | 0.94754 | 0.94754 | -0.12527 | -0.12527
Line1_1_3 | 0 | 0 | 0 | 0 | 0 | 0 | 0 | 0 | 0 | 0 | 0 | 0 | 0.94754 | 0.94754 | -0.12527 | -0.12527
Line2_1_4 | 0.030706 | 0.030706 | 0 | 0 | 0.021274 | 0.021274 | 0.014251 | -0.014197 | 0.014256 | -0.014199 | -45.1344 | 134.8656 | 0.94754 | 0.94385 | -0.12527 | -0.1298
Line3_1_5 | 0 | 0 | 0 | 0 | 0 | 0 | 0 | 0 | 0 | 0 | 0 | 0 | 0.94754 | 0.94754 | -0.12527 | -0.12527
Line4_2_6 | 0 | 0 | 0 | 0 | 0 | 0 | 0 | 0 | 0 | 0 | 0 | 0 | 0.94754 | 0.94754 | -0.12527 | -0.12527
Line5_6_7 | 0 | 0 | 0 | 0 | 0 | 0 | 0 | 0 | 0 | 0 | 0 | 0 | 0.94754 | 0.94754 | -0.12527 | -0.12527
Line6_7_8 | 0 | 0 | 0 | 0 | 0 | 0 | 0 | 0 | 0 | 0 | 0 | 0 | 0.94754 | 0.94754 | -0.12527 | -0.12527
Line7_8_9 | 0 | 0 | 0 | 0 | 0 | 0 | 0 | 0 | 0 | 0 | 0 | 0 | 0.94754 | 0.94754 | -0.12527 | -0.12527
Line8_8_10 | 0 | 0 | 0 | 0 | 0 | 0 | 0 | 0 | 0 | 0 | 0 | 0 | 0.94754 | 0.94754 | -0.12527 | -0.12527
Line9_3_11 | 0 | 0 | 0 | 0 | 0 | 0 | 0 | 0 | 0 | 0 | 0 | 0 | 0.94754 | 0.94754 | -0.12527 | -0.12527

## LLL_min_fault_10
name | pf_ikss_from_ka | pf_ikss_to_ka | pf_ip_from_ka | pf_ip_to_ka | pf_skss_from_mw | pf_skss_to_mw | pf_p_from_mw | pf_p_to_mw | pf_q_from_mvar | pf_q_to_mvar | pf_ikss_from_degree | pf_ikss_to_degree | pf_vm_from_pu | pf_vm_to_pu | pf_va_from_degree | pf_va_to_degree
Line0_1_2 | 0 | 0 | 0 | 0 | 0 | 0 | 0 | 0 | 0 | 0 | 0 | 0 | 0.89767 | 0.89767 | -0.12527 | -0.12527
Line10_11_12 | 0 | 0 | 0 | 0 | 0 | 0 | 0 | 0 | 0 | 0 | 0 | 0 | 0.89767 | 0.89767 | -0.12527 | -0.12527
Line11_12_13 | 0 | 0 | 0 | 0 | 0 | 0 | 0 | 0 | 0 | 0 | 0 | 0 | 0.89767 | 0.89767 | -0.12527 | -0.12527
Line12_13_15 | 0 | 0 | 0 | 0 | 0 | 0 | 0 | 0 | 0 | 0 | 0 | 0 | 0.89767 | 0.89767 | -0.12527 | -0.12527
Line13_13_14 | 0 | 0 | 0 | 0 | 0 | 0 | 0 | 0 | 0 | 0 | 0 | 0 | 0.89767 | 0.89767 | -0.12527 | -0.12527
Line14_15_16 | 0 | 0 | 0 | 0 | 0 | 0 | 0 | 0 | 0 | 0 | 0 | 0 | 0.89767 | 0.89767 | -0.12527 | -0.12527
Line15_16_17 | 0 | 0 | 0 | 0 | 0 | 0 | 0 | 0 | 0 | 0 | 0 | 0 | 0.89767 | 0.89767 | -0.12527 | -0.12527
Line16_4_18 | 0.02909 | 0.02909 | 0 | 0.048045 | 0.020154 | 0.020154 | 0.012742 | -0.012693 | 0.012744 | -0.012693 | -45.1344 | 134.8656 | 0.89418 | 0.89069 | -0.1298 | -0.13436
Line17_5_19 | 0 | 0 | 0 | 0 | 0 | 0 | 0 | 0 | 0 | 0 | 0 | 0 | 0.89767 | 0.89767 | -0.12527 | -0.12527
Line1_1_3 | 0 | 0 | 0 | 0 | 0 | 0 | 0 | 0 | 0 | 0 | 0 | 0 | 0.89767 | 0.89767 | -0.12527 | -0.12527
Line2_1_4 | 0.02909 | 0.02909 | 0 | 0 | 0.020154 | 0.020154 | 0.012791 | -0.012742 | 0.012795 | -0.012744 | -45.1344 | 134.8656 | 0.89767 | 0.89418 | -0.12527 | -0.1298
Line3_1_5 | 0 | 0 | 0 | 0 | 0 | 0 | 0 | 0 | 0 | 0 | 0 | 0 | 0.89767 | 0.89767 | -0.12527 | -0.12527
Line4_2_6 | 0 | 0 | 0 | 0 | 0 | 0 | 0 | 0 | 0 | 0 | 0 | 0 | 0.89767 | 0.89767 | -0.12527 | -0.12527
Line5_6_7 | 0 | 0 | 0 | 0 | 0 | 0 | 0 | 0 | 0 | 0 | 0 | 0 | 0.89767 | 0.89767 | -0.12527 | -0.12527
Line6_7_8 | 0 | 0 | 0 | 0 | 0 | 0 | 0 | 0 | 0 | 0 | 0 | 0 | 0.89767 | 0.89767 | -0.12527 | -0.12527
Line7_8_9 | 0 | 0 | 0 | 0 | 0 | 0 | 0 | 0 | 0 | 0 | 0 | 0 | 0.89767 | 0.89767 | -0.12527 | -0.12527
Line8_8_10 | 0 | 0 | 0 | 0 | 0 | 0 | 0 | 0 | 0 | 0 | 0 | 0 | 0.89767 | 0.89767 | -0.12527 | -0.12527
Line9_3_11 | 0 | 0 | 0 | 0 | 0 | 0 | 0 | 0 | 0 | 0 | 0 | 0 | 0.89767 | 0.89767 | -0.12527 | -0.12527

## LL_max_6
name | pf_ikss_a_from_ka | pf_ikss_b_from_ka | pf_ikss_c_from_ka | pf_ikss_a_to_ka | pf_ikss_b_to_ka | pf_ikss_c_to_ka | pf_skss_a_from_mw | pf_skss_b_from_mw | pf_skss_c_from_mw | pf_skss_a_to_mw | pf_skss_b_to_mw | pf_skss_c_to_mw | pf_p_a_from_mw | pf_p_b_from_mw | pf_p_c_from_mw | pf_p_a_to_mw | pf_p_b_to_mw | pf_p_c_to_mw | pf_q_a_from_mvar | pf_q_b_from_mvar | pf_q_c_from_mvar | pf_q_a_to_mvar | pf_q_b_to_mvar | pf_q_c_to_mvar | pf_ikss_a_from_degree | pf_ikss_b_from_degree | pf_ikss_c_from_degree | pf_ikss_a_to_degree | pf_ikss_b_to_degree | pf_ikss_c_to_degree | pf_vm_a_from_pu | pf_vm_b_from_pu | pf_vm_c_from_pu | pf_vm_a_to_pu | pf_vm_b_to_pu | pf_vm_c_to_pu | pf_va_a_from_degree | pf_va_b_from_degree | pf_va_c_from_degree | pf_va_a_to_degree | pf_va_b_to_degree | pf_va_c_to_degree
Line0_1_2 | 0.1732 | 0.1732 | 0.17321 | 0.1732 | 0.1732 | 0.17321 | 0.04 | 0.04 | 0.04 | 0.04 | 0.04 | 0.04 | -0.0035502 | -0.012141 | 0.001157 | 0.0038502 | 0.012441 | -0.00085705 | -0.043941 | -0.033545 | -0.031303 | 0.044541 | 0.034145 | 0.031903 | 94.7872 | -25.2127 | -145.2128 | -85.2128 | 154.7873 | 34.7872 | 1.1021 | 0.89187 | 0.7831 | 1.1177 | 0.90853 | 0.79786 | 0.16804 | -135.1101 | 126.9041 | -0.15327 | -135.2329 | 126.3261
Line10_11_12 | 0.1732 | 0.1732 | 0.17321 | 0.1732 | 0.1732 | 0.17321 | 0.04 | 0.04 | 0.04 | 0.04 | 0.04 | 0.04 | -0.0041502 | -0.012741 | 0.00055705 | 0.0044502 | 0.013041 | -0.00025705 | -0.045141 | -0.034745 | -0.032503 | 0.045741 | 0.035345 | 0.033103 | 94.7872 | -25.2127 | -145.2128 | -85.2128 | 154.7873 | 34.7872 | 1.1333 | 0.92519 | 0.81269 | 1.1489 | 0.94186 | 0.82759 | -0.46573 | -135.3513 | 125.7691 | -0.7697 | -135.4655 | 125.2321
Line11_12_13 | 0.1732 | 0.1732 | 0.17321 | 0.1732 | 0.1732 | 0.17321 | 0.04 | 0.04 | 0.04 | 0.04 | 0.04 | 0.04 | -0.0044502 | -0.013041 | 0.00025705 | 0.0047502 | 0.013341 | 4.2953e-05 | -0.045741 | -0.035345 | -0.033103 | 0.046341 | 0.035945 | 0.033703 | 94.7872 | -25.2127 | -145.2128 | -85.2128 | 154.7873 | 34.7872 | 1.1489 | 0.94186 | 0.82759 | 1.1646 | 0.95853 | 0.84257 | -0.7697 | -135.4655 | 125.2321 | -1.0655 | -135.5757 | 124.7142
Line12_13_15 | 0 | 0 | 0 | 0 | 0 | 0 | 0 | 0 | 0 | 0 | 0 | 0 | 1.4703e-09 | -5.5788e-10 | -1.8896e-09 | -1.4703e-09 | 5.5788e-10 | 1.8896e-09 | 2.5012e-10 | 2.9727e-09 | -7.998e-10 | -2.5012e-10 | -2.9727e-09 | 7.998e-10 | 0 | 0 | 0 | 0 | 0 | 0 | 1.1646 | 0.95853 | 0.84257 | 1.1646 | 0.95853 | 0.84257 | -1.0655 | -135.5757 | 124.7142 | -1.0655 | -135.5757 | 124.7142
Line13_13_14 | 0.1732 | 0.1732 | 0.17321 | 0.1732 | 0.1732 | 0.17321 | 0.04 | 0.04 | 0.04 | 0.04 | 0.04 | 0.04 | -0.0047502 | -0.013341 | -4.295e-05 | 0.0050502 | 0.013641 | 0.00034295 | -0.046341 | -0.035945 | -0.033703 | 0.046941 | 0.036545 | 0.034303 | 94.7872 | -25.2127 | -145.2128 | -85.2128 | 154.7873 | 34.7872 | 1.1646 | 0.95853 | 0.84257 | 1.1803 | 0.9752 | 0.85761 | -1.0655 | -135.5757 | 124.7142 | -1.3534 | -135.6821 | 124.2144
Line14_15_16 | 0 | 0 | 0 | 0 | 0 | 0 | 0 | 0 | 0 | 0 | 0 | 0 | 9.8018e-10 | -3.7192e-10 | -1.2597e-09 | -9.8018e-10 | 3.7192e-10 | 1.2597e-09 | 1.6675e-10 | 1.9818e-09 | -5.332e-10 | -1.6675e-10 | -1.9818e-09 | 5.332e-10 | 0 | 0 | 0 | 0 | 0 | 0 | 1.1646 | 0.95853 | 0.84257 | 1.1646 | 0.95853 | 0.84257 | -1.0655 | -135.5757 | 124.7142 | -1.0655 | -135.5757 | 124.7142
Line15_16_17 | 0 | 0 | 0 | 0 | 0 | 0 | 0 | 0 | 0 | 0 | 0 | 0 | 4.9009e-10 | -1.8596e-10 | -6.2987e-10 | -4.9009e-10 | 1.8596e-10 | 6.2987e-10 | 8.3375e-11 | 9.909e-10 | -2.666e-10 | -8.3375e-11 | -9.909e-10 | 2.666e-10 | 0 | 0 | 0 | 0 | 0 | 0 | 1.1646 | 0.95853 | 0.84257 | 1.1646 | 0.95853 | 0.84257 | -1.0655 | -135.5757 | 124.7142 | -1.0655 | -135.5757 | 124.7142
Line16_4_18 | 0 | 3.3436 | 3.3436 | 0 | 3.3436 | 3.3436 | 0 | 0.77218 | 0.77218 | 0 | 0.77218 | 0.77218 | 2.8115e-10 | 0.51977 | -0.29617 | -2.8115e-10 | -0.40797 | 0.40797 | 1.0577e-16 | 0.081959 | 0.36523 | -1.8854e-16 | 0.14164 | -0.14164 | 0 | -160.8543 | 19.1457 | 0 | 19.1457 | -160.8543 | 1.1185 | 0.68144 | 0.60896 | 1.1185 | 0.55927 | 0.55927 | -3.7518e-06 | -151.8935 | 148.1848 | -3.7566e-06 | 180 | 180
Line17_5_19 | 0 | 0 | 0 | 0 | 0 | 0 | 0 | 0 | 0 | 0 | 0 | 0 | 2.1055e-10 | -3.984e-10 | -7.445e-10 | -2.1055e-10 | 3.984e-10 | 7.445e-10 | -1.2444e-11 | 8.9508e-10 | -3.6242e-10 | 1.2444e-11 | -8.9508e-10 | 3.6242e-10 | 0 | 0 | 0 | 0 | 0 | 0 | 1.1021 | 0.89187 | 0.7831 | 1.1021 | 0.89187 | 0.7831 | 0.16804 | -135.1101 | 126.9041 | 0.16804 | -135.1101 | 126.9041
Line1_1_3 | 0.1732 | 0.1732 | 0.17321 | 0.1732 | 0.1732 | 0.17321 | 0.04 | 0.04 | 0.04 | 0.04 | 0.04 | 0.04 | -0.0035502 | -0.012141 | 0.001157 | 0.0038502 | 0.012441 | -0.00085705 | -0.043941 | -0.033545 | -0.031303 | 0.044541 | 0.034145 | 0.031903 | 94.7872 | -25.2127 | -145.2128 | -85.2128 | 154.7873 | 34.7872 | 1.1021 | 0.89187 | 0.7831 | 1.1177 | 0.90853 | 0.79786 | 0.16804 | -135.1101 | 126.9041 | -0.15327 | -135.2329 | 126.3261
Line2_1_4 | 0.1732 | 3.201 | 3.1893 | 0.1732 | 3.201 | 3.1893 | 0.04 | 0.73923 | 0.73653 | 0.04 | 0.73923 | 0.73653 | -0.011621 | 0.60218 | -0.18909 | 0.011921 | -0.49972 | 0.29081 | -0.042525 | 0.26841 | 0.54491 | 0.043125 | -0.06349 | -0.34147 | 105.4524 | -159.1341 | 17.7666 | -74.5476 | 20.8659 | -162.2334 | 1.1021 | 0.89187 | 0.7831 | 1.1185 | 0.68144 | 0.60896 | 0.16804 | -135.1101 | 126.9041 | -3.7518e-06 | -151.8935 | 148.1848
Line3_1_5 | 0 | 0 | 0 | 0 | 0 | 0 | 0 | 0 | 0 | 0 | 0 | 0 | 4.211e-10 | -7.968e-10 | -1.489e-09 | -4.211e-10 | 7.968e-10 | 1.489e-09 | -2.4888e-11 | 1.7902e-09 | -7.2484e-10 | 2.4888e-11 | -1.7902e-09 | 7.2484e-10 | 0 | 0 | 0 | 0 | 0 | 0 | 1.1021 | 0.89187 | 0.7831 | 1.1021 | 0.89187 | 0.7831 | 0.16804 | -135.1101 | 126.9041 | 0.16804 | -135.1101 | 126.9041
Line4_2_6 | 0.1732 | 0.1732 | 0.17321 | 0.1732 | 0.1732 | 0.17321 | 0.04 | 0.04 | 0.04 | 0.04 | 0.04 | 0.04 | -0.0038502 | -0.012441 | 0.00085705 | 0.0041502 | 0.012741 | -0.00055705 | -0.044541 | -0.034145 | -0.031903 | 0.045141 | 0.034745 | 0.032503 | 94.7872 | -25.2127 | -145.2128 | -85.2128 | 154.7873 | 34.7872 | 1.1177 | 0.90853 | 0.79786 | 1.1333 | 0.92519 | 0.81269 | -0.15327 | -135.2329 | 126.3261 | -0.46573 | -135.3513 | 125.7691
Line5_6_7 | 0.1732 | 0.1732 | 0.17321 | 0.1732 | 0.1732 | 0.17321 | 0.04 | 0.04 | 0.04 | 0.04 | 0.04 | 0.04 | -0.0041502 | -0.012741 | 0.00055705 | 0.0044502 | 0.013041 | -0.00025705 | -0.045141 | -0.034745 | -0.032503 | 0.045741 | 0.035345 | 0.033103 | 94.7872 | -25.2127 | -145.2128 | -85.2128 | 154.7873 | 34.7872 | 1.1333 | 0.92519 | 0.81269 | 1.1489 | 0.94186 | 0.82759 | -0.46573 | -135.3513 | 125.7691 | -0.7697 | -135.4655 | 125.2321
Line6_7_8 | 0 | 0 | 0 | 0 | 0 | 0 | 0 | 0 | 0 | 0 | 0 | 0 | 1.2513e-09 | -7.2649e-10 | -1.9849e-09 | -1.2513e-09 | 7.2649e-10 | 1.9849e-09 | 1.7826e-10 | 2.9008e-09 | -8.7167e-10 | -1.7826e-10 | -2.9008e-09 | 8.7167e-10 | 0 | 0 | 0 | 0 | 0 | 0 | 1.1489 | 0.94186 | 0.82759 | 1.1489 | 0.94186 | 0.82759 | -0.7697 | -135.4655 | 125.2321 | -0.7697 | -135.4655 | 125.2321
Line7_8_9 | 0 | 0 | 0 | 0 | 0 | 0 | 0 | 0 | 0 | 0 | 0 | 0 | 4.1711e-10 | -2.4216e-10 | -6.6162e-10 | -4.1711e-10 | 2.4216e-10 | 6.6162e-10 | 5.942e-11 | 9.6694e-10 | -2.9056e-10 | -5.942e-11 | -9.6694e-10 | 2.9056e-10 | 0 | 0 | 0 | 0 | 0 | 0 | 1.1489 | 0.94186 | 0.82759 | 1.1489 | 0.94186 | 0.82759 | -0.7697 | -135.4655 | 125.2321 | -0.7697 | -135.4655 | 125.2321
Line8_8_10 | 0 | 0 | 0 | 0 | 0 | 0 | 0 | 0 | 0 | 0 | 0 | 0 | 4.1711e-10 | -2.4216e-10 | -6.6162e-10 | -4.1711e-10 | 2.4216e-10 | 6.6162e-10 | 5.942e-11 | 9.6694e-10 | -2.9056e-10 | -5.942e-11 | -9.6694e-10 | 2.9056e-10 | 0 | 0 | 0 | 0 | 0 | 0 | 1.1489 | 0.94186 | 0.82759 | 1.1489 | 0.94186 | 0.82759 | -0.7697 | -135.4655 | 125.2321 | -0.7697 | -135.4655 | 125.2321
Line9_3_11 | 0.1732 | 0.1732 | 0.17321 | 0.1732 | 0.1732 | 0.17321 | 0.04 | 0.04 | 0.04 | 0.04 | 0.04 | 0.04 | -0.0038502 | -0.012441 | 0.00085705 | 0.0041502 | 0.012741 | -0.00055705 | -0.044541 | -0.034145 | -0.031903 | 0.045141 | 0.034745 | 0.032503 | 94.7872 | -25.2127 | -145.2128 | -85.2128 | 154.7873 | 34.7872 | 1.1177 | 0.90853 | 0.79786 | 1.1333 | 0.92519 | 0.81269 | -0.15327 | -135.2329 | 126.3261 | -0.46573 | -135.3513 | 125.7691

## LL_max_10
name | pf_ikss_a_from_ka | pf_ikss_b_from_ka | pf_ikss_c_from_ka | pf_ikss_a_to_ka | pf_ikss_b_to_ka | pf_ikss_c_to_ka | pf_skss_a_from_mw | pf_skss_b_from_mw | pf_skss_c_from_mw | pf_skss_a_to_mw | pf_skss_b_to_mw | pf_skss_c_to_mw | pf_p_a_from_mw | pf_p_b_from_mw | pf_p_c_from_mw | pf_p_a_to_mw | pf_p_b_to_mw | pf_p_c_to_mw | pf_q_a_from_mvar | pf_q_b_from_mvar | pf_q_c_from_mvar | pf_q_a_to_mvar | pf_q_b_to_mvar | pf_q_c_to_mvar | pf_ikss_a_from_degree | pf_ikss_b_from_degree | pf_ikss_c_from_degree | pf_ikss_a_to_degree | pf_ikss_b_to_degree | pf_ikss_c_to_degree | pf_vm_a_from_pu | pf_vm_b_from_pu | pf_vm_c_from_pu | pf_vm_a_to_pu | pf_vm_b_to_pu | pf_vm_c_to_pu | pf_va_a_from_degree | pf_va_b_from_degree | pf_va_c_from_degree | pf_va_a_to_degree | pf_va_b_to_degree | pf_va_c_to_degree
Line0_1_2 | 0.1732 | 0.1732 | 0.17321 | 0.1732 | 0.1732 | 0.17321 | 0.04 | 0.04 | 0.04 | 0.04 | 0.04 | 0.04 | -0.0037222 | -0.012949 | 0.0014123 | 0.0040222 | 0.013249 | -0.0011123 | -0.046033 | -0.034777 | -0.032415 | 0.046633 | 0.035377 | 0.033015 | 94.7868 | -25.213 | -145.2131 | -85.2132 | 154.787 | 34.7869 | 1.1546 | 0.92774 | 0.81113 | 1.1701 | 0.94441 | 0.82583 | 0.16402 | -135.635 | 127.2817 | -0.14282 | -135.7439 | 126.7166
Line10_11_12 | 0.1732 | 0.1732 | 0.17321 | 0.1732 | 0.1732 | 0.17321 | 0.04 | 0.04 | 0.04 | 0.04 | 0.04 | 0.04 | -0.0043222 | -0.013549 | 0.00081232 | 0.0046222 | 0.013849 | -0.00051231 | -0.047233 | -0.035977 | -0.033615 | 0.047833 | 0.036577 | 0.034215 | 94.7868 | -25.213 | -145.2131 | -85.2132 | 154.787 | 34.7869 | 1.1858 | 0.96109 | 0.84061 | 1.2014 | 0.97777 | 0.85546 | -0.4416 | -135.849 | 126.1712 | -0.73261 | -135.9505 | 125.6448
Line11_12_13 | 0.1732 | 0.1732 | 0.17321 | 0.1732 | 0.1732 | 0.17321 | 0.04 | 0.04 | 0.04 | 0.04 | 0.04 | 0.04 | -0.0046222 | -0.013849 | 0.00051232 | 0.0049222 | 0.014149 | -0.00021231 | -0.047833 | -0.036577 | -0.034215 | 0.048433 | 0.037177 | 0.034815 | 94.7869 | -25.213 | -145.2131 | -85.2131 | 154.787 | 34.7869 | 1.2014 | 0.97777 | 0.85546 | 1.2171 | 0.99446 | 0.87038 | -0.73261 | -135.9505 | 125.6448 | -1.0161 | -136.0486 | 125.1363
Line12_13_15 | 0 | 0 | 0 | 0 | 0 | 0 | 0 | 0 | 0 | 0 | 0 | 0 | 1.5694e-09 | -6.8557e-10 | -2.1561e-09 | -1.5694e-09 | 6.8557e-10 | 2.1561e-09 | 2.6116e-10 | 3.3265e-09 | -9.4285e-10 | -2.6116e-10 | -3.3265e-09 | 9.4285e-10 | 0 | 0 | 0 | 0 | 0 | 0 | 1.2171 | 0.99446 | 0.87038 | 1.2171 | 0.99446 | 0.87038 | -1.0161 | -136.0486 | 125.1363 | -1.0161 | -136.0486 | 125.1363
Line13_13_14 | 0.1732 | 0.1732 | 0.17321 | 0.1732 | 0.1732 | 0.17321 | 0.04 | 0.04 | 0.04 | 0.04 | 0.04 | 0.04 | -0.0049222 | -0.014149 | 0.00021232 | 0.0052222 | 0.014449 | 8.7683e-05 | -0.048433 | -0.037177 | -0.034815 | 0.049033 | 0.037777 | 0.035415 | 94.7869 | -25.213 | -145.2131 | -85.2131 | 154.787 | 34.7869 | 1.2171 | 0.99446 | 0.87038 | 1.2328 | 1.0111 | 0.88537 | -1.0161 | -136.0486 | 125.1363 | -1.2924 | -136.1435 | 124.645
Line14_15_16 | 0 | 0 | 0 | 0 | 0 | 0 | 0 | 0 | 0 | 0 | 0 | 0 | 1.0463e-09 | -4.5705e-10 | -1.4374e-09 | -1.0463e-09 | 4.5705e-10 | 1.4374e-09 | 1.741e-10 | 2.2177e-09 | -6.2857e-10 | -1.741e-10 | -2.2177e-09 | 6.2857e-10 | 0 | 0 | 0 | 0 | 0 | 0 | 1.2171 | 0.99446 | 0.87038 | 1.2171 | 0.99446 | 0.87038 | -1.0161 | -136.0486 | 125.1363 | -1.0161 | -136.0486 | 125.1363
Line15_16_17 | 0 | 0 | 0 | 0 | 0 | 0 | 0 | 0 | 0 | 0 | 0 | 0 | 5.2314e-10 | -2.2852e-10 | -7.1871e-10 | -5.2314e-10 | 2.2852e-10 | 7.1871e-10 | 8.7052e-11 | 1.1088e-09 | -3.1428e-10 | -8.7052e-11 | -1.1088e-09 | 3.1428e-10 | 0 | 0 | 0 | 0 | 0 | 0 | 1.2171 | 0.99446 | 0.87038 | 1.2171 | 0.99446 | 0.87038 | -1.0161 | -136.0486 | 125.1363 | -1.0161 | -136.0486 | 125.1363
Line16_4_18 | 0 | 3.4455 | 3.4455 | 0 | 3.4455 | 3.4455 | 0 | 0.79571 | 0.79571 | 0 | 0.79571 | 0.79571 | 3.049e-10 | 0.55945 | -0.32202 | -3.049e-10 | -0.44073 | 0.44073 | 1.9559e-16 | 0.086402 | 0.38846 | -1.9557e-16 | 0.15103 | -0.15103 | 0 | -161.0844 | 18.9156 | 0 | 18.9156 | -161.0844 | 1.171 | 0.71142 | 0.63412 | 1.171 | 0.58551 | 0.58551 | -3.9632e-06 | -152.305 | 148.5727 | -3.9679e-06 | 180 | 180
Line17_5_19 | 0 | 0 | 0 | 0 | 0 | 0 | 0 | 0 | 0 | 0 | 0 | 0 | 2.3106e-10 | -4.4753e-10 | -8.3275e-10 | -2.3106e-10 | 4.4753e-10 | 8.3275e-10 | -1.3331e-11 | 1.0085e-09 | -4.1467e-10 | 1.3331e-11 | -1.0085e-09 | 4.1467e-10 | 0 | 0 | 0 | 0 | 0 | 0 | 1.1546 | 0.92774 | 0.81113 | 1.1546 | 0.92774 | 0.81113 | 0.16402 | -135.635 | 127.2817 | 0.16402 | -135.635 | 127.2817
Line1_1_3 | 0.1732 | 0.1732 | 0.17321 | 0.1732 | 0.1732 | 0.17321 | 0.04 | 0.04 | 0.04 | 0.04 | 0.04 | 0.04 | -0.0037222 | -0.012949 | 0.0014123 | 0.0040222 | 0.013249 | -0.0011123 | -0.046033 | -0.034777 | -0.032415 | 0.046633 | 0.035377 | 0.033015 | 94.7868 | -25.213 | -145.2131 | -85.2132 | 154.787 | 34.7869 | 1.1546 | 0.92774 | 0.81113 | 1.1701 | 0.94441 | 0.82583 | 0.16402 | -135.635 | 127.2817 | -0.14282 | -135.7439 | 126.7166
Line2_1_4 | 0.1732 | 3.3028 | 3.2911 | 0.1732 | 3.3028 | 3.2911 | 0.04 | 0.76276 | 0.76005 | 0.04 | 0.76276 | 0.76005 | -0.01198 | 0.64756 | -0.20784 | 0.01228 | -0.53847 | 0.31615 | -0.044602 | 0.28535 | 0.58041 | 0.045202 | -0.067178 | -0.36379 | 105.1981 | -159.4163 | 17.5803 | -74.8019 | 20.5837 | -162.4197 | 1.1546 | 0.92774 | 0.81113 | 1.171 | 0.71142 | 0.63412 | 0.16402 | -135.635 | 127.2817 | -3.9632e-06 | -152.305 | 148.5727
Line3_1_5 | 0 | 0 | 0 | 0 | 0 | 0 | 0 | 0 | 0 | 0 | 0 | 0 | 4.6212e-10 | -8.9507e-10 | -1.6655e-09 | -4.6212e-10 | 8.9507e-10 | 1.6655e-09 | -2.6663e-11 | 2.0169e-09 | -8.2933e-10 | 2.6662e-11 | -2.0169e-09 | 8.2933e-10 | 0 | 0 | 0 | 0 | 0 | 0 | 1.1546 | 0.92774 | 0.81113 | 1.1546 | 0.92774 | 0.81113 | 0.16402 | -135.635 | 127.2817 | 0.16402 | -135.635 | 127.2817
Line4_2_6 | 0.1732 | 0.1732 | 0.17321 | 0.1732 | 0.1732 | 0.17321 | 0.04 | 0.04 | 0.04 | 0.04 | 0.04 | 0.04 | -0.0040222 | -0.013249 | 0.0011123 | 0.0043222 | 0.013549 | -0.00081232 | -0.046633 | -0.035377 | -0.033015 | 0.047233 | 0.035977 | 0.033615 | 94.7868 | -25.213 | -145.2131 | -85.2132 | 154.787 | 34.7869 | 1.1701 | 0.94441 | 0.82583 | 1.1858 | 0.96109 | 0.84061 | -0.14282 | -135.7439 | 126.7166 | -0.4416 | -135.849 | 126.1712
Line5_6_7 | 0.1732 | 0.1732 | 0.17321 | 0.1732 | 0.1732 | 0.17321 | 0.04 | 0.04 | 0.04 | 0.04 | 0.04 | 0.04 | -0.0043222 | -0.013549 | 0.00081232 | 0.0046222 | 0.013849 | -0.00051232 | -0.047233 | -0.035977 | -0.033615 | 0.047833 | 0.036577 | 0.034215 | 94.7869 | -25.213 | -145.2131 | -85.2131 | 154.787 | 34.7869 | 1.1858 | 0.96109 | 0.84061 | 1.2014 | 0.97777 | 0.85546 | -0.4416 | -135.849 | 126.1712 | -0.73261 | -135.9505 | 125.6448
Line6_7_8 | 0 | 0 | 0 | 0 | 0 | 0 | 0 | 0 | 0 | 0 | 0 | 0 | 1.3411e-09 | -8.5911e-10 | -2.2509e-09 | -1.3411e-09 | 8.5911e-10 | 2.2509e-09 | 1.8587e-10 | 3.2513e-09 | -1.0181e-09 | -1.8587e-10 | -3.2513e-09 | 1.0181e-09 | 0 | 0 | 0 | 0 | 0 | 0 | 1.2014 | 0.97777 | 0.85546 | 1.2014 | 0.97777 | 0.85546 | -0.73261 | -135.9505 | 125.6448 | -0.73261 | -135.9505 | 125.6448
Line7_8_9 | 0 | 0 | 0 | 0 | 0 | 0 | 0 | 0 | 0 | 0 | 0 | 0 | 4.4703e-10 | -2.8637e-10 | -7.5031e-10 | -4.4703e-10 | 2.8637e-10 | 7.5031e-10 | 6.1956e-11 | 1.0838e-09 | -3.3938e-10 | -6.1956e-11 | -1.0837e-09 | 3.3938e-10 | 0 | 0 | 0 | 0 | 0 | 0 | 1.2014 | 0.97777 | 0.85546 | 1.2014 | 0.97777 | 0.85546 | -0.73261 | -135.9505 | 125.6448 | -0.73261 | -135.9505 | 125.6448
Line8_8_10 | 0 | 0 | 0 | 0 | 0 | 0 | 0 | 0 | 0 | 0 | 0 | 0 | 4.4703e-10 | -2.8637e-10 | -7.5031e-10 | -4.4703e-10 | 2.8637e-10 | 7.5031e-10 | 6.1956e-11 | 1.0837e-09 | -3.3938e-10 | -6.1956e-11 | -1.0837e-09 | 3.3938e-10 | 0 | 0 | 0 | 0 | 0 | 0 | 1.2014 | 0.97777 | 0.85546 | 1.2014 | 0.97777 | 0.85546 | -0.73261 | -135.9505 | 125.6448 | -0.73261 | -135.9505 | 125.6448
Line9_3_11 | 0.1732 | 0.1732 | 0.17321 | 0.1732 | 0.1732 | 0.17321 | 0.04 | 0.04 | 0.04 | 0.04 | 0.04 | 0.04 | -0.0040222 | -0.013249 | 0.0011123 | 0.0043222 | 0.013549 | -0.00081231 | -0.046633 | -0.035377 | -0.033015 | 0.047233 | 0.035977 | 0.033615 | 94.7868 | -25.213 | -145.2131 | -85.2132 | 154.787 | 34.7869 | 1.1701 | 0.94441 | 0.82583 | 1.1858 | 0.96109 | 0.84061 | -0.14282 | -135.7439 | 126.7166 | -0.4416 | -135.849 | 126.1712

## LL_max_fault_6
name | pf_ikss_a_from_ka | pf_ikss_b_from_ka | pf_ikss_c_from_ka | pf_ikss_a_to_ka | pf_ikss_b_to_ka | pf_ikss_c_to_ka | pf_skss_a_from_mw | pf_skss_b_from_mw | pf_skss_c_from_mw | pf_skss_a_to_mw | pf_skss_b_to_mw | pf_skss_c_to_mw | pf_p_a_from_mw | pf_p_b_from_mw | pf_p_c_from_mw | pf_p_a_to_mw | pf_p_b_to_mw | pf_p_c_to_mw | pf_q_a_from_mvar | pf_q_b_from_mvar | pf_q_c_from_mvar | pf_q_a_to_mvar | pf_q_b_to_mvar | pf_q_c_to_mvar | pf_ikss_a_from_degree | pf_ikss_b_from_degree | pf_ikss_c_from_degree | pf_ikss_a_to_degree | pf_ikss_b_to_degree | pf_ikss_c_to_degree | pf_vm_a_from_pu | pf_vm_b_from_pu | pf_vm_c_from_pu | pf_vm_a_to_pu | pf_vm_b_to_pu | pf_vm_c_to_pu | pf_va_a_from_degree | pf_va_b_from_degree | pf_va_c_from_degree | pf_va_a_to_degree | pf_va_b_to_degree | pf_va_c_to_degree
Line0_1_2 | 0.1732 | 0.1732 | 0.17321 | 0.1732 | 0.1732 | 0.17321 | 0.04 | 0.04 | 0.04 | 0.04 | 0.04 | 0.04 | -0.0035502 | -0.0037775 | -0.0035719 | 0.0038502 | 0.0040775 | 0.0038719 | -0.043941 | -0.043835 | -0.043691 | 0.044541 | 0.044435 | 0.044291 | 94.7872 | -25.2128 | -145.2128 | -85.2128 | 154.7872 | 34.7872 | 1.1021 | 1.0999 | 1.0959 | 1.1177 | 1.1155 | 1.1115 | 0.16804 | -120.1382 | 120.1135 | -0.15326 | -120.4558 | 119.7911
Line10_11_12 | 0.1732 | 0.1732 | 0.17321 | 0.1732 | 0.1732 | 0.17321 | 0.04 | 0.04 | 0.04 | 0.04 | 0.04 | 0.04 | -0.0041502 | -0.0043775 | -0.0041719 | 0.0044502 | 0.0046775 | 0.0044719 | -0.045141 | -0.045035 | -0.044891 | 0.045741 | 0.045635 | 0.045491 | 94.7872 | -25.2128 | -145.2128 | -85.2128 | 154.7872 | 34.7872 | 1.1333 | 1.1312 | 1.1271 | 1.1489 | 1.1468 | 1.1428 | -0.46573 | -120.7647 | 119.4777 | -0.76969 | -121.0652 | 119.1729
Line11_12_13 | 0.1732 | 0.1732 | 0.17321 | 0.1732 | 0.1732 | 0.17321 | 0.04 | 0.04 | 0.04 | 0.04 | 0.04 | 0.04 | -0.0044502 | -0.0046775 | -0.0044719 | 0.0047502 | 0.0049775 | 0.0047719 | -0.045741 | -0.045635 | -0.045491 | 0.046341 | 0.046235 | 0.046091 | 94.7872 | -25.2128 | -145.2128 | -85.2128 | 154.7872 | 34.7872 | 1.1489 | 1.1468 | 1.1428 | 1.1646 | 1.1625 | 1.1584 | -0.76969 | -121.0652 | 119.1729 | -1.0655 | -121.3575 | 118.8763
Line12_13_15 | 0 | 0 | 0 | 0 | 0 | 0 | 0 | 0 | 0 | 0 | 0 | 0 | 1.4703e-09 | 1.443e-09 | 1.3842e-09 | -1.4703e-09 | -1.443e-09 | -1.3842e-09 | 2.5012e-10 | 3.181e-10 | 2.6239e-10 | -2.5012e-10 | -3.181e-10 | -2.6239e-10 | 0 | 0 | 0 | 0 | 0 | 0 | 1.1646 | 1.1625 | 1.1584 | 1.1646 | 1.1625 | 1.1584 | -1.0655 | -121.3575 | 118.8763 | -1.0655 | -121.3575 | 118.8763
Line13_13_14 | 0.1732 | 0.1732 | 0.17321 | 0.1732 | 0.1732 | 0.17321 | 0.04 | 0.04 | 0.04 | 0.04 | 0.04 | 0.04 | -0.0047502 | -0.0049775 | -0.0047719 | 0.0050502 | 0.0052775 | 0.0050719 | -0.046341 | -0.046235 | -0.046091 | 0.046941 | 0.046835 | 0.046691 | 94.7872 | -25.2128 | -145.2128 | -85.2128 | 154.7872 | 34.7872 | 1.1646 | 1.1625 | 1.1584 | 1.1803 | 1.1783 | 1.1741 | -1.0655 | -121.3575 | 118.8763 | -1.3534 | -121.642 | 118.5876
Line14_15_16 | 0 | 0 | 0 | 0 | 0 | 0 | 0 | 0 | 0 | 0 | 0 | 0 | 9.8018e-10 | 9.6198e-10 | 9.2283e-10 | -9.8018e-10 | -9.6198e-10 | -9.2283e-10 | 1.6675e-10 | 2.1207e-10 | 1.7493e-10 | -1.6675e-10 | -2.1207e-10 | -1.7493e-10 | 0 | 0 | 0 | 0 | 0 | 0 | 1.1646 | 1.1625 | 1.1584 | 1.1646 | 1.1625 | 1.1584 | -1.0655 | -121.3575 | 118.8763 | -1.0655 | -121.3575 | 118.8763
Line15_16_17 | 0 | 0 | 0 | 0 | 0 | 0 | 0 | 0 | 0 | 0 | 0 | 0 | 4.9009e-10 | 4.8099e-10 | 4.6141e-10 | -4.9009e-10 | -4.8099e-10 | -4.6141e-10 | 8.3374e-11 | 1.0603e-10 | 8.7464e-11 | -8.3374e-11 | -1.0603e-10 | -8.7464e-11 | 0 | 0 | 0 | 0 | 0 | 0 | 1.1646 | 1.1625 | 1.1584 | 1.1646 | 1.1625 | 1.1584 | -1.0655 | -121.3575 | 118.8763 | -1.0655 | -121.3575 | 118.8763
Line16_4_18 | 0 | 0.062213 | 0.062213 | 0 | 0.062213 | 0.062213 | 0 | 0.014368 | 0.014368 | 0 | 0.014368 | 0.014368 | 2.8115e-10 | 0.015443 | 0.0039871 | -2.8115e-10 | -0.015404 | -0.0039484 | -9.3595e-17 | 0.004118 | 0.015389 | 6.2573e-17 | -0.0040406 | -0.015312 | 0 | -135.4649 | 44.5351 | 0 | 44.5351 | -135.4649 | 1.1185 | 1.1124 | 1.1065 | 1.1185 | 1.1084 | 1.1006 | -9.3181e-08 | -120.5336 | 120.01 | -9.8009e-08 | -120.7668 | 120.0754
Line17_5_19 | 0 | 0 | 0 | 0 | 0 | 0 | 0 | 0 | 0 | 0 | 0 | 0 | 2.1055e-10 | 2.0136e-10 | 1.845e-10 | -2.1055e-10 | -2.0136e-10 | -1.845e-10 | -1.2444e-11 | 1.0215e-11 | -8.3551e-12 | 1.2444e-11 | -1.0215e-11 | 8.3551e-12 | 0 | 0 | 0 | 0 | 0 | 0 | 1.1021 | 1.0999 | 1.0959 | 1.1021 | 1.0999 | 1.0959 | 0.16804 | -120.1382 | 120.1135 | 0.16804 | -120.1382 | 120.1135
Line1_1_3 | 0.1732 | 0.1732 | 0.17321 | 0.1732 | 0.1732 | 0.17321 | 0.04 | 0.04 | 0.04 | 0.04 | 0.04 | 0.04 | -0.0035502 | -0.0037775 | -0.0035719 | 0.0038502 | 0.0040775 | 0.0038719 | -0.043941 | -0.043835 | -0.043691 | 0.044541 | 0.044435 | 0.044291 | 94.7872 | -25.2128 | -145.2128 | -85.2128 | 154.7872 | 34.7872 | 1.1021 | 1.0999 | 1.0959 | 1.1177 | 1.1155 | 1.1115 | 0.16804 | -120.1382 | 120.1135 | -0.15326 | -120.4558 | 119.7911
Line2_1_4 | 0.1732 | 0.15099 | 0.111 | 0.1732 | 0.15099 | 0.111 | 0.04 | 0.034869 | 0.025635 | 0.04 | 0.034869 | 0.025635 | -0.011621 | 0.0034164 | -0.0076746 | 0.011921 | -0.0031884 | 0.0077978 | -0.042525 | -0.038201 | -0.027026 | 0.043125 | 0.038657 | 0.027272 | 105.4525 | -35.2486 | -134.0333 | -74.5475 | 144.7514 | 45.9667 | 1.1021 | 1.0999 | 1.0959 | 1.1185 | 1.1124 | 1.1065 | 0.16804 | -120.1382 | 120.1135 | -9.3181e-08 | -120.5336 | 120.01
Line3_1_5 | 0 | 0 | 0 | 0 | 0 | 0 | 0 | 0 | 0 | 0 | 0 | 0 | 4.211e-10 | 4.0273e-10 | 3.6901e-10 | -4.211e-10 | -4.0273e-10 | -3.6901e-10 | -2.4889e-11 | 2.0429e-11 | -1.671e-11 | 2.4889e-11 | -2.0429e-11 | 1.671e-11 | 0 | 0 | 0 | 0 | 0 | 0 | 1.1021 | 1.0999 | 1.0959 | 1.1021 | 1.0999 | 1.0959 | 0.16804 | -120.1382 | 120.1135 | 0.16804 | -120.1382 | 120.1135
Line4_2_6 | 0.1732 | 0.1732 | 0.17321 | 0.1732 | 0.1732 | 0.17321 | 0.04 | 0.04 | 0.04 | 0.04 | 0.04 | 0.04 | -0.0038502 | -0.0040775 | -0.0038719 | 0.0041502 | 0.0043775 | 0.0041719 | -0.044541 | -0.044435 | -0.044291 | 0.045141 | 0.045035 | 0.044891 | 94.7872 | -25.2128 | -145.2128 | -85.2128 | 154.7872 | 34.7872 | 1.1177 | 1.1155 | 1.1115 | 1.1333 | 1.1312 | 1.1271 | -0.15326 | -120.4558 | 119.7911 | -0.46573 | -120.7647 | 119.4777
Line5_6_7 | 0.1732 | 0.1732 | 0.17321 | 0.1732 | 0.1732 | 0.17321 | 0.04 | 0.04 | 0.04 | 0.04 | 0.04 | 0.04 | -0.0041502 | -0.0043775 | -0.0041719 | 0.0044502 | 0.0046775 | 0.0044719 | -0.045141 | -0.045035 | -0.044891 | 0.045741 | 0.045635 | 0.045491 | 94.7872 | -25.2128 | -145.2128 | -85.2128 | 154.7872 | 34.7872 | 1.1333 | 1.1312 | 1.1271 | 1.1489 | 1.1468 | 1.1428 | -0.46573 | -120.7647 | 119.4777 | -0.76969 | -121.0652 | 119.1729
Line6_7_8 | 0 | 0 | 0 | 0 | 0 | 0 | 0 | 0 | 0 | 0 | 0 | 0 | 1.2513e-09 | 1.224e-09 | 1.1673e-09 | -1.2513e-09 | -1.224e-09 | -1.1673e-09 | 1.7826e-10 | 2.4624e-10 | 1.9053e-10 | -1.7826e-10 | -2.4624e-10 | -1.9053e-10 | 0 | 0 | 0 | 0 | 0 | 0 | 1.1489 | 1.1468 | 1.1428 | 1.1489 | 1.1468 | 1.1428 | -0.76969 | -121.0652 | 119.1729 | -0.76969 | -121.0652 | 119.1729
Line7_8_9 | 0 | 0 | 0 | 0 | 0 | 0 | 0 | 0 | 0 | 0 | 0 | 0 | 4.1711e-10 | 4.0799e-10 | 3.8909e-10 | -4.1711e-10 | -4.0799e-10 | -3.8909e-10 | 5.942e-11 | 8.2079e-11 | 6.3509e-11 | -5.942e-11 | -8.2079e-11 | -6.3509e-11 | 0 | 0 | 0 | 0 | 0 | 0 | 1.1489 | 1.1468 | 1.1428 | 1.1489 | 1.1468 | 1.1428 | -0.76969 | -121.0652 | 119.1729 | -0.76969 | -121.0652 | 119.1729
Line8_8_10 | 0 | 0 | 0 | 0 | 0 | 0 | 0 | 0 | 0 | 0 | 0 | 0 | 4.1711e-10 | 4.0799e-10 | 3.8909e-10 | -4.1711e-10 | -4.0799e-10 | -3.8909e-10 | 5.942e-11 | 8.2079e-11 | 6.3509e-11 | -5.942e-11 | -8.2079e-11 | -6.3509e-11 | 0 | 0 | 0 | 0 | 0 | 0 | 1.1489 | 1.1468 | 1.1428 | 1.1489 | 1.1468 | 1.1428 | -0.76969 | -121.0652 | 119.1729 | -0.76969 | -121.0652 | 119.1729
Line9_3_11 | 0.1732 | 0.1732 | 0.17321 | 0.1732 | 0.1732 | 0.17321 | 0.04 | 0.04 | 0.04 | 0.04 | 0.04 | 0.04 | -0.0038502 | -0.0040775 | -0.0038719 | 0.0041502 | 0.0043775 | 0.0041719 | -0.044541 | -0.044435 | -0.044291 | 0.045141 | 0.045035 | 0.044891 | 94.7872 | -25.2128 | -145.2128 | -85.2128 | 154.7872 | 34.7872 | 1.1177 | 1.1155 | 1.1115 | 1.1333 | 1.1312 | 1.1271 | -0.15326 | -120.4558 | 119.7911 | -0.46573 | -120.7647 | 119.4777

## LL_max_fault_10
name | pf_ikss_a_from_ka | pf_ikss_b_from_ka | pf_ikss_c_from_ka | pf_ikss_a_to_ka | pf_ikss_b_to_ka | pf_ikss_c_to_ka | pf_skss_a_from_mw | pf_skss_b_from_mw | pf_skss_c_from_mw | pf_skss_a_to_mw | pf_skss_b_to_mw | pf_skss_c_to_mw | pf_p_a_from_mw | pf_p_b_from_mw | pf_p_c_from_mw | pf_p_a_to_mw | pf_p_b_to_mw | pf_p_c_to_mw | pf_q_a_from_mvar | pf_q_b_from_mvar | pf_q_c_from_mvar | pf_q_a_to_mvar | pf_q_b_to_mvar | pf_q_c_to_mvar | pf_ikss_a_from_degree | pf_ikss_b_from_degree | pf_ikss_c_from_degree | pf_ikss_a_to_degree | pf_ikss_b_to_degree | pf_ikss_c_to_degree | pf_vm_a_from_pu | pf_vm_b_from_pu | pf_vm_c_from_pu | pf_vm_a_to_pu | pf_vm_b_to_pu | pf_vm_c_to_pu | pf_va_a_from_degree | pf_va_b_from_degree | pf_va_c_from_degree | pf_va_a_to_degree | pf_va_b_to_degree | pf_va_c_to_degree
Line0_1_2 | 0.1732 | 0.1732 | 0.17321 | 0.1732 | 0.1732 | 0.17321 | 0.04 | 0.04 | 0.04 | 0.04 | 0.04 | 0.04 | -0.0037222 | -0.0039714 | -0.0037459 | 0.0040222 | 0.0042714 | 0.0040459 | -0.046033 | -0.045916 | -0.045759 | 0.046633 | 0.046516 | 0.046359 | 94.7869 | -25.2131 | -145.2131 | -85.2131 | 154.7869 | 34.7869 | 1.1546 | 1.1522 | 1.1478 | 1.1701 | 1.1678 | 1.1634 | 0.16403 | -120.1564 | 120.1069 | -0.14282 | -120.4596 | 119.7991
Line10_11_12 | 0.1732 | 0.1732 | 0.17321 | 0.1732 | 0.1732 | 0.17321 | 0.04 | 0.04 | 0.04 | 0.04 | 0.04 | 0.04 | -0.0043222 | -0.0045714 | -0.0043459 | 0.0046222 | 0.0048714 | 0.0046459 | -0.047233 | -0.047116 | -0.046959 | 0.047833 | 0.047716 | 0.047559 | 94.7869 | -25.2131 | -145.2131 | -85.2131 | 154.7869 | 34.7869 | 1.1858 | 1.1834 | 1.179 | 1.2014 | 1.1991 | 1.1946 | -0.4416 | -120.7548 | 119.4994 | -0.7326 | -121.0423 | 119.2075
Line11_12_13 | 0.1732 | 0.1732 | 0.17321 | 0.1732 | 0.1732 | 0.17321 | 0.04 | 0.04 | 0.04 | 0.04 | 0.04 | 0.04 | -0.0046222 | -0.0048714 | -0.0046459 | 0.0049222 | 0.0051714 | 0.0049459 | -0.047833 | -0.047716 | -0.047559 | 0.048433 | 0.048316 | 0.048159 | 94.7869 | -25.2131 | -145.2131 | -85.2131 | 154.7869 | 34.7869 | 1.2014 | 1.1991 | 1.1946 | 1.2171 | 1.2148 | 1.2103 | -0.7326 | -121.0423 | 119.2075 | -1.0161 | -121.3223 | 118.9231
Line12_13_15 | 0 | 0 | 0 | 0 | 0 | 0 | 0 | 0 | 0 | 0 | 0 | 0 | 1.5694e-09 | 1.5381e-09 | 1.4711e-09 | -1.5694e-09 | -1.5381e-09 | -1.4711e-09 | 2.6115e-10 | 3.3921e-10 | 2.7523e-10 | -2.6115e-10 | -3.3921e-10 | -2.7523e-10 | 0 | 0 | 0 | 0 | 0 | 0 | 1.2171 | 1.2148 | 1.2103 | 1.2171 | 1.2148 | 1.2103 | -1.0161 | -121.3223 | 118.9231 | -1.0161 | -121.3223 | 118.9231
Line13_13_14 | 0.1732 | 0.1732 | 0.17321 | 0.1732 | 0.1732 | 0.17321 | 0.04 | 0.04 | 0.04 | 0.04 | 0.04 | 0.04 | -0.0049222 | -0.0051714 | -0.0049459 | 0.0052222 | 0.0054714 | 0.0052459 | -0.048433 | -0.048316 | -0.048159 | 0.049033 | 0.048916 | 0.048759 | 94.7869 | -25.2131 | -145.2131 | -85.2131 | 154.7869 | 34.7869 | 1.2171 | 1.2148 | 1.2103 | 1.2328 | 1.2305 | 1.226 | -1.0161 | -121.3223 | 118.9231 | -1.2924 | -121.5952 | 118.6461
Line14_15_16 | 0 | 0 | 0 | 0 | 0 | 0 | 0 | 0 | 0 | 0 | 0 | 0 | 1.0463e-09 | 1.0254e-09 | 9.8071e-10 | -1.0463e-09 | -1.0254e-09 | -9.8071e-10 | 1.741e-10 | 2.2614e-10 | 1.8348e-10 | -1.741e-10 | -2.2614e-10 | -1.8348e-10 | 0 | 0 | 0 | 0 | 0 | 0 | 1.2171 | 1.2148 | 1.2103 | 1.2171 | 1.2148 | 1.2103 | -1.0161 | -121.3223 | 118.9231 | -1.0161 | -121.3223 | 118.9231
Line15_16_17 | 0 | 0 | 0 | 0 | 0 | 0 | 0 | 0 | 0 | 0 | 0 | 0 | 5.2314e-10 | 5.1269e-10 | 4.9035e-10 | -5.2314e-10 | -5.1269e-10 | -4.9035e-10 | 8.7051e-11 | 1.1307e-10 | 9.1742e-11 | -8.7051e-11 | -1.1307e-10 | -9.1742e-11 | 0 | 0 | 0 | 0 | 0 | 0 | 1.2171 | 1.2148 | 1.2103 | 1.2171 | 1.2148 | 1.2103 | -1.0161 | -121.3223 | 118.9231 | -1.0161 | -121.3223 | 118.9231
Line16_4_18 | 0 | 0.065116 | 0.065116 | 0 | 0.065116 | 0.065116 | 0 | 0.015038 | 0.015038 | 0 | 0.015038 | 0.015038 | 3.0491e-10 | 0.01692 | 0.0043651 | -3.0491e-10 | -0.016878 | -0.0043227 | -1.0887e-16 | 0.004511 | 0.016859 | 7.098e-17 | -0.0044262 | -0.016774 | 0 | -135.4761 | 44.5239 | 0 | 44.5239 | -135.4761 | 1.171 | 1.1645 | 1.1581 | 1.171 | 1.1603 | 1.1519 | -1.0013e-07 | -120.5478 | 120.0075 | -1.0491e-07 | -120.781 | 120.073
Line17_5_19 | 0 | 0 | 0 | 0 | 0 | 0 | 0 | 0 | 0 | 0 | 0 | 0 | 2.3106e-10 | 2.2052e-10 | 2.0116e-10 | -2.3106e-10 | -2.2052e-10 | -2.0116e-10 | -1.3332e-11 | 1.2686e-11 | -8.6409e-12 | 1.3331e-11 | -1.2686e-11 | 8.6409e-12 | 0 | 0 | 0 | 0 | 0 | 0 | 1.1546 | 1.1522 | 1.1478 | 1.1546 | 1.1522 | 1.1478 | 0.16403 | -120.1564 | 120.1069 | 0.16403 | -120.1564 | 120.1069
Line1_1_3 | 0.1732 | 0.1732 | 0.17321 | 0.1732 | 0.1732 | 0.17321 | 0.04 | 0.04 | 0.04 | 0.04 | 0.04 | 0.04 | -0.0037222 | -0.0039714 | -0.0037459 | 0.0040222 | 0.0042714 | 0.0040459 | -0.046033 | -0.045916 | -0.045759 | 0.046633 | 0.046516 | 0.046359 | 94.7869 | -25.2131 | -145.2131 | -85.2131 | 154.7869 | 34.7869 | 1.1546 | 1.1522 | 1.1478 | 1.1701 | 1.1678 | 1.1634 | 0.16403 | -120.1564 | 120.1069 | -0.14282 | -120.4596 | 119.7991
Line2_1_4 | 0.1732 | 0.15077 | 0.1081 | 0.1732 | 0.15077 | 0.1081 | 0.04 | 0.03482 | 0.024964 | 0.04 | 0.03482 | 0.024964 | -0.01198 | 0.0045072 | -0.007656 | 0.01228 | -0.0042799 | 0.0077728 | -0.044602 | -0.039865 | -0.027612 | 0.045202 | 0.04032 | 0.027845 | 105.1981 | -36.607 | -134.3957 | -74.8019 | 143.393 | 45.6043 | 1.1546 | 1.1522 | 1.1478 | 1.171 | 1.1645 | 1.1581 | 0.16403 | -120.1564 | 120.1069 | -1.0013e-07 | -120.5478 | 120.0075
Line3_1_5 | 0 | 0 | 0 | 0 | 0 | 0 | 0 | 0 | 0 | 0 | 0 | 0 | 4.6212e-10 | 4.4104e-10 | 4.0232e-10 | -4.6212e-10 | -4.4104e-10 | -4.0232e-10 | -2.6663e-11 | 2.5373e-11 | -1.7282e-11 | 2.6663e-11 | -2.5373e-11 | 1.7282e-11 | 0 | 0 | 0 | 0 | 0 | 0 | 1.1546 | 1.1522 | 1.1478 | 1.1546 | 1.1522 | 1.1478 | 0.16403 | -120.1564 | 120.1069 | 0.16403 | -120.1564 | 120.1069
Line4_2_6 | 0.1732 | 0.1732 | 0.17321 | 0.1732 | 0.1732 | 0.17321 | 0.04 | 0.04 | 0.04 | 0.04 | 0.04 | 0.04 | -0.0040222 | -0.0042714 | -0.0040459 | 0.0043222 | 0.0045714 | 0.0043459 | -0.046633 | -0.046516 | -0.046359 | 0.047233 | 0.047116 | 0.046959 | 94.7869 | -25.2131 | -145.2131 | -85.2131 | 154.7869 | 34.7869 | 1.1701 | 1.1678 | 1.1634 | 1.1858 | 1.1834 | 1.179 | -0.14282 | -120.4596 | 119.7991 | -0.4416 | -120.7548 | 119.4994
Line5_6_7 | 0.1732 | 0.1732 | 0.17321 | 0.1732 | 0.1732 | 0.17321 | 0.04 | 0.04 | 0.04 | 0.04 | 0.04 | 0.04 | -0.0043222 | -0.0045714 | -0.0043459 | 0.0046222 | 0.0048714 | 0.0046459 | -0.047233 | -0.047116 | -0.046959 | 0.047833 | 0.047716 | 0.047559 | 94.7869 | -25.2131 | -145.2131 | -85.2131 | 154.7869 | 34.7869 | 1.1858 | 1.1834 | 1.179 | 1.2014 | 1.1991 | 1.1946 | -0.4416 | -120.7548 | 119.4994 | -0.7326 | -121.0423 | 119.2075
Line6_7_8 | 0 | 0 | 0 | 0 | 0 | 0 | 0 | 0 | 0 | 0 | 0 | 0 | 1.3411e-09 | 1.3097e-09 | 1.2449e-09 | -1.3411e-09 | -1.3097e-09 | -1.2449e-09 | 1.8587e-10 | 2.6392e-10 | 1.9994e-10 | -1.8587e-10 | -2.6392e-10 | -1.9994e-10 | 0 | 0 | 0 | 0 | 0 | 0 | 1.2014 | 1.1991 | 1.1946 | 1.2014 | 1.1991 | 1.1946 | -0.7326 | -121.0423 | 119.2075 | -0.7326 | -121.0423 | 119.2075
Line7_8_9 | 0 | 0 | 0 | 0 | 0 | 0 | 0 | 0 | 0 | 0 | 0 | 0 | 4.4703e-10 | 4.3655e-10 | 4.1496e-10 | -4.4703e-10 | -4.3655e-10 | -4.1496e-10 | 6.1956e-11 | 8.7974e-11 | 6.6646e-11 | -6.1956e-11 | -8.7974e-11 | -6.6646e-11 | 0 | 0 | 0 | 0 | 0 | 0 | 1.2014 | 1.1991 | 1.1946 | 1.2014 | 1.1991 | 1.1946 | -0.7326 | -121.0423 | 119.2075 | -0.7326 | -121.0423 | 119.2075
Line8_8_10 | 0 | 0 | 0 | 0 | 0 | 0 | 0 | 0 | 0 | 0 | 0 | 0 | 4.4703e-10 | 4.3655e-10 | 4.1496e-10 | -4.4703e-10 | -4.3655e-10 | -4.1496e-10 | 6.1956e-11 | 8.7973e-11 | 6.6646e-11 | -6.1956e-11 | -8.7974e-11 | -6.6646e-11 | 0 | 0 | 0 | 0 | 0 | 0 | 1.2014 | 1.1991 | 1.1946 | 1.2014 | 1.1991 | 1.1946 | -0.7326 | -121.0423 | 119.2075 | -0.7326 | -121.0423 | 119.2075
Line9_3_11 | 0.1732 | 0.1732 | 0.17321 | 0.1732 | 0.1732 | 0.17321 | 0.04 | 0.04 | 0.04 | 0.04 | 0.04 | 0.04 | -0.0040222 | -0.0042714 | -0.0040459 | 0.0043222 | 0.0045714 | 0.0043459 | -0.046633 | -0.046516 | -0.046359 | 0.047233 | 0.047116 | 0.046959 | 94.7869 | -25.2131 | -145.2131 | -85.2131 | 154.7869 | 34.7869 | 1.1701 | 1.1678 | 1.1634 | 1.1858 | 1.1834 | 1.179 | -0.14282 | -120.4596 | 119.7991 | -0.4416 | -120.7548 | 119.4994

## LL_min_6
name | pf_ikss_a_from_ka | pf_ikss_b_from_ka | pf_ikss_c_from_ka | pf_ikss_a_to_ka | pf_ikss_b_to_ka | pf_ikss_c_to_ka | pf_skss_a_from_mw | pf_skss_b_from_mw | pf_skss_c_from_mw | pf_skss_a_to_mw | pf_skss_b_to_mw | pf_skss_c_to_mw | pf_p_a_from_mw | pf_p_b_from_mw | pf_p_c_from_mw | pf_p_a_to_mw | pf_p_b_to_mw | pf_p_c_to_mw | pf_q_a_from_mvar | pf_q_b_from_mvar | pf_q_c_from_mvar | pf_q_a_to_mvar | pf_q_b_to_mvar | pf_q_c_to_mvar | pf_ikss_a_from_degree | pf_ikss_b_from_degree | pf_ikss_c_from_degree | pf_ikss_a_to_degree | pf_ikss_b_to_degree | pf_ikss_c_to_degree | pf_vm_a_from_pu | pf_vm_b_from_pu | pf_vm_c_from_pu | pf_vm_a_to_pu | pf_vm_b_to_pu | pf_vm_c_to_pu | pf_va_a_from_degree | pf_va_b_from_degree | pf_va_c_from_degree | pf_va_a_to_degree | pf_va_b_to_degree | pf_va_c_to_degree
Line0_1_2 | 0 | 0 | 0 | 0 | 0 | 0 | 0 | 0 | 0 | 0 | 0 | 0 | 8.7893e-17 | -1.4366e-09 | -3.9666e-09 | -7.0314e-17 | 1.4366e-09 | 3.9666e-09 | 1.5821e-16 | 4.6273e-09 | -2.4518e-10 | -1.5821e-16 | -4.6273e-09 | 2.4518e-10 | 0 | 0 | 0 | 0 | 0 | 0 | 0.95 | 0.83839 | 0.68767 | 0.95 | 0.83839 | 0.68767 | 2.7724e-13 | -135.3123 | 120.9775 | 2.8024e-13 | -135.3123 | 120.9775
Line10_11_12 | 0 | 0 | 0 | 0 | 0 | 0 | 0 | 0 | 0 | 0 | 0 | 0 | -5.2557e-31 | -1.4366e-09 | -3.9666e-09 | 1.7579e-17 | 1.4366e-09 | 3.9666e-09 | 1.0547e-16 | 4.6273e-09 | -2.4518e-10 | -1.0547e-16 | -4.6273e-09 | 2.4518e-10 | 0 | 0 | 0 | 0 | 0 | 0 | 0.95 | 0.83839 | 0.68767 | 0.95 | 0.83839 | 0.68767 | 2.8551e-13 | -135.3123 | 120.9775 | 2.8959e-13 | -135.3123 | 120.9775
Line11_12_13 | 0 | 0 | 0 | 0 | 0 | 0 | 0 | 0 | 0 | 0 | 0 | 0 | -2.6368e-17 | -1.1971e-09 | -3.3055e-09 | 2.6368e-17 | 1.1971e-09 | 3.3055e-09 | 1.0547e-16 | 3.8561e-09 | -2.0432e-10 | -1.0547e-16 | -3.8561e-09 | 2.0432e-10 | 0 | 0 | 0 | 0 | 0 | 0 | 0.95 | 0.83839 | 0.68767 | 0.95 | 0.83839 | 0.68767 | 2.8959e-13 | -135.3123 | 120.9775 | 2.9328e-13 | -135.3123 | 120.9775
Line12_13_15 | 0 | 0 | 0 | 0 | 0 | 0 | 0 | 0 | 0 | 0 | 0 | 0 | 1.7579e-17 | -7.1829e-10 | -1.9833e-09 | -1.7579e-17 | 7.1829e-10 | 1.9833e-09 | 1.7579e-17 | 2.3136e-09 | -1.2259e-10 | -1.7579e-17 | -2.3136e-09 | 1.2259e-10 | 0 | 0 | 0 | 0 | 0 | 0 | 0.95 | 0.83839 | 0.68767 | 0.95 | 0.83839 | 0.68767 | 2.9328e-13 | -135.3123 | 120.9775 | 2.949e-13 | -135.3123 | 120.9775
Line13_13_14 | 0 | 0 | 0 | 0 | 0 | 0 | 0 | 0 | 0 | 0 | 0 | 0 | -4.3946e-17 | -2.3943e-10 | -6.611e-10 | 4.3946e-17 | 2.3943e-10 | 6.611e-10 | 1.7579e-17 | 7.7122e-10 | -4.0864e-11 | -3.5157e-17 | -7.7122e-10 | 4.0864e-11 | 0 | 0 | 0 | 0 | 0 | 0 | 0.95 | 0.83839 | 0.68767 | 0.95 | 0.83839 | 0.68767 | 2.9328e-13 | -135.3123 | 120.9775 | 2.9312e-13 | -135.3123 | 120.9775
Line14_15_16 | 0 | 0 | 0 | 0 | 0 | 0 | 0 | 0 | 0 | 0 | 0 | 0 | -4.3946e-17 | -4.7886e-10 | -1.3222e-09 | 6.1525e-17 | 4.7886e-10 | 1.3222e-09 | 3.5157e-17 | 1.5424e-09 | -8.1728e-11 | -1.7579e-17 | -1.5424e-09 | 8.1728e-11 | 0 | 0 | 0 | 0 | 0 | 0 | 0.95 | 0.83839 | 0.68767 | 0.95 | 0.83839 | 0.68767 | 2.949e-13 | -135.3123 | 120.9775 | 2.9617e-13 | -135.3123 | 120.9775
Line15_16_17 | 0 | 0 | 0 | 0 | 0 | 0 | 0 | 0 | 0 | 0 | 0 | 0 | -2.6368e-17 | -2.3943e-10 | -6.611e-10 | 8.7893e-18 | 2.3943e-10 | 6.611e-10 | -1.7579e-17 | 7.7122e-10 | -4.0864e-11 | 3.5157e-17 | -7.7122e-10 | 4.0864e-11 | 0 | 0 | 0 | 0 | 0 | 0 | 0.95 | 0.83839 | 0.68767 | 0.95 | 0.83839 | 0.68767 | 2.9617e-13 | -135.3123 | 120.9775 | 2.9645e-13 | -135.3123 | 120.9775
Line16_4_18 | 0 | 2.5068 | 2.5068 | 0 | 2.5068 | 2.5068 | 0 | 0.57893 | 0.57893 | 0 | 0.57893 | 0.57893 | 0 | 0.35328 | -0.11197 | 7.0314e-17 | -0.23262 | 0.23262 | 0 | -0.020967 | 0.27233 | 3.4207e-31 | 0.14665 | -0.14665 | 0 | -147.7717 | 32.2283 | 0 | 32.2283 | -147.7717 | 0.95 | 0.6113 | 0.50862 | 0.95 | 0.475 | 0.475 | 2.792e-13 | -151.1682 | 144.5775 | 2.7874e-13 | -180 | 180
Line17_5_19 | 0 | 0 | 0 | 0 | 0 | 0 | 0 | 0 | 0 | 0 | 0 | 0 | -1.7149e-31 | -2.3943e-10 | -6.611e-10 | 1.7579e-17 | 2.3943e-10 | 6.611e-10 | 3.5157e-17 | 7.7122e-10 | -4.0864e-11 | -1.7579e-17 | -7.7122e-10 | 4.0864e-11 | 0 | 0 | 0 | 0 | 0 | 0 | 0.95 | 0.83839 | 0.68767 | 0.95 | 0.83839 | 0.68767 | 2.7947e-13 | -135.3123 | 120.9775 | 2.7976e-13 | -135.3123 | 120.9775
Line1_1_3 | 0 | 0 | 0 | 0 | 0 | 0 | 0 | 0 | 0 | 0 | 0 | 0 | -5.1035e-31 | -1.9154e-09 | -5.2888e-09 | 6.0435e-31 | 1.9154e-09 | 5.2888e-09 | 1.0547e-16 | 6.1697e-09 | -3.2691e-10 | -1.2305e-16 | -6.1697e-09 | 3.2691e-10 | 0 | 0 | 0 | 0 | 0 | 0 | 0.95 | 0.83839 | 0.68767 | 0.95 | 0.83839 | 0.68767 | 2.7724e-13 | -135.3123 | 120.9775 | 2.814e-13 | -135.3123 | 120.9775
Line2_1_4 | 0 | 2.5068 | 2.5068 | 0 | 2.5068 | 2.5068 | 0 | 0.57893 | 0.57893 | 0 | 0.57893 | 0.57893 | 1.7012e-31 | 0.47394 | 0.0086903 | -1.7132e-31 | -0.35328 | 0.11197 | -3.5157e-17 | 0.10472 | 0.39802 | 3.5157e-17 | 0.020967 | -0.27233 | 0 | -147.7717 | 32.2283 | 0 | 32.2283 | -147.7717 | 0.95 | 0.83839 | 0.68767 | 0.95 | 0.6113 | 0.50862 | 2.7724e-13 | -135.3123 | 120.9775 | 2.792e-13 | -151.1682 | 144.5775
Line3_1_5 | 0 | 0 | 0 | 0 | 0 | 0 | 0 | 0 | 0 | 0 | 0 | 0 | -1.7579e-17 | -4.7886e-10 | -1.3222e-09 | 3.5157e-17 | 4.7886e-10 | 1.3222e-09 | 1.7579e-17 | 1.5424e-09 | -8.1728e-11 | -3.5157e-17 | -1.5424e-09 | 8.1728e-11 | 0 | 0 | 0 | 0 | 0 | 0 | 0.95 | 0.83839 | 0.68767 | 0.95 | 0.83839 | 0.68767 | 2.7724e-13 | -135.3123 | 120.9775 | 2.7947e-13 | -135.3123 | 120.9775
Line4_2_6 | 0 | 0 | 0 | 0 | 0 | 0 | 0 | 0 | 0 | 0 | 0 | 0 | 6.1525e-17 | -1.1971e-09 | -3.3055e-09 | -6.1525e-17 | 1.1971e-09 | 3.3055e-09 | 1.5821e-16 | 3.8561e-09 | -2.0432e-10 | -1.4063e-16 | -3.8561e-09 | 2.0432e-10 | 0 | 0 | 0 | 0 | 0 | 0 | 0.95 | 0.83839 | 0.68767 | 0.95 | 0.83839 | 0.68767 | 2.8024e-13 | -135.3123 | 120.9775 | 2.8184e-13 | -135.3123 | 120.9775
Line5_6_7 | 0 | 0 | 0 | 0 | 0 | 0 | 0 | 0 | 0 | 0 | 0 | 0 | 8.7893e-17 | -9.5772e-10 | -2.6444e-09 | -1.0547e-16 | 9.5772e-10 | 2.6444e-09 | 1.7579e-16 | 3.0849e-09 | -1.6346e-10 | -1.5821e-16 | -3.0849e-09 | 1.6346e-10 | 0 | 0 | 0 | 0 | 0 | 0 | 0.95 | 0.83839 | 0.68767 | 0.95 | 0.83839 | 0.68767 | 2.8184e-13 | -135.3123 | 120.9775 | 2.8428e-13 | -135.3123 | 120.9775
Line6_7_8 | 0 | 0 | 0 | 0 | 0 | 0 | 0 | 0 | 0 | 0 | 0 | 0 | 5.2736e-17 | -7.1829e-10 | -1.9833e-09 | -7.0314e-17 | 7.1829e-10 | 1.9833e-09 | 1.4063e-16 | 2.3136e-09 | -1.2259e-10 | -1.4063e-16 | -2.3136e-09 | 1.2259e-10 | 0 | 0 | 0 | 0 | 0 | 0 | 0.95 | 0.83839 | 0.68767 | 0.95 | 0.83839 | 0.68767 | 2.8428e-13 | -135.3123 | 120.9775 | 2.8632e-13 | -135.3123 | 120.9775
Line7_8_9 | 0 | 0 | 0 | 0 | 0 | 0 | 0 | 0 | 0 | 0 | 0 | 0 | -1.7579e-17 | -2.3943e-10 | -6.611e-10 | 1.7559e-31 | 2.3943e-10 | 6.611e-10 | 1.7579e-17 | 7.7122e-10 | -4.0864e-11 | -3.5157e-17 | -7.7122e-10 | 4.0864e-11 | 0 | 0 | 0 | 0 | 0 | 0 | 0.95 | 0.83839 | 0.68767 | 0.95 | 0.83839 | 0.68767 | 2.8632e-13 | -135.3123 | 120.9775 | 2.8617e-13 | -135.3123 | 120.9775
Line8_8_10 | 0 | 0 | 0 | 0 | 0 | 0 | 0 | 0 | 0 | 0 | 0 | 0 | -3.5157e-17 | -2.3943e-10 | -6.611e-10 | 3.5157e-17 | 2.3943e-10 | 6.611e-10 | 5.2736e-17 | 7.7122e-10 | -4.0864e-11 | -7.0314e-17 | -7.7122e-10 | 4.0864e-11 | 0 | 0 | 0 | 0 | 0 | 0 | 0.95 | 0.83839 | 0.68767 | 0.95 | 0.83839 | 0.68767 | 2.8632e-13 | -135.3123 | 120.9775 | 2.8682e-13 | -135.3123 | 120.9775
Line9_3_11 | 0 | 0 | 0 | 0 | 0 | 0 | 0 | 0 | 0 | 0 | 0 | 0 | -8.7893e-18 | -1.676e-09 | -4.6277e-09 | 2.6368e-17 | 1.676e-09 | 4.6277e-09 | 8.7893e-17 | 5.3985e-09 | -2.8605e-10 | -8.7893e-17 | -5.3985e-09 | 2.8605e-10 | 0 | 0 | 0 | 0 | 0 | 0 | 0.95 | 0.83839 | 0.68767 | 0.95 | 0.83839 | 0.68767 | 2.814e-13 | -135.3123 | 120.9775 | 2.8551e-13 | -135.3123 | 120.9775

## LL_min_10
name | pf_ikss_a_from_ka | pf_ikss_b_from_ka | pf_ikss_c_from_ka | pf_ikss_a_to_ka | pf_ikss_b_to_ka | pf_ikss_c_to_ka | pf_skss_a_from_mw | pf_skss_b_from_mw | pf_skss_c_from_mw | pf_skss_a_to_mw | pf_skss_b_to_mw | pf_skss_c_to_mw | pf_p_a_from_mw | pf_p_b_from_mw | pf_p_c_from_mw | pf_p_a_to_mw | pf_p_b_to_mw | pf_p_c_to_mw | pf_q_a_from_mvar | pf_q_b_from_mvar | pf_q_c_from_mvar | pf_q_a_to_mvar | pf_q_b_to_mvar | pf_q_c_to_mvar | pf_ikss_a_from_degree | pf_ikss_b_from_degree | pf_ikss_c_from_degree | pf_ikss_a_to_degree | pf_ikss_b_to_degree | pf_ikss_c_to_degree | pf_vm_a_from_pu | pf_vm_b_from_pu | pf_vm_c_from_pu | pf_vm_a_to_pu | pf_vm_b_to_pu | pf_vm_c_to_pu | pf_va_a_from_degree | pf_va_b_from_degree | pf_va_c_from_degree | pf_va_a_to_degree | pf_va_b_to_degree | pf_va_c_to_degree
Line0_1_2 | 0 | 0 | 0 | 0 | 0 | 0 | 0 | 0 | 0 | 0 | 0 | 0 | 7.494e-17 | -1.2893e-09 | -3.56e-09 | -7.494e-17 | 1.2893e-09 | 3.56e-09 | 1.3323e-16 | 4.153e-09 | -2.2005e-10 | -1.3323e-16 | -4.153e-09 | 2.2005e-10 | 0 | 0 | 0 | 0 | 0 | 0 | 0.9 | 0.79426 | 0.65148 | 0.9 | 0.79426 | 0.65148 | 2.4493e-13 | -135.3123 | 120.9775 | 2.4732e-13 | -135.3123 | 120.9775
Line10_11_12 | 0 | 0 | 0 | 0 | 0 | 0 | 0 | 0 | 0 | 0 | 0 | 0 | -4.1633e-17 | -1.2893e-09 | -3.56e-09 | 2.498e-17 | 1.2893e-09 | 3.56e-09 | 1.3323e-16 | 4.153e-09 | -2.2006e-10 | -9.992e-17 | -4.153e-09 | 2.2006e-10 | 0 | 0 | 0 | 0 | 0 | 0 | 0.9 | 0.79426 | 0.65148 | 0.9 | 0.79426 | 0.65148 | 2.532e-13 | -135.3123 | 120.9775 | 2.5728e-13 | -135.3123 | 120.9775
Line11_12_13 | 0 | 0 | 0 | 0 | 0 | 0 | 0 | 0 | 0 | 0 | 0 | 0 | -2.498e-17 | -1.0744e-09 | -2.9667e-09 | 2.498e-17 | 1.0744e-09 | 2.9667e-09 | 1.1657e-16 | 3.4609e-09 | -1.8338e-10 | -9.992e-17 | -3.4609e-09 | 1.8338e-10 | 0 | 0 | 0 | 0 | 0 | 0 | 0.9 | 0.79426 | 0.65148 | 0.9 | 0.79426 | 0.65148 | 2.5728e-13 | -135.3123 | 120.9775 | 2.6096e-13 | -135.3123 | 120.9775
Line12_13_15 | 0 | 0 | 0 | 0 | 0 | 0 | 0 | 0 | 0 | 0 | 0 | 0 | -2.498e-17 | -6.4467e-10 | -1.78e-09 | 2.498e-17 | 6.4467e-10 | 1.78e-09 | 1.6653e-17 | 2.0765e-09 | -1.1003e-10 | -3.3307e-17 | -2.0765e-09 | 1.1003e-10 | 0 | 0 | 0 | 0 | 0 | 0 | 0.9 | 0.79426 | 0.65148 | 0.9 | 0.79426 | 0.65148 | 2.6096e-13 | -135.3123 | 120.9775 | 2.6259e-13 | -135.3123 | 120.9775
Line13_13_14 | 0 | 0 | 0 | 0 | 0 | 0 | 0 | 0 | 0 | 0 | 0 | 0 | 1.6653e-17 | -2.1489e-10 | -5.9334e-10 | -1.6653e-17 | 2.1489e-10 | 5.9334e-10 | 1.6653e-17 | 6.9217e-10 | -3.6676e-11 | -1.6653e-17 | -6.9217e-10 | 3.6676e-11 | 0 | 0 | 0 | 0 | 0 | 0 | 0.9 | 0.79426 | 0.65148 | 0.9 | 0.79426 | 0.65148 | 2.6096e-13 | -135.3123 | 120.9775 | 2.6081e-13 | -135.3123 | 120.9775
Line14_15_16 | 0 | 0 | 0 | 0 | 0 | 0 | 0 | 0 | 0 | 0 | 0 | 0 | -1.6653e-17 | -4.2978e-10 | -1.1867e-09 | 1.5338e-31 | 4.2978e-10 | 1.1867e-09 | 3.3307e-17 | 1.3843e-09 | -7.3352e-11 | -3.3307e-17 | -1.3843e-09 | 7.3352e-11 | 0 | 0 | 0 | 0 | 0 | 0 | 0.9 | 0.79426 | 0.65148 | 0.9 | 0.79426 | 0.65148 | 2.6259e-13 | -135.3123 | 120.9775 | 2.6385e-13 | -135.3123 | 120.9775
Line15_16_17 | 0 | 0 | 0 | 0 | 0 | 0 | 0 | 0 | 0 | 0 | 0 | 0 | -7.494e-17 | -2.1489e-10 | -5.9334e-10 | 5.8287e-17 | 2.1489e-10 | 5.9334e-10 | 6.6613e-17 | 6.9217e-10 | -3.6676e-11 | -3.3307e-17 | -6.9217e-10 | 3.6676e-11 | 0 | 0 | 0 | 0 | 0 | 0 | 0.9 | 0.79426 | 0.65148 | 0.9 | 0.79426 | 0.65148 | 2.6385e-13 | -135.3123 | 120.9775 | 2.6414e-13 | -135.3123 | 120.9775
Line16_4_18 | 0 | 2.3749 | 2.3749 | 0 | 2.3749 | 2.3749 | 0 | 0.54846 | 0.54846 | 0 | 0.54846 | 0.54846 | 6.6613e-17 | 0.31707 | -0.10049 | 6.6613e-17 | -0.20878 | 0.20878 | 6.6613e-17 | -0.018818 | 0.24442 | -6.6613e-17 | 0.13162 | -0.13162 | 0 | -147.7717 | 32.2283 | 0 | 32.2283 | -147.7717 | 0.9 | 0.57913 | 0.48185 | 0.9 | 0.45 | 0.45 | 2.457e-13 | -151.1682 | 144.5775 | 2.4439e-13 | -180 | 180
Line17_5_19 | 0 | 0 | 0 | 0 | 0 | 0 | 0 | 0 | 0 | 0 | 0 | 0 | -3.3307e-17 | -2.1489e-10 | -5.9334e-10 | 3.3307e-17 | 2.1489e-10 | 5.9334e-10 | 1.6653e-17 | 6.9217e-10 | -3.6676e-11 | 1.4384e-31 | -6.9217e-10 | 3.6676e-11 | 0 | 0 | 0 | 0 | 0 | 0 | 0.9 | 0.79426 | 0.65148 | 0.9 | 0.79426 | 0.65148 | 2.4716e-13 | -135.3123 | 120.9775 | 2.4745e-13 | -135.3123 | 120.9775
Line1_1_3 | 0 | 0 | 0 | 0 | 0 | 0 | 0 | 0 | 0 | 0 | 0 | 0 | -8.3267e-18 | -1.7191e-09 | -4.7467e-09 | 8.3267e-18 | 1.7191e-09 | 4.7467e-09 | 9.992e-17 | 5.5374e-09 | -2.9341e-10 | -6.6613e-17 | -5.5374e-09 | 2.9341e-10 | 0 | 0 | 0 | 0 | 0 | 0 | 0.9 | 0.79426 | 0.65148 | 0.9 | 0.79426 | 0.65148 | 2.4493e-13 | -135.3123 | 120.9775 | 2.4909e-13 | -135.3123 | 120.9775
Line2_1_4 | 0 | 2.3749 | 2.3749 | 0 | 2.3749 | 2.3749 | 0 | 0.54846 | 0.54846 | 0 | 0.54846 | 0.54846 | 2.8476e-31 | 0.42536 | 0.0077996 | 3.3307e-17 | -0.31707 | 0.10049 | -6.6613e-17 | 0.093984 | 0.35722 | 3.3307e-17 | 0.018818 | -0.24442 | 0 | -147.7717 | 32.2283 | 0 | 32.2283 | -147.7717 | 0.9 | 0.79426 | 0.65148 | 0.9 | 0.57913 | 0.48185 | 2.4493e-13 | -135.3123 | 120.9775 | 2.457e-13 | -151.1682 | 144.5775
Line3_1_5 | 0 | 0 | 0 | 0 | 0 | 0 | 0 | 0 | 0 | 0 | 0 | 0 | -3.3307e-17 | -4.2978e-10 | -1.1867e-09 | 3.3307e-17 | 4.2978e-10 | 1.1867e-09 | 3.3307e-17 | 1.3843e-09 | -7.3352e-11 | -3.3307e-17 | -1.3843e-09 | 7.3352e-11 | 0 | 0 | 0 | 0 | 0 | 0 | 0.9 | 0.79426 | 0.65148 | 0.9 | 0.79426 | 0.65148 | 2.4493e-13 | -135.3123 | 120.9775 | 2.4716e-13 | -135.3123 | 120.9775
Line4_2_6 | 0 | 0 | 0 | 0 | 0 | 0 | 0 | 0 | 0 | 0 | 0 | 0 | 4.996e-17 | -1.0744e-09 | -2.9667e-09 | -4.996e-17 | 1.0744e-09 | 2.9667e-09 | 1.3323e-16 | 3.4609e-09 | -1.8338e-10 | -1.1657e-16 | -3.4609e-09 | 1.8338e-10 | 0 | 0 | 0 | 0 | 0 | 0 | 0.9 | 0.79426 | 0.65148 | 0.9 | 0.79426 | 0.65148 | 2.4732e-13 | -135.3123 | 120.9775 | 2.4902e-13 | -135.3123 | 120.9775
Line5_6_7 | 0 | 0 | 0 | 0 | 0 | 0 | 0 | 0 | 0 | 0 | 0 | 0 | 7.494e-17 | -8.5956e-10 | -2.3734e-09 | -9.1593e-17 | 8.5956e-10 | 2.3734e-09 | 9.992e-17 | 2.7687e-09 | -1.467e-10 | -1.3323e-16 | -2.7687e-09 | 1.467e-10 | 0 | 0 | 0 | 0 | 0 | 0 | 0.9 | 0.79426 | 0.65148 | 0.9 | 0.79426 | 0.65148 | 2.4902e-13 | -135.3123 | 120.9775 | 2.5112e-13 | -135.3123 | 120.9775
Line6_7_8 | 0 | 0 | 0 | 0 | 0 | 0 | 0 | 0 | 0 | 0 | 0 | 0 | 4.996e-17 | -6.4467e-10 | -1.78e-09 | -6.6613e-17 | 6.4467e-10 | 1.78e-09 | 1.1657e-16 | 2.0765e-09 | -1.1003e-10 | -1.3323e-16 | -2.0765e-09 | 1.1003e-10 | 0 | 0 | 0 | 0 | 0 | 0 | 0.9 | 0.79426 | 0.65148 | 0.9 | 0.79426 | 0.65148 | 2.5112e-13 | -135.3123 | 120.9775 | 2.5288e-13 | -135.3123 | 120.9775
Line7_8_9 | 0 | 0 | 0 | 0 | 0 | 0 | 0 | 0 | 0 | 0 | 0 | 0 | 2.498e-17 | -2.1489e-10 | -5.9334e-10 | -8.3267e-18 | 2.1489e-10 | 5.9334e-10 | -1.6653e-17 | 6.9217e-10 | -3.6676e-11 | 1.6653e-17 | -6.9217e-10 | 3.6676e-11 | 0 | 0 | 0 | 0 | 0 | 0 | 0.9 | 0.79426 | 0.65148 | 0.9 | 0.79426 | 0.65148 | 2.5288e-13 | -135.3123 | 120.9775 | 2.5272e-13 | -135.3123 | 120.9775
Line8_8_10 | 0 | 0 | 0 | 0 | 0 | 0 | 0 | 0 | 0 | 0 | 0 | 0 | -8.3267e-18 | -2.1489e-10 | -5.9334e-10 | 2.498e-17 | 2.1489e-10 | 5.9334e-10 | 3.3307e-17 | 6.9217e-10 | -3.6676e-11 | -4.996e-17 | -6.9217e-10 | 3.6676e-11 | 0 | 0 | 0 | 0 | 0 | 0 | 0.9 | 0.79426 | 0.65148 | 0.9 | 0.79426 | 0.65148 | 2.5288e-13 | -135.3123 | 120.9775 | 2.5354e-13 | -135.3123 | 120.9775
Line9_3_11 | 0 | 0 | 0 | 0 | 0 | 0 | 0 | 0 | 0 | 0 | 0 | 0 | 2.498e-17 | -1.5042e-09 | -4.1534e-09 | -8.3267e-18 | 1.5042e-09 | 4.1534e-09 | 4.996e-17 | 4.8452e-09 | -2.5673e-10 | -4.996e-17 | -4.8452e-09 | 2.5673e-10 | 0 | 0 | 0 | 0 | 0 | 0 | 0.9 | 0.79426 | 0.65148 | 0.9 | 0.79426 | 0.65148 | 2.4909e-13 | -135.3123 | 120.9775 | 2.532e-13 | -135.3123 | 120.9775

## LL_min_fault_6
name | pf_ikss_a_from_ka | pf_ikss_b_from_ka | pf_ikss_c_from_ka | pf_ikss_a_to_ka | pf_ikss_b_to_ka | pf_ikss_c_to_ka | pf_skss_a_from_mw | pf_skss_b_from_mw | pf_skss_c_from_mw | pf_skss_a_to_mw | pf_skss_b_to_mw | pf_skss_c_to_mw | pf_p_a_from_mw | pf_p_b_from_mw | pf_p_c_from_mw | pf_p_a_to_mw | pf_p_b_to_mw | pf_p_c_to_mw | pf_q_a_from_mvar | pf_q_b_from_mvar | pf_q_c_from_mvar | pf_q_a_to_mvar | pf_q_b_to_mvar | pf_q_c_to_mvar | pf_ikss_a_from_degree | pf_ikss_b_from_degree | pf_ikss_c_from_degree | pf_ikss_a_to_degree | pf_ikss_b_to_degree | pf_ikss_c_to_degree | pf_vm_a_from_pu | pf_vm_b_from_pu | pf_vm_c_from_pu | pf_vm_a_to_pu | pf_vm_b_to_pu | pf_vm_c_to_pu | pf_va_a_from_degree | pf_va_b_from_degree | pf_va_c_from_degree | pf_va_a_to_degree | pf_va_b_to_degree | pf_va_c_to_degree
Line0_1_2 | 0 | 0 | 0 | 0 | 0 | 0 | 0 | 0 | 0 | 0 | 0 | 0 | 1.7853e-18 | -3.8862e-11 | -1.1288e-10 | -1.7853e-18 | 3.8862e-11 | 1.1288e-10 | 3.8453e-18 | 1.0829e-10 | 1.9912e-11 | -3.296e-18 | -1.0829e-10 | -1.9912e-11 | 0 | 0 | 0 | 0 | 0 | 0 | 0.95 | 0.94812 | 0.94457 | 0.95 | 0.94812 | 0.94457 | 4.7867e-15 | -120.3131 | 119.9422 | 4.8411e-15 | -120.3131 | 119.9422
Line10_11_12 | 0 | 0 | 0 | 0 | 0 | 0 | 0 | 0 | 0 | 0 | 0 | 0 | 2.7466e-19 | -3.8862e-11 | -1.1288e-10 | -5.4933e-19 | 3.8862e-11 | 1.1288e-10 | 2.7466e-18 | 1.0829e-10 | 1.9912e-11 | -2.7466e-18 | -1.0829e-10 | -1.9912e-11 | 0 | 0 | 0 | 0 | 0 | 0 | 0.95 | 0.94812 | 0.94457 | 0.95 | 0.94812 | 0.94457 | 4.9368e-15 | -120.3131 | 119.9422 | 5.0118e-15 | -120.3131 | 119.9422
Line11_12_13 | 0 | 0 | 0 | 0 | 0 | 0 | 0 | 0 | 0 | 0 | 0 | 0 | -2.06e-19 | -3.2385e-11 | -9.4068e-11 | 2.06e-19 | 3.2385e-11 | 9.4068e-11 | 3.8453e-18 | 9.0245e-11 | 1.6593e-11 | -3.8453e-18 | -9.0245e-11 | -1.6593e-11 | 0 | 0 | 0 | 0 | 0 | 0 | 0.95 | 0.94812 | 0.94457 | 0.95 | 0.94812 | 0.94457 | 5.0118e-15 | -120.3131 | 119.9422 | 5.0833e-15 | -120.3131 | 119.9422
Line12_13_15 | 0 | 0 | 0 | 0 | 0 | 0 | 0 | 0 | 0 | 0 | 0 | 0 | -6.18e-19 | -1.9431e-11 | -5.6441e-11 | 6.18e-19 | 1.9431e-11 | 5.6441e-11 | -5.4828e-35 | 5.4147e-11 | 9.9561e-12 | 5.5229e-35 | -5.4147e-11 | -9.9561e-12 | 0 | 0 | 0 | 0 | 0 | 0 | 0.95 | 0.94812 | 0.94457 | 0.95 | 0.94812 | 0.94457 | 5.0833e-15 | -120.3131 | 119.9422 | 5.1204e-15 | -120.3131 | 119.9422
Line13_13_14 | 0 | 0 | 0 | 0 | 0 | 0 | 0 | 0 | 0 | 0 | 0 | 0 | -3.4333e-19 | -6.477e-12 | -1.8814e-11 | 6.8666e-20 | 6.477e-12 | 1.8814e-11 | 5.4933e-19 | 1.8049e-11 | 3.3187e-12 | 6.0907e-36 | -1.8049e-11 | -3.3187e-12 | 0 | 0 | 0 | 0 | 0 | 0 | 0.95 | 0.94812 | 0.94457 | 0.95 | 0.94812 | 0.94457 | 5.0833e-15 | -120.3131 | 119.9422 | 5.0822e-15 | -120.3131 | 119.9422
Line14_15_16 | 0 | 0 | 0 | 0 | 0 | 0 | 0 | 0 | 0 | 0 | 0 | 0 | 6.8666e-20 | -1.2954e-11 | -3.7627e-11 | -6.8666e-20 | 1.2954e-11 | 3.7627e-11 | 1.0987e-18 | 3.6098e-11 | 6.6374e-12 | -1.0987e-18 | -3.6098e-11 | -6.6374e-12 | 0 | 0 | 0 | 0 | 0 | 0 | 0.95 | 0.94812 | 0.94457 | 0.95 | 0.94812 | 0.94457 | 5.1204e-15 | -120.3131 | 119.9422 | 5.1532e-15 | -120.3131 | 119.9422
Line15_16_17 | 0 | 0 | 0 | 0 | 0 | 0 | 0 | 0 | 0 | 0 | 0 | 0 | 2.7466e-19 | -6.477e-12 | -1.8814e-11 | -2.7466e-19 | 6.477e-12 | 1.8814e-11 | 5.4933e-19 | 1.8049e-11 | 3.3187e-12 | -5.4933e-19 | -1.8049e-11 | -3.3187e-12 | 0 | 0 | 0 | 0 | 0 | 0 | 0.95 | 0.94812 | 0.94457 | 0.95 | 0.94812 | 0.94457 | 5.1532e-15 | -120.3131 | 119.9422 | 5.1654e-15 | -120.3131 | 119.9422
Line16_4_18 | 0 | 0.052639 | 0.052639 | 0 | 0.052639 | 0.052639 | 0 | 0.012156 | 0.012156 | 0 | 0.012156 | 0.012156 | -1.0987e-18 | 0.011082 | 0.0028784 | 9.2527e-35 | -0.011029 | -0.0028252 | 1.0987e-18 | 0.0029185 | 0.011047 | -1.0987e-18 | -0.0028631 | -0.010991 | 0 | -135.266 | 44.734 | 0 | 44.734 | -135.266 | 0.95 | 0.94272 | 0.93905 | 0.95 | 0.93734 | 0.93354 | 4.8406e-15 | -120.5122 | 120.1294 | 4.8253e-15 | -120.7135 | 120.3187
Line17_5_19 | 0 | 0 | 0 | 0 | 0 | 0 | 0 | 0 | 0 | 0 | 0 | 0 | -4.8066e-19 | -6.477e-12 | -1.8814e-11 | 2.06e-19 | 6.477e-12 | 1.8814e-11 | 1.0987e-18 | 1.8049e-11 | 3.3187e-12 | -1.0987e-18 | -1.8049e-11 | -3.3187e-12 | 0 | 0 | 0 | 0 | 0 | 0 | 0.95 | 0.94812 | 0.94457 | 0.95 | 0.94812 | 0.94457 | 4.8399e-15 | -120.3131 | 119.9422 | 4.8522e-15 | -120.3131 | 119.9422
Line1_1_3 | 0 | 0 | 0 | 0 | 0 | 0 | 0 | 0 | 0 | 0 | 0 | 0 | 1.1673e-18 | -5.1816e-11 | -1.5051e-10 | -8.9266e-19 | 5.1816e-11 | 1.5051e-10 | 3.8453e-18 | 1.4439e-10 | 2.655e-11 | -2.7466e-18 | -1.4439e-10 | -2.655e-11 | 0 | 0 | 0 | 0 | 0 | 0 | 0.95 | 0.94812 | 0.94457 | 0.95 | 0.94812 | 0.94457 | 4.7867e-15 | -120.3131 | 119.9422 | 4.863e-15 | -120.3131 | 119.9422
Line2_1_4 | 0 | 0.052639 | 0.052639 | 0 | 0.052639 | 0.052639 | 0 | 0.012156 | 0.012156 | 0 | 0.012156 | 0.012156 | -2.1973e-18 | 0.011136 | 0.0029316 | 1.0987e-18 | -0.011082 | -0.0028784 | 3.296e-18 | 0.0029739 | 0.011102 | -1.0987e-18 | -0.0029185 | -0.011047 | 0 | -135.266 | 44.734 | 0 | 44.734 | -135.266 | 0.95 | 0.94812 | 0.94457 | 0.95 | 0.94272 | 0.93905 | 4.7867e-15 | -120.3131 | 119.9422 | 4.8406e-15 | -120.5122 | 120.1294
Line3_1_5 | 0 | 0 | 0 | 0 | 0 | 0 | 0 | 0 | 0 | 0 | 0 | 0 | -7.5533e-19 | -1.2954e-11 | -3.7627e-11 | 7.5533e-19 | 1.2954e-11 | 3.7627e-11 | 3.296e-18 | 3.6098e-11 | 6.6374e-12 | -2.1973e-18 | -3.6098e-11 | -6.6374e-12 | 0 | 0 | 0 | 0 | 0 | 0 | 0.95 | 0.94812 | 0.94457 | 0.95 | 0.94812 | 0.94457 | 4.7867e-15 | -120.3131 | 119.9422 | 4.8399e-15 | -120.3131 | 119.9422
Line4_2_6 | 0 | 0 | 0 | 0 | 0 | 0 | 0 | 0 | 0 | 0 | 0 | 0 | 2.472e-18 | -3.2385e-11 | -9.4068e-11 | -2.472e-18 | 3.2385e-11 | 9.4068e-11 | 3.296e-18 | 9.0245e-11 | 1.6593e-11 | -2.7466e-18 | -9.0245e-11 | -1.6593e-11 | 0 | 0 | 0 | 0 | 0 | 0 | 0.95 | 0.94812 | 0.94457 | 0.95 | 0.94812 | 0.94457 | 4.8411e-15 | -120.3131 | 119.9422 | 4.8614e-15 | -120.3131 | 119.9422
Line5_6_7 | 0 | 0 | 0 | 0 | 0 | 0 | 0 | 0 | 0 | 0 | 0 | 0 | 1.854e-18 | -2.5908e-11 | -7.5255e-11 | -2.1287e-18 | 2.5908e-11 | 7.5255e-11 | 3.8453e-18 | 7.2196e-11 | 1.3275e-11 | -3.296e-18 | -7.2196e-11 | -1.3275e-11 | 0 | 0 | 0 | 0 | 0 | 0 | 0.95 | 0.94812 | 0.94457 | 0.95 | 0.94812 | 0.94457 | 4.8614e-15 | -120.3131 | 119.9422 | 4.9054e-15 | -120.3131 | 119.9422
Line6_7_8 | 0 | 0 | 0 | 0 | 0 | 0 | 0 | 0 | 0 | 0 | 0 | 0 | 1.0987e-18 | -1.9431e-11 | -5.6441e-11 | -1.0987e-18 | 1.9431e-11 | 5.6441e-11 | 3.8453e-18 | 5.4147e-11 | 9.9561e-12 | -2.1973e-18 | -5.4147e-11 | -9.9561e-12 | 0 | 0 | 0 | 0 | 0 | 0 | 0.95 | 0.94812 | 0.94457 | 0.95 | 0.94812 | 0.94457 | 4.9054e-15 | -120.3131 | 119.9422 | 4.9493e-15 | -120.3131 | 119.9422
Line7_8_9 | 0 | 0 | 0 | 0 | 0 | 0 | 0 | 0 | 0 | 0 | 0 | 0 | 4.8066e-19 | -6.477e-12 | -1.8814e-11 | -4.8066e-19 | 6.477e-12 | 1.8814e-11 | 5.4933e-19 | 1.8049e-11 | 3.3187e-12 | -5.4933e-19 | -1.8049e-11 | -3.3187e-12 | 0 | 0 | 0 | 0 | 0 | 0 | 0.95 | 0.94812 | 0.94457 | 0.95 | 0.94812 | 0.94457 | 4.9493e-15 | -120.3131 | 119.9422 | 4.9482e-15 | -120.3131 | 119.9422
Line8_8_10 | 0 | 0 | 0 | 0 | 0 | 0 | 0 | 0 | 0 | 0 | 0 | 0 | 1.3733e-19 | -6.477e-12 | -1.8814e-11 | -1.3733e-19 | 6.477e-12 | 1.8814e-11 | 5.4933e-19 | 1.8049e-11 | 3.3187e-12 | -1.0987e-18 | -1.8049e-11 | -3.3187e-12 | 0 | 0 | 0 | 0 | 0 | 0 | 0.95 | 0.94812 | 0.94457 | 0.95 | 0.94812 | 0.94457 | 4.9493e-15 | -120.3131 | 119.9422 | 4.9635e-15 | -120.3131 | 119.9422
Line9_3_11 | 0 | 0 | 0 | 0 | 0 | 0 | 0 | 0 | 0 | 0 | 0 | 0 | 1.03e-18 | -4.5339e-11 | -1.317e-10 | -7.5533e-19 | 4.5339e-11 | 1.317e-10 | 2.1973e-18 | 1.2634e-10 | 2.3231e-11 | -3.296e-18 | -1.2634e-10 | -2.3231e-11 | 0 | 0 | 0 | 0 | 0 | 0 | 0.95 | 0.94812 | 0.94457 | 0.95 | 0.94812 | 0.94457 | 4.863e-15 | -120.3131 | 119.9422 | 4.9368e-15 | -120.3131 | 119.9422

## LL_min_fault_10
name | pf_ikss_a_from_ka | pf_ikss_b_from_ka | pf_ikss_c_from_ka | pf_ikss_a_to_ka | pf_ikss_b_to_ka | pf_ikss_c_to_ka | pf_skss_a_from_mw | pf_skss_b_from_mw | pf_skss_c_from_mw | pf_skss_a_to_mw | pf_skss_b_to_mw | pf_skss_c_to_mw | pf_p_a_from_mw | pf_p_b_from_mw | pf_p_c_from_mw | pf_p_a_to_mw | pf_p_b_to_mw | pf_p_c_to_mw | pf_q_a_from_mvar | pf_q_b_from_mvar | pf_q_c_from_mvar | pf_q_a_to_mvar | pf_q_b_to_mvar | pf_q_c_to_mvar | pf_ikss_a_from_degree | pf_ikss_b_from_degree | pf_ikss_c_from_degree | pf_ikss_a_to_degree | pf_ikss_b_to_degree | pf_ikss_c_to_degree | pf_vm_a_from_pu | pf_vm_b_from_pu | pf_vm_c_from_pu | pf_vm_a_to_pu | pf_vm_b_to_pu | pf_vm_c_to_pu | pf_va_a_from_degree | pf_va_b_from_degree | pf_va_c_from_degree | pf_va_a_to_degree | pf_va_b_to_degree | pf_va_c_to_degree
Line0_1_2 | 0 | 0 | 0 | 0 | 0 | 0 | 0 | 0 | 0 | 0 | 0 | 0 | 2.7972e-18 | -3.4879e-11 | -1.0131e-10 | -2.537e-18 | 3.4879e-11 | 1.0131e-10 | 3.6429e-18 | 9.7195e-11 | 1.7871e-11 | -2.6021e-18 | -9.7195e-11 | -1.7871e-11 | 0 | 0 | 0 | 0 | 0 | 0 | 0.9 | 0.89822 | 0.89485 | 0.9 | 0.89822 | 0.89485 | 5.4093e-15 | -120.3131 | 119.9422 | 5.4721e-15 | -120.3131 | 119.9422
Line10_11_12 | 0 | 0 | 0 | 0 | 0 | 0 | 0 | 0 | 0 | 0 | 0 | 0 | 6.5052e-19 | -3.4879e-11 | -1.0131e-10 | -6.5052e-19 | 3.4879e-11 | 1.0131e-10 | 2.6021e-18 | 9.7195e-11 | 1.7871e-11 | -2.6021e-18 | -9.7195e-11 | -1.7871e-11 | 0 | 0 | 0 | 0 | 0 | 0 | 0.9 | 0.89822 | 0.89485 | 0.9 | 0.89822 | 0.89485 | 5.5594e-15 | -120.3131 | 119.9422 | 5.6344e-15 | -120.3131 | 119.9422
Line11_12_13 | 0 | 0 | 0 | 0 | 0 | 0 | 0 | 0 | 0 | 0 | 0 | 0 | 2.6021e-19 | -2.9066e-11 | -8.4427e-11 | -2.6021e-19 | 2.9066e-11 | 8.4427e-11 | 2.6021e-18 | 8.0996e-11 | 1.4893e-11 | -2.6021e-18 | -8.0996e-11 | -1.4893e-11 | 0 | 0 | 0 | 0 | 0 | 0 | 0.9 | 0.89822 | 0.89485 | 0.9 | 0.89822 | 0.89485 | 5.6344e-15 | -120.3131 | 119.9422 | 5.7059e-15 | -120.3131 | 119.9422
Line12_13_15 | 0 | 0 | 0 | 0 | 0 | 0 | 0 | 0 | 0 | 0 | 0 | 0 | -8.4568e-19 | -1.7439e-11 | -5.0656e-11 | 8.4568e-19 | 1.7439e-11 | 5.0656e-11 | 1.5613e-18 | 4.8598e-11 | 8.9356e-12 | -1.5613e-18 | -4.8598e-11 | -8.9356e-12 | 0 | 0 | 0 | 0 | 0 | 0 | 0.9 | 0.89822 | 0.89485 | 0.9 | 0.89822 | 0.89485 | 5.7059e-15 | -120.3131 | 119.9422 | 5.743e-15 | -120.3131 | 119.9422
Line13_13_14 | 0 | 0 | 0 | 0 | 0 | 0 | 0 | 0 | 0 | 0 | 0 | 0 | 7.1557e-19 | -5.8131e-12 | -1.6885e-11 | -4.5536e-19 | 5.8131e-12 | 1.6885e-11 | 7.1262e-35 | 1.6199e-11 | 2.9786e-12 | -4.534e-35 | -1.6199e-11 | -2.9786e-12 | 0 | 0 | 0 | 0 | 0 | 0 | 0.9 | 0.89822 | 0.89485 | 0.9 | 0.89822 | 0.89485 | 5.7059e-15 | -120.3131 | 119.9422 | 5.7048e-15 | -120.3131 | 119.9422
Line14_15_16 | 0 | 0 | 0 | 0 | 0 | 0 | 0 | 0 | 0 | 0 | 0 | 0 | -6.5052e-19 | -1.1626e-11 | -3.3771e-11 | 3.9031e-19 | 1.1626e-11 | 3.3771e-11 | 1.0408e-18 | 3.2398e-11 | 5.9571e-12 | -5.2042e-19 | -3.2398e-11 | -5.9571e-12 | 0 | 0 | 0 | 0 | 0 | 0 | 0.9 | 0.89822 | 0.89485 | 0.9 | 0.89822 | 0.89485 | 5.743e-15 | -120.3131 | 119.9422 | 5.7758e-15 | -120.3131 | 119.9422
Line15_16_17 | 0 | 0 | 0 | 0 | 0 | 0 | 0 | 0 | 0 | 0 | 0 | 0 | -1.0408e-18 | -5.8131e-12 | -1.6885e-11 | 7.8063e-19 | 5.8131e-12 | 1.6885e-11 | 5.2042e-19 | 1.6199e-11 | 2.9785e-12 | -1.0408e-18 | -1.6199e-11 | -2.9785e-12 | 0 | 0 | 0 | 0 | 0 | 0 | 0.9 | 0.89822 | 0.89485 | 0.9 | 0.89822 | 0.89485 | 5.7758e-15 | -120.3131 | 119.9422 | 5.7881e-15 | -120.3131 | 119.9422
Line16_4_18 | 0 | 0.049869 | 0.049869 | 0 | 0.049869 | 0.049869 | 0 | 0.011517 | 0.011517 | 0 | 0.011517 | 0.011517 | -2.0817e-18 | 0.0099465 | 0.0025834 | 2.0817e-18 | -0.0098987 | -0.0025356 | 3.1225e-18 | 0.0026194 | 0.0099144 | -2.0817e-18 | -0.0025697 | -0.0098647 | 0 | -135.266 | 44.734 | 0 | 44.734 | -135.266 | 0.9 | 0.89311 | 0.88962 | 0.9 | 0.888 | 0.8844 | 5.4489e-15 | -120.5122 | 120.1294 | 5.4326e-15 | -120.7135 | 120.3187
Line17_5_19 | 0 | 0 | 0 | 0 | 0 | 0 | 0 | 0 | 0 | 0 | 0 | 0 | -4.5536e-19 | -5.8131e-12 | -1.6885e-11 | 4.5536e-19 | 5.8131e-12 | 1.6885e-11 | -4.3414e-35 | 1.6199e-11 | 2.9785e-12 | 4.3512e-35 | -1.6199e-11 | -2.9785e-12 | 0 | 0 | 0 | 0 | 0 | 0 | 0.9 | 0.89822 | 0.89485 | 0.9 | 0.89822 | 0.89485 | 5.4625e-15 | -120.3131 | 119.9422 | 5.4748e-15 | -120.3131 | 119.9422
Line1_1_3 | 0 | 0 | 0 | 0 | 0 | 0 | 0 | 0 | 0 | 0 | 0 | 0 | 1.236e-18 | -4.6505e-11 | -1.3508e-10 | -9.7578e-19 | 4.6505e-11 | 1.3508e-10 | 2.6021e-18 | 1.2959e-10 | 2.3828e-11 | -2.0817e-18 | -1.2959e-10 | -2.3828e-11 | 0 | 0 | 0 | 0 | 0 | 0 | 0.9 | 0.89822 | 0.89485 | 0.9 | 0.89822 | 0.89485 | 5.4093e-15 | -120.3131 | 119.9422 | 5.4856e-15 | -120.3131 | 119.9422
Line2_1_4 | 0 | 0.049869 | 0.049869 | 0 | 0.049869 | 0.049869 | 0 | 0.011517 | 0.011517 | 0 | 0.011517 | 0.011517 | -5.2042e-19 | 0.0099942 | 0.0026311 | 1.0408e-18 | -0.0099465 | -0.0025834 | 2.0817e-18 | 0.0026691 | 0.0099642 | 9.8985e-35 | -0.0026194 | -0.0099144 | 0 | -135.266 | 44.734 | 0 | 44.734 | -135.266 | 0.9 | 0.89822 | 0.89485 | 0.9 | 0.89311 | 0.88962 | 5.4093e-15 | -120.3131 | 119.9422 | 5.4489e-15 | -120.5122 | 120.1294
Line3_1_5 | 0 | 0 | 0 | 0 | 0 | 0 | 0 | 0 | 0 | 0 | 0 | 0 | 1.301e-19 | -1.1626e-11 | -3.3771e-11 | 1.301e-19 | 1.1626e-11 | 3.3771e-11 | 1.5613e-18 | 3.2398e-11 | 5.9571e-12 | -1.5613e-18 | -3.2398e-11 | -5.9571e-12 | 0 | 0 | 0 | 0 | 0 | 0 | 0.9 | 0.89822 | 0.89485 | 0.9 | 0.89822 | 0.89485 | 5.4093e-15 | -120.3131 | 119.9422 | 5.4625e-15 | -120.3131 | 119.9422
Line4_2_6 | 0 | 0 | 0 | 0 | 0 | 0 | 0 | 0 | 0 | 0 | 0 | 0 | 1.6263e-18 | -2.9066e-11 | -8.4427e-11 | -1.6263e-18 | 2.9066e-11 | 8.4427e-11 | 3.6429e-18 | 8.0996e-11 | 1.4893e-11 | -3.6429e-18 | -8.0996e-11 | -1.4893e-11 | 0 | 0 | 0 | 0 | 0 | 0 | 0.9 | 0.89822 | 0.89485 | 0.9 | 0.89822 | 0.89485 | 5.4721e-15 | -120.3131 | 119.9422 | 5.5107e-15 | -120.3131 | 119.9422
Line5_6_7 | 0 | 0 | 0 | 0 | 0 | 0 | 0 | 0 | 0 | 0 | 0 | 0 | 1.6263e-18 | -2.3253e-11 | -6.7542e-11 | -1.8865e-18 | 2.3253e-11 | 6.7542e-11 | 4.1633e-18 | 6.4797e-11 | 1.1914e-11 | -3.1225e-18 | -6.4797e-11 | -1.1914e-11 | 0 | 0 | 0 | 0 | 0 | 0 | 0.9 | 0.89822 | 0.89485 | 0.9 | 0.89822 | 0.89485 | 5.5107e-15 | -120.3131 | 119.9422 | 5.5539e-15 | -120.3131 | 119.9422
Line6_7_8 | 0 | 0 | 0 | 0 | 0 | 0 | 0 | 0 | 0 | 0 | 0 | 0 | -2.6021e-19 | -1.7439e-11 | -5.0656e-11 | 2.6021e-19 | 1.7439e-11 | 5.0656e-11 | 2.6021e-18 | 4.8598e-11 | 8.9356e-12 | -3.1225e-18 | -4.8598e-11 | -8.9356e-12 | 0 | 0 | 0 | 0 | 0 | 0 | 0.9 | 0.89822 | 0.89485 | 0.9 | 0.89822 | 0.89485 | 5.5539e-15 | -120.3131 | 119.9422 | 5.5961e-15 | -120.3131 | 119.9422
Line7_8_9 | 0 | 0 | 0 | 0 | 0 | 0 | 0 | 0 | 0 | 0 | 0 | 0 | 1.9516e-19 | -5.8131e-12 | -1.6885e-11 | -1.9516e-19 | 5.8131e-12 | 1.6885e-11 | -5.2042e-19 | 1.6199e-11 | 2.9786e-12 | -1.9057e-35 | -1.6199e-11 | -2.9786e-12 | 0 | 0 | 0 | 0 | 0 | 0 | 0.9 | 0.89822 | 0.89485 | 0.9 | 0.89822 | 0.89485 | 5.5961e-15 | -120.3131 | 119.9422 | 5.595e-15 | -120.3131 | 119.9422
Line8_8_10 | 0 | 0 | 0 | 0 | 0 | 0 | 0 | 0 | 0 | 0 | 0 | 0 | 3.9031e-19 | -5.8131e-12 | -1.6885e-11 | -1.301e-19 | 5.8131e-12 | 1.6885e-11 | 5.2042e-19 | 1.6199e-11 | 2.9786e-12 | -1.274e-35 | -1.6199e-11 | -2.9786e-12 | 0 | 0 | 0 | 0 | 0 | 0 | 0.9 | 0.89822 | 0.89485 | 0.9 | 0.89822 | 0.89485 | 5.5961e-15 | -120.3131 | 119.9422 | 5.6106e-15 | -120.3131 | 119.9422
Line9_3_11 | 0 | 0 | 0 | 0 | 0 | 0 | 0 | 0 | 0 | 0 | 0 | 0 | 1.6914e-18 | -4.0692e-11 | -1.182e-10 | -1.6914e-18 | 4.0692e-11 | 1.182e-10 | 2.6021e-18 | 1.1339e-10 | 2.085e-11 | -2.0817e-18 | -1.1339e-10 | -2.085e-11 | 0 | 0 | 0 | 0 | 0 | 0 | 0.9 | 0.89822 | 0.89485 | 0.9 | 0.89822 | 0.89485 | 5.4856e-15 | -120.3131 | 119.9422 | 5.5594e-15 | -120.3131 | 119.9422

## LG_max_6
name | pf_ikss_a_from_ka | pf_ikss_b_from_ka | pf_ikss_c_from_ka | pf_ikss_a_to_ka | pf_ikss_b_to_ka | pf_ikss_c_to_ka | pf_skss_a_from_mw | pf_skss_b_from_mw | pf_skss_c_from_mw | pf_skss_a_to_mw | pf_skss_b_to_mw | pf_skss_c_to_mw | pf_p_a_from_mw | pf_p_b_from_mw | pf_p_c_from_mw | pf_p_a_to_mw | pf_p_b_to_mw | pf_p_c_to_mw | pf_q_a_from_mvar | pf_q_b_from_mvar | pf_q_c_from_mvar | pf_q_a_to_mvar | pf_q_b_to_mvar | pf_q_c_to_mvar | pf_ikss_a_from_degree | pf_ikss_b_from_degree | pf_ikss_c_from_degree | pf_ikss_a_to_degree | pf_ikss_b_to_degree | pf_ikss_c_to_degree | pf_vm_a_from_pu | pf_vm_b_from_pu | pf_vm_c_from_pu | pf_vm_a_to_pu | pf_vm_b_to_pu | pf_vm_c_to_pu | pf_va_a_from_degree | pf_va_b_from_degree | pf_va_c_from_degree | pf_va_a_to_degree | pf_va_b_to_degree | pf_va_c_to_degree
Line0_1_2 | 0.1732 | 0.17321 | 0.17321 | 0.1732 | 0.17321 | 0.17321 | 0.039999 | 0.04 | 0.04 | 0.04 | 0.04 | 0.04 | -0.0015966 | -0.038228 | 0.02946 | 0.0018966 | 0.038528 | -0.02916 | -0.0025778 | -0.062037 | -0.064926 | 0.0031778 | 0.062637 | 0.065526 | 94.7873 | -25.2134 | -145.2122 | -85.2127 | 154.7867 | 34.7877 | 0.075805 | 1.8217 | 1.7824 | 0.092519 | 1.8384 | 1.793 | -26.9854 | -146.8551 | 149.1938 | -26.0427 | -146.8089 | 148.7775
Line10_11_12 | 0.1732 | 0.17321 | 0.17321 | 0.1732 | 0.17321 | 0.17321 | 0.039999 | 0.04 | 0.04 | 0.04 | 0.04 | 0.04 | -0.0021966 | -0.038828 | 0.02886 | 0.0024966 | 0.039128 | -0.02856 | -0.0037778 | -0.063237 | -0.066126 | 0.0043778 | 0.063837 | 0.066726 | 94.7873 | -25.2134 | -145.2122 | -85.2127 | 154.7867 | 34.7877 | 0.10925 | 1.8551 | 1.8037 | 0.12599 | 1.8719 | 1.8145 | -25.3886 | -146.7634 | 148.3661 | -24.9083 | -146.7188 | 147.9596
Line11_12_13 | 0.1732 | 0.17321 | 0.17321 | 0.1732 | 0.17321 | 0.17321 | 0.04 | 0.04 | 0.04 | 0.04 | 0.04 | 0.04 | -0.0024966 | -0.039128 | 0.02856 | 0.0027966 | 0.039428 | -0.02826 | -0.0043778 | -0.063837 | -0.066726 | 0.0049778 | 0.064437 | 0.067326 | 94.7873 | -25.2133 | -145.2123 | -85.2127 | 154.7868 | 34.7876 | 0.12599 | 1.8719 | 1.8145 | 0.14274 | 1.8886 | 1.8254 | -24.9083 | -146.7188 | 147.9596 | -24.5406 | -146.675 | 147.5579
Line12_13_15 | 1.087e-06 | 1.0903e-06 | 1.0809e-06 | 0 | 0 | 0 | 2.5103e-07 | 2.518e-07 | 2.4961e-07 | 0 | 0 | 0 | 1.4848e-08 | 2.6398e-07 | -2.424e-07 | -9.4732e-09 | -1.8256e-07 | 1.5561e-07 | 3.2611e-08 | -3.9553e-07 | -3.8582e-07 | -2.1969e-08 | 2.6043e-07 | 2.6046e-07 | -90.0614 | -90.3938 | -90.3025 | 0 | 0 | 0 | 0.14274 | 1.8886 | 1.8254 | 0.14274 | 1.8886 | 1.8254 | -24.5406 | -146.675 | 147.5579 | -24.5406 | -146.675 | 147.5579
Line13_13_14 | 0.1732 | 0.17321 | 0.17321 | 0.17321 | 0.1732 | 0.1732 | 0.04 | 0.04 | 0.04 | 0.04 | 0.04 | 0.04 | -0.0027966 | -0.039428 | 0.02826 | 0.0030966 | 0.039728 | -0.02796 | -0.0049778 | -0.064437 | -0.067325 | 0.0055778 | 0.065036 | 0.067925 | 94.7872 | -25.2129 | -145.2127 | -85.2128 | 154.7872 | 34.7872 | 0.14274 | 1.8886 | 1.8254 | 0.15949 | 1.9053 | 1.8364 | -24.5406 | -146.675 | 147.5579 | -24.2503 | -146.632 | 147.161
Line14_15_16 | 0 | 0 | 0 | 0 | 0 | 0 | 0 | 0 | 0 | 0 | 0 | 0 | 9.8984e-09 | 1.7598e-07 | -1.616e-07 | -4.524e-09 | -9.4573e-08 | 7.4811e-08 | 2.1741e-08 | -2.6369e-07 | -2.5721e-07 | -1.1099e-08 | 1.2858e-07 | 1.3186e-07 | 0 | 0 | 0 | 0 | 0 | 0 | 0.14274 | 1.8886 | 1.8254 | 0.14274 | 1.8886 | 1.8254 | -24.5406 | -146.675 | 147.5579 | -24.5406 | -146.675 | 147.5579
Line15_16_17 | 0 | 0 | 0 | 0 | 0 | 0 | 0 | 0 | 0 | 0 | 0 | 0 | 4.9492e-09 | 8.7992e-08 | -8.0799e-08 | 4.252e-10 | -6.5807e-09 | -5.9871e-09 | 1.087e-08 | -1.3184e-07 | -1.2861e-07 | -2.2825e-10 | -3.2641e-09 | 3.2514e-09 | 0 | 0 | 0 | 0 | 0 | 0 | 0.14274 | 1.8886 | 1.8254 | 0.14274 | 1.8886 | 1.8254 | -24.5406 | -146.675 | 147.5579 | -24.5406 | -146.675 | 147.5579
Line16_4_18 | 0.57042 | 0 | 0 | 0.57042 | 0 | 0 | 0.13173 | 0 | 0 | 0.13173 | 0 | 0 | 0.0027115 | 8.724e-08 | -7.6855e-08 | -2.1743e-14 | -5.9395e-09 | -5.5813e-09 | 0.0054229 | -1.2889e-07 | -1.2984e-07 | 1.5622e-14 | -3.1103e-09 | 3.2932e-09 | -87.5641 | 0 | 0 | 92.4359 | 0 | 0 | 0.046025 | 1.8329 | 1.7861 | 0 | 1.828 | 1.777 | -24.1292 | -146.4708 | 148.8115 | 0 | -146.2271 | 148.775
Line17_5_19 | 0 | 0 | 0 | 0 | 0 | 0 | 0 | 0 | 0 | 0 | 0 | 0 | 2.8537e-09 | 8.4032e-08 | -7.5555e-08 | 2.39e-10 | -5.9113e-09 | -5.6583e-09 | 5.6573e-09 | -1.2741e-07 | -1.2812e-07 | -1.3243e-10 | -3.1683e-09 | 3.3472e-09 | 0 | 0 | 0 | 0 | 0 | 0 | 0.075805 | 1.8217 | 1.7824 | 0.075805 | 1.8217 | 1.7824 | -26.9854 | -146.8551 | 149.1938 | -26.9854 | -146.8551 | 149.1938
Line1_1_3 | 0.1732 | 0.17321 | 0.17321 | 0.1732 | 0.17321 | 0.17321 | 0.039999 | 0.04 | 0.04 | 0.039999 | 0.04 | 0.04 | -0.0015966 | -0.038228 | 0.02946 | 0.0018966 | 0.038528 | -0.02916 | -0.0025778 | -0.062038 | -0.064926 | 0.0031778 | 0.062637 | 0.065526 | 94.7873 | -25.2137 | -145.212 | -85.2127 | 154.7865 | 34.7879 | 0.075805 | 1.8217 | 1.7824 | 0.092519 | 1.8384 | 1.793 | -26.9854 | -146.8551 | 149.1938 | -26.0427 | -146.8089 | 148.7775
Line2_1_4 | 0.40355 | 0.17321 | 0.17321 | 0.40355 | 0.17321 | 0.17321 | 0.093197 | 0.04 | 0.04 | 0.093197 | 0.04 | 0.04 | 0.0028593 | -0.049049 | 0.016935 | -0.0015384 | 0.048986 | -0.016507 | 0.0064603 | -0.05389 | -0.069256 | -0.004004 | 0.054551 | 0.069511 | -93.1116 | -14.5477 | -134.5473 | 86.8884 | 165.4524 | 45.4526 | 0.075805 | 1.8217 | 1.7824 | 0.046025 | 1.8329 | 1.7861 | -26.9854 | -146.8551 | 149.1938 | -24.1292 | -146.4708 | 148.8115
Line3_1_5 | 0 | 0 | 0 | 0 | 0 | 0 | 0 | 0 | 0 | 0 | 0 | 0 | 5.7073e-09 | 1.6806e-07 | -1.5111e-07 | -2.6147e-09 | -8.9943e-08 | 6.9896e-08 | 1.1315e-08 | -2.5481e-07 | -2.5624e-07 | -5.7898e-09 | 1.2424e-07 | 1.3147e-07 | 0 | 0 | 0 | 0 | 0 | 0 | 0.075805 | 1.8217 | 1.7824 | 0.075805 | 1.8217 | 1.7824 | -26.9854 | -146.8551 | 149.1938 | -26.9854 | -146.8551 | 149.1938
Line4_2_6 | 0.1732 | 0.17321 | 0.17321 | 0.1732 | 0.17321 | 0.17321 | 0.04 | 0.04 | 0.04 | 0.04 | 0.04 | 0.04 | -0.0018966 | -0.038528 | 0.02916 | 0.0021966 | 0.038828 | -0.02886 | -0.0031778 | -0.062637 | -0.065526 | 0.0037778 | 0.063237 | 0.066126 | 94.7873 | -25.2133 | -145.2123 | -85.2127 | 154.7868 | 34.7876 | 0.092519 | 1.8384 | 1.793 | 0.10925 | 1.8551 | 1.8037 | -26.0427 | -146.8089 | 148.7775 | -25.3886 | -146.7634 | 148.3661
Line5_6_7 | 0.1732 | 0.17321 | 0.17321 | 0.1732 | 0.17321 | 0.17321 | 0.04 | 0.04 | 0.04 | 0.04 | 0.04 | 0.04 | -0.0021966 | -0.038828 | 0.02886 | 0.0024966 | 0.039128 | -0.02856 | -0.0037778 | -0.063237 | -0.066126 | 0.0043778 | 0.063837 | 0.066725 | 94.7873 | -25.2132 | -145.2124 | -85.2127 | 154.7869 | 34.7875 | 0.10925 | 1.8551 | 1.8037 | 0.12599 | 1.8719 | 1.8145 | -25.3886 | -146.7634 | 148.3661 | -24.9083 | -146.7188 | 147.9596
Line6_7_8 | 1.0867e-06 | 1.0898e-06 | 1.0817e-06 | 0 | 0 | 0 | 2.5096e-07 | 2.5168e-07 | 2.498e-07 | 0 | 0 | 0 | 1.3267e-08 | 2.61e-07 | -2.3847e-07 | -8.4627e-09 | -1.8041e-07 | 1.5308e-07 | 2.8702e-08 | -3.9221e-07 | -3.8545e-07 | -1.9339e-08 | 2.5823e-07 | 2.6024e-07 | -90.1005 | -90.361 | -90.2962 | 0 | 0 | 0 | 0.12599 | 1.8719 | 1.8145 | 0.12599 | 1.8719 | 1.8145 | -24.9083 | -146.7188 | 147.9596 | -24.9083 | -146.7188 | 147.9596
Line7_8_9 | 0 | 0 | 0 | 0 | 0 | 0 | 0 | 0 | 0 | 0 | 0 | 0 | 4.4222e-09 | 8.6999e-08 | -7.9491e-08 | 3.8174e-10 | -6.4102e-09 | -5.9018e-09 | 9.5672e-09 | -1.3074e-07 | -1.2848e-07 | -2.0429e-10 | -3.2402e-09 | 3.2753e-09 | 0 | 0 | 0 | 0 | 0 | 0 | 0.12599 | 1.8719 | 1.8145 | 0.12599 | 1.8719 | 1.8145 | -24.9083 | -146.7188 | 147.9596 | -24.9083 | -146.7188 | 147.9596
Line8_8_10 | 0 | 0 | 0 | 0 | 0 | 0 | 0 | 0 | 0 | 0 | 0 | 0 | 4.4222e-09 | 8.6999e-08 | -7.9491e-08 | 3.8174e-10 | -6.4102e-09 | -5.9018e-09 | 9.5672e-09 | -1.3074e-07 | -1.2848e-07 | -2.0429e-10 | -3.2402e-09 | 3.2753e-09 | 0 | 0 | 0 | 0 | 0 | 0 | 0.12599 | 1.8719 | 1.8145 | 0.12599 | 1.8719 | 1.8145 | -24.9083 | -146.7188 | 147.9596 | -24.9083 | -146.7188 | 147.9596
Line9_3_11 | 0.1732 | 0.17321 | 0.17321 | 0.1732 | 0.17321 | 0.17321 | 0.039999 | 0.04 | 0.04 | 0.039999 | 0.04 | 0.04 | -0.0018966 | -0.038528 | 0.02916 | 0.0021966 | 0.038828 | -0.02886 | -0.0031778 | -0.062637 | -0.065526 | 0.0037778 | 0.063237 | 0.066126 | 94.7873 | -25.2135 | -145.2121 | -85.2127 | 154.7866 | 34.7878 | 0.092519 | 1.8384 | 1.793 | 0.10925 | 1.8551 | 1.8037 | -26.0427 | -146.8089 | 148.7775 | -25.3886 | -146.7634 | 148.3661

## LG_max_10
name | pf_ikss_a_from_ka | pf_ikss_b_from_ka | pf_ikss_c_from_ka | pf_ikss_a_to_ka | pf_ikss_b_to_ka | pf_ikss_c_to_ka | pf_skss_a_from_mw | pf_skss_b_from_mw | pf_skss_c_from_mw | pf_skss_a_to_mw | pf_skss_b_to_mw | pf_skss_c_to_mw | pf_p_a_from_mw | pf_p_b_from_mw | pf_p_c_from_mw | pf_p_a_to_mw | pf_p_b_to_mw | pf_p_c_to_mw | pf_q_a_from_mvar | pf_q_b_from_mvar | pf_q_c_from_mvar | pf_q_a_to_mvar | pf_q_b_to_mvar | pf_q_c_to_mvar | pf_ikss_a_from_degree | pf_ikss_b_from_degree | pf_ikss_c_from_degree | pf_ikss_a_to_degree | pf_ikss_b_to_degree | pf_ikss_c_to_degree | pf_vm_a_from_pu | pf_vm_b_from_pu | pf_vm_c_from_pu | pf_vm_a_to_pu | pf_vm_b_to_pu | pf_vm_c_to_pu | pf_va_a_from_degree | pf_va_b_from_degree | pf_va_c_from_degree | pf_va_a_to_degree | pf_va_b_to_degree | pf_va_c_to_degree
Line0_1_2 | 0.1732 | 0.17321 | 0.17321 | 0.1732 | 0.17321 | 0.17321 | 0.039999 | 0.04 | 0.04 | 0.04 | 0.04 | 0.04 | -0.0016729 | -0.039934 | 0.030752 | 0.0019729 | 0.040234 | -0.030453 | -0.0027234 | -0.064935 | -0.067944 | 0.0033234 | 0.065535 | 0.068543 | 94.787 | -25.2138 | -145.2125 | -85.213 | 154.7863 | 34.7874 | 0.079904 | 1.9058 | 1.8645 | 0.096622 | 1.9225 | 1.8751 | -26.7739 | -146.8045 | 149.1399 | -25.9078 | -146.7607 | 148.7421
Line10_11_12 | 0.1732 | 0.17321 | 0.17321 | 0.1732 | 0.17321 | 0.17321 | 0.039999 | 0.04 | 0.04 | 0.04 | 0.04 | 0.04 | -0.0022728 | -0.040534 | 0.030152 | 0.0025728 | 0.040834 | -0.029853 | -0.0039233 | -0.066135 | -0.069144 | 0.0045233 | 0.066735 | 0.069743 | 94.787 | -25.2138 | -145.2125 | -85.213 | 154.7863 | 34.7874 | 0.11335 | 1.9392 | 1.8858 | 0.1301 | 1.9559 | 1.8966 | -25.2974 | -146.7177 | 148.3488 | -24.844 | -146.6754 | 147.96
Line11_12_13 | 0.1732 | 0.17321 | 0.17321 | 0.1732 | 0.17321 | 0.17321 | 0.04 | 0.04 | 0.04 | 0.04 | 0.04 | 0.04 | -0.0025728 | -0.040834 | 0.029853 | 0.0028728 | 0.041134 | -0.029553 | -0.0045233 | -0.066735 | -0.069743 | 0.0051233 | 0.067335 | 0.070343 | 94.787 | -25.2137 | -145.2126 | -85.213 | 154.7864 | 34.7873 | 0.1301 | 1.9559 | 1.8966 | 0.14685 | 1.9726 | 1.9075 | -24.844 | -146.6754 | 147.96 | -24.494 | -146.6338 | 147.5756
Line12_13_15 | 1.1361e-06 | 1.1396e-06 | 1.1299e-06 | 0 | 0 | 0 | 2.6238e-07 | 2.6317e-07 | 2.6094e-07 | 0 | 0 | 0 | 1.5931e-08 | 2.8842e-07 | -2.647e-07 | -1.0161e-08 | -1.9943e-07 | 1.6994e-07 | 3.5082e-08 | -4.3164e-07 | -4.2152e-07 | -2.3633e-08 | 2.842e-07 | 2.8457e-07 | -90.0704 | -90.3842 | -90.2972 | 0 | 0 | 0 | 0.14685 | 1.9726 | 1.9075 | 0.14685 | 1.9726 | 1.9075 | -24.494 | -146.6338 | 147.5756 | -24.494 | -146.6338 | 147.5756
Line13_13_14 | 0.1732 | 0.17321 | 0.17321 | 0.17321 | 0.1732 | 0.1732 | 0.04 | 0.04 | 0.04 | 0.04 | 0.04 | 0.04 | -0.0028729 | -0.041134 | 0.029553 | 0.0031729 | 0.041434 | -0.029253 | -0.0051234 | -0.067334 | -0.070343 | 0.0057234 | 0.067934 | 0.070943 | 94.7869 | -25.2132 | -145.213 | -85.2131 | 154.7869 | 34.7869 | 0.14685 | 1.9726 | 1.9075 | 0.1636 | 1.9893 | 1.9184 | -24.494 | -146.6338 | 147.5756 | -24.2157 | -146.5929 | 147.1956
Line14_15_16 | 0 | 0 | 0 | 0 | 0 | 0 | 0 | 0 | 0 | 0 | 0 | 0 | 1.0621e-08 | 1.9228e-07 | -1.7647e-07 | -4.8505e-09 | -1.033e-07 | 8.1711e-08 | 2.3388e-08 | -2.8776e-07 | -2.8101e-07 | -1.1939e-08 | 1.4031e-07 | 1.4407e-07 | 0 | 0 | 0 | 0 | 0 | 0 | 0.14685 | 1.9726 | 1.9075 | 0.14685 | 1.9726 | 1.9075 | -24.494 | -146.6338 | 147.5756 | -24.494 | -146.6338 | 147.5756
Line15_16_17 | 0 | 0 | 0 | 0 | 0 | 0 | 0 | 0 | 0 | 0 | 0 | 0 | 5.3104e-09 | 9.614e-08 | -8.8233e-08 | 4.5991e-10 | -7.1558e-09 | -6.5214e-09 | 1.1694e-08 | -1.4388e-07 | -1.4051e-07 | -2.4556e-10 | -3.5667e-09 | 3.5614e-09 | 0 | 0 | 0 | 0 | 0 | 0 | 0.14685 | 1.9726 | 1.9075 | 0.14685 | 1.9726 | 1.9075 | -24.494 | -146.6338 | 147.5756 | -24.494 | -146.6338 | 147.5756
Line16_4_18 | 0.59598 | 0 | 0 | 0.59598 | 0 | 0 | 0.13763 | 0 | 0 | 0.13763 | 0 | 0 | 0.0029599 | 9.5447e-08 | -8.4118e-08 | -3.0869e-14 | -6.4807e-09 | -6.0884e-09 | 0.0059198 | -1.4082e-07 | -1.4185e-07 | 2.0039e-14 | -3.4024e-09 | 3.603e-09 | -87.5536 | 0 | 0 | 92.4464 | 0 | 0 | 0.048088 | 1.9168 | 1.8677 | 0 | 1.9117 | 1.8582 | -24.1186 | -146.4291 | 148.7711 | 0 | -146.1855 | 148.7344
Line17_5_19 | 0 | 0 | 0 | 0 | 0 | 0 | 0 | 0 | 0 | 0 | 0 | 0 | 3.1208e-09 | 9.2001e-08 | -8.2751e-08 | 2.6432e-10 | -6.4566e-09 | -6.1779e-09 | 6.2448e-09 | -1.3924e-07 | -1.4e-07 | -1.4518e-10 | -3.4663e-09 | 3.6618e-09 | 0 | 0 | 0 | 0 | 0 | 0 | 0.079904 | 1.9058 | 1.8645 | 0.079904 | 1.9058 | 1.8645 | -26.7739 | -146.8045 | 149.1399 | -26.7739 | -146.8045 | 149.1399
Line1_1_3 | 0.1732 | 0.17321 | 0.17321 | 0.1732 | 0.17321 | 0.17321 | 0.039999 | 0.04 | 0.04 | 0.039999 | 0.04 | 0.04 | -0.0016729 | -0.039934 | 0.030752 | 0.0019729 | 0.040234 | -0.030452 | -0.0027233 | -0.064935 | -0.067944 | 0.0033233 | 0.065535 | 0.068544 | 94.787 | -25.214 | -145.2123 | -85.213 | 154.7861 | 34.7876 | 0.079904 | 1.9058 | 1.8645 | 0.096622 | 1.9225 | 1.8751 | -26.7739 | -146.8045 | 149.1399 | -25.9078 | -146.7607 | 148.7421
Line2_1_4 | 0.42875 | 0.17321 | 0.17321 | 0.42875 | 0.17321 | 0.17321 | 0.099016 | 0.04 | 0.04 | 0.099016 | 0.04 | 0.04 | 0.0032312 | -0.051011 | 0.017968 | -0.0017411 | 0.050932 | -0.017533 | 0.0072219 | -0.056649 | -0.072382 | -0.0044316 | 0.057311 | 0.072622 | -92.6693 | -14.8021 | -134.8017 | 87.3307 | 165.198 | 45.1982 | 0.079904 | 1.9058 | 1.8645 | 0.048088 | 1.9168 | 1.8677 | -26.7739 | -146.8045 | 149.1399 | -24.1186 | -146.4291 | 148.7711
Line3_1_5 | 0 | 0 | 0 | 0 | 0 | 0 | 0 | 0 | 0 | 0 | 0 | 0 | 6.2417e-09 | 1.84e-07 | -1.655e-07 | -2.8565e-09 | -9.8457e-08 | 7.6573e-08 | 1.249e-08 | -2.7848e-07 | -2.8e-07 | -6.3899e-09 | 1.3578e-07 | 1.4366e-07 | 0 | 0 | 0 | 0 | 0 | 0 | 0.079904 | 1.9058 | 1.8645 | 0.079904 | 1.9058 | 1.8645 | -26.7739 | -146.8045 | 149.1399 | -26.7739 | -146.8045 | 149.1399
Line4_2_6 | 0.1732 | 0.17321 | 0.17321 | 0.1732 | 0.17321 | 0.17321 | 0.04 | 0.04 | 0.04 | 0.04 | 0.04 | 0.04 | -0.0019729 | -0.040234 | 0.030453 | 0.0022729 | 0.040534 | -0.030153 | -0.0033234 | -0.065535 | -0.068543 | 0.0039234 | 0.066135 | 0.069143 | 94.787 | -25.2137 | -145.2126 | -85.213 | 154.7864 | 34.7873 | 0.096622 | 1.9225 | 1.8751 | 0.11336 | 1.9392 | 1.8858 | -25.9078 | -146.7607 | 148.7421 | -25.2974 | -146.7177 | 148.3488
Line5_6_7 | 0.1732 | 0.17321 | 0.17321 | 0.1732 | 0.17321 | 0.17321 | 0.04 | 0.04 | 0.04 | 0.04 | 0.04 | 0.04 | -0.0022729 | -0.040534 | 0.030153 | 0.0025729 | 0.040834 | -0.029853 | -0.0039234 | -0.066135 | -0.069143 | 0.0045234 | 0.066735 | 0.069743 | 94.787 | -25.2136 | -145.2127 | -85.213 | 154.7866 | 34.7872 | 0.11336 | 1.9392 | 1.8858 | 0.1301 | 1.9559 | 1.8966 | -25.2974 | -146.7177 | 148.3488 | -24.844 | -146.6754 | 147.96
Line6_7_8 | 1.1358e-06 | 1.1391e-06 | 1.1307e-06 | 0 | 0 | 0 | 2.6231e-07 | 2.6306e-07 | 2.6112e-07 | 0 | 0 | 0 | 1.428e-08 | 2.8531e-07 | -2.606e-07 | -9.1058e-09 | -1.9718e-07 | 1.673e-07 | 3.0995e-08 | -4.2816e-07 | -4.2114e-07 | -2.0884e-08 | 2.819e-07 | 2.8435e-07 | -90.1078 | -90.3528 | -90.2912 | 0 | 0 | 0 | 0.1301 | 1.9559 | 1.8966 | 0.1301 | 1.9559 | 1.8966 | -24.844 | -146.6754 | 147.96 | -24.844 | -146.6754 | 147.96
Line7_8_9 | 0 | 0 | 0 | 0 | 0 | 0 | 0 | 0 | 0 | 0 | 0 | 0 | 4.7599e-09 | 9.5102e-08 | -8.6865e-08 | 4.1411e-10 | -6.9779e-09 | -6.4325e-09 | 1.0332e-08 | -1.4272e-07 | -1.4038e-07 | -2.2046e-10 | -3.5416e-09 | 3.5865e-09 | 0 | 0 | 0 | 0 | 0 | 0 | 0.1301 | 1.9559 | 1.8966 | 0.1301 | 1.9559 | 1.8966 | -24.844 | -146.6754 | 147.96 | -24.844 | -146.6754 | 147.96
Line8_8_10 | 0 | 0 | 0 | 0 | 0 | 0 | 0 | 0 | 0 | 0 | 0 | 0 | 4.7599e-09 | 9.5102e-08 | -8.6865e-08 | 4.1411e-10 | -6.9779e-09 | -6.4325e-09 | 1.0332e-08 | -1.4272e-07 | -1.4038e-07 | -2.2046e-10 | -3.5416e-09 | 3.5865e-09 | 0 | 0 | 0 | 0 | 0 | 0 | 0.1301 | 1.9559 | 1.8966 | 0.1301 | 1.9559 | 1.8966 | -24.844 | -146.6754 | 147.96 | -24.844 | -146.6754 | 147.96
Line9_3_11 | 0.1732 | 0.17321 | 0.17321 | 0.1732 | 0.17321 | 0.17321 | 0.039999 | 0.04 | 0.04 | 0.039999 | 0.04 | 0.04 | -0.0019729 | -0.040234 | 0.030452 | 0.0022728 | 0.040534 | -0.030152 | -0.0033233 | -0.065535 | -0.068544 | 0.0039233 | 0.066135 | 0.069144 | 94.787 | -25.2139 | -145.2124 | -85.213 | 154.7862 | 34.7875 | 0.096622 | 1.9225 | 1.8751 | 0.11335 | 1.9392 | 1.8858 | -25.9078 | -146.7607 | 148.7421 | -25.2974 | -146.7177 | 148.3488

## LG_max_fault_6
name | pf_ikss_a_from_ka | pf_ikss_b_from_ka | pf_ikss_c_from_ka | pf_ikss_a_to_ka | pf_ikss_b_to_ka | pf_ikss_c_to_ka | pf_skss_a_from_mw | pf_skss_b_from_mw | pf_skss_c_from_mw | pf_skss_a_to_mw | pf_skss_b_to_mw | pf_skss_c_to_mw | pf_p_a_from_mw | pf_p_b_from_mw | pf_p_c_from_mw | pf_p_a_to_mw | pf_p_b_to_mw | pf_p_c_to_mw | pf_q_a_from_mvar | pf_q_b_from_mvar | pf_q_c_from_mvar | pf_q_a_to_mvar | pf_q_b_to_mvar | pf_q_c_to_mvar | pf_ikss_a_from_degree | pf_ikss_b_from_degree | pf_ikss_c_from_degree | pf_ikss_a_to_degree | pf_ikss_b_to_degree | pf_ikss_c_to_degree | pf_vm_a_from_pu | pf_vm_b_from_pu | pf_vm_c_from_pu | pf_vm_a_to_pu | pf_vm_b_to_pu | pf_vm_c_to_pu | pf_va_a_from_degree | pf_va_b_from_degree | pf_va_c_from_degree | pf_va_a_to_degree | pf_va_b_to_degree | pf_va_c_to_degree
Line0_1_2 | 0.1732 | 0.17321 | 0.1732 | 0.1732 | 0.17321 | 0.1732 | 0.04 | 0.04 | 0.04 | 0.04 | 0.04 | 0.04 | -0.0050903 | -0.0044552 | -0.0011818 | 0.0053903 | 0.0047552 | 0.0014818 | -0.041933 | -0.046153 | -0.043618 | 0.042533 | 0.046753 | 0.044218 | 94.7872 | -25.2128 | -145.2127 | -85.2128 | 154.7872 | 34.7873 | 1.056 | 1.1592 | 1.0909 | 1.0718 | 1.1749 | 1.1061 | -2.1341 | -120.7265 | 123.2352 | -2.4355 | -121.0203 | 122.8679
Line10_11_12 | 0.1732 | 0.17321 | 0.1732 | 0.1732 | 0.17321 | 0.1732 | 0.04 | 0.04 | 0.04 | 0.04 | 0.04 | 0.04 | -0.0056903 | -0.0050552 | -0.0017818 | 0.0059903 | 0.0053552 | 0.0020818 | -0.043133 | -0.047353 | -0.044818 | 0.043733 | 0.047953 | 0.045418 | 94.7872 | -25.2128 | -145.2127 | -85.2128 | 154.7872 | 34.7873 | 1.0877 | 1.1906 | 1.1213 | 1.1035 | 1.2063 | 1.1367 | -2.7281 | -121.3063 | 122.5106 | -3.0123 | -121.5849 | 122.1628
Line11_12_13 | 0.1732 | 0.17321 | 0.1732 | 0.1732 | 0.17321 | 0.1732 | 0.04 | 0.04 | 0.04 | 0.04 | 0.04 | 0.04 | -0.0059903 | -0.0053552 | -0.0020818 | 0.0062903 | 0.0056552 | 0.0023818 | -0.043733 | -0.047953 | -0.045418 | 0.044333 | 0.048553 | 0.046018 | 94.7872 | -25.2128 | -145.2127 | -85.2128 | 154.7872 | 34.7873 | 1.1035 | 1.2063 | 1.1367 | 1.1194 | 1.222 | 1.152 | -3.0123 | -121.5849 | 122.1628 | -3.2884 | -121.8563 | 121.8244
Line12_13_15 | 0 | 0 | 0 | 0 | 0 | 0 | 0 | 0 | 0 | 0 | 0 | 0 | 1.3151e-08 | 7.3816e-09 | -1.6037e-08 | -9.0595e-09 | -5.6944e-09 | 1.0259e-08 | 1.2705e-08 | -1.7557e-08 | 2.8285e-09 | -8.7171e-09 | 1.1552e-08 | -1.7445e-09 | 0 | 0 | 0 | 0 | 0 | 0 | 1.1194 | 1.222 | 1.152 | 1.1194 | 1.222 | 1.152 | -3.2884 | -121.8563 | 121.8244 | -3.2884 | -121.8563 | 121.8244
Line13_13_14 | 0.1732 | 0.17321 | 0.1732 | 0.1732 | 0.1732 | 0.1732 | 0.04 | 0.04 | 0.04 | 0.04 | 0.04 | 0.04 | -0.0062903 | -0.0056552 | -0.0023818 | 0.0065903 | 0.0059552 | 0.0026818 | -0.044333 | -0.048553 | -0.046018 | 0.044933 | 0.049153 | 0.046618 | 94.7872 | -25.2128 | -145.2128 | -85.2128 | 154.7872 | 34.7872 | 1.1194 | 1.222 | 1.152 | 1.1353 | 1.2378 | 1.1674 | -3.2884 | -121.8563 | 121.8244 | -3.5568 | -122.1208 | 121.4948
Line14_15_16 | 0 | 0 | 0 | 0 | 0 | 0 | 0 | 0 | 0 | 0 | 0 | 0 | 8.7674e-09 | 4.9211e-09 | -1.0692e-08 | -4.6758e-09 | -3.2339e-09 | 4.9127e-09 | 8.4699e-09 | -1.1704e-08 | 1.8857e-09 | -4.4821e-09 | 5.6998e-09 | -8.0164e-10 | 0 | 0 | 0 | 0 | 0 | 0 | 1.1194 | 1.222 | 1.152 | 1.1194 | 1.222 | 1.152 | -3.2884 | -121.8563 | 121.8244 | -3.2884 | -121.8563 | 121.8244
Line15_16_17 | 0 | 0 | 0 | 0 | 0 | 0 | 0 | 0 | 0 | 0 | 0 | 0 | 4.3837e-09 | 2.4605e-09 | -5.3458e-09 | -2.9206e-10 | -7.7331e-10 | -4.3309e-10 | 4.2349e-09 | -5.8522e-09 | 9.4284e-10 | -2.4722e-10 | -1.5241e-10 | 1.412e-10 | 0 | 0 | 0 | 0 | 0 | 0 | 1.1194 | 1.222 | 1.152 | 1.1194 | 1.222 | 1.152 | -3.2884 | -121.8563 | 121.8244 | -3.2884 | -121.8563 | 121.8244
Line16_4_18 | 0.034856 | 0 | 0 | 0.034856 | 0 | 0 | 0.0080497 | 0 | 0 | 0.0080497 | 0 | 0 | 0.0060849 | 2.3187e-09 | -5.4116e-09 | -0.0060748 | -5.3839e-10 | -2.3616e-10 | 0.0060951 | -5.7404e-09 | 6.8518e-10 | -0.0060748 | -6.6026e-11 | 2.2037e-10 | -47.3689 | 0 | 0 | 132.6311 | 0 | 0 | 1.0699 | 1.1753 | 1.107 | 1.0673 | 1.1749 | 1.1068 | -2.3213 | -120.8551 | 122.9923 | -2.3689 | -120.8364 | 122.9644
Line17_5_19 | 0 | 0 | 0 | 0 | 0 | 0 | 0 | 0 | 0 | 0 | 0 | 0 | 3.8095e-09 | 2.1769e-09 | -5.3257e-09 | -2.6136e-11 | -4.6445e-10 | -1.7012e-10 | 3.9902e-09 | -5.6066e-09 | 6.5444e-10 | -1.514e-10 | -5.6587e-11 | 2.3702e-10 | 0 | 0 | 0 | 0 | 0 | 0 | 1.056 | 1.1592 | 1.0909 | 1.056 | 1.1592 | 1.0909 | -2.1341 | -120.7265 | 123.2352 | -2.1341 | -120.7265 | 123.2352
Line1_1_3 | 0.1732 | 0.17321 | 0.1732 | 0.1732 | 0.17321 | 0.1732 | 0.04 | 0.04 | 0.04 | 0.04 | 0.04 | 0.04 | -0.0050902 | -0.0044552 | -0.0011819 | 0.0053902 | 0.0047552 | 0.0014818 | -0.041933 | -0.046153 | -0.043618 | 0.042533 | 0.046753 | 0.044218 | 94.7872 | -25.2128 | -145.2127 | -85.2128 | 154.7872 | 34.7873 | 1.056 | 1.1592 | 1.0909 | 1.0718 | 1.1749 | 1.1061 | -2.1341 | -120.7265 | 123.2352 | -2.4355 | -121.0203 | 122.8679
Line2_1_4 | 0.14309 | 0.17321 | 0.17321 | 0.14309 | 0.17321 | 0.17321 | 0.033044 | 0.04 | 0.04 | 0.033044 | 0.04 | 0.04 | -0.0067767 | -0.01292 | -0.0092339 | 0.0069792 | 0.0132 | 0.0095535 | -0.034231 | -0.044531 | -0.042646 | 0.034659 | 0.04512 | 0.043235 | 99.064 | -14.5475 | -134.5475 | -80.936 | 165.4525 | 45.4525 | 1.056 | 1.1592 | 1.0909 | 1.0699 | 1.1753 | 1.107 | -2.1341 | -120.7265 | 123.2352 | -2.3213 | -120.8551 | 122.9923
Line3_1_5 | 0 | 0 | 0 | 0 | 0 | 0 | 0 | 0 | 0 | 0 | 0 | 0 | 7.6189e-09 | 4.3539e-09 | -1.0651e-08 | -3.8356e-09 | -2.6414e-09 | 5.1556e-09 | 7.9805e-09 | -1.1213e-08 | 1.3089e-09 | -4.1416e-09 | 5.55e-09 | -4.1743e-10 | 0 | 0 | 0 | 0 | 0 | 0 | 1.056 | 1.1592 | 1.0909 | 1.056 | 1.1592 | 1.0909 | -2.1341 | -120.7265 | 123.2352 | -2.1341 | -120.7265 | 123.2352
Line4_2_6 | 0.1732 | 0.17321 | 0.1732 | 0.1732 | 0.17321 | 0.1732 | 0.04 | 0.04 | 0.04 | 0.04 | 0.04 | 0.04 | -0.0053903 | -0.0047552 | -0.0014818 | 0.0056903 | 0.0050552 | 0.0017818 | -0.042533 | -0.046753 | -0.044218 | 0.043133 | 0.047353 | 0.044818 | 94.7872 | -25.2128 | -145.2127 | -85.2128 | 154.7872 | 34.7873 | 1.0718 | 1.1749 | 1.1061 | 1.0877 | 1.1906 | 1.1213 | -2.4355 | -121.0203 | 122.8679 | -2.7281 | -121.3063 | 122.5106
Line5_6_7 | 0.1732 | 0.17321 | 0.1732 | 0.1732 | 0.17321 | 0.1732 | 0.04 | 0.04 | 0.04 | 0.04 | 0.04 | 0.04 | -0.0056903 | -0.0050552 | -0.0017818 | 0.0059903 | 0.0053552 | 0.0020818 | -0.043133 | -0.047353 | -0.044818 | 0.043733 | 0.047953 | 0.045418 | 94.7872 | -25.2128 | -145.2127 | -85.2128 | 154.7872 | 34.7872 | 1.0877 | 1.1906 | 1.1213 | 1.1035 | 1.2063 | 1.1367 | -2.7281 | -121.3063 | 122.5106 | -3.0123 | -121.5849 | 122.1628
Line6_7_8 | 0 | 0 | 0 | 0 | 0 | 0 | 0 | 0 | 0 | 0 | 0 | 0 | 1.2711e-08 | 7.1596e-09 | -1.6032e-08 | -8.6966e-09 | -5.4661e-09 | 1.0323e-08 | 1.2521e-08 | -1.7372e-08 | 2.6122e-09 | -8.5708e-09 | 1.1453e-08 | -1.5763e-09 | 0 | 0 | 0 | 0 | 0 | 0 | 1.1035 | 1.2063 | 1.1367 | 1.1035 | 1.2063 | 1.1367 | -3.0123 | -121.5849 | 122.1628 | -3.0123 | -121.5849 | 122.1628
Line7_8_9 | 0 | 0 | 0 | 0 | 0 | 0 | 0 | 0 | 0 | 0 | 0 | 0 | 4.2371e-09 | 2.3865e-09 | -5.3439e-09 | -2.2249e-10 | -6.93e-10 | -3.6426e-10 | 4.1738e-09 | -5.7908e-09 | 8.7074e-10 | -2.2326e-10 | -1.2845e-10 | 1.6515e-10 | 0 | 0 | 0 | 0 | 0 | 0 | 1.1035 | 1.2063 | 1.1367 | 1.1035 | 1.2063 | 1.1367 | -3.0123 | -121.5849 | 122.1628 | -3.0123 | -121.5849 | 122.1628
Line8_8_10 | 0 | 0 | 0 | 0 | 0 | 0 | 0 | 0 | 0 | 0 | 0 | 0 | 4.2371e-09 | 2.3865e-09 | -5.3439e-09 | -2.2249e-10 | -6.93e-10 | -3.6426e-10 | 4.1738e-09 | -5.7908e-09 | 8.7074e-10 | -2.2326e-10 | -1.2845e-10 | 1.6515e-10 | 0 | 0 | 0 | 0 | 0 | 0 | 1.1035 | 1.2063 | 1.1367 | 1.1035 | 1.2063 | 1.1367 | -3.0123 | -121.5849 | 122.1628 | -3.0123 | -121.5849 | 122.1628
Line9_3_11 | 0.1732 | 0.17321 | 0.1732 | 0.1732 | 0.17321 | 0.1732 | 0.04 | 0.04 | 0.04 | 0.04 | 0.04 | 0.04 | -0.0053902 | -0.0047552 | -0.0014818 | 0.0056903 | 0.0050552 | 0.0017818 | -0.042533 | -0.046753 | -0.044218 | 0.043133 | 0.047353 | 0.044818 | 94.7872 | -25.2128 | -145.2127 | -85.2128 | 154.7872 | 34.7873 | 1.0718 | 1.1749 | 1.1061 | 1.0877 | 1.1906 | 1.1213 | -2.4355 | -121.0203 | 122.8679 | -2.7281 | -121.3063 | 122.5106

## LG_max_fault_10
name | pf_ikss_a_from_ka | pf_ikss_b_from_ka | pf_ikss_c_from_ka | pf_ikss_a_to_ka | pf_ikss_b_to_ka | pf_ikss_c_to_ka | pf_skss_a_from_mw | pf_skss_b_from_mw | pf_skss_c_from_mw | pf_skss_a_to_mw | pf_skss_b_to_mw | pf_skss_c_to_mw | pf_p_a_from_mw | pf_p_b_from_mw | pf_p_c_from_mw | pf_p_a_to_mw | pf_p_b_to_mw | pf_p_c_to_mw | pf_q_a_from_mvar | pf_q_b_from_mvar | pf_q_c_from_mvar | pf_q_a_to_mvar | pf_q_b_to_mvar | pf_q_c_to_mvar | pf_ikss_a_from_degree | pf_ikss_b_from_degree | pf_ikss_c_from_degree | pf_ikss_a_to_degree | pf_ikss_b_to_degree | pf_ikss_c_to_degree | pf_vm_a_from_pu | pf_vm_b_from_pu | pf_vm_c_from_pu | pf_vm_a_to_pu | pf_vm_b_to_pu | pf_vm_c_to_pu | pf_va_a_from_degree | pf_va_b_from_degree | pf_va_c_from_degree | pf_va_a_to_degree | pf_va_b_to_degree | pf_va_c_to_degree
Line0_1_2 | 0.1732 | 0.17321 | 0.1732 | 0.1732 | 0.17321 | 0.1732 | 0.04 | 0.04 | 0.04 | 0.04 | 0.04 | 0.04 | -0.0053371 | -0.0046694 | -0.0012442 | 0.0056371 | 0.0049694 | 0.0015442 | -0.043926 | -0.048347 | -0.045696 | 0.044526 | 0.048947 | 0.046296 | 94.7869 | -25.2131 | -145.213 | -85.2131 | 154.7869 | 34.7869 | 1.1062 | 1.2143 | 1.1428 | 1.122 | 1.23 | 1.158 | -2.1407 | -120.7297 | 123.2273 | -2.4285 | -121.0102 | 122.8766
Line10_11_12 | 0.1732 | 0.17321 | 0.1732 | 0.1732 | 0.17321 | 0.1732 | 0.04 | 0.04 | 0.04 | 0.04 | 0.04 | 0.04 | -0.0059371 | -0.0052694 | -0.0018442 | 0.0062371 | 0.0055694 | 0.0021442 | -0.045126 | -0.049547 | -0.046896 | 0.045726 | 0.050147 | 0.047496 | 94.7869 | -25.2131 | -145.213 | -85.2131 | 154.7869 | 34.7869 | 1.1379 | 1.2457 | 1.1733 | 1.1537 | 1.2614 | 1.1886 | -2.7083 | -121.2838 | 122.5349 | -2.9804 | -121.5505 | 122.2021
Line11_12_13 | 0.1732 | 0.17321 | 0.1732 | 0.1732 | 0.17321 | 0.1732 | 0.04 | 0.04 | 0.04 | 0.04 | 0.04 | 0.04 | -0.0062371 | -0.0055694 | -0.0021442 | 0.0065371 | 0.0058694 | 0.0024442 | -0.045726 | -0.050147 | -0.047496 | 0.046326 | 0.050747 | 0.048096 | 94.7869 | -25.2131 | -145.2131 | -85.2131 | 154.7869 | 34.7869 | 1.1537 | 1.2614 | 1.1886 | 1.1696 | 1.2771 | 1.2039 | -2.9804 | -121.5505 | 122.2021 | -3.2451 | -121.8106 | 121.8777
Line12_13_15 | 0 | 0 | 0 | 0 | 0 | 0 | 0 | 0 | 0 | 0 | 0 | 0 | 1.4337e-08 | 8.0563e-09 | -1.7594e-08 | -9.8642e-09 | -6.2029e-09 | 1.1268e-08 | 1.3904e-08 | -1.9222e-08 | 3.0601e-09 | -9.5366e-09 | 1.2652e-08 | -1.881e-09 | 0 | 0 | 0 | 0 | 0 | 0 | 1.1696 | 1.2771 | 1.2039 | 1.1696 | 1.2771 | 1.2039 | -3.2451 | -121.8106 | 121.8777 | -3.2451 | -121.8106 | 121.8777
Line13_13_14 | 0.1732 | 0.17321 | 0.1732 | 0.1732 | 0.1732 | 0.1732 | 0.04 | 0.04 | 0.04 | 0.04 | 0.04 | 0.04 | -0.0065371 | -0.0058694 | -0.0024442 | 0.0068371 | 0.0061694 | 0.0027442 | -0.046326 | -0.050747 | -0.048096 | 0.046926 | 0.051347 | 0.048696 | 94.7869 | -25.2131 | -145.2131 | -85.2131 | 154.7869 | 34.7869 | 1.1696 | 1.2771 | 1.2039 | 1.1855 | 1.2929 | 1.2193 | -3.2451 | -121.8106 | 121.8777 | -3.5028 | -122.0644 | 121.5615
Line14_15_16 | 0 | 0 | 0 | 0 | 0 | 0 | 0 | 0 | 0 | 0 | 0 | 0 | 9.558e-09 | 5.3709e-09 | -1.1729e-08 | -5.0852e-09 | -3.5175e-09 | 5.4032e-09 | 9.2696e-09 | -1.2814e-08 | 2.0401e-09 | -4.9018e-09 | 6.2445e-09 | -8.6093e-10 | 0 | 0 | 0 | 0 | 0 | 0 | 1.1696 | 1.2771 | 1.2039 | 1.1696 | 1.2771 | 1.2039 | -3.2451 | -121.8106 | 121.8777 | -3.2451 | -121.8106 | 121.8777
Line15_16_17 | 0 | 0 | 0 | 0 | 0 | 0 | 0 | 0 | 0 | 0 | 0 | 0 | 4.779e-09 | 2.6854e-09 | -5.8647e-09 | -3.0616e-10 | -8.3209e-10 | -4.6148e-10 | 4.6348e-09 | -6.4072e-09 | 1.02e-09 | -2.6705e-10 | -1.6275e-10 | 1.5911e-10 | 0 | 0 | 0 | 0 | 0 | 0 | 1.1696 | 1.2771 | 1.2039 | 1.1696 | 1.2771 | 1.2039 | -3.2451 | -121.8106 | 121.8777 | -3.2451 | -121.8106 | 121.8777
Line16_4_18 | 0.036487 | 0 | 0 | 0.036487 | 0 | 0 | 0.0084264 | 0 | 0 | 0.0084264 | 0 | 0 | 0.0066678 | 2.5397e-09 | -5.9365e-09 | -0.0066567 | -5.8649e-10 | -2.5569e-10 | 0.0066789 | -6.2929e-09 | 7.5011e-10 | -0.0066567 | -7.2406e-11 | 2.4155e-10 | -47.3729 | 0 | 0 | 132.6271 | 0 | 0 | 1.12 | 1.2304 | 1.1589 | 1.1172 | 1.2299 | 1.1587 | -2.3253 | -120.855 | 122.9906 | -2.3729 | -120.8363 | 122.9627
Line17_5_19 | 0 | 0 | 0 | 0 | 0 | 0 | 0 | 0 | 0 | 0 | 0 | 0 | 4.1784e-09 | 2.389e-09 | -5.843e-09 | -2.8369e-11 | -5.0934e-10 | -1.8673e-10 | 4.3784e-09 | -6.15e-09 | 7.1805e-10 | -1.6666e-10 | -6.237e-11 | 2.595e-10 | 0 | 0 | 0 | 0 | 0 | 0 | 1.1062 | 1.2143 | 1.1428 | 1.1062 | 1.2143 | 1.1428 | -2.1407 | -120.7297 | 123.2273 | -2.1407 | -120.7297 | 123.2273
Line1_1_3 | 0.1732 | 0.17321 | 0.1732 | 0.1732 | 0.17321 | 0.1732 | 0.04 | 0.04 | 0.04 | 0.04 | 0.04 | 0.04 | -0.0053371 | -0.0046694 | -0.0012442 | 0.0056371 | 0.0049694 | 0.0015442 | -0.043926 | -0.048347 | -0.045696 | 0.044526 | 0.048947 | 0.046296 | 94.7869 | -25.2131 | -145.213 | -85.2131 | 154.7869 | 34.787 | 1.1062 | 1.2143 | 1.1428 | 1.122 | 1.23 | 1.158 | -2.1407 | -120.7297 | 123.2273 | -2.4285 | -121.0102 | 122.8766
Line2_1_4 | 0.14182 | 0.17321 | 0.17321 | 0.14182 | 0.17321 | 0.17321 | 0.032752 | 0.04 | 0.04 | 0.032752 | 0.04 | 0.04 | -0.0066226 | -0.013329 | -0.0094815 | 0.0068212 | 0.013609 | 0.009802 | -0.03562 | -0.046707 | -0.044719 | 0.036042 | 0.047295 | 0.045307 | 98.3916 | -14.8019 | -134.8018 | -81.6084 | 165.1981 | 45.1981 | 1.1062 | 1.2143 | 1.1428 | 1.12 | 1.2304 | 1.1589 | -2.1407 | -120.7297 | 123.2273 | -2.3253 | -120.855 | 122.9906
Line3_1_5 | 0 | 0 | 0 | 0 | 0 | 0 | 0 | 0 | 0 | 0 | 0 | 0 | 8.3568e-09 | 4.778e-09 | -1.1686e-08 | -4.2067e-09 | -2.8984e-09 | 5.6562e-09 | 8.7569e-09 | -1.23e-08 | 1.4361e-09 | -4.5451e-09 | 6.0876e-09 | -4.5855e-10 | 0 | 0 | 0 | 0 | 0 | 0 | 1.1062 | 1.2143 | 1.1428 | 1.1062 | 1.2143 | 1.1428 | -2.1407 | -120.7297 | 123.2273 | -2.1407 | -120.7297 | 123.2273
Line4_2_6 | 0.1732 | 0.17321 | 0.1732 | 0.1732 | 0.17321 | 0.1732 | 0.04 | 0.04 | 0.04 | 0.04 | 0.04 | 0.04 | -0.0056371 | -0.0049694 | -0.0015442 | 0.0059371 | 0.0052694 | 0.0018442 | -0.044526 | -0.048947 | -0.046296 | 0.045126 | 0.049547 | 0.046896 | 94.7869 | -25.2131 | -145.2131 | -85.2131 | 154.7869 | 34.7869 | 1.122 | 1.23 | 1.158 | 1.1379 | 1.2457 | 1.1733 | -2.4285 | -121.0102 | 122.8766 | -2.7083 | -121.2838 | 122.5349
Line5_6_7 | 0.1732 | 0.17321 | 0.1732 | 0.1732 | 0.17321 | 0.1732 | 0.04 | 0.04 | 0.04 | 0.04 | 0.04 | 0.04 | -0.0059371 | -0.0052694 | -0.0018442 | 0.0062371 | 0.0055694 | 0.0021442 | -0.045126 | -0.049547 | -0.046896 | 0.045726 | 0.050147 | 0.047496 | 94.7869 | -25.2131 | -145.2131 | -85.2131 | 154.7869 | 34.7869 | 1.1379 | 1.2457 | 1.1733 | 1.1537 | 1.2614 | 1.1886 | -2.7083 | -121.2838 | 122.5349 | -2.9804 | -121.5505 | 122.2021
Line6_7_8 | 0 | 0 | 0 | 0 | 0 | 0 | 0 | 0 | 0 | 0 | 0 | 0 | 1.3877e-08 | 7.8247e-09 | -1.7587e-08 | -9.4851e-09 | -5.9648e-09 | 1.1335e-08 | 1.3712e-08 | -1.9029e-08 | 2.8336e-09 | -9.3834e-09 | 1.2548e-08 | -1.7049e-09 | 0 | 0 | 0 | 0 | 0 | 0 | 1.1537 | 1.2614 | 1.1886 | 1.1537 | 1.2614 | 1.1886 | -2.9804 | -121.5505 | 122.2021 | -2.9804 | -121.5505 | 122.2021
Line7_8_9 | 0 | 0 | 0 | 0 | 0 | 0 | 0 | 0 | 0 | 0 | 0 | 0 | 4.6258e-09 | 2.6082e-09 | -5.8624e-09 | -2.3361e-10 | -7.4831e-10 | -3.897e-10 | 4.5707e-09 | -6.3429e-09 | 9.4455e-10 | -2.4195e-10 | -1.3766e-10 | 1.8421e-10 | 0 | 0 | 0 | 0 | 0 | 0 | 1.1537 | 1.2614 | 1.1886 | 1.1537 | 1.2614 | 1.1886 | -2.9804 | -121.5505 | 122.2021 | -2.9804 | -121.5505 | 122.2021
Line8_8_10 | 0 | 0 | 0 | 0 | 0 | 0 | 0 | 0 | 0 | 0 | 0 | 0 | 4.6258e-09 | 2.6082e-09 | -5.8624e-09 | -2.3361e-10 | -7.4831e-10 | -3.897e-10 | 4.5707e-09 | -6.3429e-09 | 9.4455e-10 | -2.4195e-10 | -1.3766e-10 | 1.8421e-10 | 0 | 0 | 0 | 0 | 0 | 0 | 1.1537 | 1.2614 | 1.1886 | 1.1537 | 1.2614 | 1.1886 | -2.9804 | -121.5505 | 122.2021 | -2.9804 | -121.5505 | 122.2021
Line9_3_11 | 0.1732 | 0.17321 | 0.1732 | 0.1732 | 0.17321 | 0.1732 | 0.04 | 0.04 | 0.04 | 0.04 | 0.04 | 0.04 | -0.0056371 | -0.0049694 | -0.0015442 | 0.0059371 | 0.0052694 | 0.0018442 | -0.044526 | -0.048947 | -0.046296 | 0.045126 | 0.049547 | 0.046896 | 94.7869 | -25.2131 | -145.213 | -85.2131 | 154.7869 | 34.787 | 1.122 | 1.23 | 1.158 | 1.1379 | 1.2457 | 1.1733 | -2.4285 | -121.0102 | 122.8766 | -2.7083 | -121.2838 | 122.5349

## LG_min_6
name | pf_ikss_a_from_ka | pf_ikss_b_from_ka | pf_ikss_c_from_ka | pf_ikss_a_to_ka | pf_ikss_b_to_ka | pf_ikss_c_to_ka | pf_skss_a_from_mw | pf_skss_b_from_mw | pf_skss_c_from_mw | pf_skss_a_to_mw | pf_skss_b_to_mw | pf_skss_c_to_mw | pf_p_a_from_mw | pf_p_b_from_mw | pf_p_c_from_mw | pf_p_a_to_mw | pf_p_b_to_mw | pf_p_c_to_mw | pf_q_a_from_mvar | pf_q_b_from_mvar | pf_q_c_from_mvar | pf_q_a_to_mvar | pf_q_b_to_mvar | pf_q_c_to_mvar | pf_ikss_a_from_degree | pf_ikss_b_from_degree | pf_ikss_c_from_degree | pf_ikss_a_to_degree | pf_ikss_b_to_degree | pf_ikss_c_to_degree | pf_vm_a_from_pu | pf_vm_b_from_pu | pf_vm_c_from_pu | pf_vm_a_to_pu | pf_vm_b_to_pu | pf_vm_c_to_pu | pf_va_a_from_degree | pf_va_b_from_degree | pf_va_c_from_degree | pf_va_a_to_degree | pf_va_b_to_degree | pf_va_c_to_degree
Line0_1_2 | 1.8386e-06 | 1.8388e-06 | 1.8388e-06 | 1.5328e-06 | 1.5329e-06 | 1.5329e-06 | 4.246e-07 | 4.2464e-07 | 4.2464e-07 | 3.5399e-07 | 3.5402e-07 | 3.5402e-07 | 2.6922e-08 | 3.5874e-07 | -3.3967e-07 | -2.221e-08 | -3.0308e-07 | 2.793e-07 | 3.0932e-08 | -5.6306e-07 | -5.4196e-07 | -2.599e-08 | 4.6684e-07 | 4.5423e-07 | -88.4194 | -88.2694 | -88.2694 | 91.0602 | 91.2402 | 91.2402 | 0.096579 | 1.5722 | 1.5062 | 0.096578 | 1.5722 | 1.5062 | -39.4548 | -145.7673 | 149.6535 | -39.4548 | -145.7673 | 149.6535
Line10_11_12 | 1.8386e-06 | 1.8388e-06 | 1.8388e-06 | 1.5328e-06 | 1.5329e-06 | 1.5329e-06 | 4.246e-07 | 4.2464e-07 | 4.2464e-07 | 3.5399e-07 | 3.5402e-07 | 3.5402e-07 | 2.6922e-08 | 3.5874e-07 | -3.3967e-07 | -2.221e-08 | -3.0308e-07 | 2.793e-07 | 3.0932e-08 | -5.6306e-07 | -5.4196e-07 | -2.599e-08 | 4.6684e-07 | 4.5423e-07 | -88.4194 | -88.2694 | -88.2694 | 91.0602 | 91.2402 | 91.2402 | 0.096578 | 1.5722 | 1.5062 | 0.096578 | 1.5722 | 1.5062 | -39.4548 | -145.7674 | 149.6535 | -39.4548 | -145.7674 | 149.6535
Line11_12_13 | 1.5321e-06 | 1.5323e-06 | 1.5323e-06 | 1.2264e-06 | 1.2265e-06 | 1.2265e-06 | 3.5383e-07 | 3.5387e-07 | 3.5387e-07 | 2.8322e-07 | 2.8325e-07 | 2.8325e-07 | 2.2435e-08 | 2.9895e-07 | -2.8306e-07 | -1.7723e-08 | -2.4329e-07 | 2.2269e-07 | 2.5777e-08 | -4.6922e-07 | -4.5163e-07 | -2.0835e-08 | 3.7299e-07 | 3.639e-07 | -88.4194 | -88.2694 | -88.2694 | 90.9302 | 91.1177 | 91.1177 | 0.096578 | 1.5722 | 1.5062 | 0.096578 | 1.5722 | 1.5062 | -39.4548 | -145.7674 | 149.6535 | -39.4548 | -145.7674 | 149.6535
Line12_13_15 | 0 | 0 | 0 | 0 | 0 | 0 | 0 | 0 | 0 | 0 | 0 | 0 | 1.3461e-08 | 1.7937e-07 | -1.6983e-07 | -8.7485e-09 | -1.2371e-07 | 1.0946e-07 | 1.5466e-08 | -2.8153e-07 | -2.7098e-07 | -1.0524e-08 | 1.8531e-07 | 1.8325e-07 | 0 | 0 | 0 | 0 | 0 | 0 | 0.096578 | 1.5722 | 1.5062 | 0.096578 | 1.5722 | 1.5062 | -39.4548 | -145.7674 | 149.6535 | -39.4548 | -145.7674 | 149.6535
Line13_13_14 | 0 | 0 | 0 | 0 | 0 | 0 | 0 | 0 | 0 | 0 | 0 | 0 | 4.487e-09 | 5.979e-08 | -5.6612e-08 | 2.2555e-10 | -4.1315e-09 | -3.7591e-09 | 5.1553e-09 | -9.3844e-08 | -9.0327e-08 | -2.1378e-10 | -2.3808e-09 | 2.5958e-09 | 0 | 0 | 0 | 0 | 0 | 0 | 0.096578 | 1.5722 | 1.5062 | 0.096578 | 1.5722 | 1.5062 | -39.4548 | -145.7674 | 149.6535 | -39.4548 | -145.7674 | 149.6535
Line14_15_16 | 0 | 0 | 0 | 0 | 0 | 0 | 0 | 0 | 0 | 0 | 0 | 0 | 8.9741e-09 | 1.1958e-07 | -1.1322e-07 | -4.2615e-09 | -6.3921e-08 | 5.2852e-08 | 1.0311e-08 | -1.8769e-07 | -1.8065e-07 | -5.3691e-09 | 9.1463e-08 | 9.2922e-08 | 0 | 0 | 0 | 0 | 0 | 0 | 0.096578 | 1.5722 | 1.5062 | 0.096578 | 1.5722 | 1.5062 | -39.4548 | -145.7674 | 149.6535 | -39.4548 | -145.7674 | 149.6535
Line15_16_17 | 0 | 0 | 0 | 0 | 0 | 0 | 0 | 0 | 0 | 0 | 0 | 0 | 4.487e-09 | 5.979e-08 | -5.6612e-08 | 2.2555e-10 | -4.1315e-09 | -3.7591e-09 | 5.1553e-09 | -9.3844e-08 | -9.0327e-08 | -2.1378e-10 | -2.3808e-09 | 2.5958e-09 | 0 | 0 | 0 | 0 | 0 | 0 | 0.096578 | 1.5722 | 1.5062 | 0.096578 | 1.5722 | 1.5062 | -39.4548 | -145.7674 | 149.6535 | -39.4548 | -145.7674 | 149.6535
Line16_4_18 | 0.48269 | 0 | 0 | 0.48269 | 0 | 0 | 0.11147 | 0 | 0 | 0.11147 | 0 | 0 | 0.0037279 | 6.204e-08 | -5.5977e-08 | -1.212e-15 | -4.0593e-09 | -3.6128e-09 | 0.0038832 | -9.396e-08 | -9.1622e-08 | -2.1042e-15 | -2.3144e-09 | 2.5722e-09 | -85.624 | 0 | 0 | 94.376 | 0 | 0 | 0.048289 | 1.5695 | 1.4967 | 0 | 1.5669 | 1.4872 | -39.4548 | -145.429 | 149.712 | 0 | -145.0895 | 149.7713
Line17_5_19 | 0 | 0 | 0 | 0 | 0 | 0 | 0 | 0 | 0 | 0 | 0 | 0 | 4.4871e-09 | 5.979e-08 | -5.6612e-08 | 2.2555e-10 | -4.1315e-09 | -3.7591e-09 | 5.1553e-09 | -9.3843e-08 | -9.0326e-08 | -2.1378e-10 | -2.3808e-09 | 2.5958e-09 | 0 | 0 | 0 | 0 | 0 | 0 | 0.096578 | 1.5722 | 1.5062 | 0.096578 | 1.5722 | 1.5062 | -39.4548 | -145.7673 | 149.6535 | -39.4548 | -145.7673 | 149.6535
Line1_1_3 | 2.4514e-06 | 2.4517e-06 | 2.4517e-06 | 2.1456e-06 | 2.1458e-06 | 2.1458e-06 | 5.6614e-07 | 5.6619e-07 | 5.6619e-07 | 4.9552e-07 | 4.9556e-07 | 4.9556e-07 | 3.5896e-08 | 4.7832e-07 | -4.5289e-07 | -3.1184e-08 | -4.2266e-07 | 3.9252e-07 | 4.1243e-08 | -7.5075e-07 | -7.2261e-07 | -3.6301e-08 | 6.5452e-07 | 6.3488e-07 | -88.4194 | -88.2694 | -88.2694 | 91.2088 | 91.3803 | 91.3803 | 0.096579 | 1.5722 | 1.5062 | 0.096578 | 1.5722 | 1.5062 | -39.4548 | -145.7673 | 149.6535 | -39.4548 | -145.7673 | 149.6535
Line2_1_4 | 0.48269 | 0 | 0 | 0.48269 | 0 | 0 | 0.11147 | 0 | 0 | 0.11147 | 0 | 0 | 0.0074557 | 1.2197e-07 | -1.13e-07 | -0.0037279 | -6.6135e-08 | 5.2291e-08 | 0.0077664 | -1.8856e-07 | -1.8308e-07 | -0.0038832 | 9.1613e-08 | 9.4206e-08 | -85.624 | 0 | 0 | 94.376 | 0 | 0 | 0.096579 | 1.5722 | 1.5062 | 0.048289 | 1.5695 | 1.4967 | -39.4548 | -145.7673 | 149.6535 | -39.4548 | -145.429 | 149.712
Line3_1_5 | 0 | 0 | 0 | 0 | 0 | 0 | 0 | 0 | 0 | 0 | 0 | 0 | 8.9741e-09 | 1.1958e-07 | -1.1322e-07 | -4.2615e-09 | -6.3921e-08 | 5.2852e-08 | 1.0311e-08 | -1.8769e-07 | -1.8065e-07 | -5.3691e-09 | 9.1463e-08 | 9.2922e-08 | 0 | 0 | 0 | 0 | 0 | 0 | 0.096579 | 1.5722 | 1.5062 | 0.096578 | 1.5722 | 1.5062 | -39.4548 | -145.7673 | 149.6535 | -39.4548 | -145.7673 | 149.6535
Line4_2_6 | 1.5321e-06 | 1.5323e-06 | 1.5323e-06 | 1.2264e-06 | 1.2265e-06 | 1.2265e-06 | 3.5383e-07 | 3.5387e-07 | 3.5387e-07 | 2.8322e-07 | 2.8325e-07 | 2.8325e-07 | 2.2435e-08 | 2.9895e-07 | -2.8306e-07 | -1.7723e-08 | -2.4329e-07 | 2.2269e-07 | 2.5777e-08 | -4.6922e-07 | -4.5163e-07 | -2.0835e-08 | 3.7299e-07 | 3.639e-07 | -88.4194 | -88.2694 | -88.2694 | 90.9302 | 91.1177 | 91.1177 | 0.096578 | 1.5722 | 1.5062 | 0.096578 | 1.5722 | 1.5062 | -39.4548 | -145.7673 | 149.6535 | -39.4548 | -145.7674 | 149.6535
Line5_6_7 | 1.2257e-06 | 1.2258e-06 | 1.2258e-06 | 0 | 0 | 0 | 2.8307e-07 | 2.8309e-07 | 2.8309e-07 | 0 | 0 | 0 | 1.7948e-08 | 2.3916e-07 | -2.2645e-07 | -1.3236e-08 | -1.835e-07 | 1.6608e-07 | 2.0621e-08 | -3.7537e-07 | -3.6131e-07 | -1.568e-08 | 2.7915e-07 | 2.7358e-07 | -88.4194 | -88.2694 | -88.2694 | 0 | 0 | 0 | 0.096578 | 1.5722 | 1.5062 | 0.096578 | 1.5722 | 1.5062 | -39.4548 | -145.7674 | 149.6535 | -39.4548 | -145.7674 | 149.6535
Line6_7_8 | 0 | 0 | 0 | 0 | 0 | 0 | 0 | 0 | 0 | 0 | 0 | 0 | 1.3461e-08 | 1.7937e-07 | -1.6983e-07 | -8.7485e-09 | -1.2371e-07 | 1.0946e-07 | 1.5466e-08 | -2.8153e-07 | -2.7098e-07 | -1.0524e-08 | 1.8531e-07 | 1.8325e-07 | 0 | 0 | 0 | 0 | 0 | 0 | 0.096578 | 1.5722 | 1.5062 | 0.096578 | 1.5722 | 1.5062 | -39.4548 | -145.7674 | 149.6535 | -39.4548 | -145.7674 | 149.6535
Line7_8_9 | 0 | 0 | 0 | 0 | 0 | 0 | 0 | 0 | 0 | 0 | 0 | 0 | 4.487e-09 | 5.979e-08 | -5.6612e-08 | 2.2555e-10 | -4.1315e-09 | -3.7591e-09 | 5.1553e-09 | -9.3844e-08 | -9.0327e-08 | -2.1378e-10 | -2.3808e-09 | 2.5958e-09 | 0 | 0 | 0 | 0 | 0 | 0 | 0.096578 | 1.5722 | 1.5062 | 0.096578 | 1.5722 | 1.5062 | -39.4548 | -145.7674 | 149.6535 | -39.4548 | -145.7674 | 149.6535
Line8_8_10 | 0 | 0 | 0 | 0 | 0 | 0 | 0 | 0 | 0 | 0 | 0 | 0 | 4.487e-09 | 5.979e-08 | -5.6612e-08 | 2.2555e-10 | -4.1315e-09 | -3.7591e-09 | 5.1553e-09 | -9.3844e-08 | -9.0327e-08 | -2.1378e-10 | -2.3808e-09 | 2.5958e-09 | 0 | 0 | 0 | 0 | 0 | 0 | 0.096578 | 1.5722 | 1.5062 | 0.096578 | 1.5722 | 1.5062 | -39.4548 | -145.7674 | 149.6535 | -39.4548 | -145.7674 | 149.6535
Line9_3_11 | 2.145e-06 | 2.1452e-06 | 2.1452e-06 | 1.8392e-06 | 1.8394e-06 | 1.8394e-06 | 4.9537e-07 | 4.9542e-07 | 4.9542e-07 | 4.2475e-07 | 4.2479e-07 | 4.2479e-07 | 3.1409e-08 | 4.1853e-07 | -3.9628e-07 | -2.6697e-08 | -3.6287e-07 | 3.3591e-07 | 3.6087e-08 | -6.569e-07 | -6.3229e-07 | -3.1146e-08 | 5.6068e-07 | 5.4456e-07 | -88.4194 | -88.2694 | -88.2694 | 91.1469 | 91.3219 | 91.3219 | 0.096578 | 1.5722 | 1.5062 | 0.096578 | 1.5722 | 1.5062 | -39.4548 | -145.7673 | 149.6535 | -39.4548 | -145.7674 | 149.6535

## LG_min_10
name | pf_ikss_a_from_ka | pf_ikss_b_from_ka | pf_ikss_c_from_ka | pf_ikss_a_to_ka | pf_ikss_b_to_ka | pf_ikss_c_to_ka | pf_skss_a_from_mw | pf_skss_b_from_mw | pf_skss_c_from_mw | pf_skss_a_to_mw | pf_skss_b_to_mw | pf_skss_c_to_mw | pf_p_a_from_mw | pf_p_b_from_mw | pf_p_c_from_mw | pf_p_a_to_mw | pf_p_b_to_mw | pf_p_c_to_mw | pf_q_a_from_mvar | pf_q_b_from_mvar | pf_q_c_from_mvar | pf_q_a_to_mvar | pf_q_b_to_mvar | pf_q_c_to_mvar | pf_ikss_a_from_degree | pf_ikss_b_from_degree | pf_ikss_c_from_degree | pf_ikss_a_to_degree | pf_ikss_b_to_degree | pf_ikss_c_to_degree | pf_vm_a_from_pu | pf_vm_b_from_pu | pf_vm_c_from_pu | pf_vm_a_to_pu | pf_vm_b_to_pu | pf_vm_c_to_pu | pf_va_a_from_degree | pf_va_b_from_degree | pf_va_c_from_degree | pf_va_a_to_degree | pf_va_b_to_degree | pf_va_c_to_degree
Line0_1_2 | 1.7418e-06 | 1.742e-06 | 1.742e-06 | 1.4521e-06 | 1.4523e-06 | 1.4523e-06 | 4.0225e-07 | 4.0229e-07 | 4.0229e-07 | 3.3535e-07 | 3.3538e-07 | 3.3538e-07 | 2.4163e-08 | 3.2197e-07 | -3.0486e-07 | -1.9933e-08 | -2.7202e-07 | 2.5067e-07 | 2.7762e-08 | -5.0535e-07 | -4.8641e-07 | -2.3327e-08 | 4.1899e-07 | 4.0767e-07 | -88.4194 | -88.2694 | -88.2694 | 91.0602 | 91.2402 | 91.2402 | 0.091495 | 1.4895 | 1.4269 | 0.091495 | 1.4895 | 1.4269 | -39.4548 | -145.7673 | 149.6535 | -39.4548 | -145.7673 | 149.6535
Line10_11_12 | 1.7418e-06 | 1.742e-06 | 1.742e-06 | 1.4521e-06 | 1.4523e-06 | 1.4523e-06 | 4.0225e-07 | 4.0229e-07 | 4.0229e-07 | 3.3535e-07 | 3.3538e-07 | 3.3538e-07 | 2.4163e-08 | 3.2197e-07 | -3.0486e-07 | -1.9933e-08 | -2.7202e-07 | 2.5067e-07 | 2.7762e-08 | -5.0535e-07 | -4.8641e-07 | -2.3327e-08 | 4.1899e-07 | 4.0767e-07 | -88.4194 | -88.2694 | -88.2694 | 91.0602 | 91.2402 | 91.2402 | 0.091495 | 1.4895 | 1.4269 | 0.091495 | 1.4895 | 1.4269 | -39.4548 | -145.7674 | 149.6535 | -39.4548 | -145.7674 | 149.6535
Line11_12_13 | 1.4515e-06 | 1.4516e-06 | 1.4516e-06 | 1.1618e-06 | 1.1619e-06 | 1.1619e-06 | 3.3521e-07 | 3.3524e-07 | 3.3524e-07 | 2.6832e-07 | 2.6834e-07 | 2.6834e-07 | 2.0136e-08 | 2.6831e-07 | -2.5405e-07 | -1.5906e-08 | -2.1835e-07 | 1.9986e-07 | 2.3135e-08 | -4.2113e-07 | -4.0534e-07 | -1.87e-08 | 3.3476e-07 | 3.266e-07 | -88.4194 | -88.2694 | -88.2694 | 90.9302 | 91.1177 | 91.1177 | 0.091495 | 1.4895 | 1.4269 | 0.091495 | 1.4895 | 1.4269 | -39.4548 | -145.7674 | 149.6535 | -39.4548 | -145.7674 | 149.6535
Line12_13_15 | 0 | 0 | 0 | 0 | 0 | 0 | 0 | 0 | 0 | 0 | 0 | 0 | 1.2081e-08 | 1.6098e-07 | -1.5243e-07 | -7.8519e-09 | -1.1103e-07 | 9.8245e-08 | 1.3881e-08 | -2.5268e-07 | -2.4321e-07 | -9.4457e-09 | 1.6631e-07 | 1.6447e-07 | 0 | 0 | 0 | 0 | 0 | 0 | 0.091495 | 1.4895 | 1.4269 | 0.091495 | 1.4895 | 1.4269 | -39.4548 | -145.7674 | 149.6535 | -39.4548 | -145.7674 | 149.6535
Line13_13_14 | 0 | 0 | 0 | 0 | 0 | 0 | 0 | 0 | 0 | 0 | 0 | 0 | 4.0271e-09 | 5.3662e-08 | -5.0809e-08 | 2.0244e-10 | -3.7081e-09 | -3.3738e-09 | 4.6269e-09 | -8.4225e-08 | -8.1069e-08 | -1.9187e-10 | -2.1368e-09 | 2.3298e-09 | 0 | 0 | 0 | 0 | 0 | 0 | 0.091495 | 1.4895 | 1.4269 | 0.091495 | 1.4895 | 1.4269 | -39.4548 | -145.7674 | 149.6535 | -39.4548 | -145.7674 | 149.6535
Line14_15_16 | 0 | 0 | 0 | 0 | 0 | 0 | 0 | 0 | 0 | 0 | 0 | 0 | 8.0543e-09 | 1.0732e-07 | -1.0162e-07 | -3.8247e-09 | -5.737e-08 | 4.7435e-08 | 9.2539e-09 | -1.6845e-07 | -1.6214e-07 | -4.8188e-09 | 8.2088e-08 | 8.3398e-08 | 0 | 0 | 0 | 0 | 0 | 0 | 0.091495 | 1.4895 | 1.4269 | 0.091495 | 1.4895 | 1.4269 | -39.4548 | -145.7674 | 149.6535 | -39.4548 | -145.7674 | 149.6535
Line15_16_17 | 0 | 0 | 0 | 0 | 0 | 0 | 0 | 0 | 0 | 0 | 0 | 0 | 4.0271e-09 | 5.3662e-08 | -5.0809e-08 | 2.0244e-10 | -3.7081e-09 | -3.3738e-09 | 4.6269e-09 | -8.4225e-08 | -8.1069e-08 | -1.9187e-10 | -2.1368e-09 | 2.3298e-09 | 0 | 0 | 0 | 0 | 0 | 0 | 0.091495 | 1.4895 | 1.4269 | 0.091495 | 1.4895 | 1.4269 | -39.4548 | -145.7674 | 149.6535 | -39.4548 | -145.7674 | 149.6535
Line16_4_18 | 0.45729 | 0 | 0 | 0.45729 | 0 | 0 | 0.10561 | 0 | 0 | 0.10561 | 0 | 0 | 0.0033458 | 5.5682e-08 | -5.024e-08 | -1.0503e-15 | -3.6433e-09 | -3.2425e-09 | 0.0034852 | -8.433e-08 | -8.2232e-08 | -1.8951e-15 | -2.0772e-09 | 2.3086e-09 | -85.624 | 0 | 0 | 94.376 | 0 | 0 | 0.045748 | 1.4869 | 1.4179 | 0 | 1.4844 | 1.4089 | -39.4548 | -145.429 | 149.712 | 0 | -145.0895 | 149.7713
Line17_5_19 | 0 | 0 | 0 | 0 | 0 | 0 | 0 | 0 | 0 | 0 | 0 | 0 | 4.0272e-09 | 5.3662e-08 | -5.0809e-08 | 2.0244e-10 | -3.7081e-09 | -3.3738e-09 | 4.6269e-09 | -8.4225e-08 | -8.1069e-08 | -1.9187e-10 | -2.1368e-09 | 2.3298e-09 | 0 | 0 | 0 | 0 | 0 | 0 | 0.091495 | 1.4895 | 1.4269 | 0.091495 | 1.4895 | 1.4269 | -39.4548 | -145.7673 | 149.6535 | -39.4548 | -145.7673 | 149.6535
Line1_1_3 | 2.3224e-06 | 2.3226e-06 | 2.3226e-06 | 2.0327e-06 | 2.0329e-06 | 2.0329e-06 | 5.3634e-07 | 5.3639e-07 | 5.3639e-07 | 4.6944e-07 | 4.6948e-07 | 4.6948e-07 | 3.2217e-08 | 4.2929e-07 | -4.0647e-07 | -2.7988e-08 | -3.7934e-07 | 3.5229e-07 | 3.7016e-08 | -6.738e-07 | -6.4855e-07 | -3.258e-08 | 5.8744e-07 | 5.6981e-07 | -88.4194 | -88.2694 | -88.2694 | 91.2088 | 91.3803 | 91.3803 | 0.091495 | 1.4895 | 1.4269 | 0.091495 | 1.4895 | 1.4269 | -39.4548 | -145.7673 | 149.6535 | -39.4548 | -145.7673 | 149.6535
Line2_1_4 | 0.45729 | 0 | 0 | 0.45729 | 0 | 0 | 0.10561 | 0 | 0 | 0.10561 | 0 | 0 | 0.0066916 | 1.0947e-07 | -1.0141e-07 | -0.0033458 | -5.9357e-08 | 4.6932e-08 | 0.0069704 | -1.6924e-07 | -1.6432e-07 | -0.0034852 | 8.2223e-08 | 8.4551e-08 | -85.624 | 0 | 0 | 94.376 | 0 | 0 | 0.091495 | 1.4895 | 1.4269 | 0.045748 | 1.4869 | 1.4179 | -39.4548 | -145.7673 | 149.6535 | -39.4548 | -145.429 | 149.712
Line3_1_5 | 0 | 0 | 0 | 0 | 0 | 0 | 0 | 0 | 0 | 0 | 0 | 0 | 8.0543e-09 | 1.0732e-07 | -1.0162e-07 | -3.8247e-09 | -5.737e-08 | 4.7435e-08 | 9.2539e-09 | -1.6845e-07 | -1.6214e-07 | -4.8188e-09 | 8.2088e-08 | 8.3398e-08 | 0 | 0 | 0 | 0 | 0 | 0 | 0.091495 | 1.4895 | 1.4269 | 0.091495 | 1.4895 | 1.4269 | -39.4548 | -145.7673 | 149.6535 | -39.4548 | -145.7673 | 149.6535
Line4_2_6 | 1.4515e-06 | 1.4516e-06 | 1.4516e-06 | 1.1618e-06 | 1.1619e-06 | 1.1619e-06 | 3.3521e-07 | 3.3524e-07 | 3.3524e-07 | 2.6832e-07 | 2.6834e-07 | 2.6834e-07 | 2.0136e-08 | 2.6831e-07 | -2.5405e-07 | -1.5906e-08 | -2.1835e-07 | 1.9986e-07 | 2.3135e-08 | -4.2113e-07 | -4.0534e-07 | -1.87e-08 | 3.3476e-07 | 3.266e-07 | -88.4194 | -88.2694 | -88.2694 | 90.9302 | 91.1177 | 91.1177 | 0.091495 | 1.4895 | 1.4269 | 0.091495 | 1.4895 | 1.4269 | -39.4548 | -145.7673 | 149.6535 | -39.4548 | -145.7674 | 149.6535
Line5_6_7 | 1.1612e-06 | 1.1613e-06 | 1.1613e-06 | 0 | 0 | 0 | 2.6817e-07 | 2.6819e-07 | 2.6819e-07 | 0 | 0 | 0 | 1.6109e-08 | 2.1465e-07 | -2.0324e-07 | -1.1879e-08 | -1.6469e-07 | 1.4905e-07 | 1.8508e-08 | -3.369e-07 | -3.2427e-07 | -1.4073e-08 | 2.5054e-07 | 2.4554e-07 | -88.4194 | -88.2694 | -88.2694 | 0 | 0 | 0 | 0.091495 | 1.4895 | 1.4269 | 0.091495 | 1.4895 | 1.4269 | -39.4548 | -145.7674 | 149.6535 | -39.4548 | -145.7674 | 149.6535
Line6_7_8 | 0 | 0 | 0 | 0 | 0 | 0 | 0 | 0 | 0 | 0 | 0 | 0 | 1.2081e-08 | 1.6098e-07 | -1.5243e-07 | -7.8519e-09 | -1.1103e-07 | 9.8245e-08 | 1.3881e-08 | -2.5268e-07 | -2.4321e-07 | -9.4457e-09 | 1.6631e-07 | 1.6447e-07 | 0 | 0 | 0 | 0 | 0 | 0 | 0.091495 | 1.4895 | 1.4269 | 0.091495 | 1.4895 | 1.4269 | -39.4548 | -145.7674 | 149.6535 | -39.4548 | -145.7674 | 149.6535
Line7_8_9 | 0 | 0 | 0 | 0 | 0 | 0 | 0 | 0 | 0 | 0 | 0 | 0 | 4.0272e-09 | 5.3662e-08 | -5.0809e-08 | 2.0244e-10 | -3.7081e-09 | -3.3738e-09 | 4.6269e-09 | -8.4225e-08 | -8.1069e-08 | -1.9187e-10 | -2.1368e-09 | 2.3298e-09 | 0 | 0 | 0 | 0 | 0 | 0 | 0.091495 | 1.4895 | 1.4269 | 0.091495 | 1.4895 | 1.4269 | -39.4548 | -145.7674 | 149.6535 | -39.4548 | -145.7674 | 149.6535
Line8_8_10 | 0 | 0 | 0 | 0 | 0 | 0 | 0 | 0 | 0 | 0 | 0 | 0 | 4.0272e-09 | 5.3662e-08 | -5.0809e-08 | 2.0244e-10 | -3.7081e-09 | -3.3738e-09 | 4.6269e-09 | -8.4225e-08 | -8.1069e-08 | -1.9187e-10 | -2.1368e-09 | 2.3298e-09 | 0 | 0 | 0 | 0 | 0 | 0 | 0.091495 | 1.4895 | 1.4269 | 0.091495 | 1.4895 | 1.4269 | -39.4548 | -145.7674 | 149.6535 | -39.4548 | -145.7674 | 149.6535
Line9_3_11 | 2.0321e-06 | 2.0323e-06 | 2.0323e-06 | 1.7424e-06 | 1.7426e-06 | 1.7426e-06 | 4.693e-07 | 4.6934e-07 | 4.6934e-07 | 4.0239e-07 | 4.0243e-07 | 4.0243e-07 | 2.819e-08 | 3.7563e-07 | -3.5566e-07 | -2.3961e-08 | -3.2568e-07 | 3.0148e-07 | 3.2389e-08 | -5.8958e-07 | -5.6748e-07 | -2.7954e-08 | 5.0321e-07 | 4.8874e-07 | -88.4194 | -88.2694 | -88.2694 | 91.1469 | 91.3219 | 91.3219 | 0.091495 | 1.4895 | 1.4269 | 0.091495 | 1.4895 | 1.4269 | -39.4548 | -145.7673 | 149.6535 | -39.4548 | -145.7674 | 149.6535

## LG_min_fault_6
name | pf_ikss_a_from_ka | pf_ikss_b_from_ka | pf_ikss_c_from_ka | pf_ikss_a_to_ka | pf_ikss_b_to_ka | pf_ikss_c_to_ka | pf_skss_a_from_mw | pf_skss_b_from_mw | pf_skss_c_from_mw | pf_skss_a_to_mw | pf_skss_b_to_mw | pf_skss_c_to_mw | pf_p_a_from_mw | pf_p_b_from_mw | pf_p_c_from_mw | pf_p_a_to_mw | pf_p_b_to_mw | pf_p_c_to_mw | pf_q_a_from_mvar | pf_q_b_from_mvar | pf_q_c_from_mvar | pf_q_a_to_mvar | pf_q_b_to_mvar | pf_q_c_to_mvar | pf_ikss_a_from_degree | pf_ikss_b_from_degree | pf_ikss_c_from_degree | pf_ikss_a_to_degree | pf_ikss_b_to_degree | pf_ikss_c_to_degree | pf_vm_a_from_pu | pf_vm_b_from_pu | pf_vm_c_from_pu | pf_vm_a_to_pu | pf_vm_b_to_pu | pf_vm_c_to_pu | pf_va_a_from_degree | pf_va_b_from_degree | pf_va_c_from_degree | pf_va_a_to_degree | pf_va_b_to_degree | pf_va_c_to_degree
Line0_1_2 | 0 | 0 | 0 | 0 | 0 | 0 | 0 | 0 | 0 | 0 | 0 | 0 | 1.5911e-08 | 8.48e-09 | -2.4266e-08 | -1.3131e-08 | -7.2445e-09 | 2.0251e-08 | 1.7549e-08 | -2.4541e-08 | 3.0034e-09 | -1.4751e-08 | 2.0398e-08 | -2.3307e-09 | 0 | 0 | 0 | 0 | 0 | 0 | 0.911 | 0.99846 | 0.94023 | 0.911 | 0.99846 | 0.94023 | -2.2776 | -120.8684 | 123.0136 | -2.2776 | -120.8684 | 123.0136
Line10_11_12 | 0 | 0 | 0 | 0 | 0 | 0 | 0 | 0 | 0 | 0 | 0 | 0 | 1.5911e-08 | 8.48e-09 | -2.4266e-08 | -1.3131e-08 | -7.2445e-09 | 2.0251e-08 | 1.7549e-08 | -2.4541e-08 | 3.0034e-09 | -1.4751e-08 | 2.0398e-08 | -2.3307e-09 | 0 | 0 | 0 | 0 | 0 | 0 | 0.911 | 0.99846 | 0.94023 | 0.911 | 0.99846 | 0.94023 | -2.2776 | -120.8684 | 123.0136 | -2.2776 | -120.8684 | 123.0136
Line11_12_13 | 0 | 0 | 0 | 0 | 0 | 0 | 0 | 0 | 0 | 0 | 0 | 0 | 1.3259e-08 | 7.0667e-09 | -2.0221e-08 | -1.048e-08 | -5.8311e-09 | 1.6206e-08 | 1.4624e-08 | -2.0451e-08 | 2.5029e-09 | -1.1826e-08 | 1.6308e-08 | -1.8301e-09 | 0 | 0 | 0 | 0 | 0 | 0 | 0.911 | 0.99846 | 0.94023 | 0.911 | 0.99846 | 0.94023 | -2.2776 | -120.8684 | 123.0136 | -2.2776 | -120.8684 | 123.0136
Line12_13_15 | 0 | 0 | 0 | 0 | 0 | 0 | 0 | 0 | 0 | 0 | 0 | 0 | 7.9555e-09 | 4.24e-09 | -1.2133e-08 | -5.1759e-09 | -3.0045e-09 | 8.1177e-09 | 8.7747e-09 | -1.2271e-08 | 1.5017e-09 | -5.9759e-09 | 8.1277e-09 | -8.2896e-10 | 0 | 0 | 0 | 0 | 0 | 0 | 0.911 | 0.99846 | 0.94023 | 0.911 | 0.99846 | 0.94023 | -2.2776 | -120.8684 | 123.0136 | -2.2776 | -120.8684 | 123.0136
Line13_13_14 | 0 | 0 | 0 | 0 | 0 | 0 | 0 | 0 | 0 | 0 | 0 | 0 | 2.6518e-09 | 1.4133e-09 | -4.0443e-09 | 1.2776e-10 | -1.778e-10 | 2.914e-11 | 2.9249e-09 | -4.0902e-09 | 5.0057e-10 | -1.2611e-10 | -5.2709e-11 | 1.7219e-10 | 0 | 0 | 0 | 0 | 0 | 0 | 0.911 | 0.99846 | 0.94023 | 0.911 | 0.99846 | 0.94023 | -2.2776 | -120.8684 | 123.0136 | -2.2776 | -120.8684 | 123.0136
Line14_15_16 | 0 | 0 | 0 | 0 | 0 | 0 | 0 | 0 | 0 | 0 | 0 | 0 | 5.3037e-09 | 2.8267e-09 | -8.0886e-09 | -2.5241e-09 | -1.5911e-09 | 4.0734e-09 | 5.8498e-09 | -8.1804e-09 | 1.0011e-09 | -3.051e-09 | 4.0375e-09 | -3.2839e-10 | 0 | 0 | 0 | 0 | 0 | 0 | 0.911 | 0.99846 | 0.94023 | 0.911 | 0.99846 | 0.94023 | -2.2776 | -120.8684 | 123.0136 | -2.2776 | -120.8684 | 123.0136
Line15_16_17 | 0 | 0 | 0 | 0 | 0 | 0 | 0 | 0 | 0 | 0 | 0 | 0 | 2.6518e-09 | 1.4133e-09 | -4.0443e-09 | 1.2776e-10 | -1.778e-10 | 2.914e-11 | 2.9249e-09 | -4.0902e-09 | 5.0057e-10 | -1.2611e-10 | -5.2709e-11 | 1.7219e-10 | 0 | 0 | 0 | 0 | 0 | 0 | 0.911 | 0.99846 | 0.94023 | 0.911 | 0.99846 | 0.94023 | -2.2776 | -120.8684 | 123.0136 | -2.2776 | -120.8684 | 123.0136
Line16_4_18 | 0.02956 | 0 | 0 | 0.02956 | 0 | 0 | 0.0068266 | 0 | 0 | 0.0068266 | 0 | 0 | 0.004383 | 1.4773e-09 | -4.1027e-09 | -0.004369 | -1.755e-10 | 3.1582e-11 | 0.0043835 | -4.1288e-09 | 4.6672e-10 | -0.004369 | -4.9101e-11 | 1.6866e-10 | -47.2852 | 0 | 0 | 132.7148 | 0 | 0 | 0.90804 | 0.99816 | 0.9399 | 0.90509 | 0.99787 | 0.93957 | -2.2813 | -120.8389 | 122.9838 | -2.2852 | -120.8094 | 122.9539
Line17_5_19 | 0 | 0 | 0 | 0 | 0 | 0 | 0 | 0 | 0 | 0 | 0 | 0 | 2.6518e-09 | 1.4133e-09 | -4.0443e-09 | 1.2776e-10 | -1.778e-10 | 2.914e-11 | 2.9249e-09 | -4.0902e-09 | 5.0057e-10 | -1.2611e-10 | -5.2709e-11 | 1.7219e-10 | 0 | 0 | 0 | 0 | 0 | 0 | 0.911 | 0.99846 | 0.94023 | 0.911 | 0.99846 | 0.94023 | -2.2776 | -120.8684 | 123.0136 | -2.2776 | -120.8684 | 123.0136
Line1_1_3 | 0 | 0 | 0 | 0 | 0 | 0 | 0 | 0 | 0 | 0 | 0 | 0 | 2.1215e-08 | 1.1307e-08 | -3.2354e-08 | -1.8435e-08 | -1.0071e-08 | 2.8339e-08 | 2.3399e-08 | -3.2722e-08 | 4.0046e-09 | -2.06e-08 | 2.8579e-08 | -3.3318e-09 | 0 | 0 | 0 | 0 | 0 | 0 | 0.911 | 0.99846 | 0.94023 | 0.911 | 0.99846 | 0.94023 | -2.2776 | -120.8684 | 123.0136 | -2.2776 | -120.8684 | 123.0136
Line2_1_4 | 0.02956 | 0 | 0 | 0.02956 | 0 | 0 | 0.0068266 | 0 | 0 | 0.0068266 | 0 | 0 | 0.0043969 | 2.9093e-09 | -8.1691e-09 | -0.004383 | -1.6539e-09 | 4.1331e-09 | 0.0043981 | -8.2351e-09 | 9.5394e-10 | -0.0043835 | 4.0779e-09 | -2.9629e-10 | -47.2852 | 0 | 0 | 132.7148 | 0 | 0 | 0.911 | 0.99846 | 0.94023 | 0.90804 | 0.99816 | 0.9399 | -2.2776 | -120.8684 | 123.0136 | -2.2813 | -120.8389 | 122.9838
Line3_1_5 | 0 | 0 | 0 | 0 | 0 | 0 | 0 | 0 | 0 | 0 | 0 | 0 | 5.3037e-09 | 2.8267e-09 | -8.0886e-09 | -2.5241e-09 | -1.5911e-09 | 4.0734e-09 | 5.8498e-09 | -8.1804e-09 | 1.0011e-09 | -3.051e-09 | 4.0375e-09 | -3.2839e-10 | 0 | 0 | 0 | 0 | 0 | 0 | 0.911 | 0.99846 | 0.94023 | 0.911 | 0.99846 | 0.94023 | -2.2776 | -120.8684 | 123.0136 | -2.2776 | -120.8684 | 123.0136
Line4_2_6 | 0 | 0 | 0 | 0 | 0 | 0 | 0 | 0 | 0 | 0 | 0 | 0 | 1.3259e-08 | 7.0667e-09 | -2.0221e-08 | -1.048e-08 | -5.8311e-09 | 1.6206e-08 | 1.4624e-08 | -2.0451e-08 | 2.5029e-09 | -1.1826e-08 | 1.6308e-08 | -1.8301e-09 | 0 | 0 | 0 | 0 | 0 | 0 | 0.911 | 0.99846 | 0.94023 | 0.911 | 0.99846 | 0.94023 | -2.2776 | -120.8684 | 123.0136 | -2.2776 | -120.8684 | 123.0136
Line5_6_7 | 0 | 0 | 0 | 0 | 0 | 0 | 0 | 0 | 0 | 0 | 0 | 0 | 1.0607e-08 | 5.6533e-09 | -1.6177e-08 | -7.8278e-09 | -4.4178e-09 | 1.2162e-08 | 1.17e-08 | -1.6361e-08 | 2.0023e-09 | -8.9008e-09 | 1.2218e-08 | -1.3295e-09 | 0 | 0 | 0 | 0 | 0 | 0 | 0.911 | 0.99846 | 0.94023 | 0.911 | 0.99846 | 0.94023 | -2.2776 | -120.8684 | 123.0136 | -2.2776 | -120.8684 | 123.0136
Line6_7_8 | 0 | 0 | 0 | 0 | 0 | 0 | 0 | 0 | 0 | 0 | 0 | 0 | 7.9555e-09 | 4.24e-09 | -1.2133e-08 | -5.1759e-09 | -3.0045e-09 | 8.1177e-09 | 8.7747e-09 | -1.2271e-08 | 1.5017e-09 | -5.9759e-09 | 8.1277e-09 | -8.2896e-10 | 0 | 0 | 0 | 0 | 0 | 0 | 0.911 | 0.99846 | 0.94023 | 0.911 | 0.99846 | 0.94023 | -2.2776 | -120.8684 | 123.0136 | -2.2776 | -120.8684 | 123.0136
Line7_8_9 | 0 | 0 | 0 | 0 | 0 | 0 | 0 | 0 | 0 | 0 | 0 | 0 | 2.6518e-09 | 1.4133e-09 | -4.0443e-09 | 1.2776e-10 | -1.778e-10 | 2.914e-11 | 2.9249e-09 | -4.0902e-09 | 5.0057e-10 | -1.2611e-10 | -5.2709e-11 | 1.7219e-10 | 0 | 0 | 0 | 0 | 0 | 0 | 0.911 | 0.99846 | 0.94023 | 0.911 | 0.99846 | 0.94023 | -2.2776 | -120.8684 | 123.0136 | -2.2776 | -120.8684 | 123.0136
Line8_8_10 | 0 | 0 | 0 | 0 | 0 | 0 | 0 | 0 | 0 | 0 | 0 | 0 | 2.6518e-09 | 1.4133e-09 | -4.0443e-09 | 1.2776e-10 | -1.778e-10 | 2.914e-11 | 2.9249e-09 | -4.0902e-09 | 5.0057e-10 | -1.2611e-10 | -5.2709e-11 | 1.7219e-10 | 0 | 0 | 0 | 0 | 0 | 0 | 0.911 | 0.99846 | 0.94023 | 0.911 | 0.99846 | 0.94023 | -2.2776 | -120.8684 | 123.0136 | -2.2776 | -120.8684 | 123.0136
Line9_3_11 | 0 | 0 | 0 | 0 | 0 | 0 | 0 | 0 | 0 | 0 | 0 | 0 | 1.8563e-08 | 9.8933e-09 | -2.831e-08 | -1.5783e-08 | -8.6578e-09 | 2.4295e-08 | 2.0474e-08 | -2.8631e-08 | 3.504e-09 | -1.7675e-08 | 2.4488e-08 | -2.8313e-09 | 0 | 0 | 0 | 0 | 0 | 0 | 0.911 | 0.99846 | 0.94023 | 0.911 | 0.99846 | 0.94023 | -2.2776 | -120.8684 | 123.0136 | -2.2776 | -120.8684 | 123.0136

## LG_min_fault_10
name | pf_ikss_a_from_ka | pf_ikss_b_from_ka | pf_ikss_c_from_ka | pf_ikss_a_to_ka | pf_ikss_b_to_ka | pf_ikss_c_to_ka | pf_skss_a_from_mw | pf_skss_b_from_mw | pf_skss_c_from_mw | pf_skss_a_to_mw | pf_skss_b_to_mw | pf_skss_c_to_mw | pf_p_a_from_mw | pf_p_b_from_mw | pf_p_c_from_mw | pf_p_a_to_mw | pf_p_b_to_mw | pf_p_c_to_mw | pf_q_a_from_mvar | pf_q_b_from_mvar | pf_q_c_from_mvar | pf_q_a_to_mvar | pf_q_b_to_mvar | pf_q_c_to_mvar | pf_ikss_a_from_degree | pf_ikss_b_from_degree | pf_ikss_c_from_degree | pf_ikss_a_to_degree | pf_ikss_b_to_degree | pf_ikss_c_to_degree | pf_vm_a_from_pu | pf_vm_b_from_pu | pf_vm_c_from_pu | pf_vm_a_to_pu | pf_vm_b_to_pu | pf_vm_c_to_pu | pf_va_a_from_degree | pf_va_b_from_degree | pf_va_c_from_degree | pf_va_a_to_degree | pf_va_b_to_degree | pf_va_c_to_degree
Line0_1_2 | 0 | 0 | 0 | 0 | 0 | 0 | 0 | 0 | 0 | 0 | 0 | 0 | 1.428e-08 | 7.6109e-09 | -2.1779e-08 | -1.1786e-08 | -6.502e-09 | 1.8175e-08 | 1.5751e-08 | -2.2026e-08 | 2.6956e-09 | -1.3239e-08 | 1.8308e-08 | -2.0918e-09 | 0 | 0 | 0 | 0 | 0 | 0 | 0.86305 | 0.94591 | 0.89075 | 0.86305 | 0.94591 | 0.89075 | -2.2776 | -120.8684 | 123.0136 | -2.2776 | -120.8684 | 123.0136
Line10_11_12 | 0 | 0 | 0 | 0 | 0 | 0 | 0 | 0 | 0 | 0 | 0 | 0 | 1.428e-08 | 7.6109e-09 | -2.1779e-08 | -1.1786e-08 | -6.502e-09 | 1.8175e-08 | 1.5751e-08 | -2.2026e-08 | 2.6956e-09 | -1.3239e-08 | 1.8308e-08 | -2.0918e-09 | 0 | 0 | 0 | 0 | 0 | 0 | 0.86305 | 0.94591 | 0.89075 | 0.86305 | 0.94591 | 0.89075 | -2.2776 | -120.8684 | 123.0136 | -2.2776 | -120.8684 | 123.0136
Line11_12_13 | 0 | 0 | 0 | 0 | 0 | 0 | 0 | 0 | 0 | 0 | 0 | 0 | 1.19e-08 | 6.3424e-09 | -1.8149e-08 | -9.4055e-09 | -5.2335e-09 | 1.4545e-08 | 1.3126e-08 | -1.8355e-08 | 2.2463e-09 | -1.0614e-08 | 1.4637e-08 | -1.6425e-09 | 0 | 0 | 0 | 0 | 0 | 0 | 0.86305 | 0.94591 | 0.89075 | 0.86305 | 0.94591 | 0.89075 | -2.2776 | -120.8684 | 123.0136 | -2.2776 | -120.8684 | 123.0136
Line12_13_15 | 0 | 0 | 0 | 0 | 0 | 0 | 0 | 0 | 0 | 0 | 0 | 0 | 7.1401e-09 | 3.8054e-09 | -1.0889e-08 | -4.6454e-09 | -2.6965e-09 | 7.2857e-09 | 7.8753e-09 | -1.1013e-08 | 1.3478e-09 | -5.3634e-09 | 7.2946e-09 | -7.44e-10 | 0 | 0 | 0 | 0 | 0 | 0 | 0.86305 | 0.94591 | 0.89075 | 0.86305 | 0.94591 | 0.89075 | -2.2776 | -120.8684 | 123.0136 | -2.2776 | -120.8684 | 123.0136
Line13_13_14 | 0 | 0 | 0 | 0 | 0 | 0 | 0 | 0 | 0 | 0 | 0 | 0 | 2.38e-09 | 1.2685e-09 | -3.6298e-09 | 1.1467e-10 | -1.5958e-10 | 2.6154e-11 | 2.6251e-09 | -3.671e-09 | 4.4927e-10 | -1.1318e-10 | -4.7307e-11 | 1.5454e-10 | 0 | 0 | 0 | 0 | 0 | 0 | 0.86305 | 0.94591 | 0.89075 | 0.86305 | 0.94591 | 0.89075 | -2.2776 | -120.8684 | 123.0136 | -2.2776 | -120.8684 | 123.0136
Line14_15_16 | 0 | 0 | 0 | 0 | 0 | 0 | 0 | 0 | 0 | 0 | 0 | 0 | 4.7601e-09 | 2.537e-09 | -7.2595e-09 | -2.2654e-09 | -1.4281e-09 | 3.6559e-09 | 5.2502e-09 | -7.3419e-09 | 8.9854e-10 | -2.7383e-09 | 3.6237e-09 | -2.9473e-10 | 0 | 0 | 0 | 0 | 0 | 0 | 0.86305 | 0.94591 | 0.89075 | 0.86305 | 0.94591 | 0.89075 | -2.2776 | -120.8684 | 123.0136 | -2.2776 | -120.8684 | 123.0136
Line15_16_17 | 0 | 0 | 0 | 0 | 0 | 0 | 0 | 0 | 0 | 0 | 0 | 0 | 2.38e-09 | 1.2685e-09 | -3.6298e-09 | 1.1467e-10 | -1.5958e-10 | 2.6154e-11 | 2.6251e-09 | -3.671e-09 | 4.4927e-10 | -1.1318e-10 | -4.7307e-11 | 1.5454e-10 | 0 | 0 | 0 | 0 | 0 | 0 | 0.86305 | 0.94591 | 0.89075 | 0.86305 | 0.94591 | 0.89075 | -2.2776 | -120.8684 | 123.0136 | -2.2776 | -120.8684 | 123.0136
Line16_4_18 | 0.028004 | 0 | 0 | 0.028004 | 0 | 0 | 0.0064673 | 0 | 0 | 0.0064673 | 0 | 0 | 0.0039337 | 1.3259e-09 | -3.6822e-09 | -0.0039212 | -1.5751e-10 | 2.8345e-11 | 0.0039343 | -3.7056e-09 | 4.1888e-10 | -0.0039212 | -4.4069e-11 | 1.5137e-10 | -47.2852 | 0 | 0 | 132.7148 | 0 | 0 | 0.86025 | 0.94563 | 0.89043 | 0.85745 | 0.94535 | 0.89012 | -2.2813 | -120.8389 | 122.9838 | -2.2852 | -120.8094 | 122.9539
Line17_5_19 | 0 | 0 | 0 | 0 | 0 | 0 | 0 | 0 | 0 | 0 | 0 | 0 | 2.38e-09 | 1.2685e-09 | -3.6298e-09 | 1.1467e-10 | -1.5958e-10 | 2.6154e-11 | 2.6251e-09 | -3.671e-09 | 4.4927e-10 | -1.1318e-10 | -4.7307e-11 | 1.5454e-10 | 0 | 0 | 0 | 0 | 0 | 0 | 0.86305 | 0.94591 | 0.89075 | 0.86305 | 0.94591 | 0.89075 | -2.2776 | -120.8684 | 123.0136 | -2.2776 | -120.8684 | 123.0136
Line1_1_3 | 0 | 0 | 0 | 0 | 0 | 0 | 0 | 0 | 0 | 0 | 0 | 0 | 1.904e-08 | 1.0148e-08 | -2.9038e-08 | -1.6546e-08 | -9.0389e-09 | 2.5435e-08 | 2.1001e-08 | -2.9368e-08 | 3.5941e-09 | -1.8489e-08 | 2.5649e-08 | -2.9903e-09 | 0 | 0 | 0 | 0 | 0 | 0 | 0.86305 | 0.94591 | 0.89075 | 0.86305 | 0.94591 | 0.89075 | -2.2776 | -120.8684 | 123.0136 | -2.2776 | -120.8684 | 123.0136
Line2_1_4 | 0.028004 | 0 | 0 | 0.028004 | 0 | 0 | 0.0064673 | 0 | 0 | 0.0064673 | 0 | 0 | 0.0039463 | 2.6112e-09 | -7.3318e-09 | -0.0039337 | -1.4844e-09 | 3.7095e-09 | 0.0039473 | -7.3911e-09 | 8.5616e-10 | -0.0039343 | 3.6599e-09 | -2.6593e-10 | -47.2852 | 0 | 0 | 132.7148 | 0 | 0 | 0.86305 | 0.94591 | 0.89075 | 0.86025 | 0.94563 | 0.89043 | -2.2776 | -120.8684 | 123.0136 | -2.2813 | -120.8389 | 122.9838
Line3_1_5 | 0 | 0 | 0 | 0 | 0 | 0 | 0 | 0 | 0 | 0 | 0 | 0 | 4.7601e-09 | 2.5369e-09 | -7.2595e-09 | -2.2654e-09 | -1.4281e-09 | 3.6559e-09 | 5.2502e-09 | -7.3419e-09 | 8.9854e-10 | -2.7383e-09 | 3.6237e-09 | -2.9473e-10 | 0 | 0 | 0 | 0 | 0 | 0 | 0.86305 | 0.94591 | 0.89075 | 0.86305 | 0.94591 | 0.89075 | -2.2776 | -120.8684 | 123.0136 | -2.2776 | -120.8684 | 123.0136
Line4_2_6 | 0 | 0 | 0 | 0 | 0 | 0 | 0 | 0 | 0 | 0 | 0 | 0 | 1.19e-08 | 6.3424e-09 | -1.8149e-08 | -9.4055e-09 | -5.2335e-09 | 1.4545e-08 | 1.3126e-08 | -1.8355e-08 | 2.2463e-09 | -1.0614e-08 | 1.4637e-08 | -1.6425e-09 | 0 | 0 | 0 | 0 | 0 | 0 | 0.86305 | 0.94591 | 0.89075 | 0.86305 | 0.94591 | 0.89075 | -2.2776 | -120.8684 | 123.0136 | -2.2776 | -120.8684 | 123.0136
Line5_6_7 | 0 | 0 | 0 | 0 | 0 | 0 | 0 | 0 | 0 | 0 | 0 | 0 | 9.5202e-09 | 5.0739e-09 | -1.4519e-08 | -7.0255e-09 | -3.965e-09 | 1.0915e-08 | 1.05e-08 | -1.4684e-08 | 1.7971e-09 | -7.9885e-09 | 1.0966e-08 | -1.1933e-09 | 0 | 0 | 0 | 0 | 0 | 0 | 0.86305 | 0.94591 | 0.89075 | 0.86305 | 0.94591 | 0.89075 | -2.2776 | -120.8684 | 123.0136 | -2.2776 | -120.8684 | 123.0136
Line6_7_8 | 0 | 0 | 0 | 0 | 0 | 0 | 0 | 0 | 0 | 0 | 0 | 0 | 7.1401e-09 | 3.8054e-09 | -1.0889e-08 | -4.6454e-09 | -2.6965e-09 | 7.2857e-09 | 7.8753e-09 | -1.1013e-08 | 1.3478e-09 | -5.3634e-09 | 7.2946e-09 | -7.44e-10 | 0 | 0 | 0 | 0 | 0 | 0 | 0.86305 | 0.94591 | 0.89075 | 0.86305 | 0.94591 | 0.89075 | -2.2776 | -120.8684 | 123.0136 | -2.2776 | -120.8684 | 123.0136
Line7_8_9 | 0 | 0 | 0 | 0 | 0 | 0 | 0 | 0 | 0 | 0 | 0 | 0 | 2.38e-09 | 1.2685e-09 | -3.6298e-09 | 1.1467e-10 | -1.5958e-10 | 2.6154e-11 | 2.6251e-09 | -3.671e-09 | 4.4927e-10 | -1.1318e-10 | -4.7307e-11 | 1.5454e-10 | 0 | 0 | 0 | 0 | 0 | 0 | 0.86305 | 0.94591 | 0.89075 | 0.86305 | 0.94591 | 0.89075 | -2.2776 | -120.8684 | 123.0136 | -2.2776 | -120.8684 | 123.0136
Line8_8_10 | 0 | 0 | 0 | 0 | 0 | 0 | 0 | 0 | 0 | 0 | 0 | 0 | 2.38e-09 | 1.2685e-09 | -3.6298e-09 | 1.1467e-10 | -1.5958e-10 | 2.6154e-11 | 2.6251e-09 | -3.671e-09 | 4.4927e-10 | -1.1318e-10 | -4.7307e-11 | 1.5454e-10 | 0 | 0 | 0 | 0 | 0 | 0 | 0.86305 | 0.94591 | 0.89075 | 0.86305 | 0.94591 | 0.89075 | -2.2776 | -120.8684 | 123.0136 | -2.2776 | -120.8684 | 123.0136
Line9_3_11 | 0 | 0 | 0 | 0 | 0 | 0 | 0 | 0 | 0 | 0 | 0 | 0 | 1.666e-08 | 8.8793e-09 | -2.5408e-08 | -1.4166e-08 | -7.7704e-09 | 2.1805e-08 | 1.8376e-08 | -2.5697e-08 | 3.1449e-09 | -1.5864e-08 | 2.1979e-08 | -2.5411e-09 | 0 | 0 | 0 | 0 | 0 | 0 | 0.86305 | 0.94591 | 0.89075 | 0.86305 | 0.94591 | 0.89075 | -2.2776 | -120.8684 | 123.0136 | -2.2776 | -120.8684 | 123.0136

## LLG_max_6
name | pf_ikss_a_from_ka | pf_ikss_b_from_ka | pf_ikss_c_from_ka | pf_ikss_a_to_ka | pf_ikss_b_to_ka | pf_ikss_c_to_ka | pf_skss_a_from_mw | pf_skss_b_from_mw | pf_skss_c_from_mw | pf_skss_a_to_mw | pf_skss_b_to_mw | pf_skss_c_to_mw | pf_p_a_from_mw | pf_p_b_from_mw | pf_p_c_from_mw | pf_p_a_to_mw | pf_p_b_to_mw | pf_p_c_to_mw | pf_q_a_from_mvar | pf_q_b_from_mvar | pf_q_c_from_mvar | pf_q_a_to_mvar | pf_q_b_to_mvar | pf_q_c_to_mvar | pf_ikss_a_from_degree | pf_ikss_b_from_degree | pf_ikss_c_from_degree | pf_ikss_a_to_degree | pf_ikss_b_to_degree | pf_ikss_c_to_degree | pf_vm_a_from_pu | pf_vm_b_from_pu | pf_vm_c_from_pu | pf_vm_a_to_pu | pf_vm_b_to_pu | pf_vm_c_to_pu | pf_va_a_from_degree | pf_va_b_from_degree | pf_va_c_from_degree | pf_va_a_to_degree | pf_va_b_to_degree | pf_va_c_to_degree
Line0_1_2 | 0.17321 | 0.1732 | 0.1732 | 0.17321 | 0.1732 | 0.1732 | 0.04 | 0.04 | 0.04 | 0.04 | 0.04 | 0.04 | -0.0049274 | 0.0073059 | -0.016822 | 0.0052274 | -0.0070059 | 0.017122 | -0.064937 | -0.024012 | -0.019227 | 0.065537 | 0.024612 | 0.019827 | 94.7871 | -25.2124 | -145.2131 | -85.2129 | 154.7876 | 34.787 | 1.6281 | 0.62748 | 0.63869 | 1.6436 | 0.63975 | 0.65493 | 0.44792 | -98.2897 | 83.6037 | 0.22679 | -99.3234 | 83.974
Line10_11_12 | 0.17321 | 0.1732 | 0.1732 | 0.17321 | 0.1732 | 0.1732 | 0.04 | 0.04 | 0.04 | 0.04 | 0.04 | 0.04 | -0.0055274 | 0.0067059 | -0.017422 | 0.0058274 | -0.0064059 | 0.017722 | -0.066137 | -0.025212 | -0.020427 | 0.066737 | 0.025812 | 0.021027 | 94.7871 | -25.2124 | -145.2131 | -85.2129 | 154.7876 | 34.787 | 1.6592 | 0.65223 | 0.67119 | 1.6748 | 0.66489 | 0.68749 | 0.0097972 | -100.3179 | 84.3263 | -0.20316 | -101.2748 | 84.662
Line11_12_13 | 0.17321 | 0.1732 | 0.1732 | 0.17321 | 0.1732 | 0.1732 | 0.04 | 0.04 | 0.04 | 0.04 | 0.04 | 0.04 | -0.0058274 | 0.0064059 | -0.017722 | 0.0061274 | -0.0061059 | 0.018022 | -0.066737 | -0.025812 | -0.021027 | 0.067337 | 0.026412 | 0.021627 | 94.7871 | -25.2124 | -145.213 | -85.2129 | 154.7875 | 34.787 | 1.6748 | 0.66489 | 0.68749 | 1.6904 | 0.67773 | 0.7038 | -0.20316 | -101.2748 | 84.662 | -0.41218 | -102.1957 | 84.9821
Line12_13_15 | 0 | 0 | 0 | 0 | 0 | 0 | 0 | 0 | 0 | 0 | 0 | 0 | 6.5148e-09 | -9.136e-08 | 9.3144e-08 | -8.3125e-09 | 6.1707e-08 | -6.1693e-08 | -2.2764e-07 | 1.8373e-08 | -5.189e-09 | 1.5172e-07 | -1.1451e-08 | 1.9045e-09 | 0 | 0 | 0 | 0 | 0 | 0 | 1.6904 | 0.67773 | 0.7038 | 1.6904 | 0.67773 | 0.7038 | -0.41218 | -102.1957 | 84.9821 | -0.41218 | -102.1957 | 84.9821
Line13_13_14 | 0.17321 | 0.1732 | 0.17321 | 0.1732 | 0.1732 | 0.17321 | 0.04 | 0.04 | 0.04 | 0.04 | 0.04 | 0.04 | -0.0061274 | 0.006106 | -0.018022 | 0.0064274 | -0.0058061 | 0.018322 | -0.067337 | -0.026412 | -0.021627 | 0.067937 | 0.027012 | 0.022227 | 94.7872 | -25.2127 | -145.2128 | -85.2128 | 154.7873 | 34.7872 | 1.6904 | 0.67773 | 0.7038 | 1.706 | 0.69073 | 0.72013 | -0.41218 | -102.1957 | 84.9821 | -0.61738 | -103.0821 | 85.2877
Line14_15_16 | 0 | 0 | 0 | 0 | 0 | 0 | 0 | 0 | 0 | 0 | 0 | 0 | 4.3432e-09 | -6.0907e-08 | 6.2096e-08 | -6.1409e-09 | 3.1253e-08 | -3.0645e-08 | -1.5176e-07 | 1.2249e-08 | -3.4594e-09 | 7.5834e-08 | -5.3266e-09 | 1.748e-10 | 0 | 0 | 0 | 0 | 0 | 0 | 1.6904 | 0.67773 | 0.7038 | 1.6904 | 0.67773 | 0.7038 | -0.41218 | -102.1957 | 84.9821 | -0.41218 | -102.1957 | 84.9821
Line15_16_17 | 0 | 0 | 0 | 0 | 0 | 0 | 0 | 0 | 0 | 0 | 0 | 0 | 2.1716e-09 | -3.0453e-08 | 3.1048e-08 | -3.9693e-09 | 8.0013e-10 | 4.0289e-10 | -7.5881e-08 | 6.1244e-09 | -1.7297e-09 | -4.6817e-11 | 7.9782e-10 | -1.5549e-09 | 0 | 0 | 0 | 0 | 0 | 0 | 1.6904 | 0.67773 | 0.7038 | 1.6904 | 0.67773 | 0.7038 | -0.41218 | -102.1957 | 84.9821 | -0.41218 | -102.1957 | 84.9821
Line16_4_18 | 0 | 3.2994 | 3.3942 | 0 | 3.2994 | 3.3942 | 0 | 0.76196 | 0.78386 | 0 | 0.76196 | 0.78386 | 3.2746e-09 | 0.10606 | 0.11785 | -3.5123e-09 | 1.3891e-13 | 9.3205e-15 | -7.4662e-08 | 0.22025 | 0.22757 | 5.2936e-11 | -4.2757e-15 | 6.0429e-15 | 0 | -163.3887 | 21.6093 | 0 | 16.6113 | -158.3907 | 1.6401 | 0.32082 | 0.32694 | 1.6356 | 0 | 0 | 0.40603 | -99.1015 | 84.2313 | 0.48165 | 0 | 0
Line17_5_19 | 0 | 0 | 0 | 0 | 0 | 0 | 0 | 0 | 0 | 0 | 0 | 0 | 2.8177e-09 | -2.8628e-08 | 2.7978e-08 | -3.4512e-09 | 8.0075e-10 | 4.8357e-10 | -7.3197e-08 | 3.6303e-09 | -2.2073e-09 | 4.9003e-11 | 8.9364e-10 | -1.4591e-09 | 0 | 0 | 0 | 0 | 0 | 0 | 1.6281 | 0.62748 | 0.63869 | 1.6281 | 0.62748 | 0.63869 | 0.44792 | -98.2897 | 83.6037 | 0.44792 | -98.2897 | 83.6037
Line1_1_3 | 0.17321 | 0.1732 | 0.1732 | 0.17321 | 0.1732 | 0.1732 | 0.04 | 0.04 | 0.04 | 0.04 | 0.04 | 0.04 | -0.0049274 | 0.0073058 | -0.016822 | 0.0052274 | -0.0070059 | 0.017122 | -0.064938 | -0.024012 | -0.019227 | 0.065537 | 0.024612 | 0.019827 | 94.7871 | -25.2122 | -145.2132 | -85.2129 | 154.7877 | 34.7869 | 1.6281 | 0.62748 | 0.63869 | 1.6436 | 0.63975 | 0.65493 | 0.44792 | -98.2897 | 83.6037 | 0.22679 | -99.3234 | 83.974
Line2_1_4 | 0.17321 | 3.1524 | 3.2366 | 0.1732 | 3.1524 | 3.2366 | 0.04 | 0.72803 | 0.74745 | 0.04 | 0.72803 | 0.74745 | -0.01686 | 0.20405 | 0.21499 | 0.017031 | -0.10728 | -0.10766 | -0.062903 | 0.40872 | 0.42624 | 0.063354 | -0.20747 | -0.21938 | 105.4524 | -161.7597 | 20.3697 | -74.5476 | 18.2403 | -159.6303 | 1.6281 | 0.62748 | 0.63869 | 1.6401 | 0.32082 | 0.32694 | 0.44792 | -98.2897 | 83.6037 | 0.40603 | -99.1015 | 84.2313
Line3_1_5 | 0 | 0 | 0 | 0 | 0 | 0 | 0 | 0 | 0 | 0 | 0 | 0 | 5.6354e-09 | -5.7257e-08 | 5.5955e-08 | -6.2689e-09 | 2.9429e-08 | -2.7494e-08 | -1.4639e-07 | 7.2606e-09 | -4.4146e-09 | 7.3246e-08 | -2.7367e-09 | 7.4827e-10 | 0 | 0 | 0 | 0 | 0 | 0 | 1.6281 | 0.62748 | 0.63869 | 1.6281 | 0.62748 | 0.63869 | 0.44792 | -98.2897 | 83.6037 | 0.44792 | -98.2897 | 83.6037
Line4_2_6 | 0.17321 | 0.1732 | 0.1732 | 0.17321 | 0.1732 | 0.1732 | 0.04 | 0.04 | 0.04 | 0.04 | 0.04 | 0.04 | -0.0052274 | 0.0070059 | -0.017122 | 0.0055274 | -0.0067059 | 0.017422 | -0.065537 | -0.024612 | -0.019827 | 0.066137 | 0.025212 | 0.020427 | 94.7871 | -25.2124 | -145.213 | -85.2129 | 154.7875 | 34.787 | 1.6436 | 0.63975 | 0.65493 | 1.6592 | 0.65223 | 0.67119 | 0.22679 | -99.3234 | 83.974 | 0.0097978 | -100.3179 | 84.3263
Line5_6_7 | 0.17321 | 0.1732 | 0.1732 | 0.17321 | 0.1732 | 0.1732 | 0.04 | 0.04 | 0.04 | 0.04 | 0.04 | 0.04 | -0.0055274 | 0.0067059 | -0.017422 | 0.0058274 | -0.006406 | 0.017722 | -0.066137 | -0.025212 | -0.020427 | 0.066737 | 0.025812 | 0.021027 | 94.7871 | -25.2125 | -145.213 | -85.2129 | 154.7875 | 34.7871 | 1.6592 | 0.65223 | 0.67119 | 1.6748 | 0.66489 | 0.68749 | 0.0097978 | -100.3179 | 84.3263 | -0.20316 | -101.2748 | 84.662
Line6_7_8 | 0 | 0 | 0 | 0 | 0 | 0 | 0 | 0 | 0 | 0 | 0 | 0 | 6.9901e-09 | -9e-08 | 9.0832e-08 | -8.4968e-09 | 6.0804e-08 | -6.0128e-08 | -2.2563e-07 | 1.6503e-08 | -5.5473e-09 | 1.504e-07 | -1.018e-08 | 2.1673e-09 | 0 | 0 | 0 | 0 | 0 | 0 | 1.6748 | 0.66489 | 0.68749 | 1.6748 | 0.66489 | 0.68749 | -0.20316 | -101.2748 | 84.662 | -0.20316 | -101.2748 | 84.662
Line7_8_9 | 0 | 0 | 0 | 0 | 0 | 0 | 0 | 0 | 0 | 0 | 0 | 0 | 2.33e-09 | -3e-08 | 3.0277e-08 | -3.8367e-09 | 8.0338e-10 | 4.2615e-10 | -7.521e-08 | 5.5009e-09 | -1.8491e-09 | -2.2863e-11 | 8.2178e-10 | -1.5309e-09 | 0 | 0 | 0 | 0 | 0 | 0 | 1.6748 | 0.66489 | 0.68749 | 1.6748 | 0.66489 | 0.68749 | -0.20316 | -101.2748 | 84.662 | -0.20316 | -101.2748 | 84.662
Line8_8_10 | 0 | 0 | 0 | 0 | 0 | 0 | 0 | 0 | 0 | 0 | 0 | 0 | 2.33e-09 | -3e-08 | 3.0277e-08 | -3.8367e-09 | 8.0338e-10 | 4.2615e-10 | -7.521e-08 | 5.5009e-09 | -1.8491e-09 | -2.2862e-11 | 8.2178e-10 | -1.5309e-09 | 0 | 0 | 0 | 0 | 0 | 0 | 1.6748 | 0.66489 | 0.68749 | 1.6748 | 0.66489 | 0.68749 | -0.20316 | -101.2748 | 84.662 | -0.20316 | -101.2748 | 84.662
Line9_3_11 | 0.17321 | 0.1732 | 0.1732 | 0.17321 | 0.1732 | 0.1732 | 0.04 | 0.04 | 0.04 | 0.04 | 0.04 | 0.04 | -0.0052274 | 0.0070059 | -0.017122 | 0.0055274 | -0.0067059 | 0.017422 | -0.065537 | -0.024612 | -0.019827 | 0.066137 | 0.025212 | 0.020427 | 94.7871 | -25.2123 | -145.2131 | -85.2129 | 154.7876 | 34.7869 | 1.6436 | 0.63975 | 0.65493 | 1.6592 | 0.65223 | 0.67119 | 0.22679 | -99.3234 | 83.974 | 0.0097972 | -100.3179 | 84.3263

## LLG_max_10
name | pf_ikss_a_from_ka | pf_ikss_b_from_ka | pf_ikss_c_from_ka | pf_ikss_a_to_ka | pf_ikss_b_to_ka | pf_ikss_c_to_ka | pf_skss_a_from_mw | pf_skss_b_from_mw | pf_skss_c_from_mw | pf_skss_a_to_mw | pf_skss_b_to_mw | pf_skss_c_to_mw | pf_p_a_from_mw | pf_p_b_from_mw | pf_p_c_from_mw | pf_p_a_to_mw | pf_p_b_to_mw | pf_p_c_to_mw | pf_q_a_from_mvar | pf_q_b_from_mvar | pf_q_c_from_mvar | pf_q_a_to_mvar | pf_q_b_to_mvar | pf_q_c_to_mvar | pf_ikss_a_from_degree | pf_ikss_b_from_degree | pf_ikss_c_from_degree | pf_ikss_a_to_degree | pf_ikss_b_to_degree | pf_ikss_c_to_degree | pf_vm_a_from_pu | pf_vm_b_from_pu | pf_vm_c_from_pu | pf_vm_a_to_pu | pf_vm_b_to_pu | pf_vm_c_to_pu | pf_va_a_from_degree | pf_va_b_from_degree | pf_va_c_from_degree | pf_va_a_to_degree | pf_va_b_to_degree | pf_va_c_to_degree
Line0_1_2 | 0.17321 | 0.1732 | 0.1732 | 0.17321 | 0.1732 | 0.1732 | 0.04 | 0.04 | 0.04 | 0.04 | 0.04 | 0.04 | -0.00516 | 0.0074114 | -0.01741 | 0.00546 | -0.0071115 | 0.01771 | -0.067985 | -0.024797 | -0.019772 | 0.068585 | 0.025397 | 0.020372 | 94.7868 | -25.2127 | -145.2134 | -85.2132 | 154.7873 | 34.7866 | 1.7045 | 0.64703 | 0.65863 | 1.72 | 0.65935 | 0.67485 | 0.44642 | -98.5722 | 83.4208 | 0.23512 | -99.5699 | 83.7846
Line10_11_12 | 0.17321 | 0.1732 | 0.1732 | 0.17321 | 0.1732 | 0.1732 | 0.04 | 0.04 | 0.04 | 0.04 | 0.04 | 0.04 | -0.00576 | 0.0068114 | -0.01801 | 0.00606 | -0.0065115 | 0.01831 | -0.069185 | -0.025997 | -0.020972 | 0.069785 | 0.026597 | 0.021572 | 94.7868 | -25.2127 | -145.2134 | -85.2132 | 154.7873 | 34.7866 | 1.7356 | 0.67187 | 0.69111 | 1.7512 | 0.68457 | 0.70739 | 0.02761 | -100.5308 | 84.1312 | -0.17621 | -101.4562 | 84.4619
Line11_12_13 | 0.17321 | 0.1732 | 0.1732 | 0.17321 | 0.1732 | 0.1732 | 0.04 | 0.04 | 0.04 | 0.04 | 0.04 | 0.04 | -0.00606 | 0.0065115 | -0.01831 | 0.00636 | -0.0062115 | 0.01861 | -0.069785 | -0.026597 | -0.021572 | 0.070385 | 0.027197 | 0.022172 | 94.7868 | -25.2127 | -145.2134 | -85.2132 | 154.7872 | 34.7867 | 1.7512 | 0.68457 | 0.70739 | 1.7668 | 0.69744 | 0.72369 | -0.17621 | -101.4562 | 84.4619 | -0.37644 | -102.3478 | 84.7777
Line12_13_15 | 0 | 0 | 0 | 0 | 0 | 0 | 0 | 0 | 0 | 0 | 0 | 0 | 7.2122e-09 | -9.8432e-08 | 1.001e-07 | -9.1279e-09 | 6.6518e-08 | -6.6266e-08 | -2.49e-07 | 2.006e-08 | -5.916e-09 | 1.6596e-07 | -1.252e-08 | 2.2606e-09 | 0 | 0 | 0 | 0 | 0 | 0 | 1.7668 | 0.69744 | 0.72369 | 1.7668 | 0.69744 | 0.72369 | -0.37644 | -102.3478 | 84.7777 | -0.37644 | -102.3478 | 84.7777
Line13_13_14 | 0.17321 | 0.1732 | 0.17321 | 0.1732 | 0.1732 | 0.17321 | 0.04 | 0.04 | 0.04 | 0.04 | 0.04 | 0.04 | -0.00636 | 0.0062116 | -0.018611 | 0.00666 | -0.0059116 | 0.018911 | -0.070385 | -0.027197 | -0.022172 | 0.070985 | 0.027797 | 0.022772 | 94.7868 | -25.213 | -145.2131 | -85.2131 | 154.787 | 34.7869 | 1.7668 | 0.69744 | 0.72369 | 1.7824 | 0.71047 | 0.74001 | -0.37644 | -102.3478 | 84.7777 | -0.57316 | -103.2068 | 85.0796
Line14_15_16 | 0 | 0 | 0 | 0 | 0 | 0 | 0 | 0 | 0 | 0 | 0 | 0 | 4.8081e-09 | -6.5621e-08 | 6.673e-08 | -6.7238e-09 | 3.3708e-08 | -3.2901e-08 | -1.66e-07 | 1.3373e-08 | -3.944e-09 | 8.2955e-08 | -5.8337e-09 | 2.8855e-10 | 0 | 0 | 0 | 0 | 0 | 0 | 1.7668 | 0.69744 | 0.72369 | 1.7668 | 0.69744 | 0.72369 | -0.37644 | -102.3478 | 84.7777 | -0.37644 | -102.3478 | 84.7777
Line15_16_17 | 0 | 0 | 0 | 0 | 0 | 0 | 0 | 0 | 0 | 0 | 0 | 0 | 2.4041e-09 | -3.2811e-08 | 3.3365e-08 | -4.3197e-09 | 8.9701e-10 | 4.6417e-10 | -8.3002e-08 | 6.6867e-09 | -1.972e-09 | -4.6817e-11 | 8.5301e-10 | -1.6835e-09 | 0 | 0 | 0 | 0 | 0 | 0 | 1.7668 | 0.69744 | 0.72369 | 1.7668 | 0.69744 | 0.72369 | -0.37644 | -102.3478 | 84.7777 | -0.37644 | -102.3478 | 84.7777
Line16_4_18 | 0 | 3.4 | 3.4979 | 0 | 3.4 | 3.4979 | 0 | 0.78518 | 0.8078 | 0 | 0.78518 | 0.8078 | 3.5785e-09 | 0.11256 | 0.12521 | -3.8386e-09 | 1.6669e-13 | -1.0163e-14 | -8.176e-08 | 0.2339 | 0.24165 | 5.8175e-11 | 1.6719e-14 | 6.1508e-16 | 0 | -163.6606 | 21.4195 | 0 | 16.3394 | -158.5805 | 1.7163 | 0.33059 | 0.33692 | 1.7116 | 0 | 0 | 0.40727 | -99.3593 | 84.0283 | 0.48283 | 0 | 0
Line17_5_19 | 0 | 0 | 0 | 0 | 0 | 0 | 0 | 0 | 0 | 0 | 0 | 0 | 3.0809e-09 | -3.0897e-08 | 3.0158e-08 | -3.7783e-09 | 8.9426e-10 | 5.4267e-10 | -8.0193e-08 | 4.0766e-09 | -2.4719e-09 | 5.3566e-11 | 9.5339e-10 | -1.5831e-09 | 0 | 0 | 0 | 0 | 0 | 0 | 1.7045 | 0.64703 | 0.65863 | 1.7045 | 0.64703 | 0.65863 | 0.44642 | -98.5722 | 83.4208 | 0.44642 | -98.5722 | 83.4208
Line1_1_3 | 0.17321 | 0.1732 | 0.1732 | 0.17321 | 0.1732 | 0.1732 | 0.04 | 0.04 | 0.04 | 0.04 | 0.04 | 0.04 | -0.00516 | 0.0074114 | -0.01741 | 0.00546 | -0.0071114 | 0.01771 | -0.067985 | -0.024797 | -0.019772 | 0.068585 | 0.025397 | 0.020372 | 94.7868 | -25.2125 | -145.2135 | -85.2132 | 154.7874 | 34.7865 | 1.7045 | 0.64703 | 0.65863 | 1.72 | 0.65935 | 0.67485 | 0.44642 | -98.5722 | 83.4208 | 0.23512 | -99.5699 | 83.7846
Line2_1_4 | 0.17321 | 3.2529 | 3.3401 | 0.1732 | 3.2529 | 3.3401 | 0.04 | 0.75123 | 0.77136 | 0.04 | 0.75123 | 0.77136 | -0.017361 | 0.2168 | 0.22907 | 0.017526 | -0.11382 | -0.11471 | -0.065933 | 0.43504 | 0.45347 | 0.066376 | -0.22074 | -0.2332 | 105.198 | -162.0827 | 20.2215 | -74.802 | 17.9173 | -159.7785 | 1.7045 | 0.64703 | 0.65863 | 1.7163 | 0.33059 | 0.33692 | 0.44642 | -98.5722 | 83.4208 | 0.40727 | -99.3593 | 84.0283
Line3_1_5 | 0 | 0 | 0 | 0 | 0 | 0 | 0 | 0 | 0 | 0 | 0 | 0 | 6.1619e-09 | -6.1795e-08 | 6.0316e-08 | -6.8592e-09 | 3.1792e-08 | -2.9615e-08 | -1.6039e-07 | 8.1533e-09 | -4.9438e-09 | 8.0246e-08 | -3.1233e-09 | 8.8882e-10 | 0 | 0 | 0 | 0 | 0 | 0 | 1.7045 | 0.64703 | 0.65863 | 1.7045 | 0.64703 | 0.65863 | 0.44642 | -98.5722 | 83.4208 | 0.44642 | -98.5722 | 83.4208
Line4_2_6 | 0.17321 | 0.1732 | 0.1732 | 0.17321 | 0.1732 | 0.1732 | 0.04 | 0.04 | 0.04 | 0.04 | 0.04 | 0.04 | -0.00546 | 0.0071115 | -0.01771 | 0.00576 | -0.0068115 | 0.01801 | -0.068585 | -0.025397 | -0.020372 | 0.069185 | 0.025997 | 0.020972 | 94.7868 | -25.2127 | -145.2134 | -85.2132 | 154.7872 | 34.7867 | 1.72 | 0.65935 | 0.67485 | 1.7356 | 0.67187 | 0.69111 | 0.23512 | -99.5699 | 83.7846 | 0.02761 | -100.5308 | 84.1312
Line5_6_7 | 0.17321 | 0.1732 | 0.1732 | 0.17321 | 0.1732 | 0.1732 | 0.04 | 0.04 | 0.04 | 0.04 | 0.04 | 0.04 | -0.00576 | 0.0068115 | -0.01801 | 0.00606 | -0.0065115 | 0.018311 | -0.069185 | -0.025997 | -0.020972 | 0.069785 | 0.026597 | 0.021572 | 94.7868 | -25.2128 | -145.2133 | -85.2132 | 154.7872 | 34.7867 | 1.7356 | 0.67187 | 0.69111 | 1.7512 | 0.68457 | 0.70739 | 0.02761 | -100.5308 | 84.1312 | -0.17621 | -101.4562 | 84.4619
Line6_7_8 | 0 | 0 | 0 | 0 | 0 | 0 | 0 | 0 | 0 | 0 | 0 | 0 | 7.7106e-09 | -9.7006e-08 | 9.768e-08 | -9.3217e-09 | 6.557e-08 | -6.4633e-08 | -2.469e-07 | 1.8103e-08 | -6.2909e-09 | 1.6458e-07 | -1.119e-08 | 2.5356e-09 | 0 | 0 | 0 | 0 | 0 | 0 | 1.7512 | 0.68457 | 0.70739 | 1.7512 | 0.68457 | 0.70739 | -0.17621 | -101.4562 | 84.4619 | -0.17621 | -101.4562 | 84.4619
Line7_8_9 | 0 | 0 | 0 | 0 | 0 | 0 | 0 | 0 | 0 | 0 | 0 | 0 | 2.5702e-09 | -3.2335e-08 | 3.256e-08 | -4.1813e-09 | 8.9941e-10 | 4.8689e-10 | -8.2299e-08 | 6.0342e-09 | -2.097e-09 | -2.1722e-11 | 8.7811e-10 | -1.6584e-09 | 0 | 0 | 0 | 0 | 0 | 0 | 1.7512 | 0.68457 | 0.70739 | 1.7512 | 0.68457 | 0.70739 | -0.17621 | -101.4562 | 84.4619 | -0.17621 | -101.4562 | 84.4619
Line8_8_10 | 0 | 0 | 0 | 0 | 0 | 0 | 0 | 0 | 0 | 0 | 0 | 0 | 2.5702e-09 | -3.2335e-08 | 3.256e-08 | -4.1813e-09 | 8.9941e-10 | 4.8689e-10 | -8.2299e-08 | 6.0342e-09 | -2.097e-09 | -2.1721e-11 | 8.7811e-10 | -1.6584e-09 | 0 | 0 | 0 | 0 | 0 | 0 | 1.7512 | 0.68457 | 0.70739 | 1.7512 | 0.68457 | 0.70739 | -0.17621 | -101.4562 | 84.4619 | -0.17621 | -101.4562 | 84.4619
Line9_3_11 | 0.17321 | 0.1732 | 0.1732 | 0.17321 | 0.1732 | 0.1732 | 0.04 | 0.04 | 0.04 | 0.04 | 0.04 | 0.04 | -0.00546 | 0.0071114 | -0.01771 | 0.00576 | -0.0068114 | 0.01801 | -0.068585 | -0.025397 | -0.020372 | 0.069185 | 0.025997 | 0.020972 | 94.7868 | -25.2126 | -145.2135 | -85.2132 | 154.7874 | 34.7866 | 1.72 | 0.65935 | 0.67485 | 1.7356 | 0.67187 | 0.69111 | 0.23512 | -99.5699 | 83.7846 | 0.02761 | -100.5308 | 84.1312

## LLG_max_fault_6
name | pf_ikss_a_from_ka | pf_ikss_b_from_ka | pf_ikss_c_from_ka | pf_ikss_a_to_ka | pf_ikss_b_to_ka | pf_ikss_c_to_ka | pf_skss_a_from_mw | pf_skss_b_from_mw | pf_skss_c_from_mw | pf_skss_a_to_mw | pf_skss_b_to_mw | pf_skss_c_to_mw | pf_p_a_from_mw | pf_p_b_from_mw | pf_p_c_from_mw | pf_p_a_to_mw | pf_p_b_to_mw | pf_p_c_to_mw | pf_q_a_from_mvar | pf_q_b_from_mvar | pf_q_c_from_mvar | pf_q_a_to_mvar | pf_q_b_to_mvar | pf_q_c_to_mvar | pf_ikss_a_from_degree | pf_ikss_b_from_degree | pf_ikss_c_from_degree | pf_ikss_a_to_degree | pf_ikss_b_to_degree | pf_ikss_c_to_degree | pf_vm_a_from_pu | pf_vm_b_from_pu | pf_vm_c_from_pu | pf_vm_a_to_pu | pf_vm_b_to_pu | pf_vm_c_to_pu | pf_va_a_from_degree | pf_va_b_from_degree | pf_va_c_from_degree | pf_va_a_to_degree | pf_va_b_to_degree | pf_va_c_to_degree
Line0_1_2 | 0.17321 | 0.1732 | 0.17321 | 0.17321 | 0.1732 | 0.17321 | 0.04 | 0.04 | 0.04 | 0.04 | 0.04 | 0.04 | -0.0022054 | -0.0026884 | -0.0059181 | 0.0025053 | 0.0029884 | 0.0062181 | -0.045807 | -0.04173 | -0.044047 | 0.046407 | 0.042331 | 0.044647 | 94.7872 | -25.2128 | -145.2128 | -85.2128 | 154.7872 | 34.7872 | 1.1465 | 1.0454 | 1.1111 | 1.1619 | 1.0609 | 1.127 | 2.0309 | -118.8988 | 117.135 | 1.6971 | -119.251 | 116.8586
Line10_11_12 | 0.17321 | 0.1732 | 0.17321 | 0.17321 | 0.1732 | 0.17321 | 0.04 | 0.04 | 0.04 | 0.04 | 0.04 | 0.04 | -0.0028054 | -0.0032884 | -0.0065181 | 0.0031053 | 0.0035884 | 0.0068181 | -0.047007 | -0.04293 | -0.045247 | 0.047607 | 0.04353 | 0.045847 | 94.7872 | -25.2128 | -145.2128 | -85.2128 | 154.7872 | 34.7872 | 1.1773 | 1.0764 | 1.1429 | 1.1927 | 1.092 | 1.1588 | 1.3719 | -119.593 | 116.5899 | 1.0552 | -119.9252 | 116.3286
Line11_12_13 | 0.17321 | 0.1732 | 0.17321 | 0.17321 | 0.1732 | 0.17321 | 0.04 | 0.04 | 0.04 | 0.04 | 0.04 | 0.04 | -0.0031053 | -0.0035884 | -0.0068181 | 0.0034053 | 0.0038884 | 0.0071181 | -0.047607 | -0.04353 | -0.045847 | 0.048207 | 0.044131 | 0.046447 | 94.7872 | -25.2128 | -145.2128 | -85.2128 | 154.7872 | 34.7872 | 1.1927 | 1.092 | 1.1588 | 1.2082 | 1.1075 | 1.1747 | 1.0552 | -119.9252 | 116.3286 | 0.74659 | -120.2482 | 116.0744
Line12_13_15 | 0 | 0 | 0 | 0 | 0 | 0 | 0 | 0 | 0 | 0 | 0 | 0 | -9.2757e-09 | -4.688e-09 | 1.8412e-08 | 5.4827e-09 | 2.8916e-09 | -1.2823e-08 | -1.3876e-08 | 1.5462e-08 | -3.3757e-09 | 9.3111e-09 | -1.0326e-08 | 1.9408e-09 | 0 | 0 | 0 | 0 | 0 | 0 | 1.2082 | 1.1075 | 1.1747 | 1.2082 | 1.1075 | 1.1747 | 0.74659 | -120.2482 | 116.0744 | 0.74659 | -120.2482 | 116.0744
Line13_13_14 | 0.17321 | 0.1732 | 0.17321 | 0.1732 | 0.1732 | 0.1732 | 0.04 | 0.04 | 0.04 | 0.04 | 0.04 | 0.04 | -0.0034053 | -0.0038884 | -0.0071181 | 0.0037053 | 0.0041884 | 0.0074181 | -0.048207 | -0.044131 | -0.046447 | 0.048807 | 0.044731 | 0.047047 | 94.7872 | -25.2128 | -145.2128 | -85.2128 | 154.7872 | 34.7872 | 1.2082 | 1.1075 | 1.1747 | 1.2237 | 1.1232 | 1.1907 | 0.74659 | -120.2482 | 116.0744 | 0.44578 | -120.5621 | 115.827
Line14_15_16 | 0 | 0 | 0 | 0 | 0 | 0 | 0 | 0 | 0 | 0 | 0 | 0 | -6.1838e-09 | -3.1253e-09 | 1.2275e-08 | 2.3908e-09 | 1.329e-09 | -6.6853e-09 | -9.2505e-09 | 1.0308e-08 | -2.2505e-09 | 4.6859e-09 | -5.1723e-09 | 8.156e-10 | 0 | 0 | 0 | 0 | 0 | 0 | 1.2082 | 1.1075 | 1.1747 | 1.2082 | 1.1075 | 1.1747 | 0.74659 | -120.2482 | 116.0744 | 0.74659 | -120.2482 | 116.0744
Line15_16_17 | 0 | 0 | 0 | 0 | 0 | 0 | 0 | 0 | 0 | 0 | 0 | 0 | -3.0919e-09 | -1.5627e-09 | 6.1373e-09 | -7.0114e-10 | -2.337e-10 | -5.4793e-10 | -4.6252e-09 | 5.1539e-09 | -1.1252e-09 | 6.061e-11 | -1.8469e-11 | -3.0963e-10 | 0 | 0 | 0 | 0 | 0 | 0 | 1.2082 | 1.1075 | 1.1747 | 1.2082 | 1.1075 | 1.1747 | 0.74659 | -120.2482 | 116.0744 | 0.74659 | -120.2482 | 116.0744
Line16_4_18 | 0 | 0.034496 | 0.036618 | 0 | 0.034496 | 0.036618 | 0 | 0.0079665 | 0.0084566 | 0 | 0.0079665 | 0.0084566 | -3.1029e-09 | 0.0059575 | 0.0067203 | -4.7848e-10 | -0.0059499 | -0.0067044 | -4.6803e-09 | 0.0059739 | 0.0067274 | 1.4297e-10 | -0.0059499 | -0.0067044 | 0 | -164.2468 | 71.9525 | 0 | 15.7532 | -108.0476 | 1.1623 | 1.059 | 1.1244 | 1.1618 | 1.0562 | 1.1212 | 1.8374 | -119.1683 | 116.9827 | 1.8317 | -119.2468 | 116.9524
Line17_5_19 | 0 | 0 | 0 | 0 | 0 | 0 | 0 | 0 | 0 | 0 | 0 | 0 | -3.093e-09 | -1.8261e-09 | 5.5649e-09 | -4.0847e-10 | 1.6788e-11 | -2.5419e-10 | -4.5676e-09 | 4.7288e-09 | -1.0452e-09 | 1.5643e-10 | 7.735e-11 | -2.1381e-10 | 0 | 0 | 0 | 0 | 0 | 0 | 1.1465 | 1.0454 | 1.1111 | 1.1465 | 1.0454 | 1.1111 | 2.0309 | -118.8988 | 117.135 | 2.0309 | -118.8988 | 117.135
Line1_1_3 | 0.17321 | 0.1732 | 0.17321 | 0.17321 | 0.1732 | 0.17321 | 0.04 | 0.04 | 0.04 | 0.04 | 0.04 | 0.04 | -0.0022054 | -0.0026884 | -0.005918 | 0.0025054 | 0.0029884 | 0.006218 | -0.045807 | -0.04173 | -0.044047 | 0.046407 | 0.04233 | 0.044647 | 94.7873 | -25.2128 | -145.2128 | -85.2128 | 154.7872 | 34.7872 | 1.1465 | 1.0454 | 1.1111 | 1.1619 | 1.0609 | 1.127 | 2.0309 | -118.8988 | 117.135 | 1.6971 | -119.251 | 116.8586
Line2_1_4 | 0.17321 | 0.14447 | 0.14138 | 0.17321 | 0.14447 | 0.14138 | 0.04 | 0.033365 | 0.032651 | 0.04 | 0.033365 | 0.032651 | -0.010645 | -0.0045118 | -0.007345 | 0.010944 | 0.0047353 | 0.0075288 | -0.044608 | -0.034587 | -0.035526 | 0.045186 | 0.035015 | 0.035933 | 105.4525 | -21.4667 | -141.1838 | -74.5475 | 158.5333 | 38.8162 | 1.1465 | 1.0454 | 1.1111 | 1.1623 | 1.059 | 1.1244 | 2.0309 | -118.8988 | 117.135 | 1.8374 | -119.1683 | 116.9827
Line3_1_5 | 0 | 0 | 0 | 0 | 0 | 0 | 0 | 0 | 0 | 0 | 0 | 0 | -6.1859e-09 | -3.6522e-09 | 1.113e-08 | 2.6845e-09 | 1.8429e-09 | -5.8191e-09 | -9.1353e-09 | 9.4575e-09 | -2.0904e-09 | 4.7241e-09 | -4.6514e-09 | 8.314e-10 | 0 | 0 | 0 | 0 | 0 | 0 | 1.1465 | 1.0454 | 1.1111 | 1.1465 | 1.0454 | 1.1111 | 2.0309 | -118.8988 | 117.135 | 2.0309 | -118.8988 | 117.135
Line4_2_6 | 0.17321 | 0.1732 | 0.17321 | 0.17321 | 0.1732 | 0.17321 | 0.04 | 0.04 | 0.04 | 0.04 | 0.04 | 0.04 | -0.0025053 | -0.0029884 | -0.0062181 | 0.0028053 | 0.0032884 | 0.0065181 | -0.046407 | -0.042331 | -0.044647 | 0.047007 | 0.042931 | 0.045247 | 94.7872 | -25.2128 | -145.2128 | -85.2128 | 154.7872 | 34.7872 | 1.1619 | 1.0609 | 1.127 | 1.1773 | 1.0764 | 1.1429 | 1.6971 | -119.251 | 116.8586 | 1.3719 | -119.593 | 116.5899
Line5_6_7 | 0.17321 | 0.1732 | 0.17321 | 0.17321 | 0.1732 | 0.17321 | 0.04 | 0.04 | 0.04 | 0.04 | 0.04 | 0.04 | -0.0028053 | -0.0032884 | -0.0065181 | 0.0031053 | 0.0035884 | 0.0068181 | -0.047007 | -0.042931 | -0.045247 | 0.047607 | 0.043531 | 0.045847 | 94.7872 | -25.2128 | -145.2128 | -85.2128 | 154.7872 | 34.7872 | 1.1773 | 1.0764 | 1.1429 | 1.1927 | 1.092 | 1.1588 | 1.3719 | -119.593 | 116.5899 | 1.0552 | -119.9252 | 116.3286
Line6_7_8 | 0 | 0 | 0 | 0 | 0 | 0 | 0 | 0 | 0 | 0 | 0 | 0 | -9.2858e-09 | -4.8948e-09 | 1.7973e-08 | 5.5656e-09 | 3.0952e-09 | -1.2454e-08 | -1.3833e-08 | 1.5143e-08 | -3.3157e-09 | 9.3062e-09 | -1.009e-08 | 1.9248e-09 | 0 | 0 | 0 | 0 | 0 | 0 | 1.1927 | 1.092 | 1.1588 | 1.1927 | 1.092 | 1.1588 | 1.0552 | -119.9252 | 116.3286 | 1.0552 | -119.9252 | 116.3286
Line7_8_9 | 0 | 0 | 0 | 0 | 0 | 0 | 0 | 0 | 0 | 0 | 0 | 0 | -3.0953e-09 | -1.6316e-09 | 5.9911e-09 | -6.2488e-10 | -1.6798e-10 | -4.714e-10 | -4.6108e-09 | 5.0476e-09 | -1.1052e-09 | 8.4564e-11 | 5.4857e-12 | -2.8568e-10 | 0 | 0 | 0 | 0 | 0 | 0 | 1.1927 | 1.092 | 1.1588 | 1.1927 | 1.092 | 1.1588 | 1.0552 | -119.9252 | 116.3286 | 1.0552 | -119.9252 | 116.3286
Line8_8_10 | 0 | 0 | 0 | 0 | 0 | 0 | 0 | 0 | 0 | 0 | 0 | 0 | -3.0953e-09 | -1.6316e-09 | 5.9911e-09 | -6.2488e-10 | -1.6798e-10 | -4.714e-10 | -4.6108e-09 | 5.0476e-09 | -1.1052e-09 | 8.4564e-11 | 5.4857e-12 | -2.8568e-10 | 0 | 0 | 0 | 0 | 0 | 0 | 1.1927 | 1.092 | 1.1588 | 1.1927 | 1.092 | 1.1588 | 1.0552 | -119.9252 | 116.3286 | 1.0552 | -119.9252 | 116.3286
Line9_3_11 | 0.17321 | 0.1732 | 0.17321 | 0.17321 | 0.1732 | 0.17321 | 0.04 | 0.04 | 0.04 | 0.04 | 0.04 | 0.04 | -0.0025054 | -0.0029884 | -0.006218 | 0.0028054 | 0.0032884 | 0.0065181 | -0.046407 | -0.04233 | -0.044647 | 0.047007 | 0.04293 | 0.045247 | 94.7873 | -25.2128 | -145.2128 | -85.2128 | 154.7872 | 34.7872 | 1.1619 | 1.0609 | 1.127 | 1.1773 | 1.0764 | 1.1429 | 1.6971 | -119.251 | 116.8586 | 1.3719 | -119.593 | 116.5899

## LLG_max_fault_10
name | pf_ikss_a_from_ka | pf_ikss_b_from_ka | pf_ikss_c_from_ka | pf_ikss_a_to_ka | pf_ikss_b_to_ka | pf_ikss_c_to_ka | pf_skss_a_from_mw | pf_skss_b_from_mw | pf_skss_c_from_mw | pf_skss_a_to_mw | pf_skss_b_to_mw | pf_skss_c_to_mw | pf_p_a_from_mw | pf_p_b_from_mw | pf_p_c_from_mw | pf_p_a_to_mw | pf_p_b_to_mw | pf_p_c_to_mw | pf_q_a_from_mvar | pf_q_b_from_mvar | pf_q_c_from_mvar | pf_q_a_to_mvar | pf_q_b_to_mvar | pf_q_c_to_mvar | pf_ikss_a_from_degree | pf_ikss_b_from_degree | pf_ikss_c_from_degree | pf_ikss_a_to_degree | pf_ikss_b_to_degree | pf_ikss_c_to_degree | pf_vm_a_from_pu | pf_vm_b_from_pu | pf_vm_c_from_pu | pf_vm_a_to_pu | pf_vm_b_to_pu | pf_vm_c_to_pu | pf_va_a_from_degree | pf_va_b_from_degree | pf_va_c_from_degree | pf_va_a_to_degree | pf_va_b_to_degree | pf_va_c_to_degree
Line0_1_2 | 0.17321 | 0.1732 | 0.17321 | 0.17321 | 0.1732 | 0.17321 | 0.04 | 0.04 | 0.04 | 0.04 | 0.04 | 0.04 | -0.0023153 | -0.0028243 | -0.0062037 | 0.0026153 | 0.0031243 | 0.0065037 | -0.047986 | -0.043715 | -0.046138 | 0.048586 | 0.044315 | 0.046738 | 94.7869 | -25.2131 | -145.2131 | -85.2131 | 154.7869 | 34.7869 | 1.201 | 1.0951 | 1.1638 | 1.2164 | 1.1106 | 1.1797 | 2.0245 | -118.9097 | 117.1288 | 1.7057 | -119.246 | 116.8649
Line10_11_12 | 0.17321 | 0.1732 | 0.17321 | 0.17321 | 0.1732 | 0.17321 | 0.04 | 0.04 | 0.04 | 0.04 | 0.04 | 0.04 | -0.0029153 | -0.0034243 | -0.0068037 | 0.0032153 | 0.0037243 | 0.0071037 | -0.049186 | -0.044915 | -0.047338 | 0.049786 | 0.045515 | 0.047938 | 94.7869 | -25.2131 | -145.2131 | -85.2131 | 154.7869 | 34.7869 | 1.2318 | 1.1261 | 1.1956 | 1.2472 | 1.1417 | 1.2115 | 1.3949 | -119.5729 | 116.608 | 1.0917 | -119.891 | 116.3578
Line11_12_13 | 0.17321 | 0.1732 | 0.17321 | 0.17321 | 0.1732 | 0.17321 | 0.04 | 0.04 | 0.04 | 0.04 | 0.04 | 0.04 | -0.0032153 | -0.0037243 | -0.0071037 | 0.0035153 | 0.0040243 | 0.0074037 | -0.049786 | -0.045515 | -0.047938 | 0.050386 | 0.046115 | 0.048538 | 94.7869 | -25.2131 | -145.2131 | -85.2131 | 154.7869 | 34.7869 | 1.2472 | 1.1417 | 1.2115 | 1.2627 | 1.1572 | 1.2275 | 1.0917 | -119.891 | 116.3578 | 0.79598 | -120.2005 | 116.1142
Line12_13_15 | 0 | 0 | 0 | 0 | 0 | 0 | 0 | 0 | 0 | 0 | 0 | 0 | -1.0177e-08 | -5.1856e-09 | 2.0109e-08 | 6.0312e-09 | 3.2141e-09 | -1.3991e-08 | -1.5214e-08 | 1.6901e-08 | -3.6876e-09 | 1.0213e-08 | -1.1284e-08 | 2.1229e-09 | 0 | 0 | 0 | 0 | 0 | 0 | 1.2627 | 1.1572 | 1.2275 | 1.2627 | 1.1572 | 1.2275 | 0.79598 | -120.2005 | 116.1142 | 0.79598 | -120.2005 | 116.1142
Line13_13_14 | 0.17321 | 0.1732 | 0.17321 | 0.1732 | 0.1732 | 0.1732 | 0.04 | 0.04 | 0.04 | 0.04 | 0.04 | 0.04 | -0.0035153 | -0.0040243 | -0.0074037 | 0.0038153 | 0.0043243 | 0.0077037 | -0.050386 | -0.046115 | -0.048538 | 0.050986 | 0.046715 | 0.049138 | 94.7869 | -25.2131 | -145.2131 | -85.2131 | 154.7869 | 34.7869 | 1.2627 | 1.1572 | 1.2275 | 1.2782 | 1.1729 | 1.2435 | 0.79598 | -120.2005 | 116.1142 | 0.5074 | -120.5018 | 115.8768
Line14_15_16 | 0 | 0 | 0 | 0 | 0 | 0 | 0 | 0 | 0 | 0 | 0 | 0 | -6.785e-09 | -3.457e-09 | 1.3406e-08 | 2.6387e-09 | 1.4856e-09 | -7.2881e-09 | -1.0142e-08 | 1.1268e-08 | -2.4584e-09 | 5.142e-09 | -5.6502e-09 | 8.9368e-10 | 0 | 0 | 0 | 0 | 0 | 0 | 1.2627 | 1.1572 | 1.2275 | 1.2627 | 1.1572 | 1.2275 | 0.79598 | -120.2005 | 116.1142 | 0.79598 | -120.2005 | 116.1142
Line15_16_17 | 0 | 0 | 0 | 0 | 0 | 0 | 0 | 0 | 0 | 0 | 0 | 0 | -3.3925e-09 | -1.7285e-09 | 6.7029e-09 | -7.5381e-10 | -2.4295e-10 | -5.8516e-10 | -5.0713e-09 | 5.6338e-09 | -1.2292e-09 | 7.0751e-11 | -1.6337e-11 | -3.3551e-10 | 0 | 0 | 0 | 0 | 0 | 0 | 1.2627 | 1.1572 | 1.2275 | 1.2627 | 1.1572 | 1.2275 | 0.79598 | -120.2005 | 116.1142 | 0.79598 | -120.2005 | 116.1142
Line16_4_18 | 0 | 0.036111 | 0.038331 | 0 | 0.036111 | 0.038331 | 0 | 0.0083395 | 0.0088521 | 0 | 0.0083395 | 0.0088521 | -3.4046e-09 | 0.0065283 | 0.0073635 | -5.2095e-10 | -0.00652 | -0.0073461 | -5.1319e-09 | 0.0065462 | 0.0073713 | 1.5669e-10 | -0.00652 | -0.0073461 | 0 | -164.2527 | 71.9483 | 0 | 15.7473 | -108.0517 | 1.2168 | 1.1086 | 1.177 | 1.2163 | 1.1057 | 1.1736 | 1.8361 | -119.1743 | 116.9785 | 1.8304 | -119.2527 | 116.9483
Line17_5_19 | 0 | 0 | 0 | 0 | 0 | 0 | 0 | 0 | 0 | 0 | 0 | 0 | -3.3929e-09 | -2.0036e-09 | 6.1042e-09 | -4.4799e-10 | 1.8691e-11 | -2.7827e-10 | -5.0109e-09 | 5.1886e-09 | -1.1455e-09 | 1.7113e-10 | 8.4046e-11 | -2.3513e-10 | 0 | 0 | 0 | 0 | 0 | 0 | 1.201 | 1.0951 | 1.1638 | 1.201 | 1.0951 | 1.1638 | 2.0245 | -118.9097 | 117.1288 | 2.0245 | -118.9097 | 117.1288
Line1_1_3 | 0.17321 | 0.1732 | 0.17321 | 0.17321 | 0.1732 | 0.17321 | 0.04 | 0.04 | 0.04 | 0.04 | 0.04 | 0.04 | -0.0023153 | -0.0028244 | -0.0062037 | 0.0026153 | 0.0031244 | 0.0065037 | -0.047986 | -0.043715 | -0.046138 | 0.048586 | 0.044315 | 0.046738 | 94.7869 | -25.2131 | -145.2132 | -85.2131 | 154.7869 | 34.7869 | 1.201 | 1.0951 | 1.1638 | 1.2164 | 1.1106 | 1.1797 | 2.0245 | -118.9097 | 117.1288 | 1.7057 | -119.246 | 116.8649
Line2_1_4 | 0.17321 | 0.14329 | 0.14004 | 0.17321 | 0.14329 | 0.14004 | 0.04 | 0.033091 | 0.032342 | 0.04 | 0.033091 | 0.032342 | -0.010949 | -0.0042584 | -0.0071774 | 0.011248 | 0.0044788 | 0.0073568 | -0.046777 | -0.035988 | -0.036949 | 0.047355 | 0.03641 | 0.037349 | 105.1981 | -22.1614 | -141.8784 | -74.8019 | 157.8386 | 38.1216 | 1.201 | 1.0951 | 1.1638 | 1.2168 | 1.1086 | 1.177 | 2.0245 | -118.9097 | 117.1288 | 1.8361 | -119.1743 | 116.9785
Line3_1_5 | 0 | 0 | 0 | 0 | 0 | 0 | 0 | 0 | 0 | 0 | 0 | 0 | -6.7859e-09 | -4.0073e-09 | 1.2208e-08 | 2.945e-09 | 2.0223e-09 | -6.3824e-09 | -1.0022e-08 | 1.0377e-08 | -2.291e-09 | 5.182e-09 | -5.1046e-09 | 9.1035e-10 | 0 | 0 | 0 | 0 | 0 | 0 | 1.201 | 1.0951 | 1.1638 | 1.201 | 1.0951 | 1.1638 | 2.0245 | -118.9097 | 117.1288 | 2.0245 | -118.9097 | 117.1288
Line4_2_6 | 0.17321 | 0.1732 | 0.17321 | 0.17321 | 0.1732 | 0.17321 | 0.04 | 0.04 | 0.04 | 0.04 | 0.04 | 0.04 | -0.0026153 | -0.0031243 | -0.0065037 | 0.0029153 | 0.0034243 | 0.0068037 | -0.048586 | -0.044315 | -0.046738 | 0.049186 | 0.044915 | 0.047338 | 94.7869 | -25.2131 | -145.2131 | -85.2131 | 154.7869 | 34.7869 | 1.2164 | 1.1106 | 1.1797 | 1.2318 | 1.1261 | 1.1956 | 1.7057 | -119.246 | 116.8649 | 1.3949 | -119.5729 | 116.608
Line5_6_7 | 0.17321 | 0.1732 | 0.17321 | 0.17321 | 0.1732 | 0.17321 | 0.04 | 0.04 | 0.04 | 0.04 | 0.04 | 0.04 | -0.0029153 | -0.0034243 | -0.0068037 | 0.0032153 | 0.0037243 | 0.0071037 | -0.049186 | -0.044915 | -0.047338 | 0.049786 | 0.045515 | 0.047938 | 94.7869 | -25.2131 | -145.2131 | -85.2131 | 154.7869 | 34.7869 | 1.2318 | 1.1261 | 1.1956 | 1.2472 | 1.1417 | 1.2115 | 1.3949 | -119.5729 | 116.608 | 1.0917 | -119.891 | 116.3578
Line6_7_8 | 0 | 0 | 0 | 0 | 0 | 0 | 0 | 0 | 0 | 0 | 0 | 0 | -1.0187e-08 | -5.4012e-09 | 1.965e-08 | 6.1171e-09 | 3.4263e-09 | -1.3606e-08 | -1.5168e-08 | 1.6568e-08 | -3.6248e-09 | 1.0208e-08 | -1.1036e-08 | 2.1061e-09 | 0 | 0 | 0 | 0 | 0 | 0 | 1.2472 | 1.1417 | 1.2115 | 1.2472 | 1.1417 | 1.2115 | 1.0917 | -119.891 | 116.3578 | 1.0917 | -119.891 | 116.3578
Line7_8_9 | 0 | 0 | 0 | 0 | 0 | 0 | 0 | 0 | 0 | 0 | 0 | 0 | -3.3957e-09 | -1.8004e-09 | 6.5501e-09 | -6.7426e-10 | -1.7445e-10 | -5.0534e-10 | -5.0562e-09 | 5.5225e-09 | -1.2083e-09 | 9.5847e-11 | 8.7587e-12 | -3.1042e-10 | 0 | 0 | 0 | 0 | 0 | 0 | 1.2472 | 1.1417 | 1.2115 | 1.2472 | 1.1417 | 1.2115 | 1.0917 | -119.891 | 116.3578 | 1.0917 | -119.891 | 116.3578
Line8_8_10 | 0 | 0 | 0 | 0 | 0 | 0 | 0 | 0 | 0 | 0 | 0 | 0 | -3.3957e-09 | -1.8004e-09 | 6.5501e-09 | -6.7426e-10 | -1.7445e-10 | -5.0534e-10 | -5.0562e-09 | 5.5225e-09 | -1.2083e-09 | 9.5847e-11 | 8.7587e-12 | -3.1042e-10 | 0 | 0 | 0 | 0 | 0 | 0 | 1.2472 | 1.1417 | 1.2115 | 1.2472 | 1.1417 | 1.2115 | 1.0917 | -119.891 | 116.3578 | 1.0917 | -119.891 | 116.3578
Line9_3_11 | 0.17321 | 0.1732 | 0.17321 | 0.17321 | 0.1732 | 0.17321 | 0.04 | 0.04 | 0.04 | 0.04 | 0.04 | 0.04 | -0.0026153 | -0.0031244 | -0.0065037 | 0.0029153 | 0.0034243 | 0.0068037 | -0.048586 | -0.044315 | -0.046738 | 0.049186 | 0.044915 | 0.047338 | 94.7869 | -25.2131 | -145.2131 | -85.2131 | 154.7869 | 34.7869 | 1.2164 | 1.1106 | 1.1797 | 1.2318 | 1.1261 | 1.1956 | 1.7057 | -119.246 | 116.8649 | 1.3949 | -119.5729 | 116.608

## LLG_min_6
name | pf_ikss_a_from_ka | pf_ikss_b_from_ka | pf_ikss_c_from_ka | pf_ikss_a_to_ka | pf_ikss_b_to_ka | pf_ikss_c_to_ka | pf_skss_a_from_mw | pf_skss_b_from_mw | pf_skss_c_from_mw | pf_skss_a_to_mw | pf_skss_b_to_mw | pf_skss_c_to_mw | pf_p_a_from_mw | pf_p_b_from_mw | pf_p_c_from_mw | pf_p_a_to_mw | pf_p_b_to_mw | pf_p_c_to_mw | pf_q_a_from_mvar | pf_q_b_from_mvar | pf_q_c_from_mvar | pf_q_a_to_mvar | pf_q_b_to_mvar | pf_q_c_to_mvar | pf_ikss_a_from_degree | pf_ikss_b_from_degree | pf_ikss_c_from_degree | pf_ikss_a_to_degree | pf_ikss_b_to_degree | pf_ikss_c_to_degree | pf_vm_a_from_pu | pf_vm_b_from_pu | pf_vm_c_from_pu | pf_vm_a_to_pu | pf_vm_b_to_pu | pf_vm_c_to_pu | pf_va_a_from_degree | pf_va_b_from_degree | pf_va_c_from_degree | pf_va_a_to_degree | pf_va_b_to_degree | pf_va_c_to_degree
Line0_1_2 | 0 | 1.0137e-06 | 0 | 0 | 0 | 0 | 0 | 2.3411e-07 | 0 | 0 | 0 | 0 | 7.1172e-09 | -1.3482e-07 | 1.3569e-07 | -8.2138e-09 | 1.1304e-07 | -1.1282e-07 | -3.1961e-07 | 3.1775e-08 | -2.0203e-08 | 2.6639e-07 | -2.5888e-08 | 1.5466e-08 | 0 | 89.9158 | 0 | 0 | 0 | 0 | 1.3959 | 0.59166 | 0.61265 | 1.3959 | 0.59166 | 0.61265 | 0.59824 | -103.3455 | 80.0806 | 0.59823 | -103.3455 | 80.0806
Line10_11_12 | 0 | 1.0137e-06 | 0 | 0 | 0 | 0 | 0 | 2.3411e-07 | 0 | 0 | 0 | 0 | 7.1172e-09 | -1.3482e-07 | 1.3569e-07 | -8.2138e-09 | 1.1304e-07 | -1.1282e-07 | -3.1961e-07 | 3.1775e-08 | -2.0203e-08 | 2.6639e-07 | -2.5888e-08 | 1.5466e-08 | 0 | 89.9158 | 0 | 0 | 0 | 0 | 1.3959 | 0.59166 | 0.61265 | 1.3959 | 0.59166 | 0.61265 | 0.59823 | -103.3455 | 80.0806 | 0.59823 | -103.3455 | 80.0806
Line11_12_13 | 0 | 0 | 0 | 0 | 0 | 0 | 0 | 0 | 0 | 0 | 0 | 0 | 5.931e-09 | -1.1235e-07 | 1.1308e-07 | -7.0276e-09 | 9.0573e-08 | -9.0203e-08 | -2.6634e-07 | 2.6479e-08 | -1.6836e-08 | 2.1313e-07 | -2.0592e-08 | 1.2099e-08 | 0 | 0 | 0 | 0 | 0 | 0 | 1.3959 | 0.59166 | 0.61265 | 1.3959 | 0.59166 | 0.61265 | 0.59823 | -103.3455 | 80.0806 | 0.59823 | -103.3455 | 80.0806
Line12_13_15 | 0 | 0 | 0 | 0 | 0 | 0 | 0 | 0 | 0 | 0 | 0 | 0 | 3.5586e-09 | -6.7412e-08 | 6.7847e-08 | -4.6552e-09 | 4.5632e-08 | -4.4971e-08 | -1.5981e-07 | 1.5887e-08 | -1.0101e-08 | 1.0659e-07 | -1.0001e-08 | 5.3649e-09 | 0 | 0 | 0 | 0 | 0 | 0 | 1.3959 | 0.59166 | 0.61265 | 1.3959 | 0.59166 | 0.61265 | 0.59823 | -103.3455 | 80.0806 | 0.59823 | -103.3455 | 80.0806
Line13_13_14 | 0 | 0 | 0 | 0 | 0 | 0 | 0 | 0 | 0 | 0 | 0 | 0 | 1.1862e-09 | -2.2471e-08 | 2.2616e-08 | -2.2828e-09 | 6.9093e-10 | 2.6046e-10 | -5.3269e-08 | 5.2958e-09 | -3.3672e-09 | 5.0769e-11 | 5.9067e-10 | -1.3695e-09 | 0 | 0 | 0 | 0 | 0 | 0 | 1.3959 | 0.59166 | 0.61265 | 1.3959 | 0.59166 | 0.61265 | 0.59823 | -103.3455 | 80.0806 | 0.59823 | -103.3455 | 80.0806
Line14_15_16 | 0 | 0 | 0 | 0 | 0 | 0 | 0 | 0 | 0 | 0 | 0 | 0 | 2.3724e-09 | -4.4941e-08 | 4.5231e-08 | -3.469e-09 | 2.3162e-08 | -2.2355e-08 | -1.0654e-07 | 1.0592e-08 | -6.7343e-09 | 5.332e-08 | -4.7051e-09 | 1.9977e-09 | 0 | 0 | 0 | 0 | 0 | 0 | 1.3959 | 0.59166 | 0.61265 | 1.3959 | 0.59166 | 0.61265 | 0.59823 | -103.3455 | 80.0806 | 0.59823 | -103.3455 | 80.0806
Line15_16_17 | 0 | 0 | 0 | 0 | 0 | 0 | 0 | 0 | 0 | 0 | 0 | 0 | 1.1862e-09 | -2.2471e-08 | 2.2616e-08 | -2.2828e-09 | 6.9093e-10 | 2.6046e-10 | -5.3269e-08 | 5.2958e-09 | -3.3672e-09 | 5.0769e-11 | 5.9067e-10 | -1.3695e-09 | 0 | 0 | 0 | 0 | 0 | 0 | 1.3959 | 0.59166 | 0.61265 | 1.3959 | 0.59166 | 0.61265 | 0.59823 | -103.3455 | 80.0806 | 0.59823 | -103.3455 | 80.0806
Line16_4_18 | 0 | 2.4438 | 2.5749 | 0 | 2.4438 | 2.5749 | 0 | 0.56438 | 0.59464 | 0 | 0.56438 | 0.59464 | 1.8948e-09 | 0.11373 | 0.12801 | -2.2315e-09 | -1.542e-14 | -5.8769e-15 | -5.3826e-08 | 0.12223 | 0.12959 | 7.4985e-11 | -1.3005e-14 | 6.6446e-15 | 0 | -150.4085 | 34.7308 | 0 | 29.5915 | -145.2692 | 1.3921 | 0.29583 | 0.30633 | 1.3883 | 0 | 0 | 0.74296 | -103.3455 | 80.0806 | 0.88848 | 0 | 0
Line17_5_19 | 0 | 0 | 0 | 0 | 0 | 0 | 0 | 0 | 0 | 0 | 0 | 0 | 1.1862e-09 | -2.2471e-08 | 2.2616e-08 | -2.2828e-09 | 6.9093e-10 | 2.6046e-10 | -5.3269e-08 | 5.2958e-09 | -3.3672e-09 | 5.077e-11 | 5.9067e-10 | -1.3695e-09 | 0 | 0 | 0 | 0 | 0 | 0 | 1.3959 | 0.59166 | 0.61265 | 1.3959 | 0.59166 | 0.61265 | 0.59824 | -103.3455 | 80.0806 | 0.59823 | -103.3455 | 80.0806
Line1_1_3 | 1.3222e-06 | 1.3517e-06 | 1.2928e-06 | 1.1573e-06 | 1.1866e-06 | 1.128e-06 | 3.0535e-07 | 3.1215e-07 | 2.9857e-07 | 2.6726e-07 | 2.7404e-07 | 2.6051e-07 | 9.4896e-09 | -1.7976e-07 | 1.8093e-07 | -1.0586e-08 | 1.5798e-07 | -1.5805e-07 | -4.2615e-07 | 4.2366e-08 | -2.6937e-08 | 3.7293e-07 | -3.648e-08 | 2.2201e-08 | 89.3226 | 89.9158 | 88.5489 | -91.0278 | -90.3434 | -91.9236 | 1.3959 | 0.59166 | 0.61265 | 1.3959 | 0.59166 | 0.61265 | 0.59824 | -103.3455 | 80.0806 | 0.59823 | -103.3455 | 80.0806
Line2_1_4 | 0 | 2.4438 | 2.5749 | 0 | 2.4438 | 2.5749 | 0 | 0.56438 | 0.59464 | 0 | 0.56438 | 0.59464 | 3.1358e-09 | 0.22747 | 0.25603 | -4.1518e-09 | -0.11373 | -0.12801 | -1.0749e-07 | 0.24447 | 0.25917 | 5.3889e-08 | -0.12223 | -0.12959 | 0 | -150.4085 | 34.7308 | 0 | 29.5915 | -145.2692 | 1.3959 | 0.59166 | 0.61265 | 1.3921 | 0.29583 | 0.30633 | 0.59824 | -103.3455 | 80.0806 | 0.74296 | -103.3455 | 80.0806
Line3_1_5 | 0 | 0 | 0 | 0 | 0 | 0 | 0 | 0 | 0 | 0 | 0 | 0 | 2.3724e-09 | -4.4941e-08 | 4.5231e-08 | -3.469e-09 | 2.3161e-08 | -2.2355e-08 | -1.0654e-07 | 1.0592e-08 | -6.7343e-09 | 5.3319e-08 | -4.7051e-09 | 1.9977e-09 | 0 | 0 | 0 | 0 | 0 | 0 | 1.3959 | 0.59166 | 0.61265 | 1.3959 | 0.59166 | 0.61265 | 0.59824 | -103.3455 | 80.0806 | 0.59824 | -103.3455 | 80.0806
Line4_2_6 | 0 | 0 | 0 | 0 | 0 | 0 | 0 | 0 | 0 | 0 | 0 | 0 | 5.931e-09 | -1.1235e-07 | 1.1308e-07 | -7.0276e-09 | 9.0573e-08 | -9.0203e-08 | -2.6634e-07 | 2.6479e-08 | -1.6836e-08 | 2.1313e-07 | -2.0592e-08 | 1.2099e-08 | 0 | 0 | 0 | 0 | 0 | 0 | 1.3959 | 0.59166 | 0.61265 | 1.3959 | 0.59166 | 0.61265 | 0.59823 | -103.3455 | 80.0806 | 0.59823 | -103.3455 | 80.0806
Line5_6_7 | 0 | 0 | 0 | 0 | 0 | 0 | 0 | 0 | 0 | 0 | 0 | 0 | 4.7448e-09 | -8.9882e-08 | 9.0463e-08 | -5.8414e-09 | 6.8103e-08 | -6.7587e-08 | -2.1307e-07 | 2.1183e-08 | -1.3469e-08 | 1.5986e-07 | -1.5297e-08 | 8.732e-09 | 0 | 0 | 0 | 0 | 0 | 0 | 1.3959 | 0.59166 | 0.61265 | 1.3959 | 0.59166 | 0.61265 | 0.59823 | -103.3455 | 80.0806 | 0.59823 | -103.3455 | 80.0806
Line6_7_8 | 0 | 0 | 0 | 0 | 0 | 0 | 0 | 0 | 0 | 0 | 0 | 0 | 3.5586e-09 | -6.7412e-08 | 6.7847e-08 | -4.6552e-09 | 4.5632e-08 | -4.4971e-08 | -1.5981e-07 | 1.5887e-08 | -1.0101e-08 | 1.0659e-07 | -1.0001e-08 | 5.3649e-09 | 0 | 0 | 0 | 0 | 0 | 0 | 1.3959 | 0.59166 | 0.61265 | 1.3959 | 0.59166 | 0.61265 | 0.59823 | -103.3455 | 80.0806 | 0.59823 | -103.3455 | 80.0806
Line7_8_9 | 0 | 0 | 0 | 0 | 0 | 0 | 0 | 0 | 0 | 0 | 0 | 0 | 1.1862e-09 | -2.2471e-08 | 2.2616e-08 | -2.2828e-09 | 6.9093e-10 | 2.6046e-10 | -5.3269e-08 | 5.2958e-09 | -3.3672e-09 | 5.0769e-11 | 5.9067e-10 | -1.3695e-09 | 0 | 0 | 0 | 0 | 0 | 0 | 1.3959 | 0.59166 | 0.61265 | 1.3959 | 0.59166 | 0.61265 | 0.59823 | -103.3455 | 80.0806 | 0.59823 | -103.3455 | 80.0806
Line8_8_10 | 0 | 0 | 0 | 0 | 0 | 0 | 0 | 0 | 0 | 0 | 0 | 0 | 1.1862e-09 | -2.2471e-08 | 2.2616e-08 | -2.2828e-09 | 6.9093e-10 | 2.6046e-10 | -5.3269e-08 | 5.2958e-09 | -3.3672e-09 | 5.0769e-11 | 5.9067e-10 | -1.3695e-09 | 0 | 0 | 0 | 0 | 0 | 0 | 1.3959 | 0.59166 | 0.61265 | 1.3959 | 0.59166 | 0.61265 | 0.59823 | -103.3455 | 80.0806 | 0.59823 | -103.3455 | 80.0806
Line9_3_11 | 1.1569e-06 | 1.1827e-06 | 1.1312e-06 | 0 | 1.0177e-06 | 0 | 2.6719e-07 | 2.7313e-07 | 2.6125e-07 | 0 | 2.3503e-07 | 0 | 8.3034e-09 | -1.5729e-07 | 1.5831e-07 | -9.4e-09 | 1.3551e-07 | -1.3543e-07 | -3.7288e-07 | 3.707e-08 | -2.357e-08 | 3.1966e-07 | -3.1184e-08 | 1.8833e-08 | 89.3226 | 89.9158 | 88.5489 | 0 | -90.3864 | 0 | 1.3959 | 0.59166 | 0.61265 | 1.3959 | 0.59166 | 0.61265 | 0.59823 | -103.3455 | 80.0806 | 0.59823 | -103.3455 | 80.0806

## LLG_min_10
name | pf_ikss_a_from_ka | pf_ikss_b_from_ka | pf_ikss_c_from_ka | pf_ikss_a_to_ka | pf_ikss_b_to_ka | pf_ikss_c_to_ka | pf_skss_a_from_mw | pf_skss_b_from_mw | pf_skss_c_from_mw | pf_skss_a_to_mw | pf_skss_b_to_mw | pf_skss_c_to_mw | pf_p_a_from_mw | pf_p_b_from_mw | pf_p_c_from_mw | pf_p_a_to_mw | pf_p_b_to_mw | pf_p_c_to_mw | pf_q_a_from_mvar | pf_q_b_from_mvar | pf_q_c_from_mvar | pf_q_a_to_mvar | pf_q_b_to_mvar | pf_q_c_to_mvar | pf_ikss_a_from_degree | pf_ikss_b_from_degree | pf_ikss_c_from_degree | pf_ikss_a_to_degree | pf_ikss_b_to_degree | pf_ikss_c_to_degree | pf_vm_a_from_pu | pf_vm_b_from_pu | pf_vm_c_from_pu | pf_vm_a_to_pu | pf_vm_b_to_pu | pf_vm_c_to_pu | pf_va_a_from_degree | pf_va_b_from_degree | pf_va_c_from_degree | pf_va_a_to_degree | pf_va_b_to_degree | pf_va_c_to_degree
Line0_1_2 | 0 | 0 | 0 | 0 | 0 | 0 | 0 | 0 | 0 | 0 | 0 | 0 | 6.3877e-09 | -1.21e-07 | 1.2179e-07 | -7.3719e-09 | 1.0146e-07 | -1.0126e-07 | -2.8685e-07 | 2.8518e-08 | -1.8132e-08 | 2.3909e-07 | -2.3235e-08 | 1.3881e-08 | 0 | 0 | 0 | 0 | 0 | 0 | 1.3225 | 0.56052 | 0.58041 | 1.3225 | 0.56052 | 0.58041 | 0.59824 | -103.3455 | 80.0806 | 0.59823 | -103.3455 | 80.0806
Line10_11_12 | 0 | 0 | 0 | 0 | 0 | 0 | 0 | 0 | 0 | 0 | 0 | 0 | 6.3878e-09 | -1.21e-07 | 1.2179e-07 | -7.3719e-09 | 1.0146e-07 | -1.0126e-07 | -2.8685e-07 | 2.8518e-08 | -1.8132e-08 | 2.3909e-07 | -2.3235e-08 | 1.3881e-08 | 0 | 0 | 0 | 0 | 0 | 0 | 1.3225 | 0.56052 | 0.58041 | 1.3225 | 0.56052 | 0.58041 | 0.59823 | -103.3455 | 80.0806 | 0.59823 | -103.3455 | 80.0806
Line11_12_13 | 0 | 0 | 0 | 0 | 0 | 0 | 0 | 0 | 0 | 0 | 0 | 0 | 5.3231e-09 | -1.0084e-07 | 1.0149e-07 | -6.3073e-09 | 8.129e-08 | -8.0957e-08 | -2.3905e-07 | 2.3765e-08 | -1.511e-08 | 1.9128e-07 | -1.8482e-08 | 1.0859e-08 | 0 | 0 | 0 | 0 | 0 | 0 | 1.3225 | 0.56052 | 0.58041 | 1.3225 | 0.56052 | 0.58041 | 0.59823 | -103.3455 | 80.0806 | 0.59823 | -103.3455 | 80.0806
Line12_13_15 | 0 | 0 | 0 | 0 | 0 | 0 | 0 | 0 | 0 | 0 | 0 | 0 | 3.1939e-09 | -6.0502e-08 | 6.0893e-08 | -4.178e-09 | 4.0955e-08 | -4.0362e-08 | -1.4343e-07 | 1.4259e-08 | -9.0661e-09 | 9.5664e-08 | -8.9759e-09 | 4.815e-09 | 0 | 0 | 0 | 0 | 0 | 0 | 1.3225 | 0.56052 | 0.58041 | 1.3225 | 0.56052 | 0.58041 | 0.59823 | -103.3455 | 80.0806 | 0.59823 | -103.3455 | 80.0806
Line13_13_14 | 0 | 0 | 0 | 0 | 0 | 0 | 0 | 0 | 0 | 0 | 0 | 0 | 1.0646e-09 | -2.0167e-08 | 2.0298e-08 | -2.0488e-09 | 6.2011e-10 | 2.3377e-10 | -4.7809e-08 | 4.753e-09 | -3.0221e-09 | 4.5566e-11 | 5.3013e-10 | -1.2291e-09 | 0 | 0 | 0 | 0 | 0 | 0 | 1.3225 | 0.56052 | 0.58041 | 1.3225 | 0.56052 | 0.58041 | 0.59823 | -103.3455 | 80.0806 | 0.59823 | -103.3455 | 80.0806
Line14_15_16 | 0 | 0 | 0 | 0 | 0 | 0 | 0 | 0 | 0 | 0 | 0 | 0 | 2.1293e-09 | -4.0335e-08 | 4.0596e-08 | -3.1134e-09 | 2.0788e-08 | -2.0064e-08 | -9.5618e-08 | 9.506e-09 | -6.0441e-09 | 4.7855e-08 | -4.2229e-09 | 1.793e-09 | 0 | 0 | 0 | 0 | 0 | 0 | 1.3225 | 0.56052 | 0.58041 | 1.3225 | 0.56052 | 0.58041 | 0.59823 | -103.3455 | 80.0806 | 0.59823 | -103.3455 | 80.0806
Line15_16_17 | 0 | 0 | 0 | 0 | 0 | 0 | 0 | 0 | 0 | 0 | 0 | 0 | 1.0646e-09 | -2.0167e-08 | 2.0298e-08 | -2.0488e-09 | 6.2011e-10 | 2.3377e-10 | -4.7809e-08 | 4.753e-09 | -3.0221e-09 | 4.5565e-11 | 5.3013e-10 | -1.2291e-09 | 0 | 0 | 0 | 0 | 0 | 0 | 1.3225 | 0.56052 | 0.58041 | 1.3225 | 0.56052 | 0.58041 | 0.59823 | -103.3455 | 80.0806 | 0.59823 | -103.3455 | 80.0806
Line16_4_18 | 0 | 2.3152 | 2.4394 | 0 | 2.3152 | 2.4394 | 0 | 0.53467 | 0.56335 | 0 | 0.53467 | 0.56335 | 1.7006e-09 | 0.10208 | 0.11489 | -2.0028e-09 | -1.2984e-14 | -6.2861e-15 | -4.8309e-08 | 0.1097 | 0.11631 | 6.73e-11 | -1.1263e-14 | 5.4231e-15 | 0 | -150.4085 | 34.7308 | 0 | 29.5915 | -145.2692 | 1.3188 | 0.28026 | 0.2902 | 1.3152 | 0 | 0 | 0.74296 | -103.3455 | 80.0806 | 0.88848 | 0 | 0
Line17_5_19 | 0 | 0 | 0 | 0 | 0 | 0 | 0 | 0 | 0 | 0 | 0 | 0 | 1.0646e-09 | -2.0167e-08 | 2.0298e-08 | -2.0488e-09 | 6.2011e-10 | 2.3377e-10 | -4.7809e-08 | 4.753e-09 | -3.0221e-09 | 4.5566e-11 | 5.3013e-10 | -1.2291e-09 | 0 | 0 | 0 | 0 | 0 | 0 | 1.3225 | 0.56052 | 0.58041 | 1.3225 | 0.56052 | 0.58041 | 0.59824 | -103.3455 | 80.0806 | 0.59823 | -103.3455 | 80.0806
Line1_1_3 | 1.2526e-06 | 1.2805e-06 | 1.2248e-06 | 1.0964e-06 | 1.1242e-06 | 1.0687e-06 | 2.8928e-07 | 2.9572e-07 | 2.8286e-07 | 2.532e-07 | 2.5962e-07 | 2.468e-07 | 8.517e-09 | -1.6134e-07 | 1.6238e-07 | -9.5012e-09 | 1.4179e-07 | -1.4185e-07 | -3.8247e-07 | 3.8024e-08 | -2.4176e-08 | 3.3471e-07 | -3.2741e-08 | 1.9925e-08 | 89.3226 | 89.9158 | 88.5489 | -91.0278 | -90.3434 | -91.9236 | 1.3225 | 0.56052 | 0.58041 | 1.3225 | 0.56052 | 0.58041 | 0.59824 | -103.3455 | 80.0806 | 0.59823 | -103.3455 | 80.0806
Line2_1_4 | 0 | 2.3152 | 2.4394 | 0 | 2.3152 | 2.4394 | 0 | 0.53467 | 0.56335 | 0 | 0.53467 | 0.56335 | 2.8144e-09 | 0.20415 | 0.22979 | -3.7263e-09 | -0.10208 | -0.11489 | -9.6473e-08 | 0.21941 | 0.23261 | 4.8365e-08 | -0.1097 | -0.11631 | 0 | -150.4085 | 34.7308 | 0 | 29.5915 | -145.2692 | 1.3225 | 0.56052 | 0.58041 | 1.3188 | 0.28026 | 0.2902 | 0.59824 | -103.3455 | 80.0806 | 0.74296 | -103.3455 | 80.0806
Line3_1_5 | 0 | 0 | 0 | 0 | 0 | 0 | 0 | 0 | 0 | 0 | 0 | 0 | 2.1292e-09 | -4.0335e-08 | 4.0596e-08 | -3.1134e-09 | 2.0788e-08 | -2.0064e-08 | -9.5618e-08 | 9.506e-09 | -6.0441e-09 | 4.7855e-08 | -4.2229e-09 | 1.793e-09 | 0 | 0 | 0 | 0 | 0 | 0 | 1.3225 | 0.56052 | 0.58041 | 1.3225 | 0.56052 | 0.58041 | 0.59824 | -103.3455 | 80.0806 | 0.59824 | -103.3455 | 80.0806
Line4_2_6 | 0 | 0 | 0 | 0 | 0 | 0 | 0 | 0 | 0 | 0 | 0 | 0 | 5.3231e-09 | -1.0084e-07 | 1.0149e-07 | -6.3073e-09 | 8.129e-08 | -8.0957e-08 | -2.3905e-07 | 2.3765e-08 | -1.511e-08 | 1.9128e-07 | -1.8482e-08 | 1.0859e-08 | 0 | 0 | 0 | 0 | 0 | 0 | 1.3225 | 0.56052 | 0.58041 | 1.3225 | 0.56052 | 0.58041 | 0.59823 | -103.3455 | 80.0806 | 0.59823 | -103.3455 | 80.0806
Line5_6_7 | 0 | 0 | 0 | 0 | 0 | 0 | 0 | 0 | 0 | 0 | 0 | 0 | 4.2585e-09 | -8.067e-08 | 8.1191e-08 | -5.2427e-09 | 6.1123e-08 | -6.066e-08 | -1.9124e-07 | 1.9012e-08 | -1.2088e-08 | 1.4347e-07 | -1.3729e-08 | 7.8371e-09 | 0 | 0 | 0 | 0 | 0 | 0 | 1.3225 | 0.56052 | 0.58041 | 1.3225 | 0.56052 | 0.58041 | 0.59823 | -103.3455 | 80.0806 | 0.59823 | -103.3455 | 80.0806
Line6_7_8 | 0 | 0 | 0 | 0 | 0 | 0 | 0 | 0 | 0 | 0 | 0 | 0 | 3.1939e-09 | -6.0502e-08 | 6.0893e-08 | -4.178e-09 | 4.0955e-08 | -4.0362e-08 | -1.4343e-07 | 1.4259e-08 | -9.0662e-09 | 9.5664e-08 | -8.9759e-09 | 4.815e-09 | 0 | 0 | 0 | 0 | 0 | 0 | 1.3225 | 0.56052 | 0.58041 | 1.3225 | 0.56052 | 0.58041 | 0.59823 | -103.3455 | 80.0806 | 0.59823 | -103.3455 | 80.0806
Line7_8_9 | 0 | 0 | 0 | 0 | 0 | 0 | 0 | 0 | 0 | 0 | 0 | 0 | 1.0646e-09 | -2.0167e-08 | 2.0298e-08 | -2.0488e-09 | 6.2011e-10 | 2.3377e-10 | -4.7809e-08 | 4.753e-09 | -3.0221e-09 | 4.5566e-11 | 5.3013e-10 | -1.2291e-09 | 0 | 0 | 0 | 0 | 0 | 0 | 1.3225 | 0.56052 | 0.58041 | 1.3225 | 0.56052 | 0.58041 | 0.59823 | -103.3455 | 80.0806 | 0.59823 | -103.3455 | 80.0806
Line8_8_10 | 0 | 0 | 0 | 0 | 0 | 0 | 0 | 0 | 0 | 0 | 0 | 0 | 1.0646e-09 | -2.0167e-08 | 2.0298e-08 | -2.0488e-09 | 6.2011e-10 | 2.3377e-10 | -4.7809e-08 | 4.753e-09 | -3.0221e-09 | 4.5566e-11 | 5.3013e-10 | -1.2291e-09 | 0 | 0 | 0 | 0 | 0 | 0 | 1.3225 | 0.56052 | 0.58041 | 1.3225 | 0.56052 | 0.58041 | 0.59823 | -103.3455 | 80.0806 | 0.59823 | -103.3455 | 80.0806
Line9_3_11 | 1.0961e-06 | 1.1205e-06 | 1.0717e-06 | 0 | 0 | 0 | 2.5312e-07 | 2.5876e-07 | 2.475e-07 | 0 | 0 | 0 | 7.4524e-09 | -1.4117e-07 | 1.4208e-07 | -8.4366e-09 | 1.2163e-07 | -1.2155e-07 | -3.3466e-07 | 3.3271e-08 | -2.1154e-08 | 2.869e-07 | -2.7988e-08 | 1.6903e-08 | 89.3226 | 89.9158 | 88.5489 | 0 | 0 | 0 | 1.3225 | 0.56052 | 0.58041 | 1.3225 | 0.56052 | 0.58041 | 0.59823 | -103.3455 | 80.0806 | 0.59823 | -103.3455 | 80.0806

## LLG_min_fault_6
name | pf_ikss_a_from_ka | pf_ikss_b_from_ka | pf_ikss_c_from_ka | pf_ikss_a_to_ka | pf_ikss_b_to_ka | pf_ikss_c_to_ka | pf_skss_a_from_mw | pf_skss_b_from_mw | pf_skss_c_from_mw | pf_skss_a_to_mw | pf_skss_b_to_mw | pf_skss_c_to_mw | pf_p_a_from_mw | pf_p_b_from_mw | pf_p_c_from_mw | pf_p_a_to_mw | pf_p_b_to_mw | pf_p_c_to_mw | pf_q_a_from_mvar | pf_q_b_from_mvar | pf_q_c_from_mvar | pf_q_a_to_mvar | pf_q_b_to_mvar | pf_q_c_to_mvar | pf_ikss_a_from_degree | pf_ikss_b_from_degree | pf_ikss_c_from_degree | pf_ikss_a_to_degree | pf_ikss_b_to_degree | pf_ikss_c_to_degree | pf_vm_a_from_pu | pf_vm_b_from_pu | pf_vm_c_from_pu | pf_vm_a_to_pu | pf_vm_b_to_pu | pf_vm_c_to_pu | pf_va_a_from_degree | pf_va_b_from_degree | pf_va_c_from_degree | pf_va_a_to_degree | pf_va_b_to_degree | pf_va_c_to_degree
Line0_1_2 | 0 | 0 | 0 | 0 | 0 | 0 | 0 | 0 | 0 | 0 | 0 | 0 | -1.4615e-08 | -8.805e-09 | 2.3481e-08 | 1.2041e-08 | 7.4965e-09 | -1.9599e-08 | -1.9944e-08 | 2.085e-08 | -4.557e-09 | 1.6731e-08 | -1.7326e-08 | 3.6237e-09 | 0 | 0 | 0 | 0 | 0 | 0 | 0.98753 | 0.90179 | 0.9577 | 0.98753 | 0.90179 | 0.9577 | 1.8428 | -119.0998 | 117.013 | 1.8428 | -119.0998 | 117.013
Line10_11_12 | 0 | 0 | 0 | 0 | 0 | 0 | 0 | 0 | 0 | 0 | 0 | 0 | -1.4615e-08 | -8.805e-09 | 2.3481e-08 | 1.2041e-08 | 7.4965e-09 | -1.9599e-08 | -1.9944e-08 | 2.085e-08 | -4.557e-09 | 1.6731e-08 | -1.7326e-08 | 3.6237e-09 | 0 | 0 | 0 | 0 | 0 | 0 | 0.98753 | 0.90179 | 0.9577 | 0.98753 | 0.90179 | 0.9577 | 1.8428 | -119.0998 | 117.013 | 1.8428 | -119.0998 | 117.013
Line11_12_13 | 0 | 0 | 0 | 0 | 0 | 0 | 0 | 0 | 0 | 0 | 0 | 0 | -1.2179e-08 | -7.3375e-09 | 1.9568e-08 | 9.6055e-09 | 6.029e-09 | -1.5686e-08 | -1.662e-08 | 1.7375e-08 | -3.7975e-09 | 1.3407e-08 | -1.3851e-08 | 2.8642e-09 | 0 | 0 | 0 | 0 | 0 | 0 | 0.98753 | 0.90179 | 0.9577 | 0.98753 | 0.90179 | 0.9577 | 1.8428 | -119.0998 | 117.013 | 1.8428 | -119.0998 | 117.013
Line12_13_15 | 0 | 0 | 0 | 0 | 0 | 0 | 0 | 0 | 0 | 0 | 0 | 0 | -7.3074e-09 | -4.4025e-09 | 1.1741e-08 | 4.7339e-09 | 3.094e-09 | -7.8586e-09 | -9.9721e-09 | 1.0425e-08 | -2.2785e-09 | 6.7587e-09 | -6.9008e-09 | 1.3452e-09 | 0 | 0 | 0 | 0 | 0 | 0 | 0.98753 | 0.90179 | 0.9577 | 0.98753 | 0.90179 | 0.9577 | 1.8428 | -119.0998 | 117.013 | 1.8428 | -119.0998 | 117.013
Line13_13_14 | 0 | 0 | 0 | 0 | 0 | 0 | 0 | 0 | 0 | 0 | 0 | 0 | -2.4358e-09 | -1.4675e-09 | 3.9135e-09 | -1.3766e-10 | 1.5902e-10 | -3.1589e-11 | -3.324e-09 | 3.4751e-09 | -7.595e-10 | 1.1062e-10 | 4.9351e-11 | -1.7384e-10 | 0 | 0 | 0 | 0 | 0 | 0 | 0.98753 | 0.90179 | 0.9577 | 0.98753 | 0.90179 | 0.9577 | 1.8428 | -119.0998 | 117.013 | 1.8428 | -119.0998 | 117.013
Line14_15_16 | 0 | 0 | 0 | 0 | 0 | 0 | 0 | 0 | 0 | 0 | 0 | 0 | -4.8716e-09 | -2.935e-09 | 7.827e-09 | 2.2981e-09 | 1.6265e-09 | -3.9451e-09 | -6.6481e-09 | 6.9501e-09 | -1.519e-09 | 3.4347e-09 | -3.4257e-09 | 5.8566e-10 | 0 | 0 | 0 | 0 | 0 | 0 | 0.98753 | 0.90179 | 0.9577 | 0.98753 | 0.90179 | 0.9577 | 1.8428 | -119.0998 | 117.013 | 1.8428 | -119.0998 | 117.013
Line15_16_17 | 0 | 0 | 0 | 0 | 0 | 0 | 0 | 0 | 0 | 0 | 0 | 0 | -2.4358e-09 | -1.4675e-09 | 3.9135e-09 | -1.3766e-10 | 1.5902e-10 | -3.1589e-11 | -3.324e-09 | 3.4751e-09 | -7.595e-10 | 1.1062e-10 | 4.9351e-11 | -1.7384e-10 | 0 | 0 | 0 | 0 | 0 | 0 | 0.98753 | 0.90179 | 0.9577 | 0.98753 | 0.90179 | 0.9577 | 1.8428 | -119.0998 | 117.013 | 1.8428 | -119.0998 | 117.013
Line16_4_18 | 0 | 0.029239 | 0.031054 | 0 | 0.029239 | 0.031054 | 0 | 0.0067526 | 0.0071716 | 0 | 0.0067526 | 0.0071716 | -2.4322e-09 | 0.0042875 | 0.0048412 | -1.3341e-10 | -0.0042747 | -0.0048217 | -3.393e-09 | 0.0042931 | 0.004837 | 1.1083e-10 | -0.0042747 | -0.0048217 | 0 | -164.1739 | 72.0628 | 0 | 15.8261 | -107.9372 | 0.98696 | 0.89853 | 0.95426 | 0.98639 | 0.89527 | 0.95082 | 1.8456 | -119.1367 | 117.0378 | 1.8485 | -119.1739 | 117.0628
Line17_5_19 | 0 | 0 | 0 | 0 | 0 | 0 | 0 | 0 | 0 | 0 | 0 | 0 | -2.4358e-09 | -1.4675e-09 | 3.9135e-09 | -1.3766e-10 | 1.5902e-10 | -3.1589e-11 | -3.324e-09 | 3.4751e-09 | -7.595e-10 | 1.1062e-10 | 4.9351e-11 | -1.7384e-10 | 0 | 0 | 0 | 0 | 0 | 0 | 0.98753 | 0.90179 | 0.9577 | 0.98753 | 0.90179 | 0.9577 | 1.8428 | -119.0998 | 117.013 | 1.8428 | -119.0998 | 117.013
Line1_1_3 | 0 | 0 | 0 | 0 | 0 | 0 | 0 | 0 | 0 | 0 | 0 | 0 | -1.9486e-08 | -1.174e-08 | 3.1308e-08 | 1.6913e-08 | 1.0432e-08 | -2.7426e-08 | -2.6592e-08 | 2.78e-08 | -6.076e-09 | 2.3379e-08 | -2.4276e-08 | 5.1426e-09 | 0 | 0 | 0 | 0 | 0 | 0 | 0.98753 | 0.90179 | 0.9577 | 0.98753 | 0.90179 | 0.9577 | 1.8428 | -119.0998 | 117.013 | 1.8428 | -119.0998 | 117.013
Line2_1_4 | 0 | 0.029239 | 0.031054 | 0 | 0.029239 | 0.031054 | 0 | 0.0067526 | 0.0071716 | 0 | 0.0067526 | 0.0071716 | -4.8696e-09 | 0.0043003 | 0.0048608 | 2.2967e-09 | -0.0042875 | -0.0048412 | -6.7425e-09 | 0.0043114 | 0.0048523 | 3.5037e-09 | -0.0042931 | -0.004837 | 0 | -164.174 | 72.0628 | 0 | 15.8261 | -107.9372 | 0.98753 | 0.90179 | 0.9577 | 0.98696 | 0.89853 | 0.95426 | 1.8428 | -119.0998 | 117.013 | 1.8456 | -119.1367 | 117.0378
Line3_1_5 | 0 | 0 | 0 | 0 | 0 | 0 | 0 | 0 | 0 | 0 | 0 | 0 | -4.8716e-09 | -2.935e-09 | 7.827e-09 | 2.2981e-09 | 1.6265e-09 | -3.9451e-09 | -6.6481e-09 | 6.9501e-09 | -1.519e-09 | 3.4347e-09 | -3.4257e-09 | 5.8566e-10 | 0 | 0 | 0 | 0 | 0 | 0 | 0.98753 | 0.90179 | 0.9577 | 0.98753 | 0.90179 | 0.9577 | 1.8428 | -119.0998 | 117.013 | 1.8428 | -119.0998 | 117.013
Line4_2_6 | 0 | 0 | 0 | 0 | 0 | 0 | 0 | 0 | 0 | 0 | 0 | 0 | -1.2179e-08 | -7.3375e-09 | 1.9568e-08 | 9.6055e-09 | 6.029e-09 | -1.5686e-08 | -1.662e-08 | 1.7375e-08 | -3.7975e-09 | 1.3407e-08 | -1.3851e-08 | 2.8642e-09 | 0 | 0 | 0 | 0 | 0 | 0 | 0.98753 | 0.90179 | 0.9577 | 0.98753 | 0.90179 | 0.9577 | 1.8428 | -119.0998 | 117.013 | 1.8428 | -119.0998 | 117.013
Line5_6_7 | 0 | 0 | 0 | 0 | 0 | 0 | 0 | 0 | 0 | 0 | 0 | 0 | -9.7432e-09 | -5.87e-09 | 1.5654e-08 | 7.1697e-09 | 4.5615e-09 | -1.1772e-08 | -1.3296e-08 | 1.39e-08 | -3.038e-09 | 1.0083e-08 | -1.0376e-08 | 2.1047e-09 | 0 | 0 | 0 | 0 | 0 | 0 | 0.98753 | 0.90179 | 0.9577 | 0.98753 | 0.90179 | 0.9577 | 1.8428 | -119.0998 | 117.013 | 1.8428 | -119.0998 | 117.013
Line6_7_8 | 0 | 0 | 0 | 0 | 0 | 0 | 0 | 0 | 0 | 0 | 0 | 0 | -7.3074e-09 | -4.4025e-09 | 1.1741e-08 | 4.7339e-09 | 3.094e-09 | -7.8586e-09 | -9.9721e-09 | 1.0425e-08 | -2.2785e-09 | 6.7587e-09 | -6.9008e-09 | 1.3452e-09 | 0 | 0 | 0 | 0 | 0 | 0 | 0.98753 | 0.90179 | 0.9577 | 0.98753 | 0.90179 | 0.9577 | 1.8428 | -119.0998 | 117.013 | 1.8428 | -119.0998 | 117.013
Line7_8_9 | 0 | 0 | 0 | 0 | 0 | 0 | 0 | 0 | 0 | 0 | 0 | 0 | -2.4358e-09 | -1.4675e-09 | 3.9135e-09 | -1.3766e-10 | 1.5902e-10 | -3.1589e-11 | -3.324e-09 | 3.4751e-09 | -7.595e-10 | 1.1062e-10 | 4.9351e-11 | -1.7384e-10 | 0 | 0 | 0 | 0 | 0 | 0 | 0.98753 | 0.90179 | 0.9577 | 0.98753 | 0.90179 | 0.9577 | 1.8428 | -119.0998 | 117.013 | 1.8428 | -119.0998 | 117.013
Line8_8_10 | 0 | 0 | 0 | 0 | 0 | 0 | 0 | 0 | 0 | 0 | 0 | 0 | -2.4358e-09 | -1.4675e-09 | 3.9135e-09 | -1.3766e-10 | 1.5902e-10 | -3.1589e-11 | -3.324e-09 | 3.4751e-09 | -7.595e-10 | 1.1062e-10 | 4.9351e-11 | -1.7384e-10 | 0 | 0 | 0 | 0 | 0 | 0 | 0.98753 | 0.90179 | 0.9577 | 0.98753 | 0.90179 | 0.9577 | 1.8428 | -119.0998 | 117.013 | 1.8428 | -119.0998 | 117.013
Line9_3_11 | 0 | 0 | 0 | 0 | 0 | 0 | 0 | 0 | 0 | 0 | 0 | 0 | -1.7051e-08 | -1.0273e-08 | 2.7395e-08 | 1.4477e-08 | 8.964e-09 | -2.3513e-08 | -2.3268e-08 | 2.4325e-08 | -5.3165e-09 | 2.0055e-08 | -2.0801e-08 | 4.3832e-09 | 0 | 0 | 0 | 0 | 0 | 0 | 0.98753 | 0.90179 | 0.9577 | 0.98753 | 0.90179 | 0.9577 | 1.8428 | -119.0998 | 117.013 | 1.8428 | -119.0998 | 117.013

## LLG_min_fault_10
name | pf_ikss_a_from_ka | pf_ikss_b_from_ka | pf_ikss_c_from_ka | pf_ikss_a_to_ka | pf_ikss_b_to_ka | pf_ikss_c_to_ka | pf_skss_a_from_mw | pf_skss_b_from_mw | pf_skss_c_from_mw | pf_skss_a_to_mw | pf_skss_b_to_mw | pf_skss_c_to_mw | pf_p_a_from_mw | pf_p_b_from_mw | pf_p_c_from_mw | pf_p_a_to_mw | pf_p_b_to_mw | pf_p_c_to_mw | pf_q_a_from_mvar | pf_q_b_from_mvar | pf_q_c_from_mvar | pf_q_a_to_mvar | pf_q_b_to_mvar | pf_q_c_to_mvar | pf_ikss_a_from_degree | pf_ikss_b_from_degree | pf_ikss_c_from_degree | pf_ikss_a_to_degree | pf_ikss_b_to_degree | pf_ikss_c_to_degree | pf_vm_a_from_pu | pf_vm_b_from_pu | pf_vm_c_from_pu | pf_vm_a_to_pu | pf_vm_b_to_pu | pf_vm_c_to_pu | pf_va_a_from_degree | pf_va_b_from_degree | pf_va_c_from_degree | pf_va_a_to_degree | pf_va_b_to_degree | pf_va_c_to_degree
Line0_1_2 | 0 | 0 | 0 | 0 | 0 | 0 | 0 | 0 | 0 | 0 | 0 | 0 | -1.3117e-08 | -7.9026e-09 | 2.1074e-08 | 1.0807e-08 | 6.7282e-09 | -1.759e-08 | -1.79e-08 | 1.8713e-08 | -4.0899e-09 | 1.5016e-08 | -1.555e-08 | 3.2523e-09 | 0 | 0 | 0 | 0 | 0 | 0 | 0.93555 | 0.85433 | 0.9073 | 0.93555 | 0.85433 | 0.9073 | 1.8428 | -119.0998 | 117.013 | 1.8428 | -119.0998 | 117.013
Line10_11_12 | 0 | 0 | 0 | 0 | 0 | 0 | 0 | 0 | 0 | 0 | 0 | 0 | -1.3117e-08 | -7.9026e-09 | 2.1074e-08 | 1.0807e-08 | 6.7282e-09 | -1.759e-08 | -1.79e-08 | 1.8713e-08 | -4.0899e-09 | 1.5016e-08 | -1.555e-08 | 3.2523e-09 | 0 | 0 | 0 | 0 | 0 | 0 | 0.93555 | 0.85433 | 0.9073 | 0.93555 | 0.85433 | 0.9073 | 1.8428 | -119.0998 | 117.013 | 1.8428 | -119.0998 | 117.013
Line11_12_13 | 0 | 0 | 0 | 0 | 0 | 0 | 0 | 0 | 0 | 0 | 0 | 0 | -1.0931e-08 | -6.5855e-09 | 1.7562e-08 | 8.621e-09 | 5.4111e-09 | -1.4078e-08 | -1.4917e-08 | 1.5594e-08 | -3.4083e-09 | 1.2033e-08 | -1.2431e-08 | 2.5706e-09 | 0 | 0 | 0 | 0 | 0 | 0 | 0.93555 | 0.85433 | 0.9073 | 0.93555 | 0.85433 | 0.9073 | 1.8428 | -119.0998 | 117.013 | 1.8428 | -119.0998 | 117.013
Line12_13_15 | 0 | 0 | 0 | 0 | 0 | 0 | 0 | 0 | 0 | 0 | 0 | 0 | -6.5584e-09 | -3.9513e-09 | 1.0537e-08 | 4.2487e-09 | 2.7769e-09 | -7.0532e-09 | -8.9501e-09 | 9.3566e-09 | -2.045e-09 | 6.066e-09 | -6.1935e-09 | 1.2073e-09 | 0 | 0 | 0 | 0 | 0 | 0 | 0.93555 | 0.85433 | 0.9073 | 0.93555 | 0.85433 | 0.9073 | 1.8428 | -119.0998 | 117.013 | 1.8428 | -119.0998 | 117.013
Line13_13_14 | 0 | 0 | 0 | 0 | 0 | 0 | 0 | 0 | 0 | 0 | 0 | 0 | -2.1861e-09 | -1.3171e-09 | 3.5124e-09 | -1.2355e-10 | 1.4272e-10 | -2.8351e-11 | -2.9834e-09 | 3.1189e-09 | -6.8166e-10 | 9.9279e-11 | 4.4293e-11 | -1.5602e-10 | 0 | 0 | 0 | 0 | 0 | 0 | 0.93555 | 0.85433 | 0.9073 | 0.93555 | 0.85433 | 0.9073 | 1.8428 | -119.0998 | 117.013 | 1.8428 | -119.0998 | 117.013
Line14_15_16 | 0 | 0 | 0 | 0 | 0 | 0 | 0 | 0 | 0 | 0 | 0 | 0 | -4.3723e-09 | -2.6342e-09 | 7.0248e-09 | 2.0626e-09 | 1.4598e-09 | -3.5408e-09 | -5.9667e-09 | 6.2378e-09 | -1.3633e-09 | 3.0826e-09 | -3.0746e-09 | 5.2563e-10 | 0 | 0 | 0 | 0 | 0 | 0 | 0.93555 | 0.85433 | 0.9073 | 0.93555 | 0.85433 | 0.9073 | 1.8428 | -119.0998 | 117.013 | 1.8428 | -119.0998 | 117.013
Line15_16_17 | 0 | 0 | 0 | 0 | 0 | 0 | 0 | 0 | 0 | 0 | 0 | 0 | -2.1861e-09 | -1.3171e-09 | 3.5124e-09 | -1.2355e-10 | 1.4272e-10 | -2.8351e-11 | -2.9834e-09 | 3.1189e-09 | -6.8165e-10 | 9.9279e-11 | 4.4293e-11 | -1.5602e-10 | 0 | 0 | 0 | 0 | 0 | 0 | 0.93555 | 0.85433 | 0.9073 | 0.93555 | 0.85433 | 0.9073 | 1.8428 | -119.0998 | 117.013 | 1.8428 | -119.0998 | 117.013
Line16_4_18 | 0 | 0.027701 | 0.029419 | 0 | 0.027701 | 0.029419 | 0 | 0.0063972 | 0.0067941 | 0 | 0.0063972 | 0.0067941 | -2.1829e-09 | 0.0038481 | 0.004345 | -1.1974e-10 | -0.0038366 | -0.0043275 | -3.0452e-09 | 0.0038531 | 0.0043412 | 9.9472e-11 | -0.0038366 | -0.0043275 | 0 | -164.1739 | 72.0628 | 0 | 15.8261 | -107.9372 | 0.93501 | 0.85124 | 0.90404 | 0.93448 | 0.84815 | 0.90078 | 1.8456 | -119.1367 | 117.0378 | 1.8485 | -119.1739 | 117.0628
Line17_5_19 | 0 | 0 | 0 | 0 | 0 | 0 | 0 | 0 | 0 | 0 | 0 | 0 | -2.1861e-09 | -1.3171e-09 | 3.5124e-09 | -1.2355e-10 | 1.4272e-10 | -2.8351e-11 | -2.9833e-09 | 3.1189e-09 | -6.8166e-10 | 9.9279e-11 | 4.4293e-11 | -1.5602e-10 | 0 | 0 | 0 | 0 | 0 | 0 | 0.93555 | 0.85433 | 0.9073 | 0.93555 | 0.85433 | 0.9073 | 1.8428 | -119.0998 | 117.013 | 1.8428 | -119.0998 | 117.013
Line1_1_3 | 0 | 0 | 0 | 0 | 0 | 0 | 0 | 0 | 0 | 0 | 0 | 0 | -1.7489e-08 | -1.0537e-08 | 2.8099e-08 | 1.5179e-08 | 9.3624e-09 | -2.4615e-08 | -2.3867e-08 | 2.4951e-08 | -5.4532e-09 | 2.0983e-08 | -2.1788e-08 | 4.6156e-09 | 0 | 0 | 0 | 0 | 0 | 0 | 0.93555 | 0.85433 | 0.9073 | 0.93555 | 0.85433 | 0.9073 | 1.8428 | -119.0998 | 117.013 | 1.8428 | -119.0998 | 117.013
Line2_1_4 | 0 | 0.027701 | 0.029419 | 0 | 0.027701 | 0.029419 | 0 | 0.0063972 | 0.0067941 | 0 | 0.0063972 | 0.0067941 | -4.3705e-09 | 0.0038595 | 0.0043626 | 2.0613e-09 | -0.0038481 | -0.004345 | -6.0514e-09 | 0.0038695 | 0.004355 | 3.1446e-09 | -0.0038531 | -0.0043412 | 0 | -164.174 | 72.0628 | 0 | 15.8261 | -107.9372 | 0.93555 | 0.85433 | 0.9073 | 0.93501 | 0.85124 | 0.90404 | 1.8428 | -119.0998 | 117.013 | 1.8456 | -119.1367 | 117.0378
Line3_1_5 | 0 | 0 | 0 | 0 | 0 | 0 | 0 | 0 | 0 | 0 | 0 | 0 | -4.3723e-09 | -2.6342e-09 | 7.0248e-09 | 2.0626e-09 | 1.4598e-09 | -3.5408e-09 | -5.9667e-09 | 6.2378e-09 | -1.3633e-09 | 3.0826e-09 | -3.0746e-09 | 5.2563e-10 | 0 | 0 | 0 | 0 | 0 | 0 | 0.93555 | 0.85433 | 0.9073 | 0.93555 | 0.85433 | 0.9073 | 1.8428 | -119.0998 | 117.013 | 1.8428 | -119.0998 | 117.013
Line4_2_6 | 0 | 0 | 0 | 0 | 0 | 0 | 0 | 0 | 0 | 0 | 0 | 0 | -1.0931e-08 | -6.5855e-09 | 1.7562e-08 | 8.621e-09 | 5.4111e-09 | -1.4078e-08 | -1.4917e-08 | 1.5594e-08 | -3.4083e-09 | 1.2033e-08 | -1.2431e-08 | 2.5706e-09 | 0 | 0 | 0 | 0 | 0 | 0 | 0.93555 | 0.85433 | 0.9073 | 0.93555 | 0.85433 | 0.9073 | 1.8428 | -119.0998 | 117.013 | 1.8428 | -119.0998 | 117.013
Line5_6_7 | 0 | 0 | 0 | 0 | 0 | 0 | 0 | 0 | 0 | 0 | 0 | 0 | -8.7445e-09 | -5.2684e-09 | 1.405e-08 | 6.4349e-09 | 4.094e-09 | -1.0566e-08 | -1.1933e-08 | 1.2476e-08 | -2.7266e-09 | 9.0493e-09 | -9.3124e-09 | 1.8889e-09 | 0 | 0 | 0 | 0 | 0 | 0 | 0.93555 | 0.85433 | 0.9073 | 0.93555 | 0.85433 | 0.9073 | 1.8428 | -119.0998 | 117.013 | 1.8428 | -119.0998 | 117.013
Line6_7_8 | 0 | 0 | 0 | 0 | 0 | 0 | 0 | 0 | 0 | 0 | 0 | 0 | -6.5584e-09 | -3.9513e-09 | 1.0537e-08 | 4.2487e-09 | 2.7769e-09 | -7.0532e-09 | -8.95e-09 | 9.3566e-09 | -2.045e-09 | 6.066e-09 | -6.1935e-09 | 1.2073e-09 | 0 | 0 | 0 | 0 | 0 | 0 | 0.93555 | 0.85433 | 0.9073 | 0.93555 | 0.85433 | 0.9073 | 1.8428 | -119.0998 | 117.013 | 1.8428 | -119.0998 | 117.013
Line7_8_9 | 0 | 0 | 0 | 0 | 0 | 0 | 0 | 0 | 0 | 0 | 0 | 0 | -2.1861e-09 | -1.3171e-09 | 3.5124e-09 | -1.2355e-10 | 1.4272e-10 | -2.8351e-11 | -2.9833e-09 | 3.1189e-09 | -6.8166e-10 | 9.9279e-11 | 4.4293e-11 | -1.5602e-10 | 0 | 0 | 0 | 0 | 0 | 0 | 0.93555 | 0.85433 | 0.9073 | 0.93555 | 0.85433 | 0.9073 | 1.8428 | -119.0998 | 117.013 | 1.8428 | -119.0998 | 117.013
Line8_8_10 | 0 | 0 | 0 | 0 | 0 | 0 | 0 | 0 | 0 | 0 | 0 | 0 | -2.1861e-09 | -1.3171e-09 | 3.5124e-09 | -1.2355e-10 | 1.4272e-10 | -2.8351e-11 | -2.9833e-09 | 3.1189e-09 | -6.8166e-10 | 9.9279e-11 | 4.4293e-11 | -1.5602e-10 | 0 | 0 | 0 | 0 | 0 | 0 | 0.93555 | 0.85433 | 0.9073 | 0.93555 | 0.85433 | 0.9073 | 1.8428 | -119.0998 | 117.013 | 1.8428 | -119.0998 | 117.013
Line9_3_11 | 0 | 0 | 0 | 0 | 0 | 0 | 0 | 0 | 0 | 0 | 0 | 0 | -1.5303e-08 | -9.2197e-09 | 2.4587e-08 | 1.2993e-08 | 8.0453e-09 | -2.1103e-08 | -2.0883e-08 | 2.1832e-08 | -4.7716e-09 | 1.7999e-08 | -1.8669e-08 | 3.9339e-09 | 0 | 0 | 0 | 0 | 0 | 0 | 0.93555 | 0.85433 | 0.9073 | 0.93555 | 0.85433 | 0.9073 | 1.8428 | -119.0998 | 117.013 | 1.8428 | -119.0998 | 117.013