## LLL_max_6
name | pf_ikss_from_ka | pf_ikss_to_ka | pf_ip_from_ka | pf_ip_to_ka | pf_skss_from_mw | pf_skss_to_mw | pf_p_from_mw | pf_p_to_mw | pf_q_from_mvar | pf_q_to_mvar | pf_ikss_from_degree | pf_ikss_to_degree | pf_vm_from_pu | pf_vm_to_pu | pf_va_from_degree | pf_va_to_degree
Line0_1_2 | 0 | 0 | 0 | 0 | 0 | 0 | 0 | 0 | 0 | 0 | 0 | 0 | 0.089752 | 0.089752 | 9.9552 | 9.9552
Line10_11_12 | 0 | 0 | 0 | 0 | 0 | 0 | 0 | 0 | 0 | 0 | 0 | 0 | 0.089752 | 0.089752 | 9.9552 | 9.9552
Line11_12_13 | 0 | 0 | 0 | 0 | 0 | 0 | 0 | 0 | 0 | 0 | 0 | 0 | 0.089752 | 0.089752 | 9.9552 | 9.9552
Line12_13_15 | 0 | 0 | 0 | 0 | 0 | 0 | 0 | 0 | 0 | 0 | 0 | 0 | 0.089752 | 0.089752 | 9.9552 | 9.9552
Line13_13_14 | 0 | 0 | 0 | 0 | 0 | 0 | 0 | 0 | 0 | 0 | 0 | 0 | 0.089752 | 0.089752 | 9.9552 | 9.9552
Line14_15_16 | 0 | 0 | 0 | 0 | 0 | 0 | 0 | 0 | 0 | 0 | 0 | 0 | 0.089752 | 0.089752 | 9.9552 | 9.9552
Line15_16_17 | 0 | 0 | 0 | 0 | 0 | 0 | 0 | 0 | 0 | 0 | 0 | 0 | 0.089752 | 0.089752 | 9.9552 | 9.9552
Line16_4_18 | 0 | 0 | 0 | 0 | 0 | 0 | 0 | 0 | 0 | 0 | 0 | 0 | 0.17341 | 0.17341 | -0.75535 | -0.75535
Line17_5_19 | 0 | 0 | 0 | 0 | 0 | 0 | 0 | 0 | 0 | 0 | 0 | 0 | 0.089752 | 0.089752 | 9.9552 | 9.9552
Line1_1_3 | 0 | 0 | 0 | 0 | 0 | 0 | 0 | 0 | 0 | 0 | 0 | 0 | 0.089752 | 0.089752 | 9.9552 | 9.9552
Line2_1_4 | 0.89686 | 0.89686 | 0 | 0 | 0.62136 | 0.62136 | -0.0046474 | 0.028778 | -0.055574 | 0.10384 | 104.7354 | -75.2646 | 0.089752 | 0.17341 | 9.9552 | -0.75535
Line3_1_5 | 0 | 0 | 0 | 0 | 0 | 0 | 0 | 0 | 0 | 0 | 0 | 0 | 0.089752 | 0.089752 | 9.9552 | 9.9552
Line4_2_6 | 0 | 0 | 0 | 0 | 0 | 0 | 0 | 0 | 0 | 0 | 0 | 0 | 0.089752 | 0.089752 | 9.9552 | 9.9552
Line5_6_7 | 0 | 0 | 0 | 0 | 0 | 0 | 0 | 0 | 0 | 0 | 0 | 0 | 0.089752 | 0.089752 | 9.9552 | 9.9552
Line6_7_8 | 0 | 0 | 0 | 0 | 0 | 0 | 0 | 0 | 0 | 0 | 0 | 0 | 0.089752 | 0.089752 | 9.9552 | 9.9552
Line7_8_9 | 0 | 0 | 0 | 0 | 0 | 0 | 0 | 0 | 0 | 0 | 0 | 0 | 0.089752 | 0.089752 | 9.9552 | 9.9552
Line8_8_10 | 0 | 0 | 0 | 0 | 0 | 0 | 0 | 0 | 0 | 0 | 0 | 0 | 0.089752 | 0.089752 | 9.9552 | 9.9552
Line9_3_11 | 0 | 0 | 0 | 0 | 0 | 0 | 0 | 0 | 0 | 0 | 0 | 0 | 0.089752 | 0.089752 | 9.9552 | 9.9552

## LLL_max_10
name | pf_ikss_from_ka | pf_ikss_to_ka | pf_ip_from_ka | pf_ip_to_ka | pf_skss_from_mw | pf_skss_to_mw | pf_p_from_mw | pf_p_to_mw | pf_q_from_mvar | pf_q_to_mvar | pf_ikss_from_degree | pf_ikss_to_degree | pf_vm_from_pu | pf_vm_to_pu | pf_va_from_degree | pf_va_to_degree
Line0_1_2 | 0 | 0 | 0 | 0 | 0 | 0 | 0 | 0 | 0 | 0 | 0 | 0 | 0.090729 | 0.090729 | 9.8592 | 9.8592
Line10_11_12 | 0 | 0 | 0 | 0 | 0 | 0 | 0 | 0 | 0 | 0 | 0 | 0 | 0.090729 | 0.090729 | 9.8592 | 9.8592
Line11_12_13 | 0 | 0 | 0 | 0 | 0 | 0 | 0 | 0 | 0 | 0 | 0 | 0 | 0.090729 | 0.090729 | 9.8592 | 9.8592
Line12_13_15 | 0 | 0 | 0 | 0 | 0 | 0 | 0 | 0 | 0 | 0 | 0 | 0 | 0.090729 | 0.090729 | 9.8592 | 9.8592
Line13_13_14 | 0 | 0 | 0 | 0 | 0 | 0 | 0 | 0 | 0 | 0 | 0 | 0 | 0.090729 | 0.090729 | 9.8592 | 9.8592
Line14_15_16 | 0 | 0 | 0 | 0 | 0 | 0 | 0 | 0 | 0 | 0 | 0 | 0 | 0.090729 | 0.090729 | 9.8592 | 9.8592
Line15_16_17 | 0 | 0 | 0 | 0 | 0 | 0 | 0 | 0 | 0 | 0 | 0 | 0 | 0.090729 | 0.090729 | 9.8592 | 9.8592
Line16_4_18 | 0 | 0 | 0 | 0 | 0 | 0 | 0 | 0 | 0 | 0 | 0 | 0 | 0.17138 | 0.17138 | -0.59514 | -0.59514
Line17_5_19 | 0 | 0 | 0 | 0 | 0 | 0 | 0 | 0 | 0 | 0 | 0 | 0 | 0.090729 | 0.090729 | 9.8592 | 9.8592
Line1_1_3 | 0 | 0 | 0 | 0 | 0 | 0 | 0 | 0 | 0 | 0 | 0 | 0 | 0.090729 | 0.090729 | 9.8592 | 9.8592
Line2_1_4 | 0.86541 | 0.86541 | 0 | 0 | 0.59958 | 0.59958 | -0.0045332 | 0.027001 | -0.054209 | 0.099146 | 104.6393 | -75.3607 | 0.090729 | 0.17138 | 9.8592 | -0.59514
Line3_1_5 | 0 | 0 | 0 | 0 | 0 | 0 | 0 | 0 | 0 | 0 | 0 | 0 | 0.090729 | 0.090729 | 9.8592 | 9.8592
Line4_2_6 | 0 | 0 | 0 | 0 | 0 | 0 | 0 | 0 | 0 | 0 | 0 | 0 | 0.090729 | 0.090729 | 9.8592 | 9.8592
Line5_6_7 | 0 | 0 | 0 | 0 | 0 | 0 | 0 | 0 | 0 | 0 | 0 | 0 | 0.090729 | 0.090729 | 9.8592 | 9.8592
Line6_7_8 | 0 | 0 | 0 | 0 | 0 | 0 | 0 | 0 | 0 | 0 | 0 | 0 | 0.090729 | 0.090729 | 9.8592 | 9.8592
Line7_8_9 | 0 | 0 | 0 | 0 | 0 | 0 | 0 | 0 | 0 | 0 | 0 | 0 | 0.090729 | 0.090729 | 9.8592 | 9.8592
Line8_8_10 | 0 | 0 | 0 | 0 | 0 | 0 | 0 | 0 | 0 | 0 | 0 | 0 | 0.090729 | 0.090729 | 9.8592 | 9.8592
Line9_3_11 | 0 | 0 | 0 | 0 | 0 | 0 | 0 | 0 | 0 | 0 | 0 | 0 | 0.090729 | 0.090729 | 9.8592 | 9.8592

## LLL_max_fault_6
name | pf_ikss_from_ka | pf_ikss_to_ka | pf_ip_from_ka | pf_ip_to_ka | pf_skss_from_mw | pf_skss_to_mw | pf_p_from_mw | pf_p_to_mw | pf_q_from_mvar | pf_q_to_mvar | pf_ikss_from_degree | pf_ikss_to_degree | pf_vm_from_pu | pf_vm_to_pu | pf_va_from_degree | pf_va_to_degree
Line0_1_2 | 0 | 0 | 0 | 0 | 0 | 0 | 0 | 0 | 0 | 0 | 0 | 0 | 1.1027 | 1.1027 | -0.49053 | -0.49053
Line10_11_12 | 0 | 0 | 0 | 0 | 0 | 0 | 0 | 0 | 0 | 0 | 0 | 0 | 1.1027 | 1.1027 | -0.49053 | -0.49053
Line11_12_13 | 0 | 0 | 0 | 0 | 0 | 0 | 0 | 0 | 0 | 0 | 0 | 0 | 1.1027 | 1.1027 | -0.49053 | -0.49053
Line12_13_15 | 0 | 0 | 0 | 0 | 0 | 0 | 0 | 0 | 0 | 0 | 0 | 0 | 1.1027 | 1.1027 | -0.49053 | -0.49053
Line13_13_14 | 0 | 0 | 0 | 0 | 0 | 0 | 0 | 0 | 0 | 0 | 0 | 0 | 1.1027 | 1.1027 | -0.49053 | -0.49053
Line14_15_16 | 0 | 0 | 0 | 0 | 0 | 0 | 0 | 0 | 0 | 0 | 0 | 0 | 1.1027 | 1.1027 | -0.49053 | -0.49053
Line15_16_17 | 0 | 0 | 0 | 0 | 0 | 0 | 0 | 0 | 0 | 0 | 0 | 0 | 1.1027 | 1.1027 | -0.49053 | -0.49053
Line16_4_18 | 0 | 0 | 0 | 0 | 0 | 0 | 0 | 0 | 0 | 0 | 0 | 0 | 1.1174 | 1.1174 | -0.72241 | -0.72241
Line17_5_19 | 0 | 0 | 0 | 0 | 0 | 0 | 0 | 0 | 0 | 0 | 0 | 0 | 1.1027 | 1.1027 | -0.49053 | -0.49053
Line1_1_3 | 0 | 0 | 0 | 0 | 0 | 0 | 0 | 0 | 0 | 0 | 0 | 0 | 1.1027 | 1.1027 | -0.49053 | -0.49053
Line2_1_4 | 0.15804 | 0.15804 | 0 | 0 | 0.1095 | 0.1095 | -0.019672 | 0.020421 | -0.11913 | 0.12063 | 98.8859 | -81.1141 | 1.1027 | 1.1174 | -0.49053 | -0.72241
Line3_1_5 | 0 | 0 | 0 | 0 | 0 | 0 | 0 | 0 | 0 | 0 | 0 | 0 | 1.1027 | 1.1027 | -0.49053 | -0.49053
Line4_2_6 | 0 | 0 | 0 | 0 | 0 | 0 | 0 | 0 | 0 | 0 | 0 | 0 | 1.1027 | 1.1027 | -0.49053 | -0.49053
Line5_6_7 | 0 | 0 | 0 | 0 | 0 | 0 | 0 | 0 | 0 | 0 | 0 | 0 | 1.1027 | 1.1027 | -0.49053 | -0.49053
Line6_7_8 | 0 | 0 | 0 | 0 | 0 | 0 | 0 | 0 | 0 | 0 | 0 | 0 | 1.1027 | 1.1027 | -0.49053 | -0.49053
Line7_8_9 | 0 | 0 | 0 | 0 | 0 | 0 | 0 | 0 | 0 | 0 | 0 | 0 | 1.1027 | 1.1027 | -0.49053 | -0.49053
Line8_8_10 | 0 | 0 | 0 | 0 | 0 | 0 | 0 | 0 | 0 | 0 | 0 | 0 | 1.1027 | 1.1027 | -0.49053 | -0.49053
Line9_3_11 | 0 | 0 | 0 | 0 | 0 | 0 | 0 | 0 | 0 | 0 | 0 | 0 | 1.1027 | 1.1027 | -0.49053 | -0.49053

## LLL_max_fault_10
name | pf_ikss_from_ka | pf_ikss_to_ka | pf_ip_from_ka | pf_ip_to_ka | pf_skss_from_mw | pf_skss_to_mw | pf_p_from_mw | pf_p_to_mw | pf_q_from_mvar | pf_q_to_mvar | pf_ikss_from_degree | pf_ikss_to_degree | pf_vm_from_pu | pf_vm_to_pu | pf_va_from_degree | pf_va_to_degree
Line0_1_2 | 0 | 0 | 0 | 0 | 0 | 0 | 0 | 0 | 0 | 0 | 0 | 0 | 1.1035 | 1.1035 | -0.48944 | -0.48944
Line10_11_12 | 0 | 0 | 0 | 0 | 0 | 0 | 0 | 0 | 0 | 0 | 0 | 0 | 1.1035 | 1.1035 | -0.48944 | -0.48944
Line11_12_13 | 0 | 0 | 0 | 0 | 0 | 0 | 0 | 0 | 0 | 0 | 0 | 0 | 1.1035 | 1.1035 | -0.48944 | -0.48944
Line12_13_15 | 0 | 0 | 0 | 0 | 0 | 0 | 0 | 0 | 0 | 0 | 0 | 0 | 1.1035 | 1.1035 | -0.48944 | -0.48944
Line13_13_14 | 0 | 0 | 0 | 0 | 0 | 0 | 0 | 0 | 0 | 0 | 0 | 0 | 1.1035 | 1.1035 | -0.48944 | -0.48944
Line14_15_16 | 0 | 0 | 0 | 0 | 0 | 0 | 0 | 0 | 0 | 0 | 0 | 0 | 1.1035 | 1.1035 | -0.48944 | -0.48944
Line15_16_17 | 0 | 0 | 0 | 0 | 0 | 0 | 0 | 0 | 0 | 0 | 0 | 0 | 1.1035 | 1.1035 | -0.48944 | -0.48944
Line16_4_18 | 0 | 0 | 0 | 0 | 0 | 0 | 0 | 0 | 0 | 0 | 0 | 0 | 1.1181 | 1.1181 | -0.72317 | -0.72317
Line17_5_19 | 0 | 0 | 0 | 0 | 0 | 0 | 0 | 0 | 0 | 0 | 0 | 0 | 1.1035 | 1.1035 | -0.48944 | -0.48944
Line1_1_3 | 0 | 0 | 0 | 0 | 0 | 0 | 0 | 0 | 0 | 0 | 0 | 0 | 1.1035 | 1.1035 | -0.48944 | -0.48944
Line2_1_4 | 0.15816 | 0.15816 | 0 | 0 | 0.10957 | 0.10957 | -0.019408 | 0.020159 | -0.11935 | 0.12085 | 98.7469 | -81.2531 | 1.1035 | 1.1181 | -0.48944 | -0.72317
Line3_1_5 | 0 | 0 | 0 | 0 | 0 | 0 | 0 | 0 | 0 | 0 | 0 | 0 | 1.1035 | 1.1035 | -0.48944 | -0.48944
Line4_2_6 | 0 | 0 | 0 | 0 | 0 | 0 | 0 | 0 | 0 | 0 | 0 | 0 | 1.1035 | 1.1035 | -0.48944 | -0.48944
Line5_6_7 | 0 | 0 | 0 | 0 | 0 | 0 | 0 | 0 | 0 | 0 | 0 | 0 | 1.1035 | 1.1035 | -0.48944 | -0.48944
Line6_7_8 | 0 | 0 | 0 | 0 | 0 | 0 | 0 | 0 | 0 | 0 | 0 | 0 | 1.1035 | 1.1035 | -0.48944 | -0.48944
Line7_8_9 | 0 | 0 | 0 | 0 | 0 | 0 | 0 | 0 | 0 | 0 | 0 | 0 | 1.1035 | 1.1035 | -0.48944 | -0.48944
Line8_8_10 | 0 | 0 | 0 | 0 | 0 | 0 | 0 | 0 | 0 | 0 | 0 | 0 | 1.1035 | 1.1035 | -0.48944 | -0.48944
Line9_3_11 | 0 | 0 | 0 | 0 | 0 | 0 | 0 | 0 | 0 | 0 | 0 | 0 | 1.1035 | 1.1035 | -0.48944 | -0.48944

## LLL_min_6
name | pf_ikss_from_ka | pf_ikss_to_ka | pf_ip_from_ka | pf_ip_to_ka | pf_skss_from_mw | pf_skss_to_mw | pf_p_from_mw | pf_p_to_mw | pf_q_from_mvar | pf_q_to_mvar | pf_ikss_from_degree | pf_ikss_to_degree | pf_vm_from_pu | pf_vm_to_pu | pf_va_from_degree | pf_va_to_degree
Line0_1_2 | 0 | 0 | 0 | 0 | 0 | 0 | 0 | 0 | 0 | 0 | 0 | 0 | 0.0017046 | 0.0017046 | 11.9513 | 11.9516
Line10_11_12 | 0 | 0 | 0 | 0 | 0 | 0 | 0 | 0 | 0 | 0 | 0 | 0 | 0.0017046 | 0.0017046 | 11.9519 | 11.9521
Line11_12_13 | 0 | 0 | 0 | 0 | 0 | 0 | 0 | 0 | 0 | 0 | 0 | 0 | 0.0017046 | 0.0017046 | 11.9521 | 11.9523
Line12_13_15 | 0 | 0 | 0 | 0 | 0 | 0 | 0 | 0 | 0 | 0 | 0 | 0 | 0.0017046 | 0.0017046 | 11.9523 | 11.9524
Line13_13_14 | 0 | 0 | 0 | 0 | 0 | 0 | 0 | 0 | 0 | 0 | 0 | 0 | 0.0017046 | 0.0017046 | 11.9523 | 11.9523
Line14_15_16 | 0 | 0 | 0 | 0 | 0 | 0 | 0 | 0 | 0 | 0 | 0 | 0 | 0.0017046 | 0.0017046 | 11.9524 | 11.9525
Line15_16_17 | 0 | 0 | 0 | 0 | 0 | 0 | 0 | 0 | 0 | 0 | 0 | 0 | 0.0017046 | 0.0017046 | 11.9525 | 11.9525
Line16_4_18 | 0 | 0 | 0 | 0 | 0 | 0 | 0 | 0 | 0 | 0 | 0 | 0 | 0.0034635 | 0.0034635 | -9.0371 | -9.0371
Line17_5_19 | 0 | 0 | 0 | 0 | 0 | 0 | 0 | 0 | 0 | 0 | 0 | 0 | 0.0017046 | 0.0017046 | 11.9514 | 11.9514
Line1_1_3 | 0 | 0 | 0 | 0 | 0 | 0 | 0 | 0 | 0 | 0 | 0 | 0 | 0.0017046 | 0.0017046 | 11.9513 | 11.9516
Line2_1_4 | 0.016402 | 0.016402 | 0 | 0 | 0.011364 | 0.011364 | -1.6139e-06 | 1.711e-05 | -1.9303e-05 | 3.5444e-05 | 106.7306 | -73.2694 | 0.0017046 | 0.0034635 | 11.9513 | -9.0371
Line3_1_5 | 0 | 0 | 0 | 0 | 0 | 0 | 0 | 0 | 0 | 0 | 0 | 0 | 0.0017046 | 0.0017046 | 11.9513 | 11.9514
Line4_2_6 | 0 | 0 | 0 | 0 | 0 | 0 | 0 | 0 | 0 | 0 | 0 | 0 | 0.0017046 | 0.0017046 | 11.9516 | 11.9517
Line5_6_7 | 0 | 0 | 0 | 0 | 0 | 0 | 0 | 0 | 0 | 0 | 0 | 0 | 0.0017046 | 0.0017046 | 11.9517 | 11.9519
Line6_7_8 | 0 | 0 | 0 | 0 | 0 | 0 | 0 | 0 | 0 | 0 | 0 | 0 | 0.0017046 | 0.0017046 | 11.9519 | 11.952
Line7_8_9 | 0 | 0 | 0 | 0 | 0 | 0 | 0 | 0 | 0 | 0 | 0 | 0 | 0.0017046 | 0.0017046 | 11.952 | 11.952
Line8_8_10 | 0 | 0 | 0 | 0 | 0 | 0 | 0 | 0 | 0 | 0 | 0 | 0 | 0.0017046 | 0.0017046 | 11.952 | 11.952
Line9_3_11 | 0 | 0 | 0 | 0 | 0 | 0 | 0 | 0 | 0 | 0 | 0 | 0 | 0.0017046 | 0.0017046 | 11.9516 | 11.9519

## LLL_min_10
name | pf_ikss_from_ka | pf_ikss_to_ka | pf_ip_from_ka | pf_ip_to_ka | pf_skss_from_mw | pf_skss_to_mw | pf_p_from_mw | pf_p_to_mw | pf_q_from_mvar | pf_q_to_mvar | pf_ikss_from_degree | pf_ikss_to_degree | pf_vm_from_pu | pf_vm_to_pu | pf_va_from_degree | pf_va_to_degree
Line0_1_2 | 0 | 0 | 0 | 0 | 0 | 0 | 0 | 0 | 0 | 0 | 0 | 0 | 0.0017046 | 0.0017046 | 11.9513 | 11.9516
Line10_11_12 | 0 | 0 | 0 | 0 | 0 | 0 | 0 | 0 | 0 | 0 | 0 | 0 | 0.0017046 | 0.0017046 | 11.9519 | 11.9521
Line11_12_13 | 0 | 0 | 0 | 0 | 0 | 0 | 0 | 0 | 0 | 0 | 0 | 0 | 0.0017046 | 0.0017046 | 11.9521 | 11.9523
Line12_13_15 | 0 | 0 | 0 | 0 | 0 | 0 | 0 | 0 | 0 | 0 | 0 | 0 | 0.0017046 | 0.0017046 | 11.9523 | 11.9524
Line13_13_14 | 0 | 0 | 0 | 0 | 0 | 0 | 0 | 0 | 0 | 0 | 0 | 0 | 0.0017046 | 0.0017046 | 11.9523 | 11.9523
Line14_15_16 | 0 | 0 | 0 | 0 | 0 | 0 | 0 | 0 | 0 | 0 | 0 | 0 | 0.0017046 | 0.0017046 | 11.9524 | 11.9525
Line15_16_17 | 0 | 0 | 0 | 0 | 0 | 0 | 0 | 0 | 0 | 0 | 0 | 0 | 0.0017046 | 0.0017046 | 11.9525 | 11.9525
Line16_4_18 | 0 | 0 | 0 | 0 | 0 | 0 | 0 | 0 | 0 | 0 | 0 | 0 | 0.0034635 | 0.0034635 | -9.0371 | -9.0371
Line17_5_19 | 0 | 0 | 0 | 0 | 0 | 0 | 0 | 0 | 0 | 0 | 0 | 0 | 0.0017046 | 0.0017046 | 11.9514 | 11.9514
Line1_1_3 | 0 | 0 | 0 | 0 | 0 | 0 | 0 | 0 | 0 | 0 | 0 | 0 | 0.0017046 | 0.0017046 | 11.9513 | 11.9516
Line2_1_4 | 0.016402 | 0.016402 | 0 | 0 | 0.011364 | 0.011364 | -1.6139e-06 | 1.711e-05 | -1.9303e-05 | 3.5444e-05 | 106.7306 | -73.2694 | 0.0017046 | 0.0034635 | 11.9513 | -9.0371
Line3_1_5 | 0 | 0 | 0 | 0 | 0 | 0 | 0 | 0 | 0 | 0 | 0 | 0 | 0.0017046 | 0.0017046 | 11.9513 | 11.9514
Line4_2_6 | 0 | 0 | 0 | 0 | 0 | 0 | 0 | 0 | 0 | 0 | 0 | 0 | 0.0017046 | 0.0017046 | 11.9516 | 11.9517
Line5_6_7 | 0 | 0 | 0 | 0 | 0 | 0 | 0 | 0 | 0 | 0 | 0 | 0 | 0.0017046 | 0.0017046 | 11.9517 | 11.9519
Line6_7_8 | 0 | 0 | 0 | 0 | 0 | 0 | 0 | 0 | 0 | 0 | 0 | 0 | 0.0017046 | 0.0017046 | 11.9519 | 11.952
Line7_8_9 | 0 | 0 | 0 | 0 | 0 | 0 | 0 | 0 | 0 | 0 | 0 | 0 | 0.0017046 | 0.0017046 | 11.952 | 11.952
Line8_8_10 | 0 | 0 | 0 | 0 | 0 | 0 | 0 | 0 | 0 | 0 | 0 | 0 | 0.0017046 | 0.0017046 | 11.952 | 11.952
Line9_3_11 | 0 | 0 | 0 | 0 | 0 | 0 | 0 | 0 | 0 | 0 | 0 | 0 | 0.0017046 | 0.0017046 | 11.9516 | 11.9519

## LLL_min_fault_6
name | pf_ikss_from_ka | pf_ikss_to_ka | pf_ip_from_ka | pf_ip_to_ka | pf_skss_from_mw | pf_skss_to_mw | pf_p_from_mw | pf_p_to_mw | pf_q_from_mvar | pf_q_to_mvar | pf_ikss_from_degree | pf_ikss_to_degree | pf_vm_from_pu | pf_vm_to_pu | pf_va_from_degree | pf_va_to_degree
Line0_1_2 | 0 | 0 | 0 | 0 | 0 | 0 | 0 | 0 | 0 | 0 | 0 | 0 | 0.98646 | 0.98646 | -0.63134 | -0.63134
Line10_11_12 | 0 | 0 | 0 | 0 | 0 | 0 | 0 | 0 | 0 | 0 | 0 | 0 | 0.98646 | 0.98646 | -0.63134 | -0.63134
Line11_12_13 | 0 | 0 | 0 | 0 | 0 | 0 | 0 | 0 | 0 | 0 | 0 | 0 | 0.98646 | 0.98646 | -0.63134 | -0.63134
Line12_13_15 | 0 | 0 | 0 | 0 | 0 | 0 | 0 | 0 | 0 | 0 | 0 | 0 | 0.98646 | 0.98646 | -0.63134 | -0.63134
Line13_13_14 | 0 | 0 | 0 | 0 | 0 | 0 | 0 | 0 | 0 | 0 | 0 | 0 | 0.98646 | 0.98646 | -0.63134 | -0.63134
Line14_15_16 | 0 | 0 | 0 | 0 | 0 | 0 | 0 | 0 | 0 | 0 | 0 | 0 | 0.98646 | 0.98646 | -0.63134 | -0.63134
Line15_16_17 | 0 | 0 | 0 | 0 | 0 | 0 | 0 | 0 | 0 | 0 | 0 | 0 | 0.98646 | 0.98646 | -0.63134 | -0.63134
Line16_4_18 | 0 | 0 | 0 | 0 | 0 | 0 | 0 | 0 | 0 | 0 | 0 | 0 | 0.9865 | 0.9865 | -0.63092 | -0.63092
Line17_5_19 | 0 | 0 | 0 | 0 | 0 | 0 | 0 | 0 | 0 | 0 | 0 | 0 | 0.98646 | 0.98646 | -0.63134 | -0.63134
Line1_1_3 | 0 | 0 | 0 | 0 | 0 | 0 | 0 | 0 | 0 | 0 | 0 | 0 | 0.98646 | 0.98646 | -0.63134 | -0.63134
Line2_1_4 | 0.00028602 | 0.00028602 | 0 | 0 | 0.00019816 | 0.00019816 | -0.00016209 | 0.0001621 | -0.00010926 | 0.00010926 | 145.3872 | -34.6128 | 0.98646 | 0.9865 | -0.63134 | -0.63092
Line3_1_5 | 0 | 0 | 0 | 0 | 0 | 0 | 0 | 0 | 0 | 0 | 0 | 0 | 0.98646 | 0.98646 | -0.63134 | -0.63134
Line4_2_6 | 0 | 0 | 0 | 0 | 0 | 0 | 0 | 0 | 0 | 0 | 0 | 0 | 0.98646 | 0.98646 | -0.63134 | -0.63134
Line5_6_7 | 0 | 0 | 0 | 0 | 0 | 0 | 0 | 0 | 0 | 0 | 0 | 0 | 0.98646 | 0.98646 | -0.63134 | -0.63134
Line6_7_8 | 0 | 0 | 0 | 0 | 0 | 0 | 0 | 0 | 0 | 0 | 0 | 0 | 0.98646 | 0.98646 | -0.63134 | -0.63134
Line7_8_9 | 0 | 0 | 0 | 0 | 0 | 0 | 0 | 0 | 0 | 0 | 0 | 0 | 0.98646 | 0.98646 | -0.63134 | -0.63134
Line8_8_10 | 0 | 0 | 0 | 0 | 0 | 0 | 0 | 0 | 0 | 0 | 0 | 0 | 0.98646 | 0.98646 | -0.63134 | -0.63134
Line9_3_11 | 0 | 0 | 0 | 0 | 0 | 0 | 0 | 0 | 0 | 0 | 0 | 0 | 0.98646 | 0.98646 | -0.63134 | -0.63134

## LLL_min_fault_10
name | pf_ikss_from_ka | pf_ikss_to_ka | pf_ip_from_ka | pf_ip_to_ka | pf_skss_from_mw | pf_skss_to_mw | pf_p_from_mw | pf_p_to_mw | pf_q_from_mvar | pf_q_to_mvar | pf_ikss_from_degree | pf_ikss_to_degree | pf_vm_from_pu | pf_vm_to_pu | pf_va_from_degree | pf_va_to_degree
Line0_1_2 | 0 | 0 | 0 | 0 | 0 | 0 | 0 | 0 | 0 | 0 | 0 | 0 | 0.98646 | 0.98646 | -0.63134 | -0.63134
Line10_11_12 | 0 | 0 | 0 | 0 | 0 | 0 | 0 | 0 | 0 | 0 | 0 | 0 | 0.98646 | 0.98646 | -0.63134 | -0.63134
Line11_12_13 | 0 | 0 | 0 | 0 | 0 | 0 | 0 | 0 | 0 | 0 | 0 | 0 | 0.98646 | 0.98646 | -0.63134 | -0.63134
Line12_13_15 | 0 | 0 | 0 | 0 | 0 | 0 | 0 | 0 | 0 | 0 | 0 | 0 | 0.98646 | 0.98646 | -0.63134 | -0.63134
Line13_13_14 | 0 | 0 | 0 | 0 | 0 | 0 | 0 | 0 | 0 | 0 | 0 | 0 | 0.98646 | 0.98646 | -0.63134 | -0.63134
Line14_15_16 | 0 | 0 | 0 | 0 | 0 | 0 | 0 | 0 | 0 | 0 | 0 | 0 | 0.98646 | 0.98646 | -0.63134 | -0.63134
Line15_16_17 | 0 | 0 | 0 | 0 | 0 | 0 | 0 | 0 | 0 | 0 | 0 | 0 | 0.98646 | 0.98646 | -0.63134 | -0.63134
Line16_4_18 | 0 | 0 | 0 | 0 | 0 | 0 | 0 | 0 | 0 | 0 | 0 | 0 | 0.9865 | 0.9865 | -0.63092 | -0.63092
Line17_5_19 | 0 | 0 | 0 | 0 | 0 | 0 | 0 | 0 | 0 | 0 | 0 | 0 | 0.98646 | 0.98646 | -0.63134 | -0.63134
Line1_1_3 | 0 | 0 | 0 | 0 | 0 | 0 | 0 | 0 | 0 | 0 | 0 | 0 | 0.98646 | 0.98646 | -0.63134 | -0.63134
Line2_1_4 | 0.00028602 | 0.00028602 | 0 | 0 | 0.00019816 | 0.00019816 | -0.00016209 | 0.0001621 | -0.00010926 | 0.00010926 | 145.3872 | -34.6128 | 0.98646 | 0.9865 | -0.63134 | -0.63092
Line3_1_5 | 0 | 0 | 0 | 0 | 0 | 0 | 0 | 0 | 0 | 0 | 0 | 0 | 0.98646 | 0.98646 | -0.63134 | -0.63134
Line4_2_6 | 0 | 0 | 0 | 0 | 0 | 0 | 0 | 0 | 0 | 0 | 0 | 0 | 0.98646 | 0.98646 | -0.63134 | -0.63134
Line5_6_7 | 0 | 0 | 0 | 0 | 0 | 0 | 0 | 0 | 0 | 0 | 0 | 0 | 0.98646 | 0.98646 | -0.63134 | -0.63134
Line6_7_8 | 0 | 0 | 0 | 0 | 0 | 0 | 0 | 0 | 0 | 0 | 0 | 0 | 0.98646 | 0.98646 | -0.63134 | -0.63134
Line7_8_9 | 0 | 0 | 0 | 0 | 0 | 0 | 0 | 0 | 0 | 0 | 0 | 0 | 0.98646 | 0.98646 | -0.63134 | -0.63134
Line8_8_10 | 0 | 0 | 0 | 0 | 0 | 0 | 0 | 0 | 0 | 0 | 0 | 0 | 0.98646 | 0.98646 | -0.63134 | -0.63134
Line9_3_11 | 0 | 0 | 0 | 0 | 0 | 0 | 0 | 0 | 0 | 0 | 0 | 0 | 0.98646 | 0.98646 | -0.63134 | -0.63134

## LL_max_6
name | pf_ikss_a_from_ka | pf_ikss_b_from_ka | pf_ikss_c_from_ka | pf_ikss_a_to_ka | pf_ikss_b_to_ka | pf_ikss_c_to_ka | pf_skss_a_from_mw | pf_skss_b_from_mw | pf_skss_c_from_mw | pf_skss_a_to_mw | pf_skss_b_to_mw | pf_skss_c_to_mw | pf_p_a_from_mw | pf_p_b_from_mw | pf_p_c_from_mw | pf_p_a_to_mw | pf_p_b_to_mw | pf_p_c_to_mw | pf_q_a_from_mvar | pf_q_b_from_mvar | pf_q_c_from_mvar | pf_q_a_to_mvar | pf_q_b_to_mvar | pf_q_c_to_mvar | pf_ikss_a_from_degree | pf_ikss_b_from_degree | pf_ikss_c_from_degree | pf_ikss_a_to_degree | pf_ikss_b_to_degree | pf_ikss_c_to_degree | pf_vm_a_from_pu | pf_vm_b_from_pu | pf_vm_c_from_pu | pf_vm_a_to_pu | pf_vm_b_to_pu | pf_vm_c_to_pu | pf_va_a_from_degree | pf_va_b_from_degree | pf_va_c_from_degree | pf_va_a_to_degree | pf_va_b_to_degree | pf_va_c_to_degree
Line0_1_2 | 0 | 0 | 0 | 0 | 0 | 0 | 0 | 0 | 0 | 0 | 0 | 0 | 4.5438e-10 | -1.4646e-09 | -1.1601e-09 | -4.5438e-10 | 1.4646e-09 | 1.1601e-09 | -2.3445e-10 | 1.0657e-08 | -1.0997e-08 | 2.3445e-10 | -1.0657e-08 | 1.0997e-08 | 0 | 0 | 0 | 0 | 0 | 0 | 1.1184 | 0.55943 | 0.5687 | 1.1184 | 0.55943 | 0.5687 | 0.49631 | -171.9202 | 173.0372 | 0.49631 | -171.9202 | 173.0372
Line10_11_12 | 0 | 0 | 0 | 0 | 0 | 0 | 0 | 0 | 0 | 0 | 0 | 0 | 4.5438e-10 | -1.4646e-09 | -1.1601e-09 | -4.5438e-10 | 1.4646e-09 | 1.1601e-09 | -2.3445e-10 | 1.0657e-08 | -1.0997e-08 | 2.3445e-10 | -1.0657e-08 | 1.0997e-08 | 0 | 0 | 0 | 0 | 0 | 0 | 1.1184 | 0.55943 | 0.5687 | 1.1184 | 0.55943 | 0.5687 | 0.49631 | -171.9202 | 173.0372 | 0.49631 | -171.9202 | 173.0372
Line11_12_13 | 0 | 0 | 0 | 0 | 0 | 0 | 0 | 0 | 0 | 0 | 0 | 0 | 3.7865e-10 | -1.2205e-09 | -9.6676e-10 | -3.7865e-10 | 1.2205e-09 | 9.6676e-10 | -1.9538e-10 | 8.8805e-09 | -9.1639e-09 | 1.9538e-10 | -8.8805e-09 | 9.1639e-09 | 0 | 0 | 0 | 0 | 0 | 0 | 1.1184 | 0.55943 | 0.5687 | 1.1184 | 0.55943 | 0.5687 | 0.49631 | -171.9202 | 173.0372 | 0.49631 | -171.9202 | 173.0372
Line12_13_15 | 0 | 0 | 0 | 0 | 0 | 0 | 0 | 0 | 0 | 0 | 0 | 0 | 2.2719e-10 | -7.3232e-10 | -5.8006e-10 | -2.2719e-10 | 7.3232e-10 | 5.8006e-10 | -1.1723e-10 | 5.3283e-09 | -5.4983e-09 | 1.1723e-10 | -5.3283e-09 | 5.4983e-09 | 0 | 0 | 0 | 0 | 0 | 0 | 1.1184 | 0.55943 | 0.5687 | 1.1184 | 0.55943 | 0.5687 | 0.49631 | -171.9202 | 173.0372 | 0.49631 | -171.9202 | 173.0372
Line13_13_14 | 0 | 0 | 0 | 0 | 0 | 0 | 0 | 0 | 0 | 0 | 0 | 0 | 7.5729e-11 | -2.4411e-10 | -1.9335e-10 | -7.573e-11 | 2.4411e-10 | 1.9335e-10 | -3.9075e-11 | 1.7761e-09 | -1.8328e-09 | 3.9075e-11 | -1.7761e-09 | 1.8328e-09 | 0 | 0 | 0 | 0 | 0 | 0 | 1.1184 | 0.55943 | 0.5687 | 1.1184 | 0.55943 | 0.5687 | 0.49631 | -171.9202 | 173.0372 | 0.49631 | -171.9202 | 173.0372
Line14_15_16 | 0 | 0 | 0 | 0 | 0 | 0 | 0 | 0 | 0 | 0 | 0 | 0 | 1.5146e-10 | -4.8822e-10 | -3.8671e-10 | -1.5146e-10 | 4.8822e-10 | 3.8671e-10 | -7.815e-11 | 3.5522e-09 | -3.6656e-09 | 7.815e-11 | -3.5522e-09 | 3.6656e-09 | 0 | 0 | 0 | 0 | 0 | 0 | 1.1184 | 0.55943 | 0.5687 | 1.1184 | 0.55943 | 0.5687 | 0.49631 | -171.9202 | 173.0372 | 0.49631 | -171.9202 | 173.0372
Line15_16_17 | 0 | 0 | 0 | 0 | 0 | 0 | 0 | 0 | 0 | 0 | 0 | 0 | 7.5729e-11 | -2.4411e-10 | -1.9335e-10 | -7.5729e-11 | 2.4411e-10 | 1.9335e-10 | -3.9075e-11 | 1.7761e-09 | -1.8328e-09 | 3.9075e-11 | -1.7761e-09 | 1.8328e-09 | 0 | 0 | 0 | 0 | 0 | 0 | 1.1184 | 0.55943 | 0.5687 | 1.1184 | 0.55943 | 0.5687 | 0.49631 | -171.9202 | 173.0372 | 0.49631 | -171.9202 | 173.0372
Line16_4_18 | 0 | 0 | 0 | 0 | 0 | 0 | 0 | 0 | 0 | 0 | 0 | 0 | 1.6005e-10 | -3.6009e-10 | -4.0197e-10 | -1.6005e-10 | 3.6009e-10 | 4.0197e-10 | -4.7503e-11 | 1.747e-09 | -1.6561e-09 | 4.7503e-11 | -1.747e-09 | 1.6561e-09 | 0 | 0 | 0 | 0 | 0 | 0 | 1.1383 | 0.6039 | 0.56922 | 1.1383 | 0.6039 | 0.56922 | 0.59284 | -165.8262 | 166.167 | 0.59284 | -165.8262 | 166.167
Line17_5_19 | 0 | 0 | 0 | 0 | 0 | 0 | 0 | 0 | 0 | 0 | 0 | 0 | 7.5729e-11 | -2.4411e-10 | -1.9335e-10 | -7.5729e-11 | 2.4411e-10 | 1.9335e-10 | -3.9075e-11 | 1.7761e-09 | -1.8328e-09 | 3.9075e-11 | -1.7761e-09 | 1.8328e-09 | 0 | 0 | 0 | 0 | 0 | 0 | 1.1184 | 0.55943 | 0.5687 | 1.1184 | 0.55943 | 0.5687 | 0.49631 | -171.9202 | 173.0372 | 0.49631 | -171.9202 | 173.0372
Line1_1_3 | 0 | 0 | 0 | 0 | 0 | 0 | 0 | 0 | 0 | 0 | 0 | 0 | 6.0584e-10 | -1.9529e-09 | -1.5468e-09 | -6.0584e-10 | 1.9529e-09 | 1.5468e-09 | -3.126e-10 | 1.4209e-08 | -1.4662e-08 | 3.126e-10 | -1.4209e-08 | 1.4662e-08 | 0 | 0 | 0 | 0 | 0 | 0 | 1.1184 | 0.55943 | 0.5687 | 1.1184 | 0.55943 | 0.5687 | 0.49631 | -171.9202 | 173.0372 | 0.49631 | -171.9202 | 173.0372
Line2_1_4 | 0.20608 | 0.78628 | 0.7042 | 0.20608 | 0.78628 | 0.7042 | 0.047592 | 0.18158 | 0.16263 | 0.047592 | 0.18158 | 0.16263 | -0.02827 | -0.10101 | 0.084774 | 0.028694 | 0.1072 | -0.079815 | -0.0451 | -0.010745 | -0.036975 | 0.045949 | 0.02311 | 0.046893 | 122.5766 | 2.0079 | -163.3979 | -57.4234 | -177.9921 | 16.6021 | 1.1184 | 0.55943 | 0.5687 | 1.1383 | 0.6039 | 0.56922 | 0.49631 | -171.9202 | 173.0372 | 0.59284 | -165.8262 | 166.167
Line3_1_5 | 0 | 0 | 0 | 0 | 0 | 0 | 0 | 0 | 0 | 0 | 0 | 0 | 1.5146e-10 | -4.8821e-10 | -3.8671e-10 | -1.5146e-10 | 4.8821e-10 | 3.8671e-10 | -7.815e-11 | 3.5522e-09 | -3.6656e-09 | 7.815e-11 | -3.5522e-09 | 3.6656e-09 | 0 | 0 | 0 | 0 | 0 | 0 | 1.1184 | 0.55943 | 0.5687 | 1.1184 | 0.55943 | 0.5687 | 0.49631 | -171.9202 | 173.0372 | 0.49631 | -171.9202 | 173.0372
Line4_2_6 | 0 | 0 | 0 | 0 | 0 | 0 | 0 | 0 | 0 | 0 | 0 | 0 | 3.7865e-10 | -1.2205e-09 | -9.6676e-10 | -3.7865e-10 | 1.2205e-09 | 9.6676e-10 | -1.9538e-10 | 8.8805e-09 | -9.1639e-09 | 1.9538e-10 | -8.8805e-09 | 9.1639e-09 | 0 | 0 | 0 | 0 | 0 | 0 | 1.1184 | 0.55943 | 0.5687 | 1.1184 | 0.55943 | 0.5687 | 0.49631 | -171.9202 | 173.0372 | 0.49631 | -171.9202 | 173.0372
Line5_6_7 | 0 | 0 | 0 | 0 | 0 | 0 | 0 | 0 | 0 | 0 | 0 | 0 | 3.0292e-10 | -9.7643e-10 | -7.7341e-10 | -3.0292e-10 | 9.7643e-10 | 7.7341e-10 | -1.563e-10 | 7.1044e-09 | -7.3311e-09 | 1.563e-10 | -7.1044e-09 | 7.3311e-09 | 0 | 0 | 0 | 0 | 0 | 0 | 1.1184 | 0.55943 | 0.5687 | 1.1184 | 0.55943 | 0.5687 | 0.49631 | -171.9202 | 173.0372 | 0.49631 | -171.9202 | 173.0372
Line6_7_8 | 0 | 0 | 0 | 0 | 0 | 0 | 0 | 0 | 0 | 0 | 0 | 0 | 2.2719e-10 | -7.3232e-10 | -5.8006e-10 | -2.2719e-10 | 7.3232e-10 | 5.8006e-10 | -1.1723e-10 | 5.3283e-09 | -5.4983e-09 | 1.1723e-10 | -5.3283e-09 | 5.4983e-09 | 0 | 0 | 0 | 0 | 0 | 0 | 1.1184 | 0.55943 | 0.5687 | 1.1184 | 0.55943 | 0.5687 | 0.49631 | -171.9202 | 173.0372 | 0.49631 | -171.9202 | 173.0372
Line7_8_9 | 0 | 0 | 0 | 0 | 0 | 0 | 0 | 0 | 0 | 0 | 0 | 0 | 7.5729e-11 | -2.4411e-10 | -1.9335e-10 | -7.5729e-11 | 2.4411e-10 | 1.9335e-10 | -3.9075e-11 | 1.7761e-09 | -1.8328e-09 | 3.9075e-11 | -1.7761e-09 | 1.8328e-09 | 0 | 0 | 0 | 0 | 0 | 0 | 1.1184 | 0.55943 | 0.5687 | 1.1184 | 0.55943 | 0.5687 | 0.49631 | -171.9202 | 173.0372 | 0.49631 | -171.9202 | 173.0372
Line8_8_10 | 0 | 0 | 0 | 0 | 0 | 0 | 0 | 0 | 0 | 0 | 0 | 0 | 7.5729e-11 | -2.4411e-10 | -1.9335e-10 | -7.5729e-11 | 2.4411e-10 | 1.9335e-10 | -3.9075e-11 | 1.7761e-09 | -1.8328e-09 | 3.9075e-11 | -1.7761e-09 | 1.8328e-09 | 0 | 0 | 0 | 0 | 0 | 0 | 1.1184 | 0.55943 | 0.5687 | 1.1184 | 0.55943 | 0.5687 | 0.49631 | -171.9202 | 173.0372 | 0.49631 | -171.9202 | 173.0372
Line9_3_11 | 0 | 0 | 0 | 0 | 0 | 0 | 0 | 0 | 0 | 0 | 0 | 0 | 5.3011e-10 | -1.7088e-09 | -1.3535e-09 | -5.3011e-10 | 1.7088e-09 | 1.3535e-09 | -2.7353e-10 | 1.2433e-08 | -1.2829e-08 | 2.7353e-10 | -1.2433e-08 | 1.2829e-08 | 0 | 0 | 0 | 0 | 0 | 0 | 1.1184 | 0.55943 | 0.5687 | 1.1184 | 0.55943 | 0.5687 | 0.49631 | -171.9202 | 173.0372 | 0.49631 | -171.9202 | 173.0372

## LL_max_10
name | pf_ikss_a_from_ka | pf_ikss_b_from_ka | pf_ikss_c_from_ka | pf_ikss_a_to_ka | pf_ikss_b_to_ka | pf_ikss_c_to_ka | pf_skss_a_from_mw | pf_skss_b_from_mw | pf_skss_c_from_mw | pf_skss_a_to_mw | pf_skss_b_to_mw | pf_skss_c_to_mw | pf_p_a_from_mw | pf_p_b_from_mw | pf_p_c_from_mw | pf_p_a_to_mw | pf_p_b_to_mw | pf_p_c_to_mw | pf_q_a_from_mvar | pf_q_b_from_mvar | pf_q_c_from_mvar | pf_q_a_to_mvar | pf_q_b_to_mvar | pf_q_c_to_mvar | pf_ikss_a_from_degree | pf_ikss_b_from_degree | pf_ikss_c_from_degree | pf_ikss_a_to_degree | pf_ikss_b_to_degree | pf_ikss_c_to_degree | pf_vm_a_from_pu | pf_vm_b_from_pu | pf_vm_c_from_pu | pf_vm_a_to_pu | pf_vm_b_to_pu | pf_vm_c_to_pu | pf_va_a_from_degree | pf_va_b_from_degree | pf_va_c_from_degree | pf_va_a_to_degree | pf_va_b_to_degree | pf_va_c_to_degree
Line0_1_2 | 0 | 0 | 0 | 0 | 0 | 0 | 0 | 0 | 0 | 0 | 0 | 0 | 4.7431e-10 | -1.4744e-09 | -1.1697e-09 | -4.7431e-10 | 1.4744e-09 | 1.1697e-09 | -2.3578e-10 | 1.0655e-08 | -1.0995e-08 | 2.3578e-10 | -1.0655e-08 | 1.0995e-08 | 0 | 0 | 0 | 0 | 0 | 0 | 1.1192 | 0.55997 | 0.56917 | 1.1192 | 0.55997 | 0.56917 | 0.49878 | -171.8396 | 172.9618 | 0.49878 | -171.8396 | 172.9618
Line10_11_12 | 0 | 0 | 0 | 0 | 0 | 0 | 0 | 0 | 0 | 0 | 0 | 0 | 4.7431e-10 | -1.4744e-09 | -1.1697e-09 | -4.7431e-10 | 1.4744e-09 | 1.1697e-09 | -2.3578e-10 | 1.0655e-08 | -1.0995e-08 | 2.3578e-10 | -1.0655e-08 | 1.0995e-08 | 0 | 0 | 0 | 0 | 0 | 0 | 1.1192 | 0.55997 | 0.56917 | 1.1192 | 0.55997 | 0.56917 | 0.49878 | -171.8396 | 172.9618 | 0.49878 | -171.8396 | 172.9618
Line11_12_13 | 0 | 0 | 0 | 0 | 0 | 0 | 0 | 0 | 0 | 0 | 0 | 0 | 3.9526e-10 | -1.2287e-09 | -9.7472e-10 | -3.9526e-10 | 1.2287e-09 | 9.7472e-10 | -1.9649e-10 | 8.8792e-09 | -9.1624e-09 | 1.9649e-10 | -8.8792e-09 | 9.1624e-09 | 0 | 0 | 0 | 0 | 0 | 0 | 1.1192 | 0.55997 | 0.56917 | 1.1192 | 0.55997 | 0.56917 | 0.49878 | -171.8396 | 172.9618 | 0.49878 | -171.8396 | 172.9618
Line12_13_15 | 0 | 0 | 0 | 0 | 0 | 0 | 0 | 0 | 0 | 0 | 0 | 0 | 2.3716e-10 | -7.3721e-10 | -5.8483e-10 | -2.3716e-10 | 7.3721e-10 | 5.8483e-10 | -1.1789e-10 | 5.3275e-09 | -5.4974e-09 | 1.1789e-10 | -5.3275e-09 | 5.4974e-09 | 0 | 0 | 0 | 0 | 0 | 0 | 1.1192 | 0.55997 | 0.56917 | 1.1192 | 0.55997 | 0.56917 | 0.49878 | -171.8396 | 172.9618 | 0.49878 | -171.8396 | 172.9618
Line13_13_14 | 0 | 0 | 0 | 0 | 0 | 0 | 0 | 0 | 0 | 0 | 0 | 0 | 7.9052e-11 | -2.4574e-10 | -1.9494e-10 | -7.9052e-11 | 2.4574e-10 | 1.9494e-10 | -3.9297e-11 | 1.7758e-09 | -1.8325e-09 | 3.9297e-11 | -1.7758e-09 | 1.8325e-09 | 0 | 0 | 0 | 0 | 0 | 0 | 1.1192 | 0.55997 | 0.56917 | 1.1192 | 0.55997 | 0.56917 | 0.49878 | -171.8396 | 172.9618 | 0.49878 | -171.8396 | 172.9618
Line14_15_16 | 0 | 0 | 0 | 0 | 0 | 0 | 0 | 0 | 0 | 0 | 0 | 0 | 1.581e-10 | -4.9148e-10 | -3.8989e-10 | -1.581e-10 | 4.9148e-10 | 3.8989e-10 | -7.8594e-11 | 3.5517e-09 | -3.6649e-09 | 7.8594e-11 | -3.5517e-09 | 3.6649e-09 | 0 | 0 | 0 | 0 | 0 | 0 | 1.1192 | 0.55997 | 0.56917 | 1.1192 | 0.55997 | 0.56917 | 0.49878 | -171.8396 | 172.9618 | 0.49878 | -171.8396 | 172.9618
Line15_16_17 | 0 | 0 | 0 | 0 | 0 | 0 | 0 | 0 | 0 | 0 | 0 | 0 | 7.9052e-11 | -2.4574e-10 | -1.9494e-10 | -7.9052e-11 | 2.4574e-10 | 1.9494e-10 | -3.9297e-11 | 1.7758e-09 | -1.8325e-09 | 3.9297e-11 | -1.7758e-09 | 1.8325e-09 | 0 | 0 | 0 | 0 | 0 | 0 | 1.1192 | 0.55997 | 0.56917 | 1.1192 | 0.55997 | 0.56917 | 0.49878 | -171.8396 | 172.9618 | 0.49878 | -171.8396 | 172.9618
Line16_4_18 | 0 | 0 | 0 | 0 | 0 | 0 | 0 | 0 | 0 | 0 | 0 | 0 | 1.626e-10 | -3.5681e-10 | -3.9642e-10 | -1.626e-10 | 3.5681e-10 | 3.9642e-10 | -4.6442e-11 | 1.7491e-09 | -1.6624e-09 | 4.6442e-11 | -1.7491e-09 | 1.6624e-09 | 0 | 0 | 0 | 0 | 0 | 0 | 1.1389 | 0.60313 | 0.56981 | 1.1389 | 0.60313 | 0.56981 | 0.57929 | -165.9745 | 166.3306 | 0.57929 | -165.9745 | 166.3306
Line17_5_19 | 0 | 0 | 0 | 0 | 0 | 0 | 0 | 0 | 0 | 0 | 0 | 0 | 7.9051e-11 | -2.4574e-10 | -1.9494e-10 | -7.9051e-11 | 2.4574e-10 | 1.9494e-10 | -3.9297e-11 | 1.7758e-09 | -1.8325e-09 | 3.9297e-11 | -1.7758e-09 | 1.8325e-09 | 0 | 0 | 0 | 0 | 0 | 0 | 1.1192 | 0.55997 | 0.56917 | 1.1192 | 0.55997 | 0.56917 | 0.49878 | -171.8396 | 172.9618 | 0.49878 | -171.8396 | 172.9618
Line1_1_3 | 0 | 0 | 0 | 0 | 0 | 0 | 0 | 0 | 0 | 0 | 0 | 0 | 6.3241e-10 | -1.9659e-09 | -1.5595e-09 | -6.3241e-10 | 1.9659e-09 | 1.5595e-09 | -3.1438e-10 | 1.4207e-08 | -1.466e-08 | 3.1438e-10 | -1.4207e-08 | 1.466e-08 | 0 | 0 | 0 | 0 | 0 | 0 | 1.1192 | 0.55997 | 0.56917 | 1.1192 | 0.55997 | 0.56917 | 0.49878 | -171.8396 | 172.9618 | 0.49878 | -171.8396 | 172.9618
Line2_1_4 | 0.20371 | 0.7589 | 0.68038 | 0.20371 | 0.7589 | 0.68038 | 0.047045 | 0.17526 | 0.15713 | 0.047045 | 0.17526 | 0.15713 | -0.027291 | -0.097524 | 0.081824 | 0.027706 | 0.10328 | -0.077195 | -0.045029 | -0.010983 | -0.036095 | 0.045859 | 0.022501 | 0.045354 | 121.718 | 1.735 | -163.2342 | -58.282 | -178.265 | 16.7658 | 1.1192 | 0.55997 | 0.56917 | 1.1389 | 0.60313 | 0.56981 | 0.49878 | -171.8396 | 172.9618 | 0.57929 | -165.9745 | 166.3306
Line3_1_5 | 0 | 0 | 0 | 0 | 0 | 0 | 0 | 0 | 0 | 0 | 0 | 0 | 1.581e-10 | -4.9147e-10 | -3.8989e-10 | -1.581e-10 | 4.9147e-10 | 3.8989e-10 | -7.8594e-11 | 3.5517e-09 | -3.6649e-09 | 7.8594e-11 | -3.5517e-09 | 3.6649e-09 | 0 | 0 | 0 | 0 | 0 | 0 | 1.1192 | 0.55997 | 0.56917 | 1.1192 | 0.55997 | 0.56917 | 0.49878 | -171.8396 | 172.9618 | 0.49878 | -171.8396 | 172.9618
Line4_2_6 | 0 | 0 | 0 | 0 | 0 | 0 | 0 | 0 | 0 | 0 | 0 | 0 | 3.9526e-10 | -1.2287e-09 | -9.7472e-10 | -3.9526e-10 | 1.2287e-09 | 9.7472e-10 | -1.9649e-10 | 8.8792e-09 | -9.1624e-09 | 1.9649e-10 | -8.8792e-09 | 9.1624e-09 | 0 | 0 | 0 | 0 | 0 | 0 | 1.1192 | 0.55997 | 0.56917 | 1.1192 | 0.55997 | 0.56917 | 0.49878 | -171.8396 | 172.9618 | 0.49878 | -171.8396 | 172.9618
Line5_6_7 | 0 | 0 | 0 | 0 | 0 | 0 | 0 | 0 | 0 | 0 | 0 | 0 | 3.1621e-10 | -9.8295e-10 | -7.7977e-10 | -3.1621e-10 | 9.8295e-10 | 7.7977e-10 | -1.5719e-10 | 7.1034e-09 | -7.3299e-09 | 1.5719e-10 | -7.1034e-09 | 7.3299e-09 | 0 | 0 | 0 | 0 | 0 | 0 | 1.1192 | 0.55997 | 0.56917 | 1.1192 | 0.55997 | 0.56917 | 0.49878 | -171.8396 | 172.9618 | 0.49878 | -171.8396 | 172.9618
Line6_7_8 | 0 | 0 | 0 | 0 | 0 | 0 | 0 | 0 | 0 | 0 | 0 | 0 | 2.3716e-10 | -7.3721e-10 | -5.8483e-10 | -2.3716e-10 | 7.3721e-10 | 5.8483e-10 | -1.1789e-10 | 5.3275e-09 | -5.4974e-09 | 1.1789e-10 | -5.3275e-09 | 5.4974e-09 | 0 | 0 | 0 | 0 | 0 | 0 | 1.1192 | 0.55997 | 0.56917 | 1.1192 | 0.55997 | 0.56917 | 0.49878 | -171.8396 | 172.9618 | 0.49878 | -171.8396 | 172.9618
Line7_8_9 | 0 | 0 | 0 | 0 | 0 | 0 | 0 | 0 | 0 | 0 | 0 | 0 | 7.9052e-11 | -2.4574e-10 | -1.9494e-10 | -7.9052e-11 | 2.4574e-10 | 1.9494e-10 | -3.9297e-11 | 1.7758e-09 | -1.8325e-09 | 3.9297e-11 | -1.7758e-09 | 1.8325e-09 | 0 | 0 | 0 | 0 | 0 | 0 | 1.1192 | 0.55997 | 0.56917 | 1.1192 | 0.55997 | 0.56917 | 0.49878 | -171.8396 | 172.9618 | 0.49878 | -171.8396 | 172.9618
Line8_8_10 | 0 | 0 | 0 | 0 | 0 | 0 | 0 | 0 | 0 | 0 | 0 | 0 | 7.9052e-11 | -2.4574e-10 | -1.9494e-10 | -7.9052e-11 | 2.4574e-10 | 1.9494e-10 | -3.9297e-11 | 1.7758e-09 | -1.8325e-09 | 3.9297e-11 | -1.7758e-09 | 1.8325e-09 | 0 | 0 | 0 | 0 | 0 | 0 | 1.1192 | 0.55997 | 0.56917 | 1.1192 | 0.55997 | 0.56917 | 0.49878 | -171.8396 | 172.9618 | 0.49878 | -171.8396 | 172.9618
Line9_3_11 | 0 | 0 | 0 | 0 | 0 | 0 | 0 | 0 | 0 | 0 | 0 | 0 | 5.5336e-10 | -1.7202e-09 | -1.3646e-09 | -5.5336e-10 | 1.7202e-09 | 1.3646e-09 | -2.7508e-10 | 1.2431e-08 | -1.2827e-08 | 2.7508e-10 | -1.2431e-08 | 1.2827e-08 | 0 | 0 | 0 | 0 | 0 | 0 | 1.1192 | 0.55997 | 0.56917 | 1.1192 | 0.55997 | 0.56917 | 0.49878 | -171.8396 | 172.9618 | 0.49878 | -171.8396 | 172.9618

## LL_max_fault_6
name | pf_ikss_a_from_ka | pf_ikss_b_from_ka | pf_ikss_c_from_ka | pf_ikss_a_to_ka | pf_ikss_b_to_ka | pf_ikss_c_to_ka | pf_skss_a_from_mw | pf_skss_b_from_mw | pf_skss_c_from_mw | pf_skss_a_to_mw | pf_skss_b_to_mw | pf_skss_c_to_mw | pf_p_a_from_mw | pf_p_b_from_mw | pf_p_c_from_mw | pf_p_a_to_mw | pf_p_b_to_mw | pf_p_c_to_mw | pf_q_a_from_mvar | pf_q_b_from_mvar | pf_q_c_from_mvar | pf_q_a_to_mvar | pf_q_b_to_mvar | pf_q_c_to_mvar | pf_ikss_a_from_degree | pf_ikss_b_from_degree | pf_ikss_c_from_degree | pf_ikss_a_to_degree | pf_ikss_b_to_degree | pf_ikss_c_to_degree | pf_vm_a_from_pu | pf_vm_b_from_pu | pf_vm_c_from_pu | pf_vm_a_to_pu | pf_vm_b_to_pu | pf_vm_c_to_pu | pf_va_a_from_degree | pf_va_b_from_degree | pf_va_c_from_degree | pf_va_a_to_degree | pf_va_b_to_degree | pf_va_c_to_degree
Line0_1_2 | 0 | 0 | 0 | 0 | 0 | 0 | 0 | 0 | 0 | 0 | 0 | 0 | 3.6938e-10 | 1.362e-10 | -2.8268e-10 | -3.6938e-10 | -1.362e-10 | 2.8268e-10 | -1.2831e-11 | 5.9835e-10 | 8.3012e-11 | 1.2831e-11 | -5.9835e-10 | -8.3012e-11 | 0 | 0 | 0 | 0 | 0 | 0 | 1.1151 | 1.1053 | 1.0882 | 1.1151 | 1.1053 | 1.0882 | 0.027244 | -121.2818 | 119.8194 | 0.027244 | -121.2818 | 119.8194
Line10_11_12 | 0 | 0 | 0 | 0 | 0 | 0 | 0 | 0 | 0 | 0 | 0 | 0 | 3.6938e-10 | 1.362e-10 | -2.8268e-10 | -3.6938e-10 | -1.362e-10 | 2.8268e-10 | -1.2831e-11 | 5.9835e-10 | 8.3012e-11 | 1.2831e-11 | -5.9835e-10 | -8.3012e-11 | 0 | 0 | 0 | 0 | 0 | 0 | 1.1151 | 1.1053 | 1.0882 | 1.1151 | 1.1053 | 1.0882 | 0.027244 | -121.2818 | 119.8194 | 0.027244 | -121.2818 | 119.8194
Line11_12_13 | 0 | 0 | 0 | 0 | 0 | 0 | 0 | 0 | 0 | 0 | 0 | 0 | 3.0782e-10 | 1.135e-10 | -2.3557e-10 | -3.0782e-10 | -1.135e-10 | 2.3557e-10 | -1.0693e-11 | 4.9863e-10 | 6.9176e-11 | 1.0693e-11 | -4.9863e-10 | -6.9176e-11 | 0 | 0 | 0 | 0 | 0 | 0 | 1.1151 | 1.1053 | 1.0882 | 1.1151 | 1.1053 | 1.0882 | 0.027244 | -121.2818 | 119.8194 | 0.027244 | -121.2818 | 119.8194
Line12_13_15 | 0 | 0 | 0 | 0 | 0 | 0 | 0 | 0 | 0 | 0 | 0 | 0 | 1.8469e-10 | 6.81e-11 | -1.4134e-10 | -1.8469e-10 | -6.81e-11 | 1.4134e-10 | -6.4155e-12 | 2.9918e-10 | 4.1506e-11 | 6.4155e-12 | -2.9918e-10 | -4.1506e-11 | 0 | 0 | 0 | 0 | 0 | 0 | 1.1151 | 1.1053 | 1.0882 | 1.1151 | 1.1053 | 1.0882 | 0.027244 | -121.2818 | 119.8194 | 0.027244 | -121.2818 | 119.8194
Line13_13_14 | 0 | 0 | 0 | 0 | 0 | 0 | 0 | 0 | 0 | 0 | 0 | 0 | 6.1563e-11 | 2.27e-11 | -4.7113e-11 | -6.1563e-11 | -2.27e-11 | 4.7113e-11 | -2.1385e-12 | 9.9725e-11 | 1.3835e-11 | 2.1385e-12 | -9.9725e-11 | -1.3835e-11 | 0 | 0 | 0 | 0 | 0 | 0 | 1.1151 | 1.1053 | 1.0882 | 1.1151 | 1.1053 | 1.0882 | 0.027244 | -121.2818 | 119.8194 | 0.027244 | -121.2818 | 119.8194
Line14_15_16 | 0 | 0 | 0 | 0 | 0 | 0 | 0 | 0 | 0 | 0 | 0 | 0 | 1.2313e-10 | 4.54e-11 | -9.4226e-11 | -1.2313e-10 | -4.54e-11 | 9.4226e-11 | -4.277e-12 | 1.9945e-10 | 2.7671e-11 | 4.277e-12 | -1.9945e-10 | -2.7671e-11 | 0 | 0 | 0 | 0 | 0 | 0 | 1.1151 | 1.1053 | 1.0882 | 1.1151 | 1.1053 | 1.0882 | 0.027244 | -121.2818 | 119.8194 | 0.027244 | -121.2818 | 119.8194
Line15_16_17 | 0 | 0 | 0 | 0 | 0 | 0 | 0 | 0 | 0 | 0 | 0 | 0 | 6.1563e-11 | 2.27e-11 | -4.7113e-11 | -6.1563e-11 | -2.27e-11 | 4.7113e-11 | -2.1385e-12 | 9.9725e-11 | 1.3835e-11 | 2.1385e-12 | -9.9725e-11 | -1.3835e-11 | 0 | 0 | 0 | 0 | 0 | 0 | 1.1151 | 1.1053 | 1.0882 | 1.1151 | 1.1053 | 1.0882 | 0.027244 | -121.2818 | 119.8194 | 0.027244 | -121.2818 | 119.8194
Line16_4_18 | 0 | 0 | 0 | 0 | 0 | 0 | 0 | 0 | 0 | 0 | 0 | 0 | 1.1873e-10 | 8.4696e-11 | 1.4168e-11 | -1.1873e-10 | -8.4696e-11 | -1.4168e-11 | 1.759e-11 | 1.1472e-10 | 3.5526e-11 | -1.759e-11 | -1.1472e-10 | -3.5526e-11 | 0 | 0 | 0 | 0 | 0 | 0 | 1.1287 | 1.1203 | 1.1035 | 1.1287 | 1.1203 | 1.1035 | -0.22139 | -121.4549 | 119.5426 | -0.22139 | -121.4549 | 119.5426
Line17_5_19 | 0 | 0 | 0 | 0 | 0 | 0 | 0 | 0 | 0 | 0 | 0 | 0 | 6.1563e-11 | 2.27e-11 | -4.7113e-11 | -6.1563e-11 | -2.27e-11 | 4.7113e-11 | -2.1385e-12 | 9.9725e-11 | 1.3835e-11 | 2.1385e-12 | -9.9725e-11 | -1.3835e-11 | 0 | 0 | 0 | 0 | 0 | 0 | 1.1151 | 1.1053 | 1.0882 | 1.1151 | 1.1053 | 1.0882 | 0.027244 | -121.2818 | 119.8194 | 0.027244 | -121.2818 | 119.8194
Line1_1_3 | 0 | 0 | 0 | 0 | 0 | 0 | 0 | 0 | 0 | 0 | 0 | 0 | 4.9251e-10 | 1.816e-10 | -3.7691e-10 | -4.9251e-10 | -1.816e-10 | 3.7691e-10 | -1.7108e-11 | 7.978e-10 | 1.1068e-10 | 1.7108e-11 | -7.978e-10 | -1.1068e-10 | 0 | 0 | 0 | 0 | 0 | 0 | 1.1151 | 1.1053 | 1.0882 | 1.1151 | 1.1053 | 1.0882 | 0.027244 | -121.2818 | 119.8194 | 0.027244 | -121.2818 | 119.8194
Line2_1_4 | 0.14942 | 0.15815 | 0.16701 | 0.14942 | 0.15815 | 0.16701 | 0.034507 | 0.036523 | 0.038569 | 0.034507 | 0.036523 | 0.038569 | -0.0045403 | -0.0096234 | -0.005348 | 0.0047635 | 0.0098735 | 0.0056269 | -0.038208 | -0.039206 | -0.041628 | 0.038655 | 0.039706 | 0.042186 | 96.8039 | -17.4906 | -142.86 | -83.1961 | 162.5094 | 37.14 | 1.1151 | 1.1053 | 1.0882 | 1.1287 | 1.1203 | 1.1035 | 0.027244 | -121.2818 | 119.8194 | -0.22139 | -121.4549 | 119.5426
Line3_1_5 | 0 | 0 | 0 | 0 | 0 | 0 | 0 | 0 | 0 | 0 | 0 | 0 | 1.2313e-10 | 4.54e-11 | -9.4226e-11 | -1.2313e-10 | -4.54e-11 | 9.4226e-11 | -4.2771e-12 | 1.9945e-10 | 2.7671e-11 | 4.277e-12 | -1.9945e-10 | -2.7671e-11 | 0 | 0 | 0 | 0 | 0 | 0 | 1.1151 | 1.1053 | 1.0882 | 1.1151 | 1.1053 | 1.0882 | 0.027244 | -121.2818 | 119.8194 | 0.027244 | -121.2818 | 119.8194
Line4_2_6 | 0 | 0 | 0 | 0 | 0 | 0 | 0 | 0 | 0 | 0 | 0 | 0 | 3.0782e-10 | 1.135e-10 | -2.3557e-10 | -3.0782e-10 | -1.135e-10 | 2.3557e-10 | -1.0693e-11 | 4.9863e-10 | 6.9176e-11 | 1.0693e-11 | -4.9863e-10 | -6.9176e-11 | 0 | 0 | 0 | 0 | 0 | 0 | 1.1151 | 1.1053 | 1.0882 | 1.1151 | 1.1053 | 1.0882 | 0.027244 | -121.2818 | 119.8194 | 0.027244 | -121.2818 | 119.8194
Line5_6_7 | 0 | 0 | 0 | 0 | 0 | 0 | 0 | 0 | 0 | 0 | 0 | 0 | 2.4625e-10 | 9.08e-11 | -1.8845e-10 | -2.4625e-10 | -9.08e-11 | 1.8845e-10 | -8.5541e-12 | 3.989e-10 | 5.5341e-11 | 8.554e-12 | -3.989e-10 | -5.5341e-11 | 0 | 0 | 0 | 0 | 0 | 0 | 1.1151 | 1.1053 | 1.0882 | 1.1151 | 1.1053 | 1.0882 | 0.027244 | -121.2818 | 119.8194 | 0.027244 | -121.2818 | 119.8194
Line6_7_8 | 0 | 0 | 0 | 0 | 0 | 0 | 0 | 0 | 0 | 0 | 0 | 0 | 1.8469e-10 | 6.81e-11 | -1.4134e-10 | -1.8469e-10 | -6.81e-11 | 1.4134e-10 | -6.4156e-12 | 2.9918e-10 | 4.1506e-11 | 6.4155e-12 | -2.9918e-10 | -4.1506e-11 | 0 | 0 | 0 | 0 | 0 | 0 | 1.1151 | 1.1053 | 1.0882 | 1.1151 | 1.1053 | 1.0882 | 0.027244 | -121.2818 | 119.8194 | 0.027244 | -121.2818 | 119.8194
Line7_8_9 | 0 | 0 | 0 | 0 | 0 | 0 | 0 | 0 | 0 | 0 | 0 | 0 | 6.1563e-11 | 2.27e-11 | -4.7113e-11 | -6.1563e-11 | -2.27e-11 | 4.7113e-11 | -2.1385e-12 | 9.9725e-11 | 1.3835e-11 | 2.1385e-12 | -9.9725e-11 | -1.3835e-11 | 0 | 0 | 0 | 0 | 0 | 0 | 1.1151 | 1.1053 | 1.0882 | 1.1151 | 1.1053 | 1.0882 | 0.027244 | -121.2818 | 119.8194 | 0.027244 | -121.2818 | 119.8194
Line8_8_10 | 0 | 0 | 0 | 0 | 0 | 0 | 0 | 0 | 0 | 0 | 0 | 0 | 6.1563e-11 | 2.27e-11 | -4.7113e-11 | -6.1563e-11 | -2.27e-11 | 4.7113e-11 | -2.1385e-12 | 9.9725e-11 | 1.3835e-11 | 2.1385e-12 | -9.9725e-11 | -1.3835e-11 | 0 | 0 | 0 | 0 | 0 | 0 | 1.1151 | 1.1053 | 1.0882 | 1.1151 | 1.1053 | 1.0882 | 0.027244 | -121.2818 | 119.8194 | 0.027244 | -121.2818 | 119.8194
Line9_3_11 | 0 | 0 | 0 | 0 | 0 | 0 | 0 | 0 | 0 | 0 | 0 | 0 | 4.3094e-10 | 1.589e-10 | -3.2979e-10 | -4.3094e-10 | -1.589e-10 | 3.2979e-10 | -1.497e-11 | 6.9808e-10 | 9.6847e-11 | 1.497e-11 | -6.9808e-10 | -9.6847e-11 | 0 | 0 | 0 | 0 | 0 | 0 | 1.1151 | 1.1053 | 1.0882 | 1.1151 | 1.1053 | 1.0882 | 0.027244 | -121.2818 | 119.8194 | 0.027244 | -121.2818 | 119.8194

## LL_max_fault_10
name | pf_ikss_a_from_ka | pf_ikss_b_from_ka | pf_ikss_c_from_ka | pf_ikss_a_to_ka | pf_ikss_b_to_ka | pf_ikss_c_to_ka | pf_skss_a_from_mw | pf_skss_b_from_mw | pf_skss_c_from_mw | pf_skss_a_to_mw | pf_skss_b_to_mw | pf_skss_c_to_mw | pf_p_a_from_mw | pf_p_b_from_mw | pf_p_c_from_mw | pf_p_a_to_mw | pf_p_b_to_mw | pf_p_c_to_mw | pf_q_a_from_mvar | pf_q_b_from_mvar | pf_q_c_from_mvar | pf_q_a_to_mvar | pf_q_b_to_mvar | pf_q_c_to_mvar | pf_ikss_a_from_degree | pf_ikss_b_from_degree | pf_ikss_c_from_degree | pf_ikss_a_to_degree | pf_ikss_b_to_degree | pf_ikss_c_to_degree | pf_vm_a_from_pu | pf_vm_b_from_pu | pf_vm_c_from_pu | pf_vm_a_to_pu | pf_vm_b_to_pu | pf_vm_c_to_pu | pf_va_a_from_degree | pf_va_b_from_degree | pf_va_c_from_degree | pf_va_a_to_degree | pf_va_b_to_degree | pf_va_c_to_degree
Line0_1_2 | 0 | 0 | 0 | 0 | 0 | 0 | 0 | 0 | 0 | 0 | 0 | 0 | 3.8838e-10 | 1.5493e-10 | -2.6449e-10 | -3.8838e-10 | -1.5493e-10 | 2.6449e-10 | -1.317e-11 | 5.9795e-10 | 8.2712e-11 | 1.317e-11 | -5.9795e-10 | -8.2712e-11 | 0 | 0 | 0 | 0 | 0 | 0 | 1.1158 | 1.1061 | 1.089 | 1.1158 | 1.1061 | 1.089 | 0.027945 | -121.28 | 119.8202 | 0.027945 | -121.28 | 119.8202
Line10_11_12 | 0 | 0 | 0 | 0 | 0 | 0 | 0 | 0 | 0 | 0 | 0 | 0 | 3.8838e-10 | 1.5493e-10 | -2.6449e-10 | -3.8838e-10 | -1.5493e-10 | 2.6449e-10 | -1.317e-11 | 5.9795e-10 | 8.2712e-11 | 1.317e-11 | -5.9795e-10 | -8.2712e-11 | 0 | 0 | 0 | 0 | 0 | 0 | 1.1158 | 1.1061 | 1.089 | 1.1158 | 1.1061 | 1.089 | 0.027945 | -121.28 | 119.8202 | 0.027945 | -121.28 | 119.8202
Line11_12_13 | 0 | 0 | 0 | 0 | 0 | 0 | 0 | 0 | 0 | 0 | 0 | 0 | 3.2365e-10 | 1.291e-10 | -2.2041e-10 | -3.2365e-10 | -1.291e-10 | 2.2041e-10 | -1.0975e-11 | 4.9829e-10 | 6.8927e-11 | 1.0975e-11 | -4.9829e-10 | -6.8927e-11 | 0 | 0 | 0 | 0 | 0 | 0 | 1.1158 | 1.1061 | 1.089 | 1.1158 | 1.1061 | 1.089 | 0.027945 | -121.28 | 119.8202 | 0.027945 | -121.28 | 119.8202
Line12_13_15 | 0 | 0 | 0 | 0 | 0 | 0 | 0 | 0 | 0 | 0 | 0 | 0 | 1.9419e-10 | 7.7463e-11 | -1.3225e-10 | -1.9419e-10 | -7.7463e-11 | 1.3225e-10 | -6.5852e-12 | 2.9897e-10 | 4.1356e-11 | 6.5852e-12 | -2.9897e-10 | -4.1356e-11 | 0 | 0 | 0 | 0 | 0 | 0 | 1.1158 | 1.1061 | 1.089 | 1.1158 | 1.1061 | 1.089 | 0.027945 | -121.28 | 119.8202 | 0.027945 | -121.28 | 119.8202
Line13_13_14 | 0 | 0 | 0 | 0 | 0 | 0 | 0 | 0 | 0 | 0 | 0 | 0 | 6.473e-11 | 2.5821e-11 | -4.4082e-11 | -6.473e-11 | -2.5821e-11 | 4.4082e-11 | -2.1951e-12 | 9.9658e-11 | 1.3785e-11 | 2.195e-12 | -9.9658e-11 | -1.3785e-11 | 0 | 0 | 0 | 0 | 0 | 0 | 1.1158 | 1.1061 | 1.089 | 1.1158 | 1.1061 | 1.089 | 0.027945 | -121.28 | 119.8202 | 0.027945 | -121.28 | 119.8202
Line14_15_16 | 0 | 0 | 0 | 0 | 0 | 0 | 0 | 0 | 0 | 0 | 0 | 0 | 1.2946e-10 | 5.1642e-11 | -8.8165e-11 | -1.2946e-10 | -5.1642e-11 | 8.8165e-11 | -4.3901e-12 | 1.9932e-10 | 2.7571e-11 | 4.3901e-12 | -1.9932e-10 | -2.7571e-11 | 0 | 0 | 0 | 0 | 0 | 0 | 1.1158 | 1.1061 | 1.089 | 1.1158 | 1.1061 | 1.089 | 0.027945 | -121.28 | 119.8202 | 0.027945 | -121.28 | 119.8202
Line15_16_17 | 0 | 0 | 0 | 0 | 0 | 0 | 0 | 0 | 0 | 0 | 0 | 0 | 6.473e-11 | 2.5821e-11 | -4.4082e-11 | -6.473e-11 | -2.5821e-11 | 4.4082e-11 | -2.1951e-12 | 9.9658e-11 | 1.3785e-11 | 2.1951e-12 | -9.9658e-11 | -1.3785e-11 | 0 | 0 | 0 | 0 | 0 | 0 | 1.1158 | 1.1061 | 1.089 | 1.1158 | 1.1061 | 1.089 | 0.027945 | -121.28 | 119.8202 | 0.027945 | -121.28 | 119.8202
Line16_4_18 | 0 | 0 | 0 | 0 | 0 | 0 | 0 | 0 | 0 | 0 | 0 | 0 | 1.2215e-10 | 8.7867e-11 | 1.7161e-11 | -1.2215e-10 | -8.7867e-11 | -1.7161e-11 | 1.7643e-11 | 1.1498e-10 | 3.5508e-11 | -1.7643e-11 | -1.1498e-10 | -3.5508e-11 | 0 | 0 | 0 | 0 | 0 | 0 | 1.1295 | 1.121 | 1.1042 | 1.1295 | 1.121 | 1.1042 | -0.2219 | -121.4571 | 119.5432 | -0.2219 | -121.4571 | 119.5432
Line17_5_19 | 0 | 0 | 0 | 0 | 0 | 0 | 0 | 0 | 0 | 0 | 0 | 0 | 6.473e-11 | 2.5821e-11 | -4.4082e-11 | -6.473e-11 | -2.5821e-11 | 4.4082e-11 | -2.1951e-12 | 9.9658e-11 | 1.3785e-11 | 2.1951e-12 | -9.9658e-11 | -1.3785e-11 | 0 | 0 | 0 | 0 | 0 | 0 | 1.1158 | 1.1061 | 1.089 | 1.1158 | 1.1061 | 1.089 | 0.027945 | -121.28 | 119.8202 | 0.027945 | -121.28 | 119.8202
Line1_1_3 | 0 | 0 | 0 | 0 | 0 | 0 | 0 | 0 | 0 | 0 | 0 | 0 | 5.1784e-10 | 2.0657e-10 | -3.5266e-10 | -5.1784e-10 | -2.0657e-10 | 3.5266e-10 | -1.756e-11 | 7.9726e-10 | 1.1028e-10 | 1.756e-11 | -7.9726e-10 | -1.1028e-10 | 0 | 0 | 0 | 0 | 0 | 0 | 1.1158 | 1.1061 | 1.089 | 1.1158 | 1.1061 | 1.089 | 0.027945 | -121.28 | 119.8202 | 0.027945 | -121.28 | 119.8202
Line2_1_4 | 0.14991 | 0.15823 | 0.16674 | 0.14991 | 0.15823 | 0.16674 | 0.034619 | 0.036542 | 0.038507 | 0.034619 | 0.036542 | 0.038507 | -0.0045264 | -0.0094301 | -0.0052971 | 0.0047511 | 0.0096805 | 0.0055751 | -0.038363 | -0.039303 | -0.041596 | 0.038812 | 0.039804 | 0.042152 | 96.7571 | -17.788 | -142.9226 | -83.2429 | 162.212 | 37.0774 | 1.1158 | 1.1061 | 1.089 | 1.1295 | 1.121 | 1.1042 | 0.027945 | -121.28 | 119.8202 | -0.2219 | -121.4571 | 119.5432
Line3_1_5 | 0 | 0 | 0 | 0 | 0 | 0 | 0 | 0 | 0 | 0 | 0 | 0 | 1.2946e-10 | 5.1642e-11 | -8.8165e-11 | -1.2946e-10 | -5.1642e-11 | 8.8165e-11 | -4.3902e-12 | 1.9932e-10 | 2.7571e-11 | 4.3901e-12 | -1.9932e-10 | -2.7571e-11 | 0 | 0 | 0 | 0 | 0 | 0 | 1.1158 | 1.1061 | 1.089 | 1.1158 | 1.1061 | 1.089 | 0.027945 | -121.28 | 119.8202 | 0.027945 | -121.28 | 119.8202
Line4_2_6 | 0 | 0 | 0 | 0 | 0 | 0 | 0 | 0 | 0 | 0 | 0 | 0 | 3.2365e-10 | 1.291e-10 | -2.2041e-10 | -3.2365e-10 | -1.291e-10 | 2.2041e-10 | -1.0975e-11 | 4.9829e-10 | 6.8927e-11 | 1.0975e-11 | -4.9829e-10 | -6.8927e-11 | 0 | 0 | 0 | 0 | 0 | 0 | 1.1158 | 1.1061 | 1.089 | 1.1158 | 1.1061 | 1.089 | 0.027945 | -121.28 | 119.8202 | 0.027945 | -121.28 | 119.8202
Line5_6_7 | 0 | 0 | 0 | 0 | 0 | 0 | 0 | 0 | 0 | 0 | 0 | 0 | 2.5892e-10 | 1.0328e-10 | -1.7633e-10 | -2.5892e-10 | -1.0328e-10 | 1.7633e-10 | -8.7802e-12 | 3.9863e-10 | 5.5141e-11 | 8.7802e-12 | -3.9863e-10 | -5.5141e-11 | 0 | 0 | 0 | 0 | 0 | 0 | 1.1158 | 1.1061 | 1.089 | 1.1158 | 1.1061 | 1.089 | 0.027945 | -121.28 | 119.8202 | 0.027945 | -121.28 | 119.8202
Line6_7_8 | 0 | 0 | 0 | 0 | 0 | 0 | 0 | 0 | 0 | 0 | 0 | 0 | 1.9419e-10 | 7.7463e-11 | -1.3225e-10 | -1.9419e-10 | -7.7463e-11 | 1.3225e-10 | -6.5852e-12 | 2.9897e-10 | 4.1356e-11 | 6.5852e-12 | -2.9897e-10 | -4.1356e-11 | 0 | 0 | 0 | 0 | 0 | 0 | 1.1158 | 1.1061 | 1.089 | 1.1158 | 1.1061 | 1.089 | 0.027945 | -121.28 | 119.8202 | 0.027945 | -121.28 | 119.8202
Line7_8_9 | 0 | 0 | 0 | 0 | 0 | 0 | 0 | 0 | 0 | 0 | 0 | 0 | 6.473e-11 | 2.5821e-11 | -4.4082e-11 | -6.473e-11 | -2.5821e-11 | 4.4082e-11 | -2.195e-12 | 9.9658e-11 | 1.3785e-11 | 2.195e-12 | -9.9658e-11 | -1.3785e-11 | 0 | 0 | 0 | 0 | 0 | 0 | 1.1158 | 1.1061 | 1.089 | 1.1158 | 1.1061 | 1.089 | 0.027945 | -121.28 | 119.8202 | 0.027945 | -121.28 | 119.8202
Line8_8_10 | 0 | 0 | 0 | 0 | 0 | 0 | 0 | 0 | 0 | 0 | 0 | 0 | 6.473e-11 | 2.5821e-11 | -4.4082e-11 | -6.473e-11 | -2.5821e-11 | 4.4082e-11 | -2.1951e-12 | 9.9658e-11 | 1.3785e-11 | 2.195e-12 | -9.9658e-11 | -1.3785e-11 | 0 | 0 | 0 | 0 | 0 | 0 | 1.1158 | 1.1061 | 1.089 | 1.1158 | 1.1061 | 1.089 | 0.027945 | -121.28 | 119.8202 | 0.027945 | -121.28 | 119.8202
Line9_3_11 | 0 | 0 | 0 | 0 | 0 | 0 | 0 | 0 | 0 | 0 | 0 | 0 | 4.5311e-10 | 1.8075e-10 | -3.0858e-10 | -4.5311e-10 | -1.8075e-10 | 3.0858e-10 | -1.5365e-11 | 6.9761e-10 | 9.6497e-11 | 1.5365e-11 | -6.9761e-10 | -9.6497e-11 | 0 | 0 | 0 | 0 | 0 | 0 | 1.1158 | 1.1061 | 1.089 | 1.1158 | 1.1061 | 1.089 | 0.027945 | -121.28 | 119.8202 | 0.027945 | -121.28 | 119.8202

## LL_min_6
name | pf_ikss_a_from_ka | pf_ikss_b_from_ka | pf_ikss_c_from_ka | pf_ikss_a_to_ka | pf_ikss_b_to_ka | pf_ikss_c_to_ka | pf_skss_a_from_mw | pf_skss_b_from_mw | pf_skss_c_from_mw | pf_skss_a_to_mw | pf_skss_b_to_mw | pf_skss_c_to_mw | pf_p_a_from_mw | pf_p_b_from_mw | pf_p_c_from_mw | pf_p_a_to_mw | pf_p_b_to_mw | pf_p_c_to_mw | pf_q_a_from_mvar | pf_q_b_from_mvar | pf_q_c_from_mvar | pf_q_a_to_mvar | pf_q_b_to_mvar | pf_q_c_to_mvar | pf_ikss_a_from_degree | pf_ikss_b_from_degree | pf_ikss_c_from_degree | pf_ikss_a_to_degree | pf_ikss_b_to_degree | pf_ikss_c_to_degree | pf_vm_a_from_pu | pf_vm_b_from_pu | pf_vm_c_from_pu | pf_vm_a_to_pu | pf_vm_b_to_pu | pf_vm_c_to_pu | pf_va_a_from_degree | pf_va_b_from_degree | pf_va_c_from_degree | pf_va_a_to_degree | pf_va_b_to_degree | pf_va_c_to_degree
Line0_1_2 | 0 | 0 | 0 | 0 | 0 | 0 | 0 | 0 | 0 | 0 | 0 | 0 | 1.9626e-12 | -2.8901e-11 | -2.215e-11 | -1.9627e-12 | 2.8901e-11 | 2.215e-11 | -5.2749e-12 | 9.5089e-09 | -9.5153e-09 | 5.2749e-12 | -9.5089e-09 | 9.5153e-09 | 0 | 0 | 0 | 0 | 0 | 0 | 1.0001 | 0.49995 | 0.50015 | 1.0001 | 0.49995 | 0.50015 | 0.013737 | -179.8295 | 179.8571 | 0.013737 | -179.8295 | 179.8571
Line10_11_12 | 0 | 0 | 0 | 0 | 0 | 0 | 0 | 0 | 0 | 0 | 0 | 0 | 1.9623e-12 | -2.8901e-11 | -2.215e-11 | -1.9624e-12 | 2.8901e-11 | 2.215e-11 | -5.2753e-12 | 9.5089e-09 | -9.5153e-09 | 5.2753e-12 | -9.5089e-09 | 9.5153e-09 | 0 | 0 | 0 | 0 | 0 | 0 | 1.0001 | 0.49995 | 0.50015 | 1.0001 | 0.49995 | 0.50015 | 0.013737 | -179.8295 | 179.8571 | 0.013737 | -179.8295 | 179.8571
Line11_12_13 | 0 | 0 | 0 | 0 | 0 | 0 | 0 | 0 | 0 | 0 | 0 | 0 | 1.6352e-12 | -2.4084e-11 | -1.8458e-11 | -1.6354e-12 | 2.4085e-11 | 1.8459e-11 | -4.3958e-12 | 7.9241e-09 | -7.9294e-09 | 4.3959e-12 | -7.9241e-09 | 7.9294e-09 | 0 | 0 | 0 | 0 | 0 | 0 | 1.0001 | 0.49995 | 0.50015 | 1.0001 | 0.49995 | 0.50015 | 0.013737 | -179.8295 | 179.8571 | 0.013737 | -179.8295 | 179.8571
Line12_13_15 | 0 | 0 | 0 | 0 | 0 | 0 | 0 | 0 | 0 | 0 | 0 | 0 | 9.8134e-13 | -1.4451e-11 | -1.1075e-11 | -9.8134e-13 | 1.4451e-11 | 1.1075e-11 | -2.6378e-12 | 4.7544e-09 | -4.7577e-09 | 2.6378e-12 | -4.7544e-09 | 4.7577e-09 | 0 | 0 | 0 | 0 | 0 | 0 | 1.0001 | 0.49995 | 0.50015 | 1.0001 | 0.49995 | 0.50015 | 0.013737 | -179.8295 | 179.8571 | 0.013737 | -179.8295 | 179.8571
Line13_13_14 | 0 | 0 | 0 | 0 | 0 | 0 | 0 | 0 | 0 | 0 | 0 | 0 | 3.2716e-13 | -4.8167e-12 | -3.6921e-12 | -3.2716e-13 | 4.8167e-12 | 3.692e-12 | -8.7915e-13 | 1.5848e-09 | -1.5859e-09 | 8.7915e-13 | -1.5848e-09 | 1.5859e-09 | 0 | 0 | 0 | 0 | 0 | 0 | 1.0001 | 0.49995 | 0.50015 | 1.0001 | 0.49995 | 0.50015 | 0.013737 | -179.8295 | 179.8571 | 0.013737 | -179.8295 | 179.8571
Line14_15_16 | 0 | 0 | 0 | 0 | 0 | 0 | 0 | 0 | 0 | 0 | 0 | 0 | 6.5411e-13 | -9.6339e-12 | -7.3837e-12 | -6.5403e-13 | 9.6337e-12 | 7.3835e-12 | -1.7584e-12 | 3.1696e-09 | -3.1718e-09 | 1.7584e-12 | -3.1696e-09 | 3.1718e-09 | 0 | 0 | 0 | 0 | 0 | 0 | 1.0001 | 0.49995 | 0.50015 | 1.0001 | 0.49995 | 0.50015 | 0.013737 | -179.8295 | 179.8571 | 0.013737 | -179.8295 | 179.8571
Line15_16_17 | 0 | 0 | 0 | 0 | 0 | 0 | 0 | 0 | 0 | 0 | 0 | 0 | 3.2702e-13 | -4.8168e-12 | -3.6918e-12 | -3.2709e-13 | 4.8167e-12 | 3.6918e-12 | -8.7922e-13 | 1.5848e-09 | -1.5859e-09 | 8.7922e-13 | -1.5848e-09 | 1.5859e-09 | 0 | 0 | 0 | 0 | 0 | 0 | 1.0001 | 0.49995 | 0.50015 | 1.0001 | 0.49995 | 0.50015 | 0.013737 | -179.8295 | 179.8571 | 0.013737 | -179.8295 | 179.8571
Line16_4_18 | 0 | 0 | 0 | 0 | 0 | 0 | 0 | 0 | 0 | 0 | 0 | 0 | 1.2533e-12 | -7.2622e-12 | -8.9933e-12 | -1.2532e-12 | 7.2621e-12 | 8.9931e-12 | -1.4258e-12 | 1.5856e-09 | -1.5812e-09 | 1.4258e-12 | -1.5856e-09 | 1.5812e-09 | 0 | 0 | 0 | 0 | 0 | 0 | 1.0003 | 0.50099 | 0.49937 | 1.0003 | 0.50099 | 0.49937 | 0.02227 | -179.6727 | 179.7163 | 0.02227 | -179.6727 | 179.7163
Line17_5_19 | 0 | 0 | 0 | 0 | 0 | 0 | 0 | 0 | 0 | 0 | 0 | 0 | 3.2731e-13 | -4.817e-12 | -3.6916e-12 | -3.2709e-13 | 4.8168e-12 | 3.6917e-12 | -8.7915e-13 | 1.5848e-09 | -1.5859e-09 | 8.793e-13 | -1.5848e-09 | 1.5859e-09 | 0 | 0 | 0 | 0 | 0 | 0 | 1.0001 | 0.49995 | 0.50015 | 1.0001 | 0.49995 | 0.50015 | 0.013737 | -179.8295 | 179.8571 | 0.013737 | -179.8295 | 179.8571
Line1_1_3 | 0 | 0 | 0 | 0 | 0 | 0 | 0 | 0 | 0 | 0 | 0 | 0 | 2.6166e-12 | -3.8534e-11 | -2.9533e-11 | -2.6166e-12 | 3.8534e-11 | 2.9533e-11 | -7.0337e-12 | 1.2678e-08 | -1.2687e-08 | 7.0337e-12 | -1.2678e-08 | 1.2687e-08 | 0 | 0 | 0 | 0 | 0 | 0 | 1.0001 | 0.49995 | 0.50015 | 1.0001 | 0.49995 | 0.50015 | 0.013737 | -179.8295 | 179.8571 | 0.013737 | -179.8295 | 179.8571
Line2_1_4 | 0.0024413 | 0.014314 | 0.012096 | 0.0024413 | 0.014314 | 0.012096 | 0.00056379 | 0.0033058 | 0.0027934 | 0.00056379 | 0.0033058 | 0.0027934 | -0.00054302 | -0.0016413 | 0.0013691 | 0.00054314 | 0.0016452 | -0.0013662 | -0.00015182 | 0.00019422 | -0.00027845 | 0.00015194 | -0.00019012 | 0.00028138 | 164.3939 | 6.9191 | -168.6464 | -15.6061 | -173.0809 | 11.3536 | 1.0001 | 0.49995 | 0.50015 | 1.0003 | 0.50099 | 0.49937 | 0.013737 | -179.8295 | 179.8571 | 0.02227 | -179.6727 | 179.7163
Line3_1_5 | 0 | 0 | 0 | 0 | 0 | 0 | 0 | 0 | 0 | 0 | 0 | 0 | 6.5418e-13 | -9.6336e-12 | -7.3834e-12 | -6.5418e-13 | 9.6334e-12 | 7.3838e-12 | -1.7585e-12 | 3.1696e-09 | -3.1718e-09 | 1.7586e-12 | -3.1696e-09 | 3.1718e-09 | 0 | 0 | 0 | 0 | 0 | 0 | 1.0001 | 0.49995 | 0.50015 | 1.0001 | 0.49995 | 0.50015 | 0.013737 | -179.8295 | 179.8571 | 0.013737 | -179.8295 | 179.8571
Line4_2_6 | 0 | 0 | 0 | 0 | 0 | 0 | 0 | 0 | 0 | 0 | 0 | 0 | 1.6356e-12 | -2.4084e-11 | -1.8459e-11 | -1.6356e-12 | 2.4084e-11 | 1.8459e-11 | -4.3957e-12 | 7.9241e-09 | -7.9294e-09 | 4.3957e-12 | -7.9241e-09 | 7.9294e-09 | 0 | 0 | 0 | 0 | 0 | 0 | 1.0001 | 0.49995 | 0.50015 | 1.0001 | 0.49995 | 0.50015 | 0.013737 | -179.8295 | 179.8571 | 0.013737 | -179.8295 | 179.8571
Line5_6_7 | 0 | 0 | 0 | 0 | 0 | 0 | 0 | 0 | 0 | 0 | 0 | 0 | 1.3084e-12 | -1.9267e-11 | -1.4767e-11 | -1.3084e-12 | 1.9267e-11 | 1.4767e-11 | -3.5164e-12 | 6.3392e-09 | -6.3435e-09 | 3.5163e-12 | -6.3392e-09 | 6.3435e-09 | 0 | 0 | 0 | 0 | 0 | 0 | 1.0001 | 0.49995 | 0.50015 | 1.0001 | 0.49995 | 0.50015 | 0.013737 | -179.8295 | 179.8571 | 0.013737 | -179.8295 | 179.8571
Line6_7_8 | 0 | 0 | 0 | 0 | 0 | 0 | 0 | 0 | 0 | 0 | 0 | 0 | 9.8134e-13 | -1.445e-11 | -1.1075e-11 | -9.8127e-13 | 1.445e-11 | 1.1075e-11 | -2.6372e-12 | 4.7544e-09 | -4.7577e-09 | 2.6371e-12 | -4.7544e-09 | 4.7577e-09 | 0 | 0 | 0 | 0 | 0 | 0 | 1.0001 | 0.49995 | 0.50015 | 1.0001 | 0.49995 | 0.50015 | 0.013737 | -179.8295 | 179.8571 | 0.013737 | -179.8295 | 179.8571
Line7_8_9 | 0 | 0 | 0 | 0 | 0 | 0 | 0 | 0 | 0 | 0 | 0 | 0 | 3.2702e-13 | -4.8164e-12 | -3.6916e-12 | -3.2709e-13 | 4.8165e-12 | 3.6919e-12 | -8.793e-13 | 1.5848e-09 | -1.5859e-09 | 8.7922e-13 | -1.5848e-09 | 1.5859e-09 | 0 | 0 | 0 | 0 | 0 | 0 | 1.0001 | 0.49995 | 0.50015 | 1.0001 | 0.49995 | 0.50015 | 0.013737 | -179.8295 | 179.8571 | 0.013737 | -179.8295 | 179.8571
Line8_8_10 | 0 | 0 | 0 | 0 | 0 | 0 | 0 | 0 | 0 | 0 | 0 | 0 | 3.2709e-13 | -4.8167e-12 | -3.6918e-12 | -3.2709e-13 | 4.8168e-12 | 3.6919e-12 | -8.7922e-13 | 1.5848e-09 | -1.5859e-09 | 8.7922e-13 | -1.5848e-09 | 1.5859e-09 | 0 | 0 | 0 | 0 | 0 | 0 | 1.0001 | 0.49995 | 0.50015 | 1.0001 | 0.49995 | 0.50015 | 0.013737 | -179.8295 | 179.8571 | 0.013737 | -179.8295 | 179.8571
Line9_3_11 | 0 | 0 | 0 | 0 | 0 | 0 | 0 | 0 | 0 | 0 | 0 | 0 | 2.2893e-12 | -3.3718e-11 | -2.5841e-11 | -2.2892e-12 | 3.3717e-11 | 2.5841e-11 | -6.1543e-12 | 1.1094e-08 | -1.1101e-08 | 6.1543e-12 | -1.1094e-08 | 1.1101e-08 | 0 | 0 | 0 | 0 | 0 | 0 | 1.0001 | 0.49995 | 0.50015 | 1.0001 | 0.49995 | 0.50015 | 0.013737 | -179.8295 | 179.8571 | 0.013737 | -179.8295 | 179.8571

## LL_min_10
name | pf_ikss_a_from_ka | pf_ikss_b_from_ka | pf_ikss_c_from_ka | pf_ikss_a_to_ka | pf_ikss_b_to_ka | pf_ikss_c_to_ka | pf_skss_a_from_mw | pf_skss_b_from_mw | pf_skss_c_from_mw | pf_skss_a_to_mw | pf_skss_b_to_mw | pf_skss_c_to_mw | pf_p_a_from_mw | pf_p_b_from_mw | pf_p_c_from_mw | pf_p_a_to_mw | pf_p_b_to_mw | pf_p_c_to_mw | pf_q_a_from_mvar | pf_q_b_from_mvar | pf_q_c_from_mvar | pf_q_a_to_mvar | pf_q_b_to_mvar | pf_q_c_to_mvar | pf_ikss_a_from_degree | pf_ikss_b_from_degree | pf_ikss_c_from_degree | pf_ikss_a_to_degree | pf_ikss_b_to_degree | pf_ikss_c_to_degree | pf_vm_a_from_pu | pf_vm_b_from_pu | pf_vm_c_from_pu | pf_vm_a_to_pu | pf_vm_b_to_pu | pf_vm_c_to_pu | pf_va_a_from_degree | pf_va_b_from_degree | pf_va_c_from_degree | pf_va_a_to_degree | pf_va_b_to_degree | pf_va_c_to_degree
Line0_1_2 | 0 | 0 | 0 | 0 | 0 | 0 | 0 | 0 | 0 | 0 | 0 | 0 | 1.9626e-12 | -2.8901e-11 | -2.215e-11 | -1.9627e-12 | 2.8901e-11 | 2.215e-11 | -5.2749e-12 | 9.5089e-09 | -9.5153e-09 | 5.2749e-12 | -9.5089e-09 | 9.5153e-09 | 0 | 0 | 0 | 0 | 0 | 0 | 1.0001 | 0.49995 | 0.50015 | 1.0001 | 0.49995 | 0.50015 | 0.013737 | -179.8295 | 179.8571 | 0.013737 | -179.8295 | 179.8571
Line10_11_12 | 0 | 0 | 0 | 0 | 0 | 0 | 0 | 0 | 0 | 0 | 0 | 0 | 1.9623e-12 | -2.8901e-11 | -2.215e-11 | -1.9624e-12 | 2.8901e-11 | 2.215e-11 | -5.2753e-12 | 9.5089e-09 | -9.5153e-09 | 5.2753e-12 | -9.5089e-09 | 9.5153e-09 | 0 | 0 | 0 | 0 | 0 | 0 | 1.0001 | 0.49995 | 0.50015 | 1.0001 | 0.49995 | 0.50015 | 0.013737 | -179.8295 | 179.8571 | 0.013737 | -179.8295 | 179.8571
Line11_12_13 | 0 | 0 | 0 | 0 | 0 | 0 | 0 | 0 | 0 | 0 | 0 | 0 | 1.6352e-12 | -2.4084e-11 | -1.8458e-11 | -1.6354e-12 | 2.4085e-11 | 1.8459e-11 | -4.3958e-12 | 7.9241e-09 | -7.9294e-09 | 4.3959e-12 | -7.9241e-09 | 7.9294e-09 | 0 | 0 | 0 | 0 | 0 | 0 | 1.0001 | 0.49995 | 0.50015 | 1.0001 | 0.49995 | 0.50015 | 0.013737 | -179.8295 | 179.8571 | 0.013737 | -179.8295 | 179.8571
Line12_13_15 | 0 | 0 | 0 | 0 | 0 | 0 | 0 | 0 | 0 | 0 | 0 | 0 | 9.8134e-13 | -1.4451e-11 | -1.1075e-11 | -9.8134e-13 | 1.4451e-11 | 1.1075e-11 | -2.6378e-12 | 4.7544e-09 | -4.7577e-09 | 2.6378e-12 | -4.7544e-09 | 4.7577e-09 | 0 | 0 | 0 | 0 | 0 | 0 | 1.0001 | 0.49995 | 0.50015 | 1.0001 | 0.49995 | 0.50015 | 0.013737 | -179.8295 | 179.8571 | 0.013737 | -179.8295 | 179.8571
Line13_13_14 | 0 | 0 | 0 | 0 | 0 | 0 | 0 | 0 | 0 | 0 | 0 | 0 | 3.2716e-13 | -4.8167e-12 | -3.6921e-12 | -3.2716e-13 | 4.8167e-12 | 3.692e-12 | -8.7915e-13 | 1.5848e-09 | -1.5859e-09 | 8.7915e-13 | -1.5848e-09 | 1.5859e-09 | 0 | 0 | 0 | 0 | 0 | 0 | 1.0001 | 0.49995 | 0.50015 | 1.0001 | 0.49995 | 0.50015 | 0.013737 | -179.8295 | 179.8571 | 0.013737 | -179.8295 | 179.8571
Line14_15_16 | 0 | 0 | 0 | 0 | 0 | 0 | 0 | 0 | 0 | 0 | 0 | 0 | 6.5411e-13 | -9.6339e-12 | -7.3837e-12 | -6.5403e-13 | 9.6337e-12 | 7.3835e-12 | -1.7584e-12 | 3.1696e-09 | -3.1718e-09 | 1.7584e-12 | -3.1696e-09 | 3.1718e-09 | 0 | 0 | 0 | 0 | 0 | 0 | 1.0001 | 0.49995 | 0.50015 | 1.0001 | 0.49995 | 0.50015 | 0.013737 | -179.8295 | 179.8571 | 0.013737 | -179.8295 | 179.8571
Line15_16_17 | 0 | 0 | 0 | 0 | 0 | 0 | 0 | 0 | 0 | 0 | 0 | 0 | 3.2702e-13 | -4.8168e-12 | -3.6918e-12 | -3.2709e-13 | 4.8167e-12 | 3.6918e-12 | -8.7922e-13 | 1.5848e-09 | -1.5859e-09 | 8.7922e-13 | -1.5848e-09 | 1.5859e-09 | 0 | 0 | 0 | 0 | 0 | 0 | 1.0001 | 0.49995 | 0.50015 | 1.0001 | 0.49995 | 0.50015 | 0.013737 | -179.8295 | 179.8571 | 0.013737 | -179.8295 | 179.8571
Line16_4_18 | 0 | 0 | 0 | 0 | 0 | 0 | 0 | 0 | 0 | 0 | 0 | 0 | 1.2533e-12 | -7.2622e-12 | -8.9933e-12 | -1.2532e-12 | 7.2621e-12 | 8.9931e-12 | -1.4258e-12 | 1.5856e-09 | -1.5812e-09 | 1.4258e-12 | -1.5856e-09 | 1.5812e-09 | 0 | 0 | 0 | 0 | 0 | 0 | 1.0003 | 0.50099 | 0.49937 | 1.0003 | 0.50099 | 0.49937 | 0.02227 | -179.6727 | 179.7163 | 0.02227 | -179.6727 | 179.7163
Line17_5_19 | 0 | 0 | 0 | 0 | 0 | 0 | 0 | 0 | 0 | 0 | 0 | 0 | 3.2731e-13 | -4.817e-12 | -3.6916e-12 | -3.2709e-13 | 4.8168e-12 | 3.6917e-12 | -8.7915e-13 | 1.5848e-09 | -1.5859e-09 | 8.793e-13 | -1.5848e-09 | 1.5859e-09 | 0 | 0 | 0 | 0 | 0 | 0 | 1.0001 | 0.49995 | 0.50015 | 1.0001 | 0.49995 | 0.50015 | 0.013737 | -179.8295 | 179.8571 | 0.013737 | -179.8295 | 179.8571
Line1_1_3 | 0 | 0 | 0 | 0 | 0 | 0 | 0 | 0 | 0 | 0 | 0 | 0 | 2.6166e-12 | -3.8534e-11 | -2.9533e-11 | -2.6166e-12 | 3.8534e-11 | 2.9533e-11 | -7.0337e-12 | 1.2678e-08 | -1.2687e-08 | 7.0337e-12 | -1.2678e-08 | 1.2687e-08 | 0 | 0 | 0 | 0 | 0 | 0 | 1.0001 | 0.49995 | 0.50015 | 1.0001 | 0.49995 | 0.50015 | 0.013737 | -179.8295 | 179.8571 | 0.013737 | -179.8295 | 179.8571
Line2_1_4 | 0.0024413 | 0.014314 | 0.012096 | 0.0024413 | 0.014314 | 0.012096 | 0.00056379 | 0.0033058 | 0.0027934 | 0.00056379 | 0.0033058 | 0.0027934 | -0.00054302 | -0.0016413 | 0.0013691 | 0.00054314 | 0.0016452 | -0.0013662 | -0.00015182 | 0.00019422 | -0.00027845 | 0.00015194 | -0.00019012 | 0.00028138 | 164.3939 | 6.9191 | -168.6464 | -15.6061 | -173.0809 | 11.3536 | 1.0001 | 0.49995 | 0.50015 | 1.0003 | 0.50099 | 0.49937 | 0.013737 | -179.8295 | 179.8571 | 0.02227 | -179.6727 | 179.7163
Line3_1_5 | 0 | 0 | 0 | 0 | 0 | 0 | 0 | 0 | 0 | 0 | 0 | 0 | 6.5418e-13 | -9.6336e-12 | -7.3834e-12 | -6.5418e-13 | 9.6334e-12 | 7.3838e-12 | -1.7585e-12 | 3.1696e-09 | -3.1718e-09 | 1.7586e-12 | -3.1696e-09 | 3.1718e-09 | 0 | 0 | 0 | 0 | 0 | 0 | 1.0001 | 0.49995 | 0.50015 | 1.0001 | 0.49995 | 0.50015 | 0.013737 | -179.8295 | 179.8571 | 0.013737 | -179.8295 | 179.8571
Line4_2_6 | 0 | 0 | 0 | 0 | 0 | 0 | 0 | 0 | 0 | 0 | 0 | 0 | 1.6356e-12 | -2.4084e-11 | -1.8459e-11 | -1.6356e-12 | 2.4084e-11 | 1.8459e-11 | -4.3957e-12 | 7.9241e-09 | -7.9294e-09 | 4.3957e-12 | -7.9241e-09 | 7.9294e-09 | 0 | 0 | 0 | 0 | 0 | 0 | 1.0001 | 0.49995 | 0.50015 | 1.0001 | 0.49995 | 0.50015 | 0.013737 | -179.8295 | 179.8571 | 0.013737 | -179.8295 | 179.8571
Line5_6_7 | 0 | 0 | 0 | 0 | 0 | 0 | 0 | 0 | 0 | 0 | 0 | 0 | 1.3084e-12 | -1.9267e-11 | -1.4767e-11 | -1.3084e-12 | 1.9267e-11 | 1.4767e-11 | -3.5164e-12 | 6.3392e-09 | -6.3435e-09 | 3.5163e-12 | -6.3392e-09 | 6.3435e-09 | 0 | 0 | 0 | 0 | 0 | 0 | 1.0001 | 0.49995 | 0.50015 | 1.0001 | 0.49995 | 0.50015 | 0.013737 | -179.8295 | 179.8571 | 0.013737 | -179.8295 | 179.8571
Line6_7_8 | 0 | 0 | 0 | 0 | 0 | 0 | 0 | 0 | 0 | 0 | 0 | 0 | 9.8134e-13 | -1.445e-11 | -1.1075e-11 | -9.8127e-13 | 1.445e-11 | 1.1075e-11 | -2.6372e-12 | 4.7544e-09 | -4.7577e-09 | 2.6371e-12 | -4.7544e-09 | 4.7577e-09 | 0 | 0 | 0 | 0 | 0 | 0 | 1.0001 | 0.49995 | 0.50015 | 1.0001 | 0.49995 | 0.50015 | 0.013737 | -179.8295 | 179.8571 | 0.013737 | -179.8295 | 179.8571
Line7_8_9 | 0 | 0 | 0 | 0 | 0 | 0 | 0 | 0 | 0 | 0 | 0 | 0 | 3.2702e-13 | -4.8164e-12 | -3.6916e-12 | -3.2709e-13 | 4.8165e-12 | 3.6919e-12 | -8.793e-13 | 1.5848e-09 | -1.5859e-09 | 8.7922e-13 | -1.5848e-09 | 1.5859e-09 | 0 | 0 | 0 | 0 | 0 | 0 | 1.0001 | 0.49995 | 0.50015 | 1.0001 | 0.49995 | 0.50015 | 0.013737 | -179.8295 | 179.8571 | 0.013737 | -179.8295 | 179.8571
Line8_8_10 | 0 | 0 | 0 | 0 | 0 | 0 | 0 | 0 | 0 | 0 | 0 | 0 | 3.2709e-13 | -4.8167e-12 | -3.6918e-12 | -3.2709e-13 | 4.8168e-12 | 3.6919e-12 | -8.7922e-13 | 1.5848e-09 | -1.5859e-09 | 8.7922e-13 | -1.5848e-09 | 1.5859e-09 | 0 | 0 | 0 | 0 | 0 | 0 | 1.0001 | 0.49995 | 0.50015 | 1.0001 | 0.49995 | 0.50015 | 0.013737 | -179.8295 | 179.8571 | 0.013737 | -179.8295 | 179.8571
Line9_3_11 | 0 | 0 | 0 | 0 | 0 | 0 | 0 | 0 | 0 | 0 | 0 | 0 | 2.2893e-12 | -3.3718e-11 | -2.5841e-11 | -2.2892e-12 | 3.3717e-11 | 2.5841e-11 | -6.1543e-12 | 1.1094e-08 | -1.1101e-08 | 6.1543e-12 | -1.1094e-08 | 1.1101e-08 | 0 | 0 | 0 | 0 | 0 | 0 | 1.0001 | 0.49995 | 0.50015 | 1.0001 | 0.49995 | 0.50015 | 0.013737 | -179.8295 | 179.8571 | 0.013737 | -179.8295 | 179.8571

## LL_min_fault_6
name | pf_ikss_a_from_ka | pf_ikss_b_from_ka | pf_ikss_c_from_ka | pf_ikss_a_to_ka | pf_ikss_b_to_ka | pf_ikss_c_to_ka | pf_skss_a_from_mw | pf_skss_b_from_mw | pf_skss_c_from_mw | pf_skss_a_to_mw | pf_skss_b_to_mw | pf_skss_c_to_mw | pf_p_a_from_mw | pf_p_b_from_mw | pf_p_c_from_mw | pf_p_a_to_mw | pf_p_b_to_mw | pf_p_c_to_mw | pf_q_a_from_mvar | pf_q_b_from_mvar | pf_q_c_from_mvar | pf_q_a_to_mvar | pf_q_b_to_mvar | pf_q_c_to_mvar | pf_ikss_a_from_degree | pf_ikss_b_from_degree | pf_ikss_c_from_degree | pf_ikss_a_to_degree | pf_ikss_b_to_degree | pf_ikss_c_to_degree | pf_vm_a_from_pu | pf_vm_b_from_pu | pf_vm_c_from_pu | pf_vm_a_to_pu | pf_vm_b_to_pu | pf_vm_c_to_pu | pf_va_a_from_degree | pf_va_b_from_degree | pf_va_c_from_degree | pf_va_a_to_degree | pf_va_b_to_degree | pf_va_c_to_degree
Line0_1_2 | 0 | 0 | 0 | 0 | 0 | 0 | 0 | 0 | 0 | 0 | 0 | 0 | -5.8691e-14 | -2.2527e-10 | -6.2866e-10 | 5.8689e-14 | 2.2527e-10 | 6.2866e-10 | -1.8451e-13 | 6.0689e-10 | 9.1453e-11 | 1.8451e-13 | -6.0689e-10 | -9.1453e-11 | 0 | 0 | 0 | 0 | 0 | 0 | 1 | 0.98926 | 0.97055 | 1 | 0.98926 | 0.97055 | 0.00048056 | -121.5979 | 119.7546 | 0.00048056 | -121.5979 | 119.7546
Line10_11_12 | 0 | 0 | 0 | 0 | 0 | 0 | 0 | 0 | 0 | 0 | 0 | 0 | -5.8693e-14 | -2.2527e-10 | -6.2866e-10 | 5.8692e-14 | 2.2527e-10 | 6.2866e-10 | -1.845e-13 | 6.0689e-10 | 9.1453e-11 | 1.8451e-13 | -6.0689e-10 | -9.1453e-11 | 0 | 0 | 0 | 0 | 0 | 0 | 1 | 0.98926 | 0.97055 | 1 | 0.98926 | 0.97055 | 0.00048056 | -121.5979 | 119.7546 | 0.00048056 | -121.5979 | 119.7546
Line11_12_13 | 0 | 0 | 0 | 0 | 0 | 0 | 0 | 0 | 0 | 0 | 0 | 0 | -4.8914e-14 | -1.8773e-10 | -5.2389e-10 | 4.8915e-14 | 1.8773e-10 | 5.2389e-10 | -1.5375e-13 | 5.0574e-10 | 7.621e-11 | 1.5375e-13 | -5.0574e-10 | -7.621e-11 | 0 | 0 | 0 | 0 | 0 | 0 | 1 | 0.98926 | 0.97055 | 1 | 0.98926 | 0.97055 | 0.00048056 | -121.5979 | 119.7546 | 0.00048056 | -121.5979 | 119.7546
Line12_13_15 | 0 | 0 | 0 | 0 | 0 | 0 | 0 | 0 | 0 | 0 | 0 | 0 | -2.9356e-14 | -1.1264e-10 | -3.1433e-10 | 2.9354e-14 | 1.1264e-10 | 3.1433e-10 | -9.226e-14 | 3.0344e-10 | 4.5726e-11 | 9.226e-14 | -3.0344e-10 | -4.5726e-11 | 0 | 0 | 0 | 0 | 0 | 0 | 1 | 0.98926 | 0.97055 | 1 | 0.98926 | 0.97055 | 0.00048056 | -121.5979 | 119.7546 | 0.00048056 | -121.5979 | 119.7546
Line13_13_14 | 0 | 0 | 0 | 0 | 0 | 0 | 0 | 0 | 0 | 0 | 0 | 0 | -9.787e-15 | -3.7546e-11 | -1.0478e-10 | 9.7859e-15 | 3.7546e-11 | 1.0478e-10 | -3.0746e-14 | 1.0115e-10 | 1.5242e-11 | 3.0749e-14 | -1.0115e-10 | -1.5242e-11 | 0 | 0 | 0 | 0 | 0 | 0 | 1 | 0.98926 | 0.97055 | 1 | 0.98926 | 0.97055 | 0.00048056 | -121.5979 | 119.7546 | 0.00048056 | -121.5979 | 119.7546
Line14_15_16 | 0 | 0 | 0 | 0 | 0 | 0 | 0 | 0 | 0 | 0 | 0 | 0 | -1.9572e-14 | -7.5092e-11 | -2.0955e-10 | 1.9572e-14 | 7.5092e-11 | 2.0955e-10 | -6.1497e-14 | 2.023e-10 | 3.0484e-11 | 6.1497e-14 | -2.023e-10 | -3.0484e-11 | 0 | 0 | 0 | 0 | 0 | 0 | 1 | 0.98926 | 0.97055 | 1 | 0.98926 | 0.97055 | 0.00048056 | -121.5979 | 119.7546 | 0.00048056 | -121.5979 | 119.7546
Line15_16_17 | 0 | 0 | 0 | 0 | 0 | 0 | 0 | 0 | 0 | 0 | 0 | 0 | -9.7853e-15 | -3.7546e-11 | -1.0478e-10 | 9.7841e-15 | 3.7546e-11 | 1.0478e-10 | -3.0755e-14 | 1.0115e-10 | 1.5242e-11 | 3.0751e-14 | -1.0115e-10 | -1.5242e-11 | 0 | 0 | 0 | 0 | 0 | 0 | 1 | 0.98926 | 0.97055 | 1 | 0.98926 | 0.97055 | 0.00048056 | -121.5979 | 119.7546 | 0.00048056 | -121.5979 | 119.7546
Line16_4_18 | 0 | 0 | 0 | 0 | 0 | 0 | 0 | 0 | 0 | 0 | 0 | 0 | 3.7054e-15 | -3.7371e-11 | -1.0462e-10 | -3.7071e-15 | 3.7371e-11 | 1.0462e-10 | -6.5179e-14 | 1.0104e-10 | 1.5318e-11 | 6.5182e-14 | -1.0104e-10 | -1.5318e-11 | 0 | 0 | 0 | 0 | 0 | 0 | 1 | 0.98931 | 0.97059 | 1 | 0.98931 | 0.97059 | 0.0010185 | -121.5961 | 119.7534 | 0.0010185 | -121.5961 | 119.7534
Line17_5_19 | 0 | 0 | 0 | 0 | 0 | 0 | 0 | 0 | 0 | 0 | 0 | 0 | -9.787e-15 | -3.7546e-11 | -1.0478e-10 | 9.7893e-15 | 3.7546e-11 | 1.0478e-10 | -3.0753e-14 | 1.0115e-10 | 1.5242e-11 | 3.0753e-14 | -1.0115e-10 | -1.5242e-11 | 0 | 0 | 0 | 0 | 0 | 0 | 1 | 0.98926 | 0.97055 | 1 | 0.98926 | 0.97055 | 0.00048056 | -121.5979 | 119.7546 | 0.00048056 | -121.5979 | 119.7546
Line1_1_3 | 0 | 0 | 0 | 0 | 0 | 0 | 0 | 0 | 0 | 0 | 0 | 0 | -7.826e-14 | -3.0037e-10 | -8.3822e-10 | 7.8257e-14 | 3.0037e-10 | 8.3822e-10 | -2.4602e-13 | 8.0918e-10 | 1.2194e-10 | 2.4602e-13 | -8.0918e-10 | -1.2194e-10 | 0 | 0 | 0 | 0 | 0 | 0 | 1 | 0.98926 | 0.97055 | 1 | 0.98926 | 0.97055 | 0.00048056 | -121.5979 | 119.7546 | 0.00048056 | -121.5979 | 119.7546
Line2_1_4 | 8.3993e-05 | 0.00049249 | 0.00041615 | 8.3993e-05 | 0.00049249 | 0.00041615 | 1.9397e-05 | 0.00011374 | 9.6106e-05 | 1.9397e-05 | 0.00011374 | 9.6106e-05 | -1.7929e-05 | -0.00010943 | -3.1351e-05 | 1.7929e-05 | 0.00010944 | 3.1354e-05 | 7.4025e-06 | -2.6155e-05 | -8.7849e-05 | -7.4024e-06 | 2.616e-05 | 8.7852e-05 | -157.5651 | 44.9601 | -130.6054 | 22.4349 | -135.0399 | 49.3946 | 1 | 0.98926 | 0.97055 | 1 | 0.98931 | 0.97059 | 0.00048056 | -121.5979 | 119.7546 | 0.0010185 | -121.5961 | 119.7534
Line3_1_5 | 0 | 0 | 0 | 0 | 0 | 0 | 0 | 0 | 0 | 0 | 0 | 0 | -1.9572e-14 | -7.5092e-11 | -2.0955e-10 | 1.957e-14 | 7.5092e-11 | 2.0955e-10 | -6.1504e-14 | 2.023e-10 | 3.0484e-11 | 6.1502e-14 | -2.023e-10 | -3.0484e-11 | 0 | 0 | 0 | 0 | 0 | 0 | 1 | 0.98926 | 0.97055 | 1 | 0.98926 | 0.97055 | 0.00048056 | -121.5979 | 119.7546 | 0.00048056 | -121.5979 | 119.7546
Line4_2_6 | 0 | 0 | 0 | 0 | 0 | 0 | 0 | 0 | 0 | 0 | 0 | 0 | -4.8907e-14 | -1.8773e-10 | -5.2389e-10 | 4.8907e-14 | 1.8773e-10 | 5.2389e-10 | -1.5377e-13 | 5.0574e-10 | 7.6211e-11 | 1.5376e-13 | -5.0574e-10 | -7.6211e-11 | 0 | 0 | 0 | 0 | 0 | 0 | 1 | 0.98926 | 0.97055 | 1 | 0.98926 | 0.97055 | 0.00048056 | -121.5979 | 119.7546 | 0.00048056 | -121.5979 | 119.7546
Line5_6_7 | 0 | 0 | 0 | 0 | 0 | 0 | 0 | 0 | 0 | 0 | 0 | 0 | -3.9122e-14 | -1.5018e-10 | -4.1911e-10 | 3.9123e-14 | 1.5018e-10 | 4.1911e-10 | -1.23e-13 | 4.0459e-10 | 6.0968e-11 | 1.23e-13 | -4.0459e-10 | -6.0968e-11 | 0 | 0 | 0 | 0 | 0 | 0 | 1 | 0.98926 | 0.97055 | 1 | 0.98926 | 0.97055 | 0.00048056 | -121.5979 | 119.7546 | 0.00048056 | -121.5979 | 119.7546
Line6_7_8 | 0 | 0 | 0 | 0 | 0 | 0 | 0 | 0 | 0 | 0 | 0 | 0 | -2.9347e-14 | -1.1264e-10 | -3.1433e-10 | 2.9346e-14 | 1.1264e-10 | 3.1433e-10 | -9.2243e-14 | 3.0344e-10 | 4.5726e-11 | 9.2243e-14 | -3.0344e-10 | -4.5726e-11 | 0 | 0 | 0 | 0 | 0 | 0 | 1 | 0.98926 | 0.97055 | 1 | 0.98926 | 0.97055 | 0.00048056 | -121.5979 | 119.7546 | 0.00048056 | -121.5979 | 119.7546
Line7_8_9 | 0 | 0 | 0 | 0 | 0 | 0 | 0 | 0 | 0 | 0 | 0 | 0 | -9.7859e-15 | -3.7546e-11 | -1.0478e-10 | 9.787e-15 | 3.7546e-11 | 1.0478e-10 | -3.0753e-14 | 1.0115e-10 | 1.5242e-11 | 3.0751e-14 | -1.0115e-10 | -1.5242e-11 | 0 | 0 | 0 | 0 | 0 | 0 | 1 | 0.98926 | 0.97055 | 1 | 0.98926 | 0.97055 | 0.00048056 | -121.5979 | 119.7546 | 0.00048056 | -121.5979 | 119.7546
Line8_8_10 | 0 | 0 | 0 | 0 | 0 | 0 | 0 | 0 | 0 | 0 | 0 | 0 | -9.7864e-15 | -3.7546e-11 | -1.0478e-10 | 9.7876e-15 | 3.7546e-11 | 1.0478e-10 | -3.0751e-14 | 1.0115e-10 | 1.5242e-11 | 3.0749e-14 | -1.0115e-10 | -1.5242e-11 | 0 | 0 | 0 | 0 | 0 | 0 | 1 | 0.98926 | 0.97055 | 1 | 0.98926 | 0.97055 | 0.00048056 | -121.5979 | 119.7546 | 0.00048056 | -121.5979 | 119.7546
Line9_3_11 | 0 | 0 | 0 | 0 | 0 | 0 | 0 | 0 | 0 | 0 | 0 | 0 | -6.8474e-14 | -2.6282e-10 | -7.3344e-10 | 6.8475e-14 | 2.6282e-10 | 7.3344e-10 | -2.1526e-13 | 7.0804e-10 | 1.0669e-10 | 2.1526e-13 | -7.0804e-10 | -1.0669e-10 | 0 | 0 | 0 | 0 | 0 | 0 | 1 | 0.98926 | 0.97055 | 1 | 0.98926 | 0.97055 | 0.00048056 | -121.5979 | 119.7546 | 0.00048056 | -121.5979 | 119.7546

## LL_min_fault_10
name | pf_ikss_a_from_ka | pf_ikss_b_from_ka | pf_ikss_c_from_ka | pf_ikss_a_to_ka | pf_ikss_b_to_ka | pf_ikss_c_to_ka | pf_skss_a_from_mw | pf_skss_b_from_mw | pf_skss_c_from_mw | pf_skss_a_to_mw | pf_skss_b_to_mw | pf_skss_c_to_mw | pf_p_a_from_mw | pf_p_b_from_mw | pf_p_c_from_mw | pf_p_a_to_mw | pf_p_b_to_mw | pf_p_c_to_mw | pf_q_a_from_mvar | pf_q_b_from_mvar | pf_q_c_from_mvar | pf_q_a_to_mvar | pf_q_b_to_mvar | pf_q_c_to_mvar | pf_ikss_a_from_degree | pf_ikss_b_from_degree | pf_ikss_c_from_degree | pf_ikss_a_to_degree | pf_ikss_b_to_degree | pf_ikss_c_to_degree | pf_vm_a_from_pu | pf_vm_b_from_pu | pf_vm_c_from_pu | pf_vm_a_to_pu | pf_vm_b_to_pu | pf_vm_c_to_pu | pf_va_a_from_degree | pf_va_b_from_degree | pf_va_c_from_degree | pf_va_a_to_degree | pf_va_b_to_degree | pf_va_c_to_degree
Line0_1_2 | 0 | 0 | 0 | 0 | 0 | 0 | 0 | 0 | 0 | 0 | 0 | 0 | -5.8691e-14 | -2.2527e-10 | -6.2866e-10 | 5.8689e-14 | 2.2527e-10 | 6.2866e-10 | -1.8451e-13 | 6.0689e-10 | 9.1453e-11 | 1.8451e-13 | -6.0689e-10 | -9.1453e-11 | 0 | 0 | 0 | 0 | 0 | 0 | 1 | 0.98926 | 0.97055 | 1 | 0.98926 | 0.97055 | 0.00048056 | -121.5979 | 119.7546 | 0.00048056 | -121.5979 | 119.7546
Line10_11_12 | 0 | 0 | 0 | 0 | 0 | 0 | 0 | 0 | 0 | 0 | 0 | 0 | -5.8693e-14 | -2.2527e-10 | -6.2866e-10 | 5.8692e-14 | 2.2527e-10 | 6.2866e-10 | -1.845e-13 | 6.0689e-10 | 9.1453e-11 | 1.8451e-13 | -6.0689e-10 | -9.1453e-11 | 0 | 0 | 0 | 0 | 0 | 0 | 1 | 0.98926 | 0.97055 | 1 | 0.98926 | 0.97055 | 0.00048056 | -121.5979 | 119.7546 | 0.00048056 | -121.5979 | 119.7546
Line11_12_13 | 0 | 0 | 0 | 0 | 0 | 0 | 0 | 0 | 0 | 0 | 0 | 0 | -4.8914e-14 | -1.8773e-10 | -5.2389e-10 | 4.8915e-14 | 1.8773e-10 | 5.2389e-10 | -1.5375e-13 | 5.0574e-10 | 7.621e-11 | 1.5375e-13 | -5.0574e-10 | -7.621e-11 | 0 | 0 | 0 | 0 | 0 | 0 | 1 | 0.98926 | 0.97055 | 1 | 0.98926 | 0.97055 | 0.00048056 | -121.5979 | 119.7546 | 0.00048056 | -121.5979 | 119.7546
Line12_13_15 | 0 | 0 | 0 | 0 | 0 | 0 | 0 | 0 | 0 | 0 | 0 | 0 | -2.9356e-14 | -1.1264e-10 | -3.1433e-10 | 2.9354e-14 | 1.1264e-10 | 3.1433e-10 | -9.226e-14 | 3.0344e-10 | 4.5726e-11 | 9.226e-14 | -3.0344e-10 | -4.5726e-11 | 0 | 0 | 0 | 0 | 0 | 0 | 1 | 0.98926 | 0.97055 | 1 | 0.98926 | 0.97055 | 0.00048056 | -121.5979 | 119.7546 | 0.00048056 | -121.5979 | 119.7546
Line13_13_14 | 0 | 0 | 0 | 0 | 0 | 0 | 0 | 0 | 0 | 0 | 0 | 0 | -9.787e-15 | -3.7546e-11 | -1.0478e-10 | 9.7859e-15 | 3.7546e-11 | 1.0478e-10 | -3.0746e-14 | 1.0115e-10 | 1.5242e-11 | 3.0749e-14 | -1.0115e-10 | -1.5242e-11 | 0 | 0 | 0 | 0 | 0 | 0 | 1 | 0.98926 | 0.97055 | 1 | 0.98926 | 0.97055 | 0.00048056 | -121.5979 | 119.7546 | 0.00048056 | -121.5979 | 119.7546
Line14_15_16 | 0 | 0 | 0 | 0 | 0 | 0 | 0 | 0 | 0 | 0 | 0 | 0 | -1.9572e-14 | -7.5092e-11 | -2.0955e-10 | 1.9572e-14 | 7.5092e-11 | 2.0955e-10 | -6.1497e-14 | 2.023e-10 | 3.0484e-11 | 6.1497e-14 | -2.023e-10 | -3.0484e-11 | 0 | 0 | 0 | 0 | 0 | 0 | 1 | 0.98926 | 0.97055 | 1 | 0.98926 | 0.97055 | 0.00048056 | -121.5979 | 119.7546 | 0.00048056 | -121.5979 | 119.7546
Line15_16_17 | 0 | 0 | 0 | 0 | 0 | 0 | 0 | 0 | 0 | 0 | 0 | 0 | -9.7853e-15 | -3.7546e-11 | -1.0478e-10 | 9.7841e-15 | 3.7546e-11 | 1.0478e-10 | -3.0755e-14 | 1.0115e-10 | 1.5242e-11 | 3.0751e-14 | -1.0115e-10 | -1.5242e-11 | 0 | 0 | 0 | 0 | 0 | 0 | 1 | 0.98926 | 0.97055 | 1 | 0.98926 | 0.97055 | 0.00048056 | -121.5979 | 119.7546 | 0.00048056 | -121.5979 | 119.7546
Line16_4_18 | 0 | 0 | 0 | 0 | 0 | 0 | 0 | 0 | 0 | 0 | 0 | 0 | 3.7054e-15 | -3.7371e-11 | -1.0462e-10 | -3.7071e-15 | 3.7371e-11 | 1.0462e-10 | -6.5179e-14 | 1.0104e-10 | 1.5318e-11 | 6.5182e-14 | -1.0104e-10 | -1.5318e-11 | 0 | 0 | 0 | 0 | 0 | 0 | 1 | 0.98931 | 0.97059 | 1 | 0.98931 | 0.97059 | 0.0010185 | -121.5961 | 119.7534 | 0.0010185 | -121.5961 | 119.7534
Line17_5_19 | 0 | 0 | 0 | 0 | 0 | 0 | 0 | 0 | 0 | 0 | 0 | 0 | -9.787e-15 | -3.7546e-11 | -1.0478e-10 | 9.7893e-15 | 3.7546e-11 | 1.0478e-10 | -3.0753e-14 | 1.0115e-10 | 1.5242e-11 | 3.0753e-14 | -1.0115e-10 | -1.5242e-11 | 0 | 0 | 0 | 0 | 0 | 0 | 1 | 0.98926 | 0.97055 | 1 | 0.98926 | 0.97055 | 0.00048056 | -121.5979 | 119.7546 | 0.00048056 | -121.5979 | 119.7546
Line1_1_3 | 0 | 0 | 0 | 0 | 0 | 0 | 0 | 0 | 0 | 0 | 0 | 0 | -7.826e-14 | -3.0037e-10 | -8.3822e-10 | 7.8257e-14 | 3.0037e-10 | 8.3822e-10 | -2.4602e-13 | 8.0918e-10 | 1.2194e-10 | 2.4602e-13 | -8.0918e-10 | -1.2194e-10 | 0 | 0 | 0 | 0 | 0 | 0 | 1 | 0.98926 | 0.97055 | 1 | 0.98926 | 0.97055 | 0.00048056 | -121.5979 | 119.7546 | 0.00048056 | -121.5979 | 119.7546
Line2_1_4 | 8.3993e-05 | 0.00049249 | 0.00041615 | 8.3993e-05 | 0.00049249 | 0.00041615 | 1.9397e-05 | 0.00011374 | 9.6106e-05 | 1.9397e-05 | 0.00011374 | 9.6106e-05 | -1.7929e-05 | -0.00010943 | -3.1351e-05 | 1.7929e-05 | 0.00010944 | 3.1354e-05 | 7.4025e-06 | -2.6155e-05 | -8.7849e-05 | -7.4024e-06 | 2.616e-05 | 8.7852e-05 | -157.5651 | 44.9601 | -130.6054 | 22.4349 | -135.0399 | 49.3946 | 1 | 0.98926 | 0.97055 | 1 | 0.98931 | 0.97059 | 0.00048056 | -121.5979 | 119.7546 | 0.0010185 | -121.5961 | 119.7534
Line3_1_5 | 0 | 0 | 0 | 0 | 0 | 0 | 0 | 0 | 0 | 0 | 0 | 0 | -1.9572e-14 | -7.5092e-11 | -2.0955e-10 | 1.957e-14 | 7.5092e-11 | 2.0955e-10 | -6.1504e-14 | 2.023e-10 | 3.0484e-11 | 6.1502e-14 | -2.023e-10 | -3.0484e-11 | 0 | 0 | 0 | 0 | 0 | 0 | 1 | 0.98926 | 0.97055 | 1 | 0.98926 | 0.97055 | 0.00048056 | -121.5979 | 119.7546 | 0.00048056 | -121.5979 | 119.7546
Line4_2_6 | 0 | 0 | 0 | 0 | 0 | 0 | 0 | 0 | 0 | 0 | 0 | 0 | -4.8907e-14 | -1.8773e-10 | -5.2389e-10 | 4.8907e-14 | 1.8773e-10 | 5.2389e-10 | -1.5377e-13 | 5.0574e-10 | 7.6211e-11 | 1.5376e-13 | -5.0574e-10 | -7.6211e-11 | 0 | 0 | 0 | 0 | 0 | 0 | 1 | 0.98926 | 0.97055 | 1 | 0.98926 | 0.97055 | 0.00048056 | -121.5979 | 119.7546 | 0.00048056 | -121.5979 | 119.7546
Line5_6_7 | 0 | 0 | 0 | 0 | 0 | 0 | 0 | 0 | 0 | 0 | 0 | 0 | -3.9122e-14 | -1.5018e-10 | -4.1911e-10 | 3.9123e-14 | 1.5018e-10 | 4.1911e-10 | -1.23e-13 | 4.0459e-10 | 6.0968e-11 | 1.23e-13 | -4.0459e-10 | -6.0968e-11 | 0 | 0 | 0 | 0 | 0 | 0 | 1 | 0.98926 | 0.97055 | 1 | 0.98926 | 0.97055 | 0.00048056 | -121.5979 | 119.7546 | 0.00048056 | -121.5979 | 119.7546
Line6_7_8 | 0 | 0 | 0 | 0 | 0 | 0 | 0 | 0 | 0 | 0 | 0 | 0 | -2.9347e-14 | -1.1264e-10 | -3.1433e-10 | 2.9346e-14 | 1.1264e-10 | 3.1433e-10 | -9.2243e-14 | 3.0344e-10 | 4.5726e-11 | 9.2243e-14 | -3.0344e-10 | -4.5726e-11 | 0 | 0 | 0 | 0 | 0 | 0 | 1 | 0.98926 | 0.97055 | 1 | 0.98926 | 0.97055 | 0.00048056 | -121.5979 | 119.7546 | 0.00048056 | -121.5979 | 119.7546
Line7_8_9 | 0 | 0 | 0 | 0 | 0 | 0 | 0 | 0 | 0 | 0 | 0 | 0 | -9.7859e-15 | -3.7546e-11 | -1.0478e-10 | 9.787e-15 | 3.7546e-11 | 1.0478e-10 | -3.0753e-14 | 1.0115e-10 | 1.5242e-11 | 3.0751e-14 | -1.0115e-10 | -1.5242e-11 | 0 | 0 | 0 | 0 | 0 | 0 | 1 | 0.98926 | 0.97055 | 1 | 0.98926 | 0.97055 | 0.00048056 | -121.5979 | 119.7546 | 0.00048056 | -121.5979 | 119.7546
Line8_8_10 | 0 | 0 | 0 | 0 | 0 | 0 | 0 | 0 | 0 | 0 | 0 | 0 | -9.7864e-15 | -3.7546e-11 | -1.0478e-10 | 9.7876e-15 | 3.7546e-11 | 1.0478e-10 | -3.0751e-14 | 1.0115e-10 | 1.5242e-11 | 3.0749e-14 | -1.0115e-10 | -1.5242e-11 | 0 | 0 | 0 | 0 | 0 | 0 | 1 | 0.98926 | 0.97055 | 1 | 0.98926 | 0.97055 | 0.00048056 | -121.5979 | 119.7546 | 0.00048056 | -121.5979 | 119.7546
Line9_3_11 | 0 | 0 | 0 | 0 | 0 | 0 | 0 | 0 | 0 | 0 | 0 | 0 | -6.8474e-14 | -2.6282e-10 | -7.3344e-10 | 6.8475e-14 | 2.6282e-10 | 7.3344e-10 | -2.1526e-13 | 7.0804e-10 | 1.0669e-10 | 2.1526e-13 | -7.0804e-10 | -1.0669e-10 | 0 | 0 | 0 | 0 | 0 | 0 | 1 | 0.98926 | 0.97055 | 1 | 0.98926 | 0.97055 | 0.00048056 | -121.5979 | 119.7546 | 0.00048056 | -121.5979 | 119.7546

## LG_max_6
name | pf_ikss_a_from_ka | pf_ikss_b_from_ka | pf_ikss_c_from_ka | pf_ikss_a_to_ka | pf_ikss_b_to_ka | pf_ikss_c_to_ka | pf_skss_a_from_mw | pf_skss_b_from_mw | pf_skss_c_from_mw | pf_skss_a_to_mw | pf_skss_b_to_mw | pf_skss_c_to_mw | pf_p_a_from_mw | pf_p_b_from_mw | pf_p_c_from_mw | pf_p_a_to_mw | pf_p_b_to_mw | pf_p_c_to_mw | pf_q_a_from_mvar | pf_q_b_from_mvar | pf_q_c_from_mvar | pf_q_a_to_mvar | pf_q_b_to_mvar | pf_q_c_to_mvar | pf_ikss_a_from_degree | pf_ikss_b_from_degree | pf_ikss_c_from_degree | pf_ikss_a_to_degree | pf_ikss_b_to_degree | pf_ikss_c_to_degree | 3xI0 | pf_vm_a_from_pu | pf_vm_b_from_pu | pf_vm_c_from_pu | pf_vm_a_to_pu | pf_vm_b_to_pu | pf_vm_c_to_pu | pf_va_a_from_degree | pf_va_b_from_degree | pf_va_c_from_degree | pf_va_a_to_degree | pf_va_b_to_degree | pf_va_c_to_degree
Line0_1_2 | 0 | 0 | 0 | 0 | 0 | 0 | 0 | 0 | 0 | 0 | 0 | 0 | -6.3305e-09 | -1.2025e-09 | -1.3232e-09 | 6.3305e-09 | 1.2025e-09 | 1.3232e-09 | -1.0117e-10 | -7.3606e-09 | 7.0726e-09 | 1.0117e-10 | 7.3606e-09 | -7.0726e-09 | 0 | 0 | 0 | 0 | 0 | 0 |  | 0.42865 | 0.9919 | 0.99027 | 0.42865 | 0.9919 | 0.99027 | 0.55879 | -102.1432 | 102.8347 | 0.55879 | -102.1432 | 102.8347
Line10_11_12 | 0 | 0 | 0 | 0 | 0 | 0 | 0 | 0 | 0 | 0 | 0 | 0 | -6.3305e-09 | -1.2025e-09 | -1.3232e-09 | 6.3305e-09 | 1.2025e-09 | 1.3232e-09 | -1.0117e-10 | -7.3606e-09 | 7.0726e-09 | 1.0117e-10 | 7.3606e-09 | -7.0726e-09 | 0 | 0 | 0 | 0 | 0 | 0 |  | 0.42865 | 0.9919 | 0.99027 | 0.42865 | 0.9919 | 0.99027 | 0.5588 | -102.1432 | 102.8347 | 0.5588 | -102.1432 | 102.8347
Line11_12_13 | 0 | 0 | 0 | 0 | 0 | 0 | 0 | 0 | 0 | 0 | 0 | 0 | -5.2755e-09 | -1.0021e-09 | -1.1026e-09 | 5.2755e-09 | 1.0021e-09 | 1.1026e-09 | -8.4306e-11 | -6.1338e-09 | 5.8938e-09 | 8.4306e-11 | 6.1338e-09 | -5.8938e-09 | 0 | 0 | 0 | 0 | 0 | 0 |  | 0.42865 | 0.9919 | 0.99027 | 0.42865 | 0.9919 | 0.99027 | 0.5588 | -102.1432 | 102.8347 | 0.5588 | -102.1432 | 102.8347
Line12_13_15 | 0 | 0 | 0 | 0 | 0 | 0 | 0 | 0 | 0 | 0 | 0 | 0 | -3.1653e-09 | -6.0127e-10 | -6.6158e-10 | 3.1653e-09 | 6.0127e-10 | 6.6158e-10 | -5.0584e-11 | -3.6803e-09 | 3.5363e-09 | 5.0584e-11 | 3.6803e-09 | -3.5363e-09 | 0 | 0 | 0 | 0 | 0 | 0 |  | 0.42865 | 0.9919 | 0.99027 | 0.42865 | 0.9919 | 0.99027 | 0.5588 | -102.1432 | 102.8347 | 0.5588 | -102.1432 | 102.8347
Line13_13_14 | 0 | 0 | 0 | 0 | 0 | 0 | 0 | 0 | 0 | 0 | 0 | 0 | -1.0551e-09 | -2.0042e-10 | -2.2053e-10 | 1.0551e-09 | 2.0042e-10 | 2.2053e-10 | -1.6861e-11 | -1.2268e-09 | 1.1788e-09 | 1.6861e-11 | 1.2268e-09 | -1.1788e-09 | 0 | 0 | 0 | 0 | 0 | 0 |  | 0.42865 | 0.9919 | 0.99027 | 0.42865 | 0.9919 | 0.99027 | 0.5588 | -102.1432 | 102.8347 | 0.5588 | -102.1432 | 102.8347
Line14_15_16 | 0 | 0 | 0 | 0 | 0 | 0 | 0 | 0 | 0 | 0 | 0 | 0 | -2.1102e-09 | -4.0085e-10 | -4.4105e-10 | 2.1102e-09 | 4.0085e-10 | 4.4105e-10 | -3.3722e-11 | -2.4535e-09 | 2.3575e-09 | 3.3722e-11 | 2.4535e-09 | -2.3575e-09 | 0 | 0 | 0 | 0 | 0 | 0 |  | 0.42865 | 0.9919 | 0.99027 | 0.42865 | 0.9919 | 0.99027 | 0.5588 | -102.1432 | 102.8347 | 0.5588 | -102.1432 | 102.8347
Line15_16_17 | 0 | 0 | 0 | 0 | 0 | 0 | 0 | 0 | 0 | 0 | 0 | 0 | -1.0551e-09 | -2.0042e-10 | -2.2053e-10 | 1.0551e-09 | 2.0042e-10 | 2.2053e-10 | -1.6861e-11 | -1.2268e-09 | 1.1788e-09 | 1.6861e-11 | 1.2268e-09 | -1.1788e-09 | 0 | 0 | 0 | 0 | 0 | 0 |  | 0.42865 | 0.9919 | 0.99027 | 0.42865 | 0.9919 | 0.99027 | 0.5588 | -102.1432 | 102.8347 | 0.5588 | -102.1432 | 102.8347
Line16_4_18 | 0 | 0 | 0 | 0 | 0 | 0 | 0 | 0 | 0 | 0 | 0 | 0 | -1.0932e-09 | -1.8897e-10 | -1.385e-10 | 1.0932e-09 | 1.8897e-10 | 1.385e-10 | 5.7532e-11 | -1.1386e-09 | 1.1298e-09 | -5.7532e-11 | 1.1386e-09 | -1.1298e-09 | 0 | 0 | 0 | 0 | 0 | 0 |  | 0.48587 | 1.0043 | 1.0208 | 0.48587 | 1.0043 | 1.0208 | -1.6823 | -103.6759 | 104.0727 | -1.6823 | -103.6759 | 104.0727
Line17_5_19 | 0 | 0 | 0 | 0 | 0 | 0 | 0 | 0 | 0 | 0 | 0 | 0 | -1.0551e-09 | -2.0042e-10 | -2.2053e-10 | 1.0551e-09 | 2.0042e-10 | 2.2053e-10 | -1.6861e-11 | -1.2268e-09 | 1.1788e-09 | 1.6861e-11 | 1.2268e-09 | -1.1788e-09 | 0 | 0 | 0 | 0 | 0 | 0 |  | 0.42865 | 0.9919 | 0.99027 | 0.42865 | 0.9919 | 0.99027 | 0.55879 | -102.1432 | 102.8347 | 0.55879 | -102.1432 | 102.8347
Line1_1_3 | 0 | 0 | 0 | 0 | 0 | 0 | 0 | 0 | 0 | 0 | 0 | 0 | -8.4407e-09 | -1.6034e-09 | -1.7642e-09 | 8.4407e-09 | 1.6034e-09 | 1.7642e-09 | -1.3489e-10 | -9.8141e-09 | 9.4302e-09 | 1.3489e-10 | 9.8141e-09 | -9.4301e-09 | 0 | 0 | 0 | 0 | 0 | 0 |  | 0.42865 | 0.9919 | 0.99027 | 0.42865 | 0.9919 | 0.99027 | 0.55879 | -102.1432 | 102.8347 | 0.55879 | -102.1432 | 102.8347
Line2_1_4 | 0.61902 | 0.30421 | 0.38671 | 0.61902 | 0.30421 | 0.38671 | 0.14296 | 0.070255 | 0.089307 | 0.14296 | 0.070255 | 0.089307 | -0.0086166 | 0.044062 | -0.078551 | 0.012448 | -0.043136 | 0.080047 | -0.060669 | -0.053989 | -0.040633 | 0.068333 | 0.055839 | 0.043624 | 98.6422 | -51.362 | -104.5168 | -81.3578 | 128.638 | 75.4832 |  | 0.42865 | 0.9919 | 0.99027 | 0.48587 | 1.0043 | 1.0208 | 0.55879 | -102.1432 | 102.8347 | -1.6823 | -103.6759 | 104.0727
Line3_1_5 | 0 | 0 | 0 | 0 | 0 | 0 | 0 | 0 | 0 | 0 | 0 | 0 | -2.1102e-09 | -4.0085e-10 | -4.4105e-10 | 2.1102e-09 | 4.0085e-10 | 4.4105e-10 | -3.3722e-11 | -2.4535e-09 | 2.3575e-09 | 3.3722e-11 | 2.4535e-09 | -2.3575e-09 | 0 | 0 | 0 | 0 | 0 | 0 |  | 0.42865 | 0.9919 | 0.99027 | 0.42865 | 0.9919 | 0.99027 | 0.55879 | -102.1432 | 102.8347 | 0.55879 | -102.1432 | 102.8347
Line4_2_6 | 0 | 0 | 0 | 0 | 0 | 0 | 0 | 0 | 0 | 0 | 0 | 0 | -5.2755e-09 | -1.0021e-09 | -1.1026e-09 | 5.2755e-09 | 1.0021e-09 | 1.1026e-09 | -8.4306e-11 | -6.1338e-09 | 5.8938e-09 | 8.4306e-11 | 6.1338e-09 | -5.8938e-09 | 0 | 0 | 0 | 0 | 0 | 0 |  | 0.42865 | 0.9919 | 0.99027 | 0.42865 | 0.9919 | 0.99027 | 0.55879 | -102.1432 | 102.8347 | 0.55879 | -102.1432 | 102.8347
Line5_6_7 | 0 | 0 | 0 | 0 | 0 | 0 | 0 | 0 | 0 | 0 | 0 | 0 | -4.2204e-09 | -8.017e-10 | -8.8211e-10 | 4.2204e-09 | 8.017e-10 | 8.8211e-10 | -6.7445e-11 | -4.907e-09 | 4.7151e-09 | 6.7445e-11 | 4.907e-09 | -4.7151e-09 | 0 | 0 | 0 | 0 | 0 | 0 |  | 0.42865 | 0.9919 | 0.99027 | 0.42865 | 0.9919 | 0.99027 | 0.55879 | -102.1432 | 102.8347 | 0.5588 | -102.1432 | 102.8347
Line6_7_8 | 0 | 0 | 0 | 0 | 0 | 0 | 0 | 0 | 0 | 0 | 0 | 0 | -3.1653e-09 | -6.0127e-10 | -6.6158e-10 | 3.1653e-09 | 6.0127e-10 | 6.6158e-10 | -5.0583e-11 | -3.6803e-09 | 3.5363e-09 | 5.0583e-11 | 3.6803e-09 | -3.5363e-09 | 0 | 0 | 0 | 0 | 0 | 0 |  | 0.42865 | 0.9919 | 0.99027 | 0.42865 | 0.9919 | 0.99027 | 0.5588 | -102.1432 | 102.8347 | 0.5588 | -102.1432 | 102.8347
Line7_8_9 | 0 | 0 | 0 | 0 | 0 | 0 | 0 | 0 | 0 | 0 | 0 | 0 | -1.0551e-09 | -2.0042e-10 | -2.2053e-10 | 1.0551e-09 | 2.0042e-10 | 2.2053e-10 | -1.6861e-11 | -1.2268e-09 | 1.1788e-09 | 1.6861e-11 | 1.2268e-09 | -1.1788e-09 | 0 | 0 | 0 | 0 | 0 | 0 |  | 0.42865 | 0.9919 | 0.99027 | 0.42865 | 0.9919 | 0.99027 | 0.5588 | -102.1432 | 102.8347 | 0.5588 | -102.1432 | 102.8347
Line8_8_10 | 0 | 0 | 0 | 0 | 0 | 0 | 0 | 0 | 0 | 0 | 0 | 0 | -1.0551e-09 | -2.0042e-10 | -2.2053e-10 | 1.0551e-09 | 2.0042e-10 | 2.2053e-10 | -1.6861e-11 | -1.2268e-09 | 1.1788e-09 | 1.6861e-11 | 1.2268e-09 | -1.1788e-09 | 0 | 0 | 0 | 0 | 0 | 0 |  | 0.42865 | 0.9919 | 0.99027 | 0.42865 | 0.9919 | 0.99027 | 0.5588 | -102.1432 | 102.8347 | 0.5588 | -102.1432 | 102.8347
Line9_3_11 | 0 | 0 | 0 | 0 | 0 | 0 | 0 | 0 | 0 | 0 | 0 | 0 | -7.3856e-09 | -1.403e-09 | -1.5437e-09 | 7.3856e-09 | 1.403e-09 | 1.5437e-09 | -1.1803e-10 | -8.5873e-09 | 8.2514e-09 | 1.1803e-10 | 8.5873e-09 | -8.2514e-09 | 0 | 0 | 0 | 0 | 0 | 0 |  | 0.42865 | 0.9919 | 0.99027 | 0.42865 | 0.9919 | 0.99027 | 0.55879 | -102.1432 | 102.8347 | 0.5588 | -102.1432 | 102.8347

## LG_max_10
name | pf_ikss_a_from_ka | pf_ikss_b_from_ka | pf_ikss_c_from_ka | pf_ikss_a_to_ka | pf_ikss_b_to_ka | pf_ikss_c_to_ka | pf_skss_a_from_mw | pf_skss_b_from_mw | pf_skss_c_from_mw | pf_skss_a_to_mw | pf_skss_b_to_mw | pf_skss_c_to_mw | pf_p_a_from_mw | pf_p_b_from_mw | pf_p_c_from_mw | pf_p_a_to_mw | pf_p_b_to_mw | pf_p_c_to_mw | pf_q_a_from_mvar | pf_q_b_from_mvar | pf_q_c_from_mvar | pf_q_a_to_mvar | pf_q_b_to_mvar | pf_q_c_to_mvar | pf_ikss_a_from_degree | pf_ikss_b_from_degree | pf_ikss_c_from_degree | pf_ikss_a_to_degree | pf_ikss_b_to_degree | pf_ikss_c_to_degree | 3xI0 | pf_vm_a_from_pu | pf_vm_b_from_pu | pf_vm_c_from_pu | pf_vm_a_to_pu | pf_vm_b_to_pu | pf_vm_c_to_pu | pf_va_a_from_degree | pf_va_b_from_degree | pf_va_c_from_degree | pf_va_a_to_degree | pf_va_b_to_degree | pf_va_c_to_degree
Line0_1_2 | 0 | 0 | 0 | 0 | 0 | 0 | 0 | 0 | 0 | 0 | 0 | 0 | -6.3353e-09 | -1.1891e-09 | -1.3095e-09 | 6.3353e-09 | 1.1891e-09 | 1.3095e-09 | -1.0083e-10 | -7.3602e-09 | 7.0709e-09 | 1.0084e-10 | 7.3602e-09 | -7.0709e-09 | 0 | 0 | 0 | 0 | 0 | 0 |  | 0.42954 | 0.99264 | 0.99104 | 0.42954 | 0.99264 | 0.99104 | 0.55581 | -102.158 | 102.8529 | 0.55581 | -102.158 | 102.8529
Line10_11_12 | 0 | 0 | 0 | 0 | 0 | 0 | 0 | 0 | 0 | 0 | 0 | 0 | -6.3353e-09 | -1.1891e-09 | -1.3095e-09 | 6.3353e-09 | 1.1891e-09 | 1.3095e-09 | -1.0083e-10 | -7.3602e-09 | 7.0709e-09 | 1.0083e-10 | 7.3602e-09 | -7.0709e-09 | 0 | 0 | 0 | 0 | 0 | 0 |  | 0.42954 | 0.99264 | 0.99104 | 0.42954 | 0.99264 | 0.99104 | 0.55581 | -102.158 | 102.8529 | 0.55581 | -102.158 | 102.8529
Line11_12_13 | 0 | 0 | 0 | 0 | 0 | 0 | 0 | 0 | 0 | 0 | 0 | 0 | -5.2794e-09 | -9.9093e-10 | -1.0913e-09 | 5.2794e-09 | 9.9093e-10 | 1.0913e-09 | -8.4029e-11 | -6.1335e-09 | 5.8924e-09 | 8.4029e-11 | 6.1335e-09 | -5.8924e-09 | 0 | 0 | 0 | 0 | 0 | 0 |  | 0.42954 | 0.99264 | 0.99104 | 0.42954 | 0.99264 | 0.99104 | 0.55581 | -102.158 | 102.8529 | 0.55581 | -102.158 | 102.8529
Line12_13_15 | 0 | 0 | 0 | 0 | 0 | 0 | 0 | 0 | 0 | 0 | 0 | 0 | -3.1676e-09 | -5.9456e-10 | -6.5476e-10 | 3.1676e-09 | 5.9456e-10 | 6.5476e-10 | -5.0418e-11 | -3.6801e-09 | 3.5354e-09 | 5.0418e-11 | 3.6801e-09 | -3.5354e-09 | 0 | 0 | 0 | 0 | 0 | 0 |  | 0.42954 | 0.99264 | 0.99104 | 0.42954 | 0.99264 | 0.99104 | 0.55581 | -102.158 | 102.8529 | 0.55581 | -102.158 | 102.8529
Line13_13_14 | 0 | 0 | 0 | 0 | 0 | 0 | 0 | 0 | 0 | 0 | 0 | 0 | -1.0559e-09 | -1.9819e-10 | -2.1825e-10 | 1.0559e-09 | 1.9819e-10 | 2.1825e-10 | -1.6806e-11 | -1.2267e-09 | 1.1785e-09 | 1.6806e-11 | 1.2267e-09 | -1.1785e-09 | 0 | 0 | 0 | 0 | 0 | 0 |  | 0.42954 | 0.99264 | 0.99104 | 0.42954 | 0.99264 | 0.99104 | 0.55581 | -102.158 | 102.8529 | 0.55581 | -102.158 | 102.8529
Line14_15_16 | 0 | 0 | 0 | 0 | 0 | 0 | 0 | 0 | 0 | 0 | 0 | 0 | -2.1118e-09 | -3.9637e-10 | -4.3651e-10 | 2.1118e-09 | 3.9637e-10 | 4.3651e-10 | -3.3611e-11 | -2.4534e-09 | 2.357e-09 | 3.3612e-11 | 2.4534e-09 | -2.357e-09 | 0 | 0 | 0 | 0 | 0 | 0 |  | 0.42954 | 0.99264 | 0.99104 | 0.42954 | 0.99264 | 0.99104 | 0.55581 | -102.158 | 102.8529 | 0.55581 | -102.158 | 102.8529
Line15_16_17 | 0 | 0 | 0 | 0 | 0 | 0 | 0 | 0 | 0 | 0 | 0 | 0 | -1.0559e-09 | -1.9819e-10 | -2.1825e-10 | 1.0559e-09 | 1.9819e-10 | 2.1825e-10 | -1.6806e-11 | -1.2267e-09 | 1.1785e-09 | 1.6806e-11 | 1.2267e-09 | -1.1785e-09 | 0 | 0 | 0 | 0 | 0 | 0 |  | 0.42954 | 0.99264 | 0.99104 | 0.42954 | 0.99264 | 0.99104 | 0.55581 | -102.158 | 102.8529 | 0.55581 | -102.158 | 102.8529
Line16_4_18 | 0 | 0 | 0 | 0 | 0 | 0 | 0 | 0 | 0 | 0 | 0 | 0 | -1.0928e-09 | -1.8583e-10 | -1.3716e-10 | 1.0928e-09 | 1.8583e-10 | 1.3716e-10 | 5.5485e-11 | -1.1414e-09 | 1.1326e-09 | -5.5485e-11 | 1.1414e-09 | -1.1326e-09 | 0 | 0 | 0 | 0 | 0 | 0 |  | 0.48491 | 1.0051 | 1.0209 | 0.48491 | 1.0051 | 1.0209 | -1.6257 | -103.647 | 104.0342 | -1.6257 | -103.647 | 104.0342
Line17_5_19 | 0 | 0 | 0 | 0 | 0 | 0 | 0 | 0 | 0 | 0 | 0 | 0 | -1.0559e-09 | -1.9819e-10 | -2.1825e-10 | 1.0559e-09 | 1.9819e-10 | 2.1825e-10 | -1.6805e-11 | -1.2267e-09 | 1.1785e-09 | 1.6805e-11 | 1.2267e-09 | -1.1785e-09 | 0 | 0 | 0 | 0 | 0 | 0 |  | 0.42954 | 0.99264 | 0.99104 | 0.42954 | 0.99264 | 0.99104 | 0.55581 | -102.158 | 102.8529 | 0.55581 | -102.158 | 102.8529
Line1_1_3 | 0 | 0 | 0 | 0 | 0 | 0 | 0 | 0 | 0 | 0 | 0 | 0 | -8.447e-09 | -1.5855e-09 | -1.746e-09 | 8.447e-09 | 1.5855e-09 | 1.746e-09 | -1.3445e-10 | -9.8135e-09 | 9.4278e-09 | 1.3445e-10 | 9.8135e-09 | -9.4278e-09 | 0 | 0 | 0 | 0 | 0 | 0 |  | 0.42954 | 0.99264 | 0.99104 | 0.42954 | 0.99264 | 0.99104 | 0.55581 | -102.158 | 102.8529 | 0.55581 | -102.158 | 102.8529
Line2_1_4 | 0.59936 | 0.29722 | 0.37567 | 0.59936 | 0.29722 | 0.37567 | 0.13842 | 0.06864 | 0.086758 | 0.13842 | 0.06864 | 0.086758 | -0.0082946 | 0.042503 | -0.07586 | 0.011887 | -0.04162 | 0.077272 | -0.058873 | -0.053253 | -0.040472 | 0.066058 | 0.05502 | 0.043295 | 98.5754 | -50.7526 | -105.2275 | -81.4246 | 129.2474 | 74.7725 |  | 0.42954 | 0.99264 | 0.99104 | 0.48491 | 1.0051 | 1.0209 | 0.55581 | -102.158 | 102.8529 | -1.6257 | -103.647 | 104.0342
Line3_1_5 | 0 | 0 | 0 | 0 | 0 | 0 | 0 | 0 | 0 | 0 | 0 | 0 | -2.1118e-09 | -3.9637e-10 | -4.3651e-10 | 2.1118e-09 | 3.9637e-10 | 4.3651e-10 | -3.3611e-11 | -2.4534e-09 | 2.357e-09 | 3.3611e-11 | 2.4534e-09 | -2.357e-09 | 0 | 0 | 0 | 0 | 0 | 0 |  | 0.42954 | 0.99264 | 0.99104 | 0.42954 | 0.99264 | 0.99104 | 0.55581 | -102.158 | 102.8529 | 0.55581 | -102.158 | 102.8529
Line4_2_6 | 0 | 0 | 0 | 0 | 0 | 0 | 0 | 0 | 0 | 0 | 0 | 0 | -5.2794e-09 | -9.9093e-10 | -1.0913e-09 | 5.2794e-09 | 9.9093e-10 | 1.0913e-09 | -8.4029e-11 | -6.1335e-09 | 5.8924e-09 | 8.4029e-11 | 6.1335e-09 | -5.8924e-09 | 0 | 0 | 0 | 0 | 0 | 0 |  | 0.42954 | 0.99264 | 0.99104 | 0.42954 | 0.99264 | 0.99104 | 0.55581 | -102.158 | 102.8529 | 0.55581 | -102.158 | 102.8529
Line5_6_7 | 0 | 0 | 0 | 0 | 0 | 0 | 0 | 0 | 0 | 0 | 0 | 0 | -4.2235e-09 | -7.9274e-10 | -8.7301e-10 | 4.2235e-09 | 7.9274e-10 | 8.7301e-10 | -6.7223e-11 | -4.9068e-09 | 4.7139e-09 | 6.7224e-11 | 4.9068e-09 | -4.7139e-09 | 0 | 0 | 0 | 0 | 0 | 0 |  | 0.42954 | 0.99264 | 0.99104 | 0.42954 | 0.99264 | 0.99104 | 0.55581 | -102.158 | 102.8529 | 0.55581 | -102.158 | 102.8529
Line6_7_8 | 0 | 0 | 0 | 0 | 0 | 0 | 0 | 0 | 0 | 0 | 0 | 0 | -3.1676e-09 | -5.9456e-10 | -6.5476e-10 | 3.1676e-09 | 5.9456e-10 | 6.5476e-10 | -5.0418e-11 | -3.6801e-09 | 3.5354e-09 | 5.0418e-11 | 3.6801e-09 | -3.5354e-09 | 0 | 0 | 0 | 0 | 0 | 0 |  | 0.42954 | 0.99264 | 0.99104 | 0.42954 | 0.99264 | 0.99104 | 0.55581 | -102.158 | 102.8529 | 0.55581 | -102.158 | 102.8529
Line7_8_9 | 0 | 0 | 0 | 0 | 0 | 0 | 0 | 0 | 0 | 0 | 0 | 0 | -1.0559e-09 | -1.9819e-10 | -2.1825e-10 | 1.0559e-09 | 1.9819e-10 | 2.1825e-10 | -1.6806e-11 | -1.2267e-09 | 1.1785e-09 | 1.6806e-11 | 1.2267e-09 | -1.1785e-09 | 0 | 0 | 0 | 0 | 0 | 0 |  | 0.42954 | 0.99264 | 0.99104 | 0.42954 | 0.99264 | 0.99104 | 0.55581 | -102.158 | 102.8529 | 0.55581 | -102.158 | 102.8529
Line8_8_10 | 0 | 0 | 0 | 0 | 0 | 0 | 0 | 0 | 0 | 0 | 0 | 0 | -1.0559e-09 | -1.9819e-10 | -2.1825e-10 | 1.0559e-09 | 1.9819e-10 | 2.1825e-10 | -1.6806e-11 | -1.2267e-09 | 1.1785e-09 | 1.6806e-11 | 1.2267e-09 | -1.1785e-09 | 0 | 0 | 0 | 0 | 0 | 0 |  | 0.42954 | 0.99264 | 0.99104 | 0.42954 | 0.99264 | 0.99104 | 0.55581 | -102.158 | 102.8529 | 0.55581 | -102.158 | 102.8529
Line9_3_11 | 0 | 0 | 0 | 0 | 0 | 0 | 0 | 0 | 0 | 0 | 0 | 0 | -7.3911e-09 | -1.3873e-09 | -1.5278e-09 | 7.3911e-09 | 1.3873e-09 | 1.5278e-09 | -1.1764e-10 | -8.5869e-09 | 8.2494e-09 | 1.1764e-10 | 8.5869e-09 | -8.2494e-09 | 0 | 0 | 0 | 0 | 0 | 0 |  | 0.42954 | 0.99264 | 0.99104 | 0.42954 | 0.99264 | 0.99104 | 0.55581 | -102.158 | 102.8529 | 0.55581 | -102.158 | 102.8529

## LG_max_fault_6
name | pf_ikss_a_from_ka | pf_ikss_b_from_ka | pf_ikss_c_from_ka | pf_ikss_a_to_ka | pf_ikss_b_to_ka | pf_ikss_c_to_ka | pf_skss_a_from_mw | pf_skss_b_from_mw | pf_skss_c_from_mw | pf_skss_a_to_mw | pf_skss_b_to_mw | pf_skss_c_to_mw | pf_p_a_from_mw | pf_p_b_from_mw | pf_p_c_from_mw | pf_p_a_to_mw | pf_p_b_to_mw | pf_p_c_to_mw | pf_q_a_from_mvar | pf_q_b_from_mvar | pf_q_c_from_mvar | pf_q_a_to_mvar | pf_q_b_to_mvar | pf_q_c_to_mvar | pf_ikss_a_from_degree | pf_ikss_b_from_degree | pf_ikss_c_from_degree | pf_ikss_a_to_degree | pf_ikss_b_to_degree | pf_ikss_c_to_degree | 3xI0 | pf_vm_a_from_pu | pf_vm_b_from_pu | pf_vm_c_from_pu | pf_vm_a_to_pu | pf_vm_b_to_pu | pf_vm_c_to_pu | pf_va_a_from_degree | pf_va_b_from_degree | pf_va_c_from_degree | pf_va_a_to_degree | pf_va_b_to_degree | pf_va_c_to_degree
Line0_1_2 | 0 | 0 | 0 | 0 | 0 | 0 | 0 | 0 | 0 | 0 | 0 | 0 | 1.6867e-10 | 2.4889e-10 | 3.9196e-10 | -1.6867e-10 | -2.4889e-10 | -3.9196e-10 | 1.5267e-10 | -5.4277e-11 | 1.1825e-10 | -1.5267e-10 | 5.4277e-11 | -1.1825e-10 | 0 | 0 | 0 | 0 | 0 | 0 |  | 1.1069 | 1.1102 | 1.116 | 1.1069 | 1.1102 | 1.116 | -0.32655 | -119.8842 | 119.7491 | -0.32655 | -119.8842 | 119.7491
Line10_11_12 | 0 | 0 | 0 | 0 | 0 | 0 | 0 | 0 | 0 | 0 | 0 | 0 | 1.6867e-10 | 2.4889e-10 | 3.9196e-10 | -1.6867e-10 | -2.4889e-10 | -3.9196e-10 | 1.5267e-10 | -5.4277e-11 | 1.1825e-10 | -1.5267e-10 | 5.4277e-11 | -1.1825e-10 | 0 | 0 | 0 | 0 | 0 | 0 |  | 1.1069 | 1.1102 | 1.116 | 1.1069 | 1.1102 | 1.116 | -0.32655 | -119.8842 | 119.7491 | -0.32655 | -119.8842 | 119.7491
Line11_12_13 | 0 | 0 | 0 | 0 | 0 | 0 | 0 | 0 | 0 | 0 | 0 | 0 | 1.4056e-10 | 2.074e-10 | 3.2663e-10 | -1.4056e-10 | -2.074e-10 | -3.2663e-10 | 1.2722e-10 | -4.5231e-11 | 9.8544e-11 | -1.2722e-10 | 4.5231e-11 | -9.8544e-11 | 0 | 0 | 0 | 0 | 0 | 0 |  | 1.1069 | 1.1102 | 1.116 | 1.1069 | 1.1102 | 1.116 | -0.32655 | -119.8842 | 119.7491 | -0.32655 | -119.8842 | 119.7491
Line12_13_15 | 0 | 0 | 0 | 0 | 0 | 0 | 0 | 0 | 0 | 0 | 0 | 0 | 8.4335e-11 | 1.2444e-10 | 1.9598e-10 | -8.4335e-11 | -1.2444e-10 | -1.9598e-10 | 7.6334e-11 | -2.7139e-11 | 5.9127e-11 | -7.6334e-11 | 2.7139e-11 | -5.9127e-11 | 0 | 0 | 0 | 0 | 0 | 0 |  | 1.1069 | 1.1102 | 1.116 | 1.1069 | 1.1102 | 1.116 | -0.32655 | -119.8842 | 119.7491 | -0.32655 | -119.8842 | 119.7491
Line13_13_14 | 0 | 0 | 0 | 0 | 0 | 0 | 0 | 0 | 0 | 0 | 0 | 0 | 2.8112e-11 | 4.1481e-11 | 6.5326e-11 | -2.8112e-11 | -4.1481e-11 | -6.5326e-11 | 2.5445e-11 | -9.0462e-12 | 1.9709e-11 | -2.5445e-11 | 9.0462e-12 | -1.9709e-11 | 0 | 0 | 0 | 0 | 0 | 0 |  | 1.1069 | 1.1102 | 1.116 | 1.1069 | 1.1102 | 1.116 | -0.32655 | -119.8842 | 119.7491 | -0.32655 | -119.8842 | 119.7491
Line14_15_16 | 0 | 0 | 0 | 0 | 0 | 0 | 0 | 0 | 0 | 0 | 0 | 0 | 5.6224e-11 | 8.2962e-11 | 1.3065e-10 | -5.6224e-11 | -8.2962e-11 | -1.3065e-10 | 5.0889e-11 | -1.8092e-11 | 3.9418e-11 | -5.0889e-11 | 1.8092e-11 | -3.9418e-11 | 0 | 0 | 0 | 0 | 0 | 0 |  | 1.1069 | 1.1102 | 1.116 | 1.1069 | 1.1102 | 1.116 | -0.32655 | -119.8842 | 119.7491 | -0.32655 | -119.8842 | 119.7491
Line15_16_17 | 0 | 0 | 0 | 0 | 0 | 0 | 0 | 0 | 0 | 0 | 0 | 0 | 2.8112e-11 | 4.1481e-11 | 6.5326e-11 | -2.8112e-11 | -4.1481e-11 | -6.5326e-11 | 2.5445e-11 | -9.0462e-12 | 1.9709e-11 | -2.5445e-11 | 9.0462e-12 | -1.9709e-11 | 0 | 0 | 0 | 0 | 0 | 0 |  | 1.1069 | 1.1102 | 1.116 | 1.1069 | 1.1102 | 1.116 | -0.32655 | -119.8842 | 119.7491 | -0.32655 | -119.8842 | 119.7491
Line16_4_18 | 0 | 0 | 0 | 0 | 0 | 0 | 0 | 0 | 0 | 0 | 0 | 0 | 8.7372e-11 | 9.9041e-11 | 1.2312e-10 | -8.7372e-11 | -9.9041e-11 | -1.2312e-10 | 4.5303e-11 | 1.2423e-11 | 3.8926e-11 | -4.5303e-11 | -1.2423e-11 | -3.8926e-11 | 0 | 0 | 0 | 0 | 0 | 0 |  | 1.1212 | 1.124 | 1.1297 | 1.1212 | 1.124 | 1.1297 | -0.574 | -120.157 | 119.5105 | -0.574 | -120.157 | 119.5105
Line17_5_19 | 0 | 0 | 0 | 0 | 0 | 0 | 0 | 0 | 0 | 0 | 0 | 0 | 2.8112e-11 | 4.1481e-11 | 6.5326e-11 | -2.8112e-11 | -4.1481e-11 | -6.5326e-11 | 2.5445e-11 | -9.0462e-12 | 1.9709e-11 | -2.5445e-11 | 9.0462e-12 | -1.9709e-11 | 0 | 0 | 0 | 0 | 0 | 0 |  | 1.1069 | 1.1102 | 1.116 | 1.1069 | 1.1102 | 1.116 | -0.32655 | -119.8842 | 119.7491 | -0.32655 | -119.8842 | 119.7491
Line1_1_3 | 0 | 0 | 0 | 0 | 0 | 0 | 0 | 0 | 0 | 0 | 0 | 0 | 2.2489e-10 | 3.3185e-10 | 5.2261e-10 | -2.2489e-10 | -3.3185e-10 | -5.2261e-10 | 2.0356e-10 | -7.2369e-11 | 1.5767e-10 | -2.0356e-10 | 7.2369e-11 | -1.5767e-10 | 0 | 0 | 0 | 0 | 0 | 0 |  | 1.1069 | 1.1102 | 1.116 | 1.1069 | 1.1102 | 1.116 | -0.32655 | -119.8842 | 119.7491 | -0.32655 | -119.8842 | 119.7491
Line2_1_4 | 0.15572 | 0.15312 | 0.14979 | 0.15572 | 0.15312 | 0.14979 | 0.035962 | 0.035361 | 0.034592 | 0.035962 | 0.035361 | 0.034592 | -0.0054244 | -0.0036995 | -0.0051296 | 0.0056669 | 0.0039339 | 0.005354 | -0.039435 | -0.039082 | -0.03826 | 0.03992 | 0.039551 | 0.038709 | 97.5055 | -24.4768 | -142.6147 | -82.4945 | 155.5232 | 37.3853 |  | 1.1069 | 1.1102 | 1.116 | 1.1212 | 1.124 | 1.1297 | -0.32655 | -119.8842 | 119.7491 | -0.574 | -120.157 | 119.5105
Line3_1_5 | 0 | 0 | 0 | 0 | 0 | 0 | 0 | 0 | 0 | 0 | 0 | 0 | 5.6224e-11 | 8.2962e-11 | 1.3065e-10 | -5.6224e-11 | -8.2962e-11 | -1.3065e-10 | 5.0889e-11 | -1.8092e-11 | 3.9418e-11 | -5.0889e-11 | 1.8092e-11 | -3.9418e-11 | 0 | 0 | 0 | 0 | 0 | 0 |  | 1.1069 | 1.1102 | 1.116 | 1.1069 | 1.1102 | 1.116 | -0.32655 | -119.8842 | 119.7491 | -0.32655 | -119.8842 | 119.7491
Line4_2_6 | 0 | 0 | 0 | 0 | 0 | 0 | 0 | 0 | 0 | 0 | 0 | 0 | 1.4056e-10 | 2.074e-10 | 3.2663e-10 | -1.4056e-10 | -2.074e-10 | -3.2663e-10 | 1.2722e-10 | -4.5231e-11 | 9.8544e-11 | -1.2722e-10 | 4.5231e-11 | -9.8544e-11 | 0 | 0 | 0 | 0 | 0 | 0 |  | 1.1069 | 1.1102 | 1.116 | 1.1069 | 1.1102 | 1.116 | -0.32655 | -119.8842 | 119.7491 | -0.32655 | -119.8842 | 119.7491
Line5_6_7 | 0 | 0 | 0 | 0 | 0 | 0 | 0 | 0 | 0 | 0 | 0 | 0 | 1.1245e-10 | 1.6592e-10 | 2.6131e-10 | -1.1245e-10 | -1.6592e-10 | -2.6131e-10 | 1.0178e-10 | -3.6185e-11 | 7.8836e-11 | -1.0178e-10 | 3.6185e-11 | -7.8836e-11 | 0 | 0 | 0 | 0 | 0 | 0 |  | 1.1069 | 1.1102 | 1.116 | 1.1069 | 1.1102 | 1.116 | -0.32655 | -119.8842 | 119.7491 | -0.32655 | -119.8842 | 119.7491
Line6_7_8 | 0 | 0 | 0 | 0 | 0 | 0 | 0 | 0 | 0 | 0 | 0 | 0 | 8.4335e-11 | 1.2444e-10 | 1.9598e-10 | -8.4335e-11 | -1.2444e-10 | -1.9598e-10 | 7.6334e-11 | -2.7139e-11 | 5.9127e-11 | -7.6334e-11 | 2.7139e-11 | -5.9127e-11 | 0 | 0 | 0 | 0 | 0 | 0 |  | 1.1069 | 1.1102 | 1.116 | 1.1069 | 1.1102 | 1.116 | -0.32655 | -119.8842 | 119.7491 | -0.32655 | -119.8842 | 119.7491
Line7_8_9 | 0 | 0 | 0 | 0 | 0 | 0 | 0 | 0 | 0 | 0 | 0 | 0 | 2.8112e-11 | 4.1481e-11 | 6.5326e-11 | -2.8112e-11 | -4.1481e-11 | -6.5326e-11 | 2.5445e-11 | -9.0462e-12 | 1.9709e-11 | -2.5445e-11 | 9.0462e-12 | -1.9709e-11 | 0 | 0 | 0 | 0 | 0 | 0 |  | 1.1069 | 1.1102 | 1.116 | 1.1069 | 1.1102 | 1.116 | -0.32655 | -119.8842 | 119.7491 | -0.32655 | -119.8842 | 119.7491
Line8_8_10 | 0 | 0 | 0 | 0 | 0 | 0 | 0 | 0 | 0 | 0 | 0 | 0 | 2.8112e-11 | 4.1481e-11 | 6.5326e-11 | -2.8112e-11 | -4.1481e-11 | -6.5326e-11 | 2.5445e-11 | -9.0462e-12 | 1.9709e-11 | -2.5445e-11 | 9.0462e-12 | -1.9709e-11 | 0 | 0 | 0 | 0 | 0 | 0 |  | 1.1069 | 1.1102 | 1.116 | 1.1069 | 1.1102 | 1.116 | -0.32655 | -119.8842 | 119.7491 | -0.32655 | -119.8842 | 119.7491
Line9_3_11 | 0 | 0 | 0 | 0 | 0 | 0 | 0 | 0 | 0 | 0 | 0 | 0 | 1.9678e-10 | 2.9037e-10 | 4.5728e-10 | -1.9678e-10 | -2.9037e-10 | -4.5728e-10 | 1.7811e-10 | -6.3323e-11 | 1.3796e-10 | -1.7811e-10 | 6.3323e-11 | -1.3796e-10 | 0 | 0 | 0 | 0 | 0 | 0 |  | 1.1069 | 1.1102 | 1.116 | 1.1069 | 1.1102 | 1.116 | -0.32655 | -119.8842 | 119.7491 | -0.32655 | -119.8842 | 119.7491

## LG_max_fault_10
name | pf_ikss_a_from_ka | pf_ikss_b_from_ka | pf_ikss_c_from_ka | pf_ikss_a_to_ka | pf_ikss_b_to_ka | pf_ikss_c_to_ka | pf_skss_a_from_mw | pf_skss_b_from_mw | pf_skss_c_from_mw | pf_skss_a_to_mw | pf_skss_b_to_mw | pf_skss_c_to_mw | pf_p_a_from_mw | pf_p_b_from_mw | pf_p_c_from_mw | pf_p_a_to_mw | pf_p_b_to_mw | pf_p_c_to_mw | pf_q_a_from_mvar | pf_q_b_from_mvar | pf_q_c_from_mvar | pf_q_a_to_mvar | pf_q_b_to_mvar | pf_q_c_to_mvar | pf_ikss_a_from_degree | pf_ikss_b_from_degree | pf_ikss_c_from_degree | pf_ikss_a_to_degree | pf_ikss_b_to_degree | pf_ikss_c_to_degree | 3xI0 | pf_vm_a_from_pu | pf_vm_b_from_pu | pf_vm_c_from_pu | pf_vm_a_to_pu | pf_vm_b_to_pu | pf_vm_c_to_pu | pf_va_a_from_degree | pf_va_b_from_degree | pf_va_c_from_degree | pf_va_a_to_degree | pf_va_b_to_degree | pf_va_c_to_degree
Line0_1_2 | 0 | 0 | 0 | 0 | 0 | 0 | 0 | 0 | 0 | 0 | 0 | 0 | 1.8743e-10 | 2.6773e-10 | 4.1099e-10 | -1.8743e-10 | -2.6773e-10 | -4.1099e-10 | 1.5235e-10 | -5.4574e-11 | 1.1792e-10 | -1.5235e-10 | 5.4574e-11 | -1.1792e-10 | 0 | 0 | 0 | 0 | 0 | 0 |  | 1.1077 | 1.111 | 1.1167 | 1.1077 | 1.111 | 1.1167 | -0.32564 | -119.8837 | 119.75 | -0.32564 | -119.8837 | 119.75
Line10_11_12 | 0 | 0 | 0 | 0 | 0 | 0 | 0 | 0 | 0 | 0 | 0 | 0 | 1.8743e-10 | 2.6773e-10 | 4.1099e-10 | -1.8743e-10 | -2.6773e-10 | -4.1099e-10 | 1.5235e-10 | -5.4575e-11 | 1.1792e-10 | -1.5235e-10 | 5.4574e-11 | -1.1792e-10 | 0 | 0 | 0 | 0 | 0 | 0 |  | 1.1077 | 1.111 | 1.1167 | 1.1077 | 1.111 | 1.1167 | -0.32564 | -119.8837 | 119.75 | -0.32564 | -119.8837 | 119.75
Line11_12_13 | 0 | 0 | 0 | 0 | 0 | 0 | 0 | 0 | 0 | 0 | 0 | 0 | 1.5619e-10 | 2.2311e-10 | 3.4249e-10 | -1.5619e-10 | -2.2311e-10 | -3.4249e-10 | 1.2696e-10 | -4.5479e-11 | 9.8268e-11 | -1.2696e-10 | 4.5479e-11 | -9.8268e-11 | 0 | 0 | 0 | 0 | 0 | 0 |  | 1.1077 | 1.111 | 1.1167 | 1.1077 | 1.111 | 1.1167 | -0.32564 | -119.8837 | 119.75 | -0.32564 | -119.8837 | 119.75
Line12_13_15 | 0 | 0 | 0 | 0 | 0 | 0 | 0 | 0 | 0 | 0 | 0 | 0 | 9.3715e-11 | 1.3387e-10 | 2.055e-10 | -9.3715e-11 | -1.3387e-10 | -2.055e-10 | 7.6174e-11 | -2.7287e-11 | 5.8961e-11 | -7.6174e-11 | 2.7287e-11 | -5.8961e-11 | 0 | 0 | 0 | 0 | 0 | 0 |  | 1.1077 | 1.111 | 1.1167 | 1.1077 | 1.111 | 1.1167 | -0.32564 | -119.8837 | 119.75 | -0.32564 | -119.8837 | 119.75
Line13_13_14 | 0 | 0 | 0 | 0 | 0 | 0 | 0 | 0 | 0 | 0 | 0 | 0 | 3.1238e-11 | 4.4622e-11 | 6.8499e-11 | -3.1238e-11 | -4.4622e-11 | -6.8499e-11 | 2.5391e-11 | -9.0957e-12 | 1.9654e-11 | -2.5391e-11 | 9.0957e-12 | -1.9654e-11 | 0 | 0 | 0 | 0 | 0 | 0 |  | 1.1077 | 1.111 | 1.1167 | 1.1077 | 1.111 | 1.1167 | -0.32564 | -119.8837 | 119.75 | -0.32564 | -119.8837 | 119.75
Line14_15_16 | 0 | 0 | 0 | 0 | 0 | 0 | 0 | 0 | 0 | 0 | 0 | 0 | 6.2477e-11 | 8.9245e-11 | 1.37e-10 | -6.2477e-11 | -8.9245e-11 | -1.37e-10 | 5.0783e-11 | -1.8192e-11 | 3.9307e-11 | -5.0783e-11 | 1.8191e-11 | -3.9307e-11 | 0 | 0 | 0 | 0 | 0 | 0 |  | 1.1077 | 1.111 | 1.1167 | 1.1077 | 1.111 | 1.1167 | -0.32564 | -119.8837 | 119.75 | -0.32564 | -119.8837 | 119.75
Line15_16_17 | 0 | 0 | 0 | 0 | 0 | 0 | 0 | 0 | 0 | 0 | 0 | 0 | 3.1239e-11 | 4.4622e-11 | 6.8499e-11 | -3.1239e-11 | -4.4622e-11 | -6.8499e-11 | 2.5391e-11 | -9.0958e-12 | 1.9654e-11 | -2.5391e-11 | 9.0958e-12 | -1.9654e-11 | 0 | 0 | 0 | 0 | 0 | 0 |  | 1.1077 | 1.111 | 1.1167 | 1.1077 | 1.111 | 1.1167 | -0.32564 | -119.8837 | 119.75 | -0.32564 | -119.8837 | 119.75
Line16_4_18 | 0 | 0 | 0 | 0 | 0 | 0 | 0 | 0 | 0 | 0 | 0 | 0 | 9.0635e-11 | 1.0239e-10 | 1.2653e-10 | -9.0635e-11 | -1.0239e-10 | -1.2653e-10 | 4.5359e-11 | 1.2412e-11 | 3.9005e-11 | -4.5359e-11 | -1.2412e-11 | -3.9005e-11 | 0 | 0 | 0 | 0 | 0 | 0 |  | 1.122 | 1.1248 | 1.1305 | 1.122 | 1.1248 | 1.1305 | -0.57431 | -120.1567 | 119.5099 | -0.57431 | -120.1567 | 119.5099
Line17_5_19 | 0 | 0 | 0 | 0 | 0 | 0 | 0 | 0 | 0 | 0 | 0 | 0 | 3.1239e-11 | 4.4622e-11 | 6.8499e-11 | -3.1239e-11 | -4.4622e-11 | -6.8499e-11 | 2.5391e-11 | -9.0958e-12 | 1.9654e-11 | -2.5391e-11 | 9.0957e-12 | -1.9654e-11 | 0 | 0 | 0 | 0 | 0 | 0 |  | 1.1077 | 1.111 | 1.1167 | 1.1077 | 1.111 | 1.1167 | -0.32564 | -119.8837 | 119.75 | -0.32564 | -119.8837 | 119.75
Line1_1_3 | 0 | 0 | 0 | 0 | 0 | 0 | 0 | 0 | 0 | 0 | 0 | 0 | 2.4991e-10 | 3.5698e-10 | 5.4799e-10 | -2.4991e-10 | -3.5698e-10 | -5.4799e-10 | 2.0313e-10 | -7.2766e-11 | 1.5723e-10 | -2.0313e-10 | 7.2766e-11 | -1.5723e-10 | 0 | 0 | 0 | 0 | 0 | 0 |  | 1.1077 | 1.111 | 1.1167 | 1.1077 | 1.111 | 1.1167 | -0.32564 | -119.8837 | 119.75 | -0.32564 | -119.8837 | 119.75
Line2_1_4 | 0.15594 | 0.15344 | 0.15026 | 0.15594 | 0.15344 | 0.15026 | 0.036012 | 0.035436 | 0.034701 | 0.036012 | 0.035436 | 0.034701 | -0.0053794 | -0.0037153 | -0.0050979 | 0.0056225 | 0.0039508 | 0.0053237 | -0.039525 | -0.039192 | -0.038414 | 0.040012 | 0.039663 | 0.038866 | 97.4247 | -24.4684 | -142.6906 | -82.5753 | 155.5316 | 37.3094 |  | 1.1077 | 1.111 | 1.1167 | 1.122 | 1.1248 | 1.1305 | -0.32564 | -119.8837 | 119.75 | -0.57431 | -120.1567 | 119.5099
Line3_1_5 | 0 | 0 | 0 | 0 | 0 | 0 | 0 | 0 | 0 | 0 | 0 | 0 | 6.2477e-11 | 8.9245e-11 | 1.37e-10 | -6.2477e-11 | -8.9245e-11 | -1.37e-10 | 5.0783e-11 | -1.8192e-11 | 3.9307e-11 | -5.0783e-11 | 1.8192e-11 | -3.9307e-11 | 0 | 0 | 0 | 0 | 0 | 0 |  | 1.1077 | 1.111 | 1.1167 | 1.1077 | 1.111 | 1.1167 | -0.32564 | -119.8837 | 119.75 | -0.32564 | -119.8837 | 119.75
Line4_2_6 | 0 | 0 | 0 | 0 | 0 | 0 | 0 | 0 | 0 | 0 | 0 | 0 | 1.5619e-10 | 2.2311e-10 | 3.4249e-10 | -1.5619e-10 | -2.2311e-10 | -3.4249e-10 | 1.2696e-10 | -4.5479e-11 | 9.8268e-11 | -1.2696e-10 | 4.5479e-11 | -9.8268e-11 | 0 | 0 | 0 | 0 | 0 | 0 |  | 1.1077 | 1.111 | 1.1167 | 1.1077 | 1.111 | 1.1167 | -0.32564 | -119.8837 | 119.75 | -0.32564 | -119.8837 | 119.75
Line5_6_7 | 0 | 0 | 0 | 0 | 0 | 0 | 0 | 0 | 0 | 0 | 0 | 0 | 1.2495e-10 | 1.7849e-10 | 2.7399e-10 | -1.2495e-10 | -1.7849e-10 | -2.7399e-10 | 1.0157e-10 | -3.6383e-11 | 7.8614e-11 | -1.0157e-10 | 3.6383e-11 | -7.8614e-11 | 0 | 0 | 0 | 0 | 0 | 0 |  | 1.1077 | 1.111 | 1.1167 | 1.1077 | 1.111 | 1.1167 | -0.32564 | -119.8837 | 119.75 | -0.32564 | -119.8837 | 119.75
Line6_7_8 | 0 | 0 | 0 | 0 | 0 | 0 | 0 | 0 | 0 | 0 | 0 | 0 | 9.3716e-11 | 1.3387e-10 | 2.055e-10 | -9.3716e-11 | -1.3387e-10 | -2.055e-10 | 7.6174e-11 | -2.7287e-11 | 5.8961e-11 | -7.6174e-11 | 2.7287e-11 | -5.8961e-11 | 0 | 0 | 0 | 0 | 0 | 0 |  | 1.1077 | 1.111 | 1.1167 | 1.1077 | 1.111 | 1.1167 | -0.32564 | -119.8837 | 119.75 | -0.32564 | -119.8837 | 119.75
Line7_8_9 | 0 | 0 | 0 | 0 | 0 | 0 | 0 | 0 | 0 | 0 | 0 | 0 | 3.1239e-11 | 4.4622e-11 | 6.8499e-11 | -3.1238e-11 | -4.4622e-11 | -6.8499e-11 | 2.5391e-11 | -9.0958e-12 | 1.9654e-11 | -2.5391e-11 | 9.0957e-12 | -1.9654e-11 | 0 | 0 | 0 | 0 | 0 | 0 |  | 1.1077 | 1.111 | 1.1167 | 1.1077 | 1.111 | 1.1167 | -0.32564 | -119.8837 | 119.75 | -0.32564 | -119.8837 | 119.75
Line8_8_10 | 0 | 0 | 0 | 0 | 0 | 0 | 0 | 0 | 0 | 0 | 0 | 0 | 3.1239e-11 | 4.4622e-11 | 6.8499e-11 | -3.1239e-11 | -4.4622e-11 | -6.8499e-11 | 2.5391e-11 | -9.0958e-12 | 1.9654e-11 | -2.5391e-11 | 9.0957e-12 | -1.9654e-11 | 0 | 0 | 0 | 0 | 0 | 0 |  | 1.1077 | 1.111 | 1.1167 | 1.1077 | 1.111 | 1.1167 | -0.32564 | -119.8837 | 119.75 | -0.32564 | -119.8837 | 119.75
Line9_3_11 | 0 | 0 | 0 | 0 | 0 | 0 | 0 | 0 | 0 | 0 | 0 | 0 | 2.1867e-10 | 3.1236e-10 | 4.7949e-10 | -2.1867e-10 | -3.1236e-10 | -4.7949e-10 | 1.7774e-10 | -6.367e-11 | 1.3758e-10 | -1.7774e-10 | 6.367e-11 | -1.3758e-10 | 0 | 0 | 0 | 0 | 0 | 0 |  | 1.1077 | 1.111 | 1.1167 | 1.1077 | 1.111 | 1.1167 | -0.32564 | -119.8837 | 119.75 | -0.32564 | -119.8837 | 119.75

## LG_min_6
name | pf_ikss_a_from_ka | pf_ikss_b_from_ka | pf_ikss_c_from_ka | pf_ikss_a_to_ka | pf_ikss_b_to_ka | pf_ikss_c_to_ka | pf_skss_a_from_mw | pf_skss_b_from_mw | pf_skss_c_from_mw | pf_skss_a_to_mw | pf_skss_b_to_mw | pf_skss_c_to_mw | pf_p_a_from_mw | pf_p_b_from_mw | pf_p_c_from_mw | pf_p_a_to_mw | pf_p_b_to_mw | pf_p_c_to_mw | pf_q_a_from_mvar | pf_q_b_from_mvar | pf_q_c_from_mvar | pf_q_a_to_mvar | pf_q_b_to_mvar | pf_q_c_to_mvar | pf_ikss_a_from_degree | pf_ikss_b_from_degree | pf_ikss_c_from_degree | pf_ikss_a_to_degree | pf_ikss_b_to_degree | pf_ikss_c_to_degree | 3xI0 | pf_vm_a_from_pu | pf_vm_b_from_pu | pf_vm_c_from_pu | pf_vm_a_to_pu | pf_vm_b_to_pu | pf_vm_c_to_pu | pf_va_a_from_degree | pf_va_b_from_degree | pf_va_c_from_degree | pf_va_a_to_degree | pf_va_b_to_degree | pf_va_c_to_degree
Line0_1_2 | 0 | 0 | 0 | 0 | 0 | 0 | 0 | 0 | 0 | 0 | 0 | 0 | -4.8966e-09 | -1.2219e-09 | -1.2244e-09 | 4.8966e-09 | 1.2219e-09 | 1.2244e-09 | -1.6934e-12 | -6.3444e-09 | 6.3383e-09 | 1.6934e-12 | 6.3444e-09 | -6.3383e-09 | 0 | 0 | 0 | 0 | 0 | 0 |  | 0.33439 | 0.88208 | 0.88206 | 0.33439 | 0.88208 | 0.88206 | 0.013183 | -100.9171 | 100.9357 | 0.013184 | -100.9171 | 100.9357
Line10_11_12 | 0 | 0 | 0 | 0 | 0 | 0 | 0 | 0 | 0 | 0 | 0 | 0 | -4.8966e-09 | -1.2219e-09 | -1.2244e-09 | 4.8966e-09 | 1.2219e-09 | 1.2244e-09 | -1.6937e-12 | -6.3444e-09 | 6.3383e-09 | 1.6938e-12 | 6.3444e-09 | -6.3383e-09 | 0 | 0 | 0 | 0 | 0 | 0 |  | 0.33439 | 0.88208 | 0.88206 | 0.33439 | 0.88208 | 0.88206 | 0.013186 | -100.9171 | 100.9357 | 0.013187 | -100.9171 | 100.9357
Line11_12_13 | 0 | 0 | 0 | 0 | 0 | 0 | 0 | 0 | 0 | 0 | 0 | 0 | -4.0805e-09 | -1.0183e-09 | -1.0203e-09 | 4.0805e-09 | 1.0183e-09 | 1.0203e-09 | -1.4114e-12 | -5.287e-09 | 5.2819e-09 | 1.4114e-12 | 5.287e-09 | -5.2819e-09 | 0 | 0 | 0 | 0 | 0 | 0 |  | 0.33439 | 0.88208 | 0.88206 | 0.33439 | 0.88208 | 0.88206 | 0.013187 | -100.9171 | 100.9357 | 0.013187 | -100.9171 | 100.9357
Line12_13_15 | 0 | 0 | 0 | 0 | 0 | 0 | 0 | 0 | 0 | 0 | 0 | 0 | -2.4483e-09 | -6.1097e-10 | -6.122e-10 | 2.4483e-09 | 6.1097e-10 | 6.122e-10 | -8.4685e-13 | -3.1722e-09 | 3.1692e-09 | 8.4691e-13 | 3.1722e-09 | -3.1692e-09 | 0 | 0 | 0 | 0 | 0 | 0 |  | 0.33439 | 0.88208 | 0.88206 | 0.33439 | 0.88208 | 0.88206 | 0.013187 | -100.9171 | 100.9357 | 0.013188 | -100.9171 | 100.9357
Line13_13_14 | 0 | 0 | 0 | 0 | 0 | 0 | 0 | 0 | 0 | 0 | 0 | 0 | -8.161e-10 | -2.0366e-10 | -2.0407e-10 | 8.161e-10 | 2.0366e-10 | 2.0407e-10 | -2.8217e-13 | -1.0574e-09 | 1.0564e-09 | 2.822e-13 | 1.0574e-09 | -1.0564e-09 | 0 | 0 | 0 | 0 | 0 | 0 |  | 0.33439 | 0.88208 | 0.88206 | 0.33439 | 0.88208 | 0.88206 | 0.013187 | -100.9171 | 100.9357 | 0.013188 | -100.9171 | 100.9357
Line14_15_16 | 0 | 0 | 0 | 0 | 0 | 0 | 0 | 0 | 0 | 0 | 0 | 0 | -1.6322e-09 | -4.0731e-10 | -4.0814e-10 | 1.6322e-09 | 4.0731e-10 | 4.0814e-10 | -5.6452e-13 | -2.1148e-09 | 2.1128e-09 | 5.6452e-13 | 2.1148e-09 | -2.1128e-09 | 0 | 0 | 0 | 0 | 0 | 0 |  | 0.33439 | 0.88208 | 0.88206 | 0.33439 | 0.88208 | 0.88206 | 0.013188 | -100.9171 | 100.9357 | 0.013188 | -100.9171 | 100.9357
Line15_16_17 | 0 | 0 | 0 | 0 | 0 | 0 | 0 | 0 | 0 | 0 | 0 | 0 | -8.161e-10 | -2.0366e-10 | -2.0407e-10 | 8.161e-10 | 2.0366e-10 | 2.0407e-10 | -2.8219e-13 | -1.0574e-09 | 1.0564e-09 | 2.8215e-13 | 1.0574e-09 | -1.0564e-09 | 0 | 0 | 0 | 0 | 0 | 0 |  | 0.33439 | 0.88208 | 0.88206 | 0.33439 | 0.88208 | 0.88206 | 0.013188 | -100.9171 | 100.9357 | 0.013188 | -100.9171 | 100.9357
Line16_4_18 | 0 | 0 | 0 | 0 | 0 | 0 | 0 | 0 | 0 | 0 | 0 | 0 | -8.1731e-10 | -2.0455e-10 | -2.0285e-10 | 8.1731e-10 | 2.0455e-10 | 2.0285e-10 | 2.2749e-12 | -1.0557e-09 | 1.0554e-09 | -2.2749e-12 | 1.0557e-09 | -1.0554e-09 | 0 | 0 | 0 | 0 | 0 | 0 |  | 0.33539 | 0.88196 | 0.88265 | 0.33539 | 0.88196 | 0.88265 | -0.10599 | -100.946 | 100.967 | -0.10599 | -100.946 | 100.967
Line17_5_19 | 0 | 0 | 0 | 0 | 0 | 0 | 0 | 0 | 0 | 0 | 0 | 0 | -8.161e-10 | -2.0366e-10 | -2.0407e-10 | 8.161e-10 | 2.0366e-10 | 2.0407e-10 | -2.8213e-13 | -1.0574e-09 | 1.0564e-09 | 2.8212e-13 | 1.0574e-09 | -1.0564e-09 | 0 | 0 | 0 | 0 | 0 | 0 |  | 0.33439 | 0.88208 | 0.88206 | 0.33439 | 0.88208 | 0.88206 | 0.013184 | -100.9171 | 100.9357 | 0.013184 | -100.9171 | 100.9357
Line1_1_3 | 0 | 0 | 0 | 0 | 0 | 0 | 0 | 0 | 0 | 0 | 0 | 0 | -6.5288e-09 | -1.6292e-09 | -1.6325e-09 | 6.5288e-09 | 1.6292e-09 | 1.6325e-09 | -2.2581e-12 | -8.4592e-09 | 8.4511e-09 | 2.2582e-12 | 8.4592e-09 | -8.4511e-09 | 0 | 0 | 0 | 0 | 0 | 0 |  | 0.33439 | 0.88208 | 0.88206 | 0.33439 | 0.88208 | 0.88206 | 0.013183 | -100.9171 | 100.9357 | 0.013185 | -100.9171 | 100.9357
Line2_1_4 | 0.010158 | 0.0038417 | 0.0063877 | 0.010158 | 0.0038417 | 0.0063877 | 0.0023458 | 0.00088721 | 0.0014752 | 0.0023458 | 0.00088721 | 0.0014752 | -0.00012185 | 0.00068686 | -0.0012908 | 0.00012384 | -0.00068657 | 0.0012916 | -0.00077489 | -0.00037507 | -0.00016415 | 0.00077695 | 0.00037536 | 0.00016496 | 98.95 | -72.2798 | -86.3115 | -81.05 | 107.7202 | 93.6885 |  | 0.33439 | 0.88208 | 0.88206 | 0.33539 | 0.88196 | 0.88265 | 0.013183 | -100.9171 | 100.9357 | -0.10599 | -100.946 | 100.967
Line3_1_5 | 0 | 0 | 0 | 0 | 0 | 0 | 0 | 0 | 0 | 0 | 0 | 0 | -1.6322e-09 | -4.0731e-10 | -4.0814e-10 | 1.6322e-09 | 4.0731e-10 | 4.0814e-10 | -5.6443e-13 | -2.1148e-09 | 2.1128e-09 | 5.6442e-13 | 2.1148e-09 | -2.1128e-09 | 0 | 0 | 0 | 0 | 0 | 0 |  | 0.33439 | 0.88208 | 0.88206 | 0.33439 | 0.88208 | 0.88206 | 0.013183 | -100.9171 | 100.9357 | 0.013184 | -100.9171 | 100.9357
Line4_2_6 | 0 | 0 | 0 | 0 | 0 | 0 | 0 | 0 | 0 | 0 | 0 | 0 | -4.0805e-09 | -1.0183e-09 | -1.0203e-09 | 4.0805e-09 | 1.0183e-09 | 1.0203e-09 | -1.4111e-12 | -5.287e-09 | 5.2819e-09 | 1.4111e-12 | 5.287e-09 | -5.2819e-09 | 0 | 0 | 0 | 0 | 0 | 0 |  | 0.33439 | 0.88208 | 0.88206 | 0.33439 | 0.88208 | 0.88206 | 0.013184 | -100.9171 | 100.9357 | 0.013185 | -100.9171 | 100.9357
Line5_6_7 | 0 | 0 | 0 | 0 | 0 | 0 | 0 | 0 | 0 | 0 | 0 | 0 | -3.2644e-09 | -8.1462e-10 | -8.1627e-10 | 3.2644e-09 | 8.1462e-10 | 8.1627e-10 | -1.1288e-12 | -4.2296e-09 | 4.2255e-09 | 1.1288e-12 | 4.2296e-09 | -4.2255e-09 | 0 | 0 | 0 | 0 | 0 | 0 |  | 0.33439 | 0.88208 | 0.88206 | 0.33439 | 0.88208 | 0.88206 | 0.013185 | -100.9171 | 100.9357 | 0.013186 | -100.9171 | 100.9357
Line6_7_8 | 0 | 0 | 0 | 0 | 0 | 0 | 0 | 0 | 0 | 0 | 0 | 0 | -2.4483e-09 | -6.1097e-10 | -6.122e-10 | 2.4483e-09 | 6.1097e-10 | 6.122e-10 | -8.4651e-13 | -3.1722e-09 | 3.1692e-09 | 8.4652e-13 | 3.1722e-09 | -3.1692e-09 | 0 | 0 | 0 | 0 | 0 | 0 |  | 0.33439 | 0.88208 | 0.88206 | 0.33439 | 0.88208 | 0.88206 | 0.013186 | -100.9171 | 100.9357 | 0.013186 | -100.9171 | 100.9357
Line7_8_9 | 0 | 0 | 0 | 0 | 0 | 0 | 0 | 0 | 0 | 0 | 0 | 0 | -8.161e-10 | -2.0366e-10 | -2.0407e-10 | 8.161e-10 | 2.0366e-10 | 2.0407e-10 | -2.8222e-13 | -1.0574e-09 | 1.0564e-09 | 2.8212e-13 | 1.0574e-09 | -1.0564e-09 | 0 | 0 | 0 | 0 | 0 | 0 |  | 0.33439 | 0.88208 | 0.88206 | 0.33439 | 0.88208 | 0.88206 | 0.013186 | -100.9171 | 100.9357 | 0.013186 | -100.9171 | 100.9357
Line8_8_10 | 0 | 0 | 0 | 0 | 0 | 0 | 0 | 0 | 0 | 0 | 0 | 0 | -8.161e-10 | -2.0366e-10 | -2.0407e-10 | 8.161e-10 | 2.0366e-10 | 2.0407e-10 | -2.822e-13 | -1.0574e-09 | 1.0564e-09 | 2.8209e-13 | 1.0574e-09 | -1.0564e-09 | 0 | 0 | 0 | 0 | 0 | 0 |  | 0.33439 | 0.88208 | 0.88206 | 0.33439 | 0.88208 | 0.88206 | 0.013186 | -100.9171 | 100.9357 | 0.013186 | -100.9171 | 100.9357
Line9_3_11 | 0 | 0 | 0 | 0 | 0 | 0 | 0 | 0 | 0 | 0 | 0 | 0 | -5.7127e-09 | -1.4256e-09 | -1.4285e-09 | 5.7127e-09 | 1.4256e-09 | 1.4285e-09 | -1.9759e-12 | -7.4018e-09 | 7.3947e-09 | 1.9759e-12 | 7.4018e-09 | -7.3947e-09 | 0 | 0 | 0 | 0 | 0 | 0 |  | 0.33439 | 0.88208 | 0.88206 | 0.33439 | 0.88208 | 0.88206 | 0.013185 | -100.9171 | 100.9357 | 0.013186 | -100.9171 | 100.9357

## LG_min_10
name | pf_ikss_a_from_ka | pf_ikss_b_from_ka | pf_ikss_c_from_ka | pf_ikss_a_to_ka | pf_ikss_b_to_ka | pf_ikss_c_to_ka | pf_skss_a_from_mw | pf_skss_b_from_mw | pf_skss_c_from_mw | pf_skss_a_to_mw | pf_skss_b_to_mw | pf_skss_c_to_mw | pf_p_a_from_mw | pf_p_b_from_mw | pf_p_c_from_mw | pf_p_a_to_mw | pf_p_b_to_mw | pf_p_c_to_mw | pf_q_a_from_mvar | pf_q_b_from_mvar | pf_q_c_from_mvar | pf_q_a_to_mvar | pf_q_b_to_mvar | pf_q_c_to_mvar | pf_ikss_a_from_degree | pf_ikss_b_from_degree | pf_ikss_c_from_degree | pf_ikss_a_to_degree | pf_ikss_b_to_degree | pf_ikss_c_to_degree | 3xI0 | pf_vm_a_from_pu | pf_vm_b_from_pu | pf_vm_c_from_pu | pf_vm_a_to_pu | pf_vm_b_to_pu | pf_vm_c_to_pu | pf_va_a_from_degree | pf_va_b_from_degree | pf_va_c_from_degree | pf_va_a_to_degree | pf_va_b_to_degree | pf_va_c_to_degree
Line0_1_2 | 0 | 0 | 0 | 0 | 0 | 0 | 0 | 0 | 0 | 0 | 0 | 0 | -4.8966e-09 | -1.2219e-09 | -1.2244e-09 | 4.8966e-09 | 1.2219e-09 | 1.2244e-09 | -1.6934e-12 | -6.3444e-09 | 6.3383e-09 | 1.6934e-12 | 6.3444e-09 | -6.3383e-09 | 0 | 0 | 0 | 0 | 0 | 0 |  | 0.33439 | 0.88208 | 0.88206 | 0.33439 | 0.88208 | 0.88206 | 0.013183 | -100.9171 | 100.9357 | 0.013184 | -100.9171 | 100.9357
Line10_11_12 | 0 | 0 | 0 | 0 | 0 | 0 | 0 | 0 | 0 | 0 | 0 | 0 | -4.8966e-09 | -1.2219e-09 | -1.2244e-09 | 4.8966e-09 | 1.2219e-09 | 1.2244e-09 | -1.6937e-12 | -6.3444e-09 | 6.3383e-09 | 1.6938e-12 | 6.3444e-09 | -6.3383e-09 | 0 | 0 | 0 | 0 | 0 | 0 |  | 0.33439 | 0.88208 | 0.88206 | 0.33439 | 0.88208 | 0.88206 | 0.013186 | -100.9171 | 100.9357 | 0.013187 | -100.9171 | 100.9357
Line11_12_13 | 0 | 0 | 0 | 0 | 0 | 0 | 0 | 0 | 0 | 0 | 0 | 0 | -4.0805e-09 | -1.0183e-09 | -1.0203e-09 | 4.0805e-09 | 1.0183e-09 | 1.0203e-09 | -1.4114e-12 | -5.287e-09 | 5.2819e-09 | 1.4114e-12 | 5.287e-09 | -5.2819e-09 | 0 | 0 | 0 | 0 | 0 | 0 |  | 0.33439 | 0.88208 | 0.88206 | 0.33439 | 0.88208 | 0.88206 | 0.013187 | -100.9171 | 100.9357 | 0.013187 | -100.9171 | 100.9357
Line12_13_15 | 0 | 0 | 0 | 0 | 0 | 0 | 0 | 0 | 0 | 0 | 0 | 0 | -2.4483e-09 | -6.1097e-10 | -6.122e-10 | 2.4483e-09 | 6.1097e-10 | 6.122e-10 | -8.4685e-13 | -3.1722e-09 | 3.1692e-09 | 8.4691e-13 | 3.1722e-09 | -3.1692e-09 | 0 | 0 | 0 | 0 | 0 | 0 |  | 0.33439 | 0.88208 | 0.88206 | 0.33439 | 0.88208 | 0.88206 | 0.013187 | -100.9171 | 100.9357 | 0.013188 | -100.9171 | 100.9357
Line13_13_14 | 0 | 0 | 0 | 0 | 0 | 0 | 0 | 0 | 0 | 0 | 0 | 0 | -8.161e-10 | -2.0366e-10 | -2.0407e-10 | 8.161e-10 | 2.0366e-10 | 2.0407e-10 | -2.8217e-13 | -1.0574e-09 | 1.0564e-09 | 2.822e-13 | 1.0574e-09 | -1.0564e-09 | 0 | 0 | 0 | 0 | 0 | 0 |  | 0.33439 | 0.88208 | 0.88206 | 0.33439 | 0.88208 | 0.88206 | 0.013187 | -100.9171 | 100.9357 | 0.013188 | -100.9171 | 100.9357
Line14_15_16 | 0 | 0 | 0 | 0 | 0 | 0 | 0 | 0 | 0 | 0 | 0 | 0 | -1.6322e-09 | -4.0731e-10 | -4.0814e-10 | 1.6322e-09 | 4.0731e-10 | 4.0814e-10 | -5.6452e-13 | -2.1148e-09 | 2.1128e-09 | 5.6452e-13 | 2.1148e-09 | -2.1128e-09 | 0 | 0 | 0 | 0 | 0 | 0 |  | 0.33439 | 0.88208 | 0.88206 | 0.33439 | 0.88208 | 0.88206 | 0.013188 | -100.9171 | 100.9357 | 0.013188 | -100.9171 | 100.9357
Line15_16_17 | 0 | 0 | 0 | 0 | 0 | 0 | 0 | 0 | 0 | 0 | 0 | 0 | -8.161e-10 | -2.0366e-10 | -2.0407e-10 | 8.161e-10 | 2.0366e-10 | 2.0407e-10 | -2.8219e-13 | -1.0574e-09 | 1.0564e-09 | 2.8215e-13 | 1.0574e-09 | -1.0564e-09 | 0 | 0 | 0 | 0 | 0 | 0 |  | 0.33439 | 0.88208 | 0.88206 | 0.33439 | 0.88208 | 0.88206 | 0.013188 | -100.9171 | 100.9357 | 0.013188 | -100.9171 | 100.9357
Line16_4_18 | 0 | 0 | 0 | 0 | 0 | 0 | 0 | 0 | 0 | 0 | 0 | 0 | -8.1731e-10 | -2.0455e-10 | -2.0285e-10 | 8.1731e-10 | 2.0455e-10 | 2.0285e-10 | 2.2749e-12 | -1.0557e-09 | 1.0554e-09 | -2.2749e-12 | 1.0557e-09 | -1.0554e-09 | 0 | 0 | 0 | 0 | 0 | 0 |  | 0.33539 | 0.88196 | 0.88265 | 0.33539 | 0.88196 | 0.88265 | -0.10599 | -100.946 | 100.967 | -0.10599 | -100.946 | 100.967
Line17_5_19 | 0 | 0 | 0 | 0 | 0 | 0 | 0 | 0 | 0 | 0 | 0 | 0 | -8.161e-10 | -2.0366e-10 | -2.0407e-10 | 8.161e-10 | 2.0366e-10 | 2.0407e-10 | -2.8213e-13 | -1.0574e-09 | 1.0564e-09 | 2.8212e-13 | 1.0574e-09 | -1.0564e-09 | 0 | 0 | 0 | 0 | 0 | 0 |  | 0.33439 | 0.88208 | 0.88206 | 0.33439 | 0.88208 | 0.88206 | 0.013184 | -100.9171 | 100.9357 | 0.013184 | -100.9171 | 100.9357
Line1_1_3 | 0 | 0 | 0 | 0 | 0 | 0 | 0 | 0 | 0 | 0 | 0 | 0 | -6.5288e-09 | -1.6292e-09 | -1.6325e-09 | 6.5288e-09 | 1.6292e-09 | 1.6325e-09 | -2.2581e-12 | -8.4592e-09 | 8.4511e-09 | 2.2582e-12 | 8.4592e-09 | -8.4511e-09 | 0 | 0 | 0 | 0 | 0 | 0 |  | 0.33439 | 0.88208 | 0.88206 | 0.33439 | 0.88208 | 0.88206 | 0.013183 | -100.9171 | 100.9357 | 0.013185 | -100.9171 | 100.9357
Line2_1_4 | 0.010158 | 0.0038417 | 0.0063877 | 0.010158 | 0.0038417 | 0.0063877 | 0.0023458 | 0.00088721 | 0.0014752 | 0.0023458 | 0.00088721 | 0.0014752 | -0.00012185 | 0.00068686 | -0.0012908 | 0.00012384 | -0.00068657 | 0.0012916 | -0.00077489 | -0.00037507 | -0.00016415 | 0.00077695 | 0.00037536 | 0.00016496 | 98.95 | -72.2798 | -86.3115 | -81.05 | 107.7202 | 93.6885 |  | 0.33439 | 0.88208 | 0.88206 | 0.33539 | 0.88196 | 0.88265 | 0.013183 | -100.9171 | 100.9357 | -0.10599 | -100.946 | 100.967
Line3_1_5 | 0 | 0 | 0 | 0 | 0 | 0 | 0 | 0 | 0 | 0 | 0 | 0 | -1.6322e-09 | -4.0731e-10 | -4.0814e-10 | 1.6322e-09 | 4.0731e-10 | 4.0814e-10 | -5.6443e-13 | -2.1148e-09 | 2.1128e-09 | 5.6442e-13 | 2.1148e-09 | -2.1128e-09 | 0 | 0 | 0 | 0 | 0 | 0 |  | 0.33439 | 0.88208 | 0.88206 | 0.33439 | 0.88208 | 0.88206 | 0.013183 | -100.9171 | 100.9357 | 0.013184 | -100.9171 | 100.9357
Line4_2_6 | 0 | 0 | 0 | 0 | 0 | 0 | 0 | 0 | 0 | 0 | 0 | 0 | -4.0805e-09 | -1.0183e-09 | -1.0203e-09 | 4.0805e-09 | 1.0183e-09 | 1.0203e-09 | -1.4111e-12 | -5.287e-09 | 5.2819e-09 | 1.4111e-12 | 5.287e-09 | -5.2819e-09 | 0 | 0 | 0 | 0 | 0 | 0 |  | 0.33439 | 0.88208 | 0.88206 | 0.33439 | 0.88208 | 0.88206 | 0.013184 | -100.9171 | 100.9357 | 0.013185 | -100.9171 | 100.9357
Line5_6_7 | 0 | 0 | 0 | 0 | 0 | 0 | 0 | 0 | 0 | 0 | 0 | 0 | -3.2644e-09 | -8.1462e-10 | -8.1627e-10 | 3.2644e-09 | 8.1462e-10 | 8.1627e-10 | -1.1288e-12 | -4.2296e-09 | 4.2255e-09 | 1.1288e-12 | 4.2296e-09 | -4.2255e-09 | 0 | 0 | 0 | 0 | 0 | 0 |  | 0.33439 | 0.88208 | 0.88206 | 0.33439 | 0.88208 | 0.88206 | 0.013185 | -100.9171 | 100.9357 | 0.013186 | -100.9171 | 100.9357
Line6_7_8 | 0 | 0 | 0 | 0 | 0 | 0 | 0 | 0 | 0 | 0 | 0 | 0 | -2.4483e-09 | -6.1097e-10 | -6.122e-10 | 2.4483e-09 | 6.1097e-10 | 6.122e-10 | -8.4651e-13 | -3.1722e-09 | 3.1692e-09 | 8.4652e-13 | 3.1722e-09 | -3.1692e-09 | 0 | 0 | 0 | 0 | 0 | 0 |  | 0.33439 | 0.88208 | 0.88206 | 0.33439 | 0.88208 | 0.88206 | 0.013186 | -100.9171 | 100.9357 | 0.013186 | -100.9171 | 100.9357
Line7_8_9 | 0 | 0 | 0 | 0 | 0 | 0 | 0 | 0 | 0 | 0 | 0 | 0 | -8.161e-10 | -2.0366e-10 | -2.0407e-10 | 8.161e-10 | 2.0366e-10 | 2.0407e-10 | -2.8222e-13 | -1.0574e-09 | 1.0564e-09 | 2.8212e-13 | 1.0574e-09 | -1.0564e-09 | 0 | 0 | 0 | 0 | 0 | 0 |  | 0.33439 | 0.88208 | 0.88206 | 0.33439 | 0.88208 | 0.88206 | 0.013186 | -100.9171 | 100.9357 | 0.013186 | -100.9171 | 100.9357
Line8_8_10 | 0 | 0 | 0 | 0 | 0 | 0 | 0 | 0 | 0 | 0 | 0 | 0 | -8.161e-10 | -2.0366e-10 | -2.0407e-10 | 8.161e-10 | 2.0366e-10 | 2.0407e-10 | -2.822e-13 | -1.0574e-09 | 1.0564e-09 | 2.8209e-13 | 1.0574e-09 | -1.0564e-09 | 0 | 0 | 0 | 0 | 0 | 0 |  | 0.33439 | 0.88208 | 0.88206 | 0.33439 | 0.88208 | 0.88206 | 0.013186 | -100.9171 | 100.9357 | 0.013186 | -100.9171 | 100.9357
Line9_3_11 | 0 | 0 | 0 | 0 | 0 | 0 | 0 | 0 | 0 | 0 | 0 | 0 | -5.7127e-09 | -1.4256e-09 | -1.4285e-09 | 5.7127e-09 | 1.4256e-09 | 1.4285e-09 | -1.9759e-12 | -7.4018e-09 | 7.3947e-09 | 1.9759e-12 | 7.4018e-09 | -7.3947e-09 | 0 | 0 | 0 | 0 | 0 | 0 |  | 0.33439 | 0.88208 | 0.88206 | 0.33439 | 0.88208 | 0.88206 | 0.013185 | -100.9171 | 100.9357 | 0.013186 | -100.9171 | 100.9357

## LG_min_fault_6
name | pf_ikss_a_from_ka | pf_ikss_b_from_ka | pf_ikss_c_from_ka | pf_ikss_a_to_ka | pf_ikss_b_to_ka | pf_ikss_c_to_ka | pf_skss_a_from_mw | pf_skss_b_from_mw | pf_skss_c_from_mw | pf_skss_a_to_mw | pf_skss_b_to_mw | pf_skss_c_to_mw | pf_p_a_from_mw | pf_p_b_from_mw | pf_p_c_from_mw | pf_p_a_to_mw | pf_p_b_to_mw | pf_p_c_to_mw | pf_q_a_from_mvar | pf_q_b_from_mvar | pf_q_c_from_mvar | pf_q_a_to_mvar | pf_q_b_to_mvar | pf_q_c_to_mvar | pf_ikss_a_from_degree | pf_ikss_b_from_degree | pf_ikss_c_from_degree | pf_ikss_a_to_degree | pf_ikss_b_to_degree | pf_ikss_c_to_degree | 3xI0 | pf_vm_a_from_pu | pf_vm_b_from_pu | pf_vm_c_from_pu | pf_vm_a_to_pu | pf_vm_b_to_pu | pf_vm_c_to_pu | pf_va_a_from_degree | pf_va_b_from_degree | pf_va_c_from_degree | pf_va_a_to_degree | pf_va_b_to_degree | pf_va_c_to_degree
Line0_1_2 | 0 | 0 | 0 | 0 | 0 | 0 | 0 | 0 | 0 | 0 | 0 | 0 | -1.9646e-10 | -1.1821e-10 | 1.9954e-11 | 1.9646e-10 | 1.1821e-10 | -1.9954e-11 | 1.5948e-10 | -4.652e-11 | 1.2617e-10 | -1.5948e-10 | 4.652e-11 | -1.2617e-10 | 0 | 0 | 0 | 0 | 0 | 0 |  | 0.99096 | 0.9946 | 1.0009 | 0.99096 | 0.9946 | 1.0009 | -0.41914 | -119.8782 | 119.6717 | -0.41914 | -119.8782 | 119.6717
Line10_11_12 | 0 | 0 | 0 | 0 | 0 | 0 | 0 | 0 | 0 | 0 | 0 | 0 | -1.9646e-10 | -1.1821e-10 | 1.9954e-11 | 1.9646e-10 | 1.1821e-10 | -1.9954e-11 | 1.5948e-10 | -4.652e-11 | 1.2617e-10 | -1.5948e-10 | 4.652e-11 | -1.2617e-10 | 0 | 0 | 0 | 0 | 0 | 0 |  | 0.99096 | 0.9946 | 1.0009 | 0.99096 | 0.9946 | 1.0009 | -0.41914 | -119.8782 | 119.6717 | -0.41914 | -119.8782 | 119.6717
Line11_12_13 | 0 | 0 | 0 | 0 | 0 | 0 | 0 | 0 | 0 | 0 | 0 | 0 | -1.6372e-10 | -9.8512e-11 | 1.6628e-11 | 1.6372e-10 | 9.8512e-11 | -1.6628e-11 | 1.329e-10 | -3.8766e-11 | 1.0514e-10 | -1.329e-10 | 3.8766e-11 | -1.0514e-10 | 0 | 0 | 0 | 0 | 0 | 0 |  | 0.99096 | 0.9946 | 1.0009 | 0.99096 | 0.9946 | 1.0009 | -0.41914 | -119.8782 | 119.6717 | -0.41914 | -119.8782 | 119.6717
Line12_13_15 | 0 | 0 | 0 | 0 | 0 | 0 | 0 | 0 | 0 | 0 | 0 | 0 | -9.8229e-11 | -5.9107e-11 | 9.9771e-12 | 9.8229e-11 | 5.9107e-11 | -9.9771e-12 | 7.9741e-11 | -2.326e-11 | 6.3084e-11 | -7.9741e-11 | 2.326e-11 | -6.3084e-11 | 0 | 0 | 0 | 0 | 0 | 0 |  | 0.99096 | 0.9946 | 1.0009 | 0.99096 | 0.9946 | 1.0009 | -0.41914 | -119.8782 | 119.6717 | -0.41914 | -119.8782 | 119.6717
Line13_13_14 | 0 | 0 | 0 | 0 | 0 | 0 | 0 | 0 | 0 | 0 | 0 | 0 | -3.2743e-11 | -1.9702e-11 | 3.3257e-12 | 3.2743e-11 | 1.9702e-11 | -3.3257e-12 | 2.658e-11 | -7.7533e-12 | 2.1028e-11 | -2.658e-11 | 7.7533e-12 | -2.1028e-11 | 0 | 0 | 0 | 0 | 0 | 0 |  | 0.99096 | 0.9946 | 1.0009 | 0.99096 | 0.9946 | 1.0009 | -0.41914 | -119.8782 | 119.6717 | -0.41914 | -119.8782 | 119.6717
Line14_15_16 | 0 | 0 | 0 | 0 | 0 | 0 | 0 | 0 | 0 | 0 | 0 | 0 | -6.5486e-11 | -3.9405e-11 | 6.6514e-12 | 6.5486e-11 | 3.9405e-11 | -6.6514e-12 | 5.3161e-11 | -1.5507e-11 | 4.2056e-11 | -5.3161e-11 | 1.5507e-11 | -4.2056e-11 | 0 | 0 | 0 | 0 | 0 | 0 |  | 0.99096 | 0.9946 | 1.0009 | 0.99096 | 0.9946 | 1.0009 | -0.41914 | -119.8782 | 119.6717 | -0.41914 | -119.8782 | 119.6717
Line15_16_17 | 0 | 0 | 0 | 0 | 0 | 0 | 0 | 0 | 0 | 0 | 0 | 0 | -3.2743e-11 | -1.9702e-11 | 3.3257e-12 | 3.2743e-11 | 1.9702e-11 | -3.3257e-12 | 2.658e-11 | -7.7533e-12 | 2.1028e-11 | -2.658e-11 | 7.7533e-12 | -2.1028e-11 | 0 | 0 | 0 | 0 | 0 | 0 |  | 0.99096 | 0.9946 | 1.0009 | 0.99096 | 0.9946 | 1.0009 | -0.41914 | -119.8782 | 119.6717 | -0.41914 | -119.8782 | 119.6717
Line16_4_18 | 0 | 0 | 0 | 0 | 0 | 0 | 0 | 0 | 0 | 0 | 0 | 0 | -3.2667e-11 | -1.9683e-11 | 3.3509e-12 | 3.2667e-11 | 1.9683e-11 | -3.3509e-12 | 2.6575e-11 | -7.7315e-12 | 2.0986e-11 | -2.6575e-11 | 7.7315e-12 | -2.0986e-11 | 0 | 0 | 0 | 0 | 0 | 0 |  | 0.99098 | 0.9946 | 1.0009 | 0.99098 | 0.9946 | 1.0009 | -0.41905 | -119.8785 | 119.6724 | -0.41905 | -119.8785 | 119.6724
Line17_5_19 | 0 | 0 | 0 | 0 | 0 | 0 | 0 | 0 | 0 | 0 | 0 | 0 | -3.2743e-11 | -1.9702e-11 | 3.3257e-12 | 3.2743e-11 | 1.9702e-11 | -3.3257e-12 | 2.658e-11 | -7.7533e-12 | 2.1028e-11 | -2.658e-11 | 7.7533e-12 | -2.1028e-11 | 0 | 0 | 0 | 0 | 0 | 0 |  | 0.99096 | 0.9946 | 1.0009 | 0.99096 | 0.9946 | 1.0009 | -0.41914 | -119.8782 | 119.6717 | -0.41914 | -119.8782 | 119.6717
Line1_1_3 | 0 | 0 | 0 | 0 | 0 | 0 | 0 | 0 | 0 | 0 | 0 | 0 | -2.6194e-10 | -1.5762e-10 | 2.6605e-11 | 2.6194e-10 | 1.5762e-10 | -2.6605e-11 | 2.1264e-10 | -6.2026e-11 | 1.6822e-10 | -2.1264e-10 | 6.2026e-11 | -1.6822e-10 | 0 | 0 | 0 | 0 | 0 | 0 |  | 0.99096 | 0.9946 | 1.0009 | 0.99096 | 0.9946 | 1.0009 | -0.41914 | -119.8782 | 119.6717 | -0.41914 | -119.8782 | 119.6717
Line2_1_4 | 0.00017713 | 6.6992e-05 | 0.00011139 | 0.00017713 | 6.6992e-05 | 0.00011139 | 4.0906e-05 | 1.5471e-05 | 2.5724e-05 | 4.0906e-05 | 1.5471e-05 | 2.5724e-05 | -3.0136e-05 | 1.005e-06 | -2.512e-05 | 3.0137e-05 | -1.0049e-06 | 2.512e-05 | -2.711e-05 | -1.5355e-05 | 5.6487e-06 | 2.7111e-05 | 1.5355e-05 | -5.6485e-06 | 137.6067 | -33.6231 | -47.6548 | -42.3933 | 146.3769 | 132.3452 |  | 0.99096 | 0.9946 | 1.0009 | 0.99098 | 0.9946 | 1.0009 | -0.41914 | -119.8782 | 119.6717 | -0.41905 | -119.8785 | 119.6724
Line3_1_5 | 0 | 0 | 0 | 0 | 0 | 0 | 0 | 0 | 0 | 0 | 0 | 0 | -6.5486e-11 | -3.9405e-11 | 6.6514e-12 | 6.5486e-11 | 3.9405e-11 | -6.6514e-12 | 5.3161e-11 | -1.5507e-11 | 4.2056e-11 | -5.3161e-11 | 1.5507e-11 | -4.2056e-11 | 0 | 0 | 0 | 0 | 0 | 0 |  | 0.99096 | 0.9946 | 1.0009 | 0.99096 | 0.9946 | 1.0009 | -0.41914 | -119.8782 | 119.6717 | -0.41914 | -119.8782 | 119.6717
Line4_2_6 | 0 | 0 | 0 | 0 | 0 | 0 | 0 | 0 | 0 | 0 | 0 | 0 | -1.6372e-10 | -9.8512e-11 | 1.6628e-11 | 1.6372e-10 | 9.8512e-11 | -1.6628e-11 | 1.329e-10 | -3.8766e-11 | 1.0514e-10 | -1.329e-10 | 3.8766e-11 | -1.0514e-10 | 0 | 0 | 0 | 0 | 0 | 0 |  | 0.99096 | 0.9946 | 1.0009 | 0.99096 | 0.9946 | 1.0009 | -0.41914 | -119.8782 | 119.6717 | -0.41914 | -119.8782 | 119.6717
Line5_6_7 | 0 | 0 | 0 | 0 | 0 | 0 | 0 | 0 | 0 | 0 | 0 | 0 | -1.3097e-10 | -7.8809e-11 | 1.3303e-11 | 1.3097e-10 | 7.8809e-11 | -1.3303e-11 | 1.0632e-10 | -3.1013e-11 | 8.4112e-11 | -1.0632e-10 | 3.1013e-11 | -8.4112e-11 | 0 | 0 | 0 | 0 | 0 | 0 |  | 0.99096 | 0.9946 | 1.0009 | 0.99096 | 0.9946 | 1.0009 | -0.41914 | -119.8782 | 119.6717 | -0.41914 | -119.8782 | 119.6717
Line6_7_8 | 0 | 0 | 0 | 0 | 0 | 0 | 0 | 0 | 0 | 0 | 0 | 0 | -9.8229e-11 | -5.9107e-11 | 9.977e-12 | 9.8229e-11 | 5.9107e-11 | -9.977e-12 | 7.9741e-11 | -2.326e-11 | 6.3084e-11 | -7.9741e-11 | 2.326e-11 | -6.3084e-11 | 0 | 0 | 0 | 0 | 0 | 0 |  | 0.99096 | 0.9946 | 1.0009 | 0.99096 | 0.9946 | 1.0009 | -0.41914 | -119.8782 | 119.6717 | -0.41914 | -119.8782 | 119.6717
Line7_8_9 | 0 | 0 | 0 | 0 | 0 | 0 | 0 | 0 | 0 | 0 | 0 | 0 | -3.2743e-11 | -1.9702e-11 | 3.3257e-12 | 3.2743e-11 | 1.9702e-11 | -3.3257e-12 | 2.658e-11 | -7.7533e-12 | 2.1028e-11 | -2.658e-11 | 7.7533e-12 | -2.1028e-11 | 0 | 0 | 0 | 0 | 0 | 0 |  | 0.99096 | 0.9946 | 1.0009 | 0.99096 | 0.9946 | 1.0009 | -0.41914 | -119.8782 | 119.6717 | -0.41914 | -119.8782 | 119.6717
Line8_8_10 | 0 | 0 | 0 | 0 | 0 | 0 | 0 | 0 | 0 | 0 | 0 | 0 | -3.2743e-11 | -1.9702e-11 | 3.3257e-12 | 3.2743e-11 | 1.9702e-11 | -3.3257e-12 | 2.658e-11 | -7.7533e-12 | 2.1028e-11 | -2.658e-11 | 7.7533e-12 | -2.1028e-11 | 0 | 0 | 0 | 0 | 0 | 0 |  | 0.99096 | 0.9946 | 1.0009 | 0.99096 | 0.9946 | 1.0009 | -0.41914 | -119.8782 | 119.6717 | -0.41914 | -119.8782 | 119.6717
Line9_3_11 | 0 | 0 | 0 | 0 | 0 | 0 | 0 | 0 | 0 | 0 | 0 | 0 | -2.292e-10 | -1.3792e-10 | 2.328e-11 | 2.292e-10 | 1.3792e-10 | -2.328e-11 | 1.8606e-10 | -5.4273e-11 | 1.472e-10 | -1.8606e-10 | 5.4273e-11 | -1.472e-10 | 0 | 0 | 0 | 0 | 0 | 0 |  | 0.99096 | 0.9946 | 1.0009 | 0.99096 | 0.9946 | 1.0009 | -0.41914 | -119.8782 | 119.6717 | -0.41914 | -119.8782 | 119.6717

## LG_min_fault_10
name | pf_ikss_a_from_ka | pf_ikss_b_from_ka | pf_ikss_c_from_ka | pf_ikss_a_to_ka | pf_ikss_b_to_ka | pf_ikss_c_to_ka | pf_skss_a_from_mw | pf_skss_b_from_mw | pf_skss_c_from_mw | pf_skss_a_to_mw | pf_skss_b_to_mw | pf_skss_c_to_mw | pf_p_a_from_mw | pf_p_b_from_mw | pf_p_c_from_mw | pf_p_a_to_mw | pf_p_b_to_mw | pf_p_c_to_mw | pf_q_a_from_mvar | pf_q_b_from_mvar | pf_q_c_from_mvar | pf_q_a_to_mvar | pf_q_b_to_mvar | pf_q_c_to_mvar | pf_ikss_a_from_degree | pf_ikss_b_from_degree | pf_ikss_c_from_degree | pf_ikss_a_to_degree | pf_ikss_b_to_degree | pf_ikss_c_to_degree | 3xI0 | pf_vm_a_from_pu | pf_vm_b_from_pu | pf_vm_c_from_pu | pf_vm_a_to_pu | pf_vm_b_to_pu | pf_vm_c_to_pu | pf_va_a_from_degree | pf_va_b_from_degree | pf_va_c_from_degree | pf_va_a_to_degree | pf_va_b_to_degree | pf_va_c_to_degree
Line0_1_2 | 0 | 0 | 0 | 0 | 0 | 0 | 0 | 0 | 0 | 0 | 0 | 0 | -1.9646e-10 | -1.1821e-10 | 1.9954e-11 | 1.9646e-10 | 1.1821e-10 | -1.9954e-11 | 1.5948e-10 | -4.652e-11 | 1.2617e-10 | -1.5948e-10 | 4.652e-11 | -1.2617e-10 | 0 | 0 | 0 | 0 | 0 | 0 |  | 0.99096 | 0.9946 | 1.0009 | 0.99096 | 0.9946 | 1.0009 | -0.41914 | -119.8782 | 119.6717 | -0.41914 | -119.8782 | 119.6717
Line10_11_12 | 0 | 0 | 0 | 0 | 0 | 0 | 0 | 0 | 0 | 0 | 0 | 0 | -1.9646e-10 | -1.1821e-10 | 1.9954e-11 | 1.9646e-10 | 1.1821e-10 | -1.9954e-11 | 1.5948e-10 | -4.652e-11 | 1.2617e-10 | -1.5948e-10 | 4.652e-11 | -1.2617e-10 | 0 | 0 | 0 | 0 | 0 | 0 |  | 0.99096 | 0.9946 | 1.0009 | 0.99096 | 0.9946 | 1.0009 | -0.41914 | -119.8782 | 119.6717 | -0.41914 | -119.8782 | 119.6717
Line11_12_13 | 0 | 0 | 0 | 0 | 0 | 0 | 0 | 0 | 0 | 0 | 0 | 0 | -1.6372e-10 | -9.8512e-11 | 1.6628e-11 | 1.6372e-10 | 9.8512e-11 | -1.6628e-11 | 1.329e-10 | -3.8766e-11 | 1.0514e-10 | -1.329e-10 | 3.8766e-11 | -1.0514e-10 | 0 | 0 | 0 | 0 | 0 | 0 |  | 0.99096 | 0.9946 | 1.0009 | 0.99096 | 0.9946 | 1.0009 | -0.41914 | -119.8782 | 119.6717 | -0.41914 | -119.8782 | 119.6717
Line12_13_15 | 0 | 0 | 0 | 0 | 0 | 0 | 0 | 0 | 0 | 0 | 0 | 0 | -9.8229e-11 | -5.9107e-11 | 9.9771e-12 | 9.8229e-11 | 5.9107e-11 | -9.9771e-12 | 7.9741e-11 | -2.326e-11 | 6.3084e-11 | -7.9741e-11 | 2.326e-11 | -6.3084e-11 | 0 | 0 | 0 | 0 | 0 | 0 |  | 0.99096 | 0.9946 | 1.0009 | 0.99096 | 0.9946 | 1.0009 | -0.41914 | -119.8782 | 119.6717 | -0.41914 | -119.8782 | 119.6717
Line13_13_14 | 0 | 0 | 0 | 0 | 0 | 0 | 0 | 0 | 0 | 0 | 0 | 0 | -3.2743e-11 | -1.9702e-11 | 3.3257e-12 | 3.2743e-11 | 1.9702e-11 | -3.3257e-12 | 2.658e-11 | -7.7533e-12 | 2.1028e-11 | -2.658e-11 | 7.7533e-12 | -2.1028e-11 | 0 | 0 | 0 | 0 | 0 | 0 |  | 0.99096 | 0.9946 | 1.0009 | 0.99096 | 0.9946 | 1.0009 | -0.41914 | -119.8782 | 119.6717 | -0.41914 | -119.8782 | 119.6717
Line14_15_16 | 0 | 0 | 0 | 0 | 0 | 0 | 0 | 0 | 0 | 0 | 0 | 0 | -6.5486e-11 | -3.9405e-11 | 6.6514e-12 | 6.5486e-11 | 3.9405e-11 | -6.6514e-12 | 5.3161e-11 | -1.5507e-11 | 4.2056e-11 | -5.3161e-11 | 1.5507e-11 | -4.2056e-11 | 0 | 0 | 0 | 0 | 0 | 0 |  | 0.99096 | 0.9946 | 1.0009 | 0.99096 | 0.9946 | 1.0009 | -0.41914 | -119.8782 | 119.6717 | -0.41914 | -119.8782 | 119.6717
Line15_16_17 | 0 | 0 | 0 | 0 | 0 | 0 | 0 | 0 | 0 | 0 | 0 | 0 | -3.2743e-11 | -1.9702e-11 | 3.3257e-12 | 3.2743e-11 | 1.9702e-11 | -3.3257e-12 | 2.658e-11 | -7.7533e-12 | 2.1028e-11 | -2.658e-11 | 7.7533e-12 | -2.1028e-11 | 0 | 0 | 0 | 0 | 0 | 0 |  | 0.99096 | 0.9946 | 1.0009 | 0.99096 | 0.9946 | 1.0009 | -0.41914 | -119.8782 | 119.6717 | -0.41914 | -119.8782 | 119.6717
Line16_4_18 | 0 | 0 | 0 | 0 | 0 | 0 | 0 | 0 | 0 | 0 | 0 | 0 | -3.2667e-11 | -1.9683e-11 | 3.3509e-12 | 3.2667e-11 | 1.9683e-11 | -3.3509e-12 | 2.6575e-11 | -7.7315e-12 | 2.0986e-11 | -2.6575e-11 | 7.7315e-12 | -2.0986e-11 | 0 | 0 | 0 | 0 | 0 | 0 |  | 0.99098 | 0.9946 | 1.0009 | 0.99098 | 0.9946 | 1.0009 | -0.41905 | -119.8785 | 119.6724 | -0.41905 | -119.8785 | 119.6724
Line17_5_19 | 0 | 0 | 0 | 0 | 0 | 0 | 0 | 0 | 0 | 0 | 0 | 0 | -3.2743e-11 | -1.9702e-11 | 3.3257e-12 | 3.2743e-11 | 1.9702e-11 | -3.3257e-12 | 2.658e-11 | -7.7533e-12 | 2.1028e-11 | -2.658e-11 | 7.7533e-12 | -2.1028e-11 | 0 | 0 | 0 | 0 | 0 | 0 |  | 0.99096 | 0.9946 | 1.0009 | 0.99096 | 0.9946 | 1.0009 | -0.41914 | -119.8782 | 119.6717 | -0.41914 | -119.8782 | 119.6717
Line1_1_3 | 0 | 0 | 0 | 0 | 0 | 0 | 0 | 0 | 0 | 0 | 0 | 0 | -2.6194e-10 | -1.5762e-10 | 2.6605e-11 | 2.6194e-10 | 1.5762e-10 | -2.6605e-11 | 2.1264e-10 | -6.2026e-11 | 1.6822e-10 | -2.1264e-10 | 6.2026e-11 | -1.6822e-10 | 0 | 0 | 0 | 0 | 0 | 0 |  | 0.99096 | 0.9946 | 1.0009 | 0.99096 | 0.9946 | 1.0009 | -0.41914 | -119.8782 | 119.6717 | -0.41914 | -119.8782 | 119.6717
Line2_1_4 | 0.00017713 | 6.6992e-05 | 0.00011139 | 0.00017713 | 6.6992e-05 | 0.00011139 | 4.0906e-05 | 1.5471e-05 | 2.5724e-05 | 4.0906e-05 | 1.5471e-05 | 2.5724e-05 | -3.0136e-05 | 1.005e-06 | -2.512e-05 | 3.0137e-05 | -1.0049e-06 | 2.512e-05 | -2.711e-05 | -1.5355e-05 | 5.6487e-06 | 2.7111e-05 | 1.5355e-05 | -5.6485e-06 | 137.6067 | -33.6231 | -47.6548 | -42.3933 | 146.3769 | 132.3452 |  | 0.99096 | 0.9946 | 1.0009 | 0.99098 | 0.9946 | 1.0009 | -0.41914 | -119.8782 | 119.6717 | -0.41905 | -119.8785 | 119.6724
Line3_1_5 | 0 | 0 | 0 | 0 | 0 | 0 | 0 | 0 | 0 | 0 | 0 | 0 | -6.5486e-11 | -3.9405e-11 | 6.6514e-12 | 6.5486e-11 | 3.9405e-11 | -6.6514e-12 | 5.3161e-11 | -1.5507e-11 | 4.2056e-11 | -5.3161e-11 | 1.5507e-11 | -4.2056e-11 | 0 | 0 | 0 | 0 | 0 | 0 |  | 0.99096 | 0.9946 | 1.0009 | 0.99096 | 0.9946 | 1.0009 | -0.41914 | -119.8782 | 119.6717 | -0.41914 | -119.8782 | 119.6717
Line4_2_6 | 0 | 0 | 0 | 0 | 0 | 0 | 0 | 0 | 0 | 0 | 0 | 0 | -1.6372e-10 | -9.8512e-11 | 1.6628e-11 | 1.6372e-10 | 9.8512e-11 | -1.6628e-11 | 1.329e-10 | -3.8766e-11 | 1.0514e-10 | -1.329e-10 | 3.8766e-11 | -1.0514e-10 | 0 | 0 | 0 | 0 | 0 | 0 |  | 0.99096 | 0.9946 | 1.0009 | 0.99096 | 0.9946 | 1.0009 | -0.41914 | -119.8782 | 119.6717 | -0.41914 | -119.8782 | 119.6717
Line5_6_7 | 0 | 0 | 0 | 0 | 0 | 0 | 0 | 0 | 0 | 0 | 0 | 0 | -1.3097e-10 | -7.8809e-11 | 1.3303e-11 | 1.3097e-10 | 7.8809e-11 | -1.3303e-11 | 1.0632e-10 | -3.1013e-11 | 8.4112e-11 | -1.0632e-10 | 3.1013e-11 | -8.4112e-11 | 0 | 0 | 0 | 0 | 0 | 0 |  | 0.99096 | 0.9946 | 1.0009 | 0.99096 | 0.9946 | 1.0009 | -0.41914 | -119.8782 | 119.6717 | -0.41914 | -119.8782 | 119.6717
Line6_7_8 | 0 | 0 | 0 | 0 | 0 | 0 | 0 | 0 | 0 | 0 | 0 | 0 | -9.8229e-11 | -5.9107e-11 | 9.977e-12 | 9.8229e-11 | 5.9107e-11 | -9.977e-12 | 7.9741e-11 | -2.326e-11 | 6.3084e-11 | -7.9741e-11 | 2.326e-11 | -6.3084e-11 | 0 | 0 | 0 | 0 | 0 | 0 |  | 0.99096 | 0.9946 | 1.0009 | 0.99096 | 0.9946 | 1.0009 | -0.41914 | -119.8782 | 119.6717 | -0.41914 | -119.8782 | 119.6717
Line7_8_9 | 0 | 0 | 0 | 0 | 0 | 0 | 0 | 0 | 0 | 0 | 0 | 0 | -3.2743e-11 | -1.9702e-11 | 3.3257e-12 | 3.2743e-11 | 1.9702e-11 | -3.3257e-12 | 2.658e-11 | -7.7533e-12 | 2.1028e-11 | -2.658e-11 | 7.7533e-12 | -2.1028e-11 | 0 | 0 | 0 | 0 | 0 | 0 |  | 0.99096 | 0.9946 | 1.0009 | 0.99096 | 0.9946 | 1.0009 | -0.41914 | -119.8782 | 119.6717 | -0.41914 | -119.8782 | 119.6717
Line8_8_10 | 0 | 0 | 0 | 0 | 0 | 0 | 0 | 0 | 0 | 0 | 0 | 0 | -3.2743e-11 | -1.9702e-11 | 3.3257e-12 | 3.2743e-11 | 1.9702e-11 | -3.3257e-12 | 2.658e-11 | -7.7533e-12 | 2.1028e-11 | -2.658e-11 | 7.7533e-12 | -2.1028e-11 | 0 | 0 | 0 | 0 | 0 | 0 |  | 0.99096 | 0.9946 | 1.0009 | 0.99096 | 0.9946 | 1.0009 | -0.41914 | -119.8782 | 119.6717 | -0.41914 | -119.8782 | 119.6717
Line9_3_11 | 0 | 0 | 0 | 0 | 0 | 0 | 0 | 0 | 0 | 0 | 0 | 0 | -2.292e-10 | -1.3792e-10 | 2.328e-11 | 2.292e-10 | 1.3792e-10 | -2.328e-11 | 1.8606e-10 | -5.4273e-11 | 1.472e-10 | -1.8606e-10 | 5.4273e-11 | -1.472e-10 | 0 | 0 | 0 | 0 | 0 | 0 |  | 0.99096 | 0.9946 | 1.0009 | 0.99096 | 0.9946 | 1.0009 | -0.41914 | -119.8782 | 119.6717 | -0.41914 | -119.8782 | 119.6717

## LLG_max_6
name | pf_ikss_a_from_ka | pf_ikss_b_from_ka | pf_ikss_c_from_ka | pf_ikss_a_to_ka | pf_ikss_b_to_ka | pf_ikss_c_to_ka | pf_skss_a_from_mw | pf_skss_b_from_mw | pf_skss_c_from_mw | pf_skss_a_to_mw | pf_skss_b_to_mw | pf_skss_c_to_mw | pf_p_a_from_mw | pf_p_b_from_mw | pf_p_c_from_mw | pf_p_a_to_mw | pf_p_b_to_mw | pf_p_c_to_mw | pf_q_a_from_mvar | pf_q_b_from_mvar | pf_q_c_from_mvar | pf_q_a_to_mvar | pf_q_b_to_mvar | pf_q_c_to_mvar | pf_ikss_a_from_degree | pf_ikss_b_from_degree | pf_ikss_c_from_degree | pf_ikss_a_to_degree | pf_ikss_b_to_degree | pf_ikss_c_to_degree | 3xI0 | pf_vm_a_from_pu | pf_vm_b_from_pu | pf_vm_c_from_pu | pf_vm_a_to_pu | pf_vm_b_to_pu | pf_vm_c_to_pu | pf_va_a_from_degree | pf_va_b_from_degree | pf_va_c_from_degree | pf_va_a_to_degree | pf_va_b_to_degree | pf_va_c_to_degree
Line0_1_2 | 0 | 0 | 0 | 0 | 0 | 0 | 0 | 0 | 0 | 0 | 0 | 0 | -5.5366e-09 | -2.9682e-09 | -2.6831e-09 | 5.5366e-09 | 2.9682e-09 | 2.6831e-09 | -2.8163e-10 | 6.9804e-09 | -7.4575e-09 | 2.8163e-10 | -6.9804e-09 | 7.4575e-09 | 0 | 0 | 0 | 0 | 0 | 0 |  | 0.77525 | 0.38801 | 0.40156 | 0.77525 | 0.38801 | 0.40156 | 0.86012 | -168.0218 | 170.1217 | 0.86012 | -168.0218 | 170.1217
Line10_11_12 | 0 | 0 | 0 | 0 | 0 | 0 | 0 | 0 | 0 | 0 | 0 | 0 | -5.5366e-09 | -2.9682e-09 | -2.6831e-09 | 5.5366e-09 | 2.9682e-09 | 2.6831e-09 | -2.8163e-10 | 6.9804e-09 | -7.4575e-09 | 2.8163e-10 | -6.9804e-09 | 7.4575e-09 | 0 | 0 | 0 | 0 | 0 | 0 |  | 0.77525 | 0.38801 | 0.40156 | 0.77525 | 0.38801 | 0.40156 | 0.86012 | -168.0218 | 170.1217 | 0.86012 | -168.0218 | 170.1217
Line11_12_13 | 0 | 0 | 0 | 0 | 0 | 0 | 0 | 0 | 0 | 0 | 0 | 0 | -4.6138e-09 | -2.4735e-09 | -2.2359e-09 | 4.6138e-09 | 2.4735e-09 | 2.2359e-09 | -2.3469e-10 | 5.817e-09 | -6.2146e-09 | 2.3469e-10 | -5.817e-09 | 6.2146e-09 | 0 | 0 | 0 | 0 | 0 | 0 |  | 0.77525 | 0.38801 | 0.40156 | 0.77525 | 0.38801 | 0.40156 | 0.86012 | -168.0218 | 170.1217 | 0.86012 | -168.0218 | 170.1217
Line12_13_15 | 0 | 0 | 0 | 0 | 0 | 0 | 0 | 0 | 0 | 0 | 0 | 0 | -2.7683e-09 | -1.4841e-09 | -1.3416e-09 | 2.7683e-09 | 1.4841e-09 | 1.3416e-09 | -1.4082e-10 | 3.4902e-09 | -3.7287e-09 | 1.4082e-10 | -3.4902e-09 | 3.7287e-09 | 0 | 0 | 0 | 0 | 0 | 0 |  | 0.77525 | 0.38801 | 0.40156 | 0.77525 | 0.38801 | 0.40156 | 0.86012 | -168.0218 | 170.1217 | 0.86012 | -168.0218 | 170.1217
Line13_13_14 | 0 | 0 | 0 | 0 | 0 | 0 | 0 | 0 | 0 | 0 | 0 | 0 | -9.2277e-10 | -4.9471e-10 | -4.4719e-10 | 9.2277e-10 | 4.9471e-10 | 4.4719e-10 | -4.6938e-11 | 1.1634e-09 | -1.2429e-09 | 4.6939e-11 | -1.1634e-09 | 1.2429e-09 | 0 | 0 | 0 | 0 | 0 | 0 |  | 0.77525 | 0.38801 | 0.40156 | 0.77525 | 0.38801 | 0.40156 | 0.86012 | -168.0218 | 170.1217 | 0.86012 | -168.0218 | 170.1217
Line14_15_16 | 0 | 0 | 0 | 0 | 0 | 0 | 0 | 0 | 0 | 0 | 0 | 0 | -1.8455e-09 | -9.8941e-10 | -8.9437e-10 | 1.8455e-09 | 9.8941e-10 | 8.9437e-10 | -9.3876e-11 | 2.3268e-09 | -2.4858e-09 | 9.3877e-11 | -2.3268e-09 | 2.4858e-09 | 0 | 0 | 0 | 0 | 0 | 0 |  | 0.77525 | 0.38801 | 0.40156 | 0.77525 | 0.38801 | 0.40156 | 0.86012 | -168.0218 | 170.1217 | 0.86012 | -168.0218 | 170.1217
Line15_16_17 | 0 | 0 | 0 | 0 | 0 | 0 | 0 | 0 | 0 | 0 | 0 | 0 | -9.2277e-10 | -4.9471e-10 | -4.4719e-10 | 9.2277e-10 | 4.9471e-10 | 4.4719e-10 | -4.6938e-11 | 1.1634e-09 | -1.2429e-09 | 4.6938e-11 | -1.1634e-09 | 1.2429e-09 | 0 | 0 | 0 | 0 | 0 | 0 |  | 0.77525 | 0.38801 | 0.40156 | 0.77525 | 0.38801 | 0.40156 | 0.86012 | -168.0218 | 170.1217 | 0.86012 | -168.0218 | 170.1217
Line16_4_18 | 0 | 0 | 0 | 0 | 0 | 0 | 0 | 0 | 0 | 0 | 0 | 0 | -8.4814e-10 | -6.3752e-10 | -6.4294e-10 | 8.4814e-10 | 6.3752e-10 | 6.4294e-10 | -2.863e-11 | 1.1679e-09 | -1.1012e-09 | 2.863e-11 | -1.1679e-09 | 1.1012e-09 | 0 | 0 | 0 | 0 | 0 | 0 |  | 0.81675 | 0.44536 | 0.42113 | 0.81675 | 0.44536 | 0.42113 | 0.49796 | -160.5552 | 160.4154 | 0.49796 | -160.5552 | 160.4154
Line17_5_19 | 0 | 0 | 0 | 0 | 0 | 0 | 0 | 0 | 0 | 0 | 0 | 0 | -9.2277e-10 | -4.9471e-10 | -4.4719e-10 | 9.2277e-10 | 4.9471e-10 | 4.4719e-10 | -4.6938e-11 | 1.1634e-09 | -1.2429e-09 | 4.6938e-11 | -1.1634e-09 | 1.2429e-09 | 0 | 0 | 0 | 0 | 0 | 0 |  | 0.77525 | 0.38801 | 0.40156 | 0.77525 | 0.38801 | 0.40156 | 0.86012 | -168.0218 | 170.1217 | 0.86012 | -168.0218 | 170.1217
Line1_1_3 | 0 | 0 | 0 | 0 | 0 | 0 | 0 | 0 | 0 | 0 | 0 | 0 | -7.3822e-09 | -3.9577e-09 | -3.5775e-09 | 7.3822e-09 | 3.9577e-09 | 3.5775e-09 | -3.7551e-10 | 9.3072e-09 | -9.9433e-09 | 3.7551e-10 | -9.3072e-09 | 9.9433e-09 | 0 | 0 | 0 | 0 | 0 | 0 |  | 0.77525 | 0.38801 | 0.40156 | 0.77525 | 0.38801 | 0.40156 | 0.86012 | -168.0218 | 170.1217 | 0.86012 | -168.0218 | 170.1217
Line2_1_4 | 0.43171 | 0.8145 | 0.74651 | 0.43171 | 0.8145 | 0.74651 | 0.0997 | 0.1881 | 0.1724 | 0.0997 | 0.1881 | 0.1724 | -0.025764 | -0.070078 | 0.055025 | 0.027627 | 0.076712 | -0.049452 | -0.072872 | -0.020392 | -0.042011 | 0.0766 | 0.033661 | 0.053156 | 110.3308 | -4.2467 | -152.517 | -69.6692 | 175.7533 | 27.483 |  | 0.77525 | 0.38801 | 0.40156 | 0.81675 | 0.44536 | 0.42113 | 0.86012 | -168.0218 | 170.1217 | 0.49796 | -160.5552 | 160.4154
Line3_1_5 | 0 | 0 | 0 | 0 | 0 | 0 | 0 | 0 | 0 | 0 | 0 | 0 | -1.8455e-09 | -9.8941e-10 | -8.9437e-10 | 1.8455e-09 | 9.8941e-10 | 8.9437e-10 | -9.3876e-11 | 2.3268e-09 | -2.4858e-09 | 9.3877e-11 | -2.3268e-09 | 2.4858e-09 | 0 | 0 | 0 | 0 | 0 | 0 |  | 0.77525 | 0.38801 | 0.40156 | 0.77525 | 0.38801 | 0.40156 | 0.86012 | -168.0218 | 170.1217 | 0.86012 | -168.0218 | 170.1217
Line4_2_6 | 0 | 0 | 0 | 0 | 0 | 0 | 0 | 0 | 0 | 0 | 0 | 0 | -4.6138e-09 | -2.4735e-09 | -2.2359e-09 | 4.6138e-09 | 2.4735e-09 | 2.2359e-09 | -2.3469e-10 | 5.817e-09 | -6.2146e-09 | 2.3469e-10 | -5.817e-09 | 6.2146e-09 | 0 | 0 | 0 | 0 | 0 | 0 |  | 0.77525 | 0.38801 | 0.40156 | 0.77525 | 0.38801 | 0.40156 | 0.86012 | -168.0218 | 170.1217 | 0.86012 | -168.0218 | 170.1217
Line5_6_7 | 0 | 0 | 0 | 0 | 0 | 0 | 0 | 0 | 0 | 0 | 0 | 0 | -3.6911e-09 | -1.9788e-09 | -1.7887e-09 | 3.6911e-09 | 1.9788e-09 | 1.7887e-09 | -1.8775e-10 | 4.6536e-09 | -4.9716e-09 | 1.8775e-10 | -4.6536e-09 | 4.9716e-09 | 0 | 0 | 0 | 0 | 0 | 0 |  | 0.77525 | 0.38801 | 0.40156 | 0.77525 | 0.38801 | 0.40156 | 0.86012 | -168.0218 | 170.1217 | 0.86012 | -168.0218 | 170.1217
Line6_7_8 | 0 | 0 | 0 | 0 | 0 | 0 | 0 | 0 | 0 | 0 | 0 | 0 | -2.7683e-09 | -1.4841e-09 | -1.3416e-09 | 2.7683e-09 | 1.4841e-09 | 1.3416e-09 | -1.4081e-10 | 3.4902e-09 | -3.7287e-09 | 1.4081e-10 | -3.4902e-09 | 3.7287e-09 | 0 | 0 | 0 | 0 | 0 | 0 |  | 0.77525 | 0.38801 | 0.40156 | 0.77525 | 0.38801 | 0.40156 | 0.86012 | -168.0218 | 170.1217 | 0.86012 | -168.0218 | 170.1217
Line7_8_9 | 0 | 0 | 0 | 0 | 0 | 0 | 0 | 0 | 0 | 0 | 0 | 0 | -9.2277e-10 | -4.9471e-10 | -4.4719e-10 | 9.2277e-10 | 4.9471e-10 | 4.4719e-10 | -4.6938e-11 | 1.1634e-09 | -1.2429e-09 | 4.6939e-11 | -1.1634e-09 | 1.2429e-09 | 0 | 0 | 0 | 0 | 0 | 0 |  | 0.77525 | 0.38801 | 0.40156 | 0.77525 | 0.38801 | 0.40156 | 0.86012 | -168.0218 | 170.1217 | 0.86012 | -168.0218 | 170.1217
Line8_8_10 | 0 | 0 | 0 | 0 | 0 | 0 | 0 | 0 | 0 | 0 | 0 | 0 | -9.2277e-10 | -4.9471e-10 | -4.4719e-10 | 9.2277e-10 | 4.9471e-10 | 4.4719e-10 | -4.6938e-11 | 1.1634e-09 | -1.2429e-09 | 4.6938e-11 | -1.1634e-09 | 1.2429e-09 | 0 | 0 | 0 | 0 | 0 | 0 |  | 0.77525 | 0.38801 | 0.40156 | 0.77525 | 0.38801 | 0.40156 | 0.86012 | -168.0218 | 170.1217 | 0.86012 | -168.0218 | 170.1217
Line9_3_11 | 0 | 0 | 0 | 0 | 0 | 0 | 0 | 0 | 0 | 0 | 0 | 0 | -6.4594e-09 | -3.4629e-09 | -3.1303e-09 | 6.4594e-09 | 3.4629e-09 | 3.1303e-09 | -3.2857e-10 | 8.1438e-09 | -8.7004e-09 | 3.2857e-10 | -8.1438e-09 | 8.7004e-09 | 0 | 0 | 0 | 0 | 0 | 0 |  | 0.77525 | 0.38801 | 0.40156 | 0.77525 | 0.38801 | 0.40156 | 0.86012 | -168.0218 | 170.1217 | 0.86012 | -168.0218 | 170.1217

## LLG_max_10
name | pf_ikss_a_from_ka | pf_ikss_b_from_ka | pf_ikss_c_from_ka | pf_ikss_a_to_ka | pf_ikss_b_to_ka | pf_ikss_c_to_ka | pf_skss_a_from_mw | pf_skss_b_from_mw | pf_skss_c_from_mw | pf_skss_a_to_mw | pf_skss_b_to_mw | pf_skss_c_to_mw | pf_p_a_from_mw | pf_p_b_from_mw | pf_p_c_from_mw | pf_p_a_to_mw | pf_p_b_to_mw | pf_p_c_to_mw | pf_q_a_from_mvar | pf_q_b_from_mvar | pf_q_c_from_mvar | pf_q_a_to_mvar | pf_q_b_to_mvar | pf_q_c_to_mvar | pf_ikss_a_from_degree | pf_ikss_b_from_degree | pf_ikss_c_from_degree | pf_ikss_a_to_degree | pf_ikss_b_to_degree | pf_ikss_c_to_degree | 3xI0 | pf_vm_a_from_pu | pf_vm_b_from_pu | pf_vm_c_from_pu | pf_vm_a_to_pu | pf_vm_b_to_pu | pf_vm_c_to_pu | pf_va_a_from_degree | pf_va_b_from_degree | pf_va_c_from_degree | pf_va_a_to_degree | pf_va_b_to_degree | pf_va_c_to_degree
Line0_1_2 | 0 | 0 | 0 | 0 | 0 | 0 | 0 | 0 | 0 | 0 | 0 | 0 | -5.5281e-09 | -2.9812e-09 | -2.6955e-09 | 5.5281e-09 | 2.9812e-09 | 2.6955e-09 | -2.8266e-10 | 6.9792e-09 | -7.4564e-09 | 2.8266e-10 | -6.9792e-09 | 7.4564e-09 | 0 | 0 | 0 | 0 | 0 | 0 |  | 0.77611 | 0.38862 | 0.40211 | 0.77611 | 0.38862 | 0.40211 | 0.86232 | -167.9114 | 170.0174 | 0.86232 | -167.9114 | 170.0174
Line10_11_12 | 0 | 0 | 0 | 0 | 0 | 0 | 0 | 0 | 0 | 0 | 0 | 0 | -5.5281e-09 | -2.9812e-09 | -2.6955e-09 | 5.5281e-09 | 2.9812e-09 | 2.6955e-09 | -2.8266e-10 | 6.9792e-09 | -7.4564e-09 | 2.8266e-10 | -6.9792e-09 | 7.4564e-09 | 0 | 0 | 0 | 0 | 0 | 0 |  | 0.77611 | 0.38862 | 0.40211 | 0.77611 | 0.38862 | 0.40211 | 0.86232 | -167.9114 | 170.0174 | 0.86232 | -167.9114 | 170.0174
Line11_12_13 | 0 | 0 | 0 | 0 | 0 | 0 | 0 | 0 | 0 | 0 | 0 | 0 | -4.6068e-09 | -2.4843e-09 | -2.2463e-09 | 4.6068e-09 | 2.4843e-09 | 2.2463e-09 | -2.3555e-10 | 5.816e-09 | -6.2136e-09 | 2.3555e-10 | -5.816e-09 | 6.2136e-09 | 0 | 0 | 0 | 0 | 0 | 0 |  | 0.77611 | 0.38862 | 0.40211 | 0.77611 | 0.38862 | 0.40211 | 0.86232 | -167.9114 | 170.0174 | 0.86232 | -167.9114 | 170.0174
Line12_13_15 | 0 | 0 | 0 | 0 | 0 | 0 | 0 | 0 | 0 | 0 | 0 | 0 | -2.7641e-09 | -1.4906e-09 | -1.3478e-09 | 2.7641e-09 | 1.4906e-09 | 1.3478e-09 | -1.4133e-10 | 3.4896e-09 | -3.7282e-09 | 1.4133e-10 | -3.4896e-09 | 3.7282e-09 | 0 | 0 | 0 | 0 | 0 | 0 |  | 0.77611 | 0.38862 | 0.40211 | 0.77611 | 0.38862 | 0.40211 | 0.86232 | -167.9114 | 170.0174 | 0.86232 | -167.9114 | 170.0174
Line13_13_14 | 0 | 0 | 0 | 0 | 0 | 0 | 0 | 0 | 0 | 0 | 0 | 0 | -9.2135e-10 | -4.9686e-10 | -4.4925e-10 | 9.2135e-10 | 4.9686e-10 | 4.4925e-10 | -4.711e-11 | 1.1632e-09 | -1.2427e-09 | 4.7111e-11 | -1.1632e-09 | 1.2427e-09 | 0 | 0 | 0 | 0 | 0 | 0 |  | 0.77611 | 0.38862 | 0.40211 | 0.77611 | 0.38862 | 0.40211 | 0.86232 | -167.9114 | 170.0174 | 0.86232 | -167.9114 | 170.0174
Line14_15_16 | 0 | 0 | 0 | 0 | 0 | 0 | 0 | 0 | 0 | 0 | 0 | 0 | -1.8427e-09 | -9.9372e-10 | -8.985e-10 | 1.8427e-09 | 9.9372e-10 | 8.985e-10 | -9.4221e-11 | 2.3264e-09 | -2.4855e-09 | 9.4221e-11 | -2.3264e-09 | 2.4855e-09 | 0 | 0 | 0 | 0 | 0 | 0 |  | 0.77611 | 0.38862 | 0.40211 | 0.77611 | 0.38862 | 0.40211 | 0.86232 | -167.9114 | 170.0174 | 0.86232 | -167.9114 | 170.0174
Line15_16_17 | 0 | 0 | 0 | 0 | 0 | 0 | 0 | 0 | 0 | 0 | 0 | 0 | -9.2135e-10 | -4.9686e-10 | -4.4925e-10 | 9.2135e-10 | 4.9686e-10 | 4.4925e-10 | -4.711e-11 | 1.1632e-09 | -1.2427e-09 | 4.711e-11 | -1.1632e-09 | 1.2427e-09 | 0 | 0 | 0 | 0 | 0 | 0 |  | 0.77611 | 0.38862 | 0.40211 | 0.77611 | 0.38862 | 0.40211 | 0.86232 | -167.9114 | 170.0174 | 0.86232 | -167.9114 | 170.0174
Line16_4_18 | 0 | 0 | 0 | 0 | 0 | 0 | 0 | 0 | 0 | 0 | 0 | 0 | -8.4869e-10 | -6.3435e-10 | -6.3853e-10 | 8.4868e-10 | 6.3435e-10 | 6.3853e-10 | -2.8601e-11 | 1.1687e-09 | -1.106e-09 | 2.8601e-11 | -1.1687e-09 | 1.106e-09 | 0 | 0 | 0 | 0 | 0 | 0 |  | 0.81647 | 0.44413 | 0.42101 | 0.81647 | 0.44413 | 0.42101 | 0.49762 | -160.7227 | 160.6443 | 0.49762 | -160.7227 | 160.6443
Line17_5_19 | 0 | 0 | 0 | 0 | 0 | 0 | 0 | 0 | 0 | 0 | 0 | 0 | -9.2135e-10 | -4.9686e-10 | -4.4925e-10 | 9.2135e-10 | 4.9686e-10 | 4.4925e-10 | -4.711e-11 | 1.1632e-09 | -1.2427e-09 | 4.711e-11 | -1.1632e-09 | 1.2427e-09 | 0 | 0 | 0 | 0 | 0 | 0 |  | 0.77611 | 0.38862 | 0.40211 | 0.77611 | 0.38862 | 0.40211 | 0.86232 | -167.9114 | 170.0174 | 0.86232 | -167.9114 | 170.0174
Line1_1_3 | 0 | 0 | 0 | 0 | 0 | 0 | 0 | 0 | 0 | 0 | 0 | 0 | -7.3708e-09 | -3.9749e-09 | -3.594e-09 | 7.3708e-09 | 3.9749e-09 | 3.594e-09 | -3.7688e-10 | 9.3056e-09 | -9.9418e-09 | 3.7688e-10 | -9.3056e-09 | 9.9418e-09 | 0 | 0 | 0 | 0 | 0 | 0 |  | 0.77611 | 0.38862 | 0.40211 | 0.77611 | 0.38862 | 0.40211 | 0.86232 | -167.9114 | 170.0174 | 0.86232 | -167.9114 | 170.0174
Line2_1_4 | 0.42012 | 0.78623 | 0.72129 | 0.42012 | 0.78623 | 0.72129 | 0.097022 | 0.18157 | 0.16658 | 0.097022 | 0.18157 | 0.16658 | -0.024794 | -0.067641 | 0.053125 | 0.026559 | 0.073823 | -0.047923 | -0.0711 | -0.020092 | -0.040796 | 0.07463 | 0.032455 | 0.051201 | 110.0872 | -4.4549 | -152.4611 | -69.9128 | 175.5451 | 27.5389 |  | 0.77611 | 0.38862 | 0.40211 | 0.81647 | 0.44413 | 0.42101 | 0.86232 | -167.9114 | 170.0174 | 0.49762 | -160.7227 | 160.6443
Line3_1_5 | 0 | 0 | 0 | 0 | 0 | 0 | 0 | 0 | 0 | 0 | 0 | 0 | -1.8427e-09 | -9.9372e-10 | -8.985e-10 | 1.8427e-09 | 9.9372e-10 | 8.985e-10 | -9.4221e-11 | 2.3264e-09 | -2.4855e-09 | 9.4221e-11 | -2.3264e-09 | 2.4855e-09 | 0 | 0 | 0 | 0 | 0 | 0 |  | 0.77611 | 0.38862 | 0.40211 | 0.77611 | 0.38862 | 0.40211 | 0.86232 | -167.9114 | 170.0174 | 0.86232 | -167.9114 | 170.0174
Line4_2_6 | 0 | 0 | 0 | 0 | 0 | 0 | 0 | 0 | 0 | 0 | 0 | 0 | -4.6068e-09 | -2.4843e-09 | -2.2463e-09 | 4.6068e-09 | 2.4843e-09 | 2.2463e-09 | -2.3555e-10 | 5.816e-09 | -6.2136e-09 | 2.3555e-10 | -5.816e-09 | 6.2136e-09 | 0 | 0 | 0 | 0 | 0 | 0 |  | 0.77611 | 0.38862 | 0.40211 | 0.77611 | 0.38862 | 0.40211 | 0.86232 | -167.9114 | 170.0174 | 0.86232 | -167.9114 | 170.0174
Line5_6_7 | 0 | 0 | 0 | 0 | 0 | 0 | 0 | 0 | 0 | 0 | 0 | 0 | -3.6854e-09 | -1.9874e-09 | -1.797e-09 | 3.6854e-09 | 1.9874e-09 | 1.797e-09 | -1.8844e-10 | 4.6528e-09 | -4.9709e-09 | 1.8844e-10 | -4.6528e-09 | 4.9709e-09 | 0 | 0 | 0 | 0 | 0 | 0 |  | 0.77611 | 0.38862 | 0.40211 | 0.77611 | 0.38862 | 0.40211 | 0.86232 | -167.9114 | 170.0174 | 0.86232 | -167.9114 | 170.0174
Line6_7_8 | 0 | 0 | 0 | 0 | 0 | 0 | 0 | 0 | 0 | 0 | 0 | 0 | -2.7641e-09 | -1.4906e-09 | -1.3478e-09 | 2.7641e-09 | 1.4906e-09 | 1.3478e-09 | -1.4133e-10 | 3.4896e-09 | -3.7282e-09 | 1.4133e-10 | -3.4896e-09 | 3.7282e-09 | 0 | 0 | 0 | 0 | 0 | 0 |  | 0.77611 | 0.38862 | 0.40211 | 0.77611 | 0.38862 | 0.40211 | 0.86232 | -167.9114 | 170.0174 | 0.86232 | -167.9114 | 170.0174
Line7_8_9 | 0 | 0 | 0 | 0 | 0 | 0 | 0 | 0 | 0 | 0 | 0 | 0 | -9.2135e-10 | -4.9686e-10 | -4.4925e-10 | 9.2135e-10 | 4.9686e-10 | 4.4925e-10 | -4.711e-11 | 1.1632e-09 | -1.2427e-09 | 4.7111e-11 | -1.1632e-09 | 1.2427e-09 | 0 | 0 | 0 | 0 | 0 | 0 |  | 0.77611 | 0.38862 | 0.40211 | 0.77611 | 0.38862 | 0.40211 | 0.86232 | -167.9114 | 170.0174 | 0.86232 | -167.9114 | 170.0174
Line8_8_10 | 0 | 0 | 0 | 0 | 0 | 0 | 0 | 0 | 0 | 0 | 0 | 0 | -9.2135e-10 | -4.9686e-10 | -4.4925e-10 | 9.2135e-10 | 4.9686e-10 | 4.4925e-10 | -4.7111e-11 | 1.1632e-09 | -1.2427e-09 | 4.7111e-11 | -1.1632e-09 | 1.2427e-09 | 0 | 0 | 0 | 0 | 0 | 0 |  | 0.77611 | 0.38862 | 0.40211 | 0.77611 | 0.38862 | 0.40211 | 0.86232 | -167.9114 | 170.0174 | 0.86232 | -167.9114 | 170.0174
Line9_3_11 | 0 | 0 | 0 | 0 | 0 | 0 | 0 | 0 | 0 | 0 | 0 | 0 | -6.4495e-09 | -3.478e-09 | -3.1448e-09 | 6.4495e-09 | 3.478e-09 | 3.1448e-09 | -3.2977e-10 | 8.1424e-09 | -8.6991e-09 | 3.2977e-10 | -8.1424e-09 | 8.6991e-09 | 0 | 0 | 0 | 0 | 0 | 0 |  | 0.77611 | 0.38862 | 0.40211 | 0.77611 | 0.38862 | 0.40211 | 0.86232 | -167.9114 | 170.0174 | 0.86232 | -167.9114 | 170.0174

## LLG_max_fault_6
name | pf_ikss_a_from_ka | pf_ikss_b_from_ka | pf_ikss_c_from_ka | pf_ikss_a_to_ka | pf_ikss_b_to_ka | pf_ikss_c_to_ka | pf_skss_a_from_mw | pf_skss_b_from_mw | pf_skss_c_from_mw | pf_skss_a_to_mw | pf_skss_b_to_mw | pf_skss_c_to_mw | pf_p_a_from_mw | pf_p_b_from_mw | pf_p_c_from_mw | pf_p_a_to_mw | pf_p_b_to_mw | pf_p_c_to_mw | pf_q_a_from_mvar | pf_q_b_from_mvar | pf_q_c_from_mvar | pf_q_a_to_mvar | pf_q_b_to_mvar | pf_q_c_to_mvar | pf_ikss_a_from_degree | pf_ikss_b_from_degree | pf_ikss_c_from_degree | pf_ikss_a_to_degree | pf_ikss_b_to_degree | pf_ikss_c_to_degree | 3xI0 | pf_vm_a_from_pu | pf_vm_b_from_pu | pf_vm_c_from_pu | pf_vm_a_to_pu | pf_vm_b_to_pu | pf_vm_c_to_pu | pf_va_a_from_degree | pf_va_b_from_degree | pf_va_c_from_degree | pf_va_a_to_degree | pf_va_b_to_degree | pf_va_c_to_degree
Line0_1_2 | 0 | 0 | 0 | 0 | 0 | 0 | 0 | 0 | 0 | 0 | 0 | 0 | 2.6835e-10 | 1.8995e-10 | 4.692e-11 | -2.6835e-10 | -1.8995e-10 | -4.692e-11 | 6.9888e-11 | 2.7683e-10 | 1.043e-10 | -6.9888e-11 | -2.7683e-10 | -1.043e-10 | 0 | 0 | 0 | 0 | 0 | 0 |  | 1.111 | 1.1077 | 1.1019 | 1.111 | 1.1077 | 1.1019 | -0.14894 | -120.5917 | 119.7759 | -0.14894 | -120.5917 | 119.7759
Line10_11_12 | 0 | 0 | 0 | 0 | 0 | 0 | 0 | 0 | 0 | 0 | 0 | 0 | 2.6835e-10 | 1.8995e-10 | 4.692e-11 | -2.6835e-10 | -1.8995e-10 | -4.692e-11 | 6.9888e-11 | 2.7683e-10 | 1.043e-10 | -6.9888e-11 | -2.7683e-10 | -1.043e-10 | 0 | 0 | 0 | 0 | 0 | 0 |  | 1.111 | 1.1077 | 1.1019 | 1.111 | 1.1077 | 1.1019 | -0.14894 | -120.5917 | 119.7759 | -0.14894 | -120.5917 | 119.7759
Line11_12_13 | 0 | 0 | 0 | 0 | 0 | 0 | 0 | 0 | 0 | 0 | 0 | 0 | 2.2363e-10 | 1.583e-10 | 3.91e-11 | -2.2363e-10 | -1.583e-10 | -3.91e-11 | 5.824e-11 | 2.3069e-10 | 8.6919e-11 | -5.824e-11 | -2.3069e-10 | -8.6919e-11 | 0 | 0 | 0 | 0 | 0 | 0 |  | 1.111 | 1.1077 | 1.1019 | 1.111 | 1.1077 | 1.1019 | -0.14894 | -120.5917 | 119.7759 | -0.14894 | -120.5917 | 119.7759
Line12_13_15 | 0 | 0 | 0 | 0 | 0 | 0 | 0 | 0 | 0 | 0 | 0 | 0 | 1.3418e-10 | 9.4977e-11 | 2.346e-11 | -1.3418e-10 | -9.4977e-11 | -2.346e-11 | 3.4944e-11 | 1.3842e-10 | 5.2151e-11 | -3.4944e-11 | -1.3842e-10 | -5.2151e-11 | 0 | 0 | 0 | 0 | 0 | 0 |  | 1.111 | 1.1077 | 1.1019 | 1.111 | 1.1077 | 1.1019 | -0.14894 | -120.5917 | 119.7759 | -0.14894 | -120.5917 | 119.7759
Line13_13_14 | 0 | 0 | 0 | 0 | 0 | 0 | 0 | 0 | 0 | 0 | 0 | 0 | 4.4725e-11 | 3.1659e-11 | 7.8199e-12 | -4.4725e-11 | -3.1659e-11 | -7.8199e-12 | 1.1648e-11 | 4.6139e-11 | 1.7384e-11 | -1.1648e-11 | -4.6139e-11 | -1.7384e-11 | 0 | 0 | 0 | 0 | 0 | 0 |  | 1.111 | 1.1077 | 1.1019 | 1.111 | 1.1077 | 1.1019 | -0.14894 | -120.5917 | 119.7759 | -0.14894 | -120.5917 | 119.7759
Line14_15_16 | 0 | 0 | 0 | 0 | 0 | 0 | 0 | 0 | 0 | 0 | 0 | 0 | 8.9451e-11 | 6.3318e-11 | 1.564e-11 | -8.9451e-11 | -6.3318e-11 | -1.564e-11 | 2.3296e-11 | 9.2278e-11 | 3.4768e-11 | -2.3296e-11 | -9.2278e-11 | -3.4768e-11 | 0 | 0 | 0 | 0 | 0 | 0 |  | 1.111 | 1.1077 | 1.1019 | 1.111 | 1.1077 | 1.1019 | -0.14894 | -120.5917 | 119.7759 | -0.14894 | -120.5917 | 119.7759
Line15_16_17 | 0 | 0 | 0 | 0 | 0 | 0 | 0 | 0 | 0 | 0 | 0 | 0 | 4.4725e-11 | 3.1659e-11 | 7.8199e-12 | -4.4725e-11 | -3.1659e-11 | -7.8199e-12 | 1.1648e-11 | 4.6139e-11 | 1.7384e-11 | -1.1648e-11 | -4.6139e-11 | -1.7384e-11 | 0 | 0 | 0 | 0 | 0 | 0 |  | 1.111 | 1.1077 | 1.1019 | 1.111 | 1.1077 | 1.1019 | -0.14894 | -120.5917 | 119.7759 | -0.14894 | -120.5917 | 119.7759
Line16_4_18 | 0 | 0 | 0 | 0 | 0 | 0 | 0 | 0 | 0 | 0 | 0 | 0 | 1.0294e-10 | 9.1536e-11 | 6.7469e-11 | -1.0294e-10 | -9.1536e-11 | -6.7469e-11 | 3.1434e-11 | 6.4314e-11 | 3.7811e-11 | -3.1434e-11 | -6.4314e-11 | -3.7811e-11 | 0 | 0 | 0 | 0 | 0 | 0 |  | 1.1249 | 1.1221 | 1.1164 | 1.1249 | 1.1221 | 1.1164 | -0.39695 | -120.8142 | 119.5189 | -0.39695 | -120.8142 | 119.5189
Line17_5_19 | 0 | 0 | 0 | 0 | 0 | 0 | 0 | 0 | 0 | 0 | 0 | 0 | 4.4725e-11 | 3.1659e-11 | 7.8199e-12 | -4.4725e-11 | -3.1659e-11 | -7.8199e-12 | 1.1648e-11 | 4.6139e-11 | 1.7384e-11 | -1.1648e-11 | -4.6139e-11 | -1.7384e-11 | 0 | 0 | 0 | 0 | 0 | 0 |  | 1.111 | 1.1077 | 1.1019 | 1.111 | 1.1077 | 1.1019 | -0.14894 | -120.5917 | 119.7759 | -0.14894 | -120.5917 | 119.7759
Line1_1_3 | 0 | 0 | 0 | 0 | 0 | 0 | 0 | 0 | 0 | 0 | 0 | 0 | 3.578e-10 | 2.5327e-10 | 6.2559e-11 | -3.578e-10 | -2.5327e-10 | -6.2559e-11 | 9.3184e-11 | 3.6911e-10 | 1.3907e-10 | -9.3184e-11 | -3.6911e-10 | -1.3907e-10 | 0 | 0 | 0 | 0 | 0 | 0 |  | 1.111 | 1.1077 | 1.1019 | 1.111 | 1.1077 | 1.1019 | -0.14894 | -120.5917 | 119.7759 | -0.14894 | -120.5917 | 119.7759
Line2_1_4 | 0.15255 | 0.1553 | 0.15848 | 0.15255 | 0.1553 | 0.15848 | 0.035229 | 0.035865 | 0.036599 | 0.035229 | 0.035865 | 0.036599 | -0.0049838 | -0.0067068 | -0.0052761 | 0.0052166 | 0.006948 | 0.0055273 | -0.03882 | -0.039159 | -0.039983 | 0.039286 | 0.039642 | 0.040485 | 97.1668 | -20.8729 | -142.7069 | -82.8332 | 159.1271 | 37.2931 |  | 1.111 | 1.1077 | 1.1019 | 1.1249 | 1.1221 | 1.1164 | -0.14894 | -120.5917 | 119.7759 | -0.39695 | -120.8142 | 119.5189
Line3_1_5 | 0 | 0 | 0 | 0 | 0 | 0 | 0 | 0 | 0 | 0 | 0 | 0 | 8.9451e-11 | 6.3318e-11 | 1.564e-11 | -8.9451e-11 | -6.3318e-11 | -1.564e-11 | 2.3296e-11 | 9.2278e-11 | 3.4768e-11 | -2.3296e-11 | -9.2278e-11 | -3.4768e-11 | 0 | 0 | 0 | 0 | 0 | 0 |  | 1.111 | 1.1077 | 1.1019 | 1.111 | 1.1077 | 1.1019 | -0.14894 | -120.5917 | 119.7759 | -0.14894 | -120.5917 | 119.7759
Line4_2_6 | 0 | 0 | 0 | 0 | 0 | 0 | 0 | 0 | 0 | 0 | 0 | 0 | 2.2363e-10 | 1.583e-10 | 3.91e-11 | -2.2363e-10 | -1.583e-10 | -3.91e-11 | 5.824e-11 | 2.3069e-10 | 8.6919e-11 | -5.824e-11 | -2.3069e-10 | -8.6919e-11 | 0 | 0 | 0 | 0 | 0 | 0 |  | 1.111 | 1.1077 | 1.1019 | 1.111 | 1.1077 | 1.1019 | -0.14894 | -120.5917 | 119.7759 | -0.14894 | -120.5917 | 119.7759
Line5_6_7 | 0 | 0 | 0 | 0 | 0 | 0 | 0 | 0 | 0 | 0 | 0 | 0 | 1.789e-10 | 1.2664e-10 | 3.128e-11 | -1.789e-10 | -1.2664e-10 | -3.128e-11 | 4.6592e-11 | 1.8456e-10 | 6.9535e-11 | -4.6592e-11 | -1.8456e-10 | -6.9535e-11 | 0 | 0 | 0 | 0 | 0 | 0 |  | 1.111 | 1.1077 | 1.1019 | 1.111 | 1.1077 | 1.1019 | -0.14894 | -120.5917 | 119.7759 | -0.14894 | -120.5917 | 119.7759
Line6_7_8 | 0 | 0 | 0 | 0 | 0 | 0 | 0 | 0 | 0 | 0 | 0 | 0 | 1.3418e-10 | 9.4977e-11 | 2.346e-11 | -1.3418e-10 | -9.4977e-11 | -2.346e-11 | 3.4944e-11 | 1.3842e-10 | 5.2151e-11 | -3.4944e-11 | -1.3842e-10 | -5.2151e-11 | 0 | 0 | 0 | 0 | 0 | 0 |  | 1.111 | 1.1077 | 1.1019 | 1.111 | 1.1077 | 1.1019 | -0.14894 | -120.5917 | 119.7759 | -0.14894 | -120.5917 | 119.7759
Line7_8_9 | 0 | 0 | 0 | 0 | 0 | 0 | 0 | 0 | 0 | 0 | 0 | 0 | 4.4725e-11 | 3.1659e-11 | 7.8199e-12 | -4.4725e-11 | -3.1659e-11 | -7.8199e-12 | 1.1648e-11 | 4.6139e-11 | 1.7384e-11 | -1.1648e-11 | -4.6139e-11 | -1.7384e-11 | 0 | 0 | 0 | 0 | 0 | 0 |  | 1.111 | 1.1077 | 1.1019 | 1.111 | 1.1077 | 1.1019 | -0.14894 | -120.5917 | 119.7759 | -0.14894 | -120.5917 | 119.7759
Line8_8_10 | 0 | 0 | 0 | 0 | 0 | 0 | 0 | 0 | 0 | 0 | 0 | 0 | 4.4725e-11 | 3.1659e-11 | 7.8199e-12 | -4.4725e-11 | -3.1659e-11 | -7.8199e-12 | 1.1648e-11 | 4.6139e-11 | 1.7384e-11 | -1.1648e-11 | -4.6139e-11 | -1.7384e-11 | 0 | 0 | 0 | 0 | 0 | 0 |  | 1.111 | 1.1077 | 1.1019 | 1.111 | 1.1077 | 1.1019 | -0.14894 | -120.5917 | 119.7759 | -0.14894 | -120.5917 | 119.7759
Line9_3_11 | 0 | 0 | 0 | 0 | 0 | 0 | 0 | 0 | 0 | 0 | 0 | 0 | 3.1308e-10 | 2.2161e-10 | 5.4739e-11 | -3.1308e-10 | -2.2161e-10 | -5.4739e-11 | 8.1536e-11 | 3.2297e-10 | 1.2169e-10 | -8.1536e-11 | -3.2297e-10 | -1.2169e-10 | 0 | 0 | 0 | 0 | 0 | 0 |  | 1.111 | 1.1077 | 1.1019 | 1.111 | 1.1077 | 1.1019 | -0.14894 | -120.5917 | 119.7759 | -0.14894 | -120.5917 | 119.7759

## LLG_max_fault_10
name | pf_ikss_a_from_ka | pf_ikss_b_from_ka | pf_ikss_c_from_ka | pf_ikss_a_to_ka | pf_ikss_b_to_ka | pf_ikss_c_to_ka | pf_skss_a_from_mw | pf_skss_b_from_mw | pf_skss_c_from_mw | pf_skss_a_to_mw | pf_skss_b_to_mw | pf_skss_c_to_mw | pf_p_a_from_mw | pf_p_b_from_mw | pf_p_c_from_mw | pf_p_a_to_mw | pf_p_b_to_mw | pf_p_c_to_mw | pf_q_a_from_mvar | pf_q_b_from_mvar | pf_q_c_from_mvar | pf_q_a_to_mvar | pf_q_b_to_mvar | pf_q_c_to_mvar | pf_ikss_a_from_degree | pf_ikss_b_from_degree | pf_ikss_c_from_degree | pf_ikss_a_to_degree | pf_ikss_b_to_degree | pf_ikss_c_to_degree | 3xI0 | pf_vm_a_from_pu | pf_vm_b_from_pu | pf_vm_c_from_pu | pf_vm_a_to_pu | pf_vm_b_to_pu | pf_vm_c_to_pu | pf_va_a_from_degree | pf_va_b_from_degree | pf_va_c_from_degree | pf_va_a_to_degree | pf_va_b_to_degree | pf_va_c_to_degree
Line0_1_2 | 0 | 0 | 0 | 0 | 0 | 0 | 0 | 0 | 0 | 0 | 0 | 0 | 2.8723e-10 | 2.0875e-10 | 6.5526e-11 | -2.8723e-10 | -2.0875e-10 | -6.5526e-11 | 6.9559e-11 | 2.7648e-10 | 1.0399e-10 | -6.9559e-11 | -2.7648e-10 | -1.0399e-10 | 0 | 0 | 0 | 0 | 0 | 0 |  | 1.1117 | 1.1085 | 1.1027 | 1.1117 | 1.1085 | 1.1027 | -0.14813 | -120.5905 | 119.7767 | -0.14813 | -120.5905 | 119.7767
Line10_11_12 | 0 | 0 | 0 | 0 | 0 | 0 | 0 | 0 | 0 | 0 | 0 | 0 | 2.8723e-10 | 2.0875e-10 | 6.5526e-11 | -2.8723e-10 | -2.0875e-10 | -6.5526e-11 | 6.9559e-11 | 2.7648e-10 | 1.0399e-10 | -6.9559e-11 | -2.7648e-10 | -1.0399e-10 | 0 | 0 | 0 | 0 | 0 | 0 |  | 1.1117 | 1.1085 | 1.1027 | 1.1117 | 1.1085 | 1.1027 | -0.14813 | -120.5905 | 119.7767 | -0.14813 | -120.5905 | 119.7767
Line11_12_13 | 0 | 0 | 0 | 0 | 0 | 0 | 0 | 0 | 0 | 0 | 0 | 0 | 2.3936e-10 | 1.7395e-10 | 5.4605e-11 | -2.3936e-10 | -1.7395e-10 | -5.4605e-11 | 5.7966e-11 | 2.304e-10 | 8.6656e-11 | -5.7966e-11 | -2.304e-10 | -8.6656e-11 | 0 | 0 | 0 | 0 | 0 | 0 |  | 1.1117 | 1.1085 | 1.1027 | 1.1117 | 1.1085 | 1.1027 | -0.14813 | -120.5905 | 119.7767 | -0.14813 | -120.5905 | 119.7767
Line12_13_15 | 0 | 0 | 0 | 0 | 0 | 0 | 0 | 0 | 0 | 0 | 0 | 0 | 1.4362e-10 | 1.0437e-10 | 3.2763e-11 | -1.4362e-10 | -1.0437e-10 | -3.2763e-11 | 3.4779e-11 | 1.3824e-10 | 5.1993e-11 | -3.4779e-11 | -1.3824e-10 | -5.1993e-11 | 0 | 0 | 0 | 0 | 0 | 0 |  | 1.1117 | 1.1085 | 1.1027 | 1.1117 | 1.1085 | 1.1027 | -0.14813 | -120.5905 | 119.7767 | -0.14813 | -120.5905 | 119.7767
Line13_13_14 | 0 | 0 | 0 | 0 | 0 | 0 | 0 | 0 | 0 | 0 | 0 | 0 | 4.7872e-11 | 3.4791e-11 | 1.0921e-11 | -4.7872e-11 | -3.4791e-11 | -1.0921e-11 | 1.1593e-11 | 4.608e-11 | 1.7331e-11 | -1.1593e-11 | -4.608e-11 | -1.7331e-11 | 0 | 0 | 0 | 0 | 0 | 0 |  | 1.1117 | 1.1085 | 1.1027 | 1.1117 | 1.1085 | 1.1027 | -0.14813 | -120.5905 | 119.7767 | -0.14813 | -120.5905 | 119.7767
Line14_15_16 | 0 | 0 | 0 | 0 | 0 | 0 | 0 | 0 | 0 | 0 | 0 | 0 | 9.5744e-11 | 6.9582e-11 | 2.1842e-11 | -9.5744e-11 | -6.9582e-11 | -2.1842e-11 | 2.3186e-11 | 9.2161e-11 | 3.4662e-11 | -2.3186e-11 | -9.2161e-11 | -3.4662e-11 | 0 | 0 | 0 | 0 | 0 | 0 |  | 1.1117 | 1.1085 | 1.1027 | 1.1117 | 1.1085 | 1.1027 | -0.14813 | -120.5905 | 119.7767 | -0.14813 | -120.5905 | 119.7767
Line15_16_17 | 0 | 0 | 0 | 0 | 0 | 0 | 0 | 0 | 0 | 0 | 0 | 0 | 4.7872e-11 | 3.4791e-11 | 1.0921e-11 | -4.7872e-11 | -3.4791e-11 | -1.0921e-11 | 1.1593e-11 | 4.608e-11 | 1.7331e-11 | -1.1593e-11 | -4.608e-11 | -1.7331e-11 | 0 | 0 | 0 | 0 | 0 | 0 |  | 1.1117 | 1.1085 | 1.1027 | 1.1117 | 1.1085 | 1.1027 | -0.14813 | -120.5905 | 119.7767 | -0.14813 | -120.5905 | 119.7767
Line16_4_18 | 0 | 0 | 0 | 0 | 0 | 0 | 0 | 0 | 0 | 0 | 0 | 0 | 1.0628e-10 | 9.4792e-11 | 7.0664e-11 | -1.0628e-10 | -9.4792e-11 | -7.0664e-11 | 3.1489e-11 | 6.4436e-11 | 3.7842e-11 | -3.1489e-11 | -6.4436e-11 | -3.7842e-11 | 0 | 0 | 0 | 0 | 0 | 0 |  | 1.1257 | 1.1229 | 1.1172 | 1.1257 | 1.1229 | 1.1172 | -0.39736 | -120.8152 | 119.5188 | -0.39736 | -120.8152 | 119.5188
Line17_5_19 | 0 | 0 | 0 | 0 | 0 | 0 | 0 | 0 | 0 | 0 | 0 | 0 | 4.7872e-11 | 3.4791e-11 | 1.0921e-11 | -4.7872e-11 | -3.4791e-11 | -1.0921e-11 | 1.1593e-11 | 4.608e-11 | 1.7331e-11 | -1.1593e-11 | -4.608e-11 | -1.7331e-11 | 0 | 0 | 0 | 0 | 0 | 0 |  | 1.1117 | 1.1085 | 1.1027 | 1.1117 | 1.1085 | 1.1027 | -0.14813 | -120.5905 | 119.7767 | -0.14813 | -120.5905 | 119.7767
Line1_1_3 | 0 | 0 | 0 | 0 | 0 | 0 | 0 | 0 | 0 | 0 | 0 | 0 | 3.8298e-10 | 2.7833e-10 | 8.7368e-11 | -3.8298e-10 | -2.7833e-10 | -8.7368e-11 | 9.2745e-11 | 3.6864e-10 | 1.3865e-10 | -9.2745e-11 | -3.6864e-10 | -1.3865e-10 | 0 | 0 | 0 | 0 | 0 | 0 |  | 1.1117 | 1.1085 | 1.1027 | 1.1117 | 1.1085 | 1.1027 | -0.14813 | -120.5905 | 119.7767 | -0.14813 | -120.5905 | 119.7767
Line2_1_4 | 0.1529 | 0.15553 | 0.15858 | 0.1529 | 0.15553 | 0.15858 | 0.035311 | 0.035919 | 0.036622 | 0.035311 | 0.035919 | 0.036622 | -0.0049543 | -0.0066165 | -0.0052334 | 0.0051881 | 0.0068584 | 0.0054849 | -0.038943 | -0.039262 | -0.040042 | 0.03941 | 0.039746 | 0.040545 | 97.1021 | -21.025 | -142.7771 | -82.8979 | 158.975 | 37.2229 |  | 1.1117 | 1.1085 | 1.1027 | 1.1257 | 1.1229 | 1.1172 | -0.14813 | -120.5905 | 119.7767 | -0.39736 | -120.8152 | 119.5188
Line3_1_5 | 0 | 0 | 0 | 0 | 0 | 0 | 0 | 0 | 0 | 0 | 0 | 0 | 9.5744e-11 | 6.9582e-11 | 2.1842e-11 | -9.5744e-11 | -6.9582e-11 | -2.1842e-11 | 2.3186e-11 | 9.2161e-11 | 3.4662e-11 | -2.3186e-11 | -9.2161e-11 | -3.4662e-11 | 0 | 0 | 0 | 0 | 0 | 0 |  | 1.1117 | 1.1085 | 1.1027 | 1.1117 | 1.1085 | 1.1027 | -0.14813 | -120.5905 | 119.7767 | -0.14813 | -120.5905 | 119.7767
Line4_2_6 | 0 | 0 | 0 | 0 | 0 | 0 | 0 | 0 | 0 | 0 | 0 | 0 | 2.3936e-10 | 1.7395e-10 | 5.4605e-11 | -2.3936e-10 | -1.7395e-10 | -5.4605e-11 | 5.7966e-11 | 2.304e-10 | 8.6656e-11 | -5.7966e-11 | -2.304e-10 | -8.6656e-11 | 0 | 0 | 0 | 0 | 0 | 0 |  | 1.1117 | 1.1085 | 1.1027 | 1.1117 | 1.1085 | 1.1027 | -0.14813 | -120.5905 | 119.7767 | -0.14813 | -120.5905 | 119.7767
Line5_6_7 | 0 | 0 | 0 | 0 | 0 | 0 | 0 | 0 | 0 | 0 | 0 | 0 | 1.9149e-10 | 1.3916e-10 | 4.3684e-11 | -1.9149e-10 | -1.3916e-10 | -4.3684e-11 | 4.6373e-11 | 1.8432e-10 | 6.9324e-11 | -4.6373e-11 | -1.8432e-10 | -6.9324e-11 | 0 | 0 | 0 | 0 | 0 | 0 |  | 1.1117 | 1.1085 | 1.1027 | 1.1117 | 1.1085 | 1.1027 | -0.14813 | -120.5905 | 119.7767 | -0.14813 | -120.5905 | 119.7767
Line6_7_8 | 0 | 0 | 0 | 0 | 0 | 0 | 0 | 0 | 0 | 0 | 0 | 0 | 1.4362e-10 | 1.0437e-10 | 3.2763e-11 | -1.4362e-10 | -1.0437e-10 | -3.2763e-11 | 3.4779e-11 | 1.3824e-10 | 5.1993e-11 | -3.4779e-11 | -1.3824e-10 | -5.1993e-11 | 0 | 0 | 0 | 0 | 0 | 0 |  | 1.1117 | 1.1085 | 1.1027 | 1.1117 | 1.1085 | 1.1027 | -0.14813 | -120.5905 | 119.7767 | -0.14813 | -120.5905 | 119.7767
Line7_8_9 | 0 | 0 | 0 | 0 | 0 | 0 | 0 | 0 | 0 | 0 | 0 | 0 | 4.7872e-11 | 3.4791e-11 | 1.0921e-11 | -4.7872e-11 | -3.4791e-11 | -1.0921e-11 | 1.1593e-11 | 4.608e-11 | 1.7331e-11 | -1.1593e-11 | -4.608e-11 | -1.7331e-11 | 0 | 0 | 0 | 0 | 0 | 0 |  | 1.1117 | 1.1085 | 1.1027 | 1.1117 | 1.1085 | 1.1027 | -0.14813 | -120.5905 | 119.7767 | -0.14813 | -120.5905 | 119.7767
Line8_8_10 | 0 | 0 | 0 | 0 | 0 | 0 | 0 | 0 | 0 | 0 | 0 | 0 | 4.7872e-11 | 3.4791e-11 | 1.0921e-11 | -4.7872e-11 | -3.4791e-11 | -1.0921e-11 | 1.1593e-11 | 4.608e-11 | 1.7331e-11 | -1.1593e-11 | -4.608e-11 | -1.7331e-11 | 0 | 0 | 0 | 0 | 0 | 0 |  | 1.1117 | 1.1085 | 1.1027 | 1.1117 | 1.1085 | 1.1027 | -0.14813 | -120.5905 | 119.7767 | -0.14813 | -120.5905 | 119.7767
Line9_3_11 | 0 | 0 | 0 | 0 | 0 | 0 | 0 | 0 | 0 | 0 | 0 | 0 | 3.351e-10 | 2.4354e-10 | 7.6447e-11 | -3.351e-10 | -2.4354e-10 | -7.6447e-11 | 8.1152e-11 | 3.2256e-10 | 1.2132e-10 | -8.1152e-11 | -3.2256e-10 | -1.2132e-10 | 0 | 0 | 0 | 0 | 0 | 0 |  | 1.1117 | 1.1085 | 1.1027 | 1.1117 | 1.1085 | 1.1027 | -0.14813 | -120.5905 | 119.7767 | -0.14813 | -120.5905 | 119.7767

## LLG_min_6
name | pf_ikss_a_from_ka | pf_ikss_b_from_ka | pf_ikss_c_from_ka | pf_ikss_a_to_ka | pf_ikss_b_to_ka | pf_ikss_c_to_ka | pf_skss_a_from_mw | pf_skss_b_from_mw | pf_skss_c_from_mw | pf_skss_a_to_mw | pf_skss_b_to_mw | pf_skss_c_to_mw | pf_p_a_from_mw | pf_p_b_from_mw | pf_p_c_from_mw | pf_p_a_to_mw | pf_p_b_to_mw | pf_p_c_to_mw | pf_q_a_from_mvar | pf_q_b_from_mvar | pf_q_c_from_mvar | pf_q_a_to_mvar | pf_q_b_to_mvar | pf_q_c_to_mvar | pf_ikss_a_from_degree | pf_ikss_b_from_degree | pf_ikss_c_from_degree | pf_ikss_a_to_degree | pf_ikss_b_to_degree | pf_ikss_c_to_degree | 3xI0 | pf_vm_a_from_pu | pf_vm_b_from_pu | pf_vm_c_from_pu | pf_vm_a_to_pu | pf_vm_b_to_pu | pf_vm_c_to_pu | pf_va_a_from_degree | pf_va_b_from_degree | pf_va_c_from_degree | pf_va_a_to_degree | pf_va_b_to_degree | pf_va_c_to_degree
Line0_1_2 | 0 | 0 | 0 | 0 | 0 | 0 | 0 | 0 | 0 | 0 | 0 | 0 | -4.8843e-09 | -1.2508e-09 | -1.2443e-09 | 4.8843e-09 | 1.2508e-09 | 1.2443e-09 | -6.1095e-12 | 6.3367e-09 | -6.3462e-09 | 6.1095e-12 | -6.3367e-09 | 6.3462e-09 | 0 | 0 | 0 | 0 | 0 | 0 |  | 0.66728 | 0.33348 | 0.33381 | 0.66728 | 0.33348 | 0.33381 | 0.023843 | -179.7368 | 179.7847 | 0.023843 | -179.7368 | 179.7847
Line10_11_12 | 0 | 0 | 0 | 0 | 0 | 0 | 0 | 0 | 0 | 0 | 0 | 0 | -4.8843e-09 | -1.2508e-09 | -1.2443e-09 | 4.8843e-09 | 1.2508e-09 | 1.2443e-09 | -6.1097e-12 | 6.3367e-09 | -6.3462e-09 | 6.1098e-12 | -6.3367e-09 | 6.3462e-09 | 0 | 0 | 0 | 0 | 0 | 0 |  | 0.66728 | 0.33348 | 0.33381 | 0.66728 | 0.33348 | 0.33381 | 0.023844 | -179.7368 | 179.7847 | 0.023844 | -179.7368 | 179.7847
Line11_12_13 | 0 | 0 | 0 | 0 | 0 | 0 | 0 | 0 | 0 | 0 | 0 | 0 | -4.0703e-09 | -1.0424e-09 | -1.0369e-09 | 4.0703e-09 | 1.0424e-09 | 1.0369e-09 | -5.0914e-12 | 5.2806e-09 | -5.2885e-09 | 5.0912e-12 | -5.2806e-09 | 5.2885e-09 | 0 | 0 | 0 | 0 | 0 | 0 |  | 0.66728 | 0.33348 | 0.33381 | 0.66728 | 0.33348 | 0.33381 | 0.023844 | -179.7368 | 179.7847 | 0.023844 | -179.7368 | 179.7847
Line12_13_15 | 0 | 0 | 0 | 0 | 0 | 0 | 0 | 0 | 0 | 0 | 0 | 0 | -2.4422e-09 | -6.2542e-10 | -6.2216e-10 | 2.4422e-09 | 6.2542e-10 | 6.2216e-10 | -3.055e-12 | 3.1683e-09 | -3.1731e-09 | 3.055e-12 | -3.1683e-09 | 3.1731e-09 | 0 | 0 | 0 | 0 | 0 | 0 |  | 0.66728 | 0.33348 | 0.33381 | 0.66728 | 0.33348 | 0.33381 | 0.023844 | -179.7368 | 179.7847 | 0.023844 | -179.7368 | 179.7847
Line13_13_14 | 0 | 0 | 0 | 0 | 0 | 0 | 0 | 0 | 0 | 0 | 0 | 0 | -8.1406e-10 | -2.0847e-10 | -2.0739e-10 | 8.1406e-10 | 2.0847e-10 | 2.0739e-10 | -1.0181e-12 | 1.0561e-09 | -1.0577e-09 | 1.018e-12 | -1.0561e-09 | 1.0577e-09 | 0 | 0 | 0 | 0 | 0 | 0 |  | 0.66728 | 0.33348 | 0.33381 | 0.66728 | 0.33348 | 0.33381 | 0.023844 | -179.7368 | 179.7847 | 0.023844 | -179.7368 | 179.7847
Line14_15_16 | 0 | 0 | 0 | 0 | 0 | 0 | 0 | 0 | 0 | 0 | 0 | 0 | -1.6281e-09 | -4.1695e-10 | -4.1478e-10 | 1.6281e-09 | 4.1695e-10 | 4.1478e-10 | -2.0366e-12 | 2.1122e-09 | -2.1154e-09 | 2.0365e-12 | -2.1122e-09 | 2.1154e-09 | 0 | 0 | 0 | 0 | 0 | 0 |  | 0.66728 | 0.33348 | 0.33381 | 0.66728 | 0.33348 | 0.33381 | 0.023844 | -179.7368 | 179.7847 | 0.023844 | -179.7368 | 179.7847
Line15_16_17 | 0 | 0 | 0 | 0 | 0 | 0 | 0 | 0 | 0 | 0 | 0 | 0 | -8.1406e-10 | -2.0847e-10 | -2.0739e-10 | 8.1406e-10 | 2.0847e-10 | 2.0739e-10 | -1.0182e-12 | 1.0561e-09 | -1.0577e-09 | 1.0181e-12 | -1.0561e-09 | 1.0577e-09 | 0 | 0 | 0 | 0 | 0 | 0 |  | 0.66728 | 0.33348 | 0.33381 | 0.66728 | 0.33348 | 0.33381 | 0.023844 | -179.7368 | 179.7847 | 0.023844 | -179.7368 | 179.7847
Line16_4_18 | 0 | 0 | 0 | 0 | 0 | 0 | 0 | 0 | 0 | 0 | 0 | 0 | -8.1313e-10 | -2.1173e-10 | -2.1234e-10 | 8.1313e-10 | 2.1173e-10 | 2.1234e-10 | -2.8614e-13 | 1.0577e-09 | -1.0534e-09 | 2.8614e-13 | -1.0577e-09 | 1.0534e-09 | 0 | 0 | 0 | 0 | 0 | 0 |  | 0.66804 | 0.33472 | 0.33334 | 0.66804 | 0.33472 | 0.33334 | 0.0066928 | -179.5199 | 179.5313 | 0.0066928 | -179.5199 | 179.5313
Line17_5_19 | 0 | 0 | 0 | 0 | 0 | 0 | 0 | 0 | 0 | 0 | 0 | 0 | -8.1406e-10 | -2.0847e-10 | -2.0739e-10 | 8.1406e-10 | 2.0847e-10 | 2.0739e-10 | -1.0181e-12 | 1.0561e-09 | -1.0577e-09 | 1.0181e-12 | -1.0561e-09 | 1.0577e-09 | 0 | 0 | 0 | 0 | 0 | 0 |  | 0.66728 | 0.33348 | 0.33381 | 0.66728 | 0.33348 | 0.33381 | 0.023843 | -179.7368 | 179.7847 | 0.023843 | -179.7368 | 179.7847
Line1_1_3 | 0 | 0 | 0 | 0 | 0 | 0 | 0 | 0 | 0 | 0 | 0 | 0 | -6.5125e-09 | -1.6678e-09 | -1.6591e-09 | 6.5125e-09 | 1.6678e-09 | 1.6591e-09 | -8.1467e-12 | 8.4489e-09 | -8.4615e-09 | 8.1467e-12 | -8.4489e-09 | 8.4615e-09 | 0 | 0 | 0 | 0 | 0 | 0 |  | 0.66728 | 0.33348 | 0.33381 | 0.66728 | 0.33348 | 0.33381 | 0.023843 | -179.7368 | 179.7847 | 0.023843 | -179.7368 | 179.7847
Line2_1_4 | 0.0064853 | 0.014795 | 0.012915 | 0.0064853 | 0.014795 | 0.012915 | 0.0014977 | 0.0034168 | 0.0029827 | 0.0014977 | 0.0034168 | 0.0029827 | -0.00048374 | -0.0011394 | 0.00089675 | 0.00048455 | 0.0011436 | -0.00089355 | -0.00087454 | -1.3343e-05 | -0.00043265 | 0.00087538 | 1.7721e-05 | 0.00043598 | 118.9724 | -0.40774 | -154.4598 | -61.0276 | 179.5923 | 25.5402 |  | 0.66728 | 0.33348 | 0.33381 | 0.66804 | 0.33472 | 0.33334 | 0.023843 | -179.7368 | 179.7847 | 0.0066928 | -179.5199 | 179.5313
Line3_1_5 | 0 | 0 | 0 | 0 | 0 | 0 | 0 | 0 | 0 | 0 | 0 | 0 | -1.6281e-09 | -4.1695e-10 | -4.1478e-10 | 1.6281e-09 | 4.1695e-10 | 4.1478e-10 | -2.0369e-12 | 2.1122e-09 | -2.1154e-09 | 2.0369e-12 | -2.1122e-09 | 2.1154e-09 | 0 | 0 | 0 | 0 | 0 | 0 |  | 0.66728 | 0.33348 | 0.33381 | 0.66728 | 0.33348 | 0.33381 | 0.023843 | -179.7368 | 179.7847 | 0.023843 | -179.7368 | 179.7847
Line4_2_6 | 0 | 0 | 0 | 0 | 0 | 0 | 0 | 0 | 0 | 0 | 0 | 0 | -4.0703e-09 | -1.0424e-09 | -1.0369e-09 | 4.0703e-09 | 1.0424e-09 | 1.0369e-09 | -5.0909e-12 | 5.2806e-09 | -5.2885e-09 | 5.091e-12 | -5.2806e-09 | 5.2885e-09 | 0 | 0 | 0 | 0 | 0 | 0 |  | 0.66728 | 0.33348 | 0.33381 | 0.66728 | 0.33348 | 0.33381 | 0.023843 | -179.7368 | 179.7847 | 0.023843 | -179.7368 | 179.7847
Line5_6_7 | 0 | 0 | 0 | 0 | 0 | 0 | 0 | 0 | 0 | 0 | 0 | 0 | -3.2562e-09 | -8.339e-10 | -8.2955e-10 | 3.2562e-09 | 8.339e-10 | 8.2955e-10 | -4.0727e-12 | 4.2245e-09 | -4.2308e-09 | 4.0727e-12 | -4.2245e-09 | 4.2308e-09 | 0 | 0 | 0 | 0 | 0 | 0 |  | 0.66728 | 0.33348 | 0.33381 | 0.66728 | 0.33348 | 0.33381 | 0.023843 | -179.7368 | 179.7847 | 0.023844 | -179.7368 | 179.7847
Line6_7_8 | 0 | 0 | 0 | 0 | 0 | 0 | 0 | 0 | 0 | 0 | 0 | 0 | -2.4422e-09 | -6.2542e-10 | -6.2216e-10 | 2.4422e-09 | 6.2542e-10 | 6.2216e-10 | -3.0543e-12 | 3.1683e-09 | -3.1731e-09 | 3.0543e-12 | -3.1683e-09 | 3.1731e-09 | 0 | 0 | 0 | 0 | 0 | 0 |  | 0.66728 | 0.33348 | 0.33381 | 0.66728 | 0.33348 | 0.33381 | 0.023844 | -179.7368 | 179.7847 | 0.023844 | -179.7368 | 179.7847
Line7_8_9 | 0 | 0 | 0 | 0 | 0 | 0 | 0 | 0 | 0 | 0 | 0 | 0 | -8.1406e-10 | -2.0847e-10 | -2.0739e-10 | 8.1406e-10 | 2.0847e-10 | 2.0739e-10 | -1.0182e-12 | 1.0561e-09 | -1.0577e-09 | 1.0182e-12 | -1.0561e-09 | 1.0577e-09 | 0 | 0 | 0 | 0 | 0 | 0 |  | 0.66728 | 0.33348 | 0.33381 | 0.66728 | 0.33348 | 0.33381 | 0.023844 | -179.7368 | 179.7847 | 0.023844 | -179.7368 | 179.7847
Line8_8_10 | 0 | 0 | 0 | 0 | 0 | 0 | 0 | 0 | 0 | 0 | 0 | 0 | -8.1406e-10 | -2.0847e-10 | -2.0739e-10 | 8.1406e-10 | 2.0847e-10 | 2.0739e-10 | -1.018e-12 | 1.0561e-09 | -1.0577e-09 | 1.0179e-12 | -1.0561e-09 | 1.0577e-09 | 0 | 0 | 0 | 0 | 0 | 0 |  | 0.66728 | 0.33348 | 0.33381 | 0.66728 | 0.33348 | 0.33381 | 0.023844 | -179.7368 | 179.7847 | 0.023844 | -179.7368 | 179.7847
Line9_3_11 | 0 | 0 | 0 | 0 | 0 | 0 | 0 | 0 | 0 | 0 | 0 | 0 | -5.6984e-09 | -1.4593e-09 | -1.4517e-09 | 5.6984e-09 | 1.4593e-09 | 1.4517e-09 | -7.1281e-12 | 7.3928e-09 | -7.4038e-09 | 7.1282e-12 | -7.3928e-09 | 7.4038e-09 | 0 | 0 | 0 | 0 | 0 | 0 |  | 0.66728 | 0.33348 | 0.33381 | 0.66728 | 0.33348 | 0.33381 | 0.023843 | -179.7368 | 179.7847 | 0.023844 | -179.7368 | 179.7847

## LLG_min_10
name | pf_ikss_a_from_ka | pf_ikss_b_from_ka | pf_ikss_c_from_ka | pf_ikss_a_to_ka | pf_ikss_b_to_ka | pf_ikss_c_to_ka | pf_skss_a_from_mw | pf_skss_b_from_mw | pf_skss_c_from_mw | pf_skss_a_to_mw | pf_skss_b_to_mw | pf_skss_c_to_mw | pf_p_a_from_mw | pf_p_b_from_mw | pf_p_c_from_mw | pf_p_a_to_mw | pf_p_b_to_mw | pf_p_c_to_mw | pf_q_a_from_mvar | pf_q_b_from_mvar | pf_q_c_from_mvar | pf_q_a_to_mvar | pf_q_b_to_mvar | pf_q_c_to_mvar | pf_ikss_a_from_degree | pf_ikss_b_from_degree | pf_ikss_c_from_degree | pf_ikss_a_to_degree | pf_ikss_b_to_degree | pf_ikss_c_to_degree | 3xI0 | pf_vm_a_from_pu | pf_vm_b_from_pu | pf_vm_c_from_pu | pf_vm_a_to_pu | pf_vm_b_to_pu | pf_vm_c_to_pu | pf_va_a_from_degree | pf_va_b_from_degree | pf_va_c_from_degree | pf_va_a_to_degree | pf_va_b_to_degree | pf_va_c_to_degree
Line0_1_2 | 0 | 0 | 0 | 0 | 0 | 0 | 0 | 0 | 0 | 0 | 0 | 0 | -4.8843e-09 | -1.2508e-09 | -1.2443e-09 | 4.8843e-09 | 1.2508e-09 | 1.2443e-09 | -6.1095e-12 | 6.3367e-09 | -6.3462e-09 | 6.1095e-12 | -6.3367e-09 | 6.3462e-09 | 0 | 0 | 0 | 0 | 0 | 0 |  | 0.66728 | 0.33348 | 0.33381 | 0.66728 | 0.33348 | 0.33381 | 0.023843 | -179.7368 | 179.7847 | 0.023843 | -179.7368 | 179.7847
Line10_11_12 | 0 | 0 | 0 | 0 | 0 | 0 | 0 | 0 | 0 | 0 | 0 | 0 | -4.8843e-09 | -1.2508e-09 | -1.2443e-09 | 4.8843e-09 | 1.2508e-09 | 1.2443e-09 | -6.1097e-12 | 6.3367e-09 | -6.3462e-09 | 6.1098e-12 | -6.3367e-09 | 6.3462e-09 | 0 | 0 | 0 | 0 | 0 | 0 |  | 0.66728 | 0.33348 | 0.33381 | 0.66728 | 0.33348 | 0.33381 | 0.023844 | -179.7368 | 179.7847 | 0.023844 | -179.7368 | 179.7847
Line11_12_13 | 0 | 0 | 0 | 0 | 0 | 0 | 0 | 0 | 0 | 0 | 0 | 0 | -4.0703e-09 | -1.0424e-09 | -1.0369e-09 | 4.0703e-09 | 1.0424e-09 | 1.0369e-09 | -5.0914e-12 | 5.2806e-09 | -5.2885e-09 | 5.0912e-12 | -5.2806e-09 | 5.2885e-09 | 0 | 0 | 0 | 0 | 0 | 0 |  | 0.66728 | 0.33348 | 0.33381 | 0.66728 | 0.33348 | 0.33381 | 0.023844 | -179.7368 | 179.7847 | 0.023844 | -179.7368 | 179.7847
Line12_13_15 | 0 | 0 | 0 | 0 | 0 | 0 | 0 | 0 | 0 | 0 | 0 | 0 | -2.4422e-09 | -6.2542e-10 | -6.2216e-10 | 2.4422e-09 | 6.2542e-10 | 6.2216e-10 | -3.055e-12 | 3.1683e-09 | -3.1731e-09 | 3.055e-12 | -3.1683e-09 | 3.1731e-09 | 0 | 0 | 0 | 0 | 0 | 0 |  | 0.66728 | 0.33348 | 0.33381 | 0.66728 | 0.33348 | 0.33381 | 0.023844 | -179.7368 | 179.7847 | 0.023844 | -179.7368 | 179.7847
Line13_13_14 | 0 | 0 | 0 | 0 | 0 | 0 | 0 | 0 | 0 | 0 | 0 | 0 | -8.1406e-10 | -2.0847e-10 | -2.0739e-10 | 8.1406e-10 | 2.0847e-10 | 2.0739e-10 | -1.0181e-12 | 1.0561e-09 | -1.0577e-09 | 1.018e-12 | -1.0561e-09 | 1.0577e-09 | 0 | 0 | 0 | 0 | 0 | 0 |  | 0.66728 | 0.33348 | 0.33381 | 0.66728 | 0.33348 | 0.33381 | 0.023844 | -179.7368 | 179.7847 | 0.023844 | -179.7368 | 179.7847
Line14_15_16 | 0 | 0 | 0 | 0 | 0 | 0 | 0 | 0 | 0 | 0 | 0 | 0 | -1.6281e-09 | -4.1695e-10 | -4.1478e-10 | 1.6281e-09 | 4.1695e-10 | 4.1478e-10 | -2.0366e-12 | 2.1122e-09 | -2.1154e-09 | 2.0365e-12 | -2.1122e-09 | 2.1154e-09 | 0 | 0 | 0 | 0 | 0 | 0 |  | 0.66728 | 0.33348 | 0.33381 | 0.66728 | 0.33348 | 0.33381 | 0.023844 | -179.7368 | 179.7847 | 0.023844 | -179.7368 | 179.7847
Line15_16_17 | 0 | 0 | 0 | 0 | 0 | 0 | 0 | 0 | 0 | 0 | 0 | 0 | -8.1406e-10 | -2.0847e-10 | -2.0739e-10 | 8.1406e-10 | 2.0847e-10 | 2.0739e-10 | -1.0182e-12 | 1.0561e-09 | -1.0577e-09 | 1.0181e-12 | -1.0561e-09 | 1.0577e-09 | 0 | 0 | 0 | 0 | 0 | 0 |  | 0.66728 | 0.33348 | 0.33381 | 0.66728 | 0.33348 | 0.33381 | 0.023844 | -179.7368 | 179.7847 | 0.023844 | -179.7368 | 179.7847
Line16_4_18 | 0 | 0 | 0 | 0 | 0 | 0 | 0 | 0 | 0 | 0 | 0 | 0 | -8.1313e-10 | -2.1173e-10 | -2.1234e-10 | 8.1313e-10 | 2.1173e-10 | 2.1234e-10 | -2.8614e-13 | 1.0577e-09 | -1.0534e-09 | 2.8614e-13 | -1.0577e-09 | 1.0534e-09 | 0 | 0 | 0 | 0 | 0 | 0 |  | 0.66804 | 0.33472 | 0.33334 | 0.66804 | 0.33472 | 0.33334 | 0.0066928 | -179.5199 | 179.5313 | 0.0066928 | -179.5199 | 179.5313
Line17_5_19 | 0 | 0 | 0 | 0 | 0 | 0 | 0 | 0 | 0 | 0 | 0 | 0 | -8.1406e-10 | -2.0847e-10 | -2.0739e-10 | 8.1406e-10 | 2.0847e-10 | 2.0739e-10 | -1.0181e-12 | 1.0561e-09 | -1.0577e-09 | 1.0181e-12 | -1.0561e-09 | 1.0577e-09 | 0 | 0 | 0 | 0 | 0 | 0 |  | 0.66728 | 0.33348 | 0.33381 | 0.66728 | 0.33348 | 0.33381 | 0.023843 | -179.7368 | 179.7847 | 0.023843 | -179.7368 | 179.7847
Line1_1_3 | 0 | 0 | 0 | 0 | 0 | 0 | 0 | 0 | 0 | 0 | 0 | 0 | -6.5125e-09 | -1.6678e-09 | -1.6591e-09 | 6.5125e-09 | 1.6678e-09 | 1.6591e-09 | -8.1467e-12 | 8.4489e-09 | -8.4615e-09 | 8.1467e-12 | -8.4489e-09 | 8.4615e-09 | 0 | 0 | 0 | 0 | 0 | 0 |  | 0.66728 | 0.33348 | 0.33381 | 0.66728 | 0.33348 | 0.33381 | 0.023843 | -179.7368 | 179.7847 | 0.023843 | -179.7368 | 179.7847
Line2_1_4 | 0.0064853 | 0.014795 | 0.012915 | 0.0064853 | 0.014795 | 0.012915 | 0.0014977 | 0.0034168 | 0.0029827 | 0.0014977 | 0.0034168 | 0.0029827 | -0.00048374 | -0.0011394 | 0.00089675 | 0.00048455 | 0.0011436 | -0.00089355 | -0.00087454 | -1.3343e-05 | -0.00043265 | 0.00087538 | 1.7721e-05 | 0.00043598 | 118.9724 | -0.40774 | -154.4598 | -61.0276 | 179.5923 | 25.5402 |  | 0.66728 | 0.33348 | 0.33381 | 0.66804 | 0.33472 | 0.33334 | 0.023843 | -179.7368 | 179.7847 | 0.0066928 | -179.5199 | 179.5313
Line3_1_5 | 0 | 0 | 0 | 0 | 0 | 0 | 0 | 0 | 0 | 0 | 0 | 0 | -1.6281e-09 | -4.1695e-10 | -4.1478e-10 | 1.6281e-09 | 4.1695e-10 | 4.1478e-10 | -2.0369e-12 | 2.1122e-09 | -2.1154e-09 | 2.0369e-12 | -2.1122e-09 | 2.1154e-09 | 0 | 0 | 0 | 0 | 0 | 0 |  | 0.66728 | 0.33348 | 0.33381 | 0.66728 | 0.33348 | 0.33381 | 0.023843 | -179.7368 | 179.7847 | 0.023843 | -179.7368 | 179.7847
Line4_2_6 | 0 | 0 | 0 | 0 | 0 | 0 | 0 | 0 | 0 | 0 | 0 | 0 | -4.0703e-09 | -1.0424e-09 | -1.0369e-09 | 4.0703e-09 | 1.0424e-09 | 1.0369e-09 | -5.0909e-12 | 5.2806e-09 | -5.2885e-09 | 5.091e-12 | -5.2806e-09 | 5.2885e-09 | 0 | 0 | 0 | 0 | 0 | 0 |  | 0.66728 | 0.33348 | 0.33381 | 0.66728 | 0.33348 | 0.33381 | 0.023843 | -179.7368 | 179.7847 | 0.023843 | -179.7368 | 179.7847
Line5_6_7 | 0 | 0 | 0 | 0 | 0 | 0 | 0 | 0 | 0 | 0 | 0 | 0 | -3.2562e-09 | -8.339e-10 | -8.2955e-10 | 3.2562e-09 | 8.339e-10 | 8.2955e-10 | -4.0727e-12 | 4.2245e-09 | -4.2308e-09 | 4.0727e-12 | -4.2245e-09 | 4.2308e-09 | 0 | 0 | 0 | 0 | 0 | 0 |  | 0.66728 | 0.33348 | 0.33381 | 0.66728 | 0.33348 | 0.33381 | 0.023843 | -179.7368 | 179.7847 | 0.023844 | -179.7368 | 179.7847
Line6_7_8 | 0 | 0 | 0 | 0 | 0 | 0 | 0 | 0 | 0 | 0 | 0 | 0 | -2.4422e-09 | -6.2542e-10 | -6.2216e-10 | 2.4422e-09 | 6.2542e-10 | 6.2216e-10 | -3.0543e-12 | 3.1683e-09 | -3.1731e-09 | 3.0543e-12 | -3.1683e-09 | 3.1731e-09 | 0 | 0 | 0 | 0 | 0 | 0 |  | 0.66728 | 0.33348 | 0.33381 | 0.66728 | 0.33348 | 0.33381 | 0.023844 | -179.7368 | 179.7847 | 0.023844 | -179.7368 | 179.7847
Line7_8_9 | 0 | 0 | 0 | 0 | 0 | 0 | 0 | 0 | 0 | 0 | 0 | 0 | -8.1406e-10 | -2.0847e-10 | -2.0739e-10 | 8.1406e-10 | 2.0847e-10 | 2.0739e-10 | -1.0182e-12 | 1.0561e-09 | -1.0577e-09 | 1.0182e-12 | -1.0561e-09 | 1.0577e-09 | 0 | 0 | 0 | 0 | 0 | 0 |  | 0.66728 | 0.33348 | 0.33381 | 0.66728 | 0.33348 | 0.33381 | 0.023844 | -179.7368 | 179.7847 | 0.023844 | -179.7368 | 179.7847
Line8_8_10 | 0 | 0 | 0 | 0 | 0 | 0 | 0 | 0 | 0 | 0 | 0 | 0 | -8.1406e-10 | -2.0847e-10 | -2.0739e-10 | 8.1406e-10 | 2.0847e-10 | 2.0739e-10 | -1.018e-12 | 1.0561e-09 | -1.0577e-09 | 1.0179e-12 | -1.0561e-09 | 1.0577e-09 | 0 | 0 | 0 | 0 | 0 | 0 |  | 0.66728 | 0.33348 | 0.33381 | 0.66728 | 0.33348 | 0.33381 | 0.023844 | -179.7368 | 179.7847 | 0.023844 | -179.7368 | 179.7847
Line9_3_11 | 0 | 0 | 0 | 0 | 0 | 0 | 0 | 0 | 0 | 0 | 0 | 0 | -5.6984e-09 | -1.4593e-09 | -1.4517e-09 | 5.6984e-09 | 1.4593e-09 | 1.4517e-09 | -7.1281e-12 | 7.3928e-09 | -7.4038e-09 | 7.1282e-12 | -7.3928e-09 | 7.4038e-09 | 0 | 0 | 0 | 0 | 0 | 0 |  | 0.66728 | 0.33348 | 0.33381 | 0.66728 | 0.33348 | 0.33381 | 0.023843 | -179.7368 | 179.7847 | 0.023844 | -179.7368 | 179.7847

## LLG_min_fault_6
name | pf_ikss_a_from_ka | pf_ikss_b_from_ka | pf_ikss_c_from_ka | pf_ikss_a_to_ka | pf_ikss_b_to_ka | pf_ikss_c_to_ka | pf_skss_a_from_mw | pf_skss_b_from_mw | pf_skss_c_from_mw | pf_skss_a_to_mw | pf_skss_b_to_mw | pf_skss_c_to_mw | pf_p_a_from_mw | pf_p_b_from_mw | pf_p_c_from_mw | pf_p_a_to_mw | pf_p_b_to_mw | pf_p_c_to_mw | pf_q_a_from_mvar | pf_q_b_from_mvar | pf_q_c_from_mvar | pf_q_a_to_mvar | pf_q_b_to_mvar | pf_q_c_to_mvar | pf_ikss_a_from_degree | pf_ikss_b_from_degree | pf_ikss_c_from_degree | pf_ikss_a_to_degree | pf_ikss_b_to_degree | pf_ikss_c_to_degree | 3xI0 | pf_vm_a_from_pu | pf_vm_b_from_pu | pf_vm_c_from_pu | pf_vm_a_to_pu | pf_vm_b_to_pu | pf_vm_c_to_pu | pf_va_a_from_degree | pf_va_b_from_degree | pf_va_c_from_degree | pf_va_a_to_degree | pf_va_b_to_degree | pf_va_c_to_degree
Line0_1_2 | 0 | 0 | 0 | 0 | 0 | 0 | 0 | 0 | 0 | 0 | 0 | 0 | -9.9001e-11 | -1.7502e-10 | -3.1319e-10 | 9.9001e-11 | 1.7502e-10 | 3.1319e-10 | 7.9648e-11 | 2.8565e-10 | 1.1296e-10 | -7.9648e-11 | -2.8565e-10 | -1.1296e-10 | 0 | 0 | 0 | 0 | 0 | 0 |  | 0.99547 | 0.99189 | 0.98554 | 0.99547 | 0.99189 | 0.98554 | -0.20837 | -120.75 | 119.7015 | -0.20837 | -120.75 | 119.7015
Line10_11_12 | 0 | 0 | 0 | 0 | 0 | 0 | 0 | 0 | 0 | 0 | 0 | 0 | -9.9001e-11 | -1.7502e-10 | -3.1319e-10 | 9.9001e-11 | 1.7502e-10 | 3.1319e-10 | 7.9648e-11 | 2.8565e-10 | 1.1296e-10 | -7.9648e-11 | -2.8565e-10 | -1.1296e-10 | 0 | 0 | 0 | 0 | 0 | 0 |  | 0.99547 | 0.99189 | 0.98554 | 0.99547 | 0.99189 | 0.98554 | -0.20837 | -120.75 | 119.7015 | -0.20837 | -120.75 | 119.7015
Line11_12_13 | 0 | 0 | 0 | 0 | 0 | 0 | 0 | 0 | 0 | 0 | 0 | 0 | -8.2501e-11 | -1.4585e-10 | -2.6099e-10 | 8.2501e-11 | 1.4585e-10 | 2.6099e-10 | 6.6373e-11 | 2.3804e-10 | 9.4135e-11 | -6.6373e-11 | -2.3804e-10 | -9.4135e-11 | 0 | 0 | 0 | 0 | 0 | 0 |  | 0.99547 | 0.99189 | 0.98554 | 0.99547 | 0.99189 | 0.98554 | -0.20837 | -120.75 | 119.7015 | -0.20837 | -120.75 | 119.7015
Line12_13_15 | 0 | 0 | 0 | 0 | 0 | 0 | 0 | 0 | 0 | 0 | 0 | 0 | -4.9501e-11 | -8.7512e-11 | -1.566e-10 | 4.9501e-11 | 8.7512e-11 | 1.566e-10 | 3.9824e-11 | 1.4282e-10 | 5.6481e-11 | -3.9824e-11 | -1.4282e-10 | -5.6481e-11 | 0 | 0 | 0 | 0 | 0 | 0 |  | 0.99547 | 0.99189 | 0.98554 | 0.99547 | 0.99189 | 0.98554 | -0.20837 | -120.75 | 119.7015 | -0.20837 | -120.75 | 119.7015
Line13_13_14 | 0 | 0 | 0 | 0 | 0 | 0 | 0 | 0 | 0 | 0 | 0 | 0 | -1.65e-11 | -2.9171e-11 | -5.2198e-11 | 1.65e-11 | 2.9171e-11 | 5.2198e-11 | 1.3275e-11 | 4.7608e-11 | 1.8827e-11 | -1.3275e-11 | -4.7608e-11 | -1.8827e-11 | 0 | 0 | 0 | 0 | 0 | 0 |  | 0.99547 | 0.99189 | 0.98554 | 0.99547 | 0.99189 | 0.98554 | -0.20837 | -120.75 | 119.7015 | -0.20837 | -120.75 | 119.7015
Line14_15_16 | 0 | 0 | 0 | 0 | 0 | 0 | 0 | 0 | 0 | 0 | 0 | 0 | -3.3e-11 | -5.8341e-11 | -1.044e-10 | 3.3e-11 | 5.8341e-11 | 1.044e-10 | 2.6549e-11 | 9.5216e-11 | 3.7654e-11 | -2.6549e-11 | -9.5216e-11 | -3.7654e-11 | 0 | 0 | 0 | 0 | 0 | 0 |  | 0.99547 | 0.99189 | 0.98554 | 0.99547 | 0.99189 | 0.98554 | -0.20837 | -120.75 | 119.7015 | -0.20837 | -120.75 | 119.7015
Line15_16_17 | 0 | 0 | 0 | 0 | 0 | 0 | 0 | 0 | 0 | 0 | 0 | 0 | -1.65e-11 | -2.9171e-11 | -5.2198e-11 | 1.65e-11 | 2.9171e-11 | 5.2198e-11 | 1.3275e-11 | 4.7608e-11 | 1.8827e-11 | -1.3275e-11 | -4.7608e-11 | -1.8827e-11 | 0 | 0 | 0 | 0 | 0 | 0 |  | 0.99547 | 0.99189 | 0.98554 | 0.99547 | 0.99189 | 0.98554 | -0.20837 | -120.75 | 119.7015 | -0.20837 | -120.75 | 119.7015
Line16_4_18 | 0 | 0 | 0 | 0 | 0 | 0 | 0 | 0 | 0 | 0 | 0 | 0 | -1.6455e-11 | -2.907e-11 | -5.2103e-11 | 1.6455e-11 | 2.907e-11 | 5.2103e-11 | 1.3255e-11 | 4.7561e-11 | 1.8844e-11 | -1.3255e-11 | -4.7561e-11 | -1.8844e-11 | 0 | 0 | 0 | 0 | 0 | 0 |  | 0.99549 | 0.99192 | 0.98557 | 0.99549 | 0.99192 | 0.98557 | -0.20806 | -120.7493 | 119.7012 | -0.20806 | -120.7493 | 119.7012
Line17_5_19 | 0 | 0 | 0 | 0 | 0 | 0 | 0 | 0 | 0 | 0 | 0 | 0 | -1.65e-11 | -2.9171e-11 | -5.2198e-11 | 1.65e-11 | 2.9171e-11 | 5.2198e-11 | 1.3275e-11 | 4.7608e-11 | 1.8827e-11 | -1.3275e-11 | -4.7608e-11 | -1.8827e-11 | 0 | 0 | 0 | 0 | 0 | 0 |  | 0.99547 | 0.99189 | 0.98554 | 0.99547 | 0.99189 | 0.98554 | -0.20837 | -120.75 | 119.7015 | -0.20837 | -120.75 | 119.7015
Line1_1_3 | 0 | 0 | 0 | 0 | 0 | 0 | 0 | 0 | 0 | 0 | 0 | 0 | -1.32e-10 | -2.3336e-10 | -4.1759e-10 | 1.32e-10 | 2.3336e-10 | 4.1759e-10 | 1.062e-10 | 3.8087e-10 | 1.5062e-10 | -1.062e-10 | -3.8087e-10 | -1.5062e-10 | 0 | 0 | 0 | 0 | 0 | 0 |  | 0.99547 | 0.99189 | 0.98554 | 0.99547 | 0.99189 | 0.98554 | -0.20837 | -120.75 | 119.7015 | -0.20837 | -120.75 | 119.7015
Line2_1_4 | 0.00011309 | 0.000258 | 0.00022522 | 0.00011309 | 0.000258 | 0.00022522 | 2.6117e-05 | 5.9582e-05 | 5.2012e-05 | 2.6117e-05 | 5.9582e-05 | 5.2012e-05 | -2.4078e-05 | -5.5173e-05 | -2.903e-05 | 2.4078e-05 | 5.5174e-05 | 2.9031e-05 | -9.8078e-06 | -2.118e-05 | -4.2247e-05 | 9.808e-06 | 2.1181e-05 | 4.2248e-05 | 157.6289 | 38.2488 | -115.8031 | -22.3711 | -141.7512 | 64.1969 |  | 0.99547 | 0.99189 | 0.98554 | 0.99549 | 0.99192 | 0.98557 | -0.20837 | -120.75 | 119.7015 | -0.20806 | -120.7493 | 119.7012
Line3_1_5 | 0 | 0 | 0 | 0 | 0 | 0 | 0 | 0 | 0 | 0 | 0 | 0 | -3.3e-11 | -5.8341e-11 | -1.044e-10 | 3.3e-11 | 5.8341e-11 | 1.044e-10 | 2.6549e-11 | 9.5217e-11 | 3.7654e-11 | -2.6549e-11 | -9.5217e-11 | -3.7654e-11 | 0 | 0 | 0 | 0 | 0 | 0 |  | 0.99547 | 0.99189 | 0.98554 | 0.99547 | 0.99189 | 0.98554 | -0.20837 | -120.75 | 119.7015 | -0.20837 | -120.75 | 119.7015
Line4_2_6 | 0 | 0 | 0 | 0 | 0 | 0 | 0 | 0 | 0 | 0 | 0 | 0 | -8.2501e-11 | -1.4585e-10 | -2.6099e-10 | 8.2501e-11 | 1.4585e-10 | 2.6099e-10 | 6.6373e-11 | 2.3804e-10 | 9.4136e-11 | -6.6373e-11 | -2.3804e-10 | -9.4136e-11 | 0 | 0 | 0 | 0 | 0 | 0 |  | 0.99547 | 0.99189 | 0.98554 | 0.99547 | 0.99189 | 0.98554 | -0.20837 | -120.75 | 119.7015 | -0.20837 | -120.75 | 119.7015
Line5_6_7 | 0 | 0 | 0 | 0 | 0 | 0 | 0 | 0 | 0 | 0 | 0 | 0 | -6.6001e-11 | -1.1668e-10 | -2.0879e-10 | 6.6001e-11 | 1.1668e-10 | 2.0879e-10 | 5.3099e-11 | 1.9043e-10 | 7.5308e-11 | -5.3099e-11 | -1.9043e-10 | -7.5308e-11 | 0 | 0 | 0 | 0 | 0 | 0 |  | 0.99547 | 0.99189 | 0.98554 | 0.99547 | 0.99189 | 0.98554 | -0.20837 | -120.75 | 119.7015 | -0.20837 | -120.75 | 119.7015
Line6_7_8 | 0 | 0 | 0 | 0 | 0 | 0 | 0 | 0 | 0 | 0 | 0 | 0 | -4.9501e-11 | -8.7512e-11 | -1.566e-10 | 4.9501e-11 | 8.7512e-11 | 1.566e-10 | 3.9824e-11 | 1.4282e-10 | 5.6481e-11 | -3.9824e-11 | -1.4282e-10 | -5.6481e-11 | 0 | 0 | 0 | 0 | 0 | 0 |  | 0.99547 | 0.99189 | 0.98554 | 0.99547 | 0.99189 | 0.98554 | -0.20837 | -120.75 | 119.7015 | -0.20837 | -120.75 | 119.7015
Line7_8_9 | 0 | 0 | 0 | 0 | 0 | 0 | 0 | 0 | 0 | 0 | 0 | 0 | -1.65e-11 | -2.9171e-11 | -5.2198e-11 | 1.65e-11 | 2.9171e-11 | 5.2198e-11 | 1.3275e-11 | 4.7608e-11 | 1.8827e-11 | -1.3275e-11 | -4.7608e-11 | -1.8827e-11 | 0 | 0 | 0 | 0 | 0 | 0 |  | 0.99547 | 0.99189 | 0.98554 | 0.99547 | 0.99189 | 0.98554 | -0.20837 | -120.75 | 119.7015 | -0.20837 | -120.75 | 119.7015
Line8_8_10 | 0 | 0 | 0 | 0 | 0 | 0 | 0 | 0 | 0 | 0 | 0 | 0 | -1.65e-11 | -2.9171e-11 | -5.2198e-11 | 1.65e-11 | 2.9171e-11 | 5.2198e-11 | 1.3275e-11 | 4.7608e-11 | 1.8827e-11 | -1.3275e-11 | -4.7608e-11 | -1.8827e-11 | 0 | 0 | 0 | 0 | 0 | 0 |  | 0.99547 | 0.99189 | 0.98554 | 0.99547 | 0.99189 | 0.98554 | -0.20837 | -120.75 | 119.7015 | -0.20837 | -120.75 | 119.7015
Line9_3_11 | 0 | 0 | 0 | 0 | 0 | 0 | 0 | 0 | 0 | 0 | 0 | 0 | -1.155e-10 | -2.0419e-10 | -3.6539e-10 | 1.155e-10 | 2.0419e-10 | 3.6539e-10 | 9.2922e-11 | 3.3326e-10 | 1.3179e-10 | -9.2922e-11 | -3.3326e-10 | -1.3179e-10 | 0 | 0 | 0 | 0 | 0 | 0 |  | 0.99547 | 0.99189 | 0.98554 | 0.99547 | 0.99189 | 0.98554 | -0.20837 | -120.75 | 119.7015 | -0.20837 | -120.75 | 119.7015

## LLG_min_fault_10
name | pf_ikss_a_from_ka | pf_ikss_b_from_ka | pf_ikss_c_from_ka | pf_ikss_a_to_ka | pf_ikss_b_to_ka | pf_ikss_c_to_ka | pf_skss_a_from_mw | pf_skss_b_from_mw | pf_skss_c_from_mw | pf_skss_a_to_mw | pf_skss_b_to_mw | pf_skss_c_to_mw | pf_p_a_from_mw | pf_p_b_from_mw | pf_p_c_from_mw | pf_p_a_to_mw | pf_p_b_to_mw | pf_p_c_to_mw | pf_q_a_from_mvar | pf_q_b_from_mvar | pf_q_c_from_mvar | pf_q_a_to_mvar | pf_q_b_to_mvar | pf_q_c_to_mvar | pf_ikss_a_from_degree | pf_ikss_b_from_degree | pf_ikss_c_from_degree | pf_ikss_a_to_degree | pf_ikss_b_to_degree | pf_ikss_c_to_degree | 3xI0 | pf_vm_a_from_pu | pf_vm_b_from_pu | pf_vm_c_from_pu | pf_vm_a_to_pu | pf_vm_b_to_pu | pf_vm_c_to_pu | pf_va_a_from_degree | pf_va_b_from_degree | pf_va_c_from_degree | pf_va_a_to_degree | pf_va_b_to_degree | pf_va_c_to_degree
Line0_1_2 | 0 | 0 | 0 | 0 | 0 | 0 | 0 | 0 | 0 | 0 | 0 | 0 | -9.9001e-11 | -1.7502e-10 | -3.1319e-10 | 9.9001e-11 | 1.7502e-10 | 3.1319e-10 | 7.9648e-11 | 2.8565e-10 | 1.1296e-10 | -7.9648e-11 | -2.8565e-10 | -1.1296e-10 | 0 | 0 | 0 | 0 | 0 | 0 |  | 0.99547 | 0.99189 | 0.98554 | 0.99547 | 0.99189 | 0.98554 | -0.20837 | -120.75 | 119.7015 | -0.20837 | -120.75 | 119.7015
Line10_11_12 | 0 | 0 | 0 | 0 | 0 | 0 | 0 | 0 | 0 | 0 | 0 | 0 | -9.9001e-11 | -1.7502e-10 | -3.1319e-10 | 9.9001e-11 | 1.7502e-10 | 3.1319e-10 | 7.9648e-11 | 2.8565e-10 | 1.1296e-10 | -7.9648e-11 | -2.8565e-10 | -1.1296e-10 | 0 | 0 | 0 | 0 | 0 | 0 |  | 0.99547 | 0.99189 | 0.98554 | 0.99547 | 0.99189 | 0.98554 | -0.20837 | -120.75 | 119.7015 | -0.20837 | -120.75 | 119.7015
Line11_12_13 | 0 | 0 | 0 | 0 | 0 | 0 | 0 | 0 | 0 | 0 | 0 | 0 | -8.2501e-11 | -1.4585e-10 | -2.6099e-10 | 8.2501e-11 | 1.4585e-10 | 2.6099e-10 | 6.6373e-11 | 2.3804e-10 | 9.4135e-11 | -6.6373e-11 | -2.3804e-10 | -9.4135e-11 | 0 | 0 | 0 | 0 | 0 | 0 |  | 0.99547 | 0.99189 | 0.98554 | 0.99547 | 0.99189 | 0.98554 | -0.20837 | -120.75 | 119.7015 | -0.20837 | -120.75 | 119.7015
Line12_13_15 | 0 | 0 | 0 | 0 | 0 | 0 | 0 | 0 | 0 | 0 | 0 | 0 | -4.9501e-11 | -8.7512e-11 | -1.566e-10 | 4.9501e-11 | 8.7512e-11 | 1.566e-10 | 3.9824e-11 | 1.4282e-10 | 5.6481e-11 | -3.9824e-11 | -1.4282e-10 | -5.6481e-11 | 0 | 0 | 0 | 0 | 0 | 0 |  | 0.99547 | 0.99189 | 0.98554 | 0.99547 | 0.99189 | 0.98554 | -0.20837 | -120.75 | 119.7015 | -0.20837 | -120.75 | 119.7015
Line13_13_14 | 0 | 0 | 0 | 0 | 0 | 0 | 0 | 0 | 0 | 0 | 0 | 0 | -1.65e-11 | -2.9171e-11 | -5.2198e-11 | 1.65e-11 | 2.9171e-11 | 5.2198e-11 | 1.3275e-11 | 4.7608e-11 | 1.8827e-11 | -1.3275e-11 | -4.7608e-11 | -1.8827e-11 | 0 | 0 | 0 | 0 | 0 | 0 |  | 0.99547 | 0.99189 | 0.98554 | 0.99547 | 0.99189 | 0.98554 | -0.20837 | -120.75 | 119.7015 | -0.20837 | -120.75 | 119.7015
Line14_15_16 | 0 | 0 | 0 | 0 | 0 | 0 | 0 | 0 | 0 | 0 | 0 | 0 | -3.3e-11 | -5.8341e-11 | -1.044e-10 | 3.3e-11 | 5.8341e-11 | 1.044e-10 | 2.6549e-11 | 9.5216e-11 | 3.7654e-11 | -2.6549e-11 | -9.5216e-11 | -3.7654e-11 | 0 | 0 | 0 | 0 | 0 | 0 |  | 0.99547 | 0.99189 | 0.98554 | 0.99547 | 0.99189 | 0.98554 | -0.20837 | -120.75 | 119.7015 | -0.20837 | -120.75 | 119.7015
Line15_16_17 | 0 | 0 | 0 | 0 | 0 | 0 | 0 | 0 | 0 | 0 | 0 | 0 | -1.65e-11 | -2.9171e-11 | -5.2198e-11 | 1.65e-11 | 2.9171e-11 | 5.2198e-11 | 1.3275e-11 | 4.7608e-11 | 1.8827e-11 | -1.3275e-11 | -4.7608e-11 | -1.8827e-11 | 0 | 0 | 0 | 0 | 0 | 0 |  | 0.99547 | 0.99189 | 0.98554 | 0.99547 | 0.99189 | 0.98554 | -0.20837 | -120.75 | 119.7015 | -0.20837 | -120.75 | 119.7015
Line16_4_18 | 0 | 0 | 0 | 0 | 0 | 0 | 0 | 0 | 0 | 0 | 0 | 0 | -1.6455e-11 | -2.907e-11 | -5.2103e-11 | 1.6455e-11 | 2.907e-11 | 5.2103e-11 | 1.3255e-11 | 4.7561e-11 | 1.8844e-11 | -1.3255e-11 | -4.7561e-11 | -1.8844e-11 | 0 | 0 | 0 | 0 | 0 | 0 |  | 0.99549 | 0.99192 | 0.98557 | 0.99549 | 0.99192 | 0.98557 | -0.20806 | -120.7493 | 119.7012 | -0.20806 | -120.7493 | 119.7012
Line17_5_19 | 0 | 0 | 0 | 0 | 0 | 0 | 0 | 0 | 0 | 0 | 0 | 0 | -1.65e-11 | -2.9171e-11 | -5.2198e-11 | 1.65e-11 | 2.9171e-11 | 5.2198e-11 | 1.3275e-11 | 4.7608e-11 | 1.8827e-11 | -1.3275e-11 | -4.7608e-11 | -1.8827e-11 | 0 | 0 | 0 | 0 | 0 | 0 |  | 0.99547 | 0.99189 | 0.98554 | 0.99547 | 0.99189 | 0.98554 | -0.20837 | -120.75 | 119.7015 | -0.20837 | -120.75 | 119.7015
Line1_1_3 | 0 | 0 | 0 | 0 | 0 | 0 | 0 | 0 | 0 | 0 | 0 | 0 | -1.32e-10 | -2.3336e-10 | -4.1759e-10 | 1.32e-10 | 2.3336e-10 | 4.1759e-10 | 1.062e-10 | 3.8087e-10 | 1.5062e-10 | -1.062e-10 | -3.8087e-10 | -1.5062e-10 | 0 | 0 | 0 | 0 | 0 | 0 |  | 0.99547 | 0.99189 | 0.98554 | 0.99547 | 0.99189 | 0.98554 | -0.20837 | -120.75 | 119.7015 | -0.20837 | -120.75 | 119.7015
Line2_1_4 | 0.00011309 | 0.000258 | 0.00022522 | 0.00011309 | 0.000258 | 0.00022522 | 2.6117e-05 | 5.9582e-05 | 5.2012e-05 | 2.6117e-05 | 5.9582e-05 | 5.2012e-05 | -2.4078e-05 | -5.5173e-05 | -2.903e-05 | 2.4078e-05 | 5.5174e-05 | 2.9031e-05 | -9.8078e-06 | -2.118e-05 | -4.2247e-05 | 9.808e-06 | 2.1181e-05 | 4.2248e-05 | 157.6289 | 38.2488 | -115.8031 | -22.3711 | -141.7512 | 64.1969 |  | 0.99547 | 0.99189 | 0.98554 | 0.99549 | 0.99192 | 0.98557 | -0.20837 | -120.75 | 119.7015 | -0.20806 | -120.7493 | 119.7012
Line3_1_5 | 0 | 0 | 0 | 0 | 0 | 0 | 0 | 0 | 0 | 0 | 0 | 0 | -3.3e-11 | -5.8341e-11 | -1.044e-10 | 3.3e-11 | 5.8341e-11 | 1.044e-10 | 2.6549e-11 | 9.5217e-11 | 3.7654e-11 | -2.6549e-11 | -9.5217e-11 | -3.7654e-11 | 0 | 0 | 0 | 0 | 0 | 0 |  | 0.99547 | 0.99189 | 0.98554 | 0.99547 | 0.99189 | 0.98554 | -0.20837 | -120.75 | 119.7015 | -0.20837 | -120.75 | 119.7015
Line4_2_6 | 0 | 0 | 0 | 0 | 0 | 0 | 0 | 0 | 0 | 0 | 0 | 0 | -8.2501e-11 | -1.4585e-10 | -2.6099e-10 | 8.2501e-11 | 1.4585e-10 | 2.6099e-10 | 6.6373e-11 | 2.3804e-10 | 9.4136e-11 | -6.6373e-11 | -2.3804e-10 | -9.4136e-11 | 0 | 0 | 0 | 0 | 0 | 0 |  | 0.99547 | 0.99189 | 0.98554 | 0.99547 | 0.99189 | 0.98554 | -0.20837 | -120.75 | 119.7015 | -0.20837 | -120.75 | 119.7015
Line5_6_7 | 0 | 0 | 0 | 0 | 0 | 0 | 0 | 0 | 0 | 0 | 0 | 0 | -6.6001e-11 | -1.1668e-10 | -2.0879e-10 | 6.6001e-11 | 1.1668e-10 | 2.0879e-10 | 5.3099e-11 | 1.9043e-10 | 7.5308e-11 | -5.3099e-11 | -1.9043e-10 | -7.5308e-11 | 0 | 0 | 0 | 0 | 0 | 0 |  | 0.99547 | 0.99189 | 0.98554 | 0.99547 | 0.99189 | 0.98554 | -0.20837 | -120.75 | 119.7015 | -0.20837 | -120.75 | 119.7015
Line6_7_8 | 0 | 0 | 0 | 0 | 0 | 0 | 0 | 0 | 0 | 0 | 0 | 0 | -4.9501e-11 | -8.7512e-11 | -1.566e-10 | 4.9501e-11 | 8.7512e-11 | 1.566e-10 | 3.9824e-11 | 1.4282e-10 | 5.6481e-11 | -3.9824e-11 | -1.4282e-10 | -5.6481e-11 | 0 | 0 | 0 | 0 | 0 | 0 |  | 0.99547 | 0.99189 | 0.98554 | 0.99547 | 0.99189 | 0.98554 | -0.20837 | -120.75 | 119.7015 | -0.20837 | -120.75 | 119.7015
Line7_8_9 | 0 | 0 | 0 | 0 | 0 | 0 | 0 | 0 | 0 | 0 | 0 | 0 | -1.65e-11 | -2.9171e-11 | -5.2198e-11 | 1.65e-11 | 2.9171e-11 | 5.2198e-11 | 1.3275e-11 | 4.7608e-11 | 1.8827e-11 | -1.3275e-11 | -4.7608e-11 | -1.8827e-11 | 0 | 0 | 0 | 0 | 0 | 0 |  | 0.99547 | 0.99189 | 0.98554 | 0.99547 | 0.99189 | 0.98554 | -0.20837 | -120.75 | 119.7015 | -0.20837 | -120.75 | 119.7015
Line8_8_10 | 0 | 0 | 0 | 0 | 0 | 0 | 0 | 0 | 0 | 0 | 0 | 0 | -1.65e-11 | -2.9171e-11 | -5.2198e-11 | 1.65e-11 | 2.9171e-11 | 5.2198e-11 | 1.3275e-11 | 4.7608e-11 | 1.8827e-11 | -1.3275e-11 | -4.7608e-11 | -1.8827e-11 | 0 | 0 | 0 | 0 | 0 | 0 |  | 0.99547 | 0.99189 | 0.98554 | 0.99547 | 0.99189 | 0.98554 | -0.20837 | -120.75 | 119.7015 | -0.20837 | -120.75 | 119.7015
Line9_3_11 | 0 | 0 | 0 | 0 | 0 | 0 | 0 | 0 | 0 | 0 | 0 | 0 | -1.155e-10 | -2.0419e-10 | -3.6539e-10 | 1.155e-10 | 2.0419e-10 | 3.6539e-10 | 9.2922e-11 | 3.3326e-10 | 1.3179e-10 | -9.2922e-11 | -3.3326e-10 | -1.3179e-10 | 0 | 0 | 0 | 0 | 0 | 0 |  | 0.99547 | 0.99189 | 0.98554 | 0.99547 | 0.99189 | 0.98554 | -0.20837 | -120.75 | 119.7015 | -0.20837 | -120.75 | 119.7015