## LLL_max_6
name | pf_ikss_from_ka | pf_ikss_to_ka | pf_ip_from_ka | pf_ip_to_ka | pf_skss_from_mw | pf_skss_to_mw | pf_p_from_mw | pf_p_to_mw | pf_q_from_mvar | pf_q_to_mvar | pf_ikss_from_degree | pf_ikss_to_degree | pf_vm_from_pu | pf_vm_to_pu | pf_va_from_degree | pf_va_to_degree
Line0_1_2 | 2.1767 | 2.1767 | 0 | 0 | 1.508 | 1.508 | 0.56854 | -0.42641 | 1.1371 | -0.85282 | -67.8829 | 112.1171 | 0.84302 | 0.63226 | -4.4479 | -4.4479
Line10_11_12 | 0 | 0 | 0 | 0 | 0 | 0 | 0 | 0 | 0 | 0 | 0 | 0 | 0.84302 | 0.84302 | -4.4479 | -4.4479
Line11_12_13 | 0 | 0 | 0 | 0 | 0 | 0 | 0 | 0 | 0 | 0 | 0 | 0 | 0.84302 | 0.84302 | -4.4479 | -4.4479
Line12_13_15 | 0 | 0 | 0 | 0 | 0 | 0 | 0 | 0 | 0 | 0 | 0 | 0 | 0.84302 | 0.84302 | -4.4479 | -4.4479
Line13_13_14 | 0 | 0 | 0 | 0 | 0 | 0 | 0 | 0 | 0 | 0 | 0 | 0 | 0.84302 | 0.84302 | -4.4479 | -4.4479
Line14_15_16 | 0 | 0 | 0 | 0 | 0 | 0 | 0 | 0 | 0 | 0 | 0 | 0 | 0.84302 | 0.84302 | -4.4479 | -4.4479
Line15_16_17 | 0 | 0 | 0 | 0 | 0 | 0 | 0 | 0 | 0 | 0 | 0 | 0 | 0.84302 | 0.84302 | -4.4479 | -4.4479
Line16_4_18 | 0 | 0 | 0 | 0 | 0 | 0 | 0 | 0 | 0 | 0 | 0 | 0 | 0.84302 | 0.84302 | -4.4479 | -4.4479
Line17_5_19 | 0 | 0 | 0 | 0 | 0 | 0 | 0 | 0 | 0 | 0 | 0 | 0 | 0.84302 | 0.84302 | -4.4479 | -4.4479
Line1_1_3 | 0 | 0 | 0 | 0 | 0 | 0 | 0 | 0 | 0 | 0 | 0 | 0 | 0.84302 | 0.84302 | -4.4479 | -4.4479
Line2_1_4 | 0 | 0 | 0 | 0 | 0 | 0 | 0 | 0 | 0 | 0 | 0 | 0 | 0.84302 | 0.84302 | -4.4479 | -4.4479
Line3_1_5 | 0 | 0 | 0 | 0 | 0 | 0 | 0 | 0 | 0 | 0 | 0 | 0 | 0.84302 | 0.84302 | -4.4479 | -4.4479
Line4_2_6 | 2.1767 | 2.1767 | 0 | 0 | 1.508 | 1.508 | 0.42641 | -0.28427 | 0.85282 | -0.56854 | -67.8829 | 112.1171 | 0.63226 | 0.42151 | -4.4479 | -4.4479
Line5_6_7 | 2.1767 | 2.1767 | 0 | 0 | 1.508 | 1.508 | 0.28427 | -0.14214 | 0.56854 | -0.28427 | -67.8829 | 112.1171 | 0.42151 | 0.21075 | -4.4479 | -4.4479
Line6_7_8 | 2.1767 | 2.1767 | 0 | 4.0311 | 1.508 | 1.508 | 0.14214 | -1e-07 | 0.28427 | -1e-07 | -67.8829 | 112.1171 | 0.21075 | 0 | -4.4479 | 0
Line7_8_9 | 0 | 0 | 0 | 0 | 0 | 0 | 7.9247e-22 | 0 | 4.6423e-22 | 0 | 0 | 0 | 0 | 0 | 0 | 0
Line8_8_10 | 0 | 0 | 0 | 0 | 0 | 0 | 7.9247e-22 | 0 | 4.6423e-22 | 0 | 0 | 0 | 0 | 0 | 0 | 0
Line9_3_11 | 0 | 0 | 0 | 0 | 0 | 0 | 0 | 0 | 0 | 0 | 0 | 0 | 0.84302 | 0.84302 | -4.4479 | -4.4479

## LLL_max_10
name | pf_ikss_from_ka | pf_ikss_to_ka | pf_ip_from_ka | pf_ip_to_ka | pf_skss_from_mw | pf_skss_to_mw | pf_p_from_mw | pf_p_to_mw | pf_q_from_mvar | pf_q_to_mvar | pf_ikss_from_degree | pf_ikss_to_degree | pf_vm_from_pu | pf_vm_to_pu | pf_va_from_degree | pf_va_to_degree
Line0_1_2 | 2.259 | 2.259 | 0 | 0 | 1.5651 | 1.5651 | 0.61237 | -0.45928 | 1.2247 | -0.91856 | -68.05 | 111.95 | 0.87491 | 0.65618 | -4.615 | -4.615
Line10_11_12 | 0 | 0 | 0 | 0 | 0 | 0 | 0 | 0 | 0 | 0 | 0 | 0 | 0.87491 | 0.87491 | -4.615 | -4.615
Line11_12_13 | 0 | 0 | 0 | 0 | 0 | 0 | 0 | 0 | 0 | 0 | 0 | 0 | 0.87491 | 0.87491 | -4.615 | -4.615
Line12_13_15 | 0 | 0 | 0 | 0 | 0 | 0 | 0 | 0 | 0 | 0 | 0 | 0 | 0.87491 | 0.87491 | -4.615 | -4.615
Line13_13_14 | 0 | 0 | 0 | 0 | 0 | 0 | 0 | 0 | 0 | 0 | 0 | 0 | 0.87491 | 0.87491 | -4.615 | -4.615
Line14_15_16 | 0 | 0 | 0 | 0 | 0 | 0 | 0 | 0 | 0 | 0 | 0 | 0 | 0.87491 | 0.87491 | -4.615 | -4.615
Line15_16_17 | 0 | 0 | 0 | 0 | 0 | 0 | 0 | 0 | 0 | 0 | 0 | 0 | 0.87491 | 0.87491 | -4.615 | -4.615
Line16_4_18 | 0 | 0 | 0 | 0 | 0 | 0 | 0 | 0 | 0 | 0 | 0 | 0 | 0.87491 | 0.87491 | -4.615 | -4.615
Line17_5_19 | 0 | 0 | 0 | 0 | 0 | 0 | 0 | 0 | 0 | 0 | 0 | 0 | 0.87491 | 0.87491 | -4.615 | -4.615
Line1_1_3 | 0 | 0 | 0 | 0 | 0 | 0 | 0 | 0 | 0 | 0 | 0 | 0 | 0.87491 | 0.87491 | -4.615 | -4.615
Line2_1_4 | 0 | 0 | 0 | 0 | 0 | 0 | 0 | 0 | 0 | 0 | 0 | 0 | 0.87491 | 0.87491 | -4.615 | -4.615
Line3_1_5 | 0 | 0 | 0 | 0 | 0 | 0 | 0 | 0 | 0 | 0 | 0 | 0 | 0.87491 | 0.87491 | -4.615 | -4.615
Line4_2_6 | 2.259 | 2.259 | 0 | 0 | 1.5651 | 1.5651 | 0.45928 | -0.30619 | 0.91856 | -0.61237 | -68.05 | 111.95 | 0.65618 | 0.43745 | -4.615 | -4.615
Line5_6_7 | 2.259 | 2.259 | 0 | 0 | 1.5651 | 1.5651 | 0.30619 | -0.15309 | 0.61237 | -0.30619 | -68.05 | 111.95 | 0.43745 | 0.21873 | -4.615 | -4.615
Line6_7_8 | 2.259 | 2.259 | 0 | 4.1931 | 1.5651 | 1.5651 | 0.15309 | -1e-07 | 0.30619 | -1e-07 | -68.05 | 111.95 | 0.21873 | 0 | -4.615 | 0
Line7_8_9 | 0 | 0 | 0 | 0 | 0 | 0 | 1.1123e-21 | 0 | -5.2195e-22 | 0 | 0 | 0 | 0 | 0 | 0 | 0
Line8_8_10 | 0 | 0 | 0 | 0 | 0 | 0 | 1.1123e-21 | 0 | -5.2195e-22 | 0 | 0 | 0 | 0 | 0 | 0 | 0
Line9_3_11 | 0 | 0 | 0 | 0 | 0 | 0 | 0 | 0 | 0 | 0 | 0 | 0 | 0.87491 | 0.87491 | -4.615 | -4.615

## LLL_max_fault_6
name | pf_ikss_from_ka | pf_ikss_to_ka | pf_ip_from_ka | pf_ip_to_ka | pf_skss_from_mw | pf_skss_to_mw | pf_p_from_mw | pf_p_to_mw | pf_q_from_mvar | pf_q_to_mvar | pf_ikss_from_degree | pf_ikss_to_degree | pf_vm_from_pu | pf_vm_to_pu | pf_va_from_degree | pf_va_to_degree
Line0_1_2 | 0.033802 | 0.033802 | 0 | 0 | 0.023418 | 0.023418 | 0.017275 | -0.017241 | 0.017412 | -0.017344 | -45.346 | 134.654 | 1.0474 | 1.0443 | -0.11952 | -0.17563
Line10_11_12 | 0 | 0 | 0 | 0 | 0 | 0 | 0 | 0 | 0 | 0 | 0 | 0 | 1.0474 | 1.0474 | -0.11952 | -0.11952
Line11_12_13 | 0 | 0 | 0 | 0 | 0 | 0 | 0 | 0 | 0 | 0 | 0 | 0 | 1.0474 | 1.0474 | -0.11952 | -0.11952
Line12_13_15 | 0 | 0 | 0 | 0 | 0 | 0 | 0 | 0 | 0 | 0 | 0 | 0 | 1.0474 | 1.0474 | -0.11952 | -0.11952
Line13_13_14 | 0 | 0 | 0 | 0 | 0 | 0 | 0 | 0 | 0 | 0 | 0 | 0 | 1.0474 | 1.0474 | -0.11952 | -0.11952
Line14_15_16 | 0 | 0 | 0 | 0 | 0 | 0 | 0 | 0 | 0 | 0 | 0 | 0 | 1.0474 | 1.0474 | -0.11952 | -0.11952
Line15_16_17 | 0 | 0 | 0 | 0 | 0 | 0 | 0 | 0 | 0 | 0 | 0 | 0 | 1.0474 | 1.0474 | -0.11952 | -0.11952
Line16_4_18 | 0 | 0 | 0 | 0 | 0 | 0 | 0 | 0 | 0 | 0 | 0 | 0 | 1.0474 | 1.0474 | -0.11952 | -0.11952
Line17_5_19 | 0 | 0 | 0 | 0 | 0 | 0 | 0 | 0 | 0 | 0 | 0 | 0 | 1.0474 | 1.0474 | -0.11952 | -0.11952
Line1_1_3 | 0 | 0 | 0 | 0 | 0 | 0 | 0 | 0 | 0 | 0 | 0 | 0 | 1.0474 | 1.0474 | -0.11952 | -0.11952
Line2_1_4 | 0 | 0 | 0 | 0 | 0 | 0 | 0 | 0 | 0 | 0 | 0 | 0 | 1.0474 | 1.0474 | -0.11952 | -0.11952
Line3_1_5 | 0 | 0 | 0 | 0 | 0 | 0 | 0 | 0 | 0 | 0 | 0 | 0 | 1.0474 | 1.0474 | -0.11952 | -0.11952
Line4_2_6 | 0.033802 | 0.033802 | 0 | 0 | 0.023418 | 0.023418 | 0.017241 | -0.017207 | 0.017344 | -0.017275 | -45.346 | 134.654 | 1.0443 | 1.0412 | -0.17563 | -0.23207
Line5_6_7 | 0.033802 | 0.033802 | 0 | 0 | 0.023418 | 0.023418 | 0.017207 | -0.017173 | 0.017275 | -0.017207 | -45.346 | 134.654 | 1.0412 | 1.0381 | -0.23207 | -0.28886
Line6_7_8 | 0.033802 | 0.033802 | 0 | 0.0626 | 0.023418 | 0.023418 | 0.017173 | -0.017138 | 0.017207 | -0.017138 | -45.346 | 134.654 | 1.0381 | 1.035 | -0.28886 | -0.34598
Line7_8_9 | 0 | 0 | 0 | 0 | 0 | 0 | -1.7102e-10 | 0 | 7.2182e-11 | 0 | 0 | 0 | 1.035 | 1.035 | -0.34598 | -0.34598
Line8_8_10 | 0 | 0 | 0 | 0 | 0 | 0 | -1.7102e-10 | 0 | 7.2182e-11 | 0 | 0 | 0 | 1.035 | 1.035 | -0.34598 | -0.34598
Line9_3_11 | 0 | 0 | 0 | 0 | 0 | 0 | 0 | 0 | 0 | 0 | 0 | 0 | 1.0474 | 1.0474 | -0.11952 | -0.11952

## LLL_max_fault_10
name | pf_ikss_from_ka | pf_ikss_to_ka | pf_ip_from_ka | pf_ip_to_ka | pf_skss_from_mw | pf_skss_to_mw | pf_p_from_mw | pf_p_to_mw | pf_q_from_mvar | pf_q_to_mvar | pf_ikss_from_degree | pf_ikss_to_degree | pf_vm_from_pu | pf_vm_to_pu | pf_va_from_degree | pf_va_to_degree
Line0_1_2 | 0.035407 | 0.035407 | 0 | 0 | 0.024531 | 0.024531 | 0.018955 | -0.018918 | 0.019106 | -0.019031 | -45.3516 | 134.6484 | 1.0971 | 1.0939 | -0.12515 | -0.18126
Line10_11_12 | 0 | 0 | 0 | 0 | 0 | 0 | 0 | 0 | 0 | 0 | 0 | 0 | 1.0971 | 1.0971 | -0.12515 | -0.12515
Line11_12_13 | 0 | 0 | 0 | 0 | 0 | 0 | 0 | 0 | 0 | 0 | 0 | 0 | 1.0971 | 1.0971 | -0.12515 | -0.12515
Line12_13_15 | 0 | 0 | 0 | 0 | 0 | 0 | 0 | 0 | 0 | 0 | 0 | 0 | 1.0971 | 1.0971 | -0.12515 | -0.12515
Line13_13_14 | 0 | 0 | 0 | 0 | 0 | 0 | 0 | 0 | 0 | 0 | 0 | 0 | 1.0971 | 1.0971 | -0.12515 | -0.12515
Line14_15_16 | 0 | 0 | 0 | 0 | 0 | 0 | 0 | 0 | 0 | 0 | 0 | 0 | 1.0971 | 1.0971 | -0.12515 | -0.12515
Line15_16_17 | 0 | 0 | 0 | 0 | 0 | 0 | 0 | 0 | 0 | 0 | 0 | 0 | 1.0971 | 1.0971 | -0.12515 | -0.12515
Line16_4_18 | 0 | 0 | 0 | 0 | 0 | 0 | 0 | 0 | 0 | 0 | 0 | 0 | 1.0971 | 1.0971 | -0.12515 | -0.12515
Line17_5_19 | 0 | 0 | 0 | 0 | 0 | 0 | 0 | 0 | 0 | 0 | 0 | 0 | 1.0971 | 1.0971 | -0.12515 | -0.12515
Line1_1_3 | 0 | 0 | 0 | 0 | 0 | 0 | 0 | 0 | 0 | 0 | 0 | 0 | 1.0971 | 1.0971 | -0.12515 | -0.12515
Line2_1_4 | 0 | 0 | 0 | 0 | 0 | 0 | 0 | 0 | 0 | 0 | 0 | 0 | 1.0971 | 1.0971 | -0.12515 | -0.12515
Line3_1_5 | 0 | 0 | 0 | 0 | 0 | 0 | 0 | 0 | 0 | 0 | 0 | 0 | 1.0971 | 1.0971 | -0.12515 | -0.12515
Line4_2_6 | 0.035407 | 0.035407 | 0 | 0 | 0.024531 | 0.024531 | 0.018918 | -0.01888 | 0.019031 | -0.018955 | -45.3516 | 134.6484 | 1.0939 | 1.0906 | -0.18126 | -0.23771
Line5_6_7 | 0.035407 | 0.035407 | 0 | 0 | 0.024531 | 0.024531 | 0.01888 | -0.018842 | 0.018955 | -0.01888 | -45.3516 | 134.6484 | 1.0906 | 1.0874 | -0.23771 | -0.29449
Line6_7_8 | 0.035407 | 0.035407 | 0 | 0.065722 | 0.024531 | 0.024531 | 0.018842 | -0.018805 | 0.01888 | -0.018805 | -45.3516 | 134.6484 | 1.0874 | 1.0841 | -0.29449 | -0.35161
Line7_8_9 | 0 | 0 | 0 | 0 | 0 | 0 | -1.8919e-10 | 0 | 8.0501e-11 | 0 | 0 | 0 | 1.0841 | 1.0841 | -0.35161 | -0.35161
Line8_8_10 | 0 | 0 | 0 | 0 | 0 | 0 | -1.8919e-10 | 0 | 8.0501e-11 | 0 | 0 | 0 | 1.0841 | 1.0841 | -0.35161 | -0.35161
Line9_3_11 | 0 | 0 | 0 | 0 | 0 | 0 | 0 | 0 | 0 | 0 | 0 | 0 | 1.0971 | 1.0971 | -0.12515 | -0.12515

## LLL_min_6
name | pf_ikss_from_ka | pf_ikss_to_ka | pf_ip_from_ka | pf_ip_to_ka | pf_skss_from_mw | pf_skss_to_mw | pf_p_from_mw | pf_p_to_mw | pf_q_from_mvar | pf_q_to_mvar | pf_ikss_from_degree | pf_ikss_to_degree | pf_vm_from_pu | pf_vm_to_pu | pf_va_from_degree | pf_va_to_degree
Line0_1_2 | 1.6801 | 1.6801 | 0 | 0 | 1.164 | 1.164 | 0.65034 | -0.48775 | 0.67743 | -0.50807 | -52.8727 | 127.1273 | 0.80677 | 0.60508 | -6.7036 | -6.7036
Line10_11_12 | 0 | 0 | 0 | 0 | 0 | 0 | 0 | 0 | 0 | 0 | 0 | 0 | 0.80677 | 0.80677 | -6.7036 | -6.7036
Line11_12_13 | 0 | 0 | 0 | 0 | 0 | 0 | 0 | 0 | 0 | 0 | 0 | 0 | 0.80677 | 0.80677 | -6.7036 | -6.7036
Line12_13_15 | 0 | 0 | 0 | 0 | 0 | 0 | 0 | 0 | 0 | 0 | 0 | 0 | 0.80677 | 0.80677 | -6.7036 | -6.7036
Line13_13_14 | 0 | 0 | 0 | 0 | 0 | 0 | 0 | 0 | 0 | 0 | 0 | 0 | 0.80677 | 0.80677 | -6.7036 | -6.7036
Line14_15_16 | 0 | 0 | 0 | 0 | 0 | 0 | 0 | 0 | 0 | 0 | 0 | 0 | 0.80677 | 0.80677 | -6.7036 | -6.7036
Line15_16_17 | 0 | 0 | 0 | 0 | 0 | 0 | 0 | 0 | 0 | 0 | 0 | 0 | 0.80677 | 0.80677 | -6.7036 | -6.7036
Line16_4_18 | 0 | 0 | 0 | 0 | 0 | 0 | 0 | 0 | 0 | 0 | 0 | 0 | 0.80677 | 0.80677 | -6.7036 | -6.7036
Line17_5_19 | 0 | 0 | 0 | 0 | 0 | 0 | 0 | 0 | 0 | 0 | 0 | 0 | 0.80677 | 0.80677 | -6.7036 | -6.7036
Line1_1_3 | 0 | 0 | 0 | 0 | 0 | 0 | 0 | 0 | 0 | 0 | 0 | 0 | 0.80677 | 0.80677 | -6.7036 | -6.7036
Line2_1_4 | 0 | 0 | 0 | 0 | 0 | 0 | 0 | 0 | 0 | 0 | 0 | 0 | 0.80677 | 0.80677 | -6.7036 | -6.7036
Line3_1_5 | 0 | 0 | 0 | 0 | 0 | 0 | 0 | 0 | 0 | 0 | 0 | 0 | 0.80677 | 0.80677 | -6.7036 | -6.7036
Line4_2_6 | 1.6801 | 1.6801 | 0 | 0 | 1.164 | 1.164 | 0.48775 | -0.32517 | 0.50807 | -0.33872 | -52.8727 | 127.1273 | 0.60508 | 0.40338 | -6.7036 | -6.7036
Line5_6_7 | 1.6801 | 1.6801 | 0 | 0 | 1.164 | 1.164 | 0.32517 | -0.16258 | 0.33872 | -0.16936 | -52.8727 | 127.1273 | 0.40338 | 0.20169 | -6.7036 | -6.7036
Line6_7_8 | 1.6801 | 1.6801 | 0 | 2.6638 | 1.164 | 1.164 | 0.16258 | -1e-07 | 0.16936 | -1e-07 | -52.8727 | 127.1273 | 0.20169 | 0 | -6.7036 | 0
Line7_8_9 | 0 | 0 | 0 | 0 | 0 | 0 | 6.7987e-22 | 0 | 9.0104e-22 | 0 | 0 | 0 | 0 | 0 | 0 | 0
Line8_8_10 | 0 | 0 | 0 | 0 | 0 | 0 | 6.7987e-22 | 0 | 9.0104e-22 | 0 | 0 | 0 | 0 | 0 | 0 | 0
Line9_3_11 | 0 | 0 | 0 | 0 | 0 | 0 | 0 | 0 | 0 | 0 | 0 | 0 | 0.80677 | 0.80677 | -6.7036 | -6.7036

## LLL_min_10
name | pf_ikss_from_ka | pf_ikss_to_ka | pf_ip_from_ka | pf_ip_to_ka | pf_skss_from_mw | pf_skss_to_mw | pf_p_from_mw | pf_p_to_mw | pf_q_from_mvar | pf_q_to_mvar | pf_ikss_from_degree | pf_ikss_to_degree | pf_vm_from_pu | pf_vm_to_pu | pf_va_from_degree | pf_va_to_degree
Line0_1_2 | 1.5916 | 1.5916 | 0 | 0 | 1.1027 | 1.1027 | 0.58368 | -0.43776 | 0.608 | -0.456 | -52.8727 | 127.1273 | 0.76431 | 0.57323 | -6.7036 | -6.7036
Line10_11_12 | 0 | 0 | 0 | 0 | 0 | 0 | 0 | 0 | 0 | 0 | 0 | 0 | 0.76431 | 0.76431 | -6.7036 | -6.7036
Line11_12_13 | 0 | 0 | 0 | 0 | 0 | 0 | 0 | 0 | 0 | 0 | 0 | 0 | 0.76431 | 0.76431 | -6.7036 | -6.7036
Line12_13_15 | 0 | 0 | 0 | 0 | 0 | 0 | 0 | 0 | 0 | 0 | 0 | 0 | 0.76431 | 0.76431 | -6.7036 | -6.7036
Line13_13_14 | 0 | 0 | 0 | 0 | 0 | 0 | 0 | 0 | 0 | 0 | 0 | 0 | 0.76431 | 0.76431 | -6.7036 | -6.7036
Line14_15_16 | 0 | 0 | 0 | 0 | 0 | 0 | 0 | 0 | 0 | 0 | 0 | 0 | 0.76431 | 0.76431 | -6.7036 | -6.7036
Line15_16_17 | 0 | 0 | 0 | 0 | 0 | 0 | 0 | 0 | 0 | 0 | 0 | 0 | 0.76431 | 0.76431 | -6.7036 | -6.7036
Line16_4_18 | 0 | 0 | 0 | 0 | 0 | 0 | 0 | 0 | 0 | 0 | 0 | 0 | 0.76431 | 0.76431 | -6.7036 | -6.7036
Line17_5_19 | 0 | 0 | 0 | 0 | 0 | 0 | 0 | 0 | 0 | 0 | 0 | 0 | 0.76431 | 0.76431 | -6.7036 | -6.7036
Line1_1_3 | 0 | 0 | 0 | 0 | 0 | 0 | 0 | 0 | 0 | 0 | 0 | 0 | 0.76431 | 0.76431 | -6.7036 | -6.7036
Line2_1_4 | 0 | 0 | 0 | 0 | 0 | 0 | 0 | 0 | 0 | 0 | 0 | 0 | 0.76431 | 0.76431 | -6.7036 | -6.7036
Line3_1_5 | 0 | 0 | 0 | 0 | 0 | 0 | 0 | 0 | 0 | 0 | 0 | 0 | 0.76431 | 0.76431 | -6.7036 | -6.7036
Line4_2_6 | 1.5916 | 1.5916 | 0 | 0 | 1.1027 | 1.1027 | 0.43776 | -0.29184 | 0.456 | -0.304 | -52.8727 | 127.1273 | 0.57323 | 0.38215 | -6.7036 | -6.7036
Line5_6_7 | 1.5916 | 1.5916 | 0 | 0 | 1.1027 | 1.1027 | 0.29184 | -0.14592 | 0.304 | -0.152 | -52.8727 | 127.1273 | 0.38215 | 0.19108 | -6.7036 | -6.7036
Line6_7_8 | 1.5916 | 1.5916 | 0 | 2.5236 | 1.1027 | 1.1027 | 0.14592 | -1e-07 | 0.152 | -1e-07 | -52.8727 | 127.1273 | 0.19108 | 0 | -6.7036 | 0
Line7_8_9 | 0 | 0 | 0 | 0 | 0 | 0 | 6.1001e-22 | 0 | 8.0913e-22 | 0 | 0 | 0 | 0 | 0 | 0 | 0
Line8_8_10 | 0 | 0 | 0 | 0 | 0 | 0 | 6.1001e-22 | 0 | 8.0913e-22 | 0 | 0 | 0 | 0 | 0 | 0 | 0
Line9_3_11 | 0 | 0 | 0 | 0 | 0 | 0 | 0 | 0 | 0 | 0 | 0 | 0 | 0.76431 | 0.76431 | -6.7036 | -6.7036

## LLL_min_fault_6
name | pf_ikss_from_ka | pf_ikss_to_ka | pf_ip_from_ka | pf_ip_to_ka | pf_skss_from_mw | pf_skss_to_mw | pf_p_from_mw | pf_p_to_mw | pf_q_from_mvar | pf_q_to_mvar | pf_ikss_from_degree | pf_ikss_to_degree | pf_vm_from_pu | pf_vm_to_pu | pf_va_from_degree | pf_va_to_degree
Line0_1_2 | 0.030469 | 0.030469 | 0 | 0 | 0.02111 | 0.02111 | 0.01414 | -0.014086 | 0.014149 | -0.014093 | -45.1423 | 134.8577 | 0.94756 | 0.9439 | -0.12428 | -0.12874
Line10_11_12 | 0 | 0 | 0 | 0 | 0 | 0 | 0 | 0 | 0 | 0 | 0 | 0 | 0.94756 | 0.94756 | -0.12428 | -0.12428
Line11_12_13 | 0 | 0 | 0 | 0 | 0 | 0 | 0 | 0 | 0 | 0 | 0 | 0 | 0.94756 | 0.94756 | -0.12428 | -0.12428
Line12_13_15 | 0 | 0 | 0 | 0 | 0 | 0 | 0 | 0 | 0 | 0 | 0 | 0 | 0.94756 | 0.94756 | -0.12428 | -0.12428
Line13_13_14 | 0 | 0 | 0 | 0 | 0 | 0 | 0 | 0 | 0 | 0 | 0 | 0 | 0.94756 | 0.94756 | -0.12428 | -0.12428
Line14_15_16 | 0 | 0 | 0 | 0 | 0 | 0 | 0 | 0 | 0 | 0 | 0 | 0 | 0.94756 | 0.94756 | -0.12428 | -0.12428
Line15_16_17 | 0 | 0 | 0 | 0 | 0 | 0 | 0 | 0 | 0 | 0 | 0 | 0 | 0.94756 | 0.94756 | -0.12428 | -0.12428
Line16_4_18 | 0 | 0 | 0 | 0 | 0 | 0 | 0 | 0 | 0 | 0 | 0 | 0 | 0.94756 | 0.94756 | -0.12428 | -0.12428
Line17_5_19 | 0 | 0 | 0 | 0 | 0 | 0 | 0 | 0 | 0 | 0 | 0 | 0 | 0.94756 | 0.94756 | -0.12428 | -0.12428
Line1_1_3 | 0 | 0 | 0 | 0 | 0 | 0 | 0 | 0 | 0 | 0 | 0 | 0 | 0.94756 | 0.94756 | -0.12428 | -0.12428
Line2_1_4 | 0 | 0 | 0 | 0 | 0 | 0 | 0 | 0 | 0 | 0 | 0 | 0 | 0.94756 | 0.94756 | -0.12428 | -0.12428
Line3_1_5 | 0 | 0 | 0 | 0 | 0 | 0 | 0 | 0 | 0 | 0 | 0 | 0 | 0.94756 | 0.94756 | -0.12428 | -0.12428
Line4_2_6 | 0.030469 | 0.030469 | 0 | 0 | 0.02111 | 0.02111 | 0.014086 | -0.014033 | 0.014093 | -0.014037 | -45.1423 | 134.8577 | 0.9439 | 0.94024 | -0.12874 | -0.13323
Line5_6_7 | 0.030469 | 0.030469 | 0 | 0 | 0.02111 | 0.02111 | 0.014033 | -0.013979 | 0.014037 | -0.013981 | -45.1423 | 134.8577 | 0.94024 | 0.93659 | -0.13323 | -0.13776
Line6_7_8 | 0.030469 | 0.030469 | 0 | 0.04831 | 0.02111 | 0.02111 | 0.013979 | -0.013926 | 0.013981 | -0.013926 | -45.1423 | 134.8577 | 0.93659 | 0.93293 | -0.13776 | -0.14233
Line7_8_9 | 0 | 0 | 0 | 0 | 0 | 0 | -1.7514e-10 | 0 | 2.4218e-11 | 0 | 0 | 0 | 0.93293 | 0.93293 | -0.14233 | -0.14233
Line8_8_10 | 0 | 0 | 0 | 0 | 0 | 0 | -1.7514e-10 | 0 | 2.4218e-11 | 0 | 0 | 0 | 0.93293 | 0.93293 | -0.14233 | -0.14233
Line9_3_11 | 0 | 0 | 0 | 0 | 0 | 0 | 0 | 0 | 0 | 0 | 0 | 0 | 0.94756 | 0.94756 | -0.12428 | -0.12428

## LLL_min_fault_10
name | pf_ikss_from_ka | pf_ikss_to_ka | pf_ip_from_ka | pf_ip_to_ka | pf_skss_from_mw | pf_skss_to_mw | pf_p_from_mw | pf_p_to_mw | pf_q_from_mvar | pf_q_to_mvar | pf_ikss_from_degree | pf_ikss_to_degree | pf_vm_from_pu | pf_vm_to_pu | pf_va_from_degree | pf_va_to_degree
Line0_1_2 | 0.028866 | 0.028866 | 0 | 0 | 0.019999 | 0.019999 | 0.01269 | -0.012642 | 0.012698 | -0.012648 | -45.1423 | 134.8577 | 0.89769 | 0.89422 | -0.12428 | -0.12874
Line10_11_12 | 0 | 0 | 0 | 0 | 0 | 0 | 0 | 0 | 0 | 0 | 0 | 0 | 0.89769 | 0.89769 | -0.12428 | -0.12428
Line11_12_13 | 0 | 0 | 0 | 0 | 0 | 0 | 0 | 0 | 0 | 0 | 0 | 0 | 0.89769 | 0.89769 | -0.12428 | -0.12428
Line12_13_15 | 0 | 0 | 0 | 0 | 0 | 0 | 0 | 0 | 0 | 0 | 0 | 0 | 0.89769 | 0.89769 | -0.12428 | -0.12428
Line13_13_14 | 0 | 0 | 0 | 0 | 0 | 0 | 0 | 0 | 0 | 0 | 0 | 0 | 0.89769 | 0.89769 | -0.12428 | -0.12428
Line14_15_16 | 0 | 0 | 0 | 0 | 0 | 0 | 0 | 0 | 0 | 0 | 0 | 0 | 0.89769 | 0.89769 | -0.12428 | -0.12428
Line15_16_17 | 0 | 0 | 0 | 0 | 0 | 0 | 0 | 0 | 0 | 0 | 0 | 0 | 0.89769 | 0.89769 | -0.12428 | -0.12428
Line16_4_18 | 0 | 0 | 0 | 0 | 0 | 0 | 0 | 0 | 0 | 0 | 0 | 0 | 0.89769 | 0.89769 | -0.12428 | -0.12428
Line17_5_19 | 0 | 0 | 0 | 0 | 0 | 0 | 0 | 0 | 0 | 0 | 0 | 0 | 0.89769 | 0.89769 | -0.12428 | -0.12428
Line1_1_3 | 0 | 0 | 0 | 0 | 0 | 0 | 0 | 0 | 0 | 0 | 0 | 0 | 0.89769 | 0.89769 | -0.12428 | -0.12428
Line2_1_4 | 0 | 0 | 0 | 0 | 0 | 0 | 0 | 0 | 0 | 0 | 0 | 0 | 0.89769 | 0.89769 | -0.12428 | -0.12428
Line3_1_5 | 0 | 0 | 0 | 0 | 0 | 0 | 0 | 0 | 0 | 0 | 0 | 0 | 0.89769 | 0.89769 | -0.12428 | -0.12428
Line4_2_6 | 0.028866 | 0.028866 | 0 | 0 | 0.019999 | 0.019999 | 0.012642 | -0.012594 | 0.012648 | -0.012598 | -45.1423 | 134.8577 | 0.89422 | 0.89076 | -0.12874 | -0.13323
Line5_6_7 | 0.028866 | 0.028866 | 0 | 0 | 0.019999 | 0.019999 | 0.012594 | -0.012546 | 0.012598 | -0.012548 | -45.1423 | 134.8577 | 0.89076 | 0.88729 | -0.13323 | -0.13776
Line6_7_8 | 0.028866 | 0.028866 | 0 | 0.045767 | 0.019999 | 0.019999 | 0.012546 | -0.012498 | 0.012548 | -0.012498 | -45.1423 | 134.8577 | 0.88729 | 0.88383 | -0.13776 | -0.14233
Line7_8_9 | 0 | 0 | 0 | 0 | 0 | 0 | -1.5719e-10 | 0 | 2.1736e-11 | 0 | 0 | 0 | 0.88383 | 0.88383 | -0.14233 | -0.14233
Line8_8_10 | 0 | 0 | 0 | 0 | 0 | 0 | -1.5719e-10 | 0 | 2.1736e-11 | 0 | 0 | 0 | 0.88383 | 0.88383 | -0.14233 | -0.14233
Line9_3_11 | 0 | 0 | 0 | 0 | 0 | 0 | 0 | 0 | 0 | 0 | 0 | 0 | 0.89769 | 0.89769 | -0.12428 | -0.12428

## LL_max_6
name | pf_ikss_a_from_ka | pf_ikss_b_from_ka | pf_ikss_c_from_ka | pf_ikss_a_to_ka | pf_ikss_b_to_ka | pf_ikss_c_to_ka | pf_skss_a_from_mw | pf_skss_b_from_mw | pf_skss_c_from_mw | pf_skss_a_to_mw | pf_skss_b_to_mw | pf_skss_c_to_mw | pf_p_a_from_mw | pf_p_b_from_mw | pf_p_c_from_mw | pf_p_a_to_mw | pf_p_b_to_mw | pf_p_c_to_mw | pf_q_a_from_mvar | pf_q_b_from_mvar | pf_q_c_from_mvar | pf_q_a_to_mvar | pf_q_b_to_mvar | pf_q_c_to_mvar | pf_ikss_a_from_degree | pf_ikss_b_from_degree | pf_ikss_c_from_degree | pf_ikss_a_to_degree | pf_ikss_b_to_degree | pf_ikss_c_to_degree | pf_vm_a_from_pu | pf_vm_b_from_pu | pf_vm_c_from_pu | pf_vm_a_to_pu | pf_vm_b_to_pu | pf_vm_c_to_pu | pf_va_a_from_degree | pf_va_b_from_degree | pf_va_c_from_degree | pf_va_a_to_degree | pf_va_b_to_degree | pf_va_c_to_degree
Line0_1_2 | 0 | 1.885 | 1.885 | 0 | 1.885 | 1.885 | 0 | 0.43533 | 0.43533 | 0 | 0.43533 | 0.43533 | 8.9373e-16 | 0.35387 | -0.069596 | -8.9373e-16 | -0.31833 | 0.10513 | -3.8858e-17 | 0.19822 | 0.37032 | 5.8287e-17 | -0.12715 | -0.29925 | 0 | -157.8829 | 22.1171 | 0 | 22.1171 | -157.8829 | 1.05 | 0.93171 | 0.86555 | 1.05 | 0.78742 | 0.7286 | -1.1522e-12 | -128.6271 | 122.7608 | -1.1648e-12 | -136.1092 | 131.4739
Line10_11_12 | 0 | 0 | 0 | 0 | 0 | 0 | 0 | 0 | 0 | 0 | 0 | 0 | 2.9143e-16 | -2.1811e-09 | -3.489e-09 | -3.1086e-16 | 2.1811e-09 | 3.489e-09 | 3.8858e-17 | 3.2284e-09 | -9.6307e-10 | -1.9429e-17 | -3.2284e-09 | 9.6307e-10 | 0 | 0 | 0 | 0 | 0 | 0 | 1.05 | 0.93171 | 0.86555 | 1.05 | 0.93171 | 0.86555 | -1.1658e-12 | -128.6271 | 122.7608 | -1.1713e-12 | -128.6271 | 122.7608
Line11_12_13 | 0 | 0 | 0 | 0 | 0 | 0 | 0 | 0 | 0 | 0 | 0 | 0 | 2.72e-16 | -1.8176e-09 | -2.9075e-09 | -2.72e-16 | 1.8176e-09 | 2.9075e-09 | -5.5606e-30 | 2.6904e-09 | -8.0256e-10 | -1.9429e-17 | -2.6904e-09 | 8.0256e-10 | 0 | 0 | 0 | 0 | 0 | 0 | 1.05 | 0.93171 | 0.86555 | 1.05 | 0.93171 | 0.86555 | -1.1713e-12 | -128.6271 | 122.7608 | -1.1756e-12 | -128.6271 | 122.7608
Line12_13_15 | 0 | 0 | 0 | 0 | 0 | 0 | 0 | 0 | 0 | 0 | 0 | 0 | 1.36e-16 | -1.0906e-09 | -1.7445e-09 | -1.5543e-16 | 1.0906e-09 | 1.7445e-09 | 1.9429e-17 | 1.6142e-09 | -4.8153e-10 | -5.8287e-17 | -1.6142e-09 | 4.8153e-10 | 0 | 0 | 0 | 0 | 0 | 0 | 1.05 | 0.93171 | 0.86555 | 1.05 | 0.93171 | 0.86555 | -1.1756e-12 | -128.6271 | 122.7608 | -1.1777e-12 | -128.6271 | 122.7608
Line13_13_14 | 0 | 0 | 0 | 0 | 0 | 0 | 0 | 0 | 0 | 0 | 0 | 0 | 1.9429e-17 | -3.6352e-10 | -5.8151e-10 | -1.9429e-17 | 3.6352e-10 | 5.8151e-10 | -3.9865e-31 | 5.3807e-10 | -1.6051e-10 | 3.9886e-31 | -5.3807e-10 | 1.6051e-10 | 0 | 0 | 0 | 0 | 0 | 0 | 1.05 | 0.93171 | 0.86555 | 1.05 | 0.93171 | 0.86555 | -1.1756e-12 | -128.6271 | 122.7608 | -1.1762e-12 | -128.6271 | 122.7608
Line14_15_16 | 0 | 0 | 0 | 0 | 0 | 0 | 0 | 0 | 0 | 0 | 0 | 0 | 1.1657e-16 | -7.2704e-10 | -1.163e-09 | -1.36e-16 | 7.2704e-10 | 1.163e-09 | -1.9429e-17 | 1.0761e-09 | -3.2102e-10 | 1.9429e-17 | -1.0761e-09 | 3.2102e-10 | 0 | 0 | 0 | 0 | 0 | 0 | 1.05 | 0.93171 | 0.86555 | 1.05 | 0.93171 | 0.86555 | -1.1777e-12 | -128.6271 | 122.7608 | -1.1788e-12 | -128.6271 | 122.7608
Line15_16_17 | 0 | 0 | 0 | 0 | 0 | 0 | 0 | 0 | 0 | 0 | 0 | 0 | -3.9973e-31 | -3.6352e-10 | -5.8151e-10 | -1.9429e-17 | 3.6352e-10 | 5.8151e-10 | -1.9429e-17 | 5.3807e-10 | -1.6051e-10 | 3.9985e-31 | -5.3807e-10 | 1.6051e-10 | 0 | 0 | 0 | 0 | 0 | 0 | 1.05 | 0.93171 | 0.86555 | 1.05 | 0.93171 | 0.86555 | -1.1788e-12 | -128.6271 | 122.7608 | -1.1792e-12 | -128.6271 | 122.7608
Line16_4_18 | 0 | 0 | 0 | 0 | 0 | 0 | 0 | 0 | 0 | 0 | 0 | 0 | -3.8858e-17 | -3.6352e-10 | -5.8151e-10 | 3.8858e-17 | 3.6352e-10 | 5.8151e-10 | 7.7768e-31 | 5.3807e-10 | -1.6051e-10 | -7.7792e-31 | -5.3807e-10 | 1.6051e-10 | 0 | 0 | 0 | 0 | 0 | 0 | 1.05 | 0.93171 | 0.86555 | 1.05 | 0.93171 | 0.86555 | -1.1467e-12 | -128.6271 | 122.7608 | -1.147e-12 | -128.6271 | 122.7608
Line17_5_19 | 0 | 0 | 0 | 0 | 0 | 0 | 0 | 0 | 0 | 0 | 0 | 0 | -1.9429e-17 | -3.6352e-10 | -5.8151e-10 | 1.9429e-17 | 3.6352e-10 | 5.8151e-10 | 3.9133e-31 | 5.3807e-10 | -1.6051e-10 | -3.9145e-31 | -5.3807e-10 | 1.6051e-10 | 0 | 0 | 0 | 0 | 0 | 0 | 1.05 | 0.93171 | 0.86555 | 1.05 | 0.93171 | 0.86555 | -1.154e-12 | -128.6271 | 122.7608 | -1.1544e-12 | -128.6271 | 122.7608
Line1_1_3 | 0 | 0 | 0 | 0 | 0 | 0 | 0 | 0 | 0 | 0 | 0 | 0 | 4.4686e-16 | -2.9082e-09 | -4.6521e-09 | -4.0801e-16 | 2.9082e-09 | 4.6521e-09 | 1.36e-16 | 4.3046e-09 | -1.2841e-09 | -9.7145e-17 | -4.3046e-09 | 1.2841e-09 | 0 | 0 | 0 | 0 | 0 | 0 | 1.05 | 0.93171 | 0.86555 | 1.05 | 0.93171 | 0.86555 | -1.1522e-12 | -128.6271 | 122.7608 | -1.1595e-12 | -128.6271 | 122.7608
Line2_1_4 | 0 | 0 | 0 | 0 | 0 | 0 | 0 | 0 | 0 | 0 | 0 | 0 | -1.5543e-16 | -7.2704e-10 | -1.163e-09 | 1.7486e-16 | 7.2704e-10 | 1.163e-09 | 1.0686e-15 | 1.0761e-09 | -3.2102e-10 | -1.0492e-15 | -1.0761e-09 | 3.2102e-10 | 0 | 0 | 0 | 0 | 0 | 0 | 1.05 | 0.93171 | 0.86555 | 1.05 | 0.93171 | 0.86555 | -1.1522e-12 | -128.6271 | 122.7608 | -1.1467e-12 | -128.6271 | 122.7608
Line3_1_5 | 0 | 0 | 0 | 0 | 0 | 0 | 0 | 0 | 0 | 0 | 0 | 0 | 9.7145e-17 | -7.2704e-10 | -1.163e-09 | -5.8287e-17 | 7.2704e-10 | 1.163e-09 | 5.8287e-17 | 1.0761e-09 | -3.2102e-10 | -3.8858e-17 | -1.0761e-09 | 3.2102e-10 | 0 | 0 | 0 | 0 | 0 | 0 | 1.05 | 0.93171 | 0.86555 | 1.05 | 0.93171 | 0.86555 | -1.1522e-12 | -128.6271 | 122.7608 | -1.154e-12 | -128.6271 | 122.7608
Line4_2_6 | 0 | 1.885 | 1.885 | 0 | 1.885 | 1.885 | 0 | 0.43533 | 0.43533 | 0 | 0.43533 | 0.43533 | 7.7716e-16 | 0.31833 | -0.10513 | -8.5487e-16 | -0.2828 | 0.14066 | -1.1657e-16 | 0.12715 | 0.29925 | 7.7716e-17 | -0.056087 | -0.22819 | 0 | -157.8829 | 22.1171 | 0 | 22.1171 | -157.8829 | 1.05 | 0.78742 | 0.7286 | 1.05 | 0.66227 | 0.61575 | -1.1648e-12 | -136.1092 | 131.4739 | -1.1777e-12 | -146.6652 | 143.7688
Line5_6_7 | 0 | 1.885 | 1.885 | 0 | 1.885 | 1.885 | 0 | 0.43533 | 0.43533 | 0 | 0.43533 | 0.43533 | 6.9944e-16 | 0.2828 | -0.14066 | -6.2172e-16 | -0.24727 | 0.1762 | -1.9429e-16 | 0.056087 | 0.22819 | 1.5543e-16 | 0.014981 | -0.15712 | 0 | -157.8829 | 22.1171 | 0 | 22.1171 | -157.8829 | 1.05 | 0.66227 | 0.61575 | 1.05 | 0.56903 | 0.54229 | -1.1777e-12 | -146.6652 | 143.7688 | -1.1864e-12 | -161.35 | 160.3935
Line6_7_8 | 0 | 1.885 | 1.885 | 0 | 1.885 | 1.885 | 0 | 0.43533 | 0.43533 | 0 | 0.43533 | 0.43533 | 3.1086e-16 | 0.24727 | -0.1762 | -3.1086e-16 | -0.21173 | 0.21173 | -1.5543e-16 | -0.014981 | 0.15712 | 1.5543e-16 | 0.086049 | -0.086049 | 0 | -157.8829 | 22.1171 | 0 | 22.1171 | -157.8829 | 1.05 | 0.56903 | 0.54229 | 1.05 | 0.525 | 0.525 | -1.1864e-12 | -161.35 | 160.3935 | -1.1962e-12 | 180 | -180
Line7_8_9 | 0 | 0 | 0 | 0 | 0 | 0 | 0 | 0 | 0 | 0 | 0 | 0 | 3.1086e-16 | -3.8858e-17 | -4.6629e-16 | -3.1086e-16 | 7.98e-17 | 4.6838e-16 | -1.5543e-16 | 1.7505e-09 | -1.7505e-09 | 1.1657e-16 | -1.7505e-09 | 1.7505e-09 | 0 | 0 | 0 | 0 | 0 | 0 | 1.05 | 0.525 | 0.525 | 1.05 | 0.525 | 0.525 | -1.1962e-12 | 180 | -180 | -1.1994e-12 | -180 | 180
Line8_8_10 | 0 | 0 | 0 | 0 | 0 | 0 | 0 | 0 | 0 | 0 | 0 | 0 | 7.7716e-17 | -1.1657e-16 | -1.5543e-16 | -7.7716e-17 | 1.5752e-16 | 2.0843e-18 | -3.8858e-17 | 1.7505e-09 | -1.7505e-09 | 3.8858e-17 | -1.7505e-09 | 1.7505e-09 | 0 | 0 | 0 | 0 | 0 | 0 | 1.05 | 0.525 | 0.525 | 1.05 | 0.525 | 0.525 | -1.1962e-12 | 180 | -180 | -1.1975e-12 | -180 | 180
Line9_3_11 | 0 | 0 | 0 | 0 | 0 | 0 | 0 | 0 | 0 | 0 | 0 | 0 | 3.3029e-16 | -2.5447e-09 | -4.0705e-09 | -3.6915e-16 | 2.5447e-09 | 4.0705e-09 | 7.7716e-17 | 3.7665e-09 | -1.1236e-09 | -7.7716e-17 | -3.7665e-09 | 1.1236e-09 | 0 | 0 | 0 | 0 | 0 | 0 | 1.05 | 0.93171 | 0.86555 | 1.05 | 0.93171 | 0.86555 | -1.1595e-12 | -128.6271 | 122.7608 | -1.1658e-12 | -128.6271 | 122.7608

## LL_max_10
name | pf_ikss_a_from_ka | pf_ikss_b_from_ka | pf_ikss_c_from_ka | pf_ikss_a_to_ka | pf_ikss_b_to_ka | pf_ikss_c_to_ka | pf_skss_a_from_mw | pf_skss_b_from_mw | pf_skss_c_from_mw | pf_skss_a_to_mw | pf_skss_b_to_mw | pf_skss_c_to_mw | pf_p_a_from_mw | pf_p_b_from_mw | pf_p_c_from_mw | pf_p_a_to_mw | pf_p_b_to_mw | pf_p_c_to_mw | pf_q_a_from_mvar | pf_q_b_from_mvar | pf_q_c_from_mvar | pf_q_a_to_mvar | pf_q_b_to_mvar | pf_q_c_to_mvar | pf_ikss_a_from_degree | pf_ikss_b_from_degree | pf_ikss_c_from_degree | pf_ikss_a_to_degree | pf_ikss_b_to_degree | pf_ikss_c_to_degree | pf_vm_a_from_pu | pf_vm_b_from_pu | pf_vm_c_from_pu | pf_vm_a_to_pu | pf_vm_b_to_pu | pf_vm_c_to_pu | pf_va_a_from_degree | pf_va_b_from_degree | pf_va_c_from_degree | pf_va_a_to_degree | pf_va_b_to_degree | pf_va_c_to_degree
Line0_1_2 | 0 | 1.9564 | 1.9564 | 0 | 1.9564 | 1.9564 | 0 | 0.4518 | 0.4518 | 0 | 0.4518 | 0.4518 | 6.5133e-16 | 0.38357 | -0.077384 | -6.9204e-16 | -0.3453 | 0.11566 | -8.1416e-17 | 0.2133 | 0.39907 | 1.2212e-16 | -0.13675 | -0.32252 | 0 | -158.05 | 21.95 | 0 | 21.95 | -158.05 | 1.1 | 0.97142 | 0.89974 | 1.1 | 0.82203 | 0.75838 | 4.4296e-13 | -128.9719 | 122.9242 | 4.3238e-13 | -136.444 | 131.678
Line10_11_12 | 0 | 0 | 0 | 0 | 0 | 0 | 0 | 0 | 0 | 0 | 0 | 0 | 3.0531e-16 | -2.4603e-09 | -3.9356e-09 | -3.0531e-16 | 2.4603e-09 | 3.9356e-09 | 4.0708e-17 | 3.6661e-09 | -1.1108e-09 | -4.0708e-17 | -3.6661e-09 | 1.1108e-09 | 0 | 0 | 0 | 0 | 0 | 0 | 1.1 | 0.97142 | 0.89974 | 1.1 | 0.97142 | 0.89974 | 4.2945e-13 | -128.9719 | 122.9242 | 4.237e-13 | -128.9719 | 122.9242
Line11_12_13 | 0 | 0 | 0 | 0 | 0 | 0 | 0 | 0 | 0 | 0 | 0 | 0 | 2.646e-16 | -2.0502e-09 | -3.2797e-09 | -2.4425e-16 | 2.0502e-09 | 3.2797e-09 | -2.0354e-17 | 3.0551e-09 | -9.2564e-10 | -1.7871e-30 | -3.0551e-09 | 9.2564e-10 | 0 | 0 | 0 | 0 | 0 | 0 | 1.1 | 0.97142 | 0.89974 | 1.1 | 0.97142 | 0.89974 | 4.237e-13 | -128.9719 | 122.9242 | 4.1921e-13 | -128.9719 | 122.9242
Line12_13_15 | 0 | 0 | 0 | 0 | 0 | 0 | 0 | 0 | 0 | 0 | 0 | 0 | 1.6283e-16 | -1.2301e-09 | -1.9678e-09 | -1.8319e-16 | 1.2301e-09 | 1.9678e-09 | 4.0708e-17 | 1.8331e-09 | -5.5539e-10 | -6.1062e-17 | -1.8331e-09 | 5.5539e-10 | 0 | 0 | 0 | 0 | 0 | 0 | 1.1 | 0.97142 | 0.89974 | 1.1 | 0.97142 | 0.89974 | 4.1921e-13 | -128.9719 | 122.9242 | 4.17e-13 | -128.9719 | 122.9242
Line13_13_14 | 0 | 0 | 0 | 0 | 0 | 0 | 0 | 0 | 0 | 0 | 0 | 0 | 6.1062e-17 | -4.1005e-10 | -6.5593e-10 | -6.1062e-17 | 4.1005e-10 | 6.5593e-10 | -2.0354e-17 | 6.1102e-10 | -1.8513e-10 | 2.0354e-17 | -6.1102e-10 | 1.8513e-10 | 0 | 0 | 0 | 0 | 0 | 0 | 1.1 | 0.97142 | 0.89974 | 1.1 | 0.97142 | 0.89974 | 4.1921e-13 | -128.9719 | 122.9242 | 4.1857e-13 | -128.9719 | 122.9242
Line14_15_16 | 0 | 0 | 0 | 0 | 0 | 0 | 0 | 0 | 0 | 0 | 0 | 0 | 8.1416e-17 | -8.2009e-10 | -1.3119e-09 | -8.1416e-17 | 8.2009e-10 | 1.3119e-09 | 2.0354e-17 | 1.222e-09 | -3.7026e-10 | -5.9099e-31 | -1.222e-09 | 3.7026e-10 | 0 | 0 | 0 | 0 | 0 | 0 | 1.1 | 0.97142 | 0.89974 | 1.1 | 0.97142 | 0.89974 | 4.17e-13 | -128.9719 | 122.9242 | 4.159e-13 | -128.9719 | 122.9242
Line15_16_17 | 0 | 0 | 0 | 0 | 0 | 0 | 0 | 0 | 0 | 0 | 0 | 0 | -2.0354e-17 | -4.1005e-10 | -6.5593e-10 | 2.0354e-17 | 4.1005e-10 | 6.5593e-10 | -1.4775e-31 | 6.1102e-10 | -1.8513e-10 | -2.0354e-17 | -6.1102e-10 | 1.8513e-10 | 0 | 0 | 0 | 0 | 0 | 0 | 1.1 | 0.97142 | 0.89974 | 1.1 | 0.97142 | 0.89974 | 4.159e-13 | -128.9719 | 122.9242 | 4.1554e-13 | -128.9719 | 122.9242
Line16_4_18 | 0 | 0 | 0 | 0 | 0 | 0 | 0 | 0 | 0 | 0 | 0 | 0 | 1.5868e-31 | -4.1005e-10 | -6.5593e-10 | 4.0708e-17 | 4.1005e-10 | 6.5593e-10 | -2.0354e-17 | 6.1102e-10 | -1.8513e-10 | 2.0354e-17 | -6.1102e-10 | 1.8513e-10 | 0 | 0 | 0 | 0 | 0 | 0 | 1.1 | 0.97142 | 0.89974 | 1.1 | 0.97142 | 0.89974 | 4.4669e-13 | -128.9719 | 122.9242 | 4.4632e-13 | -128.9719 | 122.9242
Line17_5_19 | 0 | 0 | 0 | 0 | 0 | 0 | 0 | 0 | 0 | 0 | 0 | 0 | -2.0354e-17 | -4.1005e-10 | -6.5593e-10 | 2.0354e-17 | 4.1005e-10 | 6.5593e-10 | -1.5705e-31 | 6.1102e-10 | -1.8513e-10 | -2.0354e-17 | -6.1102e-10 | 1.8513e-10 | 0 | 0 | 0 | 0 | 0 | 0 | 1.1 | 0.97142 | 0.89974 | 1.1 | 0.97142 | 0.89974 | 4.4209e-13 | -128.9719 | 122.9242 | 4.4172e-13 | -128.9719 | 122.9242
Line1_1_3 | 0 | 0 | 0 | 0 | 0 | 0 | 0 | 0 | 0 | 0 | 0 | 0 | 4.0708e-16 | -3.2804e-09 | -5.2475e-09 | -4.2744e-16 | 3.2804e-09 | 5.2475e-09 | 1.0177e-16 | 4.8882e-09 | -1.481e-09 | -1.2212e-16 | -4.8882e-09 | 1.481e-09 | 0 | 0 | 0 | 0 | 0 | 0 | 1.1 | 0.97142 | 0.89974 | 1.1 | 0.97142 | 0.89974 | 4.4296e-13 | -128.9719 | 122.9242 | 4.3593e-13 | -128.9719 | 122.9242
Line2_1_4 | 0 | 0 | 0 | 0 | 0 | 0 | 0 | 0 | 0 | 0 | 0 | 0 | 1.0177e-16 | -8.2009e-10 | -1.3119e-09 | -1.4248e-16 | 8.2009e-10 | 1.3119e-09 | 1.4858e-15 | 1.222e-09 | -3.7026e-10 | -1.4858e-15 | -1.222e-09 | 3.7026e-10 | 0 | 0 | 0 | 0 | 0 | 0 | 1.1 | 0.97142 | 0.89974 | 1.1 | 0.97142 | 0.89974 | 4.4296e-13 | -128.9719 | 122.9242 | 4.4669e-13 | -128.9719 | 122.9242
Line3_1_5 | 0 | 0 | 0 | 0 | 0 | 0 | 0 | 0 | 0 | 0 | 0 | 0 | 8.1416e-17 | -8.2009e-10 | -1.3119e-09 | -8.1416e-17 | 8.2009e-10 | 1.3119e-09 | 6.2944e-31 | 1.222e-09 | -3.7026e-10 | -6.282e-31 | -1.222e-09 | 3.7026e-10 | 0 | 0 | 0 | 0 | 0 | 0 | 1.1 | 0.97142 | 0.89974 | 1.1 | 0.97142 | 0.89974 | 4.4296e-13 | -128.9719 | 122.9242 | 4.4209e-13 | -128.9719 | 122.9242
Line4_2_6 | 0 | 1.9564 | 1.9564 | 0 | 1.9564 | 1.9564 | 0 | 0.4518 | 0.4518 | 0 | 0.4518 | 0.4518 | 7.3275e-16 | 0.3453 | -0.11566 | -8.1416e-16 | -0.30702 | 0.15393 | -2.0354e-16 | 0.13675 | 0.32252 | 1.6283e-16 | -0.060208 | -0.24598 | 0 | -158.05 | 21.95 | 0 | 21.95 | -158.05 | 1.1 | 0.82203 | 0.75838 | 1.1 | 0.6925 | 0.64226 | 4.3238e-13 | -136.444 | 131.678 | 4.2319e-13 | -146.955 | 143.988
Line5_6_7 | 0 | 1.9564 | 1.9564 | 0 | 1.9564 | 1.9564 | 0 | 0.4518 | 0.4518 | 0 | 0.4518 | 0.4518 | 4.885e-16 | 0.30702 | -0.15393 | -5.6991e-16 | -0.26875 | 0.1922 | -1.6283e-16 | 0.060208 | 0.24598 | 2.0354e-16 | 0.016339 | -0.16943 | 0 | -158.05 | 21.95 | 0 | 21.95 | -158.05 | 1.1 | 0.6925 | 0.64226 | 1.1 | 0.59594 | 0.56711 | 4.2319e-13 | -146.955 | 143.988 | 4.1724e-13 | -161.529 | 160.5532
Line6_7_8 | 0 | 1.9564 | 1.9564 | 0 | 1.9564 | 1.9564 | 0 | 0.4518 | 0.4518 | 0 | 0.4518 | 0.4518 | 4.885e-16 | 0.26875 | -0.1922 | -4.885e-16 | -0.23048 | 0.23048 | -8.1416e-17 | -0.016339 | 0.16943 | 8.1416e-17 | 0.092885 | -0.092885 | 0 | -158.05 | 21.95 | 0 | 21.95 | -158.05 | 1.1 | 0.59594 | 0.56711 | 1.1 | 0.55 | 0.55 | 4.1724e-13 | -161.529 | 160.5532 | 4.1438e-13 | 180 | 180
Line7_8_9 | 0 | 0 | 0 | 0 | 0 | 0 | 0 | 0 | 0 | 0 | 0 | 0 | 1.6283e-16 | 1.6283e-16 | -3.2567e-16 | -1.6283e-16 | 8.3704e-17 | 3.2795e-16 | -1.6283e-16 | 1.9211e-09 | -1.9211e-09 | 1.6283e-16 | -1.9211e-09 | 1.9211e-09 | 0 | 0 | 0 | 0 | 0 | 0 | 1.1 | 0.55 | 0.55 | 1.1 | 0.55 | 0.55 | 4.1438e-13 | 180 | 180 | 4.1119e-13 | -180 | 180
Line8_8_10 | 0 | 0 | 0 | 0 | 0 | 0 | 0 | 0 | 0 | 0 | 0 | 0 | 5.8883e-31 | 2.4425e-16 | -2.5982e-23 | 0 | -3.2338e-16 | 2.2877e-18 | -8.1416e-17 | 1.9211e-09 | -1.9211e-09 | 0 | -1.9211e-09 | 1.9211e-09 | 0 | 0 | 0 | 0 | 0 | 0 | 1.1 | 0.55 | 0.55 | 1.1 | 0.55 | 0.55 | 4.1438e-13 | 180 | 180 | 4.1157e-13 | -180 | 180
Line9_3_11 | 0 | 0 | 0 | 0 | 0 | 0 | 0 | 0 | 0 | 0 | 0 | 0 | 4.885e-16 | -2.8703e-09 | -4.5915e-09 | -4.6814e-16 | 2.8703e-09 | 4.5915e-09 | 6.1062e-17 | 4.2771e-09 | -1.2959e-09 | -6.1062e-17 | -4.2771e-09 | 1.2959e-09 | 0 | 0 | 0 | 0 | 0 | 0 | 1.1 | 0.97142 | 0.89974 | 1.1 | 0.97142 | 0.89974 | 4.3593e-13 | -128.9719 | 122.9242 | 4.2945e-13 | -128.9719 | 122.9242

## LL_max_fault_6
name | pf_ikss_a_from_ka | pf_ikss_b_from_ka | pf_ikss_c_from_ka | pf_ikss_a_to_ka | pf_ikss_b_to_ka | pf_ikss_c_to_ka | pf_skss_a_from_mw | pf_skss_b_from_mw | pf_skss_c_from_mw | pf_skss_a_to_mw | pf_skss_b_to_mw | pf_skss_c_to_mw | pf_p_a_from_mw | pf_p_b_from_mw | pf_p_c_from_mw | pf_p_a_to_mw | pf_p_b_to_mw | pf_p_c_to_mw | pf_q_a_from_mvar | pf_q_b_from_mvar | pf_q_c_from_mvar | pf_q_a_to_mvar | pf_q_b_to_mvar | pf_q_c_to_mvar | pf_ikss_a_from_degree | pf_ikss_b_from_degree | pf_ikss_c_from_degree | pf_ikss_a_to_degree | pf_ikss_b_to_degree | pf_ikss_c_to_degree | pf_vm_a_from_pu | pf_vm_b_from_pu | pf_vm_c_from_pu | pf_vm_a_to_pu | pf_vm_b_to_pu | pf_vm_c_to_pu | pf_va_a_from_degree | pf_va_b_from_degree | pf_va_c_from_degree | pf_va_a_to_degree | pf_va_b_to_degree | pf_va_c_to_degree
Line0_1_2 | 0 | 0.057717 | 0.057717 | 0 | 0.057717 | 0.057717 | 0 | 0.013329 | 0.013329 | 0 | 0.013329 | 0.013329 | 2.9143e-17 | 0.013468 | 0.0034547 | -2.9143e-17 | -0.013435 | -0.0034214 | 9.7145e-18 | 0.0037057 | 0.013484 | -8.5001e-18 | -0.0036391 | -0.013417 | 0 | -135.6822 | 44.3178 | 0 | 44.3178 | -135.6822 | 1.05 | 1.048 | 1.0443 | 1.05 | 1.0443 | 1.0388 | 1.8793e-14 | -120.2981 | 119.9471 | 1.843e-14 | -120.5262 | 120.0122
Line10_11_12 | 0 | 0 | 0 | 0 | 0 | 0 | 0 | 0 | 0 | 0 | 0 | 0 | 6.6787e-18 | -4.627e-11 | -1.3184e-10 | -7.2858e-18 | 4.627e-11 | 1.3184e-10 | 1.8215e-18 | 1.2595e-10 | 2.226e-11 | -2.4286e-18 | -1.2595e-10 | -2.226e-11 | 0 | 0 | 0 | 0 | 0 | 0 | 1.05 | 1.048 | 1.0443 | 1.05 | 1.048 | 1.0443 | 1.8438e-14 | -120.2981 | 119.9471 | 1.8289e-14 | -120.2981 | 119.9471
Line11_12_13 | 0 | 0 | 0 | 0 | 0 | 0 | 0 | 0 | 0 | 0 | 0 | 0 | 6.3751e-18 | -3.8558e-11 | -1.0987e-10 | -6.3751e-18 | 3.8558e-11 | 1.0987e-10 | 6.0715e-19 | 1.0496e-10 | 1.855e-11 | -6.0715e-19 | -1.0496e-10 | -1.855e-11 | 0 | 0 | 0 | 0 | 0 | 0 | 1.05 | 1.048 | 1.0443 | 1.05 | 1.048 | 1.0443 | 1.8289e-14 | -120.2981 | 119.9471 | 1.8167e-14 | -120.2981 | 119.9471
Line12_13_15 | 0 | 0 | 0 | 0 | 0 | 0 | 0 | 0 | 0 | 0 | 0 | 0 | 4.2501e-18 | -2.3135e-11 | -6.592e-11 | -4.2501e-18 | 2.3135e-11 | 6.592e-11 | 1.8215e-18 | 6.2976e-11 | 1.113e-11 | -1.2143e-18 | -6.2976e-11 | -1.113e-11 | 0 | 0 | 0 | 0 | 0 | 0 | 1.05 | 1.048 | 1.0443 | 1.05 | 1.048 | 1.0443 | 1.8167e-14 | -120.2981 | 119.9471 | 1.8108e-14 | -120.2981 | 119.9471
Line13_13_14 | 0 | 0 | 0 | 0 | 0 | 0 | 0 | 0 | 0 | 0 | 0 | 0 | 6.0715e-19 | -7.7116e-12 | -2.1973e-11 | -6.0715e-19 | 7.7116e-12 | 2.1973e-11 | -1.2143e-18 | 2.0992e-11 | 3.71e-12 | -1.9237e-34 | -2.0992e-11 | -3.71e-12 | 0 | 0 | 0 | 0 | 0 | 0 | 1.05 | 1.048 | 1.0443 | 1.05 | 1.048 | 1.0443 | 1.8167e-14 | -120.2981 | 119.9471 | 1.8153e-14 | -120.2981 | 119.9471
Line14_15_16 | 0 | 0 | 0 | 0 | 0 | 0 | 0 | 0 | 0 | 0 | 0 | 0 | 2.7322e-18 | -1.5423e-11 | -4.3946e-11 | -2.7322e-18 | 1.5423e-11 | 4.3946e-11 | 8.6348e-34 | 4.1984e-11 | 7.42e-12 | 6.0715e-19 | -4.1984e-11 | -7.42e-12 | 0 | 0 | 0 | 0 | 0 | 0 | 1.05 | 1.048 | 1.0443 | 1.05 | 1.048 | 1.0443 | 1.8108e-14 | -120.2981 | 119.9471 | 1.8079e-14 | -120.2981 | 119.9471
Line15_16_17 | 0 | 0 | 0 | 0 | 0 | 0 | 0 | 0 | 0 | 0 | 0 | 0 | -6.0715e-19 | -7.7116e-12 | -2.1973e-11 | 0 | 7.7116e-12 | 2.1973e-11 | -1.9158e-34 | 2.0992e-11 | 3.71e-12 | 0 | -2.0992e-11 | -3.71e-12 | 0 | 0 | 0 | 0 | 0 | 0 | 1.05 | 1.048 | 1.0443 | 1.05 | 1.048 | 1.0443 | 1.8079e-14 | -120.2981 | 119.9471 | 1.806e-14 | -120.2981 | 119.9471
Line16_4_18 | 0 | 0 | 0 | 0 | 0 | 0 | 0 | 0 | 0 | 0 | 0 | 0 | 9.1073e-19 | -7.7116e-12 | -2.1973e-11 | -3.0358e-19 | 7.7116e-12 | 2.1973e-11 | 6.0715e-19 | 2.0992e-11 | 3.71e-12 | -6.0715e-19 | -2.0992e-11 | -3.71e-12 | 0 | 0 | 0 | 0 | 0 | 0 | 1.05 | 1.048 | 1.0443 | 1.05 | 1.048 | 1.0443 | 1.8825e-14 | -120.2981 | 119.9471 | 1.8807e-14 | -120.2981 | 119.9471
Line17_5_19 | 0 | 0 | 0 | 0 | 0 | 0 | 0 | 0 | 0 | 0 | 0 | 0 | -6.0715e-19 | -7.7116e-12 | -2.1973e-11 | 6.0715e-19 | 7.7116e-12 | 2.1973e-11 | 6.0715e-19 | 2.0992e-11 | 3.71e-12 | -6.0715e-19 | -2.0992e-11 | -3.71e-12 | 0 | 0 | 0 | 0 | 0 | 0 | 1.05 | 1.048 | 1.0443 | 1.05 | 1.048 | 1.0443 | 1.874e-14 | -120.2981 | 119.9471 | 1.8722e-14 | -120.2981 | 119.9471
Line1_1_3 | 0 | 0 | 0 | 0 | 0 | 0 | 0 | 0 | 0 | 0 | 0 | 0 | 1.0625e-17 | -6.1693e-11 | -1.7579e-10 | -1.0625e-17 | 6.1693e-11 | 1.7579e-10 | 7.2858e-18 | 1.6794e-10 | 2.968e-11 | -6.6787e-18 | -1.6794e-10 | -2.968e-11 | 0 | 0 | 0 | 0 | 0 | 0 | 1.05 | 1.048 | 1.0443 | 1.05 | 1.048 | 1.0443 | 1.8793e-14 | -120.2981 | 119.9471 | 1.8603e-14 | -120.2981 | 119.9471
Line2_1_4 | 0 | 0 | 0 | 0 | 0 | 0 | 0 | 0 | 0 | 0 | 0 | 0 | 5.4644e-18 | -1.5423e-11 | -4.3947e-11 | -5.4644e-18 | 1.5423e-11 | 4.3947e-11 | 2.6715e-17 | 4.1984e-11 | 7.4199e-12 | -2.55e-17 | -4.1984e-11 | -7.4199e-12 | 0 | 0 | 0 | 0 | 0 | 0 | 1.05 | 1.048 | 1.0443 | 1.05 | 1.048 | 1.0443 | 1.8793e-14 | -120.2981 | 119.9471 | 1.8825e-14 | -120.2981 | 119.9471
Line3_1_5 | 0 | 0 | 0 | 0 | 0 | 0 | 0 | 0 | 0 | 0 | 0 | 0 | 2.7322e-18 | -1.5423e-11 | -4.3946e-11 | -2.7322e-18 | 1.5423e-11 | 4.3946e-11 | 1.8215e-18 | 4.1984e-11 | 7.42e-12 | -6.0715e-19 | -4.1984e-11 | -7.42e-12 | 0 | 0 | 0 | 0 | 0 | 0 | 1.05 | 1.048 | 1.0443 | 1.05 | 1.048 | 1.0443 | 1.8793e-14 | -120.2981 | 119.9471 | 1.874e-14 | -120.2981 | 119.9471
Line4_2_6 | 0 | 0.057717 | 0.057717 | 0 | 0.057717 | 0.057717 | 0 | 0.013329 | 0.013329 | 0 | 0.013329 | 0.013329 | 2.6715e-17 | 0.013435 | 0.0034214 | -2.7929e-17 | -0.013402 | -0.003388 | 7.2858e-18 | 0.0036391 | 0.013417 | -4.8572e-18 | -0.0035725 | -0.01335 | 0 | -135.6822 | 44.3178 | 0 | 44.3178 | -135.6822 | 1.05 | 1.0443 | 1.0388 | 1.05 | 1.0405 | 1.0333 | 1.843e-14 | -120.5262 | 120.0122 | 1.8067e-14 | -120.7558 | 120.078
Line5_6_7 | 0 | 0.057717 | 0.057717 | 0 | 0.057717 | 0.057717 | 0 | 0.013329 | 0.013329 | 0 | 0.013329 | 0.013329 | 1.7e-17 | 0.013402 | 0.003388 | -1.9429e-17 | -0.013368 | -0.0033547 | 4.8572e-18 | 0.0035725 | 0.01335 | -2.4286e-18 | -0.0035059 | -0.013284 | 0 | -135.6822 | 44.3178 | 0 | 44.3178 | -135.6822 | 1.05 | 1.0405 | 1.0333 | 1.05 | 1.0368 | 1.0279 | 1.8067e-14 | -120.7558 | 120.078 | 1.7772e-14 | -120.9872 | 120.1445
Line6_7_8 | 0 | 0.057717 | 0.057717 | 0 | 0.057717 | 0.057717 | 0 | 0.013329 | 0.013329 | 0 | 0.013329 | 0.013329 | 1.9429e-17 | 0.013368 | 0.0033547 | -1.4572e-17 | -0.013335 | -0.0033214 | -2.4286e-18 | 0.0035059 | 0.013284 | 4.8572e-18 | -0.0034392 | -0.013217 | 0 | -135.6822 | 44.3178 | 0 | 44.3178 | -135.6822 | 1.05 | 1.0368 | 1.0279 | 1.05 | 1.0332 | 1.0224 | 1.7772e-14 | -120.9872 | 120.1445 | 1.7467e-14 | -121.2201 | 120.2117
Line7_8_9 | 0 | 0 | 0 | 0 | 0 | 0 | 0 | 0 | 0 | 0 | 0 | 0 | 7.2858e-18 | -6.2856e-11 | -1.0336e-10 | -4.8572e-18 | 6.2856e-11 | 1.0336e-10 | -7.2858e-18 | 8.4699e-11 | -1.4546e-11 | 7.2858e-18 | -8.4699e-11 | 1.4546e-11 | 0 | 0 | 0 | 0 | 0 | 0 | 1.05 | 1.0332 | 1.0224 | 1.05 | 1.0332 | 1.0224 | 1.7467e-14 | -121.2201 | 120.2117 | 1.738e-14 | -121.2201 | 120.2117
Line8_8_10 | 0 | 0 | 0 | 0 | 0 | 0 | 0 | 0 | 0 | 0 | 0 | 0 | 7.4036e-34 | -6.2856e-11 | -1.0336e-10 | -7.3728e-34 | 6.2856e-11 | 1.0336e-10 | -2.4286e-18 | 8.4699e-11 | -1.4546e-11 | 2.4286e-18 | -8.4699e-11 | 1.4546e-11 | 0 | 0 | 0 | 0 | 0 | 0 | 1.05 | 1.0332 | 1.0224 | 1.05 | 1.0332 | 1.0224 | 1.7467e-14 | -121.2201 | 120.2117 | 1.7394e-14 | -121.2201 | 120.2117
Line9_3_11 | 0 | 0 | 0 | 0 | 0 | 0 | 0 | 0 | 0 | 0 | 0 | 0 | 9.4109e-18 | -5.3981e-11 | -1.5381e-10 | -1.0018e-17 | 5.3981e-11 | 1.5381e-10 | 4.8572e-18 | 1.4694e-10 | 2.597e-11 | -4.8572e-18 | -1.4694e-10 | -2.597e-11 | 0 | 0 | 0 | 0 | 0 | 0 | 1.05 | 1.048 | 1.0443 | 1.05 | 1.048 | 1.0443 | 1.8603e-14 | -120.2981 | 119.9471 | 1.8438e-14 | -120.2981 | 119.9471

## LL_max_fault_10
name | pf_ikss_a_from_ka | pf_ikss_b_from_ka | pf_ikss_c_from_ka | pf_ikss_a_to_ka | pf_ikss_b_to_ka | pf_ikss_c_to_ka | pf_skss_a_from_mw | pf_skss_b_from_mw | pf_skss_c_from_mw | pf_skss_a_to_mw | pf_skss_b_to_mw | pf_skss_c_to_mw | pf_p_a_from_mw | pf_p_b_from_mw | pf_p_c_from_mw | pf_p_a_to_mw | pf_p_b_to_mw | pf_p_c_to_mw | pf_q_a_from_mvar | pf_q_b_from_mvar | pf_q_c_from_mvar | pf_q_a_to_mvar | pf_q_b_to_mvar | pf_q_c_to_mvar | pf_ikss_a_from_degree | pf_ikss_b_from_degree | pf_ikss_c_from_degree | pf_ikss_a_to_degree | pf_ikss_b_to_degree | pf_ikss_c_to_degree | pf_vm_a_from_pu | pf_vm_b_from_pu | pf_vm_c_from_pu | pf_vm_a_to_pu | pf_vm_b_to_pu | pf_vm_c_to_pu | pf_va_a_from_degree | pf_va_b_from_degree | pf_va_c_from_degree | pf_va_a_to_degree | pf_va_b_to_degree | pf_va_c_to_degree
Line0_1_2 | 0 | 0.060452 | 0.060452 | 0 | 0.060452 | 0.060452 | 0 | 0.013961 | 0.013961 | 0 | 0.013961 | 0.013961 | 1.9082e-17 | 0.014777 | 0.0037874 | -1.9082e-17 | -0.01474 | -0.0037509 | 7.6328e-18 | 0.004065 | 0.014792 | -6.3607e-18 | -0.0039919 | -0.014719 | 0 | -135.6932 | 44.3068 | 0 | 44.3068 | -135.6932 | 1.1 | 1.0978 | 1.0937 | 1.1 | 1.0939 | 1.088 | 5.771e-14 | -120.3121 | 119.9447 | 5.7436e-14 | -120.5402 | 120.0098
Line10_11_12 | 0 | 0 | 0 | 0 | 0 | 0 | 0 | 0 | 0 | 0 | 0 | 0 | 9.859e-18 | -5.3155e-11 | -1.5146e-10 | -9.2229e-18 | 5.3155e-11 | 1.5146e-10 | 3.1803e-18 | 1.4472e-10 | 2.555e-11 | -4.4525e-18 | -1.4472e-10 | -2.555e-11 | 0 | 0 | 0 | 0 | 0 | 0 | 1.1 | 1.0978 | 1.0937 | 1.1 | 1.0978 | 1.0937 | 5.7355e-14 | -120.3121 | 119.9447 | 5.7198e-14 | -120.3121 | 119.9447
Line11_12_13 | 0 | 0 | 0 | 0 | 0 | 0 | 0 | 0 | 0 | 0 | 0 | 0 | 7.3148e-18 | -4.4296e-11 | -1.2622e-10 | -7.3148e-18 | 4.4296e-11 | 1.2622e-10 | -6.3607e-19 | 1.206e-10 | 2.1292e-11 | -7.2861e-33 | -1.206e-10 | -2.1292e-11 | 0 | 0 | 0 | 0 | 0 | 0 | 1.1 | 1.0978 | 1.0937 | 1.1 | 1.0978 | 1.0937 | 5.7198e-14 | -120.3121 | 119.9447 | 5.7071e-14 | -120.3121 | 119.9447
Line12_13_15 | 0 | 0 | 0 | 0 | 0 | 0 | 0 | 0 | 0 | 0 | 0 | 0 | 4.1344e-18 | -2.6578e-11 | -7.5731e-11 | -5.4066e-18 | 2.6578e-11 | 7.5731e-11 | 3.1803e-18 | 7.2361e-11 | 1.2775e-11 | -3.8164e-18 | -7.2361e-11 | -1.2775e-11 | 0 | 0 | 0 | 0 | 0 | 0 | 1.1 | 1.0978 | 1.0937 | 1.1 | 1.0978 | 1.0937 | 5.7071e-14 | -120.3121 | 119.9447 | 5.7009e-14 | -120.3121 | 119.9447
Line13_13_14 | 0 | 0 | 0 | 0 | 0 | 0 | 0 | 0 | 0 | 0 | 0 | 0 | -3.1803e-19 | -8.8592e-12 | -2.5244e-11 | -3.1803e-19 | 8.8592e-12 | 2.5244e-11 | -3.1679e-34 | 2.412e-11 | 4.2584e-12 | -3.167e-34 | -2.412e-11 | -4.2584e-12 | 0 | 0 | 0 | 0 | 0 | 0 | 1.1 | 1.0978 | 1.0937 | 1.1 | 1.0978 | 1.0937 | 5.7071e-14 | -120.3121 | 119.9447 | 5.7056e-14 | -120.3121 | 119.9447
Line14_15_16 | 0 | 0 | 0 | 0 | 0 | 0 | 0 | 0 | 0 | 0 | 0 | 0 | 4.4525e-18 | -1.7718e-11 | -5.0487e-11 | -3.8164e-18 | 1.7718e-11 | 5.0487e-11 | 2.5443e-18 | 4.824e-11 | 8.5168e-12 | -1.9082e-18 | -4.824e-11 | -8.5168e-12 | 0 | 0 | 0 | 0 | 0 | 0 | 1.1 | 1.0978 | 1.0937 | 1.1 | 1.0978 | 1.0937 | 5.7009e-14 | -120.3121 | 119.9447 | 5.6978e-14 | -120.3121 | 119.9447
Line15_16_17 | 0 | 0 | 0 | 0 | 0 | 0 | 0 | 0 | 0 | 0 | 0 | 0 | -6.3607e-19 | -8.8592e-12 | -2.5244e-11 | -6.3233e-34 | 8.8592e-12 | 2.5244e-11 | -1.9082e-18 | 2.412e-11 | 4.2584e-12 | 6.3607e-19 | -2.412e-11 | -4.2584e-12 | 0 | 0 | 0 | 0 | 0 | 0 | 1.1 | 1.0978 | 1.0937 | 1.1 | 1.0978 | 1.0937 | 5.6978e-14 | -120.3121 | 119.9447 | 5.6959e-14 | -120.3121 | 119.9447
Line16_4_18 | 0 | 0 | 0 | 0 | 0 | 0 | 0 | 0 | 0 | 0 | 0 | 0 | -3.1803e-19 | -8.8592e-12 | -2.5244e-11 | -9.541e-19 | 8.8592e-12 | 2.5244e-11 | -3.2006e-34 | 2.412e-11 | 4.2584e-12 | -9.5987e-34 | -2.412e-11 | -4.2584e-12 | 0 | 0 | 0 | 0 | 0 | 0 | 1.1 | 1.0978 | 1.0937 | 1.1 | 1.0978 | 1.0937 | 5.7662e-14 | -120.3121 | 119.9447 | 5.7642e-14 | -120.3121 | 119.9447
Line17_5_19 | 0 | 0 | 0 | 0 | 0 | 0 | 0 | 0 | 0 | 0 | 0 | 0 | -1.2721e-18 | -8.8592e-12 | -2.5244e-11 | -6.4014e-34 | 8.8592e-12 | 2.5244e-11 | -6.3607e-19 | 2.412e-11 | 4.2584e-12 | 6.3607e-19 | -2.412e-11 | -4.2584e-12 | 0 | 0 | 0 | 0 | 0 | 0 | 1.1 | 1.0978 | 1.0937 | 1.1 | 1.0978 | 1.0937 | 5.7682e-14 | -120.3121 | 119.9447 | 5.7663e-14 | -120.3121 | 119.9447
Line1_1_3 | 0 | 0 | 0 | 0 | 0 | 0 | 0 | 0 | 0 | 0 | 0 | 0 | 1.1131e-17 | -7.0874e-11 | -2.0195e-10 | -1.0495e-17 | 7.0874e-11 | 2.0195e-10 | 6.9967e-18 | 1.9296e-10 | 3.4067e-11 | -6.9967e-18 | -1.9296e-10 | -3.4067e-11 | 0 | 0 | 0 | 0 | 0 | 0 | 1.1 | 1.0978 | 1.0937 | 1.1 | 1.0978 | 1.0937 | 5.771e-14 | -120.3121 | 119.9447 | 5.7527e-14 | -120.3121 | 119.9447
Line2_1_4 | 0 | 0 | 0 | 0 | 0 | 0 | 0 | 0 | 0 | 0 | 0 | 0 | 1.3675e-17 | -1.7718e-11 | -5.0487e-11 | -1.3039e-17 | 1.7718e-11 | 5.0487e-11 | 2.4807e-17 | 4.824e-11 | 8.5168e-12 | -2.5443e-17 | -4.824e-11 | -8.5168e-12 | 0 | 0 | 0 | 0 | 0 | 0 | 1.1 | 1.0978 | 1.0937 | 1.1 | 1.0978 | 1.0937 | 5.771e-14 | -120.3121 | 119.9447 | 5.7662e-14 | -120.3121 | 119.9447
Line3_1_5 | 0 | 0 | 0 | 0 | 0 | 0 | 0 | 0 | 0 | 0 | 0 | 0 | 1.5902e-18 | -1.7718e-11 | -5.0487e-11 | -9.541e-19 | 1.7718e-11 | 5.0487e-11 | -6.3607e-19 | 4.8241e-11 | 8.5168e-12 | -6.3607e-19 | -4.824e-11 | -8.5168e-12 | 0 | 0 | 0 | 0 | 0 | 0 | 1.1 | 1.0978 | 1.0937 | 1.1 | 1.0978 | 1.0937 | 5.771e-14 | -120.3121 | 119.9447 | 5.7682e-14 | -120.3121 | 119.9447
Line4_2_6 | 0 | 0.060452 | 0.060452 | 0 | 0.060452 | 0.060452 | 0 | 0.013961 | 0.013961 | 0 | 0.013961 | 0.013961 | 2.0354e-17 | 0.01474 | 0.0037509 | -2.0354e-17 | -0.014704 | -0.0037143 | 7.6328e-18 | 0.0039919 | 0.014719 | -7.6328e-18 | -0.0039188 | -0.014646 | 0 | -135.6932 | 44.3068 | 0 | 44.3068 | -135.6932 | 1.1 | 1.0939 | 1.088 | 1.1 | 1.09 | 1.0823 | 5.7436e-14 | -120.5402 | 120.0098 | 5.7198e-14 | -120.7698 | 120.0757
Line5_6_7 | 0 | 0.060452 | 0.060452 | 0 | 0.060452 | 0.060452 | 0 | 0.013961 | 0.013961 | 0 | 0.013961 | 0.013961 | 1.5266e-17 | 0.014704 | 0.0037143 | -1.5266e-17 | -0.014667 | -0.0036778 | 2.5443e-18 | 0.0039188 | 0.014646 | -1.5201e-32 | -0.0038457 | -0.014572 | 0 | -135.6932 | 44.3068 | 0 | 44.3068 | -135.6932 | 1.1 | 1.09 | 1.0823 | 1.1 | 1.0861 | 1.0765 | 5.7198e-14 | -120.7698 | 120.0757 | 5.7052e-14 | -121.0011 | 120.1422
Line6_7_8 | 0 | 0.060452 | 0.060452 | 0 | 0.060452 | 0.060452 | 0 | 0.013961 | 0.013961 | 0 | 0.013961 | 0.013961 | 5.0885e-18 | 0.014667 | 0.0036778 | -5.0885e-18 | -0.014631 | -0.0036413 | 5.0885e-18 | 0.0038457 | 0.014572 | -2.5443e-18 | -0.0037726 | -0.014499 | 0 | -135.6932 | 44.3068 | 0 | 44.3068 | -135.6932 | 1.1 | 1.0861 | 1.0765 | 1.1 | 1.0823 | 1.0708 | 5.7052e-14 | -121.0011 | 120.1422 | 5.6935e-14 | -121.2341 | 120.2095
Line7_8_9 | 0 | 0 | 0 | 0 | 0 | 0 | 0 | 0 | 0 | 0 | 0 | 0 | 2.5443e-18 | -6.9334e-11 | -1.1449e-10 | -5.0885e-18 | 6.9334e-11 | 1.1449e-10 | 2.5283e-33 | 9.4011e-11 | -1.5791e-11 | 2.5443e-18 | -9.4011e-11 | 1.5791e-11 | 0 | 0 | 0 | 0 | 0 | 0 | 1.1 | 1.0823 | 1.0708 | 1.1 | 1.0823 | 1.0708 | 5.6935e-14 | -121.2341 | 120.2095 | 5.6849e-14 | -121.2341 | 120.2095
Line8_8_10 | 0 | 0 | 0 | 0 | 0 | 0 | 0 | 0 | 0 | 0 | 0 | 0 | -7.6328e-18 | -6.9334e-11 | -1.1449e-10 | 5.0885e-18 | 6.9334e-11 | 1.1449e-10 | 5.0885e-18 | 9.4011e-11 | -1.5791e-11 | 5.0526e-33 | -9.4011e-11 | 1.5791e-11 | 0 | 0 | 0 | 0 | 0 | 0 | 1.1 | 1.0823 | 1.0708 | 1.1 | 1.0823 | 1.0708 | 5.6935e-14 | -121.2341 | 120.2095 | 5.6891e-14 | -121.2341 | 120.2095
Line9_3_11 | 0 | 0 | 0 | 0 | 0 | 0 | 0 | 0 | 0 | 0 | 0 | 0 | 8.5869e-18 | -6.2015e-11 | -1.7671e-10 | -9.2229e-18 | 6.2015e-11 | 1.7671e-10 | 5.7246e-18 | 1.6884e-10 | 2.9809e-11 | -4.4525e-18 | -1.6884e-10 | -2.9809e-11 | 0 | 0 | 0 | 0 | 0 | 0 | 1.1 | 1.0978 | 1.0937 | 1.1 | 1.0978 | 1.0937 | 5.7527e-14 | -120.3121 | 119.9447 | 5.7355e-14 | -120.3121 | 119.9447

## LL_min_6
name | pf_ikss_a_from_ka | pf_ikss_b_from_ka | pf_ikss_c_from_ka | pf_ikss_a_to_ka | pf_ikss_b_to_ka | pf_ikss_c_to_ka | pf_skss_a_from_mw | pf_skss_b_from_mw | pf_skss_c_from_mw | pf_skss_a_to_mw | pf_skss_b_to_mw | pf_skss_c_to_mw | pf_p_a_from_mw | pf_p_b_from_mw | pf_p_c_from_mw | pf_p_a_to_mw | pf_p_b_to_mw | pf_p_c_to_mw | pf_q_a_from_mvar | pf_q_b_from_mvar | pf_q_c_from_mvar | pf_q_a_to_mvar | pf_q_b_to_mvar | pf_q_c_to_mvar | pf_ikss_a_from_degree | pf_ikss_b_from_degree | pf_ikss_c_from_degree | pf_ikss_a_to_degree | pf_ikss_b_to_degree | pf_ikss_c_to_degree | pf_vm_a_from_pu | pf_vm_b_from_pu | pf_vm_c_from_pu | pf_vm_a_to_pu | pf_vm_b_to_pu | pf_vm_c_to_pu | pf_va_a_from_degree | pf_va_b_from_degree | pf_va_c_from_degree | pf_va_a_to_degree | pf_va_b_to_degree | pf_va_c_to_degree
Line0_1_2 | 0 | 1.455 | 1.455 | 0 | 1.455 | 1.455 | 0 | 0.33601 | 0.33601 | 0 | 0.33601 | 0.33601 | -8.0894e-30 | 0.28984 | 0.03533 | 8.7898e-30 | -0.24919 | 0.005316 | 2.1094e-16 | 0.073022 | 0.26569 | -2.2852e-16 | -0.030682 | -0.22336 | 0 | -142.8727 | 37.1273 | 0 | 37.1273 | -142.8727 | 0.95 | 0.88953 | 0.79769 | 0.95 | 0.74721 | 0.66491 | 2.1972e-12 | -128.7319 | 119.553 | 2.2038e-12 | -135.8534 | 128.4907
Line10_11_12 | 0 | 0 | 0 | 0 | 0 | 0 | 0 | 0 | 0 | 0 | 0 | 0 | 3.0762e-17 | -9.6789e-10 | -2.6725e-09 | -2.1973e-17 | 9.6789e-10 | 2.6725e-09 | 8.7893e-17 | 2.8224e-09 | 1.3007e-10 | -8.7893e-17 | -2.8224e-09 | -1.3007e-10 | 0 | 0 | 0 | 0 | 0 | 0 | 0.95 | 0.88953 | 0.79769 | 0.95 | 0.88953 | 0.79769 | 2.1997e-12 | -128.7319 | 119.553 | 2.2014e-12 | -128.7319 | 119.553
Line11_12_13 | 0 | 0 | 0 | 0 | 0 | 0 | 0 | 0 | 0 | 0 | 0 | 0 | 4.3946e-17 | -8.0657e-10 | -2.2271e-09 | -3.5157e-17 | 8.0657e-10 | 2.2271e-09 | 3.5157e-17 | 2.352e-09 | 1.0839e-10 | -1.7579e-17 | -2.352e-09 | -1.0839e-10 | 0 | 0 | 0 | 0 | 0 | 0 | 0.95 | 0.88953 | 0.79769 | 0.95 | 0.88953 | 0.79769 | 2.2014e-12 | -128.7319 | 119.553 | 2.2029e-12 | -128.7319 | 119.553
Line12_13_15 | 0 | 0 | 0 | 0 | 0 | 0 | 0 | 0 | 0 | 0 | 0 | 0 | 4.3946e-18 | -4.8394e-10 | -1.3362e-09 | -4.3946e-18 | 4.8394e-10 | 1.3362e-09 | 3.5157e-17 | 1.4112e-09 | 6.5035e-11 | -3.5157e-17 | -1.4112e-09 | -6.5035e-11 | 0 | 0 | 0 | 0 | 0 | 0 | 0.95 | 0.88953 | 0.79769 | 0.95 | 0.88953 | 0.79769 | 2.2029e-12 | -128.7319 | 119.553 | 2.2035e-12 | -128.7319 | 119.553
Line13_13_14 | 0 | 0 | 0 | 0 | 0 | 0 | 0 | 0 | 0 | 0 | 0 | 0 | -1.7579e-17 | -1.6131e-10 | -4.4541e-10 | 1.7579e-17 | 1.6131e-10 | 4.4541e-10 | 3.5157e-17 | 4.7039e-10 | 2.1678e-11 | -1.7579e-17 | -4.7039e-10 | -2.1678e-11 | 0 | 0 | 0 | 0 | 0 | 0 | 0.95 | 0.88953 | 0.79769 | 0.95 | 0.88953 | 0.79769 | 2.2029e-12 | -128.7319 | 119.553 | 2.2028e-12 | -128.7319 | 119.553
Line14_15_16 | 0 | 0 | 0 | 0 | 0 | 0 | 0 | 0 | 0 | 0 | 0 | 0 | 1.3184e-17 | -3.2263e-10 | -8.9083e-10 | -1.3184e-17 | 3.2263e-10 | 8.9083e-10 | 1.7579e-17 | 9.4079e-10 | 4.3357e-11 | -1.7579e-17 | -9.4079e-10 | -4.3357e-11 | 0 | 0 | 0 | 0 | 0 | 0 | 0.95 | 0.88953 | 0.79769 | 0.95 | 0.88953 | 0.79769 | 2.2035e-12 | -128.7319 | 119.553 | 2.2039e-12 | -128.7319 | 119.553
Line15_16_17 | 0 | 0 | 0 | 0 | 0 | 0 | 0 | 0 | 0 | 0 | 0 | 0 | 2.1973e-17 | -1.6131e-10 | -4.4541e-10 | -2.1973e-17 | 1.6131e-10 | 4.4541e-10 | 3.5157e-17 | 4.7039e-10 | 2.1678e-11 | -1.7579e-17 | -4.7039e-10 | -2.1678e-11 | 0 | 0 | 0 | 0 | 0 | 0 | 0.95 | 0.88953 | 0.79769 | 0.95 | 0.88953 | 0.79769 | 2.2039e-12 | -128.7319 | 119.553 | 2.2037e-12 | -128.7319 | 119.553
Line16_4_18 | 0 | 0 | 0 | 0 | 0 | 0 | 0 | 0 | 0 | 0 | 0 | 0 | 1.3184e-17 | -1.6131e-10 | -4.4541e-10 | -1.3184e-17 | 1.6131e-10 | 4.4541e-10 | 1.7579e-17 | 4.7039e-10 | 2.1678e-11 | -3.5157e-17 | -4.7039e-10 | -2.1678e-11 | 0 | 0 | 0 | 0 | 0 | 0 | 0.95 | 0.88953 | 0.79769 | 0.95 | 0.88953 | 0.79769 | 2.2016e-12 | -128.7319 | 119.553 | 2.2013e-12 | -128.7319 | 119.553
Line17_5_19 | 0 | 0 | 0 | 0 | 0 | 0 | 0 | 0 | 0 | 0 | 0 | 0 | 8.7893e-18 | -1.6131e-10 | -4.4541e-10 | 0 | 1.6131e-10 | 4.4541e-10 | 1.7579e-17 | 4.7039e-10 | 2.1678e-11 | 0 | -4.7039e-10 | -2.1678e-11 | 0 | 0 | 0 | 0 | 0 | 0 | 0.95 | 0.88953 | 0.79769 | 0.95 | 0.88953 | 0.79769 | 2.1974e-12 | -128.7319 | 119.553 | 2.1971e-12 | -128.7319 | 119.553
Line1_1_3 | 0 | 0 | 0 | 0 | 0 | 0 | 0 | 0 | 0 | 0 | 0 | 0 | 7.0314e-17 | -1.2905e-09 | -3.5633e-09 | -6.1525e-17 | 1.2905e-09 | 3.5633e-09 | 7.0314e-17 | 3.7632e-09 | 1.7343e-10 | -7.0314e-17 | -3.7632e-09 | -1.7343e-10 | 0 | 0 | 0 | 0 | 0 | 0 | 0.95 | 0.88953 | 0.79769 | 0.95 | 0.88953 | 0.79769 | 2.1972e-12 | -128.7319 | 119.553 | 2.1982e-12 | -128.7319 | 119.553
Line2_1_4 | 0 | 0 | 0 | 0 | 0 | 0 | 0 | 0 | 0 | 0 | 0 | 0 | 3.7354e-16 | -3.2263e-10 | -8.9083e-10 | -3.5597e-16 | 3.2263e-10 | 8.9083e-10 | 7.0314e-16 | 9.4079e-10 | 4.3357e-11 | -7.2072e-16 | -9.4079e-10 | -4.3357e-11 | 0 | 0 | 0 | 0 | 0 | 0 | 0.95 | 0.88953 | 0.79769 | 0.95 | 0.88953 | 0.79769 | 2.1972e-12 | -128.7319 | 119.553 | 2.2016e-12 | -128.7319 | 119.553
Line3_1_5 | 0 | 0 | 0 | 0 | 0 | 0 | 0 | 0 | 0 | 0 | 0 | 0 | 0 | -3.2263e-10 | -8.9083e-10 | 1.7579e-17 | 3.2263e-10 | 8.9083e-10 | 0 | 9.4079e-10 | 4.3357e-11 | 6.7415e-31 | -9.4079e-10 | -4.3357e-11 | 0 | 0 | 0 | 0 | 0 | 0 | 0.95 | 0.88953 | 0.79769 | 0.95 | 0.88953 | 0.79769 | 2.1972e-12 | -128.7319 | 119.553 | 2.1974e-12 | -128.7319 | 119.553
Line4_2_6 | 0 | 1.455 | 1.455 | 0 | 1.455 | 1.455 | 0 | 0.33601 | 0.33601 | 0 | 0.33601 | 0.33601 | -3.5157e-17 | 0.24919 | -0.005316 | 3.5157e-17 | -0.20855 | 0.045962 | 1.7579e-16 | 0.030682 | 0.22336 | -1.7579e-16 | 0.011658 | -0.18102 | 0 | -142.8727 | 37.1273 | 0 | 37.1273 | -142.8727 | 0.95 | 0.74721 | 0.66491 | 0.95 | 0.62161 | 0.55581 | 2.2038e-12 | -135.8534 | 128.4907 | 2.2091e-12 | -146.0722 | 141.3743
Line5_6_7 | 0 | 1.455 | 1.455 | 0 | 1.455 | 1.455 | 0 | 0.33601 | 0.33601 | 0 | 0.33601 | 0.33601 | -7.0314e-17 | 0.20855 | -0.045962 | 1.0547e-16 | -0.1679 | 0.086608 | 3.5157e-16 | -0.011658 | 0.18102 | -3.5157e-16 | 0.053997 | -0.13868 | 0 | -142.8727 | 37.1273 | 0 | 37.1273 | -142.8727 | 0.95 | 0.62161 | 0.55581 | 0.95 | 0.52489 | 0.48658 | 2.2091e-12 | -146.0722 | 141.3743 | 2.2162e-12 | -160.7007 | 159.1134
Line6_7_8 | 0 | 1.455 | 1.455 | 0 | 1.455 | 1.455 | 0 | 0.33601 | 0.33601 | 0 | 0.33601 | 0.33601 | -7.0314e-17 | 0.1679 | -0.086608 | -7.0314e-17 | -0.12725 | 0.12725 | 2.1094e-16 | -0.053997 | 0.13868 | -2.1094e-16 | 0.096337 | -0.096337 | 0 | -142.8727 | 37.1273 | 0 | 37.1273 | -142.8727 | 0.95 | 0.52489 | 0.48658 | 0.95 | 0.475 | 0.475 | 2.2162e-12 | -160.7007 | 159.1134 | 2.2203e-12 | 180 | 180
Line7_8_9 | 0 | 0 | 0 | 0 | 0 | 0 | 0 | 0 | 0 | 0 | 0 | 0 | 0 | 7.0314e-17 | -1.4063e-16 | -7.0314e-17 | -1.022e-16 | 2.8453e-16 | 0 | 1.4329e-09 | -1.4329e-09 | -7.0314e-17 | -1.4329e-09 | 1.4329e-09 | 0 | 0 | 0 | 0 | 0 | 0 | 0.95 | 0.475 | 0.475 | 0.95 | 0.475 | 0.475 | 2.2203e-12 | 180 | 180 | 2.2192e-12 | -180 | 180
Line8_8_10 | 0 | 0 | 0 | 0 | 0 | 0 | 0 | 0 | 0 | 0 | 0 | 0 | -2.7248e-30 | 1.0547e-16 | -1.4063e-16 | -7.0314e-17 | -1.3735e-16 | 2.8453e-16 | 7.0314e-17 | 1.4329e-09 | -1.4329e-09 | -7.0314e-17 | -1.4329e-09 | 1.4329e-09 | 0 | 0 | 0 | 0 | 0 | 0 | 0.95 | 0.475 | 0.475 | 0.95 | 0.475 | 0.475 | 2.2203e-12 | 180 | 180 | 2.2202e-12 | -180 | 180
Line9_3_11 | 0 | 0 | 0 | 0 | 0 | 0 | 0 | 0 | 0 | 0 | 0 | 0 | 4.3946e-17 | -1.1292e-09 | -3.1179e-09 | -4.3946e-17 | 1.1292e-09 | 3.1179e-09 | 5.2736e-17 | 3.2928e-09 | 1.5175e-10 | -7.0314e-17 | -3.2928e-09 | -1.5175e-10 | 0 | 0 | 0 | 0 | 0 | 0 | 0.95 | 0.88953 | 0.79769 | 0.95 | 0.88953 | 0.79769 | 2.1982e-12 | -128.7319 | 119.553 | 2.1997e-12 | -128.7319 | 119.553

## LL_min_10
name | pf_ikss_a_from_ka | pf_ikss_b_from_ka | pf_ikss_c_from_ka | pf_ikss_a_to_ka | pf_ikss_b_to_ka | pf_ikss_c_to_ka | pf_skss_a_from_mw | pf_skss_b_from_mw | pf_skss_c_from_mw | pf_skss_a_to_mw | pf_skss_b_to_mw | pf_skss_c_to_mw | pf_p_a_from_mw | pf_p_b_from_mw | pf_p_c_from_mw | pf_p_a_to_mw | pf_p_b_to_mw | pf_p_c_to_mw | pf_q_a_from_mvar | pf_q_b_from_mvar | pf_q_c_from_mvar | pf_q_a_to_mvar | pf_q_b_to_mvar | pf_q_c_to_mvar | pf_ikss_a_from_degree | pf_ikss_b_from_degree | pf_ikss_c_from_degree | pf_ikss_a_to_degree | pf_ikss_b_to_degree | pf_ikss_c_to_degree | pf_vm_a_from_pu | pf_vm_b_from_pu | pf_vm_c_from_pu | pf_vm_a_to_pu | pf_vm_b_to_pu | pf_vm_c_to_pu | pf_va_a_from_degree | pf_va_b_from_degree | pf_va_c_from_degree | pf_va_a_to_degree | pf_va_b_to_degree | pf_va_c_to_degree
Line0_1_2 | 0 | 1.3784 | 1.3784 | 0 | 1.3784 | 1.3784 | 0 | 0.31833 | 0.31833 | 0 | 0.31833 | 0.31833 | -9.0202e-30 | 0.26013 | 0.031709 | 8.4424e-30 | -0.22365 | 0.0047711 | 2.498e-16 | 0.065537 | 0.23846 | -2.3315e-16 | -0.027537 | -0.20046 | 0 | -142.8727 | 37.1273 | 0 | 37.1273 | -142.8727 | 0.9 | 0.84271 | 0.7557 | 0.9 | 0.70788 | 0.62991 | 2.0689e-12 | -128.7319 | 119.553 | 2.0747e-12 | -135.8534 | 128.4907
Line10_11_12 | 0 | 0 | 0 | 0 | 0 | 0 | 0 | 0 | 0 | 0 | 0 | 0 | 2.498e-17 | -8.6869e-10 | -2.3986e-09 | -3.3307e-17 | 8.6869e-10 | 2.3986e-09 | 4.996e-17 | 2.5331e-09 | 1.1674e-10 | -4.996e-17 | -2.5331e-09 | -1.1674e-10 | 0 | 0 | 0 | 0 | 0 | 0 | 0.9 | 0.84271 | 0.7557 | 0.9 | 0.84271 | 0.7557 | 2.0715e-12 | -128.7319 | 119.553 | 2.0731e-12 | -128.7319 | 119.553
Line11_12_13 | 0 | 0 | 0 | 0 | 0 | 0 | 0 | 0 | 0 | 0 | 0 | 0 | 1.249e-17 | -7.2391e-10 | -1.9988e-09 | -2.0817e-17 | 7.2391e-10 | 1.9988e-09 | 8.3267e-17 | 2.1109e-09 | 9.7283e-11 | -8.3267e-17 | -2.1109e-09 | -9.7283e-11 | 0 | 0 | 0 | 0 | 0 | 0 | 0.9 | 0.84271 | 0.7557 | 0.9 | 0.84271 | 0.7557 | 2.0731e-12 | -128.7319 | 119.553 | 2.0746e-12 | -128.7319 | 119.553
Line12_13_15 | 0 | 0 | 0 | 0 | 0 | 0 | 0 | 0 | 0 | 0 | 0 | 0 | 8.3267e-18 | -4.3434e-10 | -1.1993e-09 | -1.6653e-17 | 4.3434e-10 | 1.1993e-09 | 3.015e-31 | 1.2665e-09 | 5.837e-11 | 3.3307e-17 | -1.2665e-09 | -5.837e-11 | 0 | 0 | 0 | 0 | 0 | 0 | 0.9 | 0.84271 | 0.7557 | 0.9 | 0.84271 | 0.7557 | 2.0746e-12 | -128.7319 | 119.553 | 2.0752e-12 | -128.7319 | 119.553
Line13_13_14 | 0 | 0 | 0 | 0 | 0 | 0 | 0 | 0 | 0 | 0 | 0 | 0 | 8.3267e-18 | -1.4478e-10 | -3.9976e-10 | -1.6653e-17 | 1.4478e-10 | 3.9976e-10 | 1.6653e-17 | 4.2218e-10 | 1.9457e-11 | -6.0297e-31 | -4.2218e-10 | -1.9457e-11 | 0 | 0 | 0 | 0 | 0 | 0 | 0.9 | 0.84271 | 0.7557 | 0.9 | 0.84271 | 0.7557 | 2.0746e-12 | -128.7319 | 119.553 | 2.0745e-12 | -128.7319 | 119.553
Line14_15_16 | 0 | 0 | 0 | 0 | 0 | 0 | 0 | 0 | 0 | 0 | 0 | 0 | 8.3267e-18 | -2.8956e-10 | -7.9952e-10 | -1.6653e-17 | 2.8956e-10 | 7.9952e-10 | 4.996e-17 | 8.4436e-10 | 3.8913e-11 | -6.6613e-17 | -8.4436e-10 | -3.8913e-11 | 0 | 0 | 0 | 0 | 0 | 0 | 0.9 | 0.84271 | 0.7557 | 0.9 | 0.84271 | 0.7557 | 2.0752e-12 | -128.7319 | 119.553 | 2.0756e-12 | -128.7319 | 119.553
Line15_16_17 | 0 | 0 | 0 | 0 | 0 | 0 | 0 | 0 | 0 | 0 | 0 | 0 | 8.3267e-18 | -1.4478e-10 | -3.9976e-10 | -1.6653e-17 | 1.4478e-10 | 3.9976e-10 | 3.3307e-17 | 4.2218e-10 | 1.9457e-11 | -4.996e-17 | -4.2218e-10 | -1.9457e-11 | 0 | 0 | 0 | 0 | 0 | 0 | 0.9 | 0.84271 | 0.7557 | 0.9 | 0.84271 | 0.7557 | 2.0756e-12 | -128.7319 | 119.553 | 2.0754e-12 | -128.7319 | 119.553
Line16_4_18 | 0 | 0 | 0 | 0 | 0 | 0 | 0 | 0 | 0 | 0 | 0 | 0 | 8.3267e-18 | -1.4478e-10 | -3.9976e-10 | -8.3267e-18 | 1.4478e-10 | 3.9976e-10 | -3.3307e-17 | 4.2218e-10 | 1.9457e-11 | -3.0131e-31 | -4.2218e-10 | -1.9457e-11 | 0 | 0 | 0 | 0 | 0 | 0 | 0.9 | 0.84271 | 0.7557 | 0.9 | 0.84271 | 0.7557 | 2.0735e-12 | -128.7319 | 119.553 | 2.0733e-12 | -128.7319 | 119.553
Line17_5_19 | 0 | 0 | 0 | 0 | 0 | 0 | 0 | 0 | 0 | 0 | 0 | 0 | 1.249e-17 | -1.4478e-10 | -3.9976e-10 | -2.0817e-17 | 1.4478e-10 | 3.9976e-10 | 4.5104e-31 | 4.2218e-10 | 1.9457e-11 | -7.5166e-31 | -4.2218e-10 | -1.9457e-11 | 0 | 0 | 0 | 0 | 0 | 0 | 0.9 | 0.84271 | 0.7557 | 0.9 | 0.84271 | 0.7557 | 2.0691e-12 | -128.7319 | 119.553 | 2.0689e-12 | -128.7319 | 119.553
Line1_1_3 | 0 | 0 | 0 | 0 | 0 | 0 | 0 | 0 | 0 | 0 | 0 | 0 | 3.747e-17 | -1.1582e-09 | -3.1981e-09 | -3.747e-17 | 1.1582e-09 | 3.1981e-09 | 4.996e-17 | 3.3775e-09 | 1.5565e-10 | -3.3307e-17 | -3.3775e-09 | -1.5565e-10 | 0 | 0 | 0 | 0 | 0 | 0 | 0.9 | 0.84271 | 0.7557 | 0.9 | 0.84271 | 0.7557 | 2.0689e-12 | -128.7319 | 119.553 | 2.0699e-12 | -128.7319 | 119.553
Line2_1_4 | 0 | 0 | 0 | 0 | 0 | 0 | 0 | 0 | 0 | 0 | 0 | 0 | 2.956e-16 | -2.8956e-10 | -7.9952e-10 | -3.0392e-16 | 2.8956e-10 | 7.9952e-10 | 6.9944e-16 | 8.4436e-10 | 3.8913e-11 | -6.8279e-16 | -8.4436e-10 | -3.8913e-11 | 0 | 0 | 0 | 0 | 0 | 0 | 0.9 | 0.84271 | 0.7557 | 0.9 | 0.84271 | 0.7557 | 2.0689e-12 | -128.7319 | 119.553 | 2.0735e-12 | -128.7319 | 119.553
Line3_1_5 | 0 | 0 | 0 | 0 | 0 | 0 | 0 | 0 | 0 | 0 | 0 | 0 | 8.3267e-18 | -2.8956e-10 | -7.9952e-10 | -1.6653e-17 | 2.8956e-10 | 7.9952e-10 | 1.6653e-17 | 8.4436e-10 | 3.8913e-11 | -6.0139e-31 | -8.4436e-10 | -3.8913e-11 | 0 | 0 | 0 | 0 | 0 | 0 | 0.9 | 0.84271 | 0.7557 | 0.9 | 0.84271 | 0.7557 | 2.0689e-12 | -128.7319 | 119.553 | 2.0691e-12 | -128.7319 | 119.553
Line4_2_6 | 0 | 1.3784 | 1.3784 | 0 | 1.3784 | 1.3784 | 0 | 0.31833 | 0.31833 | 0 | 0.31833 | 0.31833 | -6.0303e-30 | 0.22365 | -0.0047711 | 6.0423e-30 | -0.18717 | 0.041251 | 1.6653e-16 | 0.027537 | 0.20046 | -1.6653e-16 | 0.010463 | -0.16246 | 0 | -142.8727 | 37.1273 | 0 | 37.1273 | -142.8727 | 0.9 | 0.70788 | 0.62991 | 0.9 | 0.5889 | 0.52656 | 2.0747e-12 | -135.8534 | 128.4907 | 2.0789e-12 | -146.0722 | 141.3743
Line5_6_7 | 0 | 1.3784 | 1.3784 | 0 | 1.3784 | 1.3784 | 0 | 0.31833 | 0.31833 | 0 | 0.31833 | 0.31833 | -3.3307e-17 | 0.18717 | -0.041251 | 3.3307e-17 | -0.15069 | 0.077731 | 1.9984e-16 | -0.010463 | 0.16246 | -1.9984e-16 | 0.048463 | -0.12446 | 0 | -142.8727 | 37.1273 | 0 | 37.1273 | -142.8727 | 0.9 | 0.5889 | 0.52656 | 0.9 | 0.49726 | 0.46097 | 2.0789e-12 | -146.0722 | 141.3743 | 2.0853e-12 | -160.7007 | 159.1134
Line6_7_8 | 0 | 1.3784 | 1.3784 | 0 | 1.3784 | 1.3784 | 0 | 0.31833 | 0.31833 | 0 | 0.31833 | 0.31833 | 6.6613e-17 | 0.15069 | -0.077731 | -6.6613e-17 | -0.11421 | 0.11421 | 1.3323e-16 | -0.048463 | 0.12446 | -1.3323e-16 | 0.086463 | -0.086463 | 0 | -142.8727 | 37.1273 | 0 | 37.1273 | -142.8727 | 0.9 | 0.49726 | 0.46097 | 0.9 | 0.45 | 0.45 | 2.0853e-12 | -160.7007 | 159.1134 | 2.0888e-12 | 180 | 180
Line7_8_9 | 0 | 0 | 0 | 0 | 0 | 0 | 0 | 0 | 0 | 0 | 0 | 0 | -4.8571e-30 | 6.0602e-23 | 1.3323e-16 | 7.2818e-30 | 2.9402e-18 | -1.3029e-16 | 1.3323e-16 | 1.286e-09 | -1.286e-09 | -1.9984e-16 | -1.286e-09 | 1.286e-09 | 0 | 0 | 0 | 0 | 0 | 0 | 0.9 | 0.45 | 0.45 | 0.9 | 0.45 | 0.45 | 2.0888e-12 | 180 | 180 | 2.0878e-12 | -180 | 180
Line8_8_10 | 0 | 0 | 0 | 0 | 0 | 0 | 0 | 0 | 0 | 0 | 0 | 0 | -2.4285e-30 | -1.3323e-16 | 1.3323e-16 | 2.4291e-30 | 1.3617e-16 | -1.3029e-16 | 6.6613e-17 | 1.286e-09 | -1.286e-09 | -6.6613e-17 | -1.286e-09 | 1.286e-09 | 0 | 0 | 0 | 0 | 0 | 0 | 0.9 | 0.45 | 0.45 | 0.9 | 0.45 | 0.45 | 2.0888e-12 | 180 | 180 | 2.0893e-12 | -180 | 180
Line9_3_11 | 0 | 0 | 0 | 0 | 0 | 0 | 0 | 0 | 0 | 0 | 0 | 0 | 5.4123e-17 | -1.0135e-09 | -2.7983e-09 | -5.4123e-17 | 1.0135e-09 | 2.7983e-09 | 9.992e-17 | 2.9553e-09 | 1.362e-10 | -8.3267e-17 | -2.9553e-09 | -1.362e-10 | 0 | 0 | 0 | 0 | 0 | 0 | 0.9 | 0.84271 | 0.7557 | 0.9 | 0.84271 | 0.7557 | 2.0699e-12 | -128.7319 | 119.553 | 2.0715e-12 | -128.7319 | 119.553

## LL_min_fault_6
name | pf_ikss_a_from_ka | pf_ikss_b_from_ka | pf_ikss_c_from_ka | pf_ikss_a_to_ka | pf_ikss_b_to_ka | pf_ikss_c_to_ka | pf_skss_a_from_mw | pf_skss_b_from_mw | pf_skss_c_from_mw | pf_skss_a_to_mw | pf_skss_b_to_mw | pf_skss_c_to_mw | pf_p_a_from_mw | pf_p_b_from_mw | pf_p_c_from_mw | pf_p_a_to_mw | pf_p_b_to_mw | pf_p_c_to_mw | pf_q_a_from_mvar | pf_q_b_from_mvar | pf_q_c_from_mvar | pf_q_a_to_mvar | pf_q_b_to_mvar | pf_q_c_to_mvar | pf_ikss_a_from_degree | pf_ikss_b_from_degree | pf_ikss_c_from_degree | pf_ikss_a_to_degree | pf_ikss_b_to_degree | pf_ikss_c_to_degree | pf_vm_a_from_pu | pf_vm_b_from_pu | pf_vm_c_from_pu | pf_vm_a_to_pu | pf_vm_b_to_pu | pf_vm_c_to_pu | pf_va_a_from_degree | pf_va_b_from_degree | pf_va_c_from_degree | pf_va_a_to_degree | pf_va_b_to_degree | pf_va_c_to_degree
Line0_1_2 | 0 | 0.051843 | 0.051843 | 0 | 0.051843 | 0.051843 | 0 | 0.011973 | 0.011973 | 0 | 0.011973 | 0.011973 | 2.1973e-18 | 0.010966 | 0.0028847 | -3.296e-18 | -0.010915 | -0.0028331 | 9.8879e-18 | 0.0029326 | 0.010936 | -9.8879e-18 | -0.0028788 | -0.010882 | 0 | -135.2796 | 44.7204 | 0 | 44.7204 | -135.2796 | 0.95 | 0.94815 | 0.94465 | 0.95 | 0.94283 | 0.93921 | 7.6716e-14 | -120.3084 | 119.9432 | 7.6887e-14 | -120.5043 | 120.1275
Line10_11_12 | 0 | 0 | 0 | 0 | 0 | 0 | 0 | 0 | 0 | 0 | 0 | 0 | 2.266e-18 | -3.8309e-11 | -1.1119e-10 | -2.5406e-18 | 3.8309e-11 | 1.1119e-10 | 2.7466e-18 | 1.0665e-10 | 1.9584e-11 | -2.7466e-18 | -1.0665e-10 | -1.9584e-11 | 0 | 0 | 0 | 0 | 0 | 0 | 0.95 | 0.94815 | 0.94465 | 0.95 | 0.94815 | 0.94465 | 7.6778e-14 | -120.3084 | 119.9432 | 7.6825e-14 | -120.3084 | 119.9432
Line11_12_13 | 0 | 0 | 0 | 0 | 0 | 0 | 0 | 0 | 0 | 0 | 0 | 0 | 6.18e-19 | -3.1925e-11 | -9.2658e-11 | -8.9266e-19 | 3.1925e-11 | 9.2658e-11 | 2.1973e-18 | 8.8872e-11 | 1.632e-11 | -2.7466e-18 | -8.8872e-11 | -1.632e-11 | 0 | 0 | 0 | 0 | 0 | 0 | 0.95 | 0.94815 | 0.94465 | 0.95 | 0.94815 | 0.94465 | 7.6825e-14 | -120.3084 | 119.9432 | 7.687e-14 | -120.3084 | 119.9432
Line12_13_15 | 0 | 0 | 0 | 0 | 0 | 0 | 0 | 0 | 0 | 0 | 0 | 0 | 5.4933e-19 | -1.9155e-11 | -5.5595e-11 | -5.4933e-19 | 1.9155e-11 | 5.5595e-11 | 1.648e-18 | 5.3323e-11 | 9.7921e-12 | -1.0987e-18 | -5.3323e-11 | -9.7921e-12 | 0 | 0 | 0 | 0 | 0 | 0 | 0.95 | 0.94815 | 0.94465 | 0.95 | 0.94815 | 0.94465 | 7.687e-14 | -120.3084 | 119.9432 | 7.689e-14 | -120.3084 | 119.9432
Line13_13_14 | 0 | 0 | 0 | 0 | 0 | 0 | 0 | 0 | 0 | 0 | 0 | 0 | -6.8666e-20 | -6.3849e-12 | -1.8532e-11 | 6.8666e-20 | 6.3849e-12 | 1.8532e-11 | 5.4933e-19 | 1.7774e-11 | 3.264e-12 | -5.4933e-19 | -1.7774e-11 | -3.264e-12 | 0 | 0 | 0 | 0 | 0 | 0 | 0.95 | 0.94815 | 0.94465 | 0.95 | 0.94815 | 0.94465 | 7.687e-14 | -120.3084 | 119.9432 | 7.6869e-14 | -120.3084 | 119.9432
Line14_15_16 | 0 | 0 | 0 | 0 | 0 | 0 | 0 | 0 | 0 | 0 | 0 | 0 | 2.7466e-19 | -1.277e-11 | -3.7063e-11 | -2.7466e-19 | 1.277e-11 | 3.7063e-11 | 2.7466e-18 | 3.5549e-11 | 6.5281e-12 | -1.648e-18 | -3.5549e-11 | -6.5281e-12 | 0 | 0 | 0 | 0 | 0 | 0 | 0.95 | 0.94815 | 0.94465 | 0.95 | 0.94815 | 0.94465 | 7.689e-14 | -120.3084 | 119.9432 | 7.6906e-14 | -120.3084 | 119.9432
Line15_16_17 | 0 | 0 | 0 | 0 | 0 | 0 | 0 | 0 | 0 | 0 | 0 | 0 | -6.8666e-20 | -6.3849e-12 | -1.8532e-11 | 6.8666e-20 | 6.3849e-12 | 1.8532e-11 | -5.4933e-19 | 1.7774e-11 | 3.264e-12 | 9.2159e-35 | -1.7774e-11 | -3.264e-12 | 0 | 0 | 0 | 0 | 0 | 0 | 0.95 | 0.94815 | 0.94465 | 0.95 | 0.94815 | 0.94465 | 7.6906e-14 | -120.3084 | 119.9432 | 7.6899e-14 | -120.3084 | 119.9432
Line16_4_18 | 0 | 0 | 0 | 0 | 0 | 0 | 0 | 0 | 0 | 0 | 0 | 0 | -2.7466e-19 | -6.3849e-12 | -1.8532e-11 | 2.7466e-19 | 6.3849e-12 | 1.8532e-11 | 1.0987e-18 | 1.7774e-11 | 3.264e-12 | -2.1973e-18 | -1.7774e-11 | -3.264e-12 | 0 | 0 | 0 | 0 | 0 | 0 | 0.95 | 0.94815 | 0.94465 | 0.95 | 0.94815 | 0.94465 | 7.688e-14 | -120.3084 | 119.9432 | 7.6873e-14 | -120.3084 | 119.9432
Line17_5_19 | 0 | 0 | 0 | 0 | 0 | 0 | 0 | 0 | 0 | 0 | 0 | 0 | -2.2066e-33 | -6.3849e-12 | -1.8532e-11 | 1.471e-33 | 6.3849e-12 | 1.8532e-11 | 1.648e-18 | 1.7774e-11 | 3.264e-12 | -1.0987e-18 | -1.7774e-11 | -3.264e-12 | 0 | 0 | 0 | 0 | 0 | 0 | 0.95 | 0.94815 | 0.94465 | 0.95 | 0.94815 | 0.94465 | 7.6719e-14 | -120.3084 | 119.9432 | 7.6712e-14 | -120.3084 | 119.9432
Line1_1_3 | 0 | 0 | 0 | 0 | 0 | 0 | 0 | 0 | 0 | 0 | 0 | 0 | 2.9526e-18 | -5.1079e-11 | -1.4825e-10 | -2.678e-18 | 5.1079e-11 | 1.4825e-10 | 1.648e-18 | 1.422e-10 | 2.6112e-11 | -2.7466e-18 | -1.422e-10 | -2.6112e-11 | 0 | 0 | 0 | 0 | 0 | 0 | 0.95 | 0.94815 | 0.94465 | 0.95 | 0.94815 | 0.94465 | 7.6716e-14 | -120.3084 | 119.9432 | 7.6735e-14 | -120.3084 | 119.9432
Line2_1_4 | 0 | 0 | 0 | 0 | 0 | 0 | 0 | 0 | 0 | 0 | 0 | 0 | 1.3459e-17 | -1.277e-11 | -3.7063e-11 | -1.3184e-17 | 1.277e-11 | 3.7063e-11 | 2.7466e-17 | 3.5549e-11 | 6.5281e-12 | -2.7466e-17 | -3.5549e-11 | -6.5281e-12 | 0 | 0 | 0 | 0 | 0 | 0 | 0.95 | 0.94815 | 0.94465 | 0.95 | 0.94815 | 0.94465 | 7.6716e-14 | -120.3084 | 119.9432 | 7.688e-14 | -120.3084 | 119.9432
Line3_1_5 | 0 | 0 | 0 | 0 | 0 | 0 | 0 | 0 | 0 | 0 | 0 | 0 | 4.8066e-19 | -1.277e-11 | -3.7063e-11 | -2.06e-19 | 1.277e-11 | 3.7063e-11 | 5.4933e-19 | 3.5549e-11 | 6.5281e-12 | -5.4933e-19 | -3.5549e-11 | -6.5281e-12 | 0 | 0 | 0 | 0 | 0 | 0 | 0.95 | 0.94815 | 0.94465 | 0.95 | 0.94815 | 0.94465 | 7.6716e-14 | -120.3084 | 119.9432 | 7.6719e-14 | -120.3084 | 119.9432
Line4_2_6 | 0 | 0.051843 | 0.051843 | 0 | 0.051843 | 0.051843 | 0 | 0.011973 | 0.011973 | 0 | 0.011973 | 0.011973 | 3.296e-18 | 0.010915 | 0.0028331 | -2.1973e-18 | -0.010863 | -0.0027815 | 6.5919e-18 | 0.0028788 | 0.010882 | -6.5919e-18 | -0.0028251 | -0.010828 | 0 | -135.2796 | 44.7204 | 0 | 44.7204 | -135.2796 | 0.95 | 0.94283 | 0.93921 | 0.95 | 0.93752 | 0.93379 | 7.6887e-14 | -120.5043 | 120.1275 | 7.7052e-14 | -120.7024 | 120.3141
Line5_6_7 | 0 | 0.051843 | 0.051843 | 0 | 0.051843 | 0.051843 | 0 | 0.011973 | 0.011973 | 0 | 0.011973 | 0.011973 | -1.4775e-32 | 0.010863 | 0.0027815 | 1.4824e-32 | -0.010812 | -0.0027299 | 1.0987e-17 | 0.0028251 | 0.010828 | -1.0987e-17 | -0.0027713 | -0.010775 | 0 | -135.2796 | 44.7204 | 0 | 44.7204 | -135.2796 | 0.95 | 0.93752 | 0.93379 | 0.95 | 0.93223 | 0.92837 | 7.7052e-14 | -120.7024 | 120.3141 | 7.7308e-14 | -120.9028 | 120.5028
Line6_7_8 | 0 | 0.051843 | 0.051843 | 0 | 0.051843 | 0.051843 | 0 | 0.011973 | 0.011973 | 0 | 0.011973 | 0.011973 | 4.3946e-18 | 0.010812 | 0.0027299 | -2.1973e-18 | -0.01076 | -0.0026783 | 1.0987e-17 | 0.0027713 | 0.010775 | -8.7893e-18 | -0.0027175 | -0.010721 | 0 | -135.2796 | 44.7204 | 0 | 44.7204 | -135.2796 | 0.95 | 0.93223 | 0.92837 | 0.95 | 0.92694 | 0.92297 | 7.7308e-14 | -120.9028 | 120.5028 | 7.7464e-14 | -121.1055 | 120.6937
Line7_8_9 | 0 | 0 | 0 | 0 | 0 | 0 | 0 | 0 | 0 | 0 | 0 | 0 | -6.5919e-18 | -7.7759e-11 | -9.1252e-11 | 6.5919e-18 | 7.7759e-11 | 9.1252e-11 | 6.5919e-18 | 6.2294e-11 | -3.8923e-11 | -6.5919e-18 | -6.2294e-11 | 3.8923e-11 | 0 | 0 | 0 | 0 | 0 | 0 | 0.95 | 0.92694 | 0.92297 | 0.95 | 0.92694 | 0.92297 | 7.7464e-14 | -121.1055 | 120.6937 | 7.743e-14 | -121.1055 | 120.6937
Line8_8_10 | 0 | 0 | 0 | 0 | 0 | 0 | 0 | 0 | 0 | 0 | 0 | 0 | -2.1973e-18 | -7.7759e-11 | -9.1252e-11 | 2.1973e-18 | 7.7759e-11 | 9.1252e-11 | 2.1973e-18 | 6.2294e-11 | -3.8923e-11 | -2.1973e-18 | -6.2294e-11 | 3.8923e-11 | 0 | 0 | 0 | 0 | 0 | 0 | 0.95 | 0.92694 | 0.92297 | 0.95 | 0.92694 | 0.92297 | 7.7464e-14 | -121.1055 | 120.6937 | 7.7458e-14 | -121.1055 | 120.6937
Line9_3_11 | 0 | 0 | 0 | 0 | 0 | 0 | 0 | 0 | 0 | 0 | 0 | 0 | 1.9227e-18 | -4.4694e-11 | -1.2972e-10 | -1.9227e-18 | 4.4694e-11 | 1.2972e-10 | 2.7466e-18 | 1.2442e-10 | 2.2848e-11 | -2.7466e-18 | -1.2442e-10 | -2.2848e-11 | 0 | 0 | 0 | 0 | 0 | 0 | 0.95 | 0.94815 | 0.94465 | 0.95 | 0.94815 | 0.94465 | 7.6735e-14 | -120.3084 | 119.9432 | 7.6778e-14 | -120.3084 | 119.9432

## LL_min_fault_10
name | pf_ikss_a_from_ka | pf_ikss_b_from_ka | pf_ikss_c_from_ka | pf_ikss_a_to_ka | pf_ikss_b_to_ka | pf_ikss_c_to_ka | pf_skss_a_from_mw | pf_skss_b_from_mw | pf_skss_c_from_mw | pf_skss_a_to_mw | pf_skss_b_to_mw | pf_skss_c_to_mw | pf_p_a_from_mw | pf_p_b_from_mw | pf_p_c_from_mw | pf_p_a_to_mw | pf_p_b_to_mw | pf_p_c_to_mw | pf_q_a_from_mvar | pf_q_b_from_mvar | pf_q_c_from_mvar | pf_q_a_to_mvar | pf_q_b_to_mvar | pf_q_c_to_mvar | pf_ikss_a_from_degree | pf_ikss_b_from_degree | pf_ikss_c_from_degree | pf_ikss_a_to_degree | pf_ikss_b_to_degree | pf_ikss_c_to_degree | pf_vm_a_from_pu | pf_vm_b_from_pu | pf_vm_c_from_pu | pf_vm_a_to_pu | pf_vm_b_to_pu | pf_vm_c_to_pu | pf_va_a_from_degree | pf_va_b_from_degree | pf_va_c_from_degree | pf_va_a_to_degree | pf_va_b_to_degree | pf_va_c_to_degree
Line0_1_2 | 0 | 0.049114 | 0.049114 | 0 | 0.049114 | 0.049114 | 0 | 0.011342 | 0.011342 | 0 | 0.011342 | 0.011342 | 1.0408e-18 | 0.0098425 | 0.002589 | -1.0408e-18 | -0.0097961 | -0.0025427 | 1.0408e-17 | 0.002632 | 0.009815 | -1.1449e-17 | -0.0025837 | -0.0097667 | 0 | -135.2796 | 44.7204 | 0 | 44.7204 | -135.2796 | 0.9 | 0.89825 | 0.89493 | 0.9 | 0.89321 | 0.88978 | 7.7158e-14 | -120.3084 | 119.9432 | 7.7427e-14 | -120.5043 | 120.1275
Line10_11_12 | 0 | 0 | 0 | 0 | 0 | 0 | 0 | 0 | 0 | 0 | 0 | 0 | 2.0166e-18 | -3.4383e-11 | -9.9793e-11 | -1.7564e-18 | 3.4383e-11 | 9.9793e-11 | 2.6021e-18 | 9.5716e-11 | 1.7577e-11 | -3.1225e-18 | -9.5716e-11 | -1.7577e-11 | 0 | 0 | 0 | 0 | 0 | 0 | 0.9 | 0.89825 | 0.89493 | 0.9 | 0.89825 | 0.89493 | 7.722e-14 | -120.3084 | 119.9432 | 7.7266e-14 | -120.3084 | 119.9432
Line11_12_13 | 0 | 0 | 0 | 0 | 0 | 0 | 0 | 0 | 0 | 0 | 0 | 0 | 1.301e-18 | -2.8652e-11 | -8.3161e-11 | -1.0408e-18 | 2.8652e-11 | 8.3161e-11 | 2.6021e-18 | 7.9764e-11 | 1.4648e-11 | -3.1225e-18 | -7.9764e-11 | -1.4648e-11 | 0 | 0 | 0 | 0 | 0 | 0 | 0.9 | 0.89825 | 0.89493 | 0.9 | 0.89825 | 0.89493 | 7.7266e-14 | -120.3084 | 119.9432 | 7.7312e-14 | -120.3084 | 119.9432
Line12_13_15 | 0 | 0 | 0 | 0 | 0 | 0 | 0 | 0 | 0 | 0 | 0 | 0 | -5.8547e-19 | -1.7191e-11 | -4.9896e-11 | 5.8547e-19 | 1.7191e-11 | 4.9896e-11 | 5.2042e-19 | 4.7858e-11 | 8.7885e-12 | -5.2042e-19 | -4.7858e-11 | -8.7885e-12 | 0 | 0 | 0 | 0 | 0 | 0 | 0.9 | 0.89825 | 0.89493 | 0.9 | 0.89825 | 0.89493 | 7.7312e-14 | -120.3084 | 119.9432 | 7.7332e-14 | -120.3084 | 119.9432
Line13_13_14 | 0 | 0 | 0 | 0 | 0 | 0 | 0 | 0 | 0 | 0 | 0 | 0 | -1.301e-19 | -5.7305e-12 | -1.6632e-11 | 1.301e-19 | 5.7305e-12 | 1.6632e-11 | -1.7556e-34 | 1.5953e-11 | 2.9295e-12 | 1.7555e-34 | -1.5953e-11 | -2.9295e-12 | 0 | 0 | 0 | 0 | 0 | 0 | 0.9 | 0.89825 | 0.89493 | 0.9 | 0.89825 | 0.89493 | 7.7312e-14 | -120.3084 | 119.9432 | 7.7311e-14 | -120.3084 | 119.9432
Line14_15_16 | 0 | 0 | 0 | 0 | 0 | 0 | 0 | 0 | 0 | 0 | 0 | 0 | 6.5052e-19 | -1.1461e-11 | -3.3264e-11 | -6.5052e-19 | 1.1461e-11 | 3.3264e-11 | 1.5613e-18 | 3.1905e-11 | 5.859e-12 | -1.0408e-18 | -3.1905e-11 | -5.859e-12 | 0 | 0 | 0 | 0 | 0 | 0 | 0.9 | 0.89825 | 0.89493 | 0.9 | 0.89825 | 0.89493 | 7.7332e-14 | -120.3084 | 119.9432 | 7.7347e-14 | -120.3084 | 119.9432
Line15_16_17 | 0 | 0 | 0 | 0 | 0 | 0 | 0 | 0 | 0 | 0 | 0 | 0 | -2.6021e-19 | -5.7305e-12 | -1.6632e-11 | 1.405e-33 | 5.7305e-12 | 1.6632e-11 | 1.5613e-18 | 1.5953e-11 | 2.9295e-12 | -1.0408e-18 | -1.5953e-11 | -2.9295e-12 | 0 | 0 | 0 | 0 | 0 | 0 | 0.9 | 0.89825 | 0.89493 | 0.9 | 0.89825 | 0.89493 | 7.7347e-14 | -120.3084 | 119.9432 | 7.734e-14 | -120.3084 | 119.9432
Line16_4_18 | 0 | 0 | 0 | 0 | 0 | 0 | 0 | 0 | 0 | 0 | 0 | 0 | 5.2042e-19 | -5.7305e-12 | -1.6632e-11 | -5.2042e-19 | 5.7305e-12 | 1.6632e-11 | 7.0233e-34 | 1.5953e-11 | 2.9295e-12 | -7.0227e-34 | -1.5953e-11 | -2.9295e-12 | 0 | 0 | 0 | 0 | 0 | 0 | 0.9 | 0.89825 | 0.89493 | 0.9 | 0.89825 | 0.89493 | 7.7324e-14 | -120.3084 | 119.9432 | 7.7317e-14 | -120.3084 | 119.9432
Line17_5_19 | 0 | 0 | 0 | 0 | 0 | 0 | 0 | 0 | 0 | 0 | 0 | 0 | -1.4017e-33 | -5.7305e-12 | -1.6632e-11 | 1.4016e-33 | 5.7305e-12 | 1.6632e-11 | 1.0408e-18 | 1.5953e-11 | 2.9295e-12 | -1.0408e-18 | -1.5953e-11 | -2.9295e-12 | 0 | 0 | 0 | 0 | 0 | 0 | 0.9 | 0.89825 | 0.89493 | 0.9 | 0.89825 | 0.89493 | 7.716e-14 | -120.3084 | 119.9432 | 7.7153e-14 | -120.3084 | 119.9432
Line1_1_3 | 0 | 0 | 0 | 0 | 0 | 0 | 0 | 0 | 0 | 0 | 0 | 0 | 2.2118e-18 | -4.5844e-11 | -1.3306e-10 | -2.472e-18 | 4.5844e-11 | 1.3306e-10 | 1.5613e-18 | 1.2762e-10 | 2.3436e-11 | -2.6021e-18 | -1.2762e-10 | -2.3436e-11 | 0 | 0 | 0 | 0 | 0 | 0 | 0.9 | 0.89825 | 0.89493 | 0.9 | 0.89825 | 0.89493 | 7.7158e-14 | -120.3084 | 119.9432 | 7.7177e-14 | -120.3084 | 119.9432
Line2_1_4 | 0 | 0 | 0 | 0 | 0 | 0 | 0 | 0 | 0 | 0 | 0 | 0 | 1.1774e-17 | -1.1461e-11 | -3.3264e-11 | -1.1774e-17 | 1.1461e-11 | 3.3264e-11 | 2.446e-17 | 3.1905e-11 | 5.859e-12 | -2.6021e-17 | -3.1905e-11 | -5.859e-12 | 0 | 0 | 0 | 0 | 0 | 0 | 0.9 | 0.89825 | 0.89493 | 0.9 | 0.89825 | 0.89493 | 7.7158e-14 | -120.3084 | 119.9432 | 7.7324e-14 | -120.3084 | 119.9432
Line3_1_5 | 0 | 0 | 0 | 0 | 0 | 0 | 0 | 0 | 0 | 0 | 0 | 0 | 6.5052e-19 | -1.1461e-11 | -3.3264e-11 | -6.5052e-19 | 1.1461e-11 | 3.3264e-11 | 8.7603e-34 | 3.1905e-11 | 5.859e-12 | -1.0408e-18 | -3.1905e-11 | -5.859e-12 | 0 | 0 | 0 | 0 | 0 | 0 | 0.9 | 0.89825 | 0.89493 | 0.9 | 0.89825 | 0.89493 | 7.7158e-14 | -120.3084 | 119.9432 | 7.716e-14 | -120.3084 | 119.9432
Line4_2_6 | 0 | 0.049114 | 0.049114 | 0 | 0.049114 | 0.049114 | 0 | 0.011342 | 0.011342 | 0 | 0.011342 | 0.011342 | 2.0817e-18 | 0.0097961 | 0.0025427 | -2.0817e-18 | -0.0097498 | -0.0024964 | 8.3267e-18 | 0.0025837 | 0.0097667 | -9.3675e-18 | -0.0025355 | -0.0097185 | 0 | -135.2796 | 44.7204 | 0 | 44.7204 | -135.2796 | 0.9 | 0.89321 | 0.88978 | 0.9 | 0.88818 | 0.88464 | 7.7427e-14 | -120.5043 | 120.1275 | 7.7667e-14 | -120.7024 | 120.3141
Line5_6_7 | 0 | 0.049114 | 0.049114 | 0 | 0.049114 | 0.049114 | 0 | 0.011342 | 0.011342 | 0 | 0.011342 | 0.011342 | -1.1287e-32 | 0.0097498 | 0.0024964 | 1.0408e-18 | -0.0097035 | -0.0024501 | 8.3267e-18 | 0.0025355 | 0.0097185 | -8.3267e-18 | -0.0024873 | -0.0096702 | 0 | -135.2796 | 44.7204 | 0 | 44.7204 | -135.2796 | 0.9 | 0.88818 | 0.88464 | 0.9 | 0.88316 | 0.87951 | 7.7667e-14 | -120.7024 | 120.3141 | 7.7972e-14 | -120.9028 | 120.5028
Line6_7_8 | 0 | 0.049114 | 0.049114 | 0 | 0.049114 | 0.049114 | 0 | 0.011342 | 0.011342 | 0 | 0.011342 | 0.011342 | -2.0817e-18 | 0.0097035 | 0.0024501 | 1.9876e-32 | -0.0096572 | -0.0024038 | 1.4572e-17 | 0.0024873 | 0.0096702 | -1.4572e-17 | -0.002439 | -0.009622 | 0 | -135.2796 | 44.7204 | 0 | 44.7204 | -135.2796 | 0.9 | 0.88316 | 0.87951 | 0.9 | 0.87816 | 0.87439 | 7.7972e-14 | -120.9028 | 120.5028 | 7.8154e-14 | -121.1055 | 120.6937
Line7_8_9 | 0 | 0 | 0 | 0 | 0 | 0 | 0 | 0 | 0 | 0 | 0 | 0 | -2.8395e-33 | -6.9789e-11 | -8.1899e-11 | -2.0817e-18 | 6.9789e-11 | 8.1899e-11 | 2.0817e-18 | 5.5909e-11 | -3.4934e-11 | -2.0817e-18 | -5.5909e-11 | 3.4934e-11 | 0 | 0 | 0 | 0 | 0 | 0 | 0.9 | 0.87816 | 0.87439 | 0.9 | 0.87816 | 0.87439 | 7.8154e-14 | -121.1055 | 120.6937 | 7.812e-14 | -121.1055 | 120.6937
Line8_8_10 | 0 | 0 | 0 | 0 | 0 | 0 | 0 | 0 | 0 | 0 | 0 | 0 | 0 | -6.9789e-11 | -8.1899e-11 | -2.8399e-33 | 6.9789e-11 | 8.1899e-11 | 0 | 5.5909e-11 | -3.4934e-11 | 2.0817e-18 | -5.5909e-11 | 3.4934e-11 | 0 | 0 | 0 | 0 | 0 | 0 | 0.9 | 0.87816 | 0.87439 | 0.9 | 0.87816 | 0.87439 | 7.8154e-14 | -121.1055 | 120.6937 | 7.8167e-14 | -121.1055 | 120.6937
Line9_3_11 | 0 | 0 | 0 | 0 | 0 | 0 | 0 | 0 | 0 | 0 | 0 | 0 | 1.6263e-18 | -4.0113e-11 | -1.1643e-10 | -1.8865e-18 | 4.0113e-11 | 1.1643e-10 | 2.0817e-18 | 1.1167e-10 | 2.0507e-11 | -3.1225e-18 | -1.1167e-10 | -2.0507e-11 | 0 | 0 | 0 | 0 | 0 | 0 | 0.9 | 0.89825 | 0.89493 | 0.9 | 0.89825 | 0.89493 | 7.7177e-14 | -120.3084 | 119.9432 | 7.722e-14 | -120.3084 | 119.9432

## LG_max_6
name | pf_ikss_a_from_ka | pf_ikss_b_from_ka | pf_ikss_c_from_ka | pf_ikss_a_to_ka | pf_ikss_b_to_ka | pf_ikss_c_to_ka | pf_skss_a_from_mw | pf_skss_b_from_mw | pf_skss_c_from_mw | pf_skss_a_to_mw | pf_skss_b_to_mw | pf_skss_c_to_mw | pf_p_a_from_mw | pf_p_b_from_mw | pf_p_c_from_mw | pf_p_a_to_mw | pf_p_b_to_mw | pf_p_c_to_mw | pf_q_a_from_mvar | pf_q_b_from_mvar | pf_q_c_from_mvar | pf_q_a_to_mvar | pf_q_b_to_mvar | pf_q_c_to_mvar | pf_ikss_a_from_degree | pf_ikss_b_from_degree | pf_ikss_c_from_degree | pf_ikss_a_to_degree | pf_ikss_b_to_degree | pf_ikss_c_to_degree | 3xI0 | pf_vm_a_from_pu | pf_vm_b_from_pu | pf_vm_c_from_pu | pf_vm_a_to_pu | pf_vm_b_to_pu | pf_vm_c_to_pu | pf_va_a_from_degree | pf_va_b_from_degree | pf_va_c_from_degree | pf_va_a_to_degree | pf_va_b_to_degree | pf_va_c_to_degree
Line0_1_2 | 0.13835 | 2.192e-06 | 2.192e-06 | 0.13835 | 1.8291e-06 | 1.8291e-06 | 0.03195 | 5.0622e-07 | 5.0622e-07 | 0.03195 | 4.2242e-07 | 4.2242e-07 | 0.00063801 | 4.9028e-07 | -4.3005e-07 | -0.0004785 | -4.1514e-07 | 3.5262e-07 | 0.001276 | -7.5736e-07 | -7.8126e-07 | -0.00095701 | 6.2741e-07 | 6.5425e-07 | -88.8131 | -91.4877 | -91.4877 | 91.1869 | 87.9983 | 87.9983 |  | 0.044651 | 1.7822 | 1.7617 | 0.033489 | 1.781 | 1.7595 | -25.3781 | -148.5704 | 149.6812 | -25.3781 | -148.5103 | 149.675
Line10_11_12 | 2.1799e-06 | 2.1799e-06 | 2.1799e-06 | 1.8173e-06 | 1.8173e-06 | 1.8173e-06 | 5.0342e-07 | 5.0343e-07 | 5.0343e-07 | 4.1969e-07 | 4.197e-07 | 4.197e-07 | 9.1348e-09 | 4.8596e-07 | -4.2934e-07 | -7.4643e-09 | -4.1059e-07 | 3.523e-07 | 2.0538e-08 | -7.5422e-07 | -7.7603e-07 | -1.7189e-08 | 6.2523e-07 | 6.5005e-07 | -91.4 | -91.3651 | -91.3651 | 88.095 | 88.1368 | 88.1368 |  | 0.044651 | 1.7822 | 1.7617 | 0.044651 | 1.7822 | 1.7617 | -25.3781 | -148.5704 | 149.6812 | -25.3781 | -148.5704 | 149.6812
Line11_12_13 | 1.8165e-06 | 1.8166e-06 | 1.8166e-06 | 1.454e-06 | 1.454e-06 | 1.454e-06 | 4.1951e-07 | 4.1952e-07 | 4.1952e-07 | 3.3579e-07 | 3.358e-07 | 3.358e-07 | 7.6123e-09 | 4.0497e-07 | -3.5778e-07 | -5.9418e-09 | -3.2959e-07 | 2.8074e-07 | 1.7115e-08 | -6.2851e-07 | -6.4669e-07 | -1.3766e-08 | 4.9953e-07 | 5.2071e-07 | -91.4 | -91.3651 | -91.3651 | 87.9688 | 88.0124 | 88.0124 |  | 0.044651 | 1.7822 | 1.7617 | 0.044651 | 1.7822 | 1.7617 | -25.3781 | -148.5704 | 149.6812 | -25.3781 | -148.5704 | 149.6812
Line12_13_15 | 1.0899e-06 | 1.09e-06 | 1.09e-06 | 0 | 0 | 0 | 2.5171e-07 | 2.5171e-07 | 2.5171e-07 | 0 | 0 | 0 | 4.5674e-09 | 2.4298e-07 | -2.1467e-07 | -2.8969e-09 | -1.6761e-07 | 1.3763e-07 | 1.0269e-08 | -3.7711e-07 | -3.8801e-07 | -6.9197e-09 | 2.4812e-07 | 2.6203e-07 | -91.4 | -91.3651 | -91.3651 | 0 | 0 | 0 |  | 0.044651 | 1.7822 | 1.7617 | 0.044651 | 1.7822 | 1.7617 | -25.3781 | -148.5704 | 149.6812 | -25.3781 | -148.5704 | 149.6812
Line13_13_14 | 0 | 0 | 0 | 0 | 0 | 0 | 0 | 0 | 0 | 0 | 0 | 0 | 1.5225e-09 | 8.0993e-08 | -7.1556e-08 | 1.4801e-10 | -5.6204e-09 | -5.487e-09 | 3.423e-09 | -1.257e-07 | -1.2934e-07 | -7.3677e-11 | -3.2815e-09 | 3.3585e-09 | 0 | 0 | 0 | 0 | 0 | 0 |  | 0.044651 | 1.7822 | 1.7617 | 0.044651 | 1.7822 | 1.7617 | -25.3781 | -148.5704 | 149.6812 | -25.3781 | -148.5704 | 149.6812
Line14_15_16 | 0 | 0 | 0 | 0 | 0 | 0 | 0 | 0 | 0 | 0 | 0 | 0 | 3.0449e-09 | 1.6199e-07 | -1.4311e-07 | -1.3745e-09 | -8.6614e-08 | 6.6069e-08 | 6.8461e-09 | -2.5141e-07 | -2.5868e-07 | -3.4967e-09 | 1.2242e-07 | 1.327e-07 | 0 | 0 | 0 | 0 | 0 | 0 |  | 0.044651 | 1.7822 | 1.7617 | 0.044651 | 1.7822 | 1.7617 | -25.3781 | -148.5704 | 149.6812 | -25.3781 | -148.5704 | 149.6812
Line15_16_17 | 0 | 0 | 0 | 0 | 0 | 0 | 0 | 0 | 0 | 0 | 0 | 0 | 1.5225e-09 | 8.0993e-08 | -7.1556e-08 | 1.4801e-10 | -5.6204e-09 | -5.487e-09 | 3.423e-09 | -1.257e-07 | -1.2934e-07 | -7.3677e-11 | -3.2815e-09 | 3.3585e-09 | 0 | 0 | 0 | 0 | 0 | 0 |  | 0.044651 | 1.7822 | 1.7617 | 0.044651 | 1.7822 | 1.7617 | -25.3781 | -148.5704 | 149.6812 | -25.3781 | -148.5704 | 149.6812
Line16_4_18 | 0 | 0 | 0 | 0 | 0 | 0 | 0 | 0 | 0 | 0 | 0 | 0 | 1.599e-09 | 8.0783e-08 | -7.1466e-08 | 1.5503e-10 | -5.6052e-09 | -5.4653e-09 | 3.5855e-09 | -1.2536e-07 | -1.2884e-07 | -7.7363e-11 | -3.2729e-09 | 3.3536e-09 | 0 | 0 | 0 | 0 | 0 | 0 |  | 0.046884 | 1.781 | 1.7595 | 0.046884 | 1.781 | 1.7595 | -25.3781 | -148.5103 | 149.675 | -25.3781 | -148.5103 | 149.675
Line17_5_19 | 0 | 0 | 0 | 0 | 0 | 0 | 0 | 0 | 0 | 0 | 0 | 0 | 1.5225e-09 | 8.0993e-08 | -7.1556e-08 | 1.4801e-10 | -5.6204e-09 | -5.487e-09 | 3.4231e-09 | -1.257e-07 | -1.2934e-07 | -7.3678e-11 | -3.2815e-09 | 3.3585e-09 | 0 | 0 | 0 | 0 | 0 | 0 |  | 0.044651 | 1.7822 | 1.7617 | 0.044651 | 1.7822 | 1.7617 | -25.3781 | -148.5704 | 149.6812 | -25.3781 | -148.5704 | 149.6812
Line1_1_3 | 2.9065e-06 | 2.9065e-06 | 2.9065e-06 | 2.5439e-06 | 2.544e-06 | 2.544e-06 | 6.7122e-07 | 6.7124e-07 | 6.7124e-07 | 5.8749e-07 | 5.875e-07 | 5.875e-07 | 1.218e-08 | 6.4795e-07 | -5.7245e-07 | -1.0509e-08 | -5.7257e-07 | 4.9541e-07 | 2.7384e-08 | -1.0056e-06 | -1.0347e-06 | -2.4035e-08 | 8.7664e-07 | 9.0872e-07 | -91.4 | -91.3651 | -91.3651 | 88.2392 | 88.2791 | 88.2791 |  | 0.044651 | 1.7822 | 1.7617 | 0.044651 | 1.7822 | 1.7617 | -25.3781 | -148.5704 | 149.6812 | -25.3781 | -148.5704 | 149.6812
Line2_1_4 | 0.046121 | 0.046121 | 0.046121 | 0.046122 | 0.046122 | 0.046122 | 0.010651 | 0.010651 | 0.010651 | 0.010651 | 0.010651 | 0.010651 | -0.00021269 | -0.0095611 | 0.0098057 | 0.00022333 | 0.0095718 | -0.0097952 | -0.00042539 | 0.016399 | 0.015998 | 0.00044666 | -0.016378 | -0.015977 | 91.1866 | 91.1866 | 91.1866 | -88.8134 | -88.8134 | -88.8134 |  | 0.044651 | 1.7822 | 1.7617 | 0.046884 | 1.781 | 1.7595 | -25.3781 | -148.5704 | 149.6812 | -25.3781 | -148.5103 | 149.675
Line3_1_5 | 0 | 0 | 0 | 0 | 0 | 0 | 0 | 0 | 0 | 0 | 0 | 0 | 3.045e-09 | 1.6199e-07 | -1.4311e-07 | -1.3745e-09 | -8.6614e-08 | 6.6069e-08 | 6.8461e-09 | -2.5141e-07 | -2.5868e-07 | -3.4967e-09 | 1.2242e-07 | 1.327e-07 | 0 | 0 | 0 | 0 | 0 | 0 |  | 0.044651 | 1.7822 | 1.7617 | 0.044651 | 1.7822 | 1.7617 | -25.3781 | -148.5704 | 149.6812 | -25.3781 | -148.5704 | 149.6812
Line4_2_6 | 0.13835 | 1.8283e-06 | 1.8283e-06 | 0.13835 | 1.4647e-06 | 1.4647e-06 | 0.03195 | 4.2223e-07 | 4.2223e-07 | 0.03195 | 3.3826e-07 | 3.3826e-07 | 0.0004785 | 4.0954e-07 | -3.5808e-07 | -0.000319 | -3.3396e-07 | 2.8078e-07 | 0.00095701 | -6.3069e-07 | -6.5089e-07 | -0.000638 | 5.009e-07 | 5.239e-07 | -88.8131 | -91.5079 | -91.5079 | 91.1869 | 87.858 | 87.858 |  | 0.033489 | 1.781 | 1.7595 | 0.022326 | 1.7798 | 1.7572 | -25.3781 | -148.5103 | 149.675 | -25.3781 | -148.4501 | 149.6687
Line5_6_7 | 0.13835 | 1.4638e-06 | 1.4638e-06 | 0.13835 | 1.0995e-06 | 1.0995e-06 | 0.03195 | 3.3806e-07 | 3.3806e-07 | 0.03195 | 2.5393e-07 | 2.5393e-07 | 0.000319 | 3.2837e-07 | -2.8623e-07 | -0.0001595 | -2.5235e-07 | 2.0906e-07 | 0.000638 | -5.0417e-07 | -5.2055e-07 | -0.000319 | 3.7454e-07 | 3.9356e-07 | -88.8131 | -91.5267 | -91.5267 | 91.1869 | 87.6395 | 87.6395 |  | 0.022326 | 1.7798 | 1.7572 | 0.011163 | 1.7786 | 1.755 | -25.3781 | -148.4501 | 149.6687 | -25.3781 | -148.3898 | 149.6624
Line6_7_8 | 0.13835 | 1.0986e-06 | 1.0986e-06 | 0.13835 | 0 | 0 | 0.03195 | 2.5372e-07 | 2.5372e-07 | 0.03195 | 0 | 0 | 0.0001595 | 2.4678e-07 | -2.1448e-07 | -1.9181e-14 | -1.7032e-07 | 1.3744e-07 | 0.000319 | -3.778e-07 | -3.9022e-07 | 6.0883e-15 | 2.4833e-07 | 2.6325e-07 | -88.8131 | -91.5425 | -91.5425 | 91.1869 | 0 | 0 |  | 0.011163 | 1.7786 | 1.755 | 0 | 1.7773 | 1.7528 | -25.3781 | -148.3898 | 149.6624 | 0 | -148.3295 | 149.6561
Line7_8_9 | 0 | 0 | 0 | 0 | 0 | 0 | 0 | 0 | 0 | 0 | 0 | 0 | 5.1491e-20 | 8.2382e-08 | -7.1422e-08 | -2.9247e-17 | -5.5596e-09 | -5.4006e-09 | -1.3523e-20 | -1.2579e-07 | -1.2995e-07 | 1.7632e-17 | -3.2472e-09 | 3.339e-09 | 0 | 0 | 0 | 0 | 0 | 0 |  | 0 | 1.7773 | 1.7528 | 0 | 1.7773 | 1.7528 | 0 | -148.3295 | 149.6561 | 0 | -148.3295 | 149.6561
Line8_8_10 | 0 | 0 | 0 | 0 | 0 | 0 | 0 | 0 | 0 | 0 | 0 | 0 | 5.1491e-20 | 8.2382e-08 | -7.1422e-08 | -2.9247e-17 | -5.5596e-09 | -5.4006e-09 | -1.3523e-20 | -1.2579e-07 | -1.2995e-07 | 1.7632e-17 | -3.2472e-09 | 3.339e-09 | 0 | 0 | 0 | 0 | 0 | 0 |  | 0 | 1.7773 | 1.7528 | 0 | 1.7773 | 1.7528 | 0 | -148.3295 | 149.6561 | 0 | -148.3295 | 149.6561
Line9_3_11 | 2.5432e-06 | 2.5432e-06 | 2.5432e-06 | 2.1806e-06 | 2.1807e-06 | 2.1807e-06 | 5.8732e-07 | 5.8733e-07 | 5.8733e-07 | 5.0359e-07 | 5.036e-07 | 5.036e-07 | 1.0657e-08 | 5.6695e-07 | -5.009e-07 | -8.9868e-09 | -4.9158e-07 | 4.2385e-07 | 2.3961e-08 | -8.7992e-07 | -9.0537e-07 | -2.0612e-08 | 7.5093e-07 | 7.7939e-07 | -91.4 | -91.3651 | -91.3651 | 88.1791 | 88.2198 | 88.2198 |  | 0.044651 | 1.7822 | 1.7617 | 0.044651 | 1.7822 | 1.7617 | -25.3781 | -148.5704 | 149.6812 | -25.3781 | -148.5704 | 149.6812

## LG_max_10
name | pf_ikss_a_from_ka | pf_ikss_b_from_ka | pf_ikss_c_from_ka | pf_ikss_a_to_ka | pf_ikss_b_to_ka | pf_ikss_c_to_ka | pf_skss_a_from_mw | pf_skss_b_from_mw | pf_skss_c_from_mw | pf_skss_a_to_mw | pf_skss_b_to_mw | pf_skss_c_to_mw | pf_p_a_from_mw | pf_p_b_from_mw | pf_p_c_from_mw | pf_p_a_to_mw | pf_p_b_to_mw | pf_p_c_to_mw | pf_q_a_from_mvar | pf_q_b_from_mvar | pf_q_c_from_mvar | pf_q_a_to_mvar | pf_q_b_to_mvar | pf_q_c_to_mvar | pf_ikss_a_from_degree | pf_ikss_b_from_degree | pf_ikss_c_from_degree | pf_ikss_a_to_degree | pf_ikss_b_to_degree | pf_ikss_c_to_degree | 3xI0 | pf_vm_a_from_pu | pf_vm_b_from_pu | pf_vm_c_from_pu | pf_vm_a_to_pu | pf_vm_b_to_pu | pf_vm_c_to_pu | pf_va_a_from_degree | pf_va_b_from_degree | pf_va_c_from_degree | pf_va_a_to_degree | pf_va_b_to_degree | pf_va_c_to_degree
Line0_1_2 | 0.14488 | 2.2954e-06 | 2.2954e-06 | 0.14488 | 1.9154e-06 | 1.9154e-06 | 0.033458 | 5.3011e-07 | 5.3011e-07 | 0.033458 | 4.4235e-07 | 4.4235e-07 | 0.00069963 | 5.3784e-07 | -4.7181e-07 | -0.00052472 | -4.5541e-07 | 3.8686e-07 | 0.0013993 | -8.3052e-07 | -8.5671e-07 | -0.0010494 | 6.8803e-07 | 7.1743e-07 | -88.8116 | -91.4857 | -91.4857 | 91.1884 | 88.0004 | 88.0004 |  | 0.046758 | 1.8665 | 1.845 | 0.035069 | 1.8653 | 1.8426 | -25.3766 | -148.5589 | 149.6717 | -25.3766 | -148.4988 | 149.6654
Line10_11_12 | 2.2827e-06 | 2.2828e-06 | 2.2828e-06 | 1.9031e-06 | 1.9031e-06 | 1.9031e-06 | 5.2717e-07 | 5.2718e-07 | 5.2718e-07 | 4.3949e-07 | 4.395e-07 | 4.395e-07 | 1.0017e-08 | 5.331e-07 | -4.7103e-07 | -8.1849e-09 | -4.5041e-07 | 3.8651e-07 | 2.2522e-08 | -8.2708e-07 | -8.5097e-07 | -1.8849e-08 | 6.8563e-07 | 7.1283e-07 | -91.3996 | -91.3631 | -91.3631 | 88.0951 | 88.139 | 88.139 |  | 0.046758 | 1.8665 | 1.845 | 0.046758 | 1.8665 | 1.845 | -25.3766 | -148.5589 | 149.6717 | -25.3766 | -148.5589 | 149.6717
Line11_12_13 | 1.9022e-06 | 1.9023e-06 | 1.9023e-06 | 1.5226e-06 | 1.5227e-06 | 1.5227e-06 | 4.3931e-07 | 4.3932e-07 | 4.3932e-07 | 3.5163e-07 | 3.5164e-07 | 3.5164e-07 | 8.3472e-09 | 4.4425e-07 | -3.9252e-07 | -6.5154e-09 | -3.6156e-07 | 3.08e-07 | 1.8768e-08 | -6.8923e-07 | -7.0914e-07 | -1.5096e-08 | 5.4779e-07 | 5.71e-07 | -91.3996 | -91.3631 | -91.3631 | 87.9689 | 88.0146 | 88.0146 |  | 0.046758 | 1.8665 | 1.845 | 0.046758 | 1.8665 | 1.845 | -25.3766 | -148.5589 | 149.6717 | -25.3766 | -148.5589 | 149.6717
Line12_13_15 | 1.1413e-06 | 1.1414e-06 | 1.1414e-06 | 0 | 0 | 0 | 2.6358e-07 | 2.6359e-07 | 2.6359e-07 | 0 | 0 | 0 | 5.0083e-09 | 2.6655e-07 | -2.3551e-07 | -3.1765e-09 | -1.8386e-07 | 1.5099e-07 | 1.1261e-08 | -4.1354e-07 | -4.2549e-07 | -7.5882e-09 | 2.7209e-07 | 2.8734e-07 | -91.3996 | -91.3631 | -91.3631 | 0 | 0 | 0 |  | 0.046758 | 1.8665 | 1.845 | 0.046758 | 1.8665 | 1.845 | -25.3766 | -148.5589 | 149.6717 | -25.3766 | -148.5589 | 149.6717
Line13_13_14 | 0 | 0 | 0 | 0 | 0 | 0 | 0 | 0 | 0 | 0 | 0 | 0 | 1.6694e-09 | 8.885e-08 | -7.8504e-08 | 1.6238e-10 | -6.1622e-09 | -6.0155e-09 | 3.7537e-09 | -1.3785e-07 | -1.4183e-07 | -8.0823e-11 | -3.599e-09 | 3.6837e-09 | 0 | 0 | 0 | 0 | 0 | 0 |  | 0.046758 | 1.8665 | 1.845 | 0.046758 | 1.8665 | 1.845 | -25.3766 | -148.5589 | 149.6717 | -25.3766 | -148.5589 | 149.6717
Line14_15_16 | 0 | 0 | 0 | 0 | 0 | 0 | 0 | 0 | 0 | 0 | 0 | 0 | 3.3389e-09 | 1.777e-07 | -1.5701e-07 | -1.5071e-09 | -9.5012e-08 | 7.2489e-08 | 7.5074e-09 | -2.7569e-07 | -2.8366e-07 | -3.8345e-09 | 1.3425e-07 | 1.4551e-07 | 0 | 0 | 0 | 0 | 0 | 0 |  | 0.046758 | 1.8665 | 1.845 | 0.046758 | 1.8665 | 1.845 | -25.3766 | -148.5589 | 149.6717 | -25.3766 | -148.5589 | 149.6717
Line15_16_17 | 0 | 0 | 0 | 0 | 0 | 0 | 0 | 0 | 0 | 0 | 0 | 0 | 1.6694e-09 | 8.885e-08 | -7.8504e-08 | 1.6238e-10 | -6.1622e-09 | -6.0155e-09 | 3.7537e-09 | -1.3785e-07 | -1.4183e-07 | -8.0823e-11 | -3.599e-09 | 3.6837e-09 | 0 | 0 | 0 | 0 | 0 | 0 |  | 0.046758 | 1.8665 | 1.845 | 0.046758 | 1.8665 | 1.845 | -25.3766 | -148.5589 | 149.6717 | -25.3766 | -148.5589 | 149.6717
Line16_4_18 | 0 | 0 | 0 | 0 | 0 | 0 | 0 | 0 | 0 | 0 | 0 | 0 | 1.7534e-09 | 8.8619e-08 | -7.8405e-08 | 1.7008e-10 | -6.1454e-09 | -5.9917e-09 | 3.9318e-09 | -1.3747e-07 | -1.4128e-07 | -8.4866e-11 | -3.5896e-09 | 3.6784e-09 | 0 | 0 | 0 | 0 | 0 | 0 |  | 0.049096 | 1.8653 | 1.8426 | 0.049096 | 1.8653 | 1.8426 | -25.3766 | -148.4987 | 149.6654 | -25.3766 | -148.4987 | 149.6654
Line17_5_19 | 0 | 0 | 0 | 0 | 0 | 0 | 0 | 0 | 0 | 0 | 0 | 0 | 1.6695e-09 | 8.885e-08 | -7.8504e-08 | 1.6238e-10 | -6.1622e-09 | -6.0155e-09 | 3.7537e-09 | -1.3785e-07 | -1.4183e-07 | -8.0824e-11 | -3.599e-09 | 3.6837e-09 | 0 | 0 | 0 | 0 | 0 | 0 |  | 0.046758 | 1.8665 | 1.845 | 0.046758 | 1.8665 | 1.845 | -25.3766 | -148.5589 | 149.6717 | -25.3766 | -148.5589 | 149.6717
Line1_1_3 | 3.0436e-06 | 3.0437e-06 | 3.0437e-06 | 2.6639e-06 | 2.664e-06 | 2.664e-06 | 7.0289e-07 | 7.0291e-07 | 7.0291e-07 | 6.1521e-07 | 6.1522e-07 | 6.1522e-07 | 1.3356e-08 | 7.108e-07 | -6.2804e-07 | -1.1524e-08 | -6.2811e-07 | 5.4352e-07 | 3.003e-08 | -1.1028e-06 | -1.1346e-06 | -2.6357e-08 | 9.6133e-07 | 9.9648e-07 | -91.3996 | -91.3631 | -91.3631 | 88.2395 | 88.2812 | 88.2812 |  | 0.046758 | 1.8665 | 1.845 | 0.046758 | 1.8665 | 1.845 | -25.3766 | -148.5589 | 149.6717 | -25.3766 | -148.5589 | 149.6717
Line2_1_4 | 0.048297 | 0.048297 | 0.048297 | 0.048298 | 0.048298 | 0.048298 | 0.011154 | 0.011154 | 0.011154 | 0.011154 | 0.011154 | 0.011154 | -0.00023323 | -0.010489 | 0.010757 | 0.0002449 | 0.010501 | -0.010746 | -0.00046647 | 0.017984 | 0.017543 | 0.0004898 | -0.01796 | -0.01752 | 91.1881 | 91.1881 | 91.1881 | -88.8119 | -88.8119 | -88.8119 |  | 0.046758 | 1.8665 | 1.845 | 0.049096 | 1.8653 | 1.8426 | -25.3766 | -148.5589 | 149.6717 | -25.3766 | -148.4987 | 149.6654
Line3_1_5 | 0 | 0 | 0 | 0 | 0 | 0 | 0 | 0 | 0 | 0 | 0 | 0 | 3.3389e-09 | 1.777e-07 | -1.5701e-07 | -1.5071e-09 | -9.5012e-08 | 7.2489e-08 | 7.5074e-09 | -2.7569e-07 | -2.8366e-07 | -3.8345e-09 | 1.3425e-07 | 1.4551e-07 | 0 | 0 | 0 | 0 | 0 | 0 |  | 0.046758 | 1.8665 | 1.845 | 0.046758 | 1.8665 | 1.845 | -25.3766 | -148.5589 | 149.6717 | -25.3766 | -148.5589 | 149.6717
Line4_2_6 | 0.14488 | 1.9146e-06 | 1.9146e-06 | 0.14488 | 1.5338e-06 | 1.5338e-06 | 0.033458 | 4.4215e-07 | 4.4215e-07 | 0.033458 | 3.5422e-07 | 3.5422e-07 | 0.00052472 | 4.4926e-07 | -3.9286e-07 | -0.00034981 | -3.6635e-07 | 3.0805e-07 | 0.0010494 | -6.9162e-07 | -7.1375e-07 | -0.00069963 | 5.4929e-07 | 5.7449e-07 | -88.8116 | -91.5059 | -91.5059 | 91.1884 | 87.8601 | 87.8601 |  | 0.035069 | 1.8653 | 1.8426 | 0.023379 | 1.864 | 1.8403 | -25.3766 | -148.4988 | 149.6654 | -25.3766 | -148.4386 | 149.6591
Line5_6_7 | 0.14488 | 1.5329e-06 | 1.5329e-06 | 0.14488 | 1.1514e-06 | 1.1514e-06 | 0.033458 | 3.5401e-07 | 3.5401e-07 | 0.033457 | 2.6591e-07 | 2.6591e-07 | 0.00034981 | 3.6022e-07 | -3.1402e-07 | -0.00017491 | -2.7683e-07 | 2.2936e-07 | 0.00069963 | -5.5287e-07 | -5.7082e-07 | -0.00034981 | 4.1073e-07 | 4.3157e-07 | -88.8116 | -91.5246 | -91.5246 | 91.1884 | 87.6417 | 87.6417 |  | 0.023379 | 1.864 | 1.8403 | 0.01169 | 1.8627 | 1.838 | -25.3766 | -148.4386 | 149.6591 | -25.3766 | -148.3783 | 149.6528
Line6_7_8 | 0.14488 | 1.1505e-06 | 1.1505e-06 | 0.14487 | 0 | 0 | 0.033457 | 2.6569e-07 | 2.6569e-07 | 0.033457 | 0 | 0 | 0.00017491 | 2.7072e-07 | -2.3531e-07 | -1.548e-14 | -1.8684e-07 | 1.5079e-07 | 0.00034981 | -4.143e-07 | -4.279e-07 | 1.7374e-14 | 2.7232e-07 | 2.8867e-07 | -88.8116 | -91.5405 | -91.5405 | 91.1884 | 0 | 0 |  | 0.01169 | 1.8627 | 1.838 | 0 | 1.8614 | 1.8357 | -25.3766 | -148.3783 | 149.6528 | 0 | -148.318 | 149.6465
Line7_8_9 | 0 | 0 | 0 | 0 | 0 | 0 | 0 | 0 | 0 | 0 | 0 | 0 | 4.3221e-20 | 9.0374e-08 | -7.8358e-08 | -3.2086e-17 | -6.0955e-09 | -5.9208e-09 | -4.3835e-20 | -1.3794e-07 | -1.4251e-07 | 1.9345e-17 | -3.5614e-09 | 3.6623e-09 | 0 | 0 | 0 | 0 | 0 | 0 |  | 0 | 1.8614 | 1.8357 | 0 | 1.8614 | 1.8357 | 0 | -148.318 | 149.6465 | 0 | -148.318 | 149.6465
Line8_8_10 | 0 | 0 | 0 | 0 | 0 | 0 | 0 | 0 | 0 | 0 | 0 | 0 | 4.3221e-20 | 9.0374e-08 | -7.8358e-08 | -3.2086e-17 | -6.0955e-09 | -5.9208e-09 | -4.3835e-20 | -1.3794e-07 | -1.4251e-07 | 1.9345e-17 | -3.5614e-09 | 3.6623e-09 | 0 | 0 | 0 | 0 | 0 | 0 |  | 0 | 1.8614 | 1.8357 | 0 | 1.8614 | 1.8357 | 0 | -148.318 | 149.6465 | 0 | -148.318 | 149.6465
Line9_3_11 | 2.6631e-06 | 2.6632e-06 | 2.6632e-06 | 2.2835e-06 | 2.2835e-06 | 2.2835e-06 | 6.1503e-07 | 6.1504e-07 | 6.1504e-07 | 5.2735e-07 | 5.2736e-07 | 5.2736e-07 | 1.1686e-08 | 6.2195e-07 | -5.4953e-07 | -9.8543e-09 | -5.3926e-07 | 4.6501e-07 | 2.6276e-08 | -9.6493e-07 | -9.928e-07 | -2.2603e-08 | 8.2348e-07 | 8.5465e-07 | -91.3996 | -91.3631 | -91.3631 | 88.1793 | 88.222 | 88.222 |  | 0.046758 | 1.8665 | 1.845 | 0.046758 | 1.8665 | 1.845 | -25.3766 | -148.5589 | 149.6717 | -25.3766 | -148.5589 | 149.6717

## LG_max_fault_6
name | pf_ikss_a_from_ka | pf_ikss_b_from_ka | pf_ikss_c_from_ka | pf_ikss_a_to_ka | pf_ikss_b_to_ka | pf_ikss_c_to_ka | pf_skss_a_from_mw | pf_skss_b_from_mw | pf_skss_c_from_mw | pf_skss_a_to_mw | pf_skss_b_to_mw | pf_skss_c_to_mw | pf_p_a_from_mw | pf_p_b_from_mw | pf_p_c_from_mw | pf_p_a_to_mw | pf_p_b_to_mw | pf_p_c_to_mw | pf_q_a_from_mvar | pf_q_b_from_mvar | pf_q_c_from_mvar | pf_q_a_to_mvar | pf_q_b_to_mvar | pf_q_c_to_mvar | pf_ikss_a_from_degree | pf_ikss_b_from_degree | pf_ikss_c_from_degree | pf_ikss_a_to_degree | pf_ikss_b_to_degree | pf_ikss_c_to_degree | 3xI0 | pf_vm_a_from_pu | pf_vm_b_from_pu | pf_vm_c_from_pu | pf_vm_a_to_pu | pf_vm_b_to_pu | pf_vm_c_to_pu | pf_va_a_from_degree | pf_va_b_from_degree | pf_va_c_from_degree | pf_va_a_to_degree | pf_va_b_to_degree | pf_va_c_to_degree
Line0_1_2 | 0.028787 | 0 | 0 | 0.028787 | 0 | 0 | 0.006648 | 0 | 0 | 0.006648 | 0 | 0 | 0.0041709 | 4.9413e-08 | -1.0932e-07 | -0.004164 | -4.2155e-08 | 9.1095e-08 | 0.0041986 | -1.2125e-07 | -1.4007e-08 | -0.0041847 | 1.0076e-07 | 1.2468e-08 | -53.2824 | 0 | 0 | 126.7176 | 0 | 0 |  | 0.89021 | 1.243 | 1.0463 | 0.88801 | 1.2427 | 1.0461 | -8.0932 | -123.7837 | 131.3444 | -8.1401 | -123.7683 | 131.3227
Line10_11_12 | 0 | 0 | 0 | 0 | 0 | 0 | 0 | 0 | 0 | 0 | 0 | 0 | 6.2665e-08 | 4.8882e-08 | -1.0874e-07 | -5.1734e-08 | -4.1625e-08 | 9.0555e-08 | 6.9052e-08 | -1.2068e-07 | -1.3697e-08 | -5.8026e-08 | 1.0025e-07 | 1.2206e-08 | 0 | 0 | 0 | 0 | 0 | 0 |  | 0.89021 | 1.243 | 1.0463 | 0.89021 | 1.243 | 1.0463 | -8.0932 | -123.7837 | 131.3444 | -8.0932 | -123.7837 | 131.3444
Line11_12_13 | 0 | 0 | 0 | 0 | 0 | 0 | 0 | 0 | 0 | 0 | 0 | 0 | 5.2221e-08 | 4.0735e-08 | -9.062e-08 | -4.1289e-08 | -3.3478e-08 | 7.2431e-08 | 5.7543e-08 | -1.0057e-07 | -1.1414e-08 | -4.6517e-08 | 8.0138e-08 | 9.9235e-09 | 0 | 0 | 0 | 0 | 0 | 0 |  | 0.89021 | 1.243 | 1.0463 | 0.89021 | 1.243 | 1.0463 | -8.0932 | -123.7837 | 131.3444 | -8.0932 | -123.7837 | 131.3444
Line12_13_15 | 0 | 0 | 0 | 0 | 0 | 0 | 0 | 0 | 0 | 0 | 0 | 0 | 3.1333e-08 | 2.4441e-08 | -5.4372e-08 | -2.0401e-08 | -1.7184e-08 | 3.6183e-08 | 3.4526e-08 | -6.034e-08 | -6.8483e-09 | -2.35e-08 | 3.9911e-08 | 5.358e-09 | 0 | 0 | 0 | 0 | 0 | 0 |  | 0.89021 | 1.243 | 1.0463 | 0.89021 | 1.243 | 1.0463 | -8.0932 | -123.7837 | 131.3444 | -8.0932 | -123.7837 | 131.3444
Line13_13_14 | 0 | 0 | 0 | 0 | 0 | 0 | 0 | 0 | 0 | 0 | 0 | 0 | 1.0444e-08 | 8.1471e-09 | -1.8124e-08 | 4.8743e-10 | -8.9012e-10 | -6.4623e-11 | 1.1509e-08 | -2.0113e-08 | -2.2828e-09 | -4.8251e-10 | -3.1581e-10 | 7.9241e-10 | 0 | 0 | 0 | 0 | 0 | 0 |  | 0.89021 | 1.243 | 1.0463 | 0.89021 | 1.243 | 1.0463 | -8.0932 | -123.7837 | 131.3444 | -8.0932 | -123.7837 | 131.3444
Line14_15_16 | 0 | 0 | 0 | 0 | 0 | 0 | 0 | 0 | 0 | 0 | 0 | 0 | 2.0888e-08 | 1.6294e-08 | -3.6248e-08 | -9.9568e-09 | -9.0372e-09 | 1.8059e-08 | 2.3017e-08 | -4.0227e-08 | -4.5656e-09 | -1.1991e-08 | 1.9798e-08 | 3.0752e-09 | 0 | 0 | 0 | 0 | 0 | 0 |  | 0.89021 | 1.243 | 1.0463 | 0.89021 | 1.243 | 1.0463 | -8.0932 | -123.7837 | 131.3444 | -8.0932 | -123.7837 | 131.3444
Line15_16_17 | 0 | 0 | 0 | 0 | 0 | 0 | 0 | 0 | 0 | 0 | 0 | 0 | 1.0444e-08 | 8.1471e-09 | -1.8124e-08 | 4.8743e-10 | -8.9012e-10 | -6.4623e-11 | 1.1509e-08 | -2.0113e-08 | -2.2828e-09 | -4.8251e-10 | -3.158e-10 | 7.9241e-10 | 0 | 0 | 0 | 0 | 0 | 0 |  | 0.89021 | 1.243 | 1.0463 | 0.89021 | 1.243 | 1.0463 | -8.0932 | -123.7837 | 131.3444 | -8.0932 | -123.7837 | 131.3444
Line16_4_18 | 0 | 0 | 0 | 0 | 0 | 0 | 0 | 0 | 0 | 0 | 0 | 0 | 1.0438e-08 | 8.114e-09 | -1.8087e-08 | 4.863e-10 | -8.8834e-10 | -6.3384e-11 | 1.1483e-08 | -2.0074e-08 | -2.2528e-09 | -4.822e-10 | -3.1444e-10 | 7.9072e-10 | 0 | 0 | 0 | 0 | 0 | 0 |  | 0.89066 | 1.2427 | 1.0461 | 0.89066 | 1.2427 | 1.0461 | -8.0839 | -123.7683 | 131.3227 | -8.0839 | -123.7683 | 131.3227
Line17_5_19 | 0 | 0 | 0 | 0 | 0 | 0 | 0 | 0 | 0 | 0 | 0 | 0 | 1.0444e-08 | 8.1471e-09 | -1.8124e-08 | 4.8743e-10 | -8.9012e-10 | -6.4622e-11 | 1.1509e-08 | -2.0113e-08 | -2.2828e-09 | -4.8251e-10 | -3.158e-10 | 7.9241e-10 | 0 | 0 | 0 | 0 | 0 | 0 |  | 0.89021 | 1.243 | 1.0463 | 0.89021 | 1.243 | 1.0463 | -8.0932 | -123.7837 | 131.3444 | -8.0932 | -123.7837 | 131.3444
Line1_1_3 | 0 | 0 | 0 | 0 | 0 | 0 | 0 | 0 | 0 | 0 | 0 | 0 | 8.3554e-08 | 6.5176e-08 | -1.4499e-07 | -7.2622e-08 | -5.792e-08 | 1.268e-07 | 9.2069e-08 | -1.6091e-07 | -1.8262e-08 | -8.1043e-08 | 1.4048e-07 | 1.6772e-08 | 0 | 0 | 0 | 0 | 0 | 0 |  | 0.89021 | 1.243 | 1.0463 | 0.89021 | 1.243 | 1.0463 | -8.0932 | -123.7837 | 131.3444 | -8.0932 | -123.7837 | 131.3444
Line2_1_4 | 0.0095966 | 0.0095966 | 0.0095966 | 0.0095967 | 0.0095967 | 0.0095967 | 0.0022162 | 0.0022162 | 0.0022162 | 0.0022163 | 0.0022163 | 0.0022163 | -0.0013905 | -0.00091953 | 0.0023114 | 0.0013909 | 0.00092 | -0.0023109 | -0.0013997 | 0.0025968 | 0.00018707 | 0.0014006 | -0.0025959 | -0.00018615 | 126.7173 | 126.7173 | 126.7173 | -53.2827 | -53.2827 | -53.2827 |  | 0.89021 | 1.243 | 1.0463 | 0.89066 | 1.2427 | 1.0461 | -8.0932 | -123.7837 | 131.3444 | -8.0839 | -123.7683 | 131.3227
Line3_1_5 | 0 | 0 | 0 | 0 | 0 | 0 | 0 | 0 | 0 | 0 | 0 | 0 | 2.0888e-08 | 1.6294e-08 | -3.6248e-08 | -9.9568e-09 | -9.0372e-09 | 1.8059e-08 | 2.3017e-08 | -4.0227e-08 | -4.5655e-09 | -1.1991e-08 | 1.9798e-08 | 3.0752e-09 | 0 | 0 | 0 | 0 | 0 | 0 |  | 0.89021 | 1.243 | 1.0463 | 0.89021 | 1.243 | 1.0463 | -8.0932 | -123.7837 | 131.3444 | -8.0932 | -123.7837 | 131.3444
Line4_2_6 | 0.028787 | 0 | 0 | 0.028787 | 0 | 0 | 0.006648 | 0 | 0 | 0.006648 | 0 | 0 | 0.004164 | 4.1267e-08 | -9.1159e-08 | -0.0041571 | -3.3967e-08 | 7.2909e-08 | 0.0041847 | -1.0108e-07 | -1.1678e-08 | -0.0041709 | 8.0574e-08 | 1.0133e-08 | -53.2824 | 0 | 0 | 126.7176 | 0 | 0 |  | 0.88801 | 1.2427 | 1.0461 | 0.8858 | 1.2424 | 1.0458 | -8.1401 | -123.7683 | 131.3227 | -8.1873 | -123.7529 | 131.3009
Line5_6_7 | 0.028787 | 0 | 0 | 0.028786 | 0 | 0 | 0.006648 | 0 | 0 | 0.006648 | 0 | 0 | 0.0041571 | 3.308e-08 | -7.2971e-08 | -0.0041502 | -2.5739e-08 | 5.4693e-08 | 0.0041709 | -8.0887e-08 | -9.3437e-09 | -0.0041571 | 6.0366e-08 | 7.7926e-09 | -53.2823 | 0 | 0 | 126.7177 | 0 | 0 |  | 0.8858 | 1.2424 | 1.0458 | 0.8836 | 1.242 | 1.0456 | -8.1873 | -123.7529 | 131.3009 | -8.2347 | -123.7374 | 131.2791
Line6_7_8 | 0.028786 | 0 | 0 | 0.028786 | 0 | 0 | 0.006648 | 0 | 0 | 0.0066479 | 0 | 0 | 0.0041502 | 2.4854e-08 | -5.4754e-08 | -0.0041433 | -1.747e-08 | 3.6448e-08 | 0.0041571 | -6.0677e-08 | -7.0053e-09 | -0.0041433 | 4.0138e-08 | 5.4479e-09 | -53.2823 | 0 | 0 | 126.7177 | 0 | 0 |  | 0.8836 | 1.242 | 1.0456 | 0.8814 | 1.2417 | 1.0454 | -8.2347 | -123.7374 | 131.2791 | -8.2823 | -123.722 | 131.2573
Line7_8_9 | 0 | 0 | 0 | 0 | 0 | 0 | 0 | 0 | 0 | 0 | 0 | 0 | 1.0393e-08 | 8.2937e-09 | -1.8254e-08 | 5.095e-10 | -8.83e-10 | -5.968e-11 | 1.15e-08 | -2.0224e-08 | -2.3311e-09 | -4.8882e-10 | -3.1034e-10 | 7.8568e-10 | 0 | 0 | 0 | 0 | 0 | 0 |  | 0.8814 | 1.2417 | 1.0454 | 0.8814 | 1.2417 | 1.0454 | -8.2823 | -123.722 | 131.2573 | -8.2823 | -123.722 | 131.2573
Line8_8_10 | 0 | 0 | 0 | 0 | 0 | 0 | 0 | 0 | 0 | 0 | 0 | 0 | 1.0393e-08 | 8.2937e-09 | -1.8254e-08 | 5.095e-10 | -8.83e-10 | -5.968e-11 | 1.15e-08 | -2.0224e-08 | -2.3311e-09 | -4.8882e-10 | -3.1034e-10 | 7.8568e-10 | 0 | 0 | 0 | 0 | 0 | 0 |  | 0.8814 | 1.2417 | 1.0454 | 0.8814 | 1.2417 | 1.0454 | -8.2823 | -123.722 | 131.2573 | -8.2823 | -123.722 | 131.2573
Line9_3_11 | 0 | 0 | 0 | 0 | 0 | 0 | 0 | 0 | 0 | 0 | 0 | 0 | 7.3109e-08 | 5.7029e-08 | -1.2687e-07 | -6.2178e-08 | -4.9772e-08 | 1.0868e-07 | 8.0561e-08 | -1.4079e-07 | -1.5979e-08 | -6.9535e-08 | 1.2037e-07 | 1.4489e-08 | 0 | 0 | 0 | 0 | 0 | 0 |  | 0.89021 | 1.243 | 1.0463 | 0.89021 | 1.243 | 1.0463 | -8.0932 | -123.7837 | 131.3444 | -8.0932 | -123.7837 | 131.3444

## LG_max_fault_10
name | pf_ikss_a_from_ka | pf_ikss_b_from_ka | pf_ikss_c_from_ka | pf_ikss_a_to_ka | pf_ikss_b_to_ka | pf_ikss_c_to_ka | pf_skss_a_from_mw | pf_skss_b_from_mw | pf_skss_c_from_mw | pf_skss_a_to_mw | pf_skss_b_to_mw | pf_skss_c_to_mw | pf_p_a_from_mw | pf_p_b_from_mw | pf_p_c_from_mw | pf_p_a_to_mw | pf_p_b_to_mw | pf_p_c_to_mw | pf_q_a_from_mvar | pf_q_b_from_mvar | pf_q_c_from_mvar | pf_q_a_to_mvar | pf_q_b_to_mvar | pf_q_c_to_mvar | pf_ikss_a_from_degree | pf_ikss_b_from_degree | pf_ikss_c_from_degree | pf_ikss_a_to_degree | pf_ikss_b_to_degree | pf_ikss_c_to_degree | 3xI0 | pf_vm_a_from_pu | pf_vm_b_from_pu | pf_vm_c_from_pu | pf_vm_a_to_pu | pf_vm_b_to_pu | pf_vm_c_to_pu | pf_va_a_from_degree | pf_va_b_from_degree | pf_va_c_from_degree | pf_va_a_to_degree | pf_va_b_to_degree | pf_va_c_to_degree
Line0_1_2 | 0.030155 | 0 | 0 | 0.030155 | 0 | 0 | 0.0069641 | 0 | 0 | 0.006964 | 0 | 0 | 0.0045769 | 5.4231e-08 | -1.1997e-07 | -0.0045693 | -4.6265e-08 | 9.9971e-08 | 0.0046073 | -1.3305e-07 | -1.5369e-08 | -0.0045921 | 1.1057e-07 | 1.3681e-08 | -53.285 | 0 | 0 | 126.715 | 0 | 0 |  | 0.93254 | 1.3021 | 1.0962 | 0.93023 | 1.3018 | 1.0959 | -8.0959 | -123.7831 | 131.3411 | -8.1428 | -123.7676 | 131.3193
Line10_11_12 | 0 | 0 | 0 | 0 | 0 | 0 | 0 | 0 | 0 | 0 | 0 | 0 | 6.8764e-08 | 5.3649e-08 | -1.1934e-07 | -5.6768e-08 | -4.5684e-08 | 9.9378e-08 | 7.5775e-08 | -1.3243e-07 | -1.5028e-08 | -6.3676e-08 | 1.1001e-07 | 1.3393e-08 | 0 | 0 | 0 | 0 | 0 | 0 |  | 0.93254 | 1.3021 | 1.0962 | 0.93254 | 1.3021 | 1.0962 | -8.0959 | -123.7831 | 131.3411 | -8.0959 | -123.7831 | 131.3411
Line11_12_13 | 0 | 0 | 0 | 0 | 0 | 0 | 0 | 0 | 0 | 0 | 0 | 0 | 5.7303e-08 | 4.4707e-08 | -9.9449e-08 | -4.5307e-08 | -3.6742e-08 | 7.9488e-08 | 6.3146e-08 | -1.1036e-07 | -1.2524e-08 | -5.1046e-08 | 8.794e-08 | 1.0888e-08 | 0 | 0 | 0 | 0 | 0 | 0 |  | 0.93254 | 1.3021 | 1.0962 | 0.93254 | 1.3021 | 1.0962 | -8.0959 | -123.7831 | 131.3411 | -8.0959 | -123.7831 | 131.3411
Line12_13_15 | 0 | 0 | 0 | 0 | 0 | 0 | 0 | 0 | 0 | 0 | 0 | 0 | 3.4382e-08 | 2.6824e-08 | -5.9669e-08 | -2.2386e-08 | -1.8859e-08 | 3.9709e-08 | 3.7888e-08 | -6.6215e-08 | -7.5142e-09 | -2.5788e-08 | 4.3797e-08 | 5.8789e-09 | 0 | 0 | 0 | 0 | 0 | 0 |  | 0.93254 | 1.3021 | 1.0962 | 0.93254 | 1.3021 | 1.0962 | -8.0959 | -123.7831 | 131.3411 | -8.0959 | -123.7831 | 131.3411
Line13_13_14 | 0 | 0 | 0 | 0 | 0 | 0 | 0 | 0 | 0 | 0 | 0 | 0 | 1.1461e-08 | 8.9414e-09 | -1.989e-08 | 5.3512e-10 | -9.7657e-10 | -7.0876e-11 | 1.2629e-08 | -2.2072e-08 | -2.5047e-09 | -5.2969e-10 | -3.4652e-10 | 8.6942e-10 | 0 | 0 | 0 | 0 | 0 | 0 |  | 0.93254 | 1.3021 | 1.0962 | 0.93254 | 1.3021 | 1.0962 | -8.0959 | -123.7831 | 131.3411 | -8.0959 | -123.7831 | 131.3411
Line14_15_16 | 0 | 0 | 0 | 0 | 0 | 0 | 0 | 0 | 0 | 0 | 0 | 0 | 2.2921e-08 | 1.7883e-08 | -3.9779e-08 | -1.0925e-08 | -9.918e-09 | 1.9819e-08 | 2.5258e-08 | -4.4143e-08 | -5.0095e-09 | -1.3159e-08 | 2.1725e-08 | 3.3742e-09 | 0 | 0 | 0 | 0 | 0 | 0 |  | 0.93254 | 1.3021 | 1.0962 | 0.93254 | 1.3021 | 1.0962 | -8.0959 | -123.7831 | 131.3411 | -8.0959 | -123.7831 | 131.3411
Line15_16_17 | 0 | 0 | 0 | 0 | 0 | 0 | 0 | 0 | 0 | 0 | 0 | 0 | 1.1461e-08 | 8.9414e-09 | -1.989e-08 | 5.3512e-10 | -9.7657e-10 | -7.0876e-11 | 1.2629e-08 | -2.2072e-08 | -2.5047e-09 | -5.2969e-10 | -3.4652e-10 | 8.6942e-10 | 0 | 0 | 0 | 0 | 0 | 0 |  | 0.93254 | 1.3021 | 1.0962 | 0.93254 | 1.3021 | 1.0962 | -8.0959 | -123.7831 | 131.3411 | -8.0959 | -123.7831 | 131.3411
Line16_4_18 | 0 | 0 | 0 | 0 | 0 | 0 | 0 | 0 | 0 | 0 | 0 | 0 | 1.1454e-08 | 8.9052e-09 | -1.9849e-08 | 5.3389e-10 | -9.7461e-10 | -6.9517e-11 | 1.2601e-08 | -2.2028e-08 | -2.4718e-09 | -5.2935e-10 | -3.4502e-10 | 8.6757e-10 | 0 | 0 | 0 | 0 | 0 | 0 |  | 0.933 | 1.3018 | 1.0959 | 0.933 | 1.3018 | 1.0959 | -8.0865 | -123.7676 | 131.3193 | -8.0865 | -123.7676 | 131.3193
Line17_5_19 | 0 | 0 | 0 | 0 | 0 | 0 | 0 | 0 | 0 | 0 | 0 | 0 | 1.1461e-08 | 8.9414e-09 | -1.989e-08 | 5.3512e-10 | -9.7657e-10 | -7.0876e-11 | 1.2629e-08 | -2.2072e-08 | -2.5047e-09 | -5.2969e-10 | -3.4652e-10 | 8.6942e-10 | 0 | 0 | 0 | 0 | 0 | 0 |  | 0.93254 | 1.3021 | 1.0962 | 0.93254 | 1.3021 | 1.0962 | -8.0959 | -123.7831 | 131.3411 | -8.0959 | -123.7831 | 131.3411
Line1_1_3 | 0 | 0 | 0 | 0 | 0 | 0 | 0 | 0 | 0 | 0 | 0 | 0 | 9.1685e-08 | 7.1531e-08 | -1.5912e-07 | -7.9689e-08 | -6.3567e-08 | 1.3916e-07 | 1.0103e-07 | -1.7657e-07 | -2.0038e-08 | -8.8934e-08 | 1.5415e-07 | 1.8403e-08 | 0 | 0 | 0 | 0 | 0 | 0 |  | 0.93254 | 1.3021 | 1.0962 | 0.93254 | 1.3021 | 1.0962 | -8.0959 | -123.7831 | 131.3411 | -8.0959 | -123.7831 | 131.3411
Line2_1_4 | 0.010053 | 0.010053 | 0.010053 | 0.010053 | 0.010053 | 0.010053 | 0.0023216 | 0.0023216 | 0.0023216 | 0.0023216 | 0.0023216 | 0.0023216 | -0.0015258 | -0.0010092 | 0.0025366 | 0.0015263 | 0.0010097 | -0.0025361 | -0.0015359 | 0.0028496 | 0.00020526 | 0.001537 | -0.0028486 | -0.00020425 | 126.7147 | 126.7147 | 126.7147 | -53.2853 | -53.2853 | -53.2853 |  | 0.93254 | 1.3021 | 1.0962 | 0.933 | 1.3018 | 1.0959 | -8.0959 | -123.7831 | 131.3411 | -8.0865 | -123.7676 | 131.3193
Line3_1_5 | 0 | 0 | 0 | 0 | 0 | 0 | 0 | 0 | 0 | 0 | 0 | 0 | 2.2921e-08 | 1.7883e-08 | -3.9779e-08 | -1.0925e-08 | -9.918e-09 | 1.9819e-08 | 2.5258e-08 | -4.4143e-08 | -5.0095e-09 | -1.3159e-08 | 2.1725e-08 | 3.3742e-09 | 0 | 0 | 0 | 0 | 0 | 0 |  | 0.93254 | 1.3021 | 1.0962 | 0.93254 | 1.3021 | 1.0962 | -8.0959 | -123.7831 | 131.3411 | -8.0959 | -123.7831 | 131.3411
Line4_2_6 | 0.030155 | 0 | 0 | 0.030155 | 0 | 0 | 0.006964 | 0 | 0 | 0.006964 | 0 | 0 | 0.0045693 | 4.529e-08 | -1.0004e-07 | -0.0045618 | -3.7278e-08 | 8.0012e-08 | 0.0045921 | -1.1092e-07 | -1.2813e-08 | -0.0045769 | 8.8418e-08 | 1.1118e-08 | -53.285 | 0 | 0 | 126.715 | 0 | 0 |  | 0.93023 | 1.3018 | 1.0959 | 0.92792 | 1.3015 | 1.0957 | -8.1428 | -123.7676 | 131.3193 | -8.1899 | -123.7522 | 131.2976
Line5_6_7 | 0.030155 | 0 | 0 | 0.030155 | 0 | 0 | 0.006964 | 0 | 0 | 0.006964 | 0 | 0 | 0.0045618 | 3.6306e-08 | -8.008e-08 | -0.0045542 | -2.8248e-08 | 6.0022e-08 | 0.0045769 | -8.8761e-08 | -1.0252e-08 | -0.0045618 | 6.6242e-08 | 8.5503e-09 | -53.285 | 0 | 0 | 126.715 | 0 | 0 |  | 0.92792 | 1.3015 | 1.0957 | 0.92561 | 1.3011 | 1.0954 | -8.1899 | -123.7522 | 131.2976 | -8.2373 | -123.7368 | 131.2758
Line6_7_8 | 0.030155 | 0 | 0 | 0.030155 | 0 | 0 | 0.006964 | 0 | 0 | 0.006964 | 0 | 0 | 0.0045542 | 2.7277e-08 | -6.0088e-08 | -0.0045466 | -1.9174e-08 | 3.9999e-08 | 0.0045618 | -6.6584e-08 | -7.6864e-09 | -0.0045466 | 4.4045e-08 | 5.9776e-09 | -53.285 | 0 | 0 | 126.715 | 0 | 0 |  | 0.92561 | 1.3011 | 1.0954 | 0.9233 | 1.3008 | 1.0951 | -8.2373 | -123.7368 | 131.2758 | -8.285 | -123.7213 | 131.254
Line7_8_9 | 0 | 0 | 0 | 0 | 0 | 0 | 0 | 0 | 0 | 0 | 0 | 0 | 1.1405e-08 | 9.1024e-09 | -2.0032e-08 | 5.5935e-10 | -9.6875e-10 | -6.5453e-11 | 1.262e-08 | -2.2193e-08 | -2.5578e-09 | -5.3661e-10 | -3.4052e-10 | 8.6203e-10 | 0 | 0 | 0 | 0 | 0 | 0 |  | 0.9233 | 1.3008 | 1.0951 | 0.9233 | 1.3008 | 1.0951 | -8.285 | -123.7213 | 131.254 | -8.285 | -123.7213 | 131.254
Line8_8_10 | 0 | 0 | 0 | 0 | 0 | 0 | 0 | 0 | 0 | 0 | 0 | 0 | 1.1405e-08 | 9.1024e-09 | -2.0032e-08 | 5.5935e-10 | -9.6875e-10 | -6.5453e-11 | 1.262e-08 | -2.2193e-08 | -2.5578e-09 | -5.3661e-10 | -3.4052e-10 | 8.6203e-10 | 0 | 0 | 0 | 0 | 0 | 0 |  | 0.9233 | 1.3008 | 1.0951 | 0.9233 | 1.3008 | 1.0951 | -8.285 | -123.7213 | 131.254 | -8.285 | -123.7213 | 131.254
Line9_3_11 | 0 | 0 | 0 | 0 | 0 | 0 | 0 | 0 | 0 | 0 | 0 | 0 | 8.0224e-08 | 6.259e-08 | -1.3923e-07 | -6.8229e-08 | -5.4625e-08 | 1.1927e-07 | 8.8404e-08 | -1.545e-07 | -1.7533e-08 | -7.6305e-08 | 1.3208e-07 | 1.5898e-08 | 0 | 0 | 0 | 0 | 0 | 0 |  | 0.93254 | 1.3021 | 1.0962 | 0.93254 | 1.3021 | 1.0962 | -8.0959 | -123.7831 | 131.3411 | -8.0959 | -123.7831 | 131.3411

## LG_min_6
name | pf_ikss_a_from_ka | pf_ikss_b_from_ka | pf_ikss_c_from_ka | pf_ikss_a_to_ka | pf_ikss_b_to_ka | pf_ikss_c_to_ka | pf_skss_a_from_mw | pf_skss_b_from_mw | pf_skss_c_from_mw | pf_skss_a_to_mw | pf_skss_b_to_mw | pf_skss_c_to_mw | pf_p_a_from_mw | pf_p_b_from_mw | pf_p_c_from_mw | pf_p_a_to_mw | pf_p_b_to_mw | pf_p_c_to_mw | pf_q_a_from_mvar | pf_q_b_from_mvar | pf_q_c_from_mvar | pf_q_a_to_mvar | pf_q_b_to_mvar | pf_q_c_to_mvar | pf_ikss_a_from_degree | pf_ikss_b_from_degree | pf_ikss_c_from_degree | pf_ikss_a_to_degree | pf_ikss_b_to_degree | pf_ikss_c_to_degree | 3xI0 | pf_vm_a_from_pu | pf_vm_b_from_pu | pf_vm_c_from_pu | pf_vm_a_to_pu | pf_vm_b_to_pu | pf_vm_c_to_pu | pf_va_a_from_degree | pf_va_b_from_degree | pf_va_c_from_degree | pf_va_a_to_degree | pf_va_b_to_degree | pf_va_c_to_degree
Line0_1_2 | 0.12506 | 1.9819e-06 | 1.9819e-06 | 0.12506 | 1.6539e-06 | 1.6539e-06 | 0.028882 | 4.5771e-07 | 4.5771e-07 | 0.028881 | 3.8196e-07 | 3.8196e-07 | 0.001001 | 3.9889e-07 | -3.5421e-07 | -0.00075072 | -3.3836e-07 | 2.9001e-07 | 0.0010427 | -6.248e-07 | -6.3302e-07 | -0.000782 | 5.1753e-07 | 5.3027e-07 | -87.7603 | -90.6257 | -90.6257 | 92.2397 | 88.8383 | 88.8383 |  | 0.050045 | 1.6195 | 1.5848 | 0.037533 | 1.6188 | 1.5824 | -41.5912 | -148.0703 | 150.1451 | -41.5912 | -147.9854 | 150.1635
Line10_11_12 | 1.9705e-06 | 1.9705e-06 | 1.9705e-06 | 1.6428e-06 | 1.6428e-06 | 1.6428e-06 | 4.5506e-07 | 4.5507e-07 | 4.5507e-07 | 3.7938e-07 | 3.7939e-07 | 3.7939e-07 | 1.4998e-08 | 3.9375e-07 | -3.5503e-07 | -1.2377e-08 | -3.3277e-07 | 2.9142e-07 | 1.7138e-08 | -6.23e-07 | -6.2776e-07 | -1.4397e-08 | 5.1651e-07 | 5.2591e-07 | -90.4008 | -90.3645 | -90.3645 | 89.094 | 89.1375 | 89.1375 |  | 0.050044 | 1.6195 | 1.5848 | 0.050044 | 1.6195 | 1.5848 | -41.5912 | -148.0703 | 150.1451 | -41.5912 | -148.0703 | 150.1451
Line11_12_13 | 1.6421e-06 | 1.6421e-06 | 1.6421e-06 | 1.3144e-06 | 1.3144e-06 | 1.3144e-06 | 3.7922e-07 | 3.7923e-07 | 3.7923e-07 | 3.0354e-07 | 3.0355e-07 | 3.0355e-07 | 1.2498e-08 | 3.2813e-07 | -2.9586e-07 | -9.8772e-09 | -2.6714e-07 | 2.3225e-07 | 1.4281e-08 | -5.1917e-07 | -5.2314e-07 | -1.1541e-08 | 4.1268e-07 | 4.2128e-07 | -90.4008 | -90.3645 | -90.3645 | 88.9678 | 89.0131 | 89.0131 |  | 0.050044 | 1.6195 | 1.5848 | 0.050044 | 1.6195 | 1.5848 | -41.5912 | -148.0703 | 150.1451 | -41.5911 | -148.0703 | 150.1451
Line12_13_15 | 0 | 0 | 0 | 0 | 0 | 0 | 0 | 0 | 0 | 0 | 0 | 0 | 7.4988e-09 | 1.9688e-07 | -1.7752e-07 | -4.878e-09 | -1.3589e-07 | 1.1391e-07 | 8.5687e-09 | -3.115e-07 | -3.1388e-07 | -5.8282e-09 | 2.0501e-07 | 2.1203e-07 | 0 | 0 | 0 | 0 | 0 | 0 |  | 0.050044 | 1.6195 | 1.5848 | 0.050044 | 1.6195 | 1.5848 | -41.5911 | -148.0703 | 150.1451 | -41.5911 | -148.0703 | 150.1451
Line13_13_14 | 0 | 0 | 0 | 0 | 0 | 0 | 0 | 0 | 0 | 0 | 0 | 0 | 2.4996e-09 | 6.5626e-08 | -5.9172e-08 | 1.2119e-10 | -4.6393e-09 | -4.4354e-09 | 2.8562e-09 | -1.0383e-07 | -1.0463e-07 | -1.1572e-10 | -2.6545e-09 | 2.7723e-09 | 0 | 0 | 0 | 0 | 0 | 0 |  | 0.050044 | 1.6195 | 1.5848 | 0.050044 | 1.6195 | 1.5848 | -41.5911 | -148.0703 | 150.1451 | -41.5911 | -148.0703 | 150.1451
Line14_15_16 | 0 | 0 | 0 | 0 | 0 | 0 | 0 | 0 | 0 | 0 | 0 | 0 | 4.9992e-09 | 1.3125e-07 | -1.1834e-07 | -2.3784e-09 | -7.0265e-08 | 5.4737e-08 | 5.7125e-09 | -2.0767e-07 | -2.0925e-07 | -2.972e-09 | 1.0118e-07 | 1.074e-07 | 0 | 0 | 0 | 0 | 0 | 0 |  | 0.050044 | 1.6195 | 1.5848 | 0.050044 | 1.6195 | 1.5848 | -41.5911 | -148.0703 | 150.1451 | -41.5911 | -148.0703 | 150.1451
Line15_16_17 | 0 | 0 | 0 | 0 | 0 | 0 | 0 | 0 | 0 | 0 | 0 | 0 | 2.4996e-09 | 6.5626e-08 | -5.9172e-08 | 1.2119e-10 | -4.6393e-09 | -4.4354e-09 | 2.8562e-09 | -1.0383e-07 | -1.0463e-07 | -1.1572e-10 | -2.6545e-09 | 2.7723e-09 | 0 | 0 | 0 | 0 | 0 | 0 |  | 0.050044 | 1.6195 | 1.5848 | 0.050044 | 1.6195 | 1.5848 | -41.5911 | -148.0703 | 150.1451 | -41.5911 | -148.0703 | 150.1451
Line16_4_18 | 0 | 0 | 0 | 0 | 0 | 0 | 0 | 0 | 0 | 0 | 0 | 0 | 2.6251e-09 | 6.5421e-08 | -5.9129e-08 | 1.2677e-10 | -4.6292e-09 | -4.4152e-09 | 2.9881e-09 | -1.0361e-07 | -1.0416e-07 | -1.215e-10 | -2.646e-09 | 2.7695e-09 | 0 | 0 | 0 | 0 | 0 | 0 |  | 0.052547 | 1.6188 | 1.5824 | 0.052547 | 1.6188 | 1.5824 | -41.5912 | -147.9854 | 150.1636 | -41.5912 | -147.9854 | 150.1636
Line17_5_19 | 0 | 0 | 0 | 0 | 0 | 0 | 0 | 0 | 0 | 0 | 0 | 0 | 2.4996e-09 | 6.5626e-08 | -5.9172e-08 | 1.2119e-10 | -4.6393e-09 | -4.4354e-09 | 2.8563e-09 | -1.0383e-07 | -1.0463e-07 | -1.1572e-10 | -2.6545e-09 | 2.7723e-09 | 0 | 0 | 0 | 0 | 0 | 0 |  | 0.050045 | 1.6195 | 1.5848 | 0.050045 | 1.6195 | 1.5848 | -41.5912 | -148.0703 | 150.1451 | -41.5912 | -148.0703 | 150.1451
Line1_1_3 | 2.6273e-06 | 2.6274e-06 | 2.6274e-06 | 2.2996e-06 | 2.2996e-06 | 2.2996e-06 | 6.0675e-07 | 6.0677e-07 | 6.0677e-07 | 5.3106e-07 | 5.3108e-07 | 5.3108e-07 | 1.9997e-08 | 5.2501e-07 | -4.7338e-07 | -1.7376e-08 | -4.6402e-07 | 4.0977e-07 | 2.285e-08 | -8.3066e-07 | -8.3702e-07 | -2.011e-08 | 7.2418e-07 | 7.3516e-07 | -90.4008 | -90.3645 | -90.3645 | 89.2383 | 89.2798 | 89.2798 |  | 0.050045 | 1.6195 | 1.5848 | 0.050044 | 1.6195 | 1.5848 | -41.5912 | -148.0703 | 150.1451 | -41.5912 | -148.0703 | 150.1451
Line2_1_4 | 0.041691 | 0.041691 | 0.041691 | 0.041692 | 0.041692 | 0.041692 | 0.0096282 | 0.0096282 | 0.0096282 | 0.0096283 | 0.0096283 | 0.0096283 | -0.00033369 | -0.0077235 | 0.0081072 | 0.00035038 | 0.0077402 | -0.0080906 | -0.0003476 | 0.013546 | 0.012927 | 0.00036498 | -0.013529 | -0.01291 | 92.2393 | 92.2393 | 92.2393 | -87.7607 | -87.7607 | -87.7607 |  | 0.050045 | 1.6195 | 1.5848 | 0.052547 | 1.6188 | 1.5824 | -41.5912 | -148.0703 | 150.1451 | -41.5912 | -147.9854 | 150.1636
Line3_1_5 | 0 | 0 | 0 | 0 | 0 | 0 | 0 | 0 | 0 | 0 | 0 | 0 | 4.9993e-09 | 1.3125e-07 | -1.1834e-07 | -2.3784e-09 | -7.0265e-08 | 5.4737e-08 | 5.7125e-09 | -2.0767e-07 | -2.0925e-07 | -2.972e-09 | 1.0118e-07 | 1.074e-07 | 0 | 0 | 0 | 0 | 0 | 0 |  | 0.050045 | 1.6195 | 1.5848 | 0.050045 | 1.6195 | 1.5848 | -41.5912 | -148.0703 | 150.1451 | -41.5912 | -148.0703 | 150.1451
Line4_2_6 | 0.12506 | 1.6532e-06 | 1.6532e-06 | 0.12506 | 1.3245e-06 | 1.3245e-06 | 0.028881 | 3.8178e-07 | 3.8178e-07 | 0.028881 | 3.0588e-07 | 3.0588e-07 | 0.00075072 | 3.3373e-07 | -2.9443e-07 | -0.00050048 | -2.7262e-07 | 2.3056e-07 | 0.000782 | -5.2018e-07 | -5.2751e-07 | -0.00052133 | 4.131e-07 | 4.2472e-07 | -87.7603 | -90.6683 | -90.6683 | 92.2397 | 88.6775 | 88.6775 |  | 0.037533 | 1.6188 | 1.5824 | 0.025022 | 1.6181 | 1.5799 | -41.5912 | -147.9854 | 150.1635 | -41.5912 | -147.9004 | 150.182
Line5_6_7 | 0.12506 | 1.3237e-06 | 1.3237e-06 | 0.12506 | 0 | 0 | 0.028881 | 3.0569e-07 | 3.0569e-07 | 0.028881 | 0 | 0 | 0.00050048 | 2.68e-07 | -2.3495e-07 | -0.00025024 | -2.0631e-07 | 1.7141e-07 | 0.00052133 | -4.1574e-07 | -4.2195e-07 | -0.00026066 | 3.0885e-07 | 3.1912e-07 | -87.7603 | -90.7076 | -90.7076 | 92.2397 | 0 | 0 |  | 0.025022 | 1.6181 | 1.5799 | 0.012511 | 1.6174 | 1.5775 | -41.5912 | -147.9004 | 150.182 | -41.5912 | -147.8153 | 150.2006
Line6_7_8 | 0.12506 | 0 | 0 | 0.12506 | 0 | 0 | 0.028881 | 0 | 0 | 0.028881 | 0 | 0 | 0.00025024 | 2.017e-07 | -1.7578e-07 | 4.9843e-15 | -1.3942e-07 | 1.1256e-07 | 0.00026066 | -3.1147e-07 | -3.1635e-07 | 1.2715e-15 | 2.0477e-07 | 2.1348e-07 | -87.7603 | 0 | 0 | 92.2397 | 0 | 0 |  | 0.012511 | 1.6174 | 1.5775 | 0 | 1.6167 | 1.575 | -41.5912 | -147.8153 | 150.2006 | 0 | -147.7302 | 150.2192
Line7_8_9 | 0 | 0 | 0 | 0 | 0 | 0 | 0 | 0 | 0 | 0 | 0 | 0 | -1.2972e-20 | 6.7412e-08 | -5.8458e-08 | -2.3303e-17 | -4.599e-09 | -4.3549e-09 | -4.0827e-21 | -1.037e-07 | -1.0536e-07 | 2.5503e-17 | -2.6204e-09 | 2.7613e-09 | 0 | 0 | 0 | 0 | 0 | 0 |  | 0 | 1.6167 | 1.575 | 0 | 1.6167 | 1.575 | 0 | -147.7302 | 150.2192 | 0 | -147.7302 | 150.2192
Line8_8_10 | 0 | 0 | 0 | 0 | 0 | 0 | 0 | 0 | 0 | 0 | 0 | 0 | -1.2972e-20 | 6.7412e-08 | -5.8458e-08 | -2.3303e-17 | -4.599e-09 | -4.3549e-09 | -4.0827e-21 | -1.037e-07 | -1.0536e-07 | 2.5503e-17 | -2.6204e-09 | 2.7613e-09 | 0 | 0 | 0 | 0 | 0 | 0 |  | 0 | 1.6167 | 1.575 | 0 | 1.6167 | 1.575 | 0 | -147.7302 | 150.2192 | 0 | -147.7302 | 150.2192
Line9_3_11 | 2.2989e-06 | 2.299e-06 | 2.299e-06 | 1.9712e-06 | 1.9712e-06 | 1.9712e-06 | 5.3091e-07 | 5.3092e-07 | 5.3092e-07 | 4.5522e-07 | 4.5523e-07 | 4.5523e-07 | 1.7497e-08 | 4.5938e-07 | -4.142e-07 | -1.4877e-08 | -3.9839e-07 | 3.506e-07 | 1.9994e-08 | -7.2683e-07 | -7.3239e-07 | -1.7253e-08 | 6.2034e-07 | 6.3053e-07 | -90.4008 | -90.3645 | -90.3645 | 89.1782 | 89.2205 | 89.2205 |  | 0.050044 | 1.6195 | 1.5848 | 0.050044 | 1.6195 | 1.5848 | -41.5912 | -148.0703 | 150.1451 | -41.5912 | -148.0703 | 150.1451

## LG_min_10
name | pf_ikss_a_from_ka | pf_ikss_b_from_ka | pf_ikss_c_from_ka | pf_ikss_a_to_ka | pf_ikss_b_to_ka | pf_ikss_c_to_ka | pf_skss_a_from_mw | pf_skss_b_from_mw | pf_skss_c_from_mw | pf_skss_a_to_mw | pf_skss_b_to_mw | pf_skss_c_to_mw | pf_p_a_from_mw | pf_p_b_from_mw | pf_p_c_from_mw | pf_p_a_to_mw | pf_p_b_to_mw | pf_p_c_to_mw | pf_q_a_from_mvar | pf_q_b_from_mvar | pf_q_c_from_mvar | pf_q_a_to_mvar | pf_q_b_to_mvar | pf_q_c_to_mvar | pf_ikss_a_from_degree | pf_ikss_b_from_degree | pf_ikss_c_from_degree | pf_ikss_a_to_degree | pf_ikss_b_to_degree | pf_ikss_c_to_degree | 3xI0 | pf_vm_a_from_pu | pf_vm_b_from_pu | pf_vm_c_from_pu | pf_vm_a_to_pu | pf_vm_b_to_pu | pf_vm_c_to_pu | pf_va_a_from_degree | pf_va_b_from_degree | pf_va_c_from_degree | pf_va_a_to_degree | pf_va_b_to_degree | pf_va_c_to_degree
Line0_1_2 | 0.11848 | 1.8776e-06 | 1.8776e-06 | 0.11848 | 1.5669e-06 | 1.5669e-06 | 0.027361 | 4.3362e-07 | 4.3362e-07 | 0.027361 | 3.6186e-07 | 3.6186e-07 | 0.00089837 | 3.58e-07 | -3.179e-07 | -0.00067377 | -3.0368e-07 | 2.6029e-07 | 0.0009358 | -5.6076e-07 | -5.6814e-07 | -0.00070185 | 4.6449e-07 | 4.7593e-07 | -87.7603 | -90.6257 | -90.6257 | 92.2397 | 88.8383 | 88.8383 |  | 0.047411 | 1.5343 | 1.5014 | 0.035558 | 1.5336 | 1.4991 | -41.5912 | -148.0703 | 150.1451 | -41.5912 | -147.9854 | 150.1635
Line10_11_12 | 1.8668e-06 | 1.8668e-06 | 1.8668e-06 | 1.5563e-06 | 1.5563e-06 | 1.5563e-06 | 4.3111e-07 | 4.3112e-07 | 4.3112e-07 | 3.5941e-07 | 3.5942e-07 | 3.5942e-07 | 1.3461e-08 | 3.534e-07 | -3.1864e-07 | -1.1108e-08 | -2.9866e-07 | 2.6156e-07 | 1.5381e-08 | -5.5915e-07 | -5.6342e-07 | -1.2921e-08 | 4.6357e-07 | 4.7201e-07 | -90.4008 | -90.3645 | -90.3645 | 89.094 | 89.1375 | 89.1375 |  | 0.04741 | 1.5343 | 1.5014 | 0.04741 | 1.5343 | 1.5014 | -41.5912 | -148.0703 | 150.1451 | -41.5912 | -148.0703 | 150.1451
Line11_12_13 | 1.5556e-06 | 1.5557e-06 | 1.5557e-06 | 1.2452e-06 | 1.2452e-06 | 1.2452e-06 | 3.5926e-07 | 3.5927e-07 | 3.5927e-07 | 2.8756e-07 | 2.8757e-07 | 2.8757e-07 | 1.1217e-08 | 2.945e-07 | -2.6554e-07 | -8.8649e-09 | -2.3976e-07 | 2.0845e-07 | 1.2818e-08 | -4.6595e-07 | -4.6952e-07 | -1.0358e-08 | 3.7038e-07 | 3.781e-07 | -90.4008 | -90.3645 | -90.3645 | 88.9678 | 89.0131 | 89.0131 |  | 0.04741 | 1.5343 | 1.5014 | 0.04741 | 1.5343 | 1.5014 | -41.5912 | -148.0703 | 150.1451 | -41.5911 | -148.0703 | 150.1451
Line12_13_15 | 0 | 0 | 0 | 0 | 0 | 0 | 0 | 0 | 0 | 0 | 0 | 0 | 6.7302e-09 | 1.767e-07 | -1.5932e-07 | -4.3781e-09 | -1.2196e-07 | 1.0223e-07 | 7.6905e-09 | -2.7957e-07 | -2.8171e-07 | -5.2309e-09 | 1.84e-07 | 1.903e-07 | 0 | 0 | 0 | 0 | 0 | 0 |  | 0.04741 | 1.5343 | 1.5014 | 0.04741 | 1.5343 | 1.5014 | -41.5911 | -148.0703 | 150.1451 | -41.5911 | -148.0703 | 150.1451
Line13_13_14 | 0 | 0 | 0 | 0 | 0 | 0 | 0 | 0 | 0 | 0 | 0 | 0 | 2.2434e-09 | 5.89e-08 | -5.3107e-08 | 1.0877e-10 | -4.1638e-09 | -3.9808e-09 | 2.5635e-09 | -9.3191e-08 | -9.3903e-08 | -1.0386e-10 | -2.3825e-09 | 2.4882e-09 | 0 | 0 | 0 | 0 | 0 | 0 |  | 0.04741 | 1.5343 | 1.5014 | 0.04741 | 1.5343 | 1.5014 | -41.5911 | -148.0703 | 150.1451 | -41.5911 | -148.0703 | 150.1451
Line14_15_16 | 0 | 0 | 0 | 0 | 0 | 0 | 0 | 0 | 0 | 0 | 0 | 0 | 4.4868e-09 | 1.178e-07 | -1.0621e-07 | -2.1346e-09 | -6.3063e-08 | 4.9126e-08 | 5.127e-09 | -1.8638e-07 | -1.8781e-07 | -2.6674e-09 | 9.0808e-08 | 9.6392e-08 | 0 | 0 | 0 | 0 | 0 | 0 |  | 0.04741 | 1.5343 | 1.5014 | 0.04741 | 1.5343 | 1.5014 | -41.5911 | -148.0703 | 150.1451 | -41.5911 | -148.0703 | 150.1451
Line15_16_17 | 0 | 0 | 0 | 0 | 0 | 0 | 0 | 0 | 0 | 0 | 0 | 0 | 2.2434e-09 | 5.89e-08 | -5.3107e-08 | 1.0877e-10 | -4.1638e-09 | -3.9808e-09 | 2.5635e-09 | -9.3191e-08 | -9.3904e-08 | -1.0386e-10 | -2.3825e-09 | 2.4882e-09 | 0 | 0 | 0 | 0 | 0 | 0 |  | 0.04741 | 1.5343 | 1.5014 | 0.04741 | 1.5343 | 1.5014 | -41.5911 | -148.0703 | 150.1451 | -41.5911 | -148.0703 | 150.1451
Line16_4_18 | 0 | 0 | 0 | 0 | 0 | 0 | 0 | 0 | 0 | 0 | 0 | 0 | 2.3561e-09 | 5.8716e-08 | -5.3068e-08 | 1.1378e-10 | -4.1547e-09 | -3.9627e-09 | 2.6818e-09 | -9.299e-08 | -9.3486e-08 | -1.0905e-10 | -2.3748e-09 | 2.4857e-09 | 0 | 0 | 0 | 0 | 0 | 0 |  | 0.049782 | 1.5336 | 1.4991 | 0.049782 | 1.5336 | 1.4991 | -41.5912 | -147.9854 | 150.1636 | -41.5912 | -147.9854 | 150.1636
Line17_5_19 | 0 | 0 | 0 | 0 | 0 | 0 | 0 | 0 | 0 | 0 | 0 | 0 | 2.2434e-09 | 5.89e-08 | -5.3107e-08 | 1.0877e-10 | -4.1638e-09 | -3.9808e-09 | 2.5635e-09 | -9.3191e-08 | -9.3903e-08 | -1.0386e-10 | -2.3825e-09 | 2.4882e-09 | 0 | 0 | 0 | 0 | 0 | 0 |  | 0.047411 | 1.5343 | 1.5014 | 0.047411 | 1.5343 | 1.5014 | -41.5912 | -148.0703 | 150.1451 | -41.5912 | -148.0703 | 150.1451
Line1_1_3 | 2.489e-06 | 2.4891e-06 | 2.4891e-06 | 2.1785e-06 | 2.1786e-06 | 2.1786e-06 | 5.7482e-07 | 5.7483e-07 | 5.7483e-07 | 5.0311e-07 | 5.0312e-07 | 5.0312e-07 | 1.7947e-08 | 4.712e-07 | -4.2486e-07 | -1.5595e-08 | -4.1646e-07 | 3.6777e-07 | 2.0508e-08 | -7.4553e-07 | -7.5123e-07 | -1.8048e-08 | 6.4995e-07 | 6.5981e-07 | -90.4008 | -90.3645 | -90.3645 | 89.2383 | 89.2798 | 89.2798 |  | 0.047411 | 1.5343 | 1.5014 | 0.047411 | 1.5343 | 1.5014 | -41.5912 | -148.0703 | 150.1451 | -41.5912 | -148.0703 | 150.1451
Line2_1_4 | 0.039497 | 0.039497 | 0.039497 | 0.039498 | 0.039498 | 0.039498 | 0.0091215 | 0.0091215 | 0.0091215 | 0.0091216 | 0.0091216 | 0.0091216 | -0.00029949 | -0.0069319 | 0.0072763 | 0.00031447 | 0.0069469 | -0.0072614 | -0.00031197 | 0.012158 | 0.011602 | 0.00032757 | -0.012142 | -0.011586 | 92.2393 | 92.2393 | 92.2393 | -87.7607 | -87.7607 | -87.7607 |  | 0.047411 | 1.5343 | 1.5014 | 0.049782 | 1.5336 | 1.4991 | -41.5912 | -148.0703 | 150.1451 | -41.5912 | -147.9854 | 150.1636
Line3_1_5 | 0 | 0 | 0 | 0 | 0 | 0 | 0 | 0 | 0 | 0 | 0 | 0 | 4.4869e-09 | 1.178e-07 | -1.0621e-07 | -2.1347e-09 | -6.3063e-08 | 4.9126e-08 | 5.127e-09 | -1.8638e-07 | -1.8781e-07 | -2.6674e-09 | 9.0808e-08 | 9.6392e-08 | 0 | 0 | 0 | 0 | 0 | 0 |  | 0.047411 | 1.5343 | 1.5014 | 0.047411 | 1.5343 | 1.5014 | -41.5912 | -148.0703 | 150.1451 | -41.5912 | -148.0703 | 150.1451
Line4_2_6 | 0.11848 | 1.5661e-06 | 1.5662e-06 | 0.11848 | 1.2548e-06 | 1.2548e-06 | 0.027361 | 3.6169e-07 | 3.6169e-07 | 0.027361 | 2.8978e-07 | 2.8978e-07 | 0.00067377 | 2.9952e-07 | -2.6425e-07 | -0.00044918 | -2.4468e-07 | 2.0693e-07 | 0.00070185 | -4.6686e-07 | -4.7344e-07 | -0.0004679 | 3.7076e-07 | 3.8119e-07 | -87.7603 | -90.6683 | -90.6683 | 92.2397 | 88.6775 | 88.6775 |  | 0.035558 | 1.5336 | 1.4991 | 0.023705 | 1.5329 | 1.4967 | -41.5912 | -147.9854 | 150.1635 | -41.5912 | -147.9004 | 150.182
Line5_6_7 | 0.11848 | 1.254e-06 | 1.254e-06 | 0.11848 | 0 | 0 | 0.027361 | 2.896e-07 | 2.896e-07 | 0.027361 | 0 | 0 | 0.00044918 | 2.4053e-07 | -2.1087e-07 | -0.00022459 | -1.8516e-07 | 1.5384e-07 | 0.0004679 | -3.7313e-07 | -3.787e-07 | -0.00023395 | 2.7719e-07 | 2.8641e-07 | -87.7603 | -90.7076 | -90.7076 | 92.2397 | 0 | 0 |  | 0.023705 | 1.5329 | 1.4967 | 0.011853 | 1.5323 | 1.4944 | -41.5912 | -147.9004 | 150.182 | -41.5912 | -147.8153 | 150.2006
Line6_7_8 | 0.11848 | 0 | 0 | 0.11848 | 0 | 0 | 0.027361 | 0 | 0 | 0.027361 | 0 | 0 | 0.00022459 | 1.8102e-07 | -1.5777e-07 | 4.4717e-15 | -1.2513e-07 | 1.0102e-07 | 0.00023395 | -2.7955e-07 | -2.8393e-07 | 1.1354e-15 | 1.8378e-07 | 1.916e-07 | -87.7603 | 0 | 0 | 92.2397 | 0 | 0 |  | 0.011853 | 1.5323 | 1.4944 | 0 | 1.5316 | 1.4921 | -41.5912 | -147.8153 | 150.2006 | 0 | -147.7302 | 150.2192
Line7_8_9 | 0 | 0 | 0 | 0 | 0 | 0 | 0 | 0 | 0 | 0 | 0 | 0 | -1.1639e-20 | 6.0503e-08 | -5.2466e-08 | -2.0915e-17 | -4.1276e-09 | -3.9086e-09 | -3.6485e-21 | -9.3068e-08 | -9.4562e-08 | 2.289e-17 | -2.3518e-09 | 2.4783e-09 | 0 | 0 | 0 | 0 | 0 | 0 |  | 0 | 1.5316 | 1.4921 | 0 | 1.5316 | 1.4921 | 0 | -147.7302 | 150.2192 | 0 | -147.7302 | 150.2192
Line8_8_10 | 0 | 0 | 0 | 0 | 0 | 0 | 0 | 0 | 0 | 0 | 0 | 0 | -1.1639e-20 | 6.0503e-08 | -5.2466e-08 | -2.0915e-17 | -4.1276e-09 | -3.9086e-09 | -3.6485e-21 | -9.3068e-08 | -9.4562e-08 | 2.289e-17 | -2.3518e-09 | 2.4783e-09 | 0 | 0 | 0 | 0 | 0 | 0 |  | 0 | 1.5316 | 1.4921 | 0 | 1.5316 | 1.4921 | 0 | -147.7302 | 150.2192 | 0 | -147.7302 | 150.2192
Line9_3_11 | 2.1779e-06 | 2.178e-06 | 2.178e-06 | 1.8674e-06 | 1.8675e-06 | 1.8675e-06 | 5.0296e-07 | 5.0298e-07 | 5.0298e-07 | 4.3126e-07 | 4.3127e-07 | 4.3127e-07 | 1.5704e-08 | 4.123e-07 | -3.7175e-07 | -1.3352e-08 | -3.5756e-07 | 3.1466e-07 | 1.7945e-08 | -6.5234e-07 | -6.5732e-07 | -1.5485e-08 | 5.5676e-07 | 5.6591e-07 | -90.4008 | -90.3645 | -90.3645 | 89.1782 | 89.2205 | 89.2205 |  | 0.047411 | 1.5343 | 1.5014 | 0.04741 | 1.5343 | 1.5014 | -41.5912 | -148.0703 | 150.1451 | -41.5912 | -148.0703 | 150.1451

## LG_min_fault_6
name | pf_ikss_a_from_ka | pf_ikss_b_from_ka | pf_ikss_c_from_ka | pf_ikss_a_to_ka | pf_ikss_b_to_ka | pf_ikss_c_to_ka | pf_skss_a_from_mw | pf_skss_b_from_mw | pf_skss_c_from_mw | pf_skss_a_to_mw | pf_skss_b_to_mw | pf_skss_c_to_mw | pf_p_a_from_mw | pf_p_b_from_mw | pf_p_c_from_mw | pf_p_a_to_mw | pf_p_b_to_mw | pf_p_c_to_mw | pf_q_a_from_mvar | pf_q_b_from_mvar | pf_q_c_from_mvar | pf_q_a_to_mvar | pf_q_b_to_mvar | pf_q_c_to_mvar | pf_ikss_a_from_degree | pf_ikss_b_from_degree | pf_ikss_c_from_degree | pf_ikss_a_to_degree | pf_ikss_b_to_degree | pf_ikss_c_to_degree | 3xI0 | pf_vm_a_from_pu | pf_vm_b_from_pu | pf_vm_c_from_pu | pf_vm_a_to_pu | pf_vm_b_to_pu | pf_vm_c_to_pu | pf_va_a_from_degree | pf_va_b_from_degree | pf_va_c_from_degree | pf_va_a_to_degree | pf_va_b_to_degree | pf_va_c_to_degree
Line0_1_2 | 0.025984 | 0 | 0 | 0.025984 | 0 | 0 | 0.0060008 | 0 | 0 | 0.0060007 | 0 | 0 | 0.003419 | 4.043e-08 | -8.9259e-08 | -0.0034082 | -3.4538e-08 | 7.4368e-08 | 0.0034208 | -9.8983e-08 | -1.1422e-08 | -0.0034095 | 8.2251e-08 | 1.0197e-08 | -53.1094 | 0 | 0 | 126.8906 | 0 | 0 |  | 0.80598 | 1.1243 | 0.94625 | 0.80338 | 1.1241 | 0.94586 | -8.0943 | -123.7567 | 131.3178 | -8.098 | -123.733 | 131.2968
Line10_11_12 | 0 | 0 | 0 | 0 | 0 | 0 | 0 | 0 | 0 | 0 | 0 | 0 | 5.133e-08 | 3.9749e-08 | -8.8796e-08 | -4.2378e-08 | -3.3851e-08 | 7.3946e-08 | 5.6323e-08 | -9.8595e-08 | -1.0952e-08 | -4.7332e-08 | 8.1906e-08 | 9.7736e-09 | 0 | 0 | 0 | 0 | 0 | 0 |  | 0.80598 | 1.1243 | 0.94625 | 0.80598 | 1.1243 | 0.94625 | -8.0943 | -123.7567 | 131.3178 | -8.0943 | -123.7567 | 131.3178
Line11_12_13 | 0 | 0 | 0 | 0 | 0 | 0 | 0 | 0 | 0 | 0 | 0 | 0 | 4.2775e-08 | 3.3124e-08 | -7.3997e-08 | -3.3823e-08 | -2.7226e-08 | 5.9146e-08 | 4.6936e-08 | -8.2162e-08 | -9.1268e-09 | -3.7944e-08 | 6.5473e-08 | 7.9483e-09 | 0 | 0 | 0 | 0 | 0 | 0 |  | 0.80598 | 1.1243 | 0.94625 | 0.80598 | 1.1243 | 0.94625 | -8.0943 | -123.7567 | 131.3178 | -8.0943 | -123.7567 | 131.3178
Line12_13_15 | 0 | 0 | 0 | 0 | 0 | 0 | 0 | 0 | 0 | 0 | 0 | 0 | 2.5665e-08 | 1.9874e-08 | -4.4398e-08 | -1.6712e-08 | -1.3977e-08 | 2.9548e-08 | 2.8162e-08 | -4.9297e-08 | -5.4761e-09 | -1.917e-08 | 3.2608e-08 | 4.2976e-09 | 0 | 0 | 0 | 0 | 0 | 0 |  | 0.80598 | 1.1243 | 0.94625 | 0.80598 | 1.1243 | 0.94625 | -8.0943 | -123.7567 | 131.3178 | -8.0943 | -123.7567 | 131.3178
Line13_13_14 | 0 | 0 | 0 | 0 | 0 | 0 | 0 | 0 | 0 | 0 | 0 | 0 | 8.555e-09 | 6.6248e-09 | -1.4799e-08 | 3.9765e-10 | -7.2703e-10 | -5.1075e-11 | 9.3872e-09 | -1.6432e-08 | -1.8254e-09 | -3.953e-10 | -2.566e-10 | 6.4686e-10 | 0 | 0 | 0 | 0 | 0 | 0 |  | 0.80598 | 1.1243 | 0.94625 | 0.80598 | 1.1243 | 0.94625 | -8.0943 | -123.7567 | 131.3178 | -8.0943 | -123.7567 | 131.3178
Line14_15_16 | 0 | 0 | 0 | 0 | 0 | 0 | 0 | 0 | 0 | 0 | 0 | 0 | 1.711e-08 | 1.325e-08 | -2.9599e-08 | -8.1574e-09 | -7.3518e-09 | 1.4748e-08 | 1.8774e-08 | -3.2865e-08 | -3.6507e-09 | -9.7825e-09 | 1.6176e-08 | 2.4722e-09 | 0 | 0 | 0 | 0 | 0 | 0 |  | 0.80598 | 1.1243 | 0.94625 | 0.80598 | 1.1243 | 0.94625 | -8.0943 | -123.7567 | 131.3178 | -8.0943 | -123.7567 | 131.3178
Line15_16_17 | 0 | 0 | 0 | 0 | 0 | 0 | 0 | 0 | 0 | 0 | 0 | 0 | 8.555e-09 | 6.6248e-09 | -1.4799e-08 | 3.9765e-10 | -7.2703e-10 | -5.1076e-11 | 9.3872e-09 | -1.6432e-08 | -1.8254e-09 | -3.953e-10 | -2.566e-10 | 6.4686e-10 | 0 | 0 | 0 | 0 | 0 | 0 |  | 0.80598 | 1.1243 | 0.94625 | 0.80598 | 1.1243 | 0.94625 | -8.0943 | -123.7567 | 131.3178 | -8.0943 | -123.7567 | 131.3178
Line16_4_18 | 0 | 0 | 0 | 0 | 0 | 0 | 0 | 0 | 0 | 0 | 0 | 0 | 8.5613e-09 | 6.5855e-09 | -1.4768e-08 | 3.9638e-10 | -7.258e-10 | -4.9472e-11 | 9.3582e-09 | -1.6406e-08 | -1.7872e-09 | -3.9552e-10 | -2.5493e-10 | 6.4541e-10 | 0 | 0 | 0 | 0 | 0 | 0 |  | 0.8065 | 1.1241 | 0.94586 | 0.8065 | 1.1241 | 0.94586 | -8.0935 | -123.733 | 131.2968 | -8.0935 | -123.733 | 131.2968
Line17_5_19 | 0 | 0 | 0 | 0 | 0 | 0 | 0 | 0 | 0 | 0 | 0 | 0 | 8.555e-09 | 6.6248e-09 | -1.4799e-08 | 3.9765e-10 | -7.2703e-10 | -5.1075e-11 | 9.3872e-09 | -1.6432e-08 | -1.8253e-09 | -3.953e-10 | -2.566e-10 | 6.4686e-10 | 0 | 0 | 0 | 0 | 0 | 0 |  | 0.80598 | 1.1243 | 0.94625 | 0.80598 | 1.1243 | 0.94625 | -8.0943 | -123.7567 | 131.3178 | -8.0943 | -123.7567 | 131.3178
Line1_1_3 | 0 | 0 | 0 | 0 | 0 | 0 | 0 | 0 | 0 | 0 | 0 | 0 | 6.844e-08 | 5.2998e-08 | -1.1839e-07 | -5.9488e-08 | -4.71e-08 | 1.0354e-07 | 7.5098e-08 | -1.3146e-07 | -1.4603e-08 | -6.6106e-08 | 1.1477e-07 | 1.3424e-08 | 0 | 0 | 0 | 0 | 0 | 0 |  | 0.80598 | 1.1243 | 0.94625 | 0.80598 | 1.1243 | 0.94625 | -8.0943 | -123.7567 | 131.3178 | -8.0943 | -123.7567 | 131.3178
Line2_1_4 | 0.0086623 | 0.0086623 | 0.0086623 | 0.0086624 | 0.0086624 | 0.0086624 | 0.0020005 | 0.0020005 | 0.0020005 | 0.0020005 | 0.0020005 | 0.0020005 | -0.0011398 | -0.00074534 | 0.0018873 | 0.0011405 | 0.00074607 | -0.0018866 | -0.0011404 | 0.0021221 | 0.00014613 | 0.0011412 | -0.0021213 | -0.00014538 | 126.8903 | 126.8903 | 126.8903 | -53.1097 | -53.1097 | -53.1097 |  | 0.80598 | 1.1243 | 0.94625 | 0.8065 | 1.1241 | 0.94586 | -8.0943 | -123.7567 | 131.3178 | -8.0935 | -123.733 | 131.2968
Line3_1_5 | 0 | 0 | 0 | 0 | 0 | 0 | 0 | 0 | 0 | 0 | 0 | 0 | 1.711e-08 | 1.325e-08 | -2.9599e-08 | -8.1574e-09 | -7.3518e-09 | 1.4748e-08 | 1.8774e-08 | -3.2865e-08 | -3.6507e-09 | -9.7825e-09 | 1.6176e-08 | 2.4722e-09 | 0 | 0 | 0 | 0 | 0 | 0 |  | 0.80598 | 1.1243 | 0.94625 | 0.80598 | 1.1243 | 0.94625 | -8.0943 | -123.7567 | 131.3178 | -8.0943 | -123.7567 | 131.3178
Line4_2_6 | 0.025984 | 0 | 0 | 0.025984 | 0 | 0 | 0.0060007 | 0 | 0 | 0.0060007 | 0 | 0 | 0.0034082 | 3.3812e-08 | -7.4418e-08 | -0.0033974 | -2.7864e-08 | 5.9511e-08 | 0.0034095 | -8.2506e-08 | -9.5518e-09 | -0.0033983 | 6.5765e-08 | 8.3079e-09 | -53.1094 | 0 | 0 | 126.8906 | 0 | 0 |  | 0.80338 | 1.1241 | 0.94586 | 0.80078 | 1.1238 | 0.94547 | -8.098 | -123.733 | 131.2968 | -8.1018 | -123.7094 | 131.2758
Line5_6_7 | 0.025984 | 0 | 0 | 0.025984 | 0 | 0 | 0.0060007 | 0 | 0 | 0.0060007 | 0 | 0 | 0.0033974 | 2.714e-08 | -5.9559e-08 | -0.0033866 | -2.1137e-08 | 4.4635e-08 | 0.0033983 | -6.6018e-08 | -7.664e-09 | -0.003387 | 4.9267e-08 | 6.4016e-09 | -53.1094 | 0 | 0 | 126.8906 | 0 | 0 |  | 0.80078 | 1.1238 | 0.94547 | 0.79818 | 1.1236 | 0.94508 | -8.1018 | -123.7094 | 131.2758 | -8.1055 | -123.6857 | 131.2548
Line6_7_8 | 0.025984 | 0 | 0 | 0.025984 | 0 | 0 | 0.0060007 | 0 | 0 | 0.0060007 | 0 | 0 | 0.0033866 | 2.0414e-08 | -4.4681e-08 | -0.0033758 | -1.4357e-08 | 2.9741e-08 | 0.003387 | -4.9518e-08 | -5.759e-09 | -0.0033758 | 3.2757e-08 | 4.4781e-09 | -53.1094 | 0 | 0 | 126.8906 | 0 | 0 |  | 0.79818 | 1.1236 | 0.94508 | 0.79558 | 1.1234 | 0.9447 | -8.1055 | -123.6857 | 131.2548 | -8.1093 | -123.662 | 131.2338
Line7_8_9 | 0 | 0 | 0 | 0 | 0 | 0 | 0 | 0 | 0 | 0 | 0 | 0 | 8.4196e-09 | 6.8173e-09 | -1.4893e-08 | 4.2275e-10 | -7.2214e-10 | -4.4677e-11 | 9.4031e-09 | -1.6503e-08 | -1.9185e-09 | -3.9092e-10 | -2.4993e-10 | 6.4107e-10 | 0 | 0 | 0 | 0 | 0 | 0 |  | 0.79558 | 1.1234 | 0.9447 | 0.79558 | 1.1234 | 0.9447 | -8.1093 | -123.662 | 131.2338 | -8.1093 | -123.662 | 131.2338
Line8_8_10 | 0 | 0 | 0 | 0 | 0 | 0 | 0 | 0 | 0 | 0 | 0 | 0 | 8.4196e-09 | 6.8173e-09 | -1.4893e-08 | 4.2275e-10 | -7.2214e-10 | -4.4677e-11 | 9.4031e-09 | -1.6503e-08 | -1.9185e-09 | -3.9092e-10 | -2.4993e-10 | 6.4107e-10 | 0 | 0 | 0 | 0 | 0 | 0 |  | 0.79558 | 1.1234 | 0.9447 | 0.79558 | 1.1234 | 0.9447 | -8.1093 | -123.662 | 131.2338 | -8.1093 | -123.662 | 131.2338
Line9_3_11 | 0 | 0 | 0 | 0 | 0 | 0 | 0 | 0 | 0 | 0 | 0 | 0 | 5.9885e-08 | 4.6373e-08 | -1.036e-07 | -5.0933e-08 | -4.0476e-08 | 8.8745e-08 | 6.5711e-08 | -1.1503e-07 | -1.2777e-08 | -5.6719e-08 | 9.8338e-08 | 1.1599e-08 | 0 | 0 | 0 | 0 | 0 | 0 |  | 0.80598 | 1.1243 | 0.94625 | 0.80598 | 1.1243 | 0.94625 | -8.0943 | -123.7567 | 131.3178 | -8.0943 | -123.7567 | 131.3178

## LG_min_fault_10
name | pf_ikss_a_from_ka | pf_ikss_b_from_ka | pf_ikss_c_from_ka | pf_ikss_a_to_ka | pf_ikss_b_to_ka | pf_ikss_c_to_ka | pf_skss_a_from_mw | pf_skss_b_from_mw | pf_skss_c_from_mw | pf_skss_a_to_mw | pf_skss_b_to_mw | pf_skss_c_to_mw | pf_p_a_from_mw | pf_p_b_from_mw | pf_p_c_from_mw | pf_p_a_to_mw | pf_p_b_to_mw | pf_p_c_to_mw | pf_q_a_from_mvar | pf_q_b_from_mvar | pf_q_c_from_mvar | pf_q_a_to_mvar | pf_q_b_to_mvar | pf_q_c_to_mvar | pf_ikss_a_from_degree | pf_ikss_b_from_degree | pf_ikss_c_from_degree | pf_ikss_a_to_degree | pf_ikss_b_to_degree | pf_ikss_c_to_degree | 3xI0 | pf_vm_a_from_pu | pf_vm_b_from_pu | pf_vm_c_from_pu | pf_vm_a_to_pu | pf_vm_b_to_pu | pf_vm_c_to_pu | pf_va_a_from_degree | pf_va_b_from_degree | pf_va_c_from_degree | pf_va_a_to_degree | pf_va_b_to_degree | pf_va_c_to_degree
Line0_1_2 | 0.024616 | 0 | 0 | 0.024616 | 0 | 0 | 0.0056849 | 0 | 0 | 0.0056849 | 0 | 0 | 0.0030686 | 3.6287e-08 | -8.0111e-08 | -0.0030589 | -3.0998e-08 | 6.6746e-08 | 0.0030702 | -8.8838e-08 | -1.0252e-08 | -0.0030601 | 7.3821e-08 | 9.1521e-09 | -53.1094 | 0 | 0 | 126.8906 | 0 | 0 |  | 0.76356 | 1.0651 | 0.89644 | 0.7611 | 1.0649 | 0.89608 | -8.0943 | -123.7567 | 131.3178 | -8.098 | -123.733 | 131.2968
Line10_11_12 | 0 | 0 | 0 | 0 | 0 | 0 | 0 | 0 | 0 | 0 | 0 | 0 | 4.6069e-08 | 3.5675e-08 | -7.9695e-08 | -3.8034e-08 | -3.0381e-08 | 6.6367e-08 | 5.0551e-08 | -8.8489e-08 | -9.8296e-09 | -4.248e-08 | 7.3511e-08 | 8.7719e-09 | 0 | 0 | 0 | 0 | 0 | 0 |  | 0.76356 | 1.0651 | 0.89644 | 0.76356 | 1.0651 | 0.89644 | -8.0943 | -123.7567 | 131.3178 | -8.0943 | -123.7567 | 131.3178
Line11_12_13 | 0 | 0 | 0 | 0 | 0 | 0 | 0 | 0 | 0 | 0 | 0 | 0 | 3.8391e-08 | 2.9729e-08 | -6.6413e-08 | -3.0356e-08 | -2.4436e-08 | 5.3084e-08 | 4.2126e-08 | -7.3741e-08 | -8.1913e-09 | -3.4055e-08 | 5.8763e-08 | 7.1336e-09 | 0 | 0 | 0 | 0 | 0 | 0 |  | 0.76356 | 1.0651 | 0.89644 | 0.76356 | 1.0651 | 0.89644 | -8.0943 | -123.7567 | 131.3178 | -8.0943 | -123.7567 | 131.3178
Line12_13_15 | 0 | 0 | 0 | 0 | 0 | 0 | 0 | 0 | 0 | 0 | 0 | 0 | 2.3035e-08 | 1.7837e-08 | -3.9848e-08 | -1.5e-08 | -1.2544e-08 | 2.6519e-08 | 2.5275e-08 | -4.4245e-08 | -4.9148e-09 | -1.7205e-08 | 2.9266e-08 | 3.8571e-09 | 0 | 0 | 0 | 0 | 0 | 0 |  | 0.76356 | 1.0651 | 0.89644 | 0.76356 | 1.0651 | 0.89644 | -8.0943 | -123.7567 | 131.3178 | -8.0943 | -123.7567 | 131.3178
Line13_13_14 | 0 | 0 | 0 | 0 | 0 | 0 | 0 | 0 | 0 | 0 | 0 | 0 | 7.6782e-09 | 5.9458e-09 | -1.3283e-08 | 3.569e-10 | -6.5251e-10 | -4.5841e-11 | 8.4251e-09 | -1.4748e-08 | -1.6383e-09 | -3.5478e-10 | -2.303e-10 | 5.8056e-10 | 0 | 0 | 0 | 0 | 0 | 0 |  | 0.76356 | 1.0651 | 0.89644 | 0.76356 | 1.0651 | 0.89644 | -8.0943 | -123.7567 | 131.3178 | -8.0943 | -123.7567 | 131.3178
Line14_15_16 | 0 | 0 | 0 | 0 | 0 | 0 | 0 | 0 | 0 | 0 | 0 | 0 | 1.5356e-08 | 1.1892e-08 | -2.6565e-08 | -7.3213e-09 | -6.5983e-09 | 1.3237e-08 | 1.685e-08 | -2.9496e-08 | -3.2765e-09 | -8.7799e-09 | 1.4518e-08 | 2.2188e-09 | 0 | 0 | 0 | 0 | 0 | 0 |  | 0.76356 | 1.0651 | 0.89644 | 0.76356 | 1.0651 | 0.89644 | -8.0943 | -123.7567 | 131.3178 | -8.0943 | -123.7567 | 131.3178
Line15_16_17 | 0 | 0 | 0 | 0 | 0 | 0 | 0 | 0 | 0 | 0 | 0 | 0 | 7.6782e-09 | 5.9458e-09 | -1.3283e-08 | 3.569e-10 | -6.5251e-10 | -4.5841e-11 | 8.4251e-09 | -1.4748e-08 | -1.6383e-09 | -3.5478e-10 | -2.303e-10 | 5.8056e-10 | 0 | 0 | 0 | 0 | 0 | 0 |  | 0.76356 | 1.0651 | 0.89644 | 0.76356 | 1.0651 | 0.89644 | -8.0943 | -123.7567 | 131.3178 | -8.0943 | -123.7567 | 131.3178
Line16_4_18 | 0 | 0 | 0 | 0 | 0 | 0 | 0 | 0 | 0 | 0 | 0 | 0 | 7.6838e-09 | 5.9105e-09 | -1.3254e-08 | 3.5575e-10 | -6.5141e-10 | -4.4402e-11 | 8.3991e-09 | -1.4725e-08 | -1.6041e-09 | -3.5498e-10 | -2.288e-10 | 5.7926e-10 | 0 | 0 | 0 | 0 | 0 | 0 |  | 0.76405 | 1.0649 | 0.89608 | 0.76405 | 1.0649 | 0.89608 | -8.0935 | -123.733 | 131.2968 | -8.0935 | -123.733 | 131.2968
Line17_5_19 | 0 | 0 | 0 | 0 | 0 | 0 | 0 | 0 | 0 | 0 | 0 | 0 | 7.6782e-09 | 5.9458e-09 | -1.3283e-08 | 3.569e-10 | -6.5251e-10 | -4.584e-11 | 8.4251e-09 | -1.4748e-08 | -1.6383e-09 | -3.5478e-10 | -2.303e-10 | 5.8056e-10 | 0 | 0 | 0 | 0 | 0 | 0 |  | 0.76356 | 1.0651 | 0.89644 | 0.76356 | 1.0651 | 0.89644 | -8.0943 | -123.7567 | 131.3178 | -8.0943 | -123.7567 | 131.3178
Line1_1_3 | 0 | 0 | 0 | 0 | 0 | 0 | 0 | 0 | 0 | 0 | 0 | 0 | 6.1426e-08 | 4.7566e-08 | -1.0626e-07 | -5.3391e-08 | -4.2273e-08 | 9.2932e-08 | 6.7401e-08 | -1.1799e-07 | -1.3106e-08 | -5.9331e-08 | 1.0301e-07 | 1.2048e-08 | 0 | 0 | 0 | 0 | 0 | 0 |  | 0.76356 | 1.0651 | 0.89644 | 0.76356 | 1.0651 | 0.89644 | -8.0943 | -123.7567 | 131.3178 | -8.0943 | -123.7567 | 131.3178
Line2_1_4 | 0.0082064 | 0.0082064 | 0.0082064 | 0.0082064 | 0.0082064 | 0.0082064 | 0.0018952 | 0.0018952 | 0.0018952 | 0.0018952 | 0.0018952 | 0.0018952 | -0.001023 | -0.00066895 | 0.0016939 | 0.0010236 | 0.0006696 | -0.0016932 | -0.0010235 | 0.0019046 | 0.00013115 | 0.0010242 | -0.0019039 | -0.00013048 | 126.8903 | 126.8903 | 126.8903 | -53.1097 | -53.1097 | -53.1097 |  | 0.76356 | 1.0651 | 0.89644 | 0.76405 | 1.0649 | 0.89608 | -8.0943 | -123.7567 | 131.3178 | -8.0935 | -123.733 | 131.2968
Line3_1_5 | 0 | 0 | 0 | 0 | 0 | 0 | 0 | 0 | 0 | 0 | 0 | 0 | 1.5356e-08 | 1.1892e-08 | -2.6565e-08 | -7.3213e-09 | -6.5983e-09 | 1.3237e-08 | 1.685e-08 | -2.9496e-08 | -3.2765e-09 | -8.7799e-09 | 1.4518e-08 | 2.2188e-09 | 0 | 0 | 0 | 0 | 0 | 0 |  | 0.76356 | 1.0651 | 0.89644 | 0.76356 | 1.0651 | 0.89644 | -8.0943 | -123.7567 | 131.3178 | -8.0943 | -123.7567 | 131.3178
Line4_2_6 | 0.024616 | 0 | 0 | 0.024616 | 0 | 0 | 0.0056849 | 0 | 0 | 0.0056849 | 0 | 0 | 0.0030589 | 3.0346e-08 | -6.6791e-08 | -0.0030492 | -2.5008e-08 | 5.3411e-08 | 0.0030601 | -7.405e-08 | -8.5728e-09 | -0.00305 | 5.9024e-08 | 7.4564e-09 | -53.1094 | 0 | 0 | 126.8906 | 0 | 0 |  | 0.7611 | 1.0649 | 0.89608 | 0.75863 | 1.0647 | 0.89571 | -8.098 | -123.733 | 131.2968 | -8.1018 | -123.7094 | 131.2758
Line5_6_7 | 0.024616 | 0 | 0 | 0.024616 | 0 | 0 | 0.0056849 | 0 | 0 | 0.0056849 | 0 | 0 | 0.0030492 | 2.4358e-08 | -5.3454e-08 | -0.0030395 | -1.8971e-08 | 4.006e-08 | 0.00305 | -5.9251e-08 | -6.8785e-09 | -0.0030399 | 4.4217e-08 | 5.7454e-09 | -53.1094 | 0 | 0 | 126.8906 | 0 | 0 |  | 0.75863 | 1.0647 | 0.89571 | 0.75617 | 1.0645 | 0.89534 | -8.1018 | -123.7094 | 131.2758 | -8.1055 | -123.6857 | 131.2548
Line6_7_8 | 0.024616 | 0 | 0 | 0.024616 | 0 | 0 | 0.0056849 | 0 | 0 | 0.0056849 | 0 | 0 | 0.0030395 | 1.8322e-08 | -4.0102e-08 | -0.0030298 | -1.2885e-08 | 2.6693e-08 | 0.0030399 | -4.4443e-08 | -5.1688e-09 | -0.0030298 | 2.94e-08 | 4.0192e-09 | -53.1094 | 0 | 0 | 126.8906 | 0 | 0 |  | 0.75617 | 1.0645 | 0.89534 | 0.75371 | 1.0643 | 0.89498 | -8.1055 | -123.6857 | 131.2548 | -8.1093 | -123.662 | 131.2338
Line7_8_9 | 0 | 0 | 0 | 0 | 0 | 0 | 0 | 0 | 0 | 0 | 0 | 0 | 7.5567e-09 | 6.1186e-09 | -1.3366e-08 | 3.7942e-10 | -6.4813e-10 | -4.0098e-11 | 8.4394e-09 | -1.4812e-08 | -1.7219e-09 | -3.5086e-10 | -2.2432e-10 | 5.7536e-10 | 0 | 0 | 0 | 0 | 0 | 0 |  | 0.75371 | 1.0643 | 0.89498 | 0.75371 | 1.0643 | 0.89498 | -8.1093 | -123.662 | 131.2338 | -8.1093 | -123.662 | 131.2338
Line8_8_10 | 0 | 0 | 0 | 0 | 0 | 0 | 0 | 0 | 0 | 0 | 0 | 0 | 7.5567e-09 | 6.1186e-09 | -1.3366e-08 | 3.7942e-10 | -6.4813e-10 | -4.0098e-11 | 8.4394e-09 | -1.4812e-08 | -1.7219e-09 | -3.5086e-10 | -2.2432e-10 | 5.7536e-10 | 0 | 0 | 0 | 0 | 0 | 0 |  | 0.75371 | 1.0643 | 0.89498 | 0.75371 | 1.0643 | 0.89498 | -8.1093 | -123.662 | 131.2338 | -8.1093 | -123.662 | 131.2338
Line9_3_11 | 0 | 0 | 0 | 0 | 0 | 0 | 0 | 0 | 0 | 0 | 0 | 0 | 5.3747e-08 | 4.162e-08 | -9.2978e-08 | -4.5712e-08 | -3.6327e-08 | 7.9649e-08 | 5.8976e-08 | -1.0324e-07 | -1.1468e-08 | -5.0905e-08 | 8.8259e-08 | 1.041e-08 | 0 | 0 | 0 | 0 | 0 | 0 |  | 0.76356 | 1.0651 | 0.89644 | 0.76356 | 1.0651 | 0.89644 | -8.0943 | -123.7567 | 131.3178 | -8.0943 | -123.7567 | 131.3178

## LLG_max_6
name | pf_ikss_a_from_ka | pf_ikss_b_from_ka | pf_ikss_c_from_ka | pf_ikss_a_to_ka | pf_ikss_b_to_ka | pf_ikss_c_to_ka | pf_skss_a_from_mw | pf_skss_b_from_mw | pf_skss_c_from_mw | pf_skss_a_to_mw | pf_skss_b_to_mw | pf_skss_c_to_mw | pf_p_a_from_mw | pf_p_b_from_mw | pf_p_c_from_mw | pf_p_a_to_mw | pf_p_b_to_mw | pf_p_c_to_mw | pf_q_a_from_mvar | pf_q_b_from_mvar | pf_q_c_from_mvar | pf_q_a_to_mvar | pf_q_b_to_mvar | pf_q_c_to_mvar | pf_ikss_a_from_degree | pf_ikss_b_from_degree | pf_ikss_c_from_degree | pf_ikss_a_to_degree | pf_ikss_b_to_degree | pf_ikss_c_to_degree | 3xI0 | pf_vm_a_from_pu | pf_vm_b_from_pu | pf_vm_c_from_pu | pf_vm_a_to_pu | pf_vm_b_to_pu | pf_vm_c_to_pu | pf_va_a_from_degree | pf_va_b_from_degree | pf_va_c_from_degree | pf_va_a_to_degree | pf_va_b_to_degree | pf_va_c_to_degree
Line0_1_2 | 1.1295e-06 | 1.8722 | 1.8985 | 0 | 1.8722 | 1.8985 | 2.6084e-07 | 0.43237 | 0.43843 | 0 | 0.43237 | 0.43843 | 1.6476e-08 | 0.13885 | 0.14548 | -1.6897e-08 | -0.10414 | -0.10911 | -4.0739e-07 | 0.28187 | 0.2868 | 3.3958e-07 | -0.21141 | -0.2151 | 87.842 | -158.8971 | 23.1174 | 0 | 21.1029 | -156.8826 |  | 1.5632 | 0.72674 | 0.73351 | 1.5621 | 0.54505 | 0.55013 | 0.15794 | -95.1225 | 86.2205 | 0.17657 | -95.1225 | 86.2205
Line10_11_12 | 1.1232e-06 | 1.1403e-06 | 1.1061e-06 | 0 | 0 | 0 | 2.594e-07 | 2.6334e-07 | 2.5545e-07 | 0 | 0 | 0 | 1.5518e-08 | -1.9105e-07 | 1.8732e-07 | -1.5873e-08 | 1.5981e-07 | -1.5573e-07 | -4.0518e-07 | 1.1255e-08 | -4.6283e-09 | 3.3767e-07 | -8.2024e-09 | 2.2868e-09 | 87.9646 | 88.2491 | 87.6358 | 0 | 0 | 0 |  | 1.5632 | 0.72674 | 0.73351 | 1.5632 | 0.72674 | 0.73351 | 0.15794 | -95.1225 | 86.2205 | 0.15794 | -95.1225 | 86.2205
Line11_12_13 | 0 | 0 | 0 | 0 | 0 | 0 | 0 | 0 | 0 | 0 | 0 | 0 | 1.2932e-08 | -1.5921e-07 | 1.561e-07 | -1.3287e-08 | 1.2797e-07 | -1.2451e-07 | -3.3765e-07 | 9.3794e-09 | -3.8569e-09 | 2.7014e-07 | -6.3265e-09 | 1.5154e-09 | 0 | 0 | 0 | 0 | 0 | 0 |  | 1.5632 | 0.72674 | 0.73351 | 1.5632 | 0.72674 | 0.73351 | 0.15794 | -95.1225 | 86.2205 | 0.15794 | -95.1225 | 86.2205
Line12_13_15 | 0 | 0 | 0 | 0 | 0 | 0 | 0 | 0 | 0 | 0 | 0 | 0 | 7.7592e-09 | -9.5524e-08 | 9.366e-08 | -8.114e-09 | 6.4285e-08 | -6.2066e-08 | -2.0259e-07 | 5.6277e-09 | -2.3142e-09 | 1.3508e-07 | -2.5747e-09 | -2.7379e-11 | 0 | 0 | 0 | 0 | 0 | 0 |  | 1.5632 | 0.72674 | 0.73351 | 1.5632 | 0.72674 | 0.73351 | 0.15794 | -95.1225 | 86.2205 | 0.15794 | -95.1225 | 86.2205
Line13_13_14 | 0 | 0 | 0 | 0 | 0 | 0 | 0 | 0 | 0 | 0 | 0 | 0 | 2.5864e-09 | -3.1841e-08 | 3.122e-08 | -2.9412e-09 | 6.0178e-10 | 3.7446e-10 | -6.753e-08 | 1.8759e-09 | -7.7139e-10 | 1.6589e-11 | 1.177e-09 | -1.5702e-09 | 0 | 0 | 0 | 0 | 0 | 0 |  | 1.5632 | 0.72674 | 0.73351 | 1.5632 | 0.72674 | 0.73351 | 0.15794 | -95.1225 | 86.2205 | 0.15794 | -95.1225 | 86.2205
Line14_15_16 | 0 | 0 | 0 | 0 | 0 | 0 | 0 | 0 | 0 | 0 | 0 | 0 | 5.1728e-09 | -6.3683e-08 | 6.244e-08 | -5.5276e-09 | 3.2443e-08 | -3.0846e-08 | -1.3506e-07 | 3.7518e-09 | -1.5428e-09 | 6.7546e-08 | -6.9885e-10 | -7.9877e-10 | 0 | 0 | 0 | 0 | 0 | 0 |  | 1.5632 | 0.72674 | 0.73351 | 1.5632 | 0.72674 | 0.73351 | 0.15794 | -95.1225 | 86.2205 | 0.15794 | -95.1225 | 86.2205
Line15_16_17 | 0 | 0 | 0 | 0 | 0 | 0 | 0 | 0 | 0 | 0 | 0 | 0 | 2.5864e-09 | -3.1841e-08 | 3.122e-08 | -2.9412e-09 | 6.0178e-10 | 3.7446e-10 | -6.753e-08 | 1.8759e-09 | -7.7139e-10 | 1.6589e-11 | 1.177e-09 | -1.5702e-09 | 0 | 0 | 0 | 0 | 0 | 0 |  | 1.5632 | 0.72674 | 0.73351 | 1.5632 | 0.72674 | 0.73351 | 0.15794 | -95.1225 | 86.2205 | 0.15793 | -95.1225 | 86.2205
Line16_4_18 | 0 | 0 | 0 | 0 | 0 | 0 | 0 | 0 | 0 | 0 | 0 | 0 | 2.5342e-09 | -3.1756e-08 | 3.1175e-08 | -2.9333e-09 | 6.0427e-10 | 3.7579e-10 | -6.7352e-08 | 1.9497e-09 | -7.563e-10 | 1.8536e-11 | 1.1726e-09 | -1.5677e-09 | 0 | 0 | 0 | 0 | 0 | 0 |  | 1.5621 | 0.72633 | 0.73395 | 1.5621 | 0.72633 | 0.73395 | 0.17657 | -95.2073 | 86.3036 | 0.17657 | -95.2073 | 86.3036
Line17_5_19 | 0 | 0 | 0 | 0 | 0 | 0 | 0 | 0 | 0 | 0 | 0 | 0 | 2.5864e-09 | -3.1841e-08 | 3.122e-08 | -2.9412e-09 | 6.0178e-10 | 3.7446e-10 | -6.753e-08 | 1.8759e-09 | -7.7139e-10 | 1.659e-11 | 1.177e-09 | -1.5702e-09 | 0 | 0 | 0 | 0 | 0 | 0 |  | 1.5632 | 0.72674 | 0.73351 | 1.5632 | 0.72674 | 0.73351 | 0.15794 | -95.1225 | 86.2205 | 0.15794 | -95.1225 | 86.2205
Line1_1_3 | 1.4976e-06 | 1.5204e-06 | 1.4749e-06 | 1.3108e-06 | 1.3335e-06 | 1.2881e-06 | 3.4586e-07 | 3.5112e-07 | 3.406e-07 | 3.0272e-07 | 3.0797e-07 | 2.9747e-07 | 2.0691e-08 | -2.5473e-07 | 2.4976e-07 | -2.1046e-08 | 2.2349e-07 | -2.1817e-07 | -5.4024e-07 | 1.5007e-08 | -6.171e-09 | 4.7272e-07 | -1.1954e-08 | 3.8295e-09 | 87.9646 | 88.2491 | 87.6358 | -92.3912 | -92.0608 | -92.7739 |  | 1.5632 | 0.72674 | 0.73351 | 1.5632 | 0.72674 | 0.73351 | 0.15794 | -95.1225 | 86.2205 | 0.15794 | -95.1225 | 86.2205
Line2_1_4 | 0.023764 | 0.023764 | 0.023764 | 0.023765 | 0.023765 | 0.023765 | 0.0054882 | 0.0054882 | 0.0054882 | 0.0054882 | 0.0054882 | 0.0054882 | 5.3652e-05 | 0.0039692 | -0.0040143 | -5.0828e-05 | -0.0039664 | 0.0040172 | 0.0085787 | -0.00039189 | 0.00030154 | -0.0085731 | 0.00039754 | -0.0002959 | -89.4837 | -89.4837 | -89.4837 | 90.5163 | 90.5163 | 90.5163 |  | 1.5632 | 0.72674 | 0.73351 | 1.5621 | 0.72633 | 0.73395 | 0.15794 | -95.1225 | 86.2205 | 0.17657 | -95.2073 | 86.3036
Line3_1_5 | 0 | 0 | 0 | 0 | 0 | 0 | 0 | 0 | 0 | 0 | 0 | 0 | 5.1728e-09 | -6.3683e-08 | 6.244e-08 | -5.5276e-09 | 3.2443e-08 | -3.0846e-08 | -1.3506e-07 | 3.7518e-09 | -1.5428e-09 | 6.7546e-08 | -6.9887e-10 | -7.9877e-10 | 0 | 0 | 0 | 0 | 0 | 0 |  | 1.5632 | 0.72674 | 0.73351 | 1.5632 | 0.72674 | 0.73351 | 0.15794 | -95.1225 | 86.2205 | 0.15794 | -95.1225 | 86.2205
Line4_2_6 | 0 | 1.8722 | 1.8985 | 0 | 1.8722 | 1.8985 | 0 | 0.43237 | 0.43843 | 0 | 0.43237 | 0.43843 | 1.3964e-08 | 0.10414 | 0.10911 | -1.4276e-08 | -0.069427 | -0.072742 | -3.3956e-07 | 0.21141 | 0.2151 | 2.7171e-07 | -0.14094 | -0.1434 | 0 | -158.8971 | 23.1174 | 0 | 21.1029 | -156.8826 |  | 1.5621 | 0.54505 | 0.55013 | 1.5611 | 0.36337 | 0.36676 | 0.17657 | -95.1225 | 86.2205 | 0.19523 | -95.1225 | 86.2205
Line5_6_7 | 0 | 1.8722 | 1.8985 | 0 | 1.8722 | 1.8985 | 0 | 0.43237 | 0.43843 | 0 | 0.43237 | 0.43843 | 1.135e-08 | 0.069427 | 0.072742 | -1.1553e-08 | -0.034714 | -0.036371 | -2.7169e-07 | 0.14094 | 0.1434 | 2.0379e-07 | -0.070469 | -0.071701 | 0 | -158.8971 | 23.1174 | 0 | 21.1029 | -156.8827 |  | 1.5611 | 0.36337 | 0.36676 | 1.5601 | 0.18168 | 0.18338 | 0.19523 | -95.1225 | 86.2205 | 0.21391 | -95.1225 | 86.2205
Line6_7_8 | 0 | 1.8722 | 1.8985 | 0 | 1.8722 | 1.8985 | 0 | 0.43237 | 0.43843 | 0 | 0.43237 | 0.43843 | 8.6356e-09 | 0.034714 | 0.036371 | -8.7296e-09 | 1.0631e-13 | -3.8213e-14 | -2.0377e-07 | 0.070469 | 0.071701 | 1.3582e-07 | 7.855e-14 | -8.1704e-14 | 0 | -158.8971 | 23.1173 | 0 | 21.1029 | -156.8827 |  | 1.5601 | 0.18168 | 0.18338 | 1.559 | 0 | 0 | 0.21391 | -95.1225 | 86.2205 | 0.23262 | 0 | 0
Line7_8_9 | 0 | 0 | 0 | 0 | 0 | 0 | 0 | 0 | 0 | 0 | 0 | 0 | 2.9099e-09 | 1.238e-20 | 8.2782e-21 | -2.9099e-09 | 1.195e-19 | -1.0989e-17 | -6.7899e-08 | -7.2347e-21 | 7.8276e-23 | 2.4368e-11 | 2.2993e-17 | -5.4615e-18 | 0 | 0 | 0 | 0 | 0 | 0 |  | 1.559 | 0 | 0 | 1.559 | 0 | 0 | 0.23262 | 0 | 0 | 0.23261 | 0 | 0
Line8_8_10 | 0 | 0 | 0 | 0 | 0 | 0 | 0 | 0 | 0 | 0 | 0 | 0 | 2.9099e-09 | 1.238e-20 | 8.2782e-21 | -2.9099e-09 | 1.1949e-19 | -1.0989e-17 | -6.7899e-08 | -7.2347e-21 | 7.8276e-23 | 2.4369e-11 | 2.2993e-17 | -5.4615e-18 | 0 | 0 | 0 | 0 | 0 | 0 |  | 1.559 | 0 | 0 | 1.559 | 0 | 0 | 0.23262 | 0 | 0 | 0.23261 | 0 | 0
Line9_3_11 | 1.3104e-06 | 1.3304e-06 | 1.2905e-06 | 1.1236e-06 | 1.1435e-06 | 1.1037e-06 | 3.0263e-07 | 3.0723e-07 | 2.9803e-07 | 2.5949e-07 | 2.6408e-07 | 2.549e-07 | 1.8105e-08 | -2.2289e-07 | 2.1854e-07 | -1.846e-08 | 1.9165e-07 | -1.8695e-07 | -4.7271e-07 | 1.3131e-08 | -5.3997e-09 | 4.052e-07 | -1.0078e-08 | 3.0582e-09 | 87.9646 | 88.2491 | 87.6358 | -92.4505 | -92.1123 | -92.8423 |  | 1.5632 | 0.72674 | 0.73351 | 1.5632 | 0.72674 | 0.73351 | 0.15794 | -95.1225 | 86.2205 | 0.15794 | -95.1225 | 86.2205

## LLG_max_10
name | pf_ikss_a_from_ka | pf_ikss_b_from_ka | pf_ikss_c_from_ka | pf_ikss_a_to_ka | pf_ikss_b_to_ka | pf_ikss_c_to_ka | pf_skss_a_from_mw | pf_skss_b_from_mw | pf_skss_c_from_mw | pf_skss_a_to_mw | pf_skss_b_to_mw | pf_skss_c_to_mw | pf_p_a_from_mw | pf_p_b_from_mw | pf_p_c_from_mw | pf_p_a_to_mw | pf_p_b_to_mw | pf_p_c_to_mw | pf_q_a_from_mvar | pf_q_b_from_mvar | pf_q_c_from_mvar | pf_q_a_to_mvar | pf_q_b_to_mvar | pf_q_c_to_mvar | pf_ikss_a_from_degree | pf_ikss_b_from_degree | pf_ikss_c_from_degree | pf_ikss_a_to_degree | pf_ikss_b_to_degree | pf_ikss_c_to_degree | 3xI0 | pf_vm_a_from_pu | pf_vm_b_from_pu | pf_vm_c_from_pu | pf_vm_a_to_pu | pf_vm_b_to_pu | pf_vm_c_to_pu | pf_va_a_from_degree | pf_va_b_from_degree | pf_va_c_from_degree | pf_va_a_to_degree | pf_va_b_to_degree | pf_va_c_to_degree
Line0_1_2 | 1.1831e-06 | 1.943 | 1.9703 | 0 | 1.943 | 1.9703 | 2.7323e-07 | 0.44872 | 0.45502 | 0 | 0.44872 | 0.45502 | 1.8075e-08 | 0.14954 | 0.15672 | -1.8537e-08 | -0.11215 | -0.11754 | -4.4702e-07 | 0.30361 | 0.30891 | 3.7261e-07 | -0.22771 | -0.23168 | 87.843 | -159.0749 | 22.9608 | 0 | 20.9252 | -157.0393 |  | 1.6374 | 0.75422 | 0.76127 | 1.6363 | 0.56567 | 0.57095 | 0.1584 | -95.2967 | 86.0604 | 0.17703 | -95.2967 | 86.0604
Line10_11_12 | 1.1766e-06 | 1.1952e-06 | 1.158e-06 | 0 | 0 | 0 | 2.7172e-07 | 2.7601e-07 | 2.6743e-07 | 0 | 0 | 0 | 1.7024e-08 | -2.0777e-07 | 2.0351e-07 | -1.7413e-08 | 1.7382e-07 | -1.6917e-07 | -4.4459e-07 | 1.2906e-08 | -5.5652e-09 | 3.7051e-07 | -9.484e-09 | 2.9234e-09 | 87.9656 | 88.2578 | 87.6268 | 0 | 0 | 0 |  | 1.6374 | 0.75422 | 0.76127 | 1.6374 | 0.75422 | 0.76127 | 0.1584 | -95.2967 | 86.0604 | 0.1584 | -95.2967 | 86.0604
Line11_12_13 | 0 | 0 | 0 | 0 | 0 | 0 | 0 | 0 | 0 | 0 | 0 | 0 | 1.4186e-08 | -1.7314e-07 | 1.6959e-07 | -1.4576e-08 | 1.3919e-07 | -1.3525e-07 | -3.7049e-07 | 1.0755e-08 | -4.6377e-09 | 2.9641e-07 | -7.333e-09 | 1.9958e-09 | 0 | 0 | 0 | 0 | 0 | 0 |  | 1.6374 | 0.75422 | 0.76127 | 1.6374 | 0.75422 | 0.76127 | 0.1584 | -95.2967 | 86.0604 | 0.1584 | -95.2967 | 86.0604
Line12_13_15 | 0 | 0 | 0 | 0 | 0 | 0 | 0 | 0 | 0 | 0 | 0 | 0 | 8.5118e-09 | -1.0389e-07 | 1.0175e-07 | -8.9011e-09 | 6.9936e-08 | -6.7414e-08 | -2.223e-07 | 6.4532e-09 | -2.7826e-09 | 1.4822e-07 | -3.0308e-09 | 1.4078e-10 | 0 | 0 | 0 | 0 | 0 | 0 |  | 1.6374 | 0.75422 | 0.76127 | 1.6374 | 0.75422 | 0.76127 | 0.1584 | -95.2967 | 86.0604 | 0.15839 | -95.2967 | 86.0604
Line13_13_14 | 0 | 0 | 0 | 0 | 0 | 0 | 0 | 0 | 0 | 0 | 0 | 0 | 2.8373e-09 | -3.4629e-08 | 3.3918e-08 | -3.2266e-09 | 6.7785e-10 | 4.2238e-10 | -7.4098e-08 | 2.1511e-09 | -9.2753e-10 | 1.8257e-11 | 1.2713e-09 | -1.7143e-09 | 0 | 0 | 0 | 0 | 0 | 0 |  | 1.6374 | 0.75422 | 0.76127 | 1.6374 | 0.75422 | 0.76127 | 0.1584 | -95.2967 | 86.0604 | 0.15839 | -95.2967 | 86.0604
Line14_15_16 | 0 | 0 | 0 | 0 | 0 | 0 | 0 | 0 | 0 | 0 | 0 | 0 | 5.6745e-09 | -6.9258e-08 | 6.7836e-08 | -6.0638e-09 | 3.5307e-08 | -3.3496e-08 | -1.482e-07 | 4.3021e-09 | -1.8551e-09 | 7.4117e-08 | -8.7975e-10 | -7.8676e-10 | 0 | 0 | 0 | 0 | 0 | 0 |  | 1.6374 | 0.75422 | 0.76127 | 1.6374 | 0.75422 | 0.76127 | 0.15839 | -95.2967 | 86.0604 | 0.15839 | -95.2967 | 86.0604
Line15_16_17 | 0 | 0 | 0 | 0 | 0 | 0 | 0 | 0 | 0 | 0 | 0 | 0 | 2.8373e-09 | -3.4629e-08 | 3.3918e-08 | -3.2266e-09 | 6.7785e-10 | 4.2239e-10 | -7.4098e-08 | 2.1511e-09 | -9.2753e-10 | 1.8258e-11 | 1.2713e-09 | -1.7143e-09 | 0 | 0 | 0 | 0 | 0 | 0 |  | 1.6374 | 0.75422 | 0.76127 | 1.6374 | 0.75422 | 0.76127 | 0.15839 | -95.2967 | 86.0604 | 0.15839 | -95.2967 | 86.0604
Line16_4_18 | 0 | 0 | 0 | 0 | 0 | 0 | 0 | 0 | 0 | 0 | 0 | 0 | 2.78e-09 | -3.4536e-08 | 3.387e-08 | -3.218e-09 | 6.8054e-10 | 4.2388e-10 | -7.3904e-08 | 2.2316e-09 | -9.105e-10 | 2.0393e-11 | 1.2665e-09 | -1.7116e-09 | 0 | 0 | 0 | 0 | 0 | 0 |  | 1.6363 | 0.7538 | 0.76172 | 1.6363 | 0.7538 | 0.76172 | 0.17703 | -95.3824 | 86.1444 | 0.17703 | -95.3824 | 86.1444
Line17_5_19 | 0 | 0 | 0 | 0 | 0 | 0 | 0 | 0 | 0 | 0 | 0 | 0 | 2.8373e-09 | -3.4629e-08 | 3.3918e-08 | -3.2266e-09 | 6.7785e-10 | 4.2239e-10 | -7.4098e-08 | 2.1511e-09 | -9.2753e-10 | 1.8257e-11 | 1.2713e-09 | -1.7143e-09 | 0 | 0 | 0 | 0 | 0 | 0 |  | 1.6374 | 0.75422 | 0.76127 | 1.6374 | 0.75422 | 0.76127 | 0.1584 | -95.2967 | 86.0604 | 0.1584 | -95.2967 | 86.0604
Line1_1_3 | 1.5688e-06 | 1.5936e-06 | 1.544e-06 | 1.3731e-06 | 1.3978e-06 | 1.3484e-06 | 3.6229e-07 | 3.6802e-07 | 3.5657e-07 | 3.171e-07 | 3.2281e-07 | 3.1139e-07 | 2.2698e-08 | -2.7703e-07 | 2.7134e-07 | -2.3087e-08 | 2.4308e-07 | -2.37e-07 | -5.9279e-07 | 1.7209e-08 | -7.4202e-09 | 5.1871e-07 | -1.3786e-08 | 4.7784e-09 | 87.9656 | 88.2578 | 87.6268 | -92.3901 | -92.0507 | -92.7846 |  | 1.6374 | 0.75422 | 0.76127 | 1.6374 | 0.75422 | 0.76127 | 0.1584 | -95.2967 | 86.0604 | 0.1584 | -95.2967 | 86.0604
Line2_1_4 | 0.024893 | 0.024893 | 0.024893 | 0.024894 | 0.024894 | 0.024894 | 0.0057489 | 0.0057489 | 0.0057489 | 0.0057489 | 0.0057489 | 0.0057489 | 5.887e-05 | 0.0043137 | -0.0043632 | -5.5772e-05 | -0.0043106 | 0.0043664 | 0.0094131 | -0.00043919 | 0.00034005 | -0.009407 | 0.00044539 | -0.00033385 | -89.4833 | -89.4833 | -89.4833 | 90.5167 | 90.5167 | 90.5167 |  | 1.6374 | 0.75422 | 0.76127 | 1.6363 | 0.7538 | 0.76172 | 0.1584 | -95.2967 | 86.0604 | 0.17703 | -95.3824 | 86.1444
Line3_1_5 | 0 | 0 | 0 | 0 | 0 | 0 | 0 | 0 | 0 | 0 | 0 | 0 | 5.6745e-09 | -6.9258e-08 | 6.7836e-08 | -6.0638e-09 | 3.5307e-08 | -3.3496e-08 | -1.482e-07 | 4.3022e-09 | -1.8551e-09 | 7.4117e-08 | -8.7976e-10 | -7.8676e-10 | 0 | 0 | 0 | 0 | 0 | 0 |  | 1.6374 | 0.75422 | 0.76127 | 1.6374 | 0.75422 | 0.76127 | 0.1584 | -95.2967 | 86.0604 | 0.1584 | -95.2967 | 86.0604
Line4_2_6 | 0 | 1.943 | 1.9703 | 0 | 1.943 | 1.9703 | 0 | 0.44872 | 0.45502 | 0 | 0.44872 | 0.45502 | 1.5319e-08 | 0.11215 | 0.11754 | -1.5661e-08 | -0.074769 | -0.078361 | -3.7259e-07 | 0.22771 | 0.23168 | 2.9814e-07 | -0.1518 | -0.15446 | 0 | -159.0748 | 22.9607 | 0 | 20.9252 | -157.0393 |  | 1.6363 | 0.56567 | 0.57095 | 1.6353 | 0.37711 | 0.38063 | 0.17703 | -95.2967 | 86.0604 | 0.19569 | -95.2967 | 86.0604
Line5_6_7 | 0 | 1.943 | 1.9703 | 0 | 1.943 | 1.9703 | 0 | 0.44872 | 0.45502 | 0 | 0.44872 | 0.45502 | 1.2451e-08 | 0.074769 | 0.078361 | -1.2674e-08 | -0.037384 | -0.039181 | -2.9812e-07 | 0.1518 | 0.15446 | 2.2361e-07 | -0.075902 | -0.077228 | 0 | -159.0748 | 22.9607 | 0 | 20.9252 | -157.0393 |  | 1.6353 | 0.37711 | 0.38063 | 1.6342 | 0.18856 | 0.19032 | 0.19569 | -95.2967 | 86.0604 | 0.21437 | -95.2967 | 86.0604
Line6_7_8 | 0 | 1.943 | 1.9703 | 0 | 1.943 | 1.9703 | 0 | 0.44872 | 0.45502 | 0 | 0.44872 | 0.45502 | 9.4734e-09 | 0.037384 | 0.039181 | -9.5766e-09 | 1.6399e-13 | -7.5955e-14 | -2.2359e-07 | 0.075902 | 0.077228 | 1.4903e-07 | 9.0309e-15 | -3.4371e-14 | 0 | -159.0748 | 22.9607 | 0 | 20.9252 | -157.0393 |  | 1.6342 | 0.18856 | 0.19032 | 1.6331 | 0 | 0 | 0.21437 | -95.2967 | 86.0604 | 0.23307 | 0 | 0
Line7_8_9 | 0 | 0 | 0 | 0 | 0 | 0 | 0 | 0 | 0 | 0 | 0 | 0 | 3.1922e-09 | 7.9434e-21 | 5.8986e-21 | -3.1922e-09 | 1.3141e-19 | -1.206e-17 | -7.4503e-08 | -1.6134e-20 | -4.985e-21 | 2.6795e-11 | 2.5233e-17 | -5.9931e-18 | 0 | 0 | 0 | 0 | 0 | 0 |  | 1.6331 | 0 | 0 | 1.6331 | 0 | 0 | 0.23307 | 0 | 0 | 0.23307 | 0 | 0
Line8_8_10 | 0 | 0 | 0 | 0 | 0 | 0 | 0 | 0 | 0 | 0 | 0 | 0 | 3.1922e-09 | 7.9434e-21 | 5.8986e-21 | -3.1922e-09 | 1.3141e-19 | -1.206e-17 | -7.4503e-08 | -1.6134e-20 | -4.985e-21 | 2.6794e-11 | 2.5233e-17 | -5.9931e-18 | 0 | 0 | 0 | 0 | 0 | 0 |  | 1.6331 | 0 | 0 | 1.6331 | 0 | 0 | 0.23307 | 0 | 0 | 0.23307 | 0 | 0
Line9_3_11 | 1.3727e-06 | 1.3944e-06 | 1.351e-06 | 1.177e-06 | 1.1986e-06 | 1.1554e-06 | 3.1701e-07 | 3.2201e-07 | 3.12e-07 | 2.7181e-07 | 2.7681e-07 | 2.6682e-07 | 1.9861e-08 | -2.424e-07 | 2.3743e-07 | -2.025e-08 | 2.0845e-07 | -2.0309e-07 | -5.1869e-07 | 1.5058e-08 | -6.4927e-09 | 4.4461e-07 | -1.1635e-08 | 3.8509e-09 | 87.9656 | 88.2578 | 87.6268 | -92.4494 | -92.1019 | -92.8533 |  | 1.6374 | 0.75422 | 0.76127 | 1.6374 | 0.75422 | 0.76127 | 0.1584 | -95.2967 | 86.0604 | 0.1584 | -95.2967 | 86.0604

## LLG_max_fault_6
name | pf_ikss_a_from_ka | pf_ikss_b_from_ka | pf_ikss_c_from_ka | pf_ikss_a_to_ka | pf_ikss_b_to_ka | pf_ikss_c_to_ka | pf_skss_a_from_mw | pf_skss_b_from_mw | pf_skss_c_from_mw | pf_skss_a_to_mw | pf_skss_b_to_mw | pf_skss_c_to_mw | pf_p_a_from_mw | pf_p_b_from_mw | pf_p_c_from_mw | pf_p_a_to_mw | pf_p_b_to_mw | pf_p_c_to_mw | pf_q_a_from_mvar | pf_q_b_from_mvar | pf_q_c_from_mvar | pf_q_a_to_mvar | pf_q_b_to_mvar | pf_q_c_to_mvar | pf_ikss_a_from_degree | pf_ikss_b_from_degree | pf_ikss_c_from_degree | pf_ikss_a_to_degree | pf_ikss_b_to_degree | pf_ikss_c_to_degree | 3xI0 | pf_vm_a_from_pu | pf_vm_b_from_pu | pf_vm_c_from_pu | pf_vm_a_to_pu | pf_vm_b_to_pu | pf_vm_c_to_pu | pf_va_a_from_degree | pf_va_b_from_degree | pf_va_c_from_degree | pf_va_a_to_degree | pf_va_b_to_degree | pf_va_c_to_degree
Line0_1_2 | 0 | 0.028949 | 0.034386 | 0 | 0.028949 | 0.034386 | 0 | 0.0066854 | 0.0079412 | 0 | 0.0066854 | 0.0079412 | -4.4269e-08 | 0.0042133 | 0.0059656 | 3.6179e-08 | -0.0042075 | -0.0059522 | -9.9951e-08 | 0.0042601 | 0.0059955 | 8.3704e-08 | -0.0042426 | -0.0059746 | 0 | -159.8948 | 65.1272 | 0 | 20.1053 | -114.8729 |  | 1.2065 | 0.89623 | 1.0651 | 1.2061 | 0.89376 | 1.062 | 4.3487 | -114.5782 | 110.2705 | 4.3487 | -114.6565 | 110.2348
Line10_11_12 | 0 | 0 | 0 | 0 | 0 | 0 | 0 | 0 | 0 | 0 | 0 | 0 | -4.4237e-08 | -4.8714e-08 | 9.4952e-08 | 3.6159e-08 | 4.1085e-08 | -7.9245e-08 | -9.9305e-08 | 6.448e-08 | -1.3453e-08 | 8.3106e-08 | -5.3408e-08 | 1.0518e-08 | 0 | 0 | 0 | 0 | 0 | 0 |  | 1.2065 | 0.89623 | 1.0651 | 1.2065 | 0.89623 | 1.0651 | 4.3487 | -114.5782 | 110.2705 | 4.3487 | -114.5782 | 110.2705
Line11_12_13 | 0 | 0 | 0 | 0 | 0 | 0 | 0 | 0 | 0 | 0 | 0 | 0 | -3.6864e-08 | -4.0595e-08 | 7.9127e-08 | 2.8786e-08 | 3.2966e-08 | -6.3419e-08 | -8.2754e-08 | 5.3734e-08 | -1.1211e-08 | 6.6555e-08 | -4.2661e-08 | 8.2757e-09 | 0 | 0 | 0 | 0 | 0 | 0 |  | 1.2065 | 0.89623 | 1.0651 | 1.2065 | 0.89623 | 1.0651 | 4.3487 | -114.5782 | 110.2705 | 4.3487 | -114.5782 | 110.2705
Line12_13_15 | 0 | 0 | 0 | 0 | 0 | 0 | 0 | 0 | 0 | 0 | 0 | 0 | -2.2119e-08 | -2.4357e-08 | 4.7476e-08 | 1.404e-08 | 1.6728e-08 | -3.1769e-08 | -4.9652e-08 | 3.224e-08 | -6.7265e-09 | 3.3454e-08 | -2.1167e-08 | 3.7914e-09 | 0 | 0 | 0 | 0 | 0 | 0 |  | 1.2065 | 0.89623 | 1.0651 | 1.2065 | 0.89623 | 1.0651 | 4.3487 | -114.5782 | 110.2705 | 4.3487 | -114.5782 | 110.2705
Line13_13_14 | 0 | 0 | 0 | 0 | 0 | 0 | 0 | 0 | 0 | 0 | 0 | 0 | -7.3729e-09 | -8.1191e-09 | 1.5825e-08 | -7.0555e-10 | 4.8987e-10 | -1.1777e-10 | -1.6551e-08 | 1.0747e-08 | -2.2422e-09 | 3.5221e-10 | 3.2603e-10 | -6.9297e-10 | 0 | 0 | 0 | 0 | 0 | 0 |  | 1.2065 | 0.89623 | 1.0651 | 1.2065 | 0.89623 | 1.0651 | 4.3487 | -114.5782 | 110.2705 | 4.3487 | -114.5782 | 110.2705
Line14_15_16 | 0 | 0 | 0 | 0 | 0 | 0 | 0 | 0 | 0 | 0 | 0 | 0 | -1.4746e-08 | -1.6238e-08 | 3.1651e-08 | 6.6673e-09 | 8.6089e-09 | -1.5943e-08 | -3.3102e-08 | 2.1493e-08 | -4.4843e-09 | 1.6903e-08 | -1.0421e-08 | 1.5492e-09 | 0 | 0 | 0 | 0 | 0 | 0 |  | 1.2065 | 0.89623 | 1.0651 | 1.2065 | 0.89623 | 1.0651 | 4.3487 | -114.5782 | 110.2705 | 4.3487 | -114.5782 | 110.2705
Line15_16_17 | 0 | 0 | 0 | 0 | 0 | 0 | 0 | 0 | 0 | 0 | 0 | 0 | -7.3729e-09 | -8.1191e-09 | 1.5825e-08 | -7.0555e-10 | 4.8987e-10 | -1.1777e-10 | -1.6551e-08 | 1.0747e-08 | -2.2422e-09 | 3.5221e-10 | 3.2603e-10 | -6.9297e-10 | 0 | 0 | 0 | 0 | 0 | 0 |  | 1.2065 | 0.89623 | 1.0651 | 1.2065 | 0.89623 | 1.0651 | 4.3487 | -114.5782 | 110.2705 | 4.3487 | -114.5782 | 110.2705
Line16_4_18 | 0 | 0 | 0 | 0 | 0 | 0 | 0 | 0 | 0 | 0 | 0 | 0 | -7.3722e-09 | -8.0897e-09 | 1.5794e-08 | -7.0355e-10 | 4.8947e-10 | -1.1796e-10 | -1.6505e-08 | 1.0739e-08 | -2.248e-09 | 3.5209e-10 | 3.2476e-10 | -6.9158e-10 | 0 | 0 | 0 | 0 | 0 | 0 |  | 1.2061 | 0.89643 | 1.0652 | 1.2061 | 0.89643 | 1.0652 | 4.3487 | -114.6006 | 110.2911 | 4.3487 | -114.6006 | 110.2911
Line17_5_19 | 0 | 0 | 0 | 0 | 0 | 0 | 0 | 0 | 0 | 0 | 0 | 0 | -7.3729e-09 | -8.1191e-09 | 1.5825e-08 | -7.0555e-10 | 4.8987e-10 | -1.1777e-10 | -1.6551e-08 | 1.0747e-08 | -2.2422e-09 | 3.5221e-10 | 3.2603e-10 | -6.9297e-10 | 0 | 0 | 0 | 0 | 0 | 0 |  | 1.2065 | 0.89623 | 1.0651 | 1.2065 | 0.89623 | 1.0651 | 4.3487 | -114.5782 | 110.2705 | 4.3487 | -114.5782 | 110.2705
Line1_1_3 | 0 | 0 | 0 | 0 | 0 | 0 | 0 | 0 | 0 | 0 | 0 | 0 | -5.8983e-08 | -6.4953e-08 | 1.266e-07 | 5.0905e-08 | 5.7323e-08 | -1.109e-07 | -1.3241e-07 | 8.5974e-08 | -1.7937e-08 | 1.1621e-07 | -7.4901e-08 | 1.5002e-08 | 0 | 0 | 0 | 0 | 0 | 0 |  | 1.2065 | 0.89623 | 1.0651 | 1.2065 | 0.89623 | 1.0651 | 4.3487 | -114.5782 | 110.2705 | 4.3487 | -114.5782 | 110.2705
Line2_1_4 | 0.0082552 | 0.0082552 | 0.0082552 | 0.0082553 | 0.0082553 | 0.0082553 | 0.0019065 | 0.0019065 | 0.0019065 | 0.0019065 | 0.0019065 | 0.0019065 | 0.0010286 | 0.00096802 | -0.0019956 | -0.0010282 | -0.00096769 | 0.0019959 | 0.0020573 | -0.001408 | 0.00037495 | -0.0020566 | 0.0014087 | -0.00037428 | -59.088 | -59.088 | -59.088 | 120.912 | 120.912 | 120.912 |  | 1.2065 | 0.89623 | 1.0651 | 1.2061 | 0.89643 | 1.0652 | 4.3487 | -114.5782 | 110.2705 | 4.3487 | -114.6006 | 110.2911
Line3_1_5 | 0 | 0 | 0 | 0 | 0 | 0 | 0 | 0 | 0 | 0 | 0 | 0 | -1.4746e-08 | -1.6238e-08 | 3.1651e-08 | 6.6673e-09 | 8.6089e-09 | -1.5943e-08 | -3.3102e-08 | 2.1493e-08 | -4.4843e-09 | 1.6903e-08 | -1.0421e-08 | 1.5492e-09 | 0 | 0 | 0 | 0 | 0 | 0 |  | 1.2065 | 0.89623 | 1.0651 | 1.2065 | 0.89623 | 1.0651 | 4.3487 | -114.5782 | 110.2705 | 4.3487 | -114.5782 | 110.2705
Line4_2_6 | 0 | 0.028949 | 0.034386 | 0 | 0.028949 | 0.034386 | 0 | 0.0066854 | 0.0079411 | 0 | 0.0066854 | 0.0079411 | -3.6882e-08 | 0.0042075 | 0.0059522 | 2.8797e-08 | -0.0042017 | -0.0059388 | -8.3352e-08 | 0.0042426 | 0.0059746 | 6.7076e-08 | -0.0042251 | -0.0059537 | 0 | -159.8947 | 65.1271 | 0 | 20.1055 | -114.873 |  | 1.2061 | 0.89376 | 1.062 | 1.2057 | 0.89129 | 1.059 | 4.3487 | -114.6565 | 110.2348 | 4.3487 | -114.7352 | 110.199
Line5_6_7 | 0 | 0.028949 | 0.034386 | 0 | 0.028949 | 0.034386 | 0 | 0.0066854 | 0.0079411 | 0 | 0.0066854 | 0.0079411 | -2.9498e-08 | 0.0042017 | 0.0059388 | 2.1418e-08 | -0.0041959 | -0.0059254 | -6.6724e-08 | 0.0042251 | 0.0059537 | 5.0419e-08 | -0.0042076 | -0.0059329 | 0 | -159.8945 | 65.127 | 0 | 20.1056 | -114.8731 |  | 1.2057 | 0.89129 | 1.059 | 1.2053 | 0.88883 | 1.0559 | 4.3487 | -114.7352 | 110.199 | 4.3487 | -114.8144 | 110.1629
Line6_7_8 | 0 | 0.028949 | 0.034386 | 0 | 0.028949 | 0.034386 | 0 | 0.0066854 | 0.0079411 | 0 | 0.0066854 | 0.0079411 | -2.2118e-08 | 0.0041959 | 0.0059254 | 1.4043e-08 | -0.0041901 | -0.005912 | -5.0067e-08 | 0.0042076 | 0.0059329 | 3.3732e-08 | -0.0041901 | -0.005912 | 0 | -159.8944 | 65.1269 | 0 | 20.1057 | -114.8732 |  | 1.2053 | 0.88883 | 1.0559 | 1.2049 | 0.88636 | 1.0529 | 4.3487 | -114.8144 | 110.1629 | 4.3487 | -114.894 | 110.1266
Line7_8_9 | 0 | 0 | 0 | 0 | 0 | 0 | 0 | 0 | 0 | 0 | 0 | 0 | -7.3702e-09 | -8.1066e-09 | 1.5727e-08 | -6.9756e-10 | 5.1828e-10 | -7.1044e-11 | -1.669e-08 | 1.0747e-08 | -2.2071e-09 | 3.5174e-10 | 3.0371e-10 | -6.9505e-10 | 0 | 0 | 0 | 0 | 0 | 0 |  | 1.2049 | 0.88636 | 1.0529 | 1.2049 | 0.88636 | 1.0529 | 4.3487 | -114.894 | 110.1266 | 4.3487 | -114.894 | 110.1266
Line8_8_10 | 0 | 0 | 0 | 0 | 0 | 0 | 0 | 0 | 0 | 0 | 0 | 0 | -7.3702e-09 | -8.1066e-09 | 1.5727e-08 | -6.9756e-10 | 5.1828e-10 | -7.1044e-11 | -1.669e-08 | 1.0747e-08 | -2.2071e-09 | 3.5174e-10 | 3.0371e-10 | -6.9505e-10 | 0 | 0 | 0 | 0 | 0 | 0 |  | 1.2049 | 0.88636 | 1.0529 | 1.2049 | 0.88636 | 1.0529 | 4.3487 | -114.894 | 110.1266 | 4.3487 | -114.894 | 110.1266
Line9_3_11 | 0 | 0 | 0 | 0 | 0 | 0 | 0 | 0 | 0 | 0 | 0 | 0 | -5.161e-08 | -5.6834e-08 | 1.1078e-07 | 4.3532e-08 | 4.9204e-08 | -9.507e-08 | -1.1586e-07 | 7.5227e-08 | -1.5695e-08 | 9.9657e-08 | -6.4154e-08 | 1.276e-08 | 0 | 0 | 0 | 0 | 0 | 0 |  | 1.2065 | 0.89623 | 1.0651 | 1.2065 | 0.89623 | 1.0651 | 4.3487 | -114.5782 | 110.2705 | 4.3487 | -114.5782 | 110.2705

## LLG_max_fault_10
name | pf_ikss_a_from_ka | pf_ikss_b_from_ka | pf_ikss_c_from_ka | pf_ikss_a_to_ka | pf_ikss_b_to_ka | pf_ikss_c_to_ka | pf_skss_a_from_mw | pf_skss_b_from_mw | pf_skss_c_from_mw | pf_skss_a_to_mw | pf_skss_b_to_mw | pf_skss_c_to_mw | pf_p_a_from_mw | pf_p_b_from_mw | pf_p_c_from_mw | pf_p_a_to_mw | pf_p_b_to_mw | pf_p_c_to_mw | pf_q_a_from_mvar | pf_q_b_from_mvar | pf_q_c_from_mvar | pf_q_a_to_mvar | pf_q_b_to_mvar | pf_q_c_to_mvar | pf_ikss_a_from_degree | pf_ikss_b_from_degree | pf_ikss_c_from_degree | pf_ikss_a_to_degree | pf_ikss_b_to_degree | pf_ikss_c_to_degree | 3xI0 | pf_vm_a_from_pu | pf_vm_b_from_pu | pf_vm_c_from_pu | pf_vm_a_to_pu | pf_vm_b_to_pu | pf_vm_c_to_pu | pf_va_a_from_degree | pf_va_b_from_degree | pf_va_c_from_degree | pf_va_a_to_degree | pf_va_b_to_degree | pf_va_c_to_degree
Line0_1_2 | 0 | 0.030325 | 0.036019 | 0 | 0.030325 | 0.036019 | 0 | 0.0070032 | 0.0083183 | 0 | 0.0070032 | 0.0083183 | -4.8583e-08 | 0.0046234 | 0.0065456 | 3.9705e-08 | -0.004617 | -0.0065309 | -1.0969e-07 | 0.0046748 | 0.0065784 | 9.1859e-08 | -0.0046556 | -0.0065555 | 0 | -159.9021 | 65.1239 | 0 | 20.098 | -114.8762 |  | 1.2639 | 0.93884 | 1.1156 | 1.2635 | 0.93625 | 1.1124 | 4.3478 | -114.5855 | 110.2672 | 4.3478 | -114.6638 | 110.2316
Line10_11_12 | 0 | 0 | 0 | 0 | 0 | 0 | 0 | 0 | 0 | 0 | 0 | 0 | -4.8548e-08 | -5.3452e-08 | 1.0419e-07 | 3.9683e-08 | 4.5081e-08 | -8.6954e-08 | -1.0898e-07 | 7.0768e-08 | -1.4765e-08 | 9.1203e-08 | -5.8616e-08 | 1.1543e-08 | 0 | 0 | 0 | 0 | 0 | 0 |  | 1.2639 | 0.93884 | 1.1156 | 1.2639 | 0.93884 | 1.1156 | 4.3478 | -114.5855 | 110.2672 | 4.3478 | -114.5855 | 110.2672
Line11_12_13 | 0 | 0 | 0 | 0 | 0 | 0 | 0 | 0 | 0 | 0 | 0 | 0 | -4.0457e-08 | -4.4544e-08 | 8.6825e-08 | 3.1592e-08 | 3.6173e-08 | -6.9589e-08 | -9.0816e-08 | 5.8974e-08 | -1.2304e-08 | 7.304e-08 | -4.6821e-08 | 9.0826e-09 | 0 | 0 | 0 | 0 | 0 | 0 |  | 1.2639 | 0.93884 | 1.1156 | 1.2639 | 0.93884 | 1.1156 | 4.3478 | -114.5855 | 110.2672 | 4.3478 | -114.5855 | 110.2672
Line12_13_15 | 0 | 0 | 0 | 0 | 0 | 0 | 0 | 0 | 0 | 0 | 0 | 0 | -2.4274e-08 | -2.6726e-08 | 5.2095e-08 | 1.5409e-08 | 1.8355e-08 | -3.4859e-08 | -5.449e-08 | 3.5384e-08 | -7.3825e-09 | 3.6713e-08 | -2.3232e-08 | 4.161e-09 | 0 | 0 | 0 | 0 | 0 | 0 |  | 1.2639 | 0.93884 | 1.1156 | 1.2639 | 0.93884 | 1.1156 | 4.3478 | -114.5855 | 110.2672 | 4.3478 | -114.5855 | 110.2672
Line13_13_14 | 0 | 0 | 0 | 0 | 0 | 0 | 0 | 0 | 0 | 0 | 0 | 0 | -8.0914e-09 | -8.9087e-09 | 1.7365e-08 | -7.7412e-10 | 5.3789e-10 | -1.2871e-10 | -1.8163e-08 | 1.1795e-08 | -2.4608e-09 | 3.8645e-10 | 3.5731e-10 | -7.6069e-10 | 0 | 0 | 0 | 0 | 0 | 0 |  | 1.2639 | 0.93884 | 1.1156 | 1.2639 | 0.93884 | 1.1156 | 4.3478 | -114.5855 | 110.2672 | 4.3478 | -114.5855 | 110.2672
Line14_15_16 | 0 | 0 | 0 | 0 | 0 | 0 | 0 | 0 | 0 | 0 | 0 | 0 | -1.6183e-08 | -1.7817e-08 | 3.473e-08 | 7.3173e-09 | 9.4466e-09 | -1.7494e-08 | -3.6327e-08 | 2.3589e-08 | -4.9216e-09 | 1.855e-08 | -1.1437e-08 | 1.7001e-09 | 0 | 0 | 0 | 0 | 0 | 0 |  | 1.2639 | 0.93884 | 1.1156 | 1.2639 | 0.93884 | 1.1156 | 4.3478 | -114.5855 | 110.2672 | 4.3478 | -114.5855 | 110.2672
Line15_16_17 | 0 | 0 | 0 | 0 | 0 | 0 | 0 | 0 | 0 | 0 | 0 | 0 | -8.0914e-09 | -8.9087e-09 | 1.7365e-08 | -7.7412e-10 | 5.3789e-10 | -1.2871e-10 | -1.8163e-08 | 1.1795e-08 | -2.4608e-09 | 3.8645e-10 | 3.5731e-10 | -7.6069e-10 | 0 | 0 | 0 | 0 | 0 | 0 |  | 1.2639 | 0.93884 | 1.1156 | 1.2639 | 0.93884 | 1.1156 | 4.3478 | -114.5855 | 110.2672 | 4.3478 | -114.5855 | 110.2672
Line16_4_18 | 0 | 0 | 0 | 0 | 0 | 0 | 0 | 0 | 0 | 0 | 0 | 0 | -8.0907e-09 | -8.8765e-09 | 1.7331e-08 | -7.7192e-10 | 5.3745e-10 | -1.2892e-10 | -1.8113e-08 | 1.1786e-08 | -2.4672e-09 | 3.8633e-10 | 3.5592e-10 | -7.5917e-10 | 0 | 0 | 0 | 0 | 0 | 0 |  | 1.2635 | 0.93904 | 1.1157 | 1.2635 | 0.93904 | 1.1157 | 4.3478 | -114.6079 | 110.2879 | 4.3478 | -114.6079 | 110.2879
Line17_5_19 | 0 | 0 | 0 | 0 | 0 | 0 | 0 | 0 | 0 | 0 | 0 | 0 | -8.0914e-09 | -8.9087e-09 | 1.7365e-08 | -7.7412e-10 | 5.3789e-10 | -1.2871e-10 | -1.8163e-08 | 1.1795e-08 | -2.4608e-09 | 3.8645e-10 | 3.5731e-10 | -7.6069e-10 | 0 | 0 | 0 | 0 | 0 | 0 |  | 1.2639 | 0.93884 | 1.1156 | 1.2639 | 0.93884 | 1.1156 | 4.3478 | -114.5855 | 110.2672 | 4.3478 | -114.5855 | 110.2672
Line1_1_3 | 0 | 0 | 0 | 0 | 0 | 0 | 0 | 0 | 0 | 0 | 0 | 0 | -6.4731e-08 | -7.127e-08 | 1.3892e-07 | 5.5866e-08 | 6.2899e-08 | -1.2168e-07 | -1.4531e-07 | 9.4358e-08 | -1.9687e-08 | 1.2753e-07 | -8.2206e-08 | 1.6465e-08 | 0 | 0 | 0 | 0 | 0 | 0 |  | 1.2639 | 0.93884 | 1.1156 | 1.2639 | 0.93884 | 1.1156 | 4.3478 | -114.5855 | 110.2672 | 4.3478 | -114.5855 | 110.2672
Line2_1_4 | 0.008648 | 0.008648 | 0.008648 | 0.0086481 | 0.0086481 | 0.0086481 | 0.0019972 | 0.0019972 | 0.0019972 | 0.0019972 | 0.0019972 | 0.0019972 | 0.0011288 | 0.0010621 | -0.0021898 | -0.0011284 | -0.0010618 | 0.0021902 | 0.0022577 | -0.0015452 | 0.00041154 | -0.002257 | 0.0015459 | -0.00041079 | -59.089 | -59.089 | -59.089 | 120.911 | 120.911 | 120.911 |  | 1.2639 | 0.93884 | 1.1156 | 1.2635 | 0.93904 | 1.1157 | 4.3478 | -114.5855 | 110.2672 | 4.3478 | -114.6079 | 110.2879
Line3_1_5 | 0 | 0 | 0 | 0 | 0 | 0 | 0 | 0 | 0 | 0 | 0 | 0 | -1.6183e-08 | -1.7817e-08 | 3.473e-08 | 7.3173e-09 | 9.4466e-09 | -1.7494e-08 | -3.6327e-08 | 2.3589e-08 | -4.9217e-09 | 1.855e-08 | -1.1437e-08 | 1.7001e-09 | 0 | 0 | 0 | 0 | 0 | 0 |  | 1.2639 | 0.93884 | 1.1156 | 1.2639 | 0.93884 | 1.1156 | 4.3478 | -114.5855 | 110.2672 | 4.3478 | -114.5855 | 110.2672
Line4_2_6 | 0 | 0.030325 | 0.036019 | 0 | 0.030325 | 0.036019 | 0 | 0.0070032 | 0.0083183 | 0 | 0.0070032 | 0.0083183 | -4.0477e-08 | 0.004617 | 0.0065309 | 3.1604e-08 | -0.0046106 | -0.0065162 | -9.1473e-08 | 0.0046556 | 0.0065555 | 7.3611e-08 | -0.0046364 | -0.0065326 | 0 | -159.902 | 65.1238 | 0 | 20.0982 | -114.8763 |  | 1.2635 | 0.93625 | 1.1124 | 1.263 | 0.93367 | 1.1092 | 4.3478 | -114.6638 | 110.2316 | 4.3478 | -114.7425 | 110.1957
Line5_6_7 | 0 | 0.030325 | 0.036019 | 0 | 0.030325 | 0.036019 | 0 | 0.0070032 | 0.0083183 | 0 | 0.0070032 | 0.0083182 | -3.2373e-08 | 0.0046106 | 0.0065162 | 2.3506e-08 | -0.0046043 | -0.0065015 | -7.3225e-08 | 0.0046364 | 0.0065326 | 5.5331e-08 | -0.0046172 | -0.0065097 | 0 | -159.9018 | 65.1237 | 0 | 20.0983 | -114.8763 |  | 1.263 | 0.93367 | 1.1092 | 1.2626 | 0.93108 | 1.106 | 4.3478 | -114.7425 | 110.1957 | 4.3478 | -114.8217 | 110.1597
Line6_7_8 | 0 | 0.030325 | 0.036019 | 0 | 0.030325 | 0.036019 | 0 | 0.0070032 | 0.0083182 | 0 | 0.0070032 | 0.0083182 | -2.4273e-08 | 0.0046043 | 0.0065015 | 1.5412e-08 | -0.0045979 | -0.0064868 | -5.4945e-08 | 0.0046172 | 0.0065097 | 3.7018e-08 | -0.004598 | -0.0064868 | 0 | -159.9017 | 65.1237 | 0 | 20.0984 | -114.8764 |  | 1.2626 | 0.93108 | 1.106 | 1.2622 | 0.9285 | 1.1028 | 4.3478 | -114.8217 | 110.1597 | 4.3478 | -114.9013 | 110.1234
Line7_8_9 | 0 | 0 | 0 | 0 | 0 | 0 | 0 | 0 | 0 | 0 | 0 | 0 | -8.0884e-09 | -8.895e-09 | 1.7257e-08 | -7.6534e-10 | 5.6905e-10 | -7.7447e-11 | -1.8316e-08 | 1.1794e-08 | -2.4223e-09 | 3.8594e-10 | 3.3282e-10 | -7.6298e-10 | 0 | 0 | 0 | 0 | 0 | 0 |  | 1.2622 | 0.9285 | 1.1028 | 1.2622 | 0.9285 | 1.1028 | 4.3478 | -114.9013 | 110.1234 | 4.3478 | -114.9013 | 110.1234
Line8_8_10 | 0 | 0 | 0 | 0 | 0 | 0 | 0 | 0 | 0 | 0 | 0 | 0 | -8.0884e-09 | -8.895e-09 | 1.7257e-08 | -7.6534e-10 | 5.6905e-10 | -7.7447e-11 | -1.8316e-08 | 1.1794e-08 | -2.4223e-09 | 3.8594e-10 | 3.3282e-10 | -7.6298e-10 | 0 | 0 | 0 | 0 | 0 | 0 |  | 1.2622 | 0.9285 | 1.1028 | 1.2622 | 0.9285 | 1.1028 | 4.3478 | -114.9013 | 110.1234 | 4.3478 | -114.9013 | 110.1234
Line9_3_11 | 0 | 0 | 0 | 0 | 0 | 0 | 0 | 0 | 0 | 0 | 0 | 0 | -5.664e-08 | -6.2361e-08 | 1.2156e-07 | 4.7774e-08 | 5.399e-08 | -1.0432e-07 | -1.2714e-07 | 8.2563e-08 | -1.7226e-08 | 1.0937e-07 | -7.0411e-08 | 1.4004e-08 | 0 | 0 | 0 | 0 | 0 | 0 |  | 1.2639 | 0.93884 | 1.1156 | 1.2639 | 0.93884 | 1.1156 | 4.3478 | -114.5855 | 110.2672 | 4.3478 | -114.5855 | 110.2672

## LLG_min_6
name | pf_ikss_a_from_ka | pf_ikss_b_from_ka | pf_ikss_c_from_ka | pf_ikss_a_to_ka | pf_ikss_b_to_ka | pf_ikss_c_to_ka | pf_skss_a_from_mw | pf_skss_b_from_mw | pf_skss_c_from_mw | pf_skss_a_to_mw | pf_skss_b_to_mw | pf_skss_c_to_mw | pf_p_a_from_mw | pf_p_b_from_mw | pf_p_c_from_mw | pf_p_a_to_mw | pf_p_b_to_mw | pf_p_c_to_mw | pf_q_a_from_mvar | pf_q_b_from_mvar | pf_q_c_from_mvar | pf_q_a_to_mvar | pf_q_b_to_mvar | pf_q_c_to_mvar | pf_ikss_a_from_degree | pf_ikss_b_from_degree | pf_ikss_c_from_degree | pf_ikss_a_to_degree | pf_ikss_b_to_degree | pf_ikss_c_to_degree | 3xI0 | pf_vm_a_from_pu | pf_vm_b_from_pu | pf_vm_c_from_pu | pf_vm_a_to_pu | pf_vm_b_to_pu | pf_vm_c_to_pu | pf_va_a_from_degree | pf_va_b_from_degree | pf_va_c_from_degree | pf_va_a_to_degree | pf_va_b_to_degree | pf_va_c_to_degree
Line0_1_2 | 1.0219e-06 | 1.4362 | 1.4742 | 0 | 1.4362 | 1.4742 | 2.3601e-07 | 0.33168 | 0.34046 | 0 | 0.33168 | 0.34046 | 1.2678e-08 | 0.15808 | 0.16719 | -1.3348e-08 | -0.11856 | -0.12539 | -3.3349e-07 | 0.16669 | 0.17213 | 2.7799e-07 | -0.12502 | -0.1291 | 88.1164 | -143.9115 | 38.1392 | 0 | 36.0885 | -141.8608 |  | 1.4141 | 0.69264 | 0.70482 | 1.4131 | 0.51948 | 0.52862 | 0.2935 | -97.3931 | 83.974 | 0.32927 | -97.3931 | 83.974
Line10_11_12 | 1.016e-06 | 1.0281e-06 | 1.004e-06 | 0 | 0 | 0 | 2.3465e-07 | 2.3743e-07 | 2.3187e-07 | 0 | 0 | 0 | 1.1093e-08 | -1.6349e-07 | 1.6304e-07 | -1.1651e-08 | 1.3671e-07 | -1.3571e-07 | -3.3162e-07 | 1.7775e-08 | -1.1179e-08 | 2.7638e-07 | -1.3885e-08 | 7.8716e-09 | 88.3776 | 88.8118 | 87.8962 | 0 | 0 | 0 |  | 1.4141 | 0.69265 | 0.70482 | 1.4141 | 0.69265 | 0.70482 | 0.2935 | -97.3931 | 83.974 | 0.2935 | -97.3931 | 83.974
Line11_12_13 | 0 | 0 | 0 | 0 | 0 | 0 | 0 | 0 | 0 | 0 | 0 | 0 | 9.2444e-09 | -1.3624e-07 | 1.3587e-07 | -9.8018e-09 | 1.0946e-07 | -1.0853e-07 | -2.7635e-07 | 1.4813e-08 | -9.3156e-09 | 2.2111e-07 | -1.0923e-08 | 6.0085e-09 | 0 | 0 | 0 | 0 | 0 | 0 |  | 1.4141 | 0.69265 | 0.70482 | 1.4141 | 0.69265 | 0.70482 | 0.2935 | -97.3931 | 83.974 | 0.2935 | -97.3931 | 83.974
Line12_13_15 | 0 | 0 | 0 | 0 | 0 | 0 | 0 | 0 | 0 | 0 | 0 | 0 | 5.5467e-09 | -8.1746e-08 | 8.1522e-08 | -6.1041e-09 | 5.4966e-08 | -5.4184e-08 | -1.6581e-07 | 8.8876e-09 | -5.5893e-09 | 1.1057e-07 | -4.9976e-09 | 2.2822e-09 | 0 | 0 | 0 | 0 | 0 | 0 |  | 1.4141 | 0.69265 | 0.70482 | 1.4141 | 0.69265 | 0.70482 | 0.2935 | -97.3931 | 83.974 | 0.2935 | -97.3931 | 83.974
Line13_13_14 | 0 | 0 | 0 | 0 | 0 | 0 | 0 | 0 | 0 | 0 | 0 | 0 | 1.8489e-09 | -2.7249e-08 | 2.7174e-08 | -2.4063e-09 | 4.6822e-10 | 1.6409e-10 | -5.527e-08 | 2.9625e-09 | -1.8631e-09 | 2.5232e-11 | 9.2746e-10 | -1.444e-09 | 0 | 0 | 0 | 0 | 0 | 0 |  | 1.4141 | 0.69265 | 0.70482 | 1.4141 | 0.69265 | 0.70482 | 0.2935 | -97.3931 | 83.974 | 0.2935 | -97.3931 | 83.974
Line14_15_16 | 0 | 0 | 0 | 0 | 0 | 0 | 0 | 0 | 0 | 0 | 0 | 0 | 3.6978e-09 | -5.4498e-08 | 5.4348e-08 | -4.2552e-09 | 2.7717e-08 | -2.701e-08 | -1.1054e-07 | 5.925e-09 | -3.7262e-09 | 5.5296e-08 | -2.0351e-09 | 4.1912e-10 | 0 | 0 | 0 | 0 | 0 | 0 |  | 1.4141 | 0.69265 | 0.70482 | 1.4141 | 0.69265 | 0.70482 | 0.2935 | -97.3931 | 83.974 | 0.2935 | -97.3931 | 83.974
Line15_16_17 | 0 | 0 | 0 | 0 | 0 | 0 | 0 | 0 | 0 | 0 | 0 | 0 | 1.8489e-09 | -2.7249e-08 | 2.7174e-08 | -2.4063e-09 | 4.6822e-10 | 1.6409e-10 | -5.527e-08 | 2.9625e-09 | -1.8631e-09 | 2.5232e-11 | 9.2746e-10 | -1.444e-09 | 0 | 0 | 0 | 0 | 0 | 0 |  | 1.4141 | 0.69265 | 0.70482 | 1.4141 | 0.69265 | 0.70482 | 0.2935 | -97.3931 | 83.974 | 0.2935 | -97.3931 | 83.974
Line16_4_18 | 0 | 0 | 0 | 0 | 0 | 0 | 0 | 0 | 0 | 0 | 0 | 0 | 1.7727e-09 | -2.7156e-08 | 2.7147e-08 | -2.3998e-09 | 4.7102e-10 | 1.6438e-10 | -5.5126e-08 | 3.0467e-09 | -1.8738e-09 | 2.8289e-11 | 9.2308e-10 | -1.4427e-09 | 0 | 0 | 0 | 0 | 0 | 0 |  | 1.4131 | 0.6919 | 0.70559 | 1.4131 | 0.6919 | 0.70559 | 0.32928 | -97.4801 | 84.0579 | 0.32928 | -97.4801 | 84.0579
Line17_5_19 | 0 | 0 | 0 | 0 | 0 | 0 | 0 | 0 | 0 | 0 | 0 | 0 | 1.8489e-09 | -2.7249e-08 | 2.7174e-08 | -2.4063e-09 | 4.6822e-10 | 1.6409e-10 | -5.527e-08 | 2.9625e-09 | -1.8631e-09 | 2.5233e-11 | 9.2746e-10 | -1.444e-09 | 0 | 0 | 0 | 0 | 0 | 0 |  | 1.4141 | 0.69264 | 0.70482 | 1.4141 | 0.69264 | 0.70482 | 0.2935 | -97.3931 | 83.974 | 0.2935 | -97.3931 | 83.974
Line1_1_3 | 1.3547e-06 | 1.3708e-06 | 1.3387e-06 | 1.1857e-06 | 1.2018e-06 | 1.1698e-06 | 3.1286e-07 | 3.1658e-07 | 3.0916e-07 | 2.7383e-07 | 2.7753e-07 | 2.7015e-07 | 1.4791e-08 | -2.1799e-07 | 2.1739e-07 | -1.5349e-08 | 1.9121e-07 | -1.9005e-07 | -4.4216e-07 | 2.37e-08 | -1.4905e-08 | 3.8692e-07 | -1.981e-08 | 1.1598e-08 | 88.3776 | 88.8118 | 87.8962 | -91.9781 | -91.4781 | -92.5339 |  | 1.4141 | 0.69264 | 0.70482 | 1.4141 | 0.69265 | 0.70482 | 0.2935 | -97.3931 | 83.974 | 0.2935 | -97.3931 | 83.974
Line2_1_4 | 0.021497 | 0.021497 | 0.021497 | 0.021497 | 0.021497 | 0.021497 | 0.0049645 | 0.0049645 | 0.0049645 | 0.0049646 | 0.0049646 | 0.0049646 | 8.4288e-05 | 0.003402 | -0.003473 | -7.9852e-05 | -0.0033976 | 0.0034774 | 0.0070197 | -0.00050081 | 0.00042688 | -0.0070152 | 0.00050544 | -0.00042227 | -89.0186 | -89.0186 | -89.0186 | 90.9814 | 90.9814 | 90.9814 |  | 1.4141 | 0.69264 | 0.70482 | 1.4131 | 0.6919 | 0.70559 | 0.2935 | -97.3931 | 83.974 | 0.32928 | -97.4801 | 84.0579
Line3_1_5 | 0 | 0 | 0 | 0 | 0 | 0 | 0 | 0 | 0 | 0 | 0 | 0 | 3.6977e-09 | -5.4498e-08 | 5.4348e-08 | -4.2552e-09 | 2.7717e-08 | -2.701e-08 | -1.1054e-07 | 5.9251e-09 | -3.7262e-09 | 5.5296e-08 | -2.0351e-09 | 4.1913e-10 | 0 | 0 | 0 | 0 | 0 | 0 |  | 1.4141 | 0.69264 | 0.70482 | 1.4141 | 0.69264 | 0.70482 | 0.2935 | -97.3931 | 83.974 | 0.2935 | -97.3931 | 83.974
Line4_2_6 | 0 | 1.4362 | 1.4742 | 0 | 1.4362 | 1.4742 | 0 | 0.33168 | 0.34046 | 0 | 0.33168 | 0.34046 | 1.0948e-08 | 0.11856 | 0.12539 | -1.1445e-08 | -0.079043 | -0.083595 | -2.7797e-07 | 0.12502 | 0.1291 | 2.2244e-07 | -0.083347 | -0.086067 | 0 | -143.9115 | 38.1392 | 0 | 36.0885 | -141.8608 |  | 1.4131 | 0.51948 | 0.52862 | 1.4122 | 0.34632 | 0.35241 | 0.32927 | -97.3931 | 83.974 | 0.36509 | -97.3931 | 83.974
Line5_6_7 | 0 | 1.4362 | 1.4742 | 0 | 1.4362 | 1.4742 | 0 | 0.33168 | 0.34046 | 0 | 0.33168 | 0.34046 | 9.0517e-09 | 0.079043 | 0.083595 | -9.3765e-09 | -0.039521 | -0.041797 | -2.224e-07 | 0.083347 | 0.086067 | 1.6684e-07 | -0.041674 | -0.043033 | 0 | -143.9115 | 38.1392 | 0 | 36.0885 | -141.8608 |  | 1.4122 | 0.34632 | 0.35241 | 1.4113 | 0.17316 | 0.17621 | 0.36509 | -97.3931 | 83.974 | 0.40096 | -97.3931 | 83.974
Line6_7_8 | 0 | 1.4362 | 1.4742 | 0 | 1.4362 | 1.4742 | 0 | 0.33168 | 0.34046 | 0 | 0.33168 | 0.34046 | 6.9895e-09 | 0.039521 | 0.041797 | -7.1416e-09 | 3.864e-15 | -6.0779e-17 | -1.668e-07 | 0.041674 | 0.043033 | 1.112e-07 | -6.0277e-14 | 5.1518e-14 | 0 | -143.9115 | 38.1392 | 0 | 36.0885 | -141.8608 |  | 1.4113 | 0.17316 | 0.17621 | 1.4103 | 0 | 0 | 0.40096 | -97.3931 | 83.974 | 0.43687 | 0 | 0
Line7_8_9 | 0 | 0 | 0 | 0 | 0 | 0 | 0 | 0 | 0 | 0 | 0 | 0 | 2.3805e-09 | -5.768e-21 | -4.1892e-21 | -2.3805e-09 | 6.98e-18 | -1.2271e-17 | -5.5581e-08 | -5.1397e-21 | -3.5749e-21 | 3.7457e-11 | 2.2256e-17 | -2.0407e-18 | 0 | 0 | 0 | 0 | 0 | 0 |  | 1.4103 | 0 | 0 | 1.4103 | 0 | 0 | 0.43687 | 0 | 0 | 0.43687 | 0 | 0
Line8_8_10 | 0 | 0 | 0 | 0 | 0 | 0 | 0 | 0 | 0 | 0 | 0 | 0 | 2.3805e-09 | -5.768e-21 | -4.1892e-21 | -2.3805e-09 | 6.98e-18 | -1.2271e-17 | -5.5581e-08 | -5.1397e-21 | -3.5749e-21 | 3.7457e-11 | 2.2256e-17 | -2.0407e-18 | 0 | 0 | 0 | 0 | 0 | 0 |  | 1.4103 | 0 | 0 | 1.4103 | 0 | 0 | 0.43687 | 0 | 0 | 0.43687 | 0 | 0
Line9_3_11 | 1.1854e-06 | 1.1995e-06 | 1.1714e-06 | 1.0164e-06 | 1.0304e-06 | 1.0024e-06 | 2.7375e-07 | 2.77e-07 | 2.7051e-07 | 2.3473e-07 | 2.3796e-07 | 2.3151e-07 | 1.2942e-08 | -1.9074e-07 | 1.9022e-07 | -1.35e-08 | 1.6396e-07 | -1.6288e-07 | -3.8689e-07 | 2.0738e-08 | -1.3042e-08 | 3.3165e-07 | -1.6848e-08 | 9.7347e-09 | 88.3776 | 88.8118 | 87.8962 | -92.0374 | -91.5263 | -92.6057 |  | 1.4141 | 0.69265 | 0.70482 | 1.4141 | 0.69265 | 0.70482 | 0.2935 | -97.3931 | 83.974 | 0.2935 | -97.3931 | 83.974

## LLG_min_10
name | pf_ikss_a_from_ka | pf_ikss_b_from_ka | pf_ikss_c_from_ka | pf_ikss_a_to_ka | pf_ikss_b_to_ka | pf_ikss_c_to_ka | pf_skss_a_from_mw | pf_skss_b_from_mw | pf_skss_c_from_mw | pf_skss_a_to_mw | pf_skss_b_to_mw | pf_skss_c_to_mw | pf_p_a_from_mw | pf_p_b_from_mw | pf_p_c_from_mw | pf_p_a_to_mw | pf_p_b_to_mw | pf_p_c_to_mw | pf_q_a_from_mvar | pf_q_b_from_mvar | pf_q_c_from_mvar | pf_q_a_to_mvar | pf_q_b_to_mvar | pf_q_c_to_mvar | pf_ikss_a_from_degree | pf_ikss_b_from_degree | pf_ikss_c_from_degree | pf_ikss_a_to_degree | pf_ikss_b_to_degree | pf_ikss_c_to_degree | 3xI0 | pf_vm_a_from_pu | pf_vm_b_from_pu | pf_vm_c_from_pu | pf_vm_a_to_pu | pf_vm_b_to_pu | pf_vm_c_to_pu | pf_va_a_from_degree | pf_va_b_from_degree | pf_va_c_from_degree | pf_va_a_to_degree | pf_va_b_to_degree | pf_va_c_to_degree
Line0_1_2 | 0 | 1.3606 | 1.3966 | 0 | 1.3606 | 1.3966 | 0 | 0.31422 | 0.32254 | 0 | 0.31422 | 0.32254 | 1.1378e-08 | 0.14188 | 0.15005 | -1.198e-08 | -0.10641 | -0.11254 | -2.9931e-07 | 0.14961 | 0.15449 | 2.495e-07 | -0.11221 | -0.11587 | 0 | -143.9115 | 38.1392 | 0 | 36.0885 | -141.8608 |  | 1.3397 | 0.65619 | 0.66772 | 1.3388 | 0.49214 | 0.50079 | 0.2935 | -97.3931 | 83.974 | 0.32927 | -97.3931 | 83.974
Line10_11_12 | 0 | 0 | 0 | 0 | 0 | 0 | 0 | 0 | 0 | 0 | 0 | 0 | 9.9563e-09 | -1.4674e-07 | 1.4633e-07 | -1.0457e-08 | 1.227e-07 | -1.218e-07 | -2.9763e-07 | 1.5953e-08 | -1.0033e-08 | 2.4805e-07 | -1.2462e-08 | 7.0648e-09 | 0 | 0 | 0 | 0 | 0 | 0 |  | 1.3397 | 0.65619 | 0.66772 | 1.3397 | 0.65619 | 0.66772 | 0.2935 | -97.3931 | 83.974 | 0.2935 | -97.3931 | 83.974
Line11_12_13 | 0 | 0 | 0 | 0 | 0 | 0 | 0 | 0 | 0 | 0 | 0 | 0 | 8.2969e-09 | -1.2228e-07 | 1.2194e-07 | -8.7972e-09 | 9.8244e-08 | -9.7408e-08 | -2.4803e-07 | 1.3294e-08 | -8.3608e-09 | 1.9845e-07 | -9.8031e-09 | 5.3926e-09 | 0 | 0 | 0 | 0 | 0 | 0 |  | 1.3397 | 0.65619 | 0.66772 | 1.3397 | 0.65619 | 0.66772 | 0.2935 | -97.3931 | 83.974 | 0.2935 | -97.3931 | 83.974
Line12_13_15 | 0 | 0 | 0 | 0 | 0 | 0 | 0 | 0 | 0 | 0 | 0 | 0 | 4.9782e-09 | -7.3368e-08 | 7.3166e-08 | -5.4784e-09 | 4.9332e-08 | -4.863e-08 | -1.4882e-07 | 7.9766e-09 | -5.0165e-09 | 9.9234e-08 | -4.4854e-09 | 2.0483e-09 | 0 | 0 | 0 | 0 | 0 | 0 |  | 1.3397 | 0.65619 | 0.66772 | 1.3397 | 0.65619 | 0.66772 | 0.2935 | -97.3931 | 83.974 | 0.2935 | -97.3931 | 83.974
Line13_13_14 | 0 | 0 | 0 | 0 | 0 | 0 | 0 | 0 | 0 | 0 | 0 | 0 | 1.6594e-09 | -2.4456e-08 | 2.4389e-08 | -2.1597e-09 | 4.2023e-10 | 1.4727e-10 | -4.9606e-08 | 2.6589e-09 | -1.6722e-09 | 2.2646e-11 | 8.3241e-10 | -1.296e-09 | 0 | 0 | 0 | 0 | 0 | 0 |  | 1.3397 | 0.65619 | 0.66772 | 1.3397 | 0.65619 | 0.66772 | 0.2935 | -97.3931 | 83.974 | 0.2935 | -97.3931 | 83.974
Line14_15_16 | 0 | 0 | 0 | 0 | 0 | 0 | 0 | 0 | 0 | 0 | 0 | 0 | 3.3188e-09 | -4.8912e-08 | 4.8778e-08 | -3.8191e-09 | 2.4876e-08 | -2.4241e-08 | -9.9211e-08 | 5.3178e-09 | -3.3443e-09 | 4.9628e-08 | -1.8265e-09 | 3.7617e-10 | 0 | 0 | 0 | 0 | 0 | 0 |  | 1.3397 | 0.65619 | 0.66772 | 1.3397 | 0.65619 | 0.66772 | 0.2935 | -97.3931 | 83.974 | 0.2935 | -97.3931 | 83.974
Line15_16_17 | 0 | 0 | 0 | 0 | 0 | 0 | 0 | 0 | 0 | 0 | 0 | 0 | 1.6594e-09 | -2.4456e-08 | 2.4389e-08 | -2.1597e-09 | 4.2023e-10 | 1.4727e-10 | -4.9606e-08 | 2.6589e-09 | -1.6722e-09 | 2.2646e-11 | 8.3241e-10 | -1.296e-09 | 0 | 0 | 0 | 0 | 0 | 0 |  | 1.3397 | 0.65619 | 0.66772 | 1.3397 | 0.65619 | 0.66772 | 0.2935 | -97.3931 | 83.974 | 0.2935 | -97.3931 | 83.974
Line16_4_18 | 0 | 0 | 0 | 0 | 0 | 0 | 0 | 0 | 0 | 0 | 0 | 0 | 1.591e-09 | -2.4372e-08 | 2.4365e-08 | -2.1539e-09 | 4.2274e-10 | 1.4753e-10 | -4.9476e-08 | 2.7344e-09 | -1.6818e-09 | 2.539e-11 | 8.2847e-10 | -1.2948e-09 | 0 | 0 | 0 | 0 | 0 | 0 |  | 1.3388 | 0.65548 | 0.66846 | 1.3388 | 0.65548 | 0.66846 | 0.32928 | -97.4801 | 84.0579 | 0.32928 | -97.4801 | 84.0579
Line17_5_19 | 0 | 0 | 0 | 0 | 0 | 0 | 0 | 0 | 0 | 0 | 0 | 0 | 1.6594e-09 | -2.4456e-08 | 2.4389e-08 | -2.1597e-09 | 4.2023e-10 | 1.4727e-10 | -4.9606e-08 | 2.6589e-09 | -1.6722e-09 | 2.2646e-11 | 8.3241e-10 | -1.296e-09 | 0 | 0 | 0 | 0 | 0 | 0 |  | 1.3397 | 0.65619 | 0.66772 | 1.3397 | 0.65619 | 0.66772 | 0.2935 | -97.3931 | 83.974 | 0.2935 | -97.3931 | 83.974
Line1_1_3 | 1.2834e-06 | 1.2987e-06 | 1.2682e-06 | 1.1233e-06 | 1.1385e-06 | 1.1082e-06 | 2.9639e-07 | 2.9991e-07 | 2.9289e-07 | 2.5942e-07 | 2.6293e-07 | 2.5593e-07 | 1.3275e-08 | -1.9565e-07 | 1.9511e-07 | -1.3775e-08 | 1.7161e-07 | -1.7057e-07 | -3.9684e-07 | 2.1271e-08 | -1.3377e-08 | 3.4726e-07 | -1.778e-08 | 1.0409e-08 | 88.3776 | 88.8118 | 87.8962 | -91.9781 | -91.4781 | -92.5339 |  | 1.3397 | 0.65619 | 0.66772 | 1.3397 | 0.65619 | 0.66772 | 0.2935 | -97.3931 | 83.974 | 0.2935 | -97.3931 | 83.974
Line2_1_4 | 0.020366 | 0.020366 | 0.020366 | 0.020366 | 0.020366 | 0.020366 | 0.0047032 | 0.0047032 | 0.0047032 | 0.0047033 | 0.0047033 | 0.0047033 | 7.5649e-05 | 0.0030533 | -0.003117 | -7.1667e-05 | -0.0030493 | 0.003121 | 0.0063003 | -0.00044948 | 0.00038313 | -0.0062962 | 0.00045364 | -0.00037899 | -89.0186 | -89.0186 | -89.0186 | 90.9814 | 90.9814 | 90.9814 |  | 1.3397 | 0.65619 | 0.66772 | 1.3388 | 0.65548 | 0.66846 | 0.2935 | -97.3931 | 83.974 | 0.32928 | -97.4801 | 84.0579
Line3_1_5 | 0 | 0 | 0 | 0 | 0 | 0 | 0 | 0 | 0 | 0 | 0 | 0 | 3.3187e-09 | -4.8912e-08 | 4.8778e-08 | -3.819e-09 | 2.4876e-08 | -2.4241e-08 | -9.9211e-08 | 5.3178e-09 | -3.3443e-09 | 4.9628e-08 | -1.8265e-09 | 3.7617e-10 | 0 | 0 | 0 | 0 | 0 | 0 |  | 1.3397 | 0.65619 | 0.66772 | 1.3397 | 0.65619 | 0.66772 | 0.2935 | -97.3931 | 83.974 | 0.2935 | -97.3931 | 83.974
Line4_2_6 | 0 | 1.3606 | 1.3966 | 0 | 1.3606 | 1.3966 | 0 | 0.31422 | 0.32254 | 0 | 0.31422 | 0.32254 | 9.8257e-09 | 0.10641 | 0.11254 | -1.0272e-08 | -0.070941 | -0.075027 | -2.4948e-07 | 0.11221 | 0.11587 | 1.9964e-07 | -0.074805 | -0.077245 | 0 | -143.9115 | 38.1392 | 0 | 36.0885 | -141.8608 |  | 1.3388 | 0.49214 | 0.50079 | 1.3379 | 0.32809 | 0.33386 | 0.32927 | -97.3931 | 83.974 | 0.36509 | -97.3931 | 83.974
Line5_6_7 | 0 | 1.3606 | 1.3966 | 0 | 1.3606 | 1.3966 | 0 | 0.31422 | 0.32254 | 0 | 0.31422 | 0.32254 | 8.124e-09 | 0.070941 | 0.075027 | -8.4154e-09 | -0.035471 | -0.037513 | -1.9961e-07 | 0.074805 | 0.077245 | 1.4974e-07 | -0.037402 | -0.038623 | 0 | -143.9115 | 38.1392 | 0 | 36.0885 | -141.8608 |  | 1.3379 | 0.32809 | 0.33386 | 1.337 | 0.16405 | 0.16693 | 0.36509 | -97.3931 | 83.974 | 0.40096 | -97.3931 | 83.974
Line6_7_8 | 0 | 1.3606 | 1.3966 | 0 | 1.3606 | 1.3966 | 0 | 0.31422 | 0.32254 | 0 | 0.31422 | 0.32254 | 6.2731e-09 | 0.035471 | 0.037513 | -6.4096e-09 | 3.4661e-15 | -4.4379e-17 | -1.4971e-07 | 0.037402 | 0.038623 | 9.9802e-08 | -5.3078e-14 | 4.52e-14 | 0 | -143.9115 | 38.1392 | 0 | 36.0885 | -141.8608 |  | 1.337 | 0.16405 | 0.16693 | 1.3361 | 0 | 0 | 0.40096 | -97.3931 | 83.974 | 0.43687 | 0 | 0
Line7_8_9 | 0 | 0 | 0 | 0 | 0 | 0 | 0 | 0 | 0 | 0 | 0 | 0 | 2.1365e-09 | -5.074e-21 | -3.676e-21 | -2.1365e-09 | 6.2646e-18 | -1.1014e-17 | -4.9884e-08 | -4.5322e-21 | -3.1357e-21 | 3.3618e-11 | 1.9975e-17 | -1.8315e-18 | 0 | 0 | 0 | 0 | 0 | 0 |  | 1.3361 | 0 | 0 | 1.3361 | 0 | 0 | 0.43687 | 0 | 0 | 0.43687 | 0 | 0
Line8_8_10 | 0 | 0 | 0 | 0 | 0 | 0 | 0 | 0 | 0 | 0 | 0 | 0 | 2.1365e-09 | -5.074e-21 | -3.676e-21 | -2.1365e-09 | 6.2646e-18 | -1.1014e-17 | -4.9884e-08 | -4.5322e-21 | -3.1357e-21 | 3.3618e-11 | 1.9975e-17 | -1.8315e-18 | 0 | 0 | 0 | 0 | 0 | 0 |  | 1.3361 | 0 | 0 | 1.3361 | 0 | 0 | 0.43687 | 0 | 0 | 0.43687 | 0 | 0
Line9_3_11 | 1.123e-06 | 1.1363e-06 | 1.1097e-06 | 0 | 0 | 0 | 2.5935e-07 | 2.6242e-07 | 2.5628e-07 | 0 | 0 | 0 | 1.1616e-08 | -1.7119e-07 | 1.7072e-07 | -1.2116e-08 | 1.4716e-07 | -1.4619e-07 | -3.4724e-07 | 1.8612e-08 | -1.1705e-08 | 2.9766e-07 | -1.5121e-08 | 8.7369e-09 | 88.3776 | 88.8118 | 87.8962 | 0 | 0 | 0 |  | 1.3397 | 0.65619 | 0.66772 | 1.3397 | 0.65619 | 0.66772 | 0.2935 | -97.3931 | 83.974 | 0.2935 | -97.3931 | 83.974

## LLG_min_fault_6
name | pf_ikss_a_from_ka | pf_ikss_b_from_ka | pf_ikss_c_from_ka | pf_ikss_a_to_ka | pf_ikss_b_to_ka | pf_ikss_c_to_ka | pf_skss_a_from_mw | pf_skss_b_from_mw | pf_skss_c_from_mw | pf_skss_a_to_mw | pf_skss_b_to_mw | pf_skss_c_to_mw | pf_p_a_from_mw | pf_p_b_from_mw | pf_p_c_from_mw | pf_p_a_to_mw | pf_p_b_to_mw | pf_p_c_to_mw | pf_q_a_from_mvar | pf_q_b_from_mvar | pf_q_c_from_mvar | pf_q_a_to_mvar | pf_q_b_to_mvar | pf_q_c_to_mvar | pf_ikss_a_from_degree | pf_ikss_b_from_degree | pf_ikss_c_from_degree | pf_ikss_a_to_degree | pf_ikss_b_to_degree | pf_ikss_c_to_degree | 3xI0 | pf_vm_a_from_pu | pf_vm_b_from_pu | pf_vm_c_from_pu | pf_vm_a_to_pu | pf_vm_b_to_pu | pf_vm_c_to_pu | pf_va_a_from_degree | pf_va_b_from_degree | pf_va_c_from_degree | pf_va_a_to_degree | pf_va_b_to_degree | pf_va_c_to_degree
Line0_1_2 | 0 | 0.026087 | 0.031021 | 0 | 0.026087 | 0.031021 | 0 | 0.0060245 | 0.007164 | 0 | 0.0060245 | 0.007164 | -3.6099e-08 | 0.0034458 | 0.0048881 | 2.9466e-08 | -0.003435 | -0.0048689 | -8.1729e-08 | 0.003463 | 0.0048759 | 6.8459e-08 | -0.0034479 | -0.0048598 | 0 | -159.7501 | 65.3554 | 0 | 20.25 | -114.6447 |  | 1.0912 | 0.81089 | 0.96373 | 1.0908 | 0.80786 | 0.96025 | 4.3537 | -114.6075 | 110.2838 | 4.3607 | -114.6425 | 110.3014
Line10_11_12 | 0 | 0 | 0 | 0 | 0 | 0 | 0 | 0 | 0 | 0 | 0 | 0 | -3.6261e-08 | -3.9715e-08 | 7.7606e-08 | 2.9642e-08 | 3.3497e-08 | -6.4768e-08 | -8.1094e-08 | 5.2787e-08 | -1.1093e-08 | 6.7867e-08 | -4.3724e-08 | 8.678e-09 | 0 | 0 | 0 | 0 | 0 | 0 |  | 1.0912 | 0.81089 | 0.96373 | 1.0912 | 0.81089 | 0.96373 | 4.3537 | -114.6075 | 110.2838 | 4.3537 | -114.6075 | 110.2838
Line11_12_13 | 0 | 0 | 0 | 0 | 0 | 0 | 0 | 0 | 0 | 0 | 0 | 0 | -3.0218e-08 | -3.3096e-08 | 6.4672e-08 | 2.3598e-08 | 2.6878e-08 | -5.1834e-08 | -6.7578e-08 | 4.3989e-08 | -9.2445e-09 | 5.4351e-08 | -3.4926e-08 | 6.8291e-09 | 0 | 0 | 0 | 0 | 0 | 0 |  | 1.0912 | 0.81089 | 0.96373 | 1.0912 | 0.81089 | 0.96373 | 4.3537 | -114.6075 | 110.2838 | 4.3537 | -114.6075 | 110.2838
Line12_13_15 | 0 | 0 | 0 | 0 | 0 | 0 | 0 | 0 | 0 | 0 | 0 | 0 | -1.8131e-08 | -1.9858e-08 | 3.8803e-08 | 1.1511e-08 | 1.3639e-08 | -2.5965e-08 | -4.0547e-08 | 2.6394e-08 | -5.5467e-09 | 2.732e-08 | -1.733e-08 | 3.1313e-09 | 0 | 0 | 0 | 0 | 0 | 0 |  | 1.0912 | 0.81089 | 0.96373 | 1.0912 | 0.81089 | 0.96373 | 4.3537 | -114.6075 | 110.2838 | 4.3537 | -114.6075 | 110.2838
Line13_13_14 | 0 | 0 | 0 | 0 | 0 | 0 | 0 | 0 | 0 | 0 | 0 | 0 | -6.0435e-09 | -6.6192e-09 | 1.2934e-08 | -5.7602e-10 | 4.011e-10 | -9.6669e-11 | -1.3516e-08 | 8.7979e-09 | -1.8489e-09 | 2.8856e-10 | 2.6545e-10 | -5.6655e-10 | 0 | 0 | 0 | 0 | 0 | 0 |  | 1.0912 | 0.81089 | 0.96373 | 1.0912 | 0.81089 | 0.96373 | 4.3537 | -114.6075 | 110.2838 | 4.3537 | -114.6075 | 110.2838
Line14_15_16 | 0 | 0 | 0 | 0 | 0 | 0 | 0 | 0 | 0 | 0 | 0 | 0 | -1.2087e-08 | -1.3238e-08 | 2.5869e-08 | 5.4675e-09 | 7.0203e-09 | -1.3031e-08 | -2.7031e-08 | 1.7596e-08 | -3.6978e-09 | 1.3804e-08 | -8.5324e-09 | 1.2824e-09 | 0 | 0 | 0 | 0 | 0 | 0 |  | 1.0912 | 0.81089 | 0.96373 | 1.0912 | 0.81089 | 0.96373 | 4.3537 | -114.6075 | 110.2838 | 4.3537 | -114.6075 | 110.2838
Line15_16_17 | 0 | 0 | 0 | 0 | 0 | 0 | 0 | 0 | 0 | 0 | 0 | 0 | -6.0435e-09 | -6.6192e-09 | 1.2934e-08 | -5.7602e-10 | 4.011e-10 | -9.6669e-11 | -1.3516e-08 | 8.7979e-09 | -1.8489e-09 | 2.8856e-10 | 2.6545e-10 | -5.6655e-10 | 0 | 0 | 0 | 0 | 0 | 0 |  | 1.0912 | 0.81089 | 0.96373 | 1.0912 | 0.81089 | 0.96373 | 4.3537 | -114.6075 | 110.2838 | 4.3537 | -114.6075 | 110.2838
Line16_4_18 | 0 | 0 | 0 | 0 | 0 | 0 | 0 | 0 | 0 | 0 | 0 | 0 | -6.0533e-09 | -6.5851e-09 | 1.2909e-08 | -5.7411e-10 | 4.0101e-10 | -9.7337e-11 | -1.3472e-08 | 8.7975e-09 | -1.8654e-09 | 2.889e-10 | 2.6396e-10 | -5.6541e-10 | 0 | 0 | 0 | 0 | 0 | 0 |  | 1.0908 | 0.81099 | 0.96397 | 1.0908 | 0.81099 | 0.96397 | 4.3607 | -114.6384 | 110.3061 | 4.3607 | -114.6384 | 110.3061
Line17_5_19 | 0 | 0 | 0 | 0 | 0 | 0 | 0 | 0 | 0 | 0 | 0 | 0 | -6.0435e-09 | -6.6192e-09 | 1.2934e-08 | -5.7602e-10 | 4.011e-10 | -9.6669e-11 | -1.3516e-08 | 8.7979e-09 | -1.8489e-09 | 2.8856e-10 | 2.6545e-10 | -5.6655e-10 | 0 | 0 | 0 | 0 | 0 | 0 |  | 1.0912 | 0.81089 | 0.96373 | 1.0912 | 0.81089 | 0.96373 | 4.3537 | -114.6075 | 110.2838 | 4.3537 | -114.6075 | 110.2838
Line1_1_3 | 0 | 0 | 0 | 0 | 0 | 0 | 0 | 0 | 0 | 0 | 0 | 0 | -4.8348e-08 | -5.2953e-08 | 1.0347e-07 | 4.1729e-08 | 4.6735e-08 | -9.0637e-08 | -1.0812e-07 | 7.0383e-08 | -1.4791e-08 | 9.4898e-08 | -6.132e-08 | 1.2376e-08 | 0 | 0 | 0 | 0 | 0 | 0 |  | 1.0912 | 0.81089 | 0.96373 | 1.0912 | 0.81089 | 0.96373 | 4.3537 | -114.6075 | 110.2838 | 4.3537 | -114.6075 | 110.2838
Line2_1_4 | 0.007458 | 0.007458 | 0.007458 | 0.007458 | 0.007458 | 0.007458 | 0.0017223 | 0.0017223 | 0.0017223 | 0.0017224 | 0.0017224 | 0.0017224 | 0.00084435 | 0.00078791 | -0.0016307 | -0.00084382 | -0.00078738 | 0.0016312 | 0.0016791 | -0.0011532 | 0.00031005 | -0.0016786 | 0.0011537 | -0.0003095 | -58.9505 | -58.9505 | -58.9505 | 121.0495 | 121.0495 | 121.0495 |  | 1.0912 | 0.81089 | 0.96373 | 1.0908 | 0.81099 | 0.96397 | 4.3537 | -114.6075 | 110.2838 | 4.3607 | -114.6384 | 110.3061
Line3_1_5 | 0 | 0 | 0 | 0 | 0 | 0 | 0 | 0 | 0 | 0 | 0 | 0 | -1.2087e-08 | -1.3238e-08 | 2.5869e-08 | 5.4675e-09 | 7.0203e-09 | -1.3031e-08 | -2.7031e-08 | 1.7596e-08 | -3.6978e-09 | 1.3804e-08 | -8.5324e-09 | 1.2824e-09 | 0 | 0 | 0 | 0 | 0 | 0 |  | 1.0912 | 0.81089 | 0.96373 | 1.0912 | 0.81089 | 0.96373 | 4.3537 | -114.6075 | 110.2838 | 4.3537 | -114.6075 | 110.2838
Line4_2_6 | 0 | 0.026087 | 0.031021 | 0 | 0.026087 | 0.031021 | 0 | 0.0060245 | 0.007164 | 0 | 0.0060245 | 0.007164 | -3.004e-08 | 0.003435 | 0.0048689 | 2.3427e-08 | -0.0034242 | -0.0048498 | -6.817e-08 | 0.0034479 | 0.0048598 | 5.487e-08 | -0.0034328 | -0.0048437 | 0 | -159.75 | 65.3553 | 0 | 20.2502 | -114.6448 |  | 1.0908 | 0.80786 | 0.96025 | 1.0904 | 0.80482 | 0.95677 | 4.3607 | -114.6425 | 110.3014 | 4.3676 | -114.6779 | 110.3191
Line5_6_7 | 0 | 0.026087 | 0.031021 | 0 | 0.026087 | 0.031021 | 0 | 0.0060245 | 0.007164 | 0 | 0.0060245 | 0.007164 | -2.3999e-08 | 0.0034242 | 0.0048498 | 1.7406e-08 | -0.0034134 | -0.0048306 | -5.4581e-08 | 0.0034328 | 0.0048437 | 4.1251e-08 | -0.0034177 | -0.0048276 | 0 | -159.7498 | 65.3552 | 0 | 20.2503 | -114.6449 |  | 1.0904 | 0.80482 | 0.95677 | 1.0899 | 0.80178 | 0.95329 | 4.3676 | -114.6779 | 110.3191 | 4.3745 | -114.7134 | 110.3369
Line6_7_8 | 0 | 0.026087 | 0.031021 | 0 | 0.026087 | 0.031021 | 0 | 0.0060245 | 0.007164 | 0 | 0.0060245 | 0.007164 | -1.7976e-08 | 0.0034134 | 0.0048306 | 1.1404e-08 | -0.0034026 | -0.0048115 | -4.0961e-08 | 0.0034177 | 0.0048276 | 2.7601e-08 | -0.0034026 | -0.0048114 | 0 | -159.7497 | 65.3551 | 0 | 20.2504 | -114.645 |  | 1.0899 | 0.80178 | 0.95329 | 1.0895 | 0.79874 | 0.94981 | 4.3745 | -114.7134 | 110.3369 | 4.3815 | -114.7493 | 110.3549
Line7_8_9 | 0 | 0 | 0 | 0 | 0 | 0 | 0 | 0 | 0 | 0 | 0 | 0 | -5.9861e-09 | -6.6513e-09 | 1.2821e-08 | -5.6842e-10 | 4.3132e-10 | -4.6121e-11 | -1.3656e-08 | 8.7128e-09 | -1.7327e-09 | 2.8994e-10 | 2.5462e-10 | -5.5433e-10 | 0 | 0 | 0 | 0 | 0 | 0 |  | 1.0895 | 0.79874 | 0.94981 | 1.0895 | 0.79874 | 0.94981 | 4.3815 | -114.7493 | 110.3549 | 4.3815 | -114.7493 | 110.3549
Line8_8_10 | 0 | 0 | 0 | 0 | 0 | 0 | 0 | 0 | 0 | 0 | 0 | 0 | -5.9861e-09 | -6.6513e-09 | 1.2821e-08 | -5.6842e-10 | 4.3132e-10 | -4.6121e-11 | -1.3656e-08 | 8.7128e-09 | -1.7327e-09 | 2.8994e-10 | 2.5462e-10 | -5.5433e-10 | 0 | 0 | 0 | 0 | 0 | 0 |  | 1.0895 | 0.79874 | 0.94981 | 1.0895 | 0.79874 | 0.94981 | 4.3815 | -114.7493 | 110.3549 | 4.3815 | -114.7493 | 110.3549
Line9_3_11 | 0 | 0 | 0 | 0 | 0 | 0 | 0 | 0 | 0 | 0 | 0 | 0 | -4.2305e-08 | -4.6334e-08 | 9.054e-08 | 3.5685e-08 | 4.0116e-08 | -7.7703e-08 | -9.4609e-08 | 6.1585e-08 | -1.2942e-08 | 8.1382e-08 | -5.2522e-08 | 1.0527e-08 | 0 | 0 | 0 | 0 | 0 | 0 |  | 1.0912 | 0.81089 | 0.96373 | 1.0912 | 0.81089 | 0.96373 | 4.3537 | -114.6075 | 110.2838 | 4.3537 | -114.6075 | 110.2838

## LLG_min_fault_10
name | pf_ikss_a_from_ka | pf_ikss_b_from_ka | pf_ikss_c_from_ka | pf_ikss_a_to_ka | pf_ikss_b_to_ka | pf_ikss_c_to_ka | pf_skss_a_from_mw | pf_skss_b_from_mw | pf_skss_c_from_mw | pf_skss_a_to_mw | pf_skss_b_to_mw | pf_skss_c_to_mw | pf_p_a_from_mw | pf_p_b_from_mw | pf_p_c_from_mw | pf_p_a_to_mw | pf_p_b_to_mw | pf_p_c_to_mw | pf_q_a_from_mvar | pf_q_b_from_mvar | pf_q_c_from_mvar | pf_q_a_to_mvar | pf_q_b_to_mvar | pf_q_c_to_mvar | pf_ikss_a_from_degree | pf_ikss_b_from_degree | pf_ikss_c_from_degree | pf_ikss_a_to_degree | pf_ikss_b_to_degree | pf_ikss_c_to_degree | 3xI0 | pf_vm_a_from_pu | pf_vm_b_from_pu | pf_vm_c_from_pu | pf_vm_a_to_pu | pf_vm_b_to_pu | pf_vm_c_to_pu | pf_va_a_from_degree | pf_va_b_from_degree | pf_va_c_from_degree | pf_va_a_to_degree | pf_va_b_to_degree | pf_va_c_to_degree
Line0_1_2 | 0 | 0.024714 | 0.029388 | 0 | 0.024714 | 0.029388 | 0 | 0.0057074 | 0.0067869 | 0 | 0.0057074 | 0.0067869 | -3.2399e-08 | 0.0030926 | 0.0043871 | 2.6446e-08 | -0.0030829 | -0.0043699 | -7.3352e-08 | 0.003108 | 0.0043761 | 6.1442e-08 | -0.0030945 | -0.0043617 | 0 | -159.7501 | 65.3554 | 0 | 20.25 | -114.6447 |  | 1.0338 | 0.76822 | 0.91301 | 1.0334 | 0.76534 | 0.90971 | 4.3537 | -114.6075 | 110.2838 | 4.3607 | -114.6425 | 110.3014
Line10_11_12 | 0 | 0 | 0 | 0 | 0 | 0 | 0 | 0 | 0 | 0 | 0 | 0 | -3.2545e-08 | -3.5645e-08 | 6.9652e-08 | 2.6604e-08 | 3.0064e-08 | -5.813e-08 | -7.2782e-08 | 4.7377e-08 | -9.9564e-09 | 6.0911e-08 | -3.9243e-08 | 7.7885e-09 | 0 | 0 | 0 | 0 | 0 | 0 |  | 1.0338 | 0.76822 | 0.91301 | 1.0338 | 0.76822 | 0.91301 | 4.3537 | -114.6075 | 110.2838 | 4.3537 | -114.6075 | 110.2838
Line11_12_13 | 0 | 0 | 0 | 0 | 0 | 0 | 0 | 0 | 0 | 0 | 0 | 0 | -2.7121e-08 | -2.9704e-08 | 5.8043e-08 | 2.1179e-08 | 2.4123e-08 | -4.6521e-08 | -6.0652e-08 | 3.9481e-08 | -8.297e-09 | 4.878e-08 | -3.1346e-08 | 6.1291e-09 | 0 | 0 | 0 | 0 | 0 | 0 |  | 1.0338 | 0.76822 | 0.91301 | 1.0338 | 0.76822 | 0.91301 | 4.3537 | -114.6075 | 110.2838 | 4.3537 | -114.6075 | 110.2838
Line12_13_15 | 0 | 0 | 0 | 0 | 0 | 0 | 0 | 0 | 0 | 0 | 0 | 0 | -1.6272e-08 | -1.7822e-08 | 3.4826e-08 | 1.0331e-08 | 1.2242e-08 | -2.3304e-08 | -3.6391e-08 | 2.3688e-08 | -4.9782e-09 | 2.452e-08 | -1.5554e-08 | 2.8103e-09 | 0 | 0 | 0 | 0 | 0 | 0 |  | 1.0338 | 0.76822 | 0.91301 | 1.0338 | 0.76822 | 0.91301 | 4.3537 | -114.6075 | 110.2838 | 4.3537 | -114.6075 | 110.2838
Line13_13_14 | 0 | 0 | 0 | 0 | 0 | 0 | 0 | 0 | 0 | 0 | 0 | 0 | -5.4241e-09 | -5.9408e-09 | 1.1609e-08 | -5.1698e-10 | 3.5999e-10 | -8.6761e-11 | -1.213e-08 | 7.8962e-09 | -1.6594e-09 | 2.5898e-10 | 2.3825e-10 | -5.0849e-10 | 0 | 0 | 0 | 0 | 0 | 0 |  | 1.0338 | 0.76822 | 0.91301 | 1.0338 | 0.76822 | 0.91301 | 4.3537 | -114.6075 | 110.2838 | 4.3537 | -114.6075 | 110.2838
Line14_15_16 | 0 | 0 | 0 | 0 | 0 | 0 | 0 | 0 | 0 | 0 | 0 | 0 | -1.0848e-08 | -1.1882e-08 | 2.3217e-08 | 4.9071e-09 | 6.3008e-09 | -1.1695e-08 | -2.4261e-08 | 1.5792e-08 | -3.3188e-09 | 1.2389e-08 | -7.6579e-09 | 1.1509e-09 | 0 | 0 | 0 | 0 | 0 | 0 |  | 1.0338 | 0.76822 | 0.91301 | 1.0338 | 0.76822 | 0.91301 | 4.3537 | -114.6075 | 110.2838 | 4.3537 | -114.6075 | 110.2838
Line15_16_17 | 0 | 0 | 0 | 0 | 0 | 0 | 0 | 0 | 0 | 0 | 0 | 0 | -5.4241e-09 | -5.9408e-09 | 1.1609e-08 | -5.1698e-10 | 3.5999e-10 | -8.6761e-11 | -1.213e-08 | 7.8962e-09 | -1.6594e-09 | 2.5898e-10 | 2.3825e-10 | -5.0849e-10 | 0 | 0 | 0 | 0 | 0 | 0 |  | 1.0338 | 0.76822 | 0.91301 | 1.0338 | 0.76822 | 0.91301 | 4.3537 | -114.6075 | 110.2838 | 4.3537 | -114.6075 | 110.2838
Line16_4_18 | 0 | 0 | 0 | 0 | 0 | 0 | 0 | 0 | 0 | 0 | 0 | 0 | -5.4329e-09 | -5.9102e-09 | 1.1586e-08 | -5.1527e-10 | 3.5991e-10 | -8.736e-11 | -1.2092e-08 | 7.8958e-09 | -1.6742e-09 | 2.5929e-10 | 2.3691e-10 | -5.0746e-10 | 0 | 0 | 0 | 0 | 0 | 0 |  | 1.0334 | 0.7683 | 0.91324 | 1.0334 | 0.7683 | 0.91324 | 4.3607 | -114.6384 | 110.3061 | 4.3607 | -114.6384 | 110.3061
Line17_5_19 | 0 | 0 | 0 | 0 | 0 | 0 | 0 | 0 | 0 | 0 | 0 | 0 | -5.4241e-09 | -5.9408e-09 | 1.1609e-08 | -5.1698e-10 | 3.5999e-10 | -8.6761e-11 | -1.213e-08 | 7.8962e-09 | -1.6594e-09 | 2.5898e-10 | 2.3825e-10 | -5.0849e-10 | 0 | 0 | 0 | 0 | 0 | 0 |  | 1.0338 | 0.76822 | 0.91301 | 1.0338 | 0.76822 | 0.91301 | 4.3537 | -114.6075 | 110.2838 | 4.3537 | -114.6075 | 110.2838
Line1_1_3 | 0 | 0 | 0 | 0 | 0 | 0 | 0 | 0 | 0 | 0 | 0 | 0 | -4.3393e-08 | -4.7526e-08 | 9.2869e-08 | 3.7452e-08 | 4.1945e-08 | -8.1347e-08 | -9.7043e-08 | 6.3169e-08 | -1.3275e-08 | 8.5172e-08 | -5.5035e-08 | 1.1107e-08 | 0 | 0 | 0 | 0 | 0 | 0 |  | 1.0338 | 0.76822 | 0.91301 | 1.0338 | 0.76822 | 0.91301 | 4.3537 | -114.6075 | 110.2838 | 4.3537 | -114.6075 | 110.2838
Line2_1_4 | 0.0070654 | 0.0070654 | 0.0070654 | 0.0070655 | 0.0070655 | 0.0070655 | 0.0016317 | 0.0016317 | 0.0016317 | 0.0016317 | 0.0016317 | 0.0016317 | 0.00075781 | 0.00070715 | -0.0014635 | -0.00075734 | -0.00070668 | 0.001464 | 0.001507 | -0.001035 | 0.00027827 | -0.0015065 | 0.0010355 | -0.00027778 | -58.9505 | -58.9505 | -58.9505 | 121.0495 | 121.0495 | 121.0495 |  | 1.0338 | 0.76822 | 0.91301 | 1.0334 | 0.7683 | 0.91324 | 4.3537 | -114.6075 | 110.2838 | 4.3607 | -114.6384 | 110.3061
Line3_1_5 | 0 | 0 | 0 | 0 | 0 | 0 | 0 | 0 | 0 | 0 | 0 | 0 | -1.0848e-08 | -1.1882e-08 | 2.3217e-08 | 4.9071e-09 | 6.3007e-09 | -1.1695e-08 | -2.4261e-08 | 1.5792e-08 | -3.3188e-09 | 1.2389e-08 | -7.6579e-09 | 1.1509e-09 | 0 | 0 | 0 | 0 | 0 | 0 |  | 1.0338 | 0.76822 | 0.91301 | 1.0338 | 0.76822 | 0.91301 | 4.3537 | -114.6075 | 110.2838 | 4.3537 | -114.6075 | 110.2838
Line4_2_6 | 0 | 0.024714 | 0.029388 | 0 | 0.024714 | 0.029388 | 0 | 0.0057074 | 0.0067869 | 0 | 0.0057074 | 0.0067869 | -2.6961e-08 | 0.0030829 | 0.0043699 | 2.1026e-08 | -0.0030732 | -0.0043527 | -6.1183e-08 | 0.0030945 | 0.0043617 | 4.9246e-08 | -0.0030809 | -0.0043472 | 0 | -159.75 | 65.3553 | 0 | 20.2502 | -114.6448 |  | 1.0334 | 0.76534 | 0.90971 | 1.033 | 0.76246 | 0.90642 | 4.3607 | -114.6425 | 110.3014 | 4.3676 | -114.6779 | 110.3191
Line5_6_7 | 0 | 0.024714 | 0.029388 | 0 | 0.024714 | 0.029388 | 0 | 0.0057074 | 0.0067869 | 0 | 0.0057074 | 0.0067869 | -2.1539e-08 | 0.0030732 | 0.0043527 | 1.5622e-08 | -0.0030635 | -0.0043355 | -4.8987e-08 | 0.0030809 | 0.0043472 | 3.7023e-08 | -0.0030674 | -0.0043328 | 0 | -159.7498 | 65.3552 | 0 | 20.2503 | -114.6449 |  | 1.033 | 0.76246 | 0.90642 | 1.0326 | 0.75958 | 0.90312 | 4.3676 | -114.6779 | 110.3191 | 4.3745 | -114.7134 | 110.3369
Line6_7_8 | 0 | 0.024714 | 0.029388 | 0 | 0.024714 | 0.029388 | 0 | 0.0057074 | 0.0067869 | 0 | 0.0057074 | 0.0067869 | -1.6134e-08 | 0.0030635 | 0.0043355 | 1.0235e-08 | -0.0030538 | -0.0043183 | -3.6763e-08 | 0.0030674 | 0.0043328 | 2.4772e-08 | -0.0030539 | -0.0043183 | 0 | -159.7497 | 65.3551 | 0 | 20.2504 | -114.645 |  | 1.0326 | 0.75958 | 0.90312 | 1.0322 | 0.7567 | 0.89982 | 4.3745 | -114.7134 | 110.3369 | 4.3815 | -114.7493 | 110.3549
Line7_8_9 | 0 | 0 | 0 | 0 | 0 | 0 | 0 | 0 | 0 | 0 | 0 | 0 | -5.3726e-09 | -5.9696e-09 | 1.1507e-08 | -5.1016e-10 | 3.8712e-10 | -4.1394e-11 | -1.2256e-08 | 7.8198e-09 | -1.5551e-09 | 2.6022e-10 | 2.2852e-10 | -4.9751e-10 | 0 | 0 | 0 | 0 | 0 | 0 |  | 1.0322 | 0.7567 | 0.89982 | 1.0322 | 0.7567 | 0.89982 | 4.3815 | -114.7493 | 110.3549 | 4.3815 | -114.7493 | 110.3549
Line8_8_10 | 0 | 0 | 0 | 0 | 0 | 0 | 0 | 0 | 0 | 0 | 0 | 0 | -5.3726e-09 | -5.9696e-09 | 1.1507e-08 | -5.1016e-10 | 3.8712e-10 | -4.1394e-11 | -1.2256e-08 | 7.8198e-09 | -1.5551e-09 | 2.6022e-10 | 2.2852e-10 | -4.9751e-10 | 0 | 0 | 0 | 0 | 0 | 0 |  | 1.0322 | 0.7567 | 0.89982 | 1.0322 | 0.7567 | 0.89982 | 4.3815 | -114.7493 | 110.3549 | 4.3815 | -114.7493 | 110.3549
Line9_3_11 | 0 | 0 | 0 | 0 | 0 | 0 | 0 | 0 | 0 | 0 | 0 | 0 | -3.7969e-08 | -4.1585e-08 | 8.126e-08 | 3.2028e-08 | 3.6005e-08 | -6.9739e-08 | -8.4913e-08 | 5.5273e-08 | -1.1616e-08 | 7.3041e-08 | -4.7139e-08 | 9.4479e-09 | 0 | 0 | 0 | 0 | 0 | 0 |  | 1.0338 | 0.76822 | 0.91301 | 1.0338 | 0.76822 | 0.91301 | 4.3537 | -114.6075 | 110.2838 | 4.3537 | -114.6075 | 110.2838