## LLL_max_6
name | pf_ikss_from_ka | pf_ikss_to_ka | pf_ip_from_ka | pf_ip_to_ka | pf_skss_from_mw | pf_skss_to_mw | pf_p_from_mw | pf_p_to_mw | pf_q_from_mvar | pf_q_to_mvar | pf_ikss_from_degree | pf_ikss_to_degree | pf_vm_from_pu | pf_vm_to_pu | pf_va_from_degree | pf_va_to_degree
Line0_1_2 | 2.1767 | 2.1767 | 0 | 0 | 1.508 | 1.508 | 0.56854 | -0.42641 | 1.1371 | -0.85282 | -67.8829 | 112.1171 | 0.84302 | 0.63226 | -4.4479 | -4.4479
Line10_11_12 | 0 | 0 | 0 | 0 | 0 | 0 | 0 | 0 | 0 | 0 | 0 | 0 | 0.84302 | 0.84302 | -4.4479 | -4.4479
Line11_12_13 | 0 | 0 | 0 | 0 | 0 | 0 | 0 | 0 | 0 | 0 | 0 | 0 | 0.84302 | 0.84302 | -4.4479 | -4.4479
Line12_13_15 | 0 | 0 | 0 | 0 | 0 | 0 | 0 | 0 | 0 | 0 | 0 | 0 | 0.84302 | 0.84302 | -4.4479 | -4.4479
Line13_13_14 | 0 | 0 | 0 | 0 | 0 | 0 | 0 | 0 | 0 | 0 | 0 | 0 | 0.84302 | 0.84302 | -4.4479 | -4.4479
Line14_15_16 | 0 | 0 | 0 | 0 | 0 | 0 | 0 | 0 | 0 | 0 | 0 | 0 | 0.84302 | 0.84302 | -4.4479 | -4.4479
Line15_16_17 | 0 | 0 | 0 | 0 | 0 | 0 | 0 | 0 | 0 | 0 | 0 | 0 | 0.84302 | 0.84302 | -4.4479 | -4.4479
Line16_4_18 | 0 | 0 | 0 | 0 | 0 | 0 | 0 | 0 | 0 | 0 | 0 | 0 | 0.84302 | 0.84302 | -4.4479 | -4.4479
Line17_5_19 | 0 | 0 | 0 | 0 | 0 | 0 | 0 | 0 | 0 | 0 | 0 | 0 | 0.84302 | 0.84302 | -4.4479 | -4.4479
Line1_1_3 | 0 | 0 | 0 | 0 | 0 | 0 | 0 | 0 | 0 | 0 | 0 | 0 | 0.84302 | 0.84302 | -4.4479 | -4.4479
Line2_1_4 | 0 | 0 | 0 | 0 | 0 | 0 | 0 | 0 | 0 | 0 | 0 | 0 | 0.84302 | 0.84302 | -4.4479 | -4.4479
Line3_1_5 | 0 | 0 | 0 | 0 | 0 | 0 | 0 | 0 | 0 | 0 | 0 | 0 | 0.84302 | 0.84302 | -4.4479 | -4.4479
Line4_2_6 | 2.1767 | 2.1767 | 0 | 0 | 1.508 | 1.508 | 0.42641 | -0.28427 | 0.85282 | -0.56854 | -67.8829 | 112.1171 | 0.63226 | 0.42151 | -4.4479 | -4.4479
Line5_6_7 | 2.1767 | 2.1767 | 0 | 0 | 1.508 | 1.508 | 0.28427 | -0.14214 | 0.56854 | -0.28427 | -67.8829 | 112.1171 | 0.42151 | 0.21075 | -4.4479 | -4.4479
Line6_7_8 | 2.1767 | 2.1767 | 0 | 4.0311 | 1.508 | 1.508 | 0.14214 | -1e-07 | 0.28427 | -1e-07 | -67.8829 | 112.1171 | 0.21075 | 0 | -4.4479 | 0
Line7_8_9 | 0 | 0 | 0 | 0 | 0 | 0 | 7.9247e-22 | 0 | 4.6423e-22 | 0 | 0 | 0 | 0 | 0 | 0 | 0
Line8_8_10 | 0 | 0 | 0 | 0 | 0 | 0 | 7.9247e-22 | 0 | 4.6423e-22 | 0 | 0 | 0 | 0 | 0 | 0 | 0
Line9_3_11 | 0 | 0 | 0 | 0 | 0 | 0 | 0 | 0 | 0 | 0 | 0 | 0 | 0.84302 | 0.84302 | -4.4479 | -4.4479

## LLL_max_10
name | pf_ikss_from_ka | pf_ikss_to_ka | pf_ip_from_ka | pf_ip_to_ka | pf_skss_from_mw | pf_skss_to_mw | pf_p_from_mw | pf_p_to_mw | pf_q_from_mvar | pf_q_to_mvar | pf_ikss_from_degree | pf_ikss_to_degree | pf_vm_from_pu | pf_vm_to_pu | pf_va_from_degree | pf_va_to_degree
Line0_1_2 | 2.259 | 2.259 | 0 | 0 | 1.5651 | 1.5651 | 0.61237 | -0.45928 | 1.2247 | -0.91856 | -68.05 | 111.95 | 0.87491 | 0.65618 | -4.615 | -4.615
Line10_11_12 | 0 | 0 | 0 | 0 | 0 | 0 | 0 | 0 | 0 | 0 | 0 | 0 | 0.87491 | 0.87491 | -4.615 | -4.615
Line11_12_13 | 0 | 0 | 0 | 0 | 0 | 0 | 0 | 0 | 0 | 0 | 0 | 0 | 0.87491 | 0.87491 | -4.615 | -4.615
Line12_13_15 | 0 | 0 | 0 | 0 | 0 | 0 | 0 | 0 | 0 | 0 | 0 | 0 | 0.87491 | 0.87491 | -4.615 | -4.615
Line13_13_14 | 0 | 0 | 0 | 0 | 0 | 0 | 0 | 0 | 0 | 0 | 0 | 0 | 0.87491 | 0.87491 | -4.615 | -4.615
Line14_15_16 | 0 | 0 | 0 | 0 | 0 | 0 | 0 | 0 | 0 | 0 | 0 | 0 | 0.87491 | 0.87491 | -4.615 | -4.615
Line15_16_17 | 0 | 0 | 0 | 0 | 0 | 0 | 0 | 0 | 0 | 0 | 0 | 0 | 0.87491 | 0.87491 | -4.615 | -4.615
Line16_4_18 | 0 | 0 | 0 | 0 | 0 | 0 | 0 | 0 | 0 | 0 | 0 | 0 | 0.87491 | 0.87491 | -4.615 | -4.615
Line17_5_19 | 0 | 0 | 0 | 0 | 0 | 0 | 0 | 0 | 0 | 0 | 0 | 0 | 0.87491 | 0.87491 | -4.615 | -4.615
Line1_1_3 | 0 | 0 | 0 | 0 | 0 | 0 | 0 | 0 | 0 | 0 | 0 | 0 | 0.87491 | 0.87491 | -4.615 | -4.615
Line2_1_4 | 0 | 0 | 0 | 0 | 0 | 0 | 0 | 0 | 0 | 0 | 0 | 0 | 0.87491 | 0.87491 | -4.615 | -4.615
Line3_1_5 | 0 | 0 | 0 | 0 | 0 | 0 | 0 | 0 | 0 | 0 | 0 | 0 | 0.87491 | 0.87491 | -4.615 | -4.615
Line4_2_6 | 2.259 | 2.259 | 0 | 0 | 1.5651 | 1.5651 | 0.45928 | -0.30619 | 0.91856 | -0.61237 | -68.05 | 111.95 | 0.65618 | 0.43745 | -4.615 | -4.615
Line5_6_7 | 2.259 | 2.259 | 0 | 0 | 1.5651 | 1.5651 | 0.30619 | -0.15309 | 0.61237 | -0.30619 | -68.05 | 111.95 | 0.43745 | 0.21873 | -4.615 | -4.615
Line6_7_8 | 2.259 | 2.259 | 0 | 4.1931 | 1.5651 | 1.5651 | 0.15309 | -1e-07 | 0.30619 | -1e-07 | -68.05 | 111.95 | 0.21873 | 0 | -4.615 | 0
Line7_8_9 | 0 | 0 | 0 | 0 | 0 | 0 | 1.1123e-21 | 0 | -5.2195e-22 | 0 | 0 | 0 | 0 | 0 | 0 | 0
Line8_8_10 | 0 | 0 | 0 | 0 | 0 | 0 | 1.1123e-21 | 0 | -5.2195e-22 | 0 | 0 | 0 | 0 | 0 | 0 | 0
Line9_3_11 | 0 | 0 | 0 | 0 | 0 | 0 | 0 | 0 | 0 | 0 | 0 | 0 | 0.87491 | 0.87491 | -4.615 | -4.615

## LLL_max_fault_6
name | pf_ikss_from_ka | pf_ikss_to_ka | pf_ip_from_ka | pf_ip_to_ka | pf_skss_from_mw | pf_skss_to_mw | pf_p_from_mw | pf_p_to_mw | pf_q_from_mvar | pf_q_to_mvar | pf_ikss_from_degree | pf_ikss_to_degree | pf_vm_from_pu | pf_vm_to_pu | pf_va_from_degree | pf_va_to_degree
Line0_1_2 | 0.033802 | 0.033802 | 0 | 0 | 0.023418 | 0.023418 | 0.017275 | -0.017241 | 0.017412 | -0.017344 | -45.346 | 134.654 | 1.0474 | 1.0443 | -0.11952 | -0.17563
Line10_11_12 | 0 | 0 | 0 | 0 | 0 | 0 | 0 | 0 | 0 | 0 | 0 | 0 | 1.0474 | 1.0474 | -0.11952 | -0.11952
Line11_12_13 | 0 | 0 | 0 | 0 | 0 | 0 | 0 | 0 | 0 | 0 | 0 | 0 | 1.0474 | 1.0474 | -0.11952 | -0.11952
Line12_13_15 | 0 | 0 | 0 | 0 | 0 | 0 | 0 | 0 | 0 | 0 | 0 | 0 | 1.0474 | 1.0474 | -0.11952 | -0.11952
Line13_13_14 | 0 | 0 | 0 | 0 | 0 | 0 | 0 | 0 | 0 | 0 | 0 | 0 | 1.0474 | 1.0474 | -0.11952 | -0.11952
Line14_15_16 | 0 | 0 | 0 | 0 | 0 | 0 | 0 | 0 | 0 | 0 | 0 | 0 | 1.0474 | 1.0474 | -0.11952 | -0.11952
Line15_16_17 | 0 | 0 | 0 | 0 | 0 | 0 | 0 | 0 | 0 | 0 | 0 | 0 | 1.0474 | 1.0474 | -0.11952 | -0.11952
Line16_4_18 | 0 | 0 | 0 | 0 | 0 | 0 | 0 | 0 | 0 | 0 | 0 | 0 | 1.0474 | 1.0474 | -0.11952 | -0.11952
Line17_5_19 | 0 | 0 | 0 | 0 | 0 | 0 | 0 | 0 | 0 | 0 | 0 | 0 | 1.0474 | 1.0474 | -0.11952 | -0.11952
Line1_1_3 | 0 | 0 | 0 | 0 | 0 | 0 | 0 | 0 | 0 | 0 | 0 | 0 | 1.0474 | 1.0474 | -0.11952 | -0.11952
Line2_1_4 | 0 | 0 | 0 | 0 | 0 | 0 | 0 | 0 | 0 | 0 | 0 | 0 | 1.0474 | 1.0474 | -0.11952 | -0.11952
Line3_1_5 | 0 | 0 | 0 | 0 | 0 | 0 | 0 | 0 | 0 | 0 | 0 | 0 | 1.0474 | 1.0474 | -0.11952 | -0.11952
Line4_2_6 | 0.033802 | 0.033802 | 0 | 0 | 0.023418 | 0.023418 | 0.017241 | -0.017207 | 0.017344 | -0.017275 | -45.346 | 134.654 | 1.0443 | 1.0412 | -0.17563 | -0.23207
Line5_6_7 | 0.033802 | 0.033802 | 0 | 0 | 0.023418 | 0.023418 | 0.017207 | -0.017173 | 0.017275 | -0.017207 | -45.346 | 134.654 | 1.0412 | 1.0381 | -0.23207 | -0.28886
Line6_7_8 | 0.033802 | 0.033802 | 0 | 0.0626 | 0.023418 | 0.023418 | 0.017173 | -0.017138 | 0.017207 | -0.017138 | -45.346 | 134.654 | 1.0381 | 1.035 | -0.28886 | -0.34598
Line7_8_9 | 0 | 0 | 0 | 0 | 0 | 0 | -1.7102e-10 | 0 | 7.2182e-11 | 0 | 0 | 0 | 1.035 | 1.035 | -0.34598 | -0.34598
Line8_8_10 | 0 | 0 | 0 | 0 | 0 | 0 | -1.7102e-10 | 0 | 7.2182e-11 | 0 | 0 | 0 | 1.035 | 1.035 | -0.34598 | -0.34598
Line9_3_11 | 0 | 0 | 0 | 0 | 0 | 0 | 0 | 0 | 0 | 0 | 0 | 0 | 1.0474 | 1.0474 | -0.11952 | -0.11952

## LLL_max_fault_10
name | pf_ikss_from_ka | pf_ikss_to_ka | pf_ip_from_ka | pf_ip_to_ka | pf_skss_from_mw | pf_skss_to_mw | pf_p_from_mw | pf_p_to_mw | pf_q_from_mvar | pf_q_to_mvar | pf_ikss_from_degree | pf_ikss_to_degree | pf_vm_from_pu | pf_vm_to_pu | pf_va_from_degree | pf_va_to_degree
Line0_1_2 | 0.035407 | 0.035407 | 0 | 0 | 0.024531 | 0.024531 | 0.018955 | -0.018918 | 0.019106 | -0.019031 | -45.3516 | 134.6484 | 1.0971 | 1.0939 | -0.12515 | -0.18126
Line10_11_12 | 0 | 0 | 0 | 0 | 0 | 0 | 0 | 0 | 0 | 0 | 0 | 0 | 1.0971 | 1.0971 | -0.12515 | -0.12515
Line11_12_13 | 0 | 0 | 0 | 0 | 0 | 0 | 0 | 0 | 0 | 0 | 0 | 0 | 1.0971 | 1.0971 | -0.12515 | -0.12515
Line12_13_15 | 0 | 0 | 0 | 0 | 0 | 0 | 0 | 0 | 0 | 0 | 0 | 0 | 1.0971 | 1.0971 | -0.12515 | -0.12515
Line13_13_14 | 0 | 0 | 0 | 0 | 0 | 0 | 0 | 0 | 0 | 0 | 0 | 0 | 1.0971 | 1.0971 | -0.12515 | -0.12515
Line14_15_16 | 0 | 0 | 0 | 0 | 0 | 0 | 0 | 0 | 0 | 0 | 0 | 0 | 1.0971 | 1.0971 | -0.12515 | -0.12515
Line15_16_17 | 0 | 0 | 0 | 0 | 0 | 0 | 0 | 0 | 0 | 0 | 0 | 0 | 1.0971 | 1.0971 | -0.12515 | -0.12515
Line16_4_18 | 0 | 0 | 0 | 0 | 0 | 0 | 0 | 0 | 0 | 0 | 0 | 0 | 1.0971 | 1.0971 | -0.12515 | -0.12515
Line17_5_19 | 0 | 0 | 0 | 0 | 0 | 0 | 0 | 0 | 0 | 0 | 0 | 0 | 1.0971 | 1.0971 | -0.12515 | -0.12515
Line1_1_3 | 0 | 0 | 0 | 0 | 0 | 0 | 0 | 0 | 0 | 0 | 0 | 0 | 1.0971 | 1.0971 | -0.12515 | -0.12515
Line2_1_4 | 0 | 0 | 0 | 0 | 0 | 0 | 0 | 0 | 0 | 0 | 0 | 0 | 1.0971 | 1.0971 | -0.12515 | -0.12515
Line3_1_5 | 0 | 0 | 0 | 0 | 0 | 0 | 0 | 0 | 0 | 0 | 0 | 0 | 1.0971 | 1.0971 | -0.12515 | -0.12515
Line4_2_6 | 0.035407 | 0.035407 | 0 | 0 | 0.024531 | 0.024531 | 0.018918 | -0.01888 | 0.019031 | -0.018955 | -45.3516 | 134.6484 | 1.0939 | 1.0906 | -0.18126 | -0.23771
Line5_6_7 | 0.035407 | 0.035407 | 0 | 0 | 0.024531 | 0.024531 | 0.01888 | -0.018842 | 0.018955 | -0.01888 | -45.3516 | 134.6484 | 1.0906 | 1.0874 | -0.23771 | -0.29449
Line6_7_8 | 0.035407 | 0.035407 | 0 | 0.065722 | 0.024531 | 0.024531 | 0.018842 | -0.018805 | 0.01888 | -0.018805 | -45.3516 | 134.6484 | 1.0874 | 1.0841 | -0.29449 | -0.35161
Line7_8_9 | 0 | 0 | 0 | 0 | 0 | 0 | -1.8919e-10 | 0 | 8.0501e-11 | 0 | 0 | 0 | 1.0841 | 1.0841 | -0.35161 | -0.35161
Line8_8_10 | 0 | 0 | 0 | 0 | 0 | 0 | -1.8919e-10 | 0 | 8.0501e-11 | 0 | 0 | 0 | 1.0841 | 1.0841 | -0.35161 | -0.35161
Line9_3_11 | 0 | 0 | 0 | 0 | 0 | 0 | 0 | 0 | 0 | 0 | 0 | 0 | 1.0971 | 1.0971 | -0.12515 | -0.12515

## LLL_min_6
name | pf_ikss_from_ka | pf_ikss_to_ka | pf_ip_from_ka | pf_ip_to_ka | pf_skss_from_mw | pf_skss_to_mw | pf_p_from_mw | pf_p_to_mw | pf_q_from_mvar | pf_q_to_mvar | pf_ikss_from_degree | pf_ikss_to_degree | pf_vm_from_pu | pf_vm_to_pu | pf_va_from_degree | pf_va_to_degree
Line0_1_2 | 1.6801 | 1.6801 | 0 | 0 | 1.164 | 1.164 | 0.65034 | -0.48775 | 0.67743 | -0.50807 | -52.8727 | 127.1273 | 0.80677 | 0.60508 | -6.7036 | -6.7036
Line10_11_12 | 0 | 0 | 0 | 0 | 0 | 0 | 0 | 0 | 0 | 0 | 0 | 0 | 0.80677 | 0.80677 | -6.7036 | -6.7036
Line11_12_13 | 0 | 0 | 0 | 0 | 0 | 0 | 0 | 0 | 0 | 0 | 0 | 0 | 0.80677 | 0.80677 | -6.7036 | -6.7036
Line12_13_15 | 0 | 0 | 0 | 0 | 0 | 0 | 0 | 0 | 0 | 0 | 0 | 0 | 0.80677 | 0.80677 | -6.7036 | -6.7036
Line13_13_14 | 0 | 0 | 0 | 0 | 0 | 0 | 0 | 0 | 0 | 0 | 0 | 0 | 0.80677 | 0.80677 | -6.7036 | -6.7036
Line14_15_16 | 0 | 0 | 0 | 0 | 0 | 0 | 0 | 0 | 0 | 0 | 0 | 0 | 0.80677 | 0.80677 | -6.7036 | -6.7036
Line15_16_17 | 0 | 0 | 0 | 0 | 0 | 0 | 0 | 0 | 0 | 0 | 0 | 0 | 0.80677 | 0.80677 | -6.7036 | -6.7036
Line16_4_18 | 0 | 0 | 0 | 0 | 0 | 0 | 0 | 0 | 0 | 0 | 0 | 0 | 0.80677 | 0.80677 | -6.7036 | -6.7036
Line17_5_19 | 0 | 0 | 0 | 0 | 0 | 0 | 0 | 0 | 0 | 0 | 0 | 0 | 0.80677 | 0.80677 | -6.7036 | -6.7036
Line1_1_3 | 0 | 0 | 0 | 0 | 0 | 0 | 0 | 0 | 0 | 0 | 0 | 0 | 0.80677 | 0.80677 | -6.7036 | -6.7036
Line2_1_4 | 0 | 0 | 0 | 0 | 0 | 0 | 0 | 0 | 0 | 0 | 0 | 0 | 0.80677 | 0.80677 | -6.7036 | -6.7036
Line3_1_5 | 0 | 0 | 0 | 0 | 0 | 0 | 0 | 0 | 0 | 0 | 0 | 0 | 0.80677 | 0.80677 | -6.7036 | -6.7036
Line4_2_6 | 1.6801 | 1.6801 | 0 | 0 | 1.164 | 1.164 | 0.48775 | -0.32517 | 0.50807 | -0.33872 | -52.8727 | 127.1273 | 0.60508 | 0.40338 | -6.7036 | -6.7036
Line5_6_7 | 1.6801 | 1.6801 | 0 | 0 | 1.164 | 1.164 | 0.32517 | -0.16258 | 0.33872 | -0.16936 | -52.8727 | 127.1273 | 0.40338 | 0.20169 | -6.7036 | -6.7036
Line6_7_8 | 1.6801 | 1.6801 | 0 | 2.6638 | 1.164 | 1.164 | 0.16258 | -1e-07 | 0.16936 | -1e-07 | -52.8727 | 127.1273 | 0.20169 | 0 | -6.7036 | 0
Line7_8_9 | 0 | 0 | 0 | 0 | 0 | 0 | 6.7987e-22 | 0 | 9.0104e-22 | 0 | 0 | 0 | 0 | 0 | 0 | 0
Line8_8_10 | 0 | 0 | 0 | 0 | 0 | 0 | 6.7987e-22 | 0 | 9.0104e-22 | 0 | 0 | 0 | 0 | 0 | 0 | 0
Line9_3_11 | 0 | 0 | 0 | 0 | 0 | 0 | 0 | 0 | 0 | 0 | 0 | 0 | 0.80677 | 0.80677 | -6.7036 | -6.7036

## LLL_min_10
name | pf_ikss_from_ka | pf_ikss_to_ka | pf_ip_from_ka | pf_ip_to_ka | pf_skss_from_mw | pf_skss_to_mw | pf_p_from_mw | pf_p_to_mw | pf_q_from_mvar | pf_q_to_mvar | pf_ikss_from_degree | pf_ikss_to_degree | pf_vm_from_pu | pf_vm_to_pu | pf_va_from_degree | pf_va_to_degree
Line0_1_2 | 1.5916 | 1.5916 | 0 | 0 | 1.1027 | 1.1027 | 0.58368 | -0.43776 | 0.608 | -0.456 | -52.8727 | 127.1273 | 0.76431 | 0.57323 | -6.7036 | -6.7036
Line10_11_12 | 0 | 0 | 0 | 0 | 0 | 0 | 0 | 0 | 0 | 0 | 0 | 0 | 0.76431 | 0.76431 | -6.7036 | -6.7036
Line11_12_13 | 0 | 0 | 0 | 0 | 0 | 0 | 0 | 0 | 0 | 0 | 0 | 0 | 0.76431 | 0.76431 | -6.7036 | -6.7036
Line12_13_15 | 0 | 0 | 0 | 0 | 0 | 0 | 0 | 0 | 0 | 0 | 0 | 0 | 0.76431 | 0.76431 | -6.7036 | -6.7036
Line13_13_14 | 0 | 0 | 0 | 0 | 0 | 0 | 0 | 0 | 0 | 0 | 0 | 0 | 0.76431 | 0.76431 | -6.7036 | -6.7036
Line14_15_16 | 0 | 0 | 0 | 0 | 0 | 0 | 0 | 0 | 0 | 0 | 0 | 0 | 0.76431 | 0.76431 | -6.7036 | -6.7036
Line15_16_17 | 0 | 0 | 0 | 0 | 0 | 0 | 0 | 0 | 0 | 0 | 0 | 0 | 0.76431 | 0.76431 | -6.7036 | -6.7036
Line16_4_18 | 0 | 0 | 0 | 0 | 0 | 0 | 0 | 0 | 0 | 0 | 0 | 0 | 0.76431 | 0.76431 | -6.7036 | -6.7036
Line17_5_19 | 0 | 0 | 0 | 0 | 0 | 0 | 0 | 0 | 0 | 0 | 0 | 0 | 0.76431 | 0.76431 | -6.7036 | -6.7036
Line1_1_3 | 0 | 0 | 0 | 0 | 0 | 0 | 0 | 0 | 0 | 0 | 0 | 0 | 0.76431 | 0.76431 | -6.7036 | -6.7036
Line2_1_4 | 0 | 0 | 0 | 0 | 0 | 0 | 0 | 0 | 0 | 0 | 0 | 0 | 0.76431 | 0.76431 | -6.7036 | -6.7036
Line3_1_5 | 0 | 0 | 0 | 0 | 0 | 0 | 0 | 0 | 0 | 0 | 0 | 0 | 0.76431 | 0.76431 | -6.7036 | -6.7036
Line4_2_6 | 1.5916 | 1.5916 | 0 | 0 | 1.1027 | 1.1027 | 0.43776 | -0.29184 | 0.456 | -0.304 | -52.8727 | 127.1273 | 0.57323 | 0.38215 | -6.7036 | -6.7036
Line5_6_7 | 1.5916 | 1.5916 | 0 | 0 | 1.1027 | 1.1027 | 0.29184 | -0.14592 | 0.304 | -0.152 | -52.8727 | 127.1273 | 0.38215 | 0.19108 | -6.7036 | -6.7036
Line6_7_8 | 1.5916 | 1.5916 | 0 | 2.5236 | 1.1027 | 1.1027 | 0.14592 | -1e-07 | 0.152 | -1e-07 | -52.8727 | 127.1273 | 0.19108 | 0 | -6.7036 | 0
Line7_8_9 | 0 | 0 | 0 | 0 | 0 | 0 | 6.1001e-22 | 0 | 8.0913e-22 | 0 | 0 | 0 | 0 | 0 | 0 | 0
Line8_8_10 | 0 | 0 | 0 | 0 | 0 | 0 | 6.1001e-22 | 0 | 8.0913e-22 | 0 | 0 | 0 | 0 | 0 | 0 | 0
Line9_3_11 | 0 | 0 | 0 | 0 | 0 | 0 | 0 | 0 | 0 | 0 | 0 | 0 | 0.76431 | 0.76431 | -6.7036 | -6.7036

## LLL_min_fault_6
name | pf_ikss_from_ka | pf_ikss_to_ka | pf_ip_from_ka | pf_ip_to_ka | pf_skss_from_mw | pf_skss_to_mw | pf_p_from_mw | pf_p_to_mw | pf_q_from_mvar | pf_q_to_mvar | pf_ikss_from_degree | pf_ikss_to_degree | pf_vm_from_pu | pf_vm_to_pu | pf_va_from_degree | pf_va_to_degree
Line0_1_2 | 0.030469 | 0.030469 | 0 | 0 | 0.02111 | 0.02111 | 0.01414 | -0.014086 | 0.014149 | -0.014093 | -45.1423 | 134.8577 | 0.94756 | 0.9439 | -0.12428 | -0.12874
Line10_11_12 | 0 | 0 | 0 | 0 | 0 | 0 | 0 | 0 | 0 | 0 | 0 | 0 | 0.94756 | 0.94756 | -0.12428 | -0.12428
Line11_12_13 | 0 | 0 | 0 | 0 | 0 | 0 | 0 | 0 | 0 | 0 | 0 | 0 | 0.94756 | 0.94756 | -0.12428 | -0.12428
Line12_13_15 | 0 | 0 | 0 | 0 | 0 | 0 | 0 | 0 | 0 | 0 | 0 | 0 | 0.94756 | 0.94756 | -0.12428 | -0.12428
Line13_13_14 | 0 | 0 | 0 | 0 | 0 | 0 | 0 | 0 | 0 | 0 | 0 | 0 | 0.94756 | 0.94756 | -0.12428 | -0.12428
Line14_15_16 | 0 | 0 | 0 | 0 | 0 | 0 | 0 | 0 | 0 | 0 | 0 | 0 | 0.94756 | 0.94756 | -0.12428 | -0.12428
Line15_16_17 | 0 | 0 | 0 | 0 | 0 | 0 | 0 | 0 | 0 | 0 | 0 | 0 | 0.94756 | 0.94756 | -0.12428 | -0.12428
Line16_4_18 | 0 | 0 | 0 | 0 | 0 | 0 | 0 | 0 | 0 | 0 | 0 | 0 | 0.94756 | 0.94756 | -0.12428 | -0.12428
Line17_5_19 | 0 | 0 | 0 | 0 | 0 | 0 | 0 | 0 | 0 | 0 | 0 | 0 | 0.94756 | 0.94756 | -0.12428 | -0.12428
Line1_1_3 | 0 | 0 | 0 | 0 | 0 | 0 | 0 | 0 | 0 | 0 | 0 | 0 | 0.94756 | 0.94756 | -0.12428 | -0.12428
Line2_1_4 | 0 | 0 | 0 | 0 | 0 | 0 | 0 | 0 | 0 | 0 | 0 | 0 | 0.94756 | 0.94756 | -0.12428 | -0.12428
Line3_1_5 | 0 | 0 | 0 | 0 | 0 | 0 | 0 | 0 | 0 | 0 | 0 | 0 | 0.94756 | 0.94756 | -0.12428 | -0.12428
Line4_2_6 | 0.030469 | 0.030469 | 0 | 0 | 0.02111 | 0.02111 | 0.014086 | -0.014033 | 0.014093 | -0.014037 | -45.1423 | 134.8577 | 0.9439 | 0.94024 | -0.12874 | -0.13323
Line5_6_7 | 0.030469 | 0.030469 | 0 | 0 | 0.02111 | 0.02111 | 0.014033 | -0.013979 | 0.014037 | -0.013981 | -45.1423 | 134.8577 | 0.94024 | 0.93659 | -0.13323 | -0.13776
Line6_7_8 | 0.030469 | 0.030469 | 0 | 0.04831 | 0.02111 | 0.02111 | 0.013979 | -0.013926 | 0.013981 | -0.013926 | -45.1423 | 134.8577 | 0.93659 | 0.93293 | -0.13776 | -0.14233
Line7_8_9 | 0 | 0 | 0 | 0 | 0 | 0 | -1.7514e-10 | 0 | 2.4218e-11 | 0 | 0 | 0 | 0.93293 | 0.93293 | -0.14233 | -0.14233
Line8_8_10 | 0 | 0 | 0 | 0 | 0 | 0 | -1.7514e-10 | 0 | 2.4218e-11 | 0 | 0 | 0 | 0.93293 | 0.93293 | -0.14233 | -0.14233
Line9_3_11 | 0 | 0 | 0 | 0 | 0 | 0 | 0 | 0 | 0 | 0 | 0 | 0 | 0.94756 | 0.94756 | -0.12428 | -0.12428

## LLL_min_fault_10
name | pf_ikss_from_ka | pf_ikss_to_ka | pf_ip_from_ka | pf_ip_to_ka | pf_skss_from_mw | pf_skss_to_mw | pf_p_from_mw | pf_p_to_mw | pf_q_from_mvar | pf_q_to_mvar | pf_ikss_from_degree | pf_ikss_to_degree | pf_vm_from_pu | pf_vm_to_pu | pf_va_from_degree | pf_va_to_degree
Line0_1_2 | 0.028866 | 0.028866 | 0 | 0 | 0.019999 | 0.019999 | 0.01269 | -0.012642 | 0.012698 | -0.012648 | -45.1423 | 134.8577 | 0.89769 | 0.89422 | -0.12428 | -0.12874
Line10_11_12 | 0 | 0 | 0 | 0 | 0 | 0 | 0 | 0 | 0 | 0 | 0 | 0 | 0.89769 | 0.89769 | -0.12428 | -0.12428
Line11_12_13 | 0 | 0 | 0 | 0 | 0 | 0 | 0 | 0 | 0 | 0 | 0 | 0 | 0.89769 | 0.89769 | -0.12428 | -0.12428
Line12_13_15 | 0 | 0 | 0 | 0 | 0 | 0 | 0 | 0 | 0 | 0 | 0 | 0 | 0.89769 | 0.89769 | -0.12428 | -0.12428
Line13_13_14 | 0 | 0 | 0 | 0 | 0 | 0 | 0 | 0 | 0 | 0 | 0 | 0 | 0.89769 | 0.89769 | -0.12428 | -0.12428
Line14_15_16 | 0 | 0 | 0 | 0 | 0 | 0 | 0 | 0 | 0 | 0 | 0 | 0 | 0.89769 | 0.89769 | -0.12428 | -0.12428
Line15_16_17 | 0 | 0 | 0 | 0 | 0 | 0 | 0 | 0 | 0 | 0 | 0 | 0 | 0.89769 | 0.89769 | -0.12428 | -0.12428
Line16_4_18 | 0 | 0 | 0 | 0 | 0 | 0 | 0 | 0 | 0 | 0 | 0 | 0 | 0.89769 | 0.89769 | -0.12428 | -0.12428
Line17_5_19 | 0 | 0 | 0 | 0 | 0 | 0 | 0 | 0 | 0 | 0 | 0 | 0 | 0.89769 | 0.89769 | -0.12428 | -0.12428
Line1_1_3 | 0 | 0 | 0 | 0 | 0 | 0 | 0 | 0 | 0 | 0 | 0 | 0 | 0.89769 | 0.89769 | -0.12428 | -0.12428
Line2_1_4 | 0 | 0 | 0 | 0 | 0 | 0 | 0 | 0 | 0 | 0 | 0 | 0 | 0.89769 | 0.89769 | -0.12428 | -0.12428
Line3_1_5 | 0 | 0 | 0 | 0 | 0 | 0 | 0 | 0 | 0 | 0 | 0 | 0 | 0.89769 | 0.89769 | -0.12428 | -0.12428
Line4_2_6 | 0.028866 | 0.028866 | 0 | 0 | 0.019999 | 0.019999 | 0.012642 | -0.012594 | 0.012648 | -0.012598 | -45.1423 | 134.8577 | 0.89422 | 0.89076 | -0.12874 | -0.13323
Line5_6_7 | 0.028866 | 0.028866 | 0 | 0 | 0.019999 | 0.019999 | 0.012594 | -0.012546 | 0.012598 | -0.012548 | -45.1423 | 134.8577 | 0.89076 | 0.88729 | -0.13323 | -0.13776
Line6_7_8 | 0.028866 | 0.028866 | 0 | 0.045767 | 0.019999 | 0.019999 | 0.012546 | -0.012498 | 0.012548 | -0.012498 | -45.1423 | 134.8577 | 0.88729 | 0.88383 | -0.13776 | -0.14233
Line7_8_9 | 0 | 0 | 0 | 0 | 0 | 0 | -1.5719e-10 | 0 | 2.1736e-11 | 0 | 0 | 0 | 0.88383 | 0.88383 | -0.14233 | -0.14233
Line8_8_10 | 0 | 0 | 0 | 0 | 0 | 0 | -1.5719e-10 | 0 | 2.1736e-11 | 0 | 0 | 0 | 0.88383 | 0.88383 | -0.14233 | -0.14233
Line9_3_11 | 0 | 0 | 0 | 0 | 0 | 0 | 0 | 0 | 0 | 0 | 0 | 0 | 0.89769 | 0.89769 | -0.12428 | -0.12428

## LL_max_6
name | pf_ikss_a_from_ka | pf_ikss_b_from_ka | pf_ikss_c_from_ka | pf_ikss_a_to_ka | pf_ikss_b_to_ka | pf_ikss_c_to_ka | pf_skss_a_from_mw | pf_skss_b_from_mw | pf_skss_c_from_mw | pf_skss_a_to_mw | pf_skss_b_to_mw | pf_skss_c_to_mw | pf_p_a_from_mw | pf_p_b_from_mw | pf_p_c_from_mw | pf_p_a_to_mw | pf_p_b_to_mw | pf_p_c_to_mw | pf_q_a_from_mvar | pf_q_b_from_mvar | pf_q_c_from_mvar | pf_q_a_to_mvar | pf_q_b_to_mvar | pf_q_c_to_mvar | pf_ikss_a_from_degree | pf_ikss_b_from_degree | pf_ikss_c_from_degree | pf_ikss_a_to_degree | pf_ikss_b_to_degree | pf_ikss_c_to_degree | pf_vm_a_from_pu | pf_vm_b_from_pu | pf_vm_c_from_pu | pf_vm_a_to_pu | pf_vm_b_to_pu | pf_vm_c_to_pu | pf_va_a_from_degree | pf_va_b_from_degree | pf_va_c_from_degree | pf_va_a_to_degree | pf_va_b_to_degree | pf_va_c_to_degree
Line0_1_2 | 0 | 1.885 | 1.885 | 0 | 1.885 | 1.885 | 0 | 0.43533 | 0.43533 | 0 | 0.43533 | 0.43533 | 4.6629e-16 | 0.35387 | -0.069596 | -5.4401e-16 | -0.31833 | 0.10513 | -1.36e-16 | 0.19822 | 0.37032 | 1.36e-16 | -0.12715 | -0.29925 | 0 | -157.8829 | 22.1171 | 0 | 22.1171 | -157.8829 | 1.05 | 0.93171 | 0.86555 | 1.05 | 0.78742 | 0.7286 | -4.948e-12 | -128.6271 | 122.7608 | -4.9562e-12 | -136.1092 | 131.4739
Line10_11_12 | 0 | 0 | 0 | 0 | 0 | 0 | 0 | 0 | 0 | 0 | 0 | 0 | 2.9143e-16 | -2.1811e-09 | -3.489e-09 | -2.9143e-16 | 2.1811e-09 | 3.489e-09 | 1.9429e-17 | 3.2284e-09 | -9.6307e-10 | -1.9429e-17 | -3.2284e-09 | 9.6307e-10 | 0 | 0 | 0 | 0 | 0 | 0 | 1.05 | 0.93171 | 0.86555 | 1.05 | 0.93171 | 0.86555 | -4.9615e-12 | -128.6271 | 122.7608 | -4.967e-12 | -128.6271 | 122.7608
Line11_12_13 | 0 | 0 | 0 | 0 | 0 | 0 | 0 | 0 | 0 | 0 | 0 | 0 | 2.9143e-16 | -1.8176e-09 | -2.9075e-09 | -2.9143e-16 | 1.8176e-09 | 2.9075e-09 | -1.9429e-17 | 2.6904e-09 | -8.0256e-10 | 1.9429e-17 | -2.6904e-09 | 8.0256e-10 | 0 | 0 | 0 | 0 | 0 | 0 | 1.05 | 0.93171 | 0.86555 | 1.05 | 0.93171 | 0.86555 | -4.967e-12 | -128.6271 | 122.7608 | -4.9714e-12 | -128.6271 | 122.7608
Line12_13_15 | 0 | 0 | 0 | 0 | 0 | 0 | 0 | 0 | 0 | 0 | 0 | 0 | 1.7486e-16 | -1.0906e-09 | -1.7445e-09 | -1.7486e-16 | 1.0906e-09 | 1.7445e-09 | 5.8287e-17 | 1.6142e-09 | -4.8153e-10 | -3.8858e-17 | -1.6142e-09 | 4.8153e-10 | 0 | 0 | 0 | 0 | 0 | 0 | 1.05 | 0.93171 | 0.86555 | 1.05 | 0.93171 | 0.86555 | -4.9714e-12 | -128.6271 | 122.7608 | -4.9735e-12 | -128.6271 | 122.7608
Line13_13_14 | 0 | 0 | 0 | 0 | 0 | 0 | 0 | 0 | 0 | 0 | 0 | 0 | 3.3716e-30 | -3.6352e-10 | -5.8151e-10 | -1.686e-30 | 3.6352e-10 | 5.8151e-10 | 3.8858e-17 | 5.3807e-10 | -1.6051e-10 | -1.9429e-17 | -5.3807e-10 | 1.6051e-10 | 0 | 0 | 0 | 0 | 0 | 0 | 1.05 | 0.93171 | 0.86555 | 1.05 | 0.93171 | 0.86555 | -4.9714e-12 | -128.6271 | 122.7608 | -4.972e-12 | -128.6271 | 122.7608
Line14_15_16 | 0 | 0 | 0 | 0 | 0 | 0 | 0 | 0 | 0 | 0 | 0 | 0 | 5.8287e-17 | -7.2704e-10 | -1.163e-09 | -7.7716e-17 | 7.2704e-10 | 1.163e-09 | 1.9429e-17 | 1.0761e-09 | -3.2102e-10 | 6.7474e-30 | -1.0761e-09 | 3.2102e-10 | 0 | 0 | 0 | 0 | 0 | 0 | 1.05 | 0.93171 | 0.86555 | 1.05 | 0.93171 | 0.86555 | -4.9735e-12 | -128.6271 | 122.7608 | -4.9745e-12 | -128.6271 | 122.7608
Line15_16_17 | 0 | 0 | 0 | 0 | 0 | 0 | 0 | 0 | 0 | 0 | 0 | 0 | -1.6869e-30 | -3.6352e-10 | -5.8151e-10 | 3.374e-30 | 3.6352e-10 | 5.8151e-10 | -1.9429e-17 | 5.3807e-10 | -1.6051e-10 | 3.8858e-17 | -5.3807e-10 | 1.6051e-10 | 0 | 0 | 0 | 0 | 0 | 0 | 1.05 | 0.93171 | 0.86555 | 1.05 | 0.93171 | 0.86555 | -4.9745e-12 | -128.6271 | 122.7608 | -4.9749e-12 | -128.6271 | 122.7608
Line16_4_18 | 0 | 0 | 0 | 0 | 0 | 0 | 0 | 0 | 0 | 0 | 0 | 0 | 1.9429e-17 | -3.6352e-10 | -5.8151e-10 | -1.9429e-17 | 3.6352e-10 | 5.8151e-10 | -1.9429e-17 | 5.3807e-10 | -1.6051e-10 | 1.6775e-30 | -5.3807e-10 | 1.6051e-10 | 0 | 0 | 0 | 0 | 0 | 0 | 1.05 | 0.93171 | 0.86555 | 1.05 | 0.93171 | 0.86555 | -4.9467e-12 | -128.6271 | 122.7608 | -4.947e-12 | -128.6271 | 122.7608
Line17_5_19 | 0 | 0 | 0 | 0 | 0 | 0 | 0 | 0 | 0 | 0 | 0 | 0 | -1.9429e-17 | -3.6352e-10 | -5.8151e-10 | 1.9429e-17 | 3.6352e-10 | 5.8151e-10 | 1.9429e-17 | 5.3807e-10 | -1.6051e-10 | -1.9429e-17 | -5.3807e-10 | 1.6051e-10 | 0 | 0 | 0 | 0 | 0 | 0 | 1.05 | 0.93171 | 0.86555 | 1.05 | 0.93171 | 0.86555 | -4.9498e-12 | -128.6271 | 122.7608 | -4.9501e-12 | -128.6271 | 122.7608
Line1_1_3 | 0 | 0 | 0 | 0 | 0 | 0 | 0 | 0 | 0 | 0 | 0 | 0 | 4.2744e-16 | -2.9082e-09 | -4.6521e-09 | -4.8572e-16 | 2.9082e-09 | 4.6521e-09 | 9.7145e-17 | 4.3046e-09 | -1.2841e-09 | -9.7145e-17 | -4.3046e-09 | 1.2841e-09 | 0 | 0 | 0 | 0 | 0 | 0 | 1.05 | 0.93171 | 0.86555 | 1.05 | 0.93171 | 0.86555 | -4.948e-12 | -128.6271 | 122.7608 | -4.9552e-12 | -128.6271 | 122.7608
Line2_1_4 | 0 | 0 | 0 | 0 | 0 | 0 | 0 | 0 | 0 | 0 | 0 | 0 | 2.5258e-16 | -7.2704e-10 | -1.163e-09 | -3.1086e-16 | 7.2704e-10 | 1.163e-09 | 1.0297e-15 | 1.0761e-09 | -3.2102e-10 | -1.0297e-15 | -1.0761e-09 | 3.2102e-10 | 0 | 0 | 0 | 0 | 0 | 0 | 1.05 | 0.93171 | 0.86555 | 1.05 | 0.93171 | 0.86555 | -4.948e-12 | -128.6271 | 122.7608 | -4.9467e-12 | -128.6271 | 122.7608
Line3_1_5 | 0 | 0 | 0 | 0 | 0 | 0 | 0 | 0 | 0 | 0 | 0 | 0 | 7.7716e-17 | -7.2704e-10 | -1.163e-09 | -1.1657e-16 | 7.2704e-10 | 1.163e-09 | 1.9429e-17 | 1.0761e-09 | -3.2102e-10 | -1.9429e-17 | -1.0761e-09 | 3.2102e-10 | 0 | 0 | 0 | 0 | 0 | 0 | 1.05 | 0.93171 | 0.86555 | 1.05 | 0.93171 | 0.86555 | -4.948e-12 | -128.6271 | 122.7608 | -4.9498e-12 | -128.6271 | 122.7608
Line4_2_6 | 0 | 1.885 | 1.885 | 0 | 1.885 | 1.885 | 0 | 0.43533 | 0.43533 | 0 | 0.43533 | 0.43533 | 5.4401e-16 | 0.31833 | -0.10513 | -5.4401e-16 | -0.2828 | 0.14066 | -2.72e-16 | 0.12715 | 0.29925 | 2.3315e-16 | -0.056087 | -0.22819 | 0 | -157.8829 | 22.1171 | 0 | 22.1171 | -157.8829 | 1.05 | 0.78742 | 0.7286 | 1.05 | 0.66227 | 0.61575 | -4.9562e-12 | -136.1092 | 131.4739 | -4.9629e-12 | -146.6652 | 143.7688
Line5_6_7 | 0 | 1.885 | 1.885 | 0 | 1.885 | 1.885 | 0 | 0.43533 | 0.43533 | 0 | 0.43533 | 0.43533 | 3.1086e-16 | 0.2828 | -0.14066 | -2.3315e-16 | -0.24727 | 0.1762 | -1.9429e-16 | 0.056087 | 0.22819 | 1.1657e-16 | 0.014981 | -0.15712 | 0 | -157.8829 | 22.1171 | 0 | 22.1171 | -157.8829 | 1.05 | 0.66227 | 0.61575 | 1.05 | 0.56903 | 0.54229 | -4.9629e-12 | -146.6652 | 143.7688 | -4.9653e-12 | -161.35 | 160.3935
Line6_7_8 | 0 | 1.885 | 1.885 | 0 | 1.885 | 1.885 | 0 | 0.43533 | 0.43533 | 0 | 0.43533 | 0.43533 | 7.7716e-17 | 0.24727 | -0.1762 | 7.7716e-17 | -0.21173 | 0.21173 | -2.3315e-16 | -0.014981 | 0.15712 | 1.9429e-16 | 0.086049 | -0.086049 | 0 | -157.8829 | 22.1171 | 0 | 22.1171 | -157.8829 | 1.05 | 0.56903 | 0.54229 | 1.05 | 0.525 | 0.525 | -4.9653e-12 | -161.35 | 160.3935 | -4.9673e-12 | -180 | -180
Line7_8_9 | 0 | 0 | 0 | 0 | 0 | 0 | 0 | 0 | 0 | 0 | 0 | 0 | 1.5543e-16 | 3.1086e-16 | -6.2172e-16 | -1.5543e-16 | 1.5752e-16 | 3.1295e-16 | -1.5543e-16 | 1.7505e-09 | -1.7505e-09 | 1.1657e-16 | -1.7505e-09 | 1.7505e-09 | 0 | 0 | 0 | 0 | 0 | 0 | 1.05 | 0.525 | 0.525 | 1.05 | 0.525 | 0.525 | -4.9673e-12 | -180 | -180 | -4.9705e-12 | -180 | 180
Line8_8_10 | 0 | 0 | 0 | 0 | 0 | 0 | 0 | 0 | 0 | 0 | 0 | 0 | -3.8858e-16 | 6.9944e-16 | 3.1086e-16 | 4.6629e-16 | -2.3106e-16 | -6.1964e-16 | 7.7716e-17 | 1.7505e-09 | -1.7505e-09 | -7.7716e-17 | -1.7505e-09 | 1.7505e-09 | 0 | 0 | 0 | 0 | 0 | 0 | 1.05 | 0.525 | 0.525 | 1.05 | 0.525 | 0.525 | -4.9673e-12 | -180 | -180 | -4.9698e-12 | -180 | 180
Line9_3_11 | 0 | 0 | 0 | 0 | 0 | 0 | 0 | 0 | 0 | 0 | 0 | 0 | 3.4972e-16 | -2.5447e-09 | -4.0705e-09 | -3.3029e-16 | 2.5447e-09 | 4.0705e-09 | 7.7716e-17 | 3.7665e-09 | -1.1236e-09 | -5.8287e-17 | -3.7665e-09 | 1.1236e-09 | 0 | 0 | 0 | 0 | 0 | 0 | 1.05 | 0.93171 | 0.86555 | 1.05 | 0.93171 | 0.86555 | -4.9552e-12 | -128.6271 | 122.7608 | -4.9615e-12 | -128.6271 | 122.7608

## LL_max_10
name | pf_ikss_a_from_ka | pf_ikss_b_from_ka | pf_ikss_c_from_ka | pf_ikss_a_to_ka | pf_ikss_b_to_ka | pf_ikss_c_to_ka | pf_skss_a_from_mw | pf_skss_b_from_mw | pf_skss_c_from_mw | pf_skss_a_to_mw | pf_skss_b_to_mw | pf_skss_c_to_mw | pf_p_a_from_mw | pf_p_b_from_mw | pf_p_c_from_mw | pf_p_a_to_mw | pf_p_b_to_mw | pf_p_c_to_mw | pf_q_a_from_mvar | pf_q_b_from_mvar | pf_q_c_from_mvar | pf_q_a_to_mvar | pf_q_b_to_mvar | pf_q_c_to_mvar | pf_ikss_a_from_degree | pf_ikss_b_from_degree | pf_ikss_c_from_degree | pf_ikss_a_to_degree | pf_ikss_b_to_degree | pf_ikss_c_to_degree | pf_vm_a_from_pu | pf_vm_b_from_pu | pf_vm_c_from_pu | pf_vm_a_to_pu | pf_vm_b_to_pu | pf_vm_c_to_pu | pf_va_a_from_degree | pf_va_b_from_degree | pf_va_c_from_degree | pf_va_a_to_degree | pf_va_b_to_degree | pf_va_c_to_degree
Line0_1_2 | 0 | 1.9564 | 1.9564 | 0 | 1.9564 | 1.9564 | 0 | 0.4518 | 0.4518 | 0 | 0.4518 | 0.4518 | 1.0584e-15 | 0.38357 | -0.077384 | -1.0584e-15 | -0.3453 | 0.11566 | -1.6283e-16 | 0.2133 | 0.39907 | 1.6283e-16 | -0.13675 | -0.32252 | 0 | -158.05 | 21.95 | 0 | 21.95 | -158.05 | 1.1 | 0.97142 | 0.89974 | 1.1 | 0.82203 | 0.75838 | -7.5355e-12 | -128.9719 | 122.9242 | -7.5463e-12 | -136.444 | 131.678
Line10_11_12 | 0 | 0 | 0 | 0 | 0 | 0 | 0 | 0 | 0 | 0 | 0 | 0 | 4.0708e-16 | -2.4603e-09 | -3.9356e-09 | -3.8673e-16 | 2.4603e-09 | 3.9356e-09 | 2.0354e-17 | 3.6661e-09 | -1.1108e-09 | -2.0354e-17 | -3.6661e-09 | 1.1108e-09 | 0 | 0 | 0 | 0 | 0 | 0 | 1.1 | 0.97142 | 0.89974 | 1.1 | 0.97142 | 0.89974 | -7.549e-12 | -128.9719 | 122.9242 | -7.5548e-12 | -128.9719 | 122.9242
Line11_12_13 | 0 | 0 | 0 | 0 | 0 | 0 | 0 | 0 | 0 | 0 | 0 | 0 | 2.8496e-16 | -2.0502e-09 | -3.2797e-09 | -3.0531e-16 | 2.0502e-09 | 3.2797e-09 | -4.0708e-17 | 3.0551e-09 | -9.2564e-10 | 4.0708e-17 | -3.0551e-09 | 9.2564e-10 | 0 | 0 | 0 | 0 | 0 | 0 | 1.1 | 0.97142 | 0.89974 | 1.1 | 0.97142 | 0.89974 | -7.5548e-12 | -128.9719 | 122.9242 | -7.5593e-12 | -128.9719 | 122.9242
Line12_13_15 | 0 | 0 | 0 | 0 | 0 | 0 | 0 | 0 | 0 | 0 | 0 | 0 | 1.6283e-16 | -1.2301e-09 | -1.9678e-09 | -1.4248e-16 | 1.2301e-09 | 1.9678e-09 | 4.0708e-17 | 1.8331e-09 | -5.5539e-10 | -4.0708e-17 | -1.8331e-09 | 5.5539e-10 | 0 | 0 | 0 | 0 | 0 | 0 | 1.1 | 0.97142 | 0.89974 | 1.1 | 0.97142 | 0.89974 | -7.5593e-12 | -128.9719 | 122.9242 | -7.5615e-12 | -128.9719 | 122.9242
Line13_13_14 | 0 | 0 | 0 | 0 | 0 | 0 | 0 | 0 | 0 | 0 | 0 | 0 | 4.0708e-17 | -4.1005e-10 | -6.5593e-10 | -4.0708e-17 | 4.1005e-10 | 6.5593e-10 | -6.1062e-17 | 6.1102e-10 | -1.8513e-10 | 4.0708e-17 | -6.1102e-10 | 1.8513e-10 | 0 | 0 | 0 | 0 | 0 | 0 | 1.1 | 0.97142 | 0.89974 | 1.1 | 0.97142 | 0.89974 | -7.5593e-12 | -128.9719 | 122.9242 | -7.5599e-12 | -128.9719 | 122.9242
Line14_15_16 | 0 | 0 | 0 | 0 | 0 | 0 | 0 | 0 | 0 | 0 | 0 | 0 | 1.2212e-16 | -8.2009e-10 | -1.3119e-09 | -1.0177e-16 | 8.2009e-10 | 1.3119e-09 | 4.0708e-17 | 1.222e-09 | -3.7026e-10 | -2.0354e-17 | -1.222e-09 | 3.7026e-10 | 0 | 0 | 0 | 0 | 0 | 0 | 1.1 | 0.97142 | 0.89974 | 1.1 | 0.97142 | 0.89974 | -7.5615e-12 | -128.9719 | 122.9242 | -7.5626e-12 | -128.9719 | 122.9242
Line15_16_17 | 0 | 0 | 0 | 0 | 0 | 0 | 0 | 0 | 0 | 0 | 0 | 0 | -4.0708e-17 | -4.1005e-10 | -6.5593e-10 | 2.0354e-17 | 4.1005e-10 | 6.5593e-10 | 2.0354e-17 | 6.1102e-10 | -1.8513e-10 | -2.0354e-17 | -6.1102e-10 | 1.8513e-10 | 0 | 0 | 0 | 0 | 0 | 0 | 1.1 | 0.97142 | 0.89974 | 1.1 | 0.97142 | 0.89974 | -7.5626e-12 | -128.9719 | 122.9242 | -7.5629e-12 | -128.9719 | 122.9242
Line16_4_18 | 0 | 0 | 0 | 0 | 0 | 0 | 0 | 0 | 0 | 0 | 0 | 0 | -2.6734e-30 | -4.1005e-10 | -6.5593e-10 | 2.6735e-30 | 4.1005e-10 | 6.5593e-10 | -2.0354e-17 | 6.1102e-10 | -1.8513e-10 | 2.0354e-17 | -6.1102e-10 | 1.8513e-10 | 0 | 0 | 0 | 0 | 0 | 0 | 1.1 | 0.97142 | 0.89974 | 1.1 | 0.97142 | 0.89974 | -7.5254e-12 | -128.9719 | 122.9242 | -7.5258e-12 | -128.9719 | 122.9242
Line17_5_19 | 0 | 0 | 0 | 0 | 0 | 0 | 0 | 0 | 0 | 0 | 0 | 0 | -2.6773e-30 | -4.1005e-10 | -6.5593e-10 | 5.3548e-30 | 4.1005e-10 | 6.5593e-10 | -2.0354e-17 | 6.1102e-10 | -1.8513e-10 | 4.0708e-17 | -6.1102e-10 | 1.8513e-10 | 0 | 0 | 0 | 0 | 0 | 0 | 1.1 | 0.97142 | 0.89974 | 1.1 | 0.97142 | 0.89974 | -7.5364e-12 | -128.9719 | 122.9242 | -7.5368e-12 | -128.9719 | 122.9242
Line1_1_3 | 0 | 0 | 0 | 0 | 0 | 0 | 0 | 0 | 0 | 0 | 0 | 0 | 4.885e-16 | -3.2804e-09 | -5.2475e-09 | -4.885e-16 | 3.2804e-09 | 5.2475e-09 | 1.2212e-16 | 4.8882e-09 | -1.481e-09 | -1.0177e-16 | -4.8882e-09 | 1.481e-09 | 0 | 0 | 0 | 0 | 0 | 0 | 1.1 | 0.97142 | 0.89974 | 1.1 | 0.97142 | 0.89974 | -7.5355e-12 | -128.9719 | 122.9242 | -7.5426e-12 | -128.9719 | 122.9242
Line2_1_4 | 0 | 0 | 0 | 0 | 0 | 0 | 0 | 0 | 0 | 0 | 0 | 0 | -3.4602e-16 | -8.2009e-10 | -1.3119e-09 | 3.4602e-16 | 8.2009e-10 | 1.3119e-09 | 1.7301e-15 | 1.222e-09 | -3.7026e-10 | -1.7097e-15 | -1.222e-09 | 3.7026e-10 | 0 | 0 | 0 | 0 | 0 | 0 | 1.1 | 0.97142 | 0.89974 | 1.1 | 0.97142 | 0.89974 | -7.5355e-12 | -128.9719 | 122.9242 | -7.5254e-12 | -128.9719 | 122.9242
Line3_1_5 | 0 | 0 | 0 | 0 | 0 | 0 | 0 | 0 | 0 | 0 | 0 | 0 | 4.0708e-17 | -8.2009e-10 | -1.3119e-09 | -4.0708e-17 | 8.2009e-10 | 1.3119e-09 | 2.0354e-17 | 1.222e-09 | -3.7026e-10 | 5.3545e-30 | -1.222e-09 | 3.7026e-10 | 0 | 0 | 0 | 0 | 0 | 0 | 1.1 | 0.97142 | 0.89974 | 1.1 | 0.97142 | 0.89974 | -7.5355e-12 | -128.9719 | 122.9242 | -7.5364e-12 | -128.9719 | 122.9242
Line4_2_6 | 0 | 1.9564 | 1.9564 | 0 | 1.9564 | 1.9564 | 0 | 0.4518 | 0.4518 | 0 | 0.4518 | 0.4518 | 8.1416e-16 | 0.3453 | -0.11566 | -6.5133e-16 | -0.30702 | 0.15393 | -1.6283e-16 | 0.13675 | 0.32252 | 1.6283e-16 | -0.060208 | -0.24598 | 0 | -158.05 | 21.95 | 0 | 21.95 | -158.05 | 1.1 | 0.82203 | 0.75838 | 1.1 | 0.6925 | 0.64226 | -7.5463e-12 | -136.444 | 131.678 | -7.5543e-12 | -146.955 | 143.988
Line5_6_7 | 0 | 1.9564 | 1.9564 | 0 | 1.9564 | 1.9564 | 0 | 0.4518 | 0.4518 | 0 | 0.4518 | 0.4518 | 5.6991e-16 | 0.30702 | -0.15393 | -5.6991e-16 | -0.26875 | 0.1922 | -1.6283e-16 | 0.060208 | 0.24598 | 1.2212e-16 | 0.016339 | -0.16943 | 0 | -158.05 | 21.95 | 0 | 21.95 | -158.05 | 1.1 | 0.6925 | 0.64226 | 1.1 | 0.59594 | 0.56711 | -7.5543e-12 | -146.955 | 143.988 | -7.5647e-12 | -161.529 | 160.5532
Line6_7_8 | 0 | 1.9564 | 1.9564 | 0 | 1.9564 | 1.9564 | 0 | 0.4518 | 0.4518 | 0 | 0.4518 | 0.4518 | 4.885e-16 | 0.26875 | -0.1922 | -4.885e-16 | -0.23048 | 0.23048 | -8.1416e-17 | -0.016339 | 0.16943 | 8.1416e-17 | 0.092885 | -0.092885 | 0 | -158.05 | 21.95 | 0 | 21.95 | -158.05 | 1.1 | 0.59594 | 0.56711 | 1.1 | 0.55 | 0.55 | -7.5647e-12 | -161.529 | 160.5532 | -7.571e-12 | -180 | -180
Line7_8_9 | 0 | 0 | 0 | 0 | 0 | 0 | 0 | 0 | 0 | 0 | 0 | 0 | -1.0758e-29 | 2.4425e-16 | 5.1926e-22 | 0 | 1.6512e-16 | 2.2871e-18 | -8.1416e-17 | 1.9211e-09 | -1.9211e-09 | 0 | -1.9211e-09 | 1.9211e-09 | 0 | 0 | 0 | 0 | 0 | 0 | 1.1 | 0.55 | 0.55 | 1.1 | 0.55 | 0.55 | -7.571e-12 | -180 | -180 | -7.5742e-12 | -180 | 180
Line8_8_10 | 0 | 0 | 0 | 0 | 0 | 0 | 0 | 0 | 0 | 0 | 0 | 0 | 1.6283e-16 | -8.1417e-17 | 5.1926e-22 | -1.6283e-16 | 4.9079e-16 | -3.2338e-16 | -8.1416e-17 | 1.9211e-09 | -1.9211e-09 | 2.1522e-29 | -1.9211e-09 | 1.9211e-09 | 0 | 0 | 0 | 0 | 0 | 0 | 1.1 | 0.55 | 0.55 | 1.1 | 0.55 | 0.55 | -7.571e-12 | -180 | -180 | -7.5731e-12 | -180 | 180
Line9_3_11 | 0 | 0 | 0 | 0 | 0 | 0 | 0 | 0 | 0 | 0 | 0 | 0 | 4.2744e-16 | -2.8703e-09 | -4.5915e-09 | -4.2744e-16 | 2.8703e-09 | 4.5915e-09 | 8.1416e-17 | 4.2771e-09 | -1.2959e-09 | -4.0708e-17 | -4.2771e-09 | 1.2959e-09 | 0 | 0 | 0 | 0 | 0 | 0 | 1.1 | 0.97142 | 0.89974 | 1.1 | 0.97142 | 0.89974 | -7.5426e-12 | -128.9719 | 122.9242 | -7.549e-12 | -128.9719 | 122.9242

## LL_max_fault_6
name | pf_ikss_a_from_ka | pf_ikss_b_from_ka | pf_ikss_c_from_ka | pf_ikss_a_to_ka | pf_ikss_b_to_ka | pf_ikss_c_to_ka | pf_skss_a_from_mw | pf_skss_b_from_mw | pf_skss_c_from_mw | pf_skss_a_to_mw | pf_skss_b_to_mw | pf_skss_c_to_mw | pf_p_a_from_mw | pf_p_b_from_mw | pf_p_c_from_mw | pf_p_a_to_mw | pf_p_b_to_mw | pf_p_c_to_mw | pf_q_a_from_mvar | pf_q_b_from_mvar | pf_q_c_from_mvar | pf_q_a_to_mvar | pf_q_b_to_mvar | pf_q_c_to_mvar | pf_ikss_a_from_degree | pf_ikss_b_from_degree | pf_ikss_c_from_degree | pf_ikss_a_to_degree | pf_ikss_b_to_degree | pf_ikss_c_to_degree | pf_vm_a_from_pu | pf_vm_b_from_pu | pf_vm_c_from_pu | pf_vm_a_to_pu | pf_vm_b_to_pu | pf_vm_c_to_pu | pf_va_a_from_degree | pf_va_b_from_degree | pf_va_c_from_degree | pf_va_a_to_degree | pf_va_b_to_degree | pf_va_c_to_degree
Line0_1_2 | 0 | 0.057717 | 0.057717 | 0 | 0.057717 | 0.057717 | 0 | 0.013329 | 0.013329 | 0 | 0.013329 | 0.013329 | 2.0036e-17 | 0.013468 | 0.0034547 | -2.0036e-17 | -0.013435 | -0.0034214 | 7.2858e-18 | 0.0037057 | 0.013484 | -3.6429e-18 | -0.0036391 | -0.013417 | 0 | -135.6822 | 44.3178 | 0 | 44.3178 | -135.6822 | 1.05 | 1.048 | 1.0443 | 1.05 | 1.0443 | 1.0388 | -5.3984e-14 | -120.2981 | 119.9471 | -5.4277e-14 | -120.5262 | 120.0122
Line10_11_12 | 0 | 0 | 0 | 0 | 0 | 0 | 0 | 0 | 0 | 0 | 0 | 0 | 7.5894e-18 | -4.627e-11 | -1.3184e-10 | -6.9823e-18 | 4.627e-11 | 1.3184e-10 | 2.4286e-18 | 1.2595e-10 | 2.226e-11 | -3.6429e-18 | -1.2595e-10 | -2.226e-11 | 0 | 0 | 0 | 0 | 0 | 0 | 1.05 | 1.048 | 1.0443 | 1.05 | 1.048 | 1.0443 | -5.4339e-14 | -120.2981 | 119.9471 | -5.4489e-14 | -120.2981 | 119.9471
Line11_12_13 | 0 | 0 | 0 | 0 | 0 | 0 | 0 | 0 | 0 | 0 | 0 | 0 | 4.8572e-18 | -3.8558e-11 | -1.0987e-10 | -4.8572e-18 | 3.8558e-11 | 1.0987e-10 | -4.6193e-33 | 1.0496e-10 | 1.855e-11 | -6.0715e-19 | -1.0496e-10 | -1.855e-11 | 0 | 0 | 0 | 0 | 0 | 0 | 1.05 | 1.048 | 1.0443 | 1.05 | 1.048 | 1.0443 | -5.4489e-14 | -120.2981 | 119.9471 | -5.461e-14 | -120.2981 | 119.9471
Line12_13_15 | 0 | 0 | 0 | 0 | 0 | 0 | 0 | 0 | 0 | 0 | 0 | 0 | 4.8572e-18 | -2.3135e-11 | -6.592e-11 | -4.8572e-18 | 2.3135e-11 | 6.592e-11 | 1.2143e-18 | 6.2976e-11 | 1.113e-11 | -1.8215e-18 | -6.2976e-11 | -1.113e-11 | 0 | 0 | 0 | 0 | 0 | 0 | 1.05 | 1.048 | 1.0443 | 1.05 | 1.048 | 1.0443 | -5.461e-14 | -120.2981 | 119.9471 | -5.467e-14 | -120.2981 | 119.9471
Line13_13_14 | 0 | 0 | 0 | 0 | 0 | 0 | 0 | 0 | 0 | 0 | 0 | 0 | 3.0358e-19 | -7.7116e-12 | -2.1973e-11 | -3.0358e-19 | 7.7116e-12 | 2.1973e-11 | -2.8935e-34 | 2.0992e-11 | 3.71e-12 | 2.8942e-34 | -2.0992e-11 | -3.71e-12 | 0 | 0 | 0 | 0 | 0 | 0 | 1.05 | 1.048 | 1.0443 | 1.05 | 1.048 | 1.0443 | -5.461e-14 | -120.2981 | 119.9471 | -5.4624e-14 | -120.2981 | 119.9471
Line14_15_16 | 0 | 0 | 0 | 0 | 0 | 0 | 0 | 0 | 0 | 0 | 0 | 0 | 3.0358e-18 | -1.5423e-11 | -4.3946e-11 | -1.8215e-18 | 1.5423e-11 | 4.3946e-11 | 6.0715e-19 | 4.1984e-11 | 7.42e-12 | -1.2143e-18 | -4.1984e-11 | -7.42e-12 | 0 | 0 | 0 | 0 | 0 | 0 | 1.05 | 1.048 | 1.0443 | 1.05 | 1.048 | 1.0443 | -5.467e-14 | -120.2981 | 119.9471 | -5.4699e-14 | -120.2981 | 119.9471
Line15_16_17 | 0 | 0 | 0 | 0 | 0 | 0 | 0 | 0 | 0 | 0 | 0 | 0 | 9.1073e-19 | -7.7116e-12 | -2.1973e-11 | -9.1073e-19 | 7.7116e-12 | 2.1973e-11 | -1.2143e-18 | 2.0992e-11 | 3.71e-12 | 1.2143e-18 | -2.0992e-11 | -3.71e-12 | 0 | 0 | 0 | 0 | 0 | 0 | 1.05 | 1.048 | 1.0443 | 1.05 | 1.048 | 1.0443 | -5.4699e-14 | -120.2981 | 119.9471 | -5.4717e-14 | -120.2981 | 119.9471
Line16_4_18 | 0 | 0 | 0 | 0 | 0 | 0 | 0 | 0 | 0 | 0 | 0 | 0 | 3.0358e-19 | -7.7116e-12 | -2.1973e-11 | -3.0358e-19 | 7.7116e-12 | 2.1973e-11 | -6.0715e-19 | 2.0992e-11 | 3.71e-12 | 6.0715e-19 | -2.0992e-11 | -3.71e-12 | 0 | 0 | 0 | 0 | 0 | 0 | 1.05 | 1.048 | 1.0443 | 1.05 | 1.048 | 1.0443 | -5.408e-14 | -120.2981 | 119.9471 | -5.4099e-14 | -120.2981 | 119.9471
Line17_5_19 | 0 | 0 | 0 | 0 | 0 | 0 | 0 | 0 | 0 | 0 | 0 | 0 | 6.0715e-19 | -7.7116e-12 | -2.1973e-11 | -1.2143e-18 | 7.7116e-12 | 2.1973e-11 | -1.2143e-18 | 2.0992e-11 | 3.71e-12 | 1.2143e-18 | -2.0992e-11 | -3.71e-12 | 0 | 0 | 0 | 0 | 0 | 0 | 1.05 | 1.048 | 1.0443 | 1.05 | 1.048 | 1.0443 | -5.4037e-14 | -120.2981 | 119.9471 | -5.4056e-14 | -120.2981 | 119.9471
Line1_1_3 | 0 | 0 | 0 | 0 | 0 | 0 | 0 | 0 | 0 | 0 | 0 | 0 | 1.0625e-17 | -6.1693e-11 | -1.7579e-10 | -1.0018e-17 | 6.1693e-11 | 1.7579e-10 | 7.2858e-18 | 1.6794e-10 | 2.968e-11 | -6.6787e-18 | -1.6794e-10 | -2.968e-11 | 0 | 0 | 0 | 0 | 0 | 0 | 1.05 | 1.048 | 1.0443 | 1.05 | 1.048 | 1.0443 | -5.3984e-14 | -120.2981 | 119.9471 | -5.4174e-14 | -120.2981 | 119.9471
Line2_1_4 | 0 | 0 | 0 | 0 | 0 | 0 | 0 | 0 | 0 | 0 | 0 | 0 | 1.275e-17 | -1.5423e-11 | -4.3947e-11 | -1.275e-17 | 1.5423e-11 | 4.3947e-11 | 1.2143e-17 | 4.1984e-11 | 7.42e-12 | -1.0929e-17 | -4.1984e-11 | -7.42e-12 | 0 | 0 | 0 | 0 | 0 | 0 | 1.05 | 1.048 | 1.0443 | 1.05 | 1.048 | 1.0443 | -5.3984e-14 | -120.2981 | 119.9471 | -5.408e-14 | -120.2981 | 119.9471
Line3_1_5 | 0 | 0 | 0 | 0 | 0 | 0 | 0 | 0 | 0 | 0 | 0 | 0 | 1.8215e-18 | -1.5423e-11 | -4.3946e-11 | -2.4286e-18 | 1.5423e-11 | 4.3946e-11 | 1.2143e-18 | 4.1984e-11 | 7.42e-12 | 2.2905e-33 | -4.1984e-11 | -7.42e-12 | 0 | 0 | 0 | 0 | 0 | 0 | 1.05 | 1.048 | 1.0443 | 1.05 | 1.048 | 1.0443 | -5.3984e-14 | -120.2981 | 119.9471 | -5.4037e-14 | -120.2981 | 119.9471
Line4_2_6 | 0 | 0.057717 | 0.057717 | 0 | 0.057717 | 0.057717 | 0 | 0.013329 | 0.013329 | 0 | 0.013329 | 0.013329 | 1.4572e-17 | 0.013435 | 0.0034214 | -1.4572e-17 | -0.013402 | -0.003388 | -1.3804e-32 | 0.0036391 | 0.013417 | 1.3875e-32 | -0.0035725 | -0.01335 | 0 | -135.6822 | 44.3178 | 0 | 44.3178 | -135.6822 | 1.05 | 1.0443 | 1.0388 | 1.05 | 1.0405 | 1.0333 | -5.4277e-14 | -120.5262 | 120.0122 | -5.4555e-14 | -120.7558 | 120.078
Line5_6_7 | 0 | 0.057717 | 0.057717 | 0 | 0.057717 | 0.057717 | 0 | 0.013329 | 0.013329 | 0 | 0.013329 | 0.013329 | 7.2858e-18 | 0.013402 | 0.003388 | -9.7145e-18 | -0.013368 | -0.0033547 | -2.4286e-18 | 0.0035725 | 0.01335 | 9.2803e-33 | -0.0035059 | -0.013284 | 0 | -135.6822 | 44.3178 | 0 | 44.3178 | -135.6822 | 1.05 | 1.0405 | 1.0333 | 1.05 | 1.0368 | 1.0279 | -5.4555e-14 | -120.7558 | 120.078 | -5.4735e-14 | -120.9872 | 120.1445
Line6_7_8 | 0 | 0.057717 | 0.057717 | 0 | 0.057717 | 0.057717 | 0 | 0.013329 | 0.013329 | 0 | 0.013329 | 0.013329 | 9.7145e-18 | 0.013368 | 0.0033547 | -9.7145e-18 | -0.013335 | -0.0033214 | 2.4286e-18 | 0.0035059 | 0.013284 | 9.3089e-33 | -0.0034392 | -0.013217 | 0 | -135.6822 | 44.3178 | 0 | 44.3178 | -135.6822 | 1.05 | 1.0368 | 1.0279 | 1.05 | 1.0332 | 1.0224 | -5.4735e-14 | -120.9872 | 120.1445 | -5.4904e-14 | -121.2201 | 120.2117
Line7_8_9 | 0 | 0 | 0 | 0 | 0 | 0 | 0 | 0 | 0 | 0 | 0 | 0 | 2.4286e-18 | -6.2856e-11 | -1.0336e-10 | -4.8572e-18 | 6.2856e-11 | 1.0336e-10 | 2.4286e-18 | 8.4699e-11 | -1.4546e-11 | 4.6618e-33 | -8.4699e-11 | 1.4546e-11 | 0 | 0 | 0 | 0 | 0 | 0 | 1.05 | 1.0332 | 1.0224 | 1.05 | 1.0332 | 1.0224 | -5.4904e-14 | -121.2201 | 120.2117 | -5.499e-14 | -121.2201 | 120.2117
Line8_8_10 | 0 | 0 | 0 | 0 | 0 | 0 | 0 | 0 | 0 | 0 | 0 | 0 | 2.3272e-33 | -6.2856e-11 | -1.0336e-10 | 0 | 6.2856e-11 | 1.0336e-10 | 2.4286e-18 | 8.4699e-11 | -1.4546e-11 | 0 | -8.4699e-11 | 1.4546e-11 | 0 | 0 | 0 | 0 | 0 | 0 | 1.05 | 1.0332 | 1.0224 | 1.05 | 1.0332 | 1.0224 | -5.4904e-14 | -121.2201 | 120.2117 | -5.4963e-14 | -121.2201 | 120.2117
Line9_3_11 | 0 | 0 | 0 | 0 | 0 | 0 | 0 | 0 | 0 | 0 | 0 | 0 | 1.0625e-17 | -5.3981e-11 | -1.5381e-10 | -1.0625e-17 | 5.3981e-11 | 1.5381e-10 | 4.8572e-18 | 1.4694e-10 | 2.597e-11 | -3.0358e-18 | -1.4694e-10 | -2.597e-11 | 0 | 0 | 0 | 0 | 0 | 0 | 1.05 | 1.048 | 1.0443 | 1.05 | 1.048 | 1.0443 | -5.4174e-14 | -120.2981 | 119.9471 | -5.4339e-14 | -120.2981 | 119.9471

## LL_max_fault_10
name | pf_ikss_a_from_ka | pf_ikss_b_from_ka | pf_ikss_c_from_ka | pf_ikss_a_to_ka | pf_ikss_b_to_ka | pf_ikss_c_to_ka | pf_skss_a_from_mw | pf_skss_b_from_mw | pf_skss_c_from_mw | pf_skss_a_to_mw | pf_skss_b_to_mw | pf_skss_c_to_mw | pf_p_a_from_mw | pf_p_b_from_mw | pf_p_c_from_mw | pf_p_a_to_mw | pf_p_b_to_mw | pf_p_c_to_mw | pf_q_a_from_mvar | pf_q_b_from_mvar | pf_q_c_from_mvar | pf_q_a_to_mvar | pf_q_b_to_mvar | pf_q_c_to_mvar | pf_ikss_a_from_degree | pf_ikss_b_from_degree | pf_ikss_c_from_degree | pf_ikss_a_to_degree | pf_ikss_b_to_degree | pf_ikss_c_to_degree | pf_vm_a_from_pu | pf_vm_b_from_pu | pf_vm_c_from_pu | pf_vm_a_to_pu | pf_vm_b_to_pu | pf_vm_c_to_pu | pf_va_a_from_degree | pf_va_b_from_degree | pf_va_c_from_degree | pf_va_a_to_degree | pf_va_b_to_degree | pf_va_c_to_degree
Line0_1_2 | 0 | 0.060452 | 0.060452 | 0 | 0.060452 | 0.060452 | 0 | 0.013961 | 0.013961 | 0 | 0.013961 | 0.013961 | 2.9259e-17 | 0.014777 | 0.0037874 | -2.9259e-17 | -0.01474 | -0.0037509 | 8.9049e-18 | 0.004065 | 0.014792 | -8.9049e-18 | -0.0039919 | -0.014719 | 0 | -135.6932 | 44.3068 | 0 | 44.3068 | -135.6932 | 1.1 | 1.0978 | 1.0937 | 1.1 | 1.0939 | 1.088 | -1.2338e-13 | -120.3121 | 119.9447 | -1.2365e-13 | -120.5402 | 120.0098
Line10_11_12 | 0 | 0 | 0 | 0 | 0 | 0 | 0 | 0 | 0 | 0 | 0 | 0 | 6.6787e-18 | -5.3155e-11 | -1.5146e-10 | -7.3148e-18 | 5.3155e-11 | 1.5146e-10 | 2.5443e-18 | 1.4472e-10 | 2.555e-11 | -3.8164e-18 | -1.4472e-10 | -2.555e-11 | 0 | 0 | 0 | 0 | 0 | 0 | 1.1 | 1.0978 | 1.0937 | 1.1 | 1.0978 | 1.0937 | -1.2373e-13 | -120.3121 | 119.9447 | -1.2389e-13 | -120.3121 | 119.9447
Line11_12_13 | 0 | 0 | 0 | 0 | 0 | 0 | 0 | 0 | 0 | 0 | 0 | 0 | 7.6328e-18 | -4.4296e-11 | -1.2622e-10 | -8.2688e-18 | 4.4296e-11 | 1.2622e-10 | 6.3607e-19 | 1.206e-10 | 2.1292e-11 | -1.2721e-18 | -1.206e-10 | -2.1292e-11 | 0 | 0 | 0 | 0 | 0 | 0 | 1.1 | 1.0978 | 1.0937 | 1.1 | 1.0978 | 1.0937 | -1.2389e-13 | -120.3121 | 119.9447 | -1.2401e-13 | -120.3121 | 119.9447
Line12_13_15 | 0 | 0 | 0 | 0 | 0 | 0 | 0 | 0 | 0 | 0 | 0 | 0 | 5.0885e-18 | -2.6578e-11 | -7.5731e-11 | -5.0885e-18 | 2.6578e-11 | 7.5731e-11 | 3.1803e-18 | 7.2361e-11 | 1.2775e-11 | -4.4525e-18 | -7.2361e-11 | -1.2775e-11 | 0 | 0 | 0 | 0 | 0 | 0 | 1.1 | 1.0978 | 1.0937 | 1.1 | 1.0978 | 1.0937 | -1.2401e-13 | -120.3121 | 119.9447 | -1.2408e-13 | -120.3121 | 119.9447
Line13_13_14 | 0 | 0 | 0 | 0 | 0 | 0 | 0 | 0 | 0 | 0 | 0 | 0 | 1.5902e-18 | -8.8592e-12 | -2.5244e-11 | -9.541e-19 | 8.8592e-12 | 2.5244e-11 | 1.2721e-18 | 2.412e-11 | 4.2584e-12 | -6.3607e-19 | -2.412e-11 | -4.2584e-12 | 0 | 0 | 0 | 0 | 0 | 0 | 1.1 | 1.0978 | 1.0937 | 1.1 | 1.0978 | 1.0937 | -1.2401e-13 | -120.3121 | 119.9447 | -1.2403e-13 | -120.3121 | 119.9447
Line14_15_16 | 0 | 0 | 0 | 0 | 0 | 0 | 0 | 0 | 0 | 0 | 0 | 0 | 1.2721e-18 | -1.7718e-11 | -5.0487e-11 | -6.3607e-19 | 1.7718e-11 | 5.0487e-11 | -6.3607e-19 | 4.824e-11 | 8.5168e-12 | 1.3778e-33 | -4.824e-11 | -8.5168e-12 | 0 | 0 | 0 | 0 | 0 | 0 | 1.1 | 1.0978 | 1.0937 | 1.1 | 1.0978 | 1.0937 | -1.2408e-13 | -120.3121 | 119.9447 | -1.2411e-13 | -120.3121 | 119.9447
Line15_16_17 | 0 | 0 | 0 | 0 | 0 | 0 | 0 | 0 | 0 | 0 | 0 | 0 | 3.1803e-19 | -8.8592e-12 | -2.5244e-11 | -3.1803e-19 | 8.8592e-12 | 2.5244e-11 | -6.8888e-34 | 2.412e-11 | 4.2584e-12 | 6.3607e-19 | -2.412e-11 | -4.2584e-12 | 0 | 0 | 0 | 0 | 0 | 0 | 1.1 | 1.0978 | 1.0937 | 1.1 | 1.0978 | 1.0937 | -1.2411e-13 | -120.3121 | 119.9447 | -1.2413e-13 | -120.3121 | 119.9447
Line16_4_18 | 0 | 0 | 0 | 0 | 0 | 0 | 0 | 0 | 0 | 0 | 0 | 0 | 6.3607e-19 | -8.8592e-12 | -2.5244e-11 | -1.2721e-18 | 8.8592e-12 | 2.5244e-11 | -1.9082e-18 | 2.412e-11 | 4.2584e-12 | 6.3607e-19 | -2.412e-11 | -4.2584e-12 | 0 | 0 | 0 | 0 | 0 | 0 | 1.1 | 1.0978 | 1.0937 | 1.1 | 1.0978 | 1.0937 | -1.2325e-13 | -120.3121 | 119.9447 | -1.2327e-13 | -120.3121 | 119.9447
Line17_5_19 | 0 | 0 | 0 | 0 | 0 | 0 | 0 | 0 | 0 | 0 | 0 | 0 | -1.3699e-33 | -8.8592e-12 | -2.5244e-11 | 1.3702e-33 | 8.8592e-12 | 2.5244e-11 | -6.3607e-19 | 2.412e-11 | 4.2584e-12 | 6.3607e-19 | -2.412e-11 | -4.2584e-12 | 0 | 0 | 0 | 0 | 0 | 0 | 1.1 | 1.0978 | 1.0937 | 1.1 | 1.0978 | 1.0937 | -1.234e-13 | -120.3121 | 119.9447 | -1.2342e-13 | -120.3121 | 119.9447
Line1_1_3 | 0 | 0 | 0 | 0 | 0 | 0 | 0 | 0 | 0 | 0 | 0 | 0 | 1.1767e-17 | -7.0874e-11 | -2.0195e-10 | -1.1767e-17 | 7.0874e-11 | 2.0195e-10 | 6.9967e-18 | 1.9296e-10 | 3.4067e-11 | -8.2688e-18 | -1.9296e-10 | -3.4067e-11 | 0 | 0 | 0 | 0 | 0 | 0 | 1.1 | 1.0978 | 1.0937 | 1.1 | 1.0978 | 1.0937 | -1.2338e-13 | -120.3121 | 119.9447 | -1.2356e-13 | -120.3121 | 119.9447
Line2_1_4 | 0 | 0 | 0 | 0 | 0 | 0 | 0 | 0 | 0 | 0 | 0 | 0 | -6.3607e-19 | -1.7718e-11 | -5.0487e-11 | 1.2721e-18 | 1.7718e-11 | 5.0487e-11 | 2.8623e-17 | 4.824e-11 | 8.5168e-12 | -2.8623e-17 | -4.824e-11 | -8.5168e-12 | 0 | 0 | 0 | 0 | 0 | 0 | 1.1 | 1.0978 | 1.0937 | 1.1 | 1.0978 | 1.0937 | -1.2338e-13 | -120.3121 | 119.9447 | -1.2325e-13 | -120.3121 | 119.9447
Line3_1_5 | 0 | 0 | 0 | 0 | 0 | 0 | 0 | 0 | 0 | 0 | 0 | 0 | 1.9082e-18 | -1.7718e-11 | -5.0487e-11 | -1.9082e-18 | 1.7718e-11 | 5.0487e-11 | 6.3607e-19 | 4.824e-11 | 8.5168e-12 | -6.3607e-19 | -4.824e-11 | -8.5168e-12 | 0 | 0 | 0 | 0 | 0 | 0 | 1.1 | 1.0978 | 1.0937 | 1.1 | 1.0978 | 1.0937 | -1.2338e-13 | -120.3121 | 119.9447 | -1.234e-13 | -120.3121 | 119.9447
Line4_2_6 | 0 | 0.060452 | 0.060452 | 0 | 0.060452 | 0.060452 | 0 | 0.013961 | 0.013961 | 0 | 0.013961 | 0.013961 | 2.2898e-17 | 0.01474 | 0.0037509 | -2.2898e-17 | -0.014704 | -0.0037143 | 5.0885e-18 | 0.0039919 | 0.014719 | -5.0885e-18 | -0.0039188 | -0.014646 | 0 | -135.6932 | 44.3068 | 0 | 44.3068 | -135.6932 | 1.1 | 1.0939 | 1.088 | 1.1 | 1.09 | 1.0823 | -1.2365e-13 | -120.5402 | 120.0098 | -1.2391e-13 | -120.7698 | 120.0757
Line5_6_7 | 0 | 0.060452 | 0.060452 | 0 | 0.060452 | 0.060452 | 0 | 0.013961 | 0.013961 | 0 | 0.013961 | 0.013961 | 1.781e-17 | 0.014704 | 0.0037143 | -2.0354e-17 | -0.014667 | -0.0036778 | -2.5443e-18 | 0.0039188 | 0.014646 | 4.4132e-32 | -0.0038457 | -0.014572 | 0 | -135.6932 | 44.3068 | 0 | 44.3068 | -135.6932 | 1.1 | 1.09 | 1.0823 | 1.1 | 1.0861 | 1.0765 | -1.2391e-13 | -120.7698 | 120.0757 | -1.2423e-13 | -121.0011 | 120.1422
Line6_7_8 | 0 | 0.060452 | 0.060452 | 0 | 0.060452 | 0.060452 | 0 | 0.013961 | 0.013961 | 0 | 0.013961 | 0.013961 | 1.2721e-17 | 0.014667 | 0.0036778 | -1.5266e-17 | -0.014631 | -0.0036413 | 2.5443e-18 | 0.0038457 | 0.014572 | -5.0885e-18 | -0.0037726 | -0.014499 | 0 | -135.6932 | 44.3068 | 0 | 44.3068 | -135.6932 | 1.1 | 1.0861 | 1.0765 | 1.1 | 1.0823 | 1.0708 | -1.2423e-13 | -121.0011 | 120.1422 | -1.2446e-13 | -121.2341 | 120.2095
Line7_8_9 | 0 | 0 | 0 | 0 | 0 | 0 | 0 | 0 | 0 | 0 | 0 | 0 | 2.5443e-18 | -6.9334e-11 | -1.1449e-10 | -5.0885e-18 | 6.9334e-11 | 1.1449e-10 | 2.5443e-18 | 9.4011e-11 | -1.5791e-11 | 1.1061e-32 | -9.4011e-11 | 1.5791e-11 | 0 | 0 | 0 | 0 | 0 | 0 | 1.1 | 1.0823 | 1.0708 | 1.1 | 1.0823 | 1.0708 | -1.2446e-13 | -121.2341 | 120.2095 | -1.2454e-13 | -121.2341 | 120.2095
Line8_8_10 | 0 | 0 | 0 | 0 | 0 | 0 | 0 | 0 | 0 | 0 | 0 | 0 | -2.5443e-18 | -6.9334e-11 | -1.1449e-10 | -1.1059e-32 | 6.9334e-11 | 1.1449e-10 | 7.6328e-18 | 9.4011e-11 | -1.5791e-11 | -5.0885e-18 | -9.4011e-11 | 1.5791e-11 | 0 | 0 | 0 | 0 | 0 | 0 | 1.1 | 1.0823 | 1.0708 | 1.1 | 1.0823 | 1.0708 | -1.2446e-13 | -121.2341 | 120.2095 | -1.2452e-13 | -121.2341 | 120.2095
Line9_3_11 | 0 | 0 | 0 | 0 | 0 | 0 | 0 | 0 | 0 | 0 | 0 | 0 | 1.1449e-17 | -6.2015e-11 | -1.7671e-10 | -1.1449e-17 | 6.2015e-11 | 1.7671e-10 | 5.7246e-18 | 1.6884e-10 | 2.9809e-11 | -3.8164e-18 | -1.6884e-10 | -2.9809e-11 | 0 | 0 | 0 | 0 | 0 | 0 | 1.1 | 1.0978 | 1.0937 | 1.1 | 1.0978 | 1.0937 | -1.2356e-13 | -120.3121 | 119.9447 | -1.2373e-13 | -120.3121 | 119.9447

## LL_min_6
name | pf_ikss_a_from_ka | pf_ikss_b_from_ka | pf_ikss_c_from_ka | pf_ikss_a_to_ka | pf_ikss_b_to_ka | pf_ikss_c_to_ka | pf_skss_a_from_mw | pf_skss_b_from_mw | pf_skss_c_from_mw | pf_skss_a_to_mw | pf_skss_b_to_mw | pf_skss_c_to_mw | pf_p_a_from_mw | pf_p_b_from_mw | pf_p_c_from_mw | pf_p_a_to_mw | pf_p_b_to_mw | pf_p_c_to_mw | pf_q_a_from_mvar | pf_q_b_from_mvar | pf_q_c_from_mvar | pf_q_a_to_mvar | pf_q_b_to_mvar | pf_q_c_to_mvar | pf_ikss_a_from_degree | pf_ikss_b_from_degree | pf_ikss_c_from_degree | pf_ikss_a_to_degree | pf_ikss_b_to_degree | pf_ikss_c_to_degree | pf_vm_a_from_pu | pf_vm_b_from_pu | pf_vm_c_from_pu | pf_vm_a_to_pu | pf_vm_b_to_pu | pf_vm_c_to_pu | pf_va_a_from_degree | pf_va_b_from_degree | pf_va_c_from_degree | pf_va_a_to_degree | pf_va_b_to_degree | pf_va_c_to_degree
Line0_1_2 | 0 | 1.455 | 1.455 | 0 | 1.455 | 1.455 | 0 | 0.33601 | 0.33601 | 0 | 0.33601 | 0.33601 | 1.4063e-16 | 0.28984 | 0.03533 | -1.2305e-16 | -0.24919 | 0.005316 | 2.2852e-16 | 0.073022 | 0.26569 | -2.2852e-16 | -0.030682 | -0.22336 | 0 | -142.8727 | 37.1273 | 0 | 37.1273 | -142.8727 | 0.95 | 0.88953 | 0.79769 | 0.95 | 0.74721 | 0.66491 | -3.8513e-12 | -128.7319 | 119.553 | -3.8458e-12 | -135.8534 | 128.4907
Line10_11_12 | 0 | 0 | 0 | 0 | 0 | 0 | 0 | 0 | 0 | 0 | 0 | 0 | 2.6368e-17 | -9.6789e-10 | -2.6725e-09 | -2.6368e-17 | 9.6789e-10 | 2.6725e-09 | 7.0314e-17 | 2.8224e-09 | 1.3007e-10 | -5.2736e-17 | -2.8224e-09 | -1.3007e-10 | 0 | 0 | 0 | 0 | 0 | 0 | 0.95 | 0.88953 | 0.79769 | 0.95 | 0.88953 | 0.79769 | -3.8488e-12 | -128.7319 | 119.553 | -3.8471e-12 | -128.7319 | 119.553
Line11_12_13 | 0 | 0 | 0 | 0 | 0 | 0 | 0 | 0 | 0 | 0 | 0 | 0 | 2.1973e-17 | -8.0657e-10 | -2.2271e-09 | -2.1973e-17 | 8.0657e-10 | 2.2271e-09 | 1.0547e-16 | 2.352e-09 | 1.0839e-10 | -1.2305e-16 | -2.352e-09 | -1.0839e-10 | 0 | 0 | 0 | 0 | 0 | 0 | 0.95 | 0.88953 | 0.79769 | 0.95 | 0.88953 | 0.79769 | -3.8471e-12 | -128.7319 | 119.553 | -3.8456e-12 | -128.7319 | 119.553
Line12_13_15 | 0 | 0 | 0 | 0 | 0 | 0 | 0 | 0 | 0 | 0 | 0 | 0 | 4.3946e-18 | -4.8394e-10 | -1.3362e-09 | -1.3184e-17 | 4.8394e-10 | 1.3362e-09 | 1.7579e-17 | 1.4112e-09 | 6.5035e-11 | -1.7579e-17 | -1.4112e-09 | -6.5035e-11 | 0 | 0 | 0 | 0 | 0 | 0 | 0.95 | 0.88953 | 0.79769 | 0.95 | 0.88953 | 0.79769 | -3.8456e-12 | -128.7319 | 119.553 | -3.845e-12 | -128.7319 | 119.553
Line13_13_14 | 0 | 0 | 0 | 0 | 0 | 0 | 0 | 0 | 0 | 0 | 0 | 0 | -1.3184e-17 | -1.6131e-10 | -4.4541e-10 | -4.3946e-18 | 1.6131e-10 | 4.4541e-10 | 1.7579e-17 | 4.7039e-10 | 2.1679e-11 | 2.9497e-31 | -4.7039e-10 | -2.1679e-11 | 0 | 0 | 0 | 0 | 0 | 0 | 0.95 | 0.88953 | 0.79769 | 0.95 | 0.88953 | 0.79769 | -3.8456e-12 | -128.7319 | 119.553 | -3.8457e-12 | -128.7319 | 119.553
Line14_15_16 | 0 | 0 | 0 | 0 | 0 | 0 | 0 | 0 | 0 | 0 | 0 | 0 | -8.7893e-18 | -3.2263e-10 | -8.9083e-10 | 8.7893e-18 | 3.2263e-10 | 8.9083e-10 | 5.2736e-17 | 9.4079e-10 | 4.3357e-11 | -3.5157e-17 | -9.4079e-10 | -4.3357e-11 | 0 | 0 | 0 | 0 | 0 | 0 | 0.95 | 0.88953 | 0.79769 | 0.95 | 0.88953 | 0.79769 | -3.845e-12 | -128.7319 | 119.553 | -3.8446e-12 | -128.7319 | 119.553
Line15_16_17 | 0 | 0 | 0 | 0 | 0 | 0 | 0 | 0 | 0 | 0 | 0 | 0 | -8.7893e-18 | -1.6131e-10 | -4.4541e-10 | 8.7893e-18 | 1.6131e-10 | 4.4541e-10 | 5.8977e-31 | 4.7039e-10 | 2.1678e-11 | -5.8981e-31 | -4.7039e-10 | -2.1678e-11 | 0 | 0 | 0 | 0 | 0 | 0 | 0.95 | 0.88953 | 0.79769 | 0.95 | 0.88953 | 0.79769 | -3.8446e-12 | -128.7319 | 119.553 | -3.8448e-12 | -128.7319 | 119.553
Line16_4_18 | 0 | 0 | 0 | 0 | 0 | 0 | 0 | 0 | 0 | 0 | 0 | 0 | 1.7579e-17 | -1.6131e-10 | -4.4541e-10 | -2.6368e-17 | 1.6131e-10 | 4.4541e-10 | -1.1795e-30 | 4.7039e-10 | 2.1679e-11 | 1.7693e-30 | -4.7039e-10 | -2.1679e-11 | 0 | 0 | 0 | 0 | 0 | 0 | 0.95 | 0.88953 | 0.79769 | 0.95 | 0.88953 | 0.79769 | -3.8444e-12 | -128.7319 | 119.553 | -3.8447e-12 | -128.7319 | 119.553
Line17_5_19 | 0 | 0 | 0 | 0 | 0 | 0 | 0 | 0 | 0 | 0 | 0 | 0 | 8.7893e-18 | -1.6131e-10 | -4.4541e-10 | -8.7893e-18 | 1.6131e-10 | 4.4541e-10 | 1.7579e-17 | 4.7039e-10 | 2.1678e-11 | -3.5157e-17 | -4.7039e-10 | -2.1678e-11 | 0 | 0 | 0 | 0 | 0 | 0 | 0.95 | 0.88953 | 0.79769 | 0.95 | 0.88953 | 0.79769 | -3.8512e-12 | -128.7319 | 119.553 | -3.8514e-12 | -128.7319 | 119.553
Line1_1_3 | 0 | 0 | 0 | 0 | 0 | 0 | 0 | 0 | 0 | 0 | 0 | 0 | 6.1525e-17 | -1.2905e-09 | -3.5633e-09 | -6.1525e-17 | 1.2905e-09 | 3.5633e-09 | 5.2736e-17 | 3.7632e-09 | 1.7343e-10 | -3.5157e-17 | -3.7632e-09 | -1.7343e-10 | 0 | 0 | 0 | 0 | 0 | 0 | 0.95 | 0.88953 | 0.79769 | 0.95 | 0.88953 | 0.79769 | -3.8513e-12 | -128.7319 | 119.553 | -3.8503e-12 | -128.7319 | 119.553
Line2_1_4 | 0 | 0 | 0 | 0 | 0 | 0 | 0 | 0 | 0 | 0 | 0 | 0 | 9.6682e-17 | -3.2263e-10 | -8.9083e-10 | -1.0547e-16 | 3.2263e-10 | 8.9083e-10 | 6.6798e-16 | 9.4079e-10 | 4.3357e-11 | -6.8556e-16 | -9.4079e-10 | -4.3357e-11 | 0 | 0 | 0 | 0 | 0 | 0 | 0.95 | 0.88953 | 0.79769 | 0.95 | 0.88953 | 0.79769 | -3.8513e-12 | -128.7319 | 119.553 | -3.8444e-12 | -128.7319 | 119.553
Line3_1_5 | 0 | 0 | 0 | 0 | 0 | 0 | 0 | 0 | 0 | 0 | 0 | 0 | -4.3946e-18 | -3.2263e-10 | -8.9083e-10 | 4.3946e-18 | 3.2263e-10 | 8.9083e-10 | 1.7579e-17 | 9.4079e-10 | 4.3357e-11 | -1.7579e-17 | -9.4079e-10 | -4.3357e-11 | 0 | 0 | 0 | 0 | 0 | 0 | 0.95 | 0.88953 | 0.79769 | 0.95 | 0.88953 | 0.79769 | -3.8513e-12 | -128.7319 | 119.553 | -3.8512e-12 | -128.7319 | 119.553
Line4_2_6 | 0 | 1.455 | 1.455 | 0 | 1.455 | 1.455 | 0 | 0.33601 | 0.33601 | 0 | 0.33601 | 0.33601 | 3.5157e-17 | 0.24919 | -0.005316 | -3.5157e-17 | -0.20855 | 0.045962 | 2.8126e-16 | 0.030682 | 0.22336 | -2.8126e-16 | 0.011658 | -0.18102 | 0 | -142.8727 | 37.1273 | 0 | 37.1273 | -142.8727 | 0.95 | 0.74721 | 0.66491 | 0.95 | 0.62161 | 0.55581 | -3.8458e-12 | -135.8534 | 128.4907 | -3.8422e-12 | -146.0722 | 141.3743
Line5_6_7 | 0 | 1.455 | 1.455 | 0 | 1.455 | 1.455 | 0 | 0.33601 | 0.33601 | 0 | 0.33601 | 0.33601 | 2.461e-16 | 0.20855 | -0.045962 | -2.461e-16 | -0.1679 | 0.086608 | 2.1094e-16 | -0.011658 | 0.18102 | -2.1094e-16 | 0.053997 | -0.13868 | 0 | -142.8727 | 37.1273 | 0 | 37.1273 | -142.8727 | 0.95 | 0.62161 | 0.55581 | 0.95 | 0.52489 | 0.48658 | -3.8422e-12 | -146.0722 | 141.3743 | -3.8398e-12 | -160.7007 | 159.1134
Line6_7_8 | 0 | 1.455 | 1.455 | 0 | 1.455 | 1.455 | 0 | 0.33601 | 0.33601 | 0 | 0.33601 | 0.33601 | 7.0314e-17 | 0.1679 | -0.086608 | -1.4063e-16 | -0.12725 | 0.12725 | 1.4063e-16 | -0.053997 | 0.13868 | -1.4063e-16 | 0.096337 | -0.096337 | 0 | -142.8727 | 37.1273 | 0 | 37.1273 | -142.8727 | 0.95 | 0.52489 | 0.48658 | 0.95 | 0.475 | 0.475 | -3.8398e-12 | -160.7007 | 159.1134 | -3.8363e-12 | -180 | -180
Line7_8_9 | 0 | 0 | 0 | 0 | 0 | 0 | 0 | 0 | 0 | 0 | 0 | 0 | 7.0314e-17 | 1.0547e-16 | 1.41e-22 | -7.0314e-17 | -2.0767e-16 | 1.439e-16 | 7.0314e-17 | 1.4329e-09 | -1.4329e-09 | -7.0314e-17 | -1.4329e-09 | 1.4329e-09 | 0 | 0 | 0 | 0 | 0 | 0 | 0.95 | 0.475 | 0.475 | 0.95 | 0.475 | 0.475 | -3.8363e-12 | -180 | -180 | -3.8374e-12 | -180 | 180
Line8_8_10 | 0 | 0 | 0 | 0 | 0 | 0 | 0 | 0 | 0 | 0 | 0 | 0 | 7.0314e-17 | -2.2841e-22 | 1.41e-22 | -7.0314e-17 | -6.7038e-17 | 3.2759e-18 | 1.4063e-16 | 1.4329e-09 | -1.4329e-09 | -7.0314e-17 | -1.4329e-09 | 1.4329e-09 | 0 | 0 | 0 | 0 | 0 | 0 | 0.95 | 0.475 | 0.475 | 0.95 | 0.475 | 0.475 | -3.8363e-12 | -180 | -180 | -3.8355e-12 | -180 | 180
Line9_3_11 | 0 | 0 | 0 | 0 | 0 | 0 | 0 | 0 | 0 | 0 | 0 | 0 | 3.9552e-17 | -1.1292e-09 | -3.1179e-09 | -3.0762e-17 | 1.1292e-09 | 3.1179e-09 | 8.7893e-17 | 3.2928e-09 | 1.5175e-10 | -5.2736e-17 | -3.2928e-09 | -1.5175e-10 | 0 | 0 | 0 | 0 | 0 | 0 | 0.95 | 0.88953 | 0.79769 | 0.95 | 0.88953 | 0.79769 | -3.8503e-12 | -128.7319 | 119.553 | -3.8488e-12 | -128.7319 | 119.553

## LL_min_10
name | pf_ikss_a_from_ka | pf_ikss_b_from_ka | pf_ikss_c_from_ka | pf_ikss_a_to_ka | pf_ikss_b_to_ka | pf_ikss_c_to_ka | pf_skss_a_from_mw | pf_skss_b_from_mw | pf_skss_c_from_mw | pf_skss_a_to_mw | pf_skss_b_to_mw | pf_skss_c_to_mw | pf_p_a_from_mw | pf_p_b_from_mw | pf_p_c_from_mw | pf_p_a_to_mw | pf_p_b_to_mw | pf_p_c_to_mw | pf_q_a_from_mvar | pf_q_b_from_mvar | pf_q_c_from_mvar | pf_q_a_to_mvar | pf_q_b_to_mvar | pf_q_c_to_mvar | pf_ikss_a_from_degree | pf_ikss_b_from_degree | pf_ikss_c_from_degree | pf_ikss_a_to_degree | pf_ikss_b_to_degree | pf_ikss_c_to_degree | pf_vm_a_from_pu | pf_vm_b_from_pu | pf_vm_c_from_pu | pf_vm_a_to_pu | pf_vm_b_to_pu | pf_vm_c_to_pu | pf_va_a_from_degree | pf_va_b_from_degree | pf_va_c_from_degree | pf_va_a_to_degree | pf_va_b_to_degree | pf_va_c_to_degree
Line0_1_2 | 0 | 1.3784 | 1.3784 | 0 | 1.3784 | 1.3784 | 0 | 0.31833 | 0.31833 | 0 | 0.31833 | 0.31833 | 3.3307e-17 | 0.26013 | 0.031709 | -1.6653e-17 | -0.22365 | 0.0047711 | 2.8311e-16 | 0.065537 | 0.23846 | -2.8311e-16 | -0.027537 | -0.20046 | 0 | -142.8727 | 37.1273 | 0 | 37.1273 | -142.8727 | 0.9 | 0.84271 | 0.7557 | 0.9 | 0.70788 | 0.62991 | -3.831e-12 | -128.7319 | 119.553 | -3.823e-12 | -135.8534 | 128.4907
Line10_11_12 | 0 | 0 | 0 | 0 | 0 | 0 | 0 | 0 | 0 | 0 | 0 | 0 | 3.3307e-17 | -8.6869e-10 | -2.3986e-09 | -4.1633e-17 | 8.6869e-10 | 2.3986e-09 | 4.996e-17 | 2.5331e-09 | 1.1674e-10 | -4.996e-17 | -2.5331e-09 | -1.1674e-10 | 0 | 0 | 0 | 0 | 0 | 0 | 0.9 | 0.84271 | 0.7557 | 0.9 | 0.84271 | 0.7557 | -3.8285e-12 | -128.7319 | 119.553 | -3.8268e-12 | -128.7319 | 119.553
Line11_12_13 | 0 | 0 | 0 | 0 | 0 | 0 | 0 | 0 | 0 | 0 | 0 | 0 | 1.249e-17 | -7.2391e-10 | -1.9988e-09 | -1.249e-17 | 7.2391e-10 | 1.9988e-09 | 4.996e-17 | 2.1109e-09 | 9.7283e-11 | -4.996e-17 | -2.1109e-09 | -9.7283e-11 | 0 | 0 | 0 | 0 | 0 | 0 | 0.9 | 0.84271 | 0.7557 | 0.9 | 0.84271 | 0.7557 | -3.8268e-12 | -128.7319 | 119.553 | -3.8253e-12 | -128.7319 | 119.553
Line12_13_15 | 0 | 0 | 0 | 0 | 0 | 0 | 0 | 0 | 0 | 0 | 0 | 0 | 8.3267e-18 | -4.3434e-10 | -1.1993e-09 | -8.3267e-18 | 4.3434e-10 | 1.1993e-09 | 1.6653e-17 | 1.2665e-09 | 5.837e-11 | 1.6653e-17 | -1.2665e-09 | -5.837e-11 | 0 | 0 | 0 | 0 | 0 | 0 | 0.9 | 0.84271 | 0.7557 | 0.9 | 0.84271 | 0.7557 | -3.8253e-12 | -128.7319 | 119.553 | -3.8247e-12 | -128.7319 | 119.553
Line13_13_14 | 0 | 0 | 0 | 0 | 0 | 0 | 0 | 0 | 0 | 0 | 0 | 0 | 2.0817e-17 | -1.4478e-10 | -3.9976e-10 | -1.249e-17 | 1.4478e-10 | 3.9976e-10 | -1.3898e-30 | 4.2218e-10 | 1.9457e-11 | 1.6653e-17 | -4.2218e-10 | -1.9457e-11 | 0 | 0 | 0 | 0 | 0 | 0 | 0.9 | 0.84271 | 0.7557 | 0.9 | 0.84271 | 0.7557 | -3.8253e-12 | -128.7319 | 119.553 | -3.8254e-12 | -128.7319 | 119.553
Line14_15_16 | 0 | 0 | 0 | 0 | 0 | 0 | 0 | 0 | 0 | 0 | 0 | 0 | -4.1633e-18 | -2.8956e-10 | -7.9952e-10 | 4.1633e-18 | 2.8956e-10 | 7.9952e-10 | 4.996e-17 | 8.4436e-10 | 3.8913e-11 | -4.996e-17 | -8.4436e-10 | -3.8913e-11 | 0 | 0 | 0 | 0 | 0 | 0 | 0.9 | 0.84271 | 0.7557 | 0.9 | 0.84271 | 0.7557 | -3.8247e-12 | -128.7319 | 119.553 | -3.8243e-12 | -128.7319 | 119.553
Line15_16_17 | 0 | 0 | 0 | 0 | 0 | 0 | 0 | 0 | 0 | 0 | 0 | 0 | 4.1633e-18 | -1.4478e-10 | -3.9976e-10 | 4.1633e-18 | 1.4478e-10 | 3.9976e-10 | -2.7789e-31 | 4.2218e-10 | 1.9457e-11 | -1.6653e-17 | -4.2218e-10 | -1.9457e-11 | 0 | 0 | 0 | 0 | 0 | 0 | 0.9 | 0.84271 | 0.7557 | 0.9 | 0.84271 | 0.7557 | -3.8243e-12 | -128.7319 | 119.553 | -3.8245e-12 | -128.7319 | 119.553
Line16_4_18 | 0 | 0 | 0 | 0 | 0 | 0 | 0 | 0 | 0 | 0 | 0 | 0 | 1.6653e-17 | -1.4478e-10 | -3.9976e-10 | -1.6653e-17 | 1.4478e-10 | 3.9976e-10 | -1.1116e-30 | 4.2218e-10 | 1.9457e-11 | 1.1116e-30 | -4.2218e-10 | -1.9457e-11 | 0 | 0 | 0 | 0 | 0 | 0 | 0.9 | 0.84271 | 0.7557 | 0.9 | 0.84271 | 0.7557 | -3.8243e-12 | -128.7319 | 119.553 | -3.8245e-12 | -128.7319 | 119.553
Line17_5_19 | 0 | 0 | 0 | 0 | 0 | 0 | 0 | 0 | 0 | 0 | 0 | 0 | -4.1633e-18 | -1.4478e-10 | -3.9976e-10 | 4.1633e-18 | 1.4478e-10 | 3.9976e-10 | 2.7836e-31 | 4.2218e-10 | 1.9457e-11 | -1.6653e-17 | -4.2218e-10 | -1.9457e-11 | 0 | 0 | 0 | 0 | 0 | 0 | 0.9 | 0.84271 | 0.7557 | 0.9 | 0.84271 | 0.7557 | -3.8309e-12 | -128.7319 | 119.553 | -3.8311e-12 | -128.7319 | 119.553
Line1_1_3 | 0 | 0 | 0 | 0 | 0 | 0 | 0 | 0 | 0 | 0 | 0 | 0 | 4.996e-17 | -1.1582e-09 | -3.1981e-09 | -6.6613e-17 | 1.1582e-09 | 3.1981e-09 | 6.6613e-17 | 3.3775e-09 | 1.5565e-10 | -4.996e-17 | -3.3775e-09 | -1.5565e-10 | 0 | 0 | 0 | 0 | 0 | 0 | 0.9 | 0.84271 | 0.7557 | 0.9 | 0.84271 | 0.7557 | -3.831e-12 | -128.7319 | 119.553 | -3.83e-12 | -128.7319 | 119.553
Line2_1_4 | 0 | 0 | 0 | 0 | 0 | 0 | 0 | 0 | 0 | 0 | 0 | 0 | 1.1241e-16 | -2.8956e-10 | -7.9952e-10 | -1.2074e-16 | 2.8956e-10 | 7.9952e-10 | 6.3283e-16 | 8.4436e-10 | 3.8913e-11 | -6.3283e-16 | -8.4436e-10 | -3.8913e-11 | 0 | 0 | 0 | 0 | 0 | 0 | 0.9 | 0.84271 | 0.7557 | 0.9 | 0.84271 | 0.7557 | -3.831e-12 | -128.7319 | 119.553 | -3.8243e-12 | -128.7319 | 119.553
Line3_1_5 | 0 | 0 | 0 | 0 | 0 | 0 | 0 | 0 | 0 | 0 | 0 | 0 | 1.6653e-17 | -2.8956e-10 | -7.9952e-10 | -2.498e-17 | 2.8956e-10 | 7.9952e-10 | 3.3307e-17 | 8.4436e-10 | 3.8913e-11 | -3.3307e-17 | -8.4436e-10 | -3.8913e-11 | 0 | 0 | 0 | 0 | 0 | 0 | 0.9 | 0.84271 | 0.7557 | 0.9 | 0.84271 | 0.7557 | -3.831e-12 | -128.7319 | 119.553 | -3.8309e-12 | -128.7319 | 119.553
Line4_2_6 | 0 | 1.3784 | 1.3784 | 0 | 1.3784 | 1.3784 | 0 | 0.31833 | 0.31833 | 0 | 0.31833 | 0.31833 | 3.3307e-17 | 0.22365 | -0.0047711 | -1.7749e-29 | -0.18717 | 0.041251 | 2.6645e-16 | 0.027537 | 0.20046 | -2.6645e-16 | 0.010463 | -0.16246 | 0 | -142.8727 | 37.1273 | 0 | 37.1273 | -142.8727 | 0.9 | 0.70788 | 0.62991 | 0.9 | 0.5889 | 0.52656 | -3.823e-12 | -135.8534 | 128.4907 | -3.8166e-12 | -146.0722 | 141.3743
Line5_6_7 | 0 | 1.3784 | 1.3784 | 0 | 1.3784 | 1.3784 | 0 | 0.31833 | 0.31833 | 0 | 0.31833 | 0.31833 | 6.6613e-17 | 0.18717 | -0.041251 | -6.6613e-17 | -0.15069 | 0.077731 | 3.3307e-16 | -0.010463 | 0.16246 | -3.3307e-16 | 0.048463 | -0.12446 | 0 | -142.8727 | 37.1273 | 0 | 37.1273 | -142.8727 | 0.9 | 0.5889 | 0.52656 | 0.9 | 0.49726 | 0.46097 | -3.8166e-12 | -146.0722 | 141.3743 | -3.8122e-12 | -160.7007 | 159.1134
Line6_7_8 | 0 | 1.3784 | 1.3784 | 0 | 1.3784 | 1.3784 | 0 | 0.31833 | 0.31833 | 0 | 0.31833 | 0.31833 | -6.6613e-17 | 0.15069 | -0.077731 | -1.7711e-29 | -0.11421 | 0.11421 | 2.6645e-16 | -0.048463 | 0.12446 | -2.6645e-16 | 0.086463 | -0.086463 | 0 | -142.8727 | 37.1273 | 0 | 37.1273 | -142.8727 | 0.9 | 0.49726 | 0.46097 | 0.9 | 0.45 | 0.45 | -3.8122e-12 | -160.7007 | 159.1134 | -3.8085e-12 | -180 | -180
Line7_8_9 | 0 | 0 | 0 | 0 | 0 | 0 | 0 | 0 | 0 | 0 | 0 | 0 | 4.4278e-30 | -6.6614e-17 | 1.2596e-22 | -4.4291e-30 | -3.0366e-17 | 2.9402e-18 | 6.6613e-17 | 1.286e-09 | -1.286e-09 | -6.6613e-17 | -1.286e-09 | 1.286e-09 | 0 | 0 | 0 | 0 | 0 | 0 | 0.9 | 0.45 | 0.45 | 0.9 | 0.45 | 0.45 | -3.8085e-12 | -180 | -180 | -3.8096e-12 | -180 | 180
Line8_8_10 | 0 | 0 | 0 | 0 | 0 | 0 | 0 | 0 | 0 | 0 | 0 | 0 | -6.6613e-17 | -2.0306e-22 | 1.3323e-16 | -4.4281e-30 | 3.6247e-17 | 2.9402e-18 | 6.6613e-17 | 1.286e-09 | -1.286e-09 | -6.6613e-17 | -1.286e-09 | 1.286e-09 | 0 | 0 | 0 | 0 | 0 | 0 | 0.9 | 0.45 | 0.45 | 0.9 | 0.45 | 0.45 | -3.8085e-12 | -180 | -180 | -3.8087e-12 | -180 | 180
Line9_3_11 | 0 | 0 | 0 | 0 | 0 | 0 | 0 | 0 | 0 | 0 | 0 | 0 | 3.3307e-17 | -1.0135e-09 | -2.7983e-09 | -4.996e-17 | 1.0135e-09 | 2.7983e-09 | 6.6613e-17 | 2.9553e-09 | 1.362e-10 | -8.3267e-17 | -2.9553e-09 | -1.362e-10 | 0 | 0 | 0 | 0 | 0 | 0 | 0.9 | 0.84271 | 0.7557 | 0.9 | 0.84271 | 0.7557 | -3.83e-12 | -128.7319 | 119.553 | -3.8285e-12 | -128.7319 | 119.553

## LL_min_fault_6
name | pf_ikss_a_from_ka | pf_ikss_b_from_ka | pf_ikss_c_from_ka | pf_ikss_a_to_ka | pf_ikss_b_to_ka | pf_ikss_c_to_ka | pf_skss_a_from_mw | pf_skss_b_from_mw | pf_skss_c_from_mw | pf_skss_a_to_mw | pf_skss_b_to_mw | pf_skss_c_to_mw | pf_p_a_from_mw | pf_p_b_from_mw | pf_p_c_from_mw | pf_p_a_to_mw | pf_p_b_to_mw | pf_p_c_to_mw | pf_q_a_from_mvar | pf_q_b_from_mvar | pf_q_c_from_mvar | pf_q_a_to_mvar | pf_q_b_to_mvar | pf_q_c_to_mvar | pf_ikss_a_from_degree | pf_ikss_b_from_degree | pf_ikss_c_from_degree | pf_ikss_a_to_degree | pf_ikss_b_to_degree | pf_ikss_c_to_degree | pf_vm_a_from_pu | pf_vm_b_from_pu | pf_vm_c_from_pu | pf_vm_a_to_pu | pf_vm_b_to_pu | pf_vm_c_to_pu | pf_va_a_from_degree | pf_va_b_from_degree | pf_va_c_from_degree | pf_va_a_to_degree | pf_va_b_to_degree | pf_va_c_to_degree
Line0_1_2 | 0 | 0.051843 | 0.051843 | 0 | 0.051843 | 0.051843 | 0 | 0.011973 | 0.011973 | 0 | 0.011973 | 0.011973 | 4.3946e-18 | 0.010966 | 0.0028847 | -3.8453e-18 | -0.010915 | -0.0028331 | 1.3184e-17 | 0.0029326 | 0.010936 | -1.2085e-17 | -0.0028788 | -0.010882 | 0 | -135.2796 | 44.7204 | 0 | 44.7204 | -135.2796 | 0.95 | 0.94815 | 0.94465 | 0.95 | 0.94283 | 0.93921 | -1.4416e-13 | -120.3084 | 119.9432 | -1.4388e-13 | -120.5043 | 120.1275
Line10_11_12 | 0 | 0 | 0 | 0 | 0 | 0 | 0 | 0 | 0 | 0 | 0 | 0 | 1.7167e-18 | -3.8309e-11 | -1.1119e-10 | -1.7167e-18 | 3.8309e-11 | 1.1119e-10 | 2.1973e-18 | 1.0665e-10 | 1.9584e-11 | -2.1973e-18 | -1.0665e-10 | -1.9584e-11 | 0 | 0 | 0 | 0 | 0 | 0 | 0.95 | 0.94815 | 0.94465 | 0.95 | 0.94815 | 0.94465 | -1.441e-13 | -120.3084 | 119.9432 | -1.4406e-13 | -120.3084 | 119.9432
Line11_12_13 | 0 | 0 | 0 | 0 | 0 | 0 | 0 | 0 | 0 | 0 | 0 | 0 | 1.236e-18 | -3.1925e-11 | -9.2658e-11 | -1.236e-18 | 3.1925e-11 | 9.2658e-11 | 3.8453e-18 | 8.8872e-11 | 1.632e-11 | -3.8453e-18 | -8.8872e-11 | -1.632e-11 | 0 | 0 | 0 | 0 | 0 | 0 | 0.95 | 0.94815 | 0.94465 | 0.95 | 0.94815 | 0.94465 | -1.4406e-13 | -120.3084 | 119.9432 | -1.4401e-13 | -120.3084 | 119.9432
Line12_13_15 | 0 | 0 | 0 | 0 | 0 | 0 | 0 | 0 | 0 | 0 | 0 | 0 | 1.3733e-18 | -1.9155e-11 | -5.5595e-11 | -1.0987e-18 | 1.9155e-11 | 5.5595e-11 | -3.4518e-33 | 5.3323e-11 | 9.7921e-12 | -5.4933e-19 | -5.3323e-11 | -9.7921e-12 | 0 | 0 | 0 | 0 | 0 | 0 | 0.95 | 0.94815 | 0.94465 | 0.95 | 0.94815 | 0.94465 | -1.4401e-13 | -120.3084 | 119.9432 | -1.4399e-13 | -120.3084 | 119.9432
Line13_13_14 | 0 | 0 | 0 | 0 | 0 | 0 | 0 | 0 | 0 | 0 | 0 | 0 | 6.8666e-19 | -6.3849e-12 | -1.8532e-11 | -6.8666e-19 | 6.3849e-12 | 1.8532e-11 | -5.4933e-19 | 1.7774e-11 | 3.264e-12 | 5.4933e-19 | -1.7774e-11 | -3.264e-12 | 0 | 0 | 0 | 0 | 0 | 0 | 0.95 | 0.94815 | 0.94465 | 0.95 | 0.94815 | 0.94465 | -1.4401e-13 | -120.3084 | 119.9432 | -1.4401e-13 | -120.3084 | 119.9432
Line14_15_16 | 0 | 0 | 0 | 0 | 0 | 0 | 0 | 0 | 0 | 0 | 0 | 0 | -6.8666e-20 | -1.277e-11 | -3.7063e-11 | 6.8666e-20 | 1.277e-11 | 3.7063e-11 | 1.0987e-18 | 3.5549e-11 | 6.5281e-12 | -1.7255e-34 | -3.5549e-11 | -6.5281e-12 | 0 | 0 | 0 | 0 | 0 | 0 | 0.95 | 0.94815 | 0.94465 | 0.95 | 0.94815 | 0.94465 | -1.4399e-13 | -120.3084 | 119.9432 | -1.4397e-13 | -120.3084 | 119.9432
Line15_16_17 | 0 | 0 | 0 | 0 | 0 | 0 | 0 | 0 | 0 | 0 | 0 | 0 | 1.3804e-33 | -6.3849e-12 | -1.8532e-11 | -1.3804e-33 | 6.3849e-12 | 1.8532e-11 | 5.4933e-19 | 1.7774e-11 | 3.264e-12 | -5.4933e-19 | -1.7774e-11 | -3.264e-12 | 0 | 0 | 0 | 0 | 0 | 0 | 0.95 | 0.94815 | 0.94465 | 0.95 | 0.94815 | 0.94465 | -1.4397e-13 | -120.3084 | 119.9432 | -1.4398e-13 | -120.3084 | 119.9432
Line16_4_18 | 0 | 0 | 0 | 0 | 0 | 0 | 0 | 0 | 0 | 0 | 0 | 0 | 4.8066e-19 | -6.3849e-12 | -1.8532e-11 | -4.8066e-19 | 6.3849e-12 | 1.8532e-11 | 1.0987e-18 | 1.7774e-11 | 3.264e-12 | -5.4933e-19 | -1.7774e-11 | -3.264e-12 | 0 | 0 | 0 | 0 | 0 | 0 | 0.95 | 0.94815 | 0.94465 | 0.95 | 0.94815 | 0.94465 | -1.4389e-13 | -120.3084 | 119.9432 | -1.439e-13 | -120.3084 | 119.9432
Line17_5_19 | 0 | 0 | 0 | 0 | 0 | 0 | 0 | 0 | 0 | 0 | 0 | 0 | 2.7466e-19 | -6.3849e-12 | -1.8532e-11 | -2.7466e-19 | 6.3849e-12 | 1.8532e-11 | 1.0987e-18 | 1.7774e-11 | 3.264e-12 | -1.0987e-18 | -1.7774e-11 | -3.264e-12 | 0 | 0 | 0 | 0 | 0 | 0 | 0.95 | 0.94815 | 0.94465 | 0.95 | 0.94815 | 0.94465 | -1.4416e-13 | -120.3084 | 119.9432 | -1.4417e-13 | -120.3084 | 119.9432
Line1_1_3 | 0 | 0 | 0 | 0 | 0 | 0 | 0 | 0 | 0 | 0 | 0 | 0 | 3.1586e-18 | -5.1079e-11 | -1.4825e-10 | -3.1586e-18 | 5.1079e-11 | 1.4825e-10 | 3.296e-18 | 1.422e-10 | 2.6112e-11 | -2.7466e-18 | -1.422e-10 | -2.6112e-11 | 0 | 0 | 0 | 0 | 0 | 0 | 0.95 | 0.94815 | 0.94465 | 0.95 | 0.94815 | 0.94465 | -1.4416e-13 | -120.3084 | 119.9432 | -1.4415e-13 | -120.3084 | 119.9432
Line2_1_4 | 0 | 0 | 0 | 0 | 0 | 0 | 0 | 0 | 0 | 0 | 0 | 0 | 2.472e-18 | -1.277e-11 | -3.7063e-11 | -2.472e-18 | 1.277e-11 | 3.7063e-11 | 2.6368e-17 | 3.5549e-11 | 6.5281e-12 | -2.5818e-17 | -3.5549e-11 | -6.5281e-12 | 0 | 0 | 0 | 0 | 0 | 0 | 0.95 | 0.94815 | 0.94465 | 0.95 | 0.94815 | 0.94465 | -1.4416e-13 | -120.3084 | 119.9432 | -1.4389e-13 | -120.3084 | 119.9432
Line3_1_5 | 0 | 0 | 0 | 0 | 0 | 0 | 0 | 0 | 0 | 0 | 0 | 0 | 4.12e-19 | -1.277e-11 | -3.7063e-11 | -4.12e-19 | 1.277e-11 | 3.7063e-11 | 2.1973e-18 | 3.5549e-11 | 6.5281e-12 | -5.4933e-19 | -3.5549e-11 | -6.5281e-12 | 0 | 0 | 0 | 0 | 0 | 0 | 0.95 | 0.94815 | 0.94465 | 0.95 | 0.94815 | 0.94465 | -1.4416e-13 | -120.3084 | 119.9432 | -1.4416e-13 | -120.3084 | 119.9432
Line4_2_6 | 0 | 0.051843 | 0.051843 | 0 | 0.051843 | 0.051843 | 0 | 0.011973 | 0.011973 | 0 | 0.011973 | 0.011973 | 4.3946e-18 | 0.010915 | 0.0028331 | -4.3946e-18 | -0.010863 | -0.0027815 | 1.0987e-17 | 0.0028788 | 0.010882 | -1.0987e-17 | -0.0028251 | -0.010828 | 0 | -135.2796 | 44.7204 | 0 | 44.7204 | -135.2796 | 0.95 | 0.94283 | 0.93921 | 0.95 | 0.93752 | 0.93379 | -1.4388e-13 | -120.5043 | 120.1275 | -1.4366e-13 | -120.7024 | 120.3141
Line5_6_7 | 0 | 0.051843 | 0.051843 | 0 | 0.051843 | 0.051843 | 0 | 0.011973 | 0.011973 | 0 | 0.011973 | 0.011973 | 3.296e-18 | 0.010863 | 0.0027815 | -4.3946e-18 | -0.010812 | -0.0027299 | 1.5381e-17 | 0.0028251 | 0.010828 | -1.5381e-17 | -0.0027713 | -0.010775 | 0 | -135.2796 | 44.7204 | 0 | 44.7204 | -135.2796 | 0.95 | 0.93752 | 0.93379 | 0.95 | 0.93223 | 0.92837 | -1.4366e-13 | -120.7024 | 120.3141 | -1.4351e-13 | -120.9028 | 120.5028
Line6_7_8 | 0 | 0.051843 | 0.051843 | 0 | 0.051843 | 0.051843 | 0 | 0.011973 | 0.011973 | 0 | 0.011973 | 0.011973 | 2.1973e-18 | 0.010812 | 0.0027299 | -4.3946e-18 | -0.01076 | -0.0026783 | 1.3184e-17 | 0.0027713 | 0.010775 | -1.5381e-17 | -0.0027175 | -0.010721 | 0 | -135.2796 | 44.7204 | 0 | 44.7204 | -135.2796 | 0.95 | 0.93223 | 0.92837 | 0.95 | 0.92694 | 0.92297 | -1.4351e-13 | -120.9028 | 120.5028 | -1.4337e-13 | -121.1055 | 120.6937
Line7_8_9 | 0 | 0 | 0 | 0 | 0 | 0 | 0 | 0 | 0 | 0 | 0 | 0 | -4.3946e-18 | -7.7759e-11 | -9.1252e-11 | 2.1973e-18 | 7.7759e-11 | 9.1252e-11 | 2.1973e-18 | 6.2294e-11 | -3.8923e-11 | -2.1973e-18 | -6.2294e-11 | 3.8923e-11 | 0 | 0 | 0 | 0 | 0 | 0 | 0.95 | 0.92694 | 0.92297 | 0.95 | 0.92694 | 0.92297 | -1.4337e-13 | -121.1055 | 120.6937 | -1.4341e-13 | -121.1055 | 120.6937
Line8_8_10 | 0 | 0 | 0 | 0 | 0 | 0 | 0 | 0 | 0 | 0 | 0 | 0 | 2.1973e-18 | -7.7759e-11 | -9.1252e-11 | -4.3946e-18 | 7.7759e-11 | 9.1252e-11 | -5.4985e-33 | 6.2294e-11 | -3.8923e-11 | 1.0998e-32 | -6.2294e-11 | 3.8923e-11 | 0 | 0 | 0 | 0 | 0 | 0 | 0.95 | 0.92694 | 0.92297 | 0.95 | 0.92694 | 0.92297 | -1.4337e-13 | -121.1055 | 120.6937 | -1.4339e-13 | -121.1055 | 120.6937
Line9_3_11 | 0 | 0 | 0 | 0 | 0 | 0 | 0 | 0 | 0 | 0 | 0 | 0 | 2.472e-18 | -4.4694e-11 | -1.2972e-10 | -2.1973e-18 | 4.4694e-11 | 1.2972e-10 | 3.296e-18 | 1.2442e-10 | 2.2848e-11 | -1.648e-18 | -1.2442e-10 | -2.2848e-11 | 0 | 0 | 0 | 0 | 0 | 0 | 0.95 | 0.94815 | 0.94465 | 0.95 | 0.94815 | 0.94465 | -1.4415e-13 | -120.3084 | 119.9432 | -1.441e-13 | -120.3084 | 119.9432

## LL_min_fault_10
name | pf_ikss_a_from_ka | pf_ikss_b_from_ka | pf_ikss_c_from_ka | pf_ikss_a_to_ka | pf_ikss_b_to_ka | pf_ikss_c_to_ka | pf_skss_a_from_mw | pf_skss_b_from_mw | pf_skss_c_from_mw | pf_skss_a_to_mw | pf_skss_b_to_mw | pf_skss_c_to_mw | pf_p_a_from_mw | pf_p_b_from_mw | pf_p_c_from_mw | pf_p_a_to_mw | pf_p_b_to_mw | pf_p_c_to_mw | pf_q_a_from_mvar | pf_q_b_from_mvar | pf_q_c_from_mvar | pf_q_a_to_mvar | pf_q_b_to_mvar | pf_q_c_to_mvar | pf_ikss_a_from_degree | pf_ikss_b_from_degree | pf_ikss_c_from_degree | pf_ikss_a_to_degree | pf_ikss_b_to_degree | pf_ikss_c_to_degree | pf_vm_a_from_pu | pf_vm_b_from_pu | pf_vm_c_from_pu | pf_vm_a_to_pu | pf_vm_b_to_pu | pf_vm_c_to_pu | pf_va_a_from_degree | pf_va_b_from_degree | pf_va_c_from_degree | pf_va_a_to_degree | pf_va_b_to_degree | pf_va_c_to_degree
Line0_1_2 | 0 | 0.049114 | 0.049114 | 0 | 0.049114 | 0.049114 | 0 | 0.011342 | 0.011342 | 0 | 0.011342 | 0.011342 | 2.6021e-18 | 0.0098425 | 0.002589 | -2.6021e-18 | -0.0097961 | -0.0025427 | 1.1449e-17 | 0.002632 | 0.009815 | -1.0408e-17 | -0.0025837 | -0.0097667 | 0 | -135.2796 | 44.7204 | 0 | 44.7204 | -135.2796 | 0.9 | 0.89825 | 0.89493 | 0.9 | 0.89321 | 0.88978 | -1.4895e-13 | -120.3084 | 119.9432 | -1.487e-13 | -120.5043 | 120.1275
Line10_11_12 | 0 | 0 | 0 | 0 | 0 | 0 | 0 | 0 | 0 | 0 | 0 | 0 | 1.1709e-18 | -3.4383e-11 | -9.9793e-11 | -1.4311e-18 | 3.4383e-11 | 9.9793e-11 | 2.6021e-18 | 9.5716e-11 | 1.7577e-11 | -2.6021e-18 | -9.5716e-11 | -1.7577e-11 | 0 | 0 | 0 | 0 | 0 | 0 | 0.9 | 0.89825 | 0.89493 | 0.9 | 0.89825 | 0.89493 | -1.4889e-13 | -120.3084 | 119.9432 | -1.4885e-13 | -120.3084 | 119.9432
Line11_12_13 | 0 | 0 | 0 | 0 | 0 | 0 | 0 | 0 | 0 | 0 | 0 | 0 | 7.8063e-19 | -2.8652e-11 | -8.3161e-11 | -7.8063e-19 | 2.8652e-11 | 8.3161e-11 | 2.6021e-18 | 7.9764e-11 | 1.4648e-11 | -2.6021e-18 | -7.9764e-11 | -1.4648e-11 | 0 | 0 | 0 | 0 | 0 | 0 | 0.9 | 0.89825 | 0.89493 | 0.9 | 0.89825 | 0.89493 | -1.4885e-13 | -120.3084 | 119.9432 | -1.488e-13 | -120.3084 | 119.9432
Line12_13_15 | 0 | 0 | 0 | 0 | 0 | 0 | 0 | 0 | 0 | 0 | 0 | 0 | 1.9516e-19 | -1.7191e-11 | -4.9896e-11 | -1.9516e-19 | 1.7191e-11 | 4.9896e-11 | 1.0408e-18 | 4.7858e-11 | 8.7885e-12 | -1.0408e-18 | -4.7858e-11 | -8.7885e-12 | 0 | 0 | 0 | 0 | 0 | 0 | 0.9 | 0.89825 | 0.89493 | 0.9 | 0.89825 | 0.89493 | -1.488e-13 | -120.3084 | 119.9432 | -1.4878e-13 | -120.3084 | 119.9432
Line13_13_14 | 0 | 0 | 0 | 0 | 0 | 0 | 0 | 0 | 0 | 0 | 0 | 0 | -1.301e-19 | -5.7305e-12 | -1.6632e-11 | 1.301e-19 | 5.7305e-12 | 1.6632e-11 | 5.2042e-19 | 1.5953e-11 | 2.9295e-12 | -3.3789e-34 | -1.5953e-11 | -2.9295e-12 | 0 | 0 | 0 | 0 | 0 | 0 | 0.9 | 0.89825 | 0.89493 | 0.9 | 0.89825 | 0.89493 | -1.488e-13 | -120.3084 | 119.9432 | -1.488e-13 | -120.3084 | 119.9432
Line14_15_16 | 0 | 0 | 0 | 0 | 0 | 0 | 0 | 0 | 0 | 0 | 0 | 0 | 9.7578e-19 | -1.1461e-11 | -3.3264e-11 | -9.7578e-19 | 1.1461e-11 | 3.3264e-11 | 5.2042e-19 | 3.1905e-11 | 5.859e-12 | -5.2042e-19 | -3.1905e-11 | -5.859e-12 | 0 | 0 | 0 | 0 | 0 | 0 | 0.9 | 0.89825 | 0.89493 | 0.9 | 0.89825 | 0.89493 | -1.4878e-13 | -120.3084 | 119.9432 | -1.4876e-13 | -120.3084 | 119.9432
Line15_16_17 | 0 | 0 | 0 | 0 | 0 | 0 | 0 | 0 | 0 | 0 | 0 | 0 | 7.1557e-19 | -5.7305e-12 | -1.6632e-11 | -9.7578e-19 | 5.7305e-12 | 1.6632e-11 | -1.8579e-33 | 1.5953e-11 | 2.9295e-12 | -5.2042e-19 | -1.5953e-11 | -2.9295e-12 | 0 | 0 | 0 | 0 | 0 | 0 | 0.9 | 0.89825 | 0.89493 | 0.9 | 0.89825 | 0.89493 | -1.4876e-13 | -120.3084 | 119.9432 | -1.4877e-13 | -120.3084 | 119.9432
Line16_4_18 | 0 | 0 | 0 | 0 | 0 | 0 | 0 | 0 | 0 | 0 | 0 | 0 | 5.2042e-19 | -5.7305e-12 | -1.6632e-11 | -2.6021e-19 | 5.7305e-12 | 1.6632e-11 | 1.0408e-18 | 1.5953e-11 | 2.9295e-12 | -5.2042e-19 | -1.5953e-11 | -2.9295e-12 | 0 | 0 | 0 | 0 | 0 | 0 | 0.9 | 0.89825 | 0.89493 | 0.9 | 0.89825 | 0.89493 | -1.4868e-13 | -120.3084 | 119.9432 | -1.4868e-13 | -120.3084 | 119.9432
Line17_5_19 | 0 | 0 | 0 | 0 | 0 | 0 | 0 | 0 | 0 | 0 | 0 | 0 | 1.0408e-18 | -5.7305e-12 | -1.6632e-11 | -5.2042e-19 | 5.7305e-12 | 1.6632e-11 | -2.7058e-33 | 1.5953e-11 | 2.9295e-12 | 1.353e-33 | -1.5953e-11 | -2.9295e-12 | 0 | 0 | 0 | 0 | 0 | 0 | 0.9 | 0.89825 | 0.89493 | 0.9 | 0.89825 | 0.89493 | -1.4895e-13 | -120.3084 | 119.9432 | -1.4896e-13 | -120.3084 | 119.9432
Line1_1_3 | 0 | 0 | 0 | 0 | 0 | 0 | 0 | 0 | 0 | 0 | 0 | 0 | 2.7322e-18 | -4.5844e-11 | -1.3306e-10 | -2.7322e-18 | 4.5844e-11 | 1.3306e-10 | 2.6021e-18 | 1.2762e-10 | 2.3436e-11 | -2.6021e-18 | -1.2762e-10 | -2.3436e-11 | 0 | 0 | 0 | 0 | 0 | 0 | 0.9 | 0.89825 | 0.89493 | 0.9 | 0.89825 | 0.89493 | -1.4895e-13 | -120.3084 | 119.9432 | -1.4893e-13 | -120.3084 | 119.9432
Line2_1_4 | 0 | 0 | 0 | 0 | 0 | 0 | 0 | 0 | 0 | 0 | 0 | 0 | 2.8623e-18 | -1.1461e-11 | -3.3264e-11 | -2.6021e-18 | 1.1461e-11 | 3.3264e-11 | 2.3939e-17 | 3.1905e-11 | 5.859e-12 | -2.446e-17 | -3.1905e-11 | -5.859e-12 | 0 | 0 | 0 | 0 | 0 | 0 | 0.9 | 0.89825 | 0.89493 | 0.9 | 0.89825 | 0.89493 | -1.4895e-13 | -120.3084 | 119.9432 | -1.4868e-13 | -120.3084 | 119.9432
Line3_1_5 | 0 | 0 | 0 | 0 | 0 | 0 | 0 | 0 | 0 | 0 | 0 | 0 | -1.301e-19 | -1.1461e-11 | -3.3264e-11 | 3.9031e-19 | 1.1461e-11 | 3.3264e-11 | 5.2042e-19 | 3.1905e-11 | 5.859e-12 | -1.0408e-18 | -3.1905e-11 | -5.859e-12 | 0 | 0 | 0 | 0 | 0 | 0 | 0.9 | 0.89825 | 0.89493 | 0.9 | 0.89825 | 0.89493 | -1.4895e-13 | -120.3084 | 119.9432 | -1.4895e-13 | -120.3084 | 119.9432
Line4_2_6 | 0 | 0.049114 | 0.049114 | 0 | 0.049114 | 0.049114 | 0 | 0.011342 | 0.011342 | 0 | 0.011342 | 0.011342 | 5.2042e-18 | 0.0097961 | 0.0025427 | -5.2042e-18 | -0.0097498 | -0.0024964 | 1.0408e-17 | 0.0025837 | 0.0097667 | -8.3267e-18 | -0.0025355 | -0.0097185 | 0 | -135.2796 | 44.7204 | 0 | 44.7204 | -135.2796 | 0.9 | 0.89321 | 0.88978 | 0.9 | 0.88818 | 0.88464 | -1.487e-13 | -120.5043 | 120.1275 | -1.4853e-13 | -120.7024 | 120.3141
Line5_6_7 | 0 | 0.049114 | 0.049114 | 0 | 0.049114 | 0.049114 | 0 | 0.011342 | 0.011342 | 0 | 0.011342 | 0.011342 | 5.2042e-18 | 0.0097498 | 0.0024964 | -5.2042e-18 | -0.0097035 | -0.0024501 | 8.3267e-18 | 0.0025355 | 0.0097185 | -8.3267e-18 | -0.0024873 | -0.0096702 | 0 | -135.2796 | 44.7204 | 0 | 44.7204 | -135.2796 | 0.9 | 0.88818 | 0.88464 | 0.9 | 0.88316 | 0.87951 | -1.4853e-13 | -120.7024 | 120.3141 | -1.4839e-13 | -120.9028 | 120.5028
Line6_7_8 | 0 | 0.049114 | 0.049114 | 0 | 0.049114 | 0.049114 | 0 | 0.011342 | 0.011342 | 0 | 0.011342 | 0.011342 | 2.0817e-18 | 0.0097035 | 0.0024501 | -2.0817e-18 | -0.0096572 | -0.0024038 | 1.249e-17 | 0.0024873 | 0.0096702 | -1.0408e-17 | -0.002439 | -0.009622 | 0 | -135.2796 | 44.7204 | 0 | 44.7204 | -135.2796 | 0.9 | 0.88316 | 0.87951 | 0.9 | 0.87816 | 0.87439 | -1.4839e-13 | -120.9028 | 120.5028 | -1.4824e-13 | -121.1055 | 120.6937
Line7_8_9 | 0 | 0 | 0 | 0 | 0 | 0 | 0 | 0 | 0 | 0 | 0 | 0 | 0 | -6.9789e-11 | -8.1899e-11 | -2.0817e-18 | 6.9789e-11 | 8.1899e-11 | 0 | 5.5909e-11 | -3.4934e-11 | 5.3869e-33 | -5.5909e-11 | 3.4934e-11 | 0 | 0 | 0 | 0 | 0 | 0 | 0.9 | 0.87816 | 0.87439 | 0.9 | 0.87816 | 0.87439 | -1.4824e-13 | -121.1055 | 120.6937 | -1.4827e-13 | -121.1055 | 120.6937
Line8_8_10 | 0 | 0 | 0 | 0 | 0 | 0 | 0 | 0 | 0 | 0 | 0 | 0 | 2.0817e-18 | -6.9789e-11 | -8.1899e-11 | -6.245e-18 | 6.9789e-11 | 8.1899e-11 | -5.3857e-33 | 5.5909e-11 | -3.4934e-11 | 1.6154e-32 | -5.5909e-11 | 3.4934e-11 | 0 | 0 | 0 | 0 | 0 | 0 | 0.9 | 0.87816 | 0.87439 | 0.9 | 0.87816 | 0.87439 | -1.4824e-13 | -121.1055 | 120.6937 | -1.4821e-13 | -121.1055 | 120.6937
Line9_3_11 | 0 | 0 | 0 | 0 | 0 | 0 | 0 | 0 | 0 | 0 | 0 | 0 | 1.9516e-18 | -4.0113e-11 | -1.1643e-10 | -1.9516e-18 | 4.0113e-11 | 1.1643e-10 | 2.6021e-18 | 1.1167e-10 | 2.0507e-11 | -1.5613e-18 | -1.1167e-10 | -2.0507e-11 | 0 | 0 | 0 | 0 | 0 | 0 | 0.9 | 0.89825 | 0.89493 | 0.9 | 0.89825 | 0.89493 | -1.4893e-13 | -120.3084 | 119.9432 | -1.4889e-13 | -120.3084 | 119.9432

## LG_max_6
name | pf_ikss_a_from_ka | pf_ikss_b_from_ka | pf_ikss_c_from_ka | pf_ikss_a_to_ka | pf_ikss_b_to_ka | pf_ikss_c_to_ka | pf_skss_a_from_mw | pf_skss_b_from_mw | pf_skss_c_from_mw | pf_skss_a_to_mw | pf_skss_b_to_mw | pf_skss_c_to_mw | pf_p_a_from_mw | pf_p_b_from_mw | pf_p_c_from_mw | pf_p_a_to_mw | pf_p_b_to_mw | pf_p_c_to_mw | pf_q_a_from_mvar | pf_q_b_from_mvar | pf_q_c_from_mvar | pf_q_a_to_mvar | pf_q_b_to_mvar | pf_q_c_to_mvar | pf_ikss_a_from_degree | pf_ikss_b_from_degree | pf_ikss_c_from_degree | pf_ikss_a_to_degree | pf_ikss_b_to_degree | pf_ikss_c_to_degree | 3xI0 | pf_vm_a_from_pu | pf_vm_b_from_pu | pf_vm_c_from_pu | pf_vm_a_to_pu | pf_vm_b_to_pu | pf_vm_c_to_pu | pf_va_a_from_degree | pf_va_b_from_degree | pf_va_c_from_degree | pf_va_a_to_degree | pf_va_b_to_degree | pf_va_c_to_degree
Line0_1_2 | 0.14221 | 2.2427e-06 | 2.2427e-06 | 0.14221 | 1.8702e-06 | 1.8702e-06 | 0.032843 | 5.1793e-07 | 5.1793e-07 | 0.032843 | 4.319e-07 | 4.319e-07 | 0.00067415 | 5.105e-07 | -4.2792e-07 | -0.00050561 | -4.2975e-07 | 3.5224e-07 | 0.0013483 | -7.6188e-07 | -8.4311e-07 | -0.0010112 | 6.3158e-07 | 7.0542e-07 | -2.8662 | -94.9472 | -94.9472 | 177.1339 | 84.6052 | 84.6052 |  | 0.045899 | 1.7707 | 1.8255 | 0.034425 | 1.7688 | 1.8256 | 60.5693 | -151.1228 | 148.1429 | 60.5693 | -151.1618 | 148.0709
Line10_11_12 | 2.2392e-06 | 2.2378e-06 | 2.2378e-06 | 1.8669e-06 | 1.8655e-06 | 1.8655e-06 | 5.1711e-07 | 5.168e-07 | 5.168e-07 | 4.3114e-07 | 4.3083e-07 | 4.3083e-07 | -2.1655e-08 | 5.1359e-07 | -4.2232e-07 | 1.8125e-08 | -4.3366e-07 | 3.4591e-07 | 9.7162e-09 | -7.5739e-07 | -8.4362e-07 | -7.9429e-09 | 6.2763e-07 | 7.0634e-07 | -95.266 | -95.2646 | -95.2646 | 84.2337 | 84.235 | 84.235 |  | 0.045899 | 1.7707 | 1.8255 | 0.045899 | 1.7707 | 1.8255 | 60.5696 | -151.1228 | 148.1429 | 60.5697 | -151.1228 | 148.1429
Line11_12_13 | 1.866e-06 | 1.8648e-06 | 1.8648e-06 | 1.4937e-06 | 1.4926e-06 | 1.4926e-06 | 4.3093e-07 | 4.3067e-07 | 4.3067e-07 | 3.4496e-07 | 3.447e-07 | 3.447e-07 | -1.8046e-08 | 4.28e-07 | -3.5193e-07 | 1.4516e-08 | -3.4806e-07 | 2.7552e-07 | 8.0968e-09 | -6.3116e-07 | -7.0302e-07 | -6.3235e-09 | 5.014e-07 | 5.6573e-07 | -95.266 | -95.2646 | -95.2646 | 84.1087 | 84.11 | 84.11 |  | 0.045899 | 1.7707 | 1.8255 | 0.045899 | 1.7707 | 1.8255 | 60.5697 | -151.1228 | 148.1429 | 60.5698 | -151.1228 | 148.1429
Line12_13_15 | 1.1196e-06 | 1.1189e-06 | 1.1189e-06 | 0 | 0 | 0 | 2.5856e-07 | 2.584e-07 | 2.584e-07 | 0 | 0 | 0 | -1.0828e-08 | 2.568e-07 | -2.1116e-07 | 7.2976e-09 | -1.7686e-07 | 1.3475e-07 | 4.858e-09 | -3.7869e-07 | -4.2181e-07 | -3.0848e-09 | 2.4894e-07 | 2.8452e-07 | -95.266 | -95.2646 | -95.2646 | 0 | 0 | 0 |  | 0.045899 | 1.7707 | 1.8255 | 0.045899 | 1.7707 | 1.8255 | 60.5698 | -151.1228 | 148.1429 | 60.5699 | -151.1228 | 148.1429
Line13_13_14 | 0 | 0 | 0 | 0 | 0 | 0 | 0 | 0 | 0 | 0 | 0 | 0 | -3.6092e-09 | 8.5599e-08 | -7.0386e-08 | 7.9105e-11 | -5.6606e-09 | -6.0219e-09 | 1.6193e-09 | -1.2623e-07 | -1.406e-07 | 1.5391e-10 | -3.5237e-09 | 3.315e-09 | 0 | 0 | 0 | 0 | 0 | 0 |  | 0.045899 | 1.7707 | 1.8255 | 0.045899 | 1.7707 | 1.8255 | 60.5698 | -151.1228 | 148.1429 | 60.5698 | -151.1228 | 148.1429
Line14_15_16 | 0 | 0 | 0 | 0 | 0 | 0 | 0 | 0 | 0 | 0 | 0 | 0 | -7.2185e-09 | 1.712e-07 | -1.4077e-07 | 3.6884e-09 | -9.126e-08 | 6.4365e-08 | 3.2387e-09 | -2.5246e-07 | -2.8121e-07 | -1.4654e-09 | 1.2271e-07 | 1.4392e-07 | 0 | 0 | 0 | 0 | 0 | 0 |  | 0.045899 | 1.7707 | 1.8255 | 0.045899 | 1.7707 | 1.8255 | 60.5699 | -151.1228 | 148.1429 | 60.5699 | -151.1228 | 148.1429
Line15_16_17 | 0 | 0 | 0 | 0 | 0 | 0 | 0 | 0 | 0 | 0 | 0 | 0 | -3.6092e-09 | 8.5599e-08 | -7.0386e-08 | 7.9105e-11 | -5.6606e-09 | -6.0219e-09 | 1.6193e-09 | -1.2623e-07 | -1.406e-07 | 1.5391e-10 | -3.5237e-09 | 3.315e-09 | 0 | 0 | 0 | 0 | 0 | 0 |  | 0.045899 | 1.7707 | 1.8255 | 0.045899 | 1.7707 | 1.8255 | 60.5699 | -151.1228 | 148.1429 | 60.5699 | -151.1228 | 148.1429
Line16_4_18 | 0 | 0 | 0 | 0 | 0 | 0 | 0 | 0 | 0 | 0 | 0 | 0 | -3.7893e-09 | 8.5585e-08 | -7.0215e-08 | 8.2657e-11 | -5.6441e-09 | -6.0188e-09 | 1.6911e-09 | -1.2585e-07 | -1.4052e-07 | 1.616e-10 | -3.5237e-09 | 3.3074e-09 | 0 | 0 | 0 | 0 | 0 | 0 |  | 0.048194 | 1.7688 | 1.8256 | 0.048194 | 1.7688 | 1.8256 | 60.5689 | -151.1618 | 148.0709 | 60.569 | -151.1618 | 148.0709
Line17_5_19 | 0 | 0 | 0 | 0 | 0 | 0 | 0 | 0 | 0 | 0 | 0 | 0 | -3.6092e-09 | 8.5599e-08 | -7.0386e-08 | 7.9107e-11 | -5.6606e-09 | -6.0219e-09 | 1.6194e-09 | -1.2623e-07 | -1.406e-07 | 1.5391e-10 | -3.5237e-09 | 3.315e-09 | 0 | 0 | 0 | 0 | 0 | 0 |  | 0.045899 | 1.7707 | 1.8255 | 0.045899 | 1.7707 | 1.8255 | 60.5693 | -151.1228 | 148.1429 | 60.5693 | -151.1228 | 148.1429
Line1_1_3 | 2.9856e-06 | 2.9837e-06 | 2.9837e-06 | 2.6133e-06 | 2.6115e-06 | 2.6115e-06 | 6.8949e-07 | 6.8907e-07 | 6.8907e-07 | 6.0351e-07 | 6.0309e-07 | 6.0309e-07 | -2.8874e-08 | 6.8479e-07 | -5.6309e-07 | 2.5344e-08 | -6.0485e-07 | 4.8668e-07 | 1.2955e-08 | -1.0098e-06 | -1.1248e-06 | -1.1182e-08 | 8.8009e-07 | 9.8754e-07 | -95.266 | -95.2646 | -95.2646 | 84.3766 | 84.378 | 84.378 |  | 0.045899 | 1.7707 | 1.8255 | 0.045899 | 1.7707 | 1.8255 | 60.5693 | -151.1228 | 148.1429 | 60.5695 | -151.1228 | 148.1429
Line2_1_4 | 0.047404 | 0.047404 | 0.047404 | 0.047404 | 0.047404 | 0.047404 | 0.010948 | 0.010948 | 0.010948 | 0.010948 | 0.010948 | 0.010948 | -0.00022467 | 0.016484 | 0.017482 | 0.0002359 | -0.016473 | -0.017471 | -0.00044947 | 0.010201 | -0.0096843 | 0.00047194 | -0.010178 | 0.0097066 | 177.1275 | 177.1275 | 177.1275 | -2.873 | -2.873 | -2.873 |  | 0.045899 | 1.7707 | 1.8255 | 0.048194 | 1.7688 | 1.8256 | 60.5693 | -151.1228 | 148.1429 | 60.5689 | -151.1618 | 148.0709
Line3_1_5 | 0 | 0 | 0 | 0 | 0 | 0 | 0 | 0 | 0 | 0 | 0 | 0 | -7.2185e-09 | 1.712e-07 | -1.4077e-07 | 3.6883e-09 | -9.126e-08 | 6.4365e-08 | 3.2388e-09 | -2.5246e-07 | -2.8121e-07 | -1.4655e-09 | 1.2271e-07 | 1.4392e-07 | 0 | 0 | 0 | 0 | 0 | 0 |  | 0.045899 | 1.7707 | 1.8255 | 0.045899 | 1.7707 | 1.8255 | 60.5693 | -151.1228 | 148.1429 | 60.5693 | -151.1228 | 148.1429
Line4_2_6 | 0.14221 | 1.8696e-06 | 1.8696e-06 | 0.14221 | 1.4967e-06 | 1.4967e-06 | 0.032843 | 4.3176e-07 | 4.3176e-07 | 0.032843 | 3.4565e-07 | 3.4565e-07 | 0.00050561 | 4.2411e-07 | -3.5826e-07 | -0.00033708 | -3.4389e-07 | 2.8187e-07 | 0.0010112 | -6.351e-07 | -7.0212e-07 | -0.00067416 | 5.0468e-07 | 5.6462e-07 | -2.8661 | -94.896 | -94.896 | 177.1341 | 84.5285 | 84.5285 |  | 0.034425 | 1.7688 | 1.8256 | 0.02295 | 1.7668 | 1.8257 | 60.5693 | -151.1618 | 148.0709 | 60.5694 | -151.201 | 147.999
Line5_6_7 | 0.14221 | 1.4962e-06 | 1.4962e-06 | 0.14221 | 1.123e-06 | 1.123e-06 | 0.032843 | 3.4553e-07 | 3.4553e-07 | 0.032843 | 2.5934e-07 | 2.5934e-07 | 0.00033708 | 3.3826e-07 | -2.8789e-07 | -0.00016854 | -2.5858e-07 | 2.1079e-07 | 0.00067416 | -5.082e-07 | -5.6132e-07 | -0.00033708 | 3.7766e-07 | 4.2401e-07 | -2.8659 | -94.8488 | -94.8488 | 177.1342 | 84.3612 | 84.3612 |  | 0.02295 | 1.7668 | 1.8257 | 0.011475 | 1.7649 | 1.8258 | 60.5694 | -151.201 | 147.999 | 60.5694 | -151.2402 | 147.927
Line6_7_8 | 0.14221 | 1.1225e-06 | 1.1225e-06 | 0.14221 | 0 | 0 | 0.032843 | 2.5922e-07 | 2.5922e-07 | 0.032843 | 0 | 0 | 0.00016854 | 2.5297e-07 | -2.1681e-07 | 2.5795e-17 | -1.7382e-07 | 1.3901e-07 | 0.00033708 | -3.8119e-07 | -4.2071e-07 | 9.4338e-16 | 2.5053e-07 | 2.8359e-07 | -2.8658 | -94.8095 | -94.8095 | 177.1344 | 0 | 0 |  | 0.011475 | 1.7649 | 1.8258 | 0 | 1.7629 | 1.8259 | 60.5694 | -151.2402 | 147.927 | 0 | -151.2795 | 147.8551
Line7_8_9 | 0 | 0 | 0 | 0 | 0 | 0 | 0 | 0 | 0 | 0 | 0 | 0 | 2.49e-21 | 8.4112e-08 | -7.2508e-08 | -2.9233e-17 | -5.5948e-09 | -6.0095e-09 | 1.8069e-23 | -1.2703e-07 | -1.4015e-07 | 1.9721e-17 | -3.524e-09 | 3.2846e-09 | 0 | 0 | 0 | 0 | 0 | 0 |  | 0 | 1.7629 | 1.8259 | 0 | 1.7629 | 1.8259 | 0 | -151.2795 | 147.8551 | 0 | -151.2795 | 147.8551
Line8_8_10 | 0 | 0 | 0 | 0 | 0 | 0 | 0 | 0 | 0 | 0 | 0 | 0 | 2.49e-21 | 8.4112e-08 | -7.2508e-08 | -2.9233e-17 | -5.5948e-09 | -6.0095e-09 | 1.8069e-23 | -1.2703e-07 | -1.4015e-07 | 1.9721e-17 | -3.524e-09 | 3.2846e-09 | 0 | 0 | 0 | 0 | 0 | 0 |  | 0 | 1.7629 | 1.8259 | 0 | 1.7629 | 1.8259 | 0 | -151.2795 | 147.8551 | 0 | -151.2795 | 147.8551
Line9_3_11 | 2.6124e-06 | 2.6108e-06 | 2.6108e-06 | 2.2401e-06 | 2.2385e-06 | 2.2385e-06 | 6.033e-07 | 6.0293e-07 | 6.0293e-07 | 5.1733e-07 | 5.1696e-07 | 5.1696e-07 | -2.5265e-08 | 5.9919e-07 | -4.9271e-07 | 2.1735e-08 | -5.1926e-07 | 4.163e-07 | 1.1336e-08 | -8.8362e-07 | -9.8423e-07 | -9.5623e-09 | 7.5386e-07 | 8.4694e-07 | -95.266 | -95.2646 | -95.2646 | 84.317 | 84.3184 | 84.3184 |  | 0.045899 | 1.7707 | 1.8255 | 0.045899 | 1.7707 | 1.8255 | 60.5695 | -151.1228 | 148.1429 | 60.5696 | -151.1228 | 148.1429

## LG_max_10
name | pf_ikss_a_from_ka | pf_ikss_b_from_ka | pf_ikss_c_from_ka | pf_ikss_a_to_ka | pf_ikss_b_to_ka | pf_ikss_c_to_ka | pf_skss_a_from_mw | pf_skss_b_from_mw | pf_skss_c_from_mw | pf_skss_a_to_mw | pf_skss_b_to_mw | pf_skss_c_to_mw | pf_p_a_from_mw | pf_p_b_from_mw | pf_p_c_from_mw | pf_p_a_to_mw | pf_p_b_to_mw | pf_p_c_to_mw | pf_q_a_from_mvar | pf_q_b_from_mvar | pf_q_c_from_mvar | pf_q_a_to_mvar | pf_q_b_to_mvar | pf_q_c_to_mvar | pf_ikss_a_from_degree | pf_ikss_b_from_degree | pf_ikss_c_from_degree | pf_ikss_a_to_degree | pf_ikss_b_to_degree | pf_ikss_c_to_degree | 3xI0 | pf_vm_a_from_pu | pf_vm_b_from_pu | pf_vm_c_from_pu | pf_vm_a_to_pu | pf_vm_b_to_pu | pf_vm_c_to_pu | pf_va_a_from_degree | pf_va_b_from_degree | pf_va_c_from_degree | pf_va_a_to_degree | pf_va_b_to_degree | pf_va_c_to_degree
Line0_1_2 | 0.14898 | 2.3493e-06 | 2.3493e-06 | 0.14898 | 1.9591e-06 | 1.9591e-06 | 0.034405 | 5.4256e-07 | 5.4256e-07 | 0.034405 | 4.5243e-07 | 4.5243e-07 | 0.0007398 | 5.6022e-07 | -4.6959e-07 | -0.00055485 | -4.716e-07 | 3.8654e-07 | 0.0014796 | -8.3584e-07 | -9.2543e-07 | -0.0011097 | 6.9289e-07 | 7.743e-07 | -2.8906 | -94.9716 | -94.9716 | 177.1095 | 84.5808 | 84.5808 |  | 0.048082 | 1.8546 | 1.9127 | 0.036062 | 1.8526 | 1.9128 | 60.5449 | -151.1397 | 148.1235 | 60.5449 | -151.1787 | 148.0515
Line10_11_12 | 2.3457e-06 | 2.3442e-06 | 2.3442e-06 | 1.9557e-06 | 1.9542e-06 | 1.9542e-06 | 5.4172e-07 | 5.4137e-07 | 5.4137e-07 | 4.5166e-07 | 4.5131e-07 | 4.5131e-07 | -2.3765e-08 | 5.6361e-07 | -4.6345e-07 | 1.9891e-08 | -4.7589e-07 | 3.796e-07 | 1.0663e-08 | -8.3091e-07 | -9.2599e-07 | -8.7165e-09 | 6.8856e-07 | 7.7529e-07 | -95.2905 | -95.289 | -95.289 | 84.2092 | 84.2106 | 84.2106 |  | 0.048082 | 1.8546 | 1.9127 | 0.048082 | 1.8546 | 1.9127 | 60.5452 | -151.1397 | 148.1235 | 60.5453 | -151.1397 | 148.1235
Line11_12_13 | 1.9548e-06 | 1.9535e-06 | 1.9535e-06 | 1.5648e-06 | 1.5636e-06 | 1.5636e-06 | 4.5143e-07 | 4.5114e-07 | 4.5114e-07 | 3.6138e-07 | 3.6109e-07 | 3.6109e-07 | -1.9804e-08 | 4.6968e-07 | -3.8621e-07 | 1.593e-08 | -3.8195e-07 | 3.0236e-07 | 8.8854e-09 | -6.9243e-07 | -7.7166e-07 | -6.9394e-09 | 5.5007e-07 | 6.2096e-07 | -95.2905 | -95.289 | -95.289 | 84.0842 | 84.0856 | 84.0856 |  | 0.048082 | 1.8546 | 1.9127 | 0.048082 | 1.8546 | 1.9127 | 60.5453 | -151.1397 | 148.1235 | 60.5454 | -151.1397 | 148.1235
Line12_13_15 | 1.1729e-06 | 1.1721e-06 | 1.1721e-06 | 0 | 0 | 0 | 2.7086e-07 | 2.7069e-07 | 2.7069e-07 | 0 | 0 | 0 | -1.1882e-08 | 2.8181e-07 | -2.3172e-07 | 8.0085e-09 | -1.9408e-07 | 1.4787e-07 | 5.3312e-09 | -4.1546e-07 | -4.6299e-07 | -3.3853e-09 | 2.731e-07 | 3.123e-07 | -95.2905 | -95.289 | -95.289 | 0 | 0 | 0 |  | 0.048082 | 1.8546 | 1.9127 | 0.048082 | 1.8546 | 1.9127 | 60.5454 | -151.1397 | 148.1235 | 60.5455 | -151.1397 | 148.1235
Line13_13_14 | 0 | 0 | 0 | 0 | 0 | 0 | 0 | 0 | 0 | 0 | 0 | 0 | -3.9608e-09 | 9.3935e-08 | -7.7242e-08 | 8.6886e-11 | -6.2092e-09 | -6.6106e-09 | 1.7771e-09 | -1.3849e-07 | -1.5433e-07 | 1.6887e-10 | -3.8682e-09 | 3.6365e-09 | 0 | 0 | 0 | 0 | 0 | 0 |  | 0.048082 | 1.8546 | 1.9127 | 0.048082 | 1.8546 | 1.9127 | 60.5454 | -151.1397 | 148.1235 | 60.5454 | -151.1397 | 148.1235
Line14_15_16 | 0 | 0 | 0 | 0 | 0 | 0 | 0 | 0 | 0 | 0 | 0 | 0 | -7.9216e-09 | 1.8787e-07 | -1.5448e-07 | 4.0477e-09 | -1.0014e-07 | 7.0631e-08 | 3.5541e-09 | -2.7697e-07 | -3.0866e-07 | -1.6082e-09 | 1.3462e-07 | 1.5797e-07 | 0 | 0 | 0 | 0 | 0 | 0 |  | 0.048082 | 1.8546 | 1.9127 | 0.048082 | 1.8546 | 1.9127 | 60.5455 | -151.1397 | 148.1235 | 60.5455 | -151.1397 | 148.1235
Line15_16_17 | 0 | 0 | 0 | 0 | 0 | 0 | 0 | 0 | 0 | 0 | 0 | 0 | -3.9608e-09 | 9.3935e-08 | -7.7242e-08 | 8.6886e-11 | -6.2092e-09 | -6.6106e-09 | 1.7771e-09 | -1.3849e-07 | -1.5433e-07 | 1.6887e-10 | -3.8682e-09 | 3.6365e-09 | 0 | 0 | 0 | 0 | 0 | 0 |  | 0.048082 | 1.8546 | 1.9127 | 0.048082 | 1.8546 | 1.9127 | 60.5455 | -151.1397 | 148.1235 | 60.5455 | -151.1397 | 148.1235
Line16_4_18 | 0 | 0 | 0 | 0 | 0 | 0 | 0 | 0 | 0 | 0 | 0 | 0 | -4.1584e-09 | 9.392e-08 | -7.7054e-08 | 9.0788e-11 | -6.1911e-09 | -6.6071e-09 | 1.8558e-09 | -1.3807e-07 | -1.5424e-07 | 1.7731e-10 | -3.8683e-09 | 3.6281e-09 | 0 | 0 | 0 | 0 | 0 | 0 |  | 0.050486 | 1.8526 | 1.9128 | 0.050486 | 1.8526 | 1.9128 | 60.5445 | -151.1787 | 148.0515 | 60.5445 | -151.1787 | 148.0515
Line17_5_19 | 0 | 0 | 0 | 0 | 0 | 0 | 0 | 0 | 0 | 0 | 0 | 0 | -3.9608e-09 | 9.3935e-08 | -7.7242e-08 | 8.6887e-11 | -6.2092e-09 | -6.6106e-09 | 1.7771e-09 | -1.3849e-07 | -1.5433e-07 | 1.6886e-10 | -3.8682e-09 | 3.6365e-09 | 0 | 0 | 0 | 0 | 0 | 0 |  | 0.048082 | 1.8546 | 1.9127 | 0.048082 | 1.8546 | 1.9127 | 60.5449 | -151.1397 | 148.1235 | 60.5449 | -151.1397 | 148.1235
Line1_1_3 | 3.1276e-06 | 3.1256e-06 | 3.1256e-06 | 2.7376e-06 | 2.7356e-06 | 2.7356e-06 | 7.2229e-07 | 7.2183e-07 | 7.2183e-07 | 6.3223e-07 | 6.3177e-07 | 6.3177e-07 | -3.1686e-08 | 7.5148e-07 | -6.1793e-07 | 2.7812e-08 | -6.6376e-07 | 5.3408e-07 | 1.4217e-08 | -1.1079e-06 | -1.2347e-06 | -1.2271e-08 | 9.6553e-07 | 1.084e-06 | -95.2905 | -95.289 | -95.289 | 84.3521 | 84.3536 | 84.3536 |  | 0.048082 | 1.8546 | 1.9127 | 0.048082 | 1.8546 | 1.9127 | 60.5449 | -151.1397 | 148.1235 | 60.545 | -151.1397 | 148.1235
Line2_1_4 | 0.049659 | 0.049659 | 0.049659 | 0.049659 | 0.049659 | 0.049659 | 0.011468 | 0.011468 | 0.011468 | 0.011468 | 0.011468 | 0.011468 | -0.00024654 | 0.018085 | 0.019189 | 0.00025887 | -0.018072 | -0.019177 | -0.00049323 | 0.011194 | -0.010628 | 0.0005179 | -0.01117 | 0.010652 | 177.1031 | 177.1031 | 177.1031 | -2.8974 | -2.8974 | -2.8974 |  | 0.048082 | 1.8546 | 1.9127 | 0.050486 | 1.8526 | 1.9128 | 60.5449 | -151.1397 | 148.1235 | 60.5445 | -151.1787 | 148.0515
Line3_1_5 | 0 | 0 | 0 | 0 | 0 | 0 | 0 | 0 | 0 | 0 | 0 | 0 | -7.9215e-09 | 1.8787e-07 | -1.5448e-07 | 4.0477e-09 | -1.0014e-07 | 7.0631e-08 | 3.5542e-09 | -2.7697e-07 | -3.0866e-07 | -1.6082e-09 | 1.3462e-07 | 1.5797e-07 | 0 | 0 | 0 | 0 | 0 | 0 |  | 0.048082 | 1.8546 | 1.9127 | 0.048082 | 1.8546 | 1.9127 | 60.5449 | -151.1397 | 148.1235 | 60.5449 | -151.1397 | 148.1235
Line4_2_6 | 0.14898 | 1.9585e-06 | 1.9585e-06 | 0.14898 | 1.5679e-06 | 1.5679e-06 | 0.034405 | 4.5229e-07 | 4.5229e-07 | 0.034405 | 3.6209e-07 | 3.6209e-07 | 0.00055485 | 4.6541e-07 | -3.9315e-07 | -0.0003699 | -3.7738e-07 | 3.0932e-07 | 0.0011097 | -6.9675e-07 | -7.7067e-07 | -0.00073981 | 5.5367e-07 | 6.1974e-07 | -2.8905 | -94.9204 | -94.9204 | 177.1097 | 84.5041 | 84.5041 |  | 0.036062 | 1.8526 | 1.9128 | 0.024041 | 1.8505 | 1.9129 | 60.5449 | -151.1787 | 148.0515 | 60.5449 | -151.2179 | 147.9796
Line5_6_7 | 0.14898 | 1.5673e-06 | 1.5673e-06 | 0.14898 | 1.1764e-06 | 1.1764e-06 | 0.034405 | 3.6196e-07 | 3.6196e-07 | 0.034405 | 2.7167e-07 | 2.7167e-07 | 0.0003699 | 3.712e-07 | -3.1593e-07 | -0.00018495 | -2.8376e-07 | 2.3132e-07 | 0.00073981 | -5.5754e-07 | -6.1612e-07 | -0.00036991 | 4.1432e-07 | 4.654e-07 | -2.8903 | -94.8732 | -94.8732 | 177.1098 | 84.3368 | 84.3368 |  | 0.024041 | 1.8505 | 1.9129 | 0.012021 | 1.8485 | 1.913 | 60.5449 | -151.2179 | 147.9796 | 60.545 | -151.2571 | 147.9077
Line6_7_8 | 0.14898 | 1.1758e-06 | 1.1758e-06 | 0.14898 | 0 | 0 | 0.034405 | 2.7155e-07 | 2.7155e-07 | 0.034405 | 0 | 0 | 0.00018495 | 2.776e-07 | -2.3792e-07 | 5.0705e-16 | -1.9074e-07 | 1.5254e-07 | 0.00036991 | -4.1819e-07 | -4.6179e-07 | 7.1398e-16 | 2.7485e-07 | 3.1128e-07 | -2.8902 | -94.8339 | -94.8339 | 177.11 | 0 | 0 |  | 0.012021 | 1.8485 | 1.913 | 0 | 1.8464 | 1.9131 | 60.545 | -151.2571 | 147.9077 | 0 | -151.2964 | 147.8357
Line7_8_9 | 0 | 0 | 0 | 0 | 0 | 0 | 0 | 0 | 0 | 0 | 0 | 0 | 1.929e-21 | 9.2304e-08 | -7.957e-08 | -3.2075e-17 | -6.1371e-09 | -6.597e-09 | -1.2719e-21 | -1.3936e-07 | -1.5384e-07 | 2.1659e-17 | -3.8686e-09 | 3.6031e-09 | 0 | 0 | 0 | 0 | 0 | 0 |  | 0 | 1.8464 | 1.9131 | 0 | 1.8464 | 1.9131 | 0 | -151.2964 | 147.8357 | 0 | -151.2964 | 147.8357
Line8_8_10 | 0 | 0 | 0 | 0 | 0 | 0 | 0 | 0 | 0 | 0 | 0 | 0 | 1.929e-21 | 9.2304e-08 | -7.957e-08 | -3.2075e-17 | -6.1371e-09 | -6.597e-09 | -1.2719e-21 | -1.3936e-07 | -1.5384e-07 | 2.1659e-17 | -3.8686e-09 | 3.6031e-09 | 0 | 0 | 0 | 0 | 0 | 0 |  | 0 | 1.8464 | 1.9131 | 0 | 1.8464 | 1.9131 | 0 | -151.2964 | 147.8357 | 0 | -151.2964 | 147.8357
Line9_3_11 | 2.7367e-06 | 2.7349e-06 | 2.7349e-06 | 2.3467e-06 | 2.3449e-06 | 2.3449e-06 | 6.32e-07 | 6.316e-07 | 6.316e-07 | 5.4194e-07 | 5.4154e-07 | 5.4154e-07 | -2.7725e-08 | 6.5755e-07 | -5.4069e-07 | 2.3852e-08 | -5.6982e-07 | 4.5684e-07 | 1.244e-08 | -9.694e-07 | -1.0803e-06 | -1.0494e-08 | 8.2704e-07 | 9.2963e-07 | -95.2905 | -95.289 | -95.289 | 84.2925 | 84.294 | 84.294 |  | 0.048082 | 1.8546 | 1.9127 | 0.048082 | 1.8546 | 1.9127 | 60.545 | -151.1397 | 148.1235 | 60.5452 | -151.1397 | 148.1235

## LG_max_fault_6
name | pf_ikss_a_from_ka | pf_ikss_b_from_ka | pf_ikss_c_from_ka | pf_ikss_a_to_ka | pf_ikss_b_to_ka | pf_ikss_c_to_ka | pf_skss_a_from_mw | pf_skss_b_from_mw | pf_skss_c_from_mw | pf_skss_a_to_mw | pf_skss_b_to_mw | pf_skss_c_to_mw | pf_p_a_from_mw | pf_p_b_from_mw | pf_p_c_from_mw | pf_p_a_to_mw | pf_p_b_to_mw | pf_p_c_to_mw | pf_q_a_from_mvar | pf_q_b_from_mvar | pf_q_c_from_mvar | pf_q_a_to_mvar | pf_q_b_to_mvar | pf_q_c_to_mvar | pf_ikss_a_from_degree | pf_ikss_b_from_degree | pf_ikss_c_from_degree | pf_ikss_a_to_degree | pf_ikss_b_to_degree | pf_ikss_c_to_degree | 3xI0 | pf_vm_a_from_pu | pf_vm_b_from_pu | pf_vm_c_from_pu | pf_vm_a_to_pu | pf_vm_b_to_pu | pf_vm_c_to_pu | pf_va_a_from_degree | pf_va_b_from_degree | pf_va_c_from_degree | pf_va_a_to_degree | pf_va_b_to_degree | pf_va_c_to_degree
Line0_1_2 | 0.028821 | 0 | 0 | 0.028821 | 0 | 0 | 0.0066559 | 0 | 0 | 0.0066559 | 0 | 0 | 0.0041808 | 1.095e-07 | -3.8281e-08 | -0.0041739 | -9.1301e-08 | 3.1145e-08 | 0.0042086 | -4.0832e-09 | -1.2491e-07 | -0.0041948 | 2.675e-09 | 1.0439e-07 | -37.1869 | 0 | 0 | 142.8133 | 0 | 0 |  | 0.89128 | 1.044 | 1.2446 | 0.88907 | 1.0436 | 1.2446 | 8.0031 | -131.4034 | 123.6928 | 7.9562 | -131.3937 | 123.6716
Line10_11_12 | 0 | 0 | 0 | 0 | 0 | 0 | 0 | 0 | 0 | 0 | 0 | 0 | -6.8963e-08 | 1.0929e-07 | -3.7507e-08 | 5.7955e-08 | -9.1128e-08 | 3.0358e-08 | 6.2995e-08 | -3.4691e-09 | -1.2484e-07 | -5.2018e-08 | 2.0962e-09 | 1.0434e-07 | 0 | 0 | 0 | 0 | 0 | 0 |  | 0.89128 | 1.044 | 1.2446 | 0.89128 | 1.044 | 1.2446 | 8.0031 | -131.4034 | 123.6928 | 8.0031 | -131.4034 | 123.6928
Line11_12_13 | 0 | 0 | 0 | 0 | 0 | 0 | 0 | 0 | 0 | 0 | 0 | 0 | -5.7469e-08 | 9.1072e-08 | -3.1256e-08 | 4.6461e-08 | -7.2914e-08 | 2.4106e-08 | 5.2495e-08 | -2.8909e-09 | -1.0404e-07 | -4.1519e-08 | 1.518e-09 | 8.3538e-08 | 0 | 0 | 0 | 0 | 0 | 0 |  | 0.89128 | 1.044 | 1.2446 | 0.89128 | 1.044 | 1.2446 | 8.0031 | -131.4034 | 123.6928 | 8.0031 | -131.4034 | 123.6928
Line12_13_15 | 0 | 0 | 0 | 0 | 0 | 0 | 0 | 0 | 0 | 0 | 0 | 0 | -3.4482e-08 | 5.4643e-08 | -1.8754e-08 | 2.3473e-08 | -3.6485e-08 | 1.1604e-08 | 3.1497e-08 | -1.7345e-09 | -6.2422e-08 | -2.052e-08 | 3.6166e-10 | 4.1923e-08 | 0 | 0 | 0 | 0 | 0 | 0 |  | 0.89128 | 1.044 | 1.2446 | 0.89128 | 1.044 | 1.2446 | 8.0031 | -131.4034 | 123.6928 | 8.0031 | -131.4034 | 123.6928
Line13_13_14 | 0 | 0 | 0 | 0 | 0 | 0 | 0 | 0 | 0 | 0 | 0 | 0 | -1.1494e-08 | 1.8214e-08 | -6.2512e-09 | 4.8528e-10 | -5.6379e-11 | -8.9827e-10 | 1.0499e-08 | -5.7818e-10 | -2.0807e-08 | 4.7775e-10 | -7.947e-10 | 3.0863e-10 | 0 | 0 | 0 | 0 | 0 | 0 |  | 0.89128 | 1.044 | 1.2446 | 0.89128 | 1.044 | 1.2446 | 8.0031 | -131.4034 | 123.6928 | 8.0031 | -131.4034 | 123.6928
Line14_15_16 | 0 | 0 | 0 | 0 | 0 | 0 | 0 | 0 | 0 | 0 | 0 | 0 | -2.2988e-08 | 3.6429e-08 | -1.2502e-08 | 1.1979e-08 | -1.8271e-08 | 5.3529e-09 | 2.0998e-08 | -1.1564e-09 | -4.1615e-08 | -1.0021e-08 | -2.1652e-10 | 2.1116e-08 | 0 | 0 | 0 | 0 | 0 | 0 |  | 0.89128 | 1.044 | 1.2446 | 0.89128 | 1.044 | 1.2446 | 8.0031 | -131.4034 | 123.6928 | 8.0031 | -131.4034 | 123.6928
Line15_16_17 | 0 | 0 | 0 | 0 | 0 | 0 | 0 | 0 | 0 | 0 | 0 | 0 | -1.1494e-08 | 1.8214e-08 | -6.2512e-09 | 4.8528e-10 | -5.6379e-11 | -8.9827e-10 | 1.0499e-08 | -5.7818e-10 | -2.0807e-08 | 4.7775e-10 | -7.947e-10 | 3.0863e-10 | 0 | 0 | 0 | 0 | 0 | 0 |  | 0.89128 | 1.044 | 1.2446 | 0.89128 | 1.044 | 1.2446 | 8.0031 | -131.4034 | 123.6928 | 8.0031 | -131.4034 | 123.6928
Line16_4_18 | 0 | 0 | 0 | 0 | 0 | 0 | 0 | 0 | 0 | 0 | 0 | 0 | -1.1511e-08 | 1.819e-08 | -6.2108e-09 | 4.84e-10 | -5.4576e-11 | -8.9784e-10 | 1.0469e-08 | -5.3793e-10 | -2.0796e-08 | 4.7854e-10 | -7.937e-10 | 3.0684e-10 | 0 | 0 | 0 | 0 | 0 | 0 |  | 0.89172 | 1.0436 | 1.2446 | 0.89172 | 1.0436 | 1.2446 | 8.0125 | -131.3937 | 123.6716 | 8.0125 | -131.3937 | 123.6716
Line17_5_19 | 0 | 0 | 0 | 0 | 0 | 0 | 0 | 0 | 0 | 0 | 0 | 0 | -1.1494e-08 | 1.8214e-08 | -6.2512e-09 | 4.8528e-10 | -5.6379e-11 | -8.9827e-10 | 1.0499e-08 | -5.7818e-10 | -2.0807e-08 | 4.7775e-10 | -7.947e-10 | 3.0863e-10 | 0 | 0 | 0 | 0 | 0 | 0 |  | 0.89128 | 1.044 | 1.2446 | 0.89128 | 1.044 | 1.2446 | 8.0031 | -131.4034 | 123.6928 | 8.0031 | -131.4034 | 123.6928
Line1_1_3 | 0 | 0 | 0 | 0 | 0 | 0 | 0 | 0 | 0 | 0 | 0 | 0 | -9.1951e-08 | 1.4572e-07 | -5.0009e-08 | 8.0942e-08 | -1.2756e-07 | 4.286e-08 | 8.3993e-08 | -4.6254e-09 | -1.6646e-07 | -7.3016e-08 | 3.2526e-09 | 1.4596e-07 | 0 | 0 | 0 | 0 | 0 | 0 |  | 0.89128 | 1.044 | 1.2446 | 0.89128 | 1.044 | 1.2446 | 8.0031 | -131.4034 | 123.6928 | 8.0031 | -131.4034 | 123.6928
Line2_1_4 | 0.0096069 | 0.0096069 | 0.0096069 | 0.0096069 | 0.0096069 | 0.0096069 | 0.0022186 | 0.0022186 | 0.0022186 | 0.0022186 | 0.0022186 | 0.0022186 | -0.0013934 | 0.00017005 | 0.0026092 | 0.0013939 | -0.00016957 | -0.0026087 | -0.001403 | 0.00231 | -0.00090421 | 0.001404 | -0.0023091 | 0.00090512 | 142.8068 | 142.8068 | 142.8068 | -37.1936 | -37.1936 | -37.1936 |  | 0.89128 | 1.044 | 1.2446 | 0.89172 | 1.0436 | 1.2446 | 8.0031 | -131.4034 | 123.6928 | 8.0125 | -131.3937 | 123.6716
Line3_1_5 | 0 | 0 | 0 | 0 | 0 | 0 | 0 | 0 | 0 | 0 | 0 | 0 | -2.2988e-08 | 3.6429e-08 | -1.2502e-08 | 1.1979e-08 | -1.8271e-08 | 5.3529e-09 | 2.0998e-08 | -1.1564e-09 | -4.1614e-08 | -1.0021e-08 | -2.1651e-10 | 2.1116e-08 | 0 | 0 | 0 | 0 | 0 | 0 |  | 0.89128 | 1.044 | 1.2446 | 0.89128 | 1.044 | 1.2446 | 8.0031 | -131.4034 | 123.6928 | 8.0031 | -131.4034 | 123.6928
Line4_2_6 | 0.028821 | 0 | 0 | 0.028821 | 0 | 0 | 0.0066559 | 0 | 0 | 0.0066559 | 0 | 0 | 0.0041739 | 9.1247e-08 | -3.2043e-08 | -0.004167 | -7.3043e-08 | 2.4844e-08 | 0.0041948 | -3.4687e-09 | -1.0408e-07 | -0.0041809 | 2.0298e-09 | 8.3563e-08 | -37.1867 | 0 | 0 | 142.8134 | 0 | 0 |  | 0.88907 | 1.0436 | 1.2446 | 0.88686 | 1.0431 | 1.2445 | 7.9562 | -131.3937 | 123.6716 | 7.909 | -131.3839 | 123.6503
Line5_6_7 | 0.028821 | 0 | 0 | 0.028821 | 0 | 0 | 0.0066559 | 0 | 0 | 0.0066559 | 0 | 0 | 0.004167 | 7.299e-08 | -2.5741e-08 | -0.0041601 | -5.4786e-08 | 1.8479e-08 | 0.0041809 | -2.8225e-09 | -8.3258e-08 | -0.0041671 | 1.3531e-09 | 6.2741e-08 | -37.1866 | 0 | 0 | 142.8136 | 0 | 0 |  | 0.88686 | 1.0431 | 1.2445 | 0.88466 | 1.0427 | 1.2445 | 7.909 | -131.3839 | 123.6503 | 7.8616 | -131.3742 | 123.6291
Line6_7_8 | 0.028821 | 0 | 0 | 0.028821 | 0 | 0 | 0.0066559 | 0 | 0 | 0.0066559 | 0 | 0 | 0.0041601 | 5.4735e-08 | -1.9376e-08 | -0.0041532 | -3.6529e-08 | 1.2052e-08 | 0.0041671 | -2.1448e-09 | -6.2438e-08 | -0.0041532 | 6.4487e-10 | 4.1922e-08 | -37.1864 | 0 | 0 | 142.8137 | 0 | 0 |  | 0.88466 | 1.0427 | 1.2445 | 0.88245 | 1.0423 | 1.2444 | 7.8616 | -131.3742 | 123.6291 | 7.814 | -131.3645 | 123.6079
Line7_8_9 | 0 | 0 | 0 | 0 | 0 | 0 | 0 | 0 | 0 | 0 | 0 | 0 | -1.1331e-08 | 1.824e-08 | -6.4742e-09 | 5.1058e-10 | -4.9174e-11 | -8.9655e-10 | 1.0573e-08 | -7.178e-10 | -2.081e-08 | 4.6191e-10 | -7.9072e-10 | 3.0148e-10 | 0 | 0 | 0 | 0 | 0 | 0 |  | 0.88245 | 1.0423 | 1.2444 | 0.88245 | 1.0423 | 1.2444 | 7.814 | -131.3645 | 123.6079 | 7.814 | -131.3645 | 123.6079
Line8_8_10 | 0 | 0 | 0 | 0 | 0 | 0 | 0 | 0 | 0 | 0 | 0 | 0 | -1.1331e-08 | 1.824e-08 | -6.4742e-09 | 5.1058e-10 | -4.9174e-11 | -8.9655e-10 | 1.0573e-08 | -7.178e-10 | -2.081e-08 | 4.6191e-10 | -7.9072e-10 | 3.0148e-10 | 0 | 0 | 0 | 0 | 0 | 0 |  | 0.88245 | 1.0423 | 1.2444 | 0.88245 | 1.0423 | 1.2444 | 7.814 | -131.3645 | 123.6079 | 7.814 | -131.3645 | 123.6079
Line9_3_11 | 0 | 0 | 0 | 0 | 0 | 0 | 0 | 0 | 0 | 0 | 0 | 0 | -8.0457e-08 | 1.275e-07 | -4.3758e-08 | 6.9448e-08 | -1.0934e-07 | 3.6609e-08 | 7.3494e-08 | -4.0473e-09 | -1.4565e-07 | -6.2517e-08 | 2.6744e-09 | 1.2515e-07 | 0 | 0 | 0 | 0 | 0 | 0 |  | 0.89128 | 1.044 | 1.2446 | 0.89128 | 1.044 | 1.2446 | 8.0031 | -131.4034 | 123.6928 | 8.0031 | -131.4034 | 123.6928

## LG_max_fault_10
name | pf_ikss_a_from_ka | pf_ikss_b_from_ka | pf_ikss_c_from_ka | pf_ikss_a_to_ka | pf_ikss_b_to_ka | pf_ikss_c_to_ka | pf_skss_a_from_mw | pf_skss_b_from_mw | pf_skss_c_from_mw | pf_skss_a_to_mw | pf_skss_b_to_mw | pf_skss_c_to_mw | pf_p_a_from_mw | pf_p_b_from_mw | pf_p_c_from_mw | pf_p_a_to_mw | pf_p_b_to_mw | pf_p_c_to_mw | pf_q_a_from_mvar | pf_q_b_from_mvar | pf_q_c_from_mvar | pf_q_a_to_mvar | pf_q_b_to_mvar | pf_q_c_to_mvar | pf_ikss_a_from_degree | pf_ikss_b_from_degree | pf_ikss_c_from_degree | pf_ikss_a_to_degree | pf_ikss_b_to_degree | pf_ikss_c_to_degree | 3xI0 | pf_vm_a_from_pu | pf_vm_b_from_pu | pf_vm_c_from_pu | pf_vm_a_to_pu | pf_vm_b_to_pu | pf_vm_c_to_pu | pf_va_a_from_degree | pf_va_b_from_degree | pf_va_c_from_degree | pf_va_a_to_degree | pf_va_b_to_degree | pf_va_c_to_degree
Line0_1_2 | 0.030191 | 0 | 0 | 0.030191 | 0 | 0 | 0.0069724 | 0 | 0 | 0.0069724 | 0 | 0 | 0.0045879 | 1.2017e-07 | -4.2009e-08 | -0.0045803 | -1.0019e-07 | 3.4178e-08 | 0.0046184 | -4.4717e-09 | -1.3708e-07 | -0.0046032 | 2.9278e-09 | 1.1456e-07 | -37.1906 | 0 | 0 | 142.8095 | 0 | 0 |  | 0.93367 | 1.0937 | 1.3039 | 0.93136 | 1.0932 | 1.3039 | 7.9994 | -131.4027 | 123.69 | 7.9525 | -131.393 | 123.6688
Line10_11_12 | 0 | 0 | 0 | 0 | 0 | 0 | 0 | 0 | 0 | 0 | 0 | 0 | -7.568e-08 | 1.1993e-07 | -4.1159e-08 | 6.36e-08 | -1e-07 | 3.3314e-08 | 6.913e-08 | -3.7978e-09 | -1.3701e-07 | -5.7084e-08 | 2.2927e-09 | 1.1451e-07 | 0 | 0 | 0 | 0 | 0 | 0 |  | 0.93367 | 1.0937 | 1.3039 | 0.93367 | 1.0937 | 1.3039 | 7.9994 | -131.4027 | 123.69 | 7.9994 | -131.4027 | 123.69
Line11_12_13 | 0 | 0 | 0 | 0 | 0 | 0 | 0 | 0 | 0 | 0 | 0 | 0 | -6.3067e-08 | 9.994e-08 | -3.43e-08 | 5.0986e-08 | -8.0013e-08 | 2.6454e-08 | 5.7608e-08 | -3.1648e-09 | -1.1417e-07 | -4.5563e-08 | 1.6598e-09 | 9.1677e-08 | 0 | 0 | 0 | 0 | 0 | 0 |  | 0.93367 | 1.0937 | 1.3039 | 0.93367 | 1.0937 | 1.3039 | 7.9994 | -131.4027 | 123.69 | 7.9994 | -131.4027 | 123.69
Line12_13_15 | 0 | 0 | 0 | 0 | 0 | 0 | 0 | 0 | 0 | 0 | 0 | 0 | -3.784e-08 | 5.9964e-08 | -2.058e-08 | 2.576e-08 | -4.0038e-08 | 1.2734e-08 | 3.4565e-08 | -1.8989e-09 | -6.8504e-08 | -2.2519e-08 | 3.9384e-10 | 4.6008e-08 | 0 | 0 | 0 | 0 | 0 | 0 |  | 0.93367 | 1.0937 | 1.3039 | 0.93367 | 1.0937 | 1.3039 | 7.9994 | -131.4027 | 123.69 | 7.9994 | -131.4027 | 123.69
Line13_13_14 | 0 | 0 | 0 | 0 | 0 | 0 | 0 | 0 | 0 | 0 | 0 | 0 | -1.2613e-08 | 1.9988e-08 | -6.8599e-09 | 5.3278e-10 | -6.1611e-11 | -9.8586e-10 | 1.1522e-08 | -6.3297e-10 | -2.2835e-08 | 5.2406e-10 | -8.7209e-10 | 3.3847e-10 | 0 | 0 | 0 | 0 | 0 | 0 |  | 0.93367 | 1.0937 | 1.3039 | 0.93367 | 1.0937 | 1.3039 | 7.9994 | -131.4027 | 123.69 | 7.9994 | -131.4027 | 123.69
Line14_15_16 | 0 | 0 | 0 | 0 | 0 | 0 | 0 | 0 | 0 | 0 | 0 | 0 | -2.5227e-08 | 3.9976e-08 | -1.372e-08 | 1.3146e-08 | -2.005e-08 | 5.874e-09 | 2.3043e-08 | -1.2659e-09 | -4.5669e-08 | -1.0998e-08 | -2.3912e-10 | 2.3173e-08 | 0 | 0 | 0 | 0 | 0 | 0 |  | 0.93367 | 1.0937 | 1.3039 | 0.93367 | 1.0937 | 1.3039 | 7.9994 | -131.4027 | 123.69 | 7.9994 | -131.4027 | 123.69
Line15_16_17 | 0 | 0 | 0 | 0 | 0 | 0 | 0 | 0 | 0 | 0 | 0 | 0 | -1.2613e-08 | 1.9988e-08 | -6.8599e-09 | 5.3278e-10 | -6.1611e-11 | -9.8586e-10 | 1.1522e-08 | -6.3297e-10 | -2.2835e-08 | 5.2406e-10 | -8.7209e-10 | 3.3847e-10 | 0 | 0 | 0 | 0 | 0 | 0 |  | 0.93367 | 1.0937 | 1.3039 | 0.93367 | 1.0937 | 1.3039 | 7.9994 | -131.4027 | 123.69 | 7.9994 | -131.4027 | 123.69
Line16_4_18 | 0 | 0 | 0 | 0 | 0 | 0 | 0 | 0 | 0 | 0 | 0 | 0 | -1.2632e-08 | 1.9961e-08 | -6.8156e-09 | 5.3138e-10 | -5.9632e-11 | -9.8539e-10 | 1.1489e-08 | -5.888e-10 | -2.2822e-08 | 5.2493e-10 | -8.7099e-10 | 3.3651e-10 | 0 | 0 | 0 | 0 | 0 | 0 |  | 0.93413 | 1.0932 | 1.3039 | 0.93413 | 1.0932 | 1.3039 | 8.0087 | -131.393 | 123.6688 | 8.0087 | -131.393 | 123.6688
Line17_5_19 | 0 | 0 | 0 | 0 | 0 | 0 | 0 | 0 | 0 | 0 | 0 | 0 | -1.2613e-08 | 1.9988e-08 | -6.8599e-09 | 5.3279e-10 | -6.1611e-11 | -9.8586e-10 | 1.1522e-08 | -6.3297e-10 | -2.2835e-08 | 5.2406e-10 | -8.7209e-10 | 3.3847e-10 | 0 | 0 | 0 | 0 | 0 | 0 |  | 0.93367 | 1.0937 | 1.3039 | 0.93367 | 1.0937 | 1.3039 | 7.9994 | -131.4027 | 123.69 | 7.9994 | -131.4027 | 123.69
Line1_1_3 | 0 | 0 | 0 | 0 | 0 | 0 | 0 | 0 | 0 | 0 | 0 | 0 | -1.0091e-07 | 1.599e-07 | -5.4879e-08 | 8.8826e-08 | -1.3998e-07 | 4.7033e-08 | 9.2173e-08 | -5.0637e-09 | -1.8268e-07 | -8.0128e-08 | 3.5587e-09 | 1.6018e-07 | 0 | 0 | 0 | 0 | 0 | 0 |  | 0.93367 | 1.0937 | 1.3039 | 0.93367 | 1.0937 | 1.3039 | 7.9994 | -131.4027 | 123.69 | 7.9994 | -131.4027 | 123.69
Line2_1_4 | 0.010064 | 0.010064 | 0.010064 | 0.010064 | 0.010064 | 0.010064 | 0.0023241 | 0.0023241 | 0.0023241 | 0.0023241 | 0.0023241 | 0.0023241 | -0.0015291 | 0.00018641 | 0.0028634 | 0.0015296 | -0.00018589 | -0.0028629 | -0.0015396 | 0.0025349 | -0.00099228 | 0.0015407 | -0.0025339 | 0.00099327 | 142.8031 | 142.8031 | 142.8031 | -37.1974 | -37.1974 | -37.1974 |  | 0.93367 | 1.0937 | 1.3039 | 0.93413 | 1.0932 | 1.3039 | 7.9994 | -131.4027 | 123.69 | 8.0087 | -131.393 | 123.6688
Line3_1_5 | 0 | 0 | 0 | 0 | 0 | 0 | 0 | 0 | 0 | 0 | 0 | 0 | -2.5227e-08 | 3.9976e-08 | -1.372e-08 | 1.3146e-08 | -2.005e-08 | 5.874e-09 | 2.3043e-08 | -1.2659e-09 | -4.5669e-08 | -1.0998e-08 | -2.3912e-10 | 2.3173e-08 | 0 | 0 | 0 | 0 | 0 | 0 |  | 0.93367 | 1.0937 | 1.3039 | 0.93367 | 1.0937 | 1.3039 | 7.9994 | -131.4027 | 123.69 | 7.9994 | -131.4027 | 123.69
Line4_2_6 | 0.030191 | 0 | 0 | 0.030191 | 0 | 0 | 0.0069724 | 0 | 0 | 0.0069724 | 0 | 0 | 0.0045803 | 1.0013e-07 | -3.5163e-08 | -0.0045727 | -8.0155e-08 | 2.7263e-08 | 0.0046032 | -3.7988e-09 | -1.1422e-07 | -0.004588 | 2.2214e-09 | 9.1706e-08 | -37.1905 | 0 | 0 | 142.8097 | 0 | 0 |  | 0.93136 | 1.0932 | 1.3039 | 0.92904 | 1.0928 | 1.3038 | 7.9525 | -131.393 | 123.6688 | 7.9053 | -131.3833 | 123.6475
Line5_6_7 | 0.030191 | 0 | 0 | 0.030191 | 0 | 0 | 0.0069724 | 0 | 0 | 0.0069724 | 0 | 0 | 0.0045727 | 8.0097e-08 | -2.8248e-08 | -0.0045652 | -6.012e-08 | 2.0279e-08 | 0.004588 | -3.0913e-09 | -9.1371e-08 | -0.0045728 | 1.4803e-09 | 6.8855e-08 | -37.1903 | 0 | 0 | 142.8098 | 0 | 0 |  | 0.92904 | 1.0928 | 1.3038 | 0.92673 | 1.0923 | 1.3037 | 7.9053 | -131.3833 | 123.6475 | 7.8579 | -131.3736 | 123.6263
Line6_7_8 | 0.030191 | 0 | 0 | 0.030191 | 0 | 0 | 0.0069724 | 0 | 0 | 0.0069724 | 0 | 0 | 0.0045652 | 6.0064e-08 | -2.1263e-08 | -0.0045576 | -4.0086e-08 | 1.3225e-08 | 0.0045728 | -2.3491e-09 | -6.8522e-08 | -0.0045576 | 7.0463e-10 | 4.6007e-08 | -37.1902 | 0 | 0 | 142.81 | 0 | 0 |  | 0.92673 | 1.0923 | 1.3037 | 0.92442 | 1.0918 | 1.3037 | 7.8579 | -131.3736 | 123.6263 | 7.8103 | -131.3638 | 123.6051
Line7_8_9 | 0 | 0 | 0 | 0 | 0 | 0 | 0 | 0 | 0 | 0 | 0 | 0 | -1.2434e-08 | 2.0016e-08 | -7.1047e-09 | 5.6055e-10 | -5.3705e-11 | -9.8398e-10 | 1.1602e-08 | -7.8617e-10 | -2.2838e-08 | 5.0668e-10 | -8.6772e-10 | 3.3062e-10 | 0 | 0 | 0 | 0 | 0 | 0 |  | 0.92442 | 1.0918 | 1.3037 | 0.92442 | 1.0918 | 1.3037 | 7.8103 | -131.3638 | 123.6051 | 7.8103 | -131.3638 | 123.6051
Line8_8_10 | 0 | 0 | 0 | 0 | 0 | 0 | 0 | 0 | 0 | 0 | 0 | 0 | -1.2434e-08 | 2.0016e-08 | -7.1047e-09 | 5.6055e-10 | -5.3705e-11 | -9.8398e-10 | 1.1602e-08 | -7.8617e-10 | -2.2838e-08 | 5.0668e-10 | -8.6772e-10 | 3.3062e-10 | 0 | 0 | 0 | 0 | 0 | 0 |  | 0.92442 | 1.0918 | 1.3037 | 0.92442 | 1.0918 | 1.3037 | 7.8103 | -131.3638 | 123.6051 | 7.8103 | -131.3638 | 123.6051
Line9_3_11 | 0 | 0 | 0 | 0 | 0 | 0 | 0 | 0 | 0 | 0 | 0 | 0 | -8.8294e-08 | 1.3992e-07 | -4.8019e-08 | 7.6213e-08 | -1.1999e-07 | 4.0174e-08 | 8.0652e-08 | -4.4308e-09 | -1.5984e-07 | -6.8606e-08 | 2.9257e-09 | 1.3735e-07 | 0 | 0 | 0 | 0 | 0 | 0 |  | 0.93367 | 1.0937 | 1.3039 | 0.93367 | 1.0937 | 1.3039 | 7.9994 | -131.4027 | 123.69 | 7.9994 | -131.4027 | 123.69

## LG_min_6
name | pf_ikss_a_from_ka | pf_ikss_b_from_ka | pf_ikss_c_from_ka | pf_ikss_a_to_ka | pf_ikss_b_to_ka | pf_ikss_c_to_ka | pf_skss_a_from_mw | pf_skss_b_from_mw | pf_skss_c_from_mw | pf_skss_a_to_mw | pf_skss_b_to_mw | pf_skss_c_to_mw | pf_p_a_from_mw | pf_p_b_from_mw | pf_p_c_from_mw | pf_p_a_to_mw | pf_p_b_to_mw | pf_p_c_to_mw | pf_q_a_from_mvar | pf_q_b_from_mvar | pf_q_c_from_mvar | pf_q_a_to_mvar | pf_q_b_to_mvar | pf_q_c_to_mvar | pf_ikss_a_from_degree | pf_ikss_b_from_degree | pf_ikss_c_from_degree | pf_ikss_a_to_degree | pf_ikss_b_to_degree | pf_ikss_c_to_degree | 3xI0 | pf_vm_a_from_pu | pf_vm_b_from_pu | pf_vm_c_from_pu | pf_vm_a_to_pu | pf_vm_b_to_pu | pf_vm_c_to_pu | pf_va_a_from_degree | pf_va_b_from_degree | pf_va_c_from_degree | pf_va_a_to_degree | pf_va_b_to_degree | pf_va_c_to_degree
Line0_1_2 | 0.12628 | 1.9981e-06 | 1.9981e-06 | 0.12628 | 1.6669e-06 | 1.6669e-06 | 0.029164 | 4.6144e-07 | 4.6144e-07 | 0.029164 | 3.8494e-07 | 3.8494e-07 | 0.0010206 | 4.1095e-07 | -3.4555e-07 | -0.00076546 | -3.4601e-07 | 2.8464e-07 | 0.0010632 | -6.0689e-07 | -6.7178e-07 | -0.00079736 | 5.0296e-07 | 5.6198e-07 | -2.833 | -94.9025 | -94.9025 | 177.1672 | 84.6534 | 84.6534 |  | 0.050534 | 1.5884 | 1.6371 | 0.0379 | 1.5859 | 1.6365 | 43.3367 | -150.7986 | 147.877 | 43.3367 | -150.8209 | 147.7913
Line10_11_12 | 1.9902e-06 | 1.9889e-06 | 1.9889e-06 | 1.6593e-06 | 1.6581e-06 | 1.6581e-06 | 4.5961e-07 | 4.5932e-07 | 4.5932e-07 | 3.832e-07 | 3.8291e-07 | 3.8291e-07 | -1.7414e-08 | 4.1252e-07 | -3.4012e-07 | 1.463e-08 | -3.4827e-07 | 2.7864e-07 | 1.5369e-08 | -6.0174e-07 | -6.7065e-07 | -1.2686e-08 | 4.9861e-07 | 5.6154e-07 | -95.233 | -95.2315 | -95.2315 | 84.2667 | 84.2681 | 84.2681 |  | 0.050534 | 1.5884 | 1.6371 | 0.050534 | 1.5884 | 1.6371 | 43.337 | -150.7986 | 147.877 | 43.3371 | -150.7986 | 147.877
Line11_12_13 | 1.6585e-06 | 1.6574e-06 | 1.6574e-06 | 1.3276e-06 | 1.3266e-06 | 1.3266e-06 | 3.8301e-07 | 3.8277e-07 | 3.8277e-07 | 3.066e-07 | 3.0636e-07 | 3.0636e-07 | -1.4512e-08 | 3.4377e-07 | -2.8343e-07 | 1.1728e-08 | -2.7951e-07 | 2.2196e-07 | 1.2807e-08 | -5.0145e-07 | -5.5887e-07 | -1.0125e-08 | 3.9833e-07 | 4.4977e-07 | -95.233 | -95.2315 | -95.2315 | 84.1417 | 84.1431 | 84.1431 |  | 0.050534 | 1.5884 | 1.6371 | 0.050534 | 1.5884 | 1.6371 | 43.3371 | -150.7986 | 147.877 | 43.3372 | -150.7986 | 147.877
Line12_13_15 | 0 | 0 | 0 | 0 | 0 | 0 | 0 | 0 | 0 | 0 | 0 | 0 | -8.707e-09 | 2.0626e-07 | -1.7006e-07 | 5.9234e-09 | -1.4201e-07 | 1.0859e-07 | 7.6843e-09 | -3.0087e-07 | -3.3532e-07 | -5.0021e-09 | 1.9775e-07 | 2.2622e-07 | 0 | 0 | 0 | 0 | 0 | 0 |  | 0.050534 | 1.5884 | 1.6371 | 0.050534 | 1.5884 | 1.6371 | 43.3372 | -150.7986 | 147.877 | 43.3373 | -150.7986 | 147.877
Line13_13_14 | 0 | 0 | 0 | 0 | 0 | 0 | 0 | 0 | 0 | 0 | 0 | 0 | -2.9023e-09 | 6.8754e-08 | -5.6686e-08 | 1.1867e-10 | -4.498e-09 | -4.7864e-09 | 2.5614e-09 | -1.0029e-07 | -1.1177e-07 | 1.2081e-10 | -2.8329e-09 | 2.6664e-09 | 0 | 0 | 0 | 0 | 0 | 0 |  | 0.050534 | 1.5884 | 1.6371 | 0.050534 | 1.5884 | 1.6371 | 43.3372 | -150.7986 | 147.877 | 43.3372 | -150.7986 | 147.877
Line14_15_16 | 0 | 0 | 0 | 0 | 0 | 0 | 0 | 0 | 0 | 0 | 0 | 0 | -5.8047e-09 | 1.3751e-07 | -1.1337e-07 | 3.021e-09 | -7.3252e-08 | 5.19e-08 | 5.1229e-09 | -2.0058e-07 | -2.2355e-07 | -2.4406e-09 | 9.7457e-08 | 1.1444e-07 | 0 | 0 | 0 | 0 | 0 | 0 |  | 0.050534 | 1.5884 | 1.6371 | 0.050534 | 1.5884 | 1.6371 | 43.3373 | -150.7986 | 147.877 | 43.3373 | -150.7986 | 147.877
Line15_16_17 | 0 | 0 | 0 | 0 | 0 | 0 | 0 | 0 | 0 | 0 | 0 | 0 | -2.9023e-09 | 6.8754e-08 | -5.6686e-08 | 1.1867e-10 | -4.498e-09 | -4.7864e-09 | 2.5614e-09 | -1.0029e-07 | -1.1177e-07 | 1.2081e-10 | -2.8329e-09 | 2.6664e-09 | 0 | 0 | 0 | 0 | 0 | 0 |  | 0.050534 | 1.5884 | 1.6371 | 0.050534 | 1.5884 | 1.6371 | 43.3373 | -150.7986 | 147.877 | 43.3373 | -150.7986 | 147.877
Line16_4_18 | 0 | 0 | 0 | 0 | 0 | 0 | 0 | 0 | 0 | 0 | 0 | 0 | -3.0469e-09 | 6.8677e-08 | -5.6499e-08 | 1.2411e-10 | -4.4779e-09 | -4.7768e-09 | 2.6783e-09 | -9.9832e-08 | -1.1155e-07 | 1.2684e-10 | -2.8304e-09 | 2.6578e-09 | 0 | 0 | 0 | 0 | 0 | 0 |  | 0.053061 | 1.5859 | 1.6365 | 0.053061 | 1.5859 | 1.6365 | 43.3364 | -150.8209 | 147.7913 | 43.3364 | -150.8209 | 147.7913
Line17_5_19 | 0 | 0 | 0 | 0 | 0 | 0 | 0 | 0 | 0 | 0 | 0 | 0 | -2.9023e-09 | 6.8754e-08 | -5.6686e-08 | 1.1867e-10 | -4.498e-09 | -4.7864e-09 | 2.5615e-09 | -1.0029e-07 | -1.1177e-07 | 1.208e-10 | -2.8329e-09 | 2.6664e-09 | 0 | 0 | 0 | 0 | 0 | 0 |  | 0.050534 | 1.5884 | 1.6371 | 0.050534 | 1.5884 | 1.6371 | 43.3367 | -150.7986 | 147.877 | 43.3367 | -150.7986 | 147.877
Line1_1_3 | 2.6536e-06 | 2.6519e-06 | 2.6519e-06 | 2.3227e-06 | 2.321e-06 | 2.321e-06 | 6.1282e-07 | 6.1243e-07 | 6.1243e-07 | 5.364e-07 | 5.3602e-07 | 5.3602e-07 | -2.3219e-08 | 5.5003e-07 | -4.5349e-07 | 2.0435e-08 | -4.8578e-07 | 3.9202e-07 | 2.0492e-08 | -8.0232e-07 | -8.942e-07 | -1.7809e-08 | 6.9919e-07 | 7.8509e-07 | -95.233 | -95.2315 | -95.2315 | 84.4096 | 84.4111 | 84.4111 |  | 0.050534 | 1.5884 | 1.6371 | 0.050534 | 1.5884 | 1.6371 | 43.3367 | -150.7986 | 147.877 | 43.3369 | -150.7986 | 147.877
Line2_1_4 | 0.042094 | 0.042094 | 0.042094 | 0.042094 | 0.042094 | 0.042094 | 0.0097211 | 0.0097211 | 0.0097211 | 0.0097211 | 0.0097211 | 0.0097211 | -0.00034016 | 0.013089 | 0.013881 | 0.00035717 | -0.013071 | -0.013864 | -0.00035442 | 0.0081916 | -0.0077844 | 0.00037214 | -0.008174 | 0.007802 | 177.1607 | 177.1607 | 177.1607 | -2.8398 | -2.8398 | -2.8398 |  | 0.050534 | 1.5884 | 1.6371 | 0.053061 | 1.5859 | 1.6365 | 43.3367 | -150.7986 | 147.877 | 43.3364 | -150.8209 | 147.7913
Line3_1_5 | 0 | 0 | 0 | 0 | 0 | 0 | 0 | 0 | 0 | 0 | 0 | 0 | -5.8046e-09 | 1.3751e-07 | -1.1337e-07 | 3.021e-09 | -7.3252e-08 | 5.19e-08 | 5.1229e-09 | -2.0058e-07 | -2.2355e-07 | -2.4407e-09 | 9.7457e-08 | 1.1444e-07 | 0 | 0 | 0 | 0 | 0 | 0 |  | 0.050534 | 1.5884 | 1.6371 | 0.050534 | 1.5884 | 1.6371 | 43.3367 | -150.7986 | 147.877 | 43.3367 | -150.7986 | 147.877
Line4_2_6 | 0.12628 | 1.6664e-06 | 1.6664e-06 | 0.12628 | 1.3345e-06 | 1.3345e-06 | 0.029164 | 3.8483e-07 | 3.8483e-07 | 0.029164 | 3.0819e-07 | 3.0819e-07 | 0.00076546 | 3.4153e-07 | -2.8942e-07 | -0.00051031 | -2.7695e-07 | 2.2789e-07 | 0.00079736 | -5.0579e-07 | -5.5932e-07 | -0.00053157 | 4.018e-07 | 4.4971e-07 | -2.8328 | -94.8497 | -94.8497 | 177.1673 | 84.5793 | 84.5793 |  | 0.0379 | 1.5859 | 1.6365 | 0.025267 | 1.5835 | 1.6359 | 43.3367 | -150.8209 | 147.7913 | 43.3368 | -150.8433 | 147.7056
Line5_6_7 | 0.12628 | 1.334e-06 | 1.334e-06 | 0.12628 | 1.0016e-06 | 1.0016e-06 | 0.029164 | 3.0808e-07 | 3.0808e-07 | 0.029164 | 2.313e-07 | 2.313e-07 | 0.00051031 | 2.7249e-07 | -2.3266e-07 | -0.00025515 | -2.0828e-07 | 1.7051e-07 | 0.00053157 | -4.0463e-07 | -4.4706e-07 | -0.00026579 | 3.0058e-07 | 3.3762e-07 | -2.8327 | -94.8011 | -94.8011 | 177.1675 | 84.415 | 84.415 |  | 0.025267 | 1.5835 | 1.6359 | 0.012633 | 1.581 | 1.6352 | 43.3368 | -150.8433 | 147.7056 | 43.3368 | -150.8657 | 147.6199
Line6_7_8 | 0.12628 | 1.0011e-06 | 1.0011e-06 | 0.12628 | 0 | 0 | 0.029164 | 2.312e-07 | 2.312e-07 | 0.029164 | 0 | 0 | 0.00025515 | 2.0384e-07 | -1.7527e-07 | -1.7412e-16 | -1.4e-07 | 1.125e-07 | 0.00026579 | -3.034e-07 | -3.3498e-07 | -3.4648e-16 | 1.9929e-07 | 2.2572e-07 | -2.8325 | -94.7609 | -94.7609 | 177.1676 | 0 | 0 |  | 0.012633 | 1.581 | 1.6352 | 0 | 1.5786 | 1.6346 | 43.3368 | -150.8657 | 147.6199 | 0 | -150.8882 | 147.534
Line7_8_9 | 0 | 0 | 0 | 0 | 0 | 0 | 0 | 0 | 0 | 0 | 0 | 0 | -9.3411e-22 | 6.7789e-08 | -5.8623e-08 | -2.2028e-17 | -4.418e-09 | -4.7482e-09 | 4.2887e-22 | -1.0106e-07 | -1.1154e-07 | 2.7578e-17 | -2.8228e-09 | 2.6322e-09 | 0 | 0 | 0 | 0 | 0 | 0 |  | 0 | 1.5786 | 1.6346 | 0 | 1.5786 | 1.6346 | 0 | -150.8882 | 147.534 | 0 | -150.8882 | 147.534
Line8_8_10 | 0 | 0 | 0 | 0 | 0 | 0 | 0 | 0 | 0 | 0 | 0 | 0 | -9.3411e-22 | 6.7789e-08 | -5.8623e-08 | -2.2028e-17 | -4.418e-09 | -4.7482e-09 | 4.2887e-22 | -1.0106e-07 | -1.1154e-07 | 2.7578e-17 | -2.8228e-09 | 2.6322e-09 | 0 | 0 | 0 | 0 | 0 | 0 |  | 0 | 1.5786 | 1.6346 | 0 | 1.5786 | 1.6346 | 0 | -150.8882 | 147.534 | 0 | -150.8882 | 147.534
Line9_3_11 | 2.3219e-06 | 2.3204e-06 | 2.3204e-06 | 1.991e-06 | 1.9895e-06 | 1.9895e-06 | 5.3621e-07 | 5.3587e-07 | 5.3587e-07 | 4.598e-07 | 4.5946e-07 | 4.5946e-07 | -2.0316e-08 | 4.8128e-07 | -3.968e-07 | 1.7533e-08 | -4.1702e-07 | 3.3533e-07 | 1.793e-08 | -7.0203e-07 | -7.8242e-07 | -1.5248e-08 | 5.989e-07 | 6.7332e-07 | -95.233 | -95.2315 | -95.2315 | 84.3501 | 84.3515 | 84.3515 |  | 0.050534 | 1.5884 | 1.6371 | 0.050534 | 1.5884 | 1.6371 | 43.3369 | -150.7986 | 147.877 | 43.337 | -150.7986 | 147.877

## LG_min_10
name | pf_ikss_a_from_ka | pf_ikss_b_from_ka | pf_ikss_c_from_ka | pf_ikss_a_to_ka | pf_ikss_b_to_ka | pf_ikss_c_to_ka | pf_skss_a_from_mw | pf_skss_b_from_mw | pf_skss_c_from_mw | pf_skss_a_to_mw | pf_skss_b_to_mw | pf_skss_c_to_mw | pf_p_a_from_mw | pf_p_b_from_mw | pf_p_c_from_mw | pf_p_a_to_mw | pf_p_b_to_mw | pf_p_c_to_mw | pf_q_a_from_mvar | pf_q_b_from_mvar | pf_q_c_from_mvar | pf_q_a_to_mvar | pf_q_b_to_mvar | pf_q_c_to_mvar | pf_ikss_a_from_degree | pf_ikss_b_from_degree | pf_ikss_c_from_degree | pf_ikss_a_to_degree | pf_ikss_b_to_degree | pf_ikss_c_to_degree | 3xI0 | pf_vm_a_from_pu | pf_vm_b_from_pu | pf_vm_c_from_pu | pf_vm_a_to_pu | pf_vm_b_to_pu | pf_vm_c_to_pu | pf_va_a_from_degree | pf_va_b_from_degree | pf_va_c_from_degree | pf_va_a_to_degree | pf_va_b_to_degree | pf_va_c_to_degree
Line0_1_2 | 0.11964 | 1.8929e-06 | 1.8929e-06 | 0.11964 | 1.5791e-06 | 1.5791e-06 | 0.027629 | 4.3716e-07 | 4.3716e-07 | 0.027629 | 3.6468e-07 | 3.6468e-07 | 0.000916 | 3.6883e-07 | -3.1013e-07 | -0.000687 | -3.1054e-07 | 2.5547e-07 | 0.00095419 | -5.4469e-07 | -6.0292e-07 | -0.00071564 | 4.5141e-07 | 5.0438e-07 | -2.833 | -94.9025 | -94.9025 | 177.1672 | 84.6534 | 84.6534 |  | 0.047874 | 1.5048 | 1.551 | 0.035906 | 1.5024 | 1.5504 | 43.3367 | -150.7986 | 147.877 | 43.3367 | -150.8209 | 147.7913
Line10_11_12 | 1.8854e-06 | 1.8842e-06 | 1.8842e-06 | 1.572e-06 | 1.5708e-06 | 1.5708e-06 | 4.3542e-07 | 4.3515e-07 | 4.3515e-07 | 3.6303e-07 | 3.6276e-07 | 3.6276e-07 | -1.5629e-08 | 3.7024e-07 | -3.0526e-07 | 1.3131e-08 | -3.1257e-07 | 2.5008e-07 | 1.3794e-08 | -5.4006e-07 | -6.0191e-07 | -1.1386e-08 | 4.4751e-07 | 5.0399e-07 | -95.233 | -95.2315 | -95.2315 | 84.2667 | 84.2681 | 84.2681 |  | 0.047874 | 1.5048 | 1.551 | 0.047874 | 1.5048 | 1.551 | 43.337 | -150.7986 | 147.877 | 43.3371 | -150.7986 | 147.877
Line11_12_13 | 1.5712e-06 | 1.5702e-06 | 1.5702e-06 | 1.2578e-06 | 1.2568e-06 | 1.2568e-06 | 3.6285e-07 | 3.6262e-07 | 3.6262e-07 | 2.9047e-07 | 2.9024e-07 | 2.9024e-07 | -1.3024e-08 | 3.0854e-07 | -2.5438e-07 | 1.0526e-08 | -2.5087e-07 | 1.9921e-07 | 1.1495e-08 | -4.5005e-07 | -5.0159e-07 | -9.0872e-09 | 3.575e-07 | 4.0367e-07 | -95.233 | -95.2315 | -95.2315 | 84.1417 | 84.1431 | 84.1431 |  | 0.047874 | 1.5048 | 1.551 | 0.047874 | 1.5048 | 1.551 | 43.3371 | -150.7986 | 147.877 | 43.3372 | -150.7986 | 147.877
Line12_13_15 | 0 | 0 | 0 | 0 | 0 | 0 | 0 | 0 | 0 | 0 | 0 | 0 | -7.8146e-09 | 1.8512e-07 | -1.5263e-07 | 5.3163e-09 | -1.2745e-07 | 9.7456e-08 | 6.8967e-09 | -2.7003e-07 | -3.0096e-07 | -4.4894e-09 | 1.7748e-07 | 2.0303e-07 | 0 | 0 | 0 | 0 | 0 | 0 |  | 0.047874 | 1.5048 | 1.551 | 0.047874 | 1.5048 | 1.551 | 43.3372 | -150.7986 | 147.877 | 43.3373 | -150.7986 | 147.877
Line13_13_14 | 0 | 0 | 0 | 0 | 0 | 0 | 0 | 0 | 0 | 0 | 0 | 0 | -2.6049e-09 | 6.1707e-08 | -5.0876e-08 | 1.065e-10 | -4.037e-09 | -4.2958e-09 | 2.2989e-09 | -9.0011e-08 | -1.0032e-07 | 1.0842e-10 | -2.5425e-09 | 2.3931e-09 | 0 | 0 | 0 | 0 | 0 | 0 |  | 0.047874 | 1.5048 | 1.551 | 0.047874 | 1.5048 | 1.551 | 43.3372 | -150.7986 | 147.877 | 43.3372 | -150.7986 | 147.877
Line14_15_16 | 0 | 0 | 0 | 0 | 0 | 0 | 0 | 0 | 0 | 0 | 0 | 0 | -5.2098e-09 | 1.2341e-07 | -1.0175e-07 | 2.7114e-09 | -6.5744e-08 | 4.658e-08 | 4.5978e-09 | -1.8002e-07 | -2.0064e-07 | -2.1905e-09 | 8.7468e-08 | 1.0271e-07 | 0 | 0 | 0 | 0 | 0 | 0 |  | 0.047874 | 1.5048 | 1.551 | 0.047874 | 1.5048 | 1.551 | 43.3373 | -150.7986 | 147.877 | 43.3373 | -150.7986 | 147.877
Line15_16_17 | 0 | 0 | 0 | 0 | 0 | 0 | 0 | 0 | 0 | 0 | 0 | 0 | -2.6049e-09 | 6.1707e-08 | -5.0876e-08 | 1.065e-10 | -4.037e-09 | -4.2958e-09 | 2.2989e-09 | -9.0011e-08 | -1.0032e-07 | 1.0842e-10 | -2.5425e-09 | 2.3931e-09 | 0 | 0 | 0 | 0 | 0 | 0 |  | 0.047874 | 1.5048 | 1.551 | 0.047874 | 1.5048 | 1.551 | 43.3373 | -150.7986 | 147.877 | 43.3373 | -150.7986 | 147.877
Line16_4_18 | 0 | 0 | 0 | 0 | 0 | 0 | 0 | 0 | 0 | 0 | 0 | 0 | -2.7346e-09 | 6.1638e-08 | -5.0709e-08 | 1.1139e-10 | -4.019e-09 | -4.2872e-09 | 2.4038e-09 | -8.96e-08 | -1.0011e-07 | 1.1384e-10 | -2.5403e-09 | 2.3854e-09 | 0 | 0 | 0 | 0 | 0 | 0 |  | 0.050268 | 1.5024 | 1.5504 | 0.050268 | 1.5024 | 1.5504 | 43.3364 | -150.8209 | 147.7913 | 43.3364 | -150.8209 | 147.7913
Line17_5_19 | 0 | 0 | 0 | 0 | 0 | 0 | 0 | 0 | 0 | 0 | 0 | 0 | -2.6049e-09 | 6.1707e-08 | -5.0876e-08 | 1.065e-10 | -4.037e-09 | -4.2958e-09 | 2.2989e-09 | -9.001e-08 | -1.0032e-07 | 1.0842e-10 | -2.5425e-09 | 2.3931e-09 | 0 | 0 | 0 | 0 | 0 | 0 |  | 0.047874 | 1.5048 | 1.551 | 0.047874 | 1.5048 | 1.551 | 43.3367 | -150.7986 | 147.877 | 43.3367 | -150.7986 | 147.877
Line1_1_3 | 2.5139e-06 | 2.5123e-06 | 2.5123e-06 | 2.2004e-06 | 2.1989e-06 | 2.1989e-06 | 5.8056e-07 | 5.8019e-07 | 5.8019e-07 | 5.0817e-07 | 5.078e-07 | 5.078e-07 | -2.0839e-08 | 4.9366e-07 | -4.0701e-07 | 1.8341e-08 | -4.3599e-07 | 3.5184e-07 | 1.8392e-08 | -7.2008e-07 | -8.0255e-07 | -1.5984e-08 | 6.2753e-07 | 7.0462e-07 | -95.233 | -95.2315 | -95.2315 | 84.4096 | 84.4111 | 84.4111 |  | 0.047874 | 1.5048 | 1.551 | 0.047874 | 1.5048 | 1.551 | 43.3367 | -150.7986 | 147.877 | 43.3369 | -150.7986 | 147.877
Line2_1_4 | 0.039878 | 0.039878 | 0.039878 | 0.039878 | 0.039878 | 0.039878 | 0.0092095 | 0.0092095 | 0.0092095 | 0.0092095 | 0.0092095 | 0.0092095 | -0.0003053 | 0.011747 | 0.012458 | 0.00032056 | -0.011732 | -0.012443 | -0.00031809 | 0.007352 | -0.0069866 | 0.000334 | -0.0073362 | 0.0070024 | 177.1607 | 177.1607 | 177.1607 | -2.8398 | -2.8398 | -2.8398 |  | 0.047874 | 1.5048 | 1.551 | 0.050268 | 1.5024 | 1.5504 | 43.3367 | -150.7986 | 147.877 | 43.3364 | -150.8209 | 147.7913
Line3_1_5 | 0 | 0 | 0 | 0 | 0 | 0 | 0 | 0 | 0 | 0 | 0 | 0 | -5.2097e-09 | 1.2341e-07 | -1.0175e-07 | 2.7114e-09 | -6.5744e-08 | 4.658e-08 | 4.5979e-09 | -1.8002e-07 | -2.0064e-07 | -2.1905e-09 | 8.7468e-08 | 1.0271e-07 | 0 | 0 | 0 | 0 | 0 | 0 |  | 0.047874 | 1.5048 | 1.551 | 0.047874 | 1.5048 | 1.551 | 43.3367 | -150.7986 | 147.877 | 43.3367 | -150.7986 | 147.877
Line4_2_6 | 0.11964 | 1.5787e-06 | 1.5787e-06 | 0.11964 | 1.2643e-06 | 1.2643e-06 | 0.027629 | 3.6457e-07 | 3.6457e-07 | 0.027629 | 2.9197e-07 | 2.9197e-07 | 0.000687 | 3.0653e-07 | -2.5976e-07 | -0.000458 | -2.4857e-07 | 2.0453e-07 | 0.00071564 | -4.5395e-07 | -5.02e-07 | -0.00047709 | 3.6062e-07 | 4.0362e-07 | -2.8328 | -94.8497 | -94.8497 | 177.1673 | 84.5793 | 84.5793 |  | 0.035906 | 1.5024 | 1.5504 | 0.023937 | 1.5001 | 1.5498 | 43.3367 | -150.8209 | 147.7913 | 43.3368 | -150.8433 | 147.7056
Line5_6_7 | 0.11964 | 1.2638e-06 | 1.2638e-06 | 0.11964 | 0 | 0 | 0.027629 | 2.9186e-07 | 2.9186e-07 | 0.027629 | 0 | 0 | 0.000458 | 2.4456e-07 | -2.0881e-07 | -0.000229 | -1.8693e-07 | 1.5303e-07 | 0.00047709 | -3.6316e-07 | -4.0124e-07 | -0.00023855 | 2.6977e-07 | 3.0302e-07 | -2.8327 | -94.8011 | -94.8011 | 177.1675 | 0 | 0 |  | 0.023937 | 1.5001 | 1.5498 | 0.011969 | 1.4978 | 1.5492 | 43.3368 | -150.8433 | 147.7056 | 43.3368 | -150.8657 | 147.6199
Line6_7_8 | 0.11964 | 0 | 0 | 0.11964 | 0 | 0 | 0.027629 | 0 | 0 | 0.027629 | 0 | 0 | 0.000229 | 1.8295e-07 | -1.573e-07 | -1.5038e-16 | -1.2565e-07 | 1.0097e-07 | 0.00023855 | -2.7231e-07 | -3.0065e-07 | -3.1243e-16 | 1.7887e-07 | 2.0258e-07 | -2.8325 | 0 | 0 | 177.1676 | 0 | 0 |  | 0.011969 | 1.4978 | 1.5492 | 0 | 1.4955 | 1.5486 | 43.3368 | -150.8657 | 147.6199 | 0 | -150.8882 | 147.534
Line7_8_9 | 0 | 0 | 0 | 0 | 0 | 0 | 0 | 0 | 0 | 0 | 0 | 0 | -8.4168e-22 | 6.0841e-08 | -5.2614e-08 | -1.9771e-17 | -3.9652e-09 | -4.2615e-09 | 3.6917e-22 | -9.0701e-08 | -1.0011e-07 | 2.4751e-17 | -2.5335e-09 | 2.3624e-09 | 0 | 0 | 0 | 0 | 0 | 0 |  | 0 | 1.4955 | 1.5486 | 0 | 1.4955 | 1.5486 | 0 | -150.8882 | 147.534 | 0 | -150.8882 | 147.534
Line8_8_10 | 0 | 0 | 0 | 0 | 0 | 0 | 0 | 0 | 0 | 0 | 0 | 0 | -8.4168e-22 | 6.0841e-08 | -5.2614e-08 | -1.9771e-17 | -3.9652e-09 | -4.2615e-09 | 3.6917e-22 | -9.0701e-08 | -1.0011e-07 | 2.4751e-17 | -2.5335e-09 | 2.3624e-09 | 0 | 0 | 0 | 0 | 0 | 0 |  | 0 | 1.4955 | 1.5486 | 0 | 1.4955 | 1.5486 | 0 | -150.8882 | 147.534 | 0 | -150.8882 | 147.534
Line9_3_11 | 2.1997e-06 | 2.1983e-06 | 2.1983e-06 | 1.8862e-06 | 1.8848e-06 | 1.8848e-06 | 5.0799e-07 | 5.0767e-07 | 5.0767e-07 | 4.356e-07 | 4.3528e-07 | 4.3528e-07 | -1.8234e-08 | 4.3195e-07 | -3.5613e-07 | 1.5736e-08 | -3.7428e-07 | 3.0096e-07 | 1.6093e-08 | -6.3007e-07 | -7.0223e-07 | -1.3685e-08 | 5.3752e-07 | 6.0431e-07 | -95.233 | -95.2315 | -95.2315 | 84.3501 | 84.3515 | 84.3515 |  | 0.047874 | 1.5048 | 1.551 | 0.047874 | 1.5048 | 1.551 | 43.3369 | -150.7986 | 147.877 | 43.337 | -150.7986 | 147.877

## LG_min_fault_6
name | pf_ikss_a_from_ka | pf_ikss_b_from_ka | pf_ikss_c_from_ka | pf_ikss_a_to_ka | pf_ikss_b_to_ka | pf_ikss_c_to_ka | pf_skss_a_from_mw | pf_skss_b_from_mw | pf_skss_c_from_mw | pf_skss_a_to_mw | pf_skss_b_to_mw | pf_skss_c_to_mw | pf_p_a_from_mw | pf_p_b_from_mw | pf_p_c_from_mw | pf_p_a_to_mw | pf_p_b_to_mw | pf_p_c_to_mw | pf_q_a_from_mvar | pf_q_b_from_mvar | pf_q_c_from_mvar | pf_q_a_to_mvar | pf_q_b_to_mvar | pf_q_c_to_mvar | pf_ikss_a_from_degree | pf_ikss_b_from_degree | pf_ikss_c_from_degree | pf_ikss_a_to_degree | pf_ikss_b_to_degree | pf_ikss_c_to_degree | 3xI0 | pf_vm_a_from_pu | pf_vm_b_from_pu | pf_vm_c_from_pu | pf_vm_a_to_pu | pf_vm_b_to_pu | pf_vm_c_to_pu | pf_va_a_from_degree | pf_va_b_from_degree | pf_va_c_from_degree | pf_va_a_to_degree | pf_va_b_to_degree | pf_va_c_to_degree
Line0_1_2 | 0.025995 | 0 | 0 | 0.025995 | 0 | 0 | 0.0060034 | 0 | 0 | 0.0060034 | 0 | 0 | 0.003422 | 8.9689e-08 | -3.156e-08 | -0.0034112 | -7.4809e-08 | 2.5697e-08 | 0.0034239 | -3.523e-09 | -1.0216e-07 | -0.0034126 | 2.3316e-09 | 8.5394e-08 | -37.0578 | 0 | 0 | 142.9423 | 0 | 0 |  | 0.80634 | 0.94493 | 1.1256 | 0.80374 | 0.94453 | 1.1254 | 7.9582 | -131.3768 | 123.7047 | 7.9544 | -131.3567 | 123.6806
Line10_11_12 | 0 | 0 | 0 | 0 | 0 | 0 | 0 | 0 | 0 | 0 | 0 | 0 | -5.6171e-08 | 8.9295e-08 | -3.083e-08 | 4.7207e-08 | -7.4459e-08 | 2.4959e-08 | 5.1623e-08 | -2.9941e-09 | -1.0186e-07 | -4.263e-08 | 1.8458e-09 | 8.514e-08 | 0 | 0 | 0 | 0 | 0 | 0 |  | 0.80634 | 0.94493 | 1.1256 | 0.80634 | 0.94493 | 1.1256 | 7.9582 | -131.3768 | 123.7047 | 7.9582 | -131.3768 | 123.7047
Line11_12_13 | 0 | 0 | 0 | 0 | 0 | 0 | 0 | 0 | 0 | 0 | 0 | 0 | -4.6809e-08 | 7.4412e-08 | -2.5692e-08 | 3.7845e-08 | -5.9577e-08 | 1.982e-08 | 4.3019e-08 | -2.4951e-09 | -8.4886e-08 | -3.4026e-08 | 1.3468e-09 | 6.8162e-08 | 0 | 0 | 0 | 0 | 0 | 0 |  | 0.80634 | 0.94493 | 1.1256 | 0.80634 | 0.94493 | 1.1256 | 7.9582 | -131.3768 | 123.7047 | 7.9582 | -131.3768 | 123.7047
Line12_13_15 | 0 | 0 | 0 | 0 | 0 | 0 | 0 | 0 | 0 | 0 | 0 | 0 | -2.8085e-08 | 4.4647e-08 | -1.5415e-08 | 1.9121e-08 | -2.9812e-08 | 9.5438e-09 | 2.5811e-08 | -1.4971e-09 | -5.0932e-08 | -1.6819e-08 | 3.4876e-10 | 3.4208e-08 | 0 | 0 | 0 | 0 | 0 | 0 |  | 0.80634 | 0.94493 | 1.1256 | 0.80634 | 0.94493 | 1.1256 | 7.9582 | -131.3768 | 123.7047 | 7.9582 | -131.3768 | 123.7047
Line13_13_14 | 0 | 0 | 0 | 0 | 0 | 0 | 0 | 0 | 0 | 0 | 0 | 0 | -9.3618e-09 | 1.4882e-08 | -5.1383e-09 | 3.9769e-10 | -4.7113e-11 | -7.329e-10 | 8.6038e-09 | -4.9902e-10 | -1.6977e-08 | 3.8887e-10 | -6.4928e-10 | 2.5334e-10 | 0 | 0 | 0 | 0 | 0 | 0 |  | 0.80634 | 0.94493 | 1.1256 | 0.80634 | 0.94493 | 1.1256 | 7.9582 | -131.3768 | 123.7047 | 7.9582 | -131.3768 | 123.7047
Line14_15_16 | 0 | 0 | 0 | 0 | 0 | 0 | 0 | 0 | 0 | 0 | 0 | 0 | -1.8724e-08 | 2.9765e-08 | -1.0277e-08 | 9.7595e-09 | -1.493e-08 | 4.4054e-09 | 1.7208e-08 | -9.9804e-10 | -3.3955e-08 | -8.2149e-09 | -1.5026e-10 | 1.7231e-08 | 0 | 0 | 0 | 0 | 0 | 0 |  | 0.80634 | 0.94493 | 1.1256 | 0.80634 | 0.94493 | 1.1256 | 7.9582 | -131.3768 | 123.7047 | 7.9582 | -131.3768 | 123.7047
Line15_16_17 | 0 | 0 | 0 | 0 | 0 | 0 | 0 | 0 | 0 | 0 | 0 | 0 | -9.3618e-09 | 1.4882e-08 | -5.1383e-09 | 3.9769e-10 | -4.7112e-11 | -7.329e-10 | 8.6038e-09 | -4.9902e-10 | -1.6977e-08 | 3.8887e-10 | -6.4928e-10 | 2.5334e-10 | 0 | 0 | 0 | 0 | 0 | 0 |  | 0.80634 | 0.94493 | 1.1256 | 0.80634 | 0.94493 | 1.1256 | 7.9582 | -131.3768 | 123.7047 | 7.9582 | -131.3768 | 123.7047
Line16_4_18 | 0 | 0 | 0 | 0 | 0 | 0 | 0 | 0 | 0 | 0 | 0 | 0 | -9.3671e-09 | 1.4849e-08 | -5.1008e-09 | 3.964e-10 | -4.5476e-11 | -7.3176e-10 | 8.574e-09 | -4.6301e-10 | -1.6949e-08 | 3.8916e-10 | -6.4788e-10 | 2.5165e-10 | 0 | 0 | 0 | 0 | 0 | 0 |  | 0.80686 | 0.94453 | 1.1254 | 0.80686 | 0.94453 | 1.1254 | 7.9589 | -131.3567 | 123.6806 | 7.9589 | -131.3567 | 123.6806
Line17_5_19 | 0 | 0 | 0 | 0 | 0 | 0 | 0 | 0 | 0 | 0 | 0 | 0 | -9.3618e-09 | 1.4882e-08 | -5.1384e-09 | 3.9769e-10 | -4.7113e-11 | -7.329e-10 | 8.6038e-09 | -4.9903e-10 | -1.6977e-08 | 3.8887e-10 | -6.4928e-10 | 2.5334e-10 | 0 | 0 | 0 | 0 | 0 | 0 |  | 0.80634 | 0.94493 | 1.1256 | 0.80634 | 0.94493 | 1.1256 | 7.9582 | -131.3768 | 123.7047 | 7.9582 | -131.3768 | 123.7047
Line1_1_3 | 0 | 0 | 0 | 0 | 0 | 0 | 0 | 0 | 0 | 0 | 0 | 0 | -7.4894e-08 | 1.1906e-07 | -4.1107e-08 | 6.593e-08 | -1.0422e-07 | 3.5236e-08 | 6.883e-08 | -3.9922e-09 | -1.3582e-07 | -5.9838e-08 | 2.8439e-09 | 1.1909e-07 | 0 | 0 | 0 | 0 | 0 | 0 |  | 0.80634 | 0.94493 | 1.1256 | 0.80634 | 0.94493 | 1.1256 | 7.9582 | -131.3768 | 123.7047 | 7.9582 | -131.3768 | 123.7047
Line2_1_4 | 0.0086651 | 0.0086651 | 0.0086651 | 0.0086651 | 0.0086651 | 0.0086651 | 0.0020011 | 0.0020011 | 0.0020011 | 0.0020011 | 0.0020011 | 0.0020011 | -0.0011405 | 0.00014219 | 0.0021267 | 0.0011412 | -0.00014146 | -0.002126 | -0.0011414 | 0.0018856 | -0.00074191 | 0.0011422 | -0.0018848 | 0.00074264 | 142.9358 | 142.9358 | 142.9358 | -37.0646 | -37.0646 | -37.0646 |  | 0.80634 | 0.94493 | 1.1256 | 0.80686 | 0.94453 | 1.1254 | 7.9582 | -131.3768 | 123.7047 | 7.9589 | -131.3567 | 123.6806
Line3_1_5 | 0 | 0 | 0 | 0 | 0 | 0 | 0 | 0 | 0 | 0 | 0 | 0 | -1.8724e-08 | 2.9765e-08 | -1.0277e-08 | 9.7595e-09 | -1.493e-08 | 4.4055e-09 | 1.7208e-08 | -9.9805e-10 | -3.3955e-08 | -8.2149e-09 | -1.5026e-10 | 1.7231e-08 | 0 | 0 | 0 | 0 | 0 | 0 |  | 0.80634 | 0.94493 | 1.1256 | 0.80634 | 0.94493 | 1.1256 | 7.9582 | -131.3768 | 123.7047 | 7.9582 | -131.3768 | 123.7047
Line4_2_6 | 0.025995 | 0 | 0 | 0.025995 | 0 | 0 | 0.0060034 | 0 | 0 | 0.0060034 | 0 | 0 | 0.0034112 | 7.4764e-08 | -2.6429e-08 | -0.0034004 | -5.987e-08 | 2.051e-08 | 0.0034126 | -2.9795e-09 | -8.5142e-08 | -0.0034013 | 1.7675e-09 | 6.8372e-08 | -37.0577 | 0 | 0 | 142.9425 | 0 | 0 |  | 0.80374 | 0.94453 | 1.1254 | 0.80114 | 0.94413 | 1.1252 | 7.9544 | -131.3567 | 123.6806 | 7.9507 | -131.3366 | 123.6566
Line5_6_7 | 0.025995 | 0 | 0 | 0.025995 | 0 | 0 | 0.0060034 | 0 | 0 | 0.0060034 | 0 | 0 | 0.0034004 | 5.9827e-08 | -2.124e-08 | -0.0033896 | -4.4919e-08 | 1.5264e-08 | 0.0034013 | -2.414e-09 | -6.8122e-08 | -0.0033901 | 1.1815e-09 | 5.1342e-08 | -37.0575 | 0 | 0 | 142.9426 | 0 | 0 |  | 0.80114 | 0.94413 | 1.1252 | 0.79854 | 0.94373 | 1.1249 | 7.9507 | -131.3366 | 123.6566 | 7.9469 | -131.3165 | 123.6325
Line6_7_8 | 0.025995 | 0 | 0 | 0.025995 | 0 | 0 | 0.0060034 | 0 | 0 | 0.0060034 | 0 | 0 | 0.0033896 | 4.4877e-08 | -1.5994e-08 | -0.0033788 | -2.9955e-08 | 9.9614e-09 | 0.0033901 | -1.8265e-09 | -5.1094e-08 | -0.0033788 | 5.7357e-10 | 3.4305e-08 | -37.0574 | 0 | 0 | 142.9428 | 0 | 0 |  | 0.79854 | 0.94373 | 1.1249 | 0.79594 | 0.94333 | 1.1247 | 7.9469 | -131.3165 | 123.6325 | 7.9431 | -131.2964 | 123.6083
Line7_8_9 | 0 | 0 | 0 | 0 | 0 | 0 | 0 | 0 | 0 | 0 | 0 | 0 | -9.2663e-09 | 1.4957e-08 | -5.3449e-09 | 4.2301e-10 | -4.0578e-11 | -7.2835e-10 | 8.6346e-09 | -6.0862e-10 | -1.7029e-08 | 3.8313e-10 | -6.4366e-10 | 2.4657e-10 | 0 | 0 | 0 | 0 | 0 | 0 |  | 0.79594 | 0.94333 | 1.1247 | 0.79594 | 0.94333 | 1.1247 | 7.9431 | -131.2964 | 123.6083 | 7.9431 | -131.2964 | 123.6083
Line8_8_10 | 0 | 0 | 0 | 0 | 0 | 0 | 0 | 0 | 0 | 0 | 0 | 0 | -9.2663e-09 | 1.4957e-08 | -5.3449e-09 | 4.2301e-10 | -4.0578e-11 | -7.2835e-10 | 8.6346e-09 | -6.0862e-10 | -1.7029e-08 | 3.8313e-10 | -6.4366e-10 | 2.4657e-10 | 0 | 0 | 0 | 0 | 0 | 0 |  | 0.79594 | 0.94333 | 1.1247 | 0.79594 | 0.94333 | 1.1247 | 7.9431 | -131.2964 | 123.6083 | 7.9431 | -131.2964 | 123.6083
Line9_3_11 | 0 | 0 | 0 | 0 | 0 | 0 | 0 | 0 | 0 | 0 | 0 | 0 | -6.5533e-08 | 1.0418e-07 | -3.5968e-08 | 5.6568e-08 | -8.9342e-08 | 3.0097e-08 | 6.0227e-08 | -3.4931e-09 | -1.1884e-07 | -5.1234e-08 | 2.3448e-09 | 1.0212e-07 | 0 | 0 | 0 | 0 | 0 | 0 |  | 0.80634 | 0.94493 | 1.1256 | 0.80634 | 0.94493 | 1.1256 | 7.9582 | -131.3768 | 123.7047 | 7.9582 | -131.3768 | 123.7047

## LG_min_fault_10
name | pf_ikss_a_from_ka | pf_ikss_b_from_ka | pf_ikss_c_from_ka | pf_ikss_a_to_ka | pf_ikss_b_to_ka | pf_ikss_c_to_ka | pf_skss_a_from_mw | pf_skss_b_from_mw | pf_skss_c_from_mw | pf_skss_a_to_mw | pf_skss_b_to_mw | pf_skss_c_to_mw | pf_p_a_from_mw | pf_p_b_from_mw | pf_p_c_from_mw | pf_p_a_to_mw | pf_p_b_to_mw | pf_p_c_to_mw | pf_q_a_from_mvar | pf_q_b_from_mvar | pf_q_c_from_mvar | pf_q_a_to_mvar | pf_q_b_to_mvar | pf_q_c_to_mvar | pf_ikss_a_from_degree | pf_ikss_b_from_degree | pf_ikss_c_from_degree | pf_ikss_a_to_degree | pf_ikss_b_to_degree | pf_ikss_c_to_degree | 3xI0 | pf_vm_a_from_pu | pf_vm_b_from_pu | pf_vm_c_from_pu | pf_vm_a_to_pu | pf_vm_b_to_pu | pf_vm_c_to_pu | pf_va_a_from_degree | pf_va_b_from_degree | pf_va_c_from_degree | pf_va_a_to_degree | pf_va_b_to_degree | pf_va_c_to_degree
Line0_1_2 | 0.024627 | 0 | 0 | 0.024627 | 0 | 0 | 0.0056874 | 0 | 0 | 0.0056874 | 0 | 0 | 0.0030712 | 8.0496e-08 | -2.8325e-08 | -0.0030616 | -6.7142e-08 | 2.3063e-08 | 0.003073 | -3.1619e-09 | -9.1685e-08 | -0.0030628 | 2.0927e-09 | 7.6641e-08 | -37.0578 | 0 | 0 | 142.9423 | 0 | 0 |  | 0.7639 | 0.8952 | 1.0664 | 0.76144 | 0.89482 | 1.0661 | 7.9582 | -131.3768 | 123.7047 | 7.9544 | -131.3567 | 123.6806
Line10_11_12 | 0 | 0 | 0 | 0 | 0 | 0 | 0 | 0 | 0 | 0 | 0 | 0 | -5.0414e-08 | 8.0143e-08 | -2.767e-08 | 4.2368e-08 | -6.6828e-08 | 2.2401e-08 | 4.6332e-08 | -2.6872e-09 | -9.1423e-08 | -3.8261e-08 | 1.6566e-09 | 7.6413e-08 | 0 | 0 | 0 | 0 | 0 | 0 |  | 0.7639 | 0.8952 | 1.0664 | 0.7639 | 0.8952 | 1.0664 | 7.9582 | -131.3768 | 123.7047 | 7.9582 | -131.3768 | 123.7047
Line11_12_13 | 0 | 0 | 0 | 0 | 0 | 0 | 0 | 0 | 0 | 0 | 0 | 0 | -4.2011e-08 | 6.6786e-08 | -2.3059e-08 | 3.3966e-08 | -5.3471e-08 | 1.7789e-08 | 3.861e-08 | -2.2394e-09 | -7.6186e-08 | -3.0539e-08 | 1.2088e-09 | 6.1176e-08 | 0 | 0 | 0 | 0 | 0 | 0 |  | 0.7639 | 0.8952 | 1.0664 | 0.7639 | 0.8952 | 1.0664 | 7.9582 | -131.3768 | 123.7047 | 7.9582 | -131.3768 | 123.7047
Line12_13_15 | 0 | 0 | 0 | 0 | 0 | 0 | 0 | 0 | 0 | 0 | 0 | 0 | -2.5207e-08 | 4.0071e-08 | -1.3835e-08 | 1.7161e-08 | -2.6757e-08 | 8.5656e-09 | 2.3166e-08 | -1.3436e-09 | -4.5712e-08 | -1.5095e-08 | 3.1301e-10 | 3.0702e-08 | 0 | 0 | 0 | 0 | 0 | 0 |  | 0.7639 | 0.8952 | 1.0664 | 0.7639 | 0.8952 | 1.0664 | 7.9582 | -131.3768 | 123.7047 | 7.9582 | -131.3768 | 123.7047
Line13_13_14 | 0 | 0 | 0 | 0 | 0 | 0 | 0 | 0 | 0 | 0 | 0 | 0 | -8.4023e-09 | 1.3357e-08 | -4.6117e-09 | 3.5693e-10 | -4.2284e-11 | -6.5778e-10 | 7.722e-09 | -4.4788e-10 | -1.5237e-08 | 3.4902e-10 | -5.8274e-10 | 2.2738e-10 | 0 | 0 | 0 | 0 | 0 | 0 |  | 0.7639 | 0.8952 | 1.0664 | 0.7639 | 0.8952 | 1.0664 | 7.9582 | -131.3768 | 123.7047 | 7.9582 | -131.3768 | 123.7047
Line14_15_16 | 0 | 0 | 0 | 0 | 0 | 0 | 0 | 0 | 0 | 0 | 0 | 0 | -1.6805e-08 | 2.6714e-08 | -9.2234e-09 | 8.7592e-09 | -1.3399e-08 | 3.9539e-09 | 1.5444e-08 | -8.9575e-10 | -3.0474e-08 | -7.3729e-09 | -1.3486e-10 | 1.5465e-08 | 0 | 0 | 0 | 0 | 0 | 0 |  | 0.7639 | 0.8952 | 1.0664 | 0.7639 | 0.8952 | 1.0664 | 7.9582 | -131.3768 | 123.7047 | 7.9582 | -131.3768 | 123.7047
Line15_16_17 | 0 | 0 | 0 | 0 | 0 | 0 | 0 | 0 | 0 | 0 | 0 | 0 | -8.4023e-09 | 1.3357e-08 | -4.6117e-09 | 3.5693e-10 | -4.2284e-11 | -6.5778e-10 | 7.722e-09 | -4.4787e-10 | -1.5237e-08 | 3.4902e-10 | -5.8274e-10 | 2.2738e-10 | 0 | 0 | 0 | 0 | 0 | 0 |  | 0.7639 | 0.8952 | 1.0664 | 0.7639 | 0.8952 | 1.0664 | 7.9582 | -131.3768 | 123.7047 | 7.9582 | -131.3768 | 123.7047
Line16_4_18 | 0 | 0 | 0 | 0 | 0 | 0 | 0 | 0 | 0 | 0 | 0 | 0 | -8.407e-09 | 1.3327e-08 | -4.578e-09 | 3.5577e-10 | -4.0815e-11 | -6.5676e-10 | 7.6953e-09 | -4.1555e-10 | -1.5212e-08 | 3.4927e-10 | -5.8147e-10 | 2.2586e-10 | 0 | 0 | 0 | 0 | 0 | 0 |  | 0.7644 | 0.89482 | 1.0661 | 0.7644 | 0.89482 | 1.0661 | 7.9589 | -131.3567 | 123.6806 | 7.9589 | -131.3567 | 123.6806
Line17_5_19 | 0 | 0 | 0 | 0 | 0 | 0 | 0 | 0 | 0 | 0 | 0 | 0 | -8.4023e-09 | 1.3357e-08 | -4.6117e-09 | 3.5693e-10 | -4.2284e-11 | -6.5778e-10 | 7.722e-09 | -4.4788e-10 | -1.5237e-08 | 3.4901e-10 | -5.8274e-10 | 2.2738e-10 | 0 | 0 | 0 | 0 | 0 | 0 |  | 0.7639 | 0.8952 | 1.0664 | 0.7639 | 0.8952 | 1.0664 | 7.9582 | -131.3768 | 123.7047 | 7.9582 | -131.3768 | 123.7047
Line1_1_3 | 0 | 0 | 0 | 0 | 0 | 0 | 0 | 0 | 0 | 0 | 0 | 0 | -6.7218e-08 | 1.0686e-07 | -3.6894e-08 | 5.9173e-08 | -9.3542e-08 | 3.1624e-08 | 6.1776e-08 | -3.583e-09 | -1.219e-07 | -5.3705e-08 | 2.5524e-09 | 1.0689e-07 | 0 | 0 | 0 | 0 | 0 | 0 |  | 0.7639 | 0.8952 | 1.0664 | 0.7639 | 0.8952 | 1.0664 | 7.9582 | -131.3768 | 123.7047 | 7.9582 | -131.3768 | 123.7047
Line2_1_4 | 0.008209 | 0.008209 | 0.008209 | 0.008209 | 0.008209 | 0.008209 | 0.0018958 | 0.0018958 | 0.0018958 | 0.0018958 | 0.0018958 | 0.0018958 | -0.0010236 | 0.00012762 | 0.0019088 | 0.0010243 | -0.00012696 | -0.0019081 | -0.0010244 | 0.0016923 | -0.00066587 | 0.0010251 | -0.0016916 | 0.00066653 | 142.9358 | 142.9358 | 142.9358 | -37.0646 | -37.0646 | -37.0646 |  | 0.7639 | 0.8952 | 1.0664 | 0.7644 | 0.89482 | 1.0661 | 7.9582 | -131.3768 | 123.7047 | 7.9589 | -131.3567 | 123.6806
Line3_1_5 | 0 | 0 | 0 | 0 | 0 | 0 | 0 | 0 | 0 | 0 | 0 | 0 | -1.6805e-08 | 2.6714e-08 | -9.2234e-09 | 8.7592e-09 | -1.3399e-08 | 3.9539e-09 | 1.5444e-08 | -8.9576e-10 | -3.0474e-08 | -7.373e-09 | -1.3486e-10 | 1.5465e-08 | 0 | 0 | 0 | 0 | 0 | 0 |  | 0.7639 | 0.8952 | 1.0664 | 0.7639 | 0.8952 | 1.0664 | 7.9582 | -131.3768 | 123.7047 | 7.9582 | -131.3768 | 123.7047
Line4_2_6 | 0.024627 | 0 | 0 | 0.024627 | 0 | 0 | 0.0056874 | 0 | 0 | 0.0056874 | 0 | 0 | 0.0030616 | 6.7101e-08 | -2.372e-08 | -0.0030519 | -5.3734e-08 | 1.8408e-08 | 0.0030628 | -2.6741e-09 | -7.6416e-08 | -0.0030527 | 1.5864e-09 | 6.1364e-08 | -37.0577 | 0 | 0 | 142.9425 | 0 | 0 |  | 0.76144 | 0.89482 | 1.0661 | 0.75898 | 0.89444 | 1.0659 | 7.9544 | -131.3567 | 123.6806 | 7.9507 | -131.3366 | 123.6566
Line5_6_7 | 0.024627 | 0 | 0 | 0.024627 | 0 | 0 | 0.0056874 | 0 | 0 | 0.0056874 | 0 | 0 | 0.0030519 | 5.3695e-08 | -1.9063e-08 | -0.0030422 | -4.0315e-08 | 1.37e-08 | 0.0030527 | -2.1666e-09 | -6.114e-08 | -0.0030426 | 1.0604e-09 | 4.608e-08 | -37.0575 | 0 | 0 | 142.9426 | 0 | 0 |  | 0.75898 | 0.89444 | 1.0659 | 0.75651 | 0.89406 | 1.0657 | 7.9507 | -131.3366 | 123.6566 | 7.9469 | -131.3165 | 123.6325
Line6_7_8 | 0.024627 | 0 | 0 | 0.024627 | 0 | 0 | 0.0056874 | 0 | 0 | 0.0056874 | 0 | 0 | 0.0030422 | 4.0277e-08 | -1.4355e-08 | -0.0030325 | -2.6885e-08 | 8.9404e-09 | 0.0030426 | -1.6393e-09 | -4.5857e-08 | -0.0030325 | 5.1478e-10 | 3.0789e-08 | -37.0574 | 0 | 0 | 142.9428 | 0 | 0 |  | 0.75651 | 0.89406 | 1.0657 | 0.75405 | 0.89368 | 1.0655 | 7.9469 | -131.3165 | 123.6325 | 7.9431 | -131.2964 | 123.6083
Line7_8_9 | 0 | 0 | 0 | 0 | 0 | 0 | 0 | 0 | 0 | 0 | 0 | 0 | -8.3166e-09 | 1.3424e-08 | -4.7971e-09 | 3.7966e-10 | -3.6419e-11 | -6.537e-10 | 7.7496e-09 | -5.4624e-10 | -1.5284e-08 | 3.4386e-10 | -5.7769e-10 | 2.213e-10 | 0 | 0 | 0 | 0 | 0 | 0 |  | 0.75405 | 0.89368 | 1.0655 | 0.75405 | 0.89368 | 1.0655 | 7.9431 | -131.2964 | 123.6083 | 7.9431 | -131.2964 | 123.6083
Line8_8_10 | 0 | 0 | 0 | 0 | 0 | 0 | 0 | 0 | 0 | 0 | 0 | 0 | -8.3166e-09 | 1.3424e-08 | -4.7971e-09 | 3.7966e-10 | -3.6419e-11 | -6.537e-10 | 7.7496e-09 | -5.4624e-10 | -1.5284e-08 | 3.4386e-10 | -5.7769e-10 | 2.213e-10 | 0 | 0 | 0 | 0 | 0 | 0 |  | 0.75405 | 0.89368 | 1.0655 | 0.75405 | 0.89368 | 1.0655 | 7.9431 | -131.2964 | 123.6083 | 7.9431 | -131.2964 | 123.6083
Line9_3_11 | 0 | 0 | 0 | 0 | 0 | 0 | 0 | 0 | 0 | 0 | 0 | 0 | -5.8816e-08 | 9.35e-08 | -3.2282e-08 | 5.0771e-08 | -8.0185e-08 | 2.7012e-08 | 5.4054e-08 | -3.1351e-09 | -1.0666e-07 | -4.5983e-08 | 2.1045e-09 | 9.1651e-08 | 0 | 0 | 0 | 0 | 0 | 0 |  | 0.7639 | 0.8952 | 1.0664 | 0.7639 | 0.8952 | 1.0664 | 7.9582 | -131.3768 | 123.7047 | 7.9582 | -131.3768 | 123.7047

## LLG_max_6
name | pf_ikss_a_from_ka | pf_ikss_b_from_ka | pf_ikss_c_from_ka | pf_ikss_a_to_ka | pf_ikss_b_to_ka | pf_ikss_c_to_ka | pf_skss_a_from_mw | pf_skss_b_from_mw | pf_skss_c_from_mw | pf_skss_a_to_mw | pf_skss_b_to_mw | pf_skss_c_to_mw | pf_p_a_from_mw | pf_p_b_from_mw | pf_p_c_from_mw | pf_p_a_to_mw | pf_p_b_to_mw | pf_p_c_to_mw | pf_q_a_from_mvar | pf_q_b_from_mvar | pf_q_c_from_mvar | pf_q_a_to_mvar | pf_q_b_to_mvar | pf_q_c_to_mvar | pf_ikss_a_from_degree | pf_ikss_b_from_degree | pf_ikss_c_from_degree | pf_ikss_a_to_degree | pf_ikss_b_to_degree | pf_ikss_c_to_degree | 3xI0 | pf_vm_a_from_pu | pf_vm_b_from_pu | pf_vm_c_from_pu | pf_vm_a_to_pu | pf_vm_b_to_pu | pf_vm_c_to_pu | pf_va_a_from_degree | pf_va_b_from_degree | pf_va_c_from_degree | pf_va_a_to_degree | pf_va_b_to_degree | pf_va_c_to_degree
Line0_1_2 | 1.1365e-06 | 1.9182 | 1.852 | 0 | 1.9182 | 1.852 | 2.6247e-07 | 0.44299 | 0.4277 | 0 | 0.44299 | 0.4277 | 2.0098e-08 | 0.14562 | 0.13873 | -1.9208e-08 | -0.10921 | -0.10404 | -4.1168e-07 | 0.29302 | 0.27566 | 3.4305e-07 | -0.21976 | -0.20675 | 86.7726 | -158.308 | 22.5575 | 0 | 21.692 | -157.4425 |  | 1.5703 | 0.73863 | 0.72154 | 1.5698 | 0.55397 | 0.54115 | -0.4324 | -94.733 | 85.8439 | -0.47013 | -94.733 | 85.8439
Line10_11_12 | 1.134e-06 | 1.1513e-06 | 1.1175e-06 | 0 | 0 | 0 | 2.619e-07 | 2.6589e-07 | 2.5807e-07 | 0 | 0 | 0 | 2.2329e-08 | -1.9633e-07 | 1.8621e-07 | -2.1604e-08 | 1.6418e-07 | -1.5478e-07 | -4.1066e-07 | 5.1704e-09 | -9.0944e-10 | 3.4217e-07 | -3.0949e-09 | -8.0179e-10 | 86.4553 | 86.7756 | 86.1237 | 0 | 0 | 0 |  | 1.5703 | 0.73863 | 0.72154 | 1.5703 | 0.73863 | 0.72154 | -0.43241 | -94.733 | 85.8439 | -0.43241 | -94.733 | 85.8439
Line11_12_13 | 0 | 0 | 0 | 0 | 0 | 0 | 0 | 0 | 0 | 0 | 0 | 0 | 1.8608e-08 | -1.636e-07 | 1.5517e-07 | -1.7882e-08 | 1.3145e-07 | -1.2375e-07 | -3.4222e-07 | 4.3087e-09 | -7.5787e-10 | 2.7373e-07 | -2.2331e-09 | -9.5336e-10 | 0 | 0 | 0 | 0 | 0 | 0 |  | 1.5703 | 0.73863 | 0.72154 | 1.5703 | 0.73863 | 0.72154 | -0.43241 | -94.733 | 85.8439 | -0.43241 | -94.733 | 85.8439
Line12_13_15 | 0 | 0 | 0 | 0 | 0 | 0 | 0 | 0 | 0 | 0 | 0 | 0 | 1.1165e-08 | -9.8163e-08 | 9.3104e-08 | -1.0439e-08 | 6.6013e-08 | -6.1679e-08 | -2.0533e-07 | 2.5852e-09 | -4.5473e-10 | 1.3684e-07 | -5.0966e-10 | -1.2565e-09 | 0 | 0 | 0 | 0 | 0 | 0 |  | 1.5703 | 0.73863 | 0.72154 | 1.5703 | 0.73863 | 0.72154 | -0.43241 | -94.733 | 85.8439 | -0.43241 | -94.733 | 85.8439
Line13_13_14 | 0 | 0 | 0 | 0 | 0 | 0 | 0 | 0 | 0 | 0 | 0 | 0 | 3.7215e-09 | -3.2721e-08 | 3.1035e-08 | -2.9963e-09 | 5.7122e-10 | 3.8983e-10 | -6.8443e-08 | 8.6174e-10 | -1.5158e-10 | -4.5627e-11 | 1.2138e-09 | -1.5597e-09 | 0 | 0 | 0 | 0 | 0 | 0 |  | 1.5703 | 0.73863 | 0.72154 | 1.5703 | 0.73863 | 0.72154 | -0.43241 | -94.733 | 85.8439 | -0.43241 | -94.733 | 85.8439
Line14_15_16 | 0 | 0 | 0 | 0 | 0 | 0 | 0 | 0 | 0 | 0 | 0 | 0 | 7.4431e-09 | -6.5442e-08 | 6.2069e-08 | -6.7178e-09 | 3.3292e-08 | -3.0645e-08 | -1.3689e-07 | 1.7235e-09 | -3.0315e-10 | 6.8398e-08 | 3.5208e-10 | -1.4081e-09 | 0 | 0 | 0 | 0 | 0 | 0 |  | 1.5703 | 0.73863 | 0.72154 | 1.5703 | 0.73863 | 0.72154 | -0.43241 | -94.733 | 85.8439 | -0.43241 | -94.733 | 85.8439
Line15_16_17 | 0 | 0 | 0 | 0 | 0 | 0 | 0 | 0 | 0 | 0 | 0 | 0 | 3.7215e-09 | -3.2721e-08 | 3.1035e-08 | -2.9963e-09 | 5.7122e-10 | 3.8983e-10 | -6.8443e-08 | 8.6173e-10 | -1.5158e-10 | -4.5627e-11 | 1.2138e-09 | -1.5597e-09 | 0 | 0 | 0 | 0 | 0 | 0 |  | 1.5703 | 0.73863 | 0.72154 | 1.5703 | 0.73863 | 0.72154 | -0.43241 | -94.733 | 85.8439 | -0.43241 | -94.733 | 85.8439
Line16_4_18 | 0 | 0 | 0 | 0 | 0 | 0 | 0 | 0 | 0 | 0 | 0 | 0 | 3.8081e-09 | -3.2737e-08 | 3.0958e-08 | -2.9922e-09 | 5.6989e-10 | 3.9308e-10 | -6.8347e-08 | 8.1798e-10 | -6.8258e-11 | -4.959e-11 | 1.214e-09 | -1.5559e-09 | 0 | 0 | 0 | 0 | 0 | 0 |  | 1.5698 | 0.7397 | 0.72047 | 1.5698 | 0.7397 | 0.72047 | -0.47013 | -94.7681 | 85.8809 | -0.47013 | -94.7681 | 85.8809
Line17_5_19 | 0 | 0 | 0 | 0 | 0 | 0 | 0 | 0 | 0 | 0 | 0 | 0 | 3.7215e-09 | -3.2721e-08 | 3.1035e-08 | -2.9963e-09 | 5.7122e-10 | 3.8983e-10 | -6.8443e-08 | 8.6175e-10 | -1.5157e-10 | -4.5627e-11 | 1.2138e-09 | -1.5597e-09 | 0 | 0 | 0 | 0 | 0 | 0 |  | 1.5703 | 0.73863 | 0.72154 | 1.5703 | 0.73863 | 0.72154 | -0.4324 | -94.733 | 85.8439 | -0.4324 | -94.733 | 85.8439
Line1_1_3 | 1.5121e-06 | 1.5351e-06 | 1.49e-06 | 1.3234e-06 | 1.3464e-06 | 1.3014e-06 | 3.492e-07 | 3.5452e-07 | 3.441e-07 | 3.0563e-07 | 3.1094e-07 | 3.0054e-07 | 2.9772e-08 | -2.6177e-07 | 2.4828e-07 | -2.9047e-08 | 2.2962e-07 | -2.1685e-07 | -5.4755e-07 | 6.894e-09 | -1.2126e-09 | 4.7906e-07 | -4.8184e-09 | -4.9866e-10 | 86.4553 | 86.7756 | 86.1237 | -93.9022 | -93.5308 | -94.2879 |  | 1.5703 | 0.73863 | 0.72154 | 1.5703 | 0.73863 | 0.72154 | -0.4324 | -94.733 | 85.8439 | -0.4324 | -94.733 | 85.8439
Line2_1_4 | 0.024023 | 0.024023 | 0.024023 | 0.024023 | 0.024023 | 0.024023 | 0.0055479 | 0.0055479 | 0.0055479 | 0.0055479 | 0.0055479 | 0.0055479 | 0.0087114 | -0.0002559 | 0.00020974 | -0.0087085 | 0.00025875 | -0.00020682 | 0.00010952 | -0.0040898 | 0.0039975 | -0.00010382 | 0.0040956 | -0.0039917 | -1.1527 | -1.1527 | -1.1527 | 178.8469 | 178.8469 | 178.8468 |  | 1.5703 | 0.73863 | 0.72154 | 1.5698 | 0.7397 | 0.72047 | -0.4324 | -94.733 | 85.8439 | -0.47013 | -94.7681 | 85.8809
Line3_1_5 | 0 | 0 | 0 | 0 | 0 | 0 | 0 | 0 | 0 | 0 | 0 | 0 | 7.443e-09 | -6.5442e-08 | 6.2069e-08 | -6.7178e-09 | 3.3292e-08 | -3.0645e-08 | -1.3689e-07 | 1.7235e-09 | -3.0315e-10 | 6.8398e-08 | 3.5206e-10 | -1.4081e-09 | 0 | 0 | 0 | 0 | 0 | 0 |  | 1.5703 | 0.73863 | 0.72154 | 1.5703 | 0.73863 | 0.72154 | -0.4324 | -94.733 | 85.8439 | -0.4324 | -94.733 | 85.8439
Line4_2_6 | 0 | 1.9182 | 1.852 | 0 | 1.9182 | 1.852 | 0 | 0.44299 | 0.4277 | 0 | 0.44299 | 0.4277 | 1.6216e-08 | 0.10921 | 0.10404 | -1.5554e-08 | -0.072808 | -0.069363 | -3.431e-07 | 0.21976 | 0.20675 | 2.7444e-07 | -0.14651 | -0.13783 | 0 | -158.308 | 22.5575 | 0 | 21.692 | -157.4425 |  | 1.5698 | 0.55397 | 0.54115 | 1.5693 | 0.36932 | 0.36077 | -0.47013 | -94.733 | 85.8439 | -0.50789 | -94.733 | 85.8439
Line5_6_7 | 0 | 1.9182 | 1.852 | 0 | 1.9182 | 1.852 | 0 | 0.44299 | 0.4277 | 0 | 0.44299 | 0.4277 | 1.2566e-08 | 0.072808 | 0.069363 | -1.2131e-08 | -0.036404 | -0.034681 | -2.745e-07 | 0.14651 | 0.13783 | 2.0582e-07 | -0.073255 | -0.068916 | 0 | -158.308 | 22.5575 | 0 | 21.692 | -157.4426 |  | 1.5693 | 0.36932 | 0.36077 | 1.5687 | 0.18466 | 0.18038 | -0.50789 | -94.733 | 85.8439 | -0.54567 | -94.733 | 85.8439
Line6_7_8 | 0 | 1.9182 | 1.852 | 0 | 1.9182 | 1.852 | 0 | 0.44299 | 0.4277 | 0 | 0.44299 | 0.4277 | 9.1472e-09 | 0.036404 | 0.034681 | -8.9404e-09 | 1.0582e-14 | 1.0422e-14 | -2.0587e-07 | 0.073255 | 0.068916 | 1.3717e-07 | 2.0615e-14 | -8.0829e-15 | 0 | -158.308 | 22.5574 | 0 | 21.692 | -157.4426 |  | 1.5687 | 0.18466 | 0.18038 | 1.5682 | 0 | 0 | -0.54567 | -94.733 | 85.8439 | -0.58347 | 0 | 0
Line7_8_9 | 0 | 0 | 0 | 0 | 0 | 0 | 0 | 0 | 0 | 0 | 0 | 0 | 2.9801e-09 | 2.4656e-21 | 2.5734e-22 | -2.9801e-09 | 3.5487e-19 | -1.1228e-17 | -6.8615e-08 | -1.1198e-22 | 1.223e-21 | -6.1483e-11 | 2.3132e-17 | -5.3275e-18 | 0 | 0 | 0 | 0 | 0 | 0 |  | 1.5682 | 0 | 0 | 1.5682 | 0 | 0 | -0.58347 | 0 | 0 | -0.58347 | 0 | 0
Line8_8_10 | 0 | 0 | 0 | 0 | 0 | 0 | 0 | 0 | 0 | 0 | 0 | 0 | 2.9801e-09 | 2.4656e-21 | 2.5734e-22 | -2.9801e-09 | 3.5487e-19 | -1.1228e-17 | -6.8615e-08 | -1.1198e-22 | 1.223e-21 | -6.1483e-11 | 2.3132e-17 | -5.3275e-18 | 0 | 0 | 0 | 0 | 0 | 0 |  | 1.5682 | 0 | 0 | 1.5682 | 0 | 0 | -0.58347 | 0 | 0 | -0.58347 | 0 | 0
Line9_3_11 | 1.3231e-06 | 1.3432e-06 | 1.3037e-06 | 1.1344e-06 | 1.1545e-06 | 1.1151e-06 | 3.0555e-07 | 3.102e-07 | 3.0109e-07 | 2.6198e-07 | 2.6662e-07 | 2.5753e-07 | 2.6051e-08 | -2.2905e-07 | 2.1724e-07 | -2.5325e-08 | 1.969e-07 | -1.8582e-07 | -4.791e-07 | 6.0322e-09 | -1.061e-09 | 4.1062e-07 | -3.9566e-09 | -6.5022e-10 | 86.4553 | 86.7756 | 86.1237 | -93.9618 | -93.5818 | -94.3566 |  | 1.5703 | 0.73863 | 0.72154 | 1.5703 | 0.73863 | 0.72154 | -0.4324 | -94.733 | 85.8439 | -0.43241 | -94.733 | 85.8439

## LLG_max_10
name | pf_ikss_a_from_ka | pf_ikss_b_from_ka | pf_ikss_c_from_ka | pf_ikss_a_to_ka | pf_ikss_b_to_ka | pf_ikss_c_to_ka | pf_skss_a_from_mw | pf_skss_b_from_mw | pf_skss_c_from_mw | pf_skss_a_to_mw | pf_skss_b_to_mw | pf_skss_c_to_mw | pf_p_a_from_mw | pf_p_b_from_mw | pf_p_c_from_mw | pf_p_a_to_mw | pf_p_b_to_mw | pf_p_c_to_mw | pf_q_a_from_mvar | pf_q_b_from_mvar | pf_q_c_from_mvar | pf_q_a_to_mvar | pf_q_b_to_mvar | pf_q_c_to_mvar | pf_ikss_a_from_degree | pf_ikss_b_from_degree | pf_ikss_c_from_degree | pf_ikss_a_to_degree | pf_ikss_b_to_degree | pf_ikss_c_to_degree | 3xI0 | pf_vm_a_from_pu | pf_vm_b_from_pu | pf_vm_c_from_pu | pf_vm_a_to_pu | pf_vm_b_to_pu | pf_vm_c_to_pu | pf_va_a_from_degree | pf_va_b_from_degree | pf_va_c_from_degree | pf_va_a_to_degree | pf_va_b_to_degree | pf_va_c_to_degree
Line0_1_2 | 1.1906e-06 | 1.9911 | 1.9217 | 0 | 1.9911 | 1.9217 | 2.7496e-07 | 0.45983 | 0.44379 | 0 | 0.45983 | 0.44379 | 2.2057e-08 | 0.15689 | 0.14937 | -2.108e-08 | -0.11766 | -0.11203 | -4.518e-07 | 0.31571 | 0.29682 | 3.7648e-07 | -0.23678 | -0.22261 | 86.7664 | -158.4762 | 22.3917 | 0 | 21.5238 | -157.6083 |  | 1.6451 | 0.76667 | 0.74874 | 1.6445 | 0.575 | 0.56155 | -0.43862 | -94.9008 | 85.6777 | -0.47635 | -94.9008 | 85.6777
Line10_11_12 | 1.188e-06 | 1.2068e-06 | 1.17e-06 | 0 | 1.0091e-06 | 0 | 2.7436e-07 | 2.7871e-07 | 2.702e-07 | 0 | 2.3305e-07 | 0 | 2.4505e-08 | -2.1358e-07 | 2.0231e-07 | -2.371e-08 | 1.7863e-07 | -1.6815e-07 | -4.5069e-07 | 6.263e-09 | -1.5175e-09 | 3.7552e-07 | -3.9075e-09 | -4.3821e-10 | 86.4491 | 86.7788 | 86.1074 | 0 | -93.6477 | 0 |  | 1.6451 | 0.76667 | 0.74874 | 1.6451 | 0.76667 | 0.74874 | -0.43862 | -94.9008 | 85.6777 | -0.43862 | -94.9008 | 85.6776
Line11_12_13 | 0 | 1.0057e-06 | 0 | 0 | 0 | 0 | 0 | 2.3225e-07 | 0 | 0 | 0 | 0 | 2.0421e-08 | -1.7799e-07 | 1.6859e-07 | -1.9625e-08 | 1.4303e-07 | -1.3443e-07 | -3.7557e-07 | 5.2191e-09 | -1.2646e-09 | 3.0041e-07 | -2.8636e-09 | -6.9111e-10 | 0 | 86.7788 | 0 | 0 | 0 | 0 |  | 1.6451 | 0.76667 | 0.74874 | 1.6451 | 0.76667 | 0.74874 | -0.43862 | -94.9008 | 85.6776 | -0.43862 | -94.9008 | 85.6776
Line12_13_15 | 0 | 0 | 0 | 0 | 0 | 0 | 0 | 0 | 0 | 0 | 0 | 0 | 1.2253e-08 | -1.0679e-07 | 1.0115e-07 | -1.1457e-08 | 7.1839e-08 | -6.6997e-08 | -2.2534e-07 | 3.1315e-09 | -7.5874e-10 | 1.5018e-07 | -7.7597e-10 | -1.1969e-09 | 0 | 0 | 0 | 0 | 0 | 0 |  | 1.6451 | 0.76667 | 0.74874 | 1.6451 | 0.76667 | 0.74874 | -0.43862 | -94.9008 | 85.6776 | -0.43862 | -94.9008 | 85.6776
Line13_13_14 | 0 | 0 | 0 | 0 | 0 | 0 | 0 | 0 | 0 | 0 | 0 | 0 | 4.0842e-09 | -3.5597e-08 | 3.3718e-08 | -3.2883e-09 | 6.4505e-10 | 4.3852e-10 | -7.5115e-08 | 1.0438e-09 | -2.5291e-10 | -5.0794e-11 | 1.3117e-09 | -1.7028e-09 | 0 | 0 | 0 | 0 | 0 | 0 |  | 1.6451 | 0.76667 | 0.74874 | 1.6451 | 0.76667 | 0.74874 | -0.43862 | -94.9008 | 85.6776 | -0.43862 | -94.9008 | 85.6776
Line14_15_16 | 0 | 0 | 0 | 0 | 0 | 0 | 0 | 0 | 0 | 0 | 0 | 0 | 8.1685e-09 | -7.1194e-08 | 6.7435e-08 | -7.3725e-09 | 3.6242e-08 | -3.3279e-08 | -1.5023e-07 | 2.0877e-09 | -5.0583e-10 | 7.5064e-08 | 2.6786e-10 | -1.4499e-09 | 0 | 0 | 0 | 0 | 0 | 0 |  | 1.6451 | 0.76667 | 0.74874 | 1.6451 | 0.76667 | 0.74874 | -0.43862 | -94.9008 | 85.6776 | -0.43862 | -94.9008 | 85.6776
Line15_16_17 | 0 | 0 | 0 | 0 | 0 | 0 | 0 | 0 | 0 | 0 | 0 | 0 | 4.0842e-09 | -3.5597e-08 | 3.3718e-08 | -3.2883e-09 | 6.4505e-10 | 4.3852e-10 | -7.5115e-08 | 1.0438e-09 | -2.5291e-10 | -5.0794e-11 | 1.3117e-09 | -1.7028e-09 | 0 | 0 | 0 | 0 | 0 | 0 |  | 1.6451 | 0.76667 | 0.74874 | 1.6451 | 0.76667 | 0.74874 | -0.43862 | -94.9008 | 85.6776 | -0.43862 | -94.9008 | 85.6776
Line16_4_18 | 0 | 0 | 0 | 0 | 0 | 0 | 0 | 0 | 0 | 0 | 0 | 0 | 4.1793e-09 | -3.5615e-08 | 3.3634e-08 | -3.2838e-09 | 6.4364e-10 | 4.4203e-10 | -7.5008e-08 | 9.9639e-10 | -1.6206e-10 | -5.5144e-11 | 1.3119e-09 | -1.6986e-09 | 0 | 0 | 0 | 0 | 0 | 0 |  | 1.6445 | 0.76779 | 0.74762 | 1.6445 | 0.76779 | 0.74762 | -0.47634 | -94.9361 | 85.7147 | -0.47634 | -94.9361 | 85.7147
Line17_5_19 | 0 | 0 | 0 | 0 | 0 | 0 | 0 | 0 | 0 | 0 | 0 | 0 | 4.0842e-09 | -3.5597e-08 | 3.3718e-08 | -3.2883e-09 | 6.4505e-10 | 4.3852e-10 | -7.5115e-08 | 1.0438e-09 | -2.5291e-10 | -5.0793e-11 | 1.3117e-09 | -1.7028e-09 | 0 | 0 | 0 | 0 | 0 | 0 |  | 1.6451 | 0.76667 | 0.74874 | 1.6451 | 0.76667 | 0.74874 | -0.43862 | -94.9008 | 85.6777 | -0.43862 | -94.9008 | 85.6777
Line1_1_3 | 1.584e-06 | 1.6091e-06 | 1.56e-06 | 1.3864e-06 | 1.4114e-06 | 1.3624e-06 | 3.6582e-07 | 3.7161e-07 | 3.6027e-07 | 3.2017e-07 | 3.2595e-07 | 3.1464e-07 | 3.2674e-08 | -2.8478e-07 | 2.6974e-07 | -3.1878e-08 | 2.4982e-07 | -2.3558e-07 | -6.0092e-07 | 8.3507e-09 | -2.0233e-09 | 5.2575e-07 | -5.9952e-09 | 6.7592e-11 | 86.4491 | 86.7788 | 86.1074 | -93.9084 | -93.5261 | -94.3059 |  | 1.6451 | 0.76667 | 0.74874 | 1.6451 | 0.76667 | 0.74874 | -0.43862 | -94.9008 | 85.6777 | -0.43862 | -94.9008 | 85.6777
Line2_1_4 | 0.025167 | 0.025167 | 0.025167 | 0.025167 | 0.025167 | 0.025167 | 0.005812 | 0.005812 | 0.005812 | 0.005812 | 0.005812 | 0.005812 | 0.0095606 | -0.0002908 | 0.00024014 | -0.0095574 | 0.00029393 | -0.00023694 | 0.0001202 | -0.0044464 | 0.004345 | -0.00011394 | 0.0044527 | -0.0043387 | -1.1589 | -1.1589 | -1.1589 | 178.8406 | 178.8407 | 178.8406 |  | 1.6451 | 0.76667 | 0.74874 | 1.6445 | 0.76779 | 0.74762 | -0.43862 | -94.9008 | 85.6777 | -0.47634 | -94.9361 | 85.7147
Line3_1_5 | 0 | 0 | 0 | 0 | 0 | 0 | 0 | 0 | 0 | 0 | 0 | 0 | 8.1685e-09 | -7.1194e-08 | 6.7435e-08 | -7.3725e-09 | 3.6242e-08 | -3.3279e-08 | -1.5023e-07 | 2.0877e-09 | -5.0582e-10 | 7.5064e-08 | 2.6784e-10 | -1.4499e-09 | 0 | 0 | 0 | 0 | 0 | 0 |  | 1.6451 | 0.76667 | 0.74874 | 1.6451 | 0.76667 | 0.74874 | -0.43862 | -94.9008 | 85.6777 | -0.43862 | -94.9008 | 85.6777
Line4_2_6 | 0 | 1.9911 | 1.9217 | 0 | 1.9911 | 1.9217 | 0 | 0.45983 | 0.44379 | 0 | 0.45983 | 0.44379 | 1.7797e-08 | 0.11766 | 0.11203 | -1.707e-08 | -0.078443 | -0.074687 | -3.7654e-07 | 0.23678 | 0.22261 | 3.0119e-07 | -0.15785 | -0.14841 | 0 | -158.4762 | 22.3917 | 0 | 21.5238 | -157.6083 |  | 1.6445 | 0.575 | 0.56155 | 1.644 | 0.38333 | 0.37437 | -0.47635 | -94.9008 | 85.6777 | -0.5141 | -94.9008 | 85.6777
Line5_6_7 | 0 | 1.9911 | 1.9217 | 0 | 1.9911 | 1.9217 | 0 | 0.45983 | 0.44379 | 0 | 0.45983 | 0.44379 | 1.3791e-08 | 0.078443 | 0.074687 | -1.3314e-08 | -0.039222 | -0.037344 | -3.0125e-07 | 0.15785 | 0.14841 | 2.2588e-07 | -0.078926 | -0.074204 | 0 | -158.4762 | 22.3917 | 0 | 21.5238 | -157.6083 |  | 1.644 | 0.38333 | 0.37437 | 1.6434 | 0.19167 | 0.18718 | -0.5141 | -94.9008 | 85.6777 | -0.55188 | -94.9008 | 85.6777
Line6_7_8 | 0 | 1.9911 | 1.9217 | 0 | 1.9911 | 1.9217 | 0 | 0.45983 | 0.44379 | 0 | 0.45983 | 0.44379 | 1.0039e-08 | 0.039222 | 0.037344 | -9.8117e-09 | 1.2636e-14 | 1.7788e-14 | -2.2594e-07 | 0.078926 | 0.074204 | 1.5054e-07 | 2.1742e-14 | -2.3955e-14 | 0 | -158.4762 | 22.3917 | 0 | 21.5238 | -157.6083 |  | 1.6434 | 0.19167 | 0.18718 | 1.6429 | 0 | 0 | -0.55188 | -94.9008 | 85.6777 | -0.58968 | 0 | 0
Line7_8_9 | 0 | 0 | 0 | 0 | 0 | 0 | 0 | 0 | 0 | 0 | 0 | 0 | 3.2706e-09 | 2.6897e-21 | 1.3247e-21 | -3.2706e-09 | 3.9159e-19 | -1.2323e-17 | -7.5303e-08 | -2.7103e-22 | 2.5283e-21 | -6.8195e-11 | 2.5387e-17 | -5.8452e-18 | 0 | 0 | 0 | 0 | 0 | 0 |  | 1.6429 | 0 | 0 | 1.6429 | 0 | 0 | -0.58968 | 0 | 0 | -0.58968 | 0 | 0
Line8_8_10 | 0 | 0 | 0 | 0 | 0 | 0 | 0 | 0 | 0 | 0 | 0 | 0 | 3.2706e-09 | 2.6897e-21 | 1.3247e-21 | -3.2706e-09 | 3.9159e-19 | -1.2323e-17 | -7.5303e-08 | -2.7103e-22 | 2.5283e-21 | -6.8195e-11 | 2.5387e-17 | -5.8452e-18 | 0 | 0 | 0 | 0 | 0 | 0 |  | 1.6429 | 0 | 0 | 1.6429 | 0 | 0 | -0.58968 | 0 | 0 | -0.58968 | 0 | 0
Line9_3_11 | 1.386e-06 | 1.408e-06 | 1.365e-06 | 1.1884e-06 | 1.2103e-06 | 1.1674e-06 | 3.2009e-07 | 3.2516e-07 | 3.1524e-07 | 2.7445e-07 | 2.795e-07 | 2.6961e-07 | 2.859e-08 | -2.4918e-07 | 2.3602e-07 | -2.7794e-08 | 2.1423e-07 | -2.0187e-07 | -5.258e-07 | 7.3068e-09 | -1.7704e-09 | 4.5064e-07 | -4.9513e-09 | -1.8531e-10 | 86.4491 | 86.7788 | 86.1074 | -93.968 | -93.5768 | -94.3749 |  | 1.6451 | 0.76667 | 0.74874 | 1.6451 | 0.76667 | 0.74874 | -0.43862 | -94.9008 | 85.6777 | -0.43862 | -94.9008 | 85.6777

## LLG_max_fault_6
name | pf_ikss_a_from_ka | pf_ikss_b_from_ka | pf_ikss_c_from_ka | pf_ikss_a_to_ka | pf_ikss_b_to_ka | pf_ikss_c_to_ka | pf_skss_a_from_mw | pf_skss_b_from_mw | pf_skss_c_from_mw | pf_skss_a_to_mw | pf_skss_b_to_mw | pf_skss_c_to_mw | pf_p_a_from_mw | pf_p_b_from_mw | pf_p_c_from_mw | pf_p_a_to_mw | pf_p_b_to_mw | pf_p_c_to_mw | pf_q_a_from_mvar | pf_q_b_from_mvar | pf_q_c_from_mvar | pf_q_a_to_mvar | pf_q_b_to_mvar | pf_q_c_to_mvar | pf_ikss_a_from_degree | pf_ikss_b_from_degree | pf_ikss_c_from_degree | pf_ikss_a_to_degree | pf_ikss_b_to_degree | pf_ikss_c_to_degree | 3xI0 | pf_vm_a_from_pu | pf_vm_b_from_pu | pf_vm_c_from_pu | pf_vm_a_to_pu | pf_vm_b_to_pu | pf_vm_c_to_pu | pf_va_a_from_degree | pf_va_b_from_degree | pf_va_c_from_degree | pf_va_a_to_degree | pf_va_b_to_degree | pf_va_c_to_degree
Line0_1_2 | 0 | 0.034466 | 0.028868 | 0 | 0.034466 | 0.028868 | 0 | 0.0079595 | 0.0066668 | 0 | 0.0079595 | 0.0066668 | 5.2589e-08 | 0.0059743 | 0.0042086 | -4.4446e-08 | -0.0059656 | -0.0041981 | -9.542e-08 | 0.0060328 | 0.004227 | 7.9213e-08 | -0.0060094 | -0.004212 | 0 | -155.7618 | 69.266 | 0 | 24.2382 | -110.734 |  | 1.2065 | 1.0667 | 0.89472 | 1.2062 | 1.0638 | 0.89201 | -4.4308 | -110.483 | 114.3911 | -4.4422 | -110.5521 | 114.3601
Line10_11_12 | 0 | 0 | 0 | 0 | 0 | 0 | 0 | 0 | 0 | 0 | 0 | 0 | 5.3001e-08 | -9.367e-08 | 4.2679e-08 | -4.4873e-08 | 7.7936e-08 | -3.5073e-08 | -9.492e-08 | -2.1775e-08 | 6.8408e-08 | 7.8741e-08 | 1.8825e-08 | -5.7343e-08 | 0 | 0 | 0 | 0 | 0 | 0 |  | 1.2065 | 1.0667 | 0.89472 | 1.2065 | 1.0667 | 0.89472 | -4.4308 | -110.483 | 114.3911 | -4.4308 | -110.483 | 114.3911
Line11_12_13 | 0 | 0 | 0 | 0 | 0 | 0 | 0 | 0 | 0 | 0 | 0 | 0 | 4.4167e-08 | -7.8058e-08 | 3.5566e-08 | -3.604e-08 | 6.2325e-08 | -2.796e-08 | -7.91e-08 | -1.8146e-08 | 5.7006e-08 | 6.2921e-08 | 1.5196e-08 | -4.5942e-08 | 0 | 0 | 0 | 0 | 0 | 0 |  | 1.2065 | 1.0667 | 0.89472 | 1.2065 | 1.0667 | 0.89472 | -4.4308 | -110.483 | 114.3911 | -4.4308 | -110.483 | 114.3911
Line12_13_15 | 0 | 0 | 0 | 0 | 0 | 0 | 0 | 0 | 0 | 0 | 0 | 0 | 2.65e-08 | -4.6835e-08 | 2.134e-08 | -1.8373e-08 | 3.1101e-08 | -1.3734e-08 | -4.746e-08 | -1.0887e-08 | 3.4204e-08 | 3.1281e-08 | 7.9373e-09 | -2.3139e-08 | 0 | 0 | 0 | 0 | 0 | 0 |  | 1.2065 | 1.0667 | 0.89472 | 1.2065 | 1.0667 | 0.89472 | -4.4308 | -110.483 | 114.3911 | -4.4308 | -110.483 | 114.3911
Line13_13_14 | 0 | 0 | 0 | 0 | 0 | 0 | 0 | 0 | 0 | 0 | 0 | 0 | 8.8335e-09 | -1.5612e-08 | 7.1132e-09 | -7.0618e-10 | -1.2184e-10 | 4.9293e-10 | -1.582e-08 | -3.6291e-09 | 1.1401e-08 | -3.5885e-10 | 6.7902e-10 | -3.3668e-10 | 0 | 0 | 0 | 0 | 0 | 0 |  | 1.2065 | 1.0667 | 0.89472 | 1.2065 | 1.0667 | 0.89472 | -4.4308 | -110.483 | 114.3911 | -4.4308 | -110.483 | 114.3911
Line14_15_16 | 0 | 0 | 0 | 0 | 0 | 0 | 0 | 0 | 0 | 0 | 0 | 0 | 1.7667e-08 | -3.1223e-08 | 1.4226e-08 | -9.5396e-09 | 1.549e-08 | -6.6203e-09 | -3.164e-08 | -7.2583e-09 | 2.2803e-08 | 1.5461e-08 | 4.3082e-09 | -1.1738e-08 | 0 | 0 | 0 | 0 | 0 | 0 |  | 1.2065 | 1.0667 | 0.89472 | 1.2065 | 1.0667 | 0.89472 | -4.4308 | -110.483 | 114.3911 | -4.4308 | -110.483 | 114.3911
Line15_16_17 | 0 | 0 | 0 | 0 | 0 | 0 | 0 | 0 | 0 | 0 | 0 | 0 | 8.8335e-09 | -1.5612e-08 | 7.1132e-09 | -7.0618e-10 | -1.2184e-10 | 4.9293e-10 | -1.582e-08 | -3.6291e-09 | 1.1401e-08 | -3.5885e-10 | 6.7902e-10 | -3.3668e-10 | 0 | 0 | 0 | 0 | 0 | 0 |  | 1.2065 | 1.0667 | 0.89472 | 1.2065 | 1.0667 | 0.89472 | -4.4308 | -110.483 | 114.3911 | -4.4308 | -110.483 | 114.3911
Line16_4_18 | 0 | 0 | 0 | 0 | 0 | 0 | 0 | 0 | 0 | 0 | 0 | 0 | 8.8507e-09 | -1.5594e-08 | 7.0779e-09 | -7.0464e-10 | -1.2297e-10 | 4.9322e-10 | -1.5784e-08 | -3.6542e-09 | 1.1406e-08 | -3.5967e-10 | 6.783e-10 | -3.3514e-10 | 0 | 0 | 0 | 0 | 0 | 0 |  | 1.2062 | 1.067 | 0.89466 | 1.2062 | 1.067 | 0.89466 | -4.4422 | -110.496 | 114.4164 | -4.4422 | -110.496 | 114.4164
Line17_5_19 | 0 | 0 | 0 | 0 | 0 | 0 | 0 | 0 | 0 | 0 | 0 | 0 | 8.8335e-09 | -1.5612e-08 | 7.1132e-09 | -7.0618e-10 | -1.2184e-10 | 4.9293e-10 | -1.582e-08 | -3.6291e-09 | 1.1401e-08 | -3.5885e-10 | 6.7902e-10 | -3.3668e-10 | 0 | 0 | 0 | 0 | 0 | 0 |  | 1.2065 | 1.0667 | 0.89472 | 1.2065 | 1.0667 | 0.89472 | -4.4308 | -110.483 | 114.3911 | -4.4308 | -110.483 | 114.3911
Line1_1_3 | 0 | 0 | 0 | 0 | 0 | 0 | 0 | 0 | 0 | 0 | 0 | 0 | 7.0668e-08 | -1.2489e-07 | 5.6906e-08 | -6.254e-08 | 1.0916e-07 | -4.93e-08 | -1.2656e-07 | -2.9033e-08 | 9.121e-08 | 1.1038e-07 | 2.6083e-08 | -8.0145e-08 | 0 | 0 | 0 | 0 | 0 | 0 |  | 1.2065 | 1.0667 | 0.89472 | 1.2065 | 1.0667 | 0.89472 | -4.4308 | -110.483 | 114.3911 | -4.4308 | -110.483 | 114.3911
Line2_1_4 | 0.0082653 | 0.0082653 | 0.0082653 | 0.0082653 | 0.0082653 | 0.0082653 | 0.0019088 | 0.0019088 | 0.0019088 | 0.0019088 | 0.0019088 | 0.0019088 | 0.0020558 | 0.00037921 | -0.0014093 | -0.0020555 | -0.00037888 | 0.0014096 | 0.0010378 | -0.0020005 | 0.00096469 | -0.0010372 | 0.0020012 | -0.00096399 | -31.2166 | -31.2166 | -31.2166 | 148.783 | 148.783 | 148.783 |  | 1.2065 | 1.0667 | 0.89472 | 1.2062 | 1.067 | 0.89466 | -4.4308 | -110.483 | 114.3911 | -4.4422 | -110.496 | 114.4164
Line3_1_5 | 0 | 0 | 0 | 0 | 0 | 0 | 0 | 0 | 0 | 0 | 0 | 0 | 1.7667e-08 | -3.1223e-08 | 1.4226e-08 | -9.5396e-09 | 1.549e-08 | -6.6203e-09 | -3.164e-08 | -7.2583e-09 | 2.2802e-08 | 1.5461e-08 | 4.3081e-09 | -1.1738e-08 | 0 | 0 | 0 | 0 | 0 | 0 |  | 1.2065 | 1.0667 | 0.89472 | 1.2065 | 1.0667 | 0.89472 | -4.4308 | -110.483 | 114.3911 | -4.4308 | -110.483 | 114.3911
Line4_2_6 | 0 | 0.034466 | 0.028868 | 0 | 0.034466 | 0.028868 | 0 | 0.0079595 | 0.0066668 | 0 | 0.0079595 | 0.0066668 | 4.3741e-08 | 0.0059656 | 0.0041981 | -3.5634e-08 | -0.0059569 | -0.0041877 | -7.9573e-08 | 0.0060094 | 0.004212 | 6.3338e-08 | -0.0059861 | -0.0041969 | 0 | -155.7618 | 69.266 | 0 | 24.2383 | -110.734 |  | 1.2062 | 1.0638 | 0.89201 | 1.2059 | 1.061 | 0.8893 | -4.4422 | -110.5521 | 114.3601 | -4.4535 | -110.6215 | 114.329
Line5_6_7 | 0 | 0.034466 | 0.028868 | 0 | 0.034466 | 0.028868 | 0 | 0.0079595 | 0.0066668 | 0 | 0.0079595 | 0.0066668 | 3.4931e-08 | 0.0059569 | 0.0041877 | -2.6858e-08 | -0.0059482 | -0.0041772 | -6.3698e-08 | 0.0059861 | 0.0041969 | 4.7437e-08 | -0.0059628 | -0.0041818 | 0 | -155.7617 | 69.266 | 0 | 24.2383 | -110.7339 |  | 1.2059 | 1.061 | 0.8893 | 1.2055 | 1.0581 | 0.8866 | -4.4535 | -110.6215 | 114.329 | -4.4649 | -110.6913 | 114.2977
Line6_7_8 | 0 | 0.034466 | 0.028868 | 0 | 0.034466 | 0.028868 | 0 | 0.0079595 | 0.0066668 | 0 | 0.0079596 | 0.0066667 | 2.6156e-08 | 0.0059482 | 0.0041772 | -1.8119e-08 | -0.0059395 | -0.0041667 | -4.7798e-08 | 0.0059628 | 0.0041818 | 3.1509e-08 | -0.0059395 | -0.0041667 | 0 | -155.7617 | 69.2661 | 0 | 24.2384 | -110.7339 |  | 1.2055 | 1.0581 | 0.8866 | 1.2052 | 1.0553 | 0.88389 | -4.4649 | -110.6913 | 114.2977 | -4.4763 | -110.7615 | 114.2662
Line7_8_9 | 0 | 0 | 0 | 0 | 0 | 0 | 0 | 0 | 0 | 0 | 0 | 0 | 8.7093e-09 | -1.5591e-08 | 7.134e-09 | -7.0004e-10 | -7.3214e-11 | 5.2133e-10 | -1.5936e-08 | -3.3822e-09 | 1.1238e-08 | -3.6214e-10 | 6.5228e-10 | -3.3998e-10 | 0 | 0 | 0 | 0 | 0 | 0 |  | 1.2052 | 1.0553 | 0.88389 | 1.2052 | 1.0553 | 0.88389 | -4.4763 | -110.7615 | 114.2662 | -4.4763 | -110.7615 | 114.2662
Line8_8_10 | 0 | 0 | 0 | 0 | 0 | 0 | 0 | 0 | 0 | 0 | 0 | 0 | 8.7093e-09 | -1.5591e-08 | 7.134e-09 | -7.0004e-10 | -7.3214e-11 | 5.2133e-10 | -1.5936e-08 | -3.3822e-09 | 1.1238e-08 | -3.6214e-10 | 6.5228e-10 | -3.3998e-10 | 0 | 0 | 0 | 0 | 0 | 0 |  | 1.2052 | 1.0553 | 0.88389 | 1.2052 | 1.0553 | 0.88389 | -4.4763 | -110.7615 | 114.2662 | -4.4763 | -110.7615 | 114.2662
Line9_3_11 | 0 | 0 | 0 | 0 | 0 | 0 | 0 | 0 | 0 | 0 | 0 | 0 | 6.1834e-08 | -1.0928e-07 | 4.9793e-08 | -5.3707e-08 | 9.3548e-08 | -4.2186e-08 | -1.1074e-07 | -2.5404e-08 | 7.9809e-08 | 9.4561e-08 | 2.2454e-08 | -6.8744e-08 | 0 | 0 | 0 | 0 | 0 | 0 |  | 1.2065 | 1.0667 | 0.89472 | 1.2065 | 1.0667 | 0.89472 | -4.4308 | -110.483 | 114.3911 | -4.4308 | -110.483 | 114.3911

## LLG_max_fault_10
name | pf_ikss_a_from_ka | pf_ikss_b_from_ka | pf_ikss_c_from_ka | pf_ikss_a_to_ka | pf_ikss_b_to_ka | pf_ikss_c_to_ka | pf_skss_a_from_mw | pf_skss_b_from_mw | pf_skss_c_from_mw | pf_skss_a_to_mw | pf_skss_b_to_mw | pf_skss_c_to_mw | pf_p_a_from_mw | pf_p_b_from_mw | pf_p_c_from_mw | pf_p_a_to_mw | pf_p_b_to_mw | pf_p_c_to_mw | pf_q_a_from_mvar | pf_q_b_from_mvar | pf_q_c_from_mvar | pf_q_a_to_mvar | pf_q_b_to_mvar | pf_q_c_to_mvar | pf_ikss_a_from_degree | pf_ikss_b_from_degree | pf_ikss_c_from_degree | pf_ikss_a_to_degree | pf_ikss_b_to_degree | pf_ikss_c_to_degree | 3xI0 | pf_vm_a_from_pu | pf_vm_b_from_pu | pf_vm_c_from_pu | pf_vm_a_to_pu | pf_vm_b_to_pu | pf_vm_c_to_pu | pf_va_a_from_degree | pf_va_b_from_degree | pf_va_c_from_degree | pf_va_a_to_degree | pf_va_b_to_degree | pf_va_c_to_degree
Line0_1_2 | 0 | 0.036104 | 0.030239 | 0 | 0.036104 | 0.030238 | 0 | 0.0083379 | 0.0069833 | 0 | 0.0083379 | 0.0069833 | 5.7713e-08 | 0.0065558 | 0.0046177 | -4.8777e-08 | -0.0065463 | -0.0046062 | -1.0472e-07 | 0.00662 | 0.0046379 | 8.6932e-08 | -0.0065944 | -0.0046214 | 0 | -155.7683 | 69.263 | 0 | 24.2318 | -110.737 |  | 1.2639 | 1.1174 | 0.93719 | 1.2636 | 1.1144 | 0.93436 | -4.4326 | -110.4895 | 114.388 | -4.4439 | -110.5585 | 114.3571
Line10_11_12 | 0 | 0 | 0 | 0 | 0 | 0 | 0 | 0 | 0 | 0 | 0 | 0 | 5.8165e-08 | -1.028e-07 | 4.6832e-08 | -4.9246e-08 | 8.5531e-08 | -3.8486e-08 | -1.0417e-07 | -2.3884e-08 | 7.5066e-08 | 8.6414e-08 | 2.0648e-08 | -6.2924e-08 | 0 | 0 | 0 | 0 | 0 | 0 |  | 1.2639 | 1.1174 | 0.93719 | 1.2639 | 1.1174 | 0.93719 | -4.4326 | -110.4895 | 114.388 | -4.4326 | -110.4895 | 114.388
Line11_12_13 | 0 | 0 | 0 | 0 | 0 | 0 | 0 | 0 | 0 | 0 | 0 | 0 | 4.8471e-08 | -8.5664e-08 | 3.9027e-08 | -3.9552e-08 | 6.8398e-08 | -3.068e-08 | -8.6808e-08 | -1.9903e-08 | 6.2555e-08 | 6.9053e-08 | 1.6667e-08 | -5.0413e-08 | 0 | 0 | 0 | 0 | 0 | 0 |  | 1.2639 | 1.1174 | 0.93719 | 1.2639 | 1.1174 | 0.93719 | -4.4326 | -110.4895 | 114.388 | -4.4326 | -110.4895 | 114.388
Line12_13_15 | 0 | 0 | 0 | 0 | 0 | 0 | 0 | 0 | 0 | 0 | 0 | 0 | 2.9083e-08 | -5.1398e-08 | 2.3416e-08 | -2.0163e-08 | 3.4132e-08 | -1.5069e-08 | -5.2085e-08 | -1.1942e-08 | 3.7533e-08 | 3.4329e-08 | 8.706e-09 | -2.5392e-08 | 0 | 0 | 0 | 0 | 0 | 0 |  | 1.2639 | 1.1174 | 0.93719 | 1.2639 | 1.1174 | 0.93719 | -4.4326 | -110.4895 | 114.388 | -4.4326 | -110.4895 | 114.388
Line13_13_14 | 0 | 0 | 0 | 0 | 0 | 0 | 0 | 0 | 0 | 0 | 0 | 0 | 9.6942e-09 | -1.7133e-08 | 7.8054e-09 | -7.749e-10 | -1.3327e-10 | 5.4134e-10 | -1.7362e-08 | -3.9807e-09 | 1.2511e-08 | -3.9399e-10 | 7.4467e-10 | -3.6965e-10 | 0 | 0 | 0 | 0 | 0 | 0 |  | 1.2639 | 1.1174 | 0.93719 | 1.2639 | 1.1174 | 0.93719 | -4.4326 | -110.4895 | 114.388 | -4.4326 | -110.4895 | 114.388
Line14_15_16 | 0 | 0 | 0 | 0 | 0 | 0 | 0 | 0 | 0 | 0 | 0 | 0 | 1.9388e-08 | -3.4266e-08 | 1.5611e-08 | -1.0469e-08 | 1.7e-08 | -7.264e-09 | -3.4723e-08 | -7.9614e-09 | 2.5022e-08 | 1.6968e-08 | 4.7254e-09 | -1.2881e-08 | 0 | 0 | 0 | 0 | 0 | 0 |  | 1.2639 | 1.1174 | 0.93719 | 1.2639 | 1.1174 | 0.93719 | -4.4326 | -110.4895 | 114.388 | -4.4326 | -110.4895 | 114.388
Line15_16_17 | 0 | 0 | 0 | 0 | 0 | 0 | 0 | 0 | 0 | 0 | 0 | 0 | 9.6942e-09 | -1.7133e-08 | 7.8054e-09 | -7.749e-10 | -1.3326e-10 | 5.4134e-10 | -1.7362e-08 | -3.9807e-09 | 1.2511e-08 | -3.9399e-10 | 7.4467e-10 | -3.6965e-10 | 0 | 0 | 0 | 0 | 0 | 0 |  | 1.2639 | 1.1174 | 0.93719 | 1.2639 | 1.1174 | 0.93719 | -4.4326 | -110.4895 | 114.388 | -4.4326 | -110.4895 | 114.388
Line16_4_18 | 0 | 0 | 0 | 0 | 0 | 0 | 0 | 0 | 0 | 0 | 0 | 0 | 9.7132e-09 | -1.7114e-08 | 7.7666e-09 | -7.7322e-10 | -1.345e-10 | 5.4167e-10 | -1.7322e-08 | -4.0082e-09 | 1.2517e-08 | -3.9489e-10 | 7.4388e-10 | -3.6796e-10 | 0 | 0 | 0 | 0 | 0 | 0 |  | 1.2636 | 1.1177 | 0.93714 | 1.2636 | 1.1177 | 0.93714 | -4.4439 | -110.5025 | 114.4134 | -4.4439 | -110.5025 | 114.4134
Line17_5_19 | 0 | 0 | 0 | 0 | 0 | 0 | 0 | 0 | 0 | 0 | 0 | 0 | 9.6942e-09 | -1.7133e-08 | 7.8054e-09 | -7.749e-10 | -1.3326e-10 | 5.4134e-10 | -1.7362e-08 | -3.9807e-09 | 1.2511e-08 | -3.9399e-10 | 7.4467e-10 | -3.6965e-10 | 0 | 0 | 0 | 0 | 0 | 0 |  | 1.2639 | 1.1174 | 0.93719 | 1.2639 | 1.1174 | 0.93719 | -4.4326 | -110.4895 | 114.388 | -4.4326 | -110.4895 | 114.388
Line1_1_3 | 0 | 0 | 0 | 0 | 0 | 0 | 0 | 0 | 0 | 0 | 0 | 0 | 7.7554e-08 | -1.3706e-07 | 6.2443e-08 | -6.8635e-08 | 1.198e-07 | -5.4096e-08 | -1.3889e-07 | -3.1845e-08 | 1.0009e-07 | 1.2114e-07 | 2.8609e-08 | -8.7946e-08 | 0 | 0 | 0 | 0 | 0 | 0 |  | 1.2639 | 1.1174 | 0.93719 | 1.2639 | 1.1174 | 0.93719 | -4.4326 | -110.4895 | 114.388 | -4.4326 | -110.4895 | 114.388
Line2_1_4 | 0.0086587 | 0.0086587 | 0.0086587 | 0.0086587 | 0.0086587 | 0.0086587 | 0.0019997 | 0.0019997 | 0.0019997 | 0.0019997 | 0.0019997 | 0.0019997 | 0.0022562 | 0.00041596 | -0.0015464 | -0.0022558 | -0.00041561 | 0.0015468 | 0.001139 | -0.0021954 | 0.0010586 | -0.0011383 | 0.0021961 | -0.0010579 | -31.2183 | -31.2183 | -31.2183 | 148.7812 | 148.7812 | 148.7812 |  | 1.2639 | 1.1174 | 0.93719 | 1.2636 | 1.1177 | 0.93714 | -4.4326 | -110.4895 | 114.388 | -4.4439 | -110.5025 | 114.4134
Line3_1_5 | 0 | 0 | 0 | 0 | 0 | 0 | 0 | 0 | 0 | 0 | 0 | 0 | 1.9388e-08 | -3.4266e-08 | 1.5611e-08 | -1.0469e-08 | 1.7e-08 | -7.264e-09 | -3.4723e-08 | -7.9614e-09 | 2.5022e-08 | 1.6968e-08 | 4.7253e-09 | -1.2881e-08 | 0 | 0 | 0 | 0 | 0 | 0 |  | 1.2639 | 1.1174 | 0.93719 | 1.2639 | 1.1174 | 0.93719 | -4.4326 | -110.4895 | 114.388 | -4.4326 | -110.4895 | 114.388
Line4_2_6 | 0 | 0.036104 | 0.030238 | 0 | 0.036104 | 0.030238 | 0 | 0.0083379 | 0.0069833 | 0 | 0.0083379 | 0.0069833 | 4.8004e-08 | 0.0065463 | 0.0046062 | -3.9106e-08 | -0.0065367 | -0.0045947 | -8.7327e-08 | 0.0065944 | 0.0046214 | 6.951e-08 | -0.0065688 | -0.0046048 | 0 | -155.7683 | 69.263 | 0 | 24.2318 | -110.737 |  | 1.2636 | 1.1144 | 0.93436 | 1.2632 | 1.1114 | 0.93152 | -4.4439 | -110.5585 | 114.3571 | -4.4553 | -110.628 | 114.326
Line5_6_7 | 0 | 0.036104 | 0.030238 | 0 | 0.036104 | 0.030238 | 0 | 0.0083379 | 0.0069833 | 0 | 0.0083379 | 0.0069832 | 3.8334e-08 | 0.0065367 | 0.0045947 | -2.9475e-08 | -0.0065272 | -0.0045832 | -6.9906e-08 | 0.0065688 | 0.0046048 | 5.2059e-08 | -0.0065432 | -0.0045883 | 0 | -155.7682 | 69.263 | 0 | 24.2319 | -110.7369 |  | 1.2632 | 1.1114 | 0.93152 | 1.2629 | 1.1084 | 0.92869 | -4.4553 | -110.628 | 114.326 | -4.4666 | -110.6978 | 114.2947
Line6_7_8 | 0 | 0.036104 | 0.030238 | 0 | 0.036104 | 0.030238 | 0 | 0.0083379 | 0.0069832 | 0 | 0.0083379 | 0.0069832 | 2.8705e-08 | 0.0065272 | 0.0045832 | -1.9884e-08 | -0.0065176 | -0.0045717 | -5.2456e-08 | 0.0065432 | 0.0045883 | 3.4579e-08 | -0.0065176 | -0.0045718 | 0 | -155.7681 | 69.2631 | 0 | 24.2319 | -110.7369 |  | 1.2629 | 1.1084 | 0.92869 | 1.2626 | 1.1055 | 0.92585 | -4.4666 | -110.6978 | 114.2947 | -4.478 | -110.768 | 114.2631
Line7_8_9 | 0 | 0 | 0 | 0 | 0 | 0 | 0 | 0 | 0 | 0 | 0 | 0 | 9.558e-09 | -1.711e-08 | 7.8281e-09 | -7.6817e-10 | -7.9916e-11 | 5.725e-10 | -1.7488e-08 | -3.7097e-09 | 1.2332e-08 | -3.9759e-10 | 7.1533e-10 | -3.7328e-10 | 0 | 0 | 0 | 0 | 0 | 0 |  | 1.2626 | 1.1055 | 0.92585 | 1.2626 | 1.1055 | 0.92585 | -4.478 | -110.768 | 114.2631 | -4.478 | -110.768 | 114.2631
Line8_8_10 | 0 | 0 | 0 | 0 | 0 | 0 | 0 | 0 | 0 | 0 | 0 | 0 | 9.558e-09 | -1.711e-08 | 7.8281e-09 | -7.6817e-10 | -7.9916e-11 | 5.725e-10 | -1.7488e-08 | -3.7097e-09 | 1.2332e-08 | -3.9759e-10 | 7.1533e-10 | -3.7328e-10 | 0 | 0 | 0 | 0 | 0 | 0 |  | 1.2626 | 1.1055 | 0.92585 | 1.2626 | 1.1055 | 0.92585 | -4.478 | -110.768 | 114.2631 | -4.478 | -110.768 | 114.2631
Line9_3_11 | 0 | 0 | 0 | 0 | 0 | 0 | 0 | 0 | 0 | 0 | 0 | 0 | 6.786e-08 | -1.1993e-07 | 5.4638e-08 | -5.894e-08 | 1.0266e-07 | -4.6291e-08 | -1.2153e-07 | -2.7865e-08 | 8.7577e-08 | 1.0378e-07 | 2.4629e-08 | -7.5435e-08 | 0 | 0 | 0 | 0 | 0 | 0 |  | 1.2639 | 1.1174 | 0.93719 | 1.2639 | 1.1174 | 0.93719 | -4.4326 | -110.4895 | 114.388 | -4.4326 | -110.4895 | 114.388

## LLG_min_6
name | pf_ikss_a_from_ka | pf_ikss_b_from_ka | pf_ikss_c_from_ka | pf_ikss_a_to_ka | pf_ikss_b_to_ka | pf_ikss_c_to_ka | pf_skss_a_from_mw | pf_skss_b_from_mw | pf_skss_c_from_mw | pf_skss_a_to_mw | pf_skss_b_to_mw | pf_skss_c_to_mw | pf_p_a_from_mw | pf_p_b_from_mw | pf_p_c_from_mw | pf_p_a_to_mw | pf_p_b_to_mw | pf_p_c_to_mw | pf_q_a_from_mvar | pf_q_b_from_mvar | pf_q_c_from_mvar | pf_q_a_to_mvar | pf_q_b_to_mvar | pf_q_c_to_mvar | pf_ikss_a_from_degree | pf_ikss_b_from_degree | pf_ikss_c_from_degree | pf_ikss_a_to_degree | pf_ikss_b_to_degree | pf_ikss_c_to_degree | 3xI0 | pf_vm_a_from_pu | pf_vm_b_from_pu | pf_vm_c_from_pu | pf_vm_a_to_pu | pf_vm_b_to_pu | pf_vm_c_to_pu | pf_va_a_from_degree | pf_va_b_from_degree | pf_va_c_from_degree | pf_va_a_to_degree | pf_va_b_to_degree | pf_va_c_to_degree
Line0_1_2 | 1.0233e-06 | 1.4805 | 1.4297 | 0 | 1.4805 | 1.4297 | 2.3633e-07 | 0.34191 | 0.33018 | 0 | 0.34191 | 0.33018 | 1.6242e-08 | 0.16659 | 0.15869 | -1.5521e-08 | -0.12494 | -0.11901 | -3.3457e-07 | 0.17509 | 0.16374 | 2.7882e-07 | -0.13131 | -0.12281 | 86.7884 | -143.6479 | 37.9299 | 0 | 36.3521 | -142.0701 |  | 1.4174 | 0.70684 | 0.69059 | 1.4165 | 0.53013 | 0.51794 | -0.4323 | -97.2233 | 83.8284 | -0.46961 | -97.2233 | 83.8284
Line10_11_12 | 1.0186e-06 | 1.0307e-06 | 1.0072e-06 | 0 | 0 | 0 | 2.3524e-07 | 2.3804e-07 | 2.326e-07 | 0 | 0 | 0 | 1.8079e-08 | -1.6781e-07 | 1.6052e-07 | -1.7495e-08 | 1.4028e-07 | -1.3357e-07 | -3.3293e-07 | 1.2191e-08 | -6.015e-09 | 2.774e-07 | -9.2062e-09 | 3.5928e-09 | 86.4594 | 86.9318 | 85.9744 | 0 | 0 | 0 |  | 1.4174 | 0.70684 | 0.69059 | 1.4174 | 0.70684 | 0.69058 | -0.4323 | -97.2233 | 83.8284 | -0.43231 | -97.2233 | 83.8284
Line11_12_13 | 0 | 0 | 0 | 0 | 0 | 0 | 0 | 0 | 0 | 0 | 0 | 0 | 1.5066e-08 | -1.3984e-07 | 1.3377e-07 | -1.4482e-08 | 1.1231e-07 | -1.0682e-07 | -2.7744e-07 | 1.0159e-08 | -5.0125e-09 | 2.2192e-07 | -7.1744e-09 | 2.5903e-09 | 0 | 0 | 0 | 0 | 0 | 0 |  | 1.4174 | 0.70684 | 0.69058 | 1.4174 | 0.70684 | 0.69058 | -0.43231 | -97.2233 | 83.8284 | -0.43231 | -97.2233 | 83.8284
Line12_13_15 | 0 | 0 | 0 | 0 | 0 | 0 | 0 | 0 | 0 | 0 | 0 | 0 | 9.0396e-09 | -8.3907e-08 | 8.026e-08 | -8.4555e-09 | 5.6376e-08 | -5.3313e-08 | -1.6647e-07 | 6.0957e-09 | -3.0075e-09 | 1.1094e-07 | -3.1106e-09 | 5.8525e-10 | 0 | 0 | 0 | 0 | 0 | 0 |  | 1.4174 | 0.70684 | 0.69058 | 1.4174 | 0.70684 | 0.69058 | -0.43231 | -97.2233 | 83.8284 | -0.43231 | -97.2233 | 83.8284
Line13_13_14 | 0 | 0 | 0 | 0 | 0 | 0 | 0 | 0 | 0 | 0 | 0 | 0 | 3.0132e-09 | -2.7969e-08 | 2.6753e-08 | -2.4291e-09 | 4.3821e-10 | 1.9322e-10 | -5.5488e-08 | 2.0319e-09 | -1.0025e-09 | -3.7252e-11 | 9.532e-10 | -1.4198e-09 | 0 | 0 | 0 | 0 | 0 | 0 |  | 1.4174 | 0.70684 | 0.69058 | 1.4174 | 0.70684 | 0.69058 | -0.43231 | -97.2233 | 83.8284 | -0.43231 | -97.2233 | 83.8284
Line14_15_16 | 0 | 0 | 0 | 0 | 0 | 0 | 0 | 0 | 0 | 0 | 0 | 0 | 6.0264e-09 | -5.5938e-08 | 5.3507e-08 | -5.4423e-09 | 2.8407e-08 | -2.656e-08 | -1.1098e-07 | 4.0638e-09 | -2.005e-09 | 5.5451e-08 | -1.0787e-09 | -4.1726e-10 | 0 | 0 | 0 | 0 | 0 | 0 |  | 1.4174 | 0.70684 | 0.69058 | 1.4174 | 0.70684 | 0.69058 | -0.43231 | -97.2233 | 83.8284 | -0.43231 | -97.2233 | 83.8284
Line15_16_17 | 0 | 0 | 0 | 0 | 0 | 0 | 0 | 0 | 0 | 0 | 0 | 0 | 3.0132e-09 | -2.7969e-08 | 2.6753e-08 | -2.4291e-09 | 4.3821e-10 | 1.9322e-10 | -5.5488e-08 | 2.0319e-09 | -1.0025e-09 | -3.7251e-11 | 9.532e-10 | -1.4198e-09 | 0 | 0 | 0 | 0 | 0 | 0 |  | 1.4174 | 0.70684 | 0.69058 | 1.4174 | 0.70684 | 0.69058 | -0.43231 | -97.2233 | 83.8284 | -0.43231 | -97.2233 | 83.8284
Line16_4_18 | 0 | 0 | 0 | 0 | 0 | 0 | 0 | 0 | 0 | 0 | 0 | 0 | 3.08e-09 | -2.7957e-08 | 2.6666e-08 | -2.4229e-09 | 4.3726e-10 | 1.9715e-10 | -5.5342e-08 | 2.0075e-09 | -9.1348e-10 | -4.0439e-11 | 9.5204e-10 | -1.4154e-09 | 0 | 0 | 0 | 0 | 0 | 0 |  | 1.4165 | 0.70786 | 0.68958 | 1.4165 | 0.70786 | 0.68958 | -0.4696 | -97.2875 | 83.8958 | -0.4696 | -97.2875 | 83.8958
Line17_5_19 | 0 | 0 | 0 | 0 | 0 | 0 | 0 | 0 | 0 | 0 | 0 | 0 | 3.0132e-09 | -2.7969e-08 | 2.6753e-08 | -2.4291e-09 | 4.3821e-10 | 1.9322e-10 | -5.5488e-08 | 2.0319e-09 | -1.0025e-09 | -3.7251e-11 | 9.532e-10 | -1.4198e-09 | 0 | 0 | 0 | 0 | 0 | 0 |  | 1.4174 | 0.70684 | 0.69059 | 1.4174 | 0.70684 | 0.69059 | -0.4323 | -97.2233 | 83.8284 | -0.4323 | -97.2233 | 83.8284
Line1_1_3 | 1.3581e-06 | 1.3743e-06 | 1.3429e-06 | 1.1887e-06 | 1.2048e-06 | 1.1736e-06 | 3.1365e-07 | 3.1739e-07 | 3.1014e-07 | 2.7452e-07 | 2.7824e-07 | 2.7102e-07 | 2.4106e-08 | -2.2375e-07 | 2.1403e-07 | -2.3522e-08 | 1.9622e-07 | -1.8708e-07 | -4.4391e-07 | 1.6255e-08 | -8.02e-09 | 3.8838e-07 | -1.327e-08 | 5.5978e-09 | 86.4594 | 86.9318 | 85.9744 | -93.8981 | -93.3544 | -94.4577 |  | 1.4174 | 0.70684 | 0.69059 | 1.4174 | 0.70684 | 0.69059 | -0.4323 | -97.2233 | 83.8284 | -0.4323 | -97.2233 | 83.8284
Line2_1_4 | 0.021558 | 0.021558 | 0.021558 | 0.021558 | 0.021558 | 0.021558 | 0.0049786 | 0.0049786 | 0.0049786 | 0.0049786 | 0.0049786 | 0.0049786 | 0.007056 | -0.00037242 | 0.00030104 | -0.0070516 | 0.00037685 | -0.00029655 | 8.8201e-05 | -0.0034993 | 0.003425 | -8.3609e-05 | 0.003504 | -0.0034203 | -1.1485 | -1.1485 | -1.1485 | 178.8511 | 178.8511 | 178.8511 |  | 1.4174 | 0.70684 | 0.69059 | 1.4165 | 0.70786 | 0.68958 | -0.4323 | -97.2233 | 83.8284 | -0.4696 | -97.2875 | 83.8958
Line3_1_5 | 0 | 0 | 0 | 0 | 0 | 0 | 0 | 0 | 0 | 0 | 0 | 0 | 6.0264e-09 | -5.5938e-08 | 5.3507e-08 | -5.4423e-09 | 2.8407e-08 | -2.656e-08 | -1.1098e-07 | 4.0638e-09 | -2.005e-09 | 5.5451e-08 | -1.0787e-09 | -4.1725e-10 | 0 | 0 | 0 | 0 | 0 | 0 |  | 1.4174 | 0.70684 | 0.69059 | 1.4174 | 0.70684 | 0.69059 | -0.4323 | -97.2233 | 83.8284 | -0.4323 | -97.2233 | 83.8284
Line4_2_6 | 0 | 1.4805 | 1.4297 | 0 | 1.4805 | 1.4297 | 0 | 0.34191 | 0.33018 | 0 | 0.34191 | 0.33018 | 1.3098e-08 | 0.12494 | 0.11901 | -1.2561e-08 | -0.083294 | -0.079343 | -2.7886e-07 | 0.13131 | 0.12281 | 2.2307e-07 | -0.087543 | -0.081871 | 0 | -143.6479 | 37.9299 | 0 | 36.3521 | -142.0701 |  | 1.4165 | 0.53013 | 0.51794 | 1.4156 | 0.35342 | 0.34529 | -0.46961 | -97.2233 | 83.8284 | -0.50697 | -97.2233 | 83.8284
Line5_6_7 | 0 | 1.4805 | 1.4297 | 0 | 1.4805 | 1.4297 | 0 | 0.34191 | 0.33018 | 0 | 0.34191 | 0.33018 | 1.0145e-08 | 0.083294 | 0.079343 | -9.7918e-09 | -0.041647 | -0.039672 | -2.2312e-07 | 0.087543 | 0.081871 | 1.6729e-07 | -0.043771 | -0.040936 | 0 | -143.6479 | 37.9299 | 0 | 36.3522 | -142.0701 |  | 1.4156 | 0.35342 | 0.34529 | 1.4147 | 0.17671 | 0.17265 | -0.50697 | -97.2233 | 83.8284 | -0.54437 | -97.2233 | 83.8284
Line6_7_8 | 0 | 1.4805 | 1.4297 | 0 | 1.4805 | 1.4297 | 0 | 0.34191 | 0.33018 | 0 | 0.34191 | 0.33018 | 7.3814e-09 | 0.041647 | 0.039672 | -7.2126e-09 | -2.607e-14 | -5.8004e-15 | -1.6734e-07 | 0.043771 | 0.040936 | 1.1148e-07 | 5.6598e-15 | 6.3329e-15 | 0 | -143.6478 | 37.9299 | 0 | 36.3522 | -142.0701 |  | 1.4147 | 0.17671 | 0.17265 | 1.4137 | 0 | 0 | -0.54437 | -97.2233 | 83.8284 | -0.58182 | 0 | 0
Line7_8_9 | 0 | 0 | 0 | 0 | 0 | 0 | 0 | 0 | 0 | 0 | 0 | 0 | 2.4042e-09 | -1.5066e-21 | -1.0292e-22 | -2.4042e-09 | 7.3015e-18 | -1.2426e-17 | -5.5764e-08 | 2.9582e-21 | -9.4435e-22 | -5.0007e-11 | 2.2249e-17 | -1.7591e-18 | 0 | 0 | 0 | 0 | 0 | 0 |  | 1.4137 | 0 | 0 | 1.4137 | 0 | 0 | -0.58182 | 0 | 0 | -0.58183 | 0 | 0
Line8_8_10 | 0 | 0 | 0 | 0 | 0 | 0 | 0 | 0 | 0 | 0 | 0 | 0 | 2.4042e-09 | -1.5066e-21 | -1.0292e-22 | -2.4042e-09 | 7.3015e-18 | -1.2426e-17 | -5.5764e-08 | 2.9582e-21 | -9.4435e-22 | -5.0007e-11 | 2.2249e-17 | -1.7591e-18 | 0 | 0 | 0 | 0 | 0 | 0 |  | 1.4137 | 0 | 0 | 1.4137 | 0 | 0 | -0.58182 | 0 | 0 | -0.58183 | 0 | 0
Line9_3_11 | 1.1884e-06 | 1.2025e-06 | 1.1751e-06 | 1.0189e-06 | 1.033e-06 | 1.0057e-06 | 2.7444e-07 | 2.7771e-07 | 2.7137e-07 | 2.3531e-07 | 2.3856e-07 | 2.3226e-07 | 2.1092e-08 | -1.9578e-07 | 1.8727e-07 | -2.0508e-08 | 1.6825e-07 | -1.6033e-07 | -3.8842e-07 | 1.4223e-08 | -7.0175e-09 | 3.3289e-07 | -1.1238e-08 | 4.5953e-09 | 86.4594 | 86.9318 | 85.9744 | -93.9576 | -93.402 | -94.5299 |  | 1.4174 | 0.70684 | 0.69059 | 1.4174 | 0.70684 | 0.69059 | -0.4323 | -97.2233 | 83.8284 | -0.4323 | -97.2233 | 83.8284

## LLG_min_10
name | pf_ikss_a_from_ka | pf_ikss_b_from_ka | pf_ikss_c_from_ka | pf_ikss_a_to_ka | pf_ikss_b_to_ka | pf_ikss_c_to_ka | pf_skss_a_from_mw | pf_skss_b_from_mw | pf_skss_c_from_mw | pf_skss_a_to_mw | pf_skss_b_to_mw | pf_skss_c_to_mw | pf_p_a_from_mw | pf_p_b_from_mw | pf_p_c_from_mw | pf_p_a_to_mw | pf_p_b_to_mw | pf_p_c_to_mw | pf_q_a_from_mvar | pf_q_b_from_mvar | pf_q_c_from_mvar | pf_q_a_to_mvar | pf_q_b_to_mvar | pf_q_c_to_mvar | pf_ikss_a_from_degree | pf_ikss_b_from_degree | pf_ikss_c_from_degree | pf_ikss_a_to_degree | pf_ikss_b_to_degree | pf_ikss_c_to_degree | 3xI0 | pf_vm_a_from_pu | pf_vm_b_from_pu | pf_vm_c_from_pu | pf_vm_a_to_pu | pf_vm_b_to_pu | pf_vm_c_to_pu | pf_va_a_from_degree | pf_va_b_from_degree | pf_va_c_from_degree | pf_va_a_to_degree | pf_va_b_to_degree | pf_va_c_to_degree
Line0_1_2 | 0 | 1.4026 | 1.3545 | 0 | 1.4026 | 1.3545 | 0 | 0.32391 | 0.31281 | 0 | 0.32391 | 0.31281 | 1.4577e-08 | 0.14951 | 0.14242 | -1.393e-08 | -0.11214 | -0.10682 | -3.0028e-07 | 0.15714 | 0.14696 | 2.5024e-07 | -0.11786 | -0.11022 | 0 | -143.6479 | 37.9299 | 0 | 36.3521 | -142.0701 |  | 1.3428 | 0.66964 | 0.65424 | 1.3419 | 0.50223 | 0.49068 | -0.4323 | -97.2233 | 83.8284 | -0.46961 | -97.2233 | 83.8284
Line10_11_12 | 0 | 0 | 0 | 0 | 0 | 0 | 0 | 0 | 0 | 0 | 0 | 0 | 1.6226e-08 | -1.5061e-07 | 1.4407e-07 | -1.5702e-08 | 1.259e-07 | -1.1988e-07 | -2.9881e-07 | 1.0942e-08 | -5.3985e-09 | 2.4897e-07 | -8.2627e-09 | 3.2245e-09 | 0 | 0 | 0 | 0 | 0 | 0 |  | 1.3428 | 0.66964 | 0.65424 | 1.3428 | 0.66964 | 0.65424 | -0.4323 | -97.2233 | 83.8284 | -0.43231 | -97.2233 | 83.8284
Line11_12_13 | 0 | 0 | 0 | 0 | 0 | 0 | 0 | 0 | 0 | 0 | 0 | 0 | 1.3522e-08 | -1.2551e-07 | 1.2006e-07 | -1.2998e-08 | 1.008e-07 | -9.5872e-08 | -2.4901e-07 | 9.1182e-09 | -4.4988e-09 | 1.9917e-07 | -6.439e-09 | 2.3248e-09 | 0 | 0 | 0 | 0 | 0 | 0 |  | 1.3428 | 0.66964 | 0.65424 | 1.3428 | 0.66964 | 0.65424 | -0.43231 | -97.2233 | 83.8284 | -0.43231 | -97.2233 | 83.8284
Line12_13_15 | 0 | 0 | 0 | 0 | 0 | 0 | 0 | 0 | 0 | 0 | 0 | 0 | 8.1131e-09 | -7.5307e-08 | 7.2034e-08 | -7.5889e-09 | 5.0598e-08 | -4.7849e-08 | -1.494e-07 | 5.4709e-09 | -2.6993e-09 | 9.9569e-08 | -2.7918e-09 | 5.2526e-10 | 0 | 0 | 0 | 0 | 0 | 0 |  | 1.3428 | 0.66964 | 0.65424 | 1.3428 | 0.66964 | 0.65424 | -0.43231 | -97.2233 | 83.8284 | -0.43231 | -97.2233 | 83.8284
Line13_13_14 | 0 | 0 | 0 | 0 | 0 | 0 | 0 | 0 | 0 | 0 | 0 | 0 | 2.7044e-09 | -2.5102e-08 | 2.4011e-08 | -2.1801e-09 | 3.933e-10 | 1.7341e-10 | -4.9801e-08 | 1.8236e-09 | -8.9976e-10 | -3.3433e-11 | 8.555e-10 | -1.2742e-09 | 0 | 0 | 0 | 0 | 0 | 0 |  | 1.3428 | 0.66964 | 0.65424 | 1.3428 | 0.66964 | 0.65424 | -0.43231 | -97.2233 | 83.8284 | -0.43231 | -97.2233 | 83.8284
Line14_15_16 | 0 | 0 | 0 | 0 | 0 | 0 | 0 | 0 | 0 | 0 | 0 | 0 | 5.4088e-09 | -5.0204e-08 | 4.8023e-08 | -4.8845e-09 | 2.5496e-08 | -2.3838e-08 | -9.9602e-08 | 3.6473e-09 | -1.7995e-09 | 4.9768e-08 | -9.6813e-10 | -3.7449e-10 | 0 | 0 | 0 | 0 | 0 | 0 |  | 1.3428 | 0.66964 | 0.65424 | 1.3428 | 0.66964 | 0.65424 | -0.43231 | -97.2233 | 83.8284 | -0.43231 | -97.2233 | 83.8284
Line15_16_17 | 0 | 0 | 0 | 0 | 0 | 0 | 0 | 0 | 0 | 0 | 0 | 0 | 2.7044e-09 | -2.5102e-08 | 2.4011e-08 | -2.1801e-09 | 3.933e-10 | 1.7341e-10 | -4.9801e-08 | 1.8236e-09 | -8.9976e-10 | -3.3433e-11 | 8.5551e-10 | -1.2742e-09 | 0 | 0 | 0 | 0 | 0 | 0 |  | 1.3428 | 0.66964 | 0.65424 | 1.3428 | 0.66964 | 0.65424 | -0.43231 | -97.2233 | 83.8284 | -0.43231 | -97.2233 | 83.8284
Line16_4_18 | 0 | 0 | 0 | 0 | 0 | 0 | 0 | 0 | 0 | 0 | 0 | 0 | 2.7643e-09 | -2.5092e-08 | 2.3933e-08 | -2.1745e-09 | 3.9244e-10 | 1.7694e-10 | -4.967e-08 | 1.8018e-09 | -8.1986e-10 | -3.6294e-11 | 8.5446e-10 | -1.2703e-09 | 0 | 0 | 0 | 0 | 0 | 0 |  | 1.3419 | 0.67061 | 0.65328 | 1.3419 | 0.67061 | 0.65328 | -0.4696 | -97.2875 | 83.8958 | -0.4696 | -97.2875 | 83.8958
Line17_5_19 | 0 | 0 | 0 | 0 | 0 | 0 | 0 | 0 | 0 | 0 | 0 | 0 | 2.7044e-09 | -2.5102e-08 | 2.4011e-08 | -2.1801e-09 | 3.933e-10 | 1.7341e-10 | -4.9801e-08 | 1.8236e-09 | -8.9976e-10 | -3.3433e-11 | 8.555e-10 | -1.2742e-09 | 0 | 0 | 0 | 0 | 0 | 0 |  | 1.3428 | 0.66964 | 0.65424 | 1.3428 | 0.66964 | 0.65424 | -0.4323 | -97.2233 | 83.8284 | -0.4323 | -97.2233 | 83.8284
Line1_1_3 | 1.2867e-06 | 1.302e-06 | 1.2723e-06 | 1.1261e-06 | 1.1414e-06 | 1.1118e-06 | 2.9714e-07 | 3.0068e-07 | 2.9381e-07 | 2.6007e-07 | 2.6359e-07 | 2.5676e-07 | 2.1635e-08 | -2.0082e-07 | 1.9209e-07 | -2.1111e-08 | 1.7611e-07 | -1.6791e-07 | -3.9841e-07 | 1.4589e-08 | -7.198e-09 | 3.4857e-07 | -1.191e-08 | 5.024e-09 | 86.4594 | 86.9318 | 85.9744 | -93.8981 | -93.3544 | -94.4577 |  | 1.3428 | 0.66964 | 0.65424 | 1.3428 | 0.66964 | 0.65424 | -0.4323 | -97.2233 | 83.8284 | -0.4323 | -97.2233 | 83.8284
Line2_1_4 | 0.020423 | 0.020423 | 0.020423 | 0.020423 | 0.020423 | 0.020423 | 0.0047166 | 0.0047166 | 0.0047166 | 0.0047166 | 0.0047166 | 0.0047166 | 0.0063328 | -0.00033425 | 0.00027018 | -0.0063288 | 0.00033823 | -0.00026616 | 7.9161e-05 | -0.0031407 | 0.0030739 | -7.504e-05 | 0.0031448 | -0.0030698 | -1.1485 | -1.1485 | -1.1485 | 178.8511 | 178.8511 | 178.8511 |  | 1.3428 | 0.66964 | 0.65424 | 1.3419 | 0.67061 | 0.65328 | -0.4323 | -97.2233 | 83.8284 | -0.4696 | -97.2875 | 83.8958
Line3_1_5 | 0 | 0 | 0 | 0 | 0 | 0 | 0 | 0 | 0 | 0 | 0 | 0 | 5.4087e-09 | -5.0204e-08 | 4.8023e-08 | -4.8845e-09 | 2.5496e-08 | -2.3838e-08 | -9.9602e-08 | 3.6473e-09 | -1.7995e-09 | 4.9768e-08 | -9.6814e-10 | -3.7449e-10 | 0 | 0 | 0 | 0 | 0 | 0 |  | 1.3428 | 0.66964 | 0.65424 | 1.3428 | 0.66964 | 0.65424 | -0.4323 | -97.2233 | 83.8284 | -0.4323 | -97.2233 | 83.8284
Line4_2_6 | 0 | 1.4026 | 1.3545 | 0 | 1.4026 | 1.3545 | 0 | 0.32391 | 0.31281 | 0 | 0.32391 | 0.31281 | 1.1756e-08 | 0.11214 | 0.10682 | -1.1274e-08 | -0.074757 | -0.071211 | -2.5028e-07 | 0.11786 | 0.11022 | 2.0021e-07 | -0.07857 | -0.07348 | 0 | -143.6479 | 37.9299 | 0 | 36.3521 | -142.0701 |  | 1.3419 | 0.50223 | 0.49068 | 1.3411 | 0.33482 | 0.32712 | -0.46961 | -97.2233 | 83.8284 | -0.50697 | -97.2233 | 83.8284
Line5_6_7 | 0 | 1.4026 | 1.3545 | 0 | 1.4026 | 1.3545 | 0 | 0.32391 | 0.31281 | 0 | 0.32391 | 0.31281 | 9.1049e-09 | 0.074757 | 0.071211 | -8.7882e-09 | -0.037379 | -0.035605 | -2.0025e-07 | 0.07857 | 0.07348 | 1.5015e-07 | -0.039285 | -0.03674 | 0 | -143.6479 | 37.9299 | 0 | 36.3522 | -142.0701 |  | 1.3411 | 0.33482 | 0.32712 | 1.3402 | 0.16741 | 0.16356 | -0.50697 | -97.2233 | 83.8284 | -0.54437 | -97.2233 | 83.8284
Line6_7_8 | 0 | 1.4026 | 1.3545 | 0 | 1.4026 | 1.3545 | 0 | 0.32391 | 0.31281 | 0 | 0.32391 | 0.31281 | 6.6249e-09 | 0.037379 | 0.035605 | -6.4734e-09 | -2.2676e-14 | -5.935e-15 | -1.5019e-07 | 0.039285 | 0.03674 | 1.0005e-07 | 4.4991e-15 | 6.2543e-15 | 0 | -143.6478 | 37.9299 | 0 | 36.3522 | -142.0701 |  | 1.3402 | 0.16741 | 0.16356 | 1.3393 | 0 | 0 | -0.54437 | -97.2233 | 83.8284 | -0.58182 | 0 | 0
Line7_8_9 | 0 | 0 | 0 | 0 | 0 | 0 | 0 | 0 | 0 | 0 | 0 | 0 | 2.1578e-09 | -1.3513e-21 | -8.6567e-23 | -2.1578e-09 | 6.5531e-18 | -1.1152e-17 | -5.0048e-08 | 2.5397e-21 | -9.498e-22 | -4.4881e-11 | 1.9968e-17 | -1.5788e-18 | 0 | 0 | 0 | 0 | 0 | 0 |  | 1.3393 | 0 | 0 | 1.3393 | 0 | 0 | -0.58182 | 0 | 0 | -0.58183 | 0 | 0
Line8_8_10 | 0 | 0 | 0 | 0 | 0 | 0 | 0 | 0 | 0 | 0 | 0 | 0 | 2.1578e-09 | -1.3513e-21 | -8.6567e-23 | -2.1578e-09 | 6.5531e-18 | -1.1152e-17 | -5.0048e-08 | 2.5397e-21 | -9.498e-22 | -4.4881e-11 | 1.9968e-17 | -1.5788e-18 | 0 | 0 | 0 | 0 | 0 | 0 |  | 1.3393 | 0 | 0 | 1.3393 | 0 | 0 | -0.58182 | 0 | 0 | -0.58183 | 0 | 0
Line9_3_11 | 1.1258e-06 | 1.1392e-06 | 1.1132e-06 | 0 | 0 | 0 | 2.6e-07 | 2.631e-07 | 2.5709e-07 | 0 | 0 | 0 | 1.8931e-08 | -1.7572e-07 | 1.6808e-07 | -1.8406e-08 | 1.5101e-07 | -1.4389e-07 | -3.4861e-07 | 1.2765e-08 | -6.2983e-09 | 2.9877e-07 | -1.0086e-08 | 4.1243e-09 | 86.4594 | 86.9318 | 85.9744 | 0 | 0 | 0 |  | 1.3428 | 0.66964 | 0.65424 | 1.3428 | 0.66964 | 0.65424 | -0.4323 | -97.2233 | 83.8284 | -0.4323 | -97.2233 | 83.8284

## LLG_min_fault_6
name | pf_ikss_a_from_ka | pf_ikss_b_from_ka | pf_ikss_c_from_ka | pf_ikss_a_to_ka | pf_ikss_b_to_ka | pf_ikss_c_to_ka | pf_skss_a_from_mw | pf_skss_b_from_mw | pf_skss_c_from_mw | pf_skss_a_to_mw | pf_skss_b_to_mw | pf_skss_c_to_mw | pf_p_a_from_mw | pf_p_b_from_mw | pf_p_c_from_mw | pf_p_a_to_mw | pf_p_b_to_mw | pf_p_c_to_mw | pf_q_a_from_mvar | pf_q_b_from_mvar | pf_q_c_from_mvar | pf_q_a_to_mvar | pf_q_b_to_mvar | pf_q_c_to_mvar | pf_ikss_a_from_degree | pf_ikss_b_from_degree | pf_ikss_c_from_degree | pf_ikss_a_to_degree | pf_ikss_b_to_degree | pf_ikss_c_to_degree | 3xI0 | pf_vm_a_from_pu | pf_vm_b_from_pu | pf_vm_c_from_pu | pf_vm_a_to_pu | pf_vm_b_to_pu | pf_vm_c_to_pu | pf_va_a_from_degree | pf_va_b_from_degree | pf_va_c_from_degree | pf_va_a_to_degree | pf_va_b_to_degree | pf_va_c_to_degree
Line0_1_2 | 0 | 0.031056 | 0.026048 | 0 | 0.031057 | 0.026048 | 0 | 0.0071722 | 0.0060156 | 0 | 0.0071722 | 0.0060155 | 4.2976e-08 | 0.0048839 | 0.0034508 | -3.6333e-08 | -0.0048686 | -0.0034362 | -7.8231e-08 | 0.0049019 | 0.003438 | 6.4962e-08 | -0.004882 | -0.0034266 | 0 | -155.6046 | 69.4909 | 0 | 24.3955 | -110.5091 |  | 1.0915 | 0.96478 | 0.80976 | 1.091 | 0.96132 | 0.80671 | -4.4155 | -110.4997 | 114.3841 | -4.4233 | -110.5256 | 114.4105
Line10_11_12 | 0 | 0 | 0 | 0 | 0 | 0 | 0 | 0 | 0 | 0 | 0 | 0 | 4.3225e-08 | -7.6568e-08 | 3.4981e-08 | -3.6598e-08 | 6.3708e-08 | -2.8748e-08 | -7.7624e-08 | -1.7658e-08 | 5.5877e-08 | 6.4394e-08 | 1.527e-08 | -4.684e-08 | 0 | 0 | 0 | 0 | 0 | 0 |  | 1.0915 | 0.96478 | 0.80976 | 1.0915 | 0.96478 | 0.80976 | -4.4155 | -110.4997 | 114.3841 | -4.4155 | -110.4997 | 114.3841
Line11_12_13 | 0 | 0 | 0 | 0 | 0 | 0 | 0 | 0 | 0 | 0 | 0 | 0 | 3.6021e-08 | -6.3806e-08 | 2.915e-08 | -2.9394e-08 | 5.0947e-08 | -2.2917e-08 | -6.4687e-08 | -1.4715e-08 | 4.6564e-08 | 5.1457e-08 | 1.2327e-08 | -3.7528e-08 | 0 | 0 | 0 | 0 | 0 | 0 |  | 1.0915 | 0.96478 | 0.80976 | 1.0915 | 0.96478 | 0.80976 | -4.4155 | -110.4997 | 114.3841 | -4.4155 | -110.4997 | 114.3841
Line12_13_15 | 0 | 0 | 0 | 0 | 0 | 0 | 0 | 0 | 0 | 0 | 0 | 0 | 2.1612e-08 | -3.8284e-08 | 1.749e-08 | -1.4986e-08 | 2.5424e-08 | -1.1257e-08 | -3.8812e-08 | -8.829e-09 | 2.7939e-08 | 2.5582e-08 | 6.4407e-09 | -1.8902e-08 | 0 | 0 | 0 | 0 | 0 | 0 |  | 1.0915 | 0.96478 | 0.80976 | 1.0915 | 0.96478 | 0.80976 | -4.4155 | -110.4997 | 114.3841 | -4.4155 | -110.4997 | 114.3841
Line13_13_14 | 0 | 0 | 0 | 0 | 0 | 0 | 0 | 0 | 0 | 0 | 0 | 0 | 7.2041e-09 | -1.2761e-08 | 5.8301e-09 | -5.7741e-10 | -9.8392e-11 | 4.0285e-10 | -1.2937e-08 | -2.943e-09 | 9.3129e-09 | -2.927e-10 | 5.5468e-10 | -2.7603e-10 | 0 | 0 | 0 | 0 | 0 | 0 |  | 1.0915 | 0.96478 | 0.80976 | 1.0915 | 0.96478 | 0.80976 | -4.4155 | -110.4997 | 114.3841 | -4.4155 | -110.4997 | 114.3841
Line14_15_16 | 0 | 0 | 0 | 0 | 0 | 0 | 0 | 0 | 0 | 0 | 0 | 0 | 1.4408e-08 | -2.5523e-08 | 1.166e-08 | -7.7816e-09 | 1.2663e-08 | -5.4272e-09 | -2.5875e-08 | -5.886e-09 | 1.8626e-08 | 1.2645e-08 | 3.4977e-09 | -9.5889e-09 | 0 | 0 | 0 | 0 | 0 | 0 |  | 1.0915 | 0.96478 | 0.80976 | 1.0915 | 0.96478 | 0.80976 | -4.4155 | -110.4997 | 114.3841 | -4.4155 | -110.4997 | 114.3841
Line15_16_17 | 0 | 0 | 0 | 0 | 0 | 0 | 0 | 0 | 0 | 0 | 0 | 0 | 7.2041e-09 | -1.2761e-08 | 5.8301e-09 | -5.7741e-10 | -9.8392e-11 | 4.0285e-10 | -1.2937e-08 | -2.943e-09 | 9.3129e-09 | -2.927e-10 | 5.5468e-10 | -2.7603e-10 | 0 | 0 | 0 | 0 | 0 | 0 |  | 1.0915 | 0.96478 | 0.80976 | 1.0915 | 0.96478 | 0.80976 | -4.4155 | -110.4997 | 114.3841 | -4.4155 | -110.4997 | 114.3841
Line16_4_18 | 0 | 0 | 0 | 0 | 0 | 0 | 0 | 0 | 0 | 0 | 0 | 0 | 7.2115e-09 | -1.2735e-08 | 5.7958e-09 | -5.7554e-10 | -9.913e-11 | 4.0282e-10 | -1.2894e-08 | -2.9587e-09 | 9.3106e-09 | -2.9311e-10 | 5.5358e-10 | -2.7452e-10 | 0 | 0 | 0 | 0 | 0 | 0 |  | 1.091 | 0.96504 | 0.80983 | 1.091 | 0.96504 | 0.80983 | -4.4233 | -110.5214 | 114.4153 | -4.4233 | -110.5214 | 114.4153
Line17_5_19 | 0 | 0 | 0 | 0 | 0 | 0 | 0 | 0 | 0 | 0 | 0 | 0 | 7.2041e-09 | -1.2761e-08 | 5.8301e-09 | -5.7741e-10 | -9.8392e-11 | 4.0285e-10 | -1.2937e-08 | -2.943e-09 | 9.3129e-09 | -2.927e-10 | 5.5468e-10 | -2.7603e-10 | 0 | 0 | 0 | 0 | 0 | 0 |  | 1.0915 | 0.96478 | 0.80976 | 1.0915 | 0.96478 | 0.80976 | -4.4155 | -110.4997 | 114.3841 | -4.4155 | -110.4997 | 114.3841
Line1_1_3 | 0 | 0 | 0 | 0 | 0 | 0 | 0 | 0 | 0 | 0 | 0 | 0 | 5.7633e-08 | -1.0209e-07 | 4.6641e-08 | -5.1006e-08 | 8.923e-08 | -4.0408e-08 | -1.035e-07 | -2.3544e-08 | 7.4503e-08 | 9.0269e-08 | 2.1156e-08 | -6.5466e-08 | 0 | 0 | 0 | 0 | 0 | 0 |  | 1.0915 | 0.96478 | 0.80976 | 1.0915 | 0.96478 | 0.80976 | -4.4155 | -110.4997 | 114.3841 | -4.4155 | -110.4997 | 114.3841
Line2_1_4 | 0.00746 | 0.00746 | 0.00746 | 0.00746 | 0.00746 | 0.00746 | 0.0017228 | 0.0017228 | 0.0017228 | 0.0017228 | 0.0017228 | 0.0017228 | 0.0016796 | 0.00030674 | -0.00115 | -0.0016791 | -0.00030622 | 0.0011505 | 0.00084545 | -0.0016336 | 0.0007898 | -0.00084491 | 0.0016342 | -0.00078924 | -31.1344 | -31.1344 | -31.1344 | 148.8651 | 148.8651 | 148.8651 |  | 1.0915 | 0.96478 | 0.80976 | 1.091 | 0.96504 | 0.80983 | -4.4155 | -110.4997 | 114.3841 | -4.4233 | -110.5214 | 114.4153
Line3_1_5 | 0 | 0 | 0 | 0 | 0 | 0 | 0 | 0 | 0 | 0 | 0 | 0 | 1.4408e-08 | -2.5523e-08 | 1.166e-08 | -7.7815e-09 | 1.2663e-08 | -5.4272e-09 | -2.5875e-08 | -5.886e-09 | 1.8626e-08 | 1.2645e-08 | 3.4977e-09 | -9.5889e-09 | 0 | 0 | 0 | 0 | 0 | 0 |  | 1.0915 | 0.96478 | 0.80976 | 1.0915 | 0.96478 | 0.80976 | -4.4155 | -110.4997 | 114.3841 | -4.4155 | -110.4997 | 114.3841
Line4_2_6 | 0 | 0.031057 | 0.026048 | 0 | 0.031057 | 0.026048 | 0 | 0.0071722 | 0.0060155 | 0 | 0.0071722 | 0.0060155 | 3.5758e-08 | 0.0048686 | 0.0034362 | -2.9138e-08 | -0.0048533 | -0.0034216 | -6.5255e-08 | 0.004882 | 0.0034266 | 5.1955e-08 | -0.0048622 | -0.0034152 | 0 | -155.6045 | 69.4909 | 0 | 24.3955 | -110.5091 |  | 1.091 | 0.96132 | 0.80671 | 1.0906 | 0.95785 | 0.80365 | -4.4233 | -110.5256 | 114.4105 | -4.4311 | -110.5516 | 114.4372
Line5_6_7 | 0 | 0.031057 | 0.026048 | 0 | 0.031057 | 0.026048 | 0 | 0.0071722 | 0.0060155 | 0 | 0.0071722 | 0.0060155 | 2.8564e-08 | 0.0048533 | 0.0034216 | -2.1966e-08 | -0.0048379 | -0.003407 | -5.2248e-08 | 0.0048622 | 0.0034152 | 3.8918e-08 | -0.0048424 | -0.0034038 | 0 | -155.6045 | 69.4909 | 0 | 24.3956 | -110.509 |  | 1.0906 | 0.95785 | 0.80365 | 1.0902 | 0.95438 | 0.8006 | -4.4311 | -110.5516 | 114.4372 | -4.439 | -110.5778 | 114.464
Line6_7_8 | 0 | 0.031057 | 0.026048 | 0 | 0.031057 | 0.026048 | 0 | 0.0071722 | 0.0060155 | 0 | 0.0071722 | 0.0060155 | 2.1394e-08 | 0.0048379 | 0.003407 | -1.4819e-08 | -0.0048226 | -0.0033924 | -3.9212e-08 | 0.0048424 | 0.0034038 | 2.5852e-08 | -0.0048226 | -0.0033925 | 0 | -155.6044 | 69.491 | 0 | 24.3956 | -110.509 |  | 1.0902 | 0.95438 | 0.8006 | 1.0898 | 0.95092 | 0.79755 | -4.439 | -110.5778 | 114.464 | -4.4468 | -110.6043 | 114.491
Line7_8_9 | 0 | 0 | 0 | 0 | 0 | 0 | 0 | 0 | 0 | 0 | 0 | 0 | 7.1246e-09 | -1.2747e-08 | 5.8074e-09 | -5.6993e-10 | -4.7632e-11 | 4.3299e-10 | -1.3073e-08 | -2.7885e-09 | 9.1984e-09 | -2.9432e-10 | 5.4075e-10 | -2.667e-10 | 0 | 0 | 0 | 0 | 0 | 0 |  | 1.0898 | 0.95092 | 0.79755 | 1.0898 | 0.95092 | 0.79755 | -4.4468 | -110.6043 | 114.491 | -4.4468 | -110.6043 | 114.491
Line8_8_10 | 0 | 0 | 0 | 0 | 0 | 0 | 0 | 0 | 0 | 0 | 0 | 0 | 7.1246e-09 | -1.2747e-08 | 5.8074e-09 | -5.6993e-10 | -4.7632e-11 | 4.3299e-10 | -1.3073e-08 | -2.7885e-09 | 9.1984e-09 | -2.9432e-10 | 5.4075e-10 | -2.667e-10 | 0 | 0 | 0 | 0 | 0 | 0 |  | 1.0898 | 0.95092 | 0.79755 | 1.0898 | 0.95092 | 0.79755 | -4.4468 | -110.6043 | 114.491 | -4.4468 | -110.6043 | 114.491
Line9_3_11 | 0 | 0 | 0 | 0 | 0 | 0 | 0 | 0 | 0 | 0 | 0 | 0 | 5.0429e-08 | -8.9329e-08 | 4.0811e-08 | -4.3802e-08 | 7.6469e-08 | -3.4578e-08 | -9.0562e-08 | -2.0601e-08 | 6.519e-08 | 7.7332e-08 | 1.8213e-08 | -5.6153e-08 | 0 | 0 | 0 | 0 | 0 | 0 |  | 1.0915 | 0.96478 | 0.80976 | 1.0915 | 0.96478 | 0.80976 | -4.4155 | -110.4997 | 114.3841 | -4.4155 | -110.4997 | 114.3841

## LLG_min_fault_10
name | pf_ikss_a_from_ka | pf_ikss_b_from_ka | pf_ikss_c_from_ka | pf_ikss_a_to_ka | pf_ikss_b_to_ka | pf_ikss_c_to_ka | pf_skss_a_from_mw | pf_skss_b_from_mw | pf_skss_c_from_mw | pf_skss_a_to_mw | pf_skss_b_to_mw | pf_skss_c_to_mw | pf_p_a_from_mw | pf_p_b_from_mw | pf_p_c_from_mw | pf_p_a_to_mw | pf_p_b_to_mw | pf_p_c_to_mw | pf_q_a_from_mvar | pf_q_b_from_mvar | pf_q_c_from_mvar | pf_q_a_to_mvar | pf_q_b_to_mvar | pf_q_c_to_mvar | pf_ikss_a_from_degree | pf_ikss_b_from_degree | pf_ikss_c_from_degree | pf_ikss_a_to_degree | pf_ikss_b_to_degree | pf_ikss_c_to_degree | 3xI0 | pf_vm_a_from_pu | pf_vm_b_from_pu | pf_vm_c_from_pu | pf_vm_a_to_pu | pf_vm_b_to_pu | pf_vm_c_to_pu | pf_va_a_from_degree | pf_va_b_from_degree | pf_va_c_from_degree | pf_va_a_to_degree | pf_va_b_to_degree | pf_va_c_to_degree
Line0_1_2 | 0 | 0.029422 | 0.024677 | 0 | 0.029422 | 0.024677 | 0 | 0.0067947 | 0.0056989 | 0 | 0.0067947 | 0.0056989 | 3.8571e-08 | 0.0043834 | 0.0030972 | -3.2609e-08 | -0.0043696 | -0.0030841 | -7.0213e-08 | 0.0043994 | 0.0030856 | 5.8304e-08 | -0.0043817 | -0.0030754 | 0 | -155.6046 | 69.4909 | 0 | 24.3955 | -110.5091 |  | 1.034 | 0.91401 | 0.76714 | 1.0336 | 0.91072 | 0.76425 | -4.4155 | -110.4997 | 114.3841 | -4.4233 | -110.5256 | 114.4105
Line10_11_12 | 0 | 0 | 0 | 0 | 0 | 0 | 0 | 0 | 0 | 0 | 0 | 0 | 3.8795e-08 | -6.872e-08 | 3.1395e-08 | -3.2847e-08 | 5.7178e-08 | -2.5801e-08 | -6.9668e-08 | -1.5848e-08 | 5.015e-08 | 5.7794e-08 | 1.3705e-08 | -4.204e-08 | 0 | 0 | 0 | 0 | 0 | 0 |  | 1.034 | 0.91401 | 0.76714 | 1.034 | 0.91401 | 0.76714 | -4.4155 | -110.4997 | 114.3841 | -4.4155 | -110.4997 | 114.3841
Line11_12_13 | 0 | 0 | 0 | 0 | 0 | 0 | 0 | 0 | 0 | 0 | 0 | 0 | 3.2329e-08 | -5.7267e-08 | 2.6163e-08 | -2.6381e-08 | 4.5725e-08 | -2.0569e-08 | -5.8057e-08 | -1.3207e-08 | 4.1792e-08 | 4.6183e-08 | 1.1063e-08 | -3.3681e-08 | 0 | 0 | 0 | 0 | 0 | 0 |  | 1.034 | 0.91401 | 0.76714 | 1.034 | 0.91401 | 0.76714 | -4.4155 | -110.4997 | 114.3841 | -4.4155 | -110.4997 | 114.3841
Line12_13_15 | 0 | 0 | 0 | 0 | 0 | 0 | 0 | 0 | 0 | 0 | 0 | 0 | 1.9397e-08 | -3.436e-08 | 1.5698e-08 | -1.345e-08 | 2.2818e-08 | -1.0104e-08 | -3.4834e-08 | -7.9241e-09 | 2.5075e-08 | 2.296e-08 | 5.7806e-09 | -1.6965e-08 | 0 | 0 | 0 | 0 | 0 | 0 |  | 1.034 | 0.91401 | 0.76714 | 1.034 | 0.91401 | 0.76714 | -4.4155 | -110.4997 | 114.3841 | -4.4155 | -110.4997 | 114.3841
Line13_13_14 | 0 | 0 | 0 | 0 | 0 | 0 | 0 | 0 | 0 | 0 | 0 | 0 | 6.4658e-09 | -1.1453e-08 | 5.2325e-09 | -5.1823e-10 | -8.8307e-11 | 3.6156e-10 | -1.1611e-08 | -2.6414e-09 | 8.3584e-09 | -2.627e-10 | 4.9783e-10 | -2.4774e-10 | 0 | 0 | 0 | 0 | 0 | 0 |  | 1.034 | 0.91401 | 0.76714 | 1.034 | 0.91401 | 0.76714 | -4.4155 | -110.4997 | 114.3841 | -4.4155 | -110.4997 | 114.3841
Line14_15_16 | 0 | 0 | 0 | 0 | 0 | 0 | 0 | 0 | 0 | 0 | 0 | 0 | 1.2932e-08 | -2.2907e-08 | 1.0465e-08 | -6.984e-09 | 1.1365e-08 | -4.871e-09 | -2.3223e-08 | -5.2827e-09 | 1.6717e-08 | 1.1349e-08 | 3.1392e-09 | -8.6061e-09 | 0 | 0 | 0 | 0 | 0 | 0 |  | 1.034 | 0.91401 | 0.76714 | 1.034 | 0.91401 | 0.76714 | -4.4155 | -110.4997 | 114.3841 | -4.4155 | -110.4997 | 114.3841
Line15_16_17 | 0 | 0 | 0 | 0 | 0 | 0 | 0 | 0 | 0 | 0 | 0 | 0 | 6.4658e-09 | -1.1453e-08 | 5.2325e-09 | -5.1823e-10 | -8.8308e-11 | 3.6156e-10 | -1.1611e-08 | -2.6414e-09 | 8.3584e-09 | -2.627e-10 | 4.9783e-10 | -2.4774e-10 | 0 | 0 | 0 | 0 | 0 | 0 |  | 1.034 | 0.91401 | 0.76714 | 1.034 | 0.91401 | 0.76714 | -4.4155 | -110.4997 | 114.3841 | -4.4155 | -110.4997 | 114.3841
Line16_4_18 | 0 | 0 | 0 | 0 | 0 | 0 | 0 | 0 | 0 | 0 | 0 | 0 | 6.4724e-09 | -1.143e-08 | 5.2017e-09 | -5.1655e-10 | -8.897e-11 | 3.6153e-10 | -1.1573e-08 | -2.6555e-09 | 8.3564e-09 | -2.6307e-10 | 4.9684e-10 | -2.4638e-10 | 0 | 0 | 0 | 0 | 0 | 0 |  | 1.0336 | 0.91425 | 0.76721 | 1.0336 | 0.91425 | 0.76721 | -4.4233 | -110.5214 | 114.4153 | -4.4233 | -110.5214 | 114.4153
Line17_5_19 | 0 | 0 | 0 | 0 | 0 | 0 | 0 | 0 | 0 | 0 | 0 | 0 | 6.4658e-09 | -1.1453e-08 | 5.2325e-09 | -5.1823e-10 | -8.8307e-11 | 3.6156e-10 | -1.1611e-08 | -2.6414e-09 | 8.3584e-09 | -2.627e-10 | 4.9783e-10 | -2.4774e-10 | 0 | 0 | 0 | 0 | 0 | 0 |  | 1.034 | 0.91401 | 0.76714 | 1.034 | 0.91401 | 0.76714 | -4.4155 | -110.4997 | 114.3841 | -4.4155 | -110.4997 | 114.3841
Line1_1_3 | 0 | 0 | 0 | 0 | 0 | 0 | 0 | 0 | 0 | 0 | 0 | 0 | 5.1726e-08 | -9.1627e-08 | 4.186e-08 | -4.5779e-08 | 8.0085e-08 | -3.6266e-08 | -9.2891e-08 | -2.1131e-08 | 6.6867e-08 | 8.1017e-08 | 1.8987e-08 | -5.8756e-08 | 0 | 0 | 0 | 0 | 0 | 0 |  | 1.034 | 0.91401 | 0.76714 | 1.034 | 0.91401 | 0.76714 | -4.4155 | -110.4997 | 114.3841 | -4.4155 | -110.4997 | 114.3841
Line2_1_4 | 0.0070674 | 0.0070674 | 0.0070674 | 0.0070674 | 0.0070674 | 0.0070674 | 0.0016321 | 0.0016321 | 0.0016321 | 0.0016321 | 0.0016321 | 0.0016321 | 0.0015075 | 0.0002753 | -0.0010321 | -0.001507 | -0.00027484 | 0.0010326 | 0.0007588 | -0.0014662 | 0.00070885 | -0.00075831 | 0.0014667 | -0.00070835 | -31.1344 | -31.1344 | -31.1344 | 148.8651 | 148.8651 | 148.8651 |  | 1.034 | 0.91401 | 0.76714 | 1.0336 | 0.91425 | 0.76721 | -4.4155 | -110.4997 | 114.3841 | -4.4233 | -110.5214 | 114.4153
Line3_1_5 | 0 | 0 | 0 | 0 | 0 | 0 | 0 | 0 | 0 | 0 | 0 | 0 | 1.2932e-08 | -2.2907e-08 | 1.0465e-08 | -6.984e-09 | 1.1365e-08 | -4.871e-09 | -2.3223e-08 | -5.2827e-09 | 1.6717e-08 | 1.1349e-08 | 3.1392e-09 | -8.6061e-09 | 0 | 0 | 0 | 0 | 0 | 0 |  | 1.034 | 0.91401 | 0.76714 | 1.034 | 0.91401 | 0.76714 | -4.4155 | -110.4997 | 114.3841 | -4.4155 | -110.4997 | 114.3841
Line4_2_6 | 0 | 0.029422 | 0.024677 | 0 | 0.029422 | 0.024677 | 0 | 0.0067947 | 0.0056989 | 0 | 0.0067947 | 0.0056989 | 3.2093e-08 | 0.0043696 | 0.0030841 | -2.6151e-08 | -0.0043558 | -0.0030709 | -5.8567e-08 | 0.0043817 | 0.0030754 | 4.663e-08 | -0.0043639 | -0.0030652 | 0 | -155.6045 | 69.4909 | 0 | 24.3955 | -110.5091 |  | 1.0336 | 0.91072 | 0.76425 | 1.0332 | 0.90744 | 0.76136 | -4.4233 | -110.5256 | 114.4105 | -4.4311 | -110.5516 | 114.4372
Line5_6_7 | 0 | 0.029422 | 0.024677 | 0 | 0.029422 | 0.024677 | 0 | 0.0067947 | 0.0056989 | 0 | 0.0067947 | 0.0056989 | 2.5636e-08 | 0.0043558 | 0.0030709 | -1.9715e-08 | -0.0043421 | -0.0030578 | -4.6893e-08 | 0.0043639 | 0.0030652 | 3.4929e-08 | -0.0043461 | -0.003055 | 0 | -155.6045 | 69.4909 | 0 | 24.3956 | -110.509 |  | 1.0332 | 0.90744 | 0.76136 | 1.0328 | 0.90415 | 0.75846 | -4.4311 | -110.5516 | 114.4372 | -4.439 | -110.5778 | 114.464
Line6_7_8 | 0 | 0.029422 | 0.024677 | 0 | 0.029422 | 0.024677 | 0 | 0.0067947 | 0.0056989 | 0 | 0.0067947 | 0.0056989 | 1.9202e-08 | 0.0043421 | 0.0030578 | -1.33e-08 | -0.0043283 | -0.0030447 | -3.5193e-08 | 0.0043461 | 0.003055 | 2.3202e-08 | -0.0043283 | -0.0030447 | 0 | -155.6044 | 69.491 | 0 | 24.3956 | -110.509 |  | 1.0328 | 0.90415 | 0.75846 | 1.0324 | 0.90087 | 0.75557 | -4.439 | -110.5778 | 114.464 | -4.4468 | -110.6043 | 114.491
Line7_8_9 | 0 | 0 | 0 | 0 | 0 | 0 | 0 | 0 | 0 | 0 | 0 | 0 | 6.3944e-09 | -1.1441e-08 | 5.2121e-09 | -5.1152e-10 | -4.275e-11 | 3.8861e-10 | -1.1733e-08 | -2.5027e-09 | 8.2556e-09 | -2.6416e-10 | 4.8533e-10 | -2.3937e-10 | 0 | 0 | 0 | 0 | 0 | 0 |  | 1.0324 | 0.90087 | 0.75557 | 1.0324 | 0.90087 | 0.75557 | -4.4468 | -110.6043 | 114.491 | -4.4468 | -110.6043 | 114.491
Line8_8_10 | 0 | 0 | 0 | 0 | 0 | 0 | 0 | 0 | 0 | 0 | 0 | 0 | 6.3944e-09 | -1.1441e-08 | 5.2121e-09 | -5.1152e-10 | -4.275e-11 | 3.8861e-10 | -1.1733e-08 | -2.5027e-09 | 8.2556e-09 | -2.6416e-10 | 4.8533e-10 | -2.3937e-10 | 0 | 0 | 0 | 0 | 0 | 0 |  | 1.0324 | 0.90087 | 0.75557 | 1.0324 | 0.90087 | 0.75557 | -4.4468 | -110.6043 | 114.491 | -4.4468 | -110.6043 | 114.491
Line9_3_11 | 0 | 0 | 0 | 0 | 0 | 0 | 0 | 0 | 0 | 0 | 0 | 0 | 4.526e-08 | -8.0173e-08 | 3.6628e-08 | -3.9313e-08 | 6.8632e-08 | -3.1034e-08 | -8.128e-08 | -1.849e-08 | 5.8509e-08 | 6.9406e-08 | 1.6346e-08 | -5.0398e-08 | 0 | 0 | 0 | 0 | 0 | 0 |  | 1.034 | 0.91401 | 0.76714 | 1.034 | 0.91401 | 0.76714 | -4.4155 | -110.4997 | 114.3841 | -4.4155 | -110.4997 | 114.3841