## LLL_max_6
name | pf_ikss_from_ka | pf_ikss_to_ka | pf_ip_from_ka | pf_ip_to_ka | pf_skss_from_mw | pf_skss_to_mw | pf_p_from_mw | pf_p_to_mw | pf_q_from_mvar | pf_q_to_mvar | pf_ikss_from_degree | pf_ikss_to_degree | pf_vm_from_pu | pf_vm_to_pu | pf_va_from_degree | pf_va_to_degree
Line0_1_2 | 2.1767 | 2.1767 | 0 | 0 | 1.508 | 1.508 | 0.56854 | -0.42641 | 1.1371 | -0.85282 | -67.8829 | 112.1171 | 0.84302 | 0.63226 | -4.4479 | -4.4479
Line10_11_12 | 0 | 0 | 0 | 0 | 0 | 0 | 0 | 0 | 0 | 0 | 0 | 0 | 0.84302 | 0.84302 | -4.4479 | -4.4479
Line11_12_13 | 0 | 0 | 0 | 0 | 0 | 0 | 0 | 0 | 0 | 0 | 0 | 0 | 0.84302 | 0.84302 | -4.4479 | -4.4479
Line12_13_15 | 0 | 0 | 0 | 0 | 0 | 0 | 0 | 0 | 0 | 0 | 0 | 0 | 0.84302 | 0.84302 | -4.4479 | -4.4479
Line13_13_14 | 0 | 0 | 0 | 0 | 0 | 0 | 0 | 0 | 0 | 0 | 0 | 0 | 0.84302 | 0.84302 | -4.4479 | -4.4479
Line14_15_16 | 0 | 0 | 0 | 0 | 0 | 0 | 0 | 0 | 0 | 0 | 0 | 0 | 0.84302 | 0.84302 | -4.4479 | -4.4479
Line15_16_17 | 0 | 0 | 0 | 0 | 0 | 0 | 0 | 0 | 0 | 0 | 0 | 0 | 0.84302 | 0.84302 | -4.4479 | -4.4479
Line16_4_18 | 0 | 0 | 0 | 0 | 0 | 0 | 0 | 0 | 0 | 0 | 0 | 0 | 0.84302 | 0.84302 | -4.4479 | -4.4479
Line17_5_19 | 0 | 0 | 0 | 0 | 0 | 0 | 0 | 0 | 0 | 0 | 0 | 0 | 0.84302 | 0.84302 | -4.4479 | -4.4479
Line1_1_3 | 0 | 0 | 0 | 0 | 0 | 0 | 0 | 0 | 0 | 0 | 0 | 0 | 0.84302 | 0.84302 | -4.4479 | -4.4479
Line2_1_4 | 0 | 0 | 0 | 0 | 0 | 0 | 0 | 0 | 0 | 0 | 0 | 0 | 0.84302 | 0.84302 | -4.4479 | -4.4479
Line3_1_5 | 0 | 0 | 0 | 0 | 0 | 0 | 0 | 0 | 0 | 0 | 0 | 0 | 0.84302 | 0.84302 | -4.4479 | -4.4479
Line4_2_6 | 2.1767 | 2.1767 | 0 | 0 | 1.508 | 1.508 | 0.42641 | -0.28427 | 0.85282 | -0.56854 | -67.8829 | 112.1171 | 0.63226 | 0.42151 | -4.4479 | -4.4479
Line5_6_7 | 2.1767 | 2.1767 | 0 | 0 | 1.508 | 1.508 | 0.28427 | -0.14214 | 0.56854 | -0.28427 | -67.8829 | 112.1171 | 0.42151 | 0.21075 | -4.4479 | -4.4479
Line6_7_8 | 2.1767 | 2.1767 | 0 | 4.0311 | 1.508 | 1.508 | 0.14214 | -1e-07 | 0.28427 | -1e-07 | -67.8829 | 112.1171 | 0.21075 | 0 | -4.4479 | 0
Line7_8_9 | 0 | 0 | 0 | 0 | 0 | 0 | 7.9247e-22 | 0 | 4.6423e-22 | 0 | 0 | 0 | 0 | 0 | 0 | 0
Line8_8_10 | 0 | 0 | 0 | 0 | 0 | 0 | 7.9247e-22 | 0 | 4.6423e-22 | 0 | 0 | 0 | 0 | 0 | 0 | 0
Line9_3_11 | 0 | 0 | 0 | 0 | 0 | 0 | 0 | 0 | 0 | 0 | 0 | 0 | 0.84302 | 0.84302 | -4.4479 | -4.4479

## LLL_max_10
name | pf_ikss_from_ka | pf_ikss_to_ka | pf_ip_from_ka | pf_ip_to_ka | pf_skss_from_mw | pf_skss_to_mw | pf_p_from_mw | pf_p_to_mw | pf_q_from_mvar | pf_q_to_mvar | pf_ikss_from_degree | pf_ikss_to_degree | pf_vm_from_pu | pf_vm_to_pu | pf_va_from_degree | pf_va_to_degree
Line0_1_2 | 2.259 | 2.259 | 0 | 0 | 1.5651 | 1.5651 | 0.61237 | -0.45928 | 1.2247 | -0.91856 | -68.05 | 111.95 | 0.87491 | 0.65618 | -4.615 | -4.615
Line10_11_12 | 0 | 0 | 0 | 0 | 0 | 0 | 0 | 0 | 0 | 0 | 0 | 0 | 0.87491 | 0.87491 | -4.615 | -4.615
Line11_12_13 | 0 | 0 | 0 | 0 | 0 | 0 | 0 | 0 | 0 | 0 | 0 | 0 | 0.87491 | 0.87491 | -4.615 | -4.615
Line12_13_15 | 0 | 0 | 0 | 0 | 0 | 0 | 0 | 0 | 0 | 0 | 0 | 0 | 0.87491 | 0.87491 | -4.615 | -4.615
Line13_13_14 | 0 | 0 | 0 | 0 | 0 | 0 | 0 | 0 | 0 | 0 | 0 | 0 | 0.87491 | 0.87491 | -4.615 | -4.615
Line14_15_16 | 0 | 0 | 0 | 0 | 0 | 0 | 0 | 0 | 0 | 0 | 0 | 0 | 0.87491 | 0.87491 | -4.615 | -4.615
Line15_16_17 | 0 | 0 | 0 | 0 | 0 | 0 | 0 | 0 | 0 | 0 | 0 | 0 | 0.87491 | 0.87491 | -4.615 | -4.615
Line16_4_18 | 0 | 0 | 0 | 0 | 0 | 0 | 0 | 0 | 0 | 0 | 0 | 0 | 0.87491 | 0.87491 | -4.615 | -4.615
Line17_5_19 | 0 | 0 | 0 | 0 | 0 | 0 | 0 | 0 | 0 | 0 | 0 | 0 | 0.87491 | 0.87491 | -4.615 | -4.615
Line1_1_3 | 0 | 0 | 0 | 0 | 0 | 0 | 0 | 0 | 0 | 0 | 0 | 0 | 0.87491 | 0.87491 | -4.615 | -4.615
Line2_1_4 | 0 | 0 | 0 | 0 | 0 | 0 | 0 | 0 | 0 | 0 | 0 | 0 | 0.87491 | 0.87491 | -4.615 | -4.615
Line3_1_5 | 0 | 0 | 0 | 0 | 0 | 0 | 0 | 0 | 0 | 0 | 0 | 0 | 0.87491 | 0.87491 | -4.615 | -4.615
Line4_2_6 | 2.259 | 2.259 | 0 | 0 | 1.5651 | 1.5651 | 0.45928 | -0.30619 | 0.91856 | -0.61237 | -68.05 | 111.95 | 0.65618 | 0.43745 | -4.615 | -4.615
Line5_6_7 | 2.259 | 2.259 | 0 | 0 | 1.5651 | 1.5651 | 0.30619 | -0.15309 | 0.61237 | -0.30619 | -68.05 | 111.95 | 0.43745 | 0.21873 | -4.615 | -4.615
Line6_7_8 | 2.259 | 2.259 | 0 | 4.1931 | 1.5651 | 1.5651 | 0.15309 | -1e-07 | 0.30619 | -1e-07 | -68.05 | 111.95 | 0.21873 | 0 | -4.615 | 0
Line7_8_9 | 0 | 0 | 0 | 0 | 0 | 0 | 1.1123e-21 | 0 | -5.2195e-22 | 0 | 0 | 0 | 0 | 0 | 0 | 0
Line8_8_10 | 0 | 0 | 0 | 0 | 0 | 0 | 1.1123e-21 | 0 | -5.2195e-22 | 0 | 0 | 0 | 0 | 0 | 0 | 0
Line9_3_11 | 0 | 0 | 0 | 0 | 0 | 0 | 0 | 0 | 0 | 0 | 0 | 0 | 0.87491 | 0.87491 | -4.615 | -4.615

## LLL_max_fault_6
name | pf_ikss_from_ka | pf_ikss_to_ka | pf_ip_from_ka | pf_ip_to_ka | pf_skss_from_mw | pf_skss_to_mw | pf_p_from_mw | pf_p_to_mw | pf_q_from_mvar | pf_q_to_mvar | pf_ikss_from_degree | pf_ikss_to_degree | pf_vm_from_pu | pf_vm_to_pu | pf_va_from_degree | pf_va_to_degree
Line0_1_2 | 0.033802 | 0.033802 | 0 | 0 | 0.023418 | 0.023418 | 0.017275 | -0.017241 | 0.017412 | -0.017344 | -45.346 | 134.654 | 1.0474 | 1.0443 | -0.11952 | -0.17563
Line10_11_12 | 0 | 0 | 0 | 0 | 0 | 0 | 0 | 0 | 0 | 0 | 0 | 0 | 1.0474 | 1.0474 | -0.11952 | -0.11952
Line11_12_13 | 0 | 0 | 0 | 0 | 0 | 0 | 0 | 0 | 0 | 0 | 0 | 0 | 1.0474 | 1.0474 | -0.11952 | -0.11952
Line12_13_15 | 0 | 0 | 0 | 0 | 0 | 0 | 0 | 0 | 0 | 0 | 0 | 0 | 1.0474 | 1.0474 | -0.11952 | -0.11952
Line13_13_14 | 0 | 0 | 0 | 0 | 0 | 0 | 0 | 0 | 0 | 0 | 0 | 0 | 1.0474 | 1.0474 | -0.11952 | -0.11952
Line14_15_16 | 0 | 0 | 0 | 0 | 0 | 0 | 0 | 0 | 0 | 0 | 0 | 0 | 1.0474 | 1.0474 | -0.11952 | -0.11952
Line15_16_17 | 0 | 0 | 0 | 0 | 0 | 0 | 0 | 0 | 0 | 0 | 0 | 0 | 1.0474 | 1.0474 | -0.11952 | -0.11952
Line16_4_18 | 0 | 0 | 0 | 0 | 0 | 0 | 0 | 0 | 0 | 0 | 0 | 0 | 1.0474 | 1.0474 | -0.11952 | -0.11952
Line17_5_19 | 0 | 0 | 0 | 0 | 0 | 0 | 0 | 0 | 0 | 0 | 0 | 0 | 1.0474 | 1.0474 | -0.11952 | -0.11952
Line1_1_3 | 0 | 0 | 0 | 0 | 0 | 0 | 0 | 0 | 0 | 0 | 0 | 0 | 1.0474 | 1.0474 | -0.11952 | -0.11952
Line2_1_4 | 0 | 0 | 0 | 0 | 0 | 0 | 0 | 0 | 0 | 0 | 0 | 0 | 1.0474 | 1.0474 | -0.11952 | -0.11952
Line3_1_5 | 0 | 0 | 0 | 0 | 0 | 0 | 0 | 0 | 0 | 0 | 0 | 0 | 1.0474 | 1.0474 | -0.11952 | -0.11952
Line4_2_6 | 0.033802 | 0.033802 | 0 | 0 | 0.023418 | 0.023418 | 0.017241 | -0.017207 | 0.017344 | -0.017275 | -45.346 | 134.654 | 1.0443 | 1.0412 | -0.17563 | -0.23207
Line5_6_7 | 0.033802 | 0.033802 | 0 | 0 | 0.023418 | 0.023418 | 0.017207 | -0.017173 | 0.017275 | -0.017207 | -45.346 | 134.654 | 1.0412 | 1.0381 | -0.23207 | -0.28886
Line6_7_8 | 0.033802 | 0.033802 | 0 | 0.0626 | 0.023418 | 0.023418 | 0.017173 | -0.017138 | 0.017207 | -0.017138 | -45.346 | 134.654 | 1.0381 | 1.035 | -0.28886 | -0.34598
Line7_8_9 | 0 | 0 | 0 | 0 | 0 | 0 | -1.7102e-10 | 0 | 7.2182e-11 | 0 | 0 | 0 | 1.035 | 1.035 | -0.34598 | -0.34598
Line8_8_10 | 0 | 0 | 0 | 0 | 0 | 0 | -1.7102e-10 | 0 | 7.2182e-11 | 0 | 0 | 0 | 1.035 | 1.035 | -0.34598 | -0.34598
Line9_3_11 | 0 | 0 | 0 | 0 | 0 | 0 | 0 | 0 | 0 | 0 | 0 | 0 | 1.0474 | 1.0474 | -0.11952 | -0.11952

## LLL_max_fault_10
name | pf_ikss_from_ka | pf_ikss_to_ka | pf_ip_from_ka | pf_ip_to_ka | pf_skss_from_mw | pf_skss_to_mw | pf_p_from_mw | pf_p_to_mw | pf_q_from_mvar | pf_q_to_mvar | pf_ikss_from_degree | pf_ikss_to_degree | pf_vm_from_pu | pf_vm_to_pu | pf_va_from_degree | pf_va_to_degree
Line0_1_2 | 0.035407 | 0.035407 | 0 | 0 | 0.024531 | 0.024531 | 0.018955 | -0.018918 | 0.019106 | -0.019031 | -45.3516 | 134.6484 | 1.0971 | 1.0939 | -0.12515 | -0.18126
Line10_11_12 | 0 | 0 | 0 | 0 | 0 | 0 | 0 | 0 | 0 | 0 | 0 | 0 | 1.0971 | 1.0971 | -0.12515 | -0.12515
Line11_12_13 | 0 | 0 | 0 | 0 | 0 | 0 | 0 | 0 | 0 | 0 | 0 | 0 | 1.0971 | 1.0971 | -0.12515 | -0.12515
Line12_13_15 | 0 | 0 | 0 | 0 | 0 | 0 | 0 | 0 | 0 | 0 | 0 | 0 | 1.0971 | 1.0971 | -0.12515 | -0.12515
Line13_13_14 | 0 | 0 | 0 | 0 | 0 | 0 | 0 | 0 | 0 | 0 | 0 | 0 | 1.0971 | 1.0971 | -0.12515 | -0.12515
Line14_15_16 | 0 | 0 | 0 | 0 | 0 | 0 | 0 | 0 | 0 | 0 | 0 | 0 | 1.0971 | 1.0971 | -0.12515 | -0.12515
Line15_16_17 | 0 | 0 | 0 | 0 | 0 | 0 | 0 | 0 | 0 | 0 | 0 | 0 | 1.0971 | 1.0971 | -0.12515 | -0.12515
Line16_4_18 | 0 | 0 | 0 | 0 | 0 | 0 | 0 | 0 | 0 | 0 | 0 | 0 | 1.0971 | 1.0971 | -0.12515 | -0.12515
Line17_5_19 | 0 | 0 | 0 | 0 | 0 | 0 | 0 | 0 | 0 | 0 | 0 | 0 | 1.0971 | 1.0971 | -0.12515 | -0.12515
Line1_1_3 | 0 | 0 | 0 | 0 | 0 | 0 | 0 | 0 | 0 | 0 | 0 | 0 | 1.0971 | 1.0971 | -0.12515 | -0.12515
Line2_1_4 | 0 | 0 | 0 | 0 | 0 | 0 | 0 | 0 | 0 | 0 | 0 | 0 | 1.0971 | 1.0971 | -0.12515 | -0.12515
Line3_1_5 | 0 | 0 | 0 | 0 | 0 | 0 | 0 | 0 | 0 | 0 | 0 | 0 | 1.0971 | 1.0971 | -0.12515 | -0.12515
Line4_2_6 | 0.035407 | 0.035407 | 0 | 0 | 0.024531 | 0.024531 | 0.018918 | -0.01888 | 0.019031 | -0.018955 | -45.3516 | 134.6484 | 1.0939 | 1.0906 | -0.18126 | -0.23771
Line5_6_7 | 0.035407 | 0.035407 | 0 | 0 | 0.024531 | 0.024531 | 0.01888 | -0.018842 | 0.018955 | -0.01888 | -45.3516 | 134.6484 | 1.0906 | 1.0874 | -0.23771 | -0.29449
Line6_7_8 | 0.035407 | 0.035407 | 0 | 0.065722 | 0.024531 | 0.024531 | 0.018842 | -0.018805 | 0.01888 | -0.018805 | -45.3516 | 134.6484 | 1.0874 | 1.0841 | -0.29449 | -0.35161
Line7_8_9 | 0 | 0 | 0 | 0 | 0 | 0 | -1.8919e-10 | 0 | 8.0501e-11 | 0 | 0 | 0 | 1.0841 | 1.0841 | -0.35161 | -0.35161
Line8_8_10 | 0 | 0 | 0 | 0 | 0 | 0 | -1.8919e-10 | 0 | 8.0501e-11 | 0 | 0 | 0 | 1.0841 | 1.0841 | -0.35161 | -0.35161
Line9_3_11 | 0 | 0 | 0 | 0 | 0 | 0 | 0 | 0 | 0 | 0 | 0 | 0 | 1.0971 | 1.0971 | -0.12515 | -0.12515

## LLL_min_6
name | pf_ikss_from_ka | pf_ikss_to_ka | pf_ip_from_ka | pf_ip_to_ka | pf_skss_from_mw | pf_skss_to_mw | pf_p_from_mw | pf_p_to_mw | pf_q_from_mvar | pf_q_to_mvar | pf_ikss_from_degree | pf_ikss_to_degree | pf_vm_from_pu | pf_vm_to_pu | pf_va_from_degree | pf_va_to_degree
Line0_1_2 | 1.6801 | 1.6801 | 0 | 0 | 1.164 | 1.164 | 0.65034 | -0.48775 | 0.67743 | -0.50807 | -52.8727 | 127.1273 | 0.80677 | 0.60508 | -6.7036 | -6.7036
Line10_11_12 | 0 | 0 | 0 | 0 | 0 | 0 | 0 | 0 | 0 | 0 | 0 | 0 | 0.80677 | 0.80677 | -6.7036 | -6.7036
Line11_12_13 | 0 | 0 | 0 | 0 | 0 | 0 | 0 | 0 | 0 | 0 | 0 | 0 | 0.80677 | 0.80677 | -6.7036 | -6.7036
Line12_13_15 | 0 | 0 | 0 | 0 | 0 | 0 | 0 | 0 | 0 | 0 | 0 | 0 | 0.80677 | 0.80677 | -6.7036 | -6.7036
Line13_13_14 | 0 | 0 | 0 | 0 | 0 | 0 | 0 | 0 | 0 | 0 | 0 | 0 | 0.80677 | 0.80677 | -6.7036 | -6.7036
Line14_15_16 | 0 | 0 | 0 | 0 | 0 | 0 | 0 | 0 | 0 | 0 | 0 | 0 | 0.80677 | 0.80677 | -6.7036 | -6.7036
Line15_16_17 | 0 | 0 | 0 | 0 | 0 | 0 | 0 | 0 | 0 | 0 | 0 | 0 | 0.80677 | 0.80677 | -6.7036 | -6.7036
Line16_4_18 | 0 | 0 | 0 | 0 | 0 | 0 | 0 | 0 | 0 | 0 | 0 | 0 | 0.80677 | 0.80677 | -6.7036 | -6.7036
Line17_5_19 | 0 | 0 | 0 | 0 | 0 | 0 | 0 | 0 | 0 | 0 | 0 | 0 | 0.80677 | 0.80677 | -6.7036 | -6.7036
Line1_1_3 | 0 | 0 | 0 | 0 | 0 | 0 | 0 | 0 | 0 | 0 | 0 | 0 | 0.80677 | 0.80677 | -6.7036 | -6.7036
Line2_1_4 | 0 | 0 | 0 | 0 | 0 | 0 | 0 | 0 | 0 | 0 | 0 | 0 | 0.80677 | 0.80677 | -6.7036 | -6.7036
Line3_1_5 | 0 | 0 | 0 | 0 | 0 | 0 | 0 | 0 | 0 | 0 | 0 | 0 | 0.80677 | 0.80677 | -6.7036 | -6.7036
Line4_2_6 | 1.6801 | 1.6801 | 0 | 0 | 1.164 | 1.164 | 0.48775 | -0.32517 | 0.50807 | -0.33872 | -52.8727 | 127.1273 | 0.60508 | 0.40338 | -6.7036 | -6.7036
Line5_6_7 | 1.6801 | 1.6801 | 0 | 0 | 1.164 | 1.164 | 0.32517 | -0.16258 | 0.33872 | -0.16936 | -52.8727 | 127.1273 | 0.40338 | 0.20169 | -6.7036 | -6.7036
Line6_7_8 | 1.6801 | 1.6801 | 0 | 2.6638 | 1.164 | 1.164 | 0.16258 | -1e-07 | 0.16936 | -1e-07 | -52.8727 | 127.1273 | 0.20169 | 0 | -6.7036 | 0
Line7_8_9 | 0 | 0 | 0 | 0 | 0 | 0 | 6.7987e-22 | 0 | 9.0104e-22 | 0 | 0 | 0 | 0 | 0 | 0 | 0
Line8_8_10 | 0 | 0 | 0 | 0 | 0 | 0 | 6.7987e-22 | 0 | 9.0104e-22 | 0 | 0 | 0 | 0 | 0 | 0 | 0
Line9_3_11 | 0 | 0 | 0 | 0 | 0 | 0 | 0 | 0 | 0 | 0 | 0 | 0 | 0.80677 | 0.80677 | -6.7036 | -6.7036

## LLL_min_10
name | pf_ikss_from_ka | pf_ikss_to_ka | pf_ip_from_ka | pf_ip_to_ka | pf_skss_from_mw | pf_skss_to_mw | pf_p_from_mw | pf_p_to_mw | pf_q_from_mvar | pf_q_to_mvar | pf_ikss_from_degree | pf_ikss_to_degree | pf_vm_from_pu | pf_vm_to_pu | pf_va_from_degree | pf_va_to_degree
Line0_1_2 | 1.5916 | 1.5916 | 0 | 0 | 1.1027 | 1.1027 | 0.58368 | -0.43776 | 0.608 | -0.456 | -52.8727 | 127.1273 | 0.76431 | 0.57323 | -6.7036 | -6.7036
Line10_11_12 | 0 | 0 | 0 | 0 | 0 | 0 | 0 | 0 | 0 | 0 | 0 | 0 | 0.76431 | 0.76431 | -6.7036 | -6.7036
Line11_12_13 | 0 | 0 | 0 | 0 | 0 | 0 | 0 | 0 | 0 | 0 | 0 | 0 | 0.76431 | 0.76431 | -6.7036 | -6.7036
Line12_13_15 | 0 | 0 | 0 | 0 | 0 | 0 | 0 | 0 | 0 | 0 | 0 | 0 | 0.76431 | 0.76431 | -6.7036 | -6.7036
Line13_13_14 | 0 | 0 | 0 | 0 | 0 | 0 | 0 | 0 | 0 | 0 | 0 | 0 | 0.76431 | 0.76431 | -6.7036 | -6.7036
Line14_15_16 | 0 | 0 | 0 | 0 | 0 | 0 | 0 | 0 | 0 | 0 | 0 | 0 | 0.76431 | 0.76431 | -6.7036 | -6.7036
Line15_16_17 | 0 | 0 | 0 | 0 | 0 | 0 | 0 | 0 | 0 | 0 | 0 | 0 | 0.76431 | 0.76431 | -6.7036 | -6.7036
Line16_4_18 | 0 | 0 | 0 | 0 | 0 | 0 | 0 | 0 | 0 | 0 | 0 | 0 | 0.76431 | 0.76431 | -6.7036 | -6.7036
Line17_5_19 | 0 | 0 | 0 | 0 | 0 | 0 | 0 | 0 | 0 | 0 | 0 | 0 | 0.76431 | 0.76431 | -6.7036 | -6.7036
Line1_1_3 | 0 | 0 | 0 | 0 | 0 | 0 | 0 | 0 | 0 | 0 | 0 | 0 | 0.76431 | 0.76431 | -6.7036 | -6.7036
Line2_1_4 | 0 | 0 | 0 | 0 | 0 | 0 | 0 | 0 | 0 | 0 | 0 | 0 | 0.76431 | 0.76431 | -6.7036 | -6.7036
Line3_1_5 | 0 | 0 | 0 | 0 | 0 | 0 | 0 | 0 | 0 | 0 | 0 | 0 | 0.76431 | 0.76431 | -6.7036 | -6.7036
Line4_2_6 | 1.5916 | 1.5916 | 0 | 0 | 1.1027 | 1.1027 | 0.43776 | -0.29184 | 0.456 | -0.304 | -52.8727 | 127.1273 | 0.57323 | 0.38215 | -6.7036 | -6.7036
Line5_6_7 | 1.5916 | 1.5916 | 0 | 0 | 1.1027 | 1.1027 | 0.29184 | -0.14592 | 0.304 | -0.152 | -52.8727 | 127.1273 | 0.38215 | 0.19108 | -6.7036 | -6.7036
Line6_7_8 | 1.5916 | 1.5916 | 0 | 2.5236 | 1.1027 | 1.1027 | 0.14592 | -1e-07 | 0.152 | -1e-07 | -52.8727 | 127.1273 | 0.19108 | 0 | -6.7036 | 0
Line7_8_9 | 0 | 0 | 0 | 0 | 0 | 0 | 6.1001e-22 | 0 | 8.0913e-22 | 0 | 0 | 0 | 0 | 0 | 0 | 0
Line8_8_10 | 0 | 0 | 0 | 0 | 0 | 0 | 6.1001e-22 | 0 | 8.0913e-22 | 0 | 0 | 0 | 0 | 0 | 0 | 0
Line9_3_11 | 0 | 0 | 0 | 0 | 0 | 0 | 0 | 0 | 0 | 0 | 0 | 0 | 0.76431 | 0.76431 | -6.7036 | -6.7036

## LLL_min_fault_6
name | pf_ikss_from_ka | pf_ikss_to_ka | pf_ip_from_ka | pf_ip_to_ka | pf_skss_from_mw | pf_skss_to_mw | pf_p_from_mw | pf_p_to_mw | pf_q_from_mvar | pf_q_to_mvar | pf_ikss_from_degree | pf_ikss_to_degree | pf_vm_from_pu | pf_vm_to_pu | pf_va_from_degree | pf_va_to_degree
Line0_1_2 | 0.030469 | 0.030469 | 0 | 0 | 0.02111 | 0.02111 | 0.01414 | -0.014086 | 0.014149 | -0.014093 | -45.1423 | 134.8577 | 0.94756 | 0.9439 | -0.12428 | -0.12874
Line10_11_12 | 0 | 0 | 0 | 0 | 0 | 0 | 0 | 0 | 0 | 0 | 0 | 0 | 0.94756 | 0.94756 | -0.12428 | -0.12428
Line11_12_13 | 0 | 0 | 0 | 0 | 0 | 0 | 0 | 0 | 0 | 0 | 0 | 0 | 0.94756 | 0.94756 | -0.12428 | -0.12428
Line12_13_15 | 0 | 0 | 0 | 0 | 0 | 0 | 0 | 0 | 0 | 0 | 0 | 0 | 0.94756 | 0.94756 | -0.12428 | -0.12428
Line13_13_14 | 0 | 0 | 0 | 0 | 0 | 0 | 0 | 0 | 0 | 0 | 0 | 0 | 0.94756 | 0.94756 | -0.12428 | -0.12428
Line14_15_16 | 0 | 0 | 0 | 0 | 0 | 0 | 0 | 0 | 0 | 0 | 0 | 0 | 0.94756 | 0.94756 | -0.12428 | -0.12428
Line15_16_17 | 0 | 0 | 0 | 0 | 0 | 0 | 0 | 0 | 0 | 0 | 0 | 0 | 0.94756 | 0.94756 | -0.12428 | -0.12428
Line16_4_18 | 0 | 0 | 0 | 0 | 0 | 0 | 0 | 0 | 0 | 0 | 0 | 0 | 0.94756 | 0.94756 | -0.12428 | -0.12428
Line17_5_19 | 0 | 0 | 0 | 0 | 0 | 0 | 0 | 0 | 0 | 0 | 0 | 0 | 0.94756 | 0.94756 | -0.12428 | -0.12428
Line1_1_3 | 0 | 0 | 0 | 0 | 0 | 0 | 0 | 0 | 0 | 0 | 0 | 0 | 0.94756 | 0.94756 | -0.12428 | -0.12428
Line2_1_4 | 0 | 0 | 0 | 0 | 0 | 0 | 0 | 0 | 0 | 0 | 0 | 0 | 0.94756 | 0.94756 | -0.12428 | -0.12428
Line3_1_5 | 0 | 0 | 0 | 0 | 0 | 0 | 0 | 0 | 0 | 0 | 0 | 0 | 0.94756 | 0.94756 | -0.12428 | -0.12428
Line4_2_6 | 0.030469 | 0.030469 | 0 | 0 | 0.02111 | 0.02111 | 0.014086 | -0.014033 | 0.014093 | -0.014037 | -45.1423 | 134.8577 | 0.9439 | 0.94024 | -0.12874 | -0.13323
Line5_6_7 | 0.030469 | 0.030469 | 0 | 0 | 0.02111 | 0.02111 | 0.014033 | -0.013979 | 0.014037 | -0.013981 | -45.1423 | 134.8577 | 0.94024 | 0.93659 | -0.13323 | -0.13776
Line6_7_8 | 0.030469 | 0.030469 | 0 | 0.04831 | 0.02111 | 0.02111 | 0.013979 | -0.013926 | 0.013981 | -0.013926 | -45.1423 | 134.8577 | 0.93659 | 0.93293 | -0.13776 | -0.14233
Line7_8_9 | 0 | 0 | 0 | 0 | 0 | 0 | -1.7514e-10 | 0 | 2.4218e-11 | 0 | 0 | 0 | 0.93293 | 0.93293 | -0.14233 | -0.14233
Line8_8_10 | 0 | 0 | 0 | 0 | 0 | 0 | -1.7514e-10 | 0 | 2.4218e-11 | 0 | 0 | 0 | 0.93293 | 0.93293 | -0.14233 | -0.14233
Line9_3_11 | 0 | 0 | 0 | 0 | 0 | 0 | 0 | 0 | 0 | 0 | 0 | 0 | 0.94756 | 0.94756 | -0.12428 | -0.12428

## LLL_min_fault_10
name | pf_ikss_from_ka | pf_ikss_to_ka | pf_ip_from_ka | pf_ip_to_ka | pf_skss_from_mw | pf_skss_to_mw | pf_p_from_mw | pf_p_to_mw | pf_q_from_mvar | pf_q_to_mvar | pf_ikss_from_degree | pf_ikss_to_degree | pf_vm_from_pu | pf_vm_to_pu | pf_va_from_degree | pf_va_to_degree
Line0_1_2 | 0.028866 | 0.028866 | 0 | 0 | 0.019999 | 0.019999 | 0.01269 | -0.012642 | 0.012698 | -0.012648 | -45.1423 | 134.8577 | 0.89769 | 0.89422 | -0.12428 | -0.12874
Line10_11_12 | 0 | 0 | 0 | 0 | 0 | 0 | 0 | 0 | 0 | 0 | 0 | 0 | 0.89769 | 0.89769 | -0.12428 | -0.12428
Line11_12_13 | 0 | 0 | 0 | 0 | 0 | 0 | 0 | 0 | 0 | 0 | 0 | 0 | 0.89769 | 0.89769 | -0.12428 | -0.12428
Line12_13_15 | 0 | 0 | 0 | 0 | 0 | 0 | 0 | 0 | 0 | 0 | 0 | 0 | 0.89769 | 0.89769 | -0.12428 | -0.12428
Line13_13_14 | 0 | 0 | 0 | 0 | 0 | 0 | 0 | 0 | 0 | 0 | 0 | 0 | 0.89769 | 0.89769 | -0.12428 | -0.12428
Line14_15_16 | 0 | 0 | 0 | 0 | 0 | 0 | 0 | 0 | 0 | 0 | 0 | 0 | 0.89769 | 0.89769 | -0.12428 | -0.12428
Line15_16_17 | 0 | 0 | 0 | 0 | 0 | 0 | 0 | 0 | 0 | 0 | 0 | 0 | 0.89769 | 0.89769 | -0.12428 | -0.12428
Line16_4_18 | 0 | 0 | 0 | 0 | 0 | 0 | 0 | 0 | 0 | 0 | 0 | 0 | 0.89769 | 0.89769 | -0.12428 | -0.12428
Line17_5_19 | 0 | 0 | 0 | 0 | 0 | 0 | 0 | 0 | 0 | 0 | 0 | 0 | 0.89769 | 0.89769 | -0.12428 | -0.12428
Line1_1_3 | 0 | 0 | 0 | 0 | 0 | 0 | 0 | 0 | 0 | 0 | 0 | 0 | 0.89769 | 0.89769 | -0.12428 | -0.12428
Line2_1_4 | 0 | 0 | 0 | 0 | 0 | 0 | 0 | 0 | 0 | 0 | 0 | 0 | 0.89769 | 0.89769 | -0.12428 | -0.12428
Line3_1_5 | 0 | 0 | 0 | 0 | 0 | 0 | 0 | 0 | 0 | 0 | 0 | 0 | 0.89769 | 0.89769 | -0.12428 | -0.12428
Line4_2_6 | 0.028866 | 0.028866 | 0 | 0 | 0.019999 | 0.019999 | 0.012642 | -0.012594 | 0.012648 | -0.012598 | -45.1423 | 134.8577 | 0.89422 | 0.89076 | -0.12874 | -0.13323
Line5_6_7 | 0.028866 | 0.028866 | 0 | 0 | 0.019999 | 0.019999 | 0.012594 | -0.012546 | 0.012598 | -0.012548 | -45.1423 | 134.8577 | 0.89076 | 0.88729 | -0.13323 | -0.13776
Line6_7_8 | 0.028866 | 0.028866 | 0 | 0.045767 | 0.019999 | 0.019999 | 0.012546 | -0.012498 | 0.012548 | -0.012498 | -45.1423 | 134.8577 | 0.88729 | 0.88383 | -0.13776 | -0.14233
Line7_8_9 | 0 | 0 | 0 | 0 | 0 | 0 | -1.5719e-10 | 0 | 2.1736e-11 | 0 | 0 | 0 | 0.88383 | 0.88383 | -0.14233 | -0.14233
Line8_8_10 | 0 | 0 | 0 | 0 | 0 | 0 | -1.5719e-10 | 0 | 2.1736e-11 | 0 | 0 | 0 | 0.88383 | 0.88383 | -0.14233 | -0.14233
Line9_3_11 | 0 | 0 | 0 | 0 | 0 | 0 | 0 | 0 | 0 | 0 | 0 | 0 | 0.89769 | 0.89769 | -0.12428 | -0.12428

## LL_max_6
name | pf_ikss_a_from_ka | pf_ikss_b_from_ka | pf_ikss_c_from_ka | pf_ikss_a_to_ka | pf_ikss_b_to_ka | pf_ikss_c_to_ka | pf_skss_a_from_mw | pf_skss_b_from_mw | pf_skss_c_from_mw | pf_skss_a_to_mw | pf_skss_b_to_mw | pf_skss_c_to_mw | pf_p_a_from_mw | pf_p_b_from_mw | pf_p_c_from_mw | pf_p_a_to_mw | pf_p_b_to_mw | pf_p_c_to_mw | pf_q_a_from_mvar | pf_q_b_from_mvar | pf_q_c_from_mvar | pf_q_a_to_mvar | pf_q_b_to_mvar | pf_q_c_to_mvar | pf_ikss_a_from_degree | pf_ikss_b_from_degree | pf_ikss_c_from_degree | pf_ikss_a_to_degree | pf_ikss_b_to_degree | pf_ikss_c_to_degree | pf_vm_a_from_pu | pf_vm_b_from_pu | pf_vm_c_from_pu | pf_vm_a_to_pu | pf_vm_b_to_pu | pf_vm_c_to_pu | pf_va_a_from_degree | pf_va_b_from_degree | pf_va_c_from_degree | pf_va_a_to_degree | pf_va_b_to_degree | pf_va_c_to_degree
Line0_1_2 | 0 | 1.885 | 1.885 | 0 | 1.885 | 1.885 | 0 | 0.43533 | 0.43533 | 0 | 0.43533 | 0.43533 | 8.9373e-16 | 0.35387 | -0.069596 | -8.5487e-16 | -0.31833 | 0.10513 | -2.9143e-16 | 0.19822 | 0.37032 | 2.72e-16 | -0.12715 | -0.29925 | 0 | -157.8829 | 22.1171 | 0 | 22.1171 | -157.8829 | 1.05 | 0.93171 | 0.86555 | 1.05 | 0.78742 | 0.7286 | 1.9678e-10 | -128.6271 | 122.7608 | 1.9676e-10 | -136.1092 | 131.4739
Line10_11_12 | 0 | 0 | 0 | 0 | 0 | 0 | 0 | 0 | 0 | 0 | 0 | 0 | 2.9143e-16 | -2.1811e-09 | -3.489e-09 | -3.1086e-16 | 2.1811e-09 | 3.489e-09 | 1.9429e-17 | 3.2284e-09 | -9.6307e-10 | -1.0675e-27 | -3.2284e-09 | 9.6307e-10 | 0 | 0 | 0 | 0 | 0 | 0 | 1.05 | 0.93171 | 0.86555 | 1.05 | 0.93171 | 0.86555 | 1.9677e-10 | -128.6271 | 122.7608 | 1.9676e-10 | -128.6271 | 122.7608
Line11_12_13 | 0 | 0 | 0 | 0 | 0 | 0 | 0 | 0 | 0 | 0 | 0 | 0 | 2.72e-16 | -1.8176e-09 | -2.9075e-09 | -2.72e-16 | 1.8176e-09 | 2.9075e-09 | -1.9429e-17 | 2.6904e-09 | -8.0256e-10 | 1.9429e-17 | -2.6904e-09 | 8.0256e-10 | 0 | 0 | 0 | 0 | 0 | 0 | 1.05 | 0.93171 | 0.86555 | 1.05 | 0.93171 | 0.86555 | 1.9676e-10 | -128.6271 | 122.7608 | 1.9676e-10 | -128.6271 | 122.7608
Line12_13_15 | 0 | 0 | 0 | 0 | 0 | 0 | 0 | 0 | 0 | 0 | 0 | 0 | 1.36e-16 | -1.0906e-09 | -1.7445e-09 | -1.36e-16 | 1.0906e-09 | 1.7445e-09 | 1.9429e-17 | 1.6142e-09 | -4.8153e-10 | -1.9429e-17 | -1.6142e-09 | 4.8153e-10 | 0 | 0 | 0 | 0 | 0 | 0 | 1.05 | 0.93171 | 0.86555 | 1.05 | 0.93171 | 0.86555 | 1.9676e-10 | -128.6271 | 122.7608 | 1.9676e-10 | -128.6271 | 122.7608
Line13_13_14 | 0 | 0 | 0 | 0 | 0 | 0 | 0 | 0 | 0 | 0 | 0 | 0 | -1.9429e-17 | -3.6352e-10 | -5.8151e-10 | 1.9429e-17 | 3.6352e-10 | 5.8151e-10 | -6.672e-29 | 5.3807e-10 | -1.6051e-10 | 6.672e-29 | -5.3807e-10 | 1.6051e-10 | 0 | 0 | 0 | 0 | 0 | 0 | 1.05 | 0.93171 | 0.86555 | 1.05 | 0.93171 | 0.86555 | 1.9676e-10 | -128.6271 | 122.7608 | 1.9676e-10 | -128.6271 | 122.7608
Line14_15_16 | 0 | 0 | 0 | 0 | 0 | 0 | 0 | 0 | 0 | 0 | 0 | 0 | 5.8287e-17 | -7.2704e-10 | -1.163e-09 | -9.7145e-17 | 7.2704e-10 | 1.163e-09 | 1.9429e-17 | 1.0761e-09 | -3.2102e-10 | -1.9429e-17 | -1.0761e-09 | 3.2102e-10 | 0 | 0 | 0 | 0 | 0 | 0 | 1.05 | 0.93171 | 0.86555 | 1.05 | 0.93171 | 0.86555 | 1.9676e-10 | -128.6271 | 122.7608 | 1.9675e-10 | -128.6271 | 122.7608
Line15_16_17 | 0 | 0 | 0 | 0 | 0 | 0 | 0 | 0 | 0 | 0 | 0 | 0 | 6.6719e-29 | -3.6352e-10 | -5.8151e-10 | 0 | 3.6352e-10 | 5.8151e-10 | -1.9429e-17 | 5.3807e-10 | -1.6051e-10 | 0 | -5.3807e-10 | 1.6051e-10 | 0 | 0 | 0 | 0 | 0 | 0 | 1.05 | 0.93171 | 0.86555 | 1.05 | 0.93171 | 0.86555 | 1.9675e-10 | -128.6271 | 122.7608 | 1.9675e-10 | -128.6271 | 122.7608
Line16_4_18 | 0 | 0 | 0 | 0 | 0 | 0 | 0 | 0 | 0 | 0 | 0 | 0 | -5.8287e-17 | -3.6352e-10 | -5.8151e-10 | 3.8858e-17 | 3.6352e-10 | 5.8151e-10 | 1.9429e-17 | 5.3807e-10 | -1.6051e-10 | -1.9429e-17 | -5.3807e-10 | 1.6051e-10 | 0 | 0 | 0 | 0 | 0 | 0 | 1.05 | 0.93171 | 0.86555 | 1.05 | 0.93171 | 0.86555 | 1.9678e-10 | -128.6271 | 122.7608 | 1.9678e-10 | -128.6271 | 122.7608
Line17_5_19 | 0 | 0 | 0 | 0 | 0 | 0 | 0 | 0 | 0 | 0 | 0 | 0 | -3.8858e-17 | -3.6352e-10 | -5.8151e-10 | 1.9429e-17 | 3.6352e-10 | 5.8151e-10 | -1.3345e-28 | 5.3807e-10 | -1.6051e-10 | -1.9429e-17 | -5.3807e-10 | 1.6051e-10 | 0 | 0 | 0 | 0 | 0 | 0 | 1.05 | 0.93171 | 0.86555 | 1.05 | 0.93171 | 0.86555 | 1.9678e-10 | -128.6271 | 122.7608 | 1.9678e-10 | -128.6271 | 122.7608
Line1_1_3 | 0 | 0 | 0 | 0 | 0 | 0 | 0 | 0 | 0 | 0 | 0 | 0 | 4.4686e-16 | -2.9082e-09 | -4.6521e-09 | -4.0801e-16 | 2.9082e-09 | 4.6521e-09 | 7.7716e-17 | 4.3046e-09 | -1.2841e-09 | -9.7145e-17 | -4.3046e-09 | 1.2841e-09 | 0 | 0 | 0 | 0 | 0 | 0 | 1.05 | 0.93171 | 0.86555 | 1.05 | 0.93171 | 0.86555 | 1.9678e-10 | -128.6271 | 122.7608 | 1.9677e-10 | -128.6271 | 122.7608
Line2_1_4 | 0 | 0 | 0 | 0 | 0 | 0 | 0 | 0 | 0 | 0 | 0 | 0 | 3.6915e-16 | -7.2704e-10 | -1.163e-09 | -3.3029e-16 | 7.2704e-10 | 1.163e-09 | 1.1074e-15 | 1.0761e-09 | -3.2102e-10 | -1.1074e-15 | -1.0761e-09 | 3.2102e-10 | 0 | 0 | 0 | 0 | 0 | 0 | 1.05 | 0.93171 | 0.86555 | 1.05 | 0.93171 | 0.86555 | 1.9678e-10 | -128.6271 | 122.7608 | 1.9678e-10 | -128.6271 | 122.7608
Line3_1_5 | 0 | 0 | 0 | 0 | 0 | 0 | 0 | 0 | 0 | 0 | 0 | 0 | 9.7145e-17 | -7.2704e-10 | -1.163e-09 | -5.8287e-17 | 7.2704e-10 | 1.163e-09 | 1.9429e-17 | 1.0761e-09 | -3.2102e-10 | -1.9429e-17 | -1.0761e-09 | 3.2102e-10 | 0 | 0 | 0 | 0 | 0 | 0 | 1.05 | 0.93171 | 0.86555 | 1.05 | 0.93171 | 0.86555 | 1.9678e-10 | -128.6271 | 122.7608 | 1.9678e-10 | -128.6271 | 122.7608
Line4_2_6 | 0 | 1.885 | 1.885 | 0 | 1.885 | 1.885 | 0 | 0.43533 | 0.43533 | 0 | 0.43533 | 0.43533 | 7.7716e-16 | 0.31833 | -0.10513 | -6.9944e-16 | -0.2828 | 0.14066 | -3.1086e-16 | 0.12715 | 0.29925 | 2.3315e-16 | -0.056087 | -0.22819 | 0 | -157.8829 | 22.1171 | 0 | 22.1171 | -157.8829 | 1.05 | 0.78742 | 0.7286 | 1.05 | 0.66227 | 0.61575 | 1.9676e-10 | -136.1092 | 131.4739 | 1.9675e-10 | -146.6652 | 143.7688
Line5_6_7 | 0 | 1.885 | 1.885 | 0 | 1.885 | 1.885 | 0 | 0.43533 | 0.43533 | 0 | 0.43533 | 0.43533 | 4.6629e-16 | 0.2828 | -0.14066 | -4.6629e-16 | -0.24727 | 0.1762 | -3.1086e-16 | 0.056087 | 0.22819 | 2.72e-16 | 0.014981 | -0.15712 | 0 | -157.8829 | 22.1171 | 0 | 22.1171 | -157.8829 | 1.05 | 0.66227 | 0.61575 | 1.05 | 0.56903 | 0.54229 | 1.9675e-10 | -146.6652 | 143.7688 | 1.9674e-10 | -161.35 | 160.3935
Line6_7_8 | 0 | 1.885 | 1.885 | 0 | 1.885 | 1.885 | 0 | 0.43533 | 0.43533 | 0 | 0.43533 | 0.43533 | 4.6629e-16 | 0.24727 | -0.1762 | -4.6629e-16 | -0.21173 | 0.21173 | -3.1086e-16 | -0.014981 | 0.15712 | 2.72e-16 | 0.086049 | -0.086049 | 0 | -157.8829 | 22.1171 | 0 | 22.1171 | -157.8829 | 1.05 | 0.56903 | 0.54229 | 1.05 | 0.525 | 0.525 | 1.9674e-10 | -161.35 | 160.3935 | 1.9673e-10 | 180 | 180
Line7_8_9 | 0 | 0 | 0 | 0 | 0 | 0 | 0 | 0 | 0 | 0 | 0 | 0 | -1.5543e-16 | 4.2745e-16 | -3.1087e-16 | 7.7716e-17 | -1.145e-16 | 2.0963e-18 | -3.8858e-17 | 1.7505e-09 | -1.7505e-09 | 2.6684e-28 | -1.7505e-09 | 1.7505e-09 | 0 | 0 | 0 | 0 | 0 | 0 | 1.05 | 0.525 | 0.525 | 1.05 | 0.525 | 0.525 | 1.9673e-10 | 180 | 180 | 1.9673e-10 | -180 | 180
Line8_8_10 | 0 | 0 | 0 | 0 | 0 | 0 | 0 | 0 | 0 | 0 | 0 | 0 | -7.7716e-17 | 5.0516e-16 | -6.2174e-16 | -4.0026e-28 | -1.9222e-16 | 3.1296e-16 | -7.7716e-17 | 1.7505e-09 | -1.7505e-09 | 1.1657e-16 | -1.7505e-09 | 1.7505e-09 | 0 | 0 | 0 | 0 | 0 | 0 | 1.05 | 0.525 | 0.525 | 1.05 | 0.525 | 0.525 | 1.9673e-10 | 180 | 180 | 1.9673e-10 | -180 | 180
Line9_3_11 | 0 | 0 | 0 | 0 | 0 | 0 | 0 | 0 | 0 | 0 | 0 | 0 | 3.4972e-16 | -2.5447e-09 | -4.0705e-09 | -3.4972e-16 | 2.5447e-09 | 4.0705e-09 | 7.7716e-17 | 3.7665e-09 | -1.1236e-09 | -7.7716e-17 | -3.7665e-09 | 1.1236e-09 | 0 | 0 | 0 | 0 | 0 | 0 | 1.05 | 0.93171 | 0.86555 | 1.05 | 0.93171 | 0.86555 | 1.9677e-10 | -128.6271 | 122.7608 | 1.9677e-10 | -128.6271 | 122.7608

## LL_max_10
name | pf_ikss_a_from_ka | pf_ikss_b_from_ka | pf_ikss_c_from_ka | pf_ikss_a_to_ka | pf_ikss_b_to_ka | pf_ikss_c_to_ka | pf_skss_a_from_mw | pf_skss_b_from_mw | pf_skss_c_from_mw | pf_skss_a_to_mw | pf_skss_b_to_mw | pf_skss_c_to_mw | pf_p_a_from_mw | pf_p_b_from_mw | pf_p_c_from_mw | pf_p_a_to_mw | pf_p_b_to_mw | pf_p_c_to_mw | pf_q_a_from_mvar | pf_q_b_from_mvar | pf_q_c_from_mvar | pf_q_a_to_mvar | pf_q_b_to_mvar | pf_q_c_to_mvar | pf_ikss_a_from_degree | pf_ikss_b_from_degree | pf_ikss_c_from_degree | pf_ikss_a_to_degree | pf_ikss_b_to_degree | pf_ikss_c_to_degree | pf_vm_a_from_pu | pf_vm_b_from_pu | pf_vm_c_from_pu | pf_vm_a_to_pu | pf_vm_b_to_pu | pf_vm_c_to_pu | pf_va_a_from_degree | pf_va_b_from_degree | pf_va_c_from_degree | pf_va_a_to_degree | pf_va_b_to_degree | pf_va_c_to_degree
Line0_1_2 | 0 | 1.9564 | 1.9564 | 0 | 1.9564 | 1.9564 | 0 | 0.4518 | 0.4518 | 0 | 0.4518 | 0.4518 | 7.7346e-16 | 0.38357 | -0.077384 | -7.3275e-16 | -0.3453 | 0.11566 | -3.6637e-16 | 0.2133 | 0.39907 | 3.6637e-16 | -0.13675 | -0.32252 | 0 | -158.05 | 21.95 | 0 | 21.95 | -158.05 | 1.1 | 0.97142 | 0.89974 | 1.1 | 0.82203 | 0.75838 | 3.3671e-11 | -128.9719 | 122.9242 | 3.3662e-11 | -136.444 | 131.678
Line10_11_12 | 0 | 0 | 0 | 0 | 0 | 0 | 0 | 0 | 0 | 0 | 0 | 0 | 3.6637e-16 | -2.4603e-09 | -3.9356e-09 | -3.8673e-16 | 2.4603e-09 | 3.9356e-09 | 2.1522e-28 | 3.6661e-09 | -1.1108e-09 | -2.0354e-17 | -3.6661e-09 | 1.1108e-09 | 0 | 0 | 0 | 0 | 0 | 0 | 1.1 | 0.97142 | 0.89974 | 1.1 | 0.97142 | 0.89974 | 3.3658e-11 | -128.9719 | 122.9242 | 3.3652e-11 | -128.9719 | 122.9242
Line11_12_13 | 0 | 0 | 0 | 0 | 0 | 0 | 0 | 0 | 0 | 0 | 0 | 0 | 2.8496e-16 | -2.0502e-09 | -3.2797e-09 | -2.646e-16 | 2.0502e-09 | 3.2797e-09 | -4.0708e-17 | 3.0551e-09 | -9.2564e-10 | 4.0708e-17 | -3.0551e-09 | 9.2564e-10 | 0 | 0 | 0 | 0 | 0 | 0 | 1.1 | 0.97142 | 0.89974 | 1.1 | 0.97142 | 0.89974 | 3.3652e-11 | -128.9719 | 122.9242 | 3.3647e-11 | -128.9719 | 122.9242
Line12_13_15 | 0 | 0 | 0 | 0 | 0 | 0 | 0 | 0 | 0 | 0 | 0 | 0 | 1.6283e-16 | -1.2301e-09 | -1.9678e-09 | -1.6283e-16 | 1.2301e-09 | 1.9678e-09 | 4.0708e-17 | 1.8331e-09 | -5.5539e-10 | -4.0708e-17 | -1.8331e-09 | 5.5539e-10 | 0 | 0 | 0 | 0 | 0 | 0 | 1.1 | 0.97142 | 0.89974 | 1.1 | 0.97142 | 0.89974 | 3.3647e-11 | -128.9719 | 122.9242 | 3.3645e-11 | -128.9719 | 122.9242
Line13_13_14 | 0 | 0 | 0 | 0 | 0 | 0 | 0 | 0 | 0 | 0 | 0 | 0 | 0 | -4.1005e-10 | -6.5593e-10 | 0 | 4.1005e-10 | 6.5593e-10 | 0 | 6.1102e-10 | -1.8513e-10 | 0 | -6.1102e-10 | 1.8513e-10 | 0 | 0 | 0 | 0 | 0 | 0 | 1.1 | 0.97142 | 0.89974 | 1.1 | 0.97142 | 0.89974 | 3.3647e-11 | -128.9719 | 122.9242 | 3.3647e-11 | -128.9719 | 122.9242
Line14_15_16 | 0 | 0 | 0 | 0 | 0 | 0 | 0 | 0 | 0 | 0 | 0 | 0 | 1.0177e-16 | -8.2009e-10 | -1.3119e-09 | -1.0177e-16 | 8.2009e-10 | 1.3119e-09 | 2.0354e-17 | 1.222e-09 | -3.7026e-10 | -5.976e-29 | -1.222e-09 | 3.7026e-10 | 0 | 0 | 0 | 0 | 0 | 0 | 1.1 | 0.97142 | 0.89974 | 1.1 | 0.97142 | 0.89974 | 3.3645e-11 | -128.9719 | 122.9242 | 3.3644e-11 | -128.9719 | 122.9242
Line15_16_17 | 0 | 0 | 0 | 0 | 0 | 0 | 0 | 0 | 0 | 0 | 0 | 0 | -6.1062e-17 | -4.1005e-10 | -6.5593e-10 | 8.1416e-17 | 4.1005e-10 | 6.5593e-10 | -3.5856e-29 | 6.1102e-10 | -1.8513e-10 | -4.0708e-17 | -6.1102e-10 | 1.8513e-10 | 0 | 0 | 0 | 0 | 0 | 0 | 1.1 | 0.97142 | 0.89974 | 1.1 | 0.97142 | 0.89974 | 3.3644e-11 | -128.9719 | 122.9242 | 3.3644e-11 | -128.9719 | 122.9242
Line16_4_18 | 0 | 0 | 0 | 0 | 0 | 0 | 0 | 0 | 0 | 0 | 0 | 0 | 1.1963e-29 | -4.1005e-10 | -6.5593e-10 | -4.0708e-17 | 4.1005e-10 | 6.5593e-10 | -2.0354e-17 | 6.1102e-10 | -1.8513e-10 | -2.3926e-29 | -6.1102e-10 | 1.8513e-10 | 0 | 0 | 0 | 0 | 0 | 0 | 1.1 | 0.97142 | 0.89974 | 1.1 | 0.97142 | 0.89974 | 3.3676e-11 | -128.9719 | 122.9242 | 3.3676e-11 | -128.9719 | 122.9242
Line17_5_19 | 0 | 0 | 0 | 0 | 0 | 0 | 0 | 0 | 0 | 0 | 0 | 0 | 1.1961e-29 | -4.1005e-10 | -6.5593e-10 | -2.3922e-29 | 4.1005e-10 | 6.5593e-10 | -2.0354e-17 | 6.1102e-10 | -1.8513e-10 | 4.0708e-17 | -6.1102e-10 | 1.8513e-10 | 0 | 0 | 0 | 0 | 0 | 0 | 1.1 | 0.97142 | 0.89974 | 1.1 | 0.97142 | 0.89974 | 3.3671e-11 | -128.9719 | 122.9242 | 3.367e-11 | -128.9719 | 122.9242
Line1_1_3 | 0 | 0 | 0 | 0 | 0 | 0 | 0 | 0 | 0 | 0 | 0 | 0 | 4.2744e-16 | -3.2804e-09 | -5.2475e-09 | -4.2744e-16 | 3.2804e-09 | 5.2475e-09 | 6.1062e-17 | 4.8882e-09 | -1.481e-09 | -8.1416e-17 | -4.8882e-09 | 1.481e-09 | 0 | 0 | 0 | 0 | 0 | 0 | 1.1 | 0.97142 | 0.89974 | 1.1 | 0.97142 | 0.89974 | 3.3671e-11 | -128.9719 | 122.9242 | 3.3664e-11 | -128.9719 | 122.9242
Line2_1_4 | 0 | 0 | 0 | 0 | 0 | 0 | 0 | 0 | 0 | 0 | 0 | 0 | 8.1416e-17 | -8.2009e-10 | -1.3119e-09 | -8.1416e-17 | 8.2009e-10 | 1.3119e-09 | 1.5266e-15 | 1.222e-09 | -3.7026e-10 | -1.5673e-15 | -1.222e-09 | 3.7026e-10 | 0 | 0 | 0 | 0 | 0 | 0 | 1.1 | 0.97142 | 0.89974 | 1.1 | 0.97142 | 0.89974 | 3.3671e-11 | -128.9719 | 122.9242 | 3.3676e-11 | -128.9719 | 122.9242
Line3_1_5 | 0 | 0 | 0 | 0 | 0 | 0 | 0 | 0 | 0 | 0 | 0 | 0 | 2.0354e-17 | -8.2009e-10 | -1.3119e-09 | -4.0708e-17 | 8.2009e-10 | 1.3119e-09 | 1.1962e-29 | 1.222e-09 | -3.7026e-10 | -2.3923e-29 | -1.222e-09 | 3.7026e-10 | 0 | 0 | 0 | 0 | 0 | 0 | 1.1 | 0.97142 | 0.89974 | 1.1 | 0.97142 | 0.89974 | 3.3671e-11 | -128.9719 | 122.9242 | 3.3671e-11 | -128.9719 | 122.9242
Line4_2_6 | 0 | 1.9564 | 1.9564 | 0 | 1.9564 | 1.9564 | 0 | 0.4518 | 0.4518 | 0 | 0.4518 | 0.4518 | 4.885e-16 | 0.3453 | -0.11566 | -4.885e-16 | -0.30702 | 0.15393 | -2.8496e-16 | 0.13675 | 0.32252 | 3.2567e-16 | -0.060208 | -0.24598 | 0 | -158.05 | 21.95 | 0 | 21.95 | -158.05 | 1.1 | 0.82203 | 0.75838 | 1.1 | 0.6925 | 0.64226 | 3.3662e-11 | -136.444 | 131.678 | 3.3652e-11 | -146.955 | 143.988
Line5_6_7 | 0 | 1.9564 | 1.9564 | 0 | 1.9564 | 1.9564 | 0 | 0.4518 | 0.4518 | 0 | 0.4518 | 0.4518 | 4.885e-16 | 0.30702 | -0.15393 | -4.0708e-16 | -0.26875 | 0.1922 | -3.6637e-16 | 0.060208 | 0.24598 | 3.6637e-16 | 0.016339 | -0.16943 | 0 | -158.05 | 21.95 | 0 | 21.95 | -158.05 | 1.1 | 0.6925 | 0.64226 | 1.1 | 0.59594 | 0.56711 | 3.3652e-11 | -146.955 | 143.988 | 3.3641e-11 | -161.529 | 160.5532
Line6_7_8 | 0 | 1.9564 | 1.9564 | 0 | 1.9564 | 1.9564 | 0 | 0.4518 | 0.4518 | 0 | 0.4518 | 0.4518 | 3.2567e-16 | 0.26875 | -0.1922 | -3.2567e-16 | -0.23048 | 0.23048 | -8.1416e-17 | -0.016339 | 0.16943 | 8.1416e-17 | 0.092885 | -0.092885 | 0 | -158.05 | 21.95 | 0 | 21.95 | -158.05 | 1.1 | 0.59594 | 0.56711 | 1.1 | 0.55 | 0.55 | 3.3641e-11 | -161.529 | 160.5532 | 3.3633e-11 | 180 | 180
Line7_8_9 | 0 | 0 | 0 | 0 | 0 | 0 | 0 | 0 | 0 | 0 | 0 | 0 | 1.6283e-16 | 8.1419e-17 | -3.2567e-16 | -1.6283e-16 | 3.2795e-16 | 2.2898e-18 | -1.6283e-16 | 1.9211e-09 | -1.9211e-09 | 1.6283e-16 | -1.9211e-09 | 1.9211e-09 | 0 | 0 | 0 | 0 | 0 | 0 | 1.1 | 0.55 | 0.55 | 1.1 | 0.55 | 0.55 | 3.3633e-11 | 180 | 180 | 3.363e-11 | -180 | 180
Line8_8_10 | 0 | 0 | 0 | 0 | 0 | 0 | 0 | 0 | 0 | 0 | 0 | 0 | 1.6283e-16 | 8.1419e-17 | -3.2567e-16 | -1.6283e-16 | 3.2795e-16 | 2.2898e-18 | -8.1416e-17 | 1.9211e-09 | -1.9211e-09 | 1.6283e-16 | -1.9211e-09 | 1.9211e-09 | 0 | 0 | 0 | 0 | 0 | 0 | 1.1 | 0.55 | 0.55 | 1.1 | 0.55 | 0.55 | 3.3633e-11 | 180 | 180 | 3.3631e-11 | -180 | 180
Line9_3_11 | 0 | 0 | 0 | 0 | 0 | 0 | 0 | 0 | 0 | 0 | 0 | 0 | 4.2744e-16 | -2.8703e-09 | -4.5915e-09 | -3.8673e-16 | 2.8703e-09 | 4.5915e-09 | 8.1416e-17 | 4.2771e-09 | -1.2959e-09 | -6.1062e-17 | -4.2771e-09 | 1.2959e-09 | 0 | 0 | 0 | 0 | 0 | 0 | 1.1 | 0.97142 | 0.89974 | 1.1 | 0.97142 | 0.89974 | 3.3664e-11 | -128.9719 | 122.9242 | 3.3658e-11 | -128.9719 | 122.9242

## LL_max_fault_6
name | pf_ikss_a_from_ka | pf_ikss_b_from_ka | pf_ikss_c_from_ka | pf_ikss_a_to_ka | pf_ikss_b_to_ka | pf_ikss_c_to_ka | pf_skss_a_from_mw | pf_skss_b_from_mw | pf_skss_c_from_mw | pf_skss_a_to_mw | pf_skss_b_to_mw | pf_skss_c_to_mw | pf_p_a_from_mw | pf_p_b_from_mw | pf_p_c_from_mw | pf_p_a_to_mw | pf_p_b_to_mw | pf_p_c_to_mw | pf_q_a_from_mvar | pf_q_b_from_mvar | pf_q_c_from_mvar | pf_q_a_to_mvar | pf_q_b_to_mvar | pf_q_c_to_mvar | pf_ikss_a_from_degree | pf_ikss_b_from_degree | pf_ikss_c_from_degree | pf_ikss_a_to_degree | pf_ikss_b_to_degree | pf_ikss_c_to_degree | pf_vm_a_from_pu | pf_vm_b_from_pu | pf_vm_c_from_pu | pf_vm_a_to_pu | pf_vm_b_to_pu | pf_vm_c_to_pu | pf_va_a_from_degree | pf_va_b_from_degree | pf_va_c_from_degree | pf_va_a_to_degree | pf_va_b_to_degree | pf_va_c_to_degree
Line0_1_2 | 0 | 0.057717 | 0.057717 | 0 | 0.057717 | 0.057717 | 0 | 0.013329 | 0.013329 | 0 | 0.013329 | 0.013329 | 2.1858e-17 | 0.013468 | 0.0034547 | -2.3072e-17 | -0.013435 | -0.0034214 | 8.5001e-18 | 0.0037057 | 0.013484 | -8.5001e-18 | -0.0036391 | -0.013417 | 0 | -135.6822 | 44.3178 | 0 | 44.3178 | -135.6822 | 1.05 | 1.048 | 1.0443 | 1.05 | 1.0443 | 1.0388 | 1.5554e-11 | -120.2981 | 119.9471 | 1.5554e-11 | -120.5262 | 120.0122
Line10_11_12 | 0 | 0 | 0 | 0 | 0 | 0 | 0 | 0 | 0 | 0 | 0 | 0 | 6.6787e-18 | -4.627e-11 | -1.3184e-10 | -6.0715e-18 | 4.627e-11 | 1.3184e-10 | 1.8215e-18 | 1.2595e-10 | 2.226e-11 | -1.8215e-18 | -1.2595e-10 | -2.226e-11 | 0 | 0 | 0 | 0 | 0 | 0 | 1.05 | 1.048 | 1.0443 | 1.05 | 1.048 | 1.0443 | 1.5554e-11 | -120.2981 | 119.9471 | 1.5554e-11 | -120.2981 | 119.9471
Line11_12_13 | 0 | 0 | 0 | 0 | 0 | 0 | 0 | 0 | 0 | 0 | 0 | 0 | 6.9823e-18 | -3.8558e-11 | -1.0987e-10 | -6.9823e-18 | 3.8558e-11 | 1.0987e-10 | 2.4286e-18 | 1.0496e-10 | 1.855e-11 | -1.8215e-18 | -1.0496e-10 | -1.855e-11 | 0 | 0 | 0 | 0 | 0 | 0 | 1.05 | 1.048 | 1.0443 | 1.05 | 1.048 | 1.0443 | 1.5554e-11 | -120.2981 | 119.9471 | 1.5554e-11 | -120.2981 | 119.9471
Line12_13_15 | 0 | 0 | 0 | 0 | 0 | 0 | 0 | 0 | 0 | 0 | 0 | 0 | 3.6429e-18 | -2.3135e-11 | -6.592e-11 | -4.2501e-18 | 2.3135e-11 | 6.592e-11 | 1.8215e-18 | 6.2976e-11 | 1.113e-11 | -2.4286e-18 | -6.2976e-11 | -1.113e-11 | 0 | 0 | 0 | 0 | 0 | 0 | 1.05 | 1.048 | 1.0443 | 1.05 | 1.048 | 1.0443 | 1.5554e-11 | -120.2981 | 119.9471 | 1.5554e-11 | -120.2981 | 119.9471
Line13_13_14 | 0 | 0 | 0 | 0 | 0 | 0 | 0 | 0 | 0 | 0 | 0 | 0 | -6.0715e-19 | -7.7116e-12 | -2.1973e-11 | 0 | 7.7116e-12 | 2.1973e-11 | -6.0715e-19 | 2.0992e-11 | 3.71e-12 | 0 | -2.0992e-11 | -3.71e-12 | 0 | 0 | 0 | 0 | 0 | 0 | 1.05 | 1.048 | 1.0443 | 1.05 | 1.048 | 1.0443 | 1.5554e-11 | -120.2981 | 119.9471 | 1.5554e-11 | -120.2981 | 119.9471
Line14_15_16 | 0 | 0 | 0 | 0 | 0 | 0 | 0 | 0 | 0 | 0 | 0 | 0 | 3.6429e-18 | -1.5423e-11 | -4.3946e-11 | -3.0358e-18 | 1.5423e-11 | 4.3946e-11 | 6.0715e-19 | 4.1984e-11 | 7.42e-12 | -6.0715e-19 | -4.1984e-11 | -7.42e-12 | 0 | 0 | 0 | 0 | 0 | 0 | 1.05 | 1.048 | 1.0443 | 1.05 | 1.048 | 1.0443 | 1.5554e-11 | -120.2981 | 119.9471 | 1.5554e-11 | -120.2981 | 119.9471
Line15_16_17 | 0 | 0 | 0 | 0 | 0 | 0 | 0 | 0 | 0 | 0 | 0 | 0 | 3.0358e-19 | -7.7116e-12 | -2.1973e-11 | 3.0358e-19 | 7.7116e-12 | 2.1973e-11 | -6.0715e-19 | 2.0992e-11 | 3.71e-12 | 6.0715e-19 | -2.0992e-11 | -3.71e-12 | 0 | 0 | 0 | 0 | 0 | 0 | 1.05 | 1.048 | 1.0443 | 1.05 | 1.048 | 1.0443 | 1.5554e-11 | -120.2981 | 119.9471 | 1.5553e-11 | -120.2981 | 119.9471
Line16_4_18 | 0 | 0 | 0 | 0 | 0 | 0 | 0 | 0 | 0 | 0 | 0 | 0 | -9.1073e-19 | -7.7116e-12 | -2.1973e-11 | 9.1073e-19 | 7.7116e-12 | 2.1973e-11 | -1.2143e-18 | 2.0992e-11 | 3.71e-12 | 1.2143e-18 | -2.0992e-11 | -3.71e-12 | 0 | 0 | 0 | 0 | 0 | 0 | 1.05 | 1.048 | 1.0443 | 1.05 | 1.048 | 1.0443 | 1.5554e-11 | -120.2981 | 119.9471 | 1.5554e-11 | -120.2981 | 119.9471
Line17_5_19 | 0 | 0 | 0 | 0 | 0 | 0 | 0 | 0 | 0 | 0 | 0 | 0 | 6.0715e-19 | -7.7116e-12 | -2.1973e-11 | -6.0715e-19 | 7.7116e-12 | 2.1973e-11 | -6.0715e-19 | 2.0992e-11 | 3.71e-12 | 6.0715e-19 | -2.0992e-11 | -3.71e-12 | 0 | 0 | 0 | 0 | 0 | 0 | 1.05 | 1.048 | 1.0443 | 1.05 | 1.048 | 1.0443 | 1.5554e-11 | -120.2981 | 119.9471 | 1.5554e-11 | -120.2981 | 119.9471
Line1_1_3 | 0 | 0 | 0 | 0 | 0 | 0 | 0 | 0 | 0 | 0 | 0 | 0 | 9.4109e-18 | -6.1693e-11 | -1.7579e-10 | -9.4109e-18 | 6.1693e-11 | 1.7579e-10 | 6.6787e-18 | 1.6794e-10 | 2.968e-11 | -6.6787e-18 | -1.6794e-10 | -2.968e-11 | 0 | 0 | 0 | 0 | 0 | 0 | 1.05 | 1.048 | 1.0443 | 1.05 | 1.048 | 1.0443 | 1.5554e-11 | -120.2981 | 119.9471 | 1.5554e-11 | -120.2981 | 119.9471
Line2_1_4 | 0 | 0 | 0 | 0 | 0 | 0 | 0 | 0 | 0 | 0 | 0 | 0 | 2.2161e-17 | -1.5423e-11 | -4.3947e-11 | -2.2161e-17 | 1.5423e-11 | 4.3947e-11 | 1.4572e-17 | 4.1984e-11 | 7.42e-12 | -1.4572e-17 | -4.1984e-11 | -7.42e-12 | 0 | 0 | 0 | 0 | 0 | 0 | 1.05 | 1.048 | 1.0443 | 1.05 | 1.048 | 1.0443 | 1.5554e-11 | -120.2981 | 119.9471 | 1.5554e-11 | -120.2981 | 119.9471
Line3_1_5 | 0 | 0 | 0 | 0 | 0 | 0 | 0 | 0 | 0 | 0 | 0 | 0 | 1.8215e-18 | -1.5423e-11 | -4.3946e-11 | -2.4286e-18 | 1.5423e-11 | 4.3946e-11 | 1.2143e-18 | 4.1984e-11 | 7.42e-12 | -1.2143e-18 | -4.1984e-11 | -7.42e-12 | 0 | 0 | 0 | 0 | 0 | 0 | 1.05 | 1.048 | 1.0443 | 1.05 | 1.048 | 1.0443 | 1.5554e-11 | -120.2981 | 119.9471 | 1.5554e-11 | -120.2981 | 119.9471
Line4_2_6 | 0 | 0.057717 | 0.057717 | 0 | 0.057717 | 0.057717 | 0 | 0.013329 | 0.013329 | 0 | 0.013329 | 0.013329 | 1.7e-17 | 0.013435 | 0.0034214 | -1.7e-17 | -0.013402 | -0.003388 | 2.4286e-18 | 0.0036391 | 0.013417 | -2.4286e-18 | -0.0035725 | -0.01335 | 0 | -135.6822 | 44.3178 | 0 | 44.3178 | -135.6822 | 1.05 | 1.0443 | 1.0388 | 1.05 | 1.0405 | 1.0333 | 1.5554e-11 | -120.5262 | 120.0122 | 1.5553e-11 | -120.7558 | 120.078
Line5_6_7 | 0 | 0.057717 | 0.057717 | 0 | 0.057717 | 0.057717 | 0 | 0.013329 | 0.013329 | 0 | 0.013329 | 0.013329 | 1.4572e-17 | 0.013402 | 0.003388 | -1.2143e-17 | -0.013368 | -0.0033547 | -2.4286e-18 | 0.0035725 | 0.01335 | -3.2962e-30 | -0.0035059 | -0.013284 | 0 | -135.6822 | 44.3178 | 0 | 44.3178 | -135.6822 | 1.05 | 1.0405 | 1.0333 | 1.05 | 1.0368 | 1.0279 | 1.5553e-11 | -120.7558 | 120.078 | 1.5553e-11 | -120.9872 | 120.1445
Line6_7_8 | 0 | 0.057717 | 0.057717 | 0 | 0.057717 | 0.057717 | 0 | 0.013329 | 0.013329 | 0 | 0.013329 | 0.013329 | 9.7145e-18 | 0.013368 | 0.0033547 | -9.7145e-18 | -0.013335 | -0.0033214 | 2.637e-30 | 0.0035059 | 0.013284 | 2.4286e-18 | -0.0034392 | -0.013217 | 0 | -135.6822 | 44.3178 | 0 | 44.3178 | -135.6822 | 1.05 | 1.0368 | 1.0279 | 1.05 | 1.0332 | 1.0224 | 1.5553e-11 | -120.9872 | 120.1445 | 1.5553e-11 | -121.2201 | 120.2117
Line7_8_9 | 0 | 0 | 0 | 0 | 0 | 0 | 0 | 0 | 0 | 0 | 0 | 0 | 2.4286e-18 | -6.2856e-11 | -1.0336e-10 | -6.5923e-31 | 6.2856e-11 | 1.0336e-10 | -4.8572e-18 | 8.4699e-11 | -1.4546e-11 | 2.4286e-18 | -8.4699e-11 | 1.4546e-11 | 0 | 0 | 0 | 0 | 0 | 0 | 1.05 | 1.0332 | 1.0224 | 1.05 | 1.0332 | 1.0224 | 1.5553e-11 | -121.2201 | 120.2117 | 1.5553e-11 | -121.2201 | 120.2117
Line8_8_10 | 0 | 0 | 0 | 0 | 0 | 0 | 0 | 0 | 0 | 0 | 0 | 0 | -2.4286e-18 | -6.2856e-11 | -1.0336e-10 | 4.8572e-18 | 6.2856e-11 | 1.0336e-10 | -7.2858e-18 | 8.4699e-11 | -1.4546e-11 | 4.8572e-18 | -8.4699e-11 | 1.4546e-11 | 0 | 0 | 0 | 0 | 0 | 0 | 1.05 | 1.0332 | 1.0224 | 1.05 | 1.0332 | 1.0224 | 1.5553e-11 | -121.2201 | 120.2117 | 1.5553e-11 | -121.2201 | 120.2117
Line9_3_11 | 0 | 0 | 0 | 0 | 0 | 0 | 0 | 0 | 0 | 0 | 0 | 0 | 8.5001e-18 | -5.3981e-11 | -1.5381e-10 | -7.893e-18 | 5.3981e-11 | 1.5381e-10 | 5.4644e-18 | 1.4694e-10 | 2.597e-11 | -4.8572e-18 | -1.4694e-10 | -2.597e-11 | 0 | 0 | 0 | 0 | 0 | 0 | 1.05 | 1.048 | 1.0443 | 1.05 | 1.048 | 1.0443 | 1.5554e-11 | -120.2981 | 119.9471 | 1.5554e-11 | -120.2981 | 119.9471

## LL_max_fault_10
name | pf_ikss_a_from_ka | pf_ikss_b_from_ka | pf_ikss_c_from_ka | pf_ikss_a_to_ka | pf_ikss_b_to_ka | pf_ikss_c_to_ka | pf_skss_a_from_mw | pf_skss_b_from_mw | pf_skss_c_from_mw | pf_skss_a_to_mw | pf_skss_b_to_mw | pf_skss_c_to_mw | pf_p_a_from_mw | pf_p_b_from_mw | pf_p_c_from_mw | pf_p_a_to_mw | pf_p_b_to_mw | pf_p_c_to_mw | pf_q_a_from_mvar | pf_q_b_from_mvar | pf_q_c_from_mvar | pf_q_a_to_mvar | pf_q_b_to_mvar | pf_q_c_to_mvar | pf_ikss_a_from_degree | pf_ikss_b_from_degree | pf_ikss_c_from_degree | pf_ikss_a_to_degree | pf_ikss_b_to_degree | pf_ikss_c_to_degree | pf_vm_a_from_pu | pf_vm_b_from_pu | pf_vm_c_from_pu | pf_vm_a_to_pu | pf_vm_b_to_pu | pf_vm_c_to_pu | pf_va_a_from_degree | pf_va_b_from_degree | pf_va_c_from_degree | pf_va_a_to_degree | pf_va_b_to_degree | pf_va_c_to_degree
Line0_1_2 | 0 | 0.060452 | 0.060452 | 0 | 0.060452 | 0.060452 | 0 | 0.013961 | 0.013961 | 0 | 0.013961 | 0.013961 | 2.0354e-17 | 0.014777 | 0.0037874 | -2.1626e-17 | -0.01474 | -0.0037509 | 2.5443e-18 | 0.004065 | 0.014792 | -1.2721e-18 | -0.0039919 | -0.014719 | 0 | -135.6932 | 44.3068 | 0 | 44.3068 | -135.6932 | 1.1 | 1.0978 | 1.0937 | 1.1 | 1.0939 | 1.088 | 1.3522e-11 | -120.3121 | 119.9447 | 1.3522e-11 | -120.5402 | 120.0098
Line10_11_12 | 0 | 0 | 0 | 0 | 0 | 0 | 0 | 0 | 0 | 0 | 0 | 0 | 9.2229e-18 | -5.3155e-11 | -1.5146e-10 | -9.2229e-18 | 5.3155e-11 | 1.5146e-10 | 2.5443e-18 | 1.4472e-10 | 2.555e-11 | -3.8164e-18 | -1.4472e-10 | -2.555e-11 | 0 | 0 | 0 | 0 | 0 | 0 | 1.1 | 1.0978 | 1.0937 | 1.1 | 1.0978 | 1.0937 | 1.3522e-11 | -120.3121 | 119.9447 | 1.3521e-11 | -120.3121 | 119.9447
Line11_12_13 | 0 | 0 | 0 | 0 | 0 | 0 | 0 | 0 | 0 | 0 | 0 | 0 | 7.3148e-18 | -4.4296e-11 | -1.2622e-10 | -6.6787e-18 | 4.4296e-11 | 1.2622e-10 | 1.7262e-30 | 1.206e-10 | 2.1292e-11 | -6.3607e-19 | -1.206e-10 | -2.1292e-11 | 0 | 0 | 0 | 0 | 0 | 0 | 1.1 | 1.0978 | 1.0937 | 1.1 | 1.0978 | 1.0937 | 1.3521e-11 | -120.3121 | 119.9447 | 1.3521e-11 | -120.3121 | 119.9447
Line12_13_15 | 0 | 0 | 0 | 0 | 0 | 0 | 0 | 0 | 0 | 0 | 0 | 0 | 4.1344e-18 | -2.6578e-11 | -7.5731e-11 | -4.1344e-18 | 2.6578e-11 | 7.5731e-11 | 2.5443e-18 | 7.2361e-11 | 1.2775e-11 | -3.8164e-18 | -7.2361e-11 | -1.2775e-11 | 0 | 0 | 0 | 0 | 0 | 0 | 1.1 | 1.0978 | 1.0937 | 1.1 | 1.0978 | 1.0937 | 1.3521e-11 | -120.3121 | 119.9447 | 1.3521e-11 | -120.3121 | 119.9447
Line13_13_14 | 0 | 0 | 0 | 0 | 0 | 0 | 0 | 0 | 0 | 0 | 0 | 0 | -3.1803e-19 | -8.8592e-12 | -2.5244e-11 | 3.1803e-19 | 8.8592e-12 | 2.5244e-11 | -6.3607e-19 | 2.412e-11 | 4.2584e-12 | 7.5052e-32 | -2.412e-11 | -4.2584e-12 | 0 | 0 | 0 | 0 | 0 | 0 | 1.1 | 1.0978 | 1.0937 | 1.1 | 1.0978 | 1.0937 | 1.3521e-11 | -120.3121 | 119.9447 | 1.3521e-11 | -120.3121 | 119.9447
Line14_15_16 | 0 | 0 | 0 | 0 | 0 | 0 | 0 | 0 | 0 | 0 | 0 | 0 | 2.5443e-18 | -1.7718e-11 | -5.0487e-11 | -2.5443e-18 | 1.7718e-11 | 5.0487e-11 | 6.3607e-19 | 4.8241e-11 | 8.5168e-12 | -1.2721e-18 | -4.824e-11 | -8.5168e-12 | 0 | 0 | 0 | 0 | 0 | 0 | 1.1 | 1.0978 | 1.0937 | 1.1 | 1.0978 | 1.0937 | 1.3521e-11 | -120.3121 | 119.9447 | 1.3521e-11 | -120.3121 | 119.9447
Line15_16_17 | 0 | 0 | 0 | 0 | 0 | 0 | 0 | 0 | 0 | 0 | 0 | 0 | 3.1803e-19 | -8.8592e-12 | -2.5244e-11 | -3.1803e-19 | 8.8592e-12 | 2.5244e-11 | -1.9082e-18 | 2.412e-11 | 4.2584e-12 | 1.9082e-18 | -2.412e-11 | -4.2584e-12 | 0 | 0 | 0 | 0 | 0 | 0 | 1.1 | 1.0978 | 1.0937 | 1.1 | 1.0978 | 1.0937 | 1.3521e-11 | -120.3121 | 119.9447 | 1.3521e-11 | -120.3121 | 119.9447
Line16_4_18 | 0 | 0 | 0 | 0 | 0 | 0 | 0 | 0 | 0 | 0 | 0 | 0 | 1.2721e-18 | -8.8592e-12 | -2.5244e-11 | -1.5011e-31 | 8.8592e-12 | 2.5244e-11 | -6.3607e-19 | 2.412e-11 | 4.2584e-12 | 6.3607e-19 | -2.412e-11 | -4.2584e-12 | 0 | 0 | 0 | 0 | 0 | 0 | 1.1 | 1.0978 | 1.0937 | 1.1 | 1.0978 | 1.0937 | 1.3522e-11 | -120.3121 | 119.9447 | 1.3522e-11 | -120.3121 | 119.9447
Line17_5_19 | 0 | 0 | 0 | 0 | 0 | 0 | 0 | 0 | 0 | 0 | 0 | 0 | -9.541e-19 | -8.8592e-12 | -2.5244e-11 | 1.5902e-18 | 8.8592e-12 | 2.5244e-11 | -2.2517e-31 | 2.412e-11 | 4.2584e-12 | 3.7528e-31 | -2.412e-11 | -4.2584e-12 | 0 | 0 | 0 | 0 | 0 | 0 | 1.1 | 1.0978 | 1.0937 | 1.1 | 1.0978 | 1.0937 | 1.3522e-11 | -120.3121 | 119.9447 | 1.3522e-11 | -120.3121 | 119.9447
Line1_1_3 | 0 | 0 | 0 | 0 | 0 | 0 | 0 | 0 | 0 | 0 | 0 | 0 | 1.0813e-17 | -7.0874e-11 | -2.0195e-10 | -1.0813e-17 | 7.0874e-11 | 2.0195e-10 | 6.3607e-18 | 1.9296e-10 | 3.4067e-11 | -6.9967e-18 | -1.9296e-10 | -3.4067e-11 | 0 | 0 | 0 | 0 | 0 | 0 | 1.1 | 1.0978 | 1.0937 | 1.1 | 1.0978 | 1.0937 | 1.3522e-11 | -120.3121 | 119.9447 | 1.3522e-11 | -120.3121 | 119.9447
Line2_1_4 | 0 | 0 | 0 | 0 | 0 | 0 | 0 | 0 | 0 | 0 | 0 | 0 | 2.1626e-17 | -1.7718e-11 | -5.0487e-11 | -2.1626e-17 | 1.7718e-11 | 5.0487e-11 | 3.3075e-17 | 4.824e-11 | 8.5168e-12 | -3.3075e-17 | -4.824e-11 | -8.5168e-12 | 0 | 0 | 0 | 0 | 0 | 0 | 1.1 | 1.0978 | 1.0937 | 1.1 | 1.0978 | 1.0937 | 1.3522e-11 | -120.3121 | 119.9447 | 1.3522e-11 | -120.3121 | 119.9447
Line3_1_5 | 0 | 0 | 0 | 0 | 0 | 0 | 0 | 0 | 0 | 0 | 0 | 0 | 1.2721e-18 | -1.7718e-11 | -5.0487e-11 | -1.2721e-18 | 1.7718e-11 | 5.0487e-11 | -6.3607e-19 | 4.8241e-11 | 8.5168e-12 | 6.3607e-19 | -4.824e-11 | -8.5168e-12 | 0 | 0 | 0 | 0 | 0 | 0 | 1.1 | 1.0978 | 1.0937 | 1.1 | 1.0978 | 1.0937 | 1.3522e-11 | -120.3121 | 119.9447 | 1.3522e-11 | -120.3121 | 119.9447
Line4_2_6 | 0 | 0.060452 | 0.060452 | 0 | 0.060452 | 0.060452 | 0 | 0.013961 | 0.013961 | 0 | 0.013961 | 0.013961 | 1.6538e-17 | 0.01474 | 0.0037509 | -1.5266e-17 | -0.014704 | -0.0037143 | 3.9028e-30 | 0.0039919 | 0.014719 | 2.5443e-18 | -0.0039188 | -0.014646 | 0 | -135.6932 | 44.3068 | 0 | 44.3068 | -135.6932 | 1.1 | 1.0939 | 1.088 | 1.1 | 1.09 | 1.0823 | 1.3522e-11 | -120.5402 | 120.0098 | 1.3521e-11 | -120.7698 | 120.0757
Line5_6_7 | 0 | 0.060452 | 0.060452 | 0 | 0.060452 | 0.060452 | 0 | 0.013961 | 0.013961 | 0 | 0.013961 | 0.013961 | 5.0885e-18 | 0.014704 | 0.0037143 | -7.6328e-18 | -0.014667 | -0.0036778 | 2.5443e-18 | 0.0039188 | 0.014646 | 2.5443e-18 | -0.0038457 | -0.014572 | 0 | -135.6932 | 44.3068 | 0 | 44.3068 | -135.6932 | 1.1 | 1.09 | 1.0823 | 1.1 | 1.0861 | 1.0765 | 1.3521e-11 | -120.7698 | 120.0757 | 1.3521e-11 | -121.0011 | 120.1422
Line6_7_8 | 0 | 0.060452 | 0.060452 | 0 | 0.060452 | 0.060452 | 0 | 0.013961 | 0.013961 | 0 | 0.013961 | 0.013961 | 7.6328e-18 | 0.014667 | 0.0036778 | -1.0177e-17 | -0.014631 | -0.0036413 | 1.8012e-30 | 0.0038457 | 0.014572 | -2.4016e-30 | -0.0037726 | -0.014499 | 0 | -135.6932 | 44.3068 | 0 | 44.3068 | -135.6932 | 1.1 | 1.0861 | 1.0765 | 1.1 | 1.0823 | 1.0708 | 1.3521e-11 | -121.0011 | 120.1422 | 1.3521e-11 | -121.2341 | 120.2095
Line7_8_9 | 0 | 0 | 0 | 0 | 0 | 0 | 0 | 0 | 0 | 0 | 0 | 0 | 5.0885e-18 | -6.9334e-11 | -1.1449e-10 | -5.0885e-18 | 6.9334e-11 | 1.1449e-10 | -2.5443e-18 | 9.4011e-11 | -1.5791e-11 | 2.5443e-18 | -9.4011e-11 | 1.5791e-11 | 0 | 0 | 0 | 0 | 0 | 0 | 1.1 | 1.0823 | 1.0708 | 1.1 | 1.0823 | 1.0708 | 1.3521e-11 | -121.2341 | 120.2095 | 1.352e-11 | -121.2341 | 120.2095
Line8_8_10 | 0 | 0 | 0 | 0 | 0 | 0 | 0 | 0 | 0 | 0 | 0 | 0 | -5.0885e-18 | -6.9334e-11 | -1.1449e-10 | 5.0885e-18 | 6.9334e-11 | 1.1449e-10 | 5.0885e-18 | 9.4011e-11 | -1.5791e-11 | -5.0885e-18 | -9.4011e-11 | 1.5791e-11 | 0 | 0 | 0 | 0 | 0 | 0 | 1.1 | 1.0823 | 1.0708 | 1.1 | 1.0823 | 1.0708 | 1.3521e-11 | -121.2341 | 120.2095 | 1.3521e-11 | -121.2341 | 120.2095
Line9_3_11 | 0 | 0 | 0 | 0 | 0 | 0 | 0 | 0 | 0 | 0 | 0 | 0 | 1.0495e-17 | -6.2015e-11 | -1.7671e-10 | -1.0495e-17 | 6.2015e-11 | 1.7671e-10 | 6.3607e-18 | 1.6884e-10 | 2.9809e-11 | -6.3607e-18 | -1.6884e-10 | -2.9809e-11 | 0 | 0 | 0 | 0 | 0 | 0 | 1.1 | 1.0978 | 1.0937 | 1.1 | 1.0978 | 1.0937 | 1.3522e-11 | -120.3121 | 119.9447 | 1.3522e-11 | -120.3121 | 119.9447

## LL_min_6
name | pf_ikss_a_from_ka | pf_ikss_b_from_ka | pf_ikss_c_from_ka | pf_ikss_a_to_ka | pf_ikss_b_to_ka | pf_ikss_c_to_ka | pf_skss_a_from_mw | pf_skss_b_from_mw | pf_skss_c_from_mw | pf_skss_a_to_mw | pf_skss_b_to_mw | pf_skss_c_to_mw | pf_p_a_from_mw | pf_p_b_from_mw | pf_p_c_from_mw | pf_p_a_to_mw | pf_p_b_to_mw | pf_p_c_to_mw | pf_q_a_from_mvar | pf_q_b_from_mvar | pf_q_c_from_mvar | pf_q_a_to_mvar | pf_q_b_to_mvar | pf_q_c_to_mvar | pf_ikss_a_from_degree | pf_ikss_b_from_degree | pf_ikss_c_from_degree | pf_ikss_a_to_degree | pf_ikss_b_to_degree | pf_ikss_c_to_degree | pf_vm_a_from_pu | pf_vm_b_from_pu | pf_vm_c_from_pu | pf_vm_a_to_pu | pf_vm_b_to_pu | pf_vm_c_to_pu | pf_va_a_from_degree | pf_va_b_from_degree | pf_va_c_from_degree | pf_va_a_to_degree | pf_va_b_to_degree | pf_va_c_to_degree
Line0_1_2 | 0 | 1.455 | 1.455 | 0 | 1.455 | 1.455 | 0 | 0.33601 | 0.33601 | 0 | 0.33601 | 0.33601 | 1.0547e-16 | 0.28984 | 0.03533 | -1.0547e-16 | -0.24919 | 0.005316 | 2.8126e-16 | 0.073022 | 0.26569 | -2.6368e-16 | -0.030682 | -0.22336 | 0 | -142.8727 | 37.1273 | 0 | 37.1273 | -142.8727 | 0.95 | 0.88953 | 0.79769 | 0.95 | 0.74721 | 0.66491 | -1.1191e-10 | -128.7319 | 119.553 | -1.119e-10 | -135.8534 | 128.4907
Line10_11_12 | 0 | 0 | 0 | 0 | 0 | 0 | 0 | 0 | 0 | 0 | 0 | 0 | 3.0762e-17 | -9.6789e-10 | -2.6725e-09 | -3.0762e-17 | 9.6789e-10 | 2.6725e-09 | 8.7893e-17 | 2.8224e-09 | 1.3007e-10 | -7.0314e-17 | -2.8224e-09 | -1.3007e-10 | 0 | 0 | 0 | 0 | 0 | 0 | 0.95 | 0.88953 | 0.79769 | 0.95 | 0.88953 | 0.79769 | -1.1191e-10 | -128.7319 | 119.553 | -1.1191e-10 | -128.7319 | 119.553
Line11_12_13 | 0 | 0 | 0 | 0 | 0 | 0 | 0 | 0 | 0 | 0 | 0 | 0 | 2.1973e-17 | -8.0657e-10 | -2.2271e-09 | -2.1973e-17 | 8.0657e-10 | 2.2271e-09 | 7.0314e-17 | 2.352e-09 | 1.0839e-10 | -5.2736e-17 | -2.352e-09 | -1.0839e-10 | 0 | 0 | 0 | 0 | 0 | 0 | 0.95 | 0.88953 | 0.79769 | 0.95 | 0.88953 | 0.79769 | -1.1191e-10 | -128.7319 | 119.553 | -1.1191e-10 | -128.7319 | 119.553
Line12_13_15 | 0 | 0 | 0 | 0 | 0 | 0 | 0 | 0 | 0 | 0 | 0 | 0 | -4.3946e-18 | -4.8394e-10 | -1.3362e-09 | 4.3946e-18 | 4.8394e-10 | 1.3362e-09 | 1.7579e-17 | 1.4112e-09 | 6.5035e-11 | -3.5157e-17 | -1.4112e-09 | -6.5035e-11 | 0 | 0 | 0 | 0 | 0 | 0 | 0.95 | 0.88953 | 0.79769 | 0.95 | 0.88953 | 0.79769 | -1.1191e-10 | -128.7319 | 119.553 | -1.1191e-10 | -128.7319 | 119.553
Line13_13_14 | 0 | 0 | 0 | 0 | 0 | 0 | 0 | 0 | 0 | 0 | 0 | 0 | -1.3184e-17 | -1.6131e-10 | -4.4541e-10 | 4.3946e-18 | 1.6131e-10 | 4.4541e-10 | 1.7579e-17 | 4.7039e-10 | 2.1678e-11 | -3.5157e-17 | -4.7039e-10 | -2.1678e-11 | 0 | 0 | 0 | 0 | 0 | 0 | 0.95 | 0.88953 | 0.79769 | 0.95 | 0.88953 | 0.79769 | -1.1191e-10 | -128.7319 | 119.553 | -1.1191e-10 | -128.7319 | 119.553
Line14_15_16 | 0 | 0 | 0 | 0 | 0 | 0 | 0 | 0 | 0 | 0 | 0 | 0 | 2.1973e-17 | -3.2263e-10 | -8.9083e-10 | -2.1973e-17 | 3.2263e-10 | 8.9083e-10 | 3.5157e-17 | 9.4079e-10 | 4.3357e-11 | -1.7579e-17 | -9.4079e-10 | -4.3357e-11 | 0 | 0 | 0 | 0 | 0 | 0 | 0.95 | 0.88953 | 0.79769 | 0.95 | 0.88953 | 0.79769 | -1.1191e-10 | -128.7319 | 119.553 | -1.1191e-10 | -128.7319 | 119.553
Line15_16_17 | 0 | 0 | 0 | 0 | 0 | 0 | 0 | 0 | 0 | 0 | 0 | 0 | 8.7893e-18 | -1.6131e-10 | -4.4541e-10 | -8.7893e-18 | 1.6131e-10 | 4.4541e-10 | 1.7579e-17 | 4.7039e-10 | 2.1678e-11 | -1.7579e-17 | -4.7039e-10 | -2.1678e-11 | 0 | 0 | 0 | 0 | 0 | 0 | 0.95 | 0.88953 | 0.79769 | 0.95 | 0.88953 | 0.79769 | -1.1191e-10 | -128.7319 | 119.553 | -1.1191e-10 | -128.7319 | 119.553
Line16_4_18 | 0 | 0 | 0 | 0 | 0 | 0 | 0 | 0 | 0 | 0 | 0 | 0 | -1.7579e-17 | -1.6131e-10 | -4.4541e-10 | 8.7893e-18 | 1.6131e-10 | 4.4541e-10 | 1.7579e-17 | 4.7039e-10 | 2.1678e-11 | -1.7166e-29 | -4.7039e-10 | -2.1678e-11 | 0 | 0 | 0 | 0 | 0 | 0 | 0.95 | 0.88953 | 0.79769 | 0.95 | 0.88953 | 0.79769 | -1.119e-10 | -128.7319 | 119.553 | -1.119e-10 | -128.7319 | 119.553
Line17_5_19 | 0 | 0 | 0 | 0 | 0 | 0 | 0 | 0 | 0 | 0 | 0 | 0 | 6.8671e-29 | -1.6131e-10 | -4.4541e-10 | -6.8671e-29 | 1.6131e-10 | 4.4541e-10 | 3.5157e-17 | 4.7039e-10 | 2.1678e-11 | -3.5157e-17 | -4.7039e-10 | -2.1678e-11 | 0 | 0 | 0 | 0 | 0 | 0 | 0.95 | 0.88953 | 0.79769 | 0.95 | 0.88953 | 0.79769 | -1.1191e-10 | -128.7319 | 119.553 | -1.1191e-10 | -128.7319 | 119.553
Line1_1_3 | 0 | 0 | 0 | 0 | 0 | 0 | 0 | 0 | 0 | 0 | 0 | 0 | 4.8341e-17 | -1.2905e-09 | -3.5633e-09 | -4.8341e-17 | 1.2905e-09 | 3.5633e-09 | 5.2736e-17 | 3.7632e-09 | 1.7343e-10 | -7.0314e-17 | -3.7632e-09 | -1.7343e-10 | 0 | 0 | 0 | 0 | 0 | 0 | 0.95 | 0.88953 | 0.79769 | 0.95 | 0.88953 | 0.79769 | -1.1191e-10 | -128.7319 | 119.553 | -1.1191e-10 | -128.7319 | 119.553
Line2_1_4 | 0 | 0 | 0 | 0 | 0 | 0 | 0 | 0 | 0 | 0 | 0 | 0 | -1.0547e-16 | -3.2263e-10 | -8.9083e-10 | 9.6682e-17 | 3.2263e-10 | 8.9083e-10 | 7.383e-16 | 9.4079e-10 | 4.3356e-11 | -7.383e-16 | -9.4079e-10 | -4.3356e-11 | 0 | 0 | 0 | 0 | 0 | 0 | 0.95 | 0.88953 | 0.79769 | 0.95 | 0.88953 | 0.79769 | -1.1191e-10 | -128.7319 | 119.553 | -1.119e-10 | -128.7319 | 119.553
Line3_1_5 | 0 | 0 | 0 | 0 | 0 | 0 | 0 | 0 | 0 | 0 | 0 | 0 | 4.3946e-18 | -3.2263e-10 | -8.9083e-10 | -4.3946e-18 | 3.2263e-10 | 8.9083e-10 | 1.7579e-17 | 9.4079e-10 | 4.3357e-11 | 8.5839e-30 | -9.4079e-10 | -4.3357e-11 | 0 | 0 | 0 | 0 | 0 | 0 | 0.95 | 0.88953 | 0.79769 | 0.95 | 0.88953 | 0.79769 | -1.1191e-10 | -128.7319 | 119.553 | -1.1191e-10 | -128.7319 | 119.553
Line4_2_6 | 0 | 1.455 | 1.455 | 0 | 1.455 | 1.455 | 0 | 0.33601 | 0.33601 | 0 | 0.33601 | 0.33601 | 7.0314e-17 | 0.24919 | -0.005316 | -7.0314e-17 | -0.20855 | 0.045962 | 2.8126e-16 | 0.030682 | 0.22336 | -2.461e-16 | 0.011658 | -0.18102 | 0 | -142.8727 | 37.1273 | 0 | 37.1273 | -142.8727 | 0.95 | 0.74721 | 0.66491 | 0.95 | 0.62161 | 0.55581 | -1.119e-10 | -135.8534 | 128.4907 | -1.1189e-10 | -146.0722 | 141.3743
Line5_6_7 | 0 | 1.455 | 1.455 | 0 | 1.455 | 1.455 | 0 | 0.33601 | 0.33601 | 0 | 0.33601 | 0.33601 | 3.5157e-17 | 0.20855 | -0.045962 | -3.5157e-17 | -0.1679 | 0.086608 | 2.8126e-16 | -0.011658 | 0.18102 | -2.461e-16 | 0.053997 | -0.13868 | 0 | -142.8727 | 37.1273 | 0 | 37.1273 | -142.8727 | 0.95 | 0.62161 | 0.55581 | 0.95 | 0.52489 | 0.48658 | -1.1189e-10 | -146.0722 | 141.3743 | -1.1189e-10 | -160.7007 | 159.1134
Line6_7_8 | 0 | 1.455 | 1.455 | 0 | 1.455 | 1.455 | 0 | 0.33601 | 0.33601 | 0 | 0.33601 | 0.33601 | 7.0314e-17 | 0.1679 | -0.086608 | -2.746e-28 | -0.12725 | 0.12725 | 1.4063e-16 | -0.053997 | 0.13868 | -1.4063e-16 | 0.096337 | -0.096337 | 0 | -142.8727 | 37.1273 | 0 | 37.1273 | -142.8727 | 0.95 | 0.52489 | 0.48658 | 0.95 | 0.475 | 0.475 | -1.1189e-10 | -160.7007 | 159.1134 | -1.1188e-10 | -180 | -180
Line7_8_9 | 0 | 0 | 0 | 0 | 0 | 0 | 0 | 0 | 0 | 0 | 0 | 0 | 1.373e-28 | 7.0309e-17 | -1.4062e-16 | -1.373e-28 | -1.0219e-16 | 1.439e-16 | 7.0314e-17 | 1.4329e-09 | -1.4329e-09 | -7.0314e-17 | -1.4329e-09 | 1.4329e-09 | 0 | 0 | 0 | 0 | 0 | 0 | 0.95 | 0.475 | 0.475 | 0.95 | 0.475 | 0.475 | -1.1188e-10 | -180 | -180 | -1.1188e-10 | -180 | 180
Line8_8_10 | 0 | 0 | 0 | 0 | 0 | 0 | 0 | 0 | 0 | 0 | 0 | 0 | 0 | -2.1095e-16 | -1.4062e-16 | -7.0314e-17 | 2.1422e-16 | 4.2516e-16 | 0 | 1.4329e-09 | -1.4329e-09 | 1.373e-28 | -1.4329e-09 | 1.4329e-09 | 0 | 0 | 0 | 0 | 0 | 0 | 0.95 | 0.475 | 0.475 | 0.95 | 0.475 | 0.475 | -1.1188e-10 | -180 | -180 | -1.1188e-10 | -180 | 180
Line9_3_11 | 0 | 0 | 0 | 0 | 0 | 0 | 0 | 0 | 0 | 0 | 0 | 0 | 6.1525e-17 | -1.1292e-09 | -3.1179e-09 | -6.1525e-17 | 1.1292e-09 | 3.1179e-09 | 5.2736e-17 | 3.2928e-09 | 1.5175e-10 | -7.0314e-17 | -3.2928e-09 | -1.5175e-10 | 0 | 0 | 0 | 0 | 0 | 0 | 0.95 | 0.88953 | 0.79769 | 0.95 | 0.88953 | 0.79769 | -1.1191e-10 | -128.7319 | 119.553 | -1.1191e-10 | -128.7319 | 119.553

## LL_min_10
name | pf_ikss_a_from_ka | pf_ikss_b_from_ka | pf_ikss_c_from_ka | pf_ikss_a_to_ka | pf_ikss_b_to_ka | pf_ikss_c_to_ka | pf_skss_a_from_mw | pf_skss_b_from_mw | pf_skss_c_from_mw | pf_skss_a_to_mw | pf_skss_b_to_mw | pf_skss_c_to_mw | pf_p_a_from_mw | pf_p_b_from_mw | pf_p_c_from_mw | pf_p_a_to_mw | pf_p_b_to_mw | pf_p_c_to_mw | pf_q_a_from_mvar | pf_q_b_from_mvar | pf_q_c_from_mvar | pf_q_a_to_mvar | pf_q_b_to_mvar | pf_q_c_to_mvar | pf_ikss_a_from_degree | pf_ikss_b_from_degree | pf_ikss_c_from_degree | pf_ikss_a_to_degree | pf_ikss_b_to_degree | pf_ikss_c_to_degree | pf_vm_a_from_pu | pf_vm_b_from_pu | pf_vm_c_from_pu | pf_vm_a_to_pu | pf_vm_b_to_pu | pf_vm_c_to_pu | pf_va_a_from_degree | pf_va_b_from_degree | pf_va_c_from_degree | pf_va_a_to_degree | pf_va_b_to_degree | pf_va_c_to_degree
Line0_1_2 | 0 | 1.3784 | 1.3784 | 0 | 1.3784 | 1.3784 | 0 | 0.31833 | 0.31833 | 0 | 0.31833 | 0.31833 | 3.3307e-17 | 0.26013 | 0.031709 | -1.6653e-17 | -0.22365 | 0.0047711 | 2.9976e-16 | 0.065537 | 0.23846 | -3.1641e-16 | -0.027537 | -0.20046 | 0 | -142.8727 | 37.1273 | 0 | 37.1273 | -142.8727 | 0.9 | 0.84271 | 0.7557 | 0.9 | 0.70788 | 0.62991 | -1.0429e-10 | -128.7319 | 119.553 | -1.0427e-10 | -135.8534 | 128.4907
Line10_11_12 | 0 | 0 | 0 | 0 | 0 | 0 | 0 | 0 | 0 | 0 | 0 | 0 | 2.0817e-17 | -8.6869e-10 | -2.3986e-09 | -2.0817e-17 | 8.6869e-10 | 2.3986e-09 | 4.996e-17 | 2.5331e-09 | 1.1674e-10 | -4.996e-17 | -2.5331e-09 | -1.1674e-10 | 0 | 0 | 0 | 0 | 0 | 0 | 0.9 | 0.84271 | 0.7557 | 0.9 | 0.84271 | 0.7557 | -1.0429e-10 | -128.7319 | 119.553 | -1.0428e-10 | -128.7319 | 119.553
Line11_12_13 | 0 | 0 | 0 | 0 | 0 | 0 | 0 | 0 | 0 | 0 | 0 | 0 | 1.249e-17 | -7.2391e-10 | -1.9988e-09 | -1.249e-17 | 7.2391e-10 | 1.9988e-09 | 6.6613e-17 | 2.1109e-09 | 9.7283e-11 | -8.3267e-17 | -2.1109e-09 | -9.7283e-11 | 0 | 0 | 0 | 0 | 0 | 0 | 0.9 | 0.84271 | 0.7557 | 0.9 | 0.84271 | 0.7557 | -1.0428e-10 | -128.7319 | 119.553 | -1.0428e-10 | -128.7319 | 119.553
Line12_13_15 | 0 | 0 | 0 | 0 | 0 | 0 | 0 | 0 | 0 | 0 | 0 | 0 | 2.498e-17 | -4.3434e-10 | -1.1993e-09 | -2.498e-17 | 4.3434e-10 | 1.1993e-09 | -4.5466e-29 | 1.2665e-09 | 5.837e-11 | -1.6653e-17 | -1.2665e-09 | -5.837e-11 | 0 | 0 | 0 | 0 | 0 | 0 | 0.9 | 0.84271 | 0.7557 | 0.9 | 0.84271 | 0.7557 | -1.0428e-10 | -128.7319 | 119.553 | -1.0428e-10 | -128.7319 | 119.553
Line13_13_14 | 0 | 0 | 0 | 0 | 0 | 0 | 0 | 0 | 0 | 0 | 0 | 0 | 1.249e-17 | -1.4478e-10 | -3.9976e-10 | -4.1633e-18 | 1.4478e-10 | 3.9976e-10 | -2.2733e-29 | 4.2218e-10 | 1.9457e-11 | -1.6653e-17 | -4.2218e-10 | -1.9457e-11 | 0 | 0 | 0 | 0 | 0 | 0 | 0.9 | 0.84271 | 0.7557 | 0.9 | 0.84271 | 0.7557 | -1.0428e-10 | -128.7319 | 119.553 | -1.0428e-10 | -128.7319 | 119.553
Line14_15_16 | 0 | 0 | 0 | 0 | 0 | 0 | 0 | 0 | 0 | 0 | 0 | 0 | 6.062e-29 | -2.8956e-10 | -7.9952e-10 | -9.093e-29 | 2.8956e-10 | 7.9952e-10 | 3.3307e-17 | 8.4436e-10 | 3.8913e-11 | -4.996e-17 | -8.4436e-10 | -3.8913e-11 | 0 | 0 | 0 | 0 | 0 | 0 | 0.9 | 0.84271 | 0.7557 | 0.9 | 0.84271 | 0.7557 | -1.0428e-10 | -128.7319 | 119.553 | -1.0428e-10 | -128.7319 | 119.553
Line15_16_17 | 0 | 0 | 0 | 0 | 0 | 0 | 0 | 0 | 0 | 0 | 0 | 0 | 8.3267e-18 | -1.4478e-10 | -3.9976e-10 | -8.3267e-18 | 1.4478e-10 | 3.9976e-10 | 1.6653e-17 | 4.2218e-10 | 1.9457e-11 | -1.6653e-17 | -4.2218e-10 | -1.9457e-11 | 0 | 0 | 0 | 0 | 0 | 0 | 0.9 | 0.84271 | 0.7557 | 0.9 | 0.84271 | 0.7557 | -1.0428e-10 | -128.7319 | 119.553 | -1.0428e-10 | -128.7319 | 119.553
Line16_4_18 | 0 | 0 | 0 | 0 | 0 | 0 | 0 | 0 | 0 | 0 | 0 | 0 | 2.498e-17 | -1.4478e-10 | -3.9976e-10 | -2.498e-17 | 1.4478e-10 | 3.9976e-10 | 1.6653e-17 | 4.2218e-10 | 1.9457e-11 | 4.5464e-29 | -4.2218e-10 | -1.9457e-11 | 0 | 0 | 0 | 0 | 0 | 0 | 0.9 | 0.84271 | 0.7557 | 0.9 | 0.84271 | 0.7557 | -1.0428e-10 | -128.7319 | 119.553 | -1.0428e-10 | -128.7319 | 119.553
Line17_5_19 | 0 | 0 | 0 | 0 | 0 | 0 | 0 | 0 | 0 | 0 | 0 | 0 | 2.0817e-17 | -1.4478e-10 | -3.9976e-10 | -2.0817e-17 | 1.4478e-10 | 3.9976e-10 | 1.6653e-17 | 4.2218e-10 | 1.9457e-11 | -3.3307e-17 | -4.2218e-10 | -1.9457e-11 | 0 | 0 | 0 | 0 | 0 | 0 | 0.9 | 0.84271 | 0.7557 | 0.9 | 0.84271 | 0.7557 | -1.0429e-10 | -128.7319 | 119.553 | -1.0429e-10 | -128.7319 | 119.553
Line1_1_3 | 0 | 0 | 0 | 0 | 0 | 0 | 0 | 0 | 0 | 0 | 0 | 0 | 3.747e-17 | -1.1582e-09 | -3.1981e-09 | -2.9143e-17 | 1.1582e-09 | 3.1981e-09 | 6.6613e-17 | 3.3775e-09 | 1.5565e-10 | -8.3267e-17 | -3.3775e-09 | -1.5565e-10 | 0 | 0 | 0 | 0 | 0 | 0 | 0.9 | 0.84271 | 0.7557 | 0.9 | 0.84271 | 0.7557 | -1.0429e-10 | -128.7319 | 119.553 | -1.0429e-10 | -128.7319 | 119.553
Line2_1_4 | 0 | 0 | 0 | 0 | 0 | 0 | 0 | 0 | 0 | 0 | 0 | 0 | -7.0777e-17 | -2.8956e-10 | -7.9952e-10 | 7.0777e-17 | 2.8956e-10 | 7.9952e-10 | 6.4948e-16 | 8.4436e-10 | 3.8913e-11 | -6.6613e-16 | -8.4436e-10 | -3.8913e-11 | 0 | 0 | 0 | 0 | 0 | 0 | 0.9 | 0.84271 | 0.7557 | 0.9 | 0.84271 | 0.7557 | -1.0429e-10 | -128.7319 | 119.553 | -1.0428e-10 | -128.7319 | 119.553
Line3_1_5 | 0 | 0 | 0 | 0 | 0 | 0 | 0 | 0 | 0 | 0 | 0 | 0 | 2.0817e-17 | -2.8956e-10 | -7.9952e-10 | -2.0817e-17 | 2.8956e-10 | 7.9952e-10 | 1.6653e-17 | 8.4436e-10 | 3.8913e-11 | -3.3307e-17 | -8.4436e-10 | -3.8913e-11 | 0 | 0 | 0 | 0 | 0 | 0 | 0.9 | 0.84271 | 0.7557 | 0.9 | 0.84271 | 0.7557 | -1.0429e-10 | -128.7319 | 119.553 | -1.0429e-10 | -128.7319 | 119.553
Line4_2_6 | 0 | 1.3784 | 1.3784 | 0 | 1.3784 | 1.3784 | 0 | 0.31833 | 0.31833 | 0 | 0.31833 | 0.31833 | 3.3307e-17 | 0.22365 | -0.0047711 | -3.3307e-17 | -0.18717 | 0.041251 | 2.6645e-16 | 0.027537 | 0.20046 | -2.6645e-16 | 0.010463 | -0.16246 | 0 | -142.8727 | 37.1273 | 0 | 37.1273 | -142.8727 | 0.9 | 0.70788 | 0.62991 | 0.9 | 0.5889 | 0.52656 | -1.0427e-10 | -135.8534 | 128.4907 | -1.0426e-10 | -146.0722 | 141.3743
Line5_6_7 | 0 | 1.3784 | 1.3784 | 0 | 1.3784 | 1.3784 | 0 | 0.31833 | 0.31833 | 0 | 0.31833 | 0.31833 | -3.3307e-17 | 0.18717 | -0.041251 | 3.3307e-17 | -0.15069 | 0.077731 | 2.6645e-16 | -0.010463 | 0.16246 | -2.6645e-16 | 0.048463 | -0.12446 | 0 | -142.8727 | 37.1273 | 0 | 37.1273 | -142.8727 | 0.9 | 0.5889 | 0.52656 | 0.9 | 0.49726 | 0.46097 | -1.0426e-10 | -146.0722 | 141.3743 | -1.0426e-10 | -160.7007 | 159.1134
Line6_7_8 | 0 | 1.3784 | 1.3784 | 0 | 1.3784 | 1.3784 | 0 | 0.31833 | 0.31833 | 0 | 0.31833 | 0.31833 | 6.6613e-17 | 0.15069 | -0.077731 | -6.6613e-17 | -0.11421 | 0.11421 | 1.3323e-16 | -0.048463 | 0.12446 | -1.3323e-16 | 0.086463 | -0.086463 | 0 | -142.8727 | 37.1273 | 0 | 37.1273 | -142.8727 | 0.9 | 0.49726 | 0.46097 | 0.9 | 0.45 | 0.45 | -1.0426e-10 | -160.7007 | 159.1134 | -1.0425e-10 | -180 | -180
Line7_8_9 | 0 | 0 | 0 | 0 | 0 | 0 | 0 | 0 | 0 | 0 | 0 | 0 | -6.6613e-17 | 6.6609e-17 | 4.8158e-21 | 1.3323e-16 | -1.969e-16 | -1.3029e-16 | 1.212e-28 | 1.286e-09 | -1.286e-09 | -6.6613e-17 | -1.286e-09 | 1.286e-09 | 0 | 0 | 0 | 0 | 0 | 0 | 0.9 | 0.45 | 0.45 | 0.9 | 0.45 | 0.45 | -1.0425e-10 | -180 | -180 | -1.0425e-10 | -180 | 180
Line8_8_10 | 0 | 0 | 0 | 0 | 0 | 0 | 0 | 0 | 0 | 0 | 0 | 0 | -6.6613e-17 | -1.6654e-16 | 1.3323e-16 | 6.6613e-17 | 3.6252e-17 | -1.3029e-16 | 6.6613e-17 | 1.286e-09 | -1.286e-09 | -6.6613e-17 | -1.286e-09 | 1.286e-09 | 0 | 0 | 0 | 0 | 0 | 0 | 0.9 | 0.45 | 0.45 | 0.9 | 0.45 | 0.45 | -1.0425e-10 | -180 | -180 | -1.0425e-10 | -180 | 180
Line9_3_11 | 0 | 0 | 0 | 0 | 0 | 0 | 0 | 0 | 0 | 0 | 0 | 0 | 4.996e-17 | -1.0135e-09 | -2.7983e-09 | -4.1633e-17 | 1.0135e-09 | 2.7983e-09 | 4.996e-17 | 2.9553e-09 | 1.362e-10 | -4.996e-17 | -2.9553e-09 | -1.362e-10 | 0 | 0 | 0 | 0 | 0 | 0 | 0.9 | 0.84271 | 0.7557 | 0.9 | 0.84271 | 0.7557 | -1.0429e-10 | -128.7319 | 119.553 | -1.0429e-10 | -128.7319 | 119.553

## LL_min_fault_6
name | pf_ikss_a_from_ka | pf_ikss_b_from_ka | pf_ikss_c_from_ka | pf_ikss_a_to_ka | pf_ikss_b_to_ka | pf_ikss_c_to_ka | pf_skss_a_from_mw | pf_skss_b_from_mw | pf_skss_c_from_mw | pf_skss_a_to_mw | pf_skss_b_to_mw | pf_skss_c_to_mw | pf_p_a_from_mw | pf_p_b_from_mw | pf_p_c_from_mw | pf_p_a_to_mw | pf_p_b_to_mw | pf_p_c_to_mw | pf_q_a_from_mvar | pf_q_b_from_mvar | pf_q_c_from_mvar | pf_q_a_to_mvar | pf_q_b_to_mvar | pf_q_c_to_mvar | pf_ikss_a_from_degree | pf_ikss_b_from_degree | pf_ikss_c_from_degree | pf_ikss_a_to_degree | pf_ikss_b_to_degree | pf_ikss_c_to_degree | pf_vm_a_from_pu | pf_vm_b_from_pu | pf_vm_c_from_pu | pf_vm_a_to_pu | pf_vm_b_to_pu | pf_vm_c_to_pu | pf_va_a_from_degree | pf_va_b_from_degree | pf_va_c_from_degree | pf_va_a_to_degree | pf_va_b_to_degree | pf_va_c_to_degree
Line0_1_2 | 0 | 0.051843 | 0.051843 | 0 | 0.051843 | 0.051843 | 0 | 0.011973 | 0.011973 | 0 | 0.011973 | 0.011973 | 2.7466e-18 | 0.010966 | 0.0028847 | -2.7466e-18 | -0.010915 | -0.0028331 | 1.4283e-17 | 0.0029326 | 0.010936 | -1.3184e-17 | -0.0028788 | -0.010882 | 0 | -135.2796 | 44.7204 | 0 | 44.7204 | -135.2796 | 0.95 | 0.94815 | 0.94465 | 0.95 | 0.94283 | 0.93921 | -4.931e-12 | -120.3084 | 119.9432 | -4.9305e-12 | -120.5043 | 120.1275
Line10_11_12 | 0 | 0 | 0 | 0 | 0 | 0 | 0 | 0 | 0 | 0 | 0 | 0 | 2.3346e-18 | -3.8309e-11 | -1.1119e-10 | -2.6093e-18 | 3.8309e-11 | 1.1119e-10 | 2.7466e-18 | 1.0665e-10 | 1.9584e-11 | -2.1973e-18 | -1.0665e-10 | -1.9584e-11 | 0 | 0 | 0 | 0 | 0 | 0 | 0.95 | 0.94815 | 0.94465 | 0.95 | 0.94815 | 0.94465 | -4.9309e-12 | -120.3084 | 119.9432 | -4.9309e-12 | -120.3084 | 119.9432
Line11_12_13 | 0 | 0 | 0 | 0 | 0 | 0 | 0 | 0 | 0 | 0 | 0 | 0 | 8.9266e-19 | -3.1925e-11 | -9.2658e-11 | -1.1673e-18 | 3.1925e-11 | 9.2658e-11 | 4.3946e-18 | 8.8872e-11 | 1.632e-11 | -3.296e-18 | -8.8872e-11 | -1.632e-11 | 0 | 0 | 0 | 0 | 0 | 0 | 0.95 | 0.94815 | 0.94465 | 0.95 | 0.94815 | 0.94465 | -4.9309e-12 | -120.3084 | 119.9432 | -4.9308e-12 | -120.3084 | 119.9432
Line12_13_15 | 0 | 0 | 0 | 0 | 0 | 0 | 0 | 0 | 0 | 0 | 0 | 0 | 1.0987e-18 | -1.9155e-11 | -5.5595e-11 | -8.2399e-19 | 1.9155e-11 | 5.5595e-11 | 5.4933e-19 | 5.3323e-11 | 9.7921e-12 | 7.0912e-32 | -5.3323e-11 | -9.7921e-12 | 0 | 0 | 0 | 0 | 0 | 0 | 0.95 | 0.94815 | 0.94465 | 0.95 | 0.94815 | 0.94465 | -4.9308e-12 | -120.3084 | 119.9432 | -4.9308e-12 | -120.3084 | 119.9432
Line13_13_14 | 0 | 0 | 0 | 0 | 0 | 0 | 0 | 0 | 0 | 0 | 0 | 0 | 2.06e-19 | -6.3849e-12 | -1.8532e-11 | -4.8066e-19 | 6.3849e-12 | 1.8532e-11 | -1.7728e-32 | 1.7774e-11 | 3.264e-12 | 4.1365e-32 | -1.7774e-11 | -3.264e-12 | 0 | 0 | 0 | 0 | 0 | 0 | 0.95 | 0.94815 | 0.94465 | 0.95 | 0.94815 | 0.94465 | -4.9308e-12 | -120.3084 | 119.9432 | -4.9308e-12 | -120.3084 | 119.9432
Line14_15_16 | 0 | 0 | 0 | 0 | 0 | 0 | 0 | 0 | 0 | 0 | 0 | 0 | 2.7466e-19 | -1.277e-11 | -3.7063e-11 | -9.4549e-32 | 1.277e-11 | 3.7063e-11 | 5.4933e-19 | 3.5549e-11 | 6.5281e-12 | -1.0987e-18 | -3.5549e-11 | -6.5281e-12 | 0 | 0 | 0 | 0 | 0 | 0 | 0.95 | 0.94815 | 0.94465 | 0.95 | 0.94815 | 0.94465 | -4.9308e-12 | -120.3084 | 119.9432 | -4.9308e-12 | -120.3084 | 119.9432
Line15_16_17 | 0 | 0 | 0 | 0 | 0 | 0 | 0 | 0 | 0 | 0 | 0 | 0 | 2.7466e-19 | -6.3849e-12 | -1.8532e-11 | -2.7466e-19 | 6.3849e-12 | 1.8532e-11 | -2.3637e-32 | 1.7774e-11 | 3.264e-12 | -5.4933e-19 | -1.7774e-11 | -3.264e-12 | 0 | 0 | 0 | 0 | 0 | 0 | 0.95 | 0.94815 | 0.94465 | 0.95 | 0.94815 | 0.94465 | -4.9308e-12 | -120.3084 | 119.9432 | -4.9308e-12 | -120.3084 | 119.9432
Line16_4_18 | 0 | 0 | 0 | 0 | 0 | 0 | 0 | 0 | 0 | 0 | 0 | 0 | 2.7466e-19 | -6.3849e-12 | -1.8532e-11 | -2.7466e-19 | 6.3849e-12 | 1.8532e-11 | 1.0987e-18 | 1.7774e-11 | 3.264e-12 | -1.648e-18 | -1.7775e-11 | -3.264e-12 | 0 | 0 | 0 | 0 | 0 | 0 | 0.95 | 0.94815 | 0.94465 | 0.95 | 0.94815 | 0.94465 | -4.9306e-12 | -120.3084 | 119.9432 | -4.9306e-12 | -120.3084 | 119.9432
Line17_5_19 | 0 | 0 | 0 | 0 | 0 | 0 | 0 | 0 | 0 | 0 | 0 | 0 | 8.2399e-19 | -6.3849e-12 | -1.8532e-11 | -8.2399e-19 | 6.3849e-12 | 1.8532e-11 | -7.0914e-32 | 1.7774e-11 | 3.264e-12 | -5.4933e-19 | -1.7774e-11 | -3.264e-12 | 0 | 0 | 0 | 0 | 0 | 0 | 0.95 | 0.94815 | 0.94465 | 0.95 | 0.94815 | 0.94465 | -4.931e-12 | -120.3084 | 119.9432 | -4.931e-12 | -120.3084 | 119.9432
Line1_1_3 | 0 | 0 | 0 | 0 | 0 | 0 | 0 | 0 | 0 | 0 | 0 | 0 | 2.9526e-18 | -5.1079e-11 | -1.4825e-10 | -3.2273e-18 | 5.1079e-11 | 1.4825e-10 | 3.8453e-18 | 1.422e-10 | 2.6112e-11 | -1.648e-18 | -1.422e-10 | -2.6112e-11 | 0 | 0 | 0 | 0 | 0 | 0 | 0.95 | 0.94815 | 0.94465 | 0.95 | 0.94815 | 0.94465 | -4.931e-12 | -120.3084 | 119.9432 | -4.931e-12 | -120.3084 | 119.9432
Line2_1_4 | 0 | 0 | 0 | 0 | 0 | 0 | 0 | 0 | 0 | 0 | 0 | 0 | -4.3946e-18 | -1.277e-11 | -3.7063e-11 | 4.12e-18 | 1.277e-11 | 3.7063e-11 | 2.6917e-17 | 3.5549e-11 | 6.5281e-12 | -2.5818e-17 | -3.5549e-11 | -6.5281e-12 | 0 | 0 | 0 | 0 | 0 | 0 | 0.95 | 0.94815 | 0.94465 | 0.95 | 0.94815 | 0.94465 | -4.931e-12 | -120.3084 | 119.9432 | -4.9306e-12 | -120.3084 | 119.9432
Line3_1_5 | 0 | 0 | 0 | 0 | 0 | 0 | 0 | 0 | 0 | 0 | 0 | 0 | -6.8666e-20 | -1.277e-11 | -3.7063e-11 | 6.8666e-20 | 1.277e-11 | 3.7063e-11 | 1.648e-18 | 3.5549e-11 | 6.5281e-12 | -1.0987e-18 | -3.5549e-11 | -6.5281e-12 | 0 | 0 | 0 | 0 | 0 | 0 | 0.95 | 0.94815 | 0.94465 | 0.95 | 0.94815 | 0.94465 | -4.931e-12 | -120.3084 | 119.9432 | -4.931e-12 | -120.3084 | 119.9432
Line4_2_6 | 0 | 0.051843 | 0.051843 | 0 | 0.051843 | 0.051843 | 0 | 0.011973 | 0.011973 | 0 | 0.011973 | 0.011973 | 3.296e-18 | 0.010915 | 0.0028331 | -2.1973e-18 | -0.010863 | -0.0027815 | 1.2085e-17 | 0.0028788 | 0.010882 | -1.2085e-17 | -0.0028251 | -0.010828 | 0 | -135.2796 | 44.7204 | 0 | 44.7204 | -135.2796 | 0.95 | 0.94283 | 0.93921 | 0.95 | 0.93752 | 0.93379 | -4.9305e-12 | -120.5043 | 120.1275 | -4.9301e-12 | -120.7024 | 120.3141
Line5_6_7 | 0 | 0.051843 | 0.051843 | 0 | 0.051843 | 0.051843 | 0 | 0.011973 | 0.011973 | 0 | 0.011973 | 0.011973 | 2.1973e-18 | 0.010863 | 0.0027815 | -2.1973e-18 | -0.010812 | -0.0027299 | 1.0987e-17 | 0.0028251 | 0.010828 | -1.0987e-17 | -0.0027713 | -0.010775 | 0 | -135.2796 | 44.7204 | 0 | 44.7204 | -135.2796 | 0.95 | 0.93752 | 0.93379 | 0.95 | 0.93223 | 0.92837 | -4.9301e-12 | -120.7024 | 120.3141 | -4.9298e-12 | -120.9028 | 120.5028
Line6_7_8 | 0 | 0.051843 | 0.051843 | 0 | 0.051843 | 0.051843 | 0 | 0.011973 | 0.011973 | 0 | 0.011973 | 0.011973 | 7.5624e-31 | 0.010812 | 0.0027299 | -2.1973e-18 | -0.01076 | -0.0026783 | 8.7893e-18 | 0.0027713 | 0.010775 | -6.5919e-18 | -0.0027175 | -0.010721 | 0 | -135.2796 | 44.7204 | 0 | 44.7204 | -135.2796 | 0.95 | 0.93223 | 0.92837 | 0.95 | 0.92694 | 0.92297 | -4.9298e-12 | -120.9028 | 120.5028 | -4.9295e-12 | -121.1055 | 120.6937
Line7_8_9 | 0 | 0 | 0 | 0 | 0 | 0 | 0 | 0 | 0 | 0 | 0 | 0 | -2.1973e-18 | -7.7759e-11 | -9.1252e-11 | -3.781e-31 | 7.7759e-11 | 9.1252e-11 | 4.3946e-18 | 6.2294e-11 | -3.8923e-11 | -4.3946e-18 | -6.2294e-11 | 3.8923e-11 | 0 | 0 | 0 | 0 | 0 | 0 | 0.95 | 0.92694 | 0.92297 | 0.95 | 0.92694 | 0.92297 | -4.9295e-12 | -121.1055 | 120.6937 | -4.9296e-12 | -121.1055 | 120.6937
Line8_8_10 | 0 | 0 | 0 | 0 | 0 | 0 | 0 | 0 | 0 | 0 | 0 | 0 | -2.1973e-18 | -7.7759e-11 | -9.1252e-11 | 2.1973e-18 | 7.7759e-11 | 9.1252e-11 | 1.8905e-31 | 6.2294e-11 | -3.8923e-11 | -1.8905e-31 | -6.2294e-11 | 3.8923e-11 | 0 | 0 | 0 | 0 | 0 | 0 | 0.95 | 0.92694 | 0.92297 | 0.95 | 0.92694 | 0.92297 | -4.9295e-12 | -121.1055 | 120.6937 | -4.9295e-12 | -121.1055 | 120.6937
Line9_3_11 | 0 | 0 | 0 | 0 | 0 | 0 | 0 | 0 | 0 | 0 | 0 | 0 | 1.9913e-18 | -4.4694e-11 | -1.2972e-10 | -2.266e-18 | 4.4694e-11 | 1.2972e-10 | 2.1973e-18 | 1.2442e-10 | 2.2848e-11 | -2.1973e-18 | -1.2442e-10 | -2.2848e-11 | 0 | 0 | 0 | 0 | 0 | 0 | 0.95 | 0.94815 | 0.94465 | 0.95 | 0.94815 | 0.94465 | -4.931e-12 | -120.3084 | 119.9432 | -4.9309e-12 | -120.3084 | 119.9432

## LL_min_fault_10
name | pf_ikss_a_from_ka | pf_ikss_b_from_ka | pf_ikss_c_from_ka | pf_ikss_a_to_ka | pf_ikss_b_to_ka | pf_ikss_c_to_ka | pf_skss_a_from_mw | pf_skss_b_from_mw | pf_skss_c_from_mw | pf_skss_a_to_mw | pf_skss_b_to_mw | pf_skss_c_to_mw | pf_p_a_from_mw | pf_p_b_from_mw | pf_p_c_from_mw | pf_p_a_to_mw | pf_p_b_to_mw | pf_p_c_to_mw | pf_q_a_from_mvar | pf_q_b_from_mvar | pf_q_c_from_mvar | pf_q_a_to_mvar | pf_q_b_to_mvar | pf_q_c_to_mvar | pf_ikss_a_from_degree | pf_ikss_b_from_degree | pf_ikss_c_from_degree | pf_ikss_a_to_degree | pf_ikss_b_to_degree | pf_ikss_c_to_degree | pf_vm_a_from_pu | pf_vm_b_from_pu | pf_vm_c_from_pu | pf_vm_a_to_pu | pf_vm_b_to_pu | pf_vm_c_to_pu | pf_va_a_from_degree | pf_va_b_from_degree | pf_va_c_from_degree | pf_va_a_to_degree | pf_va_b_to_degree | pf_va_c_to_degree
Line0_1_2 | 0 | 0.049114 | 0.049114 | 0 | 0.049114 | 0.049114 | 0 | 0.011342 | 0.011342 | 0 | 0.011342 | 0.011342 | 2.6021e-18 | 0.0098425 | 0.002589 | -3.6429e-18 | -0.0097961 | -0.0025427 | 1.1449e-17 | 0.002632 | 0.009815 | -1.3531e-17 | -0.0025837 | -0.0097667 | 0 | -135.2796 | 44.7204 | 0 | 44.7204 | -135.2796 | 0.9 | 0.89825 | 0.89493 | 0.9 | 0.89321 | 0.88978 | -4.9867e-12 | -120.3084 | 119.9432 | -4.9863e-12 | -120.5043 | 120.1275
Line10_11_12 | 0 | 0 | 0 | 0 | 0 | 0 | 0 | 0 | 0 | 0 | 0 | 0 | 1.7564e-18 | -3.4383e-11 | -9.9793e-11 | -1.4962e-18 | 3.4383e-11 | 9.9793e-11 | 2.0817e-18 | 9.5716e-11 | 1.7577e-11 | -3.1225e-18 | -9.5716e-11 | -1.7577e-11 | 0 | 0 | 0 | 0 | 0 | 0 | 0.9 | 0.89825 | 0.89493 | 0.9 | 0.89825 | 0.89493 | -4.9866e-12 | -120.3084 | 119.9432 | -4.9866e-12 | -120.3084 | 119.9432
Line11_12_13 | 0 | 0 | 0 | 0 | 0 | 0 | 0 | 0 | 0 | 0 | 0 | 0 | 1.4962e-18 | -2.8652e-11 | -8.3161e-11 | -1.4962e-18 | 2.8652e-11 | 8.3161e-11 | 2.0817e-18 | 7.9764e-11 | 1.4648e-11 | -2.6021e-18 | -7.9764e-11 | -1.4648e-11 | 0 | 0 | 0 | 0 | 0 | 0 | 0.9 | 0.89825 | 0.89493 | 0.9 | 0.89825 | 0.89493 | -4.9866e-12 | -120.3084 | 119.9432 | -4.9866e-12 | -120.3084 | 119.9432
Line12_13_15 | 0 | 0 | 0 | 0 | 0 | 0 | 0 | 0 | 0 | 0 | 0 | 0 | 2.6021e-19 | -1.7191e-11 | -4.9896e-11 | -2.6021e-19 | 1.7191e-11 | 4.9896e-11 | 5.2042e-19 | 4.7858e-11 | 8.7885e-12 | -1.0408e-18 | -4.7858e-11 | -8.7885e-12 | 0 | 0 | 0 | 0 | 0 | 0 | 0.9 | 0.89825 | 0.89493 | 0.9 | 0.89825 | 0.89493 | -4.9866e-12 | -120.3084 | 119.9432 | -4.9865e-12 | -120.3084 | 119.9432
Line13_13_14 | 0 | 0 | 0 | 0 | 0 | 0 | 0 | 0 | 0 | 0 | 0 | 0 | -6.5052e-20 | -5.7305e-12 | -1.6632e-11 | 6.5052e-20 | 5.7305e-12 | 1.6632e-11 | 5.2042e-19 | 1.5953e-11 | 2.9295e-12 | -2.0817e-18 | -1.5953e-11 | -2.9295e-12 | 0 | 0 | 0 | 0 | 0 | 0 | 0.9 | 0.89825 | 0.89493 | 0.9 | 0.89825 | 0.89493 | -4.9866e-12 | -120.3084 | 119.9432 | -4.9866e-12 | -120.3084 | 119.9432
Line14_15_16 | 0 | 0 | 0 | 0 | 0 | 0 | 0 | 0 | 0 | 0 | 0 | 0 | 4.5536e-19 | -1.1461e-11 | -3.3264e-11 | -4.5536e-19 | 1.1461e-11 | 3.3264e-11 | 5.2042e-19 | 3.1905e-11 | 5.859e-12 | 5.2042e-19 | -3.1905e-11 | -5.859e-12 | 0 | 0 | 0 | 0 | 0 | 0 | 0.9 | 0.89825 | 0.89493 | 0.9 | 0.89825 | 0.89493 | -4.9865e-12 | -120.3084 | 119.9432 | -4.9865e-12 | -120.3084 | 119.9432
Line15_16_17 | 0 | 0 | 0 | 0 | 0 | 0 | 0 | 0 | 0 | 0 | 0 | 0 | 4.5536e-19 | -5.7305e-12 | -1.6632e-11 | -4.5536e-19 | 5.7305e-12 | 1.6632e-11 | -3.9631e-32 | 1.5953e-11 | 2.9295e-12 | -5.2042e-19 | -1.5953e-11 | -2.9295e-12 | 0 | 0 | 0 | 0 | 0 | 0 | 0.9 | 0.89825 | 0.89493 | 0.9 | 0.89825 | 0.89493 | -4.9865e-12 | -120.3084 | 119.9432 | -4.9865e-12 | -120.3084 | 119.9432
Line16_4_18 | 0 | 0 | 0 | 0 | 0 | 0 | 0 | 0 | 0 | 0 | 0 | 0 | 7.1557e-19 | -5.7305e-12 | -1.6632e-11 | -7.1557e-19 | 5.7305e-12 | 1.6632e-11 | -1.0408e-18 | 1.5953e-11 | 2.9295e-12 | 1.0408e-18 | -1.5953e-11 | -2.9295e-12 | 0 | 0 | 0 | 0 | 0 | 0 | 0.9 | 0.89825 | 0.89493 | 0.9 | 0.89825 | 0.89493 | -4.9863e-12 | -120.3084 | 119.9432 | -4.9864e-12 | -120.3084 | 119.9432
Line17_5_19 | 0 | 0 | 0 | 0 | 0 | 0 | 0 | 0 | 0 | 0 | 0 | 0 | 9.7578e-19 | -5.7305e-12 | -1.6632e-11 | -7.1557e-19 | 5.7305e-12 | 1.6632e-11 | -8.4926e-32 | 1.5953e-11 | 2.9295e-12 | -5.2042e-19 | -1.5953e-11 | -2.9295e-12 | 0 | 0 | 0 | 0 | 0 | 0 | 0.9 | 0.89825 | 0.89493 | 0.9 | 0.89825 | 0.89493 | -4.9867e-12 | -120.3084 | 119.9432 | -4.9867e-12 | -120.3084 | 119.9432
Line1_1_3 | 0 | 0 | 0 | 0 | 0 | 0 | 0 | 0 | 0 | 0 | 0 | 0 | 2.7972e-18 | -4.5844e-11 | -1.3306e-10 | -2.7972e-18 | 4.5844e-11 | 1.3306e-10 | 1.0408e-18 | 1.2762e-10 | 2.3436e-11 | -2.0817e-18 | -1.2762e-10 | -2.3436e-11 | 0 | 0 | 0 | 0 | 0 | 0 | 0.9 | 0.89825 | 0.89493 | 0.9 | 0.89825 | 0.89493 | -4.9867e-12 | -120.3084 | 119.9432 | -4.9867e-12 | -120.3084 | 119.9432
Line2_1_4 | 0 | 0 | 0 | 0 | 0 | 0 | 0 | 0 | 0 | 0 | 0 | 0 | -4.0983e-18 | -1.1461e-11 | -3.3264e-11 | 4.0983e-18 | 1.1461e-11 | 3.3264e-11 | 2.3419e-17 | 3.1905e-11 | 5.859e-12 | -2.3939e-17 | -3.1905e-11 | -5.859e-12 | 0 | 0 | 0 | 0 | 0 | 0 | 0.9 | 0.89825 | 0.89493 | 0.9 | 0.89825 | 0.89493 | -4.9867e-12 | -120.3084 | 119.9432 | -4.9863e-12 | -120.3084 | 119.9432
Line3_1_5 | 0 | 0 | 0 | 0 | 0 | 0 | 0 | 0 | 0 | 0 | 0 | 0 | 4.5536e-19 | -1.1461e-11 | -3.3264e-11 | -1.9516e-19 | 1.1461e-11 | 3.3264e-11 | -5.2042e-19 | 3.1905e-11 | 5.859e-12 | -5.2042e-19 | -3.1905e-11 | -5.859e-12 | 0 | 0 | 0 | 0 | 0 | 0 | 0.9 | 0.89825 | 0.89493 | 0.9 | 0.89825 | 0.89493 | -4.9867e-12 | -120.3084 | 119.9432 | -4.9867e-12 | -120.3084 | 119.9432
Line4_2_6 | 0 | 0.049114 | 0.049114 | 0 | 0.049114 | 0.049114 | 0 | 0.011342 | 0.011342 | 0 | 0.011342 | 0.011342 | 4.1633e-18 | 0.0097961 | 0.0025427 | -5.2042e-18 | -0.0097498 | -0.0024964 | 8.3267e-18 | 0.0025837 | 0.0097667 | -9.3675e-18 | -0.0025355 | -0.0097185 | 0 | -135.2796 | 44.7204 | 0 | 44.7204 | -135.2796 | 0.9 | 0.89321 | 0.88978 | 0.9 | 0.88818 | 0.88464 | -4.9863e-12 | -120.5043 | 120.1275 | -4.9859e-12 | -120.7024 | 120.3141
Line5_6_7 | 0 | 0.049114 | 0.049114 | 0 | 0.049114 | 0.049114 | 0 | 0.011342 | 0.011342 | 0 | 0.011342 | 0.011342 | 2.0817e-18 | 0.0097498 | 0.0024964 | -2.0817e-18 | -0.0097035 | -0.0024501 | 1.0408e-17 | 0.0025355 | 0.0097185 | -1.0408e-17 | -0.0024873 | -0.0096702 | 0 | -135.2796 | 44.7204 | 0 | 44.7204 | -135.2796 | 0.9 | 0.88818 | 0.88464 | 0.9 | 0.88316 | 0.87951 | -4.9859e-12 | -120.7024 | 120.3141 | -4.9855e-12 | -120.9028 | 120.5028
Line6_7_8 | 0 | 0.049114 | 0.049114 | 0 | 0.049114 | 0.049114 | 0 | 0.011342 | 0.011342 | 0 | 0.011342 | 0.011342 | 3.6227e-31 | 0.0097035 | 0.0024501 | 2.0817e-18 | -0.0096572 | -0.0024038 | 4.1633e-18 | 0.0024873 | 0.0096702 | -4.1633e-18 | -0.002439 | -0.009622 | 0 | -135.2796 | 44.7204 | 0 | 44.7204 | -135.2796 | 0.9 | 0.88316 | 0.87951 | 0.9 | 0.87816 | 0.87439 | -4.9855e-12 | -120.9028 | 120.5028 | -4.9853e-12 | -121.1055 | 120.6937
Line7_8_9 | 0 | 0 | 0 | 0 | 0 | 0 | 0 | 0 | 0 | 0 | 0 | 0 | 2.0817e-18 | -6.9789e-11 | -8.1899e-11 | -4.1633e-18 | 6.9789e-11 | 8.1899e-11 | 4.1633e-18 | 5.5909e-11 | -3.4934e-11 | -4.1633e-18 | -5.5909e-11 | 3.4934e-11 | 0 | 0 | 0 | 0 | 0 | 0 | 0.9 | 0.87816 | 0.87439 | 0.9 | 0.87816 | 0.87439 | -4.9853e-12 | -121.1055 | 120.6937 | -4.9853e-12 | -121.1055 | 120.6937
Line8_8_10 | 0 | 0 | 0 | 0 | 0 | 0 | 0 | 0 | 0 | 0 | 0 | 0 | 2.0817e-18 | -6.9789e-11 | -8.1899e-11 | -2.0817e-18 | 6.9789e-11 | 8.1899e-11 | -1.8113e-31 | 5.5909e-11 | -3.4934e-11 | 1.8112e-31 | -5.5909e-11 | 3.4934e-11 | 0 | 0 | 0 | 0 | 0 | 0 | 0.9 | 0.87816 | 0.87439 | 0.9 | 0.87816 | 0.87439 | -4.9853e-12 | -121.1055 | 120.6937 | -4.9853e-12 | -121.1055 | 120.6937
Line9_3_11 | 0 | 0 | 0 | 0 | 0 | 0 | 0 | 0 | 0 | 0 | 0 | 0 | 1.6914e-18 | -4.0113e-11 | -1.1643e-10 | -1.4311e-18 | 4.0113e-11 | 1.1643e-10 | 3.1225e-18 | 1.1167e-10 | 2.0507e-11 | -3.1225e-18 | -1.1167e-10 | -2.0507e-11 | 0 | 0 | 0 | 0 | 0 | 0 | 0.9 | 0.89825 | 0.89493 | 0.9 | 0.89825 | 0.89493 | -4.9867e-12 | -120.3084 | 119.9432 | -4.9866e-12 | -120.3084 | 119.9432

## LG_max_6
name | pf_ikss_a_from_ka | pf_ikss_b_from_ka | pf_ikss_c_from_ka | pf_ikss_a_to_ka | pf_ikss_b_to_ka | pf_ikss_c_to_ka | pf_skss_a_from_mw | pf_skss_b_from_mw | pf_skss_c_from_mw | pf_skss_a_to_mw | pf_skss_b_to_mw | pf_skss_c_to_mw | pf_p_a_from_mw | pf_p_b_from_mw | pf_p_c_from_mw | pf_p_a_to_mw | pf_p_b_to_mw | pf_p_c_to_mw | pf_q_a_from_mvar | pf_q_b_from_mvar | pf_q_c_from_mvar | pf_q_a_to_mvar | pf_q_b_to_mvar | pf_q_c_to_mvar | pf_ikss_a_from_degree | pf_ikss_b_from_degree | pf_ikss_c_from_degree | pf_ikss_a_to_degree | pf_ikss_b_to_degree | pf_ikss_c_to_degree | 3xI0 | pf_vm_a_from_pu | pf_vm_b_from_pu | pf_vm_c_from_pu | pf_vm_a_to_pu | pf_vm_b_to_pu | pf_vm_c_to_pu | pf_va_a_from_degree | pf_va_b_from_degree | pf_va_c_from_degree | pf_va_a_to_degree | pf_va_b_to_degree | pf_va_c_to_degree
Line0_1_2 | 0.00091766 | 2.2869e-06 | 2.2869e-06 | 0.00091728 | 1.9066e-06 | 1.9066e-06 | 0.00021193 | 5.2815e-07 | 5.2815e-07 | 0.00021184 | 4.4031e-07 | 4.4031e-07 | 2.8025e-08 | 5.1614e-07 | -4.4346e-07 | -2.1007e-08 | -4.3619e-07 | 3.6349e-07 | 5.6058e-08 | -8.0991e-07 | -8.5179e-07 | -4.2021e-08 | 6.7142e-07 | 7.1333e-07 | -89.9378 | -92.4993 | -92.4993 | 90.0622 | 87.0002 | 87.0002 |  | 0.00029573 | 1.8184 | 1.8183 | 0.00022177 | 1.8184 | 1.8183 | -26.4994 | -149.9906 | 149.9982 | -26.4991 | -149.9902 | 149.9982
Line10_11_12 | 2.2869e-06 | 2.2869e-06 | 2.2869e-06 | 1.9065e-06 | 1.9065e-06 | 1.9065e-06 | 5.2813e-07 | 5.2813e-07 | 5.2813e-07 | 4.4029e-07 | 4.4029e-07 | 4.4029e-07 | 6.3466e-11 | 5.1611e-07 | -4.4346e-07 | -5.1851e-11 | -4.3615e-07 | 3.6349e-07 | 1.4256e-10 | -8.0989e-07 | -8.5176e-07 | -1.1927e-10 | 6.7141e-07 | 7.133e-07 | -92.4988 | -92.4986 | -92.4986 | 87.0008 | 87.0011 | 87.0011 |  | 0.00029547 | 1.8184 | 1.8183 | 0.00029537 | 1.8184 | 1.8183 | -26.497 | -149.9906 | 149.9982 | -26.496 | -149.9906 | 149.9982
Line11_12_13 | 1.9057e-06 | 1.9057e-06 | 1.9057e-06 | 1.5254e-06 | 1.5254e-06 | 1.5254e-06 | 4.4011e-07 | 4.4011e-07 | 4.4011e-07 | 3.5228e-07 | 3.5228e-07 | 3.5228e-07 | 5.2868e-11 | 4.3009e-07 | -3.6955e-07 | -4.1264e-11 | -3.5014e-07 | 2.8958e-07 | 1.1876e-10 | -6.749e-07 | -7.098e-07 | -9.5489e-11 | 5.3642e-07 | 5.7134e-07 | -92.4988 | -92.4986 | -92.4986 | 86.8758 | 86.8761 | 86.8761 |  | 0.00029537 | 1.8184 | 1.8183 | 0.00029529 | 1.8184 | 1.8183 | -26.496 | -149.9906 | 149.9982 | -26.4952 | -149.9906 | 149.9982
Line12_13_15 | 1.1434e-06 | 1.1434e-06 | 1.1434e-06 | 0 | 0 | 0 | 2.6406e-07 | 2.6406e-07 | 2.6406e-07 | 0 | 0 | 0 | 3.1711e-11 | 2.5806e-07 | -2.2173e-07 | -2.012e-11 | -1.781e-07 | 1.4176e-07 | 7.1236e-11 | -4.0494e-07 | -4.2588e-07 | -4.7991e-11 | 2.6646e-07 | 2.8742e-07 | -92.4988 | -92.4986 | -92.4986 | 0 | 0 | 0 |  | 0.00029529 | 1.8184 | 1.8183 | 0.00029524 | 1.8184 | 1.8183 | -26.4952 | -149.9906 | 149.9982 | -26.4947 | -149.9906 | 149.9982
Line13_13_14 | 0 | 0 | 0 | 0 | 0 | 0 | 0 | 0 | 0 | 0 | 0 | 0 | 1.057e-11 | 8.6019e-08 | -7.391e-08 | 1.0171e-12 | -6.0608e-09 | -6.0599e-09 | 2.3745e-11 | -1.3498e-07 | -1.4196e-07 | -5.0716e-13 | -3.4994e-09 | 3.5e-09 | 0 | 0 | 0 | 0 | 0 | 0 |  | 0.00029529 | 1.8184 | 1.8183 | 0.00029528 | 1.8184 | 1.8183 | -26.4952 | -149.9906 | 149.9982 | -26.4951 | -149.9906 | 149.9982
Line14_15_16 | 0 | 0 | 0 | 0 | 0 | 0 | 0 | 0 | 0 | 0 | 0 | 0 | 2.1137e-11 | 1.7204e-07 | -1.4782e-07 | -9.5505e-12 | -9.208e-08 | 6.785e-08 | 4.7484e-11 | -2.6996e-07 | -2.8392e-07 | -2.4247e-11 | 1.3148e-07 | 1.4546e-07 | 0 | 0 | 0 | 0 | 0 | 0 |  | 0.00029524 | 1.8184 | 1.8183 | 0.00029522 | 1.8184 | 1.8183 | -26.4947 | -149.9906 | 149.9982 | -26.4944 | -149.9906 | 149.9982
Line15_16_17 | 0 | 0 | 0 | 0 | 0 | 0 | 0 | 0 | 0 | 0 | 0 | 0 | 1.0567e-11 | 8.6019e-08 | -7.391e-08 | 1.0169e-12 | -6.0608e-09 | -6.0599e-09 | 2.374e-11 | -1.3498e-07 | -1.4196e-07 | -5.0702e-13 | -3.4994e-09 | 3.5e-09 | 0 | 0 | 0 | 0 | 0 | 0 |  | 0.00029522 | 1.8184 | 1.8183 | 0.00029521 | 1.8184 | 1.8183 | -26.4944 | -149.9906 | 149.9982 | -26.4943 | -149.9906 | 149.9982
Line16_4_18 | 0 | 0 | 0 | 0 | 0 | 0 | 0 | 0 | 0 | 0 | 0 | 0 | 1.1129e-11 | 8.6017e-08 | -7.3909e-08 | 1.0705e-12 | -6.0607e-09 | -6.0597e-09 | 2.4992e-11 | -1.3498e-07 | -1.4196e-07 | -5.3394e-13 | -3.4994e-09 | 3.5e-09 | 0 | 0 | 0 | 0 | 0 | 0 |  | 0.00031081 | 1.8184 | 1.8183 | 0.0003108 | 1.8184 | 1.8183 | -26.5019 | -149.9902 | 149.9982 | -26.5017 | -149.9902 | 149.9982
Line17_5_19 | 0 | 0 | 0 | 0 | 0 | 0 | 0 | 0 | 0 | 0 | 0 | 0 | 1.0587e-11 | 8.6019e-08 | -7.391e-08 | 1.0185e-12 | -6.0608e-09 | -6.0598e-09 | 2.3778e-11 | -1.3498e-07 | -1.4196e-07 | -5.0794e-13 | -3.4994e-09 | 3.5e-09 | 0 | 0 | 0 | 0 | 0 | 0 |  | 0.0002957 | 1.8184 | 1.8183 | 0.0002957 | 1.8184 | 1.8183 | -26.4991 | -149.9906 | 149.9982 | -26.4989 | -149.9906 | 149.9982
Line1_1_3 | 3.0492e-06 | 3.0492e-06 | 3.0492e-06 | 2.6688e-06 | 2.6688e-06 | 2.6688e-06 | 7.0417e-07 | 7.0417e-07 | 7.0417e-07 | 6.1633e-07 | 6.1633e-07 | 6.1633e-07 | 8.4703e-11 | 6.8815e-07 | -5.9128e-07 | -7.3059e-11 | -6.0819e-07 | 5.1131e-07 | 1.9024e-10 | -1.0798e-06 | -1.1357e-06 | -1.6689e-10 | 9.4137e-07 | 9.9722e-07 | -92.4988 | -92.4986 | -92.4986 | 87.1437 | 87.144 | 87.144 |  | 0.00029573 | 1.8184 | 1.8183 | 0.00029559 | 1.8184 | 1.8183 | -26.4994 | -149.9906 | 149.9982 | -26.4981 | -149.9906 | 149.9982
Line2_1_4 | 0.00031122 | 0.00031122 | 0.00031122 | 0.0003116 | 0.0003116 | 0.0003116 | 7.1873e-05 | 7.1873e-05 | 7.1873e-05 | 7.1961e-05 | 7.1961e-05 | 7.1961e-05 | -9.4884e-09 | -6.5338e-05 | 6.5374e-05 | 9.9852e-09 | 6.5419e-05 | -6.5453e-05 | -1.902e-08 | 0.00011319 | 0.00011316 | 2.0013e-08 | -0.00011333 | -0.0001133 | 90.014 | 90.014 | 90.014 | -89.986 | -89.986 | -89.986 |  | 0.00029573 | 1.8184 | 1.8183 | 0.00031081 | 1.8184 | 1.8183 | -26.4994 | -149.9906 | 149.9982 | -26.5019 | -149.9902 | 149.9982
Line3_1_5 | 0 | 0 | 0 | 0 | 0 | 0 | 0 | 0 | 0 | 0 | 0 | 0 | 2.1176e-11 | 1.7204e-07 | -1.4782e-07 | -9.5683e-12 | -9.2079e-08 | 6.785e-08 | 4.756e-11 | -2.6996e-07 | -2.8392e-07 | -2.4286e-11 | 1.3148e-07 | 1.4546e-07 | 0 | 0 | 0 | 0 | 0 | 0 |  | 0.00029573 | 1.8184 | 1.8183 | 0.0002957 | 1.8184 | 1.8183 | -26.4994 | -149.9906 | 149.9982 | -26.4991 | -149.9906 | 149.9982
Line4_2_6 | 0.00091728 | 1.9058e-06 | 1.9058e-06 | 0.0009169 | 1.5255e-06 | 1.5255e-06 | 0.00021184 | 4.4013e-07 | 4.4013e-07 | 0.00021175 | 3.5229e-07 | 3.5229e-07 | 2.1008e-08 | 4.3012e-07 | -3.6955e-07 | -1.3998e-08 | -3.5017e-07 | 2.8958e-07 | 4.2021e-08 | -6.7492e-07 | -7.0983e-07 | -2.7999e-08 | 5.3643e-07 | 5.7136e-07 | -89.9368 | -92.4995 | -92.4995 | 90.0633 | 86.8751 | 86.8751 |  | 0.00022177 | 1.8184 | 1.8183 | 0.00014783 | 1.8184 | 1.8182 | -26.4991 | -149.9902 | 149.9982 | -26.4988 | -149.9898 | 149.9981
Line5_6_7 | 0.0009169 | 1.5246e-06 | 1.5246e-06 | 0.00091652 | 1.1443e-06 | 1.1443e-06 | 0.00021175 | 3.521e-07 | 3.521e-07 | 0.00021166 | 2.6427e-07 | 2.6427e-07 | 1.3998e-08 | 3.441e-07 | -2.9564e-07 | -6.9952e-09 | -2.6414e-07 | 2.1567e-07 | 2.7999e-08 | -5.3993e-07 | -5.6786e-07 | -1.3992e-08 | 4.0145e-07 | 4.2939e-07 | -89.9357 | -92.4996 | -92.4996 | 90.0643 | 86.6667 | 86.6667 |  | 0.00014783 | 1.8184 | 1.8182 | 7.3905e-05 | 1.8184 | 1.8182 | -26.4988 | -149.9898 | 149.9981 | -26.4985 | -149.9894 | 149.9981
Line6_7_8 | 0.00091652 | 1.1435e-06 | 1.1435e-06 | 0.00091614 | 0 | 0 | 0.00021166 | 2.6408e-07 | 2.6408e-07 | 0.00021157 | 0 | 0 | 6.9954e-09 | 2.5808e-07 | -2.2173e-07 | -2.0066e-14 | -1.7812e-07 | 1.4176e-07 | 1.3992e-08 | -4.0495e-07 | -4.2589e-07 | 4.6089e-15 | 2.6646e-07 | 2.8743e-07 | -89.9346 | -92.4997 | -92.4997 | 90.0654 | 0 | 0 |  | 7.3905e-05 | 1.8184 | 1.8182 | 0 | 1.8184 | 1.8182 | -26.4985 | -149.9894 | 149.9981 | 0 | -149.989 | 149.9981
Line7_8_9 | 0 | 0 | 0 | 0 | 0 | 0 | 0 | 0 | 0 | 0 | 0 | 0 | 8.426e-18 | 8.6028e-08 | -7.3909e-08 | -3.0436e-17 | -6.0604e-09 | -6.0593e-09 | -1.5418e-18 | -1.3498e-07 | -1.4196e-07 | 1.8282e-17 | -3.4992e-09 | 3.4999e-09 | 0 | 0 | 0 | 0 | 0 | 0 |  | 0 | 1.8184 | 1.8182 | 0 | 1.8184 | 1.8182 | 0 | -149.989 | 149.9981 | 0 | -149.989 | 149.9981
Line8_8_10 | 0 | 0 | 0 | 0 | 0 | 0 | 0 | 0 | 0 | 0 | 0 | 0 | 8.426e-18 | 8.6028e-08 | -7.3909e-08 | -3.0436e-17 | -6.0604e-09 | -6.0593e-09 | -1.5418e-18 | -1.3498e-07 | -1.4196e-07 | 1.8282e-17 | -3.4992e-09 | 3.4999e-09 | 0 | 0 | 0 | 0 | 0 | 0 |  | 0 | 1.8184 | 1.8182 | 0 | 1.8184 | 1.8182 | 0 | -149.989 | 149.9981 | 0 | -149.989 | 149.9981
Line9_3_11 | 2.668e-06 | 2.668e-06 | 2.668e-06 | 2.2877e-06 | 2.2877e-06 | 2.2877e-06 | 6.1615e-07 | 6.1615e-07 | 6.1615e-07 | 5.2831e-07 | 5.2831e-07 | 5.2831e-07 | 7.4077e-11 | 6.0213e-07 | -5.1737e-07 | -6.2448e-11 | -5.2217e-07 | 4.374e-07 | 1.6639e-10 | -9.4487e-07 | -9.9372e-07 | -1.4307e-10 | 8.0639e-07 | 8.5526e-07 | -92.4988 | -92.4986 | -92.4986 | 87.0842 | 87.0844 | 87.0844 |  | 0.00029559 | 1.8184 | 1.8183 | 0.00029547 | 1.8184 | 1.8183 | -26.4981 | -149.9906 | 149.9982 | -26.497 | -149.9906 | 149.9982

## LG_max_10
name | pf_ikss_a_from_ka | pf_ikss_b_from_ka | pf_ikss_c_from_ka | pf_ikss_a_to_ka | pf_ikss_b_to_ka | pf_ikss_c_to_ka | pf_skss_a_from_mw | pf_skss_b_from_mw | pf_skss_c_from_mw | pf_skss_a_to_mw | pf_skss_b_to_mw | pf_skss_c_to_mw | pf_p_a_from_mw | pf_p_b_from_mw | pf_p_c_from_mw | pf_p_a_to_mw | pf_p_b_to_mw | pf_p_c_to_mw | pf_q_a_from_mvar | pf_q_b_from_mvar | pf_q_c_from_mvar | pf_q_a_to_mvar | pf_q_b_to_mvar | pf_q_c_to_mvar | pf_ikss_a_from_degree | pf_ikss_b_from_degree | pf_ikss_c_from_degree | pf_ikss_a_to_degree | pf_ikss_b_to_degree | pf_ikss_c_to_degree | 3xI0 | pf_vm_a_from_pu | pf_vm_b_from_pu | pf_vm_c_from_pu | pf_vm_a_to_pu | pf_vm_b_to_pu | pf_vm_c_to_pu | pf_va_a_from_degree | pf_va_b_from_degree | pf_va_c_from_degree | pf_va_a_to_degree | pf_va_b_to_degree | pf_va_c_to_degree
Line0_1_2 | 0.00096136 | 2.3958e-06 | 2.3958e-06 | 0.00096096 | 1.9974e-06 | 1.9974e-06 | 0.00022202 | 5.533e-07 | 5.533e-07 | 0.00022192 | 4.6128e-07 | 4.6128e-07 | 3.0757e-08 | 5.6647e-07 | -4.867e-07 | -2.3055e-08 | -4.7871e-07 | 3.9893e-07 | 6.1524e-08 | -8.8887e-07 | -9.3484e-07 | -4.6118e-08 | 7.3688e-07 | 7.8288e-07 | -89.9378 | -92.4993 | -92.4993 | 90.0622 | 87.0002 | 87.0002 |  | 0.00030981 | 1.905 | 1.9049 | 0.00023233 | 1.905 | 1.9048 | -26.4994 | -149.9905 | 149.9981 | -26.499 | -149.9901 | 149.9981
Line10_11_12 | 2.3958e-06 | 2.3958e-06 | 2.3958e-06 | 1.9973e-06 | 1.9973e-06 | 1.9973e-06 | 5.5328e-07 | 5.5328e-07 | 5.5328e-07 | 4.6126e-07 | 4.6126e-07 | 4.6126e-07 | 6.9654e-11 | 5.6643e-07 | -4.867e-07 | -5.6906e-11 | -4.7868e-07 | 3.9893e-07 | 1.5646e-10 | -8.8885e-07 | -9.348e-07 | -1.309e-10 | 7.3687e-07 | 7.8284e-07 | -92.4988 | -92.4985 | -92.4985 | 87.0008 | 87.0011 | 87.0011 |  | 0.00030954 | 1.905 | 1.9049 | 0.00030944 | 1.905 | 1.9049 | -26.497 | -149.9905 | 149.9981 | -26.496 | -149.9905 | 149.9981
Line11_12_13 | 1.9965e-06 | 1.9965e-06 | 1.9965e-06 | 1.598e-06 | 1.598e-06 | 1.598e-06 | 4.6106e-07 | 4.6106e-07 | 4.6106e-07 | 3.6905e-07 | 3.6905e-07 | 3.6905e-07 | 5.8023e-11 | 4.7203e-07 | -4.0558e-07 | -4.5288e-11 | -3.8427e-07 | 3.1781e-07 | 1.3034e-10 | -7.4071e-07 | -7.79e-07 | -1.048e-10 | 5.8873e-07 | 6.2704e-07 | -92.4988 | -92.4985 | -92.4985 | 86.8758 | 86.8761 | 86.8761 |  | 0.00030944 | 1.905 | 1.9049 | 0.00030935 | 1.905 | 1.9049 | -26.496 | -149.9905 | 149.9981 | -26.4952 | -149.9905 | 149.9981
Line12_13_15 | 1.1979e-06 | 1.1979e-06 | 1.1979e-06 | 0 | 0 | 0 | 2.7664e-07 | 2.7664e-07 | 2.7664e-07 | 0 | 0 | 0 | 3.4803e-11 | 2.8322e-07 | -2.4335e-07 | -2.2082e-11 | -1.9546e-07 | 1.5558e-07 | 7.8182e-11 | -4.4442e-07 | -4.674e-07 | -5.267e-11 | 2.9244e-07 | 3.1544e-07 | -92.4988 | -92.4985 | -92.4985 | 0 | 0 | 0 |  | 0.00030935 | 1.905 | 1.9049 | 0.0003093 | 1.905 | 1.9049 | -26.4952 | -149.9905 | 149.9981 | -26.4947 | -149.9905 | 149.9981
Line13_13_14 | 0 | 0 | 0 | 0 | 0 | 0 | 0 | 0 | 0 | 0 | 0 | 0 | 1.1601e-11 | 9.4406e-08 | -8.1116e-08 | 1.1163e-12 | -6.6517e-09 | -6.6507e-09 | 2.6061e-11 | -1.4814e-07 | -1.558e-07 | -5.5661e-13 | -3.8407e-09 | 3.8412e-09 | 0 | 0 | 0 | 0 | 0 | 0 |  | 0.00030935 | 1.905 | 1.9049 | 0.00030934 | 1.905 | 1.9049 | -26.4952 | -149.9905 | 149.9981 | -26.495 | -149.9905 | 149.9981
Line14_15_16 | 0 | 0 | 0 | 0 | 0 | 0 | 0 | 0 | 0 | 0 | 0 | 0 | 2.3198e-11 | 1.8881e-07 | -1.6223e-07 | -1.0482e-11 | -1.0106e-07 | 7.4465e-08 | 5.2113e-11 | -2.9628e-07 | -3.116e-07 | -2.6611e-11 | 1.443e-07 | 1.5964e-07 | 0 | 0 | 0 | 0 | 0 | 0 |  | 0.0003093 | 1.905 | 1.9049 | 0.00030927 | 1.905 | 1.9049 | -26.4947 | -149.9905 | 149.9981 | -26.4944 | -149.9905 | 149.9981
Line15_16_17 | 0 | 0 | 0 | 0 | 0 | 0 | 0 | 0 | 0 | 0 | 0 | 0 | 1.1598e-11 | 9.4406e-08 | -8.1116e-08 | 1.116e-12 | -6.6517e-09 | -6.6507e-09 | 2.6054e-11 | -1.4814e-07 | -1.558e-07 | -5.5646e-13 | -3.8407e-09 | 3.8412e-09 | 0 | 0 | 0 | 0 | 0 | 0 |  | 0.00030927 | 1.905 | 1.9049 | 0.00030926 | 1.905 | 1.9049 | -26.4944 | -149.9905 | 149.9981 | -26.4942 | -149.9905 | 149.9981
Line16_4_18 | 0 | 0 | 0 | 0 | 0 | 0 | 0 | 0 | 0 | 0 | 0 | 0 | 1.2214e-11 | 9.4404e-08 | -8.1115e-08 | 1.1749e-12 | -6.6516e-09 | -6.6505e-09 | 2.7428e-11 | -1.4814e-07 | -1.558e-07 | -5.86e-13 | -3.8406e-09 | 3.8412e-09 | 0 | 0 | 0 | 0 | 0 | 0 |  | 0.00032561 | 1.905 | 1.9048 | 0.0003256 | 1.905 | 1.9048 | -26.5019 | -149.9901 | 149.9981 | -26.5017 | -149.9901 | 149.9981
Line17_5_19 | 0 | 0 | 0 | 0 | 0 | 0 | 0 | 0 | 0 | 0 | 0 | 0 | 1.1619e-11 | 9.4406e-08 | -8.1116e-08 | 1.1178e-12 | -6.6517e-09 | -6.6507e-09 | 2.6096e-11 | -1.4814e-07 | -1.558e-07 | -5.5747e-13 | -3.8406e-09 | 3.8412e-09 | 0 | 0 | 0 | 0 | 0 | 0 |  | 0.00030978 | 1.905 | 1.9049 | 0.00030978 | 1.905 | 1.9049 | -26.499 | -149.9905 | 149.9981 | -26.4989 | -149.9905 | 149.9981
Line1_1_3 | 3.1943e-06 | 3.1943e-06 | 3.1943e-06 | 2.7959e-06 | 2.7959e-06 | 2.7959e-06 | 7.377e-07 | 7.377e-07 | 7.377e-07 | 6.4568e-07 | 6.4568e-07 | 6.4568e-07 | 9.2962e-11 | 7.5525e-07 | -6.4893e-07 | -8.0182e-11 | -6.6749e-07 | 5.6116e-07 | 2.0879e-10 | -1.1851e-06 | -1.2464e-06 | -1.8317e-10 | 1.0331e-06 | 1.0944e-06 | -92.4988 | -92.4985 | -92.4985 | 87.1438 | 87.144 | 87.144 |  | 0.00030981 | 1.905 | 1.9049 | 0.00030967 | 1.905 | 1.9049 | -26.4994 | -149.9905 | 149.9981 | -26.4981 | -149.9905 | 149.9981
Line2_1_4 | 0.00032604 | 0.00032604 | 0.00032604 | 0.00032644 | 0.00032644 | 0.00032644 | 7.5295e-05 | 7.5295e-05 | 7.5295e-05 | 7.5387e-05 | 7.5387e-05 | 7.5387e-05 | -1.0414e-08 | -7.1709e-05 | 7.1748e-05 | 1.0959e-08 | 7.1797e-05 | -7.1835e-05 | -2.0874e-08 | 0.00012423 | 0.00012419 | 2.1965e-08 | -0.00012438 | -0.00012434 | 90.014 | 90.014 | 90.014 | -89.986 | -89.986 | -89.986 |  | 0.00030981 | 1.905 | 1.9049 | 0.00032561 | 1.905 | 1.9048 | -26.4994 | -149.9905 | 149.9981 | -26.5019 | -149.9901 | 149.9981
Line3_1_5 | 0 | 0 | 0 | 0 | 0 | 0 | 0 | 0 | 0 | 0 | 0 | 0 | 2.324e-11 | 1.8881e-07 | -1.6223e-07 | -1.0501e-11 | -1.0106e-07 | 7.4465e-08 | 5.2198e-11 | -2.9628e-07 | -3.116e-07 | -2.6654e-11 | 1.443e-07 | 1.5964e-07 | 0 | 0 | 0 | 0 | 0 | 0 |  | 0.00030981 | 1.905 | 1.9049 | 0.00030978 | 1.905 | 1.9049 | -26.4994 | -149.9905 | 149.9981 | -26.499 | -149.9905 | 149.9981
Line4_2_6 | 0.00096096 | 1.9965e-06 | 1.9965e-06 | 0.00096056 | 1.5981e-06 | 1.5981e-06 | 0.00022192 | 4.6108e-07 | 4.6108e-07 | 0.00022183 | 3.6907e-07 | 3.6907e-07 | 2.3056e-08 | 4.7206e-07 | -4.0558e-07 | -1.5362e-08 | -3.8431e-07 | 3.1781e-07 | 4.6118e-08 | -7.4072e-07 | -7.7903e-07 | -3.0729e-08 | 5.8874e-07 | 6.2707e-07 | -89.9367 | -92.4994 | -92.4994 | 90.0633 | 86.8751 | 86.8751 |  | 0.00023233 | 1.905 | 1.9048 | 0.00015487 | 1.905 | 1.9048 | -26.499 | -149.9901 | 149.9981 | -26.4987 | -149.9897 | 149.9981
Line5_6_7 | 0.00096056 | 1.5972e-06 | 1.5972e-06 | 0.00096016 | 1.1988e-06 | 1.1988e-06 | 0.00022183 | 3.6887e-07 | 3.6887e-07 | 0.00022174 | 2.7686e-07 | 2.7686e-07 | 1.5363e-08 | 3.7766e-07 | -3.2446e-07 | -7.6772e-09 | -2.899e-07 | 2.367e-07 | 3.0728e-08 | -5.9258e-07 | -6.2323e-07 | -1.5356e-08 | 4.4059e-07 | 4.7126e-07 | -89.9357 | -92.4996 | -92.4996 | 90.0643 | 86.6667 | 86.6667 |  | 0.00015487 | 1.905 | 1.9048 | 7.7424e-05 | 1.905 | 1.9048 | -26.4987 | -149.9897 | 149.9981 | -26.4984 | -149.9893 | 149.998
Line6_7_8 | 0.00096016 | 1.1979e-06 | 1.1979e-06 | 0.00095976 | 0 | 0 | 0.00022174 | 2.7665e-07 | 2.7665e-07 | 0.00022165 | 0 | 0 | 7.6775e-09 | 2.8325e-07 | -2.4335e-07 | -1.2161e-14 | -1.9548e-07 | 1.5558e-07 | 1.5356e-08 | -4.4443e-07 | -4.6742e-07 | 1.6235e-14 | 2.9244e-07 | 3.1545e-07 | -89.9346 | -92.4997 | -92.4997 | 90.0654 | 0 | 0 |  | 7.7424e-05 | 1.905 | 1.9048 | 0 | 1.905 | 1.9048 | -26.4984 | -149.9893 | 149.998 | 0 | -149.989 | 149.998
Line7_8_9 | 0 | 0 | 0 | 0 | 0 | 0 | 0 | 0 | 0 | 0 | 0 | 0 | 5.357e-18 | 9.4416e-08 | -8.1115e-08 | -3.3608e-17 | -6.6512e-09 | -6.65e-09 | -6.5212e-18 | -1.4814e-07 | -1.5581e-07 | 2.0244e-17 | -3.8404e-09 | 3.8411e-09 | 0 | 0 | 0 | 0 | 0 | 0 |  | 0 | 1.905 | 1.9048 | 0 | 1.905 | 1.9048 | 0 | -149.989 | 149.998 | 0 | -149.989 | 149.998
Line8_8_10 | 0 | 0 | 0 | 0 | 0 | 0 | 0 | 0 | 0 | 0 | 0 | 0 | 5.357e-18 | 9.4416e-08 | -8.1115e-08 | -3.3608e-17 | -6.6512e-09 | -6.65e-09 | -6.5212e-18 | -1.4814e-07 | -1.5581e-07 | 2.0244e-17 | -3.8404e-09 | 3.8411e-09 | 0 | 0 | 0 | 0 | 0 | 0 |  | 0 | 1.905 | 1.9048 | 0 | 1.905 | 1.9048 | 0 | -149.989 | 149.998 | 0 | -149.989 | 149.998
Line9_3_11 | 2.7951e-06 | 2.7951e-06 | 2.7951e-06 | 2.3966e-06 | 2.3966e-06 | 2.3966e-06 | 6.4549e-07 | 6.4549e-07 | 6.4549e-07 | 5.5347e-07 | 5.5347e-07 | 5.5347e-07 | 8.13e-11 | 6.6084e-07 | -5.6781e-07 | -6.8537e-11 | -5.7309e-07 | 4.8005e-07 | 1.8261e-10 | -1.037e-06 | -1.0906e-06 | -1.5702e-10 | 8.8501e-07 | 9.3864e-07 | -92.4988 | -92.4985 | -92.4985 | 87.0842 | 87.0845 | 87.0845 |  | 0.00030967 | 1.905 | 1.9049 | 0.00030954 | 1.905 | 1.9049 | -26.4981 | -149.9905 | 149.9981 | -26.497 | -149.9905 | 149.9981

## LG_max_fault_6
name | pf_ikss_a_from_ka | pf_ikss_b_from_ka | pf_ikss_c_from_ka | pf_ikss_a_to_ka | pf_ikss_b_to_ka | pf_ikss_c_to_ka | pf_skss_a_from_mw | pf_skss_b_from_mw | pf_skss_c_from_mw | pf_skss_a_to_mw | pf_skss_b_to_mw | pf_skss_c_to_mw | pf_p_a_from_mw | pf_p_b_from_mw | pf_p_c_from_mw | pf_p_a_to_mw | pf_p_b_to_mw | pf_p_c_to_mw | pf_q_a_from_mvar | pf_q_b_from_mvar | pf_q_c_from_mvar | pf_q_a_to_mvar | pf_q_b_to_mvar | pf_q_c_to_mvar | pf_ikss_a_from_degree | pf_ikss_b_from_degree | pf_ikss_c_from_degree | pf_ikss_a_to_degree | pf_ikss_b_to_degree | pf_ikss_c_to_degree | 3xI0 | pf_vm_a_from_pu | pf_vm_b_from_pu | pf_vm_c_from_pu | pf_vm_a_to_pu | pf_vm_b_to_pu | pf_vm_c_to_pu | pf_va_a_from_degree | pf_va_b_from_degree | pf_va_c_from_degree | pf_va_a_to_degree | pf_va_b_to_degree | pf_va_c_to_degree
Line0_1_2 | 0.00090049 | 2.2441e-06 | 2.2441e-06 | 0.00090012 | 1.8709e-06 | 1.8709e-06 | 0.00020796 | 5.1826e-07 | 5.1826e-07 | 0.00020787 | 4.3207e-07 | 4.3207e-07 | 4.0709e-06 | 5.0131e-07 | -4.4094e-07 | -4.0624e-06 | -4.237e-07 | 3.6164e-07 | 4.0987e-06 | -7.9346e-07 | -8.1714e-07 | -4.0836e-06 | 6.5782e-07 | 6.8442e-07 | -88.8778 | -91.4393 | -91.4393 | 91.1222 | 88.0602 | 88.0602 |  | 0.027779 | 1.811 | 1.7916 | 0.02771 | 1.811 | 1.7916 | -43.6822 | -149.1549 | 150.2088 | -43.7292 | -149.1545 | 150.2088
Line10_11_12 | 2.2441e-06 | 2.2441e-06 | 2.2441e-06 | 1.8708e-06 | 1.8708e-06 | 1.8708e-06 | 5.1825e-07 | 5.1825e-07 | 5.1825e-07 | 4.3205e-07 | 4.3205e-07 | 4.3205e-07 | 9.6782e-09 | 5.0128e-07 | -4.4093e-07 | -7.9906e-09 | -4.2367e-07 | 3.6164e-07 | 1.0657e-08 | -7.9344e-07 | -8.1711e-07 | -8.9549e-09 | 6.5781e-07 | 6.8439e-07 | -91.4388 | -91.4386 | -91.4386 | 88.0608 | 88.0611 | 88.0611 |  | 0.027778 | 1.811 | 1.7916 | 0.027778 | 1.811 | 1.7916 | -43.6823 | -149.1549 | 150.2088 | -43.6824 | -149.1549 | 150.2088
Line11_12_13 | 1.8701e-06 | 1.8701e-06 | 1.8701e-06 | 1.4968e-06 | 1.4968e-06 | 1.4968e-06 | 4.3187e-07 | 4.3187e-07 | 4.3187e-07 | 3.4568e-07 | 3.4568e-07 | 3.4568e-07 | 8.0651e-09 | 4.1773e-07 | -3.6745e-07 | -6.3776e-09 | -3.4012e-07 | 2.8815e-07 | 8.881e-09 | -6.612e-07 | -6.8092e-07 | -7.1786e-09 | 5.2557e-07 | 5.4821e-07 | -91.4388 | -91.4386 | -91.4386 | 87.9358 | 87.9361 | 87.9361 |  | 0.027778 | 1.811 | 1.7916 | 0.027778 | 1.811 | 1.7916 | -43.6824 | -149.1549 | 150.2088 | -43.6824 | -149.1549 | 150.2088
Line12_13_15 | 1.122e-06 | 1.122e-06 | 1.122e-06 | 0 | 0 | 0 | 2.5912e-07 | 2.5912e-07 | 2.5912e-07 | 0 | 0 | 0 | 4.8391e-09 | 2.5064e-07 | -2.2047e-07 | -3.1515e-09 | -1.7303e-07 | 1.4117e-07 | 5.3286e-09 | -3.9672e-07 | -4.0855e-07 | -3.6262e-09 | 2.6108e-07 | 2.7584e-07 | -91.4388 | -91.4386 | -91.4386 | 0 | 0 | 0 |  | 0.027778 | 1.811 | 1.7916 | 0.027778 | 1.811 | 1.7916 | -43.6824 | -149.1549 | 150.2088 | -43.6824 | -149.1549 | 150.2088
Line13_13_14 | 0 | 0 | 0 | 0 | 0 | 0 | 0 | 0 | 0 | 0 | 0 | 0 | 1.613e-09 | 8.3546e-08 | -7.3489e-08 | 7.4512e-11 | -5.9364e-09 | -5.8084e-09 | 1.7762e-09 | -1.3224e-07 | -1.3618e-07 | -7.3863e-11 | -3.3967e-09 | 3.4706e-09 | 0 | 0 | 0 | 0 | 0 | 0 |  | 0.027778 | 1.811 | 1.7916 | 0.027778 | 1.811 | 1.7916 | -43.6824 | -149.1549 | 150.2088 | -43.6824 | -149.1549 | 150.2088
Line14_15_16 | 0 | 0 | 0 | 0 | 0 | 0 | 0 | 0 | 0 | 0 | 0 | 0 | 3.226e-09 | 1.6709e-07 | -1.4698e-07 | -1.5385e-09 | -8.9483e-08 | 6.7681e-08 | 3.5524e-09 | -2.6448e-07 | -2.7237e-07 | -1.8501e-09 | 1.2884e-07 | 1.3965e-07 | 0 | 0 | 0 | 0 | 0 | 0 |  | 0.027778 | 1.811 | 1.7916 | 0.027778 | 1.811 | 1.7916 | -43.6824 | -149.1549 | 150.2088 | -43.6825 | -149.1549 | 150.2088
Line15_16_17 | 0 | 0 | 0 | 0 | 0 | 0 | 0 | 0 | 0 | 0 | 0 | 0 | 1.613e-09 | 8.3546e-08 | -7.3489e-08 | 7.4511e-11 | -5.9364e-09 | -5.8084e-09 | 1.7762e-09 | -1.3224e-07 | -1.3618e-07 | -7.3863e-11 | -3.3967e-09 | 3.4706e-09 | 0 | 0 | 0 | 0 | 0 | 0 |  | 0.027778 | 1.811 | 1.7916 | 0.027778 | 1.811 | 1.7916 | -43.6825 | -149.1549 | 150.2088 | -43.6825 | -149.1549 | 150.2088
Line16_4_18 | 0 | 0 | 0 | 0 | 0 | 0 | 0 | 0 | 0 | 0 | 0 | 0 | 1.6136e-09 | 8.3545e-08 | -7.3488e-08 | 7.4562e-11 | -5.9363e-09 | -5.8082e-09 | 1.7774e-09 | -1.3224e-07 | -1.3618e-07 | -7.3889e-11 | -3.3966e-09 | 3.4705e-09 | 0 | 0 | 0 | 0 | 0 | 0 |  | 0.027793 | 1.811 | 1.7916 | 0.027793 | 1.811 | 1.7916 | -43.6727 | -149.1545 | 150.2088 | -43.6727 | -149.1545 | 150.2088
Line17_5_19 | 0 | 0 | 0 | 0 | 0 | 0 | 0 | 0 | 0 | 0 | 0 | 0 | 1.613e-09 | 8.3546e-08 | -7.3489e-08 | 7.4513e-11 | -5.9364e-09 | -5.8084e-09 | 1.7762e-09 | -1.3224e-07 | -1.3618e-07 | -7.3864e-11 | -3.3967e-09 | 3.4706e-09 | 0 | 0 | 0 | 0 | 0 | 0 |  | 0.027779 | 1.811 | 1.7916 | 0.027779 | 1.811 | 1.7916 | -43.6822 | -149.1549 | 150.2088 | -43.6822 | -149.1549 | 150.2088
Line1_1_3 | 2.9921e-06 | 2.9921e-06 | 2.9921e-06 | 2.6188e-06 | 2.6188e-06 | 2.6188e-06 | 6.9099e-07 | 6.9099e-07 | 6.9099e-07 | 6.048e-07 | 6.048e-07 | 6.048e-07 | 1.2904e-08 | 6.6837e-07 | -5.8791e-07 | -1.1217e-08 | -5.9076e-07 | 5.0861e-07 | 1.421e-08 | -1.0579e-06 | -1.0895e-06 | -1.2507e-08 | 9.2229e-07 | 9.5676e-07 | -91.4388 | -91.4386 | -91.4386 | 88.2037 | 88.204 | 88.204 |  | 0.027779 | 1.811 | 1.7916 | 0.027778 | 1.811 | 1.7916 | -43.6822 | -149.1549 | 150.2088 | -43.6823 | -149.1549 | 150.2088
Line2_1_4 | 0.00030539 | 0.00030539 | 0.00030539 | 0.00030577 | 0.00030577 | 0.00030577 | 7.0528e-05 | 7.0528e-05 | 7.0528e-05 | 7.0614e-05 | 7.0614e-05 | 7.0614e-05 | -1.3794e-06 | -6.3419e-05 | 6.4824e-05 | 1.3816e-06 | 6.3498e-05 | -6.4902e-05 | -1.3912e-06 | 0.00011087 | 0.00010846 | 1.3939e-06 | -0.000111 | -0.00010859 | 91.074 | 91.074 | 91.074 | -88.926 | -88.926 | -88.926 |  | 0.027779 | 1.811 | 1.7916 | 0.027793 | 1.811 | 1.7916 | -43.6822 | -149.1549 | 150.2088 | -43.6727 | -149.1545 | 150.2088
Line3_1_5 | 0 | 0 | 0 | 0 | 0 | 0 | 0 | 0 | 0 | 0 | 0 | 0 | 3.2261e-09 | 1.6709e-07 | -1.4698e-07 | -1.5385e-09 | -8.9483e-08 | 6.7681e-08 | 3.5525e-09 | -2.6448e-07 | -2.7237e-07 | -1.8501e-09 | 1.2884e-07 | 1.3965e-07 | 0 | 0 | 0 | 0 | 0 | 0 |  | 0.027779 | 1.811 | 1.7916 | 0.027779 | 1.811 | 1.7916 | -43.6822 | -149.1549 | 150.2088 | -43.6822 | -149.1549 | 150.2088
Line4_2_6 | 0.00090012 | 1.8701e-06 | 1.8701e-06 | 0.00089974 | 1.4969e-06 | 1.4969e-06 | 0.00020787 | 4.3189e-07 | 4.3189e-07 | 0.00020779 | 3.457e-07 | 3.457e-07 | 4.0625e-06 | 4.1776e-07 | -3.6745e-07 | -4.0541e-06 | -3.4015e-07 | 2.8815e-07 | 4.0835e-06 | -6.6122e-07 | -6.8095e-07 | -4.0683e-06 | 5.2558e-07 | 5.4823e-07 | -88.8768 | -91.4395 | -91.4395 | 91.1233 | 87.9351 | 87.9351 |  | 0.02771 | 1.811 | 1.7916 | 0.027641 | 1.811 | 1.7916 | -43.7292 | -149.1545 | 150.2088 | -43.7764 | -149.1542 | 150.2088
Line5_6_7 | 0.00089974 | 1.4961e-06 | 1.4961e-06 | 0.00089937 | 1.1229e-06 | 1.1229e-06 | 0.00020779 | 3.4551e-07 | 3.4551e-07 | 0.0002077 | 2.5933e-07 | 2.5933e-07 | 4.0541e-06 | 3.3421e-07 | -2.9396e-07 | -4.0457e-06 | -2.566e-07 | 2.1466e-07 | 4.0682e-06 | -5.2897e-07 | -5.4476e-07 | -4.0531e-06 | 3.9333e-07 | 4.1204e-07 | -88.8757 | -91.4396 | -91.4396 | 91.1243 | 87.7267 | 87.7267 |  | 0.027641 | 1.811 | 1.7916 | 0.027572 | 1.8109 | 1.7916 | -43.7764 | -149.1542 | 150.2088 | -43.8238 | -149.1538 | 150.2087
Line6_7_8 | 0.00089937 | 1.1221e-06 | 1.1221e-06 | 0.000899 | 0 | 0 | 0.0002077 | 2.5914e-07 | 2.5914e-07 | 0.00020761 | 0 | 0 | 4.0458e-06 | 2.5066e-07 | -2.2047e-07 | -4.0374e-06 | -1.7305e-07 | 1.4117e-07 | 4.053e-06 | -3.9673e-07 | -4.0857e-07 | -4.0378e-06 | 2.6109e-07 | 2.7585e-07 | -88.8746 | -91.4397 | -91.4397 | 91.1254 | 0 | 0 |  | 0.027572 | 1.8109 | 1.7916 | 0.027503 | 1.8109 | 1.7915 | -43.8238 | -149.1538 | 150.2087 | -43.8714 | -149.1534 | 150.2087
Line7_8_9 | 0 | 0 | 0 | 0 | 0 | 0 | 0 | 0 | 0 | 0 | 0 | 0 | 1.6029e-09 | 8.3555e-08 | -7.3488e-08 | 7.356e-11 | -5.9359e-09 | -5.8078e-09 | 1.7535e-09 | -1.3224e-07 | -1.3619e-07 | -7.3384e-11 | -3.3965e-09 | 3.4704e-09 | 0 | 0 | 0 | 0 | 0 | 0 |  | 0.027503 | 1.8109 | 1.7915 | 0.027503 | 1.8109 | 1.7915 | -43.8714 | -149.1534 | 150.2087 | -43.8714 | -149.1534 | 150.2087
Line8_8_10 | 0 | 0 | 0 | 0 | 0 | 0 | 0 | 0 | 0 | 0 | 0 | 0 | 1.6029e-09 | 8.3555e-08 | -7.3488e-08 | 7.356e-11 | -5.9359e-09 | -5.8078e-09 | 1.7535e-09 | -1.3224e-07 | -1.3619e-07 | -7.3384e-11 | -3.3965e-09 | 3.4704e-09 | 0 | 0 | 0 | 0 | 0 | 0 |  | 0.027503 | 1.8109 | 1.7915 | 0.027503 | 1.8109 | 1.7915 | -43.8714 | -149.1534 | 150.2087 | -43.8714 | -149.1534 | 150.2087
Line9_3_11 | 2.6181e-06 | 2.6181e-06 | 2.6181e-06 | 2.2448e-06 | 2.2448e-06 | 2.2448e-06 | 6.0462e-07 | 6.0462e-07 | 6.0462e-07 | 5.1842e-07 | 5.1842e-07 | 5.1842e-07 | 1.1291e-08 | 5.8482e-07 | -5.1442e-07 | -9.6037e-09 | -5.0721e-07 | 4.3513e-07 | 1.2434e-08 | -9.2568e-07 | -9.5329e-07 | -1.0731e-08 | 7.9005e-07 | 8.2058e-07 | -91.4388 | -91.4386 | -91.4386 | 88.1442 | 88.1444 | 88.1444 |  | 0.027778 | 1.811 | 1.7916 | 0.027778 | 1.811 | 1.7916 | -43.6823 | -149.1549 | 150.2088 | -43.6823 | -149.1549 | 150.2088

## LG_max_fault_10
name | pf_ikss_a_from_ka | pf_ikss_b_from_ka | pf_ikss_c_from_ka | pf_ikss_a_to_ka | pf_ikss_b_to_ka | pf_ikss_c_to_ka | pf_skss_a_from_mw | pf_skss_b_from_mw | pf_skss_c_from_mw | pf_skss_a_to_mw | pf_skss_b_to_mw | pf_skss_c_to_mw | pf_p_a_from_mw | pf_p_b_from_mw | pf_p_c_from_mw | pf_p_a_to_mw | pf_p_b_to_mw | pf_p_c_to_mw | pf_q_a_from_mvar | pf_q_b_from_mvar | pf_q_c_from_mvar | pf_q_a_to_mvar | pf_q_b_to_mvar | pf_q_c_to_mvar | pf_ikss_a_from_degree | pf_ikss_b_from_degree | pf_ikss_c_from_degree | pf_ikss_a_to_degree | pf_ikss_b_to_degree | pf_ikss_c_to_degree | 3xI0 | pf_vm_a_from_pu | pf_vm_b_from_pu | pf_vm_c_from_pu | pf_vm_a_to_pu | pf_vm_b_to_pu | pf_vm_c_to_pu | pf_va_a_from_degree | pf_va_b_from_degree | pf_va_c_from_degree | pf_va_a_to_degree | pf_va_b_to_degree | pf_va_c_to_degree
Line0_1_2 | 0.00094337 | 2.351e-06 | 2.351e-06 | 0.00094298 | 1.96e-06 | 1.96e-06 | 0.00021786 | 5.4294e-07 | 5.4294e-07 | 0.00021777 | 4.5264e-07 | 4.5264e-07 | 4.4678e-06 | 5.5018e-07 | -4.8393e-07 | -4.4585e-06 | -4.6501e-07 | 3.969e-07 | 4.4984e-06 | -8.7083e-07 | -8.9681e-07 | -4.4817e-06 | 7.2196e-07 | 7.5115e-07 | -88.8778 | -91.4393 | -91.4393 | 91.1222 | 88.0602 | 88.0602 |  | 0.029101 | 1.8972 | 1.8769 | 0.029029 | 1.8972 | 1.8769 | -43.6822 | -149.1548 | 150.2088 | -43.7291 | -149.1545 | 150.2088
Line10_11_12 | 2.3509e-06 | 2.3509e-06 | 2.3509e-06 | 1.9599e-06 | 1.9599e-06 | 1.9599e-06 | 5.4292e-07 | 5.4292e-07 | 5.4292e-07 | 4.5263e-07 | 4.5263e-07 | 4.5263e-07 | 1.0622e-08 | 5.5015e-07 | -4.8393e-07 | -8.7697e-09 | -4.6498e-07 | 3.969e-07 | 1.1696e-08 | -8.708e-07 | -8.9677e-07 | -9.828e-09 | 7.2194e-07 | 7.5112e-07 | -91.4388 | -91.4385 | -91.4385 | 88.0608 | 88.0611 | 88.0611 |  | 0.029101 | 1.8972 | 1.8769 | 0.029101 | 1.8972 | 1.8769 | -43.6823 | -149.1549 | 150.2088 | -43.6824 | -149.1549 | 150.2088
Line11_12_13 | 1.9591e-06 | 1.9591e-06 | 1.9591e-06 | 1.5681e-06 | 1.5681e-06 | 1.5681e-06 | 4.5244e-07 | 4.5244e-07 | 4.5244e-07 | 3.6214e-07 | 3.6214e-07 | 3.6214e-07 | 8.8515e-09 | 4.5846e-07 | -4.0327e-07 | -6.9994e-09 | -3.7328e-07 | 3.1624e-07 | 9.7469e-09 | -7.2567e-07 | -7.4731e-07 | -7.8786e-09 | 5.7681e-07 | 6.0166e-07 | -91.4388 | -91.4385 | -91.4385 | 87.9358 | 87.9361 | 87.9361 |  | 0.029101 | 1.8972 | 1.8769 | 0.029101 | 1.8972 | 1.8769 | -43.6824 | -149.1549 | 150.2088 | -43.6824 | -149.1549 | 150.2088
Line12_13_15 | 1.1755e-06 | 1.1755e-06 | 1.1755e-06 | 0 | 0 | 0 | 2.7146e-07 | 2.7146e-07 | 2.7146e-07 | 0 | 0 | 0 | 5.3109e-09 | 2.7508e-07 | -2.4196e-07 | -3.4588e-09 | -1.899e-07 | 1.5493e-07 | 5.8481e-09 | -4.354e-07 | -4.4839e-07 | -3.9798e-09 | 2.8654e-07 | 3.0273e-07 | -91.4388 | -91.4386 | -91.4386 | 0 | 0 | 0 |  | 0.029101 | 1.8972 | 1.8769 | 0.029101 | 1.8972 | 1.8769 | -43.6824 | -149.1549 | 150.2088 | -43.6824 | -149.1549 | 150.2088
Line13_13_14 | 0 | 0 | 0 | 0 | 0 | 0 | 0 | 0 | 0 | 0 | 0 | 0 | 1.7703e-09 | 9.1692e-08 | -8.0654e-08 | 8.1777e-11 | -6.5151e-09 | -6.3747e-09 | 1.9494e-09 | -1.4513e-07 | -1.4946e-07 | -8.1065e-11 | -3.7279e-09 | 3.809e-09 | 0 | 0 | 0 | 0 | 0 | 0 |  | 0.029101 | 1.8972 | 1.8769 | 0.029101 | 1.8972 | 1.8769 | -43.6824 | -149.1549 | 150.2088 | -43.6824 | -149.1549 | 150.2088
Line14_15_16 | 0 | 0 | 0 | 0 | 0 | 0 | 0 | 0 | 0 | 0 | 0 | 0 | 3.5406e-09 | 1.8338e-07 | -1.6131e-07 | -1.6885e-09 | -9.8207e-08 | 7.428e-08 | 3.8987e-09 | -2.9027e-07 | -2.9892e-07 | -2.0304e-09 | 1.4141e-07 | 1.5327e-07 | 0 | 0 | 0 | 0 | 0 | 0 |  | 0.029101 | 1.8972 | 1.8769 | 0.029101 | 1.8972 | 1.8769 | -43.6824 | -149.1549 | 150.2088 | -43.6824 | -149.1549 | 150.2088
Line15_16_17 | 0 | 0 | 0 | 0 | 0 | 0 | 0 | 0 | 0 | 0 | 0 | 0 | 1.7703e-09 | 9.1692e-08 | -8.0654e-08 | 8.1777e-11 | -6.5151e-09 | -6.3747e-09 | 1.9494e-09 | -1.4513e-07 | -1.4946e-07 | -8.1065e-11 | -3.7279e-09 | 3.809e-09 | 0 | 0 | 0 | 0 | 0 | 0 |  | 0.029101 | 1.8972 | 1.8769 | 0.029101 | 1.8972 | 1.8769 | -43.6824 | -149.1549 | 150.2088 | -43.6824 | -149.1549 | 150.2088
Line16_4_18 | 0 | 0 | 0 | 0 | 0 | 0 | 0 | 0 | 0 | 0 | 0 | 0 | 1.7709e-09 | 9.1691e-08 | -8.0654e-08 | 8.1832e-11 | -6.515e-09 | -6.3745e-09 | 1.9507e-09 | -1.4513e-07 | -1.4946e-07 | -8.1093e-11 | -3.7278e-09 | 3.8089e-09 | 0 | 0 | 0 | 0 | 0 | 0 |  | 0.029116 | 1.8972 | 1.8769 | 0.029116 | 1.8972 | 1.8769 | -43.6726 | -149.1545 | 150.2087 | -43.6726 | -149.1545 | 150.2087
Line17_5_19 | 0 | 0 | 0 | 0 | 0 | 0 | 0 | 0 | 0 | 0 | 0 | 0 | 1.7703e-09 | 9.1692e-08 | -8.0654e-08 | 8.1778e-11 | -6.5151e-09 | -6.3747e-09 | 1.9494e-09 | -1.4513e-07 | -1.4946e-07 | -8.1066e-11 | -3.7279e-09 | 3.809e-09 | 0 | 0 | 0 | 0 | 0 | 0 |  | 0.029101 | 1.8972 | 1.8769 | 0.029101 | 1.8972 | 1.8769 | -43.6822 | -149.1548 | 150.2088 | -43.6822 | -149.1548 | 150.2088
Line1_1_3 | 3.1346e-06 | 3.1346e-06 | 3.1346e-06 | 2.7435e-06 | 2.7435e-06 | 2.7435e-06 | 7.239e-07 | 7.239e-07 | 7.239e-07 | 6.3359e-07 | 6.3359e-07 | 6.3359e-07 | 1.4162e-08 | 7.3354e-07 | -6.4524e-07 | -1.231e-08 | -6.4836e-07 | 5.5821e-07 | 1.5595e-08 | -1.1611e-06 | -1.1957e-06 | -1.3727e-08 | 1.0122e-06 | 1.05e-06 | -91.4388 | -91.4385 | -91.4385 | 88.2037 | 88.204 | 88.204 |  | 0.029101 | 1.8972 | 1.8769 | 0.029101 | 1.8972 | 1.8769 | -43.6822 | -149.1548 | 150.2088 | -43.6822 | -149.1548 | 150.2088
Line2_1_4 | 0.00031994 | 0.00031994 | 0.00031994 | 0.00032033 | 0.00032033 | 0.00032033 | 7.3886e-05 | 7.3886e-05 | 7.3886e-05 | 7.3976e-05 | 7.3976e-05 | 7.3976e-05 | -1.5139e-06 | -6.9603e-05 | 7.1144e-05 | 1.5163e-06 | 6.9689e-05 | -7.1231e-05 | -1.5269e-06 | 0.00012168 | 0.00011904 | 1.5298e-06 | -0.00012182 | -0.00011918 | 91.074 | 91.074 | 91.074 | -88.926 | -88.926 | -88.926 |  | 0.029101 | 1.8972 | 1.8769 | 0.029116 | 1.8972 | 1.8769 | -43.6822 | -149.1548 | 150.2088 | -43.6726 | -149.1545 | 150.2087
Line3_1_5 | 0 | 0 | 0 | 0 | 0 | 0 | 0 | 0 | 0 | 0 | 0 | 0 | 3.5406e-09 | 1.8338e-07 | -1.6131e-07 | -1.6885e-09 | -9.8207e-08 | 7.428e-08 | 3.8988e-09 | -2.9027e-07 | -2.9892e-07 | -2.0305e-09 | 1.4141e-07 | 1.5327e-07 | 0 | 0 | 0 | 0 | 0 | 0 |  | 0.029101 | 1.8972 | 1.8769 | 0.029101 | 1.8972 | 1.8769 | -43.6822 | -149.1548 | 150.2088 | -43.6822 | -149.1548 | 150.2088
Line4_2_6 | 0.00094298 | 1.9592e-06 | 1.9592e-06 | 0.00094258 | 1.5682e-06 | 1.5682e-06 | 0.00021777 | 4.5245e-07 | 4.5245e-07 | 0.00021768 | 3.6216e-07 | 3.6216e-07 | 4.4586e-06 | 4.5849e-07 | -4.0327e-07 | -4.4493e-06 | -3.7332e-07 | 3.1624e-07 | 4.4816e-06 | -7.2569e-07 | -7.4734e-07 | -4.465e-06 | 5.7682e-07 | 6.0168e-07 | -88.8768 | -91.4394 | -91.4394 | 91.1233 | 87.9351 | 87.9351 |  | 0.029029 | 1.8972 | 1.8769 | 0.028957 | 1.8972 | 1.8769 | -43.7291 | -149.1545 | 150.2088 | -43.7763 | -149.1541 | 150.2087
Line5_6_7 | 0.00094258 | 1.5674e-06 | 1.5674e-06 | 0.00094219 | 1.1764e-06 | 1.1764e-06 | 0.00021768 | 3.6196e-07 | 3.6196e-07 | 0.00021759 | 2.7168e-07 | 2.7168e-07 | 4.4494e-06 | 3.668e-07 | -3.2262e-07 | -4.4402e-06 | -2.8162e-07 | 2.3559e-07 | 4.4649e-06 | -5.8055e-07 | -5.9787e-07 | -4.4482e-06 | 4.3168e-07 | 4.5221e-07 | -88.8757 | -91.4396 | -91.4396 | 91.1243 | 87.7267 | 87.7267 |  | 0.028957 | 1.8972 | 1.8769 | 0.028885 | 1.8972 | 1.8769 | -43.7763 | -149.1541 | 150.2087 | -43.8238 | -149.1537 | 150.2087
Line6_7_8 | 0.00094219 | 1.1755e-06 | 1.1755e-06 | 0.0009418 | 0 | 0 | 0.00021759 | 2.7147e-07 | 2.7147e-07 | 0.0002175 | 0 | 0 | 4.4403e-06 | 2.751e-07 | -2.4196e-07 | -4.431e-06 | -1.8992e-07 | 1.5493e-07 | 4.4481e-06 | -4.3541e-07 | -4.484e-07 | -4.4315e-06 | 2.8654e-07 | 3.0274e-07 | -88.8746 | -91.4397 | -91.4397 | 91.1254 | 0 | 0 |  | 0.028885 | 1.8972 | 1.8769 | 0.028813 | 1.8972 | 1.8768 | -43.8238 | -149.1537 | 150.2087 | -43.8714 | -149.1533 | 150.2086
Line7_8_9 | 0 | 0 | 0 | 0 | 0 | 0 | 0 | 0 | 0 | 0 | 0 | 0 | 1.7591e-09 | 9.1702e-08 | -8.0653e-08 | 8.0732e-11 | -6.5147e-09 | -6.3741e-09 | 1.9244e-09 | -1.4513e-07 | -1.4947e-07 | -8.0539e-11 | -3.7276e-09 | 3.8088e-09 | 0 | 0 | 0 | 0 | 0 | 0 |  | 0.028813 | 1.8972 | 1.8768 | 0.028813 | 1.8972 | 1.8768 | -43.8714 | -149.1533 | 150.2086 | -43.8714 | -149.1533 | 150.2086
Line8_8_10 | 0 | 0 | 0 | 0 | 0 | 0 | 0 | 0 | 0 | 0 | 0 | 0 | 1.7591e-09 | 9.1702e-08 | -8.0653e-08 | 8.0732e-11 | -6.5147e-09 | -6.3741e-09 | 1.9244e-09 | -1.4513e-07 | -1.4947e-07 | -8.0539e-11 | -3.7276e-09 | 3.8088e-09 | 0 | 0 | 0 | 0 | 0 | 0 |  | 0.028813 | 1.8972 | 1.8768 | 0.028813 | 1.8972 | 1.8768 | -43.8714 | -149.1533 | 150.2086 | -43.8714 | -149.1533 | 150.2086
Line9_3_11 | 2.7427e-06 | 2.7427e-06 | 2.7427e-06 | 2.3517e-06 | 2.3517e-06 | 2.3517e-06 | 6.3341e-07 | 6.3341e-07 | 6.3341e-07 | 5.4311e-07 | 5.4311e-07 | 5.4311e-07 | 1.2392e-08 | 6.4185e-07 | -5.6458e-07 | -1.054e-08 | -5.5667e-07 | 4.7755e-07 | 1.3646e-08 | -1.0159e-06 | -1.0462e-06 | -1.1777e-08 | 8.6708e-07 | 9.0058e-07 | -91.4388 | -91.4385 | -91.4385 | 88.1442 | 88.1445 | 88.1445 |  | 0.029101 | 1.8972 | 1.8769 | 0.029101 | 1.8972 | 1.8769 | -43.6822 | -149.1548 | 150.2088 | -43.6823 | -149.1549 | 150.2088

## LG_min_6
name | pf_ikss_a_from_ka | pf_ikss_b_from_ka | pf_ikss_c_from_ka | pf_ikss_a_to_ka | pf_ikss_b_to_ka | pf_ikss_c_to_ka | pf_skss_a_from_mw | pf_skss_b_from_mw | pf_skss_c_from_mw | pf_skss_a_to_mw | pf_skss_b_to_mw | pf_skss_c_to_mw | pf_p_a_from_mw | pf_p_b_from_mw | pf_p_c_from_mw | pf_p_a_to_mw | pf_p_b_to_mw | pf_p_c_to_mw | pf_q_a_from_mvar | pf_q_b_from_mvar | pf_q_c_from_mvar | pf_q_a_to_mvar | pf_q_b_to_mvar | pf_q_c_to_mvar | pf_ikss_a_from_degree | pf_ikss_b_from_degree | pf_ikss_c_from_degree | pf_ikss_a_to_degree | pf_ikss_b_to_degree | pf_ikss_c_to_degree | 3xI0 | pf_vm_a_from_pu | pf_vm_b_from_pu | pf_vm_c_from_pu | pf_vm_a_to_pu | pf_vm_b_to_pu | pf_vm_c_to_pu | pf_va_a_from_degree | pf_va_b_from_degree | pf_va_c_from_degree | pf_va_a_to_degree | pf_va_b_to_degree | pf_va_c_to_degree
Line0_1_2 | 0.00083027 | 2.0691e-06 | 2.0691e-06 | 0.00082992 | 1.725e-06 | 1.725e-06 | 0.00019174 | 4.7785e-07 | 4.7785e-07 | 0.00019166 | 3.9838e-07 | 3.9838e-07 | 4.4049e-08 | 4.225e-07 | -3.6303e-07 | -3.3019e-08 | -3.5705e-07 | 2.9756e-07 | 4.589e-08 | -6.6302e-07 | -6.9723e-07 | -3.4399e-08 | 5.4965e-07 | 5.8389e-07 | -89.9308 | -92.4936 | -92.4936 | 90.0692 | 87.0058 | 87.0058 |  | 0.00033175 | 1.6453 | 1.645 | 0.00024878 | 1.6453 | 1.645 | -43.7582 | -149.9872 | 150.0015 | -43.7578 | -149.9866 | 150.0016
Line10_11_12 | 2.0691e-06 | 2.0691e-06 | 2.0691e-06 | 1.7249e-06 | 1.7249e-06 | 1.7249e-06 | 4.7783e-07 | 4.7783e-07 | 4.7783e-07 | 3.9836e-07 | 3.9836e-07 | 3.9836e-07 | 1.0446e-10 | 4.2246e-07 | -3.6304e-07 | -8.6182e-11 | -3.5701e-07 | 2.9757e-07 | 1.1905e-10 | -6.6301e-07 | -6.972e-07 | -9.9976e-11 | 5.4964e-07 | 5.8386e-07 | -92.4921 | -92.4919 | -92.4919 | 87.0074 | 87.0077 | 87.0077 |  | 0.00033146 | 1.6453 | 1.645 | 0.00033134 | 1.6453 | 1.645 | -43.7558 | -149.9872 | 150.0015 | -43.7548 | -149.9872 | 150.0015
Line11_12_13 | 1.7242e-06 | 1.7242e-06 | 1.7242e-06 | 1.3801e-06 | 1.3801e-06 | 1.3801e-06 | 3.9819e-07 | 3.9819e-07 | 3.9819e-07 | 3.1872e-07 | 3.1872e-07 | 3.1872e-07 | 8.7015e-11 | 3.5205e-07 | -3.0253e-07 | -6.8758e-11 | -2.866e-07 | 2.3707e-07 | 9.9178e-11 | -5.5251e-07 | -5.81e-07 | -8.0119e-11 | 4.3914e-07 | 4.6766e-07 | -92.4921 | -92.4919 | -92.4919 | 86.8824 | 86.8827 | 86.8827 |  | 0.00033134 | 1.6453 | 1.645 | 0.00033125 | 1.6453 | 1.645 | -43.7548 | -149.9872 | 150.0015 | -43.754 | -149.9872 | 150.0015
Line12_13_15 | 1.0345e-06 | 1.0345e-06 | 1.0345e-06 | 0 | 0 | 0 | 2.3891e-07 | 2.3891e-07 | 2.3891e-07 | 0 | 0 | 0 | 5.2194e-11 | 2.1123e-07 | -1.8152e-07 | -3.3957e-11 | -1.4578e-07 | 1.1605e-07 | 5.9491e-11 | -3.3151e-07 | -3.486e-07 | -4.0452e-11 | 2.1814e-07 | 2.3526e-07 | -92.4921 | -92.4919 | -92.4919 | 0 | 0 | 0 |  | 0.00033125 | 1.6453 | 1.645 | 0.0003312 | 1.6453 | 1.645 | -43.754 | -149.9872 | 150.0015 | -43.7535 | -149.9872 | 150.0015
Line13_13_14 | 0 | 0 | 0 | 0 | 0 | 0 | 0 | 0 | 0 | 0 | 0 | 0 | 1.7398e-11 | 7.041e-08 | -6.0507e-08 | 8.3303e-13 | -4.9616e-09 | -4.9602e-09 | 1.983e-11 | -1.105e-07 | -1.162e-07 | -7.9794e-13 | -2.8644e-09 | 2.8653e-09 | 0 | 0 | 0 | 0 | 0 | 0 |  | 0.00033125 | 1.6453 | 1.645 | 0.00033124 | 1.6453 | 1.645 | -43.754 | -149.9872 | 150.0015 | -43.7538 | -149.9872 | 150.0015
Line14_15_16 | 0 | 0 | 0 | 0 | 0 | 0 | 0 | 0 | 0 | 0 | 0 | 0 | 3.479e-11 | 1.4082e-07 | -1.2101e-07 | -1.656e-11 | -7.5372e-08 | 5.5546e-08 | 3.9654e-11 | -2.21e-07 | -2.324e-07 | -2.0623e-11 | 1.0764e-07 | 1.1906e-07 | 0 | 0 | 0 | 0 | 0 | 0 |  | 0.0003312 | 1.6453 | 1.645 | 0.00033117 | 1.6453 | 1.645 | -43.7535 | -149.9872 | 150.0015 | -43.7532 | -149.9872 | 150.0015
Line15_16_17 | 0 | 0 | 0 | 0 | 0 | 0 | 0 | 0 | 0 | 0 | 0 | 0 | 1.7393e-11 | 7.041e-08 | -6.0507e-08 | 8.3283e-13 | -4.9616e-09 | -4.9602e-09 | 1.9825e-11 | -1.105e-07 | -1.162e-07 | -7.9773e-13 | -2.8644e-09 | 2.8653e-09 | 0 | 0 | 0 | 0 | 0 | 0 |  | 0.00033117 | 1.6453 | 1.645 | 0.00033116 | 1.6453 | 1.645 | -43.7532 | -149.9872 | 150.0015 | -43.753 | -149.9872 | 150.0015
Line16_4_18 | 0 | 0 | 0 | 0 | 0 | 0 | 0 | 0 | 0 | 0 | 0 | 0 | 1.8315e-11 | 7.0409e-08 | -6.0506e-08 | 8.7668e-13 | -4.9616e-09 | -4.9601e-09 | 2.087e-11 | -1.105e-07 | -1.162e-07 | -8.3998e-13 | -2.8644e-09 | 2.8652e-09 | 0 | 0 | 0 | 0 | 0 | 0 |  | 0.00034866 | 1.6453 | 1.645 | 0.00034865 | 1.6453 | 1.645 | -43.7607 | -149.9866 | 150.0016 | -43.7605 | -149.9866 | 150.0016
Line17_5_19 | 0 | 0 | 0 | 0 | 0 | 0 | 0 | 0 | 0 | 0 | 0 | 0 | 1.7424e-11 | 7.041e-08 | -6.0507e-08 | 8.3414e-13 | -4.9616e-09 | -4.9602e-09 | 1.9857e-11 | -1.105e-07 | -1.162e-07 | -7.9912e-13 | -2.8644e-09 | 2.8653e-09 | 0 | 0 | 0 | 0 | 0 | 0 |  | 0.00033172 | 1.6453 | 1.645 | 0.00033171 | 1.6453 | 1.645 | -43.7578 | -149.9872 | 150.0015 | -43.7577 | -149.9872 | 150.0015
Line1_1_3 | 2.7588e-06 | 2.7588e-06 | 2.7588e-06 | 2.4146e-06 | 2.4146e-06 | 2.4146e-06 | 6.3711e-07 | 6.3711e-07 | 6.3711e-07 | 5.5763e-07 | 5.5763e-07 | 5.5763e-07 | 1.394e-10 | 5.6328e-07 | -4.8405e-07 | -1.2108e-10 | -4.9783e-07 | 4.1859e-07 | 1.5887e-10 | -8.8401e-07 | -9.2959e-07 | -1.3975e-10 | 7.7065e-07 | 8.1626e-07 | -92.4921 | -92.4919 | -92.4919 | 87.1504 | 87.1506 | 87.1506 |  | 0.00033175 | 1.6453 | 1.645 | 0.00033159 | 1.6453 | 1.645 | -43.7582 | -149.9872 | 150.0015 | -43.7569 | -149.9872 | 150.0015
Line2_1_4 | 0.00028158 | 0.00028158 | 0.00028158 | 0.00028192 | 0.00028192 | 0.00028192 | 6.5028e-05 | 6.5028e-05 | 6.5028e-05 | 6.5107e-05 | 6.5107e-05 | 6.5107e-05 | -1.4926e-08 | -5.3481e-05 | 5.3518e-05 | 1.5707e-08 | 5.3548e-05 | -5.3583e-05 | -1.5576e-08 | 9.2663e-05 | 9.2624e-05 | 1.6389e-08 | -9.2775e-05 | -9.2736e-05 | 90.021 | 90.021 | 90.021 | -89.979 | -89.979 | -89.979 |  | 0.00033175 | 1.6453 | 1.645 | 0.00034866 | 1.6453 | 1.645 | -43.7582 | -149.9872 | 150.0015 | -43.7607 | -149.9866 | 150.0016
Line3_1_5 | 0 | 0 | 0 | 0 | 0 | 0 | 0 | 0 | 0 | 0 | 0 | 0 | 3.4851e-11 | 1.4082e-07 | -1.2101e-07 | -1.6589e-11 | -7.5372e-08 | 5.5546e-08 | 3.9717e-11 | -2.21e-07 | -2.324e-07 | -2.0656e-11 | 1.0764e-07 | 1.1906e-07 | 0 | 0 | 0 | 0 | 0 | 0 |  | 0.00033175 | 1.6453 | 1.645 | 0.00033172 | 1.6453 | 1.645 | -43.7582 | -149.9872 | 150.0015 | -43.7578 | -149.9872 | 150.0015
Line4_2_6 | 0.00082992 | 1.7243e-06 | 1.7243e-06 | 0.00082958 | 1.3802e-06 | 1.3802e-06 | 0.00019166 | 3.9821e-07 | 3.9821e-07 | 0.00019158 | 3.1874e-07 | 3.1874e-07 | 3.3019e-08 | 3.5209e-07 | -3.0252e-07 | -2.2001e-08 | -2.8664e-07 | 2.3705e-07 | 3.4399e-08 | -5.5252e-07 | -5.8103e-07 | -2.292e-08 | 4.3915e-07 | 4.6769e-07 | -89.9298 | -92.4938 | -92.4938 | 90.0703 | 86.8806 | 86.8806 |  | 0.00024878 | 1.6453 | 1.645 | 0.00016583 | 1.6453 | 1.645 | -43.7578 | -149.9866 | 150.0016 | -43.7575 | -149.9861 | 150.0017
Line5_6_7 | 0.00082958 | 1.3794e-06 | 1.3794e-06 | 0.00082923 | 1.0354e-06 | 1.0354e-06 | 0.00019158 | 3.1857e-07 | 3.1857e-07 | 0.0001915 | 2.3911e-07 | 2.3911e-07 | 2.2001e-08 | 2.8168e-07 | -2.4201e-07 | -1.0995e-08 | -2.1622e-07 | 1.7655e-07 | 2.292e-08 | -4.4201e-07 | -4.6482e-07 | -1.1454e-08 | 3.2864e-07 | 3.5148e-07 | -89.9287 | -92.4941 | -92.4941 | 90.0713 | 86.6721 | 86.6721 |  | 0.00016583 | 1.6453 | 1.645 | 8.2906e-05 | 1.6453 | 1.645 | -43.7575 | -149.9861 | 150.0017 | -43.7572 | -149.9855 | 150.0019
Line6_7_8 | 0.00082923 | 1.0346e-06 | 1.0346e-06 | 0.00082889 | 0 | 0 | 0.0001915 | 2.3893e-07 | 2.3893e-07 | 0.00019142 | 0 | 0 | 1.0995e-08 | 2.1126e-07 | -1.8151e-07 | 7.4357e-15 | -1.4581e-07 | 1.1604e-07 | 1.1454e-08 | -3.3151e-07 | -3.4861e-07 | 8.587e-16 | 2.1814e-07 | 2.3527e-07 | -89.9276 | -92.4943 | -92.4943 | 90.0724 | 0 | 0 |  | 8.2906e-05 | 1.6453 | 1.645 | 0 | 1.6453 | 1.645 | -43.7572 | -149.9855 | 150.0019 | 0 | -149.985 | 150.002
Line7_8_9 | 0 | 0 | 0 | 0 | 0 | 0 | 0 | 0 | 0 | 0 | 0 | 0 | -3.0745e-18 | 7.0422e-08 | -6.0501e-08 | -2.3819e-17 | -4.9613e-09 | -4.9596e-09 | -4.955e-19 | -1.105e-07 | -1.162e-07 | 2.7349e-17 | -2.8642e-09 | 2.8652e-09 | 0 | 0 | 0 | 0 | 0 | 0 |  | 0 | 1.6453 | 1.645 | 0 | 1.6453 | 1.645 | 0 | -149.985 | 150.002 | 0 | -149.985 | 150.002
Line8_8_10 | 0 | 0 | 0 | 0 | 0 | 0 | 0 | 0 | 0 | 0 | 0 | 0 | -3.0745e-18 | 7.0422e-08 | -6.0501e-08 | -2.3819e-17 | -4.9613e-09 | -4.9596e-09 | -4.955e-19 | -1.105e-07 | -1.162e-07 | 2.7349e-17 | -2.8642e-09 | 2.8652e-09 | 0 | 0 | 0 | 0 | 0 | 0 |  | 0 | 1.6453 | 1.645 | 0 | 1.6453 | 1.645 | 0 | -149.985 | 150.002 | 0 | -149.985 | 150.002
Line9_3_11 | 2.4139e-06 | 2.4139e-06 | 2.4139e-06 | 2.0698e-06 | 2.0698e-06 | 2.0698e-06 | 5.5747e-07 | 5.5747e-07 | 5.5747e-07 | 4.7799e-07 | 4.7799e-07 | 4.7799e-07 | 1.2192e-10 | 4.9287e-07 | -4.2355e-07 | -1.0362e-10 | -4.2742e-07 | 3.5808e-07 | 1.3895e-10 | -7.7351e-07 | -8.1339e-07 | -1.1985e-10 | 6.6015e-07 | 7.0006e-07 | -92.4921 | -92.4919 | -92.4919 | 87.0908 | 87.0911 | 87.0911 |  | 0.00033159 | 1.6453 | 1.645 | 0.00033146 | 1.6453 | 1.645 | -43.7569 | -149.9872 | 150.0015 | -43.7558 | -149.9872 | 150.0015

## LG_min_10
name | pf_ikss_a_from_ka | pf_ikss_b_from_ka | pf_ikss_c_from_ka | pf_ikss_a_to_ka | pf_ikss_b_to_ka | pf_ikss_c_to_ka | pf_skss_a_from_mw | pf_skss_b_from_mw | pf_skss_c_from_mw | pf_skss_a_to_mw | pf_skss_b_to_mw | pf_skss_c_to_mw | pf_p_a_from_mw | pf_p_b_from_mw | pf_p_c_from_mw | pf_p_a_to_mw | pf_p_b_to_mw | pf_p_c_to_mw | pf_q_a_from_mvar | pf_q_b_from_mvar | pf_q_c_from_mvar | pf_q_a_to_mvar | pf_q_b_to_mvar | pf_q_c_to_mvar | pf_ikss_a_from_degree | pf_ikss_b_from_degree | pf_ikss_c_from_degree | pf_ikss_a_to_degree | pf_ikss_b_to_degree | pf_ikss_c_to_degree | 3xI0 | pf_vm_a_from_pu | pf_vm_b_from_pu | pf_vm_c_from_pu | pf_vm_a_to_pu | pf_vm_b_to_pu | pf_vm_c_to_pu | pf_va_a_from_degree | pf_va_b_from_degree | pf_va_c_from_degree | pf_va_a_to_degree | pf_va_b_to_degree | pf_va_c_to_degree
Line0_1_2 | 0.00078657 | 1.9602e-06 | 1.9602e-06 | 0.00078624 | 1.6342e-06 | 1.6342e-06 | 0.00018165 | 4.527e-07 | 4.527e-07 | 0.00018157 | 3.7741e-07 | 3.7741e-07 | 3.9534e-08 | 3.7919e-07 | -3.2582e-07 | -2.9635e-08 | -3.2046e-07 | 2.6706e-07 | 4.1187e-08 | -5.9507e-07 | -6.2577e-07 | -3.0873e-08 | 4.9332e-07 | 5.2405e-07 | -89.9308 | -92.4936 | -92.4936 | 90.0692 | 87.0058 | 87.0058 |  | 0.00031429 | 1.5587 | 1.5585 | 0.00023569 | 1.5587 | 1.5585 | -43.7582 | -149.9872 | 150.0015 | -43.7578 | -149.9866 | 150.0016
Line10_11_12 | 1.9602e-06 | 1.9602e-06 | 1.9602e-06 | 1.6342e-06 | 1.6342e-06 | 1.6342e-06 | 4.5268e-07 | 4.5268e-07 | 4.5268e-07 | 3.7739e-07 | 3.7739e-07 | 3.7739e-07 | 9.375e-11 | 3.7916e-07 | -3.2583e-07 | -7.7349e-11 | -3.2042e-07 | 2.6707e-07 | 1.0685e-10 | -5.9506e-07 | -6.2574e-07 | -8.9729e-11 | 4.9331e-07 | 5.2402e-07 | -92.4921 | -92.4919 | -92.4919 | 87.0074 | 87.0077 | 87.0077 |  | 0.00031401 | 1.5587 | 1.5585 | 0.00031391 | 1.5587 | 1.5585 | -43.7558 | -149.9872 | 150.0015 | -43.7548 | -149.9872 | 150.0015
Line11_12_13 | 1.6335e-06 | 1.6335e-06 | 1.6335e-06 | 1.3075e-06 | 1.3075e-06 | 1.3075e-06 | 3.7723e-07 | 3.7723e-07 | 3.7723e-07 | 3.0195e-07 | 3.0195e-07 | 3.0195e-07 | 7.8097e-11 | 3.1597e-07 | -2.7153e-07 | -6.1711e-11 | -2.5723e-07 | 2.1277e-07 | 8.9013e-11 | -4.9588e-07 | -5.2145e-07 | -7.1907e-11 | 3.9413e-07 | 4.1973e-07 | -92.4921 | -92.4919 | -92.4919 | 86.8824 | 86.8827 | 86.8827 |  | 0.00031391 | 1.5587 | 1.5585 | 0.00031382 | 1.5587 | 1.5585 | -43.7548 | -149.9872 | 150.0015 | -43.754 | -149.9872 | 150.0015
Line12_13_15 | 0 | 0 | 0 | 0 | 0 | 0 | 0 | 0 | 0 | 0 | 0 | 0 | 4.6844e-11 | 1.8958e-07 | -1.6292e-07 | -3.0477e-11 | -1.3084e-07 | 1.0416e-07 | 5.3393e-11 | -2.9753e-07 | -3.1287e-07 | -3.6306e-11 | 1.9578e-07 | 2.1115e-07 | 0 | 0 | 0 | 0 | 0 | 0 |  | 0.00031382 | 1.5587 | 1.5585 | 0.00031377 | 1.5587 | 1.5585 | -43.754 | -149.9872 | 150.0015 | -43.7535 | -149.9872 | 150.0015
Line13_13_14 | 0 | 0 | 0 | 0 | 0 | 0 | 0 | 0 | 0 | 0 | 0 | 0 | 1.5615e-11 | 6.3194e-08 | -5.4305e-08 | 7.4765e-13 | -4.4531e-09 | -4.4518e-09 | 1.7798e-11 | -9.9176e-08 | -1.0429e-07 | -7.1616e-13 | -2.5708e-09 | 2.5716e-09 | 0 | 0 | 0 | 0 | 0 | 0 |  | 0.00031382 | 1.5587 | 1.5585 | 0.00031381 | 1.5587 | 1.5585 | -43.754 | -149.9872 | 150.0015 | -43.7538 | -149.9872 | 150.0015
Line14_15_16 | 0 | 0 | 0 | 0 | 0 | 0 | 0 | 0 | 0 | 0 | 0 | 0 | 3.1224e-11 | 1.2639e-07 | -1.0861e-07 | -1.4863e-11 | -6.7647e-08 | 4.9853e-08 | 3.559e-11 | -1.9835e-07 | -2.0858e-07 | -1.8509e-11 | 9.6605e-08 | 1.0686e-07 | 0 | 0 | 0 | 0 | 0 | 0 |  | 0.00031377 | 1.5587 | 1.5585 | 0.00031374 | 1.5587 | 1.5585 | -43.7535 | -149.9872 | 150.0015 | -43.7532 | -149.9872 | 150.0015
Line15_16_17 | 0 | 0 | 0 | 0 | 0 | 0 | 0 | 0 | 0 | 0 | 0 | 0 | 1.5611e-11 | 6.3194e-08 | -5.4305e-08 | 7.4747e-13 | -4.4531e-09 | -4.4518e-09 | 1.7794e-11 | -9.9176e-08 | -1.0429e-07 | -7.1597e-13 | -2.5708e-09 | 2.5716e-09 | 0 | 0 | 0 | 0 | 0 | 0 |  | 0.00031374 | 1.5587 | 1.5585 | 0.00031373 | 1.5587 | 1.5585 | -43.7532 | -149.9872 | 150.0015 | -43.753 | -149.9872 | 150.0015
Line16_4_18 | 0 | 0 | 0 | 0 | 0 | 0 | 0 | 0 | 0 | 0 | 0 | 0 | 1.6438e-11 | 6.3192e-08 | -5.4305e-08 | 7.8683e-13 | -4.453e-09 | -4.4517e-09 | 1.8731e-11 | -9.9175e-08 | -1.0429e-07 | -7.5389e-13 | -2.5708e-09 | 2.5716e-09 | 0 | 0 | 0 | 0 | 0 | 0 |  | 0.00033031 | 1.5587 | 1.5585 | 0.0003303 | 1.5587 | 1.5585 | -43.7607 | -149.9866 | 150.0016 | -43.7605 | -149.9866 | 150.0016
Line17_5_19 | 0 | 0 | 0 | 0 | 0 | 0 | 0 | 0 | 0 | 0 | 0 | 0 | 1.5638e-11 | 6.3194e-08 | -5.4305e-08 | 7.4865e-13 | -4.4531e-09 | -4.4518e-09 | 1.7822e-11 | -9.9176e-08 | -1.0429e-07 | -7.1721e-13 | -2.5708e-09 | 2.5716e-09 | 0 | 0 | 0 | 0 | 0 | 0 |  | 0.00031426 | 1.5587 | 1.5585 | 0.00031425 | 1.5587 | 1.5585 | -43.7578 | -149.9872 | 150.0015 | -43.7577 | -149.9872 | 150.0015
Line1_1_3 | 2.6136e-06 | 2.6136e-06 | 2.6136e-06 | 2.2875e-06 | 2.2875e-06 | 2.2875e-06 | 6.0357e-07 | 6.0357e-07 | 6.0357e-07 | 5.2828e-07 | 5.2828e-07 | 5.2828e-07 | 1.2512e-10 | 5.0555e-07 | -4.3444e-07 | -1.0867e-10 | -4.4681e-07 | 3.7568e-07 | 1.4259e-10 | -7.9341e-07 | -8.3432e-07 | -1.2542e-10 | 6.9166e-07 | 7.326e-07 | -92.4921 | -92.4919 | -92.4919 | 87.1504 | 87.1506 | 87.1506 |  | 0.00031429 | 1.5587 | 1.5585 | 0.00031414 | 1.5587 | 1.5585 | -43.7582 | -149.9872 | 150.0015 | -43.7569 | -149.9872 | 150.0015
Line2_1_4 | 0.00026676 | 0.00026676 | 0.00026676 | 0.00026708 | 0.00026708 | 0.00026708 | 6.1605e-05 | 6.1605e-05 | 6.1605e-05 | 6.1681e-05 | 6.1681e-05 | 6.1681e-05 | -1.3396e-08 | -4.8e-05 | 4.8033e-05 | 1.4097e-08 | 4.8059e-05 | -4.8091e-05 | -1.3979e-08 | 8.3166e-05 | 8.313e-05 | 1.4709e-08 | -8.3267e-05 | -8.3231e-05 | 90.021 | 90.021 | 90.021 | -89.979 | -89.979 | -89.979 |  | 0.00031429 | 1.5587 | 1.5585 | 0.00033031 | 1.5587 | 1.5585 | -43.7582 | -149.9872 | 150.0015 | -43.7607 | -149.9866 | 150.0016
Line3_1_5 | 0 | 0 | 0 | 0 | 0 | 0 | 0 | 0 | 0 | 0 | 0 | 0 | 3.1279e-11 | 1.2639e-07 | -1.0861e-07 | -1.4889e-11 | -6.7647e-08 | 4.9853e-08 | 3.5646e-11 | -1.9835e-07 | -2.0858e-07 | -1.8539e-11 | 9.6605e-08 | 1.0686e-07 | 0 | 0 | 0 | 0 | 0 | 0 |  | 0.00031429 | 1.5587 | 1.5585 | 0.00031426 | 1.5587 | 1.5585 | -43.7582 | -149.9872 | 150.0015 | -43.7578 | -149.9872 | 150.0015
Line4_2_6 | 0.00078624 | 1.6335e-06 | 1.6335e-06 | 0.00078591 | 1.3075e-06 | 1.3075e-06 | 0.00018157 | 3.7725e-07 | 3.7725e-07 | 0.0001815 | 3.0196e-07 | 3.0196e-07 | 2.9635e-08 | 3.16e-07 | -2.7152e-07 | -1.9746e-08 | -2.5726e-07 | 2.1276e-07 | 3.0873e-08 | -4.9589e-07 | -5.2147e-07 | -2.0571e-08 | 3.9414e-07 | 4.1975e-07 | -89.9298 | -92.4938 | -92.4938 | 90.0703 | 86.8806 | 86.8806 |  | 0.00023569 | 1.5587 | 1.5585 | 0.0001571 | 1.5587 | 1.5584 | -43.7578 | -149.9866 | 150.0016 | -43.7575 | -149.9861 | 150.0017
Line5_6_7 | 0.00078591 | 1.3068e-06 | 1.3068e-06 | 0.00078559 | 0 | 0 | 0.0001815 | 3.018e-07 | 3.018e-07 | 0.00018142 | 0 | 0 | 1.9746e-08 | 2.5281e-07 | -2.1721e-07 | -9.8678e-09 | -1.9406e-07 | 1.5845e-07 | 2.0571e-08 | -3.9671e-07 | -4.1718e-07 | -1.028e-08 | 2.9496e-07 | 3.1546e-07 | -89.9287 | -92.4941 | -92.4941 | 90.0713 | 0 | 0 |  | 0.0001571 | 1.5587 | 1.5584 | 7.8543e-05 | 1.5587 | 1.5584 | -43.7575 | -149.9861 | 150.0017 | -43.7572 | -149.9855 | 150.0019
Line6_7_8 | 0.00078559 | 0 | 0 | 0.00078526 | 0 | 0 | 0.00018142 | 0 | 0 | 0.00018135 | 0 | 0 | 9.868e-09 | 1.8961e-07 | -1.629e-07 | 6.6736e-15 | -1.3086e-07 | 1.0415e-07 | 1.028e-08 | -2.9753e-07 | -3.1288e-07 | 7.7074e-16 | 1.9578e-07 | 2.1116e-07 | -89.9276 | 0 | 0 | 90.0724 | 0 | 0 |  | 7.8543e-05 | 1.5587 | 1.5584 | 0 | 1.5587 | 1.5584 | -43.7572 | -149.9855 | 150.0019 | 0 | -149.985 | 150.002
Line7_8_9 | 0 | 0 | 0 | 0 | 0 | 0 | 0 | 0 | 0 | 0 | 0 | 0 | -2.7594e-18 | 6.3205e-08 | -5.43e-08 | -2.1378e-17 | -4.4528e-09 | -4.4513e-09 | -4.4474e-19 | -9.9175e-08 | -1.0429e-07 | 2.4546e-17 | -2.5706e-09 | 2.5715e-09 | 0 | 0 | 0 | 0 | 0 | 0 |  | 0 | 1.5587 | 1.5584 | 0 | 1.5587 | 1.5584 | 0 | -149.985 | 150.002 | 0 | -149.985 | 150.002
Line8_8_10 | 0 | 0 | 0 | 0 | 0 | 0 | 0 | 0 | 0 | 0 | 0 | 0 | -2.7594e-18 | 6.3205e-08 | -5.43e-08 | -2.1378e-17 | -4.4528e-09 | -4.4513e-09 | -4.4474e-19 | -9.9175e-08 | -1.0429e-07 | 2.4546e-17 | -2.5706e-09 | 2.5715e-09 | 0 | 0 | 0 | 0 | 0 | 0 |  | 0 | 1.5587 | 1.5584 | 0 | 1.5587 | 1.5584 | 0 | -149.985 | 150.002 | 0 | -149.985 | 150.002
Line9_3_11 | 2.2869e-06 | 2.2869e-06 | 2.2869e-06 | 1.9608e-06 | 1.9608e-06 | 1.9608e-06 | 5.2813e-07 | 5.2813e-07 | 5.2813e-07 | 4.5284e-07 | 4.5284e-07 | 4.5284e-07 | 1.0942e-10 | 4.4236e-07 | -3.8014e-07 | -9.3002e-11 | -3.8362e-07 | 3.2138e-07 | 1.2471e-10 | -6.9423e-07 | -7.3003e-07 | -1.0757e-10 | 5.9249e-07 | 6.2831e-07 | -92.4921 | -92.4919 | -92.4919 | 87.0908 | 87.0911 | 87.0911 |  | 0.00031414 | 1.5587 | 1.5585 | 0.00031401 | 1.5587 | 1.5585 | -43.7569 | -149.9872 | 150.0015 | -43.7558 | -149.9872 | 150.0015

## LG_min_fault_6
name | pf_ikss_a_from_ka | pf_ikss_b_from_ka | pf_ikss_c_from_ka | pf_ikss_a_to_ka | pf_ikss_b_to_ka | pf_ikss_c_to_ka | pf_skss_a_from_mw | pf_skss_b_from_mw | pf_skss_c_from_mw | pf_skss_a_to_mw | pf_skss_b_to_mw | pf_skss_c_to_mw | pf_p_a_from_mw | pf_p_b_from_mw | pf_p_c_from_mw | pf_p_a_to_mw | pf_p_b_to_mw | pf_p_c_to_mw | pf_q_a_from_mvar | pf_q_b_from_mvar | pf_q_c_from_mvar | pf_q_a_to_mvar | pf_q_b_to_mvar | pf_q_c_to_mvar | pf_ikss_a_from_degree | pf_ikss_b_from_degree | pf_ikss_c_from_degree | pf_ikss_a_to_degree | pf_ikss_b_to_degree | pf_ikss_c_to_degree | 3xI0 | pf_vm_a_from_pu | pf_vm_b_from_pu | pf_vm_c_from_pu | pf_vm_a_to_pu | pf_vm_b_to_pu | pf_vm_c_to_pu | pf_va_a_from_degree | pf_va_b_from_degree | pf_va_c_from_degree | pf_va_a_to_degree | pf_va_b_to_degree | pf_va_c_to_degree
Line0_1_2 | 0.00081473 | 2.0304e-06 | 2.0304e-06 | 0.00081439 | 1.6927e-06 | 1.6927e-06 | 0.00018815 | 4.689e-07 | 4.689e-07 | 0.00018807 | 3.9092e-07 | 3.9092e-07 | 3.3527e-06 | 4.1035e-07 | -3.6096e-07 | -3.3407e-06 | -3.4683e-07 | 2.9604e-07 | 3.3552e-06 | -6.4956e-07 | -6.6886e-07 | -3.3427e-06 | 5.3852e-07 | 5.6023e-07 | -88.871 | -91.4337 | -91.4337 | 91.1291 | 88.0657 | 88.0657 |  | 0.025209 | 1.6385 | 1.6209 | 0.025128 | 1.6385 | 1.6209 | -43.8495 | -149.1516 | 150.212 | -43.8532 | -149.1511 | 150.2121
Line10_11_12 | 2.0303e-06 | 2.0303e-06 | 2.0303e-06 | 1.6927e-06 | 1.6927e-06 | 1.6927e-06 | 4.6889e-07 | 4.6889e-07 | 4.6889e-07 | 3.909e-07 | 3.909e-07 | 3.909e-07 | 7.9729e-09 | 4.1032e-07 | -3.6097e-07 | -6.5831e-09 | -3.4679e-07 | 2.9605e-07 | 8.7262e-09 | -6.4955e-07 | -6.6883e-07 | -7.3326e-09 | 5.3851e-07 | 5.602e-07 | -91.4323 | -91.4321 | -91.4321 | 88.0673 | 88.0676 | 88.0676 |  | 0.025209 | 1.6385 | 1.6209 | 0.025209 | 1.6385 | 1.6209 | -43.8495 | -149.1516 | 150.212 | -43.8495 | -149.1516 | 150.212
Line11_12_13 | 1.6919e-06 | 1.6919e-06 | 1.6919e-06 | 1.3543e-06 | 1.3543e-06 | 1.3543e-06 | 3.9074e-07 | 3.9074e-07 | 3.9074e-07 | 3.1276e-07 | 3.1276e-07 | 3.1276e-07 | 6.6441e-09 | 3.4193e-07 | -3.0081e-07 | -5.2542e-09 | -2.784e-07 | 2.3589e-07 | 7.2718e-09 | -5.4129e-07 | -5.5736e-07 | -5.8783e-09 | 4.3025e-07 | 4.4873e-07 | -91.4323 | -91.4321 | -91.4321 | 87.9423 | 87.9426 | 87.9426 |  | 0.025209 | 1.6385 | 1.6209 | 0.025209 | 1.6385 | 1.6209 | -43.8495 | -149.1516 | 150.212 | -43.8495 | -149.1516 | 150.212
Line12_13_15 | 1.0152e-06 | 1.0152e-06 | 1.0152e-06 | 0 | 0 | 0 | 2.3444e-07 | 2.3444e-07 | 2.3444e-07 | 0 | 0 | 0 | 3.9864e-09 | 2.0516e-07 | -1.8049e-07 | -2.5966e-09 | -1.4163e-07 | 1.1557e-07 | 4.3631e-09 | -3.2477e-07 | -3.3441e-07 | -2.9695e-09 | 2.1374e-07 | 2.2578e-07 | -91.4323 | -91.4321 | -91.4321 | 0 | 0 | 0 |  | 0.025209 | 1.6385 | 1.6209 | 0.025209 | 1.6385 | 1.6209 | -43.8495 | -149.1516 | 150.212 | -43.8495 | -149.1516 | 150.212
Line13_13_14 | 0 | 0 | 0 | 0 | 0 | 0 | 0 | 0 | 0 | 0 | 0 | 0 | 1.3288e-09 | 6.8386e-08 | -6.0162e-08 | 6.0995e-11 | -4.8597e-09 | -4.7543e-09 | 1.4544e-09 | -1.0826e-07 | -1.1147e-07 | -6.0832e-11 | -2.7803e-09 | 2.8412e-09 | 0 | 0 | 0 | 0 | 0 | 0 |  | 0.025209 | 1.6385 | 1.6209 | 0.025209 | 1.6385 | 1.6209 | -43.8495 | -149.1516 | 150.212 | -43.8495 | -149.1516 | 150.212
Line14_15_16 | 0 | 0 | 0 | 0 | 0 | 0 | 0 | 0 | 0 | 0 | 0 | 0 | 2.6576e-09 | 1.3677e-07 | -1.2032e-07 | -1.2678e-09 | -7.3246e-08 | 5.5407e-08 | 2.9087e-09 | -2.1652e-07 | -2.2294e-07 | -1.5152e-09 | 1.0548e-07 | 1.1431e-07 | 0 | 0 | 0 | 0 | 0 | 0 |  | 0.025209 | 1.6385 | 1.6209 | 0.025209 | 1.6385 | 1.6209 | -43.8495 | -149.1516 | 150.212 | -43.8495 | -149.1516 | 150.212
Line15_16_17 | 0 | 0 | 0 | 0 | 0 | 0 | 0 | 0 | 0 | 0 | 0 | 0 | 1.3288e-09 | 6.8386e-08 | -6.0162e-08 | 6.0995e-11 | -4.8597e-09 | -4.7543e-09 | 1.4544e-09 | -1.0826e-07 | -1.1147e-07 | -6.0832e-11 | -2.7803e-09 | 2.8412e-09 | 0 | 0 | 0 | 0 | 0 | 0 |  | 0.025209 | 1.6385 | 1.6209 | 0.025209 | 1.6385 | 1.6209 | -43.8495 | -149.1516 | 150.212 | -43.8495 | -149.1516 | 150.212
Line16_4_18 | 0 | 0 | 0 | 0 | 0 | 0 | 0 | 0 | 0 | 0 | 0 | 0 | 1.3297e-09 | 6.8385e-08 | -6.0162e-08 | 6.1036e-11 | -4.8597e-09 | -4.7542e-09 | 1.4553e-09 | -1.0826e-07 | -1.1147e-07 | -6.0872e-11 | -2.7802e-09 | 2.8411e-09 | 0 | 0 | 0 | 0 | 0 | 0 |  | 0.025226 | 1.6385 | 1.6209 | 0.025226 | 1.6385 | 1.6209 | -43.8488 | -149.1511 | 150.2121 | -43.8488 | -149.1511 | 150.2121
Line17_5_19 | 0 | 0 | 0 | 0 | 0 | 0 | 0 | 0 | 0 | 0 | 0 | 0 | 1.3288e-09 | 6.8386e-08 | -6.0162e-08 | 6.0996e-11 | -4.8597e-09 | -4.7543e-09 | 1.4544e-09 | -1.0826e-07 | -1.1147e-07 | -6.0833e-11 | -2.7803e-09 | 2.8411e-09 | 0 | 0 | 0 | 0 | 0 | 0 |  | 0.025209 | 1.6385 | 1.6209 | 0.025209 | 1.6385 | 1.6209 | -43.8495 | -149.1516 | 150.212 | -43.8495 | -149.1516 | 150.212
Line1_1_3 | 2.7071e-06 | 2.7071e-06 | 2.7071e-06 | 2.3694e-06 | 2.3694e-06 | 2.3694e-06 | 6.2518e-07 | 6.2518e-07 | 6.2518e-07 | 5.4719e-07 | 5.4719e-07 | 5.4719e-07 | 1.0631e-08 | 5.4709e-07 | -4.8129e-07 | -9.2408e-09 | -4.8356e-07 | 4.1638e-07 | 1.1635e-08 | -8.6606e-07 | -8.9177e-07 | -1.0241e-08 | 7.5503e-07 | 7.8314e-07 | -91.4323 | -91.4321 | -91.4321 | 88.2102 | 88.2105 | 88.2105 |  | 0.025209 | 1.6385 | 1.6209 | 0.025209 | 1.6385 | 1.6209 | -43.8495 | -149.1516 | 150.212 | -43.8495 | -149.1516 | 150.212
Line2_1_4 | 0.00027631 | 0.00027631 | 0.00027631 | 0.00027665 | 0.00027665 | 0.00027665 | 6.3811e-05 | 6.3811e-05 | 6.3811e-05 | 6.3889e-05 | 6.3889e-05 | 6.3889e-05 | -1.1361e-06 | -5.191e-05 | 5.3068e-05 | 1.1382e-06 | 5.1975e-05 | -5.3132e-05 | -1.1388e-06 | 9.076e-05 | 8.8779e-05 | 1.141e-06 | -9.087e-05 | -8.8887e-05 | 91.0808 | 91.0808 | 91.0808 | -88.9192 | -88.9192 | -88.9192 |  | 0.025209 | 1.6385 | 1.6209 | 0.025226 | 1.6385 | 1.6209 | -43.8495 | -149.1516 | 150.212 | -43.8488 | -149.1511 | 150.2121
Line3_1_5 | 0 | 0 | 0 | 0 | 0 | 0 | 0 | 0 | 0 | 0 | 0 | 0 | 2.6577e-09 | 1.3677e-07 | -1.2032e-07 | -1.2678e-09 | -7.3246e-08 | 5.5407e-08 | 2.9088e-09 | -2.1652e-07 | -2.2294e-07 | -1.5152e-09 | 1.0548e-07 | 1.1431e-07 | 0 | 0 | 0 | 0 | 0 | 0 |  | 0.025209 | 1.6385 | 1.6209 | 0.025209 | 1.6385 | 1.6209 | -43.8495 | -149.1516 | 150.212 | -43.8495 | -149.1516 | 150.212
Line4_2_6 | 0.00081439 | 1.692e-06 | 1.692e-06 | 0.00081405 | 1.3544e-06 | 1.3544e-06 | 0.00018807 | 3.9076e-07 | 3.9076e-07 | 0.000188 | 3.1277e-07 | 3.1277e-07 | 3.3407e-06 | 3.4197e-07 | -3.008e-07 | -3.3288e-06 | -2.7844e-07 | 2.3588e-07 | 3.3427e-06 | -5.413e-07 | -5.5739e-07 | -3.3303e-06 | 4.3025e-07 | 4.4875e-07 | -88.8699 | -91.434 | -91.434 | 91.1301 | 87.9404 | 87.9404 |  | 0.025128 | 1.6385 | 1.6209 | 0.025046 | 1.6385 | 1.6209 | -43.8532 | -149.1511 | 150.2121 | -43.857 | -149.1505 | 150.2122
Line5_6_7 | 0.00081405 | 1.3536e-06 | 1.3536e-06 | 0.00081371 | 1.016e-06 | 1.016e-06 | 0.000188 | 3.1261e-07 | 3.1261e-07 | 0.00018792 | 2.3463e-07 | 2.3463e-07 | 3.3288e-06 | 2.7358e-07 | -2.4063e-07 | -3.3168e-06 | -2.1005e-07 | 1.7572e-07 | 3.3302e-06 | -4.3303e-07 | -4.4591e-07 | -3.3178e-06 | 3.2199e-07 | 3.3727e-07 | -88.8688 | -91.4342 | -91.4342 | 91.1312 | 87.732 | 87.732 |  | 0.025046 | 1.6385 | 1.6209 | 0.024965 | 1.6385 | 1.6209 | -43.857 | -149.1505 | 150.2122 | -43.8608 | -149.15 | 150.2123
Line6_7_8 | 0.00081371 | 1.0152e-06 | 1.0152e-06 | 0.00081337 | 0 | 0 | 0.00018792 | 2.3446e-07 | 2.3446e-07 | 0.00018784 | 0 | 0 | 3.3169e-06 | 2.0519e-07 | -1.8047e-07 | -3.3049e-06 | -1.4166e-07 | 1.1556e-07 | 3.3177e-06 | -3.2477e-07 | -3.3443e-07 | -3.3053e-06 | 2.1373e-07 | 2.2579e-07 | -88.8678 | -91.4344 | -91.4344 | 91.1323 | 0 | 0 |  | 0.024965 | 1.6385 | 1.6209 | 0.024884 | 1.6385 | 1.6208 | -43.8608 | -149.15 | 150.2123 | -43.8646 | -149.1494 | 150.2125
Line7_8_9 | 0 | 0 | 0 | 0 | 0 | 0 | 0 | 0 | 0 | 0 | 0 | 0 | 1.312e-09 | 6.8398e-08 | -6.0157e-08 | 6.0223e-11 | -4.8595e-09 | -4.7538e-09 | 1.4354e-09 | -1.0826e-07 | -1.1148e-07 | -6.0064e-11 | -2.7801e-09 | 2.8411e-09 | 0 | 0 | 0 | 0 | 0 | 0 |  | 0.024884 | 1.6385 | 1.6208 | 0.024884 | 1.6385 | 1.6208 | -43.8646 | -149.1494 | 150.2125 | -43.8646 | -149.1494 | 150.2125
Line8_8_10 | 0 | 0 | 0 | 0 | 0 | 0 | 0 | 0 | 0 | 0 | 0 | 0 | 1.312e-09 | 6.8398e-08 | -6.0157e-08 | 6.0223e-11 | -4.8595e-09 | -4.7538e-09 | 1.4354e-09 | -1.0826e-07 | -1.1148e-07 | -6.0064e-11 | -2.7801e-09 | 2.8411e-09 | 0 | 0 | 0 | 0 | 0 | 0 |  | 0.024884 | 1.6385 | 1.6208 | 0.024884 | 1.6385 | 1.6208 | -43.8646 | -149.1494 | 150.2125 | -43.8646 | -149.1494 | 150.2125
Line9_3_11 | 2.3687e-06 | 2.3687e-06 | 2.3687e-06 | 2.031e-06 | 2.031e-06 | 2.031e-06 | 5.4703e-07 | 5.4703e-07 | 5.4703e-07 | 4.6905e-07 | 4.6905e-07 | 4.6905e-07 | 9.3018e-09 | 4.787e-07 | -4.2113e-07 | -7.9119e-09 | -4.1518e-07 | 3.5622e-07 | 1.0181e-08 | -7.5781e-07 | -7.803e-07 | -8.787e-09 | 6.4677e-07 | 6.7167e-07 | -91.4323 | -91.4321 | -91.4321 | 88.1507 | 88.1509 | 88.1509 |  | 0.025209 | 1.6385 | 1.6209 | 0.025209 | 1.6385 | 1.6209 | -43.8495 | -149.1516 | 150.212 | -43.8495 | -149.1516 | 150.212

## LG_min_fault_10
name | pf_ikss_a_from_ka | pf_ikss_b_from_ka | pf_ikss_c_from_ka | pf_ikss_a_to_ka | pf_ikss_b_to_ka | pf_ikss_c_to_ka | pf_skss_a_from_mw | pf_skss_b_from_mw | pf_skss_c_from_mw | pf_skss_a_to_mw | pf_skss_b_to_mw | pf_skss_c_to_mw | pf_p_a_from_mw | pf_p_b_from_mw | pf_p_c_from_mw | pf_p_a_to_mw | pf_p_b_to_mw | pf_p_c_to_mw | pf_q_a_from_mvar | pf_q_b_from_mvar | pf_q_c_from_mvar | pf_q_a_to_mvar | pf_q_b_to_mvar | pf_q_c_to_mvar | pf_ikss_a_from_degree | pf_ikss_b_from_degree | pf_ikss_c_from_degree | pf_ikss_a_to_degree | pf_ikss_b_to_degree | pf_ikss_c_to_degree | 3xI0 | pf_vm_a_from_pu | pf_vm_b_from_pu | pf_vm_c_from_pu | pf_vm_a_to_pu | pf_vm_b_to_pu | pf_vm_c_to_pu | pf_va_a_from_degree | pf_va_b_from_degree | pf_va_c_from_degree | pf_va_a_to_degree | pf_va_b_to_degree | pf_va_c_to_degree
Line0_1_2 | 0.00077184 | 1.9235e-06 | 1.9235e-06 | 0.00077152 | 1.6036e-06 | 1.6036e-06 | 0.00017825 | 4.4422e-07 | 4.4422e-07 | 0.00017818 | 3.7034e-07 | 3.7034e-07 | 3.009e-06 | 3.6829e-07 | -3.2397e-07 | -2.9983e-06 | -3.1128e-07 | 2.657e-07 | 3.0113e-06 | -5.8298e-07 | -6.0031e-07 | -3.0001e-06 | 4.8332e-07 | 5.0281e-07 | -88.871 | -91.4337 | -91.4337 | 91.1291 | 88.0657 | 88.0657 |  | 0.023882 | 1.5523 | 1.5356 | 0.023805 | 1.5523 | 1.5356 | -43.8495 | -149.1516 | 150.212 | -43.8532 | -149.1511 | 150.2121
Line10_11_12 | 1.9235e-06 | 1.9235e-06 | 1.9235e-06 | 1.6036e-06 | 1.6036e-06 | 1.6036e-06 | 4.4421e-07 | 4.4421e-07 | 4.4421e-07 | 3.7033e-07 | 3.7033e-07 | 3.7033e-07 | 7.1558e-09 | 3.6826e-07 | -3.2397e-07 | -5.9084e-09 | -3.1125e-07 | 2.6571e-07 | 7.8318e-09 | -5.8297e-07 | -6.0028e-07 | -6.5811e-09 | 4.8332e-07 | 5.0278e-07 | -91.4323 | -91.4321 | -91.4321 | 88.0673 | 88.0676 | 88.0676 |  | 0.023882 | 1.5523 | 1.5356 | 0.023882 | 1.5523 | 1.5356 | -43.8495 | -149.1516 | 150.212 | -43.8495 | -149.1516 | 150.212
Line11_12_13 | 1.6029e-06 | 1.6029e-06 | 1.6029e-06 | 1.283e-06 | 1.283e-06 | 1.283e-06 | 3.7017e-07 | 3.7017e-07 | 3.7017e-07 | 2.963e-07 | 2.963e-07 | 2.963e-07 | 5.9631e-09 | 3.0688e-07 | -2.6998e-07 | -4.7157e-09 | -2.4987e-07 | 2.1172e-07 | 6.5265e-09 | -4.8581e-07 | -5.0023e-07 | -5.2758e-09 | 3.8615e-07 | 4.0274e-07 | -91.4323 | -91.4321 | -91.4321 | 87.9423 | 87.9426 | 87.9426 |  | 0.023882 | 1.5523 | 1.5356 | 0.023882 | 1.5523 | 1.5356 | -43.8495 | -149.1516 | 150.212 | -43.8495 | -149.1516 | 150.212
Line12_13_15 | 0 | 0 | 0 | 0 | 0 | 0 | 0 | 0 | 0 | 0 | 0 | 0 | 3.5779e-09 | 1.8413e-07 | -1.6199e-07 | -2.3305e-09 | -1.2712e-07 | 1.0372e-07 | 3.9159e-09 | -2.9149e-07 | -3.0014e-07 | -2.6652e-09 | 1.9183e-07 | 2.0264e-07 | 0 | 0 | 0 | 0 | 0 | 0 |  | 0.023882 | 1.5523 | 1.5356 | 0.023882 | 1.5523 | 1.5356 | -43.8495 | -149.1516 | 150.212 | -43.8495 | -149.1516 | 150.212
Line13_13_14 | 0 | 0 | 0 | 0 | 0 | 0 | 0 | 0 | 0 | 0 | 0 | 0 | 1.1926e-09 | 6.1377e-08 | -5.3996e-08 | 5.4744e-11 | -4.3616e-09 | -4.2671e-09 | 1.3053e-09 | -9.7162e-08 | -1.0005e-07 | -5.4597e-11 | -2.4953e-09 | 2.55e-09 | 0 | 0 | 0 | 0 | 0 | 0 |  | 0.023882 | 1.5523 | 1.5356 | 0.023882 | 1.5523 | 1.5356 | -43.8495 | -149.1516 | 150.212 | -43.8495 | -149.1516 | 150.212
Line14_15_16 | 0 | 0 | 0 | 0 | 0 | 0 | 0 | 0 | 0 | 0 | 0 | 0 | 2.3852e-09 | 1.2275e-07 | -1.0799e-07 | -1.1379e-09 | -6.5739e-08 | 4.9729e-08 | 2.6106e-09 | -1.9432e-07 | -2.0009e-07 | -1.3599e-09 | 9.4667e-08 | 1.026e-07 | 0 | 0 | 0 | 0 | 0 | 0 |  | 0.023882 | 1.5523 | 1.5356 | 0.023882 | 1.5523 | 1.5356 | -43.8495 | -149.1516 | 150.212 | -43.8495 | -149.1516 | 150.212
Line15_16_17 | 0 | 0 | 0 | 0 | 0 | 0 | 0 | 0 | 0 | 0 | 0 | 0 | 1.1926e-09 | 6.1377e-08 | -5.3996e-08 | 5.4743e-11 | -4.3616e-09 | -4.2671e-09 | 1.3053e-09 | -9.7162e-08 | -1.0005e-07 | -5.4597e-11 | -2.4953e-09 | 2.55e-09 | 0 | 0 | 0 | 0 | 0 | 0 |  | 0.023882 | 1.5523 | 1.5356 | 0.023882 | 1.5523 | 1.5356 | -43.8495 | -149.1516 | 150.212 | -43.8495 | -149.1516 | 150.212
Line16_4_18 | 0 | 0 | 0 | 0 | 0 | 0 | 0 | 0 | 0 | 0 | 0 | 0 | 1.1934e-09 | 6.1376e-08 | -5.3995e-08 | 5.478e-11 | -4.3616e-09 | -4.2669e-09 | 1.3062e-09 | -9.7161e-08 | -1.0004e-07 | -5.4633e-11 | -2.4953e-09 | 2.5499e-09 | 0 | 0 | 0 | 0 | 0 | 0 |  | 0.023898 | 1.5523 | 1.5356 | 0.023898 | 1.5523 | 1.5356 | -43.8488 | -149.1511 | 150.2121 | -43.8488 | -149.1511 | 150.2121
Line17_5_19 | 0 | 0 | 0 | 0 | 0 | 0 | 0 | 0 | 0 | 0 | 0 | 0 | 1.1926e-09 | 6.1377e-08 | -5.3996e-08 | 5.4745e-11 | -4.3616e-09 | -4.2671e-09 | 1.3053e-09 | -9.7162e-08 | -1.0005e-07 | -5.4598e-11 | -2.4953e-09 | 2.55e-09 | 0 | 0 | 0 | 0 | 0 | 0 |  | 0.023882 | 1.5523 | 1.5356 | 0.023882 | 1.5523 | 1.5356 | -43.8495 | -149.1516 | 150.212 | -43.8495 | -149.1516 | 150.212
Line1_1_3 | 2.5646e-06 | 2.5646e-06 | 2.5646e-06 | 2.2447e-06 | 2.2447e-06 | 2.2447e-06 | 5.9228e-07 | 5.9228e-07 | 5.9228e-07 | 5.1839e-07 | 5.1839e-07 | 5.1839e-07 | 9.5411e-09 | 4.9102e-07 | -4.3196e-07 | -8.2937e-09 | -4.34e-07 | 3.737e-07 | 1.0443e-08 | -7.773e-07 | -8.0037e-07 | -9.1918e-09 | 6.7764e-07 | 7.0288e-07 | -91.4323 | -91.4321 | -91.4321 | 88.2102 | 88.2105 | 88.2105 |  | 0.023882 | 1.5523 | 1.5356 | 0.023882 | 1.5523 | 1.5356 | -43.8495 | -149.1516 | 150.212 | -43.8495 | -149.1516 | 150.212
Line2_1_4 | 0.00026177 | 0.00026177 | 0.00026177 | 0.00026209 | 0.00026209 | 0.00026209 | 6.0452e-05 | 6.0452e-05 | 6.0452e-05 | 6.0526e-05 | 6.0526e-05 | 6.0526e-05 | -1.0196e-06 | -4.659e-05 | 4.7629e-05 | 1.0215e-06 | 4.6648e-05 | -4.7686e-05 | -1.0221e-06 | 8.1458e-05 | 7.968e-05 | 1.0241e-06 | -8.1557e-05 | -7.9777e-05 | 91.0808 | 91.0808 | 91.0808 | -88.9192 | -88.9192 | -88.9192 |  | 0.023882 | 1.5523 | 1.5356 | 0.023898 | 1.5523 | 1.5356 | -43.8495 | -149.1516 | 150.212 | -43.8488 | -149.1511 | 150.2121
Line3_1_5 | 0 | 0 | 0 | 0 | 0 | 0 | 0 | 0 | 0 | 0 | 0 | 0 | 2.3853e-09 | 1.2275e-07 | -1.0799e-07 | -1.1379e-09 | -6.5739e-08 | 4.9729e-08 | 2.6106e-09 | -1.9432e-07 | -2.0009e-07 | -1.3599e-09 | 9.4667e-08 | 1.026e-07 | 0 | 0 | 0 | 0 | 0 | 0 |  | 0.023882 | 1.5523 | 1.5356 | 0.023882 | 1.5523 | 1.5356 | -43.8495 | -149.1516 | 150.212 | -43.8495 | -149.1516 | 150.212
Line4_2_6 | 0.00077152 | 1.603e-06 | 1.603e-06 | 0.0007712 | 1.2831e-06 | 1.2831e-06 | 0.00017818 | 3.7019e-07 | 3.7019e-07 | 0.0001781 | 2.9631e-07 | 2.9631e-07 | 2.9983e-06 | 3.0692e-07 | -2.6997e-07 | -2.9876e-06 | -2.499e-07 | 2.117e-07 | 3.0001e-06 | -4.8582e-07 | -5.0026e-07 | -2.9889e-06 | 3.8616e-07 | 4.0276e-07 | -88.8699 | -91.434 | -91.434 | 91.1301 | 87.9404 | 87.9404 |  | 0.023805 | 1.5523 | 1.5356 | 0.023728 | 1.5523 | 1.5356 | -43.8532 | -149.1511 | 150.2121 | -43.857 | -149.1505 | 150.2122
Line5_6_7 | 0.0007712 | 1.2824e-06 | 1.2824e-06 | 0.00077088 | 0 | 0 | 0.0001781 | 2.9615e-07 | 2.9615e-07 | 0.00017803 | 0 | 0 | 2.9876e-06 | 2.4554e-07 | -2.1597e-07 | -2.9769e-06 | -1.8852e-07 | 1.5771e-07 | 2.9889e-06 | -3.8865e-07 | -4.0021e-07 | -2.9777e-06 | 2.8899e-07 | 3.027e-07 | -88.8688 | -91.4342 | -91.4342 | 91.1312 | 0 | 0 |  | 0.023728 | 1.5523 | 1.5356 | 0.023651 | 1.5523 | 1.5356 | -43.857 | -149.1505 | 150.2122 | -43.8608 | -149.15 | 150.2123
Line6_7_8 | 0.00077088 | 0 | 0 | 0.00077056 | 0 | 0 | 0.00017803 | 0 | 0 | 0.00017795 | 0 | 0 | 2.9769e-06 | 1.8416e-07 | -1.6198e-07 | -2.9662e-06 | -1.2714e-07 | 1.0372e-07 | 2.9777e-06 | -2.9149e-07 | -3.0015e-07 | -2.9665e-06 | 1.9183e-07 | 2.0265e-07 | -88.8678 | 0 | 0 | 91.1323 | 0 | 0 |  | 0.023651 | 1.5523 | 1.5356 | 0.023574 | 1.5523 | 1.5355 | -43.8608 | -149.15 | 150.2123 | -43.8646 | -149.1494 | 150.2125
Line7_8_9 | 0 | 0 | 0 | 0 | 0 | 0 | 0 | 0 | 0 | 0 | 0 | 0 | 1.1776e-09 | 6.1388e-08 | -5.3991e-08 | 5.405e-11 | -4.3614e-09 | -4.2666e-09 | 1.2883e-09 | -9.7161e-08 | -1.0005e-07 | -5.3908e-11 | -2.4951e-09 | 2.5499e-09 | 0 | 0 | 0 | 0 | 0 | 0 |  | 0.023574 | 1.5523 | 1.5355 | 0.023574 | 1.5523 | 1.5355 | -43.8646 | -149.1494 | 150.2125 | -43.8646 | -149.1494 | 150.2125
Line8_8_10 | 0 | 0 | 0 | 0 | 0 | 0 | 0 | 0 | 0 | 0 | 0 | 0 | 1.1776e-09 | 6.1388e-08 | -5.3991e-08 | 5.405e-11 | -4.3614e-09 | -4.2666e-09 | 1.2883e-09 | -9.7161e-08 | -1.0005e-07 | -5.3908e-11 | -2.4951e-09 | 2.5499e-09 | 0 | 0 | 0 | 0 | 0 | 0 |  | 0.023574 | 1.5523 | 1.5355 | 0.023574 | 1.5523 | 1.5355 | -43.8646 | -149.1494 | 150.2125 | -43.8646 | -149.1494 | 150.2125
Line9_3_11 | 2.2441e-06 | 2.2441e-06 | 2.2441e-06 | 1.9241e-06 | 1.9241e-06 | 1.9241e-06 | 5.1824e-07 | 5.1824e-07 | 5.1824e-07 | 4.4436e-07 | 4.4436e-07 | 4.4436e-07 | 8.3484e-09 | 4.2964e-07 | -3.7797e-07 | -7.101e-09 | -3.7262e-07 | 3.1971e-07 | 9.1372e-09 | -6.8014e-07 | -7.0033e-07 | -7.8864e-09 | 5.8048e-07 | 6.0283e-07 | -91.4323 | -91.4321 | -91.4321 | 88.1507 | 88.1509 | 88.1509 |  | 0.023882 | 1.5523 | 1.5356 | 0.023882 | 1.5523 | 1.5356 | -43.8495 | -149.1516 | 150.212 | -43.8495 | -149.1516 | 150.212

## LLG_max_6
name | pf_ikss_a_from_ka | pf_ikss_b_from_ka | pf_ikss_c_from_ka | pf_ikss_a_to_ka | pf_ikss_b_to_ka | pf_ikss_c_to_ka | pf_skss_a_from_mw | pf_skss_b_from_mw | pf_skss_c_from_mw | pf_skss_a_to_mw | pf_skss_b_to_mw | pf_skss_c_to_mw | pf_p_a_from_mw | pf_p_b_from_mw | pf_p_c_from_mw | pf_p_a_to_mw | pf_p_b_to_mw | pf_p_c_to_mw | pf_q_a_from_mvar | pf_q_b_from_mvar | pf_q_c_from_mvar | pf_q_a_to_mvar | pf_q_b_to_mvar | pf_q_c_to_mvar | pf_ikss_a_from_degree | pf_ikss_b_from_degree | pf_ikss_c_from_degree | pf_ikss_a_to_degree | pf_ikss_b_to_degree | pf_ikss_c_to_degree | 3xI0 | pf_vm_a_from_pu | pf_vm_b_from_pu | pf_vm_c_from_pu | pf_vm_a_to_pu | pf_vm_b_to_pu | pf_vm_c_to_pu | pf_va_a_from_degree | pf_va_b_from_degree | pf_va_c_from_degree | pf_va_a_to_degree | pf_va_b_to_degree | pf_va_c_to_degree
Line0_1_2 | 1.1437e-06 | 1.885 | 1.8851 | 0 | 1.885 | 1.8851 | 2.6413e-07 | 0.43531 | 0.43535 | 0 | 0.43531 | 0.43535 | 1.818e-08 | 0.14211 | 0.14216 | -1.8183e-08 | -0.10659 | -0.10662 | -4.1558e-07 | 0.28426 | 0.28429 | 3.4632e-07 | -0.21319 | -0.21322 | 87.4961 | -157.8893 | 22.1236 | 0 | 22.1107 | -157.8764 |  | 1.5749 | 0.73005 | 0.7301 | 1.5749 | 0.54754 | 0.54757 | 0.0010311 | -94.4522 | 85.5564 | 0.0011502 | -94.4522 | 85.5564
Line10_11_12 | 1.1437e-06 | 1.1607e-06 | 1.1266e-06 | 0 | 0 | 0 | 2.6412e-07 | 2.6805e-07 | 2.6019e-07 | 0 | 0 | 0 | 1.8174e-08 | -1.9554e-07 | 1.8988e-07 | -1.8176e-08 | 1.6353e-07 | -1.5787e-07 | -4.1557e-07 | 7.6907e-09 | -5.3968e-09 | 3.463e-07 | -5.1967e-09 | 2.9075e-09 | 87.4969 | 87.8001 | 87.1844 | 0 | 0 | 0 |  | 1.5749 | 0.73005 | 0.7301 | 1.5749 | 0.73005 | 0.7301 | 0.0010288 | -94.4522 | 85.5564 | 0.0010279 | -94.4522 | 85.5564
Line11_12_13 | 0 | 0 | 0 | 0 | 0 | 0 | 0 | 0 | 0 | 0 | 0 | 0 | 1.5145e-08 | -1.6295e-07 | 1.5824e-07 | -1.5147e-08 | 1.3094e-07 | -1.2623e-07 | -3.463e-07 | 6.4089e-09 | -4.4973e-09 | 2.7704e-07 | -3.915e-09 | 2.0081e-09 | 0 | 0 | 0 | 0 | 0 | 0 |  | 1.5749 | 0.73005 | 0.7301 | 1.5749 | 0.73005 | 0.7301 | 0.0010279 | -94.4522 | 85.5564 | 0.0010272 | -94.4522 | 85.5564
Line12_13_15 | 0 | 0 | 0 | 0 | 0 | 0 | 0 | 0 | 0 | 0 | 0 | 0 | 9.0869e-09 | -9.7771e-08 | 9.4942e-08 | -9.0892e-09 | 6.5762e-08 | -6.2931e-08 | -2.0778e-07 | 3.8453e-09 | -2.6984e-09 | 1.3852e-07 | -1.3514e-09 | 2.0912e-10 | 0 | 0 | 0 | 0 | 0 | 0 |  | 1.5749 | 0.73005 | 0.7301 | 1.5749 | 0.73005 | 0.7301 | 0.0010272 | -94.4522 | 85.5564 | 0.0010268 | -94.4522 | 85.5564
Line13_13_14 | 0 | 0 | 0 | 0 | 0 | 0 | 0 | 0 | 0 | 0 | 0 | 0 | 3.029e-09 | -3.259e-08 | 3.1647e-08 | -3.0313e-09 | 5.8164e-10 | 3.6359e-10 | -6.9261e-08 | 1.2818e-09 | -8.9947e-10 | 1.0944e-13 | 1.2122e-09 | -1.5898e-09 | 0 | 0 | 0 | 0 | 0 | 0 |  | 1.5749 | 0.73005 | 0.7301 | 1.5749 | 0.73005 | 0.7301 | 0.0010272 | -94.4522 | 85.5564 | 0.0010271 | -94.4522 | 85.5564
Line14_15_16 | 0 | 0 | 0 | 0 | 0 | 0 | 0 | 0 | 0 | 0 | 0 | 0 | 6.058e-09 | -6.5181e-08 | 6.3295e-08 | -6.0603e-09 | 3.3172e-08 | -3.1284e-08 | -1.3852e-07 | 2.5636e-09 | -1.7989e-09 | 6.9261e-08 | -6.962e-11 | -6.9035e-10 | 0 | 0 | 0 | 0 | 0 | 0 |  | 1.5749 | 0.73005 | 0.7301 | 1.5749 | 0.73005 | 0.7301 | 0.0010268 | -94.4522 | 85.5564 | 0.0010265 | -94.4522 | 85.5564
Line15_16_17 | 0 | 0 | 0 | 0 | 0 | 0 | 0 | 0 | 0 | 0 | 0 | 0 | 3.029e-09 | -3.259e-08 | 3.1647e-08 | -3.0313e-09 | 5.8164e-10 | 3.6359e-10 | -6.9261e-08 | 1.2818e-09 | -8.9947e-10 | 1.0947e-13 | 1.2122e-09 | -1.5898e-09 | 0 | 0 | 0 | 0 | 0 | 0 |  | 1.5749 | 0.73005 | 0.7301 | 1.5749 | 0.73005 | 0.7301 | 0.0010265 | -94.4522 | 85.5564 | 0.0010265 | -94.4522 | 85.5564
Line16_4_18 | 0 | 0 | 0 | 0 | 0 | 0 | 0 | 0 | 0 | 0 | 0 | 0 | 3.0286e-09 | -3.259e-08 | 3.1647e-08 | -3.0312e-09 | 5.8166e-10 | 3.636e-10 | -6.926e-08 | 1.2823e-09 | -8.9936e-10 | 1.2279e-13 | 1.2121e-09 | -1.5898e-09 | 0 | 0 | 0 | 0 | 0 | 0 |  | 1.5749 | 0.73005 | 0.7301 | 1.5749 | 0.73005 | 0.7301 | 0.0011538 | -94.4528 | 85.5569 | 0.0011537 | -94.4528 | 85.5569
Line17_5_19 | 0 | 0 | 0 | 0 | 0 | 0 | 0 | 0 | 0 | 0 | 0 | 0 | 3.029e-09 | -3.259e-08 | 3.1647e-08 | -3.0313e-09 | 5.8164e-10 | 3.6359e-10 | -6.9261e-08 | 1.2818e-09 | -8.9947e-10 | 1.0971e-13 | 1.2122e-09 | -1.5898e-09 | 0 | 0 | 0 | 0 | 0 | 0 |  | 1.5749 | 0.73005 | 0.7301 | 1.5749 | 0.73005 | 0.7301 | 0.0010309 | -94.4522 | 85.5564 | 0.0010308 | -94.4522 | 85.5564
Line1_1_3 | 1.5249e-06 | 1.5476e-06 | 1.5022e-06 | 1.3347e-06 | 1.3573e-06 | 1.312e-06 | 3.5215e-07 | 3.574e-07 | 3.4691e-07 | 3.0823e-07 | 3.1346e-07 | 3.03e-07 | 2.4232e-08 | -2.6072e-07 | 2.5318e-07 | -2.4234e-08 | 2.2871e-07 | -2.2117e-07 | -5.5409e-07 | 1.0254e-08 | -7.1957e-09 | 4.8483e-07 | -7.7603e-09 | 4.7064e-09 | 87.4969 | 87.8001 | 87.1844 | -92.8605 | -92.5089 | -93.2246 |  | 1.5749 | 0.73005 | 0.7301 | 1.5749 | 0.73005 | 0.7301 | 0.0010311 | -94.4522 | 85.5564 | 0.0010299 | -94.4522 | 85.5564
Line2_1_4 | 0.00015564 | 0.00015563 | 0.00015565 | 0.00015583 | 0.00015582 | 0.00015584 | 3.5943e-05 | 3.5942e-05 | 3.5945e-05 | 3.5987e-05 | 3.5986e-05 | 3.5989e-05 | 8.3274e-09 | 2.616e-05 | -2.6164e-05 | -8.2086e-09 | -2.6192e-05 | 2.6196e-05 | 5.6608e-05 | -2.0409e-06 | 2.0379e-06 | -5.6677e-05 | 2.0437e-06 | -2.0401e-06 | -89.9905 | -89.9912 | -89.9899 | 90.0095 | 90.0088 | 90.0101 |  | 1.5749 | 0.73005 | 0.7301 | 1.5749 | 0.73005 | 0.7301 | 0.0010311 | -94.4522 | 85.5564 | 0.0011538 | -94.4528 | 85.5569
Line3_1_5 | 0 | 0 | 0 | 0 | 0 | 0 | 0 | 0 | 0 | 0 | 0 | 0 | 6.0579e-09 | -6.5181e-08 | 6.3295e-08 | -6.0603e-09 | 3.3172e-08 | -3.1284e-08 | -1.3852e-07 | 2.5636e-09 | -1.7989e-09 | 6.9261e-08 | -6.9638e-11 | -6.9035e-10 | 0 | 0 | 0 | 0 | 0 | 0 |  | 1.5749 | 0.73005 | 0.7301 | 1.5749 | 0.73005 | 0.7301 | 0.0010311 | -94.4522 | 85.5564 | 0.0010309 | -94.4522 | 85.5564
Line4_2_6 | 0 | 1.885 | 1.8851 | 0 | 1.885 | 1.8851 | 0 | 0.43531 | 0.43535 | 0 | 0.43531 | 0.43535 | 1.5152e-08 | 0.10659 | 0.10662 | -1.5154e-08 | -0.071057 | -0.071079 | -3.4632e-07 | 0.21319 | 0.21322 | 2.7705e-07 | -0.14213 | -0.14214 | 0 | -157.8893 | 22.1236 | 0 | 22.1107 | -157.8764 |  | 1.5749 | 0.54754 | 0.54757 | 1.5749 | 0.36503 | 0.36505 | 0.0011502 | -94.4522 | 85.5564 | 0.0012694 | -94.4522 | 85.5564
Line5_6_7 | 0 | 1.885 | 1.8851 | 0 | 1.885 | 1.8851 | 0 | 0.43531 | 0.43535 | 0 | 0.43531 | 0.43535 | 1.2122e-08 | 0.071057 | 0.071079 | -1.2124e-08 | -0.035529 | -0.035539 | -2.7705e-07 | 0.14213 | 0.14214 | 2.0779e-07 | -0.071064 | -0.071072 | 0 | -157.8893 | 22.1236 | 0 | 22.1107 | -157.8764 |  | 1.5749 | 0.36503 | 0.36505 | 1.5749 | 0.18251 | 0.18252 | 0.0012694 | -94.4522 | 85.5564 | 0.0013887 | -94.4522 | 85.5564
Line6_7_8 | 0 | 1.885 | 1.8851 | 0 | 1.885 | 1.8851 | 0 | 0.43531 | 0.43535 | 0 | 0.43531 | 0.43535 | 9.0926e-09 | 0.035529 | 0.035539 | -9.0933e-09 | 9.5832e-12 | -9.5156e-12 | -2.0779e-07 | 0.071064 | 0.071072 | 1.3853e-07 | 1.7685e-11 | -1.7512e-11 | 0 | -157.8893 | 22.1236 | 0 | 22.1107 | -157.8764 |  | 1.5749 | 0.18251 | 0.18252 | 1.5749 | 0 | 0 | 0.0013887 | -94.4522 | 85.5564 | 0.0015082 | 0 | 0
Line7_8_9 | 0 | 0 | 0 | 0 | 0 | 0 | 0 | 0 | 0 | 0 | 0 | 0 | 3.0311e-09 | 2.1827e-18 | 1.859e-18 | -3.0311e-09 | 1.7209e-21 | -1.1033e-17 | -6.9263e-08 | -1.5312e-19 | -1.1972e-19 | 1.6081e-13 | 2.3109e-17 | -5.6216e-18 | 0 | 0 | 0 | 0 | 0 | 0 |  | 1.5749 | 0 | 0 | 1.5749 | 0 | 0 | 0.0015082 | 0 | 0 | 0.0015081 | 0 | 0
Line8_8_10 | 0 | 0 | 0 | 0 | 0 | 0 | 0 | 0 | 0 | 0 | 0 | 0 | 3.0311e-09 | 2.1827e-18 | 1.859e-18 | -3.0311e-09 | 1.7251e-21 | -1.1033e-17 | -6.9263e-08 | -1.5312e-19 | -1.1972e-19 | 1.6127e-13 | 2.3109e-17 | -5.6216e-18 | 0 | 0 | 0 | 0 | 0 | 0 |  | 1.5749 | 0 | 0 | 1.5749 | 0 | 0 | 0.0015082 | 0 | 0 | 0.0015081 | 0 | 0
Line9_3_11 | 1.3343e-06 | 1.3542e-06 | 1.3144e-06 | 1.1441e-06 | 1.1639e-06 | 1.1243e-06 | 3.0814e-07 | 3.1273e-07 | 3.0355e-07 | 2.6421e-07 | 2.6879e-07 | 2.5964e-07 | 2.1203e-08 | -2.2813e-07 | 2.2153e-07 | -2.1205e-08 | 1.9612e-07 | -1.8952e-07 | -4.8483e-07 | 8.9725e-09 | -6.2962e-09 | 4.1557e-07 | -6.4785e-09 | 3.807e-09 | 87.4969 | 87.8001 | 87.1844 | -92.9201 | -92.5603 | -93.2928 |  | 1.5749 | 0.73005 | 0.7301 | 1.5749 | 0.73005 | 0.7301 | 0.0010299 | -94.4522 | 85.5564 | 0.0010288 | -94.4522 | 85.5564

## LLG_max_10
name | pf_ikss_a_from_ka | pf_ikss_b_from_ka | pf_ikss_c_from_ka | pf_ikss_a_to_ka | pf_ikss_b_to_ka | pf_ikss_c_to_ka | pf_skss_a_from_mw | pf_skss_b_from_mw | pf_skss_c_from_mw | pf_skss_a_to_mw | pf_skss_b_to_mw | pf_skss_c_to_mw | pf_p_a_from_mw | pf_p_b_from_mw | pf_p_c_from_mw | pf_p_a_to_mw | pf_p_b_to_mw | pf_p_c_to_mw | pf_q_a_from_mvar | pf_q_b_from_mvar | pf_q_c_from_mvar | pf_q_a_to_mvar | pf_q_b_to_mvar | pf_q_c_to_mvar | pf_ikss_a_from_degree | pf_ikss_b_from_degree | pf_ikss_c_from_degree | pf_ikss_a_to_degree | pf_ikss_b_to_degree | pf_ikss_c_to_degree | 3xI0 | pf_vm_a_from_pu | pf_vm_b_from_pu | pf_vm_c_from_pu | pf_vm_a_to_pu | pf_vm_b_to_pu | pf_vm_c_to_pu | pf_va_a_from_degree | pf_va_b_from_degree | pf_va_c_from_degree | pf_va_a_to_degree | pf_va_b_to_degree | pf_va_c_to_degree
Line0_1_2 | 1.1982e-06 | 1.9563 | 1.9564 | 0 | 1.9563 | 1.9564 | 2.767e-07 | 0.45178 | 0.45182 | 0 | 0.45178 | 0.45182 | 1.9953e-08 | 0.15307 | 0.15312 | -1.9956e-08 | -0.1148 | -0.11484 | -4.561e-07 | 0.30617 | 0.3062 | 3.8008e-07 | -0.22963 | -0.22965 | 87.4962 | -158.0565 | 21.9566 | 0 | 21.9435 | -158.0434 |  | 1.6499 | 0.75767 | 0.75772 | 1.6499 | 0.56825 | 0.56829 | 0.0010344 | -94.6194 | 85.3893 | 0.0011534 | -94.6194 | 85.3893
Line10_11_12 | 1.1981e-06 | 1.2167e-06 | 1.1796e-06 | 0 | 1.0173e-06 | 0 | 2.7669e-07 | 2.8098e-07 | 2.7242e-07 | 0 | 2.3495e-07 | 0 | 1.9946e-08 | -2.127e-07 | 2.0631e-07 | -1.9948e-08 | 1.779e-07 | -1.7152e-07 | -4.5608e-07 | 9.019e-09 | -6.4324e-09 | 3.8007e-07 | -6.206e-09 | 3.6244e-09 | 87.4969 | 87.8087 | 87.1751 | 0 | -92.6215 | 0 |  | 1.6499 | 0.75767 | 0.75772 | 1.6499 | 0.75767 | 0.75772 | 0.0010321 | -94.6194 | 85.3893 | 0.0010312 | -94.6193 | 85.3893
Line11_12_13 | 0 | 1.0139e-06 | 0 | 0 | 0 | 0 | 0 | 2.3415e-07 | 0 | 0 | 0 | 0 | 1.6622e-08 | -1.7725e-07 | 1.7193e-07 | -1.6624e-08 | 1.4245e-07 | -1.3713e-07 | -3.8007e-07 | 7.5158e-09 | -5.3603e-09 | 3.0406e-07 | -4.7028e-09 | 2.5524e-09 | 0 | 87.8087 | 0 | 0 | 0 | 0 |  | 1.6499 | 0.75767 | 0.75772 | 1.6499 | 0.75767 | 0.75772 | 0.0010312 | -94.6193 | 85.3893 | 0.0010305 | -94.6193 | 85.3893
Line12_13_15 | 0 | 0 | 0 | 0 | 0 | 0 | 0 | 0 | 0 | 0 | 0 | 0 | 9.9729e-09 | -1.0635e-07 | 1.0316e-07 | -9.9755e-09 | 7.1555e-08 | -6.8361e-08 | -2.2804e-07 | 4.5095e-09 | -3.2162e-09 | 1.5203e-07 | -1.6965e-09 | 4.0826e-10 | 0 | 0 | 0 | 0 | 0 | 0 |  | 1.6499 | 0.75767 | 0.75772 | 1.6499 | 0.75767 | 0.75772 | 0.0010305 | -94.6193 | 85.3893 | 0.0010301 | -94.6193 | 85.3893
Line13_13_14 | 0 | 0 | 0 | 0 | 0 | 0 | 0 | 0 | 0 | 0 | 0 | 0 | 3.3243e-09 | -3.5449e-08 | 3.4386e-08 | -3.3268e-09 | 6.5608e-10 | 4.1013e-10 | -7.6014e-08 | 1.5032e-09 | -1.0721e-09 | 1.1956e-13 | 1.3099e-09 | -1.7359e-09 | 0 | 0 | 0 | 0 | 0 | 0 |  | 1.6499 | 0.75767 | 0.75772 | 1.6499 | 0.75767 | 0.75772 | 0.0010305 | -94.6193 | 85.3893 | 0.0010304 | -94.6193 | 85.3893
Line14_15_16 | 0 | 0 | 0 | 0 | 0 | 0 | 0 | 0 | 0 | 0 | 0 | 0 | 6.6486e-09 | -7.0899e-08 | 6.8771e-08 | -6.6512e-09 | 3.6105e-08 | -3.3976e-08 | -1.5203e-07 | 3.0063e-09 | -2.1441e-09 | 7.6014e-08 | -1.933e-10 | -6.638e-10 | 0 | 0 | 0 | 0 | 0 | 0 |  | 1.6499 | 0.75767 | 0.75772 | 1.6499 | 0.75767 | 0.75772 | 0.0010301 | -94.6193 | 85.3893 | 0.0010298 | -94.6193 | 85.3893
Line15_16_17 | 0 | 0 | 0 | 0 | 0 | 0 | 0 | 0 | 0 | 0 | 0 | 0 | 3.3243e-09 | -3.5449e-08 | 3.4386e-08 | -3.3269e-09 | 6.5608e-10 | 4.1013e-10 | -7.6014e-08 | 1.5032e-09 | -1.0721e-09 | 1.207e-13 | 1.3099e-09 | -1.7359e-09 | 0 | 0 | 0 | 0 | 0 | 0 |  | 1.6499 | 0.75767 | 0.75772 | 1.6499 | 0.75767 | 0.75772 | 0.0010298 | -94.6193 | 85.3893 | 0.0010297 | -94.6193 | 85.3893
Line16_4_18 | 0 | 0 | 0 | 0 | 0 | 0 | 0 | 0 | 0 | 0 | 0 | 0 | 3.3239e-09 | -3.5449e-08 | 3.4385e-08 | -3.3268e-09 | 6.561e-10 | 4.1014e-10 | -7.6013e-08 | 1.5037e-09 | -1.0719e-09 | 1.3505e-13 | 1.3098e-09 | -1.7358e-09 | 0 | 0 | 0 | 0 | 0 | 0 |  | 1.6499 | 0.75767 | 0.75772 | 1.6499 | 0.75767 | 0.75772 | 0.001157 | -94.6199 | 85.3899 | 0.0011569 | -94.6199 | 85.3899
Line17_5_19 | 0 | 0 | 0 | 0 | 0 | 0 | 0 | 0 | 0 | 0 | 0 | 0 | 3.3243e-09 | -3.5449e-08 | 3.4386e-08 | -3.3268e-09 | 6.5608e-10 | 4.1013e-10 | -7.6014e-08 | 1.5032e-09 | -1.0721e-09 | 1.2069e-13 | 1.3099e-09 | -1.7359e-09 | 0 | 0 | 0 | 0 | 0 | 0 |  | 1.6499 | 0.75767 | 0.75772 | 1.6499 | 0.75767 | 0.75772 | 0.0010342 | -94.6194 | 85.3893 | 0.0010341 | -94.6194 | 85.3893
Line1_1_3 | 1.5975e-06 | 1.6222e-06 | 1.5728e-06 | 1.3982e-06 | 1.4229e-06 | 1.3736e-06 | 3.6892e-07 | 3.7464e-07 | 3.6322e-07 | 3.229e-07 | 3.286e-07 | 3.1722e-07 | 2.6594e-08 | -2.836e-07 | 2.7509e-07 | -2.6597e-08 | 2.488e-07 | -2.4029e-07 | -6.0811e-07 | 1.2025e-08 | -8.5764e-09 | 5.321e-07 | -9.2123e-09 | 5.7685e-09 | 87.4969 | 87.8087 | 87.1751 | -92.8605 | -92.4988 | -93.2354 |  | 1.6499 | 0.75767 | 0.75772 | 1.6499 | 0.75767 | 0.75772 | 0.0010344 | -94.6194 | 85.3893 | 0.0010332 | -94.6194 | 85.3893
Line2_1_4 | 0.00016305 | 0.00016304 | 0.00016306 | 0.00016325 | 0.00016324 | 0.00016326 | 3.7655e-05 | 3.7654e-05 | 3.7656e-05 | 3.7701e-05 | 3.77e-05 | 3.7703e-05 | 9.1393e-09 | 2.8436e-05 | -2.844e-05 | -9.0089e-09 | -2.8471e-05 | 2.8475e-05 | 6.2128e-05 | -2.302e-06 | 2.2986e-06 | -6.2203e-05 | 2.305e-06 | -2.3012e-06 | -89.9905 | -89.9912 | -89.9899 | 90.0095 | 90.0088 | 90.0101 |  | 1.6499 | 0.75767 | 0.75772 | 1.6499 | 0.75767 | 0.75772 | 0.0010344 | -94.6194 | 85.3893 | 0.001157 | -94.6199 | 85.3899
Line3_1_5 | 0 | 0 | 0 | 0 | 0 | 0 | 0 | 0 | 0 | 0 | 0 | 0 | 6.6486e-09 | -7.0899e-08 | 6.8771e-08 | -6.6511e-09 | 3.6105e-08 | -3.3976e-08 | -1.5203e-07 | 3.0064e-09 | -2.1441e-09 | 7.6014e-08 | -1.9332e-10 | -6.638e-10 | 0 | 0 | 0 | 0 | 0 | 0 |  | 1.6499 | 0.75767 | 0.75772 | 1.6499 | 0.75767 | 0.75772 | 0.0010344 | -94.6194 | 85.3893 | 0.0010342 | -94.6194 | 85.3893
Line4_2_6 | 0 | 1.9563 | 1.9564 | 0 | 1.9563 | 1.9564 | 0 | 0.45178 | 0.45182 | 0 | 0.45178 | 0.45182 | 1.6629e-08 | 0.1148 | 0.11484 | -1.6631e-08 | -0.076535 | -0.076558 | -3.8008e-07 | 0.22963 | 0.22965 | 3.0407e-07 | -0.15308 | -0.1531 | 0 | -158.0565 | 21.9566 | 0 | 21.9435 | -158.0434 |  | 1.6499 | 0.56825 | 0.56829 | 1.6499 | 0.37883 | 0.37886 | 0.0011534 | -94.6194 | 85.3893 | 0.0012726 | -94.6194 | 85.3893
Line5_6_7 | 0 | 1.9563 | 1.9564 | 0 | 1.9563 | 1.9564 | 0 | 0.45178 | 0.45182 | 0 | 0.45178 | 0.45182 | 1.3304e-08 | 0.076535 | 0.076558 | -1.3306e-08 | -0.038267 | -0.038279 | -3.0407e-07 | 0.15308 | 0.1531 | 2.2805e-07 | -0.076542 | -0.076551 | 0 | -158.0565 | 21.9566 | 0 | 21.9435 | -158.0434 |  | 1.6499 | 0.37883 | 0.37886 | 1.6499 | 0.18942 | 0.18943 | 0.0012726 | -94.6194 | 85.3893 | 0.001392 | -94.6194 | 85.3893
Line6_7_8 | 0 | 1.9563 | 1.9564 | 0 | 1.9563 | 1.9564 | 0 | 0.45178 | 0.45182 | 0 | 0.45178 | 0.45182 | 9.9792e-09 | 0.038267 | 0.038279 | -9.9799e-09 | 1.8073e-11 | -1.7984e-11 | -2.2805e-07 | 0.076542 | 0.076551 | 1.5203e-07 | 5.3482e-12 | -5.1579e-12 | 0 | -158.0565 | 21.9566 | 0 | 21.9435 | -158.0434 |  | 1.6499 | 0.18942 | 0.18943 | 1.6499 | 0 | 0 | 0.001392 | -94.6194 | 85.3893 | 0.0015115 | 0 | 0
Line7_8_9 | 0 | 0 | 0 | 0 | 0 | 0 | 0 | 0 | 0 | 0 | 0 | 0 | 3.3266e-09 | 1.3511e-18 | 1.1503e-18 | -3.3266e-09 | 2.4252e-20 | -1.2241e-17 | -7.6017e-08 | -1.5676e-18 | -1.3388e-18 | 1.7529e-13 | 2.5503e-17 | -6.2204e-18 | 0 | 0 | 0 | 0 | 0 | 0 |  | 1.6499 | 0 | 0 | 1.6499 | 0 | 0 | 0.0015115 | 0 | 0 | 0.0015114 | 0 | 0
Line8_8_10 | 0 | 0 | 0 | 0 | 0 | 0 | 0 | 0 | 0 | 0 | 0 | 0 | 3.3266e-09 | 1.3511e-18 | 1.1503e-18 | -3.3266e-09 | 2.4253e-20 | -1.2241e-17 | -7.6017e-08 | -1.5676e-18 | -1.3388e-18 | 1.7455e-13 | 2.5503e-17 | -6.2204e-18 | 0 | 0 | 0 | 0 | 0 | 0 |  | 1.6499 | 0 | 0 | 1.6499 | 0 | 0 | 0.0015115 | 0 | 0 | 0.0015114 | 0 | 0
Line9_3_11 | 1.3978e-06 | 1.4194e-06 | 1.3762e-06 | 1.1985e-06 | 1.2201e-06 | 1.177e-06 | 3.2281e-07 | 3.2781e-07 | 3.1782e-07 | 2.7679e-07 | 2.8177e-07 | 2.7181e-07 | 2.327e-08 | -2.4815e-07 | 2.407e-07 | -2.3273e-08 | 2.1335e-07 | -2.059e-07 | -5.321e-07 | 1.0522e-08 | -7.5044e-09 | 4.5608e-07 | -7.7091e-09 | 4.6965e-09 | 87.4969 | 87.8087 | 87.1751 | -92.9201 | -92.55 | -93.304 |  | 1.6499 | 0.75767 | 0.75772 | 1.6499 | 0.75767 | 0.75772 | 0.0010332 | -94.6194 | 85.3893 | 0.0010321 | -94.6194 | 85.3893

## LLG_max_fault_6
name | pf_ikss_a_from_ka | pf_ikss_b_from_ka | pf_ikss_c_from_ka | pf_ikss_a_to_ka | pf_ikss_b_to_ka | pf_ikss_c_to_ka | pf_skss_a_from_mw | pf_skss_b_from_mw | pf_skss_c_from_mw | pf_skss_a_to_mw | pf_skss_b_to_mw | pf_skss_c_to_mw | pf_p_a_from_mw | pf_p_b_from_mw | pf_p_c_from_mw | pf_p_a_to_mw | pf_p_b_to_mw | pf_p_c_to_mw | pf_q_a_from_mvar | pf_q_b_from_mvar | pf_q_c_from_mvar | pf_q_a_to_mvar | pf_q_b_to_mvar | pf_q_c_to_mvar | pf_ikss_a_from_degree | pf_ikss_b_from_degree | pf_ikss_c_from_degree | pf_ikss_a_to_degree | pf_ikss_b_to_degree | pf_ikss_c_to_degree | 3xI0 | pf_vm_a_from_pu | pf_vm_b_from_pu | pf_vm_c_from_pu | pf_vm_a_to_pu | pf_vm_b_to_pu | pf_vm_c_to_pu | pf_va_a_from_degree | pf_va_b_from_degree | pf_va_c_from_degree | pf_va_a_to_degree | pf_va_b_to_degree | pf_va_c_to_degree
Line0_1_2 | 1.1329e-06 | 0.029115 | 0.029432 | 0 | 0.029115 | 0.029432 | 2.6164e-07 | 0.0067238 | 0.006797 | 0 | 0.0067239 | 0.006797 | 1.5389e-08 | 0.0042723 | 0.0043659 | -1.5819e-08 | -0.0042638 | -0.0043572 | -4.1048e-07 | 0.0043067 | 0.0044001 | 3.4209e-07 | -0.0042897 | -0.0043828 | 88.0313 | -135.6682 | 44.9728 | 0 | 44.3321 | -135.0275 |  | 1.57 | 0.9022 | 0.91195 | 1.57 | 0.89952 | 0.90925 | 0.17827 | -90.4385 | 90.1961 | 0.17839 | -90.495 | 90.1404
Line10_11_12 | 1.1329e-06 | 1.1331e-06 | 1.1327e-06 | 0 | 0 | 0 | 2.6163e-07 | 2.6168e-07 | 2.6158e-07 | 0 | 0 | 0 | 1.5383e-08 | -2.3601e-07 | 2.3838e-07 | -1.5812e-08 | 1.9671e-07 | -1.9865e-07 | -4.1047e-07 | -6.2627e-09 | 9.0476e-09 | 3.4207e-07 | 6.9326e-09 | -9.2847e-09 | 88.0321 | 88.0414 | 88.0225 | 0 | 0 | 0 |  | 1.57 | 0.9022 | 0.91195 | 1.57 | 0.9022 | 0.91195 | 0.17827 | -90.4385 | 90.1961 | 0.17827 | -90.4385 | 90.1961
Line11_12_13 | 0 | 0 | 0 | 0 | 0 | 0 | 0 | 0 | 0 | 0 | 0 | 0 | 1.2819e-08 | -1.9667e-07 | 1.9865e-07 | -1.3248e-08 | 1.5737e-07 | -1.5892e-07 | -3.4206e-07 | -5.2189e-09 | 7.5396e-09 | 2.7366e-07 | 5.8888e-09 | -7.7768e-09 | 0 | 0 | 0 | 0 | 0 | 0 |  | 1.57 | 0.9022 | 0.91195 | 1.57 | 0.9022 | 0.91195 | 0.17827 | -90.4385 | 90.1961 | 0.17826 | -90.4385 | 90.1961
Line12_13_15 | 0 | 0 | 0 | 0 | 0 | 0 | 0 | 0 | 0 | 0 | 0 | 0 | 7.6913e-09 | -1.18e-07 | 1.1919e-07 | -8.1208e-09 | 7.8706e-08 | -7.9463e-08 | -2.0523e-07 | -3.1314e-09 | 4.5238e-09 | 1.3684e-07 | 3.8013e-09 | -4.7609e-09 | 0 | 0 | 0 | 0 | 0 | 0 |  | 1.57 | 0.9022 | 0.91195 | 1.57 | 0.9022 | 0.91195 | 0.17826 | -90.4385 | 90.1961 | 0.17826 | -90.4385 | 90.1961
Line13_13_14 | 0 | 0 | 0 | 0 | 0 | 0 | 0 | 0 | 0 | 0 | 0 | 0 | 2.5638e-09 | -3.9334e-08 | 3.973e-08 | -2.9933e-09 | 3.6764e-11 | -2.7809e-12 | -6.8411e-08 | -1.0438e-09 | 1.5079e-09 | 1.8807e-11 | 1.7137e-09 | -1.7451e-09 | 0 | 0 | 0 | 0 | 0 | 0 |  | 1.57 | 0.9022 | 0.91195 | 1.57 | 0.9022 | 0.91195 | 0.17826 | -90.4385 | 90.1961 | 0.17826 | -90.4385 | 90.1961
Line14_15_16 | 0 | 0 | 0 | 0 | 0 | 0 | 0 | 0 | 0 | 0 | 0 | 0 | 5.1275e-09 | -7.8669e-08 | 7.946e-08 | -5.557e-09 | 3.9371e-08 | -3.9733e-08 | -1.3682e-07 | -2.0876e-09 | 3.0159e-09 | 6.843e-08 | 2.7575e-09 | -3.253e-09 | 0 | 0 | 0 | 0 | 0 | 0 |  | 1.57 | 0.9022 | 0.91195 | 1.57 | 0.9022 | 0.91195 | 0.17826 | -90.4385 | 90.1961 | 0.17826 | -90.4385 | 90.1961
Line15_16_17 | 0 | 0 | 0 | 0 | 0 | 0 | 0 | 0 | 0 | 0 | 0 | 0 | 2.5638e-09 | -3.9334e-08 | 3.973e-08 | -2.9933e-09 | 3.6764e-11 | -2.7804e-12 | -6.8411e-08 | -1.0438e-09 | 1.5079e-09 | 1.8805e-11 | 1.7137e-09 | -1.7451e-09 | 0 | 0 | 0 | 0 | 0 | 0 |  | 1.57 | 0.9022 | 0.91195 | 1.57 | 0.9022 | 0.91195 | 0.17826 | -90.4385 | 90.1961 | 0.17826 | -90.4385 | 90.1961
Line16_4_18 | 0 | 0 | 0 | 0 | 0 | 0 | 0 | 0 | 0 | 0 | 0 | 0 | 2.5634e-09 | -3.9334e-08 | 3.973e-08 | -2.9932e-09 | 3.6789e-11 | -2.7792e-12 | -6.841e-08 | -1.0432e-09 | 1.5079e-09 | 1.882e-11 | 1.7136e-09 | -1.7451e-09 | 0 | 0 | 0 | 0 | 0 | 0 |  | 1.57 | 0.9022 | 0.91195 | 1.57 | 0.9022 | 0.91195 | 0.17839 | -90.4389 | 90.1965 | 0.17839 | -90.4389 | 90.1965
Line17_5_19 | 0 | 0 | 0 | 0 | 0 | 0 | 0 | 0 | 0 | 0 | 0 | 0 | 2.5637e-09 | -3.9334e-08 | 3.973e-08 | -2.9933e-09 | 3.6765e-11 | -2.7811e-12 | -6.8411e-08 | -1.0438e-09 | 1.5079e-09 | 1.8807e-11 | 1.7137e-09 | -1.7451e-09 | 0 | 0 | 0 | 0 | 0 | 0 |  | 1.57 | 0.9022 | 0.91195 | 1.57 | 0.9022 | 0.91195 | 0.17827 | -90.4385 | 90.1961 | 0.17827 | -90.4385 | 90.1961
Line1_1_3 | 1.5105e-06 | 1.5108e-06 | 1.5103e-06 | 1.3221e-06 | 1.3224e-06 | 1.3218e-06 | 3.4884e-07 | 3.4891e-07 | 3.4878e-07 | 3.0533e-07 | 3.0539e-07 | 3.0526e-07 | 2.051e-08 | -3.1467e-07 | 3.1784e-07 | -2.094e-08 | 2.7538e-07 | -2.7811e-07 | -5.4729e-07 | -8.3502e-09 | 1.2063e-08 | 4.789e-07 | 9.0201e-09 | -1.2301e-08 | 88.0321 | 88.0414 | 88.0225 | -92.3254 | -92.3146 | -92.3364 |  | 1.57 | 0.9022 | 0.91195 | 1.57 | 0.9022 | 0.91195 | 0.17827 | -90.4385 | 90.1961 | 0.17827 | -90.4385 | 90.1961
Line2_1_4 | 0.00015418 | 0.00015418 | 0.00015418 | 0.00015436 | 0.00015436 | 0.00015436 | 3.5605e-05 | 3.5605e-05 | 3.5605e-05 | 3.5649e-05 | 3.5649e-05 | 3.5649e-05 | 3.5741e-07 | 3.2119e-05 | -3.247e-05 | -3.5772e-07 | -3.2158e-05 | 3.251e-05 | 5.5898e-05 | -5.5116e-07 | 1.9753e-07 | -5.5967e-05 | 5.5206e-07 | -1.9753e-07 | -89.4554 | -89.4554 | -89.4554 | 90.5446 | 90.5446 | 90.5446 |  | 1.57 | 0.9022 | 0.91195 | 1.57 | 0.9022 | 0.91195 | 0.17827 | -90.4385 | 90.1961 | 0.17839 | -90.4389 | 90.1965
Line3_1_5 | 0 | 0 | 0 | 0 | 0 | 0 | 0 | 0 | 0 | 0 | 0 | 0 | 5.1275e-09 | -7.8669e-08 | 7.946e-08 | -5.557e-09 | 3.9371e-08 | -3.9733e-08 | -1.3682e-07 | -2.0875e-09 | 3.0159e-09 | 6.843e-08 | 2.7574e-09 | -3.253e-09 | 0 | 0 | 0 | 0 | 0 | 0 |  | 1.57 | 0.9022 | 0.91195 | 1.57 | 0.9022 | 0.91195 | 0.17827 | -90.4385 | 90.1961 | 0.17827 | -90.4385 | 90.1961
Line4_2_6 | 0 | 0.029115 | 0.029432 | 0 | 0.029115 | 0.029432 | 0 | 0.0067239 | 0.006797 | 0 | 0.0067239 | 0.006797 | 1.2825e-08 | 0.0042638 | 0.0043572 | -1.3255e-08 | -0.0042554 | -0.0043485 | -3.4207e-07 | 0.0042897 | 0.0043828 | 2.7367e-07 | -0.0042727 | -0.0043655 | 0 | -135.6679 | 44.9725 | 0 | 44.3323 | -135.0278 |  | 1.57 | 0.89952 | 0.90925 | 1.57 | 0.89684 | 0.90654 | 0.17839 | -90.495 | 90.1404 | 0.1785 | -90.5519 | 90.0843
Line5_6_7 | 0 | 0.029115 | 0.029432 | 0 | 0.029115 | 0.029432 | 0 | 0.0067239 | 0.006797 | 0 | 0.0067239 | 0.0067969 | 1.0261e-08 | 0.0042554 | 0.0043485 | -1.069e-08 | -0.004247 | -0.0043398 | -2.7365e-07 | 0.0042727 | 0.0043655 | 2.0526e-07 | -0.0042557 | -0.0043482 | 0 | -135.6677 | 44.9723 | 0 | 44.3326 | -135.028 |  | 1.57 | 0.89684 | 0.90654 | 1.57 | 0.89416 | 0.90384 | 0.1785 | -90.5519 | 90.0843 | 0.17862 | -90.6091 | 90.028
Line6_7_8 | 0 | 0.029115 | 0.029432 | 0 | 0.029116 | 0.029431 | 0 | 0.0067239 | 0.0067969 | 0 | 0.006724 | 0.0067969 | 7.6969e-09 | 0.004247 | 0.0043398 | -8.1247e-09 | -0.0042386 | -0.004331 | -2.0524e-07 | 0.0042557 | 0.0043482 | 1.3685e-07 | -0.0042387 | -0.004331 | 0 | -135.6674 | 44.972 | 0 | 44.3329 | -135.0283 |  | 1.57 | 0.89416 | 0.90384 | 1.5699 | 0.89149 | 0.90114 | 0.17862 | -90.6091 | 90.028 | 0.17874 | -90.6666 | 89.9712
Line7_8_9 | 0 | 0 | 0 | 0 | 0 | 0 | 0 | 0 | 0 | 0 | 0 | 0 | 2.5658e-09 | -3.8908e-08 | 3.9231e-08 | -2.9931e-09 | 7.8079e-11 | 2.6174e-11 | -6.8414e-08 | -8.658e-10 | 1.3488e-09 | 1.8855e-11 | 1.6814e-09 | -1.7362e-09 | 0 | 0 | 0 | 0 | 0 | 0 |  | 1.5699 | 0.89149 | 0.90114 | 1.5699 | 0.89149 | 0.90114 | 0.17874 | -90.6666 | 89.9712 | 0.17874 | -90.6666 | 89.9712
Line8_8_10 | 0 | 0 | 0 | 0 | 0 | 0 | 0 | 0 | 0 | 0 | 0 | 0 | 2.5658e-09 | -3.8908e-08 | 3.9231e-08 | -2.9931e-09 | 7.808e-11 | 2.6175e-11 | -6.8414e-08 | -8.658e-10 | 1.3488e-09 | 1.8855e-11 | 1.6814e-09 | -1.7362e-09 | 0 | 0 | 0 | 0 | 0 | 0 |  | 1.5699 | 0.89149 | 0.90114 | 1.5699 | 0.89149 | 0.90114 | 0.17874 | -90.6666 | 89.9712 | 0.17874 | -90.6666 | 89.9712
Line9_3_11 | 1.3217e-06 | 1.322e-06 | 1.3215e-06 | 1.1333e-06 | 1.1335e-06 | 1.133e-06 | 3.0524e-07 | 3.0529e-07 | 3.0518e-07 | 2.6172e-07 | 2.6178e-07 | 2.6167e-07 | 1.7946e-08 | -2.7534e-07 | 2.7811e-07 | -1.8376e-08 | 2.3604e-07 | -2.3838e-07 | -4.7888e-07 | -7.3065e-09 | 1.0556e-08 | 4.1049e-07 | 7.9764e-09 | -1.0793e-08 | 88.0321 | 88.0414 | 88.0225 | -92.3849 | -92.3739 | -92.3962 |  | 1.57 | 0.9022 | 0.91195 | 1.57 | 0.9022 | 0.91195 | 0.17827 | -90.4385 | 90.1961 | 0.17827 | -90.4385 | 90.1961

## LLG_max_fault_10
name | pf_ikss_a_from_ka | pf_ikss_b_from_ka | pf_ikss_c_from_ka | pf_ikss_a_to_ka | pf_ikss_b_to_ka | pf_ikss_c_to_ka | pf_skss_a_from_mw | pf_skss_b_from_mw | pf_skss_c_from_mw | pf_skss_a_to_mw | pf_skss_b_to_mw | pf_skss_c_to_mw | pf_p_a_from_mw | pf_p_b_from_mw | pf_p_c_from_mw | pf_p_a_to_mw | pf_p_b_to_mw | pf_p_c_to_mw | pf_q_a_from_mvar | pf_q_b_from_mvar | pf_q_c_from_mvar | pf_q_a_to_mvar | pf_q_b_to_mvar | pf_q_c_to_mvar | pf_ikss_a_from_degree | pf_ikss_b_from_degree | pf_ikss_c_from_degree | pf_ikss_a_to_degree | pf_ikss_b_to_degree | pf_ikss_c_to_degree | 3xI0 | pf_vm_a_from_pu | pf_vm_b_from_pu | pf_vm_c_from_pu | pf_vm_a_to_pu | pf_vm_b_to_pu | pf_vm_c_to_pu | pf_va_a_from_degree | pf_va_b_from_degree | pf_va_c_from_degree | pf_va_a_to_degree | pf_va_b_to_degree | pf_va_c_to_degree
Line0_1_2 | 1.1869e-06 | 0.030498 | 0.03083 | 0 | 0.030498 | 0.03083 | 2.741e-07 | 0.0070432 | 0.0071199 | 0 | 0.0070432 | 0.0071198 | 1.6889e-08 | 0.0046877 | 0.0047905 | -1.7361e-08 | -0.0046785 | -0.0047809 | -4.505e-07 | 0.0047255 | 0.004828 | 3.7544e-07 | -0.0047068 | -0.004809 | 88.0313 | -135.6739 | 44.9672 | 0 | 44.3264 | -135.0331 |  | 1.6447 | 0.94506 | 0.95526 | 1.6447 | 0.94225 | 0.95243 | 0.17827 | -90.4442 | 90.1905 | 0.17839 | -90.5007 | 90.1348
Line10_11_12 | 1.1868e-06 | 1.1871e-06 | 1.1866e-06 | 0 | 0 | 0 | 2.7409e-07 | 2.7414e-07 | 2.7404e-07 | 0 | 0 | 0 | 1.6882e-08 | -2.5899e-07 | 2.6159e-07 | -1.7354e-08 | 2.1587e-07 | -2.1799e-07 | -4.5049e-07 | -6.8448e-09 | 9.9051e-09 | 3.7543e-07 | 7.5842e-09 | -1.017e-08 | 88.0321 | 88.0419 | 88.022 | 0 | 0 | 0 |  | 1.6447 | 0.94506 | 0.95526 | 1.6447 | 0.94506 | 0.95526 | 0.17827 | -90.4442 | 90.1905 | 0.17827 | -90.4442 | 90.1905
Line11_12_13 | 0 | 0 | 0 | 0 | 0 | 0 | 0 | 0 | 0 | 0 | 0 | 0 | 1.4069e-08 | -2.1583e-07 | 2.1799e-07 | -1.454e-08 | 1.727e-07 | -1.744e-07 | -3.7541e-07 | -5.704e-09 | 8.2543e-09 | 3.0035e-07 | 6.4434e-09 | -8.5187e-09 | 0 | 0 | 0 | 0 | 0 | 0 |  | 1.6447 | 0.94506 | 0.95526 | 1.6447 | 0.94506 | 0.95526 | 0.17827 | -90.4442 | 90.1905 | 0.17827 | -90.4442 | 90.1905
Line12_13_15 | 0 | 0 | 0 | 0 | 0 | 0 | 0 | 0 | 0 | 0 | 0 | 0 | 8.4412e-09 | -1.295e-07 | 1.308e-07 | -8.9126e-09 | 8.6371e-08 | -8.72e-08 | -2.2524e-07 | -3.4224e-09 | 4.9526e-09 | 1.5018e-07 | 4.1618e-09 | -5.217e-09 | 0 | 0 | 0 | 0 | 0 | 0 |  | 1.6447 | 0.94506 | 0.95526 | 1.6447 | 0.94506 | 0.95526 | 0.17827 | -90.4442 | 90.1905 | 0.17827 | -90.4442 | 90.1905
Line13_13_14 | 0 | 0 | 0 | 0 | 0 | 0 | 0 | 0 | 0 | 0 | 0 | 0 | 2.8137e-09 | -4.3165e-08 | 4.3598e-08 | -3.2851e-09 | 4.0917e-11 | -2.8443e-12 | -7.5082e-08 | -1.1408e-09 | 1.6509e-09 | 2.0641e-11 | 1.8802e-09 | -1.9153e-09 | 0 | 0 | 0 | 0 | 0 | 0 |  | 1.6447 | 0.94506 | 0.95526 | 1.6447 | 0.94506 | 0.95526 | 0.17827 | -90.4442 | 90.1905 | 0.17827 | -90.4442 | 90.1905
Line14_15_16 | 0 | 0 | 0 | 0 | 0 | 0 | 0 | 0 | 0 | 0 | 0 | 0 | 5.6275e-09 | -8.633e-08 | 8.7197e-08 | -6.0989e-09 | 4.3206e-08 | -4.3601e-08 | -1.5016e-07 | -2.2816e-09 | 3.3017e-09 | 7.5102e-08 | 3.021e-09 | -3.5662e-09 | 0 | 0 | 0 | 0 | 0 | 0 |  | 1.6447 | 0.94506 | 0.95526 | 1.6447 | 0.94506 | 0.95526 | 0.17827 | -90.4442 | 90.1905 | 0.17827 | -90.4442 | 90.1905
Line15_16_17 | 0 | 0 | 0 | 0 | 0 | 0 | 0 | 0 | 0 | 0 | 0 | 0 | 2.8137e-09 | -4.3165e-08 | 4.3598e-08 | -3.2851e-09 | 4.0917e-11 | -2.844e-12 | -7.5082e-08 | -1.1408e-09 | 1.6509e-09 | 2.0641e-11 | 1.8802e-09 | -1.9153e-09 | 0 | 0 | 0 | 0 | 0 | 0 |  | 1.6447 | 0.94506 | 0.95526 | 1.6447 | 0.94506 | 0.95526 | 0.17827 | -90.4442 | 90.1905 | 0.17827 | -90.4442 | 90.1905
Line16_4_18 | 0 | 0 | 0 | 0 | 0 | 0 | 0 | 0 | 0 | 0 | 0 | 0 | 2.8133e-09 | -4.3164e-08 | 4.3598e-08 | -3.2851e-09 | 4.0944e-11 | -2.8426e-12 | -7.508e-08 | -1.1402e-09 | 1.6509e-09 | 2.0655e-11 | 1.8802e-09 | -1.9153e-09 | 0 | 0 | 0 | 0 | 0 | 0 |  | 1.6447 | 0.94505 | 0.95527 | 1.6447 | 0.94505 | 0.95527 | 0.17839 | -90.4446 | 90.1909 | 0.17839 | -90.4446 | 90.1909
Line17_5_19 | 0 | 0 | 0 | 0 | 0 | 0 | 0 | 0 | 0 | 0 | 0 | 0 | 2.8137e-09 | -4.3165e-08 | 4.3598e-08 | -3.2851e-09 | 4.0918e-11 | -2.8442e-12 | -7.5082e-08 | -1.1408e-09 | 1.6509e-09 | 2.0642e-11 | 1.8802e-09 | -1.9153e-09 | 0 | 0 | 0 | 0 | 0 | 0 |  | 1.6447 | 0.94506 | 0.95526 | 1.6447 | 0.94506 | 0.95526 | 0.17827 | -90.4442 | 90.1905 | 0.17827 | -90.4442 | 90.1905
Line1_1_3 | 1.5825e-06 | 1.5828e-06 | 1.5822e-06 | 1.3851e-06 | 1.3854e-06 | 1.3848e-06 | 3.6545e-07 | 3.6552e-07 | 3.6538e-07 | 3.1987e-07 | 3.1994e-07 | 3.198e-07 | 2.251e-08 | -3.4532e-07 | 3.4879e-07 | -2.2981e-08 | 3.022e-07 | -3.0519e-07 | -6.0065e-07 | -9.1264e-09 | 1.3207e-08 | 5.2559e-07 | 9.8658e-09 | -1.3471e-08 | 88.0321 | 88.0419 | 88.022 | -92.3254 | -92.3141 | -92.3369 |  | 1.6447 | 0.94506 | 0.95526 | 1.6447 | 0.94506 | 0.95526 | 0.17827 | -90.4442 | 90.1905 | 0.17827 | -90.4442 | 90.1905
Line2_1_4 | 0.00016152 | 0.00016152 | 0.00016152 | 0.00016172 | 0.00016172 | 0.00016172 | 3.7301e-05 | 3.7301e-05 | 3.7301e-05 | 3.7347e-05 | 3.7347e-05 | 3.7347e-05 | 3.9226e-07 | 3.5246e-05 | -3.5632e-05 | -3.926e-07 | -3.5289e-05 | 3.5675e-05 | 6.1349e-05 | -6.0833e-07 | 2.2023e-07 | -6.1424e-05 | 6.0933e-07 | -2.2024e-07 | -89.4554 | -89.4554 | -89.4554 | 90.5446 | 90.5446 | 90.5446 |  | 1.6447 | 0.94506 | 0.95526 | 1.6447 | 0.94505 | 0.95527 | 0.17827 | -90.4442 | 90.1905 | 0.17839 | -90.4446 | 90.1909
Line3_1_5 | 0 | 0 | 0 | 0 | 0 | 0 | 0 | 0 | 0 | 0 | 0 | 0 | 5.6274e-09 | -8.633e-08 | 8.7197e-08 | -6.0989e-09 | 4.3206e-08 | -4.3601e-08 | -1.5016e-07 | -2.2816e-09 | 3.3017e-09 | 7.5102e-08 | 3.021e-09 | -3.5662e-09 | 0 | 0 | 0 | 0 | 0 | 0 |  | 1.6447 | 0.94506 | 0.95526 | 1.6447 | 0.94506 | 0.95526 | 0.17827 | -90.4442 | 90.1905 | 0.17827 | -90.4442 | 90.1905
Line4_2_6 | 0 | 0.030498 | 0.03083 | 0 | 0.030498 | 0.03083 | 0 | 0.0070432 | 0.0071198 | 0 | 0.0070432 | 0.0071198 | 1.4076e-08 | 0.0046785 | 0.0047809 | -1.4547e-08 | -0.0046693 | -0.0047714 | -3.7542e-07 | 0.0047068 | 0.004809 | 3.0036e-07 | -0.0046882 | -0.0047901 | 0 | -135.6736 | 44.9669 | 0 | 44.3266 | -135.0333 |  | 1.6447 | 0.94225 | 0.95243 | 1.6447 | 0.93944 | 0.9496 | 0.17839 | -90.5007 | 90.1348 | 0.17851 | -90.5576 | 90.0788
Line5_6_7 | 0 | 0.030498 | 0.03083 | 0 | 0.030498 | 0.030829 | 0 | 0.0070432 | 0.0071198 | 0 | 0.0070433 | 0.0071198 | 1.1262e-08 | 0.0046693 | 0.0047714 | -1.1732e-08 | -0.00466 | -0.0047618 | -3.0034e-07 | 0.0046882 | 0.0047901 | 2.2527e-07 | -0.0046695 | -0.0047711 | 0 | -135.6734 | 44.9667 | 0 | 44.3269 | -135.0336 |  | 1.6447 | 0.93944 | 0.9496 | 1.6447 | 0.93663 | 0.94677 | 0.17851 | -90.5576 | 90.0788 | 0.17862 | -90.6148 | 90.0224
Line6_7_8 | 0 | 0.030498 | 0.030829 | 0 | 0.030498 | 0.030829 | 0 | 0.0070433 | 0.0071198 | 0 | 0.0070433 | 0.0071197 | 8.4473e-09 | 0.00466 | 0.0047618 | -8.9169e-09 | -0.0046508 | -0.0047522 | -2.2525e-07 | 0.0046695 | 0.0047711 | 1.5019e-07 | -0.0046509 | -0.0047521 | 0 | -135.6731 | 44.9664 | 0 | 44.3271 | -135.0338 |  | 1.6447 | 0.93663 | 0.94677 | 1.6447 | 0.93383 | 0.94394 | 0.17862 | -90.6148 | 90.0224 | 0.17874 | -90.6723 | 89.9657
Line7_8_9 | 0 | 0 | 0 | 0 | 0 | 0 | 0 | 0 | 0 | 0 | 0 | 0 | 2.816e-09 | -4.2697e-08 | 4.3051e-08 | -3.2849e-09 | 8.6243e-11 | 2.8922e-11 | -7.5084e-08 | -9.4554e-10 | 1.4763e-09 | 2.0694e-11 | 1.8448e-09 | -1.9056e-09 | 0 | 0 | 0 | 0 | 0 | 0 |  | 1.6447 | 0.93383 | 0.94394 | 1.6447 | 0.93383 | 0.94394 | 0.17874 | -90.6723 | 89.9657 | 0.17874 | -90.6723 | 89.9657
Line8_8_10 | 0 | 0 | 0 | 0 | 0 | 0 | 0 | 0 | 0 | 0 | 0 | 0 | 2.816e-09 | -4.2697e-08 | 4.3051e-08 | -3.2849e-09 | 8.6243e-11 | 2.8922e-11 | -7.5084e-08 | -9.4554e-10 | 1.4763e-09 | 2.0695e-11 | 1.8448e-09 | -1.9056e-09 | 0 | 0 | 0 | 0 | 0 | 0 |  | 1.6447 | 0.93383 | 0.94394 | 1.6447 | 0.93383 | 0.94394 | 0.17874 | -90.6723 | 89.9657 | 0.17874 | -90.6723 | 89.9657
Line9_3_11 | 1.3847e-06 | 1.3849e-06 | 1.3844e-06 | 1.1873e-06 | 1.1875e-06 | 1.187e-06 | 3.1977e-07 | 3.1983e-07 | 3.1971e-07 | 2.7419e-07 | 2.7425e-07 | 2.7412e-07 | 1.9696e-08 | -3.0216e-07 | 3.0519e-07 | -2.0168e-08 | 2.5903e-07 | -2.6159e-07 | -5.2557e-07 | -7.9856e-09 | 1.1556e-08 | 4.5051e-07 | 8.725e-09 | -1.182e-08 | 88.0321 | 88.0419 | 88.022 | -92.3849 | -92.3734 | -92.3967 |  | 1.6447 | 0.94506 | 0.95526 | 1.6447 | 0.94506 | 0.95526 | 0.17827 | -90.4442 | 90.1905 | 0.17827 | -90.4442 | 90.1905

## LLG_min_6
name | pf_ikss_a_from_ka | pf_ikss_b_from_ka | pf_ikss_c_from_ka | pf_ikss_a_to_ka | pf_ikss_b_to_ka | pf_ikss_c_to_ka | pf_skss_a_from_mw | pf_skss_b_from_mw | pf_skss_c_from_mw | pf_skss_a_to_mw | pf_skss_b_to_mw | pf_skss_c_to_mw | pf_p_a_from_mw | pf_p_b_from_mw | pf_p_c_from_mw | pf_p_a_to_mw | pf_p_b_to_mw | pf_p_c_to_mw | pf_q_a_from_mvar | pf_q_b_from_mvar | pf_q_c_from_mvar | pf_q_a_to_mvar | pf_q_b_to_mvar | pf_q_c_to_mvar | pf_ikss_a_from_degree | pf_ikss_b_from_degree | pf_ikss_c_from_degree | pf_ikss_a_to_degree | pf_ikss_b_to_degree | pf_ikss_c_to_degree | 3xI0 | pf_vm_a_from_pu | pf_vm_b_from_pu | pf_vm_c_from_pu | pf_vm_a_to_pu | pf_vm_b_to_pu | pf_vm_c_to_pu | pf_va_a_from_degree | pf_va_b_from_degree | pf_va_c_from_degree | pf_va_a_to_degree | pf_va_b_to_degree | pf_va_c_to_degree
Line0_1_2 | 1.0348e-06 | 1.4549 | 1.4551 | 0 | 1.4549 | 1.4551 | 2.3897e-07 | 0.33599 | 0.33604 | 0 | 0.33599 | 0.33604 | 1.4877e-08 | 0.16255 | 0.16261 | -1.4881e-08 | -0.12192 | -0.12196 | -3.4019e-07 | 0.16934 | 0.16938 | 2.8349e-07 | -0.12701 | -0.12703 | 87.4979 | -142.8793 | 37.1338 | 0 | 37.1207 | -142.8662 |  | 1.4249 | 0.69864 | 0.69872 | 1.4249 | 0.52398 | 0.52404 | 0.0019205 | -96.7079 | 83.3008 | 0.0021494 | -96.7079 | 83.3008
Line10_11_12 | 1.0347e-06 | 1.0467e-06 | 1.0228e-06 | 0 | 0 | 0 | 2.3896e-07 | 2.4172e-07 | 2.3622e-07 | 0 | 0 | 0 | 1.4866e-08 | -1.6832e-07 | 1.647e-07 | -1.487e-08 | 1.4071e-07 | -1.3709e-07 | -3.4018e-07 | 1.3725e-08 | -1.0749e-08 | 2.8348e-07 | -1.0475e-08 | 7.5026e-09 | 87.4996 | 87.9537 | 87.0347 | 0 | 0 | 0 |  | 1.4249 | 0.69864 | 0.69872 | 1.4249 | 0.69864 | 0.69872 | 0.0019163 | -96.7079 | 83.3008 | 0.0019146 | -96.7079 | 83.3008
Line11_12_13 | 0 | 0 | 0 | 0 | 0 | 0 | 0 | 0 | 0 | 0 | 0 | 0 | 1.2389e-08 | -1.4027e-07 | 1.3725e-07 | -1.2392e-08 | 1.1266e-07 | -1.0964e-07 | -2.8348e-07 | 1.1437e-08 | -8.9571e-09 | 2.2679e-07 | -8.1875e-09 | 5.7112e-09 | 0 | 0 | 0 | 0 | 0 | 0 |  | 1.4249 | 0.69864 | 0.69872 | 1.4249 | 0.69864 | 0.69872 | 0.0019146 | -96.7079 | 83.3008 | 0.0019133 | -96.7079 | 83.3008
Line12_13_15 | 0 | 0 | 0 | 0 | 0 | 0 | 0 | 0 | 0 | 0 | 0 | 0 | 7.4332e-09 | -8.416e-08 | 8.235e-08 | -7.4369e-09 | 5.6552e-08 | -5.4739e-08 | -1.7009e-07 | 6.8624e-09 | -5.3743e-09 | 1.1339e-07 | -3.6126e-09 | 2.1283e-09 | 0 | 0 | 0 | 0 | 0 | 0 |  | 1.4249 | 0.69864 | 0.69872 | 1.4249 | 0.69864 | 0.69872 | 0.0019133 | -96.7079 | 83.3008 | 0.0019125 | -96.7079 | 83.3007
Line13_13_14 | 0 | 0 | 0 | 0 | 0 | 0 | 0 | 0 | 0 | 0 | 0 | 0 | 2.4777e-09 | -2.8053e-08 | 2.745e-08 | -2.4814e-09 | 4.4556e-10 | 1.6133e-10 | -5.6697e-08 | 2.2875e-09 | -1.7914e-09 | 1.6562e-13 | 9.6229e-10 | -1.4545e-09 | 0 | 0 | 0 | 0 | 0 | 0 |  | 1.4249 | 0.69864 | 0.69872 | 1.4249 | 0.69864 | 0.69872 | 0.0019133 | -96.7079 | 83.3008 | 0.0019131 | -96.7079 | 83.3007
Line14_15_16 | 0 | 0 | 0 | 0 | 0 | 0 | 0 | 0 | 0 | 0 | 0 | 0 | 4.9555e-09 | -5.6106e-08 | 5.49e-08 | -4.9591e-09 | 2.8499e-08 | -2.7289e-08 | -1.1339e-07 | 4.5749e-09 | -3.5828e-09 | 5.6697e-08 | -1.3252e-09 | 3.369e-10 | 0 | 0 | 0 | 0 | 0 | 0 |  | 1.4249 | 0.69864 | 0.69872 | 1.4249 | 0.69864 | 0.69872 | 0.0019125 | -96.7079 | 83.3007 | 0.0019121 | -96.7079 | 83.3007
Line15_16_17 | 0 | 0 | 0 | 0 | 0 | 0 | 0 | 0 | 0 | 0 | 0 | 0 | 2.4777e-09 | -2.8053e-08 | 2.745e-08 | -2.4814e-09 | 4.4556e-10 | 1.6133e-10 | -5.6697e-08 | 2.2875e-09 | -1.7914e-09 | 1.6605e-13 | 9.6229e-10 | -1.4545e-09 | 0 | 0 | 0 | 0 | 0 | 0 |  | 1.4249 | 0.69864 | 0.69872 | 1.4249 | 0.69864 | 0.69872 | 0.0019121 | -96.7079 | 83.3007 | 0.0019119 | -96.7079 | 83.3007
Line16_4_18 | 0 | 0 | 0 | 0 | 0 | 0 | 0 | 0 | 0 | 0 | 0 | 0 | 2.4772e-09 | -2.8053e-08 | 2.745e-08 | -2.4813e-09 | 4.4558e-10 | 1.6133e-10 | -5.6696e-08 | 2.288e-09 | -1.7915e-09 | 1.868e-13 | 9.6226e-10 | -1.4545e-09 | 0 | 0 | 0 | 0 | 0 | 0 |  | 1.4249 | 0.69864 | 0.69873 | 1.4249 | 0.69864 | 0.69873 | 0.002156 | -96.7085 | 83.3013 | 0.0021558 | -96.7085 | 83.3013
Line17_5_19 | 0 | 0 | 0 | 0 | 0 | 0 | 0 | 0 | 0 | 0 | 0 | 0 | 2.4777e-09 | -2.8053e-08 | 2.745e-08 | -2.4814e-09 | 4.4556e-10 | 1.6133e-10 | -5.6697e-08 | 2.2875e-09 | -1.7914e-09 | 1.6665e-13 | 9.6229e-10 | -1.4545e-09 | 0 | 0 | 0 | 0 | 0 | 0 |  | 1.4249 | 0.69864 | 0.69872 | 1.4249 | 0.69864 | 0.69872 | 0.0019201 | -96.7079 | 83.3008 | 0.0019199 | -96.7079 | 83.3008
Line1_1_3 | 1.3796e-06 | 1.3956e-06 | 1.3638e-06 | 1.2075e-06 | 1.2234e-06 | 1.1918e-06 | 3.1862e-07 | 3.223e-07 | 3.1496e-07 | 2.7887e-07 | 2.8254e-07 | 2.7523e-07 | 1.9822e-08 | -2.2443e-07 | 2.196e-07 | -1.9826e-08 | 1.9682e-07 | -1.9199e-07 | -4.5357e-07 | 1.83e-08 | -1.4331e-08 | 3.9688e-07 | -1.505e-08 | 1.1085e-08 | 87.4996 | 87.9537 | 87.0347 | -92.8579 | -92.3352 | -93.3947 |  | 1.4249 | 0.69864 | 0.69872 | 1.4249 | 0.69864 | 0.69872 | 0.0019205 | -96.7079 | 83.3008 | 0.0019183 | -96.7079 | 83.3008
Line2_1_4 | 0.00014082 | 0.00014081 | 0.00014082 | 0.00014099 | 0.00014099 | 0.00014099 | 3.252e-05 | 3.2519e-05 | 3.2521e-05 | 3.256e-05 | 3.2559e-05 | 3.2561e-05 | 8.5251e-09 | 2.2563e-05 | -2.2568e-05 | -8.3384e-09 | -2.2591e-05 | 2.2595e-05 | 4.6339e-05 | -2.6583e-06 | 2.6562e-06 | -4.6396e-05 | 2.6618e-06 | -2.6592e-06 | -89.9875 | -89.9886 | -89.9865 | 90.0125 | 90.0114 | 90.0135 |  | 1.4249 | 0.69864 | 0.69872 | 1.4249 | 0.69864 | 0.69873 | 0.0019205 | -96.7079 | 83.3008 | 0.002156 | -96.7085 | 83.3013
Line3_1_5 | 0 | 0 | 0 | 0 | 0 | 0 | 0 | 0 | 0 | 0 | 0 | 0 | 4.9555e-09 | -5.6106e-08 | 5.49e-08 | -4.9591e-09 | 2.8499e-08 | -2.7289e-08 | -1.1339e-07 | 4.575e-09 | -3.5828e-09 | 5.6697e-08 | -1.3252e-09 | 3.369e-10 | 0 | 0 | 0 | 0 | 0 | 0 |  | 1.4249 | 0.69864 | 0.69872 | 1.4249 | 0.69864 | 0.69872 | 0.0019205 | -96.7079 | 83.3008 | 0.0019201 | -96.7079 | 83.3008
Line4_2_6 | 0 | 1.4549 | 1.4551 | 0 | 1.4549 | 1.4551 | 0 | 0.33599 | 0.33604 | 0 | 0.33599 | 0.33604 | 1.24e-08 | 0.12192 | 0.12196 | -1.2403e-08 | -0.081277 | -0.081307 | -2.8349e-07 | 0.12701 | 0.12703 | 2.2679e-07 | -0.08467 | -0.084688 | 0 | -142.8793 | 37.1338 | 0 | 37.1207 | -142.8662 |  | 1.4249 | 0.52398 | 0.52404 | 1.4249 | 0.34932 | 0.34936 | 0.0021494 | -96.7079 | 83.3008 | 0.0023785 | -96.7079 | 83.3008
Line5_6_7 | 0 | 1.4549 | 1.4551 | 0 | 1.4549 | 1.4551 | 0 | 0.33599 | 0.33604 | 0 | 0.33599 | 0.33604 | 9.9218e-09 | 0.081277 | 0.081307 | -9.9239e-09 | -0.040639 | -0.040653 | -2.2679e-07 | 0.08467 | 0.084688 | 1.701e-07 | -0.042335 | -0.042344 | 0 | -142.8793 | 37.1338 | 0 | 37.1208 | -142.8662 |  | 1.4249 | 0.34932 | 0.34936 | 1.4249 | 0.17466 | 0.17468 | 0.0023785 | -96.7079 | 83.3008 | 0.0026079 | -96.7079 | 83.3008
Line6_7_8 | 0 | 1.4549 | 1.4551 | 0 | 1.4549 | 1.4551 | 0 | 0.33599 | 0.33604 | 0 | 0.33599 | 0.33604 | 7.4427e-09 | 0.040639 | 0.040653 | -7.4437e-09 | -3.5878e-12 | 3.5953e-12 | -1.701e-07 | 0.042335 | 0.042344 | 1.134e-07 | -8.0284e-12 | 8.2146e-12 | 0 | -142.8792 | 37.1338 | 0 | 37.1208 | -142.8662 |  | 1.4249 | 0.17466 | 0.17468 | 1.4249 | 0 | 0 | 0.0026079 | -96.7079 | 83.3008 | 0.0028377 | 0 | 0
Line7_8_9 | 0 | 0 | 0 | 0 | 0 | 0 | 0 | 0 | 0 | 0 | 0 | 0 | 2.4812e-09 | -1.0812e-18 | -9.4334e-19 | -2.4812e-09 | 7.2089e-18 | -1.2582e-17 | -5.6699e-08 | -2.9718e-19 | -2.7415e-19 | 2.4603e-13 | 2.248e-17 | -1.9548e-18 | 0 | 0 | 0 | 0 | 0 | 0 |  | 1.4249 | 0 | 0 | 1.4249 | 0 | 0 | 0.0028377 | 0 | 0 | 0.0028375 | 0 | 0
Line8_8_10 | 0 | 0 | 0 | 0 | 0 | 0 | 0 | 0 | 0 | 0 | 0 | 0 | 2.4812e-09 | -1.0812e-18 | -9.4334e-19 | -2.4812e-09 | 7.2089e-18 | -1.2582e-17 | -5.6699e-08 | -2.9718e-19 | -2.7415e-19 | 2.4646e-13 | 2.248e-17 | -1.9548e-18 | 0 | 0 | 0 | 0 | 0 | 0 |  | 1.4249 | 0 | 0 | 1.4249 | 0 | 0 | 0.0028377 | 0 | 0 | 0.0028375 | 0 | 0
Line9_3_11 | 1.2072e-06 | 1.2211e-06 | 1.1933e-06 | 1.0351e-06 | 1.049e-06 | 1.0213e-06 | 2.7879e-07 | 2.8201e-07 | 2.7559e-07 | 2.3904e-07 | 2.4225e-07 | 2.3586e-07 | 1.7344e-08 | -1.9637e-07 | 1.9215e-07 | -1.7348e-08 | 1.6876e-07 | -1.6454e-07 | -3.9688e-07 | 1.6012e-08 | -1.254e-08 | 3.4018e-07 | -1.2762e-08 | 9.294e-09 | 87.4996 | 87.9537 | 87.0347 | -92.9174 | -92.3833 | -93.4663 |  | 1.4249 | 0.69864 | 0.69872 | 1.4249 | 0.69864 | 0.69872 | 0.0019183 | -96.7079 | 83.3008 | 0.0019163 | -96.7079 | 83.3008

## LLG_min_10
name | pf_ikss_a_from_ka | pf_ikss_b_from_ka | pf_ikss_c_from_ka | pf_ikss_a_to_ka | pf_ikss_b_to_ka | pf_ikss_c_to_ka | pf_skss_a_from_mw | pf_skss_b_from_mw | pf_skss_c_from_mw | pf_skss_a_to_mw | pf_skss_b_to_mw | pf_skss_c_to_mw | pf_p_a_from_mw | pf_p_b_from_mw | pf_p_c_from_mw | pf_p_a_to_mw | pf_p_b_to_mw | pf_p_c_to_mw | pf_q_a_from_mvar | pf_q_b_from_mvar | pf_q_c_from_mvar | pf_q_a_to_mvar | pf_q_b_to_mvar | pf_q_c_to_mvar | pf_ikss_a_from_degree | pf_ikss_b_from_degree | pf_ikss_c_from_degree | pf_ikss_a_to_degree | pf_ikss_b_to_degree | pf_ikss_c_to_degree | 3xI0 | pf_vm_a_from_pu | pf_vm_b_from_pu | pf_vm_c_from_pu | pf_vm_a_to_pu | pf_vm_b_to_pu | pf_vm_c_to_pu | pf_va_a_from_degree | pf_va_b_from_degree | pf_va_c_from_degree | pf_va_a_to_degree | pf_va_b_to_degree | pf_va_c_to_degree
Line0_1_2 | 0 | 1.3783 | 1.3785 | 0 | 1.3783 | 1.3785 | 0 | 0.3183 | 0.31836 | 0 | 0.3183 | 0.31836 | 1.3352e-08 | 0.14589 | 0.14595 | -1.3356e-08 | -0.10942 | -0.10946 | -3.0532e-07 | 0.15198 | 0.15202 | 2.5444e-07 | -0.11399 | -0.11401 | 0 | -142.8793 | 37.1338 | 0 | 37.1207 | -142.8662 |  | 1.3499 | 0.66187 | 0.66195 | 1.3499 | 0.4964 | 0.49646 | 0.0019205 | -96.7079 | 83.3008 | 0.0021494 | -96.7079 | 83.3008
Line10_11_12 | 0 | 0 | 0 | 0 | 0 | 0 | 0 | 0 | 0 | 0 | 0 | 0 | 1.3343e-08 | -1.5107e-07 | 1.4782e-07 | -1.3346e-08 | 1.2629e-07 | -1.2304e-07 | -3.0531e-07 | 1.2318e-08 | -9.6469e-09 | 2.5443e-07 | -9.4014e-09 | 6.7336e-09 | 0 | 0 | 0 | 0 | 0 | 0 |  | 1.3499 | 0.66187 | 0.66195 | 1.3499 | 0.66187 | 0.66195 | 0.0019163 | -96.7079 | 83.3008 | 0.0019146 | -96.7079 | 83.3008
Line11_12_13 | 0 | 0 | 0 | 0 | 0 | 0 | 0 | 0 | 0 | 0 | 0 | 0 | 1.1119e-08 | -1.2589e-07 | 1.2318e-07 | -1.1122e-08 | 1.0111e-07 | -9.8401e-08 | -2.5443e-07 | 1.0265e-08 | -8.0391e-09 | 2.0354e-07 | -7.3484e-09 | 5.1258e-09 | 0 | 0 | 0 | 0 | 0 | 0 |  | 1.3499 | 0.66187 | 0.66195 | 1.3499 | 0.66187 | 0.66195 | 0.0019146 | -96.7079 | 83.3008 | 0.0019133 | -96.7079 | 83.3008
Line12_13_15 | 0 | 0 | 0 | 0 | 0 | 0 | 0 | 0 | 0 | 0 | 0 | 0 | 6.6714e-09 | -7.5534e-08 | 7.391e-08 | -6.6747e-09 | 5.0756e-08 | -4.9128e-08 | -1.5266e-07 | 6.159e-09 | -4.8234e-09 | 1.0177e-07 | -3.2424e-09 | 1.9102e-09 | 0 | 0 | 0 | 0 | 0 | 0 |  | 1.3499 | 0.66187 | 0.66195 | 1.3499 | 0.66187 | 0.66195 | 0.0019133 | -96.7079 | 83.3008 | 0.0019125 | -96.7079 | 83.3007
Line13_13_14 | 0 | 0 | 0 | 0 | 0 | 0 | 0 | 0 | 0 | 0 | 0 | 0 | 2.2238e-09 | -2.5178e-08 | 2.4637e-08 | -2.2271e-09 | 3.999e-10 | 1.448e-10 | -5.0886e-08 | 2.053e-09 | -1.6078e-09 | 1.487e-13 | 8.6366e-10 | -1.3054e-09 | 0 | 0 | 0 | 0 | 0 | 0 |  | 1.3499 | 0.66187 | 0.66195 | 1.3499 | 0.66187 | 0.66195 | 0.0019133 | -96.7079 | 83.3008 | 0.0019131 | -96.7079 | 83.3007
Line14_15_16 | 0 | 0 | 0 | 0 | 0 | 0 | 0 | 0 | 0 | 0 | 0 | 0 | 4.4476e-09 | -5.0356e-08 | 4.9273e-08 | -4.4509e-09 | 2.5578e-08 | -2.4492e-08 | -1.0177e-07 | 4.106e-09 | -3.2156e-09 | 5.0886e-08 | -1.1893e-09 | 3.0237e-10 | 0 | 0 | 0 | 0 | 0 | 0 |  | 1.3499 | 0.66187 | 0.66195 | 1.3499 | 0.66187 | 0.66195 | 0.0019125 | -96.7079 | 83.3007 | 0.0019121 | -96.7079 | 83.3007
Line15_16_17 | 0 | 0 | 0 | 0 | 0 | 0 | 0 | 0 | 0 | 0 | 0 | 0 | 2.2238e-09 | -2.5178e-08 | 2.4637e-08 | -2.2271e-09 | 3.999e-10 | 1.448e-10 | -5.0886e-08 | 2.053e-09 | -1.6078e-09 | 1.4925e-13 | 8.6367e-10 | -1.3054e-09 | 0 | 0 | 0 | 0 | 0 | 0 |  | 1.3499 | 0.66187 | 0.66195 | 1.3499 | 0.66187 | 0.66195 | 0.0019121 | -96.7079 | 83.3007 | 0.0019119 | -96.7079 | 83.3007
Line16_4_18 | 0 | 0 | 0 | 0 | 0 | 0 | 0 | 0 | 0 | 0 | 0 | 0 | 2.2233e-09 | -2.5177e-08 | 2.4636e-08 | -2.227e-09 | 3.9991e-10 | 1.448e-10 | -5.0885e-08 | 2.0535e-09 | -1.6079e-09 | 1.6759e-13 | 8.6364e-10 | -1.3054e-09 | 0 | 0 | 0 | 0 | 0 | 0 |  | 1.3499 | 0.66187 | 0.66195 | 1.3499 | 0.66187 | 0.66195 | 0.002156 | -96.7085 | 83.3013 | 0.0021558 | -96.7085 | 83.3013
Line17_5_19 | 0 | 0 | 0 | 0 | 0 | 0 | 0 | 0 | 0 | 0 | 0 | 0 | 2.2238e-09 | -2.5178e-08 | 2.4637e-08 | -2.2271e-09 | 3.999e-10 | 1.448e-10 | -5.0886e-08 | 2.053e-09 | -1.6078e-09 | 1.4933e-13 | 8.6366e-10 | -1.3054e-09 | 0 | 0 | 0 | 0 | 0 | 0 |  | 1.3499 | 0.66187 | 0.66195 | 1.3499 | 0.66187 | 0.66195 | 0.0019201 | -96.7079 | 83.3008 | 0.0019199 | -96.7079 | 83.3008
Line1_1_3 | 1.307e-06 | 1.3221e-06 | 1.292e-06 | 1.144e-06 | 1.159e-06 | 1.129e-06 | 3.0185e-07 | 3.0533e-07 | 2.9838e-07 | 2.6419e-07 | 2.6767e-07 | 2.6074e-07 | 1.779e-08 | -2.0142e-07 | 1.9709e-07 | -1.7794e-08 | 1.7665e-07 | -1.7231e-07 | -4.0708e-07 | 1.6424e-08 | -1.2862e-08 | 3.562e-07 | -1.3507e-08 | 9.9492e-09 | 87.4996 | 87.9537 | 87.0347 | -92.8579 | -92.3352 | -93.3947 |  | 1.3499 | 0.66187 | 0.66195 | 1.3499 | 0.66187 | 0.66195 | 0.0019205 | -96.7079 | 83.3008 | 0.0019183 | -96.7079 | 83.3008
Line2_1_4 | 0.00013341 | 0.0001334 | 0.00013341 | 0.00013357 | 0.00013356 | 0.00013357 | 3.0809e-05 | 3.0808e-05 | 3.081e-05 | 3.0846e-05 | 3.0845e-05 | 3.0847e-05 | 7.6514e-09 | 2.0251e-05 | -2.0255e-05 | -7.4838e-09 | -2.0275e-05 | 2.0279e-05 | 4.159e-05 | -2.3858e-06 | 2.3839e-06 | -4.164e-05 | 2.3889e-06 | -2.3867e-06 | -89.9875 | -89.9886 | -89.9865 | 90.0125 | 90.0114 | 90.0135 |  | 1.3499 | 0.66187 | 0.66195 | 1.3499 | 0.66187 | 0.66195 | 0.0019205 | -96.7079 | 83.3008 | 0.002156 | -96.7085 | 83.3013
Line3_1_5 | 0 | 0 | 0 | 0 | 0 | 0 | 0 | 0 | 0 | 0 | 0 | 0 | 4.4476e-09 | -5.0356e-08 | 4.9273e-08 | -4.4508e-09 | 2.5578e-08 | -2.4492e-08 | -1.0177e-07 | 4.1061e-09 | -3.2156e-09 | 5.0886e-08 | -1.1894e-09 | 3.0237e-10 | 0 | 0 | 0 | 0 | 0 | 0 |  | 1.3499 | 0.66187 | 0.66195 | 1.3499 | 0.66187 | 0.66195 | 0.0019205 | -96.7079 | 83.3008 | 0.0019201 | -96.7079 | 83.3008
Line4_2_6 | 0 | 1.3783 | 1.3785 | 0 | 1.3783 | 1.3785 | 0 | 0.3183 | 0.31836 | 0 | 0.3183 | 0.31836 | 1.1129e-08 | 0.10942 | 0.10946 | -1.1132e-08 | -0.072947 | -0.072973 | -2.5444e-07 | 0.11399 | 0.11401 | 2.0355e-07 | -0.075992 | -0.076008 | 0 | -142.8793 | 37.1338 | 0 | 37.1207 | -142.8662 |  | 1.3499 | 0.4964 | 0.49646 | 1.3499 | 0.33094 | 0.33097 | 0.0021494 | -96.7079 | 83.3008 | 0.0023785 | -96.7079 | 83.3008
Line5_6_7 | 0 | 1.3783 | 1.3785 | 0 | 1.3783 | 1.3785 | 0 | 0.3183 | 0.31836 | 0 | 0.3183 | 0.31836 | 8.9049e-09 | 0.072947 | 0.072973 | -8.9068e-09 | -0.036473 | -0.036487 | -2.0355e-07 | 0.075992 | 0.076008 | 1.5266e-07 | -0.037996 | -0.038004 | 0 | -142.8793 | 37.1338 | 0 | 37.1208 | -142.8662 |  | 1.3499 | 0.33094 | 0.33097 | 1.3499 | 0.16547 | 0.16549 | 0.0023785 | -96.7079 | 83.3008 | 0.0026079 | -96.7079 | 83.3008
Line6_7_8 | 0 | 1.3783 | 1.3785 | 0 | 1.3783 | 1.3785 | 0 | 0.3183 | 0.31836 | 0 | 0.3183 | 0.31836 | 6.6799e-09 | 0.036473 | 0.036487 | -6.6807e-09 | -3.3361e-12 | 3.3427e-12 | -1.5266e-07 | 0.037996 | 0.038004 | 1.0177e-07 | -7.1154e-12 | 7.2823e-12 | 0 | -142.8792 | 37.1338 | 0 | 37.1208 | -142.8662 |  | 1.3499 | 0.16547 | 0.16549 | 1.3499 | 0 | 0 | 0.0026079 | -96.7079 | 83.3008 | 0.0028377 | 0 | 0
Line7_8_9 | 0 | 0 | 0 | 0 | 0 | 0 | 0 | 0 | 0 | 0 | 0 | 0 | 2.2269e-09 | -9.7091e-19 | -8.472e-19 | -2.2269e-09 | 6.4708e-18 | -1.1292e-17 | -5.0887e-08 | -2.4799e-19 | -2.2996e-19 | 2.2123e-13 | 2.0175e-17 | -1.7531e-18 | 0 | 0 | 0 | 0 | 0 | 0 |  | 1.3499 | 0 | 0 | 1.3499 | 0 | 0 | 0.0028377 | 0 | 0 | 0.0028375 | 0 | 0
Line8_8_10 | 0 | 0 | 0 | 0 | 0 | 0 | 0 | 0 | 0 | 0 | 0 | 0 | 2.2269e-09 | -9.7091e-19 | -8.472e-19 | -2.2269e-09 | 6.4708e-18 | -1.1292e-17 | -5.0887e-08 | -2.4799e-19 | -2.2996e-19 | 2.2103e-13 | 2.0175e-17 | -1.7531e-18 | 0 | 0 | 0 | 0 | 0 | 0 |  | 1.3499 | 0 | 0 | 1.3499 | 0 | 0 | 0.0028377 | 0 | 0 | 0.0028375 | 0 | 0
Line9_3_11 | 1.1437e-06 | 1.1569e-06 | 1.1305e-06 | 0 | 0 | 0 | 2.6412e-07 | 2.6717e-07 | 2.6108e-07 | 0 | 0 | 0 | 1.5567e-08 | -1.7625e-07 | 1.7246e-07 | -1.557e-08 | 1.5147e-07 | -1.4767e-07 | -3.562e-07 | 1.4371e-08 | -1.1255e-08 | 3.0531e-07 | -1.1454e-08 | 8.3414e-09 | 87.4996 | 87.9537 | 87.0347 | 0 | 0 | 0 |  | 1.3499 | 0.66187 | 0.66195 | 1.3499 | 0.66187 | 0.66195 | 0.0019183 | -96.7079 | 83.3008 | 0.0019163 | -96.7079 | 83.3008

## LLG_min_fault_6
name | pf_ikss_a_from_ka | pf_ikss_b_from_ka | pf_ikss_c_from_ka | pf_ikss_a_to_ka | pf_ikss_b_to_ka | pf_ikss_c_to_ka | pf_skss_a_from_mw | pf_skss_b_from_mw | pf_skss_c_from_mw | pf_skss_a_to_mw | pf_skss_b_to_mw | pf_skss_c_to_mw | pf_p_a_from_mw | pf_p_b_from_mw | pf_p_c_from_mw | pf_p_a_to_mw | pf_p_b_to_mw | pf_p_c_to_mw | pf_q_a_from_mvar | pf_q_b_from_mvar | pf_q_c_from_mvar | pf_q_a_to_mvar | pf_q_b_to_mvar | pf_q_c_to_mvar | pf_ikss_a_from_degree | pf_ikss_b_from_degree | pf_ikss_c_from_degree | pf_ikss_a_to_degree | pf_ikss_b_to_degree | pf_ikss_c_to_degree | 3xI0 | pf_vm_a_from_pu | pf_vm_b_from_pu | pf_vm_c_from_pu | pf_vm_a_to_pu | pf_vm_b_to_pu | pf_vm_c_to_pu | pf_va_a_from_degree | pf_va_b_from_degree | pf_va_c_from_degree | pf_va_a_to_degree | pf_va_b_to_degree | pf_va_c_to_degree
Line0_1_2 | 1.025e-06 | 0.026244 | 0.026532 | 0 | 0.026244 | 0.026531 | 2.3672e-07 | 0.0060607 | 0.0061272 | 0 | 0.0060608 | 0.0061272 | 1.2592e-08 | 0.0034966 | 0.0035737 | -1.2946e-08 | -0.0034834 | -0.0035601 | -3.3602e-07 | 0.0034992 | 0.0035755 | 2.8003e-07 | -0.0034853 | -0.0035615 | 88.033 | -135.4646 | 45.1765 | 0 | 44.5356 | -134.8238 |  | 1.4204 | 0.81619 | 0.82505 | 1.4204 | 0.81304 | 0.82187 | 0.17914 | -90.4434 | 90.1914 | 0.17937 | -90.4482 | 90.1873
Line10_11_12 | 1.025e-06 | 1.0252e-06 | 1.0248e-06 | 0 | 0 | 0 | 2.3671e-07 | 2.3676e-07 | 2.3667e-07 | 0 | 0 | 0 | 1.2582e-08 | -1.9317e-07 | 1.9512e-07 | -1.2935e-08 | 1.6101e-07 | -1.6261e-07 | -3.3601e-07 | -5.0996e-09 | 7.3822e-09 | 2.8002e-07 | 5.6521e-09 | -7.5805e-09 | 88.0347 | 88.0444 | 88.0247 | 0 | 0 | 0 |  | 1.4204 | 0.81619 | 0.82505 | 1.4204 | 0.81619 | 0.82505 | 0.17914 | -90.4434 | 90.1914 | 0.17914 | -90.4434 | 90.1914
Line11_12_13 | 0 | 0 | 0 | 0 | 0 | 0 | 0 | 0 | 0 | 0 | 0 | 0 | 1.0485e-08 | -1.6098e-07 | 1.626e-07 | -1.0838e-08 | 1.2881e-07 | -1.3009e-07 | -2.8e-07 | -4.2497e-09 | 6.1519e-09 | 2.2402e-07 | 4.8022e-09 | -6.3501e-09 | 0 | 0 | 0 | 0 | 0 | 0 |  | 1.4204 | 0.81619 | 0.82505 | 1.4204 | 0.81619 | 0.82505 | 0.17914 | -90.4434 | 90.1914 | 0.17914 | -90.4434 | 90.1914
Line12_13_15 | 0 | 0 | 0 | 0 | 0 | 0 | 0 | 0 | 0 | 0 | 0 | 0 | 6.2909e-09 | -9.6587e-08 | 9.7562e-08 | -6.6442e-09 | 6.4422e-08 | -6.5044e-08 | -1.68e-07 | -2.5498e-09 | 3.6911e-09 | 1.1202e-07 | 3.1023e-09 | -3.8894e-09 | 0 | 0 | 0 | 0 | 0 | 0 |  | 1.4204 | 0.81619 | 0.82505 | 1.4204 | 0.81619 | 0.82505 | 0.17914 | -90.4434 | 90.1914 | 0.17913 | -90.4434 | 90.1914
Line13_13_14 | 0 | 0 | 0 | 0 | 0 | 0 | 0 | 0 | 0 | 0 | 0 | 0 | 2.097e-09 | -3.2196e-08 | 3.2521e-08 | -2.4503e-09 | 3.0472e-11 | -2.2573e-12 | -5.6001e-08 | -8.4994e-10 | 1.2304e-09 | 1.547e-11 | 1.4024e-09 | -1.4286e-09 | 0 | 0 | 0 | 0 | 0 | 0 |  | 1.4204 | 0.81619 | 0.82505 | 1.4204 | 0.81619 | 0.82505 | 0.17914 | -90.4434 | 90.1914 | 0.17914 | -90.4434 | 90.1914
Line14_15_16 | 0 | 0 | 0 | 0 | 0 | 0 | 0 | 0 | 0 | 0 | 0 | 0 | 4.1939e-09 | -6.4391e-08 | 6.5042e-08 | -4.5472e-09 | 3.2226e-08 | -3.2523e-08 | -1.12e-07 | -1.6999e-09 | 2.4607e-09 | 5.6016e-08 | 2.2524e-09 | -2.659e-09 | 0 | 0 | 0 | 0 | 0 | 0 |  | 1.4204 | 0.81619 | 0.82505 | 1.4204 | 0.81619 | 0.82505 | 0.17913 | -90.4434 | 90.1914 | 0.17913 | -90.4434 | 90.1914
Line15_16_17 | 0 | 0 | 0 | 0 | 0 | 0 | 0 | 0 | 0 | 0 | 0 | 0 | 2.097e-09 | -3.2196e-08 | 3.2521e-08 | -2.4503e-09 | 3.0471e-11 | -2.2569e-12 | -5.6001e-08 | -8.4994e-10 | 1.2304e-09 | 1.5469e-11 | 1.4024e-09 | -1.4286e-09 | 0 | 0 | 0 | 0 | 0 | 0 |  | 1.4204 | 0.81619 | 0.82505 | 1.4204 | 0.81619 | 0.82505 | 0.17913 | -90.4434 | 90.1914 | 0.17913 | -90.4434 | 90.1914
Line16_4_18 | 0 | 0 | 0 | 0 | 0 | 0 | 0 | 0 | 0 | 0 | 0 | 0 | 2.0964e-09 | -3.2195e-08 | 3.2521e-08 | -2.4502e-09 | 3.05e-11 | -2.2641e-12 | -5.6e-08 | -8.4926e-10 | 1.2302e-09 | 1.5491e-11 | 1.4024e-09 | -1.4286e-09 | 0 | 0 | 0 | 0 | 0 | 0 |  | 1.4204 | 0.81619 | 0.82506 | 1.4204 | 0.81619 | 0.82506 | 0.17938 | -90.4438 | 90.1918 | 0.17937 | -90.4438 | 90.1918
Line17_5_19 | 0 | 0 | 0 | 0 | 0 | 0 | 0 | 0 | 0 | 0 | 0 | 0 | 2.0969e-09 | -3.2196e-08 | 3.2521e-08 | -2.4503e-09 | 3.0472e-11 | -2.2571e-12 | -5.6001e-08 | -8.4992e-10 | 1.2304e-09 | 1.547e-11 | 1.4024e-09 | -1.4286e-09 | 0 | 0 | 0 | 0 | 0 | 0 |  | 1.4204 | 0.81619 | 0.82505 | 1.4204 | 0.81619 | 0.82505 | 0.17914 | -90.4434 | 90.1914 | 0.17914 | -90.4434 | 90.1914
Line1_1_3 | 1.3667e-06 | 1.3669e-06 | 1.3664e-06 | 1.1962e-06 | 1.1964e-06 | 1.1959e-06 | 3.1562e-07 | 3.1568e-07 | 3.1556e-07 | 2.7625e-07 | 2.7631e-07 | 2.7619e-07 | 1.6776e-08 | -2.5757e-07 | 2.6017e-07 | -1.7129e-08 | 2.254e-07 | -2.2765e-07 | -4.4801e-07 | -6.7994e-09 | 9.843e-09 | 3.9202e-07 | 7.352e-09 | -1.0041e-08 | 88.0347 | 88.0444 | 88.0247 | -92.3227 | -92.3115 | -92.3342 |  | 1.4204 | 0.81619 | 0.82505 | 1.4204 | 0.81619 | 0.82505 | 0.17914 | -90.4434 | 90.1914 | 0.17914 | -90.4434 | 90.1914
Line2_1_4 | 0.00013949 | 0.00013949 | 0.00013949 | 0.00013966 | 0.00013966 | 0.00013966 | 3.2214e-05 | 3.2214e-05 | 3.2214e-05 | 3.2254e-05 | 3.2254e-05 | 3.2254e-05 | 2.9425e-07 | 2.6289e-05 | -2.6578e-05 | -2.9442e-07 | -2.6321e-05 | 2.6611e-05 | 4.5758e-05 | -4.5472e-07 | 1.6524e-07 | -4.5814e-05 | 4.5546e-07 | -1.6525e-07 | -89.4524 | -89.4524 | -89.4524 | 90.5476 | 90.5476 | 90.5476 |  | 1.4204 | 0.81619 | 0.82505 | 1.4204 | 0.81619 | 0.82506 | 0.17914 | -90.4434 | 90.1914 | 0.17938 | -90.4438 | 90.1918
Line3_1_5 | 0 | 0 | 0 | 0 | 0 | 0 | 0 | 0 | 0 | 0 | 0 | 0 | 4.1939e-09 | -6.4391e-08 | 6.5042e-08 | -4.5472e-09 | 3.2226e-08 | -3.2523e-08 | -1.12e-07 | -1.6998e-09 | 2.4607e-09 | 5.6016e-08 | 2.2524e-09 | -2.659e-09 | 0 | 0 | 0 | 0 | 0 | 0 |  | 1.4204 | 0.81619 | 0.82505 | 1.4204 | 0.81619 | 0.82505 | 0.17914 | -90.4434 | 90.1914 | 0.17914 | -90.4434 | 90.1914
Line4_2_6 | 0 | 0.026244 | 0.026531 | 0 | 0.026244 | 0.026531 | 0 | 0.0060608 | 0.0061272 | 0 | 0.0060608 | 0.0061271 | 1.0496e-08 | 0.0034834 | 0.0035601 | -1.0849e-08 | -0.0034702 | -0.0035466 | -2.8001e-07 | 0.0034853 | 0.0035615 | 2.2403e-07 | -0.0034715 | -0.0035475 | 0 | -135.4644 | 45.1762 | 0 | 44.5359 | -134.824 |  | 1.4204 | 0.81304 | 0.82187 | 1.4204 | 0.80988 | 0.81869 | 0.17937 | -90.4482 | 90.1873 | 0.17959 | -90.4532 | 90.1832
Line5_6_7 | 0 | 0.026244 | 0.026531 | 0 | 0.026244 | 0.026531 | 0 | 0.0060608 | 0.0061271 | 0 | 0.0060608 | 0.0061271 | 8.3984e-09 | 0.0034702 | 0.0035466 | -8.7503e-09 | -0.003457 | -0.003533 | -2.2401e-07 | 0.0034715 | 0.0035475 | 1.6802e-07 | -0.0034577 | -0.0035335 | 0 | -135.4641 | 45.176 | 0 | 44.5361 | -134.8243 |  | 1.4204 | 0.80988 | 0.81869 | 1.4204 | 0.80673 | 0.81552 | 0.17959 | -90.4532 | 90.1832 | 0.17982 | -90.4581 | 90.1791
Line6_7_8 | 0 | 0.026244 | 0.026531 | 0 | 0.026244 | 0.026531 | 0 | 0.0060608 | 0.0061271 | 0 | 0.0060609 | 0.0061271 | 6.3001e-09 | 0.003457 | 0.003533 | -6.6508e-09 | -0.0034438 | -0.0035195 | -1.6801e-07 | 0.0034577 | 0.0035335 | 1.1202e-07 | -0.0034439 | -0.0035194 | 0 | -135.4639 | 45.1757 | 0 | 44.5364 | -134.8245 |  | 1.4204 | 0.80673 | 0.81552 | 1.4204 | 0.80357 | 0.81234 | 0.17982 | -90.4581 | 90.1791 | 0.18005 | -90.4631 | 90.175
Line7_8_9 | 0 | 0 | 0 | 0 | 0 | 0 | 0 | 0 | 0 | 0 | 0 | 0 | 2.1004e-09 | -3.1737e-08 | 3.1984e-08 | -2.4501e-09 | 6.7667e-11 | 3.5247e-11 | -5.6003e-08 | -8.2654e-10 | 1.2045e-09 | 1.5549e-11 | 1.3799e-09 | -1.4073e-09 | 0 | 0 | 0 | 0 | 0 | 0 |  | 1.4204 | 0.80357 | 0.81234 | 1.4204 | 0.80357 | 0.81234 | 0.18005 | -90.4631 | 90.175 | 0.18005 | -90.4631 | 90.175
Line8_8_10 | 0 | 0 | 0 | 0 | 0 | 0 | 0 | 0 | 0 | 0 | 0 | 0 | 2.1004e-09 | -3.1737e-08 | 3.1984e-08 | -2.4501e-09 | 6.7667e-11 | 3.5247e-11 | -5.6003e-08 | -8.2654e-10 | 1.2045e-09 | 1.5549e-11 | 1.3799e-09 | -1.4073e-09 | 0 | 0 | 0 | 0 | 0 | 0 |  | 1.4204 | 0.80357 | 0.81234 | 1.4204 | 0.80357 | 0.81234 | 0.18005 | -90.4631 | 90.175 | 0.18005 | -90.4631 | 90.175
Line9_3_11 | 1.1958e-06 | 1.1961e-06 | 1.1956e-06 | 1.0254e-06 | 1.0256e-06 | 1.0251e-06 | 2.7617e-07 | 2.7622e-07 | 2.7611e-07 | 2.368e-07 | 2.3685e-07 | 2.3674e-07 | 1.4679e-08 | -2.2537e-07 | 2.2765e-07 | -1.5032e-08 | 1.932e-07 | -1.9513e-07 | -3.9201e-07 | -5.9495e-09 | 8.6126e-09 | 3.3602e-07 | 6.5021e-09 | -8.8109e-09 | 88.0347 | 88.0444 | 88.0247 | -92.3823 | -92.3708 | -92.394 |  | 1.4204 | 0.81619 | 0.82505 | 1.4204 | 0.81619 | 0.82505 | 0.17914 | -90.4434 | 90.1914 | 0.17914 | -90.4434 | 90.1914

## LLG_min_fault_10
name | pf_ikss_a_from_ka | pf_ikss_b_from_ka | pf_ikss_c_from_ka | pf_ikss_a_to_ka | pf_ikss_b_to_ka | pf_ikss_c_to_ka | pf_skss_a_from_mw | pf_skss_b_from_mw | pf_skss_c_from_mw | pf_skss_a_to_mw | pf_skss_b_to_mw | pf_skss_c_to_mw | pf_p_a_from_mw | pf_p_b_from_mw | pf_p_c_from_mw | pf_p_a_to_mw | pf_p_b_to_mw | pf_p_c_to_mw | pf_q_a_from_mvar | pf_q_b_from_mvar | pf_q_c_from_mvar | pf_q_a_to_mvar | pf_q_b_to_mvar | pf_q_c_to_mvar | pf_ikss_a_from_degree | pf_ikss_b_from_degree | pf_ikss_c_from_degree | pf_ikss_a_to_degree | pf_ikss_b_to_degree | pf_ikss_c_to_degree | 3xI0 | pf_vm_a_from_pu | pf_vm_b_from_pu | pf_vm_c_from_pu | pf_vm_a_to_pu | pf_vm_b_to_pu | pf_vm_c_to_pu | pf_va_a_from_degree | pf_va_b_from_degree | pf_va_c_from_degree | pf_va_a_to_degree | pf_va_b_to_degree | pf_va_c_to_degree
Line0_1_2 | 0 | 0.024863 | 0.025135 | 0 | 0.024863 | 0.025135 | 0 | 0.0057418 | 0.0058047 | 0 | 0.0057418 | 0.0058047 | 1.1301e-08 | 0.0031382 | 0.0032074 | -1.1619e-08 | -0.0031264 | -0.0031952 | -3.0158e-07 | 0.0031405 | 0.0032091 | 2.5133e-07 | -0.0031281 | -0.0031965 | 0 | -135.4646 | 45.1765 | 0 | 44.5356 | -134.8238 |  | 1.3457 | 0.77324 | 0.78163 | 1.3457 | 0.77025 | 0.77862 | 0.17914 | -90.4434 | 90.1914 | 0.17937 | -90.4482 | 90.1873
Line10_11_12 | 0 | 0 | 0 | 0 | 0 | 0 | 0 | 0 | 0 | 0 | 0 | 0 | 1.1292e-08 | -1.7338e-07 | 1.7513e-07 | -1.1609e-08 | 1.4451e-07 | -1.4594e-07 | -3.0157e-07 | -4.5769e-09 | 6.6256e-09 | 2.5132e-07 | 5.0728e-09 | -6.8036e-09 | 0 | 0 | 0 | 0 | 0 | 0 |  | 1.3457 | 0.77324 | 0.78163 | 1.3457 | 0.77324 | 0.78163 | 0.17914 | -90.4434 | 90.1914 | 0.17914 | -90.4434 | 90.1914
Line11_12_13 | 0 | 0 | 0 | 0 | 0 | 0 | 0 | 0 | 0 | 0 | 0 | 0 | 9.4102e-09 | -1.4448e-07 | 1.4594e-07 | -9.7273e-09 | 1.1561e-07 | -1.1675e-07 | -2.5131e-07 | -3.8141e-09 | 5.5213e-09 | 2.0106e-07 | 4.31e-09 | -5.6993e-09 | 0 | 0 | 0 | 0 | 0 | 0 |  | 1.3457 | 0.77324 | 0.78163 | 1.3457 | 0.77324 | 0.78163 | 0.17914 | -90.4434 | 90.1914 | 0.17914 | -90.4434 | 90.1914
Line12_13_15 | 0 | 0 | 0 | 0 | 0 | 0 | 0 | 0 | 0 | 0 | 0 | 0 | 5.6461e-09 | -8.6688e-08 | 8.7563e-08 | -5.9632e-09 | 5.7819e-08 | -5.8377e-08 | -1.5078e-07 | -2.2885e-09 | 3.3128e-09 | 1.0054e-07 | 2.7844e-09 | -3.4908e-09 | 0 | 0 | 0 | 0 | 0 | 0 |  | 1.3457 | 0.77324 | 0.78163 | 1.3457 | 0.77324 | 0.78163 | 0.17914 | -90.4434 | 90.1914 | 0.17913 | -90.4434 | 90.1914
Line13_13_14 | 0 | 0 | 0 | 0 | 0 | 0 | 0 | 0 | 0 | 0 | 0 | 0 | 1.882e-09 | -2.8896e-08 | 2.9188e-08 | -2.1991e-09 | 2.7349e-11 | -2.0258e-12 | -5.0261e-08 | -7.6283e-10 | 1.1043e-09 | 1.3884e-11 | 1.2587e-09 | -1.2822e-09 | 0 | 0 | 0 | 0 | 0 | 0 |  | 1.3457 | 0.77324 | 0.78163 | 1.3457 | 0.77324 | 0.78163 | 0.17914 | -90.4434 | 90.1914 | 0.17914 | -90.4434 | 90.1914
Line14_15_16 | 0 | 0 | 0 | 0 | 0 | 0 | 0 | 0 | 0 | 0 | 0 | 0 | 3.7641e-09 | -5.7792e-08 | 5.8375e-08 | -4.0812e-09 | 2.8923e-08 | -2.919e-08 | -1.0052e-07 | -1.5257e-09 | 2.2085e-09 | 5.0275e-08 | 2.0215e-09 | -2.3865e-09 | 0 | 0 | 0 | 0 | 0 | 0 |  | 1.3457 | 0.77324 | 0.78163 | 1.3457 | 0.77324 | 0.78163 | 0.17913 | -90.4434 | 90.1914 | 0.17913 | -90.4434 | 90.1914
Line15_16_17 | 0 | 0 | 0 | 0 | 0 | 0 | 0 | 0 | 0 | 0 | 0 | 0 | 1.882e-09 | -2.8896e-08 | 2.9188e-08 | -2.1991e-09 | 2.7348e-11 | -2.0255e-12 | -5.0261e-08 | -7.6283e-10 | 1.1043e-09 | 1.3884e-11 | 1.2587e-09 | -1.2822e-09 | 0 | 0 | 0 | 0 | 0 | 0 |  | 1.3457 | 0.77324 | 0.78163 | 1.3457 | 0.77324 | 0.78163 | 0.17913 | -90.4434 | 90.1914 | 0.17913 | -90.4434 | 90.1914
Line16_4_18 | 0 | 0 | 0 | 0 | 0 | 0 | 0 | 0 | 0 | 0 | 0 | 0 | 1.8816e-09 | -2.8895e-08 | 2.9187e-08 | -2.1991e-09 | 2.7374e-11 | -2.0324e-12 | -5.026e-08 | -7.6222e-10 | 1.1041e-09 | 1.3903e-11 | 1.2587e-09 | -1.2822e-09 | 0 | 0 | 0 | 0 | 0 | 0 |  | 1.3457 | 0.77323 | 0.78163 | 1.3457 | 0.77323 | 0.78163 | 0.17938 | -90.4438 | 90.1918 | 0.17937 | -90.4438 | 90.1918
Line17_5_19 | 0 | 0 | 0 | 0 | 0 | 0 | 0 | 0 | 0 | 0 | 0 | 0 | 1.882e-09 | -2.8896e-08 | 2.9188e-08 | -2.1991e-09 | 2.7349e-11 | -2.026e-12 | -5.0261e-08 | -7.6281e-10 | 1.1043e-09 | 1.3885e-11 | 1.2587e-09 | -1.2822e-09 | 0 | 0 | 0 | 0 | 0 | 0 |  | 1.3457 | 0.77324 | 0.78163 | 1.3457 | 0.77324 | 0.78163 | 0.17914 | -90.4434 | 90.1914 | 0.17914 | -90.4434 | 90.1914
Line1_1_3 | 1.2947e-06 | 1.295e-06 | 1.2945e-06 | 1.1332e-06 | 1.1335e-06 | 1.133e-06 | 2.9901e-07 | 2.9906e-07 | 2.9895e-07 | 2.6171e-07 | 2.6177e-07 | 2.6165e-07 | 1.5056e-08 | -2.3117e-07 | 2.335e-07 | -1.5373e-08 | 2.023e-07 | -2.0432e-07 | -4.0209e-07 | -6.1025e-09 | 8.8342e-09 | 3.5184e-07 | 6.5984e-09 | -9.0121e-09 | 88.0347 | 88.0444 | 88.0247 | -92.3227 | -92.3115 | -92.3342 |  | 1.3457 | 0.77324 | 0.78163 | 1.3457 | 0.77324 | 0.78163 | 0.17914 | -90.4434 | 90.1914 | 0.17914 | -90.4434 | 90.1914
Line2_1_4 | 0.00013215 | 0.00013215 | 0.00013215 | 0.00013231 | 0.00013231 | 0.00013231 | 3.0519e-05 | 3.0519e-05 | 3.0519e-05 | 3.0556e-05 | 3.0556e-05 | 3.0556e-05 | 2.6409e-07 | 2.3595e-05 | -2.3854e-05 | -2.6424e-07 | -2.3623e-05 | 2.3883e-05 | 4.1068e-05 | -4.0811e-07 | 1.4831e-07 | -4.1118e-05 | 4.0878e-07 | -1.4831e-07 | -89.4524 | -89.4524 | -89.4524 | 90.5476 | 90.5476 | 90.5476 |  | 1.3457 | 0.77324 | 0.78163 | 1.3457 | 0.77323 | 0.78163 | 0.17914 | -90.4434 | 90.1914 | 0.17938 | -90.4438 | 90.1918
Line3_1_5 | 0 | 0 | 0 | 0 | 0 | 0 | 0 | 0 | 0 | 0 | 0 | 0 | 3.764e-09 | -5.7792e-08 | 5.8375e-08 | -4.0812e-09 | 2.8923e-08 | -2.919e-08 | -1.0052e-07 | -1.5256e-09 | 2.2085e-09 | 5.0275e-08 | 2.0215e-09 | -2.3865e-09 | 0 | 0 | 0 | 0 | 0 | 0 |  | 1.3457 | 0.77324 | 0.78163 | 1.3457 | 0.77324 | 0.78163 | 0.17914 | -90.4434 | 90.1914 | 0.17914 | -90.4434 | 90.1914
Line4_2_6 | 0 | 0.024863 | 0.025135 | 0 | 0.024863 | 0.025135 | 0 | 0.0057418 | 0.0058047 | 0 | 0.0057418 | 0.0058047 | 9.42e-09 | 0.0031264 | 0.0031952 | -9.7367e-09 | -0.0031145 | -0.0031831 | -2.5132e-07 | 0.0031281 | 0.0031965 | 2.0107e-07 | -0.0031157 | -0.0031839 | 0 | -135.4644 | 45.1762 | 0 | 44.5359 | -134.824 |  | 1.3457 | 0.77025 | 0.77862 | 1.3457 | 0.76726 | 0.77561 | 0.17937 | -90.4482 | 90.1873 | 0.17959 | -90.4532 | 90.1832
Line5_6_7 | 0 | 0.024863 | 0.025135 | 0 | 0.024863 | 0.025135 | 0 | 0.0057418 | 0.0058047 | 0 | 0.0057418 | 0.0058046 | 7.5377e-09 | 0.0031145 | 0.0031831 | -7.8534e-09 | -0.0031027 | -0.0031709 | -2.0105e-07 | 0.0031157 | 0.0031839 | 1.508e-07 | -0.0031033 | -0.0031713 | 0 | -135.4641 | 45.176 | 0 | 44.5361 | -134.8243 |  | 1.3457 | 0.76726 | 0.77561 | 1.3457 | 0.76427 | 0.77259 | 0.17959 | -90.4532 | 90.1832 | 0.17982 | -90.4581 | 90.1791
Line6_7_8 | 0 | 0.024863 | 0.025135 | 0 | 0.024863 | 0.025135 | 0 | 0.0057418 | 0.0058046 | 0 | 0.0057419 | 0.0058046 | 5.6544e-09 | 0.0031027 | 0.0031709 | -5.9692e-09 | -0.0030908 | -0.0031588 | -1.5079e-07 | 0.0031033 | 0.0031713 | 1.0054e-07 | -0.0030909 | -0.0031587 | 0 | -135.4639 | 45.1757 | 0 | 44.5364 | -134.8245 |  | 1.3457 | 0.76427 | 0.77259 | 1.3457 | 0.76128 | 0.76958 | 0.17982 | -90.4581 | 90.1791 | 0.18005 | -90.4631 | 90.175
Line7_8_9 | 0 | 0 | 0 | 0 | 0 | 0 | 0 | 0 | 0 | 0 | 0 | 0 | 1.8851e-09 | -2.8484e-08 | 2.8706e-08 | -2.199e-09 | 6.0732e-11 | 3.1635e-11 | -5.0263e-08 | -7.4182e-10 | 1.081e-09 | 1.3955e-11 | 1.2385e-09 | -1.2631e-09 | 0 | 0 | 0 | 0 | 0 | 0 |  | 1.3457 | 0.76128 | 0.76958 | 1.3457 | 0.76128 | 0.76958 | 0.18005 | -90.4631 | 90.175 | 0.18005 | -90.4631 | 90.175
Line8_8_10 | 0 | 0 | 0 | 0 | 0 | 0 | 0 | 0 | 0 | 0 | 0 | 0 | 1.8851e-09 | -2.8484e-08 | 2.8706e-08 | -2.199e-09 | 6.0731e-11 | 3.1635e-11 | -5.0263e-08 | -7.4182e-10 | 1.081e-09 | 1.3955e-11 | 1.2385e-09 | -1.2631e-09 | 0 | 0 | 0 | 0 | 0 | 0 |  | 1.3457 | 0.76128 | 0.76958 | 1.3457 | 0.76128 | 0.76958 | 0.18005 | -90.4631 | 90.175 | 0.18005 | -90.4631 | 90.175
Line9_3_11 | 1.1329e-06 | 1.1331e-06 | 1.1327e-06 | 0 | 0 | 0 | 2.6163e-07 | 2.6168e-07 | 2.6158e-07 | 0 | 0 | 0 | 1.3174e-08 | -2.0227e-07 | 2.0431e-07 | -1.3491e-08 | 1.734e-07 | -1.7513e-07 | -3.5183e-07 | -5.3397e-09 | 7.7299e-09 | 3.0158e-07 | 5.8356e-09 | -7.9078e-09 | 88.0347 | 88.0444 | 88.0247 | 0 | 0 | 0 |  | 1.3457 | 0.77324 | 0.78163 | 1.3457 | 0.77324 | 0.78163 | 0.17914 | -90.4434 | 90.1914 | 0.17914 | -90.4434 | 90.1914