## LLL_max_6
name | pf_ikss_from_ka | pf_ikss_to_ka | pf_ip_from_ka | pf_ip_to_ka | pf_skss_from_mw | pf_skss_to_mw | pf_p_from_mw | pf_p_to_mw | pf_q_from_mvar | pf_q_to_mvar | pf_ikss_from_degree | pf_ikss_to_degree | pf_vm_from_pu | pf_vm_to_pu | pf_va_from_degree | pf_va_to_degree
Line0_1_2 | 0.67127 | 0.67127 | 0 | 0 | 0.46507 | 0.46507 | -0.011121 | 0.024639 | -0.12747 | 0.15451 | 104.0538 | -75.9462 | 0.27513 | 0.33642 | 9.0679 | 4.9933
Line10_11_12 | 0.59764 | 0.59764 | 0 | 0 | 0.41406 | 0.41406 | -0.032715 | 0.043431 | -0.15622 | 0.17765 | 104.7529 | -75.2471 | 0.38548 | 0.44168 | 2.9251 | 1.0152
Line11_12_13 | 0.59764 | 0.59764 | 0 | 0 | 0.41406 | 0.41406 | -0.043431 | 0.054146 | -0.17765 | 0.19908 | 104.7529 | -75.2471 | 0.44168 | 0.49827 | 1.0152 | -0.46229
Line12_13_15 | 0 | 0 | 0 | 0 | 0 | 0 | 0 | 0 | 0 | 0 | 0 | 0 | 0.49827 | 0.49827 | -0.46229 | -0.46229
Line13_13_14 | 0.59764 | 0.59764 | 0 | 0 | 0.41406 | 0.41406 | -0.054146 | 0.064861 | -0.19908 | 0.22051 | 104.7529 | -75.2471 | 0.49827 | 0.55512 | -0.46229 | -1.6378
Line14_15_16 | 0 | 0 | 0 | 0 | 0 | 0 | 0 | 0 | 0 | 0 | 0 | 0 | 0.49827 | 0.49827 | -0.46229 | -0.46229
Line15_16_17 | 0 | 0 | 0 | 0 | 0 | 0 | 0 | 0 | 0 | 0 | 0 | 0 | 0.49827 | 0.49827 | -0.46229 | -0.46229
Line16_4_18 | 0 | 0 | 0 | 0 | 0 | 0 | 0 | 0 | 0 | 0 | 0 | 0 | 0.34476 | 0.34476 | 4.3555 | 4.3555
Line17_5_19 | 0.71524 | 0.71524 | 0 | 0 | 0.49553 | 0.49553 | -0.026205 | 0.041551 | -0.1666 | 0.19729 | 103.6358 | -76.3642 | 0.34033 | 0.40687 | 4.6967 | 1.7424
Line1_1_3 | 0.59764 | 0.59764 | 0 | 0 | 0.41406 | 0.41406 | -0.011285 | 0.022 | -0.11336 | 0.13479 | 104.7529 | -75.2471 | 0.27513 | 0.32984 | 9.0679 | 5.483
Line2_1_4 | 0.76527 | 0.76527 | 0 | 0 | 0.5302 | 0.5302 | -0.010408 | 0.027977 | -0.1455 | 0.18064 | 103.1595 | -76.8405 | 0.27513 | 0.34476 | 9.0679 | 4.3555
Line3_1_5 | 0.71524 | 0.71524 | 0 | 0 | 0.49553 | 0.49553 | -0.010858 | 0.026205 | -0.1359 | 0.1666 | 103.6358 | -76.3642 | 0.27513 | 0.34033 | 9.0679 | 4.6967
Line4_2_6 | 0.67127 | 0.67127 | 0 | 0 | 0.46507 | 0.46507 | -0.024639 | 0.038157 | -0.15451 | 0.18154 | 104.0538 | -75.9462 | 0.33642 | 0.39888 | 4.9933 | 2.1841
Line5_6_7 | 0.67127 | 0.67127 | 0 | 0 | 0.46507 | 0.46507 | -0.038157 | 0.051675 | -0.18154 | 0.20858 | 104.0538 | -75.9462 | 0.39888 | 0.46205 | 2.1841 | 0.1391
Line6_7_8 | 0 | 0 | 0 | 0 | 0 | 0 | 0 | 0 | 0 | 0 | 0 | 0 | 0.46205 | 0.46205 | 0.1391 | 0.1391
Line7_8_9 | 0 | 0 | 0 | 0 | 0 | 0 | 0 | 0 | 0 | 0 | 0 | 0 | 0.46205 | 0.46205 | 0.1391 | 0.1391
Line8_8_10 | 0 | 0 | 0 | 0 | 0 | 0 | 0 | 0 | 0 | 0 | 0 | 0 | 0.46205 | 0.46205 | 0.1391 | 0.1391
Line9_3_11 | 0.59764 | 0.59764 | 0 | 0 | 0.41406 | 0.41406 | -0.022 | 0.032715 | -0.13479 | 0.15622 | 104.7529 | -75.2471 | 0.32984 | 0.38548 | 5.483 | 2.9251

## LLL_max_10
name | pf_ikss_from_ka | pf_ikss_to_ka | pf_ip_from_ka | pf_ip_to_ka | pf_skss_from_mw | pf_skss_to_mw | pf_p_from_mw | pf_p_to_mw | pf_q_from_mvar | pf_q_to_mvar | pf_ikss_from_degree | pf_ikss_to_degree | pf_vm_from_pu | pf_vm_to_pu | pf_va_from_degree | pf_va_to_degree
Line0_1_2 | 0.6503 | 0.6503 | 0 | 0 | 0.45054 | 0.45054 | -0.010894 | 0.02358 | -0.12518 | 0.15055 | 103.9276 | -76.0724 | 0.27889 | 0.33823 | 8.9539 | 5.0259
Line10_11_12 | 0.58136 | 0.58136 | 0 | 0 | 0.40278 | 0.40278 | -0.031334 | 0.041473 | -0.15235 | 0.17262 | 104.6016 | -75.3984 | 0.38615 | 0.44078 | 2.9793 | 1.0922
Line11_12_13 | 0.58136 | 0.58136 | 0 | 0 | 0.40278 | 0.40278 | -0.041473 | 0.051613 | -0.17262 | 0.1929 | 104.6016 | -75.3984 | 0.44078 | 0.49578 | 1.0922 | -0.37747
Line12_13_15 | 0 | 0 | 0 | 0 | 0 | 0 | 0 | 0 | 0 | 0 | 0 | 0 | 0.49578 | 0.49578 | -0.37747 | -0.37746
Line13_13_14 | 0.58136 | 0.58136 | 0 | 0 | 0.40278 | 0.40278 | -0.051613 | 0.061752 | -0.1929 | 0.21318 | 104.6016 | -75.3984 | 0.49578 | 0.55104 | -0.37747 | -1.553
Line14_15_16 | 0 | 0 | 0 | 0 | 0 | 0 | 0 | 0 | 0 | 0 | 0 | 0 | 0.49578 | 0.49578 | -0.37746 | -0.37746
Line15_16_17 | 0 | 0 | 0 | 0 | 0 | 0 | 0 | 0 | 0 | 0 | 0 | 0 | 0.49578 | 0.49578 | -0.37746 | -0.37746
Line16_4_18 | 0 | 0 | 0 | 0 | 0 | 0 | 0 | 0 | 0 | 0 | 0 | 0 | 0.34597 | 0.34597 | 4.4341 | 4.4341
Line17_5_19 | 0.69119 | 0.69119 | 0 | 0 | 0.47887 | 0.47887 | -0.024981 | 0.039314 | -0.16179 | 0.19046 | 103.5273 | -76.4727 | 0.34187 | 0.40611 | 4.75 | 1.8643
Line1_1_3 | 0.58136 | 0.58136 | 0 | 0 | 0.40278 | 0.40278 | -0.011055 | 0.021194 | -0.11179 | 0.13207 | 104.6016 | -75.3984 | 0.27889 | 0.33208 | 8.9539 | 5.4844
Line2_1_4 | 0.73749 | 0.73749 | 0 | 0 | 0.51095 | 0.51095 | -0.010237 | 0.026554 | -0.14213 | 0.17477 | 103.0734 | -76.9266 | 0.27889 | 0.34597 | 8.9539 | 4.4341
Line3_1_5 | 0.69119 | 0.69119 | 0 | 0 | 0.47887 | 0.47887 | -0.010649 | 0.024981 | -0.13313 | 0.16179 | 103.5273 | -76.4727 | 0.27889 | 0.34187 | 8.9539 | 4.75
Line4_2_6 | 0.6503 | 0.6503 | 0 | 0 | 0.45054 | 0.45054 | -0.02358 | 0.036267 | -0.15055 | 0.17593 | 103.9276 | -76.0724 | 0.33823 | 0.39869 | 5.0259 | 2.2793
Line5_6_7 | 0.6503 | 0.6503 | 0 | 0 | 0.45054 | 0.45054 | -0.036267 | 0.048954 | -0.17593 | 0.2013 | 103.9276 | -76.0724 | 0.39869 | 0.45982 | 2.2793 | 0.25926
Line6_7_8 | 0 | 0 | 0 | 0 | 0 | 0 | 0 | 0 | 0 | 0 | 0 | 0 | 0.45982 | 0.45982 | 0.25926 | 0.25926
Line7_8_9 | 0 | 0 | 0 | 0 | 0 | 0 | 0 | 0 | 0 | 0 | 0 | 0 | 0.45982 | 0.45982 | 0.25926 | 0.25926
Line8_8_10 | 0 | 0 | 0 | 0 | 0 | 0 | 0 | 0 | 0 | 0 | 0 | 0 | 0.45982 | 0.45982 | 0.25926 | 0.25926
Line9_3_11 | 0.58136 | 0.58136 | 0 | 0 | 0.40278 | 0.40278 | -0.021194 | 0.031334 | -0.13207 | 0.15235 | 104.6016 | -75.3984 | 0.33208 | 0.38615 | 5.4844 | 2.9793

## LLL_max_fault_6
name | pf_ikss_from_ka | pf_ikss_to_ka | pf_ip_from_ka | pf_ip_to_ka | pf_skss_from_mw | pf_skss_to_mw | pf_p_from_mw | pf_p_to_mw | pf_q_from_mvar | pf_q_to_mvar | pf_ikss_from_degree | pf_ikss_to_degree | pf_vm_from_pu | pf_vm_to_pu | pf_va_from_degree | pf_va_to_degree
Line0_1_2 | 0.11823 | 0.11823 | 0 | 0 | 0.081914 | 0.081914 | -0.014777 | 0.015197 | -0.091835 | 0.092674 | 98.7809 | -81.2191 | 1.1355 | 1.1465 | -0.36018 | -0.5315
Line10_11_12 | 0.10529 | 0.10529 | 0 | 0 | 0.07295 | 0.07295 | -0.013578 | 0.01391 | -0.083155 | 0.08382 | 98.6076 | -81.3924 | 1.155 | 1.1647 | -0.66598 | -0.81505
Line11_12_13 | 0.10529 | 0.10529 | 0 | 0 | 0.07295 | 0.07295 | -0.01391 | 0.014243 | -0.08382 | 0.084485 | 98.6076 | -81.3924 | 1.1647 | 1.1745 | -0.81505 | -0.96165
Line12_13_15 | 0 | 0 | 0 | 0 | 0 | 0 | 0 | 0 | 0 | 0 | 0 | 0 | 1.1745 | 1.1745 | -0.96165 | -0.96165
Line13_13_14 | 0.10529 | 0.10529 | 0 | 0 | 0.07295 | 0.07295 | -0.014243 | 0.014576 | -0.084485 | 0.085151 | 98.6076 | -81.3924 | 1.1745 | 1.1842 | -0.96165 | -1.1058
Line14_15_16 | 0 | 0 | 0 | 0 | 0 | 0 | 0 | 0 | 0 | 0 | 0 | 0 | 1.1745 | 1.1745 | -0.96165 | -0.96165
Line15_16_17 | 0 | 0 | 0 | 0 | 0 | 0 | 0 | 0 | 0 | 0 | 0 | 0 | 1.1745 | 1.1745 | -0.96165 | -0.96165
Line16_4_18 | 0 | 0 | 0 | 0 | 0 | 0 | 0 | 0 | 0 | 0 | 0 | 0 | 1.148 | 1.148 | -0.55278 | -0.55278
Line17_5_19 | 0.12596 | 0.12596 | 0 | 0 | 0.087269 | 0.087269 | -0.016396 | 0.016872 | -0.098762 | 0.099714 | 98.8846 | -81.1154 | 1.1472 | 1.1588 | -0.54153 | -0.71923
Line1_1_3 | 0.10529 | 0.10529 | 0 | 0 | 0.07295 | 0.07295 | -0.012913 | 0.013245 | -0.081825 | 0.08249 | 98.6076 | -81.3924 | 1.1355 | 1.1453 | -0.36018 | -0.51438
Line2_1_4 | 0.13476 | 0.13476 | 0 | 0 | 0.093365 | 0.093365 | -0.017248 | 0.017793 | -0.10461 | 0.1057 | 99.0026 | -80.9974 | 1.1355 | 1.148 | -0.36018 | -0.55278
Line3_1_5 | 0.12596 | 0.12596 | 0 | 0 | 0.087269 | 0.087269 | -0.01592 | 0.016396 | -0.09781 | 0.098762 | 98.8846 | -81.1154 | 1.1355 | 1.1472 | -0.36018 | -0.54153
Line4_2_6 | 0.11823 | 0.11823 | 0 | 0 | 0.081914 | 0.081914 | -0.015197 | 0.015616 | -0.092674 | 0.093513 | 98.7809 | -81.2191 | 1.1465 | 1.1574 | -0.5315 | -0.69957
Line5_6_7 | 0.11823 | 0.11823 | 0 | 0 | 0.081914 | 0.081914 | -0.015616 | 0.016035 | -0.093513 | 0.094351 | 98.7809 | -81.2191 | 1.1574 | 1.1683 | -0.69957 | -0.8645
Line6_7_8 | 0 | 0 | 0 | 0 | 0 | 0 | 0 | 0 | 0 | 0 | 0 | 0 | 1.1683 | 1.1683 | -0.8645 | -0.8645
Line7_8_9 | 0 | 0 | 0 | 0 | 0 | 0 | 0 | 0 | 0 | 0 | 0 | 0 | 1.1683 | 1.1683 | -0.8645 | -0.8645
Line8_8_10 | 0 | 0 | 0 | 0 | 0 | 0 | 0 | 0 | 0 | 0 | 0 | 0 | 1.1683 | 1.1683 | -0.8645 | -0.8645
Line9_3_11 | 0.10529 | 0.10529 | 0 | 0 | 0.07295 | 0.07295 | -0.013245 | 0.013578 | -0.08249 | 0.083155 | 98.6076 | -81.3924 | 1.1453 | 1.155 | -0.51438 | -0.66598

## LLL_max_fault_10
name | pf_ikss_from_ka | pf_ikss_to_ka | pf_ip_from_ka | pf_ip_to_ka | pf_skss_from_mw | pf_skss_to_mw | pf_p_from_mw | pf_p_to_mw | pf_q_from_mvar | pf_q_to_mvar | pf_ikss_from_degree | pf_ikss_to_degree | pf_vm_from_pu | pf_vm_to_pu | pf_va_from_degree | pf_va_to_degree
Line0_1_2 | 0.11879 | 0.11879 | 0 | 0 | 0.082299 | 0.082299 | -0.014653 | 0.015076 | -0.092505 | 0.093351 | 98.6444 | -81.3556 | 1.138 | 1.149 | -0.35676 | -0.52983
Line10_11_12 | 0.10623 | 0.10623 | 0 | 0 | 0.073598 | 0.073598 | -0.013532 | 0.01387 | -0.084118 | 0.084796 | 98.4716 | -81.5284 | 1.1576 | 1.1675 | -0.66693 | -0.81811
Line11_12_13 | 0.10623 | 0.10623 | 0 | 0 | 0.073598 | 0.073598 | -0.01387 | 0.014209 | -0.084796 | 0.085473 | 98.4716 | -81.5284 | 1.1675 | 1.1773 | -0.81811 | -0.96677
Line12_13_15 | 0 | 0 | 0 | 0 | 0 | 0 | 0 | 0 | 0 | 0 | 0 | 0 | 1.1773 | 1.1773 | -0.96677 | -0.96677
Line13_13_14 | 0.10623 | 0.10623 | 0 | 0 | 0.073598 | 0.073598 | -0.014209 | 0.014547 | -0.085473 | 0.08615 | 98.4716 | -81.5284 | 1.1773 | 1.1871 | -0.96677 | -1.113
Line14_15_16 | 0 | 0 | 0 | 0 | 0 | 0 | 0 | 0 | 0 | 0 | 0 | 0 | 1.1773 | 1.1773 | -0.96677 | -0.96677
Line15_16_17 | 0 | 0 | 0 | 0 | 0 | 0 | 0 | 0 | 0 | 0 | 0 | 0 | 1.1773 | 1.1773 | -0.96677 | -0.96677
Line16_4_18 | 0 | 0 | 0 | 0 | 0 | 0 | 0 | 0 | 0 | 0 | 0 | 0 | 1.1505 | 1.1505 | -0.55037 | -0.55037
Line17_5_19 | 0.12624 | 0.12624 | 0 | 0 | 0.087462 | 0.087462 | -0.016227 | 0.016705 | -0.099236 | 0.10019 | 98.747 | -81.253 | 1.1497 | 1.1614 | -0.53954 | -0.71865
Line1_1_3 | 0.10623 | 0.10623 | 0 | 0 | 0.073598 | 0.073598 | -0.012854 | 0.013193 | -0.082764 | 0.083441 | 98.4716 | -81.5284 | 1.138 | 1.1478 | -0.35676 | -0.51317
Line2_1_4 | 0.13468 | 0.13468 | 0 | 0 | 0.093309 | 0.093309 | -0.017014 | 0.017558 | -0.10482 | 0.1059 | 98.8633 | -81.1367 | 1.138 | 1.1505 | -0.35676 | -0.55037
Line3_1_5 | 0.12624 | 0.12624 | 0 | 0 | 0.087462 | 0.087462 | -0.015748 | 0.016227 | -0.09828 | 0.099236 | 98.747 | -81.253 | 1.138 | 1.1497 | -0.35676 | -0.53954
Line4_2_6 | 0.11879 | 0.11879 | 0 | 0 | 0.082299 | 0.082299 | -0.015076 | 0.0155 | -0.093351 | 0.094198 | 98.6444 | -81.3556 | 1.149 | 1.16 | -0.52983 | -0.69964
Line5_6_7 | 0.11879 | 0.11879 | 0 | 0 | 0.082299 | 0.082299 | -0.0155 | 0.015923 | -0.094198 | 0.095044 | 98.6444 | -81.3556 | 1.16 | 1.171 | -0.69964 | -0.86625
Line6_7_8 | 0 | 0 | 0 | 0 | 0 | 0 | 0 | 0 | 0 | 0 | 0 | 0 | 1.171 | 1.171 | -0.86625 | -0.86625
Line7_8_9 | 0 | 0 | 0 | 0 | 0 | 0 | 0 | 0 | 0 | 0 | 0 | 0 | 1.171 | 1.171 | -0.86625 | -0.86625
Line8_8_10 | 0 | 0 | 0 | 0 | 0 | 0 | 0 | 0 | 0 | 0 | 0 | 0 | 1.171 | 1.171 | -0.86625 | -0.86625
Line9_3_11 | 0.10623 | 0.10623 | 0 | 0 | 0.073598 | 0.073598 | -0.013193 | 0.013532 | -0.083441 | 0.084118 | 98.4716 | -81.5284 | 1.1478 | 1.1576 | -0.51317 | -0.66693

## LLL_min_6
name | pf_ikss_from_ka | pf_ikss_to_ka | pf_ip_from_ka | pf_ip_to_ka | pf_skss_from_mw | pf_skss_to_mw | pf_p_from_mw | pf_p_to_mw | pf_q_from_mvar | pf_q_to_mvar | pf_ikss_from_degree | pf_ikss_to_degree | pf_vm_from_pu | pf_vm_to_pu | pf_va_from_degree | pf_va_to_degree
Line0_1_2 | 0.016264 | 0.016264 | 0 | 0 | 0.011268 | 0.011268 | -6.3685e-06 | 2.1604e-05 | -7.5945e-05 | 9.1816e-05 | 106.7727 | -73.2273 | 0.0067637 | 0.008371 | 11.9792 | 3.5319
Line10_11_12 | 0.016207 | 0.016207 | 0 | 0 | 0.011228 | 0.011228 | -3.6739e-05 | 5.1869e-05 | -0.00010719 | 0.00012295 | 106.8745 | -73.1255 | 0.010091 | 0.011884 | -2.045 | -5.9993
Line11_12_13 | 0.016207 | 0.016207 | 0 | 0 | 0.011228 | 0.011228 | -5.1869e-05 | 6.6998e-05 | -0.00012295 | 0.00013871 | 106.8744 | -73.1256 | 0.011884 | 0.013719 | -5.9993 | -8.9069
Line12_13_15 | 0 | 0 | 0 | 0 | 0 | 0 | 0 | 0 | 0 | 0 | 0 | 0 | 0.013719 | 0.013719 | -8.9069 | -8.9069
Line13_13_14 | 0.016207 | 0.016207 | 0 | 0 | 0.011228 | 0.011228 | -6.6997e-05 | 8.2127e-05 | -0.00013871 | 0.00015447 | 106.8742 | -73.1258 | 0.013719 | 0.01558 | -8.9069 | -11.1243
Line14_15_16 | 0 | 0 | 0 | 0 | 0 | 0 | 0 | 0 | 0 | 0 | 0 | 0 | 0.013719 | 0.013719 | -8.9069 | -8.9069
Line15_16_17 | 0 | 0 | 0 | 0 | 0 | 0 | 0 | 0 | 0 | 0 | 0 | 0 | 0.013719 | 0.013719 | -8.9069 | -8.9068
Line16_4_18 | 0 | 0 | 0 | 0 | 0 | 0 | 0 | 0 | 0 | 0 | 0 | 0 | 0.0083751 | 0.0083751 | 3.4873 | 3.4873
Line17_5_19 | 0.016292 | 0.016292 | 0 | 0 | 0.011288 | 0.011288 | -2.16e-05 | 3.6889e-05 | -9.201e-05 | 0.00010794 | 106.7212 | -73.2788 | 0.0083731 | 0.010105 | 3.5096 | -2.1477
Line1_1_3 | 0.016207 | 0.016207 | 0 | 0 | 0.011228 | 0.011228 | -6.4809e-06 | 2.161e-05 | -7.5669e-05 | 9.1428e-05 | 106.8746 | -73.1254 | 0.0067637 | 0.0083669 | 11.9792 | 3.576
Line2_1_4 | 0.016321 | 0.016321 | 0 | 0 | 0.011307 | 0.011307 | -6.2542e-06 | 2.1597e-05 | -7.6223e-05 | 9.2205e-05 | 106.6699 | -73.3301 | 0.0067637 | 0.0083751 | 11.9792 | 3.4873
Line3_1_5 | 0.016292 | 0.016292 | 0 | 0 | 0.011288 | 0.011288 | -6.3114e-06 | 2.1601e-05 | -7.6084e-05 | 9.201e-05 | 106.7213 | -73.2787 | 0.0067637 | 0.0083731 | 11.9792 | 3.5096
Line4_2_6 | 0.016264 | 0.016264 | 0 | 0 | 0.011268 | 0.011268 | -2.1604e-05 | 3.684e-05 | -9.1816e-05 | 0.00010769 | 106.7726 | -73.2274 | 0.008371 | 0.010101 | 3.5319 | -2.1133
Line5_6_7 | 0.016264 | 0.016264 | 0 | 0 | 0.011268 | 0.011268 | -3.6839e-05 | 5.2075e-05 | -0.00010769 | 0.00012356 | 106.7726 | -73.2274 | 0.010101 | 0.0119 | -2.1133 | -6.0813
Line6_7_8 | 0 | 0 | 0 | 0 | 0 | 0 | 0 | 0 | 0 | 0 | 0 | 0 | 0.0119 | 0.0119 | -6.0813 | -6.0813
Line7_8_9 | 0 | 0 | 0 | 0 | 0 | 0 | 0 | 0 | 0 | 0 | 0 | 0 | 0.0119 | 0.0119 | -6.0813 | -6.0813
Line8_8_10 | 0 | 0 | 0 | 0 | 0 | 0 | 0 | 0 | 0 | 0 | 0 | 0 | 0.0119 | 0.0119 | -6.0813 | -6.0813
Line9_3_11 | 0.016207 | 0.016207 | 0 | 0 | 0.011228 | 0.011228 | -2.161e-05 | 3.674e-05 | -9.1428e-05 | 0.00010719 | 106.8745 | -73.1255 | 0.0083669 | 0.010091 | 3.576 | -2.045

## LLL_min_10
name | pf_ikss_from_ka | pf_ikss_to_ka | pf_ip_from_ka | pf_ip_to_ka | pf_skss_from_mw | pf_skss_to_mw | pf_p_from_mw | pf_p_to_mw | pf_q_from_mvar | pf_q_to_mvar | pf_ikss_from_degree | pf_ikss_to_degree | pf_vm_from_pu | pf_vm_to_pu | pf_va_from_degree | pf_va_to_degree
Line0_1_2 | 0.016264 | 0.016264 | 0 | 0 | 0.011268 | 0.011268 | -6.3685e-06 | 2.1604e-05 | -7.5945e-05 | 9.1816e-05 | 106.7727 | -73.2273 | 0.0067637 | 0.008371 | 11.9792 | 3.5319
Line10_11_12 | 0.016207 | 0.016207 | 0 | 0 | 0.011228 | 0.011228 | -3.6739e-05 | 5.1869e-05 | -0.00010719 | 0.00012295 | 106.8745 | -73.1255 | 0.010091 | 0.011884 | -2.045 | -5.9993
Line11_12_13 | 0.016207 | 0.016207 | 0 | 0 | 0.011228 | 0.011228 | -5.1869e-05 | 6.6998e-05 | -0.00012295 | 0.00013871 | 106.8744 | -73.1256 | 0.011884 | 0.013719 | -5.9993 | -8.9069
Line12_13_15 | 0 | 0 | 0 | 0 | 0 | 0 | 0 | 0 | 0 | 0 | 0 | 0 | 0.013719 | 0.013719 | -8.9069 | -8.9069
Line13_13_14 | 0.016207 | 0.016207 | 0 | 0 | 0.011228 | 0.011228 | -6.6997e-05 | 8.2127e-05 | -0.00013871 | 0.00015447 | 106.8742 | -73.1258 | 0.013719 | 0.01558 | -8.9069 | -11.1243
Line14_15_16 | 0 | 0 | 0 | 0 | 0 | 0 | 0 | 0 | 0 | 0 | 0 | 0 | 0.013719 | 0.013719 | -8.9069 | -8.9069
Line15_16_17 | 0 | 0 | 0 | 0 | 0 | 0 | 0 | 0 | 0 | 0 | 0 | 0 | 0.013719 | 0.013719 | -8.9069 | -8.9068
Line16_4_18 | 0 | 0 | 0 | 0 | 0 | 0 | 0 | 0 | 0 | 0 | 0 | 0 | 0.0083751 | 0.0083751 | 3.4873 | 3.4873
Line17_5_19 | 0.016292 | 0.016292 | 0 | 0 | 0.011288 | 0.011288 | -2.16e-05 | 3.6889e-05 | -9.201e-05 | 0.00010794 | 106.7212 | -73.2788 | 0.0083731 | 0.010105 | 3.5096 | -2.1477
Line1_1_3 | 0.016207 | 0.016207 | 0 | 0 | 0.011228 | 0.011228 | -6.4809e-06 | 2.161e-05 | -7.5669e-05 | 9.1428e-05 | 106.8746 | -73.1254 | 0.0067637 | 0.0083669 | 11.9792 | 3.576
Line2_1_4 | 0.016321 | 0.016321 | 0 | 0 | 0.011307 | 0.011307 | -6.2542e-06 | 2.1597e-05 | -7.6223e-05 | 9.2205e-05 | 106.6699 | -73.3301 | 0.0067637 | 0.0083751 | 11.9792 | 3.4873
Line3_1_5 | 0.016292 | 0.016292 | 0 | 0 | 0.011288 | 0.011288 | -6.3114e-06 | 2.1601e-05 | -7.6084e-05 | 9.201e-05 | 106.7213 | -73.2787 | 0.0067637 | 0.0083731 | 11.9792 | 3.5096
Line4_2_6 | 0.016264 | 0.016264 | 0 | 0 | 0.011268 | 0.011268 | -2.1604e-05 | 3.684e-05 | -9.1816e-05 | 0.00010769 | 106.7726 | -73.2274 | 0.008371 | 0.010101 | 3.5319 | -2.1133
Line5_6_7 | 0.016264 | 0.016264 | 0 | 0 | 0.011268 | 0.011268 | -3.6839e-05 | 5.2075e-05 | -0.00010769 | 0.00012356 | 106.7726 | -73.2274 | 0.010101 | 0.0119 | -2.1133 | -6.0813
Line6_7_8 | 0 | 0 | 0 | 0 | 0 | 0 | 0 | 0 | 0 | 0 | 0 | 0 | 0.0119 | 0.0119 | -6.0813 | -6.0813
Line7_8_9 | 0 | 0 | 0 | 0 | 0 | 0 | 0 | 0 | 0 | 0 | 0 | 0 | 0.0119 | 0.0119 | -6.0813 | -6.0813
Line8_8_10 | 0 | 0 | 0 | 0 | 0 | 0 | 0 | 0 | 0 | 0 | 0 | 0 | 0.0119 | 0.0119 | -6.0813 | -6.0813
Line9_3_11 | 0.016207 | 0.016207 | 0 | 0 | 0.011228 | 0.011228 | -2.161e-05 | 3.674e-05 | -9.1428e-05 | 0.00010719 | 106.8745 | -73.1255 | 0.0083669 | 0.010091 | 3.576 | -2.045

## LLL_min_fault_6
name | pf_ikss_from_ka | pf_ikss_to_ka | pf_ip_from_ka | pf_ip_to_ka | pf_skss_from_mw | pf_skss_to_mw | pf_p_from_mw | pf_p_to_mw | pf_q_from_mvar | pf_q_to_mvar | pf_ikss_from_degree | pf_ikss_to_degree | pf_vm_from_pu | pf_vm_to_pu | pf_va_from_degree | pf_va_to_degree
Line0_1_2 | 0.00028359 | 0.00028359 | 0 | 0 | 0.00019648 | 0.00019648 | -0.0001608 | 0.0001608 | -0.00010823 | 0.00010823 | 145.4288 | -34.5712 | 0.98652 | 0.98655 | -0.62731 | -0.62689
Line10_11_12 | 0.0002826 | 0.0002826 | 0 | 0 | 0.00019579 | 0.00019579 | -0.00016044 | 0.00016044 | -0.00010758 | 0.00010758 | 145.5306 | -34.4694 | 0.98658 | 0.98662 | -0.62647 | -0.62605
Line11_12_13 | 0.0002826 | 0.0002826 | 0 | 0 | 0.00019579 | 0.00019579 | -0.00016044 | 0.00016044 | -0.00010758 | 0.00010759 | 145.5306 | -34.4694 | 0.98662 | 0.98665 | -0.62605 | -0.62563
Line12_13_15 | 0 | 0 | 0 | 0 | 0 | 0 | 0 | 0 | 0 | 0 | 0 | 0 | 0.98665 | 0.98665 | -0.62563 | -0.62563
Line13_13_14 | 0.0002826 | 0.0002826 | 0 | 0 | 0.00019579 | 0.00019579 | -0.00016044 | 0.00016045 | -0.00010759 | 0.00010759 | 145.5303 | -34.4697 | 0.98665 | 0.98668 | -0.62563 | -0.62521
Line14_15_16 | 0 | 0 | 0 | 0 | 0 | 0 | 0 | 0 | 0 | 0 | 0 | 0 | 0.98665 | 0.98665 | -0.62563 | -0.62563
Line15_16_17 | 0 | 0 | 0 | 0 | 0 | 0 | 0 | 0 | 0 | 0 | 0 | 0 | 0.98665 | 0.98665 | -0.62563 | -0.62563
Line16_4_18 | 0 | 0 | 0 | 0 | 0 | 0 | 0 | 0 | 0 | 0 | 0 | 0 | 0.98655 | 0.98655 | -0.62689 | -0.62689
Line17_5_19 | 0.00028409 | 0.00028409 | 0 | 0 | 0.00019682 | 0.00019682 | -0.00016099 | 0.00016099 | -0.00010857 | 0.00010857 | 145.3774 | -34.6226 | 0.98655 | 0.98658 | -0.62689 | -0.62647
Line1_1_3 | 0.0002826 | 0.0002826 | 0 | 0 | 0.00019579 | 0.00019579 | -0.00016043 | 0.00016043 | -0.00010757 | 0.00010757 | 145.5307 | -34.4693 | 0.98652 | 0.98655 | -0.62731 | -0.62689
Line2_1_4 | 0.00028459 | 0.00028459 | 0 | 0 | 0.00019717 | 0.00019717 | -0.00016117 | 0.00016117 | -0.0001089 | 0.0001089 | 145.3261 | -34.6739 | 0.98652 | 0.98655 | -0.62731 | -0.62689
Line3_1_5 | 0.00028409 | 0.00028409 | 0 | 0 | 0.00019682 | 0.00019682 | -0.00016098 | 0.00016099 | -0.00010856 | 0.00010857 | 145.3774 | -34.6226 | 0.98652 | 0.98655 | -0.62731 | -0.62689
Line4_2_6 | 0.00028359 | 0.00028359 | 0 | 0 | 0.00019648 | 0.00019648 | -0.0001608 | 0.00016081 | -0.00010823 | 0.00010824 | 145.4287 | -34.5713 | 0.98655 | 0.98658 | -0.62689 | -0.62647
Line5_6_7 | 0.00028359 | 0.00028359 | 0 | 0 | 0.00019648 | 0.00019648 | -0.00016081 | 0.00016081 | -0.00010824 | 0.00010824 | 145.4287 | -34.5713 | 0.98658 | 0.98662 | -0.62647 | -0.62605
Line6_7_8 | 0 | 0 | 0 | 0 | 0 | 0 | 0 | 0 | 0 | 0 | 0 | 0 | 0.98662 | 0.98662 | -0.62605 | -0.62605
Line7_8_9 | 0 | 0 | 0 | 0 | 0 | 0 | 0 | 0 | 0 | 0 | 0 | 0 | 0.98662 | 0.98662 | -0.62605 | -0.62605
Line8_8_10 | 0 | 0 | 0 | 0 | 0 | 0 | 0 | 0 | 0 | 0 | 0 | 0 | 0.98662 | 0.98662 | -0.62605 | -0.62605
Line9_3_11 | 0.0002826 | 0.0002826 | 0 | 0 | 0.00019579 | 0.00019579 | -0.00016043 | 0.00016044 | -0.00010757 | 0.00010758 | 145.5307 | -34.4693 | 0.98655 | 0.98658 | -0.62689 | -0.62647

## LLL_min_fault_10
name | pf_ikss_from_ka | pf_ikss_to_ka | pf_ip_from_ka | pf_ip_to_ka | pf_skss_from_mw | pf_skss_to_mw | pf_p_from_mw | pf_p_to_mw | pf_q_from_mvar | pf_q_to_mvar | pf_ikss_from_degree | pf_ikss_to_degree | pf_vm_from_pu | pf_vm_to_pu | pf_va_from_degree | pf_va_to_degree
Line0_1_2 | 0.00028359 | 0.00028359 | 0 | 0 | 0.00019648 | 0.00019648 | -0.0001608 | 0.0001608 | -0.00010823 | 0.00010823 | 145.4288 | -34.5712 | 0.98652 | 0.98655 | -0.62731 | -0.62689
Line10_11_12 | 0.0002826 | 0.0002826 | 0 | 0 | 0.00019579 | 0.00019579 | -0.00016044 | 0.00016044 | -0.00010758 | 0.00010758 | 145.5306 | -34.4694 | 0.98658 | 0.98662 | -0.62647 | -0.62605
Line11_12_13 | 0.0002826 | 0.0002826 | 0 | 0 | 0.00019579 | 0.00019579 | -0.00016044 | 0.00016044 | -0.00010758 | 0.00010759 | 145.5306 | -34.4694 | 0.98662 | 0.98665 | -0.62605 | -0.62563
Line12_13_15 | 0 | 0 | 0 | 0 | 0 | 0 | 0 | 0 | 0 | 0 | 0 | 0 | 0.98665 | 0.98665 | -0.62563 | -0.62563
Line13_13_14 | 0.0002826 | 0.0002826 | 0 | 0 | 0.00019579 | 0.00019579 | -0.00016044 | 0.00016045 | -0.00010759 | 0.00010759 | 145.5303 | -34.4697 | 0.98665 | 0.98668 | -0.62563 | -0.62521
Line14_15_16 | 0 | 0 | 0 | 0 | 0 | 0 | 0 | 0 | 0 | 0 | 0 | 0 | 0.98665 | 0.98665 | -0.62563 | -0.62563
Line15_16_17 | 0 | 0 | 0 | 0 | 0 | 0 | 0 | 0 | 0 | 0 | 0 | 0 | 0.98665 | 0.98665 | -0.62563 | -0.62563
Line16_4_18 | 0 | 0 | 0 | 0 | 0 | 0 | 0 | 0 | 0 | 0 | 0 | 0 | 0.98655 | 0.98655 | -0.62689 | -0.62689
Line17_5_19 | 0.00028409 | 0.00028409 | 0 | 0 | 0.00019682 | 0.00019682 | -0.00016099 | 0.00016099 | -0.00010857 | 0.00010857 | 145.3774 | -34.6226 | 0.98655 | 0.98658 | -0.62689 | -0.62647
Line1_1_3 | 0.0002826 | 0.0002826 | 0 | 0 | 0.00019579 | 0.00019579 | -0.00016043 | 0.00016043 | -0.00010757 | 0.00010757 | 145.5307 | -34.4693 | 0.98652 | 0.98655 | -0.62731 | -0.62689
Line2_1_4 | 0.00028459 | 0.00028459 | 0 | 0 | 0.00019717 | 0.00019717 | -0.00016117 | 0.00016117 | -0.0001089 | 0.0001089 | 145.3261 | -34.6739 | 0.98652 | 0.98655 | -0.62731 | -0.62689
Line3_1_5 | 0.00028409 | 0.00028409 | 0 | 0 | 0.00019682 | 0.00019682 | -0.00016098 | 0.00016099 | -0.00010856 | 0.00010857 | 145.3774 | -34.6226 | 0.98652 | 0.98655 | -0.62731 | -0.62689
Line4_2_6 | 0.00028359 | 0.00028359 | 0 | 0 | 0.00019648 | 0.00019648 | -0.0001608 | 0.00016081 | -0.00010823 | 0.00010824 | 145.4287 | -34.5713 | 0.98655 | 0.98658 | -0.62689 | -0.62647
Line5_6_7 | 0.00028359 | 0.00028359 | 0 | 0 | 0.00019648 | 0.00019648 | -0.00016081 | 0.00016081 | -0.00010824 | 0.00010824 | 145.4287 | -34.5713 | 0.98658 | 0.98662 | -0.62647 | -0.62605
Line6_7_8 | 0 | 0 | 0 | 0 | 0 | 0 | 0 | 0 | 0 | 0 | 0 | 0 | 0.98662 | 0.98662 | -0.62605 | -0.62605
Line7_8_9 | 0 | 0 | 0 | 0 | 0 | 0 | 0 | 0 | 0 | 0 | 0 | 0 | 0.98662 | 0.98662 | -0.62605 | -0.62605
Line8_8_10 | 0 | 0 | 0 | 0 | 0 | 0 | 0 | 0 | 0 | 0 | 0 | 0 | 0.98662 | 0.98662 | -0.62605 | -0.62605
Line9_3_11 | 0.0002826 | 0.0002826 | 0 | 0 | 0.00019579 | 0.00019579 | -0.00016043 | 0.00016044 | -0.00010757 | 0.00010758 | 145.5307 | -34.4693 | 0.98655 | 0.98658 | -0.62689 | -0.62647

## LL_max_6
name | pf_ikss_a_from_ka | pf_ikss_b_from_ka | pf_ikss_c_from_ka | pf_ikss_a_to_ka | pf_ikss_b_to_ka | pf_ikss_c_to_ka | pf_skss_a_from_mw | pf_skss_b_from_mw | pf_skss_c_from_mw | pf_skss_a_to_mw | pf_skss_b_to_mw | pf_skss_c_to_mw | pf_p_a_from_mw | pf_p_b_from_mw | pf_p_c_from_mw | pf_p_a_to_mw | pf_p_b_to_mw | pf_p_c_to_mw | pf_q_a_from_mvar | pf_q_b_from_mvar | pf_q_c_from_mvar | pf_q_a_to_mvar | pf_q_b_to_mvar | pf_q_c_to_mvar | pf_ikss_a_from_degree | pf_ikss_b_from_degree | pf_ikss_c_from_degree | pf_ikss_a_to_degree | pf_ikss_b_to_degree | pf_ikss_c_to_degree | pf_vm_a_from_pu | pf_vm_b_from_pu | pf_vm_c_from_pu | pf_vm_a_to_pu | pf_vm_b_to_pu | pf_vm_c_to_pu | pf_va_a_from_degree | pf_va_b_from_degree | pf_va_c_from_degree | pf_va_a_to_degree | pf_va_b_to_degree | pf_va_c_to_degree
Line0_1_2 | 0.14042 | 0.58778 | 0.543 | 0.14042 | 0.58778 | 0.543 | 0.032428 | 0.13574 | 0.1254 | 0.032428 | 0.13574 | 0.1254 | -0.017045 | -0.077532 | 0.063715 | 0.017243 | 0.080987 | -0.060766 | -0.033318 | -0.0286 | -0.047355 | 0.033712 | 0.035509 | 0.053252 | 118.2725 | 3.0454 | -163.4262 | -61.7275 | -176.9546 | 16.5738 | 1.1541 | 0.60879 | 0.63305 | 1.1677 | 0.65145 | 0.64431 | 1.1783 | -156.7069 | 159.953 | 1.1845 | -153.2792 | 155.3446
Line10_11_12 | 0.11899 | 0.52296 | 0.49065 | 0.11899 | 0.52296 | 0.49065 | 0.02748 | 0.12077 | 0.11331 | 0.02748 | 0.12077 | 0.11331 | -0.013896 | -0.075055 | 0.052109 | 0.014038 | 0.07779 | -0.049702 | -0.029212 | -0.034686 | -0.053276 | 0.029495 | 0.040156 | 0.05809 | 116.5967 | 4.4508 | -162.5679 | -63.4033 | -175.5492 | 17.4321 | 1.1771 | 0.68461 | 0.65769 | 1.1887 | 0.72485 | 0.67471 | 1.1558 | -150.7457 | 151.798 | 1.145 | -148.2462 | 147.9823
Line11_12_13 | 0.11899 | 0.52296 | 0.49065 | 0.11899 | 0.52296 | 0.49065 | 0.02748 | 0.12077 | 0.11331 | 0.02748 | 0.12077 | 0.11331 | -0.014038 | -0.07779 | 0.049702 | 0.014179 | 0.080525 | -0.047295 | -0.029495 | -0.040156 | -0.05809 | 0.029778 | 0.045625 | 0.062905 | 116.5967 | 4.4508 | -162.5679 | -63.4033 | -175.5492 | 17.4321 | 1.1887 | 0.72485 | 0.67471 | 1.2002 | 0.76633 | 0.69456 | 1.145 | -148.2462 | 147.9823 | 1.1343 | -146.0133 | 144.3695
Line12_13_15 | 0 | 0 | 0 | 0 | 0 | 0 | 0 | 0 | 0 | 0 | 0 | 0 | 1.3255e-09 | -1.8733e-09 | -2.3488e-09 | -1.3255e-09 | 1.8733e-09 | 2.3488e-09 | -2.8747e-10 | 4.0668e-09 | -3.4677e-09 | 2.8747e-10 | -4.0668e-09 | 3.4677e-09 | 0 | 0 | 0 | 0 | 0 | 0 | 1.2002 | 0.76633 | 0.69456 | 1.2002 | 0.76633 | 0.69456 | 1.1343 | -146.0133 | 144.3695 | 1.1343 | -146.0133 | 144.3695
Line13_13_14 | 0.11899 | 0.52296 | 0.49065 | 0.11899 | 0.52296 | 0.49065 | 0.02748 | 0.12077 | 0.11331 | 0.02748 | 0.12077 | 0.11331 | -0.014179 | -0.080525 | 0.047295 | 0.014321 | 0.08326 | -0.044887 | -0.029778 | -0.045625 | -0.062905 | 0.030061 | 0.051095 | 0.06772 | 116.5967 | 4.4508 | -162.568 | -63.4033 | -175.5492 | 17.432 | 1.2002 | 0.76633 | 0.69456 | 1.2117 | 0.80885 | 0.71702 | 1.1343 | -146.0133 | 144.3695 | 1.1238 | -144.0124 | 140.9701
Line14_15_16 | 0 | 0 | 0 | 0 | 0 | 0 | 0 | 0 | 0 | 0 | 0 | 0 | 8.8367e-10 | -1.2489e-09 | -1.5659e-09 | -8.8367e-10 | 1.2489e-09 | 1.5659e-09 | -1.9165e-10 | 2.7112e-09 | -2.3118e-09 | 1.9165e-10 | -2.7112e-09 | 2.3118e-09 | 0 | 0 | 0 | 0 | 0 | 0 | 1.2002 | 0.76633 | 0.69456 | 1.2002 | 0.76633 | 0.69456 | 1.1343 | -146.0133 | 144.3695 | 1.1343 | -146.0133 | 144.3695
Line15_16_17 | 0 | 0 | 0 | 0 | 0 | 0 | 0 | 0 | 0 | 0 | 0 | 0 | 4.4183e-10 | -6.2444e-10 | -7.8294e-10 | -4.4183e-10 | 6.2444e-10 | 7.8294e-10 | -9.5824e-11 | 1.3556e-09 | -1.1559e-09 | 9.5824e-11 | -1.3556e-09 | 1.1559e-09 | 0 | 0 | 0 | 0 | 0 | 0 | 1.2002 | 0.76633 | 0.69456 | 1.2002 | 0.76633 | 0.69456 | 1.1343 | -146.0133 | 144.3695 | 1.1343 | -146.0133 | 144.3695
Line16_4_18 | 0 | 0 | 0 | 0 | 0 | 0 | 0 | 0 | 0 | 0 | 0 | 0 | 3.0405e-10 | -6.3778e-10 | -6.1127e-10 | -3.0405e-10 | 6.3778e-10 | 6.1127e-10 | -9.9413e-11 | 1.4461e-09 | -1.484e-09 | 9.9413e-11 | -1.4461e-09 | 1.484e-09 | 0 | 0 | 0 | 0 | 0 | 0 | 1.1706 | 0.65882 | 0.64492 | 1.1706 | 0.65882 | 0.64492 | 1.2065 | -152.9716 | 154.7858 | 1.2065 | -152.9716 | 154.7858
Line17_5_19 | 0.15407 | 0.62628 | 0.57347 | 0.15407 | 0.62628 | 0.57347 | 0.035581 | 0.14463 | 0.13244 | 0.035581 | 0.14463 | 0.13244 | -0.019433 | -0.086084 | 0.064421 | 0.019671 | 0.090006 | -0.061132 | -0.036777 | -0.039506 | -0.056019 | 0.037251 | 0.04735 | 0.062596 | 119.0473 | 2.2187 | -163.9097 | -60.9527 | -177.7813 | 16.0903 | 1.169 | 0.65487 | 0.64461 | 1.1839 | 0.70317 | 0.66066 | 1.1949 | -153.1298 | 155.0805 | 1.2111 | -150.0333 | 150.4121
Line1_1_3 | 0.11899 | 0.52296 | 0.49065 | 0.11899 | 0.52296 | 0.49065 | 0.02748 | 0.12077 | 0.11331 | 0.02748 | 0.12077 | 0.11331 | -0.013613 | -0.069585 | 0.056924 | 0.013755 | 0.07232 | -0.054517 | -0.028645 | -0.023746 | -0.043646 | 0.028928 | 0.029216 | 0.048461 | 116.5967 | 4.4508 | -162.5679 | -63.4033 | -175.5492 | 17.4321 | 1.1541 | 0.60879 | 0.63305 | 1.1656 | 0.64583 | 0.64374 | 1.1783 | -156.7069 | 159.953 | 1.167 | -153.5514 | 155.7975
Line2_1_4 | 0.17037 | 0.66986 | 0.60744 | 0.17037 | 0.66986 | 0.60744 | 0.039346 | 0.1547 | 0.14028 | 0.039346 | 0.1547 | 0.14028 | -0.021714 | -0.087319 | 0.072197 | 0.022005 | 0.091806 | -0.068507 | -0.039881 | -0.035285 | -0.051712 | 0.040461 | 0.044259 | 0.059092 | 119.7457 | 1.2899 | -164.4344 | -60.2543 | -178.7101 | 15.5656 | 1.1541 | 0.60879 | 0.63305 | 1.1706 | 0.65882 | 0.64492 | 1.1783 | -156.7069 | 159.953 | 1.2065 | -152.9716 | 154.7858
Line3_1_5 | 0.15407 | 0.62628 | 0.57347 | 0.15407 | 0.62628 | 0.57347 | 0.035581 | 0.14463 | 0.13244 | 0.035581 | 0.14463 | 0.13244 | -0.019196 | -0.082162 | 0.067709 | 0.019433 | 0.086084 | -0.064421 | -0.036302 | -0.031661 | -0.049442 | 0.036777 | 0.039506 | 0.056019 | 119.0473 | 2.2187 | -163.9097 | -60.9527 | -177.7813 | 16.0903 | 1.1541 | 0.60879 | 0.63305 | 1.169 | 0.65487 | 0.64461 | 1.1783 | -156.7069 | 159.953 | 1.1949 | -153.1298 | 155.0805
Line4_2_6 | 0.14042 | 0.58778 | 0.543 | 0.14042 | 0.58778 | 0.543 | 0.032428 | 0.13574 | 0.1254 | 0.032428 | 0.13574 | 0.1254 | -0.017243 | -0.080987 | 0.060766 | 0.01744 | 0.084442 | -0.057818 | -0.033712 | -0.035509 | -0.053252 | 0.034106 | 0.042419 | 0.059149 | 118.2725 | 3.0454 | -163.4262 | -61.7275 | -176.9546 | 16.5738 | 1.1677 | 0.65145 | 0.64431 | 1.1813 | 0.69615 | 0.65959 | 1.1845 | -153.2792 | 155.3446 | 1.1905 | -150.282 | 150.9219
Line5_6_7 | 0.14042 | 0.58778 | 0.543 | 0.14042 | 0.58778 | 0.543 | 0.032428 | 0.13574 | 0.1254 | 0.032428 | 0.13574 | 0.1254 | -0.01744 | -0.084442 | 0.057818 | 0.017637 | 0.087897 | -0.054869 | -0.034106 | -0.042419 | -0.059149 | 0.034501 | 0.049329 | 0.065046 | 118.2725 | 3.0454 | -163.4262 | -61.7275 | -176.9546 | 16.5738 | 1.1813 | 0.69615 | 0.65959 | 1.1949 | 0.74253 | 0.6786 | 1.1905 | -150.282 | 150.9219 | 1.1964 | -147.6528 | 146.7231
Line6_7_8 | 0 | 0 | 0 | 0 | 0 | 0 | 0 | 0 | 0 | 0 | 0 | 0 | 1.2504e-09 | -1.8935e-09 | -2.2686e-09 | -1.2504e-09 | 1.8935e-09 | 2.2686e-09 | -3.0187e-10 | 4.1699e-09 | -3.6924e-09 | 3.0187e-10 | -4.1699e-09 | 3.6924e-09 | 0 | 0 | 0 | 0 | 0 | 0 | 1.1949 | 0.74253 | 0.6786 | 1.1949 | 0.74253 | 0.6786 | 1.1964 | -147.6528 | 146.7231 | 1.1964 | -147.6528 | 146.7231
Line7_8_9 | 0 | 0 | 0 | 0 | 0 | 0 | 0 | 0 | 0 | 0 | 0 | 0 | 4.1681e-10 | -6.3117e-10 | -7.5618e-10 | -4.1681e-10 | 6.3117e-10 | 7.5618e-10 | -1.0062e-10 | 1.39e-09 | -1.2308e-09 | 1.0062e-10 | -1.39e-09 | 1.2308e-09 | 0 | 0 | 0 | 0 | 0 | 0 | 1.1949 | 0.74253 | 0.6786 | 1.1949 | 0.74253 | 0.6786 | 1.1964 | -147.6528 | 146.7231 | 1.1964 | -147.6528 | 146.7231
Line8_8_10 | 0 | 0 | 0 | 0 | 0 | 0 | 0 | 0 | 0 | 0 | 0 | 0 | 4.1681e-10 | -6.3117e-10 | -7.5618e-10 | -4.1681e-10 | 6.3117e-10 | 7.5618e-10 | -1.0062e-10 | 1.39e-09 | -1.2308e-09 | 1.0062e-10 | -1.39e-09 | 1.2308e-09 | 0 | 0 | 0 | 0 | 0 | 0 | 1.1949 | 0.74253 | 0.6786 | 1.1949 | 0.74253 | 0.6786 | 1.1964 | -147.6528 | 146.7231 | 1.1964 | -147.6528 | 146.7231
Line9_3_11 | 0.11899 | 0.52296 | 0.49065 | 0.11899 | 0.52296 | 0.49065 | 0.02748 | 0.12077 | 0.11331 | 0.02748 | 0.12077 | 0.11331 | -0.013755 | -0.07232 | 0.054517 | 0.013896 | 0.075055 | -0.052109 | -0.028928 | -0.029216 | -0.048461 | 0.029212 | 0.034686 | 0.053276 | 116.5967 | 4.4508 | -162.5679 | -63.4033 | -175.5492 | 17.4321 | 1.1656 | 0.64583 | 0.64374 | 1.1771 | 0.68461 | 0.65769 | 1.167 | -153.5514 | 155.7975 | 1.1558 | -150.7457 | 151.798

## LL_max_10
name | pf_ikss_a_from_ka | pf_ikss_b_from_ka | pf_ikss_c_from_ka | pf_ikss_a_to_ka | pf_ikss_b_to_ka | pf_ikss_c_to_ka | pf_skss_a_from_mw | pf_skss_b_from_mw | pf_skss_c_from_mw | pf_skss_a_to_mw | pf_skss_b_to_mw | pf_skss_c_to_mw | pf_p_a_from_mw | pf_p_b_from_mw | pf_p_c_from_mw | pf_p_a_to_mw | pf_p_b_to_mw | pf_p_c_to_mw | pf_q_a_from_mvar | pf_q_b_from_mvar | pf_q_c_from_mvar | pf_q_a_to_mvar | pf_q_b_to_mvar | pf_q_c_to_mvar | pf_ikss_a_from_degree | pf_ikss_b_from_degree | pf_ikss_c_from_degree | pf_ikss_a_to_degree | pf_ikss_b_to_degree | pf_ikss_c_to_degree | pf_vm_a_from_pu | pf_vm_b_from_pu | pf_vm_c_from_pu | pf_vm_a_to_pu | pf_vm_b_to_pu | pf_vm_c_to_pu | pf_va_a_from_degree | pf_va_b_from_degree | pf_va_c_from_degree | pf_va_a_to_degree | pf_va_b_to_degree | pf_va_c_to_degree
Line0_1_2 | 0.14011 | 0.56954 | 0.52635 | 0.14011 | 0.56954 | 0.52635 | 0.032357 | 0.13153 | 0.12156 | 0.032357 | 0.13153 | 0.12156 | -0.016601 | -0.075173 | 0.061694 | 0.016797 | 0.078417 | -0.058923 | -0.033545 | -0.028575 | -0.046426 | 0.033938 | 0.035063 | 0.051967 | 117.5177 | 2.7103 | -163.307 | -62.4823 | -177.2897 | 16.693 | 1.1567 | 0.61143 | 0.63519 | 1.1703 | 0.65308 | 0.64633 | 1.188 | -156.4767 | 159.7305 | 1.1853 | -153.1988 | 155.2824
Line10_11_12 | 0.11962 | 0.50882 | 0.47736 | 0.11962 | 0.50882 | 0.47736 | 0.027625 | 0.11751 | 0.11024 | 0.027625 | 0.11751 | 0.11024 | -0.01366 | -0.072922 | 0.050787 | 0.013803 | 0.075511 | -0.048508 | -0.029593 | -0.034291 | -0.052016 | 0.029879 | 0.039469 | 0.056574 | 115.9297 | 4.0646 | -162.4879 | -64.0703 | -175.9354 | 17.5121 | 1.1799 | 0.68576 | 0.65944 | 1.1915 | 0.72509 | 0.67599 | 1.1522 | -150.7509 | 151.827 | 1.1348 | -148.34 | 148.1229
Line11_12_13 | 0.11962 | 0.50882 | 0.47736 | 0.11962 | 0.50882 | 0.47736 | 0.027625 | 0.11751 | 0.11024 | 0.027625 | 0.11751 | 0.11024 | -0.013803 | -0.075511 | 0.048508 | 0.013946 | 0.0781 | -0.046229 | -0.029879 | -0.039469 | -0.056574 | 0.030165 | 0.044647 | 0.061131 | 115.9297 | 4.0645 | -162.4879 | -64.0703 | -175.9355 | 17.5121 | 1.1915 | 0.72509 | 0.67599 | 1.203 | 0.76557 | 0.69522 | 1.1348 | -148.34 | 148.1229 | 1.1178 | -146.1806 | 144.6098
Line12_13_15 | 0 | 0 | 0 | 0 | 0 | 0 | 0 | 0 | 0 | 0 | 0 | 0 | 1.3662e-09 | -1.8659e-09 | -2.3314e-09 | -1.3662e-09 | 1.8659e-09 | 2.3314e-09 | -2.8397e-10 | 4.0871e-09 | -3.5031e-09 | 2.8397e-10 | -4.0871e-09 | 3.5031e-09 | 0 | 0 | 0 | 0 | 0 | 0 | 1.203 | 0.76557 | 0.69522 | 1.203 | 0.76557 | 0.69522 | 1.1178 | -146.1806 | 144.6098 | 1.1178 | -146.1806 | 144.6098
Line13_13_14 | 0.11962 | 0.50882 | 0.47736 | 0.11962 | 0.50882 | 0.47736 | 0.027625 | 0.11751 | 0.11024 | 0.027625 | 0.11751 | 0.11024 | -0.013946 | -0.0781 | 0.046229 | 0.014089 | 0.080689 | -0.04395 | -0.030165 | -0.044647 | -0.061131 | 0.030452 | 0.049825 | 0.065689 | 115.9297 | 4.0645 | -162.4879 | -64.0703 | -175.9355 | 17.5121 | 1.203 | 0.76557 | 0.69522 | 1.2146 | 0.80703 | 0.71693 | 1.1178 | -146.1806 | 144.6098 | 1.1011 | -144.2406 | 141.2975
Line14_15_16 | 0 | 0 | 0 | 0 | 0 | 0 | 0 | 0 | 0 | 0 | 0 | 0 | 9.1079e-10 | -1.244e-09 | -1.5543e-09 | -9.1079e-10 | 1.244e-09 | 1.5543e-09 | -1.8931e-10 | 2.7247e-09 | -2.3354e-09 | 1.8931e-10 | -2.7247e-09 | 2.3354e-09 | 0 | 0 | 0 | 0 | 0 | 0 | 1.203 | 0.76557 | 0.69522 | 1.203 | 0.76557 | 0.69522 | 1.1178 | -146.1806 | 144.6098 | 1.1178 | -146.1806 | 144.6098
Line15_16_17 | 0 | 0 | 0 | 0 | 0 | 0 | 0 | 0 | 0 | 0 | 0 | 0 | 4.554e-10 | -6.2198e-10 | -7.7713e-10 | -4.554e-10 | 6.2198e-10 | 7.7713e-10 | -9.4655e-11 | 1.3624e-09 | -1.1677e-09 | 9.4655e-11 | -1.3624e-09 | 1.1677e-09 | 0 | 0 | 0 | 0 | 0 | 0 | 1.203 | 0.76557 | 0.69522 | 1.203 | 0.76557 | 0.69522 | 1.1178 | -146.1806 | 144.6098 | 1.1178 | -146.1806 | 144.6098
Line16_4_18 | 0 | 0 | 0 | 0 | 0 | 0 | 0 | 0 | 0 | 0 | 0 | 0 | 3.1512e-10 | -6.3754e-10 | -6.0894e-10 | -3.1512e-10 | 6.3754e-10 | 6.0893e-10 | -9.9442e-11 | 1.4464e-09 | -1.4879e-09 | 9.9442e-11 | -1.4464e-09 | 1.4879e-09 | 0 | 0 | 0 | 0 | 0 | 0 | 1.173 | 0.65993 | 0.64693 | 1.173 | 0.65993 | 0.64693 | 1.2043 | -152.917 | 154.7658 | 1.2043 | -152.917 | 154.7658
Line17_5_19 | 0.15304 | 0.60537 | 0.5547 | 0.15304 | 0.60537 | 0.5547 | 0.035343 | 0.1398 | 0.1281 | 0.035343 | 0.1398 | 0.1281 | -0.018839 | -0.083141 | 0.062329 | 0.019073 | 0.086805 | -0.059252 | -0.036873 | -0.038804 | -0.054558 | 0.037341 | 0.046133 | 0.060712 | 118.2574 | 1.9186 | -163.766 | -61.7426 | -178.0814 | 16.234 | 1.1715 | 0.65627 | 0.64663 | 1.1864 | 0.70314 | 0.66224 | 1.1944 | -153.0618 | 155.0377 | 1.2006 | -150.0927 | 150.537
Line1_1_3 | 0.11962 | 0.50882 | 0.47736 | 0.11962 | 0.50882 | 0.47736 | 0.027625 | 0.11751 | 0.11024 | 0.027625 | 0.11751 | 0.11024 | -0.013374 | -0.067744 | 0.055344 | 0.013517 | 0.070333 | -0.053066 | -0.029021 | -0.023935 | -0.042901 | 0.029307 | 0.029113 | 0.047459 | 115.9297 | 4.0646 | -162.4879 | -64.0703 | -175.9354 | 17.5121 | 1.1567 | 0.61143 | 0.63519 | 1.1683 | 0.64779 | 0.64577 | 1.188 | -156.4767 | 159.7305 | 1.1699 | -153.4496 | 155.7046
Line2_1_4 | 0.16836 | 0.64574 | 0.58617 | 0.16836 | 0.64574 | 0.58617 | 0.03888 | 0.14913 | 0.13537 | 0.03888 | 0.14913 | 0.13537 | -0.020936 | -0.084247 | 0.069557 | 0.021219 | 0.088417 | -0.066121 | -0.039804 | -0.034879 | -0.05055 | 0.040371 | 0.043218 | 0.057422 | 118.9311 | 1.0335 | -164.2618 | -61.0689 | -178.9665 | 15.7382 | 1.1567 | 0.61143 | 0.63519 | 1.173 | 0.65993 | 0.64693 | 1.188 | -156.4767 | 159.7305 | 1.2043 | -152.917 | 154.7658
Line3_1_5 | 0.15304 | 0.60537 | 0.5547 | 0.15304 | 0.60537 | 0.5547 | 0.035343 | 0.1398 | 0.1281 | 0.035343 | 0.1398 | 0.1281 | -0.018604 | -0.079476 | 0.065406 | 0.018839 | 0.083141 | -0.062329 | -0.036404 | -0.031474 | -0.048404 | 0.036873 | 0.038804 | 0.054558 | 118.2574 | 1.9186 | -163.766 | -61.7426 | -178.0814 | 16.234 | 1.1567 | 0.61143 | 0.63519 | 1.1715 | 0.65627 | 0.64663 | 1.188 | -156.4767 | 159.7305 | 1.1944 | -153.0618 | 155.0377
Line4_2_6 | 0.14011 | 0.56954 | 0.52635 | 0.14011 | 0.56954 | 0.52635 | 0.032357 | 0.13153 | 0.12156 | 0.032357 | 0.13153 | 0.12156 | -0.016797 | -0.078417 | 0.058923 | 0.016993 | 0.081661 | -0.056153 | -0.033938 | -0.035063 | -0.051967 | 0.03433 | 0.04155 | 0.057508 | 117.5177 | 2.7103 | -163.3071 | -62.4823 | -177.2897 | 16.6929 | 1.1703 | 0.65308 | 0.64633 | 1.1839 | 0.6966 | 0.66123 | 1.1853 | -153.1988 | 155.2824 | 1.1826 | -150.3221 | 151.0098
Line5_6_7 | 0.14011 | 0.56954 | 0.52635 | 0.14011 | 0.56954 | 0.52635 | 0.032357 | 0.13153 | 0.12156 | 0.032357 | 0.13153 | 0.12156 | -0.016993 | -0.081661 | 0.056153 | 0.01719 | 0.084905 | -0.053382 | -0.03433 | -0.04155 | -0.057508 | 0.034723 | 0.048038 | 0.063049 | 117.5177 | 2.7103 | -163.3071 | -62.4823 | -177.2897 | 16.6929 | 1.1839 | 0.6966 | 0.66123 | 1.1974 | 0.74168 | 0.67963 | 1.1826 | -150.3221 | 151.0098 | 1.18 | -147.7892 | 146.9469
Line6_7_8 | 0 | 0 | 0 | 0 | 0 | 0 | 0 | 0 | 0 | 0 | 0 | 0 | 1.2863e-09 | -1.8884e-09 | -2.2498e-09 | -1.2863e-09 | 1.8884e-09 | 2.2498e-09 | -2.9837e-10 | 4.184e-09 | -3.7266e-09 | 2.9837e-10 | -4.184e-09 | 3.7266e-09 | 0 | 0 | 0 | 0 | 0 | 0 | 1.1974 | 0.74168 | 0.67963 | 1.1974 | 0.74168 | 0.67963 | 1.18 | -147.7892 | 146.9469 | 1.18 | -147.7892 | 146.9469
Line7_8_9 | 0 | 0 | 0 | 0 | 0 | 0 | 0 | 0 | 0 | 0 | 0 | 0 | 4.2876e-10 | -6.2945e-10 | -7.4994e-10 | -4.2876e-10 | 6.2945e-10 | 7.4993e-10 | -9.9457e-11 | 1.3947e-09 | -1.2422e-09 | 9.9457e-11 | -1.3947e-09 | 1.2422e-09 | 0 | 0 | 0 | 0 | 0 | 0 | 1.1974 | 0.74168 | 0.67963 | 1.1974 | 0.74168 | 0.67963 | 1.18 | -147.7892 | 146.9469 | 1.18 | -147.7892 | 146.9469
Line8_8_10 | 0 | 0 | 0 | 0 | 0 | 0 | 0 | 0 | 0 | 0 | 0 | 0 | 4.2876e-10 | -6.2945e-10 | -7.4993e-10 | -4.2876e-10 | 6.2945e-10 | 7.4993e-10 | -9.9457e-11 | 1.3947e-09 | -1.2422e-09 | 9.9457e-11 | -1.3947e-09 | 1.2422e-09 | 0 | 0 | 0 | 0 | 0 | 0 | 1.1974 | 0.74168 | 0.67963 | 1.1974 | 0.74168 | 0.67963 | 1.18 | -147.7892 | 146.9469 | 1.18 | -147.7892 | 146.9469
Line9_3_11 | 0.11962 | 0.50882 | 0.47736 | 0.11962 | 0.50882 | 0.47736 | 0.027625 | 0.11751 | 0.11024 | 0.027625 | 0.11751 | 0.11024 | -0.013517 | -0.070333 | 0.053066 | 0.01366 | 0.072922 | -0.050787 | -0.029307 | -0.029113 | -0.047459 | 0.029593 | 0.034291 | 0.052016 | 115.9297 | 4.0646 | -162.4879 | -64.0703 | -175.9354 | 17.5121 | 1.1683 | 0.64779 | 0.64577 | 1.1799 | 0.68576 | 0.65944 | 1.1699 | -153.4496 | 155.7046 | 1.1522 | -150.7509 | 151.827

## LL_max_fault_6
name | pf_ikss_a_from_ka | pf_ikss_b_from_ka | pf_ikss_c_from_ka | pf_ikss_a_to_ka | pf_ikss_b_to_ka | pf_ikss_c_to_ka | pf_skss_a_from_mw | pf_skss_b_from_mw | pf_skss_c_from_mw | pf_skss_a_to_mw | pf_skss_b_to_mw | pf_skss_c_to_mw | pf_p_a_from_mw | pf_p_b_from_mw | pf_p_c_from_mw | pf_p_a_to_mw | pf_p_b_to_mw | pf_p_c_to_mw | pf_q_a_from_mvar | pf_q_b_from_mvar | pf_q_c_from_mvar | pf_q_a_to_mvar | pf_q_b_to_mvar | pf_q_c_to_mvar | pf_ikss_a_from_degree | pf_ikss_b_from_degree | pf_ikss_c_from_degree | pf_ikss_a_to_degree | pf_ikss_b_to_degree | pf_ikss_c_to_degree | pf_vm_a_from_pu | pf_vm_b_from_pu | pf_vm_c_from_pu | pf_vm_a_to_pu | pf_vm_b_to_pu | pf_vm_c_to_pu | pf_va_a_from_degree | pf_va_b_from_degree | pf_va_c_from_degree | pf_va_a_to_degree | pf_va_b_to_degree | pf_va_c_to_degree
Line0_1_2 | 0.1118 | 0.11793 | 0.12532 | 0.1118 | 0.11793 | 0.12532 | 0.025819 | 0.027235 | 0.028941 | 0.025819 | 0.027235 | 0.028941 | -0.0032973 | -0.0072571 | -0.0040997 | 0.0034223 | 0.0073962 | 0.0042567 | -0.029409 | -0.030124 | -0.032242 | 0.029659 | 0.030402 | 0.032556 | 96.469 | -17.4769 | -142.8542 | -83.531 | 162.5231 | 37.1458 | 1.1461 | 1.1377 | 1.123 | 1.1563 | 1.1488 | 1.1345 | 0.071775 | -121.0218 | 119.8993 | -0.11316 | -121.1501 | 119.6966
Line10_11_12 | 0.099658 | 0.10473 | 0.11182 | 0.099658 | 0.10473 | 0.11182 | 0.023015 | 0.024187 | 0.025825 | 0.023015 | 0.024187 | 0.025825 | -0.0029792 | -0.0066102 | -0.0038791 | 0.0030785 | 0.0067199 | 0.0040041 | -0.026629 | -0.027204 | -0.029274 | 0.026827 | 0.027424 | 0.029524 | 96.1225 | -17.5927 | -142.9125 | -83.8775 | 162.4073 | 37.0875 | 1.1642 | 1.1575 | 1.1435 | 1.1733 | 1.1674 | 1.1537 | -0.26106 | -121.25 | 119.5393 | -0.42362 | -121.3611 | 119.3641
Line11_12_13 | 0.099658 | 0.10473 | 0.11182 | 0.099658 | 0.10473 | 0.11182 | 0.023015 | 0.024187 | 0.025825 | 0.023015 | 0.024187 | 0.025825 | -0.0030785 | -0.0067199 | -0.0040041 | 0.0031778 | 0.0068295 | 0.0041292 | -0.026827 | -0.027424 | -0.029524 | 0.027026 | 0.027643 | 0.029775 | 96.1225 | -17.5927 | -142.9125 | -83.8775 | 162.4073 | 37.0875 | 1.1733 | 1.1674 | 1.1537 | 1.1824 | 1.1773 | 1.164 | -0.42362 | -121.3611 | 119.3641 | -0.58369 | -121.4705 | 119.192
Line12_13_15 | 0 | 0 | 0 | 0 | 0 | 0 | 0 | 0 | 0 | 0 | 0 | 0 | 1.0721e-09 | 1.0051e-09 | 8.205e-10 | -1.0721e-09 | -1.0051e-09 | -8.205e-10 | 1.4574e-10 | 3.6554e-10 | 1.9862e-10 | -1.4574e-10 | -3.6554e-10 | -1.9862e-10 | 0 | 0 | 0 | 0 | 0 | 0 | 1.1824 | 1.1773 | 1.164 | 1.1824 | 1.1773 | 1.164 | -0.58369 | -121.4705 | 119.192 | -0.58369 | -121.4705 | 119.192
Line13_13_14 | 0.099658 | 0.10473 | 0.11182 | 0.099658 | 0.10473 | 0.11182 | 0.023015 | 0.024187 | 0.025825 | 0.023015 | 0.024187 | 0.025825 | -0.0031778 | -0.0068295 | -0.0041292 | 0.0032771 | 0.0069392 | 0.0042542 | -0.027026 | -0.027643 | -0.029775 | 0.027225 | 0.027862 | 0.030025 | 96.1225 | -17.5927 | -142.9125 | -83.8775 | 162.4073 | 37.0875 | 1.1824 | 1.1773 | 1.164 | 1.1915 | 1.1872 | 1.1742 | -0.58369 | -121.4705 | 119.192 | -0.74132 | -121.5779 | 119.0228
Line14_15_16 | 0 | 0 | 0 | 0 | 0 | 0 | 0 | 0 | 0 | 0 | 0 | 0 | 7.1472e-10 | 6.701e-10 | 5.47e-10 | -7.1472e-10 | -6.701e-10 | -5.47e-10 | 9.7163e-11 | 2.4369e-10 | 1.3241e-10 | -9.7163e-11 | -2.4369e-10 | -1.3241e-10 | 0 | 0 | 0 | 0 | 0 | 0 | 1.1824 | 1.1773 | 1.164 | 1.1824 | 1.1773 | 1.164 | -0.58369 | -121.4705 | 119.192 | -0.58369 | -121.4705 | 119.192
Line15_16_17 | 0 | 0 | 0 | 0 | 0 | 0 | 0 | 0 | 0 | 0 | 0 | 0 | 3.5736e-10 | 3.3505e-10 | 2.735e-10 | -3.5736e-10 | -3.3505e-10 | -2.735e-10 | 4.8581e-11 | 1.2185e-10 | 6.6206e-11 | -4.8581e-11 | -1.2185e-10 | -6.6206e-11 | 0 | 0 | 0 | 0 | 0 | 0 | 1.1824 | 1.1773 | 1.164 | 1.1824 | 1.1773 | 1.164 | -0.58369 | -121.4705 | 119.192 | -0.58369 | -121.4705 | 119.192
Line16_4_18 | 0 | 0 | 0 | 0 | 0 | 0 | 0 | 0 | 0 | 0 | 0 | 0 | 2.452e-10 | 2.1379e-10 | 1.503e-10 | -2.452e-10 | -2.1379e-10 | -1.503e-10 | 1.0935e-11 | 9.449e-11 | 2.6374e-11 | -1.0935e-11 | -9.449e-11 | -2.6374e-11 | 0 | 0 | 0 | 0 | 0 | 0 | 1.1578 | 1.1505 | 1.1361 | 1.1578 | 1.1505 | 1.1361 | -0.13418 | -121.1668 | 119.6702 | -0.13418 | -121.1668 | 119.6702
Line17_5_19 | 0.11906 | 0.12584 | 0.13335 | 0.11906 | 0.12584 | 0.13335 | 0.027496 | 0.029062 | 0.030795 | 0.027496 | 0.029062 | 0.030795 | -0.0037657 | -0.0079386 | -0.0045643 | 0.0039075 | 0.0080969 | 0.0047421 | -0.031588 | -0.032452 | -0.03466 | 0.031872 | 0.032769 | 0.035016 | 96.6752 | -17.412 | -142.8139 | -83.3248 | 162.588 | 37.1861 | 1.157 | 1.1496 | 1.1352 | 1.1678 | 1.1615 | 1.1474 | -0.12312 | -121.1579 | 119.6842 | -0.31439 | -121.2913 | 119.4736
Line1_1_3 | 0.099658 | 0.10473 | 0.11182 | 0.099658 | 0.10473 | 0.11182 | 0.023015 | 0.024187 | 0.025825 | 0.023015 | 0.024187 | 0.025825 | -0.0027805 | -0.0063908 | -0.003629 | 0.0028799 | 0.0065005 | 0.003754 | -0.026232 | -0.026765 | -0.028774 | 0.02643 | 0.026985 | 0.029024 | 96.1225 | -17.5927 | -142.9125 | -83.8775 | 162.4073 | 37.0875 | 1.1461 | 1.1377 | 1.123 | 1.1552 | 1.1476 | 1.1332 | 0.071775 | -121.0218 | 119.8993 | -0.095944 | -121.1369 | 119.7177
Line2_1_4 | 0.12733 | 0.13486 | 0.14246 | 0.12733 | 0.13486 | 0.14246 | 0.029405 | 0.031146 | 0.0329 | 0.029405 | 0.031146 | 0.0329 | -0.004012 | -0.0083805 | -0.0047189 | 0.0041741 | 0.0085624 | 0.0049218 | -0.033463 | -0.03443 | -0.036645 | 0.033787 | 0.034793 | 0.037051 | 96.9085 | -17.3415 | -142.7629 | -83.0915 | 162.6585 | 37.2371 | 1.1461 | 1.1377 | 1.123 | 1.1578 | 1.1505 | 1.1361 | 0.071775 | -121.0218 | 119.8993 | -0.13418 | -121.1668 | 119.6702
Line3_1_5 | 0.11906 | 0.12584 | 0.13335 | 0.11906 | 0.12584 | 0.13335 | 0.027496 | 0.029062 | 0.030795 | 0.027496 | 0.029062 | 0.030795 | -0.003624 | -0.0077802 | -0.0043865 | 0.0037657 | 0.0079386 | 0.0045643 | -0.031305 | -0.032135 | -0.034305 | 0.031588 | 0.032452 | 0.03466 | 96.6752 | -17.412 | -142.8139 | -83.3248 | 162.588 | 37.1861 | 1.1461 | 1.1377 | 1.123 | 1.157 | 1.1496 | 1.1352 | 0.071775 | -121.0218 | 119.8993 | -0.12312 | -121.1579 | 119.6842
Line4_2_6 | 0.1118 | 0.11793 | 0.12532 | 0.1118 | 0.11793 | 0.12532 | 0.025819 | 0.027235 | 0.028941 | 0.025819 | 0.027235 | 0.028941 | -0.0034223 | -0.0073962 | -0.0042567 | 0.0035473 | 0.0075353 | 0.0044137 | -0.029659 | -0.030402 | -0.032556 | 0.029909 | 0.03068 | 0.03287 | 96.469 | -17.4769 | -142.8542 | -83.531 | 162.5231 | 37.1458 | 1.1563 | 1.1488 | 1.1345 | 1.1665 | 1.16 | 1.146 | -0.11316 | -121.1501 | 119.6966 | -0.29486 | -121.2759 | 119.4979
Line5_6_7 | 0.1118 | 0.11793 | 0.12532 | 0.1118 | 0.11793 | 0.12532 | 0.025819 | 0.027235 | 0.028941 | 0.025819 | 0.027235 | 0.028941 | -0.0035473 | -0.0075353 | -0.0044137 | 0.0036723 | 0.0076743 | 0.0045708 | -0.029909 | -0.03068 | -0.03287 | 0.030159 | 0.030958 | 0.033184 | 96.469 | -17.4769 | -142.8542 | -83.531 | 162.5231 | 37.1458 | 1.1665 | 1.16 | 1.146 | 1.1767 | 1.1711 | 1.1574 | -0.29486 | -121.2759 | 119.4979 | -0.47342 | -121.3994 | 119.3032
Line6_7_8 | 0 | 0 | 0 | 0 | 0 | 0 | 0 | 0 | 0 | 0 | 0 | 0 | 9.9303e-10 | 9.2041e-10 | 7.324e-10 | -9.9303e-10 | -9.2041e-10 | -7.324e-10 | 1.1764e-10 | 3.4607e-10 | 1.7032e-10 | -1.1764e-10 | -3.4607e-10 | -1.7032e-10 | 0 | 0 | 0 | 0 | 0 | 0 | 1.1767 | 1.1711 | 1.1574 | 1.1767 | 1.1711 | 1.1574 | -0.47342 | -121.3994 | 119.3032 | -0.47342 | -121.3994 | 119.3032
Line7_8_9 | 0 | 0 | 0 | 0 | 0 | 0 | 0 | 0 | 0 | 0 | 0 | 0 | 3.3101e-10 | 3.068e-10 | 2.4413e-10 | -3.3101e-10 | -3.068e-10 | -2.4413e-10 | 3.9214e-11 | 1.1536e-10 | 5.6775e-11 | -3.9214e-11 | -1.1536e-10 | -5.6775e-11 | 0 | 0 | 0 | 0 | 0 | 0 | 1.1767 | 1.1711 | 1.1574 | 1.1767 | 1.1711 | 1.1574 | -0.47342 | -121.3994 | 119.3032 | -0.47342 | -121.3994 | 119.3032
Line8_8_10 | 0 | 0 | 0 | 0 | 0 | 0 | 0 | 0 | 0 | 0 | 0 | 0 | 3.3101e-10 | 3.068e-10 | 2.4413e-10 | -3.3101e-10 | -3.068e-10 | -2.4413e-10 | 3.9214e-11 | 1.1536e-10 | 5.6775e-11 | -3.9214e-11 | -1.1535e-10 | -5.6775e-11 | 0 | 0 | 0 | 0 | 0 | 0 | 1.1767 | 1.1711 | 1.1574 | 1.1767 | 1.1711 | 1.1574 | -0.47342 | -121.3994 | 119.3032 | -0.47342 | -121.3994 | 119.3032
Line9_3_11 | 0.099658 | 0.10473 | 0.11182 | 0.099658 | 0.10473 | 0.11182 | 0.023015 | 0.024187 | 0.025825 | 0.023015 | 0.024187 | 0.025825 | -0.0028799 | -0.0065005 | -0.003754 | 0.0029792 | 0.0066102 | 0.0038791 | -0.02643 | -0.026985 | -0.029024 | 0.026629 | 0.027204 | 0.029274 | 96.1225 | -17.5927 | -142.9125 | -83.8775 | 162.4073 | 37.0875 | 1.1552 | 1.1476 | 1.1332 | 1.1642 | 1.1575 | 1.1435 | -0.095944 | -121.1369 | 119.7177 | -0.26106 | -121.25 | 119.5393

## LL_max_fault_10
name | pf_ikss_a_from_ka | pf_ikss_b_from_ka | pf_ikss_c_from_ka | pf_ikss_a_to_ka | pf_ikss_b_to_ka | pf_ikss_c_to_ka | pf_skss_a_from_mw | pf_skss_b_from_mw | pf_skss_c_from_mw | pf_skss_a_to_mw | pf_skss_b_to_mw | pf_skss_c_to_mw | pf_p_a_from_mw | pf_p_b_from_mw | pf_p_c_from_mw | pf_p_a_to_mw | pf_p_b_to_mw | pf_p_c_to_mw | pf_q_a_from_mvar | pf_q_b_from_mvar | pf_q_c_from_mvar | pf_q_a_to_mvar | pf_q_b_to_mvar | pf_q_c_to_mvar | pf_ikss_a_from_degree | pf_ikss_b_from_degree | pf_ikss_c_from_degree | pf_ikss_a_to_degree | pf_ikss_b_to_degree | pf_ikss_c_to_degree | pf_vm_a_from_pu | pf_vm_b_from_pu | pf_vm_c_from_pu | pf_vm_a_to_pu | pf_vm_b_to_pu | pf_vm_c_to_pu | pf_va_a_from_degree | pf_va_b_from_degree | pf_va_c_from_degree | pf_va_a_to_degree | pf_va_b_to_degree | pf_va_c_to_degree
Line0_1_2 | 0.11261 | 0.11849 | 0.12559 | 0.11261 | 0.11849 | 0.12559 | 0.026006 | 0.027364 | 0.029004 | 0.026006 | 0.027364 | 0.029004 | -0.0033122 | -0.0071442 | -0.0040777 | 0.003439 | 0.0072846 | 0.0042354 | -0.029686 | -0.030371 | -0.032389 | 0.02994 | 0.030652 | 0.032704 | 96.4403 | -17.7792 | -142.9227 | -83.5597 | 162.2208 | 37.0773 | 1.1486 | 1.1402 | 1.1255 | 1.1589 | 1.1514 | 1.137 | 0.074002 | -121.0162 | 119.9016 | -0.11213 | -121.1478 | 119.6982
Line10_11_12 | 0.10079 | 0.10569 | 0.11252 | 0.10079 | 0.10569 | 0.11252 | 0.023276 | 0.024407 | 0.025986 | 0.023276 | 0.024407 | 0.025986 | -0.0030128 | -0.0065392 | -0.0038733 | 0.0031144 | 0.0066509 | 0.0039999 | -0.026993 | -0.02755 | -0.029529 | 0.027197 | 0.027773 | 0.029782 | 96.1065 | -17.8986 | -142.9884 | -83.8935 | 162.1014 | 37.0116 | 1.1669 | 1.1601 | 1.1461 | 1.1761 | 1.1701 | 1.1564 | -0.26212 | -121.2512 | 119.5388 | -0.42625 | -121.3657 | 119.3622
Line11_12_13 | 0.10079 | 0.10569 | 0.11252 | 0.10079 | 0.10569 | 0.11252 | 0.023276 | 0.024407 | 0.025986 | 0.023276 | 0.024407 | 0.025986 | -0.0031144 | -0.0066509 | -0.0039999 | 0.003216 | 0.0067626 | 0.0041265 | -0.027197 | -0.027773 | -0.029782 | 0.0274 | 0.027997 | 0.030035 | 96.1065 | -17.8986 | -142.9884 | -83.8935 | 162.1014 | 37.0116 | 1.1761 | 1.1701 | 1.1564 | 1.1853 | 1.1801 | 1.1667 | -0.42625 | -121.3657 | 119.3622 | -0.58785 | -121.4783 | 119.1888
Line12_13_15 | 0 | 0 | 0 | 0 | 0 | 0 | 0 | 0 | 0 | 0 | 0 | 0 | 1.1122e-09 | 1.044e-09 | 8.5756e-10 | -1.1122e-09 | -1.044e-09 | -8.5756e-10 | 1.4714e-10 | 3.6838e-10 | 1.9988e-10 | -1.4714e-10 | -3.6838e-10 | -1.9988e-10 | 0 | 0 | 0 | 0 | 0 | 0 | 1.1853 | 1.1801 | 1.1667 | 1.1853 | 1.1801 | 1.1667 | -0.58785 | -121.4783 | 119.1888 | -0.58785 | -121.4783 | 119.1888
Line13_13_14 | 0.10079 | 0.10569 | 0.11252 | 0.10079 | 0.10569 | 0.11252 | 0.023276 | 0.024407 | 0.025986 | 0.023276 | 0.024407 | 0.025986 | -0.003216 | -0.0067626 | -0.0041265 | 0.0033176 | 0.0068743 | 0.0042531 | -0.0274 | -0.027997 | -0.030035 | 0.027603 | 0.02822 | 0.030289 | 96.1065 | -17.8986 | -142.9884 | -83.8935 | 162.1014 | 37.0116 | 1.1853 | 1.1801 | 1.1667 | 1.1944 | 1.19 | 1.177 | -0.58785 | -121.4783 | 119.1888 | -0.74696 | -121.589 | 119.0184
Line14_15_16 | 0 | 0 | 0 | 0 | 0 | 0 | 0 | 0 | 0 | 0 | 0 | 0 | 7.415e-10 | 6.9597e-10 | 5.717e-10 | -7.415e-10 | -6.9597e-10 | -5.717e-10 | 9.8093e-11 | 2.4558e-10 | 1.3325e-10 | -9.8093e-11 | -2.4558e-10 | -1.3325e-10 | 0 | 0 | 0 | 0 | 0 | 0 | 1.1853 | 1.1801 | 1.1667 | 1.1853 | 1.1801 | 1.1667 | -0.58785 | -121.4783 | 119.1888 | -0.58785 | -121.4783 | 119.1888
Line15_16_17 | 0 | 0 | 0 | 0 | 0 | 0 | 0 | 0 | 0 | 0 | 0 | 0 | 3.7075e-10 | 3.4799e-10 | 2.8585e-10 | -3.7075e-10 | -3.4799e-10 | -2.8585e-10 | 4.9046e-11 | 1.2279e-10 | 6.6625e-11 | -4.9046e-11 | -1.2279e-10 | -6.6625e-11 | 0 | 0 | 0 | 0 | 0 | 0 | 1.1853 | 1.1801 | 1.1667 | 1.1853 | 1.1801 | 1.1667 | -0.58785 | -121.4783 | 119.1888 | -0.58785 | -121.4783 | 119.1888
Line16_4_18 | 0 | 0 | 0 | 0 | 0 | 0 | 0 | 0 | 0 | 0 | 0 | 0 | 2.5633e-10 | 2.2466e-10 | 1.6087e-10 | -2.5633e-10 | -2.2466e-10 | -1.6087e-10 | 1.0815e-11 | 9.447e-11 | 2.6213e-11 | -1.0816e-11 | -9.447e-11 | -2.6213e-11 | 0 | 0 | 0 | 0 | 0 | 0 | 1.1602 | 1.1529 | 1.1385 | 1.1602 | 1.1529 | 1.1385 | -0.13242 | -121.1641 | 119.6729 | -0.13242 | -121.1641 | 119.6729
Line17_5_19 | 0.11963 | 0.12611 | 0.13332 | 0.11963 | 0.12611 | 0.13332 | 0.027626 | 0.029123 | 0.030788 | 0.027626 | 0.029123 | 0.030788 | -0.0037703 | -0.0078004 | -0.0045327 | 0.0039134 | 0.0079594 | 0.0047105 | -0.03181 | -0.032633 | -0.034734 | 0.032096 | 0.032951 | 0.035089 | 96.6376 | -17.7122 | -142.8787 | -83.3624 | 162.2878 | 37.1213 | 1.1595 | 1.1521 | 1.1377 | 1.1704 | 1.164 | 1.1499 | -0.12177 | -121.1554 | 119.6862 | -0.31389 | -121.2919 | 119.4755
Line1_1_3 | 0.10079 | 0.10569 | 0.11252 | 0.10079 | 0.10569 | 0.11252 | 0.023276 | 0.024407 | 0.025986 | 0.023276 | 0.024407 | 0.025986 | -0.0028097 | -0.0063158 | -0.0036201 | 0.0029113 | 0.0064275 | 0.0037467 | -0.026587 | -0.027103 | -0.029023 | 0.02679 | 0.027326 | 0.029276 | 96.1065 | -17.8986 | -142.9884 | -83.8935 | 162.1014 | 37.0116 | 1.1486 | 1.1402 | 1.1255 | 1.1578 | 1.1502 | 1.1358 | 0.074002 | -121.0162 | 119.9016 | -0.095385 | -121.1347 | 119.7185
Line2_1_4 | 0.12758 | 0.13475 | 0.14204 | 0.12758 | 0.13475 | 0.14204 | 0.029463 | 0.03112 | 0.032804 | 0.029463 | 0.03112 | 0.032804 | -0.0039987 | -0.0082092 | -0.0046749 | 0.0041615 | 0.0083908 | 0.0048766 | -0.033605 | -0.03452 | -0.036624 | 0.03393 | 0.034884 | 0.037028 | 96.86 | -17.6393 | -142.8243 | -83.14 | 162.3607 | 37.1757 | 1.1486 | 1.1402 | 1.1255 | 1.1602 | 1.1529 | 1.1385 | 0.074002 | -121.0162 | 119.9016 | -0.13242 | -121.1641 | 119.6729
Line3_1_5 | 0.11963 | 0.12611 | 0.13332 | 0.11963 | 0.12611 | 0.13332 | 0.027626 | 0.029123 | 0.030788 | 0.027626 | 0.029123 | 0.030788 | -0.0036272 | -0.0076414 | -0.004355 | 0.0037703 | 0.0078004 | 0.0045327 | -0.031524 | -0.032315 | -0.034378 | 0.03181 | 0.032633 | 0.034734 | 96.6376 | -17.7122 | -142.8787 | -83.3624 | 162.2878 | 37.1213 | 1.1486 | 1.1402 | 1.1255 | 1.1595 | 1.1521 | 1.1377 | 0.074002 | -121.0162 | 119.9016 | -0.12177 | -121.1554 | 119.6862
Line4_2_6 | 0.11261 | 0.11849 | 0.12559 | 0.11261 | 0.11849 | 0.12559 | 0.026006 | 0.027364 | 0.029004 | 0.026006 | 0.027364 | 0.029004 | -0.003439 | -0.0072846 | -0.0042354 | 0.0035658 | 0.007425 | 0.0043931 | -0.02994 | -0.030652 | -0.032704 | 0.030194 | 0.030933 | 0.03302 | 96.4403 | -17.7792 | -142.9227 | -83.5597 | 162.2208 | 37.0773 | 1.1589 | 1.1514 | 1.137 | 1.1691 | 1.1625 | 1.1485 | -0.11213 | -121.1478 | 119.6982 | -0.295 | -121.2768 | 119.4988
Line5_6_7 | 0.11261 | 0.11849 | 0.12559 | 0.11261 | 0.11849 | 0.12559 | 0.026006 | 0.027364 | 0.029004 | 0.026006 | 0.027364 | 0.029004 | -0.0035658 | -0.007425 | -0.0043931 | 0.0036926 | 0.0075654 | 0.0045509 | -0.030194 | -0.030933 | -0.03302 | 0.030447 | 0.031214 | 0.033335 | 96.4403 | -17.7792 | -142.9227 | -83.5597 | 162.2208 | 37.0773 | 1.1691 | 1.1625 | 1.1485 | 1.1794 | 1.1737 | 1.16 | -0.295 | -121.2768 | 119.4988 | -0.47468 | -121.4035 | 119.3034
Line6_7_8 | 0 | 0 | 0 | 0 | 0 | 0 | 0 | 0 | 0 | 0 | 0 | 0 | 1.0302e-09 | 9.5616e-10 | 7.6668e-10 | -1.0302e-09 | -9.5616e-10 | -7.6668e-10 | 1.1823e-10 | 3.4785e-10 | 1.7065e-10 | -1.1823e-10 | -3.4785e-10 | -1.7065e-10 | 0 | 0 | 0 | 0 | 0 | 0 | 1.1794 | 1.1737 | 1.16 | 1.1794 | 1.1737 | 1.16 | -0.47468 | -121.4035 | 119.3034 | -0.47468 | -121.4035 | 119.3034
Line7_8_9 | 0 | 0 | 0 | 0 | 0 | 0 | 0 | 0 | 0 | 0 | 0 | 0 | 3.4338e-10 | 3.1872e-10 | 2.5556e-10 | -3.4338e-10 | -3.1872e-10 | -2.5556e-10 | 3.9408e-11 | 1.1595e-10 | 5.6883e-11 | -3.9409e-11 | -1.1595e-10 | -5.6883e-11 | 0 | 0 | 0 | 0 | 0 | 0 | 1.1794 | 1.1737 | 1.16 | 1.1794 | 1.1737 | 1.16 | -0.47468 | -121.4035 | 119.3034 | -0.47468 | -121.4035 | 119.3034
Line8_8_10 | 0 | 0 | 0 | 0 | 0 | 0 | 0 | 0 | 0 | 0 | 0 | 0 | 3.4338e-10 | 3.1872e-10 | 2.5556e-10 | -3.4338e-10 | -3.1872e-10 | -2.5556e-10 | 3.9408e-11 | 1.1595e-10 | 5.6883e-11 | -3.9408e-11 | -1.1595e-10 | -5.6883e-11 | 0 | 0 | 0 | 0 | 0 | 0 | 1.1794 | 1.1737 | 1.16 | 1.1794 | 1.1737 | 1.16 | -0.47468 | -121.4035 | 119.3034 | -0.47468 | -121.4035 | 119.3034
Line9_3_11 | 0.10079 | 0.10569 | 0.11252 | 0.10079 | 0.10569 | 0.11252 | 0.023276 | 0.024407 | 0.025986 | 0.023276 | 0.024407 | 0.025986 | -0.0029113 | -0.0064275 | -0.0037467 | 0.0030128 | 0.0065392 | 0.0038733 | -0.02679 | -0.027326 | -0.029276 | 0.026993 | 0.02755 | 0.029529 | 96.1065 | -17.8986 | -142.9884 | -83.8935 | 162.1014 | 37.0116 | 1.1578 | 1.1502 | 1.1358 | 1.1669 | 1.1601 | 1.1461 | -0.095385 | -121.1347 | 119.7185 | -0.26212 | -121.2512 | 119.5388

## LL_min_6
name | pf_ikss_a_from_ka | pf_ikss_b_from_ka | pf_ikss_c_from_ka | pf_ikss_a_to_ka | pf_ikss_b_to_ka | pf_ikss_c_to_ka | pf_skss_a_from_mw | pf_skss_b_from_mw | pf_skss_c_from_mw | pf_skss_a_to_mw | pf_skss_b_to_mw | pf_skss_c_to_mw | pf_p_a_from_mw | pf_p_b_from_mw | pf_p_c_from_mw | pf_p_a_to_mw | pf_p_b_to_mw | pf_p_c_to_mw | pf_q_a_from_mvar | pf_q_b_from_mvar | pf_q_c_from_mvar | pf_q_a_to_mvar | pf_q_b_to_mvar | pf_q_c_to_mvar | pf_ikss_a_from_degree | pf_ikss_b_from_degree | pf_ikss_c_from_degree | pf_ikss_a_to_degree | pf_ikss_b_to_degree | pf_ikss_c_to_degree | pf_vm_a_from_pu | pf_vm_b_from_pu | pf_vm_c_from_pu | pf_vm_a_to_pu | pf_vm_b_to_pu | pf_vm_c_to_pu | pf_va_a_from_degree | pf_va_b_from_degree | pf_va_c_from_degree | pf_va_a_to_degree | pf_va_b_to_degree | pf_va_c_to_degree
Line0_1_2 | 0.0024038 | 0.014198 | 0.012011 | 0.0024038 | 0.014198 | 0.012011 | 0.00055514 | 0.0032789 | 0.0027739 | 0.00055514 | 0.0032789 | 0.0027739 | -0.00053524 | -0.0016287 | 0.0013584 | 0.00053535 | 0.0016326 | -0.0013556 | -0.00014805 | 0.0001814 | -0.00028824 | 0.00014816 | -0.00017736 | 0.00029113 | 164.5927 | 7.0317 | -168.5871 | -15.4073 | -172.9683 | 11.4129 | 1.0003 | 0.49981 | 0.5006 | 1.0006 | 0.50084 | 0.49984 | 0.054192 | -179.3232 | 179.4326 | 0.062631 | -179.1685 | 179.2922
Line10_11_12 | 0.0023894 | 0.014153 | 0.011977 | 0.0023894 | 0.014153 | 0.011977 | 0.00055181 | 0.0032686 | 0.0027661 | 0.00055181 | 0.0032686 | 0.0027661 | -0.00053285 | -0.0016309 | 0.0013486 | 0.00053296 | 0.0016347 | -0.0013458 | -0.00014517 | 0.00017647 | -0.00029541 | 0.00014528 | -0.00017246 | 0.00029828 | 164.8314 | 7.1608 | -168.4924 | -15.1686 | -172.8392 | 11.5076 | 1.0008 | 0.50187 | 0.49909 | 1.0011 | 0.50291 | 0.49835 | 0.071081 | -179.0148 | 179.1519 | 0.079519 | -178.8615 | 179.0109
Line11_12_13 | 0.0023894 | 0.014153 | 0.011977 | 0.0023894 | 0.014153 | 0.011977 | 0.00055181 | 0.0032686 | 0.0027661 | 0.00055181 | 0.0032686 | 0.0027661 | -0.00053296 | -0.0016347 | 0.0013458 | 0.00053307 | 0.0016386 | -0.001343 | -0.00014528 | 0.00017246 | -0.00029828 | 0.0001454 | -0.00016845 | 0.00030114 | 164.8314 | 7.1608 | -168.4924 | -15.1686 | -172.8392 | 11.5076 | 1.0011 | 0.50291 | 0.49835 | 1.0013 | 0.50396 | 0.4976 | 0.079519 | -178.8615 | 179.0109 | 0.087954 | -178.7089 | 178.8694
Line12_13_15 | 0 | 0 | 0 | 0 | 0 | 0 | 0 | 0 | 0 | 0 | 0 | 0 | 1.4699e-11 | -8.5526e-11 | -1.0614e-10 | -1.4699e-11 | 8.5526e-11 | 1.0614e-10 | -1.6909e-11 | 4.7372e-09 | -4.6853e-09 | 1.6908e-11 | -4.7372e-09 | 4.6853e-09 | 0 | 0 | 0 | 0 | 0 | 0 | 1.0013 | 0.50396 | 0.4976 | 1.0013 | 0.50396 | 0.4976 | 0.087954 | -178.7089 | 178.8694 | 0.087954 | -178.7089 | 178.8694
Line13_13_14 | 0.0023894 | 0.014153 | 0.011977 | 0.0023894 | 0.014153 | 0.011977 | 0.00055181 | 0.0032685 | 0.0027661 | 0.00055181 | 0.0032685 | 0.0027661 | -0.00053307 | -0.0016386 | 0.001343 | 0.00053318 | 0.0016424 | -0.0013403 | -0.0001454 | 0.00016845 | -0.00030114 | 0.00014551 | -0.00016444 | 0.00030401 | 164.8314 | 7.1605 | -168.4927 | -15.1686 | -172.8395 | 11.5073 | 1.0013 | 0.50396 | 0.4976 | 1.0016 | 0.505 | 0.49686 | 0.087954 | -178.7089 | 178.8694 | 0.096383 | -178.5569 | 178.7276
Line14_15_16 | 0 | 0 | 0 | 0 | 0 | 0 | 0 | 0 | 0 | 0 | 0 | 0 | 9.799e-12 | -5.7018e-11 | -7.0758e-11 | -9.799e-12 | 5.7017e-11 | 7.0758e-11 | -1.1272e-11 | 3.1581e-09 | -3.1236e-09 | 1.1272e-11 | -3.1581e-09 | 3.1236e-09 | 0 | 0 | 0 | 0 | 0 | 0 | 1.0013 | 0.50396 | 0.4976 | 1.0013 | 0.50396 | 0.4976 | 0.087954 | -178.7089 | 178.8694 | 0.087954 | -178.7089 | 178.8694
Line15_16_17 | 0 | 0 | 0 | 0 | 0 | 0 | 0 | 0 | 0 | 0 | 0 | 0 | 4.8998e-12 | -2.8509e-11 | -3.5379e-11 | -4.8997e-12 | 2.8509e-11 | 3.5379e-11 | -5.6362e-12 | 1.5791e-09 | -1.5618e-09 | 5.6362e-12 | -1.5791e-09 | 1.5618e-09 | 0 | 0 | 0 | 0 | 0 | 0 | 1.0013 | 0.50396 | 0.4976 | 1.0013 | 0.50396 | 0.4976 | 0.087954 | -178.7089 | 178.8694 | 0.087954 | -178.7089 | 178.8694
Line16_4_18 | 0 | 0 | 0 | 0 | 0 | 0 | 0 | 0 | 0 | 0 | 0 | 0 | 2.2011e-12 | -2.1427e-11 | -1.9841e-11 | -2.201e-12 | 2.1427e-11 | 1.9841e-11 | -4.0099e-12 | 1.5769e-09 | -1.5758e-09 | 4.01e-12 | -1.5769e-09 | 1.5758e-09 | 0 | 0 | 0 | 0 | 0 | 0 | 1.0006 | 0.50085 | 0.49984 | 1.0006 | 0.50085 | 0.49984 | 0.062622 | -179.1682 | 179.2919 | 0.062622 | -179.1682 | 179.2919
Line17_5_19 | 0.0024111 | 0.01422 | 0.012028 | 0.0024111 | 0.01422 | 0.012028 | 0.00055682 | 0.0032841 | 0.0027778 | 0.00055682 | 0.0032841 | 0.0027778 | -0.00053665 | -0.0016354 | 0.0013577 | 0.00053676 | 0.0016393 | -0.001355 | -0.00014973 | 0.00017578 | -0.0002904 | 0.00014985 | -0.00017174 | 0.0002933 | 164.4729 | 6.9667 | -168.635 | -15.5271 | -173.0333 | 11.365 | 1.0006 | 0.50085 | 0.49984 | 1.0008 | 0.50189 | 0.49908 | 0.062626 | -179.1684 | 179.2921 | 0.071056 | -179.0141 | 179.1511
Line1_1_3 | 0.0023894 | 0.014153 | 0.011977 | 0.0023894 | 0.014153 | 0.011977 | 0.00055181 | 0.0032686 | 0.0027661 | 0.00055181 | 0.0032686 | 0.0027661 | -0.00053263 | -0.0016232 | 0.0013541 | 0.00053274 | 0.001627 | -0.0013513 | -0.00014494 | 0.00018448 | -0.00028967 | 0.00014506 | -0.00018048 | 0.00029254 | 164.8314 | 7.1609 | -168.4923 | -15.1686 | -172.8391 | 11.5077 | 1.0003 | 0.49981 | 0.5006 | 1.0006 | 0.50084 | 0.49985 | 0.054192 | -179.3232 | 179.4326 | 0.062639 | -179.1687 | 179.2924
Line2_1_4 | 0.0024184 | 0.014243 | 0.012045 | 0.0024184 | 0.014243 | 0.012045 | 0.0005585 | 0.0032893 | 0.0027817 | 0.0005585 | 0.0032893 | 0.0027817 | -0.00053784 | -0.0016343 | 0.0013627 | 0.00053796 | 0.0016382 | -0.0013599 | -0.0001512 | 0.00017826 | -0.00028678 | 0.00015131 | -0.0001742 | 0.00028969 | 164.3526 | 6.9017 | -168.6826 | -15.6474 | -173.0983 | 11.3174 | 1.0003 | 0.49981 | 0.5006 | 1.0006 | 0.50085 | 0.49984 | 0.054192 | -179.3232 | 179.4326 | 0.062622 | -179.1682 | 179.2919
Line3_1_5 | 0.0024111 | 0.01422 | 0.012028 | 0.0024111 | 0.01422 | 0.012028 | 0.00055682 | 0.0032841 | 0.0027778 | 0.00055682 | 0.0032841 | 0.0027778 | -0.00053654 | -0.0016315 | 0.0013605 | 0.00053665 | 0.0016354 | -0.0013577 | -0.00014962 | 0.00017983 | -0.00028751 | 0.00014973 | -0.00017579 | 0.0002904 | 164.4729 | 6.9667 | -168.635 | -15.5271 | -173.0333 | 11.365 | 1.0003 | 0.49981 | 0.5006 | 1.0006 | 0.50085 | 0.49984 | 0.054192 | -179.3232 | 179.4326 | 0.062626 | -179.1684 | 179.2921
Line4_2_6 | 0.0024038 | 0.014198 | 0.012011 | 0.0024038 | 0.014198 | 0.012011 | 0.00055514 | 0.0032789 | 0.0027739 | 0.00055514 | 0.0032789 | 0.0027739 | -0.00053535 | -0.0016326 | 0.0013556 | 0.00053546 | 0.0016365 | -0.0013528 | -0.00014816 | 0.00017736 | -0.00029112 | 0.00014828 | -0.00017333 | 0.00029401 | 164.5927 | 7.0317 | -168.5872 | -15.4073 | -172.9683 | 11.4128 | 1.0006 | 0.50084 | 0.49984 | 1.0008 | 0.50189 | 0.49909 | 0.062631 | -179.1685 | 179.2922 | 0.071065 | -179.0144 | 179.1514
Line5_6_7 | 0.0024038 | 0.014198 | 0.012011 | 0.0024038 | 0.014198 | 0.012011 | 0.00055514 | 0.0032789 | 0.0027739 | 0.00055514 | 0.0032789 | 0.0027739 | -0.00053546 | -0.0016365 | 0.0013528 | 0.00053557 | 0.0016403 | -0.0013501 | -0.00014828 | 0.00017333 | -0.00029401 | 0.00014839 | -0.0001693 | 0.00029689 | 164.5927 | 7.0316 | -168.5873 | -15.4073 | -172.9684 | 11.4127 | 1.0008 | 0.50189 | 0.49909 | 1.0011 | 0.50293 | 0.49833 | 0.071065 | -179.0144 | 179.1514 | 0.079495 | -178.8609 | 179.0101
Line6_7_8 | 0 | 0 | 0 | 0 | 0 | 0 | 0 | 0 | 0 | 0 | 0 | 0 | 1.2052e-11 | -7.847e-11 | -9.0744e-11 | -1.2052e-11 | 7.847e-11 | 9.0744e-11 | -1.5278e-11 | 4.7351e-09 | -4.6992e-09 | 1.5278e-11 | -4.7351e-09 | 4.6992e-09 | 0 | 0 | 0 | 0 | 0 | 0 | 1.0011 | 0.50293 | 0.49833 | 1.0011 | 0.50293 | 0.49833 | 0.079495 | -178.8609 | 179.0101 | 0.079495 | -178.8609 | 179.0101
Line7_8_9 | 0 | 0 | 0 | 0 | 0 | 0 | 0 | 0 | 0 | 0 | 0 | 0 | 4.0173e-12 | -2.6156e-11 | -3.0248e-11 | -4.0173e-12 | 2.6156e-11 | 3.0248e-11 | -5.0928e-12 | 1.5784e-09 | -1.5664e-09 | 5.0927e-12 | -1.5784e-09 | 1.5664e-09 | 0 | 0 | 0 | 0 | 0 | 0 | 1.0011 | 0.50293 | 0.49833 | 1.0011 | 0.50293 | 0.49833 | 0.079495 | -178.8609 | 179.0101 | 0.079495 | -178.8609 | 179.0101
Line8_8_10 | 0 | 0 | 0 | 0 | 0 | 0 | 0 | 0 | 0 | 0 | 0 | 0 | 4.0174e-12 | -2.6156e-11 | -3.0248e-11 | -4.0174e-12 | 2.6156e-11 | 3.0248e-11 | -5.0929e-12 | 1.5784e-09 | -1.5664e-09 | 5.0928e-12 | -1.5784e-09 | 1.5664e-09 | 0 | 0 | 0 | 0 | 0 | 0 | 1.0011 | 0.50293 | 0.49833 | 1.0011 | 0.50293 | 0.49833 | 0.079495 | -178.8609 | 179.0101 | 0.079495 | -178.8609 | 179.0101
Line9_3_11 | 0.0023894 | 0.014153 | 0.011977 | 0.0023894 | 0.014153 | 0.011977 | 0.00055181 | 0.0032686 | 0.0027661 | 0.00055181 | 0.0032686 | 0.0027661 | -0.00053274 | -0.001627 | 0.0013513 | 0.00053285 | 0.0016309 | -0.0013486 | -0.00014506 | 0.00018048 | -0.00029254 | 0.00014517 | -0.00017647 | 0.00029541 | 164.8314 | 7.1609 | -168.4923 | -15.1686 | -172.8391 | 11.5077 | 1.0006 | 0.50084 | 0.49985 | 1.0008 | 0.50187 | 0.49909 | 0.062639 | -179.1687 | 179.2924 | 0.071081 | -179.0148 | 179.1519

## LL_min_10
name | pf_ikss_a_from_ka | pf_ikss_b_from_ka | pf_ikss_c_from_ka | pf_ikss_a_to_ka | pf_ikss_b_to_ka | pf_ikss_c_to_ka | pf_skss_a_from_mw | pf_skss_b_from_mw | pf_skss_c_from_mw | pf_skss_a_to_mw | pf_skss_b_to_mw | pf_skss_c_to_mw | pf_p_a_from_mw | pf_p_b_from_mw | pf_p_c_from_mw | pf_p_a_to_mw | pf_p_b_to_mw | pf_p_c_to_mw | pf_q_a_from_mvar | pf_q_b_from_mvar | pf_q_c_from_mvar | pf_q_a_to_mvar | pf_q_b_to_mvar | pf_q_c_to_mvar | pf_ikss_a_from_degree | pf_ikss_b_from_degree | pf_ikss_c_from_degree | pf_ikss_a_to_degree | pf_ikss_b_to_degree | pf_ikss_c_to_degree | pf_vm_a_from_pu | pf_vm_b_from_pu | pf_vm_c_from_pu | pf_vm_a_to_pu | pf_vm_b_to_pu | pf_vm_c_to_pu | pf_va_a_from_degree | pf_va_b_from_degree | pf_va_c_from_degree | pf_va_a_to_degree | pf_va_b_to_degree | pf_va_c_to_degree
Line0_1_2 | 0.0024038 | 0.014198 | 0.012011 | 0.0024038 | 0.014198 | 0.012011 | 0.00055514 | 0.0032789 | 0.0027739 | 0.00055514 | 0.0032789 | 0.0027739 | -0.00053524 | -0.0016287 | 0.0013584 | 0.00053535 | 0.0016326 | -0.0013556 | -0.00014805 | 0.0001814 | -0.00028824 | 0.00014816 | -0.00017736 | 0.00029113 | 164.5927 | 7.0317 | -168.5871 | -15.4073 | -172.9683 | 11.4129 | 1.0003 | 0.49981 | 0.5006 | 1.0006 | 0.50084 | 0.49984 | 0.054192 | -179.3232 | 179.4326 | 0.062631 | -179.1685 | 179.2922
Line10_11_12 | 0.0023894 | 0.014153 | 0.011977 | 0.0023894 | 0.014153 | 0.011977 | 0.00055181 | 0.0032686 | 0.0027661 | 0.00055181 | 0.0032686 | 0.0027661 | -0.00053285 | -0.0016309 | 0.0013486 | 0.00053296 | 0.0016347 | -0.0013458 | -0.00014517 | 0.00017647 | -0.00029541 | 0.00014528 | -0.00017246 | 0.00029828 | 164.8314 | 7.1608 | -168.4924 | -15.1686 | -172.8392 | 11.5076 | 1.0008 | 0.50187 | 0.49909 | 1.0011 | 0.50291 | 0.49835 | 0.071081 | -179.0148 | 179.1519 | 0.079519 | -178.8615 | 179.0109
Line11_12_13 | 0.0023894 | 0.014153 | 0.011977 | 0.0023894 | 0.014153 | 0.011977 | 0.00055181 | 0.0032686 | 0.0027661 | 0.00055181 | 0.0032686 | 0.0027661 | -0.00053296 | -0.0016347 | 0.0013458 | 0.00053307 | 0.0016386 | -0.001343 | -0.00014528 | 0.00017246 | -0.00029828 | 0.0001454 | -0.00016845 | 0.00030114 | 164.8314 | 7.1608 | -168.4924 | -15.1686 | -172.8392 | 11.5076 | 1.0011 | 0.50291 | 0.49835 | 1.0013 | 0.50396 | 0.4976 | 0.079519 | -178.8615 | 179.0109 | 0.087954 | -178.7089 | 178.8694
Line12_13_15 | 0 | 0 | 0 | 0 | 0 | 0 | 0 | 0 | 0 | 0 | 0 | 0 | 1.4699e-11 | -8.5526e-11 | -1.0614e-10 | -1.4699e-11 | 8.5526e-11 | 1.0614e-10 | -1.6909e-11 | 4.7372e-09 | -4.6853e-09 | 1.6908e-11 | -4.7372e-09 | 4.6853e-09 | 0 | 0 | 0 | 0 | 0 | 0 | 1.0013 | 0.50396 | 0.4976 | 1.0013 | 0.50396 | 0.4976 | 0.087954 | -178.7089 | 178.8694 | 0.087954 | -178.7089 | 178.8694
Line13_13_14 | 0.0023894 | 0.014153 | 0.011977 | 0.0023894 | 0.014153 | 0.011977 | 0.00055181 | 0.0032685 | 0.0027661 | 0.00055181 | 0.0032685 | 0.0027661 | -0.00053307 | -0.0016386 | 0.001343 | 0.00053318 | 0.0016424 | -0.0013403 | -0.0001454 | 0.00016845 | -0.00030114 | 0.00014551 | -0.00016444 | 0.00030401 | 164.8314 | 7.1605 | -168.4927 | -15.1686 | -172.8395 | 11.5073 | 1.0013 | 0.50396 | 0.4976 | 1.0016 | 0.505 | 0.49686 | 0.087954 | -178.7089 | 178.8694 | 0.096383 | -178.5569 | 178.7276
Line14_15_16 | 0 | 0 | 0 | 0 | 0 | 0 | 0 | 0 | 0 | 0 | 0 | 0 | 9.799e-12 | -5.7018e-11 | -7.0758e-11 | -9.799e-12 | 5.7017e-11 | 7.0758e-11 | -1.1272e-11 | 3.1581e-09 | -3.1236e-09 | 1.1272e-11 | -3.1581e-09 | 3.1236e-09 | 0 | 0 | 0 | 0 | 0 | 0 | 1.0013 | 0.50396 | 0.4976 | 1.0013 | 0.50396 | 0.4976 | 0.087954 | -178.7089 | 178.8694 | 0.087954 | -178.7089 | 178.8694
Line15_16_17 | 0 | 0 | 0 | 0 | 0 | 0 | 0 | 0 | 0 | 0 | 0 | 0 | 4.8998e-12 | -2.8509e-11 | -3.5379e-11 | -4.8997e-12 | 2.8509e-11 | 3.5379e-11 | -5.6362e-12 | 1.5791e-09 | -1.5618e-09 | 5.6362e-12 | -1.5791e-09 | 1.5618e-09 | 0 | 0 | 0 | 0 | 0 | 0 | 1.0013 | 0.50396 | 0.4976 | 1.0013 | 0.50396 | 0.4976 | 0.087954 | -178.7089 | 178.8694 | 0.087954 | -178.7089 | 178.8694
Line16_4_18 | 0 | 0 | 0 | 0 | 0 | 0 | 0 | 0 | 0 | 0 | 0 | 0 | 2.2011e-12 | -2.1427e-11 | -1.9841e-11 | -2.201e-12 | 2.1427e-11 | 1.9841e-11 | -4.0099e-12 | 1.5769e-09 | -1.5758e-09 | 4.01e-12 | -1.5769e-09 | 1.5758e-09 | 0 | 0 | 0 | 0 | 0 | 0 | 1.0006 | 0.50085 | 0.49984 | 1.0006 | 0.50085 | 0.49984 | 0.062622 | -179.1682 | 179.2919 | 0.062622 | -179.1682 | 179.2919
Line17_5_19 | 0.0024111 | 0.01422 | 0.012028 | 0.0024111 | 0.01422 | 0.012028 | 0.00055682 | 0.0032841 | 0.0027778 | 0.00055682 | 0.0032841 | 0.0027778 | -0.00053665 | -0.0016354 | 0.0013577 | 0.00053676 | 0.0016393 | -0.001355 | -0.00014973 | 0.00017578 | -0.0002904 | 0.00014985 | -0.00017174 | 0.0002933 | 164.4729 | 6.9667 | -168.635 | -15.5271 | -173.0333 | 11.365 | 1.0006 | 0.50085 | 0.49984 | 1.0008 | 0.50189 | 0.49908 | 0.062626 | -179.1684 | 179.2921 | 0.071056 | -179.0141 | 179.1511
Line1_1_3 | 0.0023894 | 0.014153 | 0.011977 | 0.0023894 | 0.014153 | 0.011977 | 0.00055181 | 0.0032686 | 0.0027661 | 0.00055181 | 0.0032686 | 0.0027661 | -0.00053263 | -0.0016232 | 0.0013541 | 0.00053274 | 0.001627 | -0.0013513 | -0.00014494 | 0.00018448 | -0.00028967 | 0.00014506 | -0.00018048 | 0.00029254 | 164.8314 | 7.1609 | -168.4923 | -15.1686 | -172.8391 | 11.5077 | 1.0003 | 0.49981 | 0.5006 | 1.0006 | 0.50084 | 0.49985 | 0.054192 | -179.3232 | 179.4326 | 0.062639 | -179.1687 | 179.2924
Line2_1_4 | 0.0024184 | 0.014243 | 0.012045 | 0.0024184 | 0.014243 | 0.012045 | 0.0005585 | 0.0032893 | 0.0027817 | 0.0005585 | 0.0032893 | 0.0027817 | -0.00053784 | -0.0016343 | 0.0013627 | 0.00053796 | 0.0016382 | -0.0013599 | -0.0001512 | 0.00017826 | -0.00028678 | 0.00015131 | -0.0001742 | 0.00028969 | 164.3526 | 6.9017 | -168.6826 | -15.6474 | -173.0983 | 11.3174 | 1.0003 | 0.49981 | 0.5006 | 1.0006 | 0.50085 | 0.49984 | 0.054192 | -179.3232 | 179.4326 | 0.062622 | -179.1682 | 179.2919
Line3_1_5 | 0.0024111 | 0.01422 | 0.012028 | 0.0024111 | 0.01422 | 0.012028 | 0.00055682 | 0.0032841 | 0.0027778 | 0.00055682 | 0.0032841 | 0.0027778 | -0.00053654 | -0.0016315 | 0.0013605 | 0.00053665 | 0.0016354 | -0.0013577 | -0.00014962 | 0.00017983 | -0.00028751 | 0.00014973 | -0.00017579 | 0.0002904 | 164.4729 | 6.9667 | -168.635 | -15.5271 | -173.0333 | 11.365 | 1.0003 | 0.49981 | 0.5006 | 1.0006 | 0.50085 | 0.49984 | 0.054192 | -179.3232 | 179.4326 | 0.062626 | -179.1684 | 179.2921
Line4_2_6 | 0.0024038 | 0.014198 | 0.012011 | 0.0024038 | 0.014198 | 0.012011 | 0.00055514 | 0.0032789 | 0.0027739 | 0.00055514 | 0.0032789 | 0.0027739 | -0.00053535 | -0.0016326 | 0.0013556 | 0.00053546 | 0.0016365 | -0.0013528 | -0.00014816 | 0.00017736 | -0.00029112 | 0.00014828 | -0.00017333 | 0.00029401 | 164.5927 | 7.0317 | -168.5872 | -15.4073 | -172.9683 | 11.4128 | 1.0006 | 0.50084 | 0.49984 | 1.0008 | 0.50189 | 0.49909 | 0.062631 | -179.1685 | 179.2922 | 0.071065 | -179.0144 | 179.1514
Line5_6_7 | 0.0024038 | 0.014198 | 0.012011 | 0.0024038 | 0.014198 | 0.012011 | 0.00055514 | 0.0032789 | 0.0027739 | 0.00055514 | 0.0032789 | 0.0027739 | -0.00053546 | -0.0016365 | 0.0013528 | 0.00053557 | 0.0016403 | -0.0013501 | -0.00014828 | 0.00017333 | -0.00029401 | 0.00014839 | -0.0001693 | 0.00029689 | 164.5927 | 7.0316 | -168.5873 | -15.4073 | -172.9684 | 11.4127 | 1.0008 | 0.50189 | 0.49909 | 1.0011 | 0.50293 | 0.49833 | 0.071065 | -179.0144 | 179.1514 | 0.079495 | -178.8609 | 179.0101
Line6_7_8 | 0 | 0 | 0 | 0 | 0 | 0 | 0 | 0 | 0 | 0 | 0 | 0 | 1.2052e-11 | -7.847e-11 | -9.0744e-11 | -1.2052e-11 | 7.847e-11 | 9.0744e-11 | -1.5278e-11 | 4.7351e-09 | -4.6992e-09 | 1.5278e-11 | -4.7351e-09 | 4.6992e-09 | 0 | 0 | 0 | 0 | 0 | 0 | 1.0011 | 0.50293 | 0.49833 | 1.0011 | 0.50293 | 0.49833 | 0.079495 | -178.8609 | 179.0101 | 0.079495 | -178.8609 | 179.0101
Line7_8_9 | 0 | 0 | 0 | 0 | 0 | 0 | 0 | 0 | 0 | 0 | 0 | 0 | 4.0173e-12 | -2.6156e-11 | -3.0248e-11 | -4.0173e-12 | 2.6156e-11 | 3.0248e-11 | -5.0928e-12 | 1.5784e-09 | -1.5664e-09 | 5.0927e-12 | -1.5784e-09 | 1.5664e-09 | 0 | 0 | 0 | 0 | 0 | 0 | 1.0011 | 0.50293 | 0.49833 | 1.0011 | 0.50293 | 0.49833 | 0.079495 | -178.8609 | 179.0101 | 0.079495 | -178.8609 | 179.0101
Line8_8_10 | 0 | 0 | 0 | 0 | 0 | 0 | 0 | 0 | 0 | 0 | 0 | 0 | 4.0174e-12 | -2.6156e-11 | -3.0248e-11 | -4.0174e-12 | 2.6156e-11 | 3.0248e-11 | -5.0929e-12 | 1.5784e-09 | -1.5664e-09 | 5.0928e-12 | -1.5784e-09 | 1.5664e-09 | 0 | 0 | 0 | 0 | 0 | 0 | 1.0011 | 0.50293 | 0.49833 | 1.0011 | 0.50293 | 0.49833 | 0.079495 | -178.8609 | 179.0101 | 0.079495 | -178.8609 | 179.0101
Line9_3_11 | 0.0023894 | 0.014153 | 0.011977 | 0.0023894 | 0.014153 | 0.011977 | 0.00055181 | 0.0032686 | 0.0027661 | 0.00055181 | 0.0032686 | 0.0027661 | -0.00053274 | -0.001627 | 0.0013513 | 0.00053285 | 0.0016309 | -0.0013486 | -0.00014506 | 0.00018048 | -0.00029254 | 0.00014517 | -0.00017647 | 0.00029541 | 164.8314 | 7.1609 | -168.4923 | -15.1686 | -172.8391 | 11.5077 | 1.0006 | 0.50084 | 0.49985 | 1.0008 | 0.50187 | 0.49909 | 0.062639 | -179.1687 | 179.2924 | 0.071081 | -179.0148 | 179.1519

## LL_min_fault_6
name | pf_ikss_a_from_ka | pf_ikss_b_from_ka | pf_ikss_c_from_ka | pf_ikss_a_to_ka | pf_ikss_b_to_ka | pf_ikss_c_to_ka | pf_skss_a_from_mw | pf_skss_b_from_mw | pf_skss_c_from_mw | pf_skss_a_to_mw | pf_skss_b_to_mw | pf_skss_c_to_mw | pf_p_a_from_mw | pf_p_b_from_mw | pf_p_c_from_mw | pf_p_a_to_mw | pf_p_b_to_mw | pf_p_c_to_mw | pf_q_a_from_mvar | pf_q_b_from_mvar | pf_q_c_from_mvar | pf_q_a_to_mvar | pf_q_b_to_mvar | pf_q_c_to_mvar | pf_ikss_a_from_degree | pf_ikss_b_from_degree | pf_ikss_c_from_degree | pf_ikss_a_to_degree | pf_ikss_b_to_degree | pf_ikss_c_to_degree | pf_vm_a_from_pu | pf_vm_b_from_pu | pf_vm_c_from_pu | pf_vm_a_to_pu | pf_vm_b_to_pu | pf_vm_c_to_pu | pf_va_a_from_degree | pf_va_b_from_degree | pf_va_c_from_degree | pf_va_a_to_degree | pf_va_b_to_degree | pf_va_c_to_degree
Line0_1_2 | 8.2701e-05 | 0.00048846 | 0.00041323 | 8.2701e-05 | 0.00048846 | 0.00041323 | 1.9099e-05 | 0.00011281 | 9.5432e-05 | 1.9099e-05 | 0.00011281 | 9.5432e-05 | -1.7628e-05 | -0.00010859 | -3.1222e-05 | 1.7628e-05 | 0.00010859 | 3.1225e-05 | 7.3493e-06 | -2.5745e-05 | -8.7213e-05 | -7.3492e-06 | 2.575e-05 | 8.7216e-05 | -157.3664 | 45.0727 | -130.5462 | 22.6336 | -134.9273 | 49.4538 | 0.99999 | 0.98931 | 0.97067 | 0.99999 | 0.98936 | 0.97072 | 0.0018924 | -121.5895 | 119.7566 | 0.0024227 | -121.5876 | 119.7554
Line10_11_12 | 8.2204e-05 | 0.00048692 | 0.00041207 | 8.2204e-05 | 0.00048692 | 0.00041207 | 1.8984e-05 | 0.00011245 | 9.5163e-05 | 1.8984e-05 | 0.00011245 | 9.5163e-05 | -1.7492e-05 | -0.00010831 | -3.1284e-05 | 1.7492e-05 | 0.00010832 | 3.1288e-05 | 7.3779e-06 | -2.543e-05 | -8.6923e-05 | -7.3777e-06 | 2.5434e-05 | 8.6926e-05 | -157.1277 | 45.2017 | -130.4515 | 22.8723 | -134.7983 | 49.5485 | 1 | 0.98941 | 0.97076 | 1 | 0.98945 | 0.97081 | 0.0029484 | -121.5858 | 119.7542 | 0.0034764 | -121.584 | 119.753
Line11_12_13 | 8.2204e-05 | 0.00048692 | 0.00041207 | 8.2204e-05 | 0.00048692 | 0.00041207 | 1.8984e-05 | 0.00011245 | 9.5163e-05 | 1.8984e-05 | 0.00011245 | 9.5163e-05 | -1.7492e-05 | -0.00010832 | -3.1288e-05 | 1.7492e-05 | 0.00010832 | 3.1291e-05 | 7.3777e-06 | -2.5435e-05 | -8.6926e-05 | -7.3776e-06 | 2.5439e-05 | 8.693e-05 | -157.1277 | 45.2017 | -130.4515 | 22.8723 | -134.7983 | 49.5485 | 1 | 0.98945 | 0.97081 | 1 | 0.9895 | 0.97085 | 0.0034764 | -121.584 | 119.753 | 0.0040044 | -121.5821 | 119.7518
Line12_13_15 | 0 | 0 | 0 | 0 | 0 | 0 | 0 | 0 | 0 | 0 | 0 | 0 | 3.8624e-14 | -1.1009e-10 | -3.1116e-10 | -3.8625e-14 | 1.1009e-10 | 3.1116e-10 | -7.6879e-13 | 3.0052e-10 | 4.6261e-11 | 7.6879e-13 | -3.0052e-10 | -4.6261e-11 | 0 | 0 | 0 | 0 | 0 | 0 | 1 | 0.9895 | 0.97085 | 1 | 0.9895 | 0.97085 | 0.0040044 | -121.5821 | 119.7518 | 0.0040044 | -121.5821 | 119.7518
Line13_13_14 | 8.2204e-05 | 0.00048692 | 0.00041207 | 8.2204e-05 | 0.00048692 | 0.00041207 | 1.8984e-05 | 0.00011245 | 9.5163e-05 | 1.8984e-05 | 0.00011245 | 9.5163e-05 | -1.7492e-05 | -0.00010832 | -3.129e-05 | 1.7492e-05 | 0.00010833 | 3.1294e-05 | 7.3776e-06 | -2.544e-05 | -8.693e-05 | -7.3775e-06 | 2.5444e-05 | 8.6933e-05 | -157.1277 | 45.2015 | -130.4518 | 22.8723 | -134.7985 | 49.5482 | 1 | 0.9895 | 0.97085 | 1 | 0.98955 | 0.9709 | 0.0040044 | -121.5821 | 119.7518 | 0.0045324 | -121.5803 | 119.7506
Line14_15_16 | 0 | 0 | 0 | 0 | 0 | 0 | 0 | 0 | 0 | 0 | 0 | 0 | 2.5745e-14 | -7.3396e-11 | -2.0744e-10 | -2.5747e-14 | 7.3396e-11 | 2.0744e-10 | -5.1252e-13 | 2.0035e-10 | 3.084e-11 | 5.1253e-13 | -2.0035e-10 | -3.084e-11 | 0 | 0 | 0 | 0 | 0 | 0 | 1 | 0.9895 | 0.97085 | 1 | 0.9895 | 0.97085 | 0.0040044 | -121.5821 | 119.7518 | 0.0040044 | -121.5821 | 119.7518
Line15_16_17 | 0 | 0 | 0 | 0 | 0 | 0 | 0 | 0 | 0 | 0 | 0 | 0 | 1.2875e-14 | -3.6698e-11 | -1.0372e-10 | -1.2871e-14 | 3.6698e-11 | 1.0372e-10 | -2.5626e-13 | 1.0017e-10 | 1.542e-11 | 2.5626e-13 | -1.0017e-10 | -1.542e-11 | 0 | 0 | 0 | 0 | 0 | 0 | 1 | 0.9895 | 0.97085 | 1 | 0.9895 | 0.97085 | 0.0040044 | -121.5821 | 119.7518 | 0.0040044 | -121.5821 | 119.7518
Line16_4_18 | 0 | 0 | 0 | 0 | 0 | 0 | 0 | 0 | 0 | 0 | 0 | 0 | -2.5527e-14 | -3.7215e-11 | -1.0419e-10 | 2.5528e-14 | 3.7215e-11 | 1.0419e-10 | -1.5519e-13 | 1.0051e-10 | 1.5197e-11 | 1.5519e-13 | -1.0051e-10 | -1.5197e-11 | 0 | 0 | 0 | 0 | 0 | 0 | 0.99999 | 0.98936 | 0.97072 | 0.99999 | 0.98936 | 0.97072 | 0.002425 | -121.5876 | 119.7554 | 0.002425 | -121.5876 | 119.7554
Line17_5_19 | 8.295e-05 | 0.00048923 | 0.00041381 | 8.295e-05 | 0.00048923 | 0.00041381 | 1.9157e-05 | 0.00011298 | 9.5566e-05 | 1.9157e-05 | 0.00011298 | 9.5566e-05 | -1.7697e-05 | -0.00010874 | -3.1196e-05 | 1.7697e-05 | 0.00010874 | 3.1199e-05 | 7.3343e-06 | -2.5914e-05 | -8.7365e-05 | -7.3342e-06 | 2.5919e-05 | 8.7369e-05 | -157.4862 | 45.0076 | -130.5941 | 22.5138 | -134.9924 | 49.4059 | 0.99999 | 0.98936 | 0.97072 | 1 | 0.98941 | 0.97076 | 0.0024239 | -121.5876 | 119.7554 | 0.0029554 | -121.5858 | 119.7542
Line1_1_3 | 8.2204e-05 | 0.00048692 | 0.00041207 | 8.2204e-05 | 0.00048692 | 0.00041207 | 1.8984e-05 | 0.00011245 | 9.5163e-05 | 1.8984e-05 | 0.00011245 | 9.5163e-05 | -1.7492e-05 | -0.0001083 | -3.1278e-05 | 1.7492e-05 | 0.00010831 | 3.1281e-05 | 7.3781e-06 | -2.542e-05 | -8.6916e-05 | -7.378e-06 | 2.5425e-05 | 8.6919e-05 | -157.1277 | 45.2018 | -130.4513 | 22.8723 | -134.7982 | 49.5487 | 0.99999 | 0.98931 | 0.97067 | 0.99999 | 0.98936 | 0.97072 | 0.0018924 | -121.5895 | 119.7566 | 0.0024204 | -121.5876 | 119.7554
Line2_1_4 | 8.3201e-05 | 0.00049001 | 0.0004144 | 8.3201e-05 | 0.00049001 | 0.0004144 | 1.9214e-05 | 0.00011316 | 9.5701e-05 | 1.9214e-05 | 0.00011316 | 9.5701e-05 | -1.7765e-05 | -0.00010887 | -3.1164e-05 | 1.7766e-05 | 0.00010888 | 3.1168e-05 | 7.3194e-06 | -2.6074e-05 | -8.7511e-05 | -7.3192e-06 | 2.6079e-05 | 8.7515e-05 | -157.6065 | 44.9426 | -130.6417 | 22.3935 | -135.0574 | 49.3583 | 0.99999 | 0.98931 | 0.97067 | 0.99999 | 0.98936 | 0.97072 | 0.0018924 | -121.5895 | 119.7566 | 0.002425 | -121.5876 | 119.7554
Line3_1_5 | 8.295e-05 | 0.00048923 | 0.00041381 | 8.295e-05 | 0.00048923 | 0.00041381 | 1.9157e-05 | 0.00011298 | 9.5566e-05 | 1.9157e-05 | 0.00011298 | 9.5566e-05 | -1.7697e-05 | -0.00010873 | -3.1193e-05 | 1.7697e-05 | 0.00010874 | 3.1196e-05 | 7.3345e-06 | -2.5909e-05 | -8.7362e-05 | -7.3343e-06 | 2.5914e-05 | 8.7365e-05 | -157.4862 | 45.0076 | -130.594 | 22.5138 | -134.9924 | 49.406 | 0.99999 | 0.98931 | 0.97067 | 0.99999 | 0.98936 | 0.97072 | 0.0018924 | -121.5895 | 119.7566 | 0.0024239 | -121.5876 | 119.7554
Line4_2_6 | 8.2701e-05 | 0.00048846 | 0.00041323 | 8.2701e-05 | 0.00048846 | 0.00041323 | 1.9099e-05 | 0.00011281 | 9.5432e-05 | 1.9099e-05 | 0.00011281 | 9.5432e-05 | -1.7628e-05 | -0.00010859 | -3.1225e-05 | 1.7628e-05 | 0.0001086 | 3.1228e-05 | 7.3492e-06 | -2.575e-05 | -8.7216e-05 | -7.349e-06 | 2.5755e-05 | 8.722e-05 | -157.3664 | 45.0726 | -130.5463 | 22.6336 | -134.9274 | 49.4537 | 0.99999 | 0.98936 | 0.97072 | 1 | 0.98941 | 0.97076 | 0.0024227 | -121.5876 | 119.7554 | 0.0029531 | -121.5858 | 119.7542
Line5_6_7 | 8.2701e-05 | 0.00048846 | 0.00041323 | 8.2701e-05 | 0.00048846 | 0.00041323 | 1.9099e-05 | 0.00011281 | 9.5432e-05 | 1.9099e-05 | 0.00011281 | 9.5432e-05 | -1.7628e-05 | -0.0001086 | -3.1228e-05 | 1.7628e-05 | 0.0001086 | 3.1232e-05 | 7.349e-06 | -2.5755e-05 | -8.722e-05 | -7.3489e-06 | 2.576e-05 | 8.7223e-05 | -157.3664 | 45.0725 | -130.5464 | 22.6336 | -134.9275 | 49.4536 | 1 | 0.98941 | 0.97076 | 1 | 0.98946 | 0.97081 | 0.0029531 | -121.5858 | 119.7542 | 0.0034834 | -121.584 | 119.753
Line6_7_8 | 0 | 0 | 0 | 0 | 0 | 0 | 0 | 0 | 0 | 0 | 0 | 0 | 1.7679e-15 | -1.1061e-10 | -3.1163e-10 | -1.7684e-15 | 1.1061e-10 | 3.1163e-10 | -6.6876e-13 | 3.0085e-10 | 4.6041e-11 | 6.6876e-13 | -3.0085e-10 | -4.6041e-11 | 0 | 0 | 0 | 0 | 0 | 0 | 1 | 0.98946 | 0.97081 | 1 | 0.98946 | 0.97081 | 0.0034834 | -121.584 | 119.753 | 0.0034834 | -121.584 | 119.753
Line7_8_9 | 0 | 0 | 0 | 0 | 0 | 0 | 0 | 0 | 0 | 0 | 0 | 0 | 5.8196e-16 | -3.6869e-11 | -1.0388e-10 | -5.8023e-16 | 3.6869e-11 | 1.0388e-10 | -2.2292e-13 | 1.0028e-10 | 1.5347e-11 | 2.2292e-13 | -1.0028e-10 | -1.5347e-11 | 0 | 0 | 0 | 0 | 0 | 0 | 1 | 0.98946 | 0.97081 | 1 | 0.98946 | 0.97081 | 0.0034834 | -121.584 | 119.753 | 0.0034834 | -121.584 | 119.753
Line8_8_10 | 0 | 0 | 0 | 0 | 0 | 0 | 0 | 0 | 0 | 0 | 0 | 0 | 5.837e-16 | -3.6869e-11 | -1.0388e-10 | -5.837e-16 | 3.6869e-11 | 1.0388e-10 | -2.2292e-13 | 1.0028e-10 | 1.5347e-11 | 2.2292e-13 | -1.0028e-10 | -1.5347e-11 | 0 | 0 | 0 | 0 | 0 | 0 | 1 | 0.98946 | 0.97081 | 1 | 0.98946 | 0.97081 | 0.0034834 | -121.584 | 119.753 | 0.0034834 | -121.584 | 119.753
Line9_3_11 | 8.2204e-05 | 0.00048692 | 0.00041207 | 8.2204e-05 | 0.00048692 | 0.00041207 | 1.8984e-05 | 0.00011245 | 9.5163e-05 | 1.8984e-05 | 0.00011245 | 9.5163e-05 | -1.7492e-05 | -0.00010831 | -3.1281e-05 | 1.7492e-05 | 0.00010831 | 3.1284e-05 | 7.378e-06 | -2.5425e-05 | -8.6919e-05 | -7.3779e-06 | 2.543e-05 | 8.6923e-05 | -157.1277 | 45.2018 | -130.4514 | 22.8723 | -134.7982 | 49.5486 | 0.99999 | 0.98936 | 0.97072 | 1 | 0.98941 | 0.97076 | 0.0024204 | -121.5876 | 119.7554 | 0.0029484 | -121.5858 | 119.7542

## LL_min_fault_10
name | pf_ikss_a_from_ka | pf_ikss_b_from_ka | pf_ikss_c_from_ka | pf_ikss_a_to_ka | pf_ikss_b_to_ka | pf_ikss_c_to_ka | pf_skss_a_from_mw | pf_skss_b_from_mw | pf_skss_c_from_mw | pf_skss_a_to_mw | pf_skss_b_to_mw | pf_skss_c_to_mw | pf_p_a_from_mw | pf_p_b_from_mw | pf_p_c_from_mw | pf_p_a_to_mw | pf_p_b_to_mw | pf_p_c_to_mw | pf_q_a_from_mvar | pf_q_b_from_mvar | pf_q_c_from_mvar | pf_q_a_to_mvar | pf_q_b_to_mvar | pf_q_c_to_mvar | pf_ikss_a_from_degree | pf_ikss_b_from_degree | pf_ikss_c_from_degree | pf_ikss_a_to_degree | pf_ikss_b_to_degree | pf_ikss_c_to_degree | pf_vm_a_from_pu | pf_vm_b_from_pu | pf_vm_c_from_pu | pf_vm_a_to_pu | pf_vm_b_to_pu | pf_vm_c_to_pu | pf_va_a_from_degree | pf_va_b_from_degree | pf_va_c_from_degree | pf_va_a_to_degree | pf_va_b_to_degree | pf_va_c_to_degree
Line0_1_2 | 8.2701e-05 | 0.00048846 | 0.00041323 | 8.2701e-05 | 0.00048846 | 0.00041323 | 1.9099e-05 | 0.00011281 | 9.5432e-05 | 1.9099e-05 | 0.00011281 | 9.5432e-05 | -1.7628e-05 | -0.00010859 | -3.1222e-05 | 1.7628e-05 | 0.00010859 | 3.1225e-05 | 7.3493e-06 | -2.5745e-05 | -8.7213e-05 | -7.3492e-06 | 2.575e-05 | 8.7216e-05 | -157.3664 | 45.0727 | -130.5462 | 22.6336 | -134.9273 | 49.4538 | 0.99999 | 0.98931 | 0.97067 | 0.99999 | 0.98936 | 0.97072 | 0.0018924 | -121.5895 | 119.7566 | 0.0024227 | -121.5876 | 119.7554
Line10_11_12 | 8.2204e-05 | 0.00048692 | 0.00041207 | 8.2204e-05 | 0.00048692 | 0.00041207 | 1.8984e-05 | 0.00011245 | 9.5163e-05 | 1.8984e-05 | 0.00011245 | 9.5163e-05 | -1.7492e-05 | -0.00010831 | -3.1284e-05 | 1.7492e-05 | 0.00010832 | 3.1288e-05 | 7.3779e-06 | -2.543e-05 | -8.6923e-05 | -7.3777e-06 | 2.5434e-05 | 8.6926e-05 | -157.1277 | 45.2017 | -130.4515 | 22.8723 | -134.7983 | 49.5485 | 1 | 0.98941 | 0.97076 | 1 | 0.98945 | 0.97081 | 0.0029484 | -121.5858 | 119.7542 | 0.0034764 | -121.584 | 119.753
Line11_12_13 | 8.2204e-05 | 0.00048692 | 0.00041207 | 8.2204e-05 | 0.00048692 | 0.00041207 | 1.8984e-05 | 0.00011245 | 9.5163e-05 | 1.8984e-05 | 0.00011245 | 9.5163e-05 | -1.7492e-05 | -0.00010832 | -3.1288e-05 | 1.7492e-05 | 0.00010832 | 3.1291e-05 | 7.3777e-06 | -2.5435e-05 | -8.6926e-05 | -7.3776e-06 | 2.5439e-05 | 8.693e-05 | -157.1277 | 45.2017 | -130.4515 | 22.8723 | -134.7983 | 49.5485 | 1 | 0.98945 | 0.97081 | 1 | 0.9895 | 0.97085 | 0.0034764 | -121.584 | 119.753 | 0.0040044 | -121.5821 | 119.7518
Line12_13_15 | 0 | 0 | 0 | 0 | 0 | 0 | 0 | 0 | 0 | 0 | 0 | 0 | 3.8624e-14 | -1.1009e-10 | -3.1116e-10 | -3.8625e-14 | 1.1009e-10 | 3.1116e-10 | -7.6879e-13 | 3.0052e-10 | 4.6261e-11 | 7.6879e-13 | -3.0052e-10 | -4.6261e-11 | 0 | 0 | 0 | 0 | 0 | 0 | 1 | 0.9895 | 0.97085 | 1 | 0.9895 | 0.97085 | 0.0040044 | -121.5821 | 119.7518 | 0.0040044 | -121.5821 | 119.7518
Line13_13_14 | 8.2204e-05 | 0.00048692 | 0.00041207 | 8.2204e-05 | 0.00048692 | 0.00041207 | 1.8984e-05 | 0.00011245 | 9.5163e-05 | 1.8984e-05 | 0.00011245 | 9.5163e-05 | -1.7492e-05 | -0.00010832 | -3.129e-05 | 1.7492e-05 | 0.00010833 | 3.1294e-05 | 7.3776e-06 | -2.544e-05 | -8.693e-05 | -7.3775e-06 | 2.5444e-05 | 8.6933e-05 | -157.1277 | 45.2015 | -130.4518 | 22.8723 | -134.7985 | 49.5482 | 1 | 0.9895 | 0.97085 | 1 | 0.98955 | 0.9709 | 0.0040044 | -121.5821 | 119.7518 | 0.0045324 | -121.5803 | 119.7506
Line14_15_16 | 0 | 0 | 0 | 0 | 0 | 0 | 0 | 0 | 0 | 0 | 0 | 0 | 2.5745e-14 | -7.3396e-11 | -2.0744e-10 | -2.5747e-14 | 7.3396e-11 | 2.0744e-10 | -5.1252e-13 | 2.0035e-10 | 3.084e-11 | 5.1253e-13 | -2.0035e-10 | -3.084e-11 | 0 | 0 | 0 | 0 | 0 | 0 | 1 | 0.9895 | 0.97085 | 1 | 0.9895 | 0.97085 | 0.0040044 | -121.5821 | 119.7518 | 0.0040044 | -121.5821 | 119.7518
Line15_16_17 | 0 | 0 | 0 | 0 | 0 | 0 | 0 | 0 | 0 | 0 | 0 | 0 | 1.2875e-14 | -3.6698e-11 | -1.0372e-10 | -1.2871e-14 | 3.6698e-11 | 1.0372e-10 | -2.5626e-13 | 1.0017e-10 | 1.542e-11 | 2.5626e-13 | -1.0017e-10 | -1.542e-11 | 0 | 0 | 0 | 0 | 0 | 0 | 1 | 0.9895 | 0.97085 | 1 | 0.9895 | 0.97085 | 0.0040044 | -121.5821 | 119.7518 | 0.0040044 | -121.5821 | 119.7518
Line16_4_18 | 0 | 0 | 0 | 0 | 0 | 0 | 0 | 0 | 0 | 0 | 0 | 0 | -2.5527e-14 | -3.7215e-11 | -1.0419e-10 | 2.5528e-14 | 3.7215e-11 | 1.0419e-10 | -1.5519e-13 | 1.0051e-10 | 1.5197e-11 | 1.5519e-13 | -1.0051e-10 | -1.5197e-11 | 0 | 0 | 0 | 0 | 0 | 0 | 0.99999 | 0.98936 | 0.97072 | 0.99999 | 0.98936 | 0.97072 | 0.002425 | -121.5876 | 119.7554 | 0.002425 | -121.5876 | 119.7554
Line17_5_19 | 8.295e-05 | 0.00048923 | 0.00041381 | 8.295e-05 | 0.00048923 | 0.00041381 | 1.9157e-05 | 0.00011298 | 9.5566e-05 | 1.9157e-05 | 0.00011298 | 9.5566e-05 | -1.7697e-05 | -0.00010874 | -3.1196e-05 | 1.7697e-05 | 0.00010874 | 3.1199e-05 | 7.3343e-06 | -2.5914e-05 | -8.7365e-05 | -7.3342e-06 | 2.5919e-05 | 8.7369e-05 | -157.4862 | 45.0076 | -130.5941 | 22.5138 | -134.9924 | 49.4059 | 0.99999 | 0.98936 | 0.97072 | 1 | 0.98941 | 0.97076 | 0.0024239 | -121.5876 | 119.7554 | 0.0029554 | -121.5858 | 119.7542
Line1_1_3 | 8.2204e-05 | 0.00048692 | 0.00041207 | 8.2204e-05 | 0.00048692 | 0.00041207 | 1.8984e-05 | 0.00011245 | 9.5163e-05 | 1.8984e-05 | 0.00011245 | 9.5163e-05 | -1.7492e-05 | -0.0001083 | -3.1278e-05 | 1.7492e-05 | 0.00010831 | 3.1281e-05 | 7.3781e-06 | -2.542e-05 | -8.6916e-05 | -7.378e-06 | 2.5425e-05 | 8.6919e-05 | -157.1277 | 45.2018 | -130.4513 | 22.8723 | -134.7982 | 49.5487 | 0.99999 | 0.98931 | 0.97067 | 0.99999 | 0.98936 | 0.97072 | 0.0018924 | -121.5895 | 119.7566 | 0.0024204 | -121.5876 | 119.7554
Line2_1_4 | 8.3201e-05 | 0.00049001 | 0.0004144 | 8.3201e-05 | 0.00049001 | 0.0004144 | 1.9214e-05 | 0.00011316 | 9.5701e-05 | 1.9214e-05 | 0.00011316 | 9.5701e-05 | -1.7765e-05 | -0.00010887 | -3.1164e-05 | 1.7766e-05 | 0.00010888 | 3.1168e-05 | 7.3194e-06 | -2.6074e-05 | -8.7511e-05 | -7.3192e-06 | 2.6079e-05 | 8.7515e-05 | -157.6065 | 44.9426 | -130.6417 | 22.3935 | -135.0574 | 49.3583 | 0.99999 | 0.98931 | 0.97067 | 0.99999 | 0.98936 | 0.97072 | 0.0018924 | -121.5895 | 119.7566 | 0.002425 | -121.5876 | 119.7554
Line3_1_5 | 8.295e-05 | 0.00048923 | 0.00041381 | 8.295e-05 | 0.00048923 | 0.00041381 | 1.9157e-05 | 0.00011298 | 9.5566e-05 | 1.9157e-05 | 0.00011298 | 9.5566e-05 | -1.7697e-05 | -0.00010873 | -3.1193e-05 | 1.7697e-05 | 0.00010874 | 3.1196e-05 | 7.3345e-06 | -2.5909e-05 | -8.7362e-05 | -7.3343e-06 | 2.5914e-05 | 8.7365e-05 | -157.4862 | 45.0076 | -130.594 | 22.5138 | -134.9924 | 49.406 | 0.99999 | 0.98931 | 0.97067 | 0.99999 | 0.98936 | 0.97072 | 0.0018924 | -121.5895 | 119.7566 | 0.0024239 | -121.5876 | 119.7554
Line4_2_6 | 8.2701e-05 | 0.00048846 | 0.00041323 | 8.2701e-05 | 0.00048846 | 0.00041323 | 1.9099e-05 | 0.00011281 | 9.5432e-05 | 1.9099e-05 | 0.00011281 | 9.5432e-05 | -1.7628e-05 | -0.00010859 | -3.1225e-05 | 1.7628e-05 | 0.0001086 | 3.1228e-05 | 7.3492e-06 | -2.575e-05 | -8.7216e-05 | -7.349e-06 | 2.5755e-05 | 8.722e-05 | -157.3664 | 45.0726 | -130.5463 | 22.6336 | -134.9274 | 49.4537 | 0.99999 | 0.98936 | 0.97072 | 1 | 0.98941 | 0.97076 | 0.0024227 | -121.5876 | 119.7554 | 0.0029531 | -121.5858 | 119.7542
Line5_6_7 | 8.2701e-05 | 0.00048846 | 0.00041323 | 8.2701e-05 | 0.00048846 | 0.00041323 | 1.9099e-05 | 0.00011281 | 9.5432e-05 | 1.9099e-05 | 0.00011281 | 9.5432e-05 | -1.7628e-05 | -0.0001086 | -3.1228e-05 | 1.7628e-05 | 0.0001086 | 3.1232e-05 | 7.349e-06 | -2.5755e-05 | -8.722e-05 | -7.3489e-06 | 2.576e-05 | 8.7223e-05 | -157.3664 | 45.0725 | -130.5464 | 22.6336 | -134.9275 | 49.4536 | 1 | 0.98941 | 0.97076 | 1 | 0.98946 | 0.97081 | 0.0029531 | -121.5858 | 119.7542 | 0.0034834 | -121.584 | 119.753
Line6_7_8 | 0 | 0 | 0 | 0 | 0 | 0 | 0 | 0 | 0 | 0 | 0 | 0 | 1.7679e-15 | -1.1061e-10 | -3.1163e-10 | -1.7684e-15 | 1.1061e-10 | 3.1163e-10 | -6.6876e-13 | 3.0085e-10 | 4.6041e-11 | 6.6876e-13 | -3.0085e-10 | -4.6041e-11 | 0 | 0 | 0 | 0 | 0 | 0 | 1 | 0.98946 | 0.97081 | 1 | 0.98946 | 0.97081 | 0.0034834 | -121.584 | 119.753 | 0.0034834 | -121.584 | 119.753
Line7_8_9 | 0 | 0 | 0 | 0 | 0 | 0 | 0 | 0 | 0 | 0 | 0 | 0 | 5.8196e-16 | -3.6869e-11 | -1.0388e-10 | -5.8023e-16 | 3.6869e-11 | 1.0388e-10 | -2.2292e-13 | 1.0028e-10 | 1.5347e-11 | 2.2292e-13 | -1.0028e-10 | -1.5347e-11 | 0 | 0 | 0 | 0 | 0 | 0 | 1 | 0.98946 | 0.97081 | 1 | 0.98946 | 0.97081 | 0.0034834 | -121.584 | 119.753 | 0.0034834 | -121.584 | 119.753
Line8_8_10 | 0 | 0 | 0 | 0 | 0 | 0 | 0 | 0 | 0 | 0 | 0 | 0 | 5.837e-16 | -3.6869e-11 | -1.0388e-10 | -5.837e-16 | 3.6869e-11 | 1.0388e-10 | -2.2292e-13 | 1.0028e-10 | 1.5347e-11 | 2.2292e-13 | -1.0028e-10 | -1.5347e-11 | 0 | 0 | 0 | 0 | 0 | 0 | 1 | 0.98946 | 0.97081 | 1 | 0.98946 | 0.97081 | 0.0034834 | -121.584 | 119.753 | 0.0034834 | -121.584 | 119.753
Line9_3_11 | 8.2204e-05 | 0.00048692 | 0.00041207 | 8.2204e-05 | 0.00048692 | 0.00041207 | 1.8984e-05 | 0.00011245 | 9.5163e-05 | 1.8984e-05 | 0.00011245 | 9.5163e-05 | -1.7492e-05 | -0.00010831 | -3.1281e-05 | 1.7492e-05 | 0.00010831 | 3.1284e-05 | 7.378e-06 | -2.5425e-05 | -8.6919e-05 | -7.3779e-06 | 2.543e-05 | 8.6923e-05 | -157.1277 | 45.2018 | -130.4514 | 22.8723 | -134.7982 | 49.5486 | 0.99999 | 0.98936 | 0.97072 | 1 | 0.98941 | 0.97076 | 0.0024204 | -121.5876 | 119.7554 | 0.0029484 | -121.5858 | 119.7542

## LG_max_6
name | pf_ikss_a_from_ka | pf_ikss_b_from_ka | pf_ikss_c_from_ka | pf_ikss_a_to_ka | pf_ikss_b_to_ka | pf_ikss_c_to_ka | pf_skss_a_from_mw | pf_skss_b_from_mw | pf_skss_c_from_mw | pf_skss_a_to_mw | pf_skss_b_to_mw | pf_skss_c_to_mw | pf_p_a_from_mw | pf_p_b_from_mw | pf_p_c_from_mw | pf_p_a_to_mw | pf_p_b_to_mw | pf_p_c_to_mw | pf_q_a_from_mvar | pf_q_b_from_mvar | pf_q_c_from_mvar | pf_q_a_to_mvar | pf_q_b_to_mvar | pf_q_c_to_mvar | pf_ikss_a_from_degree | pf_ikss_b_from_degree | pf_ikss_c_from_degree | pf_ikss_a_to_degree | pf_ikss_b_to_degree | pf_ikss_c_to_degree | 3xI0 | pf_vm_a_from_pu | pf_vm_b_from_pu | pf_vm_c_from_pu | pf_vm_a_to_pu | pf_vm_b_to_pu | pf_vm_c_to_pu | pf_va_a_from_degree | pf_va_b_from_degree | pf_va_c_from_degree | pf_va_a_to_degree | pf_va_b_to_degree | pf_va_c_to_degree
Line0_1_2 | 0.47022 | 0.23592 | 0.28063 | 0.47022 | 0.23592 | 0.28063 | 0.10859 | 0.054484 | 0.064808 | 0.10859 | 0.054484 | 0.064808 | -0.0083545 | 0.03531 | -0.057765 | 0.010566 | -0.034753 | 0.058551 | -0.060029 | -0.044264 | -0.033749 | 0.064446 | 0.04538 | 0.035326 | 99.298 | -53.4103 | -103.7579 | -80.702 | 126.5897 | 76.2421 |  | 0.55812 | 1.0393 | 1.0323 | 0.60139 | 1.0491 | 1.0552 | 1.3748 | -104.8304 | 106.5372 | -0.013269 | -105.9646 | 107.3464
Line10_11_12 | 0.42146 | 0.21468 | 0.24571 | 0.42146 | 0.21468 | 0.24571 | 0.097332 | 0.049578 | 0.056743 | 0.097332 | 0.049578 | 0.056743 | -0.01206 | 0.03138 | -0.052413 | 0.013837 | -0.030919 | 0.053015 | -0.06075 | -0.041989 | -0.03086 | 0.064298 | 0.042912 | 0.032069 | 100.3829 | -53.6556 | -102.5106 | -79.6171 | 126.3444 | 77.4894 |  | 0.63633 | 1.0573 | 1.0719 | 0.67573 | 1.0668 | 1.0919 | -0.84518 | -106.8827 | 107.9783 | -1.7618 | -107.8823 | 108.6595
Line11_12_13 | 0.42146 | 0.21468 | 0.24571 | 0.42146 | 0.21468 | 0.24571 | 0.097332 | 0.049578 | 0.056743 | 0.097332 | 0.049578 | 0.056743 | -0.013837 | 0.030919 | -0.053015 | 0.015614 | -0.030458 | 0.053618 | -0.064298 | -0.042912 | -0.032069 | 0.067847 | 0.043836 | 0.033279 | 100.3829 | -53.6556 | -102.5106 | -79.6171 | 126.3444 | 77.4894 |  | 0.67573 | 1.0668 | 1.0919 | 0.71529 | 1.0767 | 1.1121 | -1.7618 | -107.8823 | 108.6595 | -2.5772 | -108.8638 | 109.316
Line12_13_15 | 0 | 0 | 0 | 0 | 0 | 0 | 0 | 0 | 0 | 0 | 0 | 0 | -2.9265e-09 | 4.5936e-11 | 2.1272e-10 | 2.9571e-09 | -2.0222e-11 | -2.69e-10 | 4.6936e-10 | -2.6825e-09 | 2.5806e-09 | -4.4263e-10 | 2.6271e-09 | -2.552e-09 | 0 | 0 | 0 | 0 | 0 | 0 |  | 0.71529 | 1.0767 | 1.1121 | 0.71529 | 1.0767 | 1.1121 | -2.5772 | -108.8638 | 109.316 | -2.5772 | -108.8638 | 109.316
Line13_13_14 | 0.42146 | 0.21468 | 0.24571 | 0.42146 | 0.21468 | 0.24571 | 0.097332 | 0.049578 | 0.056743 | 0.097332 | 0.049578 | 0.056743 | -0.015614 | 0.030458 | -0.053618 | 0.017391 | -0.029996 | 0.05422 | -0.067847 | -0.043836 | -0.033279 | 0.071395 | 0.04476 | 0.034488 | 100.3829 | -53.6556 | -102.5106 | -79.6171 | 126.3444 | 77.4894 |  | 0.71529 | 1.0767 | 1.1121 | 0.75497 | 1.0868 | 1.1325 | -2.5772 | -108.8638 | 109.316 | -3.307 | -109.8273 | 109.949
Line14_15_16 | 0 | 0 | 0 | 0 | 0 | 0 | 0 | 0 | 0 | 0 | 0 | 0 | -1.951e-09 | 3.0624e-11 | 1.4181e-10 | 1.9816e-09 | -4.9094e-12 | -1.981e-10 | 3.1291e-10 | -1.7883e-09 | 1.7204e-09 | -2.8618e-10 | 1.7329e-09 | -1.6918e-09 | 0 | 0 | 0 | 0 | 0 | 0 |  | 0.71529 | 1.0767 | 1.1121 | 0.71529 | 1.0767 | 1.1121 | -2.5772 | -108.8638 | 109.316 | -2.5772 | -108.8638 | 109.316
Line15_16_17 | 0 | 0 | 0 | 0 | 0 | 0 | 0 | 0 | 0 | 0 | 0 | 0 | -9.7551e-10 | 1.5312e-11 | 7.0907e-11 | 1.0061e-09 | 1.0403e-11 | -1.2719e-10 | 1.5645e-10 | -8.9417e-10 | 8.602e-10 | -1.2972e-10 | 8.3872e-10 | -8.3159e-10 | 0 | 0 | 0 | 0 | 0 | 0 |  | 0.71529 | 1.0767 | 1.1121 | 0.71529 | 1.0767 | 1.1121 | -2.5772 | -108.8638 | 109.316 | -2.5772 | -108.8638 | 109.316
Line16_4_18 | 0 | 0 | 0 | 0 | 0 | 0 | 0 | 0 | 0 | 0 | 0 | 0 | -1.0699e-09 | -3.1064e-11 | -1.1868e-10 | 1.0974e-09 | 6.6752e-11 | 5.5575e-11 | 4.1377e-11 | -1.0783e-09 | 9.5975e-10 | -1.2197e-11 | 1.0189e-09 | -9.2964e-10 | 0 | 0 | 0 | 0 | 0 | 0 |  | 0.60666 | 1.0504 | 1.0593 | 0.60666 | 1.0504 | 1.0593 | -0.28561 | -106.0844 | 107.4331 | -0.28561 | -106.0844 | 107.4331
Line17_5_19 | 0.49891 | 0.24828 | 0.30178 | 0.49891 | 0.24828 | 0.30178 | 0.11522 | 0.057337 | 0.069693 | 0.11522 | 0.057337 | 0.069693 | -0.010654 | 0.036387 | -0.062547 | 0.013144 | -0.03577 | 0.063456 | -0.068757 | -0.047941 | -0.038928 | 0.073729 | 0.049177 | 0.040753 | 98.6689 | -53.2198 | -104.5091 | -81.3311 | 126.7802 | 75.4909 |  | 0.60388 | 1.0497 | 1.0571 | 0.65001 | 1.0606 | 1.0821 | -0.13939 | -106.0215 | 107.3883 | -1.4395 | -107.1887 | 108.2002
Line1_1_3 | 0.42146 | 0.21468 | 0.24571 | 0.42146 | 0.21468 | 0.24571 | 0.097332 | 0.049578 | 0.056743 | 0.097332 | 0.049578 | 0.056743 | -0.0085056 | 0.032303 | -0.051208 | 0.010283 | -0.031842 | 0.051811 | -0.053653 | -0.040141 | -0.028441 | 0.057201 | 0.041065 | 0.02965 | 100.3829 | -53.6556 | -102.5106 | -79.6171 | 126.3444 | 77.4894 |  | 0.55812 | 1.0393 | 1.0323 | 0.59711 | 1.0481 | 1.052 | 1.3748 | -104.8304 | 106.5372 | 0.1921 | -105.8654 | 107.2713
Line2_1_4 | 0.53116 | 0.26209 | 0.32609 | 0.53116 | 0.26209 | 0.32609 | 0.12267 | 0.060527 | 0.075306 | 0.12267 | 0.060527 | 0.075306 | -0.0078632 | 0.038845 | -0.065994 | 0.010685 | -0.038157 | 0.067056 | -0.068009 | -0.049476 | -0.041085 | 0.073645 | 0.050853 | 0.043215 | 97.9701 | -52.9666 | -105.3675 | -82.0299 | 127.0334 | 74.6325 |  | 0.55812 | 1.0393 | 1.0323 | 0.60666 | 1.0504 | 1.0593 | 1.3748 | -104.8304 | 106.5372 | -0.28561 | -106.0844 | 107.4331
Line3_1_5 | 0.49891 | 0.24828 | 0.30178 | 0.49891 | 0.24828 | 0.30178 | 0.11522 | 0.057337 | 0.069693 | 0.11522 | 0.057337 | 0.069693 | -0.0081643 | 0.037004 | -0.061638 | 0.010654 | -0.036387 | 0.062547 | -0.063784 | -0.046706 | -0.037104 | 0.068757 | 0.047941 | 0.038928 | 98.6689 | -53.2198 | -104.5091 | -81.3311 | 126.7802 | 75.4909 |  | 0.55812 | 1.0393 | 1.0323 | 0.60388 | 1.0497 | 1.0571 | 1.3748 | -104.8304 | 106.5372 | -0.13939 | -106.0215 | 107.3883
Line4_2_6 | 0.47022 | 0.23592 | 0.28063 | 0.47022 | 0.23592 | 0.28063 | 0.10859 | 0.054484 | 0.064808 | 0.10859 | 0.054484 | 0.064808 | -0.010566 | 0.034753 | -0.058551 | 0.012778 | -0.034196 | 0.059337 | -0.064446 | -0.04538 | -0.035326 | 0.068863 | 0.046495 | 0.036904 | 99.298 | -53.4103 | -103.7579 | -80.702 | 126.5897 | 76.2421 |  | 0.60139 | 1.0491 | 1.0552 | 0.64497 | 1.0593 | 1.0782 | -0.013269 | -105.9646 | 107.3464 | -1.2144 | -107.0773 | 108.1211
Line5_6_7 | 0.47022 | 0.23592 | 0.28063 | 0.47022 | 0.23592 | 0.28063 | 0.10859 | 0.054484 | 0.064808 | 0.10859 | 0.054484 | 0.064808 | -0.012778 | 0.034196 | -0.059337 | 0.01499 | -0.033638 | 0.060123 | -0.068863 | -0.046495 | -0.036904 | 0.07328 | 0.047611 | 0.038482 | 99.298 | -53.4103 | -103.7579 | -80.702 | 126.5897 | 76.2421 |  | 0.64497 | 1.0593 | 1.0782 | 0.68879 | 1.07 | 1.1015 | -1.2144 | -107.0773 | 108.1211 | -2.263 | -108.1683 | 108.8633
Line6_7_8 | 0 | 0 | 0 | 0 | 0 | 0 | 0 | 0 | 0 | 0 | 0 | 0 | -3.0183e-09 | 5.3037e-12 | 9.4015e-11 | 3.0486e-09 | 2.2632e-11 | -1.5221e-10 | 4.1106e-10 | -2.825e-09 | 2.6624e-09 | -3.8374e-10 | 2.7682e-09 | -2.633e-09 | 0 | 0 | 0 | 0 | 0 | 0 |  | 0.68879 | 1.07 | 1.1015 | 0.68879 | 1.07 | 1.1015 | -2.263 | -108.1683 | 108.8633 | -2.263 | -108.1683 | 108.8633
Line7_8_9 | 0 | 0 | 0 | 0 | 0 | 0 | 0 | 0 | 0 | 0 | 0 | 0 | -1.0061e-09 | 1.7678e-12 | 3.1339e-11 | 1.0364e-09 | 2.6168e-11 | -8.9533e-11 | 1.3702e-10 | -9.4168e-10 | 8.8747e-10 | -1.097e-10 | 8.8484e-10 | -8.5808e-10 | 0 | 0 | 0 | 0 | 0 | 0 |  | 0.68879 | 1.07 | 1.1015 | 0.68879 | 1.07 | 1.1015 | -2.263 | -108.1683 | 108.8633 | -2.263 | -108.1683 | 108.8633
Line8_8_10 | 0 | 0 | 0 | 0 | 0 | 0 | 0 | 0 | 0 | 0 | 0 | 0 | -1.0061e-09 | 1.7676e-12 | 3.1338e-11 | 1.0364e-09 | 2.6168e-11 | -8.9533e-11 | 1.3702e-10 | -9.4168e-10 | 8.8747e-10 | -1.097e-10 | 8.8484e-10 | -8.5808e-10 | 0 | 0 | 0 | 0 | 0 | 0 |  | 0.68879 | 1.07 | 1.1015 | 0.68879 | 1.07 | 1.1015 | -2.263 | -108.1683 | 108.8633 | -2.263 | -108.1683 | 108.8633
Line9_3_11 | 0.42146 | 0.21468 | 0.24571 | 0.42146 | 0.21468 | 0.24571 | 0.097332 | 0.049578 | 0.056743 | 0.097332 | 0.049578 | 0.056743 | -0.010283 | 0.031842 | -0.051811 | 0.01206 | -0.03138 | 0.052413 | -0.057201 | -0.041065 | -0.02965 | 0.06075 | 0.041989 | 0.03086 | 100.3829 | -53.6556 | -102.5106 | -79.6171 | 126.3444 | 77.4894 |  | 0.59711 | 1.0481 | 1.052 | 0.63633 | 1.0573 | 1.0719 | 0.1921 | -105.8654 | 107.2713 | -0.84518 | -106.8827 | 107.9783

## LG_max_10
name | pf_ikss_a_from_ka | pf_ikss_b_from_ka | pf_ikss_c_from_ka | pf_ikss_a_to_ka | pf_ikss_b_to_ka | pf_ikss_c_to_ka | pf_skss_a_from_mw | pf_skss_b_from_mw | pf_skss_c_from_mw | pf_skss_a_to_mw | pf_skss_b_to_mw | pf_skss_c_to_mw | pf_p_a_from_mw | pf_p_b_from_mw | pf_p_c_from_mw | pf_p_a_to_mw | pf_p_b_to_mw | pf_p_c_to_mw | pf_q_a_from_mvar | pf_q_b_from_mvar | pf_q_c_from_mvar | pf_q_a_to_mvar | pf_q_b_to_mvar | pf_q_c_to_mvar | pf_ikss_a_from_degree | pf_ikss_b_from_degree | pf_ikss_c_from_degree | pf_ikss_a_to_degree | pf_ikss_b_to_degree | pf_ikss_c_to_degree | 3xI0 | pf_vm_a_from_pu | pf_vm_b_from_pu | pf_vm_c_from_pu | pf_vm_a_to_pu | pf_vm_b_to_pu | pf_vm_c_to_pu | pf_va_a_from_degree | pf_va_b_from_degree | pf_va_c_from_degree | pf_va_a_to_degree | pf_va_b_to_degree | pf_va_c_to_degree
Line0_1_2 | 0.45696 | 0.23097 | 0.2739 | 0.45696 | 0.23097 | 0.2739 | 0.10553 | 0.053341 | 0.063254 | 0.10553 | 0.053341 | 0.063254 | -0.0080692 | 0.034145 | -0.056025 | 0.010158 | -0.033611 | 0.056774 | -0.058687 | -0.043841 | -0.033866 | 0.062858 | 0.04491 | 0.035369 | 99.1831 | -52.7919 | -104.5544 | -80.8169 | 127.2081 | 75.4456 |  | 0.56135 | 1.0418 | 1.035 | 0.60337 | 1.0516 | 1.0575 | 1.3542 | -104.879 | 106.5977 | 0.0031093 | -105.9808 | 107.3677
Line10_11_12 | 0.41119 | 0.21083 | 0.24092 | 0.41119 | 0.21083 | 0.24092 | 0.094959 | 0.048689 | 0.055639 | 0.094959 | 0.048689 | 0.055639 | -0.011601 | 0.030457 | -0.051043 | 0.013293 | -0.030012 | 0.051622 | -0.059423 | -0.041658 | -0.031091 | 0.0628 | 0.042549 | 0.032254 | 100.2229 | -53.0506 | -103.3712 | -79.7771 | 126.9494 | 76.6288 |  | 0.63758 | 1.0599 | 1.0742 | 0.67599 | 1.0694 | 1.094 | -0.82405 | -106.8791 | 107.9746 | -1.7283 | -107.8531 | 108.6259
Line11_12_13 | 0.41119 | 0.21083 | 0.24092 | 0.41119 | 0.21083 | 0.24092 | 0.094959 | 0.048689 | 0.055639 | 0.094959 | 0.048689 | 0.055639 | -0.013293 | 0.030012 | -0.051622 | 0.014984 | -0.029567 | 0.052201 | -0.0628 | -0.042549 | -0.032254 | 0.066178 | 0.04344 | 0.033416 | 100.2229 | -53.0506 | -103.3712 | -79.7771 | 126.9494 | 76.6288 |  | 0.67599 | 1.0694 | 1.094 | 0.71455 | 1.0793 | 1.114 | -1.7283 | -107.8531 | 108.6259 | -2.5351 | -108.8097 | 109.2539
Line12_13_15 | 0 | 0 | 0 | 0 | 0 | 0 | 0 | 0 | 0 | 0 | 0 | 0 | -2.9252e-09 | 8.3353e-11 | 2.304e-10 | 2.9572e-09 | -5.623e-11 | -2.8954e-10 | 4.6658e-10 | -2.7092e-09 | 2.6036e-09 | -4.3853e-10 | 2.6509e-09 | -2.5735e-09 | 0 | 0 | 0 | 0 | 0 | 0 |  | 0.71455 | 1.0793 | 1.114 | 0.71455 | 1.0793 | 1.114 | -2.5351 | -108.8097 | 109.2539 | -2.5351 | -108.8097 | 109.2539
Line13_13_14 | 0.41119 | 0.21083 | 0.24092 | 0.41119 | 0.21083 | 0.24092 | 0.094959 | 0.048689 | 0.055639 | 0.094959 | 0.048689 | 0.055639 | -0.014984 | 0.029567 | -0.052201 | 0.016676 | -0.029122 | 0.05278 | -0.066178 | -0.04344 | -0.033416 | 0.069555 | 0.044331 | 0.034579 | 100.2229 | -53.0506 | -103.3712 | -79.7771 | 126.9494 | 76.6288 |  | 0.71455 | 1.0793 | 1.114 | 0.75323 | 1.0894 | 1.1341 | -2.5351 | -108.8097 | 109.2539 | -3.2592 | -109.7487 | 109.8597
Line14_15_16 | 0 | 0 | 0 | 0 | 0 | 0 | 0 | 0 | 0 | 0 | 0 | 0 | -1.9501e-09 | 5.5568e-11 | 1.536e-10 | 1.9821e-09 | -2.8445e-11 | -2.1274e-10 | 3.1106e-10 | -1.8061e-09 | 1.7358e-09 | -2.83e-10 | 1.7479e-09 | -1.7057e-09 | 0 | 0 | 0 | 0 | 0 | 0 |  | 0.71455 | 1.0793 | 1.114 | 0.71455 | 1.0793 | 1.114 | -2.5351 | -108.8097 | 109.2539 | -2.5351 | -108.8097 | 109.2539
Line15_16_17 | 0 | 0 | 0 | 0 | 0 | 0 | 0 | 0 | 0 | 0 | 0 | 0 | -9.7505e-10 | 2.7784e-11 | 7.68e-11 | 1.0071e-09 | -6.6126e-13 | -1.3594e-10 | 1.5553e-10 | -9.0307e-10 | 8.6788e-10 | -1.2747e-10 | 8.4478e-10 | -8.3777e-10 | 0 | 0 | 0 | 0 | 0 | 0 |  | 0.71455 | 1.0793 | 1.114 | 0.71455 | 1.0793 | 1.114 | -2.5351 | -108.8097 | 109.2539 | -2.5351 | -108.8097 | 109.2539
Line16_4_18 | 0 | 0 | 0 | 0 | 0 | 0 | 0 | 0 | 0 | 0 | 0 | 0 | -1.068e-09 | -2.0235e-11 | -1.1379e-10 | 1.0967e-09 | 5.7469e-11 | 4.7857e-11 | 4.1191e-11 | -1.0829e-09 | 9.6201e-10 | -1.0685e-11 | 1.0207e-09 | -9.3048e-10 | 0 | 0 | 0 | 0 | 0 | 0 |  | 0.60827 | 1.0529 | 1.0614 | 0.60827 | 1.0529 | 1.0614 | -0.24954 | -106.0924 | 107.4465 | -0.24954 | -106.0924 | 107.4465
Line17_5_19 | 0.48373 | 0.24263 | 0.29373 | 0.48373 | 0.24263 | 0.29373 | 0.11171 | 0.056034 | 0.067834 | 0.11171 | 0.056034 | 0.067834 | -0.010232 | 0.035123 | -0.060489 | 0.012573 | -0.034534 | 0.06135 | -0.066885 | -0.047355 | -0.038787 | 0.071559 | 0.048535 | 0.040515 | 98.5837 | -52.5983 | -105.2629 | -81.4163 | 127.4017 | 74.7371 |  | 0.60569 | 1.0522 | 1.0593 | 0.65038 | 1.0631 | 1.0838 | -0.11428 | -106.0339 | 107.4059 | -1.3817 | -107.1657 | 108.1776
Line1_1_3 | 0.41119 | 0.21083 | 0.24092 | 0.41119 | 0.21083 | 0.24092 | 0.094959 | 0.048689 | 0.055639 | 0.094959 | 0.048689 | 0.055639 | -0.0082181 | 0.031347 | -0.049885 | 0.0099096 | -0.030902 | 0.050464 | -0.052668 | -0.039876 | -0.028765 | 0.056045 | 0.040767 | 0.029928 | 100.2229 | -53.0506 | -103.3712 | -79.7771 | 126.9494 | 76.6288 |  | 0.56135 | 1.0418 | 1.035 | 0.59936 | 1.0507 | 1.0545 | 1.3542 | -104.879 | 106.5977 | 0.19579 | -105.8877 | 107.299
Line2_1_4 | 0.51368 | 0.25562 | 0.31639 | 0.51368 | 0.25562 | 0.31639 | 0.11863 | 0.059033 | 0.073068 | 0.11863 | 0.059033 | 0.073068 | -0.0076156 | 0.03741 | -0.063662 | 0.010255 | -0.036756 | 0.064661 | -0.066155 | -0.048812 | -0.040817 | 0.071426 | 0.050121 | 0.042822 | 97.921 | -52.3465 | -106.0684 | -82.079 | 127.6535 | 73.9316 |  | 0.56135 | 1.0418 | 1.035 | 0.60827 | 1.0529 | 1.0614 | 1.3542 | -104.879 | 106.5977 | -0.24954 | -106.0924 | 107.4465
Line3_1_5 | 0.48373 | 0.24263 | 0.29373 | 0.48373 | 0.24263 | 0.29373 | 0.11171 | 0.056034 | 0.067834 | 0.11171 | 0.056034 | 0.067834 | -0.0078916 | 0.035713 | -0.059628 | 0.010232 | -0.035123 | 0.060489 | -0.06221 | -0.046175 | -0.037058 | 0.066885 | 0.047355 | 0.038787 | 98.5837 | -52.5983 | -105.2629 | -81.4163 | 127.4017 | 74.7371 |  | 0.56135 | 1.0418 | 1.035 | 0.60569 | 1.0522 | 1.0593 | 1.3542 | -104.879 | 106.5977 | -0.11428 | -106.0339 | 107.4059
Line4_2_6 | 0.45696 | 0.23097 | 0.2739 | 0.45696 | 0.23097 | 0.2739 | 0.10553 | 0.053341 | 0.063254 | 0.10553 | 0.053341 | 0.063254 | -0.010158 | 0.033611 | -0.056774 | 0.012247 | -0.033076 | 0.057522 | -0.062858 | -0.04491 | -0.035369 | 0.067029 | 0.04598 | 0.036872 | 99.1831 | -52.7919 | -104.5544 | -80.8169 | 127.2081 | 75.4456 |  | 0.60337 | 1.0516 | 1.0575 | 0.64568 | 1.0619 | 1.0802 | 0.0031093 | -105.9808 | 107.3677 | -1.1714 | -107.0617 | 108.1055
Line5_6_7 | 0.45696 | 0.23097 | 0.2739 | 0.45696 | 0.23097 | 0.2739 | 0.10553 | 0.053341 | 0.063254 | 0.10553 | 0.053341 | 0.063254 | -0.012247 | 0.033076 | -0.057522 | 0.014336 | -0.032542 | 0.058271 | -0.067029 | -0.04598 | -0.036872 | 0.071201 | 0.047049 | 0.038375 | 99.1831 | -52.7919 | -104.5544 | -80.8169 | 127.2081 | 75.4456 |  | 0.64568 | 1.0619 | 1.0802 | 0.68824 | 1.0725 | 1.103 | -1.1714 | -107.0617 | 108.1055 | -2.2011 | -108.1215 | 108.8128
Line6_7_8 | 0 | 0 | 0 | 0 | 0 | 0 | 0 | 0 | 0 | 0 | 0 | 0 | -3.0162e-09 | 4.1364e-11 | 1.0738e-10 | 3.0479e-09 | -1.1941e-11 | -1.6845e-10 | 4.0583e-10 | -2.8501e-09 | 2.6821e-09 | -3.7717e-10 | 2.7904e-09 | -2.6512e-09 | 0 | 0 | 0 | 0 | 0 | 0 |  | 0.68824 | 1.0725 | 1.103 | 0.68824 | 1.0725 | 1.103 | -2.2011 | -108.1215 | 108.8128 | -2.2011 | -108.1215 | 108.8128
Line7_8_9 | 0 | 0 | 0 | 0 | 0 | 0 | 0 | 0 | 0 | 0 | 0 | 0 | -1.0054e-09 | 1.3788e-11 | 3.5794e-11 | 1.0371e-09 | 1.5635e-11 | -9.686e-11 | 1.3528e-10 | -9.5004e-10 | 8.9404e-10 | -1.0661e-10 | 8.9037e-10 | -8.6317e-10 | 0 | 0 | 0 | 0 | 0 | 0 |  | 0.68824 | 1.0725 | 1.103 | 0.68824 | 1.0725 | 1.103 | -2.2011 | -108.1215 | 108.8128 | -2.2011 | -108.1215 | 108.8128
Line8_8_10 | 0 | 0 | 0 | 0 | 0 | 0 | 0 | 0 | 0 | 0 | 0 | 0 | -1.0054e-09 | 1.3788e-11 | 3.5794e-11 | 1.0371e-09 | 1.5635e-11 | -9.686e-11 | 1.3528e-10 | -9.5004e-10 | 8.9404e-10 | -1.0662e-10 | 8.9037e-10 | -8.6317e-10 | 0 | 0 | 0 | 0 | 0 | 0 |  | 0.68824 | 1.0725 | 1.103 | 0.68824 | 1.0725 | 1.103 | -2.2011 | -108.1215 | 108.8128 | -2.2011 | -108.1215 | 108.8128
Line9_3_11 | 0.41119 | 0.21083 | 0.24092 | 0.41119 | 0.21083 | 0.24092 | 0.094959 | 0.048689 | 0.055639 | 0.094959 | 0.048689 | 0.055639 | -0.0099096 | 0.030902 | -0.050464 | 0.011601 | -0.030457 | 0.051043 | -0.056045 | -0.040767 | -0.029928 | 0.059423 | 0.041658 | 0.031091 | 100.2229 | -53.0506 | -103.3712 | -79.7771 | 126.9494 | 76.6288 |  | 0.59936 | 1.0507 | 1.0545 | 0.63758 | 1.0599 | 1.0742 | 0.19579 | -105.8877 | 107.299 | -0.82405 | -106.8791 | 107.9746

## LG_max_fault_6
name | pf_ikss_a_from_ka | pf_ikss_b_from_ka | pf_ikss_c_from_ka | pf_ikss_a_to_ka | pf_ikss_b_to_ka | pf_ikss_c_to_ka | pf_skss_a_from_mw | pf_skss_b_from_mw | pf_skss_c_from_mw | pf_skss_a_to_mw | pf_skss_b_to_mw | pf_skss_c_to_mw | pf_p_a_from_mw | pf_p_b_from_mw | pf_p_c_from_mw | pf_p_a_to_mw | pf_p_b_to_mw | pf_p_c_to_mw | pf_q_a_from_mvar | pf_q_b_from_mvar | pf_q_c_from_mvar | pf_q_a_to_mvar | pf_q_b_to_mvar | pf_q_c_to_mvar | pf_ikss_a_from_degree | pf_ikss_b_from_degree | pf_ikss_c_from_degree | pf_ikss_a_to_degree | pf_ikss_b_to_degree | pf_ikss_c_to_degree | 3xI0 | pf_vm_a_from_pu | pf_vm_b_from_pu | pf_vm_c_from_pu | pf_vm_a_to_pu | pf_vm_b_to_pu | pf_vm_c_to_pu | pf_va_a_from_degree | pf_va_b_from_degree | pf_va_c_from_degree | pf_va_a_to_degree | pf_va_b_to_degree | pf_va_c_to_degree
Line0_1_2 | 0.11644 | 0.11462 | 0.11189 | 0.11644 | 0.11462 | 0.11189 | 0.026891 | 0.02647 | 0.02584 | 0.026891 | 0.02647 | 0.02584 | -0.0041293 | -0.0027802 | -0.0038349 | 0.0042649 | 0.0029116 | 0.0039601 | -0.030355 | -0.030103 | -0.029389 | 0.030627 | 0.030365 | 0.02964 | 97.5073 | -24.5919 | -142.7408 | -82.4927 | 155.4081 | 37.2592 |  | 1.1392 | 1.1421 | 1.147 | 1.1499 | 1.1524 | 1.1573 | -0.23907 | -119.8686 | 119.8247 | -0.4203 | -120.0689 | 119.649
Line10_11_12 | 0.10374 | 0.10225 | 0.099641 | 0.10374 | 0.10225 | 0.099641 | 0.023957 | 0.023614 | 0.023011 | 0.023957 | 0.023614 | 0.023011 | -0.0038222 | -0.002586 | -0.0034978 | 0.0039298 | 0.0026905 | 0.0035971 | -0.027484 | -0.027282 | -0.026584 | 0.027699 | 0.027491 | 0.026783 | 97.3551 | -24.8123 | -142.9945 | -82.6449 | 155.1877 | 37.0055 |  | 1.1583 | 1.1605 | 1.1652 | 1.1678 | 1.1698 | 1.1744 | -0.56218 | -120.227 | 119.5099 | -0.71978 | -120.402 | 119.3561
Line11_12_13 | 0.10374 | 0.10225 | 0.099641 | 0.10374 | 0.10225 | 0.099641 | 0.023957 | 0.023614 | 0.023011 | 0.023957 | 0.023614 | 0.023011 | -0.0039298 | -0.0026905 | -0.0035971 | 0.0040374 | 0.0027951 | 0.0036963 | -0.027699 | -0.027491 | -0.026783 | 0.027914 | 0.0277 | 0.026981 | 97.3551 | -24.8123 | -142.9945 | -82.6449 | 155.1877 | 37.0055 |  | 1.1678 | 1.1698 | 1.1744 | 1.1773 | 1.179 | 1.1835 | -0.71978 | -120.402 | 119.3561 | -0.87484 | -120.5742 | 119.2047
Line12_13_15 | 0 | 0 | 0 | 0 | 0 | 0 | 0 | 0 | 0 | 0 | 0 | 0 | 1.0058e-09 | 1.0241e-09 | 1.0864e-09 | -1.0048e-09 | -1.0246e-09 | -1.087e-09 | 2.1772e-10 | 1.4019e-10 | 2.0131e-10 | -2.1765e-10 | -1.4111e-10 | -2.0046e-10 | 0 | 0 | 0 | 0 | 0 | 0 |  | 1.1773 | 1.179 | 1.1835 | 1.1773 | 1.179 | 1.1835 | -0.87484 | -120.5742 | 119.2047 | -0.87484 | -120.5742 | 119.2047
Line13_13_14 | 0.10374 | 0.10225 | 0.099641 | 0.10374 | 0.10225 | 0.099641 | 0.023957 | 0.023614 | 0.023011 | 0.023957 | 0.023614 | 0.023011 | -0.0040374 | -0.0027951 | -0.0036963 | 0.0041451 | 0.0028996 | 0.0037956 | -0.027914 | -0.0277 | -0.026981 | 0.02813 | 0.027909 | 0.02718 | 97.3551 | -24.8123 | -142.9945 | -82.6449 | 155.1877 | 37.0055 |  | 1.1773 | 1.179 | 1.1835 | 1.1868 | 1.1883 | 1.1926 | -0.87484 | -120.5742 | 119.2047 | -1.0274 | -120.7437 | 119.0557
Line14_15_16 | 0 | 0 | 0 | 0 | 0 | 0 | 0 | 0 | 0 | 0 | 0 | 0 | 6.7056e-10 | 6.8275e-10 | 7.243e-10 | -6.6953e-10 | -6.8319e-10 | -7.2488e-10 | 1.4515e-10 | 9.3458e-11 | 1.3421e-10 | -1.4508e-10 | -9.4385e-11 | -1.3336e-10 | 0 | 0 | 0 | 0 | 0 | 0 |  | 1.1773 | 1.179 | 1.1835 | 1.1773 | 1.179 | 1.1835 | -0.87484 | -120.5742 | 119.2047 | -0.87484 | -120.5742 | 119.2047
Line15_16_17 | 0 | 0 | 0 | 0 | 0 | 0 | 0 | 0 | 0 | 0 | 0 | 0 | 3.3528e-10 | 3.4137e-10 | 3.6215e-10 | -3.3425e-10 | -3.4182e-10 | -3.6273e-10 | 7.2574e-11 | 4.6729e-11 | 6.7104e-11 | -7.25e-11 | -4.7656e-11 | -6.6251e-11 | 0 | 0 | 0 | 0 | 0 | 0 |  | 1.1773 | 1.179 | 1.1835 | 1.1773 | 1.179 | 1.1835 | -0.87484 | -120.5742 | 119.2047 | -0.87484 | -120.5742 | 119.2047
Line16_4_18 | 0 | 0 | 0 | 0 | 0 | 0 | 0 | 0 | 0 | 0 | 0 | 0 | 2.1836e-10 | 2.275e-10 | 2.488e-10 | -2.172e-10 | -2.2793e-10 | -2.4952e-10 | 3.608e-11 | 6.4854e-12 | 3.1279e-11 | -3.592e-11 | -7.5715e-12 | -3.0353e-11 | 0 | 0 | 0 | 0 | 0 | 0 |  | 1.1514 | 1.1539 | 1.1587 | 1.1514 | 1.1539 | 1.1587 | -0.44317 | -120.0932 | 119.6279 | -0.44317 | -120.0932 | 119.6279
Line17_5_19 | 0.12402 | 0.12199 | 0.11921 | 0.12402 | 0.12199 | 0.11921 | 0.028641 | 0.028172 | 0.02753 | 0.028641 | 0.028172 | 0.02753 | -0.0046037 | -0.0031827 | -0.0043098 | 0.0047575 | 0.0033315 | 0.0044519 | -0.032632 | -0.032329 | -0.031585 | 0.03294 | 0.032627 | 0.031869 | 97.5991 | -24.4579 | -142.5909 | -82.4009 | 155.5421 | 37.4091 |  | 1.1506 | 1.1531 | 1.1579 | 1.162 | 1.1641 | 1.1689 | -0.43108 | -120.0804 | 119.639 | -0.61932 | -120.2882 | 119.4568
Line1_1_3 | 0.10374 | 0.10225 | 0.099641 | 0.10374 | 0.10225 | 0.099641 | 0.023957 | 0.023614 | 0.023011 | 0.023957 | 0.023614 | 0.023011 | -0.0036069 | -0.0023769 | -0.0032992 | 0.0037145 | 0.0024814 | 0.0033985 | -0.027054 | -0.026864 | -0.026187 | 0.027269 | 0.027073 | 0.026386 | 97.3551 | -24.8123 | -142.9945 | -82.6449 | 155.1877 | 37.0055 |  | 1.1392 | 1.1421 | 1.147 | 1.1487 | 1.1513 | 1.1561 | -0.23907 | -119.8686 | 119.8247 | -0.40196 | -120.0492 | 119.6661
Line2_1_4 | 0.13264 | 0.13037 | 0.12754 | 0.13264 | 0.13037 | 0.12754 | 0.030632 | 0.030107 | 0.029455 | 0.030632 | 0.030107 | 0.029455 | -0.0048227 | -0.0033345 | -0.004558 | 0.0049987 | 0.0035045 | 0.0047207 | -0.034562 | -0.034222 | -0.033476 | 0.034914 | 0.034562 | 0.033801 | 97.7045 | -24.3034 | -142.4217 | -82.2955 | 155.6966 | 37.5783 |  | 1.1392 | 1.1421 | 1.147 | 1.1514 | 1.1539 | 1.1587 | -0.23907 | -119.8686 | 119.8247 | -0.44317 | -120.0932 | 119.6279
Line3_1_5 | 0.12402 | 0.12199 | 0.11921 | 0.12402 | 0.12199 | 0.11921 | 0.028641 | 0.028172 | 0.02753 | 0.028641 | 0.028172 | 0.02753 | -0.0044498 | -0.0030339 | -0.0041677 | 0.0046037 | 0.0031827 | 0.0043098 | -0.032324 | -0.032031 | -0.031301 | 0.032632 | 0.032329 | 0.031585 | 97.5991 | -24.4579 | -142.5909 | -82.4009 | 155.5421 | 37.4091 |  | 1.1392 | 1.1421 | 1.147 | 1.1506 | 1.1531 | 1.1579 | -0.23907 | -119.8686 | 119.8247 | -0.43108 | -120.0804 | 119.639
Line4_2_6 | 0.11644 | 0.11462 | 0.11189 | 0.11644 | 0.11462 | 0.11189 | 0.026891 | 0.02647 | 0.02584 | 0.026891 | 0.02647 | 0.02584 | -0.0042649 | -0.0029116 | -0.0039601 | 0.0044005 | 0.0030429 | 0.0040853 | -0.030627 | -0.030365 | -0.02964 | 0.030898 | 0.030628 | 0.02989 | 97.5073 | -24.5919 | -142.7408 | -82.4927 | 155.4081 | 37.2592 |  | 1.1499 | 1.1524 | 1.1573 | 1.1606 | 1.1628 | 1.1675 | -0.4203 | -120.0689 | 119.649 | -0.59821 | -120.2657 | 119.4763
Line5_6_7 | 0.11644 | 0.11462 | 0.11189 | 0.11644 | 0.11462 | 0.11189 | 0.026891 | 0.02647 | 0.02584 | 0.026891 | 0.02647 | 0.02584 | -0.0044005 | -0.0030429 | -0.0040853 | 0.0045361 | 0.0031743 | 0.0042105 | -0.030898 | -0.030628 | -0.02989 | 0.031169 | 0.030891 | 0.03014 | 97.5073 | -24.5919 | -142.7408 | -82.4927 | 155.4081 | 37.2592 |  | 1.1606 | 1.1628 | 1.1675 | 1.1713 | 1.1732 | 1.1778 | -0.59821 | -120.2657 | 119.4763 | -0.77286 | -120.459 | 119.3067
Line6_7_8 | 0 | 0 | 0 | 0 | 0 | 0 | 0 | 0 | 0 | 0 | 0 | 0 | 9.2314e-10 | 9.4328e-10 | 1.0067e-09 | -9.2208e-10 | -9.4372e-10 | -1.0073e-09 | 1.9144e-10 | 1.108e-10 | 1.7508e-10 | -1.9135e-10 | -1.1177e-10 | -1.742e-10 | 0 | 0 | 0 | 0 | 0 | 0 |  | 1.1713 | 1.1732 | 1.1778 | 1.1713 | 1.1732 | 1.1778 | -0.77286 | -120.459 | 119.3067 | -0.77286 | -120.459 | 119.3067
Line7_8_9 | 0 | 0 | 0 | 0 | 0 | 0 | 0 | 0 | 0 | 0 | 0 | 0 | 3.0771e-10 | 3.1443e-10 | 3.3556e-10 | -3.0665e-10 | -3.1487e-10 | -3.3617e-10 | 6.3813e-11 | 3.6934e-11 | 5.8359e-11 | -6.3723e-11 | -3.7902e-11 | -5.7482e-11 | 0 | 0 | 0 | 0 | 0 | 0 |  | 1.1713 | 1.1732 | 1.1778 | 1.1713 | 1.1732 | 1.1778 | -0.77286 | -120.459 | 119.3067 | -0.77286 | -120.459 | 119.3067
Line8_8_10 | 0 | 0 | 0 | 0 | 0 | 0 | 0 | 0 | 0 | 0 | 0 | 0 | 3.0771e-10 | 3.1443e-10 | 3.3556e-10 | -3.0665e-10 | -3.1487e-10 | -3.3617e-10 | 6.3813e-11 | 3.6934e-11 | 5.8359e-11 | -6.3723e-11 | -3.7902e-11 | -5.7482e-11 | 0 | 0 | 0 | 0 | 0 | 0 |  | 1.1713 | 1.1732 | 1.1778 | 1.1713 | 1.1732 | 1.1778 | -0.77286 | -120.459 | 119.3067 | -0.77286 | -120.459 | 119.3067
Line9_3_11 | 0.10374 | 0.10225 | 0.099641 | 0.10374 | 0.10225 | 0.099641 | 0.023957 | 0.023614 | 0.023011 | 0.023957 | 0.023614 | 0.023011 | -0.0037145 | -0.0024814 | -0.0033985 | 0.0038222 | 0.002586 | 0.0034978 | -0.027269 | -0.027073 | -0.026386 | 0.027484 | 0.027282 | 0.026584 | 97.3551 | -24.8123 | -142.9945 | -82.6449 | 155.1877 | 37.0055 |  | 1.1487 | 1.1513 | 1.1561 | 1.1583 | 1.1605 | 1.1652 | -0.40196 | -120.0492 | 119.6661 | -0.56218 | -120.227 | 119.5099

## LG_max_fault_10
name | pf_ikss_a_from_ka | pf_ikss_b_from_ka | pf_ikss_c_from_ka | pf_ikss_a_to_ka | pf_ikss_b_to_ka | pf_ikss_c_to_ka | pf_skss_a_from_mw | pf_skss_b_from_mw | pf_skss_c_from_mw | pf_skss_a_to_mw | pf_skss_b_to_mw | pf_skss_c_to_mw | pf_p_a_from_mw | pf_p_b_from_mw | pf_p_c_from_mw | pf_p_a_to_mw | pf_p_b_to_mw | pf_p_c_to_mw | pf_q_a_from_mvar | pf_q_b_from_mvar | pf_q_c_from_mvar | pf_q_a_to_mvar | pf_q_b_to_mvar | pf_q_c_to_mvar | pf_ikss_a_from_degree | pf_ikss_b_from_degree | pf_ikss_c_from_degree | pf_ikss_a_to_degree | pf_ikss_b_to_degree | pf_ikss_c_to_degree | 3xI0 | pf_vm_a_from_pu | pf_vm_b_from_pu | pf_vm_c_from_pu | pf_vm_a_to_pu | pf_vm_b_to_pu | pf_vm_c_to_pu | pf_va_a_from_degree | pf_va_b_from_degree | pf_va_c_from_degree | pf_va_a_to_degree | pf_va_b_to_degree | pf_va_c_to_degree
Line0_1_2 | 0.11707 | 0.11531 | 0.1127 | 0.11707 | 0.11531 | 0.1127 | 0.027035 | 0.026629 | 0.026026 | 0.027035 | 0.026629 | 0.026026 | -0.0041146 | -0.0028089 | -0.0038333 | 0.0042517 | 0.0029419 | 0.0039603 | -0.030591 | -0.030349 | -0.02967 | 0.030866 | 0.030615 | 0.029924 | 97.4242 | -24.5791 | -142.8107 | -82.5758 | 155.4209 | 37.1893 |  | 1.1417 | 1.1446 | 1.1495 | 1.1524 | 1.155 | 1.1598 | -0.23628 | -119.8669 | 119.8275 | -0.41889 | -120.0679 | 119.6503
Line10_11_12 | 0.10473 | 0.10328 | 0.10078 | 0.10473 | 0.10328 | 0.10078 | 0.024186 | 0.023852 | 0.023274 | 0.024186 | 0.023852 | 0.023274 | -0.0038272 | -0.0026264 | -0.0035165 | 0.0039369 | 0.0027331 | 0.003618 | -0.027816 | -0.02762 | -0.026953 | 0.028035 | 0.027833 | 0.027156 | 97.271 | -24.796 | -143.0581 | -82.729 | 155.204 | 36.9419 |  | 1.1609 | 1.1632 | 1.1679 | 1.1705 | 1.1725 | 1.1771 | -0.56316 | -120.2279 | 119.5088 | -0.72259 | -120.4041 | 119.3531
Line11_12_13 | 0.10473 | 0.10328 | 0.10078 | 0.10473 | 0.10328 | 0.10078 | 0.024186 | 0.023852 | 0.023274 | 0.024186 | 0.023852 | 0.023274 | -0.0039369 | -0.0027331 | -0.003618 | 0.0040466 | 0.0028397 | 0.0037196 | -0.028035 | -0.027833 | -0.027156 | 0.028255 | 0.028047 | 0.027359 | 97.271 | -24.796 | -143.0581 | -82.729 | 155.204 | 36.9419 |  | 1.1705 | 1.1725 | 1.1771 | 1.1801 | 1.1819 | 1.1864 | -0.72259 | -120.4041 | 119.3531 | -0.87941 | -120.5775 | 119.1999
Line12_13_15 | 0 | 0 | 0 | 0 | 0 | 0 | 0 | 0 | 0 | 0 | 0 | 0 | 1.0451e-09 | 1.0637e-09 | 1.1265e-09 | -1.0441e-09 | -1.0641e-09 | -1.1272e-09 | 2.194e-10 | 1.4121e-10 | 2.0314e-10 | -2.1932e-10 | -1.4218e-10 | -2.0224e-10 | 0 | 0 | 0 | 0 | 0 | 0 |  | 1.1801 | 1.1819 | 1.1864 | 1.1801 | 1.1819 | 1.1864 | -0.87941 | -120.5775 | 119.1999 | -0.87941 | -120.5775 | 119.1999
Line13_13_14 | 0.10473 | 0.10328 | 0.10078 | 0.10473 | 0.10328 | 0.10078 | 0.024186 | 0.023852 | 0.023274 | 0.024186 | 0.023852 | 0.023274 | -0.0040466 | -0.0028397 | -0.0037196 | 0.0041563 | 0.0029464 | 0.0038211 | -0.028255 | -0.028047 | -0.027359 | 0.028474 | 0.02826 | 0.027563 | 97.271 | -24.796 | -143.0581 | -82.729 | 155.204 | 36.9419 |  | 1.1801 | 1.1819 | 1.1864 | 1.1898 | 1.1912 | 1.1956 | -0.87941 | -120.5775 | 119.1999 | -1.0337 | -120.7482 | 119.0491
Line14_15_16 | 0 | 0 | 0 | 0 | 0 | 0 | 0 | 0 | 0 | 0 | 0 | 0 | 6.9675e-10 | 7.091e-10 | 7.5103e-10 | -6.9568e-10 | -7.0957e-10 | -7.5164e-10 | 1.4627e-10 | 9.4138e-11 | 1.3543e-10 | -1.4619e-10 | -9.5114e-11 | -1.3453e-10 | 0 | 0 | 0 | 0 | 0 | 0 |  | 1.1801 | 1.1819 | 1.1864 | 1.1801 | 1.1819 | 1.1864 | -0.87941 | -120.5775 | 119.1999 | -0.87941 | -120.5775 | 119.1999
Line15_16_17 | 0 | 0 | 0 | 0 | 0 | 0 | 0 | 0 | 0 | 0 | 0 | 0 | 3.4838e-10 | 3.5455e-10 | 3.7552e-10 | -3.473e-10 | -3.5502e-10 | -3.7613e-10 | 7.3132e-11 | 4.7069e-11 | 6.7713e-11 | -7.3054e-11 | -4.8045e-11 | -6.6816e-11 | 0 | 0 | 0 | 0 | 0 | 0 |  | 1.1801 | 1.1819 | 1.1864 | 1.1801 | 1.1819 | 1.1864 | -0.87941 | -120.5775 | 119.1999 | -0.87941 | -120.5775 | 119.1999
Line16_4_18 | 0 | 0 | 0 | 0 | 0 | 0 | 0 | 0 | 0 | 0 | 0 | 0 | 2.2936e-10 | 2.3851e-10 | 2.5991e-10 | -2.2815e-10 | -2.3897e-10 | -2.6066e-10 | 3.5977e-11 | 6.2907e-12 | 3.1224e-11 | -3.5811e-11 | -7.4258e-12 | -3.0255e-11 | 0 | 0 | 0 | 0 | 0 | 0 |  | 1.1539 | 1.1564 | 1.1612 | 1.1539 | 1.1564 | 1.1612 | -0.44088 | -120.0912 | 119.6299 | -0.44088 | -120.0912 | 119.6299
Line17_5_19 | 0.12438 | 0.12243 | 0.11977 | 0.12438 | 0.12243 | 0.11977 | 0.028725 | 0.028274 | 0.02766 | 0.028725 | 0.028274 | 0.02766 | -0.0045784 | -0.0032058 | -0.0042973 | 0.0047332 | 0.0033557 | 0.0044408 | -0.032805 | -0.032516 | -0.031809 | 0.033114 | 0.032816 | 0.032096 | 97.5159 | -24.4482 | -142.6653 | -82.4841 | 155.5518 | 37.3347 |  | 1.1531 | 1.1556 | 1.1605 | 1.1645 | 1.1667 | 1.1714 | -0.42928 | -120.079 | 119.6406 | -0.6185 | -120.287 | 119.4572
Line1_1_3 | 0.10473 | 0.10328 | 0.10078 | 0.10473 | 0.10328 | 0.10078 | 0.024186 | 0.023852 | 0.023274 | 0.024186 | 0.023852 | 0.023274 | -0.0036078 | -0.002413 | -0.0033134 | 0.0037175 | 0.0025197 | 0.0034149 | -0.027377 | -0.027193 | -0.026547 | 0.027596 | 0.027407 | 0.02675 | 97.271 | -24.796 | -143.0581 | -82.729 | 155.204 | 36.9419 |  | 1.1417 | 1.1446 | 1.1495 | 1.1513 | 1.1539 | 1.1587 | -0.23628 | -119.8669 | 119.8275 | -0.40108 | -120.0489 | 119.6669
Line2_1_4 | 0.13266 | 0.13048 | 0.12778 | 0.13266 | 0.13048 | 0.12778 | 0.030636 | 0.030133 | 0.02951 | 0.030636 | 0.030133 | 0.02951 | -0.0047814 | -0.0033468 | -0.0045277 | 0.0049574 | 0.0035171 | 0.004691 | -0.034649 | -0.034327 | -0.033618 | 0.035001 | 0.034667 | 0.033945 | 97.6206 | -24.2983 | -142.502 | -82.3794 | 155.7017 | 37.498 |  | 1.1417 | 1.1446 | 1.1495 | 1.1539 | 1.1564 | 1.1612 | -0.23628 | -119.8669 | 119.8275 | -0.44088 | -120.0912 | 119.6299
Line3_1_5 | 0.12438 | 0.12243 | 0.11977 | 0.12438 | 0.12243 | 0.11977 | 0.028725 | 0.028274 | 0.02766 | 0.028725 | 0.028274 | 0.02766 | -0.0044237 | -0.003056 | -0.0041539 | 0.0045784 | 0.0032058 | 0.0042973 | -0.032496 | -0.032216 | -0.031522 | 0.032805 | 0.032516 | 0.031809 | 97.5159 | -24.4482 | -142.6653 | -82.4841 | 155.5518 | 37.3347 |  | 1.1417 | 1.1446 | 1.1495 | 1.1531 | 1.1556 | 1.1605 | -0.23628 | -119.8669 | 119.8275 | -0.42928 | -120.079 | 119.6406
Line4_2_6 | 0.11707 | 0.11531 | 0.1127 | 0.11707 | 0.11531 | 0.1127 | 0.027035 | 0.026629 | 0.026026 | 0.027035 | 0.026629 | 0.026026 | -0.0042517 | -0.0029419 | -0.0039603 | 0.0043888 | 0.0030748 | 0.0040873 | -0.030866 | -0.030615 | -0.029924 | 0.03114 | 0.030881 | 0.030178 | 97.4242 | -24.5791 | -142.8107 | -82.5758 | 155.4209 | 37.1893 |  | 1.1524 | 1.155 | 1.1598 | 1.1632 | 1.1654 | 1.1701 | -0.41889 | -120.0679 | 119.6503 | -0.59813 | -120.2653 | 119.4761
Line5_6_7 | 0.11707 | 0.11531 | 0.1127 | 0.11707 | 0.11531 | 0.1127 | 0.027035 | 0.026629 | 0.026026 | 0.027035 | 0.026629 | 0.026026 | -0.0043888 | -0.0030748 | -0.0040873 | 0.0045258 | 0.0032078 | 0.0042142 | -0.03114 | -0.030881 | -0.030178 | 0.031414 | 0.031147 | 0.030432 | 97.4242 | -24.5791 | -142.8107 | -82.5758 | 155.4209 | 37.1893 |  | 1.1632 | 1.1654 | 1.1701 | 1.1739 | 1.1758 | 1.1804 | -0.59813 | -120.2653 | 119.4761 | -0.77409 | -120.4592 | 119.305
Line6_7_8 | 0 | 0 | 0 | 0 | 0 | 0 | 0 | 0 | 0 | 0 | 0 | 0 | 9.5947e-10 | 9.7985e-10 | 1.0437e-09 | -9.5835e-10 | -9.8032e-10 | -1.0444e-09 | 1.9219e-10 | 1.1098e-10 | 1.7602e-10 | -1.921e-10 | -1.1199e-10 | -1.751e-10 | 0 | 0 | 0 | 0 | 0 | 0 |  | 1.1739 | 1.1758 | 1.1804 | 1.1739 | 1.1758 | 1.1804 | -0.77409 | -120.4592 | 119.305 | -0.77409 | -120.4592 | 119.305
Line7_8_9 | 0 | 0 | 0 | 0 | 0 | 0 | 0 | 0 | 0 | 0 | 0 | 0 | 3.1982e-10 | 3.2662e-10 | 3.479e-10 | -3.1871e-10 | -3.2709e-10 | -3.4855e-10 | 6.4064e-11 | 3.6992e-11 | 5.8673e-11 | -6.3969e-11 | -3.8008e-11 | -5.7751e-11 | 0 | 0 | 0 | 0 | 0 | 0 |  | 1.1739 | 1.1758 | 1.1804 | 1.1739 | 1.1758 | 1.1804 | -0.77409 | -120.4592 | 119.305 | -0.77409 | -120.4592 | 119.305
Line8_8_10 | 0 | 0 | 0 | 0 | 0 | 0 | 0 | 0 | 0 | 0 | 0 | 0 | 3.1982e-10 | 3.2662e-10 | 3.479e-10 | -3.1871e-10 | -3.2709e-10 | -3.4855e-10 | 6.4063e-11 | 3.6992e-11 | 5.8673e-11 | -6.3969e-11 | -3.8008e-11 | -5.7751e-11 | 0 | 0 | 0 | 0 | 0 | 0 |  | 1.1739 | 1.1758 | 1.1804 | 1.1739 | 1.1758 | 1.1804 | -0.77409 | -120.4592 | 119.305 | -0.77409 | -120.4592 | 119.305
Line9_3_11 | 0.10473 | 0.10328 | 0.10078 | 0.10473 | 0.10328 | 0.10078 | 0.024186 | 0.023852 | 0.023274 | 0.024186 | 0.023852 | 0.023274 | -0.0037175 | -0.0025197 | -0.0034149 | 0.0038272 | 0.0026264 | 0.0035165 | -0.027596 | -0.027407 | -0.02675 | 0.027816 | 0.02762 | 0.026953 | 97.271 | -24.796 | -143.0581 | -82.729 | 155.204 | 36.9419 |  | 1.1513 | 1.1539 | 1.1587 | 1.1609 | 1.1632 | 1.1679 | -0.40108 | -120.0489 | 119.6669 | -0.56316 | -120.2279 | 119.5088

## LG_min_6
name | pf_ikss_a_from_ka | pf_ikss_b_from_ka | pf_ikss_c_from_ka | pf_ikss_a_to_ka | pf_ikss_b_to_ka | pf_ikss_c_to_ka | pf_skss_a_from_mw | pf_skss_b_from_mw | pf_skss_c_from_mw | pf_skss_a_to_mw | pf_skss_b_to_mw | pf_skss_c_to_mw | pf_p_a_from_mw | pf_p_b_from_mw | pf_p_c_from_mw | pf_p_a_to_mw | pf_p_b_to_mw | pf_p_c_to_mw | pf_q_a_from_mvar | pf_q_b_from_mvar | pf_q_c_from_mvar | pf_q_a_to_mvar | pf_q_b_to_mvar | pf_q_c_to_mvar | pf_ikss_a_from_degree | pf_ikss_b_from_degree | pf_ikss_c_from_degree | pf_ikss_a_to_degree | pf_ikss_b_to_degree | pf_ikss_c_to_degree | 3xI0 | pf_vm_a_from_pu | pf_vm_b_from_pu | pf_vm_c_from_pu | pf_vm_a_to_pu | pf_vm_b_to_pu | pf_vm_c_to_pu | pf_va_a_from_degree | pf_va_b_from_degree | pf_va_c_from_degree | pf_va_a_to_degree | pf_va_b_to_degree | pf_va_c_to_degree
Line0_1_2 | 0.010799 | 0.003071 | 0.0056889 | 0.010799 | 0.003071 | 0.0056889 | 0.0024939 | 0.00070921 | 0.0013138 | 0.0024939 | 0.00070921 | 0.0013138 | -0.00020258 | 0.00058949 | -0.0011062 | 0.00020479 | -0.0005893 | 0.0011068 | -0.00076194 | -0.00025547 | -0.00027754 | 0.00076415 | 0.00025569 | 0.00027826 | 101.4403 | -78.6849 | -91.3592 | -78.5596 | 101.315 | 88.6407 |  | 0.31613 | 0.90589 | 0.86806 | 0.31722 | 0.90577 | 0.86866 | -3.4485 | -102.1152 | 102.7255 | -3.562 | -102.1402 | 102.7527
Line10_11_12 | 0.010767 | 0.003064 | 0.0056686 | 0.010767 | 0.003064 | 0.0056686 | 0.0024865 | 0.00070761 | 0.0013091 | 0.0024865 | 0.0007076 | 0.0013091 | -0.00020791 | 0.0005877 | -0.0011042 | 0.00021011 | -0.00058751 | 0.0011048 | -0.00076366 | -0.00025553 | -0.00027511 | 0.00076586 | 0.00025575 | 0.00027582 | 101.5566 | -78.6659 | -91.211 | -78.4433 | 101.334 | 88.7889 |  | 0.3183 | 0.90565 | 0.86924 | 0.31938 | 0.90553 | 0.86983 | -3.6733 | -102.1651 | 102.7798 | -3.7846 | -102.19 | 102.8069
Line11_12_13 | 0.010767 | 0.003064 | 0.0056686 | 0.010767 | 0.003064 | 0.0056685 | 0.0024865 | 0.0007076 | 0.0013091 | 0.0024865 | 0.0007076 | 0.0013091 | -0.00021011 | 0.00058751 | -0.0011048 | 0.0002123 | -0.00058732 | 0.0011054 | -0.00076586 | -0.00025575 | -0.00027582 | 0.00076805 | 0.00025597 | 0.00027653 | 101.5566 | -78.6661 | -91.2111 | -78.4434 | 101.3338 | 88.7888 |  | 0.31938 | 0.90553 | 0.86983 | 0.32047 | 0.90541 | 0.87042 | -3.7846 | -102.19 | 102.8069 | -3.8951 | -102.215 | 102.8339
Line12_13_15 | 0 | 0 | 0 | 0 | 0 | 0 | 0 | 0 | 0 | 0 | 0 | 0 | -7.1462e-10 | 3.435e-09 | -6.388e-09 | 1.2722e-09 | -2.1347e-09 | 4.53e-09 | 1.8796e-09 | -8.3887e-09 | 5.8945e-09 | -1.3329e-09 | 6.6065e-09 | -4.8716e-09 | 0 | 0 | 0 | 0 | 0 | 0 |  | 0.32047 | 0.90541 | 0.87042 | 0.32047 | 0.90541 | 0.87042 | -3.8951 | -102.215 | 102.8339 | -3.8951 | -102.215 | 102.8339
Line13_13_14 | 0.010767 | 0.003064 | 0.0056685 | 0.010767 | 0.003064 | 0.0056685 | 0.0024865 | 0.00070759 | 0.0013091 | 0.0024865 | 0.00070759 | 0.0013091 | -0.0002123 | 0.00058731 | -0.0011054 | 0.0002145 | -0.00058712 | 0.001106 | -0.00076805 | -0.00025596 | -0.00027654 | 0.00077025 | 0.00025618 | 0.00027725 | 101.5565 | -78.6668 | -91.2116 | -78.4435 | 101.3331 | 88.7883 |  | 0.32047 | 0.90541 | 0.87042 | 0.32156 | 0.90529 | 0.87101 | -3.8951 | -102.215 | 102.8339 | -4.0048 | -102.2399 | 102.8609
Line14_15_16 | 0 | 0 | 0 | 0 | 0 | 0 | 0 | 0 | 0 | 0 | 0 | 0 | -4.7641e-10 | 2.29e-09 | -4.2586e-09 | 1.034e-09 | -9.8965e-10 | 2.4007e-09 | 1.253e-09 | -5.5925e-09 | 3.9297e-09 | -7.0634e-10 | 3.8103e-09 | -2.9068e-09 | 0 | 0 | 0 | 0 | 0 | 0 |  | 0.32047 | 0.90541 | 0.87042 | 0.32047 | 0.90541 | 0.87042 | -3.8951 | -102.215 | 102.8339 | -3.8951 | -102.215 | 102.8339
Line15_16_17 | 0 | 0 | 0 | 0 | 0 | 0 | 0 | 0 | 0 | 0 | 0 | 0 | -2.3821e-10 | 1.145e-09 | -2.1293e-09 | 7.9577e-10 | 1.5536e-10 | 2.7139e-10 | 6.2652e-10 | -2.7962e-09 | 1.9648e-09 | -7.9821e-11 | 1.014e-09 | -9.4196e-10 | 0 | 0 | 0 | 0 | 0 | 0 |  | 0.32047 | 0.90541 | 0.87042 | 0.32047 | 0.90541 | 0.87042 | -3.8951 | -102.215 | 102.8339 | -3.8951 | -102.215 | 102.8339
Line16_4_18 | 0 | 0 | 0 | 0 | 0 | 0 | 0 | 0 | 0 | 0 | 0 | 0 | -2.4305e-10 | 1.1616e-09 | -2.1384e-09 | 7.9192e-10 | 1.5291e-10 | 2.7511e-10 | 6.2063e-10 | -2.8018e-09 | 1.965e-09 | -7.2279e-11 | 1.0186e-09 | -9.4437e-10 | 0 | 0 | 0 | 0 | 0 | 0 |  | 0.31722 | 0.90577 | 0.86866 | 0.31722 | 0.90577 | 0.86866 | -3.5628 | -102.1402 | 102.7527 | -3.5628 | -102.1402 | 102.7527
Line17_5_19 | 0.010815 | 0.0030744 | 0.0056991 | 0.010815 | 0.0030744 | 0.0056991 | 0.0024976 | 0.00071001 | 0.0013162 | 0.0024976 | 0.00071001 | 0.0013162 | -0.00020431 | 0.00059001 | -0.0011084 | 0.00020653 | -0.00058982 | 0.001109 | -0.0007655 | -0.00025587 | -0.00028021 | 0.00076771 | 0.00025609 | 0.00028092 | 101.3818 | -78.6953 | -91.4343 | -78.6182 | 101.3046 | 88.5656 |  | 0.31722 | 0.90577 | 0.86866 | 0.3183 | 0.90565 | 0.86925 | -3.5624 | -102.1402 | 102.7527 | -3.6755 | -102.1652 | 102.7798
Line1_1_3 | 0.010767 | 0.003064 | 0.0056686 | 0.010767 | 0.003064 | 0.0056686 | 0.0024865 | 0.00070761 | 0.0013091 | 0.0024865 | 0.00070761 | 0.0013091 | -0.00020352 | 0.00058808 | -0.0011029 | 0.00020571 | -0.00058789 | 0.0011035 | -0.00075926 | -0.00025509 | -0.00027369 | 0.00076146 | 0.00025531 | 0.0002744 | 101.5567 | -78.6655 | -91.2108 | -78.4433 | 101.3344 | 88.7892 |  | 0.31613 | 0.90589 | 0.86806 | 0.31721 | 0.90577 | 0.86865 | -3.4485 | -102.1152 | 102.7255 | -3.5613 | -102.1401 | 102.7527
Line2_1_4 | 0.010831 | 0.0030779 | 0.0057094 | 0.010831 | 0.0030779 | 0.0057094 | 0.0025013 | 0.00071082 | 0.0013185 | 0.0025014 | 0.00071082 | 0.0013185 | -0.00020162 | 0.00059092 | -0.0011094 | 0.00020384 | -0.00059073 | 0.0011101 | -0.00076462 | -0.00025584 | -0.00028144 | 0.00076685 | 0.00025607 | 0.00028216 | 101.3232 | -78.7045 | -91.5089 | -78.6767 | 101.2954 | 88.491 |  | 0.31613 | 0.90589 | 0.86806 | 0.31722 | 0.90577 | 0.86866 | -3.4485 | -102.1152 | 102.7255 | -3.5628 | -102.1402 | 102.7527
Line3_1_5 | 0.010815 | 0.0030744 | 0.0056991 | 0.010815 | 0.0030744 | 0.0056991 | 0.0024976 | 0.00071001 | 0.0013162 | 0.0024976 | 0.00071001 | 0.0013162 | -0.0002021 | 0.0005902 | -0.0011078 | 0.00020432 | -0.00059001 | 0.0011084 | -0.00076328 | -0.00025565 | -0.00027949 | 0.0007655 | 0.00025587 | 0.00028021 | 101.3818 | -78.6951 | -91.4342 | -78.6182 | 101.3048 | 88.5657 |  | 0.31613 | 0.90589 | 0.86806 | 0.31722 | 0.90577 | 0.86866 | -3.4485 | -102.1152 | 102.7255 | -3.5624 | -102.1402 | 102.7527
Line4_2_6 | 0.010799 | 0.003071 | 0.0056889 | 0.010799 | 0.003071 | 0.0056889 | 0.0024939 | 0.00070921 | 0.0013138 | 0.0024939 | 0.00070921 | 0.0013138 | -0.00020479 | 0.0005893 | -0.0011068 | 0.000207 | -0.00058911 | 0.0011074 | -0.00076415 | -0.00025569 | -0.00027826 | 0.00076636 | 0.00025591 | 0.00027897 | 101.4403 | -78.6851 | -91.3594 | -78.5597 | 101.3148 | 88.6406 |  | 0.31722 | 0.90577 | 0.86866 | 0.3183 | 0.90565 | 0.86925 | -3.562 | -102.1402 | 102.7527 | -3.6748 | -102.1652 | 102.7798
Line5_6_7 | 0.010799 | 0.003071 | 0.0056889 | 0.010799 | 0.003071 | 0.0056889 | 0.0024939 | 0.00070921 | 0.0013138 | 0.0024939 | 0.00070921 | 0.0013138 | -0.00020699 | 0.00058911 | -0.0011074 | 0.0002092 | -0.00058892 | 0.001108 | -0.00076636 | -0.00025591 | -0.00027897 | 0.00076857 | 0.00025613 | 0.00027969 | 101.4403 | -78.6853 | -91.3595 | -78.5597 | 101.3146 | 88.6404 |  | 0.3183 | 0.90565 | 0.86925 | 0.31939 | 0.90553 | 0.86984 | -3.6748 | -102.1652 | 102.7798 | -3.7867 | -102.1902 | 102.8069
Line6_7_8 | 0 | 0 | 0 | 0 | 0 | 0 | 0 | 0 | 0 | 0 | 0 | 0 | -7.194e-10 | 3.4514e-09 | -6.397e-09 | 1.2741e-09 | -2.1464e-09 | 4.5373e-09 | 1.8737e-09 | -8.3943e-09 | 5.8948e-09 | -1.3265e-09 | 6.6117e-09 | -4.8726e-09 | 0 | 0 | 0 | 0 | 0 | 0 |  | 0.31939 | 0.90553 | 0.86984 | 0.31939 | 0.90553 | 0.86984 | -3.7867 | -102.1902 | 102.8069 | -3.7867 | -102.1902 | 102.8069
Line7_8_9 | 0 | 0 | 0 | 0 | 0 | 0 | 0 | 0 | 0 | 0 | 0 | 0 | -2.398e-10 | 1.1505e-09 | -2.1323e-09 | 7.945e-10 | 1.5455e-10 | 2.7261e-10 | 6.2458e-10 | -2.7981e-09 | 1.9649e-09 | -7.7343e-11 | 1.0155e-09 | -9.4277e-10 | 0 | 0 | 0 | 0 | 0 | 0 |  | 0.31939 | 0.90553 | 0.86984 | 0.31939 | 0.90553 | 0.86984 | -3.7867 | -102.1902 | 102.8069 | -3.7867 | -102.1902 | 102.8069
Line8_8_10 | 0 | 0 | 0 | 0 | 0 | 0 | 0 | 0 | 0 | 0 | 0 | 0 | -2.398e-10 | 1.1505e-09 | -2.1323e-09 | 7.945e-10 | 1.5455e-10 | 2.7261e-10 | 6.2458e-10 | -2.7981e-09 | 1.9649e-09 | -7.7343e-11 | 1.0155e-09 | -9.4277e-10 | 0 | 0 | 0 | 0 | 0 | 0 |  | 0.31939 | 0.90553 | 0.86984 | 0.31939 | 0.90553 | 0.86984 | -3.7867 | -102.1902 | 102.8069 | -3.7867 | -102.1902 | 102.8069
Line9_3_11 | 0.010767 | 0.003064 | 0.0056686 | 0.010767 | 0.003064 | 0.0056686 | 0.0024865 | 0.00070761 | 0.0013091 | 0.0024865 | 0.00070761 | 0.0013091 | -0.00020571 | 0.00058789 | -0.0011035 | 0.00020791 | -0.0005877 | 0.0011042 | -0.00076146 | -0.00025531 | -0.0002744 | 0.00076366 | 0.00025553 | 0.00027511 | 101.5567 | -78.6657 | -91.2109 | -78.4433 | 101.3342 | 88.789 |  | 0.31721 | 0.90577 | 0.86865 | 0.3183 | 0.90565 | 0.86924 | -3.5613 | -102.1401 | 102.7527 | -3.6733 | -102.1651 | 102.7798

## LG_min_10
name | pf_ikss_a_from_ka | pf_ikss_b_from_ka | pf_ikss_c_from_ka | pf_ikss_a_to_ka | pf_ikss_b_to_ka | pf_ikss_c_to_ka | pf_skss_a_from_mw | pf_skss_b_from_mw | pf_skss_c_from_mw | pf_skss_a_to_mw | pf_skss_b_to_mw | pf_skss_c_to_mw | pf_p_a_from_mw | pf_p_b_from_mw | pf_p_c_from_mw | pf_p_a_to_mw | pf_p_b_to_mw | pf_p_c_to_mw | pf_q_a_from_mvar | pf_q_b_from_mvar | pf_q_c_from_mvar | pf_q_a_to_mvar | pf_q_b_to_mvar | pf_q_c_to_mvar | pf_ikss_a_from_degree | pf_ikss_b_from_degree | pf_ikss_c_from_degree | pf_ikss_a_to_degree | pf_ikss_b_to_degree | pf_ikss_c_to_degree | 3xI0 | pf_vm_a_from_pu | pf_vm_b_from_pu | pf_vm_c_from_pu | pf_vm_a_to_pu | pf_vm_b_to_pu | pf_vm_c_to_pu | pf_va_a_from_degree | pf_va_b_from_degree | pf_va_c_from_degree | pf_va_a_to_degree | pf_va_b_to_degree | pf_va_c_to_degree
Line0_1_2 | 0.010799 | 0.003071 | 0.0056889 | 0.010799 | 0.003071 | 0.0056889 | 0.0024939 | 0.00070921 | 0.0013138 | 0.0024939 | 0.00070921 | 0.0013138 | -0.00020258 | 0.00058949 | -0.0011062 | 0.00020479 | -0.0005893 | 0.0011068 | -0.00076194 | -0.00025547 | -0.00027754 | 0.00076415 | 0.00025569 | 0.00027826 | 101.4403 | -78.6849 | -91.3592 | -78.5596 | 101.315 | 88.6407 |  | 0.31613 | 0.90589 | 0.86806 | 0.31722 | 0.90577 | 0.86866 | -3.4485 | -102.1152 | 102.7255 | -3.562 | -102.1402 | 102.7527
Line10_11_12 | 0.010767 | 0.003064 | 0.0056686 | 0.010767 | 0.003064 | 0.0056686 | 0.0024865 | 0.00070761 | 0.0013091 | 0.0024865 | 0.0007076 | 0.0013091 | -0.00020791 | 0.0005877 | -0.0011042 | 0.00021011 | -0.00058751 | 0.0011048 | -0.00076366 | -0.00025553 | -0.00027511 | 0.00076586 | 0.00025575 | 0.00027582 | 101.5566 | -78.6659 | -91.211 | -78.4433 | 101.334 | 88.7889 |  | 0.3183 | 0.90565 | 0.86924 | 0.31938 | 0.90553 | 0.86983 | -3.6733 | -102.1651 | 102.7798 | -3.7846 | -102.19 | 102.8069
Line11_12_13 | 0.010767 | 0.003064 | 0.0056686 | 0.010767 | 0.003064 | 0.0056685 | 0.0024865 | 0.0007076 | 0.0013091 | 0.0024865 | 0.0007076 | 0.0013091 | -0.00021011 | 0.00058751 | -0.0011048 | 0.0002123 | -0.00058732 | 0.0011054 | -0.00076586 | -0.00025575 | -0.00027582 | 0.00076805 | 0.00025597 | 0.00027653 | 101.5566 | -78.6661 | -91.2111 | -78.4434 | 101.3338 | 88.7888 |  | 0.31938 | 0.90553 | 0.86983 | 0.32047 | 0.90541 | 0.87042 | -3.7846 | -102.19 | 102.8069 | -3.8951 | -102.215 | 102.8339
Line12_13_15 | 0 | 0 | 0 | 0 | 0 | 0 | 0 | 0 | 0 | 0 | 0 | 0 | -7.1462e-10 | 3.435e-09 | -6.388e-09 | 1.2722e-09 | -2.1347e-09 | 4.53e-09 | 1.8796e-09 | -8.3887e-09 | 5.8945e-09 | -1.3329e-09 | 6.6065e-09 | -4.8716e-09 | 0 | 0 | 0 | 0 | 0 | 0 |  | 0.32047 | 0.90541 | 0.87042 | 0.32047 | 0.90541 | 0.87042 | -3.8951 | -102.215 | 102.8339 | -3.8951 | -102.215 | 102.8339
Line13_13_14 | 0.010767 | 0.003064 | 0.0056685 | 0.010767 | 0.003064 | 0.0056685 | 0.0024865 | 0.00070759 | 0.0013091 | 0.0024865 | 0.00070759 | 0.0013091 | -0.0002123 | 0.00058731 | -0.0011054 | 0.0002145 | -0.00058712 | 0.001106 | -0.00076805 | -0.00025596 | -0.00027654 | 0.00077025 | 0.00025618 | 0.00027725 | 101.5565 | -78.6668 | -91.2116 | -78.4435 | 101.3331 | 88.7883 |  | 0.32047 | 0.90541 | 0.87042 | 0.32156 | 0.90529 | 0.87101 | -3.8951 | -102.215 | 102.8339 | -4.0048 | -102.2399 | 102.8609
Line14_15_16 | 0 | 0 | 0 | 0 | 0 | 0 | 0 | 0 | 0 | 0 | 0 | 0 | -4.7641e-10 | 2.29e-09 | -4.2586e-09 | 1.034e-09 | -9.8965e-10 | 2.4007e-09 | 1.253e-09 | -5.5925e-09 | 3.9297e-09 | -7.0634e-10 | 3.8103e-09 | -2.9068e-09 | 0 | 0 | 0 | 0 | 0 | 0 |  | 0.32047 | 0.90541 | 0.87042 | 0.32047 | 0.90541 | 0.87042 | -3.8951 | -102.215 | 102.8339 | -3.8951 | -102.215 | 102.8339
Line15_16_17 | 0 | 0 | 0 | 0 | 0 | 0 | 0 | 0 | 0 | 0 | 0 | 0 | -2.3821e-10 | 1.145e-09 | -2.1293e-09 | 7.9577e-10 | 1.5536e-10 | 2.7139e-10 | 6.2652e-10 | -2.7962e-09 | 1.9648e-09 | -7.9821e-11 | 1.014e-09 | -9.4196e-10 | 0 | 0 | 0 | 0 | 0 | 0 |  | 0.32047 | 0.90541 | 0.87042 | 0.32047 | 0.90541 | 0.87042 | -3.8951 | -102.215 | 102.8339 | -3.8951 | -102.215 | 102.8339
Line16_4_18 | 0 | 0 | 0 | 0 | 0 | 0 | 0 | 0 | 0 | 0 | 0 | 0 | -2.4305e-10 | 1.1616e-09 | -2.1384e-09 | 7.9192e-10 | 1.5291e-10 | 2.7511e-10 | 6.2063e-10 | -2.8018e-09 | 1.965e-09 | -7.2279e-11 | 1.0186e-09 | -9.4437e-10 | 0 | 0 | 0 | 0 | 0 | 0 |  | 0.31722 | 0.90577 | 0.86866 | 0.31722 | 0.90577 | 0.86866 | -3.5628 | -102.1402 | 102.7527 | -3.5628 | -102.1402 | 102.7527
Line17_5_19 | 0.010815 | 0.0030744 | 0.0056991 | 0.010815 | 0.0030744 | 0.0056991 | 0.0024976 | 0.00071001 | 0.0013162 | 0.0024976 | 0.00071001 | 0.0013162 | -0.00020431 | 0.00059001 | -0.0011084 | 0.00020653 | -0.00058982 | 0.001109 | -0.0007655 | -0.00025587 | -0.00028021 | 0.00076771 | 0.00025609 | 0.00028092 | 101.3818 | -78.6953 | -91.4343 | -78.6182 | 101.3046 | 88.5656 |  | 0.31722 | 0.90577 | 0.86866 | 0.3183 | 0.90565 | 0.86925 | -3.5624 | -102.1402 | 102.7527 | -3.6755 | -102.1652 | 102.7798
Line1_1_3 | 0.010767 | 0.003064 | 0.0056686 | 0.010767 | 0.003064 | 0.0056686 | 0.0024865 | 0.00070761 | 0.0013091 | 0.0024865 | 0.00070761 | 0.0013091 | -0.00020352 | 0.00058808 | -0.0011029 | 0.00020571 | -0.00058789 | 0.0011035 | -0.00075926 | -0.00025509 | -0.00027369 | 0.00076146 | 0.00025531 | 0.0002744 | 101.5567 | -78.6655 | -91.2108 | -78.4433 | 101.3344 | 88.7892 |  | 0.31613 | 0.90589 | 0.86806 | 0.31721 | 0.90577 | 0.86865 | -3.4485 | -102.1152 | 102.7255 | -3.5613 | -102.1401 | 102.7527
Line2_1_4 | 0.010831 | 0.0030779 | 0.0057094 | 0.010831 | 0.0030779 | 0.0057094 | 0.0025013 | 0.00071082 | 0.0013185 | 0.0025014 | 0.00071082 | 0.0013185 | -0.00020162 | 0.00059092 | -0.0011094 | 0.00020384 | -0.00059073 | 0.0011101 | -0.00076462 | -0.00025584 | -0.00028144 | 0.00076685 | 0.00025607 | 0.00028216 | 101.3232 | -78.7045 | -91.5089 | -78.6767 | 101.2954 | 88.491 |  | 0.31613 | 0.90589 | 0.86806 | 0.31722 | 0.90577 | 0.86866 | -3.4485 | -102.1152 | 102.7255 | -3.5628 | -102.1402 | 102.7527
Line3_1_5 | 0.010815 | 0.0030744 | 0.0056991 | 0.010815 | 0.0030744 | 0.0056991 | 0.0024976 | 0.00071001 | 0.0013162 | 0.0024976 | 0.00071001 | 0.0013162 | -0.0002021 | 0.0005902 | -0.0011078 | 0.00020432 | -0.00059001 | 0.0011084 | -0.00076328 | -0.00025565 | -0.00027949 | 0.0007655 | 0.00025587 | 0.00028021 | 101.3818 | -78.6951 | -91.4342 | -78.6182 | 101.3048 | 88.5657 |  | 0.31613 | 0.90589 | 0.86806 | 0.31722 | 0.90577 | 0.86866 | -3.4485 | -102.1152 | 102.7255 | -3.5624 | -102.1402 | 102.7527
Line4_2_6 | 0.010799 | 0.003071 | 0.0056889 | 0.010799 | 0.003071 | 0.0056889 | 0.0024939 | 0.00070921 | 0.0013138 | 0.0024939 | 0.00070921 | 0.0013138 | -0.00020479 | 0.0005893 | -0.0011068 | 0.000207 | -0.00058911 | 0.0011074 | -0.00076415 | -0.00025569 | -0.00027826 | 0.00076636 | 0.00025591 | 0.00027897 | 101.4403 | -78.6851 | -91.3594 | -78.5597 | 101.3148 | 88.6406 |  | 0.31722 | 0.90577 | 0.86866 | 0.3183 | 0.90565 | 0.86925 | -3.562 | -102.1402 | 102.7527 | -3.6748 | -102.1652 | 102.7798
Line5_6_7 | 0.010799 | 0.003071 | 0.0056889 | 0.010799 | 0.003071 | 0.0056889 | 0.0024939 | 0.00070921 | 0.0013138 | 0.0024939 | 0.00070921 | 0.0013138 | -0.00020699 | 0.00058911 | -0.0011074 | 0.0002092 | -0.00058892 | 0.001108 | -0.00076636 | -0.00025591 | -0.00027897 | 0.00076857 | 0.00025613 | 0.00027969 | 101.4403 | -78.6853 | -91.3595 | -78.5597 | 101.3146 | 88.6404 |  | 0.3183 | 0.90565 | 0.86925 | 0.31939 | 0.90553 | 0.86984 | -3.6748 | -102.1652 | 102.7798 | -3.7867 | -102.1902 | 102.8069
Line6_7_8 | 0 | 0 | 0 | 0 | 0 | 0 | 0 | 0 | 0 | 0 | 0 | 0 | -7.194e-10 | 3.4514e-09 | -6.397e-09 | 1.2741e-09 | -2.1464e-09 | 4.5373e-09 | 1.8737e-09 | -8.3943e-09 | 5.8948e-09 | -1.3265e-09 | 6.6117e-09 | -4.8726e-09 | 0 | 0 | 0 | 0 | 0 | 0 |  | 0.31939 | 0.90553 | 0.86984 | 0.31939 | 0.90553 | 0.86984 | -3.7867 | -102.1902 | 102.8069 | -3.7867 | -102.1902 | 102.8069
Line7_8_9 | 0 | 0 | 0 | 0 | 0 | 0 | 0 | 0 | 0 | 0 | 0 | 0 | -2.398e-10 | 1.1505e-09 | -2.1323e-09 | 7.945e-10 | 1.5455e-10 | 2.7261e-10 | 6.2458e-10 | -2.7981e-09 | 1.9649e-09 | -7.7343e-11 | 1.0155e-09 | -9.4277e-10 | 0 | 0 | 0 | 0 | 0 | 0 |  | 0.31939 | 0.90553 | 0.86984 | 0.31939 | 0.90553 | 0.86984 | -3.7867 | -102.1902 | 102.8069 | -3.7867 | -102.1902 | 102.8069
Line8_8_10 | 0 | 0 | 0 | 0 | 0 | 0 | 0 | 0 | 0 | 0 | 0 | 0 | -2.398e-10 | 1.1505e-09 | -2.1323e-09 | 7.945e-10 | 1.5455e-10 | 2.7261e-10 | 6.2458e-10 | -2.7981e-09 | 1.9649e-09 | -7.7343e-11 | 1.0155e-09 | -9.4277e-10 | 0 | 0 | 0 | 0 | 0 | 0 |  | 0.31939 | 0.90553 | 0.86984 | 0.31939 | 0.90553 | 0.86984 | -3.7867 | -102.1902 | 102.8069 | -3.7867 | -102.1902 | 102.8069
Line9_3_11 | 0.010767 | 0.003064 | 0.0056686 | 0.010767 | 0.003064 | 0.0056686 | 0.0024865 | 0.00070761 | 0.0013091 | 0.0024865 | 0.00070761 | 0.0013091 | -0.00020571 | 0.00058789 | -0.0011035 | 0.00020791 | -0.0005877 | 0.0011042 | -0.00076146 | -0.00025531 | -0.0002744 | 0.00076366 | 0.00025553 | 0.00027511 | 101.5567 | -78.6657 | -91.2109 | -78.4433 | 101.3342 | 88.789 |  | 0.31721 | 0.90577 | 0.86865 | 0.3183 | 0.90565 | 0.86924 | -3.5613 | -102.1401 | 102.7527 | -3.6733 | -102.1651 | 102.7798

## LG_min_fault_6
name | pf_ikss_a_from_ka | pf_ikss_b_from_ka | pf_ikss_c_from_ka | pf_ikss_a_to_ka | pf_ikss_b_to_ka | pf_ikss_c_to_ka | pf_skss_a_from_mw | pf_skss_b_from_mw | pf_skss_c_from_mw | pf_skss_a_to_mw | pf_skss_b_to_mw | pf_skss_c_to_mw | pf_p_a_from_mw | pf_p_b_from_mw | pf_p_c_from_mw | pf_p_a_to_mw | pf_p_b_to_mw | pf_p_c_to_mw | pf_q_a_from_mvar | pf_q_b_from_mvar | pf_q_c_from_mvar | pf_q_a_to_mvar | pf_q_b_to_mvar | pf_q_c_to_mvar | pf_ikss_a_from_degree | pf_ikss_b_from_degree | pf_ikss_c_from_degree | pf_ikss_a_to_degree | pf_ikss_b_to_degree | pf_ikss_c_to_degree | 3xI0 | pf_vm_a_from_pu | pf_vm_b_from_pu | pf_vm_c_from_pu | pf_vm_a_to_pu | pf_vm_b_to_pu | pf_vm_c_to_pu | pf_va_a_from_degree | pf_va_b_from_degree | pf_va_c_from_degree | pf_va_a_to_degree | pf_va_b_to_degree | pf_va_c_to_degree
Line0_1_2 | 0.0001883 | 5.3547e-05 | 9.9195e-05 | 0.0001883 | 5.3547e-05 | 9.9195e-05 | 4.3485e-05 | 1.2366e-05 | 2.2908e-05 | 4.3485e-05 | 1.2366e-05 | 2.2908e-05 | -3.327e-05 | 2.1706e-06 | -2.2718e-05 | 3.3271e-05 | -2.1706e-06 | 2.2718e-05 | -2.7384e-05 | -1.2113e-05 | 3.0333e-06 | 2.7384e-05 | 1.2113e-05 | -3.0331e-06 | 140.0972 | -40.0281 | -52.7024 | -39.9028 | 139.9718 | 127.2975 |  | 0.99092 | 0.9951 | 1.0005 | 0.99094 | 0.9951 | 1.0005 | -0.44602 | -119.8684 | 119.6923 | -0.44589 | -119.8687 | 119.6929
Line10_11_12 | 0.00018774 | 5.3426e-05 | 9.8839e-05 | 0.00018774 | 5.3425e-05 | 9.8839e-05 | 4.3356e-05 | 1.2338e-05 | 2.2826e-05 | 4.3356e-05 | 1.2338e-05 | 2.2826e-05 | -3.3228e-05 | 2.1615e-06 | -2.2629e-05 | 3.3229e-05 | -2.1615e-06 | 2.2629e-05 | -2.7236e-05 | -1.2086e-05 | 3.0806e-06 | 2.7237e-05 | 1.2086e-05 | -3.0804e-06 | 140.2135 | -40.009 | -52.5541 | -39.7865 | 139.9909 | 127.4458 |  | 0.99096 | 0.9951 | 1.0005 | 0.99098 | 0.99511 | 1.0005 | -0.44577 | -119.869 | 119.6935 | -0.44564 | -119.8693 | 119.6941
Line11_12_13 | 0.00018774 | 5.3425e-05 | 9.8839e-05 | 0.00018774 | 5.3425e-05 | 9.8839e-05 | 4.3356e-05 | 1.2338e-05 | 2.2826e-05 | 4.3356e-05 | 1.2338e-05 | 2.2826e-05 | -3.3229e-05 | 2.1615e-06 | -2.2629e-05 | 3.3229e-05 | -2.1615e-06 | 2.2629e-05 | -2.7237e-05 | -1.2086e-05 | 3.0803e-06 | 2.7238e-05 | 1.2086e-05 | -3.0801e-06 | 140.2135 | -40.0092 | -52.5543 | -39.7865 | 139.9907 | 127.4457 |  | 0.99098 | 0.99511 | 1.0005 | 0.991 | 0.99511 | 1.0005 | -0.44564 | -119.8693 | 119.6941 | -0.44552 | -119.8696 | 119.6947
Line12_13_15 | 0 | 0 | 0 | 0 | 0 | 0 | 0 | 0 | 0 | 0 | 0 | 0 | 2.6946e-11 | -9.7249e-11 | -7.5012e-11 | 1.4613e-11 | 8.2654e-11 | 4.8049e-11 | 1.0502e-10 | -1.4394e-10 | 1.5723e-10 | -9.8268e-11 | 1.0426e-10 | -1.2437e-10 | 0 | 0 | 0 | 0 | 0 | 0 |  | 0.991 | 0.99511 | 1.0005 | 0.991 | 0.99511 | 1.0005 | -0.44552 | -119.8696 | 119.6947 | -0.44552 | -119.8696 | 119.6947
Line13_13_14 | 0.00018774 | 5.3425e-05 | 9.8839e-05 | 0.00018774 | 5.3425e-05 | 9.8839e-05 | 4.3356e-05 | 1.2338e-05 | 2.2826e-05 | 4.3356e-05 | 1.2338e-05 | 2.2826e-05 | -3.3229e-05 | 2.1616e-06 | -2.2629e-05 | 3.323e-05 | -2.1615e-06 | 2.2629e-05 | -2.7238e-05 | -1.2086e-05 | 3.0799e-06 | 2.7238e-05 | 1.2086e-05 | -3.0797e-06 | 140.2134 | -40.0099 | -52.5548 | -39.7866 | 139.99 | 127.4452 |  | 0.991 | 0.99511 | 1.0005 | 0.99103 | 0.99512 | 1.0005 | -0.44552 | -119.8696 | 119.6947 | -0.44539 | -119.87 | 119.6953
Line14_15_16 | 0 | 0 | 0 | 0 | 0 | 0 | 0 | 0 | 0 | 0 | 0 | 0 | 1.7964e-11 | -6.4833e-11 | -5.0008e-11 | 2.3595e-11 | 5.0237e-11 | 2.3045e-11 | 7.0014e-11 | -9.5962e-11 | 1.0482e-10 | -6.3261e-11 | 5.6283e-11 | -7.1961e-11 | 0 | 0 | 0 | 0 | 0 | 0 |  | 0.991 | 0.99511 | 1.0005 | 0.991 | 0.99511 | 1.0005 | -0.44552 | -119.8696 | 119.6947 | -0.44552 | -119.8696 | 119.6947
Line15_16_17 | 0 | 0 | 0 | 0 | 0 | 0 | 0 | 0 | 0 | 0 | 0 | 0 | 8.9819e-12 | -3.2416e-11 | -2.5004e-11 | 3.2577e-11 | 1.7821e-11 | -1.9595e-12 | 3.5007e-11 | -4.7981e-11 | 5.2412e-11 | -2.8254e-11 | 8.3017e-12 | -1.9549e-11 | 0 | 0 | 0 | 0 | 0 | 0 |  | 0.991 | 0.99511 | 1.0005 | 0.991 | 0.99511 | 1.0005 | -0.44552 | -119.8696 | 119.6947 | -0.44552 | -119.8696 | 119.6947
Line16_4_18 | 0 | 0 | 0 | 0 | 0 | 0 | 0 | 0 | 0 | 0 | 0 | 0 | 8.8773e-12 | -3.2378e-11 | -2.5296e-11 | 3.2811e-11 | 1.787e-11 | -1.8847e-12 | 3.5202e-11 | -4.8242e-11 | 5.2553e-11 | -2.8276e-11 | 8.3624e-12 | -1.9664e-11 | 0 | 0 | 0 | 0 | 0 | 0 |  | 0.99094 | 0.9951 | 1.0005 | 0.99094 | 0.9951 | 1.0005 | -0.4459 | -119.8687 | 119.6929 | -0.4459 | -119.8687 | 119.6929
Line17_5_19 | 0.00018858 | 5.3607e-05 | 9.9373e-05 | 0.00018858 | 5.3607e-05 | 9.9372e-05 | 4.355e-05 | 1.238e-05 | 2.2949e-05 | 4.355e-05 | 1.238e-05 | 2.2949e-05 | -3.3292e-05 | 2.1752e-06 | -2.2763e-05 | 3.3293e-05 | -2.1751e-06 | 2.2763e-05 | -2.7459e-05 | -1.2126e-05 | 3.0087e-06 | 2.746e-05 | 1.2126e-05 | -3.0085e-06 | 140.0386 | -40.0385 | -52.7775 | -39.9613 | 139.9614 | 127.2225 |  | 0.99094 | 0.9951 | 1.0005 | 0.99096 | 0.9951 | 1.0005 | -0.4459 | -119.8687 | 119.6929 | -0.44577 | -119.869 | 119.6935
Line1_1_3 | 0.00018774 | 5.3426e-05 | 9.884e-05 | 0.00018774 | 5.3426e-05 | 9.884e-05 | 4.3356e-05 | 1.2338e-05 | 2.2826e-05 | 4.3356e-05 | 1.2338e-05 | 2.2826e-05 | -3.3227e-05 | 2.1616e-06 | -2.2628e-05 | 3.3227e-05 | -2.1615e-06 | 2.2629e-05 | -2.7235e-05 | -1.2086e-05 | 3.0811e-06 | 2.7235e-05 | 1.2086e-05 | -3.0809e-06 | 140.2136 | -40.0086 | -52.5539 | -39.7864 | 139.9913 | 127.446 |  | 0.99092 | 0.9951 | 1.0005 | 0.99094 | 0.9951 | 1.0005 | -0.44602 | -119.8684 | 119.6923 | -0.44589 | -119.8687 | 119.6929
Line2_1_4 | 0.00018886 | 5.3668e-05 | 9.9552e-05 | 0.00018886 | 5.3668e-05 | 9.9551e-05 | 4.3615e-05 | 1.2394e-05 | 2.299e-05 | 4.3615e-05 | 1.2394e-05 | 2.299e-05 | -3.3313e-05 | 2.1797e-06 | -2.2807e-05 | 3.3314e-05 | -2.1796e-06 | 2.2807e-05 | -2.7533e-05 | -1.2139e-05 | 2.9847e-06 | 2.7534e-05 | 1.2139e-05 | -2.9844e-06 | 139.9801 | -40.0477 | -52.8521 | -40.0199 | 139.9522 | 127.1479 |  | 0.99092 | 0.9951 | 1.0005 | 0.99094 | 0.9951 | 1.0005 | -0.44602 | -119.8684 | 119.6923 | -0.4459 | -119.8687 | 119.6929
Line3_1_5 | 0.00018858 | 5.3607e-05 | 9.9373e-05 | 0.00018858 | 5.3607e-05 | 9.9373e-05 | 4.355e-05 | 1.238e-05 | 2.2949e-05 | 4.355e-05 | 1.238e-05 | 2.2949e-05 | -3.3292e-05 | 2.1752e-06 | -2.2762e-05 | 3.3292e-05 | -2.1752e-06 | 2.2763e-05 | -2.7458e-05 | -1.2126e-05 | 3.009e-06 | 2.7459e-05 | 1.2126e-05 | -3.0088e-06 | 140.0387 | -40.0383 | -52.7773 | -39.9613 | 139.9616 | 127.2226 |  | 0.99092 | 0.9951 | 1.0005 | 0.99094 | 0.9951 | 1.0005 | -0.44602 | -119.8684 | 119.6923 | -0.4459 | -119.8687 | 119.6929
Line4_2_6 | 0.0001883 | 5.3547e-05 | 9.9195e-05 | 0.0001883 | 5.3547e-05 | 9.9195e-05 | 4.3485e-05 | 1.2366e-05 | 2.2908e-05 | 4.3485e-05 | 1.2366e-05 | 2.2908e-05 | -3.3271e-05 | 2.1706e-06 | -2.2718e-05 | 3.3271e-05 | -2.1705e-06 | 2.2718e-05 | -2.7384e-05 | -1.2113e-05 | 3.0331e-06 | 2.7385e-05 | 1.2113e-05 | -3.0328e-06 | 140.0972 | -40.0283 | -52.7025 | -39.9028 | 139.9716 | 127.2974 |  | 0.99094 | 0.9951 | 1.0005 | 0.99096 | 0.9951 | 1.0005 | -0.44589 | -119.8687 | 119.6929 | -0.44577 | -119.869 | 119.6935
Line5_6_7 | 0.0001883 | 5.3547e-05 | 9.9195e-05 | 0.0001883 | 5.3546e-05 | 9.9194e-05 | 4.3485e-05 | 1.2366e-05 | 2.2908e-05 | 4.3485e-05 | 1.2366e-05 | 2.2908e-05 | -3.3271e-05 | 2.1705e-06 | -2.2718e-05 | 3.3272e-05 | -2.1705e-06 | 2.2718e-05 | -2.7385e-05 | -1.2113e-05 | 3.0328e-06 | 2.7386e-05 | 1.2113e-05 | -3.0326e-06 | 140.0971 | -40.0284 | -52.7026 | -39.9028 | 139.9715 | 127.2973 |  | 0.99096 | 0.9951 | 1.0005 | 0.99098 | 0.99511 | 1.0005 | -0.44577 | -119.869 | 119.6935 | -0.44565 | -119.8693 | 119.6941
Line6_7_8 | 0 | 0 | 0 | 0 | 0 | 0 | 0 | 0 | 0 | 0 | 0 | 0 | 2.6843e-11 | -9.7212e-11 | -7.5301e-11 | 1.4759e-11 | 8.2645e-11 | 4.8266e-11 | 1.0522e-10 | -1.442e-10 | 1.5738e-10 | -9.8406e-11 | 1.0446e-10 | -1.2451e-10 | 0 | 0 | 0 | 0 | 0 | 0 |  | 0.99098 | 0.99511 | 1.0005 | 0.99098 | 0.99511 | 1.0005 | -0.44565 | -119.8693 | 119.6941 | -0.44565 | -119.8693 | 119.6941
Line7_8_9 | 0 | 0 | 0 | 0 | 0 | 0 | 0 | 0 | 0 | 0 | 0 | 0 | 8.9477e-12 | -3.2404e-11 | -2.51e-11 | 3.2654e-11 | 1.7837e-11 | -1.935e-12 | 3.5072e-11 | -4.8068e-11 | 5.2459e-11 | -2.8262e-11 | 8.3218e-12 | -1.9587e-11 | 0 | 0 | 0 | 0 | 0 | 0 |  | 0.99098 | 0.99511 | 1.0005 | 0.99098 | 0.99511 | 1.0005 | -0.44565 | -119.8693 | 119.6941 | -0.44565 | -119.8693 | 119.6941
Line8_8_10 | 0 | 0 | 0 | 0 | 0 | 0 | 0 | 0 | 0 | 0 | 0 | 0 | 8.9477e-12 | -3.2404e-11 | -2.51e-11 | 3.2654e-11 | 1.7837e-11 | -1.935e-12 | 3.5072e-11 | -4.8068e-11 | 5.2459e-11 | -2.8262e-11 | 8.3218e-12 | -1.9587e-11 | 0 | 0 | 0 | 0 | 0 | 0 |  | 0.99098 | 0.99511 | 1.0005 | 0.99098 | 0.99511 | 1.0005 | -0.44565 | -119.8693 | 119.6941 | -0.44565 | -119.8693 | 119.6941
Line9_3_11 | 0.00018774 | 5.3426e-05 | 9.884e-05 | 0.00018774 | 5.3426e-05 | 9.8839e-05 | 4.3356e-05 | 1.2338e-05 | 2.2826e-05 | 4.3356e-05 | 1.2338e-05 | 2.2826e-05 | -3.3227e-05 | 2.1616e-06 | -2.2629e-05 | 3.3228e-05 | -2.1615e-06 | 2.2629e-05 | -2.7236e-05 | -1.2086e-05 | 3.0809e-06 | 2.7236e-05 | 1.2086e-05 | -3.0806e-06 | 140.2135 | -40.0088 | -52.554 | -39.7864 | 139.9911 | 127.4459 |  | 0.99094 | 0.9951 | 1.0005 | 0.99096 | 0.9951 | 1.0005 | -0.44589 | -119.8687 | 119.6929 | -0.44577 | -119.869 | 119.6935

## LG_min_fault_10
name | pf_ikss_a_from_ka | pf_ikss_b_from_ka | pf_ikss_c_from_ka | pf_ikss_a_to_ka | pf_ikss_b_to_ka | pf_ikss_c_to_ka | pf_skss_a_from_mw | pf_skss_b_from_mw | pf_skss_c_from_mw | pf_skss_a_to_mw | pf_skss_b_to_mw | pf_skss_c_to_mw | pf_p_a_from_mw | pf_p_b_from_mw | pf_p_c_from_mw | pf_p_a_to_mw | pf_p_b_to_mw | pf_p_c_to_mw | pf_q_a_from_mvar | pf_q_b_from_mvar | pf_q_c_from_mvar | pf_q_a_to_mvar | pf_q_b_to_mvar | pf_q_c_to_mvar | pf_ikss_a_from_degree | pf_ikss_b_from_degree | pf_ikss_c_from_degree | pf_ikss_a_to_degree | pf_ikss_b_to_degree | pf_ikss_c_to_degree | 3xI0 | pf_vm_a_from_pu | pf_vm_b_from_pu | pf_vm_c_from_pu | pf_vm_a_to_pu | pf_vm_b_to_pu | pf_vm_c_to_pu | pf_va_a_from_degree | pf_va_b_from_degree | pf_va_c_from_degree | pf_va_a_to_degree | pf_va_b_to_degree | pf_va_c_to_degree
Line0_1_2 | 0.0001883 | 5.3547e-05 | 9.9195e-05 | 0.0001883 | 5.3547e-05 | 9.9195e-05 | 4.3485e-05 | 1.2366e-05 | 2.2908e-05 | 4.3485e-05 | 1.2366e-05 | 2.2908e-05 | -3.327e-05 | 2.1706e-06 | -2.2718e-05 | 3.3271e-05 | -2.1706e-06 | 2.2718e-05 | -2.7384e-05 | -1.2113e-05 | 3.0333e-06 | 2.7384e-05 | 1.2113e-05 | -3.0331e-06 | 140.0972 | -40.0281 | -52.7024 | -39.9028 | 139.9718 | 127.2975 |  | 0.99092 | 0.9951 | 1.0005 | 0.99094 | 0.9951 | 1.0005 | -0.44602 | -119.8684 | 119.6923 | -0.44589 | -119.8687 | 119.6929
Line10_11_12 | 0.00018774 | 5.3426e-05 | 9.8839e-05 | 0.00018774 | 5.3425e-05 | 9.8839e-05 | 4.3356e-05 | 1.2338e-05 | 2.2826e-05 | 4.3356e-05 | 1.2338e-05 | 2.2826e-05 | -3.3228e-05 | 2.1615e-06 | -2.2629e-05 | 3.3229e-05 | -2.1615e-06 | 2.2629e-05 | -2.7236e-05 | -1.2086e-05 | 3.0806e-06 | 2.7237e-05 | 1.2086e-05 | -3.0804e-06 | 140.2135 | -40.009 | -52.5541 | -39.7865 | 139.9909 | 127.4458 |  | 0.99096 | 0.9951 | 1.0005 | 0.99098 | 0.99511 | 1.0005 | -0.44577 | -119.869 | 119.6935 | -0.44564 | -119.8693 | 119.6941
Line11_12_13 | 0.00018774 | 5.3425e-05 | 9.8839e-05 | 0.00018774 | 5.3425e-05 | 9.8839e-05 | 4.3356e-05 | 1.2338e-05 | 2.2826e-05 | 4.3356e-05 | 1.2338e-05 | 2.2826e-05 | -3.3229e-05 | 2.1615e-06 | -2.2629e-05 | 3.3229e-05 | -2.1615e-06 | 2.2629e-05 | -2.7237e-05 | -1.2086e-05 | 3.0803e-06 | 2.7238e-05 | 1.2086e-05 | -3.0801e-06 | 140.2135 | -40.0092 | -52.5543 | -39.7865 | 139.9907 | 127.4457 |  | 0.99098 | 0.99511 | 1.0005 | 0.991 | 0.99511 | 1.0005 | -0.44564 | -119.8693 | 119.6941 | -0.44552 | -119.8696 | 119.6947
Line12_13_15 | 0 | 0 | 0 | 0 | 0 | 0 | 0 | 0 | 0 | 0 | 0 | 0 | 2.6946e-11 | -9.7249e-11 | -7.5012e-11 | 1.4613e-11 | 8.2654e-11 | 4.8049e-11 | 1.0502e-10 | -1.4394e-10 | 1.5723e-10 | -9.8268e-11 | 1.0426e-10 | -1.2437e-10 | 0 | 0 | 0 | 0 | 0 | 0 |  | 0.991 | 0.99511 | 1.0005 | 0.991 | 0.99511 | 1.0005 | -0.44552 | -119.8696 | 119.6947 | -0.44552 | -119.8696 | 119.6947
Line13_13_14 | 0.00018774 | 5.3425e-05 | 9.8839e-05 | 0.00018774 | 5.3425e-05 | 9.8839e-05 | 4.3356e-05 | 1.2338e-05 | 2.2826e-05 | 4.3356e-05 | 1.2338e-05 | 2.2826e-05 | -3.3229e-05 | 2.1616e-06 | -2.2629e-05 | 3.323e-05 | -2.1615e-06 | 2.2629e-05 | -2.7238e-05 | -1.2086e-05 | 3.0799e-06 | 2.7238e-05 | 1.2086e-05 | -3.0797e-06 | 140.2134 | -40.0099 | -52.5548 | -39.7866 | 139.99 | 127.4452 |  | 0.991 | 0.99511 | 1.0005 | 0.99103 | 0.99512 | 1.0005 | -0.44552 | -119.8696 | 119.6947 | -0.44539 | -119.87 | 119.6953
Line14_15_16 | 0 | 0 | 0 | 0 | 0 | 0 | 0 | 0 | 0 | 0 | 0 | 0 | 1.7964e-11 | -6.4833e-11 | -5.0008e-11 | 2.3595e-11 | 5.0237e-11 | 2.3045e-11 | 7.0014e-11 | -9.5962e-11 | 1.0482e-10 | -6.3261e-11 | 5.6283e-11 | -7.1961e-11 | 0 | 0 | 0 | 0 | 0 | 0 |  | 0.991 | 0.99511 | 1.0005 | 0.991 | 0.99511 | 1.0005 | -0.44552 | -119.8696 | 119.6947 | -0.44552 | -119.8696 | 119.6947
Line15_16_17 | 0 | 0 | 0 | 0 | 0 | 0 | 0 | 0 | 0 | 0 | 0 | 0 | 8.9819e-12 | -3.2416e-11 | -2.5004e-11 | 3.2577e-11 | 1.7821e-11 | -1.9595e-12 | 3.5007e-11 | -4.7981e-11 | 5.2412e-11 | -2.8254e-11 | 8.3017e-12 | -1.9549e-11 | 0 | 0 | 0 | 0 | 0 | 0 |  | 0.991 | 0.99511 | 1.0005 | 0.991 | 0.99511 | 1.0005 | -0.44552 | -119.8696 | 119.6947 | -0.44552 | -119.8696 | 119.6947
Line16_4_18 | 0 | 0 | 0 | 0 | 0 | 0 | 0 | 0 | 0 | 0 | 0 | 0 | 8.8773e-12 | -3.2378e-11 | -2.5296e-11 | 3.2811e-11 | 1.787e-11 | -1.8847e-12 | 3.5202e-11 | -4.8242e-11 | 5.2553e-11 | -2.8276e-11 | 8.3624e-12 | -1.9664e-11 | 0 | 0 | 0 | 0 | 0 | 0 |  | 0.99094 | 0.9951 | 1.0005 | 0.99094 | 0.9951 | 1.0005 | -0.4459 | -119.8687 | 119.6929 | -0.4459 | -119.8687 | 119.6929
Line17_5_19 | 0.00018858 | 5.3607e-05 | 9.9373e-05 | 0.00018858 | 5.3607e-05 | 9.9372e-05 | 4.355e-05 | 1.238e-05 | 2.2949e-05 | 4.355e-05 | 1.238e-05 | 2.2949e-05 | -3.3292e-05 | 2.1752e-06 | -2.2763e-05 | 3.3293e-05 | -2.1751e-06 | 2.2763e-05 | -2.7459e-05 | -1.2126e-05 | 3.0087e-06 | 2.746e-05 | 1.2126e-05 | -3.0085e-06 | 140.0386 | -40.0385 | -52.7775 | -39.9613 | 139.9614 | 127.2225 |  | 0.99094 | 0.9951 | 1.0005 | 0.99096 | 0.9951 | 1.0005 | -0.4459 | -119.8687 | 119.6929 | -0.44577 | -119.869 | 119.6935
Line1_1_3 | 0.00018774 | 5.3426e-05 | 9.884e-05 | 0.00018774 | 5.3426e-05 | 9.884e-05 | 4.3356e-05 | 1.2338e-05 | 2.2826e-05 | 4.3356e-05 | 1.2338e-05 | 2.2826e-05 | -3.3227e-05 | 2.1616e-06 | -2.2628e-05 | 3.3227e-05 | -2.1615e-06 | 2.2629e-05 | -2.7235e-05 | -1.2086e-05 | 3.0811e-06 | 2.7235e-05 | 1.2086e-05 | -3.0809e-06 | 140.2136 | -40.0086 | -52.5539 | -39.7864 | 139.9913 | 127.446 |  | 0.99092 | 0.9951 | 1.0005 | 0.99094 | 0.9951 | 1.0005 | -0.44602 | -119.8684 | 119.6923 | -0.44589 | -119.8687 | 119.6929
Line2_1_4 | 0.00018886 | 5.3668e-05 | 9.9552e-05 | 0.00018886 | 5.3668e-05 | 9.9551e-05 | 4.3615e-05 | 1.2394e-05 | 2.299e-05 | 4.3615e-05 | 1.2394e-05 | 2.299e-05 | -3.3313e-05 | 2.1797e-06 | -2.2807e-05 | 3.3314e-05 | -2.1796e-06 | 2.2807e-05 | -2.7533e-05 | -1.2139e-05 | 2.9847e-06 | 2.7534e-05 | 1.2139e-05 | -2.9844e-06 | 139.9801 | -40.0477 | -52.8521 | -40.0199 | 139.9522 | 127.1479 |  | 0.99092 | 0.9951 | 1.0005 | 0.99094 | 0.9951 | 1.0005 | -0.44602 | -119.8684 | 119.6923 | -0.4459 | -119.8687 | 119.6929
Line3_1_5 | 0.00018858 | 5.3607e-05 | 9.9373e-05 | 0.00018858 | 5.3607e-05 | 9.9373e-05 | 4.355e-05 | 1.238e-05 | 2.2949e-05 | 4.355e-05 | 1.238e-05 | 2.2949e-05 | -3.3292e-05 | 2.1752e-06 | -2.2762e-05 | 3.3292e-05 | -2.1752e-06 | 2.2763e-05 | -2.7458e-05 | -1.2126e-05 | 3.009e-06 | 2.7459e-05 | 1.2126e-05 | -3.0088e-06 | 140.0387 | -40.0383 | -52.7773 | -39.9613 | 139.9616 | 127.2226 |  | 0.99092 | 0.9951 | 1.0005 | 0.99094 | 0.9951 | 1.0005 | -0.44602 | -119.8684 | 119.6923 | -0.4459 | -119.8687 | 119.6929
Line4_2_6 | 0.0001883 | 5.3547e-05 | 9.9195e-05 | 0.0001883 | 5.3547e-05 | 9.9195e-05 | 4.3485e-05 | 1.2366e-05 | 2.2908e-05 | 4.3485e-05 | 1.2366e-05 | 2.2908e-05 | -3.3271e-05 | 2.1706e-06 | -2.2718e-05 | 3.3271e-05 | -2.1705e-06 | 2.2718e-05 | -2.7384e-05 | -1.2113e-05 | 3.0331e-06 | 2.7385e-05 | 1.2113e-05 | -3.0328e-06 | 140.0972 | -40.0283 | -52.7025 | -39.9028 | 139.9716 | 127.2974 |  | 0.99094 | 0.9951 | 1.0005 | 0.99096 | 0.9951 | 1.0005 | -0.44589 | -119.8687 | 119.6929 | -0.44577 | -119.869 | 119.6935
Line5_6_7 | 0.0001883 | 5.3547e-05 | 9.9195e-05 | 0.0001883 | 5.3546e-05 | 9.9194e-05 | 4.3485e-05 | 1.2366e-05 | 2.2908e-05 | 4.3485e-05 | 1.2366e-05 | 2.2908e-05 | -3.3271e-05 | 2.1705e-06 | -2.2718e-05 | 3.3272e-05 | -2.1705e-06 | 2.2718e-05 | -2.7385e-05 | -1.2113e-05 | 3.0328e-06 | 2.7386e-05 | 1.2113e-05 | -3.0326e-06 | 140.0971 | -40.0284 | -52.7026 | -39.9028 | 139.9715 | 127.2973 |  | 0.99096 | 0.9951 | 1.0005 | 0.99098 | 0.99511 | 1.0005 | -0.44577 | -119.869 | 119.6935 | -0.44565 | -119.8693 | 119.6941
Line6_7_8 | 0 | 0 | 0 | 0 | 0 | 0 | 0 | 0 | 0 | 0 | 0 | 0 | 2.6843e-11 | -9.7212e-11 | -7.5301e-11 | 1.4759e-11 | 8.2645e-11 | 4.8266e-11 | 1.0522e-10 | -1.442e-10 | 1.5738e-10 | -9.8406e-11 | 1.0446e-10 | -1.2451e-10 | 0 | 0 | 0 | 0 | 0 | 0 |  | 0.99098 | 0.99511 | 1.0005 | 0.99098 | 0.99511 | 1.0005 | -0.44565 | -119.8693 | 119.6941 | -0.44565 | -119.8693 | 119.6941
Line7_8_9 | 0 | 0 | 0 | 0 | 0 | 0 | 0 | 0 | 0 | 0 | 0 | 0 | 8.9477e-12 | -3.2404e-11 | -2.51e-11 | 3.2654e-11 | 1.7837e-11 | -1.935e-12 | 3.5072e-11 | -4.8068e-11 | 5.2459e-11 | -2.8262e-11 | 8.3218e-12 | -1.9587e-11 | 0 | 0 | 0 | 0 | 0 | 0 |  | 0.99098 | 0.99511 | 1.0005 | 0.99098 | 0.99511 | 1.0005 | -0.44565 | -119.8693 | 119.6941 | -0.44565 | -119.8693 | 119.6941
Line8_8_10 | 0 | 0 | 0 | 0 | 0 | 0 | 0 | 0 | 0 | 0 | 0 | 0 | 8.9477e-12 | -3.2404e-11 | -2.51e-11 | 3.2654e-11 | 1.7837e-11 | -1.935e-12 | 3.5072e-11 | -4.8068e-11 | 5.2459e-11 | -2.8262e-11 | 8.3218e-12 | -1.9587e-11 | 0 | 0 | 0 | 0 | 0 | 0 |  | 0.99098 | 0.99511 | 1.0005 | 0.99098 | 0.99511 | 1.0005 | -0.44565 | -119.8693 | 119.6941 | -0.44565 | -119.8693 | 119.6941
Line9_3_11 | 0.00018774 | 5.3426e-05 | 9.884e-05 | 0.00018774 | 5.3426e-05 | 9.8839e-05 | 4.3356e-05 | 1.2338e-05 | 2.2826e-05 | 4.3356e-05 | 1.2338e-05 | 2.2826e-05 | -3.3227e-05 | 2.1616e-06 | -2.2629e-05 | 3.3228e-05 | -2.1615e-06 | 2.2629e-05 | -2.7236e-05 | -1.2086e-05 | 3.0809e-06 | 2.7236e-05 | 1.2086e-05 | -3.0806e-06 | 140.2135 | -40.0088 | -52.554 | -39.7864 | 139.9911 | 127.4459 |  | 0.99094 | 0.9951 | 1.0005 | 0.99096 | 0.9951 | 1.0005 | -0.44589 | -119.8687 | 119.6929 | -0.44577 | -119.869 | 119.6935

## LLG_max_6
name | pf_ikss_a_from_ka | pf_ikss_b_from_ka | pf_ikss_c_from_ka | pf_ikss_a_to_ka | pf_ikss_b_to_ka | pf_ikss_c_to_ka | pf_skss_a_from_mw | pf_skss_b_from_mw | pf_skss_c_from_mw | pf_skss_a_to_mw | pf_skss_b_to_mw | pf_skss_c_to_mw | pf_p_a_from_mw | pf_p_b_from_mw | pf_p_c_from_mw | pf_p_a_to_mw | pf_p_b_to_mw | pf_p_c_to_mw | pf_q_a_from_mvar | pf_q_b_from_mvar | pf_q_c_from_mvar | pf_q_a_to_mvar | pf_q_b_to_mvar | pf_q_c_to_mvar | pf_ikss_a_from_degree | pf_ikss_b_from_degree | pf_ikss_c_from_degree | pf_ikss_a_to_degree | pf_ikss_b_to_degree | pf_ikss_c_to_degree | 3xI0 | pf_vm_a_from_pu | pf_vm_b_from_pu | pf_vm_c_from_pu | pf_vm_a_to_pu | pf_vm_b_to_pu | pf_vm_c_to_pu | pf_va_a_from_degree | pf_va_b_from_degree | pf_va_c_from_degree | pf_va_a_to_degree | pf_va_b_to_degree | pf_va_c_to_degree
Line0_1_2 | 0.31431 | 0.60852 | 0.56961 | 0.31431 | 0.60852 | 0.56961 | 0.072588 | 0.14053 | 0.13155 | 0.072588 | 0.14053 | 0.13155 | -0.01734 | -0.054451 | 0.040174 | 0.018327 | 0.058148 | -0.036923 | -0.060064 | -0.038296 | -0.052531 | 0.062043 | 0.0457 | 0.059019 | 108.1552 | -3.8888 | -152.9057 | -71.8448 | 176.1112 | 27.0943 |  | 0.86125 | 0.4737 | 0.50273 | 0.89124 | 0.52627 | 0.52922 | 2.0524 | -148.7696 | 154.5021 | 1.698 | -145.7244 | 149.1252
Line10_11_12 | 0.27642 | 0.54104 | 0.51199 | 0.27642 | 0.54104 | 0.51199 | 0.063837 | 0.12495 | 0.11824 | 0.063837 | 0.12495 | 0.11824 | -0.016661 | -0.054931 | 0.030277 | 0.017425 | 0.057853 | -0.02765 | -0.055918 | -0.044777 | -0.05814 | 0.057449 | 0.050629 | 0.063382 | 108.0288 | -2.7401 | -152.204 | -71.9712 | 177.2599 | 27.796 |  | 0.914 | 0.56719 | 0.55439 | 0.94042 | 0.61528 | 0.58484 | 1.4376 | -143.5549 | 145.3044 | 1.156 | -141.5499 | 141.3651
Line11_12_13 | 0.27642 | 0.54104 | 0.51199 | 0.27642 | 0.54104 | 0.51199 | 0.063837 | 0.12495 | 0.11824 | 0.063837 | 0.12495 | 0.11824 | -0.017425 | -0.057853 | 0.02765 | 0.018189 | 0.060776 | -0.025024 | -0.057449 | -0.050629 | -0.063382 | 0.05898 | 0.056482 | 0.068625 | 108.0288 | -2.7401 | -152.204 | -71.9712 | 177.2599 | 27.796 |  | 0.94042 | 0.61528 | 0.58484 | 0.96685 | 0.66403 | 0.61777 | 1.156 | -141.5499 | 141.3651 | 0.88985 | -139.8374 | 137.8304
Line12_13_15 | 0 | 0 | 0 | 0 | 0 | 0 | 0 | 0 | 0 | 0 | 0 | 0 | -1.5318e-09 | -2.6957e-09 | -2.8128e-09 | 1.4928e-09 | 2.6997e-09 | 2.8478e-09 | -2.9732e-10 | 2.839e-09 | -2.286e-09 | 2.5877e-10 | -2.8015e-09 | 2.2869e-09 | 0 | 0 | 0 | 0 | 0 | 0 |  | 0.96685 | 0.66403 | 0.61777 | 0.96685 | 0.66403 | 0.61777 | 0.88985 | -139.8374 | 137.8304 | 0.88985 | -139.8374 | 137.8304
Line13_13_14 | 0.27642 | 0.54104 | 0.51199 | 0.27642 | 0.54104 | 0.51199 | 0.063837 | 0.12495 | 0.11824 | 0.063837 | 0.12495 | 0.11824 | -0.018189 | -0.060776 | 0.025024 | 0.018953 | 0.063698 | -0.022398 | -0.05898 | -0.056482 | -0.068625 | 0.060511 | 0.062334 | 0.073867 | 108.0288 | -2.7401 | -152.204 | -71.9712 | 177.2599 | 27.796 |  | 0.96685 | 0.66403 | 0.61777 | 0.9933 | 0.71328 | 0.65281 | 0.88985 | -139.8374 | 137.8304 | 0.63786 | -138.3602 | 134.6642
Line14_15_16 | 0 | 0 | 0 | 0 | 0 | 0 | 0 | 0 | 0 | 0 | 0 | 0 | -1.0212e-09 | -1.7971e-09 | -1.8752e-09 | 9.8218e-10 | 1.8011e-09 | 1.9102e-09 | -1.9821e-10 | 1.8927e-09 | -1.524e-09 | 1.5967e-10 | -1.8552e-09 | 1.5249e-09 | 0 | 0 | 0 | 0 | 0 | 0 |  | 0.96685 | 0.66403 | 0.61777 | 0.96685 | 0.66403 | 0.61777 | 0.88985 | -139.8374 | 137.8304 | 0.88985 | -139.8374 | 137.8304
Line15_16_17 | 0 | 0 | 0 | 0 | 0 | 0 | 0 | 0 | 0 | 0 | 0 | 0 | -5.1062e-10 | -8.9856e-10 | -9.376e-10 | 4.7157e-10 | 9.0256e-10 | 9.7265e-10 | -9.9105e-11 | 9.4634e-10 | -7.6199e-10 | 6.0562e-11 | -9.0887e-10 | 7.6295e-10 | 0 | 0 | 0 | 0 | 0 | 0 |  | 0.96685 | 0.66403 | 0.61777 | 0.96685 | 0.66403 | 0.61777 | 0.88985 | -139.8374 | 137.8304 | 0.88985 | -139.8374 | 137.8304
Line16_4_18 | 0 | 0 | 0 | 0 | 0 | 0 | 0 | 0 | 0 | 0 | 0 | 0 | -7.0771e-10 | -8.9295e-10 | -8.1527e-10 | 6.687e-10 | 8.9813e-10 | 8.491e-10 | -1.4814e-10 | 9.6328e-10 | -1.0125e-09 | 1.0373e-10 | -9.284e-10 | 1.0219e-09 | 0 | 0 | 0 | 0 | 0 | 0 |  | 0.89601 | 0.53449 | 0.53211 | 0.89601 | 0.53449 | 0.53211 | 1.6448 | -145.5093 | 148.4333 | 1.6448 | -145.5093 | 148.4333
Line17_5_19 | 0.33744 | 0.64871 | 0.60351 | 0.33744 | 0.64871 | 0.60351 | 0.077929 | 0.14981 | 0.13937 | 0.077929 | 0.14981 | 0.13937 | -0.019789 | -0.061761 | 0.039304 | 0.020928 | 0.065962 | -0.035655 | -0.066755 | -0.049925 | -0.062642 | 0.069036 | 0.058339 | 0.069925 | 108.186 | -4.5686 | -153.306 | -71.814 | 175.4314 | 26.694 |  | 0.89345 | 0.5301 | 0.53059 | 0.92569 | 0.58779 | 0.56316 | 1.6739 | -145.6177 | 148.7997 | 1.3217 | -143.078 | 143.711
Line1_1_3 | 0.27642 | 0.54104 | 0.51199 | 0.27642 | 0.54104 | 0.51199 | 0.063837 | 0.12495 | 0.11824 | 0.063837 | 0.12495 | 0.11824 | -0.015133 | -0.049086 | 0.03553 | 0.015897 | 0.052009 | -0.032903 | -0.052857 | -0.033072 | -0.047656 | 0.054388 | 0.038925 | 0.052898 | 108.0288 | -2.7401 | -152.204 | -71.9712 | 177.2599 | 27.796 |  | 0.86125 | 0.4737 | 0.50273 | 0.88762 | 0.51991 | 0.52686 | 2.0524 | -148.7696 | 154.5021 | 1.7359 | -145.9279 | 149.678
Line2_1_4 | 0.36422 | 0.69434 | 0.64166 | 0.36422 | 0.69434 | 0.64166 | 0.084113 | 0.16035 | 0.14819 | 0.084113 | 0.16035 | 0.14819 | -0.020125 | -0.061007 | 0.046118 | 0.021452 | 0.06582 | -0.041993 | -0.069591 | -0.045252 | -0.058506 | 0.072249 | 0.054891 | 0.066739 | 108.1815 | -5.3361 | -153.7457 | -71.8185 | 174.6639 | 26.2543 |  | 0.86125 | 0.4737 | 0.50273 | 0.89601 | 0.53449 | 0.53211 | 2.0524 | -148.7696 | 154.5021 | 1.6448 | -145.5093 | 148.4333
Line3_1_5 | 0.33744 | 0.64871 | 0.60351 | 0.33744 | 0.64871 | 0.60351 | 0.077929 | 0.14981 | 0.13937 | 0.077929 | 0.14981 | 0.13937 | -0.01865 | -0.057559 | 0.042953 | 0.019789 | 0.061761 | -0.039304 | -0.064474 | -0.041512 | -0.055358 | 0.066755 | 0.049925 | 0.062642 | 108.186 | -4.5686 | -153.306 | -71.814 | 175.4314 | 26.694 |  | 0.86125 | 0.4737 | 0.50273 | 0.89345 | 0.5301 | 0.53059 | 2.0524 | -148.7696 | 154.5021 | 1.6739 | -145.6177 | 148.7997
Line4_2_6 | 0.31431 | 0.60852 | 0.56961 | 0.31431 | 0.60852 | 0.56961 | 0.072588 | 0.14053 | 0.13155 | 0.072588 | 0.14053 | 0.13155 | -0.018327 | -0.058148 | 0.036923 | 0.019315 | 0.061845 | -0.033673 | -0.062043 | -0.0457 | -0.059019 | 0.064022 | 0.053103 | 0.065507 | 108.1552 | -3.8888 | -152.9057 | -71.8448 | 176.1112 | 27.0943 |  | 0.89124 | 0.52627 | 0.52922 | 0.92126 | 0.58005 | 0.55992 | 1.698 | -145.7244 | 149.1252 | 1.3667 | -143.2379 | 144.2989
Line5_6_7 | 0.31431 | 0.60852 | 0.56961 | 0.31431 | 0.60852 | 0.56961 | 0.072588 | 0.14053 | 0.13155 | 0.072588 | 0.14053 | 0.13155 | -0.019315 | -0.061845 | 0.033673 | 0.020303 | 0.065542 | -0.030422 | -0.064022 | -0.053103 | -0.065507 | 0.066001 | 0.060506 | 0.071995 | 108.1552 | -3.8888 | -152.9057 | -71.8448 | 176.1112 | 27.0943 |  | 0.92126 | 0.58005 | 0.55992 | 0.95131 | 0.63474 | 0.59416 | 1.3667 | -143.2379 | 144.2989 | 1.0563 | -141.1766 | 140.0011
Line6_7_8 | 0 | 0 | 0 | 0 | 0 | 0 | 0 | 0 | 0 | 0 | 0 | 0 | -1.6725e-09 | -2.7165e-09 | -2.7673e-09 | 1.633e-09 | 2.7209e-09 | 2.8023e-09 | -3.3242e-10 | 2.8863e-09 | -2.451e-09 | 2.9235e-10 | -2.849e-09 | 2.4537e-09 | 0 | 0 | 0 | 0 | 0 | 0 |  | 0.95131 | 0.63474 | 0.59416 | 0.95131 | 0.63474 | 0.59416 | 1.0563 | -141.1766 | 140.0011 | 1.0563 | -141.1766 | 140.0011
Line7_8_9 | 0 | 0 | 0 | 0 | 0 | 0 | 0 | 0 | 0 | 0 | 0 | 0 | -5.5751e-10 | -9.0549e-10 | -9.2243e-10 | 5.1799e-10 | 9.0996e-10 | 9.5748e-10 | -1.1081e-10 | 9.6211e-10 | -8.1702e-10 | 7.0736e-11 | -9.2482e-10 | 8.1967e-10 | 0 | 0 | 0 | 0 | 0 | 0 |  | 0.95131 | 0.63474 | 0.59416 | 0.95131 | 0.63474 | 0.59416 | 1.0563 | -141.1766 | 140.0011 | 1.0563 | -141.1766 | 140.0011
Line8_8_10 | 0 | 0 | 0 | 0 | 0 | 0 | 0 | 0 | 0 | 0 | 0 | 0 | -5.5751e-10 | -9.0549e-10 | -9.2243e-10 | 5.1799e-10 | 9.0996e-10 | 9.5748e-10 | -1.1081e-10 | 9.6211e-10 | -8.1701e-10 | 7.0736e-11 | -9.2482e-10 | 8.1967e-10 | 0 | 0 | 0 | 0 | 0 | 0 |  | 0.95131 | 0.63474 | 0.59416 | 0.95131 | 0.63474 | 0.59416 | 1.0563 | -141.1766 | 140.0011 | 1.0563 | -141.1766 | 140.0011
Line9_3_11 | 0.27642 | 0.54104 | 0.51199 | 0.27642 | 0.54104 | 0.51199 | 0.063837 | 0.12495 | 0.11824 | 0.063837 | 0.12495 | 0.11824 | -0.015897 | -0.052009 | 0.032903 | 0.016661 | 0.054931 | -0.030277 | -0.054388 | -0.038925 | -0.052898 | 0.055918 | 0.044777 | 0.05814 | 108.0288 | -2.7401 | -152.204 | -71.9712 | 177.2599 | 27.796 |  | 0.88762 | 0.51991 | 0.52686 | 0.914 | 0.56719 | 0.55439 | 1.7359 | -145.9279 | 149.678 | 1.4376 | -143.5549 | 145.3044

## LLG_max_10
name | pf_ikss_a_from_ka | pf_ikss_b_from_ka | pf_ikss_c_from_ka | pf_ikss_a_to_ka | pf_ikss_b_to_ka | pf_ikss_c_to_ka | pf_skss_a_from_mw | pf_skss_b_from_mw | pf_skss_c_from_mw | pf_skss_a_to_mw | pf_skss_b_to_mw | pf_skss_c_to_mw | pf_p_a_from_mw | pf_p_b_from_mw | pf_p_c_from_mw | pf_p_a_to_mw | pf_p_b_to_mw | pf_p_c_to_mw | pf_q_a_from_mvar | pf_q_b_from_mvar | pf_q_c_from_mvar | pf_q_a_to_mvar | pf_q_b_to_mvar | pf_q_c_to_mvar | pf_ikss_a_from_degree | pf_ikss_b_from_degree | pf_ikss_c_from_degree | pf_ikss_a_to_degree | pf_ikss_b_to_degree | pf_ikss_c_to_degree | 3xI0 | pf_vm_a_from_pu | pf_vm_b_from_pu | pf_vm_c_from_pu | pf_vm_a_to_pu | pf_vm_b_to_pu | pf_vm_c_to_pu | pf_va_a_from_degree | pf_va_b_from_degree | pf_va_c_from_degree | pf_va_a_to_degree | pf_va_b_to_degree | pf_va_c_to_degree
Line0_1_2 | 0.30733 | 0.58978 | 0.55228 | 0.30733 | 0.58978 | 0.55228 | 0.070975 | 0.1362 | 0.12754 | 0.070975 | 0.1362 | 0.12754 | -0.016772 | -0.052784 | 0.038903 | 0.017717 | 0.056257 | -0.035847 | -0.059004 | -0.037818 | -0.051389 | 0.060897 | 0.044772 | 0.057488 | 107.9269 | -4.1497 | -152.8791 | -72.0731 | 175.8503 | 27.1209 |  | 0.86428 | 0.47674 | 0.50534 | 0.89358 | 0.52787 | 0.53118 | 2.0588 | -148.5296 | 154.2478 | 1.7055 | -145.6351 | 149.0666
Line10_11_12 | 0.27153 | 0.52657 | 0.49832 | 0.27153 | 0.52657 | 0.49832 | 0.062707 | 0.12161 | 0.11508 | 0.062707 | 0.12161 | 0.11508 | -0.016183 | -0.053307 | 0.02958 | 0.01692 | 0.056075 | -0.027092 | -0.055117 | -0.043935 | -0.056708 | 0.056594 | 0.049478 | 0.061674 | 107.8056 | -3.0428 | -152.2077 | -72.1944 | 176.9572 | 27.7923 |  | 0.91606 | 0.56805 | 0.55577 | 0.94199 | 0.61496 | 0.58534 | 1.4432 | -143.5478 | 145.3398 | 1.1609 | -141.6188 | 141.5071
Line11_12_13 | 0.27153 | 0.52657 | 0.49832 | 0.27153 | 0.52657 | 0.49832 | 0.062707 | 0.12161 | 0.11508 | 0.062707 | 0.12161 | 0.11508 | -0.01692 | -0.056075 | 0.027092 | 0.017657 | 0.058843 | -0.024604 | -0.056594 | -0.049478 | -0.061674 | 0.058072 | 0.055022 | 0.06664 | 107.8056 | -3.0428 | -152.2077 | -72.1944 | 176.9572 | 27.7923 |  | 0.94199 | 0.61496 | 0.58534 | 0.96793 | 0.66246 | 0.61727 | 1.1609 | -141.6188 | 141.5071 | 0.89362 | -139.9648 | 138.0567
Line12_13_15 | 0 | 0 | 0 | 0 | 0 | 0 | 0 | 0 | 0 | 0 | 0 | 0 | -1.5277e-09 | -2.6938e-09 | -2.7997e-09 | 1.4867e-09 | 2.6981e-09 | 2.8364e-09 | -3.0418e-10 | 2.8546e-09 | -2.3116e-09 | 2.6367e-10 | -2.8154e-09 | 2.3127e-09 | 0 | 0 | 0 | 0 | 0 | 0 |  | 0.96793 | 0.66246 | 0.61727 | 0.96793 | 0.66246 | 0.61727 | 0.89362 | -139.9648 | 138.0567 | 0.89362 | -139.9648 | 138.0567
Line13_13_14 | 0.27153 | 0.52657 | 0.49832 | 0.27153 | 0.52657 | 0.49832 | 0.062707 | 0.12161 | 0.11508 | 0.062707 | 0.12161 | 0.11508 | -0.017657 | -0.058843 | 0.024604 | 0.018394 | 0.061611 | -0.022116 | -0.058072 | -0.055022 | -0.06664 | 0.059549 | 0.060565 | 0.071606 | 107.8056 | -3.0428 | -152.2077 | -72.1944 | 176.9572 | 27.7923 |  | 0.96793 | 0.66246 | 0.61727 | 0.9939 | 0.71044 | 0.65121 | 0.89362 | -139.9648 | 138.0567 | 0.64033 | -138.5332 | 134.9558
Line14_15_16 | 0 | 0 | 0 | 0 | 0 | 0 | 0 | 0 | 0 | 0 | 0 | 0 | -1.0185e-09 | -1.7959e-09 | -1.8664e-09 | 9.7748e-10 | 1.8002e-09 | 1.9032e-09 | -2.0279e-10 | 1.9031e-09 | -1.541e-09 | 1.6228e-10 | -1.8638e-09 | 1.5422e-09 | 0 | 0 | 0 | 0 | 0 | 0 |  | 0.96793 | 0.66246 | 0.61727 | 0.96793 | 0.66246 | 0.61727 | 0.89362 | -139.9648 | 138.0567 | 0.89362 | -139.9648 | 138.0567
Line15_16_17 | 0 | 0 | 0 | 0 | 0 | 0 | 0 | 0 | 0 | 0 | 0 | 0 | -5.0924e-10 | -8.9795e-10 | -9.3322e-10 | 4.6824e-10 | 9.0221e-10 | 9.6996e-10 | -1.0139e-10 | 9.5153e-10 | -7.7053e-10 | 6.0887e-11 | -9.1231e-10 | 7.7169e-10 | 0 | 0 | 0 | 0 | 0 | 0 |  | 0.96793 | 0.66246 | 0.61727 | 0.96793 | 0.66246 | 0.61727 | 0.89362 | -139.9648 | 138.0567 | 0.89362 | -139.9648 | 138.0567
Line16_4_18 | 0 | 0 | 0 | 0 | 0 | 0 | 0 | 0 | 0 | 0 | 0 | 0 | -7.0437e-10 | -8.9356e-10 | -8.1315e-10 | 6.6352e-10 | 8.9897e-10 | 8.4857e-10 | -1.51e-10 | 9.6426e-10 | -1.0153e-09 | 1.046e-10 | -9.2779e-10 | 1.0251e-09 | 0 | 0 | 0 | 0 | 0 | 0 |  | 0.89803 | 0.53551 | 0.53388 | 0.89803 | 0.53551 | 0.53388 | 1.6548 | -145.4395 | 148.4272 | 1.6548 | -145.4395 | 148.4272
Line17_5_19 | 0.32902 | 0.62719 | 0.58384 | 0.32902 | 0.62719 | 0.58384 | 0.075984 | 0.14484 | 0.13483 | 0.075984 | 0.14484 | 0.13483 | -0.019072 | -0.059599 | 0.038071 | 0.020155 | 0.063526 | -0.034656 | -0.065328 | -0.048716 | -0.060867 | 0.067497 | 0.056581 | 0.067683 | 107.9575 | -4.8006 | -153.2601 | -72.0425 | 175.1994 | 26.7399 |  | 0.89565 | 0.53144 | 0.53246 | 0.92706 | 0.58733 | 0.56396 | 1.6824 | -145.538 | 148.765 | 1.3316 | -143.11 | 143.8536
Line1_1_3 | 0.27153 | 0.52657 | 0.49832 | 0.27153 | 0.52657 | 0.49832 | 0.062707 | 0.12161 | 0.11508 | 0.062707 | 0.12161 | 0.11508 | -0.014708 | -0.047771 | 0.034556 | 0.015445 | 0.050539 | -0.032068 | -0.052163 | -0.032848 | -0.046776 | 0.05364 | 0.038391 | 0.051742 | 107.8056 | -3.0428 | -152.2077 | -72.1944 | 176.9572 | 27.7923 |  | 0.86428 | 0.47674 | 0.50534 | 0.89016 | 0.52191 | 0.52896 | 2.0588 | -148.5296 | 154.2478 | 1.7421 | -145.8209 | 149.5817
Line2_1_4 | 0.35398 | 0.66944 | 0.61919 | 0.35398 | 0.66944 | 0.61919 | 0.081748 | 0.1546 | 0.143 | 0.081748 | 0.1546 | 0.143 | -0.019353 | -0.058861 | 0.044414 | 0.020606 | 0.063335 | -0.040572 | -0.067951 | -0.044358 | -0.057002 | 0.070461 | 0.053318 | 0.064669 | 107.9561 | -5.5318 | -153.6766 | -72.0439 | 174.4682 | 26.3234 |  | 0.86428 | 0.47674 | 0.50534 | 0.89803 | 0.53551 | 0.53388 | 2.0588 | -148.5296 | 154.2478 | 1.6548 | -145.4395 | 148.4272
Line3_1_5 | 0.32902 | 0.62719 | 0.58384 | 0.32902 | 0.62719 | 0.58384 | 0.075984 | 0.14484 | 0.13483 | 0.075984 | 0.14484 | 0.13483 | -0.01799 | -0.055672 | 0.041486 | 0.019072 | 0.059599 | -0.038071 | -0.063159 | -0.040852 | -0.054051 | 0.065328 | 0.048716 | 0.060867 | 107.9575 | -4.8006 | -153.26 | -72.0425 | 175.1994 | 26.74 |  | 0.86428 | 0.47674 | 0.50534 | 0.89565 | 0.53144 | 0.53246 | 2.0588 | -148.5296 | 154.2478 | 1.6824 | -145.538 | 148.765
Line4_2_6 | 0.30733 | 0.58978 | 0.55228 | 0.30733 | 0.58978 | 0.55228 | 0.070975 | 0.1362 | 0.12754 | 0.070975 | 0.1362 | 0.12754 | -0.017717 | -0.056257 | 0.035847 | 0.018661 | 0.059729 | -0.032791 | -0.060897 | -0.044772 | -0.057488 | 0.062789 | 0.051727 | 0.063588 | 107.9269 | -4.1497 | -152.8791 | -72.0731 | 175.8503 | 27.1209 |  | 0.89358 | 0.52787 | 0.53118 | 0.92291 | 0.58012 | 0.56094 | 1.7055 | -145.6351 | 149.0666 | 1.3747 | -143.2567 | 144.4001
Line5_6_7 | 0.30733 | 0.58978 | 0.55228 | 0.30733 | 0.58978 | 0.55228 | 0.070975 | 0.1362 | 0.12754 | 0.070975 | 0.1362 | 0.12754 | -0.018661 | -0.059729 | 0.032791 | 0.019606 | 0.063202 | -0.029735 | -0.062789 | -0.051727 | -0.063588 | 0.064682 | 0.058681 | 0.069687 | 107.9269 | -4.1497 | -152.8791 | -72.0731 | 175.8503 | 27.1209 |  | 0.92291 | 0.58012 | 0.56094 | 0.95228 | 0.63319 | 0.59404 | 1.3747 | -143.2567 | 144.4001 | 1.0642 | -141.2741 | 140.2283
Line6_7_8 | 0 | 0 | 0 | 0 | 0 | 0 | 0 | 0 | 0 | 0 | 0 | 0 | -1.6697e-09 | -2.7151e-09 | -2.7527e-09 | 1.6283e-09 | 2.7198e-09 | 2.7894e-09 | -3.4021e-10 | 2.8968e-09 | -2.4764e-09 | 2.9814e-10 | -2.8578e-09 | 2.4794e-09 | 0 | 0 | 0 | 0 | 0 | 0 |  | 0.95228 | 0.63319 | 0.59404 | 0.95228 | 0.63319 | 0.59404 | 1.0642 | -141.2741 | 140.2283 | 1.0642 | -141.2741 | 140.2283
Line7_8_9 | 0 | 0 | 0 | 0 | 0 | 0 | 0 | 0 | 0 | 0 | 0 | 0 | -5.5658e-10 | -9.0503e-10 | -9.1756e-10 | 5.1514e-10 | 9.0976e-10 | 9.5428e-10 | -1.134e-10 | 9.656e-10 | -8.2548e-10 | 7.1338e-11 | -9.2662e-10 | 8.2843e-10 | 0 | 0 | 0 | 0 | 0 | 0 |  | 0.95228 | 0.63319 | 0.59404 | 0.95228 | 0.63319 | 0.59404 | 1.0642 | -141.2741 | 140.2283 | 1.0642 | -141.2741 | 140.2283
Line8_8_10 | 0 | 0 | 0 | 0 | 0 | 0 | 0 | 0 | 0 | 0 | 0 | 0 | -5.5658e-10 | -9.0503e-10 | -9.1756e-10 | 5.1514e-10 | 9.0976e-10 | 9.5428e-10 | -1.134e-10 | 9.656e-10 | -8.2548e-10 | 7.1338e-11 | -9.2662e-10 | 8.2843e-10 | 0 | 0 | 0 | 0 | 0 | 0 |  | 0.95228 | 0.63319 | 0.59404 | 0.95228 | 0.63319 | 0.59404 | 1.0642 | -141.2741 | 140.2283 | 1.0642 | -141.2741 | 140.2283
Line9_3_11 | 0.27153 | 0.52657 | 0.49832 | 0.27153 | 0.52657 | 0.49832 | 0.062707 | 0.12161 | 0.11508 | 0.062707 | 0.12161 | 0.11508 | -0.015445 | -0.050539 | 0.032068 | 0.016183 | 0.053307 | -0.02958 | -0.05364 | -0.038391 | -0.051742 | 0.055117 | 0.043935 | 0.056708 | 107.8056 | -3.0428 | -152.2077 | -72.1944 | 176.9572 | 27.7923 |  | 0.89016 | 0.52191 | 0.52896 | 0.91606 | 0.56805 | 0.55577 | 1.7421 | -145.8209 | 149.5817 | 1.4432 | -143.5478 | 145.3398

## LLG_max_fault_6
name | pf_ikss_a_from_ka | pf_ikss_b_from_ka | pf_ikss_c_from_ka | pf_ikss_a_to_ka | pf_ikss_b_to_ka | pf_ikss_c_to_ka | pf_skss_a_from_mw | pf_skss_b_from_mw | pf_skss_c_from_mw | pf_skss_a_to_mw | pf_skss_b_to_mw | pf_skss_c_to_mw | pf_p_a_from_mw | pf_p_b_from_mw | pf_p_c_from_mw | pf_p_a_to_mw | pf_p_b_to_mw | pf_p_c_to_mw | pf_q_a_from_mvar | pf_q_b_from_mvar | pf_q_c_from_mvar | pf_q_a_to_mvar | pf_q_b_to_mvar | pf_q_c_to_mvar | pf_ikss_a_from_degree | pf_ikss_b_from_degree | pf_ikss_c_from_degree | pf_ikss_a_to_degree | pf_ikss_b_to_degree | pf_ikss_c_to_degree | 3xI0 | pf_vm_a_from_pu | pf_vm_b_from_pu | pf_vm_c_from_pu | pf_vm_a_to_pu | pf_vm_b_to_pu | pf_vm_c_to_pu | pf_va_a_from_degree | pf_va_b_from_degree | pf_va_c_from_degree | pf_va_a_to_degree | pf_va_b_to_degree | pf_va_c_to_degree
Line0_1_2 | 0.1141 | 0.11604 | 0.11865 | 0.1141 | 0.11604 | 0.11865 | 0.02635 | 0.026798 | 0.027401 | 0.02635 | 0.026798 | 0.027401 | -0.0037078 | -0.0050553 | -0.0040002 | 0.0038379 | 0.00519 | 0.004141 | -0.029881 | -0.030125 | -0.030839 | 0.030141 | 0.030394 | 0.031121 | 96.9913 | -20.9268 | -142.7549 | -83.0087 | 159.0732 | 37.2451 |  | 1.1427 | 1.1399 | 1.1349 | 1.1531 | 1.1506 | 1.1458 | -0.082079 | -120.4529 | 119.8545 | -0.26521 | -120.6168 | 119.6658
Line10_11_12 | 0.10168 | 0.10327 | 0.10577 | 0.10168 | 0.10327 | 0.10577 | 0.023482 | 0.02385 | 0.024427 | 0.023482 | 0.02385 | 0.024427 | -0.0033953 | -0.0046303 | -0.0037182 | 0.0034987 | 0.004737 | 0.0038301 | -0.027056 | -0.027251 | -0.027949 | 0.027263 | 0.027464 | 0.028173 | 96.7427 | -21.1022 | -142.9042 | -83.2573 | 158.8978 | 37.0958 |  | 1.1612 | 1.159 | 1.1543 | 1.1705 | 1.1686 | 1.1639 | -0.41016 | -120.7455 | 119.518 | -0.5703 | -120.8882 | 119.3539
Line11_12_13 | 0.10168 | 0.10327 | 0.10577 | 0.10168 | 0.10327 | 0.10577 | 0.023482 | 0.02385 | 0.024427 | 0.023482 | 0.02385 | 0.024427 | -0.0034987 | -0.004737 | -0.0038301 | 0.0036021 | 0.0048436 | 0.003942 | -0.027263 | -0.027464 | -0.028173 | 0.027469 | 0.027677 | 0.028397 | 96.7427 | -21.1022 | -142.9042 | -83.2573 | 158.8978 | 37.0958 |  | 1.1705 | 1.1686 | 1.1639 | 1.1798 | 1.1781 | 1.1736 | -0.5703 | -120.8882 | 119.3539 | -0.72791 | -121.0286 | 119.1926
Line12_13_15 | 0 | 0 | 0 | 0 | 0 | 0 | 0 | 0 | 0 | 0 | 0 | 0 | 1.0341e-09 | 1.0162e-09 | 9.5391e-10 | -1.0351e-09 | -1.0158e-09 | -9.5334e-10 | 1.8113e-10 | 2.5866e-10 | 1.9757e-10 | -1.8121e-10 | -2.5774e-10 | -1.9842e-10 | 0 | 0 | 0 | 0 | 0 | 0 |  | 1.1798 | 1.1781 | 1.1736 | 1.1798 | 1.1781 | 1.1736 | -0.72791 | -121.0286 | 119.1926 | -0.72791 | -121.0286 | 119.1926
Line13_13_14 | 0.10168 | 0.10327 | 0.10577 | 0.10168 | 0.10327 | 0.10577 | 0.023482 | 0.02385 | 0.024427 | 0.023482 | 0.02385 | 0.024427 | -0.0036021 | -0.0048436 | -0.003942 | 0.0037055 | 0.0049503 | 0.0040539 | -0.027469 | -0.027677 | -0.028397 | 0.027676 | 0.027891 | 0.02862 | 96.7427 | -21.1022 | -142.9042 | -83.2573 | 158.8978 | 37.0958 |  | 1.1798 | 1.1781 | 1.1736 | 1.1891 | 1.1877 | 1.1834 | -0.72791 | -121.0286 | 119.1926 | -0.88306 | -121.1667 | 119.0339
Line14_15_16 | 0 | 0 | 0 | 0 | 0 | 0 | 0 | 0 | 0 | 0 | 0 | 0 | 6.8939e-10 | 6.7748e-10 | 6.3594e-10 | -6.9041e-10 | -6.7703e-10 | -6.3537e-10 | 1.2075e-10 | 1.7244e-10 | 1.3172e-10 | -1.2083e-10 | -1.7152e-10 | -1.3256e-10 | 0 | 0 | 0 | 0 | 0 | 0 |  | 1.1798 | 1.1781 | 1.1736 | 1.1798 | 1.1781 | 1.1736 | -0.72791 | -121.0286 | 119.1926 | -0.72791 | -121.0286 | 119.1926
Line15_16_17 | 0 | 0 | 0 | 0 | 0 | 0 | 0 | 0 | 0 | 0 | 0 | 0 | 3.4469e-10 | 3.3874e-10 | 3.1797e-10 | -3.4572e-10 | -3.3829e-10 | -3.174e-10 | 6.0377e-11 | 8.6222e-11 | 6.5858e-11 | -6.0454e-11 | -8.5299e-11 | -6.6704e-11 | 0 | 0 | 0 | 0 | 0 | 0 |  | 1.1798 | 1.1781 | 1.1736 | 1.1798 | 1.1781 | 1.1736 | -0.72791 | -121.0286 | 119.1926 | -0.72791 | -121.0286 | 119.1926
Line16_4_18 | 0 | 0 | 0 | 0 | 0 | 0 | 0 | 0 | 0 | 0 | 0 | 0 | 2.2995e-10 | 2.2102e-10 | 1.9971e-10 | -2.3111e-10 | -2.2058e-10 | -1.9899e-10 | 2.3174e-11 | 5.2767e-11 | 2.7988e-11 | -2.3338e-11 | -5.1687e-11 | -2.8905e-11 | 0 | 0 | 0 | 0 | 0 | 0 |  | 1.1546 | 1.1521 | 1.1473 | 1.1546 | 1.1521 | 1.1473 | -0.28714 | -120.6373 | 119.6421 | -0.28714 | -120.6373 | 119.6421
Line17_5_19 | 0.12152 | 0.12367 | 0.12633 | 0.12152 | 0.12367 | 0.12633 | 0.028063 | 0.02856 | 0.029174 | 0.028063 | 0.02856 | 0.029174 | -0.0041789 | -0.0055987 | -0.0044711 | 0.0043266 | 0.0057516 | 0.0046307 | -0.032108 | -0.032402 | -0.033147 | 0.032404 | 0.032708 | 0.033467 | 97.1398 | -20.8234 | -142.6634 | -82.8602 | 159.1766 | 37.3366 |  | 1.1538 | 1.1513 | 1.1465 | 1.1649 | 1.1628 | 1.1581 | -0.27558 | -120.6265 | 119.6546 | -0.46538 | -120.7966 | 119.4587
Line1_1_3 | 0.10168 | 0.10327 | 0.10577 | 0.10168 | 0.10327 | 0.10577 | 0.023482 | 0.02385 | 0.024427 | 0.023482 | 0.02385 | 0.024427 | -0.0031886 | -0.004417 | -0.0034944 | 0.003292 | 0.0045237 | 0.0036063 | -0.026642 | -0.026824 | -0.027502 | 0.026849 | 0.027038 | 0.027725 | 96.7427 | -21.1022 | -142.9042 | -83.2573 | 158.8978 | 37.0958 |  | 1.1427 | 1.1399 | 1.1349 | 1.152 | 1.1494 | 1.1446 | -0.082079 | -120.4529 | 119.8545 | -0.24744 | -120.6004 | 119.6848
Line2_1_4 | 0.12996 | 0.13236 | 0.13506 | 0.12996 | 0.13236 | 0.13506 | 0.030013 | 0.030568 | 0.03119 | 0.030013 | 0.030568 | 0.03119 | -0.0044116 | -0.0058984 | -0.0046744 | 0.0045805 | 0.0060736 | 0.0048569 | -0.034011 | -0.034341 | -0.035088 | 0.034348 | 0.034691 | 0.035453 | 97.3086 | -20.7067 | -142.5572 | -82.6914 | 159.2933 | 37.4428 |  | 1.1427 | 1.1399 | 1.1349 | 1.1546 | 1.1521 | 1.1473 | -0.082079 | -120.4529 | 119.8545 | -0.28714 | -120.6373 | 119.6421
Line3_1_5 | 0.12152 | 0.12367 | 0.12633 | 0.12152 | 0.12367 | 0.12633 | 0.028063 | 0.02856 | 0.029174 | 0.028063 | 0.02856 | 0.029174 | -0.0040313 | -0.0054457 | -0.0043115 | 0.0041789 | 0.0055987 | 0.0044711 | -0.031813 | -0.032097 | -0.032828 | 0.032108 | 0.032402 | 0.033147 | 97.1398 | -20.8234 | -142.6634 | -82.8602 | 159.1766 | 37.3366 |  | 1.1427 | 1.1399 | 1.1349 | 1.1538 | 1.1513 | 1.1465 | -0.082079 | -120.4529 | 119.8545 | -0.27558 | -120.6265 | 119.6546
Line4_2_6 | 0.1141 | 0.11604 | 0.11865 | 0.1141 | 0.11604 | 0.11865 | 0.02635 | 0.026798 | 0.027401 | 0.02635 | 0.026798 | 0.027401 | -0.0038379 | -0.00519 | -0.004141 | 0.0039681 | 0.0053246 | 0.0042818 | -0.030141 | -0.030394 | -0.031121 | 0.030402 | 0.030664 | 0.031403 | 96.9913 | -20.9268 | -142.7549 | -83.0087 | 159.0732 | 37.2451 |  | 1.1531 | 1.1506 | 1.1458 | 1.1635 | 1.1614 | 1.1566 | -0.26521 | -120.6168 | 119.6658 | -0.44507 | -120.7777 | 119.4806
Line5_6_7 | 0.1141 | 0.11604 | 0.11865 | 0.1141 | 0.11604 | 0.11865 | 0.02635 | 0.026798 | 0.027401 | 0.02635 | 0.026798 | 0.027401 | -0.0039681 | -0.0053246 | -0.0042818 | 0.0040983 | 0.0054593 | 0.0044226 | -0.030402 | -0.030664 | -0.031403 | 0.030662 | 0.030933 | 0.031684 | 96.9913 | -20.9268 | -142.7549 | -83.0087 | 159.0732 | 37.2451 |  | 1.1635 | 1.1614 | 1.1566 | 1.174 | 1.1721 | 1.1675 | -0.44507 | -120.7777 | 119.4806 | -0.62172 | -120.9357 | 119.2989
Line6_7_8 | 0 | 0 | 0 | 0 | 0 | 0 | 0 | 0 | 0 | 0 | 0 | 0 | 9.5304e-10 | 9.3337e-10 | 8.6998e-10 | -9.541e-10 | -9.3292e-10 | -8.6937e-10 | 1.5386e-10 | 2.3449e-10 | 1.7025e-10 | -1.5395e-10 | -2.3353e-10 | -1.7112e-10 | 0 | 0 | 0 | 0 | 0 | 0 |  | 1.174 | 1.1721 | 1.1675 | 1.174 | 1.1721 | 1.1675 | -0.62172 | -120.9357 | 119.2989 | -0.62172 | -120.9357 | 119.2989
Line7_8_9 | 0 | 0 | 0 | 0 | 0 | 0 | 0 | 0 | 0 | 0 | 0 | 0 | 3.1768e-10 | 3.1112e-10 | 2.8999e-10 | -3.1874e-10 | -3.1067e-10 | -2.8939e-10 | 5.1287e-11 | 7.8164e-11 | 5.6751e-11 | -5.138e-11 | -7.7201e-11 | -5.7621e-11 | 0 | 0 | 0 | 0 | 0 | 0 |  | 1.174 | 1.1721 | 1.1675 | 1.174 | 1.1721 | 1.1675 | -0.62172 | -120.9357 | 119.2989 | -0.62172 | -120.9357 | 119.2989
Line8_8_10 | 0 | 0 | 0 | 0 | 0 | 0 | 0 | 0 | 0 | 0 | 0 | 0 | 3.1768e-10 | 3.1112e-10 | 2.8999e-10 | -3.1874e-10 | -3.1067e-10 | -2.8939e-10 | 5.1287e-11 | 7.8164e-11 | 5.6751e-11 | -5.138e-11 | -7.7201e-11 | -5.7621e-11 | 0 | 0 | 0 | 0 | 0 | 0 |  | 1.174 | 1.1721 | 1.1675 | 1.174 | 1.1721 | 1.1675 | -0.62172 | -120.9357 | 119.2989 | -0.62172 | -120.9357 | 119.2989
Line9_3_11 | 0.10168 | 0.10327 | 0.10577 | 0.10168 | 0.10327 | 0.10577 | 0.023482 | 0.02385 | 0.024427 | 0.023482 | 0.02385 | 0.024427 | -0.003292 | -0.0045237 | -0.0036063 | 0.0033953 | 0.0046303 | 0.0037182 | -0.026849 | -0.027038 | -0.027725 | 0.027056 | 0.027251 | 0.027949 | 96.7427 | -21.1022 | -142.9042 | -83.2573 | 158.8978 | 37.0958 |  | 1.152 | 1.1494 | 1.1446 | 1.1612 | 1.159 | 1.1543 | -0.24744 | -120.6004 | 119.6848 | -0.41016 | -120.7455 | 119.518

## LLG_max_fault_10
name | pf_ikss_a_from_ka | pf_ikss_b_from_ka | pf_ikss_c_from_ka | pf_ikss_a_to_ka | pf_ikss_b_to_ka | pf_ikss_c_to_ka | pf_skss_a_from_mw | pf_skss_b_from_mw | pf_skss_c_from_mw | pf_skss_a_to_mw | pf_skss_b_to_mw | pf_skss_c_to_mw | pf_p_a_from_mw | pf_p_b_from_mw | pf_p_c_from_mw | pf_p_a_to_mw | pf_p_b_to_mw | pf_p_c_to_mw | pf_q_a_from_mvar | pf_q_b_from_mvar | pf_q_c_from_mvar | pf_q_a_to_mvar | pf_q_b_to_mvar | pf_q_c_to_mvar | pf_ikss_a_from_degree | pf_ikss_b_from_degree | pf_ikss_c_from_degree | pf_ikss_a_to_degree | pf_ikss_b_to_degree | pf_ikss_c_to_degree | 3xI0 | pf_vm_a_from_pu | pf_vm_b_from_pu | pf_vm_c_from_pu | pf_vm_a_to_pu | pf_vm_b_to_pu | pf_vm_c_to_pu | pf_va_a_from_degree | pf_va_b_from_degree | pf_va_c_from_degree | pf_va_a_to_degree | pf_va_b_to_degree | pf_va_c_to_degree
Line0_1_2 | 0.11482 | 0.11668 | 0.11919 | 0.11482 | 0.11668 | 0.11919 | 0.026516 | 0.026947 | 0.027525 | 0.026516 | 0.026947 | 0.027525 | -0.0037078 | -0.0050121 | -0.0039874 | 0.0038397 | 0.0051483 | 0.0041295 | -0.030138 | -0.030372 | -0.031052 | 0.030402 | 0.030644 | 0.031336 | 96.9343 | -21.0784 | -142.8256 | -83.0657 | 158.9216 | 37.1744 |  | 1.1452 | 1.1424 | 1.1374 | 1.1556 | 1.1532 | 1.1483 | -0.079535 | -120.4492 | 119.857 | -0.26396 | -120.6152 | 119.6672
Line10_11_12 | 0.10274 | 0.10428 | 0.10669 | 0.10274 | 0.10428 | 0.10669 | 0.023727 | 0.024083 | 0.024639 | 0.023727 | 0.024083 | 0.024639 | -0.0034146 | -0.0046143 | -0.0037239 | 0.0035201 | 0.004723 | 0.0038377 | -0.027404 | -0.027593 | -0.02826 | 0.027615 | 0.02781 | 0.028488 | 96.6915 | -21.253 | -142.9762 | -83.3085 | 158.747 | 37.0238 |  | 1.1639 | 1.1616 | 1.1569 | 1.1733 | 1.1713 | 1.1667 | -0.41115 | -120.7466 | 119.5171 | -0.57298 | -120.8916 | 119.3515
Line11_12_13 | 0.10274 | 0.10428 | 0.10669 | 0.10274 | 0.10428 | 0.10669 | 0.023727 | 0.024083 | 0.024639 | 0.023727 | 0.024083 | 0.024639 | -0.0035201 | -0.004723 | -0.0038377 | 0.0036257 | 0.0048317 | 0.0039515 | -0.027615 | -0.02781 | -0.028488 | 0.027826 | 0.028028 | 0.028715 | 96.6915 | -21.253 | -142.9762 | -83.3085 | 158.747 | 37.0238 |  | 1.1733 | 1.1713 | 1.1667 | 1.1827 | 1.181 | 1.1765 | -0.57298 | -120.8916 | 119.3515 | -0.73224 | -121.0342 | 119.1885
Line12_13_15 | 0 | 0 | 0 | 0 | 0 | 0 | 0 | 0 | 0 | 0 | 0 | 0 | 1.0736e-09 | 1.0555e-09 | 9.926e-10 | -1.0747e-09 | -1.055e-09 | -9.92e-10 | 1.8264e-10 | 2.6083e-10 | 1.9893e-10 | -1.8272e-10 | -2.5985e-10 | -1.9982e-10 | 0 | 0 | 0 | 0 | 0 | 0 |  | 1.1827 | 1.181 | 1.1765 | 1.1827 | 1.181 | 1.1765 | -0.73224 | -121.0342 | 119.1885 | -0.73224 | -121.0342 | 119.1885
Line13_13_14 | 0.10274 | 0.10428 | 0.10669 | 0.10274 | 0.10428 | 0.10669 | 0.023727 | 0.024083 | 0.024639 | 0.023727 | 0.024083 | 0.024639 | -0.0036257 | -0.0048317 | -0.0039515 | 0.0037312 | 0.0049405 | 0.0040654 | -0.027826 | -0.028028 | -0.028715 | 0.028037 | 0.028245 | 0.028943 | 96.6915 | -21.253 | -142.9762 | -83.3085 | 158.747 | 37.0238 |  | 1.1827 | 1.181 | 1.1765 | 1.1921 | 1.1906 | 1.1862 | -0.73224 | -121.0342 | 119.1885 | -0.88899 | -121.1745 | 119.0283
Line14_15_16 | 0 | 0 | 0 | 0 | 0 | 0 | 0 | 0 | 0 | 0 | 0 | 0 | 7.1572e-10 | 7.0366e-10 | 6.6173e-10 | -7.1679e-10 | -7.0318e-10 | -6.6113e-10 | 1.2176e-10 | 1.7388e-10 | 1.3262e-10 | -1.2184e-10 | -1.7291e-10 | -1.3351e-10 | 0 | 0 | 0 | 0 | 0 | 0 |  | 1.1827 | 1.181 | 1.1765 | 1.1827 | 1.181 | 1.1765 | -0.73224 | -121.0342 | 119.1885 | -0.73224 | -121.0342 | 119.1885
Line15_16_17 | 0 | 0 | 0 | 0 | 0 | 0 | 0 | 0 | 0 | 0 | 0 | 0 | 3.5786e-10 | 3.5183e-10 | 3.3087e-10 | -3.5894e-10 | -3.5135e-10 | -3.3026e-10 | 6.088e-11 | 8.6942e-11 | 6.631e-11 | -6.0961e-11 | -8.5971e-11 | -6.72e-11 | 0 | 0 | 0 | 0 | 0 | 0 |  | 1.1827 | 1.181 | 1.1765 | 1.1827 | 1.181 | 1.1765 | -0.73224 | -121.0342 | 119.1885 | -0.73224 | -121.0342 | 119.1885
Line16_4_18 | 0 | 0 | 0 | 0 | 0 | 0 | 0 | 0 | 0 | 0 | 0 | 0 | 2.4094e-10 | 2.3199e-10 | 2.106e-10 | -2.4215e-10 | -2.3153e-10 | -2.0985e-10 | 2.3051e-11 | 5.2735e-11 | 2.7818e-11 | -2.3221e-11 | -5.1606e-11 | -2.8777e-11 | 0 | 0 | 0 | 0 | 0 | 0 |  | 1.1571 | 1.1546 | 1.1498 | 1.1571 | 1.1546 | 1.1498 | -0.28509 | -120.6349 | 119.6444 | -0.28509 | -120.6349 | 119.6444
Line17_5_19 | 0.12198 | 0.12404 | 0.12659 | 0.12198 | 0.12404 | 0.12659 | 0.02817 | 0.028647 | 0.029235 | 0.02817 | 0.028647 | 0.029235 | -0.0041685 | -0.00554 | -0.004448 | 0.0043173 | 0.0056938 | 0.0046083 | -0.032306 | -0.032586 | -0.033295 | 0.032604 | 0.032894 | 0.033615 | 97.0784 | -20.9759 | -142.7342 | -82.9216 | 159.0241 | 37.2658 |  | 1.1563 | 1.1538 | 1.149 | 1.1675 | 1.1653 | 1.1606 | -0.27396 | -120.6245 | 119.6564 | -0.46468 | -120.7963 | 119.4598
Line1_1_3 | 0.10274 | 0.10428 | 0.10669 | 0.10274 | 0.10428 | 0.10669 | 0.023727 | 0.024083 | 0.024639 | 0.023727 | 0.024083 | 0.024639 | -0.0032035 | -0.0043968 | -0.0034962 | 0.0033091 | 0.0045055 | 0.00361 | -0.026982 | -0.027158 | -0.027805 | 0.027193 | 0.027375 | 0.028033 | 96.6915 | -21.253 | -142.9762 | -83.3085 | 158.747 | 37.0238 |  | 1.1452 | 1.1424 | 1.1374 | 1.1545 | 1.152 | 1.1471 | -0.079535 | -120.4492 | 119.857 | -0.24669 | -120.5991 | 119.6857
Line2_1_4 | 0.13009 | 0.13239 | 0.13497 | 0.13009 | 0.13239 | 0.13497 | 0.030044 | 0.030573 | 0.031169 | 0.030044 | 0.030573 | 0.031169 | -0.0043842 | -0.0058175 | -0.0046361 | 0.0045535 | 0.0059928 | 0.0048183 | -0.034125 | -0.034438 | -0.035147 | 0.034463 | 0.034788 | 0.035511 | 97.2415 | -20.8608 | -142.6288 | -82.7585 | 159.1392 | 37.3712 |  | 1.1452 | 1.1424 | 1.1374 | 1.1571 | 1.1546 | 1.1498 | -0.079535 | -120.4492 | 119.857 | -0.28509 | -120.6349 | 119.6444
Line3_1_5 | 0.12198 | 0.12404 | 0.12659 | 0.12198 | 0.12404 | 0.12659 | 0.02817 | 0.028647 | 0.029235 | 0.02817 | 0.028647 | 0.029235 | -0.0040197 | -0.0053861 | -0.0042877 | 0.0041685 | 0.00554 | 0.004448 | -0.032008 | -0.032279 | -0.032974 | 0.032306 | 0.032586 | 0.033295 | 97.0784 | -20.9759 | -142.7342 | -82.9216 | 159.0241 | 37.2658 |  | 1.1452 | 1.1424 | 1.1374 | 1.1563 | 1.1538 | 1.149 | -0.079535 | -120.4492 | 119.857 | -0.27396 | -120.6245 | 119.6564
Line4_2_6 | 0.11482 | 0.11668 | 0.11919 | 0.11482 | 0.11668 | 0.11919 | 0.026516 | 0.026947 | 0.027525 | 0.026516 | 0.026947 | 0.027525 | -0.0038397 | -0.0051483 | -0.0041295 | 0.0039715 | 0.0052844 | 0.0042715 | -0.030402 | -0.030644 | -0.031336 | 0.030665 | 0.030916 | 0.03162 | 96.9343 | -21.0784 | -142.8256 | -83.0657 | 158.9216 | 37.1744 |  | 1.1556 | 1.1532 | 1.1483 | 1.1661 | 1.164 | 1.1592 | -0.26396 | -120.6152 | 119.6672 | -0.44506 | -120.778 | 119.4809
Line5_6_7 | 0.11482 | 0.11668 | 0.11919 | 0.11482 | 0.11668 | 0.11919 | 0.026516 | 0.026947 | 0.027525 | 0.026516 | 0.026947 | 0.027525 | -0.0039715 | -0.0052844 | -0.0042715 | 0.0041033 | 0.0054206 | 0.0044136 | -0.030665 | -0.030916 | -0.03162 | 0.030929 | 0.031189 | 0.031904 | 96.9343 | -21.0784 | -142.8256 | -83.0657 | 158.9216 | 37.1744 |  | 1.1661 | 1.164 | 1.1592 | 1.1766 | 1.1748 | 1.1701 | -0.44506 | -120.778 | 119.4809 | -0.62293 | -120.9379 | 119.2981
Line6_7_8 | 0 | 0 | 0 | 0 | 0 | 0 | 0 | 0 | 0 | 0 | 0 | 0 | 9.8952e-10 | 9.6961e-10 | 9.0576e-10 | -9.9064e-10 | -9.6913e-10 | -9.0512e-10 | 1.5449e-10 | 2.3571e-10 | 1.707e-10 | -1.5459e-10 | -2.3469e-10 | -1.7162e-10 | 0 | 0 | 0 | 0 | 0 | 0 |  | 1.1766 | 1.1748 | 1.1701 | 1.1766 | 1.1748 | 1.1701 | -0.62293 | -120.9379 | 119.2981 | -0.62293 | -120.9379 | 119.2981
Line7_8_9 | 0 | 0 | 0 | 0 | 0 | 0 | 0 | 0 | 0 | 0 | 0 | 0 | 3.2984e-10 | 3.232e-10 | 3.0192e-10 | -3.3096e-10 | -3.2273e-10 | -3.0128e-10 | 5.1498e-11 | 7.8569e-11 | 5.6901e-11 | -5.1596e-11 | -7.7557e-11 | -5.7814e-11 | 0 | 0 | 0 | 0 | 0 | 0 |  | 1.1766 | 1.1748 | 1.1701 | 1.1766 | 1.1748 | 1.1701 | -0.62293 | -120.9379 | 119.2981 | -0.62293 | -120.9379 | 119.2981
Line8_8_10 | 0 | 0 | 0 | 0 | 0 | 0 | 0 | 0 | 0 | 0 | 0 | 0 | 3.2984e-10 | 3.232e-10 | 3.0192e-10 | -3.3096e-10 | -3.2273e-10 | -3.0128e-10 | 5.1498e-11 | 7.8569e-11 | 5.69e-11 | -5.1596e-11 | -7.7557e-11 | -5.7814e-11 | 0 | 0 | 0 | 0 | 0 | 0 |  | 1.1766 | 1.1748 | 1.1701 | 1.1766 | 1.1748 | 1.1701 | -0.62293 | -120.9379 | 119.2981 | -0.62293 | -120.9379 | 119.2981
Line9_3_11 | 0.10274 | 0.10428 | 0.10669 | 0.10274 | 0.10428 | 0.10669 | 0.023727 | 0.024083 | 0.024639 | 0.023727 | 0.024083 | 0.024639 | -0.0033091 | -0.0045055 | -0.00361 | 0.0034146 | 0.0046143 | 0.0037239 | -0.027193 | -0.027375 | -0.028033 | 0.027404 | 0.027593 | 0.02826 | 96.6915 | -21.253 | -142.9762 | -83.3085 | 158.747 | 37.0238 |  | 1.1545 | 1.152 | 1.1471 | 1.1639 | 1.1616 | 1.1569 | -0.24669 | -120.5991 | 119.6857 | -0.41115 | -120.7466 | 119.5171

## LLG_min_6
name | pf_ikss_a_from_ka | pf_ikss_b_from_ka | pf_ikss_c_from_ka | pf_ikss_a_to_ka | pf_ikss_b_to_ka | pf_ikss_c_to_ka | pf_skss_a_from_mw | pf_skss_b_from_mw | pf_skss_c_from_mw | pf_skss_a_to_mw | pf_skss_b_to_mw | pf_skss_c_to_mw | pf_p_a_from_mw | pf_p_b_from_mw | pf_p_c_from_mw | pf_p_a_to_mw | pf_p_b_to_mw | pf_p_c_to_mw | pf_q_a_from_mvar | pf_q_b_from_mvar | pf_q_c_from_mvar | pf_q_a_to_mvar | pf_q_b_to_mvar | pf_q_c_to_mvar | pf_ikss_a_from_degree | pf_ikss_b_from_degree | pf_ikss_c_from_degree | pf_ikss_a_to_degree | pf_ikss_b_to_degree | pf_ikss_c_to_degree | 3xI0 | pf_vm_a_from_pu | pf_vm_b_from_pu | pf_vm_c_from_pu | pf_vm_a_to_pu | pf_vm_b_to_pu | pf_vm_c_to_pu | pf_va_a_from_degree | pf_va_b_from_degree | pf_va_c_from_degree | pf_va_a_to_degree | pf_va_b_to_degree | pf_va_c_to_degree
Line0_1_2 | 0.0056027 | 0.015246 | 0.012613 | 0.0056027 | 0.015246 | 0.012613 | 0.0012939 | 0.003521 | 0.0029127 | 0.0012939 | 0.003521 | 0.0029127 | -0.0003836 | -0.0010993 | 0.00076154 | 0.00038423 | 0.0011036 | -0.00075836 | -0.00080805 | -4.5844e-06 | -0.00050771 | 0.00080874 | 9.2325e-06 | 0.00051081 | 117.0882 | -2.671 | -150.7462 | -62.9119 | 177.329 | 29.2539 |  | 0.69131 | 0.31222 | 0.31423 | 0.692 | 0.31344 | 0.31391 | 1.6936 | 177.568 | 175.563 | 1.6757 | 177.8083 | 175.2906
Line10_11_12 | 0.0055769 | 0.015196 | 0.012573 | 0.0055769 | 0.015196 | 0.012573 | 0.0012879 | 0.0035095 | 0.0029035 | 0.0012879 | 0.0035095 | 0.0029035 | -0.00038436 | -0.0011042 | 0.00075199 | 0.00038499 | 0.0011085 | -0.00074883 | -0.00080509 | -1.1516e-05 | -0.00051351 | 0.00080576 | 1.6134e-05 | 0.00051659 | 117.1788 | -2.5514 | -150.653 | -62.8213 | 177.4486 | 29.347 |  | 0.69268 | 0.31466 | 0.31361 | 0.69337 | 0.31589 | 0.31332 | 1.6582 | 178.0462 | 175.0192 | 1.6406 | 178.2825 | 174.7465
Line11_12_13 | 0.0055769 | 0.015196 | 0.012573 | 0.0055769 | 0.015196 | 0.012573 | 0.0012879 | 0.0035095 | 0.0029035 | 0.0012879 | 0.0035095 | 0.0029035 | -0.00038499 | -0.0011085 | 0.00074883 | 0.00038562 | 0.0011127 | -0.00074567 | -0.00080576 | -1.6135e-05 | -0.00051659 | 0.00080644 | 2.0753e-05 | 0.00051968 | 117.1787 | -2.5515 | -150.653 | -62.8213 | 177.4485 | 29.347 |  | 0.69337 | 0.31589 | 0.31332 | 0.69405 | 0.31712 | 0.31303 | 1.6406 | 178.2825 | 174.7465 | 1.623 | 178.517 | 174.4733
Line12_13_15 | 0 | 0 | 0 | 0 | 0 | 0 | 0 | 0 | 0 | 0 | 0 | 0 | -5.5971e-09 | 1.0264e-09 | 7.5589e-10 | 4.509e-09 | -4.9786e-10 | -1.9626e-10 | -4.1003e-09 | 4.7564e-09 | -1.2474e-09 | 2.8056e-09 | -4.1927e-09 | 1.7657e-09 | 0 | 0 | 0 | 0 | 0 | 0 |  | 0.69405 | 0.31712 | 0.31303 | 0.69405 | 0.31712 | 0.31303 | 1.623 | 178.517 | 174.4733 | 1.623 | 178.517 | 174.4733
Line13_13_14 | 0.0055769 | 0.015196 | 0.012573 | 0.0055769 | 0.015196 | 0.012573 | 0.0012879 | 0.0035095 | 0.0029035 | 0.0012879 | 0.0035095 | 0.0029035 | -0.00038561 | -0.0011127 | 0.00074567 | 0.00038624 | 0.001117 | -0.00074251 | -0.00080644 | -2.0759e-05 | -0.00051967 | 0.00080712 | 2.5376e-05 | 0.00052276 | 117.1784 | -2.5518 | -150.6531 | -62.8216 | 177.4482 | 29.347 |  | 0.69405 | 0.31712 | 0.31303 | 0.69474 | 0.31836 | 0.31275 | 1.623 | 178.517 | 174.4733 | 1.6054 | 178.7496 | 174.1996
Line14_15_16 | 0 | 0 | 0 | 0 | 0 | 0 | 0 | 0 | 0 | 0 | 0 | 0 | -3.7314e-09 | 6.8425e-10 | 5.0393e-10 | 2.6433e-09 | -1.5573e-10 | 5.5701e-11 | -2.7335e-09 | 3.1709e-09 | -8.3162e-10 | 1.4388e-09 | -2.6072e-09 | 1.3499e-09 | 0 | 0 | 0 | 0 | 0 | 0 |  | 0.69405 | 0.31712 | 0.31303 | 0.69405 | 0.31712 | 0.31303 | 1.623 | 178.517 | 174.4733 | 1.623 | 178.517 | 174.4733
Line15_16_17 | 0 | 0 | 0 | 0 | 0 | 0 | 0 | 0 | 0 | 0 | 0 | 0 | -1.8657e-09 | 3.4212e-10 | 2.5196e-10 | 7.7757e-10 | 1.8639e-10 | 3.0766e-10 | -1.3668e-09 | 1.5855e-09 | -4.1581e-10 | 7.2076e-11 | -1.0217e-09 | 9.3411e-10 | 0 | 0 | 0 | 0 | 0 | 0 |  | 0.69405 | 0.31712 | 0.31303 | 0.69405 | 0.31712 | 0.31303 | 1.623 | 178.517 | 174.4733 | 1.623 | 178.517 | 174.4733
Line16_4_18 | 0 | 0 | 0 | 0 | 0 | 0 | 0 | 0 | 0 | 0 | 0 | 0 | -1.8636e-09 | 3.5333e-10 | 2.5983e-10 | 7.8041e-10 | 1.7593e-10 | 2.941e-10 | -1.3748e-09 | 1.5713e-09 | -4.1451e-10 | 7.4192e-11 | -1.0166e-09 | 9.4617e-10 | 0 | 0 | 0 | 0 | 0 | 0 |  | 0.692 | 0.31345 | 0.31391 | 0.692 | 0.31345 | 0.31391 | 1.6756 | 177.8086 | 175.2898 | 1.6756 | 177.8086 | 175.2898
Line17_5_19 | 0.0056156 | 0.015271 | 0.012633 | 0.0056156 | 0.015271 | 0.012633 | 0.0012969 | 0.0035268 | 0.0029174 | 0.0012969 | 0.0035268 | 0.0029174 | -0.00038447 | -0.0011054 | 0.00075997 | 0.0003851 | 0.0011097 | -0.00075678 | -0.00081091 | -1.0417e-05 | -0.000511 | 0.0008116 | 1.5081e-05 | 0.00051412 | 117.0421 | -2.7315 | -150.7931 | -62.9579 | 177.2685 | 29.207 |  | 0.692 | 0.31345 | 0.31391 | 0.69269 | 0.31468 | 0.3136 | 1.6757 | 177.8085 | 175.2902 | 1.6577 | 178.0471 | 175.0169
Line1_1_3 | 0.005577 | 0.015196 | 0.012573 | 0.005577 | 0.015196 | 0.012573 | 0.0012879 | 0.0035095 | 0.0029035 | 0.0012879 | 0.0035095 | 0.0029035 | -0.00038311 | -0.0010957 | 0.00075831 | 0.00038373 | 0.0011 | -0.00075515 | -0.00080373 | -2.2788e-06 | -0.00050734 | 0.00080441 | 6.8966e-06 | 0.00051042 | 117.1789 | -2.5512 | -150.653 | -62.8211 | 177.4488 | 29.3471 |  | 0.69131 | 0.31222 | 0.31423 | 0.69199 | 0.31344 | 0.31392 | 1.6936 | 177.568 | 175.563 | 1.6759 | 177.808 | 175.2913
Line2_1_4 | 0.0056286 | 0.015296 | 0.012653 | 0.0056286 | 0.015296 | 0.012653 | 0.0012999 | 0.0035326 | 0.002922 | 0.0012999 | 0.0035326 | 0.002922 | -0.00038407 | -0.0011029 | 0.00076479 | 0.00038471 | 0.0011072 | -0.00076159 | -0.00081241 | -6.9227e-06 | -0.00050807 | 0.0008131 | 1.1601e-05 | 0.00051119 | 116.9963 | -2.7917 | -150.84 | -63.0037 | 177.2083 | 29.1601 |  | 0.69131 | 0.31222 | 0.31423 | 0.692 | 0.31345 | 0.31391 | 1.6936 | 177.568 | 175.563 | 1.6756 | 177.8086 | 175.2898
Line3_1_5 | 0.0056156 | 0.015271 | 0.012633 | 0.0056156 | 0.015271 | 0.012633 | 0.0012969 | 0.0035268 | 0.0029174 | 0.0012969 | 0.0035268 | 0.0029174 | -0.00038383 | -0.0011011 | 0.00076316 | 0.00038447 | 0.0011054 | -0.00075997 | -0.00081022 | -5.7529e-06 | -0.00050789 | 0.00081091 | 1.0416e-05 | 0.000511 | 117.0422 | -2.7314 | -150.793 | -62.9578 | 177.2686 | 29.207 |  | 0.69131 | 0.31222 | 0.31423 | 0.692 | 0.31345 | 0.31391 | 1.6936 | 177.568 | 175.563 | 1.6757 | 177.8085 | 175.2902
Line4_2_6 | 0.0056027 | 0.015246 | 0.012613 | 0.0056027 | 0.015246 | 0.012613 | 0.0012939 | 0.003521 | 0.0029127 | 0.0012939 | 0.003521 | 0.0029127 | -0.00038423 | -0.0011036 | 0.00075836 | 0.00038486 | 0.0011079 | -0.00075518 | -0.00080874 | -9.2336e-06 | -0.00051081 | 0.00080942 | 1.3882e-05 | 0.00051392 | 117.0881 | -2.6711 | -150.7462 | -62.9119 | 177.3289 | 29.2538 |  | 0.692 | 0.31344 | 0.31391 | 0.69269 | 0.31467 | 0.31361 | 1.6757 | 177.8083 | 175.2906 | 1.6579 | 178.0468 | 175.0176
Line5_6_7 | 0.0056027 | 0.015246 | 0.012613 | 0.0056027 | 0.015246 | 0.012613 | 0.0012939 | 0.003521 | 0.0029127 | 0.0012939 | 0.003521 | 0.0029127 | -0.00038486 | -0.0011079 | 0.00075518 | 0.0003855 | 0.0011122 | -0.000752 | -0.00080942 | -1.3883e-05 | -0.00051391 | 0.0008101 | 1.8531e-05 | 0.00051702 | 117.088 | -2.6711 | -150.7462 | -62.912 | 177.3288 | 29.2538 |  | 0.69269 | 0.31467 | 0.31361 | 0.69337 | 0.31591 | 0.31331 | 1.6579 | 178.0468 | 175.0176 | 1.6401 | 178.2834 | 174.7442
Line6_7_8 | 0 | 0 | 0 | 0 | 0 | 0 | 0 | 0 | 0 | 0 | 0 | 0 | -5.5951e-09 | 1.0375e-09 | 7.6368e-10 | 4.5086e-09 | -5.0877e-10 | -2.0593e-10 | -4.1082e-09 | 4.7424e-09 | -1.2461e-09 | 2.8116e-09 | -4.1817e-09 | 1.7688e-09 | 0 | 0 | 0 | 0 | 0 | 0 |  | 0.69337 | 0.31591 | 0.31331 | 0.69337 | 0.31591 | 0.31331 | 1.6401 | 178.2834 | 174.7442 | 1.6401 | 178.2834 | 174.7442
Line7_8_9 | 0 | 0 | 0 | 0 | 0 | 0 | 0 | 0 | 0 | 0 | 0 | 0 | -1.865e-09 | 3.4585e-10 | 2.5456e-10 | 7.7851e-10 | 1.8293e-10 | 3.0319e-10 | -1.3694e-09 | 1.5808e-09 | -4.1537e-10 | 7.2764e-11 | -1.02e-09 | 9.3808e-10 | 0 | 0 | 0 | 0 | 0 | 0 |  | 0.69337 | 0.31591 | 0.31331 | 0.69337 | 0.31591 | 0.31331 | 1.6401 | 178.2834 | 174.7442 | 1.6401 | 178.2834 | 174.7442
Line8_8_10 | 0 | 0 | 0 | 0 | 0 | 0 | 0 | 0 | 0 | 0 | 0 | 0 | -1.865e-09 | 3.4585e-10 | 2.5456e-10 | 7.7851e-10 | 1.8293e-10 | 3.0319e-10 | -1.3694e-09 | 1.5808e-09 | -4.1537e-10 | 7.2764e-11 | -1.02e-09 | 9.3808e-10 | 0 | 0 | 0 | 0 | 0 | 0 |  | 0.69337 | 0.31591 | 0.31331 | 0.69337 | 0.31591 | 0.31331 | 1.6401 | 178.2834 | 174.7442 | 1.6401 | 178.2834 | 174.7442
Line9_3_11 | 0.005577 | 0.015196 | 0.012573 | 0.005577 | 0.015196 | 0.012573 | 0.0012879 | 0.0035095 | 0.0029035 | 0.0012879 | 0.0035095 | 0.0029035 | -0.00038373 | -0.0011 | 0.00075515 | 0.00038436 | 0.0011042 | -0.00075199 | -0.00080441 | -6.8976e-06 | -0.00051042 | 0.00080509 | 1.1515e-05 | 0.00051351 | 117.1788 | -2.5513 | -150.653 | -62.8212 | 177.4487 | 29.3471 |  | 0.69199 | 0.31344 | 0.31392 | 0.69268 | 0.31466 | 0.31361 | 1.6759 | 177.808 | 175.2913 | 1.6582 | 178.0462 | 175.0192

## LLG_min_10
name | pf_ikss_a_from_ka | pf_ikss_b_from_ka | pf_ikss_c_from_ka | pf_ikss_a_to_ka | pf_ikss_b_to_ka | pf_ikss_c_to_ka | pf_skss_a_from_mw | pf_skss_b_from_mw | pf_skss_c_from_mw | pf_skss_a_to_mw | pf_skss_b_to_mw | pf_skss_c_to_mw | pf_p_a_from_mw | pf_p_b_from_mw | pf_p_c_from_mw | pf_p_a_to_mw | pf_p_b_to_mw | pf_p_c_to_mw | pf_q_a_from_mvar | pf_q_b_from_mvar | pf_q_c_from_mvar | pf_q_a_to_mvar | pf_q_b_to_mvar | pf_q_c_to_mvar | pf_ikss_a_from_degree | pf_ikss_b_from_degree | pf_ikss_c_from_degree | pf_ikss_a_to_degree | pf_ikss_b_to_degree | pf_ikss_c_to_degree | 3xI0 | pf_vm_a_from_pu | pf_vm_b_from_pu | pf_vm_c_from_pu | pf_vm_a_to_pu | pf_vm_b_to_pu | pf_vm_c_to_pu | pf_va_a_from_degree | pf_va_b_from_degree | pf_va_c_from_degree | pf_va_a_to_degree | pf_va_b_to_degree | pf_va_c_to_degree
Line0_1_2 | 0.0056027 | 0.015246 | 0.012613 | 0.0056027 | 0.015246 | 0.012613 | 0.0012939 | 0.003521 | 0.0029127 | 0.0012939 | 0.003521 | 0.0029127 | -0.0003836 | -0.0010993 | 0.00076154 | 0.00038423 | 0.0011036 | -0.00075836 | -0.00080805 | -4.5844e-06 | -0.00050771 | 0.00080874 | 9.2325e-06 | 0.00051081 | 117.0882 | -2.671 | -150.7462 | -62.9119 | 177.329 | 29.2539 |  | 0.69131 | 0.31222 | 0.31423 | 0.692 | 0.31344 | 0.31391 | 1.6936 | 177.568 | 175.563 | 1.6757 | 177.8083 | 175.2906
Line10_11_12 | 0.0055769 | 0.015196 | 0.012573 | 0.0055769 | 0.015196 | 0.012573 | 0.0012879 | 0.0035095 | 0.0029035 | 0.0012879 | 0.0035095 | 0.0029035 | -0.00038436 | -0.0011042 | 0.00075199 | 0.00038499 | 0.0011085 | -0.00074883 | -0.00080509 | -1.1516e-05 | -0.00051351 | 0.00080576 | 1.6134e-05 | 0.00051659 | 117.1788 | -2.5514 | -150.653 | -62.8213 | 177.4486 | 29.347 |  | 0.69268 | 0.31466 | 0.31361 | 0.69337 | 0.31589 | 0.31332 | 1.6582 | 178.0462 | 175.0192 | 1.6406 | 178.2825 | 174.7465
Line11_12_13 | 0.0055769 | 0.015196 | 0.012573 | 0.0055769 | 0.015196 | 0.012573 | 0.0012879 | 0.0035095 | 0.0029035 | 0.0012879 | 0.0035095 | 0.0029035 | -0.00038499 | -0.0011085 | 0.00074883 | 0.00038562 | 0.0011127 | -0.00074567 | -0.00080576 | -1.6135e-05 | -0.00051659 | 0.00080644 | 2.0753e-05 | 0.00051968 | 117.1787 | -2.5515 | -150.653 | -62.8213 | 177.4485 | 29.347 |  | 0.69337 | 0.31589 | 0.31332 | 0.69405 | 0.31712 | 0.31303 | 1.6406 | 178.2825 | 174.7465 | 1.623 | 178.517 | 174.4733
Line12_13_15 | 0 | 0 | 0 | 0 | 0 | 0 | 0 | 0 | 0 | 0 | 0 | 0 | -5.5971e-09 | 1.0264e-09 | 7.5589e-10 | 4.509e-09 | -4.9786e-10 | -1.9626e-10 | -4.1003e-09 | 4.7564e-09 | -1.2474e-09 | 2.8056e-09 | -4.1927e-09 | 1.7657e-09 | 0 | 0 | 0 | 0 | 0 | 0 |  | 0.69405 | 0.31712 | 0.31303 | 0.69405 | 0.31712 | 0.31303 | 1.623 | 178.517 | 174.4733 | 1.623 | 178.517 | 174.4733
Line13_13_14 | 0.0055769 | 0.015196 | 0.012573 | 0.0055769 | 0.015196 | 0.012573 | 0.0012879 | 0.0035095 | 0.0029035 | 0.0012879 | 0.0035095 | 0.0029035 | -0.00038561 | -0.0011127 | 0.00074567 | 0.00038624 | 0.001117 | -0.00074251 | -0.00080644 | -2.0759e-05 | -0.00051967 | 0.00080712 | 2.5376e-05 | 0.00052276 | 117.1784 | -2.5518 | -150.6531 | -62.8216 | 177.4482 | 29.347 |  | 0.69405 | 0.31712 | 0.31303 | 0.69474 | 0.31836 | 0.31275 | 1.623 | 178.517 | 174.4733 | 1.6054 | 178.7496 | 174.1996
Line14_15_16 | 0 | 0 | 0 | 0 | 0 | 0 | 0 | 0 | 0 | 0 | 0 | 0 | -3.7314e-09 | 6.8425e-10 | 5.0393e-10 | 2.6433e-09 | -1.5573e-10 | 5.5701e-11 | -2.7335e-09 | 3.1709e-09 | -8.3162e-10 | 1.4388e-09 | -2.6072e-09 | 1.3499e-09 | 0 | 0 | 0 | 0 | 0 | 0 |  | 0.69405 | 0.31712 | 0.31303 | 0.69405 | 0.31712 | 0.31303 | 1.623 | 178.517 | 174.4733 | 1.623 | 178.517 | 174.4733
Line15_16_17 | 0 | 0 | 0 | 0 | 0 | 0 | 0 | 0 | 0 | 0 | 0 | 0 | -1.8657e-09 | 3.4212e-10 | 2.5196e-10 | 7.7757e-10 | 1.8639e-10 | 3.0766e-10 | -1.3668e-09 | 1.5855e-09 | -4.1581e-10 | 7.2076e-11 | -1.0217e-09 | 9.3411e-10 | 0 | 0 | 0 | 0 | 0 | 0 |  | 0.69405 | 0.31712 | 0.31303 | 0.69405 | 0.31712 | 0.31303 | 1.623 | 178.517 | 174.4733 | 1.623 | 178.517 | 174.4733
Line16_4_18 | 0 | 0 | 0 | 0 | 0 | 0 | 0 | 0 | 0 | 0 | 0 | 0 | -1.8636e-09 | 3.5333e-10 | 2.5983e-10 | 7.8041e-10 | 1.7593e-10 | 2.941e-10 | -1.3748e-09 | 1.5713e-09 | -4.1451e-10 | 7.4192e-11 | -1.0166e-09 | 9.4617e-10 | 0 | 0 | 0 | 0 | 0 | 0 |  | 0.692 | 0.31345 | 0.31391 | 0.692 | 0.31345 | 0.31391 | 1.6756 | 177.8086 | 175.2898 | 1.6756 | 177.8086 | 175.2898
Line17_5_19 | 0.0056156 | 0.015271 | 0.012633 | 0.0056156 | 0.015271 | 0.012633 | 0.0012969 | 0.0035268 | 0.0029174 | 0.0012969 | 0.0035268 | 0.0029174 | -0.00038447 | -0.0011054 | 0.00075997 | 0.0003851 | 0.0011097 | -0.00075678 | -0.00081091 | -1.0417e-05 | -0.000511 | 0.0008116 | 1.5081e-05 | 0.00051412 | 117.0421 | -2.7315 | -150.7931 | -62.9579 | 177.2685 | 29.207 |  | 0.692 | 0.31345 | 0.31391 | 0.69269 | 0.31468 | 0.3136 | 1.6757 | 177.8085 | 175.2902 | 1.6577 | 178.0471 | 175.0169
Line1_1_3 | 0.005577 | 0.015196 | 0.012573 | 0.005577 | 0.015196 | 0.012573 | 0.0012879 | 0.0035095 | 0.0029035 | 0.0012879 | 0.0035095 | 0.0029035 | -0.00038311 | -0.0010957 | 0.00075831 | 0.00038373 | 0.0011 | -0.00075515 | -0.00080373 | -2.2788e-06 | -0.00050734 | 0.00080441 | 6.8966e-06 | 0.00051042 | 117.1789 | -2.5512 | -150.653 | -62.8211 | 177.4488 | 29.3471 |  | 0.69131 | 0.31222 | 0.31423 | 0.69199 | 0.31344 | 0.31392 | 1.6936 | 177.568 | 175.563 | 1.6759 | 177.808 | 175.2913
Line2_1_4 | 0.0056286 | 0.015296 | 0.012653 | 0.0056286 | 0.015296 | 0.012653 | 0.0012999 | 0.0035326 | 0.002922 | 0.0012999 | 0.0035326 | 0.002922 | -0.00038407 | -0.0011029 | 0.00076479 | 0.00038471 | 0.0011072 | -0.00076159 | -0.00081241 | -6.9227e-06 | -0.00050807 | 0.0008131 | 1.1601e-05 | 0.00051119 | 116.9963 | -2.7917 | -150.84 | -63.0037 | 177.2083 | 29.1601 |  | 0.69131 | 0.31222 | 0.31423 | 0.692 | 0.31345 | 0.31391 | 1.6936 | 177.568 | 175.563 | 1.6756 | 177.8086 | 175.2898
Line3_1_5 | 0.0056156 | 0.015271 | 0.012633 | 0.0056156 | 0.015271 | 0.012633 | 0.0012969 | 0.0035268 | 0.0029174 | 0.0012969 | 0.0035268 | 0.0029174 | -0.00038383 | -0.0011011 | 0.00076316 | 0.00038447 | 0.0011054 | -0.00075997 | -0.00081022 | -5.7529e-06 | -0.00050789 | 0.00081091 | 1.0416e-05 | 0.000511 | 117.0422 | -2.7314 | -150.793 | -62.9578 | 177.2686 | 29.207 |  | 0.69131 | 0.31222 | 0.31423 | 0.692 | 0.31345 | 0.31391 | 1.6936 | 177.568 | 175.563 | 1.6757 | 177.8085 | 175.2902
Line4_2_6 | 0.0056027 | 0.015246 | 0.012613 | 0.0056027 | 0.015246 | 0.012613 | 0.0012939 | 0.003521 | 0.0029127 | 0.0012939 | 0.003521 | 0.0029127 | -0.00038423 | -0.0011036 | 0.00075836 | 0.00038486 | 0.0011079 | -0.00075518 | -0.00080874 | -9.2336e-06 | -0.00051081 | 0.00080942 | 1.3882e-05 | 0.00051392 | 117.0881 | -2.6711 | -150.7462 | -62.9119 | 177.3289 | 29.2538 |  | 0.692 | 0.31344 | 0.31391 | 0.69269 | 0.31467 | 0.31361 | 1.6757 | 177.8083 | 175.2906 | 1.6579 | 178.0468 | 175.0176
Line5_6_7 | 0.0056027 | 0.015246 | 0.012613 | 0.0056027 | 0.015246 | 0.012613 | 0.0012939 | 0.003521 | 0.0029127 | 0.0012939 | 0.003521 | 0.0029127 | -0.00038486 | -0.0011079 | 0.00075518 | 0.0003855 | 0.0011122 | -0.000752 | -0.00080942 | -1.3883e-05 | -0.00051391 | 0.0008101 | 1.8531e-05 | 0.00051702 | 117.088 | -2.6711 | -150.7462 | -62.912 | 177.3288 | 29.2538 |  | 0.69269 | 0.31467 | 0.31361 | 0.69337 | 0.31591 | 0.31331 | 1.6579 | 178.0468 | 175.0176 | 1.6401 | 178.2834 | 174.7442
Line6_7_8 | 0 | 0 | 0 | 0 | 0 | 0 | 0 | 0 | 0 | 0 | 0 | 0 | -5.5951e-09 | 1.0375e-09 | 7.6368e-10 | 4.5086e-09 | -5.0877e-10 | -2.0593e-10 | -4.1082e-09 | 4.7424e-09 | -1.2461e-09 | 2.8116e-09 | -4.1817e-09 | 1.7688e-09 | 0 | 0 | 0 | 0 | 0 | 0 |  | 0.69337 | 0.31591 | 0.31331 | 0.69337 | 0.31591 | 0.31331 | 1.6401 | 178.2834 | 174.7442 | 1.6401 | 178.2834 | 174.7442
Line7_8_9 | 0 | 0 | 0 | 0 | 0 | 0 | 0 | 0 | 0 | 0 | 0 | 0 | -1.865e-09 | 3.4585e-10 | 2.5456e-10 | 7.7851e-10 | 1.8293e-10 | 3.0319e-10 | -1.3694e-09 | 1.5808e-09 | -4.1537e-10 | 7.2764e-11 | -1.02e-09 | 9.3808e-10 | 0 | 0 | 0 | 0 | 0 | 0 |  | 0.69337 | 0.31591 | 0.31331 | 0.69337 | 0.31591 | 0.31331 | 1.6401 | 178.2834 | 174.7442 | 1.6401 | 178.2834 | 174.7442
Line8_8_10 | 0 | 0 | 0 | 0 | 0 | 0 | 0 | 0 | 0 | 0 | 0 | 0 | -1.865e-09 | 3.4585e-10 | 2.5456e-10 | 7.7851e-10 | 1.8293e-10 | 3.0319e-10 | -1.3694e-09 | 1.5808e-09 | -4.1537e-10 | 7.2764e-11 | -1.02e-09 | 9.3808e-10 | 0 | 0 | 0 | 0 | 0 | 0 |  | 0.69337 | 0.31591 | 0.31331 | 0.69337 | 0.31591 | 0.31331 | 1.6401 | 178.2834 | 174.7442 | 1.6401 | 178.2834 | 174.7442
Line9_3_11 | 0.005577 | 0.015196 | 0.012573 | 0.005577 | 0.015196 | 0.012573 | 0.0012879 | 0.0035095 | 0.0029035 | 0.0012879 | 0.0035095 | 0.0029035 | -0.00038373 | -0.0011 | 0.00075515 | 0.00038436 | 0.0011042 | -0.00075199 | -0.00080441 | -6.8976e-06 | -0.00051042 | 0.00080509 | 1.1515e-05 | 0.00051351 | 117.1788 | -2.5513 | -150.653 | -62.8212 | 177.4487 | 29.3471 |  | 0.69199 | 0.31344 | 0.31392 | 0.69268 | 0.31466 | 0.31361 | 1.6759 | 177.808 | 175.2913 | 1.6582 | 178.0462 | 175.0192

## LLG_min_fault_6
name | pf_ikss_a_from_ka | pf_ikss_b_from_ka | pf_ikss_c_from_ka | pf_ikss_a_to_ka | pf_ikss_b_to_ka | pf_ikss_c_to_ka | pf_skss_a_from_mw | pf_skss_b_from_mw | pf_skss_c_from_mw | pf_skss_a_to_mw | pf_skss_b_to_mw | pf_skss_c_to_mw | pf_p_a_from_mw | pf_p_b_from_mw | pf_p_c_from_mw | pf_p_a_to_mw | pf_p_b_to_mw | pf_p_c_to_mw | pf_q_a_from_mvar | pf_q_b_from_mvar | pf_q_c_from_mvar | pf_q_a_to_mvar | pf_q_b_to_mvar | pf_q_c_to_mvar | pf_ikss_a_from_degree | pf_ikss_b_from_degree | pf_ikss_c_from_degree | pf_ikss_a_to_degree | pf_ikss_b_to_degree | pf_ikss_c_to_degree | 3xI0 | pf_vm_a_from_pu | pf_vm_b_from_pu | pf_vm_c_from_pu | pf_vm_a_to_pu | pf_vm_b_to_pu | pf_vm_c_to_pu | pf_va_a_from_degree | pf_va_b_from_degree | pf_va_c_from_degree | pf_va_a_to_degree | pf_va_b_to_degree | pf_va_c_to_degree
Line0_1_2 | 9.769e-05 | 0.00026585 | 0.00021992 | 9.769e-05 | 0.00026585 | 0.00021992 | 2.256e-05 | 6.1395e-05 | 5.0789e-05 | 2.256e-05 | 6.1395e-05 | 5.0789e-05 | -2.0507e-05 | -5.5924e-05 | -3.0985e-05 | 2.0507e-05 | 5.5925e-05 | 3.0986e-05 | -9.1628e-06 | -2.4035e-05 | -3.9341e-05 | 9.163e-06 | 2.4037e-05 | 3.9342e-05 | 155.7462 | 35.9862 | -112.0911 | -24.2538 | -144.0138 | 67.909 |  | 0.99558 | 0.99145 | 0.986 | 0.99559 | 0.99148 | 0.98602 | -0.17767 | -120.7563 | 119.6846 | -0.17738 | -120.7556 | 119.6844
Line10_11_12 | 9.724e-05 | 0.00026498 | 0.00021923 | 9.724e-05 | 0.00026498 | 0.00021923 | 2.2457e-05 | 6.1194e-05 | 5.0629e-05 | 2.2457e-05 | 6.1194e-05 | 5.0629e-05 | -2.0427e-05 | -5.5794e-05 | -3.0953e-05 | 2.0427e-05 | 5.5795e-05 | 3.0954e-05 | -9.0888e-06 | -2.3843e-05 | -3.9168e-05 | 9.089e-06 | 2.3845e-05 | 3.9169e-05 | 155.8368 | 36.1058 | -111.9979 | -24.1632 | -143.8942 | 68.0022 |  | 0.9956 | 0.99151 | 0.98605 | 0.99561 | 0.99154 | 0.98607 | -0.1771 | -120.7548 | 119.6842 | -0.17681 | -120.7541 | 119.684
Line11_12_13 | 9.724e-05 | 0.00026498 | 0.00021923 | 9.724e-05 | 0.00026498 | 0.00021923 | 2.2457e-05 | 6.1194e-05 | 5.0629e-05 | 2.2457e-05 | 6.1194e-05 | 5.0629e-05 | -2.0427e-05 | -5.5795e-05 | -3.0954e-05 | 2.0427e-05 | 5.5796e-05 | 3.0955e-05 | -9.089e-06 | -2.3845e-05 | -3.9169e-05 | 9.0892e-06 | 2.3846e-05 | 3.917e-05 | 155.8368 | 36.1057 | -111.9979 | -24.1633 | -143.8943 | 68.0021 |  | 0.99561 | 0.99154 | 0.98607 | 0.99562 | 0.99157 | 0.9861 | -0.17681 | -120.7541 | 119.684 | -0.17653 | -120.7534 | 119.6838
Line12_13_15 | 0 | 0 | 0 | 0 | 0 | 0 | 0 | 0 | 0 | 0 | 0 | 0 | -1.7307e-10 | -4.5595e-11 | -7.0901e-11 | 1.3134e-10 | 6.0747e-11 | 9.7469e-11 | 1.2803e-11 | 2.6134e-10 | -3.7323e-11 | -1.9783e-11 | -2.2203e-10 | 4.9294e-12 | 0 | 0 | 0 | 0 | 0 | 0 |  | 0.99562 | 0.99157 | 0.9861 | 0.99562 | 0.99157 | 0.9861 | -0.17653 | -120.7534 | 119.6838 | -0.17653 | -120.7534 | 119.6838
Line13_13_14 | 9.7239e-05 | 0.00026498 | 0.00021923 | 9.7239e-05 | 0.00026498 | 0.00021923 | 2.2456e-05 | 6.1194e-05 | 5.0629e-05 | 2.2456e-05 | 6.1194e-05 | 5.0629e-05 | -2.0427e-05 | -5.5796e-05 | -3.0955e-05 | 2.0427e-05 | 5.5797e-05 | 3.0956e-05 | -9.0892e-06 | -2.3847e-05 | -3.917e-05 | 9.0894e-06 | 2.3848e-05 | 3.9171e-05 | 155.8365 | 36.1054 | -111.998 | -24.1635 | -143.8946 | 68.0021 |  | 0.99562 | 0.99157 | 0.9861 | 0.99563 | 0.99159 | 0.98613 | -0.17653 | -120.7534 | 119.6838 | -0.17625 | -120.7526 | 119.6836
Line14_15_16 | 0 | 0 | 0 | 0 | 0 | 0 | 0 | 0 | 0 | 0 | 0 | 0 | -1.1538e-10 | -3.0397e-11 | -4.7267e-11 | 7.3656e-11 | 4.5548e-11 | 7.3836e-11 | 8.5355e-12 | 1.7423e-10 | -2.4882e-11 | -1.5515e-11 | -1.3492e-10 | -7.5117e-12 | 0 | 0 | 0 | 0 | 0 | 0 |  | 0.99562 | 0.99157 | 0.9861 | 0.99562 | 0.99157 | 0.9861 | -0.17653 | -120.7534 | 119.6838 | -0.17653 | -120.7534 | 119.6838
Line15_16_17 | 0 | 0 | 0 | 0 | 0 | 0 | 0 | 0 | 0 | 0 | 0 | 0 | -5.7688e-11 | -1.5198e-11 | -2.3634e-11 | 1.5968e-11 | 3.035e-11 | 5.0202e-11 | 4.2678e-12 | 8.7113e-11 | -1.2441e-11 | -1.1248e-11 | -4.7804e-11 | -1.9953e-11 | 0 | 0 | 0 | 0 | 0 | 0 |  | 0.99562 | 0.99157 | 0.9861 | 0.99562 | 0.99157 | 0.9861 | -0.17653 | -120.7534 | 119.6838 | -0.17653 | -120.7534 | 119.6838
Line16_4_18 | 0 | 0 | 0 | 0 | 0 | 0 | 0 | 0 | 0 | 0 | 0 | 0 | -5.7943e-11 | -1.5587e-11 | -2.3701e-11 | 1.6093e-11 | 3.0655e-11 | 5.0483e-11 | 4.147e-12 | 8.7447e-11 | -1.2503e-11 | -1.1301e-11 | -4.794e-11 | -1.9914e-11 | 0 | 0 | 0 | 0 | 0 | 0 |  | 0.99559 | 0.99148 | 0.98602 | 0.99559 | 0.99148 | 0.98602 | -0.17738 | -120.7556 | 119.6844 | -0.17738 | -120.7556 | 119.6844
Line17_5_19 | 9.7915e-05 | 0.00026629 | 0.00022027 | 9.7915e-05 | 0.00026629 | 0.00022027 | 2.2612e-05 | 6.1496e-05 | 5.087e-05 | 2.2612e-05 | 6.1496e-05 | 5.087e-05 | -2.0547e-05 | -5.5992e-05 | -3.1003e-05 | 2.0547e-05 | 5.5993e-05 | 3.1004e-05 | -9.2006e-06 | -2.4136e-05 | -3.943e-05 | 9.2008e-06 | 2.4137e-05 | 3.9431e-05 | 155.7002 | 35.9257 | -112.1379 | -24.2998 | -144.0743 | 67.8621 |  | 0.99559 | 0.99148 | 0.98602 | 0.9956 | 0.99151 | 0.98605 | -0.17738 | -120.7556 | 119.6844 | -0.1771 | -120.7548 | 119.6842
Line1_1_3 | 9.7241e-05 | 0.00026498 | 0.00021923 | 9.7241e-05 | 0.00026498 | 0.00021923 | 2.2457e-05 | 6.1194e-05 | 5.0629e-05 | 2.2457e-05 | 6.1194e-05 | 5.0629e-05 | -2.0427e-05 | -5.5791e-05 | -3.0951e-05 | 2.0427e-05 | 5.5792e-05 | 3.0952e-05 | -9.0884e-06 | -2.384e-05 | -3.9167e-05 | 9.0886e-06 | 2.3842e-05 | 3.9167e-05 | 155.837 | 36.106 | -111.9979 | -24.1631 | -143.8941 | 68.0022 |  | 0.99558 | 0.99145 | 0.986 | 0.99559 | 0.99148 | 0.98602 | -0.17767 | -120.7563 | 119.6846 | -0.17738 | -120.7556 | 119.6844
Line2_1_4 | 9.8142e-05 | 0.00026672 | 0.00022062 | 9.8142e-05 | 0.00026672 | 0.00022062 | 2.2665e-05 | 6.1597e-05 | 5.0951e-05 | 2.2665e-05 | 6.1597e-05 | 5.0951e-05 | -2.0587e-05 | -5.6057e-05 | -3.1019e-05 | 2.0587e-05 | 5.6058e-05 | 3.102e-05 | -9.2382e-06 | -2.4233e-05 | -3.9517e-05 | 9.2384e-06 | 2.4234e-05 | 3.9518e-05 | 155.6544 | 35.8655 | -112.1849 | -24.3457 | -144.1345 | 67.8152 |  | 0.99558 | 0.99145 | 0.986 | 0.99559 | 0.99148 | 0.98602 | -0.17767 | -120.7563 | 119.6846 | -0.17738 | -120.7556 | 119.6844
Line3_1_5 | 9.7915e-05 | 0.00026629 | 0.00022027 | 9.7915e-05 | 0.00026629 | 0.00022027 | 2.2612e-05 | 6.1496e-05 | 5.087e-05 | 2.2612e-05 | 6.1496e-05 | 5.087e-05 | -2.0547e-05 | -5.599e-05 | -3.1002e-05 | 2.0547e-05 | 5.5992e-05 | 3.1003e-05 | -9.2004e-06 | -2.4134e-05 | -3.9429e-05 | 9.2006e-06 | 2.4135e-05 | 3.943e-05 | 155.7003 | 35.9258 | -112.1379 | -24.2997 | -144.0743 | 67.8621 |  | 0.99558 | 0.99145 | 0.986 | 0.99559 | 0.99148 | 0.98602 | -0.17767 | -120.7563 | 119.6846 | -0.17738 | -120.7556 | 119.6844
Line4_2_6 | 9.769e-05 | 0.00026585 | 0.00021992 | 9.7689e-05 | 0.00026585 | 0.00021992 | 2.256e-05 | 6.1395e-05 | 5.0789e-05 | 2.256e-05 | 6.1395e-05 | 5.0789e-05 | -2.0507e-05 | -5.5925e-05 | -3.0986e-05 | 2.0507e-05 | 5.5927e-05 | 3.0987e-05 | -9.163e-06 | -2.4037e-05 | -3.9342e-05 | 9.1632e-06 | 2.4038e-05 | 3.9343e-05 | 155.7462 | 35.9861 | -112.0911 | -24.2539 | -144.0139 | 67.909 |  | 0.99559 | 0.99148 | 0.98602 | 0.9956 | 0.99151 | 0.98605 | -0.17738 | -120.7556 | 119.6844 | -0.1771 | -120.7548 | 119.6842
Line5_6_7 | 9.7689e-05 | 0.00026585 | 0.00021992 | 9.7689e-05 | 0.00026585 | 0.00021992 | 2.256e-05 | 6.1395e-05 | 5.0789e-05 | 2.256e-05 | 6.1395e-05 | 5.0789e-05 | -2.0507e-05 | -5.5927e-05 | -3.0987e-05 | 2.0507e-05 | 5.5928e-05 | 3.0988e-05 | -9.1632e-06 | -2.4038e-05 | -3.9343e-05 | 9.1634e-06 | 2.404e-05 | 3.9344e-05 | 155.7461 | 35.986 | -112.0911 | -24.2539 | -144.014 | 67.9089 |  | 0.9956 | 0.99151 | 0.98605 | 0.99561 | 0.99154 | 0.98607 | -0.1771 | -120.7548 | 119.6842 | -0.17681 | -120.7541 | 119.684
Line6_7_8 | 0 | 0 | 0 | 0 | 0 | 0 | 0 | 0 | 0 | 0 | 0 | 0 | -1.7332e-10 | -4.5979e-11 | -7.0967e-11 | 1.3156e-10 | 6.1103e-11 | 9.7607e-11 | 1.2684e-11 | 2.6167e-10 | -3.7385e-11 | -1.9722e-11 | -2.223e-10 | 4.983e-12 | 0 | 0 | 0 | 0 | 0 | 0 |  | 0.99561 | 0.99154 | 0.98607 | 0.99561 | 0.99154 | 0.98607 | -0.17681 | -120.7541 | 119.684 | -0.17681 | -120.7541 | 119.684
Line7_8_9 | 0 | 0 | 0 | 0 | 0 | 0 | 0 | 0 | 0 | 0 | 0 | 0 | -5.7773e-11 | -1.5326e-11 | -2.3656e-11 | 1.6009e-11 | 3.0451e-11 | 5.0295e-11 | 4.2281e-12 | 8.7224e-11 | -1.2462e-11 | -1.1266e-11 | -4.7849e-11 | -1.994e-11 | 0 | 0 | 0 | 0 | 0 | 0 |  | 0.99561 | 0.99154 | 0.98607 | 0.99561 | 0.99154 | 0.98607 | -0.17681 | -120.7541 | 119.684 | -0.17681 | -120.7541 | 119.684
Line8_8_10 | 0 | 0 | 0 | 0 | 0 | 0 | 0 | 0 | 0 | 0 | 0 | 0 | -5.7773e-11 | -1.5326e-11 | -2.3656e-11 | 1.6009e-11 | 3.0451e-11 | 5.0295e-11 | 4.2281e-12 | 8.7224e-11 | -1.2462e-11 | -1.1266e-11 | -4.7849e-11 | -1.994e-11 | 0 | 0 | 0 | 0 | 0 | 0 |  | 0.99561 | 0.99154 | 0.98607 | 0.99561 | 0.99154 | 0.98607 | -0.17681 | -120.7541 | 119.684 | -0.17681 | -120.7541 | 119.684
Line9_3_11 | 9.7241e-05 | 0.00026498 | 0.00021923 | 9.724e-05 | 0.00026498 | 0.00021923 | 2.2457e-05 | 6.1194e-05 | 5.0629e-05 | 2.2457e-05 | 6.1194e-05 | 5.0629e-05 | -2.0427e-05 | -5.5792e-05 | -3.0952e-05 | 2.0427e-05 | 5.5794e-05 | 3.0953e-05 | -9.0886e-06 | -2.3842e-05 | -3.9167e-05 | 9.0888e-06 | 2.3843e-05 | 3.9168e-05 | 155.8369 | 36.1059 | -111.9979 | -24.1631 | -143.8941 | 68.0022 |  | 0.99559 | 0.99148 | 0.98602 | 0.9956 | 0.99151 | 0.98605 | -0.17738 | -120.7556 | 119.6844 | -0.1771 | -120.7548 | 119.6842

## LLG_min_fault_10
name | pf_ikss_a_from_ka | pf_ikss_b_from_ka | pf_ikss_c_from_ka | pf_ikss_a_to_ka | pf_ikss_b_to_ka | pf_ikss_c_to_ka | pf_skss_a_from_mw | pf_skss_b_from_mw | pf_skss_c_from_mw | pf_skss_a_to_mw | pf_skss_b_to_mw | pf_skss_c_to_mw | pf_p_a_from_mw | pf_p_b_from_mw | pf_p_c_from_mw | pf_p_a_to_mw | pf_p_b_to_mw | pf_p_c_to_mw | pf_q_a_from_mvar | pf_q_b_from_mvar | pf_q_c_from_mvar | pf_q_a_to_mvar | pf_q_b_to_mvar | pf_q_c_to_mvar | pf_ikss_a_from_degree | pf_ikss_b_from_degree | pf_ikss_c_from_degree | pf_ikss_a_to_degree | pf_ikss_b_to_degree | pf_ikss_c_to_degree | 3xI0 | pf_vm_a_from_pu | pf_vm_b_from_pu | pf_vm_c_from_pu | pf_vm_a_to_pu | pf_vm_b_to_pu | pf_vm_c_to_pu | pf_va_a_from_degree | pf_va_b_from_degree | pf_va_c_from_degree | pf_va_a_to_degree | pf_va_b_to_degree | pf_va_c_to_degree
Line0_1_2 | 9.769e-05 | 0.00026585 | 0.00021992 | 9.769e-05 | 0.00026585 | 0.00021992 | 2.256e-05 | 6.1395e-05 | 5.0789e-05 | 2.256e-05 | 6.1395e-05 | 5.0789e-05 | -2.0507e-05 | -5.5924e-05 | -3.0985e-05 | 2.0507e-05 | 5.5925e-05 | 3.0986e-05 | -9.1628e-06 | -2.4035e-05 | -3.9341e-05 | 9.163e-06 | 2.4037e-05 | 3.9342e-05 | 155.7462 | 35.9862 | -112.0911 | -24.2538 | -144.0138 | 67.909 |  | 0.99558 | 0.99145 | 0.986 | 0.99559 | 0.99148 | 0.98602 | -0.17767 | -120.7563 | 119.6846 | -0.17738 | -120.7556 | 119.6844
Line10_11_12 | 9.724e-05 | 0.00026498 | 0.00021923 | 9.724e-05 | 0.00026498 | 0.00021923 | 2.2457e-05 | 6.1194e-05 | 5.0629e-05 | 2.2457e-05 | 6.1194e-05 | 5.0629e-05 | -2.0427e-05 | -5.5794e-05 | -3.0953e-05 | 2.0427e-05 | 5.5795e-05 | 3.0954e-05 | -9.0888e-06 | -2.3843e-05 | -3.9168e-05 | 9.089e-06 | 2.3845e-05 | 3.9169e-05 | 155.8368 | 36.1058 | -111.9979 | -24.1632 | -143.8942 | 68.0022 |  | 0.9956 | 0.99151 | 0.98605 | 0.99561 | 0.99154 | 0.98607 | -0.1771 | -120.7548 | 119.6842 | -0.17681 | -120.7541 | 119.684
Line11_12_13 | 9.724e-05 | 0.00026498 | 0.00021923 | 9.724e-05 | 0.00026498 | 0.00021923 | 2.2457e-05 | 6.1194e-05 | 5.0629e-05 | 2.2457e-05 | 6.1194e-05 | 5.0629e-05 | -2.0427e-05 | -5.5795e-05 | -3.0954e-05 | 2.0427e-05 | 5.5796e-05 | 3.0955e-05 | -9.089e-06 | -2.3845e-05 | -3.9169e-05 | 9.0892e-06 | 2.3846e-05 | 3.917e-05 | 155.8368 | 36.1057 | -111.9979 | -24.1633 | -143.8943 | 68.0021 |  | 0.99561 | 0.99154 | 0.98607 | 0.99562 | 0.99157 | 0.9861 | -0.17681 | -120.7541 | 119.684 | -0.17653 | -120.7534 | 119.6838
Line12_13_15 | 0 | 0 | 0 | 0 | 0 | 0 | 0 | 0 | 0 | 0 | 0 | 0 | -1.7307e-10 | -4.5595e-11 | -7.0901e-11 | 1.3134e-10 | 6.0747e-11 | 9.7469e-11 | 1.2803e-11 | 2.6134e-10 | -3.7323e-11 | -1.9783e-11 | -2.2203e-10 | 4.9294e-12 | 0 | 0 | 0 | 0 | 0 | 0 |  | 0.99562 | 0.99157 | 0.9861 | 0.99562 | 0.99157 | 0.9861 | -0.17653 | -120.7534 | 119.6838 | -0.17653 | -120.7534 | 119.6838
Line13_13_14 | 9.7239e-05 | 0.00026498 | 0.00021923 | 9.7239e-05 | 0.00026498 | 0.00021923 | 2.2456e-05 | 6.1194e-05 | 5.0629e-05 | 2.2456e-05 | 6.1194e-05 | 5.0629e-05 | -2.0427e-05 | -5.5796e-05 | -3.0955e-05 | 2.0427e-05 | 5.5797e-05 | 3.0956e-05 | -9.0892e-06 | -2.3847e-05 | -3.917e-05 | 9.0894e-06 | 2.3848e-05 | 3.9171e-05 | 155.8365 | 36.1054 | -111.998 | -24.1635 | -143.8946 | 68.0021 |  | 0.99562 | 0.99157 | 0.9861 | 0.99563 | 0.99159 | 0.98613 | -0.17653 | -120.7534 | 119.6838 | -0.17625 | -120.7526 | 119.6836
Line14_15_16 | 0 | 0 | 0 | 0 | 0 | 0 | 0 | 0 | 0 | 0 | 0 | 0 | -1.1538e-10 | -3.0397e-11 | -4.7267e-11 | 7.3656e-11 | 4.5548e-11 | 7.3836e-11 | 8.5355e-12 | 1.7423e-10 | -2.4882e-11 | -1.5515e-11 | -1.3492e-10 | -7.5117e-12 | 0 | 0 | 0 | 0 | 0 | 0 |  | 0.99562 | 0.99157 | 0.9861 | 0.99562 | 0.99157 | 0.9861 | -0.17653 | -120.7534 | 119.6838 | -0.17653 | -120.7534 | 119.6838
Line15_16_17 | 0 | 0 | 0 | 0 | 0 | 0 | 0 | 0 | 0 | 0 | 0 | 0 | -5.7688e-11 | -1.5198e-11 | -2.3634e-11 | 1.5968e-11 | 3.035e-11 | 5.0202e-11 | 4.2678e-12 | 8.7113e-11 | -1.2441e-11 | -1.1248e-11 | -4.7804e-11 | -1.9953e-11 | 0 | 0 | 0 | 0 | 0 | 0 |  | 0.99562 | 0.99157 | 0.9861 | 0.99562 | 0.99157 | 0.9861 | -0.17653 | -120.7534 | 119.6838 | -0.17653 | -120.7534 | 119.6838
Line16_4_18 | 0 | 0 | 0 | 0 | 0 | 0 | 0 | 0 | 0 | 0 | 0 | 0 | -5.7943e-11 | -1.5587e-11 | -2.3701e-11 | 1.6093e-11 | 3.0655e-11 | 5.0483e-11 | 4.147e-12 | 8.7447e-11 | -1.2503e-11 | -1.1301e-11 | -4.794e-11 | -1.9914e-11 | 0 | 0 | 0 | 0 | 0 | 0 |  | 0.99559 | 0.99148 | 0.98602 | 0.99559 | 0.99148 | 0.98602 | -0.17738 | -120.7556 | 119.6844 | -0.17738 | -120.7556 | 119.6844
Line17_5_19 | 9.7915e-05 | 0.00026629 | 0.00022027 | 9.7915e-05 | 0.00026629 | 0.00022027 | 2.2612e-05 | 6.1496e-05 | 5.087e-05 | 2.2612e-05 | 6.1496e-05 | 5.087e-05 | -2.0547e-05 | -5.5992e-05 | -3.1003e-05 | 2.0547e-05 | 5.5993e-05 | 3.1004e-05 | -9.2006e-06 | -2.4136e-05 | -3.943e-05 | 9.2008e-06 | 2.4137e-05 | 3.9431e-05 | 155.7002 | 35.9257 | -112.1379 | -24.2998 | -144.0743 | 67.8621 |  | 0.99559 | 0.99148 | 0.98602 | 0.9956 | 0.99151 | 0.98605 | -0.17738 | -120.7556 | 119.6844 | -0.1771 | -120.7548 | 119.6842
Line1_1_3 | 9.7241e-05 | 0.00026498 | 0.00021923 | 9.7241e-05 | 0.00026498 | 0.00021923 | 2.2457e-05 | 6.1194e-05 | 5.0629e-05 | 2.2457e-05 | 6.1194e-05 | 5.0629e-05 | -2.0427e-05 | -5.5791e-05 | -3.0951e-05 | 2.0427e-05 | 5.5792e-05 | 3.0952e-05 | -9.0884e-06 | -2.384e-05 | -3.9167e-05 | 9.0886e-06 | 2.3842e-05 | 3.9167e-05 | 155.837 | 36.106 | -111.9979 | -24.1631 | -143.8941 | 68.0022 |  | 0.99558 | 0.99145 | 0.986 | 0.99559 | 0.99148 | 0.98602 | -0.17767 | -120.7563 | 119.6846 | -0.17738 | -120.7556 | 119.6844
Line2_1_4 | 9.8142e-05 | 0.00026672 | 0.00022062 | 9.8142e-05 | 0.00026672 | 0.00022062 | 2.2665e-05 | 6.1597e-05 | 5.0951e-05 | 2.2665e-05 | 6.1597e-05 | 5.0951e-05 | -2.0587e-05 | -5.6057e-05 | -3.1019e-05 | 2.0587e-05 | 5.6058e-05 | 3.102e-05 | -9.2382e-06 | -2.4233e-05 | -3.9517e-05 | 9.2384e-06 | 2.4234e-05 | 3.9518e-05 | 155.6544 | 35.8655 | -112.1849 | -24.3457 | -144.1345 | 67.8152 |  | 0.99558 | 0.99145 | 0.986 | 0.99559 | 0.99148 | 0.98602 | -0.17767 | -120.7563 | 119.6846 | -0.17738 | -120.7556 | 119.6844
Line3_1_5 | 9.7915e-05 | 0.00026629 | 0.00022027 | 9.7915e-05 | 0.00026629 | 0.00022027 | 2.2612e-05 | 6.1496e-05 | 5.087e-05 | 2.2612e-05 | 6.1496e-05 | 5.087e-05 | -2.0547e-05 | -5.599e-05 | -3.1002e-05 | 2.0547e-05 | 5.5992e-05 | 3.1003e-05 | -9.2004e-06 | -2.4134e-05 | -3.9429e-05 | 9.2006e-06 | 2.4135e-05 | 3.943e-05 | 155.7003 | 35.9258 | -112.1379 | -24.2997 | -144.0743 | 67.8621 |  | 0.99558 | 0.99145 | 0.986 | 0.99559 | 0.99148 | 0.98602 | -0.17767 | -120.7563 | 119.6846 | -0.17738 | -120.7556 | 119.6844
Line4_2_6 | 9.769e-05 | 0.00026585 | 0.00021992 | 9.7689e-05 | 0.00026585 | 0.00021992 | 2.256e-05 | 6.1395e-05 | 5.0789e-05 | 2.256e-05 | 6.1395e-05 | 5.0789e-05 | -2.0507e-05 | -5.5925e-05 | -3.0986e-05 | 2.0507e-05 | 5.5927e-05 | 3.0987e-05 | -9.163e-06 | -2.4037e-05 | -3.9342e-05 | 9.1632e-06 | 2.4038e-05 | 3.9343e-05 | 155.7462 | 35.9861 | -112.0911 | -24.2539 | -144.0139 | 67.909 |  | 0.99559 | 0.99148 | 0.98602 | 0.9956 | 0.99151 | 0.98605 | -0.17738 | -120.7556 | 119.6844 | -0.1771 | -120.7548 | 119.6842
Line5_6_7 | 9.7689e-05 | 0.00026585 | 0.00021992 | 9.7689e-05 | 0.00026585 | 0.00021992 | 2.256e-05 | 6.1395e-05 | 5.0789e-05 | 2.256e-05 | 6.1395e-05 | 5.0789e-05 | -2.0507e-05 | -5.5927e-05 | -3.0987e-05 | 2.0507e-05 | 5.5928e-05 | 3.0988e-05 | -9.1632e-06 | -2.4038e-05 | -3.9343e-05 | 9.1634e-06 | 2.404e-05 | 3.9344e-05 | 155.7461 | 35.986 | -112.0911 | -24.2539 | -144.014 | 67.9089 |  | 0.9956 | 0.99151 | 0.98605 | 0.99561 | 0.99154 | 0.98607 | -0.1771 | -120.7548 | 119.6842 | -0.17681 | -120.7541 | 119.684
Line6_7_8 | 0 | 0 | 0 | 0 | 0 | 0 | 0 | 0 | 0 | 0 | 0 | 0 | -1.7332e-10 | -4.5979e-11 | -7.0967e-11 | 1.3156e-10 | 6.1103e-11 | 9.7607e-11 | 1.2684e-11 | 2.6167e-10 | -3.7385e-11 | -1.9722e-11 | -2.223e-10 | 4.983e-12 | 0 | 0 | 0 | 0 | 0 | 0 |  | 0.99561 | 0.99154 | 0.98607 | 0.99561 | 0.99154 | 0.98607 | -0.17681 | -120.7541 | 119.684 | -0.17681 | -120.7541 | 119.684
Line7_8_9 | 0 | 0 | 0 | 0 | 0 | 0 | 0 | 0 | 0 | 0 | 0 | 0 | -5.7773e-11 | -1.5326e-11 | -2.3656e-11 | 1.6009e-11 | 3.0451e-11 | 5.0295e-11 | 4.2281e-12 | 8.7224e-11 | -1.2462e-11 | -1.1266e-11 | -4.7849e-11 | -1.994e-11 | 0 | 0 | 0 | 0 | 0 | 0 |  | 0.99561 | 0.99154 | 0.98607 | 0.99561 | 0.99154 | 0.98607 | -0.17681 | -120.7541 | 119.684 | -0.17681 | -120.7541 | 119.684
Line8_8_10 | 0 | 0 | 0 | 0 | 0 | 0 | 0 | 0 | 0 | 0 | 0 | 0 | -5.7773e-11 | -1.5326e-11 | -2.3656e-11 | 1.6009e-11 | 3.0451e-11 | 5.0295e-11 | 4.2281e-12 | 8.7224e-11 | -1.2462e-11 | -1.1266e-11 | -4.7849e-11 | -1.994e-11 | 0 | 0 | 0 | 0 | 0 | 0 |  | 0.99561 | 0.99154 | 0.98607 | 0.99561 | 0.99154 | 0.98607 | -0.17681 | -120.7541 | 119.684 | -0.17681 | -120.7541 | 119.684
Line9_3_11 | 9.7241e-05 | 0.00026498 | 0.00021923 | 9.724e-05 | 0.00026498 | 0.00021923 | 2.2457e-05 | 6.1194e-05 | 5.0629e-05 | 2.2457e-05 | 6.1194e-05 | 5.0629e-05 | -2.0427e-05 | -5.5792e-05 | -3.0952e-05 | 2.0427e-05 | 5.5794e-05 | 3.0953e-05 | -9.0886e-06 | -2.3842e-05 | -3.9167e-05 | 9.0888e-06 | 2.3843e-05 | 3.9168e-05 | 155.8369 | 36.1059 | -111.9979 | -24.1631 | -143.8941 | 68.0022 |  | 0.99559 | 0.99148 | 0.98602 | 0.9956 | 0.99151 | 0.98605 | -0.17738 | -120.7556 | 119.6844 | -0.1771 | -120.7548 | 119.6842