## LLL_max_6
name | pf_ikss_from_ka | pf_ikss_to_ka | pf_ip_from_ka | pf_ip_to_ka | pf_skss_from_mw | pf_skss_to_mw | pf_p_from_mw | pf_p_to_mw | pf_q_from_mvar | pf_q_to_mvar | pf_ikss_from_degree | pf_ikss_to_degree | pf_vm_from_pu | pf_vm_to_pu | pf_va_from_degree | pf_va_to_degree
Line0_1_2 | 0.67127 | 0.67127 | 0 | 0 | 0.46507 | 0.46507 | -0.011121 | 0.024639 | -0.12747 | 0.15451 | 104.0538 | -75.9462 | 0.27513 | 0.33642 | 9.0679 | 4.9933
Line10_11_12 | 0.59764 | 0.59764 | 0 | 0 | 0.41406 | 0.41406 | -0.032715 | 0.043431 | -0.15622 | 0.17765 | 104.7529 | -75.2471 | 0.38548 | 0.44168 | 2.9251 | 1.0152
Line11_12_13 | 0.59764 | 0.59764 | 0 | 0 | 0.41406 | 0.41406 | -0.043431 | 0.054146 | -0.17765 | 0.19908 | 104.7529 | -75.2471 | 0.44168 | 0.49827 | 1.0152 | -0.46229
Line12_13_15 | 0 | 0 | 0 | 0 | 0 | 0 | 0 | 0 | 0 | 0 | 0 | 0 | 0.49827 | 0.49827 | -0.46229 | -0.46229
Line13_13_14 | 0.59764 | 0.59764 | 0 | 0 | 0.41406 | 0.41406 | -0.054146 | 0.064861 | -0.19908 | 0.22051 | 104.7529 | -75.2471 | 0.49827 | 0.55512 | -0.46229 | -1.6378
Line14_15_16 | 0 | 0 | 0 | 0 | 0 | 0 | 0 | 0 | 0 | 0 | 0 | 0 | 0.49827 | 0.49827 | -0.46229 | -0.46229
Line15_16_17 | 0 | 0 | 0 | 0 | 0 | 0 | 0 | 0 | 0 | 0 | 0 | 0 | 0.49827 | 0.49827 | -0.46229 | -0.46229
Line16_4_18 | 0 | 0 | 0 | 0 | 0 | 0 | 0 | 0 | 0 | 0 | 0 | 0 | 0.34476 | 0.34476 | 4.3555 | 4.3555
Line17_5_19 | 0.71524 | 0.71524 | 0 | 0 | 0.49553 | 0.49553 | -0.026205 | 0.041551 | -0.1666 | 0.19729 | 103.6358 | -76.3642 | 0.34033 | 0.40687 | 4.6967 | 1.7424
Line1_1_3 | 0.59764 | 0.59764 | 0 | 0 | 0.41406 | 0.41406 | -0.011285 | 0.022 | -0.11336 | 0.13479 | 104.7529 | -75.2471 | 0.27513 | 0.32984 | 9.0679 | 5.483
Line2_1_4 | 0.76527 | 0.76527 | 0 | 0 | 0.5302 | 0.5302 | -0.010408 | 0.027977 | -0.1455 | 0.18064 | 103.1595 | -76.8405 | 0.27513 | 0.34476 | 9.0679 | 4.3555
Line3_1_5 | 0.71524 | 0.71524 | 0 | 0 | 0.49553 | 0.49553 | -0.010858 | 0.026205 | -0.1359 | 0.1666 | 103.6358 | -76.3642 | 0.27513 | 0.34033 | 9.0679 | 4.6967
Line4_2_6 | 0.67127 | 0.67127 | 0 | 0 | 0.46507 | 0.46507 | -0.024639 | 0.038157 | -0.15451 | 0.18154 | 104.0538 | -75.9462 | 0.33642 | 0.39888 | 4.9933 | 2.1841
Line5_6_7 | 0.67127 | 0.67127 | 0 | 0 | 0.46507 | 0.46507 | -0.038157 | 0.051675 | -0.18154 | 0.20858 | 104.0538 | -75.9462 | 0.39888 | 0.46205 | 2.1841 | 0.1391
Line6_7_8 | 0 | 0 | 0 | 0 | 0 | 0 | 0 | 0 | 0 | 0 | 0 | 0 | 0.46205 | 0.46205 | 0.1391 | 0.1391
Line7_8_9 | 0 | 0 | 0 | 0 | 0 | 0 | 0 | 0 | 0 | 0 | 0 | 0 | 0.46205 | 0.46205 | 0.1391 | 0.1391
Line8_8_10 | 0 | 0 | 0 | 0 | 0 | 0 | 0 | 0 | 0 | 0 | 0 | 0 | 0.46205 | 0.46205 | 0.1391 | 0.1391
Line9_3_11 | 0.59764 | 0.59764 | 0 | 0 | 0.41406 | 0.41406 | -0.022 | 0.032715 | -0.13479 | 0.15622 | 104.7529 | -75.2471 | 0.32984 | 0.38548 | 5.483 | 2.9251

## LLL_max_10
name | pf_ikss_from_ka | pf_ikss_to_ka | pf_ip_from_ka | pf_ip_to_ka | pf_skss_from_mw | pf_skss_to_mw | pf_p_from_mw | pf_p_to_mw | pf_q_from_mvar | pf_q_to_mvar | pf_ikss_from_degree | pf_ikss_to_degree | pf_vm_from_pu | pf_vm_to_pu | pf_va_from_degree | pf_va_to_degree
Line0_1_2 | 0.6503 | 0.6503 | 0 | 0 | 0.45054 | 0.45054 | -0.010894 | 0.02358 | -0.12518 | 0.15055 | 103.9276 | -76.0724 | 0.27889 | 0.33823 | 8.9539 | 5.0259
Line10_11_12 | 0.58136 | 0.58136 | 0 | 0 | 0.40278 | 0.40278 | -0.031334 | 0.041473 | -0.15235 | 0.17262 | 104.6016 | -75.3984 | 0.38615 | 0.44078 | 2.9793 | 1.0922
Line11_12_13 | 0.58136 | 0.58136 | 0 | 0 | 0.40278 | 0.40278 | -0.041473 | 0.051613 | -0.17262 | 0.1929 | 104.6016 | -75.3984 | 0.44078 | 0.49578 | 1.0922 | -0.37747
Line12_13_15 | 0 | 0 | 0 | 0 | 0 | 0 | 0 | 0 | 0 | 0 | 0 | 0 | 0.49578 | 0.49578 | -0.37747 | -0.37746
Line13_13_14 | 0.58136 | 0.58136 | 0 | 0 | 0.40278 | 0.40278 | -0.051613 | 0.061752 | -0.1929 | 0.21318 | 104.6016 | -75.3984 | 0.49578 | 0.55104 | -0.37747 | -1.553
Line14_15_16 | 0 | 0 | 0 | 0 | 0 | 0 | 0 | 0 | 0 | 0 | 0 | 0 | 0.49578 | 0.49578 | -0.37746 | -0.37746
Line15_16_17 | 0 | 0 | 0 | 0 | 0 | 0 | 0 | 0 | 0 | 0 | 0 | 0 | 0.49578 | 0.49578 | -0.37746 | -0.37746
Line16_4_18 | 0 | 0 | 0 | 0 | 0 | 0 | 0 | 0 | 0 | 0 | 0 | 0 | 0.34597 | 0.34597 | 4.4341 | 4.4341
Line17_5_19 | 0.69119 | 0.69119 | 0 | 0 | 0.47887 | 0.47887 | -0.024981 | 0.039314 | -0.16179 | 0.19046 | 103.5273 | -76.4727 | 0.34187 | 0.40611 | 4.75 | 1.8643
Line1_1_3 | 0.58136 | 0.58136 | 0 | 0 | 0.40278 | 0.40278 | -0.011055 | 0.021194 | -0.11179 | 0.13207 | 104.6016 | -75.3984 | 0.27889 | 0.33208 | 8.9539 | 5.4844
Line2_1_4 | 0.73749 | 0.73749 | 0 | 0 | 0.51095 | 0.51095 | -0.010237 | 0.026554 | -0.14213 | 0.17477 | 103.0734 | -76.9266 | 0.27889 | 0.34597 | 8.9539 | 4.4341
Line3_1_5 | 0.69119 | 0.69119 | 0 | 0 | 0.47887 | 0.47887 | -0.010649 | 0.024981 | -0.13313 | 0.16179 | 103.5273 | -76.4727 | 0.27889 | 0.34187 | 8.9539 | 4.75
Line4_2_6 | 0.6503 | 0.6503 | 0 | 0 | 0.45054 | 0.45054 | -0.02358 | 0.036267 | -0.15055 | 0.17593 | 103.9276 | -76.0724 | 0.33823 | 0.39869 | 5.0259 | 2.2793
Line5_6_7 | 0.6503 | 0.6503 | 0 | 0 | 0.45054 | 0.45054 | -0.036267 | 0.048954 | -0.17593 | 0.2013 | 103.9276 | -76.0724 | 0.39869 | 0.45982 | 2.2793 | 0.25926
Line6_7_8 | 0 | 0 | 0 | 0 | 0 | 0 | 0 | 0 | 0 | 0 | 0 | 0 | 0.45982 | 0.45982 | 0.25926 | 0.25926
Line7_8_9 | 0 | 0 | 0 | 0 | 0 | 0 | 0 | 0 | 0 | 0 | 0 | 0 | 0.45982 | 0.45982 | 0.25926 | 0.25926
Line8_8_10 | 0 | 0 | 0 | 0 | 0 | 0 | 0 | 0 | 0 | 0 | 0 | 0 | 0.45982 | 0.45982 | 0.25926 | 0.25926
Line9_3_11 | 0.58136 | 0.58136 | 0 | 0 | 0.40278 | 0.40278 | -0.021194 | 0.031334 | -0.13207 | 0.15235 | 104.6016 | -75.3984 | 0.33208 | 0.38615 | 5.4844 | 2.9793

## LLL_max_fault_6
name | pf_ikss_from_ka | pf_ikss_to_ka | pf_ip_from_ka | pf_ip_to_ka | pf_skss_from_mw | pf_skss_to_mw | pf_p_from_mw | pf_p_to_mw | pf_q_from_mvar | pf_q_to_mvar | pf_ikss_from_degree | pf_ikss_to_degree | pf_vm_from_pu | pf_vm_to_pu | pf_va_from_degree | pf_va_to_degree
Line0_1_2 | 0.11823 | 0.11823 | 0 | 0 | 0.081914 | 0.081914 | -0.014777 | 0.015197 | -0.091835 | 0.092674 | 98.7809 | -81.2191 | 1.1355 | 1.1465 | -0.36018 | -0.5315
Line10_11_12 | 0.10529 | 0.10529 | 0 | 0 | 0.07295 | 0.07295 | -0.013578 | 0.01391 | -0.083155 | 0.08382 | 98.6076 | -81.3924 | 1.155 | 1.1647 | -0.66598 | -0.81505
Line11_12_13 | 0.10529 | 0.10529 | 0 | 0 | 0.07295 | 0.07295 | -0.01391 | 0.014243 | -0.08382 | 0.084485 | 98.6076 | -81.3924 | 1.1647 | 1.1745 | -0.81505 | -0.96165
Line12_13_15 | 0 | 0 | 0 | 0 | 0 | 0 | 0 | 0 | 0 | 0 | 0 | 0 | 1.1745 | 1.1745 | -0.96165 | -0.96165
Line13_13_14 | 0.10529 | 0.10529 | 0 | 0 | 0.07295 | 0.07295 | -0.014243 | 0.014576 | -0.084485 | 0.085151 | 98.6076 | -81.3924 | 1.1745 | 1.1842 | -0.96165 | -1.1058
Line14_15_16 | 0 | 0 | 0 | 0 | 0 | 0 | 0 | 0 | 0 | 0 | 0 | 0 | 1.1745 | 1.1745 | -0.96165 | -0.96165
Line15_16_17 | 0 | 0 | 0 | 0 | 0 | 0 | 0 | 0 | 0 | 0 | 0 | 0 | 1.1745 | 1.1745 | -0.96165 | -0.96165
Line16_4_18 | 0 | 0 | 0 | 0 | 0 | 0 | 0 | 0 | 0 | 0 | 0 | 0 | 1.148 | 1.148 | -0.55278 | -0.55278
Line17_5_19 | 0.12596 | 0.12596 | 0 | 0 | 0.087269 | 0.087269 | -0.016396 | 0.016872 | -0.098762 | 0.099714 | 98.8846 | -81.1154 | 1.1472 | 1.1588 | -0.54153 | -0.71923
Line1_1_3 | 0.10529 | 0.10529 | 0 | 0 | 0.07295 | 0.07295 | -0.012913 | 0.013245 | -0.081825 | 0.08249 | 98.6076 | -81.3924 | 1.1355 | 1.1453 | -0.36018 | -0.51438
Line2_1_4 | 0.13476 | 0.13476 | 0 | 0 | 0.093365 | 0.093365 | -0.017248 | 0.017793 | -0.10461 | 0.1057 | 99.0026 | -80.9974 | 1.1355 | 1.148 | -0.36018 | -0.55278
Line3_1_5 | 0.12596 | 0.12596 | 0 | 0 | 0.087269 | 0.087269 | -0.01592 | 0.016396 | -0.09781 | 0.098762 | 98.8846 | -81.1154 | 1.1355 | 1.1472 | -0.36018 | -0.54153
Line4_2_6 | 0.11823 | 0.11823 | 0 | 0 | 0.081914 | 0.081914 | -0.015197 | 0.015616 | -0.092674 | 0.093513 | 98.7809 | -81.2191 | 1.1465 | 1.1574 | -0.5315 | -0.69957
Line5_6_7 | 0.11823 | 0.11823 | 0 | 0 | 0.081914 | 0.081914 | -0.015616 | 0.016035 | -0.093513 | 0.094351 | 98.7809 | -81.2191 | 1.1574 | 1.1683 | -0.69957 | -0.8645
Line6_7_8 | 0 | 0 | 0 | 0 | 0 | 0 | 0 | 0 | 0 | 0 | 0 | 0 | 1.1683 | 1.1683 | -0.8645 | -0.8645
Line7_8_9 | 0 | 0 | 0 | 0 | 0 | 0 | 0 | 0 | 0 | 0 | 0 | 0 | 1.1683 | 1.1683 | -0.8645 | -0.8645
Line8_8_10 | 0 | 0 | 0 | 0 | 0 | 0 | 0 | 0 | 0 | 0 | 0 | 0 | 1.1683 | 1.1683 | -0.8645 | -0.8645
Line9_3_11 | 0.10529 | 0.10529 | 0 | 0 | 0.07295 | 0.07295 | -0.013245 | 0.013578 | -0.08249 | 0.083155 | 98.6076 | -81.3924 | 1.1453 | 1.155 | -0.51438 | -0.66598

## LLL_max_fault_10
name | pf_ikss_from_ka | pf_ikss_to_ka | pf_ip_from_ka | pf_ip_to_ka | pf_skss_from_mw | pf_skss_to_mw | pf_p_from_mw | pf_p_to_mw | pf_q_from_mvar | pf_q_to_mvar | pf_ikss_from_degree | pf_ikss_to_degree | pf_vm_from_pu | pf_vm_to_pu | pf_va_from_degree | pf_va_to_degree
Line0_1_2 | 0.11879 | 0.11879 | 0 | 0 | 0.082299 | 0.082299 | -0.014653 | 0.015076 | -0.092505 | 0.093351 | 98.6444 | -81.3556 | 1.138 | 1.149 | -0.35676 | -0.52983
Line10_11_12 | 0.10623 | 0.10623 | 0 | 0 | 0.073598 | 0.073598 | -0.013532 | 0.01387 | -0.084118 | 0.084796 | 98.4716 | -81.5284 | 1.1576 | 1.1675 | -0.66693 | -0.81811
Line11_12_13 | 0.10623 | 0.10623 | 0 | 0 | 0.073598 | 0.073598 | -0.01387 | 0.014209 | -0.084796 | 0.085473 | 98.4716 | -81.5284 | 1.1675 | 1.1773 | -0.81811 | -0.96677
Line12_13_15 | 0 | 0 | 0 | 0 | 0 | 0 | 0 | 0 | 0 | 0 | 0 | 0 | 1.1773 | 1.1773 | -0.96677 | -0.96677
Line13_13_14 | 0.10623 | 0.10623 | 0 | 0 | 0.073598 | 0.073598 | -0.014209 | 0.014547 | -0.085473 | 0.08615 | 98.4716 | -81.5284 | 1.1773 | 1.1871 | -0.96677 | -1.113
Line14_15_16 | 0 | 0 | 0 | 0 | 0 | 0 | 0 | 0 | 0 | 0 | 0 | 0 | 1.1773 | 1.1773 | -0.96677 | -0.96677
Line15_16_17 | 0 | 0 | 0 | 0 | 0 | 0 | 0 | 0 | 0 | 0 | 0 | 0 | 1.1773 | 1.1773 | -0.96677 | -0.96677
Line16_4_18 | 0 | 0 | 0 | 0 | 0 | 0 | 0 | 0 | 0 | 0 | 0 | 0 | 1.1505 | 1.1505 | -0.55037 | -0.55037
Line17_5_19 | 0.12624 | 0.12624 | 0 | 0 | 0.087462 | 0.087462 | -0.016227 | 0.016705 | -0.099236 | 0.10019 | 98.747 | -81.253 | 1.1497 | 1.1614 | -0.53954 | -0.71865
Line1_1_3 | 0.10623 | 0.10623 | 0 | 0 | 0.073598 | 0.073598 | -0.012854 | 0.013193 | -0.082764 | 0.083441 | 98.4716 | -81.5284 | 1.138 | 1.1478 | -0.35676 | -0.51317
Line2_1_4 | 0.13468 | 0.13468 | 0 | 0 | 0.093309 | 0.093309 | -0.017014 | 0.017558 | -0.10482 | 0.1059 | 98.8633 | -81.1367 | 1.138 | 1.1505 | -0.35676 | -0.55037
Line3_1_5 | 0.12624 | 0.12624 | 0 | 0 | 0.087462 | 0.087462 | -0.015748 | 0.016227 | -0.09828 | 0.099236 | 98.747 | -81.253 | 1.138 | 1.1497 | -0.35676 | -0.53954
Line4_2_6 | 0.11879 | 0.11879 | 0 | 0 | 0.082299 | 0.082299 | -0.015076 | 0.0155 | -0.093351 | 0.094198 | 98.6444 | -81.3556 | 1.149 | 1.16 | -0.52983 | -0.69964
Line5_6_7 | 0.11879 | 0.11879 | 0 | 0 | 0.082299 | 0.082299 | -0.0155 | 0.015923 | -0.094198 | 0.095044 | 98.6444 | -81.3556 | 1.16 | 1.171 | -0.69964 | -0.86625
Line6_7_8 | 0 | 0 | 0 | 0 | 0 | 0 | 0 | 0 | 0 | 0 | 0 | 0 | 1.171 | 1.171 | -0.86625 | -0.86625
Line7_8_9 | 0 | 0 | 0 | 0 | 0 | 0 | 0 | 0 | 0 | 0 | 0 | 0 | 1.171 | 1.171 | -0.86625 | -0.86625
Line8_8_10 | 0 | 0 | 0 | 0 | 0 | 0 | 0 | 0 | 0 | 0 | 0 | 0 | 1.171 | 1.171 | -0.86625 | -0.86625
Line9_3_11 | 0.10623 | 0.10623 | 0 | 0 | 0.073598 | 0.073598 | -0.013193 | 0.013532 | -0.083441 | 0.084118 | 98.4716 | -81.5284 | 1.1478 | 1.1576 | -0.51317 | -0.66693

## LLL_min_6
name | pf_ikss_from_ka | pf_ikss_to_ka | pf_ip_from_ka | pf_ip_to_ka | pf_skss_from_mw | pf_skss_to_mw | pf_p_from_mw | pf_p_to_mw | pf_q_from_mvar | pf_q_to_mvar | pf_ikss_from_degree | pf_ikss_to_degree | pf_vm_from_pu | pf_vm_to_pu | pf_va_from_degree | pf_va_to_degree
Line0_1_2 | 0.016264 | 0.016264 | 0 | 0 | 0.011268 | 0.011268 | -6.3685e-06 | 2.1604e-05 | -7.5945e-05 | 9.1816e-05 | 106.7727 | -73.2273 | 0.0067637 | 0.008371 | 11.9792 | 3.5319
Line10_11_12 | 0.016207 | 0.016207 | 0 | 0 | 0.011228 | 0.011228 | -3.6739e-05 | 5.1869e-05 | -0.00010719 | 0.00012295 | 106.8745 | -73.1255 | 0.010091 | 0.011884 | -2.045 | -5.9993
Line11_12_13 | 0.016207 | 0.016207 | 0 | 0 | 0.011228 | 0.011228 | -5.1869e-05 | 6.6998e-05 | -0.00012295 | 0.00013871 | 106.8744 | -73.1256 | 0.011884 | 0.013719 | -5.9993 | -8.9069
Line12_13_15 | 0 | 0 | 0 | 0 | 0 | 0 | 0 | 0 | 0 | 0 | 0 | 0 | 0.013719 | 0.013719 | -8.9069 | -8.9069
Line13_13_14 | 0.016207 | 0.016207 | 0 | 0 | 0.011228 | 0.011228 | -6.6997e-05 | 8.2127e-05 | -0.00013871 | 0.00015447 | 106.8742 | -73.1258 | 0.013719 | 0.01558 | -8.9069 | -11.1243
Line14_15_16 | 0 | 0 | 0 | 0 | 0 | 0 | 0 | 0 | 0 | 0 | 0 | 0 | 0.013719 | 0.013719 | -8.9069 | -8.9069
Line15_16_17 | 0 | 0 | 0 | 0 | 0 | 0 | 0 | 0 | 0 | 0 | 0 | 0 | 0.013719 | 0.013719 | -8.9069 | -8.9068
Line16_4_18 | 0 | 0 | 0 | 0 | 0 | 0 | 0 | 0 | 0 | 0 | 0 | 0 | 0.0083751 | 0.0083751 | 3.4873 | 3.4873
Line17_5_19 | 0.016292 | 0.016292 | 0 | 0 | 0.011288 | 0.011288 | -2.16e-05 | 3.6889e-05 | -9.201e-05 | 0.00010794 | 106.7212 | -73.2788 | 0.0083731 | 0.010105 | 3.5096 | -2.1477
Line1_1_3 | 0.016207 | 0.016207 | 0 | 0 | 0.011228 | 0.011228 | -6.4809e-06 | 2.161e-05 | -7.5669e-05 | 9.1428e-05 | 106.8746 | -73.1254 | 0.0067637 | 0.0083669 | 11.9792 | 3.576
Line2_1_4 | 0.016321 | 0.016321 | 0 | 0 | 0.011307 | 0.011307 | -6.2542e-06 | 2.1597e-05 | -7.6223e-05 | 9.2205e-05 | 106.6699 | -73.3301 | 0.0067637 | 0.0083751 | 11.9792 | 3.4873
Line3_1_5 | 0.016292 | 0.016292 | 0 | 0 | 0.011288 | 0.011288 | -6.3114e-06 | 2.1601e-05 | -7.6084e-05 | 9.201e-05 | 106.7213 | -73.2787 | 0.0067637 | 0.0083731 | 11.9792 | 3.5096
Line4_2_6 | 0.016264 | 0.016264 | 0 | 0 | 0.011268 | 0.011268 | -2.1604e-05 | 3.684e-05 | -9.1816e-05 | 0.00010769 | 106.7726 | -73.2274 | 0.008371 | 0.010101 | 3.5319 | -2.1133
Line5_6_7 | 0.016264 | 0.016264 | 0 | 0 | 0.011268 | 0.011268 | -3.6839e-05 | 5.2075e-05 | -0.00010769 | 0.00012356 | 106.7726 | -73.2274 | 0.010101 | 0.0119 | -2.1133 | -6.0813
Line6_7_8 | 0 | 0 | 0 | 0 | 0 | 0 | 0 | 0 | 0 | 0 | 0 | 0 | 0.0119 | 0.0119 | -6.0813 | -6.0813
Line7_8_9 | 0 | 0 | 0 | 0 | 0 | 0 | 0 | 0 | 0 | 0 | 0 | 0 | 0.0119 | 0.0119 | -6.0813 | -6.0813
Line8_8_10 | 0 | 0 | 0 | 0 | 0 | 0 | 0 | 0 | 0 | 0 | 0 | 0 | 0.0119 | 0.0119 | -6.0813 | -6.0813
Line9_3_11 | 0.016207 | 0.016207 | 0 | 0 | 0.011228 | 0.011228 | -2.161e-05 | 3.674e-05 | -9.1428e-05 | 0.00010719 | 106.8745 | -73.1255 | 0.0083669 | 0.010091 | 3.576 | -2.045

## LLL_min_10
name | pf_ikss_from_ka | pf_ikss_to_ka | pf_ip_from_ka | pf_ip_to_ka | pf_skss_from_mw | pf_skss_to_mw | pf_p_from_mw | pf_p_to_mw | pf_q_from_mvar | pf_q_to_mvar | pf_ikss_from_degree | pf_ikss_to_degree | pf_vm_from_pu | pf_vm_to_pu | pf_va_from_degree | pf_va_to_degree
Line0_1_2 | 0.016264 | 0.016264 | 0 | 0 | 0.011268 | 0.011268 | -6.3685e-06 | 2.1604e-05 | -7.5945e-05 | 9.1816e-05 | 106.7727 | -73.2273 | 0.0067637 | 0.008371 | 11.9792 | 3.5319
Line10_11_12 | 0.016207 | 0.016207 | 0 | 0 | 0.011228 | 0.011228 | -3.6739e-05 | 5.1869e-05 | -0.00010719 | 0.00012295 | 106.8745 | -73.1255 | 0.010091 | 0.011884 | -2.045 | -5.9993
Line11_12_13 | 0.016207 | 0.016207 | 0 | 0 | 0.011228 | 0.011228 | -5.1869e-05 | 6.6998e-05 | -0.00012295 | 0.00013871 | 106.8744 | -73.1256 | 0.011884 | 0.013719 | -5.9993 | -8.9069
Line12_13_15 | 0 | 0 | 0 | 0 | 0 | 0 | 0 | 0 | 0 | 0 | 0 | 0 | 0.013719 | 0.013719 | -8.9069 | -8.9069
Line13_13_14 | 0.016207 | 0.016207 | 0 | 0 | 0.011228 | 0.011228 | -6.6997e-05 | 8.2127e-05 | -0.00013871 | 0.00015447 | 106.8742 | -73.1258 | 0.013719 | 0.01558 | -8.9069 | -11.1243
Line14_15_16 | 0 | 0 | 0 | 0 | 0 | 0 | 0 | 0 | 0 | 0 | 0 | 0 | 0.013719 | 0.013719 | -8.9069 | -8.9069
Line15_16_17 | 0 | 0 | 0 | 0 | 0 | 0 | 0 | 0 | 0 | 0 | 0 | 0 | 0.013719 | 0.013719 | -8.9069 | -8.9068
Line16_4_18 | 0 | 0 | 0 | 0 | 0 | 0 | 0 | 0 | 0 | 0 | 0 | 0 | 0.0083751 | 0.0083751 | 3.4873 | 3.4873
Line17_5_19 | 0.016292 | 0.016292 | 0 | 0 | 0.011288 | 0.011288 | -2.16e-05 | 3.6889e-05 | -9.201e-05 | 0.00010794 | 106.7212 | -73.2788 | 0.0083731 | 0.010105 | 3.5096 | -2.1477
Line1_1_3 | 0.016207 | 0.016207 | 0 | 0 | 0.011228 | 0.011228 | -6.4809e-06 | 2.161e-05 | -7.5669e-05 | 9.1428e-05 | 106.8746 | -73.1254 | 0.0067637 | 0.0083669 | 11.9792 | 3.576
Line2_1_4 | 0.016321 | 0.016321 | 0 | 0 | 0.011307 | 0.011307 | -6.2542e-06 | 2.1597e-05 | -7.6223e-05 | 9.2205e-05 | 106.6699 | -73.3301 | 0.0067637 | 0.0083751 | 11.9792 | 3.4873
Line3_1_5 | 0.016292 | 0.016292 | 0 | 0 | 0.011288 | 0.011288 | -6.3114e-06 | 2.1601e-05 | -7.6084e-05 | 9.201e-05 | 106.7213 | -73.2787 | 0.0067637 | 0.0083731 | 11.9792 | 3.5096
Line4_2_6 | 0.016264 | 0.016264 | 0 | 0 | 0.011268 | 0.011268 | -2.1604e-05 | 3.684e-05 | -9.1816e-05 | 0.00010769 | 106.7726 | -73.2274 | 0.008371 | 0.010101 | 3.5319 | -2.1133
Line5_6_7 | 0.016264 | 0.016264 | 0 | 0 | 0.011268 | 0.011268 | -3.6839e-05 | 5.2075e-05 | -0.00010769 | 0.00012356 | 106.7726 | -73.2274 | 0.010101 | 0.0119 | -2.1133 | -6.0813
Line6_7_8 | 0 | 0 | 0 | 0 | 0 | 0 | 0 | 0 | 0 | 0 | 0 | 0 | 0.0119 | 0.0119 | -6.0813 | -6.0813
Line7_8_9 | 0 | 0 | 0 | 0 | 0 | 0 | 0 | 0 | 0 | 0 | 0 | 0 | 0.0119 | 0.0119 | -6.0813 | -6.0813
Line8_8_10 | 0 | 0 | 0 | 0 | 0 | 0 | 0 | 0 | 0 | 0 | 0 | 0 | 0.0119 | 0.0119 | -6.0813 | -6.0813
Line9_3_11 | 0.016207 | 0.016207 | 0 | 0 | 0.011228 | 0.011228 | -2.161e-05 | 3.674e-05 | -9.1428e-05 | 0.00010719 | 106.8745 | -73.1255 | 0.0083669 | 0.010091 | 3.576 | -2.045

## LLL_min_fault_6
name | pf_ikss_from_ka | pf_ikss_to_ka | pf_ip_from_ka | pf_ip_to_ka | pf_skss_from_mw | pf_skss_to_mw | pf_p_from_mw | pf_p_to_mw | pf_q_from_mvar | pf_q_to_mvar | pf_ikss_from_degree | pf_ikss_to_degree | pf_vm_from_pu | pf_vm_to_pu | pf_va_from_degree | pf_va_to_degree
Line0_1_2 | 0.00028359 | 0.00028359 | 0 | 0 | 0.00019648 | 0.00019648 | -0.0001608 | 0.0001608 | -0.00010823 | 0.00010823 | 145.4288 | -34.5712 | 0.98652 | 0.98655 | -0.62731 | -0.62689
Line10_11_12 | 0.0002826 | 0.0002826 | 0 | 0 | 0.00019579 | 0.00019579 | -0.00016044 | 0.00016044 | -0.00010758 | 0.00010758 | 145.5306 | -34.4694 | 0.98658 | 0.98662 | -0.62647 | -0.62605
Line11_12_13 | 0.0002826 | 0.0002826 | 0 | 0 | 0.00019579 | 0.00019579 | -0.00016044 | 0.00016044 | -0.00010758 | 0.00010759 | 145.5306 | -34.4694 | 0.98662 | 0.98665 | -0.62605 | -0.62563
Line12_13_15 | 0 | 0 | 0 | 0 | 0 | 0 | 0 | 0 | 0 | 0 | 0 | 0 | 0.98665 | 0.98665 | -0.62563 | -0.62563
Line13_13_14 | 0.0002826 | 0.0002826 | 0 | 0 | 0.00019579 | 0.00019579 | -0.00016044 | 0.00016045 | -0.00010759 | 0.00010759 | 145.5303 | -34.4697 | 0.98665 | 0.98668 | -0.62563 | -0.62521
Line14_15_16 | 0 | 0 | 0 | 0 | 0 | 0 | 0 | 0 | 0 | 0 | 0 | 0 | 0.98665 | 0.98665 | -0.62563 | -0.62563
Line15_16_17 | 0 | 0 | 0 | 0 | 0 | 0 | 0 | 0 | 0 | 0 | 0 | 0 | 0.98665 | 0.98665 | -0.62563 | -0.62563
Line16_4_18 | 0 | 0 | 0 | 0 | 0 | 0 | 0 | 0 | 0 | 0 | 0 | 0 | 0.98655 | 0.98655 | -0.62689 | -0.62689
Line17_5_19 | 0.00028409 | 0.00028409 | 0 | 0 | 0.00019682 | 0.00019682 | -0.00016099 | 0.00016099 | -0.00010857 | 0.00010857 | 145.3774 | -34.6226 | 0.98655 | 0.98658 | -0.62689 | -0.62647
Line1_1_3 | 0.0002826 | 0.0002826 | 0 | 0 | 0.00019579 | 0.00019579 | -0.00016043 | 0.00016043 | -0.00010757 | 0.00010757 | 145.5307 | -34.4693 | 0.98652 | 0.98655 | -0.62731 | -0.62689
Line2_1_4 | 0.00028459 | 0.00028459 | 0 | 0 | 0.00019717 | 0.00019717 | -0.00016117 | 0.00016117 | -0.0001089 | 0.0001089 | 145.3261 | -34.6739 | 0.98652 | 0.98655 | -0.62731 | -0.62689
Line3_1_5 | 0.00028409 | 0.00028409 | 0 | 0 | 0.00019682 | 0.00019682 | -0.00016098 | 0.00016099 | -0.00010856 | 0.00010857 | 145.3774 | -34.6226 | 0.98652 | 0.98655 | -0.62731 | -0.62689
Line4_2_6 | 0.00028359 | 0.00028359 | 0 | 0 | 0.00019648 | 0.00019648 | -0.0001608 | 0.00016081 | -0.00010823 | 0.00010824 | 145.4287 | -34.5713 | 0.98655 | 0.98658 | -0.62689 | -0.62647
Line5_6_7 | 0.00028359 | 0.00028359 | 0 | 0 | 0.00019648 | 0.00019648 | -0.00016081 | 0.00016081 | -0.00010824 | 0.00010824 | 145.4287 | -34.5713 | 0.98658 | 0.98662 | -0.62647 | -0.62605
Line6_7_8 | 0 | 0 | 0 | 0 | 0 | 0 | 0 | 0 | 0 | 0 | 0 | 0 | 0.98662 | 0.98662 | -0.62605 | -0.62605
Line7_8_9 | 0 | 0 | 0 | 0 | 0 | 0 | 0 | 0 | 0 | 0 | 0 | 0 | 0.98662 | 0.98662 | -0.62605 | -0.62605
Line8_8_10 | 0 | 0 | 0 | 0 | 0 | 0 | 0 | 0 | 0 | 0 | 0 | 0 | 0.98662 | 0.98662 | -0.62605 | -0.62605
Line9_3_11 | 0.0002826 | 0.0002826 | 0 | 0 | 0.00019579 | 0.00019579 | -0.00016043 | 0.00016044 | -0.00010757 | 0.00010758 | 145.5307 | -34.4693 | 0.98655 | 0.98658 | -0.62689 | -0.62647

## LLL_min_fault_10
name | pf_ikss_from_ka | pf_ikss_to_ka | pf_ip_from_ka | pf_ip_to_ka | pf_skss_from_mw | pf_skss_to_mw | pf_p_from_mw | pf_p_to_mw | pf_q_from_mvar | pf_q_to_mvar | pf_ikss_from_degree | pf_ikss_to_degree | pf_vm_from_pu | pf_vm_to_pu | pf_va_from_degree | pf_va_to_degree
Line0_1_2 | 0.00028359 | 0.00028359 | 0 | 0 | 0.00019648 | 0.00019648 | -0.0001608 | 0.0001608 | -0.00010823 | 0.00010823 | 145.4288 | -34.5712 | 0.98652 | 0.98655 | -0.62731 | -0.62689
Line10_11_12 | 0.0002826 | 0.0002826 | 0 | 0 | 0.00019579 | 0.00019579 | -0.00016044 | 0.00016044 | -0.00010758 | 0.00010758 | 145.5306 | -34.4694 | 0.98658 | 0.98662 | -0.62647 | -0.62605
Line11_12_13 | 0.0002826 | 0.0002826 | 0 | 0 | 0.00019579 | 0.00019579 | -0.00016044 | 0.00016044 | -0.00010758 | 0.00010759 | 145.5306 | -34.4694 | 0.98662 | 0.98665 | -0.62605 | -0.62563
Line12_13_15 | 0 | 0 | 0 | 0 | 0 | 0 | 0 | 0 | 0 | 0 | 0 | 0 | 0.98665 | 0.98665 | -0.62563 | -0.62563
Line13_13_14 | 0.0002826 | 0.0002826 | 0 | 0 | 0.00019579 | 0.00019579 | -0.00016044 | 0.00016045 | -0.00010759 | 0.00010759 | 145.5303 | -34.4697 | 0.98665 | 0.98668 | -0.62563 | -0.62521
Line14_15_16 | 0 | 0 | 0 | 0 | 0 | 0 | 0 | 0 | 0 | 0 | 0 | 0 | 0.98665 | 0.98665 | -0.62563 | -0.62563
Line15_16_17 | 0 | 0 | 0 | 0 | 0 | 0 | 0 | 0 | 0 | 0 | 0 | 0 | 0.98665 | 0.98665 | -0.62563 | -0.62563
Line16_4_18 | 0 | 0 | 0 | 0 | 0 | 0 | 0 | 0 | 0 | 0 | 0 | 0 | 0.98655 | 0.98655 | -0.62689 | -0.62689
Line17_5_19 | 0.00028409 | 0.00028409 | 0 | 0 | 0.00019682 | 0.00019682 | -0.00016099 | 0.00016099 | -0.00010857 | 0.00010857 | 145.3774 | -34.6226 | 0.98655 | 0.98658 | -0.62689 | -0.62647
Line1_1_3 | 0.0002826 | 0.0002826 | 0 | 0 | 0.00019579 | 0.00019579 | -0.00016043 | 0.00016043 | -0.00010757 | 0.00010757 | 145.5307 | -34.4693 | 0.98652 | 0.98655 | -0.62731 | -0.62689
Line2_1_4 | 0.00028459 | 0.00028459 | 0 | 0 | 0.00019717 | 0.00019717 | -0.00016117 | 0.00016117 | -0.0001089 | 0.0001089 | 145.3261 | -34.6739 | 0.98652 | 0.98655 | -0.62731 | -0.62689
Line3_1_5 | 0.00028409 | 0.00028409 | 0 | 0 | 0.00019682 | 0.00019682 | -0.00016098 | 0.00016099 | -0.00010856 | 0.00010857 | 145.3774 | -34.6226 | 0.98652 | 0.98655 | -0.62731 | -0.62689
Line4_2_6 | 0.00028359 | 0.00028359 | 0 | 0 | 0.00019648 | 0.00019648 | -0.0001608 | 0.00016081 | -0.00010823 | 0.00010824 | 145.4287 | -34.5713 | 0.98655 | 0.98658 | -0.62689 | -0.62647
Line5_6_7 | 0.00028359 | 0.00028359 | 0 | 0 | 0.00019648 | 0.00019648 | -0.00016081 | 0.00016081 | -0.00010824 | 0.00010824 | 145.4287 | -34.5713 | 0.98658 | 0.98662 | -0.62647 | -0.62605
Line6_7_8 | 0 | 0 | 0 | 0 | 0 | 0 | 0 | 0 | 0 | 0 | 0 | 0 | 0.98662 | 0.98662 | -0.62605 | -0.62605
Line7_8_9 | 0 | 0 | 0 | 0 | 0 | 0 | 0 | 0 | 0 | 0 | 0 | 0 | 0.98662 | 0.98662 | -0.62605 | -0.62605
Line8_8_10 | 0 | 0 | 0 | 0 | 0 | 0 | 0 | 0 | 0 | 0 | 0 | 0 | 0.98662 | 0.98662 | -0.62605 | -0.62605
Line9_3_11 | 0.0002826 | 0.0002826 | 0 | 0 | 0.00019579 | 0.00019579 | -0.00016043 | 0.00016044 | -0.00010757 | 0.00010758 | 145.5307 | -34.4693 | 0.98655 | 0.98658 | -0.62689 | -0.62647

## LL_max_6
name | pf_ikss_a_from_ka | pf_ikss_b_from_ka | pf_ikss_c_from_ka | pf_ikss_a_to_ka | pf_ikss_b_to_ka | pf_ikss_c_to_ka | pf_skss_a_from_mw | pf_skss_b_from_mw | pf_skss_c_from_mw | pf_skss_a_to_mw | pf_skss_b_to_mw | pf_skss_c_to_mw | pf_p_a_from_mw | pf_p_b_from_mw | pf_p_c_from_mw | pf_p_a_to_mw | pf_p_b_to_mw | pf_p_c_to_mw | pf_q_a_from_mvar | pf_q_b_from_mvar | pf_q_c_from_mvar | pf_q_a_to_mvar | pf_q_b_to_mvar | pf_q_c_to_mvar | pf_ikss_a_from_degree | pf_ikss_b_from_degree | pf_ikss_c_from_degree | pf_ikss_a_to_degree | pf_ikss_b_to_degree | pf_ikss_c_to_degree | pf_vm_a_from_pu | pf_vm_b_from_pu | pf_vm_c_from_pu | pf_vm_a_to_pu | pf_vm_b_to_pu | pf_vm_c_to_pu | pf_va_a_from_degree | pf_va_b_from_degree | pf_va_c_from_degree | pf_va_a_to_degree | pf_va_b_to_degree | pf_va_c_to_degree
Line0_1_2 | 0.14042 | 0.58778 | 0.543 | 0.14042 | 0.58778 | 0.543 | 0.032428 | 0.13574 | 0.1254 | 0.032428 | 0.13574 | 0.1254 | -0.017045 | -0.077532 | 0.063715 | 0.017243 | 0.080987 | -0.060766 | -0.033318 | -0.0286 | -0.047355 | 0.033712 | 0.035509 | 0.053252 | 118.2725 | 3.0454 | -163.4262 | -61.7275 | -176.9546 | 16.5738 | 1.1541 | 0.60879 | 0.63305 | 1.1677 | 0.65145 | 0.64431 | 1.1783 | -156.7069 | 159.953 | 1.1845 | -153.2792 | 155.3446
Line10_11_12 | 0.11899 | 0.52296 | 0.49065 | 0.11899 | 0.52296 | 0.49065 | 0.02748 | 0.12077 | 0.11331 | 0.02748 | 0.12077 | 0.11331 | -0.013896 | -0.075055 | 0.052109 | 0.014038 | 0.07779 | -0.049702 | -0.029212 | -0.034686 | -0.053276 | 0.029495 | 0.040156 | 0.05809 | 116.5967 | 4.4508 | -162.5679 | -63.4033 | -175.5492 | 17.4321 | 1.1771 | 0.68461 | 0.65769 | 1.1887 | 0.72485 | 0.67471 | 1.1558 | -150.7457 | 151.798 | 1.145 | -148.2462 | 147.9823
Line11_12_13 | 0.11899 | 0.52296 | 0.49065 | 0.11899 | 0.52296 | 0.49065 | 0.02748 | 0.12077 | 0.11331 | 0.02748 | 0.12077 | 0.11331 | -0.014038 | -0.07779 | 0.049702 | 0.014179 | 0.080525 | -0.047295 | -0.029495 | -0.040156 | -0.05809 | 0.029778 | 0.045625 | 0.062905 | 116.5967 | 4.4508 | -162.5679 | -63.4033 | -175.5492 | 17.4321 | 1.1887 | 0.72485 | 0.67471 | 1.2002 | 0.76633 | 0.69456 | 1.145 | -148.2462 | 147.9823 | 1.1343 | -146.0133 | 144.3695
Line12_13_15 | 0 | 0 | 0 | 0 | 0 | 0 | 0 | 0 | 0 | 0 | 0 | 0 | 1.3255e-09 | -1.8733e-09 | -2.3488e-09 | -1.3255e-09 | 1.8733e-09 | 2.3488e-09 | -2.8747e-10 | 4.0668e-09 | -3.4677e-09 | 2.8747e-10 | -4.0668e-09 | 3.4677e-09 | 0 | 0 | 0 | 0 | 0 | 0 | 1.2002 | 0.76633 | 0.69456 | 1.2002 | 0.76633 | 0.69456 | 1.1343 | -146.0133 | 144.3695 | 1.1343 | -146.0133 | 144.3695
Line13_13_14 | 0.11899 | 0.52296 | 0.49065 | 0.11899 | 0.52296 | 0.49065 | 0.02748 | 0.12077 | 0.11331 | 0.02748 | 0.12077 | 0.11331 | -0.014179 | -0.080525 | 0.047295 | 0.014321 | 0.08326 | -0.044887 | -0.029778 | -0.045625 | -0.062905 | 0.030061 | 0.051095 | 0.06772 | 116.5967 | 4.4508 | -162.568 | -63.4033 | -175.5492 | 17.432 | 1.2002 | 0.76633 | 0.69456 | 1.2117 | 0.80885 | 0.71702 | 1.1343 | -146.0133 | 144.3695 | 1.1238 | -144.0124 | 140.9701
Line14_15_16 | 0 | 0 | 0 | 0 | 0 | 0 | 0 | 0 | 0 | 0 | 0 | 0 | 8.8367e-10 | -1.2489e-09 | -1.5659e-09 | -8.8367e-10 | 1.2489e-09 | 1.5659e-09 | -1.9165e-10 | 2.7112e-09 | -2.3118e-09 | 1.9165e-10 | -2.7112e-09 | 2.3118e-09 | 0 | 0 | 0 | 0 | 0 | 0 | 1.2002 | 0.76633 | 0.69456 | 1.2002 | 0.76633 | 0.69456 | 1.1343 | -146.0133 | 144.3695 | 1.1343 | -146.0133 | 144.3695
Line15_16_17 | 0 | 0 | 0 | 0 | 0 | 0 | 0 | 0 | 0 | 0 | 0 | 0 | 4.4183e-10 | -6.2444e-10 | -7.8294e-10 | -4.4183e-10 | 6.2444e-10 | 7.8294e-10 | -9.5824e-11 | 1.3556e-09 | -1.1559e-09 | 9.5824e-11 | -1.3556e-09 | 1.1559e-09 | 0 | 0 | 0 | 0 | 0 | 0 | 1.2002 | 0.76633 | 0.69456 | 1.2002 | 0.76633 | 0.69456 | 1.1343 | -146.0133 | 144.3695 | 1.1343 | -146.0133 | 144.3695
Line16_4_18 | 0 | 0 | 0 | 0 | 0 | 0 | 0 | 0 | 0 | 0 | 0 | 0 | 3.0405e-10 | -6.3778e-10 | -6.1127e-10 | -3.0405e-10 | 6.3778e-10 | 6.1127e-10 | -9.9413e-11 | 1.4461e-09 | -1.484e-09 | 9.9413e-11 | -1.4461e-09 | 1.484e-09 | 0 | 0 | 0 | 0 | 0 | 0 | 1.1706 | 0.65882 | 0.64492 | 1.1706 | 0.65882 | 0.64492 | 1.2065 | -152.9716 | 154.7858 | 1.2065 | -152.9716 | 154.7858
Line17_5_19 | 0.15407 | 0.62628 | 0.57347 | 0.15407 | 0.62628 | 0.57347 | 0.035581 | 0.14463 | 0.13244 | 0.035581 | 0.14463 | 0.13244 | -0.019433 | -0.086084 | 0.064421 | 0.019671 | 0.090006 | -0.061132 | -0.036777 | -0.039506 | -0.056019 | 0.037251 | 0.04735 | 0.062596 | 119.0473 | 2.2187 | -163.9097 | -60.9527 | -177.7813 | 16.0903 | 1.169 | 0.65487 | 0.64461 | 1.1839 | 0.70317 | 0.66066 | 1.1949 | -153.1298 | 155.0805 | 1.2111 | -150.0333 | 150.4121
Line1_1_3 | 0.11899 | 0.52296 | 0.49065 | 0.11899 | 0.52296 | 0.49065 | 0.02748 | 0.12077 | 0.11331 | 0.02748 | 0.12077 | 0.11331 | -0.013613 | -0.069585 | 0.056924 | 0.013755 | 0.07232 | -0.054517 | -0.028645 | -0.023746 | -0.043646 | 0.028928 | 0.029216 | 0.048461 | 116.5967 | 4.4508 | -162.5679 | -63.4033 | -175.5492 | 17.4321 | 1.1541 | 0.60879 | 0.63305 | 1.1656 | 0.64583 | 0.64374 | 1.1783 | -156.7069 | 159.953 | 1.167 | -153.5514 | 155.7975
Line2_1_4 | 0.17037 | 0.66986 | 0.60744 | 0.17037 | 0.66986 | 0.60744 | 0.039346 | 0.1547 | 0.14028 | 0.039346 | 0.1547 | 0.14028 | -0.021714 | -0.087319 | 0.072197 | 0.022005 | 0.091806 | -0.068507 | -0.039881 | -0.035285 | -0.051712 | 0.040461 | 0.044259 | 0.059092 | 119.7457 | 1.2899 | -164.4344 | -60.2543 | -178.7101 | 15.5656 | 1.1541 | 0.60879 | 0.63305 | 1.1706 | 0.65882 | 0.64492 | 1.1783 | -156.7069 | 159.953 | 1.2065 | -152.9716 | 154.7858
Line3_1_5 | 0.15407 | 0.62628 | 0.57347 | 0.15407 | 0.62628 | 0.57347 | 0.035581 | 0.14463 | 0.13244 | 0.035581 | 0.14463 | 0.13244 | -0.019196 | -0.082162 | 0.067709 | 0.019433 | 0.086084 | -0.064421 | -0.036302 | -0.031661 | -0.049442 | 0.036777 | 0.039506 | 0.056019 | 119.0473 | 2.2187 | -163.9097 | -60.9527 | -177.7813 | 16.0903 | 1.1541 | 0.60879 | 0.63305 | 1.169 | 0.65487 | 0.64461 | 1.1783 | -156.7069 | 159.953 | 1.1949 | -153.1298 | 155.0805
Line4_2_6 | 0.14042 | 0.58778 | 0.543 | 0.14042 | 0.58778 | 0.543 | 0.032428 | 0.13574 | 0.1254 | 0.032428 | 0.13574 | 0.1254 | -0.017243 | -0.080987 | 0.060766 | 0.01744 | 0.084442 | -0.057818 | -0.033712 | -0.035509 | -0.053252 | 0.034106 | 0.042419 | 0.059149 | 118.2725 | 3.0454 | -163.4262 | -61.7275 | -176.9546 | 16.5738 | 1.1677 | 0.65145 | 0.64431 | 1.1813 | 0.69615 | 0.65959 | 1.1845 | -153.2792 | 155.3446 | 1.1905 | -150.282 | 150.9219
Line5_6_7 | 0.14042 | 0.58778 | 0.543 | 0.14042 | 0.58778 | 0.543 | 0.032428 | 0.13574 | 0.1254 | 0.032428 | 0.13574 | 0.1254 | -0.01744 | -0.084442 | 0.057818 | 0.017637 | 0.087897 | -0.054869 | -0.034106 | -0.042419 | -0.059149 | 0.034501 | 0.049329 | 0.065046 | 118.2725 | 3.0454 | -163.4262 | -61.7275 | -176.9546 | 16.5738 | 1.1813 | 0.69615 | 0.65959 | 1.1949 | 0.74253 | 0.6786 | 1.1905 | -150.282 | 150.9219 | 1.1964 | -147.6528 | 146.7231
Line6_7_8 | 0 | 0 | 0 | 0 | 0 | 0 | 0 | 0 | 0 | 0 | 0 | 0 | 1.2504e-09 | -1.8935e-09 | -2.2686e-09 | -1.2504e-09 | 1.8935e-09 | 2.2686e-09 | -3.0187e-10 | 4.1699e-09 | -3.6924e-09 | 3.0187e-10 | -4.1699e-09 | 3.6924e-09 | 0 | 0 | 0 | 0 | 0 | 0 | 1.1949 | 0.74253 | 0.6786 | 1.1949 | 0.74253 | 0.6786 | 1.1964 | -147.6528 | 146.7231 | 1.1964 | -147.6528 | 146.7231
Line7_8_9 | 0 | 0 | 0 | 0 | 0 | 0 | 0 | 0 | 0 | 0 | 0 | 0 | 4.1681e-10 | -6.3117e-10 | -7.5618e-10 | -4.1681e-10 | 6.3117e-10 | 7.5618e-10 | -1.0062e-10 | 1.39e-09 | -1.2308e-09 | 1.0062e-10 | -1.39e-09 | 1.2308e-09 | 0 | 0 | 0 | 0 | 0 | 0 | 1.1949 | 0.74253 | 0.6786 | 1.1949 | 0.74253 | 0.6786 | 1.1964 | -147.6528 | 146.7231 | 1.1964 | -147.6528 | 146.7231
Line8_8_10 | 0 | 0 | 0 | 0 | 0 | 0 | 0 | 0 | 0 | 0 | 0 | 0 | 4.1681e-10 | -6.3117e-10 | -7.5618e-10 | -4.1681e-10 | 6.3117e-10 | 7.5618e-10 | -1.0062e-10 | 1.39e-09 | -1.2308e-09 | 1.0062e-10 | -1.39e-09 | 1.2308e-09 | 0 | 0 | 0 | 0 | 0 | 0 | 1.1949 | 0.74253 | 0.6786 | 1.1949 | 0.74253 | 0.6786 | 1.1964 | -147.6528 | 146.7231 | 1.1964 | -147.6528 | 146.7231
Line9_3_11 | 0.11899 | 0.52296 | 0.49065 | 0.11899 | 0.52296 | 0.49065 | 0.02748 | 0.12077 | 0.11331 | 0.02748 | 0.12077 | 0.11331 | -0.013755 | -0.07232 | 0.054517 | 0.013896 | 0.075055 | -0.052109 | -0.028928 | -0.029216 | -0.048461 | 0.029212 | 0.034686 | 0.053276 | 116.5967 | 4.4508 | -162.5679 | -63.4033 | -175.5492 | 17.4321 | 1.1656 | 0.64583 | 0.64374 | 1.1771 | 0.68461 | 0.65769 | 1.167 | -153.5514 | 155.7975 | 1.1558 | -150.7457 | 151.798

## LL_max_10
name | pf_ikss_a_from_ka | pf_ikss_b_from_ka | pf_ikss_c_from_ka | pf_ikss_a_to_ka | pf_ikss_b_to_ka | pf_ikss_c_to_ka | pf_skss_a_from_mw | pf_skss_b_from_mw | pf_skss_c_from_mw | pf_skss_a_to_mw | pf_skss_b_to_mw | pf_skss_c_to_mw | pf_p_a_from_mw | pf_p_b_from_mw | pf_p_c_from_mw | pf_p_a_to_mw | pf_p_b_to_mw | pf_p_c_to_mw | pf_q_a_from_mvar | pf_q_b_from_mvar | pf_q_c_from_mvar | pf_q_a_to_mvar | pf_q_b_to_mvar | pf_q_c_to_mvar | pf_ikss_a_from_degree | pf_ikss_b_from_degree | pf_ikss_c_from_degree | pf_ikss_a_to_degree | pf_ikss_b_to_degree | pf_ikss_c_to_degree | pf_vm_a_from_pu | pf_vm_b_from_pu | pf_vm_c_from_pu | pf_vm_a_to_pu | pf_vm_b_to_pu | pf_vm_c_to_pu | pf_va_a_from_degree | pf_va_b_from_degree | pf_va_c_from_degree | pf_va_a_to_degree | pf_va_b_to_degree | pf_va_c_to_degree
Line0_1_2 | 0.14011 | 0.56954 | 0.52635 | 0.14011 | 0.56954 | 0.52635 | 0.032357 | 0.13153 | 0.12156 | 0.032357 | 0.13153 | 0.12156 | -0.016601 | -0.075173 | 0.061694 | 0.016797 | 0.078417 | -0.058923 | -0.033545 | -0.028575 | -0.046426 | 0.033938 | 0.035063 | 0.051967 | 117.5177 | 2.7103 | -163.307 | -62.4823 | -177.2897 | 16.693 | 1.1567 | 0.61143 | 0.63519 | 1.1703 | 0.65308 | 0.64633 | 1.188 | -156.4767 | 159.7305 | 1.1853 | -153.1988 | 155.2824
Line10_11_12 | 0.11962 | 0.50882 | 0.47736 | 0.11962 | 0.50882 | 0.47736 | 0.027625 | 0.11751 | 0.11024 | 0.027625 | 0.11751 | 0.11024 | -0.01366 | -0.072922 | 0.050787 | 0.013803 | 0.075511 | -0.048508 | -0.029593 | -0.034291 | -0.052016 | 0.029879 | 0.039469 | 0.056574 | 115.9297 | 4.0646 | -162.4879 | -64.0703 | -175.9354 | 17.5121 | 1.1799 | 0.68576 | 0.65944 | 1.1915 | 0.72509 | 0.67599 | 1.1522 | -150.7509 | 151.827 | 1.1348 | -148.34 | 148.1229
Line11_12_13 | 0.11962 | 0.50882 | 0.47736 | 0.11962 | 0.50882 | 0.47736 | 0.027625 | 0.11751 | 0.11024 | 0.027625 | 0.11751 | 0.11024 | -0.013803 | -0.075511 | 0.048508 | 0.013946 | 0.0781 | -0.046229 | -0.029879 | -0.039469 | -0.056574 | 0.030165 | 0.044647 | 0.061131 | 115.9297 | 4.0645 | -162.4879 | -64.0703 | -175.9355 | 17.5121 | 1.1915 | 0.72509 | 0.67599 | 1.203 | 0.76557 | 0.69522 | 1.1348 | -148.34 | 148.1229 | 1.1178 | -146.1806 | 144.6098
Line12_13_15 | 0 | 0 | 0 | 0 | 0 | 0 | 0 | 0 | 0 | 0 | 0 | 0 | 1.3662e-09 | -1.8659e-09 | -2.3314e-09 | -1.3662e-09 | 1.8659e-09 | 2.3314e-09 | -2.8397e-10 | 4.0871e-09 | -3.5031e-09 | 2.8397e-10 | -4.0871e-09 | 3.5031e-09 | 0 | 0 | 0 | 0 | 0 | 0 | 1.203 | 0.76557 | 0.69522 | 1.203 | 0.76557 | 0.69522 | 1.1178 | -146.1806 | 144.6098 | 1.1178 | -146.1806 | 144.6098
Line13_13_14 | 0.11962 | 0.50882 | 0.47736 | 0.11962 | 0.50882 | 0.47736 | 0.027625 | 0.11751 | 0.11024 | 0.027625 | 0.11751 | 0.11024 | -0.013946 | -0.0781 | 0.046229 | 0.014089 | 0.080689 | -0.04395 | -0.030165 | -0.044647 | -0.061131 | 0.030452 | 0.049825 | 0.065689 | 115.9297 | 4.0645 | -162.4879 | -64.0703 | -175.9355 | 17.5121 | 1.203 | 0.76557 | 0.69522 | 1.2146 | 0.80703 | 0.71693 | 1.1178 | -146.1806 | 144.6098 | 1.1011 | -144.2406 | 141.2975
Line14_15_16 | 0 | 0 | 0 | 0 | 0 | 0 | 0 | 0 | 0 | 0 | 0 | 0 | 9.1079e-10 | -1.244e-09 | -1.5543e-09 | -9.1079e-10 | 1.244e-09 | 1.5543e-09 | -1.8931e-10 | 2.7247e-09 | -2.3354e-09 | 1.8931e-10 | -2.7247e-09 | 2.3354e-09 | 0 | 0 | 0 | 0 | 0 | 0 | 1.203 | 0.76557 | 0.69522 | 1.203 | 0.76557 | 0.69522 | 1.1178 | -146.1806 | 144.6098 | 1.1178 | -146.1806 | 144.6098
Line15_16_17 | 0 | 0 | 0 | 0 | 0 | 0 | 0 | 0 | 0 | 0 | 0 | 0 | 4.554e-10 | -6.2198e-10 | -7.7713e-10 | -4.554e-10 | 6.2198e-10 | 7.7713e-10 | -9.4655e-11 | 1.3624e-09 | -1.1677e-09 | 9.4655e-11 | -1.3624e-09 | 1.1677e-09 | 0 | 0 | 0 | 0 | 0 | 0 | 1.203 | 0.76557 | 0.69522 | 1.203 | 0.76557 | 0.69522 | 1.1178 | -146.1806 | 144.6098 | 1.1178 | -146.1806 | 144.6098
Line16_4_18 | 0 | 0 | 0 | 0 | 0 | 0 | 0 | 0 | 0 | 0 | 0 | 0 | 3.1512e-10 | -6.3754e-10 | -6.0894e-10 | -3.1512e-10 | 6.3754e-10 | 6.0893e-10 | -9.9442e-11 | 1.4464e-09 | -1.4879e-09 | 9.9442e-11 | -1.4464e-09 | 1.4879e-09 | 0 | 0 | 0 | 0 | 0 | 0 | 1.173 | 0.65993 | 0.64693 | 1.173 | 0.65993 | 0.64693 | 1.2043 | -152.917 | 154.7658 | 1.2043 | -152.917 | 154.7658
Line17_5_19 | 0.15304 | 0.60537 | 0.5547 | 0.15304 | 0.60537 | 0.5547 | 0.035343 | 0.1398 | 0.1281 | 0.035343 | 0.1398 | 0.1281 | -0.018839 | -0.083141 | 0.062329 | 0.019073 | 0.086805 | -0.059252 | -0.036873 | -0.038804 | -0.054558 | 0.037341 | 0.046133 | 0.060712 | 118.2574 | 1.9186 | -163.766 | -61.7426 | -178.0814 | 16.234 | 1.1715 | 0.65627 | 0.64663 | 1.1864 | 0.70314 | 0.66224 | 1.1944 | -153.0618 | 155.0377 | 1.2006 | -150.0927 | 150.537
Line1_1_3 | 0.11962 | 0.50882 | 0.47736 | 0.11962 | 0.50882 | 0.47736 | 0.027625 | 0.11751 | 0.11024 | 0.027625 | 0.11751 | 0.11024 | -0.013374 | -0.067744 | 0.055344 | 0.013517 | 0.070333 | -0.053066 | -0.029021 | -0.023935 | -0.042901 | 0.029307 | 0.029113 | 0.047459 | 115.9297 | 4.0646 | -162.4879 | -64.0703 | -175.9354 | 17.5121 | 1.1567 | 0.61143 | 0.63519 | 1.1683 | 0.64779 | 0.64577 | 1.188 | -156.4767 | 159.7305 | 1.1699 | -153.4496 | 155.7046
Line2_1_4 | 0.16836 | 0.64574 | 0.58617 | 0.16836 | 0.64574 | 0.58617 | 0.03888 | 0.14913 | 0.13537 | 0.03888 | 0.14913 | 0.13537 | -0.020936 | -0.084247 | 0.069557 | 0.021219 | 0.088417 | -0.066121 | -0.039804 | -0.034879 | -0.05055 | 0.040371 | 0.043218 | 0.057422 | 118.9311 | 1.0335 | -164.2618 | -61.0689 | -178.9665 | 15.7382 | 1.1567 | 0.61143 | 0.63519 | 1.173 | 0.65993 | 0.64693 | 1.188 | -156.4767 | 159.7305 | 1.2043 | -152.917 | 154.7658
Line3_1_5 | 0.15304 | 0.60537 | 0.5547 | 0.15304 | 0.60537 | 0.5547 | 0.035343 | 0.1398 | 0.1281 | 0.035343 | 0.1398 | 0.1281 | -0.018604 | -0.079476 | 0.065406 | 0.018839 | 0.083141 | -0.062329 | -0.036404 | -0.031474 | -0.048404 | 0.036873 | 0.038804 | 0.054558 | 118.2574 | 1.9186 | -163.766 | -61.7426 | -178.0814 | 16.234 | 1.1567 | 0.61143 | 0.63519 | 1.1715 | 0.65627 | 0.64663 | 1.188 | -156.4767 | 159.7305 | 1.1944 | -153.0618 | 155.0377
Line4_2_6 | 0.14011 | 0.56954 | 0.52635 | 0.14011 | 0.56954 | 0.52635 | 0.032357 | 0.13153 | 0.12156 | 0.032357 | 0.13153 | 0.12156 | -0.016797 | -0.078417 | 0.058923 | 0.016993 | 0.081661 | -0.056153 | -0.033938 | -0.035063 | -0.051967 | 0.03433 | 0.04155 | 0.057508 | 117.5177 | 2.7103 | -163.3071 | -62.4823 | -177.2897 | 16.6929 | 1.1703 | 0.65308 | 0.64633 | 1.1839 | 0.6966 | 0.66123 | 1.1853 | -153.1988 | 155.2824 | 1.1826 | -150.3221 | 151.0098
Line5_6_7 | 0.14011 | 0.56954 | 0.52635 | 0.14011 | 0.56954 | 0.52635 | 0.032357 | 0.13153 | 0.12156 | 0.032357 | 0.13153 | 0.12156 | -0.016993 | -0.081661 | 0.056153 | 0.01719 | 0.084905 | -0.053382 | -0.03433 | -0.04155 | -0.057508 | 0.034723 | 0.048038 | 0.063049 | 117.5177 | 2.7103 | -163.3071 | -62.4823 | -177.2897 | 16.6929 | 1.1839 | 0.6966 | 0.66123 | 1.1974 | 0.74168 | 0.67963 | 1.1826 | -150.3221 | 151.0098 | 1.18 | -147.7892 | 146.9469
Line6_7_8 | 0 | 0 | 0 | 0 | 0 | 0 | 0 | 0 | 0 | 0 | 0 | 0 | 1.2863e-09 | -1.8884e-09 | -2.2498e-09 | -1.2863e-09 | 1.8884e-09 | 2.2498e-09 | -2.9837e-10 | 4.184e-09 | -3.7266e-09 | 2.9837e-10 | -4.184e-09 | 3.7266e-09 | 0 | 0 | 0 | 0 | 0 | 0 | 1.1974 | 0.74168 | 0.67963 | 1.1974 | 0.74168 | 0.67963 | 1.18 | -147.7892 | 146.9469 | 1.18 | -147.7892 | 146.9469
Line7_8_9 | 0 | 0 | 0 | 0 | 0 | 0 | 0 | 0 | 0 | 0 | 0 | 0 | 4.2876e-10 | -6.2945e-10 | -7.4993e-10 | -4.2876e-10 | 6.2945e-10 | 7.4993e-10 | -9.9457e-11 | 1.3947e-09 | -1.2422e-09 | 9.9457e-11 | -1.3947e-09 | 1.2422e-09 | 0 | 0 | 0 | 0 | 0 | 0 | 1.1974 | 0.74168 | 0.67963 | 1.1974 | 0.74168 | 0.67963 | 1.18 | -147.7892 | 146.9469 | 1.18 | -147.7892 | 146.9469
Line8_8_10 | 0 | 0 | 0 | 0 | 0 | 0 | 0 | 0 | 0 | 0 | 0 | 0 | 4.2876e-10 | -6.2945e-10 | -7.4994e-10 | -4.2876e-10 | 6.2945e-10 | 7.4994e-10 | -9.9457e-11 | 1.3947e-09 | -1.2422e-09 | 9.9457e-11 | -1.3947e-09 | 1.2422e-09 | 0 | 0 | 0 | 0 | 0 | 0 | 1.1974 | 0.74168 | 0.67963 | 1.1974 | 0.74168 | 0.67963 | 1.18 | -147.7892 | 146.9469 | 1.18 | -147.7892 | 146.9469
Line9_3_11 | 0.11962 | 0.50882 | 0.47736 | 0.11962 | 0.50882 | 0.47736 | 0.027625 | 0.11751 | 0.11024 | 0.027625 | 0.11751 | 0.11024 | -0.013517 | -0.070333 | 0.053066 | 0.01366 | 0.072922 | -0.050787 | -0.029307 | -0.029113 | -0.047459 | 0.029593 | 0.034291 | 0.052016 | 115.9297 | 4.0646 | -162.4879 | -64.0703 | -175.9354 | 17.5121 | 1.1683 | 0.64779 | 0.64577 | 1.1799 | 0.68576 | 0.65944 | 1.1699 | -153.4496 | 155.7046 | 1.1522 | -150.7509 | 151.827

## LL_max_fault_6
name | pf_ikss_a_from_ka | pf_ikss_b_from_ka | pf_ikss_c_from_ka | pf_ikss_a_to_ka | pf_ikss_b_to_ka | pf_ikss_c_to_ka | pf_skss_a_from_mw | pf_skss_b_from_mw | pf_skss_c_from_mw | pf_skss_a_to_mw | pf_skss_b_to_mw | pf_skss_c_to_mw | pf_p_a_from_mw | pf_p_b_from_mw | pf_p_c_from_mw | pf_p_a_to_mw | pf_p_b_to_mw | pf_p_c_to_mw | pf_q_a_from_mvar | pf_q_b_from_mvar | pf_q_c_from_mvar | pf_q_a_to_mvar | pf_q_b_to_mvar | pf_q_c_to_mvar | pf_ikss_a_from_degree | pf_ikss_b_from_degree | pf_ikss_c_from_degree | pf_ikss_a_to_degree | pf_ikss_b_to_degree | pf_ikss_c_to_degree | pf_vm_a_from_pu | pf_vm_b_from_pu | pf_vm_c_from_pu | pf_vm_a_to_pu | pf_vm_b_to_pu | pf_vm_c_to_pu | pf_va_a_from_degree | pf_va_b_from_degree | pf_va_c_from_degree | pf_va_a_to_degree | pf_va_b_to_degree | pf_va_c_to_degree
Line0_1_2 | 0.1118 | 0.11793 | 0.12532 | 0.1118 | 0.11793 | 0.12532 | 0.025819 | 0.027235 | 0.028941 | 0.025819 | 0.027235 | 0.028941 | -0.0032973 | -0.0072571 | -0.0040997 | 0.0034223 | 0.0073962 | 0.0042567 | -0.029409 | -0.030124 | -0.032242 | 0.029659 | 0.030402 | 0.032556 | 96.469 | -17.4769 | -142.8542 | -83.531 | 162.5231 | 37.1458 | 1.1461 | 1.1377 | 1.123 | 1.1563 | 1.1488 | 1.1345 | 0.071775 | -121.0218 | 119.8993 | -0.11316 | -121.1501 | 119.6966
Line10_11_12 | 0.099658 | 0.10473 | 0.11182 | 0.099658 | 0.10473 | 0.11182 | 0.023015 | 0.024187 | 0.025825 | 0.023015 | 0.024187 | 0.025825 | -0.0029792 | -0.0066102 | -0.0038791 | 0.0030785 | 0.0067199 | 0.0040041 | -0.026629 | -0.027204 | -0.029274 | 0.026827 | 0.027424 | 0.029524 | 96.1225 | -17.5927 | -142.9125 | -83.8775 | 162.4073 | 37.0875 | 1.1642 | 1.1575 | 1.1435 | 1.1733 | 1.1674 | 1.1537 | -0.26106 | -121.25 | 119.5393 | -0.42362 | -121.3611 | 119.3641
Line11_12_13 | 0.099658 | 0.10473 | 0.11182 | 0.099658 | 0.10473 | 0.11182 | 0.023015 | 0.024187 | 0.025825 | 0.023015 | 0.024187 | 0.025825 | -0.0030785 | -0.0067199 | -0.0040041 | 0.0031778 | 0.0068295 | 0.0041292 | -0.026827 | -0.027424 | -0.029524 | 0.027026 | 0.027643 | 0.029775 | 96.1225 | -17.5927 | -142.9125 | -83.8775 | 162.4073 | 37.0875 | 1.1733 | 1.1674 | 1.1537 | 1.1824 | 1.1773 | 1.164 | -0.42362 | -121.3611 | 119.3641 | -0.58369 | -121.4705 | 119.192
Line12_13_15 | 0 | 0 | 0 | 0 | 0 | 0 | 0 | 0 | 0 | 0 | 0 | 0 | 1.0721e-09 | 1.0051e-09 | 8.205e-10 | -1.0721e-09 | -1.0051e-09 | -8.205e-10 | 1.4574e-10 | 3.6554e-10 | 1.9862e-10 | -1.4574e-10 | -3.6554e-10 | -1.9862e-10 | 0 | 0 | 0 | 0 | 0 | 0 | 1.1824 | 1.1773 | 1.164 | 1.1824 | 1.1773 | 1.164 | -0.58369 | -121.4705 | 119.192 | -0.58369 | -121.4705 | 119.192
Line13_13_14 | 0.099658 | 0.10473 | 0.11182 | 0.099658 | 0.10473 | 0.11182 | 0.023015 | 0.024187 | 0.025825 | 0.023015 | 0.024187 | 0.025825 | -0.0031778 | -0.0068295 | -0.0041292 | 0.0032771 | 0.0069392 | 0.0042542 | -0.027026 | -0.027643 | -0.029775 | 0.027225 | 0.027862 | 0.030025 | 96.1225 | -17.5927 | -142.9125 | -83.8775 | 162.4073 | 37.0875 | 1.1824 | 1.1773 | 1.164 | 1.1915 | 1.1872 | 1.1742 | -0.58369 | -121.4705 | 119.192 | -0.74132 | -121.5779 | 119.0228
Line14_15_16 | 0 | 0 | 0 | 0 | 0 | 0 | 0 | 0 | 0 | 0 | 0 | 0 | 7.1472e-10 | 6.701e-10 | 5.47e-10 | -7.1472e-10 | -6.701e-10 | -5.47e-10 | 9.7163e-11 | 2.4369e-10 | 1.3241e-10 | -9.7163e-11 | -2.4369e-10 | -1.3241e-10 | 0 | 0 | 0 | 0 | 0 | 0 | 1.1824 | 1.1773 | 1.164 | 1.1824 | 1.1773 | 1.164 | -0.58369 | -121.4705 | 119.192 | -0.58369 | -121.4705 | 119.192
Line15_16_17 | 0 | 0 | 0 | 0 | 0 | 0 | 0 | 0 | 0 | 0 | 0 | 0 | 3.5736e-10 | 3.3505e-10 | 2.735e-10 | -3.5736e-10 | -3.3505e-10 | -2.735e-10 | 4.8581e-11 | 1.2185e-10 | 6.6206e-11 | -4.8581e-11 | -1.2185e-10 | -6.6206e-11 | 0 | 0 | 0 | 0 | 0 | 0 | 1.1824 | 1.1773 | 1.164 | 1.1824 | 1.1773 | 1.164 | -0.58369 | -121.4705 | 119.192 | -0.58369 | -121.4705 | 119.192
Line16_4_18 | 0 | 0 | 0 | 0 | 0 | 0 | 0 | 0 | 0 | 0 | 0 | 0 | 2.452e-10 | 2.1379e-10 | 1.503e-10 | -2.452e-10 | -2.1379e-10 | -1.503e-10 | 1.0935e-11 | 9.449e-11 | 2.6374e-11 | -1.0935e-11 | -9.449e-11 | -2.6374e-11 | 0 | 0 | 0 | 0 | 0 | 0 | 1.1578 | 1.1505 | 1.1361 | 1.1578 | 1.1505 | 1.1361 | -0.13418 | -121.1668 | 119.6702 | -0.13418 | -121.1668 | 119.6702
Line17_5_19 | 0.11906 | 0.12584 | 0.13335 | 0.11906 | 0.12584 | 0.13335 | 0.027496 | 0.029062 | 0.030795 | 0.027496 | 0.029062 | 0.030795 | -0.0037657 | -0.0079386 | -0.0045643 | 0.0039075 | 0.0080969 | 0.0047421 | -0.031588 | -0.032452 | -0.03466 | 0.031872 | 0.032769 | 0.035016 | 96.6752 | -17.412 | -142.8139 | -83.3248 | 162.588 | 37.1861 | 1.157 | 1.1496 | 1.1352 | 1.1678 | 1.1615 | 1.1474 | -0.12312 | -121.1579 | 119.6842 | -0.31439 | -121.2913 | 119.4736
Line1_1_3 | 0.099658 | 0.10473 | 0.11182 | 0.099658 | 0.10473 | 0.11182 | 0.023015 | 0.024187 | 0.025825 | 0.023015 | 0.024187 | 0.025825 | -0.0027805 | -0.0063908 | -0.003629 | 0.0028799 | 0.0065005 | 0.003754 | -0.026232 | -0.026765 | -0.028774 | 0.02643 | 0.026985 | 0.029024 | 96.1225 | -17.5927 | -142.9125 | -83.8775 | 162.4073 | 37.0875 | 1.1461 | 1.1377 | 1.123 | 1.1552 | 1.1476 | 1.1332 | 0.071775 | -121.0218 | 119.8993 | -0.095944 | -121.1369 | 119.7177
Line2_1_4 | 0.12733 | 0.13486 | 0.14246 | 0.12733 | 0.13486 | 0.14246 | 0.029405 | 0.031146 | 0.0329 | 0.029405 | 0.031146 | 0.0329 | -0.004012 | -0.0083805 | -0.0047189 | 0.0041741 | 0.0085624 | 0.0049218 | -0.033463 | -0.03443 | -0.036645 | 0.033787 | 0.034793 | 0.037051 | 96.9085 | -17.3415 | -142.7629 | -83.0915 | 162.6585 | 37.2371 | 1.1461 | 1.1377 | 1.123 | 1.1578 | 1.1505 | 1.1361 | 0.071775 | -121.0218 | 119.8993 | -0.13418 | -121.1668 | 119.6702
Line3_1_5 | 0.11906 | 0.12584 | 0.13335 | 0.11906 | 0.12584 | 0.13335 | 0.027496 | 0.029062 | 0.030795 | 0.027496 | 0.029062 | 0.030795 | -0.003624 | -0.0077802 | -0.0043865 | 0.0037657 | 0.0079386 | 0.0045643 | -0.031305 | -0.032135 | -0.034305 | 0.031588 | 0.032452 | 0.03466 | 96.6752 | -17.412 | -142.8139 | -83.3248 | 162.588 | 37.1861 | 1.1461 | 1.1377 | 1.123 | 1.157 | 1.1496 | 1.1352 | 0.071775 | -121.0218 | 119.8993 | -0.12312 | -121.1579 | 119.6842
Line4_2_6 | 0.1118 | 0.11793 | 0.12532 | 0.1118 | 0.11793 | 0.12532 | 0.025819 | 0.027235 | 0.028941 | 0.025819 | 0.027235 | 0.028941 | -0.0034223 | -0.0073962 | -0.0042567 | 0.0035473 | 0.0075353 | 0.0044137 | -0.029659 | -0.030402 | -0.032556 | 0.029909 | 0.03068 | 0.03287 | 96.469 | -17.4769 | -142.8542 | -83.531 | 162.5231 | 37.1458 | 1.1563 | 1.1488 | 1.1345 | 1.1665 | 1.16 | 1.146 | -0.11316 | -121.1501 | 119.6966 | -0.29486 | -121.2759 | 119.4979
Line5_6_7 | 0.1118 | 0.11793 | 0.12532 | 0.1118 | 0.11793 | 0.12532 | 0.025819 | 0.027235 | 0.028941 | 0.025819 | 0.027235 | 0.028941 | -0.0035473 | -0.0075353 | -0.0044137 | 0.0036723 | 0.0076743 | 0.0045708 | -0.029909 | -0.03068 | -0.03287 | 0.030159 | 0.030958 | 0.033184 | 96.469 | -17.4769 | -142.8542 | -83.531 | 162.5231 | 37.1458 | 1.1665 | 1.16 | 1.146 | 1.1767 | 1.1711 | 1.1574 | -0.29486 | -121.2759 | 119.4979 | -0.47342 | -121.3994 | 119.3032
Line6_7_8 | 0 | 0 | 0 | 0 | 0 | 0 | 0 | 0 | 0 | 0 | 0 | 0 | 9.9303e-10 | 9.2041e-10 | 7.324e-10 | -9.9303e-10 | -9.2041e-10 | -7.324e-10 | 1.1764e-10 | 3.4607e-10 | 1.7032e-10 | -1.1764e-10 | -3.4607e-10 | -1.7032e-10 | 0 | 0 | 0 | 0 | 0 | 0 | 1.1767 | 1.1711 | 1.1574 | 1.1767 | 1.1711 | 1.1574 | -0.47342 | -121.3994 | 119.3032 | -0.47342 | -121.3994 | 119.3032
Line7_8_9 | 0 | 0 | 0 | 0 | 0 | 0 | 0 | 0 | 0 | 0 | 0 | 0 | 3.3101e-10 | 3.068e-10 | 2.4413e-10 | -3.3101e-10 | -3.068e-10 | -2.4413e-10 | 3.9214e-11 | 1.1536e-10 | 5.6775e-11 | -3.9214e-11 | -1.1536e-10 | -5.6775e-11 | 0 | 0 | 0 | 0 | 0 | 0 | 1.1767 | 1.1711 | 1.1574 | 1.1767 | 1.1711 | 1.1574 | -0.47342 | -121.3994 | 119.3032 | -0.47342 | -121.3994 | 119.3032
Line8_8_10 | 0 | 0 | 0 | 0 | 0 | 0 | 0 | 0 | 0 | 0 | 0 | 0 | 3.3101e-10 | 3.068e-10 | 2.4413e-10 | -3.3101e-10 | -3.068e-10 | -2.4413e-10 | 3.9214e-11 | 1.1535e-10 | 5.6775e-11 | -3.9214e-11 | -1.1536e-10 | -5.6775e-11 | 0 | 0 | 0 | 0 | 0 | 0 | 1.1767 | 1.1711 | 1.1574 | 1.1767 | 1.1711 | 1.1574 | -0.47342 | -121.3994 | 119.3032 | -0.47342 | -121.3994 | 119.3032
Line9_3_11 | 0.099658 | 0.10473 | 0.11182 | 0.099658 | 0.10473 | 0.11182 | 0.023015 | 0.024187 | 0.025825 | 0.023015 | 0.024187 | 0.025825 | -0.0028799 | -0.0065005 | -0.003754 | 0.0029792 | 0.0066102 | 0.0038791 | -0.02643 | -0.026985 | -0.029024 | 0.026629 | 0.027204 | 0.029274 | 96.1225 | -17.5927 | -142.9125 | -83.8775 | 162.4073 | 37.0875 | 1.1552 | 1.1476 | 1.1332 | 1.1642 | 1.1575 | 1.1435 | -0.095944 | -121.1369 | 119.7177 | -0.26106 | -121.25 | 119.5393

## LL_max_fault_10
name | pf_ikss_a_from_ka | pf_ikss_b_from_ka | pf_ikss_c_from_ka | pf_ikss_a_to_ka | pf_ikss_b_to_ka | pf_ikss_c_to_ka | pf_skss_a_from_mw | pf_skss_b_from_mw | pf_skss_c_from_mw | pf_skss_a_to_mw | pf_skss_b_to_mw | pf_skss_c_to_mw | pf_p_a_from_mw | pf_p_b_from_mw | pf_p_c_from_mw | pf_p_a_to_mw | pf_p_b_to_mw | pf_p_c_to_mw | pf_q_a_from_mvar | pf_q_b_from_mvar | pf_q_c_from_mvar | pf_q_a_to_mvar | pf_q_b_to_mvar | pf_q_c_to_mvar | pf_ikss_a_from_degree | pf_ikss_b_from_degree | pf_ikss_c_from_degree | pf_ikss_a_to_degree | pf_ikss_b_to_degree | pf_ikss_c_to_degree | pf_vm_a_from_pu | pf_vm_b_from_pu | pf_vm_c_from_pu | pf_vm_a_to_pu | pf_vm_b_to_pu | pf_vm_c_to_pu | pf_va_a_from_degree | pf_va_b_from_degree | pf_va_c_from_degree | pf_va_a_to_degree | pf_va_b_to_degree | pf_va_c_to_degree
Line0_1_2 | 0.11261 | 0.11849 | 0.12559 | 0.11261 | 0.11849 | 0.12559 | 0.026006 | 0.027364 | 0.029004 | 0.026006 | 0.027364 | 0.029004 | -0.0033122 | -0.0071442 | -0.0040777 | 0.003439 | 0.0072846 | 0.0042354 | -0.029686 | -0.030371 | -0.032389 | 0.02994 | 0.030652 | 0.032704 | 96.4403 | -17.7792 | -142.9227 | -83.5597 | 162.2208 | 37.0773 | 1.1486 | 1.1402 | 1.1255 | 1.1589 | 1.1514 | 1.137 | 0.074002 | -121.0162 | 119.9016 | -0.11213 | -121.1478 | 119.6982
Line10_11_12 | 0.10079 | 0.10569 | 0.11252 | 0.10079 | 0.10569 | 0.11252 | 0.023276 | 0.024407 | 0.025986 | 0.023276 | 0.024407 | 0.025986 | -0.0030128 | -0.0065392 | -0.0038733 | 0.0031144 | 0.0066509 | 0.0039999 | -0.026993 | -0.02755 | -0.029529 | 0.027197 | 0.027773 | 0.029782 | 96.1065 | -17.8986 | -142.9884 | -83.8935 | 162.1014 | 37.0116 | 1.1669 | 1.1601 | 1.1461 | 1.1761 | 1.1701 | 1.1564 | -0.26212 | -121.2512 | 119.5388 | -0.42625 | -121.3657 | 119.3622
Line11_12_13 | 0.10079 | 0.10569 | 0.11252 | 0.10079 | 0.10569 | 0.11252 | 0.023276 | 0.024407 | 0.025986 | 0.023276 | 0.024407 | 0.025986 | -0.0031144 | -0.0066509 | -0.0039999 | 0.003216 | 0.0067626 | 0.0041265 | -0.027197 | -0.027773 | -0.029782 | 0.0274 | 0.027997 | 0.030035 | 96.1065 | -17.8986 | -142.9884 | -83.8935 | 162.1014 | 37.0116 | 1.1761 | 1.1701 | 1.1564 | 1.1853 | 1.1801 | 1.1667 | -0.42625 | -121.3657 | 119.3622 | -0.58785 | -121.4783 | 119.1888
Line12_13_15 | 0 | 0 | 0 | 0 | 0 | 0 | 0 | 0 | 0 | 0 | 0 | 0 | 1.1122e-09 | 1.044e-09 | 8.5756e-10 | -1.1122e-09 | -1.044e-09 | -8.5756e-10 | 1.4714e-10 | 3.6838e-10 | 1.9988e-10 | -1.4714e-10 | -3.6838e-10 | -1.9988e-10 | 0 | 0 | 0 | 0 | 0 | 0 | 1.1853 | 1.1801 | 1.1667 | 1.1853 | 1.1801 | 1.1667 | -0.58785 | -121.4783 | 119.1888 | -0.58785 | -121.4783 | 119.1888
Line13_13_14 | 0.10079 | 0.10569 | 0.11252 | 0.10079 | 0.10569 | 0.11252 | 0.023276 | 0.024407 | 0.025986 | 0.023276 | 0.024407 | 0.025986 | -0.003216 | -0.0067626 | -0.0041265 | 0.0033176 | 0.0068743 | 0.0042531 | -0.0274 | -0.027997 | -0.030035 | 0.027603 | 0.02822 | 0.030289 | 96.1065 | -17.8986 | -142.9884 | -83.8935 | 162.1014 | 37.0116 | 1.1853 | 1.1801 | 1.1667 | 1.1944 | 1.19 | 1.177 | -0.58785 | -121.4783 | 119.1888 | -0.74696 | -121.589 | 119.0184
Line14_15_16 | 0 | 0 | 0 | 0 | 0 | 0 | 0 | 0 | 0 | 0 | 0 | 0 | 7.415e-10 | 6.9597e-10 | 5.717e-10 | -7.415e-10 | -6.9597e-10 | -5.717e-10 | 9.8093e-11 | 2.4558e-10 | 1.3325e-10 | -9.8093e-11 | -2.4558e-10 | -1.3325e-10 | 0 | 0 | 0 | 0 | 0 | 0 | 1.1853 | 1.1801 | 1.1667 | 1.1853 | 1.1801 | 1.1667 | -0.58785 | -121.4783 | 119.1888 | -0.58785 | -121.4783 | 119.1888
Line15_16_17 | 0 | 0 | 0 | 0 | 0 | 0 | 0 | 0 | 0 | 0 | 0 | 0 | 3.7075e-10 | 3.4799e-10 | 2.8585e-10 | -3.7075e-10 | -3.4799e-10 | -2.8585e-10 | 4.9046e-11 | 1.2279e-10 | 6.6625e-11 | -4.9046e-11 | -1.2279e-10 | -6.6625e-11 | 0 | 0 | 0 | 0 | 0 | 0 | 1.1853 | 1.1801 | 1.1667 | 1.1853 | 1.1801 | 1.1667 | -0.58785 | -121.4783 | 119.1888 | -0.58785 | -121.4783 | 119.1888
Line16_4_18 | 0 | 0 | 0 | 0 | 0 | 0 | 0 | 0 | 0 | 0 | 0 | 0 | 2.5633e-10 | 2.2466e-10 | 1.6087e-10 | -2.5633e-10 | -2.2466e-10 | -1.6087e-10 | 1.0815e-11 | 9.447e-11 | 2.6213e-11 | -1.0816e-11 | -9.447e-11 | -2.6213e-11 | 0 | 0 | 0 | 0 | 0 | 0 | 1.1602 | 1.1529 | 1.1385 | 1.1602 | 1.1529 | 1.1385 | -0.13242 | -121.1641 | 119.6729 | -0.13242 | -121.1641 | 119.6729
Line17_5_19 | 0.11963 | 0.12611 | 0.13332 | 0.11963 | 0.12611 | 0.13332 | 0.027626 | 0.029123 | 0.030788 | 0.027626 | 0.029123 | 0.030788 | -0.0037703 | -0.0078004 | -0.0045327 | 0.0039134 | 0.0079594 | 0.0047105 | -0.03181 | -0.032633 | -0.034734 | 0.032096 | 0.032951 | 0.035089 | 96.6376 | -17.7122 | -142.8787 | -83.3624 | 162.2878 | 37.1213 | 1.1595 | 1.1521 | 1.1377 | 1.1704 | 1.164 | 1.1499 | -0.12177 | -121.1554 | 119.6862 | -0.31389 | -121.2919 | 119.4755
Line1_1_3 | 0.10079 | 0.10569 | 0.11252 | 0.10079 | 0.10569 | 0.11252 | 0.023276 | 0.024407 | 0.025986 | 0.023276 | 0.024407 | 0.025986 | -0.0028097 | -0.0063158 | -0.0036201 | 0.0029113 | 0.0064275 | 0.0037467 | -0.026587 | -0.027103 | -0.029023 | 0.02679 | 0.027326 | 0.029276 | 96.1065 | -17.8986 | -142.9884 | -83.8935 | 162.1014 | 37.0116 | 1.1486 | 1.1402 | 1.1255 | 1.1578 | 1.1502 | 1.1358 | 0.074002 | -121.0162 | 119.9016 | -0.095385 | -121.1347 | 119.7185
Line2_1_4 | 0.12758 | 0.13475 | 0.14204 | 0.12758 | 0.13475 | 0.14204 | 0.029463 | 0.03112 | 0.032804 | 0.029463 | 0.03112 | 0.032804 | -0.0039987 | -0.0082092 | -0.0046749 | 0.0041615 | 0.0083908 | 0.0048766 | -0.033605 | -0.03452 | -0.036624 | 0.03393 | 0.034884 | 0.037028 | 96.86 | -17.6393 | -142.8243 | -83.14 | 162.3607 | 37.1757 | 1.1486 | 1.1402 | 1.1255 | 1.1602 | 1.1529 | 1.1385 | 0.074002 | -121.0162 | 119.9016 | -0.13242 | -121.1641 | 119.6729
Line3_1_5 | 0.11963 | 0.12611 | 0.13332 | 0.11963 | 0.12611 | 0.13332 | 0.027626 | 0.029123 | 0.030788 | 0.027626 | 0.029123 | 0.030788 | -0.0036272 | -0.0076414 | -0.004355 | 0.0037703 | 0.0078004 | 0.0045327 | -0.031524 | -0.032315 | -0.034378 | 0.03181 | 0.032633 | 0.034734 | 96.6376 | -17.7122 | -142.8787 | -83.3624 | 162.2878 | 37.1213 | 1.1486 | 1.1402 | 1.1255 | 1.1595 | 1.1521 | 1.1377 | 0.074002 | -121.0162 | 119.9016 | -0.12177 | -121.1554 | 119.6862
Line4_2_6 | 0.11261 | 0.11849 | 0.12559 | 0.11261 | 0.11849 | 0.12559 | 0.026006 | 0.027364 | 0.029004 | 0.026006 | 0.027364 | 0.029004 | -0.003439 | -0.0072846 | -0.0042354 | 0.0035658 | 0.007425 | 0.0043931 | -0.02994 | -0.030652 | -0.032704 | 0.030194 | 0.030933 | 0.03302 | 96.4403 | -17.7792 | -142.9227 | -83.5597 | 162.2208 | 37.0773 | 1.1589 | 1.1514 | 1.137 | 1.1691 | 1.1625 | 1.1485 | -0.11213 | -121.1478 | 119.6982 | -0.295 | -121.2768 | 119.4988
Line5_6_7 | 0.11261 | 0.11849 | 0.12559 | 0.11261 | 0.11849 | 0.12559 | 0.026006 | 0.027364 | 0.029004 | 0.026006 | 0.027364 | 0.029004 | -0.0035658 | -0.007425 | -0.0043931 | 0.0036926 | 0.0075654 | 0.0045509 | -0.030194 | -0.030933 | -0.03302 | 0.030447 | 0.031214 | 0.033335 | 96.4403 | -17.7792 | -142.9227 | -83.5597 | 162.2208 | 37.0773 | 1.1691 | 1.1625 | 1.1485 | 1.1794 | 1.1737 | 1.16 | -0.295 | -121.2768 | 119.4988 | -0.47468 | -121.4035 | 119.3034
Line6_7_8 | 0 | 0 | 0 | 0 | 0 | 0 | 0 | 0 | 0 | 0 | 0 | 0 | 1.0302e-09 | 9.5616e-10 | 7.6668e-10 | -1.0302e-09 | -9.5616e-10 | -7.6668e-10 | 1.1823e-10 | 3.4785e-10 | 1.7065e-10 | -1.1823e-10 | -3.4785e-10 | -1.7065e-10 | 0 | 0 | 0 | 0 | 0 | 0 | 1.1794 | 1.1737 | 1.16 | 1.1794 | 1.1737 | 1.16 | -0.47468 | -121.4035 | 119.3034 | -0.47468 | -121.4035 | 119.3034
Line7_8_9 | 0 | 0 | 0 | 0 | 0 | 0 | 0 | 0 | 0 | 0 | 0 | 0 | 3.4338e-10 | 3.1872e-10 | 2.5556e-10 | -3.4338e-10 | -3.1872e-10 | -2.5556e-10 | 3.9408e-11 | 1.1595e-10 | 5.6883e-11 | -3.9408e-11 | -1.1595e-10 | -5.6884e-11 | 0 | 0 | 0 | 0 | 0 | 0 | 1.1794 | 1.1737 | 1.16 | 1.1794 | 1.1737 | 1.16 | -0.47468 | -121.4035 | 119.3034 | -0.47468 | -121.4035 | 119.3034
Line8_8_10 | 0 | 0 | 0 | 0 | 0 | 0 | 0 | 0 | 0 | 0 | 0 | 0 | 3.4338e-10 | 3.1872e-10 | 2.5556e-10 | -3.4338e-10 | -3.1872e-10 | -2.5556e-10 | 3.9408e-11 | 1.1595e-10 | 5.6883e-11 | -3.9408e-11 | -1.1595e-10 | -5.6883e-11 | 0 | 0 | 0 | 0 | 0 | 0 | 1.1794 | 1.1737 | 1.16 | 1.1794 | 1.1737 | 1.16 | -0.47468 | -121.4035 | 119.3034 | -0.47468 | -121.4035 | 119.3034
Line9_3_11 | 0.10079 | 0.10569 | 0.11252 | 0.10079 | 0.10569 | 0.11252 | 0.023276 | 0.024407 | 0.025986 | 0.023276 | 0.024407 | 0.025986 | -0.0029113 | -0.0064275 | -0.0037467 | 0.0030128 | 0.0065392 | 0.0038733 | -0.02679 | -0.027326 | -0.029276 | 0.026993 | 0.02755 | 0.029529 | 96.1065 | -17.8986 | -142.9884 | -83.8935 | 162.1014 | 37.0116 | 1.1578 | 1.1502 | 1.1358 | 1.1669 | 1.1601 | 1.1461 | -0.095385 | -121.1347 | 119.7185 | -0.26212 | -121.2512 | 119.5388

## LL_min_6
name | pf_ikss_a_from_ka | pf_ikss_b_from_ka | pf_ikss_c_from_ka | pf_ikss_a_to_ka | pf_ikss_b_to_ka | pf_ikss_c_to_ka | pf_skss_a_from_mw | pf_skss_b_from_mw | pf_skss_c_from_mw | pf_skss_a_to_mw | pf_skss_b_to_mw | pf_skss_c_to_mw | pf_p_a_from_mw | pf_p_b_from_mw | pf_p_c_from_mw | pf_p_a_to_mw | pf_p_b_to_mw | pf_p_c_to_mw | pf_q_a_from_mvar | pf_q_b_from_mvar | pf_q_c_from_mvar | pf_q_a_to_mvar | pf_q_b_to_mvar | pf_q_c_to_mvar | pf_ikss_a_from_degree | pf_ikss_b_from_degree | pf_ikss_c_from_degree | pf_ikss_a_to_degree | pf_ikss_b_to_degree | pf_ikss_c_to_degree | pf_vm_a_from_pu | pf_vm_b_from_pu | pf_vm_c_from_pu | pf_vm_a_to_pu | pf_vm_b_to_pu | pf_vm_c_to_pu | pf_va_a_from_degree | pf_va_b_from_degree | pf_va_c_from_degree | pf_va_a_to_degree | pf_va_b_to_degree | pf_va_c_to_degree
Line0_1_2 | 0.0024038 | 0.014198 | 0.012011 | 0.0024038 | 0.014198 | 0.012011 | 0.00055514 | 0.0032789 | 0.0027739 | 0.00055514 | 0.0032789 | 0.0027739 | -0.00053524 | -0.0016287 | 0.0013584 | 0.00053535 | 0.0016326 | -0.0013556 | -0.00014805 | 0.0001814 | -0.00028824 | 0.00014816 | -0.00017736 | 0.00029113 | 164.5927 | 7.0317 | -168.5871 | -15.4073 | -172.9683 | 11.4129 | 1.0003 | 0.49981 | 0.5006 | 1.0006 | 0.50084 | 0.49984 | 0.054192 | -179.3232 | 179.4326 | 0.062631 | -179.1685 | 179.2922
Line10_11_12 | 0.0023894 | 0.014153 | 0.011977 | 0.0023894 | 0.014153 | 0.011977 | 0.00055181 | 0.0032686 | 0.0027661 | 0.00055181 | 0.0032686 | 0.0027661 | -0.00053285 | -0.0016309 | 0.0013486 | 0.00053296 | 0.0016347 | -0.0013458 | -0.00014517 | 0.00017647 | -0.00029541 | 0.00014528 | -0.00017246 | 0.00029828 | 164.8314 | 7.1608 | -168.4924 | -15.1686 | -172.8392 | 11.5076 | 1.0008 | 0.50187 | 0.49909 | 1.0011 | 0.50291 | 0.49835 | 0.071081 | -179.0148 | 179.1519 | 0.079519 | -178.8615 | 179.0109
Line11_12_13 | 0.0023894 | 0.014153 | 0.011977 | 0.0023894 | 0.014153 | 0.011977 | 0.00055181 | 0.0032686 | 0.0027661 | 0.00055181 | 0.0032686 | 0.0027661 | -0.00053296 | -0.0016347 | 0.0013458 | 0.00053307 | 0.0016386 | -0.001343 | -0.00014528 | 0.00017246 | -0.00029828 | 0.0001454 | -0.00016845 | 0.00030114 | 164.8314 | 7.1608 | -168.4924 | -15.1686 | -172.8392 | 11.5076 | 1.0011 | 0.50291 | 0.49835 | 1.0013 | 0.50396 | 0.4976 | 0.079519 | -178.8615 | 179.0109 | 0.087954 | -178.7089 | 178.8694
Line12_13_15 | 0 | 0 | 0 | 0 | 0 | 0 | 0 | 0 | 0 | 0 | 0 | 0 | 1.4699e-11 | -8.5526e-11 | -1.0614e-10 | -1.4699e-11 | 8.5526e-11 | 1.0614e-10 | -1.6908e-11 | 4.7372e-09 | -4.6853e-09 | 1.6909e-11 | -4.7372e-09 | 4.6853e-09 | 0 | 0 | 0 | 0 | 0 | 0 | 1.0013 | 0.50396 | 0.4976 | 1.0013 | 0.50396 | 0.4976 | 0.087954 | -178.7089 | 178.8694 | 0.087954 | -178.7089 | 178.8694
Line13_13_14 | 0.0023894 | 0.014153 | 0.011977 | 0.0023894 | 0.014153 | 0.011977 | 0.00055181 | 0.0032685 | 0.0027661 | 0.00055181 | 0.0032685 | 0.0027661 | -0.00053307 | -0.0016386 | 0.001343 | 0.00053318 | 0.0016424 | -0.0013403 | -0.0001454 | 0.00016845 | -0.00030114 | 0.00014551 | -0.00016444 | 0.00030401 | 164.8314 | 7.1605 | -168.4927 | -15.1686 | -172.8395 | 11.5073 | 1.0013 | 0.50396 | 0.4976 | 1.0016 | 0.505 | 0.49686 | 0.087954 | -178.7089 | 178.8694 | 0.096383 | -178.5569 | 178.7276
Line14_15_16 | 0 | 0 | 0 | 0 | 0 | 0 | 0 | 0 | 0 | 0 | 0 | 0 | 9.7992e-12 | -5.7018e-11 | -7.0758e-11 | -9.7993e-12 | 5.7018e-11 | 7.0758e-11 | -1.1272e-11 | 3.1581e-09 | -3.1236e-09 | 1.1272e-11 | -3.1581e-09 | 3.1236e-09 | 0 | 0 | 0 | 0 | 0 | 0 | 1.0013 | 0.50396 | 0.4976 | 1.0013 | 0.50396 | 0.4976 | 0.087954 | -178.7089 | 178.8694 | 0.087954 | -178.7089 | 178.8694
Line15_16_17 | 0 | 0 | 0 | 0 | 0 | 0 | 0 | 0 | 0 | 0 | 0 | 0 | 4.8994e-12 | -2.8509e-11 | -3.5379e-11 | -4.8996e-12 | 2.8509e-11 | 3.5379e-11 | -5.6362e-12 | 1.5791e-09 | -1.5618e-09 | 5.6362e-12 | -1.5791e-09 | 1.5618e-09 | 0 | 0 | 0 | 0 | 0 | 0 | 1.0013 | 0.50396 | 0.4976 | 1.0013 | 0.50396 | 0.4976 | 0.087954 | -178.7089 | 178.8694 | 0.087954 | -178.7089 | 178.8694
Line16_4_18 | 0 | 0 | 0 | 0 | 0 | 0 | 0 | 0 | 0 | 0 | 0 | 0 | 2.201e-12 | -2.1427e-11 | -1.9841e-11 | -2.2009e-12 | 2.1427e-11 | 1.9841e-11 | -4.0099e-12 | 1.5769e-09 | -1.5758e-09 | 4.0099e-12 | -1.5769e-09 | 1.5758e-09 | 0 | 0 | 0 | 0 | 0 | 0 | 1.0006 | 0.50085 | 0.49984 | 1.0006 | 0.50085 | 0.49984 | 0.062622 | -179.1682 | 179.2919 | 0.062622 | -179.1682 | 179.2919
Line17_5_19 | 0.0024111 | 0.01422 | 0.012028 | 0.0024111 | 0.01422 | 0.012028 | 0.00055682 | 0.0032841 | 0.0027778 | 0.00055682 | 0.0032841 | 0.0027778 | -0.00053665 | -0.0016354 | 0.0013577 | 0.00053676 | 0.0016393 | -0.001355 | -0.00014973 | 0.00017578 | -0.0002904 | 0.00014985 | -0.00017174 | 0.0002933 | 164.4729 | 6.9667 | -168.635 | -15.5271 | -173.0333 | 11.365 | 1.0006 | 0.50085 | 0.49984 | 1.0008 | 0.50189 | 0.49908 | 0.062626 | -179.1684 | 179.2921 | 0.071056 | -179.0141 | 179.1511
Line1_1_3 | 0.0023894 | 0.014153 | 0.011977 | 0.0023894 | 0.014153 | 0.011977 | 0.00055181 | 0.0032686 | 0.0027661 | 0.00055181 | 0.0032686 | 0.0027661 | -0.00053263 | -0.0016232 | 0.0013541 | 0.00053274 | 0.001627 | -0.0013513 | -0.00014494 | 0.00018448 | -0.00028967 | 0.00014506 | -0.00018048 | 0.00029254 | 164.8314 | 7.1609 | -168.4923 | -15.1686 | -172.8391 | 11.5077 | 1.0003 | 0.49981 | 0.5006 | 1.0006 | 0.50084 | 0.49985 | 0.054192 | -179.3232 | 179.4326 | 0.062639 | -179.1687 | 179.2924
Line2_1_4 | 0.0024184 | 0.014243 | 0.012045 | 0.0024184 | 0.014243 | 0.012045 | 0.0005585 | 0.0032893 | 0.0027817 | 0.0005585 | 0.0032893 | 0.0027817 | -0.00053784 | -0.0016343 | 0.0013627 | 0.00053796 | 0.0016382 | -0.0013599 | -0.0001512 | 0.00017826 | -0.00028678 | 0.00015131 | -0.0001742 | 0.00028969 | 164.3526 | 6.9017 | -168.6826 | -15.6474 | -173.0983 | 11.3174 | 1.0003 | 0.49981 | 0.5006 | 1.0006 | 0.50085 | 0.49984 | 0.054192 | -179.3232 | 179.4326 | 0.062622 | -179.1682 | 179.2919
Line3_1_5 | 0.0024111 | 0.01422 | 0.012028 | 0.0024111 | 0.01422 | 0.012028 | 0.00055682 | 0.0032841 | 0.0027778 | 0.00055682 | 0.0032841 | 0.0027778 | -0.00053654 | -0.0016315 | 0.0013605 | 0.00053665 | 0.0016354 | -0.0013577 | -0.00014962 | 0.00017983 | -0.00028751 | 0.00014973 | -0.00017579 | 0.0002904 | 164.4729 | 6.9667 | -168.635 | -15.5271 | -173.0333 | 11.365 | 1.0003 | 0.49981 | 0.5006 | 1.0006 | 0.50085 | 0.49984 | 0.054192 | -179.3232 | 179.4326 | 0.062626 | -179.1684 | 179.2921
Line4_2_6 | 0.0024038 | 0.014198 | 0.012011 | 0.0024038 | 0.014198 | 0.012011 | 0.00055514 | 0.0032789 | 0.0027739 | 0.00055514 | 0.0032789 | 0.0027739 | -0.00053535 | -0.0016326 | 0.0013556 | 0.00053546 | 0.0016365 | -0.0013528 | -0.00014816 | 0.00017736 | -0.00029112 | 0.00014828 | -0.00017333 | 0.00029401 | 164.5927 | 7.0317 | -168.5872 | -15.4073 | -172.9683 | 11.4128 | 1.0006 | 0.50084 | 0.49984 | 1.0008 | 0.50189 | 0.49909 | 0.062631 | -179.1685 | 179.2922 | 0.071065 | -179.0144 | 179.1514
Line5_6_7 | 0.0024038 | 0.014198 | 0.012011 | 0.0024038 | 0.014198 | 0.012011 | 0.00055514 | 0.0032789 | 0.0027739 | 0.00055514 | 0.0032789 | 0.0027739 | -0.00053546 | -0.0016365 | 0.0013528 | 0.00053557 | 0.0016403 | -0.0013501 | -0.00014828 | 0.00017333 | -0.00029401 | 0.00014839 | -0.0001693 | 0.00029689 | 164.5927 | 7.0316 | -168.5873 | -15.4073 | -172.9684 | 11.4127 | 1.0008 | 0.50189 | 0.49909 | 1.0011 | 0.50293 | 0.49833 | 0.071065 | -179.0144 | 179.1514 | 0.079495 | -178.8609 | 179.0101
Line6_7_8 | 0 | 0 | 0 | 0 | 0 | 0 | 0 | 0 | 0 | 0 | 0 | 0 | 1.2052e-11 | -7.847e-11 | -9.0745e-11 | -1.2053e-11 | 7.847e-11 | 9.0745e-11 | -1.5278e-11 | 4.7351e-09 | -4.6992e-09 | 1.5279e-11 | -4.7351e-09 | 4.6992e-09 | 0 | 0 | 0 | 0 | 0 | 0 | 1.0011 | 0.50293 | 0.49833 | 1.0011 | 0.50293 | 0.49833 | 0.079495 | -178.8609 | 179.0101 | 0.079495 | -178.8609 | 179.0101
Line7_8_9 | 0 | 0 | 0 | 0 | 0 | 0 | 0 | 0 | 0 | 0 | 0 | 0 | 4.0175e-12 | -2.6156e-11 | -3.0248e-11 | -4.0175e-12 | 2.6156e-11 | 3.0248e-11 | -5.0927e-12 | 1.5784e-09 | -1.5664e-09 | 5.0928e-12 | -1.5784e-09 | 1.5664e-09 | 0 | 0 | 0 | 0 | 0 | 0 | 1.0011 | 0.50293 | 0.49833 | 1.0011 | 0.50293 | 0.49833 | 0.079495 | -178.8609 | 179.0101 | 0.079495 | -178.8609 | 179.0101
Line8_8_10 | 0 | 0 | 0 | 0 | 0 | 0 | 0 | 0 | 0 | 0 | 0 | 0 | 4.0174e-12 | -2.6156e-11 | -3.0248e-11 | -4.0174e-12 | 2.6157e-11 | 3.0248e-11 | -5.0927e-12 | 1.5784e-09 | -1.5664e-09 | 5.0928e-12 | -1.5784e-09 | 1.5664e-09 | 0 | 0 | 0 | 0 | 0 | 0 | 1.0011 | 0.50293 | 0.49833 | 1.0011 | 0.50293 | 0.49833 | 0.079495 | -178.8609 | 179.0101 | 0.079495 | -178.8609 | 179.0101
Line9_3_11 | 0.0023894 | 0.014153 | 0.011977 | 0.0023894 | 0.014153 | 0.011977 | 0.00055181 | 0.0032686 | 0.0027661 | 0.00055181 | 0.0032686 | 0.0027661 | -0.00053274 | -0.001627 | 0.0013513 | 0.00053285 | 0.0016309 | -0.0013486 | -0.00014506 | 0.00018048 | -0.00029254 | 0.00014517 | -0.00017647 | 0.00029541 | 164.8314 | 7.1609 | -168.4923 | -15.1686 | -172.8391 | 11.5077 | 1.0006 | 0.50084 | 0.49985 | 1.0008 | 0.50187 | 0.49909 | 0.062639 | -179.1687 | 179.2924 | 0.071081 | -179.0148 | 179.1519

## LL_min_10
name | pf_ikss_a_from_ka | pf_ikss_b_from_ka | pf_ikss_c_from_ka | pf_ikss_a_to_ka | pf_ikss_b_to_ka | pf_ikss_c_to_ka | pf_skss_a_from_mw | pf_skss_b_from_mw | pf_skss_c_from_mw | pf_skss_a_to_mw | pf_skss_b_to_mw | pf_skss_c_to_mw | pf_p_a_from_mw | pf_p_b_from_mw | pf_p_c_from_mw | pf_p_a_to_mw | pf_p_b_to_mw | pf_p_c_to_mw | pf_q_a_from_mvar | pf_q_b_from_mvar | pf_q_c_from_mvar | pf_q_a_to_mvar | pf_q_b_to_mvar | pf_q_c_to_mvar | pf_ikss_a_from_degree | pf_ikss_b_from_degree | pf_ikss_c_from_degree | pf_ikss_a_to_degree | pf_ikss_b_to_degree | pf_ikss_c_to_degree | pf_vm_a_from_pu | pf_vm_b_from_pu | pf_vm_c_from_pu | pf_vm_a_to_pu | pf_vm_b_to_pu | pf_vm_c_to_pu | pf_va_a_from_degree | pf_va_b_from_degree | pf_va_c_from_degree | pf_va_a_to_degree | pf_va_b_to_degree | pf_va_c_to_degree
Line0_1_2 | 0.0024038 | 0.014198 | 0.012011 | 0.0024038 | 0.014198 | 0.012011 | 0.00055514 | 0.0032789 | 0.0027739 | 0.00055514 | 0.0032789 | 0.0027739 | -0.00053524 | -0.0016287 | 0.0013584 | 0.00053535 | 0.0016326 | -0.0013556 | -0.00014805 | 0.0001814 | -0.00028824 | 0.00014816 | -0.00017736 | 0.00029113 | 164.5927 | 7.0317 | -168.5871 | -15.4073 | -172.9683 | 11.4129 | 1.0003 | 0.49981 | 0.5006 | 1.0006 | 0.50084 | 0.49984 | 0.054192 | -179.3232 | 179.4326 | 0.062631 | -179.1685 | 179.2922
Line10_11_12 | 0.0023894 | 0.014153 | 0.011977 | 0.0023894 | 0.014153 | 0.011977 | 0.00055181 | 0.0032686 | 0.0027661 | 0.00055181 | 0.0032686 | 0.0027661 | -0.00053285 | -0.0016309 | 0.0013486 | 0.00053296 | 0.0016347 | -0.0013458 | -0.00014517 | 0.00017647 | -0.00029541 | 0.00014528 | -0.00017246 | 0.00029828 | 164.8314 | 7.1608 | -168.4924 | -15.1686 | -172.8392 | 11.5076 | 1.0008 | 0.50187 | 0.49909 | 1.0011 | 0.50291 | 0.49835 | 0.071081 | -179.0148 | 179.1519 | 0.079519 | -178.8615 | 179.0109
Line11_12_13 | 0.0023894 | 0.014153 | 0.011977 | 0.0023894 | 0.014153 | 0.011977 | 0.00055181 | 0.0032686 | 0.0027661 | 0.00055181 | 0.0032686 | 0.0027661 | -0.00053296 | -0.0016347 | 0.0013458 | 0.00053307 | 0.0016386 | -0.001343 | -0.00014528 | 0.00017246 | -0.00029828 | 0.0001454 | -0.00016845 | 0.00030114 | 164.8314 | 7.1608 | -168.4924 | -15.1686 | -172.8392 | 11.5076 | 1.0011 | 0.50291 | 0.49835 | 1.0013 | 0.50396 | 0.4976 | 0.079519 | -178.8615 | 179.0109 | 0.087954 | -178.7089 | 178.8694
Line12_13_15 | 0 | 0 | 0 | 0 | 0 | 0 | 0 | 0 | 0 | 0 | 0 | 0 | 1.4699e-11 | -8.5526e-11 | -1.0614e-10 | -1.4699e-11 | 8.5526e-11 | 1.0614e-10 | -1.6908e-11 | 4.7372e-09 | -4.6853e-09 | 1.6909e-11 | -4.7372e-09 | 4.6853e-09 | 0 | 0 | 0 | 0 | 0 | 0 | 1.0013 | 0.50396 | 0.4976 | 1.0013 | 0.50396 | 0.4976 | 0.087954 | -178.7089 | 178.8694 | 0.087954 | -178.7089 | 178.8694
Line13_13_14 | 0.0023894 | 0.014153 | 0.011977 | 0.0023894 | 0.014153 | 0.011977 | 0.00055181 | 0.0032685 | 0.0027661 | 0.00055181 | 0.0032685 | 0.0027661 | -0.00053307 | -0.0016386 | 0.001343 | 0.00053318 | 0.0016424 | -0.0013403 | -0.0001454 | 0.00016845 | -0.00030114 | 0.00014551 | -0.00016444 | 0.00030401 | 164.8314 | 7.1605 | -168.4927 | -15.1686 | -172.8395 | 11.5073 | 1.0013 | 0.50396 | 0.4976 | 1.0016 | 0.505 | 0.49686 | 0.087954 | -178.7089 | 178.8694 | 0.096383 | -178.5569 | 178.7276
Line14_15_16 | 0 | 0 | 0 | 0 | 0 | 0 | 0 | 0 | 0 | 0 | 0 | 0 | 9.7992e-12 | -5.7018e-11 | -7.0758e-11 | -9.7993e-12 | 5.7018e-11 | 7.0758e-11 | -1.1272e-11 | 3.1581e-09 | -3.1236e-09 | 1.1272e-11 | -3.1581e-09 | 3.1236e-09 | 0 | 0 | 0 | 0 | 0 | 0 | 1.0013 | 0.50396 | 0.4976 | 1.0013 | 0.50396 | 0.4976 | 0.087954 | -178.7089 | 178.8694 | 0.087954 | -178.7089 | 178.8694
Line15_16_17 | 0 | 0 | 0 | 0 | 0 | 0 | 0 | 0 | 0 | 0 | 0 | 0 | 4.8994e-12 | -2.8509e-11 | -3.5379e-11 | -4.8996e-12 | 2.8509e-11 | 3.5379e-11 | -5.6362e-12 | 1.5791e-09 | -1.5618e-09 | 5.6362e-12 | -1.5791e-09 | 1.5618e-09 | 0 | 0 | 0 | 0 | 0 | 0 | 1.0013 | 0.50396 | 0.4976 | 1.0013 | 0.50396 | 0.4976 | 0.087954 | -178.7089 | 178.8694 | 0.087954 | -178.7089 | 178.8694
Line16_4_18 | 0 | 0 | 0 | 0 | 0 | 0 | 0 | 0 | 0 | 0 | 0 | 0 | 2.201e-12 | -2.1427e-11 | -1.9841e-11 | -2.2009e-12 | 2.1427e-11 | 1.9841e-11 | -4.0099e-12 | 1.5769e-09 | -1.5758e-09 | 4.0099e-12 | -1.5769e-09 | 1.5758e-09 | 0 | 0 | 0 | 0 | 0 | 0 | 1.0006 | 0.50085 | 0.49984 | 1.0006 | 0.50085 | 0.49984 | 0.062622 | -179.1682 | 179.2919 | 0.062622 | -179.1682 | 179.2919
Line17_5_19 | 0.0024111 | 0.01422 | 0.012028 | 0.0024111 | 0.01422 | 0.012028 | 0.00055682 | 0.0032841 | 0.0027778 | 0.00055682 | 0.0032841 | 0.0027778 | -0.00053665 | -0.0016354 | 0.0013577 | 0.00053676 | 0.0016393 | -0.001355 | -0.00014973 | 0.00017578 | -0.0002904 | 0.00014985 | -0.00017174 | 0.0002933 | 164.4729 | 6.9667 | -168.635 | -15.5271 | -173.0333 | 11.365 | 1.0006 | 0.50085 | 0.49984 | 1.0008 | 0.50189 | 0.49908 | 0.062626 | -179.1684 | 179.2921 | 0.071056 | -179.0141 | 179.1511
Line1_1_3 | 0.0023894 | 0.014153 | 0.011977 | 0.0023894 | 0.014153 | 0.011977 | 0.00055181 | 0.0032686 | 0.0027661 | 0.00055181 | 0.0032686 | 0.0027661 | -0.00053263 | -0.0016232 | 0.0013541 | 0.00053274 | 0.001627 | -0.0013513 | -0.00014494 | 0.00018448 | -0.00028967 | 0.00014506 | -0.00018048 | 0.00029254 | 164.8314 | 7.1609 | -168.4923 | -15.1686 | -172.8391 | 11.5077 | 1.0003 | 0.49981 | 0.5006 | 1.0006 | 0.50084 | 0.49985 | 0.054192 | -179.3232 | 179.4326 | 0.062639 | -179.1687 | 179.2924
Line2_1_4 | 0.0024184 | 0.014243 | 0.012045 | 0.0024184 | 0.014243 | 0.012045 | 0.0005585 | 0.0032893 | 0.0027817 | 0.0005585 | 0.0032893 | 0.0027817 | -0.00053784 | -0.0016343 | 0.0013627 | 0.00053796 | 0.0016382 | -0.0013599 | -0.0001512 | 0.00017826 | -0.00028678 | 0.00015131 | -0.0001742 | 0.00028969 | 164.3526 | 6.9017 | -168.6826 | -15.6474 | -173.0983 | 11.3174 | 1.0003 | 0.49981 | 0.5006 | 1.0006 | 0.50085 | 0.49984 | 0.054192 | -179.3232 | 179.4326 | 0.062622 | -179.1682 | 179.2919
Line3_1_5 | 0.0024111 | 0.01422 | 0.012028 | 0.0024111 | 0.01422 | 0.012028 | 0.00055682 | 0.0032841 | 0.0027778 | 0.00055682 | 0.0032841 | 0.0027778 | -0.00053654 | -0.0016315 | 0.0013605 | 0.00053665 | 0.0016354 | -0.0013577 | -0.00014962 | 0.00017983 | -0.00028751 | 0.00014973 | -0.00017579 | 0.0002904 | 164.4729 | 6.9667 | -168.635 | -15.5271 | -173.0333 | 11.365 | 1.0003 | 0.49981 | 0.5006 | 1.0006 | 0.50085 | 0.49984 | 0.054192 | -179.3232 | 179.4326 | 0.062626 | -179.1684 | 179.2921
Line4_2_6 | 0.0024038 | 0.014198 | 0.012011 | 0.0024038 | 0.014198 | 0.012011 | 0.00055514 | 0.0032789 | 0.0027739 | 0.00055514 | 0.0032789 | 0.0027739 | -0.00053535 | -0.0016326 | 0.0013556 | 0.00053546 | 0.0016365 | -0.0013528 | -0.00014816 | 0.00017736 | -0.00029112 | 0.00014828 | -0.00017333 | 0.00029401 | 164.5927 | 7.0317 | -168.5872 | -15.4073 | -172.9683 | 11.4128 | 1.0006 | 0.50084 | 0.49984 | 1.0008 | 0.50189 | 0.49909 | 0.062631 | -179.1685 | 179.2922 | 0.071065 | -179.0144 | 179.1514
Line5_6_7 | 0.0024038 | 0.014198 | 0.012011 | 0.0024038 | 0.014198 | 0.012011 | 0.00055514 | 0.0032789 | 0.0027739 | 0.00055514 | 0.0032789 | 0.0027739 | -0.00053546 | -0.0016365 | 0.0013528 | 0.00053557 | 0.0016403 | -0.0013501 | -0.00014828 | 0.00017333 | -0.00029401 | 0.00014839 | -0.0001693 | 0.00029689 | 164.5927 | 7.0316 | -168.5873 | -15.4073 | -172.9684 | 11.4127 | 1.0008 | 0.50189 | 0.49909 | 1.0011 | 0.50293 | 0.49833 | 0.071065 | -179.0144 | 179.1514 | 0.079495 | -178.8609 | 179.0101
Line6_7_8 | 0 | 0 | 0 | 0 | 0 | 0 | 0 | 0 | 0 | 0 | 0 | 0 | 1.2052e-11 | -7.847e-11 | -9.0745e-11 | -1.2053e-11 | 7.847e-11 | 9.0745e-11 | -1.5278e-11 | 4.7351e-09 | -4.6992e-09 | 1.5279e-11 | -4.7351e-09 | 4.6992e-09 | 0 | 0 | 0 | 0 | 0 | 0 | 1.0011 | 0.50293 | 0.49833 | 1.0011 | 0.50293 | 0.49833 | 0.079495 | -178.8609 | 179.0101 | 0.079495 | -178.8609 | 179.0101
Line7_8_9 | 0 | 0 | 0 | 0 | 0 | 0 | 0 | 0 | 0 | 0 | 0 | 0 | 4.0175e-12 | -2.6156e-11 | -3.0248e-11 | -4.0175e-12 | 2.6156e-11 | 3.0248e-11 | -5.0927e-12 | 1.5784e-09 | -1.5664e-09 | 5.0928e-12 | -1.5784e-09 | 1.5664e-09 | 0 | 0 | 0 | 0 | 0 | 0 | 1.0011 | 0.50293 | 0.49833 | 1.0011 | 0.50293 | 0.49833 | 0.079495 | -178.8609 | 179.0101 | 0.079495 | -178.8609 | 179.0101
Line8_8_10 | 0 | 0 | 0 | 0 | 0 | 0 | 0 | 0 | 0 | 0 | 0 | 0 | 4.0174e-12 | -2.6156e-11 | -3.0248e-11 | -4.0174e-12 | 2.6157e-11 | 3.0248e-11 | -5.0927e-12 | 1.5784e-09 | -1.5664e-09 | 5.0928e-12 | -1.5784e-09 | 1.5664e-09 | 0 | 0 | 0 | 0 | 0 | 0 | 1.0011 | 0.50293 | 0.49833 | 1.0011 | 0.50293 | 0.49833 | 0.079495 | -178.8609 | 179.0101 | 0.079495 | -178.8609 | 179.0101
Line9_3_11 | 0.0023894 | 0.014153 | 0.011977 | 0.0023894 | 0.014153 | 0.011977 | 0.00055181 | 0.0032686 | 0.0027661 | 0.00055181 | 0.0032686 | 0.0027661 | -0.00053274 | -0.001627 | 0.0013513 | 0.00053285 | 0.0016309 | -0.0013486 | -0.00014506 | 0.00018048 | -0.00029254 | 0.00014517 | -0.00017647 | 0.00029541 | 164.8314 | 7.1609 | -168.4923 | -15.1686 | -172.8391 | 11.5077 | 1.0006 | 0.50084 | 0.49985 | 1.0008 | 0.50187 | 0.49909 | 0.062639 | -179.1687 | 179.2924 | 0.071081 | -179.0148 | 179.1519

## LL_min_fault_6
name | pf_ikss_a_from_ka | pf_ikss_b_from_ka | pf_ikss_c_from_ka | pf_ikss_a_to_ka | pf_ikss_b_to_ka | pf_ikss_c_to_ka | pf_skss_a_from_mw | pf_skss_b_from_mw | pf_skss_c_from_mw | pf_skss_a_to_mw | pf_skss_b_to_mw | pf_skss_c_to_mw | pf_p_a_from_mw | pf_p_b_from_mw | pf_p_c_from_mw | pf_p_a_to_mw | pf_p_b_to_mw | pf_p_c_to_mw | pf_q_a_from_mvar | pf_q_b_from_mvar | pf_q_c_from_mvar | pf_q_a_to_mvar | pf_q_b_to_mvar | pf_q_c_to_mvar | pf_ikss_a_from_degree | pf_ikss_b_from_degree | pf_ikss_c_from_degree | pf_ikss_a_to_degree | pf_ikss_b_to_degree | pf_ikss_c_to_degree | pf_vm_a_from_pu | pf_vm_b_from_pu | pf_vm_c_from_pu | pf_vm_a_to_pu | pf_vm_b_to_pu | pf_vm_c_to_pu | pf_va_a_from_degree | pf_va_b_from_degree | pf_va_c_from_degree | pf_va_a_to_degree | pf_va_b_to_degree | pf_va_c_to_degree
Line0_1_2 | 8.2701e-05 | 0.00048846 | 0.00041323 | 8.2701e-05 | 0.00048846 | 0.00041323 | 1.9099e-05 | 0.00011281 | 9.5432e-05 | 1.9099e-05 | 0.00011281 | 9.5432e-05 | -1.7628e-05 | -0.00010859 | -3.1222e-05 | 1.7628e-05 | 0.00010859 | 3.1225e-05 | 7.3493e-06 | -2.5745e-05 | -8.7213e-05 | -7.3492e-06 | 2.575e-05 | 8.7216e-05 | -157.3664 | 45.0727 | -130.5462 | 22.6336 | -134.9273 | 49.4538 | 0.99999 | 0.98931 | 0.97067 | 0.99999 | 0.98936 | 0.97072 | 0.0018924 | -121.5895 | 119.7566 | 0.0024227 | -121.5876 | 119.7554
Line10_11_12 | 8.2204e-05 | 0.00048692 | 0.00041207 | 8.2204e-05 | 0.00048692 | 0.00041207 | 1.8984e-05 | 0.00011245 | 9.5163e-05 | 1.8984e-05 | 0.00011245 | 9.5163e-05 | -1.7492e-05 | -0.00010831 | -3.1284e-05 | 1.7492e-05 | 0.00010832 | 3.1288e-05 | 7.3779e-06 | -2.543e-05 | -8.6923e-05 | -7.3777e-06 | 2.5434e-05 | 8.6926e-05 | -157.1277 | 45.2017 | -130.4515 | 22.8723 | -134.7983 | 49.5485 | 1 | 0.98941 | 0.97076 | 1 | 0.98945 | 0.97081 | 0.0029484 | -121.5858 | 119.7542 | 0.0034764 | -121.584 | 119.753
Line11_12_13 | 8.2204e-05 | 0.00048692 | 0.00041207 | 8.2204e-05 | 0.00048692 | 0.00041207 | 1.8984e-05 | 0.00011245 | 9.5163e-05 | 1.8984e-05 | 0.00011245 | 9.5163e-05 | -1.7492e-05 | -0.00010832 | -3.1288e-05 | 1.7492e-05 | 0.00010832 | 3.1291e-05 | 7.3777e-06 | -2.5435e-05 | -8.6926e-05 | -7.3776e-06 | 2.5439e-05 | 8.693e-05 | -157.1277 | 45.2017 | -130.4515 | 22.8723 | -134.7983 | 49.5485 | 1 | 0.98945 | 0.97081 | 1 | 0.9895 | 0.97085 | 0.0034764 | -121.584 | 119.753 | 0.0040044 | -121.5821 | 119.7518
Line12_13_15 | 0 | 0 | 0 | 0 | 0 | 0 | 0 | 0 | 0 | 0 | 0 | 0 | 3.8628e-14 | -1.1009e-10 | -3.1116e-10 | -3.8624e-14 | 1.1009e-10 | 3.1116e-10 | -7.6879e-13 | 3.0052e-10 | 4.6261e-11 | 7.6879e-13 | -3.0052e-10 | -4.6261e-11 | 0 | 0 | 0 | 0 | 0 | 0 | 1 | 0.9895 | 0.97085 | 1 | 0.9895 | 0.97085 | 0.0040044 | -121.5821 | 119.7518 | 0.0040044 | -121.5821 | 119.7518
Line13_13_14 | 8.2204e-05 | 0.00048692 | 0.00041207 | 8.2204e-05 | 0.00048692 | 0.00041207 | 1.8984e-05 | 0.00011245 | 9.5163e-05 | 1.8984e-05 | 0.00011245 | 9.5163e-05 | -1.7492e-05 | -0.00010832 | -3.129e-05 | 1.7492e-05 | 0.00010833 | 3.1294e-05 | 7.3776e-06 | -2.544e-05 | -8.693e-05 | -7.3775e-06 | 2.5444e-05 | 8.6933e-05 | -157.1277 | 45.2015 | -130.4518 | 22.8723 | -134.7985 | 49.5482 | 1 | 0.9895 | 0.97085 | 1 | 0.98955 | 0.9709 | 0.0040044 | -121.5821 | 119.7518 | 0.0045324 | -121.5803 | 119.7506
Line14_15_16 | 0 | 0 | 0 | 0 | 0 | 0 | 0 | 0 | 0 | 0 | 0 | 0 | 2.5748e-14 | -7.3396e-11 | -2.0744e-10 | -2.5746e-14 | 7.3396e-11 | 2.0744e-10 | -5.1253e-13 | 2.0035e-10 | 3.084e-11 | 5.1253e-13 | -2.0035e-10 | -3.084e-11 | 0 | 0 | 0 | 0 | 0 | 0 | 1 | 0.9895 | 0.97085 | 1 | 0.9895 | 0.97085 | 0.0040044 | -121.5821 | 119.7518 | 0.0040044 | -121.5821 | 119.7518
Line15_16_17 | 0 | 0 | 0 | 0 | 0 | 0 | 0 | 0 | 0 | 0 | 0 | 0 | 1.2878e-14 | -3.6698e-11 | -1.0372e-10 | -1.2876e-14 | 3.6698e-11 | 1.0372e-10 | -2.5626e-13 | 1.0017e-10 | 1.542e-11 | 2.5626e-13 | -1.0017e-10 | -1.542e-11 | 0 | 0 | 0 | 0 | 0 | 0 | 1 | 0.9895 | 0.97085 | 1 | 0.9895 | 0.97085 | 0.0040044 | -121.5821 | 119.7518 | 0.0040044 | -121.5821 | 119.7518
Line16_4_18 | 0 | 0 | 0 | 0 | 0 | 0 | 0 | 0 | 0 | 0 | 0 | 0 | -2.552e-14 | -3.7215e-11 | -1.0419e-10 | 2.5521e-14 | 3.7215e-11 | 1.0419e-10 | -1.5519e-13 | 1.0051e-10 | 1.5197e-11 | 1.5519e-13 | -1.0051e-10 | -1.5197e-11 | 0 | 0 | 0 | 0 | 0 | 0 | 0.99999 | 0.98936 | 0.97072 | 0.99999 | 0.98936 | 0.97072 | 0.002425 | -121.5876 | 119.7554 | 0.002425 | -121.5876 | 119.7554
Line17_5_19 | 8.295e-05 | 0.00048923 | 0.00041381 | 8.295e-05 | 0.00048923 | 0.00041381 | 1.9157e-05 | 0.00011298 | 9.5566e-05 | 1.9157e-05 | 0.00011298 | 9.5566e-05 | -1.7697e-05 | -0.00010874 | -3.1196e-05 | 1.7697e-05 | 0.00010874 | 3.1199e-05 | 7.3343e-06 | -2.5914e-05 | -8.7365e-05 | -7.3342e-06 | 2.5919e-05 | 8.7369e-05 | -157.4862 | 45.0076 | -130.5941 | 22.5138 | -134.9924 | 49.4059 | 0.99999 | 0.98936 | 0.97072 | 1 | 0.98941 | 0.97076 | 0.0024239 | -121.5876 | 119.7554 | 0.0029554 | -121.5858 | 119.7542
Line1_1_3 | 8.2204e-05 | 0.00048692 | 0.00041207 | 8.2204e-05 | 0.00048692 | 0.00041207 | 1.8984e-05 | 0.00011245 | 9.5163e-05 | 1.8984e-05 | 0.00011245 | 9.5163e-05 | -1.7492e-05 | -0.0001083 | -3.1278e-05 | 1.7492e-05 | 0.00010831 | 3.1281e-05 | 7.3781e-06 | -2.542e-05 | -8.6916e-05 | -7.378e-06 | 2.5425e-05 | 8.6919e-05 | -157.1277 | 45.2018 | -130.4513 | 22.8723 | -134.7982 | 49.5487 | 0.99999 | 0.98931 | 0.97067 | 0.99999 | 0.98936 | 0.97072 | 0.0018924 | -121.5895 | 119.7566 | 0.0024204 | -121.5876 | 119.7554
Line2_1_4 | 8.3201e-05 | 0.00049001 | 0.0004144 | 8.3201e-05 | 0.00049001 | 0.0004144 | 1.9214e-05 | 0.00011316 | 9.5701e-05 | 1.9214e-05 | 0.00011316 | 9.5701e-05 | -1.7765e-05 | -0.00010887 | -3.1164e-05 | 1.7766e-05 | 0.00010888 | 3.1168e-05 | 7.3194e-06 | -2.6074e-05 | -8.7511e-05 | -7.3192e-06 | 2.6079e-05 | 8.7515e-05 | -157.6065 | 44.9426 | -130.6417 | 22.3935 | -135.0574 | 49.3583 | 0.99999 | 0.98931 | 0.97067 | 0.99999 | 0.98936 | 0.97072 | 0.0018924 | -121.5895 | 119.7566 | 0.002425 | -121.5876 | 119.7554
Line3_1_5 | 8.295e-05 | 0.00048923 | 0.00041381 | 8.295e-05 | 0.00048923 | 0.00041381 | 1.9157e-05 | 0.00011298 | 9.5566e-05 | 1.9157e-05 | 0.00011298 | 9.5566e-05 | -1.7697e-05 | -0.00010873 | -3.1193e-05 | 1.7697e-05 | 0.00010874 | 3.1196e-05 | 7.3345e-06 | -2.5909e-05 | -8.7362e-05 | -7.3343e-06 | 2.5914e-05 | 8.7365e-05 | -157.4862 | 45.0076 | -130.594 | 22.5138 | -134.9924 | 49.406 | 0.99999 | 0.98931 | 0.97067 | 0.99999 | 0.98936 | 0.97072 | 0.0018924 | -121.5895 | 119.7566 | 0.0024239 | -121.5876 | 119.7554
Line4_2_6 | 8.2701e-05 | 0.00048846 | 0.00041323 | 8.2701e-05 | 0.00048846 | 0.00041323 | 1.9099e-05 | 0.00011281 | 9.5432e-05 | 1.9099e-05 | 0.00011281 | 9.5432e-05 | -1.7628e-05 | -0.00010859 | -3.1225e-05 | 1.7628e-05 | 0.0001086 | 3.1228e-05 | 7.3492e-06 | -2.575e-05 | -8.7216e-05 | -7.349e-06 | 2.5755e-05 | 8.722e-05 | -157.3664 | 45.0726 | -130.5463 | 22.6336 | -134.9274 | 49.4537 | 0.99999 | 0.98936 | 0.97072 | 1 | 0.98941 | 0.97076 | 0.0024227 | -121.5876 | 119.7554 | 0.0029531 | -121.5858 | 119.7542
Line5_6_7 | 8.2701e-05 | 0.00048846 | 0.00041323 | 8.2701e-05 | 0.00048846 | 0.00041323 | 1.9099e-05 | 0.00011281 | 9.5432e-05 | 1.9099e-05 | 0.00011281 | 9.5432e-05 | -1.7628e-05 | -0.0001086 | -3.1228e-05 | 1.7628e-05 | 0.0001086 | 3.1232e-05 | 7.349e-06 | -2.5755e-05 | -8.722e-05 | -7.3489e-06 | 2.576e-05 | 8.7223e-05 | -157.3664 | 45.0725 | -130.5464 | 22.6336 | -134.9275 | 49.4536 | 1 | 0.98941 | 0.97076 | 1 | 0.98946 | 0.97081 | 0.0029531 | -121.5858 | 119.7542 | 0.0034834 | -121.584 | 119.753
Line6_7_8 | 0 | 0 | 0 | 0 | 0 | 0 | 0 | 0 | 0 | 0 | 0 | 0 | 1.7609e-15 | -1.1061e-10 | -3.1163e-10 | -1.7615e-15 | 1.1061e-10 | 3.1163e-10 | -6.6875e-13 | 3.0085e-10 | 4.6041e-11 | 6.6875e-13 | -3.0085e-10 | -4.6041e-11 | 0 | 0 | 0 | 0 | 0 | 0 | 1 | 0.98946 | 0.97081 | 1 | 0.98946 | 0.97081 | 0.0034834 | -121.584 | 119.753 | 0.0034834 | -121.584 | 119.753
Line7_8_9 | 0 | 0 | 0 | 0 | 0 | 0 | 0 | 0 | 0 | 0 | 0 | 0 | 5.8601e-16 | -3.6869e-11 | -1.0388e-10 | -5.8485e-16 | 3.6869e-11 | 1.0388e-10 | -2.2292e-13 | 1.0028e-10 | 1.5347e-11 | 2.2292e-13 | -1.0028e-10 | -1.5347e-11 | 0 | 0 | 0 | 0 | 0 | 0 | 1 | 0.98946 | 0.97081 | 1 | 0.98946 | 0.97081 | 0.0034834 | -121.584 | 119.753 | 0.0034834 | -121.584 | 119.753
Line8_8_10 | 0 | 0 | 0 | 0 | 0 | 0 | 0 | 0 | 0 | 0 | 0 | 0 | 5.8775e-16 | -3.6869e-11 | -1.0388e-10 | -5.8659e-16 | 3.6869e-11 | 1.0388e-10 | -2.2292e-13 | 1.0028e-10 | 1.5347e-11 | 2.2291e-13 | -1.0028e-10 | -1.5347e-11 | 0 | 0 | 0 | 0 | 0 | 0 | 1 | 0.98946 | 0.97081 | 1 | 0.98946 | 0.97081 | 0.0034834 | -121.584 | 119.753 | 0.0034834 | -121.584 | 119.753
Line9_3_11 | 8.2204e-05 | 0.00048692 | 0.00041207 | 8.2204e-05 | 0.00048692 | 0.00041207 | 1.8984e-05 | 0.00011245 | 9.5163e-05 | 1.8984e-05 | 0.00011245 | 9.5163e-05 | -1.7492e-05 | -0.00010831 | -3.1281e-05 | 1.7492e-05 | 0.00010831 | 3.1284e-05 | 7.378e-06 | -2.5425e-05 | -8.6919e-05 | -7.3779e-06 | 2.543e-05 | 8.6923e-05 | -157.1277 | 45.2018 | -130.4514 | 22.8723 | -134.7982 | 49.5486 | 0.99999 | 0.98936 | 0.97072 | 1 | 0.98941 | 0.97076 | 0.0024204 | -121.5876 | 119.7554 | 0.0029484 | -121.5858 | 119.7542

## LL_min_fault_10
name | pf_ikss_a_from_ka | pf_ikss_b_from_ka | pf_ikss_c_from_ka | pf_ikss_a_to_ka | pf_ikss_b_to_ka | pf_ikss_c_to_ka | pf_skss_a_from_mw | pf_skss_b_from_mw | pf_skss_c_from_mw | pf_skss_a_to_mw | pf_skss_b_to_mw | pf_skss_c_to_mw | pf_p_a_from_mw | pf_p_b_from_mw | pf_p_c_from_mw | pf_p_a_to_mw | pf_p_b_to_mw | pf_p_c_to_mw | pf_q_a_from_mvar | pf_q_b_from_mvar | pf_q_c_from_mvar | pf_q_a_to_mvar | pf_q_b_to_mvar | pf_q_c_to_mvar | pf_ikss_a_from_degree | pf_ikss_b_from_degree | pf_ikss_c_from_degree | pf_ikss_a_to_degree | pf_ikss_b_to_degree | pf_ikss_c_to_degree | pf_vm_a_from_pu | pf_vm_b_from_pu | pf_vm_c_from_pu | pf_vm_a_to_pu | pf_vm_b_to_pu | pf_vm_c_to_pu | pf_va_a_from_degree | pf_va_b_from_degree | pf_va_c_from_degree | pf_va_a_to_degree | pf_va_b_to_degree | pf_va_c_to_degree
Line0_1_2 | 8.2701e-05 | 0.00048846 | 0.00041323 | 8.2701e-05 | 0.00048846 | 0.00041323 | 1.9099e-05 | 0.00011281 | 9.5432e-05 | 1.9099e-05 | 0.00011281 | 9.5432e-05 | -1.7628e-05 | -0.00010859 | -3.1222e-05 | 1.7628e-05 | 0.00010859 | 3.1225e-05 | 7.3493e-06 | -2.5745e-05 | -8.7213e-05 | -7.3492e-06 | 2.575e-05 | 8.7216e-05 | -157.3664 | 45.0727 | -130.5462 | 22.6336 | -134.9273 | 49.4538 | 0.99999 | 0.98931 | 0.97067 | 0.99999 | 0.98936 | 0.97072 | 0.0018924 | -121.5895 | 119.7566 | 0.0024227 | -121.5876 | 119.7554
Line10_11_12 | 8.2204e-05 | 0.00048692 | 0.00041207 | 8.2204e-05 | 0.00048692 | 0.00041207 | 1.8984e-05 | 0.00011245 | 9.5163e-05 | 1.8984e-05 | 0.00011245 | 9.5163e-05 | -1.7492e-05 | -0.00010831 | -3.1284e-05 | 1.7492e-05 | 0.00010832 | 3.1288e-05 | 7.3779e-06 | -2.543e-05 | -8.6923e-05 | -7.3777e-06 | 2.5434e-05 | 8.6926e-05 | -157.1277 | 45.2017 | -130.4515 | 22.8723 | -134.7983 | 49.5485 | 1 | 0.98941 | 0.97076 | 1 | 0.98945 | 0.97081 | 0.0029484 | -121.5858 | 119.7542 | 0.0034764 | -121.584 | 119.753
Line11_12_13 | 8.2204e-05 | 0.00048692 | 0.00041207 | 8.2204e-05 | 0.00048692 | 0.00041207 | 1.8984e-05 | 0.00011245 | 9.5163e-05 | 1.8984e-05 | 0.00011245 | 9.5163e-05 | -1.7492e-05 | -0.00010832 | -3.1288e-05 | 1.7492e-05 | 0.00010832 | 3.1291e-05 | 7.3777e-06 | -2.5435e-05 | -8.6926e-05 | -7.3776e-06 | 2.5439e-05 | 8.693e-05 | -157.1277 | 45.2017 | -130.4515 | 22.8723 | -134.7983 | 49.5485 | 1 | 0.98945 | 0.97081 | 1 | 0.9895 | 0.97085 | 0.0034764 | -121.584 | 119.753 | 0.0040044 | -121.5821 | 119.7518
Line12_13_15 | 0 | 0 | 0 | 0 | 0 | 0 | 0 | 0 | 0 | 0 | 0 | 0 | 3.8628e-14 | -1.1009e-10 | -3.1116e-10 | -3.8624e-14 | 1.1009e-10 | 3.1116e-10 | -7.6879e-13 | 3.0052e-10 | 4.6261e-11 | 7.6879e-13 | -3.0052e-10 | -4.6261e-11 | 0 | 0 | 0 | 0 | 0 | 0 | 1 | 0.9895 | 0.97085 | 1 | 0.9895 | 0.97085 | 0.0040044 | -121.5821 | 119.7518 | 0.0040044 | -121.5821 | 119.7518
Line13_13_14 | 8.2204e-05 | 0.00048692 | 0.00041207 | 8.2204e-05 | 0.00048692 | 0.00041207 | 1.8984e-05 | 0.00011245 | 9.5163e-05 | 1.8984e-05 | 0.00011245 | 9.5163e-05 | -1.7492e-05 | -0.00010832 | -3.129e-05 | 1.7492e-05 | 0.00010833 | 3.1294e-05 | 7.3776e-06 | -2.544e-05 | -8.693e-05 | -7.3775e-06 | 2.5444e-05 | 8.6933e-05 | -157.1277 | 45.2015 | -130.4518 | 22.8723 | -134.7985 | 49.5482 | 1 | 0.9895 | 0.97085 | 1 | 0.98955 | 0.9709 | 0.0040044 | -121.5821 | 119.7518 | 0.0045324 | -121.5803 | 119.7506
Line14_15_16 | 0 | 0 | 0 | 0 | 0 | 0 | 0 | 0 | 0 | 0 | 0 | 0 | 2.5748e-14 | -7.3396e-11 | -2.0744e-10 | -2.5746e-14 | 7.3396e-11 | 2.0744e-10 | -5.1253e-13 | 2.0035e-10 | 3.084e-11 | 5.1253e-13 | -2.0035e-10 | -3.084e-11 | 0 | 0 | 0 | 0 | 0 | 0 | 1 | 0.9895 | 0.97085 | 1 | 0.9895 | 0.97085 | 0.0040044 | -121.5821 | 119.7518 | 0.0040044 | -121.5821 | 119.7518
Line15_16_17 | 0 | 0 | 0 | 0 | 0 | 0 | 0 | 0 | 0 | 0 | 0 | 0 | 1.2878e-14 | -3.6698e-11 | -1.0372e-10 | -1.2876e-14 | 3.6698e-11 | 1.0372e-10 | -2.5626e-13 | 1.0017e-10 | 1.542e-11 | 2.5626e-13 | -1.0017e-10 | -1.542e-11 | 0 | 0 | 0 | 0 | 0 | 0 | 1 | 0.9895 | 0.97085 | 1 | 0.9895 | 0.97085 | 0.0040044 | -121.5821 | 119.7518 | 0.0040044 | -121.5821 | 119.7518
Line16_4_18 | 0 | 0 | 0 | 0 | 0 | 0 | 0 | 0 | 0 | 0 | 0 | 0 | -2.552e-14 | -3.7215e-11 | -1.0419e-10 | 2.5521e-14 | 3.7215e-11 | 1.0419e-10 | -1.5519e-13 | 1.0051e-10 | 1.5197e-11 | 1.5519e-13 | -1.0051e-10 | -1.5197e-11 | 0 | 0 | 0 | 0 | 0 | 0 | 0.99999 | 0.98936 | 0.97072 | 0.99999 | 0.98936 | 0.97072 | 0.002425 | -121.5876 | 119.7554 | 0.002425 | -121.5876 | 119.7554
Line17_5_19 | 8.295e-05 | 0.00048923 | 0.00041381 | 8.295e-05 | 0.00048923 | 0.00041381 | 1.9157e-05 | 0.00011298 | 9.5566e-05 | 1.9157e-05 | 0.00011298 | 9.5566e-05 | -1.7697e-05 | -0.00010874 | -3.1196e-05 | 1.7697e-05 | 0.00010874 | 3.1199e-05 | 7.3343e-06 | -2.5914e-05 | -8.7365e-05 | -7.3342e-06 | 2.5919e-05 | 8.7369e-05 | -157.4862 | 45.0076 | -130.5941 | 22.5138 | -134.9924 | 49.4059 | 0.99999 | 0.98936 | 0.97072 | 1 | 0.98941 | 0.97076 | 0.0024239 | -121.5876 | 119.7554 | 0.0029554 | -121.5858 | 119.7542
Line1_1_3 | 8.2204e-05 | 0.00048692 | 0.00041207 | 8.2204e-05 | 0.00048692 | 0.00041207 | 1.8984e-05 | 0.00011245 | 9.5163e-05 | 1.8984e-05 | 0.00011245 | 9.5163e-05 | -1.7492e-05 | -0.0001083 | -3.1278e-05 | 1.7492e-05 | 0.00010831 | 3.1281e-05 | 7.3781e-06 | -2.542e-05 | -8.6916e-05 | -7.378e-06 | 2.5425e-05 | 8.6919e-05 | -157.1277 | 45.2018 | -130.4513 | 22.8723 | -134.7982 | 49.5487 | 0.99999 | 0.98931 | 0.97067 | 0.99999 | 0.98936 | 0.97072 | 0.0018924 | -121.5895 | 119.7566 | 0.0024204 | -121.5876 | 119.7554
Line2_1_4 | 8.3201e-05 | 0.00049001 | 0.0004144 | 8.3201e-05 | 0.00049001 | 0.0004144 | 1.9214e-05 | 0.00011316 | 9.5701e-05 | 1.9214e-05 | 0.00011316 | 9.5701e-05 | -1.7765e-05 | -0.00010887 | -3.1164e-05 | 1.7766e-05 | 0.00010888 | 3.1168e-05 | 7.3194e-06 | -2.6074e-05 | -8.7511e-05 | -7.3192e-06 | 2.6079e-05 | 8.7515e-05 | -157.6065 | 44.9426 | -130.6417 | 22.3935 | -135.0574 | 49.3583 | 0.99999 | 0.98931 | 0.97067 | 0.99999 | 0.98936 | 0.97072 | 0.0018924 | -121.5895 | 119.7566 | 0.002425 | -121.5876 | 119.7554
Line3_1_5 | 8.295e-05 | 0.00048923 | 0.00041381 | 8.295e-05 | 0.00048923 | 0.00041381 | 1.9157e-05 | 0.00011298 | 9.5566e-05 | 1.9157e-05 | 0.00011298 | 9.5566e-05 | -1.7697e-05 | -0.00010873 | -3.1193e-05 | 1.7697e-05 | 0.00010874 | 3.1196e-05 | 7.3345e-06 | -2.5909e-05 | -8.7362e-05 | -7.3343e-06 | 2.5914e-05 | 8.7365e-05 | -157.4862 | 45.0076 | -130.594 | 22.5138 | -134.9924 | 49.406 | 0.99999 | 0.98931 | 0.97067 | 0.99999 | 0.98936 | 0.97072 | 0.0018924 | -121.5895 | 119.7566 | 0.0024239 | -121.5876 | 119.7554
Line4_2_6 | 8.2701e-05 | 0.00048846 | 0.00041323 | 8.2701e-05 | 0.00048846 | 0.00041323 | 1.9099e-05 | 0.00011281 | 9.5432e-05 | 1.9099e-05 | 0.00011281 | 9.5432e-05 | -1.7628e-05 | -0.00010859 | -3.1225e-05 | 1.7628e-05 | 0.0001086 | 3.1228e-05 | 7.3492e-06 | -2.575e-05 | -8.7216e-05 | -7.349e-06 | 2.5755e-05 | 8.722e-05 | -157.3664 | 45.0726 | -130.5463 | 22.6336 | -134.9274 | 49.4537 | 0.99999 | 0.98936 | 0.97072 | 1 | 0.98941 | 0.97076 | 0.0024227 | -121.5876 | 119.7554 | 0.0029531 | -121.5858 | 119.7542
Line5_6_7 | 8.2701e-05 | 0.00048846 | 0.00041323 | 8.2701e-05 | 0.00048846 | 0.00041323 | 1.9099e-05 | 0.00011281 | 9.5432e-05 | 1.9099e-05 | 0.00011281 | 9.5432e-05 | -1.7628e-05 | -0.0001086 | -3.1228e-05 | 1.7628e-05 | 0.0001086 | 3.1232e-05 | 7.349e-06 | -2.5755e-05 | -8.722e-05 | -7.3489e-06 | 2.576e-05 | 8.7223e-05 | -157.3664 | 45.0725 | -130.5464 | 22.6336 | -134.9275 | 49.4536 | 1 | 0.98941 | 0.97076 | 1 | 0.98946 | 0.97081 | 0.0029531 | -121.5858 | 119.7542 | 0.0034834 | -121.584 | 119.753
Line6_7_8 | 0 | 0 | 0 | 0 | 0 | 0 | 0 | 0 | 0 | 0 | 0 | 0 | 1.7609e-15 | -1.1061e-10 | -3.1163e-10 | -1.7615e-15 | 1.1061e-10 | 3.1163e-10 | -6.6875e-13 | 3.0085e-10 | 4.6041e-11 | 6.6875e-13 | -3.0085e-10 | -4.6041e-11 | 0 | 0 | 0 | 0 | 0 | 0 | 1 | 0.98946 | 0.97081 | 1 | 0.98946 | 0.97081 | 0.0034834 | -121.584 | 119.753 | 0.0034834 | -121.584 | 119.753
Line7_8_9 | 0 | 0 | 0 | 0 | 0 | 0 | 0 | 0 | 0 | 0 | 0 | 0 | 5.8601e-16 | -3.6869e-11 | -1.0388e-10 | -5.8485e-16 | 3.6869e-11 | 1.0388e-10 | -2.2292e-13 | 1.0028e-10 | 1.5347e-11 | 2.2292e-13 | -1.0028e-10 | -1.5347e-11 | 0 | 0 | 0 | 0 | 0 | 0 | 1 | 0.98946 | 0.97081 | 1 | 0.98946 | 0.97081 | 0.0034834 | -121.584 | 119.753 | 0.0034834 | -121.584 | 119.753
Line8_8_10 | 0 | 0 | 0 | 0 | 0 | 0 | 0 | 0 | 0 | 0 | 0 | 0 | 5.8775e-16 | -3.6869e-11 | -1.0388e-10 | -5.8659e-16 | 3.6869e-11 | 1.0388e-10 | -2.2292e-13 | 1.0028e-10 | 1.5347e-11 | 2.2291e-13 | -1.0028e-10 | -1.5347e-11 | 0 | 0 | 0 | 0 | 0 | 0 | 1 | 0.98946 | 0.97081 | 1 | 0.98946 | 0.97081 | 0.0034834 | -121.584 | 119.753 | 0.0034834 | -121.584 | 119.753
Line9_3_11 | 8.2204e-05 | 0.00048692 | 0.00041207 | 8.2204e-05 | 0.00048692 | 0.00041207 | 1.8984e-05 | 0.00011245 | 9.5163e-05 | 1.8984e-05 | 0.00011245 | 9.5163e-05 | -1.7492e-05 | -0.00010831 | -3.1281e-05 | 1.7492e-05 | 0.00010831 | 3.1284e-05 | 7.378e-06 | -2.5425e-05 | -8.6919e-05 | -7.3779e-06 | 2.543e-05 | 8.6923e-05 | -157.1277 | 45.2018 | -130.4514 | 22.8723 | -134.7982 | 49.5486 | 0.99999 | 0.98936 | 0.97072 | 1 | 0.98941 | 0.97076 | 0.0024204 | -121.5876 | 119.7554 | 0.0029484 | -121.5858 | 119.7542

## LG_max_6
name | pf_ikss_a_from_ka | pf_ikss_b_from_ka | pf_ikss_c_from_ka | pf_ikss_a_to_ka | pf_ikss_b_to_ka | pf_ikss_c_to_ka | pf_skss_a_from_mw | pf_skss_b_from_mw | pf_skss_c_from_mw | pf_skss_a_to_mw | pf_skss_b_to_mw | pf_skss_c_to_mw | pf_p_a_from_mw | pf_p_b_from_mw | pf_p_c_from_mw | pf_p_a_to_mw | pf_p_b_to_mw | pf_p_c_to_mw | pf_q_a_from_mvar | pf_q_b_from_mvar | pf_q_c_from_mvar | pf_q_a_to_mvar | pf_q_b_to_mvar | pf_q_c_to_mvar | pf_ikss_a_from_degree | pf_ikss_b_from_degree | pf_ikss_c_from_degree | pf_ikss_a_to_degree | pf_ikss_b_to_degree | pf_ikss_c_to_degree | 3xI0 | pf_vm_a_from_pu | pf_vm_b_from_pu | pf_vm_c_from_pu | pf_vm_a_to_pu | pf_vm_b_to_pu | pf_vm_c_to_pu | pf_va_a_from_degree | pf_va_b_from_degree | pf_va_c_from_degree | pf_va_a_to_degree | pf_va_b_to_degree | pf_va_c_to_degree
Line0_1_2 | 0.46965 | 0.23607 | 0.28146 | 0.46965 | 0.23607 | 0.28146 | 0.10846 | 0.054519 | 0.065001 | 0.10846 | 0.054519 | 0.065001 | -0.0085217 | 0.035558 | -0.057846 | 0.010733 | -0.035002 | 0.058634 | -0.059989 | -0.044145 | -0.033907 | 0.064396 | 0.045263 | 0.035492 | 99.3937 | -53.643 | -103.859 | -80.6063 | 126.357 | 76.141 |  | 0.55865 | 1.0397 | 1.0315 | 0.60192 | 1.0495 | 1.0544 | 1.3088 | -104.7923 | 106.5179 | -0.069009 | -105.9278 | 107.3282
Line10_11_12 | 0.42093 | 0.21485 | 0.24647 | 0.42093 | 0.21485 | 0.24647 | 0.097209 | 0.049618 | 0.056919 | 0.097209 | 0.049618 | 0.056919 | -0.012207 | 0.031611 | -0.052496 | 0.013984 | -0.031151 | 0.0531 | -0.060693 | -0.041892 | -0.031013 | 0.064233 | 0.042817 | 0.032229 | 100.4782 | -53.8852 | -102.6121 | -79.5218 | 126.1148 | 77.3879 |  | 0.63686 | 1.0577 | 1.0712 | 0.67625 | 1.0671 | 1.0913 | -0.89404 | -106.8473 | 107.961 | -1.8037 | -107.8482 | 108.643
Line11_12_13 | 0.42093 | 0.21485 | 0.24647 | 0.42093 | 0.21485 | 0.24647 | 0.097209 | 0.049618 | 0.056919 | 0.097209 | 0.049618 | 0.056919 | -0.013984 | 0.031151 | -0.0531 | 0.01576 | -0.030691 | 0.053705 | -0.064233 | -0.042817 | -0.032229 | 0.067774 | 0.043743 | 0.033444 | 100.4782 | -53.8852 | -102.6122 | -79.5218 | 126.1148 | 77.3878 |  | 0.67625 | 1.0671 | 1.0913 | 0.71579 | 1.0769 | 1.1115 | -1.8037 | -107.8482 | 108.643 | -2.6131 | -108.8312 | 109.3003
Line12_13_15 | 0 | 0 | 0 | 0 | 0 | 0 | 0 | 0 | 0 | 0 | 0 | 0 | -2.8438e-09 | -1.1509e-10 | 2.9103e-10 | 2.9012e-09 | 8.5519e-11 | -3.189e-10 | 3.836e-10 | -2.7683e-09 | 2.7519e-09 | -3.8735e-10 | 2.6869e-09 | -2.6669e-09 | 0 | 0 | 0 | 0 | 0 | 0 |  | 0.71579 | 1.0769 | 1.1115 | 0.71579 | 1.0769 | 1.1115 | -2.6131 | -108.8312 | 109.3003 | -2.6131 | -108.8312 | 109.3003
Line13_13_14 | 0.42093 | 0.21485 | 0.24647 | 0.42093 | 0.21485 | 0.24647 | 0.097209 | 0.049618 | 0.056919 | 0.097209 | 0.049618 | 0.056919 | -0.01576 | 0.030691 | -0.053705 | 0.017537 | -0.030231 | 0.054309 | -0.067774 | -0.043743 | -0.033444 | 0.071314 | 0.044669 | 0.03466 | 100.4782 | -53.8852 | -102.6122 | -79.5218 | 126.1148 | 77.3878 |  | 0.71579 | 1.0769 | 1.1115 | 0.75547 | 1.087 | 1.1319 | -2.6131 | -108.8312 | 109.3003 | -3.3376 | -109.7962 | 109.934
Line14_15_16 | 0 | 0 | 0 | 0 | 0 | 0 | 0 | 0 | 0 | 0 | 0 | 0 | -1.8959e-09 | -7.6726e-11 | 1.9402e-10 | 1.9533e-09 | 4.7156e-11 | -2.219e-10 | 2.5573e-10 | -1.8456e-09 | 1.8346e-09 | -2.5949e-10 | 1.7641e-09 | -1.7496e-09 | 0 | 0 | 0 | 0 | 0 | 0 |  | 0.71579 | 1.0769 | 1.1115 | 0.71579 | 1.0769 | 1.1115 | -2.6131 | -108.8312 | 109.3003 | -2.6131 | -108.8312 | 109.3003
Line15_16_17 | 0 | 0 | 0 | 0 | 0 | 0 | 0 | 0 | 0 | 0 | 0 | 0 | -9.4793e-10 | -3.8363e-11 | 9.7009e-11 | 1.0054e-09 | 8.7932e-12 | -1.2489e-10 | 1.2787e-10 | -9.2278e-10 | 9.1728e-10 | -1.3162e-10 | 8.4137e-10 | -8.3234e-10 | 0 | 0 | 0 | 0 | 0 | 0 |  | 0.71579 | 1.0769 | 1.1115 | 0.71579 | 1.0769 | 1.1115 | -2.6131 | -108.8312 | 109.3003 | -2.6131 | -108.8312 | 109.3003
Line16_4_18 | 0 | 0 | 0 | 0 | 0 | 0 | 0 | 0 | 0 | 0 | 0 | 0 | -1.0404e-09 | -8.8079e-11 | -9.1223e-11 | 1.0971e-09 | 6.4553e-11 | 5.8004e-11 | 1.6373e-11 | -1.1173e-09 | 1.0236e-09 | -1.4536e-11 | 1.0219e-09 | -9.3034e-10 | 0 | 0 | 0 | 0 | 0 | 0 |  | 0.6072 | 1.0508 | 1.0586 | 0.6072 | 1.0508 | 1.0586 | -0.34007 | -106.0477 | 107.4149 | -0.34007 | -106.0477 | 107.4149
Line17_5_19 | 0.49831 | 0.24841 | 0.30265 | 0.49831 | 0.24841 | 0.30265 | 0.11508 | 0.057368 | 0.069895 | 0.11508 | 0.057368 | 0.069895 | -0.010832 | 0.036647 | -0.06263 | 0.013322 | -0.036032 | 0.063541 | -0.068708 | -0.047813 | -0.039105 | 0.073669 | 0.049051 | 0.040938 | 98.7648 | -53.4539 | -104.6099 | -81.2352 | 126.5461 | 75.3901 |  | 0.60442 | 1.0501 | 1.0564 | 0.65054 | 1.0609 | 1.0814 | -0.19453 | -105.9848 | 107.3701 | -1.4855 | -107.1534 | 108.1829
Line1_1_3 | 0.42093 | 0.21485 | 0.24647 | 0.42093 | 0.21485 | 0.24647 | 0.097209 | 0.049618 | 0.056919 | 0.097209 | 0.049618 | 0.056919 | -0.0086539 | 0.032531 | -0.051288 | 0.010431 | -0.032071 | 0.051892 | -0.053612 | -0.04004 | -0.028582 | 0.057153 | 0.040966 | 0.029798 | 100.4782 | -53.8852 | -102.6121 | -79.5218 | 126.1148 | 77.3879 |  | 0.55865 | 1.0397 | 1.0315 | 0.59764 | 1.0485 | 1.0513 | 1.3088 | -104.7923 | 106.5179 | 0.13532 | -105.8286 | 107.2531
Line2_1_4 | 0.53054 | 0.2622 | 0.327 | 0.53054 | 0.2622 | 0.327 | 0.12252 | 0.060552 | 0.075518 | 0.12252 | 0.060552 | 0.075518 | -0.008054 | 0.039114 | -0.066073 | 0.010876 | -0.038429 | 0.067137 | -0.067972 | -0.049333 | -0.041264 | 0.073596 | 0.050712 | 0.043404 | 98.0662 | -53.2019 | -105.4677 | -81.9338 | 126.7981 | 74.5323 |  | 0.55865 | 1.0397 | 1.0315 | 0.6072 | 1.0508 | 1.0586 | 1.3088 | -104.7923 | 106.5179 | -0.34007 | -106.0477 | 107.4149
Line3_1_5 | 0.49831 | 0.24841 | 0.30265 | 0.49831 | 0.24841 | 0.30265 | 0.11508 | 0.057368 | 0.069895 | 0.11508 | 0.057368 | 0.069895 | -0.0083426 | 0.037262 | -0.061718 | 0.010832 | -0.036647 | 0.06263 | -0.063746 | -0.046575 | -0.037272 | 0.068708 | 0.047813 | 0.039105 | 98.7648 | -53.4539 | -104.6099 | -81.2352 | 126.5461 | 75.3901 |  | 0.55865 | 1.0397 | 1.0315 | 0.60442 | 1.0501 | 1.0564 | 1.3088 | -104.7923 | 106.5179 | -0.19453 | -105.9848 | 107.3701
Line4_2_6 | 0.46965 | 0.23607 | 0.28146 | 0.46965 | 0.23607 | 0.28146 | 0.10846 | 0.054519 | 0.065001 | 0.10846 | 0.054519 | 0.065001 | -0.010733 | 0.035002 | -0.058634 | 0.012945 | -0.034447 | 0.059422 | -0.064396 | -0.045263 | -0.035492 | 0.068804 | 0.046381 | 0.037078 | 99.3937 | -53.643 | -103.859 | -80.6063 | 126.357 | 76.141 |  | 0.60192 | 1.0495 | 1.0544 | 0.6455 | 1.0597 | 1.0775 | -0.069009 | -105.9278 | 107.3282 | -1.2614 | -107.042 | 108.1039
Line5_6_7 | 0.46965 | 0.23607 | 0.28146 | 0.46965 | 0.23607 | 0.28146 | 0.10846 | 0.054519 | 0.065001 | 0.10846 | 0.054519 | 0.065001 | -0.012945 | 0.034447 | -0.059422 | 0.015156 | -0.033891 | 0.06021 | -0.068804 | -0.046381 | -0.037078 | 0.073211 | 0.047498 | 0.038663 | 99.3937 | -53.643 | -103.859 | -80.6063 | 126.357 | 76.141 |  | 0.6455 | 1.0597 | 1.0775 | 0.68931 | 1.0703 | 1.1008 | -1.2614 | -107.042 | 108.1039 | -2.3026 | -108.1345 | 108.8468
Line6_7_8 | 0 | 0 | 0 | 0 | 0 | 0 | 0 | 0 | 0 | 0 | 0 | 0 | -2.9341e-09 | -1.5942e-10 | 1.7451e-10 | 2.9918e-09 | 1.307e-10 | -2.0352e-10 | 3.2654e-10 | -2.9179e-09 | 2.8394e-09 | -3.294e-10 | 2.8328e-09 | -2.7518e-09 | 0 | 0 | 0 | 0 | 0 | 0 |  | 0.68931 | 1.0703 | 1.1008 | 0.68931 | 1.0703 | 1.1008 | -2.3026 | -108.1345 | 108.8468 | -2.3026 | -108.1345 | 108.8468
Line7_8_9 | 0 | 0 | 0 | 0 | 0 | 0 | 0 | 0 | 0 | 0 | 0 | 0 | -9.7803e-10 | -5.314e-11 | 5.8171e-11 | 1.0358e-09 | 2.4421e-11 | -8.718e-11 | 1.0885e-10 | -9.7262e-10 | 9.4647e-10 | -1.117e-10 | 8.8759e-10 | -8.5884e-10 | 0 | 0 | 0 | 0 | 0 | 0 |  | 0.68931 | 1.0703 | 1.1008 | 0.68931 | 1.0703 | 1.1008 | -2.3026 | -108.1345 | 108.8468 | -2.3026 | -108.1345 | 108.8468
Line8_8_10 | 0 | 0 | 0 | 0 | 0 | 0 | 0 | 0 | 0 | 0 | 0 | 0 | -9.7803e-10 | -5.314e-11 | 5.8171e-11 | 1.0358e-09 | 2.4421e-11 | -8.718e-11 | 1.0885e-10 | -9.7262e-10 | 9.4647e-10 | -1.117e-10 | 8.8759e-10 | -8.5884e-10 | 0 | 0 | 0 | 0 | 0 | 0 |  | 0.68931 | 1.0703 | 1.1008 | 0.68931 | 1.0703 | 1.1008 | -2.3026 | -108.1345 | 108.8468 | -2.3026 | -108.1345 | 108.8468
Line9_3_11 | 0.42093 | 0.21485 | 0.24647 | 0.42093 | 0.21485 | 0.24647 | 0.097209 | 0.049618 | 0.056919 | 0.097209 | 0.049618 | 0.056919 | -0.010431 | 0.032071 | -0.051892 | 0.012207 | -0.031611 | 0.052496 | -0.057153 | -0.040966 | -0.029798 | 0.060693 | 0.041892 | 0.031013 | 100.4782 | -53.8852 | -102.6121 | -79.5218 | 126.1148 | 77.3879 |  | 0.59764 | 1.0485 | 1.0513 | 0.63686 | 1.0577 | 1.0712 | 0.13532 | -105.8286 | 107.2531 | -0.89404 | -106.8473 | 107.961

## LG_max_10
name | pf_ikss_a_from_ka | pf_ikss_b_from_ka | pf_ikss_c_from_ka | pf_ikss_a_to_ka | pf_ikss_b_to_ka | pf_ikss_c_to_ka | pf_skss_a_from_mw | pf_skss_b_from_mw | pf_skss_c_from_mw | pf_skss_a_to_mw | pf_skss_b_to_mw | pf_skss_c_to_mw | pf_p_a_from_mw | pf_p_b_from_mw | pf_p_c_from_mw | pf_p_a_to_mw | pf_p_b_to_mw | pf_p_c_to_mw | pf_q_a_from_mvar | pf_q_b_from_mvar | pf_q_c_from_mvar | pf_q_a_to_mvar | pf_q_b_to_mvar | pf_q_c_to_mvar | pf_ikss_a_from_degree | pf_ikss_b_from_degree | pf_ikss_c_from_degree | pf_ikss_a_to_degree | pf_ikss_b_to_degree | pf_ikss_c_to_degree | 3xI0 | pf_vm_a_from_pu | pf_vm_b_from_pu | pf_vm_c_from_pu | pf_vm_a_to_pu | pf_vm_b_to_pu | pf_vm_c_to_pu | pf_va_a_from_degree | pf_va_b_from_degree | pf_va_c_from_degree | pf_va_a_to_degree | pf_va_b_to_degree | pf_va_c_to_degree
Line0_1_2 | 0.45639 | 0.23111 | 0.27474 | 0.45639 | 0.23111 | 0.27474 | 0.1054 | 0.053373 | 0.063448 | 0.1054 | 0.053373 | 0.063448 | -0.0082377 | 0.034394 | -0.056106 | 0.010326 | -0.033861 | 0.056857 | -0.058648 | -0.043722 | -0.034024 | 0.062809 | 0.044793 | 0.035534 | 99.2815 | -53.0301 | -104.6558 | -80.7185 | 126.9699 | 75.3442 |  | 0.5619 | 1.0423 | 1.0342 | 0.60393 | 1.0521 | 1.0567 | 1.2861 | -104.8394 | 106.5777 | -0.054756 | -105.9425 | 107.3487
Line10_11_12 | 0.41065 | 0.21099 | 0.24169 | 0.41065 | 0.21099 | 0.24169 | 0.094836 | 0.048727 | 0.055817 | 0.094836 | 0.048727 | 0.055817 | -0.01175 | 0.03069 | -0.051127 | 0.013441 | -0.030246 | 0.051708 | -0.059366 | -0.04156 | -0.031244 | 0.062736 | 0.042453 | 0.032413 | 100.3209 | -53.286 | -103.4728 | -79.6791 | 126.714 | 76.5272 |  | 0.63813 | 1.0603 | 1.0735 | 0.67653 | 1.0698 | 1.0933 | -0.87493 | -106.8421 | 107.9566 | -1.7722 | -107.8175 | 108.6087
Line11_12_13 | 0.41065 | 0.21099 | 0.24169 | 0.41065 | 0.21099 | 0.24169 | 0.094836 | 0.048727 | 0.055817 | 0.094836 | 0.048727 | 0.055817 | -0.013441 | 0.030246 | -0.051708 | 0.015133 | -0.029803 | 0.052289 | -0.062736 | -0.042453 | -0.032413 | 0.066105 | 0.043346 | 0.033582 | 100.3209 | -53.286 | -103.4728 | -79.6791 | 126.714 | 76.5272 |  | 0.67653 | 1.0698 | 1.0933 | 0.71508 | 1.0796 | 1.1134 | -1.7722 | -107.8175 | 108.6087 | -2.5729 | -108.7756 | 109.2374
Line12_13_15 | 0 | 0 | 0 | 0 | 0 | 0 | 0 | 0 | 0 | 0 | 0 | 0 | -2.8383e-09 | -8.5872e-11 | 3.1281e-10 | 2.8986e-09 | 5.4886e-11 | -3.4205e-10 | 3.7679e-10 | -2.7997e-09 | 2.7836e-09 | -3.8066e-10 | 2.714e-09 | -2.6943e-09 | 0 | 0 | 0 | 0 | 0 | 0 |  | 0.71508 | 1.0796 | 1.1134 | 0.71508 | 1.0796 | 1.1134 | -2.5729 | -108.7756 | 109.2374 | -2.5729 | -108.7756 | 109.2374
Line13_13_14 | 0.41065 | 0.21099 | 0.24169 | 0.41065 | 0.21099 | 0.24169 | 0.094836 | 0.048727 | 0.055817 | 0.094836 | 0.048727 | 0.055817 | -0.015133 | 0.029803 | -0.052289 | 0.016824 | -0.029359 | 0.05287 | -0.066105 | -0.043346 | -0.033582 | 0.069475 | 0.044239 | 0.034751 | 100.3209 | -53.286 | -103.4728 | -79.6791 | 126.714 | 76.5272 |  | 0.71508 | 1.0796 | 1.1134 | 0.75375 | 1.0896 | 1.1335 | -2.5729 | -108.7756 | 109.2374 | -3.2915 | -109.7161 | 109.8439
Line14_15_16 | 0 | 0 | 0 | 0 | 0 | 0 | 0 | 0 | 0 | 0 | 0 | 0 | -1.8922e-09 | -5.7248e-11 | 2.0854e-10 | 1.9524e-09 | 2.6262e-11 | -2.3778e-10 | 2.5119e-10 | -1.8665e-09 | 1.8557e-09 | -2.5507e-10 | 1.7808e-09 | -1.7664e-09 | 0 | 0 | 0 | 0 | 0 | 0 |  | 0.71508 | 1.0796 | 1.1134 | 0.71508 | 1.0796 | 1.1134 | -2.5729 | -108.7756 | 109.2374 | -2.5729 | -108.7756 | 109.2374
Line15_16_17 | 0 | 0 | 0 | 0 | 0 | 0 | 0 | 0 | 0 | 0 | 0 | 0 | -9.4611e-10 | -2.8624e-11 | 1.0427e-10 | 1.0063e-09 | -2.3618e-12 | -1.3351e-10 | 1.256e-10 | -9.3324e-10 | 9.2786e-10 | -1.2947e-10 | 8.4756e-10 | -8.3856e-10 | 0 | 0 | 0 | 0 | 0 | 0 |  | 0.71508 | 1.0796 | 1.1134 | 0.71508 | 1.0796 | 1.1134 | -2.5729 | -108.7756 | 109.2374 | -2.5729 | -108.7756 | 109.2374
Line16_4_18 | 0 | 0 | 0 | 0 | 0 | 0 | 0 | 0 | 0 | 0 | 0 | 0 | -1.0371e-09 | -7.9903e-11 | -8.5036e-11 | 1.0964e-09 | 5.5171e-11 | 5.0401e-11 | 1.501e-11 | -1.1236e-09 | 1.0287e-09 | -1.3122e-11 | 1.0238e-09 | -9.3121e-10 | 0 | 0 | 0 | 0 | 0 | 0 |  | 0.60883 | 1.0533 | 1.0607 | 0.60883 | 1.0533 | 1.0607 | -0.30618 | -106.0542 | 107.4276 | -0.30618 | -106.0542 | 107.4276
Line17_5_19 | 0.48313 | 0.24276 | 0.29461 | 0.48313 | 0.24276 | 0.29461 | 0.11157 | 0.056062 | 0.068037 | 0.11157 | 0.056062 | 0.068037 | -0.010411 | 0.035385 | -0.060572 | 0.012752 | -0.034797 | 0.061435 | -0.066836 | -0.047227 | -0.038962 | 0.0715 | 0.04841 | 0.040699 | 98.6824 | -52.8377 | -105.364 | -81.3176 | 127.1623 | 74.636 |  | 0.60625 | 1.0526 | 1.0586 | 0.65094 | 1.0634 | 1.0831 | -0.17156 | -105.9957 | 107.3869 | -1.4298 | -107.1289 | 108.1595
Line1_1_3 | 0.41065 | 0.21099 | 0.24169 | 0.41065 | 0.21099 | 0.24169 | 0.094836 | 0.048727 | 0.055817 | 0.094836 | 0.048727 | 0.055817 | -0.0083682 | 0.031578 | -0.049965 | 0.010059 | -0.031134 | 0.050546 | -0.052627 | -0.039775 | -0.028906 | 0.055997 | 0.040667 | 0.030075 | 100.3209 | -53.286 | -103.4728 | -79.6791 | 126.714 | 76.5272 |  | 0.5619 | 1.0423 | 1.0342 | 0.59991 | 1.0511 | 1.0538 | 1.2861 | -104.8394 | 106.5777 | 0.13692 | -105.8493 | 107.28
Line2_1_4 | 0.51306 | 0.25572 | 0.31732 | 0.51306 | 0.25572 | 0.31732 | 0.11849 | 0.059056 | 0.073281 | 0.11849 | 0.059056 | 0.073281 | -0.0078068 | 0.037681 | -0.063741 | 0.010446 | -0.037028 | 0.064743 | -0.066119 | -0.048669 | -0.040994 | 0.071379 | 0.049981 | 0.043009 | 98.0199 | -52.587 | -106.1691 | -81.9801 | 127.413 | 73.8309 |  | 0.5619 | 1.0423 | 1.0342 | 0.60883 | 1.0533 | 1.0607 | 1.2861 | -104.8394 | 106.5777 | -0.30618 | -106.0542 | 107.4276
Line3_1_5 | 0.48313 | 0.24276 | 0.29461 | 0.48313 | 0.24276 | 0.29461 | 0.11157 | 0.056062 | 0.068037 | 0.11157 | 0.056062 | 0.068037 | -0.0080708 | 0.035972 | -0.059709 | 0.010411 | -0.035385 | 0.060572 | -0.062173 | -0.046045 | -0.037226 | 0.066836 | 0.047227 | 0.038962 | 98.6824 | -52.8377 | -105.364 | -81.3176 | 127.1623 | 74.636 |  | 0.5619 | 1.0423 | 1.0342 | 0.60625 | 1.0526 | 1.0586 | 1.2861 | -104.8394 | 106.5777 | -0.17156 | -105.9957 | 107.3869
Line4_2_6 | 0.45639 | 0.23111 | 0.27474 | 0.45639 | 0.23111 | 0.27474 | 0.1054 | 0.053373 | 0.063448 | 0.1054 | 0.053373 | 0.063448 | -0.010326 | 0.033861 | -0.056857 | 0.012415 | -0.033329 | 0.057607 | -0.062809 | -0.044793 | -0.035534 | 0.066971 | 0.045864 | 0.037045 | 99.2815 | -53.0301 | -104.6558 | -80.7185 | 126.9699 | 75.3442 |  | 0.60393 | 1.0521 | 1.0567 | 0.64624 | 1.0622 | 1.0795 | -0.054756 | -105.9425 | 107.3487 | -1.2206 | -107.0248 | 108.0875
Line5_6_7 | 0.45639 | 0.23111 | 0.27474 | 0.45639 | 0.23111 | 0.27474 | 0.1054 | 0.053373 | 0.063448 | 0.1054 | 0.053373 | 0.063448 | -0.012415 | 0.033329 | -0.057607 | 0.014503 | -0.032796 | 0.058358 | -0.066971 | -0.045864 | -0.037045 | 0.071133 | 0.046936 | 0.038555 | 99.2815 | -53.0301 | -104.6558 | -80.7185 | 126.9699 | 75.3442 |  | 0.64624 | 1.0622 | 1.0795 | 0.68878 | 1.0728 | 1.1024 | -1.2206 | -107.0248 | 108.0875 | -2.2427 | -108.0862 | 108.7956
Line6_7_8 | 0 | 0 | 0 | 0 | 0 | 0 | 0 | 0 | 0 | 0 | 0 | 0 | -2.9278e-09 | -1.3152e-10 | 1.9191e-10 | 2.9883e-09 | 1.0147e-10 | -2.2233e-10 | 3.1746e-10 | -2.9479e-09 | 2.8678e-09 | -3.2036e-10 | 2.8585e-09 | -2.7758e-09 | 0 | 0 | 0 | 0 | 0 | 0 |  | 0.68878 | 1.0728 | 1.1024 | 0.68878 | 1.0728 | 1.1024 | -2.2427 | -108.0862 | 108.7956 | -2.2427 | -108.0862 | 108.7956
Line7_8_9 | 0 | 0 | 0 | 0 | 0 | 0 | 0 | 0 | 0 | 0 | 0 | 0 | -9.7595e-10 | -4.384e-11 | 6.397e-11 | 1.0364e-09 | 1.3792e-11 | -9.4388e-11 | 1.0582e-10 | -9.8263e-10 | 9.5594e-10 | -1.0872e-10 | 8.9326e-10 | -8.6396e-10 | 0 | 0 | 0 | 0 | 0 | 0 |  | 0.68878 | 1.0728 | 1.1024 | 0.68878 | 1.0728 | 1.1024 | -2.2427 | -108.0862 | 108.7956 | -2.2427 | -108.0862 | 108.7956
Line8_8_10 | 0 | 0 | 0 | 0 | 0 | 0 | 0 | 0 | 0 | 0 | 0 | 0 | -9.7595e-10 | -4.384e-11 | 6.397e-11 | 1.0364e-09 | 1.3792e-11 | -9.4388e-11 | 1.0582e-10 | -9.8263e-10 | 9.5594e-10 | -1.0872e-10 | 8.9326e-10 | -8.6396e-10 | 0 | 0 | 0 | 0 | 0 | 0 |  | 0.68878 | 1.0728 | 1.1024 | 0.68878 | 1.0728 | 1.1024 | -2.2427 | -108.0862 | 108.7956 | -2.2427 | -108.0862 | 108.7956
Line9_3_11 | 0.41065 | 0.21099 | 0.24169 | 0.41065 | 0.21099 | 0.24169 | 0.094836 | 0.048727 | 0.055817 | 0.094836 | 0.048727 | 0.055817 | -0.010059 | 0.031134 | -0.050546 | 0.01175 | -0.03069 | 0.051127 | -0.055997 | -0.040667 | -0.030075 | 0.059366 | 0.04156 | 0.031244 | 100.3209 | -53.286 | -103.4728 | -79.6791 | 126.714 | 76.5272 |  | 0.59991 | 1.0511 | 1.0538 | 0.63813 | 1.0603 | 1.0735 | 0.13692 | -105.8493 | 107.28 | -0.87493 | -106.8421 | 107.9566

## LG_max_fault_6
name | pf_ikss_a_from_ka | pf_ikss_b_from_ka | pf_ikss_c_from_ka | pf_ikss_a_to_ka | pf_ikss_b_to_ka | pf_ikss_c_to_ka | pf_skss_a_from_mw | pf_skss_b_from_mw | pf_skss_c_from_mw | pf_skss_a_to_mw | pf_skss_b_to_mw | pf_skss_c_to_mw | pf_p_a_from_mw | pf_p_b_from_mw | pf_p_c_from_mw | pf_p_a_to_mw | pf_p_b_to_mw | pf_p_c_to_mw | pf_q_a_from_mvar | pf_q_b_from_mvar | pf_q_c_from_mvar | pf_q_a_to_mvar | pf_q_b_to_mvar | pf_q_c_to_mvar | pf_ikss_a_from_degree | pf_ikss_b_from_degree | pf_ikss_c_from_degree | pf_ikss_a_to_degree | pf_ikss_b_to_degree | pf_ikss_c_to_degree | 3xI0 | pf_vm_a_from_pu | pf_vm_b_from_pu | pf_vm_c_from_pu | pf_vm_a_to_pu | pf_vm_b_to_pu | pf_vm_c_to_pu | pf_va_a_from_degree | pf_va_b_from_degree | pf_va_c_from_degree | pf_va_a_to_degree | pf_va_b_to_degree | pf_va_c_to_degree
Line0_1_2 | 0.11643 | 0.11462 | 0.1119 | 0.11643 | 0.11462 | 0.1119 | 0.026888 | 0.026471 | 0.025842 | 0.026888 | 0.026471 | 0.025842 | -0.0041298 | -0.0027763 | -0.0038384 | 0.0042653 | 0.0029076 | 0.0039636 | -0.030352 | -0.030104 | -0.029391 | 0.030623 | 0.030367 | 0.029642 | 97.509 | -24.599 | -142.7353 | -82.491 | 155.401 | 37.2647 |  | 1.1392 | 1.1421 | 1.147 | 1.1499 | 1.1524 | 1.1572 | -0.23918 | -119.868 | 119.8243 | -0.42039 | -120.0684 | 119.6485
Line10_11_12 | 0.10372 | 0.10225 | 0.09965 | 0.10372 | 0.10225 | 0.09965 | 0.023954 | 0.023615 | 0.023013 | 0.023954 | 0.023615 | 0.023013 | -0.0038224 | -0.0025825 | -0.003501 | 0.00393 | 0.002687 | 0.0036003 | -0.027481 | -0.027283 | -0.026586 | 0.027696 | 0.027493 | 0.026784 | 97.3565 | -24.8193 | -142.9886 | -82.6435 | 155.1807 | 37.0114 |  | 1.1583 | 1.1605 | 1.1652 | 1.1678 | 1.1698 | 1.1743 | -0.56225 | -120.2265 | 119.5094 | -0.71984 | -120.4015 | 119.3557
Line11_12_13 | 0.10372 | 0.10225 | 0.09965 | 0.10372 | 0.10225 | 0.09965 | 0.023954 | 0.023615 | 0.023013 | 0.023954 | 0.023615 | 0.023013 | -0.00393 | -0.002687 | -0.0036003 | 0.0040377 | 0.0027916 | 0.0036996 | -0.027696 | -0.027493 | -0.026784 | 0.027911 | 0.027702 | 0.026983 | 97.3565 | -24.8193 | -142.9886 | -82.6435 | 155.1807 | 37.0114 |  | 1.1678 | 1.1698 | 1.1743 | 1.1773 | 1.179 | 1.1835 | -0.71984 | -120.4015 | 119.3557 | -0.87488 | -120.5738 | 119.2043
Line12_13_15 | 0 | 0 | 0 | 0 | 0 | 0 | 0 | 0 | 0 | 0 | 0 | 0 | 1.0062e-09 | 1.0213e-09 | 1.0889e-09 | -1.0051e-09 | -1.0226e-09 | -1.0886e-09 | 2.1467e-10 | 1.4139e-10 | 2.0317e-10 | -2.1562e-10 | -1.4188e-10 | -2.0173e-10 | 0 | 0 | 0 | 0 | 0 | 0 |  | 1.1773 | 1.179 | 1.1835 | 1.1773 | 1.179 | 1.1835 | -0.87488 | -120.5738 | 119.2043 | -0.87488 | -120.5738 | 119.2043
Line13_13_14 | 0.10372 | 0.10225 | 0.09965 | 0.10372 | 0.10225 | 0.09965 | 0.023954 | 0.023615 | 0.023013 | 0.023954 | 0.023615 | 0.023013 | -0.0040377 | -0.0027916 | -0.0036996 | 0.0041453 | 0.0028961 | 0.0037989 | -0.027911 | -0.027702 | -0.026983 | 0.028126 | 0.027911 | 0.027182 | 97.3565 | -24.8193 | -142.9886 | -82.6435 | 155.1807 | 37.0114 |  | 1.1773 | 1.179 | 1.1835 | 1.1869 | 1.1883 | 1.1926 | -0.87488 | -120.5738 | 119.2043 | -1.0274 | -120.7433 | 119.0553
Line14_15_16 | 0 | 0 | 0 | 0 | 0 | 0 | 0 | 0 | 0 | 0 | 0 | 0 | 6.7081e-10 | 6.8085e-10 | 7.2594e-10 | -6.6971e-10 | -6.8222e-10 | -7.2567e-10 | 1.4311e-10 | 9.4261e-11 | 1.3544e-10 | -1.4406e-10 | -9.4749e-11 | -1.3401e-10 | 0 | 0 | 0 | 0 | 0 | 0 |  | 1.1773 | 1.179 | 1.1835 | 1.1773 | 1.179 | 1.1835 | -0.87488 | -120.5738 | 119.2043 | -0.87488 | -120.5738 | 119.2043
Line15_16_17 | 0 | 0 | 0 | 0 | 0 | 0 | 0 | 0 | 0 | 0 | 0 | 0 | 3.354e-10 | 3.4042e-10 | 3.6297e-10 | -3.343e-10 | -3.418e-10 | -3.627e-10 | 7.1555e-11 | 4.7131e-11 | 6.7722e-11 | -7.2504e-11 | -4.7618e-11 | -6.6285e-11 | 0 | 0 | 0 | 0 | 0 | 0 |  | 1.1773 | 1.179 | 1.1835 | 1.1773 | 1.179 | 1.1835 | -0.87488 | -120.5738 | 119.2043 | -0.87488 | -120.5738 | 119.2043
Line16_4_18 | 0 | 0 | 0 | 0 | 0 | 0 | 0 | 0 | 0 | 0 | 0 | 0 | 2.1858e-10 | 2.2639e-10 | 2.4969e-10 | -2.1726e-10 | -2.2791e-10 | -2.4949e-10 | 3.4933e-11 | 6.8688e-12 | 3.2043e-11 | -3.5927e-11 | -7.5261e-12 | -3.0392e-11 | 0 | 0 | 0 | 0 | 0 | 0 |  | 1.1514 | 1.1539 | 1.1587 | 1.1514 | 1.1539 | 1.1587 | -0.44325 | -120.0927 | 119.6274 | -0.44325 | -120.0927 | 119.6274
Line17_5_19 | 0.12401 | 0.12199 | 0.11922 | 0.12401 | 0.12199 | 0.11922 | 0.028638 | 0.028173 | 0.027532 | 0.028638 | 0.028173 | 0.027532 | -0.0046043 | -0.0031785 | -0.0043134 | 0.0047581 | 0.0033273 | 0.0044555 | -0.032628 | -0.032331 | -0.031587 | 0.032936 | 0.032628 | 0.031871 | 97.601 | -24.465 | -142.5855 | -82.399 | 155.535 | 37.4145 |  | 1.1506 | 1.1531 | 1.1579 | 1.162 | 1.1641 | 1.1689 | -0.43116 | -120.0798 | 119.6385 | -0.61939 | -120.2877 | 119.4563
Line1_1_3 | 0.10372 | 0.10225 | 0.09965 | 0.10372 | 0.10225 | 0.09965 | 0.023954 | 0.023615 | 0.023013 | 0.023954 | 0.023615 | 0.023013 | -0.0036072 | -0.0023734 | -0.0033024 | 0.0037148 | 0.0024779 | 0.0034017 | -0.02705 | -0.026865 | -0.026189 | 0.027266 | 0.027074 | 0.026387 | 97.3565 | -24.8193 | -142.9886 | -82.6435 | 155.1807 | 37.0114 |  | 1.1392 | 1.1421 | 1.147 | 1.1488 | 1.1513 | 1.1561 | -0.23918 | -119.868 | 119.8243 | -0.40205 | -120.0487 | 119.6656
Line2_1_4 | 0.13263 | 0.13037 | 0.12756 | 0.13263 | 0.13037 | 0.12756 | 0.030628 | 0.030108 | 0.029458 | 0.030628 | 0.030108 | 0.029458 | -0.0048235 | -0.0033301 | -0.0045617 | 0.0049994 | 0.0035 | 0.0047244 | -0.034558 | -0.034224 | -0.033479 | 0.03491 | 0.034564 | 0.033804 | 97.7065 | -24.3104 | -142.4165 | -82.2935 | 155.6896 | 37.5835 |  | 1.1392 | 1.1421 | 1.147 | 1.1514 | 1.1539 | 1.1587 | -0.23918 | -119.868 | 119.8243 | -0.44325 | -120.0927 | 119.6274
Line3_1_5 | 0.12401 | 0.12199 | 0.11922 | 0.12401 | 0.12199 | 0.11922 | 0.028638 | 0.028173 | 0.027532 | 0.028638 | 0.028173 | 0.027532 | -0.0044505 | -0.0030297 | -0.0041713 | 0.0046043 | 0.0031785 | 0.0043134 | -0.032321 | -0.032033 | -0.031303 | 0.032628 | 0.032331 | 0.031587 | 97.601 | -24.465 | -142.5855 | -82.399 | 155.535 | 37.4145 |  | 1.1392 | 1.1421 | 1.147 | 1.1506 | 1.1531 | 1.1579 | -0.23918 | -119.868 | 119.8243 | -0.43116 | -120.0798 | 119.6385
Line4_2_6 | 0.11643 | 0.11462 | 0.1119 | 0.11643 | 0.11462 | 0.1119 | 0.026888 | 0.026471 | 0.025842 | 0.026888 | 0.026471 | 0.025842 | -0.0042653 | -0.0029076 | -0.0039636 | 0.0044009 | 0.003039 | 0.0040888 | -0.030623 | -0.030367 | -0.029642 | 0.030894 | 0.03063 | 0.029892 | 97.509 | -24.599 | -142.7352 | -82.491 | 155.401 | 37.2648 |  | 1.1499 | 1.1524 | 1.1572 | 1.1606 | 1.1628 | 1.1675 | -0.42039 | -120.0684 | 119.6485 | -0.59827 | -120.2652 | 119.4759
Line5_6_7 | 0.11643 | 0.11462 | 0.1119 | 0.11643 | 0.11462 | 0.1119 | 0.026888 | 0.026471 | 0.025842 | 0.026888 | 0.026471 | 0.025842 | -0.0044009 | -0.003039 | -0.0040888 | 0.0045365 | 0.0031704 | 0.004214 | -0.030894 | -0.03063 | -0.029892 | 0.031165 | 0.030892 | 0.030142 | 97.509 | -24.5989 | -142.7352 | -82.491 | 155.4011 | 37.2648 |  | 1.1606 | 1.1628 | 1.1675 | 1.1713 | 1.1732 | 1.1778 | -0.59827 | -120.2652 | 119.4759 | -0.77291 | -120.4585 | 119.3062
Line6_7_8 | 0 | 0 | 0 | 0 | 0 | 0 | 0 | 0 | 0 | 0 | 0 | 0 | 9.2357e-10 | 9.4031e-10 | 1.0092e-09 | -9.2242e-10 | -9.4172e-10 | -1.009e-09 | 1.8827e-10 | 1.1202e-10 | 1.7703e-10 | -1.8924e-10 | -1.1254e-10 | -1.7554e-10 | 0 | 0 | 0 | 0 | 0 | 0 |  | 1.1713 | 1.1732 | 1.1778 | 1.1713 | 1.1732 | 1.1778 | -0.77291 | -120.4585 | 119.3062 | -0.77291 | -120.4585 | 119.3062
Line7_8_9 | 0 | 0 | 0 | 0 | 0 | 0 | 0 | 0 | 0 | 0 | 0 | 0 | 3.0786e-10 | 3.1344e-10 | 3.3641e-10 | -3.067e-10 | -3.1485e-10 | -3.3614e-10 | 6.2758e-11 | 3.7338e-11 | 5.9011e-11 | -6.3728e-11 | -3.7862e-11 | -5.7517e-11 | 0 | 0 | 0 | 0 | 0 | 0 |  | 1.1713 | 1.1732 | 1.1778 | 1.1713 | 1.1732 | 1.1778 | -0.77291 | -120.4585 | 119.3062 | -0.77291 | -120.4585 | 119.3062
Line8_8_10 | 0 | 0 | 0 | 0 | 0 | 0 | 0 | 0 | 0 | 0 | 0 | 0 | 3.0786e-10 | 3.1344e-10 | 3.3641e-10 | -3.067e-10 | -3.1485e-10 | -3.3614e-10 | 6.2758e-11 | 3.7338e-11 | 5.9011e-11 | -6.3728e-11 | -3.7862e-11 | -5.7517e-11 | 0 | 0 | 0 | 0 | 0 | 0 |  | 1.1713 | 1.1732 | 1.1778 | 1.1713 | 1.1732 | 1.1778 | -0.77291 | -120.4585 | 119.3062 | -0.77291 | -120.4585 | 119.3062
Line9_3_11 | 0.10372 | 0.10225 | 0.09965 | 0.10372 | 0.10225 | 0.09965 | 0.023954 | 0.023615 | 0.023013 | 0.023954 | 0.023615 | 0.023013 | -0.0037148 | -0.0024779 | -0.0034017 | 0.0038224 | 0.0025825 | 0.003501 | -0.027266 | -0.027074 | -0.026387 | 0.027481 | 0.027283 | 0.026586 | 97.3565 | -24.8193 | -142.9886 | -82.6435 | 155.1807 | 37.0114 |  | 1.1488 | 1.1513 | 1.1561 | 1.1583 | 1.1605 | 1.1652 | -0.40205 | -120.0487 | 119.6656 | -0.56225 | -120.2265 | 119.5094

## LG_max_fault_10
name | pf_ikss_a_from_ka | pf_ikss_b_from_ka | pf_ikss_c_from_ka | pf_ikss_a_to_ka | pf_ikss_b_to_ka | pf_ikss_c_to_ka | pf_skss_a_from_mw | pf_skss_b_from_mw | pf_skss_c_from_mw | pf_skss_a_to_mw | pf_skss_b_to_mw | pf_skss_c_to_mw | pf_p_a_from_mw | pf_p_b_from_mw | pf_p_c_from_mw | pf_p_a_to_mw | pf_p_b_to_mw | pf_p_c_to_mw | pf_q_a_from_mvar | pf_q_b_from_mvar | pf_q_c_from_mvar | pf_q_a_to_mvar | pf_q_b_to_mvar | pf_q_c_to_mvar | pf_ikss_a_from_degree | pf_ikss_b_from_degree | pf_ikss_c_from_degree | pf_ikss_a_to_degree | pf_ikss_b_to_degree | pf_ikss_c_to_degree | 3xI0 | pf_vm_a_from_pu | pf_vm_b_from_pu | pf_vm_c_from_pu | pf_vm_a_to_pu | pf_vm_b_to_pu | pf_vm_c_to_pu | pf_va_a_from_degree | pf_va_b_from_degree | pf_va_c_from_degree | pf_va_a_to_degree | pf_va_b_to_degree | pf_va_c_to_degree
Line0_1_2 | 0.11705 | 0.11531 | 0.11271 | 0.11705 | 0.11531 | 0.11271 | 0.027032 | 0.02663 | 0.026028 | 0.027032 | 0.02663 | 0.026028 | -0.0041151 | -0.002805 | -0.0038367 | 0.0042522 | 0.0029379 | 0.0039638 | -0.030588 | -0.030351 | -0.029672 | 0.030862 | 0.030617 | 0.029926 | 97.4259 | -24.5861 | -142.8052 | -82.5741 | 155.4139 | 37.1948 |  | 1.1417 | 1.1446 | 1.1495 | 1.1525 | 1.155 | 1.1598 | -0.23639 | -119.8663 | 119.827 | -0.41898 | -120.0673 | 119.6498
Line10_11_12 | 0.10472 | 0.10329 | 0.10079 | 0.10472 | 0.10329 | 0.10079 | 0.024183 | 0.023853 | 0.023276 | 0.024183 | 0.023853 | 0.023276 | -0.0038275 | -0.0026228 | -0.0035197 | 0.0039371 | 0.0027295 | 0.0036213 | -0.027812 | -0.027622 | -0.026955 | 0.028032 | 0.027835 | 0.027158 | 97.2724 | -24.803 | -143.0523 | -82.7276 | 155.197 | 36.9477 |  | 1.1609 | 1.1632 | 1.1679 | 1.1705 | 1.1725 | 1.1771 | -0.56324 | -120.2274 | 119.5083 | -0.72264 | -120.4036 | 119.3527
Line11_12_13 | 0.10472 | 0.10329 | 0.10079 | 0.10472 | 0.10329 | 0.10079 | 0.024183 | 0.023853 | 0.023276 | 0.024183 | 0.023853 | 0.023276 | -0.0039371 | -0.0027295 | -0.0036213 | 0.0040468 | 0.0028362 | 0.0037229 | -0.028032 | -0.027835 | -0.027158 | 0.028251 | 0.028048 | 0.027361 | 97.2724 | -24.803 | -143.0523 | -82.7276 | 155.197 | 36.9477 |  | 1.1705 | 1.1725 | 1.1771 | 1.1801 | 1.1819 | 1.1864 | -0.72264 | -120.4036 | 119.3527 | -0.87945 | -120.577 | 119.1995
Line12_13_15 | 0 | 0 | 0 | 0 | 0 | 0 | 0 | 0 | 0 | 0 | 0 | 0 | 1.0455e-09 | 1.0607e-09 | 1.1291e-09 | -1.0444e-09 | -1.0621e-09 | -1.1289e-09 | 2.1618e-10 | 1.4247e-10 | 2.0509e-10 | -2.1718e-10 | -1.4299e-10 | -2.0358e-10 | 0 | 0 | 0 | 0 | 0 | 0 |  | 1.1801 | 1.1819 | 1.1864 | 1.1801 | 1.1819 | 1.1864 | -0.87945 | -120.577 | 119.1995 | -0.87945 | -120.577 | 119.1995
Line13_13_14 | 0.10472 | 0.10329 | 0.10079 | 0.10472 | 0.10329 | 0.10079 | 0.024183 | 0.023853 | 0.023276 | 0.024183 | 0.023853 | 0.023276 | -0.0040468 | -0.0028362 | -0.0037229 | 0.0041565 | 0.0029429 | 0.0038244 | -0.028251 | -0.028048 | -0.027361 | 0.02847 | 0.028262 | 0.027564 | 97.2724 | -24.803 | -143.0522 | -82.7276 | 155.197 | 36.9478 |  | 1.1801 | 1.1819 | 1.1864 | 1.1898 | 1.1912 | 1.1956 | -0.87945 | -120.577 | 119.1995 | -1.0337 | -120.7477 | 119.0487
Line14_15_16 | 0 | 0 | 0 | 0 | 0 | 0 | 0 | 0 | 0 | 0 | 0 | 0 | 6.9702e-10 | 7.0711e-10 | 7.5276e-10 | -6.9586e-10 | -7.0855e-10 | -7.5248e-10 | 1.4412e-10 | 9.4982e-11 | 1.3673e-10 | -1.4512e-10 | -9.5496e-11 | -1.3521e-10 | 0 | 0 | 0 | 0 | 0 | 0 |  | 1.1801 | 1.1819 | 1.1864 | 1.1801 | 1.1819 | 1.1864 | -0.87945 | -120.577 | 119.1995 | -0.87945 | -120.577 | 119.1995
Line15_16_17 | 0 | 0 | 0 | 0 | 0 | 0 | 0 | 0 | 0 | 0 | 0 | 0 | 3.4851e-10 | 3.5355e-10 | 3.7638e-10 | -3.4735e-10 | -3.55e-10 | -3.761e-10 | 7.2061e-11 | 4.7491e-11 | 6.8363e-11 | -7.3058e-11 | -4.8005e-11 | -6.6852e-11 | 0 | 0 | 0 | 0 | 0 | 0 |  | 1.1801 | 1.1819 | 1.1864 | 1.1801 | 1.1819 | 1.1864 | -0.87945 | -120.577 | 119.1995 | -0.87945 | -120.577 | 119.1995
Line16_4_18 | 0 | 0 | 0 | 0 | 0 | 0 | 0 | 0 | 0 | 0 | 0 | 0 | 2.2959e-10 | 2.3736e-10 | 2.6084e-10 | -2.2821e-10 | -2.3895e-10 | -2.6063e-10 | 3.4778e-11 | 6.693e-12 | 3.2021e-11 | -3.5819e-11 | -7.3785e-12 | -3.0295e-11 | 0 | 0 | 0 | 0 | 0 | 0 |  | 1.1539 | 1.1564 | 1.1612 | 1.1539 | 1.1564 | 1.1612 | -0.44097 | -120.0906 | 119.6294 | -0.44097 | -120.0906 | 119.6294
Line17_5_19 | 0.12437 | 0.12243 | 0.11978 | 0.12437 | 0.12243 | 0.11978 | 0.028721 | 0.028275 | 0.027662 | 0.028721 | 0.028275 | 0.027662 | -0.004579 | -0.0032016 | -0.0043009 | 0.0047337 | 0.0033515 | 0.0044444 | -0.032801 | -0.032518 | -0.031811 | 0.033111 | 0.032818 | 0.032098 | 97.5177 | -24.4552 | -142.66 | -82.4823 | 155.5448 | 37.34 |  | 1.1531 | 1.1556 | 1.1604 | 1.1646 | 1.1667 | 1.1714 | -0.42937 | -120.0784 | 119.6401 | -0.61856 | -120.2864 | 119.4567
Line1_1_3 | 0.10472 | 0.10329 | 0.10079 | 0.10472 | 0.10329 | 0.10079 | 0.024183 | 0.023853 | 0.023276 | 0.024183 | 0.023853 | 0.023276 | -0.0036081 | -0.0024095 | -0.0033166 | 0.0037178 | 0.0025162 | 0.0034181 | -0.027374 | -0.027195 | -0.026549 | 0.027593 | 0.027408 | 0.026752 | 97.2724 | -24.803 | -143.0523 | -82.7276 | 155.197 | 36.9477 |  | 1.1417 | 1.1446 | 1.1495 | 1.1513 | 1.1539 | 1.1587 | -0.23639 | -119.8663 | 119.827 | -0.40118 | -120.0483 | 119.6664
Line2_1_4 | 0.13264 | 0.13049 | 0.1278 | 0.13264 | 0.13049 | 0.1278 | 0.030632 | 0.030134 | 0.029513 | 0.030632 | 0.030134 | 0.029513 | -0.0047821 | -0.0033423 | -0.0045314 | 0.0049581 | 0.0035126 | 0.0046947 | -0.034645 | -0.034328 | -0.033621 | 0.034997 | 0.034669 | 0.033947 | 97.6226 | -24.3052 | -142.4968 | -82.3774 | 155.6948 | 37.5032 |  | 1.1417 | 1.1446 | 1.1495 | 1.1539 | 1.1564 | 1.1612 | -0.23639 | -119.8663 | 119.827 | -0.44097 | -120.0906 | 119.6294
Line3_1_5 | 0.12437 | 0.12243 | 0.11978 | 0.12437 | 0.12243 | 0.11978 | 0.028721 | 0.028275 | 0.027662 | 0.028721 | 0.028275 | 0.027662 | -0.0044243 | -0.0030518 | -0.0041575 | 0.004579 | 0.0032016 | 0.0043009 | -0.032492 | -0.032218 | -0.031524 | 0.032801 | 0.032518 | 0.031811 | 97.5177 | -24.4552 | -142.66 | -82.4823 | 155.5448 | 37.34 |  | 1.1417 | 1.1446 | 1.1495 | 1.1531 | 1.1556 | 1.1604 | -0.23639 | -119.8663 | 119.827 | -0.42937 | -120.0784 | 119.6401
Line4_2_6 | 0.11705 | 0.11531 | 0.11271 | 0.11705 | 0.11531 | 0.11271 | 0.027032 | 0.02663 | 0.026028 | 0.027032 | 0.02663 | 0.026028 | -0.0042522 | -0.0029379 | -0.0039638 | 0.0043892 | 0.0030709 | 0.0040908 | -0.030862 | -0.030617 | -0.029926 | 0.031136 | 0.030883 | 0.03018 | 97.4259 | -24.5861 | -142.8052 | -82.5741 | 155.4139 | 37.1948 |  | 1.1525 | 1.155 | 1.1598 | 1.1632 | 1.1654 | 1.1701 | -0.41898 | -120.0673 | 119.6498 | -0.5982 | -120.2648 | 119.4756
Line5_6_7 | 0.11705 | 0.11531 | 0.11271 | 0.11705 | 0.11531 | 0.11271 | 0.027032 | 0.02663 | 0.026028 | 0.027032 | 0.02663 | 0.026028 | -0.0043892 | -0.0030709 | -0.0040908 | 0.0045262 | 0.0032038 | 0.0042178 | -0.031136 | -0.030883 | -0.03018 | 0.03141 | 0.031148 | 0.030434 | 97.4259 | -24.5861 | -142.8052 | -82.5741 | 155.4139 | 37.1948 |  | 1.1632 | 1.1654 | 1.1701 | 1.174 | 1.1758 | 1.1804 | -0.5982 | -120.2648 | 119.4756 | -0.77414 | -120.4587 | 119.3046
Line6_7_8 | 0 | 0 | 0 | 0 | 0 | 0 | 0 | 0 | 0 | 0 | 0 | 0 | 9.5992e-10 | 9.7673e-10 | 1.0464e-09 | -9.5871e-10 | -9.7822e-10 | -1.0461e-09 | 1.8887e-10 | 1.1225e-10 | 1.7807e-10 | -1.8988e-10 | -1.128e-10 | -1.765e-10 | 0 | 0 | 0 | 0 | 0 | 0 |  | 1.174 | 1.1758 | 1.1804 | 1.174 | 1.1758 | 1.1804 | -0.77414 | -120.4587 | 119.3046 | -0.77414 | -120.4587 | 119.3046
Line7_8_9 | 0 | 0 | 0 | 0 | 0 | 0 | 0 | 0 | 0 | 0 | 0 | 0 | 3.1997e-10 | 3.2558e-10 | 3.4879e-10 | -3.1876e-10 | -3.2707e-10 | -3.4852e-10 | 6.2955e-11 | 3.7416e-11 | 5.9357e-11 | -6.3973e-11 | -3.7967e-11 | -5.7788e-11 | 0 | 0 | 0 | 0 | 0 | 0 |  | 1.174 | 1.1758 | 1.1804 | 1.174 | 1.1758 | 1.1804 | -0.77414 | -120.4587 | 119.3046 | -0.77414 | -120.4587 | 119.3046
Line8_8_10 | 0 | 0 | 0 | 0 | 0 | 0 | 0 | 0 | 0 | 0 | 0 | 0 | 3.1997e-10 | 3.2558e-10 | 3.4879e-10 | -3.1876e-10 | -3.2707e-10 | -3.4852e-10 | 6.2955e-11 | 3.7416e-11 | 5.9357e-11 | -6.3973e-11 | -3.7967e-11 | -5.7788e-11 | 0 | 0 | 0 | 0 | 0 | 0 |  | 1.174 | 1.1758 | 1.1804 | 1.174 | 1.1758 | 1.1804 | -0.77414 | -120.4587 | 119.3046 | -0.77414 | -120.4587 | 119.3046
Line9_3_11 | 0.10472 | 0.10329 | 0.10079 | 0.10472 | 0.10329 | 0.10079 | 0.024183 | 0.023853 | 0.023276 | 0.024183 | 0.023853 | 0.023276 | -0.0037178 | -0.0025162 | -0.0034181 | 0.0038275 | 0.0026228 | 0.0035197 | -0.027593 | -0.027408 | -0.026752 | 0.027812 | 0.027622 | 0.026955 | 97.2724 | -24.803 | -143.0523 | -82.7276 | 155.197 | 36.9477 |  | 1.1513 | 1.1539 | 1.1587 | 1.1609 | 1.1632 | 1.1679 | -0.40118 | -120.0483 | 119.6664 | -0.56324 | -120.2274 | 119.5083

## LG_min_6
name | pf_ikss_a_from_ka | pf_ikss_b_from_ka | pf_ikss_c_from_ka | pf_ikss_a_to_ka | pf_ikss_b_to_ka | pf_ikss_c_to_ka | pf_skss_a_from_mw | pf_skss_b_from_mw | pf_skss_c_from_mw | pf_skss_a_to_mw | pf_skss_b_to_mw | pf_skss_c_to_mw | pf_p_a_from_mw | pf_p_b_from_mw | pf_p_c_from_mw | pf_p_a_to_mw | pf_p_b_to_mw | pf_p_c_to_mw | pf_q_a_from_mvar | pf_q_b_from_mvar | pf_q_c_from_mvar | pf_q_a_to_mvar | pf_q_b_to_mvar | pf_q_c_to_mvar | pf_ikss_a_from_degree | pf_ikss_b_from_degree | pf_ikss_c_from_degree | pf_ikss_a_to_degree | pf_ikss_b_to_degree | pf_ikss_c_to_degree | 3xI0 | pf_vm_a_from_pu | pf_vm_b_from_pu | pf_vm_c_from_pu | pf_vm_a_to_pu | pf_vm_b_to_pu | pf_vm_c_to_pu | pf_va_a_from_degree | pf_va_b_from_degree | pf_va_c_from_degree | pf_va_a_to_degree | pf_va_b_to_degree | pf_va_c_to_degree
Line0_1_2 | 0.010508 | 0.0034773 | 0.0062073 | 0.010508 | 0.0034773 | 0.0062073 | 0.0024268 | 0.00080304 | 0.0014335 | 0.0024268 | 0.00080304 | 0.0014335 | -0.00031765 | 0.0007339 | -0.0011354 | 0.00031985 | -0.00073371 | 0.0011361 | -0.00074685 | -0.00012121 | -0.00040569 | 0.00074889 | 0.0001215 | 0.00040653 | 105.6378 | -91.4519 | -97.6431 | -74.3621 | 88.5479 | 82.3568 |  | 0.33443 | 0.92628 | 0.8411 | 0.33555 | 0.92611 | 0.84174 | -7.4033 | -100.8302 | 102.0184 | -7.4891 | -100.8545 | 102.0457
Line10_11_12 | 0.010477 | 0.0034707 | 0.0061856 | 0.010477 | 0.0034707 | 0.0061856 | 0.0024195 | 0.00080151 | 0.0014285 | 0.0024195 | 0.00080151 | 0.0014285 | -0.00032259 | 0.00073204 | -0.0011338 | 0.00032477 | -0.00073185 | 0.0011344 | -0.00074801 | -0.00012204 | -0.00040316 | 0.00075004 | 0.00012232 | 0.000404 | 105.7556 | -91.414 | -97.5022 | -74.2443 | 88.5858 | 82.4977 |  | 0.33668 | 0.92593 | 0.84236 | 0.3378 | 0.92575 | 0.84299 | -7.573 | -100.8787 | 102.0729 | -7.657 | -100.903 | 102.1001
Line11_12_13 | 0.010477 | 0.0034706 | 0.0061856 | 0.010477 | 0.0034706 | 0.0061856 | 0.0024195 | 0.00080151 | 0.0014285 | 0.0024195 | 0.00080151 | 0.0014285 | -0.00032477 | 0.00073185 | -0.0011344 | 0.00032695 | -0.00073166 | 0.0011351 | -0.00075004 | -0.00012232 | -0.000404 | 0.00075207 | 0.0001226 | 0.00040485 | 105.7557 | -91.4143 | -97.5024 | -74.2443 | 88.5854 | 82.4975 |  | 0.3378 | 0.92575 | 0.84299 | 0.33893 | 0.92557 | 0.84362 | -7.657 | -100.903 | 102.1001 | -7.7404 | -100.9273 | 102.1272
Line12_13_15 | 0 | 0 | 0 | 0 | 0 | 0 | 0 | 0 | 0 | 0 | 0 | 0 | 1.2813e-09 | -8.2213e-10 | -4.092e-09 | -4.401e-11 | 6.1437e-10 | 3.0624e-09 | 4.8023e-10 | -1.3445e-08 | 1.1556e-08 | -4.8753e-10 | 1.0072e-08 | -8.6534e-09 | 0 | 0 | 0 | 0 | 0 | 0 |  | 0.33893 | 0.92557 | 0.84362 | 0.33893 | 0.92557 | 0.84362 | -7.7404 | -100.9273 | 102.1272 | -7.7404 | -100.9273 | 102.1272
Line13_13_14 | 0.010477 | 0.0034706 | 0.0061856 | 0.010477 | 0.0034706 | 0.0061856 | 0.0024195 | 0.00080151 | 0.0014285 | 0.0024195 | 0.00080151 | 0.0014285 | -0.00032695 | 0.00073166 | -0.0011351 | 0.00032913 | -0.00073147 | 0.0011357 | -0.00075207 | -0.00012259 | -0.00040486 | 0.00075409 | 0.00012287 | 0.0004057 | 105.7558 | -91.4157 | -97.5031 | -74.2442 | 88.584 | 82.4967 |  | 0.33893 | 0.92557 | 0.84362 | 0.34006 | 0.9254 | 0.84425 | -7.7404 | -100.9273 | 102.1272 | -7.8233 | -100.9517 | 102.1543
Line14_15_16 | 0 | 0 | 0 | 0 | 0 | 0 | 0 | 0 | 0 | 0 | 0 | 0 | 8.5423e-10 | -5.4809e-10 | -2.728e-09 | 3.831e-10 | 3.4033e-10 | 1.6984e-09 | 3.2016e-10 | -8.9632e-09 | 7.704e-09 | -3.2746e-10 | 5.5906e-09 | -4.8014e-09 | 0 | 0 | 0 | 0 | 0 | 0 |  | 0.33893 | 0.92557 | 0.84362 | 0.33893 | 0.92557 | 0.84362 | -7.7404 | -100.9273 | 102.1272 | -7.7404 | -100.9273 | 102.1272
Line15_16_17 | 0 | 0 | 0 | 0 | 0 | 0 | 0 | 0 | 0 | 0 | 0 | 0 | 4.2711e-10 | -2.7404e-10 | -1.364e-09 | 8.1022e-10 | 6.6284e-11 | 3.3443e-10 | 1.6008e-10 | -4.4816e-09 | 3.852e-09 | -1.6738e-10 | 1.109e-09 | -9.4935e-10 | 0 | 0 | 0 | 0 | 0 | 0 |  | 0.33893 | 0.92557 | 0.84362 | 0.33893 | 0.92557 | 0.84362 | -7.7404 | -100.9273 | 102.1272 | -7.7404 | -100.9273 | 102.1272
Line16_4_18 | 0 | 0 | 0 | 0 | 0 | 0 | 0 | 0 | 0 | 0 | 0 | 0 | 4.2262e-10 | -2.5538e-10 | -1.3755e-09 | 8.0702e-10 | 6.3104e-11 | 3.3815e-10 | 1.6289e-10 | -4.5019e-09 | 3.8563e-09 | -1.6038e-10 | 1.1137e-09 | -9.5141e-10 | 0 | 0 | 0 | 0 | 0 | 0 |  | 0.33556 | 0.92611 | 0.84174 | 0.33556 | 0.92611 | 0.84174 | -7.4897 | -100.8545 | 102.0456 | -7.4897 | -100.8545 | 102.0456
Line17_5_19 | 0.010524 | 0.0034806 | 0.0062183 | 0.010524 | 0.0034806 | 0.0062183 | 0.0024305 | 0.0008038 | 0.001436 | 0.0024305 | 0.0008038 | 0.001436 | -0.00031956 | 0.00073445 | -0.0011376 | 0.00032176 | -0.00073425 | 0.0011383 | -0.00075035 | -0.00012135 | -0.00040867 | 0.0007524 | 0.00012164 | 0.00040952 | 105.5787 | -91.4724 | -97.7148 | -74.4212 | 88.5273 | 82.285 |  | 0.33556 | 0.92611 | 0.84174 | 0.33668 | 0.92593 | 0.84237 | -7.4894 | -100.8545 | 102.0457 | -7.5749 | -100.8789 | 102.0728
Line1_1_3 | 0.010477 | 0.0034707 | 0.0061856 | 0.010477 | 0.0034707 | 0.0061856 | 0.0024195 | 0.00080151 | 0.0014285 | 0.0024195 | 0.00080151 | 0.0014285 | -0.00031823 | 0.00073242 | -0.0011325 | 0.00032041 | -0.00073223 | 0.0011331 | -0.00074396 | -0.00012147 | -0.00040147 | 0.00074598 | 0.00012176 | 0.00040231 | 105.7556 | -91.4133 | -97.5018 | -74.2443 | 88.5865 | 82.4981 |  | 0.33443 | 0.92628 | 0.8411 | 0.33555 | 0.92611 | 0.84173 | -7.4033 | -100.8302 | 102.0184 | -7.4884 | -100.8544 | 102.0457
Line2_1_4 | 0.01054 | 0.0034839 | 0.0062292 | 0.01054 | 0.0034839 | 0.0062292 | 0.0024342 | 0.00080457 | 0.0014386 | 0.0024342 | 0.00080457 | 0.0014386 | -0.00031706 | 0.00073538 | -0.0011384 | 0.00031927 | -0.00073519 | 0.0011391 | -0.00074976 | -0.00012094 | -0.00040995 | 0.00075182 | 0.00012123 | 0.00041081 | 105.5193 | -91.4909 | -97.7856 | -74.4806 | 88.5089 | 82.2142 |  | 0.33443 | 0.92628 | 0.8411 | 0.33556 | 0.92611 | 0.84174 | -7.4033 | -100.8302 | 102.0184 | -7.4897 | -100.8545 | 102.0456
Line3_1_5 | 0.010524 | 0.0034806 | 0.0062183 | 0.010524 | 0.0034806 | 0.0062183 | 0.0024305 | 0.0008038 | 0.001436 | 0.0024305 | 0.0008038 | 0.001436 | -0.00031736 | 0.00073464 | -0.0011369 | 0.00031956 | -0.00073445 | 0.0011376 | -0.00074831 | -0.00012107 | -0.00040782 | 0.00075035 | 0.00012135 | 0.00040867 | 105.5787 | -91.4721 | -97.7146 | -74.4212 | 88.5276 | 82.2852 |  | 0.33443 | 0.92628 | 0.8411 | 0.33556 | 0.92611 | 0.84174 | -7.4033 | -100.8302 | 102.0184 | -7.4894 | -100.8545 | 102.0457
Line4_2_6 | 0.010508 | 0.0034773 | 0.0062073 | 0.010509 | 0.0034773 | 0.0062073 | 0.0024268 | 0.00080304 | 0.0014335 | 0.0024268 | 0.00080304 | 0.0014335 | -0.00031985 | 0.00073371 | -0.0011361 | 0.00032204 | -0.00073351 | 0.0011368 | -0.00074889 | -0.00012149 | -0.00040654 | 0.00075093 | 0.00012178 | 0.00040738 | 105.6378 | -91.4522 | -97.6432 | -74.3621 | 88.5475 | 82.3566 |  | 0.33555 | 0.92611 | 0.84174 | 0.33668 | 0.92593 | 0.84237 | -7.4891 | -100.8545 | 102.0457 | -7.5743 | -100.8788 | 102.0729
Line5_6_7 | 0.010509 | 0.0034773 | 0.0062073 | 0.010509 | 0.0034773 | 0.0062073 | 0.0024268 | 0.00080304 | 0.0014335 | 0.0024268 | 0.00080304 | 0.0014335 | -0.00032204 | 0.00073351 | -0.0011368 | 0.00032423 | -0.00073332 | 0.0011374 | -0.00075093 | -0.00012178 | -0.00040738 | 0.00075297 | 0.00012206 | 0.00040823 | 105.6378 | -91.4526 | -97.6434 | -74.3621 | 88.5472 | 82.3564 |  | 0.33668 | 0.92593 | 0.84237 | 0.33781 | 0.92575 | 0.843 | -7.5743 | -100.8788 | 102.0729 | -7.6589 | -100.9032 | 102.1
Line6_7_8 | 0 | 0 | 0 | 0 | 0 | 0 | 0 | 0 | 0 | 0 | 0 | 0 | 1.2769e-09 | -8.0367e-10 | -4.1034e-09 | -4.2106e-11 | 6.0101e-10 | 3.0713e-09 | 4.8301e-10 | -1.3465e-08 | 1.156e-08 | -4.8709e-10 | 1.0087e-08 | -8.657e-09 | 0 | 0 | 0 | 0 | 0 | 0 |  | 0.33781 | 0.92575 | 0.843 | 0.33781 | 0.92575 | 0.843 | -7.6589 | -100.9032 | 102.1 | -7.6589 | -100.9032 | 102.1
Line7_8_9 | 0 | 0 | 0 | 0 | 0 | 0 | 0 | 0 | 0 | 0 | 0 | 0 | 4.2564e-10 | -2.6789e-10 | -1.3678e-09 | 8.0916e-10 | 6.5232e-11 | 3.3566e-10 | 1.61e-10 | -4.4884e-09 | 3.8535e-09 | -1.6508e-10 | 1.1105e-09 | -9.5004e-10 | 0 | 0 | 0 | 0 | 0 | 0 |  | 0.33781 | 0.92575 | 0.843 | 0.33781 | 0.92575 | 0.843 | -7.6589 | -100.9032 | 102.1 | -7.6589 | -100.9032 | 102.1
Line8_8_10 | 0 | 0 | 0 | 0 | 0 | 0 | 0 | 0 | 0 | 0 | 0 | 0 | 4.2564e-10 | -2.6789e-10 | -1.3678e-09 | 8.0916e-10 | 6.5232e-11 | 3.3566e-10 | 1.61e-10 | -4.4884e-09 | 3.8535e-09 | -1.6508e-10 | 1.1105e-09 | -9.5004e-10 | 0 | 0 | 0 | 0 | 0 | 0 |  | 0.33781 | 0.92575 | 0.843 | 0.33781 | 0.92575 | 0.843 | -7.6589 | -100.9032 | 102.1 | -7.6589 | -100.9032 | 102.1
Line9_3_11 | 0.010477 | 0.0034707 | 0.0061856 | 0.010477 | 0.0034707 | 0.0061856 | 0.0024195 | 0.00080151 | 0.0014285 | 0.0024195 | 0.00080151 | 0.0014285 | -0.00032041 | 0.00073223 | -0.0011331 | 0.00032259 | -0.00073204 | 0.0011338 | -0.00074598 | -0.00012176 | -0.00040232 | 0.00074801 | 0.00012204 | 0.00040316 | 105.7556 | -91.4136 | -97.502 | -74.2443 | 88.5861 | 82.4979 |  | 0.33555 | 0.92611 | 0.84173 | 0.33668 | 0.92593 | 0.84236 | -7.4884 | -100.8544 | 102.0457 | -7.573 | -100.8787 | 102.0729

## LG_min_10
name | pf_ikss_a_from_ka | pf_ikss_b_from_ka | pf_ikss_c_from_ka | pf_ikss_a_to_ka | pf_ikss_b_to_ka | pf_ikss_c_to_ka | pf_skss_a_from_mw | pf_skss_b_from_mw | pf_skss_c_from_mw | pf_skss_a_to_mw | pf_skss_b_to_mw | pf_skss_c_to_mw | pf_p_a_from_mw | pf_p_b_from_mw | pf_p_c_from_mw | pf_p_a_to_mw | pf_p_b_to_mw | pf_p_c_to_mw | pf_q_a_from_mvar | pf_q_b_from_mvar | pf_q_c_from_mvar | pf_q_a_to_mvar | pf_q_b_to_mvar | pf_q_c_to_mvar | pf_ikss_a_from_degree | pf_ikss_b_from_degree | pf_ikss_c_from_degree | pf_ikss_a_to_degree | pf_ikss_b_to_degree | pf_ikss_c_to_degree | 3xI0 | pf_vm_a_from_pu | pf_vm_b_from_pu | pf_vm_c_from_pu | pf_vm_a_to_pu | pf_vm_b_to_pu | pf_vm_c_to_pu | pf_va_a_from_degree | pf_va_b_from_degree | pf_va_c_from_degree | pf_va_a_to_degree | pf_va_b_to_degree | pf_va_c_to_degree
Line0_1_2 | 0.010508 | 0.0034773 | 0.0062073 | 0.010508 | 0.0034773 | 0.0062073 | 0.0024268 | 0.00080304 | 0.0014335 | 0.0024268 | 0.00080304 | 0.0014335 | -0.00031765 | 0.0007339 | -0.0011354 | 0.00031985 | -0.00073371 | 0.0011361 | -0.00074685 | -0.00012121 | -0.00040569 | 0.00074889 | 0.0001215 | 0.00040653 | 105.6378 | -91.4519 | -97.6431 | -74.3621 | 88.5479 | 82.3568 |  | 0.33443 | 0.92628 | 0.8411 | 0.33555 | 0.92611 | 0.84174 | -7.4033 | -100.8302 | 102.0184 | -7.4891 | -100.8545 | 102.0457
Line10_11_12 | 0.010477 | 0.0034707 | 0.0061856 | 0.010477 | 0.0034707 | 0.0061856 | 0.0024195 | 0.00080151 | 0.0014285 | 0.0024195 | 0.00080151 | 0.0014285 | -0.00032259 | 0.00073204 | -0.0011338 | 0.00032477 | -0.00073185 | 0.0011344 | -0.00074801 | -0.00012204 | -0.00040316 | 0.00075004 | 0.00012232 | 0.000404 | 105.7556 | -91.414 | -97.5022 | -74.2443 | 88.5858 | 82.4977 |  | 0.33668 | 0.92593 | 0.84236 | 0.3378 | 0.92575 | 0.84299 | -7.573 | -100.8787 | 102.0729 | -7.657 | -100.903 | 102.1001
Line11_12_13 | 0.010477 | 0.0034706 | 0.0061856 | 0.010477 | 0.0034706 | 0.0061856 | 0.0024195 | 0.00080151 | 0.0014285 | 0.0024195 | 0.00080151 | 0.0014285 | -0.00032477 | 0.00073185 | -0.0011344 | 0.00032695 | -0.00073166 | 0.0011351 | -0.00075004 | -0.00012232 | -0.000404 | 0.00075207 | 0.0001226 | 0.00040485 | 105.7557 | -91.4143 | -97.5024 | -74.2443 | 88.5854 | 82.4975 |  | 0.3378 | 0.92575 | 0.84299 | 0.33893 | 0.92557 | 0.84362 | -7.657 | -100.903 | 102.1001 | -7.7404 | -100.9273 | 102.1272
Line12_13_15 | 0 | 0 | 0 | 0 | 0 | 0 | 0 | 0 | 0 | 0 | 0 | 0 | 1.2813e-09 | -8.2213e-10 | -4.092e-09 | -4.401e-11 | 6.1437e-10 | 3.0624e-09 | 4.8023e-10 | -1.3445e-08 | 1.1556e-08 | -4.8753e-10 | 1.0072e-08 | -8.6534e-09 | 0 | 0 | 0 | 0 | 0 | 0 |  | 0.33893 | 0.92557 | 0.84362 | 0.33893 | 0.92557 | 0.84362 | -7.7404 | -100.9273 | 102.1272 | -7.7404 | -100.9273 | 102.1272
Line13_13_14 | 0.010477 | 0.0034706 | 0.0061856 | 0.010477 | 0.0034706 | 0.0061856 | 0.0024195 | 0.00080151 | 0.0014285 | 0.0024195 | 0.00080151 | 0.0014285 | -0.00032695 | 0.00073166 | -0.0011351 | 0.00032913 | -0.00073147 | 0.0011357 | -0.00075207 | -0.00012259 | -0.00040486 | 0.00075409 | 0.00012287 | 0.0004057 | 105.7558 | -91.4157 | -97.5031 | -74.2442 | 88.584 | 82.4967 |  | 0.33893 | 0.92557 | 0.84362 | 0.34006 | 0.9254 | 0.84425 | -7.7404 | -100.9273 | 102.1272 | -7.8233 | -100.9517 | 102.1543
Line14_15_16 | 0 | 0 | 0 | 0 | 0 | 0 | 0 | 0 | 0 | 0 | 0 | 0 | 8.5423e-10 | -5.4809e-10 | -2.728e-09 | 3.831e-10 | 3.4033e-10 | 1.6984e-09 | 3.2016e-10 | -8.9632e-09 | 7.704e-09 | -3.2746e-10 | 5.5906e-09 | -4.8014e-09 | 0 | 0 | 0 | 0 | 0 | 0 |  | 0.33893 | 0.92557 | 0.84362 | 0.33893 | 0.92557 | 0.84362 | -7.7404 | -100.9273 | 102.1272 | -7.7404 | -100.9273 | 102.1272
Line15_16_17 | 0 | 0 | 0 | 0 | 0 | 0 | 0 | 0 | 0 | 0 | 0 | 0 | 4.2711e-10 | -2.7404e-10 | -1.364e-09 | 8.1022e-10 | 6.6284e-11 | 3.3443e-10 | 1.6008e-10 | -4.4816e-09 | 3.852e-09 | -1.6738e-10 | 1.109e-09 | -9.4935e-10 | 0 | 0 | 0 | 0 | 0 | 0 |  | 0.33893 | 0.92557 | 0.84362 | 0.33893 | 0.92557 | 0.84362 | -7.7404 | -100.9273 | 102.1272 | -7.7404 | -100.9273 | 102.1272
Line16_4_18 | 0 | 0 | 0 | 0 | 0 | 0 | 0 | 0 | 0 | 0 | 0 | 0 | 4.2262e-10 | -2.5538e-10 | -1.3755e-09 | 8.0702e-10 | 6.3104e-11 | 3.3815e-10 | 1.6289e-10 | -4.5019e-09 | 3.8563e-09 | -1.6038e-10 | 1.1137e-09 | -9.5141e-10 | 0 | 0 | 0 | 0 | 0 | 0 |  | 0.33556 | 0.92611 | 0.84174 | 0.33556 | 0.92611 | 0.84174 | -7.4897 | -100.8545 | 102.0456 | -7.4897 | -100.8545 | 102.0456
Line17_5_19 | 0.010524 | 0.0034806 | 0.0062183 | 0.010524 | 0.0034806 | 0.0062183 | 0.0024305 | 0.0008038 | 0.001436 | 0.0024305 | 0.0008038 | 0.001436 | -0.00031956 | 0.00073445 | -0.0011376 | 0.00032176 | -0.00073425 | 0.0011383 | -0.00075035 | -0.00012135 | -0.00040867 | 0.0007524 | 0.00012164 | 0.00040952 | 105.5787 | -91.4724 | -97.7148 | -74.4212 | 88.5273 | 82.285 |  | 0.33556 | 0.92611 | 0.84174 | 0.33668 | 0.92593 | 0.84237 | -7.4894 | -100.8545 | 102.0457 | -7.5749 | -100.8789 | 102.0728
Line1_1_3 | 0.010477 | 0.0034707 | 0.0061856 | 0.010477 | 0.0034707 | 0.0061856 | 0.0024195 | 0.00080151 | 0.0014285 | 0.0024195 | 0.00080151 | 0.0014285 | -0.00031823 | 0.00073242 | -0.0011325 | 0.00032041 | -0.00073223 | 0.0011331 | -0.00074396 | -0.00012147 | -0.00040147 | 0.00074598 | 0.00012176 | 0.00040231 | 105.7556 | -91.4133 | -97.5018 | -74.2443 | 88.5865 | 82.4981 |  | 0.33443 | 0.92628 | 0.8411 | 0.33555 | 0.92611 | 0.84173 | -7.4033 | -100.8302 | 102.0184 | -7.4884 | -100.8544 | 102.0457
Line2_1_4 | 0.01054 | 0.0034839 | 0.0062292 | 0.01054 | 0.0034839 | 0.0062292 | 0.0024342 | 0.00080457 | 0.0014386 | 0.0024342 | 0.00080457 | 0.0014386 | -0.00031706 | 0.00073538 | -0.0011384 | 0.00031927 | -0.00073519 | 0.0011391 | -0.00074976 | -0.00012094 | -0.00040995 | 0.00075182 | 0.00012123 | 0.00041081 | 105.5193 | -91.4909 | -97.7856 | -74.4806 | 88.5089 | 82.2142 |  | 0.33443 | 0.92628 | 0.8411 | 0.33556 | 0.92611 | 0.84174 | -7.4033 | -100.8302 | 102.0184 | -7.4897 | -100.8545 | 102.0456
Line3_1_5 | 0.010524 | 0.0034806 | 0.0062183 | 0.010524 | 0.0034806 | 0.0062183 | 0.0024305 | 0.0008038 | 0.001436 | 0.0024305 | 0.0008038 | 0.001436 | -0.00031736 | 0.00073464 | -0.0011369 | 0.00031956 | -0.00073445 | 0.0011376 | -0.00074831 | -0.00012107 | -0.00040782 | 0.00075035 | 0.00012135 | 0.00040867 | 105.5787 | -91.4721 | -97.7146 | -74.4212 | 88.5276 | 82.2852 |  | 0.33443 | 0.92628 | 0.8411 | 0.33556 | 0.92611 | 0.84174 | -7.4033 | -100.8302 | 102.0184 | -7.4894 | -100.8545 | 102.0457
Line4_2_6 | 0.010508 | 0.0034773 | 0.0062073 | 0.010509 | 0.0034773 | 0.0062073 | 0.0024268 | 0.00080304 | 0.0014335 | 0.0024268 | 0.00080304 | 0.0014335 | -0.00031985 | 0.00073371 | -0.0011361 | 0.00032204 | -0.00073351 | 0.0011368 | -0.00074889 | -0.00012149 | -0.00040654 | 0.00075093 | 0.00012178 | 0.00040738 | 105.6378 | -91.4522 | -97.6432 | -74.3621 | 88.5475 | 82.3566 |  | 0.33555 | 0.92611 | 0.84174 | 0.33668 | 0.92593 | 0.84237 | -7.4891 | -100.8545 | 102.0457 | -7.5743 | -100.8788 | 102.0729
Line5_6_7 | 0.010509 | 0.0034773 | 0.0062073 | 0.010509 | 0.0034773 | 0.0062073 | 0.0024268 | 0.00080304 | 0.0014335 | 0.0024268 | 0.00080304 | 0.0014335 | -0.00032204 | 0.00073351 | -0.0011368 | 0.00032423 | -0.00073332 | 0.0011374 | -0.00075093 | -0.00012178 | -0.00040738 | 0.00075297 | 0.00012206 | 0.00040823 | 105.6378 | -91.4526 | -97.6434 | -74.3621 | 88.5472 | 82.3564 |  | 0.33668 | 0.92593 | 0.84237 | 0.33781 | 0.92575 | 0.843 | -7.5743 | -100.8788 | 102.0729 | -7.6589 | -100.9032 | 102.1
Line6_7_8 | 0 | 0 | 0 | 0 | 0 | 0 | 0 | 0 | 0 | 0 | 0 | 0 | 1.2769e-09 | -8.0367e-10 | -4.1034e-09 | -4.2106e-11 | 6.0101e-10 | 3.0713e-09 | 4.8301e-10 | -1.3465e-08 | 1.156e-08 | -4.8709e-10 | 1.0087e-08 | -8.657e-09 | 0 | 0 | 0 | 0 | 0 | 0 |  | 0.33781 | 0.92575 | 0.843 | 0.33781 | 0.92575 | 0.843 | -7.6589 | -100.9032 | 102.1 | -7.6589 | -100.9032 | 102.1
Line7_8_9 | 0 | 0 | 0 | 0 | 0 | 0 | 0 | 0 | 0 | 0 | 0 | 0 | 4.2564e-10 | -2.6789e-10 | -1.3678e-09 | 8.0916e-10 | 6.5232e-11 | 3.3566e-10 | 1.61e-10 | -4.4884e-09 | 3.8535e-09 | -1.6508e-10 | 1.1105e-09 | -9.5004e-10 | 0 | 0 | 0 | 0 | 0 | 0 |  | 0.33781 | 0.92575 | 0.843 | 0.33781 | 0.92575 | 0.843 | -7.6589 | -100.9032 | 102.1 | -7.6589 | -100.9032 | 102.1
Line8_8_10 | 0 | 0 | 0 | 0 | 0 | 0 | 0 | 0 | 0 | 0 | 0 | 0 | 4.2564e-10 | -2.6789e-10 | -1.3678e-09 | 8.0916e-10 | 6.5232e-11 | 3.3566e-10 | 1.61e-10 | -4.4884e-09 | 3.8535e-09 | -1.6508e-10 | 1.1105e-09 | -9.5004e-10 | 0 | 0 | 0 | 0 | 0 | 0 |  | 0.33781 | 0.92575 | 0.843 | 0.33781 | 0.92575 | 0.843 | -7.6589 | -100.9032 | 102.1 | -7.6589 | -100.9032 | 102.1
Line9_3_11 | 0.010477 | 0.0034707 | 0.0061856 | 0.010477 | 0.0034707 | 0.0061856 | 0.0024195 | 0.00080151 | 0.0014285 | 0.0024195 | 0.00080151 | 0.0014285 | -0.00032041 | 0.00073223 | -0.0011331 | 0.00032259 | -0.00073204 | 0.0011338 | -0.00074598 | -0.00012176 | -0.00040232 | 0.00074801 | 0.00012204 | 0.00040316 | 105.7556 | -91.4136 | -97.502 | -74.2443 | 88.5861 | 82.4979 |  | 0.33555 | 0.92611 | 0.84173 | 0.33668 | 0.92593 | 0.84236 | -7.4884 | -100.8544 | 102.0457 | -7.573 | -100.8787 | 102.0729

## LG_min_fault_6
name | pf_ikss_a_from_ka | pf_ikss_b_from_ka | pf_ikss_c_from_ka | pf_ikss_a_to_ka | pf_ikss_b_to_ka | pf_ikss_c_to_ka | pf_skss_a_from_mw | pf_skss_b_from_mw | pf_skss_c_from_mw | pf_skss_a_to_mw | pf_skss_b_to_mw | pf_skss_c_to_mw | pf_p_a_from_mw | pf_p_b_from_mw | pf_p_c_from_mw | pf_p_a_to_mw | pf_p_b_to_mw | pf_p_c_to_mw | pf_q_a_from_mvar | pf_q_b_from_mvar | pf_q_c_from_mvar | pf_q_a_to_mvar | pf_q_b_to_mvar | pf_q_c_to_mvar | pf_ikss_a_from_degree | pf_ikss_b_from_degree | pf_ikss_c_from_degree | pf_ikss_a_to_degree | pf_ikss_b_to_degree | pf_ikss_c_to_degree | 3xI0 | pf_vm_a_from_pu | pf_vm_b_from_pu | pf_vm_c_from_pu | pf_vm_a_to_pu | pf_vm_b_to_pu | pf_vm_c_to_pu | pf_va_a_from_degree | pf_va_b_from_degree | pf_va_c_from_degree | pf_va_a_to_degree | pf_va_b_to_degree | pf_va_c_to_degree
Line0_1_2 | 0.00018323 | 6.0631e-05 | 0.00010823 | 0.00018323 | 6.0631e-05 | 0.00010823 | 4.2315e-05 | 1.4002e-05 | 2.4996e-05 | 4.2315e-05 | 1.4002e-05 | 2.4996e-05 | -3.4259e-05 | 5.4336e-06 | -2.4992e-05 | 3.426e-05 | -5.4336e-06 | 2.4992e-05 | -2.4213e-05 | -1.2829e-05 | 5.8503e-07 | 2.4213e-05 | 1.2829e-05 | -5.8471e-07 | 144.2945 | -52.7952 | -58.9863 | -35.7054 | 127.2046 | 121.0135 |  | 0.9914 | 0.99499 | 1.0001 | 0.99142 | 0.99499 | 1.0001 | -0.45462 | -119.84 | 119.6727 | -0.45446 | -119.8403 | 119.6733
Line10_11_12 | 0.00018268 | 6.0516e-05 | 0.00010785 | 0.00018268 | 6.0516e-05 | 0.00010785 | 4.2188e-05 | 1.3976e-05 | 2.4908e-05 | 4.2188e-05 | 1.3976e-05 | 2.4908e-05 | -3.4207e-05 | 5.4147e-06 | -2.4903e-05 | 3.4208e-05 | -5.4147e-06 | 2.4903e-05 | -2.4071e-05 | -1.2808e-05 | 6.4371e-07 | 2.4071e-05 | 1.2808e-05 | -6.4339e-07 | 144.4124 | -52.7573 | -58.8454 | -35.5876 | 127.2425 | 121.1544 |  | 0.99144 | 0.995 | 1.0001 | 0.99146 | 0.995 | 1.0001 | -0.45429 | -119.8407 | 119.6739 | -0.45412 | -119.841 | 119.6745
Line11_12_13 | 0.00018268 | 6.0516e-05 | 0.00010785 | 0.00018268 | 6.0516e-05 | 0.00010785 | 4.2188e-05 | 1.3976e-05 | 2.4908e-05 | 4.2188e-05 | 1.3976e-05 | 2.4908e-05 | -3.4208e-05 | 5.4147e-06 | -2.4903e-05 | 3.4208e-05 | -5.4147e-06 | 2.4903e-05 | -2.4071e-05 | -1.2808e-05 | 6.4337e-07 | 2.4072e-05 | 1.2808e-05 | -6.4305e-07 | 144.4124 | -52.7576 | -58.8456 | -35.5875 | 127.2421 | 121.1542 |  | 0.99146 | 0.995 | 1.0001 | 0.99149 | 0.995 | 1.0002 | -0.45412 | -119.841 | 119.6745 | -0.45395 | -119.8414 | 119.6751
Line12_13_15 | 0 | 0 | 0 | 0 | 0 | 0 | 0 | 0 | 0 | 0 | 0 | 0 | 6.8555e-11 | -2.2098e-10 | 7.1187e-12 | -1.4862e-11 | 1.6553e-10 | -5.364e-12 | -1.3108e-11 | -1.2214e-10 | 2.5332e-10 | -2.0064e-11 | 9.1524e-11 | -1.8968e-10 | 0 | 0 | 0 | 0 | 0 | 0 |  | 0.99149 | 0.995 | 1.0002 | 0.99149 | 0.995 | 1.0002 | -0.45395 | -119.8414 | 119.6751 | -0.45395 | -119.8414 | 119.6751
Line13_13_14 | 0.00018268 | 6.0516e-05 | 0.00010785 | 0.00018268 | 6.0516e-05 | 0.00010785 | 4.2188e-05 | 1.3975e-05 | 2.4908e-05 | 4.2188e-05 | 1.3975e-05 | 2.4908e-05 | -3.4208e-05 | 5.415e-06 | -2.4903e-05 | 3.4209e-05 | -5.415e-06 | 2.4904e-05 | -2.4072e-05 | -1.2808e-05 | 6.4277e-07 | 2.4073e-05 | 1.2808e-05 | -6.4246e-07 | 144.4125 | -52.759 | -58.8464 | -35.5874 | 127.2408 | 121.1534 |  | 0.99149 | 0.995 | 1.0002 | 0.99151 | 0.99501 | 1.0002 | -0.45395 | -119.8414 | 119.6751 | -0.45378 | -119.8418 | 119.6757
Line14_15_16 | 0 | 0 | 0 | 0 | 0 | 0 | 0 | 0 | 0 | 0 | 0 | 0 | 4.5704e-11 | -1.4732e-10 | 4.7458e-12 | 7.9897e-12 | 9.1871e-11 | -2.9911e-12 | -8.739e-12 | -8.1426e-11 | 1.6888e-10 | -2.4434e-11 | 5.0811e-11 | -1.0524e-10 | 0 | 0 | 0 | 0 | 0 | 0 |  | 0.99149 | 0.995 | 1.0002 | 0.99149 | 0.995 | 1.0002 | -0.45395 | -119.8414 | 119.6751 | -0.45395 | -119.8414 | 119.6751
Line15_16_17 | 0 | 0 | 0 | 0 | 0 | 0 | 0 | 0 | 0 | 0 | 0 | 0 | 2.2852e-11 | -7.366e-11 | 2.3729e-12 | 3.0842e-11 | 1.8212e-11 | -6.1818e-13 | -4.3695e-12 | -4.0713e-11 | 8.4439e-11 | -2.8803e-11 | 1.0099e-11 | -2.0797e-11 | 0 | 0 | 0 | 0 | 0 | 0 |  | 0.99149 | 0.995 | 1.0002 | 0.99149 | 0.995 | 1.0002 | -0.45395 | -119.8414 | 119.6751 | -0.45395 | -119.8414 | 119.6751
Line16_4_18 | 0 | 0 | 0 | 0 | 0 | 0 | 0 | 0 | 0 | 0 | 0 | 0 | 2.2939e-11 | -7.3801e-11 | 2.0695e-12 | 3.1071e-11 | 1.8256e-11 | -5.3397e-13 | -4.2696e-12 | -4.1095e-11 | 8.4797e-11 | -2.8833e-11 | 1.0167e-11 | -2.0912e-11 | 0 | 0 | 0 | 0 | 0 | 0 |  | 0.99142 | 0.99499 | 1.0001 | 0.99142 | 0.99499 | 1.0001 | -0.45446 | -119.8403 | 119.6733 | -0.45446 | -119.8403 | 119.6733
Line17_5_19 | 0.00018351 | 6.0689e-05 | 0.00010842 | 0.00018351 | 6.0689e-05 | 0.00010842 | 4.2379e-05 | 1.4015e-05 | 2.504e-05 | 4.2379e-05 | 1.4015e-05 | 2.504e-05 | -3.4286e-05 | 5.4433e-06 | -2.5037e-05 | 3.4287e-05 | -5.4433e-06 | 2.5037e-05 | -2.4285e-05 | -1.2839e-05 | 5.5445e-07 | 2.4286e-05 | 1.2839e-05 | -5.5413e-07 | 144.2354 | -52.8157 | -59.0581 | -35.7645 | 127.184 | 120.9418 |  | 0.99142 | 0.99499 | 1.0001 | 0.99144 | 0.995 | 1.0001 | -0.45446 | -119.8403 | 119.6733 | -0.45429 | -119.8407 | 119.6739
Line1_1_3 | 0.00018268 | 6.0516e-05 | 0.00010785 | 0.00018268 | 6.0516e-05 | 0.00010785 | 4.2188e-05 | 1.3976e-05 | 2.4908e-05 | 4.2188e-05 | 1.3976e-05 | 2.4908e-05 | -3.4206e-05 | 5.4147e-06 | -2.4903e-05 | 3.4206e-05 | -5.4147e-06 | 2.4903e-05 | -2.407e-05 | -1.2808e-05 | 6.4439e-07 | 2.407e-05 | 1.2808e-05 | -6.4407e-07 | 144.4123 | -52.7566 | -58.8451 | -35.5876 | 127.2432 | 121.1548 |  | 0.9914 | 0.99499 | 1.0001 | 0.99142 | 0.99499 | 1.0001 | -0.45462 | -119.84 | 119.6727 | -0.45445 | -119.8403 | 119.6733
Line2_1_4 | 0.00018378 | 6.0747e-05 | 0.00010862 | 0.00018378 | 6.0747e-05 | 0.00010862 | 4.2443e-05 | 1.4029e-05 | 2.5084e-05 | 4.2443e-05 | 1.4029e-05 | 2.5084e-05 | -3.4312e-05 | 5.4527e-06 | -2.5081e-05 | 3.4313e-05 | -5.4527e-06 | 2.5081e-05 | -2.4357e-05 | -1.2849e-05 | 5.2469e-07 | 2.4357e-05 | 1.2849e-05 | -5.2436e-07 | 144.1761 | -52.8342 | -59.1289 | -35.8239 | 127.1656 | 120.8709 |  | 0.9914 | 0.99499 | 1.0001 | 0.99142 | 0.99499 | 1.0001 | -0.45462 | -119.84 | 119.6727 | -0.45446 | -119.8403 | 119.6733
Line3_1_5 | 0.00018351 | 6.0689e-05 | 0.00010842 | 0.00018351 | 6.0689e-05 | 0.00010842 | 4.2379e-05 | 1.4015e-05 | 2.504e-05 | 4.2379e-05 | 1.4015e-05 | 2.504e-05 | -3.4286e-05 | 5.4433e-06 | -2.5036e-05 | 3.4286e-05 | -5.4433e-06 | 2.5037e-05 | -2.4284e-05 | -1.2839e-05 | 5.5479e-07 | 2.4285e-05 | 1.2839e-05 | -5.5447e-07 | 144.2354 | -52.8154 | -59.0579 | -35.7645 | 127.1844 | 120.942 |  | 0.9914 | 0.99499 | 1.0001 | 0.99142 | 0.99499 | 1.0001 | -0.45462 | -119.84 | 119.6727 | -0.45446 | -119.8403 | 119.6733
Line4_2_6 | 0.00018323 | 6.0631e-05 | 0.00010823 | 0.00018323 | 6.0631e-05 | 0.00010823 | 4.2315e-05 | 1.4002e-05 | 2.4996e-05 | 4.2315e-05 | 1.4002e-05 | 2.4996e-05 | -3.426e-05 | 5.4336e-06 | -2.4992e-05 | 3.426e-05 | -5.4336e-06 | 2.4992e-05 | -2.4213e-05 | -1.2829e-05 | 5.8469e-07 | 2.4214e-05 | 1.2829e-05 | -5.8437e-07 | 144.2945 | -52.7955 | -58.9865 | -35.7054 | 127.2042 | 121.0133 |  | 0.99142 | 0.99499 | 1.0001 | 0.99144 | 0.995 | 1.0001 | -0.45446 | -119.8403 | 119.6733 | -0.45429 | -119.8407 | 119.6739
Line5_6_7 | 0.00018323 | 6.0631e-05 | 0.00010823 | 0.00018323 | 6.0631e-05 | 0.00010823 | 4.2315e-05 | 1.4002e-05 | 2.4996e-05 | 4.2315e-05 | 1.4002e-05 | 2.4996e-05 | -3.426e-05 | 5.4337e-06 | -2.4992e-05 | 3.4261e-05 | -5.4336e-06 | 2.4992e-05 | -2.4214e-05 | -1.2829e-05 | 5.8435e-07 | 2.4214e-05 | 1.2829e-05 | -5.8403e-07 | 144.2945 | -52.7958 | -58.9867 | -35.7054 | 127.2039 | 121.0131 |  | 0.99144 | 0.995 | 1.0001 | 0.99146 | 0.995 | 1.0001 | -0.45429 | -119.8407 | 119.6739 | -0.45412 | -119.841 | 119.6745
Line6_7_8 | 0 | 0 | 0 | 0 | 0 | 0 | 0 | 0 | 0 | 0 | 0 | 0 | 6.8643e-11 | -2.2112e-10 | 6.8193e-12 | -1.4845e-11 | 1.6564e-10 | -5.1368e-12 | -1.301e-11 | -1.2252e-10 | 2.5367e-10 | -2.014e-11 | 9.18e-11 | -1.8995e-10 | 0 | 0 | 0 | 0 | 0 | 0 |  | 0.99146 | 0.995 | 1.0001 | 0.99146 | 0.995 | 1.0001 | -0.45412 | -119.841 | 119.6745 | -0.45412 | -119.841 | 119.6745
Line7_8_9 | 0 | 0 | 0 | 0 | 0 | 0 | 0 | 0 | 0 | 0 | 0 | 0 | 2.2881e-11 | -7.3707e-11 | 2.2731e-12 | 3.0917e-11 | 1.8227e-11 | -5.9057e-13 | -4.3366e-12 | -4.0839e-11 | 8.4558e-11 | -2.8813e-11 | 1.0121e-11 | -2.0835e-11 | 0 | 0 | 0 | 0 | 0 | 0 |  | 0.99146 | 0.995 | 1.0001 | 0.99146 | 0.995 | 1.0001 | -0.45412 | -119.841 | 119.6745 | -0.45412 | -119.841 | 119.6745
Line8_8_10 | 0 | 0 | 0 | 0 | 0 | 0 | 0 | 0 | 0 | 0 | 0 | 0 | 2.2881e-11 | -7.3707e-11 | 2.2731e-12 | 3.0917e-11 | 1.8227e-11 | -5.9056e-13 | -4.3366e-12 | -4.0839e-11 | 8.4558e-11 | -2.8813e-11 | 1.0121e-11 | -2.0835e-11 | 0 | 0 | 0 | 0 | 0 | 0 |  | 0.99146 | 0.995 | 1.0001 | 0.99146 | 0.995 | 1.0001 | -0.45412 | -119.841 | 119.6745 | -0.45412 | -119.841 | 119.6745
Line9_3_11 | 0.00018268 | 6.0516e-05 | 0.00010785 | 0.00018268 | 6.0516e-05 | 0.00010785 | 4.2188e-05 | 1.3976e-05 | 2.4908e-05 | 4.2188e-05 | 1.3976e-05 | 2.4908e-05 | -3.4206e-05 | 5.4147e-06 | -2.4903e-05 | 3.4207e-05 | -5.4147e-06 | 2.4903e-05 | -2.407e-05 | -1.2808e-05 | 6.4405e-07 | 2.4071e-05 | 1.2808e-05 | -6.4373e-07 | 144.4123 | -52.7569 | -58.8453 | -35.5876 | 127.2428 | 121.1546 |  | 0.99142 | 0.99499 | 1.0001 | 0.99144 | 0.995 | 1.0001 | -0.45445 | -119.8403 | 119.6733 | -0.45429 | -119.8407 | 119.6739

## LG_min_fault_10
name | pf_ikss_a_from_ka | pf_ikss_b_from_ka | pf_ikss_c_from_ka | pf_ikss_a_to_ka | pf_ikss_b_to_ka | pf_ikss_c_to_ka | pf_skss_a_from_mw | pf_skss_b_from_mw | pf_skss_c_from_mw | pf_skss_a_to_mw | pf_skss_b_to_mw | pf_skss_c_to_mw | pf_p_a_from_mw | pf_p_b_from_mw | pf_p_c_from_mw | pf_p_a_to_mw | pf_p_b_to_mw | pf_p_c_to_mw | pf_q_a_from_mvar | pf_q_b_from_mvar | pf_q_c_from_mvar | pf_q_a_to_mvar | pf_q_b_to_mvar | pf_q_c_to_mvar | pf_ikss_a_from_degree | pf_ikss_b_from_degree | pf_ikss_c_from_degree | pf_ikss_a_to_degree | pf_ikss_b_to_degree | pf_ikss_c_to_degree | 3xI0 | pf_vm_a_from_pu | pf_vm_b_from_pu | pf_vm_c_from_pu | pf_vm_a_to_pu | pf_vm_b_to_pu | pf_vm_c_to_pu | pf_va_a_from_degree | pf_va_b_from_degree | pf_va_c_from_degree | pf_va_a_to_degree | pf_va_b_to_degree | pf_va_c_to_degree
Line0_1_2 | 0.00018323 | 6.0631e-05 | 0.00010823 | 0.00018323 | 6.0631e-05 | 0.00010823 | 4.2315e-05 | 1.4002e-05 | 2.4996e-05 | 4.2315e-05 | 1.4002e-05 | 2.4996e-05 | -3.4259e-05 | 5.4336e-06 | -2.4992e-05 | 3.426e-05 | -5.4336e-06 | 2.4992e-05 | -2.4213e-05 | -1.2829e-05 | 5.8503e-07 | 2.4213e-05 | 1.2829e-05 | -5.8471e-07 | 144.2945 | -52.7952 | -58.9863 | -35.7054 | 127.2046 | 121.0135 |  | 0.9914 | 0.99499 | 1.0001 | 0.99142 | 0.99499 | 1.0001 | -0.45462 | -119.84 | 119.6727 | -0.45446 | -119.8403 | 119.6733
Line10_11_12 | 0.00018268 | 6.0516e-05 | 0.00010785 | 0.00018268 | 6.0516e-05 | 0.00010785 | 4.2188e-05 | 1.3976e-05 | 2.4908e-05 | 4.2188e-05 | 1.3976e-05 | 2.4908e-05 | -3.4207e-05 | 5.4147e-06 | -2.4903e-05 | 3.4208e-05 | -5.4147e-06 | 2.4903e-05 | -2.4071e-05 | -1.2808e-05 | 6.4371e-07 | 2.4071e-05 | 1.2808e-05 | -6.4339e-07 | 144.4124 | -52.7573 | -58.8454 | -35.5876 | 127.2425 | 121.1544 |  | 0.99144 | 0.995 | 1.0001 | 0.99146 | 0.995 | 1.0001 | -0.45429 | -119.8407 | 119.6739 | -0.45412 | -119.841 | 119.6745
Line11_12_13 | 0.00018268 | 6.0516e-05 | 0.00010785 | 0.00018268 | 6.0516e-05 | 0.00010785 | 4.2188e-05 | 1.3976e-05 | 2.4908e-05 | 4.2188e-05 | 1.3976e-05 | 2.4908e-05 | -3.4208e-05 | 5.4147e-06 | -2.4903e-05 | 3.4208e-05 | -5.4147e-06 | 2.4903e-05 | -2.4071e-05 | -1.2808e-05 | 6.4337e-07 | 2.4072e-05 | 1.2808e-05 | -6.4305e-07 | 144.4124 | -52.7576 | -58.8456 | -35.5875 | 127.2421 | 121.1542 |  | 0.99146 | 0.995 | 1.0001 | 0.99149 | 0.995 | 1.0002 | -0.45412 | -119.841 | 119.6745 | -0.45395 | -119.8414 | 119.6751
Line12_13_15 | 0 | 0 | 0 | 0 | 0 | 0 | 0 | 0 | 0 | 0 | 0 | 0 | 6.8555e-11 | -2.2098e-10 | 7.1187e-12 | -1.4862e-11 | 1.6553e-10 | -5.364e-12 | -1.3108e-11 | -1.2214e-10 | 2.5332e-10 | -2.0064e-11 | 9.1524e-11 | -1.8968e-10 | 0 | 0 | 0 | 0 | 0 | 0 |  | 0.99149 | 0.995 | 1.0002 | 0.99149 | 0.995 | 1.0002 | -0.45395 | -119.8414 | 119.6751 | -0.45395 | -119.8414 | 119.6751
Line13_13_14 | 0.00018268 | 6.0516e-05 | 0.00010785 | 0.00018268 | 6.0516e-05 | 0.00010785 | 4.2188e-05 | 1.3975e-05 | 2.4908e-05 | 4.2188e-05 | 1.3975e-05 | 2.4908e-05 | -3.4208e-05 | 5.415e-06 | -2.4903e-05 | 3.4209e-05 | -5.415e-06 | 2.4904e-05 | -2.4072e-05 | -1.2808e-05 | 6.4277e-07 | 2.4073e-05 | 1.2808e-05 | -6.4246e-07 | 144.4125 | -52.759 | -58.8464 | -35.5874 | 127.2408 | 121.1534 |  | 0.99149 | 0.995 | 1.0002 | 0.99151 | 0.99501 | 1.0002 | -0.45395 | -119.8414 | 119.6751 | -0.45378 | -119.8418 | 119.6757
Line14_15_16 | 0 | 0 | 0 | 0 | 0 | 0 | 0 | 0 | 0 | 0 | 0 | 0 | 4.5704e-11 | -1.4732e-10 | 4.7458e-12 | 7.9897e-12 | 9.1871e-11 | -2.9911e-12 | -8.739e-12 | -8.1426e-11 | 1.6888e-10 | -2.4434e-11 | 5.0811e-11 | -1.0524e-10 | 0 | 0 | 0 | 0 | 0 | 0 |  | 0.99149 | 0.995 | 1.0002 | 0.99149 | 0.995 | 1.0002 | -0.45395 | -119.8414 | 119.6751 | -0.45395 | -119.8414 | 119.6751
Line15_16_17 | 0 | 0 | 0 | 0 | 0 | 0 | 0 | 0 | 0 | 0 | 0 | 0 | 2.2852e-11 | -7.366e-11 | 2.3729e-12 | 3.0842e-11 | 1.8212e-11 | -6.1818e-13 | -4.3695e-12 | -4.0713e-11 | 8.4439e-11 | -2.8803e-11 | 1.0099e-11 | -2.0797e-11 | 0 | 0 | 0 | 0 | 0 | 0 |  | 0.99149 | 0.995 | 1.0002 | 0.99149 | 0.995 | 1.0002 | -0.45395 | -119.8414 | 119.6751 | -0.45395 | -119.8414 | 119.6751
Line16_4_18 | 0 | 0 | 0 | 0 | 0 | 0 | 0 | 0 | 0 | 0 | 0 | 0 | 2.2939e-11 | -7.3801e-11 | 2.0695e-12 | 3.1071e-11 | 1.8256e-11 | -5.3397e-13 | -4.2696e-12 | -4.1095e-11 | 8.4797e-11 | -2.8833e-11 | 1.0167e-11 | -2.0912e-11 | 0 | 0 | 0 | 0 | 0 | 0 |  | 0.99142 | 0.99499 | 1.0001 | 0.99142 | 0.99499 | 1.0001 | -0.45446 | -119.8403 | 119.6733 | -0.45446 | -119.8403 | 119.6733
Line17_5_19 | 0.00018351 | 6.0689e-05 | 0.00010842 | 0.00018351 | 6.0689e-05 | 0.00010842 | 4.2379e-05 | 1.4015e-05 | 2.504e-05 | 4.2379e-05 | 1.4015e-05 | 2.504e-05 | -3.4286e-05 | 5.4433e-06 | -2.5037e-05 | 3.4287e-05 | -5.4433e-06 | 2.5037e-05 | -2.4285e-05 | -1.2839e-05 | 5.5445e-07 | 2.4286e-05 | 1.2839e-05 | -5.5413e-07 | 144.2354 | -52.8157 | -59.0581 | -35.7645 | 127.184 | 120.9418 |  | 0.99142 | 0.99499 | 1.0001 | 0.99144 | 0.995 | 1.0001 | -0.45446 | -119.8403 | 119.6733 | -0.45429 | -119.8407 | 119.6739
Line1_1_3 | 0.00018268 | 6.0516e-05 | 0.00010785 | 0.00018268 | 6.0516e-05 | 0.00010785 | 4.2188e-05 | 1.3976e-05 | 2.4908e-05 | 4.2188e-05 | 1.3976e-05 | 2.4908e-05 | -3.4206e-05 | 5.4147e-06 | -2.4903e-05 | 3.4206e-05 | -5.4147e-06 | 2.4903e-05 | -2.407e-05 | -1.2808e-05 | 6.4439e-07 | 2.407e-05 | 1.2808e-05 | -6.4407e-07 | 144.4123 | -52.7566 | -58.8451 | -35.5876 | 127.2432 | 121.1548 |  | 0.9914 | 0.99499 | 1.0001 | 0.99142 | 0.99499 | 1.0001 | -0.45462 | -119.84 | 119.6727 | -0.45445 | -119.8403 | 119.6733
Line2_1_4 | 0.00018378 | 6.0747e-05 | 0.00010862 | 0.00018378 | 6.0747e-05 | 0.00010862 | 4.2443e-05 | 1.4029e-05 | 2.5084e-05 | 4.2443e-05 | 1.4029e-05 | 2.5084e-05 | -3.4312e-05 | 5.4527e-06 | -2.5081e-05 | 3.4313e-05 | -5.4527e-06 | 2.5081e-05 | -2.4357e-05 | -1.2849e-05 | 5.2469e-07 | 2.4357e-05 | 1.2849e-05 | -5.2436e-07 | 144.1761 | -52.8342 | -59.1289 | -35.8239 | 127.1656 | 120.8709 |  | 0.9914 | 0.99499 | 1.0001 | 0.99142 | 0.99499 | 1.0001 | -0.45462 | -119.84 | 119.6727 | -0.45446 | -119.8403 | 119.6733
Line3_1_5 | 0.00018351 | 6.0689e-05 | 0.00010842 | 0.00018351 | 6.0689e-05 | 0.00010842 | 4.2379e-05 | 1.4015e-05 | 2.504e-05 | 4.2379e-05 | 1.4015e-05 | 2.504e-05 | -3.4286e-05 | 5.4433e-06 | -2.5036e-05 | 3.4286e-05 | -5.4433e-06 | 2.5037e-05 | -2.4284e-05 | -1.2839e-05 | 5.5479e-07 | 2.4285e-05 | 1.2839e-05 | -5.5447e-07 | 144.2354 | -52.8154 | -59.0579 | -35.7645 | 127.1844 | 120.942 |  | 0.9914 | 0.99499 | 1.0001 | 0.99142 | 0.99499 | 1.0001 | -0.45462 | -119.84 | 119.6727 | -0.45446 | -119.8403 | 119.6733
Line4_2_6 | 0.00018323 | 6.0631e-05 | 0.00010823 | 0.00018323 | 6.0631e-05 | 0.00010823 | 4.2315e-05 | 1.4002e-05 | 2.4996e-05 | 4.2315e-05 | 1.4002e-05 | 2.4996e-05 | -3.426e-05 | 5.4336e-06 | -2.4992e-05 | 3.426e-05 | -5.4336e-06 | 2.4992e-05 | -2.4213e-05 | -1.2829e-05 | 5.8469e-07 | 2.4214e-05 | 1.2829e-05 | -5.8437e-07 | 144.2945 | -52.7955 | -58.9865 | -35.7054 | 127.2042 | 121.0133 |  | 0.99142 | 0.99499 | 1.0001 | 0.99144 | 0.995 | 1.0001 | -0.45446 | -119.8403 | 119.6733 | -0.45429 | -119.8407 | 119.6739
Line5_6_7 | 0.00018323 | 6.0631e-05 | 0.00010823 | 0.00018323 | 6.0631e-05 | 0.00010823 | 4.2315e-05 | 1.4002e-05 | 2.4996e-05 | 4.2315e-05 | 1.4002e-05 | 2.4996e-05 | -3.426e-05 | 5.4337e-06 | -2.4992e-05 | 3.4261e-05 | -5.4336e-06 | 2.4992e-05 | -2.4214e-05 | -1.2829e-05 | 5.8435e-07 | 2.4214e-05 | 1.2829e-05 | -5.8403e-07 | 144.2945 | -52.7958 | -58.9867 | -35.7054 | 127.2039 | 121.0131 |  | 0.99144 | 0.995 | 1.0001 | 0.99146 | 0.995 | 1.0001 | -0.45429 | -119.8407 | 119.6739 | -0.45412 | -119.841 | 119.6745
Line6_7_8 | 0 | 0 | 0 | 0 | 0 | 0 | 0 | 0 | 0 | 0 | 0 | 0 | 6.8643e-11 | -2.2112e-10 | 6.8193e-12 | -1.4845e-11 | 1.6564e-10 | -5.1368e-12 | -1.301e-11 | -1.2252e-10 | 2.5367e-10 | -2.014e-11 | 9.18e-11 | -1.8995e-10 | 0 | 0 | 0 | 0 | 0 | 0 |  | 0.99146 | 0.995 | 1.0001 | 0.99146 | 0.995 | 1.0001 | -0.45412 | -119.841 | 119.6745 | -0.45412 | -119.841 | 119.6745
Line7_8_9 | 0 | 0 | 0 | 0 | 0 | 0 | 0 | 0 | 0 | 0 | 0 | 0 | 2.2881e-11 | -7.3707e-11 | 2.2731e-12 | 3.0917e-11 | 1.8227e-11 | -5.9057e-13 | -4.3366e-12 | -4.0839e-11 | 8.4558e-11 | -2.8813e-11 | 1.0121e-11 | -2.0835e-11 | 0 | 0 | 0 | 0 | 0 | 0 |  | 0.99146 | 0.995 | 1.0001 | 0.99146 | 0.995 | 1.0001 | -0.45412 | -119.841 | 119.6745 | -0.45412 | -119.841 | 119.6745
Line8_8_10 | 0 | 0 | 0 | 0 | 0 | 0 | 0 | 0 | 0 | 0 | 0 | 0 | 2.2881e-11 | -7.3707e-11 | 2.2731e-12 | 3.0917e-11 | 1.8227e-11 | -5.9056e-13 | -4.3366e-12 | -4.0839e-11 | 8.4558e-11 | -2.8813e-11 | 1.0121e-11 | -2.0835e-11 | 0 | 0 | 0 | 0 | 0 | 0 |  | 0.99146 | 0.995 | 1.0001 | 0.99146 | 0.995 | 1.0001 | -0.45412 | -119.841 | 119.6745 | -0.45412 | -119.841 | 119.6745
Line9_3_11 | 0.00018268 | 6.0516e-05 | 0.00010785 | 0.00018268 | 6.0516e-05 | 0.00010785 | 4.2188e-05 | 1.3976e-05 | 2.4908e-05 | 4.2188e-05 | 1.3976e-05 | 2.4908e-05 | -3.4206e-05 | 5.4147e-06 | -2.4903e-05 | 3.4207e-05 | -5.4147e-06 | 2.4903e-05 | -2.407e-05 | -1.2808e-05 | 6.4405e-07 | 2.4071e-05 | 1.2808e-05 | -6.4373e-07 | 144.4123 | -52.7569 | -58.8453 | -35.5876 | 127.2428 | 121.1546 |  | 0.99142 | 0.99499 | 1.0001 | 0.99144 | 0.995 | 1.0001 | -0.45445 | -119.8403 | 119.6733 | -0.45429 | -119.8407 | 119.6739

## LLG_max_6
name | pf_ikss_a_from_ka | pf_ikss_b_from_ka | pf_ikss_c_from_ka | pf_ikss_a_to_ka | pf_ikss_b_to_ka | pf_ikss_c_to_ka | pf_skss_a_from_mw | pf_skss_b_from_mw | pf_skss_c_from_mw | pf_skss_a_to_mw | pf_skss_b_to_mw | pf_skss_c_to_mw | pf_p_a_from_mw | pf_p_b_from_mw | pf_p_c_from_mw | pf_p_a_to_mw | pf_p_b_to_mw | pf_p_c_to_mw | pf_q_a_from_mvar | pf_q_b_from_mvar | pf_q_c_from_mvar | pf_q_a_to_mvar | pf_q_b_to_mvar | pf_q_c_to_mvar | pf_ikss_a_from_degree | pf_ikss_b_from_degree | pf_ikss_c_from_degree | pf_ikss_a_to_degree | pf_ikss_b_to_degree | pf_ikss_c_to_degree | 3xI0 | pf_vm_a_from_pu | pf_vm_b_from_pu | pf_vm_c_from_pu | pf_vm_a_to_pu | pf_vm_b_to_pu | pf_vm_c_to_pu | pf_va_a_from_degree | pf_va_b_from_degree | pf_va_c_from_degree | pf_va_a_to_degree | pf_va_b_to_degree | pf_va_c_to_degree
Line0_1_2 | 0.31476 | 0.60915 | 0.56869 | 0.31476 | 0.60915 | 0.56869 | 0.072691 | 0.14068 | 0.13133 | 0.072691 | 0.14068 | 0.13133 | -0.017144 | -0.054637 | 0.040164 | 0.018131 | 0.058344 | -0.036923 | -0.060172 | -0.038187 | -0.05253 | 0.062157 | 0.0456 | 0.059004 | 107.9983 | -3.8196 | -152.9364 | -72.0017 | 176.1804 | 27.0636 |  | 0.86073 | 0.47384 | 0.5035 | 0.89073 | 0.52638 | 0.52998 | 2.0955 | -148.8691 | 154.4644 | 1.7365 | -145.8097 | 149.1006
Line10_11_12 | 0.27686 | 0.5416 | 0.51117 | 0.27686 | 0.5416 | 0.51117 | 0.063938 | 0.12508 | 0.11805 | 0.063938 | 0.12508 | 0.11805 | -0.016489 | -0.055112 | 0.030286 | 0.017253 | 0.058042 | -0.027667 | -0.056031 | -0.044689 | -0.058115 | 0.057567 | 0.050549 | 0.063345 | 107.871 | -2.6685 | -152.2375 | -72.129 | 177.3315 | 27.7625 |  | 0.9135 | 0.56728 | 0.55513 | 0.93992 | 0.61536 | 0.58555 | 1.4727 | -143.6307 | 145.2882 | 1.1876 | -141.6162 | 141.3568
Line11_12_13 | 0.27686 | 0.5416 | 0.51117 | 0.27686 | 0.5416 | 0.51117 | 0.063938 | 0.12508 | 0.11805 | 0.063938 | 0.12508 | 0.11805 | -0.017253 | -0.058042 | 0.027667 | 0.018016 | 0.060973 | -0.025049 | -0.057567 | -0.050549 | -0.063345 | 0.059103 | 0.056408 | 0.068575 | 107.871 | -2.6685 | -152.2375 | -72.129 | 177.3315 | 27.7625 |  | 0.93992 | 0.61536 | 0.58555 | 0.96637 | 0.6641 | 0.61844 | 1.1876 | -141.6162 | 141.3568 | 0.9181 | -139.8956 | 137.8285
Line12_13_15 | 0 | 0 | 0 | 0 | 0 | 0 | 0 | 0 | 0 | 0 | 0 | 0 | -1.6521e-09 | -2.5802e-09 | -2.8081e-09 | 1.5744e-09 | 2.6217e-09 | 2.8442e-09 | -1.8647e-10 | 2.8353e-09 | -2.3934e-09 | 1.8677e-10 | -2.8017e-09 | 2.3593e-09 | 0 | 0 | 0 | 0 | 0 | 0 |  | 0.96637 | 0.6641 | 0.61844 | 0.96637 | 0.6641 | 0.61844 | 0.9181 | -139.8956 | 137.8285 | 0.9181 | -139.8956 | 137.8285
Line13_13_14 | 0.27686 | 0.5416 | 0.51117 | 0.27686 | 0.5416 | 0.51117 | 0.063938 | 0.12508 | 0.11805 | 0.063938 | 0.12508 | 0.11805 | -0.018016 | -0.060973 | 0.025049 | 0.01878 | 0.063904 | -0.02243 | -0.059103 | -0.056408 | -0.068575 | 0.060638 | 0.062268 | 0.073805 | 107.871 | -2.6685 | -152.2375 | -72.129 | 177.3315 | 27.7625 |  | 0.96637 | 0.6641 | 0.61844 | 0.99283 | 0.71335 | 0.65345 | 0.9181 | -139.8956 | 137.8285 | 0.66295 | -138.4113 | 134.6671
Line14_15_16 | 0 | 0 | 0 | 0 | 0 | 0 | 0 | 0 | 0 | 0 | 0 | 0 | -1.1014e-09 | -1.7201e-09 | -1.872e-09 | 1.0237e-09 | 1.7616e-09 | 1.9082e-09 | -1.2431e-10 | 1.8902e-09 | -1.5956e-09 | 1.2461e-10 | -1.8566e-09 | 1.5615e-09 | 0 | 0 | 0 | 0 | 0 | 0 |  | 0.96637 | 0.6641 | 0.61844 | 0.96637 | 0.6641 | 0.61844 | 0.9181 | -139.8956 | 137.8285 | 0.9181 | -139.8956 | 137.8285
Line15_16_17 | 0 | 0 | 0 | 0 | 0 | 0 | 0 | 0 | 0 | 0 | 0 | 0 | -5.5069e-10 | -8.6005e-10 | -9.3602e-10 | 4.73e-10 | 9.0156e-10 | 9.722e-10 | -6.2157e-11 | 9.451e-10 | -7.9781e-10 | 6.2454e-11 | -9.1152e-10 | 7.637e-10 | 0 | 0 | 0 | 0 | 0 | 0 |  | 0.96637 | 0.6641 | 0.61844 | 0.96637 | 0.6641 | 0.61844 | 0.9181 | -139.8956 | 137.8285 | 0.9181 | -139.8956 | 137.8285
Line16_4_18 | 0 | 0 | 0 | 0 | 0 | 0 | 0 | 0 | 0 | 0 | 0 | 0 | -7.5344e-10 | -8.5662e-10 | -8.0585e-10 | 6.6994e-10 | 8.9674e-10 | 8.4924e-10 | -1.1171e-10 | 9.6122e-10 | -1.047e-09 | 1.0606e-10 | -9.3143e-10 | 1.0226e-09 | 0 | 0 | 0 | 0 | 0 | 0 |  | 0.89549 | 0.5346 | 0.53287 | 0.89549 | 0.5346 | 0.53287 | 1.6827 | -145.5929 | 148.4104 | 1.6827 | -145.5929 | 148.4104
Line17_5_19 | 0.33789 | 0.64939 | 0.60253 | 0.33789 | 0.64939 | 0.60253 | 0.078033 | 0.14997 | 0.13915 | 0.078033 | 0.14997 | 0.13915 | -0.019577 | -0.061971 | 0.039302 | 0.020715 | 0.066184 | -0.035664 | -0.066872 | -0.049823 | -0.062626 | 0.069159 | 0.058248 | 0.069893 | 108.0301 | -4.5008 | -153.3353 | -71.9699 | 175.4992 | 26.6647 |  | 0.89294 | 0.53021 | 0.53135 | 0.92518 | 0.58789 | 0.5639 | 1.7121 | -145.7022 | 148.7759 | 1.3555 | -143.1501 | 143.6984
Line1_1_3 | 0.27686 | 0.5416 | 0.51117 | 0.27686 | 0.5416 | 0.51117 | 0.063938 | 0.12508 | 0.11805 | 0.063938 | 0.12508 | 0.11805 | -0.014962 | -0.049251 | 0.035523 | 0.015725 | 0.052181 | -0.032904 | -0.05296 | -0.03297 | -0.047654 | 0.054496 | 0.038829 | 0.052884 | 107.871 | -2.6685 | -152.2375 | -72.129 | 177.3315 | 27.7625 |  | 0.86073 | 0.47384 | 0.5035 | 0.8871 | 0.52002 | 0.52762 | 2.0955 | -148.8691 | 154.4644 | 1.7748 | -146.0147 | 149.652
Line2_1_4 | 0.36467 | 0.69506 | 0.64062 | 0.36467 | 0.69506 | 0.64062 | 0.084217 | 0.16052 | 0.14795 | 0.084217 | 0.16052 | 0.14795 | -0.019897 | -0.06122 | 0.046103 | 0.021223 | 0.066046 | -0.04199 | -0.069704 | -0.045136 | -0.058508 | 0.072368 | 0.054787 | 0.066723 | 108.027 | -5.2697 | -153.7731 | -71.973 | 174.7303 | 26.2269 |  | 0.86073 | 0.47384 | 0.5035 | 0.89549 | 0.5346 | 0.53287 | 2.0955 | -148.8691 | 154.4644 | 1.6827 | -145.5929 | 148.4104
Line3_1_5 | 0.33789 | 0.64939 | 0.60253 | 0.33789 | 0.64939 | 0.60253 | 0.078033 | 0.14997 | 0.13915 | 0.078033 | 0.14997 | 0.13915 | -0.01844 | -0.057758 | 0.04294 | 0.019577 | 0.061971 | -0.039302 | -0.064584 | -0.041399 | -0.055359 | 0.066872 | 0.049823 | 0.062626 | 108.0301 | -4.5008 | -153.3353 | -71.9699 | 175.4992 | 26.6647 |  | 0.86073 | 0.47384 | 0.5035 | 0.89294 | 0.53021 | 0.53135 | 2.0955 | -148.8691 | 154.4644 | 1.7121 | -145.7022 | 148.7759
Line4_2_6 | 0.31476 | 0.60915 | 0.56869 | 0.31476 | 0.60915 | 0.56869 | 0.072691 | 0.14068 | 0.13133 | 0.072691 | 0.14068 | 0.13133 | -0.018131 | -0.058344 | 0.036923 | 0.019118 | 0.062051 | -0.033682 | -0.062157 | -0.0456 | -0.059004 | 0.064142 | 0.053012 | 0.065477 | 107.9983 | -3.8196 | -152.9365 | -72.0017 | 176.1804 | 27.0635 |  | 0.89073 | 0.52638 | 0.52998 | 0.92076 | 0.58014 | 0.56065 | 1.7365 | -145.8097 | 149.1006 | 1.401 | -143.3113 | 144.285
Line5_6_7 | 0.31476 | 0.60915 | 0.56869 | 0.31476 | 0.60915 | 0.56869 | 0.072691 | 0.14068 | 0.13133 | 0.072691 | 0.14068 | 0.13133 | -0.019118 | -0.062051 | 0.033682 | 0.020106 | 0.065759 | -0.030441 | -0.064142 | -0.053012 | -0.065477 | 0.066127 | 0.060425 | 0.07195 | 107.9983 | -3.8196 | -152.9365 | -72.0017 | 176.1804 | 27.0635 |  | 0.92076 | 0.58014 | 0.56065 | 0.95082 | 0.63482 | 0.59486 | 1.401 | -143.3113 | 144.285 | 1.0867 | -141.2399 | 139.9957
Line6_7_8 | 0 | 0 | 0 | 0 | 0 | 0 | 0 | 0 | 0 | 0 | 0 | 0 | -1.7973e-09 | -2.6012e-09 | -2.7578e-09 | 1.7176e-09 | 2.643e-09 | 2.7957e-09 | -2.2049e-10 | 2.8815e-09 | -2.5585e-09 | 2.1972e-10 | -2.8486e-09 | 2.5261e-09 | 0 | 0 | 0 | 0 | 0 | 0 |  | 0.95082 | 0.63482 | 0.59486 | 0.95082 | 0.63482 | 0.59486 | 1.0867 | -141.2399 | 139.9957 | 1.0867 | -141.2399 | 139.9957
Line7_8_9 | 0 | 0 | 0 | 0 | 0 | 0 | 0 | 0 | 0 | 0 | 0 | 0 | -5.9909e-10 | -8.6706e-10 | -9.1926e-10 | 5.194e-10 | 9.0886e-10 | 9.5715e-10 | -7.3495e-11 | 9.605e-10 | -8.5284e-10 | 7.273e-11 | -9.2758e-10 | 8.2043e-10 | 0 | 0 | 0 | 0 | 0 | 0 |  | 0.95082 | 0.63482 | 0.59486 | 0.95082 | 0.63482 | 0.59486 | 1.0867 | -141.2399 | 139.9957 | 1.0867 | -141.2399 | 139.9957
Line8_8_10 | 0 | 0 | 0 | 0 | 0 | 0 | 0 | 0 | 0 | 0 | 0 | 0 | -5.9909e-10 | -8.6706e-10 | -9.1926e-10 | 5.194e-10 | 9.0886e-10 | 9.5715e-10 | -7.3495e-11 | 9.605e-10 | -8.5284e-10 | 7.273e-11 | -9.2758e-10 | 8.2043e-10 | 0 | 0 | 0 | 0 | 0 | 0 |  | 0.95082 | 0.63482 | 0.59486 | 0.95082 | 0.63482 | 0.59486 | 1.0867 | -141.2399 | 139.9957 | 1.0867 | -141.2399 | 139.9957
Line9_3_11 | 0.27686 | 0.5416 | 0.51117 | 0.27686 | 0.5416 | 0.51117 | 0.063938 | 0.12508 | 0.11805 | 0.063938 | 0.12508 | 0.11805 | -0.015725 | -0.052181 | 0.032904 | 0.016489 | 0.055112 | -0.030286 | -0.054496 | -0.038829 | -0.052884 | 0.056031 | 0.044689 | 0.058115 | 107.871 | -2.6685 | -152.2375 | -72.129 | 177.3315 | 27.7625 |  | 0.8871 | 0.52002 | 0.52762 | 0.9135 | 0.56728 | 0.55513 | 1.7748 | -146.0147 | 149.652 | 1.4727 | -143.6307 | 145.2882

## LLG_max_10
name | pf_ikss_a_from_ka | pf_ikss_b_from_ka | pf_ikss_c_from_ka | pf_ikss_a_to_ka | pf_ikss_b_to_ka | pf_ikss_c_to_ka | pf_skss_a_from_mw | pf_skss_b_from_mw | pf_skss_c_from_mw | pf_skss_a_to_mw | pf_skss_b_to_mw | pf_skss_c_to_mw | pf_p_a_from_mw | pf_p_b_from_mw | pf_p_c_from_mw | pf_p_a_to_mw | pf_p_b_to_mw | pf_p_c_to_mw | pf_q_a_from_mvar | pf_q_b_from_mvar | pf_q_c_from_mvar | pf_q_a_to_mvar | pf_q_b_to_mvar | pf_q_c_to_mvar | pf_ikss_a_from_degree | pf_ikss_b_from_degree | pf_ikss_c_from_degree | pf_ikss_a_to_degree | pf_ikss_b_to_degree | pf_ikss_c_to_degree | 3xI0 | pf_vm_a_from_pu | pf_vm_b_from_pu | pf_vm_c_from_pu | pf_vm_a_to_pu | pf_vm_b_to_pu | pf_vm_c_to_pu | pf_va_a_from_degree | pf_va_b_from_degree | pf_va_c_from_degree | pf_va_a_to_degree | pf_va_b_to_degree | pf_va_c_to_degree
Line0_1_2 | 0.30778 | 0.59041 | 0.55136 | 0.30778 | 0.59041 | 0.55136 | 0.071078 | 0.13635 | 0.12733 | 0.071078 | 0.13635 | 0.12733 | -0.016575 | -0.052972 | 0.038893 | 0.017519 | 0.056455 | -0.035847 | -0.059113 | -0.037709 | -0.051389 | 0.061011 | 0.044672 | 0.057474 | 107.7667 | -4.078 | -152.9107 | -72.2333 | 175.922 | 27.0893 |  | 0.86373 | 0.47689 | 0.50614 | 0.89304 | 0.52799 | 0.53197 | 2.1033 | -148.6325 | 154.2093 | 1.7455 | -145.7238 | 149.0412
Line10_11_12 | 0.27197 | 0.52713 | 0.49749 | 0.27197 | 0.52713 | 0.49749 | 0.062809 | 0.12174 | 0.11489 | 0.062809 | 0.12174 | 0.11489 | -0.016009 | -0.05349 | 0.029589 | 0.016746 | 0.056266 | -0.027109 | -0.05523 | -0.043846 | -0.056683 | 0.056712 | 0.049397 | 0.061637 | 107.6445 | -2.9688 | -152.242 | -72.3555 | 177.0312 | 27.758 |  | 0.91553 | 0.56815 | 0.55654 | 0.94147 | 0.61504 | 0.58608 | 1.4799 | -143.6268 | 145.3229 | 1.1939 | -141.6883 | 141.4983
Line11_12_13 | 0.27197 | 0.52713 | 0.49749 | 0.27197 | 0.52713 | 0.49749 | 0.062809 | 0.12174 | 0.11489 | 0.062809 | 0.12174 | 0.11489 | -0.016746 | -0.056266 | 0.027109 | 0.017482 | 0.059042 | -0.024628 | -0.056712 | -0.049397 | -0.061637 | 0.058194 | 0.054947 | 0.066592 | 107.6445 | -2.9688 | -152.242 | -72.3555 | 177.0312 | 27.758 |  | 0.94147 | 0.61504 | 0.58608 | 0.96743 | 0.66254 | 0.61798 | 1.1939 | -141.6883 | 141.4983 | 0.92325 | -140.026 | 138.0544
Line12_13_15 | 0 | 0 | 0 | 0 | 0 | 0 | 0 | 0 | 0 | 0 | 0 | 0 | -1.6541e-09 | -2.5729e-09 | -2.7942e-09 | 1.5725e-09 | 2.6164e-09 | 2.8323e-09 | -1.8781e-10 | 2.8505e-09 | -2.4242e-09 | 1.8808e-10 | -2.8154e-09 | 2.3886e-09 | 0 | 0 | 0 | 0 | 0 | 0 |  | 0.96743 | 0.66254 | 0.61798 | 0.96743 | 0.66254 | 0.61798 | 0.92325 | -140.026 | 138.0544 | 0.92325 | -140.026 | 138.0544
Line13_13_14 | 0.27197 | 0.52713 | 0.49749 | 0.27197 | 0.52713 | 0.49749 | 0.062809 | 0.12174 | 0.11489 | 0.062809 | 0.12174 | 0.11489 | -0.017482 | -0.059042 | 0.024628 | 0.018219 | 0.061818 | -0.022148 | -0.058194 | -0.054947 | -0.066592 | 0.059676 | 0.060498 | 0.071546 | 107.6444 | -2.9688 | -152.242 | -72.3556 | 177.0312 | 27.758 |  | 0.96743 | 0.66254 | 0.61798 | 0.99341 | 0.71052 | 0.65189 | 0.92325 | -140.026 | 138.0544 | 0.66676 | -138.5872 | 134.9585
Line14_15_16 | 0 | 0 | 0 | 0 | 0 | 0 | 0 | 0 | 0 | 0 | 0 | 0 | -1.1027e-09 | -1.7153e-09 | -1.8628e-09 | 1.0211e-09 | 1.7588e-09 | 1.9009e-09 | -1.2521e-10 | 1.9003e-09 | -1.6161e-09 | 1.2548e-10 | -1.8653e-09 | 1.5806e-09 | 0 | 0 | 0 | 0 | 0 | 0 |  | 0.96743 | 0.66254 | 0.61798 | 0.96743 | 0.66254 | 0.61798 | 0.92325 | -140.026 | 138.0544 | 0.92325 | -140.026 | 138.0544
Line15_16_17 | 0 | 0 | 0 | 0 | 0 | 0 | 0 | 0 | 0 | 0 | 0 | 0 | -5.5136e-10 | -8.5763e-10 | -9.314e-10 | 4.6974e-10 | 9.0116e-10 | 9.695e-10 | -6.2604e-11 | 9.5017e-10 | -8.0808e-10 | 6.2873e-11 | -9.151e-10 | 7.7248e-10 | 0 | 0 | 0 | 0 | 0 | 0 |  | 0.96743 | 0.66254 | 0.61798 | 0.96743 | 0.66254 | 0.61798 | 0.92325 | -140.026 | 138.0544 | 0.92325 | -140.026 | 138.0544
Line16_4_18 | 0 | 0 | 0 | 0 | 0 | 0 | 0 | 0 | 0 | 0 | 0 | 0 | -7.5216e-10 | -8.5559e-10 | -8.0331e-10 | 6.6483e-10 | 8.9753e-10 | 8.4871e-10 | -1.1285e-10 | 9.621e-10 | -1.0515e-09 | 1.0702e-10 | -9.3096e-10 | 1.0258e-09 | 0 | 0 | 0 | 0 | 0 | 0 |  | 0.89749 | 0.53563 | 0.53467 | 0.89749 | 0.53563 | 0.53467 | 1.6942 | -145.5265 | 148.4034 | 1.6942 | -145.5265 | 148.4034
Line17_5_19 | 0.32947 | 0.62786 | 0.58287 | 0.32947 | 0.62786 | 0.58287 | 0.076088 | 0.145 | 0.13461 | 0.076088 | 0.145 | 0.13461 | -0.01886 | -0.05981 | 0.03807 | 0.019942 | 0.063749 | -0.034665 | -0.065444 | -0.048614 | -0.060852 | 0.067619 | 0.056489 | 0.067652 | 107.7983 | -4.7303 | -153.2901 | -72.2017 | 175.2697 | 26.7099 |  | 0.89511 | 0.53156 | 0.53325 | 0.92653 | 0.58743 | 0.56473 | 1.7222 | -145.6259 | 148.7404 | 1.3668 | -143.1854 | 143.8403
Line1_1_3 | 0.27197 | 0.52713 | 0.49749 | 0.27197 | 0.52713 | 0.49749 | 0.062809 | 0.12174 | 0.11489 | 0.062809 | 0.12174 | 0.11489 | -0.014535 | -0.047938 | 0.03455 | 0.015272 | 0.050714 | -0.032069 | -0.052266 | -0.032745 | -0.046775 | 0.053748 | 0.038296 | 0.051729 | 107.6445 | -2.9688 | -152.242 | -72.3555 | 177.0312 | 27.758 |  | 0.86373 | 0.47689 | 0.50614 | 0.88962 | 0.52202 | 0.52975 | 2.1033 | -148.6325 | 154.2093 | 1.7825 | -145.9109 | 149.555
Line2_1_4 | 0.35443 | 0.67015 | 0.61816 | 0.35443 | 0.67015 | 0.61816 | 0.081853 | 0.15477 | 0.14276 | 0.081853 | 0.15477 | 0.14276 | -0.019125 | -0.059075 | 0.0444 | 0.020377 | 0.063561 | -0.04057 | -0.068063 | -0.044243 | -0.057005 | 0.07058 | 0.053214 | 0.064653 | 107.7982 | -5.463 | -153.7049 | -72.2018 | 174.537 | 26.2951 |  | 0.86373 | 0.47689 | 0.50614 | 0.89749 | 0.53563 | 0.53467 | 2.1033 | -148.6325 | 154.2093 | 1.6942 | -145.5265 | 148.4034
Line3_1_5 | 0.32947 | 0.62786 | 0.58287 | 0.32947 | 0.62786 | 0.58287 | 0.076088 | 0.145 | 0.13461 | 0.076088 | 0.145 | 0.13461 | -0.017778 | -0.055872 | 0.041475 | 0.01886 | 0.05981 | -0.03807 | -0.06327 | -0.040739 | -0.054052 | 0.065444 | 0.048614 | 0.060852 | 107.7983 | -4.7303 | -153.2901 | -72.2017 | 175.2697 | 26.7099 |  | 0.86373 | 0.47689 | 0.50614 | 0.89511 | 0.53156 | 0.53325 | 2.1033 | -148.6325 | 154.2093 | 1.7222 | -145.6259 | 148.7404
Line4_2_6 | 0.30778 | 0.59041 | 0.55136 | 0.30778 | 0.59041 | 0.55136 | 0.071078 | 0.13635 | 0.12733 | 0.071078 | 0.13635 | 0.12733 | -0.017519 | -0.056455 | 0.035847 | 0.018463 | 0.059937 | -0.0328 | -0.061011 | -0.044672 | -0.057474 | 0.062908 | 0.051635 | 0.063559 | 107.7667 | -4.078 | -152.9107 | -72.2333 | 175.922 | 27.0893 |  | 0.89304 | 0.52799 | 0.53197 | 0.92239 | 0.58021 | 0.56171 | 1.7455 | -145.7238 | 149.0412 | 1.4104 | -143.3334 | 144.3855
Line5_6_7 | 0.30778 | 0.59041 | 0.55136 | 0.30778 | 0.59041 | 0.55136 | 0.071078 | 0.13635 | 0.12733 | 0.071078 | 0.13635 | 0.12733 | -0.018463 | -0.059937 | 0.0328 | 0.019407 | 0.06342 | -0.029753 | -0.062908 | -0.051635 | -0.063559 | 0.064806 | 0.058599 | 0.069644 | 107.7667 | -4.078 | -152.9107 | -72.2333 | 175.922 | 27.0893 |  | 0.92239 | 0.58021 | 0.56171 | 0.95176 | 0.63328 | 0.59477 | 1.4104 | -143.3334 | 144.3855 | 1.096 | -141.3406 | 140.2223
Line6_7_8 | 0 | 0 | 0 | 0 | 0 | 0 | 0 | 0 | 0 | 0 | 0 | 0 | -1.8007e-09 | -2.5946e-09 | -2.7422e-09 | 1.7171e-09 | 2.6383e-09 | 2.7821e-09 | -2.2288e-10 | 2.8917e-09 | -2.589e-09 | 2.2201e-10 | -2.8573e-09 | 2.5552e-09 | 0 | 0 | 0 | 0 | 0 | 0 |  | 0.95176 | 0.63328 | 0.59477 | 0.95176 | 0.63328 | 0.59477 | 1.096 | -141.3406 | 140.2223 | 1.096 | -141.3406 | 140.2223
Line7_8_9 | 0 | 0 | 0 | 0 | 0 | 0 | 0 | 0 | 0 | 0 | 0 | 0 | -6.0023e-10 | -8.6485e-10 | -9.1408e-10 | 5.1662e-10 | 9.086e-10 | 9.5394e-10 | -7.4293e-11 | 9.6388e-10 | -8.6301e-10 | 7.3429e-11 | -9.2951e-10 | 8.2922e-10 | 0 | 0 | 0 | 0 | 0 | 0 |  | 0.95176 | 0.63328 | 0.59477 | 0.95176 | 0.63328 | 0.59477 | 1.096 | -141.3406 | 140.2223 | 1.096 | -141.3406 | 140.2223
Line8_8_10 | 0 | 0 | 0 | 0 | 0 | 0 | 0 | 0 | 0 | 0 | 0 | 0 | -6.0023e-10 | -8.6485e-10 | -9.1408e-10 | 5.1662e-10 | 9.086e-10 | 9.5394e-10 | -7.4293e-11 | 9.6388e-10 | -8.6301e-10 | 7.3429e-11 | -9.2951e-10 | 8.2922e-10 | 0 | 0 | 0 | 0 | 0 | 0 |  | 0.95176 | 0.63328 | 0.59477 | 0.95176 | 0.63328 | 0.59477 | 1.096 | -141.3406 | 140.2223 | 1.096 | -141.3406 | 140.2223
Line9_3_11 | 0.27197 | 0.52713 | 0.49749 | 0.27197 | 0.52713 | 0.49749 | 0.062809 | 0.12174 | 0.11489 | 0.062809 | 0.12174 | 0.11489 | -0.015272 | -0.050714 | 0.032069 | 0.016009 | 0.05349 | -0.029589 | -0.053748 | -0.038296 | -0.051729 | 0.05523 | 0.043846 | 0.056683 | 107.6445 | -2.9688 | -152.242 | -72.3555 | 177.0312 | 27.758 |  | 0.88962 | 0.52202 | 0.52975 | 0.91553 | 0.56815 | 0.55654 | 1.7825 | -145.9109 | 149.555 | 1.4799 | -143.6268 | 145.3229

## LLG_max_fault_6
name | pf_ikss_a_from_ka | pf_ikss_b_from_ka | pf_ikss_c_from_ka | pf_ikss_a_to_ka | pf_ikss_b_to_ka | pf_ikss_c_to_ka | pf_skss_a_from_mw | pf_skss_b_from_mw | pf_skss_c_from_mw | pf_skss_a_to_mw | pf_skss_b_to_mw | pf_skss_c_to_mw | pf_p_a_from_mw | pf_p_b_from_mw | pf_p_c_from_mw | pf_p_a_to_mw | pf_p_b_to_mw | pf_p_c_to_mw | pf_q_a_from_mvar | pf_q_b_from_mvar | pf_q_c_from_mvar | pf_q_a_to_mvar | pf_q_b_to_mvar | pf_q_c_to_mvar | pf_ikss_a_from_degree | pf_ikss_b_from_degree | pf_ikss_c_from_degree | pf_ikss_a_to_degree | pf_ikss_b_to_degree | pf_ikss_c_to_degree | 3xI0 | pf_vm_a_from_pu | pf_vm_b_from_pu | pf_vm_c_from_pu | pf_vm_a_to_pu | pf_vm_b_to_pu | pf_vm_c_to_pu | pf_va_a_from_degree | pf_va_b_from_degree | pf_va_c_from_degree | pf_va_a_to_degree | pf_va_b_to_degree | pf_va_c_to_degree
Line0_1_2 | 0.11411 | 0.11603 | 0.11864 | 0.11411 | 0.11603 | 0.11864 | 0.026354 | 0.026797 | 0.027399 | 0.026354 | 0.026797 | 0.027399 | -0.0037073 | -0.0050592 | -0.0039968 | 0.0038375 | 0.0051939 | 0.0041376 | -0.029885 | -0.030123 | -0.030837 | 0.030145 | 0.030393 | 0.031119 | 96.9896 | -20.9197 | -142.7601 | -83.0104 | 159.0803 | 37.2399 |  | 1.1427 | 1.1399 | 1.1349 | 1.1531 | 1.1506 | 1.1458 | -0.081966 | -120.4535 | 119.855 | -0.26512 | -120.6174 | 119.6663
Line10_11_12 | 0.10169 | 0.10327 | 0.10576 | 0.10169 | 0.10327 | 0.10576 | 0.023485 | 0.023849 | 0.024425 | 0.023485 | 0.023849 | 0.024425 | -0.0033951 | -0.0046338 | -0.003715 | 0.0034984 | 0.0047405 | 0.0038268 | -0.027059 | -0.027249 | -0.027947 | 0.027266 | 0.027463 | 0.028171 | 96.7413 | -21.0951 | -142.9097 | -83.2587 | 158.9049 | 37.0903 |  | 1.1612 | 1.159 | 1.1543 | 1.1705 | 1.1686 | 1.164 | -0.41009 | -120.746 | 119.5185 | -0.57024 | -120.8887 | 119.3544
Line11_12_13 | 0.10169 | 0.10327 | 0.10576 | 0.10169 | 0.10327 | 0.10576 | 0.023485 | 0.023849 | 0.024425 | 0.023485 | 0.023849 | 0.024425 | -0.0034984 | -0.0047405 | -0.0038268 | 0.0036018 | 0.0048471 | 0.0039387 | -0.027266 | -0.027463 | -0.028171 | 0.027473 | 0.027676 | 0.028395 | 96.7413 | -21.0951 | -142.9097 | -83.2587 | 158.9049 | 37.0903 |  | 1.1705 | 1.1686 | 1.164 | 1.1798 | 1.1781 | 1.1737 | -0.57024 | -120.8887 | 119.3544 | -0.72787 | -121.029 | 119.193
Line12_13_15 | 0 | 0 | 0 | 0 | 0 | 0 | 0 | 0 | 0 | 0 | 0 | 0 | 1.0337e-09 | 1.0191e-09 | 9.5146e-10 | -1.0348e-09 | -1.0177e-09 | -9.5173e-10 | 1.842e-10 | 2.5744e-10 | 1.9574e-10 | -1.8325e-10 | -2.5696e-10 | -1.9716e-10 | 0 | 0 | 0 | 0 | 0 | 0 |  | 1.1798 | 1.1781 | 1.1737 | 1.1798 | 1.1781 | 1.1737 | -0.72787 | -121.029 | 119.193 | -0.72787 | -121.029 | 119.193
Line13_13_14 | 0.10169 | 0.10327 | 0.10576 | 0.10169 | 0.10327 | 0.10576 | 0.023485 | 0.023849 | 0.024425 | 0.023485 | 0.023849 | 0.024425 | -0.0036018 | -0.0048471 | -0.0039387 | 0.0037052 | 0.0049538 | 0.0040506 | -0.027473 | -0.027676 | -0.028395 | 0.02768 | 0.027889 | 0.028619 | 96.7413 | -21.0951 | -142.9097 | -83.2587 | 158.9049 | 37.0903 |  | 1.1798 | 1.1781 | 1.1737 | 1.1891 | 1.1877 | 1.1834 | -0.72787 | -121.029 | 119.193 | -0.88304 | -121.1671 | 119.0343
Line14_15_16 | 0 | 0 | 0 | 0 | 0 | 0 | 0 | 0 | 0 | 0 | 0 | 0 | 6.8913e-10 | 6.7938e-10 | 6.3431e-10 | -6.9024e-10 | -6.78e-10 | -6.3458e-10 | 1.228e-10 | 1.7163e-10 | 1.3049e-10 | -1.2185e-10 | -1.7115e-10 | -1.3191e-10 | 0 | 0 | 0 | 0 | 0 | 0 |  | 1.1798 | 1.1781 | 1.1737 | 1.1798 | 1.1781 | 1.1737 | -0.72787 | -121.029 | 119.193 | -0.72787 | -121.029 | 119.193
Line15_16_17 | 0 | 0 | 0 | 0 | 0 | 0 | 0 | 0 | 0 | 0 | 0 | 0 | 3.4457e-10 | 3.3969e-10 | 3.1715e-10 | -3.4567e-10 | -3.3831e-10 | -3.1742e-10 | 6.1398e-11 | 8.5813e-11 | 6.5245e-11 | -6.045e-11 | -8.5337e-11 | -6.667e-11 | 0 | 0 | 0 | 0 | 0 | 0 |  | 1.1798 | 1.1781 | 1.1737 | 1.1798 | 1.1781 | 1.1737 | -0.72787 | -121.029 | 119.193 | -0.72787 | -121.029 | 119.193
Line16_4_18 | 0 | 0 | 0 | 0 | 0 | 0 | 0 | 0 | 0 | 0 | 0 | 0 | 2.2973e-10 | 2.2212e-10 | 1.9883e-10 | -2.3106e-10 | -2.206e-10 | -1.9903e-10 | 2.4324e-11 | 5.2374e-11 | 2.7231e-11 | -2.3331e-11 | -5.1732e-11 | -2.8867e-11 | 0 | 0 | 0 | 0 | 0 | 0 |  | 1.1546 | 1.1521 | 1.1473 | 1.1546 | 1.1521 | 1.1473 | -0.28706 | -120.6378 | 119.6426 | -0.28706 | -120.6378 | 119.6426
Line17_5_19 | 0.12153 | 0.12367 | 0.12632 | 0.12153 | 0.12367 | 0.12632 | 0.028067 | 0.02856 | 0.029172 | 0.028067 | 0.02856 | 0.029172 | -0.0041783 | -0.0056028 | -0.0044675 | 0.004326 | 0.0057558 | 0.0046271 | -0.032112 | -0.032401 | -0.033145 | 0.032408 | 0.032707 | 0.033464 | 97.1379 | -20.8163 | -142.6685 | -82.8621 | 159.1837 | 37.3315 |  | 1.1538 | 1.1513 | 1.1465 | 1.1649 | 1.1628 | 1.1581 | -0.27549 | -120.627 | 119.6551 | -0.46531 | -120.7971 | 119.4592
Line1_1_3 | 0.10169 | 0.10327 | 0.10576 | 0.10169 | 0.10327 | 0.10576 | 0.023485 | 0.023849 | 0.024425 | 0.023485 | 0.023849 | 0.024425 | -0.0031883 | -0.0044205 | -0.0034912 | 0.0032917 | 0.0045271 | 0.0036031 | -0.026645 | -0.026823 | -0.0275 | 0.026852 | 0.027036 | 0.027724 | 96.7413 | -21.0951 | -142.9097 | -83.2587 | 158.9049 | 37.0903 |  | 1.1427 | 1.1399 | 1.1349 | 1.1519 | 1.1494 | 1.1446 | -0.081966 | -120.4535 | 119.855 | -0.24735 | -120.601 | 119.6853
Line2_1_4 | 0.12998 | 0.13236 | 0.13505 | 0.12998 | 0.13236 | 0.13505 | 0.030017 | 0.030567 | 0.031187 | 0.030017 | 0.030567 | 0.031187 | -0.0044108 | -0.0059029 | -0.0046708 | 0.0045797 | 0.0060781 | 0.0048531 | -0.034015 | -0.034339 | -0.035086 | 0.034352 | 0.034689 | 0.03545 | 97.3066 | -20.6997 | -142.5621 | -82.6934 | 159.3003 | 37.4379 |  | 1.1427 | 1.1399 | 1.1349 | 1.1546 | 1.1521 | 1.1473 | -0.081966 | -120.4535 | 119.855 | -0.28706 | -120.6378 | 119.6426
Line3_1_5 | 0.12153 | 0.12367 | 0.12632 | 0.12153 | 0.12367 | 0.12632 | 0.028067 | 0.02856 | 0.029172 | 0.028067 | 0.02856 | 0.029172 | -0.0040306 | -0.0054499 | -0.004308 | 0.0041783 | 0.0056028 | 0.0044675 | -0.031817 | -0.032095 | -0.032826 | 0.032112 | 0.032401 | 0.033145 | 97.1379 | -20.8163 | -142.6685 | -82.8621 | 159.1837 | 37.3315 |  | 1.1427 | 1.1399 | 1.1349 | 1.1538 | 1.1513 | 1.1465 | -0.081966 | -120.4535 | 119.855 | -0.27549 | -120.627 | 119.6551
Line4_2_6 | 0.11411 | 0.11603 | 0.11864 | 0.11411 | 0.11603 | 0.11864 | 0.026354 | 0.026797 | 0.027399 | 0.026354 | 0.026797 | 0.027399 | -0.0038375 | -0.0051939 | -0.0041376 | 0.0039677 | 0.0053285 | 0.0042783 | -0.030145 | -0.030393 | -0.031119 | 0.030405 | 0.030662 | 0.0314 | 96.9896 | -20.9197 | -142.7601 | -83.0104 | 159.0803 | 37.2399 |  | 1.1531 | 1.1506 | 1.1458 | 1.1635 | 1.1614 | 1.1566 | -0.26512 | -120.6174 | 119.6663 | -0.445 | -120.7782 | 119.4811
Line5_6_7 | 0.11411 | 0.11603 | 0.11864 | 0.11411 | 0.11603 | 0.11864 | 0.026354 | 0.026797 | 0.027399 | 0.026354 | 0.026797 | 0.027399 | -0.0039677 | -0.0053285 | -0.0042783 | 0.0040979 | 0.0054632 | 0.0044191 | -0.030405 | -0.030662 | -0.0314 | 0.030666 | 0.030931 | 0.031682 | 96.9896 | -20.9197 | -142.7601 | -83.0104 | 159.0803 | 37.2399 |  | 1.1635 | 1.1614 | 1.1566 | 1.174 | 1.1721 | 1.1675 | -0.445 | -120.7782 | 119.4811 | -0.62167 | -120.9362 | 119.2993
Line6_7_8 | 0 | 0 | 0 | 0 | 0 | 0 | 0 | 0 | 0 | 0 | 0 | 0 | 9.526e-10 | 9.3633e-10 | 8.6746e-10 | -9.5376e-10 | -9.3491e-10 | -8.6772e-10 | 1.5703e-10 | 2.3326e-10 | 1.6832e-10 | -1.5606e-10 | -2.3275e-10 | -1.698e-10 | 0 | 0 | 0 | 0 | 0 | 0 |  | 1.174 | 1.1721 | 1.1675 | 1.174 | 1.1721 | 1.1675 | -0.62167 | -120.9362 | 119.2993 | -0.62167 | -120.9362 | 119.2993
Line7_8_9 | 0 | 0 | 0 | 0 | 0 | 0 | 0 | 0 | 0 | 0 | 0 | 0 | 3.1753e-10 | 3.1211e-10 | 2.8915e-10 | -3.1869e-10 | -3.1069e-10 | -2.8941e-10 | 5.2344e-11 | 7.7752e-11 | 5.6105e-11 | -5.1375e-11 | -7.7241e-11 | -5.7586e-11 | 0 | 0 | 0 | 0 | 0 | 0 |  | 1.174 | 1.1721 | 1.1675 | 1.174 | 1.1721 | 1.1675 | -0.62167 | -120.9362 | 119.2993 | -0.62167 | -120.9362 | 119.2993
Line8_8_10 | 0 | 0 | 0 | 0 | 0 | 0 | 0 | 0 | 0 | 0 | 0 | 0 | 3.1753e-10 | 3.1211e-10 | 2.8915e-10 | -3.1869e-10 | -3.1069e-10 | -2.8941e-10 | 5.2344e-11 | 7.7752e-11 | 5.6105e-11 | -5.1375e-11 | -7.7241e-11 | -5.7586e-11 | 0 | 0 | 0 | 0 | 0 | 0 |  | 1.174 | 1.1721 | 1.1675 | 1.174 | 1.1721 | 1.1675 | -0.62167 | -120.9362 | 119.2993 | -0.62167 | -120.9362 | 119.2993
Line9_3_11 | 0.10169 | 0.10327 | 0.10576 | 0.10169 | 0.10327 | 0.10576 | 0.023485 | 0.023849 | 0.024425 | 0.023485 | 0.023849 | 0.024425 | -0.0032917 | -0.0045271 | -0.0036031 | 0.0033951 | 0.0046338 | 0.003715 | -0.026852 | -0.027036 | -0.027724 | 0.027059 | 0.027249 | 0.027947 | 96.7413 | -21.0951 | -142.9097 | -83.2587 | 158.9049 | 37.0903 |  | 1.1519 | 1.1494 | 1.1446 | 1.1612 | 1.159 | 1.1543 | -0.24735 | -120.601 | 119.6853 | -0.41009 | -120.746 | 119.5185

## LLG_max_fault_10
name | pf_ikss_a_from_ka | pf_ikss_b_from_ka | pf_ikss_c_from_ka | pf_ikss_a_to_ka | pf_ikss_b_to_ka | pf_ikss_c_to_ka | pf_skss_a_from_mw | pf_skss_b_from_mw | pf_skss_c_from_mw | pf_skss_a_to_mw | pf_skss_b_to_mw | pf_skss_c_to_mw | pf_p_a_from_mw | pf_p_b_from_mw | pf_p_c_from_mw | pf_p_a_to_mw | pf_p_b_to_mw | pf_p_c_to_mw | pf_q_a_from_mvar | pf_q_b_from_mvar | pf_q_c_from_mvar | pf_q_a_to_mvar | pf_q_b_to_mvar | pf_q_c_to_mvar | pf_ikss_a_from_degree | pf_ikss_b_from_degree | pf_ikss_c_from_degree | pf_ikss_a_to_degree | pf_ikss_b_to_degree | pf_ikss_c_to_degree | 3xI0 | pf_vm_a_from_pu | pf_vm_b_from_pu | pf_vm_c_from_pu | pf_vm_a_to_pu | pf_vm_b_to_pu | pf_vm_c_to_pu | pf_va_a_from_degree | pf_va_b_from_degree | pf_va_c_from_degree | pf_va_a_to_degree | pf_va_b_to_degree | pf_va_c_to_degree
Line0_1_2 | 0.11483 | 0.11668 | 0.11918 | 0.11483 | 0.11668 | 0.11918 | 0.026519 | 0.026946 | 0.027523 | 0.026519 | 0.026946 | 0.027523 | -0.0037073 | -0.0050161 | -0.003984 | 0.0038392 | 0.0051522 | 0.004126 | -0.030141 | -0.03037 | -0.03105 | 0.030405 | 0.030642 | 0.031334 | 96.9326 | -21.0713 | -142.8309 | -83.0674 | 158.9287 | 37.1691 |  | 1.1451 | 1.1424 | 1.1374 | 1.1556 | 1.1532 | 1.1483 | -0.07942 | -120.4498 | 119.8576 | -0.26386 | -120.6157 | 119.6677
Line10_11_12 | 0.10275 | 0.10428 | 0.10668 | 0.10275 | 0.10428 | 0.10668 | 0.02373 | 0.024082 | 0.024637 | 0.02373 | 0.024082 | 0.024637 | -0.0034143 | -0.0046178 | -0.0037206 | 0.0035199 | 0.0047265 | 0.0038344 | -0.027407 | -0.027591 | -0.028258 | 0.027618 | 0.027809 | 0.028486 | 96.6901 | -21.2459 | -142.9817 | -83.3099 | 158.7541 | 37.0183 |  | 1.1639 | 1.1616 | 1.1569 | 1.1733 | 1.1713 | 1.1667 | -0.41107 | -120.7471 | 119.5176 | -0.57292 | -120.8921 | 119.3519
Line11_12_13 | 0.10275 | 0.10428 | 0.10668 | 0.10275 | 0.10428 | 0.10668 | 0.02373 | 0.024082 | 0.024637 | 0.02373 | 0.024082 | 0.024637 | -0.0035199 | -0.0047265 | -0.0038344 | 0.0036254 | 0.0048353 | 0.0039482 | -0.027618 | -0.027809 | -0.028486 | 0.02783 | 0.028026 | 0.028714 | 96.6901 | -21.2459 | -142.9817 | -83.3099 | 158.7541 | 37.0183 |  | 1.1733 | 1.1713 | 1.1667 | 1.1827 | 1.181 | 1.1765 | -0.57292 | -120.8921 | 119.3519 | -0.7322 | -121.0347 | 119.189
Line12_13_15 | 0 | 0 | 0 | 0 | 0 | 0 | 0 | 0 | 0 | 0 | 0 | 0 | 1.0732e-09 | 1.0585e-09 | 9.9002e-10 | -1.0743e-09 | -1.057e-09 | -9.9031e-10 | 1.8586e-10 | 2.5954e-10 | 1.97e-10 | -1.8486e-10 | -2.5904e-10 | -1.985e-10 | 0 | 0 | 0 | 0 | 0 | 0 |  | 1.1827 | 1.181 | 1.1765 | 1.1827 | 1.181 | 1.1765 | -0.7322 | -121.0347 | 119.189 | -0.7322 | -121.0347 | 119.189
Line13_13_14 | 0.10275 | 0.10428 | 0.10668 | 0.10275 | 0.10428 | 0.10668 | 0.02373 | 0.024082 | 0.024637 | 0.02373 | 0.024082 | 0.024637 | -0.0036254 | -0.0048353 | -0.0039482 | 0.003731 | 0.004944 | 0.0040621 | -0.02783 | -0.028026 | -0.028714 | 0.028041 | 0.028244 | 0.028941 | 96.6901 | -21.2459 | -142.9817 | -83.3099 | 158.7541 | 37.0183 |  | 1.1827 | 1.181 | 1.1765 | 1.1921 | 1.1906 | 1.1862 | -0.7322 | -121.0347 | 119.189 | -0.88897 | -121.1749 | 119.0287
Line14_15_16 | 0 | 0 | 0 | 0 | 0 | 0 | 0 | 0 | 0 | 0 | 0 | 0 | 7.1544e-10 | 7.0565e-10 | 6.6002e-10 | -7.1661e-10 | -7.042e-10 | -6.603e-10 | 1.2391e-10 | 1.7302e-10 | 1.3133e-10 | -1.2291e-10 | -1.7252e-10 | -1.3283e-10 | 0 | 0 | 0 | 0 | 0 | 0 |  | 1.1827 | 1.181 | 1.1765 | 1.1827 | 1.181 | 1.1765 | -0.7322 | -121.0347 | 119.189 | -0.7322 | -121.0347 | 119.189
Line15_16_17 | 0 | 0 | 0 | 0 | 0 | 0 | 0 | 0 | 0 | 0 | 0 | 0 | 3.5772e-10 | 3.5282e-10 | 3.3001e-10 | -3.5889e-10 | -3.5138e-10 | -3.3029e-10 | 6.1954e-11 | 8.6512e-11 | 6.5665e-11 | -6.0957e-11 | -8.6011e-11 | -6.7164e-11 | 0 | 0 | 0 | 0 | 0 | 0 |  | 1.1827 | 1.181 | 1.1765 | 1.1827 | 1.181 | 1.1765 | -0.7322 | -121.0347 | 119.189 | -0.7322 | -121.0347 | 119.189
Line16_4_18 | 0 | 0 | 0 | 0 | 0 | 0 | 0 | 0 | 0 | 0 | 0 | 0 | 2.4071e-10 | 2.3314e-10 | 2.0968e-10 | -2.421e-10 | -2.3155e-10 | -2.0988e-10 | 2.4253e-11 | 5.2323e-11 | 2.7028e-11 | -2.3213e-11 | -5.1654e-11 | -2.8738e-11 | 0 | 0 | 0 | 0 | 0 | 0 |  | 1.1571 | 1.1546 | 1.1498 | 1.1571 | 1.1546 | 1.1498 | -0.285 | -120.6355 | 119.6449 | -0.285 | -120.6355 | 119.6449
Line17_5_19 | 0.122 | 0.12404 | 0.12658 | 0.122 | 0.12404 | 0.12658 | 0.028174 | 0.028646 | 0.029233 | 0.028174 | 0.028646 | 0.029233 | -0.0041679 | -0.0055442 | -0.0044444 | 0.0043167 | 0.005698 | 0.0046047 | -0.03231 | -0.032585 | -0.033292 | 0.032607 | 0.032892 | 0.033613 | 97.0766 | -20.9689 | -142.7392 | -82.9234 | 159.0311 | 37.2608 |  | 1.1563 | 1.1538 | 1.149 | 1.1675 | 1.1653 | 1.1606 | -0.27387 | -120.6251 | 119.6569 | -0.46461 | -120.7969 | 119.4603
Line1_1_3 | 0.10275 | 0.10428 | 0.10668 | 0.10275 | 0.10428 | 0.10668 | 0.02373 | 0.024082 | 0.024637 | 0.02373 | 0.024082 | 0.024637 | -0.0032032 | -0.0044003 | -0.003493 | 0.0033088 | 0.004509 | 0.0036068 | -0.026985 | -0.027156 | -0.027803 | 0.027196 | 0.027374 | 0.028031 | 96.6901 | -21.2459 | -142.9817 | -83.3099 | 158.7541 | 37.0183 |  | 1.1451 | 1.1424 | 1.1374 | 1.1545 | 1.152 | 1.1472 | -0.07942 | -120.4498 | 119.8576 | -0.24659 | -120.5997 | 119.6861
Line2_1_4 | 0.13011 | 0.13238 | 0.13495 | 0.13011 | 0.13238 | 0.13495 | 0.030048 | 0.030572 | 0.031166 | 0.030048 | 0.030572 | 0.031166 | -0.0043835 | -0.005822 | -0.0046324 | 0.0045527 | 0.0059972 | 0.0048145 | -0.034129 | -0.034436 | -0.035145 | 0.034467 | 0.034787 | 0.035509 | 97.2395 | -20.8538 | -142.6337 | -82.7605 | 159.1462 | 37.3663 |  | 1.1451 | 1.1424 | 1.1374 | 1.1571 | 1.1546 | 1.1498 | -0.07942 | -120.4498 | 119.8576 | -0.285 | -120.6355 | 119.6449
Line3_1_5 | 0.122 | 0.12404 | 0.12658 | 0.122 | 0.12404 | 0.12658 | 0.028174 | 0.028646 | 0.029233 | 0.028174 | 0.028646 | 0.029233 | -0.0040191 | -0.0053903 | -0.0042842 | 0.0041679 | 0.0055442 | 0.0044444 | -0.032012 | -0.032277 | -0.032972 | 0.03231 | 0.032585 | 0.033292 | 97.0766 | -20.9689 | -142.7392 | -82.9234 | 159.0311 | 37.2608 |  | 1.1451 | 1.1424 | 1.1374 | 1.1563 | 1.1538 | 1.149 | -0.07942 | -120.4498 | 119.8576 | -0.27387 | -120.6251 | 119.6569
Line4_2_6 | 0.11483 | 0.11668 | 0.11918 | 0.11483 | 0.11668 | 0.11918 | 0.026519 | 0.026946 | 0.027523 | 0.026519 | 0.026946 | 0.027523 | -0.0038392 | -0.0051522 | -0.004126 | 0.003971 | 0.0052884 | 0.0042681 | -0.030405 | -0.030642 | -0.031334 | 0.030669 | 0.030915 | 0.031618 | 96.9326 | -21.0713 | -142.8309 | -83.0674 | 158.9287 | 37.1691 |  | 1.1556 | 1.1532 | 1.1483 | 1.1661 | 1.164 | 1.1592 | -0.26386 | -120.6157 | 119.6677 | -0.44499 | -120.7786 | 119.4814
Line5_6_7 | 0.11483 | 0.11668 | 0.11918 | 0.11483 | 0.11668 | 0.11918 | 0.026519 | 0.026946 | 0.027523 | 0.026519 | 0.026946 | 0.027523 | -0.003971 | -0.0052884 | -0.0042681 | 0.0041029 | 0.0054245 | 0.0044101 | -0.030669 | -0.030915 | -0.031618 | 0.030933 | 0.031187 | 0.031902 | 96.9326 | -21.0713 | -142.8309 | -83.0674 | 158.9287 | 37.1691 |  | 1.1661 | 1.164 | 1.1592 | 1.1766 | 1.1748 | 1.1701 | -0.44499 | -120.7786 | 119.4814 | -0.62288 | -120.9384 | 119.2986
Line6_7_8 | 0 | 0 | 0 | 0 | 0 | 0 | 0 | 0 | 0 | 0 | 0 | 0 | 9.8906e-10 | 9.7272e-10 | 9.0311e-10 | -9.9028e-10 | -9.7123e-10 | -9.0339e-10 | 1.5783e-10 | 2.3441e-10 | 1.6866e-10 | -1.5681e-10 | -2.3387e-10 | -1.7022e-10 | 0 | 0 | 0 | 0 | 0 | 0 |  | 1.1766 | 1.1748 | 1.1701 | 1.1766 | 1.1748 | 1.1701 | -0.62288 | -120.9384 | 119.2986 | -0.62288 | -120.9384 | 119.2986
Line7_8_9 | 0 | 0 | 0 | 0 | 0 | 0 | 0 | 0 | 0 | 0 | 0 | 0 | 3.2969e-10 | 3.2424e-10 | 3.0104e-10 | -3.3091e-10 | -3.2275e-10 | -3.0131e-10 | 5.2609e-11 | 7.8137e-11 | 5.6222e-11 | -5.1592e-11 | -7.7599e-11 | -5.7777e-11 | 0 | 0 | 0 | 0 | 0 | 0 |  | 1.1766 | 1.1748 | 1.1701 | 1.1766 | 1.1748 | 1.1701 | -0.62288 | -120.9384 | 119.2986 | -0.62288 | -120.9384 | 119.2986
Line8_8_10 | 0 | 0 | 0 | 0 | 0 | 0 | 0 | 0 | 0 | 0 | 0 | 0 | 3.2969e-10 | 3.2424e-10 | 3.0104e-10 | -3.3091e-10 | -3.2275e-10 | -3.0131e-10 | 5.2609e-11 | 7.8137e-11 | 5.6222e-11 | -5.1592e-11 | -7.7599e-11 | -5.7777e-11 | 0 | 0 | 0 | 0 | 0 | 0 |  | 1.1766 | 1.1748 | 1.1701 | 1.1766 | 1.1748 | 1.1701 | -0.62288 | -120.9384 | 119.2986 | -0.62288 | -120.9384 | 119.2986
Line9_3_11 | 0.10275 | 0.10428 | 0.10668 | 0.10275 | 0.10428 | 0.10668 | 0.02373 | 0.024082 | 0.024637 | 0.02373 | 0.024082 | 0.024637 | -0.0033088 | -0.004509 | -0.0036068 | 0.0034143 | 0.0046178 | 0.0037206 | -0.027196 | -0.027374 | -0.028031 | 0.027407 | 0.027591 | 0.028258 | 96.6901 | -21.2459 | -142.9817 | -83.3099 | 158.7541 | 37.0183 |  | 1.1545 | 1.152 | 1.1472 | 1.1639 | 1.1616 | 1.1569 | -0.24659 | -120.5997 | 119.6861 | -0.41107 | -120.7471 | 119.5176

## LLG_min_6
name | pf_ikss_a_from_ka | pf_ikss_b_from_ka | pf_ikss_c_from_ka | pf_ikss_a_to_ka | pf_ikss_b_to_ka | pf_ikss_c_to_ka | pf_skss_a_from_mw | pf_skss_b_from_mw | pf_skss_c_from_mw | pf_skss_a_to_mw | pf_skss_b_to_mw | pf_skss_c_to_mw | pf_p_a_from_mw | pf_p_b_from_mw | pf_p_c_from_mw | pf_p_a_to_mw | pf_p_b_to_mw | pf_p_c_to_mw | pf_q_a_from_mvar | pf_q_b_from_mvar | pf_q_c_from_mvar | pf_q_a_to_mvar | pf_q_b_to_mvar | pf_q_c_to_mvar | pf_ikss_a_from_degree | pf_ikss_b_from_degree | pf_ikss_c_from_degree | pf_ikss_a_to_degree | pf_ikss_b_to_degree | pf_ikss_c_to_degree | 3xI0 | pf_vm_a_from_pu | pf_vm_b_from_pu | pf_vm_c_from_pu | pf_vm_a_to_pu | pf_vm_b_to_pu | pf_vm_c_to_pu | pf_va_a_from_degree | pf_va_b_from_degree | pf_va_c_from_degree | pf_va_a_to_degree | pf_va_b_to_degree | pf_va_c_to_degree
Line0_1_2 | 0.0057617 | 0.015922 | 0.011783 | 0.0057617 | 0.015922 | 0.011783 | 0.0013306 | 0.0036771 | 0.0027212 | 0.0013306 | 0.0036771 | 0.0027212 | -0.00023396 | -0.0012081 | 0.00072079 | 0.00023456 | 0.0012128 | -0.00071792 | -0.00086907 | 0.00011863 | -0.0005487 | 0.00086983 | -0.00011373 | 0.00055151 | 108.84 | -0.8838 | -151.0772 | -71.1601 | 179.1162 | 28.9228 |  | 0.67639 | 0.33013 | 0.3329 | 0.67706 | 0.33127 | 0.33269 | 3.7727 | 173.5082 | 171.6426 | 3.7482 | 173.7587 | 171.3911
Line10_11_12 | 0.0057363 | 0.015871 | 0.011745 | 0.0057363 | 0.015871 | 0.011745 | 0.0013247 | 0.0036652 | 0.0027125 | 0.0013247 | 0.0036652 | 0.0027124 | -0.00023526 | -0.0012132 | 0.00071192 | 0.00023586 | 0.0012178 | -0.00070907 | -0.00086644 | 0.00011108 | -0.00055366 | 0.00086719 | -0.00010621 | 0.00055645 | 108.9154 | -0.76214 | -150.9873 | -71.0847 | 179.2379 | 29.0128 |  | 0.67773 | 0.33239 | 0.33249 | 0.67839 | 0.33353 | 0.3323 | 3.7241 | 174.0066 | 171.1407 | 3.6999 | 174.2533 | 170.8893
Line11_12_13 | 0.0057363 | 0.015871 | 0.011745 | 0.0057363 | 0.015871 | 0.011745 | 0.0013247 | 0.0036652 | 0.0027124 | 0.0013247 | 0.0036652 | 0.0027124 | -0.00023586 | -0.0012178 | 0.00070907 | 0.00023645 | 0.0012224 | -0.00070622 | -0.00086719 | 0.00010621 | -0.00055645 | 0.00086794 | -0.00010135 | 0.00055924 | 108.9152 | -0.7622 | -150.9873 | -71.0849 | 179.2378 | 29.0127 |  | 0.67839 | 0.33353 | 0.3323 | 0.67906 | 0.33467 | 0.33211 | 3.6999 | 174.2533 | 170.8893 | 3.6757 | 174.4983 | 170.6376
Line12_13_15 | 0 | 0 | 0 | 0 | 0 | 0 | 0 | 0 | 0 | 0 | 0 | 0 | -9.6809e-09 | 3.3691e-09 | 2.5317e-09 | 7.2479e-09 | -2.1479e-09 | -1.3199e-09 | -1.9079e-09 | 3.4715e-09 | -2.9489e-09 | 1.4316e-09 | -3.431e-09 | 2.9074e-09 | 0 | 0 | 0 | 0 | 0 | 0 |  | 0.67906 | 0.33467 | 0.33211 | 0.67906 | 0.33467 | 0.33211 | 3.6757 | 174.4983 | 170.6376 | 3.6757 | 174.4983 | 170.6376
Line13_13_14 | 0.0057362 | 0.015871 | 0.011745 | 0.0057362 | 0.015871 | 0.011745 | 0.0013247 | 0.0036652 | 0.0027124 | 0.0013247 | 0.0036652 | 0.0027124 | -0.00023644 | -0.0012224 | 0.00070622 | 0.00023704 | 0.0012271 | -0.00070336 | -0.00086794 | 0.00010135 | -0.00055924 | 0.00086869 | -9.6486e-05 | 0.00056203 | 108.9145 | -0.76243 | -150.9874 | -71.0856 | 179.2376 | 29.0127 |  | 0.67906 | 0.33467 | 0.33211 | 0.67972 | 0.33582 | 0.33193 | 3.6757 | 174.4983 | 170.6376 | 3.6516 | 174.7416 | 170.3856
Line14_15_16 | 0 | 0 | 0 | 0 | 0 | 0 | 0 | 0 | 0 | 0 | 0 | 0 | -6.4539e-09 | 2.2461e-09 | 1.6878e-09 | 4.021e-09 | -1.0249e-09 | -4.7601e-10 | -1.272e-09 | 2.3144e-09 | -1.9659e-09 | 7.956e-10 | -2.2738e-09 | 1.9245e-09 | 0 | 0 | 0 | 0 | 0 | 0 |  | 0.67906 | 0.33467 | 0.33211 | 0.67906 | 0.33467 | 0.33211 | 3.6757 | 174.4983 | 170.6376 | 3.6757 | 174.4983 | 170.6376
Line15_16_17 | 0 | 0 | 0 | 0 | 0 | 0 | 0 | 0 | 0 | 0 | 0 | 0 | -3.227e-09 | 1.123e-09 | 8.439e-10 | 7.9398e-10 | 9.8161e-11 | 3.6789e-10 | -6.3598e-10 | 1.1572e-09 | -9.8297e-10 | 1.5963e-10 | -1.1167e-09 | 9.4149e-10 | 0 | 0 | 0 | 0 | 0 | 0 |  | 0.67906 | 0.33467 | 0.33211 | 0.67906 | 0.33467 | 0.33211 | 3.6757 | 174.4983 | 170.6376 | 3.6757 | 174.4983 | 170.6376
Line16_4_18 | 0 | 0 | 0 | 0 | 0 | 0 | 0 | 0 | 0 | 0 | 0 | 0 | -3.229e-09 | 1.1266e-09 | 8.6361e-10 | 7.964e-10 | 8.6994e-11 | 3.5537e-10 | -6.5076e-10 | 1.1406e-09 | -9.7456e-10 | 1.6228e-10 | -1.1117e-09 | 9.5321e-10 | 0 | 0 | 0 | 0 | 0 | 0 |  | 0.67707 | 0.33127 | 0.33269 | 0.67707 | 0.33127 | 0.33269 | 3.748 | 173.7591 | 171.3904 | 3.748 | 173.7591 | 171.3904
Line17_5_19 | 0.0057744 | 0.015948 | 0.011802 | 0.0057744 | 0.015948 | 0.011802 | 0.0013335 | 0.0036831 | 0.0027255 | 0.0013335 | 0.0036831 | 0.0027255 | -0.00023449 | -0.0012149 | 0.0007195 | 0.0002351 | 0.0012196 | -0.00071662 | -0.00087192 | 0.00011261 | -0.00055183 | 0.00087268 | -0.0001077 | 0.00055465 | 108.801 | -0.94519 | -151.1225 | -71.1991 | 179.0548 | 28.8776 |  | 0.67706 | 0.33127 | 0.33269 | 0.67773 | 0.33241 | 0.33248 | 3.7481 | 173.7589 | 171.3907 | 3.7235 | 174.0078 | 171.1385
Line1_1_3 | 0.0057363 | 0.015871 | 0.011745 | 0.0057363 | 0.015871 | 0.011745 | 0.0013247 | 0.0036651 | 0.0027125 | 0.0013247 | 0.0036652 | 0.0027125 | -0.00023408 | -0.0012039 | 0.00071762 | 0.00023467 | 0.0012086 | -0.00071477 | -0.00086493 | 0.0001208 | -0.00054807 | 0.00086569 | -0.00011594 | 0.00055086 | 108.9158 | -0.76203 | -150.9873 | -71.0843 | 179.238 | 29.0128 |  | 0.67639 | 0.33013 | 0.3329 | 0.67706 | 0.33126 | 0.33269 | 3.7727 | 173.5082 | 171.6426 | 3.7484 | 173.7583 | 171.3918
Line2_1_4 | 0.0057873 | 0.015974 | 0.011821 | 0.0057873 | 0.015974 | 0.011821 | 0.0013365 | 0.0036891 | 0.0027299 | 0.0013365 | 0.0036891 | 0.0027299 | -0.00023383 | -0.0012123 | 0.00072397 | 0.00023443 | 0.001217 | -0.00072108 | -0.00087325 | 0.00011642 | -0.00054932 | 0.00087401 | -0.00011149 | 0.00055215 | 108.763 | -1.0064 | -151.1678 | -71.2372 | 178.9936 | 28.8323 |  | 0.67639 | 0.33013 | 0.3329 | 0.67707 | 0.33127 | 0.33269 | 3.7727 | 173.5082 | 171.6426 | 3.748 | 173.7591 | 171.3904
Line3_1_5 | 0.0057744 | 0.015948 | 0.011802 | 0.0057744 | 0.015948 | 0.011802 | 0.0013336 | 0.0036831 | 0.0027255 | 0.0013335 | 0.0036831 | 0.0027255 | -0.00023389 | -0.0012102 | 0.00072238 | 0.00023449 | 0.0012149 | -0.0007195 | -0.00087115 | 0.00011752 | -0.00054901 | 0.00087192 | -0.00011262 | 0.00055183 | 108.8012 | -0.94514 | -151.1224 | -71.1989 | 179.0549 | 28.8776 |  | 0.67639 | 0.33013 | 0.3329 | 0.67706 | 0.33127 | 0.33269 | 3.7727 | 173.5082 | 171.6426 | 3.7481 | 173.7589 | 171.3907
Line4_2_6 | 0.0057617 | 0.015922 | 0.011783 | 0.0057617 | 0.015922 | 0.011783 | 0.0013306 | 0.0036771 | 0.0027212 | 0.0013306 | 0.0036771 | 0.0027212 | -0.00023456 | -0.0012128 | 0.00071792 | 0.00023516 | 0.0012174 | -0.00071505 | -0.00086983 | 0.00011373 | -0.00055151 | 0.00087059 | -0.00010884 | 0.00055432 | 108.8398 | -0.88385 | -151.0772 | -71.1603 | 179.1161 | 28.9228 |  | 0.67706 | 0.33127 | 0.33269 | 0.67773 | 0.3324 | 0.33249 | 3.7482 | 173.7587 | 171.3911 | 3.7237 | 174.0074 | 171.1392
Line5_6_7 | 0.0057617 | 0.015922 | 0.011783 | 0.0057617 | 0.015922 | 0.011783 | 0.0013306 | 0.0036771 | 0.0027212 | 0.0013306 | 0.0036771 | 0.0027211 | -0.00023516 | -0.0012174 | 0.00071505 | 0.00023576 | 0.0012221 | -0.00071218 | -0.00087059 | 0.00010884 | -0.00055432 | 0.00087135 | -0.00010394 | 0.00055713 | 108.8396 | -0.88391 | -151.0772 | -71.1605 | 179.1161 | 28.9228 |  | 0.67773 | 0.3324 | 0.33249 | 0.6784 | 0.33355 | 0.33229 | 3.7237 | 174.0074 | 171.1392 | 3.6993 | 174.2545 | 170.8871
Line6_7_8 | 0 | 0 | 0 | 0 | 0 | 0 | 0 | 0 | 0 | 0 | 0 | 0 | -9.6831e-09 | 3.3728e-09 | 2.5512e-09 | 7.2502e-09 | -2.1541e-09 | -1.3371e-09 | -1.9225e-09 | 3.4552e-09 | -2.9406e-09 | 1.4422e-09 | -3.4185e-09 | 2.9057e-09 | 0 | 0 | 0 | 0 | 0 | 0 |  | 0.6784 | 0.33355 | 0.33229 | 0.6784 | 0.33355 | 0.33229 | 3.6993 | 174.2545 | 170.8871 | 3.6993 | 174.2545 | 170.8871
Line7_8_9 | 0 | 0 | 0 | 0 | 0 | 0 | 0 | 0 | 0 | 0 | 0 | 0 | -3.2277e-09 | 1.1243e-09 | 8.5041e-10 | 7.9479e-10 | 9.4466e-11 | 3.6377e-10 | -6.4084e-10 | 1.1517e-09 | -9.802e-10 | 1.6049e-10 | -1.1151e-09 | 9.4536e-10 | 0 | 0 | 0 | 0 | 0 | 0 |  | 0.6784 | 0.33355 | 0.33229 | 0.6784 | 0.33355 | 0.33229 | 3.6993 | 174.2545 | 170.8871 | 3.6993 | 174.2545 | 170.8871
Line8_8_10 | 0 | 0 | 0 | 0 | 0 | 0 | 0 | 0 | 0 | 0 | 0 | 0 | -3.2277e-09 | 1.1243e-09 | 8.5041e-10 | 7.9479e-10 | 9.4466e-11 | 3.6377e-10 | -6.4084e-10 | 1.1517e-09 | -9.802e-10 | 1.6049e-10 | -1.1151e-09 | 9.4536e-10 | 0 | 0 | 0 | 0 | 0 | 0 |  | 0.6784 | 0.33355 | 0.33229 | 0.6784 | 0.33355 | 0.33229 | 3.6993 | 174.2545 | 170.8871 | 3.6993 | 174.2545 | 170.8871
Line9_3_11 | 0.0057363 | 0.015871 | 0.011745 | 0.0057363 | 0.015871 | 0.011745 | 0.0013247 | 0.0036652 | 0.0027125 | 0.0013247 | 0.0036652 | 0.0027125 | -0.00023467 | -0.0012086 | 0.00071477 | 0.00023527 | 0.0012132 | -0.00071192 | -0.00086569 | 0.00011594 | -0.00055086 | 0.00086644 | -0.00011108 | 0.00055366 | 108.9156 | -0.76208 | -150.9873 | -71.0845 | 179.2379 | 29.0128 |  | 0.67706 | 0.33126 | 0.33269 | 0.67773 | 0.33239 | 0.33249 | 3.7484 | 173.7583 | 171.3918 | 3.7241 | 174.0066 | 171.1407

## LLG_min_10
name | pf_ikss_a_from_ka | pf_ikss_b_from_ka | pf_ikss_c_from_ka | pf_ikss_a_to_ka | pf_ikss_b_to_ka | pf_ikss_c_to_ka | pf_skss_a_from_mw | pf_skss_b_from_mw | pf_skss_c_from_mw | pf_skss_a_to_mw | pf_skss_b_to_mw | pf_skss_c_to_mw | pf_p_a_from_mw | pf_p_b_from_mw | pf_p_c_from_mw | pf_p_a_to_mw | pf_p_b_to_mw | pf_p_c_to_mw | pf_q_a_from_mvar | pf_q_b_from_mvar | pf_q_c_from_mvar | pf_q_a_to_mvar | pf_q_b_to_mvar | pf_q_c_to_mvar | pf_ikss_a_from_degree | pf_ikss_b_from_degree | pf_ikss_c_from_degree | pf_ikss_a_to_degree | pf_ikss_b_to_degree | pf_ikss_c_to_degree | 3xI0 | pf_vm_a_from_pu | pf_vm_b_from_pu | pf_vm_c_from_pu | pf_vm_a_to_pu | pf_vm_b_to_pu | pf_vm_c_to_pu | pf_va_a_from_degree | pf_va_b_from_degree | pf_va_c_from_degree | pf_va_a_to_degree | pf_va_b_to_degree | pf_va_c_to_degree
Line0_1_2 | 0.0057617 | 0.015922 | 0.011783 | 0.0057617 | 0.015922 | 0.011783 | 0.0013306 | 0.0036771 | 0.0027212 | 0.0013306 | 0.0036771 | 0.0027212 | -0.00023396 | -0.0012081 | 0.00072079 | 0.00023456 | 0.0012128 | -0.00071792 | -0.00086907 | 0.00011863 | -0.0005487 | 0.00086983 | -0.00011373 | 0.00055151 | 108.84 | -0.8838 | -151.0772 | -71.1601 | 179.1162 | 28.9228 |  | 0.67639 | 0.33013 | 0.3329 | 0.67706 | 0.33127 | 0.33269 | 3.7727 | 173.5082 | 171.6426 | 3.7482 | 173.7587 | 171.3911
Line10_11_12 | 0.0057363 | 0.015871 | 0.011745 | 0.0057363 | 0.015871 | 0.011745 | 0.0013247 | 0.0036652 | 0.0027125 | 0.0013247 | 0.0036652 | 0.0027124 | -0.00023526 | -0.0012132 | 0.00071192 | 0.00023586 | 0.0012178 | -0.00070907 | -0.00086644 | 0.00011108 | -0.00055366 | 0.00086719 | -0.00010621 | 0.00055645 | 108.9154 | -0.76214 | -150.9873 | -71.0847 | 179.2379 | 29.0128 |  | 0.67773 | 0.33239 | 0.33249 | 0.67839 | 0.33353 | 0.3323 | 3.7241 | 174.0066 | 171.1407 | 3.6999 | 174.2533 | 170.8893
Line11_12_13 | 0.0057363 | 0.015871 | 0.011745 | 0.0057363 | 0.015871 | 0.011745 | 0.0013247 | 0.0036652 | 0.0027124 | 0.0013247 | 0.0036652 | 0.0027124 | -0.00023586 | -0.0012178 | 0.00070907 | 0.00023645 | 0.0012224 | -0.00070622 | -0.00086719 | 0.00010621 | -0.00055645 | 0.00086794 | -0.00010135 | 0.00055924 | 108.9152 | -0.7622 | -150.9873 | -71.0849 | 179.2378 | 29.0127 |  | 0.67839 | 0.33353 | 0.3323 | 0.67906 | 0.33467 | 0.33211 | 3.6999 | 174.2533 | 170.8893 | 3.6757 | 174.4983 | 170.6376
Line12_13_15 | 0 | 0 | 0 | 0 | 0 | 0 | 0 | 0 | 0 | 0 | 0 | 0 | -9.6809e-09 | 3.3691e-09 | 2.5317e-09 | 7.2479e-09 | -2.1479e-09 | -1.3199e-09 | -1.9079e-09 | 3.4715e-09 | -2.9489e-09 | 1.4316e-09 | -3.431e-09 | 2.9074e-09 | 0 | 0 | 0 | 0 | 0 | 0 |  | 0.67906 | 0.33467 | 0.33211 | 0.67906 | 0.33467 | 0.33211 | 3.6757 | 174.4983 | 170.6376 | 3.6757 | 174.4983 | 170.6376
Line13_13_14 | 0.0057362 | 0.015871 | 0.011745 | 0.0057362 | 0.015871 | 0.011745 | 0.0013247 | 0.0036652 | 0.0027124 | 0.0013247 | 0.0036652 | 0.0027124 | -0.00023644 | -0.0012224 | 0.00070622 | 0.00023704 | 0.0012271 | -0.00070336 | -0.00086794 | 0.00010135 | -0.00055924 | 0.00086869 | -9.6486e-05 | 0.00056203 | 108.9145 | -0.76243 | -150.9874 | -71.0856 | 179.2376 | 29.0127 |  | 0.67906 | 0.33467 | 0.33211 | 0.67972 | 0.33582 | 0.33193 | 3.6757 | 174.4983 | 170.6376 | 3.6516 | 174.7416 | 170.3856
Line14_15_16 | 0 | 0 | 0 | 0 | 0 | 0 | 0 | 0 | 0 | 0 | 0 | 0 | -6.4539e-09 | 2.2461e-09 | 1.6878e-09 | 4.021e-09 | -1.0249e-09 | -4.7601e-10 | -1.272e-09 | 2.3144e-09 | -1.9659e-09 | 7.956e-10 | -2.2738e-09 | 1.9245e-09 | 0 | 0 | 0 | 0 | 0 | 0 |  | 0.67906 | 0.33467 | 0.33211 | 0.67906 | 0.33467 | 0.33211 | 3.6757 | 174.4983 | 170.6376 | 3.6757 | 174.4983 | 170.6376
Line15_16_17 | 0 | 0 | 0 | 0 | 0 | 0 | 0 | 0 | 0 | 0 | 0 | 0 | -3.227e-09 | 1.123e-09 | 8.439e-10 | 7.9398e-10 | 9.8161e-11 | 3.6789e-10 | -6.3598e-10 | 1.1572e-09 | -9.8297e-10 | 1.5963e-10 | -1.1167e-09 | 9.4149e-10 | 0 | 0 | 0 | 0 | 0 | 0 |  | 0.67906 | 0.33467 | 0.33211 | 0.67906 | 0.33467 | 0.33211 | 3.6757 | 174.4983 | 170.6376 | 3.6757 | 174.4983 | 170.6376
Line16_4_18 | 0 | 0 | 0 | 0 | 0 | 0 | 0 | 0 | 0 | 0 | 0 | 0 | -3.229e-09 | 1.1266e-09 | 8.6361e-10 | 7.964e-10 | 8.6994e-11 | 3.5537e-10 | -6.5076e-10 | 1.1406e-09 | -9.7456e-10 | 1.6228e-10 | -1.1117e-09 | 9.5321e-10 | 0 | 0 | 0 | 0 | 0 | 0 |  | 0.67707 | 0.33127 | 0.33269 | 0.67707 | 0.33127 | 0.33269 | 3.748 | 173.7591 | 171.3904 | 3.748 | 173.7591 | 171.3904
Line17_5_19 | 0.0057744 | 0.015948 | 0.011802 | 0.0057744 | 0.015948 | 0.011802 | 0.0013335 | 0.0036831 | 0.0027255 | 0.0013335 | 0.0036831 | 0.0027255 | -0.00023449 | -0.0012149 | 0.0007195 | 0.0002351 | 0.0012196 | -0.00071662 | -0.00087192 | 0.00011261 | -0.00055183 | 0.00087268 | -0.0001077 | 0.00055465 | 108.801 | -0.94519 | -151.1225 | -71.1991 | 179.0548 | 28.8776 |  | 0.67706 | 0.33127 | 0.33269 | 0.67773 | 0.33241 | 0.33248 | 3.7481 | 173.7589 | 171.3907 | 3.7235 | 174.0078 | 171.1385
Line1_1_3 | 0.0057363 | 0.015871 | 0.011745 | 0.0057363 | 0.015871 | 0.011745 | 0.0013247 | 0.0036651 | 0.0027125 | 0.0013247 | 0.0036652 | 0.0027125 | -0.00023408 | -0.0012039 | 0.00071762 | 0.00023467 | 0.0012086 | -0.00071477 | -0.00086493 | 0.0001208 | -0.00054807 | 0.00086569 | -0.00011594 | 0.00055086 | 108.9158 | -0.76203 | -150.9873 | -71.0843 | 179.238 | 29.0128 |  | 0.67639 | 0.33013 | 0.3329 | 0.67706 | 0.33126 | 0.33269 | 3.7727 | 173.5082 | 171.6426 | 3.7484 | 173.7583 | 171.3918
Line2_1_4 | 0.0057873 | 0.015974 | 0.011821 | 0.0057873 | 0.015974 | 0.011821 | 0.0013365 | 0.0036891 | 0.0027299 | 0.0013365 | 0.0036891 | 0.0027299 | -0.00023383 | -0.0012123 | 0.00072397 | 0.00023443 | 0.001217 | -0.00072108 | -0.00087325 | 0.00011642 | -0.00054932 | 0.00087401 | -0.00011149 | 0.00055215 | 108.763 | -1.0064 | -151.1678 | -71.2372 | 178.9936 | 28.8323 |  | 0.67639 | 0.33013 | 0.3329 | 0.67707 | 0.33127 | 0.33269 | 3.7727 | 173.5082 | 171.6426 | 3.748 | 173.7591 | 171.3904
Line3_1_5 | 0.0057744 | 0.015948 | 0.011802 | 0.0057744 | 0.015948 | 0.011802 | 0.0013336 | 0.0036831 | 0.0027255 | 0.0013335 | 0.0036831 | 0.0027255 | -0.00023389 | -0.0012102 | 0.00072238 | 0.00023449 | 0.0012149 | -0.0007195 | -0.00087115 | 0.00011752 | -0.00054901 | 0.00087192 | -0.00011262 | 0.00055183 | 108.8012 | -0.94514 | -151.1224 | -71.1989 | 179.0549 | 28.8776 |  | 0.67639 | 0.33013 | 0.3329 | 0.67706 | 0.33127 | 0.33269 | 3.7727 | 173.5082 | 171.6426 | 3.7481 | 173.7589 | 171.3907
Line4_2_6 | 0.0057617 | 0.015922 | 0.011783 | 0.0057617 | 0.015922 | 0.011783 | 0.0013306 | 0.0036771 | 0.0027212 | 0.0013306 | 0.0036771 | 0.0027212 | -0.00023456 | -0.0012128 | 0.00071792 | 0.00023516 | 0.0012174 | -0.00071505 | -0.00086983 | 0.00011373 | -0.00055151 | 0.00087059 | -0.00010884 | 0.00055432 | 108.8398 | -0.88385 | -151.0772 | -71.1603 | 179.1161 | 28.9228 |  | 0.67706 | 0.33127 | 0.33269 | 0.67773 | 0.3324 | 0.33249 | 3.7482 | 173.7587 | 171.3911 | 3.7237 | 174.0074 | 171.1392
Line5_6_7 | 0.0057617 | 0.015922 | 0.011783 | 0.0057617 | 0.015922 | 0.011783 | 0.0013306 | 0.0036771 | 0.0027212 | 0.0013306 | 0.0036771 | 0.0027211 | -0.00023516 | -0.0012174 | 0.00071505 | 0.00023576 | 0.0012221 | -0.00071218 | -0.00087059 | 0.00010884 | -0.00055432 | 0.00087135 | -0.00010394 | 0.00055713 | 108.8396 | -0.88391 | -151.0772 | -71.1605 | 179.1161 | 28.9228 |  | 0.67773 | 0.3324 | 0.33249 | 0.6784 | 0.33355 | 0.33229 | 3.7237 | 174.0074 | 171.1392 | 3.6993 | 174.2545 | 170.8871
Line6_7_8 | 0 | 0 | 0 | 0 | 0 | 0 | 0 | 0 | 0 | 0 | 0 | 0 | -9.6831e-09 | 3.3728e-09 | 2.5512e-09 | 7.2502e-09 | -2.1541e-09 | -1.3371e-09 | -1.9225e-09 | 3.4552e-09 | -2.9406e-09 | 1.4422e-09 | -3.4185e-09 | 2.9057e-09 | 0 | 0 | 0 | 0 | 0 | 0 |  | 0.6784 | 0.33355 | 0.33229 | 0.6784 | 0.33355 | 0.33229 | 3.6993 | 174.2545 | 170.8871 | 3.6993 | 174.2545 | 170.8871
Line7_8_9 | 0 | 0 | 0 | 0 | 0 | 0 | 0 | 0 | 0 | 0 | 0 | 0 | -3.2277e-09 | 1.1243e-09 | 8.5041e-10 | 7.9479e-10 | 9.4466e-11 | 3.6377e-10 | -6.4084e-10 | 1.1517e-09 | -9.802e-10 | 1.6049e-10 | -1.1151e-09 | 9.4536e-10 | 0 | 0 | 0 | 0 | 0 | 0 |  | 0.6784 | 0.33355 | 0.33229 | 0.6784 | 0.33355 | 0.33229 | 3.6993 | 174.2545 | 170.8871 | 3.6993 | 174.2545 | 170.8871
Line8_8_10 | 0 | 0 | 0 | 0 | 0 | 0 | 0 | 0 | 0 | 0 | 0 | 0 | -3.2277e-09 | 1.1243e-09 | 8.5041e-10 | 7.9479e-10 | 9.4466e-11 | 3.6377e-10 | -6.4084e-10 | 1.1517e-09 | -9.802e-10 | 1.6049e-10 | -1.1151e-09 | 9.4536e-10 | 0 | 0 | 0 | 0 | 0 | 0 |  | 0.6784 | 0.33355 | 0.33229 | 0.6784 | 0.33355 | 0.33229 | 3.6993 | 174.2545 | 170.8871 | 3.6993 | 174.2545 | 170.8871
Line9_3_11 | 0.0057363 | 0.015871 | 0.011745 | 0.0057363 | 0.015871 | 0.011745 | 0.0013247 | 0.0036652 | 0.0027125 | 0.0013247 | 0.0036652 | 0.0027125 | -0.00023467 | -0.0012086 | 0.00071477 | 0.00023527 | 0.0012132 | -0.00071192 | -0.00086569 | 0.00011594 | -0.00055086 | 0.00086644 | -0.00011108 | 0.00055366 | 108.9156 | -0.76208 | -150.9873 | -71.0845 | 179.2379 | 29.0128 |  | 0.67706 | 0.33126 | 0.33269 | 0.67773 | 0.33239 | 0.33249 | 3.7484 | 173.7583 | 171.3918 | 3.7241 | 174.0066 | 171.1407

## LLG_min_fault_6
name | pf_ikss_a_from_ka | pf_ikss_b_from_ka | pf_ikss_c_from_ka | pf_ikss_a_to_ka | pf_ikss_b_to_ka | pf_ikss_c_to_ka | pf_skss_a_from_mw | pf_skss_b_from_mw | pf_skss_c_from_mw | pf_skss_a_to_mw | pf_skss_b_to_mw | pf_skss_c_to_mw | pf_p_a_from_mw | pf_p_b_from_mw | pf_p_c_from_mw | pf_p_a_to_mw | pf_p_b_to_mw | pf_p_c_to_mw | pf_q_a_from_mvar | pf_q_b_from_mvar | pf_q_c_from_mvar | pf_q_a_to_mvar | pf_q_b_to_mvar | pf_q_c_to_mvar | pf_ikss_a_from_degree | pf_ikss_b_from_degree | pf_ikss_c_from_degree | pf_ikss_a_to_degree | pf_ikss_b_to_degree | pf_ikss_c_to_degree | 3xI0 | pf_vm_a_from_pu | pf_vm_b_from_pu | pf_vm_c_from_pu | pf_vm_a_to_pu | pf_vm_b_to_pu | pf_vm_c_to_pu | pf_va_a_from_degree | pf_va_b_from_degree | pf_va_c_from_degree | pf_va_a_to_degree | pf_va_b_to_degree | pf_va_c_to_degree
Line0_1_2 | 0.00010046 | 0.00027764 | 0.00020546 | 0.00010046 | 0.00027764 | 0.00020546 | 2.3201e-05 | 6.4117e-05 | 4.7449e-05 | 2.3201e-05 | 6.4117e-05 | 4.7449e-05 | -1.9507e-05 | -5.9176e-05 | -2.8733e-05 | 1.9507e-05 | 5.9178e-05 | 2.8734e-05 | -1.2348e-05 | -2.3241e-05 | -3.6944e-05 | 1.2348e-05 | 2.3243e-05 | 3.6945e-05 | 147.498 | 37.7732 | -112.4221 | -32.5022 | -142.2268 | 67.5779 |  | 0.99509 | 0.99157 | 0.98637 | 0.99511 | 0.9916 | 0.98639 | -0.16896 | -120.7847 | 119.7045 | -0.16872 | -120.7839 | 119.7043
Line10_11_12 | 0.00010002 | 0.00027673 | 0.0002048 | 0.00010002 | 0.00027673 | 0.0002048 | 2.3098e-05 | 6.3909e-05 | 4.7297e-05 | 2.3098e-05 | 6.3909e-05 | 4.7297e-05 | -1.9438e-05 | -5.9036e-05 | -2.87e-05 | 1.9438e-05 | 5.9037e-05 | 2.8701e-05 | -1.2268e-05 | -2.3043e-05 | -3.6783e-05 | 1.2268e-05 | 2.3045e-05 | 3.6783e-05 | 147.5734 | 37.8948 | -112.3322 | -32.4268 | -142.1052 | 67.6678 |  | 0.99512 | 0.99162 | 0.98642 | 0.99513 | 0.99165 | 0.98644 | -0.16848 | -120.7832 | 119.7041 | -0.16824 | -120.7824 | 119.7039
Line11_12_13 | 0.00010002 | 0.00027673 | 0.0002048 | 0.00010002 | 0.00027673 | 0.0002048 | 2.3098e-05 | 6.3909e-05 | 4.7297e-05 | 2.3098e-05 | 6.3909e-05 | 4.7297e-05 | -1.9438e-05 | -5.9037e-05 | -2.8701e-05 | 1.9438e-05 | 5.9039e-05 | 2.8702e-05 | -1.2268e-05 | -2.3045e-05 | -3.6783e-05 | 1.2269e-05 | 2.3046e-05 | 3.6784e-05 | 147.5732 | 37.8948 | -112.3322 | -32.4269 | -142.1052 | 67.6678 |  | 0.99513 | 0.99165 | 0.98644 | 0.99514 | 0.99168 | 0.98647 | -0.16824 | -120.7824 | 119.7039 | -0.168 | -120.7816 | 119.7037
Line12_13_15 | 0 | 0 | 0 | 0 | 0 | 0 | 0 | 0 | 0 | 0 | 0 | 0 | -2.1531e-10 | 7.7553e-11 | -1.5179e-10 | 1.6125e-10 | -2.1797e-11 | 1.5009e-10 | 1.3117e-10 | 2.376e-10 | -1.322e-10 | -9.8148e-11 | -2.08e-10 | 6.943e-11 | 0 | 0 | 0 | 0 | 0 | 0 |  | 0.99514 | 0.99168 | 0.98647 | 0.99514 | 0.99168 | 0.98647 | -0.168 | -120.7816 | 119.7037 | -0.168 | -120.7816 | 119.7037
Line13_13_14 | 0.00010002 | 0.00027674 | 0.0002048 | 0.00010002 | 0.00027674 | 0.0002048 | 2.3098e-05 | 6.3909e-05 | 4.7297e-05 | 2.3098e-05 | 6.3909e-05 | 4.7297e-05 | -1.9438e-05 | -5.9039e-05 | -2.8702e-05 | 1.9438e-05 | 5.904e-05 | 2.8703e-05 | -1.2269e-05 | -2.3047e-05 | -3.6784e-05 | 1.2269e-05 | 2.3048e-05 | 3.6785e-05 | 147.5725 | 37.8945 | -112.3323 | -32.4277 | -142.1055 | 67.6677 |  | 0.99514 | 0.99168 | 0.98647 | 0.99515 | 0.99171 | 0.98649 | -0.168 | -120.7816 | 119.7037 | -0.16776 | -120.7808 | 119.7035
Line14_15_16 | 0 | 0 | 0 | 0 | 0 | 0 | 0 | 0 | 0 | 0 | 0 | 0 | -1.4354e-10 | 5.1702e-11 | -1.012e-10 | 8.9483e-11 | 4.0542e-12 | 9.9496e-11 | 8.7449e-11 | 1.584e-10 | -8.8135e-11 | -5.4424e-11 | -1.288e-10 | 2.5363e-11 | 0 | 0 | 0 | 0 | 0 | 0 |  | 0.99514 | 0.99168 | 0.98647 | 0.99514 | 0.99168 | 0.98647 | -0.168 | -120.7816 | 119.7037 | -0.168 | -120.7816 | 119.7037
Line15_16_17 | 0 | 0 | 0 | 0 | 0 | 0 | 0 | 0 | 0 | 0 | 0 | 0 | -7.177e-11 | 2.5851e-11 | -5.0598e-11 | 1.7713e-11 | 2.9905e-11 | 4.8899e-11 | 4.3725e-11 | 7.9202e-11 | -4.4067e-11 | -1.0699e-11 | -4.96e-11 | -1.8705e-11 | 0 | 0 | 0 | 0 | 0 | 0 |  | 0.99514 | 0.99168 | 0.98647 | 0.99514 | 0.99168 | 0.98647 | -0.168 | -120.7816 | 119.7037 | -0.168 | -120.7816 | 119.7037
Line16_4_18 | 0 | 0 | 0 | 0 | 0 | 0 | 0 | 0 | 0 | 0 | 0 | 0 | -7.2218e-11 | 2.5641e-11 | -5.0651e-11 | 1.7842e-11 | 3.0215e-11 | 4.917e-11 | 4.37e-11 | 7.9652e-11 | -4.4342e-11 | -1.0744e-11 | -4.9745e-11 | -1.8666e-11 | 0 | 0 | 0 | 0 | 0 | 0 |  | 0.99511 | 0.9916 | 0.98639 | 0.99511 | 0.9916 | 0.98639 | -0.16872 | -120.7839 | 119.7043 | -0.16872 | -120.7839 | 119.7043
Line17_5_19 | 0.00010068 | 0.00027809 | 0.00020579 | 0.00010068 | 0.00027809 | 0.00020579 | 2.3252e-05 | 6.4222e-05 | 4.7525e-05 | 2.3252e-05 | 6.4222e-05 | 4.7525e-05 | -1.9542e-05 | -5.9249e-05 | -2.875e-05 | 1.9542e-05 | 5.9251e-05 | 2.8751e-05 | -1.2389e-05 | -2.3344e-05 | -3.7027e-05 | 1.2389e-05 | 2.3346e-05 | 3.7028e-05 | 147.459 | 37.7118 | -112.4674 | -32.5411 | -142.2882 | 67.5326 |  | 0.99511 | 0.9916 | 0.98639 | 0.99512 | 0.99163 | 0.98642 | -0.16872 | -120.7839 | 119.7043 | -0.16848 | -120.7832 | 119.7041
Line1_1_3 | 0.00010002 | 0.00027673 | 0.0002048 | 0.00010002 | 0.00027673 | 0.0002048 | 2.3098e-05 | 6.3909e-05 | 4.7297e-05 | 2.3098e-05 | 6.3909e-05 | 4.7297e-05 | -1.9437e-05 | -5.9033e-05 | -2.8699e-05 | 1.9438e-05 | 5.9035e-05 | 2.8699e-05 | -1.2268e-05 | -2.304e-05 | -3.6781e-05 | 1.2268e-05 | 2.3042e-05 | 3.6782e-05 | 147.5738 | 37.8949 | -112.3322 | -32.4264 | -142.1051 | 67.6679 |  | 0.99509 | 0.99157 | 0.98637 | 0.99511 | 0.9916 | 0.98639 | -0.16896 | -120.7847 | 119.7045 | -0.16872 | -120.7839 | 119.7043
Line2_1_4 | 0.00010091 | 0.00027854 | 0.00020612 | 0.00010091 | 0.00027854 | 0.00020612 | 2.3304e-05 | 6.4327e-05 | 4.7601e-05 | 2.3304e-05 | 6.4327e-05 | 4.7601e-05 | -1.9577e-05 | -5.9319e-05 | -2.8766e-05 | 1.9577e-05 | 5.9321e-05 | 2.8767e-05 | -1.2429e-05 | -2.3444e-05 | -3.7108e-05 | 1.2429e-05 | 2.3446e-05 | 3.7109e-05 | 147.4209 | 37.6505 | -112.5127 | -32.5792 | -142.3495 | 67.4873 |  | 0.99509 | 0.99157 | 0.98637 | 0.99511 | 0.9916 | 0.98639 | -0.16896 | -120.7847 | 119.7045 | -0.16872 | -120.7839 | 119.7043
Line3_1_5 | 0.00010068 | 0.00027809 | 0.00020579 | 0.00010068 | 0.00027809 | 0.00020579 | 2.3252e-05 | 6.4222e-05 | 4.7525e-05 | 2.3252e-05 | 6.4222e-05 | 4.7525e-05 | -1.9542e-05 | -5.9248e-05 | -2.8749e-05 | 1.9542e-05 | 5.9249e-05 | 2.875e-05 | -1.2388e-05 | -2.3342e-05 | -3.7026e-05 | 1.2389e-05 | 2.3344e-05 | 3.7027e-05 | 147.4592 | 37.7118 | -112.4674 | -32.541 | -142.2882 | 67.5327 |  | 0.99509 | 0.99157 | 0.98637 | 0.99511 | 0.9916 | 0.98639 | -0.16896 | -120.7847 | 119.7045 | -0.16872 | -120.7839 | 119.7043
Line4_2_6 | 0.00010046 | 0.00027764 | 0.00020546 | 0.00010046 | 0.00027764 | 0.00020546 | 2.3201e-05 | 6.4117e-05 | 4.7449e-05 | 2.32e-05 | 6.4117e-05 | 4.7449e-05 | -1.9507e-05 | -5.9178e-05 | -2.8733e-05 | 1.9507e-05 | 5.9179e-05 | 2.8734e-05 | -1.2348e-05 | -2.3243e-05 | -3.6945e-05 | 1.2348e-05 | 2.3244e-05 | 3.6946e-05 | 147.4978 | 37.7731 | -112.4222 | -32.5024 | -142.2269 | 67.5779 |  | 0.99511 | 0.9916 | 0.98639 | 0.99512 | 0.99163 | 0.98642 | -0.16872 | -120.7839 | 119.7043 | -0.16848 | -120.7832 | 119.7041
Line5_6_7 | 0.00010046 | 0.00027764 | 0.00020546 | 0.00010046 | 0.00027764 | 0.00020546 | 2.32e-05 | 6.4117e-05 | 4.7449e-05 | 2.32e-05 | 6.4117e-05 | 4.7449e-05 | -1.9507e-05 | -5.9179e-05 | -2.8734e-05 | 1.9508e-05 | 5.9181e-05 | 2.8735e-05 | -1.2348e-05 | -2.3244e-05 | -3.6946e-05 | 1.2349e-05 | 2.3246e-05 | 3.6947e-05 | 147.4976 | 37.7731 | -112.4222 | -32.5025 | -142.2269 | 67.5779 |  | 0.99512 | 0.99163 | 0.98642 | 0.99513 | 0.99165 | 0.98644 | -0.16848 | -120.7832 | 119.7041 | -0.16824 | -120.7824 | 119.7039
Line6_7_8 | 0 | 0 | 0 | 0 | 0 | 0 | 0 | 0 | 0 | 0 | 0 | 0 | -2.1575e-10 | 7.7347e-11 | -1.5185e-10 | 1.6159e-10 | -2.1557e-11 | 1.5022e-10 | 1.3115e-10 | 2.3805e-10 | -1.3248e-10 | -9.8148e-11 | -2.0835e-10 | 6.9625e-11 | 0 | 0 | 0 | 0 | 0 | 0 |  | 0.99513 | 0.99165 | 0.98644 | 0.99513 | 0.99165 | 0.98644 | -0.16824 | -120.7824 | 119.7039 | -0.16824 | -120.7824 | 119.7039
Line7_8_9 | 0 | 0 | 0 | 0 | 0 | 0 | 0 | 0 | 0 | 0 | 0 | 0 | -7.1918e-11 | 2.5782e-11 | -5.0616e-11 | 1.7756e-11 | 3.0007e-11 | 4.8989e-11 | 4.3717e-11 | 7.9351e-11 | -4.4158e-11 | -1.0714e-11 | -4.9649e-11 | -1.8692e-11 | 0 | 0 | 0 | 0 | 0 | 0 |  | 0.99513 | 0.99165 | 0.98644 | 0.99513 | 0.99165 | 0.98644 | -0.16824 | -120.7824 | 119.7039 | -0.16824 | -120.7824 | 119.7039
Line8_8_10 | 0 | 0 | 0 | 0 | 0 | 0 | 0 | 0 | 0 | 0 | 0 | 0 | -7.1918e-11 | 2.5782e-11 | -5.0616e-11 | 1.7756e-11 | 3.0007e-11 | 4.8989e-11 | 4.3717e-11 | 7.9351e-11 | -4.4158e-11 | -1.0714e-11 | -4.9649e-11 | -1.8692e-11 | 0 | 0 | 0 | 0 | 0 | 0 |  | 0.99513 | 0.99165 | 0.98644 | 0.99513 | 0.99165 | 0.98644 | -0.16824 | -120.7824 | 119.7039 | -0.16824 | -120.7824 | 119.7039
Line9_3_11 | 0.00010002 | 0.00027673 | 0.0002048 | 0.00010002 | 0.00027673 | 0.0002048 | 2.3098e-05 | 6.3909e-05 | 4.7297e-05 | 2.3098e-05 | 6.3909e-05 | 4.7297e-05 | -1.9438e-05 | -5.9035e-05 | -2.8699e-05 | 1.9438e-05 | 5.9036e-05 | 2.87e-05 | -1.2268e-05 | -2.3042e-05 | -3.6782e-05 | 1.2268e-05 | 2.3043e-05 | 3.6783e-05 | 147.5736 | 37.8949 | -112.3322 | -32.4266 | -142.1051 | 67.6678 |  | 0.99511 | 0.9916 | 0.98639 | 0.99512 | 0.99162 | 0.98642 | -0.16872 | -120.7839 | 119.7043 | -0.16848 | -120.7832 | 119.7041

## LLG_min_fault_10
name | pf_ikss_a_from_ka | pf_ikss_b_from_ka | pf_ikss_c_from_ka | pf_ikss_a_to_ka | pf_ikss_b_to_ka | pf_ikss_c_to_ka | pf_skss_a_from_mw | pf_skss_b_from_mw | pf_skss_c_from_mw | pf_skss_a_to_mw | pf_skss_b_to_mw | pf_skss_c_to_mw | pf_p_a_from_mw | pf_p_b_from_mw | pf_p_c_from_mw | pf_p_a_to_mw | pf_p_b_to_mw | pf_p_c_to_mw | pf_q_a_from_mvar | pf_q_b_from_mvar | pf_q_c_from_mvar | pf_q_a_to_mvar | pf_q_b_to_mvar | pf_q_c_to_mvar | pf_ikss_a_from_degree | pf_ikss_b_from_degree | pf_ikss_c_from_degree | pf_ikss_a_to_degree | pf_ikss_b_to_degree | pf_ikss_c_to_degree | 3xI0 | pf_vm_a_from_pu | pf_vm_b_from_pu | pf_vm_c_from_pu | pf_vm_a_to_pu | pf_vm_b_to_pu | pf_vm_c_to_pu | pf_va_a_from_degree | pf_va_b_from_degree | pf_va_c_from_degree | pf_va_a_to_degree | pf_va_b_to_degree | pf_va_c_to_degree
Line0_1_2 | 0.00010046 | 0.00027764 | 0.00020546 | 0.00010046 | 0.00027764 | 0.00020546 | 2.3201e-05 | 6.4117e-05 | 4.7449e-05 | 2.3201e-05 | 6.4117e-05 | 4.7449e-05 | -1.9507e-05 | -5.9176e-05 | -2.8733e-05 | 1.9507e-05 | 5.9178e-05 | 2.8734e-05 | -1.2348e-05 | -2.3241e-05 | -3.6944e-05 | 1.2348e-05 | 2.3243e-05 | 3.6945e-05 | 147.498 | 37.7732 | -112.4221 | -32.5022 | -142.2268 | 67.5779 |  | 0.99509 | 0.99157 | 0.98637 | 0.99511 | 0.9916 | 0.98639 | -0.16896 | -120.7847 | 119.7045 | -0.16872 | -120.7839 | 119.7043
Line10_11_12 | 0.00010002 | 0.00027673 | 0.0002048 | 0.00010002 | 0.00027673 | 0.0002048 | 2.3098e-05 | 6.3909e-05 | 4.7297e-05 | 2.3098e-05 | 6.3909e-05 | 4.7297e-05 | -1.9438e-05 | -5.9036e-05 | -2.87e-05 | 1.9438e-05 | 5.9037e-05 | 2.8701e-05 | -1.2268e-05 | -2.3043e-05 | -3.6783e-05 | 1.2268e-05 | 2.3045e-05 | 3.6783e-05 | 147.5734 | 37.8948 | -112.3322 | -32.4268 | -142.1052 | 67.6678 |  | 0.99512 | 0.99162 | 0.98642 | 0.99513 | 0.99165 | 0.98644 | -0.16848 | -120.7832 | 119.7041 | -0.16824 | -120.7824 | 119.7039
Line11_12_13 | 0.00010002 | 0.00027673 | 0.0002048 | 0.00010002 | 0.00027673 | 0.0002048 | 2.3098e-05 | 6.3909e-05 | 4.7297e-05 | 2.3098e-05 | 6.3909e-05 | 4.7297e-05 | -1.9438e-05 | -5.9037e-05 | -2.8701e-05 | 1.9438e-05 | 5.9039e-05 | 2.8702e-05 | -1.2268e-05 | -2.3045e-05 | -3.6783e-05 | 1.2269e-05 | 2.3046e-05 | 3.6784e-05 | 147.5732 | 37.8948 | -112.3322 | -32.4269 | -142.1052 | 67.6678 |  | 0.99513 | 0.99165 | 0.98644 | 0.99514 | 0.99168 | 0.98647 | -0.16824 | -120.7824 | 119.7039 | -0.168 | -120.7816 | 119.7037
Line12_13_15 | 0 | 0 | 0 | 0 | 0 | 0 | 0 | 0 | 0 | 0 | 0 | 0 | -2.1531e-10 | 7.7553e-11 | -1.5179e-10 | 1.6125e-10 | -2.1797e-11 | 1.5009e-10 | 1.3117e-10 | 2.376e-10 | -1.322e-10 | -9.8148e-11 | -2.08e-10 | 6.943e-11 | 0 | 0 | 0 | 0 | 0 | 0 |  | 0.99514 | 0.99168 | 0.98647 | 0.99514 | 0.99168 | 0.98647 | -0.168 | -120.7816 | 119.7037 | -0.168 | -120.7816 | 119.7037
Line13_13_14 | 0.00010002 | 0.00027674 | 0.0002048 | 0.00010002 | 0.00027674 | 0.0002048 | 2.3098e-05 | 6.3909e-05 | 4.7297e-05 | 2.3098e-05 | 6.3909e-05 | 4.7297e-05 | -1.9438e-05 | -5.9039e-05 | -2.8702e-05 | 1.9438e-05 | 5.904e-05 | 2.8703e-05 | -1.2269e-05 | -2.3047e-05 | -3.6784e-05 | 1.2269e-05 | 2.3048e-05 | 3.6785e-05 | 147.5725 | 37.8945 | -112.3323 | -32.4277 | -142.1055 | 67.6677 |  | 0.99514 | 0.99168 | 0.98647 | 0.99515 | 0.99171 | 0.98649 | -0.168 | -120.7816 | 119.7037 | -0.16776 | -120.7808 | 119.7035
Line14_15_16 | 0 | 0 | 0 | 0 | 0 | 0 | 0 | 0 | 0 | 0 | 0 | 0 | -1.4354e-10 | 5.1702e-11 | -1.012e-10 | 8.9483e-11 | 4.0542e-12 | 9.9496e-11 | 8.7449e-11 | 1.584e-10 | -8.8135e-11 | -5.4424e-11 | -1.288e-10 | 2.5363e-11 | 0 | 0 | 0 | 0 | 0 | 0 |  | 0.99514 | 0.99168 | 0.98647 | 0.99514 | 0.99168 | 0.98647 | -0.168 | -120.7816 | 119.7037 | -0.168 | -120.7816 | 119.7037
Line15_16_17 | 0 | 0 | 0 | 0 | 0 | 0 | 0 | 0 | 0 | 0 | 0 | 0 | -7.177e-11 | 2.5851e-11 | -5.0598e-11 | 1.7713e-11 | 2.9905e-11 | 4.8899e-11 | 4.3725e-11 | 7.9202e-11 | -4.4067e-11 | -1.0699e-11 | -4.96e-11 | -1.8705e-11 | 0 | 0 | 0 | 0 | 0 | 0 |  | 0.99514 | 0.99168 | 0.98647 | 0.99514 | 0.99168 | 0.98647 | -0.168 | -120.7816 | 119.7037 | -0.168 | -120.7816 | 119.7037
Line16_4_18 | 0 | 0 | 0 | 0 | 0 | 0 | 0 | 0 | 0 | 0 | 0 | 0 | -7.2218e-11 | 2.5641e-11 | -5.0651e-11 | 1.7842e-11 | 3.0215e-11 | 4.917e-11 | 4.37e-11 | 7.9652e-11 | -4.4342e-11 | -1.0744e-11 | -4.9745e-11 | -1.8666e-11 | 0 | 0 | 0 | 0 | 0 | 0 |  | 0.99511 | 0.9916 | 0.98639 | 0.99511 | 0.9916 | 0.98639 | -0.16872 | -120.7839 | 119.7043 | -0.16872 | -120.7839 | 119.7043
Line17_5_19 | 0.00010068 | 0.00027809 | 0.00020579 | 0.00010068 | 0.00027809 | 0.00020579 | 2.3252e-05 | 6.4222e-05 | 4.7525e-05 | 2.3252e-05 | 6.4222e-05 | 4.7525e-05 | -1.9542e-05 | -5.9249e-05 | -2.875e-05 | 1.9542e-05 | 5.9251e-05 | 2.8751e-05 | -1.2389e-05 | -2.3344e-05 | -3.7027e-05 | 1.2389e-05 | 2.3346e-05 | 3.7028e-05 | 147.459 | 37.7118 | -112.4674 | -32.5411 | -142.2882 | 67.5326 |  | 0.99511 | 0.9916 | 0.98639 | 0.99512 | 0.99163 | 0.98642 | -0.16872 | -120.7839 | 119.7043 | -0.16848 | -120.7832 | 119.7041
Line1_1_3 | 0.00010002 | 0.00027673 | 0.0002048 | 0.00010002 | 0.00027673 | 0.0002048 | 2.3098e-05 | 6.3909e-05 | 4.7297e-05 | 2.3098e-05 | 6.3909e-05 | 4.7297e-05 | -1.9437e-05 | -5.9033e-05 | -2.8699e-05 | 1.9438e-05 | 5.9035e-05 | 2.8699e-05 | -1.2268e-05 | -2.304e-05 | -3.6781e-05 | 1.2268e-05 | 2.3042e-05 | 3.6782e-05 | 147.5738 | 37.8949 | -112.3322 | -32.4264 | -142.1051 | 67.6679 |  | 0.99509 | 0.99157 | 0.98637 | 0.99511 | 0.9916 | 0.98639 | -0.16896 | -120.7847 | 119.7045 | -0.16872 | -120.7839 | 119.7043
Line2_1_4 | 0.00010091 | 0.00027854 | 0.00020612 | 0.00010091 | 0.00027854 | 0.00020612 | 2.3304e-05 | 6.4327e-05 | 4.7601e-05 | 2.3304e-05 | 6.4327e-05 | 4.7601e-05 | -1.9577e-05 | -5.9319e-05 | -2.8766e-05 | 1.9577e-05 | 5.9321e-05 | 2.8767e-05 | -1.2429e-05 | -2.3444e-05 | -3.7108e-05 | 1.2429e-05 | 2.3446e-05 | 3.7109e-05 | 147.4209 | 37.6505 | -112.5127 | -32.5792 | -142.3495 | 67.4873 |  | 0.99509 | 0.99157 | 0.98637 | 0.99511 | 0.9916 | 0.98639 | -0.16896 | -120.7847 | 119.7045 | -0.16872 | -120.7839 | 119.7043
Line3_1_5 | 0.00010068 | 0.00027809 | 0.00020579 | 0.00010068 | 0.00027809 | 0.00020579 | 2.3252e-05 | 6.4222e-05 | 4.7525e-05 | 2.3252e-05 | 6.4222e-05 | 4.7525e-05 | -1.9542e-05 | -5.9248e-05 | -2.8749e-05 | 1.9542e-05 | 5.9249e-05 | 2.875e-05 | -1.2388e-05 | -2.3342e-05 | -3.7026e-05 | 1.2389e-05 | 2.3344e-05 | 3.7027e-05 | 147.4592 | 37.7118 | -112.4674 | -32.541 | -142.2882 | 67.5327 |  | 0.99509 | 0.99157 | 0.98637 | 0.99511 | 0.9916 | 0.98639 | -0.16896 | -120.7847 | 119.7045 | -0.16872 | -120.7839 | 119.7043
Line4_2_6 | 0.00010046 | 0.00027764 | 0.00020546 | 0.00010046 | 0.00027764 | 0.00020546 | 2.3201e-05 | 6.4117e-05 | 4.7449e-05 | 2.32e-05 | 6.4117e-05 | 4.7449e-05 | -1.9507e-05 | -5.9178e-05 | -2.8733e-05 | 1.9507e-05 | 5.9179e-05 | 2.8734e-05 | -1.2348e-05 | -2.3243e-05 | -3.6945e-05 | 1.2348e-05 | 2.3244e-05 | 3.6946e-05 | 147.4978 | 37.7731 | -112.4222 | -32.5024 | -142.2269 | 67.5779 |  | 0.99511 | 0.9916 | 0.98639 | 0.99512 | 0.99163 | 0.98642 | -0.16872 | -120.7839 | 119.7043 | -0.16848 | -120.7832 | 119.7041
Line5_6_7 | 0.00010046 | 0.00027764 | 0.00020546 | 0.00010046 | 0.00027764 | 0.00020546 | 2.32e-05 | 6.4117e-05 | 4.7449e-05 | 2.32e-05 | 6.4117e-05 | 4.7449e-05 | -1.9507e-05 | -5.9179e-05 | -2.8734e-05 | 1.9508e-05 | 5.9181e-05 | 2.8735e-05 | -1.2348e-05 | -2.3244e-05 | -3.6946e-05 | 1.2349e-05 | 2.3246e-05 | 3.6947e-05 | 147.4976 | 37.7731 | -112.4222 | -32.5025 | -142.2269 | 67.5779 |  | 0.99512 | 0.99163 | 0.98642 | 0.99513 | 0.99165 | 0.98644 | -0.16848 | -120.7832 | 119.7041 | -0.16824 | -120.7824 | 119.7039
Line6_7_8 | 0 | 0 | 0 | 0 | 0 | 0 | 0 | 0 | 0 | 0 | 0 | 0 | -2.1575e-10 | 7.7347e-11 | -1.5185e-10 | 1.6159e-10 | -2.1557e-11 | 1.5022e-10 | 1.3115e-10 | 2.3805e-10 | -1.3248e-10 | -9.8148e-11 | -2.0835e-10 | 6.9625e-11 | 0 | 0 | 0 | 0 | 0 | 0 |  | 0.99513 | 0.99165 | 0.98644 | 0.99513 | 0.99165 | 0.98644 | -0.16824 | -120.7824 | 119.7039 | -0.16824 | -120.7824 | 119.7039
Line7_8_9 | 0 | 0 | 0 | 0 | 0 | 0 | 0 | 0 | 0 | 0 | 0 | 0 | -7.1918e-11 | 2.5782e-11 | -5.0616e-11 | 1.7756e-11 | 3.0007e-11 | 4.8989e-11 | 4.3717e-11 | 7.9351e-11 | -4.4158e-11 | -1.0714e-11 | -4.9649e-11 | -1.8692e-11 | 0 | 0 | 0 | 0 | 0 | 0 |  | 0.99513 | 0.99165 | 0.98644 | 0.99513 | 0.99165 | 0.98644 | -0.16824 | -120.7824 | 119.7039 | -0.16824 | -120.7824 | 119.7039
Line8_8_10 | 0 | 0 | 0 | 0 | 0 | 0 | 0 | 0 | 0 | 0 | 0 | 0 | -7.1918e-11 | 2.5782e-11 | -5.0616e-11 | 1.7756e-11 | 3.0007e-11 | 4.8989e-11 | 4.3717e-11 | 7.9351e-11 | -4.4158e-11 | -1.0714e-11 | -4.9649e-11 | -1.8692e-11 | 0 | 0 | 0 | 0 | 0 | 0 |  | 0.99513 | 0.99165 | 0.98644 | 0.99513 | 0.99165 | 0.98644 | -0.16824 | -120.7824 | 119.7039 | -0.16824 | -120.7824 | 119.7039
Line9_3_11 | 0.00010002 | 0.00027673 | 0.0002048 | 0.00010002 | 0.00027673 | 0.0002048 | 2.3098e-05 | 6.3909e-05 | 4.7297e-05 | 2.3098e-05 | 6.3909e-05 | 4.7297e-05 | -1.9438e-05 | -5.9035e-05 | -2.8699e-05 | 1.9438e-05 | 5.9036e-05 | 2.87e-05 | -1.2268e-05 | -2.3042e-05 | -3.6782e-05 | 1.2268e-05 | 2.3043e-05 | 3.6783e-05 | 147.5736 | 37.8949 | -112.3322 | -32.4266 | -142.1051 | 67.6678 |  | 0.99511 | 0.9916 | 0.98639 | 0.99512 | 0.99162 | 0.98642 | -0.16872 | -120.7839 | 119.7043 | -0.16848 | -120.7832 | 119.7041