## LLL_max_6
name | pf_ikss_from_ka | pf_ikss_to_ka | pf_ip_from_ka | pf_ip_to_ka | pf_skss_from_mw | pf_skss_to_mw | pf_p_from_mw | pf_p_to_mw | pf_q_from_mvar | pf_q_to_mvar | pf_ikss_from_degree | pf_ikss_to_degree | pf_vm_from_pu | pf_vm_to_pu | pf_va_from_degree | pf_va_to_degree
Line0_1_2 | 0.67127 | 0.67127 | 0 | 0 | 0.46507 | 0.46507 | -0.011121 | 0.024639 | -0.12747 | 0.15451 | 104.0538 | -75.9462 | 0.27513 | 0.33642 | 9.0679 | 4.9933
Line10_11_12 | 0.59764 | 0.59764 | 0 | 0 | 0.41406 | 0.41406 | -0.032715 | 0.043431 | -0.15622 | 0.17765 | 104.7529 | -75.2471 | 0.38548 | 0.44168 | 2.9251 | 1.0152
Line11_12_13 | 0.59764 | 0.59764 | 0 | 0 | 0.41406 | 0.41406 | -0.043431 | 0.054146 | -0.17765 | 0.19908 | 104.7529 | -75.2471 | 0.44168 | 0.49827 | 1.0152 | -0.46229
Line12_13_15 | 0 | 0 | 0 | 0 | 0 | 0 | 0 | 0 | 0 | 0 | 0 | 0 | 0.49827 | 0.49827 | -0.46229 | -0.46229
Line13_13_14 | 0.59764 | 0.59764 | 0 | 0 | 0.41406 | 0.41406 | -0.054146 | 0.064861 | -0.19908 | 0.22051 | 104.7529 | -75.2471 | 0.49827 | 0.55512 | -0.46229 | -1.6378
Line14_15_16 | 0 | 0 | 0 | 0 | 0 | 0 | 0 | 0 | 0 | 0 | 0 | 0 | 0.49827 | 0.49827 | -0.46229 | -0.46229
Line15_16_17 | 0 | 0 | 0 | 0 | 0 | 0 | 0 | 0 | 0 | 0 | 0 | 0 | 0.49827 | 0.49827 | -0.46229 | -0.46229
Line16_4_18 | 0 | 0 | 0 | 0 | 0 | 0 | 0 | 0 | 0 | 0 | 0 | 0 | 0.34476 | 0.34476 | 4.3555 | 4.3555
Line17_5_19 | 0.71524 | 0.71524 | 0 | 0 | 0.49553 | 0.49553 | -0.026205 | 0.041551 | -0.1666 | 0.19729 | 103.6358 | -76.3642 | 0.34033 | 0.40687 | 4.6967 | 1.7424
Line1_1_3 | 0.59764 | 0.59764 | 0 | 0 | 0.41406 | 0.41406 | -0.011285 | 0.022 | -0.11336 | 0.13479 | 104.7529 | -75.2471 | 0.27513 | 0.32984 | 9.0679 | 5.483
Line2_1_4 | 0.76527 | 0.76527 | 0 | 0 | 0.5302 | 0.5302 | -0.010408 | 0.027977 | -0.1455 | 0.18064 | 103.1595 | -76.8405 | 0.27513 | 0.34476 | 9.0679 | 4.3555
Line3_1_5 | 0.71524 | 0.71524 | 0 | 0 | 0.49553 | 0.49553 | -0.010858 | 0.026205 | -0.1359 | 0.1666 | 103.6358 | -76.3642 | 0.27513 | 0.34033 | 9.0679 | 4.6967
Line4_2_6 | 0.67127 | 0.67127 | 0 | 0 | 0.46507 | 0.46507 | -0.024639 | 0.038157 | -0.15451 | 0.18154 | 104.0538 | -75.9462 | 0.33642 | 0.39888 | 4.9933 | 2.1841
Line5_6_7 | 0.67127 | 0.67127 | 0 | 0 | 0.46507 | 0.46507 | -0.038157 | 0.051675 | -0.18154 | 0.20858 | 104.0538 | -75.9462 | 0.39888 | 0.46205 | 2.1841 | 0.1391
Line6_7_8 | 0 | 0 | 0 | 0 | 0 | 0 | 0 | 0 | 0 | 0 | 0 | 0 | 0.46205 | 0.46205 | 0.1391 | 0.1391
Line7_8_9 | 0 | 0 | 0 | 0 | 0 | 0 | 0 | 0 | 0 | 0 | 0 | 0 | 0.46205 | 0.46205 | 0.1391 | 0.1391
Line8_8_10 | 0 | 0 | 0 | 0 | 0 | 0 | 0 | 0 | 0 | 0 | 0 | 0 | 0.46205 | 0.46205 | 0.1391 | 0.1391
Line9_3_11 | 0.59764 | 0.59764 | 0 | 0 | 0.41406 | 0.41406 | -0.022 | 0.032715 | -0.13479 | 0.15622 | 104.7529 | -75.2471 | 0.32984 | 0.38548 | 5.483 | 2.9251

## LLL_max_10
name | pf_ikss_from_ka | pf_ikss_to_ka | pf_ip_from_ka | pf_ip_to_ka | pf_skss_from_mw | pf_skss_to_mw | pf_p_from_mw | pf_p_to_mw | pf_q_from_mvar | pf_q_to_mvar | pf_ikss_from_degree | pf_ikss_to_degree | pf_vm_from_pu | pf_vm_to_pu | pf_va_from_degree | pf_va_to_degree
Line0_1_2 | 0.6503 | 0.6503 | 0 | 0 | 0.45054 | 0.45054 | -0.010894 | 0.02358 | -0.12518 | 0.15055 | 103.9276 | -76.0724 | 0.27889 | 0.33823 | 8.9539 | 5.0259
Line10_11_12 | 0.58136 | 0.58136 | 0 | 0 | 0.40278 | 0.40278 | -0.031334 | 0.041473 | -0.15235 | 0.17262 | 104.6016 | -75.3984 | 0.38615 | 0.44078 | 2.9793 | 1.0922
Line11_12_13 | 0.58136 | 0.58136 | 0 | 0 | 0.40278 | 0.40278 | -0.041473 | 0.051613 | -0.17262 | 0.1929 | 104.6016 | -75.3984 | 0.44078 | 0.49578 | 1.0922 | -0.37747
Line12_13_15 | 0 | 0 | 0 | 0 | 0 | 0 | 0 | 0 | 0 | 0 | 0 | 0 | 0.49578 | 0.49578 | -0.37747 | -0.37746
Line13_13_14 | 0.58136 | 0.58136 | 0 | 0 | 0.40278 | 0.40278 | -0.051613 | 0.061752 | -0.1929 | 0.21318 | 104.6016 | -75.3984 | 0.49578 | 0.55104 | -0.37747 | -1.553
Line14_15_16 | 0 | 0 | 0 | 0 | 0 | 0 | 0 | 0 | 0 | 0 | 0 | 0 | 0.49578 | 0.49578 | -0.37746 | -0.37746
Line15_16_17 | 0 | 0 | 0 | 0 | 0 | 0 | 0 | 0 | 0 | 0 | 0 | 0 | 0.49578 | 0.49578 | -0.37746 | -0.37746
Line16_4_18 | 0 | 0 | 0 | 0 | 0 | 0 | 0 | 0 | 0 | 0 | 0 | 0 | 0.34597 | 0.34597 | 4.4341 | 4.4341
Line17_5_19 | 0.69119 | 0.69119 | 0 | 0 | 0.47887 | 0.47887 | -0.024981 | 0.039314 | -0.16179 | 0.19046 | 103.5273 | -76.4727 | 0.34187 | 0.40611 | 4.75 | 1.8643
Line1_1_3 | 0.58136 | 0.58136 | 0 | 0 | 0.40278 | 0.40278 | -0.011055 | 0.021194 | -0.11179 | 0.13207 | 104.6016 | -75.3984 | 0.27889 | 0.33208 | 8.9539 | 5.4844
Line2_1_4 | 0.73749 | 0.73749 | 0 | 0 | 0.51095 | 0.51095 | -0.010237 | 0.026554 | -0.14213 | 0.17477 | 103.0734 | -76.9266 | 0.27889 | 0.34597 | 8.9539 | 4.4341
Line3_1_5 | 0.69119 | 0.69119 | 0 | 0 | 0.47887 | 0.47887 | -0.010649 | 0.024981 | -0.13313 | 0.16179 | 103.5273 | -76.4727 | 0.27889 | 0.34187 | 8.9539 | 4.75
Line4_2_6 | 0.6503 | 0.6503 | 0 | 0 | 0.45054 | 0.45054 | -0.02358 | 0.036267 | -0.15055 | 0.17593 | 103.9276 | -76.0724 | 0.33823 | 0.39869 | 5.0259 | 2.2793
Line5_6_7 | 0.6503 | 0.6503 | 0 | 0 | 0.45054 | 0.45054 | -0.036267 | 0.048954 | -0.17593 | 0.2013 | 103.9276 | -76.0724 | 0.39869 | 0.45982 | 2.2793 | 0.25926
Line6_7_8 | 0 | 0 | 0 | 0 | 0 | 0 | 0 | 0 | 0 | 0 | 0 | 0 | 0.45982 | 0.45982 | 0.25926 | 0.25926
Line7_8_9 | 0 | 0 | 0 | 0 | 0 | 0 | 0 | 0 | 0 | 0 | 0 | 0 | 0.45982 | 0.45982 | 0.25926 | 0.25926
Line8_8_10 | 0 | 0 | 0 | 0 | 0 | 0 | 0 | 0 | 0 | 0 | 0 | 0 | 0.45982 | 0.45982 | 0.25926 | 0.25926
Line9_3_11 | 0.58136 | 0.58136 | 0 | 0 | 0.40278 | 0.40278 | -0.021194 | 0.031334 | -0.13207 | 0.15235 | 104.6016 | -75.3984 | 0.33208 | 0.38615 | 5.4844 | 2.9793

## LLL_max_fault_6
name | pf_ikss_from_ka | pf_ikss_to_ka | pf_ip_from_ka | pf_ip_to_ka | pf_skss_from_mw | pf_skss_to_mw | pf_p_from_mw | pf_p_to_mw | pf_q_from_mvar | pf_q_to_mvar | pf_ikss_from_degree | pf_ikss_to_degree | pf_vm_from_pu | pf_vm_to_pu | pf_va_from_degree | pf_va_to_degree
Line0_1_2 | 0.11823 | 0.11823 | 0 | 0 | 0.081914 | 0.081914 | -0.014777 | 0.015197 | -0.091835 | 0.092674 | 98.7809 | -81.2191 | 1.1355 | 1.1465 | -0.36018 | -0.5315
Line10_11_12 | 0.10529 | 0.10529 | 0 | 0 | 0.07295 | 0.07295 | -0.013578 | 0.01391 | -0.083155 | 0.08382 | 98.6076 | -81.3924 | 1.155 | 1.1647 | -0.66598 | -0.81505
Line11_12_13 | 0.10529 | 0.10529 | 0 | 0 | 0.07295 | 0.07295 | -0.01391 | 0.014243 | -0.08382 | 0.084485 | 98.6076 | -81.3924 | 1.1647 | 1.1745 | -0.81505 | -0.96165
Line12_13_15 | 0 | 0 | 0 | 0 | 0 | 0 | 0 | 0 | 0 | 0 | 0 | 0 | 1.1745 | 1.1745 | -0.96165 | -0.96165
Line13_13_14 | 0.10529 | 0.10529 | 0 | 0 | 0.07295 | 0.07295 | -0.014243 | 0.014576 | -0.084485 | 0.085151 | 98.6076 | -81.3924 | 1.1745 | 1.1842 | -0.96165 | -1.1058
Line14_15_16 | 0 | 0 | 0 | 0 | 0 | 0 | 0 | 0 | 0 | 0 | 0 | 0 | 1.1745 | 1.1745 | -0.96165 | -0.96165
Line15_16_17 | 0 | 0 | 0 | 0 | 0 | 0 | 0 | 0 | 0 | 0 | 0 | 0 | 1.1745 | 1.1745 | -0.96165 | -0.96165
Line16_4_18 | 0 | 0 | 0 | 0 | 0 | 0 | 0 | 0 | 0 | 0 | 0 | 0 | 1.148 | 1.148 | -0.55278 | -0.55278
Line17_5_19 | 0.12596 | 0.12596 | 0 | 0 | 0.087269 | 0.087269 | -0.016396 | 0.016872 | -0.098762 | 0.099714 | 98.8846 | -81.1154 | 1.1472 | 1.1588 | -0.54153 | -0.71923
Line1_1_3 | 0.10529 | 0.10529 | 0 | 0 | 0.07295 | 0.07295 | -0.012913 | 0.013245 | -0.081825 | 0.08249 | 98.6076 | -81.3924 | 1.1355 | 1.1453 | -0.36018 | -0.51438
Line2_1_4 | 0.13476 | 0.13476 | 0 | 0 | 0.093365 | 0.093365 | -0.017248 | 0.017793 | -0.10461 | 0.1057 | 99.0026 | -80.9974 | 1.1355 | 1.148 | -0.36018 | -0.55278
Line3_1_5 | 0.12596 | 0.12596 | 0 | 0 | 0.087269 | 0.087269 | -0.01592 | 0.016396 | -0.09781 | 0.098762 | 98.8846 | -81.1154 | 1.1355 | 1.1472 | -0.36018 | -0.54153
Line4_2_6 | 0.11823 | 0.11823 | 0 | 0 | 0.081914 | 0.081914 | -0.015197 | 0.015616 | -0.092674 | 0.093513 | 98.7809 | -81.2191 | 1.1465 | 1.1574 | -0.5315 | -0.69957
Line5_6_7 | 0.11823 | 0.11823 | 0 | 0 | 0.081914 | 0.081914 | -0.015616 | 0.016035 | -0.093513 | 0.094351 | 98.7809 | -81.2191 | 1.1574 | 1.1683 | -0.69957 | -0.8645
Line6_7_8 | 0 | 0 | 0 | 0 | 0 | 0 | 0 | 0 | 0 | 0 | 0 | 0 | 1.1683 | 1.1683 | -0.8645 | -0.8645
Line7_8_9 | 0 | 0 | 0 | 0 | 0 | 0 | 0 | 0 | 0 | 0 | 0 | 0 | 1.1683 | 1.1683 | -0.8645 | -0.8645
Line8_8_10 | 0 | 0 | 0 | 0 | 0 | 0 | 0 | 0 | 0 | 0 | 0 | 0 | 1.1683 | 1.1683 | -0.8645 | -0.8645
Line9_3_11 | 0.10529 | 0.10529 | 0 | 0 | 0.07295 | 0.07295 | -0.013245 | 0.013578 | -0.08249 | 0.083155 | 98.6076 | -81.3924 | 1.1453 | 1.155 | -0.51438 | -0.66598

## LLL_max_fault_10
name | pf_ikss_from_ka | pf_ikss_to_ka | pf_ip_from_ka | pf_ip_to_ka | pf_skss_from_mw | pf_skss_to_mw | pf_p_from_mw | pf_p_to_mw | pf_q_from_mvar | pf_q_to_mvar | pf_ikss_from_degree | pf_ikss_to_degree | pf_vm_from_pu | pf_vm_to_pu | pf_va_from_degree | pf_va_to_degree
Line0_1_2 | 0.11879 | 0.11879 | 0 | 0 | 0.082299 | 0.082299 | -0.014653 | 0.015076 | -0.092505 | 0.093351 | 98.6444 | -81.3556 | 1.138 | 1.149 | -0.35676 | -0.52983
Line10_11_12 | 0.10623 | 0.10623 | 0 | 0 | 0.073598 | 0.073598 | -0.013532 | 0.01387 | -0.084118 | 0.084796 | 98.4716 | -81.5284 | 1.1576 | 1.1675 | -0.66693 | -0.81811
Line11_12_13 | 0.10623 | 0.10623 | 0 | 0 | 0.073598 | 0.073598 | -0.01387 | 0.014209 | -0.084796 | 0.085473 | 98.4716 | -81.5284 | 1.1675 | 1.1773 | -0.81811 | -0.96677
Line12_13_15 | 0 | 0 | 0 | 0 | 0 | 0 | 0 | 0 | 0 | 0 | 0 | 0 | 1.1773 | 1.1773 | -0.96677 | -0.96677
Line13_13_14 | 0.10623 | 0.10623 | 0 | 0 | 0.073598 | 0.073598 | -0.014209 | 0.014547 | -0.085473 | 0.08615 | 98.4716 | -81.5284 | 1.1773 | 1.1871 | -0.96677 | -1.113
Line14_15_16 | 0 | 0 | 0 | 0 | 0 | 0 | 0 | 0 | 0 | 0 | 0 | 0 | 1.1773 | 1.1773 | -0.96677 | -0.96677
Line15_16_17 | 0 | 0 | 0 | 0 | 0 | 0 | 0 | 0 | 0 | 0 | 0 | 0 | 1.1773 | 1.1773 | -0.96677 | -0.96677
Line16_4_18 | 0 | 0 | 0 | 0 | 0 | 0 | 0 | 0 | 0 | 0 | 0 | 0 | 1.1505 | 1.1505 | -0.55037 | -0.55037
Line17_5_19 | 0.12624 | 0.12624 | 0 | 0 | 0.087462 | 0.087462 | -0.016227 | 0.016705 | -0.099236 | 0.10019 | 98.747 | -81.253 | 1.1497 | 1.1614 | -0.53954 | -0.71865
Line1_1_3 | 0.10623 | 0.10623 | 0 | 0 | 0.073598 | 0.073598 | -0.012854 | 0.013193 | -0.082764 | 0.083441 | 98.4716 | -81.5284 | 1.138 | 1.1478 | -0.35676 | -0.51317
Line2_1_4 | 0.13468 | 0.13468 | 0 | 0 | 0.093309 | 0.093309 | -0.017014 | 0.017558 | -0.10482 | 0.1059 | 98.8633 | -81.1367 | 1.138 | 1.1505 | -0.35676 | -0.55037
Line3_1_5 | 0.12624 | 0.12624 | 0 | 0 | 0.087462 | 0.087462 | -0.015748 | 0.016227 | -0.09828 | 0.099236 | 98.747 | -81.253 | 1.138 | 1.1497 | -0.35676 | -0.53954
Line4_2_6 | 0.11879 | 0.11879 | 0 | 0 | 0.082299 | 0.082299 | -0.015076 | 0.0155 | -0.093351 | 0.094198 | 98.6444 | -81.3556 | 1.149 | 1.16 | -0.52983 | -0.69964
Line5_6_7 | 0.11879 | 0.11879 | 0 | 0 | 0.082299 | 0.082299 | -0.0155 | 0.015923 | -0.094198 | 0.095044 | 98.6444 | -81.3556 | 1.16 | 1.171 | -0.69964 | -0.86625
Line6_7_8 | 0 | 0 | 0 | 0 | 0 | 0 | 0 | 0 | 0 | 0 | 0 | 0 | 1.171 | 1.171 | -0.86625 | -0.86625
Line7_8_9 | 0 | 0 | 0 | 0 | 0 | 0 | 0 | 0 | 0 | 0 | 0 | 0 | 1.171 | 1.171 | -0.86625 | -0.86625
Line8_8_10 | 0 | 0 | 0 | 0 | 0 | 0 | 0 | 0 | 0 | 0 | 0 | 0 | 1.171 | 1.171 | -0.86625 | -0.86625
Line9_3_11 | 0.10623 | 0.10623 | 0 | 0 | 0.073598 | 0.073598 | -0.013193 | 0.013532 | -0.083441 | 0.084118 | 98.4716 | -81.5284 | 1.1478 | 1.1576 | -0.51317 | -0.66693

## LLL_min_6
name | pf_ikss_from_ka | pf_ikss_to_ka | pf_ip_from_ka | pf_ip_to_ka | pf_skss_from_mw | pf_skss_to_mw | pf_p_from_mw | pf_p_to_mw | pf_q_from_mvar | pf_q_to_mvar | pf_ikss_from_degree | pf_ikss_to_degree | pf_vm_from_pu | pf_vm_to_pu | pf_va_from_degree | pf_va_to_degree
Line0_1_2 | 0.016264 | 0.016264 | 0 | 0 | 0.011268 | 0.011268 | -6.3685e-06 | 2.1604e-05 | -7.5945e-05 | 9.1816e-05 | 106.7727 | -73.2273 | 0.0067637 | 0.008371 | 11.9792 | 3.5319
Line10_11_12 | 0.016207 | 0.016207 | 0 | 0 | 0.011228 | 0.011228 | -3.6739e-05 | 5.1869e-05 | -0.00010719 | 0.00012295 | 106.8745 | -73.1255 | 0.010091 | 0.011884 | -2.045 | -5.9993
Line11_12_13 | 0.016207 | 0.016207 | 0 | 0 | 0.011228 | 0.011228 | -5.1869e-05 | 6.6998e-05 | -0.00012295 | 0.00013871 | 106.8744 | -73.1256 | 0.011884 | 0.013719 | -5.9993 | -8.9069
Line12_13_15 | 0 | 0 | 0 | 0 | 0 | 0 | 0 | 0 | 0 | 0 | 0 | 0 | 0.013719 | 0.013719 | -8.9069 | -8.9069
Line13_13_14 | 0.016207 | 0.016207 | 0 | 0 | 0.011228 | 0.011228 | -6.6997e-05 | 8.2127e-05 | -0.00013871 | 0.00015447 | 106.8742 | -73.1258 | 0.013719 | 0.01558 | -8.9069 | -11.1243
Line14_15_16 | 0 | 0 | 0 | 0 | 0 | 0 | 0 | 0 | 0 | 0 | 0 | 0 | 0.013719 | 0.013719 | -8.9069 | -8.9069
Line15_16_17 | 0 | 0 | 0 | 0 | 0 | 0 | 0 | 0 | 0 | 0 | 0 | 0 | 0.013719 | 0.013719 | -8.9069 | -8.9068
Line16_4_18 | 0 | 0 | 0 | 0 | 0 | 0 | 0 | 0 | 0 | 0 | 0 | 0 | 0.0083751 | 0.0083751 | 3.4873 | 3.4873
Line17_5_19 | 0.016292 | 0.016292 | 0 | 0 | 0.011288 | 0.011288 | -2.16e-05 | 3.6889e-05 | -9.201e-05 | 0.00010794 | 106.7212 | -73.2788 | 0.0083731 | 0.010105 | 3.5096 | -2.1477
Line1_1_3 | 0.016207 | 0.016207 | 0 | 0 | 0.011228 | 0.011228 | -6.4809e-06 | 2.161e-05 | -7.5669e-05 | 9.1428e-05 | 106.8746 | -73.1254 | 0.0067637 | 0.0083669 | 11.9792 | 3.576
Line2_1_4 | 0.016321 | 0.016321 | 0 | 0 | 0.011307 | 0.011307 | -6.2542e-06 | 2.1597e-05 | -7.6223e-05 | 9.2205e-05 | 106.6699 | -73.3301 | 0.0067637 | 0.0083751 | 11.9792 | 3.4873
Line3_1_5 | 0.016292 | 0.016292 | 0 | 0 | 0.011288 | 0.011288 | -6.3114e-06 | 2.1601e-05 | -7.6084e-05 | 9.201e-05 | 106.7213 | -73.2787 | 0.0067637 | 0.0083731 | 11.9792 | 3.5096
Line4_2_6 | 0.016264 | 0.016264 | 0 | 0 | 0.011268 | 0.011268 | -2.1604e-05 | 3.684e-05 | -9.1816e-05 | 0.00010769 | 106.7726 | -73.2274 | 0.008371 | 0.010101 | 3.5319 | -2.1133
Line5_6_7 | 0.016264 | 0.016264 | 0 | 0 | 0.011268 | 0.011268 | -3.6839e-05 | 5.2075e-05 | -0.00010769 | 0.00012356 | 106.7726 | -73.2274 | 0.010101 | 0.0119 | -2.1133 | -6.0813
Line6_7_8 | 0 | 0 | 0 | 0 | 0 | 0 | 0 | 0 | 0 | 0 | 0 | 0 | 0.0119 | 0.0119 | -6.0813 | -6.0813
Line7_8_9 | 0 | 0 | 0 | 0 | 0 | 0 | 0 | 0 | 0 | 0 | 0 | 0 | 0.0119 | 0.0119 | -6.0813 | -6.0813
Line8_8_10 | 0 | 0 | 0 | 0 | 0 | 0 | 0 | 0 | 0 | 0 | 0 | 0 | 0.0119 | 0.0119 | -6.0813 | -6.0813
Line9_3_11 | 0.016207 | 0.016207 | 0 | 0 | 0.011228 | 0.011228 | -2.161e-05 | 3.674e-05 | -9.1428e-05 | 0.00010719 | 106.8745 | -73.1255 | 0.0083669 | 0.010091 | 3.576 | -2.045

## LLL_min_10
name | pf_ikss_from_ka | pf_ikss_to_ka | pf_ip_from_ka | pf_ip_to_ka | pf_skss_from_mw | pf_skss_to_mw | pf_p_from_mw | pf_p_to_mw | pf_q_from_mvar | pf_q_to_mvar | pf_ikss_from_degree | pf_ikss_to_degree | pf_vm_from_pu | pf_vm_to_pu | pf_va_from_degree | pf_va_to_degree
Line0_1_2 | 0.016264 | 0.016264 | 0 | 0 | 0.011268 | 0.011268 | -6.3685e-06 | 2.1604e-05 | -7.5945e-05 | 9.1816e-05 | 106.7727 | -73.2273 | 0.0067637 | 0.008371 | 11.9792 | 3.5319
Line10_11_12 | 0.016207 | 0.016207 | 0 | 0 | 0.011228 | 0.011228 | -3.6739e-05 | 5.1869e-05 | -0.00010719 | 0.00012295 | 106.8745 | -73.1255 | 0.010091 | 0.011884 | -2.045 | -5.9993
Line11_12_13 | 0.016207 | 0.016207 | 0 | 0 | 0.011228 | 0.011228 | -5.1869e-05 | 6.6998e-05 | -0.00012295 | 0.00013871 | 106.8744 | -73.1256 | 0.011884 | 0.013719 | -5.9993 | -8.9069
Line12_13_15 | 0 | 0 | 0 | 0 | 0 | 0 | 0 | 0 | 0 | 0 | 0 | 0 | 0.013719 | 0.013719 | -8.9069 | -8.9069
Line13_13_14 | 0.016207 | 0.016207 | 0 | 0 | 0.011228 | 0.011228 | -6.6997e-05 | 8.2127e-05 | -0.00013871 | 0.00015447 | 106.8742 | -73.1258 | 0.013719 | 0.01558 | -8.9069 | -11.1243
Line14_15_16 | 0 | 0 | 0 | 0 | 0 | 0 | 0 | 0 | 0 | 0 | 0 | 0 | 0.013719 | 0.013719 | -8.9069 | -8.9069
Line15_16_17 | 0 | 0 | 0 | 0 | 0 | 0 | 0 | 0 | 0 | 0 | 0 | 0 | 0.013719 | 0.013719 | -8.9069 | -8.9068
Line16_4_18 | 0 | 0 | 0 | 0 | 0 | 0 | 0 | 0 | 0 | 0 | 0 | 0 | 0.0083751 | 0.0083751 | 3.4873 | 3.4873
Line17_5_19 | 0.016292 | 0.016292 | 0 | 0 | 0.011288 | 0.011288 | -2.16e-05 | 3.6889e-05 | -9.201e-05 | 0.00010794 | 106.7212 | -73.2788 | 0.0083731 | 0.010105 | 3.5096 | -2.1477
Line1_1_3 | 0.016207 | 0.016207 | 0 | 0 | 0.011228 | 0.011228 | -6.4809e-06 | 2.161e-05 | -7.5669e-05 | 9.1428e-05 | 106.8746 | -73.1254 | 0.0067637 | 0.0083669 | 11.9792 | 3.576
Line2_1_4 | 0.016321 | 0.016321 | 0 | 0 | 0.011307 | 0.011307 | -6.2542e-06 | 2.1597e-05 | -7.6223e-05 | 9.2205e-05 | 106.6699 | -73.3301 | 0.0067637 | 0.0083751 | 11.9792 | 3.4873
Line3_1_5 | 0.016292 | 0.016292 | 0 | 0 | 0.011288 | 0.011288 | -6.3114e-06 | 2.1601e-05 | -7.6084e-05 | 9.201e-05 | 106.7213 | -73.2787 | 0.0067637 | 0.0083731 | 11.9792 | 3.5096
Line4_2_6 | 0.016264 | 0.016264 | 0 | 0 | 0.011268 | 0.011268 | -2.1604e-05 | 3.684e-05 | -9.1816e-05 | 0.00010769 | 106.7726 | -73.2274 | 0.008371 | 0.010101 | 3.5319 | -2.1133
Line5_6_7 | 0.016264 | 0.016264 | 0 | 0 | 0.011268 | 0.011268 | -3.6839e-05 | 5.2075e-05 | -0.00010769 | 0.00012356 | 106.7726 | -73.2274 | 0.010101 | 0.0119 | -2.1133 | -6.0813
Line6_7_8 | 0 | 0 | 0 | 0 | 0 | 0 | 0 | 0 | 0 | 0 | 0 | 0 | 0.0119 | 0.0119 | -6.0813 | -6.0813
Line7_8_9 | 0 | 0 | 0 | 0 | 0 | 0 | 0 | 0 | 0 | 0 | 0 | 0 | 0.0119 | 0.0119 | -6.0813 | -6.0813
Line8_8_10 | 0 | 0 | 0 | 0 | 0 | 0 | 0 | 0 | 0 | 0 | 0 | 0 | 0.0119 | 0.0119 | -6.0813 | -6.0813
Line9_3_11 | 0.016207 | 0.016207 | 0 | 0 | 0.011228 | 0.011228 | -2.161e-05 | 3.674e-05 | -9.1428e-05 | 0.00010719 | 106.8745 | -73.1255 | 0.0083669 | 0.010091 | 3.576 | -2.045

## LLL_min_fault_6
name | pf_ikss_from_ka | pf_ikss_to_ka | pf_ip_from_ka | pf_ip_to_ka | pf_skss_from_mw | pf_skss_to_mw | pf_p_from_mw | pf_p_to_mw | pf_q_from_mvar | pf_q_to_mvar | pf_ikss_from_degree | pf_ikss_to_degree | pf_vm_from_pu | pf_vm_to_pu | pf_va_from_degree | pf_va_to_degree
Line0_1_2 | 0.00028359 | 0.00028359 | 0 | 0 | 0.00019648 | 0.00019648 | -0.0001608 | 0.0001608 | -0.00010823 | 0.00010823 | 145.4288 | -34.5712 | 0.98652 | 0.98655 | -0.62731 | -0.62689
Line10_11_12 | 0.0002826 | 0.0002826 | 0 | 0 | 0.00019579 | 0.00019579 | -0.00016044 | 0.00016044 | -0.00010758 | 0.00010758 | 145.5306 | -34.4694 | 0.98658 | 0.98662 | -0.62647 | -0.62605
Line11_12_13 | 0.0002826 | 0.0002826 | 0 | 0 | 0.00019579 | 0.00019579 | -0.00016044 | 0.00016044 | -0.00010758 | 0.00010759 | 145.5306 | -34.4694 | 0.98662 | 0.98665 | -0.62605 | -0.62563
Line12_13_15 | 0 | 0 | 0 | 0 | 0 | 0 | 0 | 0 | 0 | 0 | 0 | 0 | 0.98665 | 0.98665 | -0.62563 | -0.62563
Line13_13_14 | 0.0002826 | 0.0002826 | 0 | 0 | 0.00019579 | 0.00019579 | -0.00016044 | 0.00016045 | -0.00010759 | 0.00010759 | 145.5303 | -34.4697 | 0.98665 | 0.98668 | -0.62563 | -0.62521
Line14_15_16 | 0 | 0 | 0 | 0 | 0 | 0 | 0 | 0 | 0 | 0 | 0 | 0 | 0.98665 | 0.98665 | -0.62563 | -0.62563
Line15_16_17 | 0 | 0 | 0 | 0 | 0 | 0 | 0 | 0 | 0 | 0 | 0 | 0 | 0.98665 | 0.98665 | -0.62563 | -0.62563
Line16_4_18 | 0 | 0 | 0 | 0 | 0 | 0 | 0 | 0 | 0 | 0 | 0 | 0 | 0.98655 | 0.98655 | -0.62689 | -0.62689
Line17_5_19 | 0.00028409 | 0.00028409 | 0 | 0 | 0.00019682 | 0.00019682 | -0.00016099 | 0.00016099 | -0.00010857 | 0.00010857 | 145.3774 | -34.6226 | 0.98655 | 0.98658 | -0.62689 | -0.62647
Line1_1_3 | 0.0002826 | 0.0002826 | 0 | 0 | 0.00019579 | 0.00019579 | -0.00016043 | 0.00016043 | -0.00010757 | 0.00010757 | 145.5307 | -34.4693 | 0.98652 | 0.98655 | -0.62731 | -0.62689
Line2_1_4 | 0.00028459 | 0.00028459 | 0 | 0 | 0.00019717 | 0.00019717 | -0.00016117 | 0.00016117 | -0.0001089 | 0.0001089 | 145.3261 | -34.6739 | 0.98652 | 0.98655 | -0.62731 | -0.62689
Line3_1_5 | 0.00028409 | 0.00028409 | 0 | 0 | 0.00019682 | 0.00019682 | -0.00016098 | 0.00016099 | -0.00010856 | 0.00010857 | 145.3774 | -34.6226 | 0.98652 | 0.98655 | -0.62731 | -0.62689
Line4_2_6 | 0.00028359 | 0.00028359 | 0 | 0 | 0.00019648 | 0.00019648 | -0.0001608 | 0.00016081 | -0.00010823 | 0.00010824 | 145.4287 | -34.5713 | 0.98655 | 0.98658 | -0.62689 | -0.62647
Line5_6_7 | 0.00028359 | 0.00028359 | 0 | 0 | 0.00019648 | 0.00019648 | -0.00016081 | 0.00016081 | -0.00010824 | 0.00010824 | 145.4287 | -34.5713 | 0.98658 | 0.98662 | -0.62647 | -0.62605
Line6_7_8 | 0 | 0 | 0 | 0 | 0 | 0 | 0 | 0 | 0 | 0 | 0 | 0 | 0.98662 | 0.98662 | -0.62605 | -0.62605
Line7_8_9 | 0 | 0 | 0 | 0 | 0 | 0 | 0 | 0 | 0 | 0 | 0 | 0 | 0.98662 | 0.98662 | -0.62605 | -0.62605
Line8_8_10 | 0 | 0 | 0 | 0 | 0 | 0 | 0 | 0 | 0 | 0 | 0 | 0 | 0.98662 | 0.98662 | -0.62605 | -0.62605
Line9_3_11 | 0.0002826 | 0.0002826 | 0 | 0 | 0.00019579 | 0.00019579 | -0.00016043 | 0.00016044 | -0.00010757 | 0.00010758 | 145.5307 | -34.4693 | 0.98655 | 0.98658 | -0.62689 | -0.62647

## LLL_min_fault_10
name | pf_ikss_from_ka | pf_ikss_to_ka | pf_ip_from_ka | pf_ip_to_ka | pf_skss_from_mw | pf_skss_to_mw | pf_p_from_mw | pf_p_to_mw | pf_q_from_mvar | pf_q_to_mvar | pf_ikss_from_degree | pf_ikss_to_degree | pf_vm_from_pu | pf_vm_to_pu | pf_va_from_degree | pf_va_to_degree
Line0_1_2 | 0.00028359 | 0.00028359 | 0 | 0 | 0.00019648 | 0.00019648 | -0.0001608 | 0.0001608 | -0.00010823 | 0.00010823 | 145.4288 | -34.5712 | 0.98652 | 0.98655 | -0.62731 | -0.62689
Line10_11_12 | 0.0002826 | 0.0002826 | 0 | 0 | 0.00019579 | 0.00019579 | -0.00016044 | 0.00016044 | -0.00010758 | 0.00010758 | 145.5306 | -34.4694 | 0.98658 | 0.98662 | -0.62647 | -0.62605
Line11_12_13 | 0.0002826 | 0.0002826 | 0 | 0 | 0.00019579 | 0.00019579 | -0.00016044 | 0.00016044 | -0.00010758 | 0.00010759 | 145.5306 | -34.4694 | 0.98662 | 0.98665 | -0.62605 | -0.62563
Line12_13_15 | 0 | 0 | 0 | 0 | 0 | 0 | 0 | 0 | 0 | 0 | 0 | 0 | 0.98665 | 0.98665 | -0.62563 | -0.62563
Line13_13_14 | 0.0002826 | 0.0002826 | 0 | 0 | 0.00019579 | 0.00019579 | -0.00016044 | 0.00016045 | -0.00010759 | 0.00010759 | 145.5303 | -34.4697 | 0.98665 | 0.98668 | -0.62563 | -0.62521
Line14_15_16 | 0 | 0 | 0 | 0 | 0 | 0 | 0 | 0 | 0 | 0 | 0 | 0 | 0.98665 | 0.98665 | -0.62563 | -0.62563
Line15_16_17 | 0 | 0 | 0 | 0 | 0 | 0 | 0 | 0 | 0 | 0 | 0 | 0 | 0.98665 | 0.98665 | -0.62563 | -0.62563
Line16_4_18 | 0 | 0 | 0 | 0 | 0 | 0 | 0 | 0 | 0 | 0 | 0 | 0 | 0.98655 | 0.98655 | -0.62689 | -0.62689
Line17_5_19 | 0.00028409 | 0.00028409 | 0 | 0 | 0.00019682 | 0.00019682 | -0.00016099 | 0.00016099 | -0.00010857 | 0.00010857 | 145.3774 | -34.6226 | 0.98655 | 0.98658 | -0.62689 | -0.62647
Line1_1_3 | 0.0002826 | 0.0002826 | 0 | 0 | 0.00019579 | 0.00019579 | -0.00016043 | 0.00016043 | -0.00010757 | 0.00010757 | 145.5307 | -34.4693 | 0.98652 | 0.98655 | -0.62731 | -0.62689
Line2_1_4 | 0.00028459 | 0.00028459 | 0 | 0 | 0.00019717 | 0.00019717 | -0.00016117 | 0.00016117 | -0.0001089 | 0.0001089 | 145.3261 | -34.6739 | 0.98652 | 0.98655 | -0.62731 | -0.62689
Line3_1_5 | 0.00028409 | 0.00028409 | 0 | 0 | 0.00019682 | 0.00019682 | -0.00016098 | 0.00016099 | -0.00010856 | 0.00010857 | 145.3774 | -34.6226 | 0.98652 | 0.98655 | -0.62731 | -0.62689
Line4_2_6 | 0.00028359 | 0.00028359 | 0 | 0 | 0.00019648 | 0.00019648 | -0.0001608 | 0.00016081 | -0.00010823 | 0.00010824 | 145.4287 | -34.5713 | 0.98655 | 0.98658 | -0.62689 | -0.62647
Line5_6_7 | 0.00028359 | 0.00028359 | 0 | 0 | 0.00019648 | 0.00019648 | -0.00016081 | 0.00016081 | -0.00010824 | 0.00010824 | 145.4287 | -34.5713 | 0.98658 | 0.98662 | -0.62647 | -0.62605
Line6_7_8 | 0 | 0 | 0 | 0 | 0 | 0 | 0 | 0 | 0 | 0 | 0 | 0 | 0.98662 | 0.98662 | -0.62605 | -0.62605
Line7_8_9 | 0 | 0 | 0 | 0 | 0 | 0 | 0 | 0 | 0 | 0 | 0 | 0 | 0.98662 | 0.98662 | -0.62605 | -0.62605
Line8_8_10 | 0 | 0 | 0 | 0 | 0 | 0 | 0 | 0 | 0 | 0 | 0 | 0 | 0.98662 | 0.98662 | -0.62605 | -0.62605
Line9_3_11 | 0.0002826 | 0.0002826 | 0 | 0 | 0.00019579 | 0.00019579 | -0.00016043 | 0.00016044 | -0.00010757 | 0.00010758 | 145.5307 | -34.4693 | 0.98655 | 0.98658 | -0.62689 | -0.62647

## LL_max_6
name | pf_ikss_a_from_ka | pf_ikss_b_from_ka | pf_ikss_c_from_ka | pf_ikss_a_to_ka | pf_ikss_b_to_ka | pf_ikss_c_to_ka | pf_skss_a_from_mw | pf_skss_b_from_mw | pf_skss_c_from_mw | pf_skss_a_to_mw | pf_skss_b_to_mw | pf_skss_c_to_mw | pf_p_a_from_mw | pf_p_b_from_mw | pf_p_c_from_mw | pf_p_a_to_mw | pf_p_b_to_mw | pf_p_c_to_mw | pf_q_a_from_mvar | pf_q_b_from_mvar | pf_q_c_from_mvar | pf_q_a_to_mvar | pf_q_b_to_mvar | pf_q_c_to_mvar | pf_ikss_a_from_degree | pf_ikss_b_from_degree | pf_ikss_c_from_degree | pf_ikss_a_to_degree | pf_ikss_b_to_degree | pf_ikss_c_to_degree | pf_vm_a_from_pu | pf_vm_b_from_pu | pf_vm_c_from_pu | pf_vm_a_to_pu | pf_vm_b_to_pu | pf_vm_c_to_pu | pf_va_a_from_degree | pf_va_b_from_degree | pf_va_c_from_degree | pf_va_a_to_degree | pf_va_b_to_degree | pf_va_c_to_degree
Line0_1_2 | 0.14042 | 0.58778 | 0.543 | 0.14042 | 0.58778 | 0.543 | 0.032428 | 0.13574 | 0.1254 | 0.032428 | 0.13574 | 0.1254 | -0.017045 | -0.077532 | 0.063715 | 0.017243 | 0.080987 | -0.060766 | -0.033318 | -0.0286 | -0.047355 | 0.033712 | 0.035509 | 0.053252 | 118.2725 | 3.0454 | -163.4262 | -61.7275 | -176.9546 | 16.5738 | 1.1541 | 0.60879 | 0.63305 | 1.1677 | 0.65145 | 0.64431 | 1.1783 | -156.7069 | 159.953 | 1.1845 | -153.2792 | 155.3446
Line10_11_12 | 0.11899 | 0.52296 | 0.49065 | 0.11899 | 0.52296 | 0.49065 | 0.02748 | 0.12077 | 0.11331 | 0.02748 | 0.12077 | 0.11331 | -0.013896 | -0.075055 | 0.052109 | 0.014038 | 0.07779 | -0.049702 | -0.029212 | -0.034686 | -0.053276 | 0.029495 | 0.040156 | 0.05809 | 116.5967 | 4.4508 | -162.5679 | -63.4033 | -175.5492 | 17.4321 | 1.1771 | 0.68461 | 0.65769 | 1.1887 | 0.72485 | 0.67471 | 1.1558 | -150.7457 | 151.798 | 1.145 | -148.2462 | 147.9823
Line11_12_13 | 0.11899 | 0.52296 | 0.49065 | 0.11899 | 0.52296 | 0.49065 | 0.02748 | 0.12077 | 0.11331 | 0.02748 | 0.12077 | 0.11331 | -0.014038 | -0.07779 | 0.049702 | 0.014179 | 0.080525 | -0.047295 | -0.029495 | -0.040156 | -0.05809 | 0.029778 | 0.045625 | 0.062905 | 116.5967 | 4.4508 | -162.5679 | -63.4033 | -175.5492 | 17.4321 | 1.1887 | 0.72485 | 0.67471 | 1.2002 | 0.76633 | 0.69456 | 1.145 | -148.2462 | 147.9823 | 1.1343 | -146.0133 | 144.3695
Line12_13_15 | 0 | 0 | 0 | 0 | 0 | 0 | 0 | 0 | 0 | 0 | 0 | 0 | 1.3255e-09 | -1.8733e-09 | -2.3488e-09 | -1.3255e-09 | 1.8733e-09 | 2.3488e-09 | -2.8747e-10 | 4.0668e-09 | -3.4677e-09 | 2.8747e-10 | -4.0668e-09 | 3.4677e-09 | 0 | 0 | 0 | 0 | 0 | 0 | 1.2002 | 0.76633 | 0.69456 | 1.2002 | 0.76633 | 0.69456 | 1.1343 | -146.0133 | 144.3695 | 1.1343 | -146.0133 | 144.3695
Line13_13_14 | 0.11899 | 0.52296 | 0.49065 | 0.11899 | 0.52296 | 0.49065 | 0.02748 | 0.12077 | 0.11331 | 0.02748 | 0.12077 | 0.11331 | -0.014179 | -0.080525 | 0.047295 | 0.014321 | 0.08326 | -0.044887 | -0.029778 | -0.045625 | -0.062905 | 0.030061 | 0.051095 | 0.06772 | 116.5967 | 4.4508 | -162.568 | -63.4033 | -175.5492 | 17.432 | 1.2002 | 0.76633 | 0.69456 | 1.2117 | 0.80885 | 0.71702 | 1.1343 | -146.0133 | 144.3695 | 1.1238 | -144.0124 | 140.9701
Line14_15_16 | 0 | 0 | 0 | 0 | 0 | 0 | 0 | 0 | 0 | 0 | 0 | 0 | 8.8367e-10 | -1.2489e-09 | -1.5659e-09 | -8.8367e-10 | 1.2489e-09 | 1.5659e-09 | -1.9165e-10 | 2.7112e-09 | -2.3118e-09 | 1.9165e-10 | -2.7112e-09 | 2.3118e-09 | 0 | 0 | 0 | 0 | 0 | 0 | 1.2002 | 0.76633 | 0.69456 | 1.2002 | 0.76633 | 0.69456 | 1.1343 | -146.0133 | 144.3695 | 1.1343 | -146.0133 | 144.3695
Line15_16_17 | 0 | 0 | 0 | 0 | 0 | 0 | 0 | 0 | 0 | 0 | 0 | 0 | 4.4183e-10 | -6.2444e-10 | -7.8294e-10 | -4.4183e-10 | 6.2444e-10 | 7.8294e-10 | -9.5824e-11 | 1.3556e-09 | -1.1559e-09 | 9.5824e-11 | -1.3556e-09 | 1.1559e-09 | 0 | 0 | 0 | 0 | 0 | 0 | 1.2002 | 0.76633 | 0.69456 | 1.2002 | 0.76633 | 0.69456 | 1.1343 | -146.0133 | 144.3695 | 1.1343 | -146.0133 | 144.3695
Line16_4_18 | 0 | 0 | 0 | 0 | 0 | 0 | 0 | 0 | 0 | 0 | 0 | 0 | 3.0405e-10 | -6.3778e-10 | -6.1127e-10 | -3.0405e-10 | 6.3778e-10 | 6.1127e-10 | -9.9413e-11 | 1.4461e-09 | -1.484e-09 | 9.9413e-11 | -1.4461e-09 | 1.484e-09 | 0 | 0 | 0 | 0 | 0 | 0 | 1.1706 | 0.65882 | 0.64492 | 1.1706 | 0.65882 | 0.64492 | 1.2065 | -152.9716 | 154.7858 | 1.2065 | -152.9716 | 154.7858
Line17_5_19 | 0.15407 | 0.62628 | 0.57347 | 0.15407 | 0.62628 | 0.57347 | 0.035581 | 0.14463 | 0.13244 | 0.035581 | 0.14463 | 0.13244 | -0.019433 | -0.086084 | 0.064421 | 0.019671 | 0.090006 | -0.061132 | -0.036777 | -0.039506 | -0.056019 | 0.037251 | 0.04735 | 0.062596 | 119.0473 | 2.2187 | -163.9097 | -60.9527 | -177.7813 | 16.0903 | 1.169 | 0.65487 | 0.64461 | 1.1839 | 0.70317 | 0.66066 | 1.1949 | -153.1298 | 155.0805 | 1.2111 | -150.0333 | 150.4121
Line1_1_3 | 0.11899 | 0.52296 | 0.49065 | 0.11899 | 0.52296 | 0.49065 | 0.02748 | 0.12077 | 0.11331 | 0.02748 | 0.12077 | 0.11331 | -0.013613 | -0.069585 | 0.056924 | 0.013755 | 0.07232 | -0.054517 | -0.028645 | -0.023746 | -0.043646 | 0.028928 | 0.029216 | 0.048461 | 116.5967 | 4.4508 | -162.5679 | -63.4033 | -175.5492 | 17.4321 | 1.1541 | 0.60879 | 0.63305 | 1.1656 | 0.64583 | 0.64374 | 1.1783 | -156.7069 | 159.953 | 1.167 | -153.5514 | 155.7975
Line2_1_4 | 0.17037 | 0.66986 | 0.60744 | 0.17037 | 0.66986 | 0.60744 | 0.039346 | 0.1547 | 0.14028 | 0.039346 | 0.1547 | 0.14028 | -0.021714 | -0.087319 | 0.072197 | 0.022005 | 0.091806 | -0.068507 | -0.039881 | -0.035285 | -0.051712 | 0.040461 | 0.044259 | 0.059092 | 119.7457 | 1.2899 | -164.4344 | -60.2543 | -178.7101 | 15.5656 | 1.1541 | 0.60879 | 0.63305 | 1.1706 | 0.65882 | 0.64492 | 1.1783 | -156.7069 | 159.953 | 1.2065 | -152.9716 | 154.7858
Line3_1_5 | 0.15407 | 0.62628 | 0.57347 | 0.15407 | 0.62628 | 0.57347 | 0.035581 | 0.14463 | 0.13244 | 0.035581 | 0.14463 | 0.13244 | -0.019196 | -0.082162 | 0.067709 | 0.019433 | 0.086084 | -0.064421 | -0.036302 | -0.031661 | -0.049442 | 0.036777 | 0.039506 | 0.056019 | 119.0473 | 2.2187 | -163.9097 | -60.9527 | -177.7813 | 16.0903 | 1.1541 | 0.60879 | 0.63305 | 1.169 | 0.65487 | 0.64461 | 1.1783 | -156.7069 | 159.953 | 1.1949 | -153.1298 | 155.0805
Line4_2_6 | 0.14042 | 0.58778 | 0.543 | 0.14042 | 0.58778 | 0.543 | 0.032428 | 0.13574 | 0.1254 | 0.032428 | 0.13574 | 0.1254 | -0.017243 | -0.080987 | 0.060766 | 0.01744 | 0.084442 | -0.057818 | -0.033712 | -0.035509 | -0.053252 | 0.034106 | 0.042419 | 0.059149 | 118.2725 | 3.0454 | -163.4262 | -61.7275 | -176.9546 | 16.5738 | 1.1677 | 0.65145 | 0.64431 | 1.1813 | 0.69615 | 0.65959 | 1.1845 | -153.2792 | 155.3446 | 1.1905 | -150.282 | 150.9219
Line5_6_7 | 0.14042 | 0.58778 | 0.543 | 0.14042 | 0.58778 | 0.543 | 0.032428 | 0.13574 | 0.1254 | 0.032428 | 0.13574 | 0.1254 | -0.01744 | -0.084442 | 0.057818 | 0.017637 | 0.087897 | -0.054869 | -0.034106 | -0.042419 | -0.059149 | 0.034501 | 0.049329 | 0.065046 | 118.2725 | 3.0454 | -163.4262 | -61.7275 | -176.9546 | 16.5738 | 1.1813 | 0.69615 | 0.65959 | 1.1949 | 0.74253 | 0.6786 | 1.1905 | -150.282 | 150.9219 | 1.1964 | -147.6528 | 146.7231
Line6_7_8 | 0 | 0 | 0 | 0 | 0 | 0 | 0 | 0 | 0 | 0 | 0 | 0 | 1.2504e-09 | -1.8935e-09 | -2.2686e-09 | -1.2504e-09 | 1.8935e-09 | 2.2686e-09 | -3.0187e-10 | 4.1699e-09 | -3.6924e-09 | 3.0187e-10 | -4.1699e-09 | 3.6924e-09 | 0 | 0 | 0 | 0 | 0 | 0 | 1.1949 | 0.74253 | 0.6786 | 1.1949 | 0.74253 | 0.6786 | 1.1964 | -147.6528 | 146.7231 | 1.1964 | -147.6528 | 146.7231
Line7_8_9 | 0 | 0 | 0 | 0 | 0 | 0 | 0 | 0 | 0 | 0 | 0 | 0 | 4.1681e-10 | -6.3117e-10 | -7.5618e-10 | -4.1681e-10 | 6.3117e-10 | 7.5618e-10 | -1.0062e-10 | 1.39e-09 | -1.2308e-09 | 1.0062e-10 | -1.39e-09 | 1.2308e-09 | 0 | 0 | 0 | 0 | 0 | 0 | 1.1949 | 0.74253 | 0.6786 | 1.1949 | 0.74253 | 0.6786 | 1.1964 | -147.6528 | 146.7231 | 1.1964 | -147.6528 | 146.7231
Line8_8_10 | 0 | 0 | 0 | 0 | 0 | 0 | 0 | 0 | 0 | 0 | 0 | 0 | 4.1681e-10 | -6.3117e-10 | -7.5618e-10 | -4.1681e-10 | 6.3117e-10 | 7.5618e-10 | -1.0062e-10 | 1.39e-09 | -1.2308e-09 | 1.0062e-10 | -1.39e-09 | 1.2308e-09 | 0 | 0 | 0 | 0 | 0 | 0 | 1.1949 | 0.74253 | 0.6786 | 1.1949 | 0.74253 | 0.6786 | 1.1964 | -147.6528 | 146.7231 | 1.1964 | -147.6528 | 146.7231
Line9_3_11 | 0.11899 | 0.52296 | 0.49065 | 0.11899 | 0.52296 | 0.49065 | 0.02748 | 0.12077 | 0.11331 | 0.02748 | 0.12077 | 0.11331 | -0.013755 | -0.07232 | 0.054517 | 0.013896 | 0.075055 | -0.052109 | -0.028928 | -0.029216 | -0.048461 | 0.029212 | 0.034686 | 0.053276 | 116.5967 | 4.4508 | -162.5679 | -63.4033 | -175.5492 | 17.4321 | 1.1656 | 0.64583 | 0.64374 | 1.1771 | 0.68461 | 0.65769 | 1.167 | -153.5514 | 155.7975 | 1.1558 | -150.7457 | 151.798

## LL_max_10
name | pf_ikss_a_from_ka | pf_ikss_b_from_ka | pf_ikss_c_from_ka | pf_ikss_a_to_ka | pf_ikss_b_to_ka | pf_ikss_c_to_ka | pf_skss_a_from_mw | pf_skss_b_from_mw | pf_skss_c_from_mw | pf_skss_a_to_mw | pf_skss_b_to_mw | pf_skss_c_to_mw | pf_p_a_from_mw | pf_p_b_from_mw | pf_p_c_from_mw | pf_p_a_to_mw | pf_p_b_to_mw | pf_p_c_to_mw | pf_q_a_from_mvar | pf_q_b_from_mvar | pf_q_c_from_mvar | pf_q_a_to_mvar | pf_q_b_to_mvar | pf_q_c_to_mvar | pf_ikss_a_from_degree | pf_ikss_b_from_degree | pf_ikss_c_from_degree | pf_ikss_a_to_degree | pf_ikss_b_to_degree | pf_ikss_c_to_degree | pf_vm_a_from_pu | pf_vm_b_from_pu | pf_vm_c_from_pu | pf_vm_a_to_pu | pf_vm_b_to_pu | pf_vm_c_to_pu | pf_va_a_from_degree | pf_va_b_from_degree | pf_va_c_from_degree | pf_va_a_to_degree | pf_va_b_to_degree | pf_va_c_to_degree
Line0_1_2 | 0.14011 | 0.56954 | 0.52635 | 0.14011 | 0.56954 | 0.52635 | 0.032357 | 0.13153 | 0.12156 | 0.032357 | 0.13153 | 0.12156 | -0.016601 | -0.075173 | 0.061694 | 0.016797 | 0.078417 | -0.058923 | -0.033545 | -0.028575 | -0.046426 | 0.033938 | 0.035063 | 0.051967 | 117.5177 | 2.7103 | -163.307 | -62.4823 | -177.2897 | 16.693 | 1.1567 | 0.61143 | 0.63519 | 1.1703 | 0.65308 | 0.64633 | 1.188 | -156.4767 | 159.7305 | 1.1853 | -153.1988 | 155.2824
Line10_11_12 | 0.11962 | 0.50882 | 0.47736 | 0.11962 | 0.50882 | 0.47736 | 0.027625 | 0.11751 | 0.11024 | 0.027625 | 0.11751 | 0.11024 | -0.01366 | -0.072922 | 0.050787 | 0.013803 | 0.075511 | -0.048508 | -0.029593 | -0.034291 | -0.052016 | 0.029879 | 0.039469 | 0.056574 | 115.9297 | 4.0646 | -162.4879 | -64.0703 | -175.9354 | 17.5121 | 1.1799 | 0.68576 | 0.65944 | 1.1915 | 0.72509 | 0.67599 | 1.1522 | -150.7509 | 151.827 | 1.1348 | -148.34 | 148.1229
Line11_12_13 | 0.11962 | 0.50882 | 0.47736 | 0.11962 | 0.50882 | 0.47736 | 0.027625 | 0.11751 | 0.11024 | 0.027625 | 0.11751 | 0.11024 | -0.013803 | -0.075511 | 0.048508 | 0.013946 | 0.0781 | -0.046229 | -0.029879 | -0.039469 | -0.056574 | 0.030165 | 0.044647 | 0.061131 | 115.9297 | 4.0645 | -162.4879 | -64.0703 | -175.9355 | 17.5121 | 1.1915 | 0.72509 | 0.67599 | 1.203 | 0.76557 | 0.69522 | 1.1348 | -148.34 | 148.1229 | 1.1178 | -146.1806 | 144.6098
Line12_13_15 | 0 | 0 | 0 | 0 | 0 | 0 | 0 | 0 | 0 | 0 | 0 | 0 | 1.3662e-09 | -1.8659e-09 | -2.3314e-09 | -1.3662e-09 | 1.8659e-09 | 2.3314e-09 | -2.8397e-10 | 4.0871e-09 | -3.5031e-09 | 2.8397e-10 | -4.0871e-09 | 3.5031e-09 | 0 | 0 | 0 | 0 | 0 | 0 | 1.203 | 0.76557 | 0.69522 | 1.203 | 0.76557 | 0.69522 | 1.1178 | -146.1806 | 144.6098 | 1.1178 | -146.1806 | 144.6098
Line13_13_14 | 0.11962 | 0.50882 | 0.47736 | 0.11962 | 0.50882 | 0.47736 | 0.027625 | 0.11751 | 0.11024 | 0.027625 | 0.11751 | 0.11024 | -0.013946 | -0.0781 | 0.046229 | 0.014089 | 0.080689 | -0.04395 | -0.030165 | -0.044647 | -0.061131 | 0.030452 | 0.049825 | 0.065689 | 115.9297 | 4.0645 | -162.4879 | -64.0703 | -175.9355 | 17.5121 | 1.203 | 0.76557 | 0.69522 | 1.2146 | 0.80703 | 0.71693 | 1.1178 | -146.1806 | 144.6098 | 1.1011 | -144.2406 | 141.2975
Line14_15_16 | 0 | 0 | 0 | 0 | 0 | 0 | 0 | 0 | 0 | 0 | 0 | 0 | 9.1079e-10 | -1.244e-09 | -1.5543e-09 | -9.1079e-10 | 1.244e-09 | 1.5543e-09 | -1.8931e-10 | 2.7247e-09 | -2.3354e-09 | 1.8931e-10 | -2.7247e-09 | 2.3354e-09 | 0 | 0 | 0 | 0 | 0 | 0 | 1.203 | 0.76557 | 0.69522 | 1.203 | 0.76557 | 0.69522 | 1.1178 | -146.1806 | 144.6098 | 1.1178 | -146.1806 | 144.6098
Line15_16_17 | 0 | 0 | 0 | 0 | 0 | 0 | 0 | 0 | 0 | 0 | 0 | 0 | 4.554e-10 | -6.2198e-10 | -7.7713e-10 | -4.554e-10 | 6.2198e-10 | 7.7713e-10 | -9.4655e-11 | 1.3624e-09 | -1.1677e-09 | 9.4655e-11 | -1.3624e-09 | 1.1677e-09 | 0 | 0 | 0 | 0 | 0 | 0 | 1.203 | 0.76557 | 0.69522 | 1.203 | 0.76557 | 0.69522 | 1.1178 | -146.1806 | 144.6098 | 1.1178 | -146.1806 | 144.6098
Line16_4_18 | 0 | 0 | 0 | 0 | 0 | 0 | 0 | 0 | 0 | 0 | 0 | 0 | 3.1512e-10 | -6.3754e-10 | -6.0894e-10 | -3.1512e-10 | 6.3754e-10 | 6.0893e-10 | -9.9442e-11 | 1.4464e-09 | -1.4879e-09 | 9.9442e-11 | -1.4464e-09 | 1.4879e-09 | 0 | 0 | 0 | 0 | 0 | 0 | 1.173 | 0.65993 | 0.64693 | 1.173 | 0.65993 | 0.64693 | 1.2043 | -152.917 | 154.7658 | 1.2043 | -152.917 | 154.7658
Line17_5_19 | 0.15304 | 0.60537 | 0.5547 | 0.15304 | 0.60537 | 0.5547 | 0.035343 | 0.1398 | 0.1281 | 0.035343 | 0.1398 | 0.1281 | -0.018839 | -0.083141 | 0.062329 | 0.019073 | 0.086805 | -0.059252 | -0.036873 | -0.038804 | -0.054558 | 0.037341 | 0.046133 | 0.060712 | 118.2574 | 1.9186 | -163.766 | -61.7426 | -178.0814 | 16.234 | 1.1715 | 0.65627 | 0.64663 | 1.1864 | 0.70314 | 0.66224 | 1.1944 | -153.0618 | 155.0377 | 1.2006 | -150.0927 | 150.537
Line1_1_3 | 0.11962 | 0.50882 | 0.47736 | 0.11962 | 0.50882 | 0.47736 | 0.027625 | 0.11751 | 0.11024 | 0.027625 | 0.11751 | 0.11024 | -0.013374 | -0.067744 | 0.055344 | 0.013517 | 0.070333 | -0.053066 | -0.029021 | -0.023935 | -0.042901 | 0.029307 | 0.029113 | 0.047459 | 115.9297 | 4.0646 | -162.4879 | -64.0703 | -175.9354 | 17.5121 | 1.1567 | 0.61143 | 0.63519 | 1.1683 | 0.64779 | 0.64577 | 1.188 | -156.4767 | 159.7305 | 1.1699 | -153.4496 | 155.7046
Line2_1_4 | 0.16836 | 0.64574 | 0.58617 | 0.16836 | 0.64574 | 0.58617 | 0.03888 | 0.14913 | 0.13537 | 0.03888 | 0.14913 | 0.13537 | -0.020936 | -0.084247 | 0.069557 | 0.021219 | 0.088417 | -0.066121 | -0.039804 | -0.034879 | -0.05055 | 0.040371 | 0.043218 | 0.057422 | 118.9311 | 1.0335 | -164.2618 | -61.0689 | -178.9665 | 15.7382 | 1.1567 | 0.61143 | 0.63519 | 1.173 | 0.65993 | 0.64693 | 1.188 | -156.4767 | 159.7305 | 1.2043 | -152.917 | 154.7658
Line3_1_5 | 0.15304 | 0.60537 | 0.5547 | 0.15304 | 0.60537 | 0.5547 | 0.035343 | 0.1398 | 0.1281 | 0.035343 | 0.1398 | 0.1281 | -0.018604 | -0.079476 | 0.065406 | 0.018839 | 0.083141 | -0.062329 | -0.036404 | -0.031474 | -0.048404 | 0.036873 | 0.038804 | 0.054558 | 118.2574 | 1.9186 | -163.766 | -61.7426 | -178.0814 | 16.234 | 1.1567 | 0.61143 | 0.63519 | 1.1715 | 0.65627 | 0.64663 | 1.188 | -156.4767 | 159.7305 | 1.1944 | -153.0618 | 155.0377
Line4_2_6 | 0.14011 | 0.56954 | 0.52635 | 0.14011 | 0.56954 | 0.52635 | 0.032357 | 0.13153 | 0.12156 | 0.032357 | 0.13153 | 0.12156 | -0.016797 | -0.078417 | 0.058923 | 0.016993 | 0.081661 | -0.056153 | -0.033938 | -0.035063 | -0.051967 | 0.03433 | 0.04155 | 0.057508 | 117.5177 | 2.7103 | -163.3071 | -62.4823 | -177.2897 | 16.6929 | 1.1703 | 0.65308 | 0.64633 | 1.1839 | 0.6966 | 0.66123 | 1.1853 | -153.1988 | 155.2824 | 1.1826 | -150.3221 | 151.0098
Line5_6_7 | 0.14011 | 0.56954 | 0.52635 | 0.14011 | 0.56954 | 0.52635 | 0.032357 | 0.13153 | 0.12156 | 0.032357 | 0.13153 | 0.12156 | -0.016993 | -0.081661 | 0.056153 | 0.01719 | 0.084905 | -0.053382 | -0.03433 | -0.04155 | -0.057508 | 0.034723 | 0.048038 | 0.063049 | 117.5177 | 2.7103 | -163.3071 | -62.4823 | -177.2897 | 16.6929 | 1.1839 | 0.6966 | 0.66123 | 1.1974 | 0.74168 | 0.67963 | 1.1826 | -150.3221 | 151.0098 | 1.18 | -147.7892 | 146.9469
Line6_7_8 | 0 | 0 | 0 | 0 | 0 | 0 | 0 | 0 | 0 | 0 | 0 | 0 | 1.2863e-09 | -1.8884e-09 | -2.2498e-09 | -1.2863e-09 | 1.8884e-09 | 2.2498e-09 | -2.9837e-10 | 4.184e-09 | -3.7266e-09 | 2.9837e-10 | -4.184e-09 | 3.7266e-09 | 0 | 0 | 0 | 0 | 0 | 0 | 1.1974 | 0.74168 | 0.67963 | 1.1974 | 0.74168 | 0.67963 | 1.18 | -147.7892 | 146.9469 | 1.18 | -147.7892 | 146.9469
Line7_8_9 | 0 | 0 | 0 | 0 | 0 | 0 | 0 | 0 | 0 | 0 | 0 | 0 | 4.2876e-10 | -6.2945e-10 | -7.4993e-10 | -4.2876e-10 | 6.2945e-10 | 7.4994e-10 | -9.9457e-11 | 1.3947e-09 | -1.2422e-09 | 9.9457e-11 | -1.3947e-09 | 1.2422e-09 | 0 | 0 | 0 | 0 | 0 | 0 | 1.1974 | 0.74168 | 0.67963 | 1.1974 | 0.74168 | 0.67963 | 1.18 | -147.7892 | 146.9469 | 1.18 | -147.7892 | 146.9469
Line8_8_10 | 0 | 0 | 0 | 0 | 0 | 0 | 0 | 0 | 0 | 0 | 0 | 0 | 4.2876e-10 | -6.2945e-10 | -7.4993e-10 | -4.2876e-10 | 6.2945e-10 | 7.4993e-10 | -9.9457e-11 | 1.3947e-09 | -1.2422e-09 | 9.9457e-11 | -1.3947e-09 | 1.2422e-09 | 0 | 0 | 0 | 0 | 0 | 0 | 1.1974 | 0.74168 | 0.67963 | 1.1974 | 0.74168 | 0.67963 | 1.18 | -147.7892 | 146.9469 | 1.18 | -147.7892 | 146.9469
Line9_3_11 | 0.11962 | 0.50882 | 0.47736 | 0.11962 | 0.50882 | 0.47736 | 0.027625 | 0.11751 | 0.11024 | 0.027625 | 0.11751 | 0.11024 | -0.013517 | -0.070333 | 0.053066 | 0.01366 | 0.072922 | -0.050787 | -0.029307 | -0.029113 | -0.047459 | 0.029593 | 0.034291 | 0.052016 | 115.9297 | 4.0646 | -162.4879 | -64.0703 | -175.9354 | 17.5121 | 1.1683 | 0.64779 | 0.64577 | 1.1799 | 0.68576 | 0.65944 | 1.1699 | -153.4496 | 155.7046 | 1.1522 | -150.7509 | 151.827

## LL_max_fault_6
name | pf_ikss_a_from_ka | pf_ikss_b_from_ka | pf_ikss_c_from_ka | pf_ikss_a_to_ka | pf_ikss_b_to_ka | pf_ikss_c_to_ka | pf_skss_a_from_mw | pf_skss_b_from_mw | pf_skss_c_from_mw | pf_skss_a_to_mw | pf_skss_b_to_mw | pf_skss_c_to_mw | pf_p_a_from_mw | pf_p_b_from_mw | pf_p_c_from_mw | pf_p_a_to_mw | pf_p_b_to_mw | pf_p_c_to_mw | pf_q_a_from_mvar | pf_q_b_from_mvar | pf_q_c_from_mvar | pf_q_a_to_mvar | pf_q_b_to_mvar | pf_q_c_to_mvar | pf_ikss_a_from_degree | pf_ikss_b_from_degree | pf_ikss_c_from_degree | pf_ikss_a_to_degree | pf_ikss_b_to_degree | pf_ikss_c_to_degree | pf_vm_a_from_pu | pf_vm_b_from_pu | pf_vm_c_from_pu | pf_vm_a_to_pu | pf_vm_b_to_pu | pf_vm_c_to_pu | pf_va_a_from_degree | pf_va_b_from_degree | pf_va_c_from_degree | pf_va_a_to_degree | pf_va_b_to_degree | pf_va_c_to_degree
Line0_1_2 | 0.1118 | 0.11793 | 0.12532 | 0.1118 | 0.11793 | 0.12532 | 0.025819 | 0.027235 | 0.028941 | 0.025819 | 0.027235 | 0.028941 | -0.0032973 | -0.0072571 | -0.0040997 | 0.0034223 | 0.0073962 | 0.0042567 | -0.029409 | -0.030124 | -0.032242 | 0.029659 | 0.030402 | 0.032556 | 96.469 | -17.4769 | -142.8542 | -83.531 | 162.5231 | 37.1458 | 1.1461 | 1.1377 | 1.123 | 1.1563 | 1.1488 | 1.1345 | 0.071775 | -121.0218 | 119.8993 | -0.11316 | -121.1501 | 119.6966
Line10_11_12 | 0.099658 | 0.10473 | 0.11182 | 0.099658 | 0.10473 | 0.11182 | 0.023015 | 0.024187 | 0.025825 | 0.023015 | 0.024187 | 0.025825 | -0.0029792 | -0.0066102 | -0.0038791 | 0.0030785 | 0.0067199 | 0.0040041 | -0.026629 | -0.027204 | -0.029274 | 0.026827 | 0.027424 | 0.029524 | 96.1225 | -17.5927 | -142.9125 | -83.8775 | 162.4073 | 37.0875 | 1.1642 | 1.1575 | 1.1435 | 1.1733 | 1.1674 | 1.1537 | -0.26106 | -121.25 | 119.5393 | -0.42362 | -121.3611 | 119.3641
Line11_12_13 | 0.099658 | 0.10473 | 0.11182 | 0.099658 | 0.10473 | 0.11182 | 0.023015 | 0.024187 | 0.025825 | 0.023015 | 0.024187 | 0.025825 | -0.0030785 | -0.0067199 | -0.0040041 | 0.0031778 | 0.0068295 | 0.0041292 | -0.026827 | -0.027424 | -0.029524 | 0.027026 | 0.027643 | 0.029775 | 96.1225 | -17.5927 | -142.9125 | -83.8775 | 162.4073 | 37.0875 | 1.1733 | 1.1674 | 1.1537 | 1.1824 | 1.1773 | 1.164 | -0.42362 | -121.3611 | 119.3641 | -0.58369 | -121.4705 | 119.192
Line12_13_15 | 0 | 0 | 0 | 0 | 0 | 0 | 0 | 0 | 0 | 0 | 0 | 0 | 1.0721e-09 | 1.0051e-09 | 8.205e-10 | -1.0721e-09 | -1.0051e-09 | -8.205e-10 | 1.4574e-10 | 3.6554e-10 | 1.9862e-10 | -1.4574e-10 | -3.6554e-10 | -1.9862e-10 | 0 | 0 | 0 | 0 | 0 | 0 | 1.1824 | 1.1773 | 1.164 | 1.1824 | 1.1773 | 1.164 | -0.58369 | -121.4705 | 119.192 | -0.58369 | -121.4705 | 119.192
Line13_13_14 | 0.099658 | 0.10473 | 0.11182 | 0.099658 | 0.10473 | 0.11182 | 0.023015 | 0.024187 | 0.025825 | 0.023015 | 0.024187 | 0.025825 | -0.0031778 | -0.0068295 | -0.0041292 | 0.0032771 | 0.0069392 | 0.0042542 | -0.027026 | -0.027643 | -0.029775 | 0.027225 | 0.027862 | 0.030025 | 96.1225 | -17.5927 | -142.9125 | -83.8775 | 162.4073 | 37.0875 | 1.1824 | 1.1773 | 1.164 | 1.1915 | 1.1872 | 1.1742 | -0.58369 | -121.4705 | 119.192 | -0.74132 | -121.5779 | 119.0228
Line14_15_16 | 0 | 0 | 0 | 0 | 0 | 0 | 0 | 0 | 0 | 0 | 0 | 0 | 7.1472e-10 | 6.701e-10 | 5.47e-10 | -7.1472e-10 | -6.701e-10 | -5.47e-10 | 9.7163e-11 | 2.4369e-10 | 1.3241e-10 | -9.7163e-11 | -2.4369e-10 | -1.3241e-10 | 0 | 0 | 0 | 0 | 0 | 0 | 1.1824 | 1.1773 | 1.164 | 1.1824 | 1.1773 | 1.164 | -0.58369 | -121.4705 | 119.192 | -0.58369 | -121.4705 | 119.192
Line15_16_17 | 0 | 0 | 0 | 0 | 0 | 0 | 0 | 0 | 0 | 0 | 0 | 0 | 3.5736e-10 | 3.3505e-10 | 2.735e-10 | -3.5736e-10 | -3.3505e-10 | -2.735e-10 | 4.8581e-11 | 1.2185e-10 | 6.6206e-11 | -4.8581e-11 | -1.2185e-10 | -6.6206e-11 | 0 | 0 | 0 | 0 | 0 | 0 | 1.1824 | 1.1773 | 1.164 | 1.1824 | 1.1773 | 1.164 | -0.58369 | -121.4705 | 119.192 | -0.58369 | -121.4705 | 119.192
Line16_4_18 | 0 | 0 | 0 | 0 | 0 | 0 | 0 | 0 | 0 | 0 | 0 | 0 | 2.452e-10 | 2.1379e-10 | 1.503e-10 | -2.452e-10 | -2.1379e-10 | -1.503e-10 | 1.0935e-11 | 9.449e-11 | 2.6374e-11 | -1.0935e-11 | -9.449e-11 | -2.6374e-11 | 0 | 0 | 0 | 0 | 0 | 0 | 1.1578 | 1.1505 | 1.1361 | 1.1578 | 1.1505 | 1.1361 | -0.13418 | -121.1668 | 119.6702 | -0.13418 | -121.1668 | 119.6702
Line17_5_19 | 0.11906 | 0.12584 | 0.13335 | 0.11906 | 0.12584 | 0.13335 | 0.027496 | 0.029062 | 0.030795 | 0.027496 | 0.029062 | 0.030795 | -0.0037657 | -0.0079386 | -0.0045643 | 0.0039075 | 0.0080969 | 0.0047421 | -0.031588 | -0.032452 | -0.03466 | 0.031872 | 0.032769 | 0.035016 | 96.6752 | -17.412 | -142.8139 | -83.3248 | 162.588 | 37.1861 | 1.157 | 1.1496 | 1.1352 | 1.1678 | 1.1615 | 1.1474 | -0.12312 | -121.1579 | 119.6842 | -0.31439 | -121.2913 | 119.4736
Line1_1_3 | 0.099658 | 0.10473 | 0.11182 | 0.099658 | 0.10473 | 0.11182 | 0.023015 | 0.024187 | 0.025825 | 0.023015 | 0.024187 | 0.025825 | -0.0027805 | -0.0063908 | -0.003629 | 0.0028799 | 0.0065005 | 0.003754 | -0.026232 | -0.026765 | -0.028774 | 0.02643 | 0.026985 | 0.029024 | 96.1225 | -17.5927 | -142.9125 | -83.8775 | 162.4073 | 37.0875 | 1.1461 | 1.1377 | 1.123 | 1.1552 | 1.1476 | 1.1332 | 0.071775 | -121.0218 | 119.8993 | -0.095944 | -121.1369 | 119.7177
Line2_1_4 | 0.12733 | 0.13486 | 0.14246 | 0.12733 | 0.13486 | 0.14246 | 0.029405 | 0.031146 | 0.0329 | 0.029405 | 0.031146 | 0.0329 | -0.004012 | -0.0083805 | -0.0047189 | 0.0041741 | 0.0085624 | 0.0049218 | -0.033463 | -0.03443 | -0.036645 | 0.033787 | 0.034793 | 0.037051 | 96.9085 | -17.3415 | -142.7629 | -83.0915 | 162.6585 | 37.2371 | 1.1461 | 1.1377 | 1.123 | 1.1578 | 1.1505 | 1.1361 | 0.071775 | -121.0218 | 119.8993 | -0.13418 | -121.1668 | 119.6702
Line3_1_5 | 0.11906 | 0.12584 | 0.13335 | 0.11906 | 0.12584 | 0.13335 | 0.027496 | 0.029062 | 0.030795 | 0.027496 | 0.029062 | 0.030795 | -0.003624 | -0.0077802 | -0.0043865 | 0.0037657 | 0.0079386 | 0.0045643 | -0.031305 | -0.032135 | -0.034305 | 0.031588 | 0.032452 | 0.03466 | 96.6752 | -17.412 | -142.8139 | -83.3248 | 162.588 | 37.1861 | 1.1461 | 1.1377 | 1.123 | 1.157 | 1.1496 | 1.1352 | 0.071775 | -121.0218 | 119.8993 | -0.12312 | -121.1579 | 119.6842
Line4_2_6 | 0.1118 | 0.11793 | 0.12532 | 0.1118 | 0.11793 | 0.12532 | 0.025819 | 0.027235 | 0.028941 | 0.025819 | 0.027235 | 0.028941 | -0.0034223 | -0.0073962 | -0.0042567 | 0.0035473 | 0.0075353 | 0.0044137 | -0.029659 | -0.030402 | -0.032556 | 0.029909 | 0.03068 | 0.03287 | 96.469 | -17.4769 | -142.8542 | -83.531 | 162.5231 | 37.1458 | 1.1563 | 1.1488 | 1.1345 | 1.1665 | 1.16 | 1.146 | -0.11316 | -121.1501 | 119.6966 | -0.29486 | -121.2759 | 119.4979
Line5_6_7 | 0.1118 | 0.11793 | 0.12532 | 0.1118 | 0.11793 | 0.12532 | 0.025819 | 0.027235 | 0.028941 | 0.025819 | 0.027235 | 0.028941 | -0.0035473 | -0.0075353 | -0.0044137 | 0.0036723 | 0.0076743 | 0.0045708 | -0.029909 | -0.03068 | -0.03287 | 0.030159 | 0.030958 | 0.033184 | 96.469 | -17.4769 | -142.8542 | -83.531 | 162.5231 | 37.1458 | 1.1665 | 1.16 | 1.146 | 1.1767 | 1.1711 | 1.1574 | -0.29486 | -121.2759 | 119.4979 | -0.47342 | -121.3994 | 119.3032
Line6_7_8 | 0 | 0 | 0 | 0 | 0 | 0 | 0 | 0 | 0 | 0 | 0 | 0 | 9.9303e-10 | 9.2041e-10 | 7.324e-10 | -9.9303e-10 | -9.2041e-10 | -7.324e-10 | 1.1764e-10 | 3.4607e-10 | 1.7032e-10 | -1.1764e-10 | -3.4607e-10 | -1.7032e-10 | 0 | 0 | 0 | 0 | 0 | 0 | 1.1767 | 1.1711 | 1.1574 | 1.1767 | 1.1711 | 1.1574 | -0.47342 | -121.3994 | 119.3032 | -0.47342 | -121.3994 | 119.3032
Line7_8_9 | 0 | 0 | 0 | 0 | 0 | 0 | 0 | 0 | 0 | 0 | 0 | 0 | 3.3101e-10 | 3.068e-10 | 2.4413e-10 | -3.3101e-10 | -3.068e-10 | -2.4413e-10 | 3.9214e-11 | 1.1536e-10 | 5.6775e-11 | -3.9214e-11 | -1.1536e-10 | -5.6775e-11 | 0 | 0 | 0 | 0 | 0 | 0 | 1.1767 | 1.1711 | 1.1574 | 1.1767 | 1.1711 | 1.1574 | -0.47342 | -121.3994 | 119.3032 | -0.47342 | -121.3994 | 119.3032
Line8_8_10 | 0 | 0 | 0 | 0 | 0 | 0 | 0 | 0 | 0 | 0 | 0 | 0 | 3.3101e-10 | 3.068e-10 | 2.4413e-10 | -3.3101e-10 | -3.068e-10 | -2.4413e-10 | 3.9214e-11 | 1.1536e-10 | 5.6775e-11 | -3.9214e-11 | -1.1536e-10 | -5.6775e-11 | 0 | 0 | 0 | 0 | 0 | 0 | 1.1767 | 1.1711 | 1.1574 | 1.1767 | 1.1711 | 1.1574 | -0.47342 | -121.3994 | 119.3032 | -0.47342 | -121.3994 | 119.3032
Line9_3_11 | 0.099658 | 0.10473 | 0.11182 | 0.099658 | 0.10473 | 0.11182 | 0.023015 | 0.024187 | 0.025825 | 0.023015 | 0.024187 | 0.025825 | -0.0028799 | -0.0065005 | -0.003754 | 0.0029792 | 0.0066102 | 0.0038791 | -0.02643 | -0.026985 | -0.029024 | 0.026629 | 0.027204 | 0.029274 | 96.1225 | -17.5927 | -142.9125 | -83.8775 | 162.4073 | 37.0875 | 1.1552 | 1.1476 | 1.1332 | 1.1642 | 1.1575 | 1.1435 | -0.095944 | -121.1369 | 119.7177 | -0.26106 | -121.25 | 119.5393

## LL_max_fault_10
name | pf_ikss_a_from_ka | pf_ikss_b_from_ka | pf_ikss_c_from_ka | pf_ikss_a_to_ka | pf_ikss_b_to_ka | pf_ikss_c_to_ka | pf_skss_a_from_mw | pf_skss_b_from_mw | pf_skss_c_from_mw | pf_skss_a_to_mw | pf_skss_b_to_mw | pf_skss_c_to_mw | pf_p_a_from_mw | pf_p_b_from_mw | pf_p_c_from_mw | pf_p_a_to_mw | pf_p_b_to_mw | pf_p_c_to_mw | pf_q_a_from_mvar | pf_q_b_from_mvar | pf_q_c_from_mvar | pf_q_a_to_mvar | pf_q_b_to_mvar | pf_q_c_to_mvar | pf_ikss_a_from_degree | pf_ikss_b_from_degree | pf_ikss_c_from_degree | pf_ikss_a_to_degree | pf_ikss_b_to_degree | pf_ikss_c_to_degree | pf_vm_a_from_pu | pf_vm_b_from_pu | pf_vm_c_from_pu | pf_vm_a_to_pu | pf_vm_b_to_pu | pf_vm_c_to_pu | pf_va_a_from_degree | pf_va_b_from_degree | pf_va_c_from_degree | pf_va_a_to_degree | pf_va_b_to_degree | pf_va_c_to_degree
Line0_1_2 | 0.11261 | 0.11849 | 0.12559 | 0.11261 | 0.11849 | 0.12559 | 0.026006 | 0.027364 | 0.029004 | 0.026006 | 0.027364 | 0.029004 | -0.0033122 | -0.0071442 | -0.0040777 | 0.003439 | 0.0072846 | 0.0042354 | -0.029686 | -0.030371 | -0.032389 | 0.02994 | 0.030652 | 0.032704 | 96.4403 | -17.7792 | -142.9227 | -83.5597 | 162.2208 | 37.0773 | 1.1486 | 1.1402 | 1.1255 | 1.1589 | 1.1514 | 1.137 | 0.074002 | -121.0162 | 119.9016 | -0.11213 | -121.1478 | 119.6982
Line10_11_12 | 0.10079 | 0.10569 | 0.11252 | 0.10079 | 0.10569 | 0.11252 | 0.023276 | 0.024407 | 0.025986 | 0.023276 | 0.024407 | 0.025986 | -0.0030128 | -0.0065392 | -0.0038733 | 0.0031144 | 0.0066509 | 0.0039999 | -0.026993 | -0.02755 | -0.029529 | 0.027197 | 0.027773 | 0.029782 | 96.1065 | -17.8986 | -142.9884 | -83.8935 | 162.1014 | 37.0116 | 1.1669 | 1.1601 | 1.1461 | 1.1761 | 1.1701 | 1.1564 | -0.26212 | -121.2512 | 119.5388 | -0.42625 | -121.3657 | 119.3622
Line11_12_13 | 0.10079 | 0.10569 | 0.11252 | 0.10079 | 0.10569 | 0.11252 | 0.023276 | 0.024407 | 0.025986 | 0.023276 | 0.024407 | 0.025986 | -0.0031144 | -0.0066509 | -0.0039999 | 0.003216 | 0.0067626 | 0.0041265 | -0.027197 | -0.027773 | -0.029782 | 0.0274 | 0.027997 | 0.030035 | 96.1065 | -17.8986 | -142.9884 | -83.8935 | 162.1014 | 37.0116 | 1.1761 | 1.1701 | 1.1564 | 1.1853 | 1.1801 | 1.1667 | -0.42625 | -121.3657 | 119.3622 | -0.58785 | -121.4783 | 119.1888
Line12_13_15 | 0 | 0 | 0 | 0 | 0 | 0 | 0 | 0 | 0 | 0 | 0 | 0 | 1.1122e-09 | 1.044e-09 | 8.5756e-10 | -1.1122e-09 | -1.044e-09 | -8.5756e-10 | 1.4714e-10 | 3.6838e-10 | 1.9988e-10 | -1.4714e-10 | -3.6838e-10 | -1.9988e-10 | 0 | 0 | 0 | 0 | 0 | 0 | 1.1853 | 1.1801 | 1.1667 | 1.1853 | 1.1801 | 1.1667 | -0.58785 | -121.4783 | 119.1888 | -0.58785 | -121.4783 | 119.1888
Line13_13_14 | 0.10079 | 0.10569 | 0.11252 | 0.10079 | 0.10569 | 0.11252 | 0.023276 | 0.024407 | 0.025986 | 0.023276 | 0.024407 | 0.025986 | -0.003216 | -0.0067626 | -0.0041265 | 0.0033176 | 0.0068743 | 0.0042531 | -0.0274 | -0.027997 | -0.030035 | 0.027603 | 0.02822 | 0.030289 | 96.1065 | -17.8986 | -142.9884 | -83.8935 | 162.1014 | 37.0116 | 1.1853 | 1.1801 | 1.1667 | 1.1944 | 1.19 | 1.177 | -0.58785 | -121.4783 | 119.1888 | -0.74696 | -121.589 | 119.0184
Line14_15_16 | 0 | 0 | 0 | 0 | 0 | 0 | 0 | 0 | 0 | 0 | 0 | 0 | 7.415e-10 | 6.9597e-10 | 5.717e-10 | -7.415e-10 | -6.9597e-10 | -5.717e-10 | 9.8093e-11 | 2.4558e-10 | 1.3325e-10 | -9.8093e-11 | -2.4558e-10 | -1.3325e-10 | 0 | 0 | 0 | 0 | 0 | 0 | 1.1853 | 1.1801 | 1.1667 | 1.1853 | 1.1801 | 1.1667 | -0.58785 | -121.4783 | 119.1888 | -0.58785 | -121.4783 | 119.1888
Line15_16_17 | 0 | 0 | 0 | 0 | 0 | 0 | 0 | 0 | 0 | 0 | 0 | 0 | 3.7075e-10 | 3.4799e-10 | 2.8585e-10 | -3.7075e-10 | -3.4799e-10 | -2.8585e-10 | 4.9046e-11 | 1.2279e-10 | 6.6625e-11 | -4.9046e-11 | -1.2279e-10 | -6.6625e-11 | 0 | 0 | 0 | 0 | 0 | 0 | 1.1853 | 1.1801 | 1.1667 | 1.1853 | 1.1801 | 1.1667 | -0.58785 | -121.4783 | 119.1888 | -0.58785 | -121.4783 | 119.1888
Line16_4_18 | 0 | 0 | 0 | 0 | 0 | 0 | 0 | 0 | 0 | 0 | 0 | 0 | 2.5633e-10 | 2.2466e-10 | 1.6087e-10 | -2.5633e-10 | -2.2466e-10 | -1.6087e-10 | 1.0815e-11 | 9.447e-11 | 2.6213e-11 | -1.0816e-11 | -9.447e-11 | -2.6213e-11 | 0 | 0 | 0 | 0 | 0 | 0 | 1.1602 | 1.1529 | 1.1385 | 1.1602 | 1.1529 | 1.1385 | -0.13242 | -121.1641 | 119.6729 | -0.13242 | -121.1641 | 119.6729
Line17_5_19 | 0.11963 | 0.12611 | 0.13332 | 0.11963 | 0.12611 | 0.13332 | 0.027626 | 0.029123 | 0.030788 | 0.027626 | 0.029123 | 0.030788 | -0.0037703 | -0.0078004 | -0.0045327 | 0.0039134 | 0.0079594 | 0.0047105 | -0.03181 | -0.032633 | -0.034734 | 0.032096 | 0.032951 | 0.035089 | 96.6376 | -17.7122 | -142.8787 | -83.3624 | 162.2878 | 37.1213 | 1.1595 | 1.1521 | 1.1377 | 1.1704 | 1.164 | 1.1499 | -0.12177 | -121.1554 | 119.6862 | -0.31389 | -121.2919 | 119.4755
Line1_1_3 | 0.10079 | 0.10569 | 0.11252 | 0.10079 | 0.10569 | 0.11252 | 0.023276 | 0.024407 | 0.025986 | 0.023276 | 0.024407 | 0.025986 | -0.0028097 | -0.0063158 | -0.0036201 | 0.0029113 | 0.0064275 | 0.0037467 | -0.026587 | -0.027103 | -0.029023 | 0.02679 | 0.027326 | 0.029276 | 96.1065 | -17.8986 | -142.9884 | -83.8935 | 162.1014 | 37.0116 | 1.1486 | 1.1402 | 1.1255 | 1.1578 | 1.1502 | 1.1358 | 0.074002 | -121.0162 | 119.9016 | -0.095385 | -121.1347 | 119.7185
Line2_1_4 | 0.12758 | 0.13475 | 0.14204 | 0.12758 | 0.13475 | 0.14204 | 0.029463 | 0.03112 | 0.032804 | 0.029463 | 0.03112 | 0.032804 | -0.0039987 | -0.0082092 | -0.0046749 | 0.0041615 | 0.0083908 | 0.0048766 | -0.033605 | -0.03452 | -0.036624 | 0.03393 | 0.034884 | 0.037028 | 96.86 | -17.6393 | -142.8243 | -83.14 | 162.3607 | 37.1757 | 1.1486 | 1.1402 | 1.1255 | 1.1602 | 1.1529 | 1.1385 | 0.074002 | -121.0162 | 119.9016 | -0.13242 | -121.1641 | 119.6729
Line3_1_5 | 0.11963 | 0.12611 | 0.13332 | 0.11963 | 0.12611 | 0.13332 | 0.027626 | 0.029123 | 0.030788 | 0.027626 | 0.029123 | 0.030788 | -0.0036272 | -0.0076414 | -0.004355 | 0.0037703 | 0.0078004 | 0.0045327 | -0.031524 | -0.032315 | -0.034378 | 0.03181 | 0.032633 | 0.034734 | 96.6376 | -17.7122 | -142.8787 | -83.3624 | 162.2878 | 37.1213 | 1.1486 | 1.1402 | 1.1255 | 1.1595 | 1.1521 | 1.1377 | 0.074002 | -121.0162 | 119.9016 | -0.12177 | -121.1554 | 119.6862
Line4_2_6 | 0.11261 | 0.11849 | 0.12559 | 0.11261 | 0.11849 | 0.12559 | 0.026006 | 0.027364 | 0.029004 | 0.026006 | 0.027364 | 0.029004 | -0.003439 | -0.0072846 | -0.0042354 | 0.0035658 | 0.007425 | 0.0043931 | -0.02994 | -0.030652 | -0.032704 | 0.030194 | 0.030933 | 0.03302 | 96.4403 | -17.7792 | -142.9227 | -83.5597 | 162.2208 | 37.0773 | 1.1589 | 1.1514 | 1.137 | 1.1691 | 1.1625 | 1.1485 | -0.11213 | -121.1478 | 119.6982 | -0.295 | -121.2768 | 119.4988
Line5_6_7 | 0.11261 | 0.11849 | 0.12559 | 0.11261 | 0.11849 | 0.12559 | 0.026006 | 0.027364 | 0.029004 | 0.026006 | 0.027364 | 0.029004 | -0.0035658 | -0.007425 | -0.0043931 | 0.0036926 | 0.0075654 | 0.0045509 | -0.030194 | -0.030933 | -0.03302 | 0.030447 | 0.031214 | 0.033335 | 96.4403 | -17.7792 | -142.9227 | -83.5597 | 162.2208 | 37.0773 | 1.1691 | 1.1625 | 1.1485 | 1.1794 | 1.1737 | 1.16 | -0.295 | -121.2768 | 119.4988 | -0.47468 | -121.4035 | 119.3034
Line6_7_8 | 0 | 0 | 0 | 0 | 0 | 0 | 0 | 0 | 0 | 0 | 0 | 0 | 1.0302e-09 | 9.5616e-10 | 7.6668e-10 | -1.0302e-09 | -9.5616e-10 | -7.6668e-10 | 1.1823e-10 | 3.4785e-10 | 1.7065e-10 | -1.1823e-10 | -3.4785e-10 | -1.7065e-10 | 0 | 0 | 0 | 0 | 0 | 0 | 1.1794 | 1.1737 | 1.16 | 1.1794 | 1.1737 | 1.16 | -0.47468 | -121.4035 | 119.3034 | -0.47468 | -121.4035 | 119.3034
Line7_8_9 | 0 | 0 | 0 | 0 | 0 | 0 | 0 | 0 | 0 | 0 | 0 | 0 | 3.4338e-10 | 3.1872e-10 | 2.5556e-10 | -3.4338e-10 | -3.1872e-10 | -2.5556e-10 | 3.9408e-11 | 1.1595e-10 | 5.6883e-11 | -3.9408e-11 | -1.1595e-10 | -5.6883e-11 | 0 | 0 | 0 | 0 | 0 | 0 | 1.1794 | 1.1737 | 1.16 | 1.1794 | 1.1737 | 1.16 | -0.47468 | -121.4035 | 119.3034 | -0.47468 | -121.4035 | 119.3034
Line8_8_10 | 0 | 0 | 0 | 0 | 0 | 0 | 0 | 0 | 0 | 0 | 0 | 0 | 3.4338e-10 | 3.1872e-10 | 2.5556e-10 | -3.4338e-10 | -3.1872e-10 | -2.5556e-10 | 3.9408e-11 | 1.1595e-10 | 5.6883e-11 | -3.9409e-11 | -1.1595e-10 | -5.6883e-11 | 0 | 0 | 0 | 0 | 0 | 0 | 1.1794 | 1.1737 | 1.16 | 1.1794 | 1.1737 | 1.16 | -0.47468 | -121.4035 | 119.3034 | -0.47468 | -121.4035 | 119.3034
Line9_3_11 | 0.10079 | 0.10569 | 0.11252 | 0.10079 | 0.10569 | 0.11252 | 0.023276 | 0.024407 | 0.025986 | 0.023276 | 0.024407 | 0.025986 | -0.0029113 | -0.0064275 | -0.0037467 | 0.0030128 | 0.0065392 | 0.0038733 | -0.02679 | -0.027326 | -0.029276 | 0.026993 | 0.02755 | 0.029529 | 96.1065 | -17.8986 | -142.9884 | -83.8935 | 162.1014 | 37.0116 | 1.1578 | 1.1502 | 1.1358 | 1.1669 | 1.1601 | 1.1461 | -0.095385 | -121.1347 | 119.7185 | -0.26212 | -121.2512 | 119.5388

## LL_min_6
name | pf_ikss_a_from_ka | pf_ikss_b_from_ka | pf_ikss_c_from_ka | pf_ikss_a_to_ka | pf_ikss_b_to_ka | pf_ikss_c_to_ka | pf_skss_a_from_mw | pf_skss_b_from_mw | pf_skss_c_from_mw | pf_skss_a_to_mw | pf_skss_b_to_mw | pf_skss_c_to_mw | pf_p_a_from_mw | pf_p_b_from_mw | pf_p_c_from_mw | pf_p_a_to_mw | pf_p_b_to_mw | pf_p_c_to_mw | pf_q_a_from_mvar | pf_q_b_from_mvar | pf_q_c_from_mvar | pf_q_a_to_mvar | pf_q_b_to_mvar | pf_q_c_to_mvar | pf_ikss_a_from_degree | pf_ikss_b_from_degree | pf_ikss_c_from_degree | pf_ikss_a_to_degree | pf_ikss_b_to_degree | pf_ikss_c_to_degree | pf_vm_a_from_pu | pf_vm_b_from_pu | pf_vm_c_from_pu | pf_vm_a_to_pu | pf_vm_b_to_pu | pf_vm_c_to_pu | pf_va_a_from_degree | pf_va_b_from_degree | pf_va_c_from_degree | pf_va_a_to_degree | pf_va_b_to_degree | pf_va_c_to_degree
Line0_1_2 | 0.0024038 | 0.014198 | 0.012011 | 0.0024038 | 0.014198 | 0.012011 | 0.00055514 | 0.0032789 | 0.0027739 | 0.00055514 | 0.0032789 | 0.0027739 | -0.00053524 | -0.0016287 | 0.0013584 | 0.00053535 | 0.0016326 | -0.0013556 | -0.00014805 | 0.0001814 | -0.00028824 | 0.00014816 | -0.00017736 | 0.00029113 | 164.5927 | 7.0317 | -168.5871 | -15.4073 | -172.9683 | 11.4129 | 1.0003 | 0.49981 | 0.5006 | 1.0006 | 0.50084 | 0.49984 | 0.054192 | -179.3232 | 179.4326 | 0.062631 | -179.1685 | 179.2922
Line10_11_12 | 0.0023894 | 0.014153 | 0.011977 | 0.0023894 | 0.014153 | 0.011977 | 0.00055181 | 0.0032686 | 0.0027661 | 0.00055181 | 0.0032686 | 0.0027661 | -0.00053285 | -0.0016309 | 0.0013486 | 0.00053296 | 0.0016347 | -0.0013458 | -0.00014517 | 0.00017647 | -0.00029541 | 0.00014528 | -0.00017246 | 0.00029828 | 164.8314 | 7.1608 | -168.4924 | -15.1686 | -172.8392 | 11.5076 | 1.0008 | 0.50187 | 0.49909 | 1.0011 | 0.50291 | 0.49835 | 0.071081 | -179.0148 | 179.1519 | 0.079519 | -178.8615 | 179.0109
Line11_12_13 | 0.0023894 | 0.014153 | 0.011977 | 0.0023894 | 0.014153 | 0.011977 | 0.00055181 | 0.0032686 | 0.0027661 | 0.00055181 | 0.0032686 | 0.0027661 | -0.00053296 | -0.0016347 | 0.0013458 | 0.00053307 | 0.0016386 | -0.001343 | -0.00014528 | 0.00017246 | -0.00029828 | 0.0001454 | -0.00016845 | 0.00030114 | 164.8314 | 7.1608 | -168.4924 | -15.1686 | -172.8392 | 11.5076 | 1.0011 | 0.50291 | 0.49835 | 1.0013 | 0.50396 | 0.4976 | 0.079519 | -178.8615 | 179.0109 | 0.087954 | -178.7089 | 178.8694
Line12_13_15 | 0 | 0 | 0 | 0 | 0 | 0 | 0 | 0 | 0 | 0 | 0 | 0 | 1.4699e-11 | -8.5526e-11 | -1.0614e-10 | -1.4699e-11 | 8.5526e-11 | 1.0614e-10 | -1.6909e-11 | 4.7372e-09 | -4.6853e-09 | 1.6909e-11 | -4.7372e-09 | 4.6853e-09 | 0 | 0 | 0 | 0 | 0 | 0 | 1.0013 | 0.50396 | 0.4976 | 1.0013 | 0.50396 | 0.4976 | 0.087954 | -178.7089 | 178.8694 | 0.087954 | -178.7089 | 178.8694
Line13_13_14 | 0.0023894 | 0.014153 | 0.011977 | 0.0023894 | 0.014153 | 0.011977 | 0.00055181 | 0.0032685 | 0.0027661 | 0.00055181 | 0.0032685 | 0.0027661 | -0.00053307 | -0.0016386 | 0.001343 | 0.00053318 | 0.0016424 | -0.0013403 | -0.0001454 | 0.00016845 | -0.00030114 | 0.00014551 | -0.00016444 | 0.00030401 | 164.8314 | 7.1605 | -168.4927 | -15.1686 | -172.8395 | 11.5073 | 1.0013 | 0.50396 | 0.4976 | 1.0016 | 0.505 | 0.49686 | 0.087954 | -178.7089 | 178.8694 | 0.096383 | -178.5569 | 178.7276
Line14_15_16 | 0 | 0 | 0 | 0 | 0 | 0 | 0 | 0 | 0 | 0 | 0 | 0 | 9.799e-12 | -5.7018e-11 | -7.0758e-11 | -9.799e-12 | 5.7017e-11 | 7.0758e-11 | -1.1272e-11 | 3.1581e-09 | -3.1236e-09 | 1.1272e-11 | -3.1581e-09 | 3.1236e-09 | 0 | 0 | 0 | 0 | 0 | 0 | 1.0013 | 0.50396 | 0.4976 | 1.0013 | 0.50396 | 0.4976 | 0.087954 | -178.7089 | 178.8694 | 0.087954 | -178.7089 | 178.8694
Line15_16_17 | 0 | 0 | 0 | 0 | 0 | 0 | 0 | 0 | 0 | 0 | 0 | 0 | 4.8996e-12 | -2.8509e-11 | -3.5379e-11 | -4.8997e-12 | 2.8509e-11 | 3.5379e-11 | -5.6362e-12 | 1.5791e-09 | -1.5618e-09 | 5.6361e-12 | -1.5791e-09 | 1.5618e-09 | 0 | 0 | 0 | 0 | 0 | 0 | 1.0013 | 0.50396 | 0.4976 | 1.0013 | 0.50396 | 0.4976 | 0.087954 | -178.7089 | 178.8694 | 0.087954 | -178.7089 | 178.8694
Line16_4_18 | 0 | 0 | 0 | 0 | 0 | 0 | 0 | 0 | 0 | 0 | 0 | 0 | 2.201e-12 | -2.1427e-11 | -1.9841e-11 | -2.201e-12 | 2.1427e-11 | 1.9841e-11 | -4.01e-12 | 1.5769e-09 | -1.5758e-09 | 4.0101e-12 | -1.5769e-09 | 1.5758e-09 | 0 | 0 | 0 | 0 | 0 | 0 | 1.0006 | 0.50085 | 0.49984 | 1.0006 | 0.50085 | 0.49984 | 0.062622 | -179.1682 | 179.2919 | 0.062622 | -179.1682 | 179.2919
Line17_5_19 | 0.0024111 | 0.01422 | 0.012028 | 0.0024111 | 0.01422 | 0.012028 | 0.00055682 | 0.0032841 | 0.0027778 | 0.00055682 | 0.0032841 | 0.0027778 | -0.00053665 | -0.0016354 | 0.0013577 | 0.00053676 | 0.0016393 | -0.001355 | -0.00014973 | 0.00017578 | -0.0002904 | 0.00014985 | -0.00017174 | 0.0002933 | 164.4729 | 6.9667 | -168.635 | -15.5271 | -173.0333 | 11.365 | 1.0006 | 0.50085 | 0.49984 | 1.0008 | 0.50189 | 0.49908 | 0.062626 | -179.1684 | 179.2921 | 0.071056 | -179.0141 | 179.1511
Line1_1_3 | 0.0023894 | 0.014153 | 0.011977 | 0.0023894 | 0.014153 | 0.011977 | 0.00055181 | 0.0032686 | 0.0027661 | 0.00055181 | 0.0032686 | 0.0027661 | -0.00053263 | -0.0016232 | 0.0013541 | 0.00053274 | 0.001627 | -0.0013513 | -0.00014494 | 0.00018448 | -0.00028967 | 0.00014506 | -0.00018048 | 0.00029254 | 164.8314 | 7.1609 | -168.4923 | -15.1686 | -172.8391 | 11.5077 | 1.0003 | 0.49981 | 0.5006 | 1.0006 | 0.50084 | 0.49985 | 0.054192 | -179.3232 | 179.4326 | 0.062639 | -179.1687 | 179.2924
Line2_1_4 | 0.0024184 | 0.014243 | 0.012045 | 0.0024184 | 0.014243 | 0.012045 | 0.0005585 | 0.0032893 | 0.0027817 | 0.0005585 | 0.0032893 | 0.0027817 | -0.00053784 | -0.0016343 | 0.0013627 | 0.00053796 | 0.0016382 | -0.0013599 | -0.0001512 | 0.00017826 | -0.00028678 | 0.00015131 | -0.0001742 | 0.00028969 | 164.3526 | 6.9017 | -168.6826 | -15.6474 | -173.0983 | 11.3174 | 1.0003 | 0.49981 | 0.5006 | 1.0006 | 0.50085 | 0.49984 | 0.054192 | -179.3232 | 179.4326 | 0.062622 | -179.1682 | 179.2919
Line3_1_5 | 0.0024111 | 0.01422 | 0.012028 | 0.0024111 | 0.01422 | 0.012028 | 0.00055682 | 0.0032841 | 0.0027778 | 0.00055682 | 0.0032841 | 0.0027778 | -0.00053654 | -0.0016315 | 0.0013605 | 0.00053665 | 0.0016354 | -0.0013577 | -0.00014962 | 0.00017983 | -0.00028751 | 0.00014973 | -0.00017579 | 0.0002904 | 164.4729 | 6.9667 | -168.635 | -15.5271 | -173.0333 | 11.365 | 1.0003 | 0.49981 | 0.5006 | 1.0006 | 0.50085 | 0.49984 | 0.054192 | -179.3232 | 179.4326 | 0.062626 | -179.1684 | 179.2921
Line4_2_6 | 0.0024038 | 0.014198 | 0.012011 | 0.0024038 | 0.014198 | 0.012011 | 0.00055514 | 0.0032789 | 0.0027739 | 0.00055514 | 0.0032789 | 0.0027739 | -0.00053535 | -0.0016326 | 0.0013556 | 0.00053546 | 0.0016365 | -0.0013528 | -0.00014816 | 0.00017736 | -0.00029112 | 0.00014828 | -0.00017333 | 0.00029401 | 164.5927 | 7.0317 | -168.5872 | -15.4073 | -172.9683 | 11.4128 | 1.0006 | 0.50084 | 0.49984 | 1.0008 | 0.50189 | 0.49909 | 0.062631 | -179.1685 | 179.2922 | 0.071065 | -179.0144 | 179.1514
Line5_6_7 | 0.0024038 | 0.014198 | 0.012011 | 0.0024038 | 0.014198 | 0.012011 | 0.00055514 | 0.0032789 | 0.0027739 | 0.00055514 | 0.0032789 | 0.0027739 | -0.00053546 | -0.0016365 | 0.0013528 | 0.00053557 | 0.0016403 | -0.0013501 | -0.00014828 | 0.00017333 | -0.00029401 | 0.00014839 | -0.0001693 | 0.00029689 | 164.5927 | 7.0316 | -168.5873 | -15.4073 | -172.9684 | 11.4127 | 1.0008 | 0.50189 | 0.49909 | 1.0011 | 0.50293 | 0.49833 | 0.071065 | -179.0144 | 179.1514 | 0.079495 | -178.8609 | 179.0101
Line6_7_8 | 0 | 0 | 0 | 0 | 0 | 0 | 0 | 0 | 0 | 0 | 0 | 0 | 1.2053e-11 | -7.847e-11 | -9.0745e-11 | -1.2052e-11 | 7.847e-11 | 9.0745e-11 | -1.5278e-11 | 4.7351e-09 | -4.6992e-09 | 1.5278e-11 | -4.7351e-09 | 4.6992e-09 | 0 | 0 | 0 | 0 | 0 | 0 | 1.0011 | 0.50293 | 0.49833 | 1.0011 | 0.50293 | 0.49833 | 0.079495 | -178.8609 | 179.0101 | 0.079495 | -178.8609 | 179.0101
Line7_8_9 | 0 | 0 | 0 | 0 | 0 | 0 | 0 | 0 | 0 | 0 | 0 | 0 | 4.0174e-12 | -2.6156e-11 | -3.0248e-11 | -4.0175e-12 | 2.6156e-11 | 3.0248e-11 | -5.0929e-12 | 1.5784e-09 | -1.5664e-09 | 5.0929e-12 | -1.5784e-09 | 1.5664e-09 | 0 | 0 | 0 | 0 | 0 | 0 | 1.0011 | 0.50293 | 0.49833 | 1.0011 | 0.50293 | 0.49833 | 0.079495 | -178.8609 | 179.0101 | 0.079495 | -178.8609 | 179.0101
Line8_8_10 | 0 | 0 | 0 | 0 | 0 | 0 | 0 | 0 | 0 | 0 | 0 | 0 | 4.0174e-12 | -2.6157e-11 | -3.0248e-11 | -4.0174e-12 | 2.6157e-11 | 3.0248e-11 | -5.0929e-12 | 1.5784e-09 | -1.5664e-09 | 5.093e-12 | -1.5784e-09 | 1.5664e-09 | 0 | 0 | 0 | 0 | 0 | 0 | 1.0011 | 0.50293 | 0.49833 | 1.0011 | 0.50293 | 0.49833 | 0.079495 | -178.8609 | 179.0101 | 0.079495 | -178.8609 | 179.0101
Line9_3_11 | 0.0023894 | 0.014153 | 0.011977 | 0.0023894 | 0.014153 | 0.011977 | 0.00055181 | 0.0032686 | 0.0027661 | 0.00055181 | 0.0032686 | 0.0027661 | -0.00053274 | -0.001627 | 0.0013513 | 0.00053285 | 0.0016309 | -0.0013486 | -0.00014506 | 0.00018048 | -0.00029254 | 0.00014517 | -0.00017647 | 0.00029541 | 164.8314 | 7.1609 | -168.4923 | -15.1686 | -172.8391 | 11.5077 | 1.0006 | 0.50084 | 0.49985 | 1.0008 | 0.50187 | 0.49909 | 0.062639 | -179.1687 | 179.2924 | 0.071081 | -179.0148 | 179.1519

## LL_min_10
name | pf_ikss_a_from_ka | pf_ikss_b_from_ka | pf_ikss_c_from_ka | pf_ikss_a_to_ka | pf_ikss_b_to_ka | pf_ikss_c_to_ka | pf_skss_a_from_mw | pf_skss_b_from_mw | pf_skss_c_from_mw | pf_skss_a_to_mw | pf_skss_b_to_mw | pf_skss_c_to_mw | pf_p_a_from_mw | pf_p_b_from_mw | pf_p_c_from_mw | pf_p_a_to_mw | pf_p_b_to_mw | pf_p_c_to_mw | pf_q_a_from_mvar | pf_q_b_from_mvar | pf_q_c_from_mvar | pf_q_a_to_mvar | pf_q_b_to_mvar | pf_q_c_to_mvar | pf_ikss_a_from_degree | pf_ikss_b_from_degree | pf_ikss_c_from_degree | pf_ikss_a_to_degree | pf_ikss_b_to_degree | pf_ikss_c_to_degree | pf_vm_a_from_pu | pf_vm_b_from_pu | pf_vm_c_from_pu | pf_vm_a_to_pu | pf_vm_b_to_pu | pf_vm_c_to_pu | pf_va_a_from_degree | pf_va_b_from_degree | pf_va_c_from_degree | pf_va_a_to_degree | pf_va_b_to_degree | pf_va_c_to_degree
Line0_1_2 | 0.0024038 | 0.014198 | 0.012011 | 0.0024038 | 0.014198 | 0.012011 | 0.00055514 | 0.0032789 | 0.0027739 | 0.00055514 | 0.0032789 | 0.0027739 | -0.00053524 | -0.0016287 | 0.0013584 | 0.00053535 | 0.0016326 | -0.0013556 | -0.00014805 | 0.0001814 | -0.00028824 | 0.00014816 | -0.00017736 | 0.00029113 | 164.5927 | 7.0317 | -168.5871 | -15.4073 | -172.9683 | 11.4129 | 1.0003 | 0.49981 | 0.5006 | 1.0006 | 0.50084 | 0.49984 | 0.054192 | -179.3232 | 179.4326 | 0.062631 | -179.1685 | 179.2922
Line10_11_12 | 0.0023894 | 0.014153 | 0.011977 | 0.0023894 | 0.014153 | 0.011977 | 0.00055181 | 0.0032686 | 0.0027661 | 0.00055181 | 0.0032686 | 0.0027661 | -0.00053285 | -0.0016309 | 0.0013486 | 0.00053296 | 0.0016347 | -0.0013458 | -0.00014517 | 0.00017647 | -0.00029541 | 0.00014528 | -0.00017246 | 0.00029828 | 164.8314 | 7.1608 | -168.4924 | -15.1686 | -172.8392 | 11.5076 | 1.0008 | 0.50187 | 0.49909 | 1.0011 | 0.50291 | 0.49835 | 0.071081 | -179.0148 | 179.1519 | 0.079519 | -178.8615 | 179.0109
Line11_12_13 | 0.0023894 | 0.014153 | 0.011977 | 0.0023894 | 0.014153 | 0.011977 | 0.00055181 | 0.0032686 | 0.0027661 | 0.00055181 | 0.0032686 | 0.0027661 | -0.00053296 | -0.0016347 | 0.0013458 | 0.00053307 | 0.0016386 | -0.001343 | -0.00014528 | 0.00017246 | -0.00029828 | 0.0001454 | -0.00016845 | 0.00030114 | 164.8314 | 7.1608 | -168.4924 | -15.1686 | -172.8392 | 11.5076 | 1.0011 | 0.50291 | 0.49835 | 1.0013 | 0.50396 | 0.4976 | 0.079519 | -178.8615 | 179.0109 | 0.087954 | -178.7089 | 178.8694
Line12_13_15 | 0 | 0 | 0 | 0 | 0 | 0 | 0 | 0 | 0 | 0 | 0 | 0 | 1.4699e-11 | -8.5526e-11 | -1.0614e-10 | -1.4699e-11 | 8.5526e-11 | 1.0614e-10 | -1.6909e-11 | 4.7372e-09 | -4.6853e-09 | 1.6909e-11 | -4.7372e-09 | 4.6853e-09 | 0 | 0 | 0 | 0 | 0 | 0 | 1.0013 | 0.50396 | 0.4976 | 1.0013 | 0.50396 | 0.4976 | 0.087954 | -178.7089 | 178.8694 | 0.087954 | -178.7089 | 178.8694
Line13_13_14 | 0.0023894 | 0.014153 | 0.011977 | 0.0023894 | 0.014153 | 0.011977 | 0.00055181 | 0.0032685 | 0.0027661 | 0.00055181 | 0.0032685 | 0.0027661 | -0.00053307 | -0.0016386 | 0.001343 | 0.00053318 | 0.0016424 | -0.0013403 | -0.0001454 | 0.00016845 | -0.00030114 | 0.00014551 | -0.00016444 | 0.00030401 | 164.8314 | 7.1605 | -168.4927 | -15.1686 | -172.8395 | 11.5073 | 1.0013 | 0.50396 | 0.4976 | 1.0016 | 0.505 | 0.49686 | 0.087954 | -178.7089 | 178.8694 | 0.096383 | -178.5569 | 178.7276
Line14_15_16 | 0 | 0 | 0 | 0 | 0 | 0 | 0 | 0 | 0 | 0 | 0 | 0 | 9.799e-12 | -5.7018e-11 | -7.0758e-11 | -9.799e-12 | 5.7017e-11 | 7.0758e-11 | -1.1272e-11 | 3.1581e-09 | -3.1236e-09 | 1.1272e-11 | -3.1581e-09 | 3.1236e-09 | 0 | 0 | 0 | 0 | 0 | 0 | 1.0013 | 0.50396 | 0.4976 | 1.0013 | 0.50396 | 0.4976 | 0.087954 | -178.7089 | 178.8694 | 0.087954 | -178.7089 | 178.8694
Line15_16_17 | 0 | 0 | 0 | 0 | 0 | 0 | 0 | 0 | 0 | 0 | 0 | 0 | 4.8996e-12 | -2.8509e-11 | -3.5379e-11 | -4.8997e-12 | 2.8509e-11 | 3.5379e-11 | -5.6362e-12 | 1.5791e-09 | -1.5618e-09 | 5.6361e-12 | -1.5791e-09 | 1.5618e-09 | 0 | 0 | 0 | 0 | 0 | 0 | 1.0013 | 0.50396 | 0.4976 | 1.0013 | 0.50396 | 0.4976 | 0.087954 | -178.7089 | 178.8694 | 0.087954 | -178.7089 | 178.8694
Line16_4_18 | 0 | 0 | 0 | 0 | 0 | 0 | 0 | 0 | 0 | 0 | 0 | 0 | 2.201e-12 | -2.1427e-11 | -1.9841e-11 | -2.201e-12 | 2.1427e-11 | 1.9841e-11 | -4.01e-12 | 1.5769e-09 | -1.5758e-09 | 4.0101e-12 | -1.5769e-09 | 1.5758e-09 | 0 | 0 | 0 | 0 | 0 | 0 | 1.0006 | 0.50085 | 0.49984 | 1.0006 | 0.50085 | 0.49984 | 0.062622 | -179.1682 | 179.2919 | 0.062622 | -179.1682 | 179.2919
Line17_5_19 | 0.0024111 | 0.01422 | 0.012028 | 0.0024111 | 0.01422 | 0.012028 | 0.00055682 | 0.0032841 | 0.0027778 | 0.00055682 | 0.0032841 | 0.0027778 | -0.00053665 | -0.0016354 | 0.0013577 | 0.00053676 | 0.0016393 | -0.001355 | -0.00014973 | 0.00017578 | -0.0002904 | 0.00014985 | -0.00017174 | 0.0002933 | 164.4729 | 6.9667 | -168.635 | -15.5271 | -173.0333 | 11.365 | 1.0006 | 0.50085 | 0.49984 | 1.0008 | 0.50189 | 0.49908 | 0.062626 | -179.1684 | 179.2921 | 0.071056 | -179.0141 | 179.1511
Line1_1_3 | 0.0023894 | 0.014153 | 0.011977 | 0.0023894 | 0.014153 | 0.011977 | 0.00055181 | 0.0032686 | 0.0027661 | 0.00055181 | 0.0032686 | 0.0027661 | -0.00053263 | -0.0016232 | 0.0013541 | 0.00053274 | 0.001627 | -0.0013513 | -0.00014494 | 0.00018448 | -0.00028967 | 0.00014506 | -0.00018048 | 0.00029254 | 164.8314 | 7.1609 | -168.4923 | -15.1686 | -172.8391 | 11.5077 | 1.0003 | 0.49981 | 0.5006 | 1.0006 | 0.50084 | 0.49985 | 0.054192 | -179.3232 | 179.4326 | 0.062639 | -179.1687 | 179.2924
Line2_1_4 | 0.0024184 | 0.014243 | 0.012045 | 0.0024184 | 0.014243 | 0.012045 | 0.0005585 | 0.0032893 | 0.0027817 | 0.0005585 | 0.0032893 | 0.0027817 | -0.00053784 | -0.0016343 | 0.0013627 | 0.00053796 | 0.0016382 | -0.0013599 | -0.0001512 | 0.00017826 | -0.00028678 | 0.00015131 | -0.0001742 | 0.00028969 | 164.3526 | 6.9017 | -168.6826 | -15.6474 | -173.0983 | 11.3174 | 1.0003 | 0.49981 | 0.5006 | 1.0006 | 0.50085 | 0.49984 | 0.054192 | -179.3232 | 179.4326 | 0.062622 | -179.1682 | 179.2919
Line3_1_5 | 0.0024111 | 0.01422 | 0.012028 | 0.0024111 | 0.01422 | 0.012028 | 0.00055682 | 0.0032841 | 0.0027778 | 0.00055682 | 0.0032841 | 0.0027778 | -0.00053654 | -0.0016315 | 0.0013605 | 0.00053665 | 0.0016354 | -0.0013577 | -0.00014962 | 0.00017983 | -0.00028751 | 0.00014973 | -0.00017579 | 0.0002904 | 164.4729 | 6.9667 | -168.635 | -15.5271 | -173.0333 | 11.365 | 1.0003 | 0.49981 | 0.5006 | 1.0006 | 0.50085 | 0.49984 | 0.054192 | -179.3232 | 179.4326 | 0.062626 | -179.1684 | 179.2921
Line4_2_6 | 0.0024038 | 0.014198 | 0.012011 | 0.0024038 | 0.014198 | 0.012011 | 0.00055514 | 0.0032789 | 0.0027739 | 0.00055514 | 0.0032789 | 0.0027739 | -0.00053535 | -0.0016326 | 0.0013556 | 0.00053546 | 0.0016365 | -0.0013528 | -0.00014816 | 0.00017736 | -0.00029112 | 0.00014828 | -0.00017333 | 0.00029401 | 164.5927 | 7.0317 | -168.5872 | -15.4073 | -172.9683 | 11.4128 | 1.0006 | 0.50084 | 0.49984 | 1.0008 | 0.50189 | 0.49909 | 0.062631 | -179.1685 | 179.2922 | 0.071065 | -179.0144 | 179.1514
Line5_6_7 | 0.0024038 | 0.014198 | 0.012011 | 0.0024038 | 0.014198 | 0.012011 | 0.00055514 | 0.0032789 | 0.0027739 | 0.00055514 | 0.0032789 | 0.0027739 | -0.00053546 | -0.0016365 | 0.0013528 | 0.00053557 | 0.0016403 | -0.0013501 | -0.00014828 | 0.00017333 | -0.00029401 | 0.00014839 | -0.0001693 | 0.00029689 | 164.5927 | 7.0316 | -168.5873 | -15.4073 | -172.9684 | 11.4127 | 1.0008 | 0.50189 | 0.49909 | 1.0011 | 0.50293 | 0.49833 | 0.071065 | -179.0144 | 179.1514 | 0.079495 | -178.8609 | 179.0101
Line6_7_8 | 0 | 0 | 0 | 0 | 0 | 0 | 0 | 0 | 0 | 0 | 0 | 0 | 1.2053e-11 | -7.847e-11 | -9.0745e-11 | -1.2052e-11 | 7.847e-11 | 9.0745e-11 | -1.5278e-11 | 4.7351e-09 | -4.6992e-09 | 1.5278e-11 | -4.7351e-09 | 4.6992e-09 | 0 | 0 | 0 | 0 | 0 | 0 | 1.0011 | 0.50293 | 0.49833 | 1.0011 | 0.50293 | 0.49833 | 0.079495 | -178.8609 | 179.0101 | 0.079495 | -178.8609 | 179.0101
Line7_8_9 | 0 | 0 | 0 | 0 | 0 | 0 | 0 | 0 | 0 | 0 | 0 | 0 | 4.0174e-12 | -2.6156e-11 | -3.0248e-11 | -4.0175e-12 | 2.6156e-11 | 3.0248e-11 | -5.0929e-12 | 1.5784e-09 | -1.5664e-09 | 5.0929e-12 | -1.5784e-09 | 1.5664e-09 | 0 | 0 | 0 | 0 | 0 | 0 | 1.0011 | 0.50293 | 0.49833 | 1.0011 | 0.50293 | 0.49833 | 0.079495 | -178.8609 | 179.0101 | 0.079495 | -178.8609 | 179.0101
Line8_8_10 | 0 | 0 | 0 | 0 | 0 | 0 | 0 | 0 | 0 | 0 | 0 | 0 | 4.0174e-12 | -2.6157e-11 | -3.0248e-11 | -4.0174e-12 | 2.6157e-11 | 3.0248e-11 | -5.0929e-12 | 1.5784e-09 | -1.5664e-09 | 5.093e-12 | -1.5784e-09 | 1.5664e-09 | 0 | 0 | 0 | 0 | 0 | 0 | 1.0011 | 0.50293 | 0.49833 | 1.0011 | 0.50293 | 0.49833 | 0.079495 | -178.8609 | 179.0101 | 0.079495 | -178.8609 | 179.0101
Line9_3_11 | 0.0023894 | 0.014153 | 0.011977 | 0.0023894 | 0.014153 | 0.011977 | 0.00055181 | 0.0032686 | 0.0027661 | 0.00055181 | 0.0032686 | 0.0027661 | -0.00053274 | -0.001627 | 0.0013513 | 0.00053285 | 0.0016309 | -0.0013486 | -0.00014506 | 0.00018048 | -0.00029254 | 0.00014517 | -0.00017647 | 0.00029541 | 164.8314 | 7.1609 | -168.4923 | -15.1686 | -172.8391 | 11.5077 | 1.0006 | 0.50084 | 0.49985 | 1.0008 | 0.50187 | 0.49909 | 0.062639 | -179.1687 | 179.2924 | 0.071081 | -179.0148 | 179.1519

## LL_min_fault_6
name | pf_ikss_a_from_ka | pf_ikss_b_from_ka | pf_ikss_c_from_ka | pf_ikss_a_to_ka | pf_ikss_b_to_ka | pf_ikss_c_to_ka | pf_skss_a_from_mw | pf_skss_b_from_mw | pf_skss_c_from_mw | pf_skss_a_to_mw | pf_skss_b_to_mw | pf_skss_c_to_mw | pf_p_a_from_mw | pf_p_b_from_mw | pf_p_c_from_mw | pf_p_a_to_mw | pf_p_b_to_mw | pf_p_c_to_mw | pf_q_a_from_mvar | pf_q_b_from_mvar | pf_q_c_from_mvar | pf_q_a_to_mvar | pf_q_b_to_mvar | pf_q_c_to_mvar | pf_ikss_a_from_degree | pf_ikss_b_from_degree | pf_ikss_c_from_degree | pf_ikss_a_to_degree | pf_ikss_b_to_degree | pf_ikss_c_to_degree | pf_vm_a_from_pu | pf_vm_b_from_pu | pf_vm_c_from_pu | pf_vm_a_to_pu | pf_vm_b_to_pu | pf_vm_c_to_pu | pf_va_a_from_degree | pf_va_b_from_degree | pf_va_c_from_degree | pf_va_a_to_degree | pf_va_b_to_degree | pf_va_c_to_degree
Line0_1_2 | 8.2701e-05 | 0.00048846 | 0.00041323 | 8.2701e-05 | 0.00048846 | 0.00041323 | 1.9099e-05 | 0.00011281 | 9.5432e-05 | 1.9099e-05 | 0.00011281 | 9.5432e-05 | -1.7628e-05 | -0.00010859 | -3.1222e-05 | 1.7628e-05 | 0.00010859 | 3.1225e-05 | 7.3493e-06 | -2.5745e-05 | -8.7213e-05 | -7.3492e-06 | 2.575e-05 | 8.7216e-05 | -157.3664 | 45.0727 | -130.5462 | 22.6336 | -134.9273 | 49.4538 | 0.99999 | 0.98931 | 0.97067 | 0.99999 | 0.98936 | 0.97072 | 0.0018924 | -121.5895 | 119.7566 | 0.0024227 | -121.5876 | 119.7554
Line10_11_12 | 8.2204e-05 | 0.00048692 | 0.00041207 | 8.2204e-05 | 0.00048692 | 0.00041207 | 1.8984e-05 | 0.00011245 | 9.5163e-05 | 1.8984e-05 | 0.00011245 | 9.5163e-05 | -1.7492e-05 | -0.00010831 | -3.1284e-05 | 1.7492e-05 | 0.00010832 | 3.1288e-05 | 7.3779e-06 | -2.543e-05 | -8.6923e-05 | -7.3777e-06 | 2.5434e-05 | 8.6926e-05 | -157.1277 | 45.2017 | -130.4515 | 22.8723 | -134.7983 | 49.5485 | 1 | 0.98941 | 0.97076 | 1 | 0.98945 | 0.97081 | 0.0029484 | -121.5858 | 119.7542 | 0.0034764 | -121.584 | 119.753
Line11_12_13 | 8.2204e-05 | 0.00048692 | 0.00041207 | 8.2204e-05 | 0.00048692 | 0.00041207 | 1.8984e-05 | 0.00011245 | 9.5163e-05 | 1.8984e-05 | 0.00011245 | 9.5163e-05 | -1.7492e-05 | -0.00010832 | -3.1288e-05 | 1.7492e-05 | 0.00010832 | 3.1291e-05 | 7.3777e-06 | -2.5435e-05 | -8.6926e-05 | -7.3776e-06 | 2.5439e-05 | 8.693e-05 | -157.1277 | 45.2017 | -130.4515 | 22.8723 | -134.7983 | 49.5485 | 1 | 0.98945 | 0.97081 | 1 | 0.9895 | 0.97085 | 0.0034764 | -121.584 | 119.753 | 0.0040044 | -121.5821 | 119.7518
Line12_13_15 | 0 | 0 | 0 | 0 | 0 | 0 | 0 | 0 | 0 | 0 | 0 | 0 | 3.8624e-14 | -1.1009e-10 | -3.1116e-10 | -3.8621e-14 | 1.1009e-10 | 3.1116e-10 | -7.6879e-13 | 3.0052e-10 | 4.6261e-11 | 7.6879e-13 | -3.0052e-10 | -4.6261e-11 | 0 | 0 | 0 | 0 | 0 | 0 | 1 | 0.9895 | 0.97085 | 1 | 0.9895 | 0.97085 | 0.0040044 | -121.5821 | 119.7518 | 0.0040044 | -121.5821 | 119.7518
Line13_13_14 | 8.2204e-05 | 0.00048692 | 0.00041207 | 8.2204e-05 | 0.00048692 | 0.00041207 | 1.8984e-05 | 0.00011245 | 9.5163e-05 | 1.8984e-05 | 0.00011245 | 9.5163e-05 | -1.7492e-05 | -0.00010832 | -3.129e-05 | 1.7492e-05 | 0.00010833 | 3.1294e-05 | 7.3776e-06 | -2.544e-05 | -8.693e-05 | -7.3775e-06 | 2.5444e-05 | 8.6933e-05 | -157.1277 | 45.2015 | -130.4518 | 22.8723 | -134.7985 | 49.5482 | 1 | 0.9895 | 0.97085 | 1 | 0.98955 | 0.9709 | 0.0040044 | -121.5821 | 119.7518 | 0.0045324 | -121.5803 | 119.7506
Line14_15_16 | 0 | 0 | 0 | 0 | 0 | 0 | 0 | 0 | 0 | 0 | 0 | 0 | 2.5745e-14 | -7.3396e-11 | -2.0744e-10 | -2.5747e-14 | 7.3396e-11 | 2.0744e-10 | -5.1253e-13 | 2.0035e-10 | 3.084e-11 | 5.1253e-13 | -2.0035e-10 | -3.084e-11 | 0 | 0 | 0 | 0 | 0 | 0 | 1 | 0.9895 | 0.97085 | 1 | 0.9895 | 0.97085 | 0.0040044 | -121.5821 | 119.7518 | 0.0040044 | -121.5821 | 119.7518
Line15_16_17 | 0 | 0 | 0 | 0 | 0 | 0 | 0 | 0 | 0 | 0 | 0 | 0 | 1.2874e-14 | -3.6698e-11 | -1.0372e-10 | -1.2872e-14 | 3.6698e-11 | 1.0372e-10 | -2.5626e-13 | 1.0017e-10 | 1.542e-11 | 2.5626e-13 | -1.0017e-10 | -1.542e-11 | 0 | 0 | 0 | 0 | 0 | 0 | 1 | 0.9895 | 0.97085 | 1 | 0.9895 | 0.97085 | 0.0040044 | -121.5821 | 119.7518 | 0.0040044 | -121.5821 | 119.7518
Line16_4_18 | 0 | 0 | 0 | 0 | 0 | 0 | 0 | 0 | 0 | 0 | 0 | 0 | -2.5524e-14 | -3.7215e-11 | -1.0419e-10 | 2.5525e-14 | 3.7215e-11 | 1.0419e-10 | -1.5519e-13 | 1.0051e-10 | 1.5197e-11 | 1.5519e-13 | -1.0051e-10 | -1.5197e-11 | 0 | 0 | 0 | 0 | 0 | 0 | 0.99999 | 0.98936 | 0.97072 | 0.99999 | 0.98936 | 0.97072 | 0.002425 | -121.5876 | 119.7554 | 0.002425 | -121.5876 | 119.7554
Line17_5_19 | 8.295e-05 | 0.00048923 | 0.00041381 | 8.295e-05 | 0.00048923 | 0.00041381 | 1.9157e-05 | 0.00011298 | 9.5566e-05 | 1.9157e-05 | 0.00011298 | 9.5566e-05 | -1.7697e-05 | -0.00010874 | -3.1196e-05 | 1.7697e-05 | 0.00010874 | 3.1199e-05 | 7.3343e-06 | -2.5914e-05 | -8.7365e-05 | -7.3342e-06 | 2.5919e-05 | 8.7369e-05 | -157.4862 | 45.0076 | -130.5941 | 22.5138 | -134.9924 | 49.4059 | 0.99999 | 0.98936 | 0.97072 | 1 | 0.98941 | 0.97076 | 0.0024239 | -121.5876 | 119.7554 | 0.0029554 | -121.5858 | 119.7542
Line1_1_3 | 8.2204e-05 | 0.00048692 | 0.00041207 | 8.2204e-05 | 0.00048692 | 0.00041207 | 1.8984e-05 | 0.00011245 | 9.5163e-05 | 1.8984e-05 | 0.00011245 | 9.5163e-05 | -1.7492e-05 | -0.0001083 | -3.1278e-05 | 1.7492e-05 | 0.00010831 | 3.1281e-05 | 7.3781e-06 | -2.542e-05 | -8.6916e-05 | -7.378e-06 | 2.5425e-05 | 8.6919e-05 | -157.1277 | 45.2018 | -130.4513 | 22.8723 | -134.7982 | 49.5487 | 0.99999 | 0.98931 | 0.97067 | 0.99999 | 0.98936 | 0.97072 | 0.0018924 | -121.5895 | 119.7566 | 0.0024204 | -121.5876 | 119.7554
Line2_1_4 | 8.3201e-05 | 0.00049001 | 0.0004144 | 8.3201e-05 | 0.00049001 | 0.0004144 | 1.9214e-05 | 0.00011316 | 9.5701e-05 | 1.9214e-05 | 0.00011316 | 9.5701e-05 | -1.7765e-05 | -0.00010887 | -3.1164e-05 | 1.7766e-05 | 0.00010888 | 3.1168e-05 | 7.3194e-06 | -2.6074e-05 | -8.7511e-05 | -7.3192e-06 | 2.6079e-05 | 8.7515e-05 | -157.6065 | 44.9426 | -130.6417 | 22.3935 | -135.0574 | 49.3583 | 0.99999 | 0.98931 | 0.97067 | 0.99999 | 0.98936 | 0.97072 | 0.0018924 | -121.5895 | 119.7566 | 0.002425 | -121.5876 | 119.7554
Line3_1_5 | 8.295e-05 | 0.00048923 | 0.00041381 | 8.295e-05 | 0.00048923 | 0.00041381 | 1.9157e-05 | 0.00011298 | 9.5566e-05 | 1.9157e-05 | 0.00011298 | 9.5566e-05 | -1.7697e-05 | -0.00010873 | -3.1193e-05 | 1.7697e-05 | 0.00010874 | 3.1196e-05 | 7.3345e-06 | -2.5909e-05 | -8.7362e-05 | -7.3343e-06 | 2.5914e-05 | 8.7365e-05 | -157.4862 | 45.0076 | -130.594 | 22.5138 | -134.9924 | 49.406 | 0.99999 | 0.98931 | 0.97067 | 0.99999 | 0.98936 | 0.97072 | 0.0018924 | -121.5895 | 119.7566 | 0.0024239 | -121.5876 | 119.7554
Line4_2_6 | 8.2701e-05 | 0.00048846 | 0.00041323 | 8.2701e-05 | 0.00048846 | 0.00041323 | 1.9099e-05 | 0.00011281 | 9.5432e-05 | 1.9099e-05 | 0.00011281 | 9.5432e-05 | -1.7628e-05 | -0.00010859 | -3.1225e-05 | 1.7628e-05 | 0.0001086 | 3.1228e-05 | 7.3492e-06 | -2.575e-05 | -8.7216e-05 | -7.349e-06 | 2.5755e-05 | 8.722e-05 | -157.3664 | 45.0726 | -130.5463 | 22.6336 | -134.9274 | 49.4537 | 0.99999 | 0.98936 | 0.97072 | 1 | 0.98941 | 0.97076 | 0.0024227 | -121.5876 | 119.7554 | 0.0029531 | -121.5858 | 119.7542
Line5_6_7 | 8.2701e-05 | 0.00048846 | 0.00041323 | 8.2701e-05 | 0.00048846 | 0.00041323 | 1.9099e-05 | 0.00011281 | 9.5432e-05 | 1.9099e-05 | 0.00011281 | 9.5432e-05 | -1.7628e-05 | -0.0001086 | -3.1228e-05 | 1.7628e-05 | 0.0001086 | 3.1232e-05 | 7.349e-06 | -2.5755e-05 | -8.722e-05 | -7.3489e-06 | 2.576e-05 | 8.7223e-05 | -157.3664 | 45.0725 | -130.5464 | 22.6336 | -134.9275 | 49.4536 | 1 | 0.98941 | 0.97076 | 1 | 0.98946 | 0.97081 | 0.0029531 | -121.5858 | 119.7542 | 0.0034834 | -121.584 | 119.753
Line6_7_8 | 0 | 0 | 0 | 0 | 0 | 0 | 0 | 0 | 0 | 0 | 0 | 0 | 1.7598e-15 | -1.1061e-10 | -3.1163e-10 | -1.7609e-15 | 1.1061e-10 | 3.1163e-10 | -6.6875e-13 | 3.0085e-10 | 4.6041e-11 | 6.6875e-13 | -3.0085e-10 | -4.6041e-11 | 0 | 0 | 0 | 0 | 0 | 0 | 1 | 0.98946 | 0.97081 | 1 | 0.98946 | 0.97081 | 0.0034834 | -121.584 | 119.753 | 0.0034834 | -121.584 | 119.753
Line7_8_9 | 0 | 0 | 0 | 0 | 0 | 0 | 0 | 0 | 0 | 0 | 0 | 0 | 5.8601e-16 | -3.6869e-11 | -1.0388e-10 | -5.8717e-16 | 3.6869e-11 | 1.0388e-10 | -2.2292e-13 | 1.0028e-10 | 1.5347e-11 | 2.2292e-13 | -1.0028e-10 | -1.5347e-11 | 0 | 0 | 0 | 0 | 0 | 0 | 1 | 0.98946 | 0.97081 | 1 | 0.98946 | 0.97081 | 0.0034834 | -121.584 | 119.753 | 0.0034834 | -121.584 | 119.753
Line8_8_10 | 0 | 0 | 0 | 0 | 0 | 0 | 0 | 0 | 0 | 0 | 0 | 0 | 5.8312e-16 | -3.6869e-11 | -1.0388e-10 | -5.8601e-16 | 3.6869e-11 | 1.0388e-10 | -2.2292e-13 | 1.0028e-10 | 1.5347e-11 | 2.2292e-13 | -1.0028e-10 | -1.5347e-11 | 0 | 0 | 0 | 0 | 0 | 0 | 1 | 0.98946 | 0.97081 | 1 | 0.98946 | 0.97081 | 0.0034834 | -121.584 | 119.753 | 0.0034834 | -121.584 | 119.753
Line9_3_11 | 8.2204e-05 | 0.00048692 | 0.00041207 | 8.2204e-05 | 0.00048692 | 0.00041207 | 1.8984e-05 | 0.00011245 | 9.5163e-05 | 1.8984e-05 | 0.00011245 | 9.5163e-05 | -1.7492e-05 | -0.00010831 | -3.1281e-05 | 1.7492e-05 | 0.00010831 | 3.1284e-05 | 7.378e-06 | -2.5425e-05 | -8.6919e-05 | -7.3779e-06 | 2.543e-05 | 8.6923e-05 | -157.1277 | 45.2018 | -130.4514 | 22.8723 | -134.7982 | 49.5486 | 0.99999 | 0.98936 | 0.97072 | 1 | 0.98941 | 0.97076 | 0.0024204 | -121.5876 | 119.7554 | 0.0029484 | -121.5858 | 119.7542

## LL_min_fault_10
name | pf_ikss_a_from_ka | pf_ikss_b_from_ka | pf_ikss_c_from_ka | pf_ikss_a_to_ka | pf_ikss_b_to_ka | pf_ikss_c_to_ka | pf_skss_a_from_mw | pf_skss_b_from_mw | pf_skss_c_from_mw | pf_skss_a_to_mw | pf_skss_b_to_mw | pf_skss_c_to_mw | pf_p_a_from_mw | pf_p_b_from_mw | pf_p_c_from_mw | pf_p_a_to_mw | pf_p_b_to_mw | pf_p_c_to_mw | pf_q_a_from_mvar | pf_q_b_from_mvar | pf_q_c_from_mvar | pf_q_a_to_mvar | pf_q_b_to_mvar | pf_q_c_to_mvar | pf_ikss_a_from_degree | pf_ikss_b_from_degree | pf_ikss_c_from_degree | pf_ikss_a_to_degree | pf_ikss_b_to_degree | pf_ikss_c_to_degree | pf_vm_a_from_pu | pf_vm_b_from_pu | pf_vm_c_from_pu | pf_vm_a_to_pu | pf_vm_b_to_pu | pf_vm_c_to_pu | pf_va_a_from_degree | pf_va_b_from_degree | pf_va_c_from_degree | pf_va_a_to_degree | pf_va_b_to_degree | pf_va_c_to_degree
Line0_1_2 | 8.2701e-05 | 0.00048846 | 0.00041323 | 8.2701e-05 | 0.00048846 | 0.00041323 | 1.9099e-05 | 0.00011281 | 9.5432e-05 | 1.9099e-05 | 0.00011281 | 9.5432e-05 | -1.7628e-05 | -0.00010859 | -3.1222e-05 | 1.7628e-05 | 0.00010859 | 3.1225e-05 | 7.3493e-06 | -2.5745e-05 | -8.7213e-05 | -7.3492e-06 | 2.575e-05 | 8.7216e-05 | -157.3664 | 45.0727 | -130.5462 | 22.6336 | -134.9273 | 49.4538 | 0.99999 | 0.98931 | 0.97067 | 0.99999 | 0.98936 | 0.97072 | 0.0018924 | -121.5895 | 119.7566 | 0.0024227 | -121.5876 | 119.7554
Line10_11_12 | 8.2204e-05 | 0.00048692 | 0.00041207 | 8.2204e-05 | 0.00048692 | 0.00041207 | 1.8984e-05 | 0.00011245 | 9.5163e-05 | 1.8984e-05 | 0.00011245 | 9.5163e-05 | -1.7492e-05 | -0.00010831 | -3.1284e-05 | 1.7492e-05 | 0.00010832 | 3.1288e-05 | 7.3779e-06 | -2.543e-05 | -8.6923e-05 | -7.3777e-06 | 2.5434e-05 | 8.6926e-05 | -157.1277 | 45.2017 | -130.4515 | 22.8723 | -134.7983 | 49.5485 | 1 | 0.98941 | 0.97076 | 1 | 0.98945 | 0.97081 | 0.0029484 | -121.5858 | 119.7542 | 0.0034764 | -121.584 | 119.753
Line11_12_13 | 8.2204e-05 | 0.00048692 | 0.00041207 | 8.2204e-05 | 0.00048692 | 0.00041207 | 1.8984e-05 | 0.00011245 | 9.5163e-05 | 1.8984e-05 | 0.00011245 | 9.5163e-05 | -1.7492e-05 | -0.00010832 | -3.1288e-05 | 1.7492e-05 | 0.00010832 | 3.1291e-05 | 7.3777e-06 | -2.5435e-05 | -8.6926e-05 | -7.3776e-06 | 2.5439e-05 | 8.693e-05 | -157.1277 | 45.2017 | -130.4515 | 22.8723 | -134.7983 | 49.5485 | 1 | 0.98945 | 0.97081 | 1 | 0.9895 | 0.97085 | 0.0034764 | -121.584 | 119.753 | 0.0040044 | -121.5821 | 119.7518
Line12_13_15 | 0 | 0 | 0 | 0 | 0 | 0 | 0 | 0 | 0 | 0 | 0 | 0 | 3.8624e-14 | -1.1009e-10 | -3.1116e-10 | -3.8621e-14 | 1.1009e-10 | 3.1116e-10 | -7.6879e-13 | 3.0052e-10 | 4.6261e-11 | 7.6879e-13 | -3.0052e-10 | -4.6261e-11 | 0 | 0 | 0 | 0 | 0 | 0 | 1 | 0.9895 | 0.97085 | 1 | 0.9895 | 0.97085 | 0.0040044 | -121.5821 | 119.7518 | 0.0040044 | -121.5821 | 119.7518
Line13_13_14 | 8.2204e-05 | 0.00048692 | 0.00041207 | 8.2204e-05 | 0.00048692 | 0.00041207 | 1.8984e-05 | 0.00011245 | 9.5163e-05 | 1.8984e-05 | 0.00011245 | 9.5163e-05 | -1.7492e-05 | -0.00010832 | -3.129e-05 | 1.7492e-05 | 0.00010833 | 3.1294e-05 | 7.3776e-06 | -2.544e-05 | -8.693e-05 | -7.3775e-06 | 2.5444e-05 | 8.6933e-05 | -157.1277 | 45.2015 | -130.4518 | 22.8723 | -134.7985 | 49.5482 | 1 | 0.9895 | 0.97085 | 1 | 0.98955 | 0.9709 | 0.0040044 | -121.5821 | 119.7518 | 0.0045324 | -121.5803 | 119.7506
Line14_15_16 | 0 | 0 | 0 | 0 | 0 | 0 | 0 | 0 | 0 | 0 | 0 | 0 | 2.5745e-14 | -7.3396e-11 | -2.0744e-10 | -2.5747e-14 | 7.3396e-11 | 2.0744e-10 | -5.1253e-13 | 2.0035e-10 | 3.084e-11 | 5.1253e-13 | -2.0035e-10 | -3.084e-11 | 0 | 0 | 0 | 0 | 0 | 0 | 1 | 0.9895 | 0.97085 | 1 | 0.9895 | 0.97085 | 0.0040044 | -121.5821 | 119.7518 | 0.0040044 | -121.5821 | 119.7518
Line15_16_17 | 0 | 0 | 0 | 0 | 0 | 0 | 0 | 0 | 0 | 0 | 0 | 0 | 1.2874e-14 | -3.6698e-11 | -1.0372e-10 | -1.2872e-14 | 3.6698e-11 | 1.0372e-10 | -2.5626e-13 | 1.0017e-10 | 1.542e-11 | 2.5626e-13 | -1.0017e-10 | -1.542e-11 | 0 | 0 | 0 | 0 | 0 | 0 | 1 | 0.9895 | 0.97085 | 1 | 0.9895 | 0.97085 | 0.0040044 | -121.5821 | 119.7518 | 0.0040044 | -121.5821 | 119.7518
Line16_4_18 | 0 | 0 | 0 | 0 | 0 | 0 | 0 | 0 | 0 | 0 | 0 | 0 | -2.5524e-14 | -3.7215e-11 | -1.0419e-10 | 2.5525e-14 | 3.7215e-11 | 1.0419e-10 | -1.5519e-13 | 1.0051e-10 | 1.5197e-11 | 1.5519e-13 | -1.0051e-10 | -1.5197e-11 | 0 | 0 | 0 | 0 | 0 | 0 | 0.99999 | 0.98936 | 0.97072 | 0.99999 | 0.98936 | 0.97072 | 0.002425 | -121.5876 | 119.7554 | 0.002425 | -121.5876 | 119.7554
Line17_5_19 | 8.295e-05 | 0.00048923 | 0.00041381 | 8.295e-05 | 0.00048923 | 0.00041381 | 1.9157e-05 | 0.00011298 | 9.5566e-05 | 1.9157e-05 | 0.00011298 | 9.5566e-05 | -1.7697e-05 | -0.00010874 | -3.1196e-05 | 1.7697e-05 | 0.00010874 | 3.1199e-05 | 7.3343e-06 | -2.5914e-05 | -8.7365e-05 | -7.3342e-06 | 2.5919e-05 | 8.7369e-05 | -157.4862 | 45.0076 | -130.5941 | 22.5138 | -134.9924 | 49.4059 | 0.99999 | 0.98936 | 0.97072 | 1 | 0.98941 | 0.97076 | 0.0024239 | -121.5876 | 119.7554 | 0.0029554 | -121.5858 | 119.7542
Line1_1_3 | 8.2204e-05 | 0.00048692 | 0.00041207 | 8.2204e-05 | 0.00048692 | 0.00041207 | 1.8984e-05 | 0.00011245 | 9.5163e-05 | 1.8984e-05 | 0.00011245 | 9.5163e-05 | -1.7492e-05 | -0.0001083 | -3.1278e-05 | 1.7492e-05 | 0.00010831 | 3.1281e-05 | 7.3781e-06 | -2.542e-05 | -8.6916e-05 | -7.378e-06 | 2.5425e-05 | 8.6919e-05 | -157.1277 | 45.2018 | -130.4513 | 22.8723 | -134.7982 | 49.5487 | 0.99999 | 0.98931 | 0.97067 | 0.99999 | 0.98936 | 0.97072 | 0.0018924 | -121.5895 | 119.7566 | 0.0024204 | -121.5876 | 119.7554
Line2_1_4 | 8.3201e-05 | 0.00049001 | 0.0004144 | 8.3201e-05 | 0.00049001 | 0.0004144 | 1.9214e-05 | 0.00011316 | 9.5701e-05 | 1.9214e-05 | 0.00011316 | 9.5701e-05 | -1.7765e-05 | -0.00010887 | -3.1164e-05 | 1.7766e-05 | 0.00010888 | 3.1168e-05 | 7.3194e-06 | -2.6074e-05 | -8.7511e-05 | -7.3192e-06 | 2.6079e-05 | 8.7515e-05 | -157.6065 | 44.9426 | -130.6417 | 22.3935 | -135.0574 | 49.3583 | 0.99999 | 0.98931 | 0.97067 | 0.99999 | 0.98936 | 0.97072 | 0.0018924 | -121.5895 | 119.7566 | 0.002425 | -121.5876 | 119.7554
Line3_1_5 | 8.295e-05 | 0.00048923 | 0.00041381 | 8.295e-05 | 0.00048923 | 0.00041381 | 1.9157e-05 | 0.00011298 | 9.5566e-05 | 1.9157e-05 | 0.00011298 | 9.5566e-05 | -1.7697e-05 | -0.00010873 | -3.1193e-05 | 1.7697e-05 | 0.00010874 | 3.1196e-05 | 7.3345e-06 | -2.5909e-05 | -8.7362e-05 | -7.3343e-06 | 2.5914e-05 | 8.7365e-05 | -157.4862 | 45.0076 | -130.594 | 22.5138 | -134.9924 | 49.406 | 0.99999 | 0.98931 | 0.97067 | 0.99999 | 0.98936 | 0.97072 | 0.0018924 | -121.5895 | 119.7566 | 0.0024239 | -121.5876 | 119.7554
Line4_2_6 | 8.2701e-05 | 0.00048846 | 0.00041323 | 8.2701e-05 | 0.00048846 | 0.00041323 | 1.9099e-05 | 0.00011281 | 9.5432e-05 | 1.9099e-05 | 0.00011281 | 9.5432e-05 | -1.7628e-05 | -0.00010859 | -3.1225e-05 | 1.7628e-05 | 0.0001086 | 3.1228e-05 | 7.3492e-06 | -2.575e-05 | -8.7216e-05 | -7.349e-06 | 2.5755e-05 | 8.722e-05 | -157.3664 | 45.0726 | -130.5463 | 22.6336 | -134.9274 | 49.4537 | 0.99999 | 0.98936 | 0.97072 | 1 | 0.98941 | 0.97076 | 0.0024227 | -121.5876 | 119.7554 | 0.0029531 | -121.5858 | 119.7542
Line5_6_7 | 8.2701e-05 | 0.00048846 | 0.00041323 | 8.2701e-05 | 0.00048846 | 0.00041323 | 1.9099e-05 | 0.00011281 | 9.5432e-05 | 1.9099e-05 | 0.00011281 | 9.5432e-05 | -1.7628e-05 | -0.0001086 | -3.1228e-05 | 1.7628e-05 | 0.0001086 | 3.1232e-05 | 7.349e-06 | -2.5755e-05 | -8.722e-05 | -7.3489e-06 | 2.576e-05 | 8.7223e-05 | -157.3664 | 45.0725 | -130.5464 | 22.6336 | -134.9275 | 49.4536 | 1 | 0.98941 | 0.97076 | 1 | 0.98946 | 0.97081 | 0.0029531 | -121.5858 | 119.7542 | 0.0034834 | -121.584 | 119.753
Line6_7_8 | 0 | 0 | 0 | 0 | 0 | 0 | 0 | 0 | 0 | 0 | 0 | 0 | 1.7598e-15 | -1.1061e-10 | -3.1163e-10 | -1.7609e-15 | 1.1061e-10 | 3.1163e-10 | -6.6875e-13 | 3.0085e-10 | 4.6041e-11 | 6.6875e-13 | -3.0085e-10 | -4.6041e-11 | 0 | 0 | 0 | 0 | 0 | 0 | 1 | 0.98946 | 0.97081 | 1 | 0.98946 | 0.97081 | 0.0034834 | -121.584 | 119.753 | 0.0034834 | -121.584 | 119.753
Line7_8_9 | 0 | 0 | 0 | 0 | 0 | 0 | 0 | 0 | 0 | 0 | 0 | 0 | 5.8601e-16 | -3.6869e-11 | -1.0388e-10 | -5.8717e-16 | 3.6869e-11 | 1.0388e-10 | -2.2292e-13 | 1.0028e-10 | 1.5347e-11 | 2.2292e-13 | -1.0028e-10 | -1.5347e-11 | 0 | 0 | 0 | 0 | 0 | 0 | 1 | 0.98946 | 0.97081 | 1 | 0.98946 | 0.97081 | 0.0034834 | -121.584 | 119.753 | 0.0034834 | -121.584 | 119.753
Line8_8_10 | 0 | 0 | 0 | 0 | 0 | 0 | 0 | 0 | 0 | 0 | 0 | 0 | 5.8312e-16 | -3.6869e-11 | -1.0388e-10 | -5.8601e-16 | 3.6869e-11 | 1.0388e-10 | -2.2292e-13 | 1.0028e-10 | 1.5347e-11 | 2.2292e-13 | -1.0028e-10 | -1.5347e-11 | 0 | 0 | 0 | 0 | 0 | 0 | 1 | 0.98946 | 0.97081 | 1 | 0.98946 | 0.97081 | 0.0034834 | -121.584 | 119.753 | 0.0034834 | -121.584 | 119.753
Line9_3_11 | 8.2204e-05 | 0.00048692 | 0.00041207 | 8.2204e-05 | 0.00048692 | 0.00041207 | 1.8984e-05 | 0.00011245 | 9.5163e-05 | 1.8984e-05 | 0.00011245 | 9.5163e-05 | -1.7492e-05 | -0.00010831 | -3.1281e-05 | 1.7492e-05 | 0.00010831 | 3.1284e-05 | 7.378e-06 | -2.5425e-05 | -8.6919e-05 | -7.3779e-06 | 2.543e-05 | 8.6923e-05 | -157.1277 | 45.2018 | -130.4514 | 22.8723 | -134.7982 | 49.5486 | 0.99999 | 0.98936 | 0.97072 | 1 | 0.98941 | 0.97076 | 0.0024204 | -121.5876 | 119.7554 | 0.0029484 | -121.5858 | 119.7542

## LG_max_6
name | pf_ikss_a_from_ka | pf_ikss_b_from_ka | pf_ikss_c_from_ka | pf_ikss_a_to_ka | pf_ikss_b_to_ka | pf_ikss_c_to_ka | pf_skss_a_from_mw | pf_skss_b_from_mw | pf_skss_c_from_mw | pf_skss_a_to_mw | pf_skss_b_to_mw | pf_skss_c_to_mw | pf_p_a_from_mw | pf_p_b_from_mw | pf_p_c_from_mw | pf_p_a_to_mw | pf_p_b_to_mw | pf_p_c_to_mw | pf_q_a_from_mvar | pf_q_b_from_mvar | pf_q_c_from_mvar | pf_q_a_to_mvar | pf_q_b_to_mvar | pf_q_c_to_mvar | pf_ikss_a_from_degree | pf_ikss_b_from_degree | pf_ikss_c_from_degree | pf_ikss_a_to_degree | pf_ikss_b_to_degree | pf_ikss_c_to_degree | 3xI0 | pf_vm_a_from_pu | pf_vm_b_from_pu | pf_vm_c_from_pu | pf_vm_a_to_pu | pf_vm_b_to_pu | pf_vm_c_to_pu | pf_va_a_from_degree | pf_va_b_from_degree | pf_va_c_from_degree | pf_va_a_to_degree | pf_va_b_to_degree | pf_va_c_to_degree
Line0_1_2 | 0.81382 | 0.17933 | 0.12974 | 0.81382 | 0.17933 | 0.12974 | 0.18794 | 0.041415 | 0.029961 | 0.18794 | 0.041415 | 0.029961 | -0.0076711 | -0.048099 | 0.030279 | 0.012844 | 0.048582 | -0.030598 | -0.048748 | -0.0032491 | -0.015675 | 0.059219 | 0.0032215 | 0.015904 | 98.4761 | 57.3484 | 148.504 | -81.5239 | -122.6516 | -31.4961 |  | 0.26257 | 1.164 | 1.138 | 0.32241 | 1.1756 | 1.151 | -0.46677 | -118.787 | 121.1344 | -3.761 | -118.8578 | 121.0395
Line10_11_12 | 0.73248 | 0.15335 | 0.12404 | 0.73248 | 0.15335 | 0.12404 | 0.16916 | 0.035414 | 0.028645 | 0.16916 | 0.035414 | 0.028645 | -0.016514 | -0.041923 | 0.029694 | 0.020724 | 0.042276 | -0.029956 | -0.060586 | -0.00046197 | -0.014938 | 0.069043 | 0.00041133 | 0.015131 | 100.0338 | 60.4301 | 147.6497 | -79.9662 | -119.5699 | -32.3503 |  | 0.37123 | 1.1839 | 1.1604 | 0.42614 | 1.1938 | 1.1716 | -5.2131 | -118.9386 | 120.9438 | -6.6738 | -119.0124 | 120.8513
Line11_12_13 | 0.73248 | 0.15335 | 0.12404 | 0.73248 | 0.15335 | 0.12404 | 0.16916 | 0.035414 | 0.028645 | 0.16916 | 0.035414 | 0.028645 | -0.020724 | -0.042276 | 0.029956 | 0.024934 | 0.042628 | -0.030219 | -0.069043 | -0.00041133 | -0.015131 | 0.0775 | 0.00036068 | 0.015324 | 100.0338 | 60.4301 | 147.6497 | -79.9662 | -119.5699 | -32.3503 |  | 0.42614 | 1.1938 | 1.1716 | 0.48127 | 1.2037 | 1.1828 | -6.6738 | -119.0124 | 120.8513 | -7.8005 | -119.0851 | 120.7605
Line12_13_15 | 0 | 0 | 0 | 0 | 0 | 0 | 0 | 0 | 0 | 0 | 0 | 0 | 4.7106e-09 | 5.9292e-08 | -6.4769e-08 | -2.0665e-09 | -3.9986e-08 | 4.282e-08 | 2.8731e-08 | -4.4087e-08 | -2.7751e-08 | -1.9418e-08 | 2.9469e-08 | 1.8564e-08 | 0 | 0 | 0 | 0 | 0 | 0 |  | 0.48127 | 1.2037 | 1.1828 | 0.48127 | 1.2037 | 1.1828 | -7.8005 | -119.0851 | 120.7605 | -7.8005 | -119.0851 | 120.7605
Line13_13_14 | 0.73248 | 0.15335 | 0.12404 | 0.73248 | 0.15335 | 0.12404 | 0.16916 | 0.035414 | 0.028645 | 0.16916 | 0.035414 | 0.028645 | -0.024934 | -0.042628 | 0.030219 | 0.029143 | 0.04298 | -0.030481 | -0.0775 | -0.00036064 | -0.015324 | 0.085957 | 0.00030999 | 0.015516 | 100.0338 | 60.4302 | 147.6496 | -79.9662 | -119.5698 | -32.3505 |  | 0.48127 | 1.2037 | 1.1828 | 0.53655 | 1.2137 | 1.194 | -7.8005 | -119.0851 | 120.7605 | -8.6953 | -119.1566 | 120.6714
Line14_15_16 | 0 | 0 | 0 | 0 | 0 | 0 | 0 | 0 | 0 | 0 | 0 | 0 | 3.1404e-09 | 3.9528e-08 | -4.318e-08 | -4.9632e-10 | -2.0222e-08 | 2.123e-08 | 1.9154e-08 | -2.9392e-08 | -1.8501e-08 | -9.8406e-09 | 1.4773e-08 | 9.3137e-09 | 0 | 0 | 0 | 0 | 0 | 0 |  | 0.48127 | 1.2037 | 1.1828 | 0.48127 | 1.2037 | 1.1828 | -7.8005 | -119.0851 | 120.7605 | -7.8005 | -119.0851 | 120.7605
Line15_16_17 | 0 | 0 | 0 | 0 | 0 | 0 | 0 | 0 | 0 | 0 | 0 | 0 | 1.5702e-09 | 1.9764e-08 | -2.159e-08 | 1.0739e-09 | -4.5853e-10 | -3.5961e-10 | 9.5771e-09 | -1.4696e-08 | -9.2504e-09 | -2.6346e-10 | 7.7523e-11 | 6.3321e-11 | 0 | 0 | 0 | 0 | 0 | 0 |  | 0.48127 | 1.2037 | 1.1828 | 0.48127 | 1.2037 | 1.1828 | -7.8005 | -119.0851 | 120.7605 | -7.8005 | -119.0851 | 120.7605
Line16_4_18 | 0 | 0 | 0 | 0 | 0 | 0 | 0 | 0 | 0 | 0 | 0 | 0 | 3.0001e-10 | 2.329e-08 | -2.3953e-08 | 9.2686e-10 | -3.3751e-10 | -2.2664e-10 | 7.7099e-09 | -1.533e-08 | -1.2043e-08 | -1.0281e-10 | 9.5343e-11 | 8.4535e-11 | 0 | 0 | 0 | 0 | 0 | 0 |  | 0.32947 | 1.1779 | 1.1534 | 0.32947 | 1.1779 | 1.1534 | -4.4373 | -118.8501 | 121.0412 | -4.4373 | -118.8501 | 121.0412
Line17_5_19 | 0.86122 | 0.19537 | 0.13246 | 0.86122 | 0.19537 | 0.13246 | 0.19889 | 0.045119 | 0.030591 | 0.19889 | 0.045119 | 0.030591 | -0.013081 | -0.052839 | 0.031064 | 0.018858 | 0.053413 | -0.031418 | -0.063456 | -0.0051586 | -0.016648 | 0.075203 | 0.0051527 | 0.016902 | 97.5729 | 55.5698 | 149.2279 | -82.4271 | -124.4302 | -30.7721 |  | 0.32576 | 1.1767 | 1.1521 | 0.38982 | 1.1893 | 1.1662 | -4.0751 | -118.8542 | 121.0403 | -6.5046 | -118.9199 | 120.9485
Line1_1_3 | 0.73248 | 0.15335 | 0.12404 | 0.73248 | 0.15335 | 0.12404 | 0.16916 | 0.035414 | 0.028645 | 0.16916 | 0.035414 | 0.028645 | -0.0080945 | -0.041219 | 0.029169 | 0.012304 | 0.041571 | -0.029431 | -0.043672 | -0.00056327 | -0.014553 | 0.052129 | 0.00051262 | 0.014745 | 100.0338 | 60.43 | 147.6498 | -79.9662 | -119.5699 | -32.3502 |  | 0.26257 | 1.164 | 1.138 | 0.31663 | 1.174 | 1.1492 | -0.46677 | -118.787 | 121.1344 | -3.247 | -118.8635 | 121.0382
Line2_1_4 | 0.91406 | 0.21405 | 0.13505 | 0.91406 | 0.21405 | 0.13505 | 0.21109 | 0.049432 | 0.031189 | 0.21109 | 0.049432 | 0.031189 | -0.00679 | -0.057033 | 0.031005 | 0.013279 | 0.057723 | -0.031397 | -0.055009 | -0.0076243 | -0.017275 | 0.06827 | 0.0076517 | 0.01756 | 96.5699 | 53.5988 | 150.2585 | -83.4301 | -126.4012 | -29.7415 |  | 0.26257 | 1.164 | 1.138 | 0.32947 | 1.1779 | 1.1534 | -0.46677 | -118.787 | 121.1344 | -4.4373 | -118.8501 | 121.0412
Line3_1_5 | 0.86122 | 0.19537 | 0.13246 | 0.86122 | 0.19537 | 0.13246 | 0.19889 | 0.045119 | 0.030591 | 0.19889 | 0.045119 | 0.030591 | -0.0073037 | -0.052265 | 0.030711 | 0.013081 | 0.052839 | -0.031064 | -0.051709 | -0.0051644 | -0.016394 | 0.063456 | 0.0051586 | 0.016648 | 97.5729 | 55.5698 | 149.228 | -82.4271 | -124.4302 | -30.7721 |  | 0.26257 | 1.164 | 1.138 | 0.32576 | 1.1767 | 1.1521 | -0.46677 | -118.787 | 121.1344 | -4.0751 | -118.8542 | 121.0403
Line4_2_6 | 0.81382 | 0.17933 | 0.12974 | 0.81382 | 0.17933 | 0.12974 | 0.18794 | 0.041415 | 0.029961 | 0.18794 | 0.041415 | 0.029962 | -0.012844 | -0.048582 | 0.030598 | 0.018017 | 0.049065 | -0.030918 | -0.059219 | -0.0032215 | -0.015904 | 0.06969 | 0.0031938 | 0.016134 | 98.4761 | 57.3484 | 148.5039 | -81.5239 | -122.6515 | -31.4961 |  | 0.32241 | 1.1756 | 1.151 | 0.38299 | 1.1872 | 1.164 | -3.761 | -118.8578 | 121.0395 | -6.0188 | -118.9272 | 120.9466
Line5_6_7 | 0.81382 | 0.17933 | 0.12974 | 0.81382 | 0.17933 | 0.12974 | 0.18794 | 0.041415 | 0.029962 | 0.18794 | 0.041415 | 0.029962 | -0.018017 | -0.049065 | 0.030918 | 0.023189 | 0.049548 | -0.031237 | -0.06969 | -0.0031938 | -0.016134 | 0.080161 | 0.0031662 | 0.016364 | 98.4761 | 57.3485 | 148.5039 | -81.5239 | -122.6515 | -31.4961 |  | 0.38299 | 1.1872 | 1.164 | 0.444 | 1.1988 | 1.177 | -6.0188 | -118.9272 | 120.9466 | -7.6581 | -118.9952 | 120.8558
Line6_7_8 | 0 | 0 | 0 | 0 | 0 | 0 | 0 | 0 | 0 | 0 | 0 | 0 | 4.1243e-09 | 6.1984e-08 | -6.6961e-08 | -1.6975e-09 | -4.1758e-08 | 4.4308e-08 | 2.7687e-08 | -4.5061e-08 | -2.9633e-08 | -1.8697e-08 | 3.0125e-08 | 1.9826e-08 | 0 | 0 | 0 | 0 | 0 | 0 |  | 0.444 | 1.1988 | 1.177 | 0.444 | 1.1988 | 1.177 | -7.6581 | -118.9952 | 120.8558 | -7.6581 | -118.9952 | 120.8558
Line7_8_9 | 0 | 0 | 0 | 0 | 0 | 0 | 0 | 0 | 0 | 0 | 0 | 0 | 1.3748e-09 | 2.0661e-08 | -2.232e-08 | 1.052e-09 | -4.3511e-10 | -3.3266e-10 | 9.229e-09 | -1.502e-08 | -9.8775e-09 | -2.3865e-10 | 8.479e-11 | 7.0905e-11 | 0 | 0 | 0 | 0 | 0 | 0 |  | 0.444 | 1.1988 | 1.177 | 0.444 | 1.1988 | 1.177 | -7.6581 | -118.9952 | 120.8558 | -7.6581 | -118.9952 | 120.8558
Line8_8_10 | 0 | 0 | 0 | 0 | 0 | 0 | 0 | 0 | 0 | 0 | 0 | 0 | 1.3748e-09 | 2.0661e-08 | -2.232e-08 | 1.052e-09 | -4.3511e-10 | -3.3266e-10 | 9.229e-09 | -1.502e-08 | -9.8775e-09 | -2.3865e-10 | 8.4791e-11 | 7.0905e-11 | 0 | 0 | 0 | 0 | 0 | 0 |  | 0.444 | 1.1988 | 1.177 | 0.444 | 1.1988 | 1.177 | -7.6581 | -118.9952 | 120.8558 | -7.6581 | -118.9952 | 120.8558
Line9_3_11 | 0.73248 | 0.15335 | 0.12404 | 0.73248 | 0.15335 | 0.12404 | 0.16916 | 0.035414 | 0.028645 | 0.16916 | 0.035414 | 0.028645 | -0.012304 | -0.041571 | 0.029431 | 0.016514 | 0.041923 | -0.029694 | -0.052129 | -0.00051262 | -0.014745 | 0.060586 | 0.00046197 | 0.014938 | 100.0338 | 60.4301 | 147.6498 | -79.9662 | -119.5699 | -32.3503 |  | 0.31663 | 1.174 | 1.1492 | 0.37123 | 1.1839 | 1.1604 | -3.247 | -118.8635 | 121.0382 | -5.2131 | -118.9386 | 120.9438

## LG_max_10
name | pf_ikss_a_from_ka | pf_ikss_b_from_ka | pf_ikss_c_from_ka | pf_ikss_a_to_ka | pf_ikss_b_to_ka | pf_ikss_c_to_ka | pf_skss_a_from_mw | pf_skss_b_from_mw | pf_skss_c_from_mw | pf_skss_a_to_mw | pf_skss_b_to_mw | pf_skss_c_to_mw | pf_p_a_from_mw | pf_p_b_from_mw | pf_p_c_from_mw | pf_p_a_to_mw | pf_p_b_to_mw | pf_p_c_to_mw | pf_q_a_from_mvar | pf_q_b_from_mvar | pf_q_c_from_mvar | pf_q_a_to_mvar | pf_q_b_to_mvar | pf_q_c_to_mvar | pf_ikss_a_from_degree | pf_ikss_b_from_degree | pf_ikss_c_from_degree | pf_ikss_a_to_degree | pf_ikss_b_to_degree | pf_ikss_c_to_degree | 3xI0 | pf_vm_a_from_pu | pf_vm_b_from_pu | pf_vm_c_from_pu | pf_vm_a_to_pu | pf_vm_b_to_pu | pf_vm_c_to_pu | pf_va_a_from_degree | pf_va_b_from_degree | pf_va_c_from_degree | pf_va_a_to_degree | pf_va_b_to_degree | pf_va_c_to_degree
Line0_1_2 | 0.7868 | 0.17346 | 0.12635 | 0.7868 | 0.17346 | 0.12635 | 0.1817 | 0.040059 | 0.02918 | 0.1817 | 0.040059 | 0.02918 | -0.0074774 | -0.046501 | 0.028932 | 0.012321 | 0.046971 | -0.029232 | -0.047799 | -0.0046671 | -0.016444 | 0.057605 | 0.0046507 | 0.016682 | 98.3624 | 55.4919 | 150.7527 | -81.6376 | -124.5081 | -29.2473 |  | 0.26626 | 1.1666 | 1.1405 | 0.3242 | 1.1783 | 1.1534 | -0.52855 | -118.7768 | 121.1406 | -3.711 | -118.8535 | 121.0404
Line10_11_12 | 0.71089 | 0.14891 | 0.12089 | 0.71089 | 0.14891 | 0.12089 | 0.16417 | 0.034389 | 0.027918 | 0.16417 | 0.034389 | 0.027918 | -0.01583 | -0.040765 | 0.028448 | 0.019803 | 0.041112 | -0.028697 | -0.058957 | -0.0018925 | -0.015649 | 0.066938 | 0.0018522 | 0.015849 | 99.8645 | 58.4044 | 149.7571 | -80.1355 | -121.5955 | -30.2429 |  | 0.37184 | 1.1867 | 1.163 | 0.4252 | 1.1967 | 1.1742 | -5.1652 | -118.9376 | 120.9417 | -6.6156 | -119.016 | 120.8451
Line11_12_13 | 0.71089 | 0.14891 | 0.12089 | 0.71089 | 0.14891 | 0.12089 | 0.16417 | 0.034389 | 0.027918 | 0.16417 | 0.03439 | 0.027918 | -0.019803 | -0.041112 | 0.028697 | 0.023775 | 0.041459 | -0.028946 | -0.066938 | -0.0018522 | -0.015849 | 0.074919 | 0.0018119 | 0.016049 | 99.8645 | 58.4045 | 149.7571 | -80.1355 | -121.5955 | -30.2429 |  | 0.4252 | 1.1967 | 1.1742 | 0.47877 | 1.2067 | 1.1855 | -6.6156 | -119.016 | 120.8451 | -7.7419 | -119.0931 | 120.7503
Line12_13_15 | 0 | 0 | 0 | 0 | 0 | 0 | 0 | 0 | 0 | 0 | 0 | 0 | 4.6431e-09 | 5.9968e-08 | -6.5295e-08 | -2.0225e-09 | -4.0451e-08 | 4.3158e-08 | 2.8795e-08 | -4.4395e-08 | -2.8126e-08 | -1.9457e-08 | 2.9674e-08 | 1.8813e-08 | 0 | 0 | 0 | 0 | 0 | 0 |  | 0.47877 | 1.2067 | 1.1855 | 0.47877 | 1.2067 | 1.1855 | -7.7419 | -119.0931 | 120.7503 | -7.7419 | -119.0931 | 120.7503
Line13_13_14 | 0.71089 | 0.14891 | 0.12089 | 0.71089 | 0.14891 | 0.12089 | 0.16417 | 0.03439 | 0.027918 | 0.16417 | 0.03439 | 0.027918 | -0.023775 | -0.041459 | 0.028946 | 0.027747 | 0.041806 | -0.029195 | -0.074919 | -0.0018119 | -0.016049 | 0.0829 | 0.0017716 | 0.016249 | 99.8645 | 58.4046 | 149.757 | -80.1355 | -121.5954 | -30.2431 |  | 0.47877 | 1.2067 | 1.1855 | 0.53249 | 1.2168 | 1.1968 | -7.7419 | -119.0931 | 120.7503 | -8.6413 | -119.1689 | 120.6573
Line14_15_16 | 0 | 0 | 0 | 0 | 0 | 0 | 0 | 0 | 0 | 0 | 0 | 0 | 3.0954e-09 | 3.9978e-08 | -4.353e-08 | -4.7475e-10 | -2.0462e-08 | 2.1393e-08 | 1.9197e-08 | -2.9597e-08 | -1.8751e-08 | -9.8585e-09 | 1.4875e-08 | 9.438e-09 | 0 | 0 | 0 | 0 | 0 | 0 |  | 0.47877 | 1.2067 | 1.1855 | 0.47877 | 1.2067 | 1.1855 | -7.7419 | -119.0931 | 120.7503 | -7.7419 | -119.0931 | 120.7503
Line15_16_17 | 0 | 0 | 0 | 0 | 0 | 0 | 0 | 0 | 0 | 0 | 0 | 0 | 1.5477e-09 | 1.9989e-08 | -2.1765e-08 | 1.073e-09 | -4.7286e-10 | -3.7213e-10 | 9.5983e-09 | -1.4798e-08 | -9.3754e-09 | -2.6013e-10 | 7.704e-11 | 6.2616e-11 | 0 | 0 | 0 | 0 | 0 | 0 |  | 0.47877 | 1.2067 | 1.1855 | 0.47877 | 1.2067 | 1.1855 | -7.7419 | -119.0931 | 120.7503 | -7.7419 | -119.0931 | 120.7503
Line16_4_18 | 0 | 0 | 0 | 0 | 0 | 0 | 0 | 0 | 0 | 0 | 0 | 0 | 2.8756e-10 | 2.3386e-08 | -2.4017e-08 | 9.2906e-10 | -3.4917e-10 | -2.3699e-10 | 7.7493e-09 | -1.5372e-08 | -1.2092e-08 | -1.0087e-10 | 9.5764e-11 | 8.4681e-11 | 0 | 0 | 0 | 0 | 0 | 0 |  | 0.33073 | 1.1804 | 1.1557 | 0.33073 | 1.1804 | 1.1557 | -4.3365 | -118.8475 | 121.0409 | -4.3365 | -118.8475 | 121.0409
Line17_5_19 | 0.83078 | 0.18851 | 0.12902 | 0.83078 | 0.18851 | 0.12902 | 0.19186 | 0.043534 | 0.029795 | 0.19186 | 0.043534 | 0.029795 | -0.012518 | -0.050919 | 0.029637 | 0.017905 | 0.051473 | -0.029968 | -0.061536 | -0.0065502 | -0.017461 | 0.072487 | 0.0065554 | 0.017724 | 97.4967 | 53.8191 | 151.5455 | -82.5033 | -126.1808 | -28.4546 |  | 0.3273 | 1.1793 | 1.1545 | 0.38917 | 1.1919 | 1.1685 | -4.0023 | -118.8507 | 121.0407 | -6.3783 | -118.923 | 120.9432
Line1_1_3 | 0.71089 | 0.14891 | 0.12089 | 0.71089 | 0.14891 | 0.12089 | 0.16417 | 0.034389 | 0.027918 | 0.16417 | 0.034389 | 0.027918 | -0.0078857 | -0.040072 | 0.02795 | 0.011858 | 0.040419 | -0.028199 | -0.042995 | -0.001973 | -0.015249 | 0.050976 | 0.0019328 | 0.015449 | 99.8645 | 58.4044 | 149.7572 | -80.1355 | -121.5956 | -30.2428 |  | 0.26626 | 1.1666 | 1.1405 | 0.3188 | 1.1767 | 1.1517 | -0.52855 | -118.7768 | 121.1406 | -3.2307 | -118.8579 | 121.0402
Line2_1_4 | 0.87959 | 0.20594 | 0.13161 | 0.87959 | 0.20594 | 0.13161 | 0.20313 | 0.04756 | 0.030394 | 0.20313 | 0.04756 | 0.030394 | -0.0066552 | -0.054764 | 0.029557 | 0.012676 | 0.055423 | -0.029921 | -0.053675 | -0.0089196 | -0.018108 | 0.065976 | 0.0089567 | 0.018403 | 96.5395 | 51.9725 | 152.6339 | -83.4605 | -128.0275 | -27.3661 |  | 0.26626 | 1.1666 | 1.1405 | 0.33073 | 1.1804 | 1.1557 | -0.52855 | -118.7768 | 121.1406 | -4.3365 | -118.8475 | 121.0409
Line3_1_5 | 0.83078 | 0.18851 | 0.12902 | 0.83078 | 0.18851 | 0.12902 | 0.19186 | 0.043534 | 0.029795 | 0.19186 | 0.043534 | 0.029795 | -0.0071318 | -0.050366 | 0.029307 | 0.012518 | 0.050919 | -0.029637 | -0.050584 | -0.006545 | -0.017198 | 0.061536 | 0.0065502 | 0.017461 | 97.4967 | 53.8191 | 151.5455 | -82.5033 | -126.1809 | -28.4545 |  | 0.26626 | 1.1666 | 1.1405 | 0.3273 | 1.1793 | 1.1545 | -0.52855 | -118.7768 | 121.1406 | -4.0023 | -118.8507 | 121.0407
Line4_2_6 | 0.7868 | 0.17346 | 0.12635 | 0.7868 | 0.17346 | 0.12635 | 0.1817 | 0.040059 | 0.02918 | 0.1817 | 0.040059 | 0.02918 | -0.012321 | -0.046971 | 0.029232 | 0.017165 | 0.04744 | -0.029532 | -0.057605 | -0.0046507 | -0.016682 | 0.06741 | 0.0046344 | 0.01692 | 98.3624 | 55.4919 | 150.7527 | -81.6376 | -124.5081 | -29.2474 |  | 0.3242 | 1.1783 | 1.1534 | 0.38283 | 1.1899 | 1.1664 | -3.711 | -118.8535 | 121.0404 | -5.9238 | -118.9287 | 120.9425
Line5_6_7 | 0.7868 | 0.17346 | 0.12635 | 0.7868 | 0.17346 | 0.12635 | 0.1817 | 0.040059 | 0.02918 | 0.1817 | 0.040059 | 0.02918 | -0.017165 | -0.04744 | 0.029532 | 0.022009 | 0.04791 | -0.029832 | -0.06741 | -0.0046344 | -0.01692 | 0.077216 | 0.004618 | 0.017158 | 98.3624 | 55.4919 | 150.7526 | -81.6376 | -124.5081 | -29.2474 |  | 0.38283 | 1.1899 | 1.1664 | 0.44188 | 1.2015 | 1.1794 | -5.9238 | -118.9287 | 120.9425 | -7.5472 | -119.0024 | 120.8467
Line6_7_8 | 0 | 0 | 0 | 0 | 0 | 0 | 0 | 0 | 0 | 0 | 0 | 0 | 4.0254e-09 | 6.2602e-08 | -6.7404e-08 | -1.6328e-09 | -4.2183e-08 | 4.4592e-08 | 2.7729e-08 | -4.5299e-08 | -2.9996e-08 | -1.872e-08 | 3.0284e-08 | 2.0068e-08 | 0 | 0 | 0 | 0 | 0 | 0 |  | 0.44188 | 1.2015 | 1.1794 | 0.44188 | 1.2015 | 1.1794 | -7.5472 | -119.0024 | 120.8467 | -7.5472 | -119.0024 | 120.8467
Line7_8_9 | 0 | 0 | 0 | 0 | 0 | 0 | 0 | 0 | 0 | 0 | 0 | 0 | 1.3418e-09 | 2.0867e-08 | -2.2468e-08 | 1.0509e-09 | -4.4801e-10 | -3.4385e-10 | 9.2431e-09 | -1.51e-08 | -9.9988e-09 | -2.3408e-10 | 8.4373e-11 | 7.0297e-11 | 0 | 0 | 0 | 0 | 0 | 0 |  | 0.44188 | 1.2015 | 1.1794 | 0.44188 | 1.2015 | 1.1794 | -7.5472 | -119.0024 | 120.8467 | -7.5472 | -119.0024 | 120.8467
Line8_8_10 | 0 | 0 | 0 | 0 | 0 | 0 | 0 | 0 | 0 | 0 | 0 | 0 | 1.3418e-09 | 2.0867e-08 | -2.2468e-08 | 1.0509e-09 | -4.4801e-10 | -3.4385e-10 | 9.2431e-09 | -1.51e-08 | -9.9988e-09 | -2.3408e-10 | 8.4373e-11 | 7.0297e-11 | 0 | 0 | 0 | 0 | 0 | 0 |  | 0.44188 | 1.2015 | 1.1794 | 0.44188 | 1.2015 | 1.1794 | -7.5472 | -119.0024 | 120.8467 | -7.5472 | -119.0024 | 120.8467
Line9_3_11 | 0.71089 | 0.14891 | 0.12089 | 0.71089 | 0.14891 | 0.12089 | 0.16417 | 0.034389 | 0.027918 | 0.16417 | 0.034389 | 0.027918 | -0.011858 | -0.040419 | 0.028199 | 0.01583 | 0.040765 | -0.028448 | -0.050976 | -0.0019328 | -0.015449 | 0.058957 | 0.0018925 | 0.015649 | 99.8645 | 58.4044 | 149.7572 | -80.1355 | -121.5956 | -30.2429 |  | 0.3188 | 1.1767 | 1.1517 | 0.37184 | 1.1867 | 1.163 | -3.2307 | -118.8579 | 121.0402 | -5.1652 | -118.9376 | 120.9417

## LG_max_fault_6
name | pf_ikss_a_from_ka | pf_ikss_b_from_ka | pf_ikss_c_from_ka | pf_ikss_a_to_ka | pf_ikss_b_to_ka | pf_ikss_c_to_ka | pf_skss_a_from_mw | pf_skss_b_from_mw | pf_skss_c_from_mw | pf_skss_a_to_mw | pf_skss_b_to_mw | pf_skss_c_to_mw | pf_p_a_from_mw | pf_p_b_from_mw | pf_p_c_from_mw | pf_p_a_to_mw | pf_p_b_to_mw | pf_p_c_to_mw | pf_q_a_from_mvar | pf_q_b_from_mvar | pf_q_c_from_mvar | pf_q_a_to_mvar | pf_q_b_to_mvar | pf_q_c_to_mvar | pf_ikss_a_from_degree | pf_ikss_b_from_degree | pf_ikss_c_from_degree | pf_ikss_a_to_degree | pf_ikss_b_to_degree | pf_ikss_c_to_degree | 3xI0 | pf_vm_a_from_pu | pf_vm_b_from_pu | pf_vm_c_from_pu | pf_vm_a_to_pu | pf_vm_b_to_pu | pf_vm_c_to_pu | pf_va_a_from_degree | pf_va_b_from_degree | pf_va_c_from_degree | pf_va_a_to_degree | pf_va_b_to_degree | pf_va_c_to_degree
Line0_1_2 | 0.1206 | 0.10966 | 0.11282 | 0.1206 | 0.10966 | 0.11282 | 0.027852 | 0.025325 | 0.026054 | 0.027852 | 0.025325 | 0.026054 | -0.0051995 | -0.0031653 | -0.0023783 | 0.0053463 | 0.0032903 | 0.0024992 | -0.031206 | -0.028859 | -0.029765 | 0.03149 | 0.029104 | 0.030021 | 99.0677 | -23.6807 | -145.3853 | -80.9323 | 156.3193 | 34.6147 |  | 1.1359 | 1.1464 | 1.1461 | 1.1468 | 1.1565 | 1.1563 | -0.39188 | -119.94 | 120.0463 | -0.56785 | -120.1308 | 119.856
Line10_11_12 | 0.10738 | 0.097699 | 0.10068 | 0.10738 | 0.097699 | 0.10068 | 0.024799 | 0.022563 | 0.023251 | 0.024799 | 0.022563 | 0.023251 | -0.0048404 | -0.0028751 | -0.0021894 | 0.004957 | 0.0029742 | 0.0022855 | -0.02824 | -0.026116 | -0.026981 | 0.028465 | 0.02631 | 0.027185 | 99.0215 | -23.9995 | -145.6556 | -80.9785 | 156.0005 | 34.3444 |  | 1.1553 | 1.1645 | 1.1642 | 1.1651 | 1.1735 | 1.1733 | -0.70468 | -120.282 | 119.7052 | -0.85716 | -120.449 | 119.5386
Line11_12_13 | 0.10738 | 0.097699 | 0.10068 | 0.10738 | 0.097699 | 0.10068 | 0.024799 | 0.022563 | 0.023251 | 0.024799 | 0.022563 | 0.023251 | -0.004957 | -0.0029742 | -0.0022855 | 0.0050736 | 0.0030733 | 0.0023816 | -0.028465 | -0.02631 | -0.027185 | 0.02869 | 0.026505 | 0.027389 | 99.0215 | -23.9995 | -145.6556 | -80.9785 | 156.0005 | 34.3444 |  | 1.1651 | 1.1735 | 1.1733 | 1.1748 | 1.1826 | 1.1824 | -0.85716 | -120.449 | 119.5386 | -1.0071 | -120.6135 | 119.3746
Line12_13_15 | 0 | 0 | 0 | 0 | 0 | 0 | 0 | 0 | 0 | 0 | 0 | 0 | 1.7747e-09 | 1.3143e-09 | 2.7847e-11 | -1.5062e-09 | -1.2347e-09 | -3.7602e-10 | 9.8067e-10 | -9.1519e-10 | 4.8351e-10 | -7.3706e-10 | 5.5905e-10 | -3.7439e-10 | 0 | 0 | 0 | 0 | 0 | 0 |  | 1.1748 | 1.1826 | 1.1824 | 1.1748 | 1.1826 | 1.1824 | -1.0071 | -120.6135 | 119.3746 | -1.0071 | -120.6135 | 119.3746
Line13_13_14 | 0.10738 | 0.097699 | 0.10068 | 0.10738 | 0.097699 | 0.10068 | 0.024799 | 0.022563 | 0.023251 | 0.024799 | 0.022563 | 0.023251 | -0.0050736 | -0.0030733 | -0.0023816 | 0.0051902 | 0.0031724 | 0.0024778 | -0.02869 | -0.026505 | -0.027389 | 0.028915 | 0.0267 | 0.027593 | 99.0215 | -23.9995 | -145.6556 | -80.9785 | 156.0005 | 34.3444 |  | 1.1748 | 1.1826 | 1.1824 | 1.1846 | 1.1917 | 1.1915 | -1.0071 | -120.6135 | 119.3746 | -1.1546 | -120.7755 | 119.2131
Line14_15_16 | 0 | 0 | 0 | 0 | 0 | 0 | 0 | 0 | 0 | 0 | 0 | 0 | 1.1831e-09 | 8.7622e-10 | 1.8565e-11 | -9.1462e-10 | -7.9654e-10 | -3.6674e-10 | 6.5378e-10 | -6.1012e-10 | 3.2234e-10 | -4.1017e-10 | 2.5399e-10 | -2.1322e-10 | 0 | 0 | 0 | 0 | 0 | 0 |  | 1.1748 | 1.1826 | 1.1824 | 1.1748 | 1.1826 | 1.1824 | -1.0071 | -120.6135 | 119.3746 | -1.0071 | -120.6135 | 119.3746
Line15_16_17 | 0 | 0 | 0 | 0 | 0 | 0 | 0 | 0 | 0 | 0 | 0 | 0 | 5.9156e-10 | 4.3811e-10 | 9.2824e-12 | -3.2306e-10 | -3.5843e-10 | -3.5746e-10 | 3.2689e-10 | -3.0506e-10 | 1.6117e-10 | -8.3285e-11 | -5.1073e-11 | -5.2051e-11 | 0 | 0 | 0 | 0 | 0 | 0 |  | 1.1748 | 1.1826 | 1.1824 | 1.1748 | 1.1826 | 1.1824 | -1.0071 | -120.6135 | 119.3746 | -1.0071 | -120.6135 | 119.3746
Line16_4_18 | 0 | 0 | 0 | 0 | 0 | 0 | 0 | 0 | 0 | 0 | 0 | 0 | 4.9016e-10 | 3.634e-10 | -1.587e-10 | -2.0376e-10 | -2.4614e-10 | -2.4496e-10 | 3.4389e-10 | -3.8603e-10 | 1.1138e-10 | -4.7751e-11 | -1.2509e-11 | -1.3585e-11 | 0 | 0 | 0 | 0 | 0 | 0 |  | 1.1483 | 1.158 | 1.1577 | 1.1483 | 1.158 | 1.1577 | -0.59072 | -120.1535 | 119.8333 | -0.59072 | -120.1535 | 119.8333
Line17_5_19 | 0.12849 | 0.11681 | 0.12005 | 0.12849 | 0.11681 | 0.12005 | 0.029674 | 0.026976 | 0.027724 | 0.029674 | 0.026976 | 0.027724 | -0.0057228 | -0.0036147 | -0.0027583 | 0.0058891 | 0.0037565 | 0.0028953 | -0.033567 | -0.031007 | -0.031956 | 0.033889 | 0.031285 | 0.032246 | 99.0967 | -23.4922 | -145.2214 | -80.9033 | 156.5078 | 34.7786 |  | 1.1475 | 1.1572 | 1.1569 | 1.1592 | 1.168 | 1.1678 | -0.57861 | -120.1415 | 119.8453 | -0.76158 | -120.3392 | 119.648
Line1_1_3 | 0.10738 | 0.097699 | 0.10068 | 0.10738 | 0.097699 | 0.10068 | 0.024799 | 0.022563 | 0.023251 | 0.024799 | 0.022563 | 0.023251 | -0.0046072 | -0.002677 | -0.0019972 | 0.0047238 | 0.002776 | 0.0020933 | -0.02779 | -0.025726 | -0.026573 | 0.028015 | 0.025921 | 0.026777 | 99.0215 | -23.9995 | -145.6556 | -80.9785 | 156.0005 | 34.3444 |  | 1.1359 | 1.1464 | 1.1461 | 1.1456 | 1.1554 | 1.1551 | -0.39188 | -119.94 | 120.0463 | -0.54961 | -120.1123 | 119.8744
Line2_1_4 | 0.13746 | 0.12495 | 0.12827 | 0.13746 | 0.12495 | 0.12827 | 0.031744 | 0.028857 | 0.029622 | 0.031744 | 0.028857 | 0.029622 | -0.0059658 | -0.003837 | -0.0029121 | 0.0061559 | 0.0039994 | 0.0030686 | -0.035561 | -0.032858 | -0.033824 | 0.035929 | 0.033175 | 0.034156 | 99.1316 | -23.2794 | -145.033 | -80.8684 | 156.7206 | 34.967 |  | 1.1359 | 1.1464 | 1.1461 | 1.1483 | 1.158 | 1.1577 | -0.39188 | -119.94 | 120.0463 | -0.59072 | -120.1535 | 119.8333
Line3_1_5 | 0.12849 | 0.11681 | 0.12005 | 0.12849 | 0.11681 | 0.12005 | 0.029674 | 0.026976 | 0.027724 | 0.029674 | 0.026976 | 0.027724 | -0.0055564 | -0.0034728 | -0.0026214 | 0.0057228 | 0.0036147 | 0.0027583 | -0.033244 | -0.030729 | -0.031666 | 0.033567 | 0.031007 | 0.031956 | 99.0967 | -23.4922 | -145.2214 | -80.9033 | 156.5078 | 34.7786 |  | 1.1359 | 1.1464 | 1.1461 | 1.1475 | 1.1572 | 1.1569 | -0.39188 | -119.94 | 120.0463 | -0.57861 | -120.1415 | 119.8453
Line4_2_6 | 0.1206 | 0.10966 | 0.11282 | 0.1206 | 0.10966 | 0.11282 | 0.027852 | 0.025325 | 0.026054 | 0.027852 | 0.025325 | 0.026054 | -0.0053463 | -0.0032903 | -0.0024992 | 0.005493 | 0.0034152 | 0.00262 | -0.03149 | -0.029104 | -0.030021 | 0.031774 | 0.029349 | 0.030277 | 99.0677 | -23.6807 | -145.3853 | -80.9323 | 156.3193 | 34.6147 |  | 1.1468 | 1.1565 | 1.1563 | 1.1577 | 1.1667 | 1.1665 | -0.56785 | -120.1308 | 119.856 | -0.7405 | -120.3182 | 119.669
Line5_6_7 | 0.1206 | 0.10966 | 0.11282 | 0.1206 | 0.10966 | 0.11282 | 0.027852 | 0.025325 | 0.026054 | 0.027852 | 0.025325 | 0.026054 | -0.005493 | -0.0034152 | -0.00262 | 0.0056398 | 0.0035402 | 0.0027409 | -0.031774 | -0.029349 | -0.030277 | 0.032058 | 0.029594 | 0.030534 | 99.0677 | -23.6807 | -145.3853 | -80.9323 | 156.3193 | 34.6147 |  | 1.1577 | 1.1667 | 1.1665 | 1.1687 | 1.1769 | 1.1767 | -0.7405 | -120.3182 | 119.669 | -0.90992 | -120.5024 | 119.4853
Line6_7_8 | 0 | 0 | 0 | 0 | 0 | 0 | 0 | 0 | 0 | 0 | 0 | 0 | 1.7109e-09 | 1.2577e-09 | -9.4973e-11 | -1.4355e-09 | -1.1705e-09 | -2.6764e-10 | 9.9262e-10 | -9.8048e-10 | 4.5406e-10 | -7.366e-10 | 6.1203e-10 | -3.4534e-10 | 0 | 0 | 0 | 0 | 0 | 0 |  | 1.1687 | 1.1769 | 1.1767 | 1.1687 | 1.1769 | 1.1767 | -0.90992 | -120.5024 | 119.4853 | -0.90992 | -120.5024 | 119.4853
Line7_8_9 | 0 | 0 | 0 | 0 | 0 | 0 | 0 | 0 | 0 | 0 | 0 | 0 | 5.7029e-10 | 4.1923e-10 | -3.1658e-11 | -2.9492e-10 | -3.3199e-10 | -3.3096e-10 | 3.3087e-10 | -3.2683e-10 | 1.5135e-10 | -7.4855e-11 | -4.1621e-11 | -4.2631e-11 | 0 | 0 | 0 | 0 | 0 | 0 |  | 1.1687 | 1.1769 | 1.1767 | 1.1687 | 1.1769 | 1.1767 | -0.90992 | -120.5024 | 119.4853 | -0.90992 | -120.5024 | 119.4853
Line8_8_10 | 0 | 0 | 0 | 0 | 0 | 0 | 0 | 0 | 0 | 0 | 0 | 0 | 5.7029e-10 | 4.1923e-10 | -3.1658e-11 | -2.9492e-10 | -3.3199e-10 | -3.3096e-10 | 3.3087e-10 | -3.2683e-10 | 1.5135e-10 | -7.4855e-11 | -4.1621e-11 | -4.2631e-11 | 0 | 0 | 0 | 0 | 0 | 0 |  | 1.1687 | 1.1769 | 1.1767 | 1.1687 | 1.1769 | 1.1767 | -0.90992 | -120.5024 | 119.4853 | -0.90992 | -120.5024 | 119.4853
Line9_3_11 | 0.10738 | 0.097699 | 0.10068 | 0.10738 | 0.097699 | 0.10068 | 0.024799 | 0.022563 | 0.023251 | 0.024799 | 0.022563 | 0.023251 | -0.0047238 | -0.002776 | -0.0020933 | 0.0048404 | 0.0028751 | 0.0021894 | -0.028015 | -0.025921 | -0.026777 | 0.02824 | 0.026116 | 0.026981 | 99.0215 | -23.9995 | -145.6556 | -80.9785 | 156.0005 | 34.3444 |  | 1.1456 | 1.1554 | 1.1551 | 1.1553 | 1.1645 | 1.1642 | -0.54961 | -120.1123 | 119.8744 | -0.70468 | -120.282 | 119.7052

## LG_max_fault_10
name | pf_ikss_a_from_ka | pf_ikss_b_from_ka | pf_ikss_c_from_ka | pf_ikss_a_to_ka | pf_ikss_b_to_ka | pf_ikss_c_to_ka | pf_skss_a_from_mw | pf_skss_b_from_mw | pf_skss_c_from_mw | pf_skss_a_to_mw | pf_skss_b_to_mw | pf_skss_c_to_mw | pf_p_a_from_mw | pf_p_b_from_mw | pf_p_c_from_mw | pf_p_a_to_mw | pf_p_b_to_mw | pf_p_c_to_mw | pf_q_a_from_mvar | pf_q_b_from_mvar | pf_q_c_from_mvar | pf_q_a_to_mvar | pf_q_b_to_mvar | pf_q_c_to_mvar | pf_ikss_a_from_degree | pf_ikss_b_from_degree | pf_ikss_c_from_degree | pf_ikss_a_to_degree | pf_ikss_b_to_degree | pf_ikss_c_to_degree | 3xI0 | pf_vm_a_from_pu | pf_vm_b_from_pu | pf_vm_c_from_pu | pf_vm_a_to_pu | pf_vm_b_to_pu | pf_vm_c_to_pu | pf_va_a_from_degree | pf_va_b_from_degree | pf_va_c_from_degree | pf_va_a_to_degree | pf_va_b_to_degree | pf_va_c_to_degree
Line0_1_2 | 0.12106 | 0.11055 | 0.11358 | 0.12106 | 0.11055 | 0.11358 | 0.027959 | 0.025531 | 0.026229 | 0.027959 | 0.025531 | 0.026229 | -0.0051454 | -0.0031843 | -0.0024259 | 0.0052933 | 0.0033111 | 0.0025487 | -0.031408 | -0.029158 | -0.030028 | 0.031695 | 0.029407 | 0.030288 | 98.9151 | -23.7054 | -145.3329 | -81.0849 | 156.2946 | 34.6671 |  | 1.1384 | 1.1488 | 1.1486 | 1.1493 | 1.1591 | 1.1588 | -0.38867 | -119.9379 | 120.0483 | -0.56623 | -120.1297 | 119.857
Line10_11_12 | 0.10825 | 0.098902 | 0.10177 | 0.10825 | 0.098902 | 0.10177 | 0.024998 | 0.02284 | 0.023502 | 0.024999 | 0.02284 | 0.023502 | -0.0048109 | -0.0029113 | -0.0022469 | 0.0049293 | 0.0030127 | 0.0023454 | -0.028545 | -0.026499 | -0.027332 | 0.028774 | 0.026698 | 0.02754 | 98.8608 | -24.0132 | -145.5963 | -81.1392 | 155.9868 | 34.4037 |  | 1.158 | 1.1671 | 1.1669 | 1.1678 | 1.1763 | 1.1761 | -0.70564 | -120.283 | 119.7041 | -0.86013 | -120.4514 | 119.5361
Line11_12_13 | 0.10825 | 0.098902 | 0.10177 | 0.10825 | 0.098902 | 0.10177 | 0.024999 | 0.02284 | 0.023502 | 0.024999 | 0.02284 | 0.023502 | -0.0049293 | -0.0030127 | -0.0023454 | 0.0050477 | 0.0031141 | 0.0024438 | -0.028774 | -0.026698 | -0.02754 | 0.029003 | 0.026897 | 0.027749 | 98.8608 | -24.0132 | -145.5963 | -81.1392 | 155.9868 | 34.4037 |  | 1.1678 | 1.1763 | 1.1761 | 1.1776 | 1.1855 | 1.1853 | -0.86013 | -120.4514 | 119.5361 | -1.012 | -120.6173 | 119.3707
Line12_13_15 | 0 | 0 | 0 | 0 | 0 | 0 | 0 | 0 | 0 | 0 | 0 | 0 | 1.8196e-09 | 1.3588e-09 | 5.7349e-11 | -1.549e-09 | -1.2777e-09 | -4.0906e-10 | 9.9098e-10 | -9.236e-10 | 4.8599e-10 | -7.4455e-10 | 5.6422e-10 | -3.765e-10 | 0 | 0 | 0 | 0 | 0 | 0 |  | 1.1776 | 1.1855 | 1.1853 | 1.1776 | 1.1855 | 1.1853 | -1.012 | -120.6173 | 119.3707 | -1.012 | -120.6173 | 119.3707
Line13_13_14 | 0.10825 | 0.098902 | 0.10177 | 0.10825 | 0.098902 | 0.10177 | 0.024999 | 0.02284 | 0.023502 | 0.024999 | 0.02284 | 0.023502 | -0.0050477 | -0.0031141 | -0.0024438 | 0.0051661 | 0.0032154 | 0.0025423 | -0.029003 | -0.026897 | -0.027749 | 0.029232 | 0.027096 | 0.027957 | 98.8609 | -24.0132 | -145.5963 | -81.1391 | 155.9868 | 34.4037 |  | 1.1776 | 1.1855 | 1.1853 | 1.1875 | 1.1947 | 1.1945 | -1.012 | -120.6173 | 119.3707 | -1.1614 | -120.7806 | 119.2078
Line14_15_16 | 0 | 0 | 0 | 0 | 0 | 0 | 0 | 0 | 0 | 0 | 0 | 0 | 1.2131e-09 | 9.0589e-10 | 3.8233e-11 | -9.4248e-10 | -8.2477e-10 | -3.8994e-10 | 6.6065e-10 | -6.1573e-10 | 3.2399e-10 | -4.1422e-10 | 2.5635e-10 | -2.145e-10 | 0 | 0 | 0 | 0 | 0 | 0 |  | 1.1776 | 1.1855 | 1.1853 | 1.1776 | 1.1855 | 1.1853 | -1.012 | -120.6173 | 119.3707 | -1.012 | -120.6173 | 119.3707
Line15_16_17 | 0 | 0 | 0 | 0 | 0 | 0 | 0 | 0 | 0 | 0 | 0 | 0 | 6.0653e-10 | 4.5295e-10 | 1.9117e-11 | -3.3595e-10 | -3.7182e-10 | -3.7082e-10 | 3.3033e-10 | -3.0787e-10 | 1.62e-10 | -8.3893e-11 | -5.1515e-11 | -5.2507e-11 | 0 | 0 | 0 | 0 | 0 | 0 |  | 1.1776 | 1.1855 | 1.1853 | 1.1776 | 1.1855 | 1.1853 | -1.012 | -120.6173 | 119.3707 | -1.012 | -120.6173 | 119.3707
Line16_4_18 | 0 | 0 | 0 | 0 | 0 | 0 | 0 | 0 | 0 | 0 | 0 | 0 | 5.019e-10 | 3.7511e-10 | -1.4902e-10 | -2.1463e-10 | -2.5728e-10 | -2.5608e-10 | 3.4494e-10 | -3.875e-10 | 1.1143e-10 | -4.7651e-11 | -1.2377e-11 | -1.3464e-11 | 0 | 0 | 0 | 0 | 0 | 0 |  | 1.1508 | 1.1605 | 1.1602 | 1.1508 | 1.1605 | 1.1602 | -0.58822 | -120.1515 | 119.8351 | -0.58822 | -120.1515 | 119.8351
Line17_5_19 | 0.12866 | 0.11747 | 0.12057 | 0.12866 | 0.11747 | 0.12057 | 0.029713 | 0.027129 | 0.027844 | 0.029713 | 0.027129 | 0.027844 | -0.0056547 | -0.0036247 | -0.0028019 | 0.0058214 | 0.0037679 | 0.0029404 | -0.033699 | -0.031252 | -0.032162 | 0.034023 | 0.031533 | 0.032455 | 98.9487 | -23.5244 | -145.1744 | -81.0513 | 156.4756 | 34.8256 |  | 1.15 | 1.1597 | 1.1595 | 1.1617 | 1.1706 | 1.1704 | -0.5766 | -120.14 | 119.8466 | -0.76075 | -120.3384 | 119.6488
Line1_1_3 | 0.10825 | 0.098902 | 0.10177 | 0.10825 | 0.098902 | 0.10177 | 0.024998 | 0.02284 | 0.023502 | 0.024998 | 0.02284 | 0.023502 | -0.0045741 | -0.0027086 | -0.00205 | 0.0046925 | 0.0028099 | 0.0021484 | -0.028087 | -0.0261 | -0.026916 | 0.028316 | 0.026299 | 0.027124 | 98.8608 | -24.0132 | -145.5963 | -81.1392 | 155.9868 | 34.4037 |  | 1.1384 | 1.1488 | 1.1486 | 1.1482 | 1.158 | 1.1577 | -0.38867 | -119.9379 | 120.0483 | -0.54851 | -120.1118 | 119.8748
Line2_1_4 | 0.13725 | 0.12531 | 0.12847 | 0.13725 | 0.12531 | 0.12847 | 0.031697 | 0.028939 | 0.02967 | 0.031697 | 0.028939 | 0.02967 | -0.0058791 | -0.003831 | -0.0029455 | 0.0060686 | 0.003994 | 0.0031028 | -0.035601 | -0.033025 | -0.03395 | 0.035969 | 0.033344 | 0.034283 | 98.9884 | -23.321 | -144.9933 | -81.0116 | 156.679 | 35.0067 |  | 1.1384 | 1.1488 | 1.1486 | 1.1508 | 1.1605 | 1.1602 | -0.38867 | -119.9379 | 120.0483 | -0.58822 | -120.1515 | 119.8351
Line3_1_5 | 0.12866 | 0.11747 | 0.12057 | 0.12866 | 0.11747 | 0.12057 | 0.029713 | 0.027129 | 0.027844 | 0.029713 | 0.027129 | 0.027844 | -0.0054879 | -0.0034814 | -0.0026634 | 0.0056547 | 0.0036247 | 0.0028019 | -0.033376 | -0.030972 | -0.031869 | 0.033699 | 0.031252 | 0.032162 | 98.9487 | -23.5244 | -145.1744 | -81.0513 | 156.4756 | 34.8256 |  | 1.1384 | 1.1488 | 1.1486 | 1.15 | 1.1597 | 1.1595 | -0.38867 | -119.9379 | 120.0483 | -0.5766 | -120.14 | 119.8466
Line4_2_6 | 0.12106 | 0.11055 | 0.11358 | 0.12106 | 0.11055 | 0.11358 | 0.027959 | 0.025531 | 0.026229 | 0.027959 | 0.025531 | 0.026229 | -0.0052933 | -0.0033111 | -0.0025487 | 0.0054411 | 0.0034379 | 0.0026715 | -0.031695 | -0.029407 | -0.030288 | 0.031981 | 0.029656 | 0.030547 | 98.9151 | -23.7054 | -145.3329 | -81.0849 | 156.2946 | 34.6671 |  | 1.1493 | 1.1591 | 1.1588 | 1.1603 | 1.1693 | 1.1691 | -0.56623 | -120.1297 | 119.857 | -0.74042 | -120.3181 | 119.669
Line5_6_7 | 0.12106 | 0.11055 | 0.11358 | 0.12106 | 0.11055 | 0.11358 | 0.027959 | 0.025531 | 0.026229 | 0.027959 | 0.025531 | 0.026229 | -0.0054411 | -0.0034379 | -0.0026715 | 0.0055889 | 0.0035647 | 0.0027943 | -0.031981 | -0.029656 | -0.030547 | 0.032268 | 0.029904 | 0.030807 | 98.9151 | -23.7054 | -145.3329 | -81.0849 | 156.2946 | 34.6671 |  | 1.1603 | 1.1693 | 1.1691 | 1.1713 | 1.1796 | 1.1793 | -0.74042 | -120.3181 | 119.669 | -0.91135 | -120.5032 | 119.4844
Line6_7_8 | 0 | 0 | 0 | 0 | 0 | 0 | 0 | 0 | 0 | 0 | 0 | 0 | 1.7517e-09 | 1.2993e-09 | -6.7466e-11 | -1.4746e-09 | -1.2106e-09 | -2.9834e-10 | 1.0015e-09 | -9.8847e-10 | 4.5495e-10 | -7.4278e-10 | 6.172e-10 | -3.461e-10 | 0 | 0 | 0 | 0 | 0 | 0 |  | 1.1713 | 1.1796 | 1.1793 | 1.1713 | 1.1796 | 1.1793 | -0.91135 | -120.5032 | 119.4844 | -0.91135 | -120.5032 | 119.4844
Line7_8_9 | 0 | 0 | 0 | 0 | 0 | 0 | 0 | 0 | 0 | 0 | 0 | 0 | 5.8389e-10 | 4.331e-10 | -2.2489e-11 | -3.0683e-10 | -3.4436e-10 | -3.4332e-10 | 3.3382e-10 | -3.2949e-10 | 1.5165e-10 | -7.5141e-11 | -4.1782e-11 | -4.2805e-11 | 0 | 0 | 0 | 0 | 0 | 0 |  | 1.1713 | 1.1796 | 1.1793 | 1.1713 | 1.1796 | 1.1793 | -0.91135 | -120.5032 | 119.4844 | -0.91135 | -120.5032 | 119.4844
Line8_8_10 | 0 | 0 | 0 | 0 | 0 | 0 | 0 | 0 | 0 | 0 | 0 | 0 | 5.8389e-10 | 4.331e-10 | -2.2489e-11 | -3.0683e-10 | -3.4436e-10 | -3.4332e-10 | 3.3382e-10 | -3.2949e-10 | 1.5165e-10 | -7.5141e-11 | -4.1782e-11 | -4.2805e-11 | 0 | 0 | 0 | 0 | 0 | 0 |  | 1.1713 | 1.1796 | 1.1793 | 1.1713 | 1.1796 | 1.1793 | -0.91135 | -120.5032 | 119.4844 | -0.91135 | -120.5032 | 119.4844
Line9_3_11 | 0.10825 | 0.098902 | 0.10177 | 0.10825 | 0.098902 | 0.10177 | 0.024998 | 0.02284 | 0.023502 | 0.024998 | 0.02284 | 0.023502 | -0.0046925 | -0.0028099 | -0.0021484 | 0.0048109 | 0.0029113 | 0.0022469 | -0.028316 | -0.026299 | -0.027124 | 0.028545 | 0.026499 | 0.027332 | 98.8608 | -24.0132 | -145.5963 | -81.1392 | 155.9868 | 34.4037 |  | 1.1482 | 1.158 | 1.1577 | 1.158 | 1.1671 | 1.1669 | -0.54851 | -120.1118 | 119.8748 | -0.70564 | -120.283 | 119.7041

## LG_min_6
name | pf_ikss_a_from_ka | pf_ikss_b_from_ka | pf_ikss_c_from_ka | pf_ikss_a_to_ka | pf_ikss_b_to_ka | pf_ikss_c_to_ka | pf_skss_a_from_mw | pf_skss_b_from_mw | pf_skss_c_from_mw | pf_skss_a_to_mw | pf_skss_b_to_mw | pf_skss_c_to_mw | pf_p_a_from_mw | pf_p_b_from_mw | pf_p_c_from_mw | pf_p_a_to_mw | pf_p_b_to_mw | pf_p_c_to_mw | pf_q_a_from_mvar | pf_q_b_from_mvar | pf_q_c_from_mvar | pf_q_a_to_mvar | pf_q_b_to_mvar | pf_q_c_to_mvar | pf_ikss_a_from_degree | pf_ikss_b_from_degree | pf_ikss_c_from_degree | pf_ikss_a_to_degree | pf_ikss_b_to_degree | pf_ikss_c_to_degree | 3xI0 | pf_vm_a_from_pu | pf_vm_b_from_pu | pf_vm_c_from_pu | pf_vm_a_to_pu | pf_vm_b_to_pu | pf_vm_c_to_pu | pf_va_a_from_degree | pf_va_b_from_degree | pf_va_c_from_degree | pf_va_a_to_degree | pf_va_b_to_degree | pf_va_c_to_degree
Line0_1_2 | 0.019478 | 0.00591 | 0.003153 | 0.019478 | 0.0059101 | 0.0031531 | 0.0044982 | 0.0013648 | 0.00072815 | 0.0044982 | 0.0013649 | 0.00072817 | -9.2339e-06 | -0.0012887 | 0.00058631 | 1.4615e-05 | 0.0012889 | -0.0005864 | -3.9089e-05 | 0.00045013 | 0.00042882 | 4.4977e-05 | -0.0004501 | -0.00042896 | 94.9017 | 79.4686 | 83.7607 | -85.0983 | -100.5312 | -96.239 |  | 0.008929 | 1.0001 | 0.99759 | 0.010514 | 1.0003 | 0.99776 | -8.3895 | -119.7856 | 119.9415 | -13.0989 | -119.7803 | 119.9471
Line10_11_12 | 0.019425 | 0.0058922 | 0.0031514 | 0.019425 | 0.0058924 | 0.0031515 | 0.0044859 | 0.0013608 | 0.00072778 | 0.0044859 | 0.0013608 | 0.0007278 | -1.9995e-05 | -0.0012838 | 0.00058706 | 2.5346e-05 | 0.0012841 | -0.00058714 | -5.0673e-05 | 0.00045295 | 0.00042759 | 5.6528e-05 | -0.00045291 | -0.00042773 | 95.0252 | 79.6587 | 83.8847 | -84.9748 | -100.341 | -96.115 |  | 0.012144 | 1.0005 | 0.99793 | 0.01381 | 1.0006 | 0.9981 | -16.5084 | -119.7749 | 119.9527 | -19.1252 | -119.7695 | 119.9583
Line11_12_13 | 0.019425 | 0.0058924 | 0.0031515 | 0.019425 | 0.0058925 | 0.0031516 | 0.0044859 | 0.0013608 | 0.0007278 | 0.004486 | 0.0013608 | 0.00072783 | -2.5346e-05 | -0.0012841 | 0.00058714 | 3.0697e-05 | 0.0012844 | -0.00058722 | -5.6528e-05 | 0.00045291 | 0.00042773 | 6.2384e-05 | -0.00045288 | -0.00042787 | 95.0252 | 79.659 | 83.885 | -84.9749 | -100.3408 | -96.1148 |  | 0.01381 | 1.0006 | 0.9981 | 0.015499 | 1.0008 | 0.99827 | -19.1252 | -119.7695 | 119.9583 | -21.1753 | -119.7641 | 119.9639
Line12_13_15 | 0 | 0 | 0 | 0 | 0 | 0 | 0 | 0 | 0 | 0 | 0 | 0 | 3.1527e-10 | 7.1007e-08 | -7.1489e-08 | -1.5807e-10 | -4.7341e-08 | 4.7666e-08 | 1.2448e-09 | -4.1566e-08 | -4.0279e-08 | -8.5042e-10 | 2.7725e-08 | 2.685e-08 | 0 | 0 | 0 | 0 | 0 | 0 |  | 0.015499 | 1.0008 | 0.99827 | 0.015499 | 1.0008 | 0.99827 | -21.1753 | -119.7641 | 119.9639 | -21.1752 | -119.7641 | 119.9639
Line13_13_14 | 0.019425 | 0.0058928 | 0.0031519 | 0.019425 | 0.0058929 | 0.0031521 | 0.004486 | 0.0013609 | 0.00072791 | 0.0044861 | 0.0013609 | 0.00072794 | -3.0698e-05 | -0.0012844 | 0.00058729 | 3.6049e-05 | 0.0012847 | -0.00058737 | -6.2385e-05 | 0.00045292 | 0.00042791 | 6.8242e-05 | -0.00045289 | -0.00042806 | 95.0249 | 79.6598 | 83.886 | -84.9752 | -100.34 | -96.1138 |  | 0.015499 | 1.0008 | 0.99827 | 0.017204 | 1.0009 | 0.99844 | -21.1753 | -119.7641 | 119.9639 | -22.8208 | -119.7588 | 119.9695
Line14_15_16 | 0 | 0 | 0 | 0 | 0 | 0 | 0 | 0 | 0 | 0 | 0 | 0 | 2.1018e-10 | 4.7338e-08 | -4.7659e-08 | -5.2977e-11 | -2.3672e-08 | 2.3836e-08 | 8.2989e-10 | -2.771e-08 | -2.6852e-08 | -4.3547e-10 | 1.387e-08 | 1.3424e-08 | 0 | 0 | 0 | 0 | 0 | 0 |  | 0.015499 | 1.0008 | 0.99827 | 0.015499 | 1.0008 | 0.99827 | -21.1752 | -119.7641 | 119.9639 | -21.1752 | -119.7641 | 119.9639
Line15_16_17 | 0 | 0 | 0 | 0 | 0 | 0 | 0 | 0 | 0 | 0 | 0 | 0 | 1.0509e-10 | 2.3669e-08 | -2.383e-08 | 5.2112e-11 | -2.8724e-12 | 6.3338e-12 | 4.1494e-10 | -1.3855e-08 | -1.3426e-08 | -2.0528e-11 | 1.5105e-11 | -2.3044e-12 | 0 | 0 | 0 | 0 | 0 | 0 |  | 0.015499 | 1.0008 | 0.99827 | 0.015499 | 1.0008 | 0.99827 | -21.1752 | -119.7641 | 119.9639 | -21.1752 | -119.7641 | 119.9639
Line16_4_18 | 0 | 0 | 0 | 0 | 0 | 0 | 0 | 0 | 0 | 0 | 0 | 0 | 3.0261e-11 | 2.379e-08 | -2.3865e-08 | 3.7147e-11 | -1.1086e-12 | 8.1761e-12 | 2.8997e-10 | -1.3821e-08 | -1.3547e-08 | -8.7587e-12 | 1.4066e-11 | -3.3772e-12 | 0 | 0 | 0 | 0 | 0 | 0 |  | 0.010517 | 1.0003 | 0.99776 | 0.010517 | 1.0003 | 0.99776 | -13.1288 | -119.7803 | 119.9471 | -13.1288 | -119.7803 | 119.9471
Line17_5_19 | 0.019505 | 0.0059194 | 0.0031543 | 0.019505 | 0.0059196 | 0.0031545 | 0.0045045 | 0.001367 | 0.00072846 | 0.0045045 | 0.0013671 | 0.00072849 | -1.46e-05 | -0.0012917 | 0.00058617 | 1.9996e-05 | 0.001292 | -0.00058625 | -4.5059e-05 | 0.00044868 | 0.00042975 | 5.0964e-05 | -0.00044865 | -0.0004299 | 94.8394 | 79.3743 | 83.6999 | -85.1607 | -100.6255 | -96.2998 |  | 0.010515 | 1.0003 | 0.99776 | 0.012154 | 1.0005 | 0.99794 | -13.1139 | -119.7803 | 119.9471 | -16.583 | -119.7749 | 119.9527
Line1_1_3 | 0.019424 | 0.005892 | 0.0031511 | 0.019424 | 0.0058921 | 0.0031512 | 0.0044858 | 0.0013607 | 0.00072772 | 0.0044859 | 0.0013607 | 0.00072775 | -9.2926e-06 | -0.0012833 | 0.00058689 | 1.4644e-05 | 0.0012835 | -0.00058698 | -3.8961e-05 | 0.00045302 | 0.0004273 | 4.4817e-05 | -0.00045298 | -0.00042744 | 95.0254 | 79.6583 | 83.8842 | -84.9746 | -100.3415 | -96.1155 |  | 0.008929 | 1.0001 | 0.99759 | 0.01051 | 1.0003 | 0.99776 | -8.3895 | -119.7856 | 119.9415 | -13.0692 | -119.7803 | 119.9471
Line2_1_4 | 0.019532 | 0.0059282 | 0.003155 | 0.019532 | 0.0059283 | 0.0031551 | 0.0045106 | 0.0013691 | 0.00072861 | 0.0045107 | 0.0013691 | 0.00072864 | -9.1743e-06 | -0.0012941 | 0.00058577 | 1.4585e-05 | 0.0012944 | -0.00058585 | -3.9217e-05 | 0.00044723 | 0.00043035 | 4.5139e-05 | -0.00044719 | -0.0004305 | 94.7773 | 79.2783 | 83.6376 | -85.2228 | -100.7215 | -96.3622 |  | 0.008929 | 1.0001 | 0.99759 | 0.010517 | 1.0003 | 0.99776 | -8.3895 | -119.7856 | 119.9415 | -13.1288 | -119.7803 | 119.9471
Line3_1_5 | 0.019505 | 0.0059193 | 0.0031542 | 0.019505 | 0.0059194 | 0.0031543 | 0.0045045 | 0.001367 | 0.00072844 | 0.0045045 | 0.001367 | 0.00072846 | -9.2042e-06 | -0.0012915 | 0.00058609 | 1.46e-05 | 0.0012917 | -0.00058617 | -3.9153e-05 | 0.00044871 | 0.00042961 | 4.5059e-05 | -0.00044868 | -0.00042975 | 94.8394 | 79.374 | 83.6997 | -85.1606 | -100.6257 | -96.3001 |  | 0.008929 | 1.0001 | 0.99759 | 0.010515 | 1.0003 | 0.99776 | -8.3895 | -119.7856 | 119.9415 | -13.1139 | -119.7803 | 119.9471
Line4_2_6 | 0.019478 | 0.0059101 | 0.0031531 | 0.019478 | 0.0059102 | 0.0031532 | 0.0044982 | 0.0013649 | 0.00072817 | 0.0044983 | 0.0013649 | 0.0007282 | -1.4614e-05 | -0.0012889 | 0.0005864 | 1.9995e-05 | 0.0012892 | -0.00058648 | -4.4977e-05 | 0.0004501 | 0.00042896 | 5.0866e-05 | -0.00045006 | -0.0004291 | 94.9017 | 79.4688 | 83.761 | -85.0984 | -100.5309 | -96.2388 |  | 0.010514 | 1.0003 | 0.99776 | 0.01215 | 1.0005 | 0.99793 | -13.0989 | -119.7803 | 119.9471 | -16.5579 | -119.7749 | 119.9527
Line5_6_7 | 0.019478 | 0.0059102 | 0.0031532 | 0.019478 | 0.0059103 | 0.0031533 | 0.0044983 | 0.0013649 | 0.0007282 | 0.0044983 | 0.0013649 | 0.00072823 | -1.9995e-05 | -0.0012892 | 0.00058648 | 2.5376e-05 | 0.0012895 | -0.00058656 | -5.0866e-05 | 0.00045006 | 0.0004291 | 5.6755e-05 | -0.00045003 | -0.00042925 | 94.9016 | 79.4691 | 83.7612 | -85.0985 | -100.5307 | -96.2385 |  | 0.01215 | 1.0005 | 0.99793 | 0.013821 | 1.0006 | 0.9981 | -16.5579 | -119.7749 | 119.9527 | -19.1886 | -119.7695 | 119.9583
Line6_7_8 | 0 | 0 | 0 | 0 | 0 | 0 | 0 | 0 | 0 | 0 | 0 | 0 | 2.4144e-10 | 7.1128e-08 | -7.1525e-08 | -1.138e-10 | -4.7421e-08 | 4.769e-08 | 1.1208e-09 | -4.1533e-08 | -4.0398e-08 | -7.6387e-10 | 2.7703e-08 | 2.693e-08 | 0 | 0 | 0 | 0 | 0 | 0 |  | 0.013821 | 1.0006 | 0.9981 | 0.013821 | 1.0006 | 0.9981 | -19.1886 | -119.7695 | 119.9583 | -19.1886 | -119.7695 | 119.9583
Line7_8_9 | 0 | 0 | 0 | 0 | 0 | 0 | 0 | 0 | 0 | 0 | 0 | 0 | 8.0481e-11 | 2.3709e-08 | -2.3842e-08 | 4.716e-11 | -2.2962e-12 | 6.9362e-12 | 3.7361e-10 | -1.3844e-08 | -1.3466e-08 | -1.6656e-11 | 1.4758e-11 | -2.6628e-12 | 0 | 0 | 0 | 0 | 0 | 0 |  | 0.013821 | 1.0006 | 0.9981 | 0.013821 | 1.0006 | 0.9981 | -19.1886 | -119.7695 | 119.9583 | -19.1885 | -119.7695 | 119.9583
Line8_8_10 | 0 | 0 | 0 | 0 | 0 | 0 | 0 | 0 | 0 | 0 | 0 | 0 | 8.0481e-11 | 2.3709e-08 | -2.3842e-08 | 4.716e-11 | -2.2962e-12 | 6.9362e-12 | 3.7361e-10 | -1.3844e-08 | -1.3466e-08 | -1.6656e-11 | 1.4758e-11 | -2.6628e-12 | 0 | 0 | 0 | 0 | 0 | 0 |  | 0.013821 | 1.0006 | 0.9981 | 0.013821 | 1.0006 | 0.9981 | -19.1886 | -119.7695 | 119.9583 | -19.1885 | -119.7695 | 119.9583
Line9_3_11 | 0.019424 | 0.0058921 | 0.0031512 | 0.019425 | 0.0058922 | 0.0031514 | 0.0044859 | 0.0013607 | 0.00072775 | 0.0044859 | 0.0013608 | 0.00072778 | -1.4644e-05 | -0.0012835 | 0.00058698 | 1.9995e-05 | 0.0012838 | -0.00058706 | -4.4817e-05 | 0.00045298 | 0.00042744 | 5.0673e-05 | -0.00045295 | -0.00042759 | 95.0253 | 79.6585 | 83.8845 | -84.9747 | -100.3413 | -96.1153 |  | 0.01051 | 1.0003 | 0.99776 | 0.012144 | 1.0005 | 0.99793 | -13.0692 | -119.7803 | 119.9471 | -16.5084 | -119.7749 | 119.9527

## LG_min_10
name | pf_ikss_a_from_ka | pf_ikss_b_from_ka | pf_ikss_c_from_ka | pf_ikss_a_to_ka | pf_ikss_b_to_ka | pf_ikss_c_to_ka | pf_skss_a_from_mw | pf_skss_b_from_mw | pf_skss_c_from_mw | pf_skss_a_to_mw | pf_skss_b_to_mw | pf_skss_c_to_mw | pf_p_a_from_mw | pf_p_b_from_mw | pf_p_c_from_mw | pf_p_a_to_mw | pf_p_b_to_mw | pf_p_c_to_mw | pf_q_a_from_mvar | pf_q_b_from_mvar | pf_q_c_from_mvar | pf_q_a_to_mvar | pf_q_b_to_mvar | pf_q_c_to_mvar | pf_ikss_a_from_degree | pf_ikss_b_from_degree | pf_ikss_c_from_degree | pf_ikss_a_to_degree | pf_ikss_b_to_degree | pf_ikss_c_to_degree | 3xI0 | pf_vm_a_from_pu | pf_vm_b_from_pu | pf_vm_c_from_pu | pf_vm_a_to_pu | pf_vm_b_to_pu | pf_vm_c_to_pu | pf_va_a_from_degree | pf_va_b_from_degree | pf_va_c_from_degree | pf_va_a_to_degree | pf_va_b_to_degree | pf_va_c_to_degree
Line0_1_2 | 0.019478 | 0.00591 | 0.003153 | 0.019478 | 0.0059101 | 0.0031531 | 0.0044982 | 0.0013648 | 0.00072815 | 0.0044982 | 0.0013649 | 0.00072817 | -9.2339e-06 | -0.0012887 | 0.00058631 | 1.4615e-05 | 0.0012889 | -0.0005864 | -3.9089e-05 | 0.00045013 | 0.00042882 | 4.4977e-05 | -0.0004501 | -0.00042896 | 94.9017 | 79.4686 | 83.7607 | -85.0983 | -100.5312 | -96.239 |  | 0.008929 | 1.0001 | 0.99759 | 0.010514 | 1.0003 | 0.99776 | -8.3895 | -119.7856 | 119.9415 | -13.0989 | -119.7803 | 119.9471
Line10_11_12 | 0.019425 | 0.0058922 | 0.0031514 | 0.019425 | 0.0058924 | 0.0031515 | 0.0044859 | 0.0013608 | 0.00072778 | 0.0044859 | 0.0013608 | 0.0007278 | -1.9995e-05 | -0.0012838 | 0.00058706 | 2.5346e-05 | 0.0012841 | -0.00058714 | -5.0673e-05 | 0.00045295 | 0.00042759 | 5.6528e-05 | -0.00045291 | -0.00042773 | 95.0252 | 79.6587 | 83.8847 | -84.9748 | -100.341 | -96.115 |  | 0.012144 | 1.0005 | 0.99793 | 0.01381 | 1.0006 | 0.9981 | -16.5084 | -119.7749 | 119.9527 | -19.1252 | -119.7695 | 119.9583
Line11_12_13 | 0.019425 | 0.0058924 | 0.0031515 | 0.019425 | 0.0058925 | 0.0031516 | 0.0044859 | 0.0013608 | 0.0007278 | 0.004486 | 0.0013608 | 0.00072783 | -2.5346e-05 | -0.0012841 | 0.00058714 | 3.0697e-05 | 0.0012844 | -0.00058722 | -5.6528e-05 | 0.00045291 | 0.00042773 | 6.2384e-05 | -0.00045288 | -0.00042787 | 95.0252 | 79.659 | 83.885 | -84.9749 | -100.3408 | -96.1148 |  | 0.01381 | 1.0006 | 0.9981 | 0.015499 | 1.0008 | 0.99827 | -19.1252 | -119.7695 | 119.9583 | -21.1753 | -119.7641 | 119.9639
Line12_13_15 | 0 | 0 | 0 | 0 | 0 | 0 | 0 | 0 | 0 | 0 | 0 | 0 | 3.1527e-10 | 7.1007e-08 | -7.1489e-08 | -1.5807e-10 | -4.7341e-08 | 4.7666e-08 | 1.2448e-09 | -4.1566e-08 | -4.0279e-08 | -8.5042e-10 | 2.7725e-08 | 2.685e-08 | 0 | 0 | 0 | 0 | 0 | 0 |  | 0.015499 | 1.0008 | 0.99827 | 0.015499 | 1.0008 | 0.99827 | -21.1753 | -119.7641 | 119.9639 | -21.1752 | -119.7641 | 119.9639
Line13_13_14 | 0.019425 | 0.0058928 | 0.0031519 | 0.019425 | 0.0058929 | 0.0031521 | 0.004486 | 0.0013609 | 0.00072791 | 0.0044861 | 0.0013609 | 0.00072794 | -3.0698e-05 | -0.0012844 | 0.00058729 | 3.6049e-05 | 0.0012847 | -0.00058737 | -6.2385e-05 | 0.00045292 | 0.00042791 | 6.8242e-05 | -0.00045289 | -0.00042806 | 95.0249 | 79.6598 | 83.886 | -84.9752 | -100.34 | -96.1138 |  | 0.015499 | 1.0008 | 0.99827 | 0.017204 | 1.0009 | 0.99844 | -21.1753 | -119.7641 | 119.9639 | -22.8208 | -119.7588 | 119.9695
Line14_15_16 | 0 | 0 | 0 | 0 | 0 | 0 | 0 | 0 | 0 | 0 | 0 | 0 | 2.1018e-10 | 4.7338e-08 | -4.7659e-08 | -5.2977e-11 | -2.3672e-08 | 2.3836e-08 | 8.2989e-10 | -2.771e-08 | -2.6852e-08 | -4.3547e-10 | 1.387e-08 | 1.3424e-08 | 0 | 0 | 0 | 0 | 0 | 0 |  | 0.015499 | 1.0008 | 0.99827 | 0.015499 | 1.0008 | 0.99827 | -21.1752 | -119.7641 | 119.9639 | -21.1752 | -119.7641 | 119.9639
Line15_16_17 | 0 | 0 | 0 | 0 | 0 | 0 | 0 | 0 | 0 | 0 | 0 | 0 | 1.0509e-10 | 2.3669e-08 | -2.383e-08 | 5.2112e-11 | -2.8724e-12 | 6.3338e-12 | 4.1494e-10 | -1.3855e-08 | -1.3426e-08 | -2.0528e-11 | 1.5105e-11 | -2.3044e-12 | 0 | 0 | 0 | 0 | 0 | 0 |  | 0.015499 | 1.0008 | 0.99827 | 0.015499 | 1.0008 | 0.99827 | -21.1752 | -119.7641 | 119.9639 | -21.1752 | -119.7641 | 119.9639
Line16_4_18 | 0 | 0 | 0 | 0 | 0 | 0 | 0 | 0 | 0 | 0 | 0 | 0 | 3.0261e-11 | 2.379e-08 | -2.3865e-08 | 3.7147e-11 | -1.1086e-12 | 8.1761e-12 | 2.8997e-10 | -1.3821e-08 | -1.3547e-08 | -8.7587e-12 | 1.4066e-11 | -3.3772e-12 | 0 | 0 | 0 | 0 | 0 | 0 |  | 0.010517 | 1.0003 | 0.99776 | 0.010517 | 1.0003 | 0.99776 | -13.1288 | -119.7803 | 119.9471 | -13.1288 | -119.7803 | 119.9471
Line17_5_19 | 0.019505 | 0.0059194 | 0.0031543 | 0.019505 | 0.0059196 | 0.0031545 | 0.0045045 | 0.001367 | 0.00072846 | 0.0045045 | 0.0013671 | 0.00072849 | -1.46e-05 | -0.0012917 | 0.00058617 | 1.9996e-05 | 0.001292 | -0.00058625 | -4.5059e-05 | 0.00044868 | 0.00042975 | 5.0964e-05 | -0.00044865 | -0.0004299 | 94.8394 | 79.3743 | 83.6999 | -85.1607 | -100.6255 | -96.2998 |  | 0.010515 | 1.0003 | 0.99776 | 0.012154 | 1.0005 | 0.99794 | -13.1139 | -119.7803 | 119.9471 | -16.583 | -119.7749 | 119.9527
Line1_1_3 | 0.019424 | 0.005892 | 0.0031511 | 0.019424 | 0.0058921 | 0.0031512 | 0.0044858 | 0.0013607 | 0.00072772 | 0.0044859 | 0.0013607 | 0.00072775 | -9.2926e-06 | -0.0012833 | 0.00058689 | 1.4644e-05 | 0.0012835 | -0.00058698 | -3.8961e-05 | 0.00045302 | 0.0004273 | 4.4817e-05 | -0.00045298 | -0.00042744 | 95.0254 | 79.6583 | 83.8842 | -84.9746 | -100.3415 | -96.1155 |  | 0.008929 | 1.0001 | 0.99759 | 0.01051 | 1.0003 | 0.99776 | -8.3895 | -119.7856 | 119.9415 | -13.0692 | -119.7803 | 119.9471
Line2_1_4 | 0.019532 | 0.0059282 | 0.003155 | 0.019532 | 0.0059283 | 0.0031551 | 0.0045106 | 0.0013691 | 0.00072861 | 0.0045107 | 0.0013691 | 0.00072864 | -9.1743e-06 | -0.0012941 | 0.00058577 | 1.4585e-05 | 0.0012944 | -0.00058585 | -3.9217e-05 | 0.00044723 | 0.00043035 | 4.5139e-05 | -0.00044719 | -0.0004305 | 94.7773 | 79.2783 | 83.6376 | -85.2228 | -100.7215 | -96.3622 |  | 0.008929 | 1.0001 | 0.99759 | 0.010517 | 1.0003 | 0.99776 | -8.3895 | -119.7856 | 119.9415 | -13.1288 | -119.7803 | 119.9471
Line3_1_5 | 0.019505 | 0.0059193 | 0.0031542 | 0.019505 | 0.0059194 | 0.0031543 | 0.0045045 | 0.001367 | 0.00072844 | 0.0045045 | 0.001367 | 0.00072846 | -9.2042e-06 | -0.0012915 | 0.00058609 | 1.46e-05 | 0.0012917 | -0.00058617 | -3.9153e-05 | 0.00044871 | 0.00042961 | 4.5059e-05 | -0.00044868 | -0.00042975 | 94.8394 | 79.374 | 83.6997 | -85.1606 | -100.6257 | -96.3001 |  | 0.008929 | 1.0001 | 0.99759 | 0.010515 | 1.0003 | 0.99776 | -8.3895 | -119.7856 | 119.9415 | -13.1139 | -119.7803 | 119.9471
Line4_2_6 | 0.019478 | 0.0059101 | 0.0031531 | 0.019478 | 0.0059102 | 0.0031532 | 0.0044982 | 0.0013649 | 0.00072817 | 0.0044983 | 0.0013649 | 0.0007282 | -1.4614e-05 | -0.0012889 | 0.0005864 | 1.9995e-05 | 0.0012892 | -0.00058648 | -4.4977e-05 | 0.0004501 | 0.00042896 | 5.0866e-05 | -0.00045006 | -0.0004291 | 94.9017 | 79.4688 | 83.761 | -85.0984 | -100.5309 | -96.2388 |  | 0.010514 | 1.0003 | 0.99776 | 0.01215 | 1.0005 | 0.99793 | -13.0989 | -119.7803 | 119.9471 | -16.5579 | -119.7749 | 119.9527
Line5_6_7 | 0.019478 | 0.0059102 | 0.0031532 | 0.019478 | 0.0059103 | 0.0031533 | 0.0044983 | 0.0013649 | 0.0007282 | 0.0044983 | 0.0013649 | 0.00072823 | -1.9995e-05 | -0.0012892 | 0.00058648 | 2.5376e-05 | 0.0012895 | -0.00058656 | -5.0866e-05 | 0.00045006 | 0.0004291 | 5.6755e-05 | -0.00045003 | -0.00042925 | 94.9016 | 79.4691 | 83.7612 | -85.0985 | -100.5307 | -96.2385 |  | 0.01215 | 1.0005 | 0.99793 | 0.013821 | 1.0006 | 0.9981 | -16.5579 | -119.7749 | 119.9527 | -19.1886 | -119.7695 | 119.9583
Line6_7_8 | 0 | 0 | 0 | 0 | 0 | 0 | 0 | 0 | 0 | 0 | 0 | 0 | 2.4144e-10 | 7.1128e-08 | -7.1525e-08 | -1.138e-10 | -4.7421e-08 | 4.769e-08 | 1.1208e-09 | -4.1533e-08 | -4.0398e-08 | -7.6387e-10 | 2.7703e-08 | 2.693e-08 | 0 | 0 | 0 | 0 | 0 | 0 |  | 0.013821 | 1.0006 | 0.9981 | 0.013821 | 1.0006 | 0.9981 | -19.1886 | -119.7695 | 119.9583 | -19.1886 | -119.7695 | 119.9583
Line7_8_9 | 0 | 0 | 0 | 0 | 0 | 0 | 0 | 0 | 0 | 0 | 0 | 0 | 8.0481e-11 | 2.3709e-08 | -2.3842e-08 | 4.716e-11 | -2.2962e-12 | 6.9362e-12 | 3.7361e-10 | -1.3844e-08 | -1.3466e-08 | -1.6656e-11 | 1.4758e-11 | -2.6628e-12 | 0 | 0 | 0 | 0 | 0 | 0 |  | 0.013821 | 1.0006 | 0.9981 | 0.013821 | 1.0006 | 0.9981 | -19.1886 | -119.7695 | 119.9583 | -19.1885 | -119.7695 | 119.9583
Line8_8_10 | 0 | 0 | 0 | 0 | 0 | 0 | 0 | 0 | 0 | 0 | 0 | 0 | 8.0481e-11 | 2.3709e-08 | -2.3842e-08 | 4.716e-11 | -2.2962e-12 | 6.9362e-12 | 3.7361e-10 | -1.3844e-08 | -1.3466e-08 | -1.6656e-11 | 1.4758e-11 | -2.6628e-12 | 0 | 0 | 0 | 0 | 0 | 0 |  | 0.013821 | 1.0006 | 0.9981 | 0.013821 | 1.0006 | 0.9981 | -19.1886 | -119.7695 | 119.9583 | -19.1885 | -119.7695 | 119.9583
Line9_3_11 | 0.019424 | 0.0058921 | 0.0031512 | 0.019425 | 0.0058922 | 0.0031514 | 0.0044859 | 0.0013607 | 0.00072775 | 0.0044859 | 0.0013608 | 0.00072778 | -1.4644e-05 | -0.0012835 | 0.00058698 | 1.9995e-05 | 0.0012838 | -0.00058706 | -4.4817e-05 | 0.00045298 | 0.00042744 | 5.0673e-05 | -0.00045295 | -0.00042759 | 95.0253 | 79.6585 | 83.8845 | -84.9747 | -100.3413 | -96.1153 |  | 0.01051 | 1.0003 | 0.99776 | 0.012144 | 1.0005 | 0.99793 | -13.0692 | -119.7803 | 119.9471 | -16.5084 | -119.7749 | 119.9527

## LG_min_fault_6
name | pf_ikss_a_from_ka | pf_ikss_b_from_ka | pf_ikss_c_from_ka | pf_ikss_a_to_ka | pf_ikss_b_to_ka | pf_ikss_c_to_ka | pf_skss_a_from_mw | pf_skss_b_from_mw | pf_skss_c_from_mw | pf_skss_a_to_mw | pf_skss_b_to_mw | pf_skss_c_to_mw | pf_p_a_from_mw | pf_p_b_from_mw | pf_p_c_from_mw | pf_p_a_to_mw | pf_p_b_to_mw | pf_p_c_to_mw | pf_q_a_from_mvar | pf_q_b_from_mvar | pf_q_c_from_mvar | pf_q_a_to_mvar | pf_q_b_to_mvar | pf_q_c_to_mvar | pf_ikss_a_from_degree | pf_ikss_b_from_degree | pf_ikss_c_from_degree | pf_ikss_a_to_degree | pf_ikss_b_to_degree | pf_ikss_c_to_degree | 3xI0 | pf_vm_a_from_pu | pf_vm_b_from_pu | pf_vm_c_from_pu | pf_vm_a_to_pu | pf_vm_b_to_pu | pf_vm_c_to_pu | pf_va_a_from_degree | pf_va_b_from_degree | pf_va_c_from_degree | pf_va_a_to_degree | pf_va_b_to_degree | pf_va_c_to_degree
Line0_1_2 | 0.00033961 | 0.00010305 | 5.4975e-05 | 0.00033961 | 0.00010305 | 5.4977e-05 | 7.843e-05 | 2.3797e-05 | 1.2696e-05 | 7.8431e-05 | 2.3798e-05 | 1.2696e-05 | -5.3932e-05 | -1.2567e-05 | 1.2684e-05 | 5.3934e-05 | 1.2567e-05 | -1.2685e-05 | -5.5485e-05 | 2.0208e-05 | -5.361e-07 | 5.5487e-05 | -2.0208e-05 | 5.3613e-07 | 133.5589 | 118.1258 | 122.4179 | -46.4412 | -61.874 | -57.5819 |  | 0.98658 | 0.99996 | 0.99998 | 0.98661 | 0.99996 | 0.99998 | -0.62798 | -119.997 | 119.9977 | -0.62793 | -119.9968 | 119.9979
Line10_11_12 | 0.00033868 | 0.00010274 | 5.4947e-05 | 0.00033869 | 0.00010274 | 5.4949e-05 | 7.8216e-05 | 2.3726e-05 | 1.2689e-05 | 7.8216e-05 | 2.3726e-05 | 1.269e-05 | -5.3907e-05 | -1.2462e-05 | 1.2677e-05 | 5.3909e-05 | 1.2463e-05 | -1.2677e-05 | -5.5221e-05 | 2.0188e-05 | -5.6319e-07 | 5.5223e-05 | -2.0189e-05 | 5.6322e-07 | 133.6824 | 118.3159 | 122.5419 | -46.3177 | -61.6839 | -57.4579 |  | 0.98664 | 0.99996 | 0.99998 | 0.98667 | 0.99996 | 0.99998 | -0.62786 | -119.9967 | 119.9981 | -0.6278 | -119.9965 | 119.9982
Line11_12_13 | 0.00033869 | 0.00010274 | 5.4949e-05 | 0.00033869 | 0.00010274 | 5.4951e-05 | 7.8216e-05 | 2.3726e-05 | 1.269e-05 | 7.8217e-05 | 2.3727e-05 | 1.269e-05 | -5.3909e-05 | -1.2463e-05 | 1.2677e-05 | 5.3911e-05 | 1.2463e-05 | -1.2678e-05 | -5.5223e-05 | 2.0189e-05 | -5.6322e-07 | 5.5225e-05 | -2.0189e-05 | 5.6326e-07 | 133.6823 | 118.3161 | 122.5421 | -46.3177 | -61.6837 | -57.4576 |  | 0.98667 | 0.99996 | 0.99998 | 0.9867 | 0.99997 | 0.99998 | -0.6278 | -119.9965 | 119.9982 | -0.62775 | -119.9963 | 119.9984
Line12_13_15 | 0 | 0 | 0 | 0 | 0 | 0 | 0 | 0 | 0 | 0 | 0 | 0 | 7.6212e-10 | 5.0825e-10 | -1.4146e-09 | -4.6018e-10 | -3.3871e-10 | 9.4314e-10 | 1.2046e-09 | -1.3403e-09 | 2.2974e-10 | -8.4267e-10 | 8.9377e-10 | -1.5326e-10 | 0 | 0 | 0 | 0 | 0 | 0 |  | 0.9867 | 0.99997 | 0.99998 | 0.9867 | 0.99997 | 0.99998 | -0.62775 | -119.9963 | 119.9984 | -0.62775 | -119.9963 | 119.9984
Line13_13_14 | 0.00033869 | 0.00010275 | 5.4957e-05 | 0.0003387 | 0.00010275 | 5.4959e-05 | 7.8218e-05 | 2.3728e-05 | 1.2692e-05 | 7.8219e-05 | 2.3729e-05 | 1.2692e-05 | -5.3912e-05 | -1.2463e-05 | 1.2679e-05 | 5.3914e-05 | 1.2464e-05 | -1.268e-05 | -5.5227e-05 | 2.0191e-05 | -5.6349e-07 | 5.5229e-05 | -2.0191e-05 | 5.6353e-07 | 133.682 | 118.317 | 122.5431 | -46.318 | -61.6828 | -57.4566 |  | 0.9867 | 0.99997 | 0.99998 | 0.98673 | 0.99997 | 0.99998 | -0.62775 | -119.9963 | 119.9984 | -0.62769 | -119.9961 | 119.9986
Line14_15_16 | 0 | 0 | 0 | 0 | 0 | 0 | 0 | 0 | 0 | 0 | 0 | 0 | 5.0808e-10 | 3.3883e-10 | -9.4308e-10 | -2.0614e-10 | -1.6929e-10 | 4.716e-10 | 8.0304e-10 | -8.9353e-10 | 1.5316e-10 | -4.4116e-10 | 4.47e-10 | -7.6682e-11 | 0 | 0 | 0 | 0 | 0 | 0 |  | 0.9867 | 0.99997 | 0.99998 | 0.9867 | 0.99997 | 0.99998 | -0.62775 | -119.9963 | 119.9984 | -0.62775 | -119.9963 | 119.9984
Line15_16_17 | 0 | 0 | 0 | 0 | 0 | 0 | 0 | 0 | 0 | 0 | 0 | 0 | 2.5404e-10 | 1.6942e-10 | -4.7154e-10 | 4.7896e-11 | 1.2626e-13 | 6.1307e-14 | 4.0152e-10 | -4.4677e-10 | 7.6581e-11 | -3.9638e-11 | 2.3625e-13 | -1.005e-13 | 0 | 0 | 0 | 0 | 0 | 0 |  | 0.9867 | 0.99997 | 0.99998 | 0.9867 | 0.99997 | 0.99998 | -0.62775 | -119.9963 | 119.9984 | -0.62775 | -119.9963 | 119.9984
Line16_4_18 | 0 | 0 | 0 | 0 | 0 | 0 | 0 | 0 | 0 | 0 | 0 | 0 | 2.5352e-10 | 1.7163e-10 | -4.7359e-10 | 4.8225e-11 | 1.3882e-13 | 7.4825e-14 | 4.0393e-10 | -4.478e-10 | 7.522e-11 | -3.9646e-11 | 2.03e-13 | -1.3526e-13 | 0 | 0 | 0 | 0 | 0 | 0 |  | 0.98661 | 0.99996 | 0.99998 | 0.98661 | 0.99996 | 0.99998 | -0.62793 | -119.9968 | 119.9979 | -0.62793 | -119.9968 | 119.9979
Line17_5_19 | 0.00034009 | 0.00010321 | 5.4999e-05 | 0.00034009 | 0.00010321 | 5.5001e-05 | 7.854e-05 | 2.3836e-05 | 1.2701e-05 | 7.854e-05 | 2.3836e-05 | 1.2702e-05 | -5.3949e-05 | -1.262e-05 | 1.269e-05 | 5.3951e-05 | 1.2621e-05 | -1.2691e-05 | -5.5623e-05 | 2.0219e-05 | -5.2283e-07 | 5.5626e-05 | -2.022e-05 | 5.2287e-07 | 133.4965 | 118.0314 | 122.3571 | -46.5035 | -61.9684 | -57.6427 |  | 0.98661 | 0.99996 | 0.99998 | 0.98664 | 0.99996 | 0.99998 | -0.62793 | -119.9968 | 119.9979 | -0.62787 | -119.9967 | 119.9981
Line1_1_3 | 0.00033868 | 0.00010273 | 5.4943e-05 | 0.00033868 | 0.00010273 | 5.4945e-05 | 7.8215e-05 | 2.3725e-05 | 1.2688e-05 | 7.8215e-05 | 2.3726e-05 | 1.2689e-05 | -5.3903e-05 | -1.2462e-05 | 1.2676e-05 | 5.3905e-05 | 1.2462e-05 | -1.2676e-05 | -5.5217e-05 | 2.0187e-05 | -5.6312e-07 | 5.5219e-05 | -2.0188e-05 | 5.6315e-07 | 133.6825 | 118.3154 | 122.5414 | -46.3175 | -61.6843 | -57.4584 |  | 0.98658 | 0.99996 | 0.99998 | 0.98661 | 0.99996 | 0.99998 | -0.62798 | -119.997 | 119.9977 | -0.62792 | -119.9968 | 119.9979
Line2_1_4 | 0.00034055 | 0.00010336 | 5.501e-05 | 0.00034055 | 0.00010337 | 5.5012e-05 | 7.8647e-05 | 2.3871e-05 | 1.2704e-05 | 7.8648e-05 | 2.3871e-05 | 1.2705e-05 | -5.396e-05 | -1.2673e-05 | 1.2694e-05 | 5.3962e-05 | 1.2673e-05 | -1.2694e-05 | -5.5756e-05 | 2.0228e-05 | -5.0917e-07 | 5.5758e-05 | -2.0228e-05 | 5.092e-07 | 133.4344 | 117.9354 | 122.2947 | -46.5656 | -62.0644 | -57.705 |  | 0.98658 | 0.99996 | 0.99998 | 0.98661 | 0.99996 | 0.99998 | -0.62798 | -119.997 | 119.9977 | -0.62793 | -119.9968 | 119.9979
Line3_1_5 | 0.00034009 | 0.00010321 | 5.4997e-05 | 0.00034009 | 0.00010321 | 5.4999e-05 | 7.854e-05 | 2.3835e-05 | 1.2701e-05 | 7.854e-05 | 2.3836e-05 | 1.2701e-05 | -5.3947e-05 | -1.262e-05 | 1.269e-05 | 5.3949e-05 | 1.262e-05 | -1.269e-05 | -5.5621e-05 | 2.0219e-05 | -5.228e-07 | 5.5623e-05 | -2.0219e-05 | 5.2283e-07 | 133.4966 | 118.0312 | 122.3568 | -46.5035 | -61.9686 | -57.6429 |  | 0.98658 | 0.99996 | 0.99998 | 0.98661 | 0.99996 | 0.99998 | -0.62798 | -119.997 | 119.9977 | -0.62793 | -119.9968 | 119.9979
Line4_2_6 | 0.00033961 | 0.00010305 | 5.4977e-05 | 0.00033962 | 0.00010305 | 5.4979e-05 | 7.8431e-05 | 2.3798e-05 | 1.2696e-05 | 7.8431e-05 | 2.3798e-05 | 1.2697e-05 | -5.3934e-05 | -1.2567e-05 | 1.2685e-05 | 5.3936e-05 | 1.2567e-05 | -1.2685e-05 | -5.5487e-05 | 2.0208e-05 | -5.3613e-07 | 5.5489e-05 | -2.0208e-05 | 5.3617e-07 | 133.5588 | 118.126 | 122.4181 | -46.4412 | -61.8738 | -57.5816 |  | 0.98661 | 0.99996 | 0.99998 | 0.98664 | 0.99996 | 0.99998 | -0.62793 | -119.9968 | 119.9979 | -0.62787 | -119.9967 | 119.9981
Line5_6_7 | 0.00033962 | 0.00010305 | 5.4979e-05 | 0.00033962 | 0.00010305 | 5.4981e-05 | 7.8431e-05 | 2.3798e-05 | 1.2697e-05 | 7.8432e-05 | 2.3799e-05 | 1.2697e-05 | -5.3936e-05 | -1.2567e-05 | 1.2685e-05 | 5.3938e-05 | 1.2568e-05 | -1.2686e-05 | -5.5489e-05 | 2.0208e-05 | -5.3617e-07 | 5.5492e-05 | -2.0209e-05 | 5.3621e-07 | 133.5587 | 118.1262 | 122.4184 | -46.4413 | -61.8736 | -57.5814 |  | 0.98664 | 0.99996 | 0.99998 | 0.98667 | 0.99996 | 0.99998 | -0.62787 | -119.9967 | 119.9981 | -0.62782 | -119.9965 | 119.9983
Line6_7_8 | 0 | 0 | 0 | 0 | 0 | 0 | 0 | 0 | 0 | 0 | 0 | 0 | 7.6162e-10 | 5.1045e-10 | -1.4167e-09 | -4.5974e-10 | -3.4017e-10 | 9.4451e-10 | 1.207e-09 | -1.3413e-09 | 2.284e-10 | -8.4428e-10 | 8.9445e-10 | -1.5238e-10 | 0 | 0 | 0 | 0 | 0 | 0 |  | 0.98667 | 0.99996 | 0.99998 | 0.98667 | 0.99996 | 0.99998 | -0.62782 | -119.9965 | 119.9983 | -0.62782 | -119.9965 | 119.9983
Line7_8_9 | 0 | 0 | 0 | 0 | 0 | 0 | 0 | 0 | 0 | 0 | 0 | 0 | 2.5387e-10 | 1.7015e-10 | -4.7222e-10 | 4.8005e-11 | 1.3028e-13 | 6.5642e-14 | 4.0232e-10 | -4.4711e-10 | 7.6134e-11 | -3.9641e-11 | 2.2528e-13 | -1.1197e-13 | 0 | 0 | 0 | 0 | 0 | 0 |  | 0.98667 | 0.99996 | 0.99998 | 0.98667 | 0.99996 | 0.99998 | -0.62782 | -119.9965 | 119.9983 | -0.62782 | -119.9965 | 119.9983
Line8_8_10 | 0 | 0 | 0 | 0 | 0 | 0 | 0 | 0 | 0 | 0 | 0 | 0 | 2.5387e-10 | 1.7015e-10 | -4.7222e-10 | 4.8005e-11 | 1.3028e-13 | 6.5641e-14 | 4.0232e-10 | -4.4711e-10 | 7.6134e-11 | -3.9641e-11 | 2.2528e-13 | -1.1197e-13 | 0 | 0 | 0 | 0 | 0 | 0 |  | 0.98667 | 0.99996 | 0.99998 | 0.98667 | 0.99996 | 0.99998 | -0.62782 | -119.9965 | 119.9983 | -0.62782 | -119.9965 | 119.9983
Line9_3_11 | 0.00033868 | 0.00010273 | 5.4945e-05 | 0.00033868 | 0.00010274 | 5.4947e-05 | 7.8215e-05 | 2.3726e-05 | 1.2689e-05 | 7.8216e-05 | 2.3726e-05 | 1.2689e-05 | -5.3905e-05 | -1.2462e-05 | 1.2676e-05 | 5.3907e-05 | 1.2462e-05 | -1.2677e-05 | -5.5219e-05 | 2.0188e-05 | -5.6315e-07 | 5.5221e-05 | -2.0188e-05 | 5.6319e-07 | 133.6824 | 118.3157 | 122.5416 | -46.3176 | -61.6841 | -57.4581 |  | 0.98661 | 0.99996 | 0.99998 | 0.98664 | 0.99996 | 0.99998 | -0.62792 | -119.9968 | 119.9979 | -0.62786 | -119.9967 | 119.9981

## LG_min_fault_10
name | pf_ikss_a_from_ka | pf_ikss_b_from_ka | pf_ikss_c_from_ka | pf_ikss_a_to_ka | pf_ikss_b_to_ka | pf_ikss_c_to_ka | pf_skss_a_from_mw | pf_skss_b_from_mw | pf_skss_c_from_mw | pf_skss_a_to_mw | pf_skss_b_to_mw | pf_skss_c_to_mw | pf_p_a_from_mw | pf_p_b_from_mw | pf_p_c_from_mw | pf_p_a_to_mw | pf_p_b_to_mw | pf_p_c_to_mw | pf_q_a_from_mvar | pf_q_b_from_mvar | pf_q_c_from_mvar | pf_q_a_to_mvar | pf_q_b_to_mvar | pf_q_c_to_mvar | pf_ikss_a_from_degree | pf_ikss_b_from_degree | pf_ikss_c_from_degree | pf_ikss_a_to_degree | pf_ikss_b_to_degree | pf_ikss_c_to_degree | 3xI0 | pf_vm_a_from_pu | pf_vm_b_from_pu | pf_vm_c_from_pu | pf_vm_a_to_pu | pf_vm_b_to_pu | pf_vm_c_to_pu | pf_va_a_from_degree | pf_va_b_from_degree | pf_va_c_from_degree | pf_va_a_to_degree | pf_va_b_to_degree | pf_va_c_to_degree
Line0_1_2 | 0.00033961 | 0.00010305 | 5.4975e-05 | 0.00033961 | 0.00010305 | 5.4977e-05 | 7.843e-05 | 2.3797e-05 | 1.2696e-05 | 7.8431e-05 | 2.3798e-05 | 1.2696e-05 | -5.3932e-05 | -1.2567e-05 | 1.2684e-05 | 5.3934e-05 | 1.2567e-05 | -1.2685e-05 | -5.5485e-05 | 2.0208e-05 | -5.361e-07 | 5.5487e-05 | -2.0208e-05 | 5.3613e-07 | 133.5589 | 118.1258 | 122.4179 | -46.4412 | -61.874 | -57.5819 |  | 0.98658 | 0.99996 | 0.99998 | 0.98661 | 0.99996 | 0.99998 | -0.62798 | -119.997 | 119.9977 | -0.62793 | -119.9968 | 119.9979
Line10_11_12 | 0.00033868 | 0.00010274 | 5.4947e-05 | 0.00033869 | 0.00010274 | 5.4949e-05 | 7.8216e-05 | 2.3726e-05 | 1.2689e-05 | 7.8216e-05 | 2.3726e-05 | 1.269e-05 | -5.3907e-05 | -1.2462e-05 | 1.2677e-05 | 5.3909e-05 | 1.2463e-05 | -1.2677e-05 | -5.5221e-05 | 2.0188e-05 | -5.6319e-07 | 5.5223e-05 | -2.0189e-05 | 5.6322e-07 | 133.6824 | 118.3159 | 122.5419 | -46.3177 | -61.6839 | -57.4579 |  | 0.98664 | 0.99996 | 0.99998 | 0.98667 | 0.99996 | 0.99998 | -0.62786 | -119.9967 | 119.9981 | -0.6278 | -119.9965 | 119.9982
Line11_12_13 | 0.00033869 | 0.00010274 | 5.4949e-05 | 0.00033869 | 0.00010274 | 5.4951e-05 | 7.8216e-05 | 2.3726e-05 | 1.269e-05 | 7.8217e-05 | 2.3727e-05 | 1.269e-05 | -5.3909e-05 | -1.2463e-05 | 1.2677e-05 | 5.3911e-05 | 1.2463e-05 | -1.2678e-05 | -5.5223e-05 | 2.0189e-05 | -5.6322e-07 | 5.5225e-05 | -2.0189e-05 | 5.6326e-07 | 133.6823 | 118.3161 | 122.5421 | -46.3177 | -61.6837 | -57.4576 |  | 0.98667 | 0.99996 | 0.99998 | 0.9867 | 0.99997 | 0.99998 | -0.6278 | -119.9965 | 119.9982 | -0.62775 | -119.9963 | 119.9984
Line12_13_15 | 0 | 0 | 0 | 0 | 0 | 0 | 0 | 0 | 0 | 0 | 0 | 0 | 7.6212e-10 | 5.0825e-10 | -1.4146e-09 | -4.6018e-10 | -3.3871e-10 | 9.4314e-10 | 1.2046e-09 | -1.3403e-09 | 2.2974e-10 | -8.4267e-10 | 8.9377e-10 | -1.5326e-10 | 0 | 0 | 0 | 0 | 0 | 0 |  | 0.9867 | 0.99997 | 0.99998 | 0.9867 | 0.99997 | 0.99998 | -0.62775 | -119.9963 | 119.9984 | -0.62775 | -119.9963 | 119.9984
Line13_13_14 | 0.00033869 | 0.00010275 | 5.4957e-05 | 0.0003387 | 0.00010275 | 5.4959e-05 | 7.8218e-05 | 2.3728e-05 | 1.2692e-05 | 7.8219e-05 | 2.3729e-05 | 1.2692e-05 | -5.3912e-05 | -1.2463e-05 | 1.2679e-05 | 5.3914e-05 | 1.2464e-05 | -1.268e-05 | -5.5227e-05 | 2.0191e-05 | -5.6349e-07 | 5.5229e-05 | -2.0191e-05 | 5.6353e-07 | 133.682 | 118.317 | 122.5431 | -46.318 | -61.6828 | -57.4566 |  | 0.9867 | 0.99997 | 0.99998 | 0.98673 | 0.99997 | 0.99998 | -0.62775 | -119.9963 | 119.9984 | -0.62769 | -119.9961 | 119.9986
Line14_15_16 | 0 | 0 | 0 | 0 | 0 | 0 | 0 | 0 | 0 | 0 | 0 | 0 | 5.0808e-10 | 3.3883e-10 | -9.4308e-10 | -2.0614e-10 | -1.6929e-10 | 4.716e-10 | 8.0304e-10 | -8.9353e-10 | 1.5316e-10 | -4.4116e-10 | 4.47e-10 | -7.6682e-11 | 0 | 0 | 0 | 0 | 0 | 0 |  | 0.9867 | 0.99997 | 0.99998 | 0.9867 | 0.99997 | 0.99998 | -0.62775 | -119.9963 | 119.9984 | -0.62775 | -119.9963 | 119.9984
Line15_16_17 | 0 | 0 | 0 | 0 | 0 | 0 | 0 | 0 | 0 | 0 | 0 | 0 | 2.5404e-10 | 1.6942e-10 | -4.7154e-10 | 4.7896e-11 | 1.2626e-13 | 6.1307e-14 | 4.0152e-10 | -4.4677e-10 | 7.6581e-11 | -3.9638e-11 | 2.3625e-13 | -1.005e-13 | 0 | 0 | 0 | 0 | 0 | 0 |  | 0.9867 | 0.99997 | 0.99998 | 0.9867 | 0.99997 | 0.99998 | -0.62775 | -119.9963 | 119.9984 | -0.62775 | -119.9963 | 119.9984
Line16_4_18 | 0 | 0 | 0 | 0 | 0 | 0 | 0 | 0 | 0 | 0 | 0 | 0 | 2.5352e-10 | 1.7163e-10 | -4.7359e-10 | 4.8225e-11 | 1.3882e-13 | 7.4825e-14 | 4.0393e-10 | -4.478e-10 | 7.522e-11 | -3.9646e-11 | 2.03e-13 | -1.3526e-13 | 0 | 0 | 0 | 0 | 0 | 0 |  | 0.98661 | 0.99996 | 0.99998 | 0.98661 | 0.99996 | 0.99998 | -0.62793 | -119.9968 | 119.9979 | -0.62793 | -119.9968 | 119.9979
Line17_5_19 | 0.00034009 | 0.00010321 | 5.4999e-05 | 0.00034009 | 0.00010321 | 5.5001e-05 | 7.854e-05 | 2.3836e-05 | 1.2701e-05 | 7.854e-05 | 2.3836e-05 | 1.2702e-05 | -5.3949e-05 | -1.262e-05 | 1.269e-05 | 5.3951e-05 | 1.2621e-05 | -1.2691e-05 | -5.5623e-05 | 2.0219e-05 | -5.2283e-07 | 5.5626e-05 | -2.022e-05 | 5.2287e-07 | 133.4965 | 118.0314 | 122.3571 | -46.5035 | -61.9684 | -57.6427 |  | 0.98661 | 0.99996 | 0.99998 | 0.98664 | 0.99996 | 0.99998 | -0.62793 | -119.9968 | 119.9979 | -0.62787 | -119.9967 | 119.9981
Line1_1_3 | 0.00033868 | 0.00010273 | 5.4943e-05 | 0.00033868 | 0.00010273 | 5.4945e-05 | 7.8215e-05 | 2.3725e-05 | 1.2688e-05 | 7.8215e-05 | 2.3726e-05 | 1.2689e-05 | -5.3903e-05 | -1.2462e-05 | 1.2676e-05 | 5.3905e-05 | 1.2462e-05 | -1.2676e-05 | -5.5217e-05 | 2.0187e-05 | -5.6312e-07 | 5.5219e-05 | -2.0188e-05 | 5.6315e-07 | 133.6825 | 118.3154 | 122.5414 | -46.3175 | -61.6843 | -57.4584 |  | 0.98658 | 0.99996 | 0.99998 | 0.98661 | 0.99996 | 0.99998 | -0.62798 | -119.997 | 119.9977 | -0.62792 | -119.9968 | 119.9979
Line2_1_4 | 0.00034055 | 0.00010336 | 5.501e-05 | 0.00034055 | 0.00010337 | 5.5012e-05 | 7.8647e-05 | 2.3871e-05 | 1.2704e-05 | 7.8648e-05 | 2.3871e-05 | 1.2705e-05 | -5.396e-05 | -1.2673e-05 | 1.2694e-05 | 5.3962e-05 | 1.2673e-05 | -1.2694e-05 | -5.5756e-05 | 2.0228e-05 | -5.0917e-07 | 5.5758e-05 | -2.0228e-05 | 5.092e-07 | 133.4344 | 117.9354 | 122.2947 | -46.5656 | -62.0644 | -57.705 |  | 0.98658 | 0.99996 | 0.99998 | 0.98661 | 0.99996 | 0.99998 | -0.62798 | -119.997 | 119.9977 | -0.62793 | -119.9968 | 119.9979
Line3_1_5 | 0.00034009 | 0.00010321 | 5.4997e-05 | 0.00034009 | 0.00010321 | 5.4999e-05 | 7.854e-05 | 2.3835e-05 | 1.2701e-05 | 7.854e-05 | 2.3836e-05 | 1.2701e-05 | -5.3947e-05 | -1.262e-05 | 1.269e-05 | 5.3949e-05 | 1.262e-05 | -1.269e-05 | -5.5621e-05 | 2.0219e-05 | -5.228e-07 | 5.5623e-05 | -2.0219e-05 | 5.2283e-07 | 133.4966 | 118.0312 | 122.3568 | -46.5035 | -61.9686 | -57.6429 |  | 0.98658 | 0.99996 | 0.99998 | 0.98661 | 0.99996 | 0.99998 | -0.62798 | -119.997 | 119.9977 | -0.62793 | -119.9968 | 119.9979
Line4_2_6 | 0.00033961 | 0.00010305 | 5.4977e-05 | 0.00033962 | 0.00010305 | 5.4979e-05 | 7.8431e-05 | 2.3798e-05 | 1.2696e-05 | 7.8431e-05 | 2.3798e-05 | 1.2697e-05 | -5.3934e-05 | -1.2567e-05 | 1.2685e-05 | 5.3936e-05 | 1.2567e-05 | -1.2685e-05 | -5.5487e-05 | 2.0208e-05 | -5.3613e-07 | 5.5489e-05 | -2.0208e-05 | 5.3617e-07 | 133.5588 | 118.126 | 122.4181 | -46.4412 | -61.8738 | -57.5816 |  | 0.98661 | 0.99996 | 0.99998 | 0.98664 | 0.99996 | 0.99998 | -0.62793 | -119.9968 | 119.9979 | -0.62787 | -119.9967 | 119.9981
Line5_6_7 | 0.00033962 | 0.00010305 | 5.4979e-05 | 0.00033962 | 0.00010305 | 5.4981e-05 | 7.8431e-05 | 2.3798e-05 | 1.2697e-05 | 7.8432e-05 | 2.3799e-05 | 1.2697e-05 | -5.3936e-05 | -1.2567e-05 | 1.2685e-05 | 5.3938e-05 | 1.2568e-05 | -1.2686e-05 | -5.5489e-05 | 2.0208e-05 | -5.3617e-07 | 5.5492e-05 | -2.0209e-05 | 5.3621e-07 | 133.5587 | 118.1262 | 122.4184 | -46.4413 | -61.8736 | -57.5814 |  | 0.98664 | 0.99996 | 0.99998 | 0.98667 | 0.99996 | 0.99998 | -0.62787 | -119.9967 | 119.9981 | -0.62782 | -119.9965 | 119.9983
Line6_7_8 | 0 | 0 | 0 | 0 | 0 | 0 | 0 | 0 | 0 | 0 | 0 | 0 | 7.6162e-10 | 5.1045e-10 | -1.4167e-09 | -4.5974e-10 | -3.4017e-10 | 9.4451e-10 | 1.207e-09 | -1.3413e-09 | 2.284e-10 | -8.4428e-10 | 8.9445e-10 | -1.5238e-10 | 0 | 0 | 0 | 0 | 0 | 0 |  | 0.98667 | 0.99996 | 0.99998 | 0.98667 | 0.99996 | 0.99998 | -0.62782 | -119.9965 | 119.9983 | -0.62782 | -119.9965 | 119.9983
Line7_8_9 | 0 | 0 | 0 | 0 | 0 | 0 | 0 | 0 | 0 | 0 | 0 | 0 | 2.5387e-10 | 1.7015e-10 | -4.7222e-10 | 4.8005e-11 | 1.3028e-13 | 6.5642e-14 | 4.0232e-10 | -4.4711e-10 | 7.6134e-11 | -3.9641e-11 | 2.2528e-13 | -1.1197e-13 | 0 | 0 | 0 | 0 | 0 | 0 |  | 0.98667 | 0.99996 | 0.99998 | 0.98667 | 0.99996 | 0.99998 | -0.62782 | -119.9965 | 119.9983 | -0.62782 | -119.9965 | 119.9983
Line8_8_10 | 0 | 0 | 0 | 0 | 0 | 0 | 0 | 0 | 0 | 0 | 0 | 0 | 2.5387e-10 | 1.7015e-10 | -4.7222e-10 | 4.8005e-11 | 1.3028e-13 | 6.5641e-14 | 4.0232e-10 | -4.4711e-10 | 7.6134e-11 | -3.9641e-11 | 2.2528e-13 | -1.1197e-13 | 0 | 0 | 0 | 0 | 0 | 0 |  | 0.98667 | 0.99996 | 0.99998 | 0.98667 | 0.99996 | 0.99998 | -0.62782 | -119.9965 | 119.9983 | -0.62782 | -119.9965 | 119.9983
Line9_3_11 | 0.00033868 | 0.00010273 | 5.4945e-05 | 0.00033868 | 0.00010274 | 5.4947e-05 | 7.8215e-05 | 2.3726e-05 | 1.2689e-05 | 7.8216e-05 | 2.3726e-05 | 1.2689e-05 | -5.3905e-05 | -1.2462e-05 | 1.2676e-05 | 5.3907e-05 | 1.2462e-05 | -1.2677e-05 | -5.5219e-05 | 2.0188e-05 | -5.6315e-07 | 5.5221e-05 | -2.0188e-05 | 5.6319e-07 | 133.6824 | 118.3157 | 122.5416 | -46.3176 | -61.6841 | -57.4581 |  | 0.98661 | 0.99996 | 0.99998 | 0.98664 | 0.99996 | 0.99998 | -0.62792 | -119.9968 | 119.9979 | -0.62786 | -119.9967 | 119.9981

## LLG_max_6
name | pf_ikss_a_from_ka | pf_ikss_b_from_ka | pf_ikss_c_from_ka | pf_ikss_a_to_ka | pf_ikss_b_to_ka | pf_ikss_c_to_ka | pf_skss_a_from_mw | pf_skss_b_from_mw | pf_skss_c_from_mw | pf_skss_a_to_mw | pf_skss_b_to_mw | pf_skss_c_to_mw | pf_p_a_from_mw | pf_p_b_from_mw | pf_p_c_from_mw | pf_p_a_to_mw | pf_p_b_to_mw | pf_p_c_to_mw | pf_q_a_from_mvar | pf_q_b_from_mvar | pf_q_c_from_mvar | pf_q_a_to_mvar | pf_q_b_to_mvar | pf_q_c_to_mvar | pf_ikss_a_from_degree | pf_ikss_b_from_degree | pf_ikss_c_from_degree | pf_ikss_a_to_degree | pf_ikss_b_to_degree | pf_ikss_c_to_degree | 3xI0 | pf_vm_a_from_pu | pf_vm_b_from_pu | pf_vm_c_from_pu | pf_vm_a_to_pu | pf_vm_b_to_pu | pf_vm_c_to_pu | pf_va_a_from_degree | pf_va_b_from_degree | pf_va_c_from_degree | pf_va_a_to_degree | pf_va_b_to_degree | pf_va_c_to_degree
Line0_1_2 | 0.068267 | 0.755 | 0.75822 | 0.068267 | 0.755 | 0.75822 | 0.015766 | 0.17436 | 0.1751 | 0.015766 | 0.17436 | 0.1751 | -0.014859 | 0.0037952 | -0.015216 | 0.015049 | -0.00094512 | 0.021893 | 0.010555 | -0.044278 | -0.046786 | -0.010682 | 0.055109 | 0.055517 | -142.3089 | -30.4082 | -127.644 | 37.6912 | 149.5918 | 52.356 |  | 1.1561 | 0.25488 | 0.28097 | 1.1706 | 0.31611 | 0.34081 | 2.3015 | -115.5092 | 124.3403 | 2.3233 | -119.4257 | 120.8344
Line10_11_12 | 0.055131 | 0.67913 | 0.67717 | 0.055131 | 0.67913 | 0.67717 | 0.012732 | 0.15684 | 0.15639 | 0.012732 | 0.15684 | 0.15639 | -0.0097239 | -0.0019456 | -0.025282 | 0.0098235 | 0.0042473 | 0.030653 | 0.011458 | -0.057317 | -0.055357 | -0.011577 | 0.066032 | 0.062304 | -128.0225 | -29.3213 | -126.3343 | 51.9776 | 150.6787 | 53.6657 |  | 1.1804 | 0.36566 | 0.38915 | 1.1925 | 0.42189 | 0.444 | 2.2965 | -121.2654 | 119.119 | 2.294 | -123.0015 | 117.469
Line11_12_13 | 0.055131 | 0.67913 | 0.67717 | 0.055131 | 0.67913 | 0.67717 | 0.012732 | 0.15684 | 0.15639 | 0.012732 | 0.15684 | 0.15639 | -0.0098235 | -0.0042473 | -0.030653 | 0.0099231 | 0.0065489 | 0.036023 | 0.011577 | -0.066032 | -0.062304 | -0.011695 | 0.074747 | 0.06925 | -128.0224 | -29.3213 | -126.3343 | 51.9777 | 150.6787 | 53.6657 |  | 1.1925 | 0.42189 | 0.444 | 1.2047 | 0.47842 | 0.49915 | 2.294 | -123.0015 | 117.469 | 2.2917 | -124.3284 | 116.1827
Line12_13_15 | 0 | 0 | 0 | 0 | 0 | 0 | 0 | 0 | 0 | 0 | 0 | 0 | -5.9078e-09 | -2.4593e-08 | 2.5359e-08 | 3.4723e-09 | 1.748e-08 | -1.5811e-08 | -7.2958e-08 | 1.9911e-08 | 9.7792e-09 | 4.8833e-08 | -1.342e-08 | -6.6535e-09 | 0 | 0 | 0 | 0 | 0 | 0 |  | 1.2047 | 0.47842 | 0.49915 | 1.2047 | 0.47842 | 0.49915 | 2.2917 | -124.3284 | 116.1827 | 2.2917 | -124.3284 | 116.1827
Line13_13_14 | 0.055131 | 0.67913 | 0.67717 | 0.055131 | 0.67913 | 0.67717 | 0.012732 | 0.15684 | 0.15639 | 0.012732 | 0.15684 | 0.15639 | -0.0099231 | -0.0065489 | -0.036023 | 0.010023 | 0.0088505 | 0.041394 | 0.011695 | -0.074747 | -0.06925 | -0.011814 | 0.083463 | 0.076197 | -128.0221 | -29.3213 | -126.3343 | 51.9779 | 150.6787 | 53.6657 |  | 1.2047 | 0.47842 | 0.49915 | 1.2168 | 0.53514 | 0.55449 | 2.2917 | -124.3284 | 116.1827 | 2.2893 | -125.3744 | 115.1527
Line14_15_16 | 0 | 0 | 0 | 0 | 0 | 0 | 0 | 0 | 0 | 0 | 0 | 0 | -3.9385e-09 | -1.6395e-08 | 1.6906e-08 | 1.503e-09 | 9.2825e-09 | -7.3578e-09 | -4.8639e-08 | 1.3274e-08 | 6.5195e-09 | 2.4514e-08 | -6.7826e-09 | -3.3938e-09 | 0 | 0 | 0 | 0 | 0 | 0 |  | 1.2047 | 0.47842 | 0.49915 | 1.2047 | 0.47842 | 0.49915 | 2.2917 | -124.3284 | 116.1827 | 2.2917 | -124.3284 | 116.1827
Line15_16_17 | 0 | 0 | 0 | 0 | 0 | 0 | 0 | 0 | 0 | 0 | 0 | 0 | -1.9693e-09 | -8.1976e-09 | 8.453e-09 | -4.6622e-10 | 1.0849e-09 | 1.0952e-09 | -2.4319e-08 | 6.637e-09 | 3.2597e-09 | 1.9429e-10 | -1.4563e-10 | -1.3403e-10 | 0 | 0 | 0 | 0 | 0 | 0 |  | 1.2047 | 0.47842 | 0.49915 | 1.2047 | 0.47842 | 0.49915 | 2.2917 | -124.3284 | 116.1827 | 2.2917 | -124.3284 | 116.1827
Line16_4_18 | 0 | 0 | 0 | 0 | 0 | 0 | 0 | 0 | 0 | 0 | 0 | 0 | -8.1786e-10 | -7.1415e-09 | 6.3996e-09 | -3.2205e-10 | 9.2165e-10 | 9.6015e-10 | -2.764e-08 | 4.332e-09 | 3.5024e-09 | 1.9447e-10 | -2.4846e-12 | 5.274e-12 | 0 | 0 | 0 | 0 | 0 | 0 |  | 1.1739 | 0.32386 | 0.34841 | 1.1739 | 0.32386 | 0.34841 | 2.354 | -120.109 | 120.215 | 2.354 | -120.109 | 120.215
Line17_5_19 | 0.077791 | 0.79943 | 0.80614 | 0.077791 | 0.79943 | 0.80614 | 0.017965 | 0.18462 | 0.18617 | 0.017965 | 0.18462 | 0.18617 | -0.018577 | 0.0013302 | -0.023021 | 0.018837 | 0.0018705 | 0.030532 | 0.0099135 | -0.059019 | -0.05984 | -0.010037 | 0.071202 | 0.069724 | -149.5759 | -31.0348 | -128.4114 | 30.4242 | 148.9652 | 51.5886 |  | 1.1721 | 0.31976 | 0.34439 | 1.1881 | 0.3858 | 0.40885 | 2.3379 | -119.7436 | 120.5465 | 2.3733 | -122.5396 | 117.9404
Line1_1_3 | 0.055131 | 0.67913 | 0.67717 | 0.055131 | 0.67913 | 0.67717 | 0.012732 | 0.15684 | 0.15639 | 0.012732 | 0.15684 | 0.15639 | -0.0095247 | 0.0026576 | -0.014541 | 0.0096243 | -0.000356 | 0.019912 | 0.011222 | -0.039886 | -0.041464 | -0.01134 | 0.048601 | 0.048411 | -128.0226 | -29.3212 | -126.3343 | 51.9775 | 150.6788 | 53.6657 |  | 1.1561 | 0.25488 | 0.28097 | 1.1682 | 0.30989 | 0.33472 | 2.3015 | -115.5092 | 124.3403 | 2.299 | -118.9016 | 121.3079
Line2_1_4 | 0.090044 | 0.84922 | 0.86021 | 0.090044 | 0.84922 | 0.86021 | 0.020795 | 0.19612 | 0.19866 | 0.020795 | 0.19612 | 0.19866 | -0.022461 | 0.0054144 | -0.015749 | 0.022815 | -0.001794 | 0.024255 | 0.0085687 | -0.049692 | -0.053549 | -0.00868 | 0.063489 | 0.064825 | -156.8172 | -31.7276 | -129.2712 | 23.1829 | 148.2724 | 50.7289 |  | 1.1561 | 0.25488 | 0.28097 | 1.1739 | 0.32386 | 0.34841 | 2.3015 | -115.5092 | 124.3403 | 2.354 | -120.109 | 120.215
Line3_1_5 | 0.077791 | 0.79943 | 0.80614 | 0.077791 | 0.79943 | 0.80614 | 0.017965 | 0.18462 | 0.18617 | 0.017965 | 0.18462 | 0.18617 | -0.018317 | 0.004531 | -0.01551 | 0.018577 | -0.0013302 | 0.023021 | 0.0097896 | -0.046837 | -0.049956 | -0.0099135 | 0.059019 | 0.05984 | -149.576 | -31.0348 | -128.4114 | 30.4241 | 148.9652 | 51.5886 |  | 1.1561 | 0.25488 | 0.28097 | 1.1721 | 0.31976 | 0.34439 | 2.3015 | -115.5092 | 124.3403 | 2.3379 | -119.7436 | 120.5465
Line4_2_6 | 0.068267 | 0.755 | 0.75822 | 0.068268 | 0.755 | 0.75822 | 0.015766 | 0.17436 | 0.1751 | 0.015766 | 0.17436 | 0.1751 | -0.015049 | 0.00094512 | -0.021893 | 0.01524 | 0.0019049 | 0.02857 | 0.010682 | -0.055109 | -0.055517 | -0.010809 | 0.06594 | 0.064247 | -142.3088 | -30.4082 | -127.644 | 37.6912 | 149.5918 | 52.356 |  | 1.1706 | 0.31611 | 0.34081 | 1.1851 | 0.37834 | 0.40155 | 2.3233 | -119.4257 | 120.8344 | 2.3446 | -122.0629 | 118.3821
Line5_6_7 | 0.068268 | 0.755 | 0.75822 | 0.068268 | 0.755 | 0.75822 | 0.015766 | 0.17436 | 0.1751 | 0.015766 | 0.17436 | 0.1751 | -0.01524 | -0.0019049 | -0.02857 | 0.01543 | 0.0047549 | 0.035246 | 0.010809 | -0.06594 | -0.064247 | -0.010936 | 0.076771 | 0.072977 | -142.3088 | -30.4082 | -127.644 | 37.6913 | 149.5918 | 52.356 |  | 1.1851 | 0.37834 | 0.40155 | 1.1996 | 0.44115 | 0.46283 | 2.3446 | -122.0629 | 118.3821 | 2.3654 | -123.9524 | 116.5766
Line6_7_8 | 0 | 0 | 0 | 0 | 0 | 0 | 0 | 0 | 0 | 0 | 0 | 0 | -5.3739e-09 | -2.4014e-08 | 2.4296e-08 | 3.1405e-09 | 1.7071e-08 | -1.5119e-08 | -7.582e-08 | 1.8737e-08 | 9.8788e-09 | 5.0747e-08 | -1.2614e-08 | -6.6973e-09 | 0 | 0 | 0 | 0 | 0 | 0 |  | 1.1996 | 0.44115 | 0.46283 | 1.1996 | 0.44115 | 0.46283 | 2.3654 | -123.9524 | 116.5766 | 2.3654 | -123.9524 | 116.5766
Line7_8_9 | 0 | 0 | 0 | 0 | 0 | 0 | 0 | 0 | 0 | 0 | 0 | 0 | -1.7913e-09 | -8.0047e-09 | 8.0986e-09 | -4.4213e-10 | 1.0615e-09 | 1.078e-09 | -2.5273e-08 | 6.2456e-09 | 3.2929e-09 | 1.9969e-10 | -1.2264e-10 | -1.1147e-10 | 0 | 0 | 0 | 0 | 0 | 0 |  | 1.1996 | 0.44115 | 0.46283 | 1.1996 | 0.44115 | 0.46283 | 2.3654 | -123.9524 | 116.5766 | 2.3654 | -123.9524 | 116.5766
Line8_8_10 | 0 | 0 | 0 | 0 | 0 | 0 | 0 | 0 | 0 | 0 | 0 | 0 | -1.7913e-09 | -8.0047e-09 | 8.0986e-09 | -4.4213e-10 | 1.0615e-09 | 1.078e-09 | -2.5273e-08 | 6.2456e-09 | 3.2929e-09 | 1.9969e-10 | -1.2264e-10 | -1.1147e-10 | 0 | 0 | 0 | 0 | 0 | 0 |  | 1.1996 | 0.44115 | 0.46283 | 1.1996 | 0.44115 | 0.46283 | 2.3654 | -123.9524 | 116.5766 | 2.3654 | -123.9524 | 116.5766
Line9_3_11 | 0.055131 | 0.67913 | 0.67717 | 0.055131 | 0.67913 | 0.67717 | 0.012732 | 0.15684 | 0.15639 | 0.012732 | 0.15684 | 0.15639 | -0.0096243 | 0.000356 | -0.019912 | 0.0097239 | 0.0019456 | 0.025282 | 0.01134 | -0.048601 | -0.048411 | -0.011458 | 0.057317 | 0.055357 | -128.0225 | -29.3212 | -126.3343 | 51.9775 | 150.6787 | 53.6657 |  | 1.1682 | 0.30989 | 0.33472 | 1.1804 | 0.36566 | 0.38915 | 2.299 | -118.9016 | 121.3079 | 2.2965 | -121.2654 | 119.119

## LLG_max_10
name | pf_ikss_a_from_ka | pf_ikss_b_from_ka | pf_ikss_c_from_ka | pf_ikss_a_to_ka | pf_ikss_b_to_ka | pf_ikss_c_to_ka | pf_skss_a_from_mw | pf_skss_b_from_mw | pf_skss_c_from_mw | pf_skss_a_to_mw | pf_skss_b_to_mw | pf_skss_c_to_mw | pf_p_a_from_mw | pf_p_b_from_mw | pf_p_c_from_mw | pf_p_a_to_mw | pf_p_b_to_mw | pf_p_c_to_mw | pf_q_a_from_mvar | pf_q_b_from_mvar | pf_q_c_from_mvar | pf_q_a_to_mvar | pf_q_b_to_mvar | pf_q_c_to_mvar | pf_ikss_a_from_degree | pf_ikss_b_from_degree | pf_ikss_c_from_degree | pf_ikss_a_to_degree | pf_ikss_b_to_degree | pf_ikss_c_to_degree | 3xI0 | pf_vm_a_from_pu | pf_vm_b_from_pu | pf_vm_c_from_pu | pf_vm_a_to_pu | pf_vm_b_to_pu | pf_vm_c_to_pu | pf_va_a_from_degree | pf_va_b_from_degree | pf_va_c_from_degree | pf_va_a_to_degree | pf_va_b_to_degree | pf_va_c_to_degree
Line0_1_2 | 0.063356 | 0.73042 | 0.73344 | 0.063356 | 0.73042 | 0.73344 | 0.014631 | 0.16868 | 0.16938 | 0.014631 | 0.16868 | 0.16938 | -0.014584 | 0.0036627 | -0.014812 | 0.014768 | -0.00097574 | 0.021057 | 0.0086431 | -0.043456 | -0.045903 | -0.0087478 | 0.053602 | 0.054093 | -147.0322 | -30.4346 | -127.8488 | 32.9679 | 149.5653 | 52.1512 |  | 1.1587 | 0.25853 | 0.28477 | 1.1731 | 0.31782 | 0.3427 | 2.3159 | -115.6168 | 124.2674 | 2.3277 | -119.3918 | 120.8817
Line10_11_12 | 0.050287 | 0.65955 | 0.65769 | 0.050287 | 0.65955 | 0.65769 | 0.011613 | 0.15232 | 0.15189 | 0.011613 | 0.15232 | 0.15189 | -0.0097612 | -0.0017828 | -0.024312 | 0.0098602 | 0.0039695 | 0.029375 | 0.009669 | -0.05575 | -0.053999 | -0.0097703 | 0.063978 | 0.060569 | -132.9757 | -29.3886 | -126.585 | 47.0244 | 150.6114 | 53.415 |  | 1.1831 | 0.3662 | 0.38989 | 1.1953 | 0.42084 | 0.4432 | 2.2964 | -121.2202 | 119.176 | 2.2869 | -122.9389 | 117.5422
Line11_12_13 | 0.050287 | 0.65955 | 0.65769 | 0.050287 | 0.65955 | 0.65769 | 0.011613 | 0.15232 | 0.15189 | 0.011613 | 0.15232 | 0.15189 | -0.0098602 | -0.0039695 | -0.029375 | 0.0099592 | 0.0061561 | 0.034438 | 0.0097703 | -0.063978 | -0.060569 | -0.0098716 | 0.072207 | 0.067138 | -132.9756 | -29.3886 | -126.585 | 47.0245 | 150.6114 | 53.415 |  | 1.1953 | 0.42084 | 0.4432 | 1.2075 | 0.47577 | 0.49679 | 2.2869 | -122.9389 | 117.5422 | 2.2776 | -124.2616 | 116.26
Line12_13_15 | 0 | 0 | 0 | 0 | 0 | 0 | 0 | 0 | 0 | 0 | 0 | 0 | -5.8078e-09 | -2.4681e-08 | 2.5394e-08 | 3.3922e-09 | 1.7538e-08 | -1.5835e-08 | -7.3644e-08 | 1.9862e-08 | 9.8862e-09 | 4.929e-08 | -1.3384e-08 | -6.7215e-09 | 0 | 0 | 0 | 0 | 0 | 0 |  | 1.2075 | 0.47577 | 0.49679 | 1.2075 | 0.47577 | 0.49679 | 2.2776 | -124.2616 | 116.26 | 2.2776 | -124.2616 | 116.26
Line13_13_14 | 0.050287 | 0.65955 | 0.65769 | 0.050287 | 0.65955 | 0.65769 | 0.011613 | 0.15232 | 0.15189 | 0.011613 | 0.15232 | 0.15189 | -0.0099592 | -0.0061561 | -0.034438 | 0.010058 | 0.0083427 | 0.0395 | 0.0098717 | -0.072207 | -0.067138 | -0.009973 | 0.080435 | 0.073708 | -132.9753 | -29.3886 | -126.585 | 47.0248 | 150.6114 | 53.415 |  | 1.2075 | 0.47577 | 0.49679 | 1.2197 | 0.53091 | 0.55057 | 2.2776 | -124.2616 | 116.26 | 2.2685 | -125.3101 | 115.228
Line14_15_16 | 0 | 0 | 0 | 0 | 0 | 0 | 0 | 0 | 0 | 0 | 0 | 0 | -3.8719e-09 | -1.6454e-08 | 1.6929e-08 | 1.4563e-09 | 9.3108e-09 | -7.37e-09 | -4.9096e-08 | 1.3241e-08 | 6.5908e-09 | 2.4742e-08 | -6.7633e-09 | -3.4261e-09 | 0 | 0 | 0 | 0 | 0 | 0 |  | 1.2075 | 0.47577 | 0.49679 | 1.2075 | 0.47577 | 0.49679 | 2.2776 | -124.2616 | 116.26 | 2.2776 | -124.2616 | 116.26
Line15_16_17 | 0 | 0 | 0 | 0 | 0 | 0 | 0 | 0 | 0 | 0 | 0 | 0 | -1.9359e-09 | -8.2271e-09 | 8.4645e-09 | -4.7965e-10 | 1.0837e-09 | 1.0945e-09 | -2.4548e-08 | 6.6207e-09 | 3.2954e-09 | 1.9355e-10 | -1.426e-10 | -1.307e-10 | 0 | 0 | 0 | 0 | 0 | 0 |  | 1.2075 | 0.47577 | 0.49679 | 1.2075 | 0.47577 | 0.49679 | 2.2776 | -124.2616 | 116.26 | 2.2776 | -124.2616 | 116.26
Line16_4_18 | 0 | 0 | 0 | 0 | 0 | 0 | 0 | 0 | 0 | 0 | 0 | 0 | -7.9934e-10 | -7.181e-09 | 6.4276e-09 | -3.3292e-10 | 9.2353e-10 | 9.621e-10 | -2.773e-08 | 4.3389e-09 | 3.5328e-09 | 1.9491e-10 | -5.6661e-13 | 7.578e-12 | 0 | 0 | 0 | 0 | 0 | 0 |  | 1.1763 | 0.32499 | 0.34974 | 1.1763 | 0.32499 | 0.34974 | 2.3545 | -120.0248 | 120.3078 | 2.3545 | -120.0248 | 120.3078
Line17_5_19 | 0.07268 | 0.77168 | 0.77795 | 0.07268 | 0.77168 | 0.77795 | 0.016785 | 0.17821 | 0.17966 | 0.016785 | 0.17821 | 0.17966 | -0.018053 | 0.0013457 | -0.022077 | 0.0183 | 0.0016584 | 0.029069 | 0.0079219 | -0.057227 | -0.058115 | -0.0080214 | 0.068587 | 0.067342 | -153.9671 | -31.0342 | -128.5849 | 26.033 | 148.9658 | 51.4152 |  | 1.1746 | 0.32121 | 0.34602 | 1.1904 | 0.38497 | 0.40827 | 2.3405 | -119.6871 | 120.6142 | 2.3644 | -122.4193 | 118.067
Line1_1_3 | 0.050287 | 0.65955 | 0.65769 | 0.050287 | 0.65955 | 0.65769 | 0.011613 | 0.15232 | 0.15189 | 0.011613 | 0.15232 | 0.15189 | -0.0095632 | 0.0025904 | -0.014187 | 0.0096622 | -0.00040379 | 0.01925 | 0.0094663 | -0.039293 | -0.040859 | -0.0095676 | 0.047522 | 0.047429 | -132.9759 | -29.3886 | -126.585 | 47.0242 | 150.6114 | 53.415 |  | 1.1587 | 0.25853 | 0.28477 | 1.1709 | 0.312 | 0.337 | 2.3159 | -115.6168 | 124.2674 | 2.306 | -118.9017 | 121.3248
Line2_1_4 | 0.084515 | 0.8177 | 0.82793 | 0.084515 | 0.8177 | 0.82793 | 0.019518 | 0.18884 | 0.1912 | 0.019518 | 0.18884 | 0.1912 | -0.021636 | 0.0051687 | -0.015306 | 0.021969 | -0.0017879 | 0.023185 | 0.0065823 | -0.048546 | -0.052252 | -0.0066674 | 0.061346 | 0.062723 | -160.7627 | -31.6941 | -129.4055 | 19.2374 | 148.3059 | 50.5945 |  | 1.1587 | 0.25853 | 0.28477 | 1.1763 | 0.32499 | 0.34974 | 2.3159 | -115.6168 | 124.2674 | 2.3545 | -120.0248 | 120.3078
Line3_1_5 | 0.07268 | 0.77168 | 0.77795 | 0.07268 | 0.77168 | 0.77795 | 0.016785 | 0.17821 | 0.17966 | 0.016785 | 0.17821 | 0.17966 | -0.017806 | 0.0043498 | -0.015084 | 0.018053 | -0.0013457 | 0.022077 | 0.0078224 | -0.045867 | -0.048887 | -0.0079219 | 0.057227 | 0.058115 | -153.9672 | -31.0342 | -128.5849 | 26.0329 | 148.9658 | 51.4151 |  | 1.1587 | 0.25853 | 0.28477 | 1.1746 | 0.32121 | 0.34602 | 2.3159 | -115.6168 | 124.2674 | 2.3405 | -119.6871 | 120.6142
Line4_2_6 | 0.063356 | 0.73042 | 0.73344 | 0.063356 | 0.73042 | 0.73344 | 0.014631 | 0.16868 | 0.16938 | 0.014631 | 0.16868 | 0.16938 | -0.014768 | 0.00097574 | -0.021057 | 0.014952 | 0.0017113 | 0.027301 | 0.0087478 | -0.053602 | -0.054093 | -0.0088526 | 0.063748 | 0.062283 | -147.0321 | -30.4347 | -127.8488 | 32.968 | 149.5653 | 52.1512 |  | 1.1731 | 0.31782 | 0.3427 | 1.1876 | 0.37805 | 0.40148 | 2.3277 | -119.3918 | 120.8817 | 2.3392 | -121.9724 | 118.481
Line5_6_7 | 0.063356 | 0.73042 | 0.73344 | 0.063356 | 0.73042 | 0.73344 | 0.014631 | 0.16868 | 0.16938 | 0.014631 | 0.16868 | 0.16938 | -0.014952 | -0.0017113 | -0.027301 | 0.015135 | 0.0043982 | 0.033546 | 0.0088526 | -0.063748 | -0.062283 | -0.0089574 | 0.073893 | 0.070472 | -147.032 | -30.4347 | -127.8488 | 32.9681 | 149.5653 | 52.1512 |  | 1.1876 | 0.37805 | 0.40148 | 1.202 | 0.43883 | 0.46079 | 2.3392 | -121.9724 | 118.481 | 2.3504 | -123.841 | 116.6958
Line6_7_8 | 0 | 0 | 0 | 0 | 0 | 0 | 0 | 0 | 0 | 0 | 0 | 0 | -5.2505e-09 | -2.4094e-08 | 2.4296e-08 | 3.0466e-09 | 1.7123e-08 | -1.512e-08 | -7.6419e-08 | 1.8649e-08 | 9.9943e-09 | 5.1145e-08 | -1.2551e-08 | -6.77e-09 | 0 | 0 | 0 | 0 | 0 | 0 |  | 1.202 | 0.43883 | 0.46079 | 1.202 | 0.43883 | 0.46079 | 2.3504 | -123.841 | 116.6958 | 2.3504 | -123.841 | 116.6958
Line7_8_9 | 0 | 0 | 0 | 0 | 0 | 0 | 0 | 0 | 0 | 0 | 0 | 0 | -1.7502e-09 | -8.0314e-09 | 8.0986e-09 | -4.5376e-10 | 1.0599e-09 | 1.0769e-09 | -2.5473e-08 | 6.2163e-09 | 3.3314e-09 | 1.9883e-10 | -1.1857e-10 | -1.0712e-10 | 0 | 0 | 0 | 0 | 0 | 0 |  | 1.202 | 0.43883 | 0.46079 | 1.202 | 0.43883 | 0.46079 | 2.3504 | -123.841 | 116.6958 | 2.3504 | -123.841 | 116.6958
Line8_8_10 | 0 | 0 | 0 | 0 | 0 | 0 | 0 | 0 | 0 | 0 | 0 | 0 | -1.7502e-09 | -8.0314e-09 | 8.0986e-09 | -4.5376e-10 | 1.0599e-09 | 1.0769e-09 | -2.5473e-08 | 6.2163e-09 | 3.3314e-09 | 1.9883e-10 | -1.1857e-10 | -1.0712e-10 | 0 | 0 | 0 | 0 | 0 | 0 |  | 1.202 | 0.43883 | 0.46079 | 1.202 | 0.43883 | 0.46079 | 2.3504 | -123.841 | 116.6958 | 2.3504 | -123.841 | 116.6958
Line9_3_11 | 0.050287 | 0.65955 | 0.65769 | 0.050287 | 0.65955 | 0.65769 | 0.011613 | 0.15232 | 0.15189 | 0.011613 | 0.15232 | 0.15189 | -0.0096622 | 0.00040379 | -0.01925 | 0.0097612 | 0.0017828 | 0.024312 | 0.0095676 | -0.047522 | -0.047429 | -0.009669 | 0.05575 | 0.053999 | -132.9758 | -29.3886 | -126.585 | 47.0243 | 150.6114 | 53.415 |  | 1.1709 | 0.312 | 0.337 | 1.1831 | 0.3662 | 0.38989 | 2.306 | -118.9017 | 121.3248 | 2.2964 | -121.2202 | 119.176

## LLG_max_fault_6
name | pf_ikss_a_from_ka | pf_ikss_b_from_ka | pf_ikss_c_from_ka | pf_ikss_a_to_ka | pf_ikss_b_to_ka | pf_ikss_c_to_ka | pf_skss_a_from_mw | pf_skss_b_from_mw | pf_skss_c_from_mw | pf_skss_a_to_mw | pf_skss_b_to_mw | pf_skss_c_to_mw | pf_p_a_from_mw | pf_p_b_from_mw | pf_p_c_from_mw | pf_p_a_to_mw | pf_p_b_to_mw | pf_p_c_to_mw | pf_q_a_from_mvar | pf_q_b_from_mvar | pf_q_c_from_mvar | pf_q_a_to_mvar | pf_q_b_to_mvar | pf_q_c_to_mvar | pf_ikss_a_from_degree | pf_ikss_b_from_degree | pf_ikss_c_from_degree | pf_ikss_a_to_degree | pf_ikss_b_to_degree | pf_ikss_c_to_degree | 3xI0 | pf_vm_a_from_pu | pf_vm_b_from_pu | pf_vm_c_from_pu | pf_vm_a_to_pu | pf_vm_b_to_pu | pf_vm_c_to_pu | pf_va_a_from_degree | pf_va_b_from_degree | pf_va_c_from_degree | pf_va_a_to_degree | pf_va_b_to_degree | pf_va_c_to_degree
Line0_1_2 | 0.11006 | 0.12091 | 0.11796 | 0.11006 | 0.12091 | 0.11796 | 0.025418 | 0.027922 | 0.027241 | 0.025418 | 0.027922 | 0.027241 | -0.0026368 | -0.0046762 | -0.0054491 | 0.0027563 | 0.004817 | 0.0055948 | -0.029011 | -0.03136 | -0.030458 | 0.029259 | 0.031648 | 0.030734 | 95.2623 | -21.9021 | -140.2258 | -84.7377 | 158.0979 | 39.7742 |  | 1.1461 | 1.1356 | 1.1359 | 1.1562 | 1.1465 | 1.1468 | 0.068906 | -120.383 | 119.6309 | -0.1193 | -120.5564 | 119.457
Line10_11_12 | 0.098163 | 0.10775 | 0.10495 | 0.098163 | 0.10775 | 0.10495 | 0.02267 | 0.024883 | 0.024238 | 0.02267 | 0.024883 | 0.024238 | -0.0023765 | -0.004346 | -0.0050203 | 0.0024714 | 0.0044579 | 0.0051358 | -0.026284 | -0.02841 | -0.027548 | 0.026482 | 0.028638 | 0.027766 | 94.8974 | -21.9946 | -140.3506 | -85.1026 | 158.0054 | 39.6494 |  | 1.1642 | 1.155 | 1.1553 | 1.1732 | 1.1648 | 1.165 | -0.26913 | -120.6918 | 119.3212 | -0.43423 | -120.8424 | 119.1701
Line11_12_13 | 0.098163 | 0.10775 | 0.10495 | 0.098163 | 0.10775 | 0.10495 | 0.02267 | 0.024883 | 0.024238 | 0.02267 | 0.024883 | 0.024238 | -0.0024714 | -0.0044579 | -0.0051358 | 0.0025662 | 0.0045699 | 0.0052513 | -0.026482 | -0.028638 | -0.027766 | 0.02668 | 0.028867 | 0.027985 | 94.8974 | -21.9946 | -140.3506 | -85.1026 | 158.0054 | 39.6494 |  | 1.1732 | 1.1648 | 1.165 | 1.1823 | 1.1745 | 1.1748 | -0.43423 | -120.8424 | 119.1701 | -0.5968 | -120.9904 | 119.0216
Line12_13_15 | 0 | 0 | 0 | 0 | 0 | 0 | 0 | 0 | 0 | 0 | 0 | 0 | 2.6601e-10 | 7.3482e-10 | 2.0038e-09 | -5.3446e-10 | -8.1162e-10 | -1.6586e-09 | -5.9225e-10 | 1.3083e-09 | -8.8932e-11 | 3.4516e-10 | -9.541e-10 | -2.1617e-11 | 0 | 0 | 0 | 0 | 0 | 0 |  | 1.1823 | 1.1745 | 1.1748 | 1.1823 | 1.1745 | 1.1748 | -0.5968 | -120.9904 | 119.0216 | -0.5968 | -120.9904 | 119.0216
Line13_13_14 | 0.098163 | 0.10775 | 0.10495 | 0.098163 | 0.10775 | 0.10495 | 0.02267 | 0.024883 | 0.024238 | 0.02267 | 0.024883 | 0.024238 | -0.0025662 | -0.0045699 | -0.0052513 | 0.002661 | 0.0046818 | 0.0053668 | -0.02668 | -0.028867 | -0.027985 | 0.026877 | 0.029095 | 0.028204 | 94.8974 | -21.9946 | -140.3506 | -85.1026 | 158.0054 | 39.6494 |  | 1.1823 | 1.1745 | 1.1748 | 1.1914 | 1.1843 | 1.1845 | -0.5968 | -120.9904 | 119.0216 | -0.75689 | -121.136 | 118.8756
Line14_15_16 | 0 | 0 | 0 | 0 | 0 | 0 | 0 | 0 | 0 | 0 | 0 | 0 | 1.7734e-10 | 4.8988e-10 | 1.3359e-09 | -4.4579e-10 | -5.6668e-10 | -9.9064e-10 | -3.9483e-10 | 8.7221e-10 | -5.9288e-11 | 1.4774e-10 | -5.1799e-10 | -5.126e-11 | 0 | 0 | 0 | 0 | 0 | 0 |  | 1.1823 | 1.1745 | 1.1748 | 1.1823 | 1.1745 | 1.1748 | -0.5968 | -120.9904 | 119.0216 | -0.5968 | -120.9904 | 119.0216
Line15_16_17 | 0 | 0 | 0 | 0 | 0 | 0 | 0 | 0 | 0 | 0 | 0 | 0 | 8.8669e-11 | 2.4494e-10 | 6.6795e-10 | -3.5712e-10 | -3.2174e-10 | -3.2269e-10 | -1.9742e-10 | 4.3611e-10 | -2.9644e-11 | -4.967e-11 | -8.1883e-11 | -8.0905e-11 | 0 | 0 | 0 | 0 | 0 | 0 |  | 1.1823 | 1.1745 | 1.1748 | 1.1823 | 1.1745 | 1.1748 | -0.5968 | -120.9904 | 119.0216 | -0.5968 | -120.9904 | 119.0216
Line16_4_18 | 0 | 0 | 0 | 0 | 0 | 0 | 0 | 0 | 0 | 0 | 0 | 0 | -4.1554e-11 | 8.9139e-11 | 6.033e-10 | -2.4483e-10 | -2.0245e-10 | -2.036e-10 | -2.8929e-10 | 4.4273e-10 | -5.4112e-11 | -1.1508e-11 | -4.6749e-11 | -4.5673e-11 | 0 | 0 | 0 | 0 | 0 | 0 |  | 1.1577 | 1.148 | 1.1483 | 1.1577 | 1.148 | 1.1483 | -0.14121 | -120.5785 | 119.435 | -0.14121 | -120.5785 | 119.435
Line17_5_19 | 0.11717 | 0.12875 | 0.12573 | 0.11717 | 0.12875 | 0.12573 | 0.027059 | 0.029734 | 0.029036 | 0.027059 | 0.029734 | 0.029036 | -0.0030601 | -0.0051729 | -0.0060152 | 0.0031958 | 0.0053325 | 0.0061806 | -0.031155 | -0.033716 | -0.032771 | 0.031436 | 0.034043 | 0.033084 | 95.4802 | -21.8443 | -140.1522 | -84.5198 | 158.1557 | 39.8478 |  | 1.1569 | 1.1472 | 1.1475 | 1.1678 | 1.1589 | 1.1591 | -0.12967 | -120.5668 | 119.4467 | -0.32455 | -120.7469 | 119.2661
Line1_1_3 | 0.098163 | 0.10775 | 0.10495 | 0.098163 | 0.10775 | 0.10495 | 0.02267 | 0.024883 | 0.024238 | 0.02267 | 0.024883 | 0.024238 | -0.0021869 | -0.0041221 | -0.0047893 | 0.0022817 | 0.004234 | 0.0049048 | -0.025889 | -0.027954 | -0.027111 | 0.026086 | 0.028182 | 0.027329 | 94.8974 | -21.9946 | -140.3506 | -85.1026 | 158.0054 | 39.6494 |  | 1.1461 | 1.1356 | 1.1359 | 1.1551 | 1.1453 | 1.1456 | 0.068906 | -120.383 | 119.6309 | -0.10144 | -120.5387 | 119.4747
Line2_1_4 | 0.12526 | 0.13767 | 0.13458 | 0.12526 | 0.13767 | 0.13458 | 0.028927 | 0.031793 | 0.03108 | 0.028927 | 0.031793 | 0.03108 | -0.0032689 | -0.005403 | -0.0063121 | 0.0034242 | 0.0055854 | 0.0065014 | -0.032991 | -0.035697 | -0.034733 | 0.033313 | 0.03607 | 0.035092 | 95.7276 | -21.7761 | -140.069 | -84.2724 | 158.2239 | 39.931 |  | 1.1461 | 1.1356 | 1.1359 | 1.1577 | 1.148 | 1.1483 | 0.068906 | -120.383 | 119.6309 | -0.14121 | -120.5785 | 119.435
Line3_1_5 | 0.11717 | 0.12875 | 0.12573 | 0.11717 | 0.12875 | 0.12573 | 0.027059 | 0.029734 | 0.029036 | 0.027059 | 0.029734 | 0.029036 | -0.0029245 | -0.0050133 | -0.0058499 | 0.0030601 | 0.0051729 | 0.0060152 | -0.030873 | -0.03339 | -0.032457 | 0.031155 | 0.033716 | 0.032771 | 95.4802 | -21.8443 | -140.1522 | -84.5198 | 158.1557 | 39.8478 |  | 1.1461 | 1.1356 | 1.1359 | 1.1569 | 1.1472 | 1.1475 | 0.068906 | -120.383 | 119.6309 | -0.12967 | -120.5668 | 119.4467
Line4_2_6 | 0.11006 | 0.12091 | 0.11796 | 0.11006 | 0.12091 | 0.11796 | 0.025418 | 0.027922 | 0.027241 | 0.025418 | 0.027922 | 0.027241 | -0.0027563 | -0.004817 | -0.0055948 | 0.0028759 | 0.0049578 | 0.0057405 | -0.029259 | -0.031648 | -0.030734 | 0.029508 | 0.031935 | 0.03101 | 95.2623 | -21.9021 | -140.2258 | -84.7377 | 158.0979 | 39.7742 |  | 1.1562 | 1.1465 | 1.1468 | 1.1664 | 1.1574 | 1.1577 | -0.1193 | -120.5564 | 119.457 | -0.30422 | -120.7265 | 119.2864
Line5_6_7 | 0.11006 | 0.12091 | 0.11796 | 0.11006 | 0.12091 | 0.11796 | 0.025418 | 0.027922 | 0.027241 | 0.025418 | 0.027922 | 0.027241 | -0.0028759 | -0.0049578 | -0.0057405 | 0.0029954 | 0.0050987 | 0.0058861 | -0.029508 | -0.031935 | -0.03101 | 0.029756 | 0.032223 | 0.031286 | 95.2623 | -21.9021 | -140.2258 | -84.7377 | 158.0979 | 39.7742 |  | 1.1664 | 1.1574 | 1.1577 | 1.1766 | 1.1684 | 1.1686 | -0.30422 | -120.7265 | 119.2864 | -0.48594 | -120.8934 | 119.119
Line6_7_8 | 0 | 0 | 0 | 0 | 0 | 0 | 0 | 0 | 0 | 0 | 0 | 0 | 1.6613e-10 | 6.2853e-10 | 1.9622e-09 | -4.4145e-10 | -7.1265e-10 | -1.6028e-09 | -6.5865e-10 | 1.3196e-09 | -1.1343e-10 | 3.9885e-10 | -9.532e-10 | 3.1475e-12 | 0 | 0 | 0 | 0 | 0 | 0 |  | 1.1766 | 1.1684 | 1.1686 | 1.1766 | 1.1684 | 1.1686 | -0.48594 | -120.8934 | 119.119 | -0.48594 | -120.8934 | 119.119
Line7_8_9 | 0 | 0 | 0 | 0 | 0 | 0 | 0 | 0 | 0 | 0 | 0 | 0 | 5.5377e-11 | 2.0951e-10 | 6.5407e-10 | -3.307e-10 | -2.9363e-10 | -2.9463e-10 | -2.1955e-10 | 4.3986e-10 | -3.781e-11 | -4.0249e-11 | -7.3482e-11 | -7.2472e-11 | 0 | 0 | 0 | 0 | 0 | 0 |  | 1.1766 | 1.1684 | 1.1686 | 1.1766 | 1.1684 | 1.1686 | -0.48594 | -120.8934 | 119.119 | -0.48594 | -120.8934 | 119.119
Line8_8_10 | 0 | 0 | 0 | 0 | 0 | 0 | 0 | 0 | 0 | 0 | 0 | 0 | 5.5377e-11 | 2.0951e-10 | 6.5407e-10 | -3.307e-10 | -2.9363e-10 | -2.9463e-10 | -2.1955e-10 | 4.3986e-10 | -3.781e-11 | -4.0248e-11 | -7.3482e-11 | -7.2472e-11 | 0 | 0 | 0 | 0 | 0 | 0 |  | 1.1766 | 1.1684 | 1.1686 | 1.1766 | 1.1684 | 1.1686 | -0.48594 | -120.8934 | 119.119 | -0.48594 | -120.8934 | 119.119
Line9_3_11 | 0.098163 | 0.10775 | 0.10495 | 0.098163 | 0.10775 | 0.10495 | 0.02267 | 0.024883 | 0.024238 | 0.02267 | 0.024883 | 0.024238 | -0.0022817 | -0.004234 | -0.0049048 | 0.0023765 | 0.004346 | 0.0050203 | -0.026086 | -0.028182 | -0.027329 | 0.026284 | 0.02841 | 0.027548 | 94.8974 | -21.9946 | -140.3506 | -85.1026 | 158.0054 | 39.6494 |  | 1.1551 | 1.1453 | 1.1456 | 1.1642 | 1.155 | 1.1553 | -0.10144 | -120.5387 | 119.4747 | -0.26913 | -120.6918 | 119.3212

## LLG_max_fault_10
name | pf_ikss_a_from_ka | pf_ikss_b_from_ka | pf_ikss_c_from_ka | pf_ikss_a_to_ka | pf_ikss_b_to_ka | pf_ikss_c_to_ka | pf_skss_a_from_mw | pf_skss_b_from_mw | pf_skss_c_from_mw | pf_skss_a_to_mw | pf_skss_b_to_mw | pf_skss_c_to_mw | pf_p_a_from_mw | pf_p_b_from_mw | pf_p_c_from_mw | pf_p_a_to_mw | pf_p_b_to_mw | pf_p_c_to_mw | pf_q_a_from_mvar | pf_q_b_from_mvar | pf_q_c_from_mvar | pf_q_a_to_mvar | pf_q_b_to_mvar | pf_q_c_to_mvar | pf_ikss_a_from_degree | pf_ikss_b_from_degree | pf_ikss_c_from_degree | pf_ikss_a_to_degree | pf_ikss_b_to_degree | pf_ikss_c_to_degree | 3xI0 | pf_vm_a_from_pu | pf_vm_b_from_pu | pf_vm_c_from_pu | pf_vm_a_to_pu | pf_vm_b_to_pu | pf_vm_c_to_pu | pf_va_a_from_degree | pf_va_b_from_degree | pf_va_c_from_degree | pf_va_a_to_degree | pf_va_b_to_degree | pf_va_c_to_degree
Line0_1_2 | 0.11093 | 0.12135 | 0.11852 | 0.11093 | 0.12135 | 0.11852 | 0.025619 | 0.028026 | 0.027371 | 0.025619 | 0.028026 | 0.027371 | -0.0026764 | -0.0046424 | -0.0053874 | 0.0027979 | 0.0047846 | 0.0055342 | -0.029302 | -0.031555 | -0.030688 | 0.029555 | 0.031845 | 0.030967 | 95.2898 | -22.0102 | -140.4088 | -84.7102 | 157.9898 | 39.5912 |  | 1.1485 | 1.138 | 1.1383 | 1.1588 | 1.149 | 1.1493 | 0.071037 | -120.3797 | 119.6343 | -0.11825 | -120.5548 | 119.4587
Line10_11_12 | 0.099342 | 0.10859 | 0.1059 | 0.099342 | 0.10859 | 0.1059 | 0.022942 | 0.025079 | 0.024457 | 0.022942 | 0.025079 | 0.024457 | -0.0024304 | -0.004334 | -0.0049874 | 0.0025276 | 0.0044479 | 0.0051047 | -0.026659 | -0.028708 | -0.027877 | 0.026861 | 0.02894 | 0.0281 | 94.9389 | -22.1078 | -140.5364 | -85.0611 | 157.8922 | 39.4636 |  | 1.1668 | 1.1577 | 1.1579 | 1.176 | 1.1675 | 1.1677 | -0.27014 | -120.6928 | 119.3203 | -0.43675 | -120.8454 | 119.1672
Line11_12_13 | 0.099342 | 0.10859 | 0.1059 | 0.099342 | 0.10859 | 0.1059 | 0.022942 | 0.025079 | 0.024457 | 0.022942 | 0.025079 | 0.024457 | -0.0025276 | -0.0044479 | -0.0051047 | 0.0026249 | 0.0045618 | 0.0052221 | -0.026861 | -0.02894 | -0.0281 | 0.027064 | 0.029172 | 0.028322 | 94.9389 | -22.1078 | -140.5364 | -85.0611 | 157.8922 | 39.4636 |  | 1.176 | 1.1675 | 1.1677 | 1.1852 | 1.1773 | 1.1776 | -0.43675 | -120.8454 | 119.1672 | -0.60077 | -120.9955 | 119.0167
Line12_13_15 | 0 | 0 | 0 | 0 | 0 | 0 | 0 | 0 | 0 | 0 | 0 | 0 | 2.9987e-10 | 7.6923e-10 | 2.053e-09 | -5.7041e-10 | -8.4744e-10 | -1.7043e-09 | -5.9952e-10 | 1.3198e-09 | -8.8285e-11 | 3.4956e-10 | -9.6239e-10 | -2.2652e-11 | 0 | 0 | 0 | 0 | 0 | 0 |  | 1.1852 | 1.1773 | 1.1776 | 1.1852 | 1.1773 | 1.1776 | -0.60077 | -120.9955 | 119.0167 | -0.60077 | -120.9955 | 119.0167
Line13_13_14 | 0.099342 | 0.10859 | 0.1059 | 0.099342 | 0.10859 | 0.1059 | 0.022942 | 0.025079 | 0.024457 | 0.022942 | 0.025079 | 0.024457 | -0.0026249 | -0.0045618 | -0.0052221 | 0.0027221 | 0.0046757 | 0.0053394 | -0.027064 | -0.029172 | -0.028322 | 0.027266 | 0.029404 | 0.028545 | 94.9389 | -22.1078 | -140.5364 | -85.0611 | 157.8922 | 39.4636 |  | 1.1852 | 1.1773 | 1.1776 | 1.1944 | 1.1872 | 1.1874 | -0.60077 | -120.9955 | 119.0167 | -0.76227 | -121.143 | 118.8686
Line14_15_16 | 0 | 0 | 0 | 0 | 0 | 0 | 0 | 0 | 0 | 0 | 0 | 0 | 1.9991e-10 | 5.1282e-10 | 1.3687e-09 | -4.7045e-10 | -5.9103e-10 | -1.0199e-09 | -3.9968e-10 | 8.7989e-10 | -5.8857e-11 | 1.4972e-10 | -5.2244e-10 | -5.208e-11 | 0 | 0 | 0 | 0 | 0 | 0 |  | 1.1852 | 1.1773 | 1.1776 | 1.1852 | 1.1773 | 1.1776 | -0.60077 | -120.9955 | 119.0167 | -0.60077 | -120.9955 | 119.0167
Line15_16_17 | 0 | 0 | 0 | 0 | 0 | 0 | 0 | 0 | 0 | 0 | 0 | 0 | 9.9957e-11 | 2.5641e-10 | 6.8434e-10 | -3.7049e-10 | -3.3462e-10 | -3.3559e-10 | -1.9984e-10 | 4.3994e-10 | -2.9428e-11 | -5.0123e-11 | -8.2501e-11 | -8.1509e-11 | 0 | 0 | 0 | 0 | 0 | 0 |  | 1.1852 | 1.1773 | 1.1776 | 1.1852 | 1.1773 | 1.1776 | -0.60077 | -120.9955 | 119.0167 | -0.60077 | -120.9955 | 119.0167
Line16_4_18 | 0 | 0 | 0 | 0 | 0 | 0 | 0 | 0 | 0 | 0 | 0 | 0 | -3.1302e-11 | 9.9431e-11 | 6.156e-10 | -2.5595e-10 | -2.1331e-10 | -2.1447e-10 | -2.9059e-10 | 4.4396e-10 | -5.439e-11 | -1.1382e-11 | -4.6655e-11 | -4.5568e-11 | 0 | 0 | 0 | 0 | 0 | 0 |  | 1.1602 | 1.1505 | 1.1508 | 1.1602 | 1.1505 | 1.1508 | -0.13936 | -120.5761 | 119.4375 | -0.13936 | -120.5761 | 119.4375
Line17_5_19 | 0.11781 | 0.12891 | 0.12601 | 0.11781 | 0.12891 | 0.12601 | 0.027207 | 0.029771 | 0.029101 | 0.027207 | 0.029771 | 0.029101 | -0.0030926 | -0.0051271 | -0.0059364 | 0.0032299 | 0.0052874 | 0.0061022 | -0.031393 | -0.033842 | -0.032936 | 0.031677 | 0.03417 | 0.03325 | 95.498 | -21.9501 | -140.3339 | -84.502 | 158.0499 | 39.6661 |  | 1.1594 | 1.1497 | 1.15 | 1.1703 | 1.1614 | 1.1617 | -0.12826 | -120.5649 | 119.4487 | -0.32385 | -120.7462 | 119.2668
Line1_1_3 | 0.099342 | 0.10859 | 0.1059 | 0.099342 | 0.10859 | 0.1059 | 0.022942 | 0.025079 | 0.024457 | 0.022942 | 0.025079 | 0.024457 | -0.002236 | -0.0041062 | -0.0047527 | 0.0023332 | 0.0042201 | 0.00487 | -0.026255 | -0.028244 | -0.027432 | 0.026457 | 0.028476 | 0.027654 | 94.9389 | -22.1078 | -140.5364 | -85.0611 | 157.8922 | 39.4636 |  | 1.1485 | 1.138 | 1.1383 | 1.1577 | 1.1479 | 1.1481 | 0.071037 | -120.3797 | 119.6343 | -0.1009 | -120.5376 | 119.4759
Line2_1_4 | 0.1256 | 0.13746 | 0.1345 | 0.1256 | 0.13746 | 0.1345 | 0.029006 | 0.031745 | 0.031061 | 0.029006 | 0.031745 | 0.031061 | -0.0032869 | -0.00534 | -0.0062105 | 0.0034431 | 0.0055222 | 0.0063992 | -0.033152 | -0.035731 | -0.034809 | 0.033476 | 0.036103 | 0.035167 | 95.7331 | -21.8798 | -140.2496 | -84.2669 | 158.1202 | 39.7504 |  | 1.1485 | 1.138 | 1.1383 | 1.1602 | 1.1505 | 1.1508 | 0.071037 | -120.3797 | 119.6343 | -0.13936 | -120.5761 | 119.4375
Line3_1_5 | 0.11781 | 0.12891 | 0.12601 | 0.11781 | 0.12891 | 0.12601 | 0.027207 | 0.029771 | 0.029101 | 0.027207 | 0.029771 | 0.029101 | -0.0029554 | -0.0049668 | -0.0057706 | 0.0030926 | 0.0051271 | 0.0059364 | -0.031109 | -0.033515 | -0.032621 | 0.031393 | 0.033842 | 0.032936 | 95.498 | -21.9501 | -140.3339 | -84.502 | 158.0499 | 39.6661 |  | 1.1485 | 1.138 | 1.1383 | 1.1594 | 1.1497 | 1.15 | 0.071037 | -120.3797 | 119.6343 | -0.12826 | -120.5649 | 119.4487
Line4_2_6 | 0.11093 | 0.12135 | 0.11852 | 0.11093 | 0.12135 | 0.11852 | 0.025619 | 0.028026 | 0.027371 | 0.025619 | 0.028026 | 0.027371 | -0.0027979 | -0.0047846 | -0.0055342 | 0.0029195 | 0.0049267 | 0.0056809 | -0.029555 | -0.031845 | -0.030967 | 0.029807 | 0.032135 | 0.031246 | 95.2898 | -22.0102 | -140.4088 | -84.7102 | 157.9898 | 39.5912 |  | 1.1588 | 1.149 | 1.1493 | 1.169 | 1.16 | 1.1603 | -0.11825 | -120.5548 | 119.4587 | -0.30422 | -120.7266 | 119.2865
Line5_6_7 | 0.11093 | 0.12135 | 0.11852 | 0.11093 | 0.12135 | 0.11852 | 0.025619 | 0.028026 | 0.027371 | 0.025619 | 0.028026 | 0.027371 | -0.0029195 | -0.0049267 | -0.0056809 | 0.003041 | 0.0050688 | 0.0058277 | -0.029807 | -0.032135 | -0.031246 | 0.030059 | 0.032425 | 0.031524 | 95.2898 | -22.0102 | -140.4088 | -84.7102 | 157.9898 | 39.5912 |  | 1.169 | 1.16 | 1.1603 | 1.1793 | 1.171 | 1.1712 | -0.30422 | -120.7266 | 119.2865 | -0.48695 | -120.8951 | 119.1175
Line6_7_8 | 0 | 0 | 0 | 0 | 0 | 0 | 0 | 0 | 0 | 0 | 0 | 0 | 1.9812e-10 | 6.5986e-10 | 2.0074e-09 | -4.7514e-10 | -7.4543e-10 | -1.6448e-09 | -6.6624e-10 | 1.3289e-09 | -1.1299e-10 | 4.0373e-10 | -9.597e-10 | 2.5663e-12 | 0 | 0 | 0 | 0 | 0 | 0 |  | 1.1793 | 1.171 | 1.1712 | 1.1793 | 1.171 | 1.1712 | -0.48695 | -120.8951 | 119.1175 | -0.48695 | -120.8951 | 119.1175
Line7_8_9 | 0 | 0 | 0 | 0 | 0 | 0 | 0 | 0 | 0 | 0 | 0 | 0 | 6.6039e-11 | 2.1995e-10 | 6.6914e-10 | -3.4306e-10 | -3.0552e-10 | -3.0654e-10 | -2.2208e-10 | 4.4296e-10 | -3.7663e-11 | -4.0425e-11 | -7.3783e-11 | -7.276e-11 | 0 | 0 | 0 | 0 | 0 | 0 |  | 1.1793 | 1.171 | 1.1712 | 1.1793 | 1.171 | 1.1712 | -0.48695 | -120.8951 | 119.1175 | -0.48695 | -120.8951 | 119.1175
Line8_8_10 | 0 | 0 | 0 | 0 | 0 | 0 | 0 | 0 | 0 | 0 | 0 | 0 | 6.6039e-11 | 2.1995e-10 | 6.6914e-10 | -3.4306e-10 | -3.0552e-10 | -3.0654e-10 | -2.2208e-10 | 4.4296e-10 | -3.7663e-11 | -4.0425e-11 | -7.3783e-11 | -7.276e-11 | 0 | 0 | 0 | 0 | 0 | 0 |  | 1.1793 | 1.171 | 1.1712 | 1.1793 | 1.171 | 1.1712 | -0.48695 | -120.8951 | 119.1175 | -0.48695 | -120.8951 | 119.1175
Line9_3_11 | 0.099342 | 0.10859 | 0.1059 | 0.099342 | 0.10859 | 0.1059 | 0.022942 | 0.025079 | 0.024457 | 0.022942 | 0.025079 | 0.024457 | -0.0023332 | -0.0042201 | -0.00487 | 0.0024304 | 0.004334 | 0.0049874 | -0.026457 | -0.028476 | -0.027654 | 0.026659 | 0.028708 | 0.027877 | 94.9389 | -22.1078 | -140.5364 | -85.0611 | 157.8922 | 39.4636 |  | 1.1577 | 1.1479 | 1.1481 | 1.1668 | 1.1577 | 1.1579 | -0.1009 | -120.5376 | 119.4759 | -0.27014 | -120.6928 | 119.3203

## LLG_min_6
name | pf_ikss_a_from_ka | pf_ikss_b_from_ka | pf_ikss_c_from_ka | pf_ikss_a_to_ka | pf_ikss_b_to_ka | pf_ikss_c_to_ka | pf_skss_a_from_mw | pf_skss_b_from_mw | pf_skss_c_from_mw | pf_skss_a_to_mw | pf_skss_b_to_mw | pf_skss_c_to_mw | pf_p_a_from_mw | pf_p_b_from_mw | pf_p_c_from_mw | pf_p_a_to_mw | pf_p_b_to_mw | pf_p_c_to_mw | pf_q_a_from_mvar | pf_q_b_from_mvar | pf_q_c_from_mvar | pf_q_a_to_mvar | pf_q_b_to_mvar | pf_q_c_to_mvar | pf_ikss_a_from_degree | pf_ikss_b_from_degree | pf_ikss_c_from_degree | pf_ikss_a_to_degree | pf_ikss_b_to_degree | pf_ikss_c_to_degree | 3xI0 | pf_vm_a_from_pu | pf_vm_b_from_pu | pf_vm_c_from_pu | pf_vm_a_to_pu | pf_vm_b_to_pu | pf_vm_c_to_pu | pf_va_a_from_degree | pf_va_b_from_degree | pf_va_c_from_degree | pf_va_a_to_degree | pf_va_b_to_degree | pf_va_c_to_degree
Line0_1_2 | 0.0048861 | 0.017564 | 0.018879 | 0.0048862 | 0.017564 | 0.018879 | 0.0011284 | 0.0040563 | 0.0043599 | 0.0011284 | 0.0040563 | 0.0043599 | -0.00070031 | -7.8778e-06 | -5.4761e-06 | 0.00070072 | 1.1538e-05 | 1.2066e-05 | 0.00088151 | -2.665e-05 | -4.0144e-05 | -0.00088169 | 3.3239e-05 | 4.4812e-05 | -128.3091 | -32.8714 | -127.4576 | 51.6918 | 147.1283 | 52.5426 |  | 0.99772 | 0.0068511 | 0.0092928 | 0.99805 | 0.008674 | 0.010644 | 0.15641 | -139.3391 | 134.7746 | 0.16736 | -142.015 | 127.4728
Line10_11_12 | 0.0048748 | 0.017512 | 0.01882 | 0.0048749 | 0.017512 | 0.018821 | 0.0011258 | 0.0040443 | 0.0043464 | 0.0011258 | 0.0040443 | 0.0043464 | -0.00069513 | -1.5178e-05 | -1.8641e-05 | 0.00069553 | 1.8815e-05 | 2.5191e-05 | 0.00088324 | -3.9654e-05 | -4.9283e-05 | -0.00088342 | 4.6203e-05 | 5.392e-05 | -128.0252 | -32.7671 | -127.3377 | 51.9756 | 147.2326 | 52.6625 |  | 0.99838 | 0.010499 | 0.012123 | 0.99871 | 0.012335 | 0.013693 | 0.17833 | -143.7118 | 121.943 | 0.18928 | -144.9252 | 117.621
Line11_12_13 | 0.0048749 | 0.017512 | 0.01882 | 0.004875 | 0.017513 | 0.018821 | 0.0011258 | 0.0040443 | 0.0043464 | 0.0011258 | 0.0040443 | 0.0043464 | -0.00069553 | -1.8815e-05 | -2.5191e-05 | 0.00069592 | 2.2452e-05 | 3.1741e-05 | 0.00088342 | -4.6203e-05 | -5.392e-05 | -0.00088361 | 5.2751e-05 | 5.8558e-05 | -128.0244 | -32.7675 | -127.3376 | 51.9765 | 147.2322 | 52.6627 |  | 0.99871 | 0.012335 | 0.013693 | 0.99904 | 0.014176 | 0.015325 | 0.18928 | -144.9252 | 117.621 | 0.20022 | -145.8238 | 114.2033
Line12_13_15 | 0 | 0 | 0 | 0 | 0 | 0 | 0 | 0 | 0 | 0 | 0 | 0 | -5.1912e-10 | -7.8326e-10 | 9.8863e-10 | 3.4957e-10 | 5.6822e-10 | -6.0405e-10 | -8.2148e-08 | 1.0381e-09 | 5.2224e-10 | 5.4778e-08 | -7.1472e-10 | -3.5384e-10 | 0 | 0 | 0 | 0 | 0 | 0 |  | 0.99904 | 0.014176 | 0.015325 | 0.99904 | 0.014176 | 0.015325 | 0.20022 | -145.8238 | 114.2033 | 0.20022 | -145.8237 | 114.2033
Line13_13_14 | 0.0048753 | 0.017513 | 0.018821 | 0.0048754 | 0.017513 | 0.018821 | 0.0011259 | 0.0040444 | 0.0043465 | 0.0011259 | 0.0040444 | 0.0043465 | -0.00069592 | -2.2452e-05 | -3.1742e-05 | 0.00069632 | 2.6089e-05 | 3.8292e-05 | 0.00088369 | -5.2752e-05 | -5.8558e-05 | -0.00088388 | 5.9301e-05 | 6.3196e-05 | -128.0209 | -32.769 | -127.3368 | 51.98 | 147.2307 | 52.6634 |  | 0.99904 | 0.014176 | 0.015325 | 0.99937 | 0.016019 | 0.017 | 0.20022 | -145.8238 | 114.2033 | 0.21116 | -146.5158 | 111.4511
Line14_15_16 | 0 | 0 | 0 | 0 | 0 | 0 | 0 | 0 | 0 | 0 | 0 | 0 | -3.4608e-10 | -5.2217e-10 | 6.5909e-10 | 1.7653e-10 | 3.0714e-10 | -2.745e-10 | -5.4765e-08 | 6.9207e-10 | 3.4816e-10 | 2.7395e-08 | -3.6868e-10 | -1.7976e-10 | 0 | 0 | 0 | 0 | 0 | 0 |  | 0.99904 | 0.014176 | 0.015325 | 0.99904 | 0.014176 | 0.015325 | 0.20022 | -145.8237 | 114.2033 | 0.20022 | -145.8236 | 114.2033
Line15_16_17 | 0 | 0 | 0 | 0 | 0 | 0 | 0 | 0 | 0 | 0 | 0 | 0 | -1.7304e-10 | -2.6109e-10 | 3.2954e-10 | 3.4911e-12 | 4.605e-11 | 5.5041e-11 | -2.7383e-08 | 3.4604e-10 | 1.7408e-10 | 1.2801e-11 | -2.2641e-11 | -5.6752e-12 | 0 | 0 | 0 | 0 | 0 | 0 |  | 0.99904 | 0.014176 | 0.015325 | 0.99904 | 0.014176 | 0.015325 | 0.20022 | -145.8236 | 114.2033 | 0.20022 | -145.8236 | 114.2033
Line16_4_18 | 0 | 0 | 0 | 0 | 0 | 0 | 0 | 0 | 0 | 0 | 0 | 0 | -9.5011e-11 | -1.7486e-10 | 1.9526e-10 | 7.099e-12 | 2.9221e-11 | 3.8293e-11 | -2.7457e-08 | 2.0103e-10 | 1.715e-10 | 1.0689e-11 | -1.1945e-11 | 5.0535e-12 | 0 | 0 | 0 | 0 | 0 | 0 |  | 0.99806 | 0.0086792 | 0.010646 | 0.99806 | 0.0086792 | 0.010646 | 0.16735 | -142.0451 | 127.438 | 0.16735 | -142.045 | 127.438
Line17_5_19 | 0.0048922 | 0.017591 | 0.018909 | 0.0048923 | 0.017591 | 0.018909 | 0.0011298 | 0.0040624 | 0.0043668 | 0.0011298 | 0.0040624 | 0.0043668 | -0.00070372 | -1.1536e-05 | -1.2053e-05 | 0.00070413 | 1.5208e-05 | 1.8663e-05 | 0.00088108 | -3.3306e-05 | -4.4896e-05 | -0.00088126 | 3.9915e-05 | 4.958e-05 | -128.4473 | -32.9257 | -127.5169 | 51.5536 | 147.074 | 52.4833 |  | 0.99805 | 0.0086766 | 0.010645 | 0.99839 | 0.010514 | 0.012132 | 0.16736 | -142.0301 | 127.4555 | 0.1783 | -143.7832 | 121.8553
Line1_1_3 | 0.0048746 | 0.017512 | 0.01882 | 0.0048747 | 0.017512 | 0.01882 | 0.0011257 | 0.0040443 | 0.0043463 | 0.0011258 | 0.0040443 | 0.0043464 | -0.00069433 | -7.9032e-06 | -5.5425e-06 | 0.00069473 | 1.1541e-05 | 1.2092e-05 | 0.00088286 | -2.6557e-05 | -4.0008e-05 | -0.00088305 | 3.3105e-05 | 4.4645e-05 | -128.027 | -32.7664 | -127.3381 | 51.9739 | 147.2333 | 52.6621 |  | 0.99772 | 0.0068511 | 0.0092928 | 0.99805 | 0.0086688 | 0.010642 | 0.15641 | -139.3391 | 134.7746 | 0.16737 | -141.9853 | 127.5074
Line2_1_4 | 0.0048978 | 0.017617 | 0.018938 | 0.0048979 | 0.017617 | 0.018938 | 0.0011311 | 0.0040684 | 0.0043736 | 0.0011311 | 0.0040684 | 0.0043736 | -0.00070633 | -7.8516e-06 | -5.409e-06 | 0.00070674 | 1.1535e-05 | 1.204e-05 | 0.00088014 | -2.6744e-05 | -4.0281e-05 | -0.00088033 | 3.3373e-05 | 4.498e-05 | -128.5912 | -32.9778 | -127.5774 | 51.4097 | 147.0219 | 52.4228 |  | 0.99772 | 0.0068511 | 0.0092928 | 0.99806 | 0.0086792 | 0.010646 | 0.15641 | -139.3391 | 134.7746 | 0.16735 | -142.0451 | 127.438
Line3_1_5 | 0.0048921 | 0.017591 | 0.018909 | 0.0048922 | 0.017591 | 0.018909 | 0.0011298 | 0.0040624 | 0.0043668 | 0.0011298 | 0.0040624 | 0.0043668 | -0.00070332 | -7.8645e-06 | -5.443e-06 | 0.00070372 | 1.1536e-05 | 1.2053e-05 | 0.00088089 | -2.6697e-05 | -4.0213e-05 | -0.00088108 | 3.3306e-05 | 4.4896e-05 | -128.4482 | -32.9253 | -127.5171 | 51.5527 | 147.0744 | 52.4832 |  | 0.99772 | 0.0068511 | 0.0092928 | 0.99805 | 0.0086766 | 0.010645 | 0.15641 | -139.3391 | 134.7746 | 0.16736 | -142.0301 | 127.4555
Line4_2_6 | 0.0048862 | 0.017564 | 0.018879 | 0.0048863 | 0.017564 | 0.018879 | 0.0011284 | 0.0040563 | 0.0043599 | 0.0011284 | 0.0040563 | 0.0043599 | -0.00070072 | -1.1538e-05 | -1.2066e-05 | 0.00070112 | 1.5198e-05 | 1.8656e-05 | 0.00088169 | -3.3239e-05 | -4.4812e-05 | -0.00088188 | 3.9827e-05 | 4.948e-05 | -128.3082 | -32.8718 | -127.4574 | 51.6926 | 147.1279 | 52.5428 |  | 0.99805 | 0.008674 | 0.010644 | 0.99839 | 0.010509 | 0.012129 | 0.16736 | -142.015 | 127.4728 | 0.17831 | -143.7591 | 121.8846
Line5_6_7 | 0.0048863 | 0.017564 | 0.018879 | 0.0048864 | 0.017564 | 0.018879 | 0.0011284 | 0.0040563 | 0.0043599 | 0.0011285 | 0.0040563 | 0.00436 | -0.00070112 | -1.5198e-05 | -1.8656e-05 | 0.00070152 | 1.8858e-05 | 2.5246e-05 | 0.00088188 | -3.9827e-05 | -4.948e-05 | -0.00088207 | 4.6416e-05 | 5.4148e-05 | -128.3074 | -32.8722 | -127.4572 | 51.6935 | 147.1275 | 52.543 |  | 0.99839 | 0.010509 | 0.012129 | 0.99872 | 0.012351 | 0.013703 | 0.17831 | -143.7591 | 121.8846 | 0.18924 | -144.9839 | 117.5465
Line6_7_8 | 0 | 0 | 0 | 0 | 0 | 0 | 0 | 0 | 0 | 0 | 0 | 0 | -4.4211e-10 | -6.9759e-10 | 8.5569e-10 | 2.9941e-10 | 5.0555e-10 | -5.2095e-10 | -8.2222e-08 | 8.9475e-10 | 5.1943e-10 | 5.4827e-08 | -6.1563e-10 | -3.4843e-10 | 0 | 0 | 0 | 0 | 0 | 0 |  | 0.99872 | 0.012351 | 0.013703 | 0.99872 | 0.012351 | 0.013703 | 0.18924 | -144.9839 | 117.5465 | 0.18924 | -144.9838 | 117.5465
Line7_8_9 | 0 | 0 | 0 | 0 | 0 | 0 | 0 | 0 | 0 | 0 | 0 | 0 | -1.4737e-10 | -2.3253e-10 | 2.8523e-10 | 4.6712e-12 | 4.0491e-11 | 4.9509e-11 | -2.7407e-08 | 2.9825e-10 | 1.7314e-10 | 1.2095e-11 | -1.9128e-11 | -2.1508e-12 | 0 | 0 | 0 | 0 | 0 | 0 |  | 0.99872 | 0.012351 | 0.013703 | 0.99872 | 0.012351 | 0.013703 | 0.18924 | -144.9838 | 117.5465 | 0.18924 | -144.9838 | 117.5465
Line8_8_10 | 0 | 0 | 0 | 0 | 0 | 0 | 0 | 0 | 0 | 0 | 0 | 0 | -1.4737e-10 | -2.3253e-10 | 2.8523e-10 | 4.6712e-12 | 4.0491e-11 | 4.9509e-11 | -2.7407e-08 | 2.9825e-10 | 1.7314e-10 | 1.2095e-11 | -1.9128e-11 | -2.1508e-12 | 0 | 0 | 0 | 0 | 0 | 0 |  | 0.99872 | 0.012351 | 0.013703 | 0.99872 | 0.012351 | 0.013703 | 0.18924 | -144.9838 | 117.5465 | 0.18924 | -144.9838 | 117.5465
Line9_3_11 | 0.0048747 | 0.017512 | 0.01882 | 0.0048748 | 0.017512 | 0.01882 | 0.0011258 | 0.0040443 | 0.0043464 | 0.0011258 | 0.0040443 | 0.0043464 | -0.00069473 | -1.1541e-05 | -1.2092e-05 | 0.00069513 | 1.5178e-05 | 1.8641e-05 | 0.00088305 | -3.3105e-05 | -4.4645e-05 | -0.00088324 | 3.9654e-05 | 4.9283e-05 | -128.0261 | -32.7667 | -127.3379 | 51.9748 | 147.2329 | 52.6623 |  | 0.99805 | 0.0086688 | 0.010642 | 0.99838 | 0.010499 | 0.012123 | 0.16737 | -141.9853 | 127.5074 | 0.17833 | -143.7118 | 121.943

## LLG_min_10
name | pf_ikss_a_from_ka | pf_ikss_b_from_ka | pf_ikss_c_from_ka | pf_ikss_a_to_ka | pf_ikss_b_to_ka | pf_ikss_c_to_ka | pf_skss_a_from_mw | pf_skss_b_from_mw | pf_skss_c_from_mw | pf_skss_a_to_mw | pf_skss_b_to_mw | pf_skss_c_to_mw | pf_p_a_from_mw | pf_p_b_from_mw | pf_p_c_from_mw | pf_p_a_to_mw | pf_p_b_to_mw | pf_p_c_to_mw | pf_q_a_from_mvar | pf_q_b_from_mvar | pf_q_c_from_mvar | pf_q_a_to_mvar | pf_q_b_to_mvar | pf_q_c_to_mvar | pf_ikss_a_from_degree | pf_ikss_b_from_degree | pf_ikss_c_from_degree | pf_ikss_a_to_degree | pf_ikss_b_to_degree | pf_ikss_c_to_degree | 3xI0 | pf_vm_a_from_pu | pf_vm_b_from_pu | pf_vm_c_from_pu | pf_vm_a_to_pu | pf_vm_b_to_pu | pf_vm_c_to_pu | pf_va_a_from_degree | pf_va_b_from_degree | pf_va_c_from_degree | pf_va_a_to_degree | pf_va_b_to_degree | pf_va_c_to_degree
Line0_1_2 | 0.0048861 | 0.017564 | 0.018879 | 0.0048862 | 0.017564 | 0.018879 | 0.0011284 | 0.0040563 | 0.0043599 | 0.0011284 | 0.0040563 | 0.0043599 | -0.00070031 | -7.8778e-06 | -5.4761e-06 | 0.00070072 | 1.1538e-05 | 1.2066e-05 | 0.00088151 | -2.665e-05 | -4.0144e-05 | -0.00088169 | 3.3239e-05 | 4.4812e-05 | -128.3091 | -32.8714 | -127.4576 | 51.6918 | 147.1283 | 52.5426 |  | 0.99772 | 0.0068511 | 0.0092928 | 0.99805 | 0.008674 | 0.010644 | 0.15641 | -139.3391 | 134.7746 | 0.16736 | -142.015 | 127.4728
Line10_11_12 | 0.0048748 | 0.017512 | 0.01882 | 0.0048749 | 0.017512 | 0.018821 | 0.0011258 | 0.0040443 | 0.0043464 | 0.0011258 | 0.0040443 | 0.0043464 | -0.00069513 | -1.5178e-05 | -1.8641e-05 | 0.00069553 | 1.8815e-05 | 2.5191e-05 | 0.00088324 | -3.9654e-05 | -4.9283e-05 | -0.00088342 | 4.6203e-05 | 5.392e-05 | -128.0252 | -32.7671 | -127.3377 | 51.9756 | 147.2326 | 52.6625 |  | 0.99838 | 0.010499 | 0.012123 | 0.99871 | 0.012335 | 0.013693 | 0.17833 | -143.7118 | 121.943 | 0.18928 | -144.9252 | 117.621
Line11_12_13 | 0.0048749 | 0.017512 | 0.01882 | 0.004875 | 0.017513 | 0.018821 | 0.0011258 | 0.0040443 | 0.0043464 | 0.0011258 | 0.0040443 | 0.0043464 | -0.00069553 | -1.8815e-05 | -2.5191e-05 | 0.00069592 | 2.2452e-05 | 3.1741e-05 | 0.00088342 | -4.6203e-05 | -5.392e-05 | -0.00088361 | 5.2751e-05 | 5.8558e-05 | -128.0244 | -32.7675 | -127.3376 | 51.9765 | 147.2322 | 52.6627 |  | 0.99871 | 0.012335 | 0.013693 | 0.99904 | 0.014176 | 0.015325 | 0.18928 | -144.9252 | 117.621 | 0.20022 | -145.8238 | 114.2033
Line12_13_15 | 0 | 0 | 0 | 0 | 0 | 0 | 0 | 0 | 0 | 0 | 0 | 0 | -5.1912e-10 | -7.8326e-10 | 9.8863e-10 | 3.4957e-10 | 5.6822e-10 | -6.0405e-10 | -8.2148e-08 | 1.0381e-09 | 5.2224e-10 | 5.4778e-08 | -7.1472e-10 | -3.5384e-10 | 0 | 0 | 0 | 0 | 0 | 0 |  | 0.99904 | 0.014176 | 0.015325 | 0.99904 | 0.014176 | 0.015325 | 0.20022 | -145.8238 | 114.2033 | 0.20022 | -145.8237 | 114.2033
Line13_13_14 | 0.0048753 | 0.017513 | 0.018821 | 0.0048754 | 0.017513 | 0.018821 | 0.0011259 | 0.0040444 | 0.0043465 | 0.0011259 | 0.0040444 | 0.0043465 | -0.00069592 | -2.2452e-05 | -3.1742e-05 | 0.00069632 | 2.6089e-05 | 3.8292e-05 | 0.00088369 | -5.2752e-05 | -5.8558e-05 | -0.00088388 | 5.9301e-05 | 6.3196e-05 | -128.0209 | -32.769 | -127.3368 | 51.98 | 147.2307 | 52.6634 |  | 0.99904 | 0.014176 | 0.015325 | 0.99937 | 0.016019 | 0.017 | 0.20022 | -145.8238 | 114.2033 | 0.21116 | -146.5158 | 111.4511
Line14_15_16 | 0 | 0 | 0 | 0 | 0 | 0 | 0 | 0 | 0 | 0 | 0 | 0 | -3.4608e-10 | -5.2217e-10 | 6.5909e-10 | 1.7653e-10 | 3.0714e-10 | -2.745e-10 | -5.4765e-08 | 6.9207e-10 | 3.4816e-10 | 2.7395e-08 | -3.6868e-10 | -1.7976e-10 | 0 | 0 | 0 | 0 | 0 | 0 |  | 0.99904 | 0.014176 | 0.015325 | 0.99904 | 0.014176 | 0.015325 | 0.20022 | -145.8237 | 114.2033 | 0.20022 | -145.8236 | 114.2033
Line15_16_17 | 0 | 0 | 0 | 0 | 0 | 0 | 0 | 0 | 0 | 0 | 0 | 0 | -1.7304e-10 | -2.6109e-10 | 3.2954e-10 | 3.4911e-12 | 4.605e-11 | 5.5041e-11 | -2.7383e-08 | 3.4604e-10 | 1.7408e-10 | 1.2801e-11 | -2.2641e-11 | -5.6752e-12 | 0 | 0 | 0 | 0 | 0 | 0 |  | 0.99904 | 0.014176 | 0.015325 | 0.99904 | 0.014176 | 0.015325 | 0.20022 | -145.8236 | 114.2033 | 0.20022 | -145.8236 | 114.2033
Line16_4_18 | 0 | 0 | 0 | 0 | 0 | 0 | 0 | 0 | 0 | 0 | 0 | 0 | -9.5011e-11 | -1.7486e-10 | 1.9526e-10 | 7.099e-12 | 2.9221e-11 | 3.8293e-11 | -2.7457e-08 | 2.0103e-10 | 1.715e-10 | 1.0689e-11 | -1.1945e-11 | 5.0535e-12 | 0 | 0 | 0 | 0 | 0 | 0 |  | 0.99806 | 0.0086792 | 0.010646 | 0.99806 | 0.0086792 | 0.010646 | 0.16735 | -142.0451 | 127.438 | 0.16735 | -142.045 | 127.438
Line17_5_19 | 0.0048922 | 0.017591 | 0.018909 | 0.0048923 | 0.017591 | 0.018909 | 0.0011298 | 0.0040624 | 0.0043668 | 0.0011298 | 0.0040624 | 0.0043668 | -0.00070372 | -1.1536e-05 | -1.2053e-05 | 0.00070413 | 1.5208e-05 | 1.8663e-05 | 0.00088108 | -3.3306e-05 | -4.4896e-05 | -0.00088126 | 3.9915e-05 | 4.958e-05 | -128.4473 | -32.9257 | -127.5169 | 51.5536 | 147.074 | 52.4833 |  | 0.99805 | 0.0086766 | 0.010645 | 0.99839 | 0.010514 | 0.012132 | 0.16736 | -142.0301 | 127.4555 | 0.1783 | -143.7832 | 121.8553
Line1_1_3 | 0.0048746 | 0.017512 | 0.01882 | 0.0048747 | 0.017512 | 0.01882 | 0.0011257 | 0.0040443 | 0.0043463 | 0.0011258 | 0.0040443 | 0.0043464 | -0.00069433 | -7.9032e-06 | -5.5425e-06 | 0.00069473 | 1.1541e-05 | 1.2092e-05 | 0.00088286 | -2.6557e-05 | -4.0008e-05 | -0.00088305 | 3.3105e-05 | 4.4645e-05 | -128.027 | -32.7664 | -127.3381 | 51.9739 | 147.2333 | 52.6621 |  | 0.99772 | 0.0068511 | 0.0092928 | 0.99805 | 0.0086688 | 0.010642 | 0.15641 | -139.3391 | 134.7746 | 0.16737 | -141.9853 | 127.5074
Line2_1_4 | 0.0048978 | 0.017617 | 0.018938 | 0.0048979 | 0.017617 | 0.018938 | 0.0011311 | 0.0040684 | 0.0043736 | 0.0011311 | 0.0040684 | 0.0043736 | -0.00070633 | -7.8516e-06 | -5.409e-06 | 0.00070674 | 1.1535e-05 | 1.204e-05 | 0.00088014 | -2.6744e-05 | -4.0281e-05 | -0.00088033 | 3.3373e-05 | 4.498e-05 | -128.5912 | -32.9778 | -127.5774 | 51.4097 | 147.0219 | 52.4228 |  | 0.99772 | 0.0068511 | 0.0092928 | 0.99806 | 0.0086792 | 0.010646 | 0.15641 | -139.3391 | 134.7746 | 0.16735 | -142.0451 | 127.438
Line3_1_5 | 0.0048921 | 0.017591 | 0.018909 | 0.0048922 | 0.017591 | 0.018909 | 0.0011298 | 0.0040624 | 0.0043668 | 0.0011298 | 0.0040624 | 0.0043668 | -0.00070332 | -7.8645e-06 | -5.443e-06 | 0.00070372 | 1.1536e-05 | 1.2053e-05 | 0.00088089 | -2.6697e-05 | -4.0213e-05 | -0.00088108 | 3.3306e-05 | 4.4896e-05 | -128.4482 | -32.9253 | -127.5171 | 51.5527 | 147.0744 | 52.4832 |  | 0.99772 | 0.0068511 | 0.0092928 | 0.99805 | 0.0086766 | 0.010645 | 0.15641 | -139.3391 | 134.7746 | 0.16736 | -142.0301 | 127.4555
Line4_2_6 | 0.0048862 | 0.017564 | 0.018879 | 0.0048863 | 0.017564 | 0.018879 | 0.0011284 | 0.0040563 | 0.0043599 | 0.0011284 | 0.0040563 | 0.0043599 | -0.00070072 | -1.1538e-05 | -1.2066e-05 | 0.00070112 | 1.5198e-05 | 1.8656e-05 | 0.00088169 | -3.3239e-05 | -4.4812e-05 | -0.00088188 | 3.9827e-05 | 4.948e-05 | -128.3082 | -32.8718 | -127.4574 | 51.6926 | 147.1279 | 52.5428 |  | 0.99805 | 0.008674 | 0.010644 | 0.99839 | 0.010509 | 0.012129 | 0.16736 | -142.015 | 127.4728 | 0.17831 | -143.7591 | 121.8846
Line5_6_7 | 0.0048863 | 0.017564 | 0.018879 | 0.0048864 | 0.017564 | 0.018879 | 0.0011284 | 0.0040563 | 0.0043599 | 0.0011285 | 0.0040563 | 0.00436 | -0.00070112 | -1.5198e-05 | -1.8656e-05 | 0.00070152 | 1.8858e-05 | 2.5246e-05 | 0.00088188 | -3.9827e-05 | -4.948e-05 | -0.00088207 | 4.6416e-05 | 5.4148e-05 | -128.3074 | -32.8722 | -127.4572 | 51.6935 | 147.1275 | 52.543 |  | 0.99839 | 0.010509 | 0.012129 | 0.99872 | 0.012351 | 0.013703 | 0.17831 | -143.7591 | 121.8846 | 0.18924 | -144.9839 | 117.5465
Line6_7_8 | 0 | 0 | 0 | 0 | 0 | 0 | 0 | 0 | 0 | 0 | 0 | 0 | -4.4211e-10 | -6.9759e-10 | 8.5569e-10 | 2.9941e-10 | 5.0555e-10 | -5.2095e-10 | -8.2222e-08 | 8.9475e-10 | 5.1943e-10 | 5.4827e-08 | -6.1563e-10 | -3.4843e-10 | 0 | 0 | 0 | 0 | 0 | 0 |  | 0.99872 | 0.012351 | 0.013703 | 0.99872 | 0.012351 | 0.013703 | 0.18924 | -144.9839 | 117.5465 | 0.18924 | -144.9838 | 117.5465
Line7_8_9 | 0 | 0 | 0 | 0 | 0 | 0 | 0 | 0 | 0 | 0 | 0 | 0 | -1.4737e-10 | -2.3253e-10 | 2.8523e-10 | 4.6712e-12 | 4.0491e-11 | 4.9509e-11 | -2.7407e-08 | 2.9825e-10 | 1.7314e-10 | 1.2095e-11 | -1.9128e-11 | -2.1508e-12 | 0 | 0 | 0 | 0 | 0 | 0 |  | 0.99872 | 0.012351 | 0.013703 | 0.99872 | 0.012351 | 0.013703 | 0.18924 | -144.9838 | 117.5465 | 0.18924 | -144.9838 | 117.5465
Line8_8_10 | 0 | 0 | 0 | 0 | 0 | 0 | 0 | 0 | 0 | 0 | 0 | 0 | -1.4737e-10 | -2.3253e-10 | 2.8523e-10 | 4.6712e-12 | 4.0491e-11 | 4.9509e-11 | -2.7407e-08 | 2.9825e-10 | 1.7314e-10 | 1.2095e-11 | -1.9128e-11 | -2.1508e-12 | 0 | 0 | 0 | 0 | 0 | 0 |  | 0.99872 | 0.012351 | 0.013703 | 0.99872 | 0.012351 | 0.013703 | 0.18924 | -144.9838 | 117.5465 | 0.18924 | -144.9838 | 117.5465
Line9_3_11 | 0.0048747 | 0.017512 | 0.01882 | 0.0048748 | 0.017512 | 0.01882 | 0.0011258 | 0.0040443 | 0.0043464 | 0.0011258 | 0.0040443 | 0.0043464 | -0.00069473 | -1.1541e-05 | -1.2092e-05 | 0.00069513 | 1.5178e-05 | 1.8641e-05 | 0.00088305 | -3.3105e-05 | -4.4645e-05 | -0.00088324 | 3.9654e-05 | 4.9283e-05 | -128.0261 | -32.7667 | -127.3379 | 51.9748 | 147.2329 | 52.6623 |  | 0.99805 | 0.0086688 | 0.010642 | 0.99838 | 0.010499 | 0.012123 | 0.16737 | -141.9853 | 127.5074 | 0.17833 | -143.7118 | 121.943

## LLG_min_fault_6
name | pf_ikss_a_from_ka | pf_ikss_b_from_ka | pf_ikss_c_from_ka | pf_ikss_a_to_ka | pf_ikss_b_to_ka | pf_ikss_c_to_ka | pf_skss_a_from_mw | pf_skss_b_from_mw | pf_skss_c_from_mw | pf_skss_a_to_mw | pf_skss_b_to_mw | pf_skss_c_to_mw | pf_p_a_from_mw | pf_p_b_from_mw | pf_p_c_from_mw | pf_p_a_to_mw | pf_p_b_to_mw | pf_p_c_to_mw | pf_q_a_from_mvar | pf_q_b_from_mvar | pf_q_c_from_mvar | pf_q_a_to_mvar | pf_q_b_to_mvar | pf_q_c_to_mvar | pf_ikss_a_from_degree | pf_ikss_b_from_degree | pf_ikss_c_from_degree | pf_ikss_a_to_degree | pf_ikss_b_to_degree | pf_ikss_c_to_degree | 3xI0 | pf_vm_a_from_pu | pf_vm_b_from_pu | pf_vm_c_from_pu | pf_vm_a_to_pu | pf_vm_b_to_pu | pf_vm_c_to_pu | pf_va_a_from_degree | pf_va_b_from_degree | pf_va_c_from_degree | pf_va_a_to_degree | pf_va_b_to_degree | pf_va_c_to_degree
Line0_1_2 | 8.519e-05 | 0.00030626 | 0.00032917 | 8.5191e-05 | 0.00030626 | 0.00032917 | 1.9674e-05 | 7.0727e-05 | 7.6018e-05 | 1.9674e-05 | 7.0727e-05 | 7.6018e-05 | 1.18e-07 | -4.1426e-05 | -6.6106e-05 | -1.1818e-07 | 4.1427e-05 | 6.6109e-05 | 1.9672e-05 | -5.6148e-05 | -3.5415e-05 | -1.9673e-05 | 5.615e-05 | 3.5416e-05 | -89.6556 | 5.7895 | -88.8041 | 90.3452 | -174.2109 | 91.1962 |  | 0.99994 | 0.98656 | 0.98654 | 0.99994 | 0.98659 | 0.98657 | 0.00069984 | -120.6303 | 119.375 | 0.0010568 | -120.6301 | 119.3753
Line10_11_12 | 8.4993e-05 | 0.00030535 | 0.00032815 | 8.4994e-05 | 0.00030535 | 0.00032815 | 1.9628e-05 | 7.0518e-05 | 7.5782e-05 | 1.9629e-05 | 7.0518e-05 | 7.5783e-05 | 2.1473e-07 | -4.1407e-05 | -6.5979e-05 | -2.1491e-07 | 4.1408e-05 | 6.5981e-05 | 1.9626e-05 | -5.5911e-05 | -3.517e-05 | -1.9626e-05 | 5.5913e-05 | 3.5171e-05 | -89.3717 | 5.8938 | -88.6842 | 90.6291 | -174.1066 | 91.316 |  | 0.99994 | 0.98662 | 0.9866 | 0.99995 | 0.98665 | 0.98663 | 0.0014106 | -120.6298 | 119.3755 | 0.001766 | -120.6296 | 119.3757
Line11_12_13 | 8.4994e-05 | 0.00030535 | 0.00032815 | 8.4996e-05 | 0.00030535 | 0.00032815 | 1.9629e-05 | 7.0518e-05 | 7.5783e-05 | 1.9629e-05 | 7.0518e-05 | 7.5783e-05 | 2.1491e-07 | -4.1408e-05 | -6.5981e-05 | -2.1509e-07 | 4.1409e-05 | 6.5984e-05 | 1.9626e-05 | -5.5913e-05 | -3.5171e-05 | -1.9627e-05 | 5.5916e-05 | 3.5173e-05 | -89.3709 | 5.8934 | -88.684 | 90.63 | -174.1069 | 91.3162 |  | 0.99995 | 0.98665 | 0.98663 | 0.99995 | 0.98668 | 0.98667 | 0.001766 | -120.6296 | 119.3757 | 0.0021214 | -120.6293 | 119.376
Line12_13_15 | 0 | 0 | 0 | 0 | 0 | 0 | 0 | 0 | 0 | 0 | 0 | 0 | -9.0638e-10 | -6.311e-10 | 1.249e-09 | 6.0444e-10 | 4.6869e-10 | -7.8464e-10 | -1.1106e-09 | 1.4465e-09 | -1.2333e-10 | 7.4057e-10 | -1.0041e-09 | 4.282e-11 | 0 | 0 | 0 | 0 | 0 | 0 |  | 0.99995 | 0.98668 | 0.98667 | 0.99995 | 0.98668 | 0.98667 | 0.0021214 | -120.6293 | 119.376 | 0.0021214 | -120.6293 | 119.376
Line13_13_14 | 8.5001e-05 | 0.00030536 | 0.00032816 | 8.5002e-05 | 0.00030536 | 0.00032816 | 1.963e-05 | 7.0519e-05 | 7.5784e-05 | 1.963e-05 | 7.0519e-05 | 7.5785e-05 | 2.1599e-07 | -4.1409e-05 | -6.5985e-05 | -2.1618e-07 | 4.141e-05 | 6.5987e-05 | 1.9628e-05 | -5.5917e-05 | -3.5172e-05 | -1.9628e-05 | 5.592e-05 | 3.5174e-05 | -89.3674 | 5.8919 | -88.6833 | 90.6335 | -174.1084 | 91.3169 |  | 0.99995 | 0.98668 | 0.98667 | 0.99995 | 0.98672 | 0.9867 | 0.0021214 | -120.6293 | 119.376 | 0.0024768 | -120.6291 | 119.3762
Line14_15_16 | 0 | 0 | 0 | 0 | 0 | 0 | 0 | 0 | 0 | 0 | 0 | 0 | -6.0426e-10 | -4.2074e-10 | 8.3266e-10 | 3.0232e-10 | 2.5832e-10 | -3.6831e-10 | -7.4043e-10 | 9.6432e-10 | -8.2221e-11 | 3.7035e-10 | -5.219e-10 | 1.709e-12 | 0 | 0 | 0 | 0 | 0 | 0 |  | 0.99995 | 0.98668 | 0.98667 | 0.99995 | 0.98668 | 0.98667 | 0.0021214 | -120.6293 | 119.376 | 0.0021214 | -120.6293 | 119.376
Line15_16_17 | 0 | 0 | 0 | 0 | 0 | 0 | 0 | 0 | 0 | 0 | 0 | 0 | -3.0213e-10 | -2.1037e-10 | 4.1633e-10 | 1.8758e-13 | 4.7954e-11 | 4.8024e-11 | -3.7022e-10 | 4.8216e-10 | -4.1111e-11 | 1.3575e-13 | -3.9738e-11 | -3.9402e-11 | 0 | 0 | 0 | 0 | 0 | 0 |  | 0.99995 | 0.98668 | 0.98667 | 0.99995 | 0.98668 | 0.98667 | 0.0021214 | -120.6293 | 119.376 | 0.0021214 | -120.6293 | 119.376
Line16_4_18 | 0 | 0 | 0 | 0 | 0 | 0 | 0 | 0 | 0 | 0 | 0 | 0 | -3.0197e-10 | -2.1288e-10 | 4.1797e-10 | 2.1366e-13 | 4.8295e-11 | 4.8365e-11 | -3.7261e-10 | 4.8324e-10 | -3.9708e-11 | 6.7729e-14 | -3.9781e-11 | -3.9443e-11 | 0 | 0 | 0 | 0 | 0 | 0 |  | 0.99994 | 0.98659 | 0.98657 | 0.99994 | 0.98659 | 0.98657 | 0.0010584 | -120.6301 | 119.3753 | 0.0010584 | -120.6301 | 119.3753
Line17_5_19 | 8.5296e-05 | 0.00030671 | 0.00032969 | 8.5298e-05 | 0.00030672 | 0.00032969 | 1.9698e-05 | 7.0833e-05 | 7.6138e-05 | 1.9699e-05 | 7.0833e-05 | 7.6138e-05 | 7.0511e-08 | -4.1436e-05 | -6.6176e-05 | -7.069e-08 | 4.1437e-05 | 6.6178e-05 | 1.9697e-05 | -5.6273e-05 | -3.5541e-05 | -1.9697e-05 | 5.6276e-05 | 3.5542e-05 | -89.7938 | 5.7352 | -88.8634 | 90.207 | -174.2651 | 91.1369 |  | 0.99994 | 0.98659 | 0.98657 | 0.99994 | 0.98662 | 0.9866 | 0.0010576 | -120.6301 | 119.3753 | 0.0014154 | -120.6298 | 119.3755
Line1_1_3 | 8.4989e-05 | 0.00030535 | 0.00032814 | 8.4991e-05 | 0.00030535 | 0.00032815 | 1.9627e-05 | 7.0517e-05 | 7.5782e-05 | 1.9628e-05 | 7.0518e-05 | 7.5782e-05 | 2.1437e-07 | -4.1406e-05 | -6.5974e-05 | -2.1455e-07 | 4.1407e-05 | 6.5976e-05 | 1.9625e-05 | -5.5906e-05 | -3.5167e-05 | -1.9626e-05 | 5.5908e-05 | 3.5168e-05 | -89.3735 | 5.8945 | -88.6846 | 90.6274 | -174.1058 | 91.3156 |  | 0.99994 | 0.98656 | 0.98654 | 0.99994 | 0.98659 | 0.98657 | 0.00069984 | -120.6303 | 119.375 | 0.0010552 | -120.6301 | 119.3753
Line2_1_4 | 8.5393e-05 | 0.00030717 | 0.0003302 | 8.5395e-05 | 0.00030717 | 0.0003302 | 1.9721e-05 | 7.0937e-05 | 7.6256e-05 | 1.9721e-05 | 7.0938e-05 | 7.6257e-05 | 2.1189e-08 | -4.1445e-05 | -6.6239e-05 | -2.1368e-08 | 4.1446e-05 | 6.6241e-05 | 1.972e-05 | -5.6392e-05 | -3.5664e-05 | -1.972e-05 | 5.6395e-05 | 3.5666e-05 | -89.9377 | 5.6831 | -88.9239 | 90.0631 | -174.3172 | 91.0763 |  | 0.99994 | 0.98656 | 0.98654 | 0.99994 | 0.98659 | 0.98657 | 0.00069984 | -120.6303 | 119.375 | 0.0010584 | -120.6301 | 119.3753
Line3_1_5 | 8.5295e-05 | 0.00030671 | 0.00032969 | 8.5296e-05 | 0.00030671 | 0.00032969 | 1.9698e-05 | 7.0832e-05 | 7.6138e-05 | 1.9698e-05 | 7.0833e-05 | 7.6138e-05 | 7.0332e-08 | -4.1435e-05 | -6.6173e-05 | -7.051e-08 | 4.1436e-05 | 6.6176e-05 | 1.9697e-05 | -5.6271e-05 | -3.5539e-05 | -1.9697e-05 | 5.6273e-05 | 3.554e-05 | -89.7947 | 5.7356 | -88.8635 | 90.2062 | -174.2647 | 91.1367 |  | 0.99994 | 0.98656 | 0.98654 | 0.99994 | 0.98659 | 0.98657 | 0.00069984 | -120.6303 | 119.375 | 0.0010576 | -120.6301 | 119.3753
Line4_2_6 | 8.5191e-05 | 0.00030626 | 0.00032917 | 8.5193e-05 | 0.00030626 | 0.00032917 | 1.9674e-05 | 7.0727e-05 | 7.6018e-05 | 1.9674e-05 | 7.0727e-05 | 7.6019e-05 | 1.1818e-07 | -4.1427e-05 | -6.6108e-05 | -1.1836e-07 | 4.1428e-05 | 6.6111e-05 | 1.9673e-05 | -5.615e-05 | -3.5416e-05 | -1.9673e-05 | 5.6153e-05 | 3.5417e-05 | -89.6547 | 5.7891 | -88.8039 | 90.3461 | -174.2112 | 91.1963 |  | 0.99994 | 0.98659 | 0.98657 | 0.99994 | 0.98662 | 0.9866 | 0.0010568 | -120.6301 | 119.3753 | 0.0014138 | -120.6298 | 119.3755
Line5_6_7 | 8.5193e-05 | 0.00030626 | 0.00032917 | 8.5194e-05 | 0.00030626 | 0.00032917 | 1.9674e-05 | 7.0727e-05 | 7.6019e-05 | 1.9675e-05 | 7.0727e-05 | 7.6019e-05 | 1.1836e-07 | -4.1427e-05 | -6.6111e-05 | -1.1854e-07 | 4.1428e-05 | 6.6113e-05 | 1.9673e-05 | -5.6153e-05 | -3.5417e-05 | -1.9673e-05 | 5.6155e-05 | 3.5419e-05 | -89.6539 | 5.7887 | -88.8037 | 90.347 | -174.2116 | 91.1965 |  | 0.99994 | 0.98662 | 0.9866 | 0.99995 | 0.98665 | 0.98663 | 0.0014138 | -120.6298 | 119.3755 | 0.0017708 | -120.6296 | 119.3757
Line6_7_8 | 0 | 0 | 0 | 0 | 0 | 0 | 0 | 0 | 0 | 0 | 0 | 0 | -9.0624e-10 | -6.3359e-10 | 1.2506e-09 | 6.0435e-10 | 4.7046e-10 | -7.8562e-10 | -1.113e-09 | 1.4476e-09 | -1.2195e-10 | 7.4213e-10 | -1.0048e-09 | 4.1882e-11 | 0 | 0 | 0 | 0 | 0 | 0 |  | 0.99995 | 0.98665 | 0.98663 | 0.99995 | 0.98665 | 0.98663 | 0.0017708 | -120.6296 | 119.3757 | 0.0017708 | -120.6296 | 119.3757
Line7_8_9 | 0 | 0 | 0 | 0 | 0 | 0 | 0 | 0 | 0 | 0 | 0 | 0 | -3.0208e-10 | -2.112e-10 | 4.1688e-10 | 1.9593e-13 | 4.8067e-11 | 4.8137e-11 | -3.7101e-10 | 4.8252e-10 | -4.0649e-11 | 1.1331e-13 | -3.9753e-11 | -3.9416e-11 | 0 | 0 | 0 | 0 | 0 | 0 |  | 0.99995 | 0.98665 | 0.98663 | 0.99995 | 0.98665 | 0.98663 | 0.0017708 | -120.6296 | 119.3757 | 0.0017708 | -120.6296 | 119.3757
Line8_8_10 | 0 | 0 | 0 | 0 | 0 | 0 | 0 | 0 | 0 | 0 | 0 | 0 | -3.0208e-10 | -2.112e-10 | 4.1688e-10 | 1.9593e-13 | 4.8067e-11 | 4.8137e-11 | -3.7101e-10 | 4.8252e-10 | -4.0649e-11 | 1.1331e-13 | -3.9753e-11 | -3.9416e-11 | 0 | 0 | 0 | 0 | 0 | 0 |  | 0.99995 | 0.98665 | 0.98663 | 0.99995 | 0.98665 | 0.98663 | 0.0017708 | -120.6296 | 119.3757 | 0.0017708 | -120.6296 | 119.3757
Line9_3_11 | 8.4991e-05 | 0.00030535 | 0.00032815 | 8.4993e-05 | 0.00030535 | 0.00032815 | 1.9628e-05 | 7.0518e-05 | 7.5782e-05 | 1.9628e-05 | 7.0518e-05 | 7.5782e-05 | 2.1455e-07 | -4.1407e-05 | -6.5976e-05 | -2.1473e-07 | 4.1408e-05 | 6.5979e-05 | 1.9626e-05 | -5.5908e-05 | -3.5168e-05 | -1.9626e-05 | 5.5911e-05 | 3.517e-05 | -89.3726 | 5.8942 | -88.6844 | 90.6283 | -174.1062 | 91.3158 |  | 0.99994 | 0.98659 | 0.98657 | 0.99994 | 0.98662 | 0.9866 | 0.0010552 | -120.6301 | 119.3753 | 0.0014106 | -120.6298 | 119.3755

## LLG_min_fault_10
name | pf_ikss_a_from_ka | pf_ikss_b_from_ka | pf_ikss_c_from_ka | pf_ikss_a_to_ka | pf_ikss_b_to_ka | pf_ikss_c_to_ka | pf_skss_a_from_mw | pf_skss_b_from_mw | pf_skss_c_from_mw | pf_skss_a_to_mw | pf_skss_b_to_mw | pf_skss_c_to_mw | pf_p_a_from_mw | pf_p_b_from_mw | pf_p_c_from_mw | pf_p_a_to_mw | pf_p_b_to_mw | pf_p_c_to_mw | pf_q_a_from_mvar | pf_q_b_from_mvar | pf_q_c_from_mvar | pf_q_a_to_mvar | pf_q_b_to_mvar | pf_q_c_to_mvar | pf_ikss_a_from_degree | pf_ikss_b_from_degree | pf_ikss_c_from_degree | pf_ikss_a_to_degree | pf_ikss_b_to_degree | pf_ikss_c_to_degree | 3xI0 | pf_vm_a_from_pu | pf_vm_b_from_pu | pf_vm_c_from_pu | pf_vm_a_to_pu | pf_vm_b_to_pu | pf_vm_c_to_pu | pf_va_a_from_degree | pf_va_b_from_degree | pf_va_c_from_degree | pf_va_a_to_degree | pf_va_b_to_degree | pf_va_c_to_degree
Line0_1_2 | 8.519e-05 | 0.00030626 | 0.00032917 | 8.5191e-05 | 0.00030626 | 0.00032917 | 1.9674e-05 | 7.0727e-05 | 7.6018e-05 | 1.9674e-05 | 7.0727e-05 | 7.6018e-05 | 1.18e-07 | -4.1426e-05 | -6.6106e-05 | -1.1818e-07 | 4.1427e-05 | 6.6109e-05 | 1.9672e-05 | -5.6148e-05 | -3.5415e-05 | -1.9673e-05 | 5.615e-05 | 3.5416e-05 | -89.6556 | 5.7895 | -88.8041 | 90.3452 | -174.2109 | 91.1962 |  | 0.99994 | 0.98656 | 0.98654 | 0.99994 | 0.98659 | 0.98657 | 0.00069984 | -120.6303 | 119.375 | 0.0010568 | -120.6301 | 119.3753
Line10_11_12 | 8.4993e-05 | 0.00030535 | 0.00032815 | 8.4994e-05 | 0.00030535 | 0.00032815 | 1.9628e-05 | 7.0518e-05 | 7.5782e-05 | 1.9629e-05 | 7.0518e-05 | 7.5783e-05 | 2.1473e-07 | -4.1407e-05 | -6.5979e-05 | -2.1491e-07 | 4.1408e-05 | 6.5981e-05 | 1.9626e-05 | -5.5911e-05 | -3.517e-05 | -1.9626e-05 | 5.5913e-05 | 3.5171e-05 | -89.3717 | 5.8938 | -88.6842 | 90.6291 | -174.1066 | 91.316 |  | 0.99994 | 0.98662 | 0.9866 | 0.99995 | 0.98665 | 0.98663 | 0.0014106 | -120.6298 | 119.3755 | 0.001766 | -120.6296 | 119.3757
Line11_12_13 | 8.4994e-05 | 0.00030535 | 0.00032815 | 8.4996e-05 | 0.00030535 | 0.00032815 | 1.9629e-05 | 7.0518e-05 | 7.5783e-05 | 1.9629e-05 | 7.0518e-05 | 7.5783e-05 | 2.1491e-07 | -4.1408e-05 | -6.5981e-05 | -2.1509e-07 | 4.1409e-05 | 6.5984e-05 | 1.9626e-05 | -5.5913e-05 | -3.5171e-05 | -1.9627e-05 | 5.5916e-05 | 3.5173e-05 | -89.3709 | 5.8934 | -88.684 | 90.63 | -174.1069 | 91.3162 |  | 0.99995 | 0.98665 | 0.98663 | 0.99995 | 0.98668 | 0.98667 | 0.001766 | -120.6296 | 119.3757 | 0.0021214 | -120.6293 | 119.376
Line12_13_15 | 0 | 0 | 0 | 0 | 0 | 0 | 0 | 0 | 0 | 0 | 0 | 0 | -9.0638e-10 | -6.311e-10 | 1.249e-09 | 6.0444e-10 | 4.6869e-10 | -7.8464e-10 | -1.1106e-09 | 1.4465e-09 | -1.2333e-10 | 7.4057e-10 | -1.0041e-09 | 4.282e-11 | 0 | 0 | 0 | 0 | 0 | 0 |  | 0.99995 | 0.98668 | 0.98667 | 0.99995 | 0.98668 | 0.98667 | 0.0021214 | -120.6293 | 119.376 | 0.0021214 | -120.6293 | 119.376
Line13_13_14 | 8.5001e-05 | 0.00030536 | 0.00032816 | 8.5002e-05 | 0.00030536 | 0.00032816 | 1.963e-05 | 7.0519e-05 | 7.5784e-05 | 1.963e-05 | 7.0519e-05 | 7.5785e-05 | 2.1599e-07 | -4.1409e-05 | -6.5985e-05 | -2.1618e-07 | 4.141e-05 | 6.5987e-05 | 1.9628e-05 | -5.5917e-05 | -3.5172e-05 | -1.9628e-05 | 5.592e-05 | 3.5174e-05 | -89.3674 | 5.8919 | -88.6833 | 90.6335 | -174.1084 | 91.3169 |  | 0.99995 | 0.98668 | 0.98667 | 0.99995 | 0.98672 | 0.9867 | 0.0021214 | -120.6293 | 119.376 | 0.0024768 | -120.6291 | 119.3762
Line14_15_16 | 0 | 0 | 0 | 0 | 0 | 0 | 0 | 0 | 0 | 0 | 0 | 0 | -6.0426e-10 | -4.2074e-10 | 8.3266e-10 | 3.0232e-10 | 2.5832e-10 | -3.6831e-10 | -7.4043e-10 | 9.6432e-10 | -8.2221e-11 | 3.7035e-10 | -5.219e-10 | 1.709e-12 | 0 | 0 | 0 | 0 | 0 | 0 |  | 0.99995 | 0.98668 | 0.98667 | 0.99995 | 0.98668 | 0.98667 | 0.0021214 | -120.6293 | 119.376 | 0.0021214 | -120.6293 | 119.376
Line15_16_17 | 0 | 0 | 0 | 0 | 0 | 0 | 0 | 0 | 0 | 0 | 0 | 0 | -3.0213e-10 | -2.1037e-10 | 4.1633e-10 | 1.8758e-13 | 4.7954e-11 | 4.8024e-11 | -3.7022e-10 | 4.8216e-10 | -4.1111e-11 | 1.3575e-13 | -3.9738e-11 | -3.9402e-11 | 0 | 0 | 0 | 0 | 0 | 0 |  | 0.99995 | 0.98668 | 0.98667 | 0.99995 | 0.98668 | 0.98667 | 0.0021214 | -120.6293 | 119.376 | 0.0021214 | -120.6293 | 119.376
Line16_4_18 | 0 | 0 | 0 | 0 | 0 | 0 | 0 | 0 | 0 | 0 | 0 | 0 | -3.0197e-10 | -2.1288e-10 | 4.1797e-10 | 2.1366e-13 | 4.8295e-11 | 4.8365e-11 | -3.7261e-10 | 4.8324e-10 | -3.9708e-11 | 6.7729e-14 | -3.9781e-11 | -3.9443e-11 | 0 | 0 | 0 | 0 | 0 | 0 |  | 0.99994 | 0.98659 | 0.98657 | 0.99994 | 0.98659 | 0.98657 | 0.0010584 | -120.6301 | 119.3753 | 0.0010584 | -120.6301 | 119.3753
Line17_5_19 | 8.5296e-05 | 0.00030671 | 0.00032969 | 8.5298e-05 | 0.00030672 | 0.00032969 | 1.9698e-05 | 7.0833e-05 | 7.6138e-05 | 1.9699e-05 | 7.0833e-05 | 7.6138e-05 | 7.0511e-08 | -4.1436e-05 | -6.6176e-05 | -7.069e-08 | 4.1437e-05 | 6.6178e-05 | 1.9697e-05 | -5.6273e-05 | -3.5541e-05 | -1.9697e-05 | 5.6276e-05 | 3.5542e-05 | -89.7938 | 5.7352 | -88.8634 | 90.207 | -174.2651 | 91.1369 |  | 0.99994 | 0.98659 | 0.98657 | 0.99994 | 0.98662 | 0.9866 | 0.0010576 | -120.6301 | 119.3753 | 0.0014154 | -120.6298 | 119.3755
Line1_1_3 | 8.4989e-05 | 0.00030535 | 0.00032814 | 8.4991e-05 | 0.00030535 | 0.00032815 | 1.9627e-05 | 7.0517e-05 | 7.5782e-05 | 1.9628e-05 | 7.0518e-05 | 7.5782e-05 | 2.1437e-07 | -4.1406e-05 | -6.5974e-05 | -2.1455e-07 | 4.1407e-05 | 6.5976e-05 | 1.9625e-05 | -5.5906e-05 | -3.5167e-05 | -1.9626e-05 | 5.5908e-05 | 3.5168e-05 | -89.3735 | 5.8945 | -88.6846 | 90.6274 | -174.1058 | 91.3156 |  | 0.99994 | 0.98656 | 0.98654 | 0.99994 | 0.98659 | 0.98657 | 0.00069984 | -120.6303 | 119.375 | 0.0010552 | -120.6301 | 119.3753
Line2_1_4 | 8.5393e-05 | 0.00030717 | 0.0003302 | 8.5395e-05 | 0.00030717 | 0.0003302 | 1.9721e-05 | 7.0937e-05 | 7.6256e-05 | 1.9721e-05 | 7.0938e-05 | 7.6257e-05 | 2.1189e-08 | -4.1445e-05 | -6.6239e-05 | -2.1368e-08 | 4.1446e-05 | 6.6241e-05 | 1.972e-05 | -5.6392e-05 | -3.5664e-05 | -1.972e-05 | 5.6395e-05 | 3.5666e-05 | -89.9377 | 5.6831 | -88.9239 | 90.0631 | -174.3172 | 91.0763 |  | 0.99994 | 0.98656 | 0.98654 | 0.99994 | 0.98659 | 0.98657 | 0.00069984 | -120.6303 | 119.375 | 0.0010584 | -120.6301 | 119.3753
Line3_1_5 | 8.5295e-05 | 0.00030671 | 0.00032969 | 8.5296e-05 | 0.00030671 | 0.00032969 | 1.9698e-05 | 7.0832e-05 | 7.6138e-05 | 1.9698e-05 | 7.0833e-05 | 7.6138e-05 | 7.0332e-08 | -4.1435e-05 | -6.6173e-05 | -7.051e-08 | 4.1436e-05 | 6.6176e-05 | 1.9697e-05 | -5.6271e-05 | -3.5539e-05 | -1.9697e-05 | 5.6273e-05 | 3.554e-05 | -89.7947 | 5.7356 | -88.8635 | 90.2062 | -174.2647 | 91.1367 |  | 0.99994 | 0.98656 | 0.98654 | 0.99994 | 0.98659 | 0.98657 | 0.00069984 | -120.6303 | 119.375 | 0.0010576 | -120.6301 | 119.3753
Line4_2_6 | 8.5191e-05 | 0.00030626 | 0.00032917 | 8.5193e-05 | 0.00030626 | 0.00032917 | 1.9674e-05 | 7.0727e-05 | 7.6018e-05 | 1.9674e-05 | 7.0727e-05 | 7.6019e-05 | 1.1818e-07 | -4.1427e-05 | -6.6108e-05 | -1.1836e-07 | 4.1428e-05 | 6.6111e-05 | 1.9673e-05 | -5.615e-05 | -3.5416e-05 | -1.9673e-05 | 5.6153e-05 | 3.5417e-05 | -89.6547 | 5.7891 | -88.8039 | 90.3461 | -174.2112 | 91.1963 |  | 0.99994 | 0.98659 | 0.98657 | 0.99994 | 0.98662 | 0.9866 | 0.0010568 | -120.6301 | 119.3753 | 0.0014138 | -120.6298 | 119.3755
Line5_6_7 | 8.5193e-05 | 0.00030626 | 0.00032917 | 8.5194e-05 | 0.00030626 | 0.00032917 | 1.9674e-05 | 7.0727e-05 | 7.6019e-05 | 1.9675e-05 | 7.0727e-05 | 7.6019e-05 | 1.1836e-07 | -4.1427e-05 | -6.6111e-05 | -1.1854e-07 | 4.1428e-05 | 6.6113e-05 | 1.9673e-05 | -5.6153e-05 | -3.5417e-05 | -1.9673e-05 | 5.6155e-05 | 3.5419e-05 | -89.6539 | 5.7887 | -88.8037 | 90.347 | -174.2116 | 91.1965 |  | 0.99994 | 0.98662 | 0.9866 | 0.99995 | 0.98665 | 0.98663 | 0.0014138 | -120.6298 | 119.3755 | 0.0017708 | -120.6296 | 119.3757
Line6_7_8 | 0 | 0 | 0 | 0 | 0 | 0 | 0 | 0 | 0 | 0 | 0 | 0 | -9.0624e-10 | -6.3359e-10 | 1.2506e-09 | 6.0435e-10 | 4.7046e-10 | -7.8562e-10 | -1.113e-09 | 1.4476e-09 | -1.2195e-10 | 7.4213e-10 | -1.0048e-09 | 4.1882e-11 | 0 | 0 | 0 | 0 | 0 | 0 |  | 0.99995 | 0.98665 | 0.98663 | 0.99995 | 0.98665 | 0.98663 | 0.0017708 | -120.6296 | 119.3757 | 0.0017708 | -120.6296 | 119.3757
Line7_8_9 | 0 | 0 | 0 | 0 | 0 | 0 | 0 | 0 | 0 | 0 | 0 | 0 | -3.0208e-10 | -2.112e-10 | 4.1688e-10 | 1.9593e-13 | 4.8067e-11 | 4.8137e-11 | -3.7101e-10 | 4.8252e-10 | -4.0649e-11 | 1.1331e-13 | -3.9753e-11 | -3.9416e-11 | 0 | 0 | 0 | 0 | 0 | 0 |  | 0.99995 | 0.98665 | 0.98663 | 0.99995 | 0.98665 | 0.98663 | 0.0017708 | -120.6296 | 119.3757 | 0.0017708 | -120.6296 | 119.3757
Line8_8_10 | 0 | 0 | 0 | 0 | 0 | 0 | 0 | 0 | 0 | 0 | 0 | 0 | -3.0208e-10 | -2.112e-10 | 4.1688e-10 | 1.9593e-13 | 4.8067e-11 | 4.8137e-11 | -3.7101e-10 | 4.8252e-10 | -4.0649e-11 | 1.1331e-13 | -3.9753e-11 | -3.9416e-11 | 0 | 0 | 0 | 0 | 0 | 0 |  | 0.99995 | 0.98665 | 0.98663 | 0.99995 | 0.98665 | 0.98663 | 0.0017708 | -120.6296 | 119.3757 | 0.0017708 | -120.6296 | 119.3757
Line9_3_11 | 8.4991e-05 | 0.00030535 | 0.00032815 | 8.4993e-05 | 0.00030535 | 0.00032815 | 1.9628e-05 | 7.0518e-05 | 7.5782e-05 | 1.9628e-05 | 7.0518e-05 | 7.5782e-05 | 2.1455e-07 | -4.1407e-05 | -6.5976e-05 | -2.1473e-07 | 4.1408e-05 | 6.5979e-05 | 1.9626e-05 | -5.5908e-05 | -3.5168e-05 | -1.9626e-05 | 5.5911e-05 | 3.517e-05 | -89.3726 | 5.8942 | -88.6844 | 90.6283 | -174.1062 | 91.3158 |  | 0.99994 | 0.98659 | 0.98657 | 0.99994 | 0.98662 | 0.9866 | 0.0010552 | -120.6301 | 119.3753 | 0.0014106 | -120.6298 | 119.3755