## LLL_max_6
name | pf_ikss_from_ka | pf_ikss_to_ka | pf_ip_from_ka | pf_ip_to_ka | pf_skss_from_mw | pf_skss_to_mw | pf_p_from_mw | pf_p_to_mw | pf_q_from_mvar | pf_q_to_mvar | pf_ikss_from_degree | pf_ikss_to_degree | pf_vm_from_pu | pf_vm_to_pu | pf_va_from_degree | pf_va_to_degree
Line0_1_2 | 0.31228 | 0.31228 | 0 | 0 | 0.21635 | 0.21635 | -0.079373 | 0.082298 | -0.14972 | 0.15557 | 112.3076 | -67.6924 | 0.78323 | 0.81346 | -5.6229 | -5.5721
Line10_11_12 | 0.2776 | 0.2776 | 0 | 0 | 0.19233 | 0.19233 | -0.076336 | 0.078648 | -0.14172 | 0.14634 | 112.8061 | -67.1939 | 0.83696 | 0.86383 | -5.5032 | -5.4489
Line11_12_13 | 0.2776 | 0.2776 | 0 | 0 | 0.19233 | 0.19233 | -0.078648 | 0.08096 | -0.14634 | 0.15096 | 112.8061 | -67.1939 | 0.86383 | 0.89069 | -5.4489 | -5.3979
Line12_13_15 | 0 | 0 | 0 | 0 | 0 | 0 | 0 | 0 | 0 | 0 | 0 | 0 | 0.89069 | 0.89069 | -5.3979 | -5.3979
Line13_13_14 | 0.2776 | 0.2776 | 0 | 0 | 0.19233 | 0.19233 | -0.08096 | 0.083272 | -0.15096 | 0.15559 | 112.8061 | -67.1939 | 0.89069 | 0.91756 | -5.3979 | -5.3499
Line14_15_16 | 0 | 0 | 0 | 0 | 0 | 0 | 0 | 0 | 0 | 0 | 0 | 0 | 0.89069 | 0.89069 | -5.3979 | -5.3979
Line15_16_17 | 0 | 0 | 0 | 0 | 0 | 0 | 0 | 0 | 0 | 0 | 0 | 0 | 0.89069 | 0.89069 | -5.3979 | -5.3979
Line16_4_18 | 4.3777 | 4.3777 | 0 | 8.1703 | 3.033 | 3.033 | 0.57494 | -1e-07 | 1.1499 | -1e-07 | -69.1517 | 110.8483 | 0.42387 | 0 | -5.7167 | 0
Line17_5_19 | 0.33304 | 0.33304 | 0 | 0 | 0.23074 | 0.23074 | -0.087145 | 0.090473 | -0.16676 | 0.17342 | 112.0096 | -67.9904 | 0.81547 | 0.84771 | -5.5806 | -5.5416
Line1_1_3 | 0.2776 | 0.2776 | 0 | 0 | 0.19233 | 0.19233 | -0.071713 | 0.074024 | -0.13247 | 0.13709 | 112.8061 | -67.1939 | 0.78323 | 0.81009 | -5.6229 | -5.561
Line2_1_4 | 3.7114 | 3.7114 | 0 | 0 | 2.5713 | 2.5713 | 0.90415 | -0.49091 | 1.7996 | -0.97311 | -68.9471 | 111.0529 | 0.78323 | 0.42387 | -5.6229 | -5.7167
Line3_1_5 | 0.33304 | 0.33304 | 0 | 0 | 0.23074 | 0.23074 | -0.083818 | 0.087145 | -0.16011 | 0.16676 | 112.0096 | -67.9904 | 0.78323 | 0.81547 | -5.6229 | -5.5806
Line4_2_6 | 0.31228 | 0.31228 | 0 | 0 | 0.21635 | 0.21635 | -0.082298 | 0.085224 | -0.15557 | 0.16142 | 112.3076 | -67.6924 | 0.81346 | 0.84369 | -5.5721 | -5.525
Line5_6_7 | 0.31228 | 0.31228 | 0 | 0 | 0.21635 | 0.21635 | -0.085224 | 0.08815 | -0.16142 | 0.16727 | 112.3076 | -67.6924 | 0.84369 | 0.87392 | -5.525 | -5.4811
Line6_7_8 | 0 | 0 | 0 | 0 | 0 | 0 | 0 | 0 | 0 | 0 | 0 | 0 | 0.87392 | 0.87392 | -5.4811 | -5.4811
Line7_8_9 | 0 | 0 | 0 | 0 | 0 | 0 | 0 | 0 | 0 | 0 | 0 | 0 | 0.87392 | 0.87392 | -5.4811 | -5.4811
Line8_8_10 | 0 | 0 | 0 | 0 | 0 | 0 | 0 | 0 | 0 | 0 | 0 | 0 | 0.87392 | 0.87392 | -5.4811 | -5.4811
Line9_3_11 | 0.2776 | 0.2776 | 0 | 0 | 0.19233 | 0.19233 | -0.074024 | 0.076336 | -0.13709 | 0.14172 | 112.8061 | -67.1939 | 0.81009 | 0.83696 | -5.561 | -5.5032

## LLL_max_10
name | pf_ikss_from_ka | pf_ikss_to_ka | pf_ip_from_ka | pf_ip_to_ka | pf_skss_from_mw | pf_skss_to_mw | pf_p_from_mw | pf_p_to_mw | pf_q_from_mvar | pf_q_to_mvar | pf_ikss_from_degree | pf_ikss_to_degree | pf_vm_from_pu | pf_vm_to_pu | pf_va_from_degree | pf_va_to_degree
Line0_1_2 | 0.32184 | 0.32184 | 0 | 0 | 0.22297 | 0.22297 | -0.085258 | 0.088366 | -0.15914 | 0.16535 | 112.3717 | -67.6283 | 0.80969 | 0.84084 | -5.8083 | -5.7484
Line10_11_12 | 0.2873 | 0.2873 | 0 | 0 | 0.19904 | 0.19904 | -0.082283 | 0.084759 | -0.1513 | 0.15626 | 112.8657 | -67.1343 | 0.86529 | 0.89309 | -5.6727 | -5.6112
Line11_12_13 | 0.2873 | 0.2873 | 0 | 0 | 0.19904 | 0.19904 | -0.084759 | 0.087235 | -0.15626 | 0.16121 | 112.8657 | -67.1343 | 0.89309 | 0.92089 | -5.6112 | -5.5535
Line12_13_15 | 0 | 0 | 0 | 0 | 0 | 0 | 0 | 0 | 0 | 0 | 0 | 0 | 0.92089 | 0.92089 | -5.5535 | -5.5535
Line13_13_14 | 0.2873 | 0.2873 | 0 | 0 | 0.19904 | 0.19904 | -0.087235 | 0.089711 | -0.16121 | 0.16616 | 112.8657 | -67.1343 | 0.92089 | 0.94869 | -5.5535 | -5.4991
Line14_15_16 | 0 | 0 | 0 | 0 | 0 | 0 | 0 | 0 | 0 | 0 | 0 | 0 | 0.92089 | 0.92089 | -5.5535 | -5.5535
Line15_16_17 | 0 | 0 | 0 | 0 | 0 | 0 | 0 | 0 | 0 | 0 | 0 | 0 | 0.92089 | 0.92089 | -5.5535 | -5.5535
Line16_4_18 | 4.5169 | 4.5169 | 0 | 8.4512 | 3.1294 | 3.1294 | 0.61208 | -1e-07 | 1.2242 | -1e-07 | -69.3234 | 110.6766 | 0.43735 | 0 | -5.8885 | 0
Line17_5_19 | 0.34237 | 0.34237 | 0 | 0 | 0.2372 | 0.2372 | -0.093347 | 0.096863 | -0.17679 | 0.18382 | 112.0783 | -67.9217 | 0.84283 | 0.87597 | -5.7563 | -5.7082
Line1_1_3 | 0.2873 | 0.2873 | 0 | 0 | 0.19904 | 0.19904 | -0.07733 | 0.079807 | -0.1414 | 0.14635 | 112.8657 | -67.1343 | 0.80969 | 0.83749 | -5.8083 | -5.7382
Line2_1_4 | 3.8455 | 3.8455 | 0 | 0 | 2.6642 | 2.6642 | 0.9679 | -0.52426 | 1.9279 | -1.0406 | -69.149 | 110.851 | 0.80969 | 0.43735 | -5.8083 | -5.8885
Line3_1_5 | 0.34237 | 0.34237 | 0 | 0 | 0.2372 | 0.2372 | -0.08983 | 0.093347 | -0.16976 | 0.17679 | 112.0783 | -67.9217 | 0.80969 | 0.84283 | -5.8083 | -5.7563
Line4_2_6 | 0.32184 | 0.32184 | 0 | 0 | 0.22297 | 0.22297 | -0.088366 | 0.091473 | -0.16535 | 0.17157 | 112.3717 | -67.6283 | 0.84084 | 0.87199 | -5.7484 | -5.6929
Line5_6_7 | 0.32184 | 0.32184 | 0 | 0 | 0.22297 | 0.22297 | -0.091473 | 0.09458 | -0.17157 | 0.17778 | 112.3717 | -67.6283 | 0.87199 | 0.90314 | -5.6929 | -5.6411
Line6_7_8 | 0 | 0 | 0 | 0 | 0 | 0 | 0 | 0 | 0 | 0 | 0 | 0 | 0.90314 | 0.90314 | -5.6411 | -5.6411
Line7_8_9 | 0 | 0 | 0 | 0 | 0 | 0 | 0 | 0 | 0 | 0 | 0 | 0 | 0.90314 | 0.90314 | -5.6411 | -5.6411
Line8_8_10 | 0 | 0 | 0 | 0 | 0 | 0 | 0 | 0 | 0 | 0 | 0 | 0 | 0.90314 | 0.90314 | -5.6411 | -5.6411
Line9_3_11 | 0.2873 | 0.2873 | 0 | 0 | 0.19904 | 0.19904 | -0.079807 | 0.082283 | -0.14635 | 0.1513 | 112.8657 | -67.1343 | 0.83749 | 0.86529 | -5.7382 | -5.6727

## LLL_max_fault_6
name | pf_ikss_from_ka | pf_ikss_to_ka | pf_ip_from_ka | pf_ip_to_ka | pf_skss_from_mw | pf_skss_to_mw | pf_p_from_mw | pf_p_to_mw | pf_q_from_mvar | pf_q_to_mvar | pf_ikss_from_degree | pf_ikss_to_degree | pf_vm_from_pu | pf_vm_to_pu | pf_va_from_degree | pf_va_to_degree
Line0_1_2 | 0.11397 | 0.11397 | 0 | 0 | 0.07896 | 0.07896 | -0.0059285 | 0.0063182 | -0.086184 | 0.086964 | 93.9501 | -86.0499 | 1.0941 | 1.1043 | 0.015028 | -0.20528
Line10_11_12 | 0.10161 | 0.10161 | 0 | 0 | 0.070395 | 0.070395 | -0.0056221 | 0.0059318 | -0.078093 | 0.078713 | 93.7393 | -86.2607 | 1.1122 | 1.1213 | -0.37842 | -0.57036
Line11_12_13 | 0.10161 | 0.10161 | 0 | 0 | 0.070395 | 0.070395 | -0.0059318 | 0.0062416 | -0.078713 | 0.079332 | 93.7393 | -86.2607 | 1.1213 | 1.1304 | -0.57036 | -0.75921
Line12_13_15 | 0 | 0 | 0 | 0 | 0 | 0 | 0 | 0 | 0 | 0 | 0 | 0 | 1.1304 | 1.1304 | -0.75921 | -0.75921
Line13_13_14 | 0.10161 | 0.10161 | 0 | 0 | 0.070395 | 0.070395 | -0.0062416 | 0.0065513 | -0.079332 | 0.079952 | 93.7393 | -86.2607 | 1.1304 | 1.1396 | -0.75921 | -0.94504
Line14_15_16 | 0 | 0 | 0 | 0 | 0 | 0 | 0 | 0 | 0 | 0 | 0 | 0 | 1.1304 | 1.1304 | -0.75921 | -0.75921
Line15_16_17 | 0 | 0 | 0 | 0 | 0 | 0 | 0 | 0 | 0 | 0 | 0 | 0 | 1.1304 | 1.1304 | -0.75921 | -0.75921
Line16_4_18 | 0.035928 | 0.035928 | 0 | 0.067053 | 0.024892 | 0.024892 | 0.019401 | -0.019362 | 0.01944 | -0.019362 | -45.1924 | 134.8076 | 1.1034 | 1.1001 | -0.13527 | -0.19239
Line17_5_19 | 0.12134 | 0.12134 | 0 | 0 | 0.084068 | 0.084068 | -0.0069566 | 0.0073983 | -0.092629 | 0.093513 | 94.0768 | -85.9232 | 1.1049 | 1.1158 | -0.21815 | -0.44678
Line1_1_3 | 0.10161 | 0.10161 | 0 | 0 | 0.070395 | 0.070395 | -0.0050027 | 0.0053124 | -0.076855 | 0.077474 | 93.7393 | -86.2607 | 1.0941 | 1.1031 | 0.015028 | -0.18332
Line2_1_4 | 0.10052 | 0.10052 | 0 | 0 | 0.069642 | 0.069642 | -0.012267 | 0.01257 | -0.0752 | 0.075806 | 99.2797 | -80.7203 | 1.0941 | 1.1034 | 0.015028 | -0.13527
Line3_1_5 | 0.12134 | 0.12134 | 0 | 0 | 0.084068 | 0.084068 | -0.0065149 | 0.0069566 | -0.091746 | 0.092629 | 94.0768 | -85.9232 | 1.0941 | 1.1049 | 0.015028 | -0.21815
Line4_2_6 | 0.11397 | 0.11397 | 0 | 0 | 0.07896 | 0.07896 | -0.0063182 | 0.0067078 | -0.086964 | 0.087743 | 93.9501 | -86.0499 | 1.1043 | 1.1145 | -0.20528 | -0.42156
Line5_6_7 | 0.11397 | 0.11397 | 0 | 0 | 0.07896 | 0.07896 | -0.0067078 | 0.0070975 | -0.087743 | 0.088522 | 93.9501 | -86.0499 | 1.1145 | 1.1247 | -0.42156 | -0.6339
Line6_7_8 | 0 | 0 | 0 | 0 | 0 | 0 | 0 | 0 | 0 | 0 | 0 | 0 | 1.1247 | 1.1247 | -0.6339 | -0.6339
Line7_8_9 | 0 | 0 | 0 | 0 | 0 | 0 | 0 | 0 | 0 | 0 | 0 | 0 | 1.1247 | 1.1247 | -0.6339 | -0.6339
Line8_8_10 | 0 | 0 | 0 | 0 | 0 | 0 | 0 | 0 | 0 | 0 | 0 | 0 | 1.1247 | 1.1247 | -0.6339 | -0.6339
Line9_3_11 | 0.10161 | 0.10161 | 0 | 0 | 0.070395 | 0.070395 | -0.0053124 | 0.0056221 | -0.077474 | 0.078093 | 93.7393 | -86.2607 | 1.1031 | 1.1122 | -0.18332 | -0.37842

## LLL_max_fault_10
name | pf_ikss_from_ka | pf_ikss_to_ka | pf_ip_from_ka | pf_ip_to_ka | pf_skss_from_mw | pf_skss_to_mw | pf_p_from_mw | pf_p_to_mw | pf_q_from_mvar | pf_q_to_mvar | pf_ikss_from_degree | pf_ikss_to_degree | pf_vm_from_pu | pf_vm_to_pu | pf_va_from_degree | pf_va_to_degree
Line0_1_2 | 0.1148 | 0.1148 | 0 | 0 | 0.079537 | 0.079537 | -0.0063918 | 0.0067872 | -0.090952 | 0.091743 | 94.0292 | -85.9708 | 1.1463 | 1.1566 | 0.0092367 | -0.20189
Line10_11_12 | 0.10277 | 0.10277 | 0 | 0 | 0.071199 | 0.071199 | -0.0060616 | 0.0063785 | -0.082705 | 0.083338 | 93.8225 | -86.1775 | 1.1647 | 1.1739 | -0.36938 | -0.55423
Line11_12_13 | 0.10277 | 0.10277 | 0 | 0 | 0.071199 | 0.071199 | -0.0063785 | 0.0066953 | -0.083338 | 0.083972 | 93.8225 | -86.1775 | 1.1739 | 1.1831 | -0.55423 | -0.73621
Line12_13_15 | 0 | 0 | 0 | 0 | 0 | 0 | 0 | 0 | 0 | 0 | 0 | 0 | 1.1831 | 1.1831 | -0.73621 | -0.73621
Line13_13_14 | 0.10277 | 0.10277 | 0 | 0 | 0.071199 | 0.071199 | -0.0066953 | 0.0070121 | -0.083972 | 0.084606 | 93.8225 | -86.1775 | 1.1831 | 1.1924 | -0.73621 | -0.91537
Line14_15_16 | 0 | 0 | 0 | 0 | 0 | 0 | 0 | 0 | 0 | 0 | 0 | 0 | 1.1831 | 1.1831 | -0.73621 | -0.73621
Line15_16_17 | 0 | 0 | 0 | 0 | 0 | 0 | 0 | 0 | 0 | 0 | 0 | 0 | 1.1831 | 1.1831 | -0.73621 | -0.73621
Line16_4_18 | 0.037626 | 0.037626 | 0 | 0.070397 | 0.026068 | 0.026068 | 0.021278 | -0.021235 | 0.02132 | -0.021235 | -45.1966 | 134.8034 | 1.1555 | 1.152 | -0.13946 | -0.19658
Line17_5_19 | 0.12193 | 0.12193 | 0 | 0 | 0.084477 | 0.084477 | -0.0074429 | 0.0078889 | -0.097479 | 0.098371 | 94.1526 | -85.8474 | 1.1573 | 1.1682 | -0.21371 | -0.43249
Line1_1_3 | 0.10277 | 0.10277 | 0 | 0 | 0.071199 | 0.071199 | -0.005428 | 0.0057448 | -0.081437 | 0.082071 | 93.8225 | -86.1775 | 1.1463 | 1.1555 | 0.0092367 | -0.18158
Line2_1_4 | 0.099526 | 0.099526 | 0 | 0 | 0.068953 | 0.068953 | -0.011594 | 0.011891 | -0.078189 | 0.078783 | 98.4438 | -81.5562 | 1.1463 | 1.1555 | 0.0092367 | -0.13946
Line3_1_5 | 0.12193 | 0.12193 | 0 | 0 | 0.084477 | 0.084477 | -0.0069969 | 0.0074429 | -0.096586 | 0.097479 | 94.1526 | -85.8474 | 1.1463 | 1.1573 | 0.0092367 | -0.21371
Line4_2_6 | 0.1148 | 0.1148 | 0 | 0 | 0.079537 | 0.079537 | -0.0067872 | 0.0071826 | -0.091743 | 0.092533 | 94.0292 | -85.9708 | 1.1566 | 1.1669 | -0.20189 | -0.40929
Line5_6_7 | 0.1148 | 0.1148 | 0 | 0 | 0.079537 | 0.079537 | -0.0071826 | 0.0075779 | -0.092533 | 0.093324 | 94.0292 | -85.9708 | 1.1669 | 1.1772 | -0.40929 | -0.61306
Line6_7_8 | 0 | 0 | 0 | 0 | 0 | 0 | 0 | 0 | 0 | 0 | 0 | 0 | 1.1772 | 1.1772 | -0.61306 | -0.61306
Line7_8_9 | 0 | 0 | 0 | 0 | 0 | 0 | 0 | 0 | 0 | 0 | 0 | 0 | 1.1772 | 1.1772 | -0.61306 | -0.61306
Line8_8_10 | 0 | 0 | 0 | 0 | 0 | 0 | 0 | 0 | 0 | 0 | 0 | 0 | 1.1772 | 1.1772 | -0.61306 | -0.61306
Line9_3_11 | 0.10277 | 0.10277 | 0 | 0 | 0.071199 | 0.071199 | -0.0057448 | 0.0060616 | -0.082071 | 0.082705 | 93.8225 | -86.1775 | 1.1555 | 1.1647 | -0.18158 | -0.36938

## LLL_min_6
name | pf_ikss_from_ka | pf_ikss_to_ka | pf_ip_from_ka | pf_ip_to_ka | pf_skss_from_mw | pf_skss_to_mw | pf_p_from_mw | pf_p_to_mw | pf_q_from_mvar | pf_q_to_mvar | pf_ikss_from_degree | pf_ikss_to_degree | pf_vm_from_pu | pf_vm_to_pu | pf_va_from_degree | pf_va_to_degree
Line0_1_2 | 0.0049415 | 0.0049415 | 0 | 0 | 0.0034236 | 0.0034236 | -0.0019727 | 0.0019741 | -0.0013381 | 0.0013395 | 134.3179 | -45.6821 | 0.69625 | 0.69683 | -11.533 | -11.5229
Line10_11_12 | 0.0049243 | 0.0049243 | 0 | 0 | 0.0034116 | 0.0034116 | -0.0019709 | 0.0019723 | -0.0013328 | 0.0013343 | 134.4197 | -45.5803 | 0.6974 | 0.69798 | -11.5126 | -11.5024
Line11_12_13 | 0.0049243 | 0.0049243 | 0 | 0 | 0.0034116 | 0.0034116 | -0.0019723 | 0.0019737 | -0.0013343 | 0.0013357 | 134.4197 | -45.5803 | 0.69798 | 0.69856 | -11.5024 | -11.4923
Line12_13_15 | 0 | 0 | 0 | 0 | 0 | 0 | 0 | 0 | 0 | 0 | 0 | 0 | 0.69856 | 0.69856 | -11.4923 | -11.4923
Line13_13_14 | 0.0049243 | 0.0049243 | 0 | 0 | 0.0034116 | 0.0034116 | -0.0019737 | 0.0019751 | -0.0013357 | 0.0013372 | 134.4195 | -45.5805 | 0.69856 | 0.69914 | -11.4923 | -11.4821
Line14_15_16 | 0 | 0 | 0 | 0 | 0 | 0 | 0 | 0 | 0 | 0 | 0 | 0 | 0.69856 | 0.69856 | -11.4923 | -11.4923
Line15_16_17 | 0 | 0 | 0 | 0 | 0 | 0 | 0 | 0 | 0 | 0 | 0 | 0 | 0.69856 | 0.69856 | -11.4923 | -11.4923
Line16_4_18 | 2.9048 | 2.9048 | 0 | 4.7961 | 2.0125 | 2.0125 | 0.48602 | -1e-07 | 0.50627 | -1e-07 | -57.7178 | 122.2822 | 0.34872 | 0 | -11.5486 | 0
Line17_5_19 | 0.0049502 | 0.0049502 | 0 | 0 | 0.0034296 | 0.0034296 | -0.0019763 | 0.0019777 | -0.0013437 | 0.0013451 | 134.2665 | -45.7335 | 0.69683 | 0.69741 | -11.5229 | -11.5128
Line1_1_3 | 0.0049243 | 0.0049243 | 0 | 0 | 0.0034116 | 0.0034116 | -0.0019681 | 0.0019695 | -0.0013299 | 0.0013313 | 134.4198 | -45.5802 | 0.69625 | 0.69682 | -11.533 | -11.5228
Line2_1_4 | 2.8948 | 2.8948 | 0 | 0 | 2.0056 | 2.0056 | 0.96732 | -0.48463 | 1.0071 | -0.50427 | -57.6865 | 122.3135 | 0.69625 | 0.34872 | -11.533 | -11.5486
Line3_1_5 | 0.0049502 | 0.0049502 | 0 | 0 | 0.0034296 | 0.0034296 | -0.0019749 | 0.0019763 | -0.0013422 | 0.0013437 | 134.2665 | -45.7335 | 0.69625 | 0.69683 | -11.533 | -11.5229
Line4_2_6 | 0.0049415 | 0.0049415 | 0 | 0 | 0.0034236 | 0.0034236 | -0.0019741 | 0.0019755 | -0.0013395 | 0.001341 | 134.3179 | -45.6821 | 0.69683 | 0.69741 | -11.5229 | -11.5127
Line5_6_7 | 0.0049415 | 0.0049415 | 0 | 0 | 0.0034236 | 0.0034236 | -0.0019755 | 0.0019769 | -0.001341 | 0.0013425 | 134.3178 | -45.6822 | 0.69741 | 0.69799 | -11.5127 | -11.5026
Line6_7_8 | 0 | 0 | 0 | 0 | 0 | 0 | 0 | 0 | 0 | 0 | 0 | 0 | 0.69799 | 0.69799 | -11.5026 | -11.5026
Line7_8_9 | 0 | 0 | 0 | 0 | 0 | 0 | 0 | 0 | 0 | 0 | 0 | 0 | 0.69799 | 0.69799 | -11.5026 | -11.5026
Line8_8_10 | 0 | 0 | 0 | 0 | 0 | 0 | 0 | 0 | 0 | 0 | 0 | 0 | 0.69799 | 0.69799 | -11.5026 | -11.5026
Line9_3_11 | 0.0049243 | 0.0049243 | 0 | 0 | 0.0034116 | 0.0034116 | -0.0019695 | 0.0019709 | -0.0013313 | 0.0013328 | 134.4198 | -45.5802 | 0.69682 | 0.6974 | -11.5228 | -11.5126

## LLL_min_10
name | pf_ikss_from_ka | pf_ikss_to_ka | pf_ip_from_ka | pf_ip_to_ka | pf_skss_from_mw | pf_skss_to_mw | pf_p_from_mw | pf_p_to_mw | pf_q_from_mvar | pf_q_to_mvar | pf_ikss_from_degree | pf_ikss_to_degree | pf_vm_from_pu | pf_vm_to_pu | pf_va_from_degree | pf_va_to_degree
Line0_1_2 | 0.0046815 | 0.0046815 | 0 | 0 | 0.0032434 | 0.0032434 | -0.0017705 | 0.0017717 | -0.0012009 | 0.0012022 | 134.3179 | -45.6821 | 0.6596 | 0.66015 | -11.533 | -11.5229
Line10_11_12 | 0.0046651 | 0.0046651 | 0 | 0 | 0.0032321 | 0.0032321 | -0.0017689 | 0.0017702 | -0.0011962 | 0.0011975 | 134.4197 | -45.5803 | 0.6607 | 0.66124 | -11.5126 | -11.5024
Line11_12_13 | 0.0046651 | 0.0046651 | 0 | 0 | 0.0032321 | 0.0032321 | -0.0017702 | 0.0017714 | -0.0011975 | 0.0011988 | 134.4197 | -45.5803 | 0.66124 | 0.66179 | -11.5024 | -11.4923
Line12_13_15 | 0 | 0 | 0 | 0 | 0 | 0 | 0 | 0 | 0 | 0 | 0 | 0 | 0.66179 | 0.66179 | -11.4923 | -11.4923
Line13_13_14 | 0.0046651 | 0.0046651 | 0 | 0 | 0.0032321 | 0.0032321 | -0.0017714 | 0.0017727 | -0.0011988 | 0.0012001 | 134.4195 | -45.5805 | 0.66179 | 0.66234 | -11.4923 | -11.4821
Line14_15_16 | 0 | 0 | 0 | 0 | 0 | 0 | 0 | 0 | 0 | 0 | 0 | 0 | 0.66179 | 0.66179 | -11.4923 | -11.4923
Line15_16_17 | 0 | 0 | 0 | 0 | 0 | 0 | 0 | 0 | 0 | 0 | 0 | 0 | 0.66179 | 0.66179 | -11.4923 | -11.4923
Line16_4_18 | 2.7519 | 2.7519 | 0 | 4.5436 | 1.9066 | 1.9066 | 0.4362 | -1e-07 | 0.45438 | -1e-07 | -57.7178 | 122.2822 | 0.33037 | 0 | -11.5486 | 0
Line17_5_19 | 0.0046897 | 0.0046897 | 0 | 0 | 0.0032491 | 0.0032491 | -0.0017738 | 0.001775 | -0.0012059 | 0.0012073 | 134.2665 | -45.7335 | 0.66015 | 0.6607 | -11.5229 | -11.5128
Line1_1_3 | 0.0046651 | 0.0046651 | 0 | 0 | 0.0032321 | 0.0032321 | -0.0017664 | 0.0017677 | -0.0011936 | 0.0011949 | 134.4198 | -45.5802 | 0.6596 | 0.66015 | -11.533 | -11.5228
Line2_1_4 | 2.7425 | 2.7425 | 0 | 0 | 1.9 | 1.9 | 0.86818 | -0.43496 | 0.90386 | -0.45258 | -57.6865 | 122.3135 | 0.6596 | 0.33037 | -11.533 | -11.5486
Line3_1_5 | 0.0046897 | 0.0046897 | 0 | 0 | 0.0032491 | 0.0032491 | -0.0017725 | 0.0017738 | -0.0012046 | 0.0012059 | 134.2665 | -45.7335 | 0.6596 | 0.66015 | -11.533 | -11.5229
Line4_2_6 | 0.0046814 | 0.0046814 | 0 | 0 | 0.0032434 | 0.0032434 | -0.0017717 | 0.001773 | -0.0012022 | 0.0012036 | 134.3179 | -45.6821 | 0.66015 | 0.6607 | -11.5229 | -11.5127
Line5_6_7 | 0.0046814 | 0.0046814 | 0 | 0 | 0.0032434 | 0.0032434 | -0.001773 | 0.0017743 | -0.0012036 | 0.0012049 | 134.3178 | -45.6822 | 0.6607 | 0.66125 | -11.5127 | -11.5026
Line6_7_8 | 0 | 0 | 0 | 0 | 0 | 0 | 0 | 0 | 0 | 0 | 0 | 0 | 0.66125 | 0.66125 | -11.5026 | -11.5026
Line7_8_9 | 0 | 0 | 0 | 0 | 0 | 0 | 0 | 0 | 0 | 0 | 0 | 0 | 0.66125 | 0.66125 | -11.5026 | -11.5026
Line8_8_10 | 0 | 0 | 0 | 0 | 0 | 0 | 0 | 0 | 0 | 0 | 0 | 0 | 0.66125 | 0.66125 | -11.5026 | -11.5026
Line9_3_11 | 0.0046651 | 0.0046651 | 0 | 0 | 0.0032321 | 0.0032321 | -0.0017677 | 0.0017689 | -0.0011949 | 0.0011962 | 134.4198 | -45.5802 | 0.66015 | 0.6607 | -11.5228 | -11.5126

## LLL_min_fault_6
name | pf_ikss_from_ka | pf_ikss_to_ka | pf_ip_from_ka | pf_ip_to_ka | pf_skss_from_mw | pf_skss_to_mw | pf_p_from_mw | pf_p_to_mw | pf_q_from_mvar | pf_q_to_mvar | pf_ikss_from_degree | pf_ikss_to_degree | pf_vm_from_pu | pf_vm_to_pu | pf_va_from_degree | pf_va_to_degree
Line0_1_2 | 5.2237e-05 | 5.2237e-05 | 0 | 0 | 3.6191e-05 | 3.6191e-05 | -2.8769e-05 | 2.877e-05 | -1.8664e-05 | 1.8664e-05 | 146.9024 | -33.0976 | 0.94756 | 0.94757 | -0.12414 | -0.12405
Line10_11_12 | 5.2055e-05 | 5.2055e-05 | 0 | 0 | 3.6065e-05 | 3.6065e-05 | -2.8702e-05 | 2.8702e-05 | -1.8548e-05 | 1.8548e-05 | 147.0042 | -32.9958 | 0.94757 | 0.94758 | -0.12396 | -0.12388
Line11_12_13 | 5.2055e-05 | 5.2055e-05 | 0 | 0 | 3.6065e-05 | 3.6065e-05 | -2.8702e-05 | 2.8703e-05 | -1.8549e-05 | 1.8549e-05 | 147.0041 | -32.9959 | 0.94758 | 0.94758 | -0.12388 | -0.12379
Line12_13_15 | 0 | 0 | 0 | 0 | 0 | 0 | 0 | 0 | 0 | 0 | 0 | 0 | 0.94758 | 0.94758 | -0.12379 | -0.12379
Line13_13_14 | 5.2055e-05 | 5.2055e-05 | 0 | 0 | 3.6065e-05 | 3.6065e-05 | -2.8702e-05 | 2.8703e-05 | -1.8549e-05 | 1.8549e-05 | 147.0039 | -32.9961 | 0.94758 | 0.94759 | -0.12379 | -0.1237
Line14_15_16 | 0 | 0 | 0 | 0 | 0 | 0 | 0 | 0 | 0 | 0 | 0 | 0 | 0.94758 | 0.94758 | -0.12379 | -0.12379
Line15_16_17 | 0 | 0 | 0 | 0 | 0 | 0 | 0 | 0 | 0 | 0 | 0 | 0 | 0.94758 | 0.94758 | -0.12379 | -0.12379
Line16_4_18 | 0.030707 | 0.030707 | 0 | 0.0507 | 0.021274 | 0.021274 | 0.014198 | -0.014144 | 0.0142 | -0.014144 | -45.1333 | 134.8667 | 0.94389 | 0.9402 | -0.12877 | -0.13334
Line17_5_19 | 5.2329e-05 | 5.2329e-05 | 0 | 0 | 3.6255e-05 | 3.6255e-05 | -2.8803e-05 | 2.8803e-05 | -1.8723e-05 | 1.8723e-05 | 146.8509 | -33.1491 | 0.94757 | 0.94757 | -0.12405 | -0.12397
Line1_1_3 | 5.2055e-05 | 5.2055e-05 | 0 | 0 | 3.6065e-05 | 3.6065e-05 | -2.8702e-05 | 2.8702e-05 | -1.8548e-05 | 1.8548e-05 | 147.0043 | -32.9957 | 0.94756 | 0.94757 | -0.12414 | -0.12405
Line2_1_4 | 0.030602 | 0.030602 | 0 | 0 | 0.021201 | 0.021201 | 0.014211 | -0.014157 | 0.0142 | -0.014144 | -45.102 | 134.898 | 0.94756 | 0.94389 | -0.12414 | -0.12877
Line3_1_5 | 5.2329e-05 | 5.2329e-05 | 0 | 0 | 3.6255e-05 | 3.6255e-05 | -2.8803e-05 | 2.8803e-05 | -1.8723e-05 | 1.8723e-05 | 146.851 | -33.149 | 0.94756 | 0.94757 | -0.12414 | -0.12405
Line4_2_6 | 5.2237e-05 | 5.2237e-05 | 0 | 0 | 3.6191e-05 | 3.6191e-05 | -2.877e-05 | 2.877e-05 | -1.8664e-05 | 1.8665e-05 | 146.9023 | -33.0977 | 0.94757 | 0.94757 | -0.12405 | -0.12396
Line5_6_7 | 5.2237e-05 | 5.2237e-05 | 0 | 0 | 3.6191e-05 | 3.6191e-05 | -2.877e-05 | 2.877e-05 | -1.8665e-05 | 1.8665e-05 | 146.9022 | -33.0978 | 0.94757 | 0.94758 | -0.12396 | -0.12388
Line6_7_8 | 0 | 0 | 0 | 0 | 0 | 0 | 0 | 0 | 0 | 0 | 0 | 0 | 0.94758 | 0.94758 | -0.12388 | -0.12388
Line7_8_9 | 0 | 0 | 0 | 0 | 0 | 0 | 0 | 0 | 0 | 0 | 0 | 0 | 0.94758 | 0.94758 | -0.12388 | -0.12388
Line8_8_10 | 0 | 0 | 0 | 0 | 0 | 0 | 0 | 0 | 0 | 0 | 0 | 0 | 0.94758 | 0.94758 | -0.12388 | -0.12388
Line9_3_11 | 5.2055e-05 | 5.2055e-05 | 0 | 0 | 3.6065e-05 | 3.6065e-05 | -2.8702e-05 | 2.8702e-05 | -1.8548e-05 | 1.8548e-05 | 147.0042 | -32.9958 | 0.94757 | 0.94757 | -0.12405 | -0.12396

## LLL_min_fault_10
name | pf_ikss_from_ka | pf_ikss_to_ka | pf_ip_from_ka | pf_ip_to_ka | pf_skss_from_mw | pf_skss_to_mw | pf_p_from_mw | pf_p_to_mw | pf_q_from_mvar | pf_q_to_mvar | pf_ikss_from_degree | pf_ikss_to_degree | pf_vm_from_pu | pf_vm_to_pu | pf_va_from_degree | pf_va_to_degree
Line0_1_2 | 4.9488e-05 | 4.9488e-05 | 0 | 0 | 3.4286e-05 | 3.4286e-05 | -2.5821e-05 | 2.5821e-05 | -1.6751e-05 | 1.6751e-05 | 146.9024 | -33.0976 | 0.89769 | 0.89769 | -0.12414 | -0.12405
Line10_11_12 | 4.9315e-05 | 4.9315e-05 | 0 | 0 | 3.4167e-05 | 3.4167e-05 | -2.576e-05 | 2.5761e-05 | -1.6647e-05 | 1.6647e-05 | 147.0042 | -32.9958 | 0.8977 | 0.89771 | -0.12396 | -0.12388
Line11_12_13 | 4.9315e-05 | 4.9315e-05 | 0 | 0 | 3.4167e-05 | 3.4167e-05 | -2.5761e-05 | 2.5761e-05 | -1.6647e-05 | 1.6648e-05 | 147.0041 | -32.9959 | 0.89771 | 0.89771 | -0.12388 | -0.12379
Line12_13_15 | 0 | 0 | 0 | 0 | 0 | 0 | 0 | 0 | 0 | 0 | 0 | 0 | 0.89771 | 0.89771 | -0.12379 | -0.12379
Line13_13_14 | 4.9315e-05 | 4.9315e-05 | 0 | 0 | 3.4167e-05 | 3.4167e-05 | -2.5761e-05 | 2.5761e-05 | -1.6648e-05 | 1.6648e-05 | 147.0039 | -32.9961 | 0.89771 | 0.89772 | -0.12379 | -0.1237
Line14_15_16 | 0 | 0 | 0 | 0 | 0 | 0 | 0 | 0 | 0 | 0 | 0 | 0 | 0.89771 | 0.89771 | -0.12379 | -0.12379
Line15_16_17 | 0 | 0 | 0 | 0 | 0 | 0 | 0 | 0 | 0 | 0 | 0 | 0 | 0.89771 | 0.89771 | -0.12379 | -0.12379
Line16_4_18 | 0.029091 | 0.029091 | 0 | 0.048031 | 0.020155 | 0.020155 | 0.012743 | -0.012694 | 0.012745 | -0.012694 | -45.1333 | 134.8667 | 0.89421 | 0.89072 | -0.12877 | -0.13334
Line17_5_19 | 4.9575e-05 | 4.9575e-05 | 0 | 0 | 3.4346e-05 | 3.4346e-05 | -2.5851e-05 | 2.5851e-05 | -1.6804e-05 | 1.6804e-05 | 146.8509 | -33.1491 | 0.89769 | 0.8977 | -0.12405 | -0.12397
Line1_1_3 | 4.9315e-05 | 4.9315e-05 | 0 | 0 | 3.4167e-05 | 3.4167e-05 | -2.576e-05 | 2.576e-05 | -1.6647e-05 | 1.6647e-05 | 147.0043 | -32.9957 | 0.89769 | 0.89769 | -0.12414 | -0.12405
Line2_1_4 | 0.028991 | 0.028991 | 0 | 0 | 0.020086 | 0.020086 | 0.012754 | -0.012706 | 0.012745 | -0.012694 | -45.102 | 134.898 | 0.89769 | 0.89421 | -0.12414 | -0.12877
Line3_1_5 | 4.9575e-05 | 4.9575e-05 | 0 | 0 | 3.4346e-05 | 3.4346e-05 | -2.5851e-05 | 2.5851e-05 | -1.6804e-05 | 1.6804e-05 | 146.851 | -33.149 | 0.89769 | 0.89769 | -0.12414 | -0.12405
Line4_2_6 | 4.9488e-05 | 4.9488e-05 | 0 | 0 | 3.4286e-05 | 3.4286e-05 | -2.5821e-05 | 2.5821e-05 | -1.6751e-05 | 1.6752e-05 | 146.9023 | -33.0977 | 0.89769 | 0.8977 | -0.12405 | -0.12396
Line5_6_7 | 4.9488e-05 | 4.9488e-05 | 0 | 0 | 3.4286e-05 | 3.4286e-05 | -2.5821e-05 | 2.5821e-05 | -1.6752e-05 | 1.6752e-05 | 146.9022 | -33.0978 | 0.8977 | 0.89771 | -0.12396 | -0.12388
Line6_7_8 | 0 | 0 | 0 | 0 | 0 | 0 | 0 | 0 | 0 | 0 | 0 | 0 | 0.89771 | 0.89771 | -0.12388 | -0.12388
Line7_8_9 | 0 | 0 | 0 | 0 | 0 | 0 | 0 | 0 | 0 | 0 | 0 | 0 | 0.89771 | 0.89771 | -0.12388 | -0.12388
Line8_8_10 | 0 | 0 | 0 | 0 | 0 | 0 | 0 | 0 | 0 | 0 | 0 | 0 | 0.89771 | 0.89771 | -0.12388 | -0.12388
Line9_3_11 | 4.9315e-05 | 4.9315e-05 | 0 | 0 | 3.4167e-05 | 3.4167e-05 | -2.576e-05 | 2.576e-05 | -1.6647e-05 | 1.6647e-05 | 147.0042 | -32.9958 | 0.89769 | 0.8977 | -0.12405 | -0.12396

## LL_max_6
name | pf_ikss_a_from_ka | pf_ikss_b_from_ka | pf_ikss_c_from_ka | pf_ikss_a_to_ka | pf_ikss_b_to_ka | pf_ikss_c_to_ka | pf_skss_a_from_mw | pf_skss_b_from_mw | pf_skss_c_from_mw | pf_skss_a_to_mw | pf_skss_b_to_mw | pf_skss_c_to_mw | pf_p_a_from_mw | pf_p_b_from_mw | pf_p_c_from_mw | pf_p_a_to_mw | pf_p_b_to_mw | pf_p_c_to_mw | pf_q_a_from_mvar | pf_q_b_from_mvar | pf_q_c_from_mvar | pf_q_a_to_mvar | pf_q_b_to_mvar | pf_q_c_to_mvar | pf_ikss_a_from_degree | pf_ikss_b_from_degree | pf_ikss_c_from_degree | pf_ikss_a_to_degree | pf_ikss_b_to_degree | pf_ikss_c_to_degree | pf_vm_a_from_pu | pf_vm_b_from_pu | pf_vm_c_from_pu | pf_vm_a_to_pu | pf_vm_b_to_pu | pf_vm_c_to_pu | pf_va_a_from_degree | pf_va_b_from_degree | pf_va_c_from_degree | pf_va_a_to_degree | pf_va_b_to_degree | pf_va_c_to_degree
Line0_1_2 | 0.11353 | 0.26694 | 0.27713 | 0.11353 | 0.26694 | 0.27713 | 0.02622 | 0.061647 | 0.064001 | 0.02622 | 0.061647 | 0.064001 | -0.0060999 | -0.042488 | 0.005077 | 0.0062288 | 0.0432 | -0.0043089 | -0.028138 | -0.037736 | -0.052213 | 0.028396 | 0.039161 | 0.053749 | 102.967 | 6.0085 | -149.9966 | -77.033 | -173.9915 | 30.0034 | 1.0981 | 0.9218 | 0.81966 | 1.1087 | 0.94584 | 0.8425 | 0.73522 | -132.3812 | 125.5572 | 0.59458 | -131.7991 | 124.5869
Line10_11_12 | 0.099923 | 0.2363 | 0.24938 | 0.099923 | 0.2363 | 0.24938 | 0.023076 | 0.054571 | 0.057592 | 0.023076 | 0.054571 | 0.057592 | -0.0049216 | -0.039337 | 0.002825 | 0.0050215 | 0.039896 | -0.0022031 | -0.025295 | -0.034938 | -0.049518 | 0.025495 | 0.036055 | 0.050762 | 101.4749 | 7.0658 | -149.3875 | -78.5251 | -172.9342 | 30.6125 | 1.1167 | 0.96412 | 0.8612 | 1.126 | 0.9854 | 0.88223 | 0.46447 | -131.3238 | 123.8777 | 0.33246 | -130.8292 | 123.0976
Line11_12_13 | 0.099923 | 0.2363 | 0.24938 | 0.099923 | 0.2363 | 0.24938 | 0.023076 | 0.054571 | 0.057592 | 0.023076 | 0.054571 | 0.057592 | -0.0050215 | -0.039896 | 0.0022031 | 0.0051213 | 0.040454 | -0.0015812 | -0.025495 | -0.036055 | -0.050762 | 0.025694 | 0.037172 | 0.052005 | 101.4749 | 7.0658 | -149.3875 | -78.5251 | -172.9342 | 30.6125 | 1.126 | 0.9854 | 0.88223 | 1.1354 | 1.0067 | 0.90341 | 0.33246 | -130.8292 | 123.0976 | 0.20262 | -130.3555 | 122.354
Line12_13_15 | 0 | 0 | 0 | 0 | 0 | 0 | 0 | 0 | 0 | 0 | 0 | 0 | 1.0662e-09 | -2.8962e-10 | -1.4479e-09 | -1.0662e-09 | 2.8962e-10 | 1.4479e-09 | -4.6374e-11 | 2.0902e-09 | -4.2858e-10 | 4.6374e-11 | -2.0902e-09 | 4.2858e-10 | 0 | 0 | 0 | 0 | 0 | 0 | 1.1354 | 1.0067 | 0.90341 | 1.1354 | 1.0067 | 0.90341 | 0.20262 | -130.3555 | 122.354 | 0.20262 | -130.3555 | 122.354
Line13_13_14 | 0.099923 | 0.2363 | 0.24938 | 0.099923 | 0.2363 | 0.24938 | 0.023076 | 0.054571 | 0.057592 | 0.023076 | 0.054571 | 0.057592 | -0.0051213 | -0.040454 | 0.0015812 | 0.0052211 | 0.041012 | -0.0009593 | -0.025694 | -0.037172 | -0.052005 | 0.025894 | 0.038288 | 0.053249 | 101.4749 | 7.0658 | -149.3875 | -78.5251 | -172.9342 | 30.6125 | 1.1354 | 1.0067 | 0.90341 | 1.1447 | 1.0282 | 0.92474 | 0.20262 | -130.3555 | 122.354 | 0.074895 | -129.9016 | 121.6446
Line14_15_16 | 0 | 0 | 0 | 0 | 0 | 0 | 0 | 0 | 0 | 0 | 0 | 0 | 7.1079e-10 | -1.9308e-10 | -9.6527e-10 | -7.1079e-10 | 1.9308e-10 | 9.6527e-10 | -3.0916e-11 | 1.3935e-09 | -2.8572e-10 | 3.0916e-11 | -1.3935e-09 | 2.8572e-10 | 0 | 0 | 0 | 0 | 0 | 0 | 1.1354 | 1.0067 | 0.90341 | 1.1354 | 1.0067 | 0.90341 | 0.20262 | -130.3555 | 122.354 | 0.20262 | -130.3555 | 122.354
Line15_16_17 | 0 | 0 | 0 | 0 | 0 | 0 | 0 | 0 | 0 | 0 | 0 | 0 | 3.5539e-10 | -9.654e-11 | -4.8264e-10 | -3.5539e-10 | 9.6541e-11 | 4.8264e-10 | -1.5458e-11 | 6.9673e-10 | -1.4286e-10 | 1.5458e-11 | -6.9673e-10 | 1.4286e-10 | 0 | 0 | 0 | 0 | 0 | 0 | 1.1354 | 1.0067 | 0.90341 | 1.1354 | 1.0067 | 0.90341 | 0.20262 | -130.3555 | 122.354 | 0.20262 | -130.3555 | 122.354
Line16_4_18 | 0 | 3.7716 | 3.7716 | 0 | 3.7716 | 3.7716 | 0 | 0.87101 | 0.87101 | 0 | 0.87101 | 0.87101 | 2.6364e-10 | 0.60096 | -0.31646 | -2.6364e-10 | -0.45871 | 0.45871 | -6.6497e-11 | 0.12599 | 0.443 | 6.6497e-11 | 0.15851 | -0.15851 | 0 | -160.0492 | 19.9508 | 0 | 19.9508 | -160.0492 | 1.1144 | 0.70495 | 0.62505 | 1.1144 | 0.5572 | 0.5572 | 0.88805 | -148.2089 | 145.4911 | 0.88805 | -179.1119 | -179.1119
Line17_5_19 | 0.12195 | 0.28528 | 0.2934 | 0.12195 | 0.28528 | 0.2934 | 0.028164 | 0.065882 | 0.067758 | 0.028164 | 0.065882 | 0.067758 | -0.0071346 | -0.045778 | 0.0048417 | 0.0072833 | 0.046592 | -0.0039809 | -0.030425 | -0.042448 | -0.056967 | 0.030722 | 0.044076 | 0.058688 | 103.7902 | 5.3841 | -150.3362 | -76.2098 | -174.6159 | 29.6638 | 1.1096 | 0.9476 | 0.84377 | 1.1211 | 0.97351 | 0.86813 | 0.59277 | -131.7772 | 124.5218 | 0.45324 | -131.2053 | 123.5443
Line1_1_3 | 0.099923 | 0.2363 | 0.24938 | 0.099923 | 0.2363 | 0.24938 | 0.023076 | 0.054571 | 0.057592 | 0.023076 | 0.054571 | 0.057592 | -0.0047219 | -0.038221 | 0.0040689 | 0.0048218 | 0.038779 | -0.0034469 | -0.024896 | -0.032705 | -0.04703 | 0.025095 | 0.033821 | 0.048274 | 101.4748 | 7.0658 | -149.3875 | -78.5252 | -172.9342 | 30.6125 | 1.0981 | 0.9218 | 0.81966 | 1.1074 | 0.94292 | 0.84034 | 0.73522 | -132.3812 | 125.5572 | 0.59871 | -131.8406 | 124.6967
Line2_1_4 | 0.17123 | 3.2049 | 3.2539 | 0.17123 | 3.2049 | 3.2539 | 0.039543 | 0.74015 | 0.75146 | 0.039543 | 0.74015 | 0.75146 | -0.026068 | 0.6176 | -0.16975 | 0.026361 | -0.51488 | 0.27563 | -0.034726 | 0.28993 | 0.59209 | 0.035313 | -0.084499 | -0.38033 | 127.6293 | -157.5288 | 19.5598 | -52.3707 | 22.4712 | -160.4402 | 1.0981 | 0.9218 | 0.81966 | 1.1144 | 0.70495 | 0.62505 | 0.73522 | -132.3812 | 125.5572 | 0.88805 | -148.2089 | 145.4911
Line3_1_5 | 0.12195 | 0.28528 | 0.2934 | 0.12195 | 0.28528 | 0.2934 | 0.028164 | 0.065882 | 0.067758 | 0.028164 | 0.065882 | 0.067758 | -0.0069858 | -0.044964 | 0.0057026 | 0.0071346 | 0.045778 | -0.0048417 | -0.030127 | -0.040821 | -0.055245 | 0.030425 | 0.042448 | 0.056967 | 103.7902 | 5.3841 | -150.3362 | -76.2098 | -174.6159 | 29.6638 | 1.0981 | 0.9218 | 0.81966 | 1.1096 | 0.9476 | 0.84377 | 0.73522 | -132.3812 | 125.5572 | 0.59277 | -131.7772 | 124.5218
Line4_2_6 | 0.11353 | 0.26694 | 0.27713 | 0.11353 | 0.26694 | 0.27713 | 0.02622 | 0.061647 | 0.064001 | 0.02622 | 0.061647 | 0.064001 | -0.0062288 | -0.0432 | 0.0043089 | 0.0063577 | 0.043913 | -0.0035409 | -0.028396 | -0.039161 | -0.053749 | 0.028653 | 0.040586 | 0.055285 | 102.967 | 6.0085 | -149.9966 | -77.033 | -173.9915 | 30.0034 | 1.1087 | 0.94584 | 0.8425 | 1.1194 | 0.96998 | 0.86558 | 0.59458 | -131.7991 | 124.5869 | 0.45663 | -131.246 | 123.6681
Line5_6_7 | 0.11353 | 0.26694 | 0.27713 | 0.11353 | 0.26694 | 0.27713 | 0.02622 | 0.061647 | 0.064001 | 0.02622 | 0.061647 | 0.064001 | -0.0063577 | -0.043913 | 0.0035409 | 0.0064866 | 0.044625 | -0.0027729 | -0.028653 | -0.040586 | -0.055285 | 0.028911 | 0.042011 | 0.056821 | 102.967 | 6.0085 | -149.9966 | -77.033 | -173.9915 | 30.0034 | 1.1194 | 0.96998 | 0.86558 | 1.1301 | 0.9942 | 0.88887 | 0.45663 | -131.246 | 123.6681 | 0.32128 | -130.7197 | 122.7972
Line6_7_8 | 0 | 0 | 0 | 0 | 0 | 0 | 0 | 0 | 0 | 0 | 0 | 0 | 9.9544e-10 | -4.0987e-10 | -1.5632e-09 | -9.9544e-10 | 4.0987e-10 | 1.5632e-09 | -7.3188e-11 | 2.1359e-09 | -5.0102e-10 | 7.3188e-11 | -2.1359e-09 | 5.0102e-10 | 0 | 0 | 0 | 0 | 0 | 0 | 1.1301 | 0.9942 | 0.88887 | 1.1301 | 0.9942 | 0.88887 | 0.32128 | -130.7197 | 122.7972 | 0.32128 | -130.7197 | 122.7972
Line7_8_9 | 0 | 0 | 0 | 0 | 0 | 0 | 0 | 0 | 0 | 0 | 0 | 0 | 3.3181e-10 | -1.3662e-10 | -5.2108e-10 | -3.3181e-10 | 1.3662e-10 | 5.2108e-10 | -2.4396e-11 | 7.1196e-10 | -1.6701e-10 | 2.4396e-11 | -7.1196e-10 | 1.6701e-10 | 0 | 0 | 0 | 0 | 0 | 0 | 1.1301 | 0.9942 | 0.88887 | 1.1301 | 0.9942 | 0.88887 | 0.32128 | -130.7197 | 122.7972 | 0.32128 | -130.7197 | 122.7972
Line8_8_10 | 0 | 0 | 0 | 0 | 0 | 0 | 0 | 0 | 0 | 0 | 0 | 0 | 3.3181e-10 | -1.3662e-10 | -5.2108e-10 | -3.3181e-10 | 1.3662e-10 | 5.2108e-10 | -2.4396e-11 | 7.1196e-10 | -1.6701e-10 | 2.4396e-11 | -7.1196e-10 | 1.6701e-10 | 0 | 0 | 0 | 0 | 0 | 0 | 1.1301 | 0.9942 | 0.88887 | 1.1301 | 0.9942 | 0.88887 | 0.32128 | -130.7197 | 122.7972 | 0.32128 | -130.7197 | 122.7972
Line9_3_11 | 0.099923 | 0.2363 | 0.24938 | 0.099923 | 0.2363 | 0.24938 | 0.023076 | 0.054571 | 0.057592 | 0.023076 | 0.054571 | 0.057592 | -0.0048218 | -0.038779 | 0.0034469 | 0.0049216 | 0.039337 | -0.002825 | -0.025095 | -0.033821 | -0.048274 | 0.025295 | 0.034938 | 0.049518 | 101.4748 | 7.0658 | -149.3875 | -78.5252 | -172.9342 | 30.6125 | 1.1074 | 0.94292 | 0.84034 | 1.1167 | 0.96412 | 0.8612 | 0.59871 | -131.8406 | 124.6967 | 0.46447 | -131.3238 | 123.8777

## LL_max_10
name | pf_ikss_a_from_ka | pf_ikss_b_from_ka | pf_ikss_c_from_ka | pf_ikss_a_to_ka | pf_ikss_b_to_ka | pf_ikss_c_to_ka | pf_skss_a_from_mw | pf_skss_b_from_mw | pf_skss_c_from_mw | pf_skss_a_to_mw | pf_skss_b_to_mw | pf_skss_c_to_mw | pf_p_a_from_mw | pf_p_b_from_mw | pf_p_c_from_mw | pf_p_a_to_mw | pf_p_b_to_mw | pf_p_c_to_mw | pf_q_a_from_mvar | pf_q_b_from_mvar | pf_q_c_from_mvar | pf_q_a_to_mvar | pf_q_b_to_mvar | pf_q_c_to_mvar | pf_ikss_a_from_degree | pf_ikss_b_from_degree | pf_ikss_c_from_degree | pf_ikss_a_to_degree | pf_ikss_b_to_degree | pf_ikss_c_to_degree | pf_vm_a_from_pu | pf_vm_b_from_pu | pf_vm_c_from_pu | pf_vm_a_to_pu | pf_vm_b_to_pu | pf_vm_c_to_pu | pf_va_a_from_degree | pf_va_b_from_degree | pf_va_c_from_degree | pf_va_a_to_degree | pf_va_b_to_degree | pf_va_c_to_degree
Line0_1_2 | 0.11463 | 0.27519 | 0.28453 | 0.11463 | 0.27519 | 0.28453 | 0.026472 | 0.063554 | 0.065709 | 0.026472 | 0.063554 | 0.065709 | -0.0066939 | -0.046088 | 0.0059101 | 0.0068253 | 0.046846 | -0.0051006 | -0.029718 | -0.039963 | -0.055537 | 0.029981 | 0.041477 | 0.057156 | 103.446 | 6.2376 | -150.2036 | -76.554 | -173.7624 | 29.7964 | 1.1507 | 0.95984 | 0.84998 | 1.1615 | 0.98451 | 0.8733 | 0.75217 | -132.8341 | 125.8708 | 0.62092 | -132.2405 | 124.8959
Line10_11_12 | 0.10124 | 0.2447 | 0.25706 | 0.10124 | 0.2447 | 0.25706 | 0.023381 | 0.056511 | 0.059366 | 0.023381 | 0.056511 | 0.059366 | -0.0054388 | -0.042821 | 0.0034932 | 0.0055413 | 0.04342 | -0.0028324 | -0.026801 | -0.037176 | -0.052873 | 0.027006 | 0.038373 | 0.054194 | 101.9695 | 7.2836 | -149.6046 | -78.0305 | -172.7164 | 30.3954 | 1.1696 | 1.0035 | 0.89256 | 1.1791 | 1.0254 | 0.91413 | 0.49798 | -131.7529 | 124.1753 | 0.37394 | -131.2468 | 123.3871
Line11_12_13 | 0.10124 | 0.2447 | 0.25706 | 0.10124 | 0.2447 | 0.25706 | 0.023381 | 0.056511 | 0.059366 | 0.023381 | 0.056511 | 0.059366 | -0.0055413 | -0.04342 | 0.0028324 | 0.0056438 | 0.044018 | -0.0021715 | -0.027006 | -0.038373 | -0.054194 | 0.027211 | 0.039571 | 0.055516 | 101.9695 | 7.2836 | -149.6046 | -78.0305 | -172.7164 | 30.3954 | 1.1791 | 1.0254 | 0.91413 | 1.1886 | 1.0474 | 0.93586 | 0.37394 | -131.2468 | 123.3871 | 0.25188 | -130.762 | 122.6354
Line12_13_15 | 0 | 0 | 0 | 0 | 0 | 0 | 0 | 0 | 0 | 0 | 0 | 0 | 1.1583e-09 | -3.8309e-10 | -1.6777e-09 | -1.1583e-09 | 3.8309e-10 | 1.6777e-09 | -6.3225e-11 | 2.3665e-09 | -5.2068e-10 | 6.3225e-11 | -2.3665e-09 | 5.2068e-10 | 0 | 0 | 0 | 0 | 0 | 0 | 1.1886 | 1.0474 | 0.93586 | 1.1886 | 1.0474 | 0.93586 | 0.25188 | -130.762 | 122.6354 | 0.25188 | -130.762 | 122.6354
Line13_13_14 | 0.10124 | 0.2447 | 0.25706 | 0.10124 | 0.2447 | 0.25706 | 0.023381 | 0.056511 | 0.059366 | 0.023381 | 0.056511 | 0.059366 | -0.0056438 | -0.044018 | 0.0021715 | 0.0057463 | 0.044617 | -0.0015107 | -0.027211 | -0.039571 | -0.055516 | 0.027416 | 0.040768 | 0.056837 | 101.9695 | 7.2836 | -149.6046 | -78.0305 | -172.7164 | 30.3954 | 1.1886 | 1.0474 | 0.93586 | 1.1981 | 1.0695 | 0.95775 | 0.25188 | -130.762 | 122.6354 | 0.13175 | -130.2972 | 121.918
Line14_15_16 | 0 | 0 | 0 | 0 | 0 | 0 | 0 | 0 | 0 | 0 | 0 | 0 | 7.722e-10 | -2.5539e-10 | -1.1185e-09 | -7.722e-10 | 2.5539e-10 | 1.1185e-09 | -4.215e-11 | 1.5777e-09 | -3.4712e-10 | 4.215e-11 | -1.5777e-09 | 3.4712e-10 | 0 | 0 | 0 | 0 | 0 | 0 | 1.1886 | 1.0474 | 0.93586 | 1.1886 | 1.0474 | 0.93586 | 0.25188 | -130.762 | 122.6354 | 0.25188 | -130.762 | 122.6354
Line15_16_17 | 0 | 0 | 0 | 0 | 0 | 0 | 0 | 0 | 0 | 0 | 0 | 0 | 3.861e-10 | -1.277e-10 | -5.5925e-10 | -3.861e-10 | 1.277e-10 | 5.5925e-10 | -2.1075e-11 | 7.8885e-10 | -1.7356e-10 | 2.1075e-11 | -7.8885e-10 | 1.7356e-10 | 0 | 0 | 0 | 0 | 0 | 0 | 1.1886 | 1.0474 | 0.93586 | 1.1886 | 1.0474 | 0.93586 | 0.25188 | -130.762 | 122.6354 | 0.25188 | -130.762 | 122.6354
Line16_4_18 | 0 | 3.8917 | 3.8917 | 0 | 3.8917 | 3.8917 | 0 | 0.89876 | 0.89876 | 0 | 0.89876 | 0.89876 | 2.877e-10 | 0.64773 | -0.34482 | -2.877e-10 | -0.49627 | 0.49627 | -7.3698e-11 | 0.13326 | 0.47256 | 7.3698e-11 | 0.16965 | -0.16965 | 0 | -160.2299 | 19.7701 | 0 | 19.7701 | -160.2299 | 1.1671 | 0.73579 | 0.65089 | 1.1671 | 0.58355 | 0.58355 | 0.89707 | -148.6042 | 145.8872 | 0.89707 | -179.1029 | -179.1029
Line17_5_19 | 0.12286 | 0.29332 | 0.30052 | 0.12286 | 0.29332 | 0.30052 | 0.028373 | 0.067739 | 0.069403 | 0.028373 | 0.067739 | 0.069403 | -0.0077739 | -0.049525 | 0.0056797 | 0.0079248 | 0.050385 | -0.0047765 | -0.032049 | -0.044839 | -0.060429 | 0.032351 | 0.04656 | 0.062235 | 104.2542 | 5.624 | -150.5362 | -75.7458 | -174.376 | 29.4638 | 1.1623 | 0.98625 | 0.87453 | 1.1739 | 1.0128 | 0.89936 | 0.61963 | -132.2189 | 124.8332 | 0.48972 | -131.6358 | 123.8526
Line1_1_3 | 0.10124 | 0.2447 | 0.25706 | 0.10124 | 0.2447 | 0.25706 | 0.023381 | 0.056511 | 0.059366 | 0.023381 | 0.056511 | 0.059366 | -0.0052338 | -0.041623 | 0.0048148 | 0.0053363 | 0.042222 | -0.004154 | -0.026391 | -0.034781 | -0.050229 | 0.026596 | 0.035978 | 0.051551 | 101.9695 | 7.2836 | -149.6046 | -78.0305 | -172.7164 | 30.3954 | 1.1507 | 0.95984 | 0.84998 | 1.1602 | 0.98161 | 0.87117 | 0.75217 | -132.8341 | 125.8708 | 0.62404 | -132.2815 | 125.0023
Line2_1_4 | 0.17176 | 3.3205 | 3.37 | 0.17176 | 3.3205 | 3.37 | 0.039666 | 0.76684 | 0.77828 | 0.039666 | 0.76684 | 0.77828 | -0.027334 | 0.66722 | -0.18783 | 0.027629 | -0.55696 | 0.30141 | -0.036555 | 0.31076 | 0.63429 | 0.037145 | -0.090245 | -0.40714 | 127.5402 | -157.8079 | 19.3749 | -52.4598 | 22.1921 | -160.6251 | 1.1507 | 0.95984 | 0.84998 | 1.1671 | 0.73579 | 0.65089 | 0.75217 | -132.8341 | 125.8708 | 0.89707 | -148.6042 | 145.8872
Line3_1_5 | 0.12286 | 0.29332 | 0.30052 | 0.12286 | 0.29332 | 0.30052 | 0.028373 | 0.067739 | 0.069403 | 0.028373 | 0.067739 | 0.069403 | -0.007623 | -0.048665 | 0.0065828 | 0.0077739 | 0.049525 | -0.0056797 | -0.031747 | -0.043118 | -0.058623 | 0.032049 | 0.044839 | 0.060429 | 104.2542 | 5.624 | -150.5362 | -75.7458 | -174.376 | 29.4638 | 1.1507 | 0.95984 | 0.84998 | 1.1623 | 0.98625 | 0.87453 | 0.75217 | -132.8341 | 125.8708 | 0.61963 | -132.2189 | 124.8332
Line4_2_6 | 0.11463 | 0.27519 | 0.28453 | 0.11463 | 0.27519 | 0.28453 | 0.026472 | 0.063554 | 0.065709 | 0.026472 | 0.063554 | 0.065709 | -0.0068253 | -0.046846 | 0.0051006 | 0.0069567 | 0.047603 | -0.004291 | -0.029981 | -0.041477 | -0.057156 | 0.030243 | 0.042992 | 0.058775 | 103.446 | 6.2376 | -150.2036 | -76.554 | -173.7624 | 29.7964 | 1.1615 | 0.98451 | 0.8733 | 1.1723 | 1.0093 | 0.89687 | 0.62092 | -132.2405 | 124.8959 | 0.49207 | -131.676 | 123.972
Line5_6_7 | 0.11463 | 0.27519 | 0.28453 | 0.11463 | 0.27519 | 0.28453 | 0.026472 | 0.063554 | 0.065709 | 0.026472 | 0.063554 | 0.065709 | -0.0069567 | -0.047603 | 0.004291 | 0.0070881 | 0.04836 | -0.0034815 | -0.030243 | -0.042992 | -0.058775 | 0.030506 | 0.044507 | 0.060394 | 103.446 | 6.2376 | -150.2036 | -76.554 | -173.7624 | 29.7964 | 1.1723 | 1.0093 | 0.89687 | 1.1831 | 1.0341 | 0.92065 | 0.49207 | -131.676 | 123.972 | 0.36558 | -131.1385 | 123.0956
Line6_7_8 | 0 | 0 | 0 | 0 | 0 | 0 | 0 | 0 | 0 | 0 | 0 | 0 | 1.0814e-09 | -5.1347e-10 | -1.8e-09 | -1.0814e-09 | 5.1347e-10 | 1.8e-09 | -9.1339e-11 | 2.4173e-09 | -6.0158e-10 | 9.1339e-11 | -2.4173e-09 | 6.0158e-10 | 0 | 0 | 0 | 0 | 0 | 0 | 1.1831 | 1.0341 | 0.92065 | 1.1831 | 1.0341 | 0.92065 | 0.36558 | -131.1385 | 123.0956 | 0.36558 | -131.1385 | 123.0956
Line7_8_9 | 0 | 0 | 0 | 0 | 0 | 0 | 0 | 0 | 0 | 0 | 0 | 0 | 3.6048e-10 | -1.7116e-10 | -6.0001e-10 | -3.6048e-10 | 1.7116e-10 | 6.0001e-10 | -3.0446e-11 | 8.0577e-10 | -2.0052e-10 | 3.0446e-11 | -8.0577e-10 | 2.0053e-10 | 0 | 0 | 0 | 0 | 0 | 0 | 1.1831 | 1.0341 | 0.92065 | 1.1831 | 1.0341 | 0.92065 | 0.36558 | -131.1385 | 123.0956 | 0.36558 | -131.1385 | 123.0956
Line8_8_10 | 0 | 0 | 0 | 0 | 0 | 0 | 0 | 0 | 0 | 0 | 0 | 0 | 3.6048e-10 | -1.7116e-10 | -6.0001e-10 | -3.6048e-10 | 1.7116e-10 | 6.0001e-10 | -3.0446e-11 | 8.0577e-10 | -2.0053e-10 | 3.0446e-11 | -8.0577e-10 | 2.0053e-10 | 0 | 0 | 0 | 0 | 0 | 0 | 1.1831 | 1.0341 | 0.92065 | 1.1831 | 1.0341 | 0.92065 | 0.36558 | -131.1385 | 123.0956 | 0.36558 | -131.1385 | 123.0956
Line9_3_11 | 0.10124 | 0.2447 | 0.25706 | 0.10124 | 0.2447 | 0.25706 | 0.023381 | 0.056511 | 0.059366 | 0.023381 | 0.056511 | 0.059366 | -0.0053363 | -0.042222 | 0.004154 | 0.0054388 | 0.042821 | -0.0034932 | -0.026596 | -0.035978 | -0.051551 | 0.026801 | 0.037176 | 0.052873 | 101.9695 | 7.2836 | -149.6046 | -78.0305 | -172.7164 | 30.3954 | 1.1602 | 0.98161 | 0.87117 | 1.1696 | 1.0035 | 0.89256 | 0.62404 | -132.2815 | 125.0023 | 0.49798 | -131.7529 | 124.1753

## LL_max_fault_6
name | pf_ikss_a_from_ka | pf_ikss_b_from_ka | pf_ikss_c_from_ka | pf_ikss_a_to_ka | pf_ikss_b_to_ka | pf_ikss_c_to_ka | pf_skss_a_from_mw | pf_skss_b_from_mw | pf_skss_c_from_mw | pf_skss_a_to_mw | pf_skss_b_to_mw | pf_skss_c_to_mw | pf_p_a_from_mw | pf_p_b_from_mw | pf_p_c_from_mw | pf_p_a_to_mw | pf_p_b_to_mw | pf_p_c_to_mw | pf_q_a_from_mvar | pf_q_b_from_mvar | pf_q_c_from_mvar | pf_q_a_to_mvar | pf_q_b_to_mvar | pf_q_c_to_mvar | pf_ikss_a_from_degree | pf_ikss_b_from_degree | pf_ikss_c_from_degree | pf_ikss_a_to_degree | pf_ikss_b_to_degree | pf_ikss_c_to_degree | pf_vm_a_from_pu | pf_vm_b_from_pu | pf_vm_c_from_pu | pf_vm_a_to_pu | pf_vm_b_to_pu | pf_vm_c_to_pu | pf_va_a_from_degree | pf_va_b_from_degree | pf_va_c_from_degree | pf_va_a_to_degree | pf_va_b_to_degree | pf_va_c_to_degree
Line0_1_2 | 0.11279 | 0.11365 | 0.11548 | 0.11279 | 0.11365 | 0.11548 | 0.026047 | 0.026245 | 0.026669 | 0.026047 | 0.026245 | 0.026669 | -0.0016388 | -0.0024304 | -0.0018469 | 0.001766 | 0.0025596 | 0.0019803 | -0.028504 | -0.028626 | -0.029051 | 0.028759 | 0.028884 | 0.029317 | 93.4017 | -25.2715 | -146.3008 | -86.5983 | 154.7285 | 33.6992 | 1.0961 | 1.0946 | 1.0915 | 1.1062 | 1.1049 | 1.1018 | 0.11112 | -120.1244 | 120.0614 | -0.11239 | -120.3355 | 119.8349
Line10_11_12 | 0.10058 | 0.10125 | 0.10299 | 0.10058 | 0.10125 | 0.10299 | 0.023228 | 0.023384 | 0.023785 | 0.023228 | 0.023384 | 0.023785 | -0.0015555 | -0.0022786 | -0.0017771 | 0.0016566 | 0.0023811 | 0.0018831 | -0.02583 | -0.025923 | -0.026338 | 0.026032 | 0.026128 | 0.02655 | 93.1576 | -25.4779 | -146.4827 | -86.8424 | 154.5221 | 33.5173 | 1.114 | 1.1129 | 1.1099 | 1.123 | 1.122 | 1.1191 | -0.28863 | -120.5012 | 119.6573 | -0.48372 | -120.685 | 119.4602
Line11_12_13 | 0.10058 | 0.10125 | 0.10299 | 0.10058 | 0.10125 | 0.10299 | 0.023228 | 0.023384 | 0.023785 | 0.023228 | 0.023384 | 0.023785 | -0.0016566 | -0.0023811 | -0.0018831 | 0.0017578 | 0.0024836 | 0.0019892 | -0.026032 | -0.026128 | -0.02655 | 0.026234 | 0.026333 | 0.026763 | 93.1576 | -25.4779 | -146.4827 | -86.8424 | 154.5221 | 33.5173 | 1.123 | 1.122 | 1.1191 | 1.132 | 1.1311 | 1.1283 | -0.48372 | -120.685 | 119.4602 | -0.67572 | -120.8659 | 119.2664
Line12_13_15 | 0 | 0 | 0 | 0 | 0 | 0 | 0 | 0 | 0 | 0 | 0 | 0 | 1.0214e-09 | 1.0107e-09 | 9.7264e-10 | -1.0214e-09 | -1.0107e-09 | -9.7264e-10 | 1.5419e-10 | 1.9743e-10 | 1.6686e-10 | -1.5419e-10 | -1.9743e-10 | -1.6686e-10 | 0 | 0 | 0 | 0 | 0 | 0 | 1.132 | 1.1311 | 1.1283 | 1.132 | 1.1311 | 1.1283 | -0.67572 | -120.8659 | 119.2664 | -0.67572 | -120.8659 | 119.2664
Line13_13_14 | 0.10058 | 0.10125 | 0.10299 | 0.10058 | 0.10125 | 0.10299 | 0.023228 | 0.023384 | 0.023785 | 0.023228 | 0.023384 | 0.023785 | -0.0017578 | -0.0024836 | -0.0019892 | 0.001859 | 0.0025862 | 0.0020953 | -0.026234 | -0.026333 | -0.026763 | 0.026437 | 0.026538 | 0.026975 | 93.1576 | -25.4779 | -146.4827 | -86.8424 | 154.5221 | 33.5173 | 1.132 | 1.1311 | 1.1283 | 1.1409 | 1.1403 | 1.1375 | -0.67572 | -120.8659 | 119.2664 | -0.8647 | -121.0438 | 119.0757
Line14_15_16 | 0 | 0 | 0 | 0 | 0 | 0 | 0 | 0 | 0 | 0 | 0 | 0 | 6.8094e-10 | 6.7382e-10 | 6.4843e-10 | -6.8094e-10 | -6.7382e-10 | -6.4843e-10 | 1.0279e-10 | 1.3162e-10 | 1.1124e-10 | -1.0279e-10 | -1.3162e-10 | -1.1124e-10 | 0 | 0 | 0 | 0 | 0 | 0 | 1.132 | 1.1311 | 1.1283 | 1.132 | 1.1311 | 1.1283 | -0.67572 | -120.8659 | 119.2664 | -0.67572 | -120.8659 | 119.2664
Line15_16_17 | 0 | 0 | 0 | 0 | 0 | 0 | 0 | 0 | 0 | 0 | 0 | 0 | 3.4047e-10 | 3.3691e-10 | 3.2421e-10 | -3.4047e-10 | -3.3691e-10 | -3.2421e-10 | 5.1395e-11 | 6.5809e-11 | 5.5619e-11 | -5.1395e-11 | -6.581e-11 | -5.5619e-11 | 0 | 0 | 0 | 0 | 0 | 0 | 1.132 | 1.1311 | 1.1283 | 1.132 | 1.1311 | 1.1283 | -0.67572 | -120.8659 | 119.2664 | -0.67572 | -120.8659 | 119.2664
Line16_4_18 | 0 | 0.061767 | 0.061767 | 0 | 0.061767 | 0.061767 | 0 | 0.014265 | 0.014265 | 0 | 0.014265 | 0.014265 | 2.3711e-10 | 0.015206 | 0.0039464 | -2.3711e-10 | -0.015168 | -0.0039082 | -1.1446e-12 | 0.004065 | 0.015164 | 1.1446e-12 | -0.0039887 | -0.015087 | 0 | -135.3973 | 44.6027 | 0 | 44.6027 | -135.3973 | 1.1083 | 1.1034 | 1.0984 | 1.1083 | 1.0995 | 1.0926 | 0.015368 | -120.4303 | 120.015 | 0.015368 | -120.6636 | 120.08
Line17_5_19 | 0.12007 | 0.12104 | 0.12292 | 0.12007 | 0.12104 | 0.12292 | 0.027729 | 0.027953 | 0.028388 | 0.027729 | 0.027953 | 0.028388 | -0.0019664 | -0.0028005 | -0.0021768 | 0.0021106 | 0.002947 | 0.0023279 | -0.030628 | -0.030776 | -0.031221 | 0.030916 | 0.031069 | 0.031523 | 93.5482 | -25.1486 | -146.1902 | -86.4518 | 154.8514 | 33.8098 | 1.1068 | 1.1055 | 1.1025 | 1.1176 | 1.1165 | 1.1135 | -0.12526 | -120.3478 | 119.8215 | -0.35711 | -120.567 | 119.5864
Line1_1_3 | 0.10058 | 0.10125 | 0.10299 | 0.10058 | 0.10125 | 0.10299 | 0.023228 | 0.023384 | 0.023785 | 0.023228 | 0.023384 | 0.023785 | -0.0013532 | -0.0020735 | -0.0015649 | 0.0014543 | 0.0021761 | 0.001671 | -0.025425 | -0.025513 | -0.025914 | 0.025627 | 0.025718 | 0.026126 | 93.1576 | -25.4779 | -146.4828 | -86.8424 | 154.5221 | 33.5172 | 1.0961 | 1.0946 | 1.0915 | 1.1051 | 1.1037 | 1.1007 | 0.11112 | -120.1244 | 120.0614 | -0.090371 | -120.3143 | 119.8577
Line2_1_4 | 0.12756 | 0.1092 | 0.072396 | 0.12756 | 0.1092 | 0.072396 | 0.029458 | 0.025218 | 0.016719 | 0.029458 | 0.025218 | 0.016719 | -0.0099459 | 0.0035112 | -0.0060211 | 0.010109 | -0.003392 | 0.0060735 | -0.03072 | -0.02738 | -0.017227 | 0.031046 | 0.027618 | 0.017332 | 108.051 | -37.4321 | -130.6731 | -71.949 | 142.5679 | 49.3269 | 1.0961 | 1.0946 | 1.0915 | 1.1083 | 1.1034 | 1.0984 | 0.11112 | -120.1244 | 120.0614 | 0.015368 | -120.4303 | 120.015
Line3_1_5 | 0.12007 | 0.12104 | 0.12292 | 0.12007 | 0.12104 | 0.12292 | 0.027729 | 0.027953 | 0.028388 | 0.027729 | 0.027953 | 0.028388 | -0.0018222 | -0.002654 | -0.0020257 | 0.0019664 | 0.0028005 | 0.0021768 | -0.03034 | -0.030483 | -0.030919 | 0.030628 | 0.030776 | 0.031221 | 93.5482 | -25.1486 | -146.1902 | -86.4518 | 154.8514 | 33.8098 | 1.0961 | 1.0946 | 1.0915 | 1.1068 | 1.1055 | 1.1025 | 0.11112 | -120.1244 | 120.0614 | -0.12526 | -120.3478 | 119.8215
Line4_2_6 | 0.11279 | 0.11365 | 0.11548 | 0.11279 | 0.11365 | 0.11548 | 0.026047 | 0.026245 | 0.026669 | 0.026047 | 0.026245 | 0.026669 | -0.001766 | -0.0025596 | -0.0019803 | 0.0018933 | 0.0026887 | 0.0021137 | -0.028759 | -0.028884 | -0.029317 | 0.029013 | 0.029143 | 0.029584 | 93.4017 | -25.2715 | -146.3008 | -86.5983 | 154.7285 | 33.6992 | 1.1062 | 1.1049 | 1.1018 | 1.1162 | 1.1151 | 1.1121 | -0.11239 | -120.3355 | 119.8349 | -0.33188 | -120.5427 | 119.6126
Line5_6_7 | 0.11279 | 0.11365 | 0.11548 | 0.11279 | 0.11365 | 0.11548 | 0.026047 | 0.026245 | 0.026669 | 0.026047 | 0.026245 | 0.026669 | -0.0018933 | -0.0026887 | -0.0021137 | 0.0020205 | 0.0028179 | 0.002247 | -0.029013 | -0.029143 | -0.029584 | 0.029267 | 0.029401 | 0.029851 | 93.4017 | -25.2715 | -146.3008 | -86.5983 | 154.7285 | 33.6992 | 1.1162 | 1.1151 | 1.1121 | 1.1263 | 1.1254 | 1.1225 | -0.33188 | -120.5427 | 119.6126 | -0.54744 | -120.7461 | 119.3944
Line6_7_8 | 0 | 0 | 0 | 0 | 0 | 0 | 0 | 0 | 0 | 0 | 0 | 0 | 9.4594e-10 | 9.3416e-10 | 8.9534e-10 | -9.4594e-10 | -9.3416e-10 | -8.9534e-10 | 1.2429e-10 | 1.6926e-10 | 1.3704e-10 | -1.2429e-10 | -1.6926e-10 | -1.3704e-10 | 0 | 0 | 0 | 0 | 0 | 0 | 1.1263 | 1.1254 | 1.1225 | 1.1263 | 1.1254 | 1.1225 | -0.54744 | -120.7461 | 119.3944 | -0.54744 | -120.7461 | 119.3944
Line7_8_9 | 0 | 0 | 0 | 0 | 0 | 0 | 0 | 0 | 0 | 0 | 0 | 0 | 3.1531e-10 | 3.1139e-10 | 2.9845e-10 | -3.1531e-10 | -3.1139e-10 | -2.9845e-10 | 4.1431e-11 | 5.642e-11 | 4.5679e-11 | -4.1431e-11 | -5.642e-11 | -4.5679e-11 | 0 | 0 | 0 | 0 | 0 | 0 | 1.1263 | 1.1254 | 1.1225 | 1.1263 | 1.1254 | 1.1225 | -0.54744 | -120.7461 | 119.3944 | -0.54744 | -120.7461 | 119.3944
Line8_8_10 | 0 | 0 | 0 | 0 | 0 | 0 | 0 | 0 | 0 | 0 | 0 | 0 | 3.1531e-10 | 3.1139e-10 | 2.9845e-10 | -3.1531e-10 | -3.1139e-10 | -2.9845e-10 | 4.1431e-11 | 5.642e-11 | 4.5678e-11 | -4.1431e-11 | -5.642e-11 | -4.5679e-11 | 0 | 0 | 0 | 0 | 0 | 0 | 1.1263 | 1.1254 | 1.1225 | 1.1263 | 1.1254 | 1.1225 | -0.54744 | -120.7461 | 119.3944 | -0.54744 | -120.7461 | 119.3944
Line9_3_11 | 0.10058 | 0.10125 | 0.10299 | 0.10058 | 0.10125 | 0.10299 | 0.023228 | 0.023384 | 0.023785 | 0.023228 | 0.023384 | 0.023785 | -0.0014543 | -0.0021761 | -0.001671 | 0.0015555 | 0.0022786 | 0.0017771 | -0.025627 | -0.025718 | -0.026126 | 0.02583 | 0.025923 | 0.026338 | 93.1576 | -25.4779 | -146.4828 | -86.8424 | 154.5221 | 33.5172 | 1.1051 | 1.1037 | 1.1007 | 1.114 | 1.1129 | 1.1099 | -0.090371 | -120.3143 | 119.8577 | -0.28863 | -120.5012 | 119.6573

## LL_max_fault_10
name | pf_ikss_a_from_ka | pf_ikss_b_from_ka | pf_ikss_c_from_ka | pf_ikss_a_to_ka | pf_ikss_b_to_ka | pf_ikss_c_to_ka | pf_skss_a_from_mw | pf_skss_b_from_mw | pf_skss_c_from_mw | pf_skss_a_to_mw | pf_skss_b_to_mw | pf_skss_c_to_mw | pf_p_a_from_mw | pf_p_b_from_mw | pf_p_c_from_mw | pf_p_a_to_mw | pf_p_b_to_mw | pf_p_c_to_mw | pf_q_a_from_mvar | pf_q_b_from_mvar | pf_q_c_from_mvar | pf_q_a_to_mvar | pf_q_b_to_mvar | pf_q_c_to_mvar | pf_ikss_a_from_degree | pf_ikss_b_from_degree | pf_ikss_c_from_degree | pf_ikss_a_to_degree | pf_ikss_b_to_degree | pf_ikss_c_to_degree | pf_vm_a_from_pu | pf_vm_b_from_pu | pf_vm_c_from_pu | pf_vm_a_to_pu | pf_vm_b_to_pu | pf_vm_c_to_pu | pf_va_a_from_degree | pf_va_b_from_degree | pf_va_c_from_degree | pf_va_a_to_degree | pf_va_b_to_degree | pf_va_c_to_degree
Line0_1_2 | 0.11355 | 0.11447 | 0.1164 | 0.11355 | 0.11447 | 0.1164 | 0.026223 | 0.026435 | 0.026881 | 0.026223 | 0.026435 | 0.026881 | -0.0017586 | -0.0026335 | -0.0019858 | 0.0018876 | 0.0027645 | 0.0021213 | -0.030068 | -0.030206 | -0.030674 | 0.030326 | 0.030468 | 0.030945 | 93.4572 | -25.1541 | -146.2378 | -86.5428 | 154.8459 | 33.7622 | 1.1486 | 1.147 | 1.1435 | 1.1587 | 1.1573 | 1.1539 | 0.10988 | -120.1369 | 120.058 | -0.10444 | -120.3387 | 119.8406
Line10_11_12 | 0.10167 | 0.1024 | 0.10423 | 0.10167 | 0.1024 | 0.10423 | 0.02348 | 0.023649 | 0.024072 | 0.02348 | 0.023649 | 0.024072 | -0.0016683 | -0.0024704 | -0.0019105 | 0.0017716 | 0.0025753 | 0.0020192 | -0.027343 | -0.02745 | -0.027908 | 0.02755 | 0.027659 | 0.028126 | 93.2163 | -25.356 | -146.4153 | -86.7837 | 154.644 | 33.5847 | 1.1667 | 1.1654 | 1.1621 | 1.1758 | 1.1746 | 1.1714 | -0.27504 | -120.4987 | 119.6685 | -0.46305 | -120.6753 | 119.4784
Line11_12_13 | 0.10167 | 0.1024 | 0.10423 | 0.10167 | 0.1024 | 0.10423 | 0.02348 | 0.023649 | 0.024072 | 0.02348 | 0.023649 | 0.024072 | -0.0017716 | -0.0025753 | -0.0020192 | 0.001875 | 0.0026802 | 0.0021278 | -0.02755 | -0.027659 | -0.028126 | 0.027757 | 0.027869 | 0.028343 | 93.2163 | -25.356 | -146.4153 | -86.7837 | 154.644 | 33.5847 | 1.1758 | 1.1746 | 1.1714 | 1.1848 | 1.1839 | 1.1808 | -0.46305 | -120.6753 | 119.4784 | -0.64819 | -120.8492 | 119.2913
Line12_13_15 | 0 | 0 | 0 | 0 | 0 | 0 | 0 | 0 | 0 | 0 | 0 | 0 | 1.1065e-09 | 1.0938e-09 | 1.0499e-09 | -1.1065e-09 | -1.0938e-09 | -1.0499e-09 | 1.6218e-10 | 2.1231e-10 | 1.767e-10 | -1.6218e-10 | -2.1231e-10 | -1.767e-10 | 0 | 0 | 0 | 0 | 0 | 0 | 1.1848 | 1.1839 | 1.1808 | 1.1848 | 1.1839 | 1.1808 | -0.64819 | -120.8492 | 119.2913 | -0.64819 | -120.8492 | 119.2913
Line13_13_14 | 0.10167 | 0.1024 | 0.10423 | 0.10167 | 0.1024 | 0.10423 | 0.02348 | 0.023649 | 0.024072 | 0.02348 | 0.023649 | 0.024072 | -0.001875 | -0.0026802 | -0.0021278 | 0.0019784 | 0.002785 | 0.0022365 | -0.027757 | -0.027869 | -0.028343 | 0.027964 | 0.028079 | 0.02856 | 93.2163 | -25.356 | -146.4153 | -86.7837 | 154.644 | 33.5847 | 1.1848 | 1.1839 | 1.1808 | 1.1939 | 1.1931 | 1.1901 | -0.64819 | -120.8492 | 119.2913 | -0.83051 | -121.0204 | 119.1072
Line14_15_16 | 0 | 0 | 0 | 0 | 0 | 0 | 0 | 0 | 0 | 0 | 0 | 0 | 7.3765e-10 | 7.2923e-10 | 6.9993e-10 | -7.3765e-10 | -7.2923e-10 | -6.9993e-10 | 1.0812e-10 | 1.4154e-10 | 1.178e-10 | -1.0812e-10 | -1.4154e-10 | -1.178e-10 | 0 | 0 | 0 | 0 | 0 | 0 | 1.1848 | 1.1839 | 1.1808 | 1.1848 | 1.1839 | 1.1808 | -0.64819 | -120.8492 | 119.2913 | -0.64819 | -120.8492 | 119.2913
Line15_16_17 | 0 | 0 | 0 | 0 | 0 | 0 | 0 | 0 | 0 | 0 | 0 | 0 | 3.6882e-10 | 3.6461e-10 | 3.4997e-10 | -3.6882e-10 | -3.6461e-10 | -3.4997e-10 | 5.4061e-11 | 7.0769e-11 | 5.8901e-11 | -5.4061e-11 | -7.077e-11 | -5.8901e-11 | 0 | 0 | 0 | 0 | 0 | 0 | 1.1848 | 1.1839 | 1.1808 | 1.1848 | 1.1839 | 1.1808 | -0.64819 | -120.8492 | 119.2913 | -0.64819 | -120.8492 | 119.2913
Line16_4_18 | 0 | 0.064679 | 0.064679 | 0 | 0.064679 | 0.064679 | 0 | 0.014937 | 0.014937 | 0 | 0.014937 | 0.014937 | 2.5889e-10 | 0.016676 | 0.004325 | -2.5889e-10 | -0.016634 | -0.0042832 | -1.2832e-12 | 0.0044571 | 0.016627 | 1.2831e-12 | -0.0043734 | -0.016544 | 0 | -135.4059 | 44.5941 | 0 | 44.5941 | -135.4059 | 1.1608 | 1.1556 | 1.1502 | 1.1608 | 1.1514 | 1.1441 | 0.015702 | -120.4416 | 120.0136 | 0.015702 | -120.6749 | 120.0787
Line17_5_19 | 0.12059 | 0.12162 | 0.1236 | 0.12059 | 0.12162 | 0.1236 | 0.027848 | 0.028088 | 0.028544 | 0.027848 | 0.028088 | 0.028544 | -0.0020931 | -0.0030129 | -0.0023224 | 0.0022385 | 0.0031608 | 0.0024751 | -0.032218 | -0.032384 | -0.032873 | 0.032509 | 0.032679 | 0.033178 | 93.6008 | -25.0347 | -146.1306 | -86.3992 | 154.9653 | 33.8694 | 1.1594 | 1.1579 | 1.1545 | 1.1701 | 1.1689 | 1.1656 | -0.11627 | -120.3501 | 119.8283 | -0.33826 | -120.5593 | 119.6029
Line1_1_3 | 0.10167 | 0.1024 | 0.10423 | 0.10167 | 0.1024 | 0.10423 | 0.02348 | 0.023649 | 0.024072 | 0.02348 | 0.023649 | 0.024072 | -0.0014615 | -0.0022607 | -0.0016932 | 0.0015649 | 0.0023656 | 0.0018019 | -0.02693 | -0.02703 | -0.027474 | 0.027137 | 0.02724 | 0.027691 | 93.2163 | -25.356 | -146.4153 | -86.7837 | 154.644 | 33.5847 | 1.1486 | 1.147 | 1.1435 | 1.1576 | 1.1562 | 1.1528 | 0.10988 | -120.1369 | 120.058 | -0.084083 | -120.3192 | 119.8617
Line2_1_4 | 0.12777 | 0.1093 | 0.069857 | 0.12777 | 0.1093 | 0.069857 | 0.029508 | 0.025241 | 0.016133 | 0.029508 | 0.025241 | 0.016133 | -0.0103 | 0.0044977 | -0.0060028 | 0.010464 | -0.0043783 | 0.0060516 | -0.032289 | -0.028599 | -0.017444 | 0.032616 | 0.028838 | 0.017541 | 107.8028 | -39.0744 | -130.9525 | -72.1972 | 140.9256 | 49.0475 | 1.1486 | 1.147 | 1.1435 | 1.1608 | 1.1556 | 1.1502 | 0.10988 | -120.1369 | 120.058 | 0.015702 | -120.4416 | 120.0136
Line3_1_5 | 0.12059 | 0.12162 | 0.1236 | 0.12059 | 0.12162 | 0.1236 | 0.027848 | 0.028088 | 0.028544 | 0.027848 | 0.028088 | 0.028544 | -0.0019477 | -0.002865 | -0.0021696 | 0.0020931 | 0.0030129 | 0.0023224 | -0.031927 | -0.032088 | -0.032567 | 0.032218 | 0.032384 | 0.032873 | 93.6008 | -25.0347 | -146.1306 | -86.3992 | 154.9653 | 33.8694 | 1.1486 | 1.147 | 1.1435 | 1.1594 | 1.1579 | 1.1545 | 0.10988 | -120.1369 | 120.058 | -0.11627 | -120.3501 | 119.8283
Line4_2_6 | 0.11355 | 0.11447 | 0.1164 | 0.11355 | 0.11447 | 0.1164 | 0.026223 | 0.026435 | 0.026881 | 0.026223 | 0.026435 | 0.026881 | -0.0018876 | -0.0027645 | -0.0021213 | 0.0020165 | 0.0028956 | 0.0022568 | -0.030326 | -0.030468 | -0.030945 | 0.030584 | 0.03073 | 0.031216 | 93.4572 | -25.1541 | -146.2378 | -86.5428 | 154.8459 | 33.7622 | 1.1587 | 1.1573 | 1.1539 | 1.1688 | 1.1676 | 1.1643 | -0.10444 | -120.3387 | 119.8406 | -0.31505 | -120.537 | 119.6271
Line5_6_7 | 0.11355 | 0.11447 | 0.1164 | 0.11355 | 0.11447 | 0.1164 | 0.026223 | 0.026435 | 0.026881 | 0.026223 | 0.026435 | 0.026881 | -0.0020165 | -0.0028956 | -0.0022568 | 0.0021454 | 0.0030266 | 0.0023923 | -0.030584 | -0.03073 | -0.031216 | 0.030842 | 0.030992 | 0.031487 | 93.4572 | -25.1541 | -146.2378 | -86.5428 | 154.8459 | 33.7622 | 1.1688 | 1.1676 | 1.1643 | 1.179 | 1.1779 | 1.1747 | -0.31505 | -120.537 | 119.6271 | -0.52204 | -120.7318 | 119.4173
Line6_7_8 | 0 | 0 | 0 | 0 | 0 | 0 | 0 | 0 | 0 | 0 | 0 | 0 | 1.0249e-09 | 1.011e-09 | 9.663e-10 | -1.0249e-09 | -1.011e-09 | -9.663e-10 | 1.2998e-10 | 1.8203e-10 | 1.4455e-10 | -1.2998e-10 | -1.8203e-10 | -1.4455e-10 | 0 | 0 | 0 | 0 | 0 | 0 | 1.179 | 1.1779 | 1.1747 | 1.179 | 1.1779 | 1.1747 | -0.52204 | -120.7318 | 119.4173 | -0.52204 | -120.7318 | 119.4173
Line7_8_9 | 0 | 0 | 0 | 0 | 0 | 0 | 0 | 0 | 0 | 0 | 0 | 0 | 3.4164e-10 | 3.3701e-10 | 3.221e-10 | -3.4164e-10 | -3.3701e-10 | -3.221e-10 | 4.3326e-11 | 6.0678e-11 | 4.8183e-11 | -4.3326e-11 | -6.0678e-11 | -4.8183e-11 | 0 | 0 | 0 | 0 | 0 | 0 | 1.179 | 1.1779 | 1.1747 | 1.179 | 1.1779 | 1.1747 | -0.52204 | -120.7318 | 119.4173 | -0.52204 | -120.7318 | 119.4173
Line8_8_10 | 0 | 0 | 0 | 0 | 0 | 0 | 0 | 0 | 0 | 0 | 0 | 0 | 3.4164e-10 | 3.3701e-10 | 3.221e-10 | -3.4164e-10 | -3.3701e-10 | -3.221e-10 | 4.3326e-11 | 6.0678e-11 | 4.8183e-11 | -4.3326e-11 | -6.0678e-11 | -4.8183e-11 | 0 | 0 | 0 | 0 | 0 | 0 | 1.179 | 1.1779 | 1.1747 | 1.179 | 1.1779 | 1.1747 | -0.52204 | -120.7318 | 119.4173 | -0.52204 | -120.7318 | 119.4173
Line9_3_11 | 0.10167 | 0.1024 | 0.10423 | 0.10167 | 0.1024 | 0.10423 | 0.02348 | 0.023649 | 0.024072 | 0.02348 | 0.023649 | 0.024072 | -0.0015649 | -0.0023656 | -0.0018019 | 0.0016683 | 0.0024704 | 0.0019105 | -0.027137 | -0.02724 | -0.027691 | 0.027343 | 0.02745 | 0.027908 | 93.2163 | -25.356 | -146.4153 | -86.7837 | 154.644 | 33.5847 | 1.1576 | 1.1562 | 1.1528 | 1.1667 | 1.1654 | 1.1621 | -0.084083 | -120.3192 | 119.8617 | -0.27504 | -120.4987 | 119.6685

## LL_min_6
name | pf_ikss_a_from_ka | pf_ikss_b_from_ka | pf_ikss_c_from_ka | pf_ikss_a_to_ka | pf_ikss_b_to_ka | pf_ikss_c_to_ka | pf_skss_a_from_mw | pf_skss_b_from_mw | pf_skss_c_from_mw | pf_skss_a_to_mw | pf_skss_b_to_mw | pf_skss_c_to_mw | pf_p_a_from_mw | pf_p_b_from_mw | pf_p_c_from_mw | pf_p_a_to_mw | pf_p_b_to_mw | pf_p_c_to_mw | pf_q_a_from_mvar | pf_q_b_from_mvar | pf_q_c_from_mvar | pf_q_a_to_mvar | pf_q_b_to_mvar | pf_q_c_to_mvar | pf_ikss_a_from_degree | pf_ikss_b_from_degree | pf_ikss_c_from_degree | pf_ikss_a_to_degree | pf_ikss_b_to_degree | pf_ikss_c_to_degree | pf_vm_a_from_pu | pf_vm_b_from_pu | pf_vm_c_from_pu | pf_vm_a_to_pu | pf_vm_b_to_pu | pf_vm_c_to_pu | pf_va_a_from_degree | pf_va_b_from_degree | pf_va_c_from_degree | pf_va_a_to_degree | pf_va_b_to_degree | pf_va_c_to_degree
Line0_1_2 | 0.00072934 | 0.004314 | 0.0036502 | 0.00072934 | 0.004314 | 0.0036502 | 0.00016843 | 0.00099627 | 0.00084297 | 0.00016843 | 0.00099627 | 0.00084297 | -0.00015643 | -0.00082277 | -8.0468e-05 | 0.00015644 | 0.00082313 | 8.0724e-05 | 3.3694e-05 | -0.00014814 | -0.00057493 | -3.3683e-05 | 0.00014851 | 0.0005752 | -167.8214 | 34.5617 | -141.0746 | 12.1786 | -145.4383 | 38.9254 | 0.95001 | 0.83913 | 0.68868 | 0.95005 | 0.83955 | 0.68903 | 0.022878 | -135.2316 | 120.958 | 0.027372 | -135.2109 | 120.9366
Line10_11_12 | 0.00072496 | 0.0043004 | 0.0036399 | 0.00072496 | 0.0043004 | 0.0036399 | 0.00016742 | 0.00099313 | 0.0008406 | 0.00016742 | 0.00099313 | 0.0008406 | -0.00015537 | -0.00082122 | -8.1699e-05 | 0.00015538 | 0.00082157 | 8.1953e-05 | 3.4119e-05 | -0.00014656 | -0.00057371 | -3.4109e-05 | 0.00014693 | 0.00057397 | -167.5824 | 34.6908 | -140.9798 | 12.4176 | -145.3092 | 39.0202 | 0.9501 | 0.83996 | 0.68939 | 0.95014 | 0.84038 | 0.68974 | 0.031834 | -135.1901 | 120.9155 | 0.036312 | -135.1694 | 120.8943
Line11_12_13 | 0.00072496 | 0.0043004 | 0.0036399 | 0.00072496 | 0.0043004 | 0.0036399 | 0.00016742 | 0.00099313 | 0.0008406 | 0.00016742 | 0.00099313 | 0.0008406 | -0.00015538 | -0.00082157 | -8.1952e-05 | 0.00015539 | 0.00082193 | 8.2207e-05 | 3.4109e-05 | -0.00014693 | -0.00057397 | -3.4098e-05 | 0.0001473 | 0.00057424 | -167.5824 | 34.6908 | -140.9799 | 12.4176 | -145.3092 | 39.0201 | 0.95014 | 0.84038 | 0.68974 | 0.95019 | 0.8408 | 0.69009 | 0.036312 | -135.1694 | 120.8943 | 0.040789 | -135.1487 | 120.8732
Line12_13_15 | 0 | 0 | 0 | 0 | 0 | 0 | 0 | 0 | 0 | 0 | 0 | 0 | 1.9869e-12 | -7.0467e-10 | -1.9721e-09 | -1.9869e-12 | 7.0467e-10 | 1.9721e-09 | -7.0687e-12 | 2.2961e-09 | -1.099e-10 | 7.0687e-12 | -2.2961e-09 | 1.099e-10 | 0 | 0 | 0 | 0 | 0 | 0 | 0.95019 | 0.8408 | 0.69009 | 0.95019 | 0.8408 | 0.69009 | 0.040789 | -135.1487 | 120.8732 | 0.040789 | -135.1487 | 120.8732
Line13_13_14 | 0.00072496 | 0.0043004 | 0.0036399 | 0.00072496 | 0.0043004 | 0.0036399 | 0.00016742 | 0.00099313 | 0.0008406 | 0.00016742 | 0.00099313 | 0.0008406 | -0.00015539 | -0.00082193 | -8.2204e-05 | 0.0001554 | 0.00082228 | 8.2458e-05 | 3.4098e-05 | -0.00014731 | -0.00057424 | -3.4088e-05 | 0.00014768 | 0.0005745 | -167.5824 | 34.6905 | -140.9801 | 12.4176 | -145.3095 | 39.0199 | 0.95019 | 0.8408 | 0.69009 | 0.95024 | 0.84122 | 0.69045 | 0.040789 | -135.1487 | 120.8732 | 0.045265 | -135.128 | 120.852
Line14_15_16 | 0 | 0 | 0 | 0 | 0 | 0 | 0 | 0 | 0 | 0 | 0 | 0 | 1.3246e-12 | -4.6978e-10 | -1.3147e-09 | -1.3246e-12 | 4.6978e-10 | 1.3147e-09 | -4.7125e-12 | 1.5307e-09 | -7.3264e-11 | 4.7125e-12 | -1.5307e-09 | 7.3264e-11 | 0 | 0 | 0 | 0 | 0 | 0 | 0.95019 | 0.8408 | 0.69009 | 0.95019 | 0.8408 | 0.69009 | 0.040789 | -135.1487 | 120.8732 | 0.040789 | -135.1487 | 120.8732
Line15_16_17 | 0 | 0 | 0 | 0 | 0 | 0 | 0 | 0 | 0 | 0 | 0 | 0 | 6.6232e-13 | -2.3489e-10 | -6.5737e-10 | -6.6229e-13 | 2.3489e-10 | 6.5737e-10 | -2.3563e-12 | 7.6536e-10 | -3.6632e-11 | 2.3562e-12 | -7.6536e-10 | 3.6632e-11 | 0 | 0 | 0 | 0 | 0 | 0 | 0.95019 | 0.8408 | 0.69009 | 0.95019 | 0.8408 | 0.69009 | 0.040789 | -135.1487 | 120.8732 | 0.040789 | -135.1487 | 120.8732
Line16_4_18 | 0 | 2.5152 | 2.5152 | 0 | 2.5152 | 2.5152 | 0 | 0.58087 | 0.58087 | 0 | 0.58087 | 0.58087 | 5.2916e-13 | 0.35492 | -0.11199 | -5.2916e-13 | -0.23345 | 0.23345 | -1.6981e-12 | -0.020619 | 0.27367 | 1.698e-12 | 0.14715 | -0.14715 | 0 | -147.7472 | 32.2528 | 0 | 32.2528 | -147.7472 | 0.95015 | 0.61204 | 0.50906 | 0.95015 | 0.47508 | 0.47508 | 0.029397 | -151.072 | 144.507 | 0.029397 | -179.9706 | -179.9706
Line17_5_19 | 0.00073154 | 0.0043208 | 0.0036553 | 0.00073154 | 0.0043208 | 0.0036553 | 0.00016894 | 0.00099784 | 0.00084416 | 0.00016894 | 0.00099784 | 0.00084416 | -0.00015698 | -0.00082426 | -8.0357e-05 | 0.00015699 | 0.00082462 | 8.0613e-05 | 3.3456e-05 | -0.00014968 | -0.00057607 | -3.3445e-05 | 0.00015006 | 0.00057634 | -167.9415 | 34.4966 | -141.1225 | 12.0585 | -145.5034 | 38.8775 | 0.95005 | 0.83955 | 0.68903 | 0.9501 | 0.83997 | 0.68939 | 0.02738 | -135.2109 | 120.9366 | 0.031881 | -135.1901 | 120.9152
Line1_1_3 | 0.00072496 | 0.0043004 | 0.0036399 | 0.00072496 | 0.0043004 | 0.0036399 | 0.00016742 | 0.00099313 | 0.0008406 | 0.00016742 | 0.00099313 | 0.0008406 | -0.00015535 | -0.00082051 | -8.1191e-05 | 0.00015536 | 0.00082086 | 8.1446e-05 | 3.414e-05 | -0.00014582 | -0.00057318 | -3.413e-05 | 0.00014619 | 0.00057344 | -167.5824 | 34.6909 | -140.9797 | 12.4176 | -145.3091 | 39.0203 | 0.95001 | 0.83913 | 0.68868 | 0.95005 | 0.83955 | 0.68903 | 0.022878 | -135.2316 | 120.958 | 0.027356 | -135.2109 | 120.9367
Line2_1_4 | 0.0014966 | 2.5069 | 2.508 | 0.0014966 | 2.5069 | 2.508 | 0.00034563 | 0.57894 | 0.5792 | 0.00034563 | 0.57894 | 0.5792 | -0.00032415 | 0.47438 | 0.0093073 | 0.00032419 | -0.35372 | 0.11146 | -5.2378e-05 | 0.10474 | 0.39877 | 5.2423e-05 | 0.020951 | -0.27297 | 170.8439 | -147.6823 | 32.295 | -9.1561 | 32.3177 | -147.705 | 0.95001 | 0.83913 | 0.68868 | 0.95015 | 0.61204 | 0.50906 | 0.022878 | -135.2316 | 120.958 | 0.029397 | -151.072 | 144.507
Line3_1_5 | 0.00073154 | 0.0043208 | 0.0036553 | 0.00073154 | 0.0043208 | 0.0036553 | 0.00016894 | 0.00099784 | 0.00084416 | 0.00016894 | 0.00099784 | 0.00084416 | -0.00015697 | -0.0008239 | -8.0101e-05 | 0.00015698 | 0.00082426 | 8.0357e-05 | 3.3467e-05 | -0.00014931 | -0.00057581 | -3.3456e-05 | 0.00014968 | 0.00057607 | -167.9415 | 34.4967 | -141.1224 | 12.0585 | -145.5033 | 38.8776 | 0.95001 | 0.83913 | 0.68868 | 0.95005 | 0.83955 | 0.68903 | 0.022878 | -135.2316 | 120.958 | 0.02738 | -135.2109 | 120.9366
Line4_2_6 | 0.00072934 | 0.004314 | 0.0036502 | 0.00072934 | 0.004314 | 0.0036502 | 0.00016843 | 0.00099627 | 0.00084297 | 0.00016843 | 0.00099627 | 0.00084297 | -0.00015644 | -0.00082312 | -8.0723e-05 | 0.00015645 | 0.00082348 | 8.0979e-05 | 3.3683e-05 | -0.00014851 | -0.0005752 | -3.3673e-05 | 0.00014888 | 0.00057546 | -167.8214 | 34.5617 | -141.0746 | 12.1786 | -145.4383 | 38.9254 | 0.95005 | 0.83955 | 0.68903 | 0.9501 | 0.83997 | 0.68939 | 0.027372 | -135.2109 | 120.9366 | 0.031865 | -135.1901 | 120.9153
Line5_6_7 | 0.00072934 | 0.004314 | 0.0036502 | 0.00072934 | 0.004314 | 0.0036502 | 0.00016843 | 0.00099627 | 0.00084297 | 0.00016843 | 0.00099627 | 0.00084297 | -0.00015645 | -0.00082348 | -8.0978e-05 | 0.00015646 | 0.00082384 | 8.1234e-05 | 3.3673e-05 | -0.00014888 | -0.00057546 | -3.3662e-05 | 0.00014926 | 0.00057573 | -167.8214 | 34.5616 | -141.0747 | 12.1786 | -145.4384 | 38.9253 | 0.9501 | 0.83997 | 0.68939 | 0.95015 | 0.84039 | 0.68974 | 0.031865 | -135.1901 | 120.9153 | 0.036358 | -135.1694 | 120.894
Line6_7_8 | 0 | 0 | 0 | 0 | 0 | 0 | 0 | 0 | 0 | 0 | 0 | 0 | 1.5301e-12 | -7.073e-10 | -1.9737e-09 | -1.5301e-12 | 7.073e-10 | 1.9737e-09 | -6.3006e-12 | 2.298e-09 | -1.1246e-10 | 6.3006e-12 | -2.298e-09 | 1.1246e-10 | 0 | 0 | 0 | 0 | 0 | 0 | 0.95015 | 0.84039 | 0.68974 | 0.95015 | 0.84039 | 0.68974 | 0.036358 | -135.1694 | 120.894 | 0.036358 | -135.1694 | 120.894
Line7_8_9 | 0 | 0 | 0 | 0 | 0 | 0 | 0 | 0 | 0 | 0 | 0 | 0 | 5.1002e-13 | -2.3577e-10 | -6.5791e-10 | -5.1002e-13 | 2.3577e-10 | 6.5791e-10 | -2.1002e-12 | 7.6601e-10 | -3.7487e-11 | 2.1002e-12 | -7.6601e-10 | 3.7487e-11 | 0 | 0 | 0 | 0 | 0 | 0 | 0.95015 | 0.84039 | 0.68974 | 0.95015 | 0.84039 | 0.68974 | 0.036358 | -135.1694 | 120.894 | 0.036358 | -135.1694 | 120.894
Line8_8_10 | 0 | 0 | 0 | 0 | 0 | 0 | 0 | 0 | 0 | 0 | 0 | 0 | 5.1001e-13 | -2.3577e-10 | -6.5791e-10 | -5.1e-13 | 2.3577e-10 | 6.5791e-10 | -2.1002e-12 | 7.6601e-10 | -3.7487e-11 | 2.1002e-12 | -7.6601e-10 | 3.7487e-11 | 0 | 0 | 0 | 0 | 0 | 0 | 0.95015 | 0.84039 | 0.68974 | 0.95015 | 0.84039 | 0.68974 | 0.036358 | -135.1694 | 120.894 | 0.036358 | -135.1694 | 120.894
Line9_3_11 | 0.00072496 | 0.0043004 | 0.0036399 | 0.00072496 | 0.0043004 | 0.0036399 | 0.00016742 | 0.00099313 | 0.0008406 | 0.00016742 | 0.00099313 | 0.0008406 | -0.00015536 | -0.00082086 | -8.1445e-05 | 0.00015537 | 0.00082122 | 8.1699e-05 | 3.413e-05 | -0.00014619 | -0.00057344 | -3.4119e-05 | 0.00014656 | 0.00057371 | -167.5824 | 34.6909 | -140.9797 | 12.4176 | -145.3091 | 39.0203 | 0.95005 | 0.83955 | 0.68903 | 0.9501 | 0.83996 | 0.68939 | 0.027356 | -135.2109 | 120.9367 | 0.031834 | -135.1901 | 120.9155

## LL_min_10
name | pf_ikss_a_from_ka | pf_ikss_b_from_ka | pf_ikss_c_from_ka | pf_ikss_a_to_ka | pf_ikss_b_to_ka | pf_ikss_c_to_ka | pf_skss_a_from_mw | pf_skss_b_from_mw | pf_skss_c_from_mw | pf_skss_a_to_mw | pf_skss_b_to_mw | pf_skss_c_to_mw | pf_p_a_from_mw | pf_p_b_from_mw | pf_p_c_from_mw | pf_p_a_to_mw | pf_p_b_to_mw | pf_p_c_to_mw | pf_q_a_from_mvar | pf_q_b_from_mvar | pf_q_c_from_mvar | pf_q_a_to_mvar | pf_q_b_to_mvar | pf_q_c_to_mvar | pf_ikss_a_from_degree | pf_ikss_b_from_degree | pf_ikss_c_from_degree | pf_ikss_a_to_degree | pf_ikss_b_to_degree | pf_ikss_c_to_degree | pf_vm_a_from_pu | pf_vm_b_from_pu | pf_vm_c_from_pu | pf_vm_a_to_pu | pf_vm_b_to_pu | pf_vm_c_to_pu | pf_va_a_from_degree | pf_va_b_from_degree | pf_va_c_from_degree | pf_va_a_to_degree | pf_va_b_to_degree | pf_va_c_to_degree
Line0_1_2 | 0.00069095 | 0.0040869 | 0.003458 | 0.00069095 | 0.0040869 | 0.003458 | 0.00015957 | 0.00094383 | 0.0007986 | 0.00015957 | 0.00094383 | 0.0007986 | -0.00014039 | -0.00073844 | -7.2221e-05 | 0.0001404 | 0.00073876 | 7.245e-05 | 3.024e-05 | -0.00013295 | -0.000516 | -3.0231e-05 | 0.00013329 | 0.00051624 | -167.8214 | 34.5617 | -141.0746 | 12.1786 | -145.4383 | 38.9254 | 0.90001 | 0.79496 | 0.65243 | 0.90005 | 0.79536 | 0.65277 | 0.022878 | -135.2316 | 120.958 | 0.027372 | -135.2109 | 120.9366
Line10_11_12 | 0.00068681 | 0.004074 | 0.0034483 | 0.00068681 | 0.004074 | 0.0034483 | 0.00015861 | 0.00094086 | 0.00079636 | 0.00015861 | 0.00094086 | 0.00079636 | -0.00013944 | -0.00073705 | -7.3325e-05 | 0.00013945 | 0.00073737 | 7.3553e-05 | 3.0622e-05 | -0.00013154 | -0.00051491 | -3.0613e-05 | 0.00013187 | 0.00051515 | -167.5824 | 34.6908 | -140.9798 | 12.4176 | -145.3092 | 39.0202 | 0.90009 | 0.79575 | 0.6531 | 0.90014 | 0.79615 | 0.65344 | 0.031834 | -135.1901 | 120.9155 | 0.036312 | -135.1694 | 120.8943
Line11_12_13 | 0.00068681 | 0.004074 | 0.0034483 | 0.00068681 | 0.004074 | 0.0034483 | 0.00015861 | 0.00094086 | 0.00079636 | 0.00015861 | 0.00094086 | 0.00079636 | -0.00013945 | -0.00073737 | -7.3553e-05 | 0.00013946 | 0.00073769 | 7.3781e-05 | 3.0613e-05 | -0.00013187 | -0.00051515 | -3.0603e-05 | 0.00013221 | 0.00051538 | -167.5824 | 34.6908 | -140.9799 | 12.4176 | -145.3092 | 39.0201 | 0.90014 | 0.79615 | 0.65344 | 0.90018 | 0.79655 | 0.65377 | 0.036312 | -135.1694 | 120.8943 | 0.040789 | -135.1487 | 120.8732
Line12_13_15 | 0 | 0 | 0 | 0 | 0 | 0 | 0 | 0 | 0 | 0 | 0 | 0 | 1.7833e-12 | -6.3245e-10 | -1.77e-09 | -1.7833e-12 | 6.3245e-10 | 1.77e-09 | -6.3442e-12 | 2.0608e-09 | -9.8632e-11 | 6.3442e-12 | -2.0608e-09 | 9.8632e-11 | 0 | 0 | 0 | 0 | 0 | 0 | 0.90018 | 0.79655 | 0.65377 | 0.90018 | 0.79655 | 0.65377 | 0.040789 | -135.1487 | 120.8732 | 0.040789 | -135.1487 | 120.8732
Line13_13_14 | 0.00068681 | 0.004074 | 0.0034483 | 0.00068681 | 0.004074 | 0.0034483 | 0.00015861 | 0.00094086 | 0.00079636 | 0.00015861 | 0.00094086 | 0.00079636 | -0.00013946 | -0.00073768 | -7.3779e-05 | 0.00013947 | 0.000738 | 7.4007e-05 | 3.0603e-05 | -0.00013221 | -0.00051538 | -3.0594e-05 | 0.00013254 | 0.00051562 | -167.5824 | 34.6905 | -140.9801 | 12.4176 | -145.3095 | 39.0199 | 0.90018 | 0.79655 | 0.65377 | 0.90022 | 0.79694 | 0.65411 | 0.040789 | -135.1487 | 120.8732 | 0.045265 | -135.128 | 120.852
Line14_15_16 | 0 | 0 | 0 | 0 | 0 | 0 | 0 | 0 | 0 | 0 | 0 | 0 | 1.1888e-12 | -4.2163e-10 | -1.18e-09 | -1.1888e-12 | 4.2163e-10 | 1.18e-09 | -4.2295e-12 | 1.3738e-09 | -6.5755e-11 | 4.2295e-12 | -1.3738e-09 | 6.5755e-11 | 0 | 0 | 0 | 0 | 0 | 0 | 0.90018 | 0.79655 | 0.65377 | 0.90018 | 0.79655 | 0.65377 | 0.040789 | -135.1487 | 120.8732 | 0.040789 | -135.1487 | 120.8732
Line15_16_17 | 0 | 0 | 0 | 0 | 0 | 0 | 0 | 0 | 0 | 0 | 0 | 0 | 5.9442e-13 | -2.1082e-10 | -5.9e-10 | -5.9442e-13 | 2.1082e-10 | 5.9e-10 | -2.1147e-12 | 6.8692e-10 | -3.2877e-11 | 2.1147e-12 | -6.8692e-10 | 3.2877e-11 | 0 | 0 | 0 | 0 | 0 | 0 | 0.90018 | 0.79655 | 0.65377 | 0.90018 | 0.79655 | 0.65377 | 0.040789 | -135.1487 | 120.8732 | 0.040789 | -135.1487 | 120.8732
Line16_4_18 | 0 | 2.3828 | 2.3828 | 0 | 2.3828 | 2.3828 | 0 | 0.55029 | 0.55029 | 0 | 0.55029 | 0.55029 | 4.7495e-13 | 0.31854 | -0.10051 | -4.7495e-13 | -0.20952 | 0.20952 | -1.524e-12 | -0.018505 | 0.24562 | 1.524e-12 | 0.13206 | -0.13206 | 0 | -147.7472 | 32.2528 | 0 | 32.2528 | -147.7472 | 0.90014 | 0.57983 | 0.48227 | 0.90014 | 0.45007 | 0.45007 | 0.029397 | -151.072 | 144.507 | 0.029397 | -179.9706 | -179.9706
Line17_5_19 | 0.00069304 | 0.0040934 | 0.0034629 | 0.00069304 | 0.0040934 | 0.0034629 | 0.00016005 | 0.00094533 | 0.00079973 | 0.00016005 | 0.00094533 | 0.00079973 | -0.00014089 | -0.00073978 | -7.2121e-05 | 0.0001409 | 0.0007401 | 7.2351e-05 | 3.0027e-05 | -0.00013434 | -0.00051703 | -3.0017e-05 | 0.00013468 | 0.00051727 | -167.9415 | 34.4966 | -141.1225 | 12.0585 | -145.5034 | 38.8775 | 0.90005 | 0.79536 | 0.65277 | 0.9001 | 0.79576 | 0.6531 | 0.02738 | -135.2109 | 120.9366 | 0.031881 | -135.1901 | 120.9152
Line1_1_3 | 0.00068681 | 0.004074 | 0.0034483 | 0.00068681 | 0.004074 | 0.0034483 | 0.00015861 | 0.00094086 | 0.00079636 | 0.00015861 | 0.00094086 | 0.00079636 | -0.00013942 | -0.00073641 | -7.287e-05 | 0.00013943 | 0.00073673 | 7.3098e-05 | 3.0641e-05 | -0.00013088 | -0.00051443 | -3.0631e-05 | 0.00013121 | 0.00051467 | -167.5824 | 34.6909 | -140.9797 | 12.4176 | -145.3091 | 39.0203 | 0.90001 | 0.79496 | 0.65243 | 0.90005 | 0.79536 | 0.65277 | 0.022878 | -135.2316 | 120.958 | 0.027356 | -135.2109 | 120.9367
Line2_1_4 | 0.0014179 | 2.375 | 2.376 | 0.0014179 | 2.375 | 2.376 | 0.00032744 | 0.54847 | 0.54872 | 0.00032744 | 0.54847 | 0.54872 | -0.00029092 | 0.42576 | 0.0083534 | 0.00029096 | -0.31747 | 0.10004 | -4.701e-05 | 0.094005 | 0.3579 | 4.705e-05 | 0.018803 | -0.24499 | 170.8439 | -147.6823 | 32.295 | -9.1561 | 32.3177 | -147.705 | 0.90001 | 0.79496 | 0.65243 | 0.90014 | 0.57983 | 0.48227 | 0.022878 | -135.2316 | 120.958 | 0.029397 | -151.072 | 144.507
Line3_1_5 | 0.00069304 | 0.0040934 | 0.0034629 | 0.00069304 | 0.0040934 | 0.0034629 | 0.00016005 | 0.00094533 | 0.00079973 | 0.00016005 | 0.00094533 | 0.00079973 | -0.00014088 | -0.00073945 | -7.1891e-05 | 0.00014089 | 0.00073978 | 7.2121e-05 | 3.0037e-05 | -0.000134 | -0.00051679 | -3.0027e-05 | 0.00013434 | 0.00051703 | -167.9415 | 34.4967 | -141.1224 | 12.0585 | -145.5033 | 38.8776 | 0.90001 | 0.79496 | 0.65243 | 0.90005 | 0.79536 | 0.65277 | 0.022878 | -135.2316 | 120.958 | 0.02738 | -135.2109 | 120.9366
Line4_2_6 | 0.00069095 | 0.0040869 | 0.003458 | 0.00069095 | 0.0040869 | 0.003458 | 0.00015957 | 0.00094383 | 0.0007986 | 0.00015957 | 0.00094383 | 0.0007986 | -0.0001404 | -0.00073876 | -7.245e-05 | 0.00014041 | 0.00073908 | 7.2679e-05 | 3.0231e-05 | -0.00013329 | -0.00051624 | -3.0221e-05 | 0.00013362 | 0.00051648 | -167.8214 | 34.5617 | -141.0746 | 12.1786 | -145.4383 | 38.9254 | 0.90005 | 0.79536 | 0.65277 | 0.90009 | 0.79576 | 0.6531 | 0.027372 | -135.2109 | 120.9366 | 0.031865 | -135.1901 | 120.9153
Line5_6_7 | 0.00069095 | 0.0040869 | 0.003458 | 0.00069095 | 0.0040869 | 0.003458 | 0.00015957 | 0.00094383 | 0.0007986 | 0.00015957 | 0.00094383 | 0.0007986 | -0.00014041 | -0.00073908 | -7.2679e-05 | 0.00014042 | 0.0007394 | 7.2908e-05 | 3.0221e-05 | -0.00013362 | -0.00051648 | -3.0212e-05 | 0.00013396 | 0.00051672 | -167.8214 | 34.5616 | -141.0747 | 12.1786 | -145.4384 | 38.9253 | 0.90009 | 0.79576 | 0.6531 | 0.90014 | 0.79616 | 0.65344 | 0.031865 | -135.1901 | 120.9153 | 0.036358 | -135.1694 | 120.894
Line6_7_8 | 0 | 0 | 0 | 0 | 0 | 0 | 0 | 0 | 0 | 0 | 0 | 0 | 1.3733e-12 | -6.3481e-10 | -1.7714e-09 | -1.3733e-12 | 6.3481e-10 | 1.7714e-09 | -5.6548e-12 | 2.0625e-09 | -1.0093e-10 | 5.6548e-12 | -2.0625e-09 | 1.0093e-10 | 0 | 0 | 0 | 0 | 0 | 0 | 0.90014 | 0.79616 | 0.65344 | 0.90014 | 0.79616 | 0.65344 | 0.036358 | -135.1694 | 120.894 | 0.036358 | -135.1694 | 120.894
Line7_8_9 | 0 | 0 | 0 | 0 | 0 | 0 | 0 | 0 | 0 | 0 | 0 | 0 | 4.577e-13 | -2.116e-10 | -5.9048e-10 | -4.5772e-13 | 2.116e-10 | 5.9048e-10 | -1.8849e-12 | 6.875e-10 | -3.3645e-11 | 1.8849e-12 | -6.875e-10 | 3.3645e-11 | 0 | 0 | 0 | 0 | 0 | 0 | 0.90014 | 0.79616 | 0.65344 | 0.90014 | 0.79616 | 0.65344 | 0.036358 | -135.1694 | 120.894 | 0.036358 | -135.1694 | 120.894
Line8_8_10 | 0 | 0 | 0 | 0 | 0 | 0 | 0 | 0 | 0 | 0 | 0 | 0 | 4.5772e-13 | -2.116e-10 | -5.9048e-10 | -4.5772e-13 | 2.116e-10 | 5.9048e-10 | -1.8849e-12 | 6.875e-10 | -3.3645e-11 | 1.8849e-12 | -6.875e-10 | 3.3645e-11 | 0 | 0 | 0 | 0 | 0 | 0 | 0.90014 | 0.79616 | 0.65344 | 0.90014 | 0.79616 | 0.65344 | 0.036358 | -135.1694 | 120.894 | 0.036358 | -135.1694 | 120.894
Line9_3_11 | 0.00068681 | 0.004074 | 0.0034483 | 0.00068681 | 0.004074 | 0.0034483 | 0.00015861 | 0.00094086 | 0.00079636 | 0.00015861 | 0.00094086 | 0.00079636 | -0.00013943 | -0.00073673 | -7.3097e-05 | 0.00013944 | 0.00073705 | 7.3326e-05 | 3.0632e-05 | -0.00013121 | -0.00051467 | -3.0622e-05 | 0.00013154 | 0.00051491 | -167.5824 | 34.6909 | -140.9797 | 12.4176 | -145.3091 | 39.0203 | 0.90005 | 0.79536 | 0.65277 | 0.90009 | 0.79575 | 0.6531 | 0.027356 | -135.2109 | 120.9367 | 0.031834 | -135.1901 | 120.9155

## LL_min_fault_6
name | pf_ikss_a_from_ka | pf_ikss_b_from_ka | pf_ikss_c_from_ka | pf_ikss_a_to_ka | pf_ikss_b_to_ka | pf_ikss_c_to_ka | pf_skss_a_from_mw | pf_skss_b_from_mw | pf_skss_c_from_mw | pf_skss_a_to_mw | pf_skss_b_to_mw | pf_skss_c_to_mw | pf_p_a_from_mw | pf_p_b_from_mw | pf_p_c_from_mw | pf_p_a_to_mw | pf_p_b_to_mw | pf_p_c_to_mw | pf_q_a_from_mvar | pf_q_b_from_mvar | pf_q_c_from_mvar | pf_q_a_to_mvar | pf_q_b_to_mvar | pf_q_c_to_mvar | pf_ikss_a_from_degree | pf_ikss_b_from_degree | pf_ikss_c_from_degree | pf_ikss_a_to_degree | pf_ikss_b_to_degree | pf_ikss_c_to_degree | pf_vm_a_from_pu | pf_vm_b_from_pu | pf_vm_c_from_pu | pf_vm_a_to_pu | pf_vm_b_to_pu | pf_vm_c_to_pu | pf_va_a_from_degree | pf_va_b_from_degree | pf_va_c_from_degree | pf_va_a_to_degree | pf_va_b_to_degree | pf_va_c_to_degree
Line0_1_2 | 1.5265e-05 | 9.029e-05 | 7.6396e-05 | 1.5265e-05 | 9.029e-05 | 7.6396e-05 | 3.5252e-06 | 2.0851e-05 | 1.7643e-05 | 3.5252e-06 | 2.0851e-05 | 1.7643e-05 | -3.0435e-06 | -1.9291e-05 | -6.0987e-06 | 3.0435e-06 | 1.9291e-05 | 6.0988e-06 | 1.3973e-06 | -4.3279e-06 | -1.551e-05 | -1.3973e-06 | 4.3281e-06 | 1.551e-05 | -155.3388 | 47.0443 | -128.592 | 24.6612 | -132.9557 | 51.408 | 0.95 | 0.94814 | 0.94461 | 0.95 | 0.94815 | 0.94461 | 0.00046974 | -120.3106 | 119.9425 | 0.00057414 | -120.3102 | 119.9423
Line10_11_12 | 1.5173e-05 | 9.0005e-05 | 7.6182e-05 | 1.5173e-05 | 9.0005e-05 | 7.6182e-05 | 3.5041e-06 | 2.0786e-05 | 1.7593e-05 | 3.5041e-06 | 2.0786e-05 | 1.7593e-05 | -3.0195e-06 | -1.924e-05 | -6.1073e-06 | 3.0195e-06 | 1.924e-05 | 6.1074e-06 | 1.4016e-06 | -4.2713e-06 | -1.5456e-05 | -1.4015e-06 | 4.2714e-06 | 1.5456e-05 | -155.0998 | 47.1734 | -128.4972 | 24.9002 | -132.8266 | 51.5028 | 0.95 | 0.94816 | 0.94462 | 0.95 | 0.94817 | 0.94463 | 0.00067758 | -120.3099 | 119.9421 | 0.0007815 | -120.3095 | 119.9419
Line11_12_13 | 1.5173e-05 | 9.0005e-05 | 7.6182e-05 | 1.5173e-05 | 9.0005e-05 | 7.6182e-05 | 3.5041e-06 | 2.0786e-05 | 1.7593e-05 | 3.5041e-06 | 2.0786e-05 | 1.7593e-05 | -3.0195e-06 | -1.924e-05 | -6.1074e-06 | 3.0195e-06 | 1.924e-05 | 6.1075e-06 | 1.4015e-06 | -4.2715e-06 | -1.5456e-05 | -1.4015e-06 | 4.2716e-06 | 1.5456e-05 | -155.0998 | 47.1733 | -128.4973 | 24.9002 | -132.8267 | 51.5027 | 0.95 | 0.94817 | 0.94463 | 0.95 | 0.94818 | 0.94464 | 0.0007815 | -120.3095 | 119.9419 | 0.00088541 | -120.3092 | 119.9417
Line12_13_15 | 0 | 0 | 0 | 0 | 0 | 0 | 0 | 0 | 0 | 0 | 0 | 0 | 8.5164e-15 | -1.8847e-11 | -5.5689e-11 | -8.5163e-15 | 1.8847e-11 | 5.5689e-11 | -1.5341e-13 | 5.3464e-11 | 1.0045e-11 | 1.5341e-13 | -5.3464e-11 | -1.0045e-11 | 0 | 0 | 0 | 0 | 0 | 0 | 0.95 | 0.94818 | 0.94464 | 0.95 | 0.94818 | 0.94464 | 0.00088541 | -120.3092 | 119.9417 | 0.00088541 | -120.3092 | 119.9417
Line13_13_14 | 1.5173e-05 | 9.0005e-05 | 7.6181e-05 | 1.5173e-05 | 9.0005e-05 | 7.6181e-05 | 3.5041e-06 | 2.0786e-05 | 1.7593e-05 | 3.5041e-06 | 2.0786e-05 | 1.7593e-05 | -3.0195e-06 | -1.924e-05 | -6.1074e-06 | 3.0195e-06 | 1.924e-05 | 6.1075e-06 | 1.4015e-06 | -4.2717e-06 | -1.5457e-05 | -1.4015e-06 | 4.2718e-06 | 1.5457e-05 | -155.0998 | 47.1731 | -128.4975 | 24.9002 | -132.8269 | 51.5025 | 0.95 | 0.94818 | 0.94464 | 0.95 | 0.94819 | 0.94465 | 0.00088541 | -120.3092 | 119.9417 | 0.00098933 | -120.3088 | 119.9415
Line14_15_16 | 0 | 0 | 0 | 0 | 0 | 0 | 0 | 0 | 0 | 0 | 0 | 0 | 5.6776e-15 | -1.2564e-11 | -3.7126e-11 | -5.6777e-15 | 1.2564e-11 | 3.7126e-11 | -1.0227e-13 | 3.5643e-11 | 6.6965e-12 | 1.0227e-13 | -3.5643e-11 | -6.6965e-12 | 0 | 0 | 0 | 0 | 0 | 0 | 0.95 | 0.94818 | 0.94464 | 0.95 | 0.94818 | 0.94464 | 0.00088541 | -120.3092 | 119.9417 | 0.00088541 | -120.3092 | 119.9417
Line15_16_17 | 0 | 0 | 0 | 0 | 0 | 0 | 0 | 0 | 0 | 0 | 0 | 0 | 2.8383e-15 | -6.2822e-12 | -1.8563e-11 | -2.8381e-15 | 6.2822e-12 | 1.8563e-11 | -5.1137e-14 | 1.7821e-11 | 3.3482e-12 | 5.1136e-14 | -1.7821e-11 | -3.3482e-12 | 0 | 0 | 0 | 0 | 0 | 0 | 0.95 | 0.94818 | 0.94464 | 0.95 | 0.94818 | 0.94464 | 0.00088541 | -120.3092 | 119.9417 | 0.00088541 | -120.3092 | 119.9417
Line16_4_18 | 0 | 0.052643 | 0.052643 | 0 | 0.052643 | 0.052643 | 0 | 0.012157 | 0.012157 | 0 | 0.012157 | 0.012157 | 3.1129e-15 | 0.011083 | 0.0028791 | -3.1129e-15 | -0.01103 | -0.0028259 | -3.7093e-14 | 0.0029191 | 0.011048 | 3.7093e-14 | -0.0028637 | -0.010992 | 0 | -135.2646 | 44.7354 | 0 | 44.7354 | -135.2646 | 0.95 | 0.94277 | 0.9391 | 0.95 | 0.93738 | 0.93359 | 0.00064219 | -120.5094 | 120.1289 | 0.00064219 | -120.7107 | 120.3183
Line17_5_19 | 1.5311e-05 | 9.0432e-05 | 7.6504e-05 | 1.5311e-05 | 9.0432e-05 | 7.6504e-05 | 3.5359e-06 | 2.0884e-05 | 1.7668e-05 | 3.5359e-06 | 2.0884e-05 | 1.7668e-05 | -3.0557e-06 | -1.9316e-05 | -6.0944e-06 | 3.0557e-06 | 1.9317e-05 | 6.0945e-06 | 1.3952e-06 | -4.3569e-06 | -1.5537e-05 | -1.3952e-06 | 4.357e-06 | 1.5537e-05 | -155.4589 | 46.9792 | -128.6399 | 24.5411 | -133.0208 | 51.3601 | 0.95 | 0.94815 | 0.94461 | 0.95 | 0.94816 | 0.94462 | 0.00057438 | -120.3102 | 119.9423 | 0.00067901 | -120.3099 | 119.9421
Line1_1_3 | 1.5173e-05 | 9.0005e-05 | 7.6182e-05 | 1.5173e-05 | 9.0005e-05 | 7.6182e-05 | 3.5041e-06 | 2.0786e-05 | 1.7593e-05 | 3.5041e-06 | 2.0786e-05 | 1.7593e-05 | -3.0194e-06 | -1.924e-05 | -6.1071e-06 | 3.0194e-06 | 1.924e-05 | 6.1072e-06 | 1.4016e-06 | -4.2709e-06 | -1.5456e-05 | -1.4016e-06 | 4.2711e-06 | 1.5456e-05 | -155.0998 | 47.1735 | -128.4971 | 24.9002 | -132.8265 | 51.5029 | 0.95 | 0.94814 | 0.94461 | 0.95 | 0.94815 | 0.94461 | 0.00046974 | -120.3106 | 119.9425 | 0.00057366 | -120.3102 | 119.9423
Line2_1_4 | 3.1324e-05 | 0.052468 | 0.052492 | 3.1324e-05 | 0.052468 | 0.052492 | 7.2339e-06 | 0.012117 | 0.012122 | 7.2339e-06 | 0.012117 | 0.012122 | -6.8606e-06 | 0.011103 | 0.0029319 | 6.8606e-06 | -0.01105 | -0.002879 | 3.987e-07 | 0.002952 | 0.011069 | -3.9868e-07 | -0.002897 | -0.011014 | -176.6735 | -135.1997 | 44.7776 | 3.3265 | 44.8003 | -135.2224 | 0.95 | 0.94814 | 0.94461 | 0.95 | 0.94277 | 0.9391 | 0.00046974 | -120.3106 | 119.9425 | 0.00064219 | -120.5094 | 120.1289
Line3_1_5 | 1.5311e-05 | 9.0432e-05 | 7.6504e-05 | 1.5311e-05 | 9.0432e-05 | 7.6504e-05 | 3.5359e-06 | 2.0884e-05 | 1.7668e-05 | 3.5359e-06 | 2.0884e-05 | 1.7668e-05 | -3.0556e-06 | -1.9316e-05 | -6.0943e-06 | 3.0557e-06 | 1.9316e-05 | 6.0944e-06 | 1.3952e-06 | -4.3567e-06 | -1.5537e-05 | -1.3952e-06 | 4.3568e-06 | 1.5537e-05 | -155.4589 | 46.9793 | -128.6398 | 24.5411 | -133.0207 | 51.3602 | 0.95 | 0.94814 | 0.94461 | 0.95 | 0.94815 | 0.94461 | 0.00046974 | -120.3106 | 119.9425 | 0.00057438 | -120.3102 | 119.9423
Line4_2_6 | 1.5265e-05 | 9.029e-05 | 7.6396e-05 | 1.5265e-05 | 9.029e-05 | 7.6396e-05 | 3.5252e-06 | 2.0851e-05 | 1.7643e-05 | 3.5252e-06 | 2.0851e-05 | 1.7643e-05 | -3.0435e-06 | -1.9291e-05 | -6.0987e-06 | 3.0435e-06 | 1.9291e-05 | 6.0989e-06 | 1.3973e-06 | -4.3281e-06 | -1.551e-05 | -1.3973e-06 | 4.3283e-06 | 1.551e-05 | -155.3388 | 47.0443 | -128.592 | 24.6612 | -132.9557 | 51.408 | 0.95 | 0.94815 | 0.94461 | 0.95 | 0.94816 | 0.94462 | 0.00057414 | -120.3102 | 119.9423 | 0.00067853 | -120.3099 | 119.9421
Line5_6_7 | 1.5265e-05 | 9.029e-05 | 7.6396e-05 | 1.5265e-05 | 9.029e-05 | 7.6396e-05 | 3.5252e-06 | 2.0851e-05 | 1.7643e-05 | 3.5252e-06 | 2.0851e-05 | 1.7643e-05 | -3.0435e-06 | -1.9291e-05 | -6.0988e-06 | 3.0435e-06 | 1.9291e-05 | 6.0989e-06 | 1.3973e-06 | -4.3283e-06 | -1.551e-05 | -1.3973e-06 | 4.3284e-06 | 1.551e-05 | -155.3388 | 47.0442 | -128.5921 | 24.6612 | -132.9558 | 51.4079 | 0.95 | 0.94816 | 0.94462 | 0.95 | 0.94817 | 0.94463 | 0.00067853 | -120.3099 | 119.9421 | 0.00078293 | -120.3095 | 119.9419
Line6_7_8 | 0 | 0 | 0 | 0 | 0 | 0 | 0 | 0 | 0 | 0 | 0 | 0 | 2.6801e-15 | -1.8939e-11 | -5.5776e-11 | -2.6801e-15 | 1.8939e-11 | 5.5776e-11 | -1.3565e-13 | 5.3526e-11 | 1.0009e-11 | 1.3565e-13 | -5.3526e-11 | -1.0009e-11 | 0 | 0 | 0 | 0 | 0 | 0 | 0.95 | 0.94817 | 0.94463 | 0.95 | 0.94817 | 0.94463 | 0.00078293 | -120.3095 | 119.9419 | 0.00078293 | -120.3095 | 119.9419
Line7_8_9 | 0 | 0 | 0 | 0 | 0 | 0 | 0 | 0 | 0 | 0 | 0 | 0 | 8.93e-16 | -6.3129e-12 | -1.8592e-11 | -8.9273e-16 | 6.3129e-12 | 1.8592e-11 | -4.5219e-14 | 1.7842e-11 | 3.3364e-12 | 4.5217e-14 | -1.7842e-11 | -3.3364e-12 | 0 | 0 | 0 | 0 | 0 | 0 | 0.95 | 0.94817 | 0.94463 | 0.95 | 0.94817 | 0.94463 | 0.00078293 | -120.3095 | 119.9419 | 0.00078293 | -120.3095 | 119.9419
Line8_8_10 | 0 | 0 | 0 | 0 | 0 | 0 | 0 | 0 | 0 | 0 | 0 | 0 | 8.9273e-16 | -6.3129e-12 | -1.8592e-11 | -8.928e-16 | 6.3129e-12 | 1.8592e-11 | -4.5218e-14 | 1.7842e-11 | 3.3364e-12 | 4.5217e-14 | -1.7842e-11 | -3.3364e-12 | 0 | 0 | 0 | 0 | 0 | 0 | 0.95 | 0.94817 | 0.94463 | 0.95 | 0.94817 | 0.94463 | 0.00078293 | -120.3095 | 119.9419 | 0.00078293 | -120.3095 | 119.9419
Line9_3_11 | 1.5173e-05 | 9.0005e-05 | 7.6182e-05 | 1.5173e-05 | 9.0005e-05 | 7.6182e-05 | 3.5041e-06 | 2.0786e-05 | 1.7593e-05 | 3.5041e-06 | 2.0786e-05 | 1.7593e-05 | -3.0194e-06 | -1.924e-05 | -6.1072e-06 | 3.0195e-06 | 1.924e-05 | 6.1073e-06 | 1.4016e-06 | -4.2711e-06 | -1.5456e-05 | -1.4016e-06 | 4.2713e-06 | 1.5456e-05 | -155.0998 | 47.1735 | -128.4971 | 24.9002 | -132.8265 | 51.5029 | 0.95 | 0.94815 | 0.94461 | 0.95 | 0.94816 | 0.94462 | 0.00057366 | -120.3102 | 119.9423 | 0.00067758 | -120.3099 | 119.9421

## LL_min_fault_10
name | pf_ikss_a_from_ka | pf_ikss_b_from_ka | pf_ikss_c_from_ka | pf_ikss_a_to_ka | pf_ikss_b_to_ka | pf_ikss_c_to_ka | pf_skss_a_from_mw | pf_skss_b_from_mw | pf_skss_c_from_mw | pf_skss_a_to_mw | pf_skss_b_to_mw | pf_skss_c_to_mw | pf_p_a_from_mw | pf_p_b_from_mw | pf_p_c_from_mw | pf_p_a_to_mw | pf_p_b_to_mw | pf_p_c_to_mw | pf_q_a_from_mvar | pf_q_b_from_mvar | pf_q_c_from_mvar | pf_q_a_to_mvar | pf_q_b_to_mvar | pf_q_c_to_mvar | pf_ikss_a_from_degree | pf_ikss_b_from_degree | pf_ikss_c_from_degree | pf_ikss_a_to_degree | pf_ikss_b_to_degree | pf_ikss_c_to_degree | pf_vm_a_from_pu | pf_vm_b_from_pu | pf_vm_c_from_pu | pf_vm_a_to_pu | pf_vm_b_to_pu | pf_vm_c_to_pu | pf_va_a_from_degree | pf_va_b_from_degree | pf_va_c_from_degree | pf_va_a_to_degree | pf_va_b_to_degree | pf_va_c_to_degree
Line0_1_2 | 1.4461e-05 | 8.5538e-05 | 7.2376e-05 | 1.4461e-05 | 8.5538e-05 | 7.2376e-05 | 3.3397e-06 | 1.9754e-05 | 1.6714e-05 | 3.3397e-06 | 1.9754e-05 | 1.6714e-05 | -2.7316e-06 | -1.7314e-05 | -5.4736e-06 | 2.7316e-06 | 1.7314e-05 | 5.4737e-06 | 1.2541e-06 | -3.8843e-06 | -1.392e-05 | -1.2541e-06 | 3.8845e-06 | 1.392e-05 | -155.3388 | 47.0443 | -128.592 | 24.6612 | -132.9557 | 51.408 | 0.9 | 0.89824 | 0.89489 | 0.9 | 0.89825 | 0.8949 | 0.00046974 | -120.3106 | 119.9425 | 0.00057414 | -120.3102 | 119.9423
Line10_11_12 | 1.4375e-05 | 8.5268e-05 | 7.2172e-05 | 1.4375e-05 | 8.5268e-05 | 7.2172e-05 | 3.3197e-06 | 1.9692e-05 | 1.6667e-05 | 3.3197e-06 | 1.9692e-05 | 1.6667e-05 | -2.71e-06 | -1.7268e-05 | -5.4813e-06 | 2.71e-06 | 1.7268e-05 | 5.4814e-06 | 1.2579e-06 | -3.8335e-06 | -1.3872e-05 | -1.2579e-06 | 3.8336e-06 | 1.3872e-05 | -155.0998 | 47.1734 | -128.4972 | 24.9002 | -132.8266 | 51.5028 | 0.9 | 0.89826 | 0.89491 | 0.9 | 0.89827 | 0.89491 | 0.00067758 | -120.3099 | 119.9421 | 0.0007815 | -120.3095 | 119.9419
Line11_12_13 | 1.4375e-05 | 8.5268e-05 | 7.2172e-05 | 1.4375e-05 | 8.5268e-05 | 7.2172e-05 | 3.3197e-06 | 1.9692e-05 | 1.6667e-05 | 3.3197e-06 | 1.9692e-05 | 1.6667e-05 | -2.71e-06 | -1.7268e-05 | -5.4814e-06 | 2.71e-06 | 1.7268e-05 | 5.4815e-06 | 1.2579e-06 | -3.8337e-06 | -1.3872e-05 | -1.2579e-06 | 3.8338e-06 | 1.3872e-05 | -155.0998 | 47.1733 | -128.4973 | 24.9002 | -132.8267 | 51.5027 | 0.9 | 0.89827 | 0.89491 | 0.9 | 0.89828 | 0.89492 | 0.0007815 | -120.3095 | 119.9419 | 0.00088541 | -120.3092 | 119.9417
Line12_13_15 | 0 | 0 | 0 | 0 | 0 | 0 | 0 | 0 | 0 | 0 | 0 | 0 | 7.6435e-15 | -1.6915e-11 | -4.9981e-11 | -7.6435e-15 | 1.6915e-11 | 4.9981e-11 | -1.3769e-13 | 4.7984e-11 | 9.0152e-12 | 1.3769e-13 | -4.7984e-11 | -9.0152e-12 | 0 | 0 | 0 | 0 | 0 | 0 | 0.9 | 0.89828 | 0.89492 | 0.9 | 0.89828 | 0.89492 | 0.00088541 | -120.3092 | 119.9417 | 0.00088541 | -120.3092 | 119.9417
Line13_13_14 | 1.4375e-05 | 8.5268e-05 | 7.2172e-05 | 1.4375e-05 | 8.5268e-05 | 7.2172e-05 | 3.3197e-06 | 1.9692e-05 | 1.6667e-05 | 3.3197e-06 | 1.9692e-05 | 1.6667e-05 | -2.71e-06 | -1.7268e-05 | -5.4815e-06 | 2.71e-06 | 1.7268e-05 | 5.4816e-06 | 1.2579e-06 | -3.8339e-06 | -1.3872e-05 | -1.2579e-06 | 3.834e-06 | 1.3872e-05 | -155.0998 | 47.1731 | -128.4975 | 24.9002 | -132.8269 | 51.5025 | 0.9 | 0.89828 | 0.89492 | 0.9 | 0.89828 | 0.89493 | 0.00088541 | -120.3092 | 119.9417 | 0.00098933 | -120.3088 | 119.9415
Line14_15_16 | 0 | 0 | 0 | 0 | 0 | 0 | 0 | 0 | 0 | 0 | 0 | 0 | 5.0958e-15 | -1.1277e-11 | -3.3321e-11 | -5.0959e-15 | 1.1277e-11 | 3.3321e-11 | -9.1792e-14 | 3.1989e-11 | 6.0101e-12 | 9.1791e-14 | -3.1989e-11 | -6.0101e-12 | 0 | 0 | 0 | 0 | 0 | 0 | 0.9 | 0.89828 | 0.89492 | 0.9 | 0.89828 | 0.89492 | 0.00088541 | -120.3092 | 119.9417 | 0.00088541 | -120.3092 | 119.9417
Line15_16_17 | 0 | 0 | 0 | 0 | 0 | 0 | 0 | 0 | 0 | 0 | 0 | 0 | 2.547e-15 | -5.6383e-12 | -1.666e-11 | -2.5474e-15 | 5.6383e-12 | 1.666e-11 | -4.5896e-14 | 1.5995e-11 | 3.0051e-12 | 4.5896e-14 | -1.5995e-11 | -3.0051e-12 | 0 | 0 | 0 | 0 | 0 | 0 | 0.9 | 0.89828 | 0.89492 | 0.9 | 0.89828 | 0.89492 | 0.00088541 | -120.3092 | 119.9417 | 0.00088541 | -120.3092 | 119.9417
Line16_4_18 | 0 | 0.049872 | 0.049872 | 0 | 0.049872 | 0.049872 | 0 | 0.011517 | 0.011517 | 0 | 0.011517 | 0.011517 | 2.7929e-15 | 0.0099475 | 0.002584 | -2.794e-15 | -0.0098997 | -0.0025363 | -3.3288e-14 | 0.0026199 | 0.0099156 | 3.3288e-14 | -0.0025702 | -0.0098658 | 0 | -135.2646 | 44.7354 | 0 | 44.7354 | -135.2646 | 0.9 | 0.89315 | 0.88967 | 0.9 | 0.88804 | 0.88445 | 0.00064219 | -120.5094 | 120.1289 | 0.00064219 | -120.7107 | 120.3183
Line17_5_19 | 1.4505e-05 | 8.5673e-05 | 7.2478e-05 | 1.4505e-05 | 8.5673e-05 | 7.2478e-05 | 3.3498e-06 | 1.9785e-05 | 1.6738e-05 | 3.3498e-06 | 1.9785e-05 | 1.6738e-05 | -2.7425e-06 | -1.7337e-05 | -5.4697e-06 | 2.7425e-06 | 1.7337e-05 | 5.4698e-06 | 1.2522e-06 | -3.9103e-06 | -1.3944e-05 | -1.2522e-06 | 3.9105e-06 | 1.3944e-05 | -155.4589 | 46.9792 | -128.6399 | 24.5411 | -133.0208 | 51.3601 | 0.9 | 0.89825 | 0.8949 | 0.9 | 0.89826 | 0.89491 | 0.00057438 | -120.3102 | 119.9423 | 0.00067901 | -120.3099 | 119.9421
Line1_1_3 | 1.4375e-05 | 8.5268e-05 | 7.2172e-05 | 1.4375e-05 | 8.5268e-05 | 7.2172e-05 | 3.3197e-06 | 1.9692e-05 | 1.6667e-05 | 3.3197e-06 | 1.9692e-05 | 1.6667e-05 | -2.71e-06 | -1.7268e-05 | -5.4812e-06 | 2.71e-06 | 1.7268e-05 | 5.4813e-06 | 1.2579e-06 | -3.8332e-06 | -1.3872e-05 | -1.2579e-06 | 3.8333e-06 | 1.3872e-05 | -155.0998 | 47.1735 | -128.4971 | 24.9002 | -132.8265 | 51.5029 | 0.9 | 0.89824 | 0.89489 | 0.9 | 0.89825 | 0.8949 | 0.00046974 | -120.3106 | 119.9425 | 0.00057366 | -120.3102 | 119.9423
Line2_1_4 | 2.9675e-05 | 0.049707 | 0.049729 | 2.9675e-05 | 0.049707 | 0.049729 | 6.8532e-06 | 0.011479 | 0.011484 | 6.8532e-06 | 0.011479 | 0.011484 | -6.1574e-06 | 0.009965 | 0.0026314 | 6.1575e-06 | -0.0099175 | -0.0025839 | 3.5784e-07 | 0.0026495 | 0.0099347 | -3.5782e-07 | -0.0026 | -0.0098853 | -176.6735 | -135.1997 | 44.7776 | 3.3265 | 44.8003 | -135.2224 | 0.9 | 0.89824 | 0.89489 | 0.9 | 0.89315 | 0.88967 | 0.00046974 | -120.3106 | 119.9425 | 0.00064219 | -120.5094 | 120.1289
Line3_1_5 | 1.4505e-05 | 8.5673e-05 | 7.2478e-05 | 1.4505e-05 | 8.5673e-05 | 7.2478e-05 | 3.3498e-06 | 1.9785e-05 | 1.6738e-05 | 3.3498e-06 | 1.9785e-05 | 1.6738e-05 | -2.7425e-06 | -1.7336e-05 | -5.4697e-06 | 2.7425e-06 | 1.7337e-05 | 5.4698e-06 | 1.2522e-06 | -3.9102e-06 | -1.3944e-05 | -1.2522e-06 | 3.9103e-06 | 1.3944e-05 | -155.4589 | 46.9793 | -128.6398 | 24.5411 | -133.0207 | 51.3602 | 0.9 | 0.89824 | 0.89489 | 0.9 | 0.89825 | 0.8949 | 0.00046974 | -120.3106 | 119.9425 | 0.00057438 | -120.3102 | 119.9423
Line4_2_6 | 1.4461e-05 | 8.5538e-05 | 7.2375e-05 | 1.4461e-05 | 8.5538e-05 | 7.2375e-05 | 3.3397e-06 | 1.9754e-05 | 1.6714e-05 | 3.3397e-06 | 1.9754e-05 | 1.6714e-05 | -2.7316e-06 | -1.7314e-05 | -5.4737e-06 | 2.7316e-06 | 1.7314e-05 | 5.4738e-06 | 1.2541e-06 | -3.8845e-06 | -1.392e-05 | -1.2541e-06 | 3.8846e-06 | 1.392e-05 | -155.3388 | 47.0443 | -128.592 | 24.6612 | -132.9557 | 51.408 | 0.9 | 0.89825 | 0.8949 | 0.9 | 0.89826 | 0.89491 | 0.00057414 | -120.3102 | 119.9423 | 0.00067853 | -120.3099 | 119.9421
Line5_6_7 | 1.4461e-05 | 8.5537e-05 | 7.2375e-05 | 1.4461e-05 | 8.5537e-05 | 7.2375e-05 | 3.3397e-06 | 1.9754e-05 | 1.6714e-05 | 3.3397e-06 | 1.9754e-05 | 1.6714e-05 | -2.7316e-06 | -1.7314e-05 | -5.4737e-06 | 2.7316e-06 | 1.7314e-05 | 5.4738e-06 | 1.2541e-06 | -3.8847e-06 | -1.392e-05 | -1.2541e-06 | 3.8848e-06 | 1.392e-05 | -155.3388 | 47.0442 | -128.5921 | 24.6612 | -132.9558 | 51.4079 | 0.9 | 0.89826 | 0.89491 | 0.9 | 0.89827 | 0.89491 | 0.00067853 | -120.3099 | 119.9421 | 0.00078293 | -120.3095 | 119.9419
Line6_7_8 | 0 | 0 | 0 | 0 | 0 | 0 | 0 | 0 | 0 | 0 | 0 | 0 | 2.405e-15 | -1.6998e-11 | -5.0059e-11 | -2.4047e-15 | 1.6998e-11 | 5.0059e-11 | -1.2175e-13 | 4.804e-11 | 8.9833e-12 | 1.2175e-13 | -4.804e-11 | -8.9833e-12 | 0 | 0 | 0 | 0 | 0 | 0 | 0.9 | 0.89827 | 0.89491 | 0.9 | 0.89827 | 0.89491 | 0.00078293 | -120.3095 | 119.9419 | 0.00078293 | -120.3095 | 119.9419
Line7_8_9 | 0 | 0 | 0 | 0 | 0 | 0 | 0 | 0 | 0 | 0 | 0 | 0 | 8.0135e-16 | -5.6659e-12 | -1.6686e-11 | -8.0109e-16 | 5.6659e-12 | 1.6686e-11 | -4.0583e-14 | 1.6013e-11 | 2.9944e-12 | 4.0584e-14 | -1.6013e-11 | -2.9944e-12 | 0 | 0 | 0 | 0 | 0 | 0 | 0.9 | 0.89827 | 0.89491 | 0.9 | 0.89827 | 0.89491 | 0.00078293 | -120.3095 | 119.9419 | 0.00078293 | -120.3095 | 119.9419
Line8_8_10 | 0 | 0 | 0 | 0 | 0 | 0 | 0 | 0 | 0 | 0 | 0 | 0 | 8.0148e-16 | -5.6659e-12 | -1.6686e-11 | -8.0122e-16 | 5.6659e-12 | 1.6686e-11 | -4.0583e-14 | 1.6013e-11 | 2.9944e-12 | 4.0584e-14 | -1.6013e-11 | -2.9944e-12 | 0 | 0 | 0 | 0 | 0 | 0 | 0.9 | 0.89827 | 0.89491 | 0.9 | 0.89827 | 0.89491 | 0.00078293 | -120.3095 | 119.9419 | 0.00078293 | -120.3095 | 119.9419
Line9_3_11 | 1.4375e-05 | 8.5268e-05 | 7.2172e-05 | 1.4375e-05 | 8.5268e-05 | 7.2172e-05 | 3.3197e-06 | 1.9692e-05 | 1.6667e-05 | 3.3197e-06 | 1.9692e-05 | 1.6667e-05 | -2.71e-06 | -1.7268e-05 | -5.4813e-06 | 2.71e-06 | 1.7268e-05 | 5.4814e-06 | 1.2579e-06 | -3.8333e-06 | -1.3872e-05 | -1.2579e-06 | 3.8335e-06 | 1.3872e-05 | -155.0998 | 47.1735 | -128.4971 | 24.9002 | -132.8265 | 51.5029 | 0.9 | 0.89825 | 0.8949 | 0.9 | 0.89826 | 0.89491 | 0.00057366 | -120.3102 | 119.9423 | 0.00067758 | -120.3099 | 119.9421

## LG_max_6
name | pf_ikss_a_from_ka | pf_ikss_b_from_ka | pf_ikss_c_from_ka | pf_ikss_a_to_ka | pf_ikss_b_to_ka | pf_ikss_c_to_ka | pf_skss_a_from_mw | pf_skss_b_from_mw | pf_skss_c_from_mw | pf_skss_a_to_mw | pf_skss_b_to_mw | pf_skss_c_to_mw | pf_p_a_from_mw | pf_p_b_from_mw | pf_p_c_from_mw | pf_p_a_to_mw | pf_p_b_to_mw | pf_p_c_to_mw | pf_q_a_from_mvar | pf_q_b_from_mvar | pf_q_c_from_mvar | pf_q_a_to_mvar | pf_q_b_to_mvar | pf_q_c_to_mvar | pf_ikss_a_from_degree | pf_ikss_b_from_degree | pf_ikss_c_from_degree | pf_ikss_a_to_degree | pf_ikss_b_to_degree | pf_ikss_c_to_degree | 3xI0 | pf_vm_a_from_pu | pf_vm_b_from_pu | pf_vm_c_from_pu | pf_vm_a_to_pu | pf_vm_b_to_pu | pf_vm_c_to_pu | pf_va_a_from_degree | pf_va_b_from_degree | pf_va_c_from_degree | pf_va_a_to_degree | pf_va_b_to_degree | pf_va_c_to_degree
Line0_1_2 | 0.56794 | 0.21298 | 0.24809 | 0.56794 | 0.21298 | 0.24809 | 0.13116 | 0.049186 | 0.057293 | 0.13116 | 0.049186 | 0.057294 | -0.036108 | -0.052565 | 0.066092 | 0.038464 | 0.052988 | -0.066195 | -0.073011 | 0.02943 | -0.0057983 | 0.077566 | -0.029305 | 0.0064696 | 106.3387 | 83.8972 | 133.8045 | -73.6613 | -96.1028 | -46.1955 |  | 0.62101 | 1.2248 | 1.158 | 0.6601 | 1.2311 | 1.1609 | -9.9763 | -125.3466 | 128.7907 | -10.0375 | -125.0471 | 128.2224
Line10_11_12 | 0.51078 | 0.18788 | 0.23002 | 0.51078 | 0.18788 | 0.23002 | 0.11796 | 0.043389 | 0.05312 | 0.11796 | 0.043389 | 0.05312 | -0.038139 | -0.045385 | 0.061255 | 0.040056 | 0.045701 | -0.061324 | -0.07206 | 0.028493 | -0.0081118 | 0.075728 | -0.028411 | 0.0086927 | 107.9471 | 87.2881 | 135.2781 | -72.0529 | -92.7119 | -44.7219 |  | 0.69118 | 1.2351 | 1.1632 | 0.72626 | 1.2402 | 1.166 | -9.9436 | -124.8331 | 127.7345 | -9.9296 | -124.5796 | 127.21
Line11_12_13 | 0.51078 | 0.18788 | 0.23002 | 0.51078 | 0.18788 | 0.23002 | 0.11796 | 0.043389 | 0.05312 | 0.11796 | 0.043389 | 0.05312 | -0.040056 | -0.045701 | 0.061324 | 0.041974 | 0.046017 | -0.061392 | -0.075728 | 0.028411 | -0.0086927 | 0.079395 | -0.028328 | 0.0092736 | 107.9471 | 87.2881 | 135.2781 | -72.0529 | -92.7119 | -44.7219 |  | 0.72626 | 1.2402 | 1.166 | 0.76134 | 1.2454 | 1.1688 | -9.9296 | -124.5796 | 127.21 | -9.9169 | -124.3282 | 126.6881
Line12_13_15 | 0 | 0 | 0 | 0 | 0 | 0 | 0 | 0 | 0 | 0 | 0 | 0 | 1.8831e-08 | 4.5702e-08 | -6.2481e-08 | -1.1792e-08 | -3.1374e-08 | 4.1114e-08 | 3.9954e-08 | -5.6358e-08 | -2.2181e-08 | -2.7141e-08 | 3.721e-08 | 1.5311e-08 | 0 | 0 | 0 | 0 | 0 | 0 |  | 0.76134 | 1.2454 | 1.1688 | 0.76134 | 1.2454 | 1.1688 | -9.9169 | -124.3282 | 126.6881 | -9.9169 | -124.3282 | 126.6881
Line13_13_14 | 0.51078 | 0.18788 | 0.23002 | 0.51078 | 0.18788 | 0.23002 | 0.11796 | 0.043389 | 0.05312 | 0.11796 | 0.043389 | 0.05312 | -0.041974 | -0.046017 | 0.061392 | 0.043891 | 0.046334 | -0.06146 | -0.079395 | 0.028328 | -0.0092736 | 0.083063 | -0.028245 | 0.0098545 | 107.9471 | 87.2881 | 135.278 | -72.0529 | -92.7119 | -44.722 |  | 0.76134 | 1.2454 | 1.1688 | 0.79643 | 1.2506 | 1.1718 | -9.9169 | -124.3282 | 126.6881 | -9.9054 | -124.0788 | 126.1687
Line14_15_16 | 0 | 0 | 0 | 0 | 0 | 0 | 0 | 0 | 0 | 0 | 0 | 0 | 1.2554e-08 | 3.0468e-08 | -4.1654e-08 | -5.515e-09 | -1.614e-08 | 2.0287e-08 | 2.6636e-08 | -3.7572e-08 | -1.4787e-08 | -1.3823e-08 | 1.8424e-08 | 7.9177e-09 | 0 | 0 | 0 | 0 | 0 | 0 |  | 0.76134 | 1.2454 | 1.1688 | 0.76134 | 1.2454 | 1.1688 | -9.9169 | -124.3282 | 126.6881 | -9.9169 | -124.3282 | 126.6881
Line15_16_17 | 0 | 0 | 0 | 0 | 0 | 0 | 0 | 0 | 0 | 0 | 0 | 0 | 6.277e-09 | 1.5234e-08 | -2.0827e-08 | 7.6201e-10 | -9.061e-10 | -5.3985e-10 | 1.3318e-08 | -1.8786e-08 | -7.3936e-09 | -5.0481e-10 | -3.6187e-10 | 5.2408e-10 | 0 | 0 | 0 | 0 | 0 | 0 |  | 0.76134 | 1.2454 | 1.1688 | 0.76134 | 1.2454 | 1.1688 | -9.9169 | -124.3282 | 126.6881 | -9.9169 | -124.3282 | 126.6881
Line16_4_18 | 4.2542 | 0 | 0 | 4.2542 | 0 | 0 | 0.98247 | 0 | 0 | 0.98247 | 0 | 0 | 0.15082 | 2.8064e-08 | -2.9763e-08 | -1.5859e-14 | -5.867e-10 | -8.365e-11 | 0.30164 | -2.3869e-08 | -1.5675e-08 | 8.4706e-14 | 8.6593e-11 | 2.5901e-10 | -73.9323 | 0 | 0 | 106.0677 | 0 | 0 |  | 0.34326 | 1.2083 | 1.1181 | 0 | 1.1849 | 1.0693 | -10.4973 | -122.0025 | 126.1342 | 0 | -118.9123 | 123.6073
Line17_5_19 | 0.60126 | 0.22806 | 0.25784 | 0.60126 | 0.22806 | 0.25784 | 0.13885 | 0.052668 | 0.059546 | 0.13885 | 0.052668 | 0.059546 | -0.039595 | -0.057831 | 0.068899 | 0.042226 | 0.058327 | -0.069027 | -0.083024 | 0.029408 | -0.0057531 | 0.088144 | -0.029251 | 0.0064756 | 105.407 | 81.9318 | 132.9745 | -74.593 | -98.0682 | -47.0255 |  | 0.66244 | 1.2318 | 1.1611 | 0.70387 | 1.2389 | 1.1643 | -10.09 | -125.0222 | 128.2013 | -10.1903 | -124.7015 | 127.6151
Line1_1_3 | 0.51078 | 0.18788 | 0.23002 | 0.51078 | 0.18788 | 0.23002 | 0.11796 | 0.043389 | 0.05312 | 0.11796 | 0.043389 | 0.05312 | -0.034304 | -0.044753 | 0.061119 | 0.036221 | 0.045069 | -0.061187 | -0.064725 | 0.028659 | -0.00695 | 0.068393 | -0.028576 | 0.0075309 | 107.9471 | 87.2881 | 135.2781 | -72.0529 | -92.7119 | -44.7219 |  | 0.62101 | 1.2248 | 1.158 | 0.65609 | 1.2299 | 1.1606 | -9.9763 | -125.3466 | 128.7907 | -9.9591 | -125.0888 | 128.2614
Line2_1_4 | 3.3548 | 0.29759 | 0.2146 | 3.3548 | 0.29759 | 0.2146 | 0.77475 | 0.068725 | 0.04956 | 0.77475 | 0.068725 | 0.04956 | 0.22134 | -0.078802 | 0.056878 | -0.12449 | 0.079311 | -0.054519 | 0.42719 | 0.029588 | -0.0076472 | -0.235 | -0.024605 | 0.0099214 | -72.5864 | 75.2334 | 136.4481 | 107.4136 | -104.7666 | -43.5519 |  | 0.62101 | 1.2248 | 1.158 | 0.34326 | 1.2083 | 1.1181 | -9.9763 | -125.3466 | 128.7907 | -10.4973 | -122.0025 | 126.1342
Line3_1_5 | 0.60126 | 0.22806 | 0.25784 | 0.60126 | 0.22806 | 0.25784 | 0.13885 | 0.052668 | 0.059546 | 0.13885 | 0.052668 | 0.059546 | -0.036964 | -0.057334 | 0.068771 | 0.039595 | 0.057831 | -0.068899 | -0.077905 | 0.029565 | -0.0050307 | 0.083024 | -0.029408 | 0.0057531 | 105.407 | 81.9318 | 132.9745 | -74.593 | -98.0682 | -47.0255 |  | 0.62101 | 1.2248 | 1.158 | 0.66244 | 1.2318 | 1.1611 | -9.9763 | -125.3466 | 128.7907 | -10.09 | -125.0222 | 128.2013
Line4_2_6 | 0.56794 | 0.21298 | 0.24809 | 0.56794 | 0.21298 | 0.24809 | 0.13116 | 0.049186 | 0.057294 | 0.13116 | 0.049186 | 0.057294 | -0.038464 | -0.052988 | 0.066195 | 0.04082 | 0.053412 | -0.066299 | -0.077566 | 0.029305 | -0.0064696 | 0.082121 | -0.029179 | 0.0071409 | 106.3387 | 83.8972 | 133.8045 | -73.6613 | -96.1028 | -46.1955 |  | 0.6601 | 1.2311 | 1.1609 | 0.6992 | 1.2374 | 1.1639 | -10.0375 | -125.0471 | 128.2224 | -10.0918 | -124.7506 | 127.657
Line5_6_7 | 0.56794 | 0.21298 | 0.24809 | 0.56794 | 0.21298 | 0.24809 | 0.13116 | 0.049186 | 0.057294 | 0.13116 | 0.049186 | 0.057294 | -0.04082 | -0.053412 | 0.066299 | 0.043176 | 0.053836 | -0.066402 | -0.082121 | 0.029179 | -0.0071409 | 0.086677 | -0.029053 | 0.0078123 | 106.3387 | 83.8972 | 133.8045 | -73.6613 | -96.1028 | -46.1955 |  | 0.6992 | 1.2374 | 1.1639 | 0.73829 | 1.2437 | 1.167 | -10.0918 | -124.7506 | 127.657 | -10.1404 | -124.4571 | 127.0945
Line6_7_8 | 0 | 0 | 0 | 0 | 0 | 0 | 0 | 0 | 0 | 0 | 0 | 0 | 1.8695e-08 | 4.7937e-08 | -6.4731e-08 | -1.1664e-08 | -3.2856e-08 | 4.2619e-08 | 4.0504e-08 | -5.8321e-08 | -2.4286e-08 | -2.7503e-08 | 3.8508e-08 | 1.6746e-08 | 0 | 0 | 0 | 0 | 0 | 0 |  | 0.73829 | 1.2437 | 1.167 | 0.73829 | 1.2437 | 1.167 | -10.1404 | -124.4571 | 127.0945 | -10.1404 | -124.4571 | 127.0945
Line7_8_9 | 0 | 0 | 0 | 0 | 0 | 0 | 0 | 0 | 0 | 0 | 0 | 0 | 6.2316e-09 | 1.5979e-08 | -2.1577e-08 | 7.9941e-10 | -8.9803e-10 | -5.3495e-10 | 1.3501e-08 | -1.944e-08 | -8.0953e-09 | -5.0044e-10 | -3.7212e-10 | 5.549e-10 | 0 | 0 | 0 | 0 | 0 | 0 |  | 0.73829 | 1.2437 | 1.167 | 0.73829 | 1.2437 | 1.167 | -10.1404 | -124.4571 | 127.0945 | -10.1404 | -124.4571 | 127.0945
Line8_8_10 | 0 | 0 | 0 | 0 | 0 | 0 | 0 | 0 | 0 | 0 | 0 | 0 | 6.2316e-09 | 1.5979e-08 | -2.1577e-08 | 7.9941e-10 | -8.9803e-10 | -5.3495e-10 | 1.3501e-08 | -1.944e-08 | -8.0953e-09 | -5.0044e-10 | -3.7212e-10 | 5.549e-10 | 0 | 0 | 0 | 0 | 0 | 0 |  | 0.73829 | 1.2437 | 1.167 | 0.73829 | 1.2437 | 1.167 | -10.1404 | -124.4571 | 127.0945 | -10.1404 | -124.4571 | 127.0945
Line9_3_11 | 0.51078 | 0.18788 | 0.23002 | 0.51078 | 0.18788 | 0.23002 | 0.11796 | 0.043389 | 0.05312 | 0.11796 | 0.043389 | 0.05312 | -0.036221 | -0.045069 | 0.061187 | 0.038139 | 0.045385 | -0.061255 | -0.068393 | 0.028576 | -0.0075309 | 0.07206 | -0.028493 | 0.0081118 | 107.9471 | 87.2881 | 135.2781 | -72.0529 | -92.7119 | -44.7219 |  | 0.65609 | 1.2299 | 1.1606 | 0.69118 | 1.2351 | 1.1632 | -9.9591 | -125.0888 | 128.2614 | -9.9436 | -124.8331 | 127.7345

## LG_max_10
name | pf_ikss_a_from_ka | pf_ikss_b_from_ka | pf_ikss_c_from_ka | pf_ikss_a_to_ka | pf_ikss_b_to_ka | pf_ikss_c_to_ka | pf_skss_a_from_mw | pf_skss_b_from_mw | pf_skss_c_from_mw | pf_skss_a_to_mw | pf_skss_b_to_mw | pf_skss_c_to_mw | pf_p_a_from_mw | pf_p_b_from_mw | pf_p_c_from_mw | pf_p_a_to_mw | pf_p_b_to_mw | pf_p_c_to_mw | pf_q_a_from_mvar | pf_q_b_from_mvar | pf_q_c_from_mvar | pf_q_a_to_mvar | pf_q_b_to_mvar | pf_q_c_to_mvar | pf_ikss_a_from_degree | pf_ikss_b_from_degree | pf_ikss_c_from_degree | pf_ikss_a_to_degree | pf_ikss_b_to_degree | pf_ikss_c_to_degree | 3xI0 | pf_vm_a_from_pu | pf_vm_b_from_pu | pf_vm_c_from_pu | pf_vm_a_to_pu | pf_vm_b_to_pu | pf_vm_c_to_pu | pf_va_a_from_degree | pf_va_b_from_degree | pf_va_c_from_degree | pf_va_a_to_degree | pf_va_b_to_degree | pf_va_c_to_degree
Line0_1_2 | 0.58316 | 0.22077 | 0.25378 | 0.58316 | 0.22078 | 0.25378 | 0.13468 | 0.050986 | 0.058609 | 0.13468 | 0.050986 | 0.058609 | -0.038181 | -0.057051 | 0.071044 | 0.040658 | 0.057499 | -0.071153 | -0.077025 | 0.032306 | -0.0050476 | 0.081824 | -0.032166 | 0.0057402 | 106.1245 | 84.0719 | 133.0039 | -73.8755 | -95.9281 | -46.9961 |  | 0.63834 | 1.2859 | 1.2152 | 0.67844 | 1.2922 | 1.218 | -10.2433 | -125.4499 | 128.9399 | -10.2984 | -125.1513 | 128.3916
Line10_11_12 | 0.52659 | 0.19575 | 0.23603 | 0.52659 | 0.19575 | 0.23603 | 0.12161 | 0.045207 | 0.05451 | 0.12161 | 0.045207 | 0.05451 | -0.040432 | -0.049538 | 0.066081 | 0.042464 | 0.049877 | -0.066153 | -0.076375 | 0.031302 | -0.0075729 | 0.080271 | -0.031206 | 0.0081763 | 107.6931 | 87.3527 | 134.4546 | -72.3069 | -92.6473 | -45.5454 |  | 0.7106 | 1.2962 | 1.2202 | 0.74673 | 1.3014 | 1.2228 | -10.2034 | -124.9348 | 127.917 | -10.1863 | -124.6803 | 127.4088
Line11_12_13 | 0.52659 | 0.19575 | 0.23603 | 0.52659 | 0.19575 | 0.23603 | 0.12161 | 0.045207 | 0.05451 | 0.12161 | 0.045207 | 0.05451 | -0.042464 | -0.049877 | 0.066153 | 0.044496 | 0.050215 | -0.066226 | -0.080271 | 0.031206 | -0.0081763 | 0.084167 | -0.031111 | 0.0087797 | 107.6931 | 87.3527 | 134.4546 | -72.3069 | -92.6473 | -45.5454 |  | 0.74673 | 1.3014 | 1.2228 | 0.78286 | 1.3067 | 1.2256 | -10.1863 | -124.6803 | 127.4088 | -10.1708 | -124.4278 | 126.9028
Line12_13_15 | 0 | 0 | 0 | 0 | 0 | 0 | 0 | 0 | 0 | 0 | 0 | 0 | 2.0808e-08 | 5.1986e-08 | -7.0558e-08 | -1.3011e-08 | -3.5664e-08 | 4.6439e-08 | 4.4392e-08 | -6.3666e-08 | -2.5813e-08 | -3.0152e-08 | 4.2037e-08 | 1.7803e-08 | 0 | 0 | 0 | 0 | 0 | 0 |  | 0.78286 | 1.3067 | 1.2256 | 0.78286 | 1.3067 | 1.2256 | -10.1708 | -124.4278 | 126.9028 | -10.1708 | -124.4278 | 126.9028
Line13_13_14 | 0.52659 | 0.19575 | 0.23603 | 0.52659 | 0.19575 | 0.23603 | 0.12161 | 0.045207 | 0.05451 | 0.12161 | 0.045207 | 0.05451 | -0.044496 | -0.050215 | 0.066226 | 0.046528 | 0.050553 | -0.066299 | -0.084167 | 0.031111 | -0.0087797 | 0.088063 | -0.031015 | 0.0093832 | 107.6931 | 87.3528 | 134.4546 | -72.3069 | -92.6472 | -45.5455 |  | 0.78286 | 1.3067 | 1.2256 | 0.819 | 1.3119 | 1.2284 | -10.1708 | -124.4278 | 126.9028 | -10.1567 | -124.1774 | 126.399
Line14_15_16 | 0 | 0 | 0 | 0 | 0 | 0 | 0 | 0 | 0 | 0 | 0 | 0 | 1.3872e-08 | 3.4658e-08 | -4.7039e-08 | -6.0752e-09 | -1.8335e-08 | 2.2919e-08 | 2.9595e-08 | -4.2444e-08 | -1.7209e-08 | -1.5355e-08 | 2.0815e-08 | 9.1984e-09 | 0 | 0 | 0 | 0 | 0 | 0 |  | 0.78286 | 1.3067 | 1.2256 | 0.78286 | 1.3067 | 1.2256 | -10.1708 | -124.4278 | 126.9028 | -10.1708 | -124.4278 | 126.9028
Line15_16_17 | 0 | 0 | 0 | 0 | 0 | 0 | 0 | 0 | 0 | 0 | 0 | 0 | 6.9359e-09 | 1.7329e-08 | -2.3519e-08 | 8.6072e-10 | -1.006e-09 | -6.0009e-10 | 1.4797e-08 | -2.1222e-08 | -8.6043e-09 | -5.5757e-10 | -4.0688e-10 | 5.9409e-10 | 0 | 0 | 0 | 0 | 0 | 0 |  | 0.78286 | 1.3067 | 1.2256 | 0.78286 | 1.3067 | 1.2256 | -10.1708 | -124.4278 | 126.9028 | -10.1708 | -124.4278 | 126.9028
Line16_4_18 | 4.3648 | 0 | 0 | 4.3648 | 0 | 0 | 1.008 | 0 | 0 | 1.008 | 0 | 0 | 0.15876 | 3.123e-08 | -3.3068e-08 | 3.1838e-14 | -6.6116e-10 | -1.0462e-10 | 0.31752 | -2.6656e-08 | -1.7637e-08 | -2.4611e-14 | 7.3859e-11 | 3.0878e-10 | -74.1749 | 0 | 0 | 105.8251 | 0 | 0 |  | 0.35218 | 1.2688 | 1.1734 | 0 | 1.2447 | 1.1229 | -10.7399 | -122.1764 | 126.357 | 0 | -119.1571 | 123.9095
Line17_5_19 | 0.61593 | 0.23569 | 0.26332 | 0.61593 | 0.23569 | 0.26332 | 0.14224 | 0.05443 | 0.060812 | 0.14224 | 0.05443 | 0.060812 | -0.041793 | -0.062532 | 0.073916 | 0.044546 | 0.063054 | -0.074049 | -0.087346 | 0.032286 | -0.0049323 | 0.092714 | -0.032113 | 0.005675 | 105.2211 | 82.1804 | 132.1899 | -74.7789 | -97.8196 | -47.8101 |  | 0.68074 | 1.2929 | 1.2182 | 0.72313 | 1.3 | 1.2212 | -10.3488 | -125.1277 | 128.3723 | -10.4419 | -124.809 | 127.8074
Line1_1_3 | 0.52659 | 0.19575 | 0.23603 | 0.52659 | 0.19575 | 0.23603 | 0.12161 | 0.045207 | 0.05451 | 0.12161 | 0.045207 | 0.05451 | -0.036369 | -0.048862 | 0.065936 | 0.038401 | 0.0492 | -0.066008 | -0.068583 | 0.031493 | -0.006366 | 0.072479 | -0.031397 | 0.0069694 | 107.6931 | 87.3527 | 134.4546 | -72.3069 | -92.6473 | -45.5454 |  | 0.63834 | 1.2859 | 1.2152 | 0.67447 | 1.2911 | 1.2177 | -10.2433 | -125.4499 | 128.9399 | -10.2223 | -125.1913 | 128.4274
Line2_1_4 | 3.4562 | 0.30375 | 0.2206 | 3.4562 | 0.30375 | 0.2206 | 0.79818 | 0.070147 | 0.050945 | 0.79818 | 0.070147 | 0.050945 | 0.23409 | -0.084158 | 0.061522 | -0.13131 | 0.084729 | -0.059043 | 0.45255 | 0.032466 | -0.0069262 | -0.24855 | -0.02724 | 0.0093581 | -72.8923 | 75.6458 | 135.3633 | 107.1077 | -104.3542 | -44.6367 |  | 0.63834 | 1.2859 | 1.2152 | 0.35218 | 1.2688 | 1.1734 | -10.2433 | -125.4499 | 128.9399 | -10.7399 | -122.1764 | 126.357
Line3_1_5 | 0.61593 | 0.23569 | 0.26332 | 0.61593 | 0.23569 | 0.26332 | 0.14224 | 0.05443 | 0.060812 | 0.14224 | 0.05443 | 0.060812 | -0.039039 | -0.06201 | 0.073782 | 0.041793 | 0.062532 | -0.073916 | -0.081978 | 0.03246 | -0.0041896 | 0.087346 | -0.032286 | 0.0049323 | 105.2211 | 82.1804 | 132.1899 | -74.7789 | -97.8196 | -47.8101 |  | 0.63834 | 1.2859 | 1.2152 | 0.68074 | 1.2929 | 1.2182 | -10.2433 | -125.4499 | 128.9399 | -10.3488 | -125.1277 | 128.3723
Line4_2_6 | 0.58316 | 0.22078 | 0.25378 | 0.58316 | 0.22078 | 0.25378 | 0.13468 | 0.050986 | 0.058609 | 0.13468 | 0.050986 | 0.058609 | -0.040658 | -0.057499 | 0.071153 | 0.043135 | 0.057947 | -0.071261 | -0.081824 | 0.032166 | -0.0057402 | 0.086623 | -0.032025 | 0.0064328 | 106.1245 | 84.0719 | 133.0039 | -73.8755 | -95.9281 | -46.9961 |  | 0.67844 | 1.2922 | 1.218 | 0.71854 | 1.2985 | 1.2208 | -10.2984 | -125.1513 | 128.3916 | -10.3473 | -124.8556 | 127.8457
Line5_6_7 | 0.58316 | 0.22078 | 0.25378 | 0.58316 | 0.22078 | 0.25378 | 0.13468 | 0.050986 | 0.058609 | 0.13468 | 0.050986 | 0.058609 | -0.043135 | -0.057947 | 0.071261 | 0.045612 | 0.058394 | -0.07137 | -0.086623 | 0.032025 | -0.0064328 | 0.091422 | -0.031884 | 0.0071255 | 106.1245 | 84.0719 | 133.0039 | -73.8755 | -95.928 | -46.9961 |  | 0.71854 | 1.2985 | 1.2208 | 0.75863 | 1.3049 | 1.2238 | -10.3473 | -124.8556 | 127.8457 | -10.391 | -124.5628 | 127.3024
Line6_7_8 | 0 | 0 | 0 | 0 | 0 | 0 | 0 | 0 | 0 | 0 | 0 | 0 | 2.0612e-08 | 5.4468e-08 | -7.3e-08 | -1.2842e-08 | -3.7309e-08 | 4.8071e-08 | 4.4921e-08 | -6.5796e-08 | -2.8188e-08 | -3.0499e-08 | 4.3445e-08 | 1.942e-08 | 0 | 0 | 0 | 0 | 0 | 0 |  | 0.75863 | 1.3049 | 1.2238 | 0.75863 | 1.3049 | 1.2238 | -10.391 | -124.5628 | 127.3024 | -10.391 | -124.5628 | 127.3024
Line7_8_9 | 0 | 0 | 0 | 0 | 0 | 0 | 0 | 0 | 0 | 0 | 0 | 0 | 6.8706e-09 | 1.8156e-08 | -2.4333e-08 | 8.9938e-10 | -9.9709e-10 | -5.9552e-10 | 1.4974e-08 | -2.1932e-08 | -9.3961e-09 | -5.5189e-10 | -4.187e-10 | 6.2739e-10 | 0 | 0 | 0 | 0 | 0 | 0 |  | 0.75863 | 1.3049 | 1.2238 | 0.75863 | 1.3049 | 1.2238 | -10.391 | -124.5628 | 127.3024 | -10.391 | -124.5628 | 127.3024
Line8_8_10 | 0 | 0 | 0 | 0 | 0 | 0 | 0 | 0 | 0 | 0 | 0 | 0 | 6.8706e-09 | 1.8156e-08 | -2.4333e-08 | 8.9938e-10 | -9.9709e-10 | -5.9552e-10 | 1.4974e-08 | -2.1932e-08 | -9.3961e-09 | -5.5189e-10 | -4.1869e-10 | 6.2739e-10 | 0 | 0 | 0 | 0 | 0 | 0 |  | 0.75863 | 1.3049 | 1.2238 | 0.75863 | 1.3049 | 1.2238 | -10.391 | -124.5628 | 127.3024 | -10.391 | -124.5628 | 127.3024
Line9_3_11 | 0.52659 | 0.19575 | 0.23603 | 0.52659 | 0.19575 | 0.23603 | 0.12161 | 0.045207 | 0.05451 | 0.12161 | 0.045207 | 0.05451 | -0.038401 | -0.0492 | 0.066008 | 0.040432 | 0.049538 | -0.066081 | -0.072479 | 0.031397 | -0.0069694 | 0.076375 | -0.031302 | 0.0075729 | 107.6931 | 87.3527 | 134.4546 | -72.3069 | -92.6473 | -45.5454 |  | 0.67447 | 1.2911 | 1.2177 | 0.7106 | 1.2962 | 1.2202 | -10.2223 | -125.1913 | 128.4274 | -10.2034 | -124.9348 | 127.917

## LG_max_fault_6
name | pf_ikss_a_from_ka | pf_ikss_b_from_ka | pf_ikss_c_from_ka | pf_ikss_a_to_ka | pf_ikss_b_to_ka | pf_ikss_c_to_ka | pf_skss_a_from_mw | pf_skss_b_from_mw | pf_skss_c_from_mw | pf_skss_a_to_mw | pf_skss_b_to_mw | pf_skss_c_to_mw | pf_p_a_from_mw | pf_p_b_from_mw | pf_p_c_from_mw | pf_p_a_to_mw | pf_p_b_to_mw | pf_p_c_to_mw | pf_q_a_from_mvar | pf_q_b_from_mvar | pf_q_c_from_mvar | pf_q_a_to_mvar | pf_q_b_to_mvar | pf_q_c_to_mvar | pf_ikss_a_from_degree | pf_ikss_b_from_degree | pf_ikss_c_from_degree | pf_ikss_a_to_degree | pf_ikss_b_to_degree | pf_ikss_c_to_degree | 3xI0 | pf_vm_a_from_pu | pf_vm_b_from_pu | pf_vm_c_from_pu | pf_vm_a_to_pu | pf_vm_b_to_pu | pf_vm_c_to_pu | pf_va_a_from_degree | pf_va_b_from_degree | pf_va_c_from_degree | pf_va_a_to_degree | pf_va_b_to_degree | pf_va_c_to_degree
Line0_1_2 | 0.11571 | 0.11073 | 0.11344 | 0.11571 | 0.11073 | 0.11344 | 0.026721 | 0.025573 | 0.026198 | 0.026721 | 0.025573 | 0.026198 | -0.0023732 | -0.001737 | -0.0010171 | 0.002508 | 0.0018619 | 0.0011424 | -0.029111 | -0.028015 | -0.028691 | 0.029375 | 0.028262 | 0.028949 | 94.6163 | -26.37 | -147.7905 | -85.3837 | 153.63 | 32.2095 |  | 1.093 | 1.0976 | 1.0958 | 1.1033 | 1.1076 | 1.1059 | -0.044247 | -119.9179 | 120.1791 | -0.26373 | -120.1392 | 119.9496
Line10_11_12 | 0.10312 | 0.098697 | 0.10125 | 0.10312 | 0.098697 | 0.10125 | 0.023814 | 0.022793 | 0.023383 | 0.023814 | 0.022793 | 0.023383 | -0.0022618 | -0.0016283 | -0.0010042 | 0.0023691 | 0.0017275 | 0.0011039 | -0.026369 | -0.02537 | -0.026022 | 0.026579 | 0.025567 | 0.026228 | 94.467 | -26.6414 | -148.0211 | -85.533 | 153.3586 | 31.9789 |  | 1.1114 | 1.1153 | 1.1137 | 1.1205 | 1.1243 | 1.1227 | -0.43562 | -120.3137 | 119.7689 | -0.62651 | -120.5069 | 119.5687
Line11_12_13 | 0.10312 | 0.098697 | 0.10125 | 0.10312 | 0.098697 | 0.10125 | 0.023814 | 0.022793 | 0.023383 | 0.023814 | 0.022793 | 0.023383 | -0.0023691 | -0.0017275 | -0.0011039 | 0.0024763 | 0.0018267 | 0.0012037 | -0.026579 | -0.025567 | -0.026228 | 0.026789 | 0.025764 | 0.026433 | 94.467 | -26.6414 | -148.0211 | -85.533 | 153.3586 | 31.9789 |  | 1.1205 | 1.1243 | 1.1227 | 1.1297 | 1.1332 | 1.1316 | -0.62651 | -120.5069 | 119.5687 | -0.8143 | -120.697 | 119.3717
Line12_13_15 | 0 | 0 | 0 | 0 | 0 | 0 | 0 | 0 | 0 | 0 | 0 | 0 | 1.4028e-09 | 1.1499e-09 | 4.9376e-10 | -1.2658e-09 | -1.1125e-09 | -6.6812e-10 | 5.5053e-10 | -3.806e-10 | 3.1521e-10 | -4.2883e-10 | 2.0066e-10 | -2.5792e-10 | 0 | 0 | 0 | 0 | 0 | 0 |  | 1.1297 | 1.1332 | 1.1316 | 1.1297 | 1.1332 | 1.1316 | -0.8143 | -120.697 | 119.3717 | -0.8143 | -120.697 | 119.3717
Line13_13_14 | 0.10312 | 0.098697 | 0.10125 | 0.10312 | 0.098697 | 0.10125 | 0.023814 | 0.022793 | 0.023383 | 0.023814 | 0.022793 | 0.023383 | -0.0024763 | -0.0018267 | -0.0012037 | 0.0025835 | 0.0019259 | 0.0013034 | -0.026789 | -0.025764 | -0.026433 | 0.026999 | 0.025961 | 0.026639 | 94.467 | -26.6414 | -148.0211 | -85.533 | 153.3586 | 31.9789 |  | 1.1297 | 1.1332 | 1.1316 | 1.1389 | 1.1421 | 1.1406 | -0.8143 | -120.697 | 119.3717 | -0.99905 | -120.8842 | 119.1778
Line14_15_16 | 0 | 0 | 0 | 0 | 0 | 0 | 0 | 0 | 0 | 0 | 0 | 0 | 9.3517e-10 | 7.666e-10 | 3.2917e-10 | -7.982e-10 | -7.2921e-10 | -5.0353e-10 | 3.6702e-10 | -2.5373e-10 | 2.1014e-10 | -2.4532e-10 | 7.3794e-11 | -1.5284e-10 | 0 | 0 | 0 | 0 | 0 | 0 |  | 1.1297 | 1.1332 | 1.1316 | 1.1297 | 1.1332 | 1.1316 | -0.8143 | -120.697 | 119.3717 | -0.8143 | -120.697 | 119.3717
Line15_16_17 | 0 | 0 | 0 | 0 | 0 | 0 | 0 | 0 | 0 | 0 | 0 | 0 | 4.6758e-10 | 3.833e-10 | 1.6459e-10 | -3.3062e-10 | -3.4591e-10 | -3.3894e-10 | 1.8351e-10 | -1.2687e-10 | 1.0507e-10 | -6.1812e-11 | -5.3072e-11 | -4.7773e-11 | 0 | 0 | 0 | 0 | 0 | 0 |  | 1.1297 | 1.1332 | 1.1316 | 1.1297 | 1.1332 | 1.1316 | -0.8143 | -120.697 | 119.3717 | -0.8143 | -120.697 | 119.3717
Line16_4_18 | 0.035932 | 0 | 0 | 0.035932 | 0 | 0 | 0.008298 | 0 | 0 | 0.008298 | 0 | 0 | 0.0064661 | 3.4696e-10 | -4.403e-11 | -0.0064554 | -2.3927e-10 | -2.3477e-10 | 0.0064769 | -2.6212e-10 | 3.5517e-11 | -0.0064554 | 1.8324e-12 | 1.275e-12 | -45.2341 | 0 | 0 | 134.7659 | 0 | 0 |  | 1.1029 | 1.1093 | 1.1079 | 1.1002 | 1.1088 | 1.1078 | -0.18649 | -119.9954 | 120.0465 | -0.23411 | -119.9754 | 120.0171
Line17_5_19 | 0.12321 | 0.11792 | 0.1207 | 0.12321 | 0.11792 | 0.1207 | 0.028455 | 0.027232 | 0.027875 | 0.028455 | 0.027232 | 0.027875 | -0.0027287 | -0.0020754 | -0.0012988 | 0.0028815 | 0.0022172 | 0.0014407 | -0.031295 | -0.030108 | -0.030816 | 0.031595 | 0.030389 | 0.031109 | 94.7065 | -26.2087 | -147.6502 | -85.2935 | 153.7913 | 32.3498 |  | 1.104 | 1.1082 | 1.1065 | 1.115 | 1.1189 | 1.1172 | -0.27674 | -120.152 | 119.9363 | -0.50466 | -120.3816 | 119.6982
Line1_1_3 | 0.10312 | 0.098697 | 0.10125 | 0.10312 | 0.098697 | 0.10125 | 0.023814 | 0.022793 | 0.023383 | 0.023814 | 0.022793 | 0.023383 | -0.0020474 | -0.0014298 | -0.0008048 | 0.0021546 | 0.001529 | 0.00090451 | -0.025949 | -0.024976 | -0.025611 | 0.026159 | 0.025173 | 0.025817 | 94.467 | -26.6414 | -148.0211 | -85.533 | 153.3586 | 31.9789 |  | 1.093 | 1.0976 | 1.0958 | 1.1022 | 1.1065 | 1.1048 | -0.044247 | -119.9179 | 120.1791 | -0.24156 | -120.1174 | 119.9723
Line2_1_4 | 0.10259 | 0.12541 | 0.12737 | 0.10259 | 0.12541 | 0.12737 | 0.023693 | 0.028962 | 0.029415 | 0.023693 | 0.028962 | 0.029415 | -0.0043733 | -0.0099633 | -0.0091126 | 0.0044768 | 0.010111 | 0.0092853 | -0.025526 | -0.030186 | -0.030919 | 0.025745 | 0.030494 | 0.031239 | 99.678 | -11.6517 | -133.3995 | -80.322 | 168.3483 | 46.6005 |  | 1.093 | 1.0976 | 1.0958 | 1.1029 | 1.1093 | 1.1079 | -0.044247 | -119.9179 | 120.1791 | -0.18649 | -119.9954 | 120.0465
Line3_1_5 | 0.12321 | 0.11792 | 0.1207 | 0.12321 | 0.11792 | 0.1207 | 0.028455 | 0.027232 | 0.027875 | 0.028455 | 0.027232 | 0.027875 | -0.0025759 | -0.0019337 | -0.001157 | 0.0027287 | 0.0020754 | 0.0012988 | -0.030995 | -0.029827 | -0.030524 | 0.031295 | 0.030108 | 0.030816 | 94.7065 | -26.2087 | -147.6502 | -85.2935 | 153.7913 | 32.3498 |  | 1.093 | 1.0976 | 1.0958 | 1.104 | 1.1082 | 1.1065 | -0.044247 | -119.9179 | 120.1791 | -0.27674 | -120.152 | 119.9363
Line4_2_6 | 0.11571 | 0.11073 | 0.11344 | 0.11571 | 0.11073 | 0.11344 | 0.026721 | 0.025573 | 0.026198 | 0.026721 | 0.025573 | 0.026198 | -0.002508 | -0.0018619 | -0.0011424 | 0.0026429 | 0.0019869 | 0.0012676 | -0.029375 | -0.028262 | -0.028949 | 0.02964 | 0.02851 | 0.029207 | 94.6163 | -26.37 | -147.7905 | -85.3837 | 153.63 | 32.2095 |  | 1.1033 | 1.1076 | 1.1059 | 1.1136 | 1.1175 | 1.1159 | -0.26373 | -120.1392 | 119.9496 | -0.47915 | -120.3566 | 119.7243
Line5_6_7 | 0.11571 | 0.11073 | 0.11344 | 0.11571 | 0.11073 | 0.11344 | 0.026721 | 0.025573 | 0.026198 | 0.026721 | 0.025573 | 0.026198 | -0.0026429 | -0.0019869 | -0.0012676 | 0.0027778 | 0.0021119 | 0.0013929 | -0.02964 | -0.02851 | -0.029207 | 0.029904 | 0.028758 | 0.029465 | 94.6163 | -26.37 | -147.7905 | -85.3837 | 153.63 | 32.2095 |  | 1.1136 | 1.1175 | 1.1159 | 1.1239 | 1.1276 | 1.126 | -0.47915 | -120.3566 | 119.7243 | -0.69063 | -120.5701 | 119.503
Line6_7_8 | 0 | 0 | 0 | 0 | 0 | 0 | 0 | 0 | 0 | 0 | 0 | 0 | 1.3362e-09 | 1.0861e-09 | 3.9649e-10 | -1.1957e-09 | -1.045e-09 | -5.7811e-10 | 5.4051e-10 | -4.2891e-10 | 2.8418e-10 | -4.125e-10 | 2.4275e-10 | -2.2706e-10 | 0 | 0 | 0 | 0 | 0 | 0 |  | 1.1239 | 1.1276 | 1.126 | 1.1239 | 1.1276 | 1.126 | -0.69063 | -120.5701 | 119.503 | -0.69063 | -120.5701 | 119.503
Line7_8_9 | 0 | 0 | 0 | 0 | 0 | 0 | 0 | 0 | 0 | 0 | 0 | 0 | 4.4539e-10 | 3.6204e-10 | 1.3216e-10 | -3.0494e-10 | -3.2088e-10 | -3.1378e-10 | 1.8017e-10 | -1.4297e-10 | 9.4726e-11 | -5.2156e-11 | -4.3192e-11 | -3.7603e-11 | 0 | 0 | 0 | 0 | 0 | 0 |  | 1.1239 | 1.1276 | 1.126 | 1.1239 | 1.1276 | 1.126 | -0.69063 | -120.5701 | 119.503 | -0.69063 | -120.5701 | 119.503
Line8_8_10 | 0 | 0 | 0 | 0 | 0 | 0 | 0 | 0 | 0 | 0 | 0 | 0 | 4.4539e-10 | 3.6204e-10 | 1.3216e-10 | -3.0494e-10 | -3.2088e-10 | -3.1378e-10 | 1.8017e-10 | -1.4297e-10 | 9.4726e-11 | -5.2156e-11 | -4.3192e-11 | -3.7603e-11 | 0 | 0 | 0 | 0 | 0 | 0 |  | 1.1239 | 1.1276 | 1.126 | 1.1239 | 1.1276 | 1.126 | -0.69063 | -120.5701 | 119.503 | -0.69063 | -120.5701 | 119.503
Line9_3_11 | 0.10312 | 0.098697 | 0.10125 | 0.10312 | 0.098697 | 0.10125 | 0.023814 | 0.022793 | 0.023383 | 0.023814 | 0.022793 | 0.023383 | -0.0021546 | -0.001529 | -0.00090451 | 0.0022618 | 0.0016283 | 0.0010042 | -0.026159 | -0.025173 | -0.025817 | 0.026369 | 0.02537 | 0.026022 | 94.467 | -26.6414 | -148.0211 | -85.533 | 153.3586 | 31.9789 |  | 1.1022 | 1.1065 | 1.1048 | 1.1114 | 1.1153 | 1.1137 | -0.24156 | -120.1174 | 119.9723 | -0.43562 | -120.3137 | 119.7689

## LG_max_fault_10
name | pf_ikss_a_from_ka | pf_ikss_b_from_ka | pf_ikss_c_from_ka | pf_ikss_a_to_ka | pf_ikss_b_to_ka | pf_ikss_c_to_ka | pf_skss_a_from_mw | pf_skss_b_from_mw | pf_skss_c_from_mw | pf_skss_a_to_mw | pf_skss_b_to_mw | pf_skss_c_to_mw | pf_p_a_from_mw | pf_p_b_from_mw | pf_p_c_from_mw | pf_p_a_to_mw | pf_p_b_to_mw | pf_p_c_to_mw | pf_q_a_from_mvar | pf_q_b_from_mvar | pf_q_c_from_mvar | pf_q_a_to_mvar | pf_q_b_to_mvar | pf_q_c_to_mvar | pf_ikss_a_from_degree | pf_ikss_b_from_degree | pf_ikss_c_from_degree | pf_ikss_a_to_degree | pf_ikss_b_to_degree | pf_ikss_c_to_degree | 3xI0 | pf_vm_a_from_pu | pf_vm_b_from_pu | pf_vm_c_from_pu | pf_vm_a_to_pu | pf_vm_b_to_pu | pf_vm_c_to_pu | pf_va_a_from_degree | pf_va_b_from_degree | pf_va_c_from_degree | pf_va_a_to_degree | pf_va_b_to_degree | pf_va_c_to_degree
Line0_1_2 | 0.11663 | 0.1114 | 0.11423 | 0.11663 | 0.1114 | 0.11423 | 0.026935 | 0.025726 | 0.026381 | 0.026935 | 0.025726 | 0.026381 | -0.0025656 | -0.0018662 | -0.0010736 | 0.0027026 | 0.0019928 | 0.0012004 | -0.030739 | -0.02953 | -0.030273 | 0.031008 | 0.029781 | 0.030535 | 94.7184 | -26.3041 | -147.7885 | -85.2816 | 153.6959 | 32.2115 |  | 1.1452 | 1.1502 | 1.1483 | 1.1556 | 1.1602 | 1.1584 | -0.052589 | -119.9202 | 120.1805 | -0.2629 | -120.1323 | 119.9602
Line10_11_12 | 0.10437 | 0.099691 | 0.10238 | 0.10437 | 0.099691 | 0.10238 | 0.024102 | 0.023023 | 0.023643 | 0.024102 | 0.023023 | 0.023643 | -0.0024463 | -0.0017489 | -0.0010582 | 0.0025562 | 0.0018502 | 0.00116 | -0.027942 | -0.026837 | -0.027555 | 0.028157 | 0.027038 | 0.027765 | 94.5742 | -26.5725 | -148.0158 | -85.4258 | 153.4275 | 31.9842 |  | 1.1637 | 1.1681 | 1.1663 | 1.173 | 1.1771 | 1.1754 | -0.42917 | -120.3011 | 119.7851 | -0.613 | -120.4872 | 119.5919
Line11_12_13 | 0.10437 | 0.099691 | 0.10238 | 0.10437 | 0.099691 | 0.10238 | 0.024102 | 0.023023 | 0.023643 | 0.024102 | 0.023023 | 0.023643 | -0.0025562 | -0.0018502 | -0.00116 | 0.002666 | 0.0019516 | 0.0012618 | -0.028157 | -0.027038 | -0.027765 | 0.028372 | 0.027239 | 0.027975 | 94.5742 | -26.5725 | -148.0158 | -85.4258 | 153.4275 | 31.9842 |  | 1.173 | 1.1771 | 1.1754 | 1.1823 | 1.1862 | 1.1845 | -0.613 | -120.4872 | 119.5919 | -0.79393 | -120.6705 | 119.4017
Line12_13_15 | 0 | 0 | 0 | 0 | 0 | 0 | 0 | 0 | 0 | 0 | 0 | 0 | 1.5453e-09 | 1.256e-09 | 4.9728e-10 | -1.3876e-09 | -1.2124e-09 | -6.9859e-10 | 6.2039e-10 | -4.546e-10 | 3.4662e-10 | -4.7967e-10 | 2.4708e-10 | -2.8096e-10 | 0 | 0 | 0 | 0 | 0 | 0 |  | 1.1823 | 1.1862 | 1.1845 | 1.1823 | 1.1862 | 1.1845 | -0.79393 | -120.6705 | 119.4017 | -0.79393 | -120.6705 | 119.4017
Line13_13_14 | 0.10437 | 0.099691 | 0.10238 | 0.10437 | 0.099691 | 0.10238 | 0.024102 | 0.023023 | 0.023643 | 0.024102 | 0.023023 | 0.023643 | -0.002666 | -0.0019516 | -0.0012618 | 0.0027759 | 0.0020529 | 0.0013636 | -0.028372 | -0.027239 | -0.027975 | 0.028587 | 0.02744 | 0.028185 | 94.5742 | -26.5725 | -148.0158 | -85.4258 | 153.4275 | 31.9842 |  | 1.1823 | 1.1862 | 1.1845 | 1.1916 | 1.1952 | 1.1935 | -0.79393 | -120.6705 | 119.4017 | -0.97205 | -120.851 | 119.2144
Line14_15_16 | 0 | 0 | 0 | 0 | 0 | 0 | 0 | 0 | 0 | 0 | 0 | 0 | 1.0302e-09 | 8.3732e-10 | 3.3152e-10 | -8.725e-10 | -7.9372e-10 | -5.3283e-10 | 4.136e-10 | -3.0307e-10 | 2.3108e-10 | -2.7288e-10 | 9.5547e-11 | -1.6542e-10 | 0 | 0 | 0 | 0 | 0 | 0 |  | 1.1823 | 1.1862 | 1.1845 | 1.1823 | 1.1862 | 1.1845 | -0.79393 | -120.6705 | 119.4017 | -0.79393 | -120.6705 | 119.4017
Line15_16_17 | 0 | 0 | 0 | 0 | 0 | 0 | 0 | 0 | 0 | 0 | 0 | 0 | 5.1511e-10 | 4.1866e-10 | 1.6576e-10 | -3.5739e-10 | -3.7506e-10 | -3.6707e-10 | 2.068e-10 | -1.5153e-10 | 1.1554e-10 | -6.6077e-11 | -5.5987e-11 | -4.9884e-11 | 0 | 0 | 0 | 0 | 0 | 0 |  | 1.1823 | 1.1862 | 1.1845 | 1.1823 | 1.1862 | 1.1845 | -0.79393 | -120.6705 | 119.4017 | -0.79393 | -120.6705 | 119.4017
Line16_4_18 | 0.037628 | 0 | 0 | 0.037628 | 0 | 0 | 0.0086898 | 0 | 0 | 0.0086898 | 0 | 0 | 0.0070911 | 3.8274e-10 | -6.0008e-11 | -0.0070793 | -2.6154e-10 | -2.5625e-10 | 0.0071029 | -2.9779e-10 | 4.1174e-11 | -0.0070793 | 1.9661e-12 | 1.6463e-12 | -45.2408 | 0 | 0 | 134.7592 | 0 | 0 |  | 1.155 | 1.1619 | 1.1604 | 1.1521 | 1.1614 | 1.1602 | -0.19316 | -119.9959 | 120.0495 | -0.24078 | -119.976 | 120.0202
Line17_5_19 | 0.1239 | 0.11834 | 0.12125 | 0.1239 | 0.11834 | 0.12125 | 0.028613 | 0.027329 | 0.028001 | 0.028613 | 0.027329 | 0.028001 | -0.0029292 | -0.0022121 | -0.0013595 | 0.0030838 | 0.002355 | 0.0015024 | -0.032953 | -0.031648 | -0.032424 | 0.033256 | 0.031931 | 0.032719 | 94.8049 | -26.1457 | -147.6512 | -85.1951 | 153.8543 | 32.3488 |  | 1.1562 | 1.1609 | 1.159 | 1.1673 | 1.1716 | 1.1698 | -0.27487 | -120.144 | 119.948 | -0.49296 | -120.3638 | 119.7197
Line1_1_3 | 0.10437 | 0.099691 | 0.10238 | 0.10437 | 0.099691 | 0.10238 | 0.024102 | 0.023023 | 0.023643 | 0.024102 | 0.023023 | 0.023643 | -0.0022266 | -0.0015463 | -0.00085453 | 0.0023364 | 0.0016476 | 0.00095634 | -0.027512 | -0.026435 | -0.027135 | 0.027727 | 0.026636 | 0.027345 | 94.5742 | -26.5725 | -148.0158 | -85.4258 | 153.4275 | 31.9842 |  | 1.1452 | 1.1502 | 1.1483 | 1.1545 | 1.1591 | 1.1573 | -0.052589 | -119.9202 | 120.1805 | -0.24239 | -120.1121 | 119.9812
Line2_1_4 | 0.10168 | 0.12553 | 0.1276 | 0.10168 | 0.12553 | 0.1276 | 0.023482 | 0.028989 | 0.029467 | 0.023482 | 0.028989 | 0.029467 | -0.004181 | -0.010323 | -0.0093921 | 0.0042824 | 0.01047 | 0.009566 | -0.026565 | -0.031704 | -0.032507 | 0.026782 | 0.032013 | 0.032827 | 98.8916 | -11.8847 | -133.704 | -81.1084 | 168.1153 | 46.296 |  | 1.1452 | 1.1502 | 1.1483 | 1.155 | 1.1619 | 1.1604 | -0.052589 | -119.9202 | 120.1805 | -0.19316 | -119.9959 | 120.0495
Line3_1_5 | 0.1239 | 0.11834 | 0.12125 | 0.1239 | 0.11834 | 0.12125 | 0.028613 | 0.027329 | 0.028001 | 0.028613 | 0.027329 | 0.028001 | -0.0027747 | -0.0020692 | -0.0012165 | 0.0029292 | 0.0022121 | 0.0013595 | -0.03265 | -0.031365 | -0.032129 | 0.032953 | 0.031648 | 0.032424 | 94.8049 | -26.1457 | -147.6512 | -85.1951 | 153.8543 | 32.3488 |  | 1.1452 | 1.1502 | 1.1483 | 1.1562 | 1.1609 | 1.159 | -0.052589 | -119.9202 | 120.1805 | -0.27487 | -120.144 | 119.948
Line4_2_6 | 0.11663 | 0.1114 | 0.11423 | 0.11663 | 0.1114 | 0.11423 | 0.026935 | 0.025726 | 0.026381 | 0.026935 | 0.025726 | 0.026381 | -0.0027026 | -0.0019928 | -0.0012004 | 0.0028397 | 0.0021193 | 0.0013272 | -0.031008 | -0.029781 | -0.030535 | 0.031276 | 0.030032 | 0.030797 | 94.7184 | -26.3041 | -147.7885 | -85.2816 | 153.6959 | 32.2115 |  | 1.1556 | 1.1602 | 1.1584 | 1.166 | 1.1703 | 1.1685 | -0.2629 | -120.1323 | 119.9602 | -0.46948 | -120.3408 | 119.7437
Line5_6_7 | 0.11663 | 0.1114 | 0.11423 | 0.11663 | 0.1114 | 0.11423 | 0.026935 | 0.025726 | 0.026381 | 0.026935 | 0.025726 | 0.026381 | -0.0028397 | -0.0021193 | -0.0013272 | 0.0029767 | 0.0022459 | 0.0014541 | -0.031276 | -0.030032 | -0.030797 | 0.031544 | 0.030283 | 0.031058 | 94.7184 | -26.3041 | -147.7885 | -85.2816 | 153.6959 | 32.2115 |  | 1.166 | 1.1703 | 1.1685 | 1.1763 | 1.1804 | 1.1786 | -0.46948 | -120.3408 | 119.7437 | -0.6724 | -120.5457 | 119.531
Line6_7_8 | 0 | 0 | 0 | 0 | 0 | 0 | 0 | 0 | 0 | 0 | 0 | 0 | 1.4734e-09 | 1.1878e-09 | 3.913e-10 | -1.3119e-09 | -1.1399e-09 | -6.0075e-10 | 6.1061e-10 | -5.0729e-10 | 3.1277e-10 | -4.6276e-10 | 2.9285e-10 | -2.4743e-10 | 0 | 0 | 0 | 0 | 0 | 0 |  | 1.1763 | 1.1804 | 1.1786 | 1.1763 | 1.1804 | 1.1786 | -0.6724 | -120.5457 | 119.531 | -0.6724 | -120.5457 | 119.531
Line7_8_9 | 0 | 0 | 0 | 0 | 0 | 0 | 0 | 0 | 0 | 0 | 0 | 0 | 4.9114e-10 | 3.9594e-10 | 1.3043e-10 | -3.2961e-10 | -3.4802e-10 | -3.3988e-10 | 2.0354e-10 | -1.691e-10 | 1.0426e-10 | -5.568e-11 | -4.5346e-11 | -3.8915e-11 | 0 | 0 | 0 | 0 | 0 | 0 |  | 1.1763 | 1.1804 | 1.1786 | 1.1763 | 1.1804 | 1.1786 | -0.6724 | -120.5457 | 119.531 | -0.6724 | -120.5457 | 119.531
Line8_8_10 | 0 | 0 | 0 | 0 | 0 | 0 | 0 | 0 | 0 | 0 | 0 | 0 | 4.9114e-10 | 3.9594e-10 | 1.3043e-10 | -3.2961e-10 | -3.4802e-10 | -3.3988e-10 | 2.0354e-10 | -1.691e-10 | 1.0426e-10 | -5.568e-11 | -4.5345e-11 | -3.8915e-11 | 0 | 0 | 0 | 0 | 0 | 0 |  | 1.1763 | 1.1804 | 1.1786 | 1.1763 | 1.1804 | 1.1786 | -0.6724 | -120.5457 | 119.531 | -0.6724 | -120.5457 | 119.531
Line9_3_11 | 0.10437 | 0.099691 | 0.10238 | 0.10437 | 0.099691 | 0.10238 | 0.024102 | 0.023023 | 0.023643 | 0.024102 | 0.023023 | 0.023643 | -0.0023364 | -0.0016476 | -0.00095634 | 0.0024463 | 0.0017489 | 0.0010582 | -0.027727 | -0.026636 | -0.027345 | 0.027942 | 0.026837 | 0.027555 | 94.5742 | -26.5725 | -148.0158 | -85.4258 | 153.4275 | 31.9842 |  | 1.1545 | 1.1591 | 1.1573 | 1.1637 | 1.1681 | 1.1663 | -0.24239 | -120.1121 | 119.9812 | -0.42917 | -120.3011 | 119.7851

## LG_min_6
name | pf_ikss_a_from_ka | pf_ikss_b_from_ka | pf_ikss_c_from_ka | pf_ikss_a_to_ka | pf_ikss_b_to_ka | pf_ikss_c_to_ka | pf_skss_a_from_mw | pf_skss_b_from_mw | pf_skss_c_from_mw | pf_skss_a_to_mw | pf_skss_b_to_mw | pf_skss_c_to_mw | pf_p_a_from_mw | pf_p_b_from_mw | pf_p_c_from_mw | pf_p_a_to_mw | pf_p_b_to_mw | pf_p_c_to_mw | pf_q_a_from_mvar | pf_q_b_from_mvar | pf_q_c_from_mvar | pf_q_a_to_mvar | pf_q_b_to_mvar | pf_q_c_to_mvar | pf_ikss_a_from_degree | pf_ikss_b_from_degree | pf_ikss_c_from_degree | pf_ikss_a_to_degree | pf_ikss_b_to_degree | pf_ikss_c_to_degree | 3xI0 | pf_vm_a_from_pu | pf_vm_b_from_pu | pf_vm_c_from_pu | pf_vm_a_to_pu | pf_vm_b_to_pu | pf_vm_c_to_pu | pf_va_a_from_degree | pf_va_b_from_degree | pf_va_c_from_degree | pf_va_a_to_degree | pf_va_b_to_degree | pf_va_c_to_degree
Line0_1_2 | 0.025767 | 0.025326 | 0.025243 | 0.025767 | 0.025326 | 0.025243 | 0.0059506 | 0.0058488 | 0.0058295 | 0.0059506 | 0.0058488 | 0.0058296 | -0.00024599 | -0.0046663 | 0.0049397 | 0.00025244 | 0.0046725 | -0.0049337 | -0.00025527 | 0.0081174 | 0.0076281 | 0.000262 | -0.0081111 | -0.0076219 | 92.8442 | 92.73 | 92.7991 | -87.1558 | -87.27 | -87.2009 |  | 0.059576 | 1.6009 | 1.5589 | 0.061142 | 1.6004 | 1.5574 | -41.0953 | -147.3772 | 149.8736 | -41.0912 | -147.3252 | 149.8841
Line10_11_12 | 0.025702 | 0.025263 | 0.02518 | 0.025703 | 0.025263 | 0.02518 | 0.0059357 | 0.0058341 | 0.005815 | 0.0059358 | 0.0058342 | 0.0058151 | -0.00025881 | -0.0046476 | 0.0049333 | 0.00026523 | 0.0046537 | -0.0049274 | -0.00026744 | 0.0080955 | 0.0075848 | 0.00027414 | -0.0080892 | -0.0075786 | 92.9801 | 92.8666 | 92.9351 | -87.0199 | -87.1334 | -87.0649 |  | 0.0627 | 1.6 | 1.556 | 0.064262 | 1.5996 | 1.5545 | -41.0806 | -147.2735 | 149.8942 | -41.0737 | -147.2216 | 149.9046
Line11_12_13 | 0.025703 | 0.025263 | 0.02518 | 0.025703 | 0.025263 | 0.02518 | 0.0059358 | 0.0058342 | 0.0058151 | 0.0059358 | 0.0058343 | 0.0058152 | -0.00026523 | -0.0046537 | 0.0049274 | 0.00027165 | 0.0046599 | -0.0049214 | -0.00027414 | 0.0080892 | 0.0075786 | 0.00028084 | -0.008083 | -0.0075724 | 92.98 | 92.8665 | 92.9351 | -87.02 | -87.1335 | -87.0649 |  | 0.064262 | 1.5996 | 1.5545 | 0.065824 | 1.5992 | 1.553 | -41.0737 | -147.2216 | 149.9046 | -41.0672 | -147.1697 | 149.9149
Line12_13_15 | 0 | 0 | 0 | 0 | 0 | 0 | 0 | 0 | 0 | 0 | 0 | 0 | 9.6331e-09 | 1.9004e-07 | -1.7441e-07 | -6.2651e-09 | -1.3111e-07 | 1.1212e-07 | 1.0942e-08 | -2.989e-07 | -2.9648e-07 | -7.4453e-09 | 1.9672e-07 | 2.0035e-07 | 0 | 0 | 0 | 0 | 0 | 0 |  | 0.065824 | 1.5992 | 1.553 | 0.065824 | 1.5992 | 1.553 | -41.0672 | -147.1697 | 149.9149 | -41.0672 | -147.1697 | 149.9149
Line13_13_14 | 0.025704 | 0.025264 | 0.025181 | 0.025704 | 0.025264 | 0.025182 | 0.0059361 | 0.0058345 | 0.0058154 | 0.0059361 | 0.0058346 | 0.0058155 | -0.00027166 | -0.0046601 | 0.0049216 | 0.00027808 | 0.0046663 | -0.0049156 | -0.00028085 | 0.0080833 | 0.0075727 | 0.00028755 | -0.008077 | -0.0075665 | 92.9799 | 92.8664 | 92.935 | -87.0201 | -87.1336 | -87.065 |  | 0.065824 | 1.5992 | 1.553 | 0.067386 | 1.5988 | 1.5516 | -41.0672 | -147.1697 | 149.9149 | -41.061 | -147.1177 | 149.9253
Line14_15_16 | 0 | 0 | 0 | 0 | 0 | 0 | 0 | 0 | 0 | 0 | 0 | 0 | 6.4221e-09 | 1.2669e-07 | -1.1628e-07 | -3.0541e-09 | -6.7767e-08 | 5.3983e-08 | 7.2947e-09 | -1.9927e-07 | -1.9765e-07 | -3.798e-09 | 9.709e-08 | 1.0152e-07 | 0 | 0 | 0 | 0 | 0 | 0 |  | 0.065824 | 1.5992 | 1.553 | 0.065824 | 1.5992 | 1.553 | -41.0672 | -147.1697 | 149.9149 | -41.0672 | -147.1697 | 149.9149
Line15_16_17 | 0 | 0 | 0 | 0 | 0 | 0 | 0 | 0 | 0 | 0 | 0 | 0 | 3.211e-09 | 6.3346e-08 | -5.8138e-08 | 1.5698e-10 | -4.4212e-09 | -4.1547e-09 | 3.6474e-09 | -9.9633e-08 | -9.8826e-08 | -1.5063e-10 | -2.5436e-09 | 2.6979e-09 | 0 | 0 | 0 | 0 | 0 | 0 |  | 0.065824 | 1.5992 | 1.553 | 0.065824 | 1.5992 | 1.553 | -41.0672 | -147.1697 | 149.9149 | -41.0672 | -147.1697 | 149.9149
Line16_4_18 | 0.30582 | 0 | 0 | 0.30582 | 0 | 0 | 0.070627 | 0 | 0 | 0.070627 | 0 | 0 | 0.0014965 | 6.5179e-08 | -5.7763e-08 | 4.7128e-15 | -4.3913e-09 | -4.094e-09 | 0.0015588 | -1.001e-07 | -1.005e-07 | -9.3364e-15 | -2.5173e-09 | 2.6892e-09 | -87.2947 | 0 | 0 | 92.7053 | 0 | 0 |  | 0.030595 | 1.5987 | 1.5515 | 0 | 1.5971 | 1.5454 | -41.1256 | -147.1147 | 149.9269 | 0 | -146.9037 | 149.9704
Line17_5_19 | 0.025801 | 0.025359 | 0.025276 | 0.025801 | 0.025359 | 0.025276 | 0.0059584 | 0.0058564 | 0.0058372 | 0.0059585 | 0.0058565 | 0.0058372 | -0.00025248 | -0.0046884 | 0.0049309 | 0.00025894 | 0.0046946 | -0.0049249 | -0.00026265 | 0.008116 | 0.0076376 | 0.0002694 | -0.0081098 | -0.0076314 | 92.7759 | 92.6613 | 92.7307 | -87.2241 | -87.3387 | -87.2693 |  | 0.061144 | 1.6004 | 1.5574 | 0.062712 | 1.6 | 1.556 | -41.093 | -147.3251 | 149.8841 | -41.0907 | -147.273 | 149.8947
Line1_1_3 | 0.025702 | 0.025262 | 0.025179 | 0.025702 | 0.025262 | 0.025179 | 0.0059355 | 0.005834 | 0.0058149 | 0.0059356 | 0.0058341 | 0.0058149 | -0.00024598 | -0.0046352 | 0.0049453 | 0.00025239 | 0.0046414 | -0.0049393 | -0.00025405 | 0.008108 | 0.0075972 | 0.00026074 | -0.0081017 | -0.007591 | 92.9801 | 92.8666 | 92.9352 | -87.0199 | -87.1334 | -87.0648 |  | 0.059576 | 1.6009 | 1.5589 | 0.061138 | 1.6004 | 1.5575 | -41.0953 | -147.3772 | 149.8736 | -41.0878 | -147.3254 | 149.8839
Line2_1_4 | 0.27956 | 0.025391 | 0.025255 | 0.27956 | 0.025392 | 0.025255 | 0.064561 | 0.0058639 | 0.0058323 | 0.064561 | 0.0058639 | 0.0058324 | 0.0026655 | -0.0047171 | 0.0049327 | -0.0013696 | 0.004748 | -0.004902 | 0.0027729 | 0.008116 | 0.0076378 | -0.0014233 | -0.0080837 | -0.0076058 | -87.2262 | 92.4573 | 92.7291 | 92.7738 | -87.5427 | -87.2709 |  | 0.059576 | 1.6009 | 1.5589 | 0.030595 | 1.5987 | 1.5515 | -41.0953 | -147.3772 | 149.8736 | -41.1256 | -147.1147 | 149.9269
Line3_1_5 | 0.0258 | 0.025359 | 0.025275 | 0.025801 | 0.025359 | 0.025276 | 0.0059583 | 0.0058564 | 0.0058371 | 0.0059584 | 0.0058564 | 0.0058372 | -0.00024601 | -0.0046821 | 0.0049369 | 0.00025248 | 0.0046884 | -0.0049309 | -0.0002559 | 0.0081223 | 0.0076439 | 0.00026265 | -0.008116 | -0.0076376 | 92.7759 | 92.6613 | 92.7308 | -87.2241 | -87.3387 | -87.2692 |  | 0.059576 | 1.6009 | 1.5589 | 0.061144 | 1.6004 | 1.5574 | -41.0953 | -147.3772 | 149.8736 | -41.093 | -147.3251 | 149.8841
Line4_2_6 | 0.025767 | 0.025326 | 0.025243 | 0.025767 | 0.025326 | 0.025243 | 0.0059506 | 0.0058488 | 0.0058296 | 0.0059507 | 0.0058489 | 0.0058297 | -0.00025244 | -0.0046725 | 0.0049336 | 0.00025889 | 0.0046787 | -0.0049276 | -0.000262 | 0.0081111 | 0.0076219 | 0.00026874 | -0.0081048 | -0.0076156 | 92.8442 | 92.7299 | 92.7991 | -87.1558 | -87.2701 | -87.2009 |  | 0.061142 | 1.6004 | 1.5574 | 0.062708 | 1.6 | 1.556 | -41.0912 | -147.3252 | 149.8841 | -41.0873 | -147.2732 | 149.8945
Line5_6_7 | 0.025767 | 0.025326 | 0.025243 | 0.025768 | 0.025327 | 0.025244 | 0.0059507 | 0.0058489 | 0.0058297 | 0.0059508 | 0.005849 | 0.0058297 | -0.00025889 | -0.0046787 | 0.0049276 | 0.00026535 | 0.0046849 | -0.0049216 | -0.00026874 | 0.0081048 | 0.0076156 | 0.00027547 | -0.0080985 | -0.0076094 | 92.8442 | 92.7299 | 92.7991 | -87.1558 | -87.2701 | -87.2009 |  | 0.062708 | 1.6 | 1.556 | 0.064274 | 1.5996 | 1.5545 | -41.0873 | -147.2732 | 149.8945 | -41.0836 | -147.2211 | 149.905
Line6_7_8 | 0 | 0 | 0 | 0 | 0 | 0 | 0 | 0 | 0 | 0 | 0 | 0 | 9.4085e-09 | 1.9041e-07 | -1.745e-07 | -6.1187e-09 | -1.3137e-07 | 1.1216e-07 | 1.0706e-08 | -2.993e-07 | -2.973e-07 | -7.2845e-09 | 1.9698e-07 | 2.009e-07 | 0 | 0 | 0 | 0 | 0 | 0 |  | 0.064274 | 1.5996 | 1.5545 | 0.064274 | 1.5996 | 1.5545 | -41.0836 | -147.2211 | 149.905 | -41.0836 | -147.2211 | 149.905
Line7_8_9 | 0 | 0 | 0 | 0 | 0 | 0 | 0 | 0 | 0 | 0 | 0 | 0 | 3.1362e-09 | 6.347e-08 | -5.8166e-08 | 1.5361e-10 | -4.4271e-09 | -4.1665e-09 | 3.5687e-09 | -9.9767e-08 | -9.9102e-08 | -1.4713e-10 | -2.5487e-09 | 2.6996e-09 | 0 | 0 | 0 | 0 | 0 | 0 |  | 0.064274 | 1.5996 | 1.5545 | 0.064274 | 1.5996 | 1.5545 | -41.0836 | -147.2211 | 149.905 | -41.0836 | -147.2211 | 149.905
Line8_8_10 | 0 | 0 | 0 | 0 | 0 | 0 | 0 | 0 | 0 | 0 | 0 | 0 | 3.1362e-09 | 6.347e-08 | -5.8166e-08 | 1.5361e-10 | -4.4271e-09 | -4.1665e-09 | 3.5687e-09 | -9.9767e-08 | -9.9102e-08 | -1.4713e-10 | -2.5487e-09 | 2.6996e-09 | 0 | 0 | 0 | 0 | 0 | 0 |  | 0.064274 | 1.5996 | 1.5545 | 0.064274 | 1.5996 | 1.5545 | -41.0836 | -147.2211 | 149.905 | -41.0836 | -147.2211 | 149.905
Line9_3_11 | 0.025702 | 0.025262 | 0.025179 | 0.025702 | 0.025263 | 0.02518 | 0.0059356 | 0.0058341 | 0.0058149 | 0.0059357 | 0.0058341 | 0.005815 | -0.00025239 | -0.0046414 | 0.0049393 | 0.00025881 | 0.0046476 | -0.0049333 | -0.00026074 | 0.0081017 | 0.007591 | 0.00026744 | -0.0080955 | -0.0075848 | 92.9801 | 92.8666 | 92.9352 | -87.0199 | -87.1334 | -87.0648 |  | 0.061138 | 1.6004 | 1.5575 | 0.0627 | 1.6 | 1.556 | -41.0878 | -147.3254 | 149.8839 | -41.0806 | -147.2735 | 149.8942

## LG_min_10
name | pf_ikss_a_from_ka | pf_ikss_b_from_ka | pf_ikss_c_from_ka | pf_ikss_a_to_ka | pf_ikss_b_to_ka | pf_ikss_c_to_ka | pf_skss_a_from_mw | pf_skss_b_from_mw | pf_skss_c_from_mw | pf_skss_a_to_mw | pf_skss_b_to_mw | pf_skss_c_to_mw | pf_p_a_from_mw | pf_p_b_from_mw | pf_p_c_from_mw | pf_p_a_to_mw | pf_p_b_to_mw | pf_p_c_to_mw | pf_q_a_from_mvar | pf_q_b_from_mvar | pf_q_c_from_mvar | pf_q_a_to_mvar | pf_q_b_to_mvar | pf_q_c_to_mvar | pf_ikss_a_from_degree | pf_ikss_b_from_degree | pf_ikss_c_from_degree | pf_ikss_a_to_degree | pf_ikss_b_to_degree | pf_ikss_c_to_degree | 3xI0 | pf_vm_a_from_pu | pf_vm_b_from_pu | pf_vm_c_from_pu | pf_vm_a_to_pu | pf_vm_b_to_pu | pf_vm_c_to_pu | pf_va_a_from_degree | pf_va_b_from_degree | pf_va_c_from_degree | pf_va_a_to_degree | pf_va_b_to_degree | pf_va_c_to_degree
Line0_1_2 | 0.024411 | 0.023993 | 0.023914 | 0.024411 | 0.023993 | 0.023914 | 0.0056374 | 0.0055409 | 0.0055227 | 0.0056375 | 0.005541 | 0.0055228 | -0.00022078 | -0.0041881 | 0.0044334 | 0.00022657 | 0.0041936 | -0.004428 | -0.00022911 | 0.0072854 | 0.0068463 | 0.00023515 | -0.0072798 | -0.0068407 | 92.8442 | 92.73 | 92.7991 | -87.1558 | -87.27 | -87.2009 |  | 0.05644 | 1.5166 | 1.4769 | 0.057924 | 1.5162 | 1.4755 | -41.0953 | -147.3772 | 149.8736 | -41.0912 | -147.3252 | 149.8841
Line10_11_12 | 0.02435 | 0.023933 | 0.023855 | 0.02435 | 0.023933 | 0.023855 | 0.0056233 | 0.0055271 | 0.005509 | 0.0056233 | 0.0055272 | 0.005509 | -0.00023229 | -0.0041712 | 0.0044277 | 0.00023805 | 0.0041768 | -0.0044223 | -0.00024003 | 0.0072658 | 0.0068074 | 0.00024604 | -0.0072601 | -0.0068019 | 92.9801 | 92.8666 | 92.9351 | -87.0199 | -87.1334 | -87.0649 |  | 0.0594 | 1.5158 | 1.4741 | 0.06088 | 1.5154 | 1.4727 | -41.0806 | -147.2735 | 149.8942 | -41.0737 | -147.2216 | 149.9046
Line11_12_13 | 0.02435 | 0.023933 | 0.023855 | 0.02435 | 0.023934 | 0.023855 | 0.0056233 | 0.0055272 | 0.005509 | 0.0056234 | 0.0055272 | 0.0055091 | -0.00023805 | -0.0041768 | 0.0044223 | 0.00024381 | 0.0041823 | -0.004417 | -0.00024604 | 0.0072601 | 0.0068019 | 0.00025205 | -0.0072545 | -0.0067963 | 92.98 | 92.8665 | 92.9351 | -87.02 | -87.1335 | -87.0649 |  | 0.06088 | 1.5154 | 1.4727 | 0.062359 | 1.515 | 1.4713 | -41.0737 | -147.2216 | 149.9046 | -41.0672 | -147.1697 | 149.9149
Line12_13_15 | 0 | 0 | 0 | 0 | 0 | 0 | 0 | 0 | 0 | 0 | 0 | 0 | 8.6458e-09 | 1.7056e-07 | -1.5654e-07 | -5.623e-09 | -1.1767e-07 | 1.0063e-07 | 9.8206e-09 | -2.6826e-07 | -2.6609e-07 | -6.6822e-09 | 1.7656e-07 | 1.7982e-07 | 0 | 0 | 0 | 0 | 0 | 0 |  | 0.062359 | 1.515 | 1.4713 | 0.062359 | 1.515 | 1.4713 | -41.0672 | -147.1697 | 149.9149 | -41.0672 | -147.1697 | 149.9149
Line13_13_14 | 0.024351 | 0.023934 | 0.023856 | 0.024351 | 0.023935 | 0.023856 | 0.0056236 | 0.0055274 | 0.0055093 | 0.0056237 | 0.0055275 | 0.0055094 | -0.00024381 | -0.0041825 | 0.0044171 | 0.00024958 | 0.004188 | -0.0044118 | -0.00025206 | 0.0072548 | 0.0067966 | 0.00025807 | -0.0072492 | -0.006791 | 92.9799 | 92.8664 | 92.935 | -87.0201 | -87.1336 | -87.065 |  | 0.062359 | 1.515 | 1.4713 | 0.063839 | 1.5146 | 1.4699 | -41.0672 | -147.1697 | 149.9149 | -41.061 | -147.1177 | 149.9253
Line14_15_16 | 0 | 0 | 0 | 0 | 0 | 0 | 0 | 0 | 0 | 0 | 0 | 0 | 5.7639e-09 | 1.1371e-07 | -1.0436e-07 | -2.741e-09 | -6.0821e-08 | 4.845e-08 | 6.547e-09 | -1.7884e-07 | -1.7739e-07 | -3.4087e-09 | 8.7139e-08 | 9.1119e-08 | 0 | 0 | 0 | 0 | 0 | 0 |  | 0.062359 | 1.515 | 1.4713 | 0.062359 | 1.515 | 1.4713 | -41.0672 | -147.1697 | 149.9149 | -41.0672 | -147.1697 | 149.9149
Line15_16_17 | 0 | 0 | 0 | 0 | 0 | 0 | 0 | 0 | 0 | 0 | 0 | 0 | 2.8819e-09 | 5.6853e-08 | -5.2179e-08 | 1.4089e-10 | -3.968e-09 | -3.7289e-09 | 3.2735e-09 | -8.9422e-08 | -8.8697e-08 | -1.3519e-10 | -2.2829e-09 | 2.4214e-09 | 0 | 0 | 0 | 0 | 0 | 0 |  | 0.062359 | 1.515 | 1.4713 | 0.062359 | 1.515 | 1.4713 | -41.0672 | -147.1697 | 149.9149 | -41.0672 | -147.1697 | 149.9149
Line16_4_18 | 0.28973 | 0 | 0 | 0.28973 | 0 | 0 | 0.06691 | 0 | 0 | 0.06691 | 0 | 0 | 0.0013431 | 5.8499e-08 | -5.1843e-08 | 4.245e-15 | -3.9412e-09 | -3.6744e-09 | 0.001399 | -8.9841e-08 | -9.0199e-08 | -8.381e-15 | -2.2593e-09 | 2.4136e-09 | -87.2947 | 0 | 0 | 92.7053 | 0 | 0 |  | 0.028985 | 1.5146 | 1.4698 | 0 | 1.513 | 1.4641 | -41.1256 | -147.1147 | 149.9269 | 0 | -146.9037 | 149.9704
Line17_5_19 | 0.024443 | 0.024024 | 0.023945 | 0.024443 | 0.024025 | 0.023946 | 0.0056448 | 0.0055482 | 0.0055299 | 0.0056449 | 0.0055483 | 0.00553 | -0.0002266 | -0.0042078 | 0.0044255 | 0.0002324 | 0.0042134 | -0.0044201 | -0.00023573 | 0.0072842 | 0.0068548 | 0.00024179 | -0.0072786 | -0.0068492 | 92.7759 | 92.6613 | 92.7307 | -87.2241 | -87.3387 | -87.2693 |  | 0.057926 | 1.5162 | 1.4755 | 0.059411 | 1.5158 | 1.4741 | -41.093 | -147.3251 | 149.8841 | -41.0907 | -147.273 | 149.8947
Line1_1_3 | 0.024349 | 0.023932 | 0.023854 | 0.024349 | 0.023933 | 0.023854 | 0.0056231 | 0.0055269 | 0.0055088 | 0.0056232 | 0.005527 | 0.0055089 | -0.00022077 | -0.0041602 | 0.0044384 | 0.00022653 | 0.0041657 | -0.0044331 | -0.00022801 | 0.007277 | 0.0068185 | 0.00023402 | -0.0072714 | -0.006813 | 92.9801 | 92.8666 | 92.9352 | -87.0199 | -87.1334 | -87.0648 |  | 0.05644 | 1.5166 | 1.4769 | 0.05792 | 1.5162 | 1.4755 | -41.0953 | -147.3772 | 149.8736 | -41.0878 | -147.3254 | 149.8839
Line2_1_4 | 0.26484 | 0.024055 | 0.023925 | 0.26484 | 0.024055 | 0.023926 | 0.061163 | 0.0055553 | 0.0055253 | 0.061163 | 0.0055553 | 0.0055254 | 0.0023923 | -0.0042336 | 0.0044271 | -0.0012292 | 0.0042614 | -0.0043996 | 0.0024887 | 0.0072842 | 0.0068549 | -0.0012774 | -0.0072552 | -0.0068263 | -87.2262 | 92.4573 | 92.7291 | 92.7738 | -87.5427 | -87.2709 |  | 0.05644 | 1.5166 | 1.4769 | 0.028985 | 1.5146 | 1.4698 | -41.0953 | -147.3772 | 149.8736 | -41.1256 | -147.1147 | 149.9269
Line3_1_5 | 0.024442 | 0.024024 | 0.023945 | 0.024443 | 0.024024 | 0.023945 | 0.0056447 | 0.0055481 | 0.0055299 | 0.0056448 | 0.0055482 | 0.0055299 | -0.0002208 | -0.0042023 | 0.0044309 | 0.0002266 | 0.0042078 | -0.0044255 | -0.00022967 | 0.0072899 | 0.0068604 | 0.00023573 | -0.0072842 | -0.0068548 | 92.7759 | 92.6613 | 92.7308 | -87.2241 | -87.3387 | -87.2692 |  | 0.05644 | 1.5166 | 1.4769 | 0.057926 | 1.5162 | 1.4755 | -41.0953 | -147.3772 | 149.8736 | -41.093 | -147.3251 | 149.8841
Line4_2_6 | 0.024411 | 0.023993 | 0.023914 | 0.024411 | 0.023993 | 0.023915 | 0.0056375 | 0.005541 | 0.0055228 | 0.0056375 | 0.0055411 | 0.0055228 | -0.00022657 | -0.0041936 | 0.004428 | 0.00023236 | 0.0041992 | -0.0044226 | -0.00023515 | 0.0072798 | 0.0068407 | 0.00024119 | -0.0072741 | -0.0068351 | 92.8442 | 92.7299 | 92.7991 | -87.1558 | -87.2701 | -87.2009 |  | 0.057924 | 1.5162 | 1.4755 | 0.059407 | 1.5158 | 1.4741 | -41.0912 | -147.3252 | 149.8841 | -41.0873 | -147.2732 | 149.8945
Line5_6_7 | 0.024411 | 0.023993 | 0.023915 | 0.024411 | 0.023994 | 0.023915 | 0.0056375 | 0.0055411 | 0.0055228 | 0.0056376 | 0.0055411 | 0.0055229 | -0.00023236 | -0.0041992 | 0.0044226 | 0.00023815 | 0.0042048 | -0.0044172 | -0.00024119 | 0.0072741 | 0.0068351 | 0.00024723 | -0.0072685 | -0.0068295 | 92.8442 | 92.7299 | 92.7991 | -87.1558 | -87.2701 | -87.2009 |  | 0.059407 | 1.5158 | 1.4741 | 0.060891 | 1.5154 | 1.4727 | -41.0873 | -147.2732 | 149.8945 | -41.0836 | -147.2211 | 149.905
Line6_7_8 | 0 | 0 | 0 | 0 | 0 | 0 | 0 | 0 | 0 | 0 | 0 | 0 | 8.4442e-09 | 1.7089e-07 | -1.5661e-07 | -5.4916e-09 | -1.179e-07 | 1.0067e-07 | 9.6088e-09 | -2.6862e-07 | -2.6683e-07 | -6.5379e-09 | 1.7679e-07 | 1.8031e-07 | 0 | 0 | 0 | 0 | 0 | 0 |  | 0.060891 | 1.5154 | 1.4727 | 0.060891 | 1.5154 | 1.4727 | -41.0836 | -147.2211 | 149.905 | -41.0836 | -147.2211 | 149.905
Line7_8_9 | 0 | 0 | 0 | 0 | 0 | 0 | 0 | 0 | 0 | 0 | 0 | 0 | 2.8147e-09 | 5.6964e-08 | -5.2204e-08 | 1.3786e-10 | -3.9734e-09 | -3.7395e-09 | 3.2029e-09 | -8.9541e-08 | -8.8944e-08 | -1.3205e-10 | -2.2875e-09 | 2.4229e-09 | 0 | 0 | 0 | 0 | 0 | 0 |  | 0.060891 | 1.5154 | 1.4727 | 0.060891 | 1.5154 | 1.4727 | -41.0836 | -147.2211 | 149.905 | -41.0836 | -147.2211 | 149.905
Line8_8_10 | 0 | 0 | 0 | 0 | 0 | 0 | 0 | 0 | 0 | 0 | 0 | 0 | 2.8147e-09 | 5.6964e-08 | -5.2204e-08 | 1.3786e-10 | -3.9734e-09 | -3.7395e-09 | 3.2029e-09 | -8.9541e-08 | -8.8944e-08 | -1.3205e-10 | -2.2875e-09 | 2.4229e-09 | 0 | 0 | 0 | 0 | 0 | 0 |  | 0.060891 | 1.5154 | 1.4727 | 0.060891 | 1.5154 | 1.4727 | -41.0836 | -147.2211 | 149.905 | -41.0836 | -147.2211 | 149.905
Line9_3_11 | 0.024349 | 0.023933 | 0.023854 | 0.02435 | 0.023933 | 0.023855 | 0.0056232 | 0.005527 | 0.0055089 | 0.0056233 | 0.0055271 | 0.005509 | -0.00022653 | -0.0041657 | 0.0044331 | 0.00023229 | 0.0041712 | -0.0044277 | -0.00023402 | 0.0072714 | 0.006813 | 0.00024003 | -0.0072658 | -0.0068074 | 92.9801 | 92.8666 | 92.9352 | -87.0199 | -87.1334 | -87.0648 |  | 0.05792 | 1.5162 | 1.4755 | 0.0594 | 1.5158 | 1.4741 | -41.0878 | -147.3254 | 149.8839 | -41.0806 | -147.2735 | 149.8942

## LG_min_fault_6
name | pf_ikss_a_from_ka | pf_ikss_b_from_ka | pf_ikss_c_from_ka | pf_ikss_a_to_ka | pf_ikss_b_to_ka | pf_ikss_c_to_ka | pf_skss_a_from_mw | pf_skss_b_from_mw | pf_skss_c_from_mw | pf_skss_a_to_mw | pf_skss_b_to_mw | pf_skss_c_to_mw | pf_p_a_from_mw | pf_p_b_from_mw | pf_p_c_from_mw | pf_p_a_to_mw | pf_p_b_to_mw | pf_p_c_to_mw | pf_q_a_from_mvar | pf_q_b_from_mvar | pf_q_c_from_mvar | pf_q_a_to_mvar | pf_q_b_to_mvar | pf_q_c_to_mvar | pf_ikss_a_from_degree | pf_ikss_b_from_degree | pf_ikss_c_from_degree | pf_ikss_a_to_degree | pf_ikss_b_to_degree | pf_ikss_c_to_degree | 3xI0 | pf_vm_a_from_pu | pf_vm_b_from_pu | pf_vm_c_from_pu | pf_vm_a_to_pu | pf_vm_b_to_pu | pf_vm_c_to_pu | pf_va_a_from_degree | pf_va_b_from_degree | pf_va_c_from_degree | pf_va_a_to_degree | pf_va_b_to_degree | pf_va_c_to_degree
Line0_1_2 | 0.0024268 | 0.0023852 | 0.0023774 | 0.0024268 | 0.0023853 | 0.0023774 | 0.00056043 | 0.00055085 | 0.00054903 | 0.00056044 | 0.00055085 | 0.00054904 | -0.00035252 | -0.00016692 | 0.00051131 | 0.00035258 | 0.00016698 | -0.00051126 | -0.0003509 | 0.0005413 | -5.8423e-05 | 0.00035097 | -0.00054125 | 5.848e-05 | 131.5052 | 131.3909 | 131.4601 | -48.4948 | -48.6091 | -48.5399 |  | 0.88752 | 1.0283 | 0.93735 | 0.88766 | 1.0283 | 0.93726 | -3.6262 | -121.4707 | 124.9416 | -3.626 | -121.4638 | 124.9348
Line10_11_12 | 0.0024207 | 0.0023793 | 0.0023715 | 0.0024207 | 0.0023793 | 0.0023715 | 0.00055903 | 0.00054947 | 0.00054767 | 0.00055904 | 0.00054948 | 0.00054768 | -0.00035258 | -0.00016533 | 0.00050979 | 0.00035264 | 0.00016538 | -0.00050974 | -0.00034931 | 0.00054023 | -5.96e-05 | 0.00034937 | -0.00054018 | 5.9656e-05 | 131.641 | 131.5275 | 131.5961 | -48.359 | -48.4725 | -48.4039 |  | 0.88781 | 1.0282 | 0.93718 | 0.88796 | 1.0281 | 0.93709 | -3.6257 | -121.4569 | 124.9279 | -3.6255 | -121.45 | 124.921
Line11_12_13 | 0.0024207 | 0.0023793 | 0.0023715 | 0.0024207 | 0.0023793 | 0.0023715 | 0.00055904 | 0.00054948 | 0.00054768 | 0.00055905 | 0.00054948 | 0.00054768 | -0.00035264 | -0.00016538 | 0.00050974 | 0.0003527 | 0.00016544 | -0.0005097 | -0.00034937 | 0.00054018 | -5.9656e-05 | 0.00034944 | -0.00054013 | 5.9713e-05 | 131.641 | 131.5275 | 131.5961 | -48.359 | -48.4725 | -48.4039 |  | 0.88796 | 1.0281 | 0.93709 | 0.88811 | 1.0281 | 0.93701 | -3.6255 | -121.45 | 124.921 | -3.6252 | -121.443 | 124.9141
Line12_13_15 | 0 | 0 | 0 | 0 | 0 | 0 | 0 | 0 | 0 | 0 | 0 | 0 | 1.2534e-08 | 7.1633e-09 | -1.9495e-08 | -8.1606e-09 | -5.0709e-09 | 1.3029e-08 | 1.3641e-08 | -2.0214e-08 | 1.4074e-09 | -9.2894e-09 | 1.3386e-08 | -6.587e-10 | 0 | 0 | 0 | 0 | 0 | 0 |  | 0.88811 | 1.0281 | 0.93701 | 0.88811 | 1.0281 | 0.93701 | -3.6252 | -121.443 | 124.9141 | -3.6252 | -121.443 | 124.9141
Line13_13_14 | 0.0024208 | 0.0023794 | 0.0023716 | 0.0024209 | 0.0023795 | 0.0023717 | 0.00055907 | 0.0005495 | 0.0005477 | 0.00055907 | 0.00054951 | 0.00054771 | -0.00035271 | -0.00016545 | 0.00050972 | 0.00035277 | 0.0001655 | -0.00050967 | -0.00034945 | 0.00054015 | -5.9714e-05 | 0.00034952 | -0.0005401 | 5.977e-05 | 131.6408 | 131.5273 | 131.5959 | -48.3592 | -48.4727 | -48.4041 |  | 0.88811 | 1.0281 | 0.93701 | 0.88825 | 1.028 | 0.93692 | -3.6252 | -121.443 | 124.9141 | -3.625 | -121.4361 | 124.9072
Line14_15_16 | 0 | 0 | 0 | 0 | 0 | 0 | 0 | 0 | 0 | 0 | 0 | 0 | 8.356e-09 | 4.7755e-09 | -1.2997e-08 | -3.9826e-09 | -2.6831e-09 | 6.531e-09 | 9.0938e-09 | -1.3476e-08 | 9.383e-10 | -4.7425e-09 | 6.6477e-09 | -1.8956e-10 | 0 | 0 | 0 | 0 | 0 | 0 |  | 0.88811 | 1.0281 | 0.93701 | 0.88811 | 1.0281 | 0.93701 | -3.6252 | -121.443 | 124.9141 | -3.6252 | -121.443 | 124.9141
Line15_16_17 | 0 | 0 | 0 | 0 | 0 | 0 | 0 | 0 | 0 | 0 | 0 | 0 | 4.178e-09 | 2.3878e-09 | -6.4984e-09 | 1.9536e-10 | -2.9536e-10 | 3.2646e-11 | 4.5469e-09 | -6.7378e-09 | 4.6915e-10 | -1.9561e-10 | -9.0182e-11 | 2.7959e-10 | 0 | 0 | 0 | 0 | 0 | 0 |  | 0.88811 | 1.0281 | 0.93701 | 0.88811 | 1.0281 | 0.93701 | -3.6252 | -121.443 | 124.9141 | -3.6252 | -121.443 | 124.9141
Line16_4_18 | 0.028803 | 0 | 0 | 0.028803 | 0 | 0 | 0.0066518 | 0 | 0 | 0.0066518 | 0 | 0 | 0.0041613 | 2.4845e-09 | -6.58e-09 | -0.0041481 | -2.9389e-10 | 3.4324e-11 | 0.0041619 | -6.7936e-09 | 4.1049e-10 | -0.0041481 | -8.7937e-11 | 2.7746e-10 | -48.6338 | 0 | 0 | 131.3662 | 0 | 0 |  | 0.88479 | 1.028 | 0.93691 | 0.88191 | 1.0277 | 0.93656 | -3.63 | -121.4357 | 124.9068 | -3.6338 | -121.4076 | 124.8788
Line17_5_19 | 0.0024299 | 0.0023884 | 0.0023805 | 0.00243 | 0.0023884 | 0.0023805 | 0.00056117 | 0.00055157 | 0.00054975 | 0.00056118 | 0.00055158 | 0.00054976 | -0.00035262 | -0.00016785 | 0.00051199 | 0.00035268 | 0.0001679 | -0.00051195 | -0.00035185 | 0.00054175 | -5.7944e-05 | 0.00035191 | -0.0005417 | 5.8001e-05 | 131.4368 | 131.3222 | 131.3917 | -48.5632 | -48.6778 | -48.6083 |  | 0.88767 | 1.0283 | 0.93726 | 0.88781 | 1.0282 | 0.93717 | -3.626 | -121.4638 | 124.9347 | -3.6258 | -121.4568 | 124.9279
Line1_1_3 | 0.0024206 | 0.0023792 | 0.0023714 | 0.0024207 | 0.0023792 | 0.0023714 | 0.00055902 | 0.00054946 | 0.00054765 | 0.00055903 | 0.00054946 | 0.00054766 | -0.00035246 | -0.00016521 | 0.00050988 | 0.00035252 | 0.00016527 | -0.00050984 | -0.00034918 | 0.00054033 | -5.9487e-05 | 0.00034925 | -0.00054028 | 5.9544e-05 | 131.6411 | 131.5276 | 131.5962 | -48.3589 | -48.4724 | -48.4038 |  | 0.88752 | 1.0283 | 0.93735 | 0.88766 | 1.0283 | 0.93726 | -3.6262 | -121.4707 | 124.9416 | -3.626 | -121.4638 | 124.9348
Line2_1_4 | 0.026329 | 0.0023914 | 0.0023785 | 0.026329 | 0.0023914 | 0.0023786 | 0.0060805 | 0.00055227 | 0.0005493 | 0.0060805 | 0.00055228 | 0.0005493 | 0.00382 | -0.00016993 | 0.00051162 | -0.0038085 | 0.00017021 | -0.00051136 | 0.0038119 | 0.0005419 | -5.7825e-05 | -0.0037999 | -0.00054162 | 5.811e-05 | -48.5652 | 131.1183 | 131.39 | 131.4348 | -48.8817 | -48.61 |  | 0.88752 | 1.0283 | 0.93735 | 0.88479 | 1.028 | 0.93691 | -3.6262 | -121.4707 | 124.9416 | -3.63 | -121.4357 | 124.9068
Line3_1_5 | 0.0024299 | 0.0023883 | 0.0023805 | 0.0024299 | 0.0023884 | 0.0023805 | 0.00056116 | 0.00055156 | 0.00054975 | 0.00056117 | 0.00055157 | 0.00054975 | -0.00035256 | -0.00016779 | 0.00051204 | 0.00035262 | 0.00016785 | -0.00051199 | -0.00035178 | 0.0005418 | -5.7888e-05 | 0.00035185 | -0.00054175 | 5.7945e-05 | 131.4369 | 131.3223 | 131.3917 | -48.5631 | -48.6777 | -48.6083 |  | 0.88752 | 1.0283 | 0.93735 | 0.88767 | 1.0283 | 0.93726 | -3.6262 | -121.4707 | 124.9416 | -3.626 | -121.4638 | 124.9347
Line4_2_6 | 0.0024268 | 0.0023853 | 0.0023774 | 0.0024268 | 0.0023853 | 0.0023774 | 0.00056044 | 0.00055085 | 0.00054904 | 0.00056045 | 0.00055086 | 0.00054905 | -0.00035258 | -0.00016698 | 0.00051126 | 0.00035264 | 0.00016704 | -0.00051121 | -0.00035097 | 0.00054125 | -5.848e-05 | 0.00035103 | -0.0005412 | 5.8536e-05 | 131.5051 | 131.3909 | 131.4601 | -48.4949 | -48.6091 | -48.5399 |  | 0.88766 | 1.0283 | 0.93726 | 0.88781 | 1.0282 | 0.93718 | -3.626 | -121.4638 | 124.9348 | -3.6258 | -121.4568 | 124.9279
Line5_6_7 | 0.0024268 | 0.0023853 | 0.0023774 | 0.0024268 | 0.0023853 | 0.0023775 | 0.00056045 | 0.00055086 | 0.00054905 | 0.00056046 | 0.00055087 | 0.00054906 | -0.00035264 | -0.00016704 | 0.00051121 | 0.0003527 | 0.00016709 | -0.00051117 | -0.00035103 | 0.0005412 | -5.8536e-05 | 0.0003511 | -0.00054115 | 5.8593e-05 | 131.5051 | 131.3909 | 131.46 | -48.4949 | -48.6091 | -48.54 |  | 0.88781 | 1.0282 | 0.93718 | 0.88796 | 1.0281 | 0.93709 | -3.6258 | -121.4568 | 124.9279 | -3.6255 | -121.4499 | 124.921
Line6_7_8 | 0 | 0 | 0 | 0 | 0 | 0 | 0 | 0 | 0 | 0 | 0 | 0 | 1.2532e-08 | 7.1941e-09 | -1.9523e-08 | -8.1586e-09 | -5.0918e-09 | 1.3048e-08 | 1.367e-08 | -2.0233e-08 | 1.384e-09 | -9.3091e-09 | 1.3398e-08 | -6.4267e-10 | 0 | 0 | 0 | 0 | 0 | 0 |  | 0.88796 | 1.0281 | 0.93709 | 0.88796 | 1.0281 | 0.93709 | -3.6255 | -121.4499 | 124.921 | -3.6255 | -121.4499 | 124.921
Line7_8_9 | 0 | 0 | 0 | 0 | 0 | 0 | 0 | 0 | 0 | 0 | 0 | 0 | 4.1772e-09 | 2.398e-09 | -6.5077e-09 | 1.958e-10 | -2.9566e-10 | 3.2328e-11 | 4.5567e-09 | -6.7442e-09 | 4.6134e-10 | -1.9559e-10 | -9.0616e-11 | 2.8001e-10 | 0 | 0 | 0 | 0 | 0 | 0 |  | 0.88796 | 1.0281 | 0.93709 | 0.88796 | 1.0281 | 0.93709 | -3.6255 | -121.4499 | 124.921 | -3.6255 | -121.4499 | 124.921
Line8_8_10 | 0 | 0 | 0 | 0 | 0 | 0 | 0 | 0 | 0 | 0 | 0 | 0 | 4.1772e-09 | 2.398e-09 | -6.5077e-09 | 1.958e-10 | -2.9566e-10 | 3.2328e-11 | 4.5567e-09 | -6.7442e-09 | 4.6134e-10 | -1.9559e-10 | -9.0616e-11 | 2.8001e-10 | 0 | 0 | 0 | 0 | 0 | 0 |  | 0.88796 | 1.0281 | 0.93709 | 0.88796 | 1.0281 | 0.93709 | -3.6255 | -121.4499 | 124.921 | -3.6255 | -121.4499 | 124.921
Line9_3_11 | 0.0024207 | 0.0023792 | 0.0023714 | 0.0024207 | 0.0023793 | 0.0023715 | 0.00055903 | 0.00054946 | 0.00054766 | 0.00055903 | 0.00054947 | 0.00054767 | -0.00035252 | -0.00016527 | 0.00050984 | 0.00035258 | 0.00016533 | -0.00050979 | -0.00034925 | 0.00054028 | -5.9544e-05 | 0.00034931 | -0.00054023 | 5.96e-05 | 131.641 | 131.5275 | 131.5961 | -48.359 | -48.4725 | -48.4039 |  | 0.88766 | 1.0283 | 0.93726 | 0.88781 | 1.0282 | 0.93718 | -3.626 | -121.4638 | 124.9348 | -3.6257 | -121.4569 | 124.9279

## LG_min_fault_10
name | pf_ikss_a_from_ka | pf_ikss_b_from_ka | pf_ikss_c_from_ka | pf_ikss_a_to_ka | pf_ikss_b_to_ka | pf_ikss_c_to_ka | pf_skss_a_from_mw | pf_skss_b_from_mw | pf_skss_c_from_mw | pf_skss_a_to_mw | pf_skss_b_to_mw | pf_skss_c_to_mw | pf_p_a_from_mw | pf_p_b_from_mw | pf_p_c_from_mw | pf_p_a_to_mw | pf_p_b_to_mw | pf_p_c_to_mw | pf_q_a_from_mvar | pf_q_b_from_mvar | pf_q_c_from_mvar | pf_q_a_to_mvar | pf_q_b_to_mvar | pf_q_c_to_mvar | pf_ikss_a_from_degree | pf_ikss_b_from_degree | pf_ikss_c_from_degree | pf_ikss_a_to_degree | pf_ikss_b_to_degree | pf_ikss_c_to_degree | 3xI0 | pf_vm_a_from_pu | pf_vm_b_from_pu | pf_vm_c_from_pu | pf_vm_a_to_pu | pf_vm_b_to_pu | pf_vm_c_to_pu | pf_va_a_from_degree | pf_va_b_from_degree | pf_va_c_from_degree | pf_va_a_to_degree | pf_va_b_to_degree | pf_va_c_to_degree
Line0_1_2 | 0.002299 | 0.0022597 | 0.0022523 | 0.0022991 | 0.0022597 | 0.0022523 | 0.00053094 | 0.00052185 | 0.00052014 | 0.00053094 | 0.00052186 | 0.00052014 | -0.00031639 | -0.00014981 | 0.0004589 | 0.00031644 | 0.00014986 | -0.00045886 | -0.00031494 | 0.00048582 | -5.2435e-05 | 0.000315 | -0.00048577 | 5.2486e-05 | 131.5052 | 131.3909 | 131.4601 | -48.4948 | -48.6091 | -48.5399 |  | 0.84081 | 0.97421 | 0.88801 | 0.84095 | 0.97414 | 0.88793 | -3.6262 | -121.4707 | 124.9416 | -3.626 | -121.4638 | 124.9348
Line10_11_12 | 0.0022933 | 0.002254 | 0.0022467 | 0.0022933 | 0.0022541 | 0.0022467 | 0.00052961 | 0.00052055 | 0.00051884 | 0.00052962 | 0.00052056 | 0.00051885 | -0.00031644 | -0.00014838 | 0.00045754 | 0.0003165 | 0.00014843 | -0.0004575 | -0.00031351 | 0.00048486 | -5.3491e-05 | 0.00031357 | -0.00048482 | 5.3542e-05 | 131.641 | 131.5275 | 131.5961 | -48.359 | -48.4725 | -48.4039 |  | 0.84108 | 0.97408 | 0.88785 | 0.84122 | 0.97401 | 0.88777 | -3.6257 | -121.4569 | 124.9279 | -3.6255 | -121.45 | 124.921
Line11_12_13 | 0.0022933 | 0.0022541 | 0.0022467 | 0.0022933 | 0.0022541 | 0.0022467 | 0.00052962 | 0.00052056 | 0.00051885 | 0.00052962 | 0.00052056 | 0.00051886 | -0.0003165 | -0.00014843 | 0.0004575 | 0.00031655 | 0.00014848 | -0.00045746 | -0.00031357 | 0.00048482 | -5.3542e-05 | 0.00031362 | -0.00048477 | 5.3592e-05 | 131.641 | 131.5275 | 131.5961 | -48.359 | -48.4725 | -48.4039 |  | 0.84122 | 0.97401 | 0.88777 | 0.84136 | 0.97395 | 0.88769 | -3.6255 | -121.45 | 124.921 | -3.6252 | -121.443 | 124.9141
Line12_13_15 | 0 | 0 | 0 | 0 | 0 | 0 | 0 | 0 | 0 | 0 | 0 | 0 | 1.1249e-08 | 6.4291e-09 | -1.7497e-08 | -7.3242e-09 | -4.5512e-09 | 1.1694e-08 | 1.2243e-08 | -1.8142e-08 | 1.2632e-09 | -8.3373e-09 | 1.2014e-08 | -5.9119e-10 | 0 | 0 | 0 | 0 | 0 | 0 |  | 0.84136 | 0.97395 | 0.88769 | 0.84136 | 0.97395 | 0.88769 | -3.6252 | -121.443 | 124.9141 | -3.6252 | -121.443 | 124.9141
Line13_13_14 | 0.0022934 | 0.0022542 | 0.0022468 | 0.0022934 | 0.0022542 | 0.0022468 | 0.00052964 | 0.00052058 | 0.00051888 | 0.00052965 | 0.00052059 | 0.00051888 | -0.00031656 | -0.00014849 | 0.00045747 | 0.00031662 | 0.00014854 | -0.00045743 | -0.00031364 | 0.00048479 | -5.3593e-05 | 0.00031369 | -0.00048474 | 5.3644e-05 | 131.6408 | 131.5273 | 131.5959 | -48.3592 | -48.4727 | -48.4041 |  | 0.84136 | 0.97395 | 0.88769 | 0.8415 | 0.97388 | 0.88761 | -3.6252 | -121.443 | 124.9141 | -3.625 | -121.4361 | 124.9072
Line14_15_16 | 0 | 0 | 0 | 0 | 0 | 0 | 0 | 0 | 0 | 0 | 0 | 0 | 7.4995e-09 | 4.2861e-09 | -1.1665e-08 | -3.5744e-09 | -2.4081e-09 | 5.8617e-09 | 8.1617e-09 | -1.2095e-08 | 8.4213e-10 | -4.2564e-09 | 5.9663e-09 | -1.7013e-10 | 0 | 0 | 0 | 0 | 0 | 0 |  | 0.84136 | 0.97395 | 0.88769 | 0.84136 | 0.97395 | 0.88769 | -3.6252 | -121.443 | 124.9141 | -3.6252 | -121.443 | 124.9141
Line15_16_17 | 0 | 0 | 0 | 0 | 0 | 0 | 0 | 0 | 0 | 0 | 0 | 0 | 3.7498e-09 | 2.143e-09 | -5.8324e-09 | 1.7534e-10 | -2.6509e-10 | 2.93e-11 | 4.0809e-09 | -6.0473e-09 | 4.2106e-10 | -1.7556e-10 | -8.0939e-11 | 2.5094e-10 | 0 | 0 | 0 | 0 | 0 | 0 |  | 0.84136 | 0.97395 | 0.88769 | 0.84136 | 0.97395 | 0.88769 | -3.6252 | -121.443 | 124.9141 | -3.6252 | -121.443 | 124.9141
Line16_4_18 | 0.027287 | 0 | 0 | 0.027287 | 0 | 0 | 0.0063017 | 0 | 0 | 0.0063017 | 0 | 0 | 0.0037348 | 2.2298e-09 | -5.9056e-09 | -0.0037229 | -2.6377e-10 | 3.0807e-11 | 0.0037353 | -6.0973e-09 | 3.6841e-10 | -0.0037229 | -7.8924e-11 | 2.4902e-10 | -48.6338 | 0 | 0 | 131.3662 | 0 | 0 |  | 0.83822 | 0.97388 | 0.8876 | 0.83549 | 0.97361 | 0.88727 | -3.63 | -121.4357 | 124.9068 | -3.6338 | -121.4076 | 124.8788
Line17_5_19 | 0.0023021 | 0.0022627 | 0.0022552 | 0.0023021 | 0.0022627 | 0.0022552 | 0.00053164 | 0.00052254 | 0.00052082 | 0.00053164 | 0.00052255 | 0.00052083 | -0.00031648 | -0.00015064 | 0.00045952 | 0.00031653 | 0.00015069 | -0.00045948 | -0.00031578 | 0.00048623 | -5.2006e-05 | 0.00031584 | -0.00048618 | 5.2057e-05 | 131.4368 | 131.3222 | 131.3917 | -48.5632 | -48.6778 | -48.6083 |  | 0.84095 | 0.97414 | 0.88793 | 0.84109 | 0.97408 | 0.88785 | -3.626 | -121.4638 | 124.9347 | -3.6258 | -121.4568 | 124.9279
Line1_1_3 | 0.0022932 | 0.002254 | 0.0022466 | 0.0022932 | 0.002254 | 0.0022466 | 0.0005296 | 0.00052054 | 0.00051883 | 0.0005296 | 0.00052054 | 0.00051884 | -0.00031633 | -0.00014828 | 0.00045762 | 0.00031639 | 0.00014833 | -0.00045758 | -0.00031339 | 0.00048495 | -5.339e-05 | 0.00031345 | -0.0004849 | 5.3441e-05 | 131.6411 | 131.5276 | 131.5962 | -48.3589 | -48.4724 | -48.4038 |  | 0.84081 | 0.97421 | 0.88801 | 0.84095 | 0.97414 | 0.88793 | -3.6262 | -121.4707 | 124.9416 | -3.626 | -121.4638 | 124.9348
Line2_1_4 | 0.024943 | 0.0022655 | 0.0022533 | 0.024943 | 0.0022656 | 0.0022534 | 0.0057604 | 0.0005232 | 0.00052039 | 0.0057604 | 0.00052321 | 0.00052039 | 0.0034285 | -0.00015252 | 0.00045919 | -0.0034181 | 0.00015276 | -0.00045895 | 0.0034212 | 0.00048636 | -5.1899e-05 | -0.0034104 | -0.0004861 | 5.2154e-05 | -48.5652 | 131.1183 | 131.39 | 131.4348 | -48.8817 | -48.61 |  | 0.84081 | 0.97421 | 0.88801 | 0.83822 | 0.97388 | 0.8876 | -3.6262 | -121.4707 | 124.9416 | -3.63 | -121.4357 | 124.9068
Line3_1_5 | 0.002302 | 0.0022626 | 0.0022552 | 0.0023021 | 0.0022627 | 0.0022552 | 0.00053163 | 0.00052253 | 0.00052081 | 0.00053164 | 0.00052254 | 0.00052082 | -0.00031642 | -0.00015059 | 0.00045956 | 0.00031648 | 0.00015064 | -0.00045952 | -0.00031573 | 0.00048627 | -5.1955e-05 | 0.00031578 | -0.00048623 | 5.2006e-05 | 131.4369 | 131.3223 | 131.3917 | -48.5631 | -48.6777 | -48.6083 |  | 0.84081 | 0.97421 | 0.88801 | 0.84095 | 0.97414 | 0.88793 | -3.6262 | -121.4707 | 124.9416 | -3.626 | -121.4638 | 124.9347
Line4_2_6 | 0.0022991 | 0.0022597 | 0.0022523 | 0.0022991 | 0.0022597 | 0.0022523 | 0.00053094 | 0.00052186 | 0.00052014 | 0.00053095 | 0.00052187 | 0.00052015 | -0.00031644 | -0.00014986 | 0.00045886 | 0.0003165 | 0.00014992 | -0.00045882 | -0.000315 | 0.00048577 | -5.2486e-05 | 0.00031505 | -0.00048573 | 5.2537e-05 | 131.5051 | 131.3909 | 131.4601 | -48.4949 | -48.6091 | -48.5399 |  | 0.84095 | 0.97414 | 0.88793 | 0.84109 | 0.97408 | 0.88785 | -3.626 | -121.4638 | 124.9348 | -3.6258 | -121.4568 | 124.9279
Line5_6_7 | 0.0022991 | 0.0022597 | 0.0022523 | 0.0022991 | 0.0022598 | 0.0022523 | 0.00053095 | 0.00052187 | 0.00052015 | 0.00053096 | 0.00052187 | 0.00052016 | -0.0003165 | -0.00014992 | 0.00045882 | 0.00031655 | 0.00014997 | -0.00045878 | -0.00031505 | 0.00048573 | -5.2537e-05 | 0.00031511 | -0.00048569 | 5.2588e-05 | 131.5051 | 131.3909 | 131.46 | -48.4949 | -48.6091 | -48.54 |  | 0.84109 | 0.97408 | 0.88785 | 0.84123 | 0.97401 | 0.88777 | -3.6258 | -121.4568 | 124.9279 | -3.6255 | -121.4499 | 124.921
Line6_7_8 | 0 | 0 | 0 | 0 | 0 | 0 | 0 | 0 | 0 | 0 | 0 | 0 | 1.1247e-08 | 6.4568e-09 | -1.7522e-08 | -7.3224e-09 | -4.5699e-09 | 1.171e-08 | 1.2269e-08 | -1.8159e-08 | 1.2422e-09 | -8.3549e-09 | 1.2025e-08 | -5.768e-10 | 0 | 0 | 0 | 0 | 0 | 0 |  | 0.84123 | 0.97401 | 0.88777 | 0.84123 | 0.97401 | 0.88777 | -3.6255 | -121.4499 | 124.921 | -3.6255 | -121.4499 | 124.921
Line7_8_9 | 0 | 0 | 0 | 0 | 0 | 0 | 0 | 0 | 0 | 0 | 0 | 0 | 3.749e-09 | 2.1523e-09 | -5.8407e-09 | 1.7573e-10 | -2.6535e-10 | 2.9014e-11 | 4.0897e-09 | -6.0529e-09 | 4.1405e-10 | -1.7554e-10 | -8.1329e-11 | 2.5131e-10 | 0 | 0 | 0 | 0 | 0 | 0 |  | 0.84123 | 0.97401 | 0.88777 | 0.84123 | 0.97401 | 0.88777 | -3.6255 | -121.4499 | 124.921 | -3.6255 | -121.4499 | 124.921
Line8_8_10 | 0 | 0 | 0 | 0 | 0 | 0 | 0 | 0 | 0 | 0 | 0 | 0 | 3.749e-09 | 2.1523e-09 | -5.8407e-09 | 1.7573e-10 | -2.6535e-10 | 2.9014e-11 | 4.0897e-09 | -6.0529e-09 | 4.1405e-10 | -1.7554e-10 | -8.1329e-11 | 2.5131e-10 | 0 | 0 | 0 | 0 | 0 | 0 |  | 0.84123 | 0.97401 | 0.88777 | 0.84123 | 0.97401 | 0.88777 | -3.6255 | -121.4499 | 124.921 | -3.6255 | -121.4499 | 124.921
Line9_3_11 | 0.0022932 | 0.002254 | 0.0022466 | 0.0022933 | 0.002254 | 0.0022467 | 0.0005296 | 0.00052054 | 0.00051884 | 0.00052961 | 0.00052055 | 0.00051884 | -0.00031639 | -0.00014833 | 0.00045758 | 0.00031644 | 0.00014838 | -0.00045754 | -0.00031345 | 0.0004849 | -5.3441e-05 | 0.00031351 | -0.00048486 | 5.3491e-05 | 131.641 | 131.5275 | 131.5961 | -48.359 | -48.4725 | -48.4039 |  | 0.84095 | 0.97414 | 0.88793 | 0.84108 | 0.97408 | 0.88785 | -3.626 | -121.4638 | 124.9348 | -3.6257 | -121.4569 | 124.9279

## LLG_max_6
name | pf_ikss_a_from_ka | pf_ikss_b_from_ka | pf_ikss_c_from_ka | pf_ikss_a_to_ka | pf_ikss_b_to_ka | pf_ikss_c_to_ka | pf_skss_a_from_mw | pf_skss_b_from_mw | pf_skss_c_from_mw | pf_skss_a_to_mw | pf_skss_b_to_mw | pf_skss_c_to_mw | pf_p_a_from_mw | pf_p_b_from_mw | pf_p_c_from_mw | pf_p_a_to_mw | pf_p_b_to_mw | pf_p_c_to_mw | pf_q_a_from_mvar | pf_q_b_from_mvar | pf_q_c_from_mvar | pf_q_a_to_mvar | pf_q_b_to_mvar | pf_q_c_to_mvar | pf_ikss_a_from_degree | pf_ikss_b_from_degree | pf_ikss_c_from_degree | pf_ikss_a_to_degree | pf_ikss_b_to_degree | pf_ikss_c_to_degree | 3xI0 | pf_vm_a_from_pu | pf_vm_b_from_pu | pf_vm_c_from_pu | pf_vm_a_to_pu | pf_vm_b_to_pu | pf_vm_c_to_pu | pf_va_a_from_degree | pf_va_b_from_degree | pf_va_c_from_degree | pf_va_a_to_degree | pf_va_b_to_degree | pf_va_c_to_degree
Line0_1_2 | 0.14444 | 0.4738 | 0.50528 | 0.14444 | 0.4738 | 0.50528 | 0.033358 | 0.10942 | 0.11669 | 0.033358 | 0.10942 | 0.11669 | 0.0095539 | 0.019004 | -0.076356 | -0.0095771 | -0.018247 | 0.079079 | 0.041148 | -0.072812 | -0.041508 | -0.041195 | 0.076474 | 0.044807 | -74.5648 | -40.1628 | -106.4893 | 105.4352 | 139.8372 | 73.5107 |  | 1.2664 | 0.68773 | 0.74478 | 1.2679 | 0.71853 | 0.77891 | 2.3638 | -115.535 | 102.0398 | 2.3475 | -116.7427 | 103.0467
Line10_11_12 | 0.13455 | 0.42859 | 0.45071 | 0.13455 | 0.42859 | 0.45071 | 0.031074 | 0.098978 | 0.10409 | 0.031074 | 0.098978 | 0.10409 | 0.012422 | 0.014607 | -0.073505 | -0.012457 | -0.013976 | 0.075689 | 0.037398 | -0.072143 | -0.040278 | -0.037416 | 0.075117 | 0.042883 | -69.3404 | -39.0174 | -104.8547 | 110.6596 | 140.9826 | 75.1453 |  | 1.2682 | 0.74367 | 0.80526 | 1.2691 | 0.77195 | 0.83577 | 2.2848 | -117.5709 | 103.8661 | 2.2454 | -118.4776 | 104.6797
Line11_12_13 | 0.13455 | 0.42859 | 0.45071 | 0.13455 | 0.42859 | 0.45071 | 0.031074 | 0.098978 | 0.10409 | 0.031074 | 0.098978 | 0.10409 | 0.012457 | 0.013976 | -0.075689 | -0.012492 | -0.013345 | 0.077873 | 0.037416 | -0.075117 | -0.042883 | -0.037435 | 0.078091 | 0.045488 | -69.3404 | -39.0174 | -104.8547 | 110.6596 | 140.9826 | 75.1453 |  | 1.2691 | 0.77195 | 0.83577 | 1.27 | 0.80041 | 0.86643 | 2.2454 | -118.4776 | 104.6797 | 2.206 | -119.3201 | 105.4358
Line12_13_15 | 0 | 0 | 0 | 0 | 0 | 0 | 0 | 0 | 0 | 0 | 0 | 0 | -1.4063e-08 | -3.3882e-08 | 4.7405e-08 | 8.3469e-09 | 2.3321e-08 | -3.1127e-08 | -7.0065e-08 | 3.2005e-08 | 1.9797e-09 | 4.6898e-08 | -2.13e-08 | -2.1586e-09 | 0 | 0 | 0 | 0 | 0 | 0 |  | 1.27 | 0.80041 | 0.86643 | 1.27 | 0.80041 | 0.86643 | 2.206 | -119.3201 | 105.4358 | 2.206 | -119.3201 | 105.4358
Line13_13_14 | 0.13455 | 0.42859 | 0.45071 | 0.13455 | 0.42859 | 0.45071 | 0.031074 | 0.098978 | 0.10409 | 0.031074 | 0.098978 | 0.10409 | 0.012492 | 0.013345 | -0.077873 | -0.012527 | -0.012713 | 0.080056 | 0.037435 | -0.078091 | -0.045488 | -0.037454 | 0.081066 | 0.048093 | -69.3404 | -39.0174 | -104.8547 | 110.6596 | 140.9826 | 75.1453 |  | 1.27 | 0.80041 | 0.86643 | 1.2709 | 0.82904 | 0.89724 | 2.206 | -119.3201 | 105.4358 | 2.1667 | -120.1045 | 106.1402
Line14_15_16 | 0 | 0 | 0 | 0 | 0 | 0 | 0 | 0 | 0 | 0 | 0 | 0 | -9.3752e-09 | -2.2588e-08 | 3.1603e-08 | 3.6593e-09 | 1.2026e-08 | -1.5326e-08 | -4.671e-08 | 2.1337e-08 | 1.3198e-09 | 2.3543e-08 | -1.0632e-08 | -1.4987e-09 | 0 | 0 | 0 | 0 | 0 | 0 |  | 1.27 | 0.80041 | 0.86643 | 1.27 | 0.80041 | 0.86643 | 2.206 | -119.3201 | 105.4358 | 2.206 | -119.3201 | 105.4358
Line15_16_17 | 0 | 0 | 0 | 0 | 0 | 0 | 0 | 0 | 0 | 0 | 0 | 0 | -4.6876e-09 | -1.1294e-08 | 1.5802e-08 | -1.0282e-09 | 7.3228e-10 | 4.7599e-10 | -2.3355e-08 | 1.0668e-08 | 6.5991e-10 | 1.8821e-10 | 3.6568e-11 | -8.3883e-10 | 0 | 0 | 0 | 0 | 0 | 0 |  | 1.27 | 0.80041 | 0.86643 | 1.27 | 0.80041 | 0.86643 | 2.206 | -119.3201 | 105.4358 | 2.206 | -119.3201 | 105.4358
Line16_4_18 | 0 | 4.0885 | 4.5305 | 0 | 4.0885 | 4.5305 | 0 | 0.9442 | 1.0463 | 0 | 0.9442 | 1.0463 | -1.1894e-09 | 0.10383 | 0.23971 | -4.2795e-10 | 7.2708e-14 | 2.9817e-14 | -3.5987e-08 | 0.33783 | 0.34926 | 3.3745e-10 | 1.086e-14 | 7.4078e-15 | 0 | 169.8703 | 47.3507 | 0 | -10.1297 | -132.6493 |  | 1.2127 | 0.37431 | 0.40487 | 1.1486 | 0 | 0 | 3.4131 | -117.215 | 102.8875 | 4.3766 | 0 | 0
Line17_5_19 | 0.14985 | 0.49995 | 0.53753 | 0.14985 | 0.49995 | 0.53753 | 0.034607 | 0.11546 | 0.12414 | 0.034607 | 0.11546 | 0.12414 | 0.0075489 | 0.020092 | -0.083551 | -0.0075613 | -0.019259 | 0.08662 | 0.043239 | -0.080695 | -0.049253 | -0.043306 | 0.084792 | 0.053002 | -77.7339 | -40.8143 | -107.4433 | 102.2661 | 139.1857 | 72.5567 |  | 1.2683 | 0.72025 | 0.7813 | 1.2703 | 0.7531 | 0.81804 | 2.363 | -116.8327 | 103.0757 | 2.3621 | -118.0177 | 104.0189
Line1_1_3 | 0.13455 | 0.42859 | 0.45071 | 0.13455 | 0.42859 | 0.45071 | 0.031073 | 0.098978 | 0.10409 | 0.031074 | 0.098978 | 0.10409 | 0.012353 | 0.01587 | -0.069138 | -0.012388 | -0.015239 | 0.071322 | 0.037361 | -0.066194 | -0.035067 | -0.037379 | 0.069169 | 0.037672 | -69.3404 | -39.0173 | -104.8547 | 110.6596 | 140.9827 | 75.1453 |  | 1.2664 | 0.68773 | 0.74478 | 1.2673 | 0.71559 | 0.77492 | 2.3638 | -115.535 | 102.0398 | 2.3243 | -116.5927 | 102.9886
Line2_1_4 | 0.15221 | 3.3768 | 3.7154 | 0.15221 | 3.3768 | 3.7154 | 0.035152 | 0.77984 | 0.85804 | 0.035152 | 0.77984 | 0.85804 | -0.01932 | 0.18934 | 0.34218 | 0.019202 | -0.11101 | -0.18165 | 0.040103 | 0.50179 | 0.53972 | -0.03806 | -0.26997 | -0.29611 | -113.3592 | 175.1374 | 44.4143 | 66.6408 | -4.8626 | -135.5857 |  | 1.2664 | 0.68773 | 0.74478 | 1.2127 | 0.37431 | 0.40487 | 2.3638 | -115.535 | 102.0398 | 3.4131 | -117.215 | 102.8875
Line3_1_5 | 0.14985 | 0.49995 | 0.53753 | 0.14985 | 0.49995 | 0.53753 | 0.034607 | 0.11546 | 0.12414 | 0.034607 | 0.11546 | 0.12414 | 0.0075365 | 0.020925 | -0.080482 | -0.0075489 | -0.020092 | 0.083551 | 0.043172 | -0.076598 | -0.045503 | -0.043239 | 0.080695 | 0.049253 | -77.7339 | -40.8143 | -107.4433 | 102.2661 | 139.1857 | 72.5567 |  | 1.2664 | 0.68773 | 0.74478 | 1.2683 | 0.72025 | 0.7813 | 2.3638 | -115.535 | 102.0398 | 2.363 | -116.8327 | 103.0757
Line4_2_6 | 0.14444 | 0.4738 | 0.50528 | 0.14444 | 0.4738 | 0.50528 | 0.033358 | 0.10942 | 0.11669 | 0.033358 | 0.10942 | 0.11669 | 0.0095771 | 0.018247 | -0.079079 | -0.0096004 | -0.01749 | 0.081803 | 0.041195 | -0.076474 | -0.044807 | -0.041243 | 0.080137 | 0.048105 | -74.5648 | -40.1628 | -106.4893 | 105.4352 | 139.8372 | 73.5107 |  | 1.2679 | 0.71853 | 0.77891 | 1.2694 | 0.74963 | 0.81326 | 2.3475 | -116.7427 | 103.0467 | 2.3313 | -117.8506 | 103.9688
Line5_6_7 | 0.14444 | 0.4738 | 0.50528 | 0.14444 | 0.4738 | 0.50528 | 0.033358 | 0.10942 | 0.11669 | 0.033358 | 0.10942 | 0.11669 | 0.0096004 | 0.01749 | -0.081803 | -0.0096236 | -0.016734 | 0.084527 | 0.041243 | -0.080137 | -0.048105 | -0.04129 | 0.083799 | 0.051404 | -74.5648 | -40.1628 | -106.4893 | 105.4352 | 139.8372 | 73.5107 |  | 1.2694 | 0.74963 | 0.81326 | 1.271 | 0.78098 | 0.8478 | 2.3313 | -117.8506 | 103.9688 | 2.3152 | -118.87 | 104.816
Line6_7_8 | 0 | 0 | 0 | 0 | 0 | 0 | 0 | 0 | 0 | 0 | 0 | 0 | -1.389e-08 | -3.5135e-08 | 4.8273e-08 | 8.2261e-09 | 2.4193e-08 | -3.1667e-08 | -7.332e-08 | 3.1895e-08 | 2.0005e-09 | 4.9078e-08 | -2.1204e-08 | -2.1886e-09 | 0 | 0 | 0 | 0 | 0 | 0 |  | 1.271 | 0.78098 | 0.8478 | 1.271 | 0.78098 | 0.8478 | 2.3152 | -118.87 | 104.816 | 2.3152 | -118.87 | 104.816
Line7_8_9 | 0 | 0 | 0 | 0 | 0 | 0 | 0 | 0 | 0 | 0 | 0 | 0 | -4.6299e-09 | -1.1712e-08 | 1.6091e-08 | -1.0337e-09 | 7.6978e-10 | 5.1461e-10 | -2.444e-08 | 1.0632e-08 | 6.6684e-10 | 1.9767e-10 | 5.9298e-11 | -8.5492e-10 | 0 | 0 | 0 | 0 | 0 | 0 |  | 1.271 | 0.78098 | 0.8478 | 1.271 | 0.78098 | 0.8478 | 2.3152 | -118.87 | 104.816 | 2.3152 | -118.87 | 104.816
Line8_8_10 | 0 | 0 | 0 | 0 | 0 | 0 | 0 | 0 | 0 | 0 | 0 | 0 | -4.6299e-09 | -1.1712e-08 | 1.6091e-08 | -1.0337e-09 | 7.6978e-10 | 5.1461e-10 | -2.444e-08 | 1.0632e-08 | 6.6684e-10 | 1.9767e-10 | 5.9298e-11 | -8.5492e-10 | 0 | 0 | 0 | 0 | 0 | 0 |  | 1.271 | 0.78098 | 0.8478 | 1.271 | 0.78098 | 0.8478 | 2.3152 | -118.87 | 104.816 | 2.3152 | -118.87 | 104.816
Line9_3_11 | 0.13455 | 0.42859 | 0.45071 | 0.13455 | 0.42859 | 0.45071 | 0.031074 | 0.098978 | 0.10409 | 0.031074 | 0.098978 | 0.10409 | 0.012388 | 0.015239 | -0.071322 | -0.012422 | -0.014607 | 0.073505 | 0.037379 | -0.069169 | -0.037672 | -0.037398 | 0.072143 | 0.040278 | -69.3404 | -39.0173 | -104.8547 | 110.6596 | 140.9826 | 75.1453 |  | 1.2673 | 0.71559 | 0.77492 | 1.2682 | 0.74367 | 0.80526 | 2.3243 | -116.5927 | 102.9886 | 2.2848 | -117.5709 | 103.8661

## LLG_max_10
name | pf_ikss_a_from_ka | pf_ikss_b_from_ka | pf_ikss_c_from_ka | pf_ikss_a_to_ka | pf_ikss_b_to_ka | pf_ikss_c_to_ka | pf_skss_a_from_mw | pf_skss_b_from_mw | pf_skss_c_from_mw | pf_skss_a_to_mw | pf_skss_b_to_mw | pf_skss_c_to_mw | pf_p_a_from_mw | pf_p_b_from_mw | pf_p_c_from_mw | pf_p_a_to_mw | pf_p_b_to_mw | pf_p_c_to_mw | pf_q_a_from_mvar | pf_q_b_from_mvar | pf_q_c_from_mvar | pf_q_a_to_mvar | pf_q_b_to_mvar | pf_q_c_to_mvar | pf_ikss_a_from_degree | pf_ikss_b_from_degree | pf_ikss_c_from_degree | pf_ikss_a_to_degree | pf_ikss_b_to_degree | pf_ikss_c_to_degree | 3xI0 | pf_vm_a_from_pu | pf_vm_b_from_pu | pf_vm_c_from_pu | pf_vm_a_to_pu | pf_vm_b_to_pu | pf_vm_c_to_pu | pf_va_a_from_degree | pf_va_b_from_degree | pf_va_c_from_degree | pf_va_a_to_degree | pf_va_b_to_degree | pf_va_c_to_degree
Line0_1_2 | 0.14911 | 0.48451 | 0.51867 | 0.14911 | 0.48451 | 0.51867 | 0.034435 | 0.11189 | 0.11978 | 0.034435 | 0.11189 | 0.11978 | 0.0095576 | 0.020022 | -0.080969 | -0.0095748 | -0.019238 | 0.083838 | 0.044773 | -0.076892 | -0.043935 | -0.044822 | 0.080731 | 0.047415 | -75.5666 | -40.1279 | -106.8303 | 104.4334 | 139.8721 | 73.1697 |  | 1.3295 | 0.71011 | 0.76907 | 1.331 | 0.74171 | 0.8041 | 2.3834 | -115.5327 | 101.6546 | 2.3752 | -116.7242 | 102.6604
Line10_11_12 | 0.13918 | 0.43992 | 0.46464 | 0.13918 | 0.43992 | 0.46464 | 0.032141 | 0.10159 | 0.1073 | 0.032141 | 0.10159 | 0.1073 | 0.012646 | 0.015503 | -0.078237 | -0.012676 | -0.014845 | 0.080556 | 0.040877 | -0.076439 | -0.042878 | -0.040897 | 0.079581 | 0.045652 | -70.4887 | -39.0151 | -105.2416 | 109.5113 | 140.9849 | 74.7584 |  | 1.3313 | 0.76771 | 0.83143 | 1.3321 | 0.79683 | 0.86289 | 2.3213 | -117.5498 | 103.4838 | 2.2903 | -118.4484 | 104.2988
Line11_12_13 | 0.13918 | 0.43992 | 0.46464 | 0.13918 | 0.43992 | 0.46464 | 0.032141 | 0.10159 | 0.1073 | 0.032141 | 0.10159 | 0.1073 | 0.012676 | 0.014845 | -0.080556 | -0.012707 | -0.014187 | 0.082876 | 0.040897 | -0.079581 | -0.045652 | -0.040917 | 0.082722 | 0.048425 | -70.4887 | -39.0151 | -105.2416 | 109.5113 | 140.9849 | 74.7584 |  | 1.3321 | 0.79683 | 0.86289 | 1.333 | 0.82613 | 0.89452 | 2.2903 | -118.4484 | 104.2988 | 2.2594 | -119.2835 | 105.0564
Line12_13_15 | 0 | 0 | 0 | 0 | 0 | 0 | 0 | 0 | 0 | 0 | 0 | 0 | -1.5358e-08 | -3.7845e-08 | 5.2489e-08 | 9.0959e-09 | 2.6059e-08 | -3.4441e-08 | -7.911e-08 | 3.524e-08 | 2.1609e-09 | 5.2952e-08 | -2.3452e-08 | -2.3709e-09 | 0 | 0 | 0 | 0 | 0 | 0 |  | 1.333 | 0.82613 | 0.89452 | 1.333 | 0.82613 | 0.89452 | 2.2594 | -119.2835 | 105.0564 | 2.2594 | -119.2835 | 105.0564
Line13_13_14 | 0.13918 | 0.43992 | 0.46464 | 0.13918 | 0.43992 | 0.46464 | 0.032141 | 0.10159 | 0.1073 | 0.032141 | 0.10159 | 0.1073 | 0.012707 | 0.014187 | -0.082876 | -0.012737 | -0.013529 | 0.085196 | 0.040917 | -0.082722 | -0.048425 | -0.040938 | 0.085864 | 0.051198 | -70.4887 | -39.0151 | -105.2416 | 109.5113 | 140.9849 | 74.7584 |  | 1.333 | 0.82613 | 0.89452 | 1.3339 | 0.85559 | 0.9263 | 2.2594 | -119.2835 | 105.0564 | 2.2285 | -120.0613 | 105.7621
Line14_15_16 | 0 | 0 | 0 | 0 | 0 | 0 | 0 | 0 | 0 | 0 | 0 | 0 | -1.0239e-08 | -2.523e-08 | 3.4993e-08 | 3.9764e-09 | 1.3444e-08 | -1.6944e-08 | -5.274e-08 | 2.3494e-08 | 1.4406e-09 | 2.6582e-08 | -1.1705e-08 | -1.6506e-09 | 0 | 0 | 0 | 0 | 0 | 0 |  | 1.333 | 0.82613 | 0.89452 | 1.333 | 0.82613 | 0.89452 | 2.2594 | -119.2835 | 105.0564 | 2.2594 | -119.2835 | 105.0564
Line15_16_17 | 0 | 0 | 0 | 0 | 0 | 0 | 0 | 0 | 0 | 0 | 0 | 0 | -5.1195e-09 | -1.2615e-08 | 1.7496e-08 | -1.1431e-09 | 8.2934e-10 | 5.5193e-10 | -2.637e-08 | 1.1747e-08 | 7.2028e-10 | 2.1196e-10 | 4.1665e-11 | -9.3036e-10 | 0 | 0 | 0 | 0 | 0 | 0 |  | 1.333 | 0.82613 | 0.89452 | 1.333 | 0.82613 | 0.89452 | 2.2594 | -119.2835 | 105.0564 | 2.2594 | -119.2835 | 105.0564
Line16_4_18 | 0 | 4.2068 | 4.6635 | 0 | 4.2068 | 4.6635 | 0 | 0.97152 | 1.077 | 0 | 0.97152 | 1.077 | -1.2612e-09 | 0.11051 | 0.25388 | -4.9769e-10 | 1.3121e-13 | 8.7916e-14 | -3.9925e-08 | 0.35804 | 0.37075 | 3.7112e-10 | -3.8362e-14 | -4.252e-14 | 0 | 169.9748 | 46.9082 | 0 | -10.0252 | -133.0918 |  | 1.2745 | 0.38569 | 0.41722 | 1.2091 | 0 | 0 | 3.4169 | -117.179 | 102.5059 | 4.3646 | 0 | 0
Line17_5_19 | 0.15454 | 0.51015 | 0.55039 | 0.15454 | 0.51015 | 0.55039 | 0.035689 | 0.11782 | 0.12711 | 0.035689 | 0.11782 | 0.12711 | 0.0074233 | 0.021111 | -0.088376 | -0.0074286 | -0.020252 | 0.091594 | 0.046933 | -0.085001 | -0.051933 | -0.047002 | 0.089277 | 0.055869 | -78.622 | -40.7576 | -107.7519 | 101.378 | 139.2424 | 72.2481 |  | 1.3314 | 0.7434 | 0.80645 | 1.3334 | 0.77702 | 0.84407 | 2.3901 | -116.8098 | 102.6881 | 2.3968 | -117.977 | 103.6297
Line1_1_3 | 0.13918 | 0.43992 | 0.46464 | 0.13918 | 0.43992 | 0.46464 | 0.032141 | 0.10159 | 0.1073 | 0.032141 | 0.10159 | 0.1073 | 0.012585 | 0.01682 | -0.073597 | -0.012615 | -0.016162 | 0.075917 | 0.040837 | -0.070155 | -0.037332 | -0.040857 | 0.073297 | 0.040105 | -70.4887 | -39.015 | -105.2416 | 109.5113 | 140.985 | 74.7584 |  | 1.3295 | 0.71011 | 0.76907 | 1.3304 | 0.7388 | 0.80015 | 2.3834 | -115.5327 | 101.6546 | 2.3524 | -116.5806 | 102.6048
Line2_1_4 | 0.15659 | 3.4909 | 3.843 | 0.15659 | 3.4909 | 3.843 | 0.036162 | 0.80619 | 0.88751 | 0.036162 | 0.80619 | 0.88751 | -0.020359 | 0.20224 | 0.36482 | 0.020266 | -0.11815 | -0.19325 | 0.043554 | 0.53558 | 0.57687 | -0.041392 | -0.28762 | -0.31586 | -112.6702 | 175.1541 | 43.9645 | 67.3298 | -4.8459 | -136.0355 |  | 1.3295 | 0.71011 | 0.76907 | 1.2745 | 0.38569 | 0.41722 | 2.3834 | -115.5327 | 101.6546 | 3.4169 | -117.179 | 102.5059
Line3_1_5 | 0.15454 | 0.51015 | 0.55039 | 0.15454 | 0.51015 | 0.55039 | 0.035689 | 0.11782 | 0.12711 | 0.035689 | 0.11782 | 0.12711 | 0.007418 | 0.02197 | -0.085159 | -0.0074233 | -0.021111 | 0.088376 | 0.046865 | -0.080726 | -0.047997 | -0.046933 | 0.085001 | 0.051933 | -78.622 | -40.7576 | -107.7519 | 101.378 | 139.2424 | 72.2481 |  | 1.3295 | 0.71011 | 0.76907 | 1.3314 | 0.7434 | 0.80645 | 2.3834 | -115.5327 | 101.6546 | 2.3901 | -116.8098 | 102.6881
Line4_2_6 | 0.14911 | 0.48451 | 0.51867 | 0.14911 | 0.48451 | 0.51867 | 0.034435 | 0.11189 | 0.11978 | 0.034435 | 0.11189 | 0.11978 | 0.0095748 | 0.019238 | -0.083838 | -0.0095919 | -0.018455 | 0.086707 | 0.044822 | -0.080731 | -0.047415 | -0.044871 | 0.08457 | 0.050896 | -75.5666 | -40.1279 | -106.8303 | 104.4334 | 139.8721 | 73.1697 |  | 1.331 | 0.74171 | 0.8041 | 1.3325 | 0.77361 | 0.83936 | 2.3752 | -116.7242 | 102.6604 | 2.367 | -117.8178 | 103.582
Line5_6_7 | 0.14911 | 0.48451 | 0.51867 | 0.14911 | 0.48451 | 0.51867 | 0.034435 | 0.11189 | 0.11978 | 0.034435 | 0.11189 | 0.11978 | 0.0095919 | 0.018455 | -0.086707 | -0.0096091 | -0.017672 | 0.089576 | 0.044871 | -0.08457 | -0.050896 | -0.04492 | 0.08841 | 0.054376 | -75.5666 | -40.1279 | -106.8303 | 104.4334 | 139.872 | 73.1697 |  | 1.3325 | 0.77361 | 0.83936 | 1.334 | 0.80577 | 0.87482 | 2.367 | -117.8178 | 103.582 | 2.3589 | -118.8245 | 104.429
Line6_7_8 | 0 | 0 | 0 | 0 | 0 | 0 | 0 | 0 | 0 | 0 | 0 | 0 | -1.512e-08 | -3.9178e-08 | 5.3361e-08 | 8.9309e-09 | 2.6988e-08 | -3.4981e-08 | -8.2674e-08 | 3.5044e-08 | 2.1808e-09 | 5.5338e-08 | -2.3296e-08 | -2.4011e-09 | 0 | 0 | 0 | 0 | 0 | 0 |  | 1.334 | 0.80577 | 0.87482 | 1.334 | 0.80577 | 0.87482 | 2.3589 | -118.8245 | 104.429 | 2.3589 | -118.8245 | 104.429
Line7_8_9 | 0 | 0 | 0 | 0 | 0 | 0 | 0 | 0 | 0 | 0 | 0 | 0 | -5.0399e-09 | -1.3059e-08 | 1.7787e-08 | -1.149e-09 | 8.6862e-10 | 5.9279e-10 | -2.7558e-08 | 1.1681e-08 | 7.2695e-10 | 2.2145e-10 | 6.6671e-11 | -9.4715e-10 | 0 | 0 | 0 | 0 | 0 | 0 |  | 1.334 | 0.80577 | 0.87482 | 1.334 | 0.80577 | 0.87482 | 2.3589 | -118.8245 | 104.429 | 2.3589 | -118.8245 | 104.429
Line8_8_10 | 0 | 0 | 0 | 0 | 0 | 0 | 0 | 0 | 0 | 0 | 0 | 0 | -5.0399e-09 | -1.3059e-08 | 1.7787e-08 | -1.149e-09 | 8.6862e-10 | 5.9279e-10 | -2.7558e-08 | 1.1681e-08 | 7.2695e-10 | 2.2145e-10 | 6.6671e-11 | -9.4715e-10 | 0 | 0 | 0 | 0 | 0 | 0 |  | 1.334 | 0.80577 | 0.87482 | 1.334 | 0.80577 | 0.87482 | 2.3589 | -118.8245 | 104.429 | 2.3589 | -118.8245 | 104.429
Line9_3_11 | 0.13918 | 0.43992 | 0.46464 | 0.13918 | 0.43992 | 0.46464 | 0.032141 | 0.10159 | 0.1073 | 0.032141 | 0.10159 | 0.1073 | 0.012615 | 0.016162 | -0.075917 | -0.012646 | -0.015503 | 0.078237 | 0.040857 | -0.073297 | -0.040105 | -0.040877 | 0.076439 | 0.042878 | -70.4887 | -39.015 | -105.2416 | 109.5113 | 140.9849 | 74.7584 |  | 1.3304 | 0.7388 | 0.80015 | 1.3313 | 0.76771 | 0.83143 | 2.3524 | -116.5806 | 102.6048 | 2.3213 | -117.5498 | 103.4838

## LLG_max_fault_6
name | pf_ikss_a_from_ka | pf_ikss_b_from_ka | pf_ikss_c_from_ka | pf_ikss_a_to_ka | pf_ikss_b_to_ka | pf_ikss_c_to_ka | pf_skss_a_from_mw | pf_skss_b_from_mw | pf_skss_c_from_mw | pf_skss_a_to_mw | pf_skss_b_to_mw | pf_skss_c_to_mw | pf_p_a_from_mw | pf_p_b_from_mw | pf_p_c_from_mw | pf_p_a_to_mw | pf_p_b_to_mw | pf_p_c_to_mw | pf_q_a_from_mvar | pf_q_b_from_mvar | pf_q_c_from_mvar | pf_q_a_to_mvar | pf_q_b_to_mvar | pf_q_c_to_mvar | pf_ikss_a_from_degree | pf_ikss_b_from_degree | pf_ikss_c_from_degree | pf_ikss_a_to_degree | pf_ikss_b_to_degree | pf_ikss_c_to_degree | 3xI0 | pf_vm_a_from_pu | pf_vm_b_from_pu | pf_vm_c_from_pu | pf_vm_a_to_pu | pf_vm_b_to_pu | pf_vm_c_to_pu | pf_va_a_from_degree | pf_va_b_from_degree | pf_va_c_from_degree | pf_va_a_to_degree | pf_va_b_to_degree | pf_va_c_to_degree
Line0_1_2 | 0.11123 | 0.11616 | 0.11353 | 0.11123 | 0.11616 | 0.11353 | 0.025687 | 0.026827 | 0.026218 | 0.025687 | 0.026827 | 0.026218 | -0.0011786 | -0.001815 | -0.0025341 | 0.0013013 | 0.0019475 | 0.0026664 | -0.02816 | -0.029257 | -0.028581 | 0.028411 | 0.029524 | 0.028838 | 92.5568 | -26.4161 | -144.9964 | -87.4432 | 153.5839 | 35.0036 |  | 1.0972 | 1.0927 | 1.0944 | 1.1072 | 1.1029 | 1.1046 | 0.16003 | -119.966 | 119.9369 | -0.065748 | -120.1899 | 119.7211
Line10_11_12 | 0.09923 | 0.10361 | 0.10112 | 0.09923 | 0.10361 | 0.10112 | 0.022916 | 0.023929 | 0.023353 | 0.022916 | 0.023929 | 0.023353 | -0.0011224 | -0.001756 | -0.0023796 | 0.0012199 | 0.0018615 | 0.0024846 | -0.025526 | -0.026526 | -0.025874 | 0.025726 | 0.026738 | 0.026078 | 92.2739 | -26.5781 | -145.1937 | -87.7261 | 153.4219 | 34.8063 |  | 1.115 | 1.111 | 1.1126 | 1.1239 | 1.1201 | 1.1217 | -0.24394 | -120.3656 | 119.5517 | -0.44113 | -120.5605 | 119.3638
Line11_12_13 | 0.09923 | 0.10361 | 0.10112 | 0.09923 | 0.10361 | 0.10112 | 0.022916 | 0.023929 | 0.023353 | 0.022916 | 0.023929 | 0.023353 | -0.0012199 | -0.0018615 | -0.0024846 | 0.0013174 | 0.001967 | 0.0025897 | -0.025726 | -0.026738 | -0.026078 | 0.025925 | 0.026951 | 0.026282 | 92.2739 | -26.5781 | -145.1937 | -87.7261 | 153.4219 | 34.8063 |  | 1.1239 | 1.1201 | 1.1217 | 1.1328 | 1.1293 | 1.1309 | -0.44113 | -120.5605 | 119.3638 | -0.63523 | -120.7523 | 119.1789
Line12_13_15 | 0 | 0 | 0 | 0 | 0 | 0 | 0 | 0 | 0 | 0 | 0 | 0 | 6.2139e-10 | 8.747e-10 | 1.5293e-09 | -7.583e-10 | -9.1188e-10 | -1.3553e-09 | -2.2253e-10 | 7.0932e-10 | 1.3873e-11 | 1e-10 | -5.2996e-10 | -7.1643e-11 | 0 | 0 | 0 | 0 | 0 | 0 |  | 1.1328 | 1.1293 | 1.1309 | 1.1328 | 1.1293 | 1.1309 | -0.63523 | -120.7523 | 119.1789 | -0.63523 | -120.7523 | 119.1789
Line13_13_14 | 0.09923 | 0.10361 | 0.10112 | 0.09923 | 0.10361 | 0.10112 | 0.022916 | 0.023929 | 0.023353 | 0.022916 | 0.023929 | 0.023353 | -0.0013174 | -0.001967 | -0.0025897 | 0.0014149 | 0.0020724 | 0.0026947 | -0.025925 | -0.026951 | -0.026282 | 0.026125 | 0.027163 | 0.026485 | 92.2739 | -26.5781 | -145.1937 | -87.7261 | 153.4219 | 34.8063 |  | 1.1328 | 1.1293 | 1.1309 | 1.1417 | 1.1385 | 1.14 | -0.63523 | -120.7523 | 119.1789 | -0.82629 | -120.941 | 118.9969
Line14_15_16 | 0 | 0 | 0 | 0 | 0 | 0 | 0 | 0 | 0 | 0 | 0 | 0 | 4.1426e-10 | 5.8313e-10 | 1.0196e-09 | -5.5117e-10 | -6.2031e-10 | -8.4547e-10 | -1.4835e-10 | 4.7288e-10 | 9.2489e-12 | 2.5827e-11 | -2.9352e-10 | -6.7018e-11 | 0 | 0 | 0 | 0 | 0 | 0 |  | 1.1328 | 1.1293 | 1.1309 | 1.1328 | 1.1293 | 1.1309 | -0.63523 | -120.7523 | 119.1789 | -0.63523 | -120.7523 | 119.1789
Line15_16_17 | 0 | 0 | 0 | 0 | 0 | 0 | 0 | 0 | 0 | 0 | 0 | 0 | 2.0713e-10 | 2.9157e-10 | 5.0978e-10 | -3.4404e-10 | -3.2874e-10 | -3.357e-10 | -7.4177e-11 | 2.3644e-10 | 4.6244e-12 | -4.835e-11 | -5.7085e-11 | -6.2394e-11 | 0 | 0 | 0 | 0 | 0 | 0 |  | 1.1328 | 1.1293 | 1.1309 | 1.1328 | 1.1293 | 1.1309 | -0.63523 | -120.7523 | 119.1789 | -0.63523 | -120.7523 | 119.1789
Line16_4_18 | 0 | 0.035913 | 0.035947 | 0 | 0.035913 | 0.035947 | 0 | 0.0082937 | 0.0083016 | 0 | 0.0082937 | 0.0083016 | 6.5714e-11 | 0.0064567 | 0.0064765 | -2.368e-10 | -0.0064486 | -0.0064609 | -2.2649e-10 | 0.0064741 | 0.0064827 | 3.1076e-12 | -0.0064486 | -0.0064609 | 0 | -165.217 | 74.7905 | 0 | 14.783 | -105.2095 |  | 1.1088 | 1.1025 | 1.1038 | 1.1083 | 1.0996 | 1.1006 | 0.051055 | -120.1398 | 119.8181 | 0.041729 | -120.217 | 119.7905
Line17_5_19 | 0.11838 | 0.12364 | 0.12093 | 0.11838 | 0.12364 | 0.12093 | 0.027339 | 0.028553 | 0.027928 | 0.027339 | 0.028553 | 0.027928 | -0.0014824 | -0.0021357 | -0.0029116 | 0.0016214 | 0.0022857 | 0.0030617 | -0.030251 | -0.03144 | -0.030732 | 0.030535 | 0.031742 | 0.031023 | 92.7267 | -26.317 | -144.8793 | -87.2733 | 153.683 | 35.1207 |  | 1.1078 | 1.1036 | 1.1053 | 1.1185 | 1.1146 | 1.1162 | -0.078701 | -120.2031 | 119.7084 | -0.31289 | -120.4357 | 119.4843
Line1_1_3 | 0.09923 | 0.10361 | 0.10112 | 0.09923 | 0.10361 | 0.10112 | 0.022916 | 0.023929 | 0.023353 | 0.022916 | 0.023929 | 0.023353 | -0.00092745 | -0.0015451 | -0.0021695 | 0.0010249 | 0.0016506 | 0.0022746 | -0.025127 | -0.026101 | -0.025466 | 0.025327 | 0.026313 | 0.02567 | 92.2739 | -26.5781 | -145.1937 | -87.7261 | 153.4219 | 34.8063 |  | 1.0972 | 1.0927 | 1.0944 | 1.1061 | 1.1018 | 1.1035 | 0.16003 | -119.966 | 119.9369 | -0.043574 | -120.1674 | 119.7427
Line2_1_4 | 0.12529 | 0.10282 | 0.10032 | 0.12529 | 0.10282 | 0.10032 | 0.028935 | 0.023746 | 0.023169 | 0.028935 | 0.023746 | 0.023169 | -0.0093979 | -0.0038192 | -0.0046427 | 0.0095555 | 0.003932 | 0.0047347 | -0.030325 | -0.025664 | -0.024928 | 0.030628 | 0.025882 | 0.025132 | 107.3784 | -21.5015 | -139.5128 | -72.6216 | 158.4985 | 40.4872 |  | 1.0972 | 1.0927 | 1.0944 | 1.1088 | 1.1025 | 1.1038 | 0.16003 | -119.966 | 119.9369 | 0.051055 | -120.1398 | 119.8181
Line3_1_5 | 0.11838 | 0.12364 | 0.12093 | 0.11838 | 0.12364 | 0.12093 | 0.027339 | 0.028553 | 0.027928 | 0.027339 | 0.028553 | 0.027928 | -0.0013433 | -0.0019857 | -0.0027616 | 0.0014824 | 0.0021357 | 0.0029116 | -0.029967 | -0.031137 | -0.03044 | 0.030251 | 0.03144 | 0.030732 | 92.7267 | -26.317 | -144.8793 | -87.2733 | 153.683 | 35.1207 |  | 1.0972 | 1.0927 | 1.0944 | 1.1078 | 1.1036 | 1.1053 | 0.16003 | -119.966 | 119.9369 | -0.078701 | -120.2031 | 119.7084
Line4_2_6 | 0.11123 | 0.11616 | 0.11353 | 0.11123 | 0.11616 | 0.11353 | 0.025687 | 0.026827 | 0.026218 | 0.025687 | 0.026827 | 0.026218 | -0.0013013 | -0.0019475 | -0.0026664 | 0.001424 | 0.0020799 | 0.0027987 | -0.028411 | -0.029524 | -0.028838 | 0.028661 | 0.029792 | 0.029095 | 92.5568 | -26.4161 | -144.9964 | -87.4432 | 153.5839 | 35.0036 |  | 1.1072 | 1.1029 | 1.1046 | 1.1172 | 1.1132 | 1.1149 | -0.065748 | -120.1899 | 119.7211 | -0.2875 | -120.4098 | 119.5092
Line5_6_7 | 0.11123 | 0.11616 | 0.11353 | 0.11123 | 0.11616 | 0.11353 | 0.025687 | 0.026827 | 0.026218 | 0.025687 | 0.026827 | 0.026218 | -0.001424 | -0.0020799 | -0.0027987 | 0.0015466 | 0.0022124 | 0.002931 | -0.028661 | -0.029792 | -0.029095 | 0.028912 | 0.030059 | 0.029352 | 92.5568 | -26.4161 | -144.9964 | -87.4432 | 153.5839 | 35.0036 |  | 1.1172 | 1.1132 | 1.1149 | 1.1272 | 1.1235 | 1.1251 | -0.2875 | -120.4098 | 119.5092 | -0.50531 | -120.6256 | 119.3012
Line6_7_8 | 0 | 0 | 0 | 0 | 0 | 0 | 0 | 0 | 0 | 0 | 0 | 0 | 5.3594e-10 | 7.8652e-10 | 1.4745e-09 | -6.7633e-10 | -8.2744e-10 | -1.2932e-09 | -2.7192e-10 | 6.9827e-10 | -1.4428e-11 | 1.4301e-10 | -5.1274e-10 | -4.3211e-11 | 0 | 0 | 0 | 0 | 0 | 0 |  | 1.1272 | 1.1235 | 1.1251 | 1.1272 | 1.1235 | 1.1251 | -0.50531 | -120.6256 | 119.3012 | -0.50531 | -120.6256 | 119.3012
Line7_8_9 | 0 | 0 | 0 | 0 | 0 | 0 | 0 | 0 | 0 | 0 | 0 | 0 | 1.7865e-10 | 2.6217e-10 | 4.9149e-10 | -3.1904e-10 | -3.0309e-10 | -3.1018e-10 | -9.0639e-11 | 2.3276e-10 | -4.8093e-12 | -3.8272e-11 | -4.7231e-11 | -5.283e-11 | 0 | 0 | 0 | 0 | 0 | 0 |  | 1.1272 | 1.1235 | 1.1251 | 1.1272 | 1.1235 | 1.1251 | -0.50531 | -120.6256 | 119.3012 | -0.50531 | -120.6256 | 119.3012
Line8_8_10 | 0 | 0 | 0 | 0 | 0 | 0 | 0 | 0 | 0 | 0 | 0 | 0 | 1.7865e-10 | 2.6217e-10 | 4.9149e-10 | -3.1904e-10 | -3.0309e-10 | -3.1018e-10 | -9.0639e-11 | 2.3276e-10 | -4.8094e-12 | -3.8272e-11 | -4.7231e-11 | -5.283e-11 | 0 | 0 | 0 | 0 | 0 | 0 |  | 1.1272 | 1.1235 | 1.1251 | 1.1272 | 1.1235 | 1.1251 | -0.50531 | -120.6256 | 119.3012 | -0.50531 | -120.6256 | 119.3012
Line9_3_11 | 0.09923 | 0.10361 | 0.10112 | 0.09923 | 0.10361 | 0.10112 | 0.022916 | 0.023929 | 0.023353 | 0.022916 | 0.023929 | 0.023353 | -0.0010249 | -0.0016506 | -0.0022746 | 0.0011224 | 0.001756 | 0.0023796 | -0.025327 | -0.026313 | -0.02567 | 0.025526 | 0.026526 | 0.025874 | 92.2739 | -26.5781 | -145.1937 | -87.7261 | 153.4219 | 34.8063 |  | 1.1061 | 1.1018 | 1.1035 | 1.115 | 1.111 | 1.1126 | -0.043574 | -120.1674 | 119.7427 | -0.24394 | -120.3656 | 119.5517

## LLG_max_fault_10
name | pf_ikss_a_from_ka | pf_ikss_b_from_ka | pf_ikss_c_from_ka | pf_ikss_a_to_ka | pf_ikss_b_to_ka | pf_ikss_c_to_ka | pf_skss_a_from_mw | pf_skss_b_from_mw | pf_skss_c_from_mw | pf_skss_a_to_mw | pf_skss_b_to_mw | pf_skss_c_to_mw | pf_p_a_from_mw | pf_p_b_from_mw | pf_p_c_from_mw | pf_p_a_to_mw | pf_p_b_to_mw | pf_p_c_to_mw | pf_q_a_from_mvar | pf_q_b_from_mvar | pf_q_c_from_mvar | pf_q_a_to_mvar | pf_q_b_to_mvar | pf_q_c_to_mvar | pf_ikss_a_from_degree | pf_ikss_b_from_degree | pf_ikss_c_from_degree | pf_ikss_a_to_degree | pf_ikss_b_to_degree | pf_ikss_c_to_degree | 3xI0 | pf_vm_a_from_pu | pf_vm_b_from_pu | pf_vm_c_from_pu | pf_vm_a_to_pu | pf_vm_b_to_pu | pf_vm_c_to_pu | pf_va_a_from_degree | pf_va_b_from_degree | pf_va_c_from_degree | pf_va_a_to_degree | pf_va_b_to_degree | pf_va_c_to_degree
Line0_1_2 | 0.11191 | 0.1171 | 0.11434 | 0.11191 | 0.1171 | 0.11434 | 0.025844 | 0.027044 | 0.026407 | 0.025844 | 0.027044 | 0.026407 | -0.0012525 | -0.001952 | -0.0027438 | 0.0013767 | 0.0020865 | 0.0028781 | -0.029689 | -0.030899 | -0.030157 | 0.029943 | 0.031171 | 0.030417 | 92.5766 | -26.3564 | -144.8733 | -87.4234 | 153.6436 | 35.1267 |  | 1.1498 | 1.1448 | 1.1467 | 1.1598 | 1.1552 | 1.157 | 0.16087 | -119.9712 | 119.928 | -0.055729 | -120.186 | 119.7213
Line10_11_12 | 0.10025 | 0.10488 | 0.10227 | 0.10025 | 0.10488 | 0.10227 | 0.023151 | 0.024221 | 0.023617 | 0.023151 | 0.024221 | 0.023617 | -0.0011908 | -0.0018882 | -0.0025784 | 0.0012903 | 0.0019962 | 0.0026859 | -0.027007 | -0.028114 | -0.027396 | 0.027211 | 0.028331 | 0.027605 | 92.2963 | -26.5137 | -145.0659 | -87.7037 | 153.4863 | 34.9341 |  | 1.1677 | 1.1633 | 1.1651 | 1.1767 | 1.1726 | 1.1744 | -0.2283 | -120.3561 | 119.5576 | -0.41843 | -120.5439 | 119.3768
Line11_12_13 | 0.10025 | 0.10488 | 0.10227 | 0.10025 | 0.10488 | 0.10227 | 0.023151 | 0.024221 | 0.023617 | 0.023151 | 0.024221 | 0.023617 | -0.0012903 | -0.0019962 | -0.0026859 | 0.0013897 | 0.0021041 | 0.0027934 | -0.027211 | -0.028331 | -0.027605 | 0.027415 | 0.028549 | 0.027813 | 92.2963 | -26.5137 | -145.0659 | -87.7037 | 153.4863 | 34.9341 |  | 1.1767 | 1.1726 | 1.1744 | 1.1857 | 1.1819 | 1.1836 | -0.41843 | -120.5439 | 119.3768 | -0.60567 | -120.7289 | 119.1988
Line12_13_15 | 0 | 0 | 0 | 0 | 0 | 0 | 0 | 0 | 0 | 0 | 0 | 0 | 6.4587e-10 | 9.3574e-10 | 1.6926e-09 | -8.035e-10 | -9.7907e-10 | -1.4916e-09 | -2.7351e-10 | 8.0232e-10 | 1.5916e-12 | 1.3179e-10 | -5.9552e-10 | -6.7814e-11 | 0 | 0 | 0 | 0 | 0 | 0 |  | 1.1857 | 1.1819 | 1.1836 | 1.1857 | 1.1819 | 1.1836 | -0.60567 | -120.7289 | 119.1988 | -0.60567 | -120.7289 | 119.1988
Line13_13_14 | 0.10025 | 0.10488 | 0.10227 | 0.10025 | 0.10488 | 0.10227 | 0.023151 | 0.024221 | 0.023617 | 0.023151 | 0.024221 | 0.023617 | -0.0013897 | -0.0021041 | -0.0027934 | 0.0014892 | 0.0022121 | 0.002901 | -0.027415 | -0.028549 | -0.027813 | 0.027619 | 0.028767 | 0.028022 | 92.2963 | -26.5137 | -145.0659 | -87.7037 | 153.4863 | 34.9341 |  | 1.1857 | 1.1819 | 1.1836 | 1.1947 | 1.1912 | 1.1928 | -0.60567 | -120.7289 | 119.1988 | -0.79009 | -120.9109 | 119.0236
Line14_15_16 | 0 | 0 | 0 | 0 | 0 | 0 | 0 | 0 | 0 | 0 | 0 | 0 | 4.3058e-10 | 6.2383e-10 | 1.1284e-09 | -5.8821e-10 | -6.6716e-10 | -9.2742e-10 | -1.8234e-10 | 5.3488e-10 | 1.0611e-12 | 4.0617e-11 | -3.2808e-10 | -6.7283e-11 | 0 | 0 | 0 | 0 | 0 | 0 |  | 1.1857 | 1.1819 | 1.1836 | 1.1857 | 1.1819 | 1.1836 | -0.60567 | -120.7289 | 119.1988 | -0.60567 | -120.7289 | 119.1988
Line15_16_17 | 0 | 0 | 0 | 0 | 0 | 0 | 0 | 0 | 0 | 0 | 0 | 0 | 2.1529e-10 | 3.1191e-10 | 5.6419e-10 | -3.7292e-10 | -3.5525e-10 | -3.6323e-10 | -9.1171e-11 | 2.6744e-10 | 5.3059e-13 | -5.0554e-11 | -6.0638e-11 | -6.6753e-11 | 0 | 0 | 0 | 0 | 0 | 0 |  | 1.1857 | 1.1819 | 1.1836 | 1.1857 | 1.1819 | 1.1836 | -0.60567 | -120.7289 | 119.1988 | -0.60567 | -120.7289 | 119.1988
Line16_4_18 | 0 | 0.037608 | 0.037646 | 0 | 0.037608 | 0.037646 | 0 | 0.0086851 | 0.0086939 | 0 | 0.0086851 | 0.0086939 | 6.3724e-11 | 0.0070805 | 0.0071031 | -2.5874e-10 | -0.0070716 | -0.007086 | -2.5648e-10 | 0.0070996 | 0.00711 | 3.6126e-12 | -0.0070716 | -0.007086 | 0 | -165.2206 | 74.7833 | 0 | 14.7794 | -105.2167 |  | 1.1614 | 1.1545 | 1.156 | 1.1608 | 1.1515 | 1.1527 | 0.053527 | -120.1435 | 119.8109 | 0.044209 | -120.2206 | 119.7833
Line17_5_19 | 0.11882 | 0.12434 | 0.12151 | 0.11882 | 0.12434 | 0.12151 | 0.02744 | 0.028715 | 0.028061 | 0.02744 | 0.028715 | 0.028061 | -0.0015619 | -0.002279 | -0.0031308 | 0.0017019 | 0.0024306 | 0.0032825 | -0.031804 | -0.033111 | -0.032334 | 0.032091 | 0.033417 | 0.032629 | 92.7439 | -26.2606 | -144.7598 | -87.2561 | 153.7394 | 35.2402 |  | 1.1604 | 1.1558 | 1.1577 | 1.1711 | 1.1668 | 1.1686 | -0.067635 | -120.1981 | 119.7097 | -0.29198 | -120.4208 | 119.4955
Line1_1_3 | 0.10025 | 0.10488 | 0.10227 | 0.10025 | 0.10488 | 0.10227 | 0.023151 | 0.024221 | 0.023617 | 0.023151 | 0.024221 | 0.023617 | -0.00099184 | -0.0016723 | -0.0023633 | 0.0010913 | 0.0017802 | 0.0024708 | -0.0266 | -0.027678 | -0.026979 | 0.026804 | 0.027896 | 0.027188 | 92.2963 | -26.5137 | -145.0659 | -87.7037 | 153.4863 | 34.9341 |  | 1.1498 | 1.1448 | 1.1467 | 1.1587 | 1.1541 | 1.1559 | 0.16087 | -119.9712 | 119.928 | -0.035221 | -120.1652 | 119.7413
Line2_1_4 | 0.12541 | 0.10195 | 0.099286 | 0.12541 | 0.10195 | 0.099286 | 0.028963 | 0.023545 | 0.022929 | 0.028963 | 0.023545 | 0.022929 | -0.009702 | -0.0035728 | -0.0044725 | 0.00986 | 0.0036839 | 0.0045621 | -0.031857 | -0.026717 | -0.02591 | 0.032159 | 0.026932 | 0.026111 | 107.0991 | -22.3545 | -140.2783 | -72.9009 | 157.6455 | 39.7217 |  | 1.1498 | 1.1448 | 1.1467 | 1.1614 | 1.1545 | 1.156 | 0.16087 | -119.9712 | 119.928 | 0.053527 | -120.1435 | 119.8109
Line3_1_5 | 0.11882 | 0.12434 | 0.12151 | 0.11882 | 0.12434 | 0.12151 | 0.02744 | 0.028715 | 0.028061 | 0.02744 | 0.028715 | 0.028061 | -0.0014219 | -0.0021274 | -0.0029792 | 0.0015619 | 0.002279 | 0.0031308 | -0.031518 | -0.032804 | -0.03204 | 0.031804 | 0.033111 | 0.032334 | 92.7439 | -26.2606 | -144.7598 | -87.2561 | 153.7394 | 35.2402 |  | 1.1498 | 1.1448 | 1.1467 | 1.1604 | 1.1558 | 1.1577 | 0.16087 | -119.9712 | 119.928 | -0.067635 | -120.1981 | 119.7097
Line4_2_6 | 0.11191 | 0.1171 | 0.11434 | 0.11191 | 0.1171 | 0.11434 | 0.025844 | 0.027044 | 0.026407 | 0.025844 | 0.027044 | 0.026407 | -0.0013767 | -0.0020865 | -0.0028781 | 0.0015008 | 0.0022211 | 0.0030125 | -0.029943 | -0.031171 | -0.030417 | 0.030197 | 0.031442 | 0.030678 | 92.5766 | -26.3564 | -144.8733 | -87.4234 | 153.6436 | 35.1267 |  | 1.1598 | 1.1552 | 1.157 | 1.1699 | 1.1655 | 1.1673 | -0.055729 | -120.186 | 119.7213 | -0.26861 | -120.397 | 119.5183
Line5_6_7 | 0.11191 | 0.1171 | 0.11434 | 0.11191 | 0.1171 | 0.11434 | 0.025844 | 0.027044 | 0.026407 | 0.025844 | 0.027044 | 0.026407 | -0.0015008 | -0.0022211 | -0.0030125 | 0.0016249 | 0.0023556 | 0.0031468 | -0.030197 | -0.031442 | -0.030678 | 0.030451 | 0.031714 | 0.030938 | 92.5766 | -26.3564 | -144.8733 | -87.4234 | 153.6436 | 35.1267 |  | 1.1699 | 1.1655 | 1.1673 | 1.1799 | 1.1759 | 1.1777 | -0.26861 | -120.397 | 119.5183 | -0.47786 | -120.6043 | 119.3189
Line6_7_8 | 0 | 0 | 0 | 0 | 0 | 0 | 0 | 0 | 0 | 0 | 0 | 0 | 5.5343e-10 | 8.3963e-10 | 1.6341e-09 | -7.1487e-10 | -8.8726e-10 | -1.425e-09 | -3.2775e-10 | 7.9104e-10 | -2.8497e-11 | 1.7881e-10 | -5.7738e-10 | -3.7463e-11 | 0 | 0 | 0 | 0 | 0 | 0 |  | 1.1799 | 1.1759 | 1.1777 | 1.1799 | 1.1759 | 1.1777 | -0.47786 | -120.6043 | 119.3189 | -0.47786 | -120.6043 | 119.3189
Line7_8_9 | 0 | 0 | 0 | 0 | 0 | 0 | 0 | 0 | 0 | 0 | 0 | 0 | 1.8448e-10 | 2.7988e-10 | 5.4471e-10 | -3.4592e-10 | -3.275e-10 | -3.3563e-10 | -1.0925e-10 | 2.6368e-10 | -9.4991e-12 | -3.9691e-11 | -5.0019e-11 | -5.6462e-11 | 0 | 0 | 0 | 0 | 0 | 0 |  | 1.1799 | 1.1759 | 1.1777 | 1.1799 | 1.1759 | 1.1777 | -0.47786 | -120.6043 | 119.3189 | -0.47786 | -120.6043 | 119.3189
Line8_8_10 | 0 | 0 | 0 | 0 | 0 | 0 | 0 | 0 | 0 | 0 | 0 | 0 | 1.8448e-10 | 2.7988e-10 | 5.4471e-10 | -3.4592e-10 | -3.275e-10 | -3.3563e-10 | -1.0925e-10 | 2.6368e-10 | -9.4991e-12 | -3.9691e-11 | -5.0019e-11 | -5.6462e-11 | 0 | 0 | 0 | 0 | 0 | 0 |  | 1.1799 | 1.1759 | 1.1777 | 1.1799 | 1.1759 | 1.1777 | -0.47786 | -120.6043 | 119.3189 | -0.47786 | -120.6043 | 119.3189
Line9_3_11 | 0.10025 | 0.10488 | 0.10227 | 0.10025 | 0.10488 | 0.10227 | 0.023151 | 0.024221 | 0.023617 | 0.023151 | 0.024221 | 0.023617 | -0.0010913 | -0.0017802 | -0.0024708 | 0.0011908 | 0.0018882 | 0.0025784 | -0.026804 | -0.027896 | -0.027188 | 0.027007 | 0.028114 | 0.027396 | 92.2963 | -26.5137 | -145.0659 | -87.7037 | 153.4863 | 34.9341 |  | 1.1587 | 1.1541 | 1.1559 | 1.1677 | 1.1633 | 1.1651 | -0.035221 | -120.1652 | 119.7413 | -0.2283 | -120.3561 | 119.5576

## LLG_min_6
name | pf_ikss_a_from_ka | pf_ikss_b_from_ka | pf_ikss_c_from_ka | pf_ikss_a_to_ka | pf_ikss_b_to_ka | pf_ikss_c_to_ka | pf_skss_a_from_mw | pf_skss_b_from_mw | pf_skss_c_from_mw | pf_skss_a_to_mw | pf_skss_b_to_mw | pf_skss_c_to_mw | pf_p_a_from_mw | pf_p_b_from_mw | pf_p_c_from_mw | pf_p_a_to_mw | pf_p_b_to_mw | pf_p_c_to_mw | pf_q_a_from_mvar | pf_q_b_from_mvar | pf_q_c_from_mvar | pf_q_a_to_mvar | pf_q_b_to_mvar | pf_q_c_to_mvar | pf_ikss_a_from_degree | pf_ikss_b_from_degree | pf_ikss_c_from_degree | pf_ikss_a_to_degree | pf_ikss_b_to_degree | pf_ikss_c_to_degree | 3xI0 | pf_vm_a_from_pu | pf_vm_b_from_pu | pf_vm_c_from_pu | pf_vm_a_to_pu | pf_vm_b_to_pu | pf_vm_c_to_pu | pf_va_a_from_degree | pf_va_b_from_degree | pf_va_c_from_degree | pf_va_a_to_degree | pf_va_b_to_degree | pf_va_c_to_degree
Line0_1_2 | 0.013404 | 0.011572 | 0.015879 | 0.013404 | 0.011572 | 0.015879 | 0.0030955 | 0.0026723 | 0.0036671 | 0.0030955 | 0.0026724 | 0.0036672 | -0.00016765 | 0.0013527 | -0.0022338 | 0.00016948 | -0.001352 | 0.0022371 | 0.0043551 | -0.00084485 | 5.3182e-05 | -0.0043534 | 0.00084653 | -5.0595e-05 | -91.8272 | -70.5452 | -99.2257 | 88.1729 | 109.4545 | 80.7744 |  | 1.408 | 0.5968 | 0.60932 | 1.4074 | 0.59691 | 0.61019 | 0.37736 | -102.5327 | 79.4105 | 0.40231 | -102.5967 | 79.4788
Line10_11_12 | 0.013371 | 0.011544 | 0.015837 | 0.013371 | 0.011544 | 0.015837 | 0.0030879 | 0.002666 | 0.0036573 | 0.0030879 | 0.002666 | 0.0036574 | -0.00015964 | 0.0013463 | -0.0022342 | 0.00016147 | -0.0013456 | 0.0022374 | 0.0043414 | -0.00084906 | 5.3013e-05 | -0.0043398 | 0.00085073 | -5.0441e-05 | -91.6789 | -70.4222 | -99.0938 | 88.3212 | 109.5775 | 80.9063 |  | 1.4069 | 0.59703 | 0.61104 | 1.4064 | 0.59715 | 0.61191 | 0.42704 | -102.6604 | 79.5469 | 0.45192 | -102.7242 | 79.6148
Line11_12_13 | 0.013371 | 0.011544 | 0.015837 | 0.013371 | 0.011544 | 0.015837 | 0.0030879 | 0.002666 | 0.0036574 | 0.003088 | 0.002666 | 0.0036574 | -0.00016147 | 0.0013456 | -0.0022374 | 0.00016329 | -0.001345 | 0.0022406 | 0.0043398 | -0.00085073 | 5.0439e-05 | -0.0043381 | 0.0008524 | -4.7867e-05 | -91.6789 | -70.4225 | -99.0938 | 88.3212 | 109.5773 | 80.9063 |  | 1.4064 | 0.59715 | 0.61191 | 1.4058 | 0.59727 | 0.61277 | 0.45192 | -102.7242 | 79.6148 | 0.47681 | -102.7879 | 79.6825
Line12_13_15 | 0 | 0 | 0 | 0 | 0 | 0 | 0 | 0 | 0 | 0 | 0 | 0 | 4.6247e-09 | -6.9183e-08 | 6.8818e-08 | -5.4331e-09 | 4.6802e-08 | -4.5628e-08 | -1.6307e-07 | 1.504e-08 | -1.0197e-08 | 1.0876e-07 | -9.4113e-09 | 5.4169e-09 | 0 | 0 | 0 | 0 | 0 | 0 |  | 1.4058 | 0.59727 | 0.61277 | 1.4058 | 0.59727 | 0.61277 | 0.47681 | -102.7879 | 79.6825 | 0.47681 | -102.7879 | 79.6825
Line13_13_14 | 0.013372 | 0.011545 | 0.015838 | 0.013372 | 0.011545 | 0.015838 | 0.0030881 | 0.0026661 | 0.0036575 | 0.0030881 | 0.0026662 | 0.0036576 | -0.0001633 | 0.001345 | -0.0022407 | 0.00016512 | -0.0013444 | 0.0022439 | 0.0043383 | -0.00085242 | 4.7876e-05 | -0.0043366 | 0.00085409 | -4.5303e-05 | -91.6789 | -70.4236 | -99.0935 | 88.3212 | 109.5761 | 80.9066 |  | 1.4058 | 0.59727 | 0.61277 | 1.4053 | 0.59739 | 0.61363 | 0.47681 | -102.7879 | 79.6825 | 0.50172 | -102.8517 | 79.7501
Line14_15_16 | 0 | 0 | 0 | 0 | 0 | 0 | 0 | 0 | 0 | 0 | 0 | 0 | 3.0831e-09 | -4.6122e-08 | 4.5879e-08 | -3.8915e-09 | 2.374e-08 | -2.2689e-08 | -1.0871e-07 | 1.0027e-08 | -6.798e-09 | 5.4398e-08 | -4.3979e-09 | 2.0179e-09 | 0 | 0 | 0 | 0 | 0 | 0 |  | 1.4058 | 0.59727 | 0.61277 | 1.4058 | 0.59727 | 0.61277 | 0.47681 | -102.7879 | 79.6825 | 0.47681 | -102.7879 | 79.6825
Line15_16_17 | 0 | 0 | 0 | 0 | 0 | 0 | 0 | 0 | 0 | 0 | 0 | 0 | 1.5416e-09 | -2.3061e-08 | 2.2939e-08 | -2.3499e-09 | 6.793e-10 | 2.507e-10 | -5.4357e-08 | 5.0135e-09 | -3.399e-09 | 4.0752e-11 | 6.1564e-10 | -1.3811e-09 | 0 | 0 | 0 | 0 | 0 | 0 |  | 1.4058 | 0.59727 | 0.61277 | 1.4058 | 0.59727 | 0.61277 | 0.47681 | -102.7879 | 79.6825 | 0.47681 | -102.7879 | 79.6825
Line16_4_18 | 0 | 2.4748 | 2.5575 | 0 | 2.4748 | 2.5575 | 0 | 0.57154 | 0.59063 | 0 | 0.57154 | 0.59063 | 2.1184e-09 | 0.11707 | 0.12603 | -2.3297e-09 | -4.7751e-14 | 3.0309e-14 | -5.4964e-08 | 0.12425 | 0.12898 | 4.9662e-11 | -1.8826e-14 | 5.4393e-15 | 0 | -149.3355 | 33.7905 | 0 | 30.6645 | -146.2095 |  | 1.4052 | 0.2987 | 0.30531 | 1.4029 | 0 | 0 | 0.49276 | -102.6311 | 79.4529 | 0.5823 | 0 | 0
Line17_5_19 | 0.013421 | 0.011586 | 0.015901 | 0.013421 | 0.011586 | 0.015901 | 0.0030994 | 0.0026757 | 0.0036722 | 0.0030995 | 0.0026758 | 0.0036722 | -0.00017536 | 0.0013547 | -0.0022402 | 0.0001772 | -0.001354 | 0.0022435 | 0.0043587 | -0.0008461 | 4.8088e-05 | -0.0043571 | 0.00084779 | -4.5493e-05 | -91.9016 | -70.6084 | -99.2915 | 88.0985 | 109.3913 | 80.7086 |  | 1.4074 | 0.59691 | 0.61019 | 1.4069 | 0.59703 | 0.61106 | 0.40237 | -102.5968 | 79.4788 | 0.42741 | -102.6609 | 79.5469
Line1_1_3 | 0.013371 | 0.011544 | 0.015836 | 0.013371 | 0.011544 | 0.015837 | 0.0030878 | 0.0026659 | 0.0036573 | 0.0030879 | 0.0026659 | 0.0036573 | -0.00015599 | 0.0013476 | -0.0022277 | 0.00015782 | -0.0013469 | 0.0022309 | 0.0043447 | -0.00084572 | 5.8161e-05 | -0.0043431 | 0.00084739 | -5.5589e-05 | -91.6789 | -70.4216 | -99.094 | 88.3211 | 109.5781 | 80.9061 |  | 1.408 | 0.5968 | 0.60932 | 1.4074 | 0.59692 | 0.61018 | 0.37736 | -102.5327 | 79.4105 | 0.40219 | -102.5966 | 79.4788
Line2_1_4 | 0.013084 | 2.4732 | 2.543 | 0.013084 | 2.4732 | 2.543 | 0.0030216 | 0.57116 | 0.58728 | 0.0030217 | 0.57116 | 0.58728 | -0.00042825 | 0.23476 | 0.24934 | 0.00043592 | -0.11771 | -0.12484 | 0.0042327 | 0.24714 | 0.25667 | -0.0042236 | -0.12349 | -0.1287 | -95.4 | -149.0039 | 33.581 | 84.6001 | 30.9961 | -146.419 |  | 1.408 | 0.5968 | 0.60932 | 1.4052 | 0.2987 | 0.30531 | 0.37736 | -102.5327 | 79.4105 | 0.49276 | -102.6311 | 79.4529
Line3_1_5 | 0.013421 | 0.011586 | 0.015901 | 0.013421 | 0.011586 | 0.015901 | 0.0030994 | 0.0026757 | 0.0036722 | 0.0030994 | 0.0026757 | 0.0036722 | -0.00017353 | 0.0013553 | -0.002237 | 0.00017536 | -0.0013547 | 0.0022402 | 0.0043604 | -0.00084442 | 5.0683e-05 | -0.0043587 | 0.0008461 | -4.8089e-05 | -91.9016 | -70.6081 | -99.2916 | 88.0985 | 109.3916 | 80.7085 |  | 1.408 | 0.5968 | 0.60932 | 1.4074 | 0.59691 | 0.61019 | 0.37736 | -102.5327 | 79.4105 | 0.40237 | -102.5968 | 79.4788
Line4_2_6 | 0.013404 | 0.011572 | 0.015879 | 0.013404 | 0.011572 | 0.015879 | 0.0030955 | 0.0026724 | 0.0036672 | 0.0030955 | 0.0026724 | 0.0036672 | -0.00016948 | 0.001352 | -0.0022371 | 0.00017132 | -0.0013514 | 0.0022403 | 0.0043534 | -0.00084653 | 5.0594e-05 | -0.0043518 | 0.00084821 | -4.8007e-05 | -91.8272 | -70.5455 | -99.2256 | 88.1729 | 109.4542 | 80.7745 |  | 1.4074 | 0.59691 | 0.61019 | 1.4069 | 0.59703 | 0.61105 | 0.40231 | -102.5967 | 79.4788 | 0.42729 | -102.6607 | 79.5469
Line5_6_7 | 0.013404 | 0.011572 | 0.015879 | 0.013404 | 0.011572 | 0.01588 | 0.0030955 | 0.0026724 | 0.0036672 | 0.0030956 | 0.0026725 | 0.0036672 | -0.00017132 | 0.0013514 | -0.0022403 | 0.00017315 | -0.0013507 | 0.0022436 | 0.0043518 | -0.00084821 | 4.8006e-05 | -0.0043501 | 0.00084989 | -4.5419e-05 | -91.8272 | -70.5458 | -99.2255 | 88.1729 | 109.4539 | 80.7746 |  | 1.4069 | 0.59703 | 0.61105 | 1.4064 | 0.59715 | 0.61192 | 0.42729 | -102.6607 | 79.5469 | 0.45228 | -102.7247 | 79.6148
Line6_7_8 | 0 | 0 | 0 | 0 | 0 | 0 | 0 | 0 | 0 | 0 | 0 | 0 | 4.7539e-09 | -6.929e-08 | 6.8809e-08 | -5.5228e-09 | 4.6872e-08 | -4.5622e-08 | -1.6333e-07 | 1.4899e-08 | -1.0195e-08 | 1.0893e-07 | -9.3147e-09 | 5.4158e-09 | 0 | 0 | 0 | 0 | 0 | 0 |  | 1.4064 | 0.59715 | 0.61192 | 1.4064 | 0.59715 | 0.61192 | 0.45228 | -102.7247 | 79.6148 | 0.45228 | -102.7247 | 79.6148
Line7_8_9 | 0 | 0 | 0 | 0 | 0 | 0 | 0 | 0 | 0 | 0 | 0 | 0 | 1.5846e-09 | -2.3097e-08 | 2.2936e-08 | -2.3535e-09 | 6.7875e-10 | 2.5063e-10 | -5.4444e-08 | 4.9662e-09 | -3.3984e-09 | 3.8671e-11 | 6.177e-10 | -1.3811e-09 | 0 | 0 | 0 | 0 | 0 | 0 |  | 1.4064 | 0.59715 | 0.61192 | 1.4064 | 0.59715 | 0.61192 | 0.45228 | -102.7247 | 79.6148 | 0.45228 | -102.7247 | 79.6148
Line8_8_10 | 0 | 0 | 0 | 0 | 0 | 0 | 0 | 0 | 0 | 0 | 0 | 0 | 1.5846e-09 | -2.3097e-08 | 2.2936e-08 | -2.3535e-09 | 6.7875e-10 | 2.5063e-10 | -5.4444e-08 | 4.9662e-09 | -3.3984e-09 | 3.8671e-11 | 6.177e-10 | -1.3811e-09 | 0 | 0 | 0 | 0 | 0 | 0 |  | 1.4064 | 0.59715 | 0.61192 | 1.4064 | 0.59715 | 0.61192 | 0.45228 | -102.7247 | 79.6148 | 0.45228 | -102.7247 | 79.6148
Line9_3_11 | 0.013371 | 0.011544 | 0.015837 | 0.013371 | 0.011544 | 0.015837 | 0.0030879 | 0.0026659 | 0.0036573 | 0.0030879 | 0.002666 | 0.0036573 | -0.00015782 | 0.0013469 | -0.0022309 | 0.00015964 | -0.0013463 | 0.0022342 | 0.0043431 | -0.00084739 | 5.5587e-05 | -0.0043414 | 0.00084906 | -5.3015e-05 | -91.6789 | -70.4219 | -99.0939 | 88.3211 | 109.5778 | 80.9062 |  | 1.4074 | 0.59692 | 0.61018 | 1.4069 | 0.59703 | 0.61104 | 0.40219 | -102.5966 | 79.4788 | 0.42704 | -102.6604 | 79.5469

## LLG_min_10
name | pf_ikss_a_from_ka | pf_ikss_b_from_ka | pf_ikss_c_from_ka | pf_ikss_a_to_ka | pf_ikss_b_to_ka | pf_ikss_c_to_ka | pf_skss_a_from_mw | pf_skss_b_from_mw | pf_skss_c_from_mw | pf_skss_a_to_mw | pf_skss_b_to_mw | pf_skss_c_to_mw | pf_p_a_from_mw | pf_p_b_from_mw | pf_p_c_from_mw | pf_p_a_to_mw | pf_p_b_to_mw | pf_p_c_to_mw | pf_q_a_from_mvar | pf_q_b_from_mvar | pf_q_c_from_mvar | pf_q_a_to_mvar | pf_q_b_to_mvar | pf_q_c_to_mvar | pf_ikss_a_from_degree | pf_ikss_b_from_degree | pf_ikss_c_from_degree | pf_ikss_a_to_degree | pf_ikss_b_to_degree | pf_ikss_c_to_degree | 3xI0 | pf_vm_a_from_pu | pf_vm_b_from_pu | pf_vm_c_from_pu | pf_vm_a_to_pu | pf_vm_b_to_pu | pf_vm_c_to_pu | pf_va_a_from_degree | pf_va_b_from_degree | pf_va_c_from_degree | pf_va_a_to_degree | pf_va_b_to_degree | pf_va_c_to_degree
Line0_1_2 | 0.012698 | 0.010963 | 0.015043 | 0.012698 | 0.010963 | 0.015043 | 0.0029325 | 0.0025317 | 0.0034741 | 0.0029326 | 0.0025317 | 0.0034741 | -0.00015047 | 0.0012141 | -0.0020049 | 0.00015211 | -0.0012135 | 0.0020078 | 0.0039087 | -0.00075826 | 4.7732e-05 | -0.0039072 | 0.00075976 | -4.541e-05 | -91.8272 | -70.5452 | -99.2257 | 88.1729 | 109.4545 | 80.7744 |  | 1.3339 | 0.56539 | 0.57725 | 1.3334 | 0.5655 | 0.57807 | 0.37736 | -102.5327 | 79.4105 | 0.40231 | -102.5967 | 79.4788
Line10_11_12 | 0.012667 | 0.010936 | 0.015003 | 0.012667 | 0.010937 | 0.015003 | 0.0029254 | 0.0025256 | 0.0034649 | 0.0029254 | 0.0025257 | 0.0034649 | -0.00014328 | 0.0012083 | -0.0020052 | 0.00014492 | -0.0012077 | 0.0020081 | 0.0038965 | -0.00076204 | 4.758e-05 | -0.003895 | 0.00076354 | -4.5271e-05 | -91.6789 | -70.4222 | -99.0938 | 88.3212 | 109.5775 | 80.9063 |  | 1.3329 | 0.56561 | 0.57888 | 1.3324 | 0.56572 | 0.5797 | 0.42704 | -102.6604 | 79.5469 | 0.45192 | -102.7242 | 79.6148
Line11_12_13 | 0.012667 | 0.010937 | 0.015003 | 0.012668 | 0.010937 | 0.015004 | 0.0029254 | 0.0025257 | 0.0034649 | 0.0029254 | 0.0025257 | 0.0034649 | -0.00014492 | 0.0012077 | -0.0020081 | 0.00014656 | -0.0012071 | 0.002011 | 0.003895 | -0.00076354 | 4.527e-05 | -0.0038935 | 0.00076504 | -4.2961e-05 | -91.6789 | -70.4225 | -99.0938 | 88.3212 | 109.5773 | 80.9063 |  | 1.3324 | 0.56572 | 0.5797 | 1.3318 | 0.56583 | 0.58052 | 0.45192 | -102.7242 | 79.6148 | 0.47681 | -102.7879 | 79.6825
Line12_13_15 | 0 | 0 | 0 | 0 | 0 | 0 | 0 | 0 | 0 | 0 | 0 | 0 | 4.1507e-09 | -6.2093e-08 | 6.1765e-08 | -4.8762e-09 | 4.2005e-08 | -4.0952e-08 | -1.4636e-07 | 1.3499e-08 | -9.1519e-09 | 9.7608e-08 | -8.4467e-09 | 4.8617e-09 | 0 | 0 | 0 | 0 | 0 | 0 |  | 1.3318 | 0.56583 | 0.58052 | 1.3318 | 0.56583 | 0.58052 | 0.47681 | -102.7879 | 79.6825 | 0.47681 | -102.7879 | 79.6825
Line13_13_14 | 0.012668 | 0.010937 | 0.015004 | 0.012668 | 0.010937 | 0.015004 | 0.0029256 | 0.0025258 | 0.003465 | 0.0029256 | 0.0025259 | 0.0034651 | -0.00014656 | 0.0012072 | -0.0020111 | 0.0001482 | -0.0012066 | 0.002014 | 0.0038936 | -0.00076505 | 4.2969e-05 | -0.0038922 | 0.00076655 | -4.066e-05 | -91.6789 | -70.4236 | -99.0935 | 88.3212 | 109.5761 | 80.9066 |  | 1.3318 | 0.56583 | 0.58052 | 1.3313 | 0.56595 | 0.58133 | 0.47681 | -102.7879 | 79.6825 | 0.50172 | -102.8517 | 79.7501
Line14_15_16 | 0 | 0 | 0 | 0 | 0 | 0 | 0 | 0 | 0 | 0 | 0 | 0 | 2.7671e-09 | -4.1395e-08 | 4.1177e-08 | -3.4926e-09 | 2.1307e-08 | -2.0363e-08 | -9.7572e-08 | 8.9993e-09 | -6.1012e-09 | 4.8823e-08 | -3.9471e-09 | 1.8111e-09 | 0 | 0 | 0 | 0 | 0 | 0 |  | 1.3318 | 0.56583 | 0.58052 | 1.3318 | 0.56583 | 0.58052 | 0.47681 | -102.7879 | 79.6825 | 0.47681 | -102.7879 | 79.6825
Line15_16_17 | 0 | 0 | 0 | 0 | 0 | 0 | 0 | 0 | 0 | 0 | 0 | 0 | 1.3836e-09 | -2.0698e-08 | 2.0588e-08 | -2.1091e-09 | 6.0968e-10 | 2.25e-10 | -4.8786e-08 | 4.4996e-09 | -3.0506e-09 | 3.6575e-11 | 5.5254e-10 | -1.2395e-09 | 0 | 0 | 0 | 0 | 0 | 0 |  | 1.3318 | 0.56583 | 0.58052 | 1.3318 | 0.56583 | 0.58052 | 0.47681 | -102.7879 | 79.6825 | 0.47681 | -102.7879 | 79.6825
Line16_4_18 | 0 | 2.3446 | 2.4229 | 0 | 2.3446 | 2.4229 | 0 | 0.54146 | 0.55955 | 0 | 0.54146 | 0.55955 | 1.9013e-09 | 0.10507 | 0.11311 | -2.0909e-09 | -4.1832e-14 | 2.5999e-14 | -4.9331e-08 | 0.11152 | 0.11576 | 4.4572e-11 | -1.6569e-14 | 4.5031e-15 | 0 | -149.3355 | 33.7905 | 0 | 30.6645 | -146.2095 |  | 1.3312 | 0.28297 | 0.28924 | 1.329 | 0 | 0 | 0.49276 | -102.6311 | 79.4529 | 0.5823 | 0 | 0
Line17_5_19 | 0.012715 | 0.010976 | 0.015064 | 0.012715 | 0.010977 | 0.015064 | 0.0029363 | 0.0025349 | 0.0034789 | 0.0029364 | 0.0025349 | 0.003479 | -0.00015739 | 0.0012158 | -0.0020106 | 0.00015904 | -0.0012152 | 0.0020135 | 0.003912 | -0.00075938 | 4.3159e-05 | -0.0039105 | 0.00076089 | -4.083e-05 | -91.9016 | -70.6084 | -99.2915 | 88.0985 | 109.3913 | 80.7086 |  | 1.3334 | 0.5655 | 0.57807 | 1.3329 | 0.56561 | 0.5789 | 0.40237 | -102.5968 | 79.4788 | 0.42741 | -102.6609 | 79.5469
Line1_1_3 | 0.012667 | 0.010936 | 0.015003 | 0.012667 | 0.010936 | 0.015003 | 0.0029253 | 0.0025256 | 0.0034648 | 0.0029253 | 0.0025256 | 0.0034648 | -0.00014 | 0.0012095 | -0.0019994 | 0.00014164 | -0.0012089 | 0.0020023 | 0.0038994 | -0.00075904 | 5.22e-05 | -0.003898 | 0.00076054 | -4.9891e-05 | -91.6789 | -70.4216 | -99.094 | 88.3211 | 109.5781 | 80.9061 |  | 1.3339 | 0.56539 | 0.57725 | 1.3334 | 0.5655 | 0.57807 | 0.37736 | -102.5327 | 79.4105 | 0.40219 | -102.5966 | 79.4788
Line2_1_4 | 0.012395 | 2.343 | 2.4091 | 0.012396 | 2.343 | 2.4091 | 0.0028626 | 0.5411 | 0.55637 | 0.0028626 | 0.5411 | 0.55637 | -0.00038436 | 0.2107 | 0.22379 | 0.00039124 | -0.10565 | -0.11205 | 0.0037989 | 0.22181 | 0.23036 | -0.0037907 | -0.11083 | -0.11551 | -95.4 | -149.0039 | 33.581 | 84.6001 | 30.9961 | -146.419 |  | 1.3339 | 0.56539 | 0.57725 | 1.3312 | 0.28297 | 0.28924 | 0.37736 | -102.5327 | 79.4105 | 0.49276 | -102.6311 | 79.4529
Line3_1_5 | 0.012714 | 0.010976 | 0.015064 | 0.012715 | 0.010976 | 0.015064 | 0.0029363 | 0.0025349 | 0.0034789 | 0.0029363 | 0.0025349 | 0.0034789 | -0.00015574 | 0.0012164 | -0.0020077 | 0.00015739 | -0.0012158 | 0.0020106 | 0.0039135 | -0.00075787 | 4.5488e-05 | -0.003912 | 0.00075938 | -4.316e-05 | -91.9016 | -70.6081 | -99.2916 | 88.0985 | 109.3916 | 80.7085 |  | 1.3339 | 0.56539 | 0.57725 | 1.3334 | 0.5655 | 0.57807 | 0.37736 | -102.5327 | 79.4105 | 0.40237 | -102.5968 | 79.4788
Line4_2_6 | 0.012698 | 0.010963 | 0.015043 | 0.012699 | 0.010963 | 0.015044 | 0.0029326 | 0.0025317 | 0.0034741 | 0.0029326 | 0.0025318 | 0.0034742 | -0.00015211 | 0.0012135 | -0.0020078 | 0.00015376 | -0.0012129 | 0.0020107 | 0.0039072 | -0.00075976 | 4.5409e-05 | -0.0039057 | 0.00076127 | -4.3087e-05 | -91.8272 | -70.5455 | -99.2256 | 88.1729 | 109.4542 | 80.7745 |  | 1.3334 | 0.5655 | 0.57807 | 1.3329 | 0.56561 | 0.57889 | 0.40231 | -102.5967 | 79.4788 | 0.42729 | -102.6607 | 79.5469
Line5_6_7 | 0.012699 | 0.010963 | 0.015044 | 0.012699 | 0.010963 | 0.015044 | 0.0029326 | 0.0025318 | 0.0034742 | 0.0029327 | 0.0025318 | 0.0034742 | -0.00015376 | 0.0012129 | -0.0020107 | 0.0001554 | -0.0012123 | 0.0020136 | 0.0039057 | -0.00076127 | 4.3086e-05 | -0.0039042 | 0.00076278 | -4.0764e-05 | -91.8272 | -70.5458 | -99.2255 | 88.1729 | 109.4539 | 80.7746 |  | 1.3329 | 0.56561 | 0.57889 | 1.3324 | 0.56572 | 0.57971 | 0.42729 | -102.6607 | 79.5469 | 0.45228 | -102.7247 | 79.6148
Line6_7_8 | 0 | 0 | 0 | 0 | 0 | 0 | 0 | 0 | 0 | 0 | 0 | 0 | 4.2667e-09 | -6.2188e-08 | 6.1756e-08 | -4.9568e-09 | 4.2068e-08 | -4.0946e-08 | -1.4659e-07 | 1.3372e-08 | -9.1503e-09 | 9.7763e-08 | -8.36e-09 | 4.8607e-09 | 0 | 0 | 0 | 0 | 0 | 0 |  | 1.3324 | 0.56572 | 0.57971 | 1.3324 | 0.56572 | 0.57971 | 0.45228 | -102.7247 | 79.6148 | 0.45228 | -102.7247 | 79.6148
Line7_8_9 | 0 | 0 | 0 | 0 | 0 | 0 | 0 | 0 | 0 | 0 | 0 | 0 | 1.4222e-09 | -2.0729e-08 | 2.0585e-08 | -2.1123e-09 | 6.0918e-10 | 2.2494e-10 | -4.8864e-08 | 4.4572e-09 | -3.0501e-09 | 3.4707e-11 | 5.5439e-10 | -1.2395e-09 | 0 | 0 | 0 | 0 | 0 | 0 |  | 1.3324 | 0.56572 | 0.57971 | 1.3324 | 0.56572 | 0.57971 | 0.45228 | -102.7247 | 79.6148 | 0.45228 | -102.7247 | 79.6148
Line8_8_10 | 0 | 0 | 0 | 0 | 0 | 0 | 0 | 0 | 0 | 0 | 0 | 0 | 1.4222e-09 | -2.0729e-08 | 2.0585e-08 | -2.1123e-09 | 6.0918e-10 | 2.2494e-10 | -4.8864e-08 | 4.4572e-09 | -3.0501e-09 | 3.4707e-11 | 5.5439e-10 | -1.2395e-09 | 0 | 0 | 0 | 0 | 0 | 0 |  | 1.3324 | 0.56572 | 0.57971 | 1.3324 | 0.56572 | 0.57971 | 0.45228 | -102.7247 | 79.6148 | 0.45228 | -102.7247 | 79.6148
Line9_3_11 | 0.012667 | 0.010936 | 0.015003 | 0.012667 | 0.010936 | 0.015003 | 0.0029253 | 0.0025256 | 0.0034648 | 0.0029254 | 0.0025256 | 0.0034649 | -0.00014164 | 0.0012089 | -0.0020023 | 0.00014328 | -0.0012083 | 0.0020052 | 0.003898 | -0.00076054 | 4.989e-05 | -0.0038965 | 0.00076204 | -4.7581e-05 | -91.6789 | -70.4219 | -99.0939 | 88.3211 | 109.5778 | 80.9062 |  | 1.3334 | 0.5655 | 0.57807 | 1.3329 | 0.56561 | 0.57888 | 0.40219 | -102.5966 | 79.4788 | 0.42704 | -102.6604 | 79.5469

## LLG_min_fault_6
name | pf_ikss_a_from_ka | pf_ikss_b_from_ka | pf_ikss_c_from_ka | pf_ikss_a_to_ka | pf_ikss_b_to_ka | pf_ikss_c_to_ka | pf_skss_a_from_mw | pf_skss_b_from_mw | pf_skss_c_from_mw | pf_skss_a_to_mw | pf_skss_b_to_mw | pf_skss_c_to_mw | pf_p_a_from_mw | pf_p_b_from_mw | pf_p_c_from_mw | pf_p_a_to_mw | pf_p_b_to_mw | pf_p_c_to_mw | pf_q_a_from_mvar | pf_q_b_from_mvar | pf_q_c_from_mvar | pf_q_a_to_mvar | pf_q_b_to_mvar | pf_q_c_to_mvar | pf_ikss_a_from_degree | pf_ikss_b_from_degree | pf_ikss_c_from_degree | pf_ikss_a_to_degree | pf_ikss_b_to_degree | pf_ikss_c_to_degree | 3xI0 | pf_vm_a_from_pu | pf_vm_b_from_pu | pf_vm_c_from_pu | pf_vm_a_to_pu | pf_vm_b_to_pu | pf_vm_c_to_pu | pf_va_a_from_degree | pf_va_b_from_degree | pf_va_c_from_degree | pf_va_a_to_degree | pf_va_b_to_degree | pf_va_c_to_degree
Line0_1_2 | 0.0022336 | 0.0022483 | 0.0022676 | 0.0022336 | 0.0022484 | 0.0022677 | 0.00051582 | 0.00051923 | 0.00052369 | 0.00051583 | 0.00051924 | 0.00052369 | 0.00030267 | 0.00017191 | -0.00049241 | -0.00030262 | -0.00017187 | 0.00049247 | 0.00042522 | -0.00042135 | 0.00010551 | -0.00042517 | 0.00042141 | -0.00010546 | -51.848 | -50.4495 | -52.5821 | 128.152 | 129.5505 | 127.4179 |  | 1.0119 | 0.87643 | 0.96162 | 1.0117 | 0.87649 | 0.96169 | 2.7091 | -118.2539 | 115.3244 | 2.7102 | -118.2619 | 115.3313
Line10_11_12 | 0.002228 | 0.0022427 | 0.0022619 | 0.002228 | 0.0022428 | 0.002262 | 0.00051454 | 0.00051794 | 0.00052237 | 0.00051455 | 0.00051795 | 0.00052238 | 0.00030283 | 0.0001704 | -0.00049102 | -0.00030279 | -0.00017035 | 0.00049108 | 0.00042334 | -0.00042081 | 0.00010631 | -0.0004233 | 0.00042087 | -0.00010626 | -51.7111 | -50.3143 | -52.4458 | 128.2889 | 129.6857 | 127.5542 |  | 1.0116 | 0.87655 | 0.96176 | 1.0115 | 0.87661 | 0.96184 | 2.7113 | -118.2698 | 115.3382 | 2.7124 | -118.2778 | 115.3451
Line11_12_13 | 0.002228 | 0.0022428 | 0.002262 | 0.0022281 | 0.0022428 | 0.002262 | 0.00051455 | 0.00051795 | 0.00052238 | 0.00051455 | 0.00051795 | 0.00052239 | 0.00030279 | 0.00017035 | -0.00049108 | -0.00030274 | -0.00017031 | 0.00049114 | 0.0004233 | -0.00042087 | 0.00010626 | -0.00042325 | 0.00042092 | -0.00010621 | -51.7111 | -50.3144 | -52.4458 | 128.2889 | 129.6856 | 127.5542 |  | 1.0115 | 0.87661 | 0.96184 | 1.0113 | 0.87666 | 0.96191 | 2.7124 | -118.2778 | 115.3451 | 2.7135 | -118.2857 | 115.3519
Line12_13_15 | 0 | 0 | 0 | 0 | 0 | 0 | 0 | 0 | 0 | 0 | 0 | 0 | -1.0858e-08 | -7.4799e-09 | 1.8488e-08 | 7.0071e-09 | 5.221e-09 | -1.2378e-08 | -1.6562e-08 | 1.548e-08 | -3.4461e-09 | 1.1208e-08 | -1.0229e-08 | 2.0259e-09 | 0 | 0 | 0 | 0 | 0 | 0 |  | 1.0113 | 0.87666 | 0.96191 | 1.0113 | 0.87666 | 0.96191 | 2.7135 | -118.2857 | 115.3519 | 2.7135 | -118.2857 | 115.3519
Line13_13_14 | 0.0022282 | 0.0022429 | 0.0022621 | 0.0022282 | 0.0022429 | 0.0022621 | 0.00051457 | 0.00051797 | 0.0005224 | 0.00051458 | 0.00051798 | 0.00052241 | 0.00030275 | 0.00017032 | -0.00049115 | -0.00030271 | -0.00017027 | 0.00049121 | 0.00042327 | -0.00042094 | 0.00010621 | -0.00042323 | 0.00042099 | -0.00010616 | -51.7113 | -50.3145 | -52.4459 | 128.2887 | 129.6854 | 127.5541 |  | 1.0113 | 0.87666 | 0.96191 | 1.0112 | 0.87672 | 0.96198 | 2.7135 | -118.2857 | 115.3519 | 2.7146 | -118.2937 | 115.3588
Line14_15_16 | 0 | 0 | 0 | 0 | 0 | 0 | 0 | 0 | 0 | 0 | 0 | 0 | -7.2385e-09 | -4.9866e-09 | 1.2325e-08 | 3.3879e-09 | 2.7277e-09 | -6.2156e-09 | -1.1041e-08 | 1.032e-08 | -2.2974e-09 | 5.6873e-09 | -5.0686e-09 | 8.7718e-10 | 0 | 0 | 0 | 0 | 0 | 0 |  | 1.0113 | 0.87666 | 0.96191 | 1.0113 | 0.87666 | 0.96191 | 2.7135 | -118.2857 | 115.3519 | 2.7135 | -118.2857 | 115.3519
Line15_16_17 | 0 | 0 | 0 | 0 | 0 | 0 | 0 | 0 | 0 | 0 | 0 | 0 | -3.6192e-09 | -2.4933e-09 | 6.1626e-09 | -2.3136e-10 | 2.3437e-10 | -5.3029e-11 | -5.5205e-09 | 5.1599e-09 | -1.1487e-09 | 1.6678e-10 | 9.1354e-11 | -2.7152e-10 | 0 | 0 | 0 | 0 | 0 | 0 |  | 1.0113 | 0.87666 | 0.96191 | 1.0113 | 0.87666 | 0.96191 | 2.7135 | -118.2857 | 115.3519 | 2.7135 | -118.2857 | 115.3519
Line16_4_18 | 0 | 0.028417 | 0.031183 | 0 | 0.028417 | 0.031183 | 0 | 0.0065627 | 0.0072013 | 0 | 0.0065627 | 0.0072013 | -3.6066e-09 | 0.0040499 | 0.0048814 | -2.2872e-10 | -0.0040377 | -0.0048618 | -5.622e-09 | 0.0040552 | 0.0048774 | 1.67e-10 | -0.0040377 | -0.0048618 | 0 | -163.3364 | 70.3773 | 0 | 16.6636 | -109.6227 |  | 1.0112 | 0.87329 | 0.95823 | 1.0107 | 0.87009 | 0.95477 | 2.7146 | -118.2991 | 115.3541 | 2.719 | -118.3364 | 115.3773
Line17_5_19 | 0.0022365 | 0.0022513 | 0.0022706 | 0.0022365 | 0.0022513 | 0.0022707 | 0.00051649 | 0.00051991 | 0.00052438 | 0.0005165 | 0.00051992 | 0.00052439 | 0.0003025 | 0.00017259 | -0.00049324 | -0.00030246 | -0.00017255 | 0.0004933 | 0.00042609 | -0.00042175 | 0.000105 | -0.00042604 | 0.00042181 | -0.00010495 | -51.9168 | -50.5176 | -52.6506 | 128.0832 | 129.4824 | 127.3494 |  | 1.0117 | 0.87649 | 0.96169 | 1.0116 | 0.87655 | 0.96176 | 2.7102 | -118.2619 | 115.3313 | 2.7114 | -118.2699 | 115.3382
Line1_1_3 | 0.002228 | 0.0022427 | 0.0022619 | 0.002228 | 0.0022427 | 0.0022619 | 0.00051453 | 0.00051793 | 0.00052236 | 0.00051453 | 0.00051793 | 0.00052237 | 0.00030292 | 0.00017049 | -0.00049091 | -0.00030287 | -0.00017044 | 0.00049097 | 0.00042343 | -0.0004207 | 0.00010641 | -0.00042338 | 0.00042075 | -0.00010636 | -51.711 | -50.3142 | -52.4457 | 128.289 | 129.6858 | 127.5543 |  | 1.0119 | 0.87643 | 0.96162 | 1.0117 | 0.87649 | 0.96169 | 2.7091 | -118.2539 | 115.3244 | 2.7102 | -118.2618 | 115.3313
Line2_1_4 | 0.0022298 | 0.02758 | 0.029951 | 0.0022298 | 0.02758 | 0.029951 | 0.00051495 | 0.0063694 | 0.0069169 | 0.00051496 | 0.0063694 | 0.0069169 | 0.00029983 | 0.0042321 | 0.0044044 | -0.00029959 | -0.0042198 | -0.0043863 | 0.00042615 | 0.0036402 | 0.0049842 | -0.0004259 | -0.0036239 | -0.0049689 | -52.1616 | -158.9542 | 66.7906 | 127.8384 | 21.0459 | -113.2095 |  | 1.0119 | 0.87643 | 0.96162 | 1.0112 | 0.87329 | 0.95823 | 2.7091 | -118.2539 | 115.3244 | 2.7146 | -118.2991 | 115.3541
Line3_1_5 | 0.0022365 | 0.0022513 | 0.0022706 | 0.0022365 | 0.0022513 | 0.0022706 | 0.00051649 | 0.00051991 | 0.00052437 | 0.00051649 | 0.00051991 | 0.00052438 | 0.00030255 | 0.00017264 | -0.00049318 | -0.0003025 | -0.00017259 | 0.00049324 | 0.00042613 | -0.00042169 | 0.00010505 | -0.00042609 | 0.00042175 | -0.000105 | -51.9168 | -50.5175 | -52.6506 | 128.0832 | 129.4825 | 127.3494 |  | 1.0119 | 0.87643 | 0.96162 | 1.0117 | 0.87649 | 0.96169 | 2.7091 | -118.2539 | 115.3244 | 2.7102 | -118.2619 | 115.3313
Line4_2_6 | 0.0022336 | 0.0022484 | 0.0022677 | 0.0022336 | 0.0022484 | 0.0022677 | 0.00051583 | 0.00051924 | 0.00052369 | 0.00051583 | 0.00051925 | 0.0005237 | 0.00030262 | 0.00017187 | -0.00049247 | -0.00030258 | -0.00017182 | 0.00049252 | 0.00042517 | -0.00042141 | 0.00010546 | -0.00042513 | 0.00042147 | -0.00010541 | -51.848 | -50.4495 | -52.5821 | 128.152 | 129.5505 | 127.4179 |  | 1.0117 | 0.87649 | 0.96169 | 1.0116 | 0.87655 | 0.96176 | 2.7102 | -118.2619 | 115.3313 | 2.7114 | -118.2699 | 115.3382
Line5_6_7 | 0.0022336 | 0.0022484 | 0.0022677 | 0.0022337 | 0.0022484 | 0.0022677 | 0.00051583 | 0.00051925 | 0.0005237 | 0.00051584 | 0.00051925 | 0.00052371 | 0.00030258 | 0.00017182 | -0.00049252 | -0.00030253 | -0.00017178 | 0.00049258 | 0.00042513 | -0.00042147 | 0.00010541 | -0.00042508 | 0.00042152 | -0.00010536 | -51.8481 | -50.4496 | -52.5821 | 128.1519 | 129.5504 | 127.4179 |  | 1.0116 | 0.87655 | 0.96176 | 1.0115 | 0.87661 | 0.96184 | 2.7114 | -118.2699 | 115.3382 | 2.7125 | -118.2778 | 115.3451
Line6_7_8 | 0 | 0 | 0 | 0 | 0 | 0 | 0 | 0 | 0 | 0 | 0 | 0 | -1.0853e-08 | -7.5091e-09 | 1.8513e-08 | 7.0037e-09 | 5.2406e-09 | -1.2395e-08 | -1.6597e-08 | 1.5488e-08 | -3.4306e-09 | 1.1231e-08 | -1.0234e-08 | 2.0151e-09 | 0 | 0 | 0 | 0 | 0 | 0 |  | 1.0115 | 0.87661 | 0.96184 | 1.0115 | 0.87661 | 0.96184 | 2.7125 | -118.2778 | 115.3451 | 2.7125 | -118.2778 | 115.3451
Line7_8_9 | 0 | 0 | 0 | 0 | 0 | 0 | 0 | 0 | 0 | 0 | 0 | 0 | -3.6178e-09 | -2.5031e-09 | 6.171e-09 | -2.3188e-10 | 2.3453e-10 | -5.2803e-11 | -5.5323e-09 | 5.1628e-09 | -1.1435e-09 | 1.6673e-10 | 9.1766e-11 | -2.719e-10 | 0 | 0 | 0 | 0 | 0 | 0 |  | 1.0115 | 0.87661 | 0.96184 | 1.0115 | 0.87661 | 0.96184 | 2.7125 | -118.2778 | 115.3451 | 2.7125 | -118.2778 | 115.3451
Line8_8_10 | 0 | 0 | 0 | 0 | 0 | 0 | 0 | 0 | 0 | 0 | 0 | 0 | -3.6178e-09 | -2.5031e-09 | 6.171e-09 | -2.3188e-10 | 2.3453e-10 | -5.2803e-11 | -5.5323e-09 | 5.1628e-09 | -1.1435e-09 | 1.6673e-10 | 9.1766e-11 | -2.719e-10 | 0 | 0 | 0 | 0 | 0 | 0 |  | 1.0115 | 0.87661 | 0.96184 | 1.0115 | 0.87661 | 0.96184 | 2.7125 | -118.2778 | 115.3451 | 2.7125 | -118.2778 | 115.3451
Line9_3_11 | 0.002228 | 0.0022427 | 0.0022619 | 0.002228 | 0.0022427 | 0.0022619 | 0.00051453 | 0.00051793 | 0.00052237 | 0.00051454 | 0.00051794 | 0.00052237 | 0.00030287 | 0.00017044 | -0.00049097 | -0.00030283 | -0.0001704 | 0.00049102 | 0.00042338 | -0.00042075 | 0.00010636 | -0.00042334 | 0.00042081 | -0.00010631 | -51.7111 | -50.3143 | -52.4458 | 128.2889 | 129.6857 | 127.5543 |  | 1.0117 | 0.87649 | 0.96169 | 1.0116 | 0.87655 | 0.96176 | 2.7102 | -118.2618 | 115.3313 | 2.7113 | -118.2698 | 115.3382

## LLG_min_fault_10
name | pf_ikss_a_from_ka | pf_ikss_b_from_ka | pf_ikss_c_from_ka | pf_ikss_a_to_ka | pf_ikss_b_to_ka | pf_ikss_c_to_ka | pf_skss_a_from_mw | pf_skss_b_from_mw | pf_skss_c_from_mw | pf_skss_a_to_mw | pf_skss_b_to_mw | pf_skss_c_to_mw | pf_p_a_from_mw | pf_p_b_from_mw | pf_p_c_from_mw | pf_p_a_to_mw | pf_p_b_to_mw | pf_p_c_to_mw | pf_q_a_from_mvar | pf_q_b_from_mvar | pf_q_c_from_mvar | pf_q_a_to_mvar | pf_q_b_to_mvar | pf_q_c_to_mvar | pf_ikss_a_from_degree | pf_ikss_b_from_degree | pf_ikss_c_from_degree | pf_ikss_a_to_degree | pf_ikss_b_to_degree | pf_ikss_c_to_degree | 3xI0 | pf_vm_a_from_pu | pf_vm_b_from_pu | pf_vm_c_from_pu | pf_vm_a_to_pu | pf_vm_b_to_pu | pf_vm_c_to_pu | pf_va_a_from_degree | pf_va_b_from_degree | pf_va_c_from_degree | pf_va_a_to_degree | pf_va_b_to_degree | pf_va_c_to_degree
Line0_1_2 | 0.002116 | 0.00213 | 0.0021483 | 0.002116 | 0.00213 | 0.0021483 | 0.00048867 | 0.00049191 | 0.00049613 | 0.00048868 | 0.00049191 | 0.00049613 | 0.00027164 | 0.00015429 | -0.00044194 | -0.0002716 | -0.00015425 | 0.00044199 | 0.00038163 | -0.00037817 | 9.4692e-05 | -0.0003816 | 0.00037822 | -9.4647e-05 | -51.848 | -50.4495 | -52.5821 | 128.152 | 129.5505 | 127.4179 |  | 0.9586 | 0.83031 | 0.911 | 0.95847 | 0.83036 | 0.91108 | 2.7091 | -118.2539 | 115.3244 | 2.7102 | -118.2619 | 115.3313
Line10_11_12 | 0.0021108 | 0.0021247 | 0.0021429 | 0.0021108 | 0.0021247 | 0.0021429 | 0.00048746 | 0.00049068 | 0.00049488 | 0.00048746 | 0.00049069 | 0.00049489 | 0.00027179 | 0.00015293 | -0.0004407 | -0.00027175 | -0.00015289 | 0.00044075 | 0.00037995 | -0.00037768 | 9.5411e-05 | -0.00037991 | 0.00037773 | -9.5367e-05 | -51.7111 | -50.3143 | -52.4458 | 128.2889 | 129.6857 | 127.5542 |  | 0.95835 | 0.83041 | 0.91114 | 0.95822 | 0.83047 | 0.91121 | 2.7113 | -118.2698 | 115.3382 | 2.7124 | -118.2778 | 115.3451
Line11_12_13 | 0.0021108 | 0.0021247 | 0.0021429 | 0.0021108 | 0.0021248 | 0.0021429 | 0.00048746 | 0.00049069 | 0.00049489 | 0.00048747 | 0.00049069 | 0.00049489 | 0.00027175 | 0.00015289 | -0.00044075 | -0.00027171 | -0.00015285 | 0.0004408 | 0.00037991 | -0.00037773 | 9.5367e-05 | -0.00037987 | 0.00037778 | -9.5322e-05 | -51.7111 | -50.3144 | -52.4458 | 128.2889 | 129.6856 | 127.5542 |  | 0.95822 | 0.83047 | 0.91121 | 0.9581 | 0.83052 | 0.91128 | 2.7124 | -118.2778 | 115.3451 | 2.7135 | -118.2857 | 115.3519
Line12_13_15 | 0 | 0 | 0 | 0 | 0 | 0 | 0 | 0 | 0 | 0 | 0 | 0 | -9.7449e-09 | -6.7133e-09 | 1.6593e-08 | 6.2889e-09 | 4.6859e-09 | -1.1109e-08 | -1.4864e-08 | 1.3893e-08 | -3.0929e-09 | 1.0059e-08 | -9.1802e-09 | 1.8182e-09 | 0 | 0 | 0 | 0 | 0 | 0 |  | 0.9581 | 0.83052 | 0.91128 | 0.9581 | 0.83052 | 0.91128 | 2.7135 | -118.2857 | 115.3519 | 2.7135 | -118.2857 | 115.3519
Line13_13_14 | 0.0021109 | 0.0021248 | 0.002143 | 0.0021109 | 0.0021249 | 0.002143 | 0.00048749 | 0.00049071 | 0.00049491 | 0.0004875 | 0.00049072 | 0.00049492 | 0.00027172 | 0.00015286 | -0.00044081 | -0.00027168 | -0.00015282 | 0.00044086 | 0.00037989 | -0.00037779 | 9.5325e-05 | -0.00037985 | 0.00037784 | -9.5281e-05 | -51.7113 | -50.3145 | -52.4459 | 128.2887 | 129.6854 | 127.5541 |  | 0.9581 | 0.83052 | 0.91128 | 0.95798 | 0.83058 | 0.91135 | 2.7135 | -118.2857 | 115.3519 | 2.7146 | -118.2937 | 115.3588
Line14_15_16 | 0 | 0 | 0 | 0 | 0 | 0 | 0 | 0 | 0 | 0 | 0 | 0 | -6.4966e-09 | -4.4755e-09 | 1.1062e-08 | 3.0406e-09 | 2.4481e-09 | -5.5785e-09 | -9.9094e-09 | 9.2622e-09 | -2.0619e-09 | 5.1044e-09 | -4.5491e-09 | 7.8727e-10 | 0 | 0 | 0 | 0 | 0 | 0 |  | 0.9581 | 0.83052 | 0.91128 | 0.9581 | 0.83052 | 0.91128 | 2.7135 | -118.2857 | 115.3519 | 2.7135 | -118.2857 | 115.3519
Line15_16_17 | 0 | 0 | 0 | 0 | 0 | 0 | 0 | 0 | 0 | 0 | 0 | 0 | -3.2483e-09 | -2.2378e-09 | 5.5309e-09 | -2.0765e-10 | 2.1035e-10 | -4.7594e-11 | -4.9547e-09 | 4.6311e-09 | -1.031e-09 | 1.4968e-10 | 8.199e-11 | -2.4369e-10 | 0 | 0 | 0 | 0 | 0 | 0 |  | 0.9581 | 0.83052 | 0.91128 | 0.9581 | 0.83052 | 0.91128 | 2.7135 | -118.2857 | 115.3519 | 2.7135 | -118.2857 | 115.3519
Line16_4_18 | 0 | 0.026921 | 0.029541 | 0 | 0.026921 | 0.029541 | 0 | 0.0062173 | 0.0068223 | 0 | 0.0062173 | 0.0068223 | -3.2369e-09 | 0.0036348 | 0.0043811 | -2.0528e-10 | -0.0036238 | -0.0043635 | -5.0458e-09 | 0.0036395 | 0.0043775 | 1.4989e-10 | -0.0036238 | -0.0043635 | 0 | -163.3364 | 70.3773 | 0 | 16.6636 | -109.6227 |  | 0.95797 | 0.82733 | 0.9078 | 0.95746 | 0.8243 | 0.90452 | 2.7146 | -118.2991 | 115.3541 | 2.719 | -118.3364 | 115.3773
Line17_5_19 | 0.0021188 | 0.0021328 | 0.0021511 | 0.0021188 | 0.0021328 | 0.0021512 | 0.00048931 | 0.00049255 | 0.00049678 | 0.00048932 | 0.00049256 | 0.00049679 | 0.0002715 | 0.0001549 | -0.00044268 | -0.00027146 | -0.00015486 | 0.00044274 | 0.00038242 | -0.00037852 | 9.4241e-05 | -0.00038238 | 0.00037858 | -9.4197e-05 | -51.9168 | -50.5176 | -52.6506 | 128.0832 | 129.4824 | 127.3494 |  | 0.95847 | 0.83036 | 0.91108 | 0.95835 | 0.83041 | 0.91115 | 2.7102 | -118.2619 | 115.3313 | 2.7114 | -118.2699 | 115.3382
Line1_1_3 | 0.0021107 | 0.0021247 | 0.0021428 | 0.0021107 | 0.0021247 | 0.0021429 | 0.00048745 | 0.00049067 | 0.00049487 | 0.00048745 | 0.00049067 | 0.00049487 | 0.00027187 | 0.00015301 | -0.00044059 | -0.00027183 | -0.00015297 | 0.00044065 | 0.00038003 | -0.00037758 | 9.55e-05 | -0.00037999 | 0.00037763 | -9.5456e-05 | -51.711 | -50.3142 | -52.4457 | 128.289 | 129.6858 | 127.5543 |  | 0.9586 | 0.83031 | 0.911 | 0.95847 | 0.83036 | 0.91107 | 2.7091 | -118.2539 | 115.3244 | 2.7102 | -118.2618 | 115.3313
Line2_1_4 | 0.0021125 | 0.026129 | 0.028375 | 0.0021125 | 0.026129 | 0.028375 | 0.00048785 | 0.0060341 | 0.0065529 | 0.00048786 | 0.0060341 | 0.0065529 | 0.0002691 | 0.0037984 | 0.003953 | -0.00026889 | -0.0037873 | -0.0039368 | 0.00038247 | 0.0032671 | 0.0044734 | -0.00038225 | -0.0032525 | -0.0044597 | -52.1616 | -158.9542 | 66.7906 | 127.8384 | 21.0459 | -113.2095 |  | 0.9586 | 0.83031 | 0.911 | 0.95797 | 0.82733 | 0.9078 | 2.7091 | -118.2539 | 115.3244 | 2.7146 | -118.2991 | 115.3541
Line3_1_5 | 0.0021188 | 0.0021328 | 0.0021511 | 0.0021188 | 0.0021328 | 0.0021511 | 0.0004893 | 0.00049254 | 0.00049677 | 0.00048931 | 0.00049255 | 0.00049678 | 0.00027154 | 0.00015494 | -0.00044263 | -0.0002715 | -0.0001549 | 0.00044268 | 0.00038246 | -0.00037847 | 9.4286e-05 | -0.00038242 | 0.00037852 | -9.4242e-05 | -51.9168 | -50.5175 | -52.6506 | 128.0832 | 129.4825 | 127.3494 |  | 0.9586 | 0.83031 | 0.911 | 0.95847 | 0.83036 | 0.91108 | 2.7091 | -118.2539 | 115.3244 | 2.7102 | -118.2619 | 115.3313
Line4_2_6 | 0.002116 | 0.00213 | 0.0021483 | 0.0021161 | 0.0021301 | 0.0021483 | 0.00048868 | 0.00049191 | 0.00049613 | 0.00048868 | 0.00049192 | 0.00049614 | 0.0002716 | 0.00015425 | -0.00044199 | -0.00027157 | -0.00015421 | 0.00044204 | 0.0003816 | -0.00037822 | 9.4647e-05 | -0.00038156 | 0.00037827 | -9.4602e-05 | -51.848 | -50.4495 | -52.5821 | 128.152 | 129.5505 | 127.4179 |  | 0.95847 | 0.83036 | 0.91108 | 0.95835 | 0.83041 | 0.91115 | 2.7102 | -118.2619 | 115.3313 | 2.7114 | -118.2699 | 115.3382
Line5_6_7 | 0.0021161 | 0.0021301 | 0.0021483 | 0.0021161 | 0.0021301 | 0.0021484 | 0.00048868 | 0.00049192 | 0.00049614 | 0.00048869 | 0.00049192 | 0.00049614 | 0.00027156 | 0.00015421 | -0.00044204 | -0.00027153 | -0.00015417 | 0.0004421 | 0.00038156 | -0.00037827 | 9.4602e-05 | -0.00038152 | 0.00037832 | -9.4557e-05 | -51.8481 | -50.4496 | -52.5821 | 128.1519 | 129.5504 | 127.4179 |  | 0.95835 | 0.83041 | 0.91115 | 0.95822 | 0.83047 | 0.91122 | 2.7114 | -118.2699 | 115.3382 | 2.7125 | -118.2778 | 115.3451
Line6_7_8 | 0 | 0 | 0 | 0 | 0 | 0 | 0 | 0 | 0 | 0 | 0 | 0 | -9.741e-09 | -6.7395e-09 | 1.6616e-08 | 6.2859e-09 | 4.7035e-09 | -1.1124e-08 | -1.4896e-08 | 1.3901e-08 | -3.0789e-09 | 1.008e-08 | -9.1849e-09 | 1.8086e-09 | 0 | 0 | 0 | 0 | 0 | 0 |  | 0.95822 | 0.83047 | 0.91122 | 0.95822 | 0.83047 | 0.91122 | 2.7125 | -118.2778 | 115.3451 | 2.7125 | -118.2778 | 115.3451
Line7_8_9 | 0 | 0 | 0 | 0 | 0 | 0 | 0 | 0 | 0 | 0 | 0 | 0 | -3.247e-09 | -2.2465e-09 | 5.5385e-09 | -2.0811e-10 | 2.1049e-10 | -4.7391e-11 | -4.9653e-09 | 4.6336e-09 | -1.0263e-09 | 1.4965e-10 | 8.2361e-11 | -2.4403e-10 | 0 | 0 | 0 | 0 | 0 | 0 |  | 0.95822 | 0.83047 | 0.91122 | 0.95822 | 0.83047 | 0.91122 | 2.7125 | -118.2778 | 115.3451 | 2.7125 | -118.2778 | 115.3451
Line8_8_10 | 0 | 0 | 0 | 0 | 0 | 0 | 0 | 0 | 0 | 0 | 0 | 0 | -3.247e-09 | -2.2465e-09 | 5.5385e-09 | -2.0811e-10 | 2.1049e-10 | -4.7391e-11 | -4.9653e-09 | 4.6336e-09 | -1.0263e-09 | 1.4965e-10 | 8.2361e-11 | -2.4403e-10 | 0 | 0 | 0 | 0 | 0 | 0 |  | 0.95822 | 0.83047 | 0.91122 | 0.95822 | 0.83047 | 0.91122 | 2.7125 | -118.2778 | 115.3451 | 2.7125 | -118.2778 | 115.3451
Line9_3_11 | 0.0021107 | 0.0021247 | 0.0021429 | 0.0021108 | 0.0021247 | 0.0021429 | 0.00048745 | 0.00049067 | 0.00049487 | 0.00048746 | 0.00049068 | 0.00049488 | 0.00027183 | 0.00015297 | -0.00044065 | -0.00027179 | -0.00015293 | 0.0004407 | 0.00037999 | -0.00037763 | 9.5456e-05 | -0.00037995 | 0.00037768 | -9.5411e-05 | -51.7111 | -50.3143 | -52.4458 | 128.2889 | 129.6857 | 127.5543 |  | 0.95847 | 0.83036 | 0.91107 | 0.95835 | 0.83041 | 0.91114 | 2.7102 | -118.2618 | 115.3313 | 2.7113 | -118.2698 | 115.3382