## LLL_max_6
name | pf_ikss_from_ka | pf_ikss_to_ka | pf_ip_from_ka | pf_ip_to_ka | pf_skss_from_mw | pf_skss_to_mw | pf_p_from_mw | pf_p_to_mw | pf_q_from_mvar | pf_q_to_mvar | pf_ikss_from_degree | pf_ikss_to_degree | pf_vm_from_pu | pf_vm_to_pu | pf_va_from_degree | pf_va_to_degree
Line0_1_2 | 0 | 0 | 0 | 0 | 0 | 0 | 0 | 0 | 0 | 0 | 0 | 0 | 0.70184 | 0.70184 | -7.4193 | -7.4193
Line10_11_12 | 0 | 0 | 0 | 0 | 0 | 0 | 0 | 0 | 0 | 0 | 0 | 0 | 0.70184 | 0.70184 | -7.4193 | -7.4193
Line11_12_13 | 0 | 0 | 0 | 0 | 0 | 0 | 0 | 0 | 0 | 0 | 0 | 0 | 0.70184 | 0.70184 | -7.4193 | -7.4193
Line12_13_15 | 0 | 0 | 0 | 0 | 0 | 0 | 0 | 0 | 0 | 0 | 0 | 0 | 0.70184 | 0.70184 | -7.4193 | -7.4193
Line13_13_14 | 0 | 0 | 0 | 0 | 0 | 0 | 0 | 0 | 0 | 0 | 0 | 0 | 0.70184 | 0.70184 | -7.4193 | -7.4193
Line14_15_16 | 0 | 0 | 0 | 0 | 0 | 0 | 0 | 0 | 0 | 0 | 0 | 0 | 0.70184 | 0.70184 | -7.4193 | -7.4193
Line15_16_17 | 0 | 0 | 0 | 0 | 0 | 0 | 0 | 0 | 0 | 0 | 0 | 0 | 0.70184 | 0.70184 | -7.4193 | -7.4193
Line16_4_18 | 3.6243 | 3.6243 | 0 | 7.0007 | 2.511 | 2.511 | 0.39406 | -1e-07 | 0.78812 | -1e-07 | -70.8543 | 109.1457 | 0.35092 | 0 | -7.4193 | 0
Line17_5_19 | 0 | 0 | 0 | 0 | 0 | 0 | 0 | 0 | 0 | 0 | 0 | 0 | 0.70184 | 0.70184 | -7.4193 | -7.4193
Line1_1_3 | 0 | 0 | 0 | 0 | 0 | 0 | 0 | 0 | 0 | 0 | 0 | 0 | 0.70184 | 0.70184 | -7.4193 | -7.4193
Line2_1_4 | 3.6243 | 3.6243 | 0 | 0 | 2.511 | 2.511 | 0.78812 | -0.39406 | 1.5762 | -0.78812 | -70.8543 | 109.1457 | 0.70184 | 0.35092 | -7.4193 | -7.4193
Line3_1_5 | 0 | 0 | 0 | 0 | 0 | 0 | 0 | 0 | 0 | 0 | 0 | 0 | 0.70184 | 0.70184 | -7.4193 | -7.4193
Line4_2_6 | 0 | 0 | 0 | 0 | 0 | 0 | 0 | 0 | 0 | 0 | 0 | 0 | 0.70184 | 0.70184 | -7.4193 | -7.4193
Line5_6_7 | 0 | 0 | 0 | 0 | 0 | 0 | 0 | 0 | 0 | 0 | 0 | 0 | 0.70184 | 0.70184 | -7.4193 | -7.4193
Line6_7_8 | 0 | 0 | 0 | 0 | 0 | 0 | 0 | 0 | 0 | 0 | 0 | 0 | 0.70184 | 0.70184 | -7.4193 | -7.4193
Line7_8_9 | 0 | 0 | 0 | 0 | 0 | 0 | 0 | 0 | 0 | 0 | 0 | 0 | 0.70184 | 0.70184 | -7.4193 | -7.4193
Line8_8_10 | 0 | 0 | 0 | 0 | 0 | 0 | 0 | 0 | 0 | 0 | 0 | 0 | 0.70184 | 0.70184 | -7.4193 | -7.4193
Line9_3_11 | 0 | 0 | 0 | 0 | 0 | 0 | 0 | 0 | 0 | 0 | 0 | 0 | 0.70184 | 0.70184 | -7.4193 | -7.4193

## LLL_max_10
name | pf_ikss_from_ka | pf_ikss_to_ka | pf_ip_from_ka | pf_ip_to_ka | pf_skss_from_mw | pf_skss_to_mw | pf_p_from_mw | pf_p_to_mw | pf_q_from_mvar | pf_q_to_mvar | pf_ikss_from_degree | pf_ikss_to_degree | pf_vm_from_pu | pf_vm_to_pu | pf_va_from_degree | pf_va_to_degree
Line0_1_2 | 0 | 0 | 0 | 0 | 0 | 0 | 0 | 0 | 0 | 0 | 0 | 0 | 0.72372 | 0.72372 | -7.6495 | -7.6495
Line10_11_12 | 0 | 0 | 0 | 0 | 0 | 0 | 0 | 0 | 0 | 0 | 0 | 0 | 0.72372 | 0.72372 | -7.6495 | -7.6495
Line11_12_13 | 0 | 0 | 0 | 0 | 0 | 0 | 0 | 0 | 0 | 0 | 0 | 0 | 0.72372 | 0.72372 | -7.6495 | -7.6495
Line12_13_15 | 0 | 0 | 0 | 0 | 0 | 0 | 0 | 0 | 0 | 0 | 0 | 0 | 0.72372 | 0.72372 | -7.6495 | -7.6495
Line13_13_14 | 0 | 0 | 0 | 0 | 0 | 0 | 0 | 0 | 0 | 0 | 0 | 0 | 0.72372 | 0.72372 | -7.6495 | -7.6495
Line14_15_16 | 0 | 0 | 0 | 0 | 0 | 0 | 0 | 0 | 0 | 0 | 0 | 0 | 0.72372 | 0.72372 | -7.6495 | -7.6495
Line15_16_17 | 0 | 0 | 0 | 0 | 0 | 0 | 0 | 0 | 0 | 0 | 0 | 0 | 0.72372 | 0.72372 | -7.6495 | -7.6495
Line16_4_18 | 3.7373 | 3.7373 | 0 | 7.2438 | 2.5893 | 2.5893 | 0.41902 | -1e-07 | 0.83803 | -1e-07 | -71.0844 | 108.9156 | 0.36186 | 0 | -7.6495 | 0
Line17_5_19 | 0 | 0 | 0 | 0 | 0 | 0 | 0 | 0 | 0 | 0 | 0 | 0 | 0.72372 | 0.72372 | -7.6495 | -7.6495
Line1_1_3 | 0 | 0 | 0 | 0 | 0 | 0 | 0 | 0 | 0 | 0 | 0 | 0 | 0.72372 | 0.72372 | -7.6495 | -7.6495
Line2_1_4 | 3.7373 | 3.7373 | 0 | 0 | 2.5893 | 2.5893 | 0.83803 | -0.41902 | 1.6761 | -0.83803 | -71.0844 | 108.9156 | 0.72372 | 0.36186 | -7.6495 | -7.6495
Line3_1_5 | 0 | 0 | 0 | 0 | 0 | 0 | 0 | 0 | 0 | 0 | 0 | 0 | 0.72372 | 0.72372 | -7.6495 | -7.6495
Line4_2_6 | 0 | 0 | 0 | 0 | 0 | 0 | 0 | 0 | 0 | 0 | 0 | 0 | 0.72372 | 0.72372 | -7.6495 | -7.6495
Line5_6_7 | 0 | 0 | 0 | 0 | 0 | 0 | 0 | 0 | 0 | 0 | 0 | 0 | 0.72372 | 0.72372 | -7.6495 | -7.6495
Line6_7_8 | 0 | 0 | 0 | 0 | 0 | 0 | 0 | 0 | 0 | 0 | 0 | 0 | 0.72372 | 0.72372 | -7.6495 | -7.6495
Line7_8_9 | 0 | 0 | 0 | 0 | 0 | 0 | 0 | 0 | 0 | 0 | 0 | 0 | 0.72372 | 0.72372 | -7.6495 | -7.6495
Line8_8_10 | 0 | 0 | 0 | 0 | 0 | 0 | 0 | 0 | 0 | 0 | 0 | 0 | 0.72372 | 0.72372 | -7.6495 | -7.6495
Line9_3_11 | 0 | 0 | 0 | 0 | 0 | 0 | 0 | 0 | 0 | 0 | 0 | 0 | 0.72372 | 0.72372 | -7.6495 | -7.6495

## LLL_max_fault_6
name | pf_ikss_from_ka | pf_ikss_to_ka | pf_ip_from_ka | pf_ip_to_ka | pf_skss_from_mw | pf_skss_to_mw | pf_p_from_mw | pf_p_to_mw | pf_q_from_mvar | pf_q_to_mvar | pf_ikss_from_degree | pf_ikss_to_degree | pf_vm_from_pu | pf_vm_to_pu | pf_va_from_degree | pf_va_to_degree
Line0_1_2 | 0 | 0 | 0 | 0 | 0 | 0 | 0 | 0 | 0 | 0 | 0 | 0 | 1.0474 | 1.0474 | -0.12051 | -0.12051
Line10_11_12 | 0 | 0 | 0 | 0 | 0 | 0 | 0 | 0 | 0 | 0 | 0 | 0 | 1.0474 | 1.0474 | -0.12051 | -0.12051
Line11_12_13 | 0 | 0 | 0 | 0 | 0 | 0 | 0 | 0 | 0 | 0 | 0 | 0 | 1.0474 | 1.0474 | -0.12051 | -0.12051
Line12_13_15 | 0 | 0 | 0 | 0 | 0 | 0 | 0 | 0 | 0 | 0 | 0 | 0 | 1.0474 | 1.0474 | -0.12051 | -0.12051
Line13_13_14 | 0 | 0 | 0 | 0 | 0 | 0 | 0 | 0 | 0 | 0 | 0 | 0 | 1.0474 | 1.0474 | -0.12051 | -0.12051
Line14_15_16 | 0 | 0 | 0 | 0 | 0 | 0 | 0 | 0 | 0 | 0 | 0 | 0 | 1.0474 | 1.0474 | -0.12051 | -0.12051
Line15_16_17 | 0 | 0 | 0 | 0 | 0 | 0 | 0 | 0 | 0 | 0 | 0 | 0 | 1.0474 | 1.0474 | -0.12051 | -0.12051
Line16_4_18 | 0.034003 | 0.034003 | 0 | 0.065681 | 0.023558 | 0.023558 | 0.017378 | -0.017343 | 0.017412 | -0.017343 | -45.2344 | 134.7656 | 1.0442 | 1.0411 | -0.17729 | -0.23442
Line17_5_19 | 0 | 0 | 0 | 0 | 0 | 0 | 0 | 0 | 0 | 0 | 0 | 0 | 1.0474 | 1.0474 | -0.12051 | -0.12051
Line1_1_3 | 0 | 0 | 0 | 0 | 0 | 0 | 0 | 0 | 0 | 0 | 0 | 0 | 1.0474 | 1.0474 | -0.12051 | -0.12051
Line2_1_4 | 0.034003 | 0.034003 | 0 | 0 | 0.023558 | 0.023558 | 0.017412 | -0.017378 | 0.017482 | -0.017412 | -45.2344 | 134.7656 | 1.0474 | 1.0442 | -0.12051 | -0.17729
Line3_1_5 | 0 | 0 | 0 | 0 | 0 | 0 | 0 | 0 | 0 | 0 | 0 | 0 | 1.0474 | 1.0474 | -0.12051 | -0.12051
Line4_2_6 | 0 | 0 | 0 | 0 | 0 | 0 | 0 | 0 | 0 | 0 | 0 | 0 | 1.0474 | 1.0474 | -0.12051 | -0.12051
Line5_6_7 | 0 | 0 | 0 | 0 | 0 | 0 | 0 | 0 | 0 | 0 | 0 | 0 | 1.0474 | 1.0474 | -0.12051 | -0.12051
Line6_7_8 | 0 | 0 | 0 | 0 | 0 | 0 | 0 | 0 | 0 | 0 | 0 | 0 | 1.0474 | 1.0474 | -0.12051 | -0.12051
Line7_8_9 | 0 | 0 | 0 | 0 | 0 | 0 | 0 | 0 | 0 | 0 | 0 | 0 | 1.0474 | 1.0474 | -0.12051 | -0.12051
Line8_8_10 | 0 | 0 | 0 | 0 | 0 | 0 | 0 | 0 | 0 | 0 | 0 | 0 | 1.0474 | 1.0474 | -0.12051 | -0.12051
Line9_3_11 | 0 | 0 | 0 | 0 | 0 | 0 | 0 | 0 | 0 | 0 | 0 | 0 | 1.0474 | 1.0474 | -0.12051 | -0.12051

## LLL_max_fault_10
name | pf_ikss_from_ka | pf_ikss_to_ka | pf_ip_from_ka | pf_ip_to_ka | pf_skss_from_mw | pf_skss_to_mw | pf_p_from_mw | pf_p_to_mw | pf_q_from_mvar | pf_q_to_mvar | pf_ikss_from_degree | pf_ikss_to_degree | pf_vm_from_pu | pf_vm_to_pu | pf_va_from_degree | pf_va_to_degree
Line0_1_2 | 0 | 0 | 0 | 0 | 0 | 0 | 0 | 0 | 0 | 0 | 0 | 0 | 1.0971 | 1.0971 | -0.12619 | -0.12619
Line10_11_12 | 0 | 0 | 0 | 0 | 0 | 0 | 0 | 0 | 0 | 0 | 0 | 0 | 1.0971 | 1.0971 | -0.12619 | -0.12619
Line11_12_13 | 0 | 0 | 0 | 0 | 0 | 0 | 0 | 0 | 0 | 0 | 0 | 0 | 1.0971 | 1.0971 | -0.12619 | -0.12619
Line12_13_15 | 0 | 0 | 0 | 0 | 0 | 0 | 0 | 0 | 0 | 0 | 0 | 0 | 1.0971 | 1.0971 | -0.12619 | -0.12619
Line13_13_14 | 0 | 0 | 0 | 0 | 0 | 0 | 0 | 0 | 0 | 0 | 0 | 0 | 1.0971 | 1.0971 | -0.12619 | -0.12619
Line14_15_16 | 0 | 0 | 0 | 0 | 0 | 0 | 0 | 0 | 0 | 0 | 0 | 0 | 1.0971 | 1.0971 | -0.12619 | -0.12619
Line15_16_17 | 0 | 0 | 0 | 0 | 0 | 0 | 0 | 0 | 0 | 0 | 0 | 0 | 1.0971 | 1.0971 | -0.12619 | -0.12619
Line16_4_18 | 0.035618 | 0.035618 | 0 | 0.069037 | 0.024677 | 0.024677 | 0.019068 | -0.01903 | 0.019106 | -0.01903 | -45.2401 | 134.7599 | 1.0938 | 1.0906 | -0.18297 | -0.2401
Line17_5_19 | 0 | 0 | 0 | 0 | 0 | 0 | 0 | 0 | 0 | 0 | 0 | 0 | 1.0971 | 1.0971 | -0.12619 | -0.12619
Line1_1_3 | 0 | 0 | 0 | 0 | 0 | 0 | 0 | 0 | 0 | 0 | 0 | 0 | 1.0971 | 1.0971 | -0.12619 | -0.12619
Line2_1_4 | 0.035618 | 0.035618 | 0 | 0 | 0.024677 | 0.024677 | 0.019106 | -0.019068 | 0.019182 | -0.019106 | -45.2401 | 134.7599 | 1.0971 | 1.0938 | -0.12619 | -0.18297
Line3_1_5 | 0 | 0 | 0 | 0 | 0 | 0 | 0 | 0 | 0 | 0 | 0 | 0 | 1.0971 | 1.0971 | -0.12619 | -0.12619
Line4_2_6 | 0 | 0 | 0 | 0 | 0 | 0 | 0 | 0 | 0 | 0 | 0 | 0 | 1.0971 | 1.0971 | -0.12619 | -0.12619
Line5_6_7 | 0 | 0 | 0 | 0 | 0 | 0 | 0 | 0 | 0 | 0 | 0 | 0 | 1.0971 | 1.0971 | -0.12619 | -0.12619
Line6_7_8 | 0 | 0 | 0 | 0 | 0 | 0 | 0 | 0 | 0 | 0 | 0 | 0 | 1.0971 | 1.0971 | -0.12619 | -0.12619
Line7_8_9 | 0 | 0 | 0 | 0 | 0 | 0 | 0 | 0 | 0 | 0 | 0 | 0 | 1.0971 | 1.0971 | -0.12619 | -0.12619
Line8_8_10 | 0 | 0 | 0 | 0 | 0 | 0 | 0 | 0 | 0 | 0 | 0 | 0 | 1.0971 | 1.0971 | -0.12619 | -0.12619
Line9_3_11 | 0 | 0 | 0 | 0 | 0 | 0 | 0 | 0 | 0 | 0 | 0 | 0 | 1.0971 | 1.0971 | -0.12619 | -0.12619

## LLL_min_6
name | pf_ikss_from_ka | pf_ikss_to_ka | pf_ip_from_ka | pf_ip_to_ka | pf_skss_from_mw | pf_skss_to_mw | pf_p_from_mw | pf_p_to_mw | pf_q_from_mvar | pf_q_to_mvar | pf_ikss_from_degree | pf_ikss_to_degree | pf_vm_from_pu | pf_vm_to_pu | pf_va_from_degree | pf_va_to_degree
Line0_1_2 | 0 | 0 | 0 | 0 | 0 | 0 | 0 | 0 | 0 | 0 | 0 | 0 | 0.695 | 0.695 | -11.6026 | -11.6026
Line10_11_12 | 0 | 0 | 0 | 0 | 0 | 0 | 0 | 0 | 0 | 0 | 0 | 0 | 0.695 | 0.695 | -11.6026 | -11.6026
Line11_12_13 | 0 | 0 | 0 | 0 | 0 | 0 | 0 | 0 | 0 | 0 | 0 | 0 | 0.695 | 0.695 | -11.6026 | -11.6026
Line12_13_15 | 0 | 0 | 0 | 0 | 0 | 0 | 0 | 0 | 0 | 0 | 0 | 0 | 0.695 | 0.695 | -11.6026 | -11.6026
Line13_13_14 | 0 | 0 | 0 | 0 | 0 | 0 | 0 | 0 | 0 | 0 | 0 | 0 | 0.695 | 0.695 | -11.6026 | -11.6026
Line14_15_16 | 0 | 0 | 0 | 0 | 0 | 0 | 0 | 0 | 0 | 0 | 0 | 0 | 0.695 | 0.695 | -11.6026 | -11.6026
Line15_16_17 | 0 | 0 | 0 | 0 | 0 | 0 | 0 | 0 | 0 | 0 | 0 | 0 | 0.695 | 0.695 | -11.6026 | -11.6026
Line16_4_18 | 2.8946 | 2.8946 | 0 | 4.7808 | 2.0055 | 2.0055 | 0.48263 | -1e-07 | 0.50274 | -1e-07 | -57.7717 | 122.2283 | 0.3475 | 0 | -11.6026 | 0
Line17_5_19 | 0 | 0 | 0 | 0 | 0 | 0 | 0 | 0 | 0 | 0 | 0 | 0 | 0.695 | 0.695 | -11.6026 | -11.6026
Line1_1_3 | 0 | 0 | 0 | 0 | 0 | 0 | 0 | 0 | 0 | 0 | 0 | 0 | 0.695 | 0.695 | -11.6026 | -11.6026
Line2_1_4 | 2.8946 | 2.8946 | 0 | 0 | 2.0055 | 2.0055 | 0.96525 | -0.48263 | 1.0055 | -0.50274 | -57.7717 | 122.2283 | 0.695 | 0.3475 | -11.6026 | -11.6026
Line3_1_5 | 0 | 0 | 0 | 0 | 0 | 0 | 0 | 0 | 0 | 0 | 0 | 0 | 0.695 | 0.695 | -11.6026 | -11.6026
Line4_2_6 | 0 | 0 | 0 | 0 | 0 | 0 | 0 | 0 | 0 | 0 | 0 | 0 | 0.695 | 0.695 | -11.6026 | -11.6026
Line5_6_7 | 0 | 0 | 0 | 0 | 0 | 0 | 0 | 0 | 0 | 0 | 0 | 0 | 0.695 | 0.695 | -11.6026 | -11.6026
Line6_7_8 | 0 | 0 | 0 | 0 | 0 | 0 | 0 | 0 | 0 | 0 | 0 | 0 | 0.695 | 0.695 | -11.6026 | -11.6026
Line7_8_9 | 0 | 0 | 0 | 0 | 0 | 0 | 0 | 0 | 0 | 0 | 0 | 0 | 0.695 | 0.695 | -11.6026 | -11.6026
Line8_8_10 | 0 | 0 | 0 | 0 | 0 | 0 | 0 | 0 | 0 | 0 | 0 | 0 | 0.695 | 0.695 | -11.6026 | -11.6026
Line9_3_11 | 0 | 0 | 0 | 0 | 0 | 0 | 0 | 0 | 0 | 0 | 0 | 0 | 0.695 | 0.695 | -11.6026 | -11.6026

## LLL_min_10
name | pf_ikss_from_ka | pf_ikss_to_ka | pf_ip_from_ka | pf_ip_to_ka | pf_skss_from_mw | pf_skss_to_mw | pf_p_from_mw | pf_p_to_mw | pf_q_from_mvar | pf_q_to_mvar | pf_ikss_from_degree | pf_ikss_to_degree | pf_vm_from_pu | pf_vm_to_pu | pf_va_from_degree | pf_va_to_degree
Line0_1_2 | 0 | 0 | 0 | 0 | 0 | 0 | 0 | 0 | 0 | 0 | 0 | 0 | 0.65842 | 0.65842 | -11.6026 | -11.6026
Line10_11_12 | 0 | 0 | 0 | 0 | 0 | 0 | 0 | 0 | 0 | 0 | 0 | 0 | 0.65842 | 0.65842 | -11.6026 | -11.6026
Line11_12_13 | 0 | 0 | 0 | 0 | 0 | 0 | 0 | 0 | 0 | 0 | 0 | 0 | 0.65842 | 0.65842 | -11.6026 | -11.6026
Line12_13_15 | 0 | 0 | 0 | 0 | 0 | 0 | 0 | 0 | 0 | 0 | 0 | 0 | 0.65842 | 0.65842 | -11.6026 | -11.6026
Line13_13_14 | 0 | 0 | 0 | 0 | 0 | 0 | 0 | 0 | 0 | 0 | 0 | 0 | 0.65842 | 0.65842 | -11.6026 | -11.6026
Line14_15_16 | 0 | 0 | 0 | 0 | 0 | 0 | 0 | 0 | 0 | 0 | 0 | 0 | 0.65842 | 0.65842 | -11.6026 | -11.6026
Line15_16_17 | 0 | 0 | 0 | 0 | 0 | 0 | 0 | 0 | 0 | 0 | 0 | 0 | 0.65842 | 0.65842 | -11.6026 | -11.6026
Line16_4_18 | 2.7423 | 2.7423 | 0 | 4.5292 | 1.8999 | 1.8999 | 0.43316 | -1e-07 | 0.45121 | -1e-07 | -57.7717 | 122.2283 | 0.32921 | 0 | -11.6026 | 0
Line17_5_19 | 0 | 0 | 0 | 0 | 0 | 0 | 0 | 0 | 0 | 0 | 0 | 0 | 0.65842 | 0.65842 | -11.6026 | -11.6026
Line1_1_3 | 0 | 0 | 0 | 0 | 0 | 0 | 0 | 0 | 0 | 0 | 0 | 0 | 0.65842 | 0.65842 | -11.6026 | -11.6026
Line2_1_4 | 2.7423 | 2.7423 | 0 | 0 | 1.8999 | 1.8999 | 0.86632 | -0.43316 | 0.90242 | -0.45121 | -57.7717 | 122.2283 | 0.65842 | 0.32921 | -11.6026 | -11.6026
Line3_1_5 | 0 | 0 | 0 | 0 | 0 | 0 | 0 | 0 | 0 | 0 | 0 | 0 | 0.65842 | 0.65842 | -11.6026 | -11.6026
Line4_2_6 | 0 | 0 | 0 | 0 | 0 | 0 | 0 | 0 | 0 | 0 | 0 | 0 | 0.65842 | 0.65842 | -11.6026 | -11.6026
Line5_6_7 | 0 | 0 | 0 | 0 | 0 | 0 | 0 | 0 | 0 | 0 | 0 | 0 | 0.65842 | 0.65842 | -11.6026 | -11.6026
Line6_7_8 | 0 | 0 | 0 | 0 | 0 | 0 | 0 | 0 | 0 | 0 | 0 | 0 | 0.65842 | 0.65842 | -11.6026 | -11.6026
Line7_8_9 | 0 | 0 | 0 | 0 | 0 | 0 | 0 | 0 | 0 | 0 | 0 | 0 | 0.65842 | 0.65842 | -11.6026 | -11.6026
Line8_8_10 | 0 | 0 | 0 | 0 | 0 | 0 | 0 | 0 | 0 | 0 | 0 | 0 | 0.65842 | 0.65842 | -11.6026 | -11.6026
Line9_3_11 | 0 | 0 | 0 | 0 | 0 | 0 | 0 | 0 | 0 | 0 | 0 | 0 | 0.65842 | 0.65842 | -11.6026 | -11.6026

## LLL_min_fault_6
name | pf_ikss_from_ka | pf_ikss_to_ka | pf_ip_from_ka | pf_ip_to_ka | pf_skss_from_mw | pf_skss_to_mw | pf_p_from_mw | pf_p_to_mw | pf_q_from_mvar | pf_q_to_mvar | pf_ikss_from_degree | pf_ikss_to_degree | pf_vm_from_pu | pf_vm_to_pu | pf_va_from_degree | pf_va_to_degree
Line0_1_2 | 0 | 0 | 0 | 0 | 0 | 0 | 0 | 0 | 0 | 0 | 0 | 0 | 0.94754 | 0.94754 | -0.12527 | -0.12527
Line10_11_12 | 0 | 0 | 0 | 0 | 0 | 0 | 0 | 0 | 0 | 0 | 0 | 0 | 0.94754 | 0.94754 | -0.12527 | -0.12527
Line11_12_13 | 0 | 0 | 0 | 0 | 0 | 0 | 0 | 0 | 0 | 0 | 0 | 0 | 0.94754 | 0.94754 | -0.12527 | -0.12527
Line12_13_15 | 0 | 0 | 0 | 0 | 0 | 0 | 0 | 0 | 0 | 0 | 0 | 0 | 0.94754 | 0.94754 | -0.12527 | -0.12527
Line13_13_14 | 0 | 0 | 0 | 0 | 0 | 0 | 0 | 0 | 0 | 0 | 0 | 0 | 0.94754 | 0.94754 | -0.12527 | -0.12527
Line14_15_16 | 0 | 0 | 0 | 0 | 0 | 0 | 0 | 0 | 0 | 0 | 0 | 0 | 0.94754 | 0.94754 | -0.12527 | -0.12527
Line15_16_17 | 0 | 0 | 0 | 0 | 0 | 0 | 0 | 0 | 0 | 0 | 0 | 0 | 0.94754 | 0.94754 | -0.12527 | -0.12527
Line16_4_18 | 0.030706 | 0.030706 | 0 | 0.050714 | 0.021274 | 0.021274 | 0.014197 | -0.014143 | 0.014199 | -0.014143 | -45.1344 | 134.8656 | 0.94385 | 0.94017 | -0.1298 | -0.13436
Line17_5_19 | 0 | 0 | 0 | 0 | 0 | 0 | 0 | 0 | 0 | 0 | 0 | 0 | 0.94754 | 0.94754 | -0.12527 | -0.12527
Line1_1_3 | 0 | 0 | 0 | 0 | 0 | 0 | 0 | 0 | 0 | 0 | 0 | 0 | 0.94754 | 0.94754 | -0.12527 | -0.12527
Line2_1_4 | 0.030706 | 0.030706 | 0 | 0 | 0.021274 | 0.021274 | 0.014251 | -0.014197 | 0.014256 | -0.014199 | -45.1344 | 134.8656 | 0.94754 | 0.94385 | -0.12527 | -0.1298
Line3_1_5 | 0 | 0 | 0 | 0 | 0 | 0 | 0 | 0 | 0 | 0 | 0 | 0 | 0.94754 | 0.94754 | -0.12527 | -0.12527
Line4_2_6 | 0 | 0 | 0 | 0 | 0 | 0 | 0 | 0 | 0 | 0 | 0 | 0 | 0.94754 | 0.94754 | -0.12527 | -0.12527
Line5_6_7 | 0 | 0 | 0 | 0 | 0 | 0 | 0 | 0 | 0 | 0 | 0 | 0 | 0.94754 | 0.94754 | -0.12527 | -0.12527
Line6_7_8 | 0 | 0 | 0 | 0 | 0 | 0 | 0 | 0 | 0 | 0 | 0 | 0 | 0.94754 | 0.94754 | -0.12527 | -0.12527
Line7_8_9 | 0 | 0 | 0 | 0 | 0 | 0 | 0 | 0 | 0 | 0 | 0 | 0 | 0.94754 | 0.94754 | -0.12527 | -0.12527
Line8_8_10 | 0 | 0 | 0 | 0 | 0 | 0 | 0 | 0 | 0 | 0 | 0 | 0 | 0.94754 | 0.94754 | -0.12527 | -0.12527
Line9_3_11 | 0 | 0 | 0 | 0 | 0 | 0 | 0 | 0 | 0 | 0 | 0 | 0 | 0.94754 | 0.94754 | -0.12527 | -0.12527

## LLL_min_fault_10
name | pf_ikss_from_ka | pf_ikss_to_ka | pf_ip_from_ka | pf_ip_to_ka | pf_skss_from_mw | pf_skss_to_mw | pf_p_from_mw | pf_p_to_mw | pf_q_from_mvar | pf_q_to_mvar | pf_ikss_from_degree | pf_ikss_to_degree | pf_vm_from_pu | pf_vm_to_pu | pf_va_from_degree | pf_va_to_degree
Line0_1_2 | 0 | 0 | 0 | 0 | 0 | 0 | 0 | 0 | 0 | 0 | 0 | 0 | 0.89767 | 0.89767 | -0.12527 | -0.12527
Line10_11_12 | 0 | 0 | 0 | 0 | 0 | 0 | 0 | 0 | 0 | 0 | 0 | 0 | 0.89767 | 0.89767 | -0.12527 | -0.12527
Line11_12_13 | 0 | 0 | 0 | 0 | 0 | 0 | 0 | 0 | 0 | 0 | 0 | 0 | 0.89767 | 0.89767 | -0.12527 | -0.12527
Line12_13_15 | 0 | 0 | 0 | 0 | 0 | 0 | 0 | 0 | 0 | 0 | 0 | 0 | 0.89767 | 0.89767 | -0.12527 | -0.12527
Line13_13_14 | 0 | 0 | 0 | 0 | 0 | 0 | 0 | 0 | 0 | 0 | 0 | 0 | 0.89767 | 0.89767 | -0.12527 | -0.12527
Line14_15_16 | 0 | 0 | 0 | 0 | 0 | 0 | 0 | 0 | 0 | 0 | 0 | 0 | 0.89767 | 0.89767 | -0.12527 | -0.12527
Line15_16_17 | 0 | 0 | 0 | 0 | 0 | 0 | 0 | 0 | 0 | 0 | 0 | 0 | 0.89767 | 0.89767 | -0.12527 | -0.12527
Line16_4_18 | 0.02909 | 0.02909 | 0 | 0.048045 | 0.020154 | 0.020154 | 0.012742 | -0.012693 | 0.012744 | -0.012693 | -45.1344 | 134.8656 | 0.89418 | 0.89069 | -0.1298 | -0.13436
Line17_5_19 | 0 | 0 | 0 | 0 | 0 | 0 | 0 | 0 | 0 | 0 | 0 | 0 | 0.89767 | 0.89767 | -0.12527 | -0.12527
Line1_1_3 | 0 | 0 | 0 | 0 | 0 | 0 | 0 | 0 | 0 | 0 | 0 | 0 | 0.89767 | 0.89767 | -0.12527 | -0.12527
Line2_1_4 | 0.02909 | 0.02909 | 0 | 0 | 0.020154 | 0.020154 | 0.012791 | -0.012742 | 0.012795 | -0.012744 | -45.1344 | 134.8656 | 0.89767 | 0.89418 | -0.12527 | -0.1298
Line3_1_5 | 0 | 0 | 0 | 0 | 0 | 0 | 0 | 0 | 0 | 0 | 0 | 0 | 0.89767 | 0.89767 | -0.12527 | -0.12527
Line4_2_6 | 0 | 0 | 0 | 0 | 0 | 0 | 0 | 0 | 0 | 0 | 0 | 0 | 0.89767 | 0.89767 | -0.12527 | -0.12527
Line5_6_7 | 0 | 0 | 0 | 0 | 0 | 0 | 0 | 0 | 0 | 0 | 0 | 0 | 0.89767 | 0.89767 | -0.12527 | -0.12527
Line6_7_8 | 0 | 0 | 0 | 0 | 0 | 0 | 0 | 0 | 0 | 0 | 0 | 0 | 0.89767 | 0.89767 | -0.12527 | -0.12527
Line7_8_9 | 0 | 0 | 0 | 0 | 0 | 0 | 0 | 0 | 0 | 0 | 0 | 0 | 0.89767 | 0.89767 | -0.12527 | -0.12527
Line8_8_10 | 0 | 0 | 0 | 0 | 0 | 0 | 0 | 0 | 0 | 0 | 0 | 0 | 0.89767 | 0.89767 | -0.12527 | -0.12527
Line9_3_11 | 0 | 0 | 0 | 0 | 0 | 0 | 0 | 0 | 0 | 0 | 0 | 0 | 0.89767 | 0.89767 | -0.12527 | -0.12527

## LL_max_6
name | pf_ikss_a_from_ka | pf_ikss_b_from_ka | pf_ikss_c_from_ka | pf_ikss_a_to_ka | pf_ikss_b_to_ka | pf_ikss_c_to_ka | pf_skss_a_from_mw | pf_skss_b_from_mw | pf_skss_c_from_mw | pf_skss_a_to_mw | pf_skss_b_to_mw | pf_skss_c_to_mw | pf_p_a_from_mw | pf_p_b_from_mw | pf_p_c_from_mw | pf_p_a_to_mw | pf_p_b_to_mw | pf_p_c_to_mw | pf_q_a_from_mvar | pf_q_b_from_mvar | pf_q_c_from_mvar | pf_q_a_to_mvar | pf_q_b_to_mvar | pf_q_c_to_mvar | pf_ikss_a_from_degree | pf_ikss_b_from_degree | pf_ikss_c_from_degree | pf_ikss_a_to_degree | pf_ikss_b_to_degree | pf_ikss_c_to_degree | pf_vm_a_from_pu | pf_vm_b_from_pu | pf_vm_c_from_pu | pf_vm_a_to_pu | pf_vm_b_to_pu | pf_vm_c_to_pu | pf_va_a_from_degree | pf_va_b_from_degree | pf_va_c_from_degree | pf_va_a_to_degree | pf_va_b_to_degree | pf_va_c_to_degree
Line0_1_2 | 0 | 0 | 0 | 0 | 0 | 0 | 0 | 0 | 0 | 0 | 0 | 0 | 6.2172e-16 | -3.0235e-09 | -4.8365e-09 | -6.6058e-16 | 3.0235e-09 | 4.8365e-09 | 1.1657e-16 | 5.1114e-09 | -1.9712e-09 | -9.7145e-17 | -5.1114e-09 | 1.9712e-09 | 0 | 0 | 0 | 0 | 0 | 0 | 1.05 | 0.85292 | 0.7501 | 1.05 | 0.85292 | 0.7501 | 8.5757e-13 | -135.0364 | 126.5322 | 8.4748e-13 | -135.0364 | 126.5322
Line10_11_12 | 0 | 0 | 0 | 0 | 0 | 0 | 0 | 0 | 0 | 0 | 0 | 0 | 6.9944e-16 | -3.0235e-09 | -4.8365e-09 | -6.9944e-16 | 3.0235e-09 | 4.8365e-09 | 7.7716e-17 | 5.1114e-09 | -1.9712e-09 | -7.7716e-17 | -5.1114e-09 | 1.9712e-09 | 0 | 0 | 0 | 0 | 0 | 0 | 1.05 | 0.85292 | 0.7501 | 1.05 | 0.85292 | 0.7501 | 8.3402e-13 | -135.0364 | 126.5322 | 8.2403e-13 | -135.0364 | 126.5322
Line11_12_13 | 0 | 0 | 0 | 0 | 0 | 0 | 0 | 0 | 0 | 0 | 0 | 0 | 5.8287e-16 | -2.5196e-09 | -4.0305e-09 | -5.8287e-16 | 2.5196e-09 | 4.0305e-09 | 1.9429e-17 | 4.2595e-09 | -1.6426e-09 | -3.8858e-17 | -4.2595e-09 | 1.6426e-09 | 0 | 0 | 0 | 0 | 0 | 0 | 1.05 | 0.85292 | 0.7501 | 1.05 | 0.85292 | 0.7501 | 8.2403e-13 | -135.0364 | 126.5322 | 8.1381e-13 | -135.0364 | 126.5322
Line12_13_15 | 0 | 0 | 0 | 0 | 0 | 0 | 0 | 0 | 0 | 0 | 0 | 0 | 3.1086e-16 | -1.5118e-09 | -2.4183e-09 | -3.4972e-16 | 1.5118e-09 | 2.4183e-09 | 1.9429e-17 | 2.5557e-09 | -9.8558e-10 | -3.8858e-17 | -2.5557e-09 | 9.8558e-10 | 0 | 0 | 0 | 0 | 0 | 0 | 1.05 | 0.85292 | 0.7501 | 1.05 | 0.85292 | 0.7501 | 8.1381e-13 | -135.0364 | 126.5322 | 8.1028e-13 | -135.0364 | 126.5322
Line13_13_14 | 0 | 0 | 0 | 0 | 0 | 0 | 0 | 0 | 0 | 0 | 0 | 0 | 1.5543e-16 | -5.0392e-10 | -8.0609e-10 | -2.3315e-16 | 5.0392e-10 | 8.0609e-10 | 5.8287e-17 | 8.5191e-10 | -3.2853e-10 | -7.7716e-17 | -8.5191e-10 | 3.2853e-10 | 0 | 0 | 0 | 0 | 0 | 0 | 1.05 | 0.85292 | 0.7501 | 1.05 | 0.85292 | 0.7501 | 8.1381e-13 | -135.0364 | 126.5322 | 8.1096e-13 | -135.0364 | 126.5322
Line14_15_16 | 0 | 0 | 0 | 0 | 0 | 0 | 0 | 0 | 0 | 0 | 0 | 0 | 7.7716e-17 | -1.0078e-09 | -1.6122e-09 | -7.7716e-17 | 1.0078e-09 | 1.6122e-09 | 3.8858e-17 | 1.7038e-09 | -6.5706e-10 | -1.0966e-30 | -1.7038e-09 | 6.5706e-10 | 0 | 0 | 0 | 0 | 0 | 0 | 1.05 | 0.85292 | 0.7501 | 1.05 | 0.85292 | 0.7501 | 8.1028e-13 | -135.0364 | 126.5322 | 8.085e-13 | -135.0364 | 126.5322
Line15_16_17 | 0 | 0 | 0 | 0 | 0 | 0 | 0 | 0 | 0 | 0 | 0 | 0 | -3.8858e-17 | -5.0392e-10 | -8.0609e-10 | 0 | 5.0392e-10 | 8.0609e-10 | -1.9429e-17 | 8.5191e-10 | -3.2853e-10 | 0 | -8.5191e-10 | 3.2853e-10 | 0 | 0 | 0 | 0 | 0 | 0 | 1.05 | 0.85292 | 0.7501 | 1.05 | 0.85292 | 0.7501 | 8.085e-13 | -135.0364 | 126.5322 | 8.0798e-13 | -135.0364 | 126.5322
Line16_4_18 | 0 | 3.1387 | 3.1387 | 0 | 3.1387 | 3.1387 | 0 | 0.72485 | 0.72485 | 0 | 0.72485 | 0.72485 | -1.5543e-16 | 0.45801 | -0.26098 | 2.3315e-16 | -0.3595 | 0.3595 | -2.2989e-30 | 0.072221 | 0.32184 | -3.8858e-17 | 0.12481 | -0.12481 | 0 | -160.8543 | 19.1457 | 0 | 19.1457 | -160.8543 | 1.05 | 0.63968 | 0.57164 | 1.05 | 0.525 | 0.525 | 8.4742e-13 | -151.8935 | 148.1848 | 8.4539e-13 | 180 | -180
Line17_5_19 | 0 | 0 | 0 | 0 | 0 | 0 | 0 | 0 | 0 | 0 | 0 | 0 | 1.9429e-16 | -5.0392e-10 | -8.0609e-10 | -1.9429e-16 | 5.0392e-10 | 8.0609e-10 | 3.8858e-17 | 8.5191e-10 | -3.2853e-10 | -1.9429e-17 | -8.5191e-10 | 3.2853e-10 | 0 | 0 | 0 | 0 | 0 | 0 | 1.05 | 0.85292 | 0.7501 | 1.05 | 0.85292 | 0.7501 | 8.5245e-13 | -135.0364 | 126.5322 | 8.4977e-13 | -135.0364 | 126.5322
Line1_1_3 | 0 | 0 | 0 | 0 | 0 | 0 | 0 | 0 | 0 | 0 | 0 | 0 | 9.3259e-16 | -4.0313e-09 | -6.4487e-09 | -9.7145e-16 | 4.0313e-09 | 6.4487e-09 | 1.7486e-16 | 6.8153e-09 | -2.6282e-09 | -1.7486e-16 | -6.8153e-09 | 2.6282e-09 | 0 | 0 | 0 | 0 | 0 | 0 | 1.05 | 0.85292 | 0.7501 | 1.05 | 0.85292 | 0.7501 | 8.5757e-13 | -135.0364 | 126.5322 | 8.4465e-13 | -135.0364 | 126.5322
Line2_1_4 | 0 | 3.1387 | 3.1387 | 0 | 3.1387 | 3.1387 | 0 | 0.72485 | 0.72485 | 0 | 0.72485 | 0.72485 | 3.8858e-16 | 0.55653 | -0.16247 | -5.4401e-16 | -0.45801 | 0.26098 | 7.7716e-17 | 0.26925 | 0.51887 | -1.1657e-16 | -0.072221 | -0.32184 | 0 | -160.8543 | 19.1457 | 0 | 19.1457 | -160.8543 | 1.05 | 0.85292 | 0.7501 | 1.05 | 0.63968 | 0.57164 | 8.5757e-13 | -135.0364 | 126.5322 | 8.4742e-13 | -151.8935 | 148.1848
Line3_1_5 | 0 | 0 | 0 | 0 | 0 | 0 | 0 | 0 | 0 | 0 | 0 | 0 | 1.5543e-16 | -1.0078e-09 | -1.6122e-09 | -2.3315e-16 | 1.0078e-09 | 1.6122e-09 | 1.1657e-16 | 1.7038e-09 | -6.5706e-10 | -1.1657e-16 | -1.7038e-09 | 6.5706e-10 | 0 | 0 | 0 | 0 | 0 | 0 | 1.05 | 0.85292 | 0.7501 | 1.05 | 0.85292 | 0.7501 | 8.5757e-13 | -135.0364 | 126.5322 | 8.5245e-13 | -135.0364 | 126.5322
Line4_2_6 | 0 | 0 | 0 | 0 | 0 | 0 | 0 | 0 | 0 | 0 | 0 | 0 | 4.6629e-16 | -2.5196e-09 | -4.0305e-09 | -4.6629e-16 | 2.5196e-09 | 4.0305e-09 | 1.9429e-17 | 4.2595e-09 | -1.6426e-09 | -3.8858e-17 | -4.2595e-09 | 1.6426e-09 | 0 | 0 | 0 | 0 | 0 | 0 | 1.05 | 0.85292 | 0.7501 | 1.05 | 0.85292 | 0.7501 | 8.4748e-13 | -135.0364 | 126.5322 | 8.4038e-13 | -135.0364 | 126.5322
Line5_6_7 | 0 | 0 | 0 | 0 | 0 | 0 | 0 | 0 | 0 | 0 | 0 | 0 | 4.6629e-16 | -2.0157e-09 | -3.2244e-09 | -4.6629e-16 | 2.0157e-09 | 3.2244e-09 | 5.8287e-17 | 3.4076e-09 | -1.3141e-09 | -5.8287e-17 | -3.4076e-09 | 1.3141e-09 | 0 | 0 | 0 | 0 | 0 | 0 | 1.05 | 0.85292 | 0.7501 | 1.05 | 0.85292 | 0.7501 | 8.4038e-13 | -135.0364 | 126.5322 | 8.3465e-13 | -135.0364 | 126.5322
Line6_7_8 | 0 | 0 | 0 | 0 | 0 | 0 | 0 | 0 | 0 | 0 | 0 | 0 | 7.7716e-17 | -1.5118e-09 | -2.4183e-09 | -7.7716e-17 | 1.5118e-09 | 2.4183e-09 | -5.8287e-17 | 2.5557e-09 | -9.8558e-10 | 5.8287e-17 | -2.5557e-09 | 9.8558e-10 | 0 | 0 | 0 | 0 | 0 | 0 | 1.05 | 0.85292 | 0.7501 | 1.05 | 0.85292 | 0.7501 | 8.3465e-13 | -135.0364 | 126.5322 | 8.3378e-13 | -135.0364 | 126.5322
Line7_8_9 | 0 | 0 | 0 | 0 | 0 | 0 | 0 | 0 | 0 | 0 | 0 | 0 | 3.8858e-17 | -5.0392e-10 | -8.0609e-10 | 0 | 5.0392e-10 | 8.0609e-10 | 1.9429e-17 | 8.5191e-10 | -3.2853e-10 | 0 | -8.5191e-10 | 3.2853e-10 | 0 | 0 | 0 | 0 | 0 | 0 | 1.05 | 0.85292 | 0.7501 | 1.05 | 0.85292 | 0.7501 | 8.3378e-13 | -135.0364 | 126.5322 | 8.3273e-13 | -135.0364 | 126.5322
Line8_8_10 | 0 | 0 | 0 | 0 | 0 | 0 | 0 | 0 | 0 | 0 | 0 | 0 | -3.8858e-17 | -5.0392e-10 | -8.0609e-10 | 7.7716e-17 | 5.0392e-10 | 8.0609e-10 | -5.6547e-31 | 8.5191e-10 | -3.2853e-10 | -1.9429e-17 | -8.5191e-10 | 3.2853e-10 | 0 | 0 | 0 | 0 | 0 | 0 | 1.05 | 0.85292 | 0.7501 | 1.05 | 0.85292 | 0.7501 | 8.3378e-13 | -135.0364 | 126.5322 | 8.3332e-13 | -135.0364 | 126.5322
Line9_3_11 | 0 | 0 | 0 | 0 | 0 | 0 | 0 | 0 | 0 | 0 | 0 | 0 | 7.383e-16 | -3.5274e-09 | -5.6426e-09 | -7.383e-16 | 3.5274e-09 | 5.6426e-09 | 1.7486e-16 | 5.9633e-09 | -2.2997e-09 | -1.9429e-16 | -5.9633e-09 | 2.2997e-09 | 0 | 0 | 0 | 0 | 0 | 0 | 1.05 | 0.85292 | 0.7501 | 1.05 | 0.85292 | 0.7501 | 8.4465e-13 | -135.0364 | 126.5322 | 8.3402e-13 | -135.0364 | 126.5322

## LL_max_10
name | pf_ikss_a_from_ka | pf_ikss_b_from_ka | pf_ikss_c_from_ka | pf_ikss_a_to_ka | pf_ikss_b_to_ka | pf_ikss_c_to_ka | pf_skss_a_from_mw | pf_skss_b_from_mw | pf_skss_c_from_mw | pf_skss_a_to_mw | pf_skss_b_to_mw | pf_skss_c_to_mw | pf_p_a_from_mw | pf_p_b_from_mw | pf_p_c_from_mw | pf_p_a_to_mw | pf_p_b_to_mw | pf_p_c_to_mw | pf_q_a_from_mvar | pf_q_b_from_mvar | pf_q_c_from_mvar | pf_q_a_to_mvar | pf_q_b_to_mvar | pf_q_c_to_mvar | pf_ikss_a_from_degree | pf_ikss_b_from_degree | pf_ikss_c_from_degree | pf_ikss_a_to_degree | pf_ikss_b_to_degree | pf_ikss_c_to_degree | pf_vm_a_from_pu | pf_vm_b_from_pu | pf_vm_c_from_pu | pf_vm_a_to_pu | pf_vm_b_to_pu | pf_vm_c_to_pu | pf_va_a_from_degree | pf_va_b_from_degree | pf_va_c_from_degree | pf_va_a_to_degree | pf_va_b_to_degree | pf_va_c_to_degree
Line0_1_2 | 0 | 0 | 0 | 0 | 0 | 0 | 0 | 0 | 0 | 0 | 0 | 0 | 4.885e-16 | -3.3669e-09 | -5.3859e-09 | -5.6991e-16 | 3.3669e-09 | 5.3859e-09 | 2.0354e-16 | 5.759e-09 | -2.262e-09 | -2.0354e-16 | -5.759e-09 | 2.262e-09 | 0 | 0 | 0 | 0 | 0 | 0 | 1.1 | 0.88719 | 0.77689 | 1.1 | 0.88719 | 0.77689 | -4.9564e-13 | -135.5593 | 126.9102 | -5.027e-13 | -135.5593 | 126.9102
Line10_11_12 | 0 | 0 | 0 | 0 | 0 | 0 | 0 | 0 | 0 | 0 | 0 | 0 | 6.5133e-16 | -3.3669e-09 | -5.3859e-09 | -6.1062e-16 | 3.3669e-09 | 5.3859e-09 | 2.4425e-16 | 5.759e-09 | -2.262e-09 | -2.8496e-16 | -5.759e-09 | 2.262e-09 | 0 | 0 | 0 | 0 | 0 | 0 | 1.1 | 0.88719 | 0.77689 | 1.1 | 0.88719 | 0.77689 | -5.1439e-13 | -135.5593 | 126.9102 | -5.225e-13 | -135.5593 | 126.9102
Line11_12_13 | 0 | 0 | 0 | 0 | 0 | 0 | 0 | 0 | 0 | 0 | 0 | 0 | 4.0708e-16 | -2.8058e-09 | -4.4883e-09 | -4.0708e-16 | 2.8058e-09 | 4.4883e-09 | 2.4425e-16 | 4.7992e-09 | -1.885e-09 | -2.4425e-16 | -4.7992e-09 | 1.885e-09 | 0 | 0 | 0 | 0 | 0 | 0 | 1.1 | 0.88719 | 0.77689 | 1.1 | 0.88719 | 0.77689 | -5.225e-13 | -135.5593 | 126.9102 | -5.3083e-13 | -135.5593 | 126.9102
Line12_13_15 | 0 | 0 | 0 | 0 | 0 | 0 | 0 | 0 | 0 | 0 | 0 | 0 | 2.0354e-16 | -1.6835e-09 | -2.693e-09 | -2.4425e-16 | 1.6835e-09 | 2.693e-09 | 1.6283e-16 | 2.8795e-09 | -1.131e-09 | -8.1416e-17 | -2.8795e-09 | 1.131e-09 | 0 | 0 | 0 | 0 | 0 | 0 | 1.1 | 0.88719 | 0.77689 | 1.1 | 0.88719 | 0.77689 | -5.3083e-13 | -135.5593 | 126.9102 | -5.3447e-13 | -135.5593 | 126.9102
Line13_13_14 | 0 | 0 | 0 | 0 | 0 | 0 | 0 | 0 | 0 | 0 | 0 | 0 | 1.8858e-30 | -5.6115e-10 | -8.9765e-10 | -4.0708e-17 | 5.6115e-10 | 8.9765e-10 | 2.0354e-16 | 9.5983e-10 | -3.77e-10 | -1.6283e-16 | -9.5983e-10 | 3.77e-10 | 0 | 0 | 0 | 0 | 0 | 0 | 1.1 | 0.88719 | 0.77689 | 1.1 | 0.88719 | 0.77689 | -5.3083e-13 | -135.5593 | 126.9102 | -5.3215e-13 | -135.5593 | 126.9102
Line14_15_16 | 0 | 0 | 0 | 0 | 0 | 0 | 0 | 0 | 0 | 0 | 0 | 0 | 1.2212e-16 | -1.1223e-09 | -1.7953e-09 | -1.2212e-16 | 1.1223e-09 | 1.7953e-09 | -1.1392e-30 | 1.9197e-09 | -7.54e-10 | 1.1431e-30 | -1.9197e-09 | 7.5399e-10 | 0 | 0 | 0 | 0 | 0 | 0 | 1.1 | 0.88719 | 0.77689 | 1.1 | 0.88719 | 0.77689 | -5.3447e-13 | -135.5593 | 126.9102 | -5.3631e-13 | -135.5593 | 126.9102
Line15_16_17 | 0 | 0 | 0 | 0 | 0 | 0 | 0 | 0 | 0 | 0 | 0 | 0 | -1.2212e-16 | -5.6115e-10 | -8.9765e-10 | 1.2212e-16 | 5.6115e-10 | 8.9765e-10 | 1.1431e-30 | 9.5983e-10 | -3.77e-10 | 4.0708e-17 | -9.5983e-10 | 3.77e-10 | 0 | 0 | 0 | 0 | 0 | 0 | 1.1 | 0.88719 | 0.77689 | 1.1 | 0.88719 | 0.77689 | -5.3631e-13 | -135.5593 | 126.9102 | -5.3684e-13 | -135.5593 | 126.9102
Line16_4_18 | 0 | 3.2366 | 3.2366 | 0 | 3.2366 | 3.2366 | 0 | 0.74746 | 0.74746 | 0 | 0.74746 | 0.74746 | -1.6283e-16 | 0.49365 | -0.28415 | 1.6283e-16 | -0.3889 | 0.3889 | 1.4303e-30 | 0.07624 | 0.34278 | -8.1416e-17 | 0.13327 | -0.13327 | 0 | -161.0844 | 18.9156 | 0 | 18.9156 | -161.0844 | 1.1 | 0.66828 | 0.59567 | 1.1 | 0.55 | 0.55 | -5.0329e-13 | -152.305 | 148.5727 | -5.0537e-13 | 180 | -180
Line17_5_19 | 0 | 0 | 0 | 0 | 0 | 0 | 0 | 0 | 0 | 0 | 0 | 0 | 1.0636e-30 | -5.6115e-10 | -8.9765e-10 | 4.0708e-17 | 5.6115e-10 | 8.9765e-10 | 1.2212e-16 | 9.5983e-10 | -3.77e-10 | -1.6283e-16 | -9.5983e-10 | 3.77e-10 | 0 | 0 | 0 | 0 | 0 | 0 | 1.1 | 0.88719 | 0.77689 | 1.1 | 0.88719 | 0.77689 | -4.9898e-13 | -135.5593 | 126.9102 | -5.0035e-13 | -135.5593 | 126.9102
Line1_1_3 | 0 | 0 | 0 | 0 | 0 | 0 | 0 | 0 | 0 | 0 | 0 | 0 | 6.9204e-16 | -4.4892e-09 | -7.1812e-09 | -7.3275e-16 | 4.4892e-09 | 7.1812e-09 | 3.6637e-16 | 7.6787e-09 | -3.016e-09 | -3.6637e-16 | -7.6787e-09 | 3.016e-09 | 0 | 0 | 0 | 0 | 0 | 0 | 1.1 | 0.88719 | 0.77689 | 1.1 | 0.88719 | 0.77689 | -4.9564e-13 | -135.5593 | 126.9102 | -5.0562e-13 | -135.5593 | 126.9102
Line2_1_4 | 0 | 3.2366 | 3.2366 | 0 | 3.2366 | 3.2366 | 0 | 0.74746 | 0.74746 | 0 | 0.74746 | 0.74746 | 4.0708e-16 | 0.59841 | -0.17939 | -4.0708e-16 | -0.49365 | 0.28415 | 2.0354e-16 | 0.28575 | 0.55229 | -2.4425e-16 | -0.07624 | -0.34278 | 0 | -161.0844 | 18.9156 | 0 | 18.9156 | -161.0844 | 1.1 | 0.88719 | 0.77689 | 1.1 | 0.66828 | 0.59567 | -4.9564e-13 | -135.5593 | 126.9102 | -5.0329e-13 | -152.305 | 148.5727
Line3_1_5 | 0 | 0 | 0 | 0 | 0 | 0 | 0 | 0 | 0 | 0 | 0 | 0 | 1.2212e-16 | -1.1223e-09 | -1.7953e-09 | -1.6283e-16 | 1.1223e-09 | 1.7953e-09 | 2.0354e-16 | 1.9197e-09 | -7.54e-10 | -2.0354e-16 | -1.9197e-09 | 7.54e-10 | 0 | 0 | 0 | 0 | 0 | 0 | 1.1 | 0.88719 | 0.77689 | 1.1 | 0.88719 | 0.77689 | -4.9564e-13 | -135.5593 | 126.9102 | -4.9898e-13 | -135.5593 | 126.9102
Line4_2_6 | 0 | 0 | 0 | 0 | 0 | 0 | 0 | 0 | 0 | 0 | 0 | 0 | 4.885e-16 | -2.8058e-09 | -4.4883e-09 | -4.885e-16 | 2.8058e-09 | 4.4883e-09 | 1.6283e-16 | 4.7992e-09 | -1.885e-09 | -1.2212e-16 | -4.7992e-09 | 1.885e-09 | 0 | 0 | 0 | 0 | 0 | 0 | 1.1 | 0.88719 | 0.77689 | 1.1 | 0.88719 | 0.77689 | -5.027e-13 | -135.5593 | 126.9102 | -5.0805e-13 | -135.5593 | 126.9102
Line5_6_7 | 0 | 0 | 0 | 0 | 0 | 0 | 0 | 0 | 0 | 0 | 0 | 0 | 2.0354e-16 | -2.2446e-09 | -3.5906e-09 | -2.4425e-16 | 2.2446e-09 | 3.5906e-09 | 1.6283e-16 | 3.8393e-09 | -1.508e-09 | -1.6283e-16 | -3.8393e-09 | 1.508e-09 | 0 | 0 | 0 | 0 | 0 | 0 | 1.1 | 0.88719 | 0.77689 | 1.1 | 0.88719 | 0.77689 | -5.0805e-13 | -135.5593 | 126.9102 | -5.1251e-13 | -135.5593 | 126.9102
Line6_7_8 | 0 | 0 | 0 | 0 | 0 | 0 | 0 | 0 | 0 | 0 | 0 | 0 | 8.1416e-17 | -1.6835e-09 | -2.693e-09 | -8.1416e-17 | 1.6835e-09 | 2.693e-09 | -1.2212e-16 | 2.8795e-09 | -1.131e-09 | 1.2212e-16 | -2.8795e-09 | 1.131e-09 | 0 | 0 | 0 | 0 | 0 | 0 | 1.1 | 0.88719 | 0.77689 | 1.1 | 0.88719 | 0.77689 | -5.1251e-13 | -135.5593 | 126.9102 | -5.1497e-13 | -135.5593 | 126.9102
Line7_8_9 | 0 | 0 | 0 | 0 | 0 | 0 | 0 | 0 | 0 | 0 | 0 | 0 | 4.0708e-17 | -5.6115e-10 | -8.9765e-10 | -4.0708e-17 | 5.6115e-10 | 8.9765e-10 | -4.0708e-17 | 9.5983e-10 | -3.77e-10 | -4.0708e-17 | -9.5983e-10 | 3.77e-10 | 0 | 0 | 0 | 0 | 0 | 0 | 1.1 | 0.88719 | 0.77689 | 1.1 | 0.88719 | 0.77689 | -5.1497e-13 | -135.5593 | 126.9102 | -5.1605e-13 | -135.5593 | 126.9102
Line8_8_10 | 0 | 0 | 0 | 0 | 0 | 0 | 0 | 0 | 0 | 0 | 0 | 0 | -4.0708e-17 | -5.6115e-10 | -8.9765e-10 | 8.1416e-17 | 5.6115e-10 | 8.9765e-10 | 3.6588e-31 | 9.5983e-10 | -3.77e-10 | -7.3284e-31 | -9.5983e-10 | 3.77e-10 | 0 | 0 | 0 | 0 | 0 | 0 | 1.1 | 0.88719 | 0.77689 | 1.1 | 0.88719 | 0.77689 | -5.1497e-13 | -135.5593 | 126.9102 | -5.1573e-13 | -135.5593 | 126.9102
Line9_3_11 | 0 | 0 | 0 | 0 | 0 | 0 | 0 | 0 | 0 | 0 | 0 | 0 | 6.9204e-16 | -3.9281e-09 | -6.2836e-09 | -6.9204e-16 | 3.9281e-09 | 6.2836e-09 | 2.8496e-16 | 6.7188e-09 | -2.639e-09 | -2.4425e-16 | -6.7188e-09 | 2.639e-09 | 0 | 0 | 0 | 0 | 0 | 0 | 1.1 | 0.88719 | 0.77689 | 1.1 | 0.88719 | 0.77689 | -5.0562e-13 | -135.5593 | 126.9102 | -5.1439e-13 | -135.5593 | 126.9102

## LL_max_fault_6
name | pf_ikss_a_from_ka | pf_ikss_b_from_ka | pf_ikss_c_from_ka | pf_ikss_a_to_ka | pf_ikss_b_to_ka | pf_ikss_c_to_ka | pf_skss_a_from_mw | pf_skss_b_from_mw | pf_skss_c_from_mw | pf_skss_a_to_mw | pf_skss_b_to_mw | pf_skss_c_to_mw | pf_p_a_from_mw | pf_p_b_from_mw | pf_p_c_from_mw | pf_p_a_to_mw | pf_p_b_to_mw | pf_p_c_to_mw | pf_q_a_from_mvar | pf_q_b_from_mvar | pf_q_c_from_mvar | pf_q_a_to_mvar | pf_q_b_to_mvar | pf_q_c_to_mvar | pf_ikss_a_from_degree | pf_ikss_b_from_degree | pf_ikss_c_from_degree | pf_ikss_a_to_degree | pf_ikss_b_to_degree | pf_ikss_c_to_degree | pf_vm_a_from_pu | pf_vm_b_from_pu | pf_vm_c_from_pu | pf_vm_a_to_pu | pf_vm_b_to_pu | pf_vm_c_to_pu | pf_va_a_from_degree | pf_va_b_from_degree | pf_va_c_from_degree | pf_va_a_to_degree | pf_va_b_to_degree | pf_va_c_to_degree
Line0_1_2 | 0 | 0 | 0 | 0 | 0 | 0 | 0 | 0 | 0 | 0 | 0 | 0 | 1.1232e-17 | -4.6325e-11 | -1.333e-10 | -1.1232e-17 | 4.6325e-11 | 1.333e-10 | 2.4286e-18 | 1.2762e-10 | 2.3032e-11 | -2.4286e-18 | -1.2762e-10 | -2.3032e-11 | 0 | 0 | 0 | 0 | 0 | 0 | 1.05 | 1.048 | 1.0442 | 1.05 | 1.048 | 1.0442 | 3.8281e-14 | -120.3021 | 119.9453 | 3.8065e-14 | -120.3021 | 119.9453
Line10_11_12 | 0 | 0 | 0 | 0 | 0 | 0 | 0 | 0 | 0 | 0 | 0 | 0 | 1.2143e-17 | -4.6325e-11 | -1.333e-10 | -1.2143e-17 | 4.6325e-11 | 1.333e-10 | -1.8215e-18 | 1.2762e-10 | 2.3032e-11 | 2.4286e-18 | -1.2762e-10 | -2.3032e-11 | 0 | 0 | 0 | 0 | 0 | 0 | 1.05 | 1.048 | 1.0442 | 1.05 | 1.048 | 1.0442 | 3.7828e-14 | -120.3021 | 119.9453 | 3.7623e-14 | -120.3021 | 119.9453
Line11_12_13 | 0 | 0 | 0 | 0 | 0 | 0 | 0 | 0 | 0 | 0 | 0 | 0 | 1.0322e-17 | -3.8604e-11 | -1.1109e-10 | -1.0322e-17 | 3.8604e-11 | 1.1109e-10 | -3.0358e-18 | 1.0635e-10 | 1.9193e-11 | 1.8215e-18 | -1.0635e-10 | -1.9193e-11 | 0 | 0 | 0 | 0 | 0 | 0 | 1.05 | 1.048 | 1.0442 | 1.05 | 1.048 | 1.0442 | 3.7623e-14 | -120.3021 | 119.9453 | 3.7399e-14 | -120.3021 | 119.9453
Line12_13_15 | 0 | 0 | 0 | 0 | 0 | 0 | 0 | 0 | 0 | 0 | 0 | 0 | 4.2501e-18 | -2.3162e-11 | -6.6652e-11 | -3.6429e-18 | 2.3162e-11 | 6.6652e-11 | 2.4286e-18 | 6.3811e-11 | 1.1516e-11 | -1.8215e-18 | -6.3811e-11 | -1.1516e-11 | 0 | 0 | 0 | 0 | 0 | 0 | 1.05 | 1.048 | 1.0442 | 1.05 | 1.048 | 1.0442 | 3.7399e-14 | -120.3021 | 119.9453 | 3.7339e-14 | -120.3021 | 119.9453
Line13_13_14 | 0 | 0 | 0 | 0 | 0 | 0 | 0 | 0 | 0 | 0 | 0 | 0 | 4.2501e-18 | -7.7208e-12 | -2.2217e-11 | -4.2501e-18 | 7.7208e-12 | 2.2217e-11 | -4.8572e-18 | 2.127e-11 | 3.8387e-12 | 5.4644e-18 | -2.127e-11 | -3.8387e-12 | 0 | 0 | 0 | 0 | 0 | 0 | 1.05 | 1.048 | 1.0442 | 1.05 | 1.048 | 1.0442 | 3.7399e-14 | -120.3021 | 119.9453 | 3.7327e-14 | -120.3021 | 119.9453
Line14_15_16 | 0 | 0 | 0 | 0 | 0 | 0 | 0 | 0 | 0 | 0 | 0 | 0 | 2.125e-18 | -1.5442e-11 | -4.4435e-11 | -2.7322e-18 | 1.5442e-11 | 4.4435e-11 | 1.2143e-18 | 4.2541e-11 | 7.6773e-12 | -1.8215e-18 | -4.2541e-11 | -7.6773e-12 | 0 | 0 | 0 | 0 | 0 | 0 | 1.05 | 1.048 | 1.0442 | 1.05 | 1.048 | 1.0442 | 3.7339e-14 | -120.3021 | 119.9453 | 3.731e-14 | -120.3021 | 119.9453
Line15_16_17 | 0 | 0 | 0 | 0 | 0 | 0 | 0 | 0 | 0 | 0 | 0 | 0 | 9.1073e-19 | -7.7208e-12 | -2.2217e-11 | -1.5179e-18 | 7.7208e-12 | 2.2217e-11 | -6.0715e-19 | 2.127e-11 | 3.8387e-12 | 6.0715e-19 | -2.127e-11 | -3.8387e-12 | 0 | 0 | 0 | 0 | 0 | 0 | 1.05 | 1.048 | 1.0442 | 1.05 | 1.048 | 1.0442 | 3.731e-14 | -120.3021 | 119.9453 | 3.7291e-14 | -120.3021 | 119.9453
Line16_4_18 | 0 | 0.0584 | 0.0584 | 0 | 0.0584 | 0.0584 | 0 | 0.013487 | 0.013487 | 0 | 0.013487 | 0.013487 | 3.6429e-18 | 0.013608 | 0.0035134 | -3.6429e-18 | -0.013574 | -0.0034793 | -2.4286e-18 | 0.0036287 | 0.013561 | 2.4286e-18 | -0.0035605 | -0.013493 | 0 | -135.4649 | 44.5351 | 0 | 44.5351 | -135.4649 | 1.05 | 1.0442 | 1.0387 | 1.05 | 1.0405 | 1.0331 | 3.8071e-14 | -120.5336 | 120.01 | 3.8018e-14 | -120.7668 | 120.0754
Line17_5_19 | 0 | 0 | 0 | 0 | 0 | 0 | 0 | 0 | 0 | 0 | 0 | 0 | 3.0358e-18 | -7.7208e-12 | -2.2217e-11 | -3.0358e-18 | 7.7208e-12 | 2.2217e-11 | -4.8572e-18 | 2.127e-11 | 3.8387e-12 | 4.8572e-18 | -2.127e-11 | -3.8387e-12 | 0 | 0 | 0 | 0 | 0 | 0 | 1.05 | 1.048 | 1.0442 | 1.05 | 1.048 | 1.0442 | 3.8165e-14 | -120.3021 | 119.9453 | 3.8075e-14 | -120.3021 | 119.9453
Line1_1_3 | 0 | 0 | 0 | 0 | 0 | 0 | 0 | 0 | 0 | 0 | 0 | 0 | 1.5786e-17 | -6.1766e-11 | -1.7774e-10 | -1.5786e-17 | 6.1766e-11 | 1.7774e-10 | 2.4286e-18 | 1.7016e-10 | 3.0709e-11 | -3.0358e-18 | -1.7016e-10 | -3.0709e-11 | 0 | 0 | 0 | 0 | 0 | 0 | 1.05 | 1.048 | 1.0442 | 1.05 | 1.048 | 1.0442 | 3.8281e-14 | -120.3021 | 119.9453 | 3.8036e-14 | -120.3021 | 119.9453
Line2_1_4 | 0 | 0.0584 | 0.0584 | 0 | 0.0584 | 0.0584 | 0 | 0.013487 | 0.013487 | 0 | 0.013487 | 0.013487 | 1.0929e-17 | 0.013642 | 0.0035475 | -9.7145e-18 | -0.013608 | -0.0035134 | -2.4286e-18 | 0.003697 | 0.013629 | 2.4286e-18 | -0.0036287 | -0.013561 | 0 | -135.4649 | 44.5351 | 0 | 44.5351 | -135.4649 | 1.05 | 1.048 | 1.0442 | 1.05 | 1.0442 | 1.0387 | 3.8281e-14 | -120.3021 | 119.9453 | 3.8071e-14 | -120.5336 | 120.01
Line3_1_5 | 0 | 0 | 0 | 0 | 0 | 0 | 0 | 0 | 0 | 0 | 0 | 0 | 4.5536e-18 | -1.5442e-11 | -4.4435e-11 | -4.5536e-18 | 1.5442e-11 | 4.4435e-11 | -1.8215e-18 | 4.2541e-11 | 7.6773e-12 | 2.4286e-18 | -4.2541e-11 | -7.6773e-12 | 0 | 0 | 0 | 0 | 0 | 0 | 1.05 | 1.048 | 1.0442 | 1.05 | 1.048 | 1.0442 | 3.8281e-14 | -120.3021 | 119.9453 | 3.8165e-14 | -120.3021 | 119.9453
Line4_2_6 | 0 | 0 | 0 | 0 | 0 | 0 | 0 | 0 | 0 | 0 | 0 | 0 | 9.1073e-18 | -3.8604e-11 | -1.1109e-10 | -9.7145e-18 | 3.8604e-11 | 1.1109e-10 | -6.0715e-19 | 1.0635e-10 | 1.9193e-11 | 1.2143e-18 | -1.0635e-10 | -1.9193e-11 | 0 | 0 | 0 | 0 | 0 | 0 | 1.05 | 1.048 | 1.0442 | 1.05 | 1.048 | 1.0442 | 3.8065e-14 | -120.3021 | 119.9453 | 3.7894e-14 | -120.3021 | 119.9453
Line5_6_7 | 0 | 0 | 0 | 0 | 0 | 0 | 0 | 0 | 0 | 0 | 0 | 0 | 7.5894e-18 | -3.0883e-11 | -8.887e-11 | -7.5894e-18 | 3.0883e-11 | 8.887e-11 | -1.8215e-18 | 8.5081e-11 | 1.5355e-11 | 3.0358e-18 | -8.5081e-11 | -1.5355e-11 | 0 | 0 | 0 | 0 | 0 | 0 | 1.05 | 1.048 | 1.0442 | 1.05 | 1.048 | 1.0442 | 3.7894e-14 | -120.3021 | 119.9453 | 3.7756e-14 | -120.3021 | 119.9453
Line6_7_8 | 0 | 0 | 0 | 0 | 0 | 0 | 0 | 0 | 0 | 0 | 0 | 0 | 1.5179e-18 | -2.3162e-11 | -6.6652e-11 | -9.1073e-19 | 2.3162e-11 | 6.6652e-11 | -6.0715e-19 | 6.3811e-11 | 1.1516e-11 | 1.2143e-18 | -6.3811e-11 | -1.1516e-11 | 0 | 0 | 0 | 0 | 0 | 0 | 1.05 | 1.048 | 1.0442 | 1.05 | 1.048 | 1.0442 | 3.7756e-14 | -120.3021 | 119.9453 | 3.772e-14 | -120.3021 | 119.9453
Line7_8_9 | 0 | 0 | 0 | 0 | 0 | 0 | 0 | 0 | 0 | 0 | 0 | 0 | 1.8215e-18 | -7.7208e-12 | -2.2217e-11 | -6.0715e-19 | 7.7208e-12 | 2.2217e-11 | -6.0715e-19 | 2.127e-11 | 3.8387e-12 | -3.9956e-34 | -2.127e-11 | -3.8387e-12 | 0 | 0 | 0 | 0 | 0 | 0 | 1.05 | 1.048 | 1.0442 | 1.05 | 1.048 | 1.0442 | 3.772e-14 | -120.3021 | 119.9453 | 3.7706e-14 | -120.3021 | 119.9453
Line8_8_10 | 0 | 0 | 0 | 0 | 0 | 0 | 0 | 0 | 0 | 0 | 0 | 0 | 6.0715e-19 | -7.7208e-12 | -2.2217e-11 | 6.0715e-19 | 7.7208e-12 | 2.2217e-11 | -6.0715e-19 | 2.127e-11 | 3.8387e-12 | 3.9968e-34 | -2.127e-11 | -3.8386e-12 | 0 | 0 | 0 | 0 | 0 | 0 | 1.05 | 1.048 | 1.0442 | 1.05 | 1.048 | 1.0442 | 3.772e-14 | -120.3021 | 119.9453 | 3.7717e-14 | -120.3021 | 119.9453
Line9_3_11 | 0 | 0 | 0 | 0 | 0 | 0 | 0 | 0 | 0 | 0 | 0 | 0 | 1.1232e-17 | -5.4045e-11 | -1.5552e-10 | -1.1232e-17 | 5.4045e-11 | 1.5552e-10 | 1.2143e-18 | 1.4889e-10 | 2.6871e-11 | -6.0715e-19 | -1.4889e-10 | -2.6871e-11 | 0 | 0 | 0 | 0 | 0 | 0 | 1.05 | 1.048 | 1.0442 | 1.05 | 1.048 | 1.0442 | 3.8036e-14 | -120.3021 | 119.9453 | 3.7828e-14 | -120.3021 | 119.9453

## LL_max_fault_10
name | pf_ikss_a_from_ka | pf_ikss_b_from_ka | pf_ikss_c_from_ka | pf_ikss_a_to_ka | pf_ikss_b_to_ka | pf_ikss_c_to_ka | pf_skss_a_from_mw | pf_skss_b_from_mw | pf_skss_c_from_mw | pf_skss_a_to_mw | pf_skss_b_to_mw | pf_skss_c_to_mw | pf_p_a_from_mw | pf_p_b_from_mw | pf_p_c_from_mw | pf_p_a_to_mw | pf_p_b_to_mw | pf_p_c_to_mw | pf_q_a_from_mvar | pf_q_b_from_mvar | pf_q_c_from_mvar | pf_q_a_to_mvar | pf_q_b_to_mvar | pf_q_c_to_mvar | pf_ikss_a_from_degree | pf_ikss_b_from_degree | pf_ikss_c_from_degree | pf_ikss_a_to_degree | pf_ikss_b_to_degree | pf_ikss_c_to_degree | pf_vm_a_from_pu | pf_vm_b_from_pu | pf_vm_c_from_pu | pf_vm_a_to_pu | pf_vm_b_to_pu | pf_vm_c_to_pu | pf_va_a_from_degree | pf_va_b_from_degree | pf_va_c_from_degree | pf_va_a_to_degree | pf_va_b_to_degree | pf_va_c_to_degree
Line0_1_2 | 0 | 0 | 0 | 0 | 0 | 0 | 0 | 0 | 0 | 0 | 0 | 0 | 9.541e-18 | -5.3219e-11 | -1.5314e-10 | -9.541e-18 | 5.3219e-11 | 1.5314e-10 | 4.4525e-18 | 1.4664e-10 | 2.6437e-11 | -3.1803e-18 | -1.4664e-10 | -2.6437e-11 | 0 | 0 | 0 | 0 | 0 | 0 | 1.1 | 1.0978 | 1.0936 | 1.1 | 1.0978 | 1.0936 | 1.5087e-14 | -120.3163 | 119.9428 | 1.4961e-14 | -120.3163 | 119.9428
Line10_11_12 | 0 | 0 | 0 | 0 | 0 | 0 | 0 | 0 | 0 | 0 | 0 | 0 | 9.859e-18 | -5.3219e-11 | -1.5314e-10 | -1.0495e-17 | 5.3219e-11 | 1.5314e-10 | 1.2721e-18 | 1.4664e-10 | 2.6437e-11 | -2.5443e-18 | -1.4664e-10 | -2.6437e-11 | 0 | 0 | 0 | 0 | 0 | 0 | 1.1 | 1.0978 | 1.0936 | 1.1 | 1.0978 | 1.0936 | 1.4705e-14 | -120.3163 | 119.9428 | 1.4524e-14 | -120.3163 | 119.9428
Line11_12_13 | 0 | 0 | 0 | 0 | 0 | 0 | 0 | 0 | 0 | 0 | 0 | 0 | 9.541e-18 | -4.4349e-11 | -1.2762e-10 | -8.9049e-18 | 4.4349e-11 | 1.2762e-10 | -2.5443e-18 | 1.222e-10 | 2.2031e-11 | 1.9082e-18 | -1.222e-10 | -2.2031e-11 | 0 | 0 | 0 | 0 | 0 | 0 | 1.1 | 1.0978 | 1.0936 | 1.1 | 1.0978 | 1.0936 | 1.4524e-14 | -120.3163 | 119.9428 | 1.4325e-14 | -120.3163 | 119.9428
Line12_13_15 | 0 | 0 | 0 | 0 | 0 | 0 | 0 | 0 | 0 | 0 | 0 | 0 | 4.4525e-18 | -2.6609e-11 | -7.6572e-11 | -4.4525e-18 | 2.6609e-11 | 7.6572e-11 | 2.5443e-18 | 7.332e-11 | 1.3218e-11 | -2.5443e-18 | -7.332e-11 | -1.3218e-11 | 0 | 0 | 0 | 0 | 0 | 0 | 1.1 | 1.0978 | 1.0936 | 1.1 | 1.0978 | 1.0936 | 1.4325e-14 | -120.3163 | 119.9428 | 1.4262e-14 | -120.3163 | 119.9428
Line13_13_14 | 0 | 0 | 0 | 0 | 0 | 0 | 0 | 0 | 0 | 0 | 0 | 0 | 1.9082e-18 | -8.8698e-12 | -2.5524e-11 | -1.9082e-18 | 8.8698e-12 | 2.5524e-11 | 4.7709e-34 | 2.444e-11 | 4.4061e-12 | -4.7525e-34 | -2.444e-11 | -4.4061e-12 | 0 | 0 | 0 | 0 | 0 | 0 | 1.1 | 1.0978 | 1.0936 | 1.1 | 1.0978 | 1.0936 | 1.4325e-14 | -120.3163 | 119.9428 | 1.427e-14 | -120.3163 | 119.9428
Line14_15_16 | 0 | 0 | 0 | 0 | 0 | 0 | 0 | 0 | 0 | 0 | 0 | 0 | 2.2262e-18 | -1.7739e-11 | -5.1048e-11 | -3.4984e-18 | 1.7739e-11 | 5.1048e-11 | 2.5443e-18 | 4.888e-11 | 8.8123e-12 | -1.9082e-18 | -4.888e-11 | -8.8123e-12 | 0 | 0 | 0 | 0 | 0 | 0 | 1.1 | 1.0978 | 1.0936 | 1.1 | 1.0978 | 1.0936 | 1.4262e-14 | -120.3163 | 119.9428 | 1.4232e-14 | -120.3163 | 119.9428
Line15_16_17 | 0 | 0 | 0 | 0 | 0 | 0 | 0 | 0 | 0 | 0 | 0 | 0 | -9.541e-19 | -8.8697e-12 | -2.5524e-11 | 1.5902e-18 | 8.8698e-12 | 2.5524e-11 | -6.3607e-19 | 2.444e-11 | 4.4061e-12 | 6.3607e-19 | -2.444e-11 | -4.4061e-12 | 0 | 0 | 0 | 0 | 0 | 0 | 1.1 | 1.0978 | 1.0936 | 1.1 | 1.0978 | 1.0936 | 1.4232e-14 | -120.3163 | 119.9428 | 1.4212e-14 | -120.3163 | 119.9428
Line16_4_18 | 0 | 0.061167 | 0.061167 | 0 | 0.061167 | 0.061167 | 0 | 0.014126 | 0.014126 | 0 | 0.014126 | 0.014126 | 3.8164e-18 | 0.01493 | 0.0038518 | -2.5443e-18 | -0.014893 | -0.0038144 | -5.0885e-18 | 0.0039805 | 0.014876 | 2.5443e-18 | -0.0039057 | -0.014801 | 0 | -135.4761 | 44.5239 | 0 | 44.5239 | -135.4761 | 1.1 | 1.0938 | 1.0878 | 1.1 | 1.0899 | 1.0821 | 1.4915e-14 | -120.5478 | 120.0075 | 1.4854e-14 | -120.781 | 120.073
Line17_5_19 | 0 | 0 | 0 | 0 | 0 | 0 | 0 | 0 | 0 | 0 | 0 | 0 | 3.1803e-19 | -8.8697e-12 | -2.5524e-11 | -9.541e-19 | 8.8697e-12 | 2.5524e-11 | -1.2721e-18 | 2.444e-11 | 4.4061e-12 | -2.4878e-34 | -2.444e-11 | -4.4061e-12 | 0 | 0 | 0 | 0 | 0 | 0 | 1.1 | 1.0978 | 1.0936 | 1.1 | 1.0978 | 1.0936 | 1.4997e-14 | -120.3163 | 119.9428 | 1.494e-14 | -120.3163 | 119.9428
Line1_1_3 | 0 | 0 | 0 | 0 | 0 | 0 | 0 | 0 | 0 | 0 | 0 | 0 | 1.4948e-17 | -7.0958e-11 | -2.0419e-10 | -1.4311e-17 | 7.0958e-11 | 2.0419e-10 | 6.3607e-18 | 1.9552e-10 | 3.5249e-11 | -5.7246e-18 | -1.9552e-10 | -3.5249e-11 | 0 | 0 | 0 | 0 | 0 | 0 | 1.1 | 1.0978 | 1.0936 | 1.1 | 1.0978 | 1.0936 | 1.5087e-14 | -120.3163 | 119.9428 | 1.4887e-14 | -120.3163 | 119.9428
Line2_1_4 | 0 | 0.061167 | 0.061167 | 0 | 0.061167 | 0.061167 | 0 | 0.014126 | 0.014126 | 0 | 0.014126 | 0.014126 | 8.9049e-18 | 0.014968 | 0.0038892 | -1.0177e-17 | -0.01493 | -0.0038518 | 5.0885e-18 | 0.0040553 | 0.014951 | -3.8164e-18 | -0.0039805 | -0.014876 | 0 | -135.4761 | 44.5239 | 0 | 44.5239 | -135.4761 | 1.1 | 1.0978 | 1.0936 | 1.1 | 1.0938 | 1.0878 | 1.5087e-14 | -120.3163 | 119.9428 | 1.4915e-14 | -120.5478 | 120.0075
Line3_1_5 | 0 | 0 | 0 | 0 | 0 | 0 | 0 | 0 | 0 | 0 | 0 | 0 | 2.8623e-18 | -1.7739e-11 | -5.1048e-11 | -2.8623e-18 | 1.7739e-11 | 5.1048e-11 | 6.3607e-19 | 4.888e-11 | 8.8123e-12 | -1.2721e-18 | -4.888e-11 | -8.8122e-12 | 0 | 0 | 0 | 0 | 0 | 0 | 1.1 | 1.0978 | 1.0936 | 1.1 | 1.0978 | 1.0936 | 1.5087e-14 | -120.3163 | 119.9428 | 1.4997e-14 | -120.3163 | 119.9428
Line4_2_6 | 0 | 0 | 0 | 0 | 0 | 0 | 0 | 0 | 0 | 0 | 0 | 0 | 8.2688e-18 | -4.4349e-11 | -1.2762e-10 | -8.2688e-18 | 4.4349e-11 | 1.2762e-10 | 1.9082e-18 | 1.222e-10 | 2.2031e-11 | -1.9082e-18 | -1.222e-10 | -2.2031e-11 | 0 | 0 | 0 | 0 | 0 | 0 | 1.1 | 1.0978 | 1.0936 | 1.1 | 1.0978 | 1.0936 | 1.4961e-14 | -120.3163 | 119.9428 | 1.4842e-14 | -120.3163 | 119.9428
Line5_6_7 | 0 | 0 | 0 | 0 | 0 | 0 | 0 | 0 | 0 | 0 | 0 | 0 | 5.4066e-18 | -3.5479e-11 | -1.021e-10 | -6.0426e-18 | 3.5479e-11 | 1.021e-10 | 6.3607e-19 | 9.776e-11 | 1.7624e-11 | -1.5531e-33 | -9.776e-11 | -1.7624e-11 | 0 | 0 | 0 | 0 | 0 | 0 | 1.1 | 1.0978 | 1.0936 | 1.1 | 1.0978 | 1.0936 | 1.4842e-14 | -120.3163 | 119.9428 | 1.4726e-14 | -120.3163 | 119.9428
Line6_7_8 | 0 | 0 | 0 | 0 | 0 | 0 | 0 | 0 | 0 | 0 | 0 | 0 | 6.3607e-19 | -2.6609e-11 | -7.6572e-11 | -1.2721e-18 | 2.6609e-11 | 7.6572e-11 | -6.3607e-19 | 7.332e-11 | 1.3218e-11 | 1.9082e-18 | -7.332e-11 | -1.3218e-11 | 0 | 0 | 0 | 0 | 0 | 0 | 1.1 | 1.0978 | 1.0936 | 1.1 | 1.0978 | 1.0936 | 1.4726e-14 | -120.3163 | 119.9428 | 1.4666e-14 | -120.3163 | 119.9428
Line7_8_9 | 0 | 0 | 0 | 0 | 0 | 0 | 0 | 0 | 0 | 0 | 0 | 0 | -3.1803e-19 | -8.8697e-12 | -2.5524e-11 | -3.1803e-19 | 8.8698e-12 | 2.5524e-11 | 1.2721e-18 | 2.444e-11 | 4.4061e-12 | -1.2721e-18 | -2.444e-11 | -4.4061e-12 | 0 | 0 | 0 | 0 | 0 | 0 | 1.1 | 1.0978 | 1.0936 | 1.1 | 1.0978 | 1.0936 | 1.4666e-14 | -120.3163 | 119.9428 | 1.4651e-14 | -120.3163 | 119.9428
Line8_8_10 | 0 | 0 | 0 | 0 | 0 | 0 | 0 | 0 | 0 | 0 | 0 | 0 | -9.541e-19 | -8.8697e-12 | -2.5524e-11 | 3.1803e-19 | 8.8698e-12 | 2.5524e-11 | 1.9082e-18 | 2.444e-11 | 4.4061e-12 | -1.2721e-18 | -2.444e-11 | -4.4061e-12 | 0 | 0 | 0 | 0 | 0 | 0 | 1.1 | 1.0978 | 1.0936 | 1.1 | 1.0978 | 1.0936 | 1.4666e-14 | -120.3163 | 119.9428 | 1.4659e-14 | -120.3163 | 119.9428
Line9_3_11 | 0 | 0 | 0 | 0 | 0 | 0 | 0 | 0 | 0 | 0 | 0 | 0 | 1.3039e-17 | -6.2088e-11 | -1.7867e-10 | -1.3675e-17 | 6.2088e-11 | 1.7867e-10 | 4.4525e-18 | 1.7108e-10 | 3.0843e-11 | -4.4525e-18 | -1.7108e-10 | -3.0843e-11 | 0 | 0 | 0 | 0 | 0 | 0 | 1.1 | 1.0978 | 1.0936 | 1.1 | 1.0978 | 1.0936 | 1.4887e-14 | -120.3163 | 119.9428 | 1.4705e-14 | -120.3163 | 119.9428

## LL_min_6
name | pf_ikss_a_from_ka | pf_ikss_b_from_ka | pf_ikss_c_from_ka | pf_ikss_a_to_ka | pf_ikss_b_to_ka | pf_ikss_c_to_ka | pf_skss_a_from_mw | pf_skss_b_from_mw | pf_skss_c_from_mw | pf_skss_a_to_mw | pf_skss_b_to_mw | pf_skss_c_to_mw | pf_p_a_from_mw | pf_p_b_from_mw | pf_p_c_from_mw | pf_p_a_to_mw | pf_p_b_to_mw | pf_p_c_to_mw | pf_q_a_from_mvar | pf_q_b_from_mvar | pf_q_c_from_mvar | pf_q_a_to_mvar | pf_q_b_to_mvar | pf_q_c_to_mvar | pf_ikss_a_from_degree | pf_ikss_b_from_degree | pf_ikss_c_from_degree | pf_ikss_a_to_degree | pf_ikss_b_to_degree | pf_ikss_c_to_degree | pf_vm_a_from_pu | pf_vm_b_from_pu | pf_vm_c_from_pu | pf_vm_a_to_pu | pf_vm_b_to_pu | pf_vm_c_to_pu | pf_va_a_from_degree | pf_va_b_from_degree | pf_va_c_from_degree | pf_va_a_to_degree | pf_va_b_to_degree | pf_va_c_to_degree
Line0_1_2 | 0 | 0 | 0 | 0 | 0 | 0 | 0 | 0 | 0 | 0 | 0 | 0 | 1.4063e-16 | -1.4366e-09 | -3.9666e-09 | -1.5821e-16 | 1.4366e-09 | 3.9666e-09 | 2.1094e-16 | 4.6273e-09 | -2.4518e-10 | -2.461e-16 | -4.6273e-09 | 2.4518e-10 | 0 | 0 | 0 | 0 | 0 | 0 | 0.95 | 0.83839 | 0.68767 | 0.95 | 0.83839 | 0.68767 | -8.2917e-13 | -135.3123 | 120.9775 | -8.2316e-13 | -135.3123 | 120.9775
Line10_11_12 | 0 | 0 | 0 | 0 | 0 | 0 | 0 | 0 | 0 | 0 | 0 | 0 | 1.9336e-16 | -1.4366e-09 | -3.9666e-09 | -1.7579e-16 | 1.4366e-09 | 3.9666e-09 | 2.6368e-16 | 4.6273e-09 | -2.4518e-10 | -2.9884e-16 | -4.6273e-09 | 2.4518e-10 | 0 | 0 | 0 | 0 | 0 | 0 | 0.95 | 0.83839 | 0.68767 | 0.95 | 0.83839 | 0.68767 | -8.2118e-13 | -135.3123 | 120.9775 | -8.1844e-13 | -135.3123 | 120.9775
Line11_12_13 | 0 | 0 | 0 | 0 | 0 | 0 | 0 | 0 | 0 | 0 | 0 | 0 | 9.6682e-17 | -1.1971e-09 | -3.3055e-09 | -7.9103e-17 | 1.1971e-09 | 3.3055e-09 | 3.5157e-16 | 3.8561e-09 | -2.0432e-10 | -3.6915e-16 | -3.8561e-09 | 2.0432e-10 | 0 | 0 | 0 | 0 | 0 | 0 | 0.95 | 0.83839 | 0.68767 | 0.95 | 0.83839 | 0.68767 | -8.1844e-13 | -135.3123 | 120.9775 | -8.1365e-13 | -135.3123 | 120.9775
Line12_13_15 | 0 | 0 | 0 | 0 | 0 | 0 | 0 | 0 | 0 | 0 | 0 | 0 | 1.7579e-17 | -7.1829e-10 | -1.9833e-09 | -2.4931e-31 | 7.1829e-10 | 1.9833e-09 | 1.7579e-17 | 2.3137e-09 | -1.2259e-10 | -1.7579e-17 | -2.3137e-09 | 1.2259e-10 | 0 | 0 | 0 | 0 | 0 | 0 | 0.95 | 0.83839 | 0.68767 | 0.95 | 0.83839 | 0.68767 | -8.1365e-13 | -135.3123 | 120.9775 | -8.126e-13 | -135.3123 | 120.9775
Line13_13_14 | 0 | 0 | 0 | 0 | 0 | 0 | 0 | 0 | 0 | 0 | 0 | 0 | 2.6368e-17 | -2.3943e-10 | -6.611e-10 | -4.3946e-17 | 2.3943e-10 | 6.611e-10 | 2.6368e-16 | 7.7122e-10 | -4.0864e-11 | -2.461e-16 | -7.7122e-10 | 4.0864e-11 | 0 | 0 | 0 | 0 | 0 | 0 | 0.95 | 0.83839 | 0.68767 | 0.95 | 0.83839 | 0.68767 | -8.1365e-13 | -135.3123 | 120.9775 | -8.1162e-13 | -135.3123 | 120.9775
Line14_15_16 | 0 | 0 | 0 | 0 | 0 | 0 | 0 | 0 | 0 | 0 | 0 | 0 | 2.6368e-17 | -4.7886e-10 | -1.3222e-09 | -4.3946e-17 | 4.7886e-10 | 1.3222e-09 | 1.7579e-17 | 1.5424e-09 | -8.1728e-11 | -3.5157e-17 | -1.5424e-09 | 8.1728e-11 | 0 | 0 | 0 | 0 | 0 | 0 | 0.95 | 0.83839 | 0.68767 | 0.95 | 0.83839 | 0.68767 | -8.126e-13 | -135.3123 | 120.9775 | -8.1192e-13 | -135.3123 | 120.9775
Line15_16_17 | 0 | 0 | 0 | 0 | 0 | 0 | 0 | 0 | 0 | 0 | 0 | 0 | -1.7579e-17 | -2.3943e-10 | -6.611e-10 | -7.4764e-31 | 2.3943e-10 | 6.611e-10 | 1.7579e-17 | 7.7122e-10 | -4.0864e-11 | -5.2736e-17 | -7.7122e-10 | 4.0864e-11 | 0 | 0 | 0 | 0 | 0 | 0 | 0.95 | 0.83839 | 0.68767 | 0.95 | 0.83839 | 0.68767 | -8.1192e-13 | -135.3123 | 120.9775 | -8.123e-13 | -135.3123 | 120.9775
Line16_4_18 | 0 | 2.5068 | 2.5068 | 0 | 2.5068 | 2.5068 | 0 | 0.57893 | 0.57893 | 0 | 0.57893 | 0.57893 | 7.0314e-17 | 0.35328 | -0.11197 | -7.0314e-17 | -0.23262 | 0.23262 | 7.0314e-17 | -0.020967 | 0.27233 | -7.0314e-17 | 0.14665 | -0.14665 | 0 | -147.7717 | 32.2283 | 0 | 32.2283 | -147.7717 | 0.95 | 0.6113 | 0.50862 | 0.95 | 0.475 | 0.475 | -8.3044e-13 | -151.1682 | 144.5775 | -8.3205e-13 | -180 | 180
Line17_5_19 | 0 | 0 | 0 | 0 | 0 | 0 | 0 | 0 | 0 | 0 | 0 | 0 | 6.1525e-17 | -2.3943e-10 | -6.611e-10 | -6.1525e-17 | 2.3943e-10 | 6.611e-10 | 2.461e-16 | 7.7122e-10 | -4.0864e-11 | -2.8126e-16 | -7.7122e-10 | 4.0864e-11 | 0 | 0 | 0 | 0 | 0 | 0 | 0.95 | 0.83839 | 0.68767 | 0.95 | 0.83839 | 0.68767 | -8.2727e-13 | -135.3123 | 120.9775 | -8.2561e-13 | -135.3123 | 120.9775
Line1_1_3 | 0 | 0 | 0 | 0 | 0 | 0 | 0 | 0 | 0 | 0 | 0 | 0 | 1.4942e-16 | -1.9154e-09 | -5.2888e-09 | -1.4942e-16 | 1.9154e-09 | 5.2888e-09 | 2.6368e-16 | 6.1697e-09 | -3.2691e-10 | -2.9884e-16 | -6.1697e-09 | 3.2691e-10 | 0 | 0 | 0 | 0 | 0 | 0 | 0.95 | 0.83839 | 0.68767 | 0.95 | 0.83839 | 0.68767 | -8.2917e-13 | -135.3123 | 120.9775 | -8.2477e-13 | -135.3123 | 120.9775
Line2_1_4 | 0 | 2.5068 | 2.5068 | 0 | 2.5068 | 2.5068 | 0 | 0.57893 | 0.57893 | 0 | 0.57893 | 0.57893 | 1.4063e-16 | 0.47394 | 0.0086903 | -1.4063e-16 | -0.35328 | 0.11197 | 2.1094e-16 | 0.10472 | 0.39802 | -2.461e-16 | 0.020967 | -0.27233 | 0 | -147.7717 | 32.2283 | 0 | 32.2283 | -147.7717 | 0.95 | 0.83839 | 0.68767 | 0.95 | 0.6113 | 0.50862 | -8.2917e-13 | -135.3123 | 120.9775 | -8.3044e-13 | -151.1682 | 144.5775
Line3_1_5 | 0 | 0 | 0 | 0 | 0 | 0 | 0 | 0 | 0 | 0 | 0 | 0 | 7.9103e-17 | -4.7886e-10 | -1.3222e-09 | -7.9103e-17 | 4.7886e-10 | 1.3222e-09 | 2.461e-16 | 1.5424e-09 | -8.1728e-11 | -2.8126e-16 | -1.5424e-09 | 8.1728e-11 | 0 | 0 | 0 | 0 | 0 | 0 | 0.95 | 0.83839 | 0.68767 | 0.95 | 0.83839 | 0.68767 | -8.2917e-13 | -135.3123 | 120.9775 | -8.2727e-13 | -135.3123 | 120.9775
Line4_2_6 | 0 | 0 | 0 | 0 | 0 | 0 | 0 | 0 | 0 | 0 | 0 | 0 | 7.9103e-17 | -1.1971e-09 | -3.3055e-09 | -9.6682e-17 | 1.1971e-09 | 3.3055e-09 | 2.6368e-16 | 3.8561e-09 | -2.0432e-10 | -3.1641e-16 | -3.8561e-09 | 2.0432e-10 | 0 | 0 | 0 | 0 | 0 | 0 | 0.95 | 0.83839 | 0.68767 | 0.95 | 0.83839 | 0.68767 | -8.2316e-13 | -135.3123 | 120.9775 | -8.1704e-13 | -135.3123 | 120.9775
Line5_6_7 | 0 | 0 | 0 | 0 | 0 | 0 | 0 | 0 | 0 | 0 | 0 | 0 | 7.9103e-17 | -9.5772e-10 | -2.6444e-09 | -7.9103e-17 | 9.5772e-10 | 2.6444e-09 | 3.3399e-16 | 3.0849e-09 | -1.6346e-10 | -3.3399e-16 | -3.0849e-09 | 1.6346e-10 | 0 | 0 | 0 | 0 | 0 | 0 | 0.95 | 0.83839 | 0.68767 | 0.95 | 0.83839 | 0.68767 | -8.1704e-13 | -135.3123 | 120.9775 | -8.1309e-13 | -135.3123 | 120.9775
Line6_7_8 | 0 | 0 | 0 | 0 | 0 | 0 | 0 | 0 | 0 | 0 | 0 | 0 | 3.5157e-17 | -7.1829e-10 | -1.9833e-09 | -3.5157e-17 | 7.1829e-10 | 1.9833e-09 | 1.0547e-16 | 2.3136e-09 | -1.2259e-10 | -8.7893e-17 | -2.3136e-09 | 1.2259e-10 | 0 | 0 | 0 | 0 | 0 | 0 | 0.95 | 0.83839 | 0.68767 | 0.95 | 0.83839 | 0.68767 | -8.1309e-13 | -135.3123 | 120.9775 | -8.1051e-13 | -135.3123 | 120.9775
Line7_8_9 | 0 | 0 | 0 | 0 | 0 | 0 | 0 | 0 | 0 | 0 | 0 | 0 | 0 | -2.3943e-10 | -6.611e-10 | 0 | 2.3943e-10 | 6.611e-10 | 0 | 7.7122e-10 | -4.0864e-11 | 0 | -7.7122e-10 | 4.0864e-11 | 0 | 0 | 0 | 0 | 0 | 0 | 0.95 | 0.83839 | 0.68767 | 0.95 | 0.83839 | 0.68767 | -8.1051e-13 | -135.3123 | 120.9775 | -8.1067e-13 | -135.3123 | 120.9775
Line8_8_10 | 0 | 0 | 0 | 0 | 0 | 0 | 0 | 0 | 0 | 0 | 0 | 0 | -1.7579e-17 | -2.3943e-10 | -6.611e-10 | 1.7579e-17 | 2.3943e-10 | 6.611e-10 | 2.4867e-31 | 7.7122e-10 | -4.0864e-11 | -2.4824e-31 | -7.7122e-10 | 4.0864e-11 | 0 | 0 | 0 | 0 | 0 | 0 | 0.95 | 0.83839 | 0.68767 | 0.95 | 0.83839 | 0.68767 | -8.1051e-13 | -135.3123 | 120.9775 | -8.0911e-13 | -135.3123 | 120.9775
Line9_3_11 | 0 | 0 | 0 | 0 | 0 | 0 | 0 | 0 | 0 | 0 | 0 | 0 | 1.7579e-16 | -1.676e-09 | -4.6277e-09 | -1.7579e-16 | 1.676e-09 | 4.6277e-09 | 2.9884e-16 | 5.3985e-09 | -2.8605e-10 | -2.8126e-16 | -5.3985e-09 | 2.8605e-10 | 0 | 0 | 0 | 0 | 0 | 0 | 0.95 | 0.83839 | 0.68767 | 0.95 | 0.83839 | 0.68767 | -8.2477e-13 | -135.3123 | 120.9775 | -8.2118e-13 | -135.3123 | 120.9775

## LL_min_10
name | pf_ikss_a_from_ka | pf_ikss_b_from_ka | pf_ikss_c_from_ka | pf_ikss_a_to_ka | pf_ikss_b_to_ka | pf_ikss_c_to_ka | pf_skss_a_from_mw | pf_skss_b_from_mw | pf_skss_c_from_mw | pf_skss_a_to_mw | pf_skss_b_to_mw | pf_skss_c_to_mw | pf_p_a_from_mw | pf_p_b_from_mw | pf_p_c_from_mw | pf_p_a_to_mw | pf_p_b_to_mw | pf_p_c_to_mw | pf_q_a_from_mvar | pf_q_b_from_mvar | pf_q_c_from_mvar | pf_q_a_to_mvar | pf_q_b_to_mvar | pf_q_c_to_mvar | pf_ikss_a_from_degree | pf_ikss_b_from_degree | pf_ikss_c_from_degree | pf_ikss_a_to_degree | pf_ikss_b_to_degree | pf_ikss_c_to_degree | pf_vm_a_from_pu | pf_vm_b_from_pu | pf_vm_c_from_pu | pf_vm_a_to_pu | pf_vm_b_to_pu | pf_vm_c_to_pu | pf_va_a_from_degree | pf_va_b_from_degree | pf_va_c_from_degree | pf_va_a_to_degree | pf_va_b_to_degree | pf_va_c_to_degree
Line0_1_2 | 0 | 0 | 0 | 0 | 0 | 0 | 0 | 0 | 0 | 0 | 0 | 0 | 2.498e-17 | -1.2893e-09 | -3.56e-09 | -2.498e-17 | 1.2893e-09 | 3.56e-09 | 2.9976e-16 | 4.153e-09 | -2.2006e-10 | -2.9976e-16 | -4.153e-09 | 2.2006e-10 | 0 | 0 | 0 | 0 | 0 | 0 | 0.9 | 0.79426 | 0.65148 | 0.9 | 0.79426 | 0.65148 | -7.1559e-13 | -135.3123 | 120.9775 | -7.0868e-13 | -135.3123 | 120.9775
Line10_11_12 | 0 | 0 | 0 | 0 | 0 | 0 | 0 | 0 | 0 | 0 | 0 | 0 | 1.8319e-16 | -1.2893e-09 | -3.56e-09 | -1.6653e-16 | 1.2893e-09 | 3.56e-09 | 2.8311e-16 | 4.153e-09 | -2.2006e-10 | -2.9976e-16 | -4.153e-09 | 2.2006e-10 | 0 | 0 | 0 | 0 | 0 | 0 | 0.9 | 0.79426 | 0.65148 | 0.9 | 0.79426 | 0.65148 | -7.0805e-13 | -135.3123 | 120.9775 | -7.0553e-13 | -135.3123 | 120.9775
Line11_12_13 | 0 | 0 | 0 | 0 | 0 | 0 | 0 | 0 | 0 | 0 | 0 | 0 | 1.4988e-16 | -1.0744e-09 | -2.9667e-09 | -1.3323e-16 | 1.0744e-09 | 2.9667e-09 | 2.9976e-16 | 3.4609e-09 | -1.8338e-10 | -2.8311e-16 | -3.4609e-09 | 1.8338e-10 | 0 | 0 | 0 | 0 | 0 | 0 | 0.9 | 0.79426 | 0.65148 | 0.9 | 0.79426 | 0.65148 | -7.0553e-13 | -135.3123 | 120.9775 | -7.0097e-13 | -135.3123 | 120.9775
Line12_13_15 | 0 | 0 | 0 | 0 | 0 | 0 | 0 | 0 | 0 | 0 | 0 | 0 | 4.1633e-17 | -6.4467e-10 | -1.78e-09 | -2.498e-17 | 6.4467e-10 | 1.78e-09 | 1.6653e-17 | 2.0765e-09 | -1.1003e-10 | -1.6653e-17 | -2.0765e-09 | 1.1003e-10 | 0 | 0 | 0 | 0 | 0 | 0 | 0.9 | 0.79426 | 0.65148 | 0.9 | 0.79426 | 0.65148 | -7.0097e-13 | -135.3123 | 120.9775 | -6.9991e-13 | -135.3123 | 120.9775
Line13_13_14 | 0 | 0 | 0 | 0 | 0 | 0 | 0 | 0 | 0 | 0 | 0 | 0 | 7.494e-17 | -2.1489e-10 | -5.9334e-10 | -7.494e-17 | 2.1489e-10 | 5.9334e-10 | 2.498e-16 | 6.9217e-10 | -3.6676e-11 | -2.3315e-16 | -6.9217e-10 | 3.6676e-11 | 0 | 0 | 0 | 0 | 0 | 0 | 0.9 | 0.79426 | 0.65148 | 0.9 | 0.79426 | 0.65148 | -7.0097e-13 | -135.3123 | 120.9775 | -6.9897e-13 | -135.3123 | 120.9775
Line14_15_16 | 0 | 0 | 0 | 0 | 0 | 0 | 0 | 0 | 0 | 0 | 0 | 0 | 8.1374e-31 | -4.2978e-10 | -1.1867e-09 | -4.0647e-31 | 4.2978e-10 | 1.1867e-09 | 6.6613e-17 | 1.3843e-09 | -7.3352e-11 | -3.3307e-17 | -1.3843e-09 | 7.3352e-11 | 0 | 0 | 0 | 0 | 0 | 0 | 0.9 | 0.79426 | 0.65148 | 0.9 | 0.79426 | 0.65148 | -6.9991e-13 | -135.3123 | 120.9775 | -6.9924e-13 | -135.3123 | 120.9775
Line15_16_17 | 0 | 0 | 0 | 0 | 0 | 0 | 0 | 0 | 0 | 0 | 0 | 0 | 8.3267e-18 | -2.1489e-10 | -5.9334e-10 | 8.3267e-18 | 2.1489e-10 | 5.9334e-10 | 4.996e-17 | 6.9217e-10 | -3.6676e-11 | -1.6653e-17 | -6.9217e-10 | 3.6676e-11 | 0 | 0 | 0 | 0 | 0 | 0 | 0.9 | 0.79426 | 0.65148 | 0.9 | 0.79426 | 0.65148 | -6.9924e-13 | -135.3123 | 120.9775 | -6.9961e-13 | -135.3123 | 120.9775
Line16_4_18 | 0 | 2.3749 | 2.3749 | 0 | 2.3749 | 2.3749 | 0 | 0.54846 | 0.54846 | 0 | 0.54846 | 0.54846 | -8.3208e-31 | 0.31707 | -0.10049 | -6.6613e-17 | -0.20878 | 0.20878 | -6.6613e-17 | -0.018818 | 0.24442 | 1.3323e-16 | 0.13162 | -0.13162 | 0 | -147.7717 | 32.2283 | 0 | 32.2283 | -147.7717 | 0.9 | 0.57913 | 0.48185 | 0.9 | 0.45 | 0.45 | -7.1569e-13 | -151.1682 | 144.5775 | -7.1649e-13 | -180 | 180
Line17_5_19 | 0 | 0 | 0 | 0 | 0 | 0 | 0 | 0 | 0 | 0 | 0 | 0 | 6.6613e-17 | -2.1489e-10 | -5.9334e-10 | -6.6613e-17 | 2.1489e-10 | 5.9334e-10 | 2.498e-16 | 6.9217e-10 | -3.6676e-11 | -2.498e-16 | -6.9217e-10 | 3.6676e-11 | 0 | 0 | 0 | 0 | 0 | 0 | 0.9 | 0.79426 | 0.65148 | 0.9 | 0.79426 | 0.65148 | -7.1391e-13 | -135.3123 | 120.9775 | -7.1173e-13 | -135.3123 | 120.9775
Line1_1_3 | 0 | 0 | 0 | 0 | 0 | 0 | 0 | 0 | 0 | 0 | 0 | 0 | 1.5821e-16 | -1.7191e-09 | -4.7467e-09 | -1.5821e-16 | 1.7191e-09 | 4.7467e-09 | 2.8311e-16 | 5.5374e-09 | -2.9341e-10 | -2.8311e-16 | -5.5374e-09 | 2.9341e-10 | 0 | 0 | 0 | 0 | 0 | 0 | 0.9 | 0.79426 | 0.65148 | 0.9 | 0.79426 | 0.65148 | -7.1559e-13 | -135.3123 | 120.9775 | -7.1141e-13 | -135.3123 | 120.9775
Line2_1_4 | 0 | 2.3749 | 2.3749 | 0 | 2.3749 | 2.3749 | 0 | 0.54846 | 0.54846 | 0 | 0.54846 | 0.54846 | 6.6613e-17 | 0.42536 | 0.0077996 | -1.3323e-16 | -0.31707 | 0.10049 | 2.3315e-16 | 0.093984 | 0.35722 | -1.9984e-16 | 0.018818 | -0.24442 | 0 | -147.7717 | 32.2283 | 0 | 32.2283 | -147.7717 | 0.9 | 0.79426 | 0.65148 | 0.9 | 0.57913 | 0.48185 | -7.1559e-13 | -135.3123 | 120.9775 | -7.1569e-13 | -151.1682 | 144.5775
Line3_1_5 | 0 | 0 | 0 | 0 | 0 | 0 | 0 | 0 | 0 | 0 | 0 | 0 | 9.992e-17 | -4.2978e-10 | -1.1867e-09 | -9.992e-17 | 4.2978e-10 | 1.1867e-09 | 2.3315e-16 | 1.3843e-09 | -7.3352e-11 | -2.1649e-16 | -1.3843e-09 | 7.3352e-11 | 0 | 0 | 0 | 0 | 0 | 0 | 0.9 | 0.79426 | 0.65148 | 0.9 | 0.79426 | 0.65148 | -7.1559e-13 | -135.3123 | 120.9775 | -7.1391e-13 | -135.3123 | 120.9775
Line4_2_6 | 0 | 0 | 0 | 0 | 0 | 0 | 0 | 0 | 0 | 0 | 0 | 0 | 8.3267e-17 | -1.0744e-09 | -2.9667e-09 | -8.3267e-17 | 1.0744e-09 | 2.9667e-09 | 3.3307e-16 | 3.4609e-09 | -1.8338e-10 | -3.1641e-16 | -3.4609e-09 | 1.8338e-10 | 0 | 0 | 0 | 0 | 0 | 0 | 0.9 | 0.79426 | 0.65148 | 0.9 | 0.79426 | 0.65148 | -7.0868e-13 | -135.3123 | 120.9775 | -7.0149e-13 | -135.3123 | 120.9775
Line5_6_7 | 0 | 0 | 0 | 0 | 0 | 0 | 0 | 0 | 0 | 0 | 0 | 0 | 8.3267e-17 | -8.5956e-10 | -2.3734e-09 | -8.3267e-17 | 8.5956e-10 | 2.3734e-09 | 3.3307e-16 | 2.7687e-09 | -1.467e-10 | -3.4972e-16 | -2.7687e-09 | 1.467e-10 | 0 | 0 | 0 | 0 | 0 | 0 | 0.9 | 0.79426 | 0.65148 | 0.9 | 0.79426 | 0.65148 | -7.0149e-13 | -135.3123 | 120.9775 | -6.9761e-13 | -135.3123 | 120.9775
Line6_7_8 | 0 | 0 | 0 | 0 | 0 | 0 | 0 | 0 | 0 | 0 | 0 | 0 | 1.6653e-17 | -6.4467e-10 | -1.78e-09 | -1.6653e-17 | 6.4467e-10 | 1.78e-09 | 4.996e-17 | 2.0765e-09 | -1.1003e-10 | -8.3267e-17 | -2.0765e-09 | 1.1003e-10 | 0 | 0 | 0 | 0 | 0 | 0 | 0.9 | 0.79426 | 0.65148 | 0.9 | 0.79426 | 0.65148 | -6.9761e-13 | -135.3123 | 120.9775 | -6.9467e-13 | -135.3123 | 120.9775
Line7_8_9 | 0 | 0 | 0 | 0 | 0 | 0 | 0 | 0 | 0 | 0 | 0 | 0 | -2.498e-17 | -2.1489e-10 | -5.9334e-10 | 8.3267e-18 | 2.1489e-10 | 5.9334e-10 | 3.0286e-31 | 6.9217e-10 | -3.6676e-11 | -1.0098e-31 | -6.9217e-10 | 3.6676e-11 | 0 | 0 | 0 | 0 | 0 | 0 | 0.9 | 0.79426 | 0.65148 | 0.9 | 0.79426 | 0.65148 | -6.9467e-13 | -135.3123 | 120.9775 | -6.9482e-13 | -135.3123 | 120.9775
Line8_8_10 | 0 | 0 | 0 | 0 | 0 | 0 | 0 | 0 | 0 | 0 | 0 | 0 | -4.1633e-17 | -2.1489e-10 | -5.9334e-10 | 5.8287e-17 | 2.1489e-10 | 5.9334e-10 | 1.6653e-17 | 6.9217e-10 | -3.6676e-11 | -1.6653e-17 | -6.9217e-10 | 3.6676e-11 | 0 | 0 | 0 | 0 | 0 | 0 | 0.9 | 0.79426 | 0.65148 | 0.9 | 0.79426 | 0.65148 | -6.9467e-13 | -135.3123 | 120.9775 | -6.9319e-13 | -135.3123 | 120.9775
Line9_3_11 | 0 | 0 | 0 | 0 | 0 | 0 | 0 | 0 | 0 | 0 | 0 | 0 | 1.5821e-16 | -1.5042e-09 | -4.1534e-09 | -1.5821e-16 | 1.5042e-09 | 4.1534e-09 | 2.8311e-16 | 4.8452e-09 | -2.5673e-10 | -2.6645e-16 | -4.8452e-09 | 2.5673e-10 | 0 | 0 | 0 | 0 | 0 | 0 | 0.9 | 0.79426 | 0.65148 | 0.9 | 0.79426 | 0.65148 | -7.1141e-13 | -135.3123 | 120.9775 | -7.0805e-13 | -135.3123 | 120.9775

## LL_min_fault_6
name | pf_ikss_a_from_ka | pf_ikss_b_from_ka | pf_ikss_c_from_ka | pf_ikss_a_to_ka | pf_ikss_b_to_ka | pf_ikss_c_to_ka | pf_skss_a_from_mw | pf_skss_b_from_mw | pf_skss_c_from_mw | pf_skss_a_to_mw | pf_skss_b_to_mw | pf_skss_c_to_mw | pf_p_a_from_mw | pf_p_b_from_mw | pf_p_c_from_mw | pf_p_a_to_mw | pf_p_b_to_mw | pf_p_c_to_mw | pf_q_a_from_mvar | pf_q_b_from_mvar | pf_q_c_from_mvar | pf_q_a_to_mvar | pf_q_b_to_mvar | pf_q_c_to_mvar | pf_ikss_a_from_degree | pf_ikss_b_from_degree | pf_ikss_c_from_degree | pf_ikss_a_to_degree | pf_ikss_b_to_degree | pf_ikss_c_to_degree | pf_vm_a_from_pu | pf_vm_b_from_pu | pf_vm_c_from_pu | pf_vm_a_to_pu | pf_vm_b_to_pu | pf_vm_c_to_pu | pf_va_a_from_degree | pf_va_b_from_degree | pf_va_c_from_degree | pf_va_a_to_degree | pf_va_b_to_degree | pf_va_c_to_degree
Line0_1_2 | 0 | 0 | 0 | 0 | 0 | 0 | 0 | 0 | 0 | 0 | 0 | 0 | 3.09e-18 | -3.8862e-11 | -1.1288e-10 | -3.09e-18 | 3.8862e-11 | 1.1288e-10 | 7.1413e-18 | 1.0829e-10 | 1.9912e-11 | -7.6906e-18 | -1.0829e-10 | -1.9912e-11 | 0 | 0 | 0 | 0 | 0 | 0 | 0.95 | 0.94812 | 0.94457 | 0.95 | 0.94812 | 0.94457 | -1.699e-14 | -120.3131 | 119.9422 | -1.6858e-14 | -120.3131 | 119.9422
Line10_11_12 | 0 | 0 | 0 | 0 | 0 | 0 | 0 | 0 | 0 | 0 | 0 | 0 | 5.4246e-18 | -3.8862e-11 | -1.1288e-10 | -5.4246e-18 | 3.8862e-11 | 1.1288e-10 | 7.1413e-18 | 1.0829e-10 | 1.9912e-11 | -6.5919e-18 | -1.0829e-10 | -1.9912e-11 | 0 | 0 | 0 | 0 | 0 | 0 | 0.95 | 0.94812 | 0.94457 | 0.95 | 0.94812 | 0.94457 | -1.6847e-14 | -120.3131 | 119.9422 | -1.6794e-14 | -120.3131 | 119.9422
Line11_12_13 | 0 | 0 | 0 | 0 | 0 | 0 | 0 | 0 | 0 | 0 | 0 | 0 | 4.12e-18 | -3.2385e-11 | -9.4068e-11 | -4.12e-18 | 3.2385e-11 | 9.4068e-11 | 8.7893e-18 | 9.0245e-11 | 1.6593e-11 | -8.2399e-18 | -9.0245e-11 | -1.6593e-11 | 0 | 0 | 0 | 0 | 0 | 0 | 0.95 | 0.94812 | 0.94457 | 0.95 | 0.94812 | 0.94457 | -1.6794e-14 | -120.3131 | 119.9422 | -1.6695e-14 | -120.3131 | 119.9422
Line12_13_15 | 0 | 0 | 0 | 0 | 0 | 0 | 0 | 0 | 0 | 0 | 0 | 0 | 3.2013e-34 | -1.9431e-11 | -5.6441e-11 | -4.7961e-34 | 1.9431e-11 | 5.6441e-11 | 1.0987e-18 | 5.4147e-11 | 9.9561e-12 | -1.648e-18 | -5.4147e-11 | -9.9561e-12 | 0 | 0 | 0 | 0 | 0 | 0 | 0.95 | 0.94812 | 0.94457 | 0.95 | 0.94812 | 0.94457 | -1.6695e-14 | -120.3131 | 119.9422 | -1.6675e-14 | -120.3131 | 119.9422
Line13_13_14 | 0 | 0 | 0 | 0 | 0 | 0 | 0 | 0 | 0 | 0 | 0 | 0 | 1.5793e-18 | -6.477e-12 | -1.8814e-11 | -1.5793e-18 | 6.477e-12 | 1.8814e-11 | 4.944e-18 | 1.8049e-11 | 3.3187e-12 | -6.0426e-18 | -1.8049e-11 | -3.3187e-12 | 0 | 0 | 0 | 0 | 0 | 0 | 0.95 | 0.94812 | 0.94457 | 0.95 | 0.94812 | 0.94457 | -1.6695e-14 | -120.3131 | 119.9422 | -1.6638e-14 | -120.3131 | 119.9422
Line14_15_16 | 0 | 0 | 0 | 0 | 0 | 0 | 0 | 0 | 0 | 0 | 0 | 0 | 7.5533e-19 | -1.2954e-11 | -3.7627e-11 | -1.03e-18 | 1.2954e-11 | 3.7627e-11 | 1.0987e-18 | 3.6098e-11 | 6.6374e-12 | -1.0987e-18 | -3.6098e-11 | -6.6374e-12 | 0 | 0 | 0 | 0 | 0 | 0 | 0.95 | 0.94812 | 0.94457 | 0.95 | 0.94812 | 0.94457 | -1.6675e-14 | -120.3131 | 119.9422 | -1.6659e-14 | -120.3131 | 119.9422
Line15_16_17 | 0 | 0 | 0 | 0 | 0 | 0 | 0 | 0 | 0 | 0 | 0 | 0 | -2.7466e-19 | -6.477e-12 | -1.8814e-11 | 2.7466e-19 | 6.477e-12 | 1.8814e-11 | 7.986e-35 | 1.8049e-11 | 3.3187e-12 | -5.4933e-19 | -1.8049e-11 | -3.3187e-12 | 0 | 0 | 0 | 0 | 0 | 0 | 0.95 | 0.94812 | 0.94457 | 0.95 | 0.94812 | 0.94457 | -1.6659e-14 | -120.3131 | 119.9422 | -1.6666e-14 | -120.3131 | 119.9422
Line16_4_18 | 0 | 0.052639 | 0.052639 | 0 | 0.052639 | 0.052639 | 0 | 0.012156 | 0.012156 | 0 | 0.012156 | 0.012156 | 2.1973e-18 | 0.011082 | 0.0028784 | -1.0987e-18 | -0.011029 | -0.0028252 | -1.0987e-18 | 0.0029185 | 0.011047 | 1.0987e-18 | -0.0028631 | -0.010991 | 0 | -135.266 | 44.734 | 0 | 44.734 | -135.266 | 0.95 | 0.94272 | 0.93905 | 0.95 | 0.93734 | 0.93354 | -1.6965e-14 | -120.5122 | 120.1294 | -1.6988e-14 | -120.7135 | 120.3187
Line17_5_19 | 0 | 0 | 0 | 0 | 0 | 0 | 0 | 0 | 0 | 0 | 0 | 0 | 2.678e-18 | -6.477e-12 | -1.8814e-11 | -2.9526e-18 | 6.477e-12 | 1.8814e-11 | 6.0426e-18 | 1.8049e-11 | 3.3187e-12 | -6.0426e-18 | -1.8049e-11 | -3.3187e-12 | 0 | 0 | 0 | 0 | 0 | 0 | 0.95 | 0.94812 | 0.94457 | 0.95 | 0.94812 | 0.94457 | -1.695e-14 | -120.3131 | 119.9422 | -1.6908e-14 | -120.3131 | 119.9422
Line1_1_3 | 0 | 0 | 0 | 0 | 0 | 0 | 0 | 0 | 0 | 0 | 0 | 0 | 5.974e-18 | -5.1816e-11 | -1.5051e-10 | -5.6993e-18 | 5.1816e-11 | 1.5051e-10 | 6.0426e-18 | 1.4439e-10 | 2.655e-11 | -6.5919e-18 | -1.4439e-10 | -2.655e-11 | 0 | 0 | 0 | 0 | 0 | 0 | 0.95 | 0.94812 | 0.94457 | 0.95 | 0.94812 | 0.94457 | -1.699e-14 | -120.3131 | 119.9422 | -1.6913e-14 | -120.3131 | 119.9422
Line2_1_4 | 0 | 0.052639 | 0.052639 | 0 | 0.052639 | 0.052639 | 0 | 0.012156 | 0.012156 | 0 | 0.012156 | 0.012156 | 3.296e-18 | 0.011136 | 0.0029316 | -2.7466e-18 | -0.011082 | -0.0028784 | 5.4933e-18 | 0.0029739 | 0.011102 | -5.4933e-18 | -0.0029185 | -0.011047 | 0 | -135.266 | 44.734 | 0 | 44.734 | -135.266 | 0.95 | 0.94812 | 0.94457 | 0.95 | 0.94272 | 0.93905 | -1.699e-14 | -120.3131 | 119.9422 | -1.6965e-14 | -120.5122 | 120.1294
Line3_1_5 | 0 | 0 | 0 | 0 | 0 | 0 | 0 | 0 | 0 | 0 | 0 | 0 | 3.2273e-18 | -1.2954e-11 | -3.7627e-11 | -2.9526e-18 | 1.2954e-11 | 3.7627e-11 | 6.0426e-18 | 3.6098e-11 | 6.6374e-12 | -7.6906e-18 | -3.6098e-11 | -6.6374e-12 | 0 | 0 | 0 | 0 | 0 | 0 | 0.95 | 0.94812 | 0.94457 | 0.95 | 0.94812 | 0.94457 | -1.699e-14 | -120.3131 | 119.9422 | -1.695e-14 | -120.3131 | 119.9422
Line4_2_6 | 0 | 0 | 0 | 0 | 0 | 0 | 0 | 0 | 0 | 0 | 0 | 0 | 2.884e-18 | -3.2385e-11 | -9.4068e-11 | -3.1586e-18 | 3.2385e-11 | 9.4068e-11 | 6.5919e-18 | 9.0245e-11 | 1.6593e-11 | -7.6906e-18 | -9.0245e-11 | -1.6593e-11 | 0 | 0 | 0 | 0 | 0 | 0 | 0.95 | 0.94812 | 0.94457 | 0.95 | 0.94812 | 0.94457 | -1.6858e-14 | -120.3131 | 119.9422 | -1.6726e-14 | -120.3131 | 119.9422
Line5_6_7 | 0 | 0 | 0 | 0 | 0 | 0 | 0 | 0 | 0 | 0 | 0 | 0 | 2.6093e-18 | -2.5908e-11 | -7.5255e-11 | -2.884e-18 | 2.5908e-11 | 7.5255e-11 | 7.1413e-18 | 7.2196e-11 | 1.3275e-11 | -7.6906e-18 | -7.2196e-11 | -1.3275e-11 | 0 | 0 | 0 | 0 | 0 | 0 | 0.95 | 0.94812 | 0.94457 | 0.95 | 0.94812 | 0.94457 | -1.6726e-14 | -120.3131 | 119.9422 | -1.664e-14 | -120.3131 | 119.9422
Line6_7_8 | 0 | 0 | 0 | 0 | 0 | 0 | 0 | 0 | 0 | 0 | 0 | 0 | 4.8066e-19 | -1.9431e-11 | -5.6441e-11 | -7.5533e-19 | 1.9431e-11 | 5.6441e-11 | 2.7466e-18 | 5.4147e-11 | 9.9561e-12 | -3.8453e-18 | -5.4147e-11 | -9.9561e-12 | 0 | 0 | 0 | 0 | 0 | 0 | 0.95 | 0.94812 | 0.94457 | 0.95 | 0.94812 | 0.94457 | -1.664e-14 | -120.3131 | 119.9422 | -1.6567e-14 | -120.3131 | 119.9422
Line7_8_9 | 0 | 0 | 0 | 0 | 0 | 0 | 0 | 0 | 0 | 0 | 0 | 0 | -3.4333e-19 | -6.477e-12 | -1.8814e-11 | 3.4333e-19 | 6.477e-12 | 1.8814e-11 | 1.0987e-18 | 1.8049e-11 | 3.3187e-12 | -1.0987e-18 | -1.8049e-11 | -3.3187e-12 | 0 | 0 | 0 | 0 | 0 | 0 | 0.95 | 0.94812 | 0.94457 | 0.95 | 0.94812 | 0.94457 | -1.6567e-14 | -120.3131 | 119.9422 | -1.6568e-14 | -120.3131 | 119.9422
Line8_8_10 | 0 | 0 | 0 | 0 | 0 | 0 | 0 | 0 | 0 | 0 | 0 | 0 | -9.6133e-19 | -6.477e-12 | -1.8814e-11 | 9.6133e-19 | 6.477e-12 | 1.8814e-11 | 1.0987e-18 | 1.8049e-11 | 3.3187e-12 | -1.0987e-18 | -1.8049e-11 | -3.3187e-12 | 0 | 0 | 0 | 0 | 0 | 0 | 0.95 | 0.94812 | 0.94457 | 0.95 | 0.94812 | 0.94457 | -1.6567e-14 | -120.3131 | 119.9422 | -1.6537e-14 | -120.3131 | 119.9422
Line9_3_11 | 0 | 0 | 0 | 0 | 0 | 0 | 0 | 0 | 0 | 0 | 0 | 0 | 5.2186e-18 | -4.5339e-11 | -1.317e-10 | -5.2186e-18 | 4.5339e-11 | 1.317e-10 | 8.7893e-18 | 1.2634e-10 | 2.3231e-11 | -7.6906e-18 | -1.2634e-10 | -2.3231e-11 | 0 | 0 | 0 | 0 | 0 | 0 | 0.95 | 0.94812 | 0.94457 | 0.95 | 0.94812 | 0.94457 | -1.6913e-14 | -120.3131 | 119.9422 | -1.6847e-14 | -120.3131 | 119.9422

## LL_min_fault_10
name | pf_ikss_a_from_ka | pf_ikss_b_from_ka | pf_ikss_c_from_ka | pf_ikss_a_to_ka | pf_ikss_b_to_ka | pf_ikss_c_to_ka | pf_skss_a_from_mw | pf_skss_b_from_mw | pf_skss_c_from_mw | pf_skss_a_to_mw | pf_skss_b_to_mw | pf_skss_c_to_mw | pf_p_a_from_mw | pf_p_b_from_mw | pf_p_c_from_mw | pf_p_a_to_mw | pf_p_b_to_mw | pf_p_c_to_mw | pf_q_a_from_mvar | pf_q_b_from_mvar | pf_q_c_from_mvar | pf_q_a_to_mvar | pf_q_b_to_mvar | pf_q_c_to_mvar | pf_ikss_a_from_degree | pf_ikss_b_from_degree | pf_ikss_c_from_degree | pf_ikss_a_to_degree | pf_ikss_b_to_degree | pf_ikss_c_to_degree | pf_vm_a_from_pu | pf_vm_b_from_pu | pf_vm_c_from_pu | pf_vm_a_to_pu | pf_vm_b_to_pu | pf_vm_c_to_pu | pf_va_a_from_degree | pf_va_b_from_degree | pf_va_c_from_degree | pf_va_a_to_degree | pf_va_b_to_degree | pf_va_c_to_degree
Line0_1_2 | 0 | 0 | 0 | 0 | 0 | 0 | 0 | 0 | 0 | 0 | 0 | 0 | 2.8623e-18 | -3.4879e-11 | -1.0131e-10 | -2.8623e-18 | 3.4879e-11 | 1.0131e-10 | 5.2042e-18 | 9.7195e-11 | 1.7871e-11 | -5.2042e-18 | -9.7195e-11 | -1.7871e-11 | 0 | 0 | 0 | 0 | 0 | 0 | 0.9 | 0.89822 | 0.89485 | 0.9 | 0.89822 | 0.89485 | -1.4512e-14 | -120.3131 | 119.9422 | -1.4383e-14 | -120.3131 | 119.9422
Line10_11_12 | 0 | 0 | 0 | 0 | 0 | 0 | 0 | 0 | 0 | 0 | 0 | 0 | 4.2284e-18 | -3.4879e-11 | -1.0131e-10 | -4.4886e-18 | 3.4879e-11 | 1.0131e-10 | 6.245e-18 | 9.7195e-11 | 1.7871e-11 | -6.245e-18 | -9.7195e-11 | -1.7871e-11 | 0 | 0 | 0 | 0 | 0 | 0 | 0.9 | 0.89822 | 0.89485 | 0.9 | 0.89822 | 0.89485 | -1.4379e-14 | -120.3131 | 119.9422 | -1.433e-14 | -120.3131 | 119.9422
Line11_12_13 | 0 | 0 | 0 | 0 | 0 | 0 | 0 | 0 | 0 | 0 | 0 | 0 | 2.6021e-18 | -2.9066e-11 | -8.4427e-11 | -2.6021e-18 | 2.9066e-11 | 8.4427e-11 | 6.7654e-18 | 8.0996e-11 | 1.4893e-11 | -7.8063e-18 | -8.0996e-11 | -1.4893e-11 | 0 | 0 | 0 | 0 | 0 | 0 | 0.9 | 0.89822 | 0.89485 | 0.9 | 0.89822 | 0.89485 | -1.433e-14 | -120.3131 | 119.9422 | -1.4236e-14 | -120.3131 | 119.9422
Line12_13_15 | 0 | 0 | 0 | 0 | 0 | 0 | 0 | 0 | 0 | 0 | 0 | 0 | 7.1557e-19 | -1.7439e-11 | -5.0656e-11 | -4.5536e-19 | 1.7439e-11 | 5.0656e-11 | 1.0408e-18 | 4.8598e-11 | 8.9356e-12 | -1.0408e-18 | -4.8598e-11 | -8.9356e-12 | 0 | 0 | 0 | 0 | 0 | 0 | 0.9 | 0.89822 | 0.89485 | 0.9 | 0.89822 | 0.89485 | -1.4236e-14 | -120.3131 | 119.9422 | -1.4216e-14 | -120.3131 | 119.9422
Line13_13_14 | 0 | 0 | 0 | 0 | 0 | 0 | 0 | 0 | 0 | 0 | 0 | 0 | 1.7564e-18 | -5.8131e-12 | -1.6885e-11 | -1.236e-18 | 5.8131e-12 | 1.6885e-11 | 4.6838e-18 | 1.6199e-11 | 2.9785e-12 | -5.7246e-18 | -1.6199e-11 | -2.9785e-12 | 0 | 0 | 0 | 0 | 0 | 0 | 0.9 | 0.89822 | 0.89485 | 0.9 | 0.89822 | 0.89485 | -1.4236e-14 | -120.3131 | 119.9422 | -1.4179e-14 | -120.3131 | 119.9422
Line14_15_16 | 0 | 0 | 0 | 0 | 0 | 0 | 0 | 0 | 0 | 0 | 0 | 0 | -6.5052e-20 | -1.1626e-11 | -3.3771e-11 | 3.2526e-19 | 1.1626e-11 | 3.3771e-11 | 5.2042e-19 | 3.2398e-11 | 5.9571e-12 | -8.0612e-35 | -3.2398e-11 | -5.9571e-12 | 0 | 0 | 0 | 0 | 0 | 0 | 0.9 | 0.89822 | 0.89485 | 0.9 | 0.89822 | 0.89485 | -1.4216e-14 | -120.3131 | 119.9422 | -1.42e-14 | -120.3131 | 119.9422
Line15_16_17 | 0 | 0 | 0 | 0 | 0 | 0 | 0 | 0 | 0 | 0 | 0 | 0 | 2.6021e-19 | -5.8131e-12 | -1.6885e-11 | -2.5809e-34 | 5.8131e-12 | 1.6885e-11 | 1.0408e-18 | 1.6199e-11 | 2.9785e-12 | -1.0408e-18 | -1.6199e-11 | -2.9785e-12 | 0 | 0 | 0 | 0 | 0 | 0 | 0.9 | 0.89822 | 0.89485 | 0.9 | 0.89822 | 0.89485 | -1.42e-14 | -120.3131 | 119.9422 | -1.4207e-14 | -120.3131 | 119.9422
Line16_4_18 | 0 | 0.049869 | 0.049869 | 0 | 0.049869 | 0.049869 | 0 | 0.011517 | 0.011517 | 0 | 0.011517 | 0.011517 | 1.0408e-18 | 0.0099465 | 0.0025834 | -1.0408e-18 | -0.0098987 | -0.0025356 | 2.0817e-18 | 0.0026194 | 0.0099144 | 2.6487e-34 | -0.0025697 | -0.0098647 | 0 | -135.266 | 44.734 | 0 | 44.734 | -135.266 | 0.9 | 0.89311 | 0.88962 | 0.9 | 0.888 | 0.8844 | -1.4538e-14 | -120.5122 | 120.1294 | -1.4581e-14 | -120.7135 | 120.3187
Line17_5_19 | 0 | 0 | 0 | 0 | 0 | 0 | 0 | 0 | 0 | 0 | 0 | 0 | 1.236e-18 | -5.8131e-12 | -1.6885e-11 | -1.236e-18 | 5.8131e-12 | 1.6885e-11 | 5.2042e-18 | 1.6199e-11 | 2.9785e-12 | -5.2042e-18 | -1.6199e-11 | -2.9785e-12 | 0 | 0 | 0 | 0 | 0 | 0 | 0.9 | 0.89822 | 0.89485 | 0.9 | 0.89822 | 0.89485 | -1.4476e-14 | -120.3131 | 119.9422 | -1.4425e-14 | -120.3131 | 119.9422
Line1_1_3 | 0 | 0 | 0 | 0 | 0 | 0 | 0 | 0 | 0 | 0 | 0 | 0 | 5.2692e-18 | -4.6505e-11 | -1.3508e-10 | -5.2692e-18 | 4.6505e-11 | 1.3508e-10 | 5.7246e-18 | 1.2959e-10 | 2.3828e-11 | -5.2042e-18 | -1.2959e-10 | -2.3828e-11 | 0 | 0 | 0 | 0 | 0 | 0 | 0.9 | 0.89822 | 0.89485 | 0.9 | 0.89822 | 0.89485 | -1.4512e-14 | -120.3131 | 119.9422 | -1.444e-14 | -120.3131 | 119.9422
Line2_1_4 | 0 | 0.049869 | 0.049869 | 0 | 0.049869 | 0.049869 | 0 | 0.011517 | 0.011517 | 0 | 0.011517 | 0.011517 | 3.1225e-18 | 0.0099942 | 0.0026311 | -2.0817e-18 | -0.0099465 | -0.0025834 | 4.1633e-18 | 0.0026691 | 0.0099642 | -5.2042e-18 | -0.0026194 | -0.0099144 | 0 | -135.266 | 44.734 | 0 | 44.734 | -135.266 | 0.9 | 0.89822 | 0.89485 | 0.9 | 0.89311 | 0.88962 | -1.4512e-14 | -120.3131 | 119.9422 | -1.4538e-14 | -120.5122 | 120.1294
Line3_1_5 | 0 | 0 | 0 | 0 | 0 | 0 | 0 | 0 | 0 | 0 | 0 | 0 | 2.0166e-18 | -1.1626e-11 | -3.3771e-11 | -2.0166e-18 | 1.1626e-11 | 3.3771e-11 | 5.7246e-18 | 3.2398e-11 | 5.9571e-12 | -6.7654e-18 | -3.2398e-11 | -5.9571e-12 | 0 | 0 | 0 | 0 | 0 | 0 | 0.9 | 0.89822 | 0.89485 | 0.9 | 0.89822 | 0.89485 | -1.4512e-14 | -120.3131 | 119.9422 | -1.4476e-14 | -120.3131 | 119.9422
Line4_2_6 | 0 | 0 | 0 | 0 | 0 | 0 | 0 | 0 | 0 | 0 | 0 | 0 | 2.6671e-18 | -2.9066e-11 | -8.4427e-11 | -2.6671e-18 | 2.9066e-11 | 8.4427e-11 | 7.8063e-18 | 8.0996e-11 | 1.4893e-11 | -6.7654e-18 | -8.0996e-11 | -1.4893e-11 | 0 | 0 | 0 | 0 | 0 | 0 | 0.9 | 0.89822 | 0.89485 | 0.9 | 0.89822 | 0.89485 | -1.4383e-14 | -120.3131 | 119.9422 | -1.426e-14 | -120.3131 | 119.9422
Line5_6_7 | 0 | 0 | 0 | 0 | 0 | 0 | 0 | 0 | 0 | 0 | 0 | 0 | 2.8623e-18 | -2.3253e-11 | -6.7542e-11 | -2.8623e-18 | 2.3253e-11 | 6.7542e-11 | 6.7654e-18 | 6.4797e-11 | 1.1914e-11 | -6.7654e-18 | -6.4797e-11 | -1.1914e-11 | 0 | 0 | 0 | 0 | 0 | 0 | 0.9 | 0.89822 | 0.89485 | 0.9 | 0.89822 | 0.89485 | -1.426e-14 | -120.3131 | 119.9422 | -1.4173e-14 | -120.3131 | 119.9422
Line6_7_8 | 0 | 0 | 0 | 0 | 0 | 0 | 0 | 0 | 0 | 0 | 0 | 0 | 1.301e-19 | -1.7439e-11 | -5.0656e-11 | 1.301e-19 | 1.7439e-11 | 5.0656e-11 | 1.5613e-18 | 4.8598e-11 | 8.9357e-12 | -2.0817e-18 | -4.8598e-11 | -8.9357e-12 | 0 | 0 | 0 | 0 | 0 | 0 | 0.9 | 0.89822 | 0.89485 | 0.9 | 0.89822 | 0.89485 | -1.4173e-14 | -120.3131 | 119.9422 | -1.4098e-14 | -120.3131 | 119.9422
Line7_8_9 | 0 | 0 | 0 | 0 | 0 | 0 | 0 | 0 | 0 | 0 | 0 | 0 | -1.301e-19 | -5.8131e-12 | -1.6885e-11 | 3.9031e-19 | 5.8131e-12 | 1.6885e-11 | 5.2042e-19 | 1.6199e-11 | 2.9785e-12 | -1.0408e-18 | -1.6199e-11 | -2.9785e-12 | 0 | 0 | 0 | 0 | 0 | 0 | 0.9 | 0.89822 | 0.89485 | 0.9 | 0.89822 | 0.89485 | -1.4098e-14 | -120.3131 | 119.9422 | -1.4099e-14 | -120.3131 | 119.9422
Line8_8_10 | 0 | 0 | 0 | 0 | 0 | 0 | 0 | 0 | 0 | 0 | 0 | 0 | -5.8547e-19 | -5.8131e-12 | -1.6885e-11 | 8.4568e-19 | 5.8131e-12 | 1.6885e-11 | 1.4406e-34 | 1.6199e-11 | 2.9786e-12 | -2.0761e-34 | -1.6199e-11 | -2.9786e-12 | 0 | 0 | 0 | 0 | 0 | 0 | 0.9 | 0.89822 | 0.89485 | 0.9 | 0.89822 | 0.89485 | -1.4098e-14 | -120.3131 | 119.9422 | -1.4066e-14 | -120.3131 | 119.9422
Line9_3_11 | 0 | 0 | 0 | 0 | 0 | 0 | 0 | 0 | 0 | 0 | 0 | 0 | 4.5536e-18 | -4.0692e-11 | -1.182e-10 | -4.5536e-18 | 4.0692e-11 | 1.182e-10 | 6.7654e-18 | 1.1339e-10 | 2.085e-11 | -7.2858e-18 | -1.1339e-10 | -2.085e-11 | 0 | 0 | 0 | 0 | 0 | 0 | 0.9 | 0.89822 | 0.89485 | 0.9 | 0.89822 | 0.89485 | -1.444e-14 | -120.3131 | 119.9422 | -1.4379e-14 | -120.3131 | 119.9422

## LG_max_6
name | pf_ikss_a_from_ka | pf_ikss_b_from_ka | pf_ikss_c_from_ka | pf_ikss_a_to_ka | pf_ikss_b_to_ka | pf_ikss_c_to_ka | pf_skss_a_from_mw | pf_skss_b_from_mw | pf_skss_c_from_mw | pf_skss_a_to_mw | pf_skss_b_to_mw | pf_skss_c_to_mw | pf_p_a_from_mw | pf_p_b_from_mw | pf_p_c_from_mw | pf_p_a_to_mw | pf_p_b_to_mw | pf_p_c_to_mw | pf_q_a_from_mvar | pf_q_b_from_mvar | pf_q_c_from_mvar | pf_q_a_to_mvar | pf_q_b_to_mvar | pf_q_c_to_mvar | pf_ikss_a_from_degree | pf_ikss_b_from_degree | pf_ikss_c_from_degree | pf_ikss_a_to_degree | pf_ikss_b_to_degree | pf_ikss_c_to_degree | 3xI0 | pf_vm_a_from_pu | pf_vm_b_from_pu | pf_vm_c_from_pu | pf_vm_a_to_pu | pf_vm_b_to_pu | pf_vm_c_to_pu | pf_va_a_from_degree | pf_va_b_from_degree | pf_va_c_from_degree | pf_va_a_to_degree | pf_va_b_to_degree | pf_va_c_to_degree
Line0_1_2 | 0.031637 | 0.031637 | 0.031637 | 0.031637 | 0.031637 | 0.031637 | 0.0073062 | 0.0073062 | 0.0073062 | 0.0073063 | 0.0073063 | 0.0073063 | -0.00019529 | 0.0027676 | 0.012488 | 0.00020029 | -0.0027626 | -0.012483 | -0.00039112 | 0.012277 | 0.0032173 | 0.00040114 | -0.012267 | -0.0032075 | 132.9872 | 132.9872 | 132.9872 | -47.0132 | -47.0132 | -47.0132 |  | 0.059835 | 1.7225 | 1.765 | 0.061367 | 1.7211 | 1.764 | 16.4539 | -149.7166 | 147.4349 | 16.4531 | -149.7043 | 147.3974
Line10_11_12 | 0.031543 | 0.031543 | 0.031543 | 0.031543 | 0.031543 | 0.031543 | 0.0072845 | 0.0072845 | 0.0072845 | 0.0072845 | 0.0072845 | 0.0072845 | -0.00020427 | 0.0027374 | 0.012437 | 0.00020925 | -0.0027323 | -0.012432 | -0.00041005 | 0.012223 | 0.0032002 | 0.00042 | -0.012214 | -0.0031903 | 132.9306 | 132.9306 | 132.9306 | -47.0698 | -47.0698 | -47.0698 |  | 0.062889 | 1.7196 | 1.763 | 0.064416 | 1.7181 | 1.762 | 16.4497 | -149.6921 | 147.3601 | 16.4477 | -149.6798 | 147.3226
Line11_12_13 | 0.031543 | 0.031543 | 0.031543 | 0.031543 | 0.031543 | 0.031543 | 0.0072845 | 0.0072845 | 0.0072845 | 0.0072846 | 0.0072846 | 0.0072846 | -0.00020925 | 0.0027323 | 0.012432 | 0.00021422 | -0.0027273 | -0.012427 | -0.00042 | 0.012214 | 0.0031903 | 0.00042996 | -0.012204 | -0.0031805 | 132.9301 | 132.9301 | 132.9301 | -47.0703 | -47.0703 | -47.0703 |  | 0.064416 | 1.7181 | 1.762 | 0.065943 | 1.7166 | 1.761 | 16.4477 | -149.6798 | 147.3226 | 16.4457 | -149.6675 | 147.2851
Line12_13_15 | 1.0545e-06 | 1.0533e-06 | 1.0533e-06 | 0 | 0 | 0 | 2.4353e-07 | 2.4324e-07 | 2.4324e-07 | 0 | 0 | 0 | -5.7666e-09 | 2.3865e-07 | -2.0234e-07 | 4.0719e-09 | -1.6416e-07 | 1.2955e-07 | 1.4988e-08 | -3.4263e-07 | -3.7754e-07 | -9.9201e-09 | 2.2515e-07 | 2.548e-07 | -94.5983 | -94.5254 | -94.5254 | 0 | 0 | 0 |  | 0.065943 | 1.7166 | 1.761 | 0.065943 | 1.7166 | 1.761 | 16.4457 | -149.6675 | 147.2851 | 16.4458 | -149.6675 | 147.2851
Line13_13_14 | 0.031544 | 0.031544 | 0.031544 | 0.031544 | 0.031544 | 0.031544 | 0.0072847 | 0.0072847 | 0.0072847 | 0.0072848 | 0.0072848 | 0.0072848 | -0.00021421 | 0.002727 | 0.012428 | 0.00021919 | -0.002722 | -0.012423 | -0.00042997 | 0.012204 | 0.0031809 | 0.00043993 | -0.012194 | -0.0031711 | 132.9283 | 132.9283 | 132.9283 | -47.0722 | -47.0722 | -47.0722 |  | 0.065943 | 1.7166 | 1.761 | 0.06747 | 1.7151 | 1.76 | 16.4457 | -149.6675 | 147.2851 | 16.4439 | -149.6552 | 147.2475
Line14_15_16 | 0 | 0 | 0 | 0 | 0 | 0 | 0 | 0 | 0 | 0 | 0 | 0 | -3.8444e-09 | 1.591e-07 | -1.349e-07 | 2.1497e-09 | -8.4612e-08 | 6.2103e-08 | 9.992e-09 | -2.2842e-07 | -2.5169e-07 | -4.9241e-09 | 1.1094e-07 | 1.2895e-07 | 0 | 0 | 0 | 0 | 0 | 0 |  | 0.065943 | 1.7166 | 1.761 | 0.065943 | 1.7166 | 1.761 | 16.4458 | -149.6675 | 147.2851 | 16.4458 | -149.6675 | 147.2851
Line15_16_17 | 0 | 0 | 0 | 0 | 0 | 0 | 0 | 0 | 0 | 0 | 0 | 0 | -1.9222e-09 | 7.955e-08 | -6.7448e-08 | 2.2755e-10 | -5.0622e-09 | -5.345e-09 | 4.996e-09 | -1.1421e-07 | -1.2585e-07 | 7.1876e-11 | -3.2712e-09 | 3.108e-09 | 0 | 0 | 0 | 0 | 0 | 0 |  | 0.065943 | 1.7166 | 1.761 | 0.065943 | 1.7166 | 1.761 | 16.4458 | -149.6675 | 147.2851 | 16.4458 | -149.6675 | 147.2851
Line16_4_18 | 0.38036 | 0 | 0 | 0.38036 | 0 | 0 | 0.087841 | 0 | 0 | 0.087841 | 0 | 0 | 0.0012056 | 7.9933e-08 | -6.9063e-08 | -1.3643e-14 | -4.9897e-09 | -5.2871e-09 | 0.0024112 | -1.1602e-07 | -1.2702e-07 | 8.9971e-15 | -3.2508e-09 | 3.0791e-09 | -46.9776 | 0 | 0 | 133.0224 | 0 | 0 |  | 0.03069 | 1.7151 | 1.76 | 0 | 1.7091 | 1.7559 | 16.4574 | -149.6553 | 147.246 | 0 | -149.6059 | 147.0944
Line17_5_19 | 0.031685 | 0.031685 | 0.031685 | 0.031686 | 0.031686 | 0.031686 | 0.0073174 | 0.0073174 | 0.0073174 | 0.0073175 | 0.0073175 | 0.0073175 | -0.00020079 | 0.0027725 | 0.012503 | 0.00020581 | -0.0027674 | -0.012498 | -0.00040167 | 0.012285 | 0.0032065 | 0.00041172 | -0.012275 | -0.0031966 | 133.0133 | 133.0133 | 133.0133 | -46.9871 | -46.9871 | -46.9871 |  | 0.061369 | 1.7211 | 1.764 | 0.062903 | 1.7196 | 1.763 | 16.4538 | -149.7043 | 147.3973 | 16.4537 | -149.6921 | 147.3597
Line1_1_3 | 0.031542 | 0.031542 | 0.031542 | 0.031542 | 0.031542 | 0.031542 | 0.0072844 | 0.0072844 | 0.0072844 | 0.0072844 | 0.0072844 | 0.0072844 | -0.00019433 | 0.0027475 | 0.012447 | 0.0001993 | -0.0027424 | -0.012442 | -0.00039014 | 0.012243 | 0.0032198 | 0.0004001 | -0.012233 | -0.00321 | 132.9316 | 132.9315 | 132.9315 | -47.0689 | -47.0689 | -47.0689 |  | 0.059835 | 1.7225 | 1.765 | 0.061362 | 1.7211 | 1.764 | 16.4539 | -149.7166 | 147.4349 | 16.4517 | -149.7043 | 147.3976
Line2_1_4 | 0.34844 | 0.031923 | 0.031923 | 0.34844 | 0.031923 | 0.031923 | 0.080468 | 0.0073722 | 0.0073722 | 0.080468 | 0.0073723 | 0.0073723 | 0.0021526 | 0.002829 | 0.01261 | -0.001104 | -0.0028035 | -0.012584 | 0.0043068 | 0.01238 | 0.0032094 | -0.0022091 | -0.012329 | -0.0031589 | -46.9898 | 133.1556 | 133.1556 | 133.0103 | -46.8448 | -46.8448 |  | 0.059835 | 1.7225 | 1.765 | 0.03069 | 1.7151 | 1.76 | 16.4539 | -149.7166 | 147.4349 | 16.4574 | -149.6553 | 147.246
Line3_1_5 | 0.031685 | 0.031685 | 0.031685 | 0.031685 | 0.031685 | 0.031685 | 0.0073174 | 0.0073174 | 0.0073174 | 0.0073174 | 0.0073174 | 0.0073174 | -0.00019577 | 0.0027776 | 0.012508 | 0.00020079 | -0.0027725 | -0.012503 | -0.00039163 | 0.012295 | 0.0032165 | 0.00040167 | -0.012285 | -0.0032065 | 133.0138 | 133.0138 | 133.0138 | -46.9867 | -46.9867 | -46.9867 |  | 0.059835 | 1.7225 | 1.765 | 0.061369 | 1.7211 | 1.764 | 16.4539 | -149.7166 | 147.4349 | 16.4538 | -149.7043 | 147.3973
Line4_2_6 | 0.031637 | 0.031637 | 0.031637 | 0.031637 | 0.031637 | 0.031637 | 0.0073063 | 0.0073063 | 0.0073063 | 0.0073064 | 0.0073064 | 0.0073064 | -0.00020029 | 0.0027626 | 0.012483 | 0.0002053 | -0.0027575 | -0.012478 | -0.00040114 | 0.012267 | 0.0032075 | 0.00041115 | -0.012257 | -0.0031976 | 132.9868 | 132.9868 | 132.9868 | -47.0137 | -47.0137 | -47.0137 |  | 0.061367 | 1.7211 | 1.764 | 0.062898 | 1.7196 | 1.763 | 16.4531 | -149.7043 | 147.3974 | 16.4524 | -149.6921 | 147.3598
Line5_6_7 | 0.031637 | 0.031637 | 0.031637 | 0.031638 | 0.031638 | 0.031638 | 0.0073063 | 0.0073063 | 0.0073063 | 0.0073064 | 0.0073064 | 0.0073064 | -0.0002053 | 0.0027575 | 0.012478 | 0.0002103 | -0.0027524 | -0.012473 | -0.00041115 | 0.012257 | 0.0031976 | 0.00042117 | -0.012248 | -0.0031877 | 132.9863 | 132.9863 | 132.9863 | -47.0142 | -47.0142 | -47.0142 |  | 0.062898 | 1.7196 | 1.763 | 0.06443 | 1.7181 | 1.762 | 16.4524 | -149.6921 | 147.3598 | 16.4516 | -149.6798 | 147.3222
Line6_7_8 | 1.0561e-06 | 1.0548e-06 | 1.0548e-06 | 0 | 0 | 0 | 2.4389e-07 | 2.436e-07 | 2.436e-07 | 0 | 0 | 0 | -5.6369e-09 | 2.3897e-07 | -2.027e-07 | 3.9806e-09 | -1.6439e-07 | 1.2978e-07 | 1.4668e-08 | -3.436e-07 | -3.7834e-07 | -9.7084e-09 | 2.2579e-07 | 2.5534e-07 | -94.5702 | -94.4974 | -94.4974 | 0 | 0 | 0 |  | 0.06443 | 1.7181 | 1.762 | 0.06443 | 1.7181 | 1.762 | 16.4516 | -149.6798 | 147.3222 | 16.4516 | -149.6798 | 147.3222
Line7_8_9 | 0 | 0 | 0 | 0 | 0 | 0 | 0 | 0 | 0 | 0 | 0 | 0 | -1.879e-09 | 7.9656e-08 | -6.7567e-08 | 2.2268e-10 | -5.0765e-09 | -5.3565e-09 | 4.8893e-09 | -1.1453e-07 | -1.2611e-07 | 7.0251e-11 | -3.2753e-09 | 3.1136e-09 | 0 | 0 | 0 | 0 | 0 | 0 |  | 0.06443 | 1.7181 | 1.762 | 0.06443 | 1.7181 | 1.762 | 16.4516 | -149.6798 | 147.3222 | 16.4516 | -149.6798 | 147.3222
Line8_8_10 | 0 | 0 | 0 | 0 | 0 | 0 | 0 | 0 | 0 | 0 | 0 | 0 | -1.879e-09 | 7.9656e-08 | -6.7567e-08 | 2.2268e-10 | -5.0765e-09 | -5.3565e-09 | 4.8893e-09 | -1.1453e-07 | -1.2611e-07 | 7.0251e-11 | -3.2753e-09 | 3.1136e-09 | 0 | 0 | 0 | 0 | 0 | 0 |  | 0.06443 | 1.7181 | 1.762 | 0.06443 | 1.7181 | 1.762 | 16.4516 | -149.6798 | 147.3222 | 16.4516 | -149.6798 | 147.3222
Line9_3_11 | 0.031542 | 0.031542 | 0.031542 | 0.031543 | 0.031543 | 0.031543 | 0.0072844 | 0.0072844 | 0.0072844 | 0.0072845 | 0.0072845 | 0.0072845 | -0.0001993 | 0.0027424 | 0.012442 | 0.00020427 | -0.0027374 | -0.012437 | -0.0004001 | 0.012233 | 0.00321 | 0.00041005 | -0.012223 | -0.0032002 | 132.9311 | 132.9311 | 132.9311 | -47.0694 | -47.0694 | -47.0694 |  | 0.061362 | 1.7211 | 1.764 | 0.062889 | 1.7196 | 1.763 | 16.4517 | -149.7043 | 147.3976 | 16.4497 | -149.6921 | 147.3601

## LG_max_10
name | pf_ikss_a_from_ka | pf_ikss_b_from_ka | pf_ikss_c_from_ka | pf_ikss_a_to_ka | pf_ikss_b_to_ka | pf_ikss_c_to_ka | pf_skss_a_from_mw | pf_skss_b_from_mw | pf_skss_c_from_mw | pf_skss_a_to_mw | pf_skss_b_to_mw | pf_skss_c_to_mw | pf_p_a_from_mw | pf_p_b_from_mw | pf_p_c_from_mw | pf_p_a_to_mw | pf_p_b_to_mw | pf_p_c_to_mw | pf_q_a_from_mvar | pf_q_b_from_mvar | pf_q_c_from_mvar | pf_q_a_to_mvar | pf_q_b_to_mvar | pf_q_c_to_mvar | pf_ikss_a_from_degree | pf_ikss_b_from_degree | pf_ikss_c_from_degree | pf_ikss_a_to_degree | pf_ikss_b_to_degree | pf_ikss_c_to_degree | 3xI0 | pf_vm_a_from_pu | pf_vm_b_from_pu | pf_vm_c_from_pu | pf_vm_a_to_pu | pf_vm_b_to_pu | pf_vm_c_to_pu | pf_va_a_from_degree | pf_va_b_from_degree | pf_va_c_from_degree | pf_va_a_to_degree | pf_va_b_to_degree | pf_va_c_to_degree
Line0_1_2 | 0.033114 | 0.033114 | 0.033114 | 0.033114 | 0.033114 | 0.033114 | 0.0076472 | 0.0076472 | 0.0076472 | 0.0076473 | 0.0076473 | 0.0076473 | -0.00021395 | 0.0030237 | 0.013689 | 0.00021943 | -0.0030181 | -0.013683 | -0.00042849 | 0.013451 | 0.003524 | 0.00043946 | -0.01344 | -0.0035132 | 132.9465 | 132.9464 | 132.9464 | -47.054 | -47.054 | -47.054 |  | 0.062628 | 1.8028 | 1.8484 | 0.064231 | 1.8012 | 1.8473 | 16.4132 | -149.7229 | 147.383 | 16.4124 | -149.7106 | 147.3455
Line10_11_12 | 0.033015 | 0.033015 | 0.033015 | 0.033015 | 0.033015 | 0.033015 | 0.0076245 | 0.0076245 | 0.0076245 | 0.0076245 | 0.0076245 | 0.0076245 | -0.00022379 | 0.0029905 | 0.013634 | 0.00022923 | -0.002985 | -0.013628 | -0.00044922 | 0.013392 | 0.0035052 | 0.00046012 | -0.013381 | -0.0034944 | 132.8898 | 132.8898 | 132.8898 | -47.1106 | -47.1106 | -47.1106 |  | 0.065824 | 1.7997 | 1.8463 | 0.067423 | 1.7981 | 1.8452 | 16.4089 | -149.6983 | 147.3082 | 16.4069 | -149.686 | 147.2707
Line11_12_13 | 0.033015 | 0.033015 | 0.033015 | 0.033015 | 0.033015 | 0.033015 | 0.0076245 | 0.0076245 | 0.0076245 | 0.0076246 | 0.0076246 | 0.0076246 | -0.00022923 | 0.002985 | 0.013628 | 0.00023468 | -0.0029794 | -0.013623 | -0.00046012 | 0.013381 | 0.0034944 | 0.00047103 | -0.01337 | -0.0034836 | 132.8894 | 132.8894 | 132.8894 | -47.1111 | -47.1111 | -47.1111 |  | 0.067423 | 1.7981 | 1.8452 | 0.069021 | 1.7966 | 1.8442 | 16.4069 | -149.686 | 147.2707 | 16.405 | -149.6737 | 147.2332
Line12_13_15 | 1.1038e-06 | 1.1024e-06 | 1.1024e-06 | 0 | 0 | 0 | 2.549e-07 | 2.5459e-07 | 2.5459e-07 | 0 | 0 | 0 | -6.3183e-09 | 2.6164e-07 | -2.2188e-07 | 4.4618e-09 | -1.7997e-07 | 1.4206e-07 | 1.642e-08 | -3.7517e-07 | -4.1378e-07 | -1.0868e-08 | 2.4653e-07 | 2.7926e-07 | -94.6413 | -94.565 | -94.565 | 0 | 0 | 0 |  | 0.069021 | 1.7966 | 1.8442 | 0.069021 | 1.7966 | 1.8442 | 16.405 | -149.6737 | 147.2332 | 16.405 | -149.6737 | 147.2332
Line13_13_14 | 0.033016 | 0.033016 | 0.033016 | 0.033016 | 0.033016 | 0.033016 | 0.0076247 | 0.0076247 | 0.0076247 | 0.0076248 | 0.0076248 | 0.0076248 | -0.00023468 | 0.0029792 | 0.013623 | 0.00024012 | -0.0029736 | -0.013618 | -0.00047105 | 0.013371 | 0.0034841 | 0.00048195 | -0.01336 | -0.0034733 | 132.8875 | 132.8875 | 132.8875 | -47.113 | -47.113 | -47.113 |  | 0.069021 | 1.7966 | 1.8442 | 0.070619 | 1.795 | 1.8431 | 16.405 | -149.6737 | 147.2332 | 16.4031 | -149.6614 | 147.1957
Line14_15_16 | 0 | 0 | 0 | 0 | 0 | 0 | 0 | 0 | 0 | 0 | 0 | 0 | -4.2122e-09 | 1.7443e-07 | -1.4792e-07 | 2.3557e-09 | -9.2752e-08 | 6.8104e-08 | 1.0947e-08 | -2.5011e-07 | -2.7585e-07 | -5.3947e-09 | 1.2147e-07 | 1.4133e-07 | 0 | 0 | 0 | 0 | 0 | 0 |  | 0.069021 | 1.7966 | 1.8442 | 0.069021 | 1.7966 | 1.8442 | 16.405 | -149.6737 | 147.2332 | 16.405 | -149.6737 | 147.2332
Line15_16_17 | 0 | 0 | 0 | 0 | 0 | 0 | 0 | 0 | 0 | 0 | 0 | 0 | -2.1061e-09 | 8.7213e-08 | -7.3961e-08 | 2.4958e-10 | -5.539e-09 | -5.8568e-09 | 5.4734e-09 | -1.2506e-07 | -1.3793e-07 | 7.8623e-11 | -3.5873e-09 | 3.4038e-09 | 0 | 0 | 0 | 0 | 0 | 0 |  | 0.069021 | 1.7966 | 1.8442 | 0.069021 | 1.7966 | 1.8442 | 16.405 | -149.6737 | 147.2332 | 16.405 | -149.6737 | 147.2332
Line16_4_18 | 0.39811 | 0 | 0 | 0.39811 | 0 | 0 | 0.09194 | 0 | 0 | 0.09194 | 0 | 0 | 0.0013208 | 8.7634e-08 | -7.5731e-08 | -7.2712e-15 | -5.4596e-09 | -5.7934e-09 | 0.0026416 | -1.2704e-07 | -1.3921e-07 | 1.5259e-14 | -3.5649e-09 | 3.3722e-09 | -47.0184 | 0 | 0 | 132.9816 | 0 | 0 |  | 0.032123 | 1.795 | 1.8431 | 0 | 1.7887 | 1.8389 | 16.4166 | -149.6615 | 147.1942 | 0 | -149.612 | 147.0426
Line17_5_19 | 0.033164 | 0.033164 | 0.033164 | 0.033165 | 0.033165 | 0.033165 | 0.007659 | 0.007659 | 0.007659 | 0.007659 | 0.007659 | 0.007659 | -0.00021997 | 0.0030289 | 0.013706 | 0.00022547 | -0.0030234 | -0.0137 | -0.00044004 | 0.013459 | 0.0035121 | 0.00045105 | -0.013448 | -0.0035013 | 132.9725 | 132.9725 | 132.9725 | -47.0279 | -47.0279 | -47.0279 |  | 0.064233 | 1.8012 | 1.8473 | 0.065839 | 1.7997 | 1.8463 | 16.413 | -149.7106 | 147.3454 | 16.4129 | -149.6984 | 147.3078
Line1_1_3 | 0.033014 | 0.033014 | 0.033014 | 0.033015 | 0.033015 | 0.033015 | 0.0076243 | 0.0076243 | 0.0076243 | 0.0076244 | 0.0076244 | 0.0076244 | -0.00021289 | 0.0030016 | 0.013644 | 0.00021834 | -0.0029961 | -0.013639 | -0.00042741 | 0.013413 | 0.0035267 | 0.00043831 | -0.013403 | -0.0035159 | 132.8908 | 132.8908 | 132.8908 | -47.1097 | -47.1097 | -47.1097 |  | 0.062628 | 1.8028 | 1.8484 | 0.064226 | 1.8012 | 1.8473 | 16.4132 | -149.7229 | 147.383 | 16.411 | -149.7106 | 147.3456
Line2_1_4 | 0.3647 | 0.033413 | 0.033413 | 0.3647 | 0.033413 | 0.033413 | 0.084224 | 0.0077163 | 0.0077163 | 0.084224 | 0.0077164 | 0.0077164 | 0.0023582 | 0.0030909 | 0.013823 | -0.0012094 | -0.0030629 | -0.013795 | 0.0047182 | 0.013563 | 0.0035152 | -0.0024201 | -0.013508 | -0.0034599 | -47.0306 | 133.1149 | 133.1149 | 132.9695 | -46.8856 | -46.8856 |  | 0.062628 | 1.8028 | 1.8484 | 0.032123 | 1.795 | 1.8431 | 16.4132 | -149.7229 | 147.383 | 16.4166 | -149.6615 | 147.1942
Line3_1_5 | 0.033164 | 0.033164 | 0.033164 | 0.033164 | 0.033164 | 0.033164 | 0.0076589 | 0.0076589 | 0.0076589 | 0.007659 | 0.007659 | 0.007659 | -0.00021447 | 0.0030345 | 0.013711 | 0.00021997 | -0.003029 | -0.013706 | -0.00042904 | 0.01347 | 0.003523 | 0.00044004 | -0.013459 | -0.0035121 | 132.973 | 132.973 | 132.973 | -47.0274 | -47.0274 | -47.0274 |  | 0.062628 | 1.8028 | 1.8484 | 0.064233 | 1.8012 | 1.8473 | 16.4132 | -149.7229 | 147.383 | 16.413 | -149.7106 | 147.3454
Line4_2_6 | 0.033114 | 0.033114 | 0.033114 | 0.033114 | 0.033114 | 0.033114 | 0.0076473 | 0.0076473 | 0.0076473 | 0.0076474 | 0.0076474 | 0.0076474 | -0.00021943 | 0.0030181 | 0.013683 | 0.00022491 | -0.0030125 | -0.013678 | -0.00043946 | 0.01344 | 0.0035132 | 0.00045043 | -0.013429 | -0.0035023 | 132.946 | 132.946 | 132.946 | -47.0545 | -47.0545 | -47.0545 |  | 0.064231 | 1.8012 | 1.8473 | 0.065834 | 1.7997 | 1.8463 | 16.4124 | -149.7106 | 147.3455 | 16.4116 | -149.6983 | 147.3079
Line5_6_7 | 0.033114 | 0.033114 | 0.033114 | 0.033114 | 0.033114 | 0.033114 | 0.0076474 | 0.0076474 | 0.0076474 | 0.0076474 | 0.0076474 | 0.0076474 | -0.00022491 | 0.0030125 | 0.013678 | 0.00023039 | -0.003007 | -0.013673 | -0.00045043 | 0.013429 | 0.0035023 | 0.0004614 | -0.013418 | -0.0034915 | 132.9455 | 132.9455 | 132.9455 | -47.0549 | -47.0549 | -47.0549 |  | 0.065834 | 1.7997 | 1.8463 | 0.067437 | 1.7981 | 1.8452 | 16.4116 | -149.6983 | 147.3079 | 16.4108 | -149.6861 | 147.2703
Line6_7_8 | 1.1054e-06 | 1.104e-06 | 1.104e-06 | 0 | 0 | 0 | 2.5528e-07 | 2.5497e-07 | 2.5497e-07 | 0 | 0 | 0 | -6.1763e-09 | 2.6199e-07 | -2.2227e-07 | 4.3618e-09 | -1.8021e-07 | 1.4231e-07 | 1.607e-08 | -3.7624e-07 | -4.1466e-07 | -1.0636e-08 | 2.4723e-07 | 2.7985e-07 | -94.6133 | -94.537 | -94.537 | 0 | 0 | 0 |  | 0.067437 | 1.7981 | 1.8452 | 0.067437 | 1.7981 | 1.8452 | 16.4108 | -149.6861 | 147.2703 | 16.4109 | -149.6861 | 147.2703
Line7_8_9 | 0 | 0 | 0 | 0 | 0 | 0 | 0 | 0 | 0 | 0 | 0 | 0 | -2.0588e-09 | 8.7329e-08 | -7.4091e-08 | 2.4424e-10 | -5.5547e-09 | -5.8694e-09 | 5.3565e-09 | -1.2541e-07 | -1.3822e-07 | 7.6845e-11 | -3.5917e-09 | 3.4101e-09 | 0 | 0 | 0 | 0 | 0 | 0 |  | 0.067437 | 1.7981 | 1.8452 | 0.067437 | 1.7981 | 1.8452 | 16.4109 | -149.6861 | 147.2703 | 16.4109 | -149.6861 | 147.2703
Line8_8_10 | 0 | 0 | 0 | 0 | 0 | 0 | 0 | 0 | 0 | 0 | 0 | 0 | -2.0588e-09 | 8.7329e-08 | -7.4091e-08 | 2.4424e-10 | -5.5547e-09 | -5.8694e-09 | 5.3565e-09 | -1.2541e-07 | -1.3822e-07 | 7.6845e-11 | -3.5917e-09 | 3.4101e-09 | 0 | 0 | 0 | 0 | 0 | 0 |  | 0.067437 | 1.7981 | 1.8452 | 0.067437 | 1.7981 | 1.8452 | 16.4109 | -149.6861 | 147.2703 | 16.4109 | -149.6861 | 147.2703
Line9_3_11 | 0.033015 | 0.033015 | 0.033015 | 0.033015 | 0.033015 | 0.033015 | 0.0076244 | 0.0076244 | 0.0076244 | 0.0076245 | 0.0076245 | 0.0076245 | -0.00021834 | 0.0029961 | 0.013639 | 0.00022379 | -0.0029905 | -0.013634 | -0.00043831 | 0.013403 | 0.0035159 | 0.00044922 | -0.013392 | -0.0035052 | 132.8903 | 132.8903 | 132.8903 | -47.1101 | -47.1102 | -47.1102 |  | 0.064226 | 1.8012 | 1.8473 | 0.065824 | 1.7997 | 1.8463 | 16.411 | -149.7106 | 147.3456 | 16.4089 | -149.6983 | 147.3082

## LG_max_fault_6
name | pf_ikss_a_from_ka | pf_ikss_b_from_ka | pf_ikss_c_from_ka | pf_ikss_a_to_ka | pf_ikss_b_to_ka | pf_ikss_c_to_ka | pf_skss_a_from_mw | pf_skss_b_from_mw | pf_skss_c_from_mw | pf_skss_a_to_mw | pf_skss_b_to_mw | pf_skss_c_to_mw | pf_p_a_from_mw | pf_p_b_from_mw | pf_p_c_from_mw | pf_p_a_to_mw | pf_p_b_to_mw | pf_p_c_to_mw | pf_q_a_from_mvar | pf_q_b_from_mvar | pf_q_c_from_mvar | pf_q_a_to_mvar | pf_q_b_to_mvar | pf_q_c_to_mvar | pf_ikss_a_from_degree | pf_ikss_b_from_degree | pf_ikss_c_from_degree | pf_ikss_a_to_degree | pf_ikss_b_to_degree | pf_ikss_c_to_degree | 3xI0 | pf_vm_a_from_pu | pf_vm_b_from_pu | pf_vm_c_from_pu | pf_vm_a_to_pu | pf_vm_b_to_pu | pf_vm_c_to_pu | pf_va_a_from_degree | pf_va_b_from_degree | pf_va_c_from_degree | pf_va_a_to_degree | pf_va_b_to_degree | pf_va_c_to_degree
Line0_1_2 | 0.0026166 | 0.0026166 | 0.0026166 | 0.0026166 | 0.0026166 | 0.0026166 | 0.00060427 | 0.00060427 | 0.00060427 | 0.00060428 | 0.00060428 | 0.00060428 | -0.00041265 | -0.00013206 | 0.00064772 | 0.00041268 | 0.0001321 | -0.00064769 | -0.00041449 | 0.00064609 | -0.00012829 | 0.00041457 | -0.00064603 | 0.00012835 | 134.8013 | 134.8013 | 134.8013 | -45.1992 | -45.1992 | -45.1992 |  | 0.9679 | 1.0913 | 1.0927 | 0.96802 | 1.0912 | 1.0927 | -0.070905 | -123.647 | 123.598 | -0.06855 | -123.6429 | 123.5916
Line10_11_12 | 0.0026088 | 0.0026088 | 0.0026088 | 0.0026088 | 0.0026088 | 0.0026088 | 0.00060247 | 0.00060247 | 0.00060247 | 0.00060248 | 0.00060248 | 0.00060248 | -0.00041108 | -0.00013237 | 0.00064584 | 0.00041111 | 0.00013241 | -0.00064582 | -0.0004138 | 0.0006439 | -0.0001274 | 0.00041387 | -0.00064384 | 0.00012747 | 134.7447 | 134.7447 | 134.7447 | -45.2558 | -45.2558 | -45.2558 |  | 0.96814 | 1.0911 | 1.0927 | 0.96826 | 1.091 | 1.0926 | -0.066224 | -123.6388 | 123.5853 | -0.063884 | -123.6347 | 123.5789
Line11_12_13 | 0.0026088 | 0.0026088 | 0.0026088 | 0.0026088 | 0.0026088 | 0.0026088 | 0.00060247 | 0.00060247 | 0.00060247 | 0.00060248 | 0.00060248 | 0.00060248 | -0.00041111 | -0.00013241 | 0.00064582 | 0.00041114 | 0.00013245 | -0.00064579 | -0.00041387 | 0.00064384 | -0.00012747 | 0.00041395 | -0.00064377 | 0.00012753 | 134.7442 | 134.7442 | 134.7442 | -45.2563 | -45.2563 | -45.2563 |  | 0.96826 | 1.091 | 1.0926 | 0.96838 | 1.0909 | 1.0926 | -0.063884 | -123.6347 | 123.5789 | -0.061544 | -123.6306 | 123.5725
Line12_13_15 | 0 | 0 | 0 | 0 | 0 | 0 | 0 | 0 | 0 | 0 | 0 | 0 | -9.265e-10 | 1.8828e-08 | -1.7718e-08 | 9.0747e-10 | -1.2724e-08 | 1.1633e-08 | 1.9483e-08 | -1.1277e-08 | -1.3008e-08 | -1.2992e-08 | 7.252e-09 | 8.9338e-09 | 0 | 0 | 0 | 0 | 0 | 0 |  | 0.96838 | 1.0909 | 1.0926 | 0.96838 | 1.0909 | 1.0926 | -0.061544 | -123.6306 | 123.5725 | -0.061544 | -123.6306 | 123.5725
Line13_13_14 | 0.0026089 | 0.0026089 | 0.0026089 | 0.0026089 | 0.0026089 | 0.0026089 | 0.00060249 | 0.00060249 | 0.00060249 | 0.0006025 | 0.0006025 | 0.0006025 | -0.00041114 | -0.00013247 | 0.00064581 | 0.00041118 | 0.00013251 | -0.00064578 | -0.00041397 | 0.00064378 | -0.00012752 | 0.00041404 | -0.00064372 | 0.00012758 | 134.7423 | 134.7423 | 134.7423 | -45.2581 | -45.2581 | -45.2581 |  | 0.96838 | 1.0909 | 1.0926 | 0.9685 | 1.0908 | 1.0926 | -0.061544 | -123.6306 | 123.5725 | -0.059206 | -123.6265 | 123.5661
Line14_15_16 | 0 | 0 | 0 | 0 | 0 | 0 | 0 | 0 | 0 | 0 | 0 | 0 | -6.1767e-10 | 1.2552e-08 | -1.1812e-08 | 5.9864e-10 | -6.4481e-09 | 5.7273e-09 | 1.2988e-08 | -7.5179e-09 | -8.6717e-09 | -6.4982e-09 | 3.493e-09 | 4.598e-09 | 0 | 0 | 0 | 0 | 0 | 0 |  | 0.96838 | 1.0909 | 1.0926 | 0.96838 | 1.0909 | 1.0926 | -0.061544 | -123.6306 | 123.5725 | -0.061544 | -123.6306 | 123.5725
Line15_16_17 | 0 | 0 | 0 | 0 | 0 | 0 | 0 | 0 | 0 | 0 | 0 | 0 | -3.0883e-10 | 6.276e-09 | -5.9061e-09 | 2.898e-10 | -1.721e-10 | -1.7878e-10 | 6.4942e-09 | -3.759e-09 | -4.3359e-09 | -4.0047e-12 | -2.6596e-10 | 2.6211e-10 | 0 | 0 | 0 | 0 | 0 | 0 |  | 0.96838 | 1.0909 | 1.0926 | 0.96838 | 1.0909 | 1.0926 | -0.061544 | -123.6306 | 123.5725 | -0.061544 | -123.6306 | 123.5725
Line16_4_18 | 0.031458 | 0 | 0 | 0.031458 | 0 | 0 | 0.007265 | 0 | 0 | 0.007265 | 0 | 0 | 0.0049563 | 6.3379e-09 | -6.0076e-09 | -0.0049481 | -1.6992e-10 | -1.7793e-10 | 0.0049646 | -3.8416e-09 | -4.3602e-09 | -0.0049481 | -2.6433e-10 | 2.597e-10 | -45.1636 | 0 | 0 | 134.8365 | 0 | 0 |  | 0.96561 | 1.0908 | 1.0926 | 0.96321 | 1.0904 | 1.0924 | -0.1159 | -123.6265 | 123.5659 | -0.16353 | -123.61 | 123.5402
Line17_5_19 | 0.0026206 | 0.0026206 | 0.0026206 | 0.0026206 | 0.0026206 | 0.0026206 | 0.0006052 | 0.0006052 | 0.0006052 | 0.0006052 | 0.0006052 | 0.0006052 | -0.0004135 | -0.000132 | 0.00064862 | 0.00041354 | 0.00013204 | -0.00064859 | -0.00041501 | 0.00064707 | -0.00012885 | 0.00041508 | -0.00064701 | 0.00012891 | 134.8274 | 134.8274 | 134.8274 | -45.1731 | -45.1731 | -45.1731 |  | 0.96802 | 1.0912 | 1.0927 | 0.96814 | 1.0911 | 1.0927 | -0.068543 | -123.6429 | 123.5916 | -0.066182 | -123.6388 | 123.5852
Line1_1_3 | 0.0026087 | 0.0026087 | 0.0026087 | 0.0026088 | 0.0026088 | 0.0026088 | 0.00060246 | 0.00060246 | 0.00060246 | 0.00060247 | 0.00060247 | 0.00060247 | -0.00041101 | -0.00013229 | 0.0006459 | 0.00041104 | 0.00013233 | -0.00064587 | -0.00041365 | 0.00064403 | -0.00012728 | 0.00041372 | -0.00064397 | 0.00012734 | 134.7456 | 134.7456 | 134.7456 | -45.2548 | -45.2549 | -45.2549 |  | 0.9679 | 1.0913 | 1.0927 | 0.96802 | 1.0912 | 1.0927 | -0.070905 | -123.647 | 123.598 | -0.068564 | -123.6429 | 123.5916
Line2_1_4 | 0.028818 | 0.0026402 | 0.0026402 | 0.028818 | 0.0026402 | 0.0026402 | 0.0066552 | 0.00060973 | 0.00060973 | 0.0066552 | 0.00060973 | 0.00060973 | 0.0045466 | -0.00013133 | 0.00065318 | -0.0045394 | 0.00013151 | -0.00065302 | 0.0045632 | 0.00065232 | -0.00013137 | -0.0045489 | -0.00065197 | 0.00013171 | -45.1757 | 134.9697 | 134.9697 | 134.8243 | -45.0308 | -45.0308 |  | 0.9679 | 1.0913 | 1.0927 | 0.96561 | 1.0908 | 1.0926 | -0.070905 | -123.647 | 123.598 | -0.1159 | -123.6265 | 123.5659
Line3_1_5 | 0.0026206 | 0.0026206 | 0.0026206 | 0.0026206 | 0.0026206 | 0.0026206 | 0.00060519 | 0.00060519 | 0.00060519 | 0.0006052 | 0.0006052 | 0.0006052 | -0.00041347 | -0.00013196 | 0.00064864 | 0.0004135 | 0.000132 | -0.00064862 | -0.00041493 | 0.00064714 | -0.00012879 | 0.00041501 | -0.00064707 | 0.00012885 | 134.8278 | 134.8278 | 134.8278 | -45.1726 | -45.1726 | -45.1726 |  | 0.9679 | 1.0913 | 1.0927 | 0.96802 | 1.0912 | 1.0927 | -0.070905 | -123.647 | 123.598 | -0.068543 | -123.6429 | 123.5916
Line4_2_6 | 0.0026166 | 0.0026166 | 0.0026166 | 0.0026166 | 0.0026166 | 0.0026166 | 0.00060428 | 0.00060428 | 0.00060428 | 0.00060428 | 0.00060428 | 0.00060428 | -0.00041268 | -0.0001321 | 0.00064769 | 0.00041271 | 0.00013214 | -0.00064766 | -0.00041457 | 0.00064603 | -0.00012835 | 0.00041464 | -0.00064596 | 0.00012842 | 134.8008 | 134.8008 | 134.8008 | -45.1996 | -45.1996 | -45.1996 |  | 0.96802 | 1.0912 | 1.0927 | 0.96814 | 1.0911 | 1.0927 | -0.06855 | -123.6429 | 123.5916 | -0.066196 | -123.6388 | 123.5852
Line5_6_7 | 0.0026166 | 0.0026166 | 0.0026166 | 0.0026166 | 0.0026166 | 0.0026166 | 0.00060428 | 0.00060428 | 0.00060428 | 0.00060428 | 0.00060428 | 0.00060428 | -0.00041271 | -0.00013214 | 0.00064766 | 0.00041275 | 0.00013218 | -0.00064763 | -0.00041464 | 0.00064596 | -0.00012842 | 0.00041472 | -0.0006459 | 0.00012848 | 134.8003 | 134.8003 | 134.8003 | -45.2001 | -45.2001 | -45.2001 |  | 0.96814 | 1.0911 | 1.0927 | 0.96826 | 1.091 | 1.0926 | -0.066196 | -123.6388 | 123.5852 | -0.063842 | -123.6347 | 123.5788
Line6_7_8 | 0 | 0 | 0 | 0 | 0 | 0 | 0 | 0 | 0 | 0 | 0 | 0 | -9.1742e-10 | 1.8851e-08 | -1.775e-08 | 9.018e-10 | -1.274e-08 | 1.1654e-08 | 1.951e-08 | -1.1305e-08 | -1.3021e-08 | -1.3011e-08 | 7.2705e-09 | 8.943e-09 | 0 | 0 | 0 | 0 | 0 | 0 |  | 0.96826 | 1.091 | 1.0926 | 0.96826 | 1.091 | 1.0926 | -0.063842 | -123.6347 | 123.5788 | -0.063842 | -123.6347 | 123.5788
Line7_8_9 | 0 | 0 | 0 | 0 | 0 | 0 | 0 | 0 | 0 | 0 | 0 | 0 | -3.0581e-10 | 6.2838e-09 | -5.9167e-09 | 2.9019e-10 | -1.7253e-10 | -1.7895e-10 | 6.5032e-09 | -3.7684e-09 | -4.3402e-09 | -4.1538e-12 | -2.6629e-10 | 2.6258e-10 | 0 | 0 | 0 | 0 | 0 | 0 |  | 0.96826 | 1.091 | 1.0926 | 0.96826 | 1.091 | 1.0926 | -0.063842 | -123.6347 | 123.5788 | -0.063842 | -123.6347 | 123.5788
Line8_8_10 | 0 | 0 | 0 | 0 | 0 | 0 | 0 | 0 | 0 | 0 | 0 | 0 | -3.0581e-10 | 6.2838e-09 | -5.9167e-09 | 2.9019e-10 | -1.7253e-10 | -1.7895e-10 | 6.5032e-09 | -3.7684e-09 | -4.3402e-09 | -4.1538e-12 | -2.6629e-10 | 2.6258e-10 | 0 | 0 | 0 | 0 | 0 | 0 |  | 0.96826 | 1.091 | 1.0926 | 0.96826 | 1.091 | 1.0926 | -0.063842 | -123.6347 | 123.5788 | -0.063842 | -123.6347 | 123.5788
Line9_3_11 | 0.0026088 | 0.0026088 | 0.0026088 | 0.0026088 | 0.0026088 | 0.0026088 | 0.00060247 | 0.00060247 | 0.00060247 | 0.00060247 | 0.00060247 | 0.00060247 | -0.00041104 | -0.00013233 | 0.00064587 | 0.00041108 | 0.00013237 | -0.00064584 | -0.00041372 | 0.00064396 | -0.00012734 | 0.0004138 | -0.0006439 | 0.00012741 | 134.7451 | 134.7451 | 134.7451 | -45.2553 | -45.2553 | -45.2553 |  | 0.96802 | 1.0912 | 1.0927 | 0.96814 | 1.0911 | 1.0927 | -0.068564 | -123.6429 | 123.5916 | -0.066224 | -123.6388 | 123.5853

## LG_max_fault_10
name | pf_ikss_a_from_ka | pf_ikss_b_from_ka | pf_ikss_c_from_ka | pf_ikss_a_to_ka | pf_ikss_b_to_ka | pf_ikss_c_to_ka | pf_skss_a_from_mw | pf_skss_b_from_mw | pf_skss_c_from_mw | pf_skss_a_to_mw | pf_skss_b_to_mw | pf_skss_c_to_mw | pf_p_a_from_mw | pf_p_b_from_mw | pf_p_c_from_mw | pf_p_a_to_mw | pf_p_b_to_mw | pf_p_c_to_mw | pf_q_a_from_mvar | pf_q_b_from_mvar | pf_q_c_from_mvar | pf_q_a_to_mvar | pf_q_b_to_mvar | pf_q_c_to_mvar | pf_ikss_a_from_degree | pf_ikss_b_from_degree | pf_ikss_c_from_degree | pf_ikss_a_to_degree | pf_ikss_b_to_degree | pf_ikss_c_to_degree | 3xI0 | pf_vm_a_from_pu | pf_vm_b_from_pu | pf_vm_c_from_pu | pf_vm_a_to_pu | pf_vm_b_to_pu | pf_vm_c_to_pu | pf_va_a_from_degree | pf_va_b_from_degree | pf_va_c_from_degree | pf_va_a_to_degree | pf_va_b_to_degree | pf_va_c_to_degree
Line0_1_2 | 0.002741 | 0.002741 | 0.002741 | 0.002741 | 0.002741 | 0.002741 | 0.000633 | 0.000633 | 0.000633 | 0.000633 | 0.000633 | 0.000633 | -0.00045281 | -0.00014497 | 0.00071083 | 0.00045285 | 0.00014501 | -0.00071079 | -0.00045484 | 0.00070899 | -0.00014078 | 0.00045492 | -0.00070892 | 0.00014085 | 134.7978 | 134.7978 | 134.7978 | -45.2027 | -45.2027 | -45.2027 |  | 1.0139 | 1.1432 | 1.1448 | 1.014 | 1.1431 | 1.1447 | -0.074415 | -123.6462 | 123.595 | -0.072059 | -123.6421 | 123.5886
Line10_11_12 | 0.0027328 | 0.0027328 | 0.0027328 | 0.0027328 | 0.0027328 | 0.0027328 | 0.00063111 | 0.00063111 | 0.00063111 | 0.00063112 | 0.00063112 | 0.00063112 | -0.00045109 | -0.00014531 | 0.00070877 | 0.00045113 | 0.00014535 | -0.00070874 | -0.00045408 | 0.00070659 | -0.00013981 | 0.00045416 | -0.00070652 | 0.00013988 | 134.7412 | 134.7411 | 134.7411 | -45.2593 | -45.2593 | -45.2593 |  | 1.0142 | 1.143 | 1.1447 | 1.0143 | 1.1429 | 1.1447 | -0.069733 | -123.638 | 123.5823 | -0.067393 | -123.6339 | 123.5759
Line11_12_13 | 0.0027328 | 0.0027328 | 0.0027328 | 0.0027328 | 0.0027328 | 0.0027328 | 0.00063112 | 0.00063112 | 0.00063112 | 0.00063112 | 0.00063112 | 0.00063112 | -0.00045113 | -0.00014535 | 0.00070874 | 0.00045117 | 0.0001454 | -0.00070871 | -0.00045416 | 0.00070652 | -0.00013988 | 0.00045424 | -0.00070645 | 0.00013995 | 134.7407 | 134.7407 | 134.7407 | -45.2598 | -45.2598 | -45.2598 |  | 1.0143 | 1.1429 | 1.1447 | 1.0144 | 1.1428 | 1.1446 | -0.067393 | -123.6339 | 123.5759 | -0.065054 | -123.6298 | 123.5695
Line12_13_15 | 0 | 0 | 0 | 0 | 0 | 0 | 0 | 0 | 0 | 0 | 0 | 0 | -1.0176e-09 | 2.0662e-08 | -1.9444e-08 | 9.967e-10 | -1.3963e-08 | 1.2767e-08 | 2.138e-08 | -1.2374e-08 | -1.4274e-08 | -1.4258e-08 | 7.9572e-09 | 9.8038e-09 | 0 | 0 | 0 | 0 | 0 | 0 |  | 1.0144 | 1.1428 | 1.1446 | 1.0144 | 1.1428 | 1.1446 | -0.065054 | -123.6298 | 123.5695 | -0.065054 | -123.6298 | 123.5695
Line13_13_14 | 0.0027329 | 0.0027329 | 0.0027329 | 0.0027329 | 0.0027329 | 0.0027329 | 0.00063114 | 0.00063114 | 0.00063114 | 0.00063114 | 0.00063114 | 0.00063114 | -0.00045116 | -0.00014542 | 0.00070873 | 0.0004512 | 0.00014546 | -0.0007087 | -0.00045426 | 0.00070646 | -0.00013994 | 0.00045435 | -0.00070639 | 0.00014001 | 134.7388 | 134.7388 | 134.7388 | -45.2616 | -45.2617 | -45.2617 |  | 1.0144 | 1.1428 | 1.1446 | 1.0145 | 1.1427 | 1.1446 | -0.065054 | -123.6298 | 123.5695 | -0.062715 | -123.6257 | 123.5631
Line14_15_16 | 0 | 0 | 0 | 0 | 0 | 0 | 0 | 0 | 0 | 0 | 0 | 0 | -6.7839e-10 | 1.3774e-08 | -1.2963e-08 | 6.5751e-10 | -7.0758e-09 | 6.2852e-09 | 1.4253e-08 | -8.249e-09 | -9.5163e-09 | -7.1313e-09 | 3.8327e-09 | 5.0456e-09 | 0 | 0 | 0 | 0 | 0 | 0 |  | 1.0144 | 1.1428 | 1.1446 | 1.0144 | 1.1428 | 1.1446 | -0.065054 | -123.6298 | 123.5695 | -0.065054 | -123.6298 | 123.5695
Line15_16_17 | 0 | 0 | 0 | 0 | 0 | 0 | 0 | 0 | 0 | 0 | 0 | 0 | -3.392e-10 | 6.8872e-09 | -6.4814e-09 | 3.1831e-10 | -1.8863e-10 | -1.9622e-10 | 7.1266e-09 | -4.1245e-09 | -4.7582e-09 | -4.6456e-12 | -2.9181e-10 | 2.8743e-10 | 0 | 0 | 0 | 0 | 0 | 0 |  | 1.0144 | 1.1428 | 1.1446 | 1.0144 | 1.1428 | 1.1446 | -0.065054 | -123.6298 | 123.5695 | -0.065054 | -123.6298 | 123.5695
Line16_4_18 | 0.032954 | 0 | 0 | 0.032954 | 0 | 0 | 0.0076104 | 0 | 0 | 0.0076104 | 0 | 0 | 0.0054388 | 6.9552e-09 | -6.5928e-09 | -0.0054298 | -1.8623e-10 | -1.953e-10 | 0.0054479 | -4.2151e-09 | -4.7848e-09 | -0.0054298 | -2.9002e-10 | 2.8479e-10 | -45.1671 | 0 | 0 | 134.833 | 0 | 0 |  | 1.0115 | 1.1427 | 1.1446 | 1.009 | 1.1423 | 1.1444 | -0.11941 | -123.6256 | 123.5629 | -0.16703 | -123.6091 | 123.5372
Line17_5_19 | 0.0027452 | 0.0027452 | 0.0027452 | 0.0027452 | 0.0027452 | 0.0027452 | 0.00063397 | 0.00063397 | 0.00063397 | 0.00063398 | 0.00063398 | 0.00063398 | -0.00045375 | -0.00014491 | 0.00071181 | 0.00045379 | 0.00014495 | -0.00071178 | -0.00045541 | 0.00071007 | -0.0001414 | 0.00045549 | -0.00071 | 0.00014147 | 134.8239 | 134.8239 | 134.8239 | -45.1766 | -45.1766 | -45.1766 |  | 1.014 | 1.1431 | 1.1447 | 1.0142 | 1.143 | 1.1447 | -0.072053 | -123.6421 | 123.5886 | -0.069691 | -123.638 | 123.5822
Line1_1_3 | 0.0027328 | 0.0027328 | 0.0027328 | 0.0027328 | 0.0027328 | 0.0027328 | 0.0006311 | 0.0006311 | 0.0006311 | 0.00063111 | 0.00063111 | 0.00063111 | -0.00045102 | -0.00014522 | 0.00070883 | 0.00045106 | 0.00014527 | -0.0007088 | -0.00045392 | 0.00070673 | -0.00013967 | 0.000454 | -0.00070666 | 0.00013974 | 134.7421 | 134.7421 | 134.7421 | -45.2584 | -45.2584 | -45.2584 |  | 1.0139 | 1.1432 | 1.1448 | 1.014 | 1.1431 | 1.1447 | -0.074415 | -123.6462 | 123.595 | -0.072073 | -123.6421 | 123.5886
Line2_1_4 | 0.030188 | 0.0027657 | 0.0027657 | 0.030188 | 0.0027657 | 0.0027657 | 0.0069716 | 0.00063872 | 0.00063872 | 0.0069716 | 0.00063872 | 0.00063872 | 0.0049892 | -0.00014417 | 0.00071683 | -0.0049813 | 0.00014437 | -0.00071664 | 0.0050074 | 0.00071582 | -0.00014416 | -0.0049917 | -0.00071545 | 0.00014454 | -45.1792 | 134.9662 | 134.9662 | 134.8208 | -45.0343 | -45.0343 |  | 1.0139 | 1.1432 | 1.1448 | 1.0115 | 1.1427 | 1.1446 | -0.074415 | -123.6462 | 123.595 | -0.11941 | -123.6256 | 123.5629
Line3_1_5 | 0.0027452 | 0.0027452 | 0.0027452 | 0.0027452 | 0.0027452 | 0.0027452 | 0.00063397 | 0.00063397 | 0.00063397 | 0.00063397 | 0.00063397 | 0.00063397 | -0.00045372 | -0.00014486 | 0.00071184 | 0.00045375 | 0.0001449 | -0.00071181 | -0.00045532 | 0.00071014 | -0.00014133 | 0.00045541 | -0.00071007 | 0.0001414 | 134.8243 | 134.8243 | 134.8243 | -45.1761 | -45.1761 | -45.1761 |  | 1.0139 | 1.1432 | 1.1448 | 1.014 | 1.1431 | 1.1447 | -0.074415 | -123.6462 | 123.595 | -0.072053 | -123.6421 | 123.5886
Line4_2_6 | 0.002741 | 0.002741 | 0.002741 | 0.002741 | 0.002741 | 0.002741 | 0.000633 | 0.000633 | 0.000633 | 0.00063301 | 0.00063301 | 0.00063301 | -0.00045285 | -0.00014501 | 0.00071079 | 0.00045289 | 0.00014506 | -0.00071076 | -0.00045492 | 0.00070892 | -0.00014085 | 0.000455 | -0.00070885 | 0.00014092 | 134.7973 | 134.7973 | 134.7973 | -45.2031 | -45.2032 | -45.2032 |  | 1.014 | 1.1431 | 1.1447 | 1.0142 | 1.143 | 1.1447 | -0.072059 | -123.6421 | 123.5886 | -0.069705 | -123.638 | 123.5822
Line5_6_7 | 0.002741 | 0.002741 | 0.002741 | 0.002741 | 0.002741 | 0.002741 | 0.00063301 | 0.00063301 | 0.00063301 | 0.00063301 | 0.00063301 | 0.00063301 | -0.00045289 | -0.00014506 | 0.00071076 | 0.00045293 | 0.0001451 | -0.00071073 | -0.000455 | 0.00070885 | -0.00014092 | 0.00045509 | -0.00070878 | 0.00014099 | 134.7968 | 134.7968 | 134.7968 | -45.2036 | -45.2036 | -45.2036 |  | 1.0142 | 1.143 | 1.1447 | 1.0143 | 1.1429 | 1.1447 | -0.069705 | -123.638 | 123.5822 | -0.067351 | -123.6339 | 123.5758
Line6_7_8 | 0 | 0 | 0 | 0 | 0 | 0 | 0 | 0 | 0 | 0 | 0 | 0 | -1.0076e-09 | 2.0687e-08 | -1.9479e-08 | 9.9048e-10 | -1.3981e-08 | 1.279e-08 | 2.1409e-08 | -1.2405e-08 | -1.4289e-08 | -1.4278e-08 | 7.9776e-09 | 9.8138e-09 | 0 | 0 | 0 | 0 | 0 | 0 |  | 1.0143 | 1.1429 | 1.1447 | 1.0143 | 1.1429 | 1.1447 | -0.067351 | -123.6339 | 123.5758 | -0.067351 | -123.6339 | 123.5758
Line7_8_9 | 0 | 0 | 0 | 0 | 0 | 0 | 0 | 0 | 0 | 0 | 0 | 0 | -3.3587e-10 | 6.8957e-09 | -6.4931e-09 | 3.1873e-10 | -1.891e-10 | -1.9641e-10 | 7.1365e-09 | -4.1349e-09 | -4.7629e-09 | -4.809e-12 | -2.9217e-10 | 2.8795e-10 | 0 | 0 | 0 | 0 | 0 | 0 |  | 1.0143 | 1.1429 | 1.1447 | 1.0143 | 1.1429 | 1.1447 | -0.067351 | -123.6339 | 123.5758 | -0.067351 | -123.6339 | 123.5758
Line8_8_10 | 0 | 0 | 0 | 0 | 0 | 0 | 0 | 0 | 0 | 0 | 0 | 0 | -3.3587e-10 | 6.8957e-09 | -6.4931e-09 | 3.1873e-10 | -1.891e-10 | -1.9641e-10 | 7.1365e-09 | -4.1349e-09 | -4.7629e-09 | -4.809e-12 | -2.9217e-10 | 2.8795e-10 | 0 | 0 | 0 | 0 | 0 | 0 |  | 1.0143 | 1.1429 | 1.1447 | 1.0143 | 1.1429 | 1.1447 | -0.067351 | -123.6339 | 123.5758 | -0.067351 | -123.6339 | 123.5758
Line9_3_11 | 0.0027328 | 0.0027328 | 0.0027328 | 0.0027328 | 0.0027328 | 0.0027328 | 0.00063111 | 0.00063111 | 0.00063111 | 0.00063111 | 0.00063111 | 0.00063111 | -0.00045105 | -0.00014527 | 0.0007088 | 0.00045109 | 0.00014531 | -0.00070877 | -0.000454 | 0.00070666 | -0.00013974 | 0.00045408 | -0.00070659 | 0.00013981 | 134.7416 | 134.7416 | 134.7416 | -45.2588 | -45.2588 | -45.2588 |  | 1.014 | 1.1431 | 1.1447 | 1.0142 | 1.143 | 1.1447 | -0.072073 | -123.6421 | 123.5886 | -0.069733 | -123.638 | 123.5823

## LG_min_6
name | pf_ikss_a_from_ka | pf_ikss_b_from_ka | pf_ikss_c_from_ka | pf_ikss_a_to_ka | pf_ikss_b_to_ka | pf_ikss_c_to_ka | pf_skss_a_from_mw | pf_skss_b_from_mw | pf_skss_c_from_mw | pf_skss_a_to_mw | pf_skss_b_to_mw | pf_skss_c_to_mw | pf_p_a_from_mw | pf_p_b_from_mw | pf_p_c_from_mw | pf_p_a_to_mw | pf_p_b_to_mw | pf_p_c_to_mw | pf_q_a_from_mvar | pf_q_b_from_mvar | pf_q_c_from_mvar | pf_q_a_to_mvar | pf_q_b_to_mvar | pf_q_c_to_mvar | pf_ikss_a_from_degree | pf_ikss_b_from_degree | pf_ikss_c_from_degree | pf_ikss_a_to_degree | pf_ikss_b_to_degree | pf_ikss_c_to_degree | 3xI0 | pf_vm_a_from_pu | pf_vm_b_from_pu | pf_vm_c_from_pu | pf_vm_a_to_pu | pf_vm_b_to_pu | pf_vm_c_to_pu | pf_va_a_from_degree | pf_va_b_from_degree | pf_va_c_from_degree | pf_va_a_to_degree | pf_va_b_to_degree | pf_va_c_to_degree
Line0_1_2 | 0.028113 | 0.028113 | 0.028113 | 0.028113 | 0.028113 | 0.028113 | 0.0064923 | 0.0064923 | 0.0064923 | 0.0064924 | 0.0064924 | 0.0064924 | -0.00029654 | 0.0022678 | 0.009953 | 0.00030413 | -0.0022601 | -0.0099454 | -0.00030892 | 0.0098275 | 0.0024073 | 0.00031683 | -0.0098197 | -0.0023995 | 133.995 | 133.995 | 133.995 | -46.0054 | -46.0054 | -46.0054 |  | 0.065958 | 1.5535 | 1.5772 | 0.067645 | 1.552 | 1.5758 | 0.16608 | -148.9989 | 147.5918 | 0.16603 | -148.967 | 147.5587
Line10_11_12 | 0.028003 | 0.028003 | 0.028003 | 0.028004 | 0.028004 | 0.028004 | 0.0064671 | 0.0064671 | 0.0064671 | 0.0064672 | 0.0064672 | 0.0064672 | -0.00031043 | 0.0022431 | 0.0098991 | 0.00031795 | -0.0022355 | -0.0098916 | -0.00032343 | 0.0097738 | 0.002383 | 0.00033128 | -0.0097661 | -0.0023753 | 133.9905 | 133.9905 | 133.9905 | -46.01 | -46.01 | -46.01 |  | 0.069319 | 1.5506 | 1.5744 | 0.071 | 1.5492 | 1.573 | 0.16579 | -148.9352 | 147.5259 | 0.16564 | -148.9033 | 147.4929
Line11_12_13 | 0.028004 | 0.028004 | 0.028004 | 0.028004 | 0.028004 | 0.028004 | 0.0064672 | 0.0064672 | 0.0064672 | 0.0064672 | 0.0064672 | 0.0064672 | -0.00031795 | 0.0022355 | 0.0098916 | 0.00032548 | -0.0022279 | -0.0098841 | -0.00033128 | 0.0097661 | 0.0023753 | 0.00033912 | -0.0097583 | -0.0023675 | 133.99 | 133.99 | 133.99 | -46.0104 | -46.0104 | -46.0104 |  | 0.071 | 1.5492 | 1.573 | 0.072681 | 1.5477 | 1.5716 | 0.16564 | -148.9033 | 147.4929 | 0.16549 | -148.8713 | 147.4598
Line12_13_15 | 0 | 0 | 0 | 0 | 0 | 0 | 0 | 0 | 0 | 0 | 0 | 0 | -1.0234e-09 | 1.8997e-07 | -1.6486e-07 | 9.1606e-10 | -1.3071e-07 | 1.0571e-07 | 1.5688e-08 | -2.7517e-07 | -2.9682e-07 | -1.0458e-08 | 1.8085e-07 | 2.004e-07 | 0 | 0 | 0 | 0 | 0 | 0 |  | 0.072681 | 1.5477 | 1.5716 | 0.072681 | 1.5477 | 1.5716 | 0.16549 | -148.8713 | 147.4598 | 0.16552 | -148.8713 | 147.4598
Line13_13_14 | 0.028005 | 0.028005 | 0.028005 | 0.028005 | 0.028005 | 0.028005 | 0.0064674 | 0.0064674 | 0.0064674 | 0.0064674 | 0.0064674 | 0.0064674 | -0.00032548 | 0.0022278 | 0.0098843 | 0.00033301 | -0.0022202 | -0.0098768 | -0.00033914 | 0.0097586 | 0.0023678 | 0.00034699 | -0.0097509 | -0.0023601 | 133.9881 | 133.9881 | 133.9881 | -46.0123 | -46.0123 | -46.0123 |  | 0.072681 | 1.5477 | 1.5716 | 0.074362 | 1.5463 | 1.5702 | 0.16549 | -148.8713 | 147.4598 | 0.1653 | -148.8393 | 147.4267
Line14_15_16 | 0 | 0 | 0 | 0 | 0 | 0 | 0 | 0 | 0 | 0 | 0 | 0 | -6.8225e-10 | 1.2665e-07 | -1.0991e-07 | 5.7493e-10 | -6.7385e-08 | 5.0756e-08 | 1.0459e-08 | -1.8345e-07 | -1.9788e-07 | -5.2287e-09 | 8.9122e-08 | 1.0146e-07 | 0 | 0 | 0 | 0 | 0 | 0 |  | 0.072681 | 1.5477 | 1.5716 | 0.072681 | 1.5477 | 1.5716 | 0.16552 | -148.8713 | 147.4598 | 0.16553 | -148.8713 | 147.4598
Line15_16_17 | 0 | 0 | 0 | 0 | 0 | 0 | 0 | 0 | 0 | 0 | 0 | 0 | -3.4113e-10 | 6.3323e-08 | -5.4955e-08 | 2.338e-10 | -4.0621e-09 | -4.1986e-09 | 5.2294e-09 | -9.1725e-08 | -9.894e-08 | 7.3144e-13 | -2.6031e-09 | 2.5244e-09 | 0 | 0 | 0 | 0 | 0 | 0 |  | 0.072681 | 1.5477 | 1.5716 | 0.072681 | 1.5477 | 1.5716 | 0.16553 | -148.8713 | 147.4598 | 0.16554 | -148.8713 | 147.4598
Line16_4_18 | 0.33818 | 0 | 0 | 0.33818 | 0 | 0 | 0.0781 | 0 | 0 | 0.0781 | 0 | 0 | 0.0018299 | 6.4285e-08 | -5.6083e-08 | -2.8814e-15 | -3.9944e-09 | -4.131e-09 | 0.0019061 | -9.3308e-08 | -1.0047e-07 | -2.7262e-15 | -2.5775e-09 | 2.4986e-09 | -46.0028 | 0 | 0 | 133.9972 | 0 | 0 |  | 0.033832 | 1.5462 | 1.5701 | 0 | 1.5404 | 1.5644 | 0.16632 | -148.838 | 147.4253 | 0 | -148.7084 | 147.2912
Line17_5_19 | 0.028169 | 0.028169 | 0.028169 | 0.028169 | 0.028169 | 0.028169 | 0.0065052 | 0.0065052 | 0.0065052 | 0.0065053 | 0.0065053 | 0.0065053 | -0.00030475 | 0.0022646 | 0.0099651 | 0.00031237 | -0.002257 | -0.0099576 | -0.00031747 | 0.0098391 | 0.0024041 | 0.00032541 | -0.0098313 | -0.0023963 | 133.9949 | 133.9949 | 133.9949 | -46.0055 | -46.0055 | -46.0055 |  | 0.067648 | 1.552 | 1.5758 | 0.069339 | 1.5506 | 1.5744 | 0.16604 | -148.9669 | 147.5587 | 0.16599 | -148.9349 | 147.5255
Line1_1_3 | 0.028003 | 0.028003 | 0.028003 | 0.028003 | 0.028003 | 0.028003 | 0.006467 | 0.006467 | 0.006467 | 0.0064671 | 0.0064671 | 0.0064671 | -0.00029537 | 0.0022583 | 0.009914 | 0.0003029 | -0.0022507 | -0.0099066 | -0.00030774 | 0.0097893 | 0.0023985 | 0.00031558 | -0.0097816 | -0.0023908 | 133.9914 | 133.9914 | 133.9914 | -46.009 | -46.009 | -46.009 |  | 0.065958 | 1.5535 | 1.5772 | 0.067638 | 1.552 | 1.5758 | 0.16608 | -148.9989 | 147.5918 | 0.16594 | -148.9671 | 147.5589
Line2_1_4 | 0.30974 | 0.028444 | 0.028444 | 0.30974 | 0.028444 | 0.028444 | 0.071531 | 0.0065688 | 0.0065688 | 0.071531 | 0.0065689 | 0.0065689 | 0.0032674 | 0.0022965 | 0.010071 | -0.001676 | -0.0022579 | -0.010032 | 0.0034036 | 0.0099429 | 0.0024336 | -0.0017458 | -0.0099028 | -0.0023935 | -46.0037 | 134.0067 | 134.0067 | 133.9964 | -45.9937 | -45.9937 |  | 0.065958 | 1.5535 | 1.5772 | 0.033832 | 1.5462 | 1.5701 | 0.16608 | -148.9989 | 147.5918 | 0.16632 | -148.838 | 147.4253
Line3_1_5 | 0.028168 | 0.028168 | 0.028168 | 0.028169 | 0.028169 | 0.028169 | 0.0065052 | 0.0065052 | 0.0065052 | 0.0065052 | 0.0065052 | 0.0065052 | -0.00029713 | 0.0022723 | 0.0099727 | 0.00030475 | -0.0022646 | -0.0099651 | -0.00030953 | 0.009847 | 0.002412 | 0.00031747 | -0.0098391 | -0.0024041 | 133.9954 | 133.9954 | 133.9954 | -46.005 | -46.005 | -46.005 |  | 0.065958 | 1.5535 | 1.5772 | 0.067648 | 1.552 | 1.5758 | 0.16608 | -148.9989 | 147.5918 | 0.16604 | -148.9669 | 147.5587
Line4_2_6 | 0.028113 | 0.028113 | 0.028113 | 0.028113 | 0.028113 | 0.028113 | 0.0064924 | 0.0064924 | 0.0064924 | 0.0064924 | 0.0064924 | 0.0064924 | -0.00030413 | 0.0022601 | 0.0099454 | 0.00031172 | -0.0022525 | -0.0099379 | -0.00031683 | 0.0098197 | 0.0023995 | 0.00032474 | -0.0098119 | -0.0023917 | 133.9945 | 133.9945 | 133.9945 | -46.0059 | -46.0059 | -46.0059 |  | 0.067645 | 1.552 | 1.5758 | 0.069333 | 1.5506 | 1.5744 | 0.16603 | -148.967 | 147.5587 | 0.16597 | -148.935 | 147.5256
Line5_6_7 | 0.028113 | 0.028113 | 0.028113 | 0.028113 | 0.028113 | 0.028113 | 0.0064924 | 0.0064924 | 0.0064924 | 0.0064925 | 0.0064925 | 0.0064925 | -0.00031172 | 0.0022525 | 0.0099379 | 0.00031931 | -0.0022448 | -0.0099304 | -0.00032474 | 0.0098119 | 0.0023917 | 0.00033265 | -0.0098041 | -0.0023839 | 133.9941 | 133.9941 | 133.9941 | -46.0064 | -46.0064 | -46.0064 |  | 0.069333 | 1.5506 | 1.5744 | 0.07102 | 1.5491 | 1.573 | 0.16597 | -148.935 | 147.5256 | 0.1659 | -148.9029 | 147.4925
Line6_7_8 | 0 | 0 | 0 | 0 | 0 | 0 | 0 | 0 | 0 | 0 | 0 | 0 | -1.0014e-09 | 1.9035e-07 | -1.6517e-07 | 8.965e-10 | -1.3097e-07 | 1.059e-07 | 1.5359e-08 | -2.7607e-07 | -2.9775e-07 | -1.0239e-08 | 1.8144e-07 | 2.0103e-07 | 0 | 0 | 0 | 0 | 0 | 0 |  | 0.07102 | 1.5491 | 1.573 | 0.07102 | 1.5491 | 1.573 | 0.1659 | -148.9029 | 147.4925 | 0.16592 | -148.9029 | 147.4925
Line7_8_9 | 0 | 0 | 0 | 0 | 0 | 0 | 0 | 0 | 0 | 0 | 0 | 0 | -3.338e-10 | 6.3449e-08 | -5.5057e-08 | 2.2889e-10 | -4.0754e-09 | -4.2118e-09 | 5.1198e-09 | -9.2024e-08 | -9.9249e-08 | 7.1639e-13 | -2.6081e-09 | 2.5294e-09 | 0 | 0 | 0 | 0 | 0 | 0 |  | 0.07102 | 1.5491 | 1.573 | 0.07102 | 1.5491 | 1.573 | 0.16592 | -148.9029 | 147.4925 | 0.16593 | -148.9029 | 147.4925
Line8_8_10 | 0 | 0 | 0 | 0 | 0 | 0 | 0 | 0 | 0 | 0 | 0 | 0 | -3.338e-10 | 6.3449e-08 | -5.5057e-08 | 2.2889e-10 | -4.0754e-09 | -4.2118e-09 | 5.1198e-09 | -9.2024e-08 | -9.9249e-08 | 7.1638e-13 | -2.6081e-09 | 2.5294e-09 | 0 | 0 | 0 | 0 | 0 | 0 |  | 0.07102 | 1.5491 | 1.573 | 0.07102 | 1.5491 | 1.573 | 0.16592 | -148.9029 | 147.4925 | 0.16593 | -148.9029 | 147.4925
Line9_3_11 | 0.028003 | 0.028003 | 0.028003 | 0.028003 | 0.028003 | 0.028003 | 0.0064671 | 0.0064671 | 0.0064671 | 0.0064671 | 0.0064671 | 0.0064671 | -0.0003029 | 0.0022507 | 0.0099065 | 0.00031043 | -0.0022431 | -0.0098991 | -0.00031558 | 0.0097816 | 0.0023908 | 0.00032343 | -0.0097738 | -0.002383 | 133.991 | 133.991 | 133.991 | -46.0095 | -46.0095 | -46.0095 |  | 0.067638 | 1.552 | 1.5758 | 0.069319 | 1.5506 | 1.5744 | 0.16594 | -148.9671 | 147.5589 | 0.16579 | -148.9352 | 147.5259

## LG_min_10
name | pf_ikss_a_from_ka | pf_ikss_b_from_ka | pf_ikss_c_from_ka | pf_ikss_a_to_ka | pf_ikss_b_to_ka | pf_ikss_c_to_ka | pf_skss_a_from_mw | pf_skss_b_from_mw | pf_skss_c_from_mw | pf_skss_a_to_mw | pf_skss_b_to_mw | pf_skss_c_to_mw | pf_p_a_from_mw | pf_p_b_from_mw | pf_p_c_from_mw | pf_p_a_to_mw | pf_p_b_to_mw | pf_p_c_to_mw | pf_q_a_from_mvar | pf_q_b_from_mvar | pf_q_c_from_mvar | pf_q_a_to_mvar | pf_q_b_to_mvar | pf_q_c_to_mvar | pf_ikss_a_from_degree | pf_ikss_b_from_degree | pf_ikss_c_from_degree | pf_ikss_a_to_degree | pf_ikss_b_to_degree | pf_ikss_c_to_degree | 3xI0 | pf_vm_a_from_pu | pf_vm_b_from_pu | pf_vm_c_from_pu | pf_vm_a_to_pu | pf_vm_b_to_pu | pf_vm_c_to_pu | pf_va_a_from_degree | pf_va_b_from_degree | pf_va_c_from_degree | pf_va_a_to_degree | pf_va_b_to_degree | pf_va_c_to_degree
Line0_1_2 | 0.026633 | 0.026633 | 0.026633 | 0.026633 | 0.026633 | 0.026633 | 0.0061506 | 0.0061506 | 0.0061506 | 0.0061507 | 0.0061507 | 0.0061507 | -0.00026615 | 0.0020353 | 0.0089328 | 0.00027296 | -0.0020285 | -0.0089261 | -0.00027726 | 0.0088202 | 0.0021605 | 0.00028436 | -0.0088132 | -0.0021535 | 133.995 | 133.995 | 133.995 | -46.0054 | -46.0054 | -46.0054 |  | 0.062486 | 1.4717 | 1.4942 | 0.064085 | 1.4704 | 1.4929 | 0.16608 | -148.9989 | 147.5918 | 0.16603 | -148.967 | 147.5587
Line10_11_12 | 0.02653 | 0.02653 | 0.02653 | 0.02653 | 0.02653 | 0.02653 | 0.0061267 | 0.0061267 | 0.0061267 | 0.0061268 | 0.0061268 | 0.0061268 | -0.00027861 | 0.0020132 | 0.0088845 | 0.00028537 | -0.0020064 | -0.0088778 | -0.00029028 | 0.0087721 | 0.0021388 | 0.00029732 | -0.0087651 | -0.0021318 | 133.9905 | 133.9905 | 133.9905 | -46.01 | -46.01 | -46.01 |  | 0.065671 | 1.469 | 1.4915 | 0.067263 | 1.4676 | 1.4902 | 0.16579 | -148.9352 | 147.5259 | 0.16564 | -148.9033 | 147.4929
Line11_12_13 | 0.02653 | 0.02653 | 0.02653 | 0.02653 | 0.02653 | 0.02653 | 0.0061268 | 0.0061268 | 0.0061268 | 0.0061268 | 0.0061268 | 0.0061268 | -0.00028537 | 0.0020064 | 0.0088778 | 0.00029212 | -0.0019996 | -0.0088711 | -0.00029732 | 0.0087651 | 0.0021318 | 0.00030437 | -0.0087582 | -0.0021249 | 133.99 | 133.99 | 133.99 | -46.0104 | -46.0104 | -46.0104 |  | 0.067263 | 1.4676 | 1.4902 | 0.068856 | 1.4663 | 1.4889 | 0.16564 | -148.9033 | 147.4929 | 0.16549 | -148.8713 | 147.4598
Line12_13_15 | 0 | 0 | 0 | 0 | 0 | 0 | 0 | 0 | 0 | 0 | 0 | 0 | -9.1849e-10 | 1.705e-07 | -1.4797e-07 | 8.2217e-10 | -1.1731e-07 | 9.4876e-08 | 1.408e-08 | -2.4697e-07 | -2.664e-07 | -9.3863e-09 | 1.6231e-07 | 1.7986e-07 | 0 | 0 | 0 | 0 | 0 | 0 |  | 0.068856 | 1.4663 | 1.4889 | 0.068856 | 1.4663 | 1.4889 | 0.16549 | -148.8713 | 147.4598 | 0.16552 | -148.8713 | 147.4598
Line13_13_14 | 0.026531 | 0.026531 | 0.026531 | 0.026531 | 0.026531 | 0.026531 | 0.006127 | 0.006127 | 0.006127 | 0.006127 | 0.006127 | 0.006127 | -0.00029212 | 0.0019994 | 0.0088712 | 0.00029888 | -0.0019926 | -0.0088645 | -0.00030438 | 0.0087584 | 0.0021252 | 0.00031142 | -0.0087515 | -0.0021182 | 133.9881 | 133.9881 | 133.9881 | -46.0123 | -46.0123 | -46.0123 |  | 0.068856 | 1.4663 | 1.4889 | 0.070448 | 1.4649 | 1.4875 | 0.16549 | -148.8713 | 147.4598 | 0.1653 | -148.8393 | 147.4267
Line14_15_16 | 0 | 0 | 0 | 0 | 0 | 0 | 0 | 0 | 0 | 0 | 0 | 0 | -6.1233e-10 | 1.1367e-07 | -9.8645e-08 | 5.16e-10 | -6.0478e-08 | 4.5554e-08 | 9.3869e-09 | -1.6465e-07 | -1.776e-07 | -4.6928e-09 | 7.9987e-08 | 9.1065e-08 | 0 | 0 | 0 | 0 | 0 | 0 |  | 0.068856 | 1.4663 | 1.4889 | 0.068856 | 1.4663 | 1.4889 | 0.16552 | -148.8713 | 147.4598 | 0.16553 | -148.8713 | 147.4598
Line15_16_17 | 0 | 0 | 0 | 0 | 0 | 0 | 0 | 0 | 0 | 0 | 0 | 0 | -3.0617e-10 | 5.6833e-08 | -4.9322e-08 | 2.0984e-10 | -3.6458e-09 | -3.7682e-09 | 4.6935e-09 | -8.2324e-08 | -8.8799e-08 | 6.5645e-13 | -2.3363e-09 | 2.2656e-09 | 0 | 0 | 0 | 0 | 0 | 0 |  | 0.068856 | 1.4663 | 1.4889 | 0.068856 | 1.4663 | 1.4889 | 0.16553 | -148.8713 | 147.4598 | 0.16554 | -148.8713 | 147.4598
Line16_4_18 | 0.32038 | 0 | 0 | 0.32038 | 0 | 0 | 0.07399 | 0 | 0 | 0.07399 | 0 | 0 | 0.0016423 | 5.7696e-08 | -5.0335e-08 | -2.5971e-15 | -3.585e-09 | -3.7076e-09 | 0.0017108 | -8.3744e-08 | -9.0169e-08 | -2.4709e-15 | -2.3133e-09 | 2.2425e-09 | -46.0028 | 0 | 0 | 133.9972 | 0 | 0 |  | 0.032052 | 1.4648 | 1.4875 | 0 | 1.4593 | 1.4821 | 0.16632 | -148.838 | 147.4253 | 0 | -148.7084 | 147.2912
Line17_5_19 | 0.026686 | 0.026686 | 0.026686 | 0.026686 | 0.026686 | 0.026686 | 0.0061629 | 0.0061629 | 0.0061629 | 0.0061629 | 0.0061629 | 0.0061629 | -0.00027352 | 0.0020325 | 0.0089438 | 0.00028035 | -0.0020256 | -0.008937 | -0.00028493 | 0.0088307 | 0.0021577 | 0.00029206 | -0.0088236 | -0.0021507 | 133.9949 | 133.9949 | 133.9949 | -46.0055 | -46.0055 | -46.0055 |  | 0.064088 | 1.4704 | 1.4929 | 0.06569 | 1.469 | 1.4915 | 0.16604 | -148.9669 | 147.5587 | 0.16599 | -148.9349 | 147.5255
Line1_1_3 | 0.026529 | 0.026529 | 0.026529 | 0.026529 | 0.026529 | 0.026529 | 0.0061267 | 0.0061267 | 0.0061267 | 0.0061267 | 0.0061267 | 0.0061267 | -0.0002651 | 0.0020268 | 0.0088979 | 0.00027185 | -0.00202 | -0.0088912 | -0.00027619 | 0.008786 | 0.0021527 | 0.00028324 | -0.008779 | -0.0021457 | 133.9914 | 133.9914 | 133.9914 | -46.009 | -46.009 | -46.009 |  | 0.062486 | 1.4717 | 1.4942 | 0.064079 | 1.4704 | 1.4929 | 0.16608 | -148.9989 | 147.5918 | 0.16594 | -148.9671 | 147.5589
Line2_1_4 | 0.29344 | 0.026947 | 0.026947 | 0.29344 | 0.026947 | 0.026947 | 0.067767 | 0.0062231 | 0.0062231 | 0.067766 | 0.0062232 | 0.0062232 | 0.0029325 | 0.0020611 | 0.0090386 | -0.0015042 | -0.0020265 | -0.009004 | 0.0030547 | 0.0089238 | 0.0021842 | -0.0015669 | -0.0088878 | -0.0021482 | -46.0037 | 134.0067 | 134.0067 | 133.9964 | -45.9937 | -45.9937 |  | 0.062486 | 1.4717 | 1.4942 | 0.032052 | 1.4648 | 1.4875 | 0.16608 | -148.9989 | 147.5918 | 0.16632 | -148.838 | 147.4253
Line3_1_5 | 0.026686 | 0.026686 | 0.026686 | 0.026686 | 0.026686 | 0.026686 | 0.0061628 | 0.0061628 | 0.0061628 | 0.0061629 | 0.0061629 | 0.0061629 | -0.00026668 | 0.0020394 | 0.0089506 | 0.00027352 | -0.0020325 | -0.0089438 | -0.00027781 | 0.0088377 | 0.0021648 | 0.00028493 | -0.0088307 | -0.0021577 | 133.9954 | 133.9954 | 133.9954 | -46.005 | -46.005 | -46.005 |  | 0.062486 | 1.4717 | 1.4942 | 0.064088 | 1.4704 | 1.4929 | 0.16608 | -148.9989 | 147.5918 | 0.16604 | -148.9669 | 147.5587
Line4_2_6 | 0.026633 | 0.026633 | 0.026633 | 0.026633 | 0.026633 | 0.026633 | 0.0061507 | 0.0061507 | 0.0061507 | 0.0061507 | 0.0061507 | 0.0061507 | -0.00027296 | 0.0020285 | 0.0089261 | 0.00027977 | -0.0020216 | -0.0089193 | -0.00028436 | 0.0088132 | 0.0021535 | 0.00029145 | -0.0088062 | -0.0021465 | 133.9945 | 133.9945 | 133.9945 | -46.0059 | -46.0059 | -46.0059 |  | 0.064085 | 1.4704 | 1.4929 | 0.065683 | 1.469 | 1.4915 | 0.16603 | -148.967 | 147.5587 | 0.16597 | -148.935 | 147.5256
Line5_6_7 | 0.026633 | 0.026633 | 0.026633 | 0.026634 | 0.026634 | 0.026634 | 0.0061507 | 0.0061507 | 0.0061507 | 0.0061508 | 0.0061508 | 0.0061508 | -0.00027977 | 0.0020216 | 0.0089193 | 0.00028658 | -0.0020147 | -0.0089126 | -0.00029145 | 0.0088062 | 0.0021465 | 0.00029855 | -0.0087992 | -0.0021395 | 133.9941 | 133.9941 | 133.9941 | -46.0064 | -46.0064 | -46.0064 |  | 0.065683 | 1.469 | 1.4915 | 0.067282 | 1.4676 | 1.4902 | 0.16597 | -148.935 | 147.5256 | 0.1659 | -148.9029 | 147.4925
Line6_7_8 | 0 | 0 | 0 | 0 | 0 | 0 | 0 | 0 | 0 | 0 | 0 | 0 | -8.9876e-10 | 1.7084e-07 | -1.4824e-07 | 8.0461e-10 | -1.1755e-07 | 9.5048e-08 | 1.3785e-08 | -2.4778e-07 | -2.6723e-07 | -9.1895e-09 | 1.6284e-07 | 1.8042e-07 | 0 | 0 | 0 | 0 | 0 | 0 |  | 0.067282 | 1.4676 | 1.4902 | 0.067282 | 1.4676 | 1.4902 | 0.1659 | -148.9029 | 147.4925 | 0.16592 | -148.9029 | 147.4925
Line7_8_9 | 0 | 0 | 0 | 0 | 0 | 0 | 0 | 0 | 0 | 0 | 0 | 0 | -2.9959e-10 | 5.6946e-08 | -4.9414e-08 | 2.0543e-10 | -3.6577e-09 | -3.7801e-09 | 4.5951e-09 | -8.2592e-08 | -8.9076e-08 | 6.4299e-13 | -2.3408e-09 | 2.2701e-09 | 0 | 0 | 0 | 0 | 0 | 0 |  | 0.067282 | 1.4676 | 1.4902 | 0.067282 | 1.4676 | 1.4902 | 0.16592 | -148.9029 | 147.4925 | 0.16593 | -148.9029 | 147.4925
Line8_8_10 | 0 | 0 | 0 | 0 | 0 | 0 | 0 | 0 | 0 | 0 | 0 | 0 | -2.9959e-10 | 5.6946e-08 | -4.9414e-08 | 2.0543e-10 | -3.6577e-09 | -3.7801e-09 | 4.5951e-09 | -8.2592e-08 | -8.9076e-08 | 6.4296e-13 | -2.3408e-09 | 2.2701e-09 | 0 | 0 | 0 | 0 | 0 | 0 |  | 0.067282 | 1.4676 | 1.4902 | 0.067282 | 1.4676 | 1.4902 | 0.16592 | -148.9029 | 147.4925 | 0.16593 | -148.9029 | 147.4925
Line9_3_11 | 0.026529 | 0.026529 | 0.026529 | 0.02653 | 0.02653 | 0.02653 | 0.0061267 | 0.0061267 | 0.0061267 | 0.0061267 | 0.0061267 | 0.0061267 | -0.00027185 | 0.00202 | 0.0088912 | 0.00027861 | -0.0020132 | -0.0088845 | -0.00028324 | 0.008779 | 0.0021457 | 0.00029028 | -0.0087721 | -0.0021388 | 133.991 | 133.991 | 133.991 | -46.0095 | -46.0095 | -46.0095 |  | 0.064079 | 1.4704 | 1.4929 | 0.065671 | 1.469 | 1.4915 | 0.16594 | -148.9671 | 147.5589 | 0.16579 | -148.9352 | 147.5259

## LG_min_fault_6
name | pf_ikss_a_from_ka | pf_ikss_b_from_ka | pf_ikss_c_from_ka | pf_ikss_a_to_ka | pf_ikss_b_to_ka | pf_ikss_c_to_ka | pf_skss_a_from_mw | pf_skss_b_from_mw | pf_skss_c_from_mw | pf_skss_a_to_mw | pf_skss_b_to_mw | pf_skss_c_to_mw | pf_p_a_from_mw | pf_p_b_from_mw | pf_p_c_from_mw | pf_p_a_to_mw | pf_p_b_to_mw | pf_p_c_to_mw | pf_q_a_from_mvar | pf_q_b_from_mvar | pf_q_c_from_mvar | pf_q_a_to_mvar | pf_q_b_to_mvar | pf_q_c_to_mvar | pf_ikss_a_from_degree | pf_ikss_b_from_degree | pf_ikss_c_from_degree | pf_ikss_a_to_degree | pf_ikss_b_to_degree | pf_ikss_c_to_degree | 3xI0 | pf_vm_a_from_pu | pf_vm_b_from_pu | pf_vm_c_from_pu | pf_vm_a_to_pu | pf_vm_b_to_pu | pf_vm_c_to_pu | pf_va_a_from_degree | pf_va_b_from_degree | pf_va_c_from_degree | pf_va_a_to_degree | pf_va_b_to_degree | pf_va_c_to_degree
Line0_1_2 | 0.0023625 | 0.0023625 | 0.0023625 | 0.0023625 | 0.0023625 | 0.0023625 | 0.00054559 | 0.00054559 | 0.00054559 | 0.0005456 | 0.0005456 | 0.0005456 | -0.00033779 | -0.00010688 | 0.00052888 | 0.00033784 | 0.00010694 | -0.00052883 | -0.0003379 | 0.00052798 | -0.00010586 | 0.00033796 | -0.00052793 | 0.00010591 | 134.9136 | 134.9136 | 134.9136 | -45.0869 | -45.0869 | -45.0869 |  | 0.87572 | 0.98735 | 0.98859 | 0.87586 | 0.98727 | 0.98852 | -0.076871 | -123.6427 | 123.5949 | -0.076683 | -123.6359 | 123.588
Line10_11_12 | 0.0023533 | 0.0023533 | 0.0023533 | 0.0023533 | 0.0023533 | 0.0023533 | 0.00054348 | 0.00054348 | 0.00054348 | 0.00054348 | 0.00054348 | 0.00054348 | -0.00033656 | -0.00010661 | 0.00052673 | 0.00033661 | 0.00010667 | -0.00052668 | -0.00033673 | 0.00052582 | -0.00010552 | 0.00033679 | -0.00052576 | 0.00010557 | 134.909 | 134.909 | 134.909 | -45.0914 | -45.0914 | -45.0914 |  | 0.876 | 0.98719 | 0.98844 | 0.87614 | 0.98711 | 0.98837 | -0.076498 | -123.6292 | 123.5811 | -0.076312 | -123.6225 | 123.5742
Line11_12_13 | 0.0023533 | 0.0023533 | 0.0023533 | 0.0023534 | 0.0023534 | 0.0023534 | 0.00054348 | 0.00054348 | 0.00054348 | 0.00054348 | 0.00054348 | 0.00054348 | -0.00033661 | -0.00010667 | 0.00052668 | 0.00033666 | 0.00010673 | -0.00052663 | -0.00033679 | 0.00052576 | -0.00010557 | 0.00033685 | -0.00052571 | 0.00010562 | 134.9086 | 134.9086 | 134.9086 | -45.0919 | -45.0919 | -45.0919 |  | 0.87614 | 0.98711 | 0.98837 | 0.87628 | 0.98703 | 0.98829 | -0.076312 | -123.6225 | 123.5742 | -0.076126 | -123.6158 | 123.5673
Line12_13_15 | 0 | 0 | 0 | 0 | 0 | 0 | 0 | 0 | 0 | 0 | 0 | 0 | -7.1483e-10 | 1.5354e-08 | -1.4491e-08 | 7.134e-10 | -1.0377e-08 | 9.515e-09 | 1.5913e-08 | -9.2413e-09 | -1.0582e-08 | -1.0613e-08 | 5.944e-09 | 7.2689e-09 | 0 | 0 | 0 | 0 | 0 | 0 |  | 0.87628 | 0.98703 | 0.98829 | 0.87628 | 0.98703 | 0.98829 | -0.076126 | -123.6158 | 123.5673 | -0.076126 | -123.6158 | 123.5673
Line13_13_14 | 0.0023534 | 0.0023534 | 0.0023534 | 0.0023534 | 0.0023534 | 0.0023534 | 0.0005435 | 0.0005435 | 0.0005435 | 0.0005435 | 0.0005435 | 0.0005435 | -0.00033666 | -0.00010674 | 0.00052665 | 0.00033672 | 0.0001068 | -0.0005266 | -0.00033687 | 0.00052572 | -0.00010561 | 0.00033693 | -0.00052567 | 0.00010566 | 134.9067 | 134.9067 | 134.9067 | -45.0938 | -45.0938 | -45.0938 |  | 0.87628 | 0.98703 | 0.98829 | 0.87642 | 0.98695 | 0.98821 | -0.076126 | -123.6158 | 123.5673 | -0.07594 | -123.609 | 123.5604
Line14_15_16 | 0 | 0 | 0 | 0 | 0 | 0 | 0 | 0 | 0 | 0 | 0 | 0 | -4.7655e-10 | 1.0236e-08 | -9.6604e-09 | 4.7513e-10 | -5.2588e-09 | 4.6848e-09 | 1.0609e-08 | -6.1609e-09 | -7.0547e-09 | -5.3084e-09 | 2.8636e-09 | 3.7415e-09 | 0 | 0 | 0 | 0 | 0 | 0 |  | 0.87628 | 0.98703 | 0.98829 | 0.87628 | 0.98703 | 0.98829 | -0.076126 | -123.6158 | 123.5673 | -0.076125 | -123.6158 | 123.5673
Line15_16_17 | 0 | 0 | 0 | 0 | 0 | 0 | 0 | 0 | 0 | 0 | 0 | 0 | -2.3828e-10 | 5.1179e-09 | -4.8302e-09 | 2.3685e-10 | -1.4086e-10 | -1.4542e-10 | 5.3043e-09 | -3.0804e-09 | -3.5274e-09 | -4.0555e-12 | -2.1683e-10 | 2.142e-10 | 0 | 0 | 0 | 0 | 0 | 0 |  | 0.87628 | 0.98703 | 0.98829 | 0.87628 | 0.98703 | 0.98829 | -0.076125 | -123.6158 | 123.5673 | -0.076125 | -123.6158 | 123.5673
Line16_4_18 | 0.02842 | 0 | 0 | 0.02842 | 0 | 0 | 0.0065633 | 0 | 0 | 0.0065633 | 0 | 0 | 0.0040514 | 5.203e-09 | -4.9207e-09 | -0.0040384 | -1.392e-10 | -1.4384e-10 | 0.0040519 | -3.1416e-09 | -3.5809e-09 | -0.0040384 | -2.1469e-10 | 2.1201e-10 | -45.0843 | 0 | 0 | 134.9157 | 0 | 0 |  | 0.87302 | 0.98695 | 0.98821 | 0.87018 | 0.98662 | 0.98791 | -0.080461 | -123.6087 | 123.5601 | -0.084268 | -123.5816 | 123.5323
Line17_5_19 | 0.0023672 | 0.0023672 | 0.0023672 | 0.0023672 | 0.0023672 | 0.0023672 | 0.00054668 | 0.00054668 | 0.00054668 | 0.00054668 | 0.00054668 | 0.00054668 | -0.00033851 | -0.00010715 | 0.00052988 | 0.00033857 | 0.00010721 | -0.00052983 | -0.00033863 | 0.00052898 | -0.00010613 | 0.00033869 | -0.00052893 | 0.00010618 | 134.9135 | 134.9135 | 134.9135 | -45.087 | -45.087 | -45.087 |  | 0.87586 | 0.98727 | 0.98852 | 0.876 | 0.98719 | 0.98844 | -0.076682 | -123.6359 | 123.588 | -0.076494 | -123.6292 | 123.581
Line1_1_3 | 0.0023533 | 0.0023533 | 0.0023533 | 0.0023533 | 0.0023533 | 0.0023533 | 0.00054347 | 0.00054347 | 0.00054347 | 0.00054347 | 0.00054347 | 0.00054347 | -0.00033645 | -0.0001065 | 0.00052683 | 0.00033651 | 0.00010655 | -0.00052678 | -0.00033661 | 0.00052592 | -0.00010541 | 0.00033667 | -0.00052587 | 0.00010547 | 134.91 | 134.91 | 134.91 | -45.0905 | -45.0905 | -45.0905 |  | 0.87572 | 0.98735 | 0.98859 | 0.87586 | 0.98727 | 0.98852 | -0.076871 | -123.6427 | 123.5949 | -0.076684 | -123.636 | 123.588
Line2_1_4 | 0.02603 | 0.0023903 | 0.0023903 | 0.026029 | 0.0023904 | 0.0023904 | 0.0060113 | 0.00055202 | 0.00055202 | 0.0060113 | 0.00055203 | 0.00055203 | 0.0037218 | -0.00010803 | 0.00053509 | -0.0037106 | 0.00010831 | -0.00053482 | 0.0037229 | 0.00053423 | -0.00010722 | -0.0037112 | -0.00053395 | 0.0001075 | -45.0851 | 134.9253 | 134.9253 | 134.9149 | -45.0752 | -45.0752 |  | 0.87572 | 0.98735 | 0.98859 | 0.87302 | 0.98695 | 0.98821 | -0.076871 | -123.6427 | 123.5949 | -0.080461 | -123.6087 | 123.5601
Line3_1_5 | 0.0023672 | 0.0023672 | 0.0023672 | 0.0023672 | 0.0023672 | 0.0023672 | 0.00054668 | 0.00054668 | 0.00054668 | 0.00054668 | 0.00054668 | 0.00054668 | -0.00033846 | -0.00010709 | 0.00052993 | 0.00033852 | 0.00010715 | -0.00052988 | -0.00033857 | 0.00052903 | -0.00010607 | 0.00033863 | -0.00052898 | 0.00010613 | 134.914 | 134.914 | 134.914 | -45.0865 | -45.0865 | -45.0865 |  | 0.87572 | 0.98735 | 0.98859 | 0.87586 | 0.98727 | 0.98852 | -0.076871 | -123.6427 | 123.5949 | -0.076682 | -123.6359 | 123.588
Line4_2_6 | 0.0023625 | 0.0023625 | 0.0023625 | 0.0023625 | 0.0023625 | 0.0023625 | 0.0005456 | 0.0005456 | 0.0005456 | 0.0005456 | 0.0005456 | 0.0005456 | -0.00033784 | -0.00010694 | 0.00052883 | 0.0003379 | 0.000107 | -0.00052878 | -0.00033796 | 0.00052793 | -0.00010591 | 0.00033802 | -0.00052788 | 0.00010596 | 134.9131 | 134.9131 | 134.9131 | -45.0874 | -45.0874 | -45.0874 |  | 0.87586 | 0.98727 | 0.98852 | 0.876 | 0.98719 | 0.98844 | -0.076683 | -123.6359 | 123.588 | -0.076495 | -123.6292 | 123.581
Line5_6_7 | 0.0023625 | 0.0023625 | 0.0023625 | 0.0023625 | 0.0023625 | 0.0023625 | 0.0005456 | 0.0005456 | 0.0005456 | 0.00054561 | 0.00054561 | 0.00054561 | -0.0003379 | -0.000107 | 0.00052878 | 0.00033795 | 0.00010706 | -0.00052873 | -0.00033802 | 0.00052788 | -0.00010596 | 0.00033809 | -0.00052783 | 0.00010602 | 134.9126 | 134.9126 | 134.9126 | -45.0878 | -45.0878 | -45.0878 |  | 0.876 | 0.98719 | 0.98844 | 0.87614 | 0.98711 | 0.98836 | -0.076495 | -123.6292 | 123.581 | -0.076308 | -123.6224 | 123.5741
Line6_7_8 | 0 | 0 | 0 | 0 | 0 | 0 | 0 | 0 | 0 | 0 | 0 | 0 | -7.1539e-10 | 1.5383e-08 | -1.4519e-08 | 7.1419e-10 | -1.0397e-08 | 9.5335e-09 | 1.5941e-08 | -9.2623e-09 | -1.0604e-08 | -1.0632e-08 | 5.9576e-09 | 7.2843e-09 | 0 | 0 | 0 | 0 | 0 | 0 |  | 0.87614 | 0.98711 | 0.98836 | 0.87614 | 0.98711 | 0.98836 | -0.076308 | -123.6224 | 123.5741 | -0.076308 | -123.6224 | 123.5741
Line7_8_9 | 0 | 0 | 0 | 0 | 0 | 0 | 0 | 0 | 0 | 0 | 0 | 0 | -2.3846e-10 | 5.1277e-09 | -4.8396e-09 | 2.3726e-10 | -1.4119e-10 | -1.4573e-10 | 5.3138e-09 | -3.0874e-09 | -3.5348e-09 | -4.0646e-12 | -2.1724e-10 | 2.1462e-10 | 0 | 0 | 0 | 0 | 0 | 0 |  | 0.87614 | 0.98711 | 0.98836 | 0.87614 | 0.98711 | 0.98836 | -0.076308 | -123.6224 | 123.5741 | -0.076308 | -123.6224 | 123.5741
Line8_8_10 | 0 | 0 | 0 | 0 | 0 | 0 | 0 | 0 | 0 | 0 | 0 | 0 | -2.3846e-10 | 5.1277e-09 | -4.8396e-09 | 2.3726e-10 | -1.4119e-10 | -1.4573e-10 | 5.3138e-09 | -3.0874e-09 | -3.5348e-09 | -4.0646e-12 | -2.1724e-10 | 2.1462e-10 | 0 | 0 | 0 | 0 | 0 | 0 |  | 0.87614 | 0.98711 | 0.98836 | 0.87614 | 0.98711 | 0.98836 | -0.076308 | -123.6224 | 123.5741 | -0.076308 | -123.6224 | 123.5741
Line9_3_11 | 0.0023533 | 0.0023533 | 0.0023533 | 0.0023533 | 0.0023533 | 0.0023533 | 0.00054347 | 0.00054347 | 0.00054347 | 0.00054348 | 0.00054348 | 0.00054348 | -0.0003365 | -0.00010655 | 0.00052678 | 0.00033656 | 0.00010661 | -0.00052673 | -0.00033667 | 0.00052587 | -0.00010547 | 0.00033673 | -0.00052582 | 0.00010552 | 134.9095 | 134.9095 | 134.9095 | -45.0909 | -45.0909 | -45.0909 |  | 0.87586 | 0.98727 | 0.98852 | 0.876 | 0.98719 | 0.98844 | -0.076684 | -123.636 | 123.588 | -0.076498 | -123.6292 | 123.5811

## LG_min_fault_10
name | pf_ikss_a_from_ka | pf_ikss_b_from_ka | pf_ikss_c_from_ka | pf_ikss_a_to_ka | pf_ikss_b_to_ka | pf_ikss_c_to_ka | pf_skss_a_from_mw | pf_skss_b_from_mw | pf_skss_c_from_mw | pf_skss_a_to_mw | pf_skss_b_to_mw | pf_skss_c_to_mw | pf_p_a_from_mw | pf_p_b_from_mw | pf_p_c_from_mw | pf_p_a_to_mw | pf_p_b_to_mw | pf_p_c_to_mw | pf_q_a_from_mvar | pf_q_b_from_mvar | pf_q_c_from_mvar | pf_q_a_to_mvar | pf_q_b_to_mvar | pf_q_c_to_mvar | pf_ikss_a_from_degree | pf_ikss_b_from_degree | pf_ikss_c_from_degree | pf_ikss_a_to_degree | pf_ikss_b_to_degree | pf_ikss_c_to_degree | 3xI0 | pf_vm_a_from_pu | pf_vm_b_from_pu | pf_vm_c_from_pu | pf_vm_a_to_pu | pf_vm_b_to_pu | pf_vm_c_to_pu | pf_va_a_from_degree | pf_va_b_from_degree | pf_va_c_from_degree | pf_va_a_to_degree | pf_va_b_to_degree | pf_va_c_to_degree
Line0_1_2 | 0.0022381 | 0.0022381 | 0.0022381 | 0.0022382 | 0.0022382 | 0.0022382 | 0.00051688 | 0.00051688 | 0.00051688 | 0.00051688 | 0.00051688 | 0.00051688 | -0.00030317 | -9.5925e-05 | 0.00047467 | 0.00030322 | 9.5978e-05 | -0.00047463 | -0.00030327 | 0.00047387 | -9.501e-05 | 0.00030332 | -0.00047382 | 9.5057e-05 | 134.9136 | 134.9136 | 134.9136 | -45.0869 | -45.0869 | -45.0869 |  | 0.82963 | 0.93539 | 0.93656 | 0.82976 | 0.93531 | 0.93649 | -0.076871 | -123.6427 | 123.5949 | -0.076683 | -123.6359 | 123.588
Line10_11_12 | 0.0022295 | 0.0022295 | 0.0022295 | 0.0022295 | 0.0022295 | 0.0022295 | 0.00051487 | 0.00051487 | 0.00051487 | 0.00051488 | 0.00051488 | 0.00051488 | -0.00030206 | -9.5686e-05 | 0.00047274 | 0.00030211 | 9.5738e-05 | -0.0004727 | -0.00030222 | 0.00047192 | -9.4703e-05 | 0.00030227 | -0.00047188 | 9.475e-05 | 134.909 | 134.909 | 134.909 | -45.0914 | -45.0914 | -45.0914 |  | 0.8299 | 0.93523 | 0.93642 | 0.83003 | 0.93516 | 0.93635 | -0.076498 | -123.6292 | 123.5811 | -0.076312 | -123.6225 | 123.5742
Line11_12_13 | 0.0022295 | 0.0022295 | 0.0022295 | 0.0022295 | 0.0022295 | 0.0022295 | 0.00051488 | 0.00051488 | 0.00051488 | 0.00051488 | 0.00051488 | 0.00051488 | -0.00030211 | -9.5738e-05 | 0.0004727 | 0.00030216 | 9.579e-05 | -0.00047266 | -0.00030227 | 0.00047188 | -9.475e-05 | 0.00030232 | -0.00047183 | 9.4796e-05 | 134.9086 | 134.9086 | 134.9086 | -45.0919 | -45.0919 | -45.0919 |  | 0.83003 | 0.93516 | 0.93635 | 0.83016 | 0.93508 | 0.93627 | -0.076312 | -123.6225 | 123.5742 | -0.076126 | -123.6158 | 123.5673
Line12_13_15 | 0 | 0 | 0 | 0 | 0 | 0 | 0 | 0 | 0 | 0 | 0 | 0 | -6.4156e-10 | 1.378e-08 | -1.3005e-08 | 6.4029e-10 | -9.3131e-09 | 8.5397e-09 | 1.4282e-08 | -8.2941e-09 | -9.4975e-09 | -9.525e-09 | 5.3348e-09 | 6.5239e-09 | 0 | 0 | 0 | 0 | 0 | 0 |  | 0.83016 | 0.93508 | 0.93627 | 0.83016 | 0.93508 | 0.93627 | -0.076126 | -123.6158 | 123.5673 | -0.076126 | -123.6158 | 123.5673
Line13_13_14 | 0.0022295 | 0.0022295 | 0.0022295 | 0.0022296 | 0.0022296 | 0.0022296 | 0.00051489 | 0.00051489 | 0.00051489 | 0.0005149 | 0.0005149 | 0.0005149 | -0.00030216 | -9.5804e-05 | 0.00047267 | 0.00030221 | 9.5856e-05 | -0.00047263 | -0.00030234 | 0.00047184 | -9.4787e-05 | 0.00030239 | -0.00047179 | 9.4833e-05 | 134.9067 | 134.9067 | 134.9067 | -45.0938 | -45.0938 | -45.0938 |  | 0.83016 | 0.93508 | 0.93627 | 0.8303 | 0.93501 | 0.9362 | -0.076126 | -123.6158 | 123.5673 | -0.07594 | -123.609 | 123.5604
Line14_15_16 | 0 | 0 | 0 | 0 | 0 | 0 | 0 | 0 | 0 | 0 | 0 | 0 | -4.2771e-10 | 9.1867e-09 | -8.6703e-09 | 4.2643e-10 | -4.7198e-09 | 4.2046e-09 | 9.5214e-09 | -5.5294e-09 | -6.3316e-09 | -4.7643e-09 | 2.5701e-09 | 3.3581e-09 | 0 | 0 | 0 | 0 | 0 | 0 |  | 0.83016 | 0.93508 | 0.93627 | 0.83016 | 0.93508 | 0.93627 | -0.076126 | -123.6158 | 123.5673 | -0.076125 | -123.6158 | 123.5673
Line15_16_17 | 0 | 0 | 0 | 0 | 0 | 0 | 0 | 0 | 0 | 0 | 0 | 0 | -2.1385e-10 | 4.5934e-09 | -4.3351e-09 | 2.1258e-10 | -1.2643e-10 | -1.3052e-10 | 4.7607e-09 | -2.7647e-09 | -3.1658e-09 | -3.6399e-12 | -1.946e-10 | 1.9224e-10 | 0 | 0 | 0 | 0 | 0 | 0 |  | 0.83016 | 0.93508 | 0.93627 | 0.83016 | 0.93508 | 0.93627 | -0.076125 | -123.6158 | 123.5673 | -0.076125 | -123.6158 | 123.5673
Line16_4_18 | 0.026924 | 0 | 0 | 0.026924 | 0 | 0 | 0.0062178 | 0 | 0 | 0.0062178 | 0 | 0 | 0.0036361 | 4.6697e-09 | -4.4163e-09 | -0.0036245 | -1.2494e-10 | -1.291e-10 | 0.0036366 | -2.8196e-09 | -3.2139e-09 | -0.0036245 | -1.9269e-10 | 1.9028e-10 | -45.0843 | 0 | 0 | 134.9157 | 0 | 0 |  | 0.82707 | 0.935 | 0.9362 | 0.82438 | 0.9347 | 0.93591 | -0.080461 | -123.6087 | 123.5601 | -0.084268 | -123.5816 | 123.5323
Line17_5_19 | 0.0022426 | 0.0022426 | 0.0022426 | 0.0022426 | 0.0022426 | 0.0022426 | 0.00051791 | 0.00051791 | 0.00051791 | 0.00051791 | 0.00051791 | 0.00051791 | -0.00030382 | -9.6165e-05 | 0.00047557 | 0.00030387 | 9.6218e-05 | -0.00047553 | -0.00030392 | 0.00047476 | -9.5248e-05 | 0.00030398 | -0.00047471 | 9.5296e-05 | 134.9135 | 134.9135 | 134.9135 | -45.087 | -45.087 | -45.087 |  | 0.82976 | 0.93531 | 0.93649 | 0.8299 | 0.93523 | 0.93642 | -0.076682 | -123.6359 | 123.588 | -0.076494 | -123.6292 | 123.581
Line1_1_3 | 0.0022294 | 0.0022294 | 0.0022294 | 0.0022294 | 0.0022294 | 0.0022294 | 0.00051486 | 0.00051486 | 0.00051486 | 0.00051487 | 0.00051487 | 0.00051487 | -0.00030197 | -9.5581e-05 | 0.00047283 | 0.00030202 | 9.5633e-05 | -0.00047279 | -0.00030211 | 0.00047202 | -9.461e-05 | 0.00030216 | -0.00047197 | 9.4657e-05 | 134.91 | 134.91 | 134.91 | -45.0905 | -45.0905 | -45.0905 |  | 0.82963 | 0.93539 | 0.93656 | 0.82976 | 0.93531 | 0.93649 | -0.076871 | -123.6427 | 123.5949 | -0.076684 | -123.636 | 123.588
Line2_1_4 | 0.02466 | 0.0022645 | 0.0022645 | 0.02466 | 0.0022645 | 0.0022645 | 0.0056949 | 0.00052297 | 0.00052297 | 0.0056949 | 0.00052297 | 0.00052297 | 0.0033403 | -9.6958e-05 | 0.00048025 | -0.0033302 | 9.7207e-05 | -0.00048001 | 0.0033413 | 0.00047947 | -9.6228e-05 | -0.0033308 | -0.00047922 | 9.6479e-05 | -45.0851 | 134.9253 | 134.9253 | 134.9149 | -45.0752 | -45.0752 |  | 0.82963 | 0.93539 | 0.93656 | 0.82707 | 0.935 | 0.9362 | -0.076871 | -123.6427 | 123.5949 | -0.080461 | -123.6087 | 123.5601
Line3_1_5 | 0.0022426 | 0.0022426 | 0.0022426 | 0.0022426 | 0.0022426 | 0.0022426 | 0.0005179 | 0.0005179 | 0.0005179 | 0.00051791 | 0.00051791 | 0.00051791 | -0.00030377 | -9.6112e-05 | 0.00047561 | 0.00030382 | 9.6165e-05 | -0.00047557 | -0.00030387 | 0.00047481 | -9.5201e-05 | 0.00030392 | -0.00047476 | 9.5249e-05 | 134.914 | 134.914 | 134.914 | -45.0865 | -45.0865 | -45.0865 |  | 0.82963 | 0.93539 | 0.93656 | 0.82976 | 0.93531 | 0.93649 | -0.076871 | -123.6427 | 123.5949 | -0.076682 | -123.6359 | 123.588
Line4_2_6 | 0.0022382 | 0.0022382 | 0.0022382 | 0.0022382 | 0.0022382 | 0.0022382 | 0.00051688 | 0.00051688 | 0.00051688 | 0.00051689 | 0.00051689 | 0.00051689 | -0.00030322 | -9.5978e-05 | 0.00047463 | 0.00030326 | 9.6031e-05 | -0.00047459 | -0.00030332 | 0.00047382 | -9.5057e-05 | 0.00030338 | -0.00047377 | 9.5104e-05 | 134.9131 | 134.9131 | 134.9131 | -45.0874 | -45.0874 | -45.0874 |  | 0.82976 | 0.93531 | 0.93649 | 0.8299 | 0.93523 | 0.93642 | -0.076683 | -123.6359 | 123.588 | -0.076495 | -123.6292 | 123.581
Line5_6_7 | 0.0022382 | 0.0022382 | 0.0022382 | 0.0022382 | 0.0022382 | 0.0022382 | 0.00051689 | 0.00051689 | 0.00051689 | 0.00051689 | 0.00051689 | 0.00051689 | -0.00030326 | -9.6031e-05 | 0.00047459 | 0.00030331 | 9.6083e-05 | -0.00047454 | -0.00030338 | 0.00047377 | -9.5104e-05 | 0.00030343 | -0.00047373 | 9.5151e-05 | 134.9126 | 134.9126 | 134.9126 | -45.0878 | -45.0878 | -45.0878 |  | 0.8299 | 0.93523 | 0.93642 | 0.83003 | 0.93516 | 0.93635 | -0.076495 | -123.6292 | 123.581 | -0.076308 | -123.6224 | 123.5741
Line6_7_8 | 0 | 0 | 0 | 0 | 0 | 0 | 0 | 0 | 0 | 0 | 0 | 0 | -6.4207e-10 | 1.3807e-08 | -1.3031e-08 | 6.4099e-10 | -9.3311e-09 | 8.5564e-09 | 1.4307e-08 | -8.313e-09 | -9.5176e-09 | -9.5419e-09 | 5.347e-09 | 6.5377e-09 | 0 | 0 | 0 | 0 | 0 | 0 |  | 0.83003 | 0.93516 | 0.93635 | 0.83003 | 0.93516 | 0.93635 | -0.076308 | -123.6224 | 123.5741 | -0.076308 | -123.6224 | 123.5741
Line7_8_9 | 0 | 0 | 0 | 0 | 0 | 0 | 0 | 0 | 0 | 0 | 0 | 0 | -2.1402e-10 | 4.6022e-09 | -4.3436e-09 | 2.1295e-10 | -1.2672e-10 | -1.3079e-10 | 4.7691e-09 | -2.771e-09 | -3.1725e-09 | -3.648e-12 | -1.9498e-10 | 1.9263e-10 | 0 | 0 | 0 | 0 | 0 | 0 |  | 0.83003 | 0.93516 | 0.93635 | 0.83003 | 0.93516 | 0.93635 | -0.076308 | -123.6224 | 123.5741 | -0.076308 | -123.6224 | 123.5741
Line8_8_10 | 0 | 0 | 0 | 0 | 0 | 0 | 0 | 0 | 0 | 0 | 0 | 0 | -2.1402e-10 | 4.6022e-09 | -4.3436e-09 | 2.1295e-10 | -1.2672e-10 | -1.3079e-10 | 4.7691e-09 | -2.771e-09 | -3.1725e-09 | -3.648e-12 | -1.9498e-10 | 1.9263e-10 | 0 | 0 | 0 | 0 | 0 | 0 |  | 0.83003 | 0.93516 | 0.93635 | 0.83003 | 0.93516 | 0.93635 | -0.076308 | -123.6224 | 123.5741 | -0.076308 | -123.6224 | 123.5741
Line9_3_11 | 0.0022294 | 0.0022294 | 0.0022294 | 0.0022295 | 0.0022295 | 0.0022295 | 0.00051487 | 0.00051487 | 0.00051487 | 0.00051487 | 0.00051487 | 0.00051487 | -0.00030202 | -9.5633e-05 | 0.00047279 | 0.00030206 | 9.5686e-05 | -0.00047274 | -0.00030216 | 0.00047197 | -9.4656e-05 | 0.00030222 | -0.00047192 | 9.4703e-05 | 134.9095 | 134.9095 | 134.9095 | -45.0909 | -45.0909 | -45.0909 |  | 0.82976 | 0.93531 | 0.93649 | 0.8299 | 0.93523 | 0.93642 | -0.076684 | -123.636 | 123.588 | -0.076498 | -123.6292 | 123.5811

## LLG_max_6
name | pf_ikss_a_from_ka | pf_ikss_b_from_ka | pf_ikss_c_from_ka | pf_ikss_a_to_ka | pf_ikss_b_to_ka | pf_ikss_c_to_ka | pf_skss_a_from_mw | pf_skss_b_from_mw | pf_skss_c_from_mw | pf_skss_a_to_mw | pf_skss_b_to_mw | pf_skss_c_to_mw | pf_p_a_from_mw | pf_p_b_from_mw | pf_p_c_from_mw | pf_p_a_to_mw | pf_p_b_to_mw | pf_p_c_to_mw | pf_q_a_from_mvar | pf_q_b_from_mvar | pf_q_c_from_mvar | pf_q_a_to_mvar | pf_q_b_to_mvar | pf_q_c_to_mvar | pf_ikss_a_from_degree | pf_ikss_b_from_degree | pf_ikss_c_from_degree | pf_ikss_a_to_degree | pf_ikss_b_to_degree | pf_ikss_c_to_degree | 3xI0 | pf_vm_a_from_pu | pf_vm_b_from_pu | pf_vm_c_from_pu | pf_vm_a_to_pu | pf_vm_b_to_pu | pf_vm_c_to_pu | pf_va_a_from_degree | pf_va_b_from_degree | pf_va_c_from_degree | pf_va_a_to_degree | pf_va_b_to_degree | pf_va_c_to_degree
Line0_1_2 | 0.016612 | 0.016612 | 0.016612 | 0.016612 | 0.016612 | 0.016612 | 0.0038363 | 0.0038363 | 0.0038363 | 0.0038363 | 0.0038363 | 0.0038363 | 0.0041934 | 0.0014249 | -0.0014664 | -0.004192 | -0.0014236 | 0.0014678 | 0.0042469 | -0.001871 | 0.001788 | -0.0042442 | 0.0018737 | -0.0017853 | -45.7347 | -45.7346 | -45.7347 | 134.2649 | 134.2649 | 134.2648 |  | 1.5558 | 0.61304 | 0.60278 | 1.555 | 0.61339 | 0.60245 | -0.3714 | -98.4414 | 83.6202 | -0.3806 | -98.5088 | 83.69
Line10_11_12 | 0.016562 | 0.016562 | 0.016562 | 0.016562 | 0.016562 | 0.016562 | 0.0038249 | 0.0038249 | 0.0038249 | 0.0038249 | 0.0038249 | 0.0038249 | 0.004174 | 0.0014198 | -0.0014665 | -0.0041726 | -0.0014184 | 0.0014679 | 0.0042329 | -0.0018695 | 0.0017758 | -0.0042302 | 0.0018722 | -0.001773 | -45.7913 | -45.7913 | -45.7914 | 134.2082 | 134.2083 | 134.2082 |  | 1.5542 | 0.61375 | 0.60212 | 1.5535 | 0.6141 | 0.6018 | -0.38969 | -98.5759 | 83.7595 | -0.39884 | -98.643 | 83.8293
Line11_12_13 | 0.016562 | 0.016562 | 0.016562 | 0.016562 | 0.016562 | 0.016562 | 0.0038249 | 0.0038249 | 0.0038249 | 0.0038249 | 0.0038249 | 0.0038249 | 0.0041726 | 0.0014184 | -0.0014679 | -0.0041712 | -0.0014171 | 0.0014693 | 0.0042302 | -0.0018722 | 0.001773 | -0.0042276 | 0.001875 | -0.0017703 | -45.7918 | -45.7917 | -45.7918 | 134.2078 | 134.2078 | 134.2077 |  | 1.5535 | 0.6141 | 0.6018 | 1.5527 | 0.61446 | 0.60148 | -0.39884 | -98.643 | 83.8293 | -0.40801 | -98.71 | 83.8992
Line12_13_15 | 0 | 0 | 0 | 0 | 0 | 0 | 0 | 0 | 0 | 0 | 0 | 0 | 9.8233e-09 | -8.0141e-08 | 7.4811e-08 | -9.4111e-09 | 5.4247e-08 | -4.9329e-08 | -1.9807e-07 | 8.2638e-09 | -3.0457e-09 | 1.32e-07 | -4.6502e-09 | 6.6605e-10 | 0 | 0 | 0 | 0 | 0 | 0 |  | 1.5527 | 0.61446 | 0.60148 | 1.5527 | 0.61446 | 0.60148 | -0.40801 | -98.71 | 83.8992 | -0.40801 | -98.71 | 83.8992
Line13_13_14 | 0.016563 | 0.016563 | 0.016563 | 0.016563 | 0.016563 | 0.016563 | 0.003825 | 0.003825 | 0.003825 | 0.003825 | 0.003825 | 0.003825 | 0.0041712 | 0.0014172 | -0.0014694 | -0.0041699 | -0.0014158 | 0.0014708 | 0.0042278 | -0.001875 | 0.0017703 | -0.0042251 | 0.0018777 | -0.0017676 | -45.7937 | -45.7937 | -45.7937 | 134.2059 | 134.2059 | 134.2059 |  | 1.5527 | 0.61446 | 0.60148 | 1.5519 | 0.61481 | 0.60115 | -0.40801 | -98.71 | 83.8992 | -0.41718 | -98.777 | 83.9692
Line14_15_16 | 0 | 0 | 0 | 0 | 0 | 0 | 0 | 0 | 0 | 0 | 0 | 0 | 6.5489e-09 | -5.3427e-08 | 4.9874e-08 | -6.1367e-09 | 2.7533e-08 | -2.4392e-08 | -1.3205e-07 | 5.5092e-09 | -2.0305e-09 | 6.598e-08 | -1.8957e-09 | -3.4918e-10 | 0 | 0 | 0 | 0 | 0 | 0 |  | 1.5527 | 0.61446 | 0.60148 | 1.5527 | 0.61446 | 0.60148 | -0.40801 | -98.71 | 83.8992 | -0.40801 | -98.71 | 83.8992
Line15_16_17 | 0 | 0 | 0 | 0 | 0 | 0 | 0 | 0 | 0 | 0 | 0 | 0 | 3.2744e-09 | -2.6714e-08 | 2.4937e-08 | -2.8622e-09 | 8.1984e-10 | 5.4453e-10 | -6.6023e-08 | 2.7546e-09 | -1.0152e-09 | -4.2568e-11 | 8.5894e-10 | -1.3644e-09 | 0 | 0 | 0 | 0 | 0 | 0 |  | 1.5527 | 0.61446 | 0.60148 | 1.5527 | 0.61446 | 0.60148 | -0.40801 | -98.71 | 83.8992 | -0.40801 | -98.71 | 83.8992
Line16_4_18 | 0 | 3.1824 | 3.0976 | 0 | 3.1824 | 3.0976 | 0 | 0.73495 | 0.71536 | 0 | 0.73495 | 0.71536 | 2.9477e-09 | 0.098911 | 0.098253 | -2.8333e-09 | 8.2075e-14 | 2.5124e-14 | -6.6876e-08 | 0.20255 | 0.19178 | -4.7343e-11 | 6.8642e-14 | -4.5395e-15 | 0 | -162.4818 | 20.8179 | 0 | 17.5182 | -159.1821 |  | 1.5519 | 0.3067 | 0.30122 | 1.5489 | 0 | 0 | -0.41776 | -98.5094 | 83.6905 | -0.45491 | 0 | 0
Line17_5_19 | 0.016637 | 0.016637 | 0.016637 | 0.016637 | 0.016637 | 0.016637 | 0.0038422 | 0.0038422 | 0.0038422 | 0.0038422 | 0.0038422 | 0.0038422 | 0.0042004 | 0.0014249 | -0.0014692 | -0.004199 | -0.0014235 | 0.0014706 | 0.0042488 | -0.0018772 | 0.0017887 | -0.0042461 | 0.00188 | -0.0017859 | -45.7086 | -45.7086 | -45.7086 | 134.2909 | 134.291 | 134.2909 |  | 1.555 | 0.6134 | 0.60245 | 1.5542 | 0.61375 | 0.60212 | -0.38062 | -98.5089 | 83.6901 | -0.38985 | -98.5764 | 83.7601
Line1_1_3 | 0.016562 | 0.016562 | 0.016562 | 0.016562 | 0.016562 | 0.016562 | 0.0038248 | 0.0038248 | 0.0038248 | 0.0038248 | 0.0038248 | 0.0038248 | 0.0041767 | 0.0014225 | -0.0014637 | -0.0041754 | -0.0014211 | 0.0014651 | 0.0042383 | -0.001864 | 0.0017813 | -0.0042356 | 0.0018667 | -0.0017785 | -45.7904 | -45.7903 | -45.7904 | 134.2092 | 134.2093 | 134.2091 |  | 1.5558 | 0.61304 | 0.60278 | 1.555 | 0.61339 | 0.60245 | -0.3714 | -98.4414 | 83.6202 | -0.38054 | -98.5087 | 83.6898
Line2_1_4 | 0.016762 | 3.1749 | 3.1043 | 0.016762 | 3.1749 | 3.1043 | 0.0038709 | 0.73321 | 0.71692 | 0.003871 | 0.73321 | 0.71692 | 0.0042439 | 0.19866 | 0.19561 | -0.0042369 | -0.099626 | -0.097515 | 0.0042728 | 0.4032 | 0.38533 | -0.0042589 | -0.2016 | -0.19268 | -45.5663 | -162.2121 | 20.5344 | 134.4333 | 17.7879 | -159.4656 |  | 1.5558 | 0.61304 | 0.60278 | 1.5519 | 0.3067 | 0.30122 | -0.3714 | -98.4414 | 83.6202 | -0.41776 | -98.5094 | 83.6905
Line3_1_5 | 0.016637 | 0.016637 | 0.016637 | 0.016637 | 0.016637 | 0.016637 | 0.0038421 | 0.0038421 | 0.0038421 | 0.0038422 | 0.0038422 | 0.0038422 | 0.0042018 | 0.0014262 | -0.0014678 | -0.0042004 | -0.0014249 | 0.0014692 | 0.0042515 | -0.0018745 | 0.0017914 | -0.0042488 | 0.0018772 | -0.0017887 | -45.7081 | -45.7081 | -45.7081 | 134.2914 | 134.2914 | 134.2914 |  | 1.5558 | 0.61304 | 0.60278 | 1.555 | 0.6134 | 0.60245 | -0.3714 | -98.4414 | 83.6202 | -0.38062 | -98.5089 | 83.6901
Line4_2_6 | 0.016612 | 0.016612 | 0.016612 | 0.016612 | 0.016612 | 0.016612 | 0.0038363 | 0.0038363 | 0.0038363 | 0.0038363 | 0.0038363 | 0.0038364 | 0.004192 | 0.0014236 | -0.0014678 | -0.0041906 | -0.0014222 | 0.0014692 | 0.0042442 | -0.0018737 | 0.0017853 | -0.0042415 | 0.0018765 | -0.0017825 | -45.7352 | -45.7351 | -45.7352 | 134.2644 | 134.2644 | 134.2643 |  | 1.555 | 0.61339 | 0.60245 | 1.5542 | 0.61375 | 0.60212 | -0.3806 | -98.5088 | 83.69 | -0.3898 | -98.5762 | 83.7599
Line5_6_7 | 0.016612 | 0.016612 | 0.016612 | 0.016612 | 0.016612 | 0.016612 | 0.0038363 | 0.0038363 | 0.0038363 | 0.0038364 | 0.0038364 | 0.0038364 | 0.0041906 | 0.0014222 | -0.0014692 | -0.0041893 | -0.0014209 | 0.0014706 | 0.0042415 | -0.0018765 | 0.0017825 | -0.0042388 | 0.0018792 | -0.0017798 | -45.7356 | -45.7356 | -45.7357 | 134.2639 | 134.264 | 134.2639 |  | 1.5542 | 0.61375 | 0.60212 | 1.5535 | 0.61411 | 0.60179 | -0.3898 | -98.5762 | 83.7599 | -0.39901 | -98.6435 | 83.8299
Line6_7_8 | 0 | 0 | 0 | 0 | 0 | 0 | 0 | 0 | 0 | 0 | 0 | 0 | 9.777e-09 | -8.0217e-08 | 7.4959e-08 | -9.3859e-09 | 5.4297e-08 | -4.943e-08 | -1.9846e-07 | 8.2152e-09 | -3.1813e-09 | 1.3227e-07 | -4.6158e-09 | 7.5345e-10 | 0 | 0 | 0 | 0 | 0 | 0 |  | 1.5535 | 0.61411 | 0.60179 | 1.5535 | 0.61411 | 0.60179 | -0.39901 | -98.6435 | 83.8299 | -0.39901 | -98.6435 | 83.8299
Line7_8_9 | 0 | 0 | 0 | 0 | 0 | 0 | 0 | 0 | 0 | 0 | 0 | 0 | 3.259e-09 | -2.6739e-08 | 2.4986e-08 | -2.8679e-09 | 8.1916e-10 | 5.4246e-10 | -6.6154e-08 | 2.7384e-09 | -1.0604e-09 | -4.165e-11 | 8.6101e-10 | -1.3674e-09 | 0 | 0 | 0 | 0 | 0 | 0 |  | 1.5535 | 0.61411 | 0.60179 | 1.5535 | 0.61411 | 0.60179 | -0.39901 | -98.6435 | 83.8299 | -0.39901 | -98.6435 | 83.8299
Line8_8_10 | 0 | 0 | 0 | 0 | 0 | 0 | 0 | 0 | 0 | 0 | 0 | 0 | 3.259e-09 | -2.6739e-08 | 2.4986e-08 | -2.8679e-09 | 8.1916e-10 | 5.4246e-10 | -6.6154e-08 | 2.7384e-09 | -1.0604e-09 | -4.1649e-11 | 8.6101e-10 | -1.3674e-09 | 0 | 0 | 0 | 0 | 0 | 0 |  | 1.5535 | 0.61411 | 0.60179 | 1.5535 | 0.61411 | 0.60179 | -0.39901 | -98.6435 | 83.8299 | -0.39901 | -98.6435 | 83.8299
Line9_3_11 | 0.016562 | 0.016562 | 0.016562 | 0.016562 | 0.016562 | 0.016562 | 0.0038248 | 0.0038248 | 0.0038248 | 0.0038249 | 0.0038249 | 0.0038249 | 0.0041754 | 0.0014211 | -0.0014651 | -0.004174 | -0.0014198 | 0.0014665 | 0.0042356 | -0.0018667 | 0.0017785 | -0.0042329 | 0.0018695 | -0.0017758 | -45.7908 | -45.7908 | -45.7909 | 134.2087 | 134.2088 | 134.2087 |  | 1.555 | 0.61339 | 0.60245 | 1.5542 | 0.61375 | 0.60212 | -0.38054 | -98.5087 | 83.6898 | -0.38969 | -98.5759 | 83.7595

## LLG_max_10
name | pf_ikss_a_from_ka | pf_ikss_b_from_ka | pf_ikss_c_from_ka | pf_ikss_a_to_ka | pf_ikss_b_to_ka | pf_ikss_c_to_ka | pf_skss_a_from_mw | pf_skss_b_from_mw | pf_skss_c_from_mw | pf_skss_a_to_mw | pf_skss_b_to_mw | pf_skss_c_to_mw | pf_p_a_from_mw | pf_p_b_from_mw | pf_p_c_from_mw | pf_p_a_to_mw | pf_p_b_to_mw | pf_p_c_to_mw | pf_q_a_from_mvar | pf_q_b_from_mvar | pf_q_c_from_mvar | pf_q_a_to_mvar | pf_q_b_to_mvar | pf_q_c_to_mvar | pf_ikss_a_from_degree | pf_ikss_b_from_degree | pf_ikss_c_from_degree | pf_ikss_a_to_degree | pf_ikss_b_to_degree | pf_ikss_c_to_degree | 3xI0 | pf_vm_a_from_pu | pf_vm_b_from_pu | pf_vm_c_from_pu | pf_vm_a_to_pu | pf_vm_b_to_pu | pf_vm_c_to_pu | pf_va_a_from_degree | pf_va_b_from_degree | pf_va_c_from_degree | pf_va_a_to_degree | pf_va_b_to_degree | pf_va_c_to_degree
Line0_1_2 | 0.017399 | 0.017399 | 0.017399 | 0.017399 | 0.017399 | 0.017399 | 0.004018 | 0.004018 | 0.004018 | 0.0040181 | 0.0040181 | 0.0040181 | 0.0046001 | 0.0015311 | -0.0015765 | -0.0045986 | -0.0015296 | 0.001578 | 0.0046589 | -0.0020274 | 0.0019364 | -0.0046559 | 0.0020304 | -0.0019334 | -45.7457 | -45.7456 | -45.7458 | 134.2538 | 134.2539 | 134.2538 |  | 1.6295 | 0.63228 | 0.62145 | 1.6287 | 0.63266 | 0.6211 | -0.38242 | -98.6855 | 83.4046 | -0.39161 | -98.7539 | 83.4755
Line10_11_12 | 0.017347 | 0.017347 | 0.017347 | 0.017347 | 0.017347 | 0.017347 | 0.0040061 | 0.0040061 | 0.0040061 | 0.0040061 | 0.0040061 | 0.0040061 | 0.0045788 | 0.0015255 | -0.0015767 | -0.0045773 | -0.001524 | 0.0015782 | 0.0046435 | -0.0020258 | 0.0019231 | -0.0046405 | 0.0020288 | -0.00192 | -45.8023 | -45.8023 | -45.8024 | 134.1972 | 134.1973 | 134.1972 |  | 1.6279 | 0.63303 | 0.62076 | 1.6271 | 0.6334 | 0.62042 | -0.4007 | -98.8218 | 83.546 | -0.40985 | -98.8898 | 83.6168
Line11_12_13 | 0.017347 | 0.017347 | 0.017347 | 0.017347 | 0.017347 | 0.017347 | 0.0040061 | 0.0040061 | 0.0040061 | 0.0040061 | 0.0040061 | 0.0040061 | 0.0045773 | 0.001524 | -0.0015782 | -0.0045758 | -0.0015225 | 0.0015798 | 0.0046405 | -0.0020288 | 0.00192 | -0.0046376 | 0.0020318 | -0.001917 | -45.8028 | -45.8027 | -45.8028 | 134.1968 | 134.1968 | 134.1967 |  | 1.6271 | 0.6334 | 0.62042 | 1.6263 | 0.63378 | 0.62007 | -0.40985 | -98.8898 | 83.6168 | -0.41902 | -98.9577 | 83.6877
Line12_13_15 | 0 | 0 | 0 | 0 | 0 | 0 | 0 | 0 | 0 | 0 | 0 | 0 | 1.0772e-08 | -8.661e-08 | 8.0698e-08 | -1.0319e-08 | 5.8653e-08 | -5.3193e-08 | -2.1728e-07 | 9.3044e-09 | -3.5541e-09 | 1.448e-07 | -5.2851e-09 | 8.8834e-10 | 0 | 0 | 0 | 0 | 0 | 0 |  | 1.6263 | 0.63378 | 0.62007 | 1.6263 | 0.63378 | 0.62007 | -0.41902 | -98.9577 | 83.6877 | -0.41902 | -98.9577 | 83.6877
Line13_13_14 | 0.017347 | 0.017347 | 0.017347 | 0.017348 | 0.017348 | 0.017348 | 0.0040062 | 0.0040062 | 0.0040062 | 0.0040062 | 0.0040062 | 0.0040062 | 0.0045758 | 0.0015226 | -0.0015799 | -0.0045743 | -0.0015211 | 0.0015814 | 0.0046378 | -0.0020319 | 0.001917 | -0.0046349 | 0.0020349 | -0.001914 | -45.8047 | -45.8047 | -45.8047 | 134.1949 | 134.1949 | 134.1949 |  | 1.6263 | 0.63378 | 0.62007 | 1.6255 | 0.63416 | 0.61973 | -0.41902 | -98.9577 | 83.6877 | -0.42819 | -99.0256 | 83.7587
Line14_15_16 | 0 | 0 | 0 | 0 | 0 | 0 | 0 | 0 | 0 | 0 | 0 | 0 | 7.1811e-09 | -5.774e-08 | 5.3798e-08 | -6.7288e-09 | 2.9783e-08 | -2.6294e-08 | -1.4485e-07 | 6.2029e-09 | -2.3694e-09 | 7.2377e-08 | -2.1836e-09 | -2.9635e-10 | 0 | 0 | 0 | 0 | 0 | 0 |  | 1.6263 | 0.63378 | 0.62007 | 1.6263 | 0.63378 | 0.62007 | -0.41902 | -98.9577 | 83.6877 | -0.41902 | -98.9577 | 83.6877
Line15_16_17 | 0 | 0 | 0 | 0 | 0 | 0 | 0 | 0 | 0 | 0 | 0 | 0 | 3.5905e-09 | -2.887e-08 | 2.6899e-08 | -3.1383e-09 | 9.1297e-10 | 6.0548e-10 | -7.2425e-08 | 3.1015e-09 | -1.1847e-09 | -4.7968e-11 | 9.1784e-10 | -1.481e-09 | 0 | 0 | 0 | 0 | 0 | 0 |  | 1.6263 | 0.63378 | 0.62007 | 1.6263 | 0.63378 | 0.62007 | -0.41902 | -98.9577 | 83.6877 | -0.41902 | -98.9577 | 83.6877
Line16_4_18 | 0 | 3.2828 | 3.1932 | 0 | 3.2828 | 3.1932 | 0 | 0.75812 | 0.73743 | 0 | 0.75812 | 0.73743 | 3.2321e-09 | 0.10521 | 0.10445 | -3.1066e-09 | 1.328e-13 | 8.0272e-15 | -7.3361e-08 | 0.21551 | 0.2038 | -5.3205e-11 | 3.3644e-14 | -2.8441e-15 | 0 | -162.734 | 20.6114 | 0 | 17.266 | -159.3886 |  | 1.6254 | 0.31633 | 0.31055 | 1.6222 | 0 | 0 | -0.42877 | -98.7544 | 83.476 | -0.46592 | 0 | 0
Line17_5_19 | 0.017425 | 0.017425 | 0.017425 | 0.017425 | 0.017425 | 0.017425 | 0.0040242 | 0.0040242 | 0.0040242 | 0.0040242 | 0.0040242 | 0.0040242 | 0.0046078 | 0.001531 | -0.0015795 | -0.0046063 | -0.0015295 | 0.0015811 | 0.0046609 | -0.0020342 | 0.001937 | -0.0046579 | 0.0020372 | -0.001934 | -45.7196 | -45.7196 | -45.7196 | 134.2799 | 134.2799 | 134.2799 |  | 1.6287 | 0.63266 | 0.6211 | 1.6279 | 0.63304 | 0.62075 | -0.39164 | -98.754 | 83.4756 | -0.40086 | -98.8223 | 83.5466
Line1_1_3 | 0.017346 | 0.017346 | 0.017347 | 0.017347 | 0.017347 | 0.017347 | 0.004006 | 0.004006 | 0.004006 | 0.004006 | 0.004006 | 0.004006 | 0.0045819 | 0.0015284 | -0.0015737 | -0.0045803 | -0.001527 | 0.0015752 | 0.0046494 | -0.0020198 | 0.0019291 | -0.0046464 | 0.0020228 | -0.0019261 | -45.8014 | -45.8013 | -45.8014 | 134.1982 | 134.1982 | 134.1981 |  | 1.6295 | 0.63228 | 0.62145 | 1.6287 | 0.63266 | 0.6211 | -0.38242 | -98.6855 | 83.4046 | -0.39155 | -98.7537 | 83.4753
Line2_1_4 | 0.017556 | 3.2748 | 3.2003 | 0.017556 | 3.2748 | 3.2003 | 0.0040543 | 0.75628 | 0.73907 | 0.0040544 | 0.75628 | 0.73907 | 0.0046555 | 0.21131 | 0.20794 | -0.0046478 | -0.10597 | -0.10366 | 0.0046873 | 0.42896 | 0.40953 | -0.004672 | -0.21448 | -0.20478 | -45.5773 | -162.4607 | 20.3239 | 134.4222 | 17.5393 | -159.6761 |  | 1.6295 | 0.63228 | 0.62145 | 1.6254 | 0.31633 | 0.31055 | -0.38242 | -98.6855 | 83.4046 | -0.42877 | -98.7544 | 83.476
Line3_1_5 | 0.017425 | 0.017425 | 0.017425 | 0.017425 | 0.017425 | 0.017425 | 0.0040242 | 0.0040242 | 0.0040242 | 0.0040242 | 0.0040242 | 0.0040242 | 0.0046093 | 0.0015325 | -0.001578 | -0.0046078 | -0.001531 | 0.0015795 | 0.0046638 | -0.0020312 | 0.0019401 | -0.0046609 | 0.0020342 | -0.001937 | -45.7191 | -45.7191 | -45.7192 | 134.2804 | 134.2804 | 134.2804 |  | 1.6295 | 0.63228 | 0.62145 | 1.6287 | 0.63266 | 0.6211 | -0.38242 | -98.6855 | 83.4046 | -0.39164 | -98.754 | 83.4756
Line4_2_6 | 0.017399 | 0.017399 | 0.017399 | 0.017399 | 0.017399 | 0.017399 | 0.0040181 | 0.0040181 | 0.0040181 | 0.0040181 | 0.0040181 | 0.0040181 | 0.0045986 | 0.0015296 | -0.001578 | -0.0045971 | -0.0015281 | 0.0015796 | 0.0046559 | -0.0020304 | 0.0019334 | -0.0046529 | 0.0020334 | -0.0019303 | -45.7462 | -45.7461 | -45.7462 | 134.2534 | 134.2534 | 134.2533 |  | 1.6287 | 0.63266 | 0.6211 | 1.6279 | 0.63303 | 0.62075 | -0.39161 | -98.7539 | 83.4755 | -0.40081 | -98.8221 | 83.5464
Line5_6_7 | 0.017399 | 0.017399 | 0.017399 | 0.017399 | 0.017399 | 0.017399 | 0.0040181 | 0.0040181 | 0.0040181 | 0.0040181 | 0.0040181 | 0.0040181 | 0.0045971 | 0.0015281 | -0.0015796 | -0.0045956 | -0.0015266 | 0.0015811 | 0.0046529 | -0.0020334 | 0.0019303 | -0.00465 | 0.0020364 | -0.0019273 | -45.7466 | -45.7466 | -45.7467 | 134.2529 | 134.2529 | 134.2529 |  | 1.6279 | 0.63303 | 0.62075 | 1.6271 | 0.63341 | 0.62041 | -0.40081 | -98.8221 | 83.5464 | -0.41002 | -98.8903 | 83.6174
Line6_7_8 | 0 | 0 | 0 | 0 | 0 | 0 | 0 | 0 | 0 | 0 | 0 | 0 | 1.0721e-08 | -8.6691e-08 | 8.0858e-08 | -1.0292e-08 | 5.8706e-08 | -5.3302e-08 | -2.1771e-07 | 9.2507e-09 | -3.7024e-09 | 1.4509e-07 | -5.247e-09 | 9.8393e-10 | 0 | 0 | 0 | 0 | 0 | 0 |  | 1.6271 | 0.63341 | 0.62041 | 1.6271 | 0.63341 | 0.62041 | -0.41002 | -98.8903 | 83.6174 | -0.41002 | -98.8903 | 83.6174
Line7_8_9 | 0 | 0 | 0 | 0 | 0 | 0 | 0 | 0 | 0 | 0 | 0 | 0 | 3.5736e-09 | -2.8897e-08 | 2.6953e-08 | -3.1445e-09 | 9.1221e-10 | 6.0322e-10 | -7.2569e-08 | 3.0836e-09 | -1.2341e-09 | -4.6962e-11 | 9.2011e-10 | -1.4843e-09 | 0 | 0 | 0 | 0 | 0 | 0 |  | 1.6271 | 0.63341 | 0.62041 | 1.6271 | 0.63341 | 0.62041 | -0.41002 | -98.8903 | 83.6174 | -0.41002 | -98.8903 | 83.6174
Line8_8_10 | 0 | 0 | 0 | 0 | 0 | 0 | 0 | 0 | 0 | 0 | 0 | 0 | 3.5736e-09 | -2.8897e-08 | 2.6953e-08 | -3.1445e-09 | 9.1221e-10 | 6.0322e-10 | -7.2569e-08 | 3.0836e-09 | -1.2341e-09 | -4.6962e-11 | 9.2011e-10 | -1.4843e-09 | 0 | 0 | 0 | 0 | 0 | 0 |  | 1.6271 | 0.63341 | 0.62041 | 1.6271 | 0.63341 | 0.62041 | -0.41002 | -98.8903 | 83.6174 | -0.41002 | -98.8903 | 83.6174
Line9_3_11 | 0.017347 | 0.017347 | 0.017347 | 0.017347 | 0.017347 | 0.017347 | 0.004006 | 0.004006 | 0.004006 | 0.0040061 | 0.0040061 | 0.0040061 | 0.0045803 | 0.001527 | -0.0015752 | -0.0045788 | -0.0015255 | 0.0015767 | 0.0046464 | -0.0020228 | 0.0019261 | -0.0046435 | 0.0020258 | -0.0019231 | -45.8019 | -45.8018 | -45.8019 | 134.1977 | 134.1978 | 134.1976 |  | 1.6287 | 0.63266 | 0.6211 | 1.6279 | 0.63303 | 0.62076 | -0.39155 | -98.7537 | 83.4753 | -0.4007 | -98.8218 | 83.546

## LLG_max_fault_6
name | pf_ikss_a_from_ka | pf_ikss_b_from_ka | pf_ikss_c_from_ka | pf_ikss_a_to_ka | pf_ikss_b_to_ka | pf_ikss_c_to_ka | pf_skss_a_from_mw | pf_skss_b_from_mw | pf_skss_c_from_mw | pf_skss_a_to_mw | pf_skss_b_to_mw | pf_skss_c_to_mw | pf_p_a_from_mw | pf_p_b_from_mw | pf_p_c_from_mw | pf_p_a_to_mw | pf_p_b_to_mw | pf_p_c_to_mw | pf_q_a_from_mvar | pf_q_b_from_mvar | pf_q_c_from_mvar | pf_q_a_to_mvar | pf_q_b_to_mvar | pf_q_c_to_mvar | pf_ikss_a_from_degree | pf_ikss_b_from_degree | pf_ikss_c_from_degree | pf_ikss_a_to_degree | pf_ikss_b_to_degree | pf_ikss_c_to_degree | 3xI0 | pf_vm_a_from_pu | pf_vm_b_from_pu | pf_vm_c_from_pu | pf_vm_a_to_pu | pf_vm_b_to_pu | pf_vm_c_to_pu | pf_va_a_from_degree | pf_va_b_from_degree | pf_va_c_from_degree | pf_va_a_to_degree | pf_va_b_to_degree | pf_va_c_to_degree
Line0_1_2 | 0.0024344 | 0.0024344 | 0.0024344 | 0.0024344 | 0.0024344 | 0.0024344 | 0.00056219 | 0.00056219 | 0.00056219 | 0.0005622 | 0.0005622 | 0.0005622 | 0.00044608 | 0.00018223 | -0.00053915 | -0.00044605 | -0.00018221 | 0.00053918 | 0.00044767 | -0.00053959 | 0.00018135 | -0.00044762 | 0.00053966 | -0.00018129 | -45.1377 | -45.1377 | -45.1377 | 134.8618 | 134.8618 | 134.8618 |  | 1.1241 | 1.0131 | 1.0118 | 1.124 | 1.0131 | 1.0118 | -0.035964 | -116.4767 | 116.2709 | -0.037854 | -116.4814 | 116.2775
Line10_11_12 | 0.0024271 | 0.0024271 | 0.0024271 | 0.0024271 | 0.0024271 | 0.0024271 | 0.00056052 | 0.00056052 | 0.00056052 | 0.00056052 | 0.00056052 | 0.00056052 | 0.00044425 | 0.00018216 | -0.00053778 | -0.00044422 | -0.00018214 | 0.00053781 | 0.00044665 | -0.00053792 | 0.00018016 | -0.0004466 | 0.00053799 | -0.0001801 | -45.1943 | -45.1943 | -45.1943 | 134.8052 | 134.8052 | 134.8052 |  | 1.1239 | 1.0132 | 1.0118 | 1.1238 | 1.0133 | 1.0119 | -0.039721 | -116.4861 | 116.2841 | -0.0416 | -116.4908 | 116.2906
Line11_12_13 | 0.0024271 | 0.0024271 | 0.0024271 | 0.0024272 | 0.0024272 | 0.0024272 | 0.00056052 | 0.00056052 | 0.00056052 | 0.00056053 | 0.00056053 | 0.00056053 | 0.00044422 | 0.00018214 | -0.00053781 | -0.00044419 | -0.00018212 | 0.00053785 | 0.0004466 | -0.00053799 | 0.0001801 | -0.00044655 | 0.00053805 | -0.00018004 | -45.1948 | -45.1948 | -45.1948 | 134.8048 | 134.8048 | 134.8048 |  | 1.1238 | 1.0133 | 1.0119 | 1.1237 | 1.0134 | 1.0119 | -0.0416 | -116.4908 | 116.2906 | -0.04348 | -116.4955 | 116.2972
Line12_13_15 | 0 | 0 | 0 | 0 | 0 | 0 | 0 | 0 | 0 | 0 | 0 | 0 | 9.5657e-10 | -1.7377e-08 | 1.6545e-08 | -9.4128e-10 | 1.1713e-08 | -1.0896e-08 | -2.101e-08 | 7.6917e-09 | 9.1904e-09 | 1.4003e-08 | -4.8893e-09 | -6.3785e-09 | 0 | 0 | 0 | 0 | 0 | 0 |  | 1.1237 | 1.0134 | 1.0119 | 1.1237 | 1.0134 | 1.0119 | -0.04348 | -116.4955 | 116.2972 | -0.04348 | -116.4955 | 116.2972
Line13_13_14 | 0.0024272 | 0.0024272 | 0.0024272 | 0.0024272 | 0.0024272 | 0.0024272 | 0.00056054 | 0.00056054 | 0.00056054 | 0.00056054 | 0.00056054 | 0.00056054 | 0.00044419 | 0.00018213 | -0.00053786 | -0.00044416 | -0.00018211 | 0.0005379 | 0.00044657 | -0.00053806 | 0.00018003 | -0.00044652 | 0.00053812 | -0.00017997 | -45.1967 | -45.1967 | -45.1967 | 134.8029 | 134.8029 | 134.8029 |  | 1.1237 | 1.0134 | 1.0119 | 1.1236 | 1.0135 | 1.0119 | -0.04348 | -116.4955 | 116.2972 | -0.045359 | -116.5003 | 116.3038
Line14_15_16 | 0 | 0 | 0 | 0 | 0 | 0 | 0 | 0 | 0 | 0 | 0 | 0 | 6.3771e-10 | -1.1584e-08 | 1.103e-08 | -6.2242e-10 | 5.921e-09 | -5.3815e-09 | -1.4007e-08 | 5.1278e-09 | 6.1269e-09 | 7e-09 | -2.3254e-09 | -3.3151e-09 | 0 | 0 | 0 | 0 | 0 | 0 |  | 1.1237 | 1.0134 | 1.0119 | 1.1237 | 1.0134 | 1.0119 | -0.04348 | -116.4955 | 116.2972 | -0.04348 | -116.4955 | 116.2972
Line15_16_17 | 0 | 0 | 0 | 0 | 0 | 0 | 0 | 0 | 0 | 0 | 0 | 0 | 3.1886e-10 | -5.7922e-09 | 5.5149e-09 | -3.0356e-10 | 1.2874e-10 | 1.3334e-10 | -7.0033e-09 | 2.5639e-09 | 3.0635e-09 | -3.2829e-12 | 2.3849e-10 | -2.5159e-10 | 0 | 0 | 0 | 0 | 0 | 0 |  | 1.1237 | 1.0134 | 1.0119 | 1.1237 | 1.0134 | 1.0119 | -0.04348 | -116.4955 | 116.2972 | -0.04348 | -116.4955 | 116.2972
Line16_4_18 | 0 | 0.032913 | 0.032853 | 0 | 0.032913 | 0.032853 | 0 | 0.007601 | 0.0075871 | 0 | 0.007601 | 0.0075871 | 2.8491e-10 | 0.0054237 | 0.0054096 | -3.0109e-10 | -0.0054164 | -0.0053966 | -7.0965e-09 | 0.0054381 | 0.0054153 | -4.0053e-12 | -0.0054164 | -0.0053966 | 0 | -161.6332 | 71.2166 | 0 | 18.3668 | -108.7834 |  | 1.1236 | 1.0105 | 1.0089 | 1.1231 | 1.0078 | 1.0059 | -0.045478 | -116.5571 | 116.2472 | -0.053075 | -116.6332 | 116.2166
Line17_5_19 | 0.0024381 | 0.0024381 | 0.0024381 | 0.0024381 | 0.0024381 | 0.0024381 | 0.00056306 | 0.00056306 | 0.00056306 | 0.00056306 | 0.00056306 | 0.00056306 | 0.00044694 | 0.00018224 | -0.00053992 | -0.00044691 | -0.00018221 | 0.00053996 | 0.00044809 | -0.00054056 | 0.00018182 | -0.00044804 | 0.00054063 | -0.00018176 | -45.1116 | -45.1116 | -45.1116 | 134.8879 | 134.8879 | 134.8879 |  | 1.124 | 1.0131 | 1.0118 | 1.1239 | 1.0132 | 1.0118 | -0.037859 | -116.4814 | 116.2775 | -0.039755 | -116.4861 | 116.2841
Line1_1_3 | 0.0024271 | 0.0024271 | 0.0024271 | 0.0024271 | 0.0024271 | 0.0024271 | 0.00056051 | 0.00056051 | 0.00056051 | 0.00056052 | 0.00056052 | 0.00056052 | 0.00044431 | 0.00018221 | -0.00053771 | -0.00044428 | -0.00018219 | 0.00053774 | 0.00044676 | -0.0005378 | 0.00018029 | -0.00044671 | 0.00053786 | -0.00018023 | -45.1934 | -45.1934 | -45.1934 | 134.8062 | 134.8062 | 134.8062 |  | 1.1241 | 1.0131 | 1.0118 | 1.124 | 1.0131 | 1.0118 | -0.035964 | -116.4767 | 116.2709 | -0.037842 | -116.4814 | 116.2775
Line2_1_4 | 0.0024564 | 0.031887 | 0.031845 | 0.0024564 | 0.031887 | 0.031845 | 0.00056727 | 0.0073639 | 0.0073544 | 0.00056728 | 0.0073639 | 0.0073544 | 0.00045144 | 0.0056123 | 0.0048796 | -0.00045128 | -0.0056047 | -0.0048677 | 0.00045039 | 0.0049148 | 0.0056179 | -0.00045009 | -0.0048942 | -0.0055996 | -44.9693 | -157.6857 | 67.2476 | 135.0303 | 22.3143 | -112.7524 |  | 1.1241 | 1.0131 | 1.0118 | 1.1236 | 1.0105 | 1.0089 | -0.035964 | -116.4767 | 116.2709 | -0.045478 | -116.5571 | 116.2472
Line3_1_5 | 0.0024381 | 0.0024381 | 0.0024381 | 0.0024381 | 0.0024381 | 0.0024381 | 0.00056305 | 0.00056305 | 0.00056305 | 0.00056306 | 0.00056306 | 0.00056306 | 0.00044697 | 0.00018226 | -0.00053989 | -0.00044694 | -0.00018224 | 0.00053992 | 0.00044814 | -0.0005405 | 0.00018188 | -0.00044809 | 0.00054056 | -0.00018182 | -45.1111 | -45.1111 | -45.1111 | 134.8884 | 134.8884 | 134.8884 |  | 1.1241 | 1.0131 | 1.0118 | 1.124 | 1.0131 | 1.0118 | -0.035964 | -116.4767 | 116.2709 | -0.037859 | -116.4814 | 116.2775
Line4_2_6 | 0.0024344 | 0.0024344 | 0.0024344 | 0.0024344 | 0.0024344 | 0.0024344 | 0.0005622 | 0.0005622 | 0.0005622 | 0.0005622 | 0.0005622 | 0.0005622 | 0.00044605 | 0.00018221 | -0.00053918 | -0.00044602 | -0.00018219 | 0.00053922 | 0.00044762 | -0.00053966 | 0.00018129 | -0.00044756 | 0.00053972 | -0.00018123 | -45.1382 | -45.1382 | -45.1382 | 134.8614 | 134.8614 | 134.8614 |  | 1.124 | 1.0131 | 1.0118 | 1.1239 | 1.0132 | 1.0118 | -0.037854 | -116.4814 | 116.2775 | -0.039744 | -116.4861 | 116.2841
Line5_6_7 | 0.0024344 | 0.0024344 | 0.0024344 | 0.0024344 | 0.0024344 | 0.0024344 | 0.0005622 | 0.0005622 | 0.0005622 | 0.00056221 | 0.00056221 | 0.00056221 | 0.00044602 | 0.00018219 | -0.00053922 | -0.00044599 | -0.00018216 | 0.00053925 | 0.00044756 | -0.00053972 | 0.00018123 | -0.00044751 | 0.00053978 | -0.00018117 | -45.1386 | -45.1386 | -45.1386 | 134.8609 | 134.8609 | 134.8609 |  | 1.1239 | 1.0132 | 1.0118 | 1.1238 | 1.0133 | 1.0119 | -0.039744 | -116.4861 | 116.2841 | -0.041634 | -116.4908 | 116.2907
Line6_7_8 | 0 | 0 | 0 | 0 | 0 | 0 | 0 | 0 | 0 | 0 | 0 | 0 | 9.4848e-10 | -1.7398e-08 | 1.6575e-08 | -9.3637e-10 | 1.1728e-08 | -1.0916e-08 | -2.1044e-08 | 7.7096e-09 | 9.1939e-09 | 1.4026e-08 | -4.9009e-09 | -6.3813e-09 | 0 | 0 | 0 | 0 | 0 | 0 |  | 1.1238 | 1.0133 | 1.0119 | 1.1238 | 1.0133 | 1.0119 | -0.041634 | -116.4908 | 116.2907 | -0.041634 | -116.4908 | 116.2907
Line7_8_9 | 0 | 0 | 0 | 0 | 0 | 0 | 0 | 0 | 0 | 0 | 0 | 0 | 3.1616e-10 | -5.7993e-09 | 5.5248e-09 | -3.0405e-10 | 1.2901e-10 | 1.3337e-10 | -7.0146e-09 | 2.5699e-09 | 3.0646e-09 | -3.1439e-12 | 2.3879e-10 | -2.5203e-10 | 0 | 0 | 0 | 0 | 0 | 0 |  | 1.1238 | 1.0133 | 1.0119 | 1.1238 | 1.0133 | 1.0119 | -0.041634 | -116.4908 | 116.2907 | -0.041634 | -116.4908 | 116.2907
Line8_8_10 | 0 | 0 | 0 | 0 | 0 | 0 | 0 | 0 | 0 | 0 | 0 | 0 | 3.1616e-10 | -5.7993e-09 | 5.5248e-09 | -3.0405e-10 | 1.2901e-10 | 1.3337e-10 | -7.0146e-09 | 2.5699e-09 | 3.0646e-09 | -3.1439e-12 | 2.3879e-10 | -2.5203e-10 | 0 | 0 | 0 | 0 | 0 | 0 |  | 1.1238 | 1.0133 | 1.0119 | 1.1238 | 1.0133 | 1.0119 | -0.041634 | -116.4908 | 116.2907 | -0.041634 | -116.4908 | 116.2907
Line9_3_11 | 0.0024271 | 0.0024271 | 0.0024271 | 0.0024271 | 0.0024271 | 0.0024271 | 0.00056051 | 0.00056051 | 0.00056051 | 0.00056052 | 0.00056052 | 0.00056052 | 0.00044428 | 0.00018219 | -0.00053774 | -0.00044425 | -0.00018216 | 0.00053778 | 0.00044671 | -0.00053786 | 0.00018023 | -0.00044665 | 0.00053793 | -0.00018016 | -45.1939 | -45.1938 | -45.1938 | 134.8057 | 134.8057 | 134.8057 |  | 1.124 | 1.0131 | 1.0118 | 1.1239 | 1.0132 | 1.0118 | -0.037842 | -116.4814 | 116.2775 | -0.039721 | -116.4861 | 116.2841

## LLG_max_fault_10
name | pf_ikss_a_from_ka | pf_ikss_b_from_ka | pf_ikss_c_from_ka | pf_ikss_a_to_ka | pf_ikss_b_to_ka | pf_ikss_c_to_ka | pf_skss_a_from_mw | pf_skss_b_from_mw | pf_skss_c_from_mw | pf_skss_a_to_mw | pf_skss_b_to_mw | pf_skss_c_to_mw | pf_p_a_from_mw | pf_p_b_from_mw | pf_p_c_from_mw | pf_p_a_to_mw | pf_p_b_to_mw | pf_p_c_to_mw | pf_q_a_from_mvar | pf_q_b_from_mvar | pf_q_c_from_mvar | pf_q_a_to_mvar | pf_q_b_to_mvar | pf_q_c_to_mvar | pf_ikss_a_from_degree | pf_ikss_b_from_degree | pf_ikss_c_from_degree | pf_ikss_a_to_degree | pf_ikss_b_to_degree | pf_ikss_c_to_degree | 3xI0 | pf_vm_a_from_pu | pf_vm_b_from_pu | pf_vm_c_from_pu | pf_vm_a_to_pu | pf_vm_b_to_pu | pf_vm_c_to_pu | pf_va_a_from_degree | pf_va_b_from_degree | pf_va_c_from_degree | pf_va_a_to_degree | pf_va_b_to_degree | pf_va_c_to_degree
Line0_1_2 | 0.0025502 | 0.0025502 | 0.0025502 | 0.0025502 | 0.0025502 | 0.0025502 | 0.00058895 | 0.00058895 | 0.00058895 | 0.00058895 | 0.00058895 | 0.00058895 | 0.00048954 | 0.00019993 | -0.00059162 | -0.00048951 | -0.0001999 | 0.00059165 | 0.00049128 | -0.00059216 | 0.00019902 | -0.00049123 | 0.00059223 | -0.00019895 | -45.1393 | -45.1393 | -45.1393 | 134.8602 | 134.8602 | 134.8602 |  | 1.1776 | 1.0612 | 1.0598 | 1.1775 | 1.0613 | 1.0599 | -0.037599 | -116.4835 | 116.2679 | -0.039488 | -116.4882 | 116.2745
Line10_11_12 | 0.0025426 | 0.0025426 | 0.0025426 | 0.0025426 | 0.0025426 | 0.0025426 | 0.00058719 | 0.00058719 | 0.00058719 | 0.0005872 | 0.0005872 | 0.0005872 | 0.00048753 | 0.00019985 | -0.00059011 | -0.0004875 | -0.00019982 | 0.00059015 | 0.00049017 | -0.00059033 | 0.00019771 | -0.00049012 | 0.0005904 | -0.00019764 | -45.196 | -45.196 | -45.196 | 134.8036 | 134.8036 | 134.8036 |  | 1.1774 | 1.0614 | 1.0599 | 1.1773 | 1.0615 | 1.0599 | -0.041356 | -116.4929 | 116.2811 | -0.043235 | -116.4976 | 116.2877
Line11_12_13 | 0.0025426 | 0.0025426 | 0.0025426 | 0.0025426 | 0.0025426 | 0.0025426 | 0.0005872 | 0.0005872 | 0.0005872 | 0.0005872 | 0.0005872 | 0.0005872 | 0.0004875 | 0.00019982 | -0.00059015 | -0.00048747 | -0.0001998 | 0.00059019 | 0.00049012 | -0.0005904 | 0.00019764 | -0.00049006 | 0.00059047 | -0.00019758 | -45.1964 | -45.1964 | -45.1964 | 134.8031 | 134.8031 | 134.8031 |  | 1.1773 | 1.0615 | 1.0599 | 1.1771 | 1.0616 | 1.0599 | -0.043235 | -116.4976 | 116.2877 | -0.045114 | -116.5023 | 116.2943
Line12_13_15 | 0 | 0 | 0 | 0 | 0 | 0 | 0 | 0 | 0 | 0 | 0 | 0 | 1.0493e-09 | -1.9069e-08 | 1.8153e-08 | -1.0325e-09 | 1.2854e-08 | -1.1955e-08 | -2.3057e-08 | 8.444e-09 | 1.0085e-08 | 1.5367e-08 | -5.3681e-09 | -6.9997e-09 | 0 | 0 | 0 | 0 | 0 | 0 |  | 1.1771 | 1.0616 | 1.0599 | 1.1771 | 1.0616 | 1.0599 | -0.045114 | -116.5023 | 116.2943 | -0.045114 | -116.5023 | 116.2943
Line13_13_14 | 0.0025427 | 0.0025427 | 0.0025427 | 0.0025427 | 0.0025427 | 0.0025427 | 0.00058721 | 0.00058721 | 0.00058721 | 0.00058722 | 0.00058722 | 0.00058722 | 0.00048747 | 0.00019982 | -0.00059021 | -0.00048744 | -0.00019979 | 0.00059025 | 0.00049008 | -0.00059047 | 0.00019757 | -0.00049003 | 0.00059054 | -0.0001975 | -45.1983 | -45.1983 | -45.1983 | 134.8012 | 134.8012 | 134.8012 |  | 1.1771 | 1.0616 | 1.0599 | 1.177 | 1.0617 | 1.0599 | -0.045114 | -116.5023 | 116.2943 | -0.046994 | -116.5071 | 116.3009
Line14_15_16 | 0 | 0 | 0 | 0 | 0 | 0 | 0 | 0 | 0 | 0 | 0 | 0 | 6.9953e-10 | -1.2713e-08 | 1.2102e-08 | -6.8274e-10 | 6.498e-09 | -5.9043e-09 | -1.5371e-08 | 5.6293e-09 | 6.7234e-09 | 7.6818e-09 | -2.5535e-09 | -3.638e-09 | 0 | 0 | 0 | 0 | 0 | 0 |  | 1.1771 | 1.0616 | 1.0599 | 1.1771 | 1.0616 | 1.0599 | -0.045114 | -116.5023 | 116.2943 | -0.045114 | -116.5023 | 116.2943
Line15_16_17 | 0 | 0 | 0 | 0 | 0 | 0 | 0 | 0 | 0 | 0 | 0 | 0 | 3.4976e-10 | -6.3564e-09 | 6.0512e-09 | -3.3298e-10 | 1.4161e-10 | 1.4684e-10 | -7.6855e-09 | 2.8147e-09 | 3.3617e-09 | -3.7383e-12 | 2.6121e-10 | -2.763e-10 | 0 | 0 | 0 | 0 | 0 | 0 |  | 1.1771 | 1.0616 | 1.0599 | 1.1771 | 1.0616 | 1.0599 | -0.045114 | -116.5023 | 116.2943 | -0.045114 | -116.5023 | 116.2943
Line16_4_18 | 0 | 0.034478 | 0.034413 | 0 | 0.034478 | 0.034413 | 0 | 0.0079624 | 0.0079473 | 0 | 0.0079624 | 0.0079473 | 3.1251e-10 | 0.0059516 | 0.0059355 | -3.3027e-10 | -0.0059437 | -0.0059213 | -7.7878e-09 | 0.0059675 | 0.0059418 | -4.5311e-12 | -0.0059437 | -0.0059213 | 0 | -161.64 | 71.2137 | 0 | 18.36 | -108.7863 |  | 1.177 | 1.0585 | 1.0568 | 1.1766 | 1.0557 | 1.0537 | -0.047113 | -116.5639 | 116.2442 | -0.054709 | -116.64 | 116.2137
Line17_5_19 | 0.0025541 | 0.0025541 | 0.0025541 | 0.0025541 | 0.0025541 | 0.0025541 | 0.00058985 | 0.00058985 | 0.00058985 | 0.00058985 | 0.00058985 | 0.00058985 | 0.00049048 | 0.00019993 | -0.00059246 | -0.00049045 | -0.00019991 | 0.0005925 | 0.00049175 | -0.00059323 | 0.00019953 | -0.00049169 | 0.0005933 | -0.00019946 | -45.1132 | -45.1132 | -45.1132 | 134.8863 | 134.8863 | 134.8863 |  | 1.1775 | 1.0613 | 1.0599 | 1.1774 | 1.0614 | 1.0599 | -0.039494 | -116.4882 | 116.2745 | -0.041389 | -116.4929 | 116.2812
Line1_1_3 | 0.0025426 | 0.0025426 | 0.0025426 | 0.0025426 | 0.0025426 | 0.0025426 | 0.00058718 | 0.00058718 | 0.00058718 | 0.00058719 | 0.00058719 | 0.00058719 | 0.0004876 | 0.0001999 | -0.00059004 | -0.00048757 | -0.00019988 | 0.00059007 | 0.00049029 | -0.0005902 | 0.00019785 | -0.00049023 | 0.00059026 | -0.00019778 | -45.195 | -45.195 | -45.195 | 134.8045 | 134.8045 | 134.8045 |  | 1.1776 | 1.0612 | 1.0598 | 1.1775 | 1.0613 | 1.0599 | -0.037599 | -116.4835 | 116.2679 | -0.039477 | -116.4882 | 116.2745
Line2_1_4 | 0.0025732 | 0.033402 | 0.033358 | 0.0025733 | 0.033402 | 0.033357 | 0.00059427 | 0.007714 | 0.0077036 | 0.00059427 | 0.007714 | 0.0077036 | 0.00049542 | 0.0061586 | 0.0053539 | -0.00049525 | -0.0061503 | -0.0053409 | 0.00049427 | 0.0053932 | 0.0061641 | -0.00049395 | -0.0053706 | -0.006144 | -44.9709 | -157.6925 | 67.2442 | 135.0286 | 22.3075 | -112.7558 |  | 1.1776 | 1.0612 | 1.0598 | 1.177 | 1.0585 | 1.0568 | -0.037599 | -116.4835 | 116.2679 | -0.047113 | -116.5639 | 116.2442
Line3_1_5 | 0.0025541 | 0.0025541 | 0.0025541 | 0.0025541 | 0.0025541 | 0.0025541 | 0.00058984 | 0.00058984 | 0.00058984 | 0.00058985 | 0.00058985 | 0.00058985 | 0.00049052 | 0.00019996 | -0.00059243 | -0.00049048 | -0.00019993 | 0.00059246 | 0.00049181 | -0.00059316 | 0.0001996 | -0.00049175 | 0.00059323 | -0.00019953 | -45.1128 | -45.1128 | -45.1128 | 134.8868 | 134.8868 | 134.8868 |  | 1.1776 | 1.0612 | 1.0598 | 1.1775 | 1.0613 | 1.0599 | -0.037599 | -116.4835 | 116.2679 | -0.039494 | -116.4882 | 116.2745
Line4_2_6 | 0.0025502 | 0.0025502 | 0.0025502 | 0.0025502 | 0.0025502 | 0.0025502 | 0.00058895 | 0.00058895 | 0.00058895 | 0.00058895 | 0.00058895 | 0.00058895 | 0.00048951 | 0.0001999 | -0.00059165 | -0.00048948 | -0.00019988 | 0.00059169 | 0.00049123 | -0.00059223 | 0.00019895 | -0.00049117 | 0.0005923 | -0.00019888 | -45.1398 | -45.1398 | -45.1398 | 134.8597 | 134.8597 | 134.8597 |  | 1.1775 | 1.0613 | 1.0599 | 1.1774 | 1.0614 | 1.0599 | -0.039488 | -116.4882 | 116.2745 | -0.041378 | -116.4929 | 116.2811
Line5_6_7 | 0.0025502 | 0.0025502 | 0.0025502 | 0.0025503 | 0.0025503 | 0.0025503 | 0.00058895 | 0.00058895 | 0.00058895 | 0.00058896 | 0.00058896 | 0.00058896 | 0.00048948 | 0.00019988 | -0.00059169 | -0.00048944 | -0.00019985 | 0.00059173 | 0.00049117 | -0.0005923 | 0.00019888 | -0.00049111 | 0.00059237 | -0.00019881 | -45.1403 | -45.1403 | -45.1403 | 134.8593 | 134.8593 | 134.8593 |  | 1.1774 | 1.0614 | 1.0599 | 1.1773 | 1.0615 | 1.0599 | -0.041378 | -116.4929 | 116.2811 | -0.043268 | -116.4976 | 116.2877
Line6_7_8 | 0 | 0 | 0 | 0 | 0 | 0 | 0 | 0 | 0 | 0 | 0 | 0 | 1.0404e-09 | -1.9093e-08 | 1.8186e-08 | -1.0271e-09 | 1.287e-08 | -1.1977e-08 | -2.3094e-08 | 8.4636e-09 | 1.0089e-08 | 1.5392e-08 | -5.3808e-09 | -7.0028e-09 | 0 | 0 | 0 | 0 | 0 | 0 |  | 1.1773 | 1.0615 | 1.0599 | 1.1773 | 1.0615 | 1.0599 | -0.043268 | -116.4976 | 116.2877 | -0.043269 | -116.4976 | 116.2877
Line7_8_9 | 0 | 0 | 0 | 0 | 0 | 0 | 0 | 0 | 0 | 0 | 0 | 0 | 3.4681e-10 | -6.3642e-09 | 6.0621e-09 | -3.3351e-10 | 1.4191e-10 | 1.4687e-10 | -7.6979e-09 | 2.8212e-09 | 3.363e-09 | -3.5857e-12 | 2.6154e-10 | -2.7678e-10 | 0 | 0 | 0 | 0 | 0 | 0 |  | 1.1773 | 1.0615 | 1.0599 | 1.1773 | 1.0615 | 1.0599 | -0.043269 | -116.4976 | 116.2877 | -0.043269 | -116.4976 | 116.2877
Line8_8_10 | 0 | 0 | 0 | 0 | 0 | 0 | 0 | 0 | 0 | 0 | 0 | 0 | 3.4681e-10 | -6.3642e-09 | 6.0621e-09 | -3.3351e-10 | 1.4191e-10 | 1.4687e-10 | -7.6979e-09 | 2.8212e-09 | 3.363e-09 | -3.5858e-12 | 2.6154e-10 | -2.7678e-10 | 0 | 0 | 0 | 0 | 0 | 0 |  | 1.1773 | 1.0615 | 1.0599 | 1.1773 | 1.0615 | 1.0599 | -0.043269 | -116.4976 | 116.2877 | -0.043269 | -116.4976 | 116.2877
Line9_3_11 | 0.0025426 | 0.0025426 | 0.0025426 | 0.0025426 | 0.0025426 | 0.0025426 | 0.00058719 | 0.00058719 | 0.00058719 | 0.00058719 | 0.00058719 | 0.00058719 | 0.00048757 | 0.00019988 | -0.00059007 | -0.00048754 | -0.00019985 | 0.00059011 | 0.00049023 | -0.00059026 | 0.00019778 | -0.00049017 | 0.00059033 | -0.00019771 | -45.1955 | -45.1955 | -45.1955 | 134.8041 | 134.8041 | 134.8041 |  | 1.1775 | 1.0613 | 1.0599 | 1.1774 | 1.0614 | 1.0599 | -0.039477 | -116.4882 | 116.2745 | -0.041356 | -116.4929 | 116.2811

## LLG_min_6
name | pf_ikss_a_from_ka | pf_ikss_b_from_ka | pf_ikss_c_from_ka | pf_ikss_a_to_ka | pf_ikss_b_to_ka | pf_ikss_c_to_ka | pf_skss_a_from_mw | pf_skss_b_from_mw | pf_skss_c_from_mw | pf_skss_a_to_mw | pf_skss_b_to_mw | pf_skss_c_to_mw | pf_p_a_from_mw | pf_p_b_from_mw | pf_p_c_from_mw | pf_p_a_to_mw | pf_p_b_to_mw | pf_p_c_to_mw | pf_q_a_from_mvar | pf_q_b_from_mvar | pf_q_c_from_mvar | pf_q_a_to_mvar | pf_q_b_to_mvar | pf_q_c_to_mvar | pf_ikss_a_from_degree | pf_ikss_b_from_degree | pf_ikss_c_from_degree | pf_ikss_a_to_degree | pf_ikss_b_to_degree | pf_ikss_c_to_degree | 3xI0 | pf_vm_a_from_pu | pf_vm_b_from_pu | pf_vm_c_from_pu | pf_vm_a_to_pu | pf_vm_b_to_pu | pf_vm_c_to_pu | pf_va_a_from_degree | pf_va_b_from_degree | pf_va_c_from_degree | pf_va_a_to_degree | pf_va_b_to_degree | pf_va_c_to_degree
Line0_1_2 | 0.014908 | 0.014908 | 0.014908 | 0.014908 | 0.014908 | 0.014908 | 0.0034428 | 0.0034428 | 0.0034428 | 0.0034428 | 0.0034428 | 0.0034428 | 0.0034172 | 0.001117 | -0.0011811 | -0.0034151 | -0.0011149 | 0.0011833 | 0.0034204 | -0.0017578 | 0.001691 | -0.0034182 | 0.00176 | -0.0016888 | -45.281 | -45.2809 | -45.281 | 134.7186 | 134.7186 | 134.7186 |  | 1.4044 | 0.60494 | 0.59912 | 1.4035 | 0.60515 | 0.59895 | -0.25459 | -102.8462 | 79.6531 | -0.25532 | -102.9285 | 79.737
Line10_11_12 | 0.01485 | 0.01485 | 0.01485 | 0.01485 | 0.01485 | 0.01485 | 0.0034294 | 0.0034294 | 0.0034294 | 0.0034295 | 0.0034294 | 0.0034295 | 0.0033995 | 0.0011086 | -0.0011809 | -0.0033973 | -0.0011065 | 0.0011831 | 0.003403 | -0.0017553 | 0.0016799 | -0.0034008 | 0.0017575 | -0.0016777 | -45.2855 | -45.2854 | -45.2855 | 134.7141 | 134.7141 | 134.714 |  | 1.4026 | 0.60537 | 0.59878 | 1.4017 | 0.60558 | 0.59861 | -0.25604 | -103.0101 | 79.8204 | -0.25676 | -103.0919 | 79.9041
Line11_12_13 | 0.01485 | 0.01485 | 0.01485 | 0.01485 | 0.01485 | 0.01485 | 0.0034294 | 0.0034294 | 0.0034295 | 0.0034295 | 0.0034295 | 0.0034295 | 0.0033973 | 0.0011065 | -0.0011831 | -0.0033952 | -0.0011044 | 0.0011852 | 0.0034008 | -0.0017575 | 0.0016777 | -0.0033987 | 0.0017597 | -0.0016755 | -45.2859 | -45.2859 | -45.286 | 134.7136 | 134.7136 | 134.7136 |  | 1.4017 | 0.60558 | 0.59861 | 1.4008 | 0.6058 | 0.59844 | -0.25676 | -103.0919 | 79.9041 | -0.25749 | -103.1737 | 79.9879
Line12_13_15 | 0 | 0 | 0 | 0 | 0 | 0 | 0 | 0 | 0 | 0 | 0 | 0 | 7.0263e-09 | -6.9641e-08 | 6.6688e-08 | -6.9996e-09 | 4.7102e-08 | -4.4175e-08 | -1.6033e-07 | 1.3639e-08 | -7.5554e-09 | 1.0686e-07 | -8.4818e-09 | 3.6967e-09 | 0 | 0 | 0 | 0 | 0 | 0 |  | 1.4008 | 0.6058 | 0.59844 | 1.4008 | 0.6058 | 0.59844 | -0.25749 | -103.1737 | 79.9879 | -0.25749 | -103.1737 | 79.9879
Line13_13_14 | 0.01485 | 0.01485 | 0.01485 | 0.014851 | 0.014851 | 0.014851 | 0.0034296 | 0.0034296 | 0.0034296 | 0.0034296 | 0.0034296 | 0.0034296 | 0.0033952 | 0.0011045 | -0.0011853 | -0.0033931 | -0.0011024 | 0.0011874 | 0.0033988 | -0.0017597 | 0.0016755 | -0.0033967 | 0.0017619 | -0.0016733 | -45.2878 | -45.2878 | -45.2878 | 134.7117 | 134.7117 | 134.7117 |  | 1.4008 | 0.6058 | 0.59844 | 1.3999 | 0.60601 | 0.59827 | -0.25749 | -103.1737 | 79.9879 | -0.25821 | -103.2555 | 80.0717
Line14_15_16 | 0 | 0 | 0 | 0 | 0 | 0 | 0 | 0 | 0 | 0 | 0 | 0 | 4.6842e-09 | -4.6427e-08 | 4.4459e-08 | -4.6576e-09 | 2.3888e-08 | -2.1946e-08 | -1.0689e-07 | 9.0926e-09 | -5.0369e-09 | 5.3421e-08 | -3.9355e-09 | 1.1782e-09 | 0 | 0 | 0 | 0 | 0 | 0 |  | 1.4008 | 0.6058 | 0.59844 | 1.4008 | 0.6058 | 0.59844 | -0.25749 | -103.1737 | 79.9879 | -0.25749 | -103.1737 | 79.9879
Line15_16_17 | 0 | 0 | 0 | 0 | 0 | 0 | 0 | 0 | 0 | 0 | 0 | 0 | 2.3421e-09 | -2.3214e-08 | 2.2229e-08 | -2.3155e-09 | 6.7422e-10 | 2.8344e-10 | -5.3443e-08 | 4.5463e-09 | -2.5185e-09 | -2.1928e-11 | 6.1084e-10 | -1.3403e-09 | 0 | 0 | 0 | 0 | 0 | 0 |  | 1.4008 | 0.6058 | 0.59844 | 1.4008 | 0.6058 | 0.59844 | -0.25749 | -103.1737 | 79.9879 | -0.25749 | -103.1737 | 79.9879
Line16_4_18 | 0 | 2.5277 | 2.489 | 0 | 2.5277 | 2.489 | 0 | 0.58376 | 0.5748 | 0 | 0.58376 | 0.5748 | 2.2978e-09 | 0.12085 | 0.12067 | -2.2849e-09 | -9.874e-15 | -2.1309e-14 | -5.435e-08 | 0.12882 | 0.12277 | -2.2174e-11 | 1.1308e-14 | 2.5854e-14 | 0 | -149.7565 | 34.2439 | 0 | 30.2435 | -145.7561 |  | 1.3999 | 0.30258 | 0.29947 | 1.3963 | 0 | 0 | -0.25827 | -102.9294 | 79.738 | -0.26122 | 0 | 0
Line17_5_19 | 0.014937 | 0.014937 | 0.014937 | 0.014937 | 0.014937 | 0.014937 | 0.0034496 | 0.0034496 | 0.0034496 | 0.0034497 | 0.0034497 | 0.0034497 | 0.0034219 | 0.0011171 | -0.0011856 | -0.0034197 | -0.001115 | 0.0011878 | 0.003425 | -0.0017635 | 0.0016921 | -0.0034228 | 0.0017658 | -0.0016899 | -45.281 | -45.281 | -45.281 | 134.7185 | 134.7185 | 134.7185 |  | 1.4035 | 0.60515 | 0.59895 | 1.4026 | 0.60537 | 0.59878 | -0.25532 | -102.9286 | 79.7372 | -0.25605 | -103.011 | 79.8214
Line1_1_3 | 0.01485 | 0.01485 | 0.01485 | 0.01485 | 0.01485 | 0.01485 | 0.0034294 | 0.0034294 | 0.0034294 | 0.0034294 | 0.0034294 | 0.0034294 | 0.0034037 | 0.0011128 | -0.0011767 | -0.0034016 | -0.0011107 | 0.0011788 | 0.0034073 | -0.0017509 | 0.0016843 | -0.0034051 | 0.0017531 | -0.0016821 | -45.2845 | -45.2845 | -45.2846 | 134.715 | 134.7151 | 134.715 |  | 1.4044 | 0.60494 | 0.59912 | 1.4035 | 0.60515 | 0.59895 | -0.25459 | -102.8462 | 79.6531 | -0.25531 | -102.9281 | 79.7367
Line2_1_4 | 0.015083 | 2.524 | 2.4918 | 0.015084 | 2.524 | 2.4918 | 0.0034834 | 0.5829 | 0.57545 | 0.0034834 | 0.5829 | 0.57545 | 0.0034582 | 0.24237 | 0.24057 | -0.0034474 | -0.12142 | -0.12007 | 0.00346 | 0.25611 | 0.24696 | -0.0034488 | -0.12793 | -0.12362 | -45.2692 | -149.4249 | 33.9029 | 134.7303 | 30.5751 | -146.0971 |  | 1.4044 | 0.60494 | 0.59912 | 1.3999 | 0.30258 | 0.29947 | -0.25459 | -102.8462 | 79.6531 | -0.25827 | -102.9294 | 79.738
Line3_1_5 | 0.014937 | 0.014937 | 0.014937 | 0.014937 | 0.014937 | 0.014937 | 0.0034496 | 0.0034496 | 0.0034496 | 0.0034496 | 0.0034496 | 0.0034496 | 0.003424 | 0.0011192 | -0.0011835 | -0.0034219 | -0.0011171 | 0.0011856 | 0.0034271 | -0.0017613 | 0.0016944 | -0.003425 | 0.0017635 | -0.0016921 | -45.2806 | -45.2805 | -45.2806 | 134.719 | 134.719 | 134.719 |  | 1.4044 | 0.60494 | 0.59912 | 1.4035 | 0.60515 | 0.59895 | -0.25459 | -102.8462 | 79.6531 | -0.25532 | -102.9286 | 79.7372
Line4_2_6 | 0.014908 | 0.014908 | 0.014908 | 0.014908 | 0.014908 | 0.014908 | 0.0034428 | 0.0034428 | 0.0034428 | 0.0034428 | 0.0034428 | 0.0034428 | 0.0034151 | 0.0011149 | -0.0011833 | -0.003413 | -0.0011128 | 0.0011855 | 0.0034182 | -0.00176 | 0.0016888 | -0.003416 | 0.0017622 | -0.0016866 | -45.2814 | -45.2814 | -45.2814 | 134.7181 | 134.7181 | 134.7181 |  | 1.4035 | 0.60515 | 0.59895 | 1.4026 | 0.60537 | 0.59878 | -0.25532 | -102.9285 | 79.737 | -0.25605 | -103.0107 | 79.821
Line5_6_7 | 0.014908 | 0.014908 | 0.014908 | 0.014908 | 0.014908 | 0.014908 | 0.0034428 | 0.0034428 | 0.0034428 | 0.0034429 | 0.0034429 | 0.0034429 | 0.003413 | 0.0011128 | -0.0011855 | -0.0034108 | -0.0011107 | 0.0011876 | 0.003416 | -0.0017622 | 0.0016866 | -0.0034139 | 0.0017645 | -0.0016843 | -45.2819 | -45.2819 | -45.2819 | 134.7177 | 134.7177 | 134.7176 |  | 1.4026 | 0.60537 | 0.59878 | 1.4017 | 0.60558 | 0.59861 | -0.25605 | -103.0107 | 79.821 | -0.25678 | -103.0929 | 79.9051
Line6_7_8 | 0 | 0 | 0 | 0 | 0 | 0 | 0 | 0 | 0 | 0 | 0 | 0 | 7.0401e-09 | -6.9767e-08 | 6.6827e-08 | -7.0149e-09 | 4.7185e-08 | -4.427e-08 | -1.6074e-07 | 1.3563e-08 | -7.6734e-09 | 1.0714e-07 | -8.4282e-09 | 3.7727e-09 | 0 | 0 | 0 | 0 | 0 | 0 |  | 1.4017 | 0.60558 | 0.59861 | 1.4017 | 0.60558 | 0.59861 | -0.25678 | -103.0929 | 79.9051 | -0.25678 | -103.0929 | 79.9051
Line7_8_9 | 0 | 0 | 0 | 0 | 0 | 0 | 0 | 0 | 0 | 0 | 0 | 0 | 2.3467e-09 | -2.3256e-08 | 2.2276e-08 | -2.3215e-09 | 6.7359e-10 | 2.8121e-10 | -5.358e-08 | 4.5208e-09 | -2.5578e-09 | -2.1882e-11 | 6.1347e-10 | -1.343e-09 | 0 | 0 | 0 | 0 | 0 | 0 |  | 1.4017 | 0.60558 | 0.59861 | 1.4017 | 0.60558 | 0.59861 | -0.25678 | -103.0929 | 79.9051 | -0.25678 | -103.0929 | 79.9051
Line8_8_10 | 0 | 0 | 0 | 0 | 0 | 0 | 0 | 0 | 0 | 0 | 0 | 0 | 2.3467e-09 | -2.3256e-08 | 2.2276e-08 | -2.3215e-09 | 6.7359e-10 | 2.8121e-10 | -5.358e-08 | 4.5208e-09 | -2.5578e-09 | -2.1881e-11 | 6.1347e-10 | -1.343e-09 | 0 | 0 | 0 | 0 | 0 | 0 |  | 1.4017 | 0.60558 | 0.59861 | 1.4017 | 0.60558 | 0.59861 | -0.25678 | -103.0929 | 79.9051 | -0.25678 | -103.0929 | 79.9051
Line9_3_11 | 0.01485 | 0.01485 | 0.01485 | 0.01485 | 0.01485 | 0.01485 | 0.0034294 | 0.0034294 | 0.0034294 | 0.0034294 | 0.0034294 | 0.0034294 | 0.0034016 | 0.0011107 | -0.0011788 | -0.0033995 | -0.0011086 | 0.0011809 | 0.0034051 | -0.0017531 | 0.0016821 | -0.003403 | 0.0017553 | -0.0016799 | -45.285 | -45.285 | -45.285 | 134.7145 | 134.7146 | 134.7145 |  | 1.4035 | 0.60515 | 0.59895 | 1.4026 | 0.60537 | 0.59878 | -0.25531 | -102.9281 | 79.7367 | -0.25604 | -103.0101 | 79.8204

## LLG_min_10
name | pf_ikss_a_from_ka | pf_ikss_b_from_ka | pf_ikss_c_from_ka | pf_ikss_a_to_ka | pf_ikss_b_to_ka | pf_ikss_c_to_ka | pf_skss_a_from_mw | pf_skss_b_from_mw | pf_skss_c_from_mw | pf_skss_a_to_mw | pf_skss_b_to_mw | pf_skss_c_to_mw | pf_p_a_from_mw | pf_p_b_from_mw | pf_p_c_from_mw | pf_p_a_to_mw | pf_p_b_to_mw | pf_p_c_to_mw | pf_q_a_from_mvar | pf_q_b_from_mvar | pf_q_c_from_mvar | pf_q_a_to_mvar | pf_q_b_to_mvar | pf_q_c_to_mvar | pf_ikss_a_from_degree | pf_ikss_b_from_degree | pf_ikss_c_from_degree | pf_ikss_a_to_degree | pf_ikss_b_to_degree | pf_ikss_c_to_degree | 3xI0 | pf_vm_a_from_pu | pf_vm_b_from_pu | pf_vm_c_from_pu | pf_vm_a_to_pu | pf_vm_b_to_pu | pf_vm_c_to_pu | pf_va_a_from_degree | pf_va_b_from_degree | pf_va_c_from_degree | pf_va_a_to_degree | pf_va_b_to_degree | pf_va_c_to_degree
Line0_1_2 | 0.014123 | 0.014123 | 0.014123 | 0.014123 | 0.014123 | 0.014123 | 0.0032616 | 0.0032616 | 0.0032616 | 0.0032616 | 0.0032616 | 0.0032616 | 0.003067 | 0.0010025 | -0.0010601 | -0.0030651 | -0.0010006 | 0.001062 | 0.0030698 | -0.0015776 | 0.0015177 | -0.0030679 | 0.0015796 | -0.0015157 | -45.281 | -45.2809 | -45.281 | 134.7186 | 134.7186 | 134.7186 |  | 1.3304 | 0.5731 | 0.56759 | 1.3296 | 0.5733 | 0.56743 | -0.25459 | -102.8462 | 79.6531 | -0.25532 | -102.9285 | 79.737
Line10_11_12 | 0.014068 | 0.014068 | 0.014068 | 0.014068 | 0.014068 | 0.014068 | 0.0032489 | 0.0032489 | 0.0032489 | 0.003249 | 0.0032489 | 0.003249 | 0.003051 | 0.00099497 | -0.0010599 | -0.0030491 | -0.00099309 | 0.0010618 | 0.0030542 | -0.0015754 | 0.0015077 | -0.0030523 | 0.0015774 | -0.0015058 | -45.2855 | -45.2854 | -45.2855 | 134.7141 | 134.7141 | 134.714 |  | 1.3288 | 0.57351 | 0.56727 | 1.3279 | 0.57371 | 0.5671 | -0.25604 | -103.0101 | 79.8204 | -0.25676 | -103.0919 | 79.9041
Line11_12_13 | 0.014068 | 0.014068 | 0.014068 | 0.014068 | 0.014068 | 0.014069 | 0.003249 | 0.0032489 | 0.003249 | 0.003249 | 0.003249 | 0.003249 | 0.0030491 | 0.00099309 | -0.0010618 | -0.0030472 | -0.00099121 | 0.0010637 | 0.0030523 | -0.0015774 | 0.0015058 | -0.0030503 | 0.0015793 | -0.0015038 | -45.2859 | -45.2859 | -45.286 | 134.7136 | 134.7136 | 134.7136 |  | 1.3279 | 0.57371 | 0.5671 | 1.3271 | 0.57391 | 0.56694 | -0.25676 | -103.0919 | 79.9041 | -0.25749 | -103.1737 | 79.9879
Line12_13_15 | 0 | 0 | 0 | 0 | 0 | 0 | 0 | 0 | 0 | 0 | 0 | 0 | 6.3061e-09 | -6.2503e-08 | 5.9853e-08 | -6.2822e-09 | 4.2274e-08 | -3.9648e-08 | -1.439e-07 | 1.2241e-08 | -6.781e-09 | 9.5912e-08 | -7.6124e-09 | 3.3178e-09 | 0 | 0 | 0 | 0 | 0 | 0 |  | 1.3271 | 0.57391 | 0.56694 | 1.3271 | 0.57391 | 0.56694 | -0.25749 | -103.1737 | 79.9879 | -0.25749 | -103.1737 | 79.9879
Line13_13_14 | 0.014069 | 0.014069 | 0.014069 | 0.014069 | 0.014069 | 0.014069 | 0.003249 | 0.003249 | 0.0032491 | 0.0032491 | 0.0032491 | 0.0032491 | 0.0030472 | 0.00099127 | -0.0010638 | -0.0030453 | -0.00098939 | 0.0010657 | 0.0030505 | -0.0015794 | 0.0015038 | -0.0030485 | 0.0015813 | -0.0015018 | -45.2878 | -45.2878 | -45.2878 | 134.7117 | 134.7117 | 134.7117 |  | 1.3271 | 0.57391 | 0.56694 | 1.3262 | 0.57412 | 0.56678 | -0.25749 | -103.1737 | 79.9879 | -0.25821 | -103.2555 | 80.0717
Line14_15_16 | 0 | 0 | 0 | 0 | 0 | 0 | 0 | 0 | 0 | 0 | 0 | 0 | 4.2041e-09 | -4.1669e-08 | 3.9902e-08 | -4.1802e-09 | 2.144e-08 | -1.9697e-08 | -9.5932e-08 | 8.1607e-09 | -4.5207e-09 | 4.7946e-08 | -3.5321e-09 | 1.0574e-09 | 0 | 0 | 0 | 0 | 0 | 0 |  | 1.3271 | 0.57391 | 0.56694 | 1.3271 | 0.57391 | 0.56694 | -0.25749 | -103.1737 | 79.9879 | -0.25749 | -103.1737 | 79.9879
Line15_16_17 | 0 | 0 | 0 | 0 | 0 | 0 | 0 | 0 | 0 | 0 | 0 | 0 | 2.102e-09 | -2.0834e-08 | 1.9951e-08 | -2.0781e-09 | 6.0512e-10 | 2.5439e-10 | -4.7966e-08 | 4.0803e-09 | -2.2603e-09 | -1.9681e-11 | 5.4823e-10 | -1.2029e-09 | 0 | 0 | 0 | 0 | 0 | 0 |  | 1.3271 | 0.57391 | 0.56694 | 1.3271 | 0.57391 | 0.56694 | -0.25749 | -103.1737 | 79.9879 | -0.25749 | -103.1737 | 79.9879
Line16_4_18 | 0 | 2.3947 | 2.358 | 0 | 2.3947 | 2.358 | 0 | 0.55303 | 0.54455 | 0 | 0.55303 | 0.54455 | 2.0623e-09 | 0.10847 | 0.1083 | -2.0507e-09 | -9.1599e-15 | -1.9055e-14 | -4.878e-08 | 0.11561 | 0.11018 | -1.9901e-11 | 1.1168e-14 | 2.1967e-14 | 0 | -149.7565 | 34.2439 | 0 | 30.2435 | -145.7561 |  | 1.3262 | 0.28665 | 0.28371 | 1.3228 | 0 | 0 | -0.25827 | -102.9294 | 79.738 | -0.26122 | 0 | 0
Line17_5_19 | 0.014151 | 0.014151 | 0.014151 | 0.014151 | 0.014151 | 0.014151 | 0.0032681 | 0.0032681 | 0.0032681 | 0.0032681 | 0.0032681 | 0.0032681 | 0.0030712 | 0.0010026 | -0.0010641 | -0.0030692 | -0.0010007 | 0.0010661 | 0.0030739 | -0.0015828 | 0.0015187 | -0.003072 | 0.0015848 | -0.0015167 | -45.281 | -45.281 | -45.281 | 134.7185 | 134.7185 | 134.7185 |  | 1.3296 | 0.5733 | 0.56743 | 1.3288 | 0.57351 | 0.56726 | -0.25532 | -102.9286 | 79.7372 | -0.25605 | -103.011 | 79.8214
Line1_1_3 | 0.014068 | 0.014068 | 0.014068 | 0.014068 | 0.014068 | 0.014068 | 0.0032489 | 0.0032489 | 0.0032489 | 0.0032489 | 0.0032489 | 0.0032489 | 0.0030548 | 0.00099873 | -0.0010561 | -0.0030529 | -0.00099685 | 0.001058 | 0.003058 | -0.0015714 | 0.0015117 | -0.0030561 | 0.0015734 | -0.0015097 | -45.2845 | -45.2845 | -45.2846 | 134.715 | 134.7151 | 134.715 |  | 1.3304 | 0.5731 | 0.56759 | 1.3296 | 0.5733 | 0.56743 | -0.25459 | -102.8462 | 79.6531 | -0.25531 | -102.9281 | 79.7367
Line2_1_4 | 0.01429 | 2.3912 | 2.3606 | 0.01429 | 2.3912 | 2.3606 | 0.0033 | 0.55222 | 0.54516 | 0.0033001 | 0.55222 | 0.54516 | 0.0031038 | 0.21753 | 0.21592 | -0.003094 | -0.10897 | -0.10776 | 0.0031054 | 0.22986 | 0.22165 | -0.0030953 | -0.11481 | -0.11095 | -45.2692 | -149.4249 | 33.9029 | 134.7303 | 30.5751 | -146.0971 |  | 1.3304 | 0.5731 | 0.56759 | 1.3262 | 0.28665 | 0.28371 | -0.25459 | -102.8462 | 79.6531 | -0.25827 | -102.9294 | 79.738
Line3_1_5 | 0.014151 | 0.014151 | 0.014151 | 0.014151 | 0.014151 | 0.014151 | 0.0032681 | 0.0032681 | 0.0032681 | 0.0032681 | 0.0032681 | 0.0032681 | 0.0030731 | 0.0010045 | -0.0010622 | -0.0030712 | -0.0010026 | 0.0010641 | 0.0030759 | -0.0015808 | 0.0015207 | -0.0030739 | 0.0015828 | -0.0015187 | -45.2806 | -45.2805 | -45.2806 | 134.719 | 134.719 | 134.719 |  | 1.3304 | 0.5731 | 0.56759 | 1.3296 | 0.5733 | 0.56743 | -0.25459 | -102.8462 | 79.6531 | -0.25532 | -102.9286 | 79.7372
Line4_2_6 | 0.014123 | 0.014123 | 0.014123 | 0.014123 | 0.014123 | 0.014123 | 0.0032616 | 0.0032616 | 0.0032616 | 0.0032616 | 0.0032616 | 0.0032616 | 0.0030651 | 0.0010006 | -0.001062 | -0.0030632 | -0.00099875 | 0.001064 | 0.0030679 | -0.0015796 | 0.0015157 | -0.0030659 | 0.0015816 | -0.0015137 | -45.2814 | -45.2814 | -45.2814 | 134.7181 | 134.7181 | 134.7181 |  | 1.3296 | 0.5733 | 0.56743 | 1.3288 | 0.57351 | 0.56726 | -0.25532 | -102.9285 | 79.737 | -0.25605 | -103.0107 | 79.821
Line5_6_7 | 0.014123 | 0.014123 | 0.014123 | 0.014123 | 0.014123 | 0.014123 | 0.0032616 | 0.0032616 | 0.0032616 | 0.0032617 | 0.0032617 | 0.0032617 | 0.0030632 | 0.00099875 | -0.001064 | -0.0030612 | -0.00099685 | 0.0010659 | 0.0030659 | -0.0015816 | 0.0015137 | -0.003064 | 0.0015836 | -0.0015117 | -45.2819 | -45.2819 | -45.2819 | 134.7177 | 134.7177 | 134.7176 |  | 1.3288 | 0.57351 | 0.56726 | 1.3279 | 0.57371 | 0.5671 | -0.25605 | -103.0107 | 79.821 | -0.25678 | -103.0929 | 79.9051
Line6_7_8 | 0 | 0 | 0 | 0 | 0 | 0 | 0 | 0 | 0 | 0 | 0 | 0 | 6.3186e-09 | -6.2616e-08 | 5.9978e-08 | -6.2959e-09 | 4.2349e-08 | -3.9733e-08 | -1.4427e-07 | 1.2172e-08 | -6.8869e-09 | 9.6158e-08 | -7.5644e-09 | 3.386e-09 | 0 | 0 | 0 | 0 | 0 | 0 |  | 1.3279 | 0.57371 | 0.5671 | 1.3279 | 0.57371 | 0.5671 | -0.25678 | -103.0929 | 79.9051 | -0.25678 | -103.0929 | 79.9051
Line7_8_9 | 0 | 0 | 0 | 0 | 0 | 0 | 0 | 0 | 0 | 0 | 0 | 0 | 2.1062e-09 | -2.0872e-08 | 1.9993e-08 | -2.0835e-09 | 6.0455e-10 | 2.5239e-10 | -4.8089e-08 | 4.0575e-09 | -2.2956e-09 | -1.9639e-11 | 5.506e-10 | -1.2053e-09 | 0 | 0 | 0 | 0 | 0 | 0 |  | 1.3279 | 0.57371 | 0.5671 | 1.3279 | 0.57371 | 0.5671 | -0.25678 | -103.0929 | 79.9051 | -0.25678 | -103.0929 | 79.9051
Line8_8_10 | 0 | 0 | 0 | 0 | 0 | 0 | 0 | 0 | 0 | 0 | 0 | 0 | 2.1062e-09 | -2.0872e-08 | 1.9993e-08 | -2.0835e-09 | 6.0455e-10 | 2.5239e-10 | -4.8089e-08 | 4.0575e-09 | -2.2956e-09 | -1.9639e-11 | 5.506e-10 | -1.2053e-09 | 0 | 0 | 0 | 0 | 0 | 0 |  | 1.3279 | 0.57371 | 0.5671 | 1.3279 | 0.57371 | 0.5671 | -0.25678 | -103.0929 | 79.9051 | -0.25678 | -103.0929 | 79.9051
Line9_3_11 | 0.014068 | 0.014068 | 0.014068 | 0.014068 | 0.014068 | 0.014068 | 0.0032489 | 0.0032489 | 0.0032489 | 0.0032489 | 0.0032489 | 0.0032489 | 0.0030529 | 0.00099685 | -0.001058 | -0.003051 | -0.00099497 | 0.0010599 | 0.0030561 | -0.0015734 | 0.0015097 | -0.0030542 | 0.0015754 | -0.0015077 | -45.285 | -45.285 | -45.285 | 134.7145 | 134.7146 | 134.7145 |  | 1.3296 | 0.5733 | 0.56743 | 1.3288 | 0.57351 | 0.56727 | -0.25531 | -102.9281 | 79.7367 | -0.25604 | -103.0101 | 79.8204

## LLG_min_fault_6
name | pf_ikss_a_from_ka | pf_ikss_b_from_ka | pf_ikss_c_from_ka | pf_ikss_a_to_ka | pf_ikss_b_to_ka | pf_ikss_c_to_ka | pf_skss_a_from_mw | pf_skss_b_from_mw | pf_skss_c_from_mw | pf_skss_a_to_mw | pf_skss_b_to_mw | pf_skss_c_to_mw | pf_p_a_from_mw | pf_p_b_from_mw | pf_p_c_from_mw | pf_p_a_to_mw | pf_p_b_to_mw | pf_p_c_to_mw | pf_q_a_from_mvar | pf_q_b_from_mvar | pf_q_c_from_mvar | pf_q_a_to_mvar | pf_q_b_to_mvar | pf_q_c_to_mvar | pf_ikss_a_from_degree | pf_ikss_b_from_degree | pf_ikss_c_from_degree | pf_ikss_a_to_degree | pf_ikss_b_to_degree | pf_ikss_c_to_degree | 3xI0 | pf_vm_a_from_pu | pf_vm_b_from_pu | pf_vm_c_from_pu | pf_vm_a_to_pu | pf_vm_b_to_pu | pf_vm_c_to_pu | pf_va_a_from_degree | pf_va_b_from_degree | pf_va_c_from_degree | pf_va_a_to_degree | pf_va_b_to_degree | pf_va_c_to_degree
Line0_1_2 | 0.0021988 | 0.0021988 | 0.0021988 | 0.0021988 | 0.0021988 | 0.0021988 | 0.00050779 | 0.00050779 | 0.00050779 | 0.00050779 | 0.00050779 | 0.00050779 | 0.00036513 | 0.00014813 | -0.00044031 | -0.00036508 | -0.00014809 | 0.00044036 | 0.00036522 | -0.0004412 | 0.00014893 | -0.00036517 | 0.00044125 | -0.00014888 | -45.0433 | -45.0433 | -45.0433 | 134.9562 | 134.9563 | 134.9563 |  | 1.017 | 0.91652 | 0.91538 | 1.0169 | 0.91658 | 0.91543 | -0.036191 | -116.4839 | 116.2688 | -0.036342 | -116.4912 | 116.2763
Line10_11_12 | 0.0021903 | 0.0021903 | 0.0021903 | 0.0021903 | 0.0021903 | 0.0021903 | 0.00050582 | 0.00050582 | 0.00050582 | 0.00050582 | 0.00050582 | 0.00050582 | 0.00036359 | 0.0001475 | -0.00043871 | -0.00036354 | -0.00014746 | 0.00043876 | 0.00036373 | -0.00043957 | 0.00014823 | -0.00036369 | 0.00043962 | -0.00014818 | -45.0478 | -45.0478 | -45.0478 | 134.9517 | 134.9517 | 134.9517 |  | 1.0168 | 0.91664 | 0.91549 | 1.0166 | 0.9167 | 0.91554 | -0.036491 | -116.4984 | 116.2837 | -0.03664 | -116.5057 | 116.2911
Line11_12_13 | 0.0021903 | 0.0021903 | 0.0021903 | 0.0021903 | 0.0021903 | 0.0021903 | 0.00050582 | 0.00050582 | 0.00050582 | 0.00050583 | 0.00050583 | 0.00050583 | 0.00036354 | 0.00014746 | -0.00043876 | -0.0003635 | -0.00014742 | 0.00043881 | 0.00036369 | -0.00043962 | 0.00014817 | -0.00036365 | 0.00043967 | -0.00014812 | -45.0483 | -45.0483 | -45.0483 | 134.9513 | 134.9513 | 134.9513 |  | 1.0166 | 0.9167 | 0.91554 | 1.0165 | 0.91676 | 0.9156 | -0.03664 | -116.5057 | 116.2911 | -0.03679 | -116.513 | 116.2986
Line12_13_15 | 0 | 0 | 0 | 0 | 0 | 0 | 0 | 0 | 0 | 0 | 0 | 0 | 7.4693e-10 | -1.4178e-08 | 1.353e-08 | -7.4578e-10 | 9.5576e-09 | -8.9114e-09 | -1.716e-08 | 6.3171e-09 | 7.4803e-09 | 1.1438e-08 | -4.0172e-09 | -5.1928e-09 | 0 | 0 | 0 | 0 | 0 | 0 |  | 1.0165 | 0.91676 | 0.9156 | 1.0165 | 0.91676 | 0.9156 | -0.03679 | -116.513 | 116.2986 | -0.03679 | -116.513 | 116.2986
Line13_13_14 | 0.0021903 | 0.0021903 | 0.0021903 | 0.0021904 | 0.0021904 | 0.0021904 | 0.00050584 | 0.00050584 | 0.00050584 | 0.00050584 | 0.00050584 | 0.00050584 | 0.00036349 | 0.00014743 | -0.00043882 | -0.00036345 | -0.00014739 | 0.00043887 | 0.00036366 | -0.00043967 | 0.00014812 | -0.00036362 | 0.00043972 | -0.00014807 | -45.0502 | -45.0502 | -45.0502 | 134.9494 | 134.9494 | 134.9494 |  | 1.0165 | 0.91676 | 0.9156 | 1.0164 | 0.91682 | 0.91566 | -0.03679 | -116.513 | 116.2986 | -0.03694 | -116.5203 | 116.306
Line14_15_16 | 0 | 0 | 0 | 0 | 0 | 0 | 0 | 0 | 0 | 0 | 0 | 0 | 4.9796e-10 | -9.4518e-09 | 9.0202e-09 | -4.968e-10 | 4.8317e-09 | -4.4013e-09 | -1.144e-08 | 4.2114e-09 | 4.9869e-09 | 5.7178e-09 | -1.9115e-09 | -2.6993e-09 | 0 | 0 | 0 | 0 | 0 | 0 |  | 1.0165 | 0.91676 | 0.9156 | 1.0165 | 0.91676 | 0.9156 | -0.03679 | -116.513 | 116.2986 | -0.03679 | -116.513 | 116.2986
Line15_16_17 | 0 | 0 | 0 | 0 | 0 | 0 | 0 | 0 | 0 | 0 | 0 | 0 | 2.4898e-10 | -4.7259e-09 | 4.5101e-09 | -2.4782e-10 | 1.0581e-10 | 1.0883e-10 | -5.7201e-09 | 2.1057e-09 | 2.4934e-09 | -2.2735e-12 | 1.9423e-10 | -2.0589e-10 | 0 | 0 | 0 | 0 | 0 | 0 |  | 1.0165 | 0.91676 | 0.9156 | 1.0165 | 0.91676 | 0.9156 | -0.03679 | -116.513 | 116.2986 | -0.03679 | -116.513 | 116.2986
Line16_4_18 | 0 | 0.029718 | 0.02968 | 0 | 0.029718 | 0.02968 | 0 | 0.0068632 | 0.0068543 | 0 | 0.0068632 | 0.0068543 | 2.444e-10 | 0.0044294 | 0.0044226 | -2.4518e-10 | -0.0044159 | -0.0044045 | -5.8202e-09 | 0.0044347 | 0.0044187 | -2.3195e-12 | -0.0044159 | -0.0044045 | 0 | -161.559 | 71.3272 | 0 | 18.4411 | -108.6728 |  | 1.0164 | 0.91326 | 0.9121 | 1.0158 | 0.90994 | 0.90876 | -0.036952 | -116.525 | 116.3017 | -0.037559 | -116.5589 | 116.3272
Line17_5_19 | 0.0022032 | 0.0022032 | 0.0022032 | 0.0022032 | 0.0022032 | 0.0022032 | 0.0005088 | 0.0005088 | 0.0005088 | 0.0005088 | 0.0005088 | 0.0005088 | 0.00036581 | 0.00014838 | -0.00044124 | -0.00036576 | -0.00014834 | 0.00044129 | 0.0003659 | -0.00044212 | 0.00014918 | -0.00036585 | 0.00044217 | -0.00014913 | -45.0434 | -45.0434 | -45.0434 | 134.9562 | 134.9562 | 134.9562 |  | 1.0169 | 0.91658 | 0.91543 | 1.0168 | 0.91664 | 0.91549 | -0.036342 | -116.4912 | 116.2763 | -0.036494 | -116.4985 | 116.2838
Line1_1_3 | 0.0021902 | 0.0021902 | 0.0021902 | 0.0021902 | 0.0021902 | 0.0021902 | 0.00050581 | 0.00050581 | 0.00050581 | 0.00050581 | 0.00050581 | 0.00050581 | 0.00036368 | 0.00014758 | -0.00043861 | -0.00036363 | -0.00014754 | 0.00043866 | 0.00036382 | -0.00043947 | 0.00014833 | -0.00036377 | 0.00043952 | -0.00014828 | -45.0469 | -45.0469 | -45.0469 | 134.9527 | 134.9527 | 134.9527 |  | 1.017 | 0.91652 | 0.91538 | 1.0169 | 0.91658 | 0.91543 | -0.036191 | -116.4839 | 116.2688 | -0.036341 | -116.4911 | 116.2762
Line2_1_4 | 0.0022247 | 0.028794 | 0.028761 | 0.0022247 | 0.028794 | 0.028761 | 0.00051377 | 0.0066496 | 0.0066422 | 0.00051378 | 0.0066496 | 0.0066421 | 0.00036951 | 0.0045918 | 0.0039956 | -0.00036927 | -0.0045784 | -0.0039787 | 0.00036945 | 0.0040073 | 0.0045828 | -0.00036921 | -0.0039897 | -0.0045687 | -45.0316 | -157.595 | 67.3529 | 134.968 | 22.4051 | -112.6471 |  | 1.017 | 0.91652 | 0.91538 | 1.0164 | 0.91326 | 0.9121 | -0.036191 | -116.4839 | 116.2688 | -0.036952 | -116.525 | 116.3017
Line3_1_5 | 0.0022032 | 0.0022032 | 0.0022032 | 0.0022032 | 0.0022032 | 0.0022032 | 0.0005088 | 0.0005088 | 0.0005088 | 0.0005088 | 0.0005088 | 0.0005088 | 0.00036585 | 0.00014842 | -0.00044118 | -0.00036581 | -0.00014838 | 0.00044124 | 0.00036594 | -0.00044207 | 0.00014923 | -0.0003659 | 0.00044212 | -0.00014918 | -45.0429 | -45.0429 | -45.0429 | 134.9567 | 134.9567 | 134.9567 |  | 1.017 | 0.91652 | 0.91538 | 1.0169 | 0.91658 | 0.91543 | -0.036191 | -116.4839 | 116.2688 | -0.036342 | -116.4912 | 116.2763
Line4_2_6 | 0.0021988 | 0.0021988 | 0.0021988 | 0.0021988 | 0.0021988 | 0.0021988 | 0.00050779 | 0.00050779 | 0.00050779 | 0.0005078 | 0.0005078 | 0.0005078 | 0.00036508 | 0.00014809 | -0.00044036 | -0.00036503 | -0.00014805 | 0.00044041 | 0.00036517 | -0.00044125 | 0.00014888 | -0.00036513 | 0.0004413 | -0.00014883 | -45.0438 | -45.0438 | -45.0438 | 134.9558 | 134.9558 | 134.9558 |  | 1.0169 | 0.91658 | 0.91543 | 1.0168 | 0.91664 | 0.91549 | -0.036342 | -116.4912 | 116.2763 | -0.036493 | -116.4985 | 116.2837
Line5_6_7 | 0.0021988 | 0.0021988 | 0.0021988 | 0.0021988 | 0.0021988 | 0.0021988 | 0.0005078 | 0.0005078 | 0.0005078 | 0.0005078 | 0.0005078 | 0.0005078 | 0.00036503 | 0.00014805 | -0.00044041 | -0.00036499 | -0.00014801 | 0.00044047 | 0.00036513 | -0.0004413 | 0.00014883 | -0.00036509 | 0.00044135 | -0.00014878 | -45.0442 | -45.0442 | -45.0442 | 134.9553 | 134.9553 | 134.9553 |  | 1.0168 | 0.91664 | 0.91549 | 1.0166 | 0.9167 | 0.91554 | -0.036493 | -116.4985 | 116.2837 | -0.036644 | -116.5058 | 116.2912
Line6_7_8 | 0 | 0 | 0 | 0 | 0 | 0 | 0 | 0 | 0 | 0 | 0 | 0 | 7.4786e-10 | -1.4205e-08 | 1.3557e-08 | -7.4691e-10 | 9.5758e-09 | -8.929e-09 | -1.7196e-08 | 6.3276e-09 | 7.492e-09 | 1.1461e-08 | -4.0238e-09 | -5.201e-09 | 0 | 0 | 0 | 0 | 0 | 0 |  | 1.0166 | 0.9167 | 0.91554 | 1.0166 | 0.9167 | 0.91554 | -0.036644 | -116.5058 | 116.2912 | -0.036644 | -116.5058 | 116.2912
Line7_8_9 | 0 | 0 | 0 | 0 | 0 | 0 | 0 | 0 | 0 | 0 | 0 | 0 | 2.4929e-10 | -4.7349e-09 | 4.519e-09 | -2.4834e-10 | 1.0598e-10 | 1.0899e-10 | -5.7319e-09 | 2.1092e-09 | 2.4973e-09 | -2.2648e-12 | 1.9462e-10 | -2.0629e-10 | 0 | 0 | 0 | 0 | 0 | 0 |  | 1.0166 | 0.9167 | 0.91554 | 1.0166 | 0.9167 | 0.91554 | -0.036644 | -116.5058 | 116.2912 | -0.036644 | -116.5058 | 116.2912
Line8_8_10 | 0 | 0 | 0 | 0 | 0 | 0 | 0 | 0 | 0 | 0 | 0 | 0 | 2.4929e-10 | -4.7349e-09 | 4.519e-09 | -2.4834e-10 | 1.0598e-10 | 1.0899e-10 | -5.7319e-09 | 2.1092e-09 | 2.4973e-09 | -2.2648e-12 | 1.9462e-10 | -2.0629e-10 | 0 | 0 | 0 | 0 | 0 | 0 |  | 1.0166 | 0.9167 | 0.91554 | 1.0166 | 0.9167 | 0.91554 | -0.036644 | -116.5058 | 116.2912 | -0.036644 | -116.5058 | 116.2912
Line9_3_11 | 0.0021902 | 0.0021902 | 0.0021902 | 0.0021903 | 0.0021903 | 0.0021903 | 0.00050581 | 0.00050581 | 0.00050581 | 0.00050582 | 0.00050582 | 0.00050582 | 0.00036363 | 0.00014754 | -0.00043866 | -0.00036359 | -0.0001475 | 0.00043871 | 0.00036377 | -0.00043952 | 0.00014828 | -0.00036373 | 0.00043957 | -0.00014823 | -45.0473 | -45.0473 | -45.0473 | 134.9522 | 134.9522 | 134.9522 |  | 1.0169 | 0.91658 | 0.91543 | 1.0168 | 0.91664 | 0.91549 | -0.036341 | -116.4911 | 116.2762 | -0.036491 | -116.4984 | 116.2837

## LLG_min_fault_10
name | pf_ikss_a_from_ka | pf_ikss_b_from_ka | pf_ikss_c_from_ka | pf_ikss_a_to_ka | pf_ikss_b_to_ka | pf_ikss_c_to_ka | pf_skss_a_from_mw | pf_skss_b_from_mw | pf_skss_c_from_mw | pf_skss_a_to_mw | pf_skss_b_to_mw | pf_skss_c_to_mw | pf_p_a_from_mw | pf_p_b_from_mw | pf_p_c_from_mw | pf_p_a_to_mw | pf_p_b_to_mw | pf_p_c_to_mw | pf_q_a_from_mvar | pf_q_b_from_mvar | pf_q_c_from_mvar | pf_q_a_to_mvar | pf_q_b_to_mvar | pf_q_c_to_mvar | pf_ikss_a_from_degree | pf_ikss_b_from_degree | pf_ikss_c_from_degree | pf_ikss_a_to_degree | pf_ikss_b_to_degree | pf_ikss_c_to_degree | 3xI0 | pf_vm_a_from_pu | pf_vm_b_from_pu | pf_vm_c_from_pu | pf_vm_a_to_pu | pf_vm_b_to_pu | pf_vm_c_to_pu | pf_va_a_from_degree | pf_va_b_from_degree | pf_va_c_from_degree | pf_va_a_to_degree | pf_va_b_to_degree | pf_va_c_to_degree
Line0_1_2 | 0.0020831 | 0.0020831 | 0.0020831 | 0.0020831 | 0.0020831 | 0.0020831 | 0.00048106 | 0.00048106 | 0.00048106 | 0.00048107 | 0.00048107 | 0.00048107 | 0.0003277 | 0.00013295 | -0.00039518 | -0.00032766 | -0.00013291 | 0.00039523 | 0.00032778 | -0.00039598 | 0.00013367 | -0.00032775 | 0.00039602 | -0.00013362 | -45.0433 | -45.0433 | -45.0433 | 134.9562 | 134.9563 | 134.9563 |  | 0.96349 | 0.86828 | 0.8672 | 0.96336 | 0.86834 | 0.86725 | -0.036191 | -116.4839 | 116.2688 | -0.036342 | -116.4912 | 116.2763
Line10_11_12 | 0.002075 | 0.002075 | 0.002075 | 0.002075 | 0.002075 | 0.002075 | 0.0004792 | 0.0004792 | 0.0004792 | 0.0004792 | 0.0004792 | 0.0004792 | 0.00032632 | 0.00013238 | -0.00039374 | -0.00032628 | -0.00013234 | 0.00039379 | 0.00032645 | -0.00039451 | 0.00013303 | -0.00032641 | 0.00039456 | -0.00013299 | -45.0478 | -45.0478 | -45.0478 | 134.9517 | 134.9517 | 134.9517 |  | 0.96324 | 0.8684 | 0.8673 | 0.96312 | 0.86846 | 0.86736 | -0.036491 | -116.4984 | 116.2837 | -0.03664 | -116.5057 | 116.2911
Line11_12_13 | 0.002075 | 0.002075 | 0.002075 | 0.002075 | 0.002075 | 0.002075 | 0.0004792 | 0.0004792 | 0.0004792 | 0.0004792 | 0.0004792 | 0.0004792 | 0.00032628 | 0.00013234 | -0.00039379 | -0.00032624 | -0.00013231 | 0.00039383 | 0.00032641 | -0.00039456 | 0.00013299 | -0.00032638 | 0.0003946 | -0.00013294 | -45.0483 | -45.0483 | -45.0483 | 134.9513 | 134.9513 | 134.9513 |  | 0.96312 | 0.86846 | 0.86736 | 0.96299 | 0.86851 | 0.86741 | -0.03664 | -116.5057 | 116.2911 | -0.03679 | -116.513 | 116.2986
Line12_13_15 | 0 | 0 | 0 | 0 | 0 | 0 | 0 | 0 | 0 | 0 | 0 | 0 | 6.7038e-10 | -1.2725e-08 | 1.2144e-08 | -6.6934e-10 | 8.578e-09 | -7.998e-09 | -1.5401e-08 | 5.6697e-09 | 6.7136e-09 | 1.0266e-08 | -3.6055e-09 | -4.6605e-09 | 0 | 0 | 0 | 0 | 0 | 0 |  | 0.96299 | 0.86851 | 0.86741 | 0.96299 | 0.86851 | 0.86741 | -0.03679 | -116.513 | 116.2986 | -0.03679 | -116.513 | 116.2986
Line13_13_14 | 0.0020751 | 0.0020751 | 0.0020751 | 0.0020751 | 0.0020751 | 0.0020751 | 0.00047921 | 0.00047921 | 0.00047921 | 0.00047922 | 0.00047922 | 0.00047922 | 0.00032624 | 0.00013232 | -0.00039385 | -0.0003262 | -0.00013228 | 0.00039389 | 0.00032639 | -0.00039461 | 0.00013294 | -0.00032635 | 0.00039466 | -0.00013289 | -45.0502 | -45.0502 | -45.0502 | 134.9494 | 134.9494 | 134.9494 |  | 0.96299 | 0.86851 | 0.86741 | 0.96287 | 0.86857 | 0.86746 | -0.03679 | -116.513 | 116.2986 | -0.03694 | -116.5203 | 116.306
Line14_15_16 | 0 | 0 | 0 | 0 | 0 | 0 | 0 | 0 | 0 | 0 | 0 | 0 | 4.4692e-10 | -8.4831e-09 | 8.0957e-09 | -4.4588e-10 | 4.3365e-09 | -3.9502e-09 | -1.0268e-08 | 3.7798e-09 | 4.4757e-09 | 5.1318e-09 | -1.7156e-09 | -2.4227e-09 | 0 | 0 | 0 | 0 | 0 | 0 |  | 0.96299 | 0.86851 | 0.86741 | 0.96299 | 0.86851 | 0.86741 | -0.03679 | -116.513 | 116.2986 | -0.03679 | -116.513 | 116.2986
Line15_16_17 | 0 | 0 | 0 | 0 | 0 | 0 | 0 | 0 | 0 | 0 | 0 | 0 | 2.2346e-10 | -4.2415e-09 | 4.0479e-09 | -2.2242e-10 | 9.4965e-11 | 9.7679e-11 | -5.1338e-09 | 1.8899e-09 | 2.2379e-09 | -2.0405e-12 | 1.7432e-10 | -1.8479e-10 | 0 | 0 | 0 | 0 | 0 | 0 |  | 0.96299 | 0.86851 | 0.86741 | 0.96299 | 0.86851 | 0.86741 | -0.03679 | -116.513 | 116.2986 | -0.03679 | -116.513 | 116.2986
Line16_4_18 | 0 | 0.028154 | 0.028118 | 0 | 0.028154 | 0.028118 | 0 | 0.006502 | 0.0064935 | 0 | 0.006502 | 0.0064935 | 2.1935e-10 | 0.0039754 | 0.0039694 | -2.2005e-10 | -0.0039633 | -0.0039531 | -5.2237e-09 | 0.0039802 | 0.0039658 | -2.0818e-12 | -0.0039633 | -0.0039531 | 0 | -161.559 | 71.3272 | 0 | 18.4411 | -108.6728 |  | 0.96286 | 0.86519 | 0.86409 | 0.96236 | 0.86205 | 0.86093 | -0.036952 | -116.525 | 116.3017 | -0.037559 | -116.5589 | 116.3272
Line17_5_19 | 0.0020872 | 0.0020872 | 0.0020872 | 0.0020872 | 0.0020872 | 0.0020872 | 0.00048202 | 0.00048202 | 0.00048202 | 0.00048202 | 0.00048202 | 0.00048202 | 0.00032831 | 0.00013317 | -0.00039601 | -0.00032827 | -0.00013313 | 0.00039606 | 0.00032839 | -0.00039681 | 0.00013389 | -0.00032836 | 0.00039685 | -0.00013385 | -45.0434 | -45.0434 | -45.0434 | 134.9562 | 134.9562 | 134.9562 |  | 0.96336 | 0.86834 | 0.86725 | 0.96324 | 0.8684 | 0.86731 | -0.036342 | -116.4912 | 116.2763 | -0.036494 | -116.4985 | 116.2838
Line1_1_3 | 0.002075 | 0.0020749 | 0.002075 | 0.002075 | 0.002075 | 0.002075 | 0.00047919 | 0.00047919 | 0.00047919 | 0.00047919 | 0.00047919 | 0.00047919 | 0.00032641 | 0.00013246 | -0.00039365 | -0.00032636 | -0.00013242 | 0.0003937 | 0.00032653 | -0.00039442 | 0.00013312 | -0.00032649 | 0.00039447 | -0.00013308 | -45.0469 | -45.0469 | -45.0469 | 134.9527 | 134.9527 | 134.9527 |  | 0.96349 | 0.86828 | 0.8672 | 0.96337 | 0.86834 | 0.86725 | -0.036191 | -116.4839 | 116.2688 | -0.036341 | -116.4911 | 116.2762
Line2_1_4 | 0.0021076 | 0.027278 | 0.027248 | 0.0021076 | 0.027278 | 0.027248 | 0.00048673 | 0.0062997 | 0.0062926 | 0.00048674 | 0.0062997 | 0.0062926 | 0.00033163 | 0.0041212 | 0.0035861 | -0.00033142 | -0.0041091 | -0.0035709 | 0.00033158 | 0.0035966 | 0.0041131 | -0.00033137 | -0.0035808 | -0.0041004 | -45.0316 | -157.595 | 67.3529 | 134.968 | 22.4051 | -112.6471 |  | 0.96349 | 0.86828 | 0.8672 | 0.96286 | 0.86519 | 0.86409 | -0.036191 | -116.4839 | 116.2688 | -0.036952 | -116.525 | 116.3017
Line3_1_5 | 0.0020872 | 0.0020872 | 0.0020872 | 0.0020872 | 0.0020872 | 0.0020872 | 0.00048202 | 0.00048202 | 0.00048202 | 0.00048202 | 0.00048202 | 0.00048202 | 0.00032836 | 0.00013321 | -0.00039597 | -0.00032831 | -0.00013317 | 0.00039601 | 0.00032843 | -0.00039676 | 0.00013394 | -0.00032839 | 0.00039681 | -0.00013389 | -45.0429 | -45.0429 | -45.0429 | 134.9567 | 134.9567 | 134.9567 |  | 0.96349 | 0.86828 | 0.8672 | 0.96336 | 0.86834 | 0.86725 | -0.036191 | -116.4839 | 116.2688 | -0.036342 | -116.4912 | 116.2763
Line4_2_6 | 0.0020831 | 0.0020831 | 0.0020831 | 0.0020831 | 0.0020831 | 0.0020831 | 0.00048107 | 0.00048107 | 0.00048107 | 0.00048107 | 0.00048107 | 0.00048107 | 0.00032766 | 0.00013291 | -0.00039523 | -0.00032762 | -0.00013287 | 0.00039528 | 0.00032775 | -0.00039602 | 0.00013362 | -0.00032771 | 0.00039607 | -0.00013358 | -45.0438 | -45.0438 | -45.0438 | 134.9558 | 134.9558 | 134.9558 |  | 0.96336 | 0.86834 | 0.86725 | 0.96324 | 0.8684 | 0.86731 | -0.036342 | -116.4912 | 116.2763 | -0.036493 | -116.4985 | 116.2837
Line5_6_7 | 0.0020831 | 0.0020831 | 0.0020831 | 0.0020831 | 0.0020831 | 0.0020831 | 0.00048107 | 0.00048107 | 0.00048107 | 0.00048107 | 0.00048107 | 0.00048107 | 0.00032762 | 0.00013287 | -0.00039528 | -0.00032758 | -0.00013284 | 0.00039532 | 0.00032771 | -0.00039607 | 0.00013358 | -0.00032767 | 0.00039611 | -0.00013353 | -45.0442 | -45.0442 | -45.0442 | 134.9553 | 134.9553 | 134.9553 |  | 0.96324 | 0.8684 | 0.86731 | 0.96311 | 0.86846 | 0.86736 | -0.036493 | -116.4985 | 116.2837 | -0.036644 | -116.5058 | 116.2912
Line6_7_8 | 0 | 0 | 0 | 0 | 0 | 0 | 0 | 0 | 0 | 0 | 0 | 0 | 6.7121e-10 | -1.2749e-08 | 1.2167e-08 | -6.7036e-10 | 8.5944e-09 | -8.0138e-09 | -1.5433e-08 | 5.6791e-09 | 6.7241e-09 | 1.0287e-08 | -3.6114e-09 | -4.6679e-09 | 0 | 0 | 0 | 0 | 0 | 0 |  | 0.96311 | 0.86846 | 0.86736 | 0.96311 | 0.86846 | 0.86736 | -0.036644 | -116.5058 | 116.2912 | -0.036644 | -116.5058 | 116.2912
Line7_8_9 | 0 | 0 | 0 | 0 | 0 | 0 | 0 | 0 | 0 | 0 | 0 | 0 | 2.2374e-10 | -4.2496e-09 | 4.0558e-09 | -2.2289e-10 | 9.5119e-11 | 9.7816e-11 | -5.1444e-09 | 1.893e-09 | 2.2414e-09 | -2.0327e-12 | 1.7467e-10 | -1.8515e-10 | 0 | 0 | 0 | 0 | 0 | 0 |  | 0.96311 | 0.86846 | 0.86736 | 0.96311 | 0.86846 | 0.86736 | -0.036644 | -116.5058 | 116.2912 | -0.036644 | -116.5058 | 116.2912
Line8_8_10 | 0 | 0 | 0 | 0 | 0 | 0 | 0 | 0 | 0 | 0 | 0 | 0 | 2.2374e-10 | -4.2496e-09 | 4.0558e-09 | -2.2289e-10 | 9.5119e-11 | 9.7816e-11 | -5.1444e-09 | 1.893e-09 | 2.2414e-09 | -2.0327e-12 | 1.7467e-10 | -1.8515e-10 | 0 | 0 | 0 | 0 | 0 | 0 |  | 0.96311 | 0.86846 | 0.86736 | 0.96311 | 0.86846 | 0.86736 | -0.036644 | -116.5058 | 116.2912 | -0.036644 | -116.5058 | 116.2912
Line9_3_11 | 0.002075 | 0.002075 | 0.002075 | 0.002075 | 0.002075 | 0.002075 | 0.00047919 | 0.00047919 | 0.00047919 | 0.0004792 | 0.0004792 | 0.0004792 | 0.00032636 | 0.00013242 | -0.0003937 | -0.00032632 | -0.00013238 | 0.00039374 | 0.00032649 | -0.00039447 | 0.00013308 | -0.00032645 | 0.00039451 | -0.00013303 | -45.0473 | -45.0473 | -45.0473 | 134.9522 | 134.9522 | 134.9522 |  | 0.96337 | 0.86834 | 0.86725 | 0.96324 | 0.8684 | 0.8673 | -0.036341 | -116.4911 | 116.2762 | -0.036491 | -116.4984 | 116.2837