## LLL_max_6
name | pf_ikss_from_ka | pf_ikss_to_ka | pf_ip_from_ka | pf_ip_to_ka | pf_skss_from_mw | pf_skss_to_mw | pf_p_from_mw | pf_p_to_mw | pf_q_from_mvar | pf_q_to_mvar | pf_ikss_from_degree | pf_ikss_to_degree | pf_vm_from_pu | pf_vm_to_pu | pf_va_from_degree | pf_va_to_degree
Line0_1_2 | 0 | 0 | 0 | 0 | 0 | 0 | 0 | 0 | 0 | 0 | 0 | 0 | 0.70184 | 0.70184 | -7.4193 | -7.4193
Line10_11_12 | 0 | 0 | 0 | 0 | 0 | 0 | 0 | 0 | 0 | 0 | 0 | 0 | 0.70184 | 0.70184 | -7.4193 | -7.4193
Line11_12_13 | 0 | 0 | 0 | 0 | 0 | 0 | 0 | 0 | 0 | 0 | 0 | 0 | 0.70184 | 0.70184 | -7.4193 | -7.4193
Line12_13_15 | 0 | 0 | 0 | 0 | 0 | 0 | 0 | 0 | 0 | 0 | 0 | 0 | 0.70184 | 0.70184 | -7.4193 | -7.4193
Line13_13_14 | 0 | 0 | 0 | 0 | 0 | 0 | 0 | 0 | 0 | 0 | 0 | 0 | 0.70184 | 0.70184 | -7.4193 | -7.4193
Line14_15_16 | 0 | 0 | 0 | 0 | 0 | 0 | 0 | 0 | 0 | 0 | 0 | 0 | 0.70184 | 0.70184 | -7.4193 | -7.4193
Line15_16_17 | 0 | 0 | 0 | 0 | 0 | 0 | 0 | 0 | 0 | 0 | 0 | 0 | 0.70184 | 0.70184 | -7.4193 | -7.4193
Line16_4_18 | 3.6243 | 3.6243 | 0 | 7.0007 | 2.511 | 2.511 | 0.39406 | -1e-07 | 0.78812 | -1e-07 | -70.8543 | 109.1457 | 0.35092 | 0 | -7.4193 | 0
Line17_5_19 | 0 | 0 | 0 | 0 | 0 | 0 | 0 | 0 | 0 | 0 | 0 | 0 | 0.70184 | 0.70184 | -7.4193 | -7.4193
Line1_1_3 | 0 | 0 | 0 | 0 | 0 | 0 | 0 | 0 | 0 | 0 | 0 | 0 | 0.70184 | 0.70184 | -7.4193 | -7.4193
Line2_1_4 | 3.6243 | 3.6243 | 0 | 0 | 2.511 | 2.511 | 0.78812 | -0.39406 | 1.5762 | -0.78812 | -70.8543 | 109.1457 | 0.70184 | 0.35092 | -7.4193 | -7.4193
Line3_1_5 | 0 | 0 | 0 | 0 | 0 | 0 | 0 | 0 | 0 | 0 | 0 | 0 | 0.70184 | 0.70184 | -7.4193 | -7.4193
Line4_2_6 | 0 | 0 | 0 | 0 | 0 | 0 | 0 | 0 | 0 | 0 | 0 | 0 | 0.70184 | 0.70184 | -7.4193 | -7.4193
Line5_6_7 | 0 | 0 | 0 | 0 | 0 | 0 | 0 | 0 | 0 | 0 | 0 | 0 | 0.70184 | 0.70184 | -7.4193 | -7.4193
Line6_7_8 | 0 | 0 | 0 | 0 | 0 | 0 | 0 | 0 | 0 | 0 | 0 | 0 | 0.70184 | 0.70184 | -7.4193 | -7.4193
Line7_8_9 | 0 | 0 | 0 | 0 | 0 | 0 | 0 | 0 | 0 | 0 | 0 | 0 | 0.70184 | 0.70184 | -7.4193 | -7.4193
Line8_8_10 | 0 | 0 | 0 | 0 | 0 | 0 | 0 | 0 | 0 | 0 | 0 | 0 | 0.70184 | 0.70184 | -7.4193 | -7.4193
Line9_3_11 | 0 | 0 | 0 | 0 | 0 | 0 | 0 | 0 | 0 | 0 | 0 | 0 | 0.70184 | 0.70184 | -7.4193 | -7.4193

## LLL_max_10
name | pf_ikss_from_ka | pf_ikss_to_ka | pf_ip_from_ka | pf_ip_to_ka | pf_skss_from_mw | pf_skss_to_mw | pf_p_from_mw | pf_p_to_mw | pf_q_from_mvar | pf_q_to_mvar | pf_ikss_from_degree | pf_ikss_to_degree | pf_vm_from_pu | pf_vm_to_pu | pf_va_from_degree | pf_va_to_degree
Line0_1_2 | 0 | 0 | 0 | 0 | 0 | 0 | 0 | 0 | 0 | 0 | 0 | 0 | 0.72372 | 0.72372 | -7.6495 | -7.6495
Line10_11_12 | 0 | 0 | 0 | 0 | 0 | 0 | 0 | 0 | 0 | 0 | 0 | 0 | 0.72372 | 0.72372 | -7.6495 | -7.6495
Line11_12_13 | 0 | 0 | 0 | 0 | 0 | 0 | 0 | 0 | 0 | 0 | 0 | 0 | 0.72372 | 0.72372 | -7.6495 | -7.6495
Line12_13_15 | 0 | 0 | 0 | 0 | 0 | 0 | 0 | 0 | 0 | 0 | 0 | 0 | 0.72372 | 0.72372 | -7.6495 | -7.6495
Line13_13_14 | 0 | 0 | 0 | 0 | 0 | 0 | 0 | 0 | 0 | 0 | 0 | 0 | 0.72372 | 0.72372 | -7.6495 | -7.6495
Line14_15_16 | 0 | 0 | 0 | 0 | 0 | 0 | 0 | 0 | 0 | 0 | 0 | 0 | 0.72372 | 0.72372 | -7.6495 | -7.6495
Line15_16_17 | 0 | 0 | 0 | 0 | 0 | 0 | 0 | 0 | 0 | 0 | 0 | 0 | 0.72372 | 0.72372 | -7.6495 | -7.6495
Line16_4_18 | 3.7373 | 3.7373 | 0 | 7.2438 | 2.5893 | 2.5893 | 0.41902 | -1e-07 | 0.83803 | -1e-07 | -71.0844 | 108.9156 | 0.36186 | 0 | -7.6495 | 0
Line17_5_19 | 0 | 0 | 0 | 0 | 0 | 0 | 0 | 0 | 0 | 0 | 0 | 0 | 0.72372 | 0.72372 | -7.6495 | -7.6495
Line1_1_3 | 0 | 0 | 0 | 0 | 0 | 0 | 0 | 0 | 0 | 0 | 0 | 0 | 0.72372 | 0.72372 | -7.6495 | -7.6495
Line2_1_4 | 3.7373 | 3.7373 | 0 | 0 | 2.5893 | 2.5893 | 0.83803 | -0.41902 | 1.6761 | -0.83803 | -71.0844 | 108.9156 | 0.72372 | 0.36186 | -7.6495 | -7.6495
Line3_1_5 | 0 | 0 | 0 | 0 | 0 | 0 | 0 | 0 | 0 | 0 | 0 | 0 | 0.72372 | 0.72372 | -7.6495 | -7.6495
Line4_2_6 | 0 | 0 | 0 | 0 | 0 | 0 | 0 | 0 | 0 | 0 | 0 | 0 | 0.72372 | 0.72372 | -7.6495 | -7.6495
Line5_6_7 | 0 | 0 | 0 | 0 | 0 | 0 | 0 | 0 | 0 | 0 | 0 | 0 | 0.72372 | 0.72372 | -7.6495 | -7.6495
Line6_7_8 | 0 | 0 | 0 | 0 | 0 | 0 | 0 | 0 | 0 | 0 | 0 | 0 | 0.72372 | 0.72372 | -7.6495 | -7.6495
Line7_8_9 | 0 | 0 | 0 | 0 | 0 | 0 | 0 | 0 | 0 | 0 | 0 | 0 | 0.72372 | 0.72372 | -7.6495 | -7.6495
Line8_8_10 | 0 | 0 | 0 | 0 | 0 | 0 | 0 | 0 | 0 | 0 | 0 | 0 | 0.72372 | 0.72372 | -7.6495 | -7.6495
Line9_3_11 | 0 | 0 | 0 | 0 | 0 | 0 | 0 | 0 | 0 | 0 | 0 | 0 | 0.72372 | 0.72372 | -7.6495 | -7.6495

## LLL_max_fault_6
name | pf_ikss_from_ka | pf_ikss_to_ka | pf_ip_from_ka | pf_ip_to_ka | pf_skss_from_mw | pf_skss_to_mw | pf_p_from_mw | pf_p_to_mw | pf_q_from_mvar | pf_q_to_mvar | pf_ikss_from_degree | pf_ikss_to_degree | pf_vm_from_pu | pf_vm_to_pu | pf_va_from_degree | pf_va_to_degree
Line0_1_2 | 0 | 0 | 0 | 0 | 0 | 0 | 0 | 0 | 0 | 0 | 0 | 0 | 1.0474 | 1.0474 | -0.12051 | -0.12051
Line10_11_12 | 0 | 0 | 0 | 0 | 0 | 0 | 0 | 0 | 0 | 0 | 0 | 0 | 1.0474 | 1.0474 | -0.12051 | -0.12051
Line11_12_13 | 0 | 0 | 0 | 0 | 0 | 0 | 0 | 0 | 0 | 0 | 0 | 0 | 1.0474 | 1.0474 | -0.12051 | -0.12051
Line12_13_15 | 0 | 0 | 0 | 0 | 0 | 0 | 0 | 0 | 0 | 0 | 0 | 0 | 1.0474 | 1.0474 | -0.12051 | -0.12051
Line13_13_14 | 0 | 0 | 0 | 0 | 0 | 0 | 0 | 0 | 0 | 0 | 0 | 0 | 1.0474 | 1.0474 | -0.12051 | -0.12051
Line14_15_16 | 0 | 0 | 0 | 0 | 0 | 0 | 0 | 0 | 0 | 0 | 0 | 0 | 1.0474 | 1.0474 | -0.12051 | -0.12051
Line15_16_17 | 0 | 0 | 0 | 0 | 0 | 0 | 0 | 0 | 0 | 0 | 0 | 0 | 1.0474 | 1.0474 | -0.12051 | -0.12051
Line16_4_18 | 0.034003 | 0.034003 | 0 | 0.065681 | 0.023558 | 0.023558 | 0.017378 | -0.017343 | 0.017412 | -0.017343 | -45.2344 | 134.7656 | 1.0442 | 1.0411 | -0.17729 | -0.23442
Line17_5_19 | 0 | 0 | 0 | 0 | 0 | 0 | 0 | 0 | 0 | 0 | 0 | 0 | 1.0474 | 1.0474 | -0.12051 | -0.12051
Line1_1_3 | 0 | 0 | 0 | 0 | 0 | 0 | 0 | 0 | 0 | 0 | 0 | 0 | 1.0474 | 1.0474 | -0.12051 | -0.12051
Line2_1_4 | 0.034003 | 0.034003 | 0 | 0 | 0.023558 | 0.023558 | 0.017412 | -0.017378 | 0.017482 | -0.017412 | -45.2344 | 134.7656 | 1.0474 | 1.0442 | -0.12051 | -0.17729
Line3_1_5 | 0 | 0 | 0 | 0 | 0 | 0 | 0 | 0 | 0 | 0 | 0 | 0 | 1.0474 | 1.0474 | -0.12051 | -0.12051
Line4_2_6 | 0 | 0 | 0 | 0 | 0 | 0 | 0 | 0 | 0 | 0 | 0 | 0 | 1.0474 | 1.0474 | -0.12051 | -0.12051
Line5_6_7 | 0 | 0 | 0 | 0 | 0 | 0 | 0 | 0 | 0 | 0 | 0 | 0 | 1.0474 | 1.0474 | -0.12051 | -0.12051
Line6_7_8 | 0 | 0 | 0 | 0 | 0 | 0 | 0 | 0 | 0 | 0 | 0 | 0 | 1.0474 | 1.0474 | -0.12051 | -0.12051
Line7_8_9 | 0 | 0 | 0 | 0 | 0 | 0 | 0 | 0 | 0 | 0 | 0 | 0 | 1.0474 | 1.0474 | -0.12051 | -0.12051
Line8_8_10 | 0 | 0 | 0 | 0 | 0 | 0 | 0 | 0 | 0 | 0 | 0 | 0 | 1.0474 | 1.0474 | -0.12051 | -0.12051
Line9_3_11 | 0 | 0 | 0 | 0 | 0 | 0 | 0 | 0 | 0 | 0 | 0 | 0 | 1.0474 | 1.0474 | -0.12051 | -0.12051

## LLL_max_fault_10
name | pf_ikss_from_ka | pf_ikss_to_ka | pf_ip_from_ka | pf_ip_to_ka | pf_skss_from_mw | pf_skss_to_mw | pf_p_from_mw | pf_p_to_mw | pf_q_from_mvar | pf_q_to_mvar | pf_ikss_from_degree | pf_ikss_to_degree | pf_vm_from_pu | pf_vm_to_pu | pf_va_from_degree | pf_va_to_degree
Line0_1_2 | 0 | 0 | 0 | 0 | 0 | 0 | 0 | 0 | 0 | 0 | 0 | 0 | 1.0971 | 1.0971 | -0.12619 | -0.12619
Line10_11_12 | 0 | 0 | 0 | 0 | 0 | 0 | 0 | 0 | 0 | 0 | 0 | 0 | 1.0971 | 1.0971 | -0.12619 | -0.12619
Line11_12_13 | 0 | 0 | 0 | 0 | 0 | 0 | 0 | 0 | 0 | 0 | 0 | 0 | 1.0971 | 1.0971 | -0.12619 | -0.12619
Line12_13_15 | 0 | 0 | 0 | 0 | 0 | 0 | 0 | 0 | 0 | 0 | 0 | 0 | 1.0971 | 1.0971 | -0.12619 | -0.12619
Line13_13_14 | 0 | 0 | 0 | 0 | 0 | 0 | 0 | 0 | 0 | 0 | 0 | 0 | 1.0971 | 1.0971 | -0.12619 | -0.12619
Line14_15_16 | 0 | 0 | 0 | 0 | 0 | 0 | 0 | 0 | 0 | 0 | 0 | 0 | 1.0971 | 1.0971 | -0.12619 | -0.12619
Line15_16_17 | 0 | 0 | 0 | 0 | 0 | 0 | 0 | 0 | 0 | 0 | 0 | 0 | 1.0971 | 1.0971 | -0.12619 | -0.12619
Line16_4_18 | 0.035618 | 0.035618 | 0 | 0.069037 | 0.024677 | 0.024677 | 0.019068 | -0.01903 | 0.019106 | -0.01903 | -45.2401 | 134.7599 | 1.0938 | 1.0906 | -0.18297 | -0.2401
Line17_5_19 | 0 | 0 | 0 | 0 | 0 | 0 | 0 | 0 | 0 | 0 | 0 | 0 | 1.0971 | 1.0971 | -0.12619 | -0.12619
Line1_1_3 | 0 | 0 | 0 | 0 | 0 | 0 | 0 | 0 | 0 | 0 | 0 | 0 | 1.0971 | 1.0971 | -0.12619 | -0.12619
Line2_1_4 | 0.035618 | 0.035618 | 0 | 0 | 0.024677 | 0.024677 | 0.019106 | -0.019068 | 0.019182 | -0.019106 | -45.2401 | 134.7599 | 1.0971 | 1.0938 | -0.12619 | -0.18297
Line3_1_5 | 0 | 0 | 0 | 0 | 0 | 0 | 0 | 0 | 0 | 0 | 0 | 0 | 1.0971 | 1.0971 | -0.12619 | -0.12619
Line4_2_6 | 0 | 0 | 0 | 0 | 0 | 0 | 0 | 0 | 0 | 0 | 0 | 0 | 1.0971 | 1.0971 | -0.12619 | -0.12619
Line5_6_7 | 0 | 0 | 0 | 0 | 0 | 0 | 0 | 0 | 0 | 0 | 0 | 0 | 1.0971 | 1.0971 | -0.12619 | -0.12619
Line6_7_8 | 0 | 0 | 0 | 0 | 0 | 0 | 0 | 0 | 0 | 0 | 0 | 0 | 1.0971 | 1.0971 | -0.12619 | -0.12619
Line7_8_9 | 0 | 0 | 0 | 0 | 0 | 0 | 0 | 0 | 0 | 0 | 0 | 0 | 1.0971 | 1.0971 | -0.12619 | -0.12619
Line8_8_10 | 0 | 0 | 0 | 0 | 0 | 0 | 0 | 0 | 0 | 0 | 0 | 0 | 1.0971 | 1.0971 | -0.12619 | -0.12619
Line9_3_11 | 0 | 0 | 0 | 0 | 0 | 0 | 0 | 0 | 0 | 0 | 0 | 0 | 1.0971 | 1.0971 | -0.12619 | -0.12619

## LLL_min_6
name | pf_ikss_from_ka | pf_ikss_to_ka | pf_ip_from_ka | pf_ip_to_ka | pf_skss_from_mw | pf_skss_to_mw | pf_p_from_mw | pf_p_to_mw | pf_q_from_mvar | pf_q_to_mvar | pf_ikss_from_degree | pf_ikss_to_degree | pf_vm_from_pu | pf_vm_to_pu | pf_va_from_degree | pf_va_to_degree
Line0_1_2 | 0 | 0 | 0 | 0 | 0 | 0 | 0 | 0 | 0 | 0 | 0 | 0 | 0.695 | 0.695 | -11.6026 | -11.6026
Line10_11_12 | 0 | 0 | 0 | 0 | 0 | 0 | 0 | 0 | 0 | 0 | 0 | 0 | 0.695 | 0.695 | -11.6026 | -11.6026
Line11_12_13 | 0 | 0 | 0 | 0 | 0 | 0 | 0 | 0 | 0 | 0 | 0 | 0 | 0.695 | 0.695 | -11.6026 | -11.6026
Line12_13_15 | 0 | 0 | 0 | 0 | 0 | 0 | 0 | 0 | 0 | 0 | 0 | 0 | 0.695 | 0.695 | -11.6026 | -11.6026
Line13_13_14 | 0 | 0 | 0 | 0 | 0 | 0 | 0 | 0 | 0 | 0 | 0 | 0 | 0.695 | 0.695 | -11.6026 | -11.6026
Line14_15_16 | 0 | 0 | 0 | 0 | 0 | 0 | 0 | 0 | 0 | 0 | 0 | 0 | 0.695 | 0.695 | -11.6026 | -11.6026
Line15_16_17 | 0 | 0 | 0 | 0 | 0 | 0 | 0 | 0 | 0 | 0 | 0 | 0 | 0.695 | 0.695 | -11.6026 | -11.6026
Line16_4_18 | 2.8946 | 2.8946 | 0 | 4.7808 | 2.0055 | 2.0055 | 0.48263 | -1e-07 | 0.50274 | -1e-07 | -57.7717 | 122.2283 | 0.3475 | 0 | -11.6026 | 0
Line17_5_19 | 0 | 0 | 0 | 0 | 0 | 0 | 0 | 0 | 0 | 0 | 0 | 0 | 0.695 | 0.695 | -11.6026 | -11.6026
Line1_1_3 | 0 | 0 | 0 | 0 | 0 | 0 | 0 | 0 | 0 | 0 | 0 | 0 | 0.695 | 0.695 | -11.6026 | -11.6026
Line2_1_4 | 2.8946 | 2.8946 | 0 | 0 | 2.0055 | 2.0055 | 0.96525 | -0.48263 | 1.0055 | -0.50274 | -57.7717 | 122.2283 | 0.695 | 0.3475 | -11.6026 | -11.6026
Line3_1_5 | 0 | 0 | 0 | 0 | 0 | 0 | 0 | 0 | 0 | 0 | 0 | 0 | 0.695 | 0.695 | -11.6026 | -11.6026
Line4_2_6 | 0 | 0 | 0 | 0 | 0 | 0 | 0 | 0 | 0 | 0 | 0 | 0 | 0.695 | 0.695 | -11.6026 | -11.6026
Line5_6_7 | 0 | 0 | 0 | 0 | 0 | 0 | 0 | 0 | 0 | 0 | 0 | 0 | 0.695 | 0.695 | -11.6026 | -11.6026
Line6_7_8 | 0 | 0 | 0 | 0 | 0 | 0 | 0 | 0 | 0 | 0 | 0 | 0 | 0.695 | 0.695 | -11.6026 | -11.6026
Line7_8_9 | 0 | 0 | 0 | 0 | 0 | 0 | 0 | 0 | 0 | 0 | 0 | 0 | 0.695 | 0.695 | -11.6026 | -11.6026
Line8_8_10 | 0 | 0 | 0 | 0 | 0 | 0 | 0 | 0 | 0 | 0 | 0 | 0 | 0.695 | 0.695 | -11.6026 | -11.6026
Line9_3_11 | 0 | 0 | 0 | 0 | 0 | 0 | 0 | 0 | 0 | 0 | 0 | 0 | 0.695 | 0.695 | -11.6026 | -11.6026

## LLL_min_10
name | pf_ikss_from_ka | pf_ikss_to_ka | pf_ip_from_ka | pf_ip_to_ka | pf_skss_from_mw | pf_skss_to_mw | pf_p_from_mw | pf_p_to_mw | pf_q_from_mvar | pf_q_to_mvar | pf_ikss_from_degree | pf_ikss_to_degree | pf_vm_from_pu | pf_vm_to_pu | pf_va_from_degree | pf_va_to_degree
Line0_1_2 | 0 | 0 | 0 | 0 | 0 | 0 | 0 | 0 | 0 | 0 | 0 | 0 | 0.65842 | 0.65842 | -11.6026 | -11.6026
Line10_11_12 | 0 | 0 | 0 | 0 | 0 | 0 | 0 | 0 | 0 | 0 | 0 | 0 | 0.65842 | 0.65842 | -11.6026 | -11.6026
Line11_12_13 | 0 | 0 | 0 | 0 | 0 | 0 | 0 | 0 | 0 | 0 | 0 | 0 | 0.65842 | 0.65842 | -11.6026 | -11.6026
Line12_13_15 | 0 | 0 | 0 | 0 | 0 | 0 | 0 | 0 | 0 | 0 | 0 | 0 | 0.65842 | 0.65842 | -11.6026 | -11.6026
Line13_13_14 | 0 | 0 | 0 | 0 | 0 | 0 | 0 | 0 | 0 | 0 | 0 | 0 | 0.65842 | 0.65842 | -11.6026 | -11.6026
Line14_15_16 | 0 | 0 | 0 | 0 | 0 | 0 | 0 | 0 | 0 | 0 | 0 | 0 | 0.65842 | 0.65842 | -11.6026 | -11.6026
Line15_16_17 | 0 | 0 | 0 | 0 | 0 | 0 | 0 | 0 | 0 | 0 | 0 | 0 | 0.65842 | 0.65842 | -11.6026 | -11.6026
Line16_4_18 | 2.7423 | 2.7423 | 0 | 4.5292 | 1.8999 | 1.8999 | 0.43316 | -1e-07 | 0.45121 | -1e-07 | -57.7717 | 122.2283 | 0.32921 | 0 | -11.6026 | 0
Line17_5_19 | 0 | 0 | 0 | 0 | 0 | 0 | 0 | 0 | 0 | 0 | 0 | 0 | 0.65842 | 0.65842 | -11.6026 | -11.6026
Line1_1_3 | 0 | 0 | 0 | 0 | 0 | 0 | 0 | 0 | 0 | 0 | 0 | 0 | 0.65842 | 0.65842 | -11.6026 | -11.6026
Line2_1_4 | 2.7423 | 2.7423 | 0 | 0 | 1.8999 | 1.8999 | 0.86632 | -0.43316 | 0.90242 | -0.45121 | -57.7717 | 122.2283 | 0.65842 | 0.32921 | -11.6026 | -11.6026
Line3_1_5 | 0 | 0 | 0 | 0 | 0 | 0 | 0 | 0 | 0 | 0 | 0 | 0 | 0.65842 | 0.65842 | -11.6026 | -11.6026
Line4_2_6 | 0 | 0 | 0 | 0 | 0 | 0 | 0 | 0 | 0 | 0 | 0 | 0 | 0.65842 | 0.65842 | -11.6026 | -11.6026
Line5_6_7 | 0 | 0 | 0 | 0 | 0 | 0 | 0 | 0 | 0 | 0 | 0 | 0 | 0.65842 | 0.65842 | -11.6026 | -11.6026
Line6_7_8 | 0 | 0 | 0 | 0 | 0 | 0 | 0 | 0 | 0 | 0 | 0 | 0 | 0.65842 | 0.65842 | -11.6026 | -11.6026
Line7_8_9 | 0 | 0 | 0 | 0 | 0 | 0 | 0 | 0 | 0 | 0 | 0 | 0 | 0.65842 | 0.65842 | -11.6026 | -11.6026
Line8_8_10 | 0 | 0 | 0 | 0 | 0 | 0 | 0 | 0 | 0 | 0 | 0 | 0 | 0.65842 | 0.65842 | -11.6026 | -11.6026
Line9_3_11 | 0 | 0 | 0 | 0 | 0 | 0 | 0 | 0 | 0 | 0 | 0 | 0 | 0.65842 | 0.65842 | -11.6026 | -11.6026

## LLL_min_fault_6
name | pf_ikss_from_ka | pf_ikss_to_ka | pf_ip_from_ka | pf_ip_to_ka | pf_skss_from_mw | pf_skss_to_mw | pf_p_from_mw | pf_p_to_mw | pf_q_from_mvar | pf_q_to_mvar | pf_ikss_from_degree | pf_ikss_to_degree | pf_vm_from_pu | pf_vm_to_pu | pf_va_from_degree | pf_va_to_degree
Line0_1_2 | 0 | 0 | 0 | 0 | 0 | 0 | 0 | 0 | 0 | 0 | 0 | 0 | 0.94754 | 0.94754 | -0.12527 | -0.12527
Line10_11_12 | 0 | 0 | 0 | 0 | 0 | 0 | 0 | 0 | 0 | 0 | 0 | 0 | 0.94754 | 0.94754 | -0.12527 | -0.12527
Line11_12_13 | 0 | 0 | 0 | 0 | 0 | 0 | 0 | 0 | 0 | 0 | 0 | 0 | 0.94754 | 0.94754 | -0.12527 | -0.12527
Line12_13_15 | 0 | 0 | 0 | 0 | 0 | 0 | 0 | 0 | 0 | 0 | 0 | 0 | 0.94754 | 0.94754 | -0.12527 | -0.12527
Line13_13_14 | 0 | 0 | 0 | 0 | 0 | 0 | 0 | 0 | 0 | 0 | 0 | 0 | 0.94754 | 0.94754 | -0.12527 | -0.12527
Line14_15_16 | 0 | 0 | 0 | 0 | 0 | 0 | 0 | 0 | 0 | 0 | 0 | 0 | 0.94754 | 0.94754 | -0.12527 | -0.12527
Line15_16_17 | 0 | 0 | 0 | 0 | 0 | 0 | 0 | 0 | 0 | 0 | 0 | 0 | 0.94754 | 0.94754 | -0.12527 | -0.12527
Line16_4_18 | 0.030706 | 0.030706 | 0 | 0.050714 | 0.021274 | 0.021274 | 0.014197 | -0.014143 | 0.014199 | -0.014143 | -45.1344 | 134.8656 | 0.94385 | 0.94017 | -0.1298 | -0.13436
Line17_5_19 | 0 | 0 | 0 | 0 | 0 | 0 | 0 | 0 | 0 | 0 | 0 | 0 | 0.94754 | 0.94754 | -0.12527 | -0.12527
Line1_1_3 | 0 | 0 | 0 | 0 | 0 | 0 | 0 | 0 | 0 | 0 | 0 | 0 | 0.94754 | 0.94754 | -0.12527 | -0.12527
Line2_1_4 | 0.030706 | 0.030706 | 0 | 0 | 0.021274 | 0.021274 | 0.014251 | -0.014197 | 0.014256 | -0.014199 | -45.1344 | 134.8656 | 0.94754 | 0.94385 | -0.12527 | -0.1298
Line3_1_5 | 0 | 0 | 0 | 0 | 0 | 0 | 0 | 0 | 0 | 0 | 0 | 0 | 0.94754 | 0.94754 | -0.12527 | -0.12527
Line4_2_6 | 0 | 0 | 0 | 0 | 0 | 0 | 0 | 0 | 0 | 0 | 0 | 0 | 0.94754 | 0.94754 | -0.12527 | -0.12527
Line5_6_7 | 0 | 0 | 0 | 0 | 0 | 0 | 0 | 0 | 0 | 0 | 0 | 0 | 0.94754 | 0.94754 | -0.12527 | -0.12527
Line6_7_8 | 0 | 0 | 0 | 0 | 0 | 0 | 0 | 0 | 0 | 0 | 0 | 0 | 0.94754 | 0.94754 | -0.12527 | -0.12527
Line7_8_9 | 0 | 0 | 0 | 0 | 0 | 0 | 0 | 0 | 0 | 0 | 0 | 0 | 0.94754 | 0.94754 | -0.12527 | -0.12527
Line8_8_10 | 0 | 0 | 0 | 0 | 0 | 0 | 0 | 0 | 0 | 0 | 0 | 0 | 0.94754 | 0.94754 | -0.12527 | -0.12527
Line9_3_11 | 0 | 0 | 0 | 0 | 0 | 0 | 0 | 0 | 0 | 0 | 0 | 0 | 0.94754 | 0.94754 | -0.12527 | -0.12527

## LLL_min_fault_10
name | pf_ikss_from_ka | pf_ikss_to_ka | pf_ip_from_ka | pf_ip_to_ka | pf_skss_from_mw | pf_skss_to_mw | pf_p_from_mw | pf_p_to_mw | pf_q_from_mvar | pf_q_to_mvar | pf_ikss_from_degree | pf_ikss_to_degree | pf_vm_from_pu | pf_vm_to_pu | pf_va_from_degree | pf_va_to_degree
Line0_1_2 | 0 | 0 | 0 | 0 | 0 | 0 | 0 | 0 | 0 | 0 | 0 | 0 | 0.89767 | 0.89767 | -0.12527 | -0.12527
Line10_11_12 | 0 | 0 | 0 | 0 | 0 | 0 | 0 | 0 | 0 | 0 | 0 | 0 | 0.89767 | 0.89767 | -0.12527 | -0.12527
Line11_12_13 | 0 | 0 | 0 | 0 | 0 | 0 | 0 | 0 | 0 | 0 | 0 | 0 | 0.89767 | 0.89767 | -0.12527 | -0.12527
Line12_13_15 | 0 | 0 | 0 | 0 | 0 | 0 | 0 | 0 | 0 | 0 | 0 | 0 | 0.89767 | 0.89767 | -0.12527 | -0.12527
Line13_13_14 | 0 | 0 | 0 | 0 | 0 | 0 | 0 | 0 | 0 | 0 | 0 | 0 | 0.89767 | 0.89767 | -0.12527 | -0.12527
Line14_15_16 | 0 | 0 | 0 | 0 | 0 | 0 | 0 | 0 | 0 | 0 | 0 | 0 | 0.89767 | 0.89767 | -0.12527 | -0.12527
Line15_16_17 | 0 | 0 | 0 | 0 | 0 | 0 | 0 | 0 | 0 | 0 | 0 | 0 | 0.89767 | 0.89767 | -0.12527 | -0.12527
Line16_4_18 | 0.02909 | 0.02909 | 0 | 0.048045 | 0.020154 | 0.020154 | 0.012742 | -0.012693 | 0.012744 | -0.012693 | -45.1344 | 134.8656 | 0.89418 | 0.89069 | -0.1298 | -0.13436
Line17_5_19 | 0 | 0 | 0 | 0 | 0 | 0 | 0 | 0 | 0 | 0 | 0 | 0 | 0.89767 | 0.89767 | -0.12527 | -0.12527
Line1_1_3 | 0 | 0 | 0 | 0 | 0 | 0 | 0 | 0 | 0 | 0 | 0 | 0 | 0.89767 | 0.89767 | -0.12527 | -0.12527
Line2_1_4 | 0.02909 | 0.02909 | 0 | 0 | 0.020154 | 0.020154 | 0.012791 | -0.012742 | 0.012795 | -0.012744 | -45.1344 | 134.8656 | 0.89767 | 0.89418 | -0.12527 | -0.1298
Line3_1_5 | 0 | 0 | 0 | 0 | 0 | 0 | 0 | 0 | 0 | 0 | 0 | 0 | 0.89767 | 0.89767 | -0.12527 | -0.12527
Line4_2_6 | 0 | 0 | 0 | 0 | 0 | 0 | 0 | 0 | 0 | 0 | 0 | 0 | 0.89767 | 0.89767 | -0.12527 | -0.12527
Line5_6_7 | 0 | 0 | 0 | 0 | 0 | 0 | 0 | 0 | 0 | 0 | 0 | 0 | 0.89767 | 0.89767 | -0.12527 | -0.12527
Line6_7_8 | 0 | 0 | 0 | 0 | 0 | 0 | 0 | 0 | 0 | 0 | 0 | 0 | 0.89767 | 0.89767 | -0.12527 | -0.12527
Line7_8_9 | 0 | 0 | 0 | 0 | 0 | 0 | 0 | 0 | 0 | 0 | 0 | 0 | 0.89767 | 0.89767 | -0.12527 | -0.12527
Line8_8_10 | 0 | 0 | 0 | 0 | 0 | 0 | 0 | 0 | 0 | 0 | 0 | 0 | 0.89767 | 0.89767 | -0.12527 | -0.12527
Line9_3_11 | 0 | 0 | 0 | 0 | 0 | 0 | 0 | 0 | 0 | 0 | 0 | 0 | 0.89767 | 0.89767 | -0.12527 | -0.12527

## LL_max_6
name | pf_ikss_a_from_ka | pf_ikss_b_from_ka | pf_ikss_c_from_ka | pf_ikss_a_to_ka | pf_ikss_b_to_ka | pf_ikss_c_to_ka | pf_skss_a_from_mw | pf_skss_b_from_mw | pf_skss_c_from_mw | pf_skss_a_to_mw | pf_skss_b_to_mw | pf_skss_c_to_mw | pf_p_a_from_mw | pf_p_b_from_mw | pf_p_c_from_mw | pf_p_a_to_mw | pf_p_b_to_mw | pf_p_c_to_mw | pf_q_a_from_mvar | pf_q_b_from_mvar | pf_q_c_from_mvar | pf_q_a_to_mvar | pf_q_b_to_mvar | pf_q_c_to_mvar | pf_ikss_a_from_degree | pf_ikss_b_from_degree | pf_ikss_c_from_degree | pf_ikss_a_to_degree | pf_ikss_b_to_degree | pf_ikss_c_to_degree | pf_vm_a_from_pu | pf_vm_b_from_pu | pf_vm_c_from_pu | pf_vm_a_to_pu | pf_vm_b_to_pu | pf_vm_c_to_pu | pf_va_a_from_degree | pf_va_b_from_degree | pf_va_c_from_degree | pf_va_a_to_degree | pf_va_b_to_degree | pf_va_c_to_degree
Line0_1_2 | 0 | 0 | 0 | 0 | 0 | 0 | 0 | 0 | 0 | 0 | 0 | 0 | 5.8287e-16 | -3.0235e-09 | -4.8365e-09 | -5.4401e-16 | 3.0235e-09 | 4.8365e-09 | 2.3315e-16 | 5.1114e-09 | -1.9712e-09 | -2.3315e-16 | -5.1114e-09 | 1.9712e-09 | 0 | 0 | 0 | 0 | 0 | 0 | 1.05 | 0.85292 | 0.7501 | 1.05 | 0.85292 | 0.7501 | 1.076e-12 | -135.0364 | 126.5322 | 1.0674e-12 | -135.0364 | 126.5322
Line10_11_12 | 0 | 0 | 0 | 0 | 0 | 0 | 0 | 0 | 0 | 0 | 0 | 0 | 8.5487e-16 | -3.0235e-09 | -4.8365e-09 | -8.5487e-16 | 3.0235e-09 | 4.8365e-09 | 1.5543e-16 | 5.1114e-09 | -1.9712e-09 | -2.1372e-16 | -5.1114e-09 | 1.9712e-09 | 0 | 0 | 0 | 0 | 0 | 0 | 1.05 | 0.85292 | 0.7501 | 1.05 | 0.85292 | 0.7501 | 1.0514e-12 | -135.0364 | 126.5322 | 1.0419e-12 | -135.0364 | 126.5322
Line11_12_13 | 0 | 0 | 0 | 0 | 0 | 0 | 0 | 0 | 0 | 0 | 0 | 0 | 7.7716e-16 | -2.5196e-09 | -4.0305e-09 | -8.1601e-16 | 2.5196e-09 | 4.0305e-09 | 1.36e-16 | 4.2595e-09 | -1.6426e-09 | -1.5543e-16 | -4.2595e-09 | 1.6426e-09 | 0 | 0 | 0 | 0 | 0 | 0 | 1.05 | 0.85292 | 0.7501 | 1.05 | 0.85292 | 0.7501 | 1.0419e-12 | -135.0364 | 126.5322 | 1.0325e-12 | -135.0364 | 126.5322
Line12_13_15 | 0 | 0 | 0 | 0 | 0 | 0 | 0 | 0 | 0 | 0 | 0 | 0 | 2.72e-16 | -1.5118e-09 | -2.4183e-09 | -2.72e-16 | 1.5118e-09 | 2.4183e-09 | 3.8858e-17 | 2.5557e-09 | -9.8558e-10 | -7.7716e-17 | -2.5557e-09 | 9.8558e-10 | 0 | 0 | 0 | 0 | 0 | 0 | 1.05 | 0.85292 | 0.7501 | 1.05 | 0.85292 | 0.7501 | 1.0325e-12 | -135.0364 | 126.5322 | 1.029e-12 | -135.0364 | 126.5322
Line13_13_14 | 0 | 0 | 0 | 0 | 0 | 0 | 0 | 0 | 0 | 0 | 0 | 0 | 2.3315e-16 | -5.0392e-10 | -8.0609e-10 | -2.3315e-16 | 5.0392e-10 | 8.0609e-10 | 1.5543e-16 | 8.5191e-10 | -3.2853e-10 | -2.1372e-16 | -8.5191e-10 | 3.2853e-10 | 0 | 0 | 0 | 0 | 0 | 0 | 1.05 | 0.85292 | 0.7501 | 1.05 | 0.85292 | 0.7501 | 1.0325e-12 | -135.0364 | 126.5322 | 1.0301e-12 | -135.0364 | 126.5322
Line14_15_16 | 0 | 0 | 0 | 0 | 0 | 0 | 0 | 0 | 0 | 0 | 0 | 0 | 1.5543e-16 | -1.0078e-09 | -1.6122e-09 | -1.5543e-16 | 1.0078e-09 | 1.6122e-09 | 1.9429e-17 | 1.7038e-09 | -6.5706e-10 | -3.8858e-17 | -1.7038e-09 | 6.5706e-10 | 0 | 0 | 0 | 0 | 0 | 0 | 1.05 | 0.85292 | 0.7501 | 1.05 | 0.85292 | 0.7501 | 1.029e-12 | -135.0364 | 126.5322 | 1.0272e-12 | -135.0364 | 126.5322
Line15_16_17 | 0 | 0 | 0 | 0 | 0 | 0 | 0 | 0 | 0 | 0 | 0 | 0 | 3.4832e-31 | -5.0392e-10 | -8.0609e-10 | -3.4814e-31 | 5.0392e-10 | 8.0609e-10 | -1.9429e-17 | 8.5191e-10 | -3.2853e-10 | 1.9429e-17 | -8.5191e-10 | 3.2853e-10 | 0 | 0 | 0 | 0 | 0 | 0 | 1.05 | 0.85292 | 0.7501 | 1.05 | 0.85292 | 0.7501 | 1.0272e-12 | -135.0364 | 126.5322 | 1.0267e-12 | -135.0364 | 126.5322
Line16_4_18 | 0 | 3.1387 | 3.1387 | 0 | 3.1387 | 3.1387 | 0 | 0.72485 | 0.72485 | 0 | 0.72485 | 0.72485 | -1.5543e-16 | 0.45801 | -0.26098 | 1.5543e-16 | -0.3595 | 0.3595 | -3.8858e-17 | 0.072221 | 0.32184 | 2.8928e-30 | 0.12481 | -0.12481 | 0 | -160.8543 | 19.1457 | 0 | 19.1457 | -160.8543 | 1.05 | 0.63968 | 0.57164 | 1.05 | 0.525 | 0.525 | 1.0685e-12 | -151.8935 | 148.1848 | 1.0664e-12 | 180 | -180
Line17_5_19 | 0 | 0 | 0 | 0 | 0 | 0 | 0 | 0 | 0 | 0 | 0 | 0 | 1.1657e-16 | -5.0392e-10 | -8.0609e-10 | -1.1657e-16 | 5.0392e-10 | 8.0609e-10 | 2.3315e-16 | 8.5191e-10 | -3.2853e-10 | -1.9429e-16 | -8.5191e-10 | 3.2853e-10 | 0 | 0 | 0 | 0 | 0 | 0 | 1.05 | 0.85292 | 0.7501 | 1.05 | 0.85292 | 0.7501 | 1.0705e-12 | -135.0364 | 126.5322 | 1.0691e-12 | -135.0364 | 126.5322
Line1_1_3 | 0 | 0 | 0 | 0 | 0 | 0 | 0 | 0 | 0 | 0 | 0 | 0 | 1.1269e-15 | -4.0313e-09 | -6.4487e-09 | -1.1269e-15 | 4.0313e-09 | 6.4487e-09 | 1.9429e-16 | 6.8153e-09 | -2.6282e-09 | -1.5543e-16 | -6.8153e-09 | 2.6282e-09 | 0 | 0 | 0 | 0 | 0 | 0 | 1.05 | 0.85292 | 0.7501 | 1.05 | 0.85292 | 0.7501 | 1.076e-12 | -135.0364 | 126.5322 | 1.0623e-12 | -135.0364 | 126.5322
Line2_1_4 | 0 | 3.1387 | 3.1387 | 0 | 3.1387 | 3.1387 | 0 | 0.72485 | 0.72485 | 0 | 0.72485 | 0.72485 | 4.6629e-16 | 0.55653 | -0.16247 | -4.6629e-16 | -0.45801 | 0.26098 | 1.1657e-16 | 0.26925 | 0.51887 | -1.1657e-16 | -0.072221 | -0.32184 | 0 | -160.8543 | 19.1457 | 0 | 19.1457 | -160.8543 | 1.05 | 0.85292 | 0.7501 | 1.05 | 0.63968 | 0.57164 | 1.076e-12 | -135.0364 | 126.5322 | 1.0685e-12 | -151.8935 | 148.1848
Line3_1_5 | 0 | 0 | 0 | 0 | 0 | 0 | 0 | 0 | 0 | 0 | 0 | 0 | 4.6629e-16 | -1.0078e-09 | -1.6122e-09 | -4.6629e-16 | 1.0078e-09 | 1.6122e-09 | 1.9429e-16 | 1.7038e-09 | -6.5706e-10 | -1.5543e-16 | -1.7038e-09 | 6.5706e-10 | 0 | 0 | 0 | 0 | 0 | 0 | 1.05 | 0.85292 | 0.7501 | 1.05 | 0.85292 | 0.7501 | 1.076e-12 | -135.0364 | 126.5322 | 1.0705e-12 | -135.0364 | 126.5322
Line4_2_6 | 0 | 0 | 0 | 0 | 0 | 0 | 0 | 0 | 0 | 0 | 0 | 0 | 4.6629e-16 | -2.5196e-09 | -4.0305e-09 | -4.6629e-16 | 2.5196e-09 | 4.0305e-09 | 2.5258e-16 | 4.2595e-09 | -1.6426e-09 | -2.5258e-16 | -4.2595e-09 | 1.6426e-09 | 0 | 0 | 0 | 0 | 0 | 0 | 1.05 | 0.85292 | 0.7501 | 1.05 | 0.85292 | 0.7501 | 1.0674e-12 | -135.0364 | 126.5322 | 1.06e-12 | -135.0364 | 126.5322
Line5_6_7 | 0 | 0 | 0 | 0 | 0 | 0 | 0 | 0 | 0 | 0 | 0 | 0 | 3.8858e-16 | -2.0157e-09 | -3.2244e-09 | -3.8858e-16 | 2.0157e-09 | 3.2244e-09 | 2.3315e-16 | 3.4076e-09 | -1.3141e-09 | -1.9429e-16 | -3.4076e-09 | 1.3141e-09 | 0 | 0 | 0 | 0 | 0 | 0 | 1.05 | 0.85292 | 0.7501 | 1.05 | 0.85292 | 0.7501 | 1.06e-12 | -135.0364 | 126.5322 | 1.0544e-12 | -135.0364 | 126.5322
Line6_7_8 | 0 | 0 | 0 | 0 | 0 | 0 | 0 | 0 | 0 | 0 | 0 | 0 | 7.7716e-17 | -1.5118e-09 | -2.4183e-09 | -7.7716e-17 | 1.5118e-09 | 2.4183e-09 | -1.9429e-17 | 2.5557e-09 | -9.8558e-10 | -1.4279e-30 | -2.5557e-09 | 9.8558e-10 | 0 | 0 | 0 | 0 | 0 | 0 | 1.05 | 0.85292 | 0.7501 | 1.05 | 0.85292 | 0.7501 | 1.0544e-12 | -135.0364 | 126.5322 | 1.0527e-12 | -135.0364 | 126.5322
Line7_8_9 | 0 | 0 | 0 | 0 | 0 | 0 | 0 | 0 | 0 | 0 | 0 | 0 | -3.5698e-31 | -5.0392e-10 | -8.0609e-10 | 7.1325e-31 | 5.0392e-10 | 8.0609e-10 | 1.9429e-17 | 8.5191e-10 | -3.2853e-10 | -3.8858e-17 | -8.5191e-10 | 3.2853e-10 | 0 | 0 | 0 | 0 | 0 | 0 | 1.05 | 0.85292 | 0.7501 | 1.05 | 0.85292 | 0.7501 | 1.0527e-12 | -135.0364 | 126.5322 | 1.0517e-12 | -135.0364 | 126.5322
Line8_8_10 | 0 | 0 | 0 | 0 | 0 | 0 | 0 | 0 | 0 | 0 | 0 | 0 | 3.5698e-31 | -5.0392e-10 | -8.0609e-10 | -3.5676e-31 | 5.0392e-10 | 8.0609e-10 | -1.9429e-17 | 8.5191e-10 | -3.2853e-10 | 1.9429e-17 | -8.5191e-10 | 3.2853e-10 | 0 | 0 | 0 | 0 | 0 | 0 | 1.05 | 0.85292 | 0.7501 | 1.05 | 0.85292 | 0.7501 | 1.0527e-12 | -135.0364 | 126.5322 | 1.0521e-12 | -135.0364 | 126.5322
Line9_3_11 | 0 | 0 | 0 | 0 | 0 | 0 | 0 | 0 | 0 | 0 | 0 | 0 | 8.5487e-16 | -3.5274e-09 | -5.6426e-09 | -7.7716e-16 | 3.5274e-09 | 5.6426e-09 | 1.9429e-16 | 5.9633e-09 | -2.2997e-09 | -1.7486e-16 | -5.9633e-09 | 2.2997e-09 | 0 | 0 | 0 | 0 | 0 | 0 | 1.05 | 0.85292 | 0.7501 | 1.05 | 0.85292 | 0.7501 | 1.0623e-12 | -135.0364 | 126.5322 | 1.0514e-12 | -135.0364 | 126.5322

## LL_max_10
name | pf_ikss_a_from_ka | pf_ikss_b_from_ka | pf_ikss_c_from_ka | pf_ikss_a_to_ka | pf_ikss_b_to_ka | pf_ikss_c_to_ka | pf_skss_a_from_mw | pf_skss_b_from_mw | pf_skss_c_from_mw | pf_skss_a_to_mw | pf_skss_b_to_mw | pf_skss_c_to_mw | pf_p_a_from_mw | pf_p_b_from_mw | pf_p_c_from_mw | pf_p_a_to_mw | pf_p_b_to_mw | pf_p_c_to_mw | pf_q_a_from_mvar | pf_q_b_from_mvar | pf_q_c_from_mvar | pf_q_a_to_mvar | pf_q_b_to_mvar | pf_q_c_to_mvar | pf_ikss_a_from_degree | pf_ikss_b_from_degree | pf_ikss_c_from_degree | pf_ikss_a_to_degree | pf_ikss_b_to_degree | pf_ikss_c_to_degree | pf_vm_a_from_pu | pf_vm_b_from_pu | pf_vm_c_from_pu | pf_vm_a_to_pu | pf_vm_b_to_pu | pf_vm_c_to_pu | pf_va_a_from_degree | pf_va_b_from_degree | pf_va_c_from_degree | pf_va_a_to_degree | pf_va_b_to_degree | pf_va_c_to_degree
Line0_1_2 | 0 | 0 | 0 | 0 | 0 | 0 | 0 | 0 | 0 | 0 | 0 | 0 | 5.6991e-16 | -3.3669e-09 | -5.3859e-09 | -5.2921e-16 | 3.3669e-09 | 5.3859e-09 | 1.2212e-16 | 5.759e-09 | -2.262e-09 | -1.2212e-16 | -5.759e-09 | 2.262e-09 | 0 | 0 | 0 | 0 | 0 | 0 | 1.1 | 0.88719 | 0.77689 | 1.1 | 0.88719 | 0.77689 | 6.0494e-13 | -135.5593 | 126.9102 | 5.9816e-13 | -135.5593 | 126.9102
Line10_11_12 | 0 | 0 | 0 | 0 | 0 | 0 | 0 | 0 | 0 | 0 | 0 | 0 | 6.9204e-16 | -3.3669e-09 | -5.3859e-09 | -6.9204e-16 | 3.3669e-09 | 5.3859e-09 | 2.4425e-16 | 5.759e-09 | -2.262e-09 | -2.0354e-16 | -5.759e-09 | 2.262e-09 | 0 | 0 | 0 | 0 | 0 | 0 | 1.1 | 0.88719 | 0.77689 | 1.1 | 0.88719 | 0.77689 | 5.8241e-13 | -135.5593 | 126.9102 | 5.7356e-13 | -135.5593 | 126.9102
Line11_12_13 | 0 | 0 | 0 | 0 | 0 | 0 | 0 | 0 | 0 | 0 | 0 | 0 | 7.7346e-16 | -2.8058e-09 | -4.4883e-09 | -7.7346e-16 | 2.8058e-09 | 4.4883e-09 | 2.0354e-16 | 4.7992e-09 | -1.885e-09 | -1.2212e-16 | -4.7992e-09 | 1.885e-09 | 0 | 0 | 0 | 0 | 0 | 0 | 1.1 | 0.88719 | 0.77689 | 1.1 | 0.88719 | 0.77689 | 5.7356e-13 | -135.5593 | 126.9102 | 5.6491e-13 | -135.5593 | 126.9102
Line12_13_15 | 0 | 0 | 0 | 0 | 0 | 0 | 0 | 0 | 0 | 0 | 0 | 0 | 2.8496e-16 | -1.6835e-09 | -2.693e-09 | -2.4425e-16 | 1.6835e-09 | 2.693e-09 | 8.1416e-17 | 2.8795e-09 | -1.131e-09 | -1.2212e-16 | -2.8795e-09 | 1.131e-09 | 0 | 0 | 0 | 0 | 0 | 0 | 1.1 | 0.88719 | 0.77689 | 1.1 | 0.88719 | 0.77689 | 5.6491e-13 | -135.5593 | 126.9102 | 5.6127e-13 | -135.5593 | 126.9102
Line13_13_14 | 0 | 0 | 0 | 0 | 0 | 0 | 0 | 0 | 0 | 0 | 0 | 0 | 1.6283e-16 | -5.6115e-10 | -8.9765e-10 | -1.6283e-16 | 5.6115e-10 | 8.9765e-10 | 1.6283e-16 | 9.5983e-10 | -3.77e-10 | -2.0354e-16 | -9.5983e-10 | 3.77e-10 | 0 | 0 | 0 | 0 | 0 | 0 | 1.1 | 0.88719 | 0.77689 | 1.1 | 0.88719 | 0.77689 | 5.6491e-13 | -135.5593 | 126.9102 | 5.6228e-13 | -135.5593 | 126.9102
Line14_15_16 | 0 | 0 | 0 | 0 | 0 | 0 | 0 | 0 | 0 | 0 | 0 | 0 | 8.1416e-17 | -1.1223e-09 | -1.7953e-09 | -4.0708e-17 | 1.1223e-09 | 1.7953e-09 | 4.0708e-17 | 1.9197e-09 | -7.5399e-10 | -3.9747e-31 | -1.9197e-09 | 7.54e-10 | 0 | 0 | 0 | 0 | 0 | 0 | 1.1 | 0.88719 | 0.77689 | 1.1 | 0.88719 | 0.77689 | 5.6127e-13 | -135.5593 | 126.9102 | 5.5944e-13 | -135.5593 | 126.9102
Line15_16_17 | 0 | 0 | 0 | 0 | 0 | 0 | 0 | 0 | 0 | 0 | 0 | 0 | -4.0708e-17 | -5.6115e-10 | -8.9765e-10 | 4.0708e-17 | 5.6115e-10 | 8.9765e-10 | -3.9747e-31 | 9.5983e-10 | -3.77e-10 | 4.0708e-17 | -9.5983e-10 | 3.77e-10 | 0 | 0 | 0 | 0 | 0 | 0 | 1.1 | 0.88719 | 0.77689 | 1.1 | 0.88719 | 0.77689 | 5.5944e-13 | -135.5593 | 126.9102 | 5.5891e-13 | -135.5593 | 126.9102
Line16_4_18 | 0 | 3.2366 | 3.2366 | 0 | 3.2366 | 3.2366 | 0 | 0.74746 | 0.74746 | 0 | 0.74746 | 0.74746 | -1.6283e-16 | 0.49365 | -0.28415 | 1.6283e-16 | -0.3889 | 0.3889 | -8.1416e-17 | 0.07624 | 0.34278 | 8.1416e-17 | 0.13327 | -0.13327 | 0 | -161.0844 | 18.9156 | 0 | 18.9156 | -161.0844 | 1.1 | 0.66828 | 0.59567 | 1.1 | 0.55 | 0.55 | 5.9845e-13 | -152.305 | 148.5727 | 5.9682e-13 | 180 | 180
Line17_5_19 | 0 | 0 | 0 | 0 | 0 | 0 | 0 | 0 | 0 | 0 | 0 | 0 | 4.0708e-17 | -5.6115e-10 | -8.9765e-10 | -4.0708e-17 | 5.6115e-10 | 8.9765e-10 | 1.2212e-16 | 9.5983e-10 | -3.77e-10 | -1.6283e-16 | -9.5983e-10 | 3.77e-10 | 0 | 0 | 0 | 0 | 0 | 0 | 1.1 | 0.88719 | 0.77689 | 1.1 | 0.88719 | 0.77689 | 6.0099e-13 | -135.5593 | 126.9102 | 6.0131e-13 | -135.5593 | 126.9102
Line1_1_3 | 0 | 0 | 0 | 0 | 0 | 0 | 0 | 0 | 0 | 0 | 0 | 0 | 9.77e-16 | -4.4892e-09 | -7.1812e-09 | -9.3629e-16 | 4.4892e-09 | 7.1812e-09 | 2.4425e-16 | 7.6787e-09 | -3.016e-09 | -2.4425e-16 | -7.6787e-09 | 3.016e-09 | 0 | 0 | 0 | 0 | 0 | 0 | 1.1 | 0.88719 | 0.77689 | 1.1 | 0.88719 | 0.77689 | 6.0494e-13 | -135.5593 | 126.9102 | 5.9258e-13 | -135.5593 | 126.9102
Line2_1_4 | 0 | 3.2366 | 3.2366 | 0 | 3.2366 | 3.2366 | 0 | 0.74746 | 0.74746 | 0 | 0.74746 | 0.74746 | 8.1416e-17 | 0.59841 | -0.17939 | -8.1416e-17 | -0.49365 | 0.28415 | 2.4425e-16 | 0.28575 | 0.55229 | -2.0354e-16 | -0.07624 | -0.34278 | 0 | -161.0844 | 18.9156 | 0 | 18.9156 | -161.0844 | 1.1 | 0.88719 | 0.77689 | 1.1 | 0.66828 | 0.59567 | 6.0494e-13 | -135.5593 | 126.9102 | 5.9845e-13 | -152.305 | 148.5727
Line3_1_5 | 0 | 0 | 0 | 0 | 0 | 0 | 0 | 0 | 0 | 0 | 0 | 0 | 2.0354e-16 | -1.1223e-09 | -1.7953e-09 | -2.0354e-16 | 1.1223e-09 | 1.7953e-09 | 2.8496e-16 | 1.9197e-09 | -7.54e-10 | -2.8496e-16 | -1.9197e-09 | 7.54e-10 | 0 | 0 | 0 | 0 | 0 | 0 | 1.1 | 0.88719 | 0.77689 | 1.1 | 0.88719 | 0.77689 | 6.0494e-13 | -135.5593 | 126.9102 | 6.0099e-13 | -135.5593 | 126.9102
Line4_2_6 | 0 | 0 | 0 | 0 | 0 | 0 | 0 | 0 | 0 | 0 | 0 | 0 | 5.2921e-16 | -2.8058e-09 | -4.4883e-09 | -5.2921e-16 | 2.8058e-09 | 4.4883e-09 | 1.6283e-16 | 4.7992e-09 | -1.885e-09 | -1.6283e-16 | -4.7992e-09 | 1.885e-09 | 0 | 0 | 0 | 0 | 0 | 0 | 1.1 | 0.88719 | 0.77689 | 1.1 | 0.88719 | 0.77689 | 5.9816e-13 | -135.5593 | 126.9102 | 5.9301e-13 | -135.5593 | 126.9102
Line5_6_7 | 0 | 0 | 0 | 0 | 0 | 0 | 0 | 0 | 0 | 0 | 0 | 0 | 2.0354e-16 | -2.2446e-09 | -3.5906e-09 | -2.0354e-16 | 2.2446e-09 | 3.5906e-09 | 8.1416e-17 | 3.8393e-09 | -1.508e-09 | -1.6283e-16 | -3.8393e-09 | 1.508e-09 | 0 | 0 | 0 | 0 | 0 | 0 | 1.1 | 0.88719 | 0.77689 | 1.1 | 0.88719 | 0.77689 | 5.9301e-13 | -135.5593 | 126.9102 | 5.8999e-13 | -135.5593 | 126.9102
Line6_7_8 | 0 | 0 | 0 | 0 | 0 | 0 | 0 | 0 | 0 | 0 | 0 | 0 | 2.8496e-16 | -1.6835e-09 | -2.693e-09 | -2.0354e-16 | 1.6835e-09 | 2.693e-09 | -1.2212e-16 | 2.8795e-09 | -1.131e-09 | 1.2212e-16 | -2.8795e-09 | 1.131e-09 | 0 | 0 | 0 | 0 | 0 | 0 | 1.1 | 0.88719 | 0.77689 | 1.1 | 0.88719 | 0.77689 | 5.8999e-13 | -135.5593 | 126.9102 | 5.8661e-13 | -135.5593 | 126.9102
Line7_8_9 | 0 | 0 | 0 | 0 | 0 | 0 | 0 | 0 | 0 | 0 | 0 | 0 | 4.0708e-17 | -5.6115e-10 | -8.9765e-10 | -4.0708e-17 | 5.6115e-10 | 8.9765e-10 | 4.1678e-31 | 9.5983e-10 | -3.77e-10 | 4.0708e-17 | -9.5983e-10 | 3.77e-10 | 0 | 0 | 0 | 0 | 0 | 0 | 1.1 | 0.88719 | 0.77689 | 1.1 | 0.88719 | 0.77689 | 5.8661e-13 | -135.5593 | 126.9102 | 5.8553e-13 | -135.5593 | 126.9102
Line8_8_10 | 0 | 0 | 0 | 0 | 0 | 0 | 0 | 0 | 0 | 0 | 0 | 0 | 4.0708e-17 | -5.6115e-10 | -8.9765e-10 | 4.161e-31 | 5.6115e-10 | 8.9765e-10 | 4.1678e-31 | 9.5983e-10 | -3.77e-10 | -4.0708e-17 | -9.5983e-10 | 3.77e-10 | 0 | 0 | 0 | 0 | 0 | 0 | 1.1 | 0.88719 | 0.77689 | 1.1 | 0.88719 | 0.77689 | 5.8661e-13 | -135.5593 | 126.9102 | 5.8565e-13 | -135.5593 | 126.9102
Line9_3_11 | 0 | 0 | 0 | 0 | 0 | 0 | 0 | 0 | 0 | 0 | 0 | 0 | 8.9558e-16 | -3.9281e-09 | -6.2836e-09 | -8.9558e-16 | 3.9281e-09 | 6.2836e-09 | 1.6283e-16 | 6.7188e-09 | -2.639e-09 | -2.0354e-16 | -6.7188e-09 | 2.639e-09 | 0 | 0 | 0 | 0 | 0 | 0 | 1.1 | 0.88719 | 0.77689 | 1.1 | 0.88719 | 0.77689 | 5.9258e-13 | -135.5593 | 126.9102 | 5.8241e-13 | -135.5593 | 126.9102

## LL_max_fault_6
name | pf_ikss_a_from_ka | pf_ikss_b_from_ka | pf_ikss_c_from_ka | pf_ikss_a_to_ka | pf_ikss_b_to_ka | pf_ikss_c_to_ka | pf_skss_a_from_mw | pf_skss_b_from_mw | pf_skss_c_from_mw | pf_skss_a_to_mw | pf_skss_b_to_mw | pf_skss_c_to_mw | pf_p_a_from_mw | pf_p_b_from_mw | pf_p_c_from_mw | pf_p_a_to_mw | pf_p_b_to_mw | pf_p_c_to_mw | pf_q_a_from_mvar | pf_q_b_from_mvar | pf_q_c_from_mvar | pf_q_a_to_mvar | pf_q_b_to_mvar | pf_q_c_to_mvar | pf_ikss_a_from_degree | pf_ikss_b_from_degree | pf_ikss_c_from_degree | pf_ikss_a_to_degree | pf_ikss_b_to_degree | pf_ikss_c_to_degree | pf_vm_a_from_pu | pf_vm_b_from_pu | pf_vm_c_from_pu | pf_vm_a_to_pu | pf_vm_b_to_pu | pf_vm_c_to_pu | pf_va_a_from_degree | pf_va_b_from_degree | pf_va_c_from_degree | pf_va_a_to_degree | pf_va_b_to_degree | pf_va_c_to_degree
Line0_1_2 | 0 | 0 | 0 | 0 | 0 | 0 | 0 | 0 | 0 | 0 | 0 | 0 | 9.7145e-18 | -4.6325e-11 | -1.333e-10 | -9.7145e-18 | 4.6325e-11 | 1.333e-10 | 5.4644e-18 | 1.2762e-10 | 2.3032e-11 | -4.8572e-18 | -1.2762e-10 | -2.3032e-11 | 0 | 0 | 0 | 0 | 0 | 0 | 1.05 | 1.048 | 1.0442 | 1.05 | 1.048 | 1.0442 | 2.1138e-14 | -120.3021 | 119.9453 | 2.1006e-14 | -120.3021 | 119.9453
Line10_11_12 | 0 | 0 | 0 | 0 | 0 | 0 | 0 | 0 | 0 | 0 | 0 | 0 | 1.1536e-17 | -4.6325e-11 | -1.333e-10 | -1.275e-17 | 4.6325e-11 | 1.333e-10 | 2.4286e-18 | 1.2762e-10 | 2.3032e-11 | -1.8215e-18 | -1.2762e-10 | -2.3032e-11 | 0 | 0 | 0 | 0 | 0 | 0 | 1.05 | 1.048 | 1.0442 | 1.05 | 1.048 | 1.0442 | 2.0711e-14 | -120.3021 | 119.9453 | 2.054e-14 | -120.3021 | 119.9453
Line11_12_13 | 0 | 0 | 0 | 0 | 0 | 0 | 0 | 0 | 0 | 0 | 0 | 0 | 1.1536e-17 | -3.8604e-11 | -1.1109e-10 | -1.2143e-17 | 3.8604e-11 | 1.1109e-10 | -6.0715e-19 | 1.0635e-10 | 1.9193e-11 | 6.0715e-19 | -1.0635e-10 | -1.9193e-11 | 0 | 0 | 0 | 0 | 0 | 0 | 1.05 | 1.048 | 1.0442 | 1.05 | 1.048 | 1.0442 | 2.054e-14 | -120.3021 | 119.9453 | 2.036e-14 | -120.3021 | 119.9453
Line12_13_15 | 0 | 0 | 0 | 0 | 0 | 0 | 0 | 0 | 0 | 0 | 0 | 0 | 3.3393e-18 | -2.3162e-11 | -6.6652e-11 | -3.3393e-18 | 2.3162e-11 | 6.6652e-11 | 1.8215e-18 | 6.3811e-11 | 1.1516e-11 | -3.0358e-18 | -6.3811e-11 | -1.1516e-11 | 0 | 0 | 0 | 0 | 0 | 0 | 1.05 | 1.048 | 1.0442 | 1.05 | 1.048 | 1.0442 | 2.036e-14 | -120.3021 | 119.9453 | 2.03e-14 | -120.3021 | 119.9453
Line13_13_14 | 0 | 0 | 0 | 0 | 0 | 0 | 0 | 0 | 0 | 0 | 0 | 0 | 5.1608e-18 | -7.7208e-12 | -2.2217e-11 | -5.1608e-18 | 7.7208e-12 | 2.2217e-11 | 1.8339e-33 | 2.127e-11 | 3.8387e-12 | 1.2143e-18 | -2.127e-11 | -3.8387e-12 | 0 | 0 | 0 | 0 | 0 | 0 | 1.05 | 1.048 | 1.0442 | 1.05 | 1.048 | 1.0442 | 2.036e-14 | -120.3021 | 119.9453 | 2.0275e-14 | -120.3021 | 119.9453
Line14_15_16 | 0 | 0 | 0 | 0 | 0 | 0 | 0 | 0 | 0 | 0 | 0 | 0 | 2.125e-18 | -1.5442e-11 | -4.4435e-11 | -2.125e-18 | 1.5442e-11 | 4.4435e-11 | 1.2143e-18 | 4.2541e-11 | 7.6773e-12 | -7.5183e-34 | -4.2541e-11 | -7.6773e-12 | 0 | 0 | 0 | 0 | 0 | 0 | 1.05 | 1.048 | 1.0442 | 1.05 | 1.048 | 1.0442 | 2.03e-14 | -120.3021 | 119.9453 | 2.0271e-14 | -120.3021 | 119.9453
Line15_16_17 | 0 | 0 | 0 | 0 | 0 | 0 | 0 | 0 | 0 | 0 | 0 | 0 | 6.0715e-19 | -7.7208e-12 | -2.2217e-11 | -6.0715e-19 | 7.7208e-12 | 2.2217e-11 | 2.1481e-34 | 2.127e-11 | 3.8387e-12 | -2.1461e-34 | -2.127e-11 | -3.8387e-12 | 0 | 0 | 0 | 0 | 0 | 0 | 1.05 | 1.048 | 1.0442 | 1.05 | 1.048 | 1.0442 | 2.0271e-14 | -120.3021 | 119.9453 | 2.0252e-14 | -120.3021 | 119.9453
Line16_4_18 | 0 | 0.0584 | 0.0584 | 0 | 0.0584 | 0.0584 | 0 | 0.013487 | 0.013487 | 0 | 0.013487 | 0.013487 | -1.2143e-18 | 0.013608 | 0.0035134 | 8.8711e-34 | -0.013574 | -0.0034793 | -4.4476e-34 | 0.0036287 | 0.013561 | -2.4286e-18 | -0.0035605 | -0.013493 | 0 | -135.4649 | 44.5351 | 0 | 44.5351 | -135.4649 | 1.05 | 1.0442 | 1.0387 | 1.05 | 1.0405 | 1.0331 | 2.0985e-14 | -120.5336 | 120.01 | 2.0929e-14 | -120.7668 | 120.0754
Line17_5_19 | 0 | 0 | 0 | 0 | 0 | 0 | 0 | 0 | 0 | 0 | 0 | 0 | 3.0358e-18 | -7.7208e-12 | -2.2217e-11 | -2.4286e-18 | 7.7208e-12 | 2.2217e-11 | 1.8215e-18 | 2.127e-11 | 3.8387e-12 | -1.8215e-18 | -2.127e-11 | -3.8387e-12 | 0 | 0 | 0 | 0 | 0 | 0 | 1.05 | 1.048 | 1.0442 | 1.05 | 1.048 | 1.0442 | 2.102e-14 | -120.3021 | 119.9453 | 2.0982e-14 | -120.3021 | 119.9453
Line1_1_3 | 0 | 0 | 0 | 0 | 0 | 0 | 0 | 0 | 0 | 0 | 0 | 0 | 1.7e-17 | -6.1766e-11 | -1.7774e-10 | -1.7e-17 | 6.1766e-11 | 1.7774e-10 | 5.4644e-18 | 1.7016e-10 | 3.0709e-11 | -4.2501e-18 | -1.7016e-10 | -3.0709e-11 | 0 | 0 | 0 | 0 | 0 | 0 | 1.05 | 1.048 | 1.0442 | 1.05 | 1.048 | 1.0442 | 2.1138e-14 | -120.3021 | 119.9453 | 2.0903e-14 | -120.3021 | 119.9453
Line2_1_4 | 0 | 0.0584 | 0.0584 | 0 | 0.0584 | 0.0584 | 0 | 0.013487 | 0.013487 | 0 | 0.013487 | 0.013487 | 6.0715e-18 | 0.013642 | 0.0035475 | -7.2858e-18 | -0.013608 | -0.0035134 | 1.2143e-18 | 0.003697 | 0.013629 | -1.2143e-18 | -0.0036287 | -0.013561 | 0 | -135.4649 | 44.5351 | 0 | 44.5351 | -135.4649 | 1.05 | 1.048 | 1.0442 | 1.05 | 1.0442 | 1.0387 | 2.1138e-14 | -120.3021 | 119.9453 | 2.0985e-14 | -120.5336 | 120.01
Line3_1_5 | 0 | 0 | 0 | 0 | 0 | 0 | 0 | 0 | 0 | 0 | 0 | 0 | 6.6787e-18 | -1.5442e-11 | -4.4435e-11 | -6.0715e-18 | 1.5442e-11 | 4.4435e-11 | 1.8215e-18 | 4.2541e-11 | 7.6773e-12 | -1.2143e-18 | -4.2541e-11 | -7.6773e-12 | 0 | 0 | 0 | 0 | 0 | 0 | 1.05 | 1.048 | 1.0442 | 1.05 | 1.048 | 1.0442 | 2.1138e-14 | -120.3021 | 119.9453 | 2.102e-14 | -120.3021 | 119.9453
Line4_2_6 | 0 | 0 | 0 | 0 | 0 | 0 | 0 | 0 | 0 | 0 | 0 | 0 | 6.3751e-18 | -3.8604e-11 | -1.1109e-10 | -6.3751e-18 | 3.8604e-11 | 1.1109e-10 | 4.8572e-18 | 1.0635e-10 | 1.9193e-11 | -4.8572e-18 | -1.0635e-10 | -1.9193e-11 | 0 | 0 | 0 | 0 | 0 | 0 | 1.05 | 1.048 | 1.0442 | 1.05 | 1.048 | 1.0442 | 2.1006e-14 | -120.3021 | 119.9453 | 2.0894e-14 | -120.3021 | 119.9453
Line5_6_7 | 0 | 0 | 0 | 0 | 0 | 0 | 0 | 0 | 0 | 0 | 0 | 0 | 6.3751e-18 | -3.0883e-11 | -8.887e-11 | -6.9823e-18 | 3.0883e-11 | 8.887e-11 | 1.2143e-18 | 8.5081e-11 | 1.5355e-11 | -1.2143e-18 | -8.5081e-11 | -1.5355e-11 | 0 | 0 | 0 | 0 | 0 | 0 | 1.05 | 1.048 | 1.0442 | 1.05 | 1.048 | 1.0442 | 2.0894e-14 | -120.3021 | 119.9453 | 2.0771e-14 | -120.3021 | 119.9453
Line6_7_8 | 0 | 0 | 0 | 0 | 0 | 0 | 0 | 0 | 0 | 0 | 0 | 0 | 2.4286e-18 | -2.3162e-11 | -6.6652e-11 | -1.8215e-18 | 2.3162e-11 | 6.6652e-11 | 8.8042e-34 | 6.3811e-11 | 1.1516e-11 | -6.5919e-34 | -6.3811e-11 | -1.1516e-11 | 0 | 0 | 0 | 0 | 0 | 0 | 1.05 | 1.048 | 1.0442 | 1.05 | 1.048 | 1.0442 | 2.0771e-14 | -120.3021 | 119.9453 | 2.0736e-14 | -120.3021 | 119.9453
Line7_8_9 | 0 | 0 | 0 | 0 | 0 | 0 | 0 | 0 | 0 | 0 | 0 | 0 | 9.1073e-19 | -7.7208e-12 | -2.2217e-11 | -9.1073e-19 | 7.7208e-12 | 2.2217e-11 | -6.0715e-19 | 2.127e-11 | 3.8387e-12 | -6.0715e-19 | -2.127e-11 | -3.8387e-12 | 0 | 0 | 0 | 0 | 0 | 0 | 1.05 | 1.048 | 1.0442 | 1.05 | 1.048 | 1.0442 | 2.0736e-14 | -120.3021 | 119.9453 | 2.0721e-14 | -120.3021 | 119.9453
Line8_8_10 | 0 | 0 | 0 | 0 | 0 | 0 | 0 | 0 | 0 | 0 | 0 | 0 | 6.0715e-19 | -7.7208e-12 | -2.2217e-11 | -6.0715e-19 | 7.7208e-12 | 2.2217e-11 | 6.0715e-19 | 2.127e-11 | 3.8387e-12 | -1.8215e-18 | -2.127e-11 | -3.8387e-12 | 0 | 0 | 0 | 0 | 0 | 0 | 1.05 | 1.048 | 1.0442 | 1.05 | 1.048 | 1.0442 | 2.0736e-14 | -120.3021 | 119.9453 | 2.0723e-14 | -120.3021 | 119.9453
Line9_3_11 | 0 | 0 | 0 | 0 | 0 | 0 | 0 | 0 | 0 | 0 | 0 | 0 | 1.3661e-17 | -5.4045e-11 | -1.5552e-10 | -1.2447e-17 | 5.4045e-11 | 1.5552e-10 | 1.8215e-18 | 1.4889e-10 | 2.6871e-11 | -2.4286e-18 | -1.4889e-10 | -2.6871e-11 | 0 | 0 | 0 | 0 | 0 | 0 | 1.05 | 1.048 | 1.0442 | 1.05 | 1.048 | 1.0442 | 2.0903e-14 | -120.3021 | 119.9453 | 2.0711e-14 | -120.3021 | 119.9453

## LL_max_fault_10
name | pf_ikss_a_from_ka | pf_ikss_b_from_ka | pf_ikss_c_from_ka | pf_ikss_a_to_ka | pf_ikss_b_to_ka | pf_ikss_c_to_ka | pf_skss_a_from_mw | pf_skss_b_from_mw | pf_skss_c_from_mw | pf_skss_a_to_mw | pf_skss_b_to_mw | pf_skss_c_to_mw | pf_p_a_from_mw | pf_p_b_from_mw | pf_p_c_from_mw | pf_p_a_to_mw | pf_p_b_to_mw | pf_p_c_to_mw | pf_q_a_from_mvar | pf_q_b_from_mvar | pf_q_c_from_mvar | pf_q_a_to_mvar | pf_q_b_to_mvar | pf_q_c_to_mvar | pf_ikss_a_from_degree | pf_ikss_b_from_degree | pf_ikss_c_from_degree | pf_ikss_a_to_degree | pf_ikss_b_to_degree | pf_ikss_c_to_degree | pf_vm_a_from_pu | pf_vm_b_from_pu | pf_vm_c_from_pu | pf_vm_a_to_pu | pf_vm_b_to_pu | pf_vm_c_to_pu | pf_va_a_from_degree | pf_va_b_from_degree | pf_va_c_from_degree | pf_va_a_to_degree | pf_va_b_to_degree | pf_va_c_to_degree
Line0_1_2 | 0 | 0 | 0 | 0 | 0 | 0 | 0 | 0 | 0 | 0 | 0 | 0 | 9.859e-18 | -5.3219e-11 | -1.5314e-10 | -9.2229e-18 | 5.3219e-11 | 1.5314e-10 | 4.4525e-18 | 1.4664e-10 | 2.6437e-11 | -6.3607e-18 | -1.4664e-10 | -2.6437e-11 | 0 | 0 | 0 | 0 | 0 | 0 | 1.1 | 1.0978 | 1.0936 | 1.1 | 1.0978 | 1.0936 | 1.7451e-14 | -120.3163 | 119.9428 | 1.7348e-14 | -120.3163 | 119.9428
Line10_11_12 | 0 | 0 | 0 | 0 | 0 | 0 | 0 | 0 | 0 | 0 | 0 | 0 | 1.3357e-17 | -5.3219e-11 | -1.5314e-10 | -1.3357e-17 | 5.3219e-11 | 1.5314e-10 | 3.1803e-18 | 1.4664e-10 | 2.6437e-11 | -1.2721e-18 | -1.4664e-10 | -2.6437e-11 | 0 | 0 | 0 | 0 | 0 | 0 | 1.1 | 1.0978 | 1.0936 | 1.1 | 1.0978 | 1.0936 | 1.7052e-14 | -120.3163 | 119.9428 | 1.689e-14 | -120.3163 | 119.9428
Line11_12_13 | 0 | 0 | 0 | 0 | 0 | 0 | 0 | 0 | 0 | 0 | 0 | 0 | 1.2085e-17 | -4.4349e-11 | -1.2762e-10 | -1.1449e-17 | 4.4349e-11 | 1.2762e-10 | 1.9082e-18 | 1.222e-10 | 2.2031e-11 | -3.1803e-18 | -1.222e-10 | -2.2031e-11 | 0 | 0 | 0 | 0 | 0 | 0 | 1.1 | 1.0978 | 1.0936 | 1.1 | 1.0978 | 1.0936 | 1.689e-14 | -120.3163 | 119.9428 | 1.6719e-14 | -120.3163 | 119.9428
Line12_13_15 | 0 | 0 | 0 | 0 | 0 | 0 | 0 | 0 | 0 | 0 | 0 | 0 | 4.1344e-18 | -2.6609e-11 | -7.6572e-11 | -4.7705e-18 | 2.6609e-11 | 7.6572e-11 | 3.8164e-18 | 7.332e-11 | 1.3218e-11 | -3.1803e-18 | -7.332e-11 | -1.3218e-11 | 0 | 0 | 0 | 0 | 0 | 0 | 1.1 | 1.0978 | 1.0936 | 1.1 | 1.0978 | 1.0936 | 1.6719e-14 | -120.3163 | 119.9428 | 1.6656e-14 | -120.3163 | 119.9428
Line13_13_14 | 0 | 0 | 0 | 0 | 0 | 0 | 0 | 0 | 0 | 0 | 0 | 0 | 2.8623e-18 | -8.8698e-12 | -2.5524e-11 | -2.8623e-18 | 8.8698e-12 | 2.5524e-11 | 6.3607e-19 | 2.444e-11 | 4.4061e-12 | -6.3607e-19 | -2.444e-11 | -4.4061e-12 | 0 | 0 | 0 | 0 | 0 | 0 | 1.1 | 1.0978 | 1.0936 | 1.1 | 1.0978 | 1.0936 | 1.6719e-14 | -120.3163 | 119.9428 | 1.6668e-14 | -120.3163 | 119.9428
Line14_15_16 | 0 | 0 | 0 | 0 | 0 | 0 | 0 | 0 | 0 | 0 | 0 | 0 | 9.541e-19 | -1.7739e-11 | -5.1048e-11 | -1.5902e-18 | 1.7739e-11 | 5.1048e-11 | 1.9082e-18 | 4.888e-11 | 8.8123e-12 | -1.9082e-18 | -4.888e-11 | -8.8123e-12 | 0 | 0 | 0 | 0 | 0 | 0 | 1.1 | 1.0978 | 1.0936 | 1.1 | 1.0978 | 1.0936 | 1.6656e-14 | -120.3163 | 119.9428 | 1.6625e-14 | -120.3163 | 119.9428
Line15_16_17 | 0 | 0 | 0 | 0 | 0 | 0 | 0 | 0 | 0 | 0 | 0 | 0 | 1.2721e-18 | -8.8698e-12 | -2.5524e-11 | -1.2721e-18 | 8.8698e-12 | 2.5524e-11 | 3.6913e-34 | 2.444e-11 | 4.4061e-12 | -3.6869e-34 | -2.444e-11 | -4.4061e-12 | 0 | 0 | 0 | 0 | 0 | 0 | 1.1 | 1.0978 | 1.0936 | 1.1 | 1.0978 | 1.0936 | 1.6625e-14 | -120.3163 | 119.9428 | 1.6606e-14 | -120.3163 | 119.9428
Line16_4_18 | 0 | 0.061167 | 0.061167 | 0 | 0.061167 | 0.061167 | 0 | 0.014126 | 0.014126 | 0 | 0.014126 | 0.014126 | 6.3607e-18 | 0.01493 | 0.0038518 | -6.3607e-18 | -0.014893 | -0.0038144 | -7.6328e-18 | 0.0039805 | 0.014876 | 5.0885e-18 | -0.0039057 | -0.014801 | 0 | -135.4761 | 44.5239 | 0 | 44.5239 | -135.4761 | 1.1 | 1.0938 | 1.0878 | 1.1 | 1.0899 | 1.0821 | 1.7322e-14 | -120.5478 | 120.0075 | 1.7269e-14 | -120.781 | 120.073
Line17_5_19 | 0 | 0 | 0 | 0 | 0 | 0 | 0 | 0 | 0 | 0 | 0 | 0 | 2.8623e-18 | -8.8697e-12 | -2.5524e-11 | -2.8623e-18 | 8.8698e-12 | 2.5524e-11 | 6.3607e-19 | 2.444e-11 | 4.4061e-12 | -1.2721e-18 | -2.444e-11 | -4.4061e-12 | 0 | 0 | 0 | 0 | 0 | 0 | 1.1 | 1.0978 | 1.0936 | 1.1 | 1.0978 | 1.0936 | 1.736e-14 | -120.3163 | 119.9428 | 1.7314e-14 | -120.3163 | 119.9428
Line1_1_3 | 0 | 0 | 0 | 0 | 0 | 0 | 0 | 0 | 0 | 0 | 0 | 0 | 1.6856e-17 | -7.0958e-11 | -2.0419e-10 | -1.622e-17 | 7.0958e-11 | 2.0419e-10 | 3.8164e-18 | 1.9552e-10 | 3.5249e-11 | -5.0885e-18 | -1.9552e-10 | -3.5249e-11 | 0 | 0 | 0 | 0 | 0 | 0 | 1.1 | 1.0978 | 1.0936 | 1.1 | 1.0978 | 1.0936 | 1.7451e-14 | -120.3163 | 119.9428 | 1.7236e-14 | -120.3163 | 119.9428
Line2_1_4 | 0 | 0.061167 | 0.061167 | 0 | 0.061167 | 0.061167 | 0 | 0.014126 | 0.014126 | 0 | 0.014126 | 0.014126 | 5.0885e-18 | 0.014968 | 0.0038892 | -5.0885e-18 | -0.01493 | -0.0038518 | 1.5498e-33 | 0.0040553 | 0.014951 | -1.2721e-18 | -0.0039805 | -0.014876 | 0 | -135.4761 | 44.5239 | 0 | 44.5239 | -135.4761 | 1.1 | 1.0978 | 1.0936 | 1.1 | 1.0938 | 1.0878 | 1.7451e-14 | -120.3163 | 119.9428 | 1.7322e-14 | -120.5478 | 120.0075
Line3_1_5 | 0 | 0 | 0 | 0 | 0 | 0 | 0 | 0 | 0 | 0 | 0 | 0 | 4.1344e-18 | -1.7739e-11 | -5.1048e-11 | -4.1344e-18 | 1.7739e-11 | 5.1048e-11 | 2.5443e-18 | 4.888e-11 | 8.8123e-12 | -4.4525e-18 | -4.888e-11 | -8.8122e-12 | 0 | 0 | 0 | 0 | 0 | 0 | 1.1 | 1.0978 | 1.0936 | 1.1 | 1.0978 | 1.0936 | 1.7451e-14 | -120.3163 | 119.9428 | 1.736e-14 | -120.3163 | 119.9428
Line4_2_6 | 0 | 0 | 0 | 0 | 0 | 0 | 0 | 0 | 0 | 0 | 0 | 0 | 8.2688e-18 | -4.4349e-11 | -1.2762e-10 | -8.2688e-18 | 4.4349e-11 | 1.2762e-10 | 5.0885e-18 | 1.222e-10 | 2.2031e-11 | -4.4525e-18 | -1.222e-10 | -2.2031e-11 | 0 | 0 | 0 | 0 | 0 | 0 | 1.1 | 1.0978 | 1.0936 | 1.1 | 1.0978 | 1.0936 | 1.7348e-14 | -120.3163 | 119.9428 | 1.723e-14 | -120.3163 | 119.9428
Line5_6_7 | 0 | 0 | 0 | 0 | 0 | 0 | 0 | 0 | 0 | 0 | 0 | 0 | 6.0426e-18 | -3.5479e-11 | -1.021e-10 | -6.0426e-18 | 3.5479e-11 | 1.021e-10 | 2.5443e-18 | 9.776e-11 | 1.7625e-11 | -6.3607e-19 | -9.776e-11 | -1.7625e-11 | 0 | 0 | 0 | 0 | 0 | 0 | 1.1 | 1.0978 | 1.0936 | 1.1 | 1.0978 | 1.0936 | 1.723e-14 | -120.3163 | 119.9428 | 1.7148e-14 | -120.3163 | 119.9428
Line6_7_8 | 0 | 0 | 0 | 0 | 0 | 0 | 0 | 0 | 0 | 0 | 0 | 0 | 3.8164e-18 | -2.6609e-11 | -7.6572e-11 | -3.8164e-18 | 2.6609e-11 | 7.6572e-11 | -1.2721e-18 | 7.332e-11 | 1.3218e-11 | -1.1386e-33 | -7.332e-11 | -1.3218e-11 | 0 | 0 | 0 | 0 | 0 | 0 | 1.1 | 1.0978 | 1.0936 | 1.1 | 1.0978 | 1.0936 | 1.7148e-14 | -120.3163 | 119.9428 | 1.7094e-14 | -120.3163 | 119.9428
Line7_8_9 | 0 | 0 | 0 | 0 | 0 | 0 | 0 | 0 | 0 | 0 | 0 | 0 | -1.2721e-18 | -8.8697e-12 | -2.5524e-11 | 6.3607e-19 | 8.8698e-12 | 2.5524e-11 | 2.5443e-18 | 2.444e-11 | 4.4061e-12 | -1.2721e-18 | -2.444e-11 | -4.4061e-12 | 0 | 0 | 0 | 0 | 0 | 0 | 1.1 | 1.0978 | 1.0936 | 1.1 | 1.0978 | 1.0936 | 1.7094e-14 | -120.3163 | 119.9428 | 1.7079e-14 | -120.3163 | 119.9428
Line8_8_10 | 0 | 0 | 0 | 0 | 0 | 0 | 0 | 0 | 0 | 0 | 0 | 0 | -3.1803e-19 | -8.8697e-12 | -2.5524e-11 | -3.1803e-19 | 8.8698e-12 | 2.5524e-11 | 1.9082e-18 | 2.444e-11 | 4.4061e-12 | -6.3607e-19 | -2.444e-11 | -4.4061e-12 | 0 | 0 | 0 | 0 | 0 | 0 | 1.1 | 1.0978 | 1.0936 | 1.1 | 1.0978 | 1.0936 | 1.7094e-14 | -120.3163 | 119.9428 | 1.7075e-14 | -120.3163 | 119.9428
Line9_3_11 | 0 | 0 | 0 | 0 | 0 | 0 | 0 | 0 | 0 | 0 | 0 | 0 | 1.4311e-17 | -6.2088e-11 | -1.7867e-10 | -1.4311e-17 | 6.2088e-11 | 1.7867e-10 | 3.8164e-18 | 1.7108e-10 | 3.0843e-11 | -4.4525e-18 | -1.7108e-10 | -3.0843e-11 | 0 | 0 | 0 | 0 | 0 | 0 | 1.1 | 1.0978 | 1.0936 | 1.1 | 1.0978 | 1.0936 | 1.7236e-14 | -120.3163 | 119.9428 | 1.7052e-14 | -120.3163 | 119.9428

## LL_min_6
name | pf_ikss_a_from_ka | pf_ikss_b_from_ka | pf_ikss_c_from_ka | pf_ikss_a_to_ka | pf_ikss_b_to_ka | pf_ikss_c_to_ka | pf_skss_a_from_mw | pf_skss_b_from_mw | pf_skss_c_from_mw | pf_skss_a_to_mw | pf_skss_b_to_mw | pf_skss_c_to_mw | pf_p_a_from_mw | pf_p_b_from_mw | pf_p_c_from_mw | pf_p_a_to_mw | pf_p_b_to_mw | pf_p_c_to_mw | pf_q_a_from_mvar | pf_q_b_from_mvar | pf_q_c_from_mvar | pf_q_a_to_mvar | pf_q_b_to_mvar | pf_q_c_to_mvar | pf_ikss_a_from_degree | pf_ikss_b_from_degree | pf_ikss_c_from_degree | pf_ikss_a_to_degree | pf_ikss_b_to_degree | pf_ikss_c_to_degree | pf_vm_a_from_pu | pf_vm_b_from_pu | pf_vm_c_from_pu | pf_vm_a_to_pu | pf_vm_b_to_pu | pf_vm_c_to_pu | pf_va_a_from_degree | pf_va_b_from_degree | pf_va_c_from_degree | pf_va_a_to_degree | pf_va_b_to_degree | pf_va_c_to_degree
Line0_1_2 | 0 | 0 | 0 | 0 | 0 | 0 | 0 | 0 | 0 | 0 | 0 | 0 | 1.7579e-16 | -1.4366e-09 | -3.9666e-09 | -1.5821e-16 | 1.4366e-09 | 3.9666e-09 | 3.1641e-16 | 4.6273e-09 | -2.4518e-10 | -3.5157e-16 | -4.6273e-09 | 2.4518e-10 | 0 | 0 | 0 | 0 | 0 | 0 | 0.95 | 0.83839 | 0.68767 | 0.95 | 0.83839 | 0.68767 | 8.9489e-13 | -135.3123 | 120.9775 | 8.9825e-13 | -135.3123 | 120.9775
Line10_11_12 | 0 | 0 | 0 | 0 | 0 | 0 | 0 | 0 | 0 | 0 | 0 | 0 | 1.5821e-16 | -1.4366e-09 | -3.9666e-09 | -1.7579e-16 | 1.4366e-09 | 3.9666e-09 | 2.6368e-16 | 4.6273e-09 | -2.4518e-10 | -2.9884e-16 | -4.6273e-09 | 2.4518e-10 | 0 | 0 | 0 | 0 | 0 | 0 | 0.95 | 0.83839 | 0.68767 | 0.95 | 0.83839 | 0.68767 | 9.0429e-13 | -135.3123 | 120.9775 | 9.0875e-13 | -135.3123 | 120.9775
Line11_12_13 | 0 | 0 | 0 | 0 | 0 | 0 | 0 | 0 | 0 | 0 | 0 | 0 | 6.1525e-17 | -1.1971e-09 | -3.3055e-09 | -7.9103e-17 | 1.1971e-09 | 3.3055e-09 | 3.8673e-16 | 3.8561e-09 | -2.0432e-10 | -3.8673e-16 | -3.8561e-09 | 2.0432e-10 | 0 | 0 | 0 | 0 | 0 | 0 | 0.95 | 0.83839 | 0.68767 | 0.95 | 0.83839 | 0.68767 | 9.0875e-13 | -135.3123 | 120.9775 | 9.1461e-13 | -135.3123 | 120.9775
Line12_13_15 | 0 | 0 | 0 | 0 | 0 | 0 | 0 | 0 | 0 | 0 | 0 | 0 | 1.7579e-17 | -7.1829e-10 | -1.9833e-09 | -3.5157e-17 | 7.1829e-10 | 1.9833e-09 | 1.7579e-17 | 2.3137e-09 | -1.2259e-10 | -1.7579e-17 | -2.3137e-09 | 1.2259e-10 | 0 | 0 | 0 | 0 | 0 | 0 | 0.95 | 0.83839 | 0.68767 | 0.95 | 0.83839 | 0.68767 | 9.1461e-13 | -135.3123 | 120.9775 | 9.1566e-13 | -135.3123 | 120.9775
Line13_13_14 | 0 | 0 | 0 | 0 | 0 | 0 | 0 | 0 | 0 | 0 | 0 | 0 | 1.0547e-16 | -2.3943e-10 | -6.611e-10 | -1.2305e-16 | 2.3943e-10 | 6.611e-10 | 2.461e-16 | 7.7122e-10 | -4.0864e-11 | -2.461e-16 | -7.7122e-10 | 4.0864e-11 | 0 | 0 | 0 | 0 | 0 | 0 | 0.95 | 0.83839 | 0.68767 | 0.95 | 0.83839 | 0.68767 | 9.1461e-13 | -135.3123 | 120.9775 | 9.1805e-13 | -135.3123 | 120.9775
Line14_15_16 | 0 | 0 | 0 | 0 | 0 | 0 | 0 | 0 | 0 | 0 | 0 | 0 | 2.6368e-17 | -4.7886e-10 | -1.3222e-09 | -8.7893e-18 | 4.7886e-10 | 1.3222e-09 | 4.2139e-31 | 1.5424e-09 | -8.1728e-11 | -1.7579e-17 | -1.5424e-09 | 8.1728e-11 | 0 | 0 | 0 | 0 | 0 | 0 | 0.95 | 0.83839 | 0.68767 | 0.95 | 0.83839 | 0.68767 | 9.1566e-13 | -135.3123 | 120.9775 | 9.1634e-13 | -135.3123 | 120.9775
Line15_16_17 | 0 | 0 | 0 | 0 | 0 | 0 | 0 | 0 | 0 | 0 | 0 | 0 | 1.7579e-17 | -2.3943e-10 | -6.611e-10 | -1.7579e-17 | 2.3943e-10 | 6.611e-10 | 1.7579e-17 | 7.7122e-10 | -4.0864e-11 | -1.7579e-17 | -7.7122e-10 | 4.0864e-11 | 0 | 0 | 0 | 0 | 0 | 0 | 0.95 | 0.83839 | 0.68767 | 0.95 | 0.83839 | 0.68767 | 9.1634e-13 | -135.3123 | 120.9775 | 9.1597e-13 | -135.3123 | 120.9775
Line16_4_18 | 0 | 2.5068 | 2.5068 | 0 | 2.5068 | 2.5068 | 0 | 0.57893 | 0.57893 | 0 | 0.57893 | 0.57893 | -7.0314e-17 | 0.35328 | -0.11197 | 7.0314e-17 | -0.23262 | 0.23262 | -7.0314e-17 | -0.020967 | 0.27233 | 7.0314e-17 | 0.14665 | -0.14665 | 0 | -147.7717 | 32.2283 | 0 | 32.2283 | -147.7717 | 0.95 | 0.6113 | 0.50862 | 0.95 | 0.475 | 0.475 | 8.9653e-13 | -151.1682 | 144.5775 | 8.9493e-13 | -180 | 180
Line17_5_19 | 0 | 0 | 0 | 0 | 0 | 0 | 0 | 0 | 0 | 0 | 0 | 0 | 8.7893e-17 | -2.3943e-10 | -6.611e-10 | -1.0547e-16 | 2.3943e-10 | 6.611e-10 | 2.8126e-16 | 7.7122e-10 | -4.0864e-11 | -2.9884e-16 | -7.7122e-10 | 4.0864e-11 | 0 | 0 | 0 | 0 | 0 | 0 | 0.95 | 0.83839 | 0.68767 | 0.95 | 0.83839 | 0.68767 | 8.9752e-13 | -135.3123 | 120.9775 | 8.995e-13 | -135.3123 | 120.9775
Line1_1_3 | 0 | 0 | 0 | 0 | 0 | 0 | 0 | 0 | 0 | 0 | 0 | 0 | 1.7579e-16 | -1.9154e-09 | -5.2888e-09 | -1.7579e-16 | 1.9154e-09 | 5.2888e-09 | 2.8126e-16 | 6.1697e-09 | -3.2691e-10 | -2.9884e-16 | -6.1697e-09 | 3.2691e-10 | 0 | 0 | 0 | 0 | 0 | 0 | 0.95 | 0.83839 | 0.68767 | 0.95 | 0.83839 | 0.68767 | 8.9489e-13 | -135.3123 | 120.9775 | 8.9984e-13 | -135.3123 | 120.9775
Line2_1_4 | 0 | 2.5068 | 2.5068 | 0 | 2.5068 | 2.5068 | 0 | 0.57893 | 0.57893 | 0 | 0.57893 | 0.57893 | 3.5157e-17 | 0.47394 | 0.0086903 | -3.5157e-17 | -0.35328 | 0.11197 | 2.1094e-16 | 0.10472 | 0.39802 | -2.1094e-16 | 0.020967 | -0.27233 | 0 | -147.7717 | 32.2283 | 0 | 32.2283 | -147.7717 | 0.95 | 0.83839 | 0.68767 | 0.95 | 0.6113 | 0.50862 | 8.9489e-13 | -135.3123 | 120.9775 | 8.9653e-13 | -151.1682 | 144.5775
Line3_1_5 | 0 | 0 | 0 | 0 | 0 | 0 | 0 | 0 | 0 | 0 | 0 | 0 | 1.3184e-16 | -4.7886e-10 | -1.3222e-09 | -1.4942e-16 | 4.7886e-10 | 1.3222e-09 | 2.6368e-16 | 1.5424e-09 | -8.1728e-11 | -2.9884e-16 | -1.5424e-09 | 8.1728e-11 | 0 | 0 | 0 | 0 | 0 | 0 | 0.95 | 0.83839 | 0.68767 | 0.95 | 0.83839 | 0.68767 | 8.9489e-13 | -135.3123 | 120.9775 | 8.9752e-13 | -135.3123 | 120.9775
Line4_2_6 | 0 | 0 | 0 | 0 | 0 | 0 | 0 | 0 | 0 | 0 | 0 | 0 | 1.4942e-16 | -1.1971e-09 | -3.3055e-09 | -1.3184e-16 | 1.1971e-09 | 3.3055e-09 | 2.8126e-16 | 3.8561e-09 | -2.0432e-10 | -2.9884e-16 | -3.8561e-09 | 2.0432e-10 | 0 | 0 | 0 | 0 | 0 | 0 | 0.95 | 0.83839 | 0.68767 | 0.95 | 0.83839 | 0.68767 | 8.9825e-13 | -135.3123 | 120.9775 | 8.997e-13 | -135.3123 | 120.9775
Line5_6_7 | 0 | 0 | 0 | 0 | 0 | 0 | 0 | 0 | 0 | 0 | 0 | 0 | 1.4063e-16 | -9.5772e-10 | -2.6444e-09 | -1.2305e-16 | 9.5772e-10 | 2.6444e-09 | 3.5157e-16 | 3.0849e-09 | -1.6346e-10 | -3.5157e-16 | -3.0849e-09 | 1.6346e-10 | 0 | 0 | 0 | 0 | 0 | 0 | 0.95 | 0.83839 | 0.68767 | 0.95 | 0.83839 | 0.68767 | 8.997e-13 | -135.3123 | 120.9775 | 9.0206e-13 | -135.3123 | 120.9775
Line6_7_8 | 0 | 0 | 0 | 0 | 0 | 0 | 0 | 0 | 0 | 0 | 0 | 0 | 1.7579e-17 | -7.1829e-10 | -1.9833e-09 | -1.7579e-17 | 7.1829e-10 | 1.9833e-09 | 1.2305e-16 | 2.3136e-09 | -1.2259e-10 | -1.2305e-16 | -2.3136e-09 | 1.2259e-10 | 0 | 0 | 0 | 0 | 0 | 0 | 0.95 | 0.83839 | 0.68767 | 0.95 | 0.83839 | 0.68767 | 9.0206e-13 | -135.3123 | 120.9775 | 9.036e-13 | -135.3123 | 120.9775
Line7_8_9 | 0 | 0 | 0 | 0 | 0 | 0 | 0 | 0 | 0 | 0 | 0 | 0 | -1.7579e-17 | -2.3943e-10 | -6.611e-10 | 1.7579e-17 | 2.3943e-10 | 6.611e-10 | 5.2736e-17 | 7.7122e-10 | -4.0864e-11 | -7.0314e-17 | -7.7122e-10 | 4.0864e-11 | 0 | 0 | 0 | 0 | 0 | 0 | 0.95 | 0.83839 | 0.68767 | 0.95 | 0.83839 | 0.68767 | 9.036e-13 | -135.3123 | 120.9775 | 9.0344e-13 | -135.3123 | 120.9775
Line8_8_10 | 0 | 0 | 0 | 0 | 0 | 0 | 0 | 0 | 0 | 0 | 0 | 0 | -2.6368e-17 | -2.3943e-10 | -6.611e-10 | 2.6368e-17 | 2.3943e-10 | 6.611e-10 | 1.7579e-17 | 7.7122e-10 | -4.0864e-11 | -3.5157e-17 | -7.7122e-10 | 4.0864e-11 | 0 | 0 | 0 | 0 | 0 | 0 | 0.95 | 0.83839 | 0.68767 | 0.95 | 0.83839 | 0.68767 | 9.036e-13 | -135.3123 | 120.9775 | 9.0391e-13 | -135.3123 | 120.9775
Line9_3_11 | 0 | 0 | 0 | 0 | 0 | 0 | 0 | 0 | 0 | 0 | 0 | 0 | 1.4063e-16 | -1.676e-09 | -4.6277e-09 | -1.5821e-16 | 1.676e-09 | 4.6277e-09 | 2.9884e-16 | 5.3985e-09 | -2.8605e-10 | -2.9884e-16 | -5.3985e-09 | 2.8605e-10 | 0 | 0 | 0 | 0 | 0 | 0 | 0.95 | 0.83839 | 0.68767 | 0.95 | 0.83839 | 0.68767 | 8.9984e-13 | -135.3123 | 120.9775 | 9.0429e-13 | -135.3123 | 120.9775

## LL_min_10
name | pf_ikss_a_from_ka | pf_ikss_b_from_ka | pf_ikss_c_from_ka | pf_ikss_a_to_ka | pf_ikss_b_to_ka | pf_ikss_c_to_ka | pf_skss_a_from_mw | pf_skss_b_from_mw | pf_skss_c_from_mw | pf_skss_a_to_mw | pf_skss_b_to_mw | pf_skss_c_to_mw | pf_p_a_from_mw | pf_p_b_from_mw | pf_p_c_from_mw | pf_p_a_to_mw | pf_p_b_to_mw | pf_p_c_to_mw | pf_q_a_from_mvar | pf_q_b_from_mvar | pf_q_c_from_mvar | pf_q_a_to_mvar | pf_q_b_to_mvar | pf_q_c_to_mvar | pf_ikss_a_from_degree | pf_ikss_b_from_degree | pf_ikss_c_from_degree | pf_ikss_a_to_degree | pf_ikss_b_to_degree | pf_ikss_c_to_degree | pf_vm_a_from_pu | pf_vm_b_from_pu | pf_vm_c_from_pu | pf_vm_a_to_pu | pf_vm_b_to_pu | pf_vm_c_to_pu | pf_va_a_from_degree | pf_va_b_from_degree | pf_va_c_from_degree | pf_va_a_to_degree | pf_va_b_to_degree | pf_va_c_to_degree
Line0_1_2 | 0 | 0 | 0 | 0 | 0 | 0 | 0 | 0 | 0 | 0 | 0 | 0 | 1.7486e-16 | -1.2893e-09 | -3.56e-09 | -1.9151e-16 | 1.2893e-09 | 3.56e-09 | 2.6645e-16 | 4.153e-09 | -2.2006e-10 | -2.6645e-16 | -4.153e-09 | 2.2006e-10 | 0 | 0 | 0 | 0 | 0 | 0 | 0.9 | 0.79426 | 0.65148 | 0.9 | 0.79426 | 0.65148 | 9.222e-13 | -135.3123 | 120.9775 | 9.2393e-13 | -135.3123 | 120.9775
Line10_11_12 | 0 | 0 | 0 | 0 | 0 | 0 | 0 | 0 | 0 | 0 | 0 | 0 | 1.1657e-16 | -1.2893e-09 | -3.56e-09 | -9.992e-17 | 1.2893e-09 | 3.56e-09 | 2.8311e-16 | 4.153e-09 | -2.2006e-10 | -2.8311e-16 | -4.153e-09 | 2.2006e-10 | 0 | 0 | 0 | 0 | 0 | 0 | 0.9 | 0.79426 | 0.65148 | 0.9 | 0.79426 | 0.65148 | 9.3117e-13 | -135.3123 | 120.9775 | 9.3542e-13 | -135.3123 | 120.9775
Line11_12_13 | 0 | 0 | 0 | 0 | 0 | 0 | 0 | 0 | 0 | 0 | 0 | 0 | 1.4155e-16 | -1.0744e-09 | -2.9667e-09 | -1.249e-16 | 1.0744e-09 | 2.9667e-09 | 3.1641e-16 | 3.4609e-09 | -1.8338e-10 | -2.9976e-16 | -3.4609e-09 | 1.8338e-10 | 0 | 0 | 0 | 0 | 0 | 0 | 0.9 | 0.79426 | 0.65148 | 0.9 | 0.79426 | 0.65148 | 9.3542e-13 | -135.3123 | 120.9775 | 9.4106e-13 | -135.3123 | 120.9775
Line12_13_15 | 0 | 0 | 0 | 0 | 0 | 0 | 0 | 0 | 0 | 0 | 0 | 0 | 8.3267e-18 | -6.4467e-10 | -1.78e-09 | -8.3267e-18 | 6.4467e-10 | 1.78e-09 | -1.6653e-17 | 2.0765e-09 | -1.1003e-10 | -3.3307e-17 | -2.0765e-09 | 1.1003e-10 | 0 | 0 | 0 | 0 | 0 | 0 | 0.9 | 0.79426 | 0.65148 | 0.9 | 0.79426 | 0.65148 | 9.4106e-13 | -135.3123 | 120.9775 | 9.4211e-13 | -135.3123 | 120.9775
Line13_13_14 | 0 | 0 | 0 | 0 | 0 | 0 | 0 | 0 | 0 | 0 | 0 | 0 | 4.1633e-17 | -2.1489e-10 | -5.9334e-10 | -5.8287e-17 | 2.1489e-10 | 5.9334e-10 | 2.3315e-16 | 6.9217e-10 | -3.6676e-11 | -2.8311e-16 | -6.9217e-10 | 3.6676e-11 | 0 | 0 | 0 | 0 | 0 | 0 | 0.9 | 0.79426 | 0.65148 | 0.9 | 0.79426 | 0.65148 | 9.4106e-13 | -135.3123 | 120.9775 | 9.449e-13 | -135.3123 | 120.9775
Line14_15_16 | 0 | 0 | 0 | 0 | 0 | 0 | 0 | 0 | 0 | 0 | 0 | 0 | 8.3267e-18 | -4.2978e-10 | -1.1867e-09 | -8.3267e-18 | 4.2978e-10 | 1.1867e-09 | 1.6653e-17 | 1.3843e-09 | -7.3352e-11 | -4.996e-17 | -1.3843e-09 | 7.3352e-11 | 0 | 0 | 0 | 0 | 0 | 0 | 0.9 | 0.79426 | 0.65148 | 0.9 | 0.79426 | 0.65148 | 9.4211e-13 | -135.3123 | 120.9775 | 9.4279e-13 | -135.3123 | 120.9775
Line15_16_17 | 0 | 0 | 0 | 0 | 0 | 0 | 0 | 0 | 0 | 0 | 0 | 0 | -1.6653e-17 | -2.1489e-10 | -5.9334e-10 | -1.6653e-17 | 2.1489e-10 | 5.9334e-10 | 4.996e-17 | 6.9217e-10 | -3.6676e-11 | -4.996e-17 | -6.9217e-10 | 3.6676e-11 | 0 | 0 | 0 | 0 | 0 | 0 | 0.9 | 0.79426 | 0.65148 | 0.9 | 0.79426 | 0.65148 | 9.4279e-13 | -135.3123 | 120.9775 | 9.4241e-13 | -135.3123 | 120.9775
Line16_4_18 | 0 | 2.3749 | 2.3749 | 0 | 2.3749 | 2.3749 | 0 | 0.54846 | 0.54846 | 0 | 0.54846 | 0.54846 | -6.6613e-17 | 0.31707 | -0.10049 | 6.6613e-17 | -0.20878 | 0.20878 | 6.6613e-17 | -0.018818 | 0.24442 | -6.6613e-17 | 0.13162 | -0.13162 | 0 | -147.7717 | 32.2283 | 0 | 32.2283 | -147.7717 | 0.9 | 0.57913 | 0.48185 | 0.9 | 0.45 | 0.45 | 9.2478e-13 | -151.1682 | 144.5775 | 9.2315e-13 | -180 | 180
Line17_5_19 | 0 | 0 | 0 | 0 | 0 | 0 | 0 | 0 | 0 | 0 | 0 | 0 | 8.3267e-17 | -2.1489e-10 | -5.9334e-10 | -9.992e-17 | 2.1489e-10 | 5.9334e-10 | 1.8319e-16 | 6.9217e-10 | -3.6676e-11 | -1.6653e-16 | -6.9217e-10 | 3.6676e-11 | 0 | 0 | 0 | 0 | 0 | 0 | 0.9 | 0.79426 | 0.65148 | 0.9 | 0.79426 | 0.65148 | 9.2461e-13 | -135.3123 | 120.9775 | 9.2547e-13 | -135.3123 | 120.9775
Line1_1_3 | 0 | 0 | 0 | 0 | 0 | 0 | 0 | 0 | 0 | 0 | 0 | 0 | 1.4988e-16 | -1.7191e-09 | -4.7467e-09 | -1.8319e-16 | 1.7191e-09 | 4.7467e-09 | 2.3315e-16 | 5.5374e-09 | -2.9341e-10 | -2.1649e-16 | -5.5374e-09 | 2.9341e-10 | 0 | 0 | 0 | 0 | 0 | 0 | 0.9 | 0.79426 | 0.65148 | 0.9 | 0.79426 | 0.65148 | 9.222e-13 | -135.3123 | 120.9775 | 9.2693e-13 | -135.3123 | 120.9775
Line2_1_4 | 0 | 2.3749 | 2.3749 | 0 | 2.3749 | 2.3749 | 0 | 0.54846 | 0.54846 | 0 | 0.54846 | 0.54846 | 3.3307e-17 | 0.42536 | 0.0077996 | -3.3307e-17 | -0.31707 | 0.10049 | 1.9984e-16 | 0.093984 | 0.35722 | -1.9984e-16 | 0.018818 | -0.24442 | 0 | -147.7717 | 32.2283 | 0 | 32.2283 | -147.7717 | 0.9 | 0.79426 | 0.65148 | 0.9 | 0.57913 | 0.48185 | 9.222e-13 | -135.3123 | 120.9775 | 9.2478e-13 | -151.1682 | 144.5775
Line3_1_5 | 0 | 0 | 0 | 0 | 0 | 0 | 0 | 0 | 0 | 0 | 0 | 0 | 9.992e-17 | -4.2978e-10 | -1.1867e-09 | -1.1657e-16 | 4.2978e-10 | 1.1867e-09 | 2.1649e-16 | 1.3843e-09 | -7.3352e-11 | -2.1649e-16 | -1.3843e-09 | 7.3352e-11 | 0 | 0 | 0 | 0 | 0 | 0 | 0.9 | 0.79426 | 0.65148 | 0.9 | 0.79426 | 0.65148 | 9.222e-13 | -135.3123 | 120.9775 | 9.2461e-13 | -135.3123 | 120.9775
Line4_2_6 | 0 | 0 | 0 | 0 | 0 | 0 | 0 | 0 | 0 | 0 | 0 | 0 | 1.6653e-16 | -1.0744e-09 | -2.9667e-09 | -1.6653e-16 | 1.0744e-09 | 2.9667e-09 | 2.498e-16 | 3.4609e-09 | -1.8338e-10 | -2.6645e-16 | -3.4609e-09 | 1.8338e-10 | 0 | 0 | 0 | 0 | 0 | 0 | 0.9 | 0.79426 | 0.65148 | 0.9 | 0.79426 | 0.65148 | 9.2393e-13 | -135.3123 | 120.9775 | 9.2466e-13 | -135.3123 | 120.9775
Line5_6_7 | 0 | 0 | 0 | 0 | 0 | 0 | 0 | 0 | 0 | 0 | 0 | 0 | 1.4155e-16 | -8.5956e-10 | -2.3734e-09 | -1.4155e-16 | 8.5956e-10 | 2.3734e-09 | 3.1641e-16 | 2.7687e-09 | -1.467e-10 | -3.1641e-16 | -2.7687e-09 | 1.467e-10 | 0 | 0 | 0 | 0 | 0 | 0 | 0.9 | 0.79426 | 0.65148 | 0.9 | 0.79426 | 0.65148 | 9.2466e-13 | -135.3123 | 120.9775 | 9.2655e-13 | -135.3123 | 120.9775
Line6_7_8 | 0 | 0 | 0 | 0 | 0 | 0 | 0 | 0 | 0 | 0 | 0 | 0 | 8.3267e-18 | -6.4467e-10 | -1.78e-09 | -8.3267e-18 | 6.4467e-10 | 1.78e-09 | 1.1657e-16 | 2.0765e-09 | -1.1003e-10 | -9.992e-17 | -2.0765e-09 | 1.1003e-10 | 0 | 0 | 0 | 0 | 0 | 0 | 0.9 | 0.79426 | 0.65148 | 0.9 | 0.79426 | 0.65148 | 9.2655e-13 | -135.3123 | 120.9775 | 9.2824e-13 | -135.3123 | 120.9775
Line7_8_9 | 0 | 0 | 0 | 0 | 0 | 0 | 0 | 0 | 0 | 0 | 0 | 0 | 1.6653e-17 | -2.1489e-10 | -5.9334e-10 | -1.6653e-17 | 2.1489e-10 | 5.9334e-10 | -1.6653e-17 | 6.9217e-10 | -3.6676e-11 | -2.6975e-31 | -6.9217e-10 | 3.6676e-11 | 0 | 0 | 0 | 0 | 0 | 0 | 0.9 | 0.79426 | 0.65148 | 0.9 | 0.79426 | 0.65148 | 9.2824e-13 | -135.3123 | 120.9775 | 9.2808e-13 | -135.3123 | 120.9775
Line8_8_10 | 0 | 0 | 0 | 0 | 0 | 0 | 0 | 0 | 0 | 0 | 0 | 0 | -1.6653e-17 | -2.1489e-10 | -5.9334e-10 | 0 | 2.1489e-10 | 5.9334e-10 | -2.698e-31 | 6.9217e-10 | -3.6676e-11 | 0 | -6.9217e-10 | 3.6676e-11 | 0 | 0 | 0 | 0 | 0 | 0 | 0.9 | 0.79426 | 0.65148 | 0.9 | 0.79426 | 0.65148 | 9.2824e-13 | -135.3123 | 120.9775 | 9.2873e-13 | -135.3123 | 120.9775
Line9_3_11 | 0 | 0 | 0 | 0 | 0 | 0 | 0 | 0 | 0 | 0 | 0 | 0 | 1.4155e-16 | -1.5042e-09 | -4.1534e-09 | -1.5821e-16 | 1.5042e-09 | 4.1534e-09 | 2.6645e-16 | 4.8452e-09 | -2.5673e-10 | -2.6645e-16 | -4.8452e-09 | 2.5673e-10 | 0 | 0 | 0 | 0 | 0 | 0 | 0.9 | 0.79426 | 0.65148 | 0.9 | 0.79426 | 0.65148 | 9.2693e-13 | -135.3123 | 120.9775 | 9.3117e-13 | -135.3123 | 120.9775

## LL_min_fault_6
name | pf_ikss_a_from_ka | pf_ikss_b_from_ka | pf_ikss_c_from_ka | pf_ikss_a_to_ka | pf_ikss_b_to_ka | pf_ikss_c_to_ka | pf_skss_a_from_mw | pf_skss_b_from_mw | pf_skss_c_from_mw | pf_skss_a_to_mw | pf_skss_b_to_mw | pf_skss_c_to_mw | pf_p_a_from_mw | pf_p_b_from_mw | pf_p_c_from_mw | pf_p_a_to_mw | pf_p_b_to_mw | pf_p_c_to_mw | pf_q_a_from_mvar | pf_q_b_from_mvar | pf_q_c_from_mvar | pf_q_a_to_mvar | pf_q_b_to_mvar | pf_q_c_to_mvar | pf_ikss_a_from_degree | pf_ikss_b_from_degree | pf_ikss_c_from_degree | pf_ikss_a_to_degree | pf_ikss_b_to_degree | pf_ikss_c_to_degree | pf_vm_a_from_pu | pf_vm_b_from_pu | pf_vm_c_from_pu | pf_vm_a_to_pu | pf_vm_b_to_pu | pf_vm_c_to_pu | pf_va_a_from_degree | pf_va_b_from_degree | pf_va_c_from_degree | pf_va_a_to_degree | pf_va_b_to_degree | pf_va_c_to_degree
Line0_1_2 | 0 | 0 | 0 | 0 | 0 | 0 | 0 | 0 | 0 | 0 | 0 | 0 | 5.562e-18 | -3.8862e-11 | -1.1288e-10 | -5.562e-18 | 3.8862e-11 | 1.1288e-10 | 6.5919e-18 | 1.0829e-10 | 1.9912e-11 | -6.5919e-18 | -1.0829e-10 | -1.9912e-11 | 0 | 0 | 0 | 0 | 0 | 0 | 0.95 | 0.94812 | 0.94457 | 0.95 | 0.94812 | 0.94457 | 2.3401e-14 | -120.3131 | 119.9422 | 2.3419e-14 | -120.3131 | 119.9422
Line10_11_12 | 0 | 0 | 0 | 0 | 0 | 0 | 0 | 0 | 0 | 0 | 0 | 0 | 5.15e-18 | -3.8862e-11 | -1.1288e-10 | -5.15e-18 | 3.8862e-11 | 1.1288e-10 | 7.6906e-18 | 1.0829e-10 | 1.9912e-11 | -7.6906e-18 | -1.0829e-10 | -1.9912e-11 | 0 | 0 | 0 | 0 | 0 | 0 | 0.95 | 0.94812 | 0.94457 | 0.95 | 0.94812 | 0.94457 | 2.3559e-14 | -120.3131 | 119.9422 | 2.3639e-14 | -120.3131 | 119.9422
Line11_12_13 | 0 | 0 | 0 | 0 | 0 | 0 | 0 | 0 | 0 | 0 | 0 | 0 | 3.1586e-18 | -3.2385e-11 | -9.4068e-11 | -3.1586e-18 | 3.2385e-11 | 9.4068e-11 | 8.7893e-18 | 9.0245e-11 | 1.6593e-11 | -8.2399e-18 | -9.0245e-11 | -1.6593e-11 | 0 | 0 | 0 | 0 | 0 | 0 | 0.95 | 0.94812 | 0.94457 | 0.95 | 0.94812 | 0.94457 | 2.3639e-14 | -120.3131 | 119.9422 | 2.375e-14 | -120.3131 | 119.9422
Line12_13_15 | 0 | 0 | 0 | 0 | 0 | 0 | 0 | 0 | 0 | 0 | 0 | 0 | 8.9266e-19 | -1.9431e-11 | -5.6441e-11 | -8.9266e-19 | 1.9431e-11 | 5.6441e-11 | 5.4933e-19 | 5.4147e-11 | 9.9561e-12 | -5.4933e-19 | -5.4147e-11 | -9.9561e-12 | 0 | 0 | 0 | 0 | 0 | 0 | 0.95 | 0.94812 | 0.94457 | 0.95 | 0.94812 | 0.94457 | 2.375e-14 | -120.3131 | 119.9422 | 2.3771e-14 | -120.3131 | 119.9422
Line13_13_14 | 0 | 0 | 0 | 0 | 0 | 0 | 0 | 0 | 0 | 0 | 0 | 0 | 3.4333e-18 | -6.477e-12 | -1.8814e-11 | -3.4333e-18 | 6.477e-12 | 1.8814e-11 | 3.8453e-18 | 1.8049e-11 | 3.3187e-12 | -4.944e-18 | -1.8049e-11 | -3.3187e-12 | 0 | 0 | 0 | 0 | 0 | 0 | 0.95 | 0.94812 | 0.94457 | 0.95 | 0.94812 | 0.94457 | 2.375e-14 | -120.3131 | 119.9422 | 2.3803e-14 | -120.3131 | 119.9422
Line14_15_16 | 0 | 0 | 0 | 0 | 0 | 0 | 0 | 0 | 0 | 0 | 0 | 0 | 4.8066e-19 | -1.2954e-11 | -3.7627e-11 | -7.5533e-19 | 1.2954e-11 | 3.7627e-11 | 1.648e-18 | 3.6098e-11 | 6.6374e-12 | -1.0987e-18 | -3.6098e-11 | -6.6374e-12 | 0 | 0 | 0 | 0 | 0 | 0 | 0.95 | 0.94812 | 0.94457 | 0.95 | 0.94812 | 0.94457 | 2.3771e-14 | -120.3131 | 119.9422 | 2.3786e-14 | -120.3131 | 119.9422
Line15_16_17 | 0 | 0 | 0 | 0 | 0 | 0 | 0 | 0 | 0 | 0 | 0 | 0 | 2.7466e-19 | -6.477e-12 | -1.8814e-11 | -2.7466e-19 | 6.477e-12 | 1.8814e-11 | 1.0987e-18 | 1.8049e-11 | 3.3187e-12 | -5.4933e-19 | -1.8049e-11 | -3.3187e-12 | 0 | 0 | 0 | 0 | 0 | 0 | 0.95 | 0.94812 | 0.94457 | 0.95 | 0.94812 | 0.94457 | 2.3786e-14 | -120.3131 | 119.9422 | 2.3779e-14 | -120.3131 | 119.9422
Line16_4_18 | 0 | 0.052639 | 0.052639 | 0 | 0.052639 | 0.052639 | 0 | 0.012156 | 0.012156 | 0 | 0.012156 | 0.012156 | 8.9987e-34 | 0.011082 | 0.0028784 | -2.1973e-18 | -0.011029 | -0.0028252 | -2.1973e-18 | 0.0029185 | 0.011047 | 2.1973e-18 | -0.0028631 | -0.010991 | 0 | -135.266 | 44.734 | 0 | 44.734 | -135.266 | 0.95 | 0.94272 | 0.93905 | 0.95 | 0.93734 | 0.93354 | 2.3464e-14 | -120.5122 | 120.1294 | 2.3442e-14 | -120.7135 | 120.3187
Line17_5_19 | 0 | 0 | 0 | 0 | 0 | 0 | 0 | 0 | 0 | 0 | 0 | 0 | 3.0213e-18 | -6.477e-12 | -1.8814e-11 | -2.7466e-18 | 6.477e-12 | 1.8814e-11 | 4.3946e-18 | 1.8049e-11 | 3.3187e-12 | -5.4933e-18 | -1.8049e-11 | -3.3187e-12 | 0 | 0 | 0 | 0 | 0 | 0 | 0.95 | 0.94812 | 0.94457 | 0.95 | 0.94812 | 0.94457 | 2.3448e-14 | -120.3131 | 119.9422 | 2.348e-14 | -120.3131 | 119.9422
Line1_1_3 | 0 | 0 | 0 | 0 | 0 | 0 | 0 | 0 | 0 | 0 | 0 | 0 | 5.8366e-18 | -5.1816e-11 | -1.5051e-10 | -5.562e-18 | 5.1816e-11 | 1.5051e-10 | 4.944e-18 | 1.4439e-10 | 2.655e-11 | -5.4933e-18 | -1.4439e-10 | -2.655e-11 | 0 | 0 | 0 | 0 | 0 | 0 | 0.95 | 0.94812 | 0.94457 | 0.95 | 0.94812 | 0.94457 | 2.3401e-14 | -120.3131 | 119.9422 | 2.348e-14 | -120.3131 | 119.9422
Line2_1_4 | 0 | 0.052639 | 0.052639 | 0 | 0.052639 | 0.052639 | 0 | 0.012156 | 0.012156 | 0 | 0.012156 | 0.012156 | 5.4933e-19 | 0.011136 | 0.0029316 | -1.648e-18 | -0.011082 | -0.0028784 | 4.3946e-18 | 0.0029739 | 0.011102 | -5.4933e-18 | -0.0029185 | -0.011047 | 0 | -135.266 | 44.734 | 0 | 44.734 | -135.266 | 0.95 | 0.94812 | 0.94457 | 0.95 | 0.94272 | 0.93905 | 2.3401e-14 | -120.3131 | 119.9422 | 2.3464e-14 | -120.5122 | 120.1294
Line3_1_5 | 0 | 0 | 0 | 0 | 0 | 0 | 0 | 0 | 0 | 0 | 0 | 0 | 3.296e-18 | -1.2954e-11 | -3.7627e-11 | -3.0213e-18 | 1.2954e-11 | 3.7627e-11 | 5.4933e-18 | 3.6098e-11 | 6.6374e-12 | -6.0426e-18 | -3.6098e-11 | -6.6374e-12 | 0 | 0 | 0 | 0 | 0 | 0 | 0.95 | 0.94812 | 0.94457 | 0.95 | 0.94812 | 0.94457 | 2.3401e-14 | -120.3131 | 119.9422 | 2.3448e-14 | -120.3131 | 119.9422
Line4_2_6 | 0 | 0 | 0 | 0 | 0 | 0 | 0 | 0 | 0 | 0 | 0 | 0 | 5.562e-18 | -3.2385e-11 | -9.4068e-11 | -5.562e-18 | 3.2385e-11 | 9.4068e-11 | 5.4933e-18 | 9.0245e-11 | 1.6593e-11 | -6.0426e-18 | -9.0245e-11 | -1.6593e-11 | 0 | 0 | 0 | 0 | 0 | 0 | 0.95 | 0.94812 | 0.94457 | 0.95 | 0.94812 | 0.94457 | 2.3419e-14 | -120.3131 | 119.9422 | 2.3408e-14 | -120.3131 | 119.9422
Line5_6_7 | 0 | 0 | 0 | 0 | 0 | 0 | 0 | 0 | 0 | 0 | 0 | 0 | 5.356e-18 | -2.5908e-11 | -7.5255e-11 | -5.356e-18 | 2.5908e-11 | 7.5255e-11 | 7.6906e-18 | 7.2196e-11 | 1.3275e-11 | -7.1413e-18 | -7.2196e-11 | -1.3275e-11 | 0 | 0 | 0 | 0 | 0 | 0 | 0.95 | 0.94812 | 0.94457 | 0.95 | 0.94812 | 0.94457 | 2.3408e-14 | -120.3131 | 119.9422 | 2.3435e-14 | -120.3131 | 119.9422
Line6_7_8 | 0 | 0 | 0 | 0 | 0 | 0 | 0 | 0 | 0 | 0 | 0 | 0 | 6.8666e-20 | -1.9431e-11 | -5.6441e-11 | -6.8666e-20 | 1.9431e-11 | 5.6441e-11 | 3.8453e-18 | 5.4147e-11 | 9.9561e-12 | -2.1973e-18 | -5.4147e-11 | -9.9561e-12 | 0 | 0 | 0 | 0 | 0 | 0 | 0.95 | 0.94812 | 0.94457 | 0.95 | 0.94812 | 0.94457 | 2.3435e-14 | -120.3131 | 119.9422 | 2.3464e-14 | -120.3131 | 119.9422
Line7_8_9 | 0 | 0 | 0 | 0 | 0 | 0 | 0 | 0 | 0 | 0 | 0 | 0 | 4.12e-19 | -6.477e-12 | -1.8814e-11 | -4.12e-19 | 6.477e-12 | 1.8814e-11 | 1.0987e-18 | 1.8049e-11 | 3.3187e-12 | -1.0987e-18 | -1.8049e-11 | -3.3187e-12 | 0 | 0 | 0 | 0 | 0 | 0 | 0.95 | 0.94812 | 0.94457 | 0.95 | 0.94812 | 0.94457 | 2.3464e-14 | -120.3131 | 119.9422 | 2.3463e-14 | -120.3131 | 119.9422
Line8_8_10 | 0 | 0 | 0 | 0 | 0 | 0 | 0 | 0 | 0 | 0 | 0 | 0 | 6.8666e-20 | -6.477e-12 | -1.8814e-11 | 2.06e-19 | 6.477e-12 | 1.8814e-11 | 2.8121e-35 | 1.8049e-11 | 3.3187e-12 | 5.4933e-19 | -1.8049e-11 | -3.3187e-12 | 0 | 0 | 0 | 0 | 0 | 0 | 0.95 | 0.94812 | 0.94457 | 0.95 | 0.94812 | 0.94457 | 2.3464e-14 | -120.3131 | 119.9422 | 2.3474e-14 | -120.3131 | 119.9422
Line9_3_11 | 0 | 0 | 0 | 0 | 0 | 0 | 0 | 0 | 0 | 0 | 0 | 0 | 4.8753e-18 | -4.5339e-11 | -1.317e-10 | -4.6006e-18 | 4.5339e-11 | 1.317e-10 | 7.6906e-18 | 1.2634e-10 | 2.3231e-11 | -7.6906e-18 | -1.2634e-10 | -2.3231e-11 | 0 | 0 | 0 | 0 | 0 | 0 | 0.95 | 0.94812 | 0.94457 | 0.95 | 0.94812 | 0.94457 | 2.348e-14 | -120.3131 | 119.9422 | 2.3559e-14 | -120.3131 | 119.9422

## LL_min_fault_10
name | pf_ikss_a_from_ka | pf_ikss_b_from_ka | pf_ikss_c_from_ka | pf_ikss_a_to_ka | pf_ikss_b_to_ka | pf_ikss_c_to_ka | pf_skss_a_from_mw | pf_skss_b_from_mw | pf_skss_c_from_mw | pf_skss_a_to_mw | pf_skss_b_to_mw | pf_skss_c_to_mw | pf_p_a_from_mw | pf_p_b_from_mw | pf_p_c_from_mw | pf_p_a_to_mw | pf_p_b_to_mw | pf_p_c_to_mw | pf_q_a_from_mvar | pf_q_b_from_mvar | pf_q_c_from_mvar | pf_q_a_to_mvar | pf_q_b_to_mvar | pf_q_c_to_mvar | pf_ikss_a_from_degree | pf_ikss_b_from_degree | pf_ikss_c_from_degree | pf_ikss_a_to_degree | pf_ikss_b_to_degree | pf_ikss_c_to_degree | pf_vm_a_from_pu | pf_vm_b_from_pu | pf_vm_c_from_pu | pf_vm_a_to_pu | pf_vm_b_to_pu | pf_vm_c_to_pu | pf_va_a_from_degree | pf_va_b_from_degree | pf_va_c_from_degree | pf_va_a_to_degree | pf_va_b_to_degree | pf_va_c_to_degree
Line0_1_2 | 0 | 0 | 0 | 0 | 0 | 0 | 0 | 0 | 0 | 0 | 0 | 0 | 5.9197e-18 | -3.4879e-11 | -1.0131e-10 | -6.18e-18 | 3.4879e-11 | 1.0131e-10 | 5.7246e-18 | 9.7195e-11 | 1.7871e-11 | -6.7654e-18 | -9.7195e-11 | -1.7871e-11 | 0 | 0 | 0 | 0 | 0 | 0 | 0.9 | 0.89822 | 0.89485 | 0.9 | 0.89822 | 0.89485 | 2.4046e-14 | -120.3131 | 119.9422 | 2.4079e-14 | -120.3131 | 119.9422
Line10_11_12 | 0 | 0 | 0 | 0 | 0 | 0 | 0 | 0 | 0 | 0 | 0 | 0 | 3.708e-18 | -3.4879e-11 | -1.0131e-10 | -3.4478e-18 | 3.4879e-11 | 1.0131e-10 | 5.7246e-18 | 9.7195e-11 | 1.7871e-11 | -6.245e-18 | -9.7195e-11 | -1.7871e-11 | 0 | 0 | 0 | 0 | 0 | 0 | 0.9 | 0.89822 | 0.89485 | 0.9 | 0.89822 | 0.89485 | 2.4198e-14 | -120.3131 | 119.9422 | 2.4274e-14 | -120.3131 | 119.9422
Line11_12_13 | 0 | 0 | 0 | 0 | 0 | 0 | 0 | 0 | 0 | 0 | 0 | 0 | 3.6429e-18 | -2.9066e-11 | -8.4427e-11 | -3.3827e-18 | 2.9066e-11 | 8.4427e-11 | 7.8063e-18 | 8.0996e-11 | 1.4893e-11 | -7.2858e-18 | -8.0996e-11 | -1.4893e-11 | 0 | 0 | 0 | 0 | 0 | 0 | 0.9 | 0.89822 | 0.89485 | 0.9 | 0.89822 | 0.89485 | 2.4274e-14 | -120.3131 | 119.9422 | 2.4382e-14 | -120.3131 | 119.9422
Line12_13_15 | 0 | 0 | 0 | 0 | 0 | 0 | 0 | 0 | 0 | 0 | 0 | 0 | 2.6021e-19 | -1.7439e-11 | -5.0656e-11 | 4.4329e-34 | 1.7439e-11 | 5.0656e-11 | 1.5613e-18 | 4.8598e-11 | 8.9356e-12 | -1.0408e-18 | -4.8598e-11 | -8.9356e-12 | 0 | 0 | 0 | 0 | 0 | 0 | 0.9 | 0.89822 | 0.89485 | 0.9 | 0.89822 | 0.89485 | 2.4382e-14 | -120.3131 | 119.9422 | 2.4402e-14 | -120.3131 | 119.9422
Line13_13_14 | 0 | 0 | 0 | 0 | 0 | 0 | 0 | 0 | 0 | 0 | 0 | 0 | 3.5128e-18 | -5.8131e-12 | -1.6885e-11 | -2.9924e-18 | 5.8131e-12 | 1.6885e-11 | 5.2042e-18 | 1.6199e-11 | 2.9786e-12 | -4.6838e-18 | -1.6199e-11 | -2.9786e-12 | 0 | 0 | 0 | 0 | 0 | 0 | 0.9 | 0.89822 | 0.89485 | 0.9 | 0.89822 | 0.89485 | 2.4382e-14 | -120.3131 | 119.9422 | 2.4428e-14 | -120.3131 | 119.9422
Line14_15_16 | 0 | 0 | 0 | 0 | 0 | 0 | 0 | 0 | 0 | 0 | 0 | 0 | 7.1557e-19 | -1.1626e-11 | -3.3771e-11 | -9.7578e-19 | 1.1626e-11 | 3.3771e-11 | 5.2042e-19 | 3.2398e-11 | 5.9571e-12 | -1.0408e-18 | -3.2398e-11 | -5.9571e-12 | 0 | 0 | 0 | 0 | 0 | 0 | 0.9 | 0.89822 | 0.89485 | 0.9 | 0.89822 | 0.89485 | 2.4402e-14 | -120.3131 | 119.9422 | 2.4418e-14 | -120.3131 | 119.9422
Line15_16_17 | 0 | 0 | 0 | 0 | 0 | 0 | 0 | 0 | 0 | 0 | 0 | 0 | 4.5536e-19 | -5.8131e-12 | -1.6885e-11 | -4.5536e-19 | 5.8131e-12 | 1.6885e-11 | 5.2042e-19 | 1.6199e-11 | 2.9786e-12 | -1.0408e-18 | -1.6199e-11 | -2.9786e-12 | 0 | 0 | 0 | 0 | 0 | 0 | 0.9 | 0.89822 | 0.89485 | 0.9 | 0.89822 | 0.89485 | 2.4418e-14 | -120.3131 | 119.9422 | 2.4411e-14 | -120.3131 | 119.9422
Line16_4_18 | 0 | 0.049869 | 0.049869 | 0 | 0.049869 | 0.049869 | 0 | 0.011517 | 0.011517 | 0 | 0.011517 | 0.011517 | -1.0408e-18 | 0.0099465 | 0.0025834 | 1.0408e-18 | -0.0098987 | -0.0025356 | -4.3778e-34 | 0.0026194 | 0.0099144 | -1.0408e-18 | -0.0025697 | -0.0098647 | 0 | -135.266 | 44.734 | 0 | 44.734 | -135.266 | 0.9 | 0.89311 | 0.88962 | 0.9 | 0.888 | 0.8844 | 2.4099e-14 | -120.5122 | 120.1294 | 2.4083e-14 | -120.7135 | 120.3187
Line17_5_19 | 0 | 0 | 0 | 0 | 0 | 0 | 0 | 0 | 0 | 0 | 0 | 0 | 2.2118e-18 | -5.8131e-12 | -1.6885e-11 | -2.2118e-18 | 5.8131e-12 | 1.6885e-11 | 5.2042e-18 | 1.6199e-11 | 2.9785e-12 | -5.7246e-18 | -1.6199e-11 | -2.9785e-12 | 0 | 0 | 0 | 0 | 0 | 0 | 0.9 | 0.89822 | 0.89485 | 0.9 | 0.89822 | 0.89485 | 2.409e-14 | -120.3131 | 119.9422 | 2.4128e-14 | -120.3131 | 119.9422
Line1_1_3 | 0 | 0 | 0 | 0 | 0 | 0 | 0 | 0 | 0 | 0 | 0 | 0 | 4.4886e-18 | -4.6505e-11 | -1.3508e-10 | -4.7488e-18 | 4.6505e-11 | 1.3508e-10 | 6.245e-18 | 1.2959e-10 | 2.3828e-11 | -6.245e-18 | -1.2959e-10 | -2.3828e-11 | 0 | 0 | 0 | 0 | 0 | 0 | 0.9 | 0.89822 | 0.89485 | 0.9 | 0.89822 | 0.89485 | 2.4046e-14 | -120.3131 | 119.9422 | 2.4122e-14 | -120.3131 | 119.9422
Line2_1_4 | 0 | 0.049869 | 0.049869 | 0 | 0.049869 | 0.049869 | 0 | 0.011517 | 0.011517 | 0 | 0.011517 | 0.011517 | 5.2042e-19 | 0.0099942 | 0.0026311 | 3.0645e-33 | -0.0099465 | -0.0025834 | 7.2858e-18 | 0.0026691 | 0.0099642 | -7.2858e-18 | -0.0026194 | -0.0099144 | 0 | -135.266 | 44.734 | 0 | 44.734 | -135.266 | 0.9 | 0.89822 | 0.89485 | 0.9 | 0.89311 | 0.88962 | 2.4046e-14 | -120.3131 | 119.9422 | 2.4099e-14 | -120.5122 | 120.1294
Line3_1_5 | 0 | 0 | 0 | 0 | 0 | 0 | 0 | 0 | 0 | 0 | 0 | 0 | 3.0575e-18 | -1.1626e-11 | -3.3771e-11 | -3.3177e-18 | 1.1626e-11 | 3.3771e-11 | 4.6838e-18 | 3.2398e-11 | 5.9571e-12 | -5.2042e-18 | -3.2398e-11 | -5.9571e-12 | 0 | 0 | 0 | 0 | 0 | 0 | 0.9 | 0.89822 | 0.89485 | 0.9 | 0.89822 | 0.89485 | 2.4046e-14 | -120.3131 | 119.9422 | 2.409e-14 | -120.3131 | 119.9422
Line4_2_6 | 0 | 0 | 0 | 0 | 0 | 0 | 0 | 0 | 0 | 0 | 0 | 0 | 5.3343e-18 | -2.9066e-11 | -8.4427e-11 | -5.5945e-18 | 2.9066e-11 | 8.4427e-11 | 5.2042e-18 | 8.0996e-11 | 1.4893e-11 | -5.2042e-18 | -8.0996e-11 | -1.4893e-11 | 0 | 0 | 0 | 0 | 0 | 0 | 0.9 | 0.89822 | 0.89485 | 0.9 | 0.89822 | 0.89485 | 2.4079e-14 | -120.3131 | 119.9422 | 2.4076e-14 | -120.3131 | 119.9422
Line5_6_7 | 0 | 0 | 0 | 0 | 0 | 0 | 0 | 0 | 0 | 0 | 0 | 0 | 4.0332e-18 | -2.3253e-11 | -6.7542e-11 | -4.2934e-18 | 2.3253e-11 | 6.7542e-11 | 6.7654e-18 | 6.4797e-11 | 1.1914e-11 | -5.7246e-18 | -6.4797e-11 | -1.1914e-11 | 0 | 0 | 0 | 0 | 0 | 0 | 0.9 | 0.89822 | 0.89485 | 0.9 | 0.89822 | 0.89485 | 2.4076e-14 | -120.3131 | 119.9422 | 2.4102e-14 | -120.3131 | 119.9422
Line6_7_8 | 0 | 0 | 0 | 0 | 0 | 0 | 0 | 0 | 0 | 0 | 0 | 0 | 8.4568e-19 | -1.7439e-11 | -5.0656e-11 | -8.4568e-19 | 1.7439e-11 | 5.0656e-11 | 3.1225e-18 | 4.8598e-11 | 8.9356e-12 | -3.1225e-18 | -4.8598e-11 | -8.9356e-12 | 0 | 0 | 0 | 0 | 0 | 0 | 0.9 | 0.89822 | 0.89485 | 0.9 | 0.89822 | 0.89485 | 2.4102e-14 | -120.3131 | 119.9422 | 2.4132e-14 | -120.3131 | 119.9422
Line7_8_9 | 0 | 0 | 0 | 0 | 0 | 0 | 0 | 0 | 0 | 0 | 0 | 0 | 7.1557e-19 | -5.8131e-12 | -1.6885e-11 | -7.1557e-19 | 5.8131e-12 | 1.6885e-11 | 2.0817e-18 | 1.6199e-11 | 2.9785e-12 | -5.2042e-19 | -1.6199e-11 | -2.9786e-12 | 0 | 0 | 0 | 0 | 0 | 0 | 0.9 | 0.89822 | 0.89485 | 0.9 | 0.89822 | 0.89485 | 2.4132e-14 | -120.3131 | 119.9422 | 2.4131e-14 | -120.3131 | 119.9422
Line8_8_10 | 0 | 0 | 0 | 0 | 0 | 0 | 0 | 0 | 0 | 0 | 0 | 0 | 3.2526e-19 | -5.8131e-12 | -1.6885e-11 | -3.2526e-19 | 5.8131e-12 | 1.6885e-11 | 1.3699e-34 | 1.6199e-11 | 2.9786e-12 | 1.0408e-18 | -1.6199e-11 | -2.9786e-12 | 0 | 0 | 0 | 0 | 0 | 0 | 0.9 | 0.89822 | 0.89485 | 0.9 | 0.89822 | 0.89485 | 2.4132e-14 | -120.3131 | 119.9422 | 2.4141e-14 | -120.3131 | 119.9422
Line9_3_11 | 0 | 0 | 0 | 0 | 0 | 0 | 0 | 0 | 0 | 0 | 0 | 0 | 4.6838e-18 | -4.0692e-11 | -1.182e-10 | -4.4235e-18 | 4.0692e-11 | 1.182e-10 | 5.2042e-18 | 1.1339e-10 | 2.085e-11 | -5.7246e-18 | -1.1339e-10 | -2.085e-11 | 0 | 0 | 0 | 0 | 0 | 0 | 0.9 | 0.89822 | 0.89485 | 0.9 | 0.89822 | 0.89485 | 2.4122e-14 | -120.3131 | 119.9422 | 2.4198e-14 | -120.3131 | 119.9422

## LG_max_6
name | pf_ikss_a_from_ka | pf_ikss_b_from_ka | pf_ikss_c_from_ka | pf_ikss_a_to_ka | pf_ikss_b_to_ka | pf_ikss_c_to_ka | pf_skss_a_from_mw | pf_skss_b_from_mw | pf_skss_c_from_mw | pf_skss_a_to_mw | pf_skss_b_to_mw | pf_skss_c_to_mw | pf_p_a_from_mw | pf_p_b_from_mw | pf_p_c_from_mw | pf_p_a_to_mw | pf_p_b_to_mw | pf_p_c_to_mw | pf_q_a_from_mvar | pf_q_b_from_mvar | pf_q_c_from_mvar | pf_q_a_to_mvar | pf_q_b_to_mvar | pf_q_c_to_mvar | pf_ikss_a_from_degree | pf_ikss_b_from_degree | pf_ikss_c_from_degree | pf_ikss_a_to_degree | pf_ikss_b_to_degree | pf_ikss_c_to_degree | 3xI0 | pf_vm_a_from_pu | pf_vm_b_from_pu | pf_vm_c_from_pu | pf_vm_a_to_pu | pf_vm_b_to_pu | pf_vm_c_to_pu | pf_va_a_from_degree | pf_va_b_from_degree | pf_va_c_from_degree | pf_va_a_to_degree | pf_va_b_to_degree | pf_va_c_to_degree
Line0_1_2 | 0.043212 | 0.043212 | 0.043212 | 0.043212 | 0.043212 | 0.043212 | 0.0099794 | 0.0099794 | 0.0099794 | 0.0099794 | 0.0099794 | 0.0099794 | -0.00036577 | -0.0088422 | 0.009292 | 0.00037511 | 0.0088516 | -0.0092828 | -0.00072948 | 0.014821 | 0.014087 | 0.00074816 | -0.014802 | -0.014069 | 92.3155 | 92.3155 | 92.3155 | -87.6845 | -87.6845 | -87.6845 |  | 0.081773 | 1.7294 | 1.6911 | 0.083865 | 1.7282 | 1.689 | -24.3145 | -146.8636 | 148.9066 | -24.3129 | -146.8052 | 148.8981
Line10_11_12 | 0.04304 | 0.04304 | 0.04304 | 0.043041 | 0.043041 | 0.043041 | 0.0099398 | 0.0099398 | 0.0099398 | 0.0099399 | 0.0099399 | 0.0099399 | -0.00038428 | -0.0087965 | 0.0092642 | 0.00039354 | 0.0088059 | -0.009255 | -0.00076291 | 0.014742 | 0.013976 | 0.00078145 | -0.014724 | -0.013958 | 92.4283 | 92.4282 | 92.4282 | -87.5717 | -87.5718 | -87.5718 |  | 0.08594 | 1.7271 | 1.6869 | 0.088024 | 1.726 | 1.6849 | -24.3059 | -146.7473 | 148.8894 | -24.3019 | -146.6891 | 148.8808
Line11_12_13 | 0.043041 | 0.043041 | 0.043041 | 0.043041 | 0.043041 | 0.043041 | 0.0099399 | 0.0099399 | 0.0099399 | 0.0099399 | 0.0099399 | 0.0099399 | -0.00039354 | -0.0088059 | 0.009255 | 0.00040281 | 0.0088152 | -0.0092458 | -0.00078145 | 0.014724 | 0.013958 | 0.00079998 | -0.014705 | -0.013939 | 92.4282 | 92.4282 | 92.4282 | -87.5718 | -87.5718 | -87.5718 |  | 0.088024 | 1.726 | 1.6849 | 0.090108 | 1.7249 | 1.6828 | -24.3019 | -146.6891 | 148.8808 | -24.2981 | -146.6307 | 148.8722
Line12_13_15 | 1.0171e-06 | 1.0172e-06 | 1.0172e-06 | 0 | 0 | 0 | 2.3489e-07 | 2.3491e-07 | 2.3491e-07 | 0 | 0 | 0 | 8.6321e-09 | 2.2339e-07 | -2.0383e-07 | -5.4683e-09 | -1.539e-07 | 1.3118e-07 | 1.9325e-08 | -3.3805e-07 | -3.3871e-07 | -1.3026e-08 | 2.2239e-07 | 2.2893e-07 | -90.2288 | -90.0883 | -90.0883 | 0 | 0 | 0 |  | 0.090108 | 1.7249 | 1.6828 | 0.090108 | 1.7249 | 1.6828 | -24.2981 | -146.6307 | 148.8722 | -24.2981 | -146.6307 | 148.8722
Line13_13_14 | 0.043042 | 0.043042 | 0.043042 | 0.043043 | 0.043043 | 0.043043 | 0.0099402 | 0.0099402 | 0.0099402 | 0.0099402 | 0.0099402 | 0.0099402 | -0.00040281 | -0.0088154 | 0.009246 | 0.00041208 | 0.0088248 | -0.0092369 | -0.0008 | 0.014706 | 0.01394 | 0.00081853 | -0.014687 | -0.013921 | 92.4281 | 92.4281 | 92.4281 | -87.5719 | -87.5719 | -87.5719 |  | 0.090108 | 1.7249 | 1.6828 | 0.092192 | 1.7237 | 1.6807 | -24.2981 | -146.6307 | 148.8722 | -24.2944 | -146.5723 | 148.8636
Line14_15_16 | 0 | 0 | 0 | 0 | 0 | 0 | 0 | 0 | 0 | 0 | 0 | 0 | 5.7547e-09 | 1.4893e-07 | -1.3589e-07 | -2.5909e-09 | -7.9436e-08 | 6.3235e-08 | 1.2883e-08 | -2.2537e-07 | -2.2581e-07 | -6.5844e-09 | 1.0971e-07 | 1.1603e-07 | 0 | 0 | 0 | 0 | 0 | 0 |  | 0.090108 | 1.7249 | 1.6828 | 0.090108 | 1.7249 | 1.6828 | -24.2981 | -146.6307 | 148.8722 | -24.2981 | -146.6307 | 148.8722
Line15_16_17 | 0 | 0 | 0 | 0 | 0 | 0 | 0 | 0 | 0 | 0 | 0 | 0 | 2.8774e-09 | 7.4463e-08 | -6.7945e-08 | 2.8641e-10 | -4.9727e-09 | -4.7099e-09 | 6.4417e-09 | -1.1268e-07 | -1.129e-07 | -1.4275e-10 | -2.9766e-09 | 3.1283e-09 | 0 | 0 | 0 | 0 | 0 | 0 |  | 0.090108 | 1.7249 | 1.6828 | 0.090108 | 1.7249 | 1.6828 | -24.2981 | -146.6307 | 148.8722 | -24.2981 | -146.6307 | 148.8722
Line16_4_18 | 0.51985 | 0 | 0 | 0.51985 | 0 | 0 | 0.12005 | 0 | 0 | 0.12005 | 0 | 0 | 0.002252 | 7.6794e-08 | -6.8256e-08 | -2.6126e-14 | -4.9059e-09 | -4.6139e-09 | 0.0045041 | -1.1404e-07 | -1.1537e-07 | 8.4133e-15 | -2.9362e-09 | 3.1047e-09 | -87.7564 | 0 | 0 | 92.2436 | 0 | 0 |  | 0.041945 | 1.7237 | 1.6806 | 0 | 1.7193 | 1.6723 | -24.3214 | -146.5691 | 148.8647 | 0 | -146.3326 | 148.8306
Line17_5_19 | 0.0433 | 0.0433 | 0.0433 | 0.0433 | 0.0433 | 0.0433 | 0.0099997 | 0.0099997 | 0.0099997 | 0.0099997 | 0.0099997 | 0.0099997 | -0.00037517 | -0.0088842 | 0.0092875 | 0.00038454 | 0.0088937 | -0.0092782 | -0.00075007 | 0.014823 | 0.014106 | 0.00076883 | -0.014805 | -0.014088 | 92.2587 | 92.2587 | 92.2587 | -87.7413 | -87.7413 | -87.7413 |  | 0.083869 | 1.7282 | 1.689 | 0.085966 | 1.7271 | 1.6869 | -24.3143 | -146.8051 | 148.8982 | -24.3141 | -146.7464 | 148.8898
Line1_1_3 | 0.04304 | 0.04304 | 0.04304 | 0.04304 | 0.04304 | 0.04304 | 0.0099396 | 0.0099396 | 0.0099396 | 0.0099397 | 0.0099397 | 0.0099397 | -0.00036575 | -0.0087779 | 0.0092826 | 0.00037501 | 0.0087872 | -0.0092734 | -0.00072585 | 0.014779 | 0.014013 | 0.00074438 | -0.01476 | -0.013995 | 92.4283 | 92.4283 | 92.4283 | -87.5717 | -87.5717 | -87.5717 |  | 0.081773 | 1.7294 | 1.6911 | 0.083857 | 1.7282 | 1.689 | -24.3145 | -146.8636 | 148.9066 | -24.3101 | -146.8055 | 148.898
Line2_1_4 | 0.47612 | 0.043732 | 0.043732 | 0.47612 | 0.043733 | 0.043733 | 0.10995 | 0.0101 | 0.0101 | 0.10995 | 0.0101 | 0.0101 | 0.0040235 | -0.0090374 | 0.0093193 | -0.0020643 | 0.0090846 | -0.0092723 | 0.0080408 | 0.014946 | 0.014313 | -0.0041243 | -0.014851 | -0.014218 | -87.7318 | 91.9759 | 91.9759 | 92.2682 | -88.0241 | -88.0241 |  | 0.081773 | 1.7294 | 1.6911 | 0.041945 | 1.7237 | 1.6806 | -24.3145 | -146.8636 | 148.9066 | -24.3214 | -146.5691 | 148.8647
Line3_1_5 | 0.043299 | 0.043299 | 0.043299 | 0.0433 | 0.0433 | 0.0433 | 0.0099996 | 0.0099996 | 0.0099996 | 0.0099997 | 0.0099997 | 0.0099997 | -0.00036579 | -0.0088748 | 0.0092969 | 0.00037517 | 0.0088842 | -0.0092876 | -0.00073132 | 0.014842 | 0.014125 | 0.00075007 | -0.014823 | -0.014106 | 92.2587 | 92.2587 | 92.2587 | -87.7413 | -87.7413 | -87.7413 |  | 0.081773 | 1.7294 | 1.6911 | 0.083869 | 1.7282 | 1.689 | -24.3145 | -146.8636 | 148.9066 | -24.3143 | -146.8051 | 148.8982
Line4_2_6 | 0.043212 | 0.043212 | 0.043212 | 0.043213 | 0.043213 | 0.043213 | 0.0099794 | 0.0099794 | 0.0099794 | 0.0099795 | 0.0099795 | 0.0099795 | -0.00037511 | -0.0088516 | 0.0092828 | 0.00038445 | 0.008861 | -0.0092735 | -0.00074816 | 0.014802 | 0.014069 | 0.00076684 | -0.014783 | -0.01405 | 92.3155 | 92.3155 | 92.3155 | -87.6845 | -87.6846 | -87.6846 |  | 0.083865 | 1.7282 | 1.689 | 0.085957 | 1.7271 | 1.6869 | -24.3129 | -146.8052 | 148.8981 | -24.3113 | -146.7467 | 148.8896
Line5_6_7 | 0.043213 | 0.043213 | 0.043213 | 0.043213 | 0.043213 | 0.043213 | 0.0099795 | 0.0099795 | 0.0099795 | 0.0099796 | 0.0099796 | 0.0099796 | -0.00038445 | -0.008861 | 0.0092735 | 0.00039379 | 0.0088704 | -0.0092642 | -0.00076684 | 0.014783 | 0.01405 | 0.00078552 | -0.014765 | -0.014032 | 92.3154 | 92.3154 | 92.3154 | -87.6846 | -87.6846 | -87.6846 |  | 0.085957 | 1.7271 | 1.6869 | 0.088049 | 1.726 | 1.6848 | -24.3113 | -146.7467 | 148.8896 | -24.3099 | -146.6882 | 148.8811
Line6_7_8 | 1.0191e-06 | 1.0192e-06 | 1.0192e-06 | 0 | 0 | 0 | 2.3535e-07 | 2.3538e-07 | 2.3538e-07 | 0 | 0 | 0 | 8.4372e-09 | 2.2397e-07 | -2.041e-07 | -5.3443e-09 | -1.543e-07 | 1.3134e-07 | 1.8927e-08 | -3.3894e-07 | -3.4002e-07 | -1.2758e-08 | 2.2298e-07 | 2.2981e-07 | -90.2843 | -90.144 | -90.144 | 0 | 0 | 0 |  | 0.088049 | 1.726 | 1.6848 | 0.088049 | 1.726 | 1.6848 | -24.3099 | -146.6882 | 148.8811 | -24.3099 | -146.6882 | 148.8811
Line7_8_9 | 0 | 0 | 0 | 0 | 0 | 0 | 0 | 0 | 0 | 0 | 0 | 0 | 2.8124e-09 | 7.4656e-08 | -6.8034e-08 | 2.8051e-10 | -4.9859e-09 | -4.7287e-09 | 6.3091e-09 | -1.1298e-07 | -1.1334e-07 | -1.3955e-10 | -2.9845e-09 | 3.133e-09 | 0 | 0 | 0 | 0 | 0 | 0 |  | 0.088049 | 1.726 | 1.6848 | 0.088049 | 1.726 | 1.6848 | -24.3099 | -146.6882 | 148.8811 | -24.3099 | -146.6882 | 148.8811
Line8_8_10 | 0 | 0 | 0 | 0 | 0 | 0 | 0 | 0 | 0 | 0 | 0 | 0 | 2.8124e-09 | 7.4656e-08 | -6.8034e-08 | 2.8051e-10 | -4.9859e-09 | -4.7287e-09 | 6.3091e-09 | -1.1298e-07 | -1.1334e-07 | -1.3955e-10 | -2.9845e-09 | 3.133e-09 | 0 | 0 | 0 | 0 | 0 | 0 |  | 0.088049 | 1.726 | 1.6848 | 0.088049 | 1.726 | 1.6848 | -24.3099 | -146.6882 | 148.8811 | -24.3099 | -146.6882 | 148.8811
Line9_3_11 | 0.04304 | 0.04304 | 0.04304 | 0.04304 | 0.04304 | 0.04304 | 0.0099397 | 0.0099397 | 0.0099397 | 0.0099398 | 0.0099398 | 0.0099398 | -0.00037501 | -0.0087872 | 0.0092734 | 0.00038428 | 0.0087965 | -0.0092642 | -0.00074438 | 0.01476 | 0.013995 | 0.00076291 | -0.014742 | -0.013976 | 92.4283 | 92.4283 | 92.4283 | -87.5717 | -87.5717 | -87.5717 |  | 0.083857 | 1.7282 | 1.689 | 0.08594 | 1.7271 | 1.6869 | -24.3101 | -146.8055 | 148.898 | -24.3059 | -146.7473 | 148.8894

## LG_max_10
name | pf_ikss_a_from_ka | pf_ikss_b_from_ka | pf_ikss_c_from_ka | pf_ikss_a_to_ka | pf_ikss_b_to_ka | pf_ikss_c_to_ka | pf_skss_a_from_mw | pf_skss_b_from_mw | pf_skss_c_from_mw | pf_skss_a_to_mw | pf_skss_b_to_mw | pf_skss_c_to_mw | pf_p_a_from_mw | pf_p_b_from_mw | pf_p_c_from_mw | pf_p_a_to_mw | pf_p_b_to_mw | pf_p_c_to_mw | pf_q_a_from_mvar | pf_q_b_from_mvar | pf_q_c_from_mvar | pf_q_a_to_mvar | pf_q_b_to_mvar | pf_q_c_to_mvar | pf_ikss_a_from_degree | pf_ikss_b_from_degree | pf_ikss_c_from_degree | pf_ikss_a_to_degree | pf_ikss_b_to_degree | pf_ikss_c_to_degree | 3xI0 | pf_vm_a_from_pu | pf_vm_b_from_pu | pf_vm_c_from_pu | pf_vm_a_to_pu | pf_vm_b_to_pu | pf_vm_c_to_pu | pf_va_a_from_degree | pf_va_b_from_degree | pf_va_c_from_degree | pf_va_a_to_degree | pf_va_b_to_degree | pf_va_c_to_degree
Line0_1_2 | 0.045199 | 0.045199 | 0.045199 | 0.045199 | 0.045199 | 0.045199 | 0.010438 | 0.010438 | 0.010438 | 0.010438 | 0.010438 | 0.010438 | -0.00040018 | -0.0096895 | 0.010182 | 0.0004104 | 0.0096998 | -0.010172 | -0.0007981 | 0.016216 | 0.015411 | 0.00081853 | -0.016196 | -0.015391 | 92.3195 | 92.3195 | 92.3195 | -87.6805 | -87.6805 | -87.6805 |  | 0.085533 | 1.8097 | 1.7695 | 0.087721 | 1.8086 | 1.7674 | -24.3105 | -146.8212 | 148.868 | -24.3089 | -146.7628 | 148.8595
Line10_11_12 | 0.045019 | 0.045019 | 0.045019 | 0.04502 | 0.04502 | 0.04502 | 0.010397 | 0.010397 | 0.010397 | 0.010397 | 0.010397 | 0.010397 | -0.00042042 | -0.0096395 | 0.010151 | 0.00043056 | 0.0096497 | -0.010141 | -0.00083468 | 0.01613 | 0.015289 | 0.00085495 | -0.01611 | -0.015269 | 92.4322 | 92.4322 | 92.4322 | -87.5678 | -87.5678 | -87.5678 |  | 0.089892 | 1.8074 | 1.7652 | 0.092071 | 1.8062 | 1.763 | -24.3019 | -146.7049 | 148.8508 | -24.2979 | -146.6466 | 148.8421
Line11_12_13 | 0.04502 | 0.04502 | 0.04502 | 0.04502 | 0.04502 | 0.04502 | 0.010397 | 0.010397 | 0.010397 | 0.010397 | 0.010397 | 0.010397 | -0.00043056 | -0.0096497 | 0.010141 | 0.0004407 | 0.0096599 | -0.010131 | -0.00085495 | 0.01611 | 0.015269 | 0.00087523 | -0.01609 | -0.015249 | 92.4322 | 92.4322 | 92.4322 | -87.5678 | -87.5678 | -87.5678 |  | 0.092071 | 1.8062 | 1.763 | 0.094251 | 1.805 | 1.7609 | -24.2979 | -146.6466 | 148.8421 | -24.2941 | -146.5883 | 148.8335
Line12_13_15 | 1.0639e-06 | 1.064e-06 | 1.064e-06 | 0 | 0 | 0 | 2.4569e-07 | 2.4571e-07 | 2.4571e-07 | 0 | 0 | 0 | 9.4424e-09 | 2.4476e-07 | -2.2339e-07 | -5.981e-09 | -1.6861e-07 | 1.4378e-07 | 2.1144e-08 | -3.6987e-07 | -3.7054e-07 | -1.4252e-08 | 2.4332e-07 | 2.5046e-07 | -90.2293 | -90.0821 | -90.0821 | 0 | 0 | 0 |  | 0.094251 | 1.805 | 1.7609 | 0.094251 | 1.805 | 1.7609 | -24.2941 | -146.5883 | 148.8335 | -24.2941 | -146.5883 | 148.8335
Line13_13_14 | 0.045021 | 0.045021 | 0.045021 | 0.045021 | 0.045021 | 0.045021 | 0.010397 | 0.010397 | 0.010397 | 0.010397 | 0.010397 | 0.010397 | -0.00044071 | -0.0096602 | 0.010131 | 0.00045084 | 0.0096704 | -0.010121 | -0.00087525 | 0.01609 | 0.01525 | 0.00089552 | -0.01607 | -0.015229 | 92.4321 | 92.4321 | 92.4321 | -87.5679 | -87.5679 | -87.5679 |  | 0.094251 | 1.805 | 1.7609 | 0.09643 | 1.8039 | 1.7587 | -24.2941 | -146.5883 | 148.8335 | -24.2904 | -146.5299 | 148.8248
Line14_15_16 | 0 | 0 | 0 | 0 | 0 | 0 | 0 | 0 | 0 | 0 | 0 | 0 | 6.2949e-09 | 1.6317e-07 | -1.4893e-07 | -2.8335e-09 | -8.7022e-08 | 6.9316e-08 | 1.4096e-08 | -2.4658e-07 | -2.4703e-07 | -7.2042e-09 | 1.2003e-07 | 1.2694e-07 | 0 | 0 | 0 | 0 | 0 | 0 |  | 0.094251 | 1.805 | 1.7609 | 0.09425 | 1.805 | 1.7609 | -24.2941 | -146.5883 | 148.8335 | -24.2941 | -146.5883 | 148.8335
Line15_16_17 | 0 | 0 | 0 | 0 | 0 | 0 | 0 | 0 | 0 | 0 | 0 | 0 | 3.1475e-09 | 8.1586e-08 | -7.4463e-08 | 3.1391e-10 | -5.4362e-09 | -5.1476e-09 | 7.0478e-09 | -1.2329e-07 | -1.2351e-07 | -1.564e-10 | -3.2585e-09 | 3.4252e-09 | 0 | 0 | 0 | 0 | 0 | 0 |  | 0.09425 | 1.805 | 1.7609 | 0.09425 | 1.805 | 1.7609 | -24.2941 | -146.5883 | 148.8335 | -24.2941 | -146.5883 | 148.8335
Line16_4_18 | 0.54375 | 0 | 0 | 0.54375 | 0 | 0 | 0.12557 | 0 | 0 | 0.12557 | 0 | 0 | 0.0024639 | 8.4138e-08 | -7.4806e-08 | -1.9454e-14 | -5.3633e-09 | -5.0426e-09 | 0.0049277 | -1.2477e-07 | -1.2621e-07 | 1.3014e-14 | -3.2142e-09 | 3.3993e-09 | -87.7524 | 0 | 0 | 92.2476 | 0 | 0 |  | 0.043874 | 1.8039 | 1.7586 | 0 | 1.7992 | 1.7499 | -24.3175 | -146.5266 | 148.8259 | 0 | -146.2902 | 148.7916
Line17_5_19 | 0.045291 | 0.045291 | 0.045291 | 0.045291 | 0.045291 | 0.045291 | 0.010459 | 0.010459 | 0.010459 | 0.010459 | 0.010459 | 0.010459 | -0.00041046 | -0.0097355 | 0.010177 | 0.00042072 | 0.0097459 | -0.010167 | -0.00082063 | 0.016219 | 0.015432 | 0.00084115 | -0.016198 | -0.015412 | 92.2626 | 92.2626 | 92.2626 | -87.7374 | -87.7374 | -87.7374 |  | 0.087725 | 1.8086 | 1.7674 | 0.089918 | 1.8074 | 1.7652 | -24.3103 | -146.7626 | 148.8596 | -24.3101 | -146.704 | 148.8511
Line1_1_3 | 0.045019 | 0.045019 | 0.045019 | 0.045019 | 0.045019 | 0.045019 | 0.010397 | 0.010397 | 0.010397 | 0.010397 | 0.010397 | 0.010397 | -0.00040015 | -0.009619 | 0.010171 | 0.00041029 | 0.0096293 | -0.010161 | -0.00079413 | 0.01617 | 0.01533 | 0.0008144 | -0.01615 | -0.01531 | 92.4323 | 92.4323 | 92.4323 | -87.5677 | -87.5677 | -87.5677 |  | 0.085533 | 1.8097 | 1.7695 | 0.087712 | 1.8086 | 1.7674 | -24.3105 | -146.8212 | 148.868 | -24.3061 | -146.7631 | 148.8594
Line2_1_4 | 0.49801 | 0.045743 | 0.045743 | 0.49801 | 0.045743 | 0.045743 | 0.11501 | 0.010564 | 0.010564 | 0.11501 | 0.010564 | 0.010564 | 0.004402 | -0.0099033 | 0.010212 | -0.0022585 | 0.0099549 | -0.01016 | 0.0087972 | 0.016353 | 0.015658 | -0.0045122 | -0.016249 | -0.015554 | -87.7278 | 91.9799 | 91.9799 | 92.2722 | -88.0201 | -88.0201 |  | 0.085533 | 1.8097 | 1.7695 | 0.043874 | 1.8039 | 1.7586 | -24.3105 | -146.8212 | 148.868 | -24.3175 | -146.5266 | 148.8259
Line3_1_5 | 0.04529 | 0.04529 | 0.04529 | 0.045291 | 0.045291 | 0.045291 | 0.010459 | 0.010459 | 0.010459 | 0.010459 | 0.010459 | 0.010459 | -0.0004002 | -0.0097252 | 0.010187 | 0.00041046 | 0.0097355 | -0.010177 | -0.00080011 | 0.016239 | 0.015452 | 0.00082063 | -0.016219 | -0.015432 | 92.2627 | 92.2627 | 92.2627 | -87.7373 | -87.7373 | -87.7373 |  | 0.085533 | 1.8097 | 1.7695 | 0.087725 | 1.8086 | 1.7674 | -24.3105 | -146.8212 | 148.868 | -24.3103 | -146.7626 | 148.8596
Line4_2_6 | 0.045199 | 0.045199 | 0.045199 | 0.045199 | 0.045199 | 0.045199 | 0.010438 | 0.010438 | 0.010438 | 0.010438 | 0.010438 | 0.010438 | -0.0004104 | -0.0096998 | 0.010172 | 0.00042061 | 0.0097101 | -0.010161 | -0.00081853 | 0.016196 | 0.015391 | 0.00083897 | -0.016175 | -0.015371 | 92.3194 | 92.3194 | 92.3194 | -87.6806 | -87.6806 | -87.6806 |  | 0.087721 | 1.8086 | 1.7674 | 0.089909 | 1.8074 | 1.7652 | -24.3089 | -146.7628 | 148.8595 | -24.3074 | -146.7043 | 148.851
Line5_6_7 | 0.045199 | 0.045199 | 0.045199 | 0.0452 | 0.0452 | 0.0452 | 0.010438 | 0.010438 | 0.010438 | 0.010438 | 0.010438 | 0.010438 | -0.00042061 | -0.0097101 | 0.010161 | 0.00043083 | 0.0097204 | -0.010151 | -0.00083897 | 0.016175 | 0.015371 | 0.0008594 | -0.016155 | -0.01535 | 92.3194 | 92.3194 | 92.3194 | -87.6806 | -87.6806 | -87.6806 |  | 0.089909 | 1.8074 | 1.7652 | 0.092097 | 1.8062 | 1.763 | -24.3074 | -146.7043 | 148.851 | -24.3059 | -146.6457 | 148.8424
Line6_7_8 | 1.066e-06 | 1.0661e-06 | 1.0661e-06 | 0 | 0 | 0 | 2.4617e-07 | 2.462e-07 | 2.462e-07 | 0 | 0 | 0 | 9.2292e-09 | 2.4539e-07 | -2.2368e-07 | -5.8453e-09 | -1.6904e-07 | 1.4395e-07 | 2.0708e-08 | -3.7085e-07 | -3.7198e-07 | -1.3959e-08 | 2.4397e-07 | 2.5142e-07 | -90.2847 | -90.1378 | -90.1378 | 0 | 0 | 0 |  | 0.092097 | 1.8062 | 1.763 | 0.092097 | 1.8062 | 1.763 | -24.3059 | -146.6457 | 148.8424 | -24.3059 | -146.6457 | 148.8424
Line7_8_9 | 0 | 0 | 0 | 0 | 0 | 0 | 0 | 0 | 0 | 0 | 0 | 0 | 3.0764e-09 | 8.1796e-08 | -7.4561e-08 | 3.0743e-10 | -5.4508e-09 | -5.1682e-09 | 6.9028e-09 | -1.2362e-07 | -1.2399e-07 | -1.529e-10 | -3.2671e-09 | 3.4303e-09 | 0 | 0 | 0 | 0 | 0 | 0 |  | 0.092097 | 1.8062 | 1.763 | 0.092097 | 1.8062 | 1.763 | -24.3059 | -146.6457 | 148.8424 | -24.3059 | -146.6457 | 148.8424
Line8_8_10 | 0 | 0 | 0 | 0 | 0 | 0 | 0 | 0 | 0 | 0 | 0 | 0 | 3.0764e-09 | 8.1796e-08 | -7.4561e-08 | 3.0743e-10 | -5.4508e-09 | -5.1682e-09 | 6.9028e-09 | -1.2362e-07 | -1.2399e-07 | -1.529e-10 | -3.2671e-09 | 3.4303e-09 | 0 | 0 | 0 | 0 | 0 | 0 |  | 0.092097 | 1.8062 | 1.763 | 0.092097 | 1.8062 | 1.763 | -24.3059 | -146.6457 | 148.8424 | -24.3059 | -146.6457 | 148.8424
Line9_3_11 | 0.045019 | 0.045019 | 0.045019 | 0.045019 | 0.045019 | 0.045019 | 0.010397 | 0.010397 | 0.010397 | 0.010397 | 0.010397 | 0.010397 | -0.00041029 | -0.0096293 | 0.010161 | 0.00042042 | 0.0096395 | -0.010151 | -0.0008144 | 0.01615 | 0.01531 | 0.00083468 | -0.01613 | -0.015289 | 92.4323 | 92.4322 | 92.4322 | -87.5677 | -87.5678 | -87.5678 |  | 0.087712 | 1.8086 | 1.7674 | 0.089892 | 1.8074 | 1.7652 | -24.3061 | -146.7631 | 148.8594 | -24.3019 | -146.7049 | 148.8508

## LG_max_fault_6
name | pf_ikss_a_from_ka | pf_ikss_b_from_ka | pf_ikss_c_from_ka | pf_ikss_a_to_ka | pf_ikss_b_to_ka | pf_ikss_c_to_ka | pf_skss_a_from_mw | pf_skss_b_from_mw | pf_skss_c_from_mw | pf_skss_a_to_mw | pf_skss_b_to_mw | pf_skss_c_to_mw | pf_p_a_from_mw | pf_p_b_from_mw | pf_p_c_from_mw | pf_p_a_to_mw | pf_p_b_to_mw | pf_p_c_to_mw | pf_q_a_from_mvar | pf_q_b_from_mvar | pf_q_c_from_mvar | pf_q_a_to_mvar | pf_q_b_to_mvar | pf_q_c_to_mvar | pf_ikss_a_from_degree | pf_ikss_b_from_degree | pf_ikss_c_from_degree | pf_ikss_a_to_degree | pf_ikss_b_to_degree | pf_ikss_c_to_degree | 3xI0 | pf_vm_a_from_pu | pf_vm_b_from_pu | pf_vm_c_from_pu | pf_vm_a_to_pu | pf_vm_b_to_pu | pf_vm_c_to_pu | pf_va_a_from_degree | pf_va_b_from_degree | pf_va_c_from_degree | pf_va_a_to_degree | pf_va_b_to_degree | pf_va_c_to_degree
Line0_1_2 | 0.0027164 | 0.0027164 | 0.0027164 | 0.0027164 | 0.0027164 | 0.0027164 | 0.00062732 | 0.00062732 | 0.00062732 | 0.00062733 | 0.00062733 | 0.00062733 | -0.00044584 | -0.00019664 | 0.00064281 | 0.00044588 | 0.00019668 | -0.00064278 | -0.00044617 | 0.00066507 | -0.00010755 | 0.00044624 | -0.000665 | 0.00010762 | 132.626 | 132.626 | 132.626 | -47.374 | -47.374 | -47.374 |  | 1.0055 | 1.1055 | 1.0389 | 1.0056 | 1.1054 | 1.0389 | -2.3532 | -120.9029 | 123.1277 | -2.3509 | -120.8982 | 123.1208
Line10_11_12 | 0.0027056 | 0.0027056 | 0.0027056 | 0.0027056 | 0.0027056 | 0.0027056 | 0.00062483 | 0.00062483 | 0.00062483 | 0.00062484 | 0.00062484 | 0.00062484 | -0.00044502 | -0.00019463 | 0.00063998 | 0.00044506 | 0.00019466 | -0.00063995 | -0.00044367 | 0.00066267 | -0.00010853 | 0.00044375 | -0.0006626 | 0.0001086 | 132.7387 | 132.7387 | 132.7387 | -47.2613 | -47.2613 | -47.2613 |  | 1.0057 | 1.1053 | 1.0389 | 1.0058 | 1.1052 | 1.0388 | -2.3485 | -120.8936 | 123.1139 | -2.3461 | -120.889 | 123.107
Line11_12_13 | 0.0027056 | 0.0027056 | 0.0027056 | 0.0027057 | 0.0027057 | 0.0027057 | 0.00062484 | 0.00062484 | 0.00062484 | 0.00062484 | 0.00062484 | 0.00062484 | -0.00044506 | -0.00019467 | 0.00063995 | 0.0004451 | 0.0001947 | -0.00063991 | -0.00044375 | 0.0006626 | -0.0001086 | 0.00044382 | -0.00066253 | 0.00010868 | 132.7387 | 132.7387 | 132.7387 | -47.2613 | -47.2613 | -47.2613 |  | 1.0058 | 1.1052 | 1.0388 | 1.006 | 1.1052 | 1.0388 | -2.3461 | -120.889 | 123.107 | -2.3437 | -120.8844 | 123.1001
Line12_13_15 | 0 | 0 | 0 | 0 | 0 | 0 | 0 | 0 | 0 | 0 | 0 | 0 | 1.0021e-08 | 5.2845e-09 | -1.5221e-08 | -6.5212e-09 | -3.747e-09 | 1.0185e-08 | 1.0964e-08 | -1.5441e-08 | 1.9019e-09 | -7.4679e-09 | 1.0228e-08 | -1.0516e-09 | 0 | 0 | 0 | 0 | 0 | 0 |  | 1.006 | 1.1052 | 1.0388 | 1.006 | 1.1052 | 1.0388 | -2.3437 | -120.8844 | 123.1001 | -2.3437 | -120.8844 | 123.1001
Line13_13_14 | 0.0027057 | 0.0027057 | 0.0027057 | 0.0027057 | 0.0027057 | 0.0027057 | 0.00062486 | 0.00062486 | 0.00062486 | 0.00062486 | 0.00062486 | 0.00062486 | -0.00044511 | -0.00019471 | 0.00063993 | 0.00044515 | 0.00019475 | -0.0006399 | -0.00044383 | 0.00066255 | -0.00010868 | 0.00044391 | -0.00066248 | 0.00010875 | 132.7386 | 132.7386 | 132.7386 | -47.2614 | -47.2614 | -47.2614 |  | 1.006 | 1.1052 | 1.0388 | 1.0061 | 1.1051 | 1.0387 | -2.3437 | -120.8844 | 123.1001 | -2.3414 | -120.8798 | 123.0932
Line14_15_16 | 0 | 0 | 0 | 0 | 0 | 0 | 0 | 0 | 0 | 0 | 0 | 0 | 6.6804e-09 | 3.523e-09 | -1.0148e-08 | -3.181e-09 | -1.9855e-09 | 5.1107e-09 | 7.3095e-09 | -1.0294e-08 | 1.2679e-09 | -3.8131e-09 | 5.0812e-09 | -4.1768e-10 | 0 | 0 | 0 | 0 | 0 | 0 |  | 1.006 | 1.1052 | 1.0388 | 1.006 | 1.1052 | 1.0388 | -2.3437 | -120.8844 | 123.1001 | -2.3437 | -120.8844 | 123.1001
Line15_16_17 | 0 | 0 | 0 | 0 | 0 | 0 | 0 | 0 | 0 | 0 | 0 | 0 | 3.3402e-09 | 1.7615e-09 | -5.0738e-09 | 1.5922e-10 | -2.24e-10 | 3.6873e-11 | 3.6547e-09 | -5.1469e-09 | 6.3396e-10 | -1.5838e-10 | -6.5673e-11 | 2.1629e-10 | 0 | 0 | 0 | 0 | 0 | 0 |  | 1.006 | 1.1052 | 1.0388 | 1.006 | 1.1052 | 1.0388 | -2.3437 | -120.8844 | 123.1001 | -2.3437 | -120.8844 | 123.1001
Line16_4_18 | 0.032679 | 0 | 0 | 0.032679 | 0 | 0 | 0.0075468 | 0 | 0 | 0.0075468 | 0 | 0 | 0.0053484 | 1.8345e-09 | -5.1726e-09 | -0.0053395 | -2.2191e-10 | 3.7749e-11 | 0.0053573 | -5.2281e-09 | 6.0693e-10 | -0.0053395 | -6.3891e-11 | 2.1381e-10 | -47.4459 | 0 | 0 | 132.5541 | 0 | 0 |  | 1.0031 | 1.1051 | 1.0387 | 1.0006 | 1.1047 | 1.0386 | -2.3983 | -120.8795 | 123.0929 | -2.4459 | -120.8608 | 123.0651
Line17_5_19 | 0.0027219 | 0.0027219 | 0.0027219 | 0.0027219 | 0.0027219 | 0.0027219 | 0.0006286 | 0.0006286 | 0.0006286 | 0.0006286 | 0.0006286 | 0.0006286 | -0.00044634 | -0.00019774 | 0.00064419 | 0.00044638 | 0.00019777 | -0.00064416 | -0.00044759 | 0.00066615 | -0.0001072 | 0.00044767 | -0.00066608 | 0.00010728 | 132.5691 | 132.5691 | 132.5691 | -47.4309 | -47.4309 | -47.4309 |  | 1.0056 | 1.1054 | 1.0389 | 1.0057 | 1.1053 | 1.0389 | -2.3509 | -120.8982 | 123.1208 | -2.3485 | -120.8936 | 123.1139
Line1_1_3 | 0.0027056 | 0.0027056 | 0.0027056 | 0.0027056 | 0.0027056 | 0.0027056 | 0.00062482 | 0.00062482 | 0.00062482 | 0.00062483 | 0.00062483 | 0.00062483 | -0.00044494 | -0.00019455 | 0.00064004 | 0.00044498 | 0.00019459 | -0.00064001 | -0.00044351 | 0.0006628 | -0.00010838 | 0.00044359 | -0.00066274 | 0.00010846 | 132.7388 | 132.7388 | 132.7388 | -47.2612 | -47.2612 | -47.2612 |  | 1.0055 | 1.1055 | 1.0389 | 1.0056 | 1.1054 | 1.0389 | -2.3532 | -120.9029 | 123.1277 | -2.3509 | -120.8983 | 123.1208
Line2_1_4 | 0.02993 | 0.0027491 | 0.0027491 | 0.02993 | 0.0027491 | 0.0027491 | 0.006912 | 0.00063488 | 0.00063488 | 0.006912 | 0.00063489 | 0.00063489 | 0.0049083 | -0.00020299 | 0.00065119 | -0.0049006 | 0.00020318 | -0.00065101 | 0.00492 | 0.00067189 | -0.00010499 | -0.0049045 | -0.00067152 | 0.00010536 | -47.4213 | 132.2864 | 132.2864 | 132.5787 | -47.7136 | -47.7136 |  | 1.0055 | 1.1055 | 1.0389 | 1.0031 | 1.1051 | 1.0387 | -2.3532 | -120.9029 | 123.1277 | -2.3983 | -120.8795 | 123.0929
Line3_1_5 | 0.0027219 | 0.0027219 | 0.0027219 | 0.0027219 | 0.0027219 | 0.0027219 | 0.00062859 | 0.00062859 | 0.00062859 | 0.0006286 | 0.0006286 | 0.0006286 | -0.0004463 | -0.0001977 | 0.00064422 | 0.00044634 | 0.00019774 | -0.00064419 | -0.00044751 | 0.00066622 | -0.00010713 | 0.00044759 | -0.00066615 | 0.0001072 | 132.5692 | 132.5692 | 132.5692 | -47.4308 | -47.4308 | -47.4308 |  | 1.0055 | 1.1055 | 1.0389 | 1.0056 | 1.1054 | 1.0389 | -2.3532 | -120.9029 | 123.1277 | -2.3509 | -120.8982 | 123.1208
Line4_2_6 | 0.0027164 | 0.0027164 | 0.0027164 | 0.0027164 | 0.0027164 | 0.0027164 | 0.00062733 | 0.00062733 | 0.00062733 | 0.00062733 | 0.00062733 | 0.00062733 | -0.00044588 | -0.00019668 | 0.00064278 | 0.00044592 | 0.00019672 | -0.00064275 | -0.00044625 | 0.000665 | -0.00010762 | 0.00044632 | -0.00066493 | 0.0001077 | 132.6259 | 132.6259 | 132.6259 | -47.3741 | -47.3741 | -47.3741 |  | 1.0056 | 1.1054 | 1.0389 | 1.0057 | 1.1053 | 1.0389 | -2.3509 | -120.8982 | 123.1208 | -2.3485 | -120.8936 | 123.1139
Line5_6_7 | 0.0027164 | 0.0027164 | 0.0027164 | 0.0027165 | 0.0027165 | 0.0027165 | 0.00062733 | 0.00062733 | 0.00062733 | 0.00062734 | 0.00062734 | 0.00062734 | -0.00044592 | -0.00019672 | 0.00064275 | 0.00044596 | 0.00019675 | -0.00064272 | -0.00044632 | 0.00066493 | -0.0001077 | 0.0004464 | -0.00066486 | 0.00010777 | 132.6259 | 132.6259 | 132.6259 | -47.3741 | -47.3741 | -47.3741 |  | 1.0057 | 1.1053 | 1.0389 | 1.0058 | 1.1052 | 1.0388 | -2.3485 | -120.8936 | 123.1139 | -2.3461 | -120.8889 | 123.1069
Line6_7_8 | 0 | 0 | 0 | 0 | 0 | 0 | 0 | 0 | 0 | 0 | 0 | 0 | 1.0029e-08 | 5.3093e-09 | -1.5254e-08 | -6.5264e-09 | -3.7639e-09 | 1.0206e-08 | 1.0994e-08 | -1.5468e-08 | 1.8891e-09 | -7.4878e-09 | 1.0246e-08 | -1.0426e-09 | 0 | 0 | 0 | 0 | 0 | 0 |  | 1.0058 | 1.1052 | 1.0388 | 1.0058 | 1.1052 | 1.0388 | -2.3461 | -120.8889 | 123.1069 | -2.3461 | -120.8889 | 123.1069
Line7_8_9 | 0 | 0 | 0 | 0 | 0 | 0 | 0 | 0 | 0 | 0 | 0 | 0 | 3.343e-09 | 1.7698e-09 | -5.0847e-09 | 1.5965e-10 | -2.2441e-10 | 3.6708e-11 | 3.6646e-09 | -5.1559e-09 | 6.2969e-10 | -1.5852e-10 | -6.6016e-11 | 2.1677e-10 | 0 | 0 | 0 | 0 | 0 | 0 |  | 1.0058 | 1.1052 | 1.0388 | 1.0058 | 1.1052 | 1.0388 | -2.3461 | -120.8889 | 123.1069 | -2.3461 | -120.8889 | 123.1069
Line8_8_10 | 0 | 0 | 0 | 0 | 0 | 0 | 0 | 0 | 0 | 0 | 0 | 0 | 3.343e-09 | 1.7698e-09 | -5.0847e-09 | 1.5965e-10 | -2.2441e-10 | 3.6708e-11 | 3.6646e-09 | -5.1559e-09 | 6.2969e-10 | -1.5852e-10 | -6.6016e-11 | 2.1677e-10 | 0 | 0 | 0 | 0 | 0 | 0 |  | 1.0058 | 1.1052 | 1.0388 | 1.0058 | 1.1052 | 1.0388 | -2.3461 | -120.8889 | 123.1069 | -2.3461 | -120.8889 | 123.1069
Line9_3_11 | 0.0027056 | 0.0027056 | 0.0027056 | 0.0027056 | 0.0027056 | 0.0027056 | 0.00062483 | 0.00062483 | 0.00062483 | 0.00062483 | 0.00062483 | 0.00062483 | -0.00044498 | -0.00019459 | 0.00064001 | 0.00044502 | 0.00019463 | -0.00063998 | -0.00044359 | 0.00066274 | -0.00010846 | 0.00044367 | -0.00066267 | 0.00010853 | 132.7388 | 132.7388 | 132.7388 | -47.2612 | -47.2612 | -47.2612 |  | 1.0056 | 1.1054 | 1.0389 | 1.0057 | 1.1053 | 1.0389 | -2.3509 | -120.8983 | 123.1208 | -2.3485 | -120.8936 | 123.1139

## LG_max_fault_10
name | pf_ikss_a_from_ka | pf_ikss_b_from_ka | pf_ikss_c_from_ka | pf_ikss_a_to_ka | pf_ikss_b_to_ka | pf_ikss_c_to_ka | pf_skss_a_from_mw | pf_skss_b_from_mw | pf_skss_c_from_mw | pf_skss_a_to_mw | pf_skss_b_to_mw | pf_skss_c_to_mw | pf_p_a_from_mw | pf_p_b_from_mw | pf_p_c_from_mw | pf_p_a_to_mw | pf_p_b_to_mw | pf_p_c_to_mw | pf_q_a_from_mvar | pf_q_b_from_mvar | pf_q_c_from_mvar | pf_q_a_to_mvar | pf_q_b_to_mvar | pf_q_c_to_mvar | pf_ikss_a_from_degree | pf_ikss_b_from_degree | pf_ikss_c_from_degree | pf_ikss_a_to_degree | pf_ikss_b_to_degree | pf_ikss_c_to_degree | 3xI0 | pf_vm_a_from_pu | pf_vm_b_from_pu | pf_vm_c_from_pu | pf_vm_a_to_pu | pf_vm_b_to_pu | pf_vm_c_to_pu | pf_va_a_from_degree | pf_va_b_from_degree | pf_va_c_from_degree | pf_va_a_to_degree | pf_va_b_to_degree | pf_va_c_to_degree
Line0_1_2 | 0.0028455 | 0.0028455 | 0.0028455 | 0.0028455 | 0.0028455 | 0.0028455 | 0.00065715 | 0.00065715 | 0.00065715 | 0.00065715 | 0.00065715 | 0.00065715 | -0.00048924 | -0.00021584 | 0.00070544 | 0.00048928 | 0.00021588 | -0.00070541 | -0.0004896 | 0.00072981 | -0.00011802 | 0.00048968 | -0.00072973 | 0.0001181 | 132.6225 | 132.6225 | 132.6225 | -47.3775 | -47.3775 | -47.3775 |  | 1.0533 | 1.1581 | 1.0884 | 1.0534 | 1.158 | 1.0884 | -2.3567 | -120.902 | 123.1247 | -2.3543 | -120.8974 | 123.1177
Line10_11_12 | 0.0028342 | 0.0028342 | 0.0028342 | 0.0028343 | 0.0028343 | 0.0028343 | 0.00065454 | 0.00065454 | 0.00065454 | 0.00065454 | 0.00065454 | 0.00065454 | -0.00048834 | -0.00021363 | 0.00070233 | 0.00048838 | 0.00021367 | -0.0007023 | -0.00048685 | 0.00072717 | -0.0001191 | 0.00048694 | -0.0007271 | 0.00011918 | 132.7353 | 132.7353 | 132.7353 | -47.2647 | -47.2647 | -47.2647 |  | 1.0535 | 1.1579 | 1.0883 | 1.0536 | 1.1578 | 1.0883 | -2.352 | -120.8928 | 123.1109 | -2.3496 | -120.8881 | 123.1039
Line11_12_13 | 0.0028343 | 0.0028343 | 0.0028343 | 0.0028343 | 0.0028343 | 0.0028343 | 0.00065454 | 0.00065454 | 0.00065454 | 0.00065455 | 0.00065455 | 0.00065455 | -0.00048838 | -0.00021367 | 0.0007023 | 0.00048843 | 0.00021372 | -0.00070226 | -0.00048694 | 0.0007271 | -0.00011918 | 0.00048702 | -0.00072702 | 0.00011926 | 132.7352 | 132.7352 | 132.7352 | -47.2648 | -47.2648 | -47.2648 |  | 1.0536 | 1.1578 | 1.0883 | 1.0538 | 1.1577 | 1.0883 | -2.3496 | -120.8881 | 123.1039 | -2.3472 | -120.8835 | 123.097
Line12_13_15 | 0 | 0 | 0 | 0 | 0 | 0 | 0 | 0 | 0 | 0 | 0 | 0 | 1.0995e-08 | 5.7997e-09 | -1.6704e-08 | -7.155e-09 | -4.1121e-09 | 1.1177e-08 | 1.2032e-08 | -1.6944e-08 | 2.0877e-09 | -8.1955e-09 | 1.1224e-08 | -1.1547e-09 | 0 | 0 | 0 | 0 | 0 | 0 |  | 1.0538 | 1.1577 | 1.0883 | 1.0538 | 1.1577 | 1.0883 | -2.3472 | -120.8835 | 123.097 | -2.3472 | -120.8835 | 123.097
Line13_13_14 | 0.0028343 | 0.0028343 | 0.0028343 | 0.0028344 | 0.0028344 | 0.0028344 | 0.00065456 | 0.00065456 | 0.00065456 | 0.00065457 | 0.00065457 | 0.00065457 | -0.00048844 | -0.00021372 | 0.00070228 | 0.00048848 | 0.00021376 | -0.00070224 | -0.00048703 | 0.00072704 | -0.00011926 | 0.00048712 | -0.00072697 | 0.00011934 | 132.7352 | 132.7352 | 132.7352 | -47.2648 | -47.2648 | -47.2648 |  | 1.0538 | 1.1577 | 1.0883 | 1.0539 | 1.1576 | 1.0882 | -2.3472 | -120.8835 | 123.097 | -2.3448 | -120.8789 | 123.0901
Line14_15_16 | 0 | 0 | 0 | 0 | 0 | 0 | 0 | 0 | 0 | 0 | 0 | 0 | 7.33e-09 | 3.8665e-09 | -1.1136e-08 | -3.49e-09 | -2.1788e-09 | 5.6086e-09 | 8.0215e-09 | -1.1296e-08 | 1.3918e-09 | -4.1848e-09 | 5.5759e-09 | -4.5876e-10 | 0 | 0 | 0 | 0 | 0 | 0 |  | 1.0538 | 1.1577 | 1.0883 | 1.0538 | 1.1577 | 1.0883 | -2.3472 | -120.8835 | 123.097 | -2.3472 | -120.8835 | 123.097
Line15_16_17 | 0 | 0 | 0 | 0 | 0 | 0 | 0 | 0 | 0 | 0 | 0 | 0 | 3.665e-09 | 1.9332e-09 | -5.5681e-09 | 1.7504e-10 | -2.4558e-10 | 4.0446e-11 | 4.0107e-09 | -5.6479e-09 | 6.9591e-10 | -1.7407e-10 | -7.2002e-11 | 2.3714e-10 | 0 | 0 | 0 | 0 | 0 | 0 |  | 1.0538 | 1.1577 | 1.0883 | 1.0538 | 1.1577 | 1.0883 | -2.3472 | -120.8835 | 123.097 | -2.3472 | -120.8835 | 123.097
Line16_4_18 | 0.034232 | 0 | 0 | 0.034232 | 0 | 0 | 0.0079056 | 0 | 0 | 0.0079056 | 0 | 0 | 0.005869 | 2.0133e-09 | -5.6766e-09 | -0.0058592 | -2.433e-10 | 4.1407e-11 | 0.0058788 | -5.7371e-09 | 6.6624e-10 | -0.0058592 | -7.0046e-11 | 2.3442e-10 | -47.4494 | 0 | 0 | 132.5506 | 0 | 0 |  | 1.0508 | 1.1576 | 1.0882 | 1.0481 | 1.1572 | 1.0881 | -2.4017 | -120.8786 | 123.0899 | -2.4494 | -120.8599 | 123.0621
Line17_5_19 | 0.0028513 | 0.0028513 | 0.0028513 | 0.0028513 | 0.0028513 | 0.0028513 | 0.00065848 | 0.00065848 | 0.00065848 | 0.00065849 | 0.00065849 | 0.00065849 | -0.00048979 | -0.00021704 | 0.00070695 | 0.00048983 | 0.00021709 | -0.00070692 | -0.00049116 | 0.000731 | -0.00011764 | 0.00049124 | -0.00073092 | 0.00011773 | 132.5657 | 132.5657 | 132.5657 | -47.4343 | -47.4343 | -47.4343 |  | 1.0534 | 1.158 | 1.0884 | 1.0535 | 1.1579 | 1.0883 | -2.3543 | -120.8974 | 123.1177 | -2.352 | -120.8927 | 123.1108
Line1_1_3 | 0.0028342 | 0.0028342 | 0.0028342 | 0.0028342 | 0.0028342 | 0.0028342 | 0.00065453 | 0.00065453 | 0.00065453 | 0.00065453 | 0.00065453 | 0.00065453 | -0.00048825 | -0.00021355 | 0.0007024 | 0.00048829 | 0.00021359 | -0.00070237 | -0.00048668 | 0.00072732 | -0.00011894 | 0.00048677 | -0.00072725 | 0.00011902 | 132.7353 | 132.7353 | 132.7353 | -47.2647 | -47.2647 | -47.2647 |  | 1.0533 | 1.1581 | 1.0884 | 1.0534 | 1.158 | 1.0884 | -2.3567 | -120.902 | 123.1247 | -2.3543 | -120.8974 | 123.1178
Line2_1_4 | 0.031352 | 0.0028798 | 0.0028798 | 0.031352 | 0.0028798 | 0.0028798 | 0.0072405 | 0.00066506 | 0.00066506 | 0.0072405 | 0.00066507 | 0.00066507 | 0.0053861 | -0.00022281 | 0.00071464 | -0.0053776 | 0.00022302 | -0.00071444 | 0.0053989 | 0.00073729 | -0.00011521 | -0.0053819 | -0.00073688 | 0.00011563 | -47.4248 | 132.2829 | 132.2829 | 132.5752 | -47.7171 | -47.7171 |  | 1.0533 | 1.1581 | 1.0884 | 1.0508 | 1.1576 | 1.0882 | -2.3567 | -120.902 | 123.1247 | -2.4017 | -120.8786 | 123.0899
Line3_1_5 | 0.0028513 | 0.0028513 | 0.0028513 | 0.0028513 | 0.0028513 | 0.0028513 | 0.00065848 | 0.00065848 | 0.00065848 | 0.00065848 | 0.00065848 | 0.00065848 | -0.00048974 | -0.000217 | 0.00070699 | 0.00048979 | 0.00021704 | -0.00070695 | -0.00049107 | 0.00073107 | -0.00011756 | 0.00049116 | -0.000731 | 0.00011764 | 132.5657 | 132.5657 | 132.5657 | -47.4343 | -47.4343 | -47.4343 |  | 1.0533 | 1.1581 | 1.0884 | 1.0534 | 1.158 | 1.0884 | -2.3567 | -120.902 | 123.1247 | -2.3543 | -120.8974 | 123.1177
Line4_2_6 | 0.0028455 | 0.0028455 | 0.0028455 | 0.0028456 | 0.0028456 | 0.0028456 | 0.00065715 | 0.00065715 | 0.00065715 | 0.00065716 | 0.00065716 | 0.00065716 | -0.00048928 | -0.00021588 | 0.00070541 | 0.00048933 | 0.00021592 | -0.00070537 | -0.00048968 | 0.00072973 | -0.0001181 | 0.00048976 | -0.00072966 | 0.00011819 | 132.6225 | 132.6225 | 132.6225 | -47.3775 | -47.3775 | -47.3775 |  | 1.0534 | 1.158 | 1.0884 | 1.0535 | 1.1579 | 1.0883 | -2.3543 | -120.8974 | 123.1177 | -2.352 | -120.8927 | 123.1108
Line5_6_7 | 0.0028456 | 0.0028456 | 0.0028456 | 0.0028456 | 0.0028456 | 0.0028456 | 0.00065716 | 0.00065716 | 0.00065716 | 0.00065716 | 0.00065716 | 0.00065716 | -0.00048933 | -0.00021592 | 0.00070537 | 0.00048937 | 0.00021597 | -0.00070534 | -0.00048977 | 0.00072966 | -0.00011819 | 0.00048985 | -0.00072958 | 0.00011827 | 132.6225 | 132.6224 | 132.6224 | -47.3775 | -47.3776 | -47.3776 |  | 1.0535 | 1.1579 | 1.0883 | 1.0536 | 1.1578 | 1.0883 | -2.352 | -120.8927 | 123.1108 | -2.3496 | -120.8881 | 123.1039
Line6_7_8 | 0 | 0 | 0 | 0 | 0 | 0 | 0 | 0 | 0 | 0 | 0 | 0 | 1.1004e-08 | 5.8268e-09 | -1.674e-08 | -7.1607e-09 | -4.1306e-09 | 1.12e-08 | 1.2065e-08 | -1.6974e-08 | 2.0737e-09 | -8.2174e-09 | 1.1243e-08 | -1.1448e-09 | 0 | 0 | 0 | 0 | 0 | 0 |  | 1.0536 | 1.1578 | 1.0883 | 1.0536 | 1.1578 | 1.0883 | -2.3496 | -120.8881 | 123.1039 | -2.3496 | -120.8881 | 123.1039
Line7_8_9 | 0 | 0 | 0 | 0 | 0 | 0 | 0 | 0 | 0 | 0 | 0 | 0 | 3.6681e-09 | 1.9423e-09 | -5.5801e-09 | 1.7551e-10 | -2.4604e-10 | 4.0265e-11 | 4.0216e-09 | -5.6579e-09 | 6.9122e-10 | -1.7422e-10 | -7.2378e-11 | 2.3767e-10 | 0 | 0 | 0 | 0 | 0 | 0 |  | 1.0536 | 1.1578 | 1.0883 | 1.0536 | 1.1578 | 1.0883 | -2.3496 | -120.8881 | 123.1039 | -2.3496 | -120.8881 | 123.1039
Line8_8_10 | 0 | 0 | 0 | 0 | 0 | 0 | 0 | 0 | 0 | 0 | 0 | 0 | 3.6681e-09 | 1.9423e-09 | -5.5801e-09 | 1.7551e-10 | -2.4604e-10 | 4.0265e-11 | 4.0216e-09 | -5.6579e-09 | 6.9122e-10 | -1.7422e-10 | -7.2378e-11 | 2.3767e-10 | 0 | 0 | 0 | 0 | 0 | 0 |  | 1.0536 | 1.1578 | 1.0883 | 1.0536 | 1.1578 | 1.0883 | -2.3496 | -120.8881 | 123.1039 | -2.3496 | -120.8881 | 123.1039
Line9_3_11 | 0.0028342 | 0.0028342 | 0.0028342 | 0.0028342 | 0.0028342 | 0.0028342 | 0.00065453 | 0.00065453 | 0.00065453 | 0.00065454 | 0.00065454 | 0.00065454 | -0.00048829 | -0.00021359 | 0.00070237 | 0.00048834 | 0.00021363 | -0.00070233 | -0.00048677 | 0.00072725 | -0.00011902 | 0.00048685 | -0.00072717 | 0.0001191 | 132.7353 | 132.7353 | 132.7353 | -47.2647 | -47.2647 | -47.2647 |  | 1.0534 | 1.158 | 1.0884 | 1.0535 | 1.1579 | 1.0883 | -2.3543 | -120.8974 | 123.1178 | -2.352 | -120.8928 | 123.1109

## LG_min_6
name | pf_ikss_a_from_ka | pf_ikss_b_from_ka | pf_ikss_c_from_ka | pf_ikss_a_to_ka | pf_ikss_b_to_ka | pf_ikss_c_to_ka | pf_skss_a_from_mw | pf_skss_b_from_mw | pf_skss_c_from_mw | pf_skss_a_to_mw | pf_skss_b_to_mw | pf_skss_c_to_mw | pf_p_a_from_mw | pf_p_b_from_mw | pf_p_c_from_mw | pf_p_a_to_mw | pf_p_b_to_mw | pf_p_c_to_mw | pf_q_a_from_mvar | pf_q_b_from_mvar | pf_q_c_from_mvar | pf_q_a_to_mvar | pf_q_b_to_mvar | pf_q_c_to_mvar | pf_ikss_a_from_degree | pf_ikss_b_from_degree | pf_ikss_c_from_degree | pf_ikss_a_to_degree | pf_ikss_b_to_degree | pf_ikss_c_to_degree | 3xI0 | pf_vm_a_from_pu | pf_vm_b_from_pu | pf_vm_c_from_pu | pf_vm_a_to_pu | pf_vm_b_to_pu | pf_vm_c_to_pu | pf_va_a_from_degree | pf_va_b_from_degree | pf_va_c_from_degree | pf_va_a_to_degree | pf_va_b_to_degree | pf_va_c_to_degree
Line0_1_2 | 0.038972 | 0.038972 | 0.038972 | 0.038972 | 0.038972 | 0.038972 | 0.0090002 | 0.0090002 | 0.0090002 | 0.0090003 | 0.0090003 | 0.0090003 | -0.00057123 | -0.0070327 | 0.0077352 | 0.00058582 | 0.0070473 | -0.0077207 | -0.00059245 | 0.012311 | 0.011202 | 0.00060764 | -0.012296 | -0.011187 | 94.2947 | 94.2947 | 94.2947 | -85.7053 | -85.7053 | -85.7053 |  | 0.09144 | 1.5753 | 1.5125 | 0.093779 | 1.5746 | 1.5102 | -39.6608 | -145.9678 | 149.6686 | -39.6577 | -145.8861 | 149.6827
Line10_11_12 | 0.038817 | 0.038817 | 0.038817 | 0.038817 | 0.038817 | 0.038817 | 0.0089643 | 0.0089643 | 0.0089643 | 0.0089644 | 0.0089644 | 0.0089644 | -0.00060011 | -0.0069872 | 0.0077175 | 0.00061458 | 0.0070017 | -0.0077031 | -0.00061806 | 0.012258 | 0.011098 | 0.00063314 | -0.012243 | -0.011083 | 94.5113 | 94.5113 | 94.5113 | -85.4887 | -85.4887 | -85.4887 |  | 0.0961 | 1.574 | 1.5079 | 0.09843 | 1.5733 | 1.5056 | -39.6442 | -145.8052 | 149.6962 | -39.6365 | -145.7239 | 149.7101
Line11_12_13 | 0.038817 | 0.038817 | 0.038817 | 0.038817 | 0.038817 | 0.038817 | 0.0089644 | 0.0089644 | 0.0089644 | 0.0089645 | 0.0089645 | 0.0089645 | -0.00061458 | -0.0070017 | 0.0077031 | 0.00062905 | 0.0070162 | -0.0076887 | -0.00063314 | 0.012243 | 0.011083 | 0.00064821 | -0.012228 | -0.011068 | 94.5112 | 94.5112 | 94.5112 | -85.4888 | -85.4888 | -85.4888 |  | 0.09843 | 1.5733 | 1.5056 | 0.10076 | 1.5726 | 1.5033 | -39.6365 | -145.7239 | 149.7101 | -39.6292 | -145.6425 | 149.724
Line12_13_15 | 0 | 0 | 0 | 0 | 0 | 0 | 0 | 0 | 0 | 0 | 0 | 0 | 1.4123e-08 | 1.7859e-07 | -1.6981e-07 | -9.1823e-09 | -1.2319e-07 | 1.0947e-07 | 1.6004e-08 | -2.8127e-07 | -2.6945e-07 | -1.0893e-08 | 1.8514e-07 | 1.8223e-07 | 0 | 0 | 0 | 0 | 0 | 0 |  | 0.10076 | 1.5726 | 1.5033 | 0.10076 | 1.5726 | 1.5033 | -39.6292 | -145.6425 | 149.724 | -39.6292 | -145.6425 | 149.724
Line13_13_14 | 0.038818 | 0.038818 | 0.038818 | 0.038819 | 0.038819 | 0.038819 | 0.0089647 | 0.0089647 | 0.0089647 | 0.0089648 | 0.0089648 | 0.0089648 | -0.00062906 | -0.0070164 | 0.0076888 | 0.00064353 | 0.0070309 | -0.0076744 | -0.00064823 | 0.012228 | 0.011068 | 0.0006633 | -0.012213 | -0.011053 | 94.5112 | 94.5112 | 94.5112 | -85.4888 | -85.4888 | -85.4888 |  | 0.10076 | 1.5726 | 1.5033 | 0.10309 | 1.572 | 1.501 | -39.6292 | -145.6425 | 149.724 | -39.6222 | -145.5609 | 149.738
Line14_15_16 | 0 | 0 | 0 | 0 | 0 | 0 | 0 | 0 | 0 | 0 | 0 | 0 | 9.4154e-09 | 1.1906e-07 | -1.1321e-07 | -4.4746e-09 | -6.3661e-08 | 5.2865e-08 | 1.0669e-08 | -1.8751e-07 | -1.7963e-07 | -5.5586e-09 | 9.1387e-08 | 9.2412e-08 | 0 | 0 | 0 | 0 | 0 | 0 |  | 0.10076 | 1.5726 | 1.5033 | 0.10076 | 1.5726 | 1.5033 | -39.6292 | -145.6425 | 149.724 | -39.6292 | -145.6425 | 149.724
Line15_16_17 | 0 | 0 | 0 | 0 | 0 | 0 | 0 | 0 | 0 | 0 | 0 | 0 | 4.7077e-09 | 5.9532e-08 | -5.6603e-08 | 2.3309e-10 | -4.1299e-09 | -3.7389e-09 | 5.3347e-09 | -9.3757e-08 | -8.9816e-08 | -2.2386e-10 | -2.3706e-09 | 2.5964e-09 | 0 | 0 | 0 | 0 | 0 | 0 |  | 0.10076 | 1.5726 | 1.5033 | 0.10076 | 1.5726 | 1.5033 | -39.6292 | -145.6425 | 149.724 | -39.6292 | -145.6425 | 149.724
Line16_4_18 | 0.46884 | 0 | 0 | 0.46884 | 0 | 0 | 0.10827 | 0 | 0 | 0.10827 | 0 | 0 | 0.003517 | 6.2292e-08 | -5.6127e-08 | 3.1415e-16 | -4.0867e-09 | -3.6498e-09 | 0.0036636 | -9.4466e-08 | -9.2312e-08 | 2.9059e-15 | -2.3301e-09 | 2.5824e-09 | -85.8432 | 0 | 0 | 94.1568 | 0 | 0 |  | 0.046904 | 1.5721 | 1.5009 | 0 | 1.5695 | 1.4917 | -39.6741 | -145.5566 | 149.7422 | 0 | -145.2272 | 149.8011
Line17_5_19 | 0.039052 | 0.039052 | 0.039052 | 0.039052 | 0.039052 | 0.039052 | 0.0090186 | 0.0090186 | 0.0090186 | 0.0090187 | 0.0090187 | 0.0090187 | -0.00058591 | -0.0070851 | 0.0077149 | 0.00060055 | 0.0070998 | -0.0077004 | -0.00060999 | 0.012307 | 0.011224 | 0.00062525 | -0.012292 | -0.011209 | 94.1857 | 94.1857 | 94.1857 | -85.8143 | -85.8143 | -85.8143 |  | 0.093784 | 1.5746 | 1.5102 | 0.096128 | 1.574 | 1.5079 | -39.6604 | -145.8859 | 149.6829 | -39.66 | -145.804 | 149.6974
Line1_1_3 | 0.038816 | 0.038816 | 0.038816 | 0.038816 | 0.038816 | 0.038816 | 0.0089642 | 0.0089642 | 0.0089642 | 0.0089643 | 0.0089643 | 0.0089643 | -0.00057117 | -0.0069581 | 0.0077463 | 0.00058564 | 0.0069726 | -0.0077319 | -0.00058792 | 0.012288 | 0.011128 | 0.00060299 | -0.012273 | -0.011113 | 94.5113 | 94.5113 | 94.5113 | -85.4887 | -85.4887 | -85.4887 |  | 0.09144 | 1.5753 | 1.5125 | 0.09377 | 1.5746 | 1.5102 | -39.6608 | -145.9678 | 149.6686 | -39.6523 | -145.8865 | 149.6824
Line2_1_4 | 0.4294 | 0.039444 | 0.039444 | 0.4294 | 0.039444 | 0.039444 | 0.099166 | 0.0091091 | 0.0091091 | 0.099166 | 0.0091092 | 0.0091092 | 0.0062836 | -0.007259 | 0.0076993 | -0.0032239 | 0.0073326 | -0.0076258 | 0.0065376 | 0.012378 | 0.011426 | -0.0033527 | -0.0123 | -0.011348 | -85.796 | 93.6429 | 93.6429 | 94.204 | -86.3571 | -86.3571 |  | 0.09144 | 1.5753 | 1.5125 | 0.046904 | 1.5721 | 1.5009 | -39.6608 | -145.9678 | 149.6686 | -39.6741 | -145.5566 | 149.7422
Line3_1_5 | 0.039051 | 0.039051 | 0.039051 | 0.039052 | 0.039052 | 0.039052 | 0.0090185 | 0.0090185 | 0.0090185 | 0.0090186 | 0.0090186 | 0.0090186 | -0.00057126 | -0.0070704 | 0.0077295 | 0.00058591 | 0.0070851 | -0.007715 | -0.00059474 | 0.012322 | 0.011239 | 0.00060999 | -0.012307 | -0.011224 | 94.1858 | 94.1858 | 94.1858 | -85.8142 | -85.8142 | -85.8142 |  | 0.09144 | 1.5753 | 1.5125 | 0.093784 | 1.5746 | 1.5102 | -39.6608 | -145.9678 | 149.6686 | -39.6604 | -145.8859 | 149.6829
Line4_2_6 | 0.038972 | 0.038972 | 0.038972 | 0.038973 | 0.038973 | 0.038973 | 0.0090003 | 0.0090003 | 0.0090003 | 0.0090004 | 0.0090004 | 0.0090004 | -0.00058582 | -0.0070473 | 0.0077206 | 0.0006004 | 0.0070619 | -0.0077061 | -0.00060764 | 0.012296 | 0.011187 | 0.00062283 | -0.012281 | -0.011172 | 94.2947 | 94.2947 | 94.2947 | -85.7053 | -85.7053 | -85.7053 |  | 0.093779 | 1.5746 | 1.5102 | 0.096119 | 1.574 | 1.5079 | -39.6577 | -145.8861 | 149.6827 | -39.6547 | -145.8044 | 149.697
Line5_6_7 | 0.038973 | 0.038973 | 0.038973 | 0.038973 | 0.038973 | 0.038973 | 0.0090004 | 0.0090004 | 0.0090004 | 0.0090004 | 0.0090004 | 0.0090004 | -0.0006004 | -0.0070619 | 0.0077061 | 0.00061499 | 0.0070766 | -0.0076916 | -0.00062283 | 0.012281 | 0.011172 | 0.00063803 | -0.012266 | -0.011157 | 94.2947 | 94.2947 | 94.2947 | -85.7053 | -85.7053 | -85.7053 |  | 0.096119 | 1.574 | 1.5079 | 0.098458 | 1.5733 | 1.5056 | -39.6547 | -145.8044 | 149.697 | -39.6519 | -145.7226 | 149.7113
Line6_7_8 | 0 | 0 | 0 | 0 | 0 | 0 | 0 | 0 | 0 | 0 | 0 | 0 | 1.3805e-08 | 1.7916e-07 | -1.6996e-07 | -8.9749e-09 | -1.2358e-07 | 1.0955e-07 | 1.569e-08 | -2.8187e-07 | -2.7067e-07 | -1.0679e-08 | 1.8554e-07 | 1.8305e-07 | 0 | 0 | 0 | 0 | 0 | 0 |  | 0.098458 | 1.5733 | 1.5056 | 0.098458 | 1.5733 | 1.5056 | -39.6519 | -145.7226 | 149.7113 | -39.6519 | -145.7226 | 149.7113
Line7_8_9 | 0 | 0 | 0 | 0 | 0 | 0 | 0 | 0 | 0 | 0 | 0 | 0 | 4.6017e-09 | 5.972e-08 | -5.6654e-08 | 2.2851e-10 | -4.1389e-09 | -3.7566e-09 | 5.23e-09 | -9.3957e-08 | -9.0225e-08 | -2.1885e-10 | -2.3786e-09 | 2.5993e-09 | 0 | 0 | 0 | 0 | 0 | 0 |  | 0.098458 | 1.5733 | 1.5056 | 0.098458 | 1.5733 | 1.5056 | -39.6519 | -145.7226 | 149.7113 | -39.6519 | -145.7226 | 149.7113
Line8_8_10 | 0 | 0 | 0 | 0 | 0 | 0 | 0 | 0 | 0 | 0 | 0 | 0 | 4.6017e-09 | 5.972e-08 | -5.6654e-08 | 2.2851e-10 | -4.1389e-09 | -3.7566e-09 | 5.23e-09 | -9.3957e-08 | -9.0225e-08 | -2.1885e-10 | -2.3786e-09 | 2.5993e-09 | 0 | 0 | 0 | 0 | 0 | 0 |  | 0.098458 | 1.5733 | 1.5056 | 0.098458 | 1.5733 | 1.5056 | -39.6519 | -145.7226 | 149.7113 | -39.6519 | -145.7226 | 149.7113
Line9_3_11 | 0.038816 | 0.038816 | 0.038816 | 0.038817 | 0.038817 | 0.038817 | 0.0089643 | 0.0089643 | 0.0089643 | 0.0089643 | 0.0089643 | 0.0089643 | -0.00058564 | -0.0069726 | 0.0077319 | 0.00060011 | 0.0069872 | -0.0077175 | -0.00060299 | 0.012273 | 0.011113 | 0.00061806 | -0.012258 | -0.011098 | 94.5113 | 94.5113 | 94.5113 | -85.4887 | -85.4887 | -85.4887 |  | 0.09377 | 1.5746 | 1.5102 | 0.0961 | 1.574 | 1.5079 | -39.6523 | -145.8865 | 149.6824 | -39.6442 | -145.8052 | 149.6962

## LG_min_10
name | pf_ikss_a_from_ka | pf_ikss_b_from_ka | pf_ikss_c_from_ka | pf_ikss_a_to_ka | pf_ikss_b_to_ka | pf_ikss_c_to_ka | pf_skss_a_from_mw | pf_skss_b_from_mw | pf_skss_c_from_mw | pf_skss_a_to_mw | pf_skss_b_to_mw | pf_skss_c_to_mw | pf_p_a_from_mw | pf_p_b_from_mw | pf_p_c_from_mw | pf_p_a_to_mw | pf_p_b_to_mw | pf_p_c_to_mw | pf_q_a_from_mvar | pf_q_b_from_mvar | pf_q_c_from_mvar | pf_q_a_to_mvar | pf_q_b_to_mvar | pf_q_c_to_mvar | pf_ikss_a_from_degree | pf_ikss_b_from_degree | pf_ikss_c_from_degree | pf_ikss_a_to_degree | pf_ikss_b_to_degree | pf_ikss_c_to_degree | 3xI0 | pf_vm_a_from_pu | pf_vm_b_from_pu | pf_vm_c_from_pu | pf_vm_a_to_pu | pf_vm_b_to_pu | pf_vm_c_to_pu | pf_va_a_from_degree | pf_va_b_from_degree | pf_va_c_from_degree | pf_va_a_to_degree | pf_va_b_to_degree | pf_va_c_to_degree
Line0_1_2 | 0.036921 | 0.036921 | 0.036921 | 0.036921 | 0.036921 | 0.036921 | 0.0085265 | 0.0085265 | 0.0085265 | 0.0085266 | 0.0085266 | 0.0085266 | -0.00051268 | -0.0063119 | 0.0069424 | 0.00052577 | 0.006325 | -0.0069293 | -0.00053173 | 0.011049 | 0.010054 | 0.00054536 | -0.011036 | -0.01004 | 94.2947 | 94.2947 | 94.2947 | -85.7053 | -85.7053 | -85.7053 |  | 0.086627 | 1.4924 | 1.4329 | 0.088844 | 1.4918 | 1.4307 | -39.6608 | -145.9678 | 149.6686 | -39.6577 | -145.8861 | 149.6827
Line10_11_12 | 0.036774 | 0.036774 | 0.036774 | 0.036774 | 0.036774 | 0.036774 | 0.0084925 | 0.0084925 | 0.0084925 | 0.0084926 | 0.0084926 | 0.0084926 | -0.0005386 | -0.006271 | 0.0069265 | 0.00055159 | 0.0062841 | -0.0069136 | -0.00055472 | 0.011002 | 0.0099604 | 0.00056824 | -0.010988 | -0.0099469 | 94.5113 | 94.5113 | 94.5113 | -85.4887 | -85.4887 | -85.4887 |  | 0.091042 | 1.4911 | 1.4285 | 0.093249 | 1.4905 | 1.4264 | -39.6442 | -145.8052 | 149.6962 | -39.6365 | -145.7239 | 149.7101
Line11_12_13 | 0.036774 | 0.036774 | 0.036774 | 0.036774 | 0.036774 | 0.036774 | 0.0084926 | 0.0084926 | 0.0084926 | 0.0084927 | 0.0084927 | 0.0084927 | -0.00055159 | -0.0062841 | 0.0069136 | 0.00056457 | 0.0062971 | -0.0069006 | -0.00056824 | 0.010988 | 0.0099469 | 0.00058177 | -0.010975 | -0.0099335 | 94.5112 | 94.5112 | 94.5112 | -85.4888 | -85.4888 | -85.4888 |  | 0.093249 | 1.4905 | 1.4264 | 0.095457 | 1.4899 | 1.4242 | -39.6365 | -145.7239 | 149.7101 | -39.6292 | -145.6425 | 149.724
Line12_13_15 | 0 | 0 | 0 | 0 | 0 | 0 | 0 | 0 | 0 | 0 | 0 | 0 | 1.2676e-08 | 1.6029e-07 | -1.5241e-07 | -8.2411e-09 | -1.1057e-07 | 9.8248e-08 | 1.4364e-08 | -2.5244e-07 | -2.4183e-07 | -9.7768e-09 | 1.6617e-07 | 1.6355e-07 | 0 | 0 | 0 | 0 | 0 | 0 |  | 0.095457 | 1.4899 | 1.4242 | 0.095457 | 1.4899 | 1.4242 | -39.6292 | -145.6425 | 149.724 | -39.6292 | -145.6425 | 149.724
Line13_13_14 | 0.036775 | 0.036775 | 0.036775 | 0.036775 | 0.036775 | 0.036775 | 0.0084929 | 0.0084929 | 0.0084929 | 0.0084929 | 0.0084929 | 0.0084929 | -0.00056459 | -0.0062973 | 0.0069008 | 0.00057757 | 0.0063103 | -0.0068879 | -0.00058179 | 0.010975 | 0.0099337 | 0.00059532 | -0.010962 | -0.0099203 | 94.5112 | 94.5112 | 94.5112 | -85.4888 | -85.4888 | -85.4888 |  | 0.095457 | 1.4899 | 1.4242 | 0.097664 | 1.4893 | 1.422 | -39.6292 | -145.6425 | 149.724 | -39.6222 | -145.5609 | 149.738
Line14_15_16 | 0 | 0 | 0 | 0 | 0 | 0 | 0 | 0 | 0 | 0 | 0 | 0 | 8.4503e-09 | 1.0686e-07 | -1.016e-07 | -4.016e-09 | -5.7137e-08 | 4.7446e-08 | 9.5759e-09 | -1.683e-07 | -1.6122e-07 | -4.9889e-09 | 8.202e-08 | 8.294e-08 | 0 | 0 | 0 | 0 | 0 | 0 |  | 0.095457 | 1.4899 | 1.4242 | 0.095457 | 1.4899 | 1.4242 | -39.6292 | -145.6425 | 149.724 | -39.6292 | -145.6425 | 149.724
Line15_16_17 | 0 | 0 | 0 | 0 | 0 | 0 | 0 | 0 | 0 | 0 | 0 | 0 | 4.2252e-09 | 5.343e-08 | -5.0802e-08 | 2.092e-10 | -3.7066e-09 | -3.3557e-09 | 4.788e-09 | -8.4148e-08 | -8.061e-08 | -2.0092e-10 | -2.1277e-09 | 2.3303e-09 | 0 | 0 | 0 | 0 | 0 | 0 |  | 0.095457 | 1.4899 | 1.4242 | 0.095457 | 1.4899 | 1.4242 | -39.6292 | -145.6425 | 149.724 | -39.6292 | -145.6425 | 149.724
Line16_4_18 | 0.44417 | 0 | 0 | 0.44417 | 0 | 0 | 0.10258 | 0 | 0 | 0.10258 | 0 | 0 | 0.0031565 | 5.5907e-08 | -5.0374e-08 | 2.9985e-16 | -3.6678e-09 | -3.2757e-09 | 0.0032881 | -8.4784e-08 | -8.285e-08 | 2.5587e-15 | -2.0913e-09 | 2.3177e-09 | -85.8432 | 0 | 0 | 94.1568 | 0 | 0 |  | 0.044435 | 1.4893 | 1.4219 | 0 | 1.4869 | 1.4132 | -39.6741 | -145.5566 | 149.7422 | 0 | -145.2272 | 149.8011
Line17_5_19 | 0.036996 | 0.036996 | 0.036996 | 0.036997 | 0.036997 | 0.036997 | 0.0085439 | 0.0085439 | 0.0085439 | 0.008544 | 0.008544 | 0.008544 | -0.00052586 | -0.0063589 | 0.0069242 | 0.000539 | 0.0063721 | -0.0069111 | -0.00054747 | 0.011046 | 0.010074 | 0.00056117 | -0.011032 | -0.01006 | 94.1857 | 94.1857 | 94.1857 | -85.8143 | -85.8143 | -85.8143 |  | 0.088848 | 1.4918 | 1.4307 | 0.091069 | 1.4911 | 1.4285 | -39.6604 | -145.8859 | 149.6829 | -39.66 | -145.804 | 149.6974
Line1_1_3 | 0.036773 | 0.036773 | 0.036773 | 0.036773 | 0.036773 | 0.036773 | 0.0084924 | 0.0084924 | 0.0084924 | 0.0084925 | 0.0084925 | 0.0084925 | -0.00051263 | -0.0062449 | 0.0069524 | 0.00052561 | 0.006258 | -0.0069394 | -0.00052766 | 0.011029 | 0.0099872 | 0.00054119 | -0.011015 | -0.0099738 | 94.5113 | 94.5113 | 94.5113 | -85.4887 | -85.4887 | -85.4887 |  | 0.086627 | 1.4924 | 1.4329 | 0.088835 | 1.4917 | 1.4307 | -39.6608 | -145.9678 | 149.6686 | -39.6523 | -145.8865 | 149.6824
Line2_1_4 | 0.4068 | 0.037368 | 0.037368 | 0.4068 | 0.037368 | 0.037368 | 0.093947 | 0.0086297 | 0.0086297 | 0.093946 | 0.0086297 | 0.0086297 | 0.0056395 | -0.006515 | 0.0069101 | -0.0028935 | 0.0065811 | -0.0068442 | 0.0058676 | 0.011109 | 0.010255 | -0.0030091 | -0.01104 | -0.010185 | -85.796 | 93.6429 | 93.6429 | 94.204 | -86.3571 | -86.3571 |  | 0.086627 | 1.4924 | 1.4329 | 0.044435 | 1.4893 | 1.4219 | -39.6608 | -145.9678 | 149.6686 | -39.6741 | -145.5566 | 149.7422
Line3_1_5 | 0.036996 | 0.036996 | 0.036996 | 0.036996 | 0.036996 | 0.036996 | 0.0085439 | 0.0085439 | 0.0085439 | 0.0085439 | 0.0085439 | 0.0085439 | -0.00051271 | -0.0063457 | 0.0069373 | 0.00052586 | 0.0063589 | -0.0069242 | -0.00053378 | 0.011059 | 0.010087 | 0.00054747 | -0.011046 | -0.010074 | 94.1858 | 94.1858 | 94.1858 | -85.8142 | -85.8142 | -85.8142 |  | 0.086627 | 1.4924 | 1.4329 | 0.088848 | 1.4918 | 1.4307 | -39.6608 | -145.9678 | 149.6686 | -39.6604 | -145.8859 | 149.6829
Line4_2_6 | 0.036921 | 0.036921 | 0.036921 | 0.036922 | 0.036922 | 0.036922 | 0.0085266 | 0.0085266 | 0.0085266 | 0.0085267 | 0.0085267 | 0.0085267 | -0.00052577 | -0.006325 | 0.0069293 | 0.00053887 | 0.0063381 | -0.0069163 | -0.00054536 | 0.011036 | 0.01004 | 0.000559 | -0.011022 | -0.010027 | 94.2947 | 94.2947 | 94.2947 | -85.7053 | -85.7053 | -85.7053 |  | 0.088844 | 1.4918 | 1.4307 | 0.09106 | 1.4911 | 1.4285 | -39.6577 | -145.8861 | 149.6827 | -39.6547 | -145.8044 | 149.697
Line5_6_7 | 0.036922 | 0.036922 | 0.036922 | 0.036922 | 0.036922 | 0.036922 | 0.0085267 | 0.0085267 | 0.0085267 | 0.0085267 | 0.0085267 | 0.0085267 | -0.00053886 | -0.0063381 | 0.0069163 | 0.00055196 | 0.0063513 | -0.0069033 | -0.000559 | 0.011022 | 0.010027 | 0.00057263 | -0.011008 | -0.010013 | 94.2947 | 94.2947 | 94.2947 | -85.7053 | -85.7053 | -85.7053 |  | 0.09106 | 1.4911 | 1.4285 | 0.093276 | 1.4905 | 1.4263 | -39.6547 | -145.8044 | 149.697 | -39.6519 | -145.7226 | 149.7113
Line6_7_8 | 0 | 0 | 0 | 0 | 0 | 0 | 0 | 0 | 0 | 0 | 0 | 0 | 1.239e-08 | 1.608e-07 | -1.5254e-07 | -8.055e-09 | -1.1091e-07 | 9.8324e-08 | 1.4082e-08 | -2.5298e-07 | -2.4293e-07 | -9.5844e-09 | 1.6652e-07 | 1.6429e-07 | 0 | 0 | 0 | 0 | 0 | 0 |  | 0.093276 | 1.4905 | 1.4263 | 0.093276 | 1.4905 | 1.4263 | -39.6519 | -145.7226 | 149.7113 | -39.6519 | -145.7226 | 149.7113
Line7_8_9 | 0 | 0 | 0 | 0 | 0 | 0 | 0 | 0 | 0 | 0 | 0 | 0 | 4.1301e-09 | 5.3599e-08 | -5.0848e-08 | 2.0509e-10 | -3.7147e-09 | -3.3716e-09 | 4.694e-09 | -8.4327e-08 | -8.0977e-08 | -1.9642e-10 | -2.1348e-09 | 2.3329e-09 | 0 | 0 | 0 | 0 | 0 | 0 |  | 0.093276 | 1.4905 | 1.4263 | 0.093276 | 1.4905 | 1.4263 | -39.6519 | -145.7226 | 149.7113 | -39.6519 | -145.7226 | 149.7113
Line8_8_10 | 0 | 0 | 0 | 0 | 0 | 0 | 0 | 0 | 0 | 0 | 0 | 0 | 4.1301e-09 | 5.3599e-08 | -5.0848e-08 | 2.0509e-10 | -3.7147e-09 | -3.3716e-09 | 4.694e-09 | -8.4327e-08 | -8.0977e-08 | -1.9642e-10 | -2.1348e-09 | 2.3329e-09 | 0 | 0 | 0 | 0 | 0 | 0 |  | 0.093276 | 1.4905 | 1.4263 | 0.093276 | 1.4905 | 1.4263 | -39.6519 | -145.7226 | 149.7113 | -39.6519 | -145.7226 | 149.7113
Line9_3_11 | 0.036773 | 0.036773 | 0.036773 | 0.036774 | 0.036774 | 0.036774 | 0.0084925 | 0.0084925 | 0.0084925 | 0.0084925 | 0.0084925 | 0.0084925 | -0.00052561 | -0.006258 | 0.0069394 | 0.0005386 | 0.006271 | -0.0069265 | -0.00054119 | 0.011015 | 0.0099738 | 0.00055472 | -0.011002 | -0.0099604 | 94.5113 | 94.5113 | 94.5113 | -85.4887 | -85.4887 | -85.4887 |  | 0.088835 | 1.4917 | 1.4307 | 0.091042 | 1.4911 | 1.4285 | -39.6523 | -145.8865 | 149.6824 | -39.6442 | -145.8052 | 149.6962

## LG_min_fault_6
name | pf_ikss_a_from_ka | pf_ikss_b_from_ka | pf_ikss_c_from_ka | pf_ikss_a_to_ka | pf_ikss_b_to_ka | pf_ikss_c_to_ka | pf_skss_a_from_mw | pf_skss_b_from_mw | pf_skss_c_from_mw | pf_skss_a_to_mw | pf_skss_b_to_mw | pf_skss_c_to_mw | pf_p_a_from_mw | pf_p_b_from_mw | pf_p_c_from_mw | pf_p_a_to_mw | pf_p_b_to_mw | pf_p_c_to_mw | pf_q_a_from_mvar | pf_q_b_from_mvar | pf_q_c_from_mvar | pf_q_a_to_mvar | pf_q_b_to_mvar | pf_q_c_to_mvar | pf_ikss_a_from_degree | pf_ikss_b_from_degree | pf_ikss_c_from_degree | pf_ikss_a_to_degree | pf_ikss_b_to_degree | pf_ikss_c_to_degree | 3xI0 | pf_vm_a_from_pu | pf_vm_b_from_pu | pf_vm_c_from_pu | pf_vm_a_to_pu | pf_vm_b_to_pu | pf_vm_c_to_pu | pf_va_a_from_degree | pf_va_b_from_degree | pf_va_c_from_degree | pf_va_a_to_degree | pf_va_b_to_degree | pf_va_c_to_degree
Line0_1_2 | 0.002454 | 0.002454 | 0.002454 | 0.0024541 | 0.0024541 | 0.0024541 | 0.00056674 | 0.00056674 | 0.00056674 | 0.00056674 | 0.00056674 | 0.00056674 | -0.00036538 | -0.00015929 | 0.00052519 | 0.00036544 | 0.00015934 | -0.00052514 | -0.00036372 | 0.00054397 | -8.9366e-05 | 0.00036379 | -0.00054391 | 8.9427e-05 | 132.7778 | 132.7778 | 132.7778 | -47.2222 | -47.2222 | -47.2222 |  | 0.9097 | 1.0001 | 0.94001 | 0.90984 | 1.0001 | 0.93993 | -2.3527 | -120.9012 | 123.1208 | -2.3525 | -120.8939 | 123.1134
Line10_11_12 | 0.0024443 | 0.0024443 | 0.0024443 | 0.0024443 | 0.0024443 | 0.0024443 | 0.00056448 | 0.00056448 | 0.00056448 | 0.00056448 | 0.00056448 | 0.00056448 | -0.00036541 | -0.00015672 | 0.00052264 | 0.00036547 | 0.00015677 | -0.00052259 | -0.00036101 | 0.00054228 | -9.1106e-05 | 0.00036108 | -0.00054222 | 9.1166e-05 | 132.9943 | 132.9943 | 132.9943 | -47.0057 | -47.0057 | -47.0057 |  | 0.90999 | 0.99999 | 0.93985 | 0.91014 | 0.99991 | 0.93977 | -2.3522 | -120.8866 | 123.1059 | -2.352 | -120.8793 | 123.0985
Line11_12_13 | 0.0024443 | 0.0024443 | 0.0024443 | 0.0024443 | 0.0024443 | 0.0024443 | 0.00056448 | 0.00056448 | 0.00056448 | 0.00056448 | 0.00056448 | 0.00056448 | -0.00036547 | -0.00015677 | 0.00052259 | 0.00036553 | 0.00015683 | -0.00052253 | -0.00036108 | 0.00054222 | -9.1166e-05 | 0.00036114 | -0.00054217 | 9.1226e-05 | 132.9943 | 132.9943 | 132.9943 | -47.0057 | -47.0057 | -47.0057 |  | 0.91014 | 0.99991 | 0.93977 | 0.91028 | 0.99984 | 0.93968 | -2.352 | -120.8793 | 123.0985 | -2.3517 | -120.8721 | 123.0911
Line12_13_15 | 0 | 0 | 0 | 0 | 0 | 0 | 0 | 0 | 0 | 0 | 0 | 0 | 8.224e-09 | 4.2767e-09 | -1.2433e-08 | -5.3528e-09 | -3.0343e-09 | 8.3197e-09 | 8.9333e-09 | -1.2634e-08 | 1.6007e-09 | -6.0857e-09 | 8.3699e-09 | -8.906e-10 | 0 | 0 | 0 | 0 | 0 | 0 |  | 0.91028 | 0.99984 | 0.93968 | 0.91028 | 0.99984 | 0.93968 | -2.3517 | -120.8721 | 123.0911 | -2.3517 | -120.8721 | 123.0911
Line13_13_14 | 0.0024443 | 0.0024443 | 0.0024443 | 0.0024444 | 0.0024444 | 0.0024444 | 0.0005645 | 0.0005645 | 0.0005645 | 0.0005645 | 0.0005645 | 0.0005645 | -0.00036554 | -0.00015684 | 0.00052255 | 0.0003656 | 0.0001569 | -0.00052249 | -0.00036115 | 0.00054218 | -9.1228e-05 | 0.00036121 | -0.00054212 | 9.1288e-05 | 132.9942 | 132.9942 | 132.9942 | -47.0058 | -47.0058 | -47.0058 |  | 0.91028 | 0.99984 | 0.93968 | 0.91043 | 0.99977 | 0.9396 | -2.3517 | -120.8721 | 123.0911 | -2.3515 | -120.8648 | 123.0837
Line14_15_16 | 0 | 0 | 0 | 0 | 0 | 0 | 0 | 0 | 0 | 0 | 0 | 0 | 5.4827e-09 | 2.8511e-09 | -8.2889e-09 | -2.6114e-09 | -1.6087e-09 | 4.1752e-09 | 5.9555e-09 | -8.4229e-09 | 1.0671e-09 | -3.1079e-09 | 4.1584e-09 | -3.5705e-10 | 0 | 0 | 0 | 0 | 0 | 0 |  | 0.91028 | 0.99984 | 0.93968 | 0.91028 | 0.99984 | 0.93968 | -2.3517 | -120.8721 | 123.0911 | -2.3517 | -120.8721 | 123.0911
Line15_16_17 | 0 | 0 | 0 | 0 | 0 | 0 | 0 | 0 | 0 | 0 | 0 | 0 | 2.7413e-09 | 1.4256e-09 | -4.1445e-09 | 1.2989e-10 | -1.8312e-10 | 3.0783e-11 | 2.9778e-09 | -4.2114e-09 | 5.3355e-10 | -1.3011e-10 | -5.3007e-11 | 1.7651e-10 | 0 | 0 | 0 | 0 | 0 | 0 |  | 0.91028 | 0.99984 | 0.93968 | 0.91028 | 0.99984 | 0.93968 | -2.3517 | -120.8721 | 123.0911 | -2.3517 | -120.8721 | 123.0911
Line16_4_18 | 0.029523 | 0 | 0 | 0.029523 | 0 | 0 | 0.0068179 | 0 | 0 | 0.0068179 | 0 | 0 | 0.0043719 | 1.5208e-09 | -4.2318e-09 | -0.0043579 | -1.8169e-10 | 3.2339e-11 | 0.0043724 | -4.2686e-09 | 4.7779e-10 | -0.0043579 | -5.0729e-11 | 1.743e-10 | -47.3602 | 0 | 0 | 132.6398 | 0 | 0 |  | 0.90689 | 0.99977 | 0.93959 | 0.90394 | 0.99948 | 0.93926 | -2.3564 | -120.8643 | 123.0836 | -2.3602 | -120.8349 | 123.0538
Line17_5_19 | 0.002459 | 0.002459 | 0.002459 | 0.0024591 | 0.0024591 | 0.0024591 | 0.00056789 | 0.00056789 | 0.00056789 | 0.0005679 | 0.0005679 | 0.0005679 | -0.00036549 | -0.00016071 | 0.00052637 | 0.00036555 | 0.00016076 | -0.00052632 | -0.00036522 | 0.00054472 | -8.8608e-05 | 0.00036529 | -0.00054466 | 8.8669e-05 | 132.6688 | 132.6688 | 132.6688 | -47.3312 | -47.3312 | -47.3312 |  | 0.90984 | 1.0001 | 0.93993 | 0.90999 | 0.99999 | 0.93985 | -2.3525 | -120.8938 | 123.1134 | -2.3523 | -120.8865 | 123.1059
Line1_1_3 | 0.0024442 | 0.0024442 | 0.0024442 | 0.0024442 | 0.0024442 | 0.0024442 | 0.00056447 | 0.00056447 | 0.00056447 | 0.00056447 | 0.00056447 | 0.00056447 | -0.00036529 | -0.0001566 | 0.00052275 | 0.00036535 | 0.00015666 | -0.00052269 | -0.00036089 | 0.00054239 | -9.0985e-05 | 0.00036095 | -0.00054233 | 9.1045e-05 | 132.9943 | 132.9943 | 132.9943 | -47.0057 | -47.0057 | -47.0057 |  | 0.9097 | 1.0001 | 0.94001 | 0.90984 | 1.0001 | 0.93993 | -2.3527 | -120.9012 | 123.1208 | -2.3524 | -120.8939 | 123.1134
Line2_1_4 | 0.027039 | 0.0024837 | 0.0024837 | 0.027039 | 0.0024837 | 0.0024837 | 0.0062444 | 0.00057359 | 0.00057359 | 0.0062444 | 0.0005736 | 0.0005736 | 0.0040195 | -0.00016746 | 0.00053254 | -0.0040074 | 0.00016776 | -0.00053225 | 0.0040139 | 0.00054868 | -8.4395e-05 | -0.0040013 | -0.00054838 | 8.4704e-05 | -47.313 | 132.1259 | 132.1259 | 132.687 | -47.8741 | -47.8741 |  | 0.9097 | 1.0001 | 0.94001 | 0.90689 | 0.99977 | 0.93959 | -2.3527 | -120.9012 | 123.1208 | -2.3564 | -120.8643 | 123.0836
Line3_1_5 | 0.002459 | 0.002459 | 0.002459 | 0.002459 | 0.002459 | 0.002459 | 0.00056789 | 0.00056789 | 0.00056789 | 0.00056789 | 0.00056789 | 0.00056789 | -0.00036543 | -0.00016065 | 0.00052643 | 0.00036549 | 0.0001607 | -0.00052637 | -0.00036516 | 0.00054477 | -8.8547e-05 | 0.00036522 | -0.00054472 | 8.8608e-05 | 132.6688 | 132.6688 | 132.6688 | -47.3312 | -47.3312 | -47.3312 |  | 0.9097 | 1.0001 | 0.94001 | 0.90984 | 1.0001 | 0.93993 | -2.3527 | -120.9012 | 123.1208 | -2.3525 | -120.8938 | 123.1134
Line4_2_6 | 0.0024541 | 0.0024541 | 0.0024541 | 0.0024541 | 0.0024541 | 0.0024541 | 0.00056674 | 0.00056674 | 0.00056674 | 0.00056675 | 0.00056675 | 0.00056675 | -0.00036544 | -0.00015934 | 0.00052514 | 0.0003655 | 0.0001594 | -0.00052508 | -0.00036379 | 0.00054391 | -8.9427e-05 | 0.00036385 | -0.00054386 | 8.9488e-05 | 132.7778 | 132.7777 | 132.7777 | -47.2222 | -47.2223 | -47.2223 |  | 0.90984 | 1.0001 | 0.93993 | 0.90999 | 0.99999 | 0.93985 | -2.3525 | -120.8939 | 123.1134 | -2.3523 | -120.8865 | 123.1059
Line5_6_7 | 0.0024541 | 0.0024541 | 0.0024541 | 0.0024541 | 0.0024541 | 0.0024541 | 0.00056675 | 0.00056675 | 0.00056675 | 0.00056675 | 0.00056675 | 0.00056675 | -0.0003655 | -0.0001594 | 0.00052508 | 0.00036557 | 0.00015946 | -0.00052503 | -0.00036385 | 0.00054386 | -8.9488e-05 | 0.00036391 | -0.0005438 | 8.9549e-05 | 132.7777 | 132.7777 | 132.7777 | -47.2223 | -47.2223 | -47.2223 |  | 0.90999 | 0.99999 | 0.93985 | 0.91014 | 0.99991 | 0.93976 | -2.3523 | -120.8865 | 123.1059 | -2.3521 | -120.8792 | 123.0985
Line6_7_8 | 0 | 0 | 0 | 0 | 0 | 0 | 0 | 0 | 0 | 0 | 0 | 0 | 8.2226e-09 | 4.3076e-09 | -1.2462e-08 | -5.3514e-09 | -3.0551e-09 | 8.3388e-09 | 8.965e-09 | -1.2653e-08 | 1.5792e-09 | -6.1068e-09 | 8.3819e-09 | -8.7583e-10 | 0 | 0 | 0 | 0 | 0 | 0 |  | 0.91014 | 0.99991 | 0.93976 | 0.91014 | 0.99991 | 0.93976 | -2.3521 | -120.8792 | 123.0985 | -2.3521 | -120.8792 | 123.0985
Line7_8_9 | 0 | 0 | 0 | 0 | 0 | 0 | 0 | 0 | 0 | 0 | 0 | 0 | 2.7409e-09 | 1.4359e-09 | -4.1542e-09 | 1.3035e-10 | -1.8341e-10 | 3.0488e-11 | 2.9883e-09 | -4.2177e-09 | 5.2638e-10 | -1.3011e-10 | -5.3445e-11 | 1.7694e-10 | 0 | 0 | 0 | 0 | 0 | 0 |  | 0.91014 | 0.99991 | 0.93976 | 0.91014 | 0.99991 | 0.93976 | -2.3521 | -120.8792 | 123.0985 | -2.3521 | -120.8792 | 123.0985
Line8_8_10 | 0 | 0 | 0 | 0 | 0 | 0 | 0 | 0 | 0 | 0 | 0 | 0 | 2.7409e-09 | 1.4359e-09 | -4.1542e-09 | 1.3035e-10 | -1.8341e-10 | 3.0488e-11 | 2.9883e-09 | -4.2177e-09 | 5.2638e-10 | -1.3011e-10 | -5.3445e-11 | 1.7694e-10 | 0 | 0 | 0 | 0 | 0 | 0 |  | 0.91014 | 0.99991 | 0.93976 | 0.91014 | 0.99991 | 0.93976 | -2.3521 | -120.8792 | 123.0985 | -2.3521 | -120.8792 | 123.0985
Line9_3_11 | 0.0024442 | 0.0024442 | 0.0024442 | 0.0024443 | 0.0024443 | 0.0024443 | 0.00056447 | 0.00056447 | 0.00056447 | 0.00056448 | 0.00056448 | 0.00056448 | -0.00036535 | -0.00015666 | 0.00052269 | 0.00036541 | 0.00015672 | -0.00052264 | -0.00036095 | 0.00054233 | -9.1045e-05 | 0.00036101 | -0.00054228 | 9.1106e-05 | 132.9943 | 132.9943 | 132.9943 | -47.0057 | -47.0057 | -47.0057 |  | 0.90984 | 1.0001 | 0.93993 | 0.90999 | 0.99999 | 0.93985 | -2.3524 | -120.8939 | 123.1134 | -2.3522 | -120.8866 | 123.1059

## LG_min_fault_10
name | pf_ikss_a_from_ka | pf_ikss_b_from_ka | pf_ikss_c_from_ka | pf_ikss_a_to_ka | pf_ikss_b_to_ka | pf_ikss_c_to_ka | pf_skss_a_from_mw | pf_skss_b_from_mw | pf_skss_c_from_mw | pf_skss_a_to_mw | pf_skss_b_to_mw | pf_skss_c_to_mw | pf_p_a_from_mw | pf_p_b_from_mw | pf_p_c_from_mw | pf_p_a_to_mw | pf_p_b_to_mw | pf_p_c_to_mw | pf_q_a_from_mvar | pf_q_b_from_mvar | pf_q_c_from_mvar | pf_q_a_to_mvar | pf_q_b_to_mvar | pf_q_c_to_mvar | pf_ikss_a_from_degree | pf_ikss_b_from_degree | pf_ikss_c_from_degree | pf_ikss_a_to_degree | pf_ikss_b_to_degree | pf_ikss_c_to_degree | 3xI0 | pf_vm_a_from_pu | pf_vm_b_from_pu | pf_vm_c_from_pu | pf_vm_a_to_pu | pf_vm_b_to_pu | pf_vm_c_to_pu | pf_va_a_from_degree | pf_va_b_from_degree | pf_va_c_from_degree | pf_va_a_to_degree | pf_va_b_to_degree | pf_va_c_to_degree
Line0_1_2 | 0.0023249 | 0.0023249 | 0.0023249 | 0.0023249 | 0.0023249 | 0.0023249 | 0.00053691 | 0.00053691 | 0.00053691 | 0.00053691 | 0.00053691 | 0.00053691 | -0.00032793 | -0.00014296 | 0.00047136 | 0.00032799 | 0.00014301 | -0.00047131 | -0.00032644 | 0.00048822 | -8.0207e-05 | 0.0003265 | -0.00048817 | 8.0262e-05 | 132.7778 | 132.7778 | 132.7778 | -47.2222 | -47.2222 | -47.2222 |  | 0.86182 | 0.9475 | 0.89054 | 0.86196 | 0.94743 | 0.89046 | -2.3527 | -120.9012 | 123.1208 | -2.3525 | -120.8939 | 123.1134
Line10_11_12 | 0.0023156 | 0.0023156 | 0.0023156 | 0.0023156 | 0.0023156 | 0.0023156 | 0.00053477 | 0.00053477 | 0.00053477 | 0.00053477 | 0.00053477 | 0.00053477 | -0.00032796 | -0.00014065 | 0.00046907 | 0.00032801 | 0.00014071 | -0.00046902 | -0.00032401 | 0.0004867 | -8.1768e-05 | 0.00032407 | -0.00048665 | 8.1822e-05 | 132.9943 | 132.9943 | 132.9943 | -47.0057 | -47.0057 | -47.0057 |  | 0.8621 | 0.94736 | 0.89038 | 0.86223 | 0.94729 | 0.8903 | -2.3522 | -120.8866 | 123.1059 | -2.352 | -120.8793 | 123.0985
Line11_12_13 | 0.0023156 | 0.0023156 | 0.0023156 | 0.0023156 | 0.0023156 | 0.0023156 | 0.00053477 | 0.00053477 | 0.00053477 | 0.00053477 | 0.00053477 | 0.00053477 | -0.00032801 | -0.00014071 | 0.00046902 | 0.00032806 | 0.00014076 | -0.00046898 | -0.00032407 | 0.00048665 | -8.1822e-05 | 0.00032413 | -0.0004866 | 8.1876e-05 | 132.9943 | 132.9943 | 132.9943 | -47.0057 | -47.0057 | -47.0057 |  | 0.86223 | 0.94729 | 0.8903 | 0.86237 | 0.94722 | 0.89023 | -2.352 | -120.8793 | 123.0985 | -2.3517 | -120.8721 | 123.0911
Line12_13_15 | 0 | 0 | 0 | 0 | 0 | 0 | 0 | 0 | 0 | 0 | 0 | 0 | 7.3811e-09 | 3.8384e-09 | -1.1159e-08 | -4.8042e-09 | -2.7233e-09 | 7.467e-09 | 8.0177e-09 | -1.1339e-08 | 1.4366e-09 | -5.4619e-09 | 7.512e-09 | -7.9932e-10 | 0 | 0 | 0 | 0 | 0 | 0 |  | 0.86237 | 0.94722 | 0.89023 | 0.86237 | 0.94722 | 0.89023 | -2.3517 | -120.8721 | 123.0911 | -2.3517 | -120.8721 | 123.0911
Line13_13_14 | 0.0023157 | 0.0023157 | 0.0023157 | 0.0023157 | 0.0023157 | 0.0023157 | 0.00053479 | 0.00053479 | 0.00053479 | 0.00053479 | 0.00053479 | 0.00053479 | -0.00032807 | -0.00014076 | 0.00046899 | 0.00032812 | 0.00014082 | -0.00046894 | -0.00032413 | 0.00048661 | -8.1878e-05 | 0.00032419 | -0.00048656 | 8.1932e-05 | 132.9942 | 132.9942 | 132.9942 | -47.0058 | -47.0058 | -47.0058 |  | 0.86237 | 0.94722 | 0.89023 | 0.86251 | 0.94715 | 0.89015 | -2.3517 | -120.8721 | 123.0911 | -2.3515 | -120.8648 | 123.0837
Line14_15_16 | 0 | 0 | 0 | 0 | 0 | 0 | 0 | 0 | 0 | 0 | 0 | 0 | 4.9207e-09 | 2.5589e-09 | -7.4394e-09 | -2.3438e-09 | -1.4438e-09 | 3.7473e-09 | 5.3451e-09 | -7.5596e-09 | 9.5773e-10 | -2.7893e-09 | 3.7322e-09 | -3.2045e-10 | 0 | 0 | 0 | 0 | 0 | 0 |  | 0.86237 | 0.94722 | 0.89023 | 0.86237 | 0.94722 | 0.89023 | -2.3517 | -120.8721 | 123.0911 | -2.3517 | -120.8721 | 123.0911
Line15_16_17 | 0 | 0 | 0 | 0 | 0 | 0 | 0 | 0 | 0 | 0 | 0 | 0 | 2.4604e-09 | 1.2795e-09 | -3.7197e-09 | 1.1658e-10 | -1.6435e-10 | 2.7628e-11 | 2.6726e-09 | -3.7798e-09 | 4.7887e-10 | -1.1677e-10 | -4.7575e-11 | 1.5841e-10 | 0 | 0 | 0 | 0 | 0 | 0 |  | 0.86237 | 0.94722 | 0.89023 | 0.86237 | 0.94722 | 0.89023 | -2.3517 | -120.8721 | 123.0911 | -2.3517 | -120.8721 | 123.0911
Line16_4_18 | 0.027969 | 0 | 0 | 0.027969 | 0 | 0 | 0.0064591 | 0 | 0 | 0.0064591 | 0 | 0 | 0.0039238 | 1.365e-09 | -3.7981e-09 | -0.0039112 | -1.6307e-10 | 2.9024e-11 | 0.0039243 | -3.8311e-09 | 4.2882e-10 | -0.0039112 | -4.553e-11 | 1.5643e-10 | -47.3602 | 0 | 0 | 132.6398 | 0 | 0 |  | 0.85916 | 0.94715 | 0.89014 | 0.85636 | 0.94687 | 0.88983 | -2.3564 | -120.8643 | 123.0836 | -2.3602 | -120.8349 | 123.0538
Line17_5_19 | 0.0023296 | 0.0023296 | 0.0023296 | 0.0023296 | 0.0023296 | 0.0023296 | 0.000538 | 0.000538 | 0.000538 | 0.00053801 | 0.00053801 | 0.00053801 | -0.00032803 | -0.00014423 | 0.00047242 | 0.00032809 | 0.00014429 | -0.00047237 | -0.00032779 | 0.00048889 | -7.9526e-05 | 0.00032785 | -0.00048884 | 7.9581e-05 | 132.6688 | 132.6688 | 132.6688 | -47.3312 | -47.3312 | -47.3312 |  | 0.86196 | 0.94743 | 0.89046 | 0.8621 | 0.94736 | 0.89038 | -2.3525 | -120.8938 | 123.1134 | -2.3523 | -120.8865 | 123.1059
Line1_1_3 | 0.0023156 | 0.0023156 | 0.0023156 | 0.0023156 | 0.0023156 | 0.0023156 | 0.00053476 | 0.00053476 | 0.00053476 | 0.00053476 | 0.00053476 | 0.00053476 | -0.00032785 | -0.00014055 | 0.00046917 | 0.0003279 | 0.0001406 | -0.00046912 | -0.0003239 | 0.0004868 | -8.166e-05 | 0.00032396 | -0.00048675 | 8.1714e-05 | 132.9943 | 132.9943 | 132.9943 | -47.0057 | -47.0057 | -47.0057 |  | 0.86182 | 0.9475 | 0.89054 | 0.86196 | 0.94743 | 0.89046 | -2.3527 | -120.9012 | 123.1208 | -2.3524 | -120.8939 | 123.1134
Line2_1_4 | 0.025616 | 0.002353 | 0.002353 | 0.025616 | 0.002353 | 0.002353 | 0.0059157 | 0.0005434 | 0.0005434 | 0.0059157 | 0.00054341 | 0.00054341 | 0.0036075 | -0.0001503 | 0.00047796 | -0.0035966 | 0.00015056 | -0.0004777 | 0.0036025 | 0.00049245 | -7.5745e-05 | -0.0035912 | -0.00049217 | 7.6022e-05 | -47.313 | 132.1259 | 132.1259 | 132.687 | -47.8741 | -47.8741 |  | 0.86182 | 0.9475 | 0.89054 | 0.85916 | 0.94715 | 0.89014 | -2.3527 | -120.9012 | 123.1208 | -2.3564 | -120.8643 | 123.0836
Line3_1_5 | 0.0023296 | 0.0023296 | 0.0023296 | 0.0023296 | 0.0023296 | 0.0023296 | 0.000538 | 0.000538 | 0.000538 | 0.000538 | 0.000538 | 0.000538 | -0.00032798 | -0.00014418 | 0.00047247 | 0.00032803 | 0.00014423 | -0.00047242 | -0.00032773 | 0.00048894 | -7.9471e-05 | 0.00032779 | -0.00048889 | 7.9526e-05 | 132.6688 | 132.6688 | 132.6688 | -47.3312 | -47.3312 | -47.3312 |  | 0.86182 | 0.9475 | 0.89054 | 0.86196 | 0.94743 | 0.89046 | -2.3527 | -120.9012 | 123.1208 | -2.3525 | -120.8938 | 123.1134
Line4_2_6 | 0.0023249 | 0.0023249 | 0.0023249 | 0.0023249 | 0.0023249 | 0.0023249 | 0.00053691 | 0.00053691 | 0.00053691 | 0.00053692 | 0.00053692 | 0.00053692 | -0.00032799 | -0.00014301 | 0.00047131 | 0.00032804 | 0.00014307 | -0.00047126 | -0.0003265 | 0.00048817 | -8.0262e-05 | 0.00032656 | -0.00048812 | 8.0316e-05 | 132.7778 | 132.7777 | 132.7777 | -47.2222 | -47.2223 | -47.2223 |  | 0.86196 | 0.94743 | 0.89046 | 0.8621 | 0.94736 | 0.89038 | -2.3525 | -120.8939 | 123.1134 | -2.3523 | -120.8865 | 123.1059
Line5_6_7 | 0.0023249 | 0.0023249 | 0.0023249 | 0.0023249 | 0.0023249 | 0.0023249 | 0.00053692 | 0.00053692 | 0.00053692 | 0.00053692 | 0.00053692 | 0.00053692 | -0.00032804 | -0.00014307 | 0.00047126 | 0.0003281 | 0.00014312 | -0.00047122 | -0.00032656 | 0.00048812 | -8.0316e-05 | 0.00032661 | -0.00048807 | 8.0371e-05 | 132.7777 | 132.7777 | 132.7777 | -47.2223 | -47.2223 | -47.2223 |  | 0.8621 | 0.94736 | 0.89038 | 0.86224 | 0.94729 | 0.8903 | -2.3523 | -120.8865 | 123.1059 | -2.3521 | -120.8792 | 123.0985
Line6_7_8 | 0 | 0 | 0 | 0 | 0 | 0 | 0 | 0 | 0 | 0 | 0 | 0 | 7.3798e-09 | 3.8661e-09 | -1.1185e-08 | -4.8029e-09 | -2.742e-09 | 7.4841e-09 | 8.0462e-09 | -1.1356e-08 | 1.4173e-09 | -5.4809e-09 | 7.5228e-09 | -7.8606e-10 | 0 | 0 | 0 | 0 | 0 | 0 |  | 0.86224 | 0.94729 | 0.8903 | 0.86224 | 0.94729 | 0.8903 | -2.3521 | -120.8792 | 123.0985 | -2.3521 | -120.8792 | 123.0985
Line7_8_9 | 0 | 0 | 0 | 0 | 0 | 0 | 0 | 0 | 0 | 0 | 0 | 0 | 2.4599e-09 | 1.2887e-09 | -3.7284e-09 | 1.1699e-10 | -1.6461e-10 | 2.7364e-11 | 2.6821e-09 | -3.7854e-09 | 4.7243e-10 | -1.1677e-10 | -4.7968e-11 | 1.5881e-10 | 0 | 0 | 0 | 0 | 0 | 0 |  | 0.86224 | 0.94729 | 0.8903 | 0.86224 | 0.94729 | 0.8903 | -2.3521 | -120.8792 | 123.0985 | -2.3521 | -120.8792 | 123.0985
Line8_8_10 | 0 | 0 | 0 | 0 | 0 | 0 | 0 | 0 | 0 | 0 | 0 | 0 | 2.4599e-09 | 1.2887e-09 | -3.7284e-09 | 1.1699e-10 | -1.6461e-10 | 2.7364e-11 | 2.6821e-09 | -3.7854e-09 | 4.7243e-10 | -1.1677e-10 | -4.7968e-11 | 1.5881e-10 | 0 | 0 | 0 | 0 | 0 | 0 |  | 0.86224 | 0.94729 | 0.8903 | 0.86224 | 0.94729 | 0.8903 | -2.3521 | -120.8792 | 123.0985 | -2.3521 | -120.8792 | 123.0985
Line9_3_11 | 0.0023156 | 0.0023156 | 0.0023156 | 0.0023156 | 0.0023156 | 0.0023156 | 0.00053476 | 0.00053476 | 0.00053476 | 0.00053477 | 0.00053477 | 0.00053477 | -0.0003279 | -0.0001406 | 0.00046912 | 0.00032796 | 0.00014065 | -0.00046907 | -0.00032396 | 0.00048675 | -8.1714e-05 | 0.00032401 | -0.0004867 | 8.1768e-05 | 132.9943 | 132.9943 | 132.9943 | -47.0057 | -47.0057 | -47.0057 |  | 0.86196 | 0.94743 | 0.89046 | 0.8621 | 0.94736 | 0.89038 | -2.3524 | -120.8939 | 123.1134 | -2.3522 | -120.8866 | 123.1059

## LLG_max_6
name | pf_ikss_a_from_ka | pf_ikss_b_from_ka | pf_ikss_c_from_ka | pf_ikss_a_to_ka | pf_ikss_b_to_ka | pf_ikss_c_to_ka | pf_skss_a_from_mw | pf_skss_b_from_mw | pf_skss_c_from_mw | pf_skss_a_to_mw | pf_skss_b_to_mw | pf_skss_c_to_mw | pf_p_a_from_mw | pf_p_b_from_mw | pf_p_c_from_mw | pf_p_a_to_mw | pf_p_b_to_mw | pf_p_c_to_mw | pf_q_a_from_mvar | pf_q_b_from_mvar | pf_q_c_from_mvar | pf_q_a_to_mvar | pf_q_b_to_mvar | pf_q_c_to_mvar | pf_ikss_a_from_degree | pf_ikss_b_from_degree | pf_ikss_c_from_degree | pf_ikss_a_to_degree | pf_ikss_b_to_degree | pf_ikss_c_to_degree | 3xI0 | pf_vm_a_from_pu | pf_vm_b_from_pu | pf_vm_c_from_pu | pf_vm_a_to_pu | pf_vm_b_to_pu | pf_vm_c_to_pu | pf_va_a_from_degree | pf_va_b_from_degree | pf_va_c_from_degree | pf_va_a_to_degree | pf_va_b_to_degree | pf_va_c_to_degree
Line0_1_2 | 0.023192 | 0.023192 | 0.023192 | 0.023192 | 0.023192 | 0.023192 | 0.005356 | 0.005356 | 0.005356 | 0.005356 | 0.005356 | 0.005356 | 0.00010521 | 0.0031795 | -0.0032605 | -0.00010252 | -0.0031769 | 0.0032633 | 0.0082784 | -0.00055929 | 0.00039771 | -0.0082731 | 0.00056468 | -0.00039233 | -88.967 | -88.967 | -88.967 | 91.033 | 91.033 | 91.033 |  | 1.5458 | 0.60276 | 0.61328 | 1.5448 | 0.60244 | 0.61366 | 0.3049 | -98.9435 | 84.0787 | 0.32304 | -99.0458 | 84.1774
Line10_11_12 | 0.0231 | 0.0231 | 0.0231 | 0.0231 | 0.0231 | 0.0231 | 0.0053347 | 0.0053347 | 0.0053347 | 0.0053347 | 0.0053347 | 0.0053348 | 0.00011568 | 0.0031605 | -0.0032522 | -0.00011301 | -0.0031578 | 0.0032548 | 0.0082347 | -0.00057398 | 0.00039185 | -0.0082294 | 0.00057932 | -0.00038651 | -88.8542 | -88.8542 | -88.8542 | 91.1458 | 91.1458 | 91.1458 |  | 1.5438 | 0.60213 | 0.61403 | 1.5427 | 0.60182 | 0.61441 | 0.34093 | -99.1476 | 84.2754 | 0.35898 | -99.2498 | 84.3736
Line11_12_13 | 0.0231 | 0.0231 | 0.0231 | 0.0231 | 0.0231 | 0.0231 | 0.0053347 | 0.0053347 | 0.0053348 | 0.0053348 | 0.0053348 | 0.0053348 | 0.00011301 | 0.0031578 | -0.0032548 | -0.00011034 | -0.0031552 | 0.0032575 | 0.0082294 | -0.00057932 | 0.00038651 | -0.0082241 | 0.00058466 | -0.00038118 | -88.8543 | -88.8543 | -88.8542 | 91.1457 | 91.1457 | 91.1458 |  | 1.5427 | 0.60182 | 0.61441 | 1.5417 | 0.60151 | 0.61479 | 0.35898 | -99.2498 | 84.3736 | 0.37705 | -99.3521 | 84.4717
Line12_13_15 | 0 | 0 | 0 | 0 | 0 | 0 | 0 | 0 | 0 | 0 | 0 | 0 | 5.9288e-09 | -7.7029e-08 | 7.5298e-08 | -6.7325e-09 | 5.2193e-08 | -4.9658e-08 | -1.9429e-07 | 1.1279e-08 | -4.7964e-09 | 1.2957e-07 | -6.703e-09 | 1.8221e-09 | 0 | 0 | 0 | 0 | 0 | 0 |  | 1.5417 | 0.60151 | 0.61479 | 1.5417 | 0.60151 | 0.61479 | 0.37705 | -99.3521 | 84.4717 | 0.37705 | -99.3521 | 84.4717
Line13_13_14 | 0.023101 | 0.023101 | 0.023101 | 0.023101 | 0.023101 | 0.023101 | 0.0053349 | 0.0053349 | 0.0053349 | 0.005335 | 0.005335 | 0.005335 | 0.00011033 | 0.0031553 | -0.0032576 | -0.00010767 | -0.0031526 | 0.0032603 | 0.0082243 | -0.00058467 | 0.00038118 | -0.008219 | 0.00059001 | -0.00037585 | -88.8543 | -88.8543 | -88.8543 | 91.1457 | 91.1457 | 91.1457 |  | 1.5417 | 0.60151 | 0.61479 | 1.5407 | 0.6012 | 0.61517 | 0.37705 | -99.3521 | 84.4717 | 0.39515 | -99.4545 | 84.5696
Line14_15_16 | 0 | 0 | 0 | 0 | 0 | 0 | 0 | 0 | 0 | 0 | 0 | 0 | 3.9525e-09 | -5.1353e-08 | 5.0198e-08 | -4.7562e-09 | 2.6517e-08 | -2.4559e-08 | -1.2953e-07 | 7.5196e-09 | -3.1976e-09 | 6.4802e-08 | -2.9432e-09 | 2.2335e-10 | 0 | 0 | 0 | 0 | 0 | 0 |  | 1.5417 | 0.60151 | 0.61479 | 1.5417 | 0.60151 | 0.61479 | 0.37705 | -99.3521 | 84.4717 | 0.37705 | -99.3521 | 84.4717
Line15_16_17 | 0 | 0 | 0 | 0 | 0 | 0 | 0 | 0 | 0 | 0 | 0 | 0 | 1.9763e-09 | -2.5676e-08 | 2.5099e-08 | -2.7799e-09 | 8.4041e-10 | 5.4041e-10 | -6.4763e-08 | 3.7598e-09 | -1.5988e-09 | 3.9061e-11 | 8.1661e-10 | -1.3754e-09 | 0 | 0 | 0 | 0 | 0 | 0 |  | 1.5417 | 0.60151 | 0.61479 | 1.5417 | 0.60151 | 0.61479 | 0.37705 | -99.3521 | 84.4717 | 0.37705 | -99.3521 | 84.4717
Line16_4_18 | 0 | 3.098 | 3.185 | 0 | 3.098 | 3.185 | 0 | 0.71546 | 0.73555 | 0 | 0.71546 | 0.73555 | 2.5371e-09 | 0.093594 | 0.1037 | -2.7422e-09 | 1.0636e-13 | 2.647e-14 | -6.5905e-08 | 0.19412 | 0.20046 | 4.856e-11 | 2.1176e-14 | -1.4569e-14 | 0 | -163.3062 | 21.5306 | 0 | 16.6938 | -158.4694 |  | 1.5407 | 0.30122 | 0.30683 | 1.5367 | 0 | 0 | 0.3967 | -99.0469 | 84.1784 | 0.47029 | 0 | 0
Line17_5_19 | 0.023239 | 0.023239 | 0.023239 | 0.023239 | 0.023239 | 0.023239 | 0.0053669 | 0.0053669 | 0.0053669 | 0.0053669 | 0.0053669 | 0.0053669 | 9.4492e-05 | 0.0031839 | -0.0032703 | -9.1793e-05 | -0.0031812 | 0.003273 | 0.0082899 | -0.00056267 | 0.00038987 | -0.0082846 | 0.00056808 | -0.00038448 | -89.0238 | -89.0238 | -89.0238 | 90.9762 | 90.9762 | 90.9762 |  | 1.5448 | 0.60244 | 0.61366 | 1.5437 | 0.60212 | 0.61404 | 0.32312 | -99.046 | 84.1776 | 0.34137 | -99.1486 | 84.2764
Line1_1_3 | 0.0231 | 0.0231 | 0.0231 | 0.0231 | 0.0231 | 0.0231 | 0.0053346 | 0.0053346 | 0.0053346 | 0.0053347 | 0.0053347 | 0.0053347 | 0.00012102 | 0.0031658 | -0.0032468 | -0.00011835 | -0.0031631 | 0.0032495 | 0.0082452 | -0.0005633 | 0.00040252 | -0.0082399 | 0.00056864 | -0.00039718 | -88.8542 | -88.8542 | -88.8542 | 91.1458 | 91.1458 | 91.1458 |  | 1.5458 | 0.60276 | 0.61328 | 1.5448 | 0.60245 | 0.61365 | 0.3049 | -98.9435 | 84.0787 | 0.3229 | -99.0455 | 84.1771
Line2_1_4 | 0.023471 | 3.1046 | 3.1767 | 0.023472 | 3.1046 | 3.1767 | 0.0054205 | 0.71697 | 0.73364 | 0.0054205 | 0.71697 | 0.73364 | 5.6821e-05 | 0.18981 | 0.20465 | -4.3255e-05 | -0.095203 | -0.10204 | 0.0083786 | 0.38825 | 0.40068 | -0.0083513 | -0.19385 | -0.20065 | -89.3065 | -162.8898 | 21.135 | 90.6935 | 17.1102 | -158.865 |  | 1.5458 | 0.60276 | 0.61328 | 1.5407 | 0.30122 | 0.30683 | 0.3049 | -98.9435 | 84.0787 | 0.3967 | -99.0469 | 84.1784
Line3_1_5 | 0.023239 | 0.023239 | 0.023239 | 0.023239 | 0.023239 | 0.023239 | 0.0053668 | 0.0053668 | 0.0053668 | 0.0053669 | 0.0053669 | 0.0053669 | 9.7195e-05 | 0.0031865 | -0.0032675 | -9.4495e-05 | -0.0031839 | 0.0032703 | 0.0082953 | -0.00055727 | 0.00039527 | -0.0082899 | 0.00056267 | -0.00038987 | -89.0238 | -89.0238 | -89.0238 | 90.9762 | 90.9762 | 90.9762 |  | 1.5458 | 0.60276 | 0.61328 | 1.5448 | 0.60244 | 0.61366 | 0.3049 | -98.9435 | 84.0787 | 0.32312 | -99.046 | 84.1776
Line4_2_6 | 0.023192 | 0.023192 | 0.023192 | 0.023192 | 0.023192 | 0.023192 | 0.005356 | 0.005356 | 0.005356 | 0.005356 | 0.005356 | 0.005356 | 0.00010251 | 0.0031769 | -0.0032633 | -9.9825e-05 | -0.0031742 | 0.003266 | 0.0082731 | -0.00056467 | 0.00039233 | -0.0082678 | 0.00057006 | -0.00038695 | -88.967 | -88.967 | -88.967 | 91.033 | 91.033 | 91.033 |  | 1.5448 | 0.60244 | 0.61366 | 1.5437 | 0.60212 | 0.61404 | 0.32304 | -99.0458 | 84.1774 | 0.34122 | -99.1482 | 84.276
Line5_6_7 | 0.023192 | 0.023192 | 0.023192 | 0.023193 | 0.023193 | 0.023193 | 0.005356 | 0.005356 | 0.005356 | 0.0053561 | 0.0053561 | 0.0053561 | 9.9822e-05 | 0.0031742 | -0.003266 | -9.7133e-05 | -0.0031716 | 0.0032687 | 0.0082678 | -0.00057006 | 0.00038695 | -0.0082625 | 0.00057544 | -0.00038158 | -88.967 | -88.9671 | -88.967 | 91.033 | 91.0329 | 91.033 |  | 1.5437 | 0.60212 | 0.61404 | 1.5427 | 0.60181 | 0.61442 | 0.34122 | -99.1482 | 84.276 | 0.35941 | -99.2508 | 84.3746
Line6_7_8 | 0 | 0 | 0 | 0 | 0 | 0 | 0 | 0 | 0 | 0 | 0 | 0 | 6.0737e-09 | -7.7246e-08 | 7.5403e-08 | -6.8365e-09 | 5.2336e-08 | -4.973e-08 | -1.948e-07 | 1.1096e-08 | -4.8572e-09 | 1.299e-07 | -6.5766e-09 | 1.8602e-09 | 0 | 0 | 0 | 0 | 0 | 0 |  | 1.5427 | 0.60181 | 0.61442 | 1.5427 | 0.60181 | 0.61442 | 0.35941 | -99.2508 | 84.3746 | 0.35941 | -99.2508 | 84.3746
Line7_8_9 | 0 | 0 | 0 | 0 | 0 | 0 | 0 | 0 | 0 | 0 | 0 | 0 | 2.0246e-09 | -2.5749e-08 | 2.5134e-08 | -2.7874e-09 | 8.3872e-10 | 5.3858e-10 | -6.4932e-08 | 3.6987e-09 | -1.6191e-09 | 3.7258e-11 | 8.2085e-10 | -1.3779e-09 | 0 | 0 | 0 | 0 | 0 | 0 |  | 1.5427 | 0.60181 | 0.61442 | 1.5427 | 0.60181 | 0.61442 | 0.35941 | -99.2508 | 84.3746 | 0.35941 | -99.2508 | 84.3746
Line8_8_10 | 0 | 0 | 0 | 0 | 0 | 0 | 0 | 0 | 0 | 0 | 0 | 0 | 2.0246e-09 | -2.5749e-08 | 2.5134e-08 | -2.7874e-09 | 8.3872e-10 | 5.3858e-10 | -6.4932e-08 | 3.6987e-09 | -1.6191e-09 | 3.7258e-11 | 8.2085e-10 | -1.3779e-09 | 0 | 0 | 0 | 0 | 0 | 0 |  | 1.5427 | 0.60181 | 0.61442 | 1.5427 | 0.60181 | 0.61442 | 0.35941 | -99.2508 | 84.3746 | 0.35941 | -99.2508 | 84.3746
Line9_3_11 | 0.0231 | 0.0231 | 0.0231 | 0.0231 | 0.0231 | 0.0231 | 0.0053347 | 0.0053347 | 0.0053347 | 0.0053347 | 0.0053347 | 0.0053347 | 0.00011835 | 0.0031631 | -0.0032495 | -0.00011568 | -0.0031605 | 0.0032522 | 0.0082399 | -0.00056864 | 0.00039718 | -0.0082347 | 0.00057398 | -0.00039185 | -88.8542 | -88.8542 | -88.8542 | 91.1458 | 91.1458 | 91.1458 |  | 1.5448 | 0.60245 | 0.61365 | 1.5438 | 0.60213 | 0.61403 | 0.3229 | -99.0455 | 84.1771 | 0.34093 | -99.1476 | 84.2754

## LLG_max_10
name | pf_ikss_a_from_ka | pf_ikss_b_from_ka | pf_ikss_c_from_ka | pf_ikss_a_to_ka | pf_ikss_b_to_ka | pf_ikss_c_to_ka | pf_skss_a_from_mw | pf_skss_b_from_mw | pf_skss_c_from_mw | pf_skss_a_to_mw | pf_skss_b_to_mw | pf_skss_c_to_mw | pf_p_a_from_mw | pf_p_b_from_mw | pf_p_c_from_mw | pf_p_a_to_mw | pf_p_b_to_mw | pf_p_c_to_mw | pf_q_a_from_mvar | pf_q_b_from_mvar | pf_q_c_from_mvar | pf_q_a_to_mvar | pf_q_b_to_mvar | pf_q_c_to_mvar | pf_ikss_a_from_degree | pf_ikss_b_from_degree | pf_ikss_c_from_degree | pf_ikss_a_to_degree | pf_ikss_b_to_degree | pf_ikss_c_to_degree | 3xI0 | pf_vm_a_from_pu | pf_vm_b_from_pu | pf_vm_c_from_pu | pf_vm_a_to_pu | pf_vm_b_to_pu | pf_vm_c_to_pu | pf_va_a_from_degree | pf_va_b_from_degree | pf_va_c_from_degree | pf_va_a_to_degree | pf_va_b_to_degree | pf_va_c_to_degree
Line0_1_2 | 0.024286 | 0.024286 | 0.024286 | 0.024286 | 0.024286 | 0.024286 | 0.0056086 | 0.0056086 | 0.0056087 | 0.0056087 | 0.0056087 | 0.0056087 | 0.00011537 | 0.0034306 | -0.0035194 | -0.00011242 | -0.0034276 | 0.0035224 | 0.0090779 | -0.00061935 | 0.00044216 | -0.0090721 | 0.00062526 | -0.00043627 | -88.9654 | -88.9654 | -88.9654 | 91.0346 | 91.0346 | 91.0346 |  | 1.6187 | 0.62155 | 0.63242 | 1.6176 | 0.62122 | 0.63282 | 0.30651 | -99.1993 | 83.8737 | 0.32465 | -99.3034 | 83.9741
Line10_11_12 | 0.02419 | 0.02419 | 0.02419 | 0.02419 | 0.02419 | 0.02419 | 0.0055864 | 0.0055864 | 0.0055864 | 0.0055864 | 0.0055864 | 0.0055864 | 0.00012685 | 0.0034099 | -0.0035104 | -0.00012393 | -0.003407 | 0.0035133 | 0.00903 | -0.00063532 | 0.0004356 | -0.0090242 | 0.00064118 | -0.00042976 | -88.8526 | -88.8526 | -88.8526 | 91.1474 | 91.1474 | 91.1474 |  | 1.6166 | 0.6209 | 0.6332 | 1.6155 | 0.62057 | 0.63359 | 0.34254 | -99.4069 | 84.0737 | 0.36059 | -99.5108 | 84.1736
Line11_12_13 | 0.02419 | 0.02419 | 0.02419 | 0.02419 | 0.02419 | 0.02419 | 0.0055864 | 0.0055864 | 0.0055864 | 0.0055865 | 0.0055865 | 0.0055865 | 0.00012393 | 0.003407 | -0.0035133 | -0.000121 | -0.0034041 | 0.0035163 | 0.0090242 | -0.00064118 | 0.00042975 | -0.0090184 | 0.00064704 | -0.00042391 | -88.8526 | -88.8527 | -88.8526 | 91.1474 | 91.1473 | 91.1474 |  | 1.6155 | 0.62057 | 0.63359 | 1.6145 | 0.62025 | 0.63399 | 0.36059 | -99.5108 | 84.1736 | 0.37866 | -99.6148 | 84.2733
Line12_13_15 | 0 | 0 | 0 | 0 | 0 | 0 | 0 | 0 | 0 | 0 | 0 | 0 | 6.4932e-09 | -8.3188e-08 | 8.1223e-08 | -7.3745e-09 | 5.6393e-08 | -5.3547e-08 | -2.1306e-07 | 1.2582e-08 | -5.4459e-09 | 1.4208e-07 | -7.5165e-09 | 2.1375e-09 | 0 | 0 | 0 | 0 | 0 | 0 |  | 1.6145 | 0.62025 | 0.63399 | 1.6145 | 0.62025 | 0.63399 | 0.37866 | -99.6148 | 84.2733 | 0.37866 | -99.6148 | 84.2733
Line13_13_14 | 0.024191 | 0.024191 | 0.024191 | 0.024191 | 0.024191 | 0.024191 | 0.0055866 | 0.0055866 | 0.0055866 | 0.0055867 | 0.0055867 | 0.0055867 | 0.00012099 | 0.0034042 | -0.0035164 | -0.00011807 | -0.0034013 | 0.0035193 | 0.0090186 | -0.00064705 | 0.00042391 | -0.0090128 | 0.0006529 | -0.00041806 | -88.8527 | -88.8527 | -88.8527 | 91.1473 | 91.1473 | 91.1473 |  | 1.6145 | 0.62025 | 0.63399 | 1.6134 | 0.61994 | 0.63438 | 0.37866 | -99.6148 | 84.2733 | 0.39676 | -99.719 | 84.3729
Line14_15_16 | 0 | 0 | 0 | 0 | 0 | 0 | 0 | 0 | 0 | 0 | 0 | 0 | 4.3288e-09 | -5.5459e-08 | 5.4149e-08 | -5.2101e-09 | 2.8664e-08 | -2.6472e-08 | -1.4204e-07 | 8.3879e-09 | -3.6306e-09 | 7.1061e-08 | -3.3225e-09 | 3.2217e-10 | 0 | 0 | 0 | 0 | 0 | 0 |  | 1.6145 | 0.62025 | 0.63399 | 1.6145 | 0.62025 | 0.63399 | 0.37866 | -99.6148 | 84.2733 | 0.37866 | -99.6148 | 84.2733
Line15_16_17 | 0 | 0 | 0 | 0 | 0 | 0 | 0 | 0 | 0 | 0 | 0 | 0 | 2.1644e-09 | -2.7729e-08 | 2.7074e-08 | -3.0457e-09 | 9.3439e-10 | 6.0209e-10 | -7.1018e-08 | 4.1939e-09 | -1.8153e-09 | 4.3035e-11 | 8.7141e-10 | -1.4931e-09 | 0 | 0 | 0 | 0 | 0 | 0 |  | 1.6145 | 0.62025 | 0.63399 | 1.6145 | 0.62025 | 0.63399 | 0.37866 | -99.6148 | 84.2733 | 0.37866 | -99.6148 | 84.2733
Line16_4_18 | 0 | 3.1946 | 3.2845 | 0 | 3.1946 | 3.2845 | 0 | 0.73775 | 0.75853 | 0 | 0.73775 | 0.75853 | 2.7794e-09 | 0.099469 | 0.11032 | -3.0043e-09 | 1.3757e-13 | 4.086e-14 | -7.227e-08 | 0.20643 | 0.21315 | 5.3455e-11 | -2.8677e-14 | -1.506e-14 | 0 | -163.5777 | 21.3405 | 0 | 16.4223 | -158.6595 |  | 1.6134 | 0.3106 | 0.31641 | 1.6092 | 0 | 0 | 0.39831 | -99.3045 | 83.9751 | 0.4719 | 0 | 0
Line17_5_19 | 0.024336 | 0.024336 | 0.024336 | 0.024336 | 0.024336 | 0.024336 | 0.0056201 | 0.00562 | 0.0056201 | 0.0056201 | 0.0056201 | 0.0056201 | 0.00010362 | 0.0034352 | -0.0035299 | -0.00010066 | -0.0034323 | 0.0035329 | 0.0090906 | -0.00062313 | 0.00043364 | -0.0090847 | 0.00062905 | -0.00042772 | -89.0222 | -89.0222 | -89.0222 | 90.9778 | 90.9778 | 90.9778 |  | 1.6176 | 0.62122 | 0.63282 | 1.6166 | 0.62089 | 0.63321 | 0.32473 | -99.3036 | 83.9743 | 0.34298 | -99.4079 | 84.0747
Line1_1_3 | 0.024189 | 0.024189 | 0.024189 | 0.02419 | 0.02419 | 0.02419 | 0.0055863 | 0.0055863 | 0.0055863 | 0.0055863 | 0.0055863 | 0.0055864 | 0.00013271 | 0.0034157 | -0.0035045 | -0.00012978 | -0.0034128 | 0.0035074 | 0.0090415 | -0.00062361 | 0.0004473 | -0.0090358 | 0.00062947 | -0.00044146 | -88.8526 | -88.8526 | -88.8526 | 91.1474 | 91.1474 | 91.1474 |  | 1.6187 | 0.62155 | 0.63242 | 1.6176 | 0.62122 | 0.63281 | 0.30651 | -99.1993 | 83.8737 | 0.32451 | -99.303 | 83.9738
Line2_1_4 | 0.024579 | 3.2013 | 3.276 | 0.024579 | 3.2013 | 3.276 | 0.0056762 | 0.73931 | 0.75655 | 0.0056763 | 0.73931 | 0.75655 | 6.2309e-05 | 0.20176 | 0.2177 | -4.7433e-05 | -0.10121 | -0.10854 | 0.0091878 | 0.41285 | 0.42607 | -0.0091579 | -0.20613 | -0.21336 | -89.3049 | -163.1543 | 20.9382 | 90.6951 | 16.8457 | -159.0618 |  | 1.6187 | 0.62155 | 0.63242 | 1.6134 | 0.3106 | 0.31641 | 0.30651 | -99.1993 | 83.8737 | 0.39831 | -99.3045 | 83.9751
Line3_1_5 | 0.024335 | 0.024335 | 0.024335 | 0.024336 | 0.024336 | 0.024336 | 0.00562 | 0.00562 | 0.00562 | 0.0056201 | 0.00562 | 0.0056201 | 0.00010658 | 0.0034381 | -0.0035269 | -0.00010362 | -0.0034352 | 0.0035299 | 0.0090964 | -0.0006172 | 0.00043956 | -0.0090906 | 0.00062313 | -0.00043364 | -89.0222 | -89.0222 | -89.0222 | 90.9778 | 90.9778 | 90.9778 |  | 1.6187 | 0.62155 | 0.63242 | 1.6176 | 0.62122 | 0.63282 | 0.30651 | -99.1993 | 83.8737 | 0.32473 | -99.3036 | 83.9743
Line4_2_6 | 0.024286 | 0.024286 | 0.024286 | 0.024287 | 0.024286 | 0.024287 | 0.0056087 | 0.0056087 | 0.0056087 | 0.0056087 | 0.0056087 | 0.0056087 | 0.00011241 | 0.0034276 | -0.0035224 | -0.00010947 | -0.0034247 | 0.0035253 | 0.0090721 | -0.00062526 | 0.00043627 | -0.0090663 | 0.00063116 | -0.00043037 | -88.9654 | -88.9654 | -88.9654 | 91.0346 | 91.0346 | 91.0346 |  | 1.6176 | 0.62122 | 0.63282 | 1.6166 | 0.62089 | 0.63321 | 0.32465 | -99.3034 | 83.9741 | 0.34283 | -99.4076 | 84.0744
Line5_6_7 | 0.024287 | 0.024287 | 0.024287 | 0.024287 | 0.024287 | 0.024287 | 0.0056087 | 0.0056087 | 0.0056087 | 0.0056088 | 0.0056088 | 0.0056088 | 0.00010946 | 0.0034247 | -0.0035253 | -0.00010651 | -0.0034218 | 0.0035283 | 0.0090663 | -0.00063116 | 0.00043037 | -0.0090605 | 0.00063706 | -0.00042447 | -88.9654 | -88.9654 | -88.9654 | 91.0346 | 91.0346 | 91.0346 |  | 1.6166 | 0.62089 | 0.63321 | 1.6155 | 0.62056 | 0.63361 | 0.34283 | -99.4076 | 84.0744 | 0.36102 | -99.5119 | 84.1746
Line6_7_8 | 0 | 0 | 0 | 0 | 0 | 0 | 0 | 0 | 0 | 0 | 0 | 0 | 6.6521e-09 | -8.3424e-08 | 8.1336e-08 | -7.4886e-09 | 5.6549e-08 | -5.3624e-08 | -2.1361e-07 | 1.2382e-08 | -5.5141e-09 | 1.4245e-07 | -7.3789e-09 | 2.1803e-09 | 0 | 0 | 0 | 0 | 0 | 0 |  | 1.6155 | 0.62056 | 0.63361 | 1.6155 | 0.62056 | 0.63361 | 0.36102 | -99.5119 | 84.1746 | 0.36102 | -99.5119 | 84.1746
Line7_8_9 | 0 | 0 | 0 | 0 | 0 | 0 | 0 | 0 | 0 | 0 | 0 | 0 | 2.2174e-09 | -2.7808e-08 | 2.7112e-08 | -3.0539e-09 | 9.3258e-10 | 6.0004e-10 | -7.1203e-08 | 4.1275e-09 | -1.838e-09 | 4.1057e-11 | 8.7606e-10 | -1.4958e-09 | 0 | 0 | 0 | 0 | 0 | 0 |  | 1.6155 | 0.62056 | 0.63361 | 1.6155 | 0.62056 | 0.63361 | 0.36102 | -99.5119 | 84.1746 | 0.36102 | -99.5119 | 84.1746
Line8_8_10 | 0 | 0 | 0 | 0 | 0 | 0 | 0 | 0 | 0 | 0 | 0 | 0 | 2.2174e-09 | -2.7808e-08 | 2.7112e-08 | -3.0539e-09 | 9.3258e-10 | 6.0004e-10 | -7.1203e-08 | 4.1275e-09 | -1.838e-09 | 4.1057e-11 | 8.7606e-10 | -1.4958e-09 | 0 | 0 | 0 | 0 | 0 | 0 |  | 1.6155 | 0.62056 | 0.63361 | 1.6155 | 0.62056 | 0.63361 | 0.36102 | -99.5119 | 84.1746 | 0.36102 | -99.5119 | 84.1746
Line9_3_11 | 0.02419 | 0.02419 | 0.02419 | 0.02419 | 0.02419 | 0.02419 | 0.0055863 | 0.0055863 | 0.0055864 | 0.0055864 | 0.0055864 | 0.0055864 | 0.00012978 | 0.0034128 | -0.0035074 | -0.00012686 | -0.0034099 | 0.0035104 | 0.0090358 | -0.00062947 | 0.00044145 | -0.00903 | 0.00063532 | -0.00043561 | -88.8526 | -88.8526 | -88.8526 | 91.1474 | 91.1474 | 91.1474 |  | 1.6176 | 0.62122 | 0.63281 | 1.6166 | 0.6209 | 0.6332 | 0.32451 | -99.303 | 83.9738 | 0.34254 | -99.4069 | 84.0737

## LLG_max_fault_6
name | pf_ikss_a_from_ka | pf_ikss_b_from_ka | pf_ikss_c_from_ka | pf_ikss_a_to_ka | pf_ikss_b_to_ka | pf_ikss_c_to_ka | pf_skss_a_from_mw | pf_skss_b_from_mw | pf_skss_c_from_mw | pf_skss_a_to_mw | pf_skss_b_to_mw | pf_skss_c_to_mw | pf_p_a_from_mw | pf_p_b_from_mw | pf_p_c_from_mw | pf_p_a_to_mw | pf_p_b_to_mw | pf_p_c_to_mw | pf_q_a_from_mvar | pf_q_b_from_mvar | pf_q_c_from_mvar | pf_q_a_to_mvar | pf_q_b_to_mvar | pf_q_c_to_mvar | pf_ikss_a_from_degree | pf_ikss_b_from_degree | pf_ikss_c_from_degree | pf_ikss_a_to_degree | pf_ikss_b_to_degree | pf_ikss_c_to_degree | 3xI0 | pf_vm_a_from_pu | pf_vm_b_from_pu | pf_vm_c_from_pu | pf_vm_a_to_pu | pf_vm_b_to_pu | pf_vm_c_to_pu | pf_va_a_from_degree | pf_va_b_from_degree | pf_va_c_from_degree | pf_va_a_to_degree | pf_va_b_to_degree | pf_va_c_to_degree
Line0_1_2 | 0.0026111 | 0.0026111 | 0.0026111 | 0.0026111 | 0.0026111 | 0.0026111 | 0.00060301 | 0.00060301 | 0.00060301 | 0.00060301 | 0.00060301 | 0.00060301 | 0.00041195 | 0.00020883 | -0.00062047 | -0.00041192 | -0.00020879 | 0.00062051 | 0.00051452 | -0.00056252 | 0.00015088 | -0.00051446 | 0.00056259 | -0.00015081 | -49.4169 | -49.4169 | -49.4169 | 130.5831 | 130.5831 | 130.5831 |  | 1.093 | 0.99506 | 1.0589 | 1.0929 | 0.99514 | 1.059 | 1.9007 | -119.0502 | 116.9156 | 1.8993 | -119.0555 | 116.9223
Line10_11_12 | 0.0026007 | 0.0026007 | 0.0026007 | 0.0026008 | 0.0026008 | 0.0026008 | 0.00060062 | 0.00060062 | 0.00060062 | 0.00060062 | 0.00060062 | 0.00060062 | 0.00041126 | 0.00020683 | -0.00061778 | -0.00041123 | -0.00020679 | 0.00061782 | 0.00051154 | -0.00056083 | 0.00015136 | -0.00051147 | 0.0005609 | -0.0001513 | -49.3042 | -49.3042 | -49.3042 | 130.6958 | 130.6958 | 130.6958 |  | 1.0928 | 0.99523 | 1.059 | 1.0927 | 0.99531 | 1.059 | 1.8979 | -119.0608 | 116.9289 | 1.8965 | -119.0661 | 116.9356
Line11_12_13 | 0.0026008 | 0.0026008 | 0.0026008 | 0.0026008 | 0.0026008 | 0.0026008 | 0.00060062 | 0.00060062 | 0.00060062 | 0.00060063 | 0.00060063 | 0.00060063 | 0.00041123 | 0.0002068 | -0.00061782 | -0.00041119 | -0.00020676 | 0.00061786 | 0.00051147 | -0.0005609 | 0.0001513 | -0.00051141 | 0.00056097 | -0.00015123 | -49.3042 | -49.3042 | -49.3042 | 130.6958 | 130.6958 | 130.6958 |  | 1.0927 | 0.99531 | 1.059 | 1.0926 | 0.9954 | 1.0591 | 1.8965 | -119.0661 | 116.9356 | 1.8951 | -119.0713 | 116.9422
Line12_13_15 | 0 | 0 | 0 | 0 | 0 | 0 | 0 | 0 | 0 | 0 | 0 | 0 | -9.1778e-09 | -5.4912e-09 | 1.4714e-08 | 5.9458e-09 | 3.8596e-09 | -9.8502e-09 | -1.2501e-08 | 1.3053e-08 | -2.9034e-09 | 8.4733e-09 | -8.64e-09 | 1.7181e-09 | 0 | 0 | 0 | 0 | 0 | 0 |  | 1.0926 | 0.9954 | 1.0591 | 1.0926 | 0.9954 | 1.0591 | 1.8951 | -119.0713 | 116.9422 | 1.8951 | -119.0713 | 116.9422
Line13_13_14 | 0.0026008 | 0.0026008 | 0.0026008 | 0.0026009 | 0.0026009 | 0.0026009 | 0.00060064 | 0.00060064 | 0.00060064 | 0.00060064 | 0.00060064 | 0.00060064 | 0.0004112 | 0.00020677 | -0.00061787 | -0.00041117 | -0.00020674 | 0.00061791 | 0.00051142 | -0.00056099 | 0.00015123 | -0.00051136 | 0.00056106 | -0.00015117 | -49.3043 | -49.3043 | -49.3043 | 130.6957 | 130.6957 | 130.6957 |  | 1.0926 | 0.9954 | 1.0591 | 1.0924 | 0.99549 | 1.0591 | 1.8951 | -119.0713 | 116.9422 | 1.8937 | -119.0766 | 116.9489
Line14_15_16 | 0 | 0 | 0 | 0 | 0 | 0 | 0 | 0 | 0 | 0 | 0 | 0 | -6.1185e-09 | -3.6608e-09 | 9.8093e-09 | 2.8865e-09 | 2.0292e-09 | -4.9456e-09 | -8.3342e-09 | 8.7022e-09 | -1.9356e-09 | 4.3062e-09 | -4.289e-09 | 7.5031e-10 | 0 | 0 | 0 | 0 | 0 | 0 |  | 1.0926 | 0.9954 | 1.0591 | 1.0926 | 0.9954 | 1.0591 | 1.8951 | -119.0713 | 116.9422 | 1.8951 | -119.0713 | 116.9422
Line15_16_17 | 0 | 0 | 0 | 0 | 0 | 0 | 0 | 0 | 0 | 0 | 0 | 0 | -3.0593e-09 | -1.8304e-09 | 4.9046e-09 | -1.7278e-10 | 1.9877e-10 | -4.0958e-11 | -4.1671e-09 | 4.3511e-09 | -9.6781e-10 | 1.391e-10 | 6.2112e-11 | -2.175e-10 | 0 | 0 | 0 | 0 | 0 | 0 |  | 1.0926 | 0.9954 | 1.0591 | 1.0926 | 0.9954 | 1.0591 | 1.8951 | -119.0713 | 116.9422 | 1.8951 | -119.0713 | 116.9422
Line16_4_18 | 0 | 0.03233 | 0.034387 | 0 | 0.03233 | 0.034387 | 0 | 0.0074662 | 0.0079413 | 0 | 0.0074662 | 0.0079413 | -3.0834e-09 | 0.0052327 | 0.0059263 | -1.7017e-10 | -0.0052261 | -0.0059123 | -4.2677e-09 | 0.0052471 | 0.0059325 | 1.3852e-10 | -0.0052261 | -0.0059123 | 0 | -164.2122 | 71.8619 | 0 | 15.7878 | -108.1381 |  | 1.0924 | 0.99252 | 1.0559 | 1.0919 | 0.98989 | 1.0529 | 1.8938 | -119.1337 | 116.8922 | 1.8883 | -119.2122 | 116.8619
Line17_5_19 | 0.0026164 | 0.0026164 | 0.0026164 | 0.0026164 | 0.0026164 | 0.0026164 | 0.00060424 | 0.00060424 | 0.00060424 | 0.00060424 | 0.00060424 | 0.00060424 | 0.00041224 | 0.00020978 | -0.00062192 | -0.00041221 | -0.00020974 | 0.00062195 | 0.00051591 | -0.00056352 | 0.0001505 | -0.00051585 | 0.00056359 | -0.00015043 | -49.4738 | -49.4738 | -49.4738 | 130.5262 | 130.5262 | 130.5262 |  | 1.0929 | 0.99514 | 1.059 | 1.0928 | 0.99523 | 1.059 | 1.8993 | -119.0555 | 116.9223 | 1.8979 | -119.0609 | 116.929
Line1_1_3 | 0.0026007 | 0.0026007 | 0.0026007 | 0.0026007 | 0.0026007 | 0.0026007 | 0.00060061 | 0.00060061 | 0.00060061 | 0.00060061 | 0.00060061 | 0.00060061 | 0.00041132 | 0.00020689 | -0.0006177 | -0.00041129 | -0.00020686 | 0.00061774 | 0.00051166 | -0.00056068 | 0.0001515 | -0.0005116 | 0.00056076 | -0.00015143 | -49.3041 | -49.3041 | -49.3041 | 130.6959 | 130.6959 | 130.6959 |  | 1.093 | 0.99506 | 1.0589 | 1.0929 | 0.99514 | 1.059 | 1.9007 | -119.0502 | 116.9156 | 1.8993 | -119.0555 | 116.9223
Line2_1_4 | 0.0026426 | 0.031328 | 0.033078 | 0.0026426 | 0.031328 | 0.033078 | 0.00061027 | 0.007235 | 0.0076391 | 0.00061028 | 0.007235 | 0.0076391 | 0.00041382 | 0.0054532 | 0.0053119 | -0.00041365 | -0.0054461 | -0.0052993 | 0.00052318 | 0.0047001 | 0.0061009 | -0.00052284 | -0.0046802 | -0.0060813 | -49.7565 | -159.8085 | 67.9611 | 130.2435 | 20.1915 | -112.0389 |  | 1.093 | 0.99506 | 1.0589 | 1.0924 | 0.99252 | 1.0559 | 1.9007 | -119.0502 | 116.9156 | 1.8938 | -119.1337 | 116.8922
Line3_1_5 | 0.0026164 | 0.0026164 | 0.0026164 | 0.0026164 | 0.0026164 | 0.0026164 | 0.00060423 | 0.00060423 | 0.00060423 | 0.00060424 | 0.00060424 | 0.00060424 | 0.00041227 | 0.00020981 | -0.00062188 | -0.00041224 | -0.00020978 | 0.00062192 | 0.00051597 | -0.00056345 | 0.00015057 | -0.00051591 | 0.00056352 | -0.0001505 | -49.4737 | -49.4737 | -49.4737 | 130.5263 | 130.5263 | 130.5263 |  | 1.093 | 0.99506 | 1.0589 | 1.0929 | 0.99514 | 1.059 | 1.9007 | -119.0502 | 116.9156 | 1.8993 | -119.0555 | 116.9223
Line4_2_6 | 0.0026111 | 0.0026111 | 0.0026111 | 0.0026111 | 0.0026111 | 0.0026111 | 0.00060301 | 0.00060301 | 0.00060301 | 0.00060302 | 0.00060302 | 0.00060302 | 0.00041192 | 0.00020879 | -0.00062051 | -0.00041189 | -0.00020876 | 0.00062055 | 0.00051446 | -0.00056259 | 0.00015081 | -0.00051439 | 0.00056266 | -0.00015075 | -49.417 | -49.417 | -49.417 | 130.583 | 130.583 | 130.583 |  | 1.0929 | 0.99514 | 1.059 | 1.0928 | 0.99523 | 1.059 | 1.8993 | -119.0555 | 116.9223 | 1.8979 | -119.0608 | 116.929
Line5_6_7 | 0.0026111 | 0.0026111 | 0.0026111 | 0.0026112 | 0.0026112 | 0.0026112 | 0.00060302 | 0.00060302 | 0.00060302 | 0.00060302 | 0.00060302 | 0.00060302 | 0.00041189 | 0.00020876 | -0.00062055 | -0.00041186 | -0.00020873 | 0.00062059 | 0.0005144 | -0.00056266 | 0.00015075 | -0.00051433 | 0.00056273 | -0.00015068 | -49.417 | -49.417 | -49.417 | 130.583 | 130.583 | 130.583 |  | 1.0928 | 0.99523 | 1.059 | 1.0927 | 0.99531 | 1.059 | 1.8979 | -119.0608 | 116.929 | 1.8965 | -119.0661 | 116.9356
Line6_7_8 | 0 | 0 | 0 | 0 | 0 | 0 | 0 | 0 | 0 | 0 | 0 | 0 | -9.1845e-09 | -5.5154e-09 | 1.4745e-08 | 5.9497e-09 | 3.876e-09 | -9.871e-09 | -1.2537e-08 | 1.3072e-08 | -2.8965e-09 | 8.497e-09 | -8.6523e-09 | 1.713e-09 | 0 | 0 | 0 | 0 | 0 | 0 |  | 1.0927 | 0.99531 | 1.059 | 1.0927 | 0.99531 | 1.059 | 1.8965 | -119.0661 | 116.9356 | 1.8965 | -119.0661 | 116.9356
Line7_8_9 | 0 | 0 | 0 | 0 | 0 | 0 | 0 | 0 | 0 | 0 | 0 | 0 | -3.0615e-09 | -1.8385e-09 | 4.9151e-09 | -1.7329e-10 | 1.9906e-10 | -4.0877e-11 | -4.1789e-09 | 4.3574e-09 | -9.6549e-10 | 1.3922e-10 | 6.2454e-11 | -2.1796e-10 | 0 | 0 | 0 | 0 | 0 | 0 |  | 1.0927 | 0.99531 | 1.059 | 1.0927 | 0.99531 | 1.059 | 1.8965 | -119.0661 | 116.9356 | 1.8965 | -119.0661 | 116.9356
Line8_8_10 | 0 | 0 | 0 | 0 | 0 | 0 | 0 | 0 | 0 | 0 | 0 | 0 | -3.0615e-09 | -1.8385e-09 | 4.9151e-09 | -1.7329e-10 | 1.9906e-10 | -4.0877e-11 | -4.1789e-09 | 4.3574e-09 | -9.6549e-10 | 1.3922e-10 | 6.2454e-11 | -2.1796e-10 | 0 | 0 | 0 | 0 | 0 | 0 |  | 1.0927 | 0.99531 | 1.059 | 1.0927 | 0.99531 | 1.059 | 1.8965 | -119.0661 | 116.9356 | 1.8965 | -119.0661 | 116.9356
Line9_3_11 | 0.0026007 | 0.0026007 | 0.0026007 | 0.0026007 | 0.0026007 | 0.0026007 | 0.00060061 | 0.00060061 | 0.00060061 | 0.00060062 | 0.00060062 | 0.00060062 | 0.00041129 | 0.00020686 | -0.00061774 | -0.00041126 | -0.00020683 | 0.00061778 | 0.0005116 | -0.00056076 | 0.00015143 | -0.00051154 | 0.00056083 | -0.00015136 | -49.3041 | -49.3041 | -49.3041 | 130.6959 | 130.6959 | 130.6959 |  | 1.0929 | 0.99514 | 1.059 | 1.0928 | 0.99523 | 1.059 | 1.8993 | -119.0555 | 116.9223 | 1.8979 | -119.0608 | 116.9289

## LLG_max_fault_10
name | pf_ikss_a_from_ka | pf_ikss_b_from_ka | pf_ikss_c_from_ka | pf_ikss_a_to_ka | pf_ikss_b_to_ka | pf_ikss_c_to_ka | pf_skss_a_from_mw | pf_skss_b_from_mw | pf_skss_c_from_mw | pf_skss_a_to_mw | pf_skss_b_to_mw | pf_skss_c_to_mw | pf_p_a_from_mw | pf_p_b_from_mw | pf_p_c_from_mw | pf_p_a_to_mw | pf_p_b_to_mw | pf_p_c_to_mw | pf_q_a_from_mvar | pf_q_b_from_mvar | pf_q_c_from_mvar | pf_q_a_to_mvar | pf_q_b_to_mvar | pf_q_c_to_mvar | pf_ikss_a_from_degree | pf_ikss_b_from_degree | pf_ikss_c_from_degree | pf_ikss_a_to_degree | pf_ikss_b_to_degree | pf_ikss_c_to_degree | 3xI0 | pf_vm_a_from_pu | pf_vm_b_from_pu | pf_vm_c_from_pu | pf_vm_a_to_pu | pf_vm_b_to_pu | pf_vm_c_to_pu | pf_va_a_from_degree | pf_va_b_from_degree | pf_va_c_from_degree | pf_va_a_to_degree | pf_va_b_to_degree | pf_va_c_to_degree
Line0_1_2 | 0.0027353 | 0.0027353 | 0.0027353 | 0.0027354 | 0.0027354 | 0.0027354 | 0.0006317 | 0.0006317 | 0.0006317 | 0.0006317 | 0.0006317 | 0.0006317 | 0.00045208 | 0.00022911 | -0.00068085 | -0.00045205 | -0.00022907 | 0.0006809 | 0.00056465 | -0.00061732 | 0.00016558 | -0.00056458 | 0.0006174 | -0.00016551 | -49.4185 | -49.4185 | -49.4185 | 130.5815 | 130.5815 | 130.5815 |  | 1.1451 | 1.0424 | 1.1092 | 1.1449 | 1.0425 | 1.1093 | 1.8991 | -119.0571 | 116.9127 | 1.8977 | -119.0624 | 116.9194
Line10_11_12 | 0.0027245 | 0.0027245 | 0.0027245 | 0.0027245 | 0.0027245 | 0.0027245 | 0.00062919 | 0.00062919 | 0.00062919 | 0.0006292 | 0.0006292 | 0.0006292 | 0.00045132 | 0.00022691 | -0.0006779 | -0.00045129 | -0.00022688 | 0.00067794 | 0.00056137 | -0.00061547 | 0.00016611 | -0.0005613 | 0.00061555 | -0.00016604 | -49.3058 | -49.3058 | -49.3058 | 130.6942 | 130.6942 | 130.6942 |  | 1.1448 | 1.0425 | 1.1093 | 1.1447 | 1.0426 | 1.1093 | 1.8963 | -119.0676 | 116.926 | 1.8949 | -119.0729 | 116.9326
Line11_12_13 | 0.0027245 | 0.0027245 | 0.0027245 | 0.0027245 | 0.0027245 | 0.0027245 | 0.0006292 | 0.0006292 | 0.0006292 | 0.0006292 | 0.0006292 | 0.0006292 | 0.00045129 | 0.00022688 | -0.00067794 | -0.00045125 | -0.00022684 | 0.00067798 | 0.0005613 | -0.00061554 | 0.00016604 | -0.00056123 | 0.00061562 | -0.00016596 | -49.3058 | -49.3058 | -49.3058 | 130.6942 | 130.6942 | 130.6942 |  | 1.1447 | 1.0426 | 1.1093 | 1.1445 | 1.0427 | 1.1093 | 1.8949 | -119.0729 | 116.9326 | 1.8935 | -119.0782 | 116.9393
Line12_13_15 | 0 | 0 | 0 | 0 | 0 | 0 | 0 | 0 | 0 | 0 | 0 | 0 | -1.0072e-08 | -6.0255e-09 | 1.6144e-08 | 6.5255e-09 | 4.2354e-09 | -1.0807e-08 | -1.3719e-08 | 1.4326e-08 | -3.1857e-09 | 9.2984e-09 | -9.4833e-09 | 1.8849e-09 | 0 | 0 | 0 | 0 | 0 | 0 |  | 1.1445 | 1.0427 | 1.1093 | 1.1445 | 1.0427 | 1.1093 | 1.8935 | -119.0782 | 116.9393 | 1.8935 | -119.0782 | 116.9393
Line13_13_14 | 0.0027246 | 0.0027246 | 0.0027246 | 0.0027246 | 0.0027246 | 0.0027246 | 0.00062922 | 0.00062922 | 0.00062922 | 0.00062922 | 0.00062922 | 0.00062922 | 0.00045126 | 0.00022685 | -0.000678 | -0.00045123 | -0.00022681 | 0.00067804 | 0.00056125 | -0.00061564 | 0.00016597 | -0.00056118 | 0.00061572 | -0.00016589 | -49.3059 | -49.3059 | -49.3059 | 130.6941 | 130.6941 | 130.6941 |  | 1.1445 | 1.0427 | 1.1093 | 1.1444 | 1.0428 | 1.1094 | 1.8935 | -119.0782 | 116.9393 | 1.8921 | -119.0835 | 116.9459
Line14_15_16 | 0 | 0 | 0 | 0 | 0 | 0 | 0 | 0 | 0 | 0 | 0 | 0 | -6.715e-09 | -4.017e-09 | 1.0763e-08 | 3.1681e-09 | 2.2269e-09 | -5.4258e-09 | -9.1459e-09 | 9.551e-09 | -2.1238e-09 | 4.7255e-09 | -4.7078e-09 | 8.2298e-10 | 0 | 0 | 0 | 0 | 0 | 0 |  | 1.1445 | 1.0427 | 1.1093 | 1.1445 | 1.0427 | 1.1093 | 1.8935 | -119.0782 | 116.9393 | 1.8935 | -119.0782 | 116.9393
Line15_16_17 | 0 | 0 | 0 | 0 | 0 | 0 | 0 | 0 | 0 | 0 | 0 | 0 | -3.3575e-09 | -2.0085e-09 | 5.3814e-09 | -1.8943e-10 | 2.1843e-10 | -4.4384e-11 | -4.573e-09 | 4.7755e-09 | -1.0619e-09 | 1.5253e-10 | 6.7659e-11 | -2.389e-10 | 0 | 0 | 0 | 0 | 0 | 0 |  | 1.1445 | 1.0427 | 1.1093 | 1.1445 | 1.0427 | 1.1093 | 1.8935 | -119.0782 | 116.9393 | 1.8935 | -119.0782 | 116.9393
Line16_4_18 | 0 | 0.033867 | 0.03602 | 0 | 0.033867 | 0.03602 | 0 | 0.0078212 | 0.0083184 | 0 | 0.0078212 | 0.0083184 | -3.384e-09 | 0.0057422 | 0.0065024 | -1.8656e-10 | -0.0057348 | -0.0064871 | -4.6833e-09 | 0.0057579 | 0.0065093 | 1.5189e-10 | -0.0057348 | -0.0064871 | 0 | -164.2191 | 71.859 | 0 | 15.781 | -108.141 |  | 1.1444 | 1.0397 | 1.1061 | 1.1439 | 1.037 | 1.1029 | 1.8922 | -119.1406 | 116.8893 | 1.8867 | -119.219 | 116.859
Line17_5_19 | 0.0027409 | 0.0027409 | 0.0027409 | 0.0027409 | 0.0027409 | 0.0027409 | 0.00063298 | 0.00063298 | 0.00063298 | 0.00063299 | 0.00063299 | 0.00063299 | 0.0004524 | 0.00023015 | -0.00068244 | -0.00045237 | -0.00023011 | 0.00068248 | 0.00056617 | -0.00061842 | 0.00016517 | -0.0005661 | 0.0006185 | -0.00016509 | -49.4754 | -49.4754 | -49.4754 | 130.5246 | 130.5246 | 130.5246 |  | 1.1449 | 1.0425 | 1.1093 | 1.1448 | 1.0425 | 1.1093 | 1.8977 | -119.0624 | 116.9194 | 1.8964 | -119.0677 | 116.9261
Line1_1_3 | 0.0027244 | 0.0027244 | 0.0027244 | 0.0027245 | 0.0027245 | 0.0027245 | 0.00062918 | 0.00062918 | 0.00062918 | 0.00062919 | 0.00062919 | 0.00062919 | 0.00045139 | 0.00022698 | -0.00067781 | -0.00045135 | -0.00022695 | 0.00067786 | 0.00056151 | -0.00061531 | 0.00016626 | -0.00056144 | 0.00061539 | -0.00016618 | -49.3057 | -49.3057 | -49.3057 | 130.6943 | 130.6943 | 130.6943 |  | 1.1451 | 1.0424 | 1.1092 | 1.1449 | 1.0425 | 1.1093 | 1.8991 | -119.0571 | 116.9127 | 1.8977 | -119.0624 | 116.9194
Line2_1_4 | 0.0027683 | 0.032818 | 0.034649 | 0.0027683 | 0.032818 | 0.034649 | 0.00063931 | 0.0075789 | 0.0080018 | 0.00063931 | 0.0075789 | 0.0080018 | 0.00045413 | 0.005984 | 0.0058283 | -0.00045395 | -0.0059762 | -0.0058144 | 0.00057415 | 0.0051576 | 0.0066941 | -0.00057378 | -0.0051358 | -0.0066726 | -49.7581 | -159.8154 | 67.9578 | 130.2419 | 20.1847 | -112.0423 |  | 1.1451 | 1.0424 | 1.1092 | 1.1444 | 1.0397 | 1.1061 | 1.8991 | -119.0571 | 116.9127 | 1.8922 | -119.1406 | 116.8893
Line3_1_5 | 0.0027409 | 0.0027409 | 0.0027409 | 0.0027409 | 0.0027409 | 0.0027409 | 0.00063298 | 0.00063298 | 0.00063298 | 0.00063298 | 0.00063298 | 0.00063298 | 0.00045244 | 0.00023018 | -0.0006824 | -0.0004524 | -0.00023015 | 0.00068244 | 0.00056624 | -0.00061834 | 0.00016524 | -0.00056617 | 0.00061842 | -0.00016517 | -49.4753 | -49.4753 | -49.4753 | 130.5247 | 130.5247 | 130.5247 |  | 1.1451 | 1.0424 | 1.1092 | 1.1449 | 1.0425 | 1.1093 | 1.8991 | -119.0571 | 116.9127 | 1.8977 | -119.0624 | 116.9194
Line4_2_6 | 0.0027354 | 0.0027354 | 0.0027354 | 0.0027354 | 0.0027354 | 0.0027354 | 0.0006317 | 0.0006317 | 0.0006317 | 0.00063171 | 0.00063171 | 0.00063171 | 0.00045205 | 0.00022907 | -0.0006809 | -0.00045202 | -0.00022904 | 0.00068094 | 0.00056458 | -0.0006174 | 0.00016551 | -0.00056451 | 0.00061748 | -0.00016543 | -49.4186 | -49.4185 | -49.4185 | 130.5814 | 130.5814 | 130.5814 |  | 1.1449 | 1.0425 | 1.1093 | 1.1448 | 1.0425 | 1.1093 | 1.8977 | -119.0624 | 116.9194 | 1.8964 | -119.0677 | 116.926
Line5_6_7 | 0.0027354 | 0.0027354 | 0.0027354 | 0.0027354 | 0.0027354 | 0.0027354 | 0.00063171 | 0.00063171 | 0.00063171 | 0.00063171 | 0.00063171 | 0.00063171 | 0.00045201 | 0.00022904 | -0.00068094 | -0.00045198 | -0.000229 | 0.00068098 | 0.00056451 | -0.00061748 | 0.00016543 | -0.00056444 | 0.00061756 | -0.00016536 | -49.4186 | -49.4186 | -49.4186 | 130.5814 | 130.5814 | 130.5814 |  | 1.1448 | 1.0425 | 1.1093 | 1.1447 | 1.0426 | 1.1093 | 1.8964 | -119.0677 | 116.926 | 1.895 | -119.073 | 116.9327
Line6_7_8 | 0 | 0 | 0 | 0 | 0 | 0 | 0 | 0 | 0 | 0 | 0 | 0 | -1.008e-08 | -6.0521e-09 | 1.6179e-08 | 6.5299e-09 | 4.2535e-09 | -1.083e-08 | -1.3758e-08 | 1.4347e-08 | -3.178e-09 | 9.3244e-09 | -9.4967e-09 | 1.8793e-09 | 0 | 0 | 0 | 0 | 0 | 0 |  | 1.1447 | 1.0426 | 1.1093 | 1.1447 | 1.0426 | 1.1093 | 1.895 | -119.073 | 116.9327 | 1.895 | -119.073 | 116.9327
Line7_8_9 | 0 | 0 | 0 | 0 | 0 | 0 | 0 | 0 | 0 | 0 | 0 | 0 | -3.3599e-09 | -2.0174e-09 | 5.3928e-09 | -1.8999e-10 | 2.1875e-10 | -4.4296e-11 | -4.5859e-09 | 4.7824e-09 | -1.0593e-09 | 1.5267e-10 | 6.8034e-11 | -2.3941e-10 | 0 | 0 | 0 | 0 | 0 | 0 |  | 1.1447 | 1.0426 | 1.1093 | 1.1447 | 1.0426 | 1.1093 | 1.895 | -119.073 | 116.9327 | 1.895 | -119.073 | 116.9327
Line8_8_10 | 0 | 0 | 0 | 0 | 0 | 0 | 0 | 0 | 0 | 0 | 0 | 0 | -3.3599e-09 | -2.0174e-09 | 5.3928e-09 | -1.8999e-10 | 2.1875e-10 | -4.4296e-11 | -4.5859e-09 | 4.7824e-09 | -1.0593e-09 | 1.5267e-10 | 6.8034e-11 | -2.3941e-10 | 0 | 0 | 0 | 0 | 0 | 0 |  | 1.1447 | 1.0426 | 1.1093 | 1.1447 | 1.0426 | 1.1093 | 1.895 | -119.073 | 116.9327 | 1.895 | -119.073 | 116.9327
Line9_3_11 | 0.0027245 | 0.0027245 | 0.0027245 | 0.0027245 | 0.0027245 | 0.0027245 | 0.00062919 | 0.00062919 | 0.00062919 | 0.00062919 | 0.00062919 | 0.00062919 | 0.00045135 | 0.00022695 | -0.00067786 | -0.00045132 | -0.00022691 | 0.0006779 | 0.00056144 | -0.00061539 | 0.00016618 | -0.00056137 | 0.00061547 | -0.00016611 | -49.3057 | -49.3057 | -49.3057 | 130.6943 | 130.6943 | 130.6943 |  | 1.1449 | 1.0425 | 1.1093 | 1.1448 | 1.0425 | 1.1093 | 1.8977 | -119.0624 | 116.9194 | 1.8963 | -119.0676 | 116.926

## LLG_min_6
name | pf_ikss_a_from_ka | pf_ikss_b_from_ka | pf_ikss_c_from_ka | pf_ikss_a_to_ka | pf_ikss_b_to_ka | pf_ikss_c_to_ka | pf_skss_a_from_mw | pf_skss_b_from_mw | pf_skss_c_from_mw | pf_skss_a_to_mw | pf_skss_b_to_mw | pf_skss_c_to_mw | pf_p_a_from_mw | pf_p_b_from_mw | pf_p_c_from_mw | pf_p_a_to_mw | pf_p_b_to_mw | pf_p_c_to_mw | pf_q_a_from_mvar | pf_q_b_from_mvar | pf_q_c_from_mvar | pf_q_a_to_mvar | pf_q_b_to_mvar | pf_q_c_to_mvar | pf_ikss_a_from_degree | pf_ikss_b_from_degree | pf_ikss_c_from_degree | pf_ikss_a_to_degree | pf_ikss_b_to_degree | pf_ikss_c_to_degree | 3xI0 | pf_vm_a_from_pu | pf_vm_b_from_pu | pf_vm_c_from_pu | pf_vm_a_to_pu | pf_vm_b_to_pu | pf_vm_c_to_pu | pf_va_a_from_degree | pf_va_b_from_degree | pf_va_c_from_degree | pf_va_a_to_degree | pf_va_b_to_degree | pf_va_c_to_degree
Line0_1_2 | 0.020968 | 0.020968 | 0.020968 | 0.020968 | 0.020968 | 0.020968 | 0.0048424 | 0.0048424 | 0.0048424 | 0.0048424 | 0.0048424 | 0.0048424 | 0.0001651 | 0.0027699 | -0.002897 | -0.00016088 | -0.0027657 | 0.0029013 | 0.0067667 | -0.00074868 | 0.00061677 | -0.0067623 | 0.00075308 | -0.00061237 | -88.0555 | -88.0555 | -88.0554 | 91.9445 | 91.9445 | 91.9446 |  | 1.3978 | 0.59255 | 0.61168 | 1.3969 | 0.59194 | 0.61234 | 0.54686 | -103.1805 | 79.9259 | 0.58169 | -103.2873 | 80.026
Line10_11_12 | 0.020884 | 0.020884 | 0.020884 | 0.020885 | 0.020885 | 0.020885 | 0.004823 | 0.004823 | 0.004823 | 0.0048231 | 0.0048231 | 0.0048231 | 0.00018153 | 0.0027477 | -0.0028915 | -0.00017735 | -0.0027435 | 0.0028957 | 0.0067303 | -0.00076483 | 0.00061648 | -0.006726 | 0.0007692 | -0.00061213 | -87.839 | -87.839 | -87.8389 | 92.161 | 92.161 | 92.1611 |  | 1.396 | 0.59135 | 0.61299 | 1.395 | 0.59076 | 0.61365 | 0.616 | -103.394 | 80.1255 | 0.65065 | -103.501 | 80.225
Line11_12_13 | 0.020885 | 0.020885 | 0.020885 | 0.020885 | 0.020885 | 0.020885 | 0.0048231 | 0.0048231 | 0.0048231 | 0.0048231 | 0.0048231 | 0.0048231 | 0.00017734 | 0.0027435 | -0.0028957 | -0.00017316 | -0.0027393 | 0.0028999 | 0.006726 | -0.0007692 | 0.00061212 | -0.0067217 | 0.00077357 | -0.00060777 | -87.839 | -87.839 | -87.8389 | 92.161 | 92.161 | 92.1611 |  | 1.395 | 0.59076 | 0.61365 | 1.3941 | 0.59017 | 0.61432 | 0.65065 | -103.501 | 80.225 | 0.68533 | -103.6083 | 80.3243
Line12_13_15 | 0 | 0 | 0 | 0 | 0 | 0 | 0 | 0 | 0 | 0 | 0 | 0 | 3.0274e-09 | -6.6795e-08 | 6.7704e-08 | -4.2887e-09 | 4.5225e-08 | -4.4873e-08 | -1.5888e-07 | 1.6399e-08 | -1.0119e-08 | 1.0598e-07 | -1.0353e-08 | 5.3801e-09 | 0 | 0 | 0 | 0 | 0 | 0 |  | 1.3941 | 0.59017 | 0.61432 | 1.3941 | 0.59017 | 0.61432 | 0.68533 | -103.6083 | 80.3243 | 0.68533 | -103.6083 | 80.3243
Line13_13_14 | 0.020885 | 0.020885 | 0.020885 | 0.020885 | 0.020885 | 0.020885 | 0.0048232 | 0.0048232 | 0.0048232 | 0.0048233 | 0.0048233 | 0.0048233 | 0.00017315 | 0.0027394 | -0.0029 | -0.00016897 | -0.0027352 | 0.0029042 | 0.0067218 | -0.00077359 | 0.00060778 | -0.0067175 | 0.00077795 | -0.00060342 | -87.8391 | -87.8391 | -87.8391 | 92.1609 | 92.1609 | 92.1609 |  | 1.3941 | 0.59017 | 0.61432 | 1.3932 | 0.58958 | 0.61498 | 0.68533 | -103.6083 | 80.3243 | 0.72007 | -103.7158 | 80.4233
Line14_15_16 | 0 | 0 | 0 | 0 | 0 | 0 | 0 | 0 | 0 | 0 | 0 | 0 | 2.0183e-09 | -4.453e-08 | 4.5136e-08 | -3.2796e-09 | 2.296e-08 | -2.2305e-08 | -1.0592e-07 | 1.0933e-08 | -6.7462e-09 | 5.3018e-08 | -4.8863e-09 | 2.0069e-09 | 0 | 0 | 0 | 0 | 0 | 0 |  | 1.3941 | 0.59017 | 0.61432 | 1.3941 | 0.59017 | 0.61432 | 0.68533 | -103.6083 | 80.3243 | 0.68533 | -103.6083 | 80.3243
Line15_16_17 | 0 | 0 | 0 | 0 | 0 | 0 | 0 | 0 | 0 | 0 | 0 | 0 | 1.0091e-09 | -2.2265e-08 | 2.2568e-08 | -2.2704e-09 | 6.951e-10 | 2.6325e-10 | -5.296e-08 | 5.4665e-09 | -3.3731e-09 | 5.8084e-11 | 5.8014e-10 | -1.3662e-09 | 0 | 0 | 0 | 0 | 0 | 0 |  | 1.3941 | 0.59017 | 0.61432 | 1.3941 | 0.59017 | 0.61432 | 0.68533 | -103.6083 | 80.3243 | 0.68533 | -103.6083 | 80.3243
Line16_4_18 | 0 | 2.4454 | 2.573 | 0 | 2.4454 | 2.573 | 0 | 0.56474 | 0.59421 | 0 | 0.56474 | 0.59421 | 1.9121e-09 | 0.11392 | 0.1278 | -2.2395e-09 | 1.6225e-15 | -2.3594e-14 | -5.3919e-08 | 0.1223 | 0.12949 | 7.301e-11 | -2.1275e-14 | 1.2217e-14 | 0 | -150.3208 | 34.6509 | 0 | 29.6792 | -145.3491 |  | 1.3932 | 0.29596 | 0.30618 | 1.3895 | 0 | 0 | 0.72307 | -103.2879 | 80.0265 | 0.86433 | 0 | 0
Line17_5_19 | 0.021011 | 0.021011 | 0.021011 | 0.021011 | 0.021011 | 0.021011 | 0.0048522 | 0.0048522 | 0.0048522 | 0.0048523 | 0.0048523 | 0.0048523 | 0.0001483 | 0.0027728 | -0.0029083 | -0.00014406 | -0.0027685 | 0.0029126 | 0.0067764 | -0.00074934 | 0.00060808 | -0.006772 | 0.00075376 | -0.00060367 | -88.1645 | -88.1645 | -88.1645 | 91.8355 | 91.8355 | 91.8355 |  | 1.3969 | 0.59194 | 0.61234 | 1.3959 | 0.59134 | 0.61301 | 0.58184 | -103.2874 | 80.0261 | 0.61686 | -103.3946 | 80.126
Line1_1_3 | 0.020884 | 0.020884 | 0.020884 | 0.020884 | 0.020884 | 0.020884 | 0.004823 | 0.004823 | 0.004823 | 0.004823 | 0.004823 | 0.004823 | 0.00018991 | 0.002756 | -0.0028831 | -0.00018572 | -0.0027518 | 0.0028873 | 0.0067389 | -0.0007561 | 0.0006252 | -0.0067346 | 0.00076047 | -0.00062084 | -87.8389 | -87.8389 | -87.8389 | 92.1611 | 92.1611 | 92.1611 |  | 1.3978 | 0.59255 | 0.61168 | 1.3969 | 0.59195 | 0.61233 | 0.54686 | -103.1805 | 79.9259 | 0.58141 | -103.2871 | 80.0258
Line2_1_4 | 0.021222 | 2.4555 | 2.5614 | 0.021222 | 2.4555 | 2.5614 | 0.0049009 | 0.56708 | 0.59153 | 0.004901 | 0.56708 | 0.59153 | 8.9175e-05 | 0.23043 | 0.25283 | -6.7883e-05 | -0.11532 | -0.12633 | 0.00685 | 0.24457 | 0.25883 | -0.0068275 | -0.12194 | -0.12978 | -88.7073 | -149.8852 | 34.2544 | 91.2927 | 30.1148 | -145.7456 |  | 1.3978 | 0.59255 | 0.61168 | 1.3932 | 0.29596 | 0.30618 | 0.54686 | -103.1805 | 79.9259 | 0.72307 | -103.2879 | 80.0265
Line3_1_5 | 0.021011 | 0.021011 | 0.021011 | 0.021011 | 0.021011 | 0.021011 | 0.0048522 | 0.0048522 | 0.0048522 | 0.0048522 | 0.0048522 | 0.0048522 | 0.00015254 | 0.002777 | -0.0029041 | -0.0001483 | -0.0027728 | 0.0029083 | 0.0067807 | -0.00074492 | 0.0006125 | -0.0067764 | 0.00074934 | -0.00060809 | -88.1645 | -88.1645 | -88.1644 | 91.8355 | 91.8355 | 91.8356 |  | 1.3978 | 0.59255 | 0.61168 | 1.3969 | 0.59194 | 0.61234 | 0.54686 | -103.1805 | 79.9259 | 0.58184 | -103.2874 | 80.0261
Line4_2_6 | 0.020968 | 0.020968 | 0.020968 | 0.020968 | 0.020968 | 0.020968 | 0.0048424 | 0.0048424 | 0.0048424 | 0.0048424 | 0.0048424 | 0.0048424 | 0.00016088 | 0.0027657 | -0.0029013 | -0.00015666 | -0.0027615 | 0.0029055 | 0.0067623 | -0.00075308 | 0.00061237 | -0.006758 | 0.00075748 | -0.00060798 | -88.0555 | -88.0555 | -88.0555 | 91.9445 | 91.9445 | 91.9445 |  | 1.3969 | 0.59194 | 0.61234 | 1.3959 | 0.59134 | 0.61301 | 0.58169 | -103.2873 | 80.026 | 0.61657 | -103.3944 | 80.1259
Line5_6_7 | 0.020968 | 0.020968 | 0.020968 | 0.020969 | 0.020968 | 0.020969 | 0.0048424 | 0.0048424 | 0.0048424 | 0.0048425 | 0.0048425 | 0.0048425 | 0.00015665 | 0.0027615 | -0.0029055 | -0.00015243 | -0.0027573 | 0.0029098 | 0.006758 | -0.00075748 | 0.00060798 | -0.0067536 | 0.00076188 | -0.00060359 | -88.0555 | -88.0555 | -88.0555 | 91.9445 | 91.9445 | 91.9445 |  | 1.3959 | 0.59134 | 0.61301 | 1.395 | 0.59074 | 0.61367 | 0.61657 | -103.3944 | 80.1259 | 0.6515 | -103.5017 | 80.2255
Line6_7_8 | 0 | 0 | 0 | 0 | 0 | 0 | 0 | 0 | 0 | 0 | 0 | 0 | 3.2384e-09 | -6.705e-08 | 6.7775e-08 | -4.4356e-09 | 4.5393e-08 | -4.4921e-08 | -1.593e-07 | 1.6199e-08 | -1.0119e-08 | 1.0625e-07 | -1.0215e-08 | 5.3785e-09 | 0 | 0 | 0 | 0 | 0 | 0 |  | 1.395 | 0.59074 | 0.61367 | 1.395 | 0.59074 | 0.61367 | 0.6515 | -103.5017 | 80.2255 | 0.6515 | -103.5017 | 80.2255
Line7_8_9 | 0 | 0 | 0 | 0 | 0 | 0 | 0 | 0 | 0 | 0 | 0 | 0 | 1.0795e-09 | -2.235e-08 | 2.2592e-08 | -2.2766e-09 | 6.9345e-10 | 2.6206e-10 | -5.3099e-08 | 5.3996e-09 | -3.373e-09 | 5.5253e-11 | 5.8438e-10 | -1.3676e-09 | 0 | 0 | 0 | 0 | 0 | 0 |  | 1.395 | 0.59074 | 0.61367 | 1.395 | 0.59074 | 0.61367 | 0.6515 | -103.5017 | 80.2255 | 0.6515 | -103.5017 | 80.2255
Line8_8_10 | 0 | 0 | 0 | 0 | 0 | 0 | 0 | 0 | 0 | 0 | 0 | 0 | 1.0795e-09 | -2.235e-08 | 2.2592e-08 | -2.2766e-09 | 6.9345e-10 | 2.6206e-10 | -5.3099e-08 | 5.3996e-09 | -3.373e-09 | 5.5253e-11 | 5.8438e-10 | -1.3676e-09 | 0 | 0 | 0 | 0 | 0 | 0 |  | 1.395 | 0.59074 | 0.61367 | 1.395 | 0.59074 | 0.61367 | 0.6515 | -103.5017 | 80.2255 | 0.6515 | -103.5017 | 80.2255
Line9_3_11 | 0.020884 | 0.020884 | 0.020884 | 0.020884 | 0.020884 | 0.020884 | 0.004823 | 0.004823 | 0.004823 | 0.004823 | 0.004823 | 0.004823 | 0.00018572 | 0.0027518 | -0.0028873 | -0.00018154 | -0.0027477 | 0.0028915 | 0.0067346 | -0.00076047 | 0.00062084 | -0.0067303 | 0.00076484 | -0.00061648 | -87.8389 | -87.839 | -87.8389 | 92.1611 | 92.161 | 92.1611 |  | 1.3969 | 0.59195 | 0.61233 | 1.396 | 0.59135 | 0.61299 | 0.58141 | -103.2871 | 80.0258 | 0.616 | -103.394 | 80.1255

## LLG_min_10
name | pf_ikss_a_from_ka | pf_ikss_b_from_ka | pf_ikss_c_from_ka | pf_ikss_a_to_ka | pf_ikss_b_to_ka | pf_ikss_c_to_ka | pf_skss_a_from_mw | pf_skss_b_from_mw | pf_skss_c_from_mw | pf_skss_a_to_mw | pf_skss_b_to_mw | pf_skss_c_to_mw | pf_p_a_from_mw | pf_p_b_from_mw | pf_p_c_from_mw | pf_p_a_to_mw | pf_p_b_to_mw | pf_p_c_to_mw | pf_q_a_from_mvar | pf_q_b_from_mvar | pf_q_c_from_mvar | pf_q_a_to_mvar | pf_q_b_to_mvar | pf_q_c_to_mvar | pf_ikss_a_from_degree | pf_ikss_b_from_degree | pf_ikss_c_from_degree | pf_ikss_a_to_degree | pf_ikss_b_to_degree | pf_ikss_c_to_degree | 3xI0 | pf_vm_a_from_pu | pf_vm_b_from_pu | pf_vm_c_from_pu | pf_vm_a_to_pu | pf_vm_b_to_pu | pf_vm_c_to_pu | pf_va_a_from_degree | pf_va_b_from_degree | pf_va_c_from_degree | pf_va_a_to_degree | pf_va_b_to_degree | pf_va_c_to_degree
Line0_1_2 | 0.019864 | 0.019864 | 0.019864 | 0.019865 | 0.019865 | 0.019865 | 0.0045875 | 0.0045875 | 0.0045875 | 0.0045875 | 0.0045875 | 0.0045875 | 0.00014818 | 0.002486 | -0.0026001 | -0.00014439 | -0.0024823 | 0.0026039 | 0.0060731 | -0.00067194 | 0.00055355 | -0.0060692 | 0.00067589 | -0.00054961 | -88.0555 | -88.0555 | -88.0554 | 91.9445 | 91.9445 | 91.9446 |  | 1.3242 | 0.56136 | 0.57948 | 1.3234 | 0.56079 | 0.58011 | 0.54686 | -103.1805 | 79.9259 | 0.58169 | -103.2873 | 80.026
Line10_11_12 | 0.019785 | 0.019785 | 0.019785 | 0.019785 | 0.019785 | 0.019785 | 0.0045692 | 0.0045692 | 0.0045692 | 0.0045692 | 0.0045692 | 0.0045692 | 0.00016293 | 0.002466 | -0.0025951 | -0.00015917 | -0.0024623 | 0.0025989 | 0.0060405 | -0.00068644 | 0.0005533 | -0.0060366 | 0.00069036 | -0.00054939 | -87.839 | -87.839 | -87.8389 | 92.161 | 92.161 | 92.1611 |  | 1.3225 | 0.56023 | 0.58073 | 1.3216 | 0.55967 | 0.58136 | 0.616 | -103.394 | 80.1255 | 0.65065 | -103.501 | 80.225
Line11_12_13 | 0.019785 | 0.019785 | 0.019785 | 0.019786 | 0.019785 | 0.019786 | 0.0045692 | 0.0045692 | 0.0045692 | 0.0045693 | 0.0045693 | 0.0045693 | 0.00015917 | 0.0024623 | -0.0025989 | -0.00015541 | -0.0024586 | 0.0026027 | 0.0060366 | -0.00069036 | 0.00054939 | -0.0060327 | 0.00069428 | -0.00054548 | -87.839 | -87.839 | -87.8389 | 92.161 | 92.161 | 92.1611 |  | 1.3216 | 0.55967 | 0.58136 | 1.3207 | 0.55911 | 0.58198 | 0.65065 | -103.501 | 80.225 | 0.68533 | -103.6083 | 80.3243
Line12_13_15 | 0 | 0 | 0 | 0 | 0 | 0 | 0 | 0 | 0 | 0 | 0 | 0 | 2.7171e-09 | -5.9949e-08 | 6.0765e-08 | -3.8492e-09 | 4.059e-08 | -4.0274e-08 | -1.426e-07 | 1.4719e-08 | -9.0822e-09 | 9.5116e-08 | -9.2917e-09 | 4.8286e-09 | 0 | 0 | 0 | 0 | 0 | 0 |  | 1.3207 | 0.55911 | 0.58198 | 1.3207 | 0.55911 | 0.58198 | 0.68533 | -103.6083 | 80.3243 | 0.68533 | -103.6083 | 80.3243
Line13_13_14 | 0.019786 | 0.019786 | 0.019786 | 0.019786 | 0.019786 | 0.019786 | 0.0045694 | 0.0045694 | 0.0045694 | 0.0045694 | 0.0045694 | 0.0045694 | 0.00015541 | 0.0024586 | -0.0026028 | -0.00015165 | -0.0024549 | 0.0026065 | 0.0060329 | -0.0006943 | 0.00054548 | -0.006029 | 0.00069822 | -0.00054157 | -87.8391 | -87.8391 | -87.8391 | 92.1609 | 92.1609 | 92.1609 |  | 1.3207 | 0.55911 | 0.58198 | 1.3198 | 0.55855 | 0.58261 | 0.68533 | -103.6083 | 80.3243 | 0.72007 | -103.7158 | 80.4233
Line14_15_16 | 0 | 0 | 0 | 0 | 0 | 0 | 0 | 0 | 0 | 0 | 0 | 0 | 1.8114e-09 | -3.9966e-08 | 4.051e-08 | -2.9434e-09 | 2.0607e-08 | -2.0019e-08 | -9.5064e-08 | 9.8124e-09 | -6.0548e-09 | 4.7584e-08 | -4.3855e-09 | 1.8012e-09 | 0 | 0 | 0 | 0 | 0 | 0 |  | 1.3207 | 0.55911 | 0.58198 | 1.3207 | 0.55911 | 0.58198 | 0.68533 | -103.6083 | 80.3243 | 0.68533 | -103.6083 | 80.3243
Line15_16_17 | 0 | 0 | 0 | 0 | 0 | 0 | 0 | 0 | 0 | 0 | 0 | 0 | 9.0571e-10 | -1.9983e-08 | 2.0255e-08 | -2.0377e-09 | 6.2386e-10 | 2.3627e-10 | -4.7532e-08 | 4.9062e-09 | -3.0274e-09 | 5.2131e-11 | 5.2068e-10 | -1.2262e-09 | 0 | 0 | 0 | 0 | 0 | 0 |  | 1.3207 | 0.55911 | 0.58198 | 1.3207 | 0.55911 | 0.58198 | 0.68533 | -103.6083 | 80.3243 | 0.68533 | -103.6083 | 80.3243
Line16_4_18 | 0 | 2.3167 | 2.4376 | 0 | 2.3167 | 2.4376 | 0 | 0.53501 | 0.56293 | 0 | 0.53501 | 0.56293 | 1.7161e-09 | 0.10224 | 0.1147 | -2.01e-09 | 9.5308e-16 | -2.0223e-14 | -4.8392e-08 | 0.10977 | 0.11622 | 6.5527e-11 | -2.16e-14 | 1.3445e-14 | 0 | -150.3208 | 34.6509 | 0 | 29.6792 | -145.3491 |  | 1.3198 | 0.28038 | 0.29007 | 1.3163 | 0 | 0 | 0.72307 | -103.2879 | 80.0265 | 0.86433 | 0 | 0
Line17_5_19 | 0.019905 | 0.019905 | 0.019905 | 0.019905 | 0.019905 | 0.019905 | 0.0045969 | 0.0045969 | 0.0045969 | 0.0045969 | 0.0045969 | 0.0045969 | 0.0001331 | 0.0024886 | -0.0026103 | -0.0001293 | -0.0024848 | 0.0026141 | 0.0060818 | -0.00067254 | 0.00054576 | -0.0060779 | 0.00067651 | -0.0005418 | -88.1645 | -88.1645 | -88.1645 | 91.8355 | 91.8355 | 91.8355 |  | 1.3234 | 0.56079 | 0.58011 | 1.3225 | 0.56021 | 0.58075 | 0.58184 | -103.2874 | 80.0261 | 0.61686 | -103.3946 | 80.126
Line1_1_3 | 0.019785 | 0.019785 | 0.019785 | 0.019785 | 0.019785 | 0.019785 | 0.0045691 | 0.0045691 | 0.0045691 | 0.0045692 | 0.0045692 | 0.0045692 | 0.00017045 | 0.0024735 | -0.0025876 | -0.00016669 | -0.0024698 | 0.0025914 | 0.0060482 | -0.00067861 | 0.00056112 | -0.0060443 | 0.00068253 | -0.00055721 | -87.8389 | -87.8389 | -87.8389 | 92.1611 | 92.1611 | 92.1611 |  | 1.3242 | 0.56136 | 0.57948 | 1.3234 | 0.56079 | 0.5801 | 0.54686 | -103.1805 | 79.9259 | 0.58141 | -103.2871 | 80.0258
Line2_1_4 | 0.020105 | 2.3263 | 2.4266 | 0.020105 | 2.3263 | 2.4266 | 0.004643 | 0.53724 | 0.56039 | 0.004643 | 0.53724 | 0.56039 | 8.0035e-05 | 0.20681 | 0.22692 | -6.0925e-05 | -0.1035 | -0.11338 | 0.0061479 | 0.2195 | 0.2323 | -0.0061278 | -0.10944 | -0.11648 | -88.7073 | -149.8852 | 34.2544 | 91.2927 | 30.1148 | -145.7456 |  | 1.3242 | 0.56136 | 0.57948 | 1.3198 | 0.28038 | 0.29007 | 0.54686 | -103.1805 | 79.9259 | 0.72307 | -103.2879 | 80.0265
Line3_1_5 | 0.019905 | 0.019905 | 0.019905 | 0.019905 | 0.019905 | 0.019905 | 0.0045968 | 0.0045968 | 0.0045968 | 0.0045969 | 0.0045969 | 0.0045969 | 0.0001369 | 0.0024924 | -0.0026064 | -0.0001331 | -0.0024886 | 0.0026103 | 0.0060857 | -0.00066857 | 0.00054972 | -0.0060818 | 0.00067254 | -0.00054576 | -88.1645 | -88.1645 | -88.1644 | 91.8355 | 91.8355 | 91.8356 |  | 1.3242 | 0.56136 | 0.57948 | 1.3234 | 0.56079 | 0.58011 | 0.54686 | -103.1805 | 79.9259 | 0.58184 | -103.2874 | 80.0261
Line4_2_6 | 0.019865 | 0.019865 | 0.019865 | 0.019865 | 0.019865 | 0.019865 | 0.0045875 | 0.0045875 | 0.0045875 | 0.0045876 | 0.0045876 | 0.0045876 | 0.00014439 | 0.0024823 | -0.0026039 | -0.0001406 | -0.0024785 | 0.0026077 | 0.0060692 | -0.00067589 | 0.00054961 | -0.0060653 | 0.00067985 | -0.00054567 | -88.0555 | -88.0555 | -88.0555 | 91.9445 | 91.9445 | 91.9445 |  | 1.3234 | 0.56079 | 0.58011 | 1.3225 | 0.56022 | 0.58074 | 0.58169 | -103.2873 | 80.026 | 0.61657 | -103.3944 | 80.1259
Line5_6_7 | 0.019865 | 0.019865 | 0.019865 | 0.019865 | 0.019865 | 0.019865 | 0.0045876 | 0.0045876 | 0.0045876 | 0.0045876 | 0.0045876 | 0.0045876 | 0.0001406 | 0.0024785 | -0.0026077 | -0.00013681 | -0.0024747 | 0.0026115 | 0.0060653 | -0.00067985 | 0.00054567 | -0.0060614 | 0.0006838 | -0.00054172 | -88.0555 | -88.0555 | -88.0555 | 91.9445 | 91.9445 | 91.9445 |  | 1.3225 | 0.56022 | 0.58074 | 1.3216 | 0.55965 | 0.58138 | 0.61657 | -103.3944 | 80.1259 | 0.6515 | -103.5017 | 80.2255
Line6_7_8 | 0 | 0 | 0 | 0 | 0 | 0 | 0 | 0 | 0 | 0 | 0 | 0 | 2.9065e-09 | -6.0178e-08 | 6.0828e-08 | -3.981e-09 | 4.0741e-08 | -4.0317e-08 | -1.4297e-07 | 1.4538e-08 | -9.082e-09 | 9.5364e-08 | -9.1678e-09 | 4.8272e-09 | 0 | 0 | 0 | 0 | 0 | 0 |  | 1.3216 | 0.55965 | 0.58138 | 1.3216 | 0.55965 | 0.58138 | 0.6515 | -103.5017 | 80.2255 | 0.6515 | -103.5017 | 80.2255
Line7_8_9 | 0 | 0 | 0 | 0 | 0 | 0 | 0 | 0 | 0 | 0 | 0 | 0 | 9.6883e-10 | -2.0059e-08 | 2.0276e-08 | -2.0433e-09 | 6.2238e-10 | 2.352e-10 | -4.7657e-08 | 4.8462e-09 | -3.0273e-09 | 4.959e-11 | 5.2448e-10 | -1.2274e-09 | 0 | 0 | 0 | 0 | 0 | 0 |  | 1.3216 | 0.55965 | 0.58138 | 1.3216 | 0.55965 | 0.58138 | 0.6515 | -103.5017 | 80.2255 | 0.6515 | -103.5017 | 80.2255
Line8_8_10 | 0 | 0 | 0 | 0 | 0 | 0 | 0 | 0 | 0 | 0 | 0 | 0 | 9.6883e-10 | -2.0059e-08 | 2.0276e-08 | -2.0433e-09 | 6.2238e-10 | 2.3521e-10 | -4.7657e-08 | 4.8462e-09 | -3.0273e-09 | 4.959e-11 | 5.2448e-10 | -1.2274e-09 | 0 | 0 | 0 | 0 | 0 | 0 |  | 1.3216 | 0.55965 | 0.58138 | 1.3216 | 0.55965 | 0.58138 | 0.6515 | -103.5017 | 80.2255 | 0.6515 | -103.5017 | 80.2255
Line9_3_11 | 0.019785 | 0.019785 | 0.019785 | 0.019785 | 0.019785 | 0.019785 | 0.0045692 | 0.0045692 | 0.0045692 | 0.0045692 | 0.0045692 | 0.0045692 | 0.00016669 | 0.0024698 | -0.0025914 | -0.00016293 | -0.002466 | 0.0025951 | 0.0060443 | -0.00068253 | 0.00055721 | -0.0060405 | 0.00068645 | -0.0005533 | -87.8389 | -87.839 | -87.8389 | 92.1611 | 92.161 | 92.1611 |  | 1.3234 | 0.56079 | 0.5801 | 1.3225 | 0.56023 | 0.58073 | 0.58141 | -103.2871 | 80.0258 | 0.616 | -103.394 | 80.1255

## LLG_min_fault_6
name | pf_ikss_a_from_ka | pf_ikss_b_from_ka | pf_ikss_c_from_ka | pf_ikss_a_to_ka | pf_ikss_b_to_ka | pf_ikss_c_to_ka | pf_skss_a_from_mw | pf_skss_b_from_mw | pf_skss_c_from_mw | pf_skss_a_to_mw | pf_skss_b_to_mw | pf_skss_c_to_mw | pf_p_a_from_mw | pf_p_b_from_mw | pf_p_c_from_mw | pf_p_a_to_mw | pf_p_b_to_mw | pf_p_c_to_mw | pf_q_a_from_mvar | pf_q_b_from_mvar | pf_q_c_from_mvar | pf_q_a_to_mvar | pf_q_b_to_mvar | pf_q_c_to_mvar | pf_ikss_a_from_degree | pf_ikss_b_from_degree | pf_ikss_c_from_degree | pf_ikss_a_to_degree | pf_ikss_b_to_degree | pf_ikss_c_to_degree | 3xI0 | pf_vm_a_from_pu | pf_vm_b_from_pu | pf_vm_c_from_pu | pf_vm_a_to_pu | pf_vm_b_to_pu | pf_vm_c_to_pu | pf_va_a_from_degree | pf_va_b_from_degree | pf_va_c_from_degree | pf_va_a_to_degree | pf_va_b_to_degree | pf_va_c_to_degree
Line0_1_2 | 0.0023598 | 0.0023598 | 0.0023598 | 0.0023598 | 0.0023598 | 0.0023598 | 0.00054497 | 0.00054497 | 0.00054497 | 0.00054498 | 0.00054498 | 0.00054498 | 0.00033786 | 0.00016961 | -0.00050699 | -0.00033781 | -0.00016956 | 0.00050705 | 0.00041986 | -0.00046039 | 0.00012457 | -0.00041981 | 0.00046045 | -0.00012451 | -49.28 | -49.28 | -49.28 | 130.72 | 130.72 | 130.72 |  | 0.98889 | 0.9003 | 0.95797 | 0.98875 | 0.90036 | 0.95804 | 1.8966 | -119.056 | 116.916 | 1.8973 | -119.0641 | 116.9233
Line10_11_12 | 0.0023504 | 0.0023504 | 0.0023504 | 0.0023504 | 0.0023504 | 0.0023504 | 0.0005428 | 0.0005428 | 0.0005428 | 0.00054281 | 0.00054281 | 0.00054281 | 0.00033798 | 0.00016709 | -0.0005046 | -0.00033793 | -0.00016704 | 0.00050466 | 0.0004168 | -0.0004593 | 0.00012587 | -0.00041675 | 0.00045936 | -0.00012581 | -49.0635 | -49.0635 | -49.0635 | 130.9365 | 130.9365 | 130.9365 |  | 0.9886 | 0.90042 | 0.95811 | 0.98846 | 0.90049 | 0.95818 | 1.898 | -119.0721 | 116.9306 | 1.8987 | -119.0801 | 116.9379
Line11_12_13 | 0.0023504 | 0.0023504 | 0.0023504 | 0.0023504 | 0.0023504 | 0.0023504 | 0.00054281 | 0.00054281 | 0.00054281 | 0.00054281 | 0.00054281 | 0.00054281 | 0.00033793 | 0.00016704 | -0.00050466 | -0.00033788 | -0.00016699 | 0.00050471 | 0.00041675 | -0.00045936 | 0.00012581 | -0.0004167 | 0.00045942 | -0.00012576 | -49.0635 | -49.0635 | -49.0635 | 130.9365 | 130.9365 | 130.9365 |  | 0.98846 | 0.90049 | 0.95818 | 0.98832 | 0.90055 | 0.95825 | 1.8987 | -119.0801 | 116.9379 | 1.8994 | -119.0882 | 116.9453
Line12_13_15 | 0 | 0 | 0 | 0 | 0 | 0 | 0 | 0 | 0 | 0 | 0 | 0 | -7.5362e-09 | -4.4521e-09 | 1.2023e-08 | 4.8833e-09 | 3.131e-09 | -8.0491e-09 | -1.0196e-08 | 1.0689e-08 | -2.4126e-09 | 6.9113e-09 | -7.0764e-09 | 1.4305e-09 | 0 | 0 | 0 | 0 | 0 | 0 |  | 0.98832 | 0.90055 | 0.95825 | 0.98832 | 0.90055 | 0.95825 | 1.8994 | -119.0882 | 116.9453 | 1.8994 | -119.0882 | 116.9453
Line13_13_14 | 0.0023505 | 0.0023505 | 0.0023505 | 0.0023505 | 0.0023505 | 0.0023505 | 0.00054282 | 0.00054282 | 0.00054282 | 0.00054283 | 0.00054283 | 0.00054283 | 0.00033789 | 0.000167 | -0.00050473 | -0.00033784 | -0.00016694 | 0.00050478 | 0.00041671 | -0.00045943 | 0.00012576 | -0.00041666 | 0.00045949 | -0.00012571 | -49.0636 | -49.0636 | -49.0636 | 130.9364 | 130.9364 | 130.9364 |  | 0.98832 | 0.90055 | 0.95825 | 0.98818 | 0.90061 | 0.95832 | 1.8994 | -119.0882 | 116.9453 | 1.9 | -119.0963 | 116.9526
Line14_15_16 | 0 | 0 | 0 | 0 | 0 | 0 | 0 | 0 | 0 | 0 | 0 | 0 | -5.0241e-09 | -2.9681e-09 | 8.0154e-09 | 2.3713e-09 | 1.6469e-09 | -4.0414e-09 | -6.7972e-09 | 7.1263e-09 | -1.6084e-09 | 3.5127e-09 | -3.5132e-09 | 6.2633e-10 | 0 | 0 | 0 | 0 | 0 | 0 |  | 0.98832 | 0.90055 | 0.95825 | 0.98832 | 0.90055 | 0.95825 | 1.8994 | -119.0882 | 116.9453 | 1.8994 | -119.0882 | 116.9453
Line15_16_17 | 0 | 0 | 0 | 0 | 0 | 0 | 0 | 0 | 0 | 0 | 0 | 0 | -2.5121e-09 | -1.484e-09 | 4.0077e-09 | -1.4077e-10 | 1.6289e-10 | -3.3717e-11 | -3.3986e-09 | 3.5632e-09 | -8.0421e-10 | 1.141e-10 | 4.9919e-11 | -1.7788e-10 | 0 | 0 | 0 | 0 | 0 | 0 |  | 0.98832 | 0.90055 | 0.95825 | 0.98832 | 0.90055 | 0.95825 | 1.8994 | -119.0882 | 116.9453 | 1.8994 | -119.0882 | 116.9453
Line16_4_18 | 0 | 0.029193 | 0.031065 | 0 | 0.029193 | 0.031065 | 0 | 0.0067418 | 0.007174 | 0 | 0.0067418 | 0.007174 | -2.5051e-09 | 0.0042739 | 0.0048446 | -1.381e-10 | -0.0042612 | -0.004825 | -3.5034e-09 | 0.0042795 | 0.0048404 | 1.1426e-10 | -0.0042612 | -0.004825 | 0 | -164.1384 | 71.973 | 0 | 15.8616 | -108.027 |  | 0.98818 | 0.8971 | 0.9546 | 0.98761 | 0.89385 | 0.95115 | 1.9004 | -119.1012 | 116.9481 | 1.9034 | -119.1384 | 116.973
Line17_5_19 | 0.0023646 | 0.0023646 | 0.0023646 | 0.0023646 | 0.0023646 | 0.0023646 | 0.00054609 | 0.00054609 | 0.00054609 | 0.00054609 | 0.00054609 | 0.00054609 | 0.00033769 | 0.00017078 | -0.00050831 | -0.00033764 | -0.00017073 | 0.00050837 | 0.00042131 | -0.00046106 | 0.0001238 | -0.00042125 | 0.00046112 | -0.00012374 | -49.389 | -49.389 | -49.389 | 130.611 | 130.611 | 130.611 |  | 0.98874 | 0.90036 | 0.95804 | 0.9886 | 0.90042 | 0.95811 | 1.8974 | -119.0641 | 116.9233 | 1.8981 | -119.0722 | 116.9307
Line1_1_3 | 0.0023504 | 0.0023504 | 0.0023504 | 0.0023504 | 0.0023504 | 0.0023504 | 0.00054279 | 0.00054279 | 0.00054279 | 0.0005428 | 0.0005428 | 0.0005428 | 0.00033808 | 0.0001672 | -0.00050449 | -0.00033803 | -0.00016715 | 0.00050454 | 0.00041691 | -0.00045918 | 0.00012597 | -0.00041685 | 0.00045924 | -0.00012592 | -49.0635 | -49.0635 | -49.0635 | 130.9365 | 130.9365 | 130.9365 |  | 0.98889 | 0.9003 | 0.95797 | 0.98875 | 0.90036 | 0.95804 | 1.8966 | -119.056 | 116.916 | 1.8973 | -119.064 | 116.9233
Line2_1_4 | 0.0023884 | 0.028298 | 0.029871 | 0.0023884 | 0.028298 | 0.029871 | 0.00055157 | 0.0065351 | 0.0068984 | 0.00055157 | 0.0065351 | 0.0068984 | 0.00033709 | 0.0044627 | 0.0043499 | -0.00033682 | -0.0044499 | -0.0043318 | 0.0004288 | 0.0038341 | 0.004975 | -0.00042852 | -0.003817 | -0.0049599 | -49.9318 | -159.7234 | 68.0809 | 130.0682 | 20.2767 | -111.9191 |  | 0.98889 | 0.9003 | 0.95797 | 0.98818 | 0.8971 | 0.9546 | 1.8966 | -119.056 | 116.916 | 1.9004 | -119.1012 | 116.9481
Line3_1_5 | 0.0023646 | 0.0023646 | 0.0023646 | 0.0023646 | 0.0023646 | 0.0023646 | 0.00054608 | 0.00054608 | 0.00054608 | 0.00054609 | 0.00054609 | 0.00054609 | 0.00033774 | 0.00017083 | -0.00050826 | -0.00033769 | -0.00017078 | 0.00050831 | 0.00042136 | -0.000461 | 0.00012385 | -0.00042131 | 0.00046106 | -0.0001238 | -49.389 | -49.389 | -49.389 | 130.611 | 130.611 | 130.611 |  | 0.98889 | 0.9003 | 0.95797 | 0.98874 | 0.90036 | 0.95804 | 1.8966 | -119.056 | 116.916 | 1.8974 | -119.0641 | 116.9233
Line4_2_6 | 0.0023598 | 0.0023598 | 0.0023598 | 0.0023598 | 0.0023598 | 0.0023598 | 0.00054498 | 0.00054498 | 0.00054498 | 0.00054498 | 0.00054498 | 0.00054498 | 0.00033781 | 0.00016956 | -0.00050705 | -0.00033776 | -0.00016951 | 0.0005071 | 0.00041981 | -0.00046045 | 0.00012451 | -0.00041976 | 0.00046051 | -0.00012446 | -49.28 | -49.28 | -49.28 | 130.72 | 130.72 | 130.72 |  | 0.98875 | 0.90036 | 0.95804 | 0.9886 | 0.90042 | 0.95811 | 1.8973 | -119.0641 | 116.9233 | 1.8981 | -119.0722 | 116.9306
Line5_6_7 | 0.0023598 | 0.0023598 | 0.0023598 | 0.0023599 | 0.0023599 | 0.0023599 | 0.00054498 | 0.00054498 | 0.00054498 | 0.00054499 | 0.00054499 | 0.00054499 | 0.00033776 | 0.00016951 | -0.0005071 | -0.00033771 | -0.00016945 | 0.00050716 | 0.00041976 | -0.00046051 | 0.00012446 | -0.0004197 | 0.00046057 | -0.0001244 | -49.2801 | -49.2801 | -49.2801 | 130.7199 | 130.7199 | 130.7199 |  | 0.9886 | 0.90042 | 0.95811 | 0.98846 | 0.90049 | 0.95818 | 1.8981 | -119.0722 | 116.9306 | 1.8988 | -119.0803 | 116.938
Line6_7_8 | 0 | 0 | 0 | 0 | 0 | 0 | 0 | 0 | 0 | 0 | 0 | 0 | -7.5333e-09 | -4.482e-09 | 1.205e-08 | 4.8809e-09 | 3.1511e-09 | -8.0672e-09 | -1.0232e-08 | 1.0701e-08 | -2.3963e-09 | 6.9351e-09 | -7.0837e-09 | 1.4193e-09 | 0 | 0 | 0 | 0 | 0 | 0 |  | 0.98846 | 0.90049 | 0.95818 | 0.98846 | 0.90049 | 0.95818 | 1.8988 | -119.0803 | 116.938 | 1.8988 | -119.0803 | 116.938
Line7_8_9 | 0 | 0 | 0 | 0 | 0 | 0 | 0 | 0 | 0 | 0 | 0 | 0 | -2.5111e-09 | -1.494e-09 | 4.0168e-09 | -1.4129e-10 | 1.6308e-10 | -3.3498e-11 | -3.4105e-09 | 3.567e-09 | -7.9878e-10 | 1.1408e-10 | 5.0348e-11 | -1.7829e-10 | 0 | 0 | 0 | 0 | 0 | 0 |  | 0.98846 | 0.90049 | 0.95818 | 0.98846 | 0.90049 | 0.95818 | 1.8988 | -119.0803 | 116.938 | 1.8988 | -119.0803 | 116.938
Line8_8_10 | 0 | 0 | 0 | 0 | 0 | 0 | 0 | 0 | 0 | 0 | 0 | 0 | -2.5111e-09 | -1.494e-09 | 4.0168e-09 | -1.4129e-10 | 1.6308e-10 | -3.3498e-11 | -3.4105e-09 | 3.567e-09 | -7.9878e-10 | 1.1408e-10 | 5.0348e-11 | -1.7829e-10 | 0 | 0 | 0 | 0 | 0 | 0 |  | 0.98846 | 0.90049 | 0.95818 | 0.98846 | 0.90049 | 0.95818 | 1.8988 | -119.0803 | 116.938 | 1.8988 | -119.0803 | 116.938
Line9_3_11 | 0.0023504 | 0.0023504 | 0.0023504 | 0.0023504 | 0.0023504 | 0.0023504 | 0.0005428 | 0.0005428 | 0.0005428 | 0.0005428 | 0.0005428 | 0.0005428 | 0.00033803 | 0.00016715 | -0.00050454 | -0.00033798 | -0.00016709 | 0.0005046 | 0.00041685 | -0.00045924 | 0.00012592 | -0.0004168 | 0.0004593 | -0.00012587 | -49.0635 | -49.0635 | -49.0635 | 130.9365 | 130.9365 | 130.9365 |  | 0.98875 | 0.90036 | 0.95804 | 0.9886 | 0.90042 | 0.95811 | 1.8973 | -119.064 | 116.9233 | 1.898 | -119.0721 | 116.9306

## LLG_min_fault_10
name | pf_ikss_a_from_ka | pf_ikss_b_from_ka | pf_ikss_c_from_ka | pf_ikss_a_to_ka | pf_ikss_b_to_ka | pf_ikss_c_to_ka | pf_skss_a_from_mw | pf_skss_b_from_mw | pf_skss_c_from_mw | pf_skss_a_to_mw | pf_skss_b_to_mw | pf_skss_c_to_mw | pf_p_a_from_mw | pf_p_b_from_mw | pf_p_c_from_mw | pf_p_a_to_mw | pf_p_b_to_mw | pf_p_c_to_mw | pf_q_a_from_mvar | pf_q_b_from_mvar | pf_q_c_from_mvar | pf_q_a_to_mvar | pf_q_b_to_mvar | pf_q_c_to_mvar | pf_ikss_a_from_degree | pf_ikss_b_from_degree | pf_ikss_c_from_degree | pf_ikss_a_to_degree | pf_ikss_b_to_degree | pf_ikss_c_to_degree | 3xI0 | pf_vm_a_from_pu | pf_vm_b_from_pu | pf_vm_c_from_pu | pf_vm_a_to_pu | pf_vm_b_to_pu | pf_vm_c_to_pu | pf_va_a_from_degree | pf_va_b_from_degree | pf_va_c_from_degree | pf_va_a_to_degree | pf_va_b_to_degree | pf_va_c_to_degree
Line0_1_2 | 0.0022356 | 0.0022356 | 0.0022356 | 0.0022356 | 0.0022356 | 0.0022356 | 0.00051629 | 0.00051629 | 0.00051629 | 0.0005163 | 0.0005163 | 0.0005163 | 0.00030323 | 0.00015223 | -0.00045503 | -0.00030319 | -0.00015218 | 0.00045508 | 0.00037683 | -0.0004132 | 0.0001118 | -0.00037678 | 0.00041326 | -0.00011175 | -49.28 | -49.28 | -49.28 | 130.72 | 130.72 | 130.72 |  | 0.93684 | 0.85292 | 0.90755 | 0.93671 | 0.85297 | 0.90761 | 1.8966 | -119.056 | 116.916 | 1.8973 | -119.0641 | 116.9233
Line10_11_12 | 0.0022267 | 0.0022267 | 0.0022267 | 0.0022267 | 0.0022267 | 0.0022267 | 0.00051423 | 0.00051423 | 0.00051423 | 0.00051424 | 0.00051424 | 0.00051424 | 0.00030334 | 0.00014997 | -0.00045288 | -0.0003033 | -0.00014992 | 0.00045293 | 0.00037408 | -0.00041223 | 0.00011297 | -0.00037404 | 0.00041228 | -0.00011292 | -49.0635 | -49.0635 | -49.0635 | 130.9365 | 130.9365 | 130.9365 |  | 0.93657 | 0.85303 | 0.90768 | 0.93644 | 0.85309 | 0.90775 | 1.898 | -119.0721 | 116.9306 | 1.8987 | -119.0801 | 116.9379
Line11_12_13 | 0.0022267 | 0.0022267 | 0.0022267 | 0.0022267 | 0.0022267 | 0.0022267 | 0.00051424 | 0.00051424 | 0.00051424 | 0.00051424 | 0.00051424 | 0.00051424 | 0.0003033 | 0.00014992 | -0.00045293 | -0.00030325 | -0.00014988 | 0.00045298 | 0.00037404 | -0.00041228 | 0.00011292 | -0.00037399 | 0.00041233 | -0.00011287 | -49.0635 | -49.0635 | -49.0635 | 130.9365 | 130.9365 | 130.9365 |  | 0.93644 | 0.85309 | 0.90775 | 0.93631 | 0.85315 | 0.90781 | 1.8987 | -119.0801 | 116.9379 | 1.8994 | -119.0882 | 116.9453
Line12_13_15 | 0 | 0 | 0 | 0 | 0 | 0 | 0 | 0 | 0 | 0 | 0 | 0 | -6.7638e-09 | -3.9958e-09 | 1.0791e-08 | 4.3828e-09 | 2.8101e-09 | -7.2241e-09 | -9.1508e-09 | 9.5939e-09 | -2.1653e-09 | 6.2029e-09 | -6.3511e-09 | 1.2839e-09 | 0 | 0 | 0 | 0 | 0 | 0 |  | 0.93631 | 0.85315 | 0.90781 | 0.93631 | 0.85315 | 0.90781 | 1.8994 | -119.0882 | 116.9453 | 1.8994 | -119.0882 | 116.9453
Line13_13_14 | 0.0022268 | 0.0022268 | 0.0022268 | 0.0022268 | 0.0022268 | 0.0022268 | 0.00051425 | 0.00051425 | 0.00051425 | 0.00051426 | 0.00051426 | 0.00051426 | 0.00030326 | 0.00014988 | -0.00045299 | -0.00030321 | -0.00014983 | 0.00045305 | 0.000374 | -0.00041234 | 0.00011287 | -0.00037395 | 0.00041239 | -0.00011282 | -49.0636 | -49.0636 | -49.0636 | 130.9364 | 130.9364 | 130.9364 |  | 0.93631 | 0.85315 | 0.90781 | 0.93617 | 0.85321 | 0.90788 | 1.8994 | -119.0882 | 116.9453 | 1.9 | -119.0963 | 116.9526
Line14_15_16 | 0 | 0 | 0 | 0 | 0 | 0 | 0 | 0 | 0 | 0 | 0 | 0 | -4.5092e-09 | -2.6639e-09 | 7.1938e-09 | 2.1282e-09 | 1.4781e-09 | -3.6272e-09 | -6.1005e-09 | 6.3959e-09 | -1.4436e-09 | 3.1527e-09 | -3.1532e-09 | 5.6213e-10 | 0 | 0 | 0 | 0 | 0 | 0 |  | 0.93631 | 0.85315 | 0.90781 | 0.93631 | 0.85315 | 0.90781 | 1.8994 | -119.0882 | 116.9453 | 1.8994 | -119.0882 | 116.9453
Line15_16_17 | 0 | 0 | 0 | 0 | 0 | 0 | 0 | 0 | 0 | 0 | 0 | 0 | -2.2546e-09 | -1.3319e-09 | 3.5969e-09 | -1.2634e-10 | 1.462e-10 | -3.0261e-11 | -3.0503e-09 | 3.198e-09 | -7.2178e-10 | 1.0241e-10 | 4.4802e-11 | -1.5965e-10 | 0 | 0 | 0 | 0 | 0 | 0 |  | 0.93631 | 0.85315 | 0.90781 | 0.93631 | 0.85315 | 0.90781 | 1.8994 | -119.0882 | 116.9453 | 1.8994 | -119.0882 | 116.9453
Line16_4_18 | 0 | 0.027657 | 0.02943 | 0 | 0.027657 | 0.02943 | 0 | 0.006387 | 0.0067965 | 0 | 0.006387 | 0.0067965 | -2.2484e-09 | 0.0038358 | 0.0043481 | -1.2395e-10 | -0.0038244 | -0.0043305 | -3.1443e-09 | 0.0038408 | 0.0043443 | 1.0255e-10 | -0.0038244 | -0.0043305 | 0 | -164.1384 | 71.973 | 0 | 15.8616 | -108.027 |  | 0.93617 | 0.84989 | 0.90435 | 0.93563 | 0.8468 | 0.90109 | 1.9004 | -119.1012 | 116.9481 | 1.9034 | -119.1384 | 116.973
Line17_5_19 | 0.0022402 | 0.0022402 | 0.0022402 | 0.0022402 | 0.0022402 | 0.0022402 | 0.00051735 | 0.00051735 | 0.00051735 | 0.00051735 | 0.00051735 | 0.00051735 | 0.00030308 | 0.00015328 | -0.00045621 | -0.00030304 | -0.00015323 | 0.00045627 | 0.00037812 | -0.00041381 | 0.00011111 | -0.00037808 | 0.00041386 | -0.00011106 | -49.389 | -49.389 | -49.389 | 130.611 | 130.611 | 130.611 |  | 0.93671 | 0.85297 | 0.90761 | 0.93657 | 0.85303 | 0.90768 | 1.8974 | -119.0641 | 116.9233 | 1.8981 | -119.0722 | 116.9307
Line1_1_3 | 0.0022267 | 0.0022267 | 0.0022267 | 0.0022267 | 0.0022267 | 0.0022267 | 0.00051422 | 0.00051422 | 0.00051422 | 0.00051423 | 0.00051423 | 0.00051423 | 0.00030343 | 0.00015006 | -0.00045278 | -0.00030339 | -0.00015001 | 0.00045283 | 0.00037418 | -0.00041212 | 0.00011306 | -0.00037413 | 0.00041217 | -0.00011301 | -49.0635 | -49.0635 | -49.0635 | 130.9365 | 130.9365 | 130.9365 |  | 0.93684 | 0.85292 | 0.90755 | 0.93671 | 0.85297 | 0.90761 | 1.8966 | -119.056 | 116.916 | 1.8973 | -119.064 | 116.9233
Line2_1_4 | 0.0022627 | 0.026808 | 0.028299 | 0.0022627 | 0.026808 | 0.028299 | 0.00052254 | 0.0061911 | 0.0065354 | 0.00052254 | 0.0061911 | 0.0065354 | 0.00030254 | 0.0040053 | 0.0039041 | -0.0003023 | -0.0039938 | -0.0038878 | 0.00038485 | 0.0034411 | 0.0044651 | -0.0003846 | -0.0034258 | -0.0044515 | -49.9318 | -159.7234 | 68.0809 | 130.0682 | 20.2767 | -111.9191 |  | 0.93684 | 0.85292 | 0.90755 | 0.93617 | 0.84989 | 0.90435 | 1.8966 | -119.056 | 116.916 | 1.9004 | -119.1012 | 116.9481
Line3_1_5 | 0.0022402 | 0.0022402 | 0.0022402 | 0.0022402 | 0.0022402 | 0.0022402 | 0.00051734 | 0.00051734 | 0.00051734 | 0.00051735 | 0.00051735 | 0.00051735 | 0.00030313 | 0.00015332 | -0.00045616 | -0.00030308 | -0.00015328 | 0.00045621 | 0.00037817 | -0.00041375 | 0.00011116 | -0.00037812 | 0.00041381 | -0.00011111 | -49.389 | -49.389 | -49.389 | 130.611 | 130.611 | 130.611 |  | 0.93684 | 0.85292 | 0.90755 | 0.93671 | 0.85297 | 0.90761 | 1.8966 | -119.056 | 116.916 | 1.8974 | -119.0641 | 116.9233
Line4_2_6 | 0.0022356 | 0.0022356 | 0.0022356 | 0.0022356 | 0.0022356 | 0.0022356 | 0.0005163 | 0.0005163 | 0.0005163 | 0.0005163 | 0.0005163 | 0.0005163 | 0.00030319 | 0.00015218 | -0.00045508 | -0.00030314 | -0.00015213 | 0.00045513 | 0.00037678 | -0.00041326 | 0.00011175 | -0.00037673 | 0.00041331 | -0.0001117 | -49.28 | -49.28 | -49.28 | 130.72 | 130.72 | 130.72 |  | 0.93671 | 0.85297 | 0.90761 | 0.93657 | 0.85303 | 0.90768 | 1.8973 | -119.0641 | 116.9233 | 1.8981 | -119.0722 | 116.9306
Line5_6_7 | 0.0022356 | 0.0022356 | 0.0022356 | 0.0022357 | 0.0022357 | 0.0022357 | 0.0005163 | 0.0005163 | 0.0005163 | 0.0005163 | 0.0005163 | 0.0005163 | 0.00030314 | 0.00015213 | -0.00045513 | -0.00030309 | -0.00015209 | 0.00045518 | 0.00037673 | -0.00041331 | 0.0001117 | -0.00037669 | 0.00041336 | -0.00011165 | -49.2801 | -49.2801 | -49.2801 | 130.7199 | 130.7199 | 130.7199 |  | 0.93657 | 0.85303 | 0.90768 | 0.93644 | 0.85309 | 0.90775 | 1.8981 | -119.0722 | 116.9306 | 1.8988 | -119.0803 | 116.938
Line6_7_8 | 0 | 0 | 0 | 0 | 0 | 0 | 0 | 0 | 0 | 0 | 0 | 0 | -6.7612e-09 | -4.0227e-09 | 1.0815e-08 | 4.3807e-09 | 2.8281e-09 | -7.2403e-09 | -9.1829e-09 | 9.6043e-09 | -2.1507e-09 | 6.2243e-09 | -6.3577e-09 | 1.2738e-09 | 0 | 0 | 0 | 0 | 0 | 0 |  | 0.93644 | 0.85309 | 0.90775 | 0.93644 | 0.85309 | 0.90775 | 1.8988 | -119.0803 | 116.938 | 1.8988 | -119.0803 | 116.938
Line7_8_9 | 0 | 0 | 0 | 0 | 0 | 0 | 0 | 0 | 0 | 0 | 0 | 0 | -2.2537e-09 | -1.3409e-09 | 3.6051e-09 | -1.2681e-10 | 1.4637e-10 | -3.0065e-11 | -3.061e-09 | 3.2014e-09 | -7.1691e-10 | 1.0239e-10 | 4.5188e-11 | -1.6001e-10 | 0 | 0 | 0 | 0 | 0 | 0 |  | 0.93644 | 0.85309 | 0.90775 | 0.93644 | 0.85309 | 0.90775 | 1.8988 | -119.0803 | 116.938 | 1.8988 | -119.0803 | 116.938
Line8_8_10 | 0 | 0 | 0 | 0 | 0 | 0 | 0 | 0 | 0 | 0 | 0 | 0 | -2.2537e-09 | -1.3409e-09 | 3.6051e-09 | -1.2681e-10 | 1.4637e-10 | -3.0065e-11 | -3.061e-09 | 3.2014e-09 | -7.1691e-10 | 1.0239e-10 | 4.5188e-11 | -1.6001e-10 | 0 | 0 | 0 | 0 | 0 | 0 |  | 0.93644 | 0.85309 | 0.90775 | 0.93644 | 0.85309 | 0.90775 | 1.8988 | -119.0803 | 116.938 | 1.8988 | -119.0803 | 116.938
Line9_3_11 | 0.0022267 | 0.0022267 | 0.0022267 | 0.0022267 | 0.0022267 | 0.0022267 | 0.00051423 | 0.00051423 | 0.00051423 | 0.00051423 | 0.00051423 | 0.00051423 | 0.00030339 | 0.00015001 | -0.00045283 | -0.00030334 | -0.00014997 | 0.00045288 | 0.00037413 | -0.00041217 | 0.00011301 | -0.00037408 | 0.00041223 | -0.00011297 | -49.0635 | -49.0635 | -49.0635 | 130.9365 | 130.9365 | 130.9365 |  | 0.93671 | 0.85297 | 0.90761 | 0.93657 | 0.85303 | 0.90768 | 1.8973 | -119.064 | 116.9233 | 1.898 | -119.0721 | 116.9306