## LLL_max_6
name | pf_ikss_from_ka | pf_ikss_to_ka | pf_ip_from_ka | pf_ip_to_ka | pf_skss_from_mw | pf_skss_to_mw | pf_p_from_mw | pf_p_to_mw | pf_q_from_mvar | pf_q_to_mvar | pf_ikss_from_degree | pf_ikss_to_degree | pf_vm_from_pu | pf_vm_to_pu | pf_va_from_degree | pf_va_to_degree
Line0_1_2 | 0 | 0 | 0 | 0 | 0 | 0 | 0 | 0 | 0 | 0 | 0 | 0 | 0.70184 | 0.70184 | -7.4193 | -7.4193
Line10_11_12 | 0 | 0 | 0 | 0 | 0 | 0 | 0 | 0 | 0 | 0 | 0 | 0 | 0.70184 | 0.70184 | -7.4193 | -7.4193
Line11_12_13 | 0 | 0 | 0 | 0 | 0 | 0 | 0 | 0 | 0 | 0 | 0 | 0 | 0.70184 | 0.70184 | -7.4193 | -7.4193
Line12_13_15 | 0 | 0 | 0 | 0 | 0 | 0 | 0 | 0 | 0 | 0 | 0 | 0 | 0.70184 | 0.70184 | -7.4193 | -7.4193
Line13_13_14 | 0 | 0 | 0 | 0 | 0 | 0 | 0 | 0 | 0 | 0 | 0 | 0 | 0.70184 | 0.70184 | -7.4193 | -7.4193
Line14_15_16 | 0 | 0 | 0 | 0 | 0 | 0 | 0 | 0 | 0 | 0 | 0 | 0 | 0.70184 | 0.70184 | -7.4193 | -7.4193
Line15_16_17 | 0 | 0 | 0 | 0 | 0 | 0 | 0 | 0 | 0 | 0 | 0 | 0 | 0.70184 | 0.70184 | -7.4193 | -7.4193
Line16_4_18 | 3.6243 | 3.6243 | 0 | 7.0007 | 2.511 | 2.511 | 0.39406 | -1e-07 | 0.78812 | -1e-07 | -70.8543 | 109.1457 | 0.35092 | 0 | -7.4193 | 0
Line17_5_19 | 0 | 0 | 0 | 0 | 0 | 0 | 0 | 0 | 0 | 0 | 0 | 0 | 0.70184 | 0.70184 | -7.4193 | -7.4193
Line1_1_3 | 0 | 0 | 0 | 0 | 0 | 0 | 0 | 0 | 0 | 0 | 0 | 0 | 0.70184 | 0.70184 | -7.4193 | -7.4193
Line2_1_4 | 3.6243 | 3.6243 | 0 | 0 | 2.511 | 2.511 | 0.78812 | -0.39406 | 1.5762 | -0.78812 | -70.8543 | 109.1457 | 0.70184 | 0.35092 | -7.4193 | -7.4193
Line3_1_5 | 0 | 0 | 0 | 0 | 0 | 0 | 0 | 0 | 0 | 0 | 0 | 0 | 0.70184 | 0.70184 | -7.4193 | -7.4193
Line4_2_6 | 0 | 0 | 0 | 0 | 0 | 0 | 0 | 0 | 0 | 0 | 0 | 0 | 0.70184 | 0.70184 | -7.4193 | -7.4193
Line5_6_7 | 0 | 0 | 0 | 0 | 0 | 0 | 0 | 0 | 0 | 0 | 0 | 0 | 0.70184 | 0.70184 | -7.4193 | -7.4193
Line6_7_8 | 0 | 0 | 0 | 0 | 0 | 0 | 0 | 0 | 0 | 0 | 0 | 0 | 0.70184 | 0.70184 | -7.4193 | -7.4193
Line7_8_9 | 0 | 0 | 0 | 0 | 0 | 0 | 0 | 0 | 0 | 0 | 0 | 0 | 0.70184 | 0.70184 | -7.4193 | -7.4193
Line8_8_10 | 0 | 0 | 0 | 0 | 0 | 0 | 0 | 0 | 0 | 0 | 0 | 0 | 0.70184 | 0.70184 | -7.4193 | -7.4193
Line9_3_11 | 0 | 0 | 0 | 0 | 0 | 0 | 0 | 0 | 0 | 0 | 0 | 0 | 0.70184 | 0.70184 | -7.4193 | -7.4193

## LLL_max_10
name | pf_ikss_from_ka | pf_ikss_to_ka | pf_ip_from_ka | pf_ip_to_ka | pf_skss_from_mw | pf_skss_to_mw | pf_p_from_mw | pf_p_to_mw | pf_q_from_mvar | pf_q_to_mvar | pf_ikss_from_degree | pf_ikss_to_degree | pf_vm_from_pu | pf_vm_to_pu | pf_va_from_degree | pf_va_to_degree
Line0_1_2 | 0 | 0 | 0 | 0 | 0 | 0 | 0 | 0 | 0 | 0 | 0 | 0 | 0.72372 | 0.72372 | -7.6495 | -7.6495
Line10_11_12 | 0 | 0 | 0 | 0 | 0 | 0 | 0 | 0 | 0 | 0 | 0 | 0 | 0.72372 | 0.72372 | -7.6495 | -7.6495
Line11_12_13 | 0 | 0 | 0 | 0 | 0 | 0 | 0 | 0 | 0 | 0 | 0 | 0 | 0.72372 | 0.72372 | -7.6495 | -7.6495
Line12_13_15 | 0 | 0 | 0 | 0 | 0 | 0 | 0 | 0 | 0 | 0 | 0 | 0 | 0.72372 | 0.72372 | -7.6495 | -7.6495
Line13_13_14 | 0 | 0 | 0 | 0 | 0 | 0 | 0 | 0 | 0 | 0 | 0 | 0 | 0.72372 | 0.72372 | -7.6495 | -7.6495
Line14_15_16 | 0 | 0 | 0 | 0 | 0 | 0 | 0 | 0 | 0 | 0 | 0 | 0 | 0.72372 | 0.72372 | -7.6495 | -7.6495
Line15_16_17 | 0 | 0 | 0 | 0 | 0 | 0 | 0 | 0 | 0 | 0 | 0 | 0 | 0.72372 | 0.72372 | -7.6495 | -7.6495
Line16_4_18 | 3.7373 | 3.7373 | 0 | 7.2438 | 2.5893 | 2.5893 | 0.41902 | -1e-07 | 0.83803 | -1e-07 | -71.0844 | 108.9156 | 0.36186 | 0 | -7.6495 | 0
Line17_5_19 | 0 | 0 | 0 | 0 | 0 | 0 | 0 | 0 | 0 | 0 | 0 | 0 | 0.72372 | 0.72372 | -7.6495 | -7.6495
Line1_1_3 | 0 | 0 | 0 | 0 | 0 | 0 | 0 | 0 | 0 | 0 | 0 | 0 | 0.72372 | 0.72372 | -7.6495 | -7.6495
Line2_1_4 | 3.7373 | 3.7373 | 0 | 0 | 2.5893 | 2.5893 | 0.83803 | -0.41902 | 1.6761 | -0.83803 | -71.0844 | 108.9156 | 0.72372 | 0.36186 | -7.6495 | -7.6495
Line3_1_5 | 0 | 0 | 0 | 0 | 0 | 0 | 0 | 0 | 0 | 0 | 0 | 0 | 0.72372 | 0.72372 | -7.6495 | -7.6495
Line4_2_6 | 0 | 0 | 0 | 0 | 0 | 0 | 0 | 0 | 0 | 0 | 0 | 0 | 0.72372 | 0.72372 | -7.6495 | -7.6495
Line5_6_7 | 0 | 0 | 0 | 0 | 0 | 0 | 0 | 0 | 0 | 0 | 0 | 0 | 0.72372 | 0.72372 | -7.6495 | -7.6495
Line6_7_8 | 0 | 0 | 0 | 0 | 0 | 0 | 0 | 0 | 0 | 0 | 0 | 0 | 0.72372 | 0.72372 | -7.6495 | -7.6495
Line7_8_9 | 0 | 0 | 0 | 0 | 0 | 0 | 0 | 0 | 0 | 0 | 0 | 0 | 0.72372 | 0.72372 | -7.6495 | -7.6495
Line8_8_10 | 0 | 0 | 0 | 0 | 0 | 0 | 0 | 0 | 0 | 0 | 0 | 0 | 0.72372 | 0.72372 | -7.6495 | -7.6495
Line9_3_11 | 0 | 0 | 0 | 0 | 0 | 0 | 0 | 0 | 0 | 0 | 0 | 0 | 0.72372 | 0.72372 | -7.6495 | -7.6495

## LLL_max_fault_6
name | pf_ikss_from_ka | pf_ikss_to_ka | pf_ip_from_ka | pf_ip_to_ka | pf_skss_from_mw | pf_skss_to_mw | pf_p_from_mw | pf_p_to_mw | pf_q_from_mvar | pf_q_to_mvar | pf_ikss_from_degree | pf_ikss_to_degree | pf_vm_from_pu | pf_vm_to_pu | pf_va_from_degree | pf_va_to_degree
Line0_1_2 | 0 | 0 | 0 | 0 | 0 | 0 | 0 | 0 | 0 | 0 | 0 | 0 | 1.0474 | 1.0474 | -0.12051 | -0.12051
Line10_11_12 | 0 | 0 | 0 | 0 | 0 | 0 | 0 | 0 | 0 | 0 | 0 | 0 | 1.0474 | 1.0474 | -0.12051 | -0.12051
Line11_12_13 | 0 | 0 | 0 | 0 | 0 | 0 | 0 | 0 | 0 | 0 | 0 | 0 | 1.0474 | 1.0474 | -0.12051 | -0.12051
Line12_13_15 | 0 | 0 | 0 | 0 | 0 | 0 | 0 | 0 | 0 | 0 | 0 | 0 | 1.0474 | 1.0474 | -0.12051 | -0.12051
Line13_13_14 | 0 | 0 | 0 | 0 | 0 | 0 | 0 | 0 | 0 | 0 | 0 | 0 | 1.0474 | 1.0474 | -0.12051 | -0.12051
Line14_15_16 | 0 | 0 | 0 | 0 | 0 | 0 | 0 | 0 | 0 | 0 | 0 | 0 | 1.0474 | 1.0474 | -0.12051 | -0.12051
Line15_16_17 | 0 | 0 | 0 | 0 | 0 | 0 | 0 | 0 | 0 | 0 | 0 | 0 | 1.0474 | 1.0474 | -0.12051 | -0.12051
Line16_4_18 | 0.034003 | 0.034003 | 0 | 0.065681 | 0.023558 | 0.023558 | 0.017378 | -0.017343 | 0.017412 | -0.017343 | -45.2344 | 134.7656 | 1.0442 | 1.0411 | -0.17729 | -0.23442
Line17_5_19 | 0 | 0 | 0 | 0 | 0 | 0 | 0 | 0 | 0 | 0 | 0 | 0 | 1.0474 | 1.0474 | -0.12051 | -0.12051
Line1_1_3 | 0 | 0 | 0 | 0 | 0 | 0 | 0 | 0 | 0 | 0 | 0 | 0 | 1.0474 | 1.0474 | -0.12051 | -0.12051
Line2_1_4 | 0.034003 | 0.034003 | 0 | 0 | 0.023558 | 0.023558 | 0.017412 | -0.017378 | 0.017482 | -0.017412 | -45.2344 | 134.7656 | 1.0474 | 1.0442 | -0.12051 | -0.17729
Line3_1_5 | 0 | 0 | 0 | 0 | 0 | 0 | 0 | 0 | 0 | 0 | 0 | 0 | 1.0474 | 1.0474 | -0.12051 | -0.12051
Line4_2_6 | 0 | 0 | 0 | 0 | 0 | 0 | 0 | 0 | 0 | 0 | 0 | 0 | 1.0474 | 1.0474 | -0.12051 | -0.12051
Line5_6_7 | 0 | 0 | 0 | 0 | 0 | 0 | 0 | 0 | 0 | 0 | 0 | 0 | 1.0474 | 1.0474 | -0.12051 | -0.12051
Line6_7_8 | 0 | 0 | 0 | 0 | 0 | 0 | 0 | 0 | 0 | 0 | 0 | 0 | 1.0474 | 1.0474 | -0.12051 | -0.12051
Line7_8_9 | 0 | 0 | 0 | 0 | 0 | 0 | 0 | 0 | 0 | 0 | 0 | 0 | 1.0474 | 1.0474 | -0.12051 | -0.12051
Line8_8_10 | 0 | 0 | 0 | 0 | 0 | 0 | 0 | 0 | 0 | 0 | 0 | 0 | 1.0474 | 1.0474 | -0.12051 | -0.12051
Line9_3_11 | 0 | 0 | 0 | 0 | 0 | 0 | 0 | 0 | 0 | 0 | 0 | 0 | 1.0474 | 1.0474 | -0.12051 | -0.12051

## LLL_max_fault_10
name | pf_ikss_from_ka | pf_ikss_to_ka | pf_ip_from_ka | pf_ip_to_ka | pf_skss_from_mw | pf_skss_to_mw | pf_p_from_mw | pf_p_to_mw | pf_q_from_mvar | pf_q_to_mvar | pf_ikss_from_degree | pf_ikss_to_degree | pf_vm_from_pu | pf_vm_to_pu | pf_va_from_degree | pf_va_to_degree
Line0_1_2 | 0 | 0 | 0 | 0 | 0 | 0 | 0 | 0 | 0 | 0 | 0 | 0 | 1.0971 | 1.0971 | -0.12619 | -0.12619
Line10_11_12 | 0 | 0 | 0 | 0 | 0 | 0 | 0 | 0 | 0 | 0 | 0 | 0 | 1.0971 | 1.0971 | -0.12619 | -0.12619
Line11_12_13 | 0 | 0 | 0 | 0 | 0 | 0 | 0 | 0 | 0 | 0 | 0 | 0 | 1.0971 | 1.0971 | -0.12619 | -0.12619
Line12_13_15 | 0 | 0 | 0 | 0 | 0 | 0 | 0 | 0 | 0 | 0 | 0 | 0 | 1.0971 | 1.0971 | -0.12619 | -0.12619
Line13_13_14 | 0 | 0 | 0 | 0 | 0 | 0 | 0 | 0 | 0 | 0 | 0 | 0 | 1.0971 | 1.0971 | -0.12619 | -0.12619
Line14_15_16 | 0 | 0 | 0 | 0 | 0 | 0 | 0 | 0 | 0 | 0 | 0 | 0 | 1.0971 | 1.0971 | -0.12619 | -0.12619
Line15_16_17 | 0 | 0 | 0 | 0 | 0 | 0 | 0 | 0 | 0 | 0 | 0 | 0 | 1.0971 | 1.0971 | -0.12619 | -0.12619
Line16_4_18 | 0.035618 | 0.035618 | 0 | 0.069037 | 0.024677 | 0.024677 | 0.019068 | -0.01903 | 0.019106 | -0.01903 | -45.2401 | 134.7599 | 1.0938 | 1.0906 | -0.18297 | -0.2401
Line17_5_19 | 0 | 0 | 0 | 0 | 0 | 0 | 0 | 0 | 0 | 0 | 0 | 0 | 1.0971 | 1.0971 | -0.12619 | -0.12619
Line1_1_3 | 0 | 0 | 0 | 0 | 0 | 0 | 0 | 0 | 0 | 0 | 0 | 0 | 1.0971 | 1.0971 | -0.12619 | -0.12619
Line2_1_4 | 0.035618 | 0.035618 | 0 | 0 | 0.024677 | 0.024677 | 0.019106 | -0.019068 | 0.019182 | -0.019106 | -45.2401 | 134.7599 | 1.0971 | 1.0938 | -0.12619 | -0.18297
Line3_1_5 | 0 | 0 | 0 | 0 | 0 | 0 | 0 | 0 | 0 | 0 | 0 | 0 | 1.0971 | 1.0971 | -0.12619 | -0.12619
Line4_2_6 | 0 | 0 | 0 | 0 | 0 | 0 | 0 | 0 | 0 | 0 | 0 | 0 | 1.0971 | 1.0971 | -0.12619 | -0.12619
Line5_6_7 | 0 | 0 | 0 | 0 | 0 | 0 | 0 | 0 | 0 | 0 | 0 | 0 | 1.0971 | 1.0971 | -0.12619 | -0.12619
Line6_7_8 | 0 | 0 | 0 | 0 | 0 | 0 | 0 | 0 | 0 | 0 | 0 | 0 | 1.0971 | 1.0971 | -0.12619 | -0.12619
Line7_8_9 | 0 | 0 | 0 | 0 | 0 | 0 | 0 | 0 | 0 | 0 | 0 | 0 | 1.0971 | 1.0971 | -0.12619 | -0.12619
Line8_8_10 | 0 | 0 | 0 | 0 | 0 | 0 | 0 | 0 | 0 | 0 | 0 | 0 | 1.0971 | 1.0971 | -0.12619 | -0.12619
Line9_3_11 | 0 | 0 | 0 | 0 | 0 | 0 | 0 | 0 | 0 | 0 | 0 | 0 | 1.0971 | 1.0971 | -0.12619 | -0.12619

## LLL_min_6
name | pf_ikss_from_ka | pf_ikss_to_ka | pf_ip_from_ka | pf_ip_to_ka | pf_skss_from_mw | pf_skss_to_mw | pf_p_from_mw | pf_p_to_mw | pf_q_from_mvar | pf_q_to_mvar | pf_ikss_from_degree | pf_ikss_to_degree | pf_vm_from_pu | pf_vm_to_pu | pf_va_from_degree | pf_va_to_degree
Line0_1_2 | 0 | 0 | 0 | 0 | 0 | 0 | 0 | 0 | 0 | 0 | 0 | 0 | 0.695 | 0.695 | -11.6026 | -11.6026
Line10_11_12 | 0 | 0 | 0 | 0 | 0 | 0 | 0 | 0 | 0 | 0 | 0 | 0 | 0.695 | 0.695 | -11.6026 | -11.6026
Line11_12_13 | 0 | 0 | 0 | 0 | 0 | 0 | 0 | 0 | 0 | 0 | 0 | 0 | 0.695 | 0.695 | -11.6026 | -11.6026
Line12_13_15 | 0 | 0 | 0 | 0 | 0 | 0 | 0 | 0 | 0 | 0 | 0 | 0 | 0.695 | 0.695 | -11.6026 | -11.6026
Line13_13_14 | 0 | 0 | 0 | 0 | 0 | 0 | 0 | 0 | 0 | 0 | 0 | 0 | 0.695 | 0.695 | -11.6026 | -11.6026
Line14_15_16 | 0 | 0 | 0 | 0 | 0 | 0 | 0 | 0 | 0 | 0 | 0 | 0 | 0.695 | 0.695 | -11.6026 | -11.6026
Line15_16_17 | 0 | 0 | 0 | 0 | 0 | 0 | 0 | 0 | 0 | 0 | 0 | 0 | 0.695 | 0.695 | -11.6026 | -11.6026
Line16_4_18 | 2.8946 | 2.8946 | 0 | 4.7808 | 2.0055 | 2.0055 | 0.48263 | -1e-07 | 0.50274 | -1e-07 | -57.7717 | 122.2283 | 0.3475 | 0 | -11.6026 | 0
Line17_5_19 | 0 | 0 | 0 | 0 | 0 | 0 | 0 | 0 | 0 | 0 | 0 | 0 | 0.695 | 0.695 | -11.6026 | -11.6026
Line1_1_3 | 0 | 0 | 0 | 0 | 0 | 0 | 0 | 0 | 0 | 0 | 0 | 0 | 0.695 | 0.695 | -11.6026 | -11.6026
Line2_1_4 | 2.8946 | 2.8946 | 0 | 0 | 2.0055 | 2.0055 | 0.96525 | -0.48263 | 1.0055 | -0.50274 | -57.7717 | 122.2283 | 0.695 | 0.3475 | -11.6026 | -11.6026
Line3_1_5 | 0 | 0 | 0 | 0 | 0 | 0 | 0 | 0 | 0 | 0 | 0 | 0 | 0.695 | 0.695 | -11.6026 | -11.6026
Line4_2_6 | 0 | 0 | 0 | 0 | 0 | 0 | 0 | 0 | 0 | 0 | 0 | 0 | 0.695 | 0.695 | -11.6026 | -11.6026
Line5_6_7 | 0 | 0 | 0 | 0 | 0 | 0 | 0 | 0 | 0 | 0 | 0 | 0 | 0.695 | 0.695 | -11.6026 | -11.6026
Line6_7_8 | 0 | 0 | 0 | 0 | 0 | 0 | 0 | 0 | 0 | 0 | 0 | 0 | 0.695 | 0.695 | -11.6026 | -11.6026
Line7_8_9 | 0 | 0 | 0 | 0 | 0 | 0 | 0 | 0 | 0 | 0 | 0 | 0 | 0.695 | 0.695 | -11.6026 | -11.6026
Line8_8_10 | 0 | 0 | 0 | 0 | 0 | 0 | 0 | 0 | 0 | 0 | 0 | 0 | 0.695 | 0.695 | -11.6026 | -11.6026
Line9_3_11 | 0 | 0 | 0 | 0 | 0 | 0 | 0 | 0 | 0 | 0 | 0 | 0 | 0.695 | 0.695 | -11.6026 | -11.6026

## LLL_min_10
name | pf_ikss_from_ka | pf_ikss_to_ka | pf_ip_from_ka | pf_ip_to_ka | pf_skss_from_mw | pf_skss_to_mw | pf_p_from_mw | pf_p_to_mw | pf_q_from_mvar | pf_q_to_mvar | pf_ikss_from_degree | pf_ikss_to_degree | pf_vm_from_pu | pf_vm_to_pu | pf_va_from_degree | pf_va_to_degree
Line0_1_2 | 0 | 0 | 0 | 0 | 0 | 0 | 0 | 0 | 0 | 0 | 0 | 0 | 0.65842 | 0.65842 | -11.6026 | -11.6026
Line10_11_12 | 0 | 0 | 0 | 0 | 0 | 0 | 0 | 0 | 0 | 0 | 0 | 0 | 0.65842 | 0.65842 | -11.6026 | -11.6026
Line11_12_13 | 0 | 0 | 0 | 0 | 0 | 0 | 0 | 0 | 0 | 0 | 0 | 0 | 0.65842 | 0.65842 | -11.6026 | -11.6026
Line12_13_15 | 0 | 0 | 0 | 0 | 0 | 0 | 0 | 0 | 0 | 0 | 0 | 0 | 0.65842 | 0.65842 | -11.6026 | -11.6026
Line13_13_14 | 0 | 0 | 0 | 0 | 0 | 0 | 0 | 0 | 0 | 0 | 0 | 0 | 0.65842 | 0.65842 | -11.6026 | -11.6026
Line14_15_16 | 0 | 0 | 0 | 0 | 0 | 0 | 0 | 0 | 0 | 0 | 0 | 0 | 0.65842 | 0.65842 | -11.6026 | -11.6026
Line15_16_17 | 0 | 0 | 0 | 0 | 0 | 0 | 0 | 0 | 0 | 0 | 0 | 0 | 0.65842 | 0.65842 | -11.6026 | -11.6026
Line16_4_18 | 2.7423 | 2.7423 | 0 | 4.5292 | 1.8999 | 1.8999 | 0.43316 | -1e-07 | 0.45121 | -1e-07 | -57.7717 | 122.2283 | 0.32921 | 0 | -11.6026 | 0
Line17_5_19 | 0 | 0 | 0 | 0 | 0 | 0 | 0 | 0 | 0 | 0 | 0 | 0 | 0.65842 | 0.65842 | -11.6026 | -11.6026
Line1_1_3 | 0 | 0 | 0 | 0 | 0 | 0 | 0 | 0 | 0 | 0 | 0 | 0 | 0.65842 | 0.65842 | -11.6026 | -11.6026
Line2_1_4 | 2.7423 | 2.7423 | 0 | 0 | 1.8999 | 1.8999 | 0.86632 | -0.43316 | 0.90242 | -0.45121 | -57.7717 | 122.2283 | 0.65842 | 0.32921 | -11.6026 | -11.6026
Line3_1_5 | 0 | 0 | 0 | 0 | 0 | 0 | 0 | 0 | 0 | 0 | 0 | 0 | 0.65842 | 0.65842 | -11.6026 | -11.6026
Line4_2_6 | 0 | 0 | 0 | 0 | 0 | 0 | 0 | 0 | 0 | 0 | 0 | 0 | 0.65842 | 0.65842 | -11.6026 | -11.6026
Line5_6_7 | 0 | 0 | 0 | 0 | 0 | 0 | 0 | 0 | 0 | 0 | 0 | 0 | 0.65842 | 0.65842 | -11.6026 | -11.6026
Line6_7_8 | 0 | 0 | 0 | 0 | 0 | 0 | 0 | 0 | 0 | 0 | 0 | 0 | 0.65842 | 0.65842 | -11.6026 | -11.6026
Line7_8_9 | 0 | 0 | 0 | 0 | 0 | 0 | 0 | 0 | 0 | 0 | 0 | 0 | 0.65842 | 0.65842 | -11.6026 | -11.6026
Line8_8_10 | 0 | 0 | 0 | 0 | 0 | 0 | 0 | 0 | 0 | 0 | 0 | 0 | 0.65842 | 0.65842 | -11.6026 | -11.6026
Line9_3_11 | 0 | 0 | 0 | 0 | 0 | 0 | 0 | 0 | 0 | 0 | 0 | 0 | 0.65842 | 0.65842 | -11.6026 | -11.6026

## LLL_min_fault_6
name | pf_ikss_from_ka | pf_ikss_to_ka | pf_ip_from_ka | pf_ip_to_ka | pf_skss_from_mw | pf_skss_to_mw | pf_p_from_mw | pf_p_to_mw | pf_q_from_mvar | pf_q_to_mvar | pf_ikss_from_degree | pf_ikss_to_degree | pf_vm_from_pu | pf_vm_to_pu | pf_va_from_degree | pf_va_to_degree
Line0_1_2 | 0 | 0 | 0 | 0 | 0 | 0 | 0 | 0 | 0 | 0 | 0 | 0 | 0.94754 | 0.94754 | -0.12527 | -0.12527
Line10_11_12 | 0 | 0 | 0 | 0 | 0 | 0 | 0 | 0 | 0 | 0 | 0 | 0 | 0.94754 | 0.94754 | -0.12527 | -0.12527
Line11_12_13 | 0 | 0 | 0 | 0 | 0 | 0 | 0 | 0 | 0 | 0 | 0 | 0 | 0.94754 | 0.94754 | -0.12527 | -0.12527
Line12_13_15 | 0 | 0 | 0 | 0 | 0 | 0 | 0 | 0 | 0 | 0 | 0 | 0 | 0.94754 | 0.94754 | -0.12527 | -0.12527
Line13_13_14 | 0 | 0 | 0 | 0 | 0 | 0 | 0 | 0 | 0 | 0 | 0 | 0 | 0.94754 | 0.94754 | -0.12527 | -0.12527
Line14_15_16 | 0 | 0 | 0 | 0 | 0 | 0 | 0 | 0 | 0 | 0 | 0 | 0 | 0.94754 | 0.94754 | -0.12527 | -0.12527
Line15_16_17 | 0 | 0 | 0 | 0 | 0 | 0 | 0 | 0 | 0 | 0 | 0 | 0 | 0.94754 | 0.94754 | -0.12527 | -0.12527
Line16_4_18 | 0.030706 | 0.030706 | 0 | 0.050714 | 0.021274 | 0.021274 | 0.014197 | -0.014143 | 0.014199 | -0.014143 | -45.1344 | 134.8656 | 0.94385 | 0.94017 | -0.1298 | -0.13436
Line17_5_19 | 0 | 0 | 0 | 0 | 0 | 0 | 0 | 0 | 0 | 0 | 0 | 0 | 0.94754 | 0.94754 | -0.12527 | -0.12527
Line1_1_3 | 0 | 0 | 0 | 0 | 0 | 0 | 0 | 0 | 0 | 0 | 0 | 0 | 0.94754 | 0.94754 | -0.12527 | -0.12527
Line2_1_4 | 0.030706 | 0.030706 | 0 | 0 | 0.021274 | 0.021274 | 0.014251 | -0.014197 | 0.014256 | -0.014199 | -45.1344 | 134.8656 | 0.94754 | 0.94385 | -0.12527 | -0.1298
Line3_1_5 | 0 | 0 | 0 | 0 | 0 | 0 | 0 | 0 | 0 | 0 | 0 | 0 | 0.94754 | 0.94754 | -0.12527 | -0.12527
Line4_2_6 | 0 | 0 | 0 | 0 | 0 | 0 | 0 | 0 | 0 | 0 | 0 | 0 | 0.94754 | 0.94754 | -0.12527 | -0.12527
Line5_6_7 | 0 | 0 | 0 | 0 | 0 | 0 | 0 | 0 | 0 | 0 | 0 | 0 | 0.94754 | 0.94754 | -0.12527 | -0.12527
Line6_7_8 | 0 | 0 | 0 | 0 | 0 | 0 | 0 | 0 | 0 | 0 | 0 | 0 | 0.94754 | 0.94754 | -0.12527 | -0.12527
Line7_8_9 | 0 | 0 | 0 | 0 | 0 | 0 | 0 | 0 | 0 | 0 | 0 | 0 | 0.94754 | 0.94754 | -0.12527 | -0.12527
Line8_8_10 | 0 | 0 | 0 | 0 | 0 | 0 | 0 | 0 | 0 | 0 | 0 | 0 | 0.94754 | 0.94754 | -0.12527 | -0.12527
Line9_3_11 | 0 | 0 | 0 | 0 | 0 | 0 | 0 | 0 | 0 | 0 | 0 | 0 | 0.94754 | 0.94754 | -0.12527 | -0.12527

## LLL_min_fault_10
name | pf_ikss_from_ka | pf_ikss_to_ka | pf_ip_from_ka | pf_ip_to_ka | pf_skss_from_mw | pf_skss_to_mw | pf_p_from_mw | pf_p_to_mw | pf_q_from_mvar | pf_q_to_mvar | pf_ikss_from_degree | pf_ikss_to_degree | pf_vm_from_pu | pf_vm_to_pu | pf_va_from_degree | pf_va_to_degree
Line0_1_2 | 0 | 0 | 0 | 0 | 0 | 0 | 0 | 0 | 0 | 0 | 0 | 0 | 0.89767 | 0.89767 | -0.12527 | -0.12527
Line10_11_12 | 0 | 0 | 0 | 0 | 0 | 0 | 0 | 0 | 0 | 0 | 0 | 0 | 0.89767 | 0.89767 | -0.12527 | -0.12527
Line11_12_13 | 0 | 0 | 0 | 0 | 0 | 0 | 0 | 0 | 0 | 0 | 0 | 0 | 0.89767 | 0.89767 | -0.12527 | -0.12527
Line12_13_15 | 0 | 0 | 0 | 0 | 0 | 0 | 0 | 0 | 0 | 0 | 0 | 0 | 0.89767 | 0.89767 | -0.12527 | -0.12527
Line13_13_14 | 0 | 0 | 0 | 0 | 0 | 0 | 0 | 0 | 0 | 0 | 0 | 0 | 0.89767 | 0.89767 | -0.12527 | -0.12527
Line14_15_16 | 0 | 0 | 0 | 0 | 0 | 0 | 0 | 0 | 0 | 0 | 0 | 0 | 0.89767 | 0.89767 | -0.12527 | -0.12527
Line15_16_17 | 0 | 0 | 0 | 0 | 0 | 0 | 0 | 0 | 0 | 0 | 0 | 0 | 0.89767 | 0.89767 | -0.12527 | -0.12527
Line16_4_18 | 0.02909 | 0.02909 | 0 | 0.048045 | 0.020154 | 0.020154 | 0.012742 | -0.012693 | 0.012744 | -0.012693 | -45.1344 | 134.8656 | 0.89418 | 0.89069 | -0.1298 | -0.13436
Line17_5_19 | 0 | 0 | 0 | 0 | 0 | 0 | 0 | 0 | 0 | 0 | 0 | 0 | 0.89767 | 0.89767 | -0.12527 | -0.12527
Line1_1_3 | 0 | 0 | 0 | 0 | 0 | 0 | 0 | 0 | 0 | 0 | 0 | 0 | 0.89767 | 0.89767 | -0.12527 | -0.12527
Line2_1_4 | 0.02909 | 0.02909 | 0 | 0 | 0.020154 | 0.020154 | 0.012791 | -0.012742 | 0.012795 | -0.012744 | -45.1344 | 134.8656 | 0.89767 | 0.89418 | -0.12527 | -0.1298
Line3_1_5 | 0 | 0 | 0 | 0 | 0 | 0 | 0 | 0 | 0 | 0 | 0 | 0 | 0.89767 | 0.89767 | -0.12527 | -0.12527
Line4_2_6 | 0 | 0 | 0 | 0 | 0 | 0 | 0 | 0 | 0 | 0 | 0 | 0 | 0.89767 | 0.89767 | -0.12527 | -0.12527
Line5_6_7 | 0 | 0 | 0 | 0 | 0 | 0 | 0 | 0 | 0 | 0 | 0 | 0 | 0.89767 | 0.89767 | -0.12527 | -0.12527
Line6_7_8 | 0 | 0 | 0 | 0 | 0 | 0 | 0 | 0 | 0 | 0 | 0 | 0 | 0.89767 | 0.89767 | -0.12527 | -0.12527
Line7_8_9 | 0 | 0 | 0 | 0 | 0 | 0 | 0 | 0 | 0 | 0 | 0 | 0 | 0.89767 | 0.89767 | -0.12527 | -0.12527
Line8_8_10 | 0 | 0 | 0 | 0 | 0 | 0 | 0 | 0 | 0 | 0 | 0 | 0 | 0.89767 | 0.89767 | -0.12527 | -0.12527
Line9_3_11 | 0 | 0 | 0 | 0 | 0 | 0 | 0 | 0 | 0 | 0 | 0 | 0 | 0.89767 | 0.89767 | -0.12527 | -0.12527

## LL_max_6
name | pf_ikss_a_from_ka | pf_ikss_b_from_ka | pf_ikss_c_from_ka | pf_ikss_a_to_ka | pf_ikss_b_to_ka | pf_ikss_c_to_ka | pf_skss_a_from_mw | pf_skss_b_from_mw | pf_skss_c_from_mw | pf_skss_a_to_mw | pf_skss_b_to_mw | pf_skss_c_to_mw | pf_p_a_from_mw | pf_p_b_from_mw | pf_p_c_from_mw | pf_p_a_to_mw | pf_p_b_to_mw | pf_p_c_to_mw | pf_q_a_from_mvar | pf_q_b_from_mvar | pf_q_c_from_mvar | pf_q_a_to_mvar | pf_q_b_to_mvar | pf_q_c_to_mvar | pf_ikss_a_from_degree | pf_ikss_b_from_degree | pf_ikss_c_from_degree | pf_ikss_a_to_degree | pf_ikss_b_to_degree | pf_ikss_c_to_degree | pf_vm_a_from_pu | pf_vm_b_from_pu | pf_vm_c_from_pu | pf_vm_a_to_pu | pf_vm_b_to_pu | pf_vm_c_to_pu | pf_va_a_from_degree | pf_va_b_from_degree | pf_va_c_from_degree | pf_va_a_to_degree | pf_va_b_to_degree | pf_va_c_to_degree
Line0_1_2 | 0 | 0 | 0 | 0 | 0 | 0 | 0 | 0 | 0 | 0 | 0 | 0 | 4.6629e-16 | -3.0235e-09 | -4.8365e-09 | -5.0515e-16 | 3.0235e-09 | 4.8365e-09 | 1.1657e-16 | 5.1114e-09 | -1.9712e-09 | -9.7145e-17 | -5.1114e-09 | 1.9712e-09 | 0 | 0 | 0 | 0 | 0 | 0 | 1.05 | 0.85292 | 0.7501 | 1.05 | 0.85292 | 0.7501 | -5.0121e-13 | -135.0364 | 126.5322 | -5.0866e-13 | -135.0364 | 126.5322
Line10_11_12 | 0 | 0 | 0 | 0 | 0 | 0 | 0 | 0 | 0 | 0 | 0 | 0 | 5.0515e-16 | -3.0235e-09 | -4.8365e-09 | -4.6629e-16 | 3.0235e-09 | 4.8365e-09 | 1.1657e-16 | 5.1114e-09 | -1.9712e-09 | -1.36e-16 | -5.1114e-09 | 1.9712e-09 | 0 | 0 | 0 | 0 | 0 | 0 | 1.05 | 0.85292 | 0.7501 | 1.05 | 0.85292 | 0.7501 | -5.1816e-13 | -135.0364 | 126.5322 | -5.2555e-13 | -135.0364 | 126.5322
Line11_12_13 | 0 | 0 | 0 | 0 | 0 | 0 | 0 | 0 | 0 | 0 | 0 | 0 | 5.0515e-16 | -2.5196e-09 | -4.0305e-09 | -3.8858e-16 | 2.5196e-09 | 4.0305e-09 | 1.5543e-16 | 4.2595e-09 | -1.6426e-09 | -1.36e-16 | -4.2595e-09 | 1.6426e-09 | 0 | 0 | 0 | 0 | 0 | 0 | 1.05 | 0.85292 | 0.7501 | 1.05 | 0.85292 | 0.7501 | -5.2555e-13 | -135.0364 | 126.5322 | -5.3218e-13 | -135.0364 | 126.5322
Line12_13_15 | 0 | 0 | 0 | 0 | 0 | 0 | 0 | 0 | 0 | 0 | 0 | 0 | 2.3315e-16 | -1.5118e-09 | -2.4183e-09 | -2.72e-16 | 1.5118e-09 | 2.4183e-09 | 5.8287e-17 | 2.5557e-09 | -9.8558e-10 | -3.8858e-17 | -2.5557e-09 | 9.8558e-10 | 0 | 0 | 0 | 0 | 0 | 0 | 1.05 | 0.85292 | 0.7501 | 1.05 | 0.85292 | 0.7501 | -5.3218e-13 | -135.0364 | 126.5322 | -5.3571e-13 | -135.0364 | 126.5322
Line13_13_14 | 0 | 0 | 0 | 0 | 0 | 0 | 0 | 0 | 0 | 0 | 0 | 0 | 1.9429e-16 | -5.0392e-10 | -8.0609e-10 | -1.9429e-16 | 5.0392e-10 | 8.0609e-10 | 1.1657e-16 | 8.5191e-10 | -3.2853e-10 | -9.7145e-17 | -8.5191e-10 | 3.2853e-10 | 0 | 0 | 0 | 0 | 0 | 0 | 1.05 | 0.85292 | 0.7501 | 1.05 | 0.85292 | 0.7501 | -5.3218e-13 | -135.0364 | 126.5322 | -5.3407e-13 | -135.0364 | 126.5322
Line14_15_16 | 0 | 0 | 0 | 0 | 0 | 0 | 0 | 0 | 0 | 0 | 0 | 0 | 1.9429e-16 | -1.0078e-09 | -1.6122e-09 | -2.3315e-16 | 1.0078e-09 | 1.6122e-09 | -1.8166e-30 | 1.7038e-09 | -6.5705e-10 | 1.9429e-17 | -1.7038e-09 | 6.5706e-10 | 0 | 0 | 0 | 0 | 0 | 0 | 1.05 | 0.85292 | 0.7501 | 1.05 | 0.85292 | 0.7501 | -5.3571e-13 | -135.0364 | 126.5322 | -5.3749e-13 | -135.0364 | 126.5322
Line15_16_17 | 0 | 0 | 0 | 0 | 0 | 0 | 0 | 0 | 0 | 0 | 0 | 0 | -3.8858e-17 | -5.0392e-10 | -8.0609e-10 | 3.8858e-17 | 5.0392e-10 | 8.0609e-10 | -1.9429e-17 | 8.5191e-10 | -3.2853e-10 | 1.9429e-17 | -8.5191e-10 | 3.2853e-10 | 0 | 0 | 0 | 0 | 0 | 0 | 1.05 | 0.85292 | 0.7501 | 1.05 | 0.85292 | 0.7501 | -5.3749e-13 | -135.0364 | 126.5322 | -5.3801e-13 | -135.0364 | 126.5322
Line16_4_18 | 0 | 3.1387 | 3.1387 | 0 | 3.1387 | 3.1387 | 0 | 0.72485 | 0.72485 | 0 | 0.72485 | 0.72485 | -6.8928e-31 | 0.45801 | -0.26098 | 7.7716e-17 | -0.3595 | 0.3595 | -7.7716e-17 | 0.072221 | 0.32184 | 7.7716e-17 | 0.12481 | -0.12481 | 0 | -160.8543 | 19.1457 | 0 | 19.1457 | -160.8543 | 1.05 | 0.63968 | 0.57164 | 1.05 | 0.525 | 0.525 | -5.0817e-13 | -151.8935 | 148.1848 | -5.1032e-13 | 180 | -180
Line17_5_19 | 0 | 0 | 0 | 0 | 0 | 0 | 0 | 0 | 0 | 0 | 0 | 0 | 3.8858e-17 | -5.0392e-10 | -8.0609e-10 | -1.1938e-30 | 5.0392e-10 | 8.0609e-10 | 1.7486e-16 | 8.5191e-10 | -3.2853e-10 | -1.36e-16 | -8.5191e-10 | 3.2853e-10 | 0 | 0 | 0 | 0 | 0 | 0 | 1.05 | 0.85292 | 0.7501 | 1.05 | 0.85292 | 0.7501 | -5.025e-13 | -135.0364 | 126.5322 | -5.0292e-13 | -135.0364 | 126.5322
Line1_1_3 | 0 | 0 | 0 | 0 | 0 | 0 | 0 | 0 | 0 | 0 | 0 | 0 | 6.2172e-16 | -4.0313e-09 | -6.4487e-09 | -6.2172e-16 | 4.0313e-09 | 6.4487e-09 | 2.9143e-16 | 6.8153e-09 | -2.6282e-09 | -2.72e-16 | -6.8153e-09 | 2.6282e-09 | 0 | 0 | 0 | 0 | 0 | 0 | 1.05 | 0.85292 | 0.7501 | 1.05 | 0.85292 | 0.7501 | -5.0121e-13 | -135.0364 | 126.5322 | -5.0943e-13 | -135.0364 | 126.5322
Line2_1_4 | 0 | 3.1387 | 3.1387 | 0 | 3.1387 | 3.1387 | 0 | 0.72485 | 0.72485 | 0 | 0.72485 | 0.72485 | 3.8858e-16 | 0.55653 | -0.16247 | -3.8858e-16 | -0.45801 | 0.26098 | 2.3315e-16 | 0.26925 | 0.51887 | -1.9429e-16 | -0.072221 | -0.32184 | 0 | -160.8543 | 19.1457 | 0 | 19.1457 | -160.8543 | 1.05 | 0.85292 | 0.7501 | 1.05 | 0.63968 | 0.57164 | -5.0121e-13 | -135.0364 | 126.5322 | -5.0817e-13 | -151.8935 | 148.1848
Line3_1_5 | 0 | 0 | 0 | 0 | 0 | 0 | 0 | 0 | 0 | 0 | 0 | 0 | 1.5543e-16 | -1.0078e-09 | -1.6122e-09 | -1.5543e-16 | 1.0078e-09 | 1.6122e-09 | 2.72e-16 | 1.7038e-09 | -6.5706e-10 | -2.5258e-16 | -1.7038e-09 | 6.5706e-10 | 0 | 0 | 0 | 0 | 0 | 0 | 1.05 | 0.85292 | 0.7501 | 1.05 | 0.85292 | 0.7501 | -5.0121e-13 | -135.0364 | 126.5322 | -5.025e-13 | -135.0364 | 126.5322
Line4_2_6 | 0 | 0 | 0 | 0 | 0 | 0 | 0 | 0 | 0 | 0 | 0 | 0 | 3.1086e-16 | -2.5196e-09 | -4.0305e-09 | -3.1086e-16 | 2.5196e-09 | 4.0305e-09 | 5.8287e-17 | 4.2595e-09 | -1.6426e-09 | -5.8287e-17 | -4.2595e-09 | 1.6426e-09 | 0 | 0 | 0 | 0 | 0 | 0 | 1.05 | 0.85292 | 0.7501 | 1.05 | 0.85292 | 0.7501 | -5.0866e-13 | -135.0364 | 126.5322 | -5.1186e-13 | -135.0364 | 126.5322
Line5_6_7 | 0 | 0 | 0 | 0 | 0 | 0 | 0 | 0 | 0 | 0 | 0 | 0 | 3.4972e-16 | -2.0157e-09 | -3.2244e-09 | -3.4972e-16 | 2.0157e-09 | 3.2244e-09 | 3.8858e-17 | 3.4076e-09 | -1.3141e-09 | -5.8287e-17 | -3.4076e-09 | 1.3141e-09 | 0 | 0 | 0 | 0 | 0 | 0 | 1.05 | 0.85292 | 0.7501 | 1.05 | 0.85292 | 0.7501 | -5.1186e-13 | -135.0364 | 126.5322 | -5.1505e-13 | -135.0364 | 126.5322
Line6_7_8 | 0 | 0 | 0 | 0 | 0 | 0 | 0 | 0 | 0 | 0 | 0 | 0 | 1.5543e-16 | -1.5118e-09 | -2.4183e-09 | -1.9429e-16 | 1.5118e-09 | 2.4183e-09 | -1.36e-16 | 2.5557e-09 | -9.8558e-10 | 1.36e-16 | -2.5557e-09 | 9.8558e-10 | 0 | 0 | 0 | 0 | 0 | 0 | 1.05 | 0.85292 | 0.7501 | 1.05 | 0.85292 | 0.7501 | -5.1505e-13 | -135.0364 | 126.5322 | -5.1694e-13 | -135.0364 | 126.5322
Line7_8_9 | 0 | 0 | 0 | 0 | 0 | 0 | 0 | 0 | 0 | 0 | 0 | 0 | 7.7716e-17 | -5.0392e-10 | -8.0609e-10 | -7.7716e-17 | 5.0392e-10 | 8.0609e-10 | -3.8858e-17 | 8.5191e-10 | -3.2853e-10 | 5.8287e-17 | -8.5191e-10 | 3.2853e-10 | 0 | 0 | 0 | 0 | 0 | 0 | 1.05 | 0.85292 | 0.7501 | 1.05 | 0.85292 | 0.7501 | -5.1694e-13 | -135.0364 | 126.5322 | -5.1799e-13 | -135.0364 | 126.5322
Line8_8_10 | 0 | 0 | 0 | 0 | 0 | 0 | 0 | 0 | 0 | 0 | 0 | 0 | -1.7529e-31 | -5.0392e-10 | -8.0609e-10 | 3.5137e-31 | 5.0392e-10 | 8.0609e-10 | -1.9429e-17 | 8.5191e-10 | -3.2853e-10 | 3.8858e-17 | -8.5191e-10 | 3.2853e-10 | 0 | 0 | 0 | 0 | 0 | 0 | 1.05 | 0.85292 | 0.7501 | 1.05 | 0.85292 | 0.7501 | -5.1694e-13 | -135.0364 | 126.5322 | -5.1809e-13 | -135.0364 | 126.5322
Line9_3_11 | 0 | 0 | 0 | 0 | 0 | 0 | 0 | 0 | 0 | 0 | 0 | 0 | 4.6629e-16 | -3.5274e-09 | -5.6426e-09 | -5.0515e-16 | 3.5274e-09 | 5.6426e-09 | 2.3315e-16 | 5.9633e-09 | -2.2997e-09 | -2.5258e-16 | -5.9633e-09 | 2.2997e-09 | 0 | 0 | 0 | 0 | 0 | 0 | 1.05 | 0.85292 | 0.7501 | 1.05 | 0.85292 | 0.7501 | -5.0943e-13 | -135.0364 | 126.5322 | -5.1816e-13 | -135.0364 | 126.5322

## LL_max_10
name | pf_ikss_a_from_ka | pf_ikss_b_from_ka | pf_ikss_c_from_ka | pf_ikss_a_to_ka | pf_ikss_b_to_ka | pf_ikss_c_to_ka | pf_skss_a_from_mw | pf_skss_b_from_mw | pf_skss_c_from_mw | pf_skss_a_to_mw | pf_skss_b_to_mw | pf_skss_c_to_mw | pf_p_a_from_mw | pf_p_b_from_mw | pf_p_c_from_mw | pf_p_a_to_mw | pf_p_b_to_mw | pf_p_c_to_mw | pf_q_a_from_mvar | pf_q_b_from_mvar | pf_q_c_from_mvar | pf_q_a_to_mvar | pf_q_b_to_mvar | pf_q_c_to_mvar | pf_ikss_a_from_degree | pf_ikss_b_from_degree | pf_ikss_c_from_degree | pf_ikss_a_to_degree | pf_ikss_b_to_degree | pf_ikss_c_to_degree | pf_vm_a_from_pu | pf_vm_b_from_pu | pf_vm_c_from_pu | pf_vm_a_to_pu | pf_vm_b_to_pu | pf_vm_c_to_pu | pf_va_a_from_degree | pf_va_b_from_degree | pf_va_c_from_degree | pf_va_a_to_degree | pf_va_b_to_degree | pf_va_c_to_degree
Line0_1_2 | 0 | 0 | 0 | 0 | 0 | 0 | 0 | 0 | 0 | 0 | 0 | 0 | 5.2921e-16 | -3.3669e-09 | -5.3859e-09 | -5.2921e-16 | 3.3669e-09 | 5.3859e-09 | 4.0708e-16 | 5.759e-09 | -2.262e-09 | -3.6637e-16 | -5.759e-09 | 2.262e-09 | 0 | 0 | 0 | 0 | 0 | 0 | 1.1 | 0.88719 | 0.77689 | 1.1 | 0.88719 | 0.77689 | -1.0575e-12 | -135.5593 | 126.9102 | -1.0658e-12 | -135.5593 | 126.9102
Line10_11_12 | 0 | 0 | 0 | 0 | 0 | 0 | 0 | 0 | 0 | 0 | 0 | 0 | 4.4779e-16 | -3.3669e-09 | -5.3859e-09 | -3.2567e-16 | 3.3669e-09 | 5.3859e-09 | 2.8496e-16 | 5.759e-09 | -2.262e-09 | -2.4425e-16 | -5.759e-09 | 2.262e-09 | 0 | 0 | 0 | 0 | 0 | 0 | 1.1 | 0.88719 | 0.77689 | 1.1 | 0.88719 | 0.77689 | -1.0711e-12 | -135.5593 | 126.9102 | -1.0771e-12 | -135.5593 | 126.9102
Line11_12_13 | 0 | 0 | 0 | 0 | 0 | 0 | 0 | 0 | 0 | 0 | 0 | 0 | 4.885e-16 | -2.8058e-09 | -4.4883e-09 | -4.885e-16 | 2.8058e-09 | 4.4883e-09 | 2.8496e-16 | 4.7992e-09 | -1.885e-09 | -2.8496e-16 | -4.7992e-09 | 1.885e-09 | 0 | 0 | 0 | 0 | 0 | 0 | 1.1 | 0.88719 | 0.77689 | 1.1 | 0.88719 | 0.77689 | -1.0771e-12 | -135.5593 | 126.9102 | -1.0824e-12 | -135.5593 | 126.9102
Line12_13_15 | 0 | 0 | 0 | 0 | 0 | 0 | 0 | 0 | 0 | 0 | 0 | 0 | 2.8496e-16 | -1.6835e-09 | -2.693e-09 | -3.2567e-16 | 1.6835e-09 | 2.693e-09 | 4.0708e-17 | 2.8795e-09 | -1.131e-09 | -4.0708e-17 | -2.8795e-09 | 1.131e-09 | 0 | 0 | 0 | 0 | 0 | 0 | 1.1 | 0.88719 | 0.77689 | 1.1 | 0.88719 | 0.77689 | -1.0824e-12 | -135.5593 | 126.9102 | -1.0861e-12 | -135.5593 | 126.9102
Line13_13_14 | 0 | 0 | 0 | 0 | 0 | 0 | 0 | 0 | 0 | 0 | 0 | 0 | -4.0708e-17 | -5.6115e-10 | -8.9765e-10 | -4.6119e-30 | 5.6115e-10 | 8.9765e-10 | 2.8496e-16 | 9.5983e-10 | -3.77e-10 | -2.4425e-16 | -9.5983e-10 | 3.77e-10 | 0 | 0 | 0 | 0 | 0 | 0 | 1.1 | 0.88719 | 0.77689 | 1.1 | 0.88719 | 0.77689 | -1.0824e-12 | -135.5593 | 126.9102 | -1.0819e-12 | -135.5593 | 126.9102
Line14_15_16 | 0 | 0 | 0 | 0 | 0 | 0 | 0 | 0 | 0 | 0 | 0 | 0 | 8.1416e-17 | -1.1223e-09 | -1.7953e-09 | -8.1416e-17 | 1.1223e-09 | 1.7953e-09 | 4.0708e-17 | 1.9197e-09 | -7.5399e-10 | 1.5459e-30 | -1.9197e-09 | 7.54e-10 | 0 | 0 | 0 | 0 | 0 | 0 | 1.1 | 0.88719 | 0.77689 | 1.1 | 0.88719 | 0.77689 | -1.0861e-12 | -135.5593 | 126.9102 | -1.0879e-12 | -135.5593 | 126.9102
Line15_16_17 | 0 | 0 | 0 | 0 | 0 | 0 | 0 | 0 | 0 | 0 | 0 | 0 | -8.1416e-17 | -5.6115e-10 | -8.9765e-10 | 8.1416e-17 | 5.6115e-10 | 8.9765e-10 | 4.0708e-17 | 9.5983e-10 | -3.77e-10 | -8.1416e-17 | -9.5983e-10 | 3.77e-10 | 0 | 0 | 0 | 0 | 0 | 0 | 1.1 | 0.88719 | 0.77689 | 1.1 | 0.88719 | 0.77689 | -1.0879e-12 | -135.5593 | 126.9102 | -1.0884e-12 | -135.5593 | 126.9102
Line16_4_18 | 0 | 3.2366 | 3.2366 | 0 | 3.2366 | 3.2366 | 0 | 0.74746 | 0.74746 | 0 | 0.74746 | 0.74746 | -1.5097e-30 | 0.49365 | -0.28415 | 1.6283e-16 | -0.3889 | 0.3889 | -8.1416e-17 | 0.07624 | 0.34278 | 1.6283e-16 | 0.13327 | -0.13327 | 0 | -161.0844 | 18.9156 | 0 | 18.9156 | -161.0844 | 1.1 | 0.66828 | 0.59567 | 1.1 | 0.55 | 0.55 | -1.0624e-12 | -152.305 | 148.5727 | -1.065e-12 | -180 | -180
Line17_5_19 | 0 | 0 | 0 | 0 | 0 | 0 | 0 | 0 | 0 | 0 | 0 | 0 | -4.0708e-17 | -5.6115e-10 | -8.9765e-10 | 4.0708e-17 | 5.6115e-10 | 8.9765e-10 | 2.8496e-16 | 9.5983e-10 | -3.77e-10 | -3.6637e-16 | -9.5983e-10 | 3.77e-10 | 0 | 0 | 0 | 0 | 0 | 0 | 1.1 | 0.88719 | 0.77689 | 1.1 | 0.88719 | 0.77689 | -1.0559e-12 | -135.5593 | 126.9102 | -1.0556e-12 | -135.5593 | 126.9102
Line1_1_3 | 0 | 0 | 0 | 0 | 0 | 0 | 0 | 0 | 0 | 0 | 0 | 0 | 4.885e-16 | -4.4892e-09 | -7.1812e-09 | -5.6991e-16 | 4.4892e-09 | 7.1812e-09 | 3.6637e-16 | 7.6787e-09 | -3.016e-09 | -3.2567e-16 | -7.6787e-09 | 3.016e-09 | 0 | 0 | 0 | 0 | 0 | 0 | 1.1 | 0.88719 | 0.77689 | 1.1 | 0.88719 | 0.77689 | -1.0575e-12 | -135.5593 | 126.9102 | -1.0636e-12 | -135.5593 | 126.9102
Line2_1_4 | 0 | 3.2366 | 3.2366 | 0 | 3.2366 | 3.2366 | 0 | 0.74746 | 0.74746 | 0 | 0.74746 | 0.74746 | 3.2567e-16 | 0.59841 | -0.17939 | -3.2567e-16 | -0.49365 | 0.28415 | 3.6637e-16 | 0.28575 | 0.55229 | -3.6637e-16 | -0.07624 | -0.34278 | 0 | -161.0844 | 18.9156 | 0 | 18.9156 | -161.0844 | 1.1 | 0.88719 | 0.77689 | 1.1 | 0.66828 | 0.59567 | -1.0575e-12 | -135.5593 | 126.9102 | -1.0624e-12 | -152.305 | 148.5727
Line3_1_5 | 0 | 0 | 0 | 0 | 0 | 0 | 0 | 0 | 0 | 0 | 0 | 0 | 2.0354e-16 | -1.1223e-09 | -1.7953e-09 | -1.6283e-16 | 1.1223e-09 | 1.7953e-09 | 3.2567e-16 | 1.9197e-09 | -7.5399e-10 | -3.2567e-16 | -1.9197e-09 | 7.5399e-10 | 0 | 0 | 0 | 0 | 0 | 0 | 1.1 | 0.88719 | 0.77689 | 1.1 | 0.88719 | 0.77689 | -1.0575e-12 | -135.5593 | 126.9102 | -1.0559e-12 | -135.5593 | 126.9102
Line4_2_6 | 0 | 0 | 0 | 0 | 0 | 0 | 0 | 0 | 0 | 0 | 0 | 0 | 5.2921e-16 | -2.8058e-09 | -4.4883e-09 | -5.2921e-16 | 2.8058e-09 | 4.4883e-09 | 2.4425e-16 | 4.7992e-09 | -1.885e-09 | -2.8496e-16 | -4.7992e-09 | 1.885e-09 | 0 | 0 | 0 | 0 | 0 | 0 | 1.1 | 0.88719 | 0.77689 | 1.1 | 0.88719 | 0.77689 | -1.0658e-12 | -135.5593 | 126.9102 | -1.0707e-12 | -135.5593 | 126.9102
Line5_6_7 | 0 | 0 | 0 | 0 | 0 | 0 | 0 | 0 | 0 | 0 | 0 | 0 | 2.8496e-16 | -2.2446e-09 | -3.5906e-09 | -3.2567e-16 | 2.2446e-09 | 3.5906e-09 | 2.8496e-16 | 3.8393e-09 | -1.508e-09 | -2.4425e-16 | -3.8393e-09 | 1.508e-09 | 0 | 0 | 0 | 0 | 0 | 0 | 1.1 | 0.88719 | 0.77689 | 1.1 | 0.88719 | 0.77689 | -1.0707e-12 | -135.5593 | 126.9102 | -1.0732e-12 | -135.5593 | 126.9102
Line6_7_8 | 0 | 0 | 0 | 0 | 0 | 0 | 0 | 0 | 0 | 0 | 0 | 0 | 2.0354e-16 | -1.6835e-09 | -2.693e-09 | -2.0354e-16 | 1.6835e-09 | 2.693e-09 | -4.0708e-17 | 2.8795e-09 | -1.131e-09 | 1.2212e-16 | -2.8795e-09 | 1.131e-09 | 0 | 0 | 0 | 0 | 0 | 0 | 1.1 | 0.88719 | 0.77689 | 1.1 | 0.88719 | 0.77689 | -1.0732e-12 | -135.5593 | 126.9102 | -1.0756e-12 | -135.5593 | 126.9102
Line7_8_9 | 0 | 0 | 0 | 0 | 0 | 0 | 0 | 0 | 0 | 0 | 0 | 0 | -7.6421e-31 | -5.6115e-10 | -8.9765e-10 | -4.0708e-17 | 5.6115e-10 | 8.9765e-10 | -4.0708e-17 | 9.5983e-10 | -3.77e-10 | 4.0708e-17 | -9.5983e-10 | 3.77e-10 | 0 | 0 | 0 | 0 | 0 | 0 | 1.1 | 0.88719 | 0.77689 | 1.1 | 0.88719 | 0.77689 | -1.0756e-12 | -135.5593 | 126.9102 | -1.0767e-12 | -135.5593 | 126.9102
Line8_8_10 | 0 | 0 | 0 | 0 | 0 | 0 | 0 | 0 | 0 | 0 | 0 | 0 | 0 | -5.6115e-10 | -8.9765e-10 | 0 | 5.6115e-10 | 8.9765e-10 | 0 | 9.5983e-10 | -3.77e-10 | 0 | -9.5983e-10 | 3.77e-10 | 0 | 0 | 0 | 0 | 0 | 0 | 1.1 | 0.88719 | 0.77689 | 1.1 | 0.88719 | 0.77689 | -1.0756e-12 | -135.5593 | 126.9102 | -1.0764e-12 | -135.5593 | 126.9102
Line9_3_11 | 0 | 0 | 0 | 0 | 0 | 0 | 0 | 0 | 0 | 0 | 0 | 0 | 4.4779e-16 | -3.9281e-09 | -6.2836e-09 | -3.6637e-16 | 3.9281e-09 | 6.2836e-09 | 3.6637e-16 | 6.7188e-09 | -2.639e-09 | -4.0708e-16 | -6.7188e-09 | 2.639e-09 | 0 | 0 | 0 | 0 | 0 | 0 | 1.1 | 0.88719 | 0.77689 | 1.1 | 0.88719 | 0.77689 | -1.0636e-12 | -135.5593 | 126.9102 | -1.0711e-12 | -135.5593 | 126.9102

## LL_max_fault_6
name | pf_ikss_a_from_ka | pf_ikss_b_from_ka | pf_ikss_c_from_ka | pf_ikss_a_to_ka | pf_ikss_b_to_ka | pf_ikss_c_to_ka | pf_skss_a_from_mw | pf_skss_b_from_mw | pf_skss_c_from_mw | pf_skss_a_to_mw | pf_skss_b_to_mw | pf_skss_c_to_mw | pf_p_a_from_mw | pf_p_b_from_mw | pf_p_c_from_mw | pf_p_a_to_mw | pf_p_b_to_mw | pf_p_c_to_mw | pf_q_a_from_mvar | pf_q_b_from_mvar | pf_q_c_from_mvar | pf_q_a_to_mvar | pf_q_b_to_mvar | pf_q_c_to_mvar | pf_ikss_a_from_degree | pf_ikss_b_from_degree | pf_ikss_c_from_degree | pf_ikss_a_to_degree | pf_ikss_b_to_degree | pf_ikss_c_to_degree | pf_vm_a_from_pu | pf_vm_b_from_pu | pf_vm_c_from_pu | pf_vm_a_to_pu | pf_vm_b_to_pu | pf_vm_c_to_pu | pf_va_a_from_degree | pf_va_b_from_degree | pf_va_c_from_degree | pf_va_a_to_degree | pf_va_b_to_degree | pf_va_c_to_degree
Line0_1_2 | 0 | 0 | 0 | 0 | 0 | 0 | 0 | 0 | 0 | 0 | 0 | 0 | 9.1073e-18 | -4.6325e-11 | -1.333e-10 | -8.5001e-18 | 4.6325e-11 | 1.333e-10 | 2.0748e-33 | 1.2762e-10 | 2.3032e-11 | 6.0715e-19 | -1.2762e-10 | -2.3032e-11 | 0 | 0 | 0 | 0 | 0 | 0 | 1.05 | 1.048 | 1.0442 | 1.05 | 1.048 | 1.0442 | 1.3053e-14 | -120.3021 | 119.9453 | 1.29e-14 | -120.3021 | 119.9453
Line10_11_12 | 0 | 0 | 0 | 0 | 0 | 0 | 0 | 0 | 0 | 0 | 0 | 0 | 6.3751e-18 | -4.6325e-11 | -1.333e-10 | -5.768e-18 | 4.6325e-11 | 1.333e-10 | -1.2143e-18 | 1.2762e-10 | 2.3032e-11 | -1.2679e-33 | -1.2762e-10 | -2.3032e-11 | 0 | 0 | 0 | 0 | 0 | 0 | 1.05 | 1.048 | 1.0442 | 1.05 | 1.048 | 1.0442 | 1.2733e-14 | -120.3021 | 119.9453 | 1.2595e-14 | -120.3021 | 119.9453
Line11_12_13 | 0 | 0 | 0 | 0 | 0 | 0 | 0 | 0 | 0 | 0 | 0 | 0 | 7.893e-18 | -3.8604e-11 | -1.1109e-10 | -7.2858e-18 | 3.8604e-11 | 1.1109e-10 | -2.4286e-18 | 1.0635e-10 | 1.9193e-11 | 1.8215e-18 | -1.0635e-10 | -1.9193e-11 | 0 | 0 | 0 | 0 | 0 | 0 | 1.05 | 1.048 | 1.0442 | 1.05 | 1.048 | 1.0442 | 1.2595e-14 | -120.3021 | 119.9453 | 1.2457e-14 | -120.3021 | 119.9453
Line12_13_15 | 0 | 0 | 0 | 0 | 0 | 0 | 0 | 0 | 0 | 0 | 0 | 0 | 3.9465e-18 | -2.3162e-11 | -6.6652e-11 | -4.5536e-18 | 2.3162e-11 | 6.6652e-11 | 2.4286e-18 | 6.3811e-11 | 1.1516e-11 | -1.2143e-18 | -6.3811e-11 | -1.1516e-11 | 0 | 0 | 0 | 0 | 0 | 0 | 1.05 | 1.048 | 1.0442 | 1.05 | 1.048 | 1.0442 | 1.2457e-14 | -120.3021 | 119.9453 | 1.2397e-14 | -120.3021 | 119.9453
Line13_13_14 | 0 | 0 | 0 | 0 | 0 | 0 | 0 | 0 | 0 | 0 | 0 | 0 | 2.4286e-18 | -7.7208e-12 | -2.2217e-11 | -2.4286e-18 | 7.7208e-12 | 2.2217e-11 | -3.6429e-18 | 2.127e-11 | 3.8387e-12 | 3.6429e-18 | -2.127e-11 | -3.8386e-12 | 0 | 0 | 0 | 0 | 0 | 0 | 1.05 | 1.048 | 1.0442 | 1.05 | 1.048 | 1.0442 | 1.2457e-14 | -120.3021 | 119.9453 | 1.2408e-14 | -120.3021 | 119.9453
Line14_15_16 | 0 | 0 | 0 | 0 | 0 | 0 | 0 | 0 | 0 | 0 | 0 | 0 | 1.5179e-18 | -1.5442e-11 | -4.4435e-11 | -1.5179e-18 | 1.5442e-11 | 4.4435e-11 | 6.0715e-19 | 4.2541e-11 | 7.6773e-12 | -1.2143e-18 | -4.2541e-11 | -7.6773e-12 | 0 | 0 | 0 | 0 | 0 | 0 | 1.05 | 1.048 | 1.0442 | 1.05 | 1.048 | 1.0442 | 1.2397e-14 | -120.3021 | 119.9453 | 1.2368e-14 | -120.3021 | 119.9453
Line15_16_17 | 0 | 0 | 0 | 0 | 0 | 0 | 0 | 0 | 0 | 0 | 0 | 0 | 2.6212e-34 | -7.7208e-12 | -2.2217e-11 | -1.3086e-34 | 7.7208e-12 | 2.2217e-11 | -1.2143e-18 | 2.127e-11 | 3.8387e-12 | 6.0715e-19 | -2.127e-11 | -3.8387e-12 | 0 | 0 | 0 | 0 | 0 | 0 | 1.05 | 1.048 | 1.0442 | 1.05 | 1.048 | 1.0442 | 1.2368e-14 | -120.3021 | 119.9453 | 1.2349e-14 | -120.3021 | 119.9453
Line16_4_18 | 0 | 0.0584 | 0.0584 | 0 | 0.0584 | 0.0584 | 0 | 0.013487 | 0.013487 | 0 | 0.013487 | 0.013487 | -1.2143e-18 | 0.013608 | 0.0035134 | 1.2143e-18 | -0.013574 | -0.0034793 | -2.4286e-18 | 0.0036287 | 0.013561 | 4.8572e-18 | -0.0035605 | -0.013493 | 0 | -135.4649 | 44.5351 | 0 | 44.5351 | -135.4649 | 1.05 | 1.0442 | 1.0387 | 1.05 | 1.0405 | 1.0331 | 1.2922e-14 | -120.5336 | 120.01 | 1.2886e-14 | -120.7668 | 120.0754
Line17_5_19 | 0 | 0 | 0 | 0 | 0 | 0 | 0 | 0 | 0 | 0 | 0 | 0 | 1.2143e-18 | -7.7208e-12 | -2.2217e-11 | -1.2143e-18 | 7.7208e-12 | 2.2217e-11 | -4.2501e-18 | 2.127e-11 | 3.8387e-12 | 3.6429e-18 | -2.127e-11 | -3.8387e-12 | 0 | 0 | 0 | 0 | 0 | 0 | 1.05 | 1.048 | 1.0442 | 1.05 | 1.048 | 1.0442 | 1.3011e-14 | -120.3021 | 119.9453 | 1.297e-14 | -120.3021 | 119.9453
Line1_1_3 | 0 | 0 | 0 | 0 | 0 | 0 | 0 | 0 | 0 | 0 | 0 | 0 | 8.8037e-18 | -6.1766e-11 | -1.7774e-10 | -8.1966e-18 | 6.1766e-11 | 1.7774e-10 | 1.8215e-18 | 1.7016e-10 | 3.0709e-11 | -2.4286e-18 | -1.7016e-10 | -3.0709e-11 | 0 | 0 | 0 | 0 | 0 | 0 | 1.05 | 1.048 | 1.0442 | 1.05 | 1.048 | 1.0442 | 1.3053e-14 | -120.3021 | 119.9453 | 1.2898e-14 | -120.3021 | 119.9453
Line2_1_4 | 0 | 0.0584 | 0.0584 | 0 | 0.0584 | 0.0584 | 0 | 0.013487 | 0.013487 | 0 | 0.013487 | 0.013487 | 7.2858e-18 | 0.013642 | 0.0035475 | -5.4644e-18 | -0.013608 | -0.0035134 | 1.2143e-18 | 0.003697 | 0.013629 | -1.2143e-18 | -0.0036287 | -0.013561 | 0 | -135.4649 | 44.5351 | 0 | 44.5351 | -135.4649 | 1.05 | 1.048 | 1.0442 | 1.05 | 1.0442 | 1.0387 | 1.3053e-14 | -120.3021 | 119.9453 | 1.2922e-14 | -120.5336 | 120.01
Line3_1_5 | 0 | 0 | 0 | 0 | 0 | 0 | 0 | 0 | 0 | 0 | 0 | 0 | 3.9465e-18 | -1.5442e-11 | -4.4435e-11 | -3.9465e-18 | 1.5442e-11 | 4.4435e-11 | 1.2143e-18 | 4.2541e-11 | 7.6773e-12 | -1.8215e-18 | -4.2541e-11 | -7.6773e-12 | 0 | 0 | 0 | 0 | 0 | 0 | 1.05 | 1.048 | 1.0442 | 1.05 | 1.048 | 1.0442 | 1.3053e-14 | -120.3021 | 119.9453 | 1.3011e-14 | -120.3021 | 119.9453
Line4_2_6 | 0 | 0 | 0 | 0 | 0 | 0 | 0 | 0 | 0 | 0 | 0 | 0 | 6.6787e-18 | -3.8604e-11 | -1.1109e-10 | -7.2858e-18 | 3.8604e-11 | 1.1109e-10 | -2.4286e-18 | 1.0635e-10 | 1.9193e-11 | 1.2143e-18 | -1.0635e-10 | -1.9193e-11 | 0 | 0 | 0 | 0 | 0 | 0 | 1.05 | 1.048 | 1.0442 | 1.05 | 1.048 | 1.0442 | 1.29e-14 | -120.3021 | 119.9453 | 1.281e-14 | -120.3021 | 119.9453
Line5_6_7 | 0 | 0 | 0 | 0 | 0 | 0 | 0 | 0 | 0 | 0 | 0 | 0 | 5.1608e-18 | -3.0883e-11 | -8.887e-11 | -5.768e-18 | 3.0883e-11 | 8.887e-11 | -1.8215e-18 | 8.5081e-11 | 1.5355e-11 | 1.8215e-18 | -8.5081e-11 | -1.5355e-11 | 0 | 0 | 0 | 0 | 0 | 0 | 1.05 | 1.048 | 1.0442 | 1.05 | 1.048 | 1.0442 | 1.281e-14 | -120.3021 | 119.9453 | 1.2714e-14 | -120.3021 | 119.9453
Line6_7_8 | 0 | 0 | 0 | 0 | 0 | 0 | 0 | 0 | 0 | 0 | 0 | 0 | 9.1073e-19 | -2.3162e-11 | -6.6652e-11 | -2.125e-18 | 2.3162e-11 | 6.6652e-11 | -2.4286e-18 | 6.3811e-11 | 1.1516e-11 | 3.6429e-18 | -6.3811e-11 | -1.1516e-11 | 0 | 0 | 0 | 0 | 0 | 0 | 1.05 | 1.048 | 1.0442 | 1.05 | 1.048 | 1.0442 | 1.2714e-14 | -120.3021 | 119.9453 | 1.2665e-14 | -120.3021 | 119.9453
Line7_8_9 | 0 | 0 | 0 | 0 | 0 | 0 | 0 | 0 | 0 | 0 | 0 | 0 | 3.0358e-19 | -7.7208e-12 | -2.2217e-11 | -1.5179e-18 | 7.7208e-12 | 2.2217e-11 | 6.7103e-35 | 2.127e-11 | 3.8387e-12 | 6.0715e-19 | -2.127e-11 | -3.8387e-12 | 0 | 0 | 0 | 0 | 0 | 0 | 1.05 | 1.048 | 1.0442 | 1.05 | 1.048 | 1.0442 | 1.2665e-14 | -120.3021 | 119.9453 | 1.265e-14 | -120.3021 | 119.9453
Line8_8_10 | 0 | 0 | 0 | 0 | 0 | 0 | 0 | 0 | 0 | 0 | 0 | 0 | -3.0358e-19 | -7.7208e-12 | -2.2217e-11 | -3.0358e-19 | 7.7208e-12 | 2.2217e-11 | -1.8215e-18 | 2.127e-11 | 3.8387e-12 | 6.0715e-19 | -2.127e-11 | -3.8387e-12 | 0 | 0 | 0 | 0 | 0 | 0 | 1.05 | 1.048 | 1.0442 | 1.05 | 1.048 | 1.0442 | 1.2665e-14 | -120.3021 | 119.9453 | 1.2642e-14 | -120.3021 | 119.9453
Line9_3_11 | 0 | 0 | 0 | 0 | 0 | 0 | 0 | 0 | 0 | 0 | 0 | 0 | 5.768e-18 | -5.4045e-11 | -1.5552e-10 | -6.9823e-18 | 5.4045e-11 | 1.5552e-10 | 6.0715e-19 | 1.4889e-10 | 2.6871e-11 | -6.0715e-19 | -1.4889e-10 | -2.6871e-11 | 0 | 0 | 0 | 0 | 0 | 0 | 1.05 | 1.048 | 1.0442 | 1.05 | 1.048 | 1.0442 | 1.2898e-14 | -120.3021 | 119.9453 | 1.2733e-14 | -120.3021 | 119.9453

## LL_max_fault_10
name | pf_ikss_a_from_ka | pf_ikss_b_from_ka | pf_ikss_c_from_ka | pf_ikss_a_to_ka | pf_ikss_b_to_ka | pf_ikss_c_to_ka | pf_skss_a_from_mw | pf_skss_b_from_mw | pf_skss_c_from_mw | pf_skss_a_to_mw | pf_skss_b_to_mw | pf_skss_c_to_mw | pf_p_a_from_mw | pf_p_b_from_mw | pf_p_c_from_mw | pf_p_a_to_mw | pf_p_b_to_mw | pf_p_c_to_mw | pf_q_a_from_mvar | pf_q_b_from_mvar | pf_q_c_from_mvar | pf_q_a_to_mvar | pf_q_b_to_mvar | pf_q_c_to_mvar | pf_ikss_a_from_degree | pf_ikss_b_from_degree | pf_ikss_c_from_degree | pf_ikss_a_to_degree | pf_ikss_b_to_degree | pf_ikss_c_to_degree | pf_vm_a_from_pu | pf_vm_b_from_pu | pf_vm_c_from_pu | pf_vm_a_to_pu | pf_vm_b_to_pu | pf_vm_c_to_pu | pf_va_a_from_degree | pf_va_b_from_degree | pf_va_c_from_degree | pf_va_a_to_degree | pf_va_b_to_degree | pf_va_c_to_degree
Line0_1_2 | 0 | 0 | 0 | 0 | 0 | 0 | 0 | 0 | 0 | 0 | 0 | 0 | 8.5869e-18 | -5.3219e-11 | -1.5314e-10 | -7.9508e-18 | 5.3219e-11 | 1.5314e-10 | 1.0177e-17 | 1.4664e-10 | 2.6437e-11 | -9.541e-18 | -1.4664e-10 | -2.6437e-11 | 0 | 0 | 0 | 0 | 0 | 0 | 1.1 | 1.0978 | 1.0936 | 1.1 | 1.0978 | 1.0936 | -6.3044e-15 | -120.3163 | 119.9428 | -6.407e-15 | -120.3163 | 119.9428
Line10_11_12 | 0 | 0 | 0 | 0 | 0 | 0 | 0 | 0 | 0 | 0 | 0 | 0 | 6.0426e-18 | -5.3218e-11 | -1.5314e-10 | -5.4066e-18 | 5.3219e-11 | 1.5314e-10 | 6.3607e-18 | 1.4664e-10 | 2.6437e-11 | -5.7246e-18 | -1.4664e-10 | -2.6437e-11 | 0 | 0 | 0 | 0 | 0 | 0 | 1.1 | 1.0978 | 1.0936 | 1.1 | 1.0978 | 1.0936 | -6.548e-15 | -120.3163 | 119.9428 | -6.6558e-15 | -120.3163 | 119.9428
Line11_12_13 | 0 | 0 | 0 | 0 | 0 | 0 | 0 | 0 | 0 | 0 | 0 | 0 | 4.1344e-18 | -4.4349e-11 | -1.2762e-10 | -5.4066e-18 | 4.4349e-11 | 1.2762e-10 | 1.9082e-18 | 1.222e-10 | 2.2031e-11 | -1.9082e-18 | -1.222e-10 | -2.2031e-11 | 0 | 0 | 0 | 0 | 0 | 0 | 1.1 | 1.0978 | 1.0936 | 1.1 | 1.0978 | 1.0936 | -6.6558e-15 | -120.3163 | 119.9428 | -6.7624e-15 | -120.3163 | 119.9428
Line12_13_15 | 0 | 0 | 0 | 0 | 0 | 0 | 0 | 0 | 0 | 0 | 0 | 0 | 5.7246e-18 | -2.6609e-11 | -7.6572e-11 | -5.7246e-18 | 2.6609e-11 | 7.6572e-11 | -6.7565e-34 | 7.332e-11 | 1.3218e-11 | 6.8196e-34 | -7.332e-11 | -1.3218e-11 | 0 | 0 | 0 | 0 | 0 | 0 | 1.1 | 1.0978 | 1.0936 | 1.1 | 1.0978 | 1.0936 | -6.7624e-15 | -120.3163 | 119.9428 | -6.8255e-15 | -120.3163 | 119.9428
Line13_13_14 | 0 | 0 | 0 | 0 | 0 | 0 | 0 | 0 | 0 | 0 | 0 | 0 | 3.1803e-19 | -8.8698e-12 | -2.5524e-11 | -9.541e-19 | 8.8698e-12 | 2.5524e-11 | -6.3607e-19 | 2.444e-11 | 4.4061e-12 | 6.3607e-19 | -2.444e-11 | -4.4061e-12 | 0 | 0 | 0 | 0 | 0 | 0 | 1.1 | 1.0978 | 1.0936 | 1.1 | 1.0978 | 1.0936 | -6.7624e-15 | -120.3163 | 119.9428 | -6.771e-15 | -120.3163 | 119.9428
Line14_15_16 | 0 | 0 | 0 | 0 | 0 | 0 | 0 | 0 | 0 | 0 | 0 | 0 | 2.2262e-18 | -1.7739e-11 | -5.1048e-11 | -1.5902e-18 | 1.7739e-11 | 5.1048e-11 | 1.2721e-18 | 4.888e-11 | 8.8123e-12 | -1.9082e-18 | -4.888e-11 | -8.8123e-12 | 0 | 0 | 0 | 0 | 0 | 0 | 1.1 | 1.0978 | 1.0936 | 1.1 | 1.0978 | 1.0936 | -6.8255e-15 | -120.3163 | 119.9428 | -6.8562e-15 | -120.3163 | 119.9428
Line15_16_17 | 0 | 0 | 0 | 0 | 0 | 0 | 0 | 0 | 0 | 0 | 0 | 0 | -9.541e-19 | -8.8697e-12 | -2.5524e-11 | 9.541e-19 | 8.8698e-12 | 2.5524e-11 | 6.3607e-19 | 2.444e-11 | 4.4061e-12 | -1.145e-34 | -2.444e-11 | -4.4061e-12 | 0 | 0 | 0 | 0 | 0 | 0 | 1.1 | 1.0978 | 1.0936 | 1.1 | 1.0978 | 1.0936 | -6.8562e-15 | -120.3163 | 119.9428 | -6.8759e-15 | -120.3163 | 119.9428
Line16_4_18 | 0 | 0.061167 | 0.061167 | 0 | 0.061167 | 0.061167 | 0 | 0.014126 | 0.014126 | 0 | 0.014126 | 0.014126 | 0 | 0.01493 | 0.0038518 | -1.2721e-18 | -0.014893 | -0.0038144 | 0 | 0.0039805 | 0.014876 | 2.5443e-18 | -0.0039057 | -0.014801 | 0 | -135.4761 | 44.5239 | 0 | 44.5239 | -135.4761 | 1.1 | 1.0938 | 1.0878 | 1.1 | 1.0899 | 1.0821 | -6.3578e-15 | -120.5478 | 120.0075 | -6.3917e-15 | -120.781 | 120.073
Line17_5_19 | 0 | 0 | 0 | 0 | 0 | 0 | 0 | 0 | 0 | 0 | 0 | 0 | -3.1803e-19 | -8.8697e-12 | -2.5524e-11 | 3.1803e-19 | 8.8698e-12 | 2.5524e-11 | 3.4932e-35 | 2.444e-11 | 4.4061e-12 | -3.5025e-35 | -2.444e-11 | -4.4061e-12 | 0 | 0 | 0 | 0 | 0 | 0 | 1.1 | 1.0978 | 1.0936 | 1.1 | 1.0978 | 1.0936 | -6.2933e-15 | -120.3163 | 119.9428 | -6.31e-15 | -120.3163 | 119.9428
Line1_1_3 | 0 | 0 | 0 | 0 | 0 | 0 | 0 | 0 | 0 | 0 | 0 | 0 | 7.3148e-18 | -7.0958e-11 | -2.0419e-10 | -6.6787e-18 | 7.0958e-11 | 2.0419e-10 | 6.3607e-18 | 1.9552e-10 | 3.5249e-11 | -4.4525e-18 | -1.9552e-10 | -3.5249e-11 | 0 | 0 | 0 | 0 | 0 | 0 | 1.1 | 1.0978 | 1.0936 | 1.1 | 1.0978 | 1.0936 | -6.3044e-15 | -120.3163 | 119.9428 | -6.4122e-15 | -120.3163 | 119.9428
Line2_1_4 | 0 | 0.061167 | 0.061167 | 0 | 0.061167 | 0.061167 | 0 | 0.014126 | 0.014126 | 0 | 0.014126 | 0.014126 | 7.6328e-18 | 0.014968 | 0.0038892 | -6.3607e-18 | -0.01493 | -0.0038518 | 5.0885e-18 | 0.0040553 | 0.014951 | -3.8164e-18 | -0.0039805 | -0.014876 | 0 | -135.4761 | 44.5239 | 0 | 44.5239 | -135.4761 | 1.1 | 1.0978 | 1.0936 | 1.1 | 1.0938 | 1.0878 | -6.3044e-15 | -120.3163 | 119.9428 | -6.3578e-15 | -120.5478 | 120.0075
Line3_1_5 | 0 | 0 | 0 | 0 | 0 | 0 | 0 | 0 | 0 | 0 | 0 | 0 | 1.5902e-18 | -1.7739e-11 | -5.1048e-11 | -1.5902e-18 | 1.774e-11 | 5.1048e-11 | 3.8164e-18 | 4.888e-11 | 8.8123e-12 | -2.5443e-18 | -4.888e-11 | -8.8123e-12 | 0 | 0 | 0 | 0 | 0 | 0 | 1.1 | 1.0978 | 1.0936 | 1.1 | 1.0978 | 1.0936 | -6.3044e-15 | -120.3163 | 119.9428 | -6.2933e-15 | -120.3163 | 119.9428
Line4_2_6 | 0 | 0 | 0 | 0 | 0 | 0 | 0 | 0 | 0 | 0 | 0 | 0 | 6.3607e-18 | -4.4349e-11 | -1.2762e-10 | -6.3607e-18 | 4.4349e-11 | 1.2762e-10 | 7.6328e-18 | 1.222e-10 | 2.2031e-11 | -6.9967e-18 | -1.222e-10 | -2.2031e-11 | 0 | 0 | 0 | 0 | 0 | 0 | 1.1 | 1.0978 | 1.0936 | 1.1 | 1.0978 | 1.0936 | -6.407e-15 | -120.3163 | 119.9428 | -6.4876e-15 | -120.3163 | 119.9428
Line5_6_7 | 0 | 0 | 0 | 0 | 0 | 0 | 0 | 0 | 0 | 0 | 0 | 0 | 4.1344e-18 | -3.5479e-11 | -1.021e-10 | -4.1344e-18 | 3.5479e-11 | 1.021e-10 | 3.8164e-18 | 9.776e-11 | 1.7625e-11 | -3.1803e-18 | -9.776e-11 | -1.7624e-11 | 0 | 0 | 0 | 0 | 0 | 0 | 1.1 | 1.0978 | 1.0936 | 1.1 | 1.0978 | 1.0936 | -6.4876e-15 | -120.3163 | 119.9428 | -6.5487e-15 | -120.3163 | 119.9428
Line6_7_8 | 0 | 0 | 0 | 0 | 0 | 0 | 0 | 0 | 0 | 0 | 0 | 0 | 1.2721e-18 | -2.6609e-11 | -7.6572e-11 | -1.2721e-18 | 2.6609e-11 | 7.6572e-11 | -6.3607e-19 | 7.332e-11 | 1.3218e-11 | 6.3607e-19 | -7.332e-11 | -1.3218e-11 | 0 | 0 | 0 | 0 | 0 | 0 | 1.1 | 1.0978 | 1.0936 | 1.1 | 1.0978 | 1.0936 | -6.5487e-15 | -120.3163 | 119.9428 | -6.6017e-15 | -120.3163 | 119.9428
Line7_8_9 | 0 | 0 | 0 | 0 | 0 | 0 | 0 | 0 | 0 | 0 | 0 | 0 | 1.4658e-34 | -8.8697e-12 | -2.5524e-11 | -2.9382e-34 | 8.8698e-12 | 2.5524e-11 | 1.2721e-18 | 2.444e-11 | 4.4061e-12 | -2.5443e-18 | -2.444e-11 | -4.4061e-12 | 0 | 0 | 0 | 0 | 0 | 0 | 1.1 | 1.0978 | 1.0936 | 1.1 | 1.0978 | 1.0936 | -6.6017e-15 | -120.3163 | 119.9428 | -6.6167e-15 | -120.3163 | 119.9428
Line8_8_10 | 0 | 0 | 0 | 0 | 0 | 0 | 0 | 0 | 0 | 0 | 0 | 0 | 3.1803e-19 | -8.8697e-12 | -2.5524e-11 | -3.1803e-19 | 8.8698e-12 | 2.5524e-11 | -3.6644e-35 | 2.444e-11 | 4.4061e-12 | -6.3607e-19 | -2.444e-11 | -4.4061e-12 | 0 | 0 | 0 | 0 | 0 | 0 | 1.1 | 1.0978 | 1.0936 | 1.1 | 1.0978 | 1.0936 | -6.6017e-15 | -120.3163 | 119.9428 | -6.6191e-15 | -120.3163 | 119.9428
Line9_3_11 | 0 | 0 | 0 | 0 | 0 | 0 | 0 | 0 | 0 | 0 | 0 | 0 | 4.1344e-18 | -6.2088e-11 | -1.7867e-10 | -4.1344e-18 | 6.2088e-11 | 1.7867e-10 | 3.8164e-18 | 1.7108e-10 | 3.0843e-11 | -3.8164e-18 | -1.7108e-10 | -3.0843e-11 | 0 | 0 | 0 | 0 | 0 | 0 | 1.1 | 1.0978 | 1.0936 | 1.1 | 1.0978 | 1.0936 | -6.4122e-15 | -120.3163 | 119.9428 | -6.548e-15 | -120.3163 | 119.9428

## LL_min_6
name | pf_ikss_a_from_ka | pf_ikss_b_from_ka | pf_ikss_c_from_ka | pf_ikss_a_to_ka | pf_ikss_b_to_ka | pf_ikss_c_to_ka | pf_skss_a_from_mw | pf_skss_b_from_mw | pf_skss_c_from_mw | pf_skss_a_to_mw | pf_skss_b_to_mw | pf_skss_c_to_mw | pf_p_a_from_mw | pf_p_b_from_mw | pf_p_c_from_mw | pf_p_a_to_mw | pf_p_b_to_mw | pf_p_c_to_mw | pf_q_a_from_mvar | pf_q_b_from_mvar | pf_q_c_from_mvar | pf_q_a_to_mvar | pf_q_b_to_mvar | pf_q_c_to_mvar | pf_ikss_a_from_degree | pf_ikss_b_from_degree | pf_ikss_c_from_degree | pf_ikss_a_to_degree | pf_ikss_b_to_degree | pf_ikss_c_to_degree | pf_vm_a_from_pu | pf_vm_b_from_pu | pf_vm_c_from_pu | pf_vm_a_to_pu | pf_vm_b_to_pu | pf_vm_c_to_pu | pf_va_a_from_degree | pf_va_b_from_degree | pf_va_c_from_degree | pf_va_a_to_degree | pf_va_b_to_degree | pf_va_c_to_degree
Line0_1_2 | 0 | 0 | 0 | 0 | 0 | 0 | 0 | 0 | 0 | 0 | 0 | 0 | 5.2736e-17 | -1.4366e-09 | -3.9666e-09 | -3.5157e-17 | 1.4366e-09 | 3.9666e-09 | 3.1641e-16 | 4.6273e-09 | -2.4518e-10 | -2.8126e-16 | -4.6273e-09 | 2.4518e-10 | 0 | 0 | 0 | 0 | 0 | 0 | 0.95 | 0.83839 | 0.68767 | 0.95 | 0.83839 | 0.68767 | -1.1747e-12 | -135.3123 | 120.9775 | -1.1695e-12 | -135.3123 | 120.9775
Line10_11_12 | 0 | 0 | 0 | 0 | 0 | 0 | 0 | 0 | 0 | 0 | 0 | 0 | 8.7893e-17 | -1.4366e-09 | -3.9666e-09 | -8.7893e-17 | 1.4366e-09 | 3.9666e-09 | 3.3399e-16 | 4.6273e-09 | -2.4519e-10 | -3.3399e-16 | -4.6273e-09 | 2.4518e-10 | 0 | 0 | 0 | 0 | 0 | 0 | 0.95 | 0.83839 | 0.68767 | 0.95 | 0.83839 | 0.68767 | -1.1611e-12 | -135.3123 | 120.9775 | -1.1553e-12 | -135.3123 | 120.9775
Line11_12_13 | 0 | 0 | 0 | 0 | 0 | 0 | 0 | 0 | 0 | 0 | 0 | 0 | 5.2736e-17 | -1.1971e-09 | -3.3055e-09 | -7.0314e-17 | 1.1971e-09 | 3.3055e-09 | 3.5157e-16 | 3.8561e-09 | -2.0432e-10 | -3.3399e-16 | -3.8561e-09 | 2.0432e-10 | 0 | 0 | 0 | 0 | 0 | 0 | 0.95 | 0.83839 | 0.68767 | 0.95 | 0.83839 | 0.68767 | -1.1553e-12 | -135.3123 | 120.9775 | -1.1495e-12 | -135.3123 | 120.9775
Line12_13_15 | 0 | 0 | 0 | 0 | 0 | 0 | 0 | 0 | 0 | 0 | 0 | 0 | -1.7579e-17 | -7.1829e-10 | -1.9833e-09 | -7.0467e-31 | 7.1829e-10 | 1.9833e-09 | 3.5266e-31 | 2.3137e-09 | -1.2259e-10 | -3.5157e-17 | -2.3136e-09 | 1.2259e-10 | 0 | 0 | 0 | 0 | 0 | 0 | 0.95 | 0.83839 | 0.68767 | 0.95 | 0.83839 | 0.68767 | -1.1495e-12 | -135.3123 | 120.9775 | -1.1484e-12 | -135.3123 | 120.9775
Line13_13_14 | 0 | 0 | 0 | 0 | 0 | 0 | 0 | 0 | 0 | 0 | 0 | 0 | 8.7893e-18 | -2.3943e-10 | -6.611e-10 | -2.6368e-17 | 2.3943e-10 | 6.611e-10 | 2.6368e-16 | 7.7122e-10 | -4.0864e-11 | -2.9884e-16 | -7.7122e-10 | 4.0864e-11 | 0 | 0 | 0 | 0 | 0 | 0 | 0.95 | 0.83839 | 0.68767 | 0.95 | 0.83839 | 0.68767 | -1.1495e-12 | -135.3123 | 120.9775 | -1.1453e-12 | -135.3123 | 120.9775
Line14_15_16 | 0 | 0 | 0 | 0 | 0 | 0 | 0 | 0 | 0 | 0 | 0 | 0 | -1.7579e-17 | -4.7886e-10 | -1.3222e-09 | -1.4085e-30 | 4.7886e-10 | 1.3222e-09 | 3.5157e-17 | 1.5424e-09 | -8.1728e-11 | -7.0314e-17 | -1.5424e-09 | 8.1728e-11 | 0 | 0 | 0 | 0 | 0 | 0 | 0.95 | 0.83839 | 0.68767 | 0.95 | 0.83839 | 0.68767 | -1.1484e-12 | -135.3123 | 120.9775 | -1.1477e-12 | -135.3123 | 120.9775
Line15_16_17 | 0 | 0 | 0 | 0 | 0 | 0 | 0 | 0 | 0 | 0 | 0 | 0 | 5.2736e-17 | -2.3943e-10 | -6.611e-10 | -5.2736e-17 | 2.3943e-10 | 6.611e-10 | 1.7579e-17 | 7.7122e-10 | -4.0864e-11 | 1.0567e-30 | -7.7122e-10 | 4.0864e-11 | 0 | 0 | 0 | 0 | 0 | 0 | 0.95 | 0.83839 | 0.68767 | 0.95 | 0.83839 | 0.68767 | -1.1477e-12 | -135.3123 | 120.9775 | -1.1481e-12 | -135.3123 | 120.9775
Line16_4_18 | 0 | 2.5068 | 2.5068 | 0 | 2.5068 | 2.5068 | 0 | 0.57893 | 0.57893 | 0 | 0.57893 | 0.57893 | 0 | 0.35328 | -0.11197 | -7.0314e-17 | -0.23262 | 0.23262 | 0 | -0.020967 | 0.27233 | 1.4401e-30 | 0.14665 | -0.14665 | 0 | -147.7717 | 32.2283 | 0 | 32.2283 | -147.7717 | 0.95 | 0.6113 | 0.50862 | 0.95 | 0.475 | 0.475 | -1.1715e-12 | -151.1682 | 144.5775 | -1.1735e-12 | -180 | 180
Line17_5_19 | 0 | 0 | 0 | 0 | 0 | 0 | 0 | 0 | 0 | 0 | 0 | 0 | 8.7893e-18 | -2.3943e-10 | -6.611e-10 | -2.6368e-17 | 2.3943e-10 | 6.611e-10 | 2.8126e-16 | 7.7122e-10 | -4.0864e-11 | -2.6368e-16 | -7.7122e-10 | 4.0864e-11 | 0 | 0 | 0 | 0 | 0 | 0 | 0.95 | 0.83839 | 0.68767 | 0.95 | 0.83839 | 0.68767 | -1.1701e-12 | -135.3123 | 120.9775 | -1.1659e-12 | -135.3123 | 120.9775
Line1_1_3 | 0 | 0 | 0 | 0 | 0 | 0 | 0 | 0 | 0 | 0 | 0 | 0 | 8.7893e-17 | -1.9154e-09 | -5.2888e-09 | -8.7893e-17 | 1.9154e-09 | 5.2888e-09 | 3.3399e-16 | 6.1697e-09 | -3.2691e-10 | -2.9884e-16 | -6.1697e-09 | 3.2691e-10 | 0 | 0 | 0 | 0 | 0 | 0 | 0.95 | 0.83839 | 0.68767 | 0.95 | 0.83839 | 0.68767 | -1.1747e-12 | -135.3123 | 120.9775 | -1.1678e-12 | -135.3123 | 120.9775
Line2_1_4 | 0 | 2.5068 | 2.5068 | 0 | 2.5068 | 2.5068 | 0 | 0.57893 | 0.57893 | 0 | 0.57893 | 0.57893 | -3.5157e-17 | 0.47394 | 0.0086903 | 3.5157e-17 | -0.35328 | 0.11197 | 3.5157e-16 | 0.10472 | 0.39802 | -3.1641e-16 | 0.020967 | -0.27233 | 0 | -147.7717 | 32.2283 | 0 | 32.2283 | -147.7717 | 0.95 | 0.83839 | 0.68767 | 0.95 | 0.6113 | 0.50862 | -1.1747e-12 | -135.3123 | 120.9775 | -1.1715e-12 | -151.1682 | 144.5775
Line3_1_5 | 0 | 0 | 0 | 0 | 0 | 0 | 0 | 0 | 0 | 0 | 0 | 0 | 8.7893e-18 | -4.7886e-10 | -1.3222e-09 | -2.6368e-17 | 4.7886e-10 | 1.3222e-09 | 2.8126e-16 | 1.5424e-09 | -8.1728e-11 | -2.2852e-16 | -1.5424e-09 | 8.1728e-11 | 0 | 0 | 0 | 0 | 0 | 0 | 0.95 | 0.83839 | 0.68767 | 0.95 | 0.83839 | 0.68767 | -1.1747e-12 | -135.3123 | 120.9775 | -1.1701e-12 | -135.3123 | 120.9775
Line4_2_6 | 0 | 0 | 0 | 0 | 0 | 0 | 0 | 0 | 0 | 0 | 0 | 0 | 4.3946e-17 | -1.1971e-09 | -3.3055e-09 | -4.3946e-17 | 1.1971e-09 | 3.3055e-09 | 2.6368e-16 | 3.8561e-09 | -2.0432e-10 | -2.6368e-16 | -3.8561e-09 | 2.0432e-10 | 0 | 0 | 0 | 0 | 0 | 0 | 0.95 | 0.83839 | 0.68767 | 0.95 | 0.83839 | 0.68767 | -1.1695e-12 | -135.3123 | 120.9775 | -1.1639e-12 | -135.3123 | 120.9775
Line5_6_7 | 0 | 0 | 0 | 0 | 0 | 0 | 0 | 0 | 0 | 0 | 0 | 0 | 8.7893e-17 | -9.5772e-10 | -2.6444e-09 | -8.7893e-17 | 9.5772e-10 | 2.6444e-09 | 3.8673e-16 | 3.0849e-09 | -1.6346e-10 | -3.5157e-16 | -3.0849e-09 | 1.6346e-10 | 0 | 0 | 0 | 0 | 0 | 0 | 0.95 | 0.83839 | 0.68767 | 0.95 | 0.83839 | 0.68767 | -1.1639e-12 | -135.3123 | 120.9775 | -1.1585e-12 | -135.3123 | 120.9775
Line6_7_8 | 0 | 0 | 0 | 0 | 0 | 0 | 0 | 0 | 0 | 0 | 0 | 0 | 2.6368e-17 | -7.1829e-10 | -1.9833e-09 | -2.6368e-17 | 7.1829e-10 | 1.9833e-09 | 5.2736e-17 | 2.3136e-09 | -1.2259e-10 | -3.5157e-17 | -2.3136e-09 | 1.2259e-10 | 0 | 0 | 0 | 0 | 0 | 0 | 0.95 | 0.83839 | 0.68767 | 0.95 | 0.83839 | 0.68767 | -1.1585e-12 | -135.3123 | 120.9775 | -1.1574e-12 | -135.3123 | 120.9775
Line7_8_9 | 0 | 0 | 0 | 0 | 0 | 0 | 0 | 0 | 0 | 0 | 0 | 0 | -1.7579e-17 | -2.3943e-10 | -6.611e-10 | 1.7579e-17 | 2.3943e-10 | 6.611e-10 | 7.0314e-17 | 7.7122e-10 | -4.0864e-11 | -7.0314e-17 | -7.7122e-10 | 4.0864e-11 | 0 | 0 | 0 | 0 | 0 | 0 | 0.95 | 0.83839 | 0.68767 | 0.95 | 0.83839 | 0.68767 | -1.1574e-12 | -135.3123 | 120.9775 | -1.1575e-12 | -135.3123 | 120.9775
Line8_8_10 | 0 | 0 | 0 | 0 | 0 | 0 | 0 | 0 | 0 | 0 | 0 | 0 | 7.1018e-31 | -2.3943e-10 | -6.611e-10 | -7.1015e-31 | 2.3943e-10 | 6.611e-10 | 3.5157e-17 | 7.7122e-10 | -4.0864e-11 | -3.5157e-17 | -7.7122e-10 | 4.0864e-11 | 0 | 0 | 0 | 0 | 0 | 0 | 0.95 | 0.83839 | 0.68767 | 0.95 | 0.83839 | 0.68767 | -1.1574e-12 | -135.3123 | 120.9775 | -1.1573e-12 | -135.3123 | 120.9775
Line9_3_11 | 0 | 0 | 0 | 0 | 0 | 0 | 0 | 0 | 0 | 0 | 0 | 0 | 5.2736e-17 | -1.676e-09 | -4.6277e-09 | -5.2736e-17 | 1.676e-09 | 4.6277e-09 | 2.9884e-16 | 5.3985e-09 | -2.8605e-10 | -2.9884e-16 | -5.3985e-09 | 2.8605e-10 | 0 | 0 | 0 | 0 | 0 | 0 | 0.95 | 0.83839 | 0.68767 | 0.95 | 0.83839 | 0.68767 | -1.1678e-12 | -135.3123 | 120.9775 | -1.1611e-12 | -135.3123 | 120.9775

## LL_min_10
name | pf_ikss_a_from_ka | pf_ikss_b_from_ka | pf_ikss_c_from_ka | pf_ikss_a_to_ka | pf_ikss_b_to_ka | pf_ikss_c_to_ka | pf_skss_a_from_mw | pf_skss_b_from_mw | pf_skss_c_from_mw | pf_skss_a_to_mw | pf_skss_b_to_mw | pf_skss_c_to_mw | pf_p_a_from_mw | pf_p_b_from_mw | pf_p_c_from_mw | pf_p_a_to_mw | pf_p_b_to_mw | pf_p_c_to_mw | pf_q_a_from_mvar | pf_q_b_from_mvar | pf_q_c_from_mvar | pf_q_a_to_mvar | pf_q_b_to_mvar | pf_q_c_to_mvar | pf_ikss_a_from_degree | pf_ikss_b_from_degree | pf_ikss_c_from_degree | pf_ikss_a_to_degree | pf_ikss_b_to_degree | pf_ikss_c_to_degree | pf_vm_a_from_pu | pf_vm_b_from_pu | pf_vm_c_from_pu | pf_vm_a_to_pu | pf_vm_b_to_pu | pf_vm_c_to_pu | pf_va_a_from_degree | pf_va_b_from_degree | pf_va_c_from_degree | pf_va_a_to_degree | pf_va_b_to_degree | pf_va_c_to_degree
Line0_1_2 | 0 | 0 | 0 | 0 | 0 | 0 | 0 | 0 | 0 | 0 | 0 | 0 | 4.996e-17 | -1.2893e-09 | -3.56e-09 | -4.996e-17 | 1.2893e-09 | 3.56e-09 | 2.498e-16 | 4.153e-09 | -2.2006e-10 | -2.498e-16 | -4.153e-09 | 2.2005e-10 | 0 | 0 | 0 | 0 | 0 | 0 | 0.9 | 0.79426 | 0.65148 | 0.9 | 0.79426 | 0.65148 | -9.6044e-13 | -135.3123 | 120.9775 | -9.5516e-13 | -135.3123 | 120.9775
Line10_11_12 | 0 | 0 | 0 | 0 | 0 | 0 | 0 | 0 | 0 | 0 | 0 | 0 | 1.249e-16 | -1.2893e-09 | -3.56e-09 | -1.0825e-16 | 1.2893e-09 | 3.56e-09 | 2.6645e-16 | 4.153e-09 | -2.2006e-10 | -2.1649e-16 | -4.153e-09 | 2.2006e-10 | 0 | 0 | 0 | 0 | 0 | 0 | 0.9 | 0.79426 | 0.65148 | 0.9 | 0.79426 | 0.65148 | -9.4795e-13 | -135.3123 | 120.9775 | -9.4261e-13 | -135.3123 | 120.9775
Line11_12_13 | 0 | 0 | 0 | 0 | 0 | 0 | 0 | 0 | 0 | 0 | 0 | 0 | 1.6653e-17 | -1.0744e-09 | -2.9667e-09 | -4.3591e-30 | 1.0744e-09 | 2.9667e-09 | 2.8311e-16 | 3.4609e-09 | -1.8338e-10 | -2.6645e-16 | -3.4609e-09 | 1.8338e-10 | 0 | 0 | 0 | 0 | 0 | 0 | 0.9 | 0.79426 | 0.65148 | 0.9 | 0.79426 | 0.65148 | -9.4261e-13 | -135.3123 | 120.9775 | -9.3733e-13 | -135.3123 | 120.9775
Line12_13_15 | 0 | 0 | 0 | 0 | 0 | 0 | 0 | 0 | 0 | 0 | 0 | 0 | 1.6653e-17 | -6.4467e-10 | -1.78e-09 | -1.6653e-17 | 6.4467e-10 | 1.78e-09 | 3.3307e-17 | 2.0765e-09 | -1.1003e-10 | 2.7214e-31 | -2.0765e-09 | 1.1003e-10 | 0 | 0 | 0 | 0 | 0 | 0 | 0.9 | 0.79426 | 0.65148 | 0.9 | 0.79426 | 0.65148 | -9.3733e-13 | -135.3123 | 120.9775 | -9.3628e-13 | -135.3123 | 120.9775
Line13_13_14 | 0 | 0 | 0 | 0 | 0 | 0 | 0 | 0 | 0 | 0 | 0 | 0 | 5.8287e-17 | -2.1489e-10 | -5.9334e-10 | -4.1633e-17 | 2.1489e-10 | 5.9334e-10 | 1.8319e-16 | 6.9217e-10 | -3.6676e-11 | -1.4988e-16 | -6.9217e-10 | 3.6676e-11 | 0 | 0 | 0 | 0 | 0 | 0 | 0.9 | 0.79426 | 0.65148 | 0.9 | 0.79426 | 0.65148 | -9.3733e-13 | -135.3123 | 120.9775 | -9.344e-13 | -135.3123 | 120.9775
Line14_15_16 | 0 | 0 | 0 | 0 | 0 | 0 | 0 | 0 | 0 | 0 | 0 | 0 | 1.6653e-17 | -4.2978e-10 | -1.1867e-09 | -3.3307e-17 | 4.2978e-10 | 1.1867e-09 | 4.996e-17 | 1.3843e-09 | -7.3352e-11 | -4.996e-17 | -1.3843e-09 | 7.3352e-11 | 0 | 0 | 0 | 0 | 0 | 0 | 0.9 | 0.79426 | 0.65148 | 0.9 | 0.79426 | 0.65148 | -9.3628e-13 | -135.3123 | 120.9775 | -9.356e-13 | -135.3123 | 120.9775
Line15_16_17 | 0 | 0 | 0 | 0 | 0 | 0 | 0 | 0 | 0 | 0 | 0 | 0 | -2.498e-17 | -2.1489e-10 | -5.9334e-10 | -8.3267e-18 | 2.1489e-10 | 5.9334e-10 | 4.0791e-31 | 6.9217e-10 | -3.6676e-11 | -3.3307e-17 | -6.9217e-10 | 3.6676e-11 | 0 | 0 | 0 | 0 | 0 | 0 | 0.9 | 0.79426 | 0.65148 | 0.9 | 0.79426 | 0.65148 | -9.356e-13 | -135.3123 | 120.9775 | -9.3598e-13 | -135.3123 | 120.9775
Line16_4_18 | 0 | 2.3749 | 2.3749 | 0 | 2.3749 | 2.3749 | 0 | 0.54846 | 0.54846 | 0 | 0.54846 | 0.54846 | 2.2272e-30 | 0.31707 | -0.10049 | 6.6613e-17 | -0.20878 | 0.20878 | 1.3323e-16 | -0.018818 | 0.24442 | -6.6613e-17 | 0.13162 | -0.13162 | 0 | -147.7717 | 32.2283 | 0 | 32.2283 | -147.7717 | 0.9 | 0.57913 | 0.48185 | 0.9 | 0.45 | 0.45 | -9.5784e-13 | -151.1682 | 144.5775 | -9.597e-13 | -180 | 180
Line17_5_19 | 0 | 0 | 0 | 0 | 0 | 0 | 0 | 0 | 0 | 0 | 0 | 0 | 3.3307e-17 | -2.1489e-10 | -5.9334e-10 | -3.3307e-17 | 2.1489e-10 | 5.9334e-10 | 1.6653e-16 | 6.9217e-10 | -3.6676e-11 | -1.4988e-16 | -6.9217e-10 | 3.6676e-11 | 0 | 0 | 0 | 0 | 0 | 0 | 0.9 | 0.79426 | 0.65148 | 0.9 | 0.79426 | 0.65148 | -9.5644e-13 | -135.3123 | 120.9775 | -9.5472e-13 | -135.3123 | 120.9775
Line1_1_3 | 0 | 0 | 0 | 0 | 0 | 0 | 0 | 0 | 0 | 0 | 0 | 0 | 9.992e-17 | -1.7191e-09 | -4.7467e-09 | -9.992e-17 | 1.7191e-09 | 4.7467e-09 | 2.498e-16 | 5.5374e-09 | -2.9341e-10 | -2.498e-16 | -5.5374e-09 | 2.9341e-10 | 0 | 0 | 0 | 0 | 0 | 0 | 0.9 | 0.79426 | 0.65148 | 0.9 | 0.79426 | 0.65148 | -9.6044e-13 | -135.3123 | 120.9775 | -9.5413e-13 | -135.3123 | 120.9775
Line2_1_4 | 0 | 2.3749 | 2.3749 | 0 | 2.3749 | 2.3749 | 0 | 0.54846 | 0.54846 | 0 | 0.54846 | 0.54846 | 6.6613e-17 | 0.42536 | 0.0077996 | -9.992e-17 | -0.31707 | 0.10049 | 2.3315e-16 | 0.093984 | 0.35722 | -1.9984e-16 | 0.018818 | -0.24442 | 0 | -147.7717 | 32.2283 | 0 | 32.2283 | -147.7717 | 0.9 | 0.79426 | 0.65148 | 0.9 | 0.57913 | 0.48185 | -9.6044e-13 | -135.3123 | 120.9775 | -9.5784e-13 | -151.1682 | 144.5775
Line3_1_5 | 0 | 0 | 0 | 0 | 0 | 0 | 0 | 0 | 0 | 0 | 0 | 0 | 1.6653e-17 | -4.2978e-10 | -1.1867e-09 | -1.6653e-17 | 4.2978e-10 | 1.1867e-09 | 2.1649e-16 | 1.3843e-09 | -7.3352e-11 | -2.1649e-16 | -1.3843e-09 | 7.3352e-11 | 0 | 0 | 0 | 0 | 0 | 0 | 0.9 | 0.79426 | 0.65148 | 0.9 | 0.79426 | 0.65148 | -9.6044e-13 | -135.3123 | 120.9775 | -9.5644e-13 | -135.3123 | 120.9775
Line4_2_6 | 0 | 0 | 0 | 0 | 0 | 0 | 0 | 0 | 0 | 0 | 0 | 0 | 4.1633e-17 | -1.0744e-09 | -2.9667e-09 | -4.1633e-17 | 1.0744e-09 | 2.9667e-09 | 2.6645e-16 | 3.4609e-09 | -1.8338e-10 | -2.498e-16 | -3.4609e-09 | 1.8338e-10 | 0 | 0 | 0 | 0 | 0 | 0 | 0.9 | 0.79426 | 0.65148 | 0.9 | 0.79426 | 0.65148 | -9.5516e-13 | -135.3123 | 120.9775 | -9.4977e-13 | -135.3123 | 120.9775
Line5_6_7 | 0 | 0 | 0 | 0 | 0 | 0 | 0 | 0 | 0 | 0 | 0 | 0 | 8.3267e-18 | -8.5956e-10 | -2.3734e-09 | 8.3267e-18 | 8.5956e-10 | 2.3734e-09 | 2.6645e-16 | 2.7687e-09 | -1.467e-10 | -2.8311e-16 | -2.7687e-09 | 1.467e-10 | 0 | 0 | 0 | 0 | 0 | 0 | 0.9 | 0.79426 | 0.65148 | 0.9 | 0.79426 | 0.65148 | -9.4977e-13 | -135.3123 | 120.9775 | -9.4483e-13 | -135.3123 | 120.9775
Line6_7_8 | 0 | 0 | 0 | 0 | 0 | 0 | 0 | 0 | 0 | 0 | 0 | 0 | 1.6653e-17 | -6.4467e-10 | -1.78e-09 | -8.2279e-31 | 6.4467e-10 | 1.78e-09 | 8.3267e-17 | 2.0765e-09 | -1.1003e-10 | -4.996e-17 | -2.0765e-09 | 1.1003e-10 | 0 | 0 | 0 | 0 | 0 | 0 | 0.9 | 0.79426 | 0.65148 | 0.9 | 0.79426 | 0.65148 | -9.4483e-13 | -135.3123 | 120.9775 | -9.4361e-13 | -135.3123 | 120.9775
Line7_8_9 | 0 | 0 | 0 | 0 | 0 | 0 | 0 | 0 | 0 | 0 | 0 | 0 | 1.6653e-17 | -2.1489e-10 | -5.9334e-10 | -3.3307e-17 | 2.1489e-10 | 5.9334e-10 | 3.3307e-17 | 6.9217e-10 | -3.6676e-11 | -1.6653e-17 | -6.9217e-10 | 3.6676e-11 | 0 | 0 | 0 | 0 | 0 | 0 | 0.9 | 0.79426 | 0.65148 | 0.9 | 0.79426 | 0.65148 | -9.4361e-13 | -135.3123 | 120.9775 | -9.4376e-13 | -135.3123 | 120.9775
Line8_8_10 | 0 | 0 | 0 | 0 | 0 | 0 | 0 | 0 | 0 | 0 | 0 | 0 | -1.6653e-17 | -2.1489e-10 | -5.9334e-10 | 3.3307e-17 | 2.1489e-10 | 5.9334e-10 | 2.7426e-31 | 6.9217e-10 | -3.6676e-11 | -5.4836e-31 | -6.9217e-10 | 3.6676e-11 | 0 | 0 | 0 | 0 | 0 | 0 | 0.9 | 0.79426 | 0.65148 | 0.9 | 0.79426 | 0.65148 | -9.4361e-13 | -135.3123 | 120.9775 | -9.4332e-13 | -135.3123 | 120.9775
Line9_3_11 | 0 | 0 | 0 | 0 | 0 | 0 | 0 | 0 | 0 | 0 | 0 | 0 | 4.996e-17 | -1.5042e-09 | -4.1534e-09 | -3.3307e-17 | 1.5042e-09 | 4.1534e-09 | 2.3315e-16 | 4.8452e-09 | -2.5673e-10 | -2.1649e-16 | -4.8452e-09 | 2.5673e-10 | 0 | 0 | 0 | 0 | 0 | 0 | 0.9 | 0.79426 | 0.65148 | 0.9 | 0.79426 | 0.65148 | -9.5413e-13 | -135.3123 | 120.9775 | -9.4795e-13 | -135.3123 | 120.9775

## LL_min_fault_6
name | pf_ikss_a_from_ka | pf_ikss_b_from_ka | pf_ikss_c_from_ka | pf_ikss_a_to_ka | pf_ikss_b_to_ka | pf_ikss_c_to_ka | pf_skss_a_from_mw | pf_skss_b_from_mw | pf_skss_c_from_mw | pf_skss_a_to_mw | pf_skss_b_to_mw | pf_skss_c_to_mw | pf_p_a_from_mw | pf_p_b_from_mw | pf_p_c_from_mw | pf_p_a_to_mw | pf_p_b_to_mw | pf_p_c_to_mw | pf_q_a_from_mvar | pf_q_b_from_mvar | pf_q_c_from_mvar | pf_q_a_to_mvar | pf_q_b_to_mvar | pf_q_c_to_mvar | pf_ikss_a_from_degree | pf_ikss_b_from_degree | pf_ikss_c_from_degree | pf_ikss_a_to_degree | pf_ikss_b_to_degree | pf_ikss_c_to_degree | pf_vm_a_from_pu | pf_vm_b_from_pu | pf_vm_c_from_pu | pf_vm_a_to_pu | pf_vm_b_to_pu | pf_vm_c_to_pu | pf_va_a_from_degree | pf_va_b_from_degree | pf_va_c_from_degree | pf_va_a_to_degree | pf_va_b_to_degree | pf_va_c_to_degree
Line0_1_2 | 0 | 0 | 0 | 0 | 0 | 0 | 0 | 0 | 0 | 0 | 0 | 0 | 2.4033e-18 | -3.8862e-11 | -1.1288e-10 | -2.678e-18 | 3.8862e-11 | 1.1288e-10 | 6.5919e-18 | 1.0829e-10 | 1.9912e-11 | -6.0426e-18 | -1.0829e-10 | -1.9912e-11 | 0 | 0 | 0 | 0 | 0 | 0 | 0.95 | 0.94812 | 0.94457 | 0.95 | 0.94812 | 0.94457 | -2.5575e-14 | -120.3131 | 119.9422 | -2.5515e-14 | -120.3131 | 119.9422
Line10_11_12 | 0 | 0 | 0 | 0 | 0 | 0 | 0 | 0 | 0 | 0 | 0 | 0 | 2.678e-18 | -3.8862e-11 | -1.1288e-10 | -2.9526e-18 | 3.8862e-11 | 1.1288e-10 | 6.5919e-18 | 1.0829e-10 | 1.9912e-11 | -7.1413e-18 | -1.0829e-10 | -1.9912e-11 | 0 | 0 | 0 | 0 | 0 | 0 | 0.95 | 0.94812 | 0.94457 | 0.95 | 0.94812 | 0.94457 | -2.5347e-14 | -120.3131 | 119.9422 | -2.524e-14 | -120.3131 | 119.9422
Line11_12_13 | 0 | 0 | 0 | 0 | 0 | 0 | 0 | 0 | 0 | 0 | 0 | 0 | 2.6093e-18 | -3.2385e-11 | -9.4068e-11 | -2.6093e-18 | 3.2385e-11 | 9.4068e-11 | 8.2399e-18 | 9.0245e-11 | 1.6593e-11 | -8.2399e-18 | -9.0245e-11 | -1.6593e-11 | 0 | 0 | 0 | 0 | 0 | 0 | 0.95 | 0.94812 | 0.94457 | 0.95 | 0.94812 | 0.94457 | -2.524e-14 | -120.3131 | 119.9422 | -2.5129e-14 | -120.3131 | 119.9422
Line12_13_15 | 0 | 0 | 0 | 0 | 0 | 0 | 0 | 0 | 0 | 0 | 0 | 0 | 6.18e-19 | -1.9431e-11 | -5.6441e-11 | -6.18e-19 | 1.9431e-11 | 5.6441e-11 | 1.0987e-18 | 5.4147e-11 | 9.9561e-12 | -5.4933e-19 | -5.4147e-11 | -9.9561e-12 | 0 | 0 | 0 | 0 | 0 | 0 | 0.95 | 0.94812 | 0.94457 | 0.95 | 0.94812 | 0.94457 | -2.5129e-14 | -120.3131 | 119.9422 | -2.5108e-14 | -120.3131 | 119.9422
Line13_13_14 | 0 | 0 | 0 | 0 | 0 | 0 | 0 | 0 | 0 | 0 | 0 | 0 | 1.5107e-18 | -6.477e-12 | -1.8814e-11 | -1.5107e-18 | 6.477e-12 | 1.8814e-11 | 6.0426e-18 | 1.8049e-11 | 3.3187e-12 | -5.4933e-18 | -1.8049e-11 | -3.3187e-12 | 0 | 0 | 0 | 0 | 0 | 0 | 0.95 | 0.94812 | 0.94457 | 0.95 | 0.94812 | 0.94457 | -2.5129e-14 | -120.3131 | 119.9422 | -2.5065e-14 | -120.3131 | 119.9422
Line14_15_16 | 0 | 0 | 0 | 0 | 0 | 0 | 0 | 0 | 0 | 0 | 0 | 0 | 2.06e-19 | -1.2954e-11 | -3.7627e-11 | -4.8066e-19 | 1.2954e-11 | 3.7627e-11 | 2.1973e-18 | 3.6098e-11 | 6.6374e-12 | -1.0987e-18 | -3.6098e-11 | -6.6374e-12 | 0 | 0 | 0 | 0 | 0 | 0 | 0.95 | 0.94812 | 0.94457 | 0.95 | 0.94812 | 0.94457 | -2.5108e-14 | -120.3131 | 119.9422 | -2.5093e-14 | -120.3131 | 119.9422
Line15_16_17 | 0 | 0 | 0 | 0 | 0 | 0 | 0 | 0 | 0 | 0 | 0 | 0 | 2.7466e-19 | -6.477e-12 | -1.8814e-11 | -8.2399e-19 | 6.477e-12 | 1.8814e-11 | -1.2029e-34 | 1.8049e-11 | 3.3187e-12 | -5.4933e-19 | -1.8049e-11 | -3.3187e-12 | 0 | 0 | 0 | 0 | 0 | 0 | 0.95 | 0.94812 | 0.94457 | 0.95 | 0.94812 | 0.94457 | -2.5093e-14 | -120.3131 | 119.9422 | -2.51e-14 | -120.3131 | 119.9422
Line16_4_18 | 0 | 0.052639 | 0.052639 | 0 | 0.052639 | 0.052639 | 0 | 0.012156 | 0.012156 | 0 | 0.012156 | 0.012156 | 1.0987e-18 | 0.011082 | 0.0028784 | 4.8876e-34 | -0.011029 | -0.0028252 | -1.0987e-18 | 0.0029185 | 0.011047 | 1.0987e-18 | -0.0028631 | -0.010991 | 0 | -135.266 | 44.734 | 0 | 44.734 | -135.266 | 0.95 | 0.94272 | 0.93905 | 0.95 | 0.93734 | 0.93354 | -2.5467e-14 | -120.5122 | 120.1294 | -2.5489e-14 | -120.7135 | 120.3187
Line17_5_19 | 0 | 0 | 0 | 0 | 0 | 0 | 0 | 0 | 0 | 0 | 0 | 0 | 8.2399e-19 | -6.477e-12 | -1.8814e-11 | -8.2399e-19 | 6.477e-12 | 1.8814e-11 | 3.8453e-18 | 1.8049e-11 | 3.3187e-12 | -4.3946e-18 | -1.8049e-11 | -3.3187e-12 | 0 | 0 | 0 | 0 | 0 | 0 | 0.95 | 0.94812 | 0.94457 | 0.95 | 0.94812 | 0.94457 | -2.5491e-14 | -120.3131 | 119.9422 | -2.5434e-14 | -120.3131 | 119.9422
Line1_1_3 | 0 | 0 | 0 | 0 | 0 | 0 | 0 | 0 | 0 | 0 | 0 | 0 | 4.0513e-18 | -5.1816e-11 | -1.5051e-10 | -4.326e-18 | 5.1816e-11 | 1.5051e-10 | 7.1413e-18 | 1.4439e-10 | 2.655e-11 | -7.1413e-18 | -1.4439e-10 | -2.655e-11 | 0 | 0 | 0 | 0 | 0 | 0 | 0.95 | 0.94812 | 0.94457 | 0.95 | 0.94812 | 0.94457 | -2.5575e-14 | -120.3131 | 119.9422 | -2.5463e-14 | -120.3131 | 119.9422
Line2_1_4 | 0 | 0.052639 | 0.052639 | 0 | 0.052639 | 0.052639 | 0 | 0.012156 | 0.012156 | 0 | 0.012156 | 0.012156 | 1.0987e-18 | 0.011136 | 0.0029316 | -3.4183e-33 | -0.011082 | -0.0028784 | 6.5919e-18 | 0.0029739 | 0.011102 | -7.6906e-18 | -0.0029185 | -0.011047 | 0 | -135.266 | 44.734 | 0 | 44.734 | -135.266 | 0.95 | 0.94812 | 0.94457 | 0.95 | 0.94272 | 0.93905 | -2.5575e-14 | -120.3131 | 119.9422 | -2.5467e-14 | -120.5122 | 120.1294
Line3_1_5 | 0 | 0 | 0 | 0 | 0 | 0 | 0 | 0 | 0 | 0 | 0 | 0 | 1.3733e-18 | -1.2954e-11 | -3.7627e-11 | -1.648e-18 | 1.2954e-11 | 3.7627e-11 | 6.0426e-18 | 3.6098e-11 | 6.6374e-12 | -6.0426e-18 | -3.6098e-11 | -6.6374e-12 | 0 | 0 | 0 | 0 | 0 | 0 | 0.95 | 0.94812 | 0.94457 | 0.95 | 0.94812 | 0.94457 | -2.5575e-14 | -120.3131 | 119.9422 | -2.5491e-14 | -120.3131 | 119.9422
Line4_2_6 | 0 | 0 | 0 | 0 | 0 | 0 | 0 | 0 | 0 | 0 | 0 | 0 | 2.9526e-18 | -3.2385e-11 | -9.4068e-11 | -2.678e-18 | 3.2385e-11 | 9.4068e-11 | 6.5919e-18 | 9.0245e-11 | 1.6593e-11 | -5.4933e-18 | -9.0245e-11 | -1.6593e-11 | 0 | 0 | 0 | 0 | 0 | 0 | 0.95 | 0.94812 | 0.94457 | 0.95 | 0.94812 | 0.94457 | -2.5515e-14 | -120.3131 | 119.9422 | -2.5413e-14 | -120.3131 | 119.9422
Line5_6_7 | 0 | 0 | 0 | 0 | 0 | 0 | 0 | 0 | 0 | 0 | 0 | 0 | 2.1973e-18 | -2.5908e-11 | -7.5255e-11 | -1.9227e-18 | 2.5908e-11 | 7.5255e-11 | 7.1413e-18 | 7.2196e-11 | 1.3275e-11 | -7.1413e-18 | -7.2196e-11 | -1.3275e-11 | 0 | 0 | 0 | 0 | 0 | 0 | 0.95 | 0.94812 | 0.94457 | 0.95 | 0.94812 | 0.94457 | -2.5413e-14 | -120.3131 | 119.9422 | -2.5314e-14 | -120.3131 | 119.9422
Line6_7_8 | 0 | 0 | 0 | 0 | 0 | 0 | 0 | 0 | 0 | 0 | 0 | 0 | 3.4333e-19 | -1.9431e-11 | -5.6441e-11 | -6.18e-19 | 1.9431e-11 | 5.6441e-11 | 2.1973e-18 | 5.4147e-11 | 9.9561e-12 | -2.7466e-18 | -5.4147e-11 | -9.9561e-12 | 0 | 0 | 0 | 0 | 0 | 0 | 0.95 | 0.94812 | 0.94457 | 0.95 | 0.94812 | 0.94457 | -2.5314e-14 | -120.3131 | 119.9422 | -2.5286e-14 | -120.3131 | 119.9422
Line7_8_9 | 0 | 0 | 0 | 0 | 0 | 0 | 0 | 0 | 0 | 0 | 0 | 0 | 4.8066e-19 | -6.477e-12 | -1.8814e-11 | -4.8066e-19 | 6.477e-12 | 1.8814e-11 | -2.1213e-34 | 1.8049e-11 | 3.3187e-12 | -5.4933e-19 | -1.8049e-11 | -3.3187e-12 | 0 | 0 | 0 | 0 | 0 | 0 | 0.95 | 0.94812 | 0.94457 | 0.95 | 0.94812 | 0.94457 | -2.5286e-14 | -120.3131 | 119.9422 | -2.5287e-14 | -120.3131 | 119.9422
Line8_8_10 | 0 | 0 | 0 | 0 | 0 | 0 | 0 | 0 | 0 | 0 | 0 | 0 | 7.5533e-19 | -6.477e-12 | -1.8814e-11 | -4.8066e-19 | 6.477e-12 | 1.8814e-11 | 5.4933e-19 | 1.8049e-11 | 3.3187e-12 | -1.0987e-18 | -1.8049e-11 | -3.3187e-12 | 0 | 0 | 0 | 0 | 0 | 0 | 0.95 | 0.94812 | 0.94457 | 0.95 | 0.94812 | 0.94457 | -2.5286e-14 | -120.3131 | 119.9422 | -2.5281e-14 | -120.3131 | 119.9422
Line9_3_11 | 0 | 0 | 0 | 0 | 0 | 0 | 0 | 0 | 0 | 0 | 0 | 0 | 2.5406e-18 | -4.5339e-11 | -1.317e-10 | -2.8153e-18 | 4.5339e-11 | 1.317e-10 | 7.1413e-18 | 1.2634e-10 | 2.3231e-11 | -6.5919e-18 | -1.2634e-10 | -2.3231e-11 | 0 | 0 | 0 | 0 | 0 | 0 | 0.95 | 0.94812 | 0.94457 | 0.95 | 0.94812 | 0.94457 | -2.5463e-14 | -120.3131 | 119.9422 | -2.5347e-14 | -120.3131 | 119.9422

## LL_min_fault_10
name | pf_ikss_a_from_ka | pf_ikss_b_from_ka | pf_ikss_c_from_ka | pf_ikss_a_to_ka | pf_ikss_b_to_ka | pf_ikss_c_to_ka | pf_skss_a_from_mw | pf_skss_b_from_mw | pf_skss_c_from_mw | pf_skss_a_to_mw | pf_skss_b_to_mw | pf_skss_c_to_mw | pf_p_a_from_mw | pf_p_b_from_mw | pf_p_c_from_mw | pf_p_a_to_mw | pf_p_b_to_mw | pf_p_c_to_mw | pf_q_a_from_mvar | pf_q_b_from_mvar | pf_q_c_from_mvar | pf_q_a_to_mvar | pf_q_b_to_mvar | pf_q_c_to_mvar | pf_ikss_a_from_degree | pf_ikss_b_from_degree | pf_ikss_c_from_degree | pf_ikss_a_to_degree | pf_ikss_b_to_degree | pf_ikss_c_to_degree | pf_vm_a_from_pu | pf_vm_b_from_pu | pf_vm_c_from_pu | pf_vm_a_to_pu | pf_vm_b_to_pu | pf_vm_c_to_pu | pf_va_a_from_degree | pf_va_b_from_degree | pf_va_c_from_degree | pf_va_a_to_degree | pf_va_b_to_degree | pf_va_c_to_degree
Line0_1_2 | 0 | 0 | 0 | 0 | 0 | 0 | 0 | 0 | 0 | 0 | 0 | 0 | 1.1059e-18 | -3.4879e-11 | -1.0131e-10 | -1.3661e-18 | 3.4879e-11 | 1.0131e-10 | 5.2042e-18 | 9.7195e-11 | 1.7871e-11 | -5.2042e-18 | -9.7195e-11 | -1.7871e-11 | 0 | 0 | 0 | 0 | 0 | 0 | 0.9 | 0.89822 | 0.89485 | 0.9 | 0.89822 | 0.89485 | -2.5185e-14 | -120.3131 | 119.9422 | -2.5115e-14 | -120.3131 | 119.9422
Line10_11_12 | 0 | 0 | 0 | 0 | 0 | 0 | 0 | 0 | 0 | 0 | 0 | 0 | 2.9924e-18 | -3.4879e-11 | -1.0131e-10 | -2.9924e-18 | 3.4879e-11 | 1.0131e-10 | 7.8063e-18 | 9.7195e-11 | 1.7871e-11 | -7.2858e-18 | -9.7195e-11 | -1.7871e-11 | 0 | 0 | 0 | 0 | 0 | 0 | 0.9 | 0.89822 | 0.89485 | 0.9 | 0.89822 | 0.89485 | -2.496e-14 | -120.3131 | 119.9422 | -2.4855e-14 | -120.3131 | 119.9422
Line11_12_13 | 0 | 0 | 0 | 0 | 0 | 0 | 0 | 0 | 0 | 0 | 0 | 0 | 2.4069e-18 | -2.9066e-11 | -8.4427e-11 | -2.4069e-18 | 2.9066e-11 | 8.4427e-11 | 6.7654e-18 | 8.0996e-11 | 1.4893e-11 | -6.245e-18 | -8.0996e-11 | -1.4893e-11 | 0 | 0 | 0 | 0 | 0 | 0 | 0.9 | 0.89822 | 0.89485 | 0.9 | 0.89822 | 0.89485 | -2.4855e-14 | -120.3131 | 119.9422 | -2.4746e-14 | -120.3131 | 119.9422
Line12_13_15 | 0 | 0 | 0 | 0 | 0 | 0 | 0 | 0 | 0 | 0 | 0 | 0 | -5.8547e-19 | -1.7439e-11 | -5.0656e-11 | 3.2526e-19 | 1.7439e-11 | 5.0656e-11 | 2.0817e-18 | 4.8598e-11 | 8.9356e-12 | -1.5613e-18 | -4.8598e-11 | -8.9356e-12 | 0 | 0 | 0 | 0 | 0 | 0 | 0.9 | 0.89822 | 0.89485 | 0.9 | 0.89822 | 0.89485 | -2.4746e-14 | -120.3131 | 119.9422 | -2.4725e-14 | -120.3131 | 119.9422
Line13_13_14 | 0 | 0 | 0 | 0 | 0 | 0 | 0 | 0 | 0 | 0 | 0 | 0 | 8.4568e-19 | -5.8131e-12 | -1.6885e-11 | -8.4568e-19 | 5.8131e-12 | 1.6885e-11 | 5.7246e-18 | 1.6199e-11 | 2.9785e-12 | -5.2042e-18 | -1.6199e-11 | -2.9785e-12 | 0 | 0 | 0 | 0 | 0 | 0 | 0.9 | 0.89822 | 0.89485 | 0.9 | 0.89822 | 0.89485 | -2.4746e-14 | -120.3131 | 119.9422 | -2.4684e-14 | -120.3131 | 119.9422
Line14_15_16 | 0 | 0 | 0 | 0 | 0 | 0 | 0 | 0 | 0 | 0 | 0 | 0 | -5.8547e-19 | -1.1626e-11 | -3.3771e-11 | 3.2526e-19 | 1.1626e-11 | 3.3771e-11 | 1.0408e-18 | 3.2398e-11 | 5.9571e-12 | -1.5613e-18 | -3.2398e-11 | -5.9571e-12 | 0 | 0 | 0 | 0 | 0 | 0 | 0.9 | 0.89822 | 0.89485 | 0.9 | 0.89822 | 0.89485 | -2.4725e-14 | -120.3131 | 119.9422 | -2.471e-14 | -120.3131 | 119.9422
Line15_16_17 | 0 | 0 | 0 | 0 | 0 | 0 | 0 | 0 | 0 | 0 | 0 | 0 | 1.9516e-19 | -5.8131e-12 | -1.6885e-11 | -1.9516e-19 | 5.8131e-12 | 1.6885e-11 | 1.0408e-18 | 1.6199e-11 | 2.9785e-12 | -5.2042e-19 | -1.6199e-11 | -2.9785e-12 | 0 | 0 | 0 | 0 | 0 | 0 | 0.9 | 0.89822 | 0.89485 | 0.9 | 0.89822 | 0.89485 | -2.471e-14 | -120.3131 | 119.9422 | -2.4717e-14 | -120.3131 | 119.9422
Line16_4_18 | 0 | 0.049869 | 0.049869 | 0 | 0.049869 | 0.049869 | 0 | 0.011517 | 0.011517 | 0 | 0.011517 | 0.011517 | 9.117e-34 | 0.0099465 | 0.0025834 | 1.0408e-18 | -0.0098987 | -0.0025356 | 2.0817e-18 | 0.0026194 | 0.0099144 | -1.0408e-18 | -0.0025697 | -0.0098647 | 0 | -135.266 | 44.734 | 0 | 44.734 | -135.266 | 0.9 | 0.89311 | 0.88962 | 0.9 | 0.888 | 0.8844 | -2.5094e-14 | -120.5122 | 120.1294 | -2.5117e-14 | -120.7135 | 120.3187
Line17_5_19 | 0 | 0 | 0 | 0 | 0 | 0 | 0 | 0 | 0 | 0 | 0 | 0 | 1.301e-18 | -5.8131e-12 | -1.6885e-11 | -1.0408e-18 | 5.8131e-12 | 1.6885e-11 | 4.6838e-18 | 1.6199e-11 | 2.9785e-12 | -4.6838e-18 | -1.6199e-11 | -2.9785e-12 | 0 | 0 | 0 | 0 | 0 | 0 | 0.9 | 0.89822 | 0.89485 | 0.9 | 0.89822 | 0.89485 | -2.5102e-14 | -120.3131 | 119.9422 | -2.5077e-14 | -120.3131 | 119.9422
Line1_1_3 | 0 | 0 | 0 | 0 | 0 | 0 | 0 | 0 | 0 | 0 | 0 | 0 | 3.3827e-18 | -4.6505e-11 | -1.3508e-10 | -3.6429e-18 | 4.6505e-11 | 1.3508e-10 | 5.2042e-18 | 1.2959e-10 | 2.3828e-11 | -5.2042e-18 | -1.2959e-10 | -2.3828e-11 | 0 | 0 | 0 | 0 | 0 | 0 | 0.9 | 0.89822 | 0.89485 | 0.9 | 0.89822 | 0.89485 | -2.5185e-14 | -120.3131 | 119.9422 | -2.5075e-14 | -120.3131 | 119.9422
Line2_1_4 | 0 | 0.049869 | 0.049869 | 0 | 0.049869 | 0.049869 | 0 | 0.011517 | 0.011517 | 0 | 0.011517 | 0.011517 | 1.0408e-18 | 0.0099942 | 0.0026311 | -1.0408e-18 | -0.0099465 | -0.0025834 | 6.245e-18 | 0.0026691 | 0.0099642 | -6.245e-18 | -0.0026194 | -0.0099144 | 0 | -135.266 | 44.734 | 0 | 44.734 | -135.266 | 0.9 | 0.89822 | 0.89485 | 0.9 | 0.89311 | 0.88962 | -2.5185e-14 | -120.3131 | 119.9422 | -2.5094e-14 | -120.5122 | 120.1294
Line3_1_5 | 0 | 0 | 0 | 0 | 0 | 0 | 0 | 0 | 0 | 0 | 0 | 0 | 1.301e-18 | -1.1626e-11 | -3.3771e-11 | -1.301e-18 | 1.1626e-11 | 3.3771e-11 | 5.7246e-18 | 3.2398e-11 | 5.9571e-12 | -5.7246e-18 | -3.2398e-11 | -5.9571e-12 | 0 | 0 | 0 | 0 | 0 | 0 | 0.9 | 0.89822 | 0.89485 | 0.9 | 0.89822 | 0.89485 | -2.5185e-14 | -120.3131 | 119.9422 | -2.5102e-14 | -120.3131 | 119.9422
Line4_2_6 | 0 | 0 | 0 | 0 | 0 | 0 | 0 | 0 | 0 | 0 | 0 | 0 | 2.537e-18 | -2.9066e-11 | -8.4427e-11 | -2.2768e-18 | 2.9066e-11 | 8.4427e-11 | 4.6838e-18 | 8.0996e-11 | 1.4893e-11 | -4.1633e-18 | -8.0996e-11 | -1.4893e-11 | 0 | 0 | 0 | 0 | 0 | 0 | 0.9 | 0.89822 | 0.89485 | 0.9 | 0.89822 | 0.89485 | -2.5115e-14 | -120.3131 | 119.9422 | -2.504e-14 | -120.3131 | 119.9422
Line5_6_7 | 0 | 0 | 0 | 0 | 0 | 0 | 0 | 0 | 0 | 0 | 0 | 0 | 1.9516e-18 | -2.3253e-11 | -6.7542e-11 | -1.9516e-18 | 2.3253e-11 | 6.7542e-11 | 6.7654e-18 | 6.4797e-11 | 1.1914e-11 | -6.245e-18 | -6.4797e-11 | -1.1914e-11 | 0 | 0 | 0 | 0 | 0 | 0 | 0.9 | 0.89822 | 0.89485 | 0.9 | 0.89822 | 0.89485 | -2.504e-14 | -120.3131 | 119.9422 | -2.4952e-14 | -120.3131 | 119.9422
Line6_7_8 | 0 | 0 | 0 | 0 | 0 | 0 | 0 | 0 | 0 | 0 | 0 | 0 | 3.2526e-19 | -1.7439e-11 | -5.0656e-11 | -5.8547e-19 | 1.7439e-11 | 5.0656e-11 | 1.5613e-18 | 4.8598e-11 | 8.9356e-12 | -1.5613e-18 | -4.8598e-11 | -8.9356e-12 | 0 | 0 | 0 | 0 | 0 | 0 | 0.9 | 0.89822 | 0.89485 | 0.9 | 0.89822 | 0.89485 | -2.4952e-14 | -120.3131 | 119.9422 | -2.4937e-14 | -120.3131 | 119.9422
Line7_8_9 | 0 | 0 | 0 | 0 | 0 | 0 | 0 | 0 | 0 | 0 | 0 | 0 | 1.301e-19 | -5.8131e-12 | -1.6885e-11 | -1.301e-19 | 5.8131e-12 | 1.6885e-11 | 5.2042e-19 | 1.6199e-11 | 2.9785e-12 | -1.0408e-18 | -1.6199e-11 | -2.9785e-12 | 0 | 0 | 0 | 0 | 0 | 0 | 0.9 | 0.89822 | 0.89485 | 0.9 | 0.89822 | 0.89485 | -2.4937e-14 | -120.3131 | 119.9422 | -2.4938e-14 | -120.3131 | 119.9422
Line8_8_10 | 0 | 0 | 0 | 0 | 0 | 0 | 0 | 0 | 0 | 0 | 0 | 0 | 6.5052e-19 | -5.8131e-12 | -1.6885e-11 | -6.5052e-19 | 5.8131e-12 | 1.6885e-11 | -2.8313e-34 | 1.6199e-11 | 2.9785e-12 | 2.8314e-34 | -1.6199e-11 | -2.9785e-12 | 0 | 0 | 0 | 0 | 0 | 0 | 0.9 | 0.89822 | 0.89485 | 0.9 | 0.89822 | 0.89485 | -2.4937e-14 | -120.3131 | 119.9422 | -2.4938e-14 | -120.3131 | 119.9422
Line9_3_11 | 0 | 0 | 0 | 0 | 0 | 0 | 0 | 0 | 0 | 0 | 0 | 0 | 3.3827e-18 | -4.0692e-11 | -1.182e-10 | -3.3827e-18 | 4.0692e-11 | 1.182e-10 | 6.7654e-18 | 1.1339e-10 | 2.085e-11 | -5.7246e-18 | -1.1339e-10 | -2.085e-11 | 0 | 0 | 0 | 0 | 0 | 0 | 0.9 | 0.89822 | 0.89485 | 0.9 | 0.89822 | 0.89485 | -2.5075e-14 | -120.3131 | 119.9422 | -2.496e-14 | -120.3131 | 119.9422

## LG_max_6
name | pf_ikss_a_from_ka | pf_ikss_b_from_ka | pf_ikss_c_from_ka | pf_ikss_a_to_ka | pf_ikss_b_to_ka | pf_ikss_c_to_ka | pf_skss_a_from_mw | pf_skss_b_from_mw | pf_skss_c_from_mw | pf_skss_a_to_mw | pf_skss_b_to_mw | pf_skss_c_to_mw | pf_p_a_from_mw | pf_p_b_from_mw | pf_p_c_from_mw | pf_p_a_to_mw | pf_p_b_to_mw | pf_p_c_to_mw | pf_q_a_from_mvar | pf_q_b_from_mvar | pf_q_c_from_mvar | pf_q_a_to_mvar | pf_q_b_to_mvar | pf_q_c_to_mvar | pf_ikss_a_from_degree | pf_ikss_b_from_degree | pf_ikss_c_from_degree | pf_ikss_a_to_degree | pf_ikss_b_to_degree | pf_ikss_c_to_degree | 3xI0 | pf_vm_a_from_pu | pf_vm_b_from_pu | pf_vm_c_from_pu | pf_vm_a_to_pu | pf_vm_b_to_pu | pf_vm_c_to_pu | pf_va_a_from_degree | pf_va_b_from_degree | pf_va_c_from_degree | pf_va_a_to_degree | pf_va_b_to_degree | pf_va_c_to_degree
Line0_1_2 | 0.046104 | 0.046104 | 0.046104 | 0.046104 | 0.046104 | 0.046104 | 0.010647 | 0.010647 | 0.010647 | 0.010647 | 0.010647 | 0.010647 | -0.00041309 | 0.01508 | 0.017313 | 0.00042371 | -0.015069 | -0.017302 | -0.00083085 | 0.010128 | -0.009107 | 0.00085211 | -0.010107 | 0.0091281 | 173.3776 | 173.3776 | 173.3776 | -6.6228 | -6.6228 | -6.6228 |  | 0.087147 | 1.7061 | 1.8373 | 0.089379 | 1.7041 | 1.8373 | 56.9415 | -152.7371 | 145.6323 | 56.9383 | -152.7741 | 145.5627
Line10_11_12 | 0.046011 | 0.046011 | 0.046011 | 0.046011 | 0.046011 | 0.046011 | 0.010626 | 0.010626 | 0.010626 | 0.010626 | 0.010626 | 0.010626 | -0.00043013 | 0.014988 | 0.017293 | 0.00044071 | -0.014977 | -0.017282 | -0.00087314 | 0.010124 | -0.0090623 | 0.00089432 | -0.010103 | 0.0090833 | 173.1503 | 173.1503 | 173.1503 | -6.8502 | -6.8502 | -6.8502 |  | 0.091602 | 1.7022 | 1.8374 | 0.093829 | 1.7002 | 1.8374 | 56.9242 | -152.8105 | 145.4934 | 56.9161 | -152.8473 | 145.424
Line11_12_13 | 0.046011 | 0.046011 | 0.046011 | 0.046011 | 0.046011 | 0.046011 | 0.010626 | 0.010626 | 0.010626 | 0.010626 | 0.010626 | 0.010626 | -0.00044071 | 0.014977 | 0.017282 | 0.00045129 | -0.014967 | -0.017272 | -0.00089432 | 0.010103 | -0.0090833 | 0.00091549 | -0.010082 | 0.0091044 | 173.1498 | 173.1498 | 173.1498 | -6.8506 | -6.8506 | -6.8506 |  | 0.093829 | 1.7002 | 1.8374 | 0.096056 | 1.6983 | 1.8374 | 56.9161 | -152.8473 | 145.424 | 56.9084 | -152.8843 | 145.3545
Line12_13_15 | 1.088e-06 | 1.0853e-06 | 1.0853e-06 | 0 | 0 | 0 | 2.5126e-07 | 2.5065e-07 | 2.5065e-07 | 0 | 0 | 0 | -2.2076e-08 | 2.5236e-07 | -1.9757e-07 | 1.4885e-08 | -1.7332e-07 | 1.2573e-07 | 9.7568e-09 | -3.4281e-07 | -4.1603e-07 | -6.1947e-09 | 2.2499e-07 | 2.8038e-07 | -99.2474 | -99.2424 | -99.2424 | 0 | 0 | 0 |  | 0.096056 | 1.6983 | 1.8374 | 0.096056 | 1.6983 | 1.8374 | 56.9084 | -152.8843 | 145.3545 | 56.9085 | -152.8843 | 145.3545
Line13_13_14 | 0.046011 | 0.046011 | 0.046011 | 0.046011 | 0.046011 | 0.046011 | 0.010626 | 0.010626 | 0.010626 | 0.010626 | 0.010626 | 0.010626 | -0.00045127 | 0.014966 | 0.017272 | 0.00046185 | -0.014956 | -0.017261 | -0.0009155 | 0.010083 | -0.0091039 | 0.00093667 | -0.010062 | 0.009125 | 173.148 | 173.148 | 173.148 | -6.8524 | -6.8524 | -6.8524 |  | 0.096056 | 1.6983 | 1.8374 | 0.098284 | 1.6964 | 1.8375 | 56.9084 | -152.8843 | 145.3545 | 56.9011 | -152.9213 | 145.2851
Line14_15_16 | 0 | 0 | 0 | 0 | 0 | 0 | 0 | 0 | 0 | 0 | 0 | 0 | -1.4717e-08 | 1.6824e-07 | -1.3171e-07 | 7.5266e-09 | -8.9204e-08 | 5.987e-08 | 6.5046e-09 | -2.2854e-07 | -2.7735e-07 | -2.9424e-09 | 1.1072e-07 | 1.4171e-07 | 0 | 0 | 0 | 0 | 0 | 0 |  | 0.096056 | 1.6983 | 1.8374 | 0.096056 | 1.6983 | 1.8374 | 56.9085 | -152.8843 | 145.3545 | 56.9085 | -152.8843 | 145.3545
Line15_16_17 | 0 | 0 | 0 | 0 | 0 | 0 | 0 | 0 | 0 | 0 | 0 | 0 | -7.3585e-09 | 8.4119e-08 | -6.5857e-08 | 1.6808e-10 | -5.0848e-09 | -5.9867e-09 | 3.2523e-09 | -1.1427e-07 | -1.3868e-07 | 3.0983e-10 | -3.55e-09 | 3.0293e-09 | 0 | 0 | 0 | 0 | 0 | 0 |  | 0.096056 | 1.6983 | 1.8374 | 0.096056 | 1.6983 | 1.8374 | 56.9085 | -152.8843 | 145.3545 | 56.9085 | -152.8843 | 145.3545
Line16_4_18 | 0.55394 | 0 | 0 | 0.55394 | 0 | 0 | 0.12793 | 0 | 0 | 0.12793 | 0 | 0 | 0.0025571 | 8.2471e-08 | -6.912e-08 | -1.3312e-15 | -5.0077e-09 | -5.9726e-09 | 0.0051142 | -1.1664e-07 | -1.3845e-07 | 2.4074e-15 | -3.548e-09 | 2.9909e-09 | -6.4796 | 0 | 0 | 173.5204 | 0 | 0 |  | 0.044696 | 1.6964 | 1.8376 | 0 | 1.6886 | 1.8379 | 56.9553 | -152.9248 | 145.2837 | 0 | -153.0759 | 145.0051
Line17_5_19 | 0.046151 | 0.046151 | 0.046151 | 0.046151 | 0.046151 | 0.046151 | 0.010658 | 0.010658 | 0.010658 | 0.010658 | 0.010658 | 0.010658 | -0.00042578 | 0.015104 | 0.017302 | 0.00043642 | -0.015093 | -0.017291 | -0.00085218 | 0.010087 | -0.0091712 | 0.00087348 | -0.010066 | 0.0091924 | 173.4894 | 173.4894 | 173.4894 | -6.5111 | -6.5111 | -6.5111 |  | 0.089381 | 1.7041 | 1.8373 | 0.091615 | 1.7022 | 1.8374 | 56.9411 | -152.7742 | 145.5627 | 56.9406 | -152.8115 | 145.493
Line1_1_3 | 0.046011 | 0.046011 | 0.046011 | 0.046011 | 0.046011 | 0.046011 | 0.010626 | 0.010626 | 0.010626 | 0.010626 | 0.010626 | 0.010626 | -0.00040898 | 0.015009 | 0.017314 | 0.00041956 | -0.014999 | -0.017303 | -0.0008308 | 0.010167 | -0.0090202 | 0.00085197 | -0.010146 | 0.0090413 | 173.1512 | 173.1512 | 173.1512 | -6.8493 | -6.8493 | -6.8493 |  | 0.087147 | 1.7061 | 1.8373 | 0.089374 | 1.7041 | 1.8373 | 56.9415 | -152.7371 | 145.6323 | 56.9326 | -152.7737 | 145.5629
Line2_1_4 | 0.50756 | 0.046384 | 0.046384 | 0.50756 | 0.046384 | 0.046384 | 0.11722 | 0.010712 | 0.010712 | 0.11722 | 0.010712 | 0.010712 | 0.0045626 | 0.015292 | 0.017308 | -0.002339 | -0.015237 | -0.017254 | 0.0091394 | 0.010008 | -0.0093688 | -0.004688 | -0.0099014 | 0.0094754 | -6.5288 | 174.059 | 174.059 | 173.4712 | -5.9414 | -5.9414 |  | 0.087147 | 1.7061 | 1.8373 | 0.044696 | 1.6964 | 1.8376 | 56.9415 | -152.7371 | 145.6323 | 56.9553 | -152.9248 | 145.2837
Line3_1_5 | 0.046151 | 0.046151 | 0.046151 | 0.046151 | 0.046151 | 0.046151 | 0.010658 | 0.010658 | 0.010658 | 0.010658 | 0.010658 | 0.010658 | -0.00041514 | 0.015115 | 0.017313 | 0.00042578 | -0.015104 | -0.017302 | -0.00083088 | 0.010108 | -0.0091501 | 0.00085218 | -0.010087 | 0.0091712 | 173.4898 | 173.4898 | 173.4898 | -6.5106 | -6.5106 | -6.5106 |  | 0.087147 | 1.7061 | 1.8373 | 0.089381 | 1.7041 | 1.8373 | 56.9415 | -152.7371 | 145.6323 | 56.9411 | -152.7742 | 145.5627
Line4_2_6 | 0.046104 | 0.046104 | 0.046104 | 0.046104 | 0.046104 | 0.046104 | 0.010647 | 0.010647 | 0.010647 | 0.010647 | 0.010647 | 0.010647 | -0.00042371 | 0.015069 | 0.017302 | 0.00043433 | -0.015058 | -0.017292 | -0.00085211 | 0.010107 | -0.0091281 | 0.00087337 | -0.010085 | 0.0091492 | 173.3772 | 173.3772 | 173.3772 | -6.6233 | -6.6233 | -6.6233 |  | 0.089379 | 1.7041 | 1.8373 | 0.091611 | 1.7022 | 1.8374 | 56.9383 | -152.7741 | 145.5627 | 56.9352 | -152.8112 | 145.4932
Line5_6_7 | 0.046104 | 0.046104 | 0.046104 | 0.046104 | 0.046104 | 0.046104 | 0.010647 | 0.010647 | 0.010647 | 0.010647 | 0.010647 | 0.010647 | -0.00043433 | 0.015058 | 0.017292 | 0.00044496 | -0.015048 | -0.017281 | -0.00087337 | 0.010085 | -0.0091492 | 0.00089463 | -0.010064 | 0.0091703 | 173.3767 | 173.3767 | 173.3767 | -6.6237 | -6.6237 | -6.6237 |  | 0.091611 | 1.7022 | 1.8374 | 0.093843 | 1.7002 | 1.8374 | 56.9352 | -152.8112 | 145.4932 | 56.9322 | -152.8483 | 145.4236
Line6_7_8 | 1.0891e-06 | 1.0865e-06 | 1.0865e-06 | 0 | 0 | 0 | 2.5152e-07 | 2.5091e-07 | 2.5091e-07 | 0 | 0 | 0 | -2.1574e-08 | 2.5244e-07 | -1.9809e-07 | 1.4548e-08 | -1.734e-07 | 1.2607e-07 | 9.5752e-09 | -3.439e-07 | -4.163e-07 | -6.0807e-09 | 2.2571e-07 | 2.8057e-07 | -99.1347 | -99.1294 | -99.1294 | 0 | 0 | 0 |  | 0.093843 | 1.7002 | 1.8374 | 0.093843 | 1.7002 | 1.8374 | 56.9322 | -152.8483 | 145.4236 | 56.9323 | -152.8483 | 145.4236
Line7_8_9 | 0 | 0 | 0 | 0 | 0 | 0 | 0 | 0 | 0 | 0 | 0 | 0 | -7.1913e-09 | 8.4147e-08 | -6.603e-08 | 1.6484e-10 | -5.1004e-09 | -5.9902e-09 | 3.1917e-09 | -1.1463e-07 | -1.3877e-07 | 3.0277e-10 | -3.5506e-09 | 3.037e-09 | 0 | 0 | 0 | 0 | 0 | 0 |  | 0.093843 | 1.7002 | 1.8374 | 0.093843 | 1.7002 | 1.8374 | 56.9323 | -152.8483 | 145.4236 | 56.9323 | -152.8483 | 145.4236
Line8_8_10 | 0 | 0 | 0 | 0 | 0 | 0 | 0 | 0 | 0 | 0 | 0 | 0 | -7.1913e-09 | 8.4147e-08 | -6.603e-08 | 1.6484e-10 | -5.1004e-09 | -5.9902e-09 | 3.1917e-09 | -1.1463e-07 | -1.3877e-07 | 3.0277e-10 | -3.5506e-09 | 3.037e-09 | 0 | 0 | 0 | 0 | 0 | 0 |  | 0.093843 | 1.7002 | 1.8374 | 0.093843 | 1.7002 | 1.8374 | 56.9323 | -152.8483 | 145.4236 | 56.9323 | -152.8483 | 145.4236
Line9_3_11 | 0.046011 | 0.046011 | 0.046011 | 0.046011 | 0.046011 | 0.046011 | 0.010626 | 0.010626 | 0.010626 | 0.010626 | 0.010626 | 0.010626 | -0.00041956 | 0.014999 | 0.017303 | 0.00043013 | -0.014988 | -0.017293 | -0.00085197 | 0.010146 | -0.0090413 | 0.00087314 | -0.010124 | 0.0090623 | 173.1507 | 173.1507 | 173.1507 | -6.8497 | -6.8497 | -6.8497 |  | 0.089374 | 1.7041 | 1.8373 | 0.091602 | 1.7022 | 1.8374 | 56.9326 | -152.7737 | 145.5629 | 56.9242 | -152.8105 | 145.4934

## LG_max_10
name | pf_ikss_a_from_ka | pf_ikss_b_from_ka | pf_ikss_c_from_ka | pf_ikss_a_to_ka | pf_ikss_b_to_ka | pf_ikss_c_to_ka | pf_skss_a_from_mw | pf_skss_b_from_mw | pf_skss_c_from_mw | pf_skss_a_to_mw | pf_skss_b_to_mw | pf_skss_c_to_mw | pf_p_a_from_mw | pf_p_b_from_mw | pf_p_c_from_mw | pf_p_a_to_mw | pf_p_b_to_mw | pf_p_c_to_mw | pf_q_a_from_mvar | pf_q_b_from_mvar | pf_q_c_from_mvar | pf_q_a_to_mvar | pf_q_b_to_mvar | pf_q_c_to_mvar | pf_ikss_a_from_degree | pf_ikss_b_from_degree | pf_ikss_c_from_degree | pf_ikss_a_to_degree | pf_ikss_b_to_degree | pf_ikss_c_to_degree | 3xI0 | pf_vm_a_from_pu | pf_vm_b_from_pu | pf_vm_c_from_pu | pf_vm_a_to_pu | pf_vm_b_to_pu | pf_vm_c_to_pu | pf_va_a_from_degree | pf_va_b_from_degree | pf_va_c_from_degree | pf_va_a_to_degree | pf_va_b_to_degree | pf_va_c_to_degree
Line0_1_2 | 0.048284 | 0.048284 | 0.048284 | 0.048284 | 0.048284 | 0.048284 | 0.011151 | 0.011151 | 0.011151 | 0.011151 | 0.011151 | 0.011151 | -0.00045307 | 0.016522 | 0.019006 | 0.00046472 | -0.01651 | -0.018995 | -0.00091127 | 0.011109 | -0.0099898 | 0.00093458 | -0.011086 | 0.010013 | 173.2835 | 173.2835 | 173.2835 | -6.717 | -6.717 | -6.717 |  | 0.091266 | 1.7855 | 1.9256 | 0.093604 | 1.7834 | 1.9257 | 56.8473 | -152.7993 | 145.5568 | 56.8441 | -152.8363 | 145.4873
Line10_11_12 | 0.048186 | 0.048186 | 0.048186 | 0.048186 | 0.048186 | 0.048186 | 0.011128 | 0.011128 | 0.011128 | 0.011128 | 0.011128 | 0.011128 | -0.00047176 | 0.016421 | 0.018984 | 0.00048337 | -0.016409 | -0.018973 | -0.00095765 | 0.011106 | -0.0099407 | 0.00098087 | -0.011083 | 0.0099638 | 173.0561 | 173.0561 | 173.0561 | -6.9443 | -6.9443 | -6.9443 |  | 0.095932 | 1.7814 | 1.9257 | 0.098265 | 1.7794 | 1.9257 | 56.83 | -152.8727 | 145.418 | 56.822 | -152.9096 | 145.3486
Line11_12_13 | 0.048186 | 0.048186 | 0.048186 | 0.048186 | 0.048186 | 0.048186 | 0.011128 | 0.011128 | 0.011128 | 0.011128 | 0.011128 | 0.011128 | -0.00048337 | 0.016409 | 0.018973 | 0.00049497 | -0.016397 | -0.018961 | -0.00098087 | 0.011083 | -0.0099638 | 0.0010041 | -0.01106 | 0.0099869 | 173.0557 | 173.0557 | 173.0557 | -6.9448 | -6.9448 | -6.9448 |  | 0.098265 | 1.7794 | 1.9257 | 0.1006 | 1.7773 | 1.9258 | 56.822 | -152.9096 | 145.3486 | 56.8143 | -152.9465 | 145.2792
Line12_13_15 | 1.1395e-06 | 1.1366e-06 | 1.1366e-06 | 0 | 0 | 0 | 2.6316e-07 | 2.6249e-07 | 2.6249e-07 | 0 | 0 | 0 | -2.4214e-08 | 2.7679e-07 | -2.167e-07 | 1.6328e-08 | -1.9009e-07 | 1.3789e-07 | 1.0702e-08 | -3.7556e-07 | -4.5669e-07 | -6.795e-09 | 2.4647e-07 | 3.0778e-07 | -99.3417 | -99.3365 | -99.3365 | 0 | 0 | 0 |  | 0.1006 | 1.7773 | 1.9258 | 0.1006 | 1.7773 | 1.9258 | 56.8143 | -152.9465 | 145.2792 | 56.8143 | -152.9465 | 145.2792
Line13_13_14 | 0.048186 | 0.048186 | 0.048186 | 0.048186 | 0.048186 | 0.048186 | 0.011128 | 0.011128 | 0.011128 | 0.011128 | 0.011128 | 0.011128 | -0.00049494 | 0.016397 | 0.018961 | 0.00050655 | -0.016386 | -0.01895 | -0.0010041 | 0.01106 | -0.0099864 | 0.0010273 | -0.011037 | 0.010009 | 173.0539 | 173.0539 | 173.0539 | -6.9466 | -6.9466 | -6.9466 |  | 0.1006 | 1.7773 | 1.9258 | 0.10293 | 1.7753 | 1.9258 | 56.8143 | -152.9465 | 145.2792 | 56.8069 | -152.9835 | 145.2098
Line14_15_16 | 0 | 0 | 0 | 0 | 0 | 0 | 0 | 0 | 0 | 0 | 0 | 0 | -1.6143e-08 | 1.8452e-07 | -1.4447e-07 | 8.2563e-09 | -9.7829e-08 | 6.5659e-08 | 7.1346e-09 | -2.5037e-07 | -3.0446e-07 | -3.2277e-09 | 1.2129e-07 | 1.5555e-07 | 0 | 0 | 0 | 0 | 0 | 0 |  | 0.1006 | 1.7773 | 1.9258 | 0.1006 | 1.7773 | 1.9258 | 56.8143 | -152.9465 | 145.2792 | 56.8143 | -152.9465 | 145.2792
Line15_16_17 | 0 | 0 | 0 | 0 | 0 | 0 | 0 | 0 | 0 | 0 | 0 | 0 | -8.0714e-09 | 9.2262e-08 | -7.2233e-08 | 1.8498e-10 | -5.5671e-09 | -6.5748e-09 | 3.5673e-09 | -1.2519e-07 | -1.5223e-07 | 3.3957e-10 | -3.8987e-09 | 3.3169e-09 | 0 | 0 | 0 | 0 | 0 | 0 |  | 0.1006 | 1.7773 | 1.9258 | 0.1006 | 1.7773 | 1.9258 | 56.8143 | -152.9465 | 145.2792 | 56.8143 | -152.9465 | 145.2792
Line16_4_18 | 0.58013 | 0 | 0 | 0.58013 | 0 | 0 | 0.13398 | 0 | 0 | 0.13398 | 0 | 0 | 0.0028046 | 9.0457e-08 | -7.5815e-08 | -1.6948e-15 | -5.4826e-09 | -6.5593e-09 | 0.0056092 | -1.2779e-07 | -1.5199e-07 | 1.714e-15 | -3.8964e-09 | 3.2748e-09 | -6.5738 | 0 | 0 | 173.4263 | 0 | 0 |  | 0.046809 | 1.7753 | 1.9259 | 0 | 1.7672 | 1.9262 | 56.8612 | -152.987 | 145.2085 | 0 | -153.1381 | 144.9301
Line17_5_19 | 0.048333 | 0.048333 | 0.048333 | 0.048333 | 0.048333 | 0.048333 | 0.011162 | 0.011162 | 0.011162 | 0.011162 | 0.011162 | 0.011162 | -0.00046699 | 0.016548 | 0.018994 | 0.00047866 | -0.016536 | -0.018983 | -0.00093466 | 0.011065 | -0.01006 | 0.00095802 | -0.011042 | 0.010084 | 173.3952 | 173.3952 | 173.3952 | -6.6052 | -6.6052 | -6.6052 |  | 0.093606 | 1.7834 | 1.9257 | 0.095946 | 1.7814 | 1.9257 | 56.8469 | -152.8365 | 145.4872 | 56.8465 | -152.8737 | 145.4176
Line1_1_3 | 0.048186 | 0.048186 | 0.048186 | 0.048186 | 0.048186 | 0.048186 | 0.011128 | 0.011128 | 0.011128 | 0.011128 | 0.011128 | 0.011128 | -0.00044856 | 0.016444 | 0.019007 | 0.00046016 | -0.016433 | -0.018996 | -0.0009112 | 0.011152 | -0.0098946 | 0.00093443 | -0.011129 | 0.0099177 | 173.057 | 173.057 | 173.057 | -6.9434 | -6.9434 | -6.9434 |  | 0.091266 | 1.7855 | 1.9256 | 0.093599 | 1.7834 | 1.9256 | 56.8473 | -152.7993 | 145.5568 | 56.8385 | -152.836 | 145.4874
Line2_1_4 | 0.53156 | 0.048577 | 0.048577 | 0.53156 | 0.048577 | 0.048577 | 0.12276 | 0.011218 | 0.011218 | 0.12276 | 0.011218 | 0.011218 | 0.0050042 | 0.016754 | 0.019001 | -0.0025653 | -0.016694 | -0.018941 | 0.010024 | 0.010978 | -0.010277 | -0.0051417 | -0.010861 | 0.010394 | -6.623 | 173.9649 | 173.9649 | 173.3771 | -6.0356 | -6.0356 |  | 0.091266 | 1.7855 | 1.9256 | 0.046809 | 1.7753 | 1.9259 | 56.8473 | -152.7993 | 145.5568 | 56.8612 | -152.987 | 145.2085
Line3_1_5 | 0.048333 | 0.048333 | 0.048333 | 0.048333 | 0.048333 | 0.048333 | 0.011162 | 0.011162 | 0.011162 | 0.011162 | 0.011162 | 0.011162 | -0.00045532 | 0.01656 | 0.019006 | 0.00046699 | -0.016548 | -0.018994 | -0.00091129 | 0.011088 | -0.010037 | 0.00093466 | -0.011065 | 0.01006 | 173.3957 | 173.3957 | 173.3957 | -6.6048 | -6.6048 | -6.6048 |  | 0.091266 | 1.7855 | 1.9256 | 0.093606 | 1.7834 | 1.9257 | 56.8473 | -152.7993 | 145.5568 | 56.8469 | -152.8365 | 145.4872
Line4_2_6 | 0.048284 | 0.048284 | 0.048284 | 0.048284 | 0.048284 | 0.048284 | 0.011151 | 0.011151 | 0.011151 | 0.011151 | 0.011151 | 0.011151 | -0.00046472 | 0.01651 | 0.018995 | 0.00047637 | -0.016498 | -0.018983 | -0.00093458 | 0.011086 | -0.010013 | 0.0009579 | -0.011063 | 0.010036 | 173.283 | 173.283 | 173.283 | -6.7174 | -6.7174 | -6.7174 |  | 0.093604 | 1.7834 | 1.9257 | 0.095942 | 1.7814 | 1.9257 | 56.8441 | -152.8363 | 145.4873 | 56.841 | -152.8734 | 145.4178
Line5_6_7 | 0.048284 | 0.048284 | 0.048284 | 0.048284 | 0.048284 | 0.048284 | 0.011151 | 0.011151 | 0.011151 | 0.011151 | 0.011151 | 0.011151 | -0.00047637 | 0.016498 | 0.018983 | 0.00048802 | -0.016486 | -0.018972 | -0.0009579 | 0.011063 | -0.010036 | 0.00098122 | -0.01104 | 0.010059 | 173.2826 | 173.2826 | 173.2826 | -6.7179 | -6.7179 | -6.7179 |  | 0.095942 | 1.7814 | 1.9257 | 0.098279 | 1.7794 | 1.9258 | 56.841 | -152.8734 | 145.4178 | 56.8381 | -152.9106 | 145.3482
Line6_7_8 | 1.1407e-06 | 1.1378e-06 | 1.1378e-06 | 0 | 0 | 0 | 2.6343e-07 | 2.6276e-07 | 2.6276e-07 | 0 | 0 | 0 | -2.3664e-08 | 2.7688e-07 | -2.1727e-07 | 1.5957e-08 | -1.9017e-07 | 1.3827e-07 | 1.0503e-08 | -3.7675e-07 | -4.5699e-07 | -6.6699e-09 | 2.4726e-07 | 3.0798e-07 | -99.229 | -99.2235 | -99.2235 | 0 | 0 | 0 |  | 0.098279 | 1.7794 | 1.9258 | 0.098279 | 1.7794 | 1.9258 | 56.8381 | -152.9106 | 145.3482 | 56.8381 | -152.9106 | 145.3482
Line7_8_9 | 0 | 0 | 0 | 0 | 0 | 0 | 0 | 0 | 0 | 0 | 0 | 0 | -7.888e-09 | 9.2293e-08 | -7.2424e-08 | 1.8141e-10 | -5.5842e-09 | -6.5786e-09 | 3.5009e-09 | -1.2558e-07 | -1.5233e-07 | 3.3183e-10 | -3.8994e-09 | 3.3253e-09 | 0 | 0 | 0 | 0 | 0 | 0 |  | 0.098279 | 1.7794 | 1.9258 | 0.098279 | 1.7794 | 1.9258 | 56.8381 | -152.9106 | 145.3482 | 56.8381 | -152.9106 | 145.3482
Line8_8_10 | 0 | 0 | 0 | 0 | 0 | 0 | 0 | 0 | 0 | 0 | 0 | 0 | -7.888e-09 | 9.2293e-08 | -7.2424e-08 | 1.8141e-10 | -5.5842e-09 | -6.5786e-09 | 3.5009e-09 | -1.2558e-07 | -1.5233e-07 | 3.3183e-10 | -3.8994e-09 | 3.3253e-09 | 0 | 0 | 0 | 0 | 0 | 0 |  | 0.098279 | 1.7794 | 1.9258 | 0.098279 | 1.7794 | 1.9258 | 56.8381 | -152.9106 | 145.3482 | 56.8381 | -152.9106 | 145.3482
Line9_3_11 | 0.048186 | 0.048186 | 0.048186 | 0.048186 | 0.048186 | 0.048186 | 0.011128 | 0.011128 | 0.011128 | 0.011128 | 0.011128 | 0.011128 | -0.00046016 | 0.016433 | 0.018996 | 0.00047176 | -0.016421 | -0.018984 | -0.00093443 | 0.011129 | -0.0099177 | 0.00095765 | -0.011106 | 0.0099407 | 173.0566 | 173.0566 | 173.0566 | -6.9439 | -6.9439 | -6.9439 |  | 0.093599 | 1.7834 | 1.9256 | 0.095932 | 1.7814 | 1.9257 | 56.8385 | -152.836 | 145.4874 | 56.83 | -152.8727 | 145.418

## LG_max_fault_6
name | pf_ikss_a_from_ka | pf_ikss_b_from_ka | pf_ikss_c_from_ka | pf_ikss_a_to_ka | pf_ikss_b_to_ka | pf_ikss_c_to_ka | pf_skss_a_from_mw | pf_skss_b_from_mw | pf_skss_c_from_mw | pf_skss_a_to_mw | pf_skss_b_to_mw | pf_skss_c_to_mw | pf_p_a_from_mw | pf_p_b_from_mw | pf_p_c_from_mw | pf_p_a_to_mw | pf_p_b_to_mw | pf_p_c_to_mw | pf_q_a_from_mvar | pf_q_b_from_mvar | pf_q_c_from_mvar | pf_q_a_to_mvar | pf_q_b_to_mvar | pf_q_c_to_mvar | pf_ikss_a_from_degree | pf_ikss_b_from_degree | pf_ikss_c_from_degree | pf_ikss_a_to_degree | pf_ikss_b_to_degree | pf_ikss_c_to_degree | 3xI0 | pf_vm_a_from_pu | pf_vm_b_from_pu | pf_vm_c_from_pu | pf_vm_a_to_pu | pf_vm_b_to_pu | pf_vm_c_to_pu | pf_va_a_from_degree | pf_va_b_from_degree | pf_va_c_from_degree | pf_va_a_to_degree | pf_va_b_to_degree | pf_va_c_to_degree
Line0_1_2 | 0.0027205 | 0.0027205 | 0.0027205 | 0.0027205 | 0.0027205 | 0.0027205 | 0.00062827 | 0.00062827 | 0.00062827 | 0.00062827 | 0.00062827 | 0.00062827 | -0.00044494 | -0.00011175 | 0.00066804 | 0.00044498 | 0.00011179 | -0.00066801 | -0.00044861 | 0.00064221 | -0.00019294 | 0.00044869 | -0.00064214 | 0.000193 | 136.9633 | 136.9633 | 136.9633 | -43.0372 | -43.0372 | -43.0372 |  | 1.0057 | 1.0376 | 1.1068 | 1.0058 | 1.0374 | 1.1067 | 2.1986 | -123.1658 | 120.8541 | 2.201 | -123.1615 | 120.8474
Line10_11_12 | 0.002715 | 0.002715 | 0.002715 | 0.002715 | 0.002715 | 0.002715 | 0.000627 | 0.000627 | 0.000627 | 0.000627 | 0.000627 | 0.000627 | -0.00044234 | -0.00011414 | 0.00066738 | 0.00044237 | 0.00011418 | -0.00066734 | -0.00044961 | 0.00064032 | -0.00019005 | 0.00044969 | -0.00064024 | 0.00019011 | 136.7359 | 136.7359 | 136.7359 | -43.2645 | -43.2645 | -43.2645 |  | 1.0059 | 1.0373 | 1.1067 | 1.0061 | 1.0372 | 1.1067 | 2.2032 | -123.1571 | 120.8407 | 2.2056 | -123.1528 | 120.8341
Line11_12_13 | 0.002715 | 0.002715 | 0.002715 | 0.002715 | 0.002715 | 0.002715 | 0.000627 | 0.000627 | 0.000627 | 0.000627 | 0.000627 | 0.000627 | -0.00044237 | -0.00011418 | 0.00066734 | 0.00044241 | 0.00011422 | -0.0006673 | -0.00044969 | 0.00064024 | -0.00019011 | 0.00044977 | -0.00064017 | 0.00019018 | 136.7355 | 136.7355 | 136.7355 | -43.265 | -43.265 | -43.265 |  | 1.0061 | 1.0372 | 1.1067 | 1.0062 | 1.0371 | 1.1067 | 2.2056 | -123.1528 | 120.8341 | 2.2079 | -123.1485 | 120.8274
Line12_13_15 | 0 | 0 | 0 | 0 | 0 | 0 | 0 | 0 | 0 | 0 | 0 | 0 | -1.1064e-08 | 1.4975e-08 | -3.8254e-09 | 7.5345e-09 | -9.9406e-09 | 2.3199e-09 | 1.0007e-08 | 3.3222e-09 | -1.5914e-08 | -6.5224e-09 | -2.4341e-09 | 1.0671e-08 | 0 | 0 | 0 | 0 | 0 | 0 |  | 1.0062 | 1.0371 | 1.1067 | 1.0062 | 1.0371 | 1.1067 | 2.2079 | -123.1485 | 120.8274 | 2.2079 | -123.1485 | 120.8274
Line13_13_14 | 0.002715 | 0.002715 | 0.002715 | 0.002715 | 0.002715 | 0.002715 | 0.000627 | 0.000627 | 0.000627 | 0.000627 | 0.000627 | 0.000627 | -0.00044239 | -0.00011424 | 0.00066731 | 0.00044243 | 0.00011428 | -0.00066727 | -0.00044978 | 0.00064017 | -0.00019017 | 0.00044986 | -0.00064009 | 0.00019024 | 136.7337 | 136.7337 | 136.7337 | -43.2668 | -43.2668 | -43.2668 |  | 1.0062 | 1.0371 | 1.1067 | 1.0063 | 1.037 | 1.1066 | 2.2079 | -123.1485 | 120.8274 | 2.2102 | -123.1441 | 120.8207
Line14_15_16 | 0 | 0 | 0 | 0 | 0 | 0 | 0 | 0 | 0 | 0 | 0 | 0 | -7.3758e-09 | 9.9835e-09 | -2.5503e-09 | 3.8466e-09 | -4.9488e-09 | 1.0448e-09 | 6.6716e-09 | 2.2148e-09 | -1.061e-08 | -3.1866e-09 | -1.3267e-09 | 5.3663e-09 | 0 | 0 | 0 | 0 | 0 | 0 |  | 1.0062 | 1.0371 | 1.1067 | 1.0062 | 1.0371 | 1.1067 | 2.2079 | -123.1485 | 120.8274 | 2.2079 | -123.1485 | 120.8274
Line15_16_17 | 0 | 0 | 0 | 0 | 0 | 0 | 0 | 0 | 0 | 0 | 0 | 0 | -3.6879e-09 | 4.9917e-09 | -1.2751e-09 | 1.5873e-10 | 4.2914e-11 | -2.3037e-10 | 3.3358e-09 | 1.1074e-09 | -5.3048e-09 | 1.4924e-10 | -2.1931e-10 | 6.1523e-11 | 0 | 0 | 0 | 0 | 0 | 0 |  | 1.0062 | 1.0371 | 1.1067 | 1.0062 | 1.0371 | 1.1067 | 2.2079 | -123.1485 | 120.8274 | 2.2079 | -123.1485 | 120.8274
Line16_4_18 | 0.032687 | 0 | 0 | 0.032687 | 0 | 0 | 0.0075486 | 0 | 0 | 0.0075486 | 0 | 0 | 0.0053509 | 5.0504e-09 | -1.3842e-09 | -0.005342 | 4.5011e-11 | -2.2986e-10 | 0.0053599 | 1.0235e-09 | -5.3219e-09 | -0.005342 | -2.177e-10 | 5.9008e-11 | -42.894 | 0 | 0 | 137.106 | 0 | 0 |  | 1.0033 | 1.037 | 1.1066 | 1.0008 | 1.0366 | 1.1066 | 2.1537 | -123.1443 | 120.8205 | 2.106 | -123.127 | 120.7936
Line17_5_19 | 0.0027232 | 0.0027232 | 0.0027232 | 0.0027232 | 0.0027232 | 0.0027232 | 0.0006289 | 0.0006289 | 0.0006289 | 0.0006289 | 0.0006289 | 0.0006289 | -0.0004463 | -0.00011064 | 0.0006683 | 0.00044634 | 0.00011069 | -0.00066826 | -0.00044827 | 0.000643 | -0.00019451 | 0.00044835 | -0.00064293 | 0.00019458 | 137.075 | 137.075 | 137.075 | -42.9254 | -42.9254 | -42.9254 |  | 1.0058 | 1.0374 | 1.1067 | 1.0059 | 1.0373 | 1.1067 | 2.201 | -123.1615 | 120.8474 | 2.2033 | -123.1572 | 120.8407
Line1_1_3 | 0.002715 | 0.002715 | 0.002715 | 0.002715 | 0.002715 | 0.002715 | 0.000627 | 0.000627 | 0.000627 | 0.000627 | 0.000627 | 0.000627 | -0.00044227 | -0.00011405 | 0.00066745 | 0.00044231 | 0.0001141 | -0.00066741 | -0.00044946 | 0.00064047 | -0.00018991 | 0.00044954 | -0.00064039 | 0.00018998 | 136.7368 | 136.7368 | 136.7368 | -43.2636 | -43.2636 | -43.2636 |  | 1.0057 | 1.0376 | 1.1068 | 1.0058 | 1.0374 | 1.1067 | 2.1986 | -123.1658 | 120.8541 | 2.2009 | -123.1615 | 120.8474
Line2_1_4 | 0.02995 | 0.002737 | 0.002737 | 0.02995 | 0.002737 | 0.002737 | 0.0069166 | 0.00063208 | 0.00063208 | 0.0069166 | 0.00063208 | 0.00063208 | 0.0049064 | -0.00010473 | 0.00066974 | -0.0048987 | 0.00010493 | -0.00066955 | 0.0049308 | 0.0006474 | -0.00020209 | -0.0049153 | -0.00064703 | 0.00020245 | -42.9432 | 137.6447 | 137.6447 | 137.0569 | -42.3558 | -42.3558 |  | 1.0057 | 1.0376 | 1.1068 | 1.0033 | 1.037 | 1.1066 | 2.1986 | -123.1658 | 120.8541 | 2.1537 | -123.1443 | 120.8205
Line3_1_5 | 0.0027232 | 0.0027232 | 0.0027232 | 0.0027232 | 0.0027232 | 0.0027232 | 0.0006289 | 0.0006289 | 0.0006289 | 0.0006289 | 0.0006289 | 0.0006289 | -0.00044627 | -0.0001106 | 0.00066833 | 0.0004463 | 0.00011064 | -0.0006683 | -0.00044819 | 0.00064308 | -0.00019444 | 0.00044827 | -0.000643 | 0.00019451 | 137.0755 | 137.0755 | 137.0755 | -42.925 | -42.925 | -42.925 |  | 1.0057 | 1.0376 | 1.1068 | 1.0058 | 1.0374 | 1.1067 | 2.1986 | -123.1658 | 120.8541 | 2.201 | -123.1615 | 120.8474
Line4_2_6 | 0.0027205 | 0.0027205 | 0.0027205 | 0.0027205 | 0.0027205 | 0.0027205 | 0.00062827 | 0.00062827 | 0.00062827 | 0.00062827 | 0.00062827 | 0.00062827 | -0.00044498 | -0.00011179 | 0.000668 | 0.00044501 | 0.00011183 | -0.00066797 | -0.00044869 | 0.00064214 | -0.000193 | 0.00044877 | -0.00064206 | 0.00019307 | 136.9628 | 136.9628 | 136.9628 | -43.0376 | -43.0376 | -43.0376 |  | 1.0058 | 1.0374 | 1.1067 | 1.0059 | 1.0373 | 1.1067 | 2.201 | -123.1615 | 120.8474 | 2.2033 | -123.1572 | 120.8407
Line5_6_7 | 0.0027205 | 0.0027205 | 0.0027205 | 0.0027205 | 0.0027205 | 0.0027205 | 0.00062827 | 0.00062827 | 0.00062827 | 0.00062827 | 0.00062827 | 0.00062827 | -0.00044501 | -0.00011183 | 0.00066797 | 0.00044504 | 0.00011187 | -0.00066793 | -0.00044877 | 0.00064206 | -0.00019307 | 0.00044885 | -0.00064199 | 0.00019314 | 136.9624 | 136.9624 | 136.9624 | -43.0381 | -43.0381 | -43.0381 |  | 1.0059 | 1.0373 | 1.1067 | 1.0061 | 1.0372 | 1.1067 | 2.2033 | -123.1572 | 120.8407 | 2.2057 | -123.1528 | 120.834
Line6_7_8 | 0 | 0 | 0 | 0 | 0 | 0 | 0 | 0 | 0 | 0 | 0 | 0 | -1.1053e-08 | 1.4999e-08 | -3.8589e-09 | 7.5282e-09 | -9.9567e-09 | 2.3421e-09 | 1.0039e-08 | 3.2952e-09 | -1.5924e-08 | -6.5434e-09 | -2.4165e-09 | 1.0678e-08 | 0 | 0 | 0 | 0 | 0 | 0 |  | 1.0061 | 1.0372 | 1.1067 | 1.0061 | 1.0372 | 1.1067 | 2.2057 | -123.1528 | 120.834 | 2.2057 | -123.1528 | 120.834
Line7_8_9 | 0 | 0 | 0 | 0 | 0 | 0 | 0 | 0 | 0 | 0 | 0 | 0 | -3.6845e-09 | 4.9996e-09 | -1.2863e-09 | 1.5918e-10 | 4.2507e-11 | -2.3049e-10 | 3.3462e-09 | 1.0984e-09 | -5.308e-09 | 1.4907e-10 | -2.1963e-10 | 6.2018e-11 | 0 | 0 | 0 | 0 | 0 | 0 |  | 1.0061 | 1.0372 | 1.1067 | 1.0061 | 1.0372 | 1.1067 | 2.2057 | -123.1528 | 120.834 | 2.2057 | -123.1528 | 120.834
Line8_8_10 | 0 | 0 | 0 | 0 | 0 | 0 | 0 | 0 | 0 | 0 | 0 | 0 | -3.6845e-09 | 4.9996e-09 | -1.2863e-09 | 1.5918e-10 | 4.2507e-11 | -2.3049e-10 | 3.3462e-09 | 1.0984e-09 | -5.308e-09 | 1.4907e-10 | -2.1963e-10 | 6.2018e-11 | 0 | 0 | 0 | 0 | 0 | 0 |  | 1.0061 | 1.0372 | 1.1067 | 1.0061 | 1.0372 | 1.1067 | 2.2057 | -123.1528 | 120.834 | 2.2057 | -123.1528 | 120.834
Line9_3_11 | 0.002715 | 0.002715 | 0.002715 | 0.002715 | 0.002715 | 0.002715 | 0.000627 | 0.000627 | 0.000627 | 0.000627 | 0.000627 | 0.000627 | -0.00044231 | -0.0001141 | 0.00066741 | 0.00044234 | 0.00011414 | -0.00066738 | -0.00044954 | 0.00064039 | -0.00018998 | 0.00044961 | -0.00064032 | 0.00019005 | 136.7364 | 136.7364 | 136.7364 | -43.2641 | -43.2641 | -43.2641 |  | 1.0058 | 1.0374 | 1.1067 | 1.0059 | 1.0373 | 1.1067 | 2.2009 | -123.1615 | 120.8474 | 2.2032 | -123.1571 | 120.8407

## LG_max_fault_10
name | pf_ikss_a_from_ka | pf_ikss_b_from_ka | pf_ikss_c_from_ka | pf_ikss_a_to_ka | pf_ikss_b_to_ka | pf_ikss_c_to_ka | pf_skss_a_from_mw | pf_skss_b_from_mw | pf_skss_c_from_mw | pf_skss_a_to_mw | pf_skss_b_to_mw | pf_skss_c_to_mw | pf_p_a_from_mw | pf_p_b_from_mw | pf_p_c_from_mw | pf_p_a_to_mw | pf_p_b_to_mw | pf_p_c_to_mw | pf_q_a_from_mvar | pf_q_b_from_mvar | pf_q_c_from_mvar | pf_q_a_to_mvar | pf_q_b_to_mvar | pf_q_c_to_mvar | pf_ikss_a_from_degree | pf_ikss_b_from_degree | pf_ikss_c_from_degree | pf_ikss_a_to_degree | pf_ikss_b_to_degree | pf_ikss_c_to_degree | 3xI0 | pf_vm_a_from_pu | pf_vm_b_from_pu | pf_vm_c_from_pu | pf_vm_a_to_pu | pf_vm_b_to_pu | pf_vm_c_to_pu | pf_va_a_from_degree | pf_va_b_from_degree | pf_va_c_from_degree | pf_va_a_to_degree | pf_va_b_to_degree | pf_va_c_to_degree
Line0_1_2 | 0.0028498 | 0.0028498 | 0.0028498 | 0.0028498 | 0.0028498 | 0.0028498 | 0.00065814 | 0.00065814 | 0.00065814 | 0.00065814 | 0.00065814 | 0.00065814 | -0.00048826 | -0.00012269 | 0.00073313 | 0.00048829 | 0.00012273 | -0.00073309 | -0.00049229 | 0.00070473 | -0.00021172 | 0.00049237 | -0.00070465 | 0.0002118 | 136.9594 | 136.9594 | 136.9594 | -43.041 | -43.041 | -43.041 |  | 1.0535 | 1.0869 | 1.1595 | 1.0536 | 1.0868 | 1.1594 | 2.1948 | -123.1648 | 120.8512 | 2.1972 | -123.1605 | 120.8445
Line10_11_12 | 0.0028441 | 0.0028441 | 0.0028441 | 0.0028441 | 0.0028441 | 0.0028441 | 0.00065681 | 0.00065681 | 0.00065681 | 0.00065681 | 0.00065681 | 0.00065681 | -0.0004854 | -0.00012531 | 0.0007324 | 0.00048543 | 0.00012536 | -0.00073236 | -0.00049338 | 0.00070265 | -0.00020855 | 0.00049347 | -0.00070257 | 0.00020863 | 136.7321 | 136.7321 | 136.7321 | -43.2684 | -43.2684 | -43.2684 |  | 1.0538 | 1.0867 | 1.1594 | 1.0539 | 1.0866 | 1.1594 | 2.1994 | -123.1561 | 120.8379 | 2.2017 | -123.1518 | 120.8312
Line11_12_13 | 0.0028441 | 0.0028441 | 0.0028441 | 0.0028441 | 0.0028441 | 0.0028441 | 0.00065681 | 0.00065681 | 0.00065681 | 0.00065681 | 0.00065681 | 0.00065681 | -0.00048543 | -0.00012536 | 0.00073236 | 0.00048547 | 0.0001254 | -0.00073233 | -0.00049347 | 0.00070257 | -0.00020863 | 0.00049355 | -0.00070249 | 0.0002087 | 136.7316 | 136.7316 | 136.7316 | -43.2688 | -43.2688 | -43.2688 |  | 1.0539 | 1.0866 | 1.1594 | 1.054 | 1.0865 | 1.1594 | 2.2017 | -123.1518 | 120.8312 | 2.204 | -123.1475 | 120.8245
Line12_13_15 | 0 | 0 | 0 | 0 | 0 | 0 | 0 | 0 | 0 | 0 | 0 | 0 | -1.2142e-08 | 1.6432e-08 | -4.1977e-09 | 8.2689e-09 | -1.0908e-08 | 2.5456e-09 | 1.0982e-08 | 3.6469e-09 | -1.7464e-08 | -7.1581e-09 | -2.6719e-09 | 1.171e-08 | 0 | 0 | 0 | 0 | 0 | 0 |  | 1.054 | 1.0865 | 1.1594 | 1.054 | 1.0865 | 1.1594 | 2.204 | -123.1475 | 120.8245 | 2.204 | -123.1475 | 120.8245
Line13_13_14 | 0.0028441 | 0.0028441 | 0.0028441 | 0.0028441 | 0.0028441 | 0.0028441 | 0.00065681 | 0.00065681 | 0.00065681 | 0.00065681 | 0.00065681 | 0.00065681 | -0.00048546 | -0.00012542 | 0.00073233 | 0.0004855 | 0.00012546 | -0.00073229 | -0.00049356 | 0.00070249 | -0.00020868 | 0.00049365 | -0.00070241 | 0.00020876 | 136.7298 | 136.7298 | 136.7298 | -43.2706 | -43.2706 | -43.2706 |  | 1.054 | 1.0865 | 1.1594 | 1.0542 | 1.0864 | 1.1593 | 2.204 | -123.1475 | 120.8245 | 2.2064 | -123.1431 | 120.8178
Line14_15_16 | 0 | 0 | 0 | 0 | 0 | 0 | 0 | 0 | 0 | 0 | 0 | 0 | -8.0944e-09 | 1.0955e-08 | -2.7984e-09 | 4.2217e-09 | -5.4302e-09 | 1.1464e-09 | 7.3216e-09 | 2.4313e-09 | -1.1643e-08 | -3.4973e-09 | -1.4562e-09 | 5.8888e-09 | 0 | 0 | 0 | 0 | 0 | 0 |  | 1.054 | 1.0865 | 1.1594 | 1.054 | 1.0865 | 1.1594 | 2.204 | -123.1475 | 120.8245 | 2.204 | -123.1475 | 120.8245
Line15_16_17 | 0 | 0 | 0 | 0 | 0 | 0 | 0 | 0 | 0 | 0 | 0 | 0 | -4.0472e-09 | 5.4775e-09 | -1.3992e-09 | 1.7451e-10 | 4.7323e-11 | -2.5287e-10 | 3.6608e-09 | 1.2156e-09 | -5.8215e-09 | 1.635e-10 | -2.406e-10 | 6.7287e-11 | 0 | 0 | 0 | 0 | 0 | 0 |  | 1.054 | 1.0865 | 1.1594 | 1.054 | 1.0865 | 1.1594 | 2.204 | -123.1475 | 120.8245 | 2.204 | -123.1475 | 120.8245
Line16_4_18 | 0.034241 | 0 | 0 | 0.034241 | 0 | 0 | 0.0079075 | 0 | 0 | 0.0079075 | 0 | 0 | 0.0058718 | 5.5418e-09 | -1.5189e-09 | -0.0058621 | 4.9623e-11 | -2.523e-10 | 0.0058816 | 1.1236e-09 | -5.8403e-09 | -0.0058621 | -2.3884e-10 | 6.4526e-11 | -42.8978 | 0 | 0 | 137.1022 | 0 | 0 |  | 1.051 | 1.0863 | 1.1593 | 1.0484 | 1.0859 | 1.1593 | 2.1499 | -123.1433 | 120.8176 | 2.1022 | -123.126 | 120.7907
Line17_5_19 | 0.0028527 | 0.0028527 | 0.0028527 | 0.0028527 | 0.0028527 | 0.0028527 | 0.0006588 | 0.0006588 | 0.0006588 | 0.0006588 | 0.0006588 | 0.0006588 | -0.00048975 | -0.00012148 | 0.00073342 | 0.00048979 | 0.00012152 | -0.00073338 | -0.00049191 | 0.0007056 | -0.00021345 | 0.00049199 | -0.00070552 | 0.00021352 | 137.0712 | 137.0712 | 137.0712 | -42.9292 | -42.9292 | -42.9292 |  | 1.0536 | 1.0868 | 1.1594 | 1.0538 | 1.0867 | 1.1594 | 2.1972 | -123.1605 | 120.8445 | 2.1995 | -123.1562 | 120.8378
Line1_1_3 | 0.0028441 | 0.0028441 | 0.0028441 | 0.0028441 | 0.0028441 | 0.0028441 | 0.00065681 | 0.00065681 | 0.00065681 | 0.00065681 | 0.00065681 | 0.00065681 | -0.00048533 | -0.00012522 | 0.00073248 | 0.00048536 | 0.00012526 | -0.00073244 | -0.00049321 | 0.00070282 | -0.0002084 | 0.0004933 | -0.00070274 | 0.00020848 | 136.733 | 136.733 | 136.733 | -43.2674 | -43.2675 | -43.2675 |  | 1.0535 | 1.0869 | 1.1595 | 1.0536 | 1.0868 | 1.1594 | 2.1948 | -123.1648 | 120.8512 | 2.1971 | -123.1605 | 120.8445
Line2_1_4 | 0.031374 | 0.0028671 | 0.0028671 | 0.031374 | 0.0028671 | 0.0028671 | 0.0072454 | 0.00066213 | 0.00066213 | 0.0072454 | 0.00066213 | 0.00066213 | 0.005384 | -0.00011499 | 0.000735 | -0.0053756 | 0.00011521 | -0.00073479 | 0.0054108 | 0.00071043 | -0.00022176 | -0.0053937 | -0.00071002 | 0.00022217 | -42.947 | 137.6408 | 137.6408 | 137.0531 | -42.3596 | -42.3596 |  | 1.0535 | 1.0869 | 1.1595 | 1.051 | 1.0863 | 1.1593 | 2.1948 | -123.1648 | 120.8512 | 2.1499 | -123.1433 | 120.8176
Line3_1_5 | 0.0028527 | 0.0028527 | 0.0028527 | 0.0028527 | 0.0028527 | 0.0028527 | 0.0006588 | 0.0006588 | 0.0006588 | 0.0006588 | 0.0006588 | 0.0006588 | -0.00048971 | -0.00012143 | 0.00073345 | 0.00048975 | 0.00012148 | -0.00073342 | -0.00049182 | 0.00070568 | -0.00021337 | 0.00049191 | -0.0007056 | 0.00021345 | 137.0717 | 137.0717 | 137.0717 | -42.9288 | -42.9288 | -42.9288 |  | 1.0535 | 1.0869 | 1.1595 | 1.0536 | 1.0868 | 1.1594 | 2.1948 | -123.1648 | 120.8512 | 2.1972 | -123.1605 | 120.8445
Line4_2_6 | 0.0028498 | 0.0028498 | 0.0028498 | 0.0028498 | 0.0028498 | 0.0028498 | 0.00065814 | 0.00065814 | 0.00065814 | 0.00065814 | 0.00065814 | 0.00065814 | -0.00048829 | -0.00012273 | 0.00073309 | 0.00048833 | 0.00012278 | -0.00073306 | -0.00049237 | 0.00070465 | -0.0002118 | 0.00049246 | -0.00070457 | 0.00021187 | 136.959 | 136.959 | 136.959 | -43.0415 | -43.0415 | -43.0415 |  | 1.0536 | 1.0868 | 1.1594 | 1.0538 | 1.0867 | 1.1594 | 2.1972 | -123.1605 | 120.8445 | 2.1995 | -123.1562 | 120.8378
Line5_6_7 | 0.0028498 | 0.0028498 | 0.0028498 | 0.0028498 | 0.0028498 | 0.0028498 | 0.00065814 | 0.00065814 | 0.00065814 | 0.00065814 | 0.00065814 | 0.00065814 | -0.00048833 | -0.00012278 | 0.00073305 | 0.00048837 | 0.00012283 | -0.00073302 | -0.00049246 | 0.00070457 | -0.00021187 | 0.00049254 | -0.00070449 | 0.00021195 | 136.9585 | 136.9585 | 136.9585 | -43.0419 | -43.0419 | -43.0419 |  | 1.0538 | 1.0867 | 1.1594 | 1.0539 | 1.0866 | 1.1594 | 2.1995 | -123.1562 | 120.8378 | 2.2018 | -123.1519 | 120.8311
Line6_7_8 | 0 | 0 | 0 | 0 | 0 | 0 | 0 | 0 | 0 | 0 | 0 | 0 | -1.213e-08 | 1.6458e-08 | -4.2345e-09 | 8.262e-09 | -1.0925e-08 | 2.57e-09 | 1.1017e-08 | 3.6173e-09 | -1.7475e-08 | -7.1811e-09 | -2.6525e-09 | 1.1718e-08 | 0 | 0 | 0 | 0 | 0 | 0 |  | 1.0539 | 1.0866 | 1.1594 | 1.0539 | 1.0866 | 1.1594 | 2.2018 | -123.1519 | 120.8311 | 2.2018 | -123.1519 | 120.8311
Line7_8_9 | 0 | 0 | 0 | 0 | 0 | 0 | 0 | 0 | 0 | 0 | 0 | 0 | -4.0435e-09 | 5.4861e-09 | -1.4115e-09 | 1.75e-10 | 4.6876e-11 | -2.53e-10 | 3.6722e-09 | 1.2058e-09 | -5.825e-09 | 1.6331e-10 | -2.4096e-10 | 6.783e-11 | 0 | 0 | 0 | 0 | 0 | 0 |  | 1.0539 | 1.0866 | 1.1594 | 1.0539 | 1.0866 | 1.1594 | 2.2018 | -123.1519 | 120.8311 | 2.2018 | -123.1519 | 120.8311
Line8_8_10 | 0 | 0 | 0 | 0 | 0 | 0 | 0 | 0 | 0 | 0 | 0 | 0 | -4.0435e-09 | 5.4861e-09 | -1.4115e-09 | 1.75e-10 | 4.6876e-11 | -2.53e-10 | 3.6722e-09 | 1.2058e-09 | -5.825e-09 | 1.6331e-10 | -2.4096e-10 | 6.783e-11 | 0 | 0 | 0 | 0 | 0 | 0 |  | 1.0539 | 1.0866 | 1.1594 | 1.0539 | 1.0866 | 1.1594 | 2.2018 | -123.1519 | 120.8311 | 2.2018 | -123.1519 | 120.8311
Line9_3_11 | 0.0028441 | 0.0028441 | 0.0028441 | 0.0028441 | 0.0028441 | 0.0028441 | 0.00065681 | 0.00065681 | 0.00065681 | 0.00065681 | 0.00065681 | 0.00065681 | -0.00048536 | -0.00012526 | 0.00073244 | 0.0004854 | 0.00012531 | -0.0007324 | -0.0004933 | 0.00070274 | -0.00020848 | 0.00049338 | -0.00070266 | 0.00020855 | 136.7326 | 136.7325 | 136.7325 | -43.2679 | -43.2679 | -43.2679 |  | 1.0536 | 1.0868 | 1.1594 | 1.0538 | 1.0867 | 1.1594 | 2.1971 | -123.1605 | 120.8445 | 2.1994 | -123.1561 | 120.8379

## LG_min_6
name | pf_ikss_a_from_ka | pf_ikss_b_from_ka | pf_ikss_c_from_ka | pf_ikss_a_to_ka | pf_ikss_b_to_ka | pf_ikss_c_to_ka | pf_skss_a_from_mw | pf_skss_b_from_mw | pf_skss_c_from_mw | pf_skss_a_to_mw | pf_skss_b_to_mw | pf_skss_c_to_mw | pf_p_a_from_mw | pf_p_b_from_mw | pf_p_c_from_mw | pf_p_a_to_mw | pf_p_b_to_mw | pf_p_c_to_mw | pf_q_a_from_mvar | pf_q_b_from_mvar | pf_q_c_from_mvar | pf_q_a_to_mvar | pf_q_b_to_mvar | pf_q_c_to_mvar | pf_ikss_a_from_degree | pf_ikss_b_from_degree | pf_ikss_c_from_degree | pf_ikss_a_to_degree | pf_ikss_b_to_degree | pf_ikss_c_to_degree | 3xI0 | pf_vm_a_from_pu | pf_vm_b_from_pu | pf_vm_c_from_pu | pf_vm_a_to_pu | pf_vm_b_to_pu | pf_vm_c_to_pu | pf_va_a_from_degree | pf_va_b_from_degree | pf_va_c_from_degree | pf_va_a_to_degree | pf_va_b_to_degree | pf_va_c_to_degree
Line0_1_2 | 0.040229 | 0.040229 | 0.040229 | 0.040229 | 0.040229 | 0.040229 | 0.0092905 | 0.0092905 | 0.0092905 | 0.0092905 | 0.0092905 | 0.0092905 | -0.0006058 | 0.011649 | 0.013372 | 0.00062134 | -0.011633 | -0.013357 | -0.0006339 | 0.007984 | -0.0072056 | 0.00065009 | -0.0079679 | 0.0072216 | 173.5263 | 173.5263 | 173.5263 | -6.4742 | -6.4742 | -6.4742 |  | 0.094379 | 1.5201 | 1.635 | 0.096794 | 1.5177 | 1.6344 | 39.8246 | -152.0473 | 145.2087 | 39.8213 | -152.0659 | 145.1271
Line10_11_12 | 0.040075 | 0.040075 | 0.040075 | 0.040075 | 0.040075 | 0.040075 | 0.0092549 | 0.0092549 | 0.0092549 | 0.0092549 | 0.0092549 | 0.0092549 | -0.00063182 | 0.011542 | 0.013318 | 0.00064724 | -0.011526 | -0.013303 | -0.00066596 | 0.0079669 | -0.0071575 | 0.00068203 | -0.0079509 | 0.0071735 | 173.3006 | 173.3006 | 173.3006 | -6.6999 | -6.6999 | -6.6999 |  | 0.09919 | 1.5154 | 1.6337 | 0.1016 | 1.513 | 1.6331 | 39.8074 | -152.0837 | 145.0463 | 39.7994 | -152.1019 | 144.965
Line11_12_13 | 0.040075 | 0.040075 | 0.040075 | 0.040075 | 0.040075 | 0.040075 | 0.0092549 | 0.0092549 | 0.0092549 | 0.0092549 | 0.0092549 | 0.0092549 | -0.00064724 | 0.011526 | 0.013303 | 0.00066265 | -0.011511 | -0.013288 | -0.00068203 | 0.0079509 | -0.0071735 | 0.00069809 | -0.0079349 | 0.0071894 | 173.3001 | 173.3001 | 173.3001 | -6.7003 | -6.7003 | -6.7003 |  | 0.1016 | 1.513 | 1.6331 | 0.104 | 1.5106 | 1.6324 | 39.7994 | -152.1019 | 144.965 | 39.7917 | -152.1202 | 144.8836
Line12_13_15 | 0 | 0 | 0 | 0 | 0 | 0 | 0 | 0 | 0 | 0 | 0 | 0 | -1.7165e-08 | 1.9852e-07 | -1.565e-07 | 1.1682e-08 | -1.3626e-07 | 9.9721e-08 | 1.498e-08 | -2.6371e-07 | -3.2053e-07 | -9.7548e-09 | 1.7301e-07 | 2.1608e-07 | 0 | 0 | 0 | 0 | 0 | 0 |  | 0.104 | 1.5106 | 1.6324 | 0.104 | 1.5106 | 1.6324 | 39.7917 | -152.1202 | 144.8836 | 39.7918 | -152.1202 | 144.8836
Line13_13_14 | 0.040075 | 0.040075 | 0.040075 | 0.040075 | 0.040075 | 0.040075 | 0.0092548 | 0.0092548 | 0.0092548 | 0.0092548 | 0.0092548 | 0.0092548 | -0.00066263 | 0.011511 | 0.013288 | 0.00067804 | -0.011495 | -0.013272 | -0.00069811 | 0.0079352 | -0.0071891 | 0.00071417 | -0.0079192 | 0.0072051 | 173.2983 | 173.2983 | 173.2983 | -6.7021 | -6.7021 | -6.7021 |  | 0.104 | 1.5106 | 1.6324 | 0.10641 | 1.5083 | 1.6318 | 39.7917 | -152.1202 | 144.8836 | 39.7844 | -152.1386 | 144.8022
Line14_15_16 | 0 | 0 | 0 | 0 | 0 | 0 | 0 | 0 | 0 | 0 | 0 | 0 | -1.1444e-08 | 1.3235e-07 | -1.0433e-07 | 5.9605e-09 | -7.0084e-08 | 4.7554e-08 | 9.9867e-09 | -1.7581e-07 | -2.1369e-07 | -4.7615e-09 | 8.5107e-08 | 1.0924e-07 | 0 | 0 | 0 | 0 | 0 | 0 |  | 0.104 | 1.5106 | 1.6324 | 0.104 | 1.5106 | 1.6324 | 39.7918 | -152.1202 | 144.8836 | 39.7918 | -152.1202 | 144.8836
Line15_16_17 | 0 | 0 | 0 | 0 | 0 | 0 | 0 | 0 | 0 | 0 | 0 | 0 | -5.7218e-09 | 6.6173e-08 | -5.2167e-08 | 2.387e-10 | -3.9109e-09 | -4.6127e-09 | 4.9933e-09 | -8.7905e-08 | -1.0684e-07 | 2.3185e-10 | -2.7978e-09 | 2.3927e-09 | 0 | 0 | 0 | 0 | 0 | 0 |  | 0.104 | 1.5106 | 1.6324 | 0.104 | 1.5106 | 1.6324 | 39.7918 | -152.1202 | 144.8836 | 39.7918 | -152.1202 | 144.8836
Line16_4_18 | 0.48391 | 0 | 0 | 0.48391 | 0 | 0 | 0.11175 | 0 | 0 | 0.11175 | 0 | 0 | 0.0037467 | 6.5407e-08 | -5.519e-08 | -7.6151e-16 | -3.8195e-09 | -4.5688e-09 | 0.0039028 | -9.046e-08 | -1.0743e-07 | 2.8927e-19 | -2.7835e-09 | 2.3509e-09 | -6.3308 | 0 | 0 | 173.6693 | 0 | 0 |  | 0.048411 | 1.5082 | 1.6319 | 0 | 1.4987 | 1.6294 | 39.8384 | -152.1431 | 144.798 | 0 | -152.2199 | 144.4691
Line17_5_19 | 0.040306 | 0.040306 | 0.040306 | 0.040306 | 0.040306 | 0.040306 | 0.0093083 | 0.0093083 | 0.0093083 | 0.0093083 | 0.0093083 | 0.0093083 | -0.0006238 | 0.011671 | 0.013368 | 0.00063939 | -0.011655 | -0.013353 | -0.00065018 | 0.0079604 | -0.0072617 | 0.00066643 | -0.0079442 | 0.0072778 | 173.6375 | 173.6375 | 173.6375 | -6.3629 | -6.3629 | -6.3629 |  | 0.096799 | 1.5177 | 1.6344 | 0.099218 | 1.5153 | 1.6337 | 39.8241 | -152.0661 | 145.1269 | 39.8237 | -152.0849 | 145.0451
Line1_1_3 | 0.040075 | 0.040075 | 0.040075 | 0.040075 | 0.040075 | 0.040075 | 0.0092549 | 0.0092549 | 0.0092549 | 0.0092549 | 0.0092549 | 0.0092549 | -0.000601 | 0.011573 | 0.013349 | 0.00061641 | -0.011557 | -0.013334 | -0.00063383 | 0.0079988 | -0.0071256 | 0.0006499 | -0.0079829 | 0.0071416 | 173.3015 | 173.3015 | 173.3015 | -6.699 | -6.699 | -6.699 |  | 0.094379 | 1.5201 | 1.635 | 0.096785 | 1.5177 | 1.6344 | 39.8246 | -152.0473 | 145.2087 | 39.8158 | -152.0655 | 145.1275
Line2_1_4 | 0.44321 | 0.040695 | 0.040695 | 0.44321 | 0.040695 | 0.040695 | 0.10236 | 0.0093982 | 0.0093982 | 0.10236 | 0.0093982 | 0.0093982 | 0.0066858 | 0.011878 | 0.01344 | -0.0034285 | -0.011799 | -0.013361 | 0.0069729 | 0.0079366 | -0.0074485 | -0.0035775 | -0.0078551 | 0.00753 | -6.3798 | 174.2038 | 174.2038 | 173.6202 | -5.7967 | -5.7967 |  | 0.094379 | 1.5201 | 1.635 | 0.048411 | 1.5082 | 1.6319 | 39.8246 | -152.0473 | 145.2087 | 39.8384 | -152.1431 | 144.798
Line3_1_5 | 0.040306 | 0.040306 | 0.040306 | 0.040306 | 0.040306 | 0.040306 | 0.0093083 | 0.0093083 | 0.0093083 | 0.0093083 | 0.0093083 | 0.0093083 | -0.0006082 | 0.011687 | 0.013384 | 0.0006238 | -0.011671 | -0.013368 | -0.00063393 | 0.0079765 | -0.0072455 | 0.00065018 | -0.0079604 | 0.0072617 | 173.638 | 173.638 | 173.638 | -6.3625 | -6.3625 | -6.3625 |  | 0.094379 | 1.5201 | 1.635 | 0.096799 | 1.5177 | 1.6344 | 39.8246 | -152.0473 | 145.2087 | 39.8241 | -152.0661 | 145.1269
Line4_2_6 | 0.040229 | 0.040229 | 0.040229 | 0.040229 | 0.040229 | 0.040229 | 0.0092905 | 0.0092905 | 0.0092905 | 0.0092905 | 0.0092905 | 0.0092905 | -0.00062134 | 0.011633 | 0.013357 | 0.00063687 | -0.011618 | -0.013341 | -0.00065009 | 0.0079679 | -0.0072216 | 0.00066628 | -0.0079518 | 0.0072377 | 173.5258 | 173.5258 | 173.5258 | -6.4746 | -6.4746 | -6.4746 |  | 0.096794 | 1.5177 | 1.6344 | 0.099209 | 1.5153 | 1.6337 | 39.8213 | -152.0659 | 145.1271 | 39.8183 | -152.0845 | 145.0455
Line5_6_7 | 0.040229 | 0.040229 | 0.040229 | 0.040229 | 0.040229 | 0.040229 | 0.0092905 | 0.0092905 | 0.0092905 | 0.0092905 | 0.0092905 | 0.0092905 | -0.00063687 | 0.011618 | 0.013341 | 0.0006524 | -0.011602 | -0.013326 | -0.00066628 | 0.0079518 | -0.0072377 | 0.00068247 | -0.0079357 | 0.0072538 | 173.5254 | 173.5254 | 173.5254 | -6.4751 | -6.4751 | -6.4751 |  | 0.099209 | 1.5153 | 1.6337 | 0.10162 | 1.513 | 1.6331 | 39.8183 | -152.0845 | 145.0455 | 39.8153 | -152.1032 | 144.9638
Line6_7_8 | 0 | 0 | 0 | 0 | 0 | 0 | 0 | 0 | 0 | 0 | 0 | 0 | -1.6783e-08 | 1.9877e-07 | -1.5704e-07 | 1.1422e-08 | -1.3644e-07 | 1.0007e-07 | 1.4691e-08 | -2.6496e-07 | -3.2119e-07 | -9.5676e-09 | 1.7384e-07 | 2.1653e-07 | 0 | 0 | 0 | 0 | 0 | 0 |  | 0.10162 | 1.513 | 1.6331 | 0.10162 | 1.513 | 1.6331 | 39.8153 | -152.1032 | 144.9638 | 39.8153 | -152.1032 | 144.9638
Line7_8_9 | 0 | 0 | 0 | 0 | 0 | 0 | 0 | 0 | 0 | 0 | 0 | 0 | -5.5942e-09 | 6.6258e-08 | -5.2347e-08 | 2.3404e-10 | -3.9291e-09 | -4.6219e-09 | 4.8971e-09 | -8.8319e-08 | -1.0706e-07 | 2.2666e-10 | -2.8008e-09 | 2.4009e-09 | 0 | 0 | 0 | 0 | 0 | 0 |  | 0.10162 | 1.513 | 1.6331 | 0.10162 | 1.513 | 1.6331 | 39.8153 | -152.1032 | 144.9638 | 39.8153 | -152.1032 | 144.9638
Line8_8_10 | 0 | 0 | 0 | 0 | 0 | 0 | 0 | 0 | 0 | 0 | 0 | 0 | -5.5942e-09 | 6.6258e-08 | -5.2347e-08 | 2.3404e-10 | -3.9291e-09 | -4.6219e-09 | 4.8971e-09 | -8.8319e-08 | -1.0706e-07 | 2.2666e-10 | -2.8008e-09 | 2.4009e-09 | 0 | 0 | 0 | 0 | 0 | 0 |  | 0.10162 | 1.513 | 1.6331 | 0.10162 | 1.513 | 1.6331 | 39.8153 | -152.1032 | 144.9638 | 39.8153 | -152.1032 | 144.9638
Line9_3_11 | 0.040075 | 0.040075 | 0.040075 | 0.040075 | 0.040075 | 0.040075 | 0.0092549 | 0.0092549 | 0.0092549 | 0.0092549 | 0.0092549 | 0.0092549 | -0.00061641 | 0.011557 | 0.013334 | 0.00063182 | -0.011542 | -0.013318 | -0.0006499 | 0.0079829 | -0.0071416 | 0.00066596 | -0.0079669 | 0.0071575 | 173.301 | 173.301 | 173.301 | -6.6994 | -6.6994 | -6.6994 |  | 0.096785 | 1.5177 | 1.6344 | 0.09919 | 1.5154 | 1.6337 | 39.8158 | -152.0655 | 145.1275 | 39.8074 | -152.0837 | 145.0463

## LG_min_10
name | pf_ikss_a_from_ka | pf_ikss_b_from_ka | pf_ikss_c_from_ka | pf_ikss_a_to_ka | pf_ikss_b_to_ka | pf_ikss_c_to_ka | pf_skss_a_from_mw | pf_skss_b_from_mw | pf_skss_c_from_mw | pf_skss_a_to_mw | pf_skss_b_to_mw | pf_skss_c_to_mw | pf_p_a_from_mw | pf_p_b_from_mw | pf_p_c_from_mw | pf_p_a_to_mw | pf_p_b_to_mw | pf_p_c_to_mw | pf_q_a_from_mvar | pf_q_b_from_mvar | pf_q_c_from_mvar | pf_q_a_to_mvar | pf_q_b_to_mvar | pf_q_c_to_mvar | pf_ikss_a_from_degree | pf_ikss_b_from_degree | pf_ikss_c_from_degree | pf_ikss_a_to_degree | pf_ikss_b_to_degree | pf_ikss_c_to_degree | 3xI0 | pf_vm_a_from_pu | pf_vm_b_from_pu | pf_vm_c_from_pu | pf_vm_a_to_pu | pf_vm_b_to_pu | pf_vm_c_to_pu | pf_va_a_from_degree | pf_va_b_from_degree | pf_va_c_from_degree | pf_va_a_to_degree | pf_va_b_to_degree | pf_va_c_to_degree
Line0_1_2 | 0.038112 | 0.038112 | 0.038112 | 0.038112 | 0.038112 | 0.038112 | 0.0088015 | 0.0088015 | 0.0088015 | 0.0088015 | 0.0088015 | 0.0088015 | -0.00054371 | 0.010455 | 0.012002 | 0.00055765 | -0.010441 | -0.011988 | -0.00056893 | 0.0071657 | -0.006467 | 0.00058346 | -0.0071512 | 0.0064815 | 173.5263 | 173.5263 | 173.5263 | -6.4742 | -6.4742 | -6.4742 |  | 0.089412 | 1.4401 | 1.549 | 0.091699 | 1.4378 | 1.5484 | 39.8246 | -152.0473 | 145.2087 | 39.8213 | -152.0659 | 145.1271
Line10_11_12 | 0.037966 | 0.037966 | 0.037966 | 0.037966 | 0.037966 | 0.037966 | 0.0087678 | 0.0087678 | 0.0087678 | 0.0087678 | 0.0087678 | 0.0087678 | -0.00056707 | 0.010359 | 0.011953 | 0.0005809 | -0.010345 | -0.01194 | -0.0005977 | 0.0071503 | -0.0064239 | 0.00061212 | -0.007136 | 0.0064382 | 173.3006 | 173.3006 | 173.3006 | -6.6999 | -6.6999 | -6.6999 |  | 0.09397 | 1.4356 | 1.5477 | 0.096248 | 1.4334 | 1.5471 | 39.8074 | -152.0837 | 145.0463 | 39.7994 | -152.1019 | 144.965
Line11_12_13 | 0.037966 | 0.037966 | 0.037966 | 0.037966 | 0.037966 | 0.037966 | 0.0087678 | 0.0087678 | 0.0087678 | 0.0087678 | 0.0087678 | 0.0087678 | -0.0005809 | 0.010345 | 0.01194 | 0.00059473 | -0.010331 | -0.011926 | -0.00061212 | 0.007136 | -0.0064382 | 0.00062654 | -0.0071217 | 0.0064526 | 173.3001 | 173.3001 | 173.3001 | -6.7003 | -6.7003 | -6.7003 |  | 0.096248 | 1.4334 | 1.5471 | 0.098527 | 1.4311 | 1.5465 | 39.7994 | -152.1019 | 144.965 | 39.7917 | -152.1202 | 144.8836
Line12_13_15 | 0 | 0 | 0 | 0 | 0 | 0 | 0 | 0 | 0 | 0 | 0 | 0 | -1.5406e-08 | 1.7817e-07 | -1.4046e-07 | 1.0485e-08 | -1.2229e-07 | 8.95e-08 | 1.3445e-08 | -2.3669e-07 | -2.8768e-07 | -8.755e-09 | 1.5528e-07 | 1.9393e-07 | 0 | 0 | 0 | 0 | 0 | 0 |  | 0.098527 | 1.4311 | 1.5465 | 0.098527 | 1.4311 | 1.5465 | 39.7917 | -152.1202 | 144.8836 | 39.7918 | -152.1202 | 144.8836
Line13_13_14 | 0.037965 | 0.037965 | 0.037965 | 0.037965 | 0.037965 | 0.037965 | 0.0087677 | 0.0087677 | 0.0087677 | 0.0087677 | 0.0087677 | 0.0087677 | -0.00059472 | 0.010331 | 0.011926 | 0.00060855 | -0.010317 | -0.011912 | -0.00062655 | 0.0071219 | -0.0064523 | 0.00064097 | -0.0071076 | 0.0064666 | 173.2983 | 173.2983 | 173.2983 | -6.7021 | -6.7021 | -6.7021 |  | 0.098527 | 1.4311 | 1.5465 | 0.10081 | 1.4289 | 1.5459 | 39.7917 | -152.1202 | 144.8836 | 39.7844 | -152.1386 | 144.8022
Line14_15_16 | 0 | 0 | 0 | 0 | 0 | 0 | 0 | 0 | 0 | 0 | 0 | 0 | -1.0271e-08 | 1.1878e-07 | -9.364e-08 | 5.3496e-09 | -6.2901e-08 | 4.268e-08 | 8.9631e-09 | -1.5779e-07 | -1.9178e-07 | -4.2735e-09 | 7.6384e-08 | 9.804e-08 | 0 | 0 | 0 | 0 | 0 | 0 |  | 0.098527 | 1.4311 | 1.5465 | 0.098527 | 1.4311 | 1.5465 | 39.7918 | -152.1202 | 144.8836 | 39.7918 | -152.1202 | 144.8836
Line15_16_17 | 0 | 0 | 0 | 0 | 0 | 0 | 0 | 0 | 0 | 0 | 0 | 0 | -5.1353e-09 | 5.9391e-08 | -4.682e-08 | 2.1423e-10 | -3.5101e-09 | -4.1399e-09 | 4.4816e-09 | -7.8895e-08 | -9.5892e-08 | 2.0809e-10 | -2.5111e-09 | 2.1474e-09 | 0 | 0 | 0 | 0 | 0 | 0 |  | 0.098527 | 1.4311 | 1.5465 | 0.098527 | 1.4311 | 1.5465 | 39.7918 | -152.1202 | 144.8836 | 39.7918 | -152.1202 | 144.8836
Line16_4_18 | 0.45844 | 0 | 0 | 0.45844 | 0 | 0 | 0.10587 | 0 | 0 | 0.10587 | 0 | 0 | 0.0033627 | 5.8704e-08 | -4.9533e-08 | -6.7594e-16 | -3.4281e-09 | -4.1005e-09 | 0.0035028 | -8.1188e-08 | -9.6423e-08 | 1.6615e-17 | -2.4982e-09 | 2.11e-09 | -6.3308 | 0 | 0 | 173.6693 | 0 | 0 |  | 0.045863 | 1.4288 | 1.546 | 0 | 1.4199 | 1.5436 | 39.8384 | -152.1431 | 144.798 | 0 | -152.2199 | 144.4691
Line17_5_19 | 0.038185 | 0.038185 | 0.038185 | 0.038185 | 0.038185 | 0.038185 | 0.0088184 | 0.0088184 | 0.0088184 | 0.0088184 | 0.0088184 | 0.0088184 | -0.00055986 | 0.010475 | 0.011998 | 0.00057385 | -0.010461 | -0.011984 | -0.00058354 | 0.0071445 | -0.0065174 | 0.00059813 | -0.00713 | 0.0065319 | 173.6375 | 173.6375 | 173.6375 | -6.3629 | -6.3629 | -6.3629 |  | 0.091704 | 1.4378 | 1.5484 | 0.093996 | 1.4356 | 1.5478 | 39.8241 | -152.0661 | 145.1269 | 39.8237 | -152.0849 | 145.0451
Line1_1_3 | 0.037966 | 0.037966 | 0.037966 | 0.037966 | 0.037966 | 0.037966 | 0.0087678 | 0.0087678 | 0.0087678 | 0.0087678 | 0.0087678 | 0.0087678 | -0.0005394 | 0.010387 | 0.011981 | 0.00055323 | -0.010373 | -0.011967 | -0.00056887 | 0.007179 | -0.0063953 | 0.00058329 | -0.0071647 | 0.0064096 | 173.3015 | 173.3015 | 173.3015 | -6.699 | -6.699 | -6.699 |  | 0.089412 | 1.4401 | 1.549 | 0.091691 | 1.4378 | 1.5484 | 39.8246 | -152.0473 | 145.2087 | 39.8158 | -152.0655 | 145.1275
Line2_1_4 | 0.41989 | 0.038553 | 0.038553 | 0.41989 | 0.038553 | 0.038553 | 0.096969 | 0.0089035 | 0.0089035 | 0.096969 | 0.0089035 | 0.0089035 | 0.0060005 | 0.010661 | 0.012063 | -0.0030771 | -0.01059 | -0.011991 | 0.0062582 | 0.0071232 | -0.0066851 | -0.0032108 | -0.00705 | 0.0067582 | -6.3798 | 174.2038 | 174.2038 | 173.6202 | -5.7967 | -5.7967 |  | 0.089412 | 1.4401 | 1.549 | 0.045863 | 1.4288 | 1.546 | 39.8246 | -152.0473 | 145.2087 | 39.8384 | -152.1431 | 144.798
Line3_1_5 | 0.038185 | 0.038185 | 0.038185 | 0.038185 | 0.038185 | 0.038185 | 0.0088184 | 0.0088184 | 0.0088184 | 0.0088184 | 0.0088184 | 0.0088184 | -0.00054587 | 0.010489 | 0.012012 | 0.00055986 | -0.010475 | -0.011998 | -0.00056896 | 0.007159 | -0.0065029 | 0.00058354 | -0.0071445 | 0.0065174 | 173.638 | 173.638 | 173.638 | -6.3625 | -6.3625 | -6.3625 |  | 0.089412 | 1.4401 | 1.549 | 0.091704 | 1.4378 | 1.5484 | 39.8246 | -152.0473 | 145.2087 | 39.8241 | -152.0661 | 145.1269
Line4_2_6 | 0.038112 | 0.038112 | 0.038112 | 0.038112 | 0.038112 | 0.038112 | 0.0088015 | 0.0088015 | 0.0088015 | 0.0088015 | 0.0088015 | 0.0088015 | -0.00055765 | 0.010441 | 0.011988 | 0.00057159 | -0.010427 | -0.011974 | -0.00058346 | 0.0071512 | -0.0064815 | 0.00059799 | -0.0071368 | 0.0064959 | 173.5258 | 173.5258 | 173.5258 | -6.4746 | -6.4746 | -6.4746 |  | 0.091699 | 1.4378 | 1.5484 | 0.093987 | 1.4356 | 1.5477 | 39.8213 | -152.0659 | 145.1271 | 39.8183 | -152.0845 | 145.0455
Line5_6_7 | 0.038112 | 0.038112 | 0.038112 | 0.038112 | 0.038112 | 0.038112 | 0.0088015 | 0.0088015 | 0.0088015 | 0.0088015 | 0.0088015 | 0.0088015 | -0.00057159 | 0.010427 | 0.011974 | 0.00058553 | -0.010413 | -0.01196 | -0.00059799 | 0.0071368 | -0.0064959 | 0.00061252 | -0.0071223 | 0.0065103 | 173.5254 | 173.5254 | 173.5254 | -6.4751 | -6.4751 | -6.4751 |  | 0.093987 | 1.4356 | 1.5477 | 0.096275 | 1.4334 | 1.5471 | 39.8183 | -152.0845 | 145.0455 | 39.8153 | -152.1032 | 144.9638
Line6_7_8 | 0 | 0 | 0 | 0 | 0 | 0 | 0 | 0 | 0 | 0 | 0 | 0 | -1.5063e-08 | 1.784e-07 | -1.4094e-07 | 1.0252e-08 | -1.2246e-07 | 8.9815e-08 | 1.3186e-08 | -2.378e-07 | -2.8827e-07 | -8.587e-09 | 1.5602e-07 | 1.9434e-07 | 0 | 0 | 0 | 0 | 0 | 0 |  | 0.096275 | 1.4334 | 1.5471 | 0.096275 | 1.4334 | 1.5471 | 39.8153 | -152.1032 | 144.9638 | 39.8153 | -152.1032 | 144.9638
Line7_8_9 | 0 | 0 | 0 | 0 | 0 | 0 | 0 | 0 | 0 | 0 | 0 | 0 | -5.0209e-09 | 5.9467e-08 | -4.6982e-08 | 2.1005e-10 | -3.5264e-09 | -4.1482e-09 | 4.3952e-09 | -7.9267e-08 | -9.609e-08 | 2.0343e-10 | -2.5138e-09 | 2.1548e-09 | 0 | 0 | 0 | 0 | 0 | 0 |  | 0.096275 | 1.4334 | 1.5471 | 0.096275 | 1.4334 | 1.5471 | 39.8153 | -152.1032 | 144.9638 | 39.8153 | -152.1032 | 144.9638
Line8_8_10 | 0 | 0 | 0 | 0 | 0 | 0 | 0 | 0 | 0 | 0 | 0 | 0 | -5.0209e-09 | 5.9467e-08 | -4.6982e-08 | 2.1005e-10 | -3.5264e-09 | -4.1482e-09 | 4.3952e-09 | -7.9267e-08 | -9.609e-08 | 2.0343e-10 | -2.5138e-09 | 2.1548e-09 | 0 | 0 | 0 | 0 | 0 | 0 |  | 0.096275 | 1.4334 | 1.5471 | 0.096275 | 1.4334 | 1.5471 | 39.8153 | -152.1032 | 144.9638 | 39.8153 | -152.1032 | 144.9638
Line9_3_11 | 0.037966 | 0.037966 | 0.037966 | 0.037966 | 0.037966 | 0.037966 | 0.0087678 | 0.0087678 | 0.0087678 | 0.0087678 | 0.0087678 | 0.0087678 | -0.00055323 | 0.010373 | 0.011967 | 0.00056707 | -0.010359 | -0.011953 | -0.00058329 | 0.0071647 | -0.0064096 | 0.00059771 | -0.0071503 | 0.0064239 | 173.301 | 173.301 | 173.301 | -6.6994 | -6.6994 | -6.6994 |  | 0.091691 | 1.4378 | 1.5484 | 0.09397 | 1.4356 | 1.5477 | 39.8158 | -152.0655 | 145.1275 | 39.8074 | -152.0837 | 145.0463

## LG_min_fault_6
name | pf_ikss_a_from_ka | pf_ikss_b_from_ka | pf_ikss_c_from_ka | pf_ikss_a_to_ka | pf_ikss_b_to_ka | pf_ikss_c_to_ka | pf_skss_a_from_mw | pf_skss_b_from_mw | pf_skss_c_from_mw | pf_skss_a_to_mw | pf_skss_b_to_mw | pf_skss_c_to_mw | pf_p_a_from_mw | pf_p_b_from_mw | pf_p_c_from_mw | pf_p_a_to_mw | pf_p_b_to_mw | pf_p_c_to_mw | pf_q_a_from_mvar | pf_q_b_from_mvar | pf_q_c_from_mvar | pf_q_a_to_mvar | pf_q_b_to_mvar | pf_q_c_to_mvar | pf_ikss_a_from_degree | pf_ikss_b_from_degree | pf_ikss_c_from_degree | pf_ikss_a_to_degree | pf_ikss_b_to_degree | pf_ikss_c_to_degree | 3xI0 | pf_vm_a_from_pu | pf_vm_b_from_pu | pf_vm_c_from_pu | pf_vm_a_to_pu | pf_vm_b_to_pu | pf_vm_c_to_pu | pf_va_a_from_degree | pf_va_b_from_degree | pf_va_c_from_degree | pf_va_a_to_degree | pf_va_b_to_degree | pf_va_c_to_degree
Line0_1_2 | 0.0024546 | 0.0024546 | 0.0024546 | 0.0024546 | 0.0024546 | 0.0024546 | 0.00056687 | 0.00056687 | 0.00056687 | 0.00056687 | 0.00056687 | 0.00056687 | -0.00036373 | -9.0506e-05 | 0.00054513 | 0.00036378 | 9.0568e-05 | -0.00054508 | -0.00036564 | 0.00052441 | -0.00015823 | 0.0003657 | -0.00052435 | 0.00015829 | 137.0419 | 137.0419 | 137.0419 | -42.9585 | -42.9585 | -42.9585 |  | 0.90981 | 0.93877 | 1.0013 | 0.90996 | 0.93869 | 1.0013 | 2.1922 | -123.166 | 120.856 | 2.1924 | -123.1588 | 120.8485
Line10_11_12 | 0.0024452 | 0.0024452 | 0.0024452 | 0.0024452 | 0.0024452 | 0.0024452 | 0.0005647 | 0.0005647 | 0.0005647 | 0.0005647 | 0.0005647 | 0.0005647 | -0.00036101 | -9.2331e-05 | 0.00054354 | 0.00036107 | 9.2393e-05 | -0.00054349 | -0.00036578 | 0.00052192 | -0.0001556 | 0.00036585 | -0.00052186 | 0.00015566 | 136.8162 | 136.8162 | 136.8162 | -43.1842 | -43.1842 | -43.1842 |  | 0.9101 | 0.9386 | 1.0012 | 0.91025 | 0.93851 | 1.0011 | 2.1925 | -123.1516 | 120.8412 | 2.1926 | -123.1443 | 120.8337
Line11_12_13 | 0.0024452 | 0.0024452 | 0.0024452 | 0.0024452 | 0.0024452 | 0.0024452 | 0.0005647 | 0.0005647 | 0.0005647 | 0.0005647 | 0.0005647 | 0.0005647 | -0.00036107 | -9.2393e-05 | 0.00054349 | 0.00036112 | 9.2454e-05 | -0.00054343 | -0.00036585 | 0.00052186 | -0.00015566 | 0.00036591 | -0.0005218 | 0.00015571 | 136.8158 | 136.8158 | 136.8158 | -43.1847 | -43.1847 | -43.1847 |  | 0.91025 | 0.93851 | 1.0011 | 0.9104 | 0.93843 | 1.0011 | 2.1926 | -123.1443 | 120.8337 | 2.1927 | -123.1371 | 120.8263
Line12_13_15 | 0 | 0 | 0 | 0 | 0 | 0 | 0 | 0 | 0 | 0 | 0 | 0 | -9.0109e-09 | 1.2218e-08 | -3.1377e-09 | 6.1372e-09 | -8.1102e-09 | 1.904e-09 | 8.178e-09 | 2.695e-09 | -1.2973e-08 | -5.3307e-09 | -1.9756e-09 | 8.6986e-09 | 0 | 0 | 0 | 0 | 0 | 0 |  | 0.9104 | 0.93843 | 1.0011 | 0.9104 | 0.93843 | 1.0011 | 2.1927 | -123.1371 | 120.8263 | 2.1927 | -123.1371 | 120.8263
Line13_13_14 | 0.0024452 | 0.0024452 | 0.0024452 | 0.0024452 | 0.0024452 | 0.0024452 | 0.0005647 | 0.0005647 | 0.0005647 | 0.0005647 | 0.0005647 | 0.0005647 | -0.00036111 | -9.2466e-05 | 0.00054343 | 0.00036117 | 9.2528e-05 | -0.00054338 | -0.00036592 | 0.0005218 | -0.0001557 | 0.00036598 | -0.00052174 | 0.00015576 | 136.814 | 136.814 | 136.814 | -43.1865 | -43.1865 | -43.1865 |  | 0.9104 | 0.93843 | 1.0011 | 0.91054 | 0.93834 | 1.001 | 2.1927 | -123.1371 | 120.8263 | 2.1928 | -123.1298 | 120.8189
Line14_15_16 | 0 | 0 | 0 | 0 | 0 | 0 | 0 | 0 | 0 | 0 | 0 | 0 | -6.0073e-09 | 8.1451e-09 | -2.0918e-09 | 3.1335e-09 | -4.0376e-09 | 8.5809e-10 | 5.452e-09 | 1.7967e-09 | -8.6483e-09 | -2.6047e-09 | -1.0772e-09 | 4.3745e-09 | 0 | 0 | 0 | 0 | 0 | 0 |  | 0.9104 | 0.93843 | 1.0011 | 0.9104 | 0.93843 | 1.0011 | 2.1927 | -123.1371 | 120.8263 | 2.1927 | -123.1371 | 120.8263
Line15_16_17 | 0 | 0 | 0 | 0 | 0 | 0 | 0 | 0 | 0 | 0 | 0 | 0 | -3.0036e-09 | 4.0726e-09 | -1.0459e-09 | 1.2988e-10 | 3.4925e-11 | -1.8782e-10 | 2.726e-09 | 8.9835e-10 | -4.3242e-09 | 1.2133e-10 | -1.7889e-10 | 5.0288e-11 | 0 | 0 | 0 | 0 | 0 | 0 |  | 0.9104 | 0.93843 | 1.0011 | 0.9104 | 0.93843 | 1.0011 | 2.1927 | -123.1371 | 120.8263 | 2.1927 | -123.1371 | 120.8263
Line16_4_18 | 0.029526 | 0 | 0 | 0.029526 | 0 | 0 | 0.0068188 | 0 | 0 | 0.0068188 | 0 | 0 | 0.0043729 | 4.1544e-09 | -1.146e-09 | -0.004359 | 3.6556e-11 | -1.8648e-10 | 0.0043735 | 8.3516e-10 | -4.3729e-09 | -0.004359 | -1.7674e-10 | 4.7965e-11 | -42.8151 | 0 | 0 | 137.1849 | 0 | 0 |  | 0.90701 | 0.93833 | 1.001 | 0.90405 | 0.93798 | 1.0007 | 2.1887 | -123.1298 | 120.8184 | 2.1849 | -123.1008 | 120.7884
Line17_5_19 | 0.0024593 | 0.0024593 | 0.0024593 | 0.0024593 | 0.0024593 | 0.0024593 | 0.00056796 | 0.00056796 | 0.00056796 | 0.00056796 | 0.00056796 | 0.00056796 | -0.0003652 | -8.9718e-05 | 0.00054581 | 0.00036525 | 8.978e-05 | -0.00054576 | -0.0003657 | 0.00052553 | -0.00015965 | 0.00036576 | -0.00052547 | 0.00015971 | 137.1532 | 137.1532 | 137.1532 | -42.8473 | -42.8473 | -42.8473 |  | 0.90996 | 0.93868 | 1.0013 | 0.9101 | 0.9386 | 1.0012 | 2.1924 | -123.1588 | 120.8485 | 2.1926 | -123.1515 | 120.841
Line1_1_3 | 0.0024452 | 0.0024452 | 0.0024452 | 0.0024452 | 0.0024452 | 0.0024452 | 0.0005647 | 0.0005647 | 0.0005647 | 0.0005647 | 0.0005647 | 0.0005647 | -0.0003609 | -9.2208e-05 | 0.00054366 | 0.00036096 | 9.227e-05 | -0.0005436 | -0.00036566 | 0.00052204 | -0.00015549 | 0.00036572 | -0.00052198 | 0.00015555 | 136.8171 | 136.8171 | 136.8171 | -43.1833 | -43.1833 | -43.1833 |  | 0.90981 | 0.93877 | 1.0013 | 0.90996 | 0.93869 | 1.0013 | 2.1922 | -123.166 | 120.856 | 2.1923 | -123.1588 | 120.8486
Line2_1_4 | 0.027043 | 0.0024831 | 0.0024831 | 0.027043 | 0.0024831 | 0.0024831 | 0.0062454 | 0.00057344 | 0.00057344 | 0.0062454 | 0.00057344 | 0.00057344 | 0.0040139 | -8.5276e-05 | 0.00054952 | -0.0040018 | 8.5577e-05 | -0.00054922 | 0.0040218 | 0.00053153 | -0.00016657 | -0.0040092 | -0.00053123 | 0.00016687 | -42.8642 | 137.7194 | 137.7194 | 137.1359 | -42.2811 | -42.2811 |  | 0.90981 | 0.93877 | 1.0013 | 0.90701 | 0.93833 | 1.001 | 2.1922 | -123.166 | 120.856 | 2.1887 | -123.1298 | 120.8184
Line3_1_5 | 0.0024593 | 0.0024593 | 0.0024593 | 0.0024593 | 0.0024593 | 0.0024593 | 0.00056796 | 0.00056796 | 0.00056796 | 0.00056796 | 0.00056796 | 0.00056796 | -0.00036514 | -8.9656e-05 | 0.00054587 | 0.0003652 | 8.9718e-05 | -0.00054581 | -0.00036563 | 0.00052559 | -0.0001596 | 0.0003657 | -0.00052553 | 0.00015965 | 137.1536 | 137.1536 | 137.1536 | -42.8468 | -42.8468 | -42.8468 |  | 0.90981 | 0.93877 | 1.0013 | 0.90996 | 0.93868 | 1.0013 | 2.1922 | -123.166 | 120.856 | 2.1924 | -123.1588 | 120.8485
Line4_2_6 | 0.0024546 | 0.0024546 | 0.0024546 | 0.0024546 | 0.0024546 | 0.0024546 | 0.00056687 | 0.00056687 | 0.00056687 | 0.00056687 | 0.00056687 | 0.00056687 | -0.00036378 | -9.0568e-05 | 0.00054508 | 0.00036384 | 9.063e-05 | -0.00054502 | -0.0003657 | 0.00052435 | -0.00015829 | 0.00036577 | -0.00052429 | 0.00015834 | 137.0415 | 137.0415 | 137.0415 | -42.959 | -42.959 | -42.959 |  | 0.90996 | 0.93869 | 1.0013 | 0.9101 | 0.9386 | 1.0012 | 2.1924 | -123.1588 | 120.8485 | 2.1925 | -123.1515 | 120.8411
Line5_6_7 | 0.0024546 | 0.0024546 | 0.0024546 | 0.0024546 | 0.0024546 | 0.0024546 | 0.00056687 | 0.00056687 | 0.00056687 | 0.00056687 | 0.00056687 | 0.00056687 | -0.00036384 | -9.063e-05 | 0.00054502 | 0.00036389 | 9.0692e-05 | -0.00054496 | -0.00036577 | 0.00052429 | -0.00015834 | 0.00036583 | -0.00052423 | 0.0001584 | 137.041 | 137.041 | 137.041 | -42.9594 | -42.9594 | -42.9594 |  | 0.9101 | 0.9386 | 1.0012 | 0.91025 | 0.93851 | 1.0011 | 2.1925 | -123.1515 | 120.8411 | 2.1927 | -123.1443 | 120.8336
Line6_7_8 | 0 | 0 | 0 | 0 | 0 | 0 | 0 | 0 | 0 | 0 | 0 | 0 | -9.0109e-09 | 1.2248e-08 | -3.1676e-09 | 6.1376e-09 | -8.1306e-09 | 1.9236e-09 | 8.2099e-09 | 2.6751e-09 | -1.2993e-08 | -5.3519e-09 | -1.9627e-09 | 8.7125e-09 | 0 | 0 | 0 | 0 | 0 | 0 |  | 0.91025 | 0.93851 | 1.0011 | 0.91025 | 0.93851 | 1.0011 | 2.1927 | -123.1443 | 120.8336 | 2.1927 | -123.1443 | 120.8336
Line7_8_9 | 0 | 0 | 0 | 0 | 0 | 0 | 0 | 0 | 0 | 0 | 0 | 0 | -3.0036e-09 | 4.0826e-09 | -1.0559e-09 | 1.3034e-10 | 3.4616e-11 | -1.8809e-10 | 2.7366e-09 | 8.9171e-10 | -4.3309e-09 | 1.2131e-10 | -1.7932e-10 | 5.0736e-11 | 0 | 0 | 0 | 0 | 0 | 0 |  | 0.91025 | 0.93851 | 1.0011 | 0.91025 | 0.93851 | 1.0011 | 2.1927 | -123.1443 | 120.8336 | 2.1927 | -123.1443 | 120.8336
Line8_8_10 | 0 | 0 | 0 | 0 | 0 | 0 | 0 | 0 | 0 | 0 | 0 | 0 | -3.0036e-09 | 4.0826e-09 | -1.0559e-09 | 1.3034e-10 | 3.4616e-11 | -1.8809e-10 | 2.7366e-09 | 8.9171e-10 | -4.3309e-09 | 1.2131e-10 | -1.7932e-10 | 5.0736e-11 | 0 | 0 | 0 | 0 | 0 | 0 |  | 0.91025 | 0.93851 | 1.0011 | 0.91025 | 0.93851 | 1.0011 | 2.1927 | -123.1443 | 120.8336 | 2.1927 | -123.1443 | 120.8336
Line9_3_11 | 0.0024452 | 0.0024452 | 0.0024452 | 0.0024452 | 0.0024452 | 0.0024452 | 0.0005647 | 0.0005647 | 0.0005647 | 0.0005647 | 0.0005647 | 0.0005647 | -0.00036096 | -9.227e-05 | 0.0005436 | 0.00036101 | 9.2331e-05 | -0.00054354 | -0.00036572 | 0.00052198 | -0.00015555 | 0.00036578 | -0.00052192 | 0.0001556 | 136.8167 | 136.8167 | 136.8167 | -43.1838 | -43.1838 | -43.1838 |  | 0.90996 | 0.93869 | 1.0013 | 0.9101 | 0.9386 | 1.0012 | 2.1923 | -123.1588 | 120.8486 | 2.1925 | -123.1516 | 120.8412

## LG_min_fault_10
name | pf_ikss_a_from_ka | pf_ikss_b_from_ka | pf_ikss_c_from_ka | pf_ikss_a_to_ka | pf_ikss_b_to_ka | pf_ikss_c_to_ka | pf_skss_a_from_mw | pf_skss_b_from_mw | pf_skss_c_from_mw | pf_skss_a_to_mw | pf_skss_b_to_mw | pf_skss_c_to_mw | pf_p_a_from_mw | pf_p_b_from_mw | pf_p_c_from_mw | pf_p_a_to_mw | pf_p_b_to_mw | pf_p_c_to_mw | pf_q_a_from_mvar | pf_q_b_from_mvar | pf_q_c_from_mvar | pf_q_a_to_mvar | pf_q_b_to_mvar | pf_q_c_to_mvar | pf_ikss_a_from_degree | pf_ikss_b_from_degree | pf_ikss_c_from_degree | pf_ikss_a_to_degree | pf_ikss_b_to_degree | pf_ikss_c_to_degree | 3xI0 | pf_vm_a_from_pu | pf_vm_b_from_pu | pf_vm_c_from_pu | pf_vm_a_to_pu | pf_vm_b_to_pu | pf_vm_c_to_pu | pf_va_a_from_degree | pf_va_b_from_degree | pf_va_c_from_degree | pf_va_a_to_degree | pf_va_b_to_degree | pf_va_c_to_degree
Line0_1_2 | 0.0023254 | 0.0023254 | 0.0023254 | 0.0023254 | 0.0023254 | 0.0023254 | 0.00053704 | 0.00053704 | 0.00053704 | 0.00053704 | 0.00053704 | 0.00053704 | -0.00032645 | -8.123e-05 | 0.00048926 | 0.0003265 | 8.1286e-05 | -0.00048921 | -0.00032817 | 0.00047066 | -0.00014201 | 0.00032822 | -0.00047061 | 0.00014206 | 137.0419 | 137.0419 | 137.0419 | -42.9585 | -42.9585 | -42.9585 |  | 0.86192 | 0.88936 | 0.94864 | 0.86206 | 0.88928 | 0.94858 | 2.1922 | -123.166 | 120.856 | 2.1924 | -123.1588 | 120.8485
Line10_11_12 | 0.0023165 | 0.0023165 | 0.0023165 | 0.0023165 | 0.0023165 | 0.0023165 | 0.00053498 | 0.00053498 | 0.00053498 | 0.00053498 | 0.00053498 | 0.00053498 | -0.00032401 | -8.2868e-05 | 0.00048783 | 0.00032406 | 8.2923e-05 | -0.00048778 | -0.00032829 | 0.00046843 | -0.00013965 | 0.00032835 | -0.00046837 | 0.0001397 | 136.8162 | 136.8162 | 136.8162 | -43.1842 | -43.1842 | -43.1842 |  | 0.8622 | 0.8892 | 0.94851 | 0.86234 | 0.88912 | 0.94845 | 2.1925 | -123.1516 | 120.8412 | 2.1926 | -123.1443 | 120.8337
Line11_12_13 | 0.0023165 | 0.0023165 | 0.0023165 | 0.0023165 | 0.0023165 | 0.0023165 | 0.00053498 | 0.00053498 | 0.00053498 | 0.00053498 | 0.00053498 | 0.00053498 | -0.00032406 | -8.2923e-05 | 0.00048778 | 0.00032411 | 8.2978e-05 | -0.00048773 | -0.00032835 | 0.00046837 | -0.0001397 | 0.00032841 | -0.00046832 | 0.00013975 | 136.8158 | 136.8158 | 136.8158 | -43.1847 | -43.1847 | -43.1847 |  | 0.86234 | 0.88912 | 0.94845 | 0.86248 | 0.88904 | 0.94838 | 2.1926 | -123.1443 | 120.8337 | 2.1927 | -123.1371 | 120.8263
Line12_13_15 | 0 | 0 | 0 | 0 | 0 | 0 | 0 | 0 | 0 | 0 | 0 | 0 | -8.0874e-09 | 1.0965e-08 | -2.8161e-09 | 5.5082e-09 | -7.279e-09 | 1.7088e-09 | 7.3398e-09 | 2.4188e-09 | -1.1643e-08 | -4.7843e-09 | -1.7731e-09 | 7.8071e-09 | 0 | 0 | 0 | 0 | 0 | 0 |  | 0.86248 | 0.88904 | 0.94838 | 0.86248 | 0.88904 | 0.94838 | 2.1927 | -123.1371 | 120.8263 | 2.1927 | -123.1371 | 120.8263
Line13_13_14 | 0.0023165 | 0.0023165 | 0.0023165 | 0.0023165 | 0.0023165 | 0.0023165 | 0.00053498 | 0.00053498 | 0.00053498 | 0.00053498 | 0.00053498 | 0.00053498 | -0.0003241 | -8.2989e-05 | 0.00048774 | 0.00032415 | 8.3044e-05 | -0.00048769 | -0.00032841 | 0.00046832 | -0.00013974 | 0.00032847 | -0.00046826 | 0.00013979 | 136.814 | 136.814 | 136.814 | -43.1865 | -43.1865 | -43.1865 |  | 0.86248 | 0.88904 | 0.94838 | 0.86262 | 0.88895 | 0.94832 | 2.1927 | -123.1371 | 120.8263 | 2.1928 | -123.1298 | 120.8189
Line14_15_16 | 0 | 0 | 0 | 0 | 0 | 0 | 0 | 0 | 0 | 0 | 0 | 0 | -5.3916e-09 | 7.3103e-09 | -1.8774e-09 | 2.8124e-09 | -3.6238e-09 | 7.7014e-10 | 4.8932e-09 | 1.6125e-09 | -7.7619e-09 | -2.3377e-09 | -9.6683e-10 | 3.9261e-09 | 0 | 0 | 0 | 0 | 0 | 0 |  | 0.86248 | 0.88904 | 0.94838 | 0.86248 | 0.88904 | 0.94838 | 2.1927 | -123.1371 | 120.8263 | 2.1927 | -123.1371 | 120.8263
Line15_16_17 | 0 | 0 | 0 | 0 | 0 | 0 | 0 | 0 | 0 | 0 | 0 | 0 | -2.6958e-09 | 3.6552e-09 | -9.387e-10 | 1.1657e-10 | 3.1346e-11 | -1.6857e-10 | 2.4466e-09 | 8.0627e-10 | -3.881e-09 | 1.089e-10 | -1.6055e-10 | 4.5134e-11 | 0 | 0 | 0 | 0 | 0 | 0 |  | 0.86248 | 0.88904 | 0.94838 | 0.86248 | 0.88904 | 0.94838 | 2.1927 | -123.1371 | 120.8263 | 2.1927 | -123.1371 | 120.8263
Line16_4_18 | 0.027972 | 0 | 0 | 0.027972 | 0 | 0 | 0.0064599 | 0 | 0 | 0.0064599 | 0 | 0 | 0.0039247 | 3.7286e-09 | -1.0285e-09 | -0.0039122 | 3.2809e-11 | -1.6737e-10 | 0.0039253 | 7.4956e-10 | -3.9247e-09 | -0.0039122 | -1.5862e-10 | 4.3049e-11 | -42.8151 | 0 | 0 | 137.1849 | 0 | 0 |  | 0.85927 | 0.88895 | 0.94832 | 0.85647 | 0.88861 | 0.94806 | 2.1887 | -123.1298 | 120.8184 | 2.1849 | -123.1008 | 120.7884
Line17_5_19 | 0.0023299 | 0.0023299 | 0.0023299 | 0.0023299 | 0.0023299 | 0.0023299 | 0.00053807 | 0.00053807 | 0.00053807 | 0.00053807 | 0.00053807 | 0.00053807 | -0.00032777 | -8.0522e-05 | 0.00048987 | 0.00032782 | 8.0578e-05 | -0.00048982 | -0.00032821 | 0.00047167 | -0.00014329 | 0.00032827 | -0.00047161 | 0.00014334 | 137.1532 | 137.1532 | 137.1532 | -42.8473 | -42.8473 | -42.8473 |  | 0.86206 | 0.88928 | 0.94858 | 0.8622 | 0.8892 | 0.94851 | 2.1924 | -123.1588 | 120.8485 | 2.1926 | -123.1515 | 120.841
Line1_1_3 | 0.0023165 | 0.0023165 | 0.0023165 | 0.0023165 | 0.0023165 | 0.0023165 | 0.00053498 | 0.00053498 | 0.00053498 | 0.00053498 | 0.00053498 | 0.00053498 | -0.00032391 | -8.2758e-05 | 0.00048794 | 0.00032396 | 8.2813e-05 | -0.00048789 | -0.00032818 | 0.00046854 | -0.00013955 | 0.00032824 | -0.00046848 | 0.0001396 | 136.8171 | 136.8171 | 136.8171 | -43.1833 | -43.1833 | -43.1833 |  | 0.86192 | 0.88936 | 0.94864 | 0.86206 | 0.88928 | 0.94858 | 2.1922 | -123.166 | 120.856 | 2.1923 | -123.1588 | 120.8486
Line2_1_4 | 0.02562 | 0.0023524 | 0.0023524 | 0.02562 | 0.0023524 | 0.0023524 | 0.0059167 | 0.00054326 | 0.00054326 | 0.0059167 | 0.00054326 | 0.00054326 | 0.0036025 | -7.6536e-05 | 0.0004932 | -0.0035916 | 7.6806e-05 | -0.00049293 | 0.0036096 | 0.00047705 | -0.0001495 | -0.0035982 | -0.00047678 | 0.00014977 | -42.8642 | 137.7194 | 137.7194 | 137.1359 | -42.2811 | -42.2811 |  | 0.86192 | 0.88936 | 0.94864 | 0.85927 | 0.88895 | 0.94832 | 2.1922 | -123.166 | 120.856 | 2.1887 | -123.1298 | 120.8184
Line3_1_5 | 0.0023299 | 0.0023299 | 0.0023299 | 0.0023299 | 0.0023299 | 0.0023299 | 0.00053807 | 0.00053807 | 0.00053807 | 0.00053807 | 0.00053807 | 0.00053807 | -0.00032772 | -8.0467e-05 | 0.00048992 | 0.00032777 | 8.0522e-05 | -0.00048987 | -0.00032816 | 0.00047172 | -0.00014324 | 0.00032821 | -0.00047167 | 0.00014329 | 137.1536 | 137.1536 | 137.1536 | -42.8468 | -42.8468 | -42.8468 |  | 0.86192 | 0.88936 | 0.94864 | 0.86206 | 0.88928 | 0.94858 | 2.1922 | -123.166 | 120.856 | 2.1924 | -123.1588 | 120.8485
Line4_2_6 | 0.0023254 | 0.0023254 | 0.0023254 | 0.0023254 | 0.0023254 | 0.0023254 | 0.00053703 | 0.00053703 | 0.00053703 | 0.00053703 | 0.00053703 | 0.00053703 | -0.0003265 | -8.1286e-05 | 0.00048921 | 0.00032655 | 8.1341e-05 | -0.00048916 | -0.00032822 | 0.00047061 | -0.00014206 | 0.00032828 | -0.00047055 | 0.00014211 | 137.0415 | 137.0415 | 137.0415 | -42.959 | -42.959 | -42.959 |  | 0.86206 | 0.88928 | 0.94858 | 0.8622 | 0.8892 | 0.94851 | 2.1924 | -123.1588 | 120.8485 | 2.1925 | -123.1515 | 120.8411
Line5_6_7 | 0.0023254 | 0.0023254 | 0.0023254 | 0.0023254 | 0.0023254 | 0.0023254 | 0.00053703 | 0.00053703 | 0.00053703 | 0.00053703 | 0.00053703 | 0.00053703 | -0.00032655 | -8.1341e-05 | 0.00048916 | 0.0003266 | 8.1397e-05 | -0.00048911 | -0.00032828 | 0.00047055 | -0.00014211 | 0.00032834 | -0.0004705 | 0.00014216 | 137.041 | 137.041 | 137.041 | -42.9594 | -42.9594 | -42.9594 |  | 0.8622 | 0.8892 | 0.94851 | 0.86234 | 0.88912 | 0.94845 | 2.1925 | -123.1515 | 120.8411 | 2.1927 | -123.1443 | 120.8336
Line6_7_8 | 0 | 0 | 0 | 0 | 0 | 0 | 0 | 0 | 0 | 0 | 0 | 0 | -8.0873e-09 | 1.0993e-08 | -2.8429e-09 | 5.5085e-09 | -7.2973e-09 | 1.7265e-09 | 7.3684e-09 | 2.4009e-09 | -1.1661e-08 | -4.8034e-09 | -1.7616e-09 | 7.8195e-09 | 0 | 0 | 0 | 0 | 0 | 0 |  | 0.86234 | 0.88912 | 0.94845 | 0.86234 | 0.88912 | 0.94845 | 2.1927 | -123.1443 | 120.8336 | 2.1927 | -123.1443 | 120.8336
Line7_8_9 | 0 | 0 | 0 | 0 | 0 | 0 | 0 | 0 | 0 | 0 | 0 | 0 | -2.6958e-09 | 3.6642e-09 | -9.4764e-10 | 1.1698e-10 | 3.1068e-11 | -1.6881e-10 | 2.4561e-09 | 8.0031e-10 | -3.887e-09 | 1.0888e-10 | -1.6094e-10 | 4.5536e-11 | 0 | 0 | 0 | 0 | 0 | 0 |  | 0.86234 | 0.88912 | 0.94845 | 0.86234 | 0.88912 | 0.94845 | 2.1927 | -123.1443 | 120.8336 | 2.1927 | -123.1443 | 120.8336
Line8_8_10 | 0 | 0 | 0 | 0 | 0 | 0 | 0 | 0 | 0 | 0 | 0 | 0 | -2.6958e-09 | 3.6642e-09 | -9.4764e-10 | 1.1698e-10 | 3.1068e-11 | -1.6881e-10 | 2.4561e-09 | 8.0031e-10 | -3.887e-09 | 1.0888e-10 | -1.6094e-10 | 4.5536e-11 | 0 | 0 | 0 | 0 | 0 | 0 |  | 0.86234 | 0.88912 | 0.94845 | 0.86234 | 0.88912 | 0.94845 | 2.1927 | -123.1443 | 120.8336 | 2.1927 | -123.1443 | 120.8336
Line9_3_11 | 0.0023165 | 0.0023165 | 0.0023165 | 0.0023165 | 0.0023165 | 0.0023165 | 0.00053498 | 0.00053498 | 0.00053498 | 0.00053498 | 0.00053498 | 0.00053498 | -0.00032396 | -8.2813e-05 | 0.00048789 | 0.00032401 | 8.2868e-05 | -0.00048783 | -0.00032824 | 0.00046848 | -0.0001396 | 0.00032829 | -0.00046843 | 0.00013965 | 136.8167 | 136.8167 | 136.8167 | -43.1838 | -43.1838 | -43.1838 |  | 0.86206 | 0.88928 | 0.94858 | 0.8622 | 0.8892 | 0.94851 | 2.1923 | -123.1588 | 120.8486 | 2.1925 | -123.1516 | 120.8412

## LLG_max_6
name | pf_ikss_a_from_ka | pf_ikss_b_from_ka | pf_ikss_c_from_ka | pf_ikss_a_to_ka | pf_ikss_b_to_ka | pf_ikss_c_to_ka | pf_skss_a_from_mw | pf_skss_b_from_mw | pf_skss_c_from_mw | pf_skss_a_to_mw | pf_skss_b_to_mw | pf_skss_c_to_mw | pf_p_a_from_mw | pf_p_b_from_mw | pf_p_c_from_mw | pf_p_a_to_mw | pf_p_b_to_mw | pf_p_c_to_mw | pf_q_a_from_mvar | pf_q_b_from_mvar | pf_q_c_from_mvar | pf_q_a_to_mvar | pf_q_b_to_mvar | pf_q_c_to_mvar | pf_ikss_a_from_degree | pf_ikss_b_from_degree | pf_ikss_c_from_degree | pf_ikss_a_to_degree | pf_ikss_b_to_degree | pf_ikss_c_to_degree | 3xI0 | pf_vm_a_from_pu | pf_vm_b_from_pu | pf_vm_c_from_pu | pf_vm_a_to_pu | pf_vm_b_to_pu | pf_vm_c_to_pu | pf_va_a_from_degree | pf_va_b_from_degree | pf_va_c_from_degree | pf_va_a_to_degree | pf_va_b_to_degree | pf_va_c_to_degree
Line0_1_2 | 0.02378 | 0.02378 | 0.02378 | 0.02378 | 0.02378 | 0.02378 | 0.0054917 | 0.0054917 | 0.0054917 | 0.0054917 | 0.0054917 | 0.0054917 | 0.0085922 | -0.00032584 | 0.00024125 | -0.0085894 | 0.00032864 | -0.00023839 | 0.00022045 | -0.0034108 | 0.0032409 | -0.00021487 | 0.0034165 | -0.0032352 | -2.5464 | -2.5463 | -2.5465 | 177.4532 | 177.4532 | 177.4531 |  | 1.5651 | 0.62391 | 0.59177 | 1.5646 | 0.62499 | 0.59071 | -1.0767 | -98.0033 | 83.1963 | -1.1139 | -98.0413 | 83.2387
Line10_11_12 | 0.023732 | 0.023732 | 0.023732 | 0.023732 | 0.023732 | 0.023732 | 0.0054806 | 0.0054806 | 0.0054806 | 0.0054806 | 0.0054806 | 0.0054806 | 0.0085683 | -0.0003173 | 0.00022229 | -0.0085655 | 0.00032009 | -0.00021945 | 0.00024277 | -0.0034165 | 0.003224 | -0.0002372 | 0.0034221 | -0.0032184 | -2.7737 | -2.7737 | -2.7738 | 177.2258 | 177.2259 | 177.2257 |  | 1.564 | 0.62605 | 0.58965 | 1.5635 | 0.62713 | 0.58859 | -1.1508 | -98.0798 | 83.2819 | -1.1879 | -98.1178 | 83.3249
Line11_12_13 | 0.023732 | 0.023732 | 0.023732 | 0.023732 | 0.023732 | 0.023732 | 0.0054806 | 0.0054806 | 0.0054806 | 0.0054806 | 0.0054806 | 0.0054806 | 0.0085654 | -0.00032009 | 0.00021945 | -0.0085626 | 0.00032288 | -0.00021661 | 0.0002372 | -0.0034221 | 0.0032184 | -0.00023164 | 0.0034277 | -0.0032127 | -2.7742 | -2.7741 | -2.7742 | 177.2254 | 177.2254 | 177.2253 |  | 1.5635 | 0.62713 | 0.58859 | 1.5629 | 0.6282 | 0.58753 | -1.1879 | -98.1178 | 83.3249 | -1.2251 | -98.1558 | 83.3681
Line12_13_15 | 0 | 0 | 0 | 0 | 0 | 0 | 0 | 0 | 0 | 0 | 0 | 0 | 1.3888e-08 | -8.3223e-08 | 7.4115e-08 | -1.22e-08 | 5.628e-08 | -4.886e-08 | -2.0158e-07 | 5.0745e-09 | -1.2089e-09 | 1.3426e-07 | -2.4831e-09 | -5.437e-10 | 0 | 0 | 0 | 0 | 0 | 0 |  | 1.5629 | 0.6282 | 0.58753 | 1.5629 | 0.6282 | 0.58753 | -1.2251 | -98.1558 | 83.3681 | -1.2251 | -98.1558 | 83.3681
Line13_13_14 | 0.023732 | 0.023732 | 0.023732 | 0.023732 | 0.023732 | 0.023732 | 0.0054806 | 0.0054806 | 0.0054806 | 0.0054806 | 0.0054806 | 0.0054806 | 0.0085626 | -0.0003228 | 0.00021654 | -0.0085598 | 0.00032559 | -0.0002137 | 0.00023184 | -0.0034277 | 0.0032127 | -0.00022627 | 0.0034334 | -0.0032071 | -2.776 | -2.776 | -2.776 | 177.2236 | 177.2236 | 177.2235 |  | 1.5629 | 0.6282 | 0.58753 | 1.5624 | 0.62927 | 0.58647 | -1.2251 | -98.1558 | 83.3681 | -1.2622 | -98.1936 | 83.4114
Line14_15_16 | 0 | 0 | 0 | 0 | 0 | 0 | 0 | 0 | 0 | 0 | 0 | 0 | 9.259e-09 | -5.5482e-08 | 4.941e-08 | -7.5703e-09 | 2.8539e-08 | -2.4155e-08 | -1.3439e-07 | 3.383e-09 | -8.0596e-10 | 6.7064e-08 | -7.9158e-10 | -9.4668e-10 | 0 | 0 | 0 | 0 | 0 | 0 |  | 1.5629 | 0.6282 | 0.58753 | 1.5629 | 0.6282 | 0.58753 | -1.2251 | -98.1558 | 83.3681 | -1.2251 | -98.1558 | 83.3681
Line15_16_17 | 0 | 0 | 0 | 0 | 0 | 0 | 0 | 0 | 0 | 0 | 0 | 0 | 4.6295e-09 | -2.7741e-08 | 2.4705e-08 | -2.9408e-09 | 7.9792e-10 | 5.4951e-10 | -6.7193e-08 | 1.6915e-09 | -4.0298e-10 | -1.2865e-10 | 8.9991e-10 | -1.3497e-09 | 0 | 0 | 0 | 0 | 0 | 0 |  | 1.5629 | 0.6282 | 0.58753 | 1.5629 | 0.6282 | 0.58753 | -1.2251 | -98.1558 | 83.3681 | -1.2251 | -98.1558 | 83.3681
Line16_4_18 | 0 | 3.272 | 3.0063 | 0 | 3.272 | 3.0063 | 0 | 0.75564 | 0.69428 | 0 | 0.75564 | 0.69428 | 3.37e-09 | 0.1045 | 0.092798 | -2.9211e-09 | 3.4148e-14 | 7.4354e-15 | -6.7779e-08 | 0.21175 | 0.18285 | -1.482e-10 | 1.3309e-14 | 1.8701e-14 | 0 | -161.7731 | 20.1458 | 0 | 18.2269 | -159.8542 |  | 1.5624 | 0.3125 | 0.29535 | 1.5603 | 0 | 0 | -1.2638 | -98.0403 | 83.2378 | -1.4137 | 0 | 0
Line17_5_19 | 0.023804 | 0.023804 | 0.023804 | 0.023804 | 0.023804 | 0.023804 | 0.0054972 | 0.0054972 | 0.0054972 | 0.0054972 | 0.0054972 | 0.0054972 | 0.0085984 | -0.00033566 | 0.00024499 | -0.0085956 | 0.00033846 | -0.00024213 | 0.00019823 | -0.0034193 | 0.003238 | -0.00019263 | 0.003425 | -0.0032323 | -2.4346 | -2.4346 | -2.4346 | 177.5649 | 177.5649 | 177.5649 |  | 1.5646 | 0.62499 | 0.5907 | 1.564 | 0.62607 | 0.58964 | -1.114 | -98.0411 | 83.2386 | -1.1513 | -98.0789 | 83.281
Line1_1_3 | 0.023732 | 0.023732 | 0.023732 | 0.023732 | 0.023732 | 0.023732 | 0.0054806 | 0.0054806 | 0.0054806 | 0.0054806 | 0.0054806 | 0.0054806 | 0.0085739 | -0.00031173 | 0.00022797 | -0.0085711 | 0.00031452 | -0.00022513 | 0.0002539 | -0.0034052 | 0.0032352 | -0.00024833 | 0.0034108 | -0.0032296 | -2.7728 | -2.7727 | -2.7729 | 177.2267 | 177.2268 | 177.2266 |  | 1.5651 | 0.62391 | 0.59177 | 1.5645 | 0.62498 | 0.59071 | -1.0767 | -98.0033 | 83.1963 | -1.1137 | -98.0416 | 83.2391
Line2_1_4 | 0.023924 | 3.2495 | 3.0285 | 0.023924 | 3.2495 | 3.0285 | 0.0055251 | 0.75045 | 0.6994 | 0.0055251 | 0.75045 | 0.6994 | 0.0086464 | 0.208 | 0.18648 | -0.0086319 | -0.10432 | -0.092938 | 0.00011897 | 0.41948 | 0.36949 | -9.064e-05 | -0.21004 | -0.18448 | -1.865 | -161.6282 | 19.9762 | 178.1346 | 18.3718 | -160.0238 |  | 1.5651 | 0.62391 | 0.59177 | 1.5624 | 0.3125 | 0.29535 | -1.0767 | -98.0033 | 83.1963 | -1.2638 | -98.0403 | 83.2378
Line3_1_5 | 0.023804 | 0.023804 | 0.023804 | 0.023804 | 0.023804 | 0.023804 | 0.0054972 | 0.0054972 | 0.0054972 | 0.0054972 | 0.0054972 | 0.0054972 | 0.0086013 | -0.00033285 | 0.00024785 | -0.0085984 | 0.00033566 | -0.00024499 | 0.00020383 | -0.0034136 | 0.0032437 | -0.00019823 | 0.0034193 | -0.003238 | -2.4342 | -2.4341 | -2.4342 | 177.5654 | 177.5654 | 177.5654 |  | 1.5651 | 0.62391 | 0.59177 | 1.5646 | 0.62499 | 0.5907 | -1.0767 | -98.0033 | 83.1963 | -1.114 | -98.0411 | 83.2386
Line4_2_6 | 0.02378 | 0.02378 | 0.02378 | 0.02378 | 0.02378 | 0.02378 | 0.0054917 | 0.0054917 | 0.0054917 | 0.0054917 | 0.0054917 | 0.0054917 | 0.0085894 | -0.00032864 | 0.00023839 | -0.0085865 | 0.00033144 | -0.00023554 | 0.00021487 | -0.0034165 | 0.0032352 | -0.00020928 | 0.0034221 | -0.0032296 | -2.5468 | -2.5468 | -2.5469 | 177.4527 | 177.4528 | 177.4526 |  | 1.5646 | 0.62499 | 0.59071 | 1.564 | 0.62606 | 0.58964 | -1.1139 | -98.0413 | 83.2387 | -1.1511 | -98.0792 | 83.2813
Line5_6_7 | 0.02378 | 0.02378 | 0.02378 | 0.02378 | 0.02378 | 0.02378 | 0.0054917 | 0.0054917 | 0.0054917 | 0.0054917 | 0.0054917 | 0.0054917 | 0.0085865 | -0.00033144 | 0.00023554 | -0.0085837 | 0.00033424 | -0.00023269 | 0.00020928 | -0.0034221 | 0.0032296 | -0.00020369 | 0.0034278 | -0.0032239 | -2.5473 | -2.5472 | -2.5473 | 177.4523 | 177.4523 | 177.4522 |  | 1.564 | 0.62606 | 0.58964 | 1.5635 | 0.62714 | 0.58858 | -1.1511 | -98.0792 | 83.2813 | -1.1884 | -98.1169 | 83.324
Line6_7_8 | 0 | 0 | 0 | 0 | 0 | 0 | 0 | 0 | 0 | 0 | 0 | 0 | 1.3639e-08 | -8.3161e-08 | 7.432e-08 | -1.2037e-08 | 5.6239e-08 | -4.8999e-08 | -2.0187e-07 | 5.1736e-09 | -1.4205e-09 | 1.3446e-07 | -2.5492e-09 | -4.0649e-10 | 0 | 0 | 0 | 0 | 0 | 0 |  | 1.5635 | 0.62714 | 0.58858 | 1.5635 | 0.62714 | 0.58858 | -1.1884 | -98.1169 | 83.324 | -1.1884 | -98.1169 | 83.324
Line7_8_9 | 0 | 0 | 0 | 0 | 0 | 0 | 0 | 0 | 0 | 0 | 0 | 0 | 4.5463e-09 | -2.772e-08 | 2.4773e-08 | -2.9449e-09 | 7.984e-10 | 5.4719e-10 | -6.7291e-08 | 1.7245e-09 | -4.7349e-10 | -1.2484e-10 | 8.9991e-10 | -1.3535e-09 | 0 | 0 | 0 | 0 | 0 | 0 |  | 1.5635 | 0.62714 | 0.58858 | 1.5635 | 0.62714 | 0.58858 | -1.1884 | -98.1169 | 83.324 | -1.1884 | -98.1169 | 83.324
Line8_8_10 | 0 | 0 | 0 | 0 | 0 | 0 | 0 | 0 | 0 | 0 | 0 | 0 | 4.5463e-09 | -2.772e-08 | 2.4773e-08 | -2.9449e-09 | 7.984e-10 | 5.4719e-10 | -6.7291e-08 | 1.7245e-09 | -4.7349e-10 | -1.2484e-10 | 8.9991e-10 | -1.3535e-09 | 0 | 0 | 0 | 0 | 0 | 0 |  | 1.5635 | 0.62714 | 0.58858 | 1.5635 | 0.62714 | 0.58858 | -1.1884 | -98.1169 | 83.324 | -1.1884 | -98.1169 | 83.324
Line9_3_11 | 0.023732 | 0.023732 | 0.023732 | 0.023732 | 0.023732 | 0.023732 | 0.0054806 | 0.0054806 | 0.0054806 | 0.0054806 | 0.0054806 | 0.0054806 | 0.0085711 | -0.00031452 | 0.00022513 | -0.0085683 | 0.0003173 | -0.00022229 | 0.00024833 | -0.0034108 | 0.0032296 | -0.00024277 | 0.0034165 | -0.003224 | -2.7733 | -2.7732 | -2.7734 | 177.2263 | 177.2263 | 177.2262 |  | 1.5645 | 0.62498 | 0.59071 | 1.564 | 0.62605 | 0.58965 | -1.1137 | -98.0416 | 83.2391 | -1.1508 | -98.0798 | 83.2819

## LLG_max_10
name | pf_ikss_a_from_ka | pf_ikss_b_from_ka | pf_ikss_c_from_ka | pf_ikss_a_to_ka | pf_ikss_b_to_ka | pf_ikss_c_to_ka | pf_skss_a_from_mw | pf_skss_b_from_mw | pf_skss_c_from_mw | pf_skss_a_to_mw | pf_skss_b_to_mw | pf_skss_c_to_mw | pf_p_a_from_mw | pf_p_b_from_mw | pf_p_c_from_mw | pf_p_a_to_mw | pf_p_b_to_mw | pf_p_c_to_mw | pf_q_a_from_mvar | pf_q_b_from_mvar | pf_q_c_from_mvar | pf_q_a_to_mvar | pf_q_b_to_mvar | pf_q_c_to_mvar | pf_ikss_a_from_degree | pf_ikss_b_from_degree | pf_ikss_c_from_degree | pf_ikss_a_to_degree | pf_ikss_b_to_degree | pf_ikss_c_to_degree | 3xI0 | pf_vm_a_from_pu | pf_vm_b_from_pu | pf_vm_c_from_pu | pf_vm_a_to_pu | pf_vm_b_to_pu | pf_vm_c_to_pu | pf_va_a_from_degree | pf_va_b_from_degree | pf_va_c_from_degree | pf_va_a_to_degree | pf_va_b_to_degree | pf_va_c_to_degree
Line0_1_2 | 0.024911 | 0.024911 | 0.024911 | 0.024911 | 0.024911 | 0.024911 | 0.0057529 | 0.0057529 | 0.0057529 | 0.0057529 | 0.0057529 | 0.0057529 | 0.009429 | -0.0003656 | 0.00027276 | -0.0094259 | 0.00036867 | -0.00026963 | 0.00024192 | -0.0036848 | 0.0034983 | -0.00023579 | 0.003691 | -0.0034921 | -2.571 | -2.5709 | -2.571 | 177.4286 | 177.4287 | 177.4285 |  | 1.6395 | 0.64365 | 0.60994 | 1.639 | 0.64478 | 0.60882 | -1.1012 | -98.2371 | 82.9706 | -1.1384 | -98.2753 | 83.0133
Line10_11_12 | 0.02486 | 0.02486 | 0.02486 | 0.02486 | 0.02486 | 0.02486 | 0.0057413 | 0.0057413 | 0.0057413 | 0.0057413 | 0.0057413 | 0.0057413 | 0.0094027 | -0.00035644 | 0.00025218 | -0.0093996 | 0.0003595 | -0.00024906 | 0.00026641 | -0.0036911 | 0.0034799 | -0.0002603 | 0.0036973 | -0.0034737 | -2.7983 | -2.7982 | -2.7984 | 177.2012 | 177.2013 | 177.2012 |  | 1.6384 | 0.6459 | 0.60771 | 1.6378 | 0.64702 | 0.6066 | -1.1754 | -98.314 | 83.0568 | -1.2125 | -98.3523 | 83.1002
Line11_12_13 | 0.02486 | 0.02486 | 0.02486 | 0.02486 | 0.02486 | 0.02486 | 0.0057413 | 0.0057413 | 0.0057413 | 0.0057413 | 0.0057413 | 0.0057413 | 0.0093996 | -0.0003595 | 0.00024906 | -0.0093965 | 0.00036256 | -0.00024594 | 0.0002603 | -0.0036973 | 0.0034737 | -0.0002542 | 0.0037035 | -0.0034676 | -2.7988 | -2.7987 | -2.7988 | 177.2008 | 177.2008 | 177.2007 |  | 1.6378 | 0.64702 | 0.6066 | 1.6373 | 0.64815 | 0.60549 | -1.2125 | -98.3523 | 83.1002 | -1.2496 | -98.3905 | 83.1437
Line12_13_15 | 0 | 0 | 0 | 0 | 0 | 0 | 0 | 0 | 0 | 0 | 0 | 0 | 1.524e-08 | -9.0002e-08 | 7.9943e-08 | -1.3387e-08 | 6.0892e-08 | -5.2686e-08 | -2.212e-07 | 5.8346e-09 | -1.5672e-09 | 1.4732e-07 | -2.927e-09 | -4.2003e-10 | 0 | 0 | 0 | 0 | 0 | 0 |  | 1.6373 | 0.64815 | 0.60549 | 1.6373 | 0.64815 | 0.60549 | -1.2496 | -98.3905 | 83.1437 | -1.2496 | -98.3905 | 83.1437
Line13_13_14 | 0.02486 | 0.02486 | 0.02486 | 0.02486 | 0.02486 | 0.02486 | 0.0057413 | 0.0057413 | 0.0057413 | 0.0057413 | 0.0057413 | 0.0057413 | 0.0093965 | -0.00036247 | 0.00024586 | -0.0093934 | 0.00036553 | -0.00024275 | 0.00025442 | -0.0037035 | 0.0034676 | -0.00024831 | 0.0037097 | -0.0034614 | -2.8006 | -2.8006 | -2.8006 | 177.199 | 177.199 | 177.199 |  | 1.6373 | 0.64815 | 0.60549 | 1.6367 | 0.64927 | 0.60437 | -1.2496 | -98.3905 | 83.1437 | -1.2868 | -98.4285 | 83.1874
Line14_15_16 | 0 | 0 | 0 | 0 | 0 | 0 | 0 | 0 | 0 | 0 | 0 | 0 | 1.016e-08 | -6.0001e-08 | 5.3295e-08 | -8.3069e-09 | 3.0891e-08 | -2.6038e-08 | -1.4747e-07 | 3.8898e-09 | -1.0448e-09 | 7.359e-08 | -9.8212e-10 | -9.4242e-10 | 0 | 0 | 0 | 0 | 0 | 0 |  | 1.6373 | 0.64815 | 0.60549 | 1.6373 | 0.64815 | 0.60549 | -1.2496 | -98.3905 | 83.1437 | -1.2496 | -98.3905 | 83.1437
Line15_16_17 | 0 | 0 | 0 | 0 | 0 | 0 | 0 | 0 | 0 | 0 | 0 | 0 | 5.08e-09 | -3.0001e-08 | 2.6648e-08 | -3.2269e-09 | 8.9011e-10 | 6.098e-10 | -7.3734e-08 | 1.9449e-09 | -5.2239e-10 | -1.4401e-10 | 9.6275e-10 | -1.4648e-09 | 0 | 0 | 0 | 0 | 0 | 0 |  | 1.6373 | 0.64815 | 0.60549 | 1.6373 | 0.64815 | 0.60549 | -1.2496 | -98.3905 | 83.1437 | -1.2496 | -98.3905 | 83.1437
Line16_4_18 | 0 | 3.3764 | 3.0977 | 0 | 3.3764 | 3.0977 | 0 | 0.77975 | 0.71538 | 0 | 0.77975 | 0.71538 | 3.6979e-09 | 0.11125 | 0.09856 | -3.2053e-09 | 3.7938e-14 | 3.5535e-14 | -7.4377e-08 | 0.22543 | 0.19418 | -1.6547e-10 | -1.6871e-14 | 1.39e-14 | 0 | -162.0088 | 19.9231 | 0 | 17.9912 | -160.0769 |  | 1.6367 | 0.3224 | 0.3044 | 1.6345 | 0 | 0 | -1.2884 | -98.2743 | 83.0123 | -1.4383 | 0 | 0
Line17_5_19 | 0.024936 | 0.024936 | 0.024936 | 0.024936 | 0.024936 | 0.024936 | 0.0057587 | 0.0057587 | 0.0057587 | 0.0057587 | 0.0057587 | 0.0057587 | 0.0094358 | -0.00037626 | 0.00027676 | -0.0094327 | 0.00037934 | -0.00027363 | 0.00021753 | -0.003694 | 0.003495 | -0.00021139 | 0.0037002 | -0.0034888 | -2.4592 | -2.4592 | -2.4592 | 177.5404 | 177.5404 | 177.5403 |  | 1.639 | 0.64478 | 0.60882 | 1.6384 | 0.64591 | 0.6077 | -1.1385 | -98.2751 | 83.0131 | -1.1758 | -98.3131 | 83.0558
Line1_1_3 | 0.02486 | 0.02486 | 0.024861 | 0.024861 | 0.02486 | 0.024861 | 0.0057413 | 0.0057413 | 0.0057413 | 0.0057413 | 0.0057413 | 0.0057413 | 0.0094089 | -0.00035032 | 0.00025841 | -0.0094058 | 0.00035338 | -0.00025529 | 0.00027862 | -0.0036788 | 0.0034923 | -0.00027251 | 0.0036849 | -0.0034861 | -2.7974 | -2.7973 | -2.7975 | 177.2021 | 177.2022 | 177.202 |  | 1.6395 | 0.64365 | 0.60994 | 1.639 | 0.64478 | 0.60882 | -1.1012 | -98.2371 | 82.9706 | -1.1383 | -98.2756 | 83.0136
Line2_1_4 | 0.025062 | 3.3528 | 3.1209 | 0.025062 | 3.3528 | 3.1209 | 0.0057878 | 0.77431 | 0.72075 | 0.0057878 | 0.77431 | 0.72075 | 0.0094885 | 0.2214 | 0.19808 | -0.0094726 | -0.11104 | -0.098716 | 0.00013056 | 0.44651 | 0.39246 | -9.9468e-05 | -0.22358 | -0.19594 | -1.8896 | -161.8631 | 19.7521 | 178.11 | 18.1369 | -160.2479 |  | 1.6395 | 0.64365 | 0.60994 | 1.6367 | 0.3224 | 0.3044 | -1.1012 | -98.2371 | 82.9706 | -1.2884 | -98.2743 | 83.0123
Line3_1_5 | 0.024936 | 0.024936 | 0.024936 | 0.024936 | 0.024936 | 0.024936 | 0.0057587 | 0.0057587 | 0.0057587 | 0.0057587 | 0.0057587 | 0.0057587 | 0.0094389 | -0.00037318 | 0.0002799 | -0.0094358 | 0.00037626 | -0.00027676 | 0.00022368 | -0.0036878 | 0.0035013 | -0.00021753 | 0.003694 | -0.0034951 | -2.4587 | -2.4587 | -2.4588 | 177.5408 | 177.5408 | 177.5408 |  | 1.6395 | 0.64365 | 0.60994 | 1.639 | 0.64478 | 0.60882 | -1.1012 | -98.2371 | 82.9706 | -1.1385 | -98.2751 | 83.0131
Line4_2_6 | 0.024911 | 0.024911 | 0.024911 | 0.024911 | 0.024911 | 0.024911 | 0.0057529 | 0.0057529 | 0.0057529 | 0.0057529 | 0.0057529 | 0.0057529 | 0.0094259 | -0.00036867 | 0.00026963 | -0.0094228 | 0.00037174 | -0.0002665 | 0.00023579 | -0.003691 | 0.0034921 | -0.00022966 | 0.0036972 | -0.0034859 | -2.5714 | -2.5714 | -2.5715 | 177.4281 | 177.4282 | 177.4281 |  | 1.639 | 0.64478 | 0.60882 | 1.6384 | 0.64591 | 0.6077 | -1.1384 | -98.2753 | 83.0133 | -1.1757 | -98.3134 | 83.0562
Line5_6_7 | 0.024911 | 0.024911 | 0.024911 | 0.024911 | 0.024911 | 0.024911 | 0.0057529 | 0.0057529 | 0.0057529 | 0.0057529 | 0.0057529 | 0.0057529 | 0.0094228 | -0.00037174 | 0.00026651 | -0.0094197 | 0.00037481 | -0.00026338 | 0.00022966 | -0.0036972 | 0.0034859 | -0.00022353 | 0.0037034 | -0.0034797 | -2.5719 | -2.5718 | -2.5719 | 177.4277 | 177.4277 | 177.4276 |  | 1.6384 | 0.64591 | 0.6077 | 1.6378 | 0.64704 | 0.60658 | -1.1757 | -98.3134 | 83.0562 | -1.2129 | -98.3514 | 83.0992
Line6_7_8 | 0 | 0 | 0 | 0 | 0 | 0 | 0 | 0 | 0 | 0 | 0 | 0 | 1.4966e-08 | -8.9932e-08 | 8.0166e-08 | -1.3209e-08 | 6.0845e-08 | -5.2837e-08 | -2.2153e-07 | 5.9409e-09 | -1.7968e-09 | 1.4754e-07 | -2.9979e-09 | -2.7114e-10 | 0 | 0 | 0 | 0 | 0 | 0 |  | 1.6378 | 0.64704 | 0.60658 | 1.6378 | 0.64704 | 0.60658 | -1.2129 | -98.3514 | 83.0992 | -1.2129 | -98.3514 | 83.0992
Line7_8_9 | 0 | 0 | 0 | 0 | 0 | 0 | 0 | 0 | 0 | 0 | 0 | 0 | 4.9887e-09 | -2.9977e-08 | 2.6722e-08 | -3.2314e-09 | 8.9056e-10 | 6.0732e-10 | -7.3842e-08 | 1.9803e-09 | -5.9893e-10 | -1.3984e-10 | 9.6276e-10 | -1.469e-09 | 0 | 0 | 0 | 0 | 0 | 0 |  | 1.6378 | 0.64704 | 0.60658 | 1.6378 | 0.64704 | 0.60658 | -1.2129 | -98.3514 | 83.0992 | -1.2129 | -98.3514 | 83.0992
Line8_8_10 | 0 | 0 | 0 | 0 | 0 | 0 | 0 | 0 | 0 | 0 | 0 | 0 | 4.9887e-09 | -2.9977e-08 | 2.6722e-08 | -3.2314e-09 | 8.9056e-10 | 6.0732e-10 | -7.3842e-08 | 1.9803e-09 | -5.9893e-10 | -1.3984e-10 | 9.6276e-10 | -1.469e-09 | 0 | 0 | 0 | 0 | 0 | 0 |  | 1.6378 | 0.64704 | 0.60658 | 1.6378 | 0.64704 | 0.60658 | -1.2129 | -98.3514 | 83.0992 | -1.2129 | -98.3514 | 83.0992
Line9_3_11 | 0.02486 | 0.02486 | 0.024861 | 0.02486 | 0.02486 | 0.024861 | 0.0057413 | 0.0057413 | 0.0057413 | 0.0057413 | 0.0057413 | 0.0057413 | 0.0094058 | -0.00035338 | 0.00025529 | -0.0094027 | 0.00035644 | -0.00025218 | 0.00027251 | -0.0036849 | 0.0034861 | -0.00026641 | 0.0036911 | -0.0034799 | -2.7979 | -2.7978 | -2.7979 | 177.2017 | 177.2018 | 177.2016 |  | 1.639 | 0.64478 | 0.60882 | 1.6384 | 0.6459 | 0.60771 | -1.1383 | -98.2756 | 83.0136 | -1.1754 | -98.314 | 83.0568

## LLG_max_fault_6
name | pf_ikss_a_from_ka | pf_ikss_b_from_ka | pf_ikss_c_from_ka | pf_ikss_a_to_ka | pf_ikss_b_to_ka | pf_ikss_c_to_ka | pf_skss_a_from_mw | pf_skss_b_from_mw | pf_skss_c_from_mw | pf_skss_a_to_mw | pf_skss_b_to_mw | pf_skss_c_to_mw | pf_p_a_from_mw | pf_p_b_from_mw | pf_p_c_from_mw | pf_p_a_to_mw | pf_p_b_to_mw | pf_p_c_to_mw | pf_q_a_from_mvar | pf_q_b_from_mvar | pf_q_c_from_mvar | pf_q_a_to_mvar | pf_q_b_to_mvar | pf_q_c_to_mvar | pf_ikss_a_from_degree | pf_ikss_b_from_degree | pf_ikss_c_from_degree | pf_ikss_a_to_degree | pf_ikss_b_to_degree | pf_ikss_c_to_degree | 3xI0 | pf_vm_a_from_pu | pf_vm_b_from_pu | pf_vm_c_from_pu | pf_vm_a_to_pu | pf_vm_b_to_pu | pf_vm_c_to_pu | pf_va_a_from_degree | pf_va_b_from_degree | pf_va_c_from_degree | pf_va_a_to_degree | pf_va_b_to_degree | pf_va_c_to_degree
Line0_1_2 | 0.0026152 | 0.0026152 | 0.0026152 | 0.0026152 | 0.0026152 | 0.0026152 | 0.00060395 | 0.00060395 | 0.00060395 | 0.00060395 | 0.00060395 | 0.00060395 | 0.00051376 | 0.00015219 | -0.00056305 | -0.00051372 | -0.00015216 | 0.00056309 | 0.00041456 | -0.00062196 | 0.00020801 | -0.00041449 | 0.00062202 | -0.00020794 | -40.8741 | -40.8741 | -40.8741 | 139.1255 | 139.1255 | 139.1255 |  | 1.0931 | 1.0602 | 0.99386 | 1.0929 | 1.0603 | 0.99388 | -1.9739 | -117.1245 | 118.8497 | -1.9766 | -117.1289 | 118.857
Line10_11_12 | 0.0026099 | 0.0026099 | 0.0026099 | 0.0026099 | 0.0026099 | 0.0026099 | 0.00060273 | 0.00060273 | 0.00060273 | 0.00060273 | 0.00060273 | 0.00060273 | 0.00051101 | 0.00015427 | -0.0005628 | -0.00051097 | -0.00015424 | 0.00056284 | 0.00041561 | -0.00062023 | 0.00020523 | -0.00041555 | 0.0006203 | -0.00020515 | -41.1014 | -41.1014 | -41.1014 | 138.8981 | 138.8981 | 138.8981 |  | 1.0928 | 1.0604 | 0.99389 | 1.0927 | 1.0605 | 0.99391 | -1.9793 | -117.1334 | 118.8642 | -1.982 | -117.1378 | 118.8714
Line11_12_13 | 0.0026099 | 0.0026099 | 0.0026099 | 0.0026099 | 0.0026099 | 0.0026099 | 0.00060273 | 0.00060273 | 0.00060273 | 0.00060273 | 0.00060273 | 0.00060273 | 0.00051097 | 0.00015424 | -0.00056284 | -0.00051093 | -0.00015421 | 0.00056287 | 0.00041555 | -0.0006203 | 0.00020515 | -0.00041548 | 0.00062036 | -0.00020508 | -41.1019 | -41.1019 | -41.1019 | 138.8977 | 138.8977 | 138.8977 |  | 1.0927 | 1.0605 | 0.99391 | 1.0926 | 1.0606 | 0.99392 | -1.982 | -117.1378 | 118.8714 | -1.9848 | -117.1422 | 118.8787
Line12_13_15 | 0 | 0 | 0 | 0 | 0 | 0 | 0 | 0 | 0 | 0 | 0 | 0 | 1.0295e-08 | -1.45e-08 | 4.2521e-09 | -7.0366e-09 | 9.6205e-09 | -2.6311e-09 | -1.1633e-08 | -4.2192e-09 | 1.3491e-08 | 7.6095e-09 | 3.0164e-09 | -9.0687e-09 | 0 | 0 | 0 | 0 | 0 | 0 |  | 1.0926 | 1.0606 | 0.99392 | 1.0926 | 1.0606 | 0.99392 | -1.9848 | -117.1422 | 118.8787 | -1.9848 | -117.1422 | 118.8787
Line13_13_14 | 0.0026099 | 0.0026099 | 0.0026099 | 0.0026099 | 0.0026099 | 0.0026099 | 0.00060273 | 0.00060273 | 0.00060273 | 0.00060273 | 0.00060273 | 0.00060273 | 0.00051092 | 0.00015423 | -0.00056288 | -0.00051089 | -0.0001542 | 0.00056291 | 0.0004155 | -0.00062036 | 0.00020507 | -0.00041543 | 0.00062042 | -0.00020499 | -41.1037 | -41.1037 | -41.1037 | 138.8959 | 138.8959 | 138.8959 |  | 1.0926 | 1.0606 | 0.99392 | 1.0925 | 1.0607 | 0.99393 | -1.9848 | -117.1422 | 118.8787 | -1.9875 | -117.1467 | 118.8859
Line14_15_16 | 0 | 0 | 0 | 0 | 0 | 0 | 0 | 0 | 0 | 0 | 0 | 0 | 6.8635e-09 | -9.6667e-09 | 2.8347e-09 | -3.6049e-09 | 4.7872e-09 | -1.2137e-09 | -7.7552e-09 | -2.8128e-09 | 8.9938e-09 | 3.7319e-09 | 1.61e-09 | -4.5718e-09 | 0 | 0 | 0 | 0 | 0 | 0 |  | 1.0926 | 1.0606 | 0.99392 | 1.0926 | 1.0606 | 0.99392 | -1.9848 | -117.1422 | 118.8787 | -1.9848 | -117.1422 | 118.8787
Line15_16_17 | 0 | 0 | 0 | 0 | 0 | 0 | 0 | 0 | 0 | 0 | 0 | 0 | 3.4317e-09 | -4.8334e-09 | 1.4174e-09 | -1.7318e-10 | -4.6206e-11 | 2.0364e-10 | -3.8776e-09 | -1.4064e-09 | 4.4969e-09 | -1.4569e-10 | 2.0358e-10 | -7.4884e-11 | 0 | 0 | 0 | 0 | 0 | 0 |  | 1.0926 | 1.0606 | 0.99392 | 1.0926 | 1.0606 | 0.99392 | -1.9848 | -117.1422 | 118.8787 | -1.9848 | -117.1422 | 118.8787
Line16_4_18 | 0 | 0.034447 | 0.03227 | 0 | 0.034447 | 0.03227 | 0 | 0.0079553 | 0.0074524 | 0 | 0.0079553 | 0.0074524 | 3.3857e-09 | 0.005941 | 0.0052195 | -1.7081e-10 | -0.0059331 | -0.0052067 | -3.9711e-09 | 0.0059565 | 0.0052246 | -1.4665e-10 | -0.0059331 | -0.0052067 | 0 | -162.2781 | 73.8012 | 0 | 17.7219 | -106.1987 |  | 1.0925 | 1.0575 | 0.99096 | 1.092 | 1.0547 | 0.98805 | -1.9878 | -117.2033 | 118.8292 | -1.9989 | -117.2781 | 118.8013
Line17_5_19 | 0.0026178 | 0.0026178 | 0.0026178 | 0.0026178 | 0.0026178 | 0.0026178 | 0.00060456 | 0.00060456 | 0.00060456 | 0.00060456 | 0.00060456 | 0.00060456 | 0.00051505 | 0.00015109 | -0.00056324 | -0.00051501 | -0.00015106 | 0.00056328 | 0.0004139 | -0.00062295 | 0.00020925 | -0.00041384 | 0.00062302 | -0.00020918 | -40.7623 | -40.7623 | -40.7623 | 139.2373 | 139.2373 | 139.2373 |  | 1.0929 | 1.0603 | 0.99388 | 1.0928 | 1.0604 | 0.99389 | -1.9766 | -117.1289 | 118.857 | -1.9794 | -117.1333 | 118.8643
Line1_1_3 | 0.0026099 | 0.0026099 | 0.0026099 | 0.0026099 | 0.0026099 | 0.0026099 | 0.00060273 | 0.00060273 | 0.00060273 | 0.00060273 | 0.00060273 | 0.00060273 | 0.00051108 | 0.00015433 | -0.00056273 | -0.00051105 | -0.0001543 | 0.00056276 | 0.00041574 | -0.0006201 | 0.00020537 | -0.00041568 | 0.00062016 | -0.0002053 | -41.1005 | -41.1005 | -41.1005 | 138.899 | 138.8991 | 138.899 |  | 1.0931 | 1.0602 | 0.99386 | 1.0929 | 1.0603 | 0.99388 | -1.9739 | -117.1245 | 118.8497 | -1.9766 | -117.1289 | 118.857
Line2_1_4 | 0.0026311 | 0.033125 | 0.031292 | 0.0026311 | 0.033125 | 0.031292 | 0.00060762 | 0.0076499 | 0.0072266 | 0.00060762 | 0.0076499 | 0.0072266 | 0.0005218 | 0.0060935 | 0.0046689 | -0.00052163 | -0.0060854 | -0.0046572 | 0.0004109 | 0.0053523 | 0.0054577 | -0.00041056 | -0.0053304 | -0.0054401 | -40.1927 | -158.4194 | 69.3957 | 139.8069 | 21.5806 | -110.6043 |  | 1.0931 | 1.0602 | 0.99386 | 1.0925 | 1.0575 | 0.99096 | -1.9739 | -117.1245 | 118.8497 | -1.9878 | -117.2033 | 118.8292
Line3_1_5 | 0.0026178 | 0.0026178 | 0.0026178 | 0.0026178 | 0.0026178 | 0.0026178 | 0.00060456 | 0.00060456 | 0.00060456 | 0.00060456 | 0.00060456 | 0.00060456 | 0.00051509 | 0.00015112 | -0.00056321 | -0.00051505 | -0.00015109 | 0.00056324 | 0.00041396 | -0.00062288 | 0.00020933 | -0.0004139 | 0.00062295 | -0.00020925 | -40.7618 | -40.7618 | -40.7618 | 139.2377 | 139.2377 | 139.2377 |  | 1.0931 | 1.0602 | 0.99386 | 1.0929 | 1.0603 | 0.99388 | -1.9739 | -117.1245 | 118.8497 | -1.9766 | -117.1289 | 118.857
Line4_2_6 | 0.0026152 | 0.0026152 | 0.0026152 | 0.0026152 | 0.0026152 | 0.0026152 | 0.00060395 | 0.00060395 | 0.00060395 | 0.00060395 | 0.00060395 | 0.00060395 | 0.00051372 | 0.00015216 | -0.00056309 | -0.00051368 | -0.00015213 | 0.00056312 | 0.00041449 | -0.00062202 | 0.00020794 | -0.00041443 | 0.00062209 | -0.00020787 | -40.8745 | -40.8745 | -40.8745 | 139.125 | 139.125 | 139.125 |  | 1.0929 | 1.0603 | 0.99388 | 1.0928 | 1.0604 | 0.99389 | -1.9766 | -117.1289 | 118.857 | -1.9794 | -117.1333 | 118.8642
Line5_6_7 | 0.0026152 | 0.0026152 | 0.0026152 | 0.0026152 | 0.0026152 | 0.0026152 | 0.00060395 | 0.00060395 | 0.00060395 | 0.00060395 | 0.00060395 | 0.00060395 | 0.00051368 | 0.00015213 | -0.00056312 | -0.00051365 | -0.0001521 | 0.00056316 | 0.00041443 | -0.00062209 | 0.00020787 | -0.00041436 | 0.00062216 | -0.00020779 | -40.875 | -40.875 | -40.875 | 139.1246 | 139.1246 | 139.1246 |  | 1.0928 | 1.0604 | 0.99389 | 1.0927 | 1.0605 | 0.9939 | -1.9794 | -117.1333 | 118.8642 | -1.9821 | -117.1378 | 118.8715
Line6_7_8 | 0 | 0 | 0 | 0 | 0 | 0 | 0 | 0 | 0 | 0 | 0 | 0 | 1.0284e-08 | -1.4522e-08 | 4.2847e-09 | -7.0299e-09 | 9.6352e-09 | -2.6528e-09 | -1.1666e-08 | -4.1957e-09 | 1.3495e-08 | 7.6317e-09 | 3.001e-09 | -9.0722e-09 | 0 | 0 | 0 | 0 | 0 | 0 |  | 1.0927 | 1.0605 | 0.9939 | 1.0927 | 1.0605 | 0.9939 | -1.9821 | -117.1378 | 118.8715 | -1.9821 | -117.1378 | 118.8715
Line7_8_9 | 0 | 0 | 0 | 0 | 0 | 0 | 0 | 0 | 0 | 0 | 0 | 0 | 3.4281e-09 | -4.8405e-09 | 1.4282e-09 | -1.7365e-10 | -4.5851e-11 | 2.0369e-10 | -3.8886e-09 | -1.3986e-09 | 4.4984e-09 | -1.4551e-10 | 2.0388e-10 | -7.5363e-11 | 0 | 0 | 0 | 0 | 0 | 0 |  | 1.0927 | 1.0605 | 0.9939 | 1.0927 | 1.0605 | 0.9939 | -1.9821 | -117.1378 | 118.8715 | -1.9821 | -117.1378 | 118.8715
Line8_8_10 | 0 | 0 | 0 | 0 | 0 | 0 | 0 | 0 | 0 | 0 | 0 | 0 | 3.4281e-09 | -4.8405e-09 | 1.4282e-09 | -1.7365e-10 | -4.5851e-11 | 2.0369e-10 | -3.8886e-09 | -1.3986e-09 | 4.4984e-09 | -1.4551e-10 | 2.0388e-10 | -7.5363e-11 | 0 | 0 | 0 | 0 | 0 | 0 |  | 1.0927 | 1.0605 | 0.9939 | 1.0927 | 1.0605 | 0.9939 | -1.9821 | -117.1378 | 118.8715 | -1.9821 | -117.1378 | 118.8715
Line9_3_11 | 0.0026099 | 0.0026099 | 0.0026099 | 0.0026099 | 0.0026099 | 0.0026099 | 0.00060273 | 0.00060273 | 0.00060273 | 0.00060273 | 0.00060273 | 0.00060273 | 0.00051105 | 0.0001543 | -0.00056276 | -0.00051101 | -0.00015427 | 0.0005628 | 0.00041568 | -0.00062016 | 0.0002053 | -0.00041561 | 0.00062023 | -0.00020523 | -41.101 | -41.101 | -41.101 | 138.8986 | 138.8986 | 138.8986 |  | 1.0929 | 1.0603 | 0.99388 | 1.0928 | 1.0604 | 0.99389 | -1.9766 | -117.1289 | 118.857 | -1.9793 | -117.1334 | 118.8642

## LLG_max_fault_10
name | pf_ikss_a_from_ka | pf_ikss_b_from_ka | pf_ikss_c_from_ka | pf_ikss_a_to_ka | pf_ikss_b_to_ka | pf_ikss_c_to_ka | pf_skss_a_from_mw | pf_skss_b_from_mw | pf_skss_c_from_mw | pf_skss_a_to_mw | pf_skss_b_to_mw | pf_skss_c_to_mw | pf_p_a_from_mw | pf_p_b_from_mw | pf_p_c_from_mw | pf_p_a_to_mw | pf_p_b_to_mw | pf_p_c_to_mw | pf_q_a_from_mvar | pf_q_b_from_mvar | pf_q_c_from_mvar | pf_q_a_to_mvar | pf_q_b_to_mvar | pf_q_c_to_mvar | pf_ikss_a_from_degree | pf_ikss_b_from_degree | pf_ikss_c_from_degree | pf_ikss_a_to_degree | pf_ikss_b_to_degree | pf_ikss_c_to_degree | 3xI0 | pf_vm_a_from_pu | pf_vm_b_from_pu | pf_vm_c_from_pu | pf_vm_a_to_pu | pf_vm_b_to_pu | pf_vm_c_to_pu | pf_va_a_from_degree | pf_va_b_from_degree | pf_va_c_from_degree | pf_va_a_to_degree | pf_va_b_to_degree | pf_va_c_to_degree
Line0_1_2 | 0.0027396 | 0.0027396 | 0.0027396 | 0.0027396 | 0.0027396 | 0.0027396 | 0.00063269 | 0.00063269 | 0.00063269 | 0.00063269 | 0.00063269 | 0.00063269 | 0.00056382 | 0.00016695 | -0.00061785 | -0.00056378 | -0.00016692 | 0.00061789 | 0.00045495 | -0.00068254 | 0.00022827 | -0.00045488 | 0.00068262 | -0.00022819 | -40.876 | -40.876 | -40.876 | 139.1236 | 139.1236 | 139.1236 |  | 1.1451 | 1.1106 | 1.0411 | 1.1449 | 1.1107 | 1.0411 | -1.9758 | -117.1312 | 118.8469 | -1.9785 | -117.1356 | 118.8542
Line10_11_12 | 0.0027341 | 0.0027341 | 0.0027341 | 0.0027341 | 0.0027341 | 0.0027341 | 0.00063141 | 0.00063141 | 0.00063141 | 0.00063141 | 0.00063141 | 0.00063141 | 0.0005608 | 0.00016924 | -0.00061757 | -0.00056075 | -0.00016921 | 0.00061761 | 0.00045611 | -0.00068065 | 0.00022521 | -0.00045604 | 0.00068072 | -0.00022513 | -41.1033 | -41.1033 | -41.1033 | 138.8962 | 138.8962 | 138.8962 |  | 1.1448 | 1.1108 | 1.0411 | 1.1447 | 1.1109 | 1.0411 | -1.9812 | -117.14 | 118.8614 | -1.9839 | -117.1445 | 118.8687
Line11_12_13 | 0.0027341 | 0.0027341 | 0.0027341 | 0.0027341 | 0.0027341 | 0.0027341 | 0.00063141 | 0.00063141 | 0.00063141 | 0.00063141 | 0.00063141 | 0.00063141 | 0.00056075 | 0.00016921 | -0.00061761 | -0.00056071 | -0.00016918 | 0.00061765 | 0.00045604 | -0.00068072 | 0.00022513 | -0.00045596 | 0.00068079 | -0.00022505 | -41.1038 | -41.1038 | -41.1038 | 138.8958 | 138.8958 | 138.8958 |  | 1.1447 | 1.1109 | 1.0411 | 1.1446 | 1.111 | 1.0411 | -1.9839 | -117.1445 | 118.8687 | -1.9867 | -117.1489 | 118.8759
Line12_13_15 | 0 | 0 | 0 | 0 | 0 | 0 | 0 | 0 | 0 | 0 | 0 | 0 | 1.1298e-08 | -1.5914e-08 | 4.6646e-09 | -7.7218e-09 | 1.0559e-08 | -2.8857e-09 | -1.2766e-08 | -4.6272e-09 | 1.4804e-08 | 8.3504e-09 | 3.3077e-09 | -9.9519e-09 | 0 | 0 | 0 | 0 | 0 | 0 |  | 1.1446 | 1.111 | 1.0411 | 1.1446 | 1.111 | 1.0411 | -1.9867 | -117.1489 | 118.8759 | -1.9867 | -117.1489 | 118.8759
Line13_13_14 | 0.0027341 | 0.0027341 | 0.0027341 | 0.0027341 | 0.0027341 | 0.0027341 | 0.00063141 | 0.00063141 | 0.00063141 | 0.00063141 | 0.00063141 | 0.00063141 | 0.0005607 | 0.00016919 | -0.00061765 | -0.00056066 | -0.00016916 | 0.00061769 | 0.00045598 | -0.00068079 | 0.00022503 | -0.00045591 | 0.00068086 | -0.00022495 | -41.1056 | -41.1056 | -41.1056 | 138.894 | 138.894 | 138.894 |  | 1.1446 | 1.111 | 1.0411 | 1.1445 | 1.1111 | 1.0411 | -1.9867 | -117.1489 | 118.8759 | -1.9894 | -117.1533 | 118.8831
Line14_15_16 | 0 | 0 | 0 | 0 | 0 | 0 | 0 | 0 | 0 | 0 | 0 | 0 | 7.5319e-09 | -1.0609e-08 | 3.1097e-09 | -3.9558e-09 | 5.2542e-09 | -1.3309e-09 | -8.5105e-09 | -3.0848e-09 | 9.8695e-09 | 4.0952e-09 | 1.7653e-09 | -5.0171e-09 | 0 | 0 | 0 | 0 | 0 | 0 |  | 1.1446 | 1.111 | 1.0411 | 1.1446 | 1.111 | 1.0411 | -1.9867 | -117.1489 | 118.8759 | -1.9867 | -117.1489 | 118.8759
Line15_16_17 | 0 | 0 | 0 | 0 | 0 | 0 | 0 | 0 | 0 | 0 | 0 | 0 | 3.7659e-09 | -5.3045e-09 | 1.5549e-09 | -1.899e-10 | -5.0353e-11 | 2.2398e-10 | -4.2552e-09 | -1.5424e-09 | 4.9348e-09 | -1.6004e-10 | 2.2289e-10 | -8.2379e-11 | 0 | 0 | 0 | 0 | 0 | 0 |  | 1.1446 | 1.111 | 1.0411 | 1.1446 | 1.111 | 1.0411 | -1.9867 | -117.1489 | 118.8759 | -1.9867 | -117.1489 | 118.8759
Line16_4_18 | 0 | 0.036085 | 0.033802 | 0 | 0.036085 | 0.033802 | 0 | 0.0083335 | 0.0078062 | 0 | 0.0083335 | 0.0078062 | 3.7154e-09 | 0.0065193 | 0.0057269 | -1.8731e-10 | -0.0065107 | -0.0057129 | -4.3579e-09 | 0.0065364 | 0.0057325 | -1.6109e-10 | -0.0065107 | -0.0057129 | 0 | -162.2848 | 73.7985 | 0 | 17.7152 | -106.2015 |  | 1.1445 | 1.1078 | 1.038 | 1.144 | 1.1049 | 1.035 | -1.9897 | -117.21 | 118.8264 | -2.0008 | -117.2848 | 118.7985
Line17_5_19 | 0.0027424 | 0.0027424 | 0.0027424 | 0.0027424 | 0.0027424 | 0.0027424 | 0.00063333 | 0.00063333 | 0.00063333 | 0.00063333 | 0.00063333 | 0.00063333 | 0.00056523 | 0.00016575 | -0.00061806 | -0.00056519 | -0.00016572 | 0.0006181 | 0.00045423 | -0.00068363 | 0.00022963 | -0.00045416 | 0.0006837 | -0.00022955 | -40.7642 | -40.7642 | -40.7642 | 139.2354 | 139.2354 | 139.2354 |  | 1.1449 | 1.1107 | 1.0411 | 1.1448 | 1.1108 | 1.0411 | -1.9785 | -117.1356 | 118.8542 | -1.9813 | -117.14 | 118.8615
Line1_1_3 | 0.0027341 | 0.0027341 | 0.0027341 | 0.0027341 | 0.0027341 | 0.0027341 | 0.00063141 | 0.00063141 | 0.00063141 | 0.00063141 | 0.00063141 | 0.00063141 | 0.00056088 | 0.00016931 | -0.00061749 | -0.00056084 | -0.00016927 | 0.00061753 | 0.00045625 | -0.0006805 | 0.00022537 | -0.00045618 | 0.00068057 | -0.00022529 | -41.1024 | -41.1024 | -41.1024 | 138.8971 | 138.8971 | 138.8971 |  | 1.1451 | 1.1106 | 1.0411 | 1.1449 | 1.1107 | 1.0411 | -1.9758 | -117.1312 | 118.8469 | -1.9785 | -117.1356 | 118.8542
Line2_1_4 | 0.0027563 | 0.0347 | 0.032778 | 0.0027563 | 0.0347 | 0.032778 | 0.00063653 | 0.0080135 | 0.0075698 | 0.00063653 | 0.0080135 | 0.0075698 | 0.00057264 | 0.0066866 | 0.0051228 | -0.00057245 | -0.0066778 | -0.00511 | 0.00045093 | 0.0058733 | 0.0059883 | -0.00045056 | -0.0058493 | -0.005969 | -40.1946 | -158.4261 | 69.3925 | 139.805 | 21.5739 | -110.6075 |  | 1.1451 | 1.1106 | 1.0411 | 1.1445 | 1.1078 | 1.038 | -1.9758 | -117.1312 | 118.8469 | -1.9897 | -117.21 | 118.8264
Line3_1_5 | 0.0027424 | 0.0027424 | 0.0027424 | 0.0027424 | 0.0027424 | 0.0027424 | 0.00063333 | 0.00063333 | 0.00063333 | 0.00063333 | 0.00063333 | 0.00063333 | 0.00056527 | 0.00016578 | -0.00061802 | -0.00056523 | -0.00016575 | 0.00061806 | 0.0004543 | -0.00068356 | 0.00022971 | -0.00045423 | 0.00068363 | -0.00022963 | -40.7637 | -40.7637 | -40.7637 | 139.2358 | 139.2358 | 139.2358 |  | 1.1451 | 1.1106 | 1.0411 | 1.1449 | 1.1107 | 1.0411 | -1.9758 | -117.1312 | 118.8469 | -1.9785 | -117.1356 | 118.8542
Line4_2_6 | 0.0027396 | 0.0027396 | 0.0027396 | 0.0027396 | 0.0027396 | 0.0027396 | 0.00063269 | 0.00063269 | 0.00063269 | 0.00063269 | 0.00063269 | 0.00063269 | 0.00056378 | 0.00016692 | -0.00061789 | -0.00056373 | -0.00016689 | 0.00061793 | 0.00045487 | -0.00068262 | 0.00022819 | -0.0004548 | 0.00068269 | -0.00022811 | -40.8764 | -40.8764 | -40.8764 | 139.1231 | 139.1231 | 139.1231 |  | 1.1449 | 1.1107 | 1.0411 | 1.1448 | 1.1108 | 1.0411 | -1.9785 | -117.1356 | 118.8542 | -1.9813 | -117.14 | 118.8615
Line5_6_7 | 0.0027396 | 0.0027396 | 0.0027396 | 0.0027396 | 0.0027396 | 0.0027396 | 0.00063269 | 0.00063269 | 0.00063269 | 0.00063269 | 0.00063269 | 0.00063269 | 0.00056373 | 0.00016689 | -0.00061792 | -0.00056369 | -0.00016686 | 0.00061796 | 0.0004548 | -0.00068269 | 0.00022811 | -0.00045473 | 0.00068276 | -0.00022803 | -40.8769 | -40.8769 | -40.8769 | 139.1227 | 139.1227 | 139.1227 |  | 1.1448 | 1.1108 | 1.0411 | 1.1447 | 1.1109 | 1.0411 | -1.9813 | -117.14 | 118.8615 | -1.984 | -117.1444 | 118.8687
Line6_7_8 | 0 | 0 | 0 | 0 | 0 | 0 | 0 | 0 | 0 | 0 | 0 | 0 | 1.1286e-08 | -1.5937e-08 | 4.7003e-09 | -7.7144e-09 | 1.0575e-08 | -2.9095e-09 | -1.2802e-08 | -4.6015e-09 | 1.4809e-08 | 8.3748e-09 | 3.2909e-09 | -9.9557e-09 | 0 | 0 | 0 | 0 | 0 | 0 |  | 1.1447 | 1.1109 | 1.0411 | 1.1447 | 1.1109 | 1.0411 | -1.984 | -117.1444 | 118.8687 | -1.984 | -117.1444 | 118.8687
Line7_8_9 | 0 | 0 | 0 | 0 | 0 | 0 | 0 | 0 | 0 | 0 | 0 | 0 | 3.762e-09 | -5.3124e-09 | 1.5668e-09 | -1.9042e-10 | -4.9963e-11 | 2.2403e-10 | -4.2673e-09 | -1.5338e-09 | 4.9364e-09 | -1.5984e-10 | 2.2322e-10 | -8.2904e-11 | 0 | 0 | 0 | 0 | 0 | 0 |  | 1.1447 | 1.1109 | 1.0411 | 1.1447 | 1.1109 | 1.0411 | -1.984 | -117.1444 | 118.8687 | -1.984 | -117.1444 | 118.8687
Line8_8_10 | 0 | 0 | 0 | 0 | 0 | 0 | 0 | 0 | 0 | 0 | 0 | 0 | 3.762e-09 | -5.3124e-09 | 1.5668e-09 | -1.9042e-10 | -4.9963e-11 | 2.2403e-10 | -4.2673e-09 | -1.5338e-09 | 4.9364e-09 | -1.5984e-10 | 2.2322e-10 | -8.2904e-11 | 0 | 0 | 0 | 0 | 0 | 0 |  | 1.1447 | 1.1109 | 1.0411 | 1.1447 | 1.1109 | 1.0411 | -1.984 | -117.1444 | 118.8687 | -1.984 | -117.1444 | 118.8687
Line9_3_11 | 0.0027341 | 0.0027341 | 0.0027341 | 0.0027341 | 0.0027341 | 0.0027341 | 0.00063141 | 0.00063141 | 0.00063141 | 0.00063141 | 0.00063141 | 0.00063141 | 0.00056084 | 0.00016927 | -0.00061753 | -0.0005608 | -0.00016924 | 0.00061757 | 0.00045618 | -0.00068057 | 0.00022529 | -0.00045611 | 0.00068065 | -0.00022521 | -41.1029 | -41.1029 | -41.1029 | 138.8967 | 138.8967 | 138.8967 |  | 1.1449 | 1.1107 | 1.0411 | 1.1448 | 1.1108 | 1.0411 | -1.9785 | -117.1356 | 118.8542 | -1.9812 | -117.14 | 118.8614

## LLG_min_6
name | pf_ikss_a_from_ka | pf_ikss_b_from_ka | pf_ikss_c_from_ka | pf_ikss_a_to_ka | pf_ikss_b_to_ka | pf_ikss_c_to_ka | pf_skss_a_from_mw | pf_skss_b_from_mw | pf_skss_c_from_mw | pf_skss_a_to_mw | pf_skss_b_to_mw | pf_skss_c_to_mw | pf_p_a_from_mw | pf_p_b_from_mw | pf_p_c_from_mw | pf_p_a_to_mw | pf_p_b_to_mw | pf_p_c_to_mw | pf_q_a_from_mvar | pf_q_b_from_mvar | pf_q_c_from_mvar | pf_q_a_to_mvar | pf_q_b_to_mvar | pf_q_c_to_mvar | pf_ikss_a_from_degree | pf_ikss_b_from_degree | pf_ikss_c_from_degree | pf_ikss_a_to_degree | pf_ikss_b_to_degree | pf_ikss_c_to_degree | 3xI0 | pf_vm_a_from_pu | pf_vm_b_from_pu | pf_vm_c_from_pu | pf_vm_a_to_pu | pf_vm_b_to_pu | pf_vm_c_to_pu | pf_va_a_from_degree | pf_va_b_from_degree | pf_va_c_from_degree | pf_va_a_to_degree | pf_va_b_to_degree | pf_va_c_to_degree
Line0_1_2 | 0.02117 | 0.02117 | 0.02117 | 0.02117 | 0.02117 | 0.02117 | 0.004889 | 0.004889 | 0.004889 | 0.004889 | 0.004889 | 0.004889 | 0.0068902 | -0.00052858 | 0.00039952 | -0.0068859 | 0.00053286 | -0.0003952 | 0.00017495 | -0.0029733 | 0.0028383 | -0.00017052 | 0.0029777 | -0.0028339 | -2.5292 | -2.5291 | -2.5292 | 177.4704 | 177.4705 | 177.4703 |  | 1.4098 | 0.61769 | 0.58628 | 1.4089 | 0.61875 | 0.58525 | -1.0747 | -102.6097 | 79.4585 | -1.111 | -102.6751 | 79.5313
Line10_11_12 | 0.021089 | 0.021089 | 0.021089 | 0.021089 | 0.021089 | 0.021089 | 0.0048702 | 0.0048702 | 0.0048702 | 0.0048702 | 0.0048702 | 0.0048702 | 0.0068545 | -0.00052342 | 0.00037831 | -0.0068502 | 0.00052767 | -0.00037402 | 0.00019242 | -0.0029728 | 0.0028201 | -0.00018802 | 0.0029773 | -0.0028157 | -2.7549 | -2.7548 | -2.7549 | 177.2447 | 177.2448 | 177.2446 |  | 1.408 | 0.61979 | 0.58424 | 1.4071 | 0.62085 | 0.58322 | -1.1469 | -102.7405 | 79.6046 | -1.183 | -102.8055 | 79.678
Line11_12_13 | 0.021089 | 0.021089 | 0.021089 | 0.021089 | 0.021089 | 0.021089 | 0.0048702 | 0.0048702 | 0.0048702 | 0.0048702 | 0.0048702 | 0.0048702 | 0.0068502 | -0.00052766 | 0.00037402 | -0.0068459 | 0.00053191 | -0.00036973 | 0.00018802 | -0.0029773 | 0.0028157 | -0.00018363 | 0.0029817 | -0.0028112 | -2.7553 | -2.7553 | -2.7554 | 177.2442 | 177.2443 | 177.2442 |  | 1.4071 | 0.62085 | 0.58322 | 1.4062 | 0.6219 | 0.5822 | -1.183 | -102.8055 | 79.678 | -1.2193 | -102.8704 | 79.7517
Line12_13_15 | 0 | 0 | 0 | 0 | 0 | 0 | 0 | 0 | 0 | 0 | 0 | 0 | 1.1077e-08 | -7.2321e-08 | 6.5432e-08 | -9.7378e-09 | 4.8866e-08 | -4.3317e-08 | -1.6131e-07 | 1.0781e-08 | -4.9278e-09 | 1.0743e-07 | -6.5493e-09 | 1.9749e-09 | 0 | 0 | 0 | 0 | 0 | 0 |  | 1.4062 | 0.6219 | 0.5822 | 1.4062 | 0.6219 | 0.5822 | -1.2193 | -102.8704 | 79.7517 | -1.2193 | -102.8704 | 79.7517
Line13_13_14 | 0.021089 | 0.021089 | 0.021089 | 0.021089 | 0.021089 | 0.021089 | 0.0048702 | 0.0048702 | 0.0048702 | 0.0048702 | 0.0048702 | 0.0048702 | 0.0068459 | -0.00053184 | 0.00036966 | -0.0068416 | 0.00053608 | -0.00036537 | 0.00018379 | -0.0029817 | 0.0028112 | -0.0001794 | 0.0029862 | -0.0028068 | -2.7571 | -2.7571 | -2.7571 | 177.2424 | 177.2425 | 177.2424 |  | 1.4062 | 0.6219 | 0.5822 | 1.4053 | 0.62295 | 0.58118 | -1.2193 | -102.8704 | 79.7517 | -1.2555 | -102.935 | 79.8256
Line14_15_16 | 0 | 0 | 0 | 0 | 0 | 0 | 0 | 0 | 0 | 0 | 0 | 0 | 7.3847e-09 | -4.8214e-08 | 4.3622e-08 | -6.0455e-09 | 2.4759e-08 | -2.1506e-08 | -1.0754e-07 | 7.1873e-09 | -3.2852e-09 | 5.3665e-08 | -2.9556e-09 | 3.3233e-10 | 0 | 0 | 0 | 0 | 0 | 0 |  | 1.4062 | 0.6219 | 0.5822 | 1.4062 | 0.6219 | 0.5822 | -1.2193 | -102.8704 | 79.7517 | -1.2193 | -102.8704 | 79.7517
Line15_16_17 | 0 | 0 | 0 | 0 | 0 | 0 | 0 | 0 | 0 | 0 | 0 | 0 | 3.6923e-09 | -2.4107e-08 | 2.1811e-08 | -2.3532e-09 | 6.5207e-10 | 3.0504e-10 | -5.377e-08 | 3.5937e-09 | -1.6426e-09 | -1.0423e-10 | 6.3804e-10 | -1.3103e-09 | 0 | 0 | 0 | 0 | 0 | 0 |  | 1.4062 | 0.6219 | 0.5822 | 1.4062 | 0.6219 | 0.5822 | -1.2193 | -102.8704 | 79.7517 | -1.2193 | -102.8704 | 79.7517
Line16_4_18 | 0 | 2.6126 | 2.4031 | 0 | 2.6126 | 2.4031 | 0 | 0.60336 | 0.55498 | 0 | 0.60336 | 0.55498 | 2.6823e-09 | 0.12806 | 0.11367 | -2.3229e-09 | -2.7335e-14 | -4.8371e-14 | -5.4668e-08 | 0.13582 | 0.11598 | -1.1979e-10 | 2.9429e-14 | -1.8971e-15 | 0 | -149.3581 | 33.953 | 0 | 30.6419 | -146.047 |  | 1.4053 | 0.30939 | 0.29262 | 1.4017 | 0 | 0 | -1.2585 | -102.6746 | 79.5309 | -1.4059 | 0 | 0
Line17_5_19 | 0.02121 | 0.02121 | 0.02121 | 0.02121 | 0.02121 | 0.02121 | 0.0048983 | 0.0048983 | 0.0048983 | 0.0048983 | 0.0048983 | 0.0048983 | 0.0068994 | -0.00053969 | 0.0004015 | -0.0068951 | 0.00054399 | -0.00039715 | 0.00015738 | -0.0029824 | 0.0028385 | -0.00015294 | 0.0029869 | -0.002834 | -2.4179 | -2.4179 | -2.4179 | 177.5816 | 177.5817 | 177.5816 |  | 1.4089 | 0.61875 | 0.58525 | 1.408 | 0.61981 | 0.58422 | -1.1112 | -102.675 | 79.5312 | -1.1477 | -102.7401 | 79.6042
Line1_1_3 | 0.021089 | 0.021089 | 0.021089 | 0.021089 | 0.021089 | 0.021089 | 0.0048702 | 0.0048702 | 0.0048702 | 0.0048702 | 0.0048702 | 0.0048702 | 0.006863 | -0.00051493 | 0.00038689 | -0.0068587 | 0.00051917 | -0.0003826 | 0.0002012 | -0.0029639 | 0.002829 | -0.00019681 | 0.0029684 | -0.0028245 | -2.7539 | -2.7539 | -2.754 | 177.2456 | 177.2457 | 177.2455 |  | 1.4098 | 0.61769 | 0.58628 | 1.4089 | 0.61874 | 0.58526 | -1.0747 | -102.6097 | 79.4585 | -1.1108 | -102.6752 | 79.5314
Line2_1_4 | 0.021415 | 2.5946 | 2.4205 | 0.021415 | 2.5946 | 2.4205 | 0.0049456 | 0.59919 | 0.559 | 0.0049456 | 0.59919 | 0.559 | 0.0069716 | 0.2548 | 0.22847 | -0.0069496 | -0.12777 | -0.11388 | 9.4549e-05 | 0.26845 | 0.23496 | -7.2003e-05 | -0.13431 | -0.11741 | -1.8517 | -149.104 | 33.6564 | 178.1479 | 30.896 | -146.3436 |  | 1.4098 | 0.61769 | 0.58628 | 1.4053 | 0.30939 | 0.29262 | -1.0747 | -102.6097 | 79.4585 | -1.2585 | -102.6746 | 79.5309
Line3_1_5 | 0.02121 | 0.02121 | 0.02121 | 0.02121 | 0.02121 | 0.02121 | 0.0048984 | 0.0048983 | 0.0048984 | 0.0048984 | 0.0048983 | 0.0048984 | 0.0069037 | -0.0005354 | 0.00040584 | -0.0068994 | 0.00053969 | -0.00040149 | 0.00016182 | -0.0029779 | 0.002843 | -0.00015738 | 0.0029824 | -0.0028385 | -2.4175 | -2.4174 | -2.4175 | 177.5821 | 177.5821 | 177.5821 |  | 1.4098 | 0.61769 | 0.58628 | 1.4089 | 0.61875 | 0.58525 | -1.0747 | -102.6097 | 79.4585 | -1.1112 | -102.675 | 79.5312
Line4_2_6 | 0.02117 | 0.02117 | 0.02117 | 0.02117 | 0.02117 | 0.02117 | 0.004889 | 0.004889 | 0.004889 | 0.004889 | 0.004889 | 0.004889 | 0.0068859 | -0.00053286 | 0.0003952 | -0.0068816 | 0.00053714 | -0.00039087 | 0.00017052 | -0.0029777 | 0.0028339 | -0.00016609 | 0.0029822 | -0.0028294 | -2.5296 | -2.5296 | -2.5297 | 177.4699 | 177.47 | 177.4699 |  | 1.4089 | 0.61875 | 0.58525 | 1.408 | 0.61981 | 0.58422 | -1.111 | -102.6751 | 79.5313 | -1.1474 | -102.7402 | 79.6043
Line5_6_7 | 0.02117 | 0.02117 | 0.02117 | 0.02117 | 0.02117 | 0.02117 | 0.004889 | 0.004889 | 0.004889 | 0.004889 | 0.004889 | 0.004889 | 0.0068816 | -0.00053714 | 0.00039087 | -0.0068773 | 0.00054141 | -0.00038655 | 0.00016609 | -0.0029822 | 0.0028294 | -0.00016167 | 0.0029867 | -0.0028249 | -2.5301 | -2.53 | -2.5301 | 177.4695 | 177.4695 | 177.4695 |  | 1.408 | 0.61981 | 0.58422 | 1.4071 | 0.62087 | 0.5832 | -1.1474 | -102.7402 | 79.6043 | -1.1839 | -102.8051 | 79.6777
Line6_7_8 | 0 | 0 | 0 | 0 | 0 | 0 | 0 | 0 | 0 | 0 | 0 | 0 | 1.0891e-08 | -7.2331e-08 | 6.5655e-08 | -9.6198e-09 | 4.8873e-08 | -4.3468e-08 | -1.6174e-07 | 1.0837e-08 | -5.1627e-09 | 1.0772e-07 | -6.5853e-09 | 2.1273e-09 | 0 | 0 | 0 | 0 | 0 | 0 |  | 1.4071 | 0.62087 | 0.5832 | 1.4071 | 0.62087 | 0.5832 | -1.1839 | -102.8051 | 79.6777 | -1.1839 | -102.8051 | 79.6777
Line7_8_9 | 0 | 0 | 0 | 0 | 0 | 0 | 0 | 0 | 0 | 0 | 0 | 0 | 3.6303e-09 | -2.411e-08 | 2.1885e-08 | -2.3593e-09 | 6.5261e-10 | 3.0173e-10 | -5.3912e-08 | 3.6123e-09 | -1.7209e-09 | -1.0127e-10 | 6.3934e-10 | -1.3145e-09 | 0 | 0 | 0 | 0 | 0 | 0 |  | 1.4071 | 0.62087 | 0.5832 | 1.4071 | 0.62087 | 0.5832 | -1.1839 | -102.8051 | 79.6777 | -1.1839 | -102.8051 | 79.6777
Line8_8_10 | 0 | 0 | 0 | 0 | 0 | 0 | 0 | 0 | 0 | 0 | 0 | 0 | 3.6303e-09 | -2.411e-08 | 2.1885e-08 | -2.3593e-09 | 6.5261e-10 | 3.0173e-10 | -5.3912e-08 | 3.6123e-09 | -1.7209e-09 | -1.0127e-10 | 6.3934e-10 | -1.3145e-09 | 0 | 0 | 0 | 0 | 0 | 0 |  | 1.4071 | 0.62087 | 0.5832 | 1.4071 | 0.62087 | 0.5832 | -1.1839 | -102.8051 | 79.6777 | -1.1839 | -102.8051 | 79.6777
Line9_3_11 | 0.021089 | 0.021089 | 0.021089 | 0.021089 | 0.021089 | 0.021089 | 0.0048702 | 0.0048702 | 0.0048702 | 0.0048702 | 0.0048702 | 0.0048702 | 0.0068587 | -0.00051917 | 0.0003826 | -0.0068545 | 0.00052342 | -0.00037831 | 0.00019681 | -0.0029684 | 0.0028245 | -0.00019242 | 0.0029728 | -0.0028201 | -2.7544 | -2.7543 | -2.7545 | 177.2451 | 177.2452 | 177.2451 |  | 1.4089 | 0.61874 | 0.58526 | 1.408 | 0.61979 | 0.58424 | -1.1108 | -102.6752 | 79.5314 | -1.1469 | -102.7405 | 79.6046

## LLG_min_10
name | pf_ikss_a_from_ka | pf_ikss_b_from_ka | pf_ikss_c_from_ka | pf_ikss_a_to_ka | pf_ikss_b_to_ka | pf_ikss_c_to_ka | pf_skss_a_from_mw | pf_skss_b_from_mw | pf_skss_c_from_mw | pf_skss_a_to_mw | pf_skss_b_to_mw | pf_skss_c_to_mw | pf_p_a_from_mw | pf_p_b_from_mw | pf_p_c_from_mw | pf_p_a_to_mw | pf_p_b_to_mw | pf_p_c_to_mw | pf_q_a_from_mvar | pf_q_b_from_mvar | pf_q_c_from_mvar | pf_q_a_to_mvar | pf_q_b_to_mvar | pf_q_c_to_mvar | pf_ikss_a_from_degree | pf_ikss_b_from_degree | pf_ikss_c_from_degree | pf_ikss_a_to_degree | pf_ikss_b_to_degree | pf_ikss_c_to_degree | 3xI0 | pf_vm_a_from_pu | pf_vm_b_from_pu | pf_vm_c_from_pu | pf_vm_a_to_pu | pf_vm_b_to_pu | pf_vm_c_to_pu | pf_va_a_from_degree | pf_va_b_from_degree | pf_va_c_from_degree | pf_va_a_to_degree | pf_va_b_to_degree | pf_va_c_to_degree
Line0_1_2 | 0.020056 | 0.020056 | 0.020056 | 0.020056 | 0.020056 | 0.020056 | 0.0046316 | 0.0046316 | 0.0046316 | 0.0046316 | 0.0046316 | 0.0046316 | 0.006184 | -0.0004744 | 0.00035857 | -0.0061801 | 0.00047824 | -0.00035469 | 0.00015702 | -0.0026685 | 0.0025474 | -0.00015304 | 0.0026725 | -0.0025434 | -2.5292 | -2.5291 | -2.5292 | 177.4704 | 177.4705 | 177.4703 |  | 1.3356 | 0.58518 | 0.55543 | 1.3347 | 0.58618 | 0.55445 | -1.0747 | -102.6097 | 79.4585 | -1.111 | -102.6751 | 79.5313
Line10_11_12 | 0.019979 | 0.019979 | 0.019979 | 0.019979 | 0.019979 | 0.019979 | 0.0046139 | 0.0046139 | 0.0046139 | 0.0046139 | 0.0046139 | 0.0046139 | 0.0061519 | -0.00046977 | 0.00033954 | -0.0061481 | 0.00047358 | -0.00033569 | 0.0001727 | -0.0026681 | 0.0025311 | -0.00016875 | 0.0026721 | -0.0025271 | -2.7549 | -2.7548 | -2.7549 | 177.2447 | 177.2448 | 177.2446 |  | 1.3339 | 0.58717 | 0.55349 | 1.333 | 0.58817 | 0.55252 | -1.1469 | -102.7405 | 79.6046 | -1.183 | -102.8055 | 79.678
Line11_12_13 | 0.019979 | 0.019979 | 0.019979 | 0.019979 | 0.019979 | 0.019979 | 0.0046139 | 0.0046139 | 0.0046139 | 0.0046139 | 0.0046139 | 0.0046139 | 0.0061481 | -0.00047358 | 0.00033569 | -0.0061443 | 0.00047739 | -0.00033183 | 0.00016875 | -0.0026721 | 0.0025271 | -0.00016481 | 0.0026761 | -0.0025231 | -2.7553 | -2.7553 | -2.7554 | 177.2442 | 177.2443 | 177.2442 |  | 1.333 | 0.58817 | 0.55252 | 1.3322 | 0.58917 | 0.55155 | -1.183 | -102.8055 | 79.678 | -1.2193 | -102.8704 | 79.7517
Line12_13_15 | 0 | 0 | 0 | 0 | 0 | 0 | 0 | 0 | 0 | 0 | 0 | 0 | 9.9417e-09 | -6.4909e-08 | 5.8726e-08 | -8.7398e-09 | 4.3858e-08 | -3.8877e-08 | -1.4478e-07 | 9.676e-09 | -4.4228e-09 | 9.6424e-08 | -5.878e-09 | 1.7725e-09 | 0 | 0 | 0 | 0 | 0 | 0 |  | 1.3322 | 0.58917 | 0.55155 | 1.3322 | 0.58917 | 0.55155 | -1.2193 | -102.8704 | 79.7517 | -1.2193 | -102.8704 | 79.7517
Line13_13_14 | 0.019979 | 0.019979 | 0.019979 | 0.019979 | 0.019979 | 0.019979 | 0.0046139 | 0.0046139 | 0.0046139 | 0.0046139 | 0.0046139 | 0.0046139 | 0.0061443 | -0.00047733 | 0.00033178 | -0.0061404 | 0.00048114 | -0.00032792 | 0.00016496 | -0.0026761 | 0.0025231 | -0.00016101 | 0.0026801 | -0.0025191 | -2.7571 | -2.7571 | -2.7571 | 177.2424 | 177.2425 | 177.2424 |  | 1.3322 | 0.58917 | 0.55155 | 1.3313 | 0.59017 | 0.55059 | -1.2193 | -102.8704 | 79.7517 | -1.2555 | -102.935 | 79.8256
Line14_15_16 | 0 | 0 | 0 | 0 | 0 | 0 | 0 | 0 | 0 | 0 | 0 | 0 | 6.6278e-09 | -4.3272e-08 | 3.9151e-08 | -5.4259e-09 | 2.2221e-08 | -1.9302e-08 | -9.6517e-08 | 6.4507e-09 | -2.9485e-09 | 4.8165e-08 | -2.6527e-09 | 2.9827e-10 | 0 | 0 | 0 | 0 | 0 | 0 |  | 1.3322 | 0.58917 | 0.55155 | 1.3322 | 0.58917 | 0.55155 | -1.2193 | -102.8704 | 79.7517 | -1.2193 | -102.8704 | 79.7517
Line15_16_17 | 0 | 0 | 0 | 0 | 0 | 0 | 0 | 0 | 0 | 0 | 0 | 0 | 3.3139e-09 | -2.1636e-08 | 1.9575e-08 | -2.112e-09 | 5.8524e-10 | 2.7377e-10 | -4.8259e-08 | 3.2253e-09 | -1.4743e-09 | -9.3544e-11 | 5.7265e-10 | -1.176e-09 | 0 | 0 | 0 | 0 | 0 | 0 |  | 1.3322 | 0.58917 | 0.55155 | 1.3322 | 0.58917 | 0.55155 | -1.2193 | -102.8704 | 79.7517 | -1.2193 | -102.8704 | 79.7517
Line16_4_18 | 0 | 2.4751 | 2.2767 | 0 | 2.4751 | 2.2767 | 0 | 0.5716 | 0.52577 | 0 | 0.5716 | 0.52577 | 2.4074e-09 | 0.11494 | 0.10202 | -2.0848e-09 | -2.4855e-14 | -4.3348e-14 | -4.9065e-08 | 0.1219 | 0.1041 | -1.0751e-10 | 2.6525e-14 | -1.7763e-15 | 0 | -149.3581 | 33.953 | 0 | 30.6419 | -146.047 |  | 1.3313 | 0.2931 | 0.27721 | 1.3279 | 0 | 0 | -1.2585 | -102.6746 | 79.5309 | -1.4059 | 0 | 0
Line17_5_19 | 0.020094 | 0.020094 | 0.020094 | 0.020094 | 0.020094 | 0.020094 | 0.0046405 | 0.0046405 | 0.0046405 | 0.0046405 | 0.0046405 | 0.0046405 | 0.0061923 | -0.00048438 | 0.00036034 | -0.0061884 | 0.00048823 | -0.00035645 | 0.00014125 | -0.0026768 | 0.0025476 | -0.00013726 | 0.0026808 | -0.0025435 | -2.4179 | -2.4179 | -2.4179 | 177.5816 | 177.5817 | 177.5816 |  | 1.3347 | 0.58619 | 0.55445 | 1.3339 | 0.58719 | 0.55347 | -1.1112 | -102.675 | 79.5312 | -1.1477 | -102.7401 | 79.6042
Line1_1_3 | 0.019979 | 0.019979 | 0.019979 | 0.019979 | 0.019979 | 0.019979 | 0.0046139 | 0.0046139 | 0.0046139 | 0.0046139 | 0.0046139 | 0.0046139 | 0.0061596 | -0.00046215 | 0.00034724 | -0.0061558 | 0.00046596 | -0.00034339 | 0.00018058 | -0.0026601 | 0.002539 | -0.00017664 | 0.0026641 | -0.002535 | -2.7539 | -2.7539 | -2.754 | 177.2456 | 177.2457 | 177.2455 |  | 1.3356 | 0.58518 | 0.55543 | 1.3347 | 0.58618 | 0.55446 | -1.0747 | -102.6097 | 79.4585 | -1.1108 | -102.6752 | 79.5314
Line2_1_4 | 0.020288 | 2.458 | 2.2931 | 0.020288 | 2.458 | 2.2931 | 0.0046853 | 0.56766 | 0.52958 | 0.0046853 | 0.56766 | 0.52958 | 0.0062571 | 0.22868 | 0.20506 | -0.0062373 | -0.11468 | -0.10221 | 8.4858e-05 | 0.24093 | 0.21088 | -6.4623e-05 | -0.12055 | -0.10538 | -1.8517 | -149.104 | 33.6564 | 178.1479 | 30.896 | -146.3436 |  | 1.3356 | 0.58518 | 0.55543 | 1.3313 | 0.2931 | 0.27721 | -1.0747 | -102.6097 | 79.4585 | -1.2585 | -102.6746 | 79.5309
Line3_1_5 | 0.020094 | 0.020094 | 0.020094 | 0.020094 | 0.020094 | 0.020094 | 0.0046405 | 0.0046405 | 0.0046405 | 0.0046405 | 0.0046405 | 0.0046405 | 0.0061962 | -0.00048052 | 0.00036424 | -0.0061923 | 0.00048438 | -0.00036034 | 0.00014524 | -0.0026727 | 0.0025516 | -0.00014125 | 0.0026768 | -0.0025476 | -2.4175 | -2.4174 | -2.4175 | 177.5821 | 177.5821 | 177.5821 |  | 1.3356 | 0.58518 | 0.55543 | 1.3347 | 0.58619 | 0.55445 | -1.0747 | -102.6097 | 79.4585 | -1.1112 | -102.675 | 79.5312
Line4_2_6 | 0.020056 | 0.020056 | 0.020056 | 0.020056 | 0.020056 | 0.020056 | 0.0046316 | 0.0046316 | 0.0046316 | 0.0046316 | 0.0046316 | 0.0046316 | 0.0061801 | -0.00047824 | 0.00035469 | -0.0061763 | 0.00048208 | -0.00035081 | 0.00015304 | -0.0026725 | 0.0025434 | -0.00014907 | 0.0026766 | -0.0025394 | -2.5296 | -2.5296 | -2.5297 | 177.4699 | 177.47 | 177.4699 |  | 1.3347 | 0.58618 | 0.55445 | 1.3339 | 0.58719 | 0.55347 | -1.111 | -102.6751 | 79.5313 | -1.1474 | -102.7402 | 79.6043
Line5_6_7 | 0.020056 | 0.020056 | 0.020056 | 0.020056 | 0.020056 | 0.020056 | 0.0046316 | 0.0046316 | 0.0046316 | 0.0046316 | 0.0046316 | 0.0046316 | 0.0061762 | -0.00048208 | 0.00035081 | -0.0061724 | 0.00048592 | -0.00034693 | 0.00014907 | -0.0026766 | 0.0025394 | -0.0001451 | 0.0026806 | -0.0025354 | -2.5301 | -2.53 | -2.5301 | 177.4695 | 177.4695 | 177.4695 |  | 1.3339 | 0.58719 | 0.55347 | 1.333 | 0.58819 | 0.5525 | -1.1474 | -102.7402 | 79.6043 | -1.1839 | -102.8051 | 79.6777
Line6_7_8 | 0 | 0 | 0 | 0 | 0 | 0 | 0 | 0 | 0 | 0 | 0 | 0 | 9.7745e-09 | -6.4917e-08 | 5.8926e-08 | -8.6338e-09 | 4.3864e-08 | -3.9013e-08 | -1.4516e-07 | 9.7263e-09 | -4.6336e-09 | 9.6683e-08 | -5.9104e-09 | 1.9093e-09 | 0 | 0 | 0 | 0 | 0 | 0 |  | 1.333 | 0.58819 | 0.5525 | 1.333 | 0.58819 | 0.5525 | -1.1839 | -102.8051 | 79.6777 | -1.1839 | -102.8051 | 79.6777
Line7_8_9 | 0 | 0 | 0 | 0 | 0 | 0 | 0 | 0 | 0 | 0 | 0 | 0 | 3.2582e-09 | -2.1639e-08 | 1.9642e-08 | -2.1175e-09 | 5.8573e-10 | 2.708e-10 | -4.8387e-08 | 3.2421e-09 | -1.5445e-09 | -9.0889e-11 | 5.7381e-10 | -1.1798e-09 | 0 | 0 | 0 | 0 | 0 | 0 |  | 1.333 | 0.58819 | 0.5525 | 1.333 | 0.58819 | 0.5525 | -1.1839 | -102.8051 | 79.6777 | -1.1839 | -102.8051 | 79.6777
Line8_8_10 | 0 | 0 | 0 | 0 | 0 | 0 | 0 | 0 | 0 | 0 | 0 | 0 | 3.2582e-09 | -2.1639e-08 | 1.9642e-08 | -2.1175e-09 | 5.8573e-10 | 2.708e-10 | -4.8387e-08 | 3.2421e-09 | -1.5445e-09 | -9.0888e-11 | 5.7381e-10 | -1.1798e-09 | 0 | 0 | 0 | 0 | 0 | 0 |  | 1.333 | 0.58819 | 0.5525 | 1.333 | 0.58819 | 0.5525 | -1.1839 | -102.8051 | 79.6777 | -1.1839 | -102.8051 | 79.6777
Line9_3_11 | 0.019979 | 0.019979 | 0.019979 | 0.019979 | 0.019979 | 0.019979 | 0.0046139 | 0.0046139 | 0.0046139 | 0.0046139 | 0.0046139 | 0.0046139 | 0.0061558 | -0.00046596 | 0.00034339 | -0.0061519 | 0.00046977 | -0.00033954 | 0.00017664 | -0.0026641 | 0.002535 | -0.0001727 | 0.0026681 | -0.0025311 | -2.7544 | -2.7543 | -2.7545 | 177.2451 | 177.2452 | 177.2451 |  | 1.3347 | 0.58618 | 0.55446 | 1.3339 | 0.58717 | 0.55349 | -1.1108 | -102.6752 | 79.5314 | -1.1469 | -102.7405 | 79.6046

## LLG_min_fault_6
name | pf_ikss_a_from_ka | pf_ikss_b_from_ka | pf_ikss_c_from_ka | pf_ikss_a_to_ka | pf_ikss_b_to_ka | pf_ikss_c_to_ka | pf_skss_a_from_mw | pf_skss_b_from_mw | pf_skss_c_from_mw | pf_skss_a_to_mw | pf_skss_b_to_mw | pf_skss_c_to_mw | pf_p_a_from_mw | pf_p_b_from_mw | pf_p_c_from_mw | pf_p_a_to_mw | pf_p_b_to_mw | pf_p_c_to_mw | pf_q_a_from_mvar | pf_q_b_from_mvar | pf_q_c_from_mvar | pf_q_a_to_mvar | pf_q_b_to_mvar | pf_q_c_to_mvar | pf_ikss_a_from_degree | pf_ikss_b_from_degree | pf_ikss_c_from_degree | pf_ikss_a_to_degree | pf_ikss_b_to_degree | pf_ikss_c_to_degree | 3xI0 | pf_vm_a_from_pu | pf_vm_b_from_pu | pf_vm_c_from_pu | pf_vm_a_to_pu | pf_vm_b_to_pu | pf_vm_c_to_pu | pf_va_a_from_degree | pf_va_b_from_degree | pf_va_c_from_degree | pf_va_a_to_degree | pf_va_b_to_degree | pf_va_c_to_degree
Line0_1_2 | 0.0023604 | 0.0023604 | 0.0023604 | 0.0023604 | 0.0023604 | 0.0023604 | 0.0005451 | 0.0005451 | 0.0005451 | 0.0005451 | 0.0005451 | 0.0005451 | 0.0004199 | 0.0001237 | -0.00045955 | -0.00041985 | -0.00012365 | 0.0004596 | 0.00033809 | -0.00050798 | 0.00017038 | -0.00033804 | 0.00050803 | -0.00017032 | -40.8136 | -40.8136 | -40.8136 | 139.1859 | 139.1859 | 139.1859 |  | 0.98898 | 0.95912 | 0.89912 | 0.98884 | 0.9592 | 0.89918 | -1.9736 | -117.1281 | 118.8436 | -1.9746 | -117.1353 | 118.8518
Line10_11_12 | 0.0023513 | 0.0023513 | 0.0023513 | 0.0023513 | 0.0023513 | 0.0023513 | 0.00054301 | 0.00054301 | 0.00054301 | 0.00054301 | 0.00054301 | 0.00054301 | 0.00041686 | 0.00012511 | -0.00045855 | -0.0004168 | -0.00012506 | 0.00045861 | 0.00033833 | -0.00050565 | 0.00016781 | -0.00033828 | 0.0005057 | -0.00016775 | -41.0393 | -41.0393 | -41.0393 | 138.9602 | 138.9602 | 138.9602 |  | 0.9887 | 0.95927 | 0.89923 | 0.98856 | 0.95935 | 0.89929 | -1.9756 | -117.1424 | 118.86 | -1.9766 | -117.1495 | 118.8683
Line11_12_13 | 0.0023513 | 0.0023513 | 0.0023513 | 0.0023513 | 0.0023513 | 0.0023513 | 0.00054301 | 0.00054301 | 0.00054301 | 0.00054301 | 0.00054301 | 0.00054301 | 0.0004168 | 0.00012506 | -0.00045861 | -0.00041674 | -0.00012501 | 0.00045866 | 0.00033828 | -0.0005057 | 0.00016775 | -0.00033823 | 0.00050576 | -0.0001677 | -41.0398 | -41.0398 | -41.0398 | 138.9598 | 138.9598 | 138.9598 |  | 0.98856 | 0.95935 | 0.89929 | 0.98842 | 0.95942 | 0.89935 | -1.9766 | -117.1495 | 118.8683 | -1.9776 | -117.1566 | 118.8765
Line12_13_15 | 0 | 0 | 0 | 0 | 0 | 0 | 0 | 0 | 0 | 0 | 0 | 0 | 8.3891e-09 | -1.1834e-08 | 3.4808e-09 | -5.734e-09 | 7.8518e-09 | -2.1541e-09 | -9.4974e-09 | -3.425e-09 | 1.1004e-08 | 6.2128e-09 | 2.4491e-09 | -7.3976e-09 | 0 | 0 | 0 | 0 | 0 | 0 |  | 0.98842 | 0.95942 | 0.89935 | 0.98842 | 0.95942 | 0.89935 | -1.9776 | -117.1566 | 118.8765 | -1.9776 | -117.1566 | 118.8765
Line13_13_14 | 0.0023513 | 0.0023513 | 0.0023513 | 0.0023513 | 0.0023513 | 0.0023513 | 0.00054301 | 0.00054301 | 0.00054301 | 0.00054301 | 0.00054301 | 0.00054301 | 0.00041673 | 0.00012502 | -0.00045867 | -0.00041668 | -0.00012497 | 0.00045872 | 0.00033824 | -0.00050576 | 0.00016768 | -0.00033818 | 0.00050581 | -0.00016763 | -41.0416 | -41.0416 | -41.0416 | 138.958 | 138.958 | 138.958 |  | 0.98842 | 0.95942 | 0.89935 | 0.98828 | 0.9595 | 0.89941 | -1.9776 | -117.1566 | 118.8765 | -1.9786 | -117.1638 | 118.8847
Line14_15_16 | 0 | 0 | 0 | 0 | 0 | 0 | 0 | 0 | 0 | 0 | 0 | 0 | 5.5927e-09 | -7.889e-09 | 2.3205e-09 | -2.9377e-09 | 3.9072e-09 | -9.9384e-10 | -6.3316e-09 | -2.2833e-09 | 7.3362e-09 | 3.047e-09 | 1.3074e-09 | -3.7295e-09 | 0 | 0 | 0 | 0 | 0 | 0 |  | 0.98842 | 0.95942 | 0.89935 | 0.98842 | 0.95942 | 0.89935 | -1.9776 | -117.1566 | 118.8765 | -1.9776 | -117.1566 | 118.8765
Line15_16_17 | 0 | 0 | 0 | 0 | 0 | 0 | 0 | 0 | 0 | 0 | 0 | 0 | 2.7964e-09 | -3.9445e-09 | 1.1603e-09 | -1.4129e-10 | -3.7263e-11 | 1.6643e-10 | -3.1658e-09 | -1.1417e-09 | 3.6681e-09 | -1.1881e-10 | 1.6578e-10 | -6.1426e-11 | 0 | 0 | 0 | 0 | 0 | 0 |  | 0.98842 | 0.95942 | 0.89935 | 0.98842 | 0.95942 | 0.89935 | -1.9776 | -117.1566 | 118.8765 | -1.9776 | -117.1566 | 118.8765
Line16_4_18 | 0 | 0.031103 | 0.029153 | 0 | 0.031104 | 0.029153 | 0 | 0.007183 | 0.0067326 | 0 | 0.007183 | 0.0067326 | 2.78e-09 | 0.0048517 | 0.0042673 | -1.3863e-10 | -0.0048371 | -0.0042495 | -3.2696e-09 | 0.0048574 | 0.004263 | -1.1907e-10 | -0.0048371 | -0.0042495 | 0 | -162.2015 | 73.9093 | 0 | 17.7985 | -106.0907 |  | 0.98827 | 0.95577 | 0.8959 | 0.98771 | 0.95235 | 0.89263 | -1.979 | -117.1683 | 118.8805 | -1.9833 | -117.2015 | 118.9093
Line17_5_19 | 0.0023649 | 0.0023649 | 0.0023649 | 0.0023649 | 0.0023649 | 0.0023649 | 0.00054615 | 0.00054615 | 0.00054615 | 0.00054615 | 0.00054615 | 0.00054615 | 0.00042131 | 0.00012289 | -0.00046015 | -0.00042125 | -0.00012284 | 0.0004602 | 0.00033787 | -0.00050925 | 0.00017155 | -0.00033782 | 0.0005093 | -0.00017149 | -40.7024 | -40.7024 | -40.7024 | 139.2972 | 139.2972 | 139.2972 |  | 0.98884 | 0.9592 | 0.89918 | 0.9887 | 0.95927 | 0.89923 | -1.9746 | -117.1353 | 118.8519 | -1.9757 | -117.1424 | 118.8602
Line1_1_3 | 0.0023513 | 0.0023513 | 0.0023513 | 0.0023513 | 0.0023513 | 0.0023513 | 0.00054301 | 0.00054301 | 0.00054301 | 0.00054301 | 0.00054301 | 0.00054301 | 0.00041697 | 0.00012521 | -0.00045845 | -0.00041691 | -0.00012516 | 0.0004585 | 0.00033844 | -0.00050554 | 0.00016793 | -0.00033838 | 0.0005056 | -0.00016787 | -41.0384 | -41.0384 | -41.0384 | 138.9611 | 138.9611 | 138.9611 |  | 0.98898 | 0.95912 | 0.89912 | 0.98884 | 0.9592 | 0.89918 | -1.9736 | -117.1281 | 118.8436 | -1.9746 | -117.1353 | 118.8518
Line2_1_4 | 0.0023877 | 0.029904 | 0.028264 | 0.0023877 | 0.029904 | 0.028264 | 0.00055142 | 0.0069061 | 0.0065274 | 0.00055142 | 0.0069061 | 0.0065274 | 0.00042878 | 0.0049844 | 0.0038225 | -0.00042851 | -0.00497 | -0.003806 | 0.00033697 | 0.0043625 | 0.0044534 | -0.00033669 | -0.0043438 | -0.0044399 | -40.1362 | -158.3217 | 69.4847 | 139.8634 | 21.6783 | -110.5153 |  | 0.98898 | 0.95912 | 0.89912 | 0.98827 | 0.95577 | 0.8959 | -1.9736 | -117.1281 | 118.8436 | -1.979 | -117.1683 | 118.8805
Line3_1_5 | 0.0023649 | 0.0023649 | 0.0023649 | 0.0023649 | 0.0023649 | 0.0023649 | 0.00054615 | 0.00054615 | 0.00054615 | 0.00054615 | 0.00054615 | 0.00054615 | 0.00042137 | 0.00012294 | -0.00046009 | -0.00042131 | -0.00012289 | 0.00046015 | 0.00033792 | -0.00050919 | 0.00017161 | -0.00033787 | 0.00050925 | -0.00017155 | -40.7019 | -40.7019 | -40.7019 | 139.2976 | 139.2976 | 139.2976 |  | 0.98898 | 0.95912 | 0.89912 | 0.98884 | 0.9592 | 0.89918 | -1.9736 | -117.1281 | 118.8436 | -1.9746 | -117.1353 | 118.8519
Line4_2_6 | 0.0023604 | 0.0023604 | 0.0023604 | 0.0023604 | 0.0023604 | 0.0023604 | 0.0005451 | 0.0005451 | 0.0005451 | 0.0005451 | 0.0005451 | 0.0005451 | 0.00041984 | 0.00012365 | -0.0004596 | -0.00041979 | -0.0001236 | 0.00045966 | 0.00033804 | -0.00050803 | 0.00017032 | -0.00033799 | 0.00050809 | -0.00017026 | -40.8141 | -40.8141 | -40.8141 | 139.1854 | 139.1855 | 139.1855 |  | 0.98884 | 0.9592 | 0.89918 | 0.9887 | 0.95927 | 0.89923 | -1.9746 | -117.1353 | 118.8518 | -1.9757 | -117.1424 | 118.8601
Line5_6_7 | 0.0023604 | 0.0023604 | 0.0023604 | 0.0023604 | 0.0023604 | 0.0023604 | 0.0005451 | 0.0005451 | 0.0005451 | 0.0005451 | 0.0005451 | 0.0005451 | 0.00041979 | 0.0001236 | -0.00045965 | -0.00041973 | -0.00012355 | 0.00045971 | 0.00033799 | -0.00050809 | 0.00017026 | -0.00033794 | 0.00050814 | -0.0001702 | -40.8146 | -40.8145 | -40.8145 | 139.185 | 139.185 | 139.185 |  | 0.9887 | 0.95927 | 0.89923 | 0.98856 | 0.95935 | 0.89929 | -1.9757 | -117.1424 | 118.8601 | -1.9767 | -117.1495 | 118.8684
Line6_7_8 | 0 | 0 | 0 | 0 | 0 | 0 | 0 | 0 | 0 | 0 | 0 | 0 | 8.3881e-09 | -1.1862e-08 | 3.5103e-09 | -5.7338e-09 | 7.8707e-09 | -2.1736e-09 | -9.5332e-09 | -3.4098e-09 | 1.1017e-08 | 6.2367e-09 | 2.4394e-09 | -7.4067e-09 | 0 | 0 | 0 | 0 | 0 | 0 |  | 0.98856 | 0.95935 | 0.89929 | 0.98856 | 0.95935 | 0.89929 | -1.9767 | -117.1495 | 118.8684 | -1.9767 | -117.1495 | 118.8684
Line7_8_9 | 0 | 0 | 0 | 0 | 0 | 0 | 0 | 0 | 0 | 0 | 0 | 0 | 2.796e-09 | -3.9539e-09 | 1.1701e-09 | -1.4181e-10 | -3.7023e-11 | 1.666e-10 | -3.1777e-09 | -1.1366e-09 | 3.6724e-09 | -1.1878e-10 | 1.6618e-10 | -6.1864e-11 | 0 | 0 | 0 | 0 | 0 | 0 |  | 0.98856 | 0.95935 | 0.89929 | 0.98856 | 0.95935 | 0.89929 | -1.9767 | -117.1495 | 118.8684 | -1.9767 | -117.1495 | 118.8684
Line8_8_10 | 0 | 0 | 0 | 0 | 0 | 0 | 0 | 0 | 0 | 0 | 0 | 0 | 2.796e-09 | -3.9539e-09 | 1.1701e-09 | -1.4181e-10 | -3.7023e-11 | 1.666e-10 | -3.1777e-09 | -1.1366e-09 | 3.6724e-09 | -1.1878e-10 | 1.6618e-10 | -6.1864e-11 | 0 | 0 | 0 | 0 | 0 | 0 |  | 0.98856 | 0.95935 | 0.89929 | 0.98856 | 0.95935 | 0.89929 | -1.9767 | -117.1495 | 118.8684 | -1.9767 | -117.1495 | 118.8684
Line9_3_11 | 0.0023513 | 0.0023513 | 0.0023513 | 0.0023513 | 0.0023513 | 0.0023513 | 0.00054301 | 0.00054301 | 0.00054301 | 0.00054301 | 0.00054301 | 0.00054301 | 0.00041691 | 0.00012516 | -0.0004585 | -0.00041686 | -0.00012511 | 0.00045855 | 0.00033838 | -0.0005056 | 0.00016787 | -0.00033833 | 0.00050565 | -0.00016781 | -41.0389 | -41.0389 | -41.0389 | 138.9607 | 138.9607 | 138.9607 |  | 0.98884 | 0.9592 | 0.89918 | 0.9887 | 0.95927 | 0.89923 | -1.9746 | -117.1353 | 118.8518 | -1.9756 | -117.1424 | 118.86

## LLG_min_fault_10
name | pf_ikss_a_from_ka | pf_ikss_b_from_ka | pf_ikss_c_from_ka | pf_ikss_a_to_ka | pf_ikss_b_to_ka | pf_ikss_c_to_ka | pf_skss_a_from_mw | pf_skss_b_from_mw | pf_skss_c_from_mw | pf_skss_a_to_mw | pf_skss_b_to_mw | pf_skss_c_to_mw | pf_p_a_from_mw | pf_p_b_from_mw | pf_p_c_from_mw | pf_p_a_to_mw | pf_p_b_to_mw | pf_p_c_to_mw | pf_q_a_from_mvar | pf_q_b_from_mvar | pf_q_c_from_mvar | pf_q_a_to_mvar | pf_q_b_to_mvar | pf_q_c_to_mvar | pf_ikss_a_from_degree | pf_ikss_b_from_degree | pf_ikss_c_from_degree | pf_ikss_a_to_degree | pf_ikss_b_to_degree | pf_ikss_c_to_degree | 3xI0 | pf_vm_a_from_pu | pf_vm_b_from_pu | pf_vm_c_from_pu | pf_vm_a_to_pu | pf_vm_b_to_pu | pf_vm_c_to_pu | pf_va_a_from_degree | pf_va_b_from_degree | pf_va_c_from_degree | pf_va_a_to_degree | pf_va_b_to_degree | pf_va_c_to_degree
Line0_1_2 | 0.0022361 | 0.0022361 | 0.0022361 | 0.0022361 | 0.0022361 | 0.0022361 | 0.00051641 | 0.00051641 | 0.00051641 | 0.00051641 | 0.00051641 | 0.00051641 | 0.00037686 | 0.00011102 | -0.00041245 | -0.00037681 | -0.00011097 | 0.00041249 | 0.00030344 | -0.00045591 | 0.00015292 | -0.00030339 | 0.00045596 | -0.00015287 | -40.8136 | -40.8136 | -40.8136 | 139.1859 | 139.1859 | 139.1859 |  | 0.93693 | 0.90864 | 0.8518 | 0.93679 | 0.90871 | 0.85185 | -1.9736 | -117.1281 | 118.8436 | -1.9746 | -117.1353 | 118.8518
Line10_11_12 | 0.0022276 | 0.0022276 | 0.0022276 | 0.0022276 | 0.0022276 | 0.0022276 | 0.00051443 | 0.00051443 | 0.00051443 | 0.00051443 | 0.00051443 | 0.00051443 | 0.00037413 | 0.00011228 | -0.00041156 | -0.00037408 | -0.00011224 | 0.0004116 | 0.00030365 | -0.00045382 | 0.00015061 | -0.00030361 | 0.00045387 | -0.00015056 | -41.0393 | -41.0393 | -41.0393 | 138.9602 | 138.9602 | 138.9602 |  | 0.93666 | 0.90878 | 0.85191 | 0.93653 | 0.90886 | 0.85196 | -1.9756 | -117.1424 | 118.86 | -1.9766 | -117.1495 | 118.8683
Line11_12_13 | 0.0022276 | 0.0022276 | 0.0022276 | 0.0022276 | 0.0022276 | 0.0022276 | 0.00051443 | 0.00051443 | 0.00051443 | 0.00051443 | 0.00051443 | 0.00051443 | 0.00037408 | 0.00011224 | -0.0004116 | -0.00037403 | -0.0001122 | 0.00041165 | 0.00030361 | -0.00045387 | 0.00015056 | -0.00030356 | 0.00045392 | -0.00015051 | -41.0398 | -41.0398 | -41.0398 | 138.9598 | 138.9598 | 138.9598 |  | 0.93653 | 0.90886 | 0.85196 | 0.9364 | 0.90893 | 0.85201 | -1.9766 | -117.1495 | 118.8683 | -1.9776 | -117.1566 | 118.8765
Line12_13_15 | 0 | 0 | 0 | 0 | 0 | 0 | 0 | 0 | 0 | 0 | 0 | 0 | 7.5293e-09 | -1.0621e-08 | 3.124e-09 | -5.1463e-09 | 7.047e-09 | -1.9333e-09 | -8.524e-09 | -3.074e-09 | 9.8764e-09 | 5.576e-09 | 2.1981e-09 | -6.6394e-09 | 0 | 0 | 0 | 0 | 0 | 0 |  | 0.9364 | 0.90893 | 0.85201 | 0.9364 | 0.90893 | 0.85201 | -1.9776 | -117.1566 | 118.8765 | -1.9776 | -117.1566 | 118.8765
Line13_13_14 | 0.0022276 | 0.0022276 | 0.0022276 | 0.0022276 | 0.0022276 | 0.0022276 | 0.00051443 | 0.00051443 | 0.00051443 | 0.00051443 | 0.00051443 | 0.00051443 | 0.00037402 | 0.00011221 | -0.00041166 | -0.00037397 | -0.00011216 | 0.00041171 | 0.00030357 | -0.00045392 | 0.0001505 | -0.00030352 | 0.00045397 | -0.00015044 | -41.0416 | -41.0416 | -41.0416 | 138.958 | 138.958 | 138.958 |  | 0.9364 | 0.90893 | 0.85201 | 0.93626 | 0.909 | 0.85207 | -1.9776 | -117.1566 | 118.8765 | -1.9786 | -117.1638 | 118.8847
Line14_15_16 | 0 | 0 | 0 | 0 | 0 | 0 | 0 | 0 | 0 | 0 | 0 | 0 | 5.0195e-09 | -7.0805e-09 | 2.0827e-09 | -2.6366e-09 | 3.5068e-09 | -8.9198e-10 | -5.6826e-09 | -2.0493e-09 | 6.5842e-09 | 2.7347e-09 | 1.1734e-09 | -3.3473e-09 | 0 | 0 | 0 | 0 | 0 | 0 |  | 0.9364 | 0.90893 | 0.85201 | 0.9364 | 0.90893 | 0.85201 | -1.9776 | -117.1566 | 118.8765 | -1.9776 | -117.1566 | 118.8765
Line15_16_17 | 0 | 0 | 0 | 0 | 0 | 0 | 0 | 0 | 0 | 0 | 0 | 0 | 2.5098e-09 | -3.5402e-09 | 1.0413e-09 | -1.2681e-10 | -3.3443e-11 | 1.4937e-10 | -2.8413e-09 | -1.0247e-09 | 3.2921e-09 | -1.0664e-10 | 1.4879e-10 | -5.513e-11 | 0 | 0 | 0 | 0 | 0 | 0 |  | 0.9364 | 0.90893 | 0.85201 | 0.9364 | 0.90893 | 0.85201 | -1.9776 | -117.1566 | 118.8765 | -1.9776 | -117.1566 | 118.8765
Line16_4_18 | 0 | 0.029466 | 0.027619 | 0 | 0.029466 | 0.027619 | 0 | 0.006805 | 0.0063783 | 0 | 0.006805 | 0.0063783 | 2.4951e-09 | 0.0043545 | 0.0038299 | -1.2442e-10 | -0.0043414 | -0.003814 | -2.9345e-09 | 0.0043595 | 0.0038261 | -1.0687e-10 | -0.0043414 | -0.003814 | 0 | -162.2015 | 73.9093 | 0 | 17.7985 | -106.0907 |  | 0.93626 | 0.90547 | 0.84875 | 0.93573 | 0.90222 | 0.84565 | -1.979 | -117.1683 | 118.8805 | -1.9833 | -117.2015 | 118.9093
Line17_5_19 | 0.0022404 | 0.0022404 | 0.0022404 | 0.0022404 | 0.0022404 | 0.0022404 | 0.00051741 | 0.00051741 | 0.00051741 | 0.00051741 | 0.00051741 | 0.00051741 | 0.00037813 | 0.0001103 | -0.00041299 | -0.00037808 | -0.00011025 | 0.00041304 | 0.00030324 | -0.00045705 | 0.00015396 | -0.00030319 | 0.0004571 | -0.00015391 | -40.7024 | -40.7024 | -40.7024 | 139.2972 | 139.2972 | 139.2972 |  | 0.93679 | 0.90871 | 0.85185 | 0.93666 | 0.90879 | 0.85191 | -1.9746 | -117.1353 | 118.8519 | -1.9757 | -117.1424 | 118.8602
Line1_1_3 | 0.0022276 | 0.0022276 | 0.0022276 | 0.0022276 | 0.0022276 | 0.0022276 | 0.00051443 | 0.00051443 | 0.00051443 | 0.00051443 | 0.00051443 | 0.00051443 | 0.00037423 | 0.00011237 | -0.00041146 | -0.00037418 | -0.00011233 | 0.00041151 | 0.00030375 | -0.00045373 | 0.00015072 | -0.0003037 | 0.00045378 | -0.00015067 | -41.0384 | -41.0384 | -41.0384 | 138.9611 | 138.9611 | 138.9611 |  | 0.93693 | 0.90864 | 0.8518 | 0.93679 | 0.90871 | 0.85185 | -1.9736 | -117.1281 | 118.8436 | -1.9746 | -117.1353 | 118.8518
Line2_1_4 | 0.0022621 | 0.028331 | 0.026777 | 0.0022621 | 0.028331 | 0.026777 | 0.0005224 | 0.0065427 | 0.0061839 | 0.0005224 | 0.0065427 | 0.0061839 | 0.00038483 | 0.0044735 | 0.0034308 | -0.00038459 | -0.0044606 | -0.0034159 | 0.00030243 | 0.0039154 | 0.0039969 | -0.00030218 | -0.0038986 | -0.0039848 | -40.1362 | -158.3217 | 69.4847 | 139.8634 | 21.6783 | -110.5153 |  | 0.93693 | 0.90864 | 0.8518 | 0.93626 | 0.90547 | 0.84875 | -1.9736 | -117.1281 | 118.8436 | -1.979 | -117.1683 | 118.8805
Line3_1_5 | 0.0022404 | 0.0022404 | 0.0022404 | 0.0022404 | 0.0022404 | 0.0022404 | 0.00051741 | 0.00051741 | 0.00051741 | 0.00051741 | 0.00051741 | 0.00051741 | 0.00037818 | 0.00011034 | -0.00041294 | -0.00037813 | -0.0001103 | 0.00041299 | 0.00030329 | -0.000457 | 0.00015402 | -0.00030324 | 0.00045705 | -0.00015396 | -40.7019 | -40.7019 | -40.7019 | 139.2976 | 139.2976 | 139.2976 |  | 0.93693 | 0.90864 | 0.8518 | 0.93679 | 0.90871 | 0.85185 | -1.9736 | -117.1281 | 118.8436 | -1.9746 | -117.1353 | 118.8519
Line4_2_6 | 0.0022361 | 0.0022361 | 0.0022361 | 0.0022361 | 0.0022361 | 0.0022361 | 0.00051641 | 0.00051641 | 0.00051641 | 0.00051641 | 0.00051641 | 0.00051641 | 0.00037681 | 0.00011097 | -0.00041249 | -0.00037676 | -0.00011093 | 0.00041254 | 0.00030339 | -0.00045596 | 0.00015287 | -0.00030335 | 0.00045601 | -0.00015281 | -40.8141 | -40.8141 | -40.8141 | 139.1854 | 139.1855 | 139.1855 |  | 0.93679 | 0.90871 | 0.85185 | 0.93666 | 0.90879 | 0.85191 | -1.9746 | -117.1353 | 118.8518 | -1.9757 | -117.1424 | 118.8601
Line5_6_7 | 0.0022361 | 0.0022361 | 0.0022361 | 0.0022361 | 0.0022361 | 0.0022361 | 0.00051641 | 0.00051641 | 0.00051641 | 0.00051641 | 0.00051641 | 0.00051641 | 0.00037676 | 0.00011093 | -0.00041254 | -0.00037671 | -0.00011088 | 0.00041259 | 0.00030335 | -0.00045601 | 0.00015281 | -0.0003033 | 0.00045606 | -0.00015276 | -40.8146 | -40.8145 | -40.8145 | 139.185 | 139.185 | 139.185 |  | 0.93666 | 0.90879 | 0.85191 | 0.93653 | 0.90886 | 0.85196 | -1.9757 | -117.1424 | 118.8601 | -1.9767 | -117.1495 | 118.8684
Line6_7_8 | 0 | 0 | 0 | 0 | 0 | 0 | 0 | 0 | 0 | 0 | 0 | 0 | 7.5283e-09 | -1.0646e-08 | 3.1505e-09 | -5.1462e-09 | 7.064e-09 | -1.9508e-09 | -8.5561e-09 | -3.0603e-09 | 9.8881e-09 | 5.5975e-09 | 2.1894e-09 | -6.6476e-09 | 0 | 0 | 0 | 0 | 0 | 0 |  | 0.93653 | 0.90886 | 0.85196 | 0.93653 | 0.90886 | 0.85196 | -1.9767 | -117.1495 | 118.8684 | -1.9767 | -117.1495 | 118.8684
Line7_8_9 | 0 | 0 | 0 | 0 | 0 | 0 | 0 | 0 | 0 | 0 | 0 | 0 | 2.5094e-09 | -3.5486e-09 | 1.0502e-09 | -1.2727e-10 | -3.3229e-11 | 1.4952e-10 | -2.852e-09 | -1.0201e-09 | 3.296e-09 | -1.066e-10 | 1.4915e-10 | -5.5523e-11 | 0 | 0 | 0 | 0 | 0 | 0 |  | 0.93653 | 0.90886 | 0.85196 | 0.93653 | 0.90886 | 0.85196 | -1.9767 | -117.1495 | 118.8684 | -1.9767 | -117.1495 | 118.8684
Line8_8_10 | 0 | 0 | 0 | 0 | 0 | 0 | 0 | 0 | 0 | 0 | 0 | 0 | 2.5094e-09 | -3.5486e-09 | 1.0502e-09 | -1.2727e-10 | -3.3229e-11 | 1.4952e-10 | -2.852e-09 | -1.0201e-09 | 3.296e-09 | -1.066e-10 | 1.4915e-10 | -5.5523e-11 | 0 | 0 | 0 | 0 | 0 | 0 |  | 0.93653 | 0.90886 | 0.85196 | 0.93653 | 0.90886 | 0.85196 | -1.9767 | -117.1495 | 118.8684 | -1.9767 | -117.1495 | 118.8684
Line9_3_11 | 0.0022276 | 0.0022276 | 0.0022276 | 0.0022276 | 0.0022276 | 0.0022276 | 0.00051443 | 0.00051443 | 0.00051443 | 0.00051443 | 0.00051443 | 0.00051443 | 0.00037418 | 0.00011233 | -0.00041151 | -0.00037413 | -0.00011228 | 0.00041156 | 0.0003037 | -0.00045378 | 0.00015067 | -0.00030365 | 0.00045382 | -0.00015061 | -41.0389 | -41.0389 | -41.0389 | 138.9607 | 138.9607 | 138.9607 |  | 0.93679 | 0.90871 | 0.85185 | 0.93666 | 0.90878 | 0.85191 | -1.9746 | -117.1353 | 118.8518 | -1.9756 | -117.1424 | 118.86