## LLL_max_6
name | pf_ikss_from_ka | pf_ikss_to_ka | pf_ip_from_ka | pf_ip_to_ka | pf_skss_from_mw | pf_skss_to_mw | pf_p_from_mw | pf_p_to_mw | pf_q_from_mvar | pf_q_to_mvar | pf_ikss_from_degree | pf_ikss_to_degree | pf_vm_from_pu | pf_vm_to_pu | pf_va_from_degree | pf_va_to_degree
Line0_1_2 | 0 | 0 | 0 | 0 | 0 | 0 | 0 | 0 | 0 | 0 | 0 | 0 | 0.70184 | 0.70184 | -7.4193 | -7.4193
Line10_11_12 | 0 | 0 | 0 | 0 | 0 | 0 | 0 | 0 | 0 | 0 | 0 | 0 | 0.70184 | 0.70184 | -7.4193 | -7.4193
Line11_12_13 | 0 | 0 | 0 | 0 | 0 | 0 | 0 | 0 | 0 | 0 | 0 | 0 | 0.70184 | 0.70184 | -7.4193 | -7.4193
Line12_13_15 | 0 | 0 | 0 | 0 | 0 | 0 | 0 | 0 | 0 | 0 | 0 | 0 | 0.70184 | 0.70184 | -7.4193 | -7.4193
Line13_13_14 | 0 | 0 | 0 | 0 | 0 | 0 | 0 | 0 | 0 | 0 | 0 | 0 | 0.70184 | 0.70184 | -7.4193 | -7.4193
Line14_15_16 | 0 | 0 | 0 | 0 | 0 | 0 | 0 | 0 | 0 | 0 | 0 | 0 | 0.70184 | 0.70184 | -7.4193 | -7.4193
Line15_16_17 | 0 | 0 | 0 | 0 | 0 | 0 | 0 | 0 | 0 | 0 | 0 | 0 | 0.70184 | 0.70184 | -7.4193 | -7.4193
Line16_4_18 | 3.6243 | 3.6243 | 0 | 7.0007 | 2.511 | 2.511 | 0.39406 | -1e-07 | 0.78812 | -1e-07 | -70.8543 | 109.1457 | 0.35092 | 0 | -7.4193 | 0
Line17_5_19 | 0 | 0 | 0 | 0 | 0 | 0 | 0 | 0 | 0 | 0 | 0 | 0 | 0.70184 | 0.70184 | -7.4193 | -7.4193
Line1_1_3 | 0 | 0 | 0 | 0 | 0 | 0 | 0 | 0 | 0 | 0 | 0 | 0 | 0.70184 | 0.70184 | -7.4193 | -7.4193
Line2_1_4 | 3.6243 | 3.6243 | 0 | 0 | 2.511 | 2.511 | 0.78812 | -0.39406 | 1.5762 | -0.78812 | -70.8543 | 109.1457 | 0.70184 | 0.35092 | -7.4193 | -7.4193
Line3_1_5 | 0 | 0 | 0 | 0 | 0 | 0 | 0 | 0 | 0 | 0 | 0 | 0 | 0.70184 | 0.70184 | -7.4193 | -7.4193
Line4_2_6 | 0 | 0 | 0 | 0 | 0 | 0 | 0 | 0 | 0 | 0 | 0 | 0 | 0.70184 | 0.70184 | -7.4193 | -7.4193
Line5_6_7 | 0 | 0 | 0 | 0 | 0 | 0 | 0 | 0 | 0 | 0 | 0 | 0 | 0.70184 | 0.70184 | -7.4193 | -7.4193
Line6_7_8 | 0 | 0 | 0 | 0 | 0 | 0 | 0 | 0 | 0 | 0 | 0 | 0 | 0.70184 | 0.70184 | -7.4193 | -7.4193
Line7_8_9 | 0 | 0 | 0 | 0 | 0 | 0 | 0 | 0 | 0 | 0 | 0 | 0 | 0.70184 | 0.70184 | -7.4193 | -7.4193
Line8_8_10 | 0 | 0 | 0 | 0 | 0 | 0 | 0 | 0 | 0 | 0 | 0 | 0 | 0.70184 | 0.70184 | -7.4193 | -7.4193
Line9_3_11 | 0 | 0 | 0 | 0 | 0 | 0 | 0 | 0 | 0 | 0 | 0 | 0 | 0.70184 | 0.70184 | -7.4193 | -7.4193

## LLL_max_10
name | pf_ikss_from_ka | pf_ikss_to_ka | pf_ip_from_ka | pf_ip_to_ka | pf_skss_from_mw | pf_skss_to_mw | pf_p_from_mw | pf_p_to_mw | pf_q_from_mvar | pf_q_to_mvar | pf_ikss_from_degree | pf_ikss_to_degree | pf_vm_from_pu | pf_vm_to_pu | pf_va_from_degree | pf_va_to_degree
Line0_1_2 | 0 | 0 | 0 | 0 | 0 | 0 | 0 | 0 | 0 | 0 | 0 | 0 | 0.72372 | 0.72372 | -7.6495 | -7.6495
Line10_11_12 | 0 | 0 | 0 | 0 | 0 | 0 | 0 | 0 | 0 | 0 | 0 | 0 | 0.72372 | 0.72372 | -7.6495 | -7.6495
Line11_12_13 | 0 | 0 | 0 | 0 | 0 | 0 | 0 | 0 | 0 | 0 | 0 | 0 | 0.72372 | 0.72372 | -7.6495 | -7.6495
Line12_13_15 | 0 | 0 | 0 | 0 | 0 | 0 | 0 | 0 | 0 | 0 | 0 | 0 | 0.72372 | 0.72372 | -7.6495 | -7.6495
Line13_13_14 | 0 | 0 | 0 | 0 | 0 | 0 | 0 | 0 | 0 | 0 | 0 | 0 | 0.72372 | 0.72372 | -7.6495 | -7.6495
Line14_15_16 | 0 | 0 | 0 | 0 | 0 | 0 | 0 | 0 | 0 | 0 | 0 | 0 | 0.72372 | 0.72372 | -7.6495 | -7.6495
Line15_16_17 | 0 | 0 | 0 | 0 | 0 | 0 | 0 | 0 | 0 | 0 | 0 | 0 | 0.72372 | 0.72372 | -7.6495 | -7.6495
Line16_4_18 | 3.7373 | 3.7373 | 0 | 7.2438 | 2.5893 | 2.5893 | 0.41902 | -1e-07 | 0.83803 | -1e-07 | -71.0844 | 108.9156 | 0.36186 | 0 | -7.6495 | 0
Line17_5_19 | 0 | 0 | 0 | 0 | 0 | 0 | 0 | 0 | 0 | 0 | 0 | 0 | 0.72372 | 0.72372 | -7.6495 | -7.6495
Line1_1_3 | 0 | 0 | 0 | 0 | 0 | 0 | 0 | 0 | 0 | 0 | 0 | 0 | 0.72372 | 0.72372 | -7.6495 | -7.6495
Line2_1_4 | 3.7373 | 3.7373 | 0 | 0 | 2.5893 | 2.5893 | 0.83803 | -0.41902 | 1.6761 | -0.83803 | -71.0844 | 108.9156 | 0.72372 | 0.36186 | -7.6495 | -7.6495
Line3_1_5 | 0 | 0 | 0 | 0 | 0 | 0 | 0 | 0 | 0 | 0 | 0 | 0 | 0.72372 | 0.72372 | -7.6495 | -7.6495
Line4_2_6 | 0 | 0 | 0 | 0 | 0 | 0 | 0 | 0 | 0 | 0 | 0 | 0 | 0.72372 | 0.72372 | -7.6495 | -7.6495
Line5_6_7 | 0 | 0 | 0 | 0 | 0 | 0 | 0 | 0 | 0 | 0 | 0 | 0 | 0.72372 | 0.72372 | -7.6495 | -7.6495
Line6_7_8 | 0 | 0 | 0 | 0 | 0 | 0 | 0 | 0 | 0 | 0 | 0 | 0 | 0.72372 | 0.72372 | -7.6495 | -7.6495
Line7_8_9 | 0 | 0 | 0 | 0 | 0 | 0 | 0 | 0 | 0 | 0 | 0 | 0 | 0.72372 | 0.72372 | -7.6495 | -7.6495
Line8_8_10 | 0 | 0 | 0 | 0 | 0 | 0 | 0 | 0 | 0 | 0 | 0 | 0 | 0.72372 | 0.72372 | -7.6495 | -7.6495
Line9_3_11 | 0 | 0 | 0 | 0 | 0 | 0 | 0 | 0 | 0 | 0 | 0 | 0 | 0.72372 | 0.72372 | -7.6495 | -7.6495

## LLL_max_fault_6
name | pf_ikss_from_ka | pf_ikss_to_ka | pf_ip_from_ka | pf_ip_to_ka | pf_skss_from_mw | pf_skss_to_mw | pf_p_from_mw | pf_p_to_mw | pf_q_from_mvar | pf_q_to_mvar | pf_ikss_from_degree | pf_ikss_to_degree | pf_vm_from_pu | pf_vm_to_pu | pf_va_from_degree | pf_va_to_degree
Line0_1_2 | 0 | 0 | 0 | 0 | 0 | 0 | 0 | 0 | 0 | 0 | 0 | 0 | 1.0474 | 1.0474 | -0.12051 | -0.12051
Line10_11_12 | 0 | 0 | 0 | 0 | 0 | 0 | 0 | 0 | 0 | 0 | 0 | 0 | 1.0474 | 1.0474 | -0.12051 | -0.12051
Line11_12_13 | 0 | 0 | 0 | 0 | 0 | 0 | 0 | 0 | 0 | 0 | 0 | 0 | 1.0474 | 1.0474 | -0.12051 | -0.12051
Line12_13_15 | 0 | 0 | 0 | 0 | 0 | 0 | 0 | 0 | 0 | 0 | 0 | 0 | 1.0474 | 1.0474 | -0.12051 | -0.12051
Line13_13_14 | 0 | 0 | 0 | 0 | 0 | 0 | 0 | 0 | 0 | 0 | 0 | 0 | 1.0474 | 1.0474 | -0.12051 | -0.12051
Line14_15_16 | 0 | 0 | 0 | 0 | 0 | 0 | 0 | 0 | 0 | 0 | 0 | 0 | 1.0474 | 1.0474 | -0.12051 | -0.12051
Line15_16_17 | 0 | 0 | 0 | 0 | 0 | 0 | 0 | 0 | 0 | 0 | 0 | 0 | 1.0474 | 1.0474 | -0.12051 | -0.12051
Line16_4_18 | 0.034003 | 0.034003 | 0 | 0.065681 | 0.023558 | 0.023558 | 0.017378 | -0.017343 | 0.017412 | -0.017343 | -45.2344 | 134.7656 | 1.0442 | 1.0411 | -0.17729 | -0.23442
Line17_5_19 | 0 | 0 | 0 | 0 | 0 | 0 | 0 | 0 | 0 | 0 | 0 | 0 | 1.0474 | 1.0474 | -0.12051 | -0.12051
Line1_1_3 | 0 | 0 | 0 | 0 | 0 | 0 | 0 | 0 | 0 | 0 | 0 | 0 | 1.0474 | 1.0474 | -0.12051 | -0.12051
Line2_1_4 | 0.034003 | 0.034003 | 0 | 0 | 0.023558 | 0.023558 | 0.017412 | -0.017378 | 0.017482 | -0.017412 | -45.2344 | 134.7656 | 1.0474 | 1.0442 | -0.12051 | -0.17729
Line3_1_5 | 0 | 0 | 0 | 0 | 0 | 0 | 0 | 0 | 0 | 0 | 0 | 0 | 1.0474 | 1.0474 | -0.12051 | -0.12051
Line4_2_6 | 0 | 0 | 0 | 0 | 0 | 0 | 0 | 0 | 0 | 0 | 0 | 0 | 1.0474 | 1.0474 | -0.12051 | -0.12051
Line5_6_7 | 0 | 0 | 0 | 0 | 0 | 0 | 0 | 0 | 0 | 0 | 0 | 0 | 1.0474 | 1.0474 | -0.12051 | -0.12051
Line6_7_8 | 0 | 0 | 0 | 0 | 0 | 0 | 0 | 0 | 0 | 0 | 0 | 0 | 1.0474 | 1.0474 | -0.12051 | -0.12051
Line7_8_9 | 0 | 0 | 0 | 0 | 0 | 0 | 0 | 0 | 0 | 0 | 0 | 0 | 1.0474 | 1.0474 | -0.12051 | -0.12051
Line8_8_10 | 0 | 0 | 0 | 0 | 0 | 0 | 0 | 0 | 0 | 0 | 0 | 0 | 1.0474 | 1.0474 | -0.12051 | -0.12051
Line9_3_11 | 0 | 0 | 0 | 0 | 0 | 0 | 0 | 0 | 0 | 0 | 0 | 0 | 1.0474 | 1.0474 | -0.12051 | -0.12051

## LLL_max_fault_10
name | pf_ikss_from_ka | pf_ikss_to_ka | pf_ip_from_ka | pf_ip_to_ka | pf_skss_from_mw | pf_skss_to_mw | pf_p_from_mw | pf_p_to_mw | pf_q_from_mvar | pf_q_to_mvar | pf_ikss_from_degree | pf_ikss_to_degree | pf_vm_from_pu | pf_vm_to_pu | pf_va_from_degree | pf_va_to_degree
Line0_1_2 | 0 | 0 | 0 | 0 | 0 | 0 | 0 | 0 | 0 | 0 | 0 | 0 | 1.0971 | 1.0971 | -0.12619 | -0.12619
Line10_11_12 | 0 | 0 | 0 | 0 | 0 | 0 | 0 | 0 | 0 | 0 | 0 | 0 | 1.0971 | 1.0971 | -0.12619 | -0.12619
Line11_12_13 | 0 | 0 | 0 | 0 | 0 | 0 | 0 | 0 | 0 | 0 | 0 | 0 | 1.0971 | 1.0971 | -0.12619 | -0.12619
Line12_13_15 | 0 | 0 | 0 | 0 | 0 | 0 | 0 | 0 | 0 | 0 | 0 | 0 | 1.0971 | 1.0971 | -0.12619 | -0.12619
Line13_13_14 | 0 | 0 | 0 | 0 | 0 | 0 | 0 | 0 | 0 | 0 | 0 | 0 | 1.0971 | 1.0971 | -0.12619 | -0.12619
Line14_15_16 | 0 | 0 | 0 | 0 | 0 | 0 | 0 | 0 | 0 | 0 | 0 | 0 | 1.0971 | 1.0971 | -0.12619 | -0.12619
Line15_16_17 | 0 | 0 | 0 | 0 | 0 | 0 | 0 | 0 | 0 | 0 | 0 | 0 | 1.0971 | 1.0971 | -0.12619 | -0.12619
Line16_4_18 | 0.035618 | 0.035618 | 0 | 0.069037 | 0.024677 | 0.024677 | 0.019068 | -0.01903 | 0.019106 | -0.01903 | -45.2401 | 134.7599 | 1.0938 | 1.0906 | -0.18297 | -0.2401
Line17_5_19 | 0 | 0 | 0 | 0 | 0 | 0 | 0 | 0 | 0 | 0 | 0 | 0 | 1.0971 | 1.0971 | -0.12619 | -0.12619
Line1_1_3 | 0 | 0 | 0 | 0 | 0 | 0 | 0 | 0 | 0 | 0 | 0 | 0 | 1.0971 | 1.0971 | -0.12619 | -0.12619
Line2_1_4 | 0.035618 | 0.035618 | 0 | 0 | 0.024677 | 0.024677 | 0.019106 | -0.019068 | 0.019182 | -0.019106 | -45.2401 | 134.7599 | 1.0971 | 1.0938 | -0.12619 | -0.18297
Line3_1_5 | 0 | 0 | 0 | 0 | 0 | 0 | 0 | 0 | 0 | 0 | 0 | 0 | 1.0971 | 1.0971 | -0.12619 | -0.12619
Line4_2_6 | 0 | 0 | 0 | 0 | 0 | 0 | 0 | 0 | 0 | 0 | 0 | 0 | 1.0971 | 1.0971 | -0.12619 | -0.12619
Line5_6_7 | 0 | 0 | 0 | 0 | 0 | 0 | 0 | 0 | 0 | 0 | 0 | 0 | 1.0971 | 1.0971 | -0.12619 | -0.12619
Line6_7_8 | 0 | 0 | 0 | 0 | 0 | 0 | 0 | 0 | 0 | 0 | 0 | 0 | 1.0971 | 1.0971 | -0.12619 | -0.12619
Line7_8_9 | 0 | 0 | 0 | 0 | 0 | 0 | 0 | 0 | 0 | 0 | 0 | 0 | 1.0971 | 1.0971 | -0.12619 | -0.12619
Line8_8_10 | 0 | 0 | 0 | 0 | 0 | 0 | 0 | 0 | 0 | 0 | 0 | 0 | 1.0971 | 1.0971 | -0.12619 | -0.12619
Line9_3_11 | 0 | 0 | 0 | 0 | 0 | 0 | 0 | 0 | 0 | 0 | 0 | 0 | 1.0971 | 1.0971 | -0.12619 | -0.12619

## LLL_min_6
name | pf_ikss_from_ka | pf_ikss_to_ka | pf_ip_from_ka | pf_ip_to_ka | pf_skss_from_mw | pf_skss_to_mw | pf_p_from_mw | pf_p_to_mw | pf_q_from_mvar | pf_q_to_mvar | pf_ikss_from_degree | pf_ikss_to_degree | pf_vm_from_pu | pf_vm_to_pu | pf_va_from_degree | pf_va_to_degree
Line0_1_2 | 0 | 0 | 0 | 0 | 0 | 0 | 0 | 0 | 0 | 0 | 0 | 0 | 0.695 | 0.695 | -11.6026 | -11.6026
Line10_11_12 | 0 | 0 | 0 | 0 | 0 | 0 | 0 | 0 | 0 | 0 | 0 | 0 | 0.695 | 0.695 | -11.6026 | -11.6026
Line11_12_13 | 0 | 0 | 0 | 0 | 0 | 0 | 0 | 0 | 0 | 0 | 0 | 0 | 0.695 | 0.695 | -11.6026 | -11.6026
Line12_13_15 | 0 | 0 | 0 | 0 | 0 | 0 | 0 | 0 | 0 | 0 | 0 | 0 | 0.695 | 0.695 | -11.6026 | -11.6026
Line13_13_14 | 0 | 0 | 0 | 0 | 0 | 0 | 0 | 0 | 0 | 0 | 0 | 0 | 0.695 | 0.695 | -11.6026 | -11.6026
Line14_15_16 | 0 | 0 | 0 | 0 | 0 | 0 | 0 | 0 | 0 | 0 | 0 | 0 | 0.695 | 0.695 | -11.6026 | -11.6026
Line15_16_17 | 0 | 0 | 0 | 0 | 0 | 0 | 0 | 0 | 0 | 0 | 0 | 0 | 0.695 | 0.695 | -11.6026 | -11.6026
Line16_4_18 | 2.8946 | 2.8946 | 0 | 4.7808 | 2.0055 | 2.0055 | 0.48263 | -1e-07 | 0.50274 | -1e-07 | -57.7717 | 122.2283 | 0.3475 | 0 | -11.6026 | 0
Line17_5_19 | 0 | 0 | 0 | 0 | 0 | 0 | 0 | 0 | 0 | 0 | 0 | 0 | 0.695 | 0.695 | -11.6026 | -11.6026
Line1_1_3 | 0 | 0 | 0 | 0 | 0 | 0 | 0 | 0 | 0 | 0 | 0 | 0 | 0.695 | 0.695 | -11.6026 | -11.6026
Line2_1_4 | 2.8946 | 2.8946 | 0 | 0 | 2.0055 | 2.0055 | 0.96525 | -0.48263 | 1.0055 | -0.50274 | -57.7717 | 122.2283 | 0.695 | 0.3475 | -11.6026 | -11.6026
Line3_1_5 | 0 | 0 | 0 | 0 | 0 | 0 | 0 | 0 | 0 | 0 | 0 | 0 | 0.695 | 0.695 | -11.6026 | -11.6026
Line4_2_6 | 0 | 0 | 0 | 0 | 0 | 0 | 0 | 0 | 0 | 0 | 0 | 0 | 0.695 | 0.695 | -11.6026 | -11.6026
Line5_6_7 | 0 | 0 | 0 | 0 | 0 | 0 | 0 | 0 | 0 | 0 | 0 | 0 | 0.695 | 0.695 | -11.6026 | -11.6026
Line6_7_8 | 0 | 0 | 0 | 0 | 0 | 0 | 0 | 0 | 0 | 0 | 0 | 0 | 0.695 | 0.695 | -11.6026 | -11.6026
Line7_8_9 | 0 | 0 | 0 | 0 | 0 | 0 | 0 | 0 | 0 | 0 | 0 | 0 | 0.695 | 0.695 | -11.6026 | -11.6026
Line8_8_10 | 0 | 0 | 0 | 0 | 0 | 0 | 0 | 0 | 0 | 0 | 0 | 0 | 0.695 | 0.695 | -11.6026 | -11.6026
Line9_3_11 | 0 | 0 | 0 | 0 | 0 | 0 | 0 | 0 | 0 | 0 | 0 | 0 | 0.695 | 0.695 | -11.6026 | -11.6026

## LLL_min_10
name | pf_ikss_from_ka | pf_ikss_to_ka | pf_ip_from_ka | pf_ip_to_ka | pf_skss_from_mw | pf_skss_to_mw | pf_p_from_mw | pf_p_to_mw | pf_q_from_mvar | pf_q_to_mvar | pf_ikss_from_degree | pf_ikss_to_degree | pf_vm_from_pu | pf_vm_to_pu | pf_va_from_degree | pf_va_to_degree
Line0_1_2 | 0 | 0 | 0 | 0 | 0 | 0 | 0 | 0 | 0 | 0 | 0 | 0 | 0.65842 | 0.65842 | -11.6026 | -11.6026
Line10_11_12 | 0 | 0 | 0 | 0 | 0 | 0 | 0 | 0 | 0 | 0 | 0 | 0 | 0.65842 | 0.65842 | -11.6026 | -11.6026
Line11_12_13 | 0 | 0 | 0 | 0 | 0 | 0 | 0 | 0 | 0 | 0 | 0 | 0 | 0.65842 | 0.65842 | -11.6026 | -11.6026
Line12_13_15 | 0 | 0 | 0 | 0 | 0 | 0 | 0 | 0 | 0 | 0 | 0 | 0 | 0.65842 | 0.65842 | -11.6026 | -11.6026
Line13_13_14 | 0 | 0 | 0 | 0 | 0 | 0 | 0 | 0 | 0 | 0 | 0 | 0 | 0.65842 | 0.65842 | -11.6026 | -11.6026
Line14_15_16 | 0 | 0 | 0 | 0 | 0 | 0 | 0 | 0 | 0 | 0 | 0 | 0 | 0.65842 | 0.65842 | -11.6026 | -11.6026
Line15_16_17 | 0 | 0 | 0 | 0 | 0 | 0 | 0 | 0 | 0 | 0 | 0 | 0 | 0.65842 | 0.65842 | -11.6026 | -11.6026
Line16_4_18 | 2.7423 | 2.7423 | 0 | 4.5292 | 1.8999 | 1.8999 | 0.43316 | -1e-07 | 0.45121 | -1e-07 | -57.7717 | 122.2283 | 0.32921 | 0 | -11.6026 | 0
Line17_5_19 | 0 | 0 | 0 | 0 | 0 | 0 | 0 | 0 | 0 | 0 | 0 | 0 | 0.65842 | 0.65842 | -11.6026 | -11.6026
Line1_1_3 | 0 | 0 | 0 | 0 | 0 | 0 | 0 | 0 | 0 | 0 | 0 | 0 | 0.65842 | 0.65842 | -11.6026 | -11.6026
Line2_1_4 | 2.7423 | 2.7423 | 0 | 0 | 1.8999 | 1.8999 | 0.86632 | -0.43316 | 0.90242 | -0.45121 | -57.7717 | 122.2283 | 0.65842 | 0.32921 | -11.6026 | -11.6026
Line3_1_5 | 0 | 0 | 0 | 0 | 0 | 0 | 0 | 0 | 0 | 0 | 0 | 0 | 0.65842 | 0.65842 | -11.6026 | -11.6026
Line4_2_6 | 0 | 0 | 0 | 0 | 0 | 0 | 0 | 0 | 0 | 0 | 0 | 0 | 0.65842 | 0.65842 | -11.6026 | -11.6026
Line5_6_7 | 0 | 0 | 0 | 0 | 0 | 0 | 0 | 0 | 0 | 0 | 0 | 0 | 0.65842 | 0.65842 | -11.6026 | -11.6026
Line6_7_8 | 0 | 0 | 0 | 0 | 0 | 0 | 0 | 0 | 0 | 0 | 0 | 0 | 0.65842 | 0.65842 | -11.6026 | -11.6026
Line7_8_9 | 0 | 0 | 0 | 0 | 0 | 0 | 0 | 0 | 0 | 0 | 0 | 0 | 0.65842 | 0.65842 | -11.6026 | -11.6026
Line8_8_10 | 0 | 0 | 0 | 0 | 0 | 0 | 0 | 0 | 0 | 0 | 0 | 0 | 0.65842 | 0.65842 | -11.6026 | -11.6026
Line9_3_11 | 0 | 0 | 0 | 0 | 0 | 0 | 0 | 0 | 0 | 0 | 0 | 0 | 0.65842 | 0.65842 | -11.6026 | -11.6026

## LLL_min_fault_6
name | pf_ikss_from_ka | pf_ikss_to_ka | pf_ip_from_ka | pf_ip_to_ka | pf_skss_from_mw | pf_skss_to_mw | pf_p_from_mw | pf_p_to_mw | pf_q_from_mvar | pf_q_to_mvar | pf_ikss_from_degree | pf_ikss_to_degree | pf_vm_from_pu | pf_vm_to_pu | pf_va_from_degree | pf_va_to_degree
Line0_1_2 | 0 | 0 | 0 | 0 | 0 | 0 | 0 | 0 | 0 | 0 | 0 | 0 | 0.94754 | 0.94754 | -0.12527 | -0.12527
Line10_11_12 | 0 | 0 | 0 | 0 | 0 | 0 | 0 | 0 | 0 | 0 | 0 | 0 | 0.94754 | 0.94754 | -0.12527 | -0.12527
Line11_12_13 | 0 | 0 | 0 | 0 | 0 | 0 | 0 | 0 | 0 | 0 | 0 | 0 | 0.94754 | 0.94754 | -0.12527 | -0.12527
Line12_13_15 | 0 | 0 | 0 | 0 | 0 | 0 | 0 | 0 | 0 | 0 | 0 | 0 | 0.94754 | 0.94754 | -0.12527 | -0.12527
Line13_13_14 | 0 | 0 | 0 | 0 | 0 | 0 | 0 | 0 | 0 | 0 | 0 | 0 | 0.94754 | 0.94754 | -0.12527 | -0.12527
Line14_15_16 | 0 | 0 | 0 | 0 | 0 | 0 | 0 | 0 | 0 | 0 | 0 | 0 | 0.94754 | 0.94754 | -0.12527 | -0.12527
Line15_16_17 | 0 | 0 | 0 | 0 | 0 | 0 | 0 | 0 | 0 | 0 | 0 | 0 | 0.94754 | 0.94754 | -0.12527 | -0.12527
Line16_4_18 | 0.030706 | 0.030706 | 0 | 0.050714 | 0.021274 | 0.021274 | 0.014197 | -0.014143 | 0.014199 | -0.014143 | -45.1344 | 134.8656 | 0.94385 | 0.94017 | -0.1298 | -0.13436
Line17_5_19 | 0 | 0 | 0 | 0 | 0 | 0 | 0 | 0 | 0 | 0 | 0 | 0 | 0.94754 | 0.94754 | -0.12527 | -0.12527
Line1_1_3 | 0 | 0 | 0 | 0 | 0 | 0 | 0 | 0 | 0 | 0 | 0 | 0 | 0.94754 | 0.94754 | -0.12527 | -0.12527
Line2_1_4 | 0.030706 | 0.030706 | 0 | 0 | 0.021274 | 0.021274 | 0.014251 | -0.014197 | 0.014256 | -0.014199 | -45.1344 | 134.8656 | 0.94754 | 0.94385 | -0.12527 | -0.1298
Line3_1_5 | 0 | 0 | 0 | 0 | 0 | 0 | 0 | 0 | 0 | 0 | 0 | 0 | 0.94754 | 0.94754 | -0.12527 | -0.12527
Line4_2_6 | 0 | 0 | 0 | 0 | 0 | 0 | 0 | 0 | 0 | 0 | 0 | 0 | 0.94754 | 0.94754 | -0.12527 | -0.12527
Line5_6_7 | 0 | 0 | 0 | 0 | 0 | 0 | 0 | 0 | 0 | 0 | 0 | 0 | 0.94754 | 0.94754 | -0.12527 | -0.12527
Line6_7_8 | 0 | 0 | 0 | 0 | 0 | 0 | 0 | 0 | 0 | 0 | 0 | 0 | 0.94754 | 0.94754 | -0.12527 | -0.12527
Line7_8_9 | 0 | 0 | 0 | 0 | 0 | 0 | 0 | 0 | 0 | 0 | 0 | 0 | 0.94754 | 0.94754 | -0.12527 | -0.12527
Line8_8_10 | 0 | 0 | 0 | 0 | 0 | 0 | 0 | 0 | 0 | 0 | 0 | 0 | 0.94754 | 0.94754 | -0.12527 | -0.12527
Line9_3_11 | 0 | 0 | 0 | 0 | 0 | 0 | 0 | 0 | 0 | 0 | 0 | 0 | 0.94754 | 0.94754 | -0.12527 | -0.12527

## LLL_min_fault_10
name | pf_ikss_from_ka | pf_ikss_to_ka | pf_ip_from_ka | pf_ip_to_ka | pf_skss_from_mw | pf_skss_to_mw | pf_p_from_mw | pf_p_to_mw | pf_q_from_mvar | pf_q_to_mvar | pf_ikss_from_degree | pf_ikss_to_degree | pf_vm_from_pu | pf_vm_to_pu | pf_va_from_degree | pf_va_to_degree
Line0_1_2 | 0 | 0 | 0 | 0 | 0 | 0 | 0 | 0 | 0 | 0 | 0 | 0 | 0.89767 | 0.89767 | -0.12527 | -0.12527
Line10_11_12 | 0 | 0 | 0 | 0 | 0 | 0 | 0 | 0 | 0 | 0 | 0 | 0 | 0.89767 | 0.89767 | -0.12527 | -0.12527
Line11_12_13 | 0 | 0 | 0 | 0 | 0 | 0 | 0 | 0 | 0 | 0 | 0 | 0 | 0.89767 | 0.89767 | -0.12527 | -0.12527
Line12_13_15 | 0 | 0 | 0 | 0 | 0 | 0 | 0 | 0 | 0 | 0 | 0 | 0 | 0.89767 | 0.89767 | -0.12527 | -0.12527
Line13_13_14 | 0 | 0 | 0 | 0 | 0 | 0 | 0 | 0 | 0 | 0 | 0 | 0 | 0.89767 | 0.89767 | -0.12527 | -0.12527
Line14_15_16 | 0 | 0 | 0 | 0 | 0 | 0 | 0 | 0 | 0 | 0 | 0 | 0 | 0.89767 | 0.89767 | -0.12527 | -0.12527
Line15_16_17 | 0 | 0 | 0 | 0 | 0 | 0 | 0 | 0 | 0 | 0 | 0 | 0 | 0.89767 | 0.89767 | -0.12527 | -0.12527
Line16_4_18 | 0.02909 | 0.02909 | 0 | 0.048045 | 0.020154 | 0.020154 | 0.012742 | -0.012693 | 0.012744 | -0.012693 | -45.1344 | 134.8656 | 0.89418 | 0.89069 | -0.1298 | -0.13436
Line17_5_19 | 0 | 0 | 0 | 0 | 0 | 0 | 0 | 0 | 0 | 0 | 0 | 0 | 0.89767 | 0.89767 | -0.12527 | -0.12527
Line1_1_3 | 0 | 0 | 0 | 0 | 0 | 0 | 0 | 0 | 0 | 0 | 0 | 0 | 0.89767 | 0.89767 | -0.12527 | -0.12527
Line2_1_4 | 0.02909 | 0.02909 | 0 | 0 | 0.020154 | 0.020154 | 0.012791 | -0.012742 | 0.012795 | -0.012744 | -45.1344 | 134.8656 | 0.89767 | 0.89418 | -0.12527 | -0.1298
Line3_1_5 | 0 | 0 | 0 | 0 | 0 | 0 | 0 | 0 | 0 | 0 | 0 | 0 | 0.89767 | 0.89767 | -0.12527 | -0.12527
Line4_2_6 | 0 | 0 | 0 | 0 | 0 | 0 | 0 | 0 | 0 | 0 | 0 | 0 | 0.89767 | 0.89767 | -0.12527 | -0.12527
Line5_6_7 | 0 | 0 | 0 | 0 | 0 | 0 | 0 | 0 | 0 | 0 | 0 | 0 | 0.89767 | 0.89767 | -0.12527 | -0.12527
Line6_7_8 | 0 | 0 | 0 | 0 | 0 | 0 | 0 | 0 | 0 | 0 | 0 | 0 | 0.89767 | 0.89767 | -0.12527 | -0.12527
Line7_8_9 | 0 | 0 | 0 | 0 | 0 | 0 | 0 | 0 | 0 | 0 | 0 | 0 | 0.89767 | 0.89767 | -0.12527 | -0.12527
Line8_8_10 | 0 | 0 | 0 | 0 | 0 | 0 | 0 | 0 | 0 | 0 | 0 | 0 | 0.89767 | 0.89767 | -0.12527 | -0.12527
Line9_3_11 | 0 | 0 | 0 | 0 | 0 | 0 | 0 | 0 | 0 | 0 | 0 | 0 | 0.89767 | 0.89767 | -0.12527 | -0.12527

## LL_max_6
name | pf_ikss_a_from_ka | pf_ikss_b_from_ka | pf_ikss_c_from_ka | pf_ikss_a_to_ka | pf_ikss_b_to_ka | pf_ikss_c_to_ka | pf_skss_a_from_mw | pf_skss_b_from_mw | pf_skss_c_from_mw | pf_skss_a_to_mw | pf_skss_b_to_mw | pf_skss_c_to_mw | pf_p_a_from_mw | pf_p_b_from_mw | pf_p_c_from_mw | pf_p_a_to_mw | pf_p_b_to_mw | pf_p_c_to_mw | pf_q_a_from_mvar | pf_q_b_from_mvar | pf_q_c_from_mvar | pf_q_a_to_mvar | pf_q_b_to_mvar | pf_q_c_to_mvar | pf_ikss_a_from_degree | pf_ikss_b_from_degree | pf_ikss_c_from_degree | pf_ikss_a_to_degree | pf_ikss_b_to_degree | pf_ikss_c_to_degree | pf_vm_a_from_pu | pf_vm_b_from_pu | pf_vm_c_from_pu | pf_vm_a_to_pu | pf_vm_b_to_pu | pf_vm_c_to_pu | pf_va_a_from_degree | pf_va_b_from_degree | pf_va_c_from_degree | pf_va_a_to_degree | pf_va_b_to_degree | pf_va_c_to_degree
Line0_1_2 | 0 | 0 | 0 | 0 | 0 | 0 | 0 | 0 | 0 | 0 | 0 | 0 | 7.383e-16 | -3.0235e-09 | -4.8365e-09 | -6.9944e-16 | 3.0235e-09 | 4.8365e-09 | 3.3029e-16 | 5.1114e-09 | -1.9712e-09 | -3.3029e-16 | -5.1114e-09 | 1.9712e-09 | 0 | 0 | 0 | 0 | 0 | 0 | 1.05 | 0.85292 | 0.7501 | 1.05 | 0.85292 | 0.7501 | 8.6359e-11 | -135.0364 | 126.5322 | 8.6347e-11 | -135.0364 | 126.5322
Line10_11_12 | 0 | 0 | 0 | 0 | 0 | 0 | 0 | 0 | 0 | 0 | 0 | 0 | 5.0515e-16 | -3.0235e-09 | -4.8365e-09 | -5.0515e-16 | 3.0235e-09 | 4.8365e-09 | 2.72e-16 | 5.1114e-09 | -1.9712e-09 | -2.72e-16 | -5.1114e-09 | 1.9712e-09 | 0 | 0 | 0 | 0 | 0 | 0 | 1.05 | 0.85292 | 0.7501 | 1.05 | 0.85292 | 0.7501 | 8.6344e-11 | -135.0364 | 126.5322 | 8.6338e-11 | -135.0364 | 126.5322
Line11_12_13 | 0 | 0 | 0 | 0 | 0 | 0 | 0 | 0 | 0 | 0 | 0 | 0 | 3.8858e-16 | -2.5196e-09 | -4.0305e-09 | -3.8858e-16 | 2.5196e-09 | 4.0305e-09 | 2.1372e-16 | 4.2595e-09 | -1.6426e-09 | -2.5258e-16 | -4.2595e-09 | 1.6426e-09 | 0 | 0 | 0 | 0 | 0 | 0 | 1.05 | 0.85292 | 0.7501 | 1.05 | 0.85292 | 0.7501 | 8.6338e-11 | -135.0364 | 126.5322 | 8.6333e-11 | -135.0364 | 126.5322
Line12_13_15 | 0 | 0 | 0 | 0 | 0 | 0 | 0 | 0 | 0 | 0 | 0 | 0 | 2.72e-16 | -1.5118e-09 | -2.4183e-09 | -2.72e-16 | 1.5118e-09 | 2.4183e-09 | 7.7716e-17 | 2.5557e-09 | -9.8558e-10 | -7.7716e-17 | -2.5557e-09 | 9.8558e-10 | 0 | 0 | 0 | 0 | 0 | 0 | 1.05 | 0.85292 | 0.7501 | 1.05 | 0.85292 | 0.7501 | 8.6333e-11 | -135.0364 | 126.5322 | 8.633e-11 | -135.0364 | 126.5322
Line13_13_14 | 0 | 0 | 0 | 0 | 0 | 0 | 0 | 0 | 0 | 0 | 0 | 0 | 1.1657e-16 | -5.0392e-10 | -8.0609e-10 | -7.7716e-17 | 5.0392e-10 | 8.0609e-10 | 3.3029e-16 | 8.5191e-10 | -3.2853e-10 | -3.1086e-16 | -8.5191e-10 | 3.2853e-10 | 0 | 0 | 0 | 0 | 0 | 0 | 1.05 | 0.85292 | 0.7501 | 1.05 | 0.85292 | 0.7501 | 8.6333e-11 | -135.0364 | 126.5322 | 8.6334e-11 | -135.0364 | 126.5322
Line14_15_16 | 0 | 0 | 0 | 0 | 0 | 0 | 0 | 0 | 0 | 0 | 0 | 0 | 1.1657e-16 | -1.0078e-09 | -1.6122e-09 | -1.5543e-16 | 1.0078e-09 | 1.6122e-09 | 1.9429e-17 | 1.7038e-09 | -6.5706e-10 | -2.3419e-28 | -1.7038e-09 | 6.5706e-10 | 0 | 0 | 0 | 0 | 0 | 0 | 1.05 | 0.85292 | 0.7501 | 1.05 | 0.85292 | 0.7501 | 8.633e-11 | -135.0364 | 126.5322 | 8.6328e-11 | -135.0364 | 126.5322
Line15_16_17 | 0 | 0 | 0 | 0 | 0 | 0 | 0 | 0 | 0 | 0 | 0 | 0 | -3.8858e-17 | -5.0392e-10 | -8.0609e-10 | 3.8858e-17 | 5.0392e-10 | 8.0609e-10 | -5.8547e-29 | 8.5191e-10 | -3.2853e-10 | 5.8547e-29 | -8.5191e-10 | 3.2853e-10 | 0 | 0 | 0 | 0 | 0 | 0 | 1.05 | 0.85292 | 0.7501 | 1.05 | 0.85292 | 0.7501 | 8.6328e-11 | -135.0364 | 126.5322 | 8.6327e-11 | -135.0364 | 126.5322
Line16_4_18 | 0 | 3.1387 | 3.1387 | 0 | 3.1387 | 3.1387 | 0 | 0.72485 | 0.72485 | 0 | 0.72485 | 0.72485 | 1.1713e-28 | 0.45801 | -0.26098 | -1.1713e-28 | -0.3595 | 0.3595 | -7.7716e-17 | 0.072221 | 0.32184 | 7.7716e-17 | 0.12481 | -0.12481 | 0 | -160.8543 | 19.1457 | 0 | 19.1457 | -160.8543 | 1.05 | 0.63968 | 0.57164 | 1.05 | 0.525 | 0.525 | 8.6354e-11 | -151.8935 | 148.1848 | 8.6351e-11 | 180 | 180
Line17_5_19 | 0 | 0 | 0 | 0 | 0 | 0 | 0 | 0 | 0 | 0 | 0 | 0 | 7.7716e-17 | -5.0392e-10 | -8.0609e-10 | -1.1657e-16 | 5.0392e-10 | 8.0609e-10 | 3.1086e-16 | 8.5191e-10 | -3.2853e-10 | -3.1086e-16 | -8.5191e-10 | 3.2853e-10 | 0 | 0 | 0 | 0 | 0 | 0 | 1.05 | 0.85292 | 0.7501 | 1.05 | 0.85292 | 0.7501 | 8.6358e-11 | -135.0364 | 126.5322 | 8.6357e-11 | -135.0364 | 126.5322
Line1_1_3 | 0 | 0 | 0 | 0 | 0 | 0 | 0 | 0 | 0 | 0 | 0 | 0 | 6.9944e-16 | -4.0313e-09 | -6.4487e-09 | -6.9944e-16 | 4.0313e-09 | 6.4487e-09 | 3.1086e-16 | 6.8153e-09 | -2.6282e-09 | -2.9143e-16 | -6.8153e-09 | 2.6282e-09 | 0 | 0 | 0 | 0 | 0 | 0 | 1.05 | 0.85292 | 0.7501 | 1.05 | 0.85292 | 0.7501 | 8.6359e-11 | -135.0364 | 126.5322 | 8.635e-11 | -135.0364 | 126.5322
Line2_1_4 | 0 | 3.1387 | 3.1387 | 0 | 3.1387 | 3.1387 | 0 | 0.72485 | 0.72485 | 0 | 0.72485 | 0.72485 | 1.5543e-16 | 0.55653 | -0.16247 | -1.5543e-16 | -0.45801 | 0.26098 | 2.72e-16 | 0.26925 | 0.51887 | -3.1086e-16 | -0.072221 | -0.32184 | 0 | -160.8543 | 19.1457 | 0 | 19.1457 | -160.8543 | 1.05 | 0.85292 | 0.7501 | 1.05 | 0.63968 | 0.57164 | 8.6359e-11 | -135.0364 | 126.5322 | 8.6354e-11 | -151.8935 | 148.1848
Line3_1_5 | 0 | 0 | 0 | 0 | 0 | 0 | 0 | 0 | 0 | 0 | 0 | 0 | 1.5543e-16 | -1.0078e-09 | -1.6122e-09 | -1.5543e-16 | 1.0078e-09 | 1.6122e-09 | 3.4972e-16 | 1.7038e-09 | -6.5706e-10 | -3.4972e-16 | -1.7038e-09 | 6.5706e-10 | 0 | 0 | 0 | 0 | 0 | 0 | 1.05 | 0.85292 | 0.7501 | 1.05 | 0.85292 | 0.7501 | 8.6359e-11 | -135.0364 | 126.5322 | 8.6358e-11 | -135.0364 | 126.5322
Line4_2_6 | 0 | 0 | 0 | 0 | 0 | 0 | 0 | 0 | 0 | 0 | 0 | 0 | 6.6058e-16 | -2.5196e-09 | -4.0305e-09 | -6.6058e-16 | 2.5196e-09 | 4.0305e-09 | 2.1372e-16 | 4.2595e-09 | -1.6426e-09 | -2.3315e-16 | -4.2595e-09 | 1.6426e-09 | 0 | 0 | 0 | 0 | 0 | 0 | 1.05 | 0.85292 | 0.7501 | 1.05 | 0.85292 | 0.7501 | 8.6347e-11 | -135.0364 | 126.5322 | 8.6339e-11 | -135.0364 | 126.5322
Line5_6_7 | 0 | 0 | 0 | 0 | 0 | 0 | 0 | 0 | 0 | 0 | 0 | 0 | 4.2744e-16 | -2.0157e-09 | -3.2244e-09 | -4.2744e-16 | 2.0157e-09 | 3.2244e-09 | 2.72e-16 | 3.4076e-09 | -1.3141e-09 | -2.72e-16 | -3.4076e-09 | 1.3141e-09 | 0 | 0 | 0 | 0 | 0 | 0 | 1.05 | 0.85292 | 0.7501 | 1.05 | 0.85292 | 0.7501 | 8.6339e-11 | -135.0364 | 126.5322 | 8.6335e-11 | -135.0364 | 126.5322
Line6_7_8 | 0 | 0 | 0 | 0 | 0 | 0 | 0 | 0 | 0 | 0 | 0 | 0 | 1.9429e-16 | -1.5118e-09 | -2.4183e-09 | -1.9429e-16 | 1.5118e-09 | 2.4183e-09 | -5.8287e-17 | 2.5557e-09 | -9.8558e-10 | 5.8287e-17 | -2.5557e-09 | 9.8558e-10 | 0 | 0 | 0 | 0 | 0 | 0 | 1.05 | 0.85292 | 0.7501 | 1.05 | 0.85292 | 0.7501 | 8.6335e-11 | -135.0364 | 126.5322 | 8.6332e-11 | -135.0364 | 126.5322
Line7_8_9 | 0 | 0 | 0 | 0 | 0 | 0 | 0 | 0 | 0 | 0 | 0 | 0 | 3.8858e-17 | -5.0392e-10 | -8.0609e-10 | -3.8858e-17 | 5.0392e-10 | 8.0609e-10 | -1.9429e-17 | 8.5191e-10 | -3.2853e-10 | -5.8549e-29 | -8.5191e-10 | 3.2853e-10 | 0 | 0 | 0 | 0 | 0 | 0 | 1.05 | 0.85292 | 0.7501 | 1.05 | 0.85292 | 0.7501 | 8.6332e-11 | -135.0364 | 126.5322 | 8.6331e-11 | -135.0364 | 126.5322
Line8_8_10 | 0 | 0 | 0 | 0 | 0 | 0 | 0 | 0 | 0 | 0 | 0 | 0 | 0 | -5.0392e-10 | -8.0609e-10 | 0 | 5.0392e-10 | 8.0609e-10 | 0 | 8.5191e-10 | -3.2853e-10 | 0 | -8.5191e-10 | 3.2853e-10 | 0 | 0 | 0 | 0 | 0 | 0 | 1.05 | 0.85292 | 0.7501 | 1.05 | 0.85292 | 0.7501 | 8.6332e-11 | -135.0364 | 126.5322 | 8.6331e-11 | -135.0364 | 126.5322
Line9_3_11 | 0 | 0 | 0 | 0 | 0 | 0 | 0 | 0 | 0 | 0 | 0 | 0 | 5.4401e-16 | -3.5274e-09 | -5.6426e-09 | -6.2172e-16 | 3.5274e-09 | 5.6426e-09 | 2.9143e-16 | 5.9633e-09 | -2.2997e-09 | -3.4972e-16 | -5.9633e-09 | 2.2997e-09 | 0 | 0 | 0 | 0 | 0 | 0 | 1.05 | 0.85292 | 0.7501 | 1.05 | 0.85292 | 0.7501 | 8.635e-11 | -135.0364 | 126.5322 | 8.6344e-11 | -135.0364 | 126.5322

## LL_max_10
name | pf_ikss_a_from_ka | pf_ikss_b_from_ka | pf_ikss_c_from_ka | pf_ikss_a_to_ka | pf_ikss_b_to_ka | pf_ikss_c_to_ka | pf_skss_a_from_mw | pf_skss_b_from_mw | pf_skss_c_from_mw | pf_skss_a_to_mw | pf_skss_b_to_mw | pf_skss_c_to_mw | pf_p_a_from_mw | pf_p_b_from_mw | pf_p_c_from_mw | pf_p_a_to_mw | pf_p_b_to_mw | pf_p_c_to_mw | pf_q_a_from_mvar | pf_q_b_from_mvar | pf_q_c_from_mvar | pf_q_a_to_mvar | pf_q_b_to_mvar | pf_q_c_to_mvar | pf_ikss_a_from_degree | pf_ikss_b_from_degree | pf_ikss_c_from_degree | pf_ikss_a_to_degree | pf_ikss_b_to_degree | pf_ikss_c_to_degree | pf_vm_a_from_pu | pf_vm_b_from_pu | pf_vm_c_from_pu | pf_vm_a_to_pu | pf_vm_b_to_pu | pf_vm_c_to_pu | pf_va_a_from_degree | pf_va_b_from_degree | pf_va_c_from_degree | pf_va_a_to_degree | pf_va_b_to_degree | pf_va_c_to_degree
Line0_1_2 | 0 | 0 | 0 | 0 | 0 | 0 | 0 | 0 | 0 | 0 | 0 | 0 | 6.9204e-16 | -3.3669e-09 | -5.3859e-09 | -6.5133e-16 | 3.3669e-09 | 5.3859e-09 | 2.0354e-16 | 5.759e-09 | -2.262e-09 | -2.0354e-16 | -5.759e-09 | 2.262e-09 | 0 | 0 | 0 | 0 | 0 | 0 | 1.1 | 0.88719 | 0.77689 | 1.1 | 0.88719 | 0.77689 | 5.0144e-12 | -135.5593 | 126.9102 | 5.0058e-12 | -135.5593 | 126.9102
Line10_11_12 | 0 | 0 | 0 | 0 | 0 | 0 | 0 | 0 | 0 | 0 | 0 | 0 | 5.2921e-16 | -3.3669e-09 | -5.3859e-09 | -5.2921e-16 | 3.3669e-09 | 5.3859e-09 | 2.0354e-16 | 5.759e-09 | -2.262e-09 | -1.6283e-16 | -5.759e-09 | 2.262e-09 | 0 | 0 | 0 | 0 | 0 | 0 | 1.1 | 0.88719 | 0.77689 | 1.1 | 0.88719 | 0.77689 | 5.0003e-12 | -135.5593 | 126.9102 | 4.9949e-12 | -135.5593 | 126.9102
Line11_12_13 | 0 | 0 | 0 | 0 | 0 | 0 | 0 | 0 | 0 | 0 | 0 | 0 | 3.2567e-16 | -2.8058e-09 | -4.4883e-09 | -3.2567e-16 | 2.8058e-09 | 4.4883e-09 | 2.0354e-16 | 4.7992e-09 | -1.885e-09 | -2.0354e-16 | -4.7992e-09 | 1.885e-09 | 0 | 0 | 0 | 0 | 0 | 0 | 1.1 | 0.88719 | 0.77689 | 1.1 | 0.88719 | 0.77689 | 4.9949e-12 | -135.5593 | 126.9102 | 4.9908e-12 | -135.5593 | 126.9102
Line12_13_15 | 0 | 0 | 0 | 0 | 0 | 0 | 0 | 0 | 0 | 0 | 0 | 0 | 2.8496e-16 | -1.6835e-09 | -2.693e-09 | -2.8496e-16 | 1.6835e-09 | 2.693e-09 | 8.1416e-17 | 2.8795e-09 | -1.131e-09 | -1.6283e-16 | -2.8795e-09 | 1.131e-09 | 0 | 0 | 0 | 0 | 0 | 0 | 1.1 | 0.88719 | 0.77689 | 1.1 | 0.88719 | 0.77689 | 4.9908e-12 | -135.5593 | 126.9102 | 4.9871e-12 | -135.5593 | 126.9102
Line13_13_14 | 0 | 0 | 0 | 0 | 0 | 0 | 0 | 0 | 0 | 0 | 0 | 0 | 8.1416e-17 | -5.6115e-10 | -8.9765e-10 | -1.2212e-16 | 5.6115e-10 | 8.9765e-10 | 2.8496e-16 | 9.5983e-10 | -3.77e-10 | -2.8496e-16 | -9.5983e-10 | 3.77e-10 | 0 | 0 | 0 | 0 | 0 | 0 | 1.1 | 0.88719 | 0.77689 | 1.1 | 0.88719 | 0.77689 | 4.9908e-12 | -135.5593 | 126.9102 | 4.9919e-12 | -135.5593 | 126.9102
Line14_15_16 | 0 | 0 | 0 | 0 | 0 | 0 | 0 | 0 | 0 | 0 | 0 | 0 | 8.1416e-17 | -1.1223e-09 | -1.7953e-09 | -8.1416e-17 | 1.1223e-09 | 1.7953e-09 | 4.0708e-17 | 1.9197e-09 | -7.5399e-10 | -4.0708e-17 | -1.9197e-09 | 7.5399e-10 | 0 | 0 | 0 | 0 | 0 | 0 | 1.1 | 0.88719 | 0.77689 | 1.1 | 0.88719 | 0.77689 | 4.9871e-12 | -135.5593 | 126.9102 | 4.9853e-12 | -135.5593 | 126.9102
Line15_16_17 | 0 | 0 | 0 | 0 | 0 | 0 | 0 | 0 | 0 | 0 | 0 | 0 | -4.0708e-17 | -5.6115e-10 | -8.9765e-10 | 4.0708e-17 | 5.6115e-10 | 8.9765e-10 | -3.542e-30 | 9.5983e-10 | -3.77e-10 | 3.5416e-30 | -9.5983e-10 | 3.77e-10 | 0 | 0 | 0 | 0 | 0 | 0 | 1.1 | 0.88719 | 0.77689 | 1.1 | 0.88719 | 0.77689 | 4.9853e-12 | -135.5593 | 126.9102 | 4.9848e-12 | -135.5593 | 126.9102
Line16_4_18 | 0 | 3.2366 | 3.2366 | 0 | 3.2366 | 3.2366 | 0 | 0.74746 | 0.74746 | 0 | 0.74746 | 0.74746 | -1.6283e-16 | 0.49365 | -0.28415 | 1.6283e-16 | -0.3889 | 0.3889 | -8.1416e-17 | 0.07624 | 0.34278 | 8.1416e-17 | 0.13327 | -0.13327 | 0 | -161.0844 | 18.9156 | 0 | 18.9156 | -161.0844 | 1.1 | 0.66828 | 0.59567 | 1.1 | 0.55 | 0.55 | 5.009e-12 | -152.305 | 148.5727 | 5.007e-12 | 180 | 180
Line17_5_19 | 0 | 0 | 0 | 0 | 0 | 0 | 0 | 0 | 0 | 0 | 0 | 0 | 1.2212e-16 | -5.6115e-10 | -8.9765e-10 | -8.1416e-17 | 5.6115e-10 | 8.9765e-10 | 2.8496e-16 | 9.5983e-10 | -3.77e-10 | -2.8496e-16 | -9.5983e-10 | 3.77e-10 | 0 | 0 | 0 | 0 | 0 | 0 | 1.1 | 0.88719 | 0.77689 | 1.1 | 0.88719 | 0.77689 | 5.0144e-12 | -135.5593 | 126.9102 | 5.0154e-12 | -135.5593 | 126.9102
Line1_1_3 | 0 | 0 | 0 | 0 | 0 | 0 | 0 | 0 | 0 | 0 | 0 | 0 | 6.5133e-16 | -4.4892e-09 | -7.1812e-09 | -6.1062e-16 | 4.4892e-09 | 7.1812e-09 | 3.2567e-16 | 7.6787e-09 | -3.016e-09 | -2.8496e-16 | -7.6787e-09 | 3.016e-09 | 0 | 0 | 0 | 0 | 0 | 0 | 1.1 | 0.88719 | 0.77689 | 1.1 | 0.88719 | 0.77689 | 5.0144e-12 | -135.5593 | 126.9102 | 5.0058e-12 | -135.5593 | 126.9102
Line2_1_4 | 0 | 3.2366 | 3.2366 | 0 | 3.2366 | 3.2366 | 0 | 0.74746 | 0.74746 | 0 | 0.74746 | 0.74746 | 4.0708e-16 | 0.59841 | -0.17939 | -3.2567e-16 | -0.49365 | 0.28415 | 2.0354e-16 | 0.28575 | 0.55229 | -2.0354e-16 | -0.07624 | -0.34278 | 0 | -161.0844 | 18.9156 | 0 | 18.9156 | -161.0844 | 1.1 | 0.88719 | 0.77689 | 1.1 | 0.66828 | 0.59567 | 5.0144e-12 | -135.5593 | 126.9102 | 5.009e-12 | -152.305 | 148.5727
Line3_1_5 | 0 | 0 | 0 | 0 | 0 | 0 | 0 | 0 | 0 | 0 | 0 | 0 | 2.0354e-16 | -1.1223e-09 | -1.7953e-09 | -1.6283e-16 | 1.1223e-09 | 1.7953e-09 | 3.2567e-16 | 1.9197e-09 | -7.54e-10 | -3.2567e-16 | -1.9197e-09 | 7.54e-10 | 0 | 0 | 0 | 0 | 0 | 0 | 1.1 | 0.88719 | 0.77689 | 1.1 | 0.88719 | 0.77689 | 5.0144e-12 | -135.5593 | 126.9102 | 5.0144e-12 | -135.5593 | 126.9102
Line4_2_6 | 0 | 0 | 0 | 0 | 0 | 0 | 0 | 0 | 0 | 0 | 0 | 0 | 3.6637e-16 | -2.8058e-09 | -4.4883e-09 | -4.4779e-16 | 2.8058e-09 | 4.4883e-09 | 2.8496e-16 | 4.7992e-09 | -1.885e-09 | -2.8496e-16 | -4.7992e-09 | 1.885e-09 | 0 | 0 | 0 | 0 | 0 | 0 | 1.1 | 0.88719 | 0.77689 | 1.1 | 0.88719 | 0.77689 | 5.0058e-12 | -135.5593 | 126.9102 | 4.9982e-12 | -135.5593 | 126.9102
Line5_6_7 | 0 | 0 | 0 | 0 | 0 | 0 | 0 | 0 | 0 | 0 | 0 | 0 | 4.0708e-16 | -2.2446e-09 | -3.5906e-09 | -4.0708e-16 | 2.2446e-09 | 3.5906e-09 | 1.6283e-16 | 3.8393e-09 | -1.508e-09 | -1.2212e-16 | -3.8393e-09 | 1.508e-09 | 0 | 0 | 0 | 0 | 0 | 0 | 1.1 | 0.88719 | 0.77689 | 1.1 | 0.88719 | 0.77689 | 4.9982e-12 | -135.5593 | 126.9102 | 4.9932e-12 | -135.5593 | 126.9102
Line6_7_8 | 0 | 0 | 0 | 0 | 0 | 0 | 0 | 0 | 0 | 0 | 0 | 0 | 8.1416e-17 | -1.6835e-09 | -2.693e-09 | -1.2212e-16 | 1.6835e-09 | 2.693e-09 | -4.0708e-17 | 2.8795e-09 | -1.131e-09 | -1.0636e-29 | -2.8795e-09 | 1.131e-09 | 0 | 0 | 0 | 0 | 0 | 0 | 1.1 | 0.88719 | 0.77689 | 1.1 | 0.88719 | 0.77689 | 4.9932e-12 | -135.5593 | 126.9102 | 4.9901e-12 | -135.5593 | 126.9102
Line7_8_9 | 0 | 0 | 0 | 0 | 0 | 0 | 0 | 0 | 0 | 0 | 0 | 0 | 8.1416e-17 | -5.6115e-10 | -8.9765e-10 | -8.1416e-17 | 5.6115e-10 | 8.9765e-10 | 7.0909e-30 | 9.5983e-10 | -3.77e-10 | 4.0708e-17 | -9.5983e-10 | 3.77e-10 | 0 | 0 | 0 | 0 | 0 | 0 | 1.1 | 0.88719 | 0.77689 | 1.1 | 0.88719 | 0.77689 | 4.9901e-12 | -135.5593 | 126.9102 | 4.989e-12 | -135.5593 | 126.9102
Line8_8_10 | 0 | 0 | 0 | 0 | 0 | 0 | 0 | 0 | 0 | 0 | 0 | 0 | 0 | -5.6115e-10 | -8.9765e-10 | 0 | 5.6115e-10 | 8.9765e-10 | 0 | 9.5983e-10 | -3.77e-10 | 0 | -9.5983e-10 | 3.77e-10 | 0 | 0 | 0 | 0 | 0 | 0 | 1.1 | 0.88719 | 0.77689 | 1.1 | 0.88719 | 0.77689 | 4.9901e-12 | -135.5593 | 126.9102 | 4.9893e-12 | -135.5593 | 126.9102
Line9_3_11 | 0 | 0 | 0 | 0 | 0 | 0 | 0 | 0 | 0 | 0 | 0 | 0 | 5.2921e-16 | -3.9281e-09 | -6.2836e-09 | -4.885e-16 | 3.9281e-09 | 6.2836e-09 | 2.4425e-16 | 6.7188e-09 | -2.639e-09 | -2.8496e-16 | -6.7188e-09 | 2.639e-09 | 0 | 0 | 0 | 0 | 0 | 0 | 1.1 | 0.88719 | 0.77689 | 1.1 | 0.88719 | 0.77689 | 5.0058e-12 | -135.5593 | 126.9102 | 5.0003e-12 | -135.5593 | 126.9102

## LL_max_fault_6
name | pf_ikss_a_from_ka | pf_ikss_b_from_ka | pf_ikss_c_from_ka | pf_ikss_a_to_ka | pf_ikss_b_to_ka | pf_ikss_c_to_ka | pf_skss_a_from_mw | pf_skss_b_from_mw | pf_skss_c_from_mw | pf_skss_a_to_mw | pf_skss_b_to_mw | pf_skss_c_to_mw | pf_p_a_from_mw | pf_p_b_from_mw | pf_p_c_from_mw | pf_p_a_to_mw | pf_p_b_to_mw | pf_p_c_to_mw | pf_q_a_from_mvar | pf_q_b_from_mvar | pf_q_c_from_mvar | pf_q_a_to_mvar | pf_q_b_to_mvar | pf_q_c_to_mvar | pf_ikss_a_from_degree | pf_ikss_b_from_degree | pf_ikss_c_from_degree | pf_ikss_a_to_degree | pf_ikss_b_to_degree | pf_ikss_c_to_degree | pf_vm_a_from_pu | pf_vm_b_from_pu | pf_vm_c_from_pu | pf_vm_a_to_pu | pf_vm_b_to_pu | pf_vm_c_to_pu | pf_va_a_from_degree | pf_va_b_from_degree | pf_va_c_from_degree | pf_va_a_to_degree | pf_va_b_to_degree | pf_va_c_to_degree
Line0_1_2 | 0 | 0 | 0 | 0 | 0 | 0 | 0 | 0 | 0 | 0 | 0 | 0 | 1.4268e-17 | -4.6325e-11 | -1.333e-10 | -1.4268e-17 | 4.6325e-11 | 1.333e-10 | 4.2501e-18 | 1.2762e-10 | 2.3032e-11 | -3.6429e-18 | -1.2762e-10 | -2.3032e-11 | 0 | 0 | 0 | 0 | 0 | 0 | 1.05 | 1.048 | 1.0442 | 1.05 | 1.048 | 1.0442 | 1.7464e-12 | -120.3021 | 119.9453 | 1.7462e-12 | -120.3021 | 119.9453
Line10_11_12 | 0 | 0 | 0 | 0 | 0 | 0 | 0 | 0 | 0 | 0 | 0 | 0 | 7.893e-18 | -4.6325e-11 | -1.333e-10 | -7.893e-18 | 4.6325e-11 | 1.333e-10 | 3.0358e-18 | 1.2762e-10 | 2.3032e-11 | -3.0358e-18 | -1.2762e-10 | -2.3032e-11 | 0 | 0 | 0 | 0 | 0 | 0 | 1.05 | 1.048 | 1.0442 | 1.05 | 1.048 | 1.0442 | 1.7461e-12 | -120.3021 | 119.9453 | 1.746e-12 | -120.3021 | 119.9453
Line11_12_13 | 0 | 0 | 0 | 0 | 0 | 0 | 0 | 0 | 0 | 0 | 0 | 0 | 9.4109e-18 | -3.8604e-11 | -1.1109e-10 | -9.4109e-18 | 3.8604e-11 | 1.1109e-10 | 2.8678e-31 | 1.0635e-10 | 1.9193e-11 | 1.2143e-18 | -1.0635e-10 | -1.9193e-11 | 0 | 0 | 0 | 0 | 0 | 0 | 1.05 | 1.048 | 1.0442 | 1.05 | 1.048 | 1.0442 | 1.746e-12 | -120.3021 | 119.9453 | 1.7459e-12 | -120.3021 | 119.9453
Line12_13_15 | 0 | 0 | 0 | 0 | 0 | 0 | 0 | 0 | 0 | 0 | 0 | 0 | 3.9465e-18 | -2.3162e-11 | -6.6652e-11 | -3.9465e-18 | 2.3162e-11 | 6.6652e-11 | 1.8215e-18 | 6.3811e-11 | 1.1516e-11 | -2.4286e-18 | -6.3811e-11 | -1.1516e-11 | 0 | 0 | 0 | 0 | 0 | 0 | 1.05 | 1.048 | 1.0442 | 1.05 | 1.048 | 1.0442 | 1.7459e-12 | -120.3021 | 119.9453 | 1.7458e-12 | -120.3021 | 119.9453
Line13_13_14 | 0 | 0 | 0 | 0 | 0 | 0 | 0 | 0 | 0 | 0 | 0 | 0 | 3.6429e-18 | -7.7208e-12 | -2.2217e-11 | -3.6429e-18 | 7.7208e-12 | 2.2217e-11 | 1.8215e-18 | 2.127e-11 | 3.8387e-12 | -3.0358e-18 | -2.127e-11 | -3.8387e-12 | 0 | 0 | 0 | 0 | 0 | 0 | 1.05 | 1.048 | 1.0442 | 1.05 | 1.048 | 1.0442 | 1.7459e-12 | -120.3021 | 119.9453 | 1.7458e-12 | -120.3021 | 119.9453
Line14_15_16 | 0 | 0 | 0 | 0 | 0 | 0 | 0 | 0 | 0 | 0 | 0 | 0 | 2.4286e-18 | -1.5442e-11 | -4.4435e-11 | -2.4286e-18 | 1.5442e-11 | 4.4435e-11 | 6.0715e-19 | 4.2541e-11 | 7.6773e-12 | -6.0715e-19 | -4.2541e-11 | -7.6773e-12 | 0 | 0 | 0 | 0 | 0 | 0 | 1.05 | 1.048 | 1.0442 | 1.05 | 1.048 | 1.0442 | 1.7458e-12 | -120.3021 | 119.9453 | 1.7458e-12 | -120.3021 | 119.9453
Line15_16_17 | 0 | 0 | 0 | 0 | 0 | 0 | 0 | 0 | 0 | 0 | 0 | 0 | -3.0358e-19 | -7.7208e-12 | -2.2217e-11 | 3.0358e-19 | 7.7208e-12 | 2.2217e-11 | -9.2498e-33 | 2.127e-11 | 3.8387e-12 | 9.2497e-33 | -2.127e-11 | -3.8387e-12 | 0 | 0 | 0 | 0 | 0 | 0 | 1.05 | 1.048 | 1.0442 | 1.05 | 1.048 | 1.0442 | 1.7458e-12 | -120.3021 | 119.9453 | 1.7457e-12 | -120.3021 | 119.9453
Line16_4_18 | 0 | 0.0584 | 0.0584 | 0 | 0.0584 | 0.0584 | 0 | 0.013487 | 0.013487 | 0 | 0.013487 | 0.013487 | 1.2143e-18 | 0.013608 | 0.0035134 | -7.4017e-32 | -0.013574 | -0.0034793 | 3.701e-32 | 0.0036287 | 0.013561 | 2.4286e-18 | -0.0035605 | -0.013493 | 0 | -135.4649 | 44.5351 | 0 | 44.5351 | -135.4649 | 1.05 | 1.0442 | 1.0387 | 1.05 | 1.0405 | 1.0331 | 1.7463e-12 | -120.5336 | 120.01 | 1.7462e-12 | -120.7668 | 120.0754
Line17_5_19 | 0 | 0 | 0 | 0 | 0 | 0 | 0 | 0 | 0 | 0 | 0 | 0 | 3.3393e-18 | -7.7208e-12 | -2.2217e-11 | -3.3393e-18 | 7.7208e-12 | 2.2217e-11 | 3.0358e-18 | 2.127e-11 | 3.8387e-12 | -2.4286e-18 | -2.127e-11 | -3.8387e-12 | 0 | 0 | 0 | 0 | 0 | 0 | 1.05 | 1.048 | 1.0442 | 1.05 | 1.048 | 1.0442 | 1.7463e-12 | -120.3021 | 119.9453 | 1.7463e-12 | -120.3021 | 119.9453
Line1_1_3 | 0 | 0 | 0 | 0 | 0 | 0 | 0 | 0 | 0 | 0 | 0 | 0 | 1.1839e-17 | -6.1766e-11 | -1.7774e-10 | -1.1839e-17 | 6.1766e-11 | 1.7774e-10 | 4.8572e-18 | 1.7016e-10 | 3.0709e-11 | -4.2501e-18 | -1.7016e-10 | -3.0709e-11 | 0 | 0 | 0 | 0 | 0 | 0 | 1.05 | 1.048 | 1.0442 | 1.05 | 1.048 | 1.0442 | 1.7464e-12 | -120.3021 | 119.9453 | 1.7462e-12 | -120.3021 | 119.9453
Line2_1_4 | 0 | 0.0584 | 0.0584 | 0 | 0.0584 | 0.0584 | 0 | 0.013487 | 0.013487 | 0 | 0.013487 | 0.013487 | 7.2858e-18 | 0.013642 | 0.0035475 | -6.0715e-18 | -0.013608 | -0.0035134 | -2.4286e-18 | 0.003697 | 0.013629 | 1.2143e-18 | -0.0036287 | -0.013561 | 0 | -135.4649 | 44.5351 | 0 | 44.5351 | -135.4649 | 1.05 | 1.048 | 1.0442 | 1.05 | 1.0442 | 1.0387 | 1.7464e-12 | -120.3021 | 119.9453 | 1.7463e-12 | -120.5336 | 120.01
Line3_1_5 | 0 | 0 | 0 | 0 | 0 | 0 | 0 | 0 | 0 | 0 | 0 | 0 | 3.3393e-18 | -1.5442e-11 | -4.4435e-11 | -3.3393e-18 | 1.5442e-11 | 4.4435e-11 | 3.0358e-18 | 4.2541e-11 | 7.6773e-12 | -3.0358e-18 | -4.2541e-11 | -7.6773e-12 | 0 | 0 | 0 | 0 | 0 | 0 | 1.05 | 1.048 | 1.0442 | 1.05 | 1.048 | 1.0442 | 1.7464e-12 | -120.3021 | 119.9453 | 1.7463e-12 | -120.3021 | 119.9453
Line4_2_6 | 0 | 0 | 0 | 0 | 0 | 0 | 0 | 0 | 0 | 0 | 0 | 0 | 1.0929e-17 | -3.8604e-11 | -1.1109e-10 | -1.0929e-17 | 3.8604e-11 | 1.1109e-10 | 3.6429e-18 | 1.0635e-10 | 1.9193e-11 | -4.2501e-18 | -1.0635e-10 | -1.9193e-11 | 0 | 0 | 0 | 0 | 0 | 0 | 1.05 | 1.048 | 1.0442 | 1.05 | 1.048 | 1.0442 | 1.7462e-12 | -120.3021 | 119.9453 | 1.746e-12 | -120.3021 | 119.9453
Line5_6_7 | 0 | 0 | 0 | 0 | 0 | 0 | 0 | 0 | 0 | 0 | 0 | 0 | 8.5001e-18 | -3.0883e-11 | -8.887e-11 | -7.893e-18 | 3.0883e-11 | 8.887e-11 | 3.0358e-18 | 8.5081e-11 | 1.5355e-11 | -2.4286e-18 | -8.5081e-11 | -1.5355e-11 | 0 | 0 | 0 | 0 | 0 | 0 | 1.05 | 1.048 | 1.0442 | 1.05 | 1.048 | 1.0442 | 1.746e-12 | -120.3021 | 119.9453 | 1.746e-12 | -120.3021 | 119.9453
Line6_7_8 | 0 | 0 | 0 | 0 | 0 | 0 | 0 | 0 | 0 | 0 | 0 | 0 | 4.5536e-18 | -2.3162e-11 | -6.6652e-11 | -4.5536e-18 | 2.3162e-11 | 6.6652e-11 | 6.0715e-19 | 6.3811e-11 | 1.1516e-11 | -6.0715e-19 | -6.3811e-11 | -1.1516e-11 | 0 | 0 | 0 | 0 | 0 | 0 | 1.05 | 1.048 | 1.0442 | 1.05 | 1.048 | 1.0442 | 1.746e-12 | -120.3021 | 119.9453 | 1.7459e-12 | -120.3021 | 119.9453
Line7_8_9 | 0 | 0 | 0 | 0 | 0 | 0 | 0 | 0 | 0 | 0 | 0 | 0 | -3.0358e-19 | -7.7208e-12 | -2.2217e-11 | -9.1073e-19 | 7.7208e-12 | 2.2217e-11 | 6.0715e-19 | 2.127e-11 | 3.8387e-12 | -1.2143e-18 | -2.127e-11 | -3.8387e-12 | 0 | 0 | 0 | 0 | 0 | 0 | 1.05 | 1.048 | 1.0442 | 1.05 | 1.048 | 1.0442 | 1.7459e-12 | -120.3021 | 119.9453 | 1.7459e-12 | -120.3021 | 119.9453
Line8_8_10 | 0 | 0 | 0 | 0 | 0 | 0 | 0 | 0 | 0 | 0 | 0 | 0 | -3.7002e-32 | -7.7208e-12 | -2.2217e-11 | -1.2143e-18 | 7.7208e-12 | 2.2217e-11 | 1.2143e-18 | 2.127e-11 | 3.8387e-12 | -2.4286e-18 | -2.127e-11 | -3.8387e-12 | 0 | 0 | 0 | 0 | 0 | 0 | 1.05 | 1.048 | 1.0442 | 1.05 | 1.048 | 1.0442 | 1.7459e-12 | -120.3021 | 119.9453 | 1.7459e-12 | -120.3021 | 119.9453
Line9_3_11 | 0 | 0 | 0 | 0 | 0 | 0 | 0 | 0 | 0 | 0 | 0 | 0 | 9.1073e-18 | -5.4045e-11 | -1.5552e-10 | -8.5001e-18 | 5.4045e-11 | 1.5552e-10 | 4.8572e-18 | 1.4889e-10 | 2.6871e-11 | -6.6787e-18 | -1.4889e-10 | -2.6871e-11 | 0 | 0 | 0 | 0 | 0 | 0 | 1.05 | 1.048 | 1.0442 | 1.05 | 1.048 | 1.0442 | 1.7462e-12 | -120.3021 | 119.9453 | 1.7461e-12 | -120.3021 | 119.9453

## LL_max_fault_10
name | pf_ikss_a_from_ka | pf_ikss_b_from_ka | pf_ikss_c_from_ka | pf_ikss_a_to_ka | pf_ikss_b_to_ka | pf_ikss_c_to_ka | pf_skss_a_from_mw | pf_skss_b_from_mw | pf_skss_c_from_mw | pf_skss_a_to_mw | pf_skss_b_to_mw | pf_skss_c_to_mw | pf_p_a_from_mw | pf_p_b_from_mw | pf_p_c_from_mw | pf_p_a_to_mw | pf_p_b_to_mw | pf_p_c_to_mw | pf_q_a_from_mvar | pf_q_b_from_mvar | pf_q_c_from_mvar | pf_q_a_to_mvar | pf_q_b_to_mvar | pf_q_c_to_mvar | pf_ikss_a_from_degree | pf_ikss_b_from_degree | pf_ikss_c_from_degree | pf_ikss_a_to_degree | pf_ikss_b_to_degree | pf_ikss_c_to_degree | pf_vm_a_from_pu | pf_vm_b_from_pu | pf_vm_c_from_pu | pf_vm_a_to_pu | pf_vm_b_to_pu | pf_vm_c_to_pu | pf_va_a_from_degree | pf_va_b_from_degree | pf_va_c_from_degree | pf_va_a_to_degree | pf_va_b_to_degree | pf_va_c_to_degree
Line0_1_2 | 0 | 0 | 0 | 0 | 0 | 0 | 0 | 0 | 0 | 0 | 0 | 0 | 9.541e-18 | -5.3219e-11 | -1.5314e-10 | -1.0177e-17 | 5.3219e-11 | 1.5314e-10 | 5.0885e-18 | 1.4664e-10 | 2.6437e-11 | -5.7246e-18 | -1.4664e-10 | -2.6437e-11 | 0 | 0 | 0 | 0 | 0 | 0 | 1.1 | 1.0978 | 1.0936 | 1.1 | 1.0978 | 1.0936 | 4.5062e-13 | -120.3163 | 119.9428 | 4.5043e-13 | -120.3163 | 119.9428
Line10_11_12 | 0 | 0 | 0 | 0 | 0 | 0 | 0 | 0 | 0 | 0 | 0 | 0 | 7.3148e-18 | -5.3219e-11 | -1.5314e-10 | -7.3148e-18 | 5.3219e-11 | 1.5314e-10 | 2.5443e-18 | 1.4664e-10 | 2.6437e-11 | -3.8164e-18 | -1.4664e-10 | -2.6437e-11 | 0 | 0 | 0 | 0 | 0 | 0 | 1.1 | 1.0978 | 1.0936 | 1.1 | 1.0978 | 1.0936 | 4.5036e-13 | -120.3163 | 119.9428 | 4.5024e-13 | -120.3163 | 119.9428
Line11_12_13 | 0 | 0 | 0 | 0 | 0 | 0 | 0 | 0 | 0 | 0 | 0 | 0 | 6.9967e-18 | -4.4349e-11 | -1.2762e-10 | -7.6328e-18 | 4.4349e-11 | 1.2762e-10 | 5.4981e-32 | 1.222e-10 | 2.2031e-11 | -6.3607e-19 | -1.222e-10 | -2.2031e-11 | 0 | 0 | 0 | 0 | 0 | 0 | 1.1 | 1.0978 | 1.0936 | 1.1 | 1.0978 | 1.0936 | 4.5024e-13 | -120.3163 | 119.9428 | 4.5013e-13 | -120.3163 | 119.9428
Line12_13_15 | 0 | 0 | 0 | 0 | 0 | 0 | 0 | 0 | 0 | 0 | 0 | 0 | 4.7705e-18 | -2.6609e-11 | -7.6572e-11 | -4.7705e-18 | 2.6609e-11 | 7.6572e-11 | 3.1803e-18 | 7.332e-11 | 1.3218e-11 | -3.1803e-18 | -7.332e-11 | -1.3218e-11 | 0 | 0 | 0 | 0 | 0 | 0 | 1.1 | 1.0978 | 1.0936 | 1.1 | 1.0978 | 1.0936 | 4.5013e-13 | -120.3163 | 119.9428 | 4.5006e-13 | -120.3163 | 119.9428
Line13_13_14 | 0 | 0 | 0 | 0 | 0 | 0 | 0 | 0 | 0 | 0 | 0 | 0 | 3.1803e-19 | -8.8698e-12 | -2.5524e-11 | -3.1803e-19 | 8.8698e-12 | 2.5524e-11 | 1.2721e-18 | 2.444e-11 | 4.4061e-12 | -6.3607e-19 | -2.444e-11 | -4.4061e-12 | 0 | 0 | 0 | 0 | 0 | 0 | 1.1 | 1.0978 | 1.0936 | 1.1 | 1.0978 | 1.0936 | 4.5013e-13 | -120.3163 | 119.9428 | 4.5012e-13 | -120.3163 | 119.9428
Line14_15_16 | 0 | 0 | 0 | 0 | 0 | 0 | 0 | 0 | 0 | 0 | 0 | 0 | 1.9082e-18 | -1.7739e-11 | -5.1048e-11 | -1.9082e-18 | 1.774e-11 | 5.1048e-11 | 1.2721e-18 | 4.888e-11 | 8.8123e-12 | -6.3607e-19 | -4.888e-11 | -8.8123e-12 | 0 | 0 | 0 | 0 | 0 | 0 | 1.1 | 1.0978 | 1.0936 | 1.1 | 1.0978 | 1.0936 | 4.5006e-13 | -120.3163 | 119.9428 | 4.5003e-13 | -120.3163 | 119.9428
Line15_16_17 | 0 | 0 | 0 | 0 | 0 | 0 | 0 | 0 | 0 | 0 | 0 | 0 | 6.3607e-19 | -8.8697e-12 | -2.5524e-11 | -6.3607e-19 | 8.8698e-12 | 2.5524e-11 | -6.3607e-19 | 2.444e-11 | 4.4061e-12 | -4.9958e-33 | -2.444e-11 | -4.4061e-12 | 0 | 0 | 0 | 0 | 0 | 0 | 1.1 | 1.0978 | 1.0936 | 1.1 | 1.0978 | 1.0936 | 4.5003e-13 | -120.3163 | 119.9428 | 4.5001e-13 | -120.3163 | 119.9428
Line16_4_18 | 0 | 0.061167 | 0.061167 | 0 | 0.061167 | 0.061167 | 0 | 0.014126 | 0.014126 | 0 | 0.014126 | 0.014126 | -1.2721e-18 | 0.01493 | 0.0038518 | 1.2721e-18 | -0.014893 | -0.0038144 | -2.5443e-18 | 0.0039805 | 0.014876 | 2.5443e-18 | -0.0039057 | -0.014801 | 0 | -135.4761 | 44.5239 | 0 | 44.5239 | -135.4761 | 1.1 | 1.0938 | 1.0878 | 1.1 | 1.0899 | 1.0821 | 4.5052e-13 | -120.5478 | 120.0075 | 4.5048e-13 | -120.781 | 120.073
Line17_5_19 | 0 | 0 | 0 | 0 | 0 | 0 | 0 | 0 | 0 | 0 | 0 | 0 | 9.541e-19 | -8.8698e-12 | -2.5524e-11 | -9.541e-19 | 8.8698e-12 | 2.5524e-11 | 1.9082e-18 | 2.444e-11 | 4.4061e-12 | -1.9082e-18 | -2.444e-11 | -4.4061e-12 | 0 | 0 | 0 | 0 | 0 | 0 | 1.1 | 1.0978 | 1.0936 | 1.1 | 1.0978 | 1.0936 | 4.506e-13 | -120.3163 | 119.9428 | 4.5059e-13 | -120.3163 | 119.9428
Line1_1_3 | 0 | 0 | 0 | 0 | 0 | 0 | 0 | 0 | 0 | 0 | 0 | 0 | 1.0177e-17 | -7.0958e-11 | -2.0419e-10 | -1.0813e-17 | 7.0958e-11 | 2.0419e-10 | 5.7246e-18 | 1.9552e-10 | 3.5249e-11 | -6.3607e-18 | -1.9552e-10 | -3.5249e-11 | 0 | 0 | 0 | 0 | 0 | 0 | 1.1 | 1.0978 | 1.0936 | 1.1 | 1.0978 | 1.0936 | 4.5062e-13 | -120.3163 | 119.9428 | 4.5047e-13 | -120.3163 | 119.9428
Line2_1_4 | 0 | 0.061167 | 0.061167 | 0 | 0.061167 | 0.061167 | 0 | 0.014126 | 0.014126 | 0 | 0.014126 | 0.014126 | 6.3607e-18 | 0.014968 | 0.0038892 | -6.3607e-18 | -0.01493 | -0.0038518 | 5.0025e-32 | 0.0040553 | 0.014951 | -1.2721e-18 | -0.0039805 | -0.014876 | 0 | -135.4761 | 44.5239 | 0 | 44.5239 | -135.4761 | 1.1 | 1.0978 | 1.0936 | 1.1 | 1.0938 | 1.0878 | 4.5062e-13 | -120.3163 | 119.9428 | 4.5052e-13 | -120.5478 | 120.0075
Line3_1_5 | 0 | 0 | 0 | 0 | 0 | 0 | 0 | 0 | 0 | 0 | 0 | 0 | 3.1803e-18 | -1.774e-11 | -5.1048e-11 | -3.1803e-18 | 1.774e-11 | 5.1048e-11 | 3.8164e-18 | 4.888e-11 | 8.8123e-12 | -4.4525e-18 | -4.888e-11 | -8.8123e-12 | 0 | 0 | 0 | 0 | 0 | 0 | 1.1 | 1.0978 | 1.0936 | 1.1 | 1.0978 | 1.0936 | 4.5062e-13 | -120.3163 | 119.9428 | 4.506e-13 | -120.3163 | 119.9428
Line4_2_6 | 0 | 0 | 0 | 0 | 0 | 0 | 0 | 0 | 0 | 0 | 0 | 0 | 8.5869e-18 | -4.4349e-11 | -1.2762e-10 | -7.9508e-18 | 4.4349e-11 | 1.2762e-10 | 1.2721e-18 | 1.222e-10 | 2.2031e-11 | -1.9082e-18 | -1.222e-10 | -2.2031e-11 | 0 | 0 | 0 | 0 | 0 | 0 | 1.1 | 1.0978 | 1.0936 | 1.1 | 1.0978 | 1.0936 | 4.5043e-13 | -120.3163 | 119.9428 | 4.5025e-13 | -120.3163 | 119.9428
Line5_6_7 | 0 | 0 | 0 | 0 | 0 | 0 | 0 | 0 | 0 | 0 | 0 | 0 | 6.3607e-18 | -3.5479e-11 | -1.021e-10 | -6.3607e-18 | 3.5479e-11 | 1.021e-10 | 6.3607e-19 | 9.776e-11 | 1.7624e-11 | -6.3607e-19 | -9.776e-11 | -1.7624e-11 | 0 | 0 | 0 | 0 | 0 | 0 | 1.1 | 1.0978 | 1.0936 | 1.1 | 1.0978 | 1.0936 | 4.5025e-13 | -120.3163 | 119.9428 | 4.5013e-13 | -120.3163 | 119.9428
Line6_7_8 | 0 | 0 | 0 | 0 | 0 | 0 | 0 | 0 | 0 | 0 | 0 | 0 | 4.1344e-18 | -2.6609e-11 | -7.6572e-11 | -4.1344e-18 | 2.6609e-11 | 7.6572e-11 | 6.3607e-19 | 7.332e-11 | 1.3218e-11 | -1.2721e-18 | -7.332e-11 | -1.3218e-11 | 0 | 0 | 0 | 0 | 0 | 0 | 1.1 | 1.0978 | 1.0936 | 1.1 | 1.0978 | 1.0936 | 4.5013e-13 | -120.3163 | 119.9428 | 4.5007e-13 | -120.3163 | 119.9428
Line7_8_9 | 0 | 0 | 0 | 0 | 0 | 0 | 0 | 0 | 0 | 0 | 0 | 0 | -6.3607e-19 | -8.8698e-12 | -2.5524e-11 | 6.3607e-19 | 8.8698e-12 | 2.5524e-11 | 6.3607e-19 | 2.444e-11 | 4.4061e-12 | -6.3607e-19 | -2.444e-11 | -4.4061e-12 | 0 | 0 | 0 | 0 | 0 | 0 | 1.1 | 1.0978 | 1.0936 | 1.1 | 1.0978 | 1.0936 | 4.5007e-13 | -120.3163 | 119.9428 | 4.5005e-13 | -120.3163 | 119.9428
Line8_8_10 | 0 | 0 | 0 | 0 | 0 | 0 | 0 | 0 | 0 | 0 | 0 | 0 | 6.3607e-19 | -8.8698e-12 | -2.5524e-11 | -6.3607e-19 | 8.8698e-12 | 2.5524e-11 | 4.9964e-33 | 2.444e-11 | 4.4061e-12 | -4.9962e-33 | -2.444e-11 | -4.4061e-12 | 0 | 0 | 0 | 0 | 0 | 0 | 1.1 | 1.0978 | 1.0936 | 1.1 | 1.0978 | 1.0936 | 4.5007e-13 | -120.3163 | 119.9428 | 4.5005e-13 | -120.3163 | 119.9428
Line9_3_11 | 0 | 0 | 0 | 0 | 0 | 0 | 0 | 0 | 0 | 0 | 0 | 0 | 9.859e-18 | -6.2088e-11 | -1.7867e-10 | -9.2229e-18 | 6.2088e-11 | 1.7867e-10 | 4.4525e-18 | 1.7108e-10 | 3.0843e-11 | -5.0885e-18 | -1.7108e-10 | -3.0843e-11 | 0 | 0 | 0 | 0 | 0 | 0 | 1.1 | 1.0978 | 1.0936 | 1.1 | 1.0978 | 1.0936 | 4.5047e-13 | -120.3163 | 119.9428 | 4.5036e-13 | -120.3163 | 119.9428

## LL_min_6
name | pf_ikss_a_from_ka | pf_ikss_b_from_ka | pf_ikss_c_from_ka | pf_ikss_a_to_ka | pf_ikss_b_to_ka | pf_ikss_c_to_ka | pf_skss_a_from_mw | pf_skss_b_from_mw | pf_skss_c_from_mw | pf_skss_a_to_mw | pf_skss_b_to_mw | pf_skss_c_to_mw | pf_p_a_from_mw | pf_p_b_from_mw | pf_p_c_from_mw | pf_p_a_to_mw | pf_p_b_to_mw | pf_p_c_to_mw | pf_q_a_from_mvar | pf_q_b_from_mvar | pf_q_c_from_mvar | pf_q_a_to_mvar | pf_q_b_to_mvar | pf_q_c_to_mvar | pf_ikss_a_from_degree | pf_ikss_b_from_degree | pf_ikss_c_from_degree | pf_ikss_a_to_degree | pf_ikss_b_to_degree | pf_ikss_c_to_degree | pf_vm_a_from_pu | pf_vm_b_from_pu | pf_vm_c_from_pu | pf_vm_a_to_pu | pf_vm_b_to_pu | pf_vm_c_to_pu | pf_va_a_from_degree | pf_va_b_from_degree | pf_va_c_from_degree | pf_va_a_to_degree | pf_va_b_to_degree | pf_va_c_to_degree
Line0_1_2 | 0 | 0 | 0 | 0 | 0 | 0 | 0 | 0 | 0 | 0 | 0 | 0 | 1.2305e-16 | -1.4366e-09 | -3.9666e-09 | -1.2305e-16 | 1.4366e-09 | 3.9666e-09 | 3.3399e-16 | 4.6273e-09 | -2.4518e-10 | -3.5157e-16 | -4.6273e-09 | 2.4518e-10 | 0 | 0 | 0 | 0 | 0 | 0 | 0.95 | 0.83839 | 0.68767 | 0.95 | 0.83839 | 0.68767 | 1.0935e-11 | -135.3123 | 120.9775 | 1.0939e-11 | -135.3123 | 120.9775
Line10_11_12 | 0 | 0 | 0 | 0 | 0 | 0 | 0 | 0 | 0 | 0 | 0 | 0 | 1.2305e-16 | -1.4366e-09 | -3.9666e-09 | -1.0547e-16 | 1.4366e-09 | 3.9666e-09 | 3.3399e-16 | 4.6273e-09 | -2.4518e-10 | -3.6915e-16 | -4.6273e-09 | 2.4519e-10 | 0 | 0 | 0 | 0 | 0 | 0 | 0.95 | 0.83839 | 0.68767 | 0.95 | 0.83839 | 0.68767 | 1.0948e-11 | -135.3123 | 120.9775 | 1.0953e-11 | -135.3123 | 120.9775
Line11_12_13 | 0 | 0 | 0 | 0 | 0 | 0 | 0 | 0 | 0 | 0 | 0 | 0 | 5.2736e-17 | -1.1971e-09 | -3.3055e-09 | -3.5157e-17 | 1.1971e-09 | 3.3055e-09 | 3.1641e-16 | 3.8561e-09 | -2.0432e-10 | -2.8126e-16 | -3.8561e-09 | 2.0432e-10 | 0 | 0 | 0 | 0 | 0 | 0 | 0.95 | 0.83839 | 0.68767 | 0.95 | 0.83839 | 0.68767 | 1.0953e-11 | -135.3123 | 120.9775 | 1.0958e-11 | -135.3123 | 120.9775
Line12_13_15 | 0 | 0 | 0 | 0 | 0 | 0 | 0 | 0 | 0 | 0 | 0 | 0 | 5.2736e-17 | -7.1829e-10 | -1.9833e-09 | -5.2736e-17 | 7.1829e-10 | 1.9833e-09 | 1.7579e-17 | 2.3136e-09 | -1.2259e-10 | -1.7579e-17 | -2.3136e-09 | 1.2259e-10 | 0 | 0 | 0 | 0 | 0 | 0 | 0.95 | 0.83839 | 0.68767 | 0.95 | 0.83839 | 0.68767 | 1.0958e-11 | -135.3123 | 120.9775 | 1.0959e-11 | -135.3123 | 120.9775
Line13_13_14 | 0 | 0 | 0 | 0 | 0 | 0 | 0 | 0 | 0 | 0 | 0 | 0 | 5.2736e-17 | -2.3943e-10 | -6.611e-10 | -5.2736e-17 | 2.3943e-10 | 6.611e-10 | 2.461e-16 | 7.7122e-10 | -4.0864e-11 | -2.461e-16 | -7.7122e-10 | 4.0864e-11 | 0 | 0 | 0 | 0 | 0 | 0 | 0.95 | 0.83839 | 0.68767 | 0.95 | 0.83839 | 0.68767 | 1.0958e-11 | -135.3123 | 120.9775 | 1.096e-11 | -135.3123 | 120.9775
Line14_15_16 | 0 | 0 | 0 | 0 | 0 | 0 | 0 | 0 | 0 | 0 | 0 | 0 | 1.7579e-17 | -4.7886e-10 | -1.3222e-09 | -1.7579e-17 | 4.7886e-10 | 1.3222e-09 | 1.7579e-17 | 1.5424e-09 | -8.1728e-11 | -3.3625e-30 | -1.5424e-09 | 8.1728e-11 | 0 | 0 | 0 | 0 | 0 | 0 | 0.95 | 0.83839 | 0.68767 | 0.95 | 0.83839 | 0.68767 | 1.0959e-11 | -135.3123 | 120.9775 | 1.096e-11 | -135.3123 | 120.9775
Line15_16_17 | 0 | 0 | 0 | 0 | 0 | 0 | 0 | 0 | 0 | 0 | 0 | 0 | 3.5157e-17 | -2.3943e-10 | -6.611e-10 | -5.2736e-17 | 2.3943e-10 | 6.611e-10 | 6.725e-30 | 7.7122e-10 | -4.0864e-11 | -1.0087e-29 | -7.7122e-10 | 4.0864e-11 | 0 | 0 | 0 | 0 | 0 | 0 | 0.95 | 0.83839 | 0.68767 | 0.95 | 0.83839 | 0.68767 | 1.096e-11 | -135.3123 | 120.9775 | 1.0959e-11 | -135.3123 | 120.9775
Line16_4_18 | 0 | 2.5068 | 2.5068 | 0 | 2.5068 | 2.5068 | 0 | 0.57893 | 0.57893 | 0 | 0.57893 | 0.57893 | 7.0314e-17 | 0.35328 | -0.11197 | 0 | -0.23262 | 0.23262 | 1.3424e-29 | -0.020967 | 0.27233 | 0 | 0.14665 | -0.14665 | 0 | -147.7717 | 32.2283 | 0 | 32.2283 | -147.7717 | 0.95 | 0.6113 | 0.50862 | 0.95 | 0.475 | 0.475 | 1.0938e-11 | -151.1682 | 144.5775 | 1.0938e-11 | 180 | 180
Line17_5_19 | 0 | 0 | 0 | 0 | 0 | 0 | 0 | 0 | 0 | 0 | 0 | 0 | 3.5157e-17 | -2.3943e-10 | -6.611e-10 | -1.7579e-17 | 2.3943e-10 | 6.611e-10 | 2.6368e-16 | 7.7122e-10 | -4.0864e-11 | -2.461e-16 | -7.7122e-10 | 4.0864e-11 | 0 | 0 | 0 | 0 | 0 | 0 | 0.95 | 0.83839 | 0.68767 | 0.95 | 0.83839 | 0.68767 | 1.0938e-11 | -135.3123 | 120.9775 | 1.0941e-11 | -135.3123 | 120.9775
Line1_1_3 | 0 | 0 | 0 | 0 | 0 | 0 | 0 | 0 | 0 | 0 | 0 | 0 | 1.4942e-16 | -1.9154e-09 | -5.2888e-09 | -1.4942e-16 | 1.9154e-09 | 5.2888e-09 | 3.5157e-16 | 6.1697e-09 | -3.2691e-10 | -3.3399e-16 | -6.1697e-09 | 3.2691e-10 | 0 | 0 | 0 | 0 | 0 | 0 | 0.95 | 0.83839 | 0.68767 | 0.95 | 0.83839 | 0.68767 | 1.0935e-11 | -135.3123 | 120.9775 | 1.0942e-11 | -135.3123 | 120.9775
Line2_1_4 | 0 | 2.5068 | 2.5068 | 0 | 2.5068 | 2.5068 | 0 | 0.57893 | 0.57893 | 0 | 0.57893 | 0.57893 | -4.0258e-29 | 0.47394 | 0.0086903 | 3.5157e-17 | -0.35328 | 0.11197 | 2.1094e-16 | 0.10472 | 0.39802 | -2.1094e-16 | 0.020967 | -0.27233 | 0 | -147.7717 | 32.2283 | 0 | 32.2283 | -147.7717 | 0.95 | 0.83839 | 0.68767 | 0.95 | 0.6113 | 0.50862 | 1.0935e-11 | -135.3123 | 120.9775 | 1.0938e-11 | -151.1682 | 144.5775
Line3_1_5 | 0 | 0 | 0 | 0 | 0 | 0 | 0 | 0 | 0 | 0 | 0 | 0 | 8.7893e-18 | -4.7886e-10 | -1.3222e-09 | -2.6368e-17 | 4.7886e-10 | 1.3222e-09 | 1.9336e-16 | 1.5424e-09 | -8.1728e-11 | -1.7579e-16 | -1.5424e-09 | 8.1728e-11 | 0 | 0 | 0 | 0 | 0 | 0 | 0.95 | 0.83839 | 0.68767 | 0.95 | 0.83839 | 0.68767 | 1.0935e-11 | -135.3123 | 120.9775 | 1.0938e-11 | -135.3123 | 120.9775
Line4_2_6 | 0 | 0 | 0 | 0 | 0 | 0 | 0 | 0 | 0 | 0 | 0 | 0 | 1.1426e-16 | -1.1971e-09 | -3.3055e-09 | -1.3184e-16 | 1.1971e-09 | 3.3055e-09 | 2.6368e-16 | 3.8561e-09 | -2.0432e-10 | -2.6368e-16 | -3.8561e-09 | 2.0432e-10 | 0 | 0 | 0 | 0 | 0 | 0 | 0.95 | 0.83839 | 0.68767 | 0.95 | 0.83839 | 0.68767 | 1.0939e-11 | -135.3123 | 120.9775 | 1.0943e-11 | -135.3123 | 120.9775
Line5_6_7 | 0 | 0 | 0 | 0 | 0 | 0 | 0 | 0 | 0 | 0 | 0 | 0 | 9.6682e-17 | -9.5772e-10 | -2.6444e-09 | -1.1426e-16 | 9.5772e-10 | 2.6444e-09 | 2.6368e-16 | 3.0849e-09 | -1.6346e-10 | -2.461e-16 | -3.0849e-09 | 1.6346e-10 | 0 | 0 | 0 | 0 | 0 | 0 | 0.95 | 0.83839 | 0.68767 | 0.95 | 0.83839 | 0.68767 | 1.0943e-11 | -135.3123 | 120.9775 | 1.0947e-11 | -135.3123 | 120.9775
Line6_7_8 | 0 | 0 | 0 | 0 | 0 | 0 | 0 | 0 | 0 | 0 | 0 | 0 | 5.2736e-17 | -7.1829e-10 | -1.9833e-09 | -5.2736e-17 | 7.1829e-10 | 1.9833e-09 | 5.2736e-17 | 2.3136e-09 | -1.2259e-10 | -5.2736e-17 | -2.3136e-09 | 1.2259e-10 | 0 | 0 | 0 | 0 | 0 | 0 | 0.95 | 0.83839 | 0.68767 | 0.95 | 0.83839 | 0.68767 | 1.0947e-11 | -135.3123 | 120.9775 | 1.0949e-11 | -135.3123 | 120.9775
Line7_8_9 | 0 | 0 | 0 | 0 | 0 | 0 | 0 | 0 | 0 | 0 | 0 | 0 | -8.7893e-18 | -2.3943e-10 | -6.611e-10 | 8.7893e-18 | 2.3943e-10 | 6.611e-10 | 5.2736e-17 | 7.7122e-10 | -4.0864e-11 | -3.5157e-17 | -7.7122e-10 | 4.0864e-11 | 0 | 0 | 0 | 0 | 0 | 0 | 0.95 | 0.83839 | 0.68767 | 0.95 | 0.83839 | 0.68767 | 1.0949e-11 | -135.3123 | 120.9775 | 1.0948e-11 | -135.3123 | 120.9775
Line8_8_10 | 0 | 0 | 0 | 0 | 0 | 0 | 0 | 0 | 0 | 0 | 0 | 0 | -6.7181e-30 | -2.3943e-10 | -6.611e-10 | 3.3592e-30 | 2.3943e-10 | 6.611e-10 | 3.5157e-17 | 7.7122e-10 | -4.0864e-11 | -1.7579e-17 | -7.7122e-10 | 4.0864e-11 | 0 | 0 | 0 | 0 | 0 | 0 | 0.95 | 0.83839 | 0.68767 | 0.95 | 0.83839 | 0.68767 | 1.0949e-11 | -135.3123 | 120.9775 | 1.0949e-11 | -135.3123 | 120.9775
Line9_3_11 | 0 | 0 | 0 | 0 | 0 | 0 | 0 | 0 | 0 | 0 | 0 | 0 | 1.1426e-16 | -1.676e-09 | -4.6277e-09 | -9.6682e-17 | 1.676e-09 | 4.6277e-09 | 3.3399e-16 | 5.3985e-09 | -2.8605e-10 | -3.3399e-16 | -5.3985e-09 | 2.8605e-10 | 0 | 0 | 0 | 0 | 0 | 0 | 0.95 | 0.83839 | 0.68767 | 0.95 | 0.83839 | 0.68767 | 1.0942e-11 | -135.3123 | 120.9775 | 1.0948e-11 | -135.3123 | 120.9775

## LL_min_10
name | pf_ikss_a_from_ka | pf_ikss_b_from_ka | pf_ikss_c_from_ka | pf_ikss_a_to_ka | pf_ikss_b_to_ka | pf_ikss_c_to_ka | pf_skss_a_from_mw | pf_skss_b_from_mw | pf_skss_c_from_mw | pf_skss_a_to_mw | pf_skss_b_to_mw | pf_skss_c_to_mw | pf_p_a_from_mw | pf_p_b_from_mw | pf_p_c_from_mw | pf_p_a_to_mw | pf_p_b_to_mw | pf_p_c_to_mw | pf_q_a_from_mvar | pf_q_b_from_mvar | pf_q_c_from_mvar | pf_q_a_to_mvar | pf_q_b_to_mvar | pf_q_c_to_mvar | pf_ikss_a_from_degree | pf_ikss_b_from_degree | pf_ikss_c_from_degree | pf_ikss_a_to_degree | pf_ikss_b_to_degree | pf_ikss_c_to_degree | pf_vm_a_from_pu | pf_vm_b_from_pu | pf_vm_c_from_pu | pf_vm_a_to_pu | pf_vm_b_to_pu | pf_vm_c_to_pu | pf_va_a_from_degree | pf_va_b_from_degree | pf_va_c_from_degree | pf_va_a_to_degree | pf_va_b_to_degree | pf_va_c_to_degree
Line0_1_2 | 0 | 0 | 0 | 0 | 0 | 0 | 0 | 0 | 0 | 0 | 0 | 0 | 1.5821e-16 | -1.2893e-09 | -3.56e-09 | -1.5821e-16 | 1.2893e-09 | 3.56e-09 | 2.6645e-16 | 4.153e-09 | -2.2005e-10 | -2.8311e-16 | -4.153e-09 | 2.2005e-10 | 0 | 0 | 0 | 0 | 0 | 0 | 0.9 | 0.79426 | 0.65148 | 0.9 | 0.79426 | 0.65148 | 3.5289e-11 | -135.3123 | 120.9775 | 3.5294e-11 | -135.3123 | 120.9775
Line10_11_12 | 0 | 0 | 0 | 0 | 0 | 0 | 0 | 0 | 0 | 0 | 0 | 0 | 1.249e-16 | -1.2893e-09 | -3.56e-09 | -1.4155e-16 | 1.2893e-09 | 3.56e-09 | 3.3307e-16 | 4.153e-09 | -2.2006e-10 | -3.3307e-16 | -4.153e-09 | 2.2006e-10 | 0 | 0 | 0 | 0 | 0 | 0 | 0.9 | 0.79426 | 0.65148 | 0.9 | 0.79426 | 0.65148 | 3.5302e-11 | -135.3123 | 120.9775 | 3.5306e-11 | -135.3123 | 120.9775
Line11_12_13 | 0 | 0 | 0 | 0 | 0 | 0 | 0 | 0 | 0 | 0 | 0 | 0 | 4.1633e-17 | -1.0744e-09 | -2.9667e-09 | -5.8287e-17 | 1.0744e-09 | 2.9667e-09 | 3.3307e-16 | 3.4609e-09 | -1.8338e-10 | -3.4972e-16 | -3.4609e-09 | 1.8338e-10 | 0 | 0 | 0 | 0 | 0 | 0 | 0.9 | 0.79426 | 0.65148 | 0.9 | 0.79426 | 0.65148 | 3.5306e-11 | -135.3123 | 120.9775 | 3.5312e-11 | -135.3123 | 120.9775
Line12_13_15 | 0 | 0 | 0 | 0 | 0 | 0 | 0 | 0 | 0 | 0 | 0 | 0 | 1.6653e-17 | -6.4467e-10 | -1.78e-09 | -1.6653e-17 | 6.4467e-10 | 1.78e-09 | 3.3307e-17 | 2.0765e-09 | -1.1003e-10 | -1.0264e-29 | -2.0765e-09 | 1.1003e-10 | 0 | 0 | 0 | 0 | 0 | 0 | 0.9 | 0.79426 | 0.65148 | 0.9 | 0.79426 | 0.65148 | 3.5312e-11 | -135.3123 | 120.9775 | 3.5313e-11 | -135.3123 | 120.9775
Line13_13_14 | 0 | 0 | 0 | 0 | 0 | 0 | 0 | 0 | 0 | 0 | 0 | 0 | 3.3307e-17 | -2.1489e-10 | -5.9334e-10 | -4.996e-17 | 2.1489e-10 | 5.9334e-10 | 1.8319e-16 | 6.9217e-10 | -3.6676e-11 | -1.8319e-16 | -6.9217e-10 | 3.6676e-11 | 0 | 0 | 0 | 0 | 0 | 0 | 0.9 | 0.79426 | 0.65148 | 0.9 | 0.79426 | 0.65148 | 3.5312e-11 | -135.3123 | 120.9775 | 3.5314e-11 | -135.3123 | 120.9775
Line14_15_16 | 0 | 0 | 0 | 0 | 0 | 0 | 0 | 0 | 0 | 0 | 0 | 0 | -1.6653e-17 | -4.2978e-10 | -1.1867e-09 | 2.0528e-29 | 4.2978e-10 | 1.1867e-09 | 4.996e-17 | 1.3843e-09 | -7.3352e-11 | -3.3307e-17 | -1.3843e-09 | 7.3352e-11 | 0 | 0 | 0 | 0 | 0 | 0 | 0.9 | 0.79426 | 0.65148 | 0.9 | 0.79426 | 0.65148 | 3.5313e-11 | -135.3123 | 120.9775 | 3.5313e-11 | -135.3123 | 120.9775
Line15_16_17 | 0 | 0 | 0 | 0 | 0 | 0 | 0 | 0 | 0 | 0 | 0 | 0 | 1.6653e-17 | -2.1489e-10 | -5.9334e-10 | -1.6653e-17 | 2.1489e-10 | 5.9334e-10 | 6.6613e-17 | 6.9217e-10 | -3.6676e-11 | -3.3307e-17 | -6.9217e-10 | 3.6676e-11 | 0 | 0 | 0 | 0 | 0 | 0 | 0.9 | 0.79426 | 0.65148 | 0.9 | 0.79426 | 0.65148 | 3.5313e-11 | -135.3123 | 120.9775 | 3.5313e-11 | -135.3123 | 120.9775
Line16_4_18 | 0 | 2.3749 | 2.3749 | 0 | 2.3749 | 2.3749 | 0 | 0.54846 | 0.54846 | 0 | 0.54846 | 0.54846 | 4.103e-29 | 0.31707 | -0.10049 | -8.2058e-29 | -0.20878 | 0.20878 | -6.6613e-17 | -0.018818 | 0.24442 | 1.3323e-16 | 0.13162 | -0.13162 | 0 | -147.7717 | 32.2283 | 0 | 32.2283 | -147.7717 | 0.9 | 0.57913 | 0.48185 | 0.9 | 0.45 | 0.45 | 3.5291e-11 | -151.1682 | 144.5775 | 3.529e-11 | 180 | 180
Line17_5_19 | 0 | 0 | 0 | 0 | 0 | 0 | 0 | 0 | 0 | 0 | 0 | 0 | 1.6653e-17 | -2.1489e-10 | -5.9334e-10 | -3.3307e-17 | 2.1489e-10 | 5.9334e-10 | 2.498e-16 | 6.9217e-10 | -3.6676e-11 | -2.1649e-16 | -6.9217e-10 | 3.6676e-11 | 0 | 0 | 0 | 0 | 0 | 0 | 0.9 | 0.79426 | 0.65148 | 0.9 | 0.79426 | 0.65148 | 3.5292e-11 | -135.3123 | 120.9775 | 3.5295e-11 | -135.3123 | 120.9775
Line1_1_3 | 0 | 0 | 0 | 0 | 0 | 0 | 0 | 0 | 0 | 0 | 0 | 0 | 1.4988e-16 | -1.7191e-09 | -4.7467e-09 | -1.3323e-16 | 1.7191e-09 | 4.7467e-09 | 2.9976e-16 | 5.5374e-09 | -2.9341e-10 | -3.3307e-16 | -5.5374e-09 | 2.9341e-10 | 0 | 0 | 0 | 0 | 0 | 0 | 0.9 | 0.79426 | 0.65148 | 0.9 | 0.79426 | 0.65148 | 3.5289e-11 | -135.3123 | 120.9775 | 3.5296e-11 | -135.3123 | 120.9775
Line2_1_4 | 0 | 2.3749 | 2.3749 | 0 | 2.3749 | 2.3749 | 0 | 0.54846 | 0.54846 | 0 | 0.54846 | 0.54846 | -1.6411e-28 | 0.42536 | 0.0077996 | 3.3307e-17 | -0.31707 | 0.10049 | 2.6645e-16 | 0.093984 | 0.35722 | -2.3315e-16 | 0.018818 | -0.24442 | 0 | -147.7717 | 32.2283 | 0 | 32.2283 | -147.7717 | 0.9 | 0.79426 | 0.65148 | 0.9 | 0.57913 | 0.48185 | 3.5289e-11 | -135.3123 | 120.9775 | 3.5291e-11 | -151.1682 | 144.5775
Line3_1_5 | 0 | 0 | 0 | 0 | 0 | 0 | 0 | 0 | 0 | 0 | 0 | 0 | 2.498e-17 | -4.2978e-10 | -1.1867e-09 | -2.498e-17 | 4.2978e-10 | 1.1867e-09 | 2.1649e-16 | 1.3843e-09 | -7.3352e-11 | -1.9984e-16 | -1.3843e-09 | 7.3352e-11 | 0 | 0 | 0 | 0 | 0 | 0 | 0.9 | 0.79426 | 0.65148 | 0.9 | 0.79426 | 0.65148 | 3.5289e-11 | -135.3123 | 120.9775 | 3.5292e-11 | -135.3123 | 120.9775
Line4_2_6 | 0 | 0 | 0 | 0 | 0 | 0 | 0 | 0 | 0 | 0 | 0 | 0 | 1.4988e-16 | -1.0744e-09 | -2.9667e-09 | -1.4988e-16 | 1.0744e-09 | 2.9667e-09 | 2.1649e-16 | 3.4609e-09 | -1.8338e-10 | -2.3315e-16 | -3.4609e-09 | 1.8338e-10 | 0 | 0 | 0 | 0 | 0 | 0 | 0.9 | 0.79426 | 0.65148 | 0.9 | 0.79426 | 0.65148 | 3.5294e-11 | -135.3123 | 120.9775 | 3.5297e-11 | -135.3123 | 120.9775
Line5_6_7 | 0 | 0 | 0 | 0 | 0 | 0 | 0 | 0 | 0 | 0 | 0 | 0 | 1.1657e-16 | -8.5956e-10 | -2.3734e-09 | -9.992e-17 | 8.5956e-10 | 2.3734e-09 | 2.8311e-16 | 2.7687e-09 | -1.467e-10 | -2.8311e-16 | -2.7687e-09 | 1.467e-10 | 0 | 0 | 0 | 0 | 0 | 0 | 0.9 | 0.79426 | 0.65148 | 0.9 | 0.79426 | 0.65148 | 3.5297e-11 | -135.3123 | 120.9775 | 3.5301e-11 | -135.3123 | 120.9775
Line6_7_8 | 0 | 0 | 0 | 0 | 0 | 0 | 0 | 0 | 0 | 0 | 0 | 0 | 1.6653e-17 | -6.4467e-10 | -1.78e-09 | -1.6653e-17 | 6.4467e-10 | 1.78e-09 | 6.6613e-17 | 2.0765e-09 | -1.1003e-10 | -3.3307e-17 | -2.0765e-09 | 1.1003e-10 | 0 | 0 | 0 | 0 | 0 | 0 | 0.9 | 0.79426 | 0.65148 | 0.9 | 0.79426 | 0.65148 | 3.5301e-11 | -135.3123 | 120.9775 | 3.5304e-11 | -135.3123 | 120.9775
Line7_8_9 | 0 | 0 | 0 | 0 | 0 | 0 | 0 | 0 | 0 | 0 | 0 | 0 | 1.6653e-17 | -2.1489e-10 | -5.9334e-10 | -1.6653e-17 | 2.1489e-10 | 5.9334e-10 | 4.996e-17 | 6.9217e-10 | -3.6676e-11 | -1.6653e-17 | -6.9217e-10 | 3.6676e-11 | 0 | 0 | 0 | 0 | 0 | 0 | 0.9 | 0.79426 | 0.65148 | 0.9 | 0.79426 | 0.65148 | 3.5304e-11 | -135.3123 | 120.9775 | 3.5303e-11 | -135.3123 | 120.9775
Line8_8_10 | 0 | 0 | 0 | 0 | 0 | 0 | 0 | 0 | 0 | 0 | 0 | 0 | 1.6653e-17 | -2.1489e-10 | -5.9334e-10 | -1.6653e-17 | 2.1489e-10 | 5.9334e-10 | 6.6613e-17 | 6.9217e-10 | -3.6676e-11 | -4.996e-17 | -6.9217e-10 | 3.6676e-11 | 0 | 0 | 0 | 0 | 0 | 0 | 0.9 | 0.79426 | 0.65148 | 0.9 | 0.79426 | 0.65148 | 3.5304e-11 | -135.3123 | 120.9775 | 3.5304e-11 | -135.3123 | 120.9775
Line9_3_11 | 0 | 0 | 0 | 0 | 0 | 0 | 0 | 0 | 0 | 0 | 0 | 0 | 1.3323e-16 | -1.5042e-09 | -4.1534e-09 | -1.3323e-16 | 1.5042e-09 | 4.1534e-09 | 2.9976e-16 | 4.8452e-09 | -2.5673e-10 | -3.4972e-16 | -4.8452e-09 | 2.5673e-10 | 0 | 0 | 0 | 0 | 0 | 0 | 0.9 | 0.79426 | 0.65148 | 0.9 | 0.79426 | 0.65148 | 3.5296e-11 | -135.3123 | 120.9775 | 3.5302e-11 | -135.3123 | 120.9775

## LL_min_fault_6
name | pf_ikss_a_from_ka | pf_ikss_b_from_ka | pf_ikss_c_from_ka | pf_ikss_a_to_ka | pf_ikss_b_to_ka | pf_ikss_c_to_ka | pf_skss_a_from_mw | pf_skss_b_from_mw | pf_skss_c_from_mw | pf_skss_a_to_mw | pf_skss_b_to_mw | pf_skss_c_to_mw | pf_p_a_from_mw | pf_p_b_from_mw | pf_p_c_from_mw | pf_p_a_to_mw | pf_p_b_to_mw | pf_p_c_to_mw | pf_q_a_from_mvar | pf_q_b_from_mvar | pf_q_c_from_mvar | pf_q_a_to_mvar | pf_q_b_to_mvar | pf_q_c_to_mvar | pf_ikss_a_from_degree | pf_ikss_b_from_degree | pf_ikss_c_from_degree | pf_ikss_a_to_degree | pf_ikss_b_to_degree | pf_ikss_c_to_degree | pf_vm_a_from_pu | pf_vm_b_from_pu | pf_vm_c_from_pu | pf_vm_a_to_pu | pf_vm_b_to_pu | pf_vm_c_to_pu | pf_va_a_from_degree | pf_va_b_from_degree | pf_va_c_from_degree | pf_va_a_to_degree | pf_va_b_to_degree | pf_va_c_to_degree
Line0_1_2 | 0 | 0 | 0 | 0 | 0 | 0 | 0 | 0 | 0 | 0 | 0 | 0 | 2.9526e-18 | -3.8862e-11 | -1.1288e-10 | -3.2273e-18 | 3.8862e-11 | 1.1288e-10 | 6.0426e-18 | 1.0829e-10 | 1.9912e-11 | -6.0426e-18 | -1.0829e-10 | -1.9912e-11 | 0 | 0 | 0 | 0 | 0 | 0 | 0.95 | 0.94812 | 0.94457 | 0.95 | 0.94812 | 0.94457 | 7.4672e-13 | -120.3131 | 119.9422 | 7.4681e-13 | -120.3131 | 119.9422
Line10_11_12 | 0 | 0 | 0 | 0 | 0 | 0 | 0 | 0 | 0 | 0 | 0 | 0 | 4.2573e-18 | -3.8862e-11 | -1.1288e-10 | -4.2573e-18 | 3.8862e-11 | 1.1288e-10 | 7.6906e-18 | 1.0829e-10 | 1.9912e-11 | -7.1413e-18 | -1.0829e-10 | -1.9912e-11 | 0 | 0 | 0 | 0 | 0 | 0 | 0.95 | 0.94812 | 0.94457 | 0.95 | 0.94812 | 0.94457 | 7.4692e-13 | -120.3131 | 119.9422 | 7.4699e-13 | -120.3131 | 119.9422
Line11_12_13 | 0 | 0 | 0 | 0 | 0 | 0 | 0 | 0 | 0 | 0 | 0 | 0 | 2.6093e-18 | -3.2385e-11 | -9.4068e-11 | -2.6093e-18 | 3.2385e-11 | 9.4068e-11 | 8.2399e-18 | 9.0245e-11 | 1.6593e-11 | -7.6906e-18 | -9.0245e-11 | -1.6593e-11 | 0 | 0 | 0 | 0 | 0 | 0 | 0.95 | 0.94812 | 0.94457 | 0.95 | 0.94812 | 0.94457 | 7.4699e-13 | -120.3131 | 119.9422 | 7.4708e-13 | -120.3131 | 119.9422
Line12_13_15 | 0 | 0 | 0 | 0 | 0 | 0 | 0 | 0 | 0 | 0 | 0 | 0 | -2.8651e-32 | -1.9431e-11 | -5.6441e-11 | -2.7466e-19 | 1.9431e-11 | 5.6441e-11 | 2.1973e-18 | 5.4147e-11 | 9.9561e-12 | -1.648e-18 | -5.4147e-11 | -9.9561e-12 | 0 | 0 | 0 | 0 | 0 | 0 | 0.95 | 0.94812 | 0.94457 | 0.95 | 0.94812 | 0.94457 | 7.4708e-13 | -120.3131 | 119.9422 | 7.471e-13 | -120.3131 | 119.9422
Line13_13_14 | 0 | 0 | 0 | 0 | 0 | 0 | 0 | 0 | 0 | 0 | 0 | 0 | 8.9266e-19 | -6.477e-12 | -1.8814e-11 | -8.9266e-19 | 6.477e-12 | 1.8814e-11 | 6.0426e-18 | 1.8049e-11 | 3.3187e-12 | -5.4933e-18 | -1.8049e-11 | -3.3187e-12 | 0 | 0 | 0 | 0 | 0 | 0 | 0.95 | 0.94812 | 0.94457 | 0.95 | 0.94812 | 0.94457 | 7.4708e-13 | -120.3131 | 119.9422 | 7.4713e-13 | -120.3131 | 119.9422
Line14_15_16 | 0 | 0 | 0 | 0 | 0 | 0 | 0 | 0 | 0 | 0 | 0 | 0 | -3.4333e-19 | -1.2954e-11 | -3.7627e-11 | -2.06e-19 | 1.2954e-11 | 3.7627e-11 | 1.648e-18 | 3.6098e-11 | 6.6374e-12 | -1.0987e-18 | -3.6098e-11 | -6.6374e-12 | 0 | 0 | 0 | 0 | 0 | 0 | 0.95 | 0.94812 | 0.94457 | 0.95 | 0.94812 | 0.94457 | 7.471e-13 | -120.3131 | 119.9422 | 7.4712e-13 | -120.3131 | 119.9422
Line15_16_17 | 0 | 0 | 0 | 0 | 0 | 0 | 0 | 0 | 0 | 0 | 0 | 0 | 8.2399e-19 | -6.477e-12 | -1.8814e-11 | -8.2399e-19 | 6.477e-12 | 1.8814e-11 | 1.0745e-32 | 1.8049e-11 | 3.3187e-12 | -5.4933e-19 | -1.8049e-11 | -3.3187e-12 | 0 | 0 | 0 | 0 | 0 | 0 | 0.95 | 0.94812 | 0.94457 | 0.95 | 0.94812 | 0.94457 | 7.4712e-13 | -120.3131 | 119.9422 | 7.4711e-13 | -120.3131 | 119.9422
Line16_4_18 | 0 | 0.052639 | 0.052639 | 0 | 0.052639 | 0.052639 | 0 | 0.012156 | 0.012156 | 0 | 0.012156 | 0.012156 | -1.0987e-18 | 0.011082 | 0.0028784 | 2.1973e-18 | -0.011029 | -0.0028252 | 3.296e-18 | 0.0029185 | 0.011047 | -1.0987e-18 | -0.0028631 | -0.010991 | 0 | -135.266 | 44.734 | 0 | 44.734 | -135.266 | 0.95 | 0.94272 | 0.93905 | 0.95 | 0.93734 | 0.93354 | 7.4678e-13 | -120.5122 | 120.1294 | 7.4676e-13 | -120.7135 | 120.3187
Line17_5_19 | 0 | 0 | 0 | 0 | 0 | 0 | 0 | 0 | 0 | 0 | 0 | 0 | 8.9266e-19 | -6.477e-12 | -1.8814e-11 | -1.1673e-18 | 6.477e-12 | 1.8814e-11 | 5.4933e-18 | 1.8049e-11 | 3.3187e-12 | -6.0426e-18 | -1.8049e-11 | -3.3187e-12 | 0 | 0 | 0 | 0 | 0 | 0 | 0.95 | 0.94812 | 0.94457 | 0.95 | 0.94812 | 0.94457 | 7.4678e-13 | -120.3131 | 119.9422 | 7.4685e-13 | -120.3131 | 119.9422
Line1_1_3 | 0 | 0 | 0 | 0 | 0 | 0 | 0 | 0 | 0 | 0 | 0 | 0 | 4.6006e-18 | -5.1816e-11 | -1.5051e-10 | -4.326e-18 | 5.1816e-11 | 1.5051e-10 | 6.5919e-18 | 1.4439e-10 | 2.655e-11 | -6.0426e-18 | -1.4439e-10 | -2.655e-11 | 0 | 0 | 0 | 0 | 0 | 0 | 0.95 | 0.94812 | 0.94457 | 0.95 | 0.94812 | 0.94457 | 7.4672e-13 | -120.3131 | 119.9422 | 7.4683e-13 | -120.3131 | 119.9422
Line2_1_4 | 0 | 0.052639 | 0.052639 | 0 | 0.052639 | 0.052639 | 0 | 0.012156 | 0.012156 | 0 | 0.012156 | 0.012156 | 2.7466e-18 | 0.011136 | 0.0029316 | -3.296e-18 | -0.011082 | -0.0028784 | 5.4933e-18 | 0.0029739 | 0.011102 | -4.3946e-18 | -0.0029185 | -0.011047 | 0 | -135.266 | 44.734 | 0 | 44.734 | -135.266 | 0.95 | 0.94812 | 0.94457 | 0.95 | 0.94272 | 0.93905 | 7.4672e-13 | -120.3131 | 119.9422 | 7.4678e-13 | -120.5122 | 120.1294
Line3_1_5 | 0 | 0 | 0 | 0 | 0 | 0 | 0 | 0 | 0 | 0 | 0 | 0 | 8.9266e-19 | -1.2954e-11 | -3.7627e-11 | -8.9266e-19 | 1.2954e-11 | 3.7627e-11 | 4.944e-18 | 3.6098e-11 | 6.6374e-12 | -3.8453e-18 | -3.6098e-11 | -6.6374e-12 | 0 | 0 | 0 | 0 | 0 | 0 | 0.95 | 0.94812 | 0.94457 | 0.95 | 0.94812 | 0.94457 | 7.4672e-13 | -120.3131 | 119.9422 | 7.4678e-13 | -120.3131 | 119.9422
Line4_2_6 | 0 | 0 | 0 | 0 | 0 | 0 | 0 | 0 | 0 | 0 | 0 | 0 | 3.8453e-18 | -3.2385e-11 | -9.4068e-11 | -3.8453e-18 | 3.2385e-11 | 9.4068e-11 | 6.0426e-18 | 9.0245e-11 | 1.6593e-11 | -5.4933e-18 | -9.0245e-11 | -1.6593e-11 | 0 | 0 | 0 | 0 | 0 | 0 | 0.95 | 0.94812 | 0.94457 | 0.95 | 0.94812 | 0.94457 | 7.4681e-13 | -120.3131 | 119.9422 | 7.4689e-13 | -120.3131 | 119.9422
Line5_6_7 | 0 | 0 | 0 | 0 | 0 | 0 | 0 | 0 | 0 | 0 | 0 | 0 | 2.3346e-18 | -2.5908e-11 | -7.5255e-11 | -2.06e-18 | 2.5908e-11 | 7.5255e-11 | 7.1413e-18 | 7.2196e-11 | 1.3275e-11 | -7.1413e-18 | -7.2196e-11 | -1.3275e-11 | 0 | 0 | 0 | 0 | 0 | 0 | 0.95 | 0.94812 | 0.94457 | 0.95 | 0.94812 | 0.94457 | 7.4689e-13 | -120.3131 | 119.9422 | 7.4695e-13 | -120.3131 | 119.9422
Line6_7_8 | 0 | 0 | 0 | 0 | 0 | 0 | 0 | 0 | 0 | 0 | 0 | 0 | -1.4323e-32 | -1.9431e-11 | -5.6441e-11 | 2.7466e-19 | 1.9431e-11 | 5.6441e-11 | 1.0987e-18 | 5.4147e-11 | 9.9561e-12 | -5.4933e-19 | -5.4147e-11 | -9.9561e-12 | 0 | 0 | 0 | 0 | 0 | 0 | 0.95 | 0.94812 | 0.94457 | 0.95 | 0.94812 | 0.94457 | 7.4695e-13 | -120.3131 | 119.9422 | 7.47e-13 | -120.3131 | 119.9422
Line7_8_9 | 0 | 0 | 0 | 0 | 0 | 0 | 0 | 0 | 0 | 0 | 0 | 0 | -1.3733e-19 | -6.477e-12 | -1.8814e-11 | -1.3733e-19 | 6.477e-12 | 1.8814e-11 | 5.4933e-19 | 1.8049e-11 | 3.3187e-12 | -1.7905e-33 | -1.8049e-11 | -3.3187e-12 | 0 | 0 | 0 | 0 | 0 | 0 | 0.95 | 0.94812 | 0.94457 | 0.95 | 0.94812 | 0.94457 | 7.47e-13 | -120.3131 | 119.9422 | 7.47e-13 | -120.3131 | 119.9422
Line8_8_10 | 0 | 0 | 0 | 0 | 0 | 0 | 0 | 0 | 0 | 0 | 0 | 0 | 4.8066e-19 | -6.477e-12 | -1.8814e-11 | -4.8066e-19 | 6.477e-12 | 1.8814e-11 | 1.648e-18 | 1.8049e-11 | 3.3187e-12 | -6.2668e-33 | -1.8049e-11 | -3.3187e-12 | 0 | 0 | 0 | 0 | 0 | 0 | 0.95 | 0.94812 | 0.94457 | 0.95 | 0.94812 | 0.94457 | 7.47e-13 | -120.3131 | 119.9422 | 7.4701e-13 | -120.3131 | 119.9422
Line9_3_11 | 0 | 0 | 0 | 0 | 0 | 0 | 0 | 0 | 0 | 0 | 0 | 0 | 3.914e-18 | -4.5339e-11 | -1.317e-10 | -3.3646e-18 | 4.5339e-11 | 1.317e-10 | 7.1413e-18 | 1.2634e-10 | 2.3231e-11 | -6.5919e-18 | -1.2634e-10 | -2.3231e-11 | 0 | 0 | 0 | 0 | 0 | 0 | 0.95 | 0.94812 | 0.94457 | 0.95 | 0.94812 | 0.94457 | 7.4683e-13 | -120.3131 | 119.9422 | 7.4692e-13 | -120.3131 | 119.9422

## LL_min_fault_10
name | pf_ikss_a_from_ka | pf_ikss_b_from_ka | pf_ikss_c_from_ka | pf_ikss_a_to_ka | pf_ikss_b_to_ka | pf_ikss_c_to_ka | pf_skss_a_from_mw | pf_skss_b_from_mw | pf_skss_c_from_mw | pf_skss_a_to_mw | pf_skss_b_to_mw | pf_skss_c_to_mw | pf_p_a_from_mw | pf_p_b_from_mw | pf_p_c_from_mw | pf_p_a_to_mw | pf_p_b_to_mw | pf_p_c_to_mw | pf_q_a_from_mvar | pf_q_b_from_mvar | pf_q_c_from_mvar | pf_q_a_to_mvar | pf_q_b_to_mvar | pf_q_c_to_mvar | pf_ikss_a_from_degree | pf_ikss_b_from_degree | pf_ikss_c_from_degree | pf_ikss_a_to_degree | pf_ikss_b_to_degree | pf_ikss_c_to_degree | pf_vm_a_from_pu | pf_vm_b_from_pu | pf_vm_c_from_pu | pf_vm_a_to_pu | pf_vm_b_to_pu | pf_vm_c_to_pu | pf_va_a_from_degree | pf_va_b_from_degree | pf_va_c_from_degree | pf_va_a_to_degree | pf_va_b_to_degree | pf_va_c_to_degree
Line0_1_2 | 0 | 0 | 0 | 0 | 0 | 0 | 0 | 0 | 0 | 0 | 0 | 0 | 2.472e-18 | -3.4879e-11 | -1.0131e-10 | -2.472e-18 | 3.4879e-11 | 1.0131e-10 | 6.245e-18 | 9.7195e-11 | 1.7871e-11 | -6.7654e-18 | -9.7195e-11 | -1.7871e-11 | 0 | 0 | 0 | 0 | 0 | 0 | 0.9 | 0.89822 | 0.89485 | 0.9 | 0.89822 | 0.89485 | 1.1469e-12 | -120.3131 | 119.9422 | 1.1469e-12 | -120.3131 | 119.9422
Line10_11_12 | 0 | 0 | 0 | 0 | 0 | 0 | 0 | 0 | 0 | 0 | 0 | 0 | 4.4886e-18 | -3.4879e-11 | -1.0131e-10 | -4.4886e-18 | 3.4879e-11 | 1.0131e-10 | 7.2858e-18 | 9.7195e-11 | 1.7871e-11 | -5.7246e-18 | -9.7195e-11 | -1.7871e-11 | 0 | 0 | 0 | 0 | 0 | 0 | 0.9 | 0.89822 | 0.89485 | 0.9 | 0.89822 | 0.89485 | 1.147e-12 | -120.3131 | 119.9422 | 1.1471e-12 | -120.3131 | 119.9422
Line11_12_13 | 0 | 0 | 0 | 0 | 0 | 0 | 0 | 0 | 0 | 0 | 0 | 0 | 1.7564e-18 | -2.9066e-11 | -8.4427e-11 | -1.7564e-18 | 2.9066e-11 | 8.4427e-11 | 8.3267e-18 | 8.0996e-11 | 1.4893e-11 | -7.8063e-18 | -8.0996e-11 | -1.4893e-11 | 0 | 0 | 0 | 0 | 0 | 0 | 0.9 | 0.89822 | 0.89485 | 0.9 | 0.89822 | 0.89485 | 1.1471e-12 | -120.3131 | 119.9422 | 1.1472e-12 | -120.3131 | 119.9422
Line12_13_15 | 0 | 0 | 0 | 0 | 0 | 0 | 0 | 0 | 0 | 0 | 0 | 0 | 9.7578e-19 | -1.7439e-11 | -5.0656e-11 | -9.7578e-19 | 1.7439e-11 | 5.0656e-11 | 1.9537e-32 | 4.8598e-11 | 8.9356e-12 | 1.0408e-18 | -4.8598e-11 | -8.9357e-12 | 0 | 0 | 0 | 0 | 0 | 0 | 0.9 | 0.89822 | 0.89485 | 0.9 | 0.89822 | 0.89485 | 1.1472e-12 | -120.3131 | 119.9422 | 1.1472e-12 | -120.3131 | 119.9422
Line13_13_14 | 0 | 0 | 0 | 0 | 0 | 0 | 0 | 0 | 0 | 0 | 0 | 0 | 2.1467e-18 | -5.8131e-12 | -1.6885e-11 | -2.1467e-18 | 5.8131e-12 | 1.6885e-11 | 3.6429e-18 | 1.6199e-11 | 2.9786e-12 | -2.0817e-18 | -1.6199e-11 | -2.9785e-12 | 0 | 0 | 0 | 0 | 0 | 0 | 0.9 | 0.89822 | 0.89485 | 0.9 | 0.89822 | 0.89485 | 1.1472e-12 | -120.3131 | 119.9422 | 1.1472e-12 | -120.3131 | 119.9422
Line14_15_16 | 0 | 0 | 0 | 0 | 0 | 0 | 0 | 0 | 0 | 0 | 0 | 0 | 1.9516e-19 | -1.1626e-11 | -3.3771e-11 | -1.9516e-19 | 1.1626e-11 | 3.3771e-11 | 1.0408e-18 | 3.2398e-11 | 5.9571e-12 | -1.0408e-18 | -3.2398e-11 | -5.9571e-12 | 0 | 0 | 0 | 0 | 0 | 0 | 0.9 | 0.89822 | 0.89485 | 0.9 | 0.89822 | 0.89485 | 1.1472e-12 | -120.3131 | 119.9422 | 1.1472e-12 | -120.3131 | 119.9422
Line15_16_17 | 0 | 0 | 0 | 0 | 0 | 0 | 0 | 0 | 0 | 0 | 0 | 0 | 5.2042e-19 | -5.8131e-12 | -1.6885e-11 | -7.8063e-19 | 5.8131e-12 | 1.6885e-11 | 1.042e-32 | 1.6199e-11 | 2.9785e-12 | -5.2042e-19 | -1.6199e-11 | -2.9785e-12 | 0 | 0 | 0 | 0 | 0 | 0 | 0.9 | 0.89822 | 0.89485 | 0.9 | 0.89822 | 0.89485 | 1.1472e-12 | -120.3131 | 119.9422 | 1.1472e-12 | -120.3131 | 119.9422
Line16_4_18 | 0 | 0.049869 | 0.049869 | 0 | 0.049869 | 0.049869 | 0 | 0.011517 | 0.011517 | 0 | 0.011517 | 0.011517 | -2.0835e-32 | 0.0099465 | 0.0025834 | 2.0834e-32 | -0.0098987 | -0.0025356 | 1.0408e-18 | 0.0026194 | 0.0099144 | -1.0408e-18 | -0.0025697 | -0.0098647 | 0 | -135.266 | 44.734 | 0 | 44.734 | -135.266 | 0.9 | 0.89311 | 0.88962 | 0.9 | 0.888 | 0.8844 | 1.1469e-12 | -120.5122 | 120.1294 | 1.1469e-12 | -120.7135 | 120.3187
Line17_5_19 | 0 | 0 | 0 | 0 | 0 | 0 | 0 | 0 | 0 | 0 | 0 | 0 | 1.9516e-19 | -5.8131e-12 | -1.6885e-11 | -4.5536e-19 | 5.8131e-12 | 1.6885e-11 | 4.1633e-18 | 1.6199e-11 | 2.9785e-12 | -4.1633e-18 | -1.6199e-11 | -2.9785e-12 | 0 | 0 | 0 | 0 | 0 | 0 | 0.9 | 0.89822 | 0.89485 | 0.9 | 0.89822 | 0.89485 | 1.1469e-12 | -120.3131 | 119.9422 | 1.147e-12 | -120.3131 | 119.9422
Line1_1_3 | 0 | 0 | 0 | 0 | 0 | 0 | 0 | 0 | 0 | 0 | 0 | 0 | 4.5536e-18 | -4.6505e-11 | -1.3508e-10 | -4.5536e-18 | 4.6505e-11 | 1.3508e-10 | 6.7654e-18 | 1.2959e-10 | 2.3828e-11 | -6.245e-18 | -1.2959e-10 | -2.3828e-11 | 0 | 0 | 0 | 0 | 0 | 0 | 0.9 | 0.89822 | 0.89485 | 0.9 | 0.89822 | 0.89485 | 1.1469e-12 | -120.3131 | 119.9422 | 1.147e-12 | -120.3131 | 119.9422
Line2_1_4 | 0 | 0.049869 | 0.049869 | 0 | 0.049869 | 0.049869 | 0 | 0.011517 | 0.011517 | 0 | 0.011517 | 0.011517 | 5.2042e-19 | 0.0099942 | 0.0026311 | -1.5613e-18 | -0.0099465 | -0.0025834 | 5.2042e-18 | 0.0026691 | 0.0099642 | -5.2042e-18 | -0.0026194 | -0.0099144 | 0 | -135.266 | 44.734 | 0 | 44.734 | -135.266 | 0.9 | 0.89822 | 0.89485 | 0.9 | 0.89311 | 0.88962 | 1.1469e-12 | -120.3131 | 119.9422 | 1.1469e-12 | -120.5122 | 120.1294
Line3_1_5 | 0 | 0 | 0 | 0 | 0 | 0 | 0 | 0 | 0 | 0 | 0 | 0 | 7.8063e-19 | -1.1626e-11 | -3.3771e-11 | -5.2042e-19 | 1.1626e-11 | 3.3771e-11 | 5.2042e-18 | 3.2398e-11 | 5.9571e-12 | -5.7246e-18 | -3.2398e-11 | -5.9571e-12 | 0 | 0 | 0 | 0 | 0 | 0 | 0.9 | 0.89822 | 0.89485 | 0.9 | 0.89822 | 0.89485 | 1.1469e-12 | -120.3131 | 119.9422 | 1.1469e-12 | -120.3131 | 119.9422
Line4_2_6 | 0 | 0 | 0 | 0 | 0 | 0 | 0 | 0 | 0 | 0 | 0 | 0 | 3.773e-18 | -2.9066e-11 | -8.4427e-11 | -3.773e-18 | 2.9066e-11 | 8.4427e-11 | 4.1633e-18 | 8.0996e-11 | 1.4893e-11 | -4.1633e-18 | -8.0996e-11 | -1.4893e-11 | 0 | 0 | 0 | 0 | 0 | 0 | 0.9 | 0.89822 | 0.89485 | 0.9 | 0.89822 | 0.89485 | 1.1469e-12 | -120.3131 | 119.9422 | 1.147e-12 | -120.3131 | 119.9422
Line5_6_7 | 0 | 0 | 0 | 0 | 0 | 0 | 0 | 0 | 0 | 0 | 0 | 0 | 2.9924e-18 | -2.3253e-11 | -6.7542e-11 | -2.7322e-18 | 2.3253e-11 | 6.7542e-11 | 5.2042e-18 | 6.4797e-11 | 1.1914e-11 | -5.7246e-18 | -6.4797e-11 | -1.1914e-11 | 0 | 0 | 0 | 0 | 0 | 0 | 0.9 | 0.89822 | 0.89485 | 0.9 | 0.89822 | 0.89485 | 1.147e-12 | -120.3131 | 119.9422 | 1.147e-12 | -120.3131 | 119.9422
Line6_7_8 | 0 | 0 | 0 | 0 | 0 | 0 | 0 | 0 | 0 | 0 | 0 | 0 | 2.6021e-19 | -1.7439e-11 | -5.0656e-11 | 2.0838e-32 | 1.7439e-11 | 5.0656e-11 | 5.2042e-19 | 4.8598e-11 | 8.9357e-12 | -1.0408e-18 | -4.8598e-11 | -8.9357e-12 | 0 | 0 | 0 | 0 | 0 | 0 | 0.9 | 0.89822 | 0.89485 | 0.9 | 0.89822 | 0.89485 | 1.147e-12 | -120.3131 | 119.9422 | 1.1471e-12 | -120.3131 | 119.9422
Line7_8_9 | 0 | 0 | 0 | 0 | 0 | 0 | 0 | 0 | 0 | 0 | 0 | 0 | 1.9516e-19 | -5.8131e-12 | -1.6885e-11 | 6.5052e-20 | 5.8131e-12 | 1.6885e-11 | 3.9071e-33 | 1.6199e-11 | 2.9786e-12 | -5.2042e-19 | -1.6199e-11 | -2.9786e-12 | 0 | 0 | 0 | 0 | 0 | 0 | 0.9 | 0.89822 | 0.89485 | 0.9 | 0.89822 | 0.89485 | 1.1471e-12 | -120.3131 | 119.9422 | 1.1471e-12 | -120.3131 | 119.9422
Line8_8_10 | 0 | 0 | 0 | 0 | 0 | 0 | 0 | 0 | 0 | 0 | 0 | 0 | 2.6021e-19 | -5.8131e-12 | -1.6885e-11 | -2.6021e-19 | 5.8131e-12 | 1.6885e-11 | 5.2095e-33 | 1.6199e-11 | 2.9785e-12 | -5.2095e-33 | -1.6199e-11 | -2.9786e-12 | 0 | 0 | 0 | 0 | 0 | 0 | 0.9 | 0.89822 | 0.89485 | 0.9 | 0.89822 | 0.89485 | 1.1471e-12 | -120.3131 | 119.9422 | 1.1471e-12 | -120.3131 | 119.9422
Line9_3_11 | 0 | 0 | 0 | 0 | 0 | 0 | 0 | 0 | 0 | 0 | 0 | 0 | 4.4886e-18 | -4.0692e-11 | -1.182e-10 | -4.4886e-18 | 4.0692e-11 | 1.182e-10 | 6.245e-18 | 1.1339e-10 | 2.085e-11 | -5.2042e-18 | -1.1339e-10 | -2.085e-11 | 0 | 0 | 0 | 0 | 0 | 0 | 0.9 | 0.89822 | 0.89485 | 0.9 | 0.89822 | 0.89485 | 1.147e-12 | -120.3131 | 119.9422 | 1.147e-12 | -120.3131 | 119.9422

## LG_max_6
name | pf_ikss_a_from_ka | pf_ikss_b_from_ka | pf_ikss_c_from_ka | pf_ikss_a_to_ka | pf_ikss_b_to_ka | pf_ikss_c_to_ka | pf_skss_a_from_mw | pf_skss_b_from_mw | pf_skss_c_from_mw | pf_skss_a_to_mw | pf_skss_b_to_mw | pf_skss_c_to_mw | pf_p_a_from_mw | pf_p_b_from_mw | pf_p_c_from_mw | pf_p_a_to_mw | pf_p_b_to_mw | pf_p_c_to_mw | pf_q_a_from_mvar | pf_q_b_from_mvar | pf_q_c_from_mvar | pf_q_a_to_mvar | pf_q_b_to_mvar | pf_q_c_to_mvar | pf_ikss_a_from_degree | pf_ikss_b_from_degree | pf_ikss_c_from_degree | pf_ikss_a_to_degree | pf_ikss_b_to_degree | pf_ikss_c_to_degree | 3xI0 | pf_vm_a_from_pu | pf_vm_b_from_pu | pf_vm_c_from_pu | pf_vm_a_to_pu | pf_vm_b_to_pu | pf_vm_c_to_pu | pf_va_a_from_degree | pf_va_b_from_degree | pf_va_c_from_degree | pf_va_a_to_degree | pf_va_b_to_degree | pf_va_c_to_degree
Line0_1_2 | 0.00030956 | 0.00030956 | 0.00030956 | 0.00030994 | 0.00030994 | 0.00030994 | 7.1489e-05 | 7.1489e-05 | 7.1489e-05 | 7.1577e-05 | 7.1577e-05 | 7.1577e-05 | -1.8722e-08 | -6.4959e-05 | 6.5055e-05 | 1.9225e-08 | 6.5039e-05 | -6.5134e-05 | -3.7437e-08 | 0.00011257 | 0.00011249 | 3.8443e-08 | -0.00011271 | -0.00011263 | 90.035 | 90.035 | 90.035 | -89.965 | -89.965 | -89.965 |  | 0.00058551 | 1.818 | 1.8177 | 0.0006005 | 1.818 | 1.8177 | -26.5339 | -149.9779 | 149.9938 | -26.5338 | -149.9775 | 149.9938
Line10_11_12 | 0.00030955 | 0.00030955 | 0.00030955 | 0.00030993 | 0.00030993 | 0.00030993 | 7.1487e-05 | 7.1487e-05 | 7.1487e-05 | 7.1575e-05 | 7.1575e-05 | 7.1575e-05 | -1.9678e-08 | -6.4957e-05 | 6.5053e-05 | 2.0183e-08 | 6.5037e-05 | -6.5133e-05 | -3.935e-08 | 0.00011257 | 0.00011249 | 4.0358e-08 | -0.0001127 | -0.00011262 | 90.0358 | 90.0357 | 90.0357 | -89.9643 | -89.9643 | -89.9643 |  | 0.00061544 | 1.818 | 1.8177 | 0.00063044 | 1.818 | 1.8177 | -26.5334 | -149.9771 | 149.9938 | -26.5333 | -149.9767 | 149.9938
Line11_12_13 | 0.00030993 | 0.00030993 | 0.00030993 | 0.00031031 | 0.00031031 | 0.00031031 | 7.1575e-05 | 7.1575e-05 | 7.1575e-05 | 7.1663e-05 | 7.1663e-05 | 7.1663e-05 | -2.018e-08 | -6.5043e-05 | 6.5127e-05 | 2.0686e-08 | 6.5124e-05 | -6.5206e-05 | -4.0359e-08 | 0.0001127 | 0.00011263 | 4.1371e-08 | -0.00011284 | -0.00011276 | 90.0327 | 90.0326 | 90.0326 | -89.9674 | -89.9674 | -89.9674 |  | 0.00063044 | 1.818 | 1.8177 | 0.00064545 | 1.818 | 1.8177 | -26.5333 | -149.9767 | 149.9938 | -26.5333 | -149.9763 | 149.9937
Line12_13_15 | 1.1429e-06 | 1.1429e-06 | 1.1429e-06 | 0 | 0 | 0 | 2.6394e-07 | 2.6394e-07 | 2.6394e-07 | 0 | 0 | 0 | 6.9409e-11 | 2.5791e-07 | -2.2165e-07 | -4.4048e-11 | -1.7799e-07 | 1.4172e-07 | 1.5558e-10 | -4.0463e-07 | -4.2548e-07 | -1.0482e-10 | 2.6626e-07 | 2.8715e-07 | -92.4898 | -92.4889 | -92.4889 | 0 | 0 | 0 |  | 0.00064545 | 1.818 | 1.8177 | 0.0006454 | 1.818 | 1.8177 | -26.5333 | -149.9763 | 149.9937 | -26.5331 | -149.9763 | 149.9937
Line13_13_14 | 0.00031145 | 0.00031145 | 0.00031145 | 0.00031183 | 0.00031183 | 0.00031183 | 7.1927e-05 | 7.1927e-05 | 7.1927e-05 | 7.2014e-05 | 7.2014e-05 | 7.2014e-05 | -2.0754e-08 | -6.5388e-05 | 6.5422e-05 | 2.1265e-08 | 6.5468e-05 | -6.5501e-05 | -4.1528e-08 | 0.00011324 | 0.00011319 | 4.255e-08 | -0.00011338 | -0.00011333 | 90.0203 | 90.0203 | 90.0203 | -89.9797 | -89.9797 | -89.9797 |  | 0.00064545 | 1.818 | 1.8177 | 0.00066054 | 1.818 | 1.8177 | -26.5333 | -149.9763 | 149.9937 | -26.5336 | -149.9759 | 149.9937
Line14_15_16 | 0 | 0 | 0 | 0 | 0 | 0 | 0 | 0 | 0 | 0 | 0 | 0 | 4.6269e-11 | 1.7194e-07 | -1.4777e-07 | -2.0912e-11 | -9.2024e-08 | 6.7831e-08 | 1.0371e-10 | -2.6976e-07 | -2.8365e-07 | -5.2964e-11 | 1.3138e-07 | 1.4532e-07 | 0 | 0 | 0 | 0 | 0 | 0 |  | 0.0006454 | 1.818 | 1.8177 | 0.00064538 | 1.818 | 1.8177 | -26.5331 | -149.9763 | 149.9937 | -26.5329 | -149.9763 | 149.9937
Line15_16_17 | 0 | 0 | 0 | 0 | 0 | 0 | 0 | 0 | 0 | 0 | 0 | 0 | 2.3133e-11 | 8.5969e-08 | -7.3885e-08 | 2.2214e-12 | -6.0557e-09 | -6.0535e-09 | 5.1854e-11 | -1.3488e-07 | -1.4183e-07 | -1.1099e-12 | -3.4971e-09 | 3.4984e-09 | 0 | 0 | 0 | 0 | 0 | 0 |  | 0.00064538 | 1.818 | 1.8177 | 0.00064537 | 1.818 | 1.8177 | -26.5329 | -149.9763 | 149.9937 | -26.5329 | -149.9763 | 149.9937
Line16_4_18 | 0.003722 | 0 | 0 | 0.0037216 | 0 | 0 | 0.00085955 | 0 | 0 | 0.00085946 | 0 | 0 | 1.1543e-07 | 8.5986e-08 | -7.3886e-08 | -1.9074e-14 | -6.0551e-09 | -6.0528e-09 | 2.3087e-07 | -1.3489e-07 | -1.4185e-07 | 2.361e-15 | -3.4968e-09 | 3.4982e-09 | -89.9693 | 0 | 0 | 90.0307 | 0 | 0 |  | 0.00030029 | 1.818 | 1.8177 | 0 | 1.8179 | 1.8176 | -26.5342 | -149.9759 | 149.9937 | 0 | -149.9743 | 149.9936
Line17_5_19 | 0.00031146 | 0.00031146 | 0.00031146 | 0.00031184 | 0.00031184 | 0.00031184 | 7.1929e-05 | 7.1929e-05 | 7.1929e-05 | 7.2017e-05 | 7.2017e-05 | 7.2017e-05 | -1.9311e-08 | -6.5391e-05 | 6.5424e-05 | 1.9821e-08 | 6.5471e-05 | -6.5503e-05 | -3.8642e-08 | 0.00011324 | 0.0001132 | 3.9661e-08 | -0.00011338 | -0.00011334 | 90.0192 | 90.0192 | 90.0192 | -89.9808 | -89.9808 | -89.9808 |  | 0.00060058 | 1.818 | 1.8177 | 0.00061566 | 1.818 | 1.8177 | -26.5341 | -149.9775 | 149.9938 | -26.5344 | -149.9771 | 149.9938
Line1_1_3 | 0.00030879 | 0.00030879 | 0.00030879 | 0.00030917 | 0.00030917 | 0.00030917 | 7.1311e-05 | 7.1311e-05 | 7.1311e-05 | 7.1399e-05 | 7.1399e-05 | 7.1399e-05 | -1.868e-08 | -6.4784e-05 | 6.4907e-05 | 1.918e-08 | 6.4864e-05 | -6.4986e-05 | -3.7342e-08 | 0.0001123 | 0.0001122 | 3.8343e-08 | -0.00011244 | -0.00011234 | 90.042 | 90.042 | 90.042 | -89.958 | -89.9581 | -89.9581 |  | 0.00058551 | 1.818 | 1.8177 | 0.00060046 | 1.818 | 1.8177 | -26.5339 | -149.9779 | 149.9938 | -26.5336 | -149.9775 | 149.9938
Line2_1_4 | 0.0034105 | 0.0003111 | 0.0003111 | 0.0034101 | 0.00031148 | 0.00031148 | 0.00078762 | 7.1846e-05 | 7.1846e-05 | 0.00078753 | 7.1934e-05 | 7.1934e-05 | 2.0624e-07 | -6.5312e-05 | 6.5351e-05 | -1.0577e-07 | 6.5394e-05 | -6.5428e-05 | 4.1247e-07 | 0.00011312 | 0.00011307 | -2.1152e-07 | -0.00011325 | -0.0001132 | -89.9681 | 90.0205 | 90.0205 | 90.0319 | -89.9796 | -89.9796 |  | 0.00058551 | 1.818 | 1.8177 | 0.00030029 | 1.818 | 1.8177 | -26.5339 | -149.9779 | 149.9938 | -26.5342 | -149.9759 | 149.9937
Line3_1_5 | 0.00031108 | 0.00031108 | 0.00031108 | 0.00031146 | 0.00031146 | 0.00031146 | 7.1841e-05 | 7.1841e-05 | 7.1841e-05 | 7.1929e-05 | 7.1929e-05 | 7.1929e-05 | -1.8806e-08 | -6.5304e-05 | 6.535e-05 | 1.9313e-08 | 6.5385e-05 | -6.543e-05 | -3.7626e-08 | 0.00011311 | 0.00011306 | 3.8641e-08 | -0.00011325 | -0.0001132 | 90.0223 | 90.0223 | 90.0223 | -89.9777 | -89.9777 | -89.9777 |  | 0.00058551 | 1.818 | 1.8177 | 0.00060058 | 1.818 | 1.8177 | -26.5339 | -149.9779 | 149.9938 | -26.5341 | -149.9775 | 149.9938
Line4_2_6 | 0.00030994 | 0.00030994 | 0.00030994 | 0.00031032 | 0.00031032 | 0.00031032 | 7.1577e-05 | 7.1577e-05 | 7.1577e-05 | 7.1665e-05 | 7.1665e-05 | 7.1665e-05 | -1.9223e-08 | -6.5045e-05 | 6.5128e-05 | 1.9727e-08 | 6.5126e-05 | -6.5207e-05 | -3.8444e-08 | 0.0001127 | 0.00011263 | 3.9454e-08 | -0.00011284 | -0.00011277 | 90.0319 | 90.0319 | 90.0319 | -89.9681 | -89.9681 | -89.9681 |  | 0.0006005 | 1.818 | 1.8177 | 0.00061552 | 1.818 | 1.8177 | -26.5338 | -149.9775 | 149.9938 | -26.5338 | -149.9771 | 149.9938
Line5_6_7 | 0.00031032 | 0.00031032 | 0.00031032 | 0.0003107 | 0.0003107 | 0.0003107 | 7.1665e-05 | 7.1665e-05 | 7.1665e-05 | 7.1753e-05 | 7.1753e-05 | 7.1753e-05 | -1.9725e-08 | -6.5132e-05 | 6.5201e-05 | 2.0232e-08 | 6.5212e-05 | -6.5281e-05 | -3.9455e-08 | 0.00011284 | 0.00011277 | 4.0468e-08 | -0.00011298 | -0.00011291 | 90.0288 | 90.0288 | 90.0288 | -89.9712 | -89.9712 | -89.9712 |  | 0.00061552 | 1.818 | 1.8177 | 0.00063055 | 1.818 | 1.8177 | -26.5338 | -149.9771 | 149.9938 | -26.5338 | -149.9767 | 149.9938
Line6_7_8 | 1.1429e-06 | 1.1429e-06 | 1.1429e-06 | 0 | 0 | 0 | 2.6394e-07 | 2.6394e-07 | 2.6394e-07 | 0 | 0 | 0 | 6.7808e-11 | 2.5791e-07 | -2.2166e-07 | -4.3031e-11 | -1.78e-07 | 1.4172e-07 | 1.5199e-10 | -4.0464e-07 | -4.2549e-07 | -1.024e-10 | 2.6626e-07 | 2.8716e-07 | -92.4902 | -92.4893 | -92.4893 | 0 | 0 | 0 |  | 0.00063055 | 1.818 | 1.8177 | 0.0006305 | 1.818 | 1.8177 | -26.5338 | -149.9767 | 149.9938 | -26.5336 | -149.9767 | 149.9938
Line7_8_9 | 0 | 0 | 0 | 0 | 0 | 0 | 0 | 0 | 0 | 0 | 0 | 0 | 2.2601e-11 | 8.597e-08 | -7.3885e-08 | 2.1703e-12 | -6.0558e-09 | -6.0537e-09 | 5.0659e-11 | -1.3488e-07 | -1.4183e-07 | -1.0844e-12 | -3.4972e-09 | 3.4984e-09 | 0 | 0 | 0 | 0 | 0 | 0 |  | 0.0006305 | 1.818 | 1.8177 | 0.00063049 | 1.818 | 1.8177 | -26.5336 | -149.9767 | 149.9938 | -26.5335 | -149.9767 | 149.9938
Line8_8_10 | 0 | 0 | 0 | 0 | 0 | 0 | 0 | 0 | 0 | 0 | 0 | 0 | 2.2601e-11 | 8.597e-08 | -7.3885e-08 | 2.1703e-12 | -6.0558e-09 | -6.0537e-09 | 5.0659e-11 | -1.3488e-07 | -1.4183e-07 | -1.0844e-12 | -3.4972e-09 | 3.4984e-09 | 0 | 0 | 0 | 0 | 0 | 0 |  | 0.0006305 | 1.818 | 1.8177 | 0.00063049 | 1.818 | 1.8177 | -26.5336 | -149.9767 | 149.9938 | -26.5335 | -149.9767 | 149.9938
Line9_3_11 | 0.00030917 | 0.00030917 | 0.00030917 | 0.00030955 | 0.00030955 | 0.00030955 | 7.1399e-05 | 7.1399e-05 | 7.1399e-05 | 7.1487e-05 | 7.1487e-05 | 7.1487e-05 | -1.9178e-08 | -6.487e-05 | 6.498e-05 | 1.9681e-08 | 6.4951e-05 | -6.5059e-05 | -3.8344e-08 | 0.00011243 | 0.00011234 | 3.9349e-08 | -0.00011257 | -0.00011248 | 90.0389 | 90.0389 | 90.0389 | -89.9612 | -89.9612 | -89.9612 |  | 0.00060046 | 1.818 | 1.8177 | 0.00061544 | 1.818 | 1.8177 | -26.5336 | -149.9775 | 149.9938 | -26.5334 | -149.9771 | 149.9938

## LG_max_10
name | pf_ikss_a_from_ka | pf_ikss_b_from_ka | pf_ikss_c_from_ka | pf_ikss_a_to_ka | pf_ikss_b_to_ka | pf_ikss_c_to_ka | pf_skss_a_from_mw | pf_skss_b_from_mw | pf_skss_c_from_mw | pf_skss_a_to_mw | pf_skss_b_to_mw | pf_skss_c_to_mw | pf_p_a_from_mw | pf_p_b_from_mw | pf_p_c_from_mw | pf_p_a_to_mw | pf_p_b_to_mw | pf_p_c_to_mw | pf_q_a_from_mvar | pf_q_b_from_mvar | pf_q_c_from_mvar | pf_q_a_to_mvar | pf_q_b_to_mvar | pf_q_c_to_mvar | pf_ikss_a_from_degree | pf_ikss_b_from_degree | pf_ikss_c_from_degree | pf_ikss_a_to_degree | pf_ikss_b_to_degree | pf_ikss_c_to_degree | 3xI0 | pf_vm_a_from_pu | pf_vm_b_from_pu | pf_vm_c_from_pu | pf_vm_a_to_pu | pf_vm_b_to_pu | pf_vm_c_to_pu | pf_va_a_from_degree | pf_va_b_from_degree | pf_va_c_from_degree | pf_va_a_to_degree | pf_va_b_to_degree | pf_va_c_to_degree
Line0_1_2 | 0.00032429 | 0.00032429 | 0.00032429 | 0.00032469 | 0.00032469 | 0.00032469 | 7.4892e-05 | 7.4892e-05 | 7.4892e-05 | 7.4984e-05 | 7.4984e-05 | 7.4984e-05 | -2.0547e-08 | -7.1292e-05 | 7.1397e-05 | 2.1099e-08 | 7.138e-05 | -7.1484e-05 | -4.1086e-08 | 0.00012354 | 0.00012346 | 4.219e-08 | -0.00012369 | -0.00012361 | 90.0351 | 90.0351 | 90.0351 | -89.9649 | -89.965 | -89.965 |  | 0.00061338 | 1.9046 | 1.9043 | 0.00062909 | 1.9046 | 1.9043 | -26.5338 | -149.9775 | 149.9936 | -26.5337 | -149.9772 | 149.9936
Line10_11_12 | 0.00032428 | 0.00032428 | 0.00032428 | 0.00032468 | 0.00032468 | 0.00032468 | 7.489e-05 | 7.489e-05 | 7.489e-05 | 7.4982e-05 | 7.4982e-05 | 7.4982e-05 | -2.1597e-08 | -7.129e-05 | 7.1396e-05 | 2.215e-08 | 7.1378e-05 | -7.1483e-05 | -4.3186e-08 | 0.00012354 | 0.00012345 | 4.4292e-08 | -0.00012369 | -0.0001236 | 90.0358 | 90.0358 | 90.0358 | -89.9642 | -89.9642 | -89.9642 |  | 0.00064474 | 1.9046 | 1.9042 | 0.00066045 | 1.9046 | 1.9042 | -26.5334 | -149.9768 | 149.9935 | -26.5333 | -149.9764 | 149.9935
Line11_12_13 | 0.00032468 | 0.00032468 | 0.00032468 | 0.00032508 | 0.00032508 | 0.00032508 | 7.4982e-05 | 7.4982e-05 | 7.4982e-05 | 7.5074e-05 | 7.5074e-05 | 7.5074e-05 | -2.2148e-08 | -7.1384e-05 | 7.1476e-05 | 2.2703e-08 | 7.1473e-05 | -7.1563e-05 | -4.4294e-08 | 0.00012369 | 0.00012361 | 4.5404e-08 | -0.00012384 | -0.00012376 | 90.0327 | 90.0327 | 90.0327 | -89.9673 | -89.9673 | -89.9673 |  | 0.00066045 | 1.9046 | 1.9042 | 0.00067618 | 1.9045 | 1.9042 | -26.5333 | -149.9764 | 149.9935 | -26.5333 | -149.976 | 149.9935
Line12_13_15 | 1.1973e-06 | 1.1973e-06 | 1.1973e-06 | 0 | 0 | 0 | 2.765e-07 | 2.765e-07 | 2.765e-07 | 0 | 0 | 0 | 7.6175e-11 | 2.8305e-07 | -2.4326e-07 | -4.8341e-11 | -1.9535e-07 | 1.5553e-07 | 1.7074e-10 | -4.4408e-07 | -4.6696e-07 | -1.1504e-10 | 2.9221e-07 | 3.1514e-07 | -92.4898 | -92.4889 | -92.4889 | 0 | 0 | 0 |  | 0.00067618 | 1.9045 | 1.9042 | 0.00067613 | 1.9045 | 1.9042 | -26.5333 | -149.976 | 149.9935 | -26.533 | -149.976 | 149.9935
Line13_13_14 | 0.00032628 | 0.00032628 | 0.00032628 | 0.00032668 | 0.00032668 | 0.00032668 | 7.5351e-05 | 7.5351e-05 | 7.5351e-05 | 7.5443e-05 | 7.5443e-05 | 7.5443e-05 | -2.2777e-08 | -7.1762e-05 | 7.18e-05 | 2.3338e-08 | 7.1851e-05 | -7.1887e-05 | -4.5576e-08 | 0.00012428 | 0.00012423 | 4.6698e-08 | -0.00012443 | -0.00012438 | 90.0204 | 90.0204 | 90.0204 | -89.9796 | -89.9796 | -89.9796 |  | 0.00067618 | 1.9045 | 1.9042 | 0.00069198 | 1.9045 | 1.9042 | -26.5333 | -149.976 | 149.9935 | -26.5335 | -149.9756 | 149.9935
Line14_15_16 | 0 | 0 | 0 | 0 | 0 | 0 | 0 | 0 | 0 | 0 | 0 | 0 | 5.078e-11 | 1.887e-07 | -1.6218e-07 | -2.295e-11 | -1.01e-07 | 7.4445e-08 | 1.1382e-10 | -2.9605e-07 | -3.113e-07 | -5.8126e-11 | 1.4419e-07 | 1.5949e-07 | 0 | 0 | 0 | 0 | 0 | 0 |  | 0.00067613 | 1.9045 | 1.9042 | 0.0006761 | 1.9045 | 1.9042 | -26.533 | -149.976 | 149.9935 | -26.5329 | -149.976 | 149.9935
Line15_16_17 | 0 | 0 | 0 | 0 | 0 | 0 | 0 | 0 | 0 | 0 | 0 | 0 | 2.5389e-11 | 9.435e-08 | -8.1088e-08 | 2.438e-12 | -6.6459e-09 | -6.6436e-09 | 5.6908e-11 | -1.4803e-07 | -1.5565e-07 | -1.2181e-12 | -3.838e-09 | 3.8394e-09 | 0 | 0 | 0 | 0 | 0 | 0 |  | 0.0006761 | 1.9045 | 1.9042 | 0.00067609 | 1.9045 | 1.9042 | -26.5329 | -149.976 | 149.9935 | -26.5328 | -149.976 | 149.9935
Line16_4_18 | 0.0038992 | 0 | 0 | 0.0038988 | 0 | 0 | 0.00090047 | 0 | 0 | 0.00090038 | 0 | 0 | 1.2669e-07 | 9.4369e-08 | -8.1089e-08 | -1.6583e-14 | -6.6454e-09 | -6.6428e-09 | 2.5337e-07 | -1.4804e-07 | -1.5567e-07 | 1.8853e-14 | -3.8377e-09 | 3.8392e-09 | -89.9692 | 0 | 0 | 90.0308 | 0 | 0 |  | 0.00031459 | 1.9045 | 1.9042 | 0 | 1.9045 | 1.9041 | -26.5342 | -149.9756 | 149.9935 | 0 | -149.974 | 149.9933
Line17_5_19 | 0.00032629 | 0.00032629 | 0.00032629 | 0.00032669 | 0.00032669 | 0.00032669 | 7.5354e-05 | 7.5354e-05 | 7.5354e-05 | 7.5446e-05 | 7.5446e-05 | 7.5446e-05 | -2.1194e-08 | -7.1766e-05 | 7.1802e-05 | 2.1753e-08 | 7.1854e-05 | -7.1889e-05 | -4.2409e-08 | 0.00012428 | 0.00012424 | 4.3528e-08 | -0.00012444 | -0.00012439 | 90.0193 | 90.0193 | 90.0193 | -89.9807 | -89.9807 | -89.9807 |  | 0.00062917 | 1.9046 | 1.9043 | 0.00064497 | 1.9046 | 1.9042 | -26.534 | -149.9771 | 149.9936 | -26.5343 | -149.9768 | 149.9935
Line1_1_3 | 0.00032349 | 0.00032349 | 0.00032349 | 0.00032389 | 0.00032389 | 0.00032389 | 7.4706e-05 | 7.4706e-05 | 7.4706e-05 | 7.4798e-05 | 7.4798e-05 | 7.4798e-05 | -2.0501e-08 | -7.11e-05 | 7.1235e-05 | 2.105e-08 | 7.1188e-05 | -7.1322e-05 | -4.0982e-08 | 0.00012325 | 0.00012314 | 4.2081e-08 | -0.0001234 | -0.00012329 | 90.042 | 90.042 | 90.042 | -89.958 | -89.958 | -89.958 |  | 0.00061338 | 1.9046 | 1.9043 | 0.00062905 | 1.9046 | 1.9043 | -26.5338 | -149.9775 | 149.9936 | -26.5336 | -149.9772 | 149.9936
Line2_1_4 | 0.0035728 | 0.00032591 | 0.00032591 | 0.0035724 | 0.00032631 | 0.00032631 | 0.00082511 | 7.5266e-05 | 7.5266e-05 | 0.00082502 | 7.5358e-05 | 7.5358e-05 | 2.2634e-07 | -7.168e-05 | 7.1722e-05 | -1.1608e-07 | 7.177e-05 | -7.1807e-05 | 4.5267e-07 | 0.00012414 | 0.00012409 | -2.3214e-07 | -0.00012429 | -0.00012424 | -89.968 | 90.0205 | 90.0205 | 90.032 | -89.9795 | -89.9795 |  | 0.00061338 | 1.9046 | 1.9043 | 0.00031459 | 1.9045 | 1.9042 | -26.5338 | -149.9775 | 149.9936 | -26.5342 | -149.9756 | 149.9935
Line3_1_5 | 0.00032589 | 0.00032589 | 0.00032589 | 0.00032629 | 0.00032629 | 0.00032629 | 7.5262e-05 | 7.5262e-05 | 7.5262e-05 | 7.5354e-05 | 7.5354e-05 | 7.5354e-05 | -2.0639e-08 | -7.1671e-05 | 7.1721e-05 | 2.1196e-08 | 7.1759e-05 | -7.1809e-05 | -4.1294e-08 | 0.00012414 | 0.00012408 | 4.2408e-08 | -0.00012429 | -0.00012423 | 90.0223 | 90.0223 | 90.0223 | -89.9777 | -89.9777 | -89.9777 |  | 0.00061338 | 1.9046 | 1.9043 | 0.00062917 | 1.9046 | 1.9043 | -26.5338 | -149.9775 | 149.9936 | -26.534 | -149.9771 | 149.9936
Line4_2_6 | 0.00032469 | 0.00032469 | 0.00032469 | 0.00032509 | 0.00032509 | 0.00032509 | 7.4984e-05 | 7.4984e-05 | 7.4984e-05 | 7.5076e-05 | 7.5076e-05 | 7.5076e-05 | -2.1096e-08 | -7.1387e-05 | 7.1478e-05 | 2.165e-08 | 7.1475e-05 | -7.1565e-05 | -4.2192e-08 | 0.00012369 | 0.00012361 | 4.33e-08 | -0.00012384 | -0.00012376 | 90.032 | 90.032 | 90.032 | -89.968 | -89.9681 | -89.9681 |  | 0.00062909 | 1.9046 | 1.9043 | 0.00064482 | 1.9046 | 1.9042 | -26.5337 | -149.9772 | 149.9936 | -26.5337 | -149.9768 | 149.9935
Line5_6_7 | 0.00032509 | 0.00032509 | 0.00032509 | 0.00032549 | 0.00032549 | 0.00032549 | 7.5076e-05 | 7.5076e-05 | 7.5076e-05 | 7.5169e-05 | 7.5169e-05 | 7.5169e-05 | -2.1648e-08 | -7.1482e-05 | 7.1558e-05 | 2.2204e-08 | 7.157e-05 | -7.1645e-05 | -4.3301e-08 | 0.00012384 | 0.00012377 | 4.4413e-08 | -0.00012399 | -0.00012392 | 90.0289 | 90.0289 | 90.0289 | -89.9711 | -89.9711 | -89.9711 |  | 0.00064482 | 1.9046 | 1.9042 | 0.00066057 | 1.9046 | 1.9042 | -26.5337 | -149.9768 | 149.9935 | -26.5338 | -149.9764 | 149.9935
Line6_7_8 | 1.1973e-06 | 1.1973e-06 | 1.1973e-06 | 0 | 0 | 0 | 2.7651e-07 | 2.7651e-07 | 2.7651e-07 | 0 | 0 | 0 | 7.4418e-11 | 2.8305e-07 | -2.4327e-07 | -4.7226e-11 | -1.9535e-07 | 1.5553e-07 | 1.668e-10 | -4.4409e-07 | -4.6697e-07 | -1.1238e-10 | 2.9222e-07 | 3.1515e-07 | -92.4902 | -92.4892 | -92.4892 | 0 | 0 | 0 |  | 0.00066057 | 1.9046 | 1.9042 | 0.00066052 | 1.9046 | 1.9042 | -26.5338 | -149.9764 | 149.9935 | -26.5336 | -149.9764 | 149.9935
Line7_8_9 | 0 | 0 | 0 | 0 | 0 | 0 | 0 | 0 | 0 | 0 | 0 | 0 | 2.4804e-11 | 9.4351e-08 | -8.1089e-08 | 2.3819e-12 | -6.6461e-09 | -6.6438e-09 | 5.5597e-11 | -1.4803e-07 | -1.5566e-07 | -1.1901e-12 | -3.8381e-09 | 3.8394e-09 | 0 | 0 | 0 | 0 | 0 | 0 |  | 0.00066052 | 1.9046 | 1.9042 | 0.00066051 | 1.9046 | 1.9042 | -26.5336 | -149.9764 | 149.9935 | -26.5335 | -149.9764 | 149.9935
Line8_8_10 | 0 | 0 | 0 | 0 | 0 | 0 | 0 | 0 | 0 | 0 | 0 | 0 | 2.4804e-11 | 9.4351e-08 | -8.1089e-08 | 2.3819e-12 | -6.6461e-09 | -6.6438e-09 | 5.5597e-11 | -1.4803e-07 | -1.5566e-07 | -1.1901e-12 | -3.8381e-09 | 3.8394e-09 | 0 | 0 | 0 | 0 | 0 | 0 |  | 0.00066052 | 1.9046 | 1.9042 | 0.00066051 | 1.9046 | 1.9042 | -26.5336 | -149.9764 | 149.9935 | -26.5335 | -149.9764 | 149.9935
Line9_3_11 | 0.00032389 | 0.00032389 | 0.00032389 | 0.00032428 | 0.00032428 | 0.00032428 | 7.4798e-05 | 7.4798e-05 | 7.4798e-05 | 7.489e-05 | 7.489e-05 | 7.489e-05 | -2.1048e-08 | -7.1195e-05 | 7.1315e-05 | 2.1599e-08 | 7.1283e-05 | -7.1402e-05 | -4.2082e-08 | 0.00012339 | 0.0001233 | 4.3185e-08 | -0.00012354 | -0.00012345 | 90.0389 | 90.0389 | 90.0389 | -89.9611 | -89.9611 | -89.9611 |  | 0.00062905 | 1.9046 | 1.9043 | 0.00064474 | 1.9046 | 1.9042 | -26.5336 | -149.9772 | 149.9936 | -26.5334 | -149.9768 | 149.9935

## LG_max_fault_6
name | pf_ikss_a_from_ka | pf_ikss_b_from_ka | pf_ikss_c_from_ka | pf_ikss_a_to_ka | pf_ikss_b_to_ka | pf_ikss_c_to_ka | pf_skss_a_from_mw | pf_skss_b_from_mw | pf_skss_c_from_mw | pf_skss_a_to_mw | pf_skss_b_to_mw | pf_skss_c_to_mw | pf_p_a_from_mw | pf_p_b_from_mw | pf_p_c_from_mw | pf_p_a_to_mw | pf_p_b_to_mw | pf_p_c_to_mw | pf_q_a_from_mvar | pf_q_b_from_mvar | pf_q_c_from_mvar | pf_q_a_to_mvar | pf_q_b_to_mvar | pf_q_c_to_mvar | pf_ikss_a_from_degree | pf_ikss_b_from_degree | pf_ikss_c_from_degree | pf_ikss_a_to_degree | pf_ikss_b_to_degree | pf_ikss_c_to_degree | 3xI0 | pf_vm_a_from_pu | pf_vm_b_from_pu | pf_vm_c_from_pu | pf_vm_a_to_pu | pf_vm_b_to_pu | pf_vm_c_to_pu | pf_va_a_from_degree | pf_va_b_from_degree | pf_va_c_from_degree | pf_va_a_to_degree | pf_va_b_to_degree | pf_va_c_to_degree
Line0_1_2 | 0.00028676 | 0.00028676 | 0.00028676 | 0.00028711 | 0.00028711 | 0.00028711 | 6.6224e-05 | 6.6224e-05 | 6.6224e-05 | 6.6305e-05 | 6.6305e-05 | 6.6305e-05 | -4.9594e-06 | -5.7551e-05 | 6.2577e-05 | 4.9659e-06 | 5.7623e-05 | -6.2653e-05 | -4.9747e-06 | 0.00010335 | 9.4721e-05 | 4.9817e-06 | -0.00010348 | -9.4837e-05 | 94.1092 | 94.1092 | 94.1092 | -85.8909 | -85.8909 | -85.8909 |  | 0.10607 | 1.7863 | 1.7143 | 0.10608 | 1.7863 | 1.7143 | -40.8022 | -146.7795 | 150.6588 | -40.7999 | -146.7792 | 150.6587
Line10_11_12 | 0.00028675 | 0.00028675 | 0.00028675 | 0.0002871 | 0.0002871 | 0.0002871 | 6.6222e-05 | 6.6222e-05 | 6.6222e-05 | 6.6303e-05 | 6.6303e-05 | 6.6303e-05 | -4.9601e-06 | -5.7549e-05 | 6.2576e-05 | 4.9666e-06 | 5.7621e-05 | -6.2652e-05 | -4.9762e-06 | 0.00010335 | 9.4716e-05 | 4.9831e-06 | -0.00010347 | -9.4832e-05 | 94.1099 | 94.1099 | 94.1099 | -85.8901 | -85.8901 | -85.8901 |  | 0.1061 | 1.7863 | 1.7142 | 0.10611 | 1.7863 | 1.7142 | -40.7975 | -146.7788 | 150.6587 | -40.7951 | -146.7784 | 150.6586
Line11_12_13 | 0.0002871 | 0.0002871 | 0.0002871 | 0.00028745 | 0.00028745 | 0.00028745 | 6.6303e-05 | 6.6303e-05 | 6.6303e-05 | 6.6385e-05 | 6.6385e-05 | 6.6385e-05 | -4.9664e-06 | -5.7626e-05 | 6.2647e-05 | 4.9729e-06 | 5.7697e-05 | -6.2723e-05 | -4.9834e-06 | 0.00010347 | 9.4835e-05 | 4.9903e-06 | -0.0001036 | -9.4951e-05 | 94.1068 | 94.1068 | 94.1068 | -85.8932 | -85.8932 | -85.8932 |  | 0.10611 | 1.7863 | 1.7142 | 0.10612 | 1.7863 | 1.7142 | -40.7951 | -146.7784 | 150.6586 | -40.7928 | -146.7781 | 150.6585
Line12_13_15 | 1.0587e-06 | 1.0587e-06 | 1.0587e-06 | 0 | 0 | 0 | 2.445e-07 | 2.445e-07 | 2.445e-07 | 0 | 0 | 0 | 1.7489e-08 | 2.2908e-07 | -2.1541e-07 | -1.1391e-08 | -1.5828e-07 | 1.3851e-07 | 1.9168e-08 | -3.7184e-07 | -3.5954e-07 | -1.3046e-08 | 2.4479e-07 | 2.4306e-07 | -88.4157 | -88.4148 | -88.4148 | 0 | 0 | 0 |  | 0.10612 | 1.7863 | 1.7142 | 0.10612 | 1.7863 | 1.7142 | -40.7928 | -146.7781 | 150.6585 | -40.7928 | -146.7781 | 150.6585
Line13_13_14 | 0.00028851 | 0.00028851 | 0.00028851 | 0.00028886 | 0.00028886 | 0.00028886 | 6.6629e-05 | 6.6629e-05 | 6.6629e-05 | 6.671e-05 | 6.671e-05 | 6.671e-05 | -4.9901e-06 | -5.7932e-05 | 6.2934e-05 | 4.9966e-06 | 5.8003e-05 | -6.301e-05 | -5.0098e-06 | 0.00010397 | 9.5314e-05 | 5.0167e-06 | -0.00010409 | -9.543e-05 | 94.0945 | 94.0945 | 94.0945 | -85.9055 | -85.9055 | -85.9055 |  | 0.10612 | 1.7863 | 1.7142 | 0.10614 | 1.7863 | 1.7142 | -40.7928 | -146.7781 | 150.6585 | -40.7904 | -146.7777 | 150.6585
Line14_15_16 | 0 | 0 | 0 | 0 | 0 | 0 | 0 | 0 | 0 | 0 | 0 | 0 | 1.1659e-08 | 1.5272e-07 | -1.436e-07 | -5.5615e-09 | -8.1921e-08 | 6.6704e-08 | 1.2779e-08 | -2.4789e-07 | -2.3969e-07 | -6.6562e-09 | 1.2085e-07 | 1.2321e-07 | 0 | 0 | 0 | 0 | 0 | 0 |  | 0.10612 | 1.7863 | 1.7142 | 0.10612 | 1.7863 | 1.7142 | -40.7928 | -146.7781 | 150.6585 | -40.7928 | -146.7781 | 150.6585
Line15_16_17 | 0 | 0 | 0 | 0 | 0 | 0 | 0 | 0 | 0 | 0 | 0 | 0 | 5.8296e-09 | 7.6361e-08 | -7.1802e-08 | 2.6803e-10 | -5.5598e-09 | -5.0974e-09 | 6.3893e-09 | -1.2395e-07 | -1.1985e-07 | -2.6694e-10 | -3.0984e-09 | 3.3653e-09 | 0 | 0 | 0 | 0 | 0 | 0 |  | 0.10612 | 1.7863 | 1.7142 | 0.10612 | 1.7863 | 1.7142 | -40.7928 | -146.7781 | 150.6585 | -40.7928 | -146.7781 | 150.6585
Line16_4_18 | 0.0034478 | 0 | 0 | 0.0034475 | 0 | 0 | 0.00079624 | 0 | 0 | 0.00079616 | 0 | 0 | 5.953e-05 | 7.6377e-08 | -7.1804e-08 | -5.9425e-05 | -5.5593e-09 | -5.0967e-09 | 5.963e-05 | -1.2396e-07 | -1.1986e-07 | -5.9426e-05 | -3.0981e-09 | 3.3652e-09 | -85.8951 | 0 | 0 | 94.1049 | 0 | 0 |  | 0.10582 | 1.7863 | 1.7142 | 0.10556 | 1.7862 | 1.7141 | -40.8472 | -146.7777 | 150.6585 | -40.8949 | -146.7762 | 150.6583
Line17_5_19 | 0.00028852 | 0.00028852 | 0.00028852 | 0.00028888 | 0.00028888 | 0.00028888 | 6.6632e-05 | 6.6632e-05 | 6.6632e-05 | 6.6713e-05 | 6.6713e-05 | 6.6713e-05 | -4.9889e-06 | -5.7935e-05 | 6.2936e-05 | 4.9955e-06 | 5.8006e-05 | -6.3012e-05 | -5.0076e-06 | 0.00010397 | 9.5321e-05 | 5.0145e-06 | -0.0001041 | -9.5437e-05 | 94.0934 | 94.0934 | 94.0934 | -85.9066 | -85.9066 | -85.9066 |  | 0.10609 | 1.7863 | 1.7143 | 0.1061 | 1.7863 | 1.7142 | -40.7998 | -146.7792 | 150.6587 | -40.7975 | -146.7788 | 150.6587
Line1_1_3 | 0.00028604 | 0.00028604 | 0.00028604 | 0.0002864 | 0.0002864 | 0.0002864 | 6.6059e-05 | 6.6059e-05 | 6.6059e-05 | 6.614e-05 | 6.614e-05 | 6.614e-05 | -4.9476e-06 | -5.7396e-05 | 6.2433e-05 | 4.9541e-06 | 5.7467e-05 | -6.2509e-05 | -4.9618e-06 | 0.0001031 | 9.4478e-05 | 4.9687e-06 | -0.00010323 | -9.4594e-05 | 94.1161 | 94.1161 | 94.1161 | -85.8839 | -85.8839 | -85.8839 |  | 0.10607 | 1.7863 | 1.7143 | 0.10608 | 1.7863 | 1.7143 | -40.8022 | -146.7795 | 150.6588 | -40.7999 | -146.7792 | 150.6587
Line2_1_4 | 0.0031593 | 0.00028819 | 0.00028819 | 0.0031589 | 0.00028854 | 0.00028854 | 0.00072961 | 6.6554e-05 | 6.6554e-05 | 0.00072953 | 6.6636e-05 | 6.6636e-05 | 5.4636e-05 | -5.7865e-05 | 6.2865e-05 | -5.4544e-05 | 5.7938e-05 | -6.294e-05 | 5.4811e-05 | 0.00010385 | 9.521e-05 | -5.4633e-05 | -0.00010398 | -9.5323e-05 | -85.8939 | 94.0946 | 94.0946 | 94.1061 | -85.9054 | -85.9054 |  | 0.10607 | 1.7863 | 1.7143 | 0.10582 | 1.7863 | 1.7142 | -40.8022 | -146.7795 | 150.6588 | -40.8472 | -146.7777 | 150.6585
Line3_1_5 | 0.00028817 | 0.00028817 | 0.00028817 | 0.00028852 | 0.00028852 | 0.00028852 | 6.655e-05 | 6.655e-05 | 6.655e-05 | 6.6632e-05 | 6.6632e-05 | 6.6632e-05 | -4.9827e-06 | -5.7858e-05 | 6.2864e-05 | 4.9892e-06 | 5.7929e-05 | -6.2941e-05 | -5.0004e-06 | 0.00010385 | 9.5202e-05 | 5.0073e-06 | -0.00010397 | -9.5318e-05 | 94.0964 | 94.0964 | 94.0964 | -85.9036 | -85.9036 | -85.9036 |  | 0.10607 | 1.7863 | 1.7143 | 0.10609 | 1.7863 | 1.7143 | -40.8022 | -146.7795 | 150.6588 | -40.7998 | -146.7792 | 150.6587
Line4_2_6 | 0.00028711 | 0.00028711 | 0.00028711 | 0.00028746 | 0.00028746 | 0.00028746 | 6.6305e-05 | 6.6305e-05 | 6.6305e-05 | 6.6386e-05 | 6.6386e-05 | 6.6386e-05 | -4.9656e-06 | -5.7628e-05 | 6.2648e-05 | 4.9721e-06 | 5.7699e-05 | -6.2725e-05 | -4.9819e-06 | 0.00010347 | 9.484e-05 | 4.9889e-06 | -0.0001036 | -9.4956e-05 | 94.1061 | 94.1061 | 94.1061 | -85.894 | -85.894 | -85.894 |  | 0.10608 | 1.7863 | 1.7143 | 0.1061 | 1.7863 | 1.7142 | -40.7999 | -146.7792 | 150.6587 | -40.7975 | -146.7788 | 150.6587
Line5_6_7 | 0.00028746 | 0.00028746 | 0.00028746 | 0.00028781 | 0.00028781 | 0.00028781 | 6.6386e-05 | 6.6386e-05 | 6.6386e-05 | 6.6468e-05 | 6.6468e-05 | 6.6468e-05 | -4.9718e-06 | -5.7705e-05 | 6.272e-05 | 4.9783e-06 | 5.7776e-05 | -6.2796e-05 | -4.9891e-06 | 0.0001036 | 9.4959e-05 | 4.9961e-06 | -0.00010372 | -9.5075e-05 | 94.103 | 94.103 | 94.103 | -85.897 | -85.897 | -85.897 |  | 0.1061 | 1.7863 | 1.7142 | 0.10611 | 1.7863 | 1.7142 | -40.7975 | -146.7788 | 150.6587 | -40.7951 | -146.7784 | 150.6586
Line6_7_8 | 1.0587e-06 | 1.0587e-06 | 1.0587e-06 | 0 | 0 | 0 | 2.445e-07 | 2.445e-07 | 2.445e-07 | 0 | 0 | 0 | 1.7487e-08 | 2.2909e-07 | -2.1541e-07 | -1.139e-08 | -1.5829e-07 | 1.3851e-07 | 1.9165e-08 | -3.7184e-07 | -3.5954e-07 | -1.3044e-08 | 2.448e-07 | 2.4306e-07 | -88.416 | -88.4151 | -88.4151 | 0 | 0 | 0 |  | 0.10611 | 1.7863 | 1.7142 | 0.10611 | 1.7863 | 1.7142 | -40.7951 | -146.7784 | 150.6586 | -40.7951 | -146.7784 | 150.6586
Line7_8_9 | 0 | 0 | 0 | 0 | 0 | 0 | 0 | 0 | 0 | 0 | 0 | 0 | 5.8291e-09 | 7.6363e-08 | -7.1802e-08 | 2.6799e-10 | -5.5599e-09 | -5.0975e-09 | 6.3884e-09 | -1.2395e-07 | -1.1985e-07 | -2.6691e-10 | -3.0984e-09 | 3.3654e-09 | 0 | 0 | 0 | 0 | 0 | 0 |  | 0.10611 | 1.7863 | 1.7142 | 0.10611 | 1.7863 | 1.7142 | -40.7951 | -146.7784 | 150.6586 | -40.7951 | -146.7784 | 150.6586
Line8_8_10 | 0 | 0 | 0 | 0 | 0 | 0 | 0 | 0 | 0 | 0 | 0 | 0 | 5.8291e-09 | 7.6363e-08 | -7.1802e-08 | 2.6799e-10 | -5.5599e-09 | -5.0975e-09 | 6.3884e-09 | -1.2395e-07 | -1.1985e-07 | -2.6691e-10 | -3.0984e-09 | 3.3654e-09 | 0 | 0 | 0 | 0 | 0 | 0 |  | 0.10611 | 1.7863 | 1.7142 | 0.10611 | 1.7863 | 1.7142 | -40.7951 | -146.7784 | 150.6586 | -40.7951 | -146.7784 | 150.6586
Line9_3_11 | 0.0002864 | 0.0002864 | 0.0002864 | 0.00028675 | 0.00028675 | 0.00028675 | 6.614e-05 | 6.614e-05 | 6.614e-05 | 6.6222e-05 | 6.6222e-05 | 6.6222e-05 | -4.9539e-06 | -5.7473e-05 | 6.2504e-05 | 4.9604e-06 | 5.7544e-05 | -6.2581e-05 | -4.969e-06 | 0.00010322 | 9.4597e-05 | 4.9759e-06 | -0.00010335 | -9.4713e-05 | 94.113 | 94.113 | 94.113 | -85.887 | -85.887 | -85.887 |  | 0.10608 | 1.7863 | 1.7143 | 0.1061 | 1.7863 | 1.7142 | -40.7999 | -146.7792 | 150.6587 | -40.7975 | -146.7788 | 150.6587

## LG_max_fault_10
name | pf_ikss_a_from_ka | pf_ikss_b_from_ka | pf_ikss_c_from_ka | pf_ikss_a_to_ka | pf_ikss_b_to_ka | pf_ikss_c_to_ka | pf_skss_a_from_mw | pf_skss_b_from_mw | pf_skss_c_from_mw | pf_skss_a_to_mw | pf_skss_b_to_mw | pf_skss_c_to_mw | pf_p_a_from_mw | pf_p_b_from_mw | pf_p_c_from_mw | pf_p_a_to_mw | pf_p_b_to_mw | pf_p_c_to_mw | pf_q_a_from_mvar | pf_q_b_from_mvar | pf_q_c_from_mvar | pf_q_a_to_mvar | pf_q_b_to_mvar | pf_q_c_to_mvar | pf_ikss_a_from_degree | pf_ikss_b_from_degree | pf_ikss_c_from_degree | pf_ikss_a_to_degree | pf_ikss_b_to_degree | pf_ikss_c_to_degree | 3xI0 | pf_vm_a_from_pu | pf_vm_b_from_pu | pf_vm_c_from_pu | pf_vm_a_to_pu | pf_vm_b_to_pu | pf_vm_c_to_pu | pf_va_a_from_degree | pf_va_b_from_degree | pf_va_c_from_degree | pf_va_a_to_degree | pf_va_b_to_degree | pf_va_c_to_degree
Line0_1_2 | 0.00030041 | 0.00030041 | 0.00030041 | 0.00030078 | 0.00030078 | 0.00030078 | 6.9376e-05 | 6.9376e-05 | 6.9376e-05 | 6.9462e-05 | 6.9462e-05 | 6.9462e-05 | -5.4428e-06 | -6.3162e-05 | 6.8678e-05 | 5.4499e-06 | 6.3241e-05 | -6.8762e-05 | -5.4597e-06 | 0.00011343 | 0.00010395 | 5.4673e-06 | -0.00011357 | -0.00010408 | 94.1092 | 94.1092 | 94.1092 | -85.8908 | -85.8909 | -85.8909 |  | 0.11112 | 1.8713 | 1.7959 | 0.11114 | 1.8713 | 1.7959 | -40.8022 | -146.7793 | 150.6585 | -40.7999 | -146.7789 | 150.6584
Line10_11_12 | 0.0003004 | 0.0003004 | 0.0003004 | 0.00030077 | 0.00030077 | 0.00030077 | 6.9375e-05 | 6.9375e-05 | 6.9375e-05 | 6.946e-05 | 6.946e-05 | 6.946e-05 | -5.4436e-06 | -6.316e-05 | 6.8676e-05 | 5.4508e-06 | 6.3238e-05 | -6.876e-05 | -5.4613e-06 | 0.00011342 | 0.00010395 | 5.4689e-06 | -0.00011356 | -0.00010408 | 94.1099 | 94.1099 | 94.1099 | -85.8901 | -85.8901 | -85.8901 |  | 0.11115 | 1.8713 | 1.7959 | 0.11116 | 1.8713 | 1.7958 | -40.7975 | -146.7786 | 150.6584 | -40.7951 | -146.7782 | 150.6583
Line11_12_13 | 0.00030077 | 0.00030077 | 0.00030077 | 0.00030114 | 0.00030114 | 0.00030114 | 6.946e-05 | 6.946e-05 | 6.946e-05 | 6.9545e-05 | 6.9545e-05 | 6.9545e-05 | -5.4505e-06 | -6.3244e-05 | 6.8755e-05 | 5.4576e-06 | 6.3323e-05 | -6.8839e-05 | -5.4692e-06 | 0.00011356 | 0.00010408 | 5.4768e-06 | -0.0001137 | -0.00010421 | 94.1068 | 94.1068 | 94.1068 | -85.8932 | -85.8932 | -85.8932 |  | 0.11116 | 1.8713 | 1.7958 | 0.11118 | 1.8713 | 1.7958 | -40.7951 | -146.7782 | 150.6583 | -40.7928 | -146.7778 | 150.6583
Line12_13_15 | 1.1091e-06 | 1.1091e-06 | 1.1091e-06 | 0 | 0 | 0 | 2.5614e-07 | 2.5614e-07 | 2.5614e-07 | 0 | 0 | 0 | 1.9194e-08 | 2.5142e-07 | -2.3641e-07 | -1.2502e-08 | -1.7371e-07 | 1.5201e-07 | 2.1036e-08 | -4.0808e-07 | -3.9458e-07 | -1.4317e-08 | 2.6866e-07 | 2.6675e-07 | -88.4157 | -88.4148 | -88.4148 | 0 | 0 | 0 |  | 0.11118 | 1.8713 | 1.7958 | 0.11118 | 1.8713 | 1.7958 | -40.7928 | -146.7778 | 150.6583 | -40.7928 | -146.7778 | 150.6583
Line13_13_14 | 0.00030225 | 0.00030225 | 0.00030225 | 0.00030262 | 0.00030262 | 0.00030262 | 6.9801e-05 | 6.9801e-05 | 6.9801e-05 | 6.9886e-05 | 6.9886e-05 | 6.9886e-05 | -5.4765e-06 | -6.358e-05 | 6.9069e-05 | 5.4837e-06 | 6.3658e-05 | -6.9153e-05 | -5.4981e-06 | 0.0001141 | 0.00010461 | 5.5058e-06 | -0.00011424 | -0.00010473 | 94.0945 | 94.0945 | 94.0945 | -85.9055 | -85.9055 | -85.9055 |  | 0.11118 | 1.8713 | 1.7958 | 0.11119 | 1.8713 | 1.7958 | -40.7928 | -146.7778 | 150.6583 | -40.7904 | -146.7774 | 150.6582
Line14_15_16 | 0 | 0 | 0 | 0 | 0 | 0 | 0 | 0 | 0 | 0 | 0 | 0 | 1.2796e-08 | 1.6761e-07 | -1.576e-07 | -6.1037e-09 | -8.9908e-08 | 7.3208e-08 | 1.4024e-08 | -2.7206e-07 | -2.6306e-07 | -7.3051e-09 | 1.3263e-07 | 1.3522e-07 | 0 | 0 | 0 | 0 | 0 | 0 |  | 0.11118 | 1.8713 | 1.7958 | 0.11118 | 1.8713 | 1.7958 | -40.7928 | -146.7778 | 150.6583 | -40.7928 | -146.7778 | 150.6583
Line15_16_17 | 0 | 0 | 0 | 0 | 0 | 0 | 0 | 0 | 0 | 0 | 0 | 0 | 6.3978e-09 | 8.3806e-08 | -7.8802e-08 | 2.9416e-10 | -6.1017e-09 | -5.5943e-09 | 7.0122e-09 | -1.3603e-07 | -1.3153e-07 | -2.9296e-10 | -3.4004e-09 | 3.6934e-09 | 0 | 0 | 0 | 0 | 0 | 0 |  | 0.11118 | 1.8713 | 1.7958 | 0.11118 | 1.8713 | 1.7958 | -40.7928 | -146.7778 | 150.6583 | -40.7928 | -146.7778 | 150.6583
Line16_4_18 | 0.003612 | 0 | 0 | 0.0036116 | 0 | 0 | 0.00083415 | 0 | 0 | 0.00083407 | 0 | 0 | 6.5334e-05 | 8.3823e-08 | -7.8804e-08 | -6.5218e-05 | -6.1012e-09 | -5.5936e-09 | 6.5443e-05 | -1.3604e-07 | -1.3155e-07 | -6.5219e-05 | -3.4001e-09 | 3.6932e-09 | -85.8951 | 0 | 0 | 94.1049 | 0 | 0 |  | 0.11086 | 1.8713 | 1.7958 | 0.11058 | 1.8713 | 1.7958 | -40.8472 | -146.7774 | 150.6582 | -40.8949 | -146.776 | 150.658
Line17_5_19 | 0.00030226 | 0.00030226 | 0.00030226 | 0.00030263 | 0.00030263 | 0.00030263 | 6.9804e-05 | 6.9804e-05 | 6.9804e-05 | 6.9889e-05 | 6.9889e-05 | 6.9889e-05 | -5.4753e-06 | -6.3583e-05 | 6.9071e-05 | 5.4824e-06 | 6.3662e-05 | -6.9155e-05 | -5.4957e-06 | 0.00011411 | 0.00010461 | 5.5034e-06 | -0.00011425 | -0.00010474 | 94.0934 | 94.0934 | 94.0934 | -85.9066 | -85.9066 | -85.9066 |  | 0.11114 | 1.8713 | 1.7959 | 0.11115 | 1.8713 | 1.7959 | -40.7998 | -146.7789 | 150.6584 | -40.7975 | -146.7785 | 150.6584
Line1_1_3 | 0.00029966 | 0.00029966 | 0.00029966 | 0.00030003 | 0.00030003 | 0.00030003 | 6.9204e-05 | 6.9204e-05 | 6.9204e-05 | 6.9289e-05 | 6.9289e-05 | 6.9289e-05 | -5.4299e-06 | -6.2992e-05 | 6.852e-05 | 5.4371e-06 | 6.307e-05 | -6.8604e-05 | -5.4454e-06 | 0.00011315 | 0.00010369 | 5.4531e-06 | -0.00011329 | -0.00010382 | 94.1161 | 94.1161 | 94.1161 | -85.8839 | -85.8839 | -85.8839 |  | 0.11112 | 1.8713 | 1.7959 | 0.11114 | 1.8713 | 1.7959 | -40.8022 | -146.7793 | 150.6585 | -40.7999 | -146.7789 | 150.6584
Line2_1_4 | 0.0033097 | 0.00030191 | 0.00030191 | 0.0033093 | 0.00030228 | 0.00030228 | 0.00076434 | 6.9723e-05 | 6.9723e-05 | 0.00076426 | 6.9808e-05 | 6.9808e-05 | 5.9962e-05 | -6.3507e-05 | 6.8994e-05 | -5.9861e-05 | 6.3587e-05 | -6.9076e-05 | 6.0154e-05 | 0.00011398 | 0.00010449 | -5.9958e-05 | -0.00011411 | -0.00010462 | -85.8939 | 94.0946 | 94.0946 | 94.1061 | -85.9054 | -85.9054 |  | 0.11112 | 1.8713 | 1.7959 | 0.11086 | 1.8713 | 1.7958 | -40.8022 | -146.7793 | 150.6585 | -40.8472 | -146.7774 | 150.6582
Line3_1_5 | 0.00030189 | 0.00030189 | 0.00030189 | 0.00030226 | 0.00030226 | 0.00030226 | 6.9718e-05 | 6.9718e-05 | 6.9718e-05 | 6.9804e-05 | 6.9804e-05 | 6.9804e-05 | -5.4684e-06 | -6.3499e-05 | 6.8993e-05 | 5.4756e-06 | 6.3577e-05 | -6.9077e-05 | -5.4878e-06 | 0.00011397 | 0.00010448 | 5.4954e-06 | -0.00011411 | -0.00010461 | 94.0964 | 94.0964 | 94.0964 | -85.9036 | -85.9036 | -85.9036 |  | 0.11112 | 1.8713 | 1.7959 | 0.11114 | 1.8713 | 1.7959 | -40.8022 | -146.7793 | 150.6585 | -40.7998 | -146.7789 | 150.6584
Line4_2_6 | 0.00030078 | 0.00030078 | 0.00030078 | 0.00030115 | 0.00030115 | 0.00030115 | 6.9462e-05 | 6.9462e-05 | 6.9462e-05 | 6.9547e-05 | 6.9547e-05 | 6.9547e-05 | -5.4497e-06 | -6.3247e-05 | 6.8756e-05 | 5.4568e-06 | 6.3325e-05 | -6.884e-05 | -5.4676e-06 | 0.00011356 | 0.00010409 | 5.4752e-06 | -0.0001137 | -0.00010421 | 94.1061 | 94.1061 | 94.1061 | -85.8939 | -85.894 | -85.894 |  | 0.11114 | 1.8713 | 1.7959 | 0.11115 | 1.8713 | 1.7959 | -40.7999 | -146.7789 | 150.6584 | -40.7975 | -146.7785 | 150.6584
Line5_6_7 | 0.00030115 | 0.00030115 | 0.00030115 | 0.00030152 | 0.00030152 | 0.00030152 | 6.9547e-05 | 6.9547e-05 | 6.9547e-05 | 6.9632e-05 | 6.9632e-05 | 6.9632e-05 | -5.4565e-06 | -6.3331e-05 | 6.8834e-05 | 5.4636e-06 | 6.3409e-05 | -6.8918e-05 | -5.4755e-06 | 0.0001137 | 0.00010422 | 5.4831e-06 | -0.00011384 | -0.00010434 | 94.103 | 94.103 | 94.103 | -85.897 | -85.897 | -85.897 |  | 0.11115 | 1.8713 | 1.7959 | 0.11116 | 1.8713 | 1.7958 | -40.7975 | -146.7785 | 150.6584 | -40.7951 | -146.7782 | 150.6583
Line6_7_8 | 1.1091e-06 | 1.1091e-06 | 1.1091e-06 | 0 | 0 | 0 | 2.5614e-07 | 2.5614e-07 | 2.5614e-07 | 0 | 0 | 0 | 1.9192e-08 | 2.5142e-07 | -2.3641e-07 | -1.2501e-08 | -1.7372e-07 | 1.5201e-07 | 2.1033e-08 | -4.0809e-07 | -3.9459e-07 | -1.4315e-08 | 2.6866e-07 | 2.6676e-07 | -88.4161 | -88.4151 | -88.4151 | 0 | 0 | 0 |  | 0.11116 | 1.8713 | 1.7958 | 0.11116 | 1.8713 | 1.7958 | -40.7951 | -146.7782 | 150.6583 | -40.7951 | -146.7782 | 150.6583
Line7_8_9 | 0 | 0 | 0 | 0 | 0 | 0 | 0 | 0 | 0 | 0 | 0 | 0 | 6.3974e-09 | 8.3807e-08 | -7.8803e-08 | 2.9412e-10 | -6.1018e-09 | -5.5944e-09 | 7.0112e-09 | -1.3603e-07 | -1.3153e-07 | -2.9294e-10 | -3.4005e-09 | 3.6935e-09 | 0 | 0 | 0 | 0 | 0 | 0 |  | 0.11116 | 1.8713 | 1.7958 | 0.11116 | 1.8713 | 1.7958 | -40.7951 | -146.7782 | 150.6583 | -40.7951 | -146.7782 | 150.6583
Line8_8_10 | 0 | 0 | 0 | 0 | 0 | 0 | 0 | 0 | 0 | 0 | 0 | 0 | 6.3974e-09 | 8.3807e-08 | -7.8803e-08 | 2.9412e-10 | -6.1018e-09 | -5.5944e-09 | 7.0112e-09 | -1.3603e-07 | -1.3153e-07 | -2.9294e-10 | -3.4005e-09 | 3.6935e-09 | 0 | 0 | 0 | 0 | 0 | 0 |  | 0.11116 | 1.8713 | 1.7958 | 0.11116 | 1.8713 | 1.7958 | -40.7951 | -146.7782 | 150.6583 | -40.7951 | -146.7782 | 150.6583
Line9_3_11 | 0.00030003 | 0.00030003 | 0.00030003 | 0.0003004 | 0.0003004 | 0.0003004 | 6.9289e-05 | 6.9289e-05 | 6.9289e-05 | 6.9375e-05 | 6.9375e-05 | 6.9375e-05 | -5.4368e-06 | -6.3076e-05 | 6.8598e-05 | 5.4439e-06 | 6.3154e-05 | -6.8682e-05 | -5.4533e-06 | 0.00011329 | 0.00010382 | 5.461e-06 | -0.00011343 | -0.00010395 | 94.113 | 94.113 | 94.113 | -85.887 | -85.887 | -85.887 |  | 0.11114 | 1.8713 | 1.7959 | 0.11115 | 1.8713 | 1.7959 | -40.7999 | -146.7789 | 150.6584 | -40.7975 | -146.7786 | 150.6584

## LG_min_6
name | pf_ikss_a_from_ka | pf_ikss_b_from_ka | pf_ikss_c_from_ka | pf_ikss_a_to_ka | pf_ikss_b_to_ka | pf_ikss_c_to_ka | pf_skss_a_from_mw | pf_skss_b_from_mw | pf_skss_c_from_mw | pf_skss_a_to_mw | pf_skss_b_to_mw | pf_skss_c_to_mw | pf_p_a_from_mw | pf_p_b_from_mw | pf_p_c_from_mw | pf_p_a_to_mw | pf_p_b_to_mw | pf_p_c_to_mw | pf_q_a_from_mvar | pf_q_b_from_mvar | pf_q_c_from_mvar | pf_q_a_to_mvar | pf_q_b_to_mvar | pf_q_c_to_mvar | pf_ikss_a_from_degree | pf_ikss_b_from_degree | pf_ikss_c_from_degree | pf_ikss_a_to_degree | pf_ikss_b_to_degree | pf_ikss_c_to_degree | 3xI0 | pf_vm_a_from_pu | pf_vm_b_from_pu | pf_vm_c_from_pu | pf_vm_a_to_pu | pf_vm_b_to_pu | pf_vm_c_to_pu | pf_va_a_from_degree | pf_va_b_from_degree | pf_va_c_from_degree | pf_va_a_to_degree | pf_va_b_to_degree | pf_va_c_to_degree
Line0_1_2 | 0.00028007 | 0.00028007 | 0.00028007 | 0.00028042 | 0.00028042 | 0.00028042 | 6.468e-05 | 6.468e-05 | 6.468e-05 | 6.4759e-05 | 6.4759e-05 | 6.4759e-05 | -2.9423e-08 | -5.3166e-05 | 5.3261e-05 | 3.0213e-08 | 5.3232e-05 | -5.3326e-05 | -3.0644e-08 | 9.2161e-05 | 9.207e-05 | 3.1467e-08 | -9.2273e-05 | -9.2182e-05 | 90.0492 | 90.0492 | 90.0492 | -89.9508 | -89.9508 | -89.9508 |  | 0.00065681 | 1.645 | 1.6445 | 0.00067363 | 1.645 | 1.6445 | -43.7859 | -149.971 | 150.0002 | -43.7858 | -149.9705 | 150.0003
Line10_11_12 | 0.00028006 | 0.00028006 | 0.00028006 | 0.00028041 | 0.00028041 | 0.00028041 | 6.4678e-05 | 6.4678e-05 | 6.4678e-05 | 6.4758e-05 | 6.4758e-05 | 6.4758e-05 | -3.0927e-08 | -5.3164e-05 | 5.3261e-05 | 3.1719e-08 | 5.323e-05 | -5.3326e-05 | -3.2209e-08 | 9.2158e-05 | 9.2064e-05 | 3.3035e-08 | -9.2271e-05 | -9.2177e-05 | 90.0506 | 90.0506 | 90.0506 | -89.9494 | -89.9494 | -89.9494 |  | 0.00069039 | 1.645 | 1.6445 | 0.00070721 | 1.645 | 1.6444 | -43.7854 | -149.9699 | 150.0005 | -43.7852 | -149.9693 | 150.0006
Line11_12_13 | 0.00028041 | 0.00028041 | 0.00028041 | 0.00028075 | 0.00028075 | 0.00028075 | 6.4758e-05 | 6.4758e-05 | 6.4758e-05 | 6.4837e-05 | 6.4837e-05 | 6.4837e-05 | -3.1717e-08 | -5.3235e-05 | 5.3321e-05 | 3.2512e-08 | 5.3301e-05 | -5.3385e-05 | -3.3036e-08 | 9.2268e-05 | 9.218e-05 | 3.3865e-08 | -9.2381e-05 | -9.2292e-05 | 90.0475 | 90.0475 | 90.0475 | -89.9525 | -89.9525 | -89.9525 |  | 0.00070721 | 1.645 | 1.6444 | 0.00072405 | 1.645 | 1.6444 | -43.7852 | -149.9693 | 150.0006 | -43.7852 | -149.9688 | 150.0008
Line12_13_15 | 1.034e-06 | 1.034e-06 | 1.034e-06 | 0 | 0 | 0 | 2.388e-07 | 2.388e-07 | 2.388e-07 | 0 | 0 | 0 | 1.1414e-10 | 2.1109e-07 | -1.8147e-07 | -7.4268e-11 | -1.4569e-07 | 1.1603e-07 | 1.2988e-10 | -3.3128e-07 | -3.4824e-07 | -8.8323e-11 | 2.1799e-07 | 2.3502e-07 | -92.4753 | -92.4744 | -92.4744 | 0 | 0 | 0 |  | 0.00072405 | 1.645 | 1.6444 | 0.000724 | 1.645 | 1.6444 | -43.7852 | -149.9688 | 150.0008 | -43.785 | -149.9688 | 150.0008
Line13_13_14 | 0.00028179 | 0.00028179 | 0.00028179 | 0.00028213 | 0.00028213 | 0.00028213 | 6.5076e-05 | 6.5076e-05 | 6.5076e-05 | 6.5155e-05 | 6.5155e-05 | 6.5155e-05 | -3.2625e-08 | -5.3517e-05 | 5.3562e-05 | 3.3428e-08 | 5.3583e-05 | -5.3626e-05 | -3.3996e-08 | 9.2709e-05 | 9.2643e-05 | 3.4833e-08 | -9.2821e-05 | -9.2756e-05 | 90.0352 | 90.0352 | 90.0352 | -89.9648 | -89.9648 | -89.9648 |  | 0.00072405 | 1.645 | 1.6444 | 0.00074098 | 1.645 | 1.6444 | -43.7852 | -149.9688 | 150.0008 | -43.7854 | -149.9682 | 150.0009
Line14_15_16 | 0 | 0 | 0 | 0 | 0 | 0 | 0 | 0 | 0 | 0 | 0 | 0 | 7.6087e-11 | 1.4073e-07 | -1.2098e-07 | -3.6223e-11 | -7.5322e-08 | 5.5537e-08 | 8.6578e-11 | -2.2085e-07 | -2.3216e-07 | -4.5032e-11 | 1.0756e-07 | 1.1894e-07 | 0 | 0 | 0 | 0 | 0 | 0 |  | 0.000724 | 1.645 | 1.6444 | 0.00072397 | 1.645 | 1.6444 | -43.785 | -149.9688 | 150.0008 | -43.7848 | -149.9688 | 150.0008
Line15_16_17 | 0 | 0 | 0 | 0 | 0 | 0 | 0 | 0 | 0 | 0 | 0 | 0 | 3.8042e-11 | 7.0364e-08 | -6.0491e-08 | 1.8187e-12 | -4.9577e-09 | -4.9545e-09 | 4.3287e-11 | -1.1043e-07 | -1.1608e-07 | -1.745e-12 | -2.8623e-09 | 2.8641e-09 | 0 | 0 | 0 | 0 | 0 | 0 |  | 0.00072397 | 1.645 | 1.6444 | 0.00072396 | 1.645 | 1.6444 | -43.7848 | -149.9688 | 150.0008 | -43.7848 | -149.9688 | 150.0008
Line16_4_18 | 0.0033675 | 0 | 0 | 0.0033671 | 0 | 0 | 0.00077768 | 0 | 0 | 0.0007776 | 0 | 0 | 1.8142e-07 | 7.0385e-08 | -6.0486e-08 | 1.0772e-14 | -4.9574e-09 | -4.9538e-09 | 1.8898e-07 | -1.1043e-07 | -1.161e-07 | 1.7042e-15 | -2.862e-09 | 2.864e-09 | -89.9555 | 0 | 0 | 90.0445 | 0 | 0 |  | 0.00033686 | 1.645 | 1.6444 | 0 | 1.6449 | 1.6443 | -43.7862 | -149.9682 | 150.0009 | 0 | -149.966 | 150.0015
Line17_5_19 | 0.0002818 | 0.0002818 | 0.0002818 | 0.00028214 | 0.00028214 | 0.00028214 | 6.5078e-05 | 6.5078e-05 | 6.5078e-05 | 6.5158e-05 | 6.5158e-05 | 6.5158e-05 | -3.0357e-08 | -5.352e-05 | 5.3563e-05 | 3.1158e-08 | 5.3586e-05 | -5.3627e-05 | -3.1635e-08 | 9.2713e-05 | 9.2651e-05 | 3.2469e-08 | -9.2825e-05 | -9.2763e-05 | 90.0331 | 90.0331 | 90.0331 | -89.9669 | -89.9669 | -89.9669 |  | 0.00067371 | 1.645 | 1.6445 | 0.00069064 | 1.645 | 1.6445 | -43.7861 | -149.9705 | 150.0003 | -43.7864 | -149.9699 | 150.0005
Line1_1_3 | 0.00027938 | 0.00027938 | 0.00027938 | 0.00027972 | 0.00027972 | 0.00027972 | 6.4519e-05 | 6.4519e-05 | 6.4519e-05 | 6.4599e-05 | 6.4599e-05 | 6.4599e-05 | -2.9353e-08 | -5.3021e-05 | 5.3141e-05 | 3.014e-08 | 5.3088e-05 | -5.3206e-05 | -3.0564e-08 | 9.1939e-05 | 9.1834e-05 | 3.1384e-08 | -9.2052e-05 | -9.1946e-05 | 90.0569 | 90.0569 | 90.0569 | -89.9432 | -89.9432 | -89.9432 |  | 0.00065681 | 1.645 | 1.6445 | 0.00067359 | 1.645 | 1.6445 | -43.7859 | -149.971 | 150.0002 | -43.7856 | -149.9705 | 150.0003
Line2_1_4 | 0.0030856 | 0.00028147 | 0.00028147 | 0.0030853 | 0.00028182 | 0.00028182 | 0.0007126 | 6.5003e-05 | 6.5003e-05 | 0.00071252 | 6.5082e-05 | 6.5082e-05 | 3.2414e-07 | -5.3458e-05 | 5.3501e-05 | -1.6623e-07 | 5.3527e-05 | -5.3562e-05 | 3.3763e-07 | 9.2606e-05 | 9.2545e-05 | -1.7314e-07 | -9.2715e-05 | -9.2654e-05 | -89.9541 | 90.0326 | 90.0326 | 90.0459 | -89.9674 | -89.9674 |  | 0.00065681 | 1.645 | 1.6445 | 0.00033686 | 1.645 | 1.6444 | -43.7859 | -149.971 | 150.0002 | -43.7862 | -149.9682 | 150.0009
Line3_1_5 | 0.00028145 | 0.00028145 | 0.00028145 | 0.0002818 | 0.0002818 | 0.0002818 | 6.4999e-05 | 6.4999e-05 | 6.4999e-05 | 6.5078e-05 | 6.5078e-05 | 6.5078e-05 | -2.9561e-08 | -5.3449e-05 | 5.3503e-05 | 3.0359e-08 | 5.3515e-05 | -5.3568e-05 | -3.0802e-08 | 9.2603e-05 | 9.2536e-05 | 3.1633e-08 | -9.2716e-05 | -9.2648e-05 | 90.0362 | 90.0362 | 90.0362 | -89.9639 | -89.9639 | -89.9639 |  | 0.00065681 | 1.645 | 1.6445 | 0.00067371 | 1.645 | 1.6445 | -43.7859 | -149.971 | 150.0002 | -43.7861 | -149.9705 | 150.0003
Line4_2_6 | 0.00028042 | 0.00028042 | 0.00028042 | 0.00028076 | 0.00028076 | 0.00028076 | 6.4759e-05 | 6.4759e-05 | 6.4759e-05 | 6.4839e-05 | 6.4839e-05 | 6.4839e-05 | -3.0211e-08 | -5.3237e-05 | 5.3321e-05 | 3.1005e-08 | 5.3303e-05 | -5.3386e-05 | -3.1469e-08 | 9.2271e-05 | 9.2185e-05 | 3.2296e-08 | -9.2383e-05 | -9.2297e-05 | 90.0461 | 90.0461 | 90.0461 | -89.9539 | -89.9539 | -89.9539 |  | 0.00067363 | 1.645 | 1.6445 | 0.00069047 | 1.645 | 1.6445 | -43.7858 | -149.9705 | 150.0003 | -43.7857 | -149.9699 | 150.0005
Line5_6_7 | 0.00028076 | 0.00028076 | 0.00028076 | 0.0002811 | 0.0002811 | 0.0002811 | 6.4839e-05 | 6.4839e-05 | 6.4839e-05 | 6.4918e-05 | 6.4918e-05 | 6.4918e-05 | -3.1003e-08 | -5.3308e-05 | 5.3381e-05 | 3.1799e-08 | 5.3374e-05 | -5.3446e-05 | -3.2297e-08 | 9.238e-05 | 9.23e-05 | 3.3127e-08 | -9.2493e-05 | -9.2413e-05 | 90.043 | 90.043 | 90.043 | -89.957 | -89.957 | -89.957 |  | 0.00069047 | 1.645 | 1.6445 | 0.00070733 | 1.645 | 1.6444 | -43.7857 | -149.9699 | 150.0005 | -43.7858 | -149.9693 | 150.0006
Line6_7_8 | 1.034e-06 | 1.034e-06 | 1.034e-06 | 0 | 0 | 0 | 2.388e-07 | 2.388e-07 | 2.388e-07 | 0 | 0 | 0 | 1.115e-10 | 2.111e-07 | -1.8147e-07 | -7.2554e-11 | -1.4569e-07 | 1.1603e-07 | 1.2688e-10 | -3.3128e-07 | -3.4825e-07 | -8.6285e-11 | 2.1799e-07 | 2.3503e-07 | -92.476 | -92.4751 | -92.4751 | 0 | 0 | 0 |  | 0.00070733 | 1.645 | 1.6444 | 0.00070728 | 1.645 | 1.6444 | -43.7858 | -149.9693 | 150.0006 | -43.7856 | -149.9693 | 150.0006
Line7_8_9 | 0 | 0 | 0 | 0 | 0 | 0 | 0 | 0 | 0 | 0 | 0 | 0 | 3.7165e-11 | 7.0365e-08 | -6.0492e-08 | 1.7768e-12 | -4.9578e-09 | -4.9547e-09 | 4.229e-11 | -1.1043e-07 | -1.1608e-07 | -1.7048e-12 | -2.8623e-09 | 2.8641e-09 | 0 | 0 | 0 | 0 | 0 | 0 |  | 0.00070728 | 1.645 | 1.6444 | 0.00070727 | 1.645 | 1.6444 | -43.7856 | -149.9693 | 150.0006 | -43.7855 | -149.9693 | 150.0006
Line8_8_10 | 0 | 0 | 0 | 0 | 0 | 0 | 0 | 0 | 0 | 0 | 0 | 0 | 3.7165e-11 | 7.0365e-08 | -6.0492e-08 | 1.7768e-12 | -4.9578e-09 | -4.9547e-09 | 4.229e-11 | -1.1043e-07 | -1.1608e-07 | -1.7048e-12 | -2.8623e-09 | 2.8641e-09 | 0 | 0 | 0 | 0 | 0 | 0 |  | 0.00070728 | 1.645 | 1.6444 | 0.00070727 | 1.645 | 1.6444 | -43.7856 | -149.9693 | 150.0006 | -43.7855 | -149.9693 | 150.0006
Line9_3_11 | 0.00027972 | 0.00027972 | 0.00027972 | 0.00028006 | 0.00028006 | 0.00028006 | 6.4599e-05 | 6.4599e-05 | 6.4599e-05 | 6.4678e-05 | 6.4678e-05 | 6.4678e-05 | -3.0139e-08 | -5.3093e-05 | 5.3201e-05 | 3.0928e-08 | 5.3159e-05 | -5.3266e-05 | -3.1385e-08 | 9.2049e-05 | 9.1949e-05 | 3.2208e-08 | -9.2161e-05 | -9.2061e-05 | 90.0537 | 90.0537 | 90.0537 | -89.9463 | -89.9463 | -89.9463 |  | 0.00067359 | 1.645 | 1.6445 | 0.00069039 | 1.645 | 1.6445 | -43.7856 | -149.9705 | 150.0003 | -43.7854 | -149.9699 | 150.0005

## LG_min_10
name | pf_ikss_a_from_ka | pf_ikss_b_from_ka | pf_ikss_c_from_ka | pf_ikss_a_to_ka | pf_ikss_b_to_ka | pf_ikss_c_to_ka | pf_skss_a_from_mw | pf_skss_b_from_mw | pf_skss_c_from_mw | pf_skss_a_to_mw | pf_skss_b_to_mw | pf_skss_c_to_mw | pf_p_a_from_mw | pf_p_b_from_mw | pf_p_c_from_mw | pf_p_a_to_mw | pf_p_b_to_mw | pf_p_c_to_mw | pf_q_a_from_mvar | pf_q_b_from_mvar | pf_q_c_from_mvar | pf_q_a_to_mvar | pf_q_b_to_mvar | pf_q_c_to_mvar | pf_ikss_a_from_degree | pf_ikss_b_from_degree | pf_ikss_c_from_degree | pf_ikss_a_to_degree | pf_ikss_b_to_degree | pf_ikss_c_to_degree | 3xI0 | pf_vm_a_from_pu | pf_vm_b_from_pu | pf_vm_c_from_pu | pf_vm_a_to_pu | pf_vm_b_to_pu | pf_vm_c_to_pu | pf_va_a_from_degree | pf_va_b_from_degree | pf_va_c_from_degree | pf_va_a_to_degree | pf_va_b_to_degree | pf_va_c_to_degree
Line0_1_2 | 0.00026533 | 0.00026533 | 0.00026533 | 0.00026566 | 0.00026566 | 0.00026566 | 6.1276e-05 | 6.1276e-05 | 6.1276e-05 | 6.1351e-05 | 6.1351e-05 | 6.1351e-05 | -2.6407e-08 | -4.7717e-05 | 4.7803e-05 | 2.7116e-08 | 4.7776e-05 | -4.7861e-05 | -2.7503e-08 | 8.2715e-05 | 8.2633e-05 | 2.8242e-08 | -8.2816e-05 | -8.2734e-05 | 90.0492 | 90.0492 | 90.0492 | -89.9508 | -89.9508 | -89.9508 |  | 0.00062224 | 1.5584 | 1.5579 | 0.00063818 | 1.5584 | 1.5579 | -43.7859 | -149.971 | 150.0002 | -43.7858 | -149.9705 | 150.0003
Line10_11_12 | 0.00026532 | 0.00026532 | 0.00026532 | 0.00026565 | 0.00026565 | 0.00026565 | 6.1274e-05 | 6.1274e-05 | 6.1274e-05 | 6.1349e-05 | 6.1349e-05 | 6.1349e-05 | -2.7757e-08 | -4.7715e-05 | 4.7802e-05 | 2.8468e-08 | 4.7774e-05 | -4.786e-05 | -2.8908e-08 | 8.2713e-05 | 8.2628e-05 | 2.9649e-08 | -8.2814e-05 | -8.2729e-05 | 90.0506 | 90.0506 | 90.0506 | -89.9494 | -89.9494 | -89.9494 |  | 0.00065405 | 1.5584 | 1.5579 | 0.00066999 | 1.5584 | 1.5579 | -43.7854 | -149.9699 | 150.0005 | -43.7852 | -149.9693 | 150.0006
Line11_12_13 | 0.00026565 | 0.00026565 | 0.00026565 | 0.00026598 | 0.00026598 | 0.00026598 | 6.1349e-05 | 6.1349e-05 | 6.1349e-05 | 6.1425e-05 | 6.1425e-05 | 6.1425e-05 | -2.8466e-08 | -4.7779e-05 | 4.7856e-05 | 2.918e-08 | 4.7838e-05 | -4.7914e-05 | -2.965e-08 | 8.2811e-05 | 8.2732e-05 | 3.0394e-08 | -8.2912e-05 | -8.2833e-05 | 90.0475 | 90.0475 | 90.0475 | -89.9525 | -89.9525 | -89.9525 |  | 0.00066999 | 1.5584 | 1.5579 | 0.00068594 | 1.5584 | 1.5579 | -43.7852 | -149.9693 | 150.0006 | -43.7852 | -149.9688 | 150.0008
Line12_13_15 | 0 | 0 | 0 | 0 | 0 | 0 | 0 | 0 | 0 | 0 | 0 | 0 | 1.0244e-10 | 1.8946e-07 | -1.6287e-07 | -6.6656e-11 | -1.3075e-07 | 1.0414e-07 | 1.1656e-10 | -2.9732e-07 | -3.1255e-07 | -7.9271e-11 | 1.9565e-07 | 2.1094e-07 | 0 | 0 | 0 | 0 | 0 | 0 |  | 0.00068594 | 1.5584 | 1.5579 | 0.00068589 | 1.5584 | 1.5579 | -43.7852 | -149.9688 | 150.0008 | -43.785 | -149.9688 | 150.0008
Line13_13_14 | 0.00026696 | 0.00026696 | 0.00026696 | 0.00026728 | 0.00026728 | 0.00026728 | 6.1651e-05 | 6.1651e-05 | 6.1651e-05 | 6.1726e-05 | 6.1726e-05 | 6.1726e-05 | -2.9281e-08 | -4.8032e-05 | 4.8072e-05 | 3.0002e-08 | 4.8091e-05 | -4.813e-05 | -3.0512e-08 | 8.3207e-05 | 8.3148e-05 | 3.1263e-08 | -8.3308e-05 | -8.3249e-05 | 90.0352 | 90.0352 | 90.0352 | -89.9648 | -89.9648 | -89.9648 |  | 0.00068594 | 1.5584 | 1.5579 | 0.00070198 | 1.5584 | 1.5579 | -43.7852 | -149.9688 | 150.0008 | -43.7854 | -149.9682 | 150.0009
Line14_15_16 | 0 | 0 | 0 | 0 | 0 | 0 | 0 | 0 | 0 | 0 | 0 | 0 | 6.8288e-11 | 1.263e-07 | -1.0858e-07 | -3.251e-11 | -6.7602e-08 | 4.9845e-08 | 7.7704e-11 | -1.9821e-07 | -2.0836e-07 | -4.0417e-11 | 9.6539e-08 | 1.0675e-07 | 0 | 0 | 0 | 0 | 0 | 0 |  | 0.00068589 | 1.5584 | 1.5579 | 0.00068586 | 1.5584 | 1.5579 | -43.785 | -149.9688 | 150.0008 | -43.7848 | -149.9688 | 150.0008
Line15_16_17 | 0 | 0 | 0 | 0 | 0 | 0 | 0 | 0 | 0 | 0 | 0 | 0 | 3.4143e-11 | 6.3152e-08 | -5.4291e-08 | 1.6323e-12 | -4.4496e-09 | -4.4467e-09 | 3.8851e-11 | -9.9107e-08 | -1.0418e-07 | -1.5661e-12 | -2.5689e-09 | 2.5706e-09 | 0 | 0 | 0 | 0 | 0 | 0 |  | 0.00068586 | 1.5584 | 1.5579 | 0.00068586 | 1.5584 | 1.5579 | -43.7848 | -149.9688 | 150.0008 | -43.7848 | -149.9688 | 150.0008
Line16_4_18 | 0.0031902 | 0 | 0 | 0.0031899 | 0 | 0 | 0.00073675 | 0 | 0 | 0.00073667 | 0 | 0 | 1.6283e-07 | 6.3171e-08 | -5.4287e-08 | 9.6682e-15 | -4.4493e-09 | -4.4461e-09 | 1.6961e-07 | -9.9112e-08 | -1.042e-07 | 1.5294e-15 | -2.5686e-09 | 2.5705e-09 | -89.9555 | 0 | 0 | 90.0445 | 0 | 0 |  | 0.00031913 | 1.5584 | 1.5579 | 0 | 1.5584 | 1.5578 | -43.7862 | -149.9682 | 150.0009 | 0 | -149.966 | 150.0015
Line17_5_19 | 0.00026697 | 0.00026697 | 0.00026697 | 0.00026729 | 0.00026729 | 0.00026729 | 6.1653e-05 | 6.1653e-05 | 6.1653e-05 | 6.1728e-05 | 6.1728e-05 | 6.1728e-05 | -2.7246e-08 | -4.8035e-05 | 4.8073e-05 | 2.7964e-08 | 4.8094e-05 | -4.8131e-05 | -2.8392e-08 | 8.321e-05 | 8.3155e-05 | 2.9141e-08 | -8.3311e-05 | -8.3256e-05 | 90.0331 | 90.0331 | 90.0331 | -89.9669 | -89.9669 | -89.9669 |  | 0.00063825 | 1.5584 | 1.5579 | 0.00065429 | 1.5584 | 1.5579 | -43.7861 | -149.9705 | 150.0003 | -43.7864 | -149.9699 | 150.0005
Line1_1_3 | 0.00026467 | 0.00026467 | 0.00026467 | 0.000265 | 0.000265 | 0.000265 | 6.1123e-05 | 6.1123e-05 | 6.1123e-05 | 6.1199e-05 | 6.1199e-05 | 6.1199e-05 | -2.6345e-08 | -4.7587e-05 | 4.7695e-05 | 2.7051e-08 | 4.7646e-05 | -4.7753e-05 | -2.7431e-08 | 8.2516e-05 | 8.2421e-05 | 2.8167e-08 | -8.2617e-05 | -8.2522e-05 | 90.0569 | 90.0569 | 90.0569 | -89.9432 | -89.9432 | -89.9432 |  | 0.00062224 | 1.5584 | 1.5579 | 0.00063814 | 1.5584 | 1.5579 | -43.7859 | -149.971 | 150.0002 | -43.7856 | -149.9705 | 150.0003
Line2_1_4 | 0.0029232 | 0.00026666 | 0.00026666 | 0.0029229 | 0.00026698 | 0.00026698 | 0.00067509 | 6.1582e-05 | 6.1582e-05 | 0.00067502 | 6.1657e-05 | 6.1657e-05 | 2.9092e-07 | -4.7979e-05 | 4.8017e-05 | -1.4919e-07 | 4.8041e-05 | -4.8073e-05 | 3.0303e-07 | 8.3114e-05 | 8.306e-05 | -1.554e-07 | -8.3213e-05 | -8.3158e-05 | -89.9541 | 90.0326 | 90.0326 | 90.0459 | -89.9674 | -89.9674 |  | 0.00062224 | 1.5584 | 1.5579 | 0.00031913 | 1.5584 | 1.5579 | -43.7859 | -149.971 | 150.0002 | -43.7862 | -149.9682 | 150.0009
Line3_1_5 | 0.00026664 | 0.00026664 | 0.00026664 | 0.00026697 | 0.00026697 | 0.00026697 | 6.1578e-05 | 6.1578e-05 | 6.1578e-05 | 6.1653e-05 | 6.1653e-05 | 6.1653e-05 | -2.6531e-08 | -4.7971e-05 | 4.8019e-05 | 2.7247e-08 | 4.803e-05 | -4.8077e-05 | -2.7645e-08 | 8.3112e-05 | 8.3051e-05 | 2.8391e-08 | -8.3213e-05 | -8.3152e-05 | 90.0362 | 90.0362 | 90.0362 | -89.9639 | -89.9639 | -89.9639 |  | 0.00062224 | 1.5584 | 1.5579 | 0.00063825 | 1.5584 | 1.5579 | -43.7859 | -149.971 | 150.0002 | -43.7861 | -149.9705 | 150.0003
Line4_2_6 | 0.00026566 | 0.00026566 | 0.00026566 | 0.00026598 | 0.00026598 | 0.00026598 | 6.1351e-05 | 6.1351e-05 | 6.1351e-05 | 6.1426e-05 | 6.1426e-05 | 6.1426e-05 | -2.7115e-08 | -4.778e-05 | 4.7856e-05 | 2.7827e-08 | 4.784e-05 | -4.7914e-05 | -2.8244e-08 | 8.2814e-05 | 8.2737e-05 | 2.8985e-08 | -8.2915e-05 | -8.2837e-05 | 90.0461 | 90.0461 | 90.0461 | -89.9539 | -89.9539 | -89.9539 |  | 0.00063818 | 1.5584 | 1.5579 | 0.00065413 | 1.5584 | 1.5579 | -43.7858 | -149.9705 | 150.0003 | -43.7857 | -149.9699 | 150.0005
Line5_6_7 | 0.00026598 | 0.00026598 | 0.00026598 | 0.00026631 | 0.00026631 | 0.00026631 | 6.1426e-05 | 6.1426e-05 | 6.1426e-05 | 6.1502e-05 | 6.1502e-05 | 6.1502e-05 | -2.7825e-08 | -4.7844e-05 | 4.791e-05 | 2.854e-08 | 4.7904e-05 | -4.7968e-05 | -2.8987e-08 | 8.2912e-05 | 8.284e-05 | 2.9731e-08 | -8.3013e-05 | -8.2941e-05 | 90.043 | 90.043 | 90.043 | -89.957 | -89.957 | -89.957 |  | 0.00065413 | 1.5584 | 1.5579 | 0.00067011 | 1.5584 | 1.5579 | -43.7857 | -149.9699 | 150.0005 | -43.7858 | -149.9693 | 150.0006
Line6_7_8 | 0 | 0 | 0 | 0 | 0 | 0 | 0 | 0 | 0 | 0 | 0 | 0 | 1.0008e-10 | 1.8946e-07 | -1.6287e-07 | -6.5118e-11 | -1.3076e-07 | 1.0414e-07 | 1.1388e-10 | -2.9733e-07 | -3.1256e-07 | -7.7441e-11 | 1.9565e-07 | 2.1094e-07 | 0 | 0 | 0 | 0 | 0 | 0 |  | 0.00067011 | 1.5584 | 1.5579 | 0.00067006 | 1.5584 | 1.5579 | -43.7858 | -149.9693 | 150.0006 | -43.7856 | -149.9693 | 150.0006
Line7_8_9 | 0 | 0 | 0 | 0 | 0 | 0 | 0 | 0 | 0 | 0 | 0 | 0 | 3.3356e-11 | 6.3153e-08 | -5.4292e-08 | 1.5947e-12 | -4.4497e-09 | -4.4469e-09 | 3.7956e-11 | -9.9109e-08 | -1.0419e-07 | -1.53e-12 | -2.569e-09 | 2.5706e-09 | 0 | 0 | 0 | 0 | 0 | 0 |  | 0.00067006 | 1.5584 | 1.5579 | 0.00067005 | 1.5584 | 1.5579 | -43.7856 | -149.9693 | 150.0006 | -43.7855 | -149.9693 | 150.0006
Line8_8_10 | 0 | 0 | 0 | 0 | 0 | 0 | 0 | 0 | 0 | 0 | 0 | 0 | 3.3356e-11 | 6.3153e-08 | -5.4292e-08 | 1.5947e-12 | -4.4497e-09 | -4.4469e-09 | 3.7956e-11 | -9.9109e-08 | -1.0419e-07 | -1.53e-12 | -2.569e-09 | 2.5706e-09 | 0 | 0 | 0 | 0 | 0 | 0 |  | 0.00067006 | 1.5584 | 1.5579 | 0.00067005 | 1.5584 | 1.5579 | -43.7856 | -149.9693 | 150.0006 | -43.7855 | -149.9693 | 150.0006
Line9_3_11 | 0.000265 | 0.000265 | 0.000265 | 0.00026532 | 0.00026532 | 0.00026532 | 6.1199e-05 | 6.1199e-05 | 6.1199e-05 | 6.1274e-05 | 6.1274e-05 | 6.1274e-05 | -2.705e-08 | -4.7651e-05 | 4.7748e-05 | 2.7758e-08 | 4.771e-05 | -4.7806e-05 | -2.8168e-08 | 8.2614e-05 | 8.2525e-05 | 2.8907e-08 | -8.2715e-05 | -8.2626e-05 | 90.0537 | 90.0537 | 90.0537 | -89.9463 | -89.9463 | -89.9463 |  | 0.00063814 | 1.5584 | 1.5579 | 0.00065405 | 1.5584 | 1.5579 | -43.7856 | -149.9705 | 150.0003 | -43.7854 | -149.9699 | 150.0005

## LG_min_fault_6
name | pf_ikss_a_from_ka | pf_ikss_b_from_ka | pf_ikss_c_from_ka | pf_ikss_a_to_ka | pf_ikss_b_to_ka | pf_ikss_c_to_ka | pf_skss_a_from_mw | pf_skss_b_from_mw | pf_skss_c_from_mw | pf_skss_a_to_mw | pf_skss_b_to_mw | pf_skss_c_to_mw | pf_p_a_from_mw | pf_p_b_from_mw | pf_p_c_from_mw | pf_p_a_to_mw | pf_p_b_to_mw | pf_p_c_to_mw | pf_q_a_from_mvar | pf_q_b_from_mvar | pf_q_c_from_mvar | pf_q_a_to_mvar | pf_q_b_to_mvar | pf_q_c_to_mvar | pf_ikss_a_from_degree | pf_ikss_b_from_degree | pf_ikss_c_from_degree | pf_ikss_a_to_degree | pf_ikss_b_to_degree | pf_ikss_c_to_degree | 3xI0 | pf_vm_a_from_pu | pf_vm_b_from_pu | pf_vm_c_from_pu | pf_vm_a_to_pu | pf_vm_b_to_pu | pf_vm_c_to_pu | pf_va_a_from_degree | pf_va_b_from_degree | pf_va_c_from_degree | pf_va_a_to_degree | pf_va_b_to_degree | pf_va_c_to_degree
Line0_1_2 | 0.00025944 | 0.00025944 | 0.00025944 | 0.00025976 | 0.00025976 | 0.00025976 | 5.9915e-05 | 5.9915e-05 | 5.9915e-05 | 5.9989e-05 | 5.9989e-05 | 5.9989e-05 | -4.0716e-06 | -4.7102e-05 | 5.123e-05 | 4.0773e-06 | 4.716e-05 | -5.1293e-05 | -4.072e-06 | 8.461e-05 | 7.7523e-05 | 4.0777e-06 | -8.4713e-05 | -7.7618e-05 | 94.1223 | 94.1223 | 94.1223 | -85.8777 | -85.8777 | -85.8777 |  | 0.09611 | 1.6162 | 1.5509 | 0.096126 | 1.6162 | 1.5509 | -40.8748 | -146.7733 | 150.664 | -40.8746 | -146.7728 | 150.6641
Line10_11_12 | 0.00025943 | 0.00025943 | 0.00025943 | 0.00025975 | 0.00025975 | 0.00025975 | 5.9914e-05 | 5.9914e-05 | 5.9914e-05 | 5.9987e-05 | 5.9987e-05 | 5.9987e-05 | -4.0729e-06 | -4.71e-05 | 5.123e-05 | 4.0786e-06 | 4.7158e-05 | -5.1292e-05 | -4.0732e-06 | 8.4608e-05 | 7.7519e-05 | 4.0789e-06 | -8.4711e-05 | -7.7613e-05 | 94.1237 | 94.1237 | 94.1237 | -85.8763 | -85.8763 | -85.8763 |  | 0.096141 | 1.6162 | 1.5509 | 0.096157 | 1.6162 | 1.5508 | -40.8744 | -146.7723 | 150.6642 | -40.8742 | -146.7718 | 150.6643
Line11_12_13 | 0.00025975 | 0.00025975 | 0.00025975 | 0.00026007 | 0.00026007 | 0.00026007 | 5.9987e-05 | 5.9987e-05 | 5.9987e-05 | 6.0061e-05 | 6.0061e-05 | 6.0061e-05 | -4.0783e-06 | -4.7163e-05 | 5.1288e-05 | 4.084e-06 | 4.7222e-05 | -5.135e-05 | -4.0791e-06 | 8.4709e-05 | 7.7616e-05 | 4.0848e-06 | -8.4812e-05 | -7.7711e-05 | 94.1206 | 94.1206 | 94.1206 | -85.8794 | -85.8794 | -85.8794 |  | 0.096157 | 1.6162 | 1.5508 | 0.096172 | 1.6162 | 1.5508 | -40.8742 | -146.7718 | 150.6643 | -40.874 | -146.7712 | 150.6644
Line12_13_15 | 0 | 0 | 0 | 0 | 0 | 0 | 0 | 0 | 0 | 0 | 0 | 0 | 1.4365e-08 | 1.875e-07 | -1.7635e-07 | -9.3571e-09 | -1.2955e-07 | 1.1339e-07 | 1.5692e-08 | -3.0441e-07 | -2.9426e-07 | -1.0681e-08 | 2.0041e-07 | 1.9893e-07 | 0 | 0 | 0 | 0 | 0 | 0 |  | 0.096172 | 1.6162 | 1.5508 | 0.096172 | 1.6162 | 1.5508 | -40.874 | -146.7712 | 150.6644 | -40.874 | -146.7712 | 150.6644
Line13_13_14 | 0.00026103 | 0.00026103 | 0.00026103 | 0.00026135 | 0.00026135 | 0.00026135 | 6.0282e-05 | 6.0282e-05 | 6.0282e-05 | 6.0356e-05 | 6.0356e-05 | 6.0356e-05 | -4.0981e-06 | -4.7414e-05 | 5.1522e-05 | 4.1038e-06 | 4.7472e-05 | -5.1585e-05 | -4.1007e-06 | 8.5114e-05 | 7.8008e-05 | 4.1064e-06 | -8.5217e-05 | -7.8102e-05 | 94.1083 | 94.1083 | 94.1083 | -85.8918 | -85.8918 | -85.8918 |  | 0.096172 | 1.6162 | 1.5508 | 0.096188 | 1.6162 | 1.5508 | -40.874 | -146.7712 | 150.6644 | -40.8738 | -146.7707 | 150.6645
Line14_15_16 | 0 | 0 | 0 | 0 | 0 | 0 | 0 | 0 | 0 | 0 | 0 | 0 | 9.5765e-09 | 1.25e-07 | -1.1757e-07 | -4.5689e-09 | -6.705e-08 | 5.4611e-08 | 1.0461e-08 | -2.0294e-07 | -1.9617e-07 | -5.4499e-09 | 9.8935e-08 | 1.0084e-07 | 0 | 0 | 0 | 0 | 0 | 0 |  | 0.096172 | 1.6162 | 1.5508 | 0.096172 | 1.6162 | 1.5508 | -40.874 | -146.7712 | 150.6644 | -40.874 | -146.7712 | 150.6644
Line15_16_17 | 0 | 0 | 0 | 0 | 0 | 0 | 0 | 0 | 0 | 0 | 0 | 0 | 4.7883e-09 | 6.2499e-08 | -5.8783e-08 | 2.194e-10 | -4.5516e-09 | -4.1719e-09 | 5.2307e-09 | -1.0147e-07 | -9.8086e-08 | -2.1922e-10 | -2.5358e-09 | 2.7551e-09 | 0 | 0 | 0 | 0 | 0 | 0 |  | 0.096172 | 1.6162 | 1.5508 | 0.096172 | 1.6162 | 1.5508 | -40.874 | -146.7712 | 150.6644 | -40.874 | -146.7712 | 150.6644
Line16_4_18 | 0.0031194 | 0 | 0 | 0.0031191 | 0 | 0 | 0.00072039 | 0 | 0 | 0.00072032 | 0 | 0 | 4.8804e-05 | 6.2517e-08 | -5.8779e-08 | -4.8643e-05 | -4.5513e-09 | -4.1712e-09 | 4.881e-05 | -1.0148e-07 | -9.8103e-08 | -4.8643e-05 | -2.5356e-09 | 2.755e-09 | -85.8824 | 0 | 0 | 94.1176 | 0 | 0 |  | 0.095814 | 1.6162 | 1.5508 | 0.095502 | 1.6162 | 1.5507 | -40.8784 | -146.7707 | 150.6645 | -40.8822 | -146.7686 | 150.6649
Line17_5_19 | 0.00026104 | 0.00026104 | 0.00026104 | 0.00026136 | 0.00026136 | 0.00026136 | 6.0284e-05 | 6.0284e-05 | 6.0284e-05 | 6.0358e-05 | 6.0358e-05 | 6.0358e-05 | -4.0962e-06 | -4.7417e-05 | 5.1523e-05 | 4.1019e-06 | 4.7475e-05 | -5.1586e-05 | -4.099e-06 | 8.5117e-05 | 7.8015e-05 | 4.1047e-06 | -8.5221e-05 | -7.8109e-05 | 94.1062 | 94.1061 | 94.1061 | -85.8939 | -85.8939 | -85.8939 |  | 0.096126 | 1.6162 | 1.5509 | 0.096141 | 1.6162 | 1.5509 | -40.8746 | -146.7728 | 150.6641 | -40.8744 | -146.7723 | 150.6642
Line1_1_3 | 0.0002588 | 0.0002588 | 0.0002588 | 0.00025911 | 0.00025911 | 0.00025911 | 5.9766e-05 | 5.9766e-05 | 5.9766e-05 | 5.984e-05 | 5.984e-05 | 5.984e-05 | -4.0621e-06 | -4.6974e-05 | 5.1113e-05 | 4.0677e-06 | 4.7032e-05 | -5.1176e-05 | -4.0614e-06 | 8.4406e-05 | 7.7324e-05 | 4.0671e-06 | -8.4509e-05 | -7.7418e-05 | 94.1299 | 94.1299 | 94.1299 | -85.8701 | -85.8701 | -85.8701 |  | 0.09611 | 1.6162 | 1.5509 | 0.096126 | 1.6162 | 1.5509 | -40.8748 | -146.7733 | 150.664 | -40.8746 | -146.7728 | 150.6641
Line2_1_4 | 0.0028583 | 0.00026074 | 0.00026074 | 0.002858 | 0.00026106 | 0.00026106 | 0.0006601 | 6.0214e-05 | 6.0214e-05 | 0.00066003 | 6.0288e-05 | 6.0288e-05 | 4.4856e-05 | -4.7362e-05 | 5.1464e-05 | -4.4715e-05 | 4.7423e-05 | -5.1523e-05 | 4.4866e-05 | 8.5019e-05 | 7.7925e-05 | -4.472e-05 | -8.512e-05 | -7.8017e-05 | -85.8811 | 94.1057 | 94.1057 | 94.1189 | -85.8943 | -85.8943 |  | 0.09611 | 1.6162 | 1.5509 | 0.095814 | 1.6162 | 1.5508 | -40.8748 | -146.7733 | 150.664 | -40.8784 | -146.7707 | 150.6645
Line3_1_5 | 0.00026072 | 0.00026072 | 0.00026072 | 0.00026104 | 0.00026104 | 0.00026104 | 6.0211e-05 | 6.0211e-05 | 6.0211e-05 | 6.0284e-05 | 6.0284e-05 | 6.0284e-05 | -4.0908e-06 | -4.7353e-05 | 5.1465e-05 | 4.0964e-06 | 4.7412e-05 | -5.1527e-05 | -4.0931e-06 | 8.5017e-05 | 7.7917e-05 | 4.0987e-06 | -8.512e-05 | -7.8012e-05 | 94.1092 | 94.1092 | 94.1092 | -85.8908 | -85.8908 | -85.8908 |  | 0.09611 | 1.6162 | 1.5509 | 0.096126 | 1.6162 | 1.5509 | -40.8748 | -146.7733 | 150.664 | -40.8746 | -146.7728 | 150.6641
Line4_2_6 | 0.00025976 | 0.00025976 | 0.00025976 | 0.00026008 | 0.00026008 | 0.00026008 | 5.9989e-05 | 5.9989e-05 | 5.9989e-05 | 6.0062e-05 | 6.0062e-05 | 6.0062e-05 | -4.0771e-06 | -4.7165e-05 | 5.1288e-05 | 4.0827e-06 | 4.7224e-05 | -5.1351e-05 | -4.0779e-06 | 8.4711e-05 | 7.7621e-05 | 4.0836e-06 | -8.4814e-05 | -7.7715e-05 | 94.1192 | 94.1192 | 94.1192 | -85.8808 | -85.8808 | -85.8808 |  | 0.096126 | 1.6162 | 1.5509 | 0.096141 | 1.6162 | 1.5509 | -40.8746 | -146.7728 | 150.6641 | -40.8744 | -146.7723 | 150.6642
Line5_6_7 | 0.00026008 | 0.00026008 | 0.00026008 | 0.0002604 | 0.0002604 | 0.0002604 | 6.0062e-05 | 6.0062e-05 | 6.0062e-05 | 6.0136e-05 | 6.0136e-05 | 6.0136e-05 | -4.0825e-06 | -4.7228e-05 | 5.1347e-05 | 4.0881e-06 | 4.7287e-05 | -5.1409e-05 | -4.0839e-06 | 8.4812e-05 | 7.7718e-05 | 4.0895e-06 | -8.4915e-05 | -7.7813e-05 | 94.1161 | 94.1161 | 94.1161 | -85.8839 | -85.8839 | -85.8839 |  | 0.096141 | 1.6162 | 1.5509 | 0.096157 | 1.6162 | 1.5508 | -40.8744 | -146.7723 | 150.6642 | -40.8742 | -146.7718 | 150.6643
Line6_7_8 | 0 | 0 | 0 | 0 | 0 | 0 | 0 | 0 | 0 | 0 | 0 | 0 | 1.4363e-08 | 1.875e-07 | -1.7635e-07 | -9.3557e-09 | -1.2955e-07 | 1.1339e-07 | 1.569e-08 | -3.0442e-07 | -2.9427e-07 | -1.0679e-08 | 2.0041e-07 | 1.9893e-07 | 0 | 0 | 0 | 0 | 0 | 0 |  | 0.096157 | 1.6162 | 1.5508 | 0.096157 | 1.6162 | 1.5508 | -40.8742 | -146.7718 | 150.6643 | -40.8742 | -146.7718 | 150.6643
Line7_8_9 | 0 | 0 | 0 | 0 | 0 | 0 | 0 | 0 | 0 | 0 | 0 | 0 | 4.7875e-09 | 6.25e-08 | -5.8783e-08 | 2.1937e-10 | -4.5516e-09 | -4.172e-09 | 5.2299e-09 | -1.0147e-07 | -9.8089e-08 | -2.1919e-10 | -2.5359e-09 | 2.7551e-09 | 0 | 0 | 0 | 0 | 0 | 0 |  | 0.096157 | 1.6162 | 1.5508 | 0.096157 | 1.6162 | 1.5508 | -40.8742 | -146.7718 | 150.6643 | -40.8742 | -146.7718 | 150.6643
Line8_8_10 | 0 | 0 | 0 | 0 | 0 | 0 | 0 | 0 | 0 | 0 | 0 | 0 | 4.7875e-09 | 6.25e-08 | -5.8783e-08 | 2.1937e-10 | -4.5516e-09 | -4.172e-09 | 5.2299e-09 | -1.0147e-07 | -9.8089e-08 | -2.1919e-10 | -2.5359e-09 | 2.7551e-09 | 0 | 0 | 0 | 0 | 0 | 0 |  | 0.096157 | 1.6162 | 1.5508 | 0.096157 | 1.6162 | 1.5508 | -40.8742 | -146.7718 | 150.6643 | -40.8742 | -146.7718 | 150.6643
Line9_3_11 | 0.00025911 | 0.00025911 | 0.00025911 | 0.00025943 | 0.00025943 | 0.00025943 | 5.984e-05 | 5.984e-05 | 5.984e-05 | 5.9914e-05 | 5.9914e-05 | 5.9914e-05 | -4.0675e-06 | -4.7037e-05 | 5.1172e-05 | 4.0731e-06 | 4.7095e-05 | -5.1234e-05 | -4.0673e-06 | 8.4507e-05 | 7.7421e-05 | 4.073e-06 | -8.461e-05 | -7.7516e-05 | 94.1268 | 94.1268 | 94.1268 | -85.8732 | -85.8732 | -85.8732 |  | 0.096126 | 1.6162 | 1.5509 | 0.096141 | 1.6162 | 1.5509 | -40.8746 | -146.7728 | 150.6641 | -40.8744 | -146.7723 | 150.6642

## LG_min_fault_10
name | pf_ikss_a_from_ka | pf_ikss_b_from_ka | pf_ikss_c_from_ka | pf_ikss_a_to_ka | pf_ikss_b_to_ka | pf_ikss_c_to_ka | pf_skss_a_from_mw | pf_skss_b_from_mw | pf_skss_c_from_mw | pf_skss_a_to_mw | pf_skss_b_to_mw | pf_skss_c_to_mw | pf_p_a_from_mw | pf_p_b_from_mw | pf_p_c_from_mw | pf_p_a_to_mw | pf_p_b_to_mw | pf_p_c_to_mw | pf_q_a_from_mvar | pf_q_b_from_mvar | pf_q_c_from_mvar | pf_q_a_to_mvar | pf_q_b_to_mvar | pf_q_c_to_mvar | pf_ikss_a_from_degree | pf_ikss_b_from_degree | pf_ikss_c_from_degree | pf_ikss_a_to_degree | pf_ikss_b_to_degree | pf_ikss_c_to_degree | 3xI0 | pf_vm_a_from_pu | pf_vm_b_from_pu | pf_vm_c_from_pu | pf_vm_a_to_pu | pf_vm_b_to_pu | pf_vm_c_to_pu | pf_va_a_from_degree | pf_va_b_from_degree | pf_va_c_from_degree | pf_va_a_to_degree | pf_va_b_to_degree | pf_va_c_to_degree
Line0_1_2 | 0.00024579 | 0.00024579 | 0.00024579 | 0.00024609 | 0.00024609 | 0.00024609 | 5.6762e-05 | 5.6762e-05 | 5.6762e-05 | 5.6831e-05 | 5.6831e-05 | 5.6831e-05 | -3.6543e-06 | -4.2274e-05 | 4.598e-05 | 3.6594e-06 | 4.2327e-05 | -4.6036e-05 | -3.6547e-06 | 7.5938e-05 | 6.9578e-05 | 3.6598e-06 | -7.6031e-05 | -6.9662e-05 | 94.1223 | 94.1223 | 94.1223 | -85.8777 | -85.8777 | -85.8777 |  | 0.091052 | 1.5312 | 1.4693 | 0.091066 | 1.5312 | 1.4692 | -40.8748 | -146.7733 | 150.664 | -40.8746 | -146.7728 | 150.6641
Line10_11_12 | 0.00024578 | 0.00024578 | 0.00024578 | 0.00024608 | 0.00024608 | 0.00024608 | 5.676e-05 | 5.676e-05 | 5.676e-05 | 5.683e-05 | 5.683e-05 | 5.683e-05 | -3.6555e-06 | -4.2272e-05 | 4.5979e-05 | 3.6605e-06 | 4.2325e-05 | -4.6035e-05 | -3.6557e-06 | 7.5936e-05 | 6.9573e-05 | 3.6608e-06 | -7.6029e-05 | -6.9658e-05 | 94.1237 | 94.1237 | 94.1237 | -85.8763 | -85.8763 | -85.8763 |  | 0.091081 | 1.5312 | 1.4692 | 0.091096 | 1.5312 | 1.4692 | -40.8744 | -146.7723 | 150.6642 | -40.8742 | -146.7718 | 150.6643
Line11_12_13 | 0.00024608 | 0.00024608 | 0.00024608 | 0.00024638 | 0.00024638 | 0.00024638 | 5.683e-05 | 5.683e-05 | 5.683e-05 | 5.69e-05 | 5.69e-05 | 5.69e-05 | -3.6603e-06 | -4.2329e-05 | 4.6031e-05 | 3.6654e-06 | 4.2382e-05 | -4.6087e-05 | -3.661e-06 | 7.6027e-05 | 6.9661e-05 | 3.6661e-06 | -7.6119e-05 | -6.9746e-05 | 94.1206 | 94.1206 | 94.1206 | -85.8794 | -85.8794 | -85.8794 |  | 0.091096 | 1.5312 | 1.4692 | 0.091111 | 1.5312 | 1.4692 | -40.8742 | -146.7718 | 150.6643 | -40.874 | -146.7712 | 150.6644
Line12_13_15 | 0 | 0 | 0 | 0 | 0 | 0 | 0 | 0 | 0 | 0 | 0 | 0 | 1.2893e-08 | 1.6828e-07 | -1.5827e-07 | -8.3981e-09 | -1.1627e-07 | 1.0177e-07 | 1.4084e-08 | -2.7321e-07 | -2.641e-07 | -9.5859e-09 | 1.7987e-07 | 1.7854e-07 | 0 | 0 | 0 | 0 | 0 | 0 |  | 0.091111 | 1.5312 | 1.4692 | 0.091111 | 1.5312 | 1.4692 | -40.874 | -146.7712 | 150.6644 | -40.874 | -146.7712 | 150.6644
Line13_13_14 | 0.00024729 | 0.00024729 | 0.00024729 | 0.00024759 | 0.00024759 | 0.00024759 | 5.7109e-05 | 5.7109e-05 | 5.7109e-05 | 5.7179e-05 | 5.7179e-05 | 5.7179e-05 | -3.6781e-06 | -4.2554e-05 | 4.6242e-05 | 3.6832e-06 | 4.2607e-05 | -4.6297e-05 | -3.6804e-06 | 7.639e-05 | 7.0012e-05 | 3.6855e-06 | -7.6483e-05 | -7.0097e-05 | 94.1083 | 94.1083 | 94.1083 | -85.8918 | -85.8918 | -85.8918 |  | 0.091111 | 1.5312 | 1.4692 | 0.091125 | 1.5312 | 1.4692 | -40.874 | -146.7712 | 150.6644 | -40.8738 | -146.7707 | 150.6645
Line14_15_16 | 0 | 0 | 0 | 0 | 0 | 0 | 0 | 0 | 0 | 0 | 0 | 0 | 8.595e-09 | 1.1219e-07 | -1.0552e-07 | -4.1006e-09 | -6.0178e-08 | 4.9014e-08 | 9.3891e-09 | -1.8214e-07 | -1.7607e-07 | -4.8913e-09 | 8.8795e-08 | 9.0505e-08 | 0 | 0 | 0 | 0 | 0 | 0 |  | 0.091111 | 1.5312 | 1.4692 | 0.091111 | 1.5312 | 1.4692 | -40.874 | -146.7712 | 150.6644 | -40.874 | -146.7712 | 150.6644
Line15_16_17 | 0 | 0 | 0 | 0 | 0 | 0 | 0 | 0 | 0 | 0 | 0 | 0 | 4.2975e-09 | 5.6093e-08 | -5.2758e-08 | 1.9691e-10 | -4.0851e-09 | -3.7443e-09 | 4.6945e-09 | -9.1071e-08 | -8.8033e-08 | -1.9675e-10 | -2.2759e-09 | 2.4727e-09 | 0 | 0 | 0 | 0 | 0 | 0 |  | 0.091111 | 1.5312 | 1.4692 | 0.091111 | 1.5312 | 1.4692 | -40.874 | -146.7712 | 150.6644 | -40.874 | -146.7712 | 150.6644
Line16_4_18 | 0.0029552 | 0 | 0 | 0.0029549 | 0 | 0 | 0.00068248 | 0 | 0 | 0.00068241 | 0 | 0 | 4.3801e-05 | 5.611e-08 | -5.2755e-08 | -4.3657e-05 | -4.0848e-09 | -3.7437e-09 | 4.3808e-05 | -9.1075e-08 | -8.8048e-08 | -4.3658e-05 | -2.2757e-09 | 2.4726e-09 | -85.8824 | 0 | 0 | 94.1176 | 0 | 0 |  | 0.090771 | 1.5312 | 1.4692 | 0.090475 | 1.5311 | 1.4691 | -40.8784 | -146.7707 | 150.6645 | -40.8822 | -146.7686 | 150.6649
Line17_5_19 | 0.0002473 | 0.0002473 | 0.0002473 | 0.0002476 | 0.0002476 | 0.0002476 | 5.7111e-05 | 5.7111e-05 | 5.7111e-05 | 5.7181e-05 | 5.7181e-05 | 5.7181e-05 | -3.6764e-06 | -4.2557e-05 | 4.6243e-05 | 3.6815e-06 | 4.2609e-05 | -4.6298e-05 | -3.6788e-06 | 7.6393e-05 | 7.0019e-05 | 3.684e-06 | -7.6486e-05 | -7.0104e-05 | 94.1062 | 94.1061 | 94.1061 | -85.8939 | -85.8939 | -85.8939 |  | 0.091066 | 1.5312 | 1.4692 | 0.091081 | 1.5312 | 1.4692 | -40.8746 | -146.7728 | 150.6641 | -40.8744 | -146.7723 | 150.6642
Line1_1_3 | 0.00024517 | 0.00024517 | 0.00024517 | 0.00024548 | 0.00024548 | 0.00024548 | 5.6621e-05 | 5.6621e-05 | 5.6621e-05 | 5.669e-05 | 5.669e-05 | 5.669e-05 | -3.6457e-06 | -4.2159e-05 | 4.5875e-05 | 3.6508e-06 | 4.2212e-05 | -4.5931e-05 | -3.6451e-06 | 7.5755e-05 | 6.9399e-05 | 3.6502e-06 | -7.5848e-05 | -6.9484e-05 | 94.1299 | 94.1299 | 94.1299 | -85.8701 | -85.8701 | -85.8701 |  | 0.091052 | 1.5312 | 1.4693 | 0.091066 | 1.5312 | 1.4692 | -40.8748 | -146.7733 | 150.664 | -40.8746 | -146.7728 | 150.6641
Line2_1_4 | 0.0027079 | 0.00024701 | 0.00024701 | 0.0027076 | 0.00024732 | 0.00024732 | 0.00062536 | 5.7045e-05 | 5.7045e-05 | 0.00062529 | 5.7115e-05 | 5.7115e-05 | 4.0258e-05 | -4.2507e-05 | 4.6189e-05 | -4.0132e-05 | 4.2562e-05 | -4.6243e-05 | 4.0267e-05 | 7.6305e-05 | 6.9938e-05 | -4.0136e-05 | -7.6395e-05 | -7.0021e-05 | -85.8811 | 94.1057 | 94.1057 | 94.1189 | -85.8943 | -85.8943 |  | 0.091052 | 1.5312 | 1.4693 | 0.090771 | 1.5312 | 1.4692 | -40.8748 | -146.7733 | 150.664 | -40.8784 | -146.7707 | 150.6645
Line3_1_5 | 0.000247 | 0.000247 | 0.000247 | 0.0002473 | 0.0002473 | 0.0002473 | 5.7042e-05 | 5.7042e-05 | 5.7042e-05 | 5.7111e-05 | 5.7111e-05 | 5.7111e-05 | -3.6715e-06 | -4.25e-05 | 4.619e-05 | 3.6766e-06 | 4.2553e-05 | -4.6246e-05 | -3.6735e-06 | 7.6303e-05 | 6.9931e-05 | 3.6787e-06 | -7.6396e-05 | -7.0016e-05 | 94.1092 | 94.1092 | 94.1092 | -85.8908 | -85.8908 | -85.8908 |  | 0.091052 | 1.5312 | 1.4693 | 0.091066 | 1.5312 | 1.4692 | -40.8748 | -146.7733 | 150.664 | -40.8746 | -146.7728 | 150.6641
Line4_2_6 | 0.00024609 | 0.00024609 | 0.00024609 | 0.00024639 | 0.00024639 | 0.00024639 | 5.6831e-05 | 5.6831e-05 | 5.6831e-05 | 5.6901e-05 | 5.6901e-05 | 5.6901e-05 | -3.6592e-06 | -4.2331e-05 | 4.6032e-05 | 3.6643e-06 | 4.2384e-05 | -4.6088e-05 | -3.66e-06 | 7.6029e-05 | 6.9665e-05 | 3.6651e-06 | -7.6121e-05 | -6.975e-05 | 94.1192 | 94.1192 | 94.1192 | -85.8808 | -85.8808 | -85.8808 |  | 0.091066 | 1.5312 | 1.4692 | 0.091081 | 1.5312 | 1.4692 | -40.8746 | -146.7728 | 150.6641 | -40.8744 | -146.7723 | 150.6642
Line5_6_7 | 0.00024639 | 0.00024639 | 0.00024639 | 0.00024669 | 0.00024669 | 0.00024669 | 5.6901e-05 | 5.6901e-05 | 5.6901e-05 | 5.6971e-05 | 5.6971e-05 | 5.6971e-05 | -3.6641e-06 | -4.2388e-05 | 4.6084e-05 | 3.6691e-06 | 4.244e-05 | -4.614e-05 | -3.6653e-06 | 7.6119e-05 | 6.9752e-05 | 3.6704e-06 | -7.6212e-05 | -6.9837e-05 | 94.1161 | 94.1161 | 94.1161 | -85.8839 | -85.8839 | -85.8839 |  | 0.091081 | 1.5312 | 1.4692 | 0.091096 | 1.5312 | 1.4692 | -40.8744 | -146.7723 | 150.6642 | -40.8742 | -146.7718 | 150.6643
Line6_7_8 | 0 | 0 | 0 | 0 | 0 | 0 | 0 | 0 | 0 | 0 | 0 | 0 | 1.289e-08 | 1.6828e-07 | -1.5827e-07 | -8.3968e-09 | -1.1627e-07 | 1.0177e-07 | 1.4082e-08 | -2.7322e-07 | -2.6411e-07 | -9.5845e-09 | 1.7987e-07 | 1.7854e-07 | 0 | 0 | 0 | 0 | 0 | 0 |  | 0.091096 | 1.5312 | 1.4692 | 0.091096 | 1.5312 | 1.4692 | -40.8742 | -146.7718 | 150.6643 | -40.8742 | -146.7718 | 150.6643
Line7_8_9 | 0 | 0 | 0 | 0 | 0 | 0 | 0 | 0 | 0 | 0 | 0 | 0 | 4.2968e-09 | 5.6094e-08 | -5.2758e-08 | 1.9688e-10 | -4.0851e-09 | -3.7444e-09 | 4.6939e-09 | -9.1072e-08 | -8.8035e-08 | -1.9672e-10 | -2.276e-09 | 2.4727e-09 | 0 | 0 | 0 | 0 | 0 | 0 |  | 0.091096 | 1.5312 | 1.4692 | 0.091096 | 1.5312 | 1.4692 | -40.8742 | -146.7718 | 150.6643 | -40.8742 | -146.7718 | 150.6643
Line8_8_10 | 0 | 0 | 0 | 0 | 0 | 0 | 0 | 0 | 0 | 0 | 0 | 0 | 4.2968e-09 | 5.6094e-08 | -5.2758e-08 | 1.9688e-10 | -4.0851e-09 | -3.7444e-09 | 4.6939e-09 | -9.1072e-08 | -8.8035e-08 | -1.9672e-10 | -2.276e-09 | 2.4727e-09 | 0 | 0 | 0 | 0 | 0 | 0 |  | 0.091096 | 1.5312 | 1.4692 | 0.091096 | 1.5312 | 1.4692 | -40.8742 | -146.7718 | 150.6643 | -40.8742 | -146.7718 | 150.6643
Line9_3_11 | 0.00024548 | 0.00024548 | 0.00024548 | 0.00024578 | 0.00024578 | 0.00024578 | 5.669e-05 | 5.669e-05 | 5.669e-05 | 5.676e-05 | 5.676e-05 | 5.676e-05 | -3.6506e-06 | -4.2216e-05 | 4.5927e-05 | 3.6557e-06 | 4.2268e-05 | -4.5983e-05 | -3.6504e-06 | 7.5846e-05 | 6.9486e-05 | 3.6555e-06 | -7.5938e-05 | -6.9571e-05 | 94.1268 | 94.1268 | 94.1268 | -85.8732 | -85.8732 | -85.8732 |  | 0.091066 | 1.5312 | 1.4692 | 0.091081 | 1.5312 | 1.4692 | -40.8746 | -146.7728 | 150.6641 | -40.8744 | -146.7723 | 150.6642

## LLG_max_6
name | pf_ikss_a_from_ka | pf_ikss_b_from_ka | pf_ikss_c_from_ka | pf_ikss_a_to_ka | pf_ikss_b_to_ka | pf_ikss_c_to_ka | pf_skss_a_from_mw | pf_skss_b_from_mw | pf_skss_c_from_mw | pf_skss_a_to_mw | pf_skss_b_to_mw | pf_skss_c_to_mw | pf_p_a_from_mw | pf_p_b_from_mw | pf_p_c_from_mw | pf_p_a_to_mw | pf_p_b_to_mw | pf_p_c_to_mw | pf_q_a_from_mvar | pf_q_b_from_mvar | pf_q_c_from_mvar | pf_q_a_to_mvar | pf_q_b_to_mvar | pf_q_c_to_mvar | pf_ikss_a_from_degree | pf_ikss_b_from_degree | pf_ikss_c_from_degree | pf_ikss_a_to_degree | pf_ikss_b_to_degree | pf_ikss_c_to_degree | 3xI0 | pf_vm_a_from_pu | pf_vm_b_from_pu | pf_vm_c_from_pu | pf_vm_a_to_pu | pf_vm_b_to_pu | pf_vm_c_to_pu | pf_va_a_from_degree | pf_va_b_from_degree | pf_va_c_from_degree | pf_va_a_to_degree | pf_va_b_to_degree | pf_va_c_to_degree
Line0_1_2 | 0.00015485 | 0.00015482 | 0.00015488 | 0.00015504 | 0.00015501 | 0.00015507 | 3.5762e-05 | 3.5755e-05 | 3.5769e-05 | 3.5806e-05 | 3.5799e-05 | 3.5812e-05 | 2.2865e-08 | 2.1547e-05 | -2.1559e-05 | -2.275e-08 | -2.1574e-05 | 2.1585e-05 | 5.6318e-05 | -2.8184e-06 | 2.8143e-06 | -5.6387e-05 | 2.8221e-06 | -2.8175e-06 | -89.9746 | -89.9774 | -89.9719 | 90.0254 | 90.0226 | 90.0281 |  | 1.5748 | 0.60777 | 0.60785 | 1.5748 | 0.60777 | 0.60785 | 0.002115 | -97.4294 | 82.5907 | 0.002237 | -97.43 | 82.5914
Line10_11_12 | 0.00015485 | 0.00015482 | 0.00015488 | 0.00015504 | 0.00015501 | 0.00015507 | 3.5761e-05 | 3.5754e-05 | 3.5768e-05 | 3.5805e-05 | 3.5798e-05 | 3.5812e-05 | 2.3346e-08 | 2.1547e-05 | -2.1558e-05 | -2.3231e-08 | -2.1573e-05 | 2.1585e-05 | 5.6316e-05 | -2.8191e-06 | 2.8141e-06 | -5.6385e-05 | 2.8228e-06 | -2.8173e-06 | -89.9739 | -89.9766 | -89.9711 | 90.0261 | 90.0233 | 90.0288 |  | 1.5748 | 0.60777 | 0.60785 | 1.5748 | 0.60776 | 0.60785 | 0.0023585 | -97.4307 | 82.592 | 0.0024804 | -97.4314 | 82.5927
Line11_12_13 | 0.00015504 | 0.00015502 | 0.00015506 | 0.00015523 | 0.00015521 | 0.00015525 | 3.5805e-05 | 3.5799e-05 | 3.581e-05 | 3.5849e-05 | 3.5843e-05 | 3.5854e-05 | 2.0201e-08 | 2.1574e-05 | -2.1585e-05 | -2.0086e-08 | -2.16e-05 | 2.1611e-05 | 5.6385e-05 | -2.8219e-06 | 2.8158e-06 | -5.6454e-05 | 2.8256e-06 | -2.819e-06 | -89.977 | -89.9793 | -89.9747 | 90.023 | 90.0207 | 90.0253 |  | 1.5748 | 0.60776 | 0.60785 | 1.5748 | 0.60776 | 0.60786 | 0.0024804 | -97.4314 | 82.5927 | 0.0026025 | -97.432 | 82.5934
Line12_13_15 | 0 | 0 | 0 | 0 | 0 | 0 | 0 | 0 | 0 | 0 | 0 | 0 | 9.0737e-09 | -8.1912e-08 | 7.7998e-08 | -9.0793e-09 | 5.5415e-08 | -5.1494e-08 | -2.0773e-07 | 7.6858e-09 | -6.0813e-09 | 1.3848e-07 | -4.2259e-09 | 2.6325e-09 | 0 | 0 | 0 | 0 | 0 | 0 |  | 1.5748 | 0.60776 | 0.60786 | 1.5748 | 0.60776 | 0.60786 | 0.0026025 | -97.432 | 82.5934 | 0.0026021 | -97.432 | 82.5934
Line13_13_14 | 0.0001558 | 0.0001558 | 0.00015581 | 0.00015599 | 0.00015599 | 0.000156 | 3.5981e-05 | 3.598e-05 | 3.5982e-05 | 3.6025e-05 | 3.6024e-05 | 3.6026e-05 | 7.9821e-09 | 2.1683e-05 | -2.1689e-05 | -7.8664e-09 | -2.1709e-05 | 2.1715e-05 | 5.6662e-05 | -2.8324e-06 | 2.8237e-06 | -5.6731e-05 | 2.8361e-06 | -2.8269e-06 | -89.9893 | -89.9898 | -89.9889 | 90.0107 | 90.0102 | 90.0111 |  | 1.5748 | 0.60776 | 0.60786 | 1.5748 | 0.60776 | 0.60786 | 0.0026025 | -97.432 | 82.5934 | 0.0027253 | -97.4327 | 82.594
Line14_15_16 | 0 | 0 | 0 | 0 | 0 | 0 | 0 | 0 | 0 | 0 | 0 | 0 | 6.0491e-09 | -5.4608e-08 | 5.1998e-08 | -6.0547e-09 | 2.811e-08 | -2.5495e-08 | -1.3848e-07 | 5.1239e-09 | -4.0542e-09 | 6.9242e-08 | -1.6639e-09 | 6.0546e-10 | 0 | 0 | 0 | 0 | 0 | 0 |  | 1.5748 | 0.60776 | 0.60786 | 1.5748 | 0.60776 | 0.60786 | 0.0026021 | -97.432 | 82.5934 | 0.0026019 | -97.432 | 82.5934
Line15_16_17 | 0 | 0 | 0 | 0 | 0 | 0 | 0 | 0 | 0 | 0 | 0 | 0 | 3.0246e-09 | -2.7304e-08 | 2.5999e-08 | -3.0302e-09 | 8.0633e-10 | 5.0417e-10 | -6.9242e-08 | 2.5619e-09 | -2.0271e-09 | 2.7571e-13 | 8.98e-10 | -1.4216e-09 | 0 | 0 | 0 | 0 | 0 | 0 |  | 1.5748 | 0.60776 | 0.60786 | 1.5748 | 0.60776 | 0.60786 | 0.0026019 | -97.432 | 82.5934 | 0.0026018 | -97.432 | 82.5934
Line16_4_18 | 0 | 3.1384 | 3.139 | 0 | 3.1384 | 3.139 | 0 | 0.72478 | 0.72493 | 0 | 0.72478 | 0.72493 | 3.0285e-09 | 0.098481 | 0.09855 | -3.0299e-09 | 2.2434e-12 | -2.177e-12 | -6.9249e-08 | 0.19701 | 0.19705 | 3.4098e-13 | 6.5626e-12 | -6.1818e-12 | 0 | -160.8703 | 19.1618 | 0 | 19.1297 | -160.8382 |  | 1.5748 | 0.30388 | 0.30392 | 1.5747 | 0 | 0 | 0.0027262 | -97.43 | 82.5914 | 0.0032146 | 0 | 0
Line17_5_19 | 0.00015581 | 0.0001558 | 0.00015581 | 0.000156 | 0.00015599 | 0.000156 | 3.5982e-05 | 3.5981e-05 | 3.5983e-05 | 3.6026e-05 | 3.6025e-05 | 3.6027e-05 | 7.2605e-09 | 2.1684e-05 | -2.1689e-05 | -7.1438e-09 | -2.171e-05 | 2.1716e-05 | 5.6665e-05 | -2.8313e-06 | 2.8241e-06 | -5.6734e-05 | 2.835e-06 | -2.8273e-06 | -89.9904 | -89.9909 | -89.99 | 90.0096 | 90.0091 | 90.01 |  | 1.5748 | 0.60777 | 0.60785 | 1.5748 | 0.60777 | 0.60785 | 0.0022377 | -97.43 | 82.5914 | 0.0023604 | -97.4307 | 82.592
Line1_1_3 | 0.00015447 | 0.00015443 | 0.00015451 | 0.00015466 | 0.00015462 | 0.0001547 | 3.5673e-05 | 3.5664e-05 | 3.5682e-05 | 3.5717e-05 | 3.5708e-05 | 3.5726e-05 | 2.9636e-08 | 2.1492e-05 | -2.1506e-05 | -2.9521e-08 | -2.1519e-05 | 2.1533e-05 | 5.6178e-05 | -2.8135e-06 | 2.8105e-06 | -5.6247e-05 | 2.8172e-06 | -2.8137e-06 | -89.9677 | -89.9713 | -89.964 | 90.0323 | 90.0286 | 90.036 |  | 1.5748 | 0.60777 | 0.60785 | 1.5748 | 0.60777 | 0.60785 | 0.002115 | -97.4294 | 82.5907 | 0.0022367 | -97.43 | 82.5914
Line2_1_4 | 0.00015563 | 3.1385 | 3.139 | 0.00015582 | 3.1385 | 3.139 | 3.594e-05 | 0.7248 | 0.72491 | 3.5984e-05 | 0.7248 | 0.72491 | 8.5948e-09 | 0.19698 | 0.19708 | -7.9939e-09 | -0.098492 | -0.098539 | 5.6599e-05 | 0.39402 | 0.39411 | -5.6667e-05 | -0.19701 | -0.19705 | -89.9892 | -160.8676 | 19.1591 | 90.0108 | 19.1324 | -160.8409 |  | 1.5748 | 0.60777 | 0.60785 | 1.5748 | 0.30388 | 0.30392 | 0.002115 | -97.4294 | 82.5907 | 0.0027262 | -97.43 | 82.5914
Line3_1_5 | 0.00015562 | 0.00015561 | 0.00015563 | 0.00015581 | 0.0001558 | 0.00015582 | 3.5938e-05 | 3.5936e-05 | 3.594e-05 | 3.5982e-05 | 3.598e-05 | 3.5984e-05 | 1.0407e-08 | 2.1657e-05 | -2.1663e-05 | -1.0291e-08 | -2.1683e-05 | 2.169e-05 | 5.6596e-05 | -2.8285e-06 | 2.8223e-06 | -5.6665e-05 | 2.8322e-06 | -2.8255e-06 | -89.9873 | -89.9883 | -89.9864 | 90.0126 | 90.0117 | 90.0136 |  | 1.5748 | 0.60777 | 0.60785 | 1.5748 | 0.60777 | 0.60785 | 0.002115 | -97.4294 | 82.5907 | 0.0022377 | -97.43 | 82.5914
Line4_2_6 | 0.00015504 | 0.00015502 | 0.00015507 | 0.00015523 | 0.00015521 | 0.00015526 | 3.5806e-05 | 3.58e-05 | 3.5811e-05 | 3.585e-05 | 3.5844e-05 | 3.5855e-05 | 1.9719e-08 | 2.1575e-05 | -2.1585e-05 | -1.9604e-08 | -2.1601e-05 | 2.1612e-05 | 5.6387e-05 | -2.8212e-06 | 2.8161e-06 | -5.6456e-05 | 2.8249e-06 | -2.8193e-06 | -89.9777 | -89.98 | -89.9754 | 90.0223 | 90.02 | 90.0246 |  | 1.5748 | 0.60777 | 0.60785 | 1.5748 | 0.60777 | 0.60785 | 0.002237 | -97.43 | 82.5914 | 0.0023591 | -97.4307 | 82.592
Line5_6_7 | 0.00015523 | 0.00015521 | 0.00015525 | 0.00015542 | 0.0001554 | 0.00015544 | 3.585e-05 | 3.5845e-05 | 3.5854e-05 | 3.5894e-05 | 3.5889e-05 | 3.5898e-05 | 1.6574e-08 | 2.1602e-05 | -2.1611e-05 | -1.6458e-08 | -2.1628e-05 | 2.1638e-05 | 5.6456e-05 | -2.824e-06 | 2.8179e-06 | -5.6525e-05 | 2.8277e-06 | -2.8211e-06 | -89.9808 | -89.9827 | -89.979 | 90.0192 | 90.0173 | 90.021 |  | 1.5748 | 0.60777 | 0.60785 | 1.5748 | 0.60776 | 0.60785 | 0.0023591 | -97.4307 | 82.592 | 0.0024814 | -97.4314 | 82.5927
Line6_7_8 | 0 | 0 | 0 | 0 | 0 | 0 | 0 | 0 | 0 | 0 | 0 | 0 | 9.0747e-09 | -8.1914e-08 | 7.7998e-08 | -9.08e-09 | 5.5416e-08 | -5.1495e-08 | -2.0773e-07 | 7.6844e-09 | -6.0817e-09 | 1.3849e-07 | -4.2249e-09 | 2.6328e-09 | 0 | 0 | 0 | 0 | 0 | 0 |  | 1.5748 | 0.60776 | 0.60785 | 1.5748 | 0.60776 | 0.60785 | 0.0024814 | -97.4314 | 82.5927 | 0.002481 | -97.4314 | 82.5927
Line7_8_9 | 0 | 0 | 0 | 0 | 0 | 0 | 0 | 0 | 0 | 0 | 0 | 0 | 3.0249e-09 | -2.7305e-08 | 2.5999e-08 | -3.0302e-09 | 8.0632e-10 | 5.0416e-10 | -6.9243e-08 | 2.5615e-09 | -2.0272e-09 | 2.6287e-13 | 8.9803e-10 | -1.4216e-09 | 0 | 0 | 0 | 0 | 0 | 0 |  | 1.5748 | 0.60776 | 0.60785 | 1.5748 | 0.60776 | 0.60785 | 0.002481 | -97.4314 | 82.5927 | 0.0024809 | -97.4314 | 82.5927
Line8_8_10 | 0 | 0 | 0 | 0 | 0 | 0 | 0 | 0 | 0 | 0 | 0 | 0 | 3.0249e-09 | -2.7305e-08 | 2.5999e-08 | -3.0302e-09 | 8.0632e-10 | 5.0416e-10 | -6.9243e-08 | 2.5615e-09 | -2.0272e-09 | 2.6334e-13 | 8.9803e-10 | -1.4216e-09 | 0 | 0 | 0 | 0 | 0 | 0 |  | 1.5748 | 0.60776 | 0.60785 | 1.5748 | 0.60776 | 0.60785 | 0.002481 | -97.4314 | 82.5927 | 0.0024809 | -97.4314 | 82.5927
Line9_3_11 | 0.00015466 | 0.00015462 | 0.00015469 | 0.00015485 | 0.00015481 | 0.00015488 | 3.5717e-05 | 3.5709e-05 | 3.5725e-05 | 3.5761e-05 | 3.5753e-05 | 3.5769e-05 | 2.6491e-08 | 2.1519e-05 | -2.1532e-05 | -2.6376e-08 | -2.1546e-05 | 2.1559e-05 | 5.6247e-05 | -2.8163e-06 | 2.8123e-06 | -5.6316e-05 | 2.82e-06 | -2.8155e-06 | -89.9708 | -89.974 | -89.9675 | 90.0292 | 90.026 | 90.0324 |  | 1.5748 | 0.60777 | 0.60785 | 1.5748 | 0.60777 | 0.60785 | 0.0022367 | -97.43 | 82.5914 | 0.0023585 | -97.4307 | 82.592

## LLG_max_10
name | pf_ikss_a_from_ka | pf_ikss_b_from_ka | pf_ikss_c_from_ka | pf_ikss_a_to_ka | pf_ikss_b_to_ka | pf_ikss_c_to_ka | pf_skss_a_from_mw | pf_skss_b_from_mw | pf_skss_c_from_mw | pf_skss_a_to_mw | pf_skss_b_to_mw | pf_skss_c_to_mw | pf_p_a_from_mw | pf_p_b_from_mw | pf_p_c_from_mw | pf_p_a_to_mw | pf_p_b_to_mw | pf_p_c_to_mw | pf_q_a_from_mvar | pf_q_b_from_mvar | pf_q_c_from_mvar | pf_q_a_to_mvar | pf_q_b_to_mvar | pf_q_c_to_mvar | pf_ikss_a_from_degree | pf_ikss_b_from_degree | pf_ikss_c_from_degree | pf_ikss_a_to_degree | pf_ikss_b_to_degree | pf_ikss_c_to_degree | 3xI0 | pf_vm_a_from_pu | pf_vm_b_from_pu | pf_vm_c_from_pu | pf_vm_a_to_pu | pf_vm_b_to_pu | pf_vm_c_to_pu | pf_va_a_from_degree | pf_va_b_from_degree | pf_va_c_from_degree | pf_va_a_to_degree | pf_va_b_to_degree | pf_va_c_to_degree
Line0_1_2 | 0.00016223 | 0.00016219 | 0.00016226 | 0.00016243 | 0.00016239 | 0.00016246 | 3.7465e-05 | 3.7457e-05 | 3.7472e-05 | 3.7511e-05 | 3.7503e-05 | 3.7518e-05 | 2.5094e-08 | 2.3265e-05 | -2.3277e-05 | -2.4968e-08 | -2.3293e-05 | 2.3306e-05 | 6.1809e-05 | -3.1382e-06 | 3.1338e-06 | -6.1885e-05 | 3.1423e-06 | -3.1373e-06 | -89.9746 | -89.9774 | -89.9718 | 90.0254 | 90.0226 | 90.0282 |  | 1.6498 | 0.62672 | 0.6268 | 1.6498 | 0.62672 | 0.6268 | 0.0021284 | -97.6597 | 82.3607 | 0.0022504 | -97.6604 | 82.3614
Line10_11_12 | 0.00016222 | 0.00016219 | 0.00016225 | 0.00016242 | 0.00016239 | 0.00016245 | 3.7464e-05 | 3.7456e-05 | 3.7471e-05 | 3.751e-05 | 3.7502e-05 | 3.7517e-05 | 2.5622e-08 | 2.3264e-05 | -2.3277e-05 | -2.5496e-08 | -2.3292e-05 | 2.3306e-05 | 6.1807e-05 | -3.1389e-06 | 3.1335e-06 | -6.1882e-05 | 3.143e-06 | -3.137e-06 | -89.9739 | -89.9767 | -89.9711 | 90.0261 | 90.0233 | 90.0289 |  | 1.6498 | 0.62672 | 0.6268 | 1.6498 | 0.62671 | 0.62681 | 0.0023718 | -97.661 | 82.3621 | 0.0024938 | -97.6617 | 82.3628
Line11_12_13 | 0.00016242 | 0.0001624 | 0.00016245 | 0.00016262 | 0.00016259 | 0.00016265 | 3.751e-05 | 3.7504e-05 | 3.7516e-05 | 3.7556e-05 | 3.755e-05 | 3.7562e-05 | 2.217e-08 | 2.3293e-05 | -2.3305e-05 | -2.2044e-08 | -2.3322e-05 | 2.3334e-05 | 6.1882e-05 | -3.1421e-06 | 3.1355e-06 | -6.1958e-05 | 3.1462e-06 | -3.1391e-06 | -89.977 | -89.9793 | -89.9746 | 90.023 | 90.0207 | 90.0253 |  | 1.6498 | 0.62671 | 0.62681 | 1.6498 | 0.62671 | 0.62681 | 0.0024938 | -97.6617 | 82.3628 | 0.0026159 | -97.6624 | 82.3634
Line12_13_15 | 0 | 0 | 0 | 0 | 0 | 0 | 0 | 0 | 0 | 0 | 0 | 0 | 9.9583e-09 | -8.8523e-08 | 8.4163e-08 | -9.9645e-09 | 5.9913e-08 | -5.5548e-08 | -2.2798e-07 | 8.6762e-09 | -6.8899e-09 | 1.5199e-07 | -4.8234e-09 | 3.0495e-09 | 0 | 0 | 0 | 0 | 0 | 0 |  | 1.6498 | 0.62671 | 0.62681 | 1.6498 | 0.62671 | 0.62681 | 0.0026159 | -97.6624 | 82.3634 | 0.0026155 | -97.6624 | 82.3634
Line13_13_14 | 0.00016322 | 0.00016321 | 0.00016322 | 0.00016342 | 0.00016341 | 0.00016342 | 3.7694e-05 | 3.7693e-05 | 3.7695e-05 | 3.774e-05 | 3.7739e-05 | 3.7741e-05 | 8.7603e-09 | 2.3411e-05 | -2.3418e-05 | -8.6333e-09 | -2.3439e-05 | 2.3446e-05 | 6.2186e-05 | -3.1539e-06 | 3.1444e-06 | -6.2262e-05 | 3.158e-06 | -3.148e-06 | -89.9893 | -89.9898 | -89.9888 | 90.0107 | 90.0102 | 90.0111 |  | 1.6498 | 0.62671 | 0.62681 | 1.6498 | 0.62671 | 0.62681 | 0.0026159 | -97.6624 | 82.3634 | 0.0027387 | -97.6631 | 82.3641
Line14_15_16 | 0 | 0 | 0 | 0 | 0 | 0 | 0 | 0 | 0 | 0 | 0 | 0 | 6.6389e-09 | -5.9015e-08 | 5.6109e-08 | -6.645e-09 | 3.0406e-08 | -2.7493e-08 | -1.5199e-07 | 5.7841e-09 | -4.5933e-09 | 7.5993e-08 | -1.9314e-09 | 7.5284e-10 | 0 | 0 | 0 | 0 | 0 | 0 |  | 1.6498 | 0.62671 | 0.62681 | 1.6498 | 0.62671 | 0.62681 | 0.0026155 | -97.6624 | 82.3634 | 0.0026152 | -97.6624 | 82.3634
Line15_16_17 | 0 | 0 | 0 | 0 | 0 | 0 | 0 | 0 | 0 | 0 | 0 | 0 | 3.3194e-09 | -2.9508e-08 | 2.8054e-08 | -3.3256e-09 | 8.9791e-10 | 5.6143e-10 | -7.5993e-08 | 2.8921e-09 | -2.2966e-09 | 3.0428e-13 | 9.607e-10 | -1.5438e-09 | 0 | 0 | 0 | 0 | 0 | 0 |  | 1.6498 | 0.62671 | 0.62681 | 1.6498 | 0.62671 | 0.62681 | 0.0026152 | -97.6624 | 82.3634 | 0.0026152 | -97.6624 | 82.3634
Line16_4_18 | 0 | 3.2363 | 3.2369 | 0 | 3.2363 | 3.2369 | 0 | 0.74738 | 0.74753 | 0 | 0.74738 | 0.74753 | 3.3237e-09 | 0.10472 | 0.10479 | -3.3253e-09 | 8.0506e-12 | -7.8524e-12 | -7.6001e-08 | 0.20948 | 0.20953 | 3.7604e-13 | 3.8982e-12 | -3.7504e-12 | 0 | -161.1008 | 18.9319 | 0 | 18.8992 | -161.0681 |  | 1.6498 | 0.31336 | 0.3134 | 1.6497 | 0 | 0 | 0.0027396 | -97.6604 | 82.3614 | 0.003228 | 0 | 0
Line17_5_19 | 0.00016323 | 0.00016322 | 0.00016323 | 0.00016343 | 0.00016342 | 0.00016343 | 3.7695e-05 | 3.7694e-05 | 3.7697e-05 | 3.7741e-05 | 3.774e-05 | 3.7743e-05 | 7.9684e-09 | 2.3412e-05 | -2.3418e-05 | -7.8404e-09 | -2.3441e-05 | 2.3447e-05 | 6.2189e-05 | -3.1528e-06 | 3.1449e-06 | -6.2265e-05 | 3.1569e-06 | -3.1485e-06 | -89.9904 | -89.9909 | -89.9899 | 90.0096 | 90.0091 | 90.0101 |  | 1.6498 | 0.62672 | 0.6268 | 1.6498 | 0.62672 | 0.6268 | 0.002251 | -97.6604 | 82.3614 | 0.0023738 | -97.6611 | 82.3621
Line1_1_3 | 0.00016182 | 0.00016178 | 0.00016187 | 0.00016202 | 0.00016198 | 0.00016207 | 3.7372e-05 | 3.7362e-05 | 3.7381e-05 | 3.7418e-05 | 3.7408e-05 | 3.7427e-05 | 3.2526e-08 | 2.3205e-05 | -2.3221e-05 | -3.24e-08 | -2.3233e-05 | 2.3249e-05 | 6.1655e-05 | -3.1326e-06 | 3.1294e-06 | -6.1731e-05 | 3.1367e-06 | -3.133e-06 | -89.9676 | -89.9714 | -89.9639 | 90.0323 | 90.0286 | 90.0361 |  | 1.6498 | 0.62672 | 0.6268 | 1.6498 | 0.62672 | 0.6268 | 0.0021284 | -97.6597 | 82.3607 | 0.0022501 | -97.6604 | 82.3614
Line2_1_4 | 0.00016304 | 3.2363 | 3.2368 | 0.00016324 | 3.2363 | 3.2368 | 3.7652e-05 | 0.74739 | 0.74752 | 3.7698e-05 | 0.74739 | 0.74752 | 9.4327e-09 | 0.20945 | 0.20956 | -8.7733e-09 | -0.10473 | -0.10478 | 6.2118e-05 | 0.41897 | 0.41906 | -6.2192e-05 | -0.20948 | -0.20953 | -89.9892 | -161.098 | 18.9292 | 90.0108 | 18.902 | -161.0708 |  | 1.6498 | 0.62672 | 0.6268 | 1.6498 | 0.31336 | 0.3134 | 0.0021284 | -97.6597 | 82.3607 | 0.0027396 | -97.6604 | 82.3614
Line3_1_5 | 0.00016303 | 0.00016302 | 0.00016304 | 0.00016323 | 0.00016322 | 0.00016324 | 3.7649e-05 | 3.7647e-05 | 3.7652e-05 | 3.7695e-05 | 3.7693e-05 | 3.7698e-05 | 1.1422e-08 | 2.3383e-05 | -2.339e-05 | -1.1294e-08 | -2.3411e-05 | 2.3419e-05 | 6.2114e-05 | -3.1496e-06 | 3.1428e-06 | -6.2189e-05 | 3.1537e-06 | -3.1464e-06 | -89.9873 | -89.9883 | -89.9864 | 90.0127 | 90.0117 | 90.0136 |  | 1.6498 | 0.62672 | 0.6268 | 1.6498 | 0.62672 | 0.6268 | 0.0021284 | -97.6597 | 82.3607 | 0.002251 | -97.6604 | 82.3614
Line4_2_6 | 0.00016243 | 0.0001624 | 0.00016245 | 0.00016263 | 0.0001626 | 0.00016265 | 3.7511e-05 | 3.7505e-05 | 3.7517e-05 | 3.7557e-05 | 3.7551e-05 | 3.7563e-05 | 2.1642e-08 | 2.3294e-05 | -2.3306e-05 | -2.1515e-08 | -2.3322e-05 | 2.3334e-05 | 6.1885e-05 | -3.1413e-06 | 3.1358e-06 | -6.196e-05 | 3.1454e-06 | -3.1394e-06 | -89.9777 | -89.98 | -89.9754 | 90.0223 | 90.0199 | 90.0246 |  | 1.6498 | 0.62672 | 0.6268 | 1.6498 | 0.62672 | 0.6268 | 0.0022504 | -97.6604 | 82.3614 | 0.0023725 | -97.661 | 82.3621
Line5_6_7 | 0.00016263 | 0.0001626 | 0.00016265 | 0.00016282 | 0.0001628 | 0.00016285 | 3.7557e-05 | 3.7552e-05 | 3.7562e-05 | 3.7603e-05 | 3.7598e-05 | 3.7608e-05 | 1.8189e-08 | 2.3323e-05 | -2.3334e-05 | -1.8063e-08 | -2.3352e-05 | 2.3362e-05 | 6.196e-05 | -3.1445e-06 | 3.1378e-06 | -6.2036e-05 | 3.1486e-06 | -3.1414e-06 | -89.9808 | -89.9827 | -89.9789 | 90.0192 | 90.0173 | 90.021 |  | 1.6498 | 0.62672 | 0.6268 | 1.6498 | 0.62671 | 0.62681 | 0.0023725 | -97.661 | 82.3621 | 0.0024948 | -97.6617 | 82.3628
Line6_7_8 | 0 | 0 | 0 | 0 | 0 | 0 | 0 | 0 | 0 | 0 | 0 | 0 | 9.9595e-09 | -8.8525e-08 | 8.4164e-08 | -9.9653e-09 | 5.9914e-08 | -5.5548e-08 | -2.2798e-07 | 8.6747e-09 | -6.8905e-09 | 1.5199e-07 | -4.8224e-09 | 3.0498e-09 | 0 | 0 | 0 | 0 | 0 | 0 |  | 1.6498 | 0.62671 | 0.62681 | 1.6498 | 0.62671 | 0.62681 | 0.0024948 | -97.6617 | 82.3628 | 0.0024944 | -97.6617 | 82.3628
Line7_8_9 | 0 | 0 | 0 | 0 | 0 | 0 | 0 | 0 | 0 | 0 | 0 | 0 | 3.3198e-09 | -2.9508e-08 | 2.8055e-08 | -3.3256e-09 | 8.979e-10 | 5.6142e-10 | -7.5994e-08 | 2.8916e-09 | -2.2968e-09 | 2.8993e-13 | 9.6073e-10 | -1.5438e-09 | 0 | 0 | 0 | 0 | 0 | 0 |  | 1.6498 | 0.62671 | 0.62681 | 1.6498 | 0.62671 | 0.62681 | 0.0024944 | -97.6617 | 82.3628 | 0.0024943 | -97.6617 | 82.3628
Line8_8_10 | 0 | 0 | 0 | 0 | 0 | 0 | 0 | 0 | 0 | 0 | 0 | 0 | 3.3198e-09 | -2.9508e-08 | 2.8055e-08 | -3.3257e-09 | 8.979e-10 | 5.6142e-10 | -7.5994e-08 | 2.8916e-09 | -2.2968e-09 | 2.8956e-13 | 9.6073e-10 | -1.5438e-09 | 0 | 0 | 0 | 0 | 0 | 0 |  | 1.6498 | 0.62671 | 0.62681 | 1.6498 | 0.62671 | 0.62681 | 0.0024944 | -97.6617 | 82.3628 | 0.0024943 | -97.6617 | 82.3628
Line9_3_11 | 0.00016202 | 0.00016199 | 0.00016206 | 0.00016222 | 0.00016219 | 0.00016226 | 3.7418e-05 | 3.7409e-05 | 3.7426e-05 | 3.7464e-05 | 3.7455e-05 | 3.7472e-05 | 2.9074e-08 | 2.3234e-05 | -2.3249e-05 | -2.8948e-08 | -2.3263e-05 | 2.3278e-05 | 6.1731e-05 | -3.1358e-06 | 3.1314e-06 | -6.1807e-05 | 3.1399e-06 | -3.135e-06 | -89.9708 | -89.974 | -89.9675 | 90.0292 | 90.0259 | 90.0325 |  | 1.6498 | 0.62672 | 0.6268 | 1.6498 | 0.62672 | 0.6268 | 0.0022501 | -97.6604 | 82.3614 | 0.0023718 | -97.661 | 82.3621

## LLG_max_fault_6
name | pf_ikss_a_from_ka | pf_ikss_b_from_ka | pf_ikss_c_from_ka | pf_ikss_a_to_ka | pf_ikss_b_to_ka | pf_ikss_c_to_ka | pf_skss_a_from_mw | pf_skss_b_from_mw | pf_skss_c_from_mw | pf_skss_a_to_mw | pf_skss_b_to_mw | pf_skss_c_to_mw | pf_p_a_from_mw | pf_p_b_from_mw | pf_p_c_from_mw | pf_p_a_to_mw | pf_p_b_to_mw | pf_p_c_to_mw | pf_q_a_from_mvar | pf_q_b_from_mvar | pf_q_c_from_mvar | pf_q_a_to_mvar | pf_q_b_to_mvar | pf_q_c_to_mvar | pf_ikss_a_from_degree | pf_ikss_b_from_degree | pf_ikss_c_from_degree | pf_ikss_a_to_degree | pf_ikss_b_to_degree | pf_ikss_c_to_degree | 3xI0 | pf_vm_a_from_pu | pf_vm_b_from_pu | pf_vm_c_from_pu | pf_vm_a_to_pu | pf_vm_b_to_pu | pf_vm_c_to_pu | pf_va_a_from_degree | pf_va_b_from_degree | pf_va_c_from_degree | pf_va_a_to_degree | pf_va_b_to_degree | pf_va_c_to_degree
Line0_1_2 | 0.00014902 | 0.00014902 | 0.00014902 | 0.00014921 | 0.00014921 | 0.00014921 | 3.4416e-05 | 3.4416e-05 | 3.4416e-05 | 3.4458e-05 | 3.4458e-05 | 3.4458e-05 | 1.3562e-06 | 3.0523e-05 | -3.1862e-05 | -1.3578e-06 | -3.0561e-05 | 3.1901e-05 | 5.3493e-05 | -1.903e-06 | 5.6149e-07 | -5.3559e-05 | 1.9055e-06 | -5.6195e-07 | -87.8583 | -87.8583 | -87.8582 | 92.1417 | 92.1416 | 92.1418 |  | 1.5548 | 0.88862 | 0.92593 | 1.5548 | 0.88862 | 0.92594 | 0.68938 | -91.4258 | 91.1322 | 0.68949 | -91.4262 | 91.1326
Line10_11_12 | 0.00014902 | 0.00014902 | 0.00014902 | 0.0001492 | 0.0001492 | 0.0001492 | 3.4415e-05 | 3.4415e-05 | 3.4415e-05 | 3.4457e-05 | 3.4457e-05 | 3.4457e-05 | 1.3567e-06 | 3.0522e-05 | -3.1861e-05 | -1.3582e-06 | -3.056e-05 | 3.1901e-05 | 5.3491e-05 | -1.9038e-06 | 5.6144e-07 | -5.3557e-05 | 1.9063e-06 | -5.619e-07 | -87.8575 | -87.8576 | -87.8575 | 92.1424 | 92.1424 | 92.1425 |  | 1.5548 | 0.88862 | 0.92594 | 1.5548 | 0.88862 | 0.92594 | 0.6896 | -91.4267 | 91.133 | 0.68971 | -91.4271 | 91.1334
Line11_12_13 | 0.0001492 | 0.0001492 | 0.0001492 | 0.00014939 | 0.00014939 | 0.00014939 | 3.4457e-05 | 3.4457e-05 | 3.4457e-05 | 3.45e-05 | 3.4499e-05 | 3.45e-05 | 1.3553e-06 | 3.056e-05 | -3.1901e-05 | -1.3569e-06 | -3.0597e-05 | 3.194e-05 | 5.3557e-05 | -1.9047e-06 | 5.6018e-07 | -5.3622e-05 | 1.9072e-06 | -5.6063e-07 | -87.8606 | -87.8607 | -87.8606 | 92.1393 | 92.1393 | 92.1394 |  | 1.5548 | 0.88862 | 0.92594 | 1.5548 | 0.88861 | 0.92595 | 0.68971 | -91.4271 | 91.1334 | 0.68983 | -91.4275 | 91.1338
Line12_13_15 | 0 | 0 | 0 | 0 | 0 | 0 | 0 | 0 | 0 | 0 | 0 | 0 | 3.6962e-09 | -1.1291e-07 | 1.1759e-07 | -5.3424e-09 | 7.5385e-08 | -7.8415e-08 | -1.9752e-07 | 2.0782e-09 | 3.1326e-09 | 1.3175e-07 | 2.5079e-10 | -3.8094e-09 | 0 | 0 | 0 | 0 | 0 | 0 |  | 1.5548 | 0.88861 | 0.92595 | 1.5548 | 0.88861 | 0.92595 | 0.68983 | -91.4275 | 91.1338 | 0.68983 | -91.4275 | 91.1338
Line13_13_14 | 0.00014994 | 0.00014994 | 0.00014994 | 0.00015012 | 0.00015012 | 0.00015012 | 3.4626e-05 | 3.4626e-05 | 3.4626e-05 | 3.4669e-05 | 3.4669e-05 | 3.4669e-05 | 1.3503e-06 | 3.071e-05 | -3.2057e-05 | -1.3518e-06 | -3.0748e-05 | 3.2097e-05 | 5.382e-05 | -1.9077e-06 | 5.5578e-07 | -5.3886e-05 | 1.9102e-06 | -5.5623e-07 | -87.873 | -87.873 | -87.873 | 92.127 | 92.127 | 92.127 |  | 1.5548 | 0.88861 | 0.92595 | 1.5548 | 0.88861 | 0.92595 | 0.68983 | -91.4275 | 91.1338 | 0.68994 | -91.428 | 91.1342
Line14_15_16 | 0 | 0 | 0 | 0 | 0 | 0 | 0 | 0 | 0 | 0 | 0 | 0 | 2.4641e-09 | -7.5276e-08 | 7.8393e-08 | -4.1103e-09 | 3.7747e-08 | -3.9218e-08 | -1.3168e-07 | 1.3854e-09 | 2.0884e-09 | 6.5913e-08 | 9.4352e-10 | -2.7652e-09 | 0 | 0 | 0 | 0 | 0 | 0 |  | 1.5548 | 0.88861 | 0.92595 | 1.5548 | 0.88861 | 0.92595 | 0.68983 | -91.4275 | 91.1338 | 0.68983 | -91.4275 | 91.1338
Line15_16_17 | 0 | 0 | 0 | 0 | 0 | 0 | 0 | 0 | 0 | 0 | 0 | 0 | 1.2321e-09 | -3.7638e-08 | 3.9197e-08 | -2.8782e-09 | 1.0919e-10 | -2.1764e-11 | -6.5841e-08 | 6.9272e-10 | 1.0442e-09 | 7.2069e-11 | 1.6362e-09 | -1.721e-09 | 0 | 0 | 0 | 0 | 0 | 0 |  | 1.5548 | 0.88861 | 0.92595 | 1.5548 | 0.88861 | 0.92595 | 0.68983 | -91.4275 | 91.1338 | 0.68983 | -91.4275 | 91.1338
Line16_4_18 | 0 | 0.028848 | 0.030062 | 0 | 0.028848 | 0.030061 | 0 | 0.0066622 | 0.0069424 | 0 | 0.0066622 | 0.0069424 | 1.2356e-09 | 0.0041693 | 0.0045276 | -2.878e-09 | -0.0041611 | -0.0045184 | -6.5849e-08 | 0.004178 | 0.0045363 | 7.2125e-11 | -0.0041611 | -0.0045184 | 0 | -136.5439 | 46.0222 | 0 | 43.4564 | -133.9781 |  | 1.5548 | 0.88596 | 0.92319 | 1.5548 | 0.8833 | 0.92044 | 0.68994 | -91.4847 | 91.0774 | 0.69039 | -91.5436 | 91.0219
Line17_5_19 | 0.00014994 | 0.00014994 | 0.00014994 | 0.00015013 | 0.00015013 | 0.00015013 | 3.4628e-05 | 3.4628e-05 | 3.4628e-05 | 3.467e-05 | 3.467e-05 | 3.467e-05 | 1.3497e-06 | 3.0712e-05 | -3.2058e-05 | -1.3512e-06 | -3.0749e-05 | 3.2098e-05 | 5.3823e-05 | -1.9065e-06 | 5.5585e-07 | -5.3888e-05 | 1.909e-06 | -5.5631e-07 | -87.8741 | -87.8741 | -87.8741 | 92.1259 | 92.1259 | 92.1259 |  | 1.5548 | 0.88862 | 0.92594 | 1.5548 | 0.88862 | 0.92594 | 0.68949 | -91.4262 | 91.1326 | 0.6896 | -91.4267 | 91.133
Line1_1_3 | 0.00014865 | 0.00014865 | 0.00014865 | 0.00014884 | 0.00014884 | 0.00014884 | 3.433e-05 | 3.433e-05 | 3.433e-05 | 3.4373e-05 | 3.4372e-05 | 3.4373e-05 | 1.3594e-06 | 3.0447e-05 | -3.1783e-05 | -1.3609e-06 | -3.0485e-05 | 3.1822e-05 | 5.336e-05 | -1.9019e-06 | 5.6397e-07 | -5.3426e-05 | 1.9045e-06 | -5.6443e-07 | -87.8513 | -87.8514 | -87.8512 | 92.1487 | 92.1486 | 92.1488 |  | 1.5548 | 0.88862 | 0.92593 | 1.5548 | 0.88862 | 0.92594 | 0.68938 | -91.4258 | 91.1322 | 0.68949 | -91.4262 | 91.1326
Line2_1_4 | 0.00014977 | 0.028947 | 0.029958 | 0.00014995 | 0.028948 | 0.029958 | 3.4588e-05 | 0.0066851 | 0.0069184 | 3.463e-05 | 0.0066852 | 0.0069184 | 1.3494e-06 | 0.0042083 | 0.0045046 | -1.3504e-06 | -0.0042 | -0.0044956 | 5.3761e-05 | 0.0041929 | 0.0045547 | -5.3825e-05 | -0.004176 | -0.0045369 | -87.8728 | -136.321 | 45.8155 | 92.1272 | 43.6793 | -134.1848 |  | 1.5548 | 0.88862 | 0.92593 | 1.5548 | 0.88596 | 0.92319 | 0.68938 | -91.4258 | 91.1322 | 0.68994 | -91.4847 | 91.0774
Line3_1_5 | 0.00014976 | 0.00014976 | 0.00014976 | 0.00014994 | 0.00014994 | 0.00014994 | 3.4585e-05 | 3.4585e-05 | 3.4585e-05 | 3.4628e-05 | 3.4628e-05 | 3.4628e-05 | 1.351e-06 | 3.0674e-05 | -3.2019e-05 | -1.3525e-06 | -3.0712e-05 | 3.2058e-05 | 5.3757e-05 | -1.9056e-06 | 5.5712e-07 | -5.3823e-05 | 1.9081e-06 | -5.5758e-07 | -87.871 | -87.871 | -87.871 | 92.129 | 92.129 | 92.129 |  | 1.5548 | 0.88862 | 0.92593 | 1.5548 | 0.88862 | 0.92594 | 0.68938 | -91.4258 | 91.1322 | 0.68949 | -91.4262 | 91.1326
Line4_2_6 | 0.00014921 | 0.00014921 | 0.00014921 | 0.00014939 | 0.00014939 | 0.00014939 | 3.4458e-05 | 3.4458e-05 | 3.4458e-05 | 3.45e-05 | 3.45e-05 | 3.45e-05 | 1.3549e-06 | 3.0561e-05 | -3.1901e-05 | -1.3564e-06 | -3.0598e-05 | 3.194e-05 | 5.3559e-05 | -1.9039e-06 | 5.6023e-07 | -5.3624e-05 | 1.9064e-06 | -5.6068e-07 | -87.8614 | -87.8614 | -87.8613 | 92.1386 | 92.1386 | 92.1387 |  | 1.5548 | 0.88862 | 0.92594 | 1.5548 | 0.88862 | 0.92594 | 0.68949 | -91.4262 | 91.1326 | 0.6896 | -91.4267 | 91.133
Line5_6_7 | 0.00014939 | 0.00014939 | 0.00014939 | 0.00014957 | 0.00014957 | 0.00014957 | 3.45e-05 | 3.45e-05 | 3.45e-05 | 3.4543e-05 | 3.4543e-05 | 3.4543e-05 | 1.3536e-06 | 3.0598e-05 | -3.194e-05 | -1.3551e-06 | -3.0636e-05 | 3.198e-05 | 5.3624e-05 | -1.9048e-06 | 5.5896e-07 | -5.369e-05 | 1.9074e-06 | -5.5941e-07 | -87.8645 | -87.8645 | -87.8644 | 92.1355 | 92.1355 | 92.1356 |  | 1.5548 | 0.88862 | 0.92594 | 1.5548 | 0.88862 | 0.92594 | 0.6896 | -91.4267 | 91.133 | 0.68971 | -91.4271 | 91.1334
Line6_7_8 | 0 | 0 | 0 | 0 | 0 | 0 | 0 | 0 | 0 | 0 | 0 | 0 | 3.6971e-09 | -1.1292e-07 | 1.1759e-07 | -5.343e-09 | 7.5386e-08 | -7.8416e-08 | -1.9753e-07 | 2.0766e-09 | 3.1325e-09 | 1.3176e-07 | 2.5184e-10 | -3.8094e-09 | 0 | 0 | 0 | 0 | 0 | 0 |  | 1.5548 | 0.88862 | 0.92594 | 1.5548 | 0.88862 | 0.92594 | 0.68971 | -91.4271 | 91.1334 | 0.68971 | -91.4271 | 91.1334
Line7_8_9 | 0 | 0 | 0 | 0 | 0 | 0 | 0 | 0 | 0 | 0 | 0 | 0 | 1.2324e-09 | -3.7638e-08 | 3.9197e-08 | -2.8783e-09 | 1.0917e-10 | -2.1766e-11 | -6.5842e-08 | 6.9221e-10 | 1.0442e-09 | 7.2057e-11 | 1.6363e-09 | -1.721e-09 | 0 | 0 | 0 | 0 | 0 | 0 |  | 1.5548 | 0.88862 | 0.92594 | 1.5548 | 0.88862 | 0.92594 | 0.68971 | -91.4271 | 91.1334 | 0.68971 | -91.4271 | 91.1334
Line8_8_10 | 0 | 0 | 0 | 0 | 0 | 0 | 0 | 0 | 0 | 0 | 0 | 0 | 1.2324e-09 | -3.7638e-08 | 3.9197e-08 | -2.8783e-09 | 1.0917e-10 | -2.1766e-11 | -6.5842e-08 | 6.9221e-10 | 1.0442e-09 | 7.2057e-11 | 1.6363e-09 | -1.721e-09 | 0 | 0 | 0 | 0 | 0 | 0 |  | 1.5548 | 0.88862 | 0.92594 | 1.5548 | 0.88862 | 0.92594 | 0.68971 | -91.4271 | 91.1334 | 0.68971 | -91.4271 | 91.1334
Line9_3_11 | 0.00014884 | 0.00014884 | 0.00014884 | 0.00014902 | 0.00014902 | 0.00014902 | 3.4373e-05 | 3.4373e-05 | 3.4373e-05 | 3.4415e-05 | 3.4415e-05 | 3.4415e-05 | 1.358e-06 | 3.0485e-05 | -3.1822e-05 | -1.3596e-06 | -3.0522e-05 | 3.1861e-05 | 5.3426e-05 | -1.9028e-06 | 5.6271e-07 | -5.3491e-05 | 1.9054e-06 | -5.6316e-07 | -87.8544 | -87.8545 | -87.8543 | 92.1455 | 92.1455 | 92.1456 |  | 1.5548 | 0.88862 | 0.92594 | 1.5548 | 0.88862 | 0.92594 | 0.68949 | -91.4262 | 91.1326 | 0.6896 | -91.4267 | 91.133

## LLG_max_fault_10
name | pf_ikss_a_from_ka | pf_ikss_b_from_ka | pf_ikss_c_from_ka | pf_ikss_a_to_ka | pf_ikss_b_to_ka | pf_ikss_c_to_ka | pf_skss_a_from_mw | pf_skss_b_from_mw | pf_skss_c_from_mw | pf_skss_a_to_mw | pf_skss_b_to_mw | pf_skss_c_to_mw | pf_p_a_from_mw | pf_p_b_from_mw | pf_p_c_from_mw | pf_p_a_to_mw | pf_p_b_to_mw | pf_p_c_to_mw | pf_q_a_from_mvar | pf_q_b_from_mvar | pf_q_c_from_mvar | pf_q_a_to_mvar | pf_q_b_to_mvar | pf_q_c_to_mvar | pf_ikss_a_from_degree | pf_ikss_b_from_degree | pf_ikss_c_from_degree | pf_ikss_a_to_degree | pf_ikss_b_to_degree | pf_ikss_c_to_degree | 3xI0 | pf_vm_a_from_pu | pf_vm_b_from_pu | pf_vm_c_from_pu | pf_vm_a_to_pu | pf_vm_b_to_pu | pf_vm_c_to_pu | pf_va_a_from_degree | pf_va_b_from_degree | pf_va_c_from_degree | pf_va_a_to_degree | pf_va_b_to_degree | pf_va_c_to_degree
Line0_1_2 | 0.00015612 | 0.00015612 | 0.00015612 | 0.00015631 | 0.00015631 | 0.00015631 | 3.6055e-05 | 3.6054e-05 | 3.6055e-05 | 3.6099e-05 | 3.6099e-05 | 3.6099e-05 | 1.4885e-06 | 3.3495e-05 | -3.4964e-05 | -1.4902e-06 | -3.3536e-05 | 3.5007e-05 | 5.8709e-05 | -2.0918e-06 | 6.1948e-07 | -5.8781e-05 | 2.0946e-06 | -6.1999e-07 | -87.8583 | -87.8583 | -87.8582 | 92.1417 | 92.1416 | 92.1418 |  | 1.6289 | 0.93083 | 0.96991 | 1.6288 | 0.93083 | 0.96992 | 0.68938 | -91.4318 | 91.1268 | 0.6895 | -91.4322 | 91.1272
Line10_11_12 | 0.00015612 | 0.00015612 | 0.00015612 | 0.00015631 | 0.00015631 | 0.00015631 | 3.6054e-05 | 3.6054e-05 | 3.6054e-05 | 3.6098e-05 | 3.6098e-05 | 3.6098e-05 | 1.489e-06 | 3.3494e-05 | -3.4964e-05 | -1.4906e-06 | -3.3535e-05 | 3.5007e-05 | 5.8707e-05 | -2.0926e-06 | 6.1943e-07 | -5.8779e-05 | 2.0954e-06 | -6.1993e-07 | -87.8575 | -87.8576 | -87.8575 | 92.1424 | 92.1424 | 92.1425 |  | 1.6288 | 0.93082 | 0.96992 | 1.6288 | 0.93082 | 0.96992 | 0.68961 | -91.4326 | 91.1276 | 0.68972 | -91.4331 | 91.128
Line11_12_13 | 0.00015631 | 0.00015631 | 0.00015631 | 0.0001565 | 0.0001565 | 0.0001565 | 3.6098e-05 | 3.6098e-05 | 3.6098e-05 | 3.6142e-05 | 3.6142e-05 | 3.6142e-05 | 1.4875e-06 | 3.3535e-05 | -3.5007e-05 | -1.4892e-06 | -3.3576e-05 | 3.505e-05 | 5.8779e-05 | -2.0936e-06 | 6.1804e-07 | -5.8851e-05 | 2.0964e-06 | -6.1854e-07 | -87.8606 | -87.8607 | -87.8606 | 92.1393 | 92.1393 | 92.1394 |  | 1.6288 | 0.93082 | 0.96992 | 1.6288 | 0.93082 | 0.96993 | 0.68972 | -91.4331 | 91.128 | 0.68983 | -91.4335 | 91.1284
Line12_13_15 | 0 | 0 | 0 | 0 | 0 | 0 | 0 | 0 | 0 | 0 | 0 | 0 | 4.0565e-09 | -1.2391e-07 | 1.2904e-07 | -5.8632e-09 | 8.2726e-08 | -8.6049e-08 | -2.1678e-07 | 2.2944e-09 | 3.4264e-09 | 1.446e-07 | 2.6564e-10 | -4.1732e-09 | 0 | 0 | 0 | 0 | 0 | 0 |  | 1.6288 | 0.93082 | 0.96993 | 1.6288 | 0.93082 | 0.96993 | 0.68983 | -91.4335 | 91.1284 | 0.68983 | -91.4335 | 91.1284
Line13_13_14 | 0.00015708 | 0.00015708 | 0.00015708 | 0.00015727 | 0.00015727 | 0.00015727 | 3.6275e-05 | 3.6275e-05 | 3.6275e-05 | 3.632e-05 | 3.632e-05 | 3.632e-05 | 1.4819e-06 | 3.37e-05 | -3.5179e-05 | -1.4836e-06 | -3.3741e-05 | 3.5222e-05 | 5.9067e-05 | -2.0969e-06 | 6.1323e-07 | -5.9139e-05 | 2.0997e-06 | -6.1373e-07 | -87.873 | -87.873 | -87.873 | 92.127 | 92.127 | 92.127 |  | 1.6288 | 0.93082 | 0.96993 | 1.6288 | 0.93081 | 0.96993 | 0.68983 | -91.4335 | 91.1284 | 0.68995 | -91.4339 | 91.1288
Line14_15_16 | 0 | 0 | 0 | 0 | 0 | 0 | 0 | 0 | 0 | 0 | 0 | 0 | 2.7044e-09 | -8.2606e-08 | 8.6026e-08 | -4.511e-09 | 4.1423e-08 | -4.3037e-08 | -1.4452e-07 | 1.5296e-09 | 2.2843e-09 | 7.234e-08 | 1.0304e-09 | -3.0311e-09 | 0 | 0 | 0 | 0 | 0 | 0 |  | 1.6288 | 0.93082 | 0.96993 | 1.6288 | 0.93082 | 0.96993 | 0.68983 | -91.4335 | 91.1284 | 0.68983 | -91.4335 | 91.1284
Line15_16_17 | 0 | 0 | 0 | 0 | 0 | 0 | 0 | 0 | 0 | 0 | 0 | 0 | 1.3522e-09 | -4.1303e-08 | 4.3013e-08 | -3.1588e-09 | 1.2038e-10 | -2.3655e-11 | -7.2261e-08 | 7.6479e-10 | 1.1421e-09 | 7.9095e-11 | 1.7952e-09 | -1.8889e-09 | 0 | 0 | 0 | 0 | 0 | 0 |  | 1.6288 | 0.93082 | 0.96993 | 1.6288 | 0.93082 | 0.96993 | 0.68983 | -91.4335 | 91.1284 | 0.68983 | -91.4335 | 91.1284
Line16_4_18 | 0 | 0.030218 | 0.031489 | 0 | 0.030219 | 0.031489 | 0 | 0.0069786 | 0.0072721 | 0 | 0.0069787 | 0.0072721 | 1.3561e-09 | 0.0045748 | 0.0049679 | -3.1585e-09 | -0.0045658 | -0.0049578 | -7.2269e-08 | 0.0045843 | 0.0049775 | 7.9159e-11 | -0.0045658 | -0.0049578 | 0 | -136.5498 | 46.0167 | 0 | 43.4505 | -133.9835 |  | 1.6288 | 0.92804 | 0.96704 | 1.6288 | 0.92525 | 0.96416 | 0.68995 | -91.4907 | 91.072 | 0.6904 | -91.5495 | 91.0165
Line17_5_19 | 0.00015708 | 0.00015708 | 0.00015708 | 0.00015727 | 0.00015727 | 0.00015727 | 3.6277e-05 | 3.6277e-05 | 3.6277e-05 | 3.6321e-05 | 3.6321e-05 | 3.6321e-05 | 1.4812e-06 | 3.3702e-05 | -3.518e-05 | -1.4829e-06 | -3.3743e-05 | 3.5223e-05 | 5.907e-05 | -2.0956e-06 | 6.1331e-07 | -5.9142e-05 | 2.0984e-06 | -6.1381e-07 | -87.8741 | -87.8741 | -87.8741 | 92.1259 | 92.1259 | 92.1259 |  | 1.6288 | 0.93083 | 0.96992 | 1.6288 | 0.93082 | 0.96992 | 0.6895 | -91.4322 | 91.1272 | 0.68961 | -91.4326 | 91.1276
Line1_1_3 | 0.00015573 | 0.00015573 | 0.00015573 | 0.00015592 | 0.00015592 | 0.00015592 | 3.5965e-05 | 3.5965e-05 | 3.5965e-05 | 3.6009e-05 | 3.6009e-05 | 3.6009e-05 | 1.4919e-06 | 3.3412e-05 | -3.4877e-05 | -1.4936e-06 | -3.3453e-05 | 3.492e-05 | 5.8563e-05 | -2.0906e-06 | 6.222e-07 | -5.8635e-05 | 2.0934e-06 | -6.227e-07 | -87.8513 | -87.8514 | -87.8512 | 92.1487 | 92.1486 | 92.1488 |  | 1.6289 | 0.93083 | 0.96991 | 1.6288 | 0.93083 | 0.96992 | 0.68938 | -91.4318 | 91.1268 | 0.6895 | -91.4322 | 91.1272
Line2_1_4 | 0.0001569 | 0.030322 | 0.031381 | 0.00015709 | 0.030322 | 0.03138 | 3.6235e-05 | 0.0070026 | 0.007247 | 3.6279e-05 | 0.0070027 | 0.007247 | 1.4809e-06 | 0.0046175 | 0.0049427 | -1.4821e-06 | -0.0046084 | -0.0049328 | 5.9002e-05 | 0.0046007 | 0.0049976 | -5.9073e-05 | -0.0045821 | -0.0049781 | -87.8728 | -136.3269 | 45.81 | 92.1272 | 43.6734 | -134.1902 |  | 1.6289 | 0.93083 | 0.96991 | 1.6288 | 0.92804 | 0.96704 | 0.68938 | -91.4318 | 91.1268 | 0.68995 | -91.4907 | 91.072
Line3_1_5 | 0.00015689 | 0.00015689 | 0.00015689 | 0.00015708 | 0.00015708 | 0.00015708 | 3.6232e-05 | 3.6232e-05 | 3.6232e-05 | 3.6277e-05 | 3.6277e-05 | 3.6277e-05 | 1.4827e-06 | 3.3661e-05 | -3.5137e-05 | -1.4844e-06 | -3.3702e-05 | 3.518e-05 | 5.8998e-05 | -2.0946e-06 | 6.147e-07 | -5.907e-05 | 2.0974e-06 | -6.152e-07 | -87.871 | -87.871 | -87.871 | 92.129 | 92.129 | 92.129 |  | 1.6289 | 0.93083 | 0.96991 | 1.6288 | 0.93083 | 0.96992 | 0.68938 | -91.4318 | 91.1268 | 0.6895 | -91.4322 | 91.1272
Line4_2_6 | 0.00015631 | 0.00015631 | 0.00015631 | 0.0001565 | 0.0001565 | 0.0001565 | 3.6099e-05 | 3.6099e-05 | 3.6099e-05 | 3.6143e-05 | 3.6143e-05 | 3.6143e-05 | 1.487e-06 | 3.3536e-05 | -3.5007e-05 | -1.4887e-06 | -3.3578e-05 | 3.5051e-05 | 5.8781e-05 | -2.0928e-06 | 6.181e-07 | -5.8853e-05 | 2.0956e-06 | -6.186e-07 | -87.8614 | -87.8614 | -87.8613 | 92.1386 | 92.1386 | 92.1387 |  | 1.6288 | 0.93083 | 0.96992 | 1.6288 | 0.93082 | 0.96992 | 0.6895 | -91.4322 | 91.1272 | 0.68961 | -91.4326 | 91.1276
Line5_6_7 | 0.0001565 | 0.0001565 | 0.0001565 | 0.0001567 | 0.0001567 | 0.0001567 | 3.6143e-05 | 3.6143e-05 | 3.6143e-05 | 3.6187e-05 | 3.6187e-05 | 3.6188e-05 | 1.4855e-06 | 3.3578e-05 | -3.5051e-05 | -1.4872e-06 | -3.3619e-05 | 3.5094e-05 | 5.8853e-05 | -2.0938e-06 | 6.1671e-07 | -5.8925e-05 | 2.0966e-06 | -6.1721e-07 | -87.8645 | -87.8645 | -87.8644 | 92.1355 | 92.1355 | 92.1356 |  | 1.6288 | 0.93082 | 0.96992 | 1.6288 | 0.93082 | 0.96992 | 0.68961 | -91.4326 | 91.1276 | 0.68972 | -91.4331 | 91.128
Line6_7_8 | 0 | 0 | 0 | 0 | 0 | 0 | 0 | 0 | 0 | 0 | 0 | 0 | 4.0576e-09 | -1.2391e-07 | 1.2904e-07 | -5.8639e-09 | 8.2728e-08 | -8.605e-08 | -2.1679e-07 | 2.2927e-09 | 3.4263e-09 | 1.446e-07 | 2.6678e-10 | -4.1732e-09 | 0 | 0 | 0 | 0 | 0 | 0 |  | 1.6288 | 0.93082 | 0.96992 | 1.6288 | 0.93082 | 0.96992 | 0.68972 | -91.4331 | 91.128 | 0.68972 | -91.4331 | 91.128
Line7_8_9 | 0 | 0 | 0 | 0 | 0 | 0 | 0 | 0 | 0 | 0 | 0 | 0 | 1.3525e-09 | -4.1304e-08 | 4.3013e-08 | -3.1589e-09 | 1.2036e-10 | -2.3657e-11 | -7.2262e-08 | 7.6424e-10 | 1.1421e-09 | 7.9083e-11 | 1.7953e-09 | -1.8889e-09 | 0 | 0 | 0 | 0 | 0 | 0 |  | 1.6288 | 0.93082 | 0.96992 | 1.6288 | 0.93082 | 0.96992 | 0.68972 | -91.4331 | 91.128 | 0.68972 | -91.4331 | 91.128
Line8_8_10 | 0 | 0 | 0 | 0 | 0 | 0 | 0 | 0 | 0 | 0 | 0 | 0 | 1.3525e-09 | -4.1304e-08 | 4.3013e-08 | -3.1589e-09 | 1.2036e-10 | -2.3656e-11 | -7.2262e-08 | 7.6424e-10 | 1.1421e-09 | 7.9083e-11 | 1.7953e-09 | -1.8889e-09 | 0 | 0 | 0 | 0 | 0 | 0 |  | 1.6288 | 0.93082 | 0.96992 | 1.6288 | 0.93082 | 0.96992 | 0.68972 | -91.4331 | 91.128 | 0.68972 | -91.4331 | 91.128
Line9_3_11 | 0.00015592 | 0.00015592 | 0.00015592 | 0.00015612 | 0.00015612 | 0.00015612 | 3.6009e-05 | 3.6009e-05 | 3.6009e-05 | 3.6054e-05 | 3.6054e-05 | 3.6054e-05 | 1.4904e-06 | 3.3453e-05 | -3.492e-05 | -1.4921e-06 | -3.3494e-05 | 3.4964e-05 | 5.8635e-05 | -2.0916e-06 | 6.2081e-07 | -5.8707e-05 | 2.0944e-06 | -6.2132e-07 | -87.8544 | -87.8545 | -87.8543 | 92.1455 | 92.1455 | 92.1456 |  | 1.6288 | 0.93083 | 0.96992 | 1.6288 | 0.93082 | 0.96992 | 0.6895 | -91.4322 | 91.1272 | 0.68961 | -91.4326 | 91.1276

## LLG_min_6
name | pf_ikss_a_from_ka | pf_ikss_b_from_ka | pf_ikss_c_from_ka | pf_ikss_a_to_ka | pf_ikss_b_to_ka | pf_ikss_c_to_ka | pf_skss_a_from_mw | pf_skss_b_from_mw | pf_skss_c_from_mw | pf_skss_a_to_mw | pf_skss_b_to_mw | pf_skss_c_to_mw | pf_p_a_from_mw | pf_p_b_from_mw | pf_p_c_from_mw | pf_p_a_to_mw | pf_p_b_to_mw | pf_p_c_to_mw | pf_q_a_from_mvar | pf_q_b_from_mvar | pf_q_c_from_mvar | pf_q_a_to_mvar | pf_q_b_to_mvar | pf_q_c_to_mvar | pf_ikss_a_from_degree | pf_ikss_b_from_degree | pf_ikss_c_from_degree | pf_ikss_a_to_degree | pf_ikss_b_to_degree | pf_ikss_c_to_degree | 3xI0 | pf_vm_a_from_pu | pf_vm_b_from_pu | pf_vm_c_from_pu | pf_vm_a_to_pu | pf_vm_b_to_pu | pf_vm_c_to_pu | pf_va_a_from_degree | pf_va_b_from_degree | pf_va_c_from_degree | pf_va_a_to_degree | pf_va_b_to_degree | pf_va_c_to_degree
Line0_1_2 | 0.0001401 | 0.00014008 | 0.00014013 | 0.00014028 | 0.00014025 | 0.0001403 | 3.2356e-05 | 3.2351e-05 | 3.2361e-05 | 3.2396e-05 | 3.239e-05 | 3.2401e-05 | 2.2246e-08 | 1.9069e-05 | -1.908e-05 | -2.2065e-08 | -1.9092e-05 | 1.9104e-05 | 4.6101e-05 | -3.928e-06 | 3.9265e-06 | -4.6158e-05 | 3.933e-06 | -3.9311e-06 | -89.9685 | -89.9732 | -89.9638 | 90.0314 | 90.0267 | 90.0361 |  | 1.4248 | 0.60182 | 0.60196 | 1.4248 | 0.60182 | 0.60196 | 0.0038116 | -101.6128 | 78.4076 | 0.0040458 | -101.6134 | 78.4083
Line10_11_12 | 0.0001401 | 0.00014008 | 0.00014012 | 0.00014027 | 0.00014025 | 0.0001403 | 3.2355e-05 | 3.235e-05 | 3.236e-05 | 3.2395e-05 | 3.239e-05 | 3.24e-05 | 2.3002e-08 | 1.9068e-05 | -1.908e-05 | -2.2822e-08 | -1.9091e-05 | 1.9104e-05 | 4.61e-05 | -3.9288e-06 | 3.9265e-06 | -4.6156e-05 | 3.9338e-06 | -3.9311e-06 | -89.9671 | -89.9718 | -89.9624 | 90.0328 | 90.0281 | 90.0376 |  | 1.4248 | 0.60181 | 0.60197 | 1.4248 | 0.60181 | 0.60197 | 0.0042791 | -101.6141 | 78.4089 | 0.0045133 | -101.6148 | 78.4096
Line11_12_13 | 0.00014027 | 0.00014025 | 0.00014029 | 0.00014045 | 0.00014043 | 0.00014046 | 3.2395e-05 | 3.239e-05 | 3.2399e-05 | 3.2435e-05 | 3.243e-05 | 3.2439e-05 | 2.0341e-08 | 1.9092e-05 | -1.9103e-05 | -2.0161e-08 | -1.9115e-05 | 1.9127e-05 | 4.6156e-05 | -3.9331e-06 | 3.9297e-06 | -4.6213e-05 | 3.9382e-06 | -3.9343e-06 | -89.9702 | -89.9742 | -89.9663 | 90.0297 | 90.0258 | 90.0337 |  | 1.4248 | 0.60181 | 0.60197 | 1.4248 | 0.6018 | 0.60198 | 0.0045133 | -101.6148 | 78.4096 | 0.0047479 | -101.6155 | 78.4103
Line12_13_15 | 0 | 0 | 0 | 0 | 0 | 0 | 0 | 0 | 0 | 0 | 0 | 0 | 7.4149e-09 | -7.2332e-08 | 6.9655e-08 | -7.4238e-09 | 4.8882e-08 | -4.6197e-08 | -1.7004e-07 | 1.2494e-08 | -1.0274e-08 | 1.1336e-07 | -7.6682e-09 | 5.4577e-09 | 0 | 0 | 0 | 0 | 0 | 0 |  | 1.4248 | 0.6018 | 0.60198 | 1.4248 | 0.6018 | 0.60198 | 0.0047479 | -101.6155 | 78.4103 | 0.0047471 | -101.6155 | 78.4103
Line13_13_14 | 0.00014096 | 0.00014096 | 0.00014097 | 0.00014113 | 0.00014113 | 0.00014114 | 3.2554e-05 | 3.2553e-05 | 3.2555e-05 | 3.2594e-05 | 3.2593e-05 | 3.2595e-05 | 1.0265e-08 | 1.9188e-05 | -1.9196e-05 | -1.0083e-08 | -1.9211e-05 | 1.922e-05 | 4.6383e-05 | -3.95e-06 | 3.9432e-06 | -4.6439e-05 | 3.955e-06 | -3.9478e-06 | -89.9826 | -89.9834 | -89.9818 | 90.0174 | 90.0166 | 90.0182 |  | 1.4248 | 0.6018 | 0.60198 | 1.4248 | 0.6018 | 0.60198 | 0.0047479 | -101.6155 | 78.4103 | 0.0049836 | -101.6162 | 78.411
Line14_15_16 | 0 | 0 | 0 | 0 | 0 | 0 | 0 | 0 | 0 | 0 | 0 | 0 | 4.9433e-09 | -4.8221e-08 | 4.6437e-08 | -4.9521e-09 | 2.4772e-08 | -2.2979e-08 | -1.1336e-07 | 8.3294e-09 | -6.8496e-09 | 5.6681e-08 | -3.5035e-09 | 2.0329e-09 | 0 | 0 | 0 | 0 | 0 | 0 |  | 1.4248 | 0.6018 | 0.60198 | 1.4248 | 0.6018 | 0.60198 | 0.0047471 | -101.6155 | 78.4103 | 0.0047466 | -101.6155 | 78.4103
Line15_16_17 | 0 | 0 | 0 | 0 | 0 | 0 | 0 | 0 | 0 | 0 | 0 | 0 | 2.4716e-09 | -2.4111e-08 | 2.3218e-08 | -2.4805e-09 | 6.6134e-10 | 2.3959e-10 | -5.6681e-08 | 4.1647e-09 | -3.4248e-09 | 4.1154e-13 | 6.6115e-10 | -1.3919e-09 | 0 | 0 | 0 | 0 | 0 | 0 |  | 1.4248 | 0.6018 | 0.60198 | 1.4248 | 0.6018 | 0.60198 | 0.0047466 | -101.6155 | 78.4103 | 0.0047465 | -101.6155 | 78.4103
Line16_4_18 | 0 | 2.5064 | 2.5073 | 0 | 2.5064 | 2.5073 | 0 | 0.57882 | 0.57903 | 0 | 0.57882 | 0.57903 | 2.478e-09 | 0.12061 | 0.1207 | -2.4802e-09 | -1.0494e-12 | 1.0234e-12 | -5.6687e-08 | 0.12566 | 0.12571 | 5.1351e-13 | -4.5279e-12 | 4.3685e-12 | 0 | -147.788 | 32.2446 | 0 | 32.212 | -147.7554 |  | 1.4248 | 0.30091 | 0.30098 | 1.4248 | 0 | 0 | 0.0049852 | -101.6134 | 78.4083 | 0.0059233 | 0 | 0
Line17_5_19 | 0.00014097 | 0.00014096 | 0.00014097 | 0.00014114 | 0.00014114 | 0.00014114 | 3.2555e-05 | 3.2554e-05 | 3.2556e-05 | 3.2595e-05 | 3.2594e-05 | 3.2596e-05 | 9.1307e-09 | 1.919e-05 | -1.9197e-05 | -8.9473e-09 | -1.9213e-05 | 1.922e-05 | 4.6385e-05 | -3.9488e-06 | 3.9432e-06 | -4.6442e-05 | 3.9539e-06 | -3.9479e-06 | -89.9847 | -89.9855 | -89.9839 | 90.0153 | 90.0145 | 90.0161 |  | 1.4248 | 0.60182 | 0.60196 | 1.4248 | 0.60181 | 0.60197 | 0.004047 | -101.6134 | 78.4083 | 0.0042828 | -101.6141 | 78.409
Line1_1_3 | 0.00013976 | 0.00013973 | 0.00013979 | 0.00013993 | 0.0001399 | 0.00013996 | 3.2275e-05 | 3.2269e-05 | 3.2282e-05 | 3.2315e-05 | 3.2308e-05 | 3.2322e-05 | 2.8325e-08 | 1.902e-05 | -1.9033e-05 | -2.8144e-08 | -1.9043e-05 | 1.9057e-05 | 4.5987e-05 | -3.9201e-06 | 3.92e-06 | -4.6043e-05 | 3.9251e-06 | -3.9246e-06 | -89.9609 | -89.9672 | -89.9546 | 90.0391 | 90.0328 | 90.0454 |  | 1.4248 | 0.60182 | 0.60196 | 1.4248 | 0.60182 | 0.60196 | 0.0038116 | -101.6128 | 78.4076 | 0.0040452 | -101.6134 | 78.4083
Line2_1_4 | 0.0001408 | 2.5065 | 2.5072 | 0.00014098 | 2.5065 | 2.5072 | 3.2517e-05 | 0.57884 | 0.57901 | 3.2557e-05 | 0.57884 | 0.57901 | 8.9453e-09 | 0.24124 | 0.24139 | -8.0008e-09 | -0.12062 | -0.12069 | 4.6332e-05 | 0.25132 | 0.25142 | -4.6387e-05 | -0.12566 | -0.12571 | -89.9851 | -147.7853 | 32.2418 | 90.0149 | 32.2147 | -147.7582 |  | 1.4248 | 0.60182 | 0.60196 | 1.4248 | 0.30091 | 0.30098 | 0.0038116 | -101.6128 | 78.4076 | 0.0049852 | -101.6134 | 78.4083
Line3_1_5 | 0.0001408 | 0.00014079 | 0.0001408 | 0.00014097 | 0.00014096 | 0.00014098 | 3.2515e-05 | 3.2514e-05 | 3.2517e-05 | 3.2555e-05 | 3.2553e-05 | 3.2557e-05 | 1.1795e-08 | 1.9166e-05 | -1.9173e-05 | -1.1611e-08 | -1.9189e-05 | 1.9197e-05 | 4.6329e-05 | -3.9445e-06 | 3.94e-06 | -4.6385e-05 | 3.9495e-06 | -3.9446e-06 | -89.9816 | -89.9832 | -89.98 | 90.0184 | 90.0168 | 90.02 |  | 1.4248 | 0.60182 | 0.60196 | 1.4248 | 0.60182 | 0.60196 | 0.0038116 | -101.6128 | 78.4076 | 0.004047 | -101.6134 | 78.4083
Line4_2_6 | 0.00014028 | 0.00014026 | 0.0001403 | 0.00014045 | 0.00014043 | 0.00014047 | 3.2396e-05 | 3.2391e-05 | 3.24e-05 | 3.2435e-05 | 3.2431e-05 | 3.244e-05 | 1.9584e-08 | 1.9093e-05 | -1.9103e-05 | -1.9403e-08 | -1.9116e-05 | 1.9127e-05 | 4.6158e-05 | -3.9324e-06 | 3.9297e-06 | -4.6214e-05 | 3.9374e-06 | -3.9343e-06 | -89.9716 | -89.9756 | -89.9677 | 90.0283 | 90.0244 | 90.0323 |  | 1.4248 | 0.60182 | 0.60196 | 1.4248 | 0.60181 | 0.60197 | 0.0040458 | -101.6134 | 78.4083 | 0.0042803 | -101.6141 | 78.4089
Line5_6_7 | 0.00014045 | 0.00014043 | 0.00014046 | 0.00014062 | 0.00014061 | 0.00014064 | 3.2435e-05 | 3.2432e-05 | 3.2439e-05 | 3.2475e-05 | 3.2472e-05 | 3.2479e-05 | 1.6922e-08 | 1.9117e-05 | -1.9127e-05 | -1.6741e-08 | -1.914e-05 | 1.9151e-05 | 4.6214e-05 | -3.9367e-06 | 3.933e-06 | -4.6271e-05 | 3.9418e-06 | -3.9376e-06 | -89.9747 | -89.9779 | -89.9716 | 90.0252 | 90.0221 | 90.0284 |  | 1.4248 | 0.60181 | 0.60197 | 1.4248 | 0.60181 | 0.60197 | 0.0042803 | -101.6141 | 78.4089 | 0.0045152 | -101.6148 | 78.4096
Line6_7_8 | 0 | 0 | 0 | 0 | 0 | 0 | 0 | 0 | 0 | 0 | 0 | 0 | 7.4164e-09 | -7.2333e-08 | 6.9656e-08 | -7.4248e-09 | 4.8884e-08 | -4.6198e-08 | -1.7005e-07 | 1.2493e-08 | -1.0274e-08 | 1.1336e-07 | -7.6672e-09 | 5.4577e-09 | 0 | 0 | 0 | 0 | 0 | 0 |  | 1.4248 | 0.60181 | 0.60197 | 1.4248 | 0.60181 | 0.60197 | 0.0045152 | -101.6148 | 78.4096 | 0.0045144 | -101.6148 | 78.4096
Line7_8_9 | 0 | 0 | 0 | 0 | 0 | 0 | 0 | 0 | 0 | 0 | 0 | 0 | 2.4721e-09 | -2.4111e-08 | 2.3219e-08 | -2.4805e-09 | 6.6133e-10 | 2.3958e-10 | -5.6682e-08 | 4.1642e-09 | -3.4248e-09 | 3.9111e-13 | 6.6118e-10 | -1.3919e-09 | 0 | 0 | 0 | 0 | 0 | 0 |  | 1.4248 | 0.60181 | 0.60197 | 1.4248 | 0.60181 | 0.60197 | 0.0045144 | -101.6148 | 78.4096 | 0.0045143 | -101.6148 | 78.4096
Line8_8_10 | 0 | 0 | 0 | 0 | 0 | 0 | 0 | 0 | 0 | 0 | 0 | 0 | 2.4721e-09 | -2.4111e-08 | 2.3219e-08 | -2.4805e-09 | 6.6133e-10 | 2.3958e-10 | -5.6682e-08 | 4.1642e-09 | -3.4248e-09 | 3.9122e-13 | 6.6118e-10 | -1.3919e-09 | 0 | 0 | 0 | 0 | 0 | 0 |  | 1.4248 | 0.60181 | 0.60197 | 1.4248 | 0.60181 | 0.60197 | 0.0045144 | -101.6148 | 78.4096 | 0.0045143 | -101.6148 | 78.4096
Line9_3_11 | 0.00013993 | 0.0001399 | 0.00013995 | 0.0001401 | 0.00014008 | 0.00014013 | 3.2315e-05 | 3.2309e-05 | 3.2321e-05 | 3.2355e-05 | 3.2349e-05 | 3.2361e-05 | 2.5664e-08 | 1.9044e-05 | -1.9056e-05 | -2.5483e-08 | -1.9067e-05 | 1.908e-05 | 4.6043e-05 | -3.9244e-06 | 3.9232e-06 | -4.61e-05 | 3.9294e-06 | -3.9279e-06 | -89.964 | -89.9695 | -89.9585 | 90.036 | 90.0305 | 90.0414 |  | 1.4248 | 0.60182 | 0.60196 | 1.4248 | 0.60181 | 0.60197 | 0.0040452 | -101.6134 | 78.4083 | 0.0042791 | -101.6141 | 78.4089

## LLG_min_10
name | pf_ikss_a_from_ka | pf_ikss_b_from_ka | pf_ikss_c_from_ka | pf_ikss_a_to_ka | pf_ikss_b_to_ka | pf_ikss_c_to_ka | pf_skss_a_from_mw | pf_skss_b_from_mw | pf_skss_c_from_mw | pf_skss_a_to_mw | pf_skss_b_to_mw | pf_skss_c_to_mw | pf_p_a_from_mw | pf_p_b_from_mw | pf_p_c_from_mw | pf_p_a_to_mw | pf_p_b_to_mw | pf_p_c_to_mw | pf_q_a_from_mvar | pf_q_b_from_mvar | pf_q_c_from_mvar | pf_q_a_to_mvar | pf_q_b_to_mvar | pf_q_c_to_mvar | pf_ikss_a_from_degree | pf_ikss_b_from_degree | pf_ikss_c_from_degree | pf_ikss_a_to_degree | pf_ikss_b_to_degree | pf_ikss_c_to_degree | 3xI0 | pf_vm_a_from_pu | pf_vm_b_from_pu | pf_vm_c_from_pu | pf_vm_a_to_pu | pf_vm_b_to_pu | pf_vm_c_to_pu | pf_va_a_from_degree | pf_va_b_from_degree | pf_va_c_from_degree | pf_va_a_to_degree | pf_va_b_to_degree | pf_va_c_to_degree
Line0_1_2 | 0.00013273 | 0.00013271 | 0.00013275 | 0.00013289 | 0.00013287 | 0.00013292 | 3.0653e-05 | 3.0648e-05 | 3.0658e-05 | 3.0691e-05 | 3.0686e-05 | 3.0695e-05 | 1.9966e-08 | 1.7115e-05 | -1.7124e-05 | -1.9803e-08 | -1.7135e-05 | 1.7146e-05 | 4.1376e-05 | -3.5254e-06 | 3.5241e-06 | -4.1427e-05 | 3.5299e-06 | -3.5282e-06 | -89.9685 | -89.9732 | -89.9638 | 90.0314 | 90.0267 | 90.0361 |  | 1.3498 | 0.57015 | 0.57028 | 1.3498 | 0.57014 | 0.57028 | 0.0038116 | -101.6128 | 78.4076 | 0.0040458 | -101.6134 | 78.4083
Line10_11_12 | 0.00013273 | 0.00013271 | 0.00013275 | 0.00013289 | 0.00013287 | 0.00013291 | 3.0652e-05 | 3.0647e-05 | 3.0657e-05 | 3.069e-05 | 3.0685e-05 | 3.0695e-05 | 2.0645e-08 | 1.7114e-05 | -1.7124e-05 | -2.0483e-08 | -1.7135e-05 | 1.7146e-05 | 4.1375e-05 | -3.5261e-06 | 3.524e-06 | -4.1425e-05 | 3.5306e-06 | -3.5282e-06 | -89.9671 | -89.9718 | -89.9624 | 90.0328 | 90.0281 | 90.0376 |  | 1.3498 | 0.57014 | 0.57028 | 1.3498 | 0.57013 | 0.57029 | 0.0042791 | -101.6141 | 78.4089 | 0.0045133 | -101.6148 | 78.4096
Line11_12_13 | 0.00013289 | 0.00013287 | 0.00013291 | 0.00013305 | 0.00013304 | 0.00013307 | 3.069e-05 | 3.0686e-05 | 3.0694e-05 | 3.0727e-05 | 3.0723e-05 | 3.0732e-05 | 1.8257e-08 | 1.7135e-05 | -1.7145e-05 | -1.8094e-08 | -1.7156e-05 | 1.7167e-05 | 4.1425e-05 | -3.53e-06 | 3.5269e-06 | -4.1476e-05 | 3.5345e-06 | -3.5311e-06 | -89.9702 | -89.9742 | -89.9663 | 90.0297 | 90.0258 | 90.0337 |  | 1.3498 | 0.57013 | 0.57029 | 1.3498 | 0.57013 | 0.57029 | 0.0045133 | -101.6148 | 78.4096 | 0.0047479 | -101.6155 | 78.4103
Line12_13_15 | 0 | 0 | 0 | 0 | 0 | 0 | 0 | 0 | 0 | 0 | 0 | 0 | 6.655e-09 | -6.4918e-08 | 6.2516e-08 | -6.6629e-09 | 4.3872e-08 | -4.1462e-08 | -1.5261e-07 | 1.1214e-08 | -9.2213e-09 | 1.0174e-07 | -6.8823e-09 | 4.8983e-09 | 0 | 0 | 0 | 0 | 0 | 0 |  | 1.3498 | 0.57013 | 0.57029 | 1.3498 | 0.57013 | 0.57029 | 0.0047479 | -101.6155 | 78.4103 | 0.0047471 | -101.6155 | 78.4103
Line13_13_14 | 0.00013354 | 0.00013354 | 0.00013355 | 0.00013371 | 0.0001337 | 0.00013371 | 3.0841e-05 | 3.084e-05 | 3.0841e-05 | 3.0878e-05 | 3.0877e-05 | 3.0879e-05 | 9.2133e-09 | 1.7222e-05 | -1.7229e-05 | -9.05e-09 | -1.7242e-05 | 1.725e-05 | 4.1629e-05 | -3.5451e-06 | 3.5391e-06 | -4.1679e-05 | 3.5497e-06 | -3.5432e-06 | -89.9826 | -89.9834 | -89.9818 | 90.0174 | 90.0166 | 90.0182 |  | 1.3498 | 0.57013 | 0.57029 | 1.3498 | 0.57013 | 0.5703 | 0.0047479 | -101.6155 | 78.4103 | 0.0049836 | -101.6162 | 78.411
Line14_15_16 | 0 | 0 | 0 | 0 | 0 | 0 | 0 | 0 | 0 | 0 | 0 | 0 | 4.4366e-09 | -4.3279e-08 | 4.1677e-08 | -4.4445e-09 | 2.2233e-08 | -2.0624e-08 | -1.0174e-07 | 7.4757e-09 | -6.1475e-09 | 5.0872e-08 | -3.1445e-09 | 1.8245e-09 | 0 | 0 | 0 | 0 | 0 | 0 |  | 1.3498 | 0.57013 | 0.57029 | 1.3498 | 0.57013 | 0.57029 | 0.0047471 | -101.6155 | 78.4103 | 0.0047466 | -101.6155 | 78.4103
Line15_16_17 | 0 | 0 | 0 | 0 | 0 | 0 | 0 | 0 | 0 | 0 | 0 | 0 | 2.2183e-09 | -2.1639e-08 | 2.0839e-08 | -2.2262e-09 | 5.9356e-10 | 2.1503e-10 | -5.0871e-08 | 3.7378e-09 | -3.0738e-09 | 3.6965e-13 | 5.9339e-10 | -1.2492e-09 | 0 | 0 | 0 | 0 | 0 | 0 |  | 1.3498 | 0.57013 | 0.57029 | 1.3498 | 0.57013 | 0.57029 | 0.0047466 | -101.6155 | 78.4103 | 0.0047465 | -101.6155 | 78.4103
Line16_4_18 | 0 | 2.3745 | 2.3753 | 0 | 2.3745 | 2.3753 | 0 | 0.54836 | 0.54856 | 0 | 0.54836 | 0.54856 | 2.224e-09 | 0.10825 | 0.10833 | -2.226e-09 | -9.0594e-13 | 8.8278e-13 | -5.0877e-08 | 0.11278 | 0.11283 | 4.612e-13 | -4.2688e-12 | 4.1257e-12 | 0 | -147.788 | 32.2446 | 0 | 32.212 | -147.7554 |  | 1.3498 | 0.28507 | 0.28514 | 1.3498 | 0 | 0 | 0.0049852 | -101.6134 | 78.4083 | 0.0059233 | 0 | 0
Line17_5_19 | 0.00013355 | 0.00013355 | 0.00013355 | 0.00013371 | 0.00013371 | 0.00013372 | 3.0842e-05 | 3.0841e-05 | 3.0843e-05 | 3.0879e-05 | 3.0879e-05 | 3.088e-05 | 8.1948e-09 | 1.7223e-05 | -1.7229e-05 | -8.0303e-09 | -1.7244e-05 | 1.725e-05 | 4.1631e-05 | -3.5441e-06 | 3.5391e-06 | -4.1682e-05 | 3.5486e-06 | -3.5432e-06 | -89.9847 | -89.9855 | -89.9839 | 90.0153 | 90.0145 | 90.0161 |  | 1.3498 | 0.57014 | 0.57028 | 1.3498 | 0.57014 | 0.57028 | 0.004047 | -101.6134 | 78.4083 | 0.0042828 | -101.6141 | 78.409
Line1_1_3 | 0.0001324 | 0.00013237 | 0.00013243 | 0.00013256 | 0.00013254 | 0.00013259 | 3.0577e-05 | 3.057e-05 | 3.0583e-05 | 3.0614e-05 | 3.0608e-05 | 3.0621e-05 | 2.5422e-08 | 1.7071e-05 | -1.7082e-05 | -2.526e-08 | -1.7092e-05 | 1.7104e-05 | 4.1273e-05 | -3.5183e-06 | 3.5182e-06 | -4.1324e-05 | 3.5228e-06 | -3.5224e-06 | -89.9609 | -89.9672 | -89.9546 | 90.0391 | 90.0328 | 90.0454 |  | 1.3498 | 0.57015 | 0.57028 | 1.3498 | 0.57014 | 0.57028 | 0.0038116 | -101.6128 | 78.4076 | 0.0040452 | -101.6134 | 78.4083
Line2_1_4 | 0.00013339 | 2.3745 | 2.3752 | 0.00013356 | 2.3745 | 2.3752 | 3.0806e-05 | 0.54838 | 0.54854 | 3.0844e-05 | 0.54838 | 0.54854 | 8.0285e-09 | 0.21651 | 0.21665 | -7.1808e-09 | -0.10826 | -0.10832 | 4.1583e-05 | 0.22556 | 0.22565 | -4.1633e-05 | -0.11278 | -0.11283 | -89.9851 | -147.7853 | 32.2418 | 90.0149 | 32.2147 | -147.7582 |  | 1.3498 | 0.57015 | 0.57028 | 1.3498 | 0.28507 | 0.28514 | 0.0038116 | -101.6128 | 78.4076 | 0.0049852 | -101.6134 | 78.4083
Line3_1_5 | 0.00013339 | 0.00013338 | 0.00013339 | 0.00013355 | 0.00013354 | 0.00013356 | 3.0804e-05 | 3.0802e-05 | 3.0806e-05 | 3.0842e-05 | 3.084e-05 | 3.0843e-05 | 1.0586e-08 | 1.7201e-05 | -1.7208e-05 | -1.0421e-08 | -1.7222e-05 | 1.7229e-05 | 4.158e-05 | -3.5402e-06 | 3.5362e-06 | -4.1631e-05 | 3.5447e-06 | -3.5403e-06 | -89.9816 | -89.9832 | -89.98 | 90.0184 | 90.0168 | 90.02 |  | 1.3498 | 0.57015 | 0.57028 | 1.3498 | 0.57014 | 0.57028 | 0.0038116 | -101.6128 | 78.4076 | 0.004047 | -101.6134 | 78.4083
Line4_2_6 | 0.00013289 | 0.00013288 | 0.00013291 | 0.00013306 | 0.00013304 | 0.00013307 | 3.0691e-05 | 3.0687e-05 | 3.0695e-05 | 3.0728e-05 | 3.0724e-05 | 3.0732e-05 | 1.7577e-08 | 1.7136e-05 | -1.7146e-05 | -1.7414e-08 | -1.7157e-05 | 1.7167e-05 | 4.1427e-05 | -3.5293e-06 | 3.527e-06 | -4.1478e-05 | 3.5338e-06 | -3.5311e-06 | -89.9716 | -89.9756 | -89.9677 | 90.0283 | 90.0244 | 90.0323 |  | 1.3498 | 0.57014 | 0.57028 | 1.3498 | 0.57014 | 0.57028 | 0.0040458 | -101.6134 | 78.4083 | 0.0042803 | -101.6141 | 78.4089
Line5_6_7 | 0.00013306 | 0.00013304 | 0.00013307 | 0.00013322 | 0.00013321 | 0.00013323 | 3.0728e-05 | 3.0725e-05 | 3.0731e-05 | 3.0766e-05 | 3.0763e-05 | 3.0769e-05 | 1.5188e-08 | 1.7158e-05 | -1.7167e-05 | -1.5025e-08 | -1.7178e-05 | 1.7188e-05 | 4.1478e-05 | -3.5332e-06 | 3.5299e-06 | -4.1528e-05 | 3.5378e-06 | -3.534e-06 | -89.9747 | -89.9779 | -89.9716 | 90.0252 | 90.0221 | 90.0284 |  | 1.3498 | 0.57014 | 0.57028 | 1.3498 | 0.57013 | 0.57029 | 0.0042803 | -101.6141 | 78.4089 | 0.0045152 | -101.6148 | 78.4096
Line6_7_8 | 0 | 0 | 0 | 0 | 0 | 0 | 0 | 0 | 0 | 0 | 0 | 0 | 6.6563e-09 | -6.492e-08 | 6.2516e-08 | -6.6638e-09 | 4.3873e-08 | -4.1463e-08 | -1.5262e-07 | 1.1212e-08 | -9.2213e-09 | 1.0174e-07 | -6.8814e-09 | 4.8983e-09 | 0 | 0 | 0 | 0 | 0 | 0 |  | 1.3498 | 0.57013 | 0.57029 | 1.3498 | 0.57013 | 0.57029 | 0.0045152 | -101.6148 | 78.4096 | 0.0045144 | -101.6148 | 78.4096
Line7_8_9 | 0 | 0 | 0 | 0 | 0 | 0 | 0 | 0 | 0 | 0 | 0 | 0 | 2.2188e-09 | -2.164e-08 | 2.0839e-08 | -2.2263e-09 | 5.9355e-10 | 2.1502e-10 | -5.0872e-08 | 3.7374e-09 | -3.0738e-09 | 3.512e-13 | 5.9342e-10 | -1.2492e-09 | 0 | 0 | 0 | 0 | 0 | 0 |  | 1.3498 | 0.57013 | 0.57029 | 1.3498 | 0.57013 | 0.57029 | 0.0045144 | -101.6148 | 78.4096 | 0.0045143 | -101.6148 | 78.4096
Line8_8_10 | 0 | 0 | 0 | 0 | 0 | 0 | 0 | 0 | 0 | 0 | 0 | 0 | 2.2188e-09 | -2.164e-08 | 2.0839e-08 | -2.2263e-09 | 5.9355e-10 | 2.1502e-10 | -5.0872e-08 | 3.7374e-09 | -3.0738e-09 | 3.509e-13 | 5.9342e-10 | -1.2492e-09 | 0 | 0 | 0 | 0 | 0 | 0 |  | 1.3498 | 0.57013 | 0.57029 | 1.3498 | 0.57013 | 0.57029 | 0.0045144 | -101.6148 | 78.4096 | 0.0045143 | -101.6148 | 78.4096
Line9_3_11 | 0.00013256 | 0.00013254 | 0.00013259 | 0.00013273 | 0.0001327 | 0.00013275 | 3.0614e-05 | 3.0609e-05 | 3.062e-05 | 3.0652e-05 | 3.0646e-05 | 3.0658e-05 | 2.3033e-08 | 1.7092e-05 | -1.7103e-05 | -2.2871e-08 | -1.7113e-05 | 1.7125e-05 | 4.1324e-05 | -3.5222e-06 | 3.5211e-06 | -4.1375e-05 | 3.5267e-06 | -3.5253e-06 | -89.964 | -89.9695 | -89.9585 | 90.036 | 90.0305 | 90.0414 |  | 1.3498 | 0.57014 | 0.57028 | 1.3498 | 0.57014 | 0.57028 | 0.0040452 | -101.6134 | 78.4083 | 0.0042791 | -101.6141 | 78.4089

## LLG_min_fault_6
name | pf_ikss_a_from_ka | pf_ikss_b_from_ka | pf_ikss_c_from_ka | pf_ikss_a_to_ka | pf_ikss_b_to_ka | pf_ikss_c_to_ka | pf_skss_a_from_mw | pf_skss_b_from_mw | pf_skss_c_from_mw | pf_skss_a_to_mw | pf_skss_b_to_mw | pf_skss_c_to_mw | pf_p_a_from_mw | pf_p_b_from_mw | pf_p_c_from_mw | pf_p_a_to_mw | pf_p_b_to_mw | pf_p_c_to_mw | pf_q_a_from_mvar | pf_q_b_from_mvar | pf_q_c_from_mvar | pf_q_a_to_mvar | pf_q_b_to_mvar | pf_q_c_to_mvar | pf_ikss_a_from_degree | pf_ikss_b_from_degree | pf_ikss_c_from_degree | pf_ikss_a_to_degree | pf_ikss_b_to_degree | pf_ikss_c_to_degree | 3xI0 | pf_vm_a_from_pu | pf_vm_b_from_pu | pf_vm_c_from_pu | pf_vm_a_to_pu | pf_vm_b_to_pu | pf_vm_c_to_pu | pf_va_a_from_degree | pf_va_b_from_degree | pf_va_c_from_degree | pf_va_a_to_degree | pf_va_b_to_degree | pf_va_c_to_degree
Line0_1_2 | 0.00013483 | 0.00013483 | 0.00013483 | 0.000135 | 0.000135 | 0.000135 | 3.1138e-05 | 3.1138e-05 | 3.1138e-05 | 3.1176e-05 | 3.1176e-05 | 3.1176e-05 | 1.1135e-06 | 2.4982e-05 | -2.6081e-05 | -1.1147e-06 | -2.5013e-05 | 2.6113e-05 | 4.3789e-05 | -1.5624e-06 | 4.6428e-07 | -4.3842e-05 | 1.5645e-06 | -4.6466e-07 | -87.8524 | -87.8525 | -87.8523 | 92.1476 | 92.1475 | 92.1476 |  | 1.4067 | 0.80388 | 0.83771 | 1.4067 | 0.80388 | 0.83772 | 0.69095 | -91.4311 | 91.1278 | 0.69117 | -91.4315 | 91.1282
Line10_11_12 | 0.00013483 | 0.00013483 | 0.00013483 | 0.00013499 | 0.00013499 | 0.00013499 | 3.1137e-05 | 3.1137e-05 | 3.1137e-05 | 3.1175e-05 | 3.1175e-05 | 3.1175e-05 | 1.1142e-06 | 2.4981e-05 | -2.608e-05 | -1.1154e-06 | -2.5012e-05 | 2.6112e-05 | 4.3787e-05 | -1.5633e-06 | 4.6455e-07 | -4.3841e-05 | 1.5654e-06 | -4.6492e-07 | -87.851 | -87.8511 | -87.8509 | 92.149 | 92.1489 | 92.149 |  | 1.4067 | 0.80387 | 0.83773 | 1.4067 | 0.80387 | 0.83773 | 0.6914 | -91.432 | 91.1286 | 0.69162 | -91.4324 | 91.129
Line11_12_13 | 0.00013499 | 0.00013499 | 0.00013499 | 0.00013516 | 0.00013516 | 0.00013516 | 3.1175e-05 | 3.1175e-05 | 3.1175e-05 | 3.1214e-05 | 3.1214e-05 | 3.1214e-05 | 1.113e-06 | 2.5012e-05 | -2.6112e-05 | -1.1142e-06 | -2.5043e-05 | 2.6145e-05 | 4.3841e-05 | -1.5641e-06 | 4.6352e-07 | -4.3894e-05 | 1.5662e-06 | -4.6389e-07 | -87.8541 | -87.8542 | -87.854 | 92.1459 | 92.1458 | 92.1459 |  | 1.4067 | 0.80387 | 0.83773 | 1.4067 | 0.80386 | 0.83774 | 0.69162 | -91.4324 | 91.129 | 0.69184 | -91.4328 | 91.1294
Line12_13_15 | 0 | 0 | 0 | 0 | 0 | 0 | 0 | 0 | 0 | 0 | 0 | 0 | 3.0138e-09 | -9.2416e-08 | 9.6254e-08 | -4.3653e-09 | 6.1701e-08 | -6.4187e-08 | -1.6169e-07 | 1.7201e-09 | 2.5471e-09 | 1.0785e-07 | 1.9228e-10 | -3.107e-09 | 0 | 0 | 0 | 0 | 0 | 0 |  | 1.4067 | 0.80386 | 0.83774 | 1.4067 | 0.80386 | 0.83774 | 0.69184 | -91.4328 | 91.1294 | 0.69184 | -91.4328 | 91.1294
Line13_13_14 | 0.00013566 | 0.00013566 | 0.00013566 | 0.00013582 | 0.00013582 | 0.00013582 | 3.1329e-05 | 3.1329e-05 | 3.1329e-05 | 3.1367e-05 | 3.1367e-05 | 3.1367e-05 | 1.1088e-06 | 2.5135e-05 | -2.6241e-05 | -1.11e-06 | -2.5166e-05 | 2.6273e-05 | 4.4056e-05 | -1.5666e-06 | 4.5994e-07 | -4.411e-05 | 1.5687e-06 | -4.6031e-07 | -87.8664 | -87.8665 | -87.8664 | 92.1336 | 92.1335 | 92.1336 |  | 1.4067 | 0.80386 | 0.83774 | 1.4067 | 0.80386 | 0.83774 | 0.69184 | -91.4328 | 91.1294 | 0.69206 | -91.4333 | 91.1298
Line14_15_16 | 0 | 0 | 0 | 0 | 0 | 0 | 0 | 0 | 0 | 0 | 0 | 0 | 2.0092e-09 | -6.1611e-08 | 6.417e-08 | -3.3607e-09 | 3.0895e-08 | -3.2103e-08 | -1.0779e-07 | 1.1467e-09 | 1.6981e-09 | 5.3956e-08 | 7.6563e-10 | -2.258e-09 | 0 | 0 | 0 | 0 | 0 | 0 |  | 1.4067 | 0.80386 | 0.83774 | 1.4067 | 0.80386 | 0.83774 | 0.69184 | -91.4328 | 91.1294 | 0.69184 | -91.4328 | 91.1294
Line15_16_17 | 0 | 0 | 0 | 0 | 0 | 0 | 0 | 0 | 0 | 0 | 0 | 0 | 1.0046e-09 | -3.0805e-08 | 3.2085e-08 | -2.356e-09 | 8.9847e-11 | -1.7844e-11 | -5.3897e-08 | 5.7335e-10 | 8.4903e-10 | 5.9166e-11 | 1.339e-09 | -1.409e-09 | 0 | 0 | 0 | 0 | 0 | 0 |  | 1.4067 | 0.80386 | 0.83774 | 1.4067 | 0.80386 | 0.83774 | 0.69184 | -91.4328 | 91.1294 | 0.69184 | -91.4328 | 91.1294
Line16_4_18 | 0 | 0.026049 | 0.027149 | 0 | 0.026049 | 0.027148 | 0 | 0.0060157 | 0.0062697 | 0 | 0.0060157 | 0.0062697 | 1.0105e-09 | 0.0034057 | 0.0036994 | -2.3558e-09 | -0.0033927 | -0.0036852 | -5.3903e-08 | 0.0034065 | 0.0036997 | 5.9261e-11 | -0.0033927 | -0.0036852 | 0 | -136.4444 | 46.1226 | 0 | 43.5559 | -133.8776 |  | 1.4067 | 0.80073 | 0.83448 | 1.4067 | 0.79758 | 0.83125 | 0.69207 | -91.4378 | 91.1253 | 0.69296 | -91.4441 | 91.1224
Line17_5_19 | 0.00013566 | 0.00013566 | 0.00013566 | 0.00013583 | 0.00013583 | 0.00013583 | 3.133e-05 | 3.133e-05 | 3.133e-05 | 3.1368e-05 | 3.1368e-05 | 3.1368e-05 | 1.1078e-06 | 2.5137e-05 | -2.6241e-05 | -1.1089e-06 | -2.5167e-05 | 2.6274e-05 | 4.4058e-05 | -1.5651e-06 | 4.5954e-07 | -4.4112e-05 | 1.5672e-06 | -4.5991e-07 | -87.8685 | -87.8686 | -87.8685 | 92.1314 | 92.1314 | 92.1315 |  | 1.4067 | 0.80388 | 0.83772 | 1.4067 | 0.80387 | 0.83773 | 0.69118 | -91.4315 | 91.1282 | 0.6914 | -91.432 | 91.1286
Line1_1_3 | 0.0001345 | 0.0001345 | 0.0001345 | 0.00013466 | 0.00013466 | 0.00013466 | 3.1061e-05 | 3.106e-05 | 3.1061e-05 | 3.1099e-05 | 3.1099e-05 | 3.1099e-05 | 1.1165e-06 | 2.492e-05 | -2.6016e-05 | -1.1177e-06 | -2.4951e-05 | 2.6048e-05 | 4.368e-05 | -1.5618e-06 | 4.6661e-07 | -4.3733e-05 | 1.5639e-06 | -4.6699e-07 | -87.8448 | -87.8449 | -87.8447 | 92.1552 | 92.1551 | 92.1553 |  | 1.4067 | 0.80388 | 0.83771 | 1.4067 | 0.80388 | 0.83772 | 0.69095 | -91.4311 | 91.1278 | 0.69117 | -91.4315 | 91.1282
Line2_1_4 | 0.0001355 | 0.026139 | 0.027054 | 0.00013567 | 0.026139 | 0.027054 | 3.1293e-05 | 0.0060365 | 0.006248 | 3.1332e-05 | 0.0060365 | 0.0062479 | 1.1063e-06 | 0.0034439 | 0.0036873 | -1.1068e-06 | -0.0034308 | -0.0036732 | 4.4008e-05 | 0.0034188 | 0.0037147 | -4.4061e-05 | -0.0034049 | -0.0037002 | -87.869 | -136.2214 | 45.9159 | 92.131 | 43.7788 | -134.0843 |  | 1.4067 | 0.80388 | 0.83771 | 1.4067 | 0.80073 | 0.83448 | 0.69095 | -91.4311 | 91.1278 | 0.69207 | -91.4378 | 91.1253
Line3_1_5 | 0.0001355 | 0.0001355 | 0.0001355 | 0.00013566 | 0.00013566 | 0.00013566 | 3.1291e-05 | 3.1291e-05 | 3.1291e-05 | 3.133e-05 | 3.133e-05 | 3.133e-05 | 1.1089e-06 | 2.5106e-05 | -2.6209e-05 | -1.1101e-06 | -2.5136e-05 | 2.6241e-05 | 4.4005e-05 | -1.5644e-06 | 4.6057e-07 | -4.4058e-05 | 1.5665e-06 | -4.6095e-07 | -87.8655 | -87.8655 | -87.8655 | 92.1345 | 92.1345 | 92.1345 |  | 1.4067 | 0.80388 | 0.83771 | 1.4067 | 0.80388 | 0.83772 | 0.69095 | -91.4311 | 91.1278 | 0.69118 | -91.4315 | 91.1282
Line4_2_6 | 0.000135 | 0.000135 | 0.000135 | 0.00013516 | 0.00013516 | 0.00013516 | 3.1176e-05 | 3.1176e-05 | 3.1176e-05 | 3.1214e-05 | 3.1214e-05 | 3.1214e-05 | 1.1123e-06 | 2.5013e-05 | -2.6113e-05 | -1.1135e-06 | -2.5044e-05 | 2.6145e-05 | 4.3842e-05 | -1.5631e-06 | 4.6325e-07 | -4.3896e-05 | 1.5652e-06 | -4.6363e-07 | -87.8555 | -87.8556 | -87.8555 | 92.1445 | 92.1444 | 92.1445 |  | 1.4067 | 0.80388 | 0.83772 | 1.4067 | 0.80387 | 0.83773 | 0.69117 | -91.4315 | 91.1282 | 0.6914 | -91.432 | 91.1286
Line5_6_7 | 0.00013516 | 0.00013516 | 0.00013516 | 0.00013533 | 0.00013533 | 0.00013533 | 3.1214e-05 | 3.1214e-05 | 3.1214e-05 | 3.1253e-05 | 3.1253e-05 | 3.1253e-05 | 1.1111e-06 | 2.5044e-05 | -2.6145e-05 | -1.1123e-06 | -2.5074e-05 | 2.6177e-05 | 4.3896e-05 | -1.5639e-06 | 4.6222e-07 | -4.395e-05 | 1.566e-06 | -4.6259e-07 | -87.8586 | -87.8587 | -87.8586 | 92.1414 | 92.1413 | 92.1414 |  | 1.4067 | 0.80387 | 0.83773 | 1.4067 | 0.80387 | 0.83773 | 0.6914 | -91.432 | 91.1286 | 0.69162 | -91.4324 | 91.129
Line6_7_8 | 0 | 0 | 0 | 0 | 0 | 0 | 0 | 0 | 0 | 0 | 0 | 0 | 3.0152e-09 | -9.2418e-08 | 9.6255e-08 | -4.3662e-09 | 6.1702e-08 | -6.4188e-08 | -1.6169e-07 | 1.7183e-09 | 2.5476e-09 | 1.0785e-07 | 1.9351e-10 | -3.1074e-09 | 0 | 0 | 0 | 0 | 0 | 0 |  | 1.4067 | 0.80387 | 0.83773 | 1.4067 | 0.80387 | 0.83773 | 0.69162 | -91.4324 | 91.129 | 0.69162 | -91.4324 | 91.129
Line7_8_9 | 0 | 0 | 0 | 0 | 0 | 0 | 0 | 0 | 0 | 0 | 0 | 0 | 1.0051e-09 | -3.0806e-08 | 3.2085e-08 | -2.3561e-09 | 8.9822e-11 | -1.7838e-11 | -5.3898e-08 | 5.7275e-10 | 8.492e-10 | 5.9147e-11 | 1.339e-09 | -1.409e-09 | 0 | 0 | 0 | 0 | 0 | 0 |  | 1.4067 | 0.80387 | 0.83773 | 1.4067 | 0.80387 | 0.83773 | 0.69162 | -91.4324 | 91.129 | 0.69162 | -91.4324 | 91.129
Line8_8_10 | 0 | 0 | 0 | 0 | 0 | 0 | 0 | 0 | 0 | 0 | 0 | 0 | 1.0051e-09 | -3.0806e-08 | 3.2085e-08 | -2.3561e-09 | 8.9822e-11 | -1.7837e-11 | -5.3898e-08 | 5.7275e-10 | 8.492e-10 | 5.9148e-11 | 1.339e-09 | -1.409e-09 | 0 | 0 | 0 | 0 | 0 | 0 |  | 1.4067 | 0.80387 | 0.83773 | 1.4067 | 0.80387 | 0.83773 | 0.69162 | -91.4324 | 91.129 | 0.69162 | -91.4324 | 91.129
Line9_3_11 | 0.00013466 | 0.00013466 | 0.00013466 | 0.00013483 | 0.00013483 | 0.00013483 | 3.1099e-05 | 3.1099e-05 | 3.1099e-05 | 3.1137e-05 | 3.1137e-05 | 3.1137e-05 | 1.1154e-06 | 2.4951e-05 | -2.6048e-05 | -1.1165e-06 | -2.4981e-05 | 2.608e-05 | 4.3733e-05 | -1.5626e-06 | 4.6558e-07 | -4.3787e-05 | 1.5647e-06 | -4.6596e-07 | -87.8479 | -87.848 | -87.8478 | 92.1521 | 92.152 | 92.1522 |  | 1.4067 | 0.80388 | 0.83772 | 1.4067 | 0.80387 | 0.83773 | 0.69117 | -91.4315 | 91.1282 | 0.6914 | -91.432 | 91.1286

## LLG_min_fault_10
name | pf_ikss_a_from_ka | pf_ikss_b_from_ka | pf_ikss_c_from_ka | pf_ikss_a_to_ka | pf_ikss_b_to_ka | pf_ikss_c_to_ka | pf_skss_a_from_mw | pf_skss_b_from_mw | pf_skss_c_from_mw | pf_skss_a_to_mw | pf_skss_b_to_mw | pf_skss_c_to_mw | pf_p_a_from_mw | pf_p_b_from_mw | pf_p_c_from_mw | pf_p_a_to_mw | pf_p_b_to_mw | pf_p_c_to_mw | pf_q_a_from_mvar | pf_q_b_from_mvar | pf_q_c_from_mvar | pf_q_a_to_mvar | pf_q_b_to_mvar | pf_q_c_to_mvar | pf_ikss_a_from_degree | pf_ikss_b_from_degree | pf_ikss_c_from_degree | pf_ikss_a_to_degree | pf_ikss_b_to_degree | pf_ikss_c_to_degree | 3xI0 | pf_vm_a_from_pu | pf_vm_b_from_pu | pf_vm_c_from_pu | pf_vm_a_to_pu | pf_vm_b_to_pu | pf_vm_c_to_pu | pf_va_a_from_degree | pf_va_b_from_degree | pf_va_c_from_degree | pf_va_a_to_degree | pf_va_b_to_degree | pf_va_c_to_degree
Line0_1_2 | 0.00012773 | 0.00012773 | 0.00012773 | 0.00012789 | 0.00012789 | 0.00012789 | 2.9499e-05 | 2.9499e-05 | 2.9499e-05 | 2.9535e-05 | 2.9535e-05 | 2.9535e-05 | 9.9936e-07 | 2.2422e-05 | -2.3407e-05 | -1.0004e-06 | -2.2449e-05 | 2.3436e-05 | 3.9301e-05 | -1.4023e-06 | 4.167e-07 | -3.9349e-05 | 1.4041e-06 | -4.1703e-07 | -87.8524 | -87.8525 | -87.8523 | 92.1476 | 92.1475 | 92.1476 |  | 1.3327 | 0.76157 | 0.79362 | 1.3327 | 0.76157 | 0.79363 | 0.69095 | -91.4311 | 91.1278 | 0.69117 | -91.4315 | 91.1282
Line10_11_12 | 0.00012773 | 0.00012773 | 0.00012773 | 0.00012789 | 0.00012789 | 0.00012789 | 2.9498e-05 | 2.9498e-05 | 2.9498e-05 | 2.9535e-05 | 2.9535e-05 | 2.9535e-05 | 9.9998e-07 | 2.2421e-05 | -2.3407e-05 | -1.001e-06 | -2.2448e-05 | 2.3436e-05 | 3.9299e-05 | -1.4031e-06 | 4.1693e-07 | -3.9347e-05 | 1.405e-06 | -4.1727e-07 | -87.851 | -87.8511 | -87.8509 | 92.149 | 92.1489 | 92.149 |  | 1.3327 | 0.76156 | 0.79363 | 1.3327 | 0.76156 | 0.79364 | 0.6914 | -91.432 | 91.1286 | 0.69162 | -91.4324 | 91.129
Line11_12_13 | 0.00012789 | 0.00012789 | 0.00012789 | 0.00012805 | 0.00012805 | 0.00012805 | 2.9535e-05 | 2.9535e-05 | 2.9535e-05 | 2.9571e-05 | 2.9571e-05 | 2.9571e-05 | 9.9893e-07 | 2.2448e-05 | -2.3436e-05 | -9.9998e-07 | -2.2476e-05 | 2.3465e-05 | 3.9347e-05 | -1.4038e-06 | 4.1601e-07 | -3.9396e-05 | 1.4057e-06 | -4.1635e-07 | -87.8541 | -87.8542 | -87.854 | 92.1459 | 92.1458 | 92.1459 |  | 1.3327 | 0.76156 | 0.79364 | 1.3327 | 0.76155 | 0.79364 | 0.69162 | -91.4324 | 91.129 | 0.69184 | -91.4328 | 91.1294
Line12_13_15 | 0 | 0 | 0 | 0 | 0 | 0 | 0 | 0 | 0 | 0 | 0 | 0 | 2.7049e-09 | -8.2944e-08 | 8.6389e-08 | -3.9179e-09 | 5.5377e-08 | -5.7609e-08 | -1.4512e-07 | 1.5438e-09 | 2.286e-09 | 9.6798e-08 | 1.7257e-10 | -2.7886e-09 | 0 | 0 | 0 | 0 | 0 | 0 |  | 1.3327 | 0.76155 | 0.79364 | 1.3327 | 0.76155 | 0.79364 | 0.69184 | -91.4328 | 91.1294 | 0.69184 | -91.4328 | 91.1294
Line13_13_14 | 0.00012852 | 0.00012852 | 0.00012852 | 0.00012867 | 0.00012867 | 0.00012867 | 2.968e-05 | 2.968e-05 | 2.968e-05 | 2.9716e-05 | 2.9716e-05 | 2.9716e-05 | 9.9516e-07 | 2.2559e-05 | -2.3551e-05 | -9.9622e-07 | -2.2586e-05 | 2.358e-05 | 3.9541e-05 | -1.406e-06 | 4.128e-07 | -3.9589e-05 | 1.4079e-06 | -4.1313e-07 | -87.8664 | -87.8665 | -87.8664 | 92.1336 | 92.1335 | 92.1336 |  | 1.3327 | 0.76155 | 0.79364 | 1.3327 | 0.76155 | 0.79365 | 0.69184 | -91.4328 | 91.1294 | 0.69206 | -91.4333 | 91.1298
Line14_15_16 | 0 | 0 | 0 | 0 | 0 | 0 | 0 | 0 | 0 | 0 | 0 | 0 | 1.8033e-09 | -5.5296e-08 | 5.7593e-08 | -3.0162e-09 | 2.7729e-08 | -2.8812e-08 | -9.6745e-08 | 1.0292e-09 | 1.524e-09 | 4.8426e-08 | 6.8716e-10 | -2.0266e-09 | 0 | 0 | 0 | 0 | 0 | 0 |  | 1.3327 | 0.76155 | 0.79364 | 1.3327 | 0.76155 | 0.79364 | 0.69184 | -91.4328 | 91.1294 | 0.69184 | -91.4328 | 91.1294
Line15_16_17 | 0 | 0 | 0 | 0 | 0 | 0 | 0 | 0 | 0 | 0 | 0 | 0 | 9.0165e-10 | -2.7648e-08 | 2.8796e-08 | -2.1146e-09 | 8.0638e-11 | -1.6016e-11 | -4.8373e-08 | 5.1459e-10 | 7.6201e-10 | 5.3102e-11 | 1.2017e-09 | -1.2646e-09 | 0 | 0 | 0 | 0 | 0 | 0 |  | 1.3327 | 0.76155 | 0.79364 | 1.3327 | 0.76155 | 0.79364 | 0.69184 | -91.4328 | 91.1294 | 0.69184 | -91.4328 | 91.1294
Line16_4_18 | 0 | 0.024678 | 0.02572 | 0 | 0.024678 | 0.02572 | 0 | 0.0056991 | 0.0059397 | 0 | 0.0056991 | 0.0059397 | 9.0689e-10 | 0.0030567 | 0.0033202 | -2.1144e-09 | -0.003045 | -0.0033075 | -4.8378e-08 | 0.0030574 | 0.0033205 | 5.3187e-11 | -0.003045 | -0.0033075 | 0 | -136.4444 | 46.1226 | 0 | 43.5559 | -133.8776 |  | 1.3327 | 0.75859 | 0.79056 | 1.3326 | 0.7556 | 0.7875 | 0.69207 | -91.4378 | 91.1253 | 0.69296 | -91.4441 | 91.1224
Line17_5_19 | 0.00012852 | 0.00012852 | 0.00012852 | 0.00012868 | 0.00012868 | 0.00012868 | 2.9681e-05 | 2.9681e-05 | 2.9681e-05 | 2.9717e-05 | 2.9717e-05 | 2.9717e-05 | 9.9422e-07 | 2.256e-05 | -2.3552e-05 | -9.9527e-07 | -2.2588e-05 | 2.3581e-05 | 3.9543e-05 | -1.4047e-06 | 4.1244e-07 | -3.9591e-05 | 1.4066e-06 | -4.1278e-07 | -87.8685 | -87.8686 | -87.8685 | 92.1314 | 92.1314 | 92.1315 |  | 1.3327 | 0.76157 | 0.79363 | 1.3327 | 0.76156 | 0.79363 | 0.69118 | -91.4315 | 91.1282 | 0.6914 | -91.432 | 91.1286
Line1_1_3 | 0.00012742 | 0.00012742 | 0.00012742 | 0.00012757 | 0.00012757 | 0.00012757 | 2.9426e-05 | 2.9426e-05 | 2.9426e-05 | 2.9462e-05 | 2.9462e-05 | 2.9462e-05 | 1.0021e-06 | 2.2366e-05 | -2.3349e-05 | -1.0032e-06 | -2.2393e-05 | 2.3378e-05 | 3.9203e-05 | -1.4017e-06 | 4.1878e-07 | -3.9251e-05 | 1.4036e-06 | -4.1912e-07 | -87.8448 | -87.8449 | -87.8447 | 92.1552 | 92.1551 | 92.1553 |  | 1.3327 | 0.76157 | 0.79362 | 1.3327 | 0.76157 | 0.79363 | 0.69095 | -91.4311 | 91.1278 | 0.69117 | -91.4315 | 91.1282
Line2_1_4 | 0.00012837 | 0.024763 | 0.025631 | 0.00012853 | 0.024763 | 0.02563 | 2.9646e-05 | 0.0057188 | 0.0059191 | 2.9683e-05 | 0.0057188 | 0.0059191 | 9.9292e-07 | 0.0030909 | 0.0033094 | -9.9334e-07 | -0.0030792 | -0.0032967 | 3.9497e-05 | 0.0030684 | 0.0033339 | -3.9545e-05 | -0.003056 | -0.0033209 | -87.869 | -136.2214 | 45.9159 | 92.131 | 43.7788 | -134.0843 |  | 1.3327 | 0.76157 | 0.79362 | 1.3327 | 0.75859 | 0.79056 | 0.69095 | -91.4311 | 91.1278 | 0.69207 | -91.4378 | 91.1253
Line3_1_5 | 0.00012836 | 0.00012836 | 0.00012836 | 0.00012852 | 0.00012852 | 0.00012852 | 2.9645e-05 | 2.9644e-05 | 2.9645e-05 | 2.9681e-05 | 2.9681e-05 | 2.9681e-05 | 9.9528e-07 | 2.2533e-05 | -2.3523e-05 | -9.9633e-07 | -2.256e-05 | 2.3552e-05 | 3.9495e-05 | -1.404e-06 | 4.1337e-07 | -3.9543e-05 | 1.4059e-06 | -4.137e-07 | -87.8655 | -87.8655 | -87.8655 | 92.1345 | 92.1345 | 92.1345 |  | 1.3327 | 0.76157 | 0.79362 | 1.3327 | 0.76157 | 0.79363 | 0.69095 | -91.4311 | 91.1278 | 0.69118 | -91.4315 | 91.1282
Line4_2_6 | 0.00012789 | 0.00012789 | 0.00012789 | 0.00012805 | 0.00012805 | 0.00012805 | 2.9535e-05 | 2.9535e-05 | 2.9535e-05 | 2.9572e-05 | 2.9572e-05 | 2.9572e-05 | 9.983e-07 | 2.2449e-05 | -2.3436e-05 | -9.9935e-07 | -2.2477e-05 | 2.3465e-05 | 3.9349e-05 | -1.4029e-06 | 4.1577e-07 | -3.9397e-05 | 1.4048e-06 | -4.1611e-07 | -87.8555 | -87.8556 | -87.8555 | 92.1445 | 92.1444 | 92.1445 |  | 1.3327 | 0.76157 | 0.79363 | 1.3327 | 0.76156 | 0.79363 | 0.69117 | -91.4315 | 91.1282 | 0.6914 | -91.432 | 91.1286
Line5_6_7 | 0.00012805 | 0.00012805 | 0.00012805 | 0.00012821 | 0.00012821 | 0.00012821 | 2.9572e-05 | 2.9572e-05 | 2.9572e-05 | 2.9608e-05 | 2.9608e-05 | 2.9608e-05 | 9.9724e-07 | 2.2477e-05 | -2.3465e-05 | -9.9829e-07 | -2.2504e-05 | 2.3494e-05 | 3.9397e-05 | -1.4036e-06 | 4.1484e-07 | -3.9445e-05 | 1.4055e-06 | -4.1518e-07 | -87.8586 | -87.8587 | -87.8586 | 92.1414 | 92.1413 | 92.1414 |  | 1.3327 | 0.76156 | 0.79363 | 1.3327 | 0.76156 | 0.79364 | 0.6914 | -91.432 | 91.1286 | 0.69162 | -91.4324 | 91.129
Line6_7_8 | 0 | 0 | 0 | 0 | 0 | 0 | 0 | 0 | 0 | 0 | 0 | 0 | 2.7062e-09 | -8.2946e-08 | 8.639e-08 | -3.9187e-09 | 5.5378e-08 | -5.7609e-08 | -1.4512e-07 | 1.5421e-09 | 2.2865e-09 | 9.68e-08 | 1.7368e-10 | -2.7889e-09 | 0 | 0 | 0 | 0 | 0 | 0 |  | 1.3327 | 0.76156 | 0.79364 | 1.3327 | 0.76156 | 0.79364 | 0.69162 | -91.4324 | 91.129 | 0.69162 | -91.4324 | 91.129
Line7_8_9 | 0 | 0 | 0 | 0 | 0 | 0 | 0 | 0 | 0 | 0 | 0 | 0 | 9.0207e-10 | -2.7649e-08 | 2.8797e-08 | -2.1146e-09 | 8.0616e-11 | -1.6009e-11 | -4.8373e-08 | 5.1405e-10 | 7.6216e-10 | 5.3085e-11 | 1.2018e-09 | -1.2646e-09 | 0 | 0 | 0 | 0 | 0 | 0 |  | 1.3327 | 0.76156 | 0.79364 | 1.3327 | 0.76156 | 0.79364 | 0.69162 | -91.4324 | 91.129 | 0.69162 | -91.4324 | 91.129
Line8_8_10 | 0 | 0 | 0 | 0 | 0 | 0 | 0 | 0 | 0 | 0 | 0 | 0 | 9.0207e-10 | -2.7649e-08 | 2.8797e-08 | -2.1146e-09 | 8.0616e-11 | -1.6009e-11 | -4.8373e-08 | 5.1405e-10 | 7.6216e-10 | 5.3085e-11 | 1.2018e-09 | -1.2646e-09 | 0 | 0 | 0 | 0 | 0 | 0 |  | 1.3327 | 0.76156 | 0.79364 | 1.3327 | 0.76156 | 0.79364 | 0.69162 | -91.4324 | 91.129 | 0.69162 | -91.4324 | 91.129
Line9_3_11 | 0.00012757 | 0.00012757 | 0.00012757 | 0.00012773 | 0.00012773 | 0.00012773 | 2.9462e-05 | 2.9462e-05 | 2.9462e-05 | 2.9498e-05 | 2.9498e-05 | 2.9498e-05 | 1.001e-06 | 2.2393e-05 | -2.3378e-05 | -1.0021e-06 | -2.2421e-05 | 2.3407e-05 | 3.9251e-05 | -1.4024e-06 | 4.1786e-07 | -3.9299e-05 | 1.4043e-06 | -4.182e-07 | -87.8479 | -87.848 | -87.8478 | 92.1521 | 92.152 | 92.1522 |  | 1.3327 | 0.76157 | 0.79363 | 1.3327 | 0.76156 | 0.79363 | 0.69117 | -91.4315 | 91.1282 | 0.6914 | -91.432 | 91.1286