## LLL_max_6
name | pf_ikss_from_ka | pf_ikss_to_ka | pf_ip_from_ka | pf_ip_to_ka | pf_skss_from_mw | pf_skss_to_mw | pf_p_from_mw | pf_p_to_mw | pf_q_from_mvar | pf_q_to_mvar | pf_ikss_from_degree | pf_ikss_to_degree | pf_vm_from_pu | pf_vm_to_pu | pf_va_from_degree | pf_va_to_degree
Line0_1_2 | 2.1767 | 2.1767 | 0 | 0 | 1.508 | 1.508 | 0.56854 | -0.42641 | 1.1371 | -0.85282 | -67.8829 | 112.1171 | 0.84302 | 0.63226 | -4.4479 | -4.4479
Line10_11_12 | 0 | 0 | 0 | 0 | 0 | 0 | 0 | 0 | 0 | 0 | 0 | 0 | 0.84302 | 0.84302 | -4.4479 | -4.4479
Line11_12_13 | 0 | 0 | 0 | 0 | 0 | 0 | 0 | 0 | 0 | 0 | 0 | 0 | 0.84302 | 0.84302 | -4.4479 | -4.4479
Line12_13_15 | 0 | 0 | 0 | 0 | 0 | 0 | 0 | 0 | 0 | 0 | 0 | 0 | 0.84302 | 0.84302 | -4.4479 | -4.4479
Line13_13_14 | 0 | 0 | 0 | 0 | 0 | 0 | 0 | 0 | 0 | 0 | 0 | 0 | 0.84302 | 0.84302 | -4.4479 | -4.4479
Line14_15_16 | 0 | 0 | 0 | 0 | 0 | 0 | 0 | 0 | 0 | 0 | 0 | 0 | 0.84302 | 0.84302 | -4.4479 | -4.4479
Line15_16_17 | 0 | 0 | 0 | 0 | 0 | 0 | 0 | 0 | 0 | 0 | 0 | 0 | 0.84302 | 0.84302 | -4.4479 | -4.4479
Line16_4_18 | 0 | 0 | 0 | 0 | 0 | 0 | 0 | 0 | 0 | 0 | 0 | 0 | 0.84302 | 0.84302 | -4.4479 | -4.4479
Line17_5_19 | 0 | 0 | 0 | 0 | 0 | 0 | 0 | 0 | 0 | 0 | 0 | 0 | 0.84302 | 0.84302 | -4.4479 | -4.4479
Line1_1_3 | 0 | 0 | 0 | 0 | 0 | 0 | 0 | 0 | 0 | 0 | 0 | 0 | 0.84302 | 0.84302 | -4.4479 | -4.4479
Line2_1_4 | 0 | 0 | 0 | 0 | 0 | 0 | 0 | 0 | 0 | 0 | 0 | 0 | 0.84302 | 0.84302 | -4.4479 | -4.4479
Line3_1_5 | 0 | 0 | 0 | 0 | 0 | 0 | 0 | 0 | 0 | 0 | 0 | 0 | 0.84302 | 0.84302 | -4.4479 | -4.4479
Line4_2_6 | 2.1767 | 2.1767 | 0 | 0 | 1.508 | 1.508 | 0.42641 | -0.28427 | 0.85282 | -0.56854 | -67.8829 | 112.1171 | 0.63226 | 0.42151 | -4.4479 | -4.4479
Line5_6_7 | 2.1767 | 2.1767 | 0 | 0 | 1.508 | 1.508 | 0.28427 | -0.14214 | 0.56854 | -0.28427 | -67.8829 | 112.1171 | 0.42151 | 0.21075 | -4.4479 | -4.4479
Line6_7_8 | 2.1767 | 2.1767 | 0 | 4.0311 | 1.508 | 1.508 | 0.14214 | -1e-07 | 0.28427 | -1e-07 | -67.8829 | 112.1171 | 0.21075 | 0 | -4.4479 | 0
Line7_8_9 | 0 | 0 | 0 | 0 | 0 | 0 | 8.4632e-22 | 0 | 4.2265e-22 | 0 | 0 | 0 | 0 | 0 | 0 | 0
Line8_8_10 | 0 | 0 | 0 | 0 | 0 | 0 | 8.4632e-22 | 0 | 4.2265e-22 | 0 | 0 | 0 | 0 | 0 | 0 | 0
Line9_3_11 | 0 | 0 | 0 | 0 | 0 | 0 | 0 | 0 | 0 | 0 | 0 | 0 | 0.84302 | 0.84302 | -4.4479 | -4.4479

## LLL_max_10
name | pf_ikss_from_ka | pf_ikss_to_ka | pf_ip_from_ka | pf_ip_to_ka | pf_skss_from_mw | pf_skss_to_mw | pf_p_from_mw | pf_p_to_mw | pf_q_from_mvar | pf_q_to_mvar | pf_ikss_from_degree | pf_ikss_to_degree | pf_vm_from_pu | pf_vm_to_pu | pf_va_from_degree | pf_va_to_degree
Line0_1_2 | 2.259 | 2.259 | 0 | 0 | 1.5651 | 1.5651 | 0.61237 | -0.45928 | 1.2247 | -0.91856 | -68.05 | 111.95 | 0.87491 | 0.65618 | -4.615 | -4.615
Line10_11_12 | 0 | 0 | 0 | 0 | 0 | 0 | 0 | 0 | 0 | 0 | 0 | 0 | 0.87491 | 0.87491 | -4.615 | -4.615
Line11_12_13 | 0 | 0 | 0 | 0 | 0 | 0 | 0 | 0 | 0 | 0 | 0 | 0 | 0.87491 | 0.87491 | -4.615 | -4.615
Line12_13_15 | 0 | 0 | 0 | 0 | 0 | 0 | 0 | 0 | 0 | 0 | 0 | 0 | 0.87491 | 0.87491 | -4.615 | -4.615
Line13_13_14 | 0 | 0 | 0 | 0 | 0 | 0 | 0 | 0 | 0 | 0 | 0 | 0 | 0.87491 | 0.87491 | -4.615 | -4.615
Line14_15_16 | 0 | 0 | 0 | 0 | 0 | 0 | 0 | 0 | 0 | 0 | 0 | 0 | 0.87491 | 0.87491 | -4.615 | -4.615
Line15_16_17 | 0 | 0 | 0 | 0 | 0 | 0 | 0 | 0 | 0 | 0 | 0 | 0 | 0.87491 | 0.87491 | -4.615 | -4.615
Line16_4_18 | 0 | 0 | 0 | 0 | 0 | 0 | 0 | 0 | 0 | 0 | 0 | 0 | 0.87491 | 0.87491 | -4.615 | -4.615
Line17_5_19 | 0 | 0 | 0 | 0 | 0 | 0 | 0 | 0 | 0 | 0 | 0 | 0 | 0.87491 | 0.87491 | -4.615 | -4.615
Line1_1_3 | 0 | 0 | 0 | 0 | 0 | 0 | 0 | 0 | 0 | 0 | 0 | 0 | 0.87491 | 0.87491 | -4.615 | -4.615
Line2_1_4 | 0 | 0 | 0 | 0 | 0 | 0 | 0 | 0 | 0 | 0 | 0 | 0 | 0.87491 | 0.87491 | -4.615 | -4.615
Line3_1_5 | 0 | 0 | 0 | 0 | 0 | 0 | 0 | 0 | 0 | 0 | 0 | 0 | 0.87491 | 0.87491 | -4.615 | -4.615
Line4_2_6 | 2.259 | 2.259 | 0 | 0 | 1.5651 | 1.5651 | 0.45928 | -0.30619 | 0.91856 | -0.61237 | -68.05 | 111.95 | 0.65618 | 0.43745 | -4.615 | -4.615
Line5_6_7 | 2.259 | 2.259 | 0 | 0 | 1.5651 | 1.5651 | 0.30619 | -0.15309 | 0.61237 | -0.30619 | -68.05 | 111.95 | 0.43745 | 0.21873 | -4.615 | -4.615
Line6_7_8 | 2.259 | 2.259 | 0 | 4.1931 | 1.5651 | 1.5651 | 0.15309 | -1e-07 | 0.30619 | -1e-07 | -68.05 | 111.95 | 0.21873 | 0 | -4.615 | 0
Line7_8_9 | 0 | 0 | 0 | 0 | 0 | 0 | 1.1499e-21 | 0 | -5.8009e-22 | 0 | 0 | 0 | 0 | 0 | 0 | 0
Line8_8_10 | 0 | 0 | 0 | 0 | 0 | 0 | 1.1499e-21 | 0 | -5.8009e-22 | 0 | 0 | 0 | 0 | 0 | 0 | 0
Line9_3_11 | 0 | 0 | 0 | 0 | 0 | 0 | 0 | 0 | 0 | 0 | 0 | 0 | 0.87491 | 0.87491 | -4.615 | -4.615

## LLL_max_fault_6
name | pf_ikss_from_ka | pf_ikss_to_ka | pf_ip_from_ka | pf_ip_to_ka | pf_skss_from_mw | pf_skss_to_mw | pf_p_from_mw | pf_p_to_mw | pf_q_from_mvar | pf_q_to_mvar | pf_ikss_from_degree | pf_ikss_to_degree | pf_vm_from_pu | pf_vm_to_pu | pf_va_from_degree | pf_va_to_degree
Line0_1_2 | 0.033802 | 0.033802 | 0 | 0 | 0.023418 | 0.023418 | 0.017275 | -0.017241 | 0.017412 | -0.017344 | -45.346 | 134.654 | 1.0474 | 1.0443 | -0.11952 | -0.17563
Line10_11_12 | 0 | 0 | 0 | 0 | 0 | 0 | 0 | 0 | 0 | 0 | 0 | 0 | 1.0474 | 1.0474 | -0.11952 | -0.11952
Line11_12_13 | 0 | 0 | 0 | 0 | 0 | 0 | 0 | 0 | 0 | 0 | 0 | 0 | 1.0474 | 1.0474 | -0.11952 | -0.11952
Line12_13_15 | 0 | 0 | 0 | 0 | 0 | 0 | 0 | 0 | 0 | 0 | 0 | 0 | 1.0474 | 1.0474 | -0.11952 | -0.11952
Line13_13_14 | 0 | 0 | 0 | 0 | 0 | 0 | 0 | 0 | 0 | 0 | 0 | 0 | 1.0474 | 1.0474 | -0.11952 | -0.11952
Line14_15_16 | 0 | 0 | 0 | 0 | 0 | 0 | 0 | 0 | 0 | 0 | 0 | 0 | 1.0474 | 1.0474 | -0.11952 | -0.11952
Line15_16_17 | 0 | 0 | 0 | 0 | 0 | 0 | 0 | 0 | 0 | 0 | 0 | 0 | 1.0474 | 1.0474 | -0.11952 | -0.11952
Line16_4_18 | 0 | 0 | 0 | 0 | 0 | 0 | 0 | 0 | 0 | 0 | 0 | 0 | 1.0474 | 1.0474 | -0.11952 | -0.11952
Line17_5_19 | 0 | 0 | 0 | 0 | 0 | 0 | 0 | 0 | 0 | 0 | 0 | 0 | 1.0474 | 1.0474 | -0.11952 | -0.11952
Line1_1_3 | 0 | 0 | 0 | 0 | 0 | 0 | 0 | 0 | 0 | 0 | 0 | 0 | 1.0474 | 1.0474 | -0.11952 | -0.11952
Line2_1_4 | 0 | 0 | 0 | 0 | 0 | 0 | 0 | 0 | 0 | 0 | 0 | 0 | 1.0474 | 1.0474 | -0.11952 | -0.11952
Line3_1_5 | 0 | 0 | 0 | 0 | 0 | 0 | 0 | 0 | 0 | 0 | 0 | 0 | 1.0474 | 1.0474 | -0.11952 | -0.11952
Line4_2_6 | 0.033802 | 0.033802 | 0 | 0 | 0.023418 | 0.023418 | 0.017241 | -0.017207 | 0.017344 | -0.017275 | -45.346 | 134.654 | 1.0443 | 1.0412 | -0.17563 | -0.23207
Line5_6_7 | 0.033802 | 0.033802 | 0 | 0 | 0.023418 | 0.023418 | 0.017207 | -0.017173 | 0.017275 | -0.017207 | -45.346 | 134.654 | 1.0412 | 1.0381 | -0.23207 | -0.28886
Line6_7_8 | 0.033802 | 0.033802 | 0 | 0.0626 | 0.023418 | 0.023418 | 0.017173 | -0.017138 | 0.017207 | -0.017138 | -45.346 | 134.654 | 1.0381 | 1.035 | -0.28886 | -0.34598
Line7_8_9 | 0 | 0 | 0 | 0 | 0 | 0 | -1.7102e-10 | 0 | 7.2182e-11 | 0 | 0 | 0 | 1.035 | 1.035 | -0.34598 | -0.34598
Line8_8_10 | 0 | 0 | 0 | 0 | 0 | 0 | -1.7102e-10 | 0 | 7.2182e-11 | 0 | 0 | 0 | 1.035 | 1.035 | -0.34598 | -0.34598
Line9_3_11 | 0 | 0 | 0 | 0 | 0 | 0 | 0 | 0 | 0 | 0 | 0 | 0 | 1.0474 | 1.0474 | -0.11952 | -0.11952

## LLL_max_fault_10
name | pf_ikss_from_ka | pf_ikss_to_ka | pf_ip_from_ka | pf_ip_to_ka | pf_skss_from_mw | pf_skss_to_mw | pf_p_from_mw | pf_p_to_mw | pf_q_from_mvar | pf_q_to_mvar | pf_ikss_from_degree | pf_ikss_to_degree | pf_vm_from_pu | pf_vm_to_pu | pf_va_from_degree | pf_va_to_degree
Line0_1_2 | 0.035407 | 0.035407 | 0 | 0 | 0.024531 | 0.024531 | 0.018955 | -0.018918 | 0.019106 | -0.019031 | -45.3516 | 134.6484 | 1.0971 | 1.0939 | -0.12515 | -0.18126
Line10_11_12 | 0 | 0 | 0 | 0 | 0 | 0 | 0 | 0 | 0 | 0 | 0 | 0 | 1.0971 | 1.0971 | -0.12515 | -0.12515
Line11_12_13 | 0 | 0 | 0 | 0 | 0 | 0 | 0 | 0 | 0 | 0 | 0 | 0 | 1.0971 | 1.0971 | -0.12515 | -0.12515
Line12_13_15 | 0 | 0 | 0 | 0 | 0 | 0 | 0 | 0 | 0 | 0 | 0 | 0 | 1.0971 | 1.0971 | -0.12515 | -0.12515
Line13_13_14 | 0 | 0 | 0 | 0 | 0 | 0 | 0 | 0 | 0 | 0 | 0 | 0 | 1.0971 | 1.0971 | -0.12515 | -0.12515
Line14_15_16 | 0 | 0 | 0 | 0 | 0 | 0 | 0 | 0 | 0 | 0 | 0 | 0 | 1.0971 | 1.0971 | -0.12515 | -0.12515
Line15_16_17 | 0 | 0 | 0 | 0 | 0 | 0 | 0 | 0 | 0 | 0 | 0 | 0 | 1.0971 | 1.0971 | -0.12515 | -0.12515
Line16_4_18 | 0 | 0 | 0 | 0 | 0 | 0 | 0 | 0 | 0 | 0 | 0 | 0 | 1.0971 | 1.0971 | -0.12515 | -0.12515
Line17_5_19 | 0 | 0 | 0 | 0 | 0 | 0 | 0 | 0 | 0 | 0 | 0 | 0 | 1.0971 | 1.0971 | -0.12515 | -0.12515
Line1_1_3 | 0 | 0 | 0 | 0 | 0 | 0 | 0 | 0 | 0 | 0 | 0 | 0 | 1.0971 | 1.0971 | -0.12515 | -0.12515
Line2_1_4 | 0 | 0 | 0 | 0 | 0 | 0 | 0 | 0 | 0 | 0 | 0 | 0 | 1.0971 | 1.0971 | -0.12515 | -0.12515
Line3_1_5 | 0 | 0 | 0 | 0 | 0 | 0 | 0 | 0 | 0 | 0 | 0 | 0 | 1.0971 | 1.0971 | -0.12515 | -0.12515
Line4_2_6 | 0.035407 | 0.035407 | 0 | 0 | 0.024531 | 0.024531 | 0.018918 | -0.01888 | 0.019031 | -0.018955 | -45.3516 | 134.6484 | 1.0939 | 1.0906 | -0.18126 | -0.23771
Line5_6_7 | 0.035407 | 0.035407 | 0 | 0 | 0.024531 | 0.024531 | 0.01888 | -0.018842 | 0.018955 | -0.01888 | -45.3516 | 134.6484 | 1.0906 | 1.0874 | -0.23771 | -0.29449
Line6_7_8 | 0.035407 | 0.035407 | 0 | 0.065722 | 0.024531 | 0.024531 | 0.018842 | -0.018805 | 0.01888 | -0.018805 | -45.3516 | 134.6484 | 1.0874 | 1.0841 | -0.29449 | -0.35161
Line7_8_9 | 0 | 0 | 0 | 0 | 0 | 0 | -1.8919e-10 | 0 | 8.0501e-11 | 0 | 0 | 0 | 1.0841 | 1.0841 | -0.35161 | -0.35161
Line8_8_10 | 0 | 0 | 0 | 0 | 0 | 0 | -1.8919e-10 | 0 | 8.0501e-11 | 0 | 0 | 0 | 1.0841 | 1.0841 | -0.35161 | -0.35161
Line9_3_11 | 0 | 0 | 0 | 0 | 0 | 0 | 0 | 0 | 0 | 0 | 0 | 0 | 1.0971 | 1.0971 | -0.12515 | -0.12515

## LLL_min_6
name | pf_ikss_from_ka | pf_ikss_to_ka | pf_ip_from_ka | pf_ip_to_ka | pf_skss_from_mw | pf_skss_to_mw | pf_p_from_mw | pf_p_to_mw | pf_q_from_mvar | pf_q_to_mvar | pf_ikss_from_degree | pf_ikss_to_degree | pf_vm_from_pu | pf_vm_to_pu | pf_va_from_degree | pf_va_to_degree
Line0_1_2 | 1.6801 | 1.6801 | 0 | 0 | 1.164 | 1.164 | 0.65034 | -0.48775 | 0.67743 | -0.50807 | -52.8727 | 127.1273 | 0.80677 | 0.60508 | -6.7036 | -6.7036
Line10_11_12 | 0 | 0 | 0 | 0 | 0 | 0 | 0 | 0 | 0 | 0 | 0 | 0 | 0.80677 | 0.80677 | -6.7036 | -6.7036
Line11_12_13 | 0 | 0 | 0 | 0 | 0 | 0 | 0 | 0 | 0 | 0 | 0 | 0 | 0.80677 | 0.80677 | -6.7036 | -6.7036
Line12_13_15 | 0 | 0 | 0 | 0 | 0 | 0 | 0 | 0 | 0 | 0 | 0 | 0 | 0.80677 | 0.80677 | -6.7036 | -6.7036
Line13_13_14 | 0 | 0 | 0 | 0 | 0 | 0 | 0 | 0 | 0 | 0 | 0 | 0 | 0.80677 | 0.80677 | -6.7036 | -6.7036
Line14_15_16 | 0 | 0 | 0 | 0 | 0 | 0 | 0 | 0 | 0 | 0 | 0 | 0 | 0.80677 | 0.80677 | -6.7036 | -6.7036
Line15_16_17 | 0 | 0 | 0 | 0 | 0 | 0 | 0 | 0 | 0 | 0 | 0 | 0 | 0.80677 | 0.80677 | -6.7036 | -6.7036
Line16_4_18 | 0 | 0 | 0 | 0 | 0 | 0 | 0 | 0 | 0 | 0 | 0 | 0 | 0.80677 | 0.80677 | -6.7036 | -6.7036
Line17_5_19 | 0 | 0 | 0 | 0 | 0 | 0 | 0 | 0 | 0 | 0 | 0 | 0 | 0.80677 | 0.80677 | -6.7036 | -6.7036
Line1_1_3 | 0 | 0 | 0 | 0 | 0 | 0 | 0 | 0 | 0 | 0 | 0 | 0 | 0.80677 | 0.80677 | -6.7036 | -6.7036
Line2_1_4 | 0 | 0 | 0 | 0 | 0 | 0 | 0 | 0 | 0 | 0 | 0 | 0 | 0.80677 | 0.80677 | -6.7036 | -6.7036
Line3_1_5 | 0 | 0 | 0 | 0 | 0 | 0 | 0 | 0 | 0 | 0 | 0 | 0 | 0.80677 | 0.80677 | -6.7036 | -6.7036
Line4_2_6 | 1.6801 | 1.6801 | 0 | 0 | 1.164 | 1.164 | 0.48775 | -0.32517 | 0.50807 | -0.33872 | -52.8727 | 127.1273 | 0.60508 | 0.40338 | -6.7036 | -6.7036
Line5_6_7 | 1.6801 | 1.6801 | 0 | 0 | 1.164 | 1.164 | 0.32517 | -0.16258 | 0.33872 | -0.16936 | -52.8727 | 127.1273 | 0.40338 | 0.20169 | -6.7036 | -6.7036
Line6_7_8 | 1.6801 | 1.6801 | 0 | 2.6638 | 1.164 | 1.164 | 0.16258 | -1e-07 | 0.16936 | -1e-07 | -52.8727 | 127.1273 | 0.20169 | 0 | -6.7036 | 0
Line7_8_9 | 0 | 0 | 0 | 0 | 0 | 0 | 7.0075e-22 | 0 | 9.1561e-22 | 0 | 0 | 0 | 0 | 0 | 0 | 0
Line8_8_10 | 0 | 0 | 0 | 0 | 0 | 0 | 7.0075e-22 | 0 | 9.1561e-22 | 0 | 0 | 0 | 0 | 0 | 0 | 0
Line9_3_11 | 0 | 0 | 0 | 0 | 0 | 0 | 0 | 0 | 0 | 0 | 0 | 0 | 0.80677 | 0.80677 | -6.7036 | -6.7036

## LLL_min_10
name | pf_ikss_from_ka | pf_ikss_to_ka | pf_ip_from_ka | pf_ip_to_ka | pf_skss_from_mw | pf_skss_to_mw | pf_p_from_mw | pf_p_to_mw | pf_q_from_mvar | pf_q_to_mvar | pf_ikss_from_degree | pf_ikss_to_degree | pf_vm_from_pu | pf_vm_to_pu | pf_va_from_degree | pf_va_to_degree
Line0_1_2 | 1.5916 | 1.5916 | 0 | 0 | 1.1027 | 1.1027 | 0.58368 | -0.43776 | 0.608 | -0.456 | -52.8727 | 127.1273 | 0.76431 | 0.57323 | -6.7036 | -6.7036
Line10_11_12 | 0 | 0 | 0 | 0 | 0 | 0 | 0 | 0 | 0 | 0 | 0 | 0 | 0.76431 | 0.76431 | -6.7036 | -6.7036
Line11_12_13 | 0 | 0 | 0 | 0 | 0 | 0 | 0 | 0 | 0 | 0 | 0 | 0 | 0.76431 | 0.76431 | -6.7036 | -6.7036
Line12_13_15 | 0 | 0 | 0 | 0 | 0 | 0 | 0 | 0 | 0 | 0 | 0 | 0 | 0.76431 | 0.76431 | -6.7036 | -6.7036
Line13_13_14 | 0 | 0 | 0 | 0 | 0 | 0 | 0 | 0 | 0 | 0 | 0 | 0 | 0.76431 | 0.76431 | -6.7036 | -6.7036
Line14_15_16 | 0 | 0 | 0 | 0 | 0 | 0 | 0 | 0 | 0 | 0 | 0 | 0 | 0.76431 | 0.76431 | -6.7036 | -6.7036
Line15_16_17 | 0 | 0 | 0 | 0 | 0 | 0 | 0 | 0 | 0 | 0 | 0 | 0 | 0.76431 | 0.76431 | -6.7036 | -6.7036
Line16_4_18 | 0 | 0 | 0 | 0 | 0 | 0 | 0 | 0 | 0 | 0 | 0 | 0 | 0.76431 | 0.76431 | -6.7036 | -6.7036
Line17_5_19 | 0 | 0 | 0 | 0 | 0 | 0 | 0 | 0 | 0 | 0 | 0 | 0 | 0.76431 | 0.76431 | -6.7036 | -6.7036
Line1_1_3 | 0 | 0 | 0 | 0 | 0 | 0 | 0 | 0 | 0 | 0 | 0 | 0 | 0.76431 | 0.76431 | -6.7036 | -6.7036
Line2_1_4 | 0 | 0 | 0 | 0 | 0 | 0 | 0 | 0 | 0 | 0 | 0 | 0 | 0.76431 | 0.76431 | -6.7036 | -6.7036
Line3_1_5 | 0 | 0 | 0 | 0 | 0 | 0 | 0 | 0 | 0 | 0 | 0 | 0 | 0.76431 | 0.76431 | -6.7036 | -6.7036
Line4_2_6 | 1.5916 | 1.5916 | 0 | 0 | 1.1027 | 1.1027 | 0.43776 | -0.29184 | 0.456 | -0.304 | -52.8727 | 127.1273 | 0.57323 | 0.38215 | -6.7036 | -6.7036
Line5_6_7 | 1.5916 | 1.5916 | 0 | 0 | 1.1027 | 1.1027 | 0.29184 | -0.14592 | 0.304 | -0.152 | -52.8727 | 127.1273 | 0.38215 | 0.19108 | -6.7036 | -6.7036
Line6_7_8 | 1.5916 | 1.5916 | 0 | 2.5236 | 1.1027 | 1.1027 | 0.14592 | -1e-07 | 0.152 | -1e-07 | -52.8727 | 127.1273 | 0.19108 | 0 | -6.7036 | 0
Line7_8_9 | 0 | 0 | 0 | 0 | 0 | 0 | 6.276e-22 | 0 | 8.2153e-22 | 0 | 0 | 0 | 0 | 0 | 0 | 0
Line8_8_10 | 0 | 0 | 0 | 0 | 0 | 0 | 6.276e-22 | 0 | 8.2153e-22 | 0 | 0 | 0 | 0 | 0 | 0 | 0
Line9_3_11 | 0 | 0 | 0 | 0 | 0 | 0 | 0 | 0 | 0 | 0 | 0 | 0 | 0.76431 | 0.76431 | -6.7036 | -6.7036

## LLL_min_fault_6
name | pf_ikss_from_ka | pf_ikss_to_ka | pf_ip_from_ka | pf_ip_to_ka | pf_skss_from_mw | pf_skss_to_mw | pf_p_from_mw | pf_p_to_mw | pf_q_from_mvar | pf_q_to_mvar | pf_ikss_from_degree | pf_ikss_to_degree | pf_vm_from_pu | pf_vm_to_pu | pf_va_from_degree | pf_va_to_degree
Line0_1_2 | 0.030469 | 0.030469 | 0 | 0 | 0.02111 | 0.02111 | 0.01414 | -0.014086 | 0.014149 | -0.014093 | -45.1423 | 134.8577 | 0.94756 | 0.9439 | -0.12428 | -0.12874
Line10_11_12 | 0 | 0 | 0 | 0 | 0 | 0 | 0 | 0 | 0 | 0 | 0 | 0 | 0.94756 | 0.94756 | -0.12428 | -0.12428
Line11_12_13 | 0 | 0 | 0 | 0 | 0 | 0 | 0 | 0 | 0 | 0 | 0 | 0 | 0.94756 | 0.94756 | -0.12428 | -0.12428
Line12_13_15 | 0 | 0 | 0 | 0 | 0 | 0 | 0 | 0 | 0 | 0 | 0 | 0 | 0.94756 | 0.94756 | -0.12428 | -0.12428
Line13_13_14 | 0 | 0 | 0 | 0 | 0 | 0 | 0 | 0 | 0 | 0 | 0 | 0 | 0.94756 | 0.94756 | -0.12428 | -0.12428
Line14_15_16 | 0 | 0 | 0 | 0 | 0 | 0 | 0 | 0 | 0 | 0 | 0 | 0 | 0.94756 | 0.94756 | -0.12428 | -0.12428
Line15_16_17 | 0 | 0 | 0 | 0 | 0 | 0 | 0 | 0 | 0 | 0 | 0 | 0 | 0.94756 | 0.94756 | -0.12428 | -0.12428
Line16_4_18 | 0 | 0 | 0 | 0 | 0 | 0 | 0 | 0 | 0 | 0 | 0 | 0 | 0.94756 | 0.94756 | -0.12428 | -0.12428
Line17_5_19 | 0 | 0 | 0 | 0 | 0 | 0 | 0 | 0 | 0 | 0 | 0 | 0 | 0.94756 | 0.94756 | -0.12428 | -0.12428
Line1_1_3 | 0 | 0 | 0 | 0 | 0 | 0 | 0 | 0 | 0 | 0 | 0 | 0 | 0.94756 | 0.94756 | -0.12428 | -0.12428
Line2_1_4 | 0 | 0 | 0 | 0 | 0 | 0 | 0 | 0 | 0 | 0 | 0 | 0 | 0.94756 | 0.94756 | -0.12428 | -0.12428
Line3_1_5 | 0 | 0 | 0 | 0 | 0 | 0 | 0 | 0 | 0 | 0 | 0 | 0 | 0.94756 | 0.94756 | -0.12428 | -0.12428
Line4_2_6 | 0.030469 | 0.030469 | 0 | 0 | 0.02111 | 0.02111 | 0.014086 | -0.014033 | 0.014093 | -0.014037 | -45.1423 | 134.8577 | 0.9439 | 0.94024 | -0.12874 | -0.13323
Line5_6_7 | 0.030469 | 0.030469 | 0 | 0 | 0.02111 | 0.02111 | 0.014033 | -0.013979 | 0.014037 | -0.013981 | -45.1423 | 134.8577 | 0.94024 | 0.93659 | -0.13323 | -0.13776
Line6_7_8 | 0.030469 | 0.030469 | 0 | 0.04831 | 0.02111 | 0.02111 | 0.013979 | -0.013926 | 0.013981 | -0.013926 | -45.1423 | 134.8577 | 0.93659 | 0.93293 | -0.13776 | -0.14233
Line7_8_9 | 0 | 0 | 0 | 0 | 0 | 0 | -1.7514e-10 | 0 | 2.4218e-11 | 0 | 0 | 0 | 0.93293 | 0.93293 | -0.14233 | -0.14233
Line8_8_10 | 0 | 0 | 0 | 0 | 0 | 0 | -1.7514e-10 | 0 | 2.4218e-11 | 0 | 0 | 0 | 0.93293 | 0.93293 | -0.14233 | -0.14233
Line9_3_11 | 0 | 0 | 0 | 0 | 0 | 0 | 0 | 0 | 0 | 0 | 0 | 0 | 0.94756 | 0.94756 | -0.12428 | -0.12428

## LLL_min_fault_10
name | pf_ikss_from_ka | pf_ikss_to_ka | pf_ip_from_ka | pf_ip_to_ka | pf_skss_from_mw | pf_skss_to_mw | pf_p_from_mw | pf_p_to_mw | pf_q_from_mvar | pf_q_to_mvar | pf_ikss_from_degree | pf_ikss_to_degree | pf_vm_from_pu | pf_vm_to_pu | pf_va_from_degree | pf_va_to_degree
Line0_1_2 | 0.028866 | 0.028866 | 0 | 0 | 0.019999 | 0.019999 | 0.01269 | -0.012642 | 0.012698 | -0.012648 | -45.1423 | 134.8577 | 0.89769 | 0.89422 | -0.12428 | -0.12874
Line10_11_12 | 0 | 0 | 0 | 0 | 0 | 0 | 0 | 0 | 0 | 0 | 0 | 0 | 0.89769 | 0.89769 | -0.12428 | -0.12428
Line11_12_13 | 0 | 0 | 0 | 0 | 0 | 0 | 0 | 0 | 0 | 0 | 0 | 0 | 0.89769 | 0.89769 | -0.12428 | -0.12428
Line12_13_15 | 0 | 0 | 0 | 0 | 0 | 0 | 0 | 0 | 0 | 0 | 0 | 0 | 0.89769 | 0.89769 | -0.12428 | -0.12428
Line13_13_14 | 0 | 0 | 0 | 0 | 0 | 0 | 0 | 0 | 0 | 0 | 0 | 0 | 0.89769 | 0.89769 | -0.12428 | -0.12428
Line14_15_16 | 0 | 0 | 0 | 0 | 0 | 0 | 0 | 0 | 0 | 0 | 0 | 0 | 0.89769 | 0.89769 | -0.12428 | -0.12428
Line15_16_17 | 0 | 0 | 0 | 0 | 0 | 0 | 0 | 0 | 0 | 0 | 0 | 0 | 0.89769 | 0.89769 | -0.12428 | -0.12428
Line16_4_18 | 0 | 0 | 0 | 0 | 0 | 0 | 0 | 0 | 0 | 0 | 0 | 0 | 0.89769 | 0.89769 | -0.12428 | -0.12428
Line17_5_19 | 0 | 0 | 0 | 0 | 0 | 0 | 0 | 0 | 0 | 0 | 0 | 0 | 0.89769 | 0.89769 | -0.12428 | -0.12428
Line1_1_3 | 0 | 0 | 0 | 0 | 0 | 0 | 0 | 0 | 0 | 0 | 0 | 0 | 0.89769 | 0.89769 | -0.12428 | -0.12428
Line2_1_4 | 0 | 0 | 0 | 0 | 0 | 0 | 0 | 0 | 0 | 0 | 0 | 0 | 0.89769 | 0.89769 | -0.12428 | -0.12428
Line3_1_5 | 0 | 0 | 0 | 0 | 0 | 0 | 0 | 0 | 0 | 0 | 0 | 0 | 0.89769 | 0.89769 | -0.12428 | -0.12428
Line4_2_6 | 0.028866 | 0.028866 | 0 | 0 | 0.019999 | 0.019999 | 0.012642 | -0.012594 | 0.012648 | -0.012598 | -45.1423 | 134.8577 | 0.89422 | 0.89076 | -0.12874 | -0.13323
Line5_6_7 | 0.028866 | 0.028866 | 0 | 0 | 0.019999 | 0.019999 | 0.012594 | -0.012546 | 0.012598 | -0.012548 | -45.1423 | 134.8577 | 0.89076 | 0.88729 | -0.13323 | -0.13776
Line6_7_8 | 0.028866 | 0.028866 | 0 | 0.045767 | 0.019999 | 0.019999 | 0.012546 | -0.012498 | 0.012548 | -0.012498 | -45.1423 | 134.8577 | 0.88729 | 0.88383 | -0.13776 | -0.14233
Line7_8_9 | 0 | 0 | 0 | 0 | 0 | 0 | -1.5719e-10 | 0 | 2.1736e-11 | 0 | 0 | 0 | 0.88383 | 0.88383 | -0.14233 | -0.14233
Line8_8_10 | 0 | 0 | 0 | 0 | 0 | 0 | -1.5719e-10 | 0 | 2.1736e-11 | 0 | 0 | 0 | 0.88383 | 0.88383 | -0.14233 | -0.14233
Line9_3_11 | 0 | 0 | 0 | 0 | 0 | 0 | 0 | 0 | 0 | 0 | 0 | 0 | 0.89769 | 0.89769 | -0.12428 | -0.12428

## LL_max_6
name | pf_ikss_a_from_ka | pf_ikss_b_from_ka | pf_ikss_c_from_ka | pf_ikss_a_to_ka | pf_ikss_b_to_ka | pf_ikss_c_to_ka | pf_skss_a_from_mw | pf_skss_b_from_mw | pf_skss_c_from_mw | pf_skss_a_to_mw | pf_skss_b_to_mw | pf_skss_c_to_mw | pf_p_a_from_mw | pf_p_b_from_mw | pf_p_c_from_mw | pf_p_a_to_mw | pf_p_b_to_mw | pf_p_c_to_mw | pf_q_a_from_mvar | pf_q_b_from_mvar | pf_q_c_from_mvar | pf_q_a_to_mvar | pf_q_b_to_mvar | pf_q_c_to_mvar | pf_ikss_a_from_degree | pf_ikss_b_from_degree | pf_ikss_c_from_degree | pf_ikss_a_to_degree | pf_ikss_b_to_degree | pf_ikss_c_to_degree | pf_vm_a_from_pu | pf_vm_b_from_pu | pf_vm_c_from_pu | pf_vm_a_to_pu | pf_vm_b_to_pu | pf_vm_c_to_pu | pf_va_a_from_degree | pf_va_b_from_degree | pf_va_c_from_degree | pf_va_a_to_degree | pf_va_b_to_degree | pf_va_c_to_degree
Line0_1_2 | 0 | 1.885 | 1.885 | 0 | 1.885 | 1.885 | 0 | 0.43533 | 0.43533 | 0 | 0.43533 | 0.43533 | 7.7716e-16 | 0.35387 | -0.069596 | -8.1601e-16 | -0.31833 | 0.10513 | -3.8858e-17 | 0.19822 | 0.37032 | 3.8858e-17 | -0.12715 | -0.29925 | 0 | -157.8829 | 22.1171 | 0 | 22.1171 | -157.8829 | 1.05 | 0.93171 | 0.86555 | 1.05 | 0.78742 | 0.7286 | -2.2561e-11 | -128.6271 | 122.7608 | -2.2574e-11 | -136.1092 | 131.4739
Line10_11_12 | 0 | 0 | 0 | 0 | 0 | 0 | 0 | 0 | 0 | 0 | 0 | 0 | 2.72e-16 | -2.1811e-09 | -3.489e-09 | -2.9143e-16 | 2.1811e-09 | 3.489e-09 | 5.8287e-17 | 3.2284e-09 | -9.6307e-10 | -5.8287e-17 | -3.2284e-09 | 9.6307e-10 | 0 | 0 | 0 | 0 | 0 | 0 | 1.05 | 0.93171 | 0.86555 | 1.05 | 0.93171 | 0.86555 | -2.2575e-11 | -128.6271 | 122.7608 | -2.2581e-11 | -128.6271 | 122.7608
Line11_12_13 | 0 | 0 | 0 | 0 | 0 | 0 | 0 | 0 | 0 | 0 | 0 | 0 | 3.1086e-16 | -1.8176e-09 | -2.9075e-09 | -2.9143e-16 | 1.8176e-09 | 2.9075e-09 | -3.8858e-17 | 2.6904e-09 | -8.0256e-10 | 3.8858e-17 | -2.6904e-09 | 8.0256e-10 | 0 | 0 | 0 | 0 | 0 | 0 | 1.05 | 0.93171 | 0.86555 | 1.05 | 0.93171 | 0.86555 | -2.2581e-11 | -128.6271 | 122.7608 | -2.2585e-11 | -128.6271 | 122.7608
Line12_13_15 | 0 | 0 | 0 | 0 | 0 | 0 | 0 | 0 | 0 | 0 | 0 | 0 | 1.5543e-16 | -1.0906e-09 | -1.7445e-09 | -1.7486e-16 | 1.0906e-09 | 1.7445e-09 | -6.1268e-29 | 1.6142e-09 | -4.8153e-10 | 6.8933e-29 | -1.6142e-09 | 4.8153e-10 | 0 | 0 | 0 | 0 | 0 | 0 | 1.05 | 0.93171 | 0.86555 | 1.05 | 0.93171 | 0.86555 | -2.2585e-11 | -128.6271 | 122.7608 | -2.2587e-11 | -128.6271 | 122.7608
Line13_13_14 | 0 | 0 | 0 | 0 | 0 | 0 | 0 | 0 | 0 | 0 | 0 | 0 | 1.9429e-17 | -3.6352e-10 | -5.8151e-10 | -3.8858e-17 | 3.6352e-10 | 5.8151e-10 | -3.8858e-17 | 5.3807e-10 | -1.6051e-10 | 3.8858e-17 | -5.3807e-10 | 1.6051e-10 | 0 | 0 | 0 | 0 | 0 | 0 | 1.05 | 0.93171 | 0.86555 | 1.05 | 0.93171 | 0.86555 | -2.2585e-11 | -128.6271 | 122.7608 | -2.2586e-11 | -128.6271 | 122.7608
Line14_15_16 | 0 | 0 | 0 | 0 | 0 | 0 | 0 | 0 | 0 | 0 | 0 | 0 | 1.36e-16 | -7.2704e-10 | -1.163e-09 | -1.36e-16 | 7.2704e-10 | 1.163e-09 | -5.3615e-29 | 1.0761e-09 | -3.2102e-10 | 5.3617e-29 | -1.0761e-09 | 3.2102e-10 | 0 | 0 | 0 | 0 | 0 | 0 | 1.05 | 0.93171 | 0.86555 | 1.05 | 0.93171 | 0.86555 | -2.2587e-11 | -128.6271 | 122.7608 | -2.2588e-11 | -128.6271 | 122.7608
Line15_16_17 | 0 | 0 | 0 | 0 | 0 | 0 | 0 | 0 | 0 | 0 | 0 | 0 | -5.8287e-17 | -3.6352e-10 | -5.8151e-10 | 5.8287e-17 | 3.6352e-10 | 5.8151e-10 | 3.8858e-17 | 5.3807e-10 | -1.6051e-10 | -3.8858e-17 | -5.3807e-10 | 1.6051e-10 | 0 | 0 | 0 | 0 | 0 | 0 | 1.05 | 0.93171 | 0.86555 | 1.05 | 0.93171 | 0.86555 | -2.2588e-11 | -128.6271 | 122.7608 | -2.2588e-11 | -128.6271 | 122.7608
Line16_4_18 | 0 | 0 | 0 | 0 | 0 | 0 | 0 | 0 | 0 | 0 | 0 | 0 | -7.651e-30 | -3.6352e-10 | -5.8151e-10 | -3.8858e-17 | 3.6352e-10 | 5.8151e-10 | -1.9429e-17 | 5.3807e-10 | -1.6051e-10 | 1.5302e-29 | -5.3807e-10 | 1.6051e-10 | 0 | 0 | 0 | 0 | 0 | 0 | 1.05 | 0.93171 | 0.86555 | 1.05 | 0.93171 | 0.86555 | -2.2563e-11 | -128.6271 | 122.7608 | -2.2563e-11 | -128.6271 | 122.7608
Line17_5_19 | 0 | 0 | 0 | 0 | 0 | 0 | 0 | 0 | 0 | 0 | 0 | 0 | -7.651e-30 | -3.6352e-10 | -5.8151e-10 | -3.8858e-17 | 3.6352e-10 | 5.8151e-10 | -1.9429e-17 | 5.3807e-10 | -1.6051e-10 | 1.5302e-29 | -5.3807e-10 | 1.6051e-10 | 0 | 0 | 0 | 0 | 0 | 0 | 1.05 | 0.93171 | 0.86555 | 1.05 | 0.93171 | 0.86555 | -2.2563e-11 | -128.6271 | 122.7608 | -2.2563e-11 | -128.6271 | 122.7608
Line1_1_3 | 0 | 0 | 0 | 0 | 0 | 0 | 0 | 0 | 0 | 0 | 0 | 0 | 4.8572e-16 | -2.9082e-09 | -4.6521e-09 | -4.6629e-16 | 2.9082e-09 | 4.6521e-09 | 9.7145e-17 | 4.3046e-09 | -1.2841e-09 | -7.7716e-17 | -4.3046e-09 | 1.2841e-09 | 0 | 0 | 0 | 0 | 0 | 0 | 1.05 | 0.93171 | 0.86555 | 1.05 | 0.93171 | 0.86555 | -2.2561e-11 | -128.6271 | 122.7608 | -2.2569e-11 | -128.6271 | 122.7608
Line2_1_4 | 0 | 0 | 0 | 0 | 0 | 0 | 0 | 0 | 0 | 0 | 0 | 0 | 1.1657e-16 | -7.2704e-10 | -1.163e-09 | -7.7716e-17 | 7.2704e-10 | 1.163e-09 | -1.9429e-17 | 1.0761e-09 | -3.2102e-10 | 1.9429e-17 | -1.0761e-09 | 3.2102e-10 | 0 | 0 | 0 | 0 | 0 | 0 | 1.05 | 0.93171 | 0.86555 | 1.05 | 0.93171 | 0.86555 | -2.2561e-11 | -128.6271 | 122.7608 | -2.2563e-11 | -128.6271 | 122.7608
Line3_1_5 | 0 | 0 | 0 | 0 | 0 | 0 | 0 | 0 | 0 | 0 | 0 | 0 | 1.1657e-16 | -7.2704e-10 | -1.163e-09 | -7.7716e-17 | 7.2704e-10 | 1.163e-09 | -1.9429e-17 | 1.0761e-09 | -3.2102e-10 | 1.9429e-17 | -1.0761e-09 | 3.2102e-10 | 0 | 0 | 0 | 0 | 0 | 0 | 1.05 | 0.93171 | 0.86555 | 1.05 | 0.93171 | 0.86555 | -2.2561e-11 | -128.6271 | 122.7608 | -2.2563e-11 | -128.6271 | 122.7608
Line4_2_6 | 0 | 1.885 | 1.885 | 0 | 1.885 | 1.885 | 0 | 0.43533 | 0.43533 | 0 | 0.43533 | 0.43533 | 8.5487e-16 | 0.31833 | -0.10513 | -7.7716e-16 | -0.2828 | 0.14066 | -1.1657e-16 | 0.12715 | 0.29925 | 1.5543e-16 | -0.056087 | -0.22819 | 0 | -157.8829 | 22.1171 | 0 | 22.1171 | -157.8829 | 1.05 | 0.78742 | 0.7286 | 1.05 | 0.66227 | 0.61575 | -2.2574e-11 | -136.1092 | 131.4739 | -2.2585e-11 | -146.6652 | 143.7688
Line5_6_7 | 0 | 1.885 | 1.885 | 0 | 1.885 | 1.885 | 0 | 0.43533 | 0.43533 | 0 | 0.43533 | 0.43533 | 3.8858e-16 | 0.2828 | -0.14066 | -3.8858e-16 | -0.24727 | 0.1762 | -1.5543e-16 | 0.056087 | 0.22819 | 1.9429e-16 | 0.014981 | -0.15712 | 0 | -157.8829 | 22.1171 | 0 | 22.1171 | -157.8829 | 1.05 | 0.66227 | 0.61575 | 1.05 | 0.56903 | 0.54229 | -2.2585e-11 | -146.6652 | 143.7688 | -2.2594e-11 | -161.35 | 160.3935
Line6_7_8 | 0 | 1.885 | 1.885 | 0 | 1.885 | 1.885 | 0 | 0.43533 | 0.43533 | 0 | 0.43533 | 0.43533 | 1.5543e-16 | 0.24727 | -0.1762 | -2.3315e-16 | -0.21173 | 0.21173 | -1.1657e-16 | -0.014981 | 0.15712 | 1.5543e-16 | 0.086049 | -0.086049 | 0 | -157.8829 | 22.1171 | 0 | 22.1171 | -157.8829 | 1.05 | 0.56903 | 0.54229 | 1.05 | 0.525 | 0.525 | -2.2594e-11 | -161.35 | 160.3935 | -2.2599e-11 | -180 | -180
Line7_8_9 | 0 | 0 | 0 | 0 | 0 | 0 | 0 | 0 | 0 | 0 | 0 | 0 | 7.7716e-17 | 1.1657e-16 | -1.5543e-16 | -1.5543e-16 | 7.9801e-17 | 2.083e-18 | -3.8858e-17 | 1.7505e-09 | -1.7505e-09 | 7.7716e-17 | -1.7505e-09 | 1.7505e-09 | 0 | 0 | 0 | 0 | 0 | 0 | 1.05 | 0.525 | 0.525 | 1.05 | 0.525 | 0.525 | -2.2599e-11 | -180 | -180 | -2.2602e-11 | -180 | 180
Line8_8_10 | 0 | 0 | 0 | 0 | 0 | 0 | 0 | 0 | 0 | 0 | 0 | 0 | -2.3315e-16 | 2.72e-16 | -1.5543e-16 | 1.5543e-16 | -7.563e-17 | 2.083e-18 | -3.8858e-17 | 1.7505e-09 | -1.7505e-09 | 3.8858e-17 | -1.7505e-09 | 1.7505e-09 | 0 | 0 | 0 | 0 | 0 | 0 | 1.05 | 0.525 | 0.525 | 1.05 | 0.525 | 0.525 | -2.2599e-11 | -180 | -180 | -2.2599e-11 | -180 | 180
Line9_3_11 | 0 | 0 | 0 | 0 | 0 | 0 | 0 | 0 | 0 | 0 | 0 | 0 | 3.6915e-16 | -2.5447e-09 | -4.0705e-09 | -3.3029e-16 | 2.5447e-09 | 4.0705e-09 | 9.7145e-17 | 3.7665e-09 | -1.1236e-09 | -7.7716e-17 | -3.7665e-09 | 1.1236e-09 | 0 | 0 | 0 | 0 | 0 | 0 | 1.05 | 0.93171 | 0.86555 | 1.05 | 0.93171 | 0.86555 | -2.2569e-11 | -128.6271 | 122.7608 | -2.2575e-11 | -128.6271 | 122.7608

## LL_max_10
name | pf_ikss_a_from_ka | pf_ikss_b_from_ka | pf_ikss_c_from_ka | pf_ikss_a_to_ka | pf_ikss_b_to_ka | pf_ikss_c_to_ka | pf_skss_a_from_mw | pf_skss_b_from_mw | pf_skss_c_from_mw | pf_skss_a_to_mw | pf_skss_b_to_mw | pf_skss_c_to_mw | pf_p_a_from_mw | pf_p_b_from_mw | pf_p_c_from_mw | pf_p_a_to_mw | pf_p_b_to_mw | pf_p_c_to_mw | pf_q_a_from_mvar | pf_q_b_from_mvar | pf_q_c_from_mvar | pf_q_a_to_mvar | pf_q_b_to_mvar | pf_q_c_to_mvar | pf_ikss_a_from_degree | pf_ikss_b_from_degree | pf_ikss_c_from_degree | pf_ikss_a_to_degree | pf_ikss_b_to_degree | pf_ikss_c_to_degree | pf_vm_a_from_pu | pf_vm_b_from_pu | pf_vm_c_from_pu | pf_vm_a_to_pu | pf_vm_b_to_pu | pf_vm_c_to_pu | pf_va_a_from_degree | pf_va_b_from_degree | pf_va_c_from_degree | pf_va_a_to_degree | pf_va_b_to_degree | pf_va_c_to_degree
Line0_1_2 | 0 | 1.9564 | 1.9564 | 0 | 1.9564 | 1.9564 | 0 | 0.4518 | 0.4518 | 0 | 0.4518 | 0.4518 | 7.7346e-16 | 0.38357 | -0.077384 | -7.7346e-16 | -0.3453 | 0.11566 | -4.0708e-16 | 0.2133 | 0.39907 | 4.4779e-16 | -0.13675 | -0.32252 | 0 | -158.05 | 21.95 | 0 | 21.95 | -158.05 | 1.1 | 0.97142 | 0.89974 | 1.1 | 0.82203 | 0.75838 | -5.6636e-12 | -128.9719 | 122.9242 | -5.6781e-12 | -136.444 | 131.678
Line10_11_12 | 0 | 0 | 0 | 0 | 0 | 0 | 0 | 0 | 0 | 0 | 0 | 0 | 3.4602e-16 | -2.4603e-09 | -3.9356e-09 | -3.6637e-16 | 2.4603e-09 | 3.9356e-09 | 6.1062e-17 | 3.6661e-09 | -1.1108e-09 | -2.0354e-17 | -3.6661e-09 | 1.1108e-09 | 0 | 0 | 0 | 0 | 0 | 0 | 1.1 | 0.97142 | 0.89974 | 1.1 | 0.97142 | 0.89974 | -5.678e-12 | -128.9719 | 122.9242 | -5.6837e-12 | -128.9719 | 122.9242
Line11_12_13 | 0 | 0 | 0 | 0 | 0 | 0 | 0 | 0 | 0 | 0 | 0 | 0 | 3.0531e-16 | -2.0502e-09 | -3.2797e-09 | -2.8496e-16 | 2.0502e-09 | 3.2797e-09 | -4.0708e-17 | 3.0551e-09 | -9.2564e-10 | 4.0708e-17 | -3.0551e-09 | 9.2564e-10 | 0 | 0 | 0 | 0 | 0 | 0 | 1.1 | 0.97142 | 0.89974 | 1.1 | 0.97142 | 0.89974 | -5.6837e-12 | -128.9719 | 122.9242 | -5.6882e-12 | -128.9719 | 122.9242
Line12_13_15 | 0 | 0 | 0 | 0 | 0 | 0 | 0 | 0 | 0 | 0 | 0 | 0 | 1.6283e-16 | -1.2301e-09 | -1.9678e-09 | -1.6283e-16 | 1.2301e-09 | 1.9678e-09 | 6.1062e-17 | 1.8331e-09 | -5.5539e-10 | -8.1416e-17 | -1.8331e-09 | 5.5539e-10 | 0 | 0 | 0 | 0 | 0 | 0 | 1.1 | 0.97142 | 0.89974 | 1.1 | 0.97142 | 0.89974 | -5.6882e-12 | -128.9719 | 122.9242 | -5.6904e-12 | -128.9719 | 122.9242
Line13_13_14 | 0 | 0 | 0 | 0 | 0 | 0 | 0 | 0 | 0 | 0 | 0 | 0 | 0 | -4.1005e-10 | -6.5593e-10 | 0 | 4.1005e-10 | 6.5593e-10 | 0 | 6.1102e-10 | -1.8513e-10 | 0 | -6.1102e-10 | 1.8513e-10 | 0 | 0 | 0 | 0 | 0 | 0 | 1.1 | 0.97142 | 0.89974 | 1.1 | 0.97142 | 0.89974 | -5.6882e-12 | -128.9719 | 122.9242 | -5.6888e-12 | -128.9719 | 122.9242
Line14_15_16 | 0 | 0 | 0 | 0 | 0 | 0 | 0 | 0 | 0 | 0 | 0 | 0 | 8.1416e-17 | -8.2009e-10 | -1.3119e-09 | -1.0177e-16 | 8.2009e-10 | 1.3119e-09 | -2.0354e-17 | 1.222e-09 | -3.7026e-10 | -6.1062e-17 | -1.222e-09 | 3.7026e-10 | 0 | 0 | 0 | 0 | 0 | 0 | 1.1 | 0.97142 | 0.89974 | 1.1 | 0.97142 | 0.89974 | -5.6904e-12 | -128.9719 | 122.9242 | -5.6915e-12 | -128.9719 | 122.9242
Line15_16_17 | 0 | 0 | 0 | 0 | 0 | 0 | 0 | 0 | 0 | 0 | 0 | 0 | -2.0354e-17 | -4.1005e-10 | -6.5593e-10 | 2.0354e-17 | 4.1005e-10 | 6.5593e-10 | 2.0354e-17 | 6.1102e-10 | -1.8513e-10 | -2.0354e-17 | -6.1102e-10 | 1.8513e-10 | 0 | 0 | 0 | 0 | 0 | 0 | 1.1 | 0.97142 | 0.89974 | 1.1 | 0.97142 | 0.89974 | -5.6915e-12 | -128.9719 | 122.9242 | -5.6919e-12 | -128.9719 | 122.9242
Line16_4_18 | 0 | 0 | 0 | 0 | 0 | 0 | 0 | 0 | 0 | 0 | 0 | 0 | -4.0708e-17 | -4.1005e-10 | -6.5593e-10 | 0 | 4.1005e-10 | 6.5593e-10 | -2.0354e-17 | 6.1102e-10 | -1.8513e-10 | 0 | -6.1102e-10 | 1.8513e-10 | 0 | 0 | 0 | 0 | 0 | 0 | 1.1 | 0.97142 | 0.89974 | 1.1 | 0.97142 | 0.89974 | -5.6654e-12 | -128.9719 | 122.9242 | -5.6657e-12 | -128.9719 | 122.9242
Line17_5_19 | 0 | 0 | 0 | 0 | 0 | 0 | 0 | 0 | 0 | 0 | 0 | 0 | -4.0708e-17 | -4.1005e-10 | -6.5593e-10 | 0 | 4.1005e-10 | 6.5593e-10 | -2.0354e-17 | 6.1102e-10 | -1.8513e-10 | 0 | -6.1102e-10 | 1.8513e-10 | 0 | 0 | 0 | 0 | 0 | 0 | 1.1 | 0.97142 | 0.89974 | 1.1 | 0.97142 | 0.89974 | -5.6654e-12 | -128.9719 | 122.9242 | -5.6657e-12 | -128.9719 | 122.9242
Line1_1_3 | 0 | 0 | 0 | 0 | 0 | 0 | 0 | 0 | 0 | 0 | 0 | 0 | 4.6814e-16 | -3.2804e-09 | -5.2475e-09 | -4.6814e-16 | 3.2804e-09 | 5.2475e-09 | 1.4248e-16 | 4.8882e-09 | -1.481e-09 | -1.2212e-16 | -4.8882e-09 | 1.481e-09 | 0 | 0 | 0 | 0 | 0 | 0 | 1.1 | 0.97142 | 0.89974 | 1.1 | 0.97142 | 0.89974 | -5.6636e-12 | -128.9719 | 122.9242 | -5.6715e-12 | -128.9719 | 122.9242
Line2_1_4 | 0 | 0 | 0 | 0 | 0 | 0 | 0 | 0 | 0 | 0 | 0 | 0 | 1.4248e-16 | -8.2009e-10 | -1.3119e-09 | -1.0177e-16 | 8.2009e-10 | 1.3119e-09 | 2.0354e-17 | 1.222e-09 | -3.7026e-10 | 2.0354e-17 | -1.222e-09 | 3.7026e-10 | 0 | 0 | 0 | 0 | 0 | 0 | 1.1 | 0.97142 | 0.89974 | 1.1 | 0.97142 | 0.89974 | -5.6636e-12 | -128.9719 | 122.9242 | -5.6654e-12 | -128.9719 | 122.9242
Line3_1_5 | 0 | 0 | 0 | 0 | 0 | 0 | 0 | 0 | 0 | 0 | 0 | 0 | 1.4248e-16 | -8.2009e-10 | -1.3119e-09 | -1.0177e-16 | 8.2009e-10 | 1.3119e-09 | 2.0354e-17 | 1.222e-09 | -3.7026e-10 | 2.0354e-17 | -1.222e-09 | 3.7026e-10 | 0 | 0 | 0 | 0 | 0 | 0 | 1.1 | 0.97142 | 0.89974 | 1.1 | 0.97142 | 0.89974 | -5.6636e-12 | -128.9719 | 122.9242 | -5.6654e-12 | -128.9719 | 122.9242
Line4_2_6 | 0 | 1.9564 | 1.9564 | 0 | 1.9564 | 1.9564 | 0 | 0.4518 | 0.4518 | 0 | 0.4518 | 0.4518 | 5.6991e-16 | 0.3453 | -0.11566 | -6.5133e-16 | -0.30702 | 0.15393 | -4.0708e-16 | 0.13675 | 0.32252 | 4.0708e-16 | -0.060208 | -0.24598 | 0 | -158.05 | 21.95 | 0 | 21.95 | -158.05 | 1.1 | 0.82203 | 0.75838 | 1.1 | 0.6925 | 0.64226 | -5.6781e-12 | -136.444 | 131.678 | -5.6893e-12 | -146.955 | 143.988
Line5_6_7 | 0 | 1.9564 | 1.9564 | 0 | 1.9564 | 1.9564 | 0 | 0.4518 | 0.4518 | 0 | 0.4518 | 0.4518 | 5.6991e-16 | 0.30702 | -0.15393 | -4.885e-16 | -0.26875 | 0.1922 | -3.2567e-16 | 0.060208 | 0.24598 | 3.2567e-16 | 0.016339 | -0.16943 | 0 | -158.05 | 21.95 | 0 | 21.95 | -158.05 | 1.1 | 0.6925 | 0.64226 | 1.1 | 0.59594 | 0.56711 | -5.6893e-12 | -146.955 | 143.988 | -5.6985e-12 | -161.529 | 160.5532
Line6_7_8 | 0 | 1.9564 | 1.9564 | 0 | 1.9564 | 1.9564 | 0 | 0.4518 | 0.4518 | 0 | 0.4518 | 0.4518 | 1.6283e-16 | 0.26875 | -0.1922 | -1.6283e-16 | -0.23048 | 0.23048 | -2.4425e-16 | -0.016339 | 0.16943 | 2.4425e-16 | 0.092885 | -0.092885 | 0 | -158.05 | 21.95 | 0 | 21.95 | -158.05 | 1.1 | 0.59594 | 0.56711 | 1.1 | 0.55 | 0.55 | -5.6985e-12 | -161.529 | 160.5532 | -5.7057e-12 | -180 | -180
Line7_8_9 | 0 | 0 | 0 | 0 | 0 | 0 | 0 | 0 | 0 | 0 | 0 | 0 | 3.2567e-16 | -1.6283e-16 | -3.2567e-16 | -3.2567e-16 | 5.722e-16 | -3.2338e-16 | -1.6283e-16 | 1.9211e-09 | -1.9211e-09 | 1.6283e-16 | -1.9211e-09 | 1.9211e-09 | 0 | 0 | 0 | 0 | 0 | 0 | 1.1 | 0.55 | 0.55 | 1.1 | 0.55 | 0.55 | -5.7057e-12 | -180 | -180 | -5.7089e-12 | -180 | 180
Line8_8_10 | 0 | 0 | 0 | 0 | 0 | 0 | 0 | 0 | 0 | 0 | 0 | 0 | 3.2567e-16 | -2.4425e-16 | -6.5133e-16 | -3.2567e-16 | 6.5362e-16 | 2.2873e-18 | -3.2567e-16 | 1.9211e-09 | -1.9211e-09 | 3.2567e-16 | -1.9211e-09 | 1.9211e-09 | 0 | 0 | 0 | 0 | 0 | 0 | 1.1 | 0.55 | 0.55 | 1.1 | 0.55 | 0.55 | -5.7057e-12 | -180 | -180 | -5.7085e-12 | -180 | 180
Line9_3_11 | 0 | 0 | 0 | 0 | 0 | 0 | 0 | 0 | 0 | 0 | 0 | 0 | 4.2744e-16 | -2.8703e-09 | -4.5915e-09 | -3.8673e-16 | 2.8703e-09 | 4.5915e-09 | 8.1416e-17 | 4.2771e-09 | -1.2959e-09 | -6.1062e-17 | -4.2771e-09 | 1.2959e-09 | 0 | 0 | 0 | 0 | 0 | 0 | 1.1 | 0.97142 | 0.89974 | 1.1 | 0.97142 | 0.89974 | -5.6715e-12 | -128.9719 | 122.9242 | -5.678e-12 | -128.9719 | 122.9242

## LL_max_fault_6
name | pf_ikss_a_from_ka | pf_ikss_b_from_ka | pf_ikss_c_from_ka | pf_ikss_a_to_ka | pf_ikss_b_to_ka | pf_ikss_c_to_ka | pf_skss_a_from_mw | pf_skss_b_from_mw | pf_skss_c_from_mw | pf_skss_a_to_mw | pf_skss_b_to_mw | pf_skss_c_to_mw | pf_p_a_from_mw | pf_p_b_from_mw | pf_p_c_from_mw | pf_p_a_to_mw | pf_p_b_to_mw | pf_p_c_to_mw | pf_q_a_from_mvar | pf_q_b_from_mvar | pf_q_c_from_mvar | pf_q_a_to_mvar | pf_q_b_to_mvar | pf_q_c_to_mvar | pf_ikss_a_from_degree | pf_ikss_b_from_degree | pf_ikss_c_from_degree | pf_ikss_a_to_degree | pf_ikss_b_to_degree | pf_ikss_c_to_degree | pf_vm_a_from_pu | pf_vm_b_from_pu | pf_vm_c_from_pu | pf_vm_a_to_pu | pf_vm_b_to_pu | pf_vm_c_to_pu | pf_va_a_from_degree | pf_va_b_from_degree | pf_va_c_from_degree | pf_va_a_to_degree | pf_va_b_to_degree | pf_va_c_to_degree
Line0_1_2 | 0 | 0.057717 | 0.057717 | 0 | 0.057717 | 0.057717 | 0 | 0.013329 | 0.013329 | 0 | 0.013329 | 0.013329 | 2.3679e-17 | 0.013468 | 0.0034547 | -2.3679e-17 | -0.013435 | -0.0034214 | 1.0929e-17 | 0.0037057 | 0.013484 | -9.7145e-18 | -0.0036391 | -0.013417 | 0 | -135.6822 | 44.3178 | 0 | 44.3178 | -135.6822 | 1.05 | 1.048 | 1.0443 | 1.05 | 1.0443 | 1.0388 | -3.058e-13 | -120.2981 | 119.9471 | -3.0614e-13 | -120.5262 | 120.0122
Line10_11_12 | 0 | 0 | 0 | 0 | 0 | 0 | 0 | 0 | 0 | 0 | 0 | 0 | 6.6787e-18 | -4.627e-11 | -1.3184e-10 | -6.6787e-18 | 4.627e-11 | 1.3184e-10 | 4.2501e-18 | 1.2595e-10 | 2.226e-11 | -3.0358e-18 | -1.2595e-10 | -2.226e-11 | 0 | 0 | 0 | 0 | 0 | 0 | 1.05 | 1.048 | 1.0443 | 1.05 | 1.048 | 1.0443 | -3.0616e-13 | -120.2981 | 119.9471 | -3.0631e-13 | -120.2981 | 119.9471
Line11_12_13 | 0 | 0 | 0 | 0 | 0 | 0 | 0 | 0 | 0 | 0 | 0 | 0 | 7.2858e-18 | -3.8558e-11 | -1.0987e-10 | -7.2858e-18 | 3.8558e-11 | 1.0987e-10 | 6.0715e-19 | 1.0496e-10 | 1.855e-11 | 6.0715e-19 | -1.0496e-10 | -1.855e-11 | 0 | 0 | 0 | 0 | 0 | 0 | 1.05 | 1.048 | 1.0443 | 1.05 | 1.048 | 1.0443 | -3.0631e-13 | -120.2981 | 119.9471 | -3.0643e-13 | -120.2981 | 119.9471
Line12_13_15 | 0 | 0 | 0 | 0 | 0 | 0 | 0 | 0 | 0 | 0 | 0 | 0 | 3.3393e-18 | -2.3135e-11 | -6.592e-11 | -3.3393e-18 | 2.3135e-11 | 6.592e-11 | 2.4286e-18 | 6.2976e-11 | 1.113e-11 | -3.6429e-18 | -6.2976e-11 | -1.113e-11 | 0 | 0 | 0 | 0 | 0 | 0 | 1.05 | 1.048 | 1.0443 | 1.05 | 1.048 | 1.0443 | -3.0643e-13 | -120.2981 | 119.9471 | -3.0649e-13 | -120.2981 | 119.9471
Line13_13_14 | 0 | 0 | 0 | 0 | 0 | 0 | 0 | 0 | 0 | 0 | 0 | 0 | 3.0358e-19 | -7.7116e-12 | -2.1973e-11 | -9.1073e-19 | 7.7116e-12 | 2.1973e-11 | 6.0715e-19 | 2.0992e-11 | 3.71e-12 | -1.2143e-18 | -2.0992e-11 | -3.71e-12 | 0 | 0 | 0 | 0 | 0 | 0 | 1.05 | 1.048 | 1.0443 | 1.05 | 1.048 | 1.0443 | -3.0643e-13 | -120.2981 | 119.9471 | -3.0644e-13 | -120.2981 | 119.9471
Line14_15_16 | 0 | 0 | 0 | 0 | 0 | 0 | 0 | 0 | 0 | 0 | 0 | 0 | 3.3393e-18 | -1.5423e-11 | -4.3946e-11 | -3.3393e-18 | 1.5423e-11 | 4.3946e-11 | -6.0715e-19 | 4.1984e-11 | 7.42e-12 | 6.0715e-19 | -4.1984e-11 | -7.42e-12 | 0 | 0 | 0 | 0 | 0 | 0 | 1.05 | 1.048 | 1.0443 | 1.05 | 1.048 | 1.0443 | -3.0649e-13 | -120.2981 | 119.9471 | -3.0652e-13 | -120.2981 | 119.9471
Line15_16_17 | 0 | 0 | 0 | 0 | 0 | 0 | 0 | 0 | 0 | 0 | 0 | 0 | -6.0715e-19 | -7.7116e-12 | -2.1973e-11 | 6.0715e-19 | 7.7116e-12 | 2.1973e-11 | -1.2143e-18 | 2.0992e-11 | 3.71e-12 | 1.2143e-18 | -2.0992e-11 | -3.71e-12 | 0 | 0 | 0 | 0 | 0 | 0 | 1.05 | 1.048 | 1.0443 | 1.05 | 1.048 | 1.0443 | -3.0652e-13 | -120.2981 | 119.9471 | -3.0654e-13 | -120.2981 | 119.9471
Line16_4_18 | 0 | 0 | 0 | 0 | 0 | 0 | 0 | 0 | 0 | 0 | 0 | 0 | 6.0715e-19 | -7.7116e-12 | -2.1973e-11 | -6.0715e-19 | 7.7116e-12 | 2.1973e-11 | 1.2143e-18 | 2.0992e-11 | 3.71e-12 | -6.0715e-19 | -2.0992e-11 | -3.71e-12 | 0 | 0 | 0 | 0 | 0 | 0 | 1.05 | 1.048 | 1.0443 | 1.05 | 1.048 | 1.0443 | -3.0585e-13 | -120.2981 | 119.9471 | -3.0587e-13 | -120.2981 | 119.9471
Line17_5_19 | 0 | 0 | 0 | 0 | 0 | 0 | 0 | 0 | 0 | 0 | 0 | 0 | 6.0715e-19 | -7.7116e-12 | -2.1973e-11 | -6.0715e-19 | 7.7116e-12 | 2.1973e-11 | 1.2143e-18 | 2.0992e-11 | 3.71e-12 | -6.0715e-19 | -2.0992e-11 | -3.71e-12 | 0 | 0 | 0 | 0 | 0 | 0 | 1.05 | 1.048 | 1.0443 | 1.05 | 1.048 | 1.0443 | -3.0585e-13 | -120.2981 | 119.9471 | -3.0587e-13 | -120.2981 | 119.9471
Line1_1_3 | 0 | 0 | 0 | 0 | 0 | 0 | 0 | 0 | 0 | 0 | 0 | 0 | 1.1536e-17 | -6.1693e-11 | -1.7579e-10 | -1.1536e-17 | 6.1693e-11 | 1.7579e-10 | 7.2858e-18 | 1.6794e-10 | 2.968e-11 | -7.2858e-18 | -1.6794e-10 | -2.968e-11 | 0 | 0 | 0 | 0 | 0 | 0 | 1.05 | 1.048 | 1.0443 | 1.05 | 1.048 | 1.0443 | -3.058e-13 | -120.2981 | 119.9471 | -3.0599e-13 | -120.2981 | 119.9471
Line2_1_4 | 0 | 0 | 0 | 0 | 0 | 0 | 0 | 0 | 0 | 0 | 0 | 0 | 1.8215e-18 | -1.5423e-11 | -4.3946e-11 | -1.2143e-18 | 1.5423e-11 | 4.3946e-11 | 6.0715e-19 | 4.1984e-11 | 7.42e-12 | -6.0715e-19 | -4.1984e-11 | -7.42e-12 | 0 | 0 | 0 | 0 | 0 | 0 | 1.05 | 1.048 | 1.0443 | 1.05 | 1.048 | 1.0443 | -3.058e-13 | -120.2981 | 119.9471 | -3.0585e-13 | -120.2981 | 119.9471
Line3_1_5 | 0 | 0 | 0 | 0 | 0 | 0 | 0 | 0 | 0 | 0 | 0 | 0 | 1.8215e-18 | -1.5423e-11 | -4.3946e-11 | -1.2143e-18 | 1.5423e-11 | 4.3946e-11 | 6.0715e-19 | 4.1984e-11 | 7.42e-12 | -6.0715e-19 | -4.1984e-11 | -7.42e-12 | 0 | 0 | 0 | 0 | 0 | 0 | 1.05 | 1.048 | 1.0443 | 1.05 | 1.048 | 1.0443 | -3.058e-13 | -120.2981 | 119.9471 | -3.0585e-13 | -120.2981 | 119.9471
Line4_2_6 | 0 | 0.057717 | 0.057717 | 0 | 0.057717 | 0.057717 | 0 | 0.013329 | 0.013329 | 0 | 0.013329 | 0.013329 | 1.8215e-17 | 0.013435 | 0.0034214 | -1.7e-17 | -0.013402 | -0.003388 | 4.8572e-18 | 0.0036391 | 0.013417 | -9.7145e-18 | -0.0035725 | -0.01335 | 0 | -135.6822 | 44.3178 | 0 | 44.3178 | -135.6822 | 1.05 | 1.0443 | 1.0388 | 1.05 | 1.0405 | 1.0333 | -3.0614e-13 | -120.5262 | 120.0122 | -3.065e-13 | -120.7558 | 120.078
Line5_6_7 | 0 | 0.057717 | 0.057717 | 0 | 0.057717 | 0.057717 | 0 | 0.013329 | 0.013329 | 0 | 0.013329 | 0.013329 | 1.2143e-17 | 0.013402 | 0.003388 | -1.2143e-17 | -0.013368 | -0.0033547 | 9.7145e-18 | 0.0035725 | 0.01335 | -4.8572e-18 | -0.0035059 | -0.013284 | 0 | -135.6822 | 44.3178 | 0 | 44.3178 | -135.6822 | 1.05 | 1.0405 | 1.0333 | 1.05 | 1.0368 | 1.0279 | -3.065e-13 | -120.7558 | 120.078 | -3.0681e-13 | -120.9872 | 120.1445
Line6_7_8 | 0 | 0.057717 | 0.057717 | 0 | 0.057717 | 0.057717 | 0 | 0.013329 | 0.013329 | 0 | 0.013329 | 0.013329 | 1.4572e-17 | 0.013368 | 0.0033547 | -1.4572e-17 | -0.013335 | -0.0033214 | -2.4286e-18 | 0.0035059 | 0.013284 | 4.8572e-18 | -0.0034392 | -0.013217 | 0 | -135.6822 | 44.3178 | 0 | 44.3178 | -135.6822 | 1.05 | 1.0368 | 1.0279 | 1.05 | 1.0332 | 1.0224 | -3.0681e-13 | -120.9872 | 120.1445 | -3.0701e-13 | -121.2201 | 120.2117
Line7_8_9 | 0 | 0 | 0 | 0 | 0 | 0 | 0 | 0 | 0 | 0 | 0 | 0 | 1.3013e-32 | -6.2856e-11 | -1.0336e-10 | 2.4286e-18 | 6.2856e-11 | 1.0336e-10 | 2.4286e-18 | 8.4699e-11 | -1.4546e-11 | -2.4286e-18 | -8.4699e-11 | 1.4546e-11 | 0 | 0 | 0 | 0 | 0 | 0 | 1.05 | 1.0332 | 1.0224 | 1.05 | 1.0332 | 1.0224 | -3.0701e-13 | -121.2201 | 120.2117 | -3.071e-13 | -121.2201 | 120.2117
Line8_8_10 | 0 | 0 | 0 | 0 | 0 | 0 | 0 | 0 | 0 | 0 | 0 | 0 | -2.4286e-18 | -6.2856e-11 | -1.0336e-10 | 4.8572e-18 | 6.2856e-11 | 1.0336e-10 | 2.4286e-18 | 8.4699e-11 | -1.4546e-11 | -2.4286e-18 | -8.4699e-11 | 1.4546e-11 | 0 | 0 | 0 | 0 | 0 | 0 | 1.05 | 1.0332 | 1.0224 | 1.05 | 1.0332 | 1.0224 | -3.0701e-13 | -121.2201 | 120.2117 | -3.0704e-13 | -121.2201 | 120.2117
Line9_3_11 | 0 | 0 | 0 | 0 | 0 | 0 | 0 | 0 | 0 | 0 | 0 | 0 | 9.4109e-18 | -5.3981e-11 | -1.5381e-10 | -9.4109e-18 | 5.3981e-11 | 1.5381e-10 | 3.6429e-18 | 1.4694e-10 | 2.597e-11 | -4.2501e-18 | -1.4694e-10 | -2.597e-11 | 0 | 0 | 0 | 0 | 0 | 0 | 1.05 | 1.048 | 1.0443 | 1.05 | 1.048 | 1.0443 | -3.0599e-13 | -120.2981 | 119.9471 | -3.0616e-13 | -120.2981 | 119.9471

## LL_max_fault_10
name | pf_ikss_a_from_ka | pf_ikss_b_from_ka | pf_ikss_c_from_ka | pf_ikss_a_to_ka | pf_ikss_b_to_ka | pf_ikss_c_to_ka | pf_skss_a_from_mw | pf_skss_b_from_mw | pf_skss_c_from_mw | pf_skss_a_to_mw | pf_skss_b_to_mw | pf_skss_c_to_mw | pf_p_a_from_mw | pf_p_b_from_mw | pf_p_c_from_mw | pf_p_a_to_mw | pf_p_b_to_mw | pf_p_c_to_mw | pf_q_a_from_mvar | pf_q_b_from_mvar | pf_q_c_from_mvar | pf_q_a_to_mvar | pf_q_b_to_mvar | pf_q_c_to_mvar | pf_ikss_a_from_degree | pf_ikss_b_from_degree | pf_ikss_c_from_degree | pf_ikss_a_to_degree | pf_ikss_b_to_degree | pf_ikss_c_to_degree | pf_vm_a_from_pu | pf_vm_b_from_pu | pf_vm_c_from_pu | pf_vm_a_to_pu | pf_vm_b_to_pu | pf_vm_c_to_pu | pf_va_a_from_degree | pf_va_b_from_degree | pf_va_c_from_degree | pf_va_a_to_degree | pf_va_b_to_degree | pf_va_c_to_degree
Line0_1_2 | 0 | 0.060452 | 0.060452 | 0 | 0.060452 | 0.060452 | 0 | 0.013961 | 0.013961 | 0 | 0.013961 | 0.013961 | 1.781e-17 | 0.014777 | 0.0037874 | -1.9082e-17 | -0.01474 | -0.0037509 | 6.3607e-18 | 0.004065 | 0.014792 | -6.3607e-18 | -0.0039919 | -0.014719 | 0 | -135.6932 | 44.3068 | 0 | 44.3068 | -135.6932 | 1.1 | 1.0978 | 1.0937 | 1.1 | 1.0939 | 1.088 | 3.1123e-13 | -120.3121 | 119.9447 | 3.1088e-13 | -120.5402 | 120.0098
Line10_11_12 | 0 | 0 | 0 | 0 | 0 | 0 | 0 | 0 | 0 | 0 | 0 | 0 | 7.3148e-18 | -5.3155e-11 | -1.5146e-10 | -7.9508e-18 | 5.3155e-11 | 1.5146e-10 | 3.8164e-18 | 1.4472e-10 | 2.555e-11 | -3.8164e-18 | -1.4472e-10 | -2.555e-11 | 0 | 0 | 0 | 0 | 0 | 0 | 1.1 | 1.0978 | 1.0937 | 1.1 | 1.0978 | 1.0937 | 3.1086e-13 | -120.3121 | 119.9447 | 3.107e-13 | -120.3121 | 119.9447
Line11_12_13 | 0 | 0 | 0 | 0 | 0 | 0 | 0 | 0 | 0 | 0 | 0 | 0 | 6.3607e-18 | -4.4296e-11 | -1.2622e-10 | -6.9967e-18 | 4.4296e-11 | 1.2622e-10 | 3.4492e-32 | 1.206e-10 | 2.1292e-11 | -1.2721e-18 | -1.206e-10 | -2.1292e-11 | 0 | 0 | 0 | 0 | 0 | 0 | 1.1 | 1.0978 | 1.0937 | 1.1 | 1.0978 | 1.0937 | 3.107e-13 | -120.3121 | 119.9447 | 3.1057e-13 | -120.3121 | 119.9447
Line12_13_15 | 0 | 0 | 0 | 0 | 0 | 0 | 0 | 0 | 0 | 0 | 0 | 0 | 5.4066e-18 | -2.6578e-11 | -7.5731e-11 | -5.4066e-18 | 2.6578e-11 | 7.5731e-11 | 2.5443e-18 | 7.2361e-11 | 1.2775e-11 | -3.1803e-18 | -7.2361e-11 | -1.2775e-11 | 0 | 0 | 0 | 0 | 0 | 0 | 1.1 | 1.0978 | 1.0937 | 1.1 | 1.0978 | 1.0937 | 3.1057e-13 | -120.3121 | 119.9447 | 3.1051e-13 | -120.3121 | 119.9447
Line13_13_14 | 0 | 0 | 0 | 0 | 0 | 0 | 0 | 0 | 0 | 0 | 0 | 0 | 1.5902e-18 | -8.8592e-12 | -2.5244e-11 | -9.541e-19 | 8.8592e-12 | 2.5244e-11 | -1.2721e-18 | 2.412e-11 | 4.2584e-12 | 1.2721e-18 | -2.412e-11 | -4.2584e-12 | 0 | 0 | 0 | 0 | 0 | 0 | 1.1 | 1.0978 | 1.0937 | 1.1 | 1.0978 | 1.0937 | 3.1057e-13 | -120.3121 | 119.9447 | 3.1056e-13 | -120.3121 | 119.9447
Line14_15_16 | 0 | 0 | 0 | 0 | 0 | 0 | 0 | 0 | 0 | 0 | 0 | 0 | 2.2262e-18 | -1.7718e-11 | -5.0487e-11 | -2.2262e-18 | 1.7718e-11 | 5.0487e-11 | -6.3607e-19 | 4.824e-11 | 8.5168e-12 | -6.3607e-19 | -4.824e-11 | -8.5168e-12 | 0 | 0 | 0 | 0 | 0 | 0 | 1.1 | 1.0978 | 1.0937 | 1.1 | 1.0978 | 1.0937 | 3.1051e-13 | -120.3121 | 119.9447 | 3.1048e-13 | -120.3121 | 119.9447
Line15_16_17 | 0 | 0 | 0 | 0 | 0 | 0 | 0 | 0 | 0 | 0 | 0 | 0 | -3.1803e-19 | -8.8592e-12 | -2.5244e-11 | 3.1803e-19 | 8.8592e-12 | 2.5244e-11 | -6.3607e-19 | 2.412e-11 | 4.2584e-12 | 1.7233e-33 | -2.412e-11 | -4.2584e-12 | 0 | 0 | 0 | 0 | 0 | 0 | 1.1 | 1.0978 | 1.0937 | 1.1 | 1.0978 | 1.0937 | 3.1048e-13 | -120.3121 | 119.9447 | 3.1046e-13 | -120.3121 | 119.9447
Line16_4_18 | 0 | 0 | 0 | 0 | 0 | 0 | 0 | 0 | 0 | 0 | 0 | 0 | 6.3607e-19 | -8.8592e-12 | -2.5244e-11 | -6.3607e-19 | 8.8592e-12 | 2.5244e-11 | 3.4546e-33 | 2.412e-11 | 4.2584e-12 | -3.4544e-33 | -2.412e-11 | -4.2584e-12 | 0 | 0 | 0 | 0 | 0 | 0 | 1.1 | 1.0978 | 1.0937 | 1.1 | 1.0978 | 1.0937 | 3.1118e-13 | -120.3121 | 119.9447 | 3.1116e-13 | -120.3121 | 119.9447
Line17_5_19 | 0 | 0 | 0 | 0 | 0 | 0 | 0 | 0 | 0 | 0 | 0 | 0 | 6.3607e-19 | -8.8592e-12 | -2.5244e-11 | -6.3607e-19 | 8.8592e-12 | 2.5244e-11 | 3.4546e-33 | 2.412e-11 | 4.2584e-12 | -3.4544e-33 | -2.412e-11 | -4.2584e-12 | 0 | 0 | 0 | 0 | 0 | 0 | 1.1 | 1.0978 | 1.0937 | 1.1 | 1.0978 | 1.0937 | 3.1118e-13 | -120.3121 | 119.9447 | 3.1116e-13 | -120.3121 | 119.9447
Line1_1_3 | 0 | 0 | 0 | 0 | 0 | 0 | 0 | 0 | 0 | 0 | 0 | 0 | 1.2085e-17 | -7.0874e-11 | -2.0195e-10 | -1.2085e-17 | 7.0874e-11 | 2.0195e-10 | 6.9967e-18 | 1.9296e-10 | 3.4067e-11 | -6.9967e-18 | -1.9296e-10 | -3.4067e-11 | 0 | 0 | 0 | 0 | 0 | 0 | 1.1 | 1.0978 | 1.0937 | 1.1 | 1.0978 | 1.0937 | 3.1123e-13 | -120.3121 | 119.9447 | 3.1103e-13 | -120.3121 | 119.9447
Line2_1_4 | 0 | 0 | 0 | 0 | 0 | 0 | 0 | 0 | 0 | 0 | 0 | 0 | 1.5902e-18 | -1.7718e-11 | -5.0487e-11 | -1.5902e-18 | 1.7718e-11 | 5.0487e-11 | -6.3607e-19 | 4.8241e-11 | 8.5168e-12 | -8.6365e-33 | -4.8241e-11 | -8.5168e-12 | 0 | 0 | 0 | 0 | 0 | 0 | 1.1 | 1.0978 | 1.0937 | 1.1 | 1.0978 | 1.0937 | 3.1123e-13 | -120.3121 | 119.9447 | 3.1118e-13 | -120.3121 | 119.9447
Line3_1_5 | 0 | 0 | 0 | 0 | 0 | 0 | 0 | 0 | 0 | 0 | 0 | 0 | 1.5902e-18 | -1.7718e-11 | -5.0487e-11 | -1.5902e-18 | 1.7718e-11 | 5.0487e-11 | -6.3607e-19 | 4.8241e-11 | 8.5168e-12 | -8.6365e-33 | -4.8241e-11 | -8.5168e-12 | 0 | 0 | 0 | 0 | 0 | 0 | 1.1 | 1.0978 | 1.0937 | 1.1 | 1.0978 | 1.0937 | 3.1123e-13 | -120.3121 | 119.9447 | 3.1118e-13 | -120.3121 | 119.9447
Line4_2_6 | 0 | 0.060452 | 0.060452 | 0 | 0.060452 | 0.060452 | 0 | 0.013961 | 0.013961 | 0 | 0.013961 | 0.013961 | 1.2721e-17 | 0.01474 | 0.0037509 | -1.2721e-17 | -0.014704 | -0.0037143 | 2.5443e-18 | 0.0039919 | 0.014719 | -5.0885e-18 | -0.0039188 | -0.014646 | 0 | -135.6932 | 44.3068 | 0 | 44.3068 | -135.6932 | 1.1 | 1.0939 | 1.088 | 1.1 | 1.09 | 1.0823 | 3.1088e-13 | -120.5402 | 120.0098 | 3.1057e-13 | -120.7698 | 120.0757
Line5_6_7 | 0 | 0.060452 | 0.060452 | 0 | 0.060452 | 0.060452 | 0 | 0.013961 | 0.013961 | 0 | 0.013961 | 0.013961 | 1.5266e-17 | 0.014704 | 0.0037143 | -1.5266e-17 | -0.014667 | -0.0036778 | -5.0885e-18 | 0.0039188 | 0.014646 | 2.5443e-18 | -0.0038457 | -0.014572 | 0 | -135.6932 | 44.3068 | 0 | 44.3068 | -135.6932 | 1.1 | 1.09 | 1.0823 | 1.1 | 1.0861 | 1.0765 | 3.1057e-13 | -120.7698 | 120.0757 | 3.103e-13 | -121.0011 | 120.1422
Line6_7_8 | 0 | 0.060452 | 0.060452 | 0 | 0.060452 | 0.060452 | 0 | 0.013961 | 0.013961 | 0 | 0.013961 | 0.013961 | 1.0177e-17 | 0.014667 | 0.0036778 | -1.0177e-17 | -0.014631 | -0.0036413 | -2.5443e-18 | 0.0038457 | 0.014572 | 7.6328e-18 | -0.0037726 | -0.014499 | 0 | -135.6932 | 44.3068 | 0 | 44.3068 | -135.6932 | 1.1 | 1.0861 | 1.0765 | 1.1 | 1.0823 | 1.0708 | 3.103e-13 | -121.0011 | 120.1422 | 3.1004e-13 | -121.2341 | 120.2095
Line7_8_9 | 0 | 0 | 0 | 0 | 0 | 0 | 0 | 0 | 0 | 0 | 0 | 0 | 2.5443e-18 | -6.9334e-11 | -1.1449e-10 | 0 | 6.9334e-11 | 1.1449e-10 | -2.5443e-18 | 9.4011e-11 | -1.5791e-11 | 0 | -9.4011e-11 | 1.5791e-11 | 0 | 0 | 0 | 0 | 0 | 0 | 1.1 | 1.0823 | 1.0708 | 1.1 | 1.0823 | 1.0708 | 3.1004e-13 | -121.2341 | 120.2095 | 3.0995e-13 | -121.2341 | 120.2095
Line8_8_10 | 0 | 0 | 0 | 0 | 0 | 0 | 0 | 0 | 0 | 0 | 0 | 0 | 2.5443e-18 | -6.9334e-11 | -1.1449e-10 | 2.5443e-18 | 6.9334e-11 | 1.1449e-10 | -7.6328e-18 | 9.4011e-11 | -1.5791e-11 | 5.0885e-18 | -9.4011e-11 | 1.5791e-11 | 0 | 0 | 0 | 0 | 0 | 0 | 1.1 | 1.0823 | 1.0708 | 1.1 | 1.0823 | 1.0708 | 3.1004e-13 | -121.2341 | 120.2095 | 3.0996e-13 | -121.2341 | 120.2095
Line9_3_11 | 0 | 0 | 0 | 0 | 0 | 0 | 0 | 0 | 0 | 0 | 0 | 0 | 1.0177e-17 | -6.2015e-11 | -1.7671e-10 | -1.0813e-17 | 6.2015e-11 | 1.7671e-10 | 5.0885e-18 | 1.6884e-10 | 2.9809e-11 | -5.7246e-18 | -1.6884e-10 | -2.9809e-11 | 0 | 0 | 0 | 0 | 0 | 0 | 1.1 | 1.0978 | 1.0937 | 1.1 | 1.0978 | 1.0937 | 3.1103e-13 | -120.3121 | 119.9447 | 3.1086e-13 | -120.3121 | 119.9447

## LL_min_6
name | pf_ikss_a_from_ka | pf_ikss_b_from_ka | pf_ikss_c_from_ka | pf_ikss_a_to_ka | pf_ikss_b_to_ka | pf_ikss_c_to_ka | pf_skss_a_from_mw | pf_skss_b_from_mw | pf_skss_c_from_mw | pf_skss_a_to_mw | pf_skss_b_to_mw | pf_skss_c_to_mw | pf_p_a_from_mw | pf_p_b_from_mw | pf_p_c_from_mw | pf_p_a_to_mw | pf_p_b_to_mw | pf_p_c_to_mw | pf_q_a_from_mvar | pf_q_b_from_mvar | pf_q_c_from_mvar | pf_q_a_to_mvar | pf_q_b_to_mvar | pf_q_c_to_mvar | pf_ikss_a_from_degree | pf_ikss_b_from_degree | pf_ikss_c_from_degree | pf_ikss_a_to_degree | pf_ikss_b_to_degree | pf_ikss_c_to_degree | pf_vm_a_from_pu | pf_vm_b_from_pu | pf_vm_c_from_pu | pf_vm_a_to_pu | pf_vm_b_to_pu | pf_vm_c_to_pu | pf_va_a_from_degree | pf_va_b_from_degree | pf_va_c_from_degree | pf_va_a_to_degree | pf_va_b_to_degree | pf_va_c_to_degree
Line0_1_2 | 0 | 1.455 | 1.455 | 0 | 1.455 | 1.455 | 0 | 0.33601 | 0.33601 | 0 | 0.33601 | 0.33601 | -3.5157e-17 | 0.28984 | 0.03533 | 7.0314e-17 | -0.24919 | 0.005316 | 1.5821e-16 | 0.073022 | 0.26569 | -1.5821e-16 | -0.030682 | -0.22336 | 0 | -142.8727 | 37.1273 | 0 | 37.1273 | -142.8727 | 0.95 | 0.88953 | 0.79769 | 0.95 | 0.74721 | 0.66491 | -2.5824e-12 | -128.7319 | 119.553 | -2.5737e-12 | -135.8534 | 128.4907
Line10_11_12 | 0 | 0 | 0 | 0 | 0 | 0 | 0 | 0 | 0 | 0 | 0 | 0 | 3.1642e-30 | -9.6789e-10 | -2.6725e-09 | 8.7893e-18 | 9.6789e-10 | 2.6725e-09 | 7.0314e-17 | 2.8224e-09 | 1.3007e-10 | -7.0314e-17 | -2.8224e-09 | -1.3007e-10 | 0 | 0 | 0 | 0 | 0 | 0 | 0.95 | 0.88953 | 0.79769 | 0.95 | 0.88953 | 0.79769 | -2.5784e-12 | -128.7319 | 119.553 | -2.5761e-12 | -128.7319 | 119.553
Line11_12_13 | 0 | 0 | 0 | 0 | 0 | 0 | 0 | 0 | 0 | 0 | 0 | 0 | -8.7893e-18 | -8.0657e-10 | -2.2271e-09 | 8.7893e-18 | 8.0657e-10 | 2.2271e-09 | 7.0314e-17 | 2.352e-09 | 1.0839e-10 | -7.0314e-17 | -2.352e-09 | -1.0839e-10 | 0 | 0 | 0 | 0 | 0 | 0 | 0.95 | 0.88953 | 0.79769 | 0.95 | 0.88953 | 0.79769 | -2.5761e-12 | -128.7319 | 119.553 | -2.574e-12 | -128.7319 | 119.553
Line12_13_15 | 0 | 0 | 0 | 0 | 0 | 0 | 0 | 0 | 0 | 0 | 0 | 0 | -8.7893e-18 | -4.8394e-10 | -1.3362e-09 | 8.7893e-18 | 4.8394e-10 | 1.3362e-09 | 7.0314e-17 | 1.4112e-09 | 6.5035e-11 | -5.2736e-17 | -1.4112e-09 | -6.5035e-11 | 0 | 0 | 0 | 0 | 0 | 0 | 0.95 | 0.88953 | 0.79769 | 0.95 | 0.88953 | 0.79769 | -2.574e-12 | -128.7319 | 119.553 | -2.573e-12 | -128.7319 | 119.553
Line13_13_14 | 0 | 0 | 0 | 0 | 0 | 0 | 0 | 0 | 0 | 0 | 0 | 0 | -8.7893e-18 | -1.6131e-10 | -4.4541e-10 | 1.7579e-17 | 1.6131e-10 | 4.4541e-10 | 3.5157e-17 | 4.7039e-10 | 2.1678e-11 | -1.7579e-17 | -4.7039e-10 | -2.1678e-11 | 0 | 0 | 0 | 0 | 0 | 0 | 0.95 | 0.88953 | 0.79769 | 0.95 | 0.88953 | 0.79769 | -2.574e-12 | -128.7319 | 119.553 | -2.5741e-12 | -128.7319 | 119.553
Line14_15_16 | 0 | 0 | 0 | 0 | 0 | 0 | 0 | 0 | 0 | 0 | 0 | 0 | -3.0762e-17 | -3.2263e-10 | -8.9083e-10 | 3.0762e-17 | 3.2263e-10 | 8.9083e-10 | 3.5157e-17 | 9.4079e-10 | 4.3357e-11 | -3.5157e-17 | -9.4079e-10 | -4.3357e-11 | 0 | 0 | 0 | 0 | 0 | 0 | 0.95 | 0.88953 | 0.79769 | 0.95 | 0.88953 | 0.79769 | -2.573e-12 | -128.7319 | 119.553 | -2.5722e-12 | -128.7319 | 119.553
Line15_16_17 | 0 | 0 | 0 | 0 | 0 | 0 | 0 | 0 | 0 | 0 | 0 | 0 | -1.3184e-17 | -1.6131e-10 | -4.4541e-10 | 4.3946e-18 | 1.6131e-10 | 4.4541e-10 | 5.9188e-31 | 4.7039e-10 | 2.1678e-11 | -1.9727e-31 | -4.7039e-10 | -2.1678e-11 | 0 | 0 | 0 | 0 | 0 | 0 | 0.95 | 0.88953 | 0.79769 | 0.95 | 0.88953 | 0.79769 | -2.5722e-12 | -128.7319 | 119.553 | -2.572e-12 | -128.7319 | 119.553
Line16_4_18 | 0 | 0 | 0 | 0 | 0 | 0 | 0 | 0 | 0 | 0 | 0 | 0 | -2.1973e-17 | -1.6131e-10 | -4.4541e-10 | 2.1973e-17 | 1.6131e-10 | 4.4541e-10 | 3.5157e-17 | 4.7039e-10 | 2.1678e-11 | -1.7579e-17 | -4.7039e-10 | -2.1679e-11 | 0 | 0 | 0 | 0 | 0 | 0 | 0.95 | 0.88953 | 0.79769 | 0.95 | 0.88953 | 0.79769 | -2.5821e-12 | -128.7319 | 119.553 | -2.5818e-12 | -128.7319 | 119.553
Line17_5_19 | 0 | 0 | 0 | 0 | 0 | 0 | 0 | 0 | 0 | 0 | 0 | 0 | -2.1973e-17 | -1.6131e-10 | -4.4541e-10 | 2.1973e-17 | 1.6131e-10 | 4.4541e-10 | 3.5157e-17 | 4.7039e-10 | 2.1678e-11 | -1.7579e-17 | -4.7039e-10 | -2.1679e-11 | 0 | 0 | 0 | 0 | 0 | 0 | 0.95 | 0.88953 | 0.79769 | 0.95 | 0.88953 | 0.79769 | -2.5821e-12 | -128.7319 | 119.553 | -2.5818e-12 | -128.7319 | 119.553
Line1_1_3 | 0 | 0 | 0 | 0 | 0 | 0 | 0 | 0 | 0 | 0 | 0 | 0 | 1.3184e-17 | -1.2905e-09 | -3.5633e-09 | -4.3946e-18 | 1.2905e-09 | 3.5633e-09 | 5.2736e-17 | 3.7632e-09 | 1.7343e-10 | -5.2736e-17 | -3.7632e-09 | -1.7343e-10 | 0 | 0 | 0 | 0 | 0 | 0 | 0.95 | 0.88953 | 0.79769 | 0.95 | 0.88953 | 0.79769 | -2.5824e-12 | -128.7319 | 119.553 | -2.5806e-12 | -128.7319 | 119.553
Line2_1_4 | 0 | 0 | 0 | 0 | 0 | 0 | 0 | 0 | 0 | 0 | 0 | 0 | -1.7579e-17 | -3.2263e-10 | -8.9083e-10 | 1.7579e-17 | 3.2263e-10 | 8.9083e-10 | 1.7579e-17 | 9.4079e-10 | 4.3357e-11 | -1.7579e-17 | -9.4079e-10 | -4.3357e-11 | 0 | 0 | 0 | 0 | 0 | 0 | 0.95 | 0.88953 | 0.79769 | 0.95 | 0.88953 | 0.79769 | -2.5824e-12 | -128.7319 | 119.553 | -2.5821e-12 | -128.7319 | 119.553
Line3_1_5 | 0 | 0 | 0 | 0 | 0 | 0 | 0 | 0 | 0 | 0 | 0 | 0 | -1.7579e-17 | -3.2263e-10 | -8.9083e-10 | 1.7579e-17 | 3.2263e-10 | 8.9083e-10 | 1.7579e-17 | 9.4079e-10 | 4.3357e-11 | -1.7579e-17 | -9.4079e-10 | -4.3357e-11 | 0 | 0 | 0 | 0 | 0 | 0 | 0.95 | 0.88953 | 0.79769 | 0.95 | 0.88953 | 0.79769 | -2.5824e-12 | -128.7319 | 119.553 | -2.5821e-12 | -128.7319 | 119.553
Line4_2_6 | 0 | 1.455 | 1.455 | 0 | 1.455 | 1.455 | 0 | 0.33601 | 0.33601 | 0 | 0.33601 | 0.33601 | -7.0314e-17 | 0.24919 | -0.005316 | 3.5157e-17 | -0.20855 | 0.045962 | 1.7579e-16 | 0.030682 | 0.22336 | -1.7579e-16 | 0.011658 | -0.18102 | 0 | -142.8727 | 37.1273 | 0 | 37.1273 | -142.8727 | 0.95 | 0.74721 | 0.66491 | 0.95 | 0.62161 | 0.55581 | -2.5737e-12 | -135.8534 | 128.4907 | -2.5657e-12 | -146.0722 | 141.3743
Line5_6_7 | 0 | 1.455 | 1.455 | 0 | 1.455 | 1.455 | 0 | 0.33601 | 0.33601 | 0 | 0.33601 | 0.33601 | -3.5157e-17 | 0.20855 | -0.045962 | 3.5157e-17 | -0.1679 | 0.086608 | 1.7579e-16 | -0.011658 | 0.18102 | -1.7579e-16 | 0.053997 | -0.13868 | 0 | -142.8727 | 37.1273 | 0 | 37.1273 | -142.8727 | 0.95 | 0.62161 | 0.55581 | 0.95 | 0.52489 | 0.48658 | -2.5657e-12 | -146.0722 | 141.3743 | -2.5585e-12 | -160.7007 | 159.1134
Line6_7_8 | 0 | 1.455 | 1.455 | 0 | 1.455 | 1.455 | 0 | 0.33601 | 0.33601 | 0 | 0.33601 | 0.33601 | -7.0314e-17 | 0.1679 | -0.086608 | 1.4063e-16 | -0.12725 | 0.12725 | 2.8126e-16 | -0.053997 | 0.13868 | -2.8126e-16 | 0.096337 | -0.096337 | 0 | -142.8727 | 37.1273 | 0 | 37.1273 | -142.8727 | 0.95 | 0.52489 | 0.48658 | 0.95 | 0.475 | 0.475 | -2.5585e-12 | -160.7007 | 159.1134 | -2.5559e-12 | -180 | -180
Line7_8_9 | 0 | 0 | 0 | 0 | 0 | 0 | 0 | 0 | 0 | 0 | 0 | 0 | 7.0314e-17 | 7.0314e-17 | -1.4063e-16 | -1.4063e-16 | -1.0219e-16 | 1.439e-16 | -3.1367e-30 | 1.4329e-09 | -1.4329e-09 | 6.276e-30 | -1.4329e-09 | 1.4329e-09 | 0 | 0 | 0 | 0 | 0 | 0 | 0.95 | 0.475 | 0.475 | 0.95 | 0.475 | 0.475 | -2.5559e-12 | -180 | -180 | -2.557e-12 | -180 | 180
Line8_8_10 | 0 | 0 | 0 | 0 | 0 | 0 | 0 | 0 | 0 | 0 | 0 | 0 | 7.0314e-17 | -7.0314e-17 | -1.4063e-16 | -7.0314e-17 | 3.8433e-17 | 1.439e-16 | 7.0314e-17 | 1.4329e-09 | -1.4329e-09 | -7.0314e-17 | -1.4329e-09 | 1.4329e-09 | 0 | 0 | 0 | 0 | 0 | 0 | 0.95 | 0.475 | 0.475 | 0.95 | 0.475 | 0.475 | -2.5559e-12 | -180 | -180 | -2.5554e-12 | -180 | 180
Line9_3_11 | 0 | 0 | 0 | 0 | 0 | 0 | 0 | 0 | 0 | 0 | 0 | 0 | 3.9552e-17 | -1.1292e-09 | -3.1179e-09 | -3.0762e-17 | 1.1292e-09 | 3.1179e-09 | 5.2736e-17 | 3.2928e-09 | 1.5175e-10 | -5.2736e-17 | -3.2928e-09 | -1.5175e-10 | 0 | 0 | 0 | 0 | 0 | 0 | 0.95 | 0.88953 | 0.79769 | 0.95 | 0.88953 | 0.79769 | -2.5806e-12 | -128.7319 | 119.553 | -2.5784e-12 | -128.7319 | 119.553

## LL_min_10
name | pf_ikss_a_from_ka | pf_ikss_b_from_ka | pf_ikss_c_from_ka | pf_ikss_a_to_ka | pf_ikss_b_to_ka | pf_ikss_c_to_ka | pf_skss_a_from_mw | pf_skss_b_from_mw | pf_skss_c_from_mw | pf_skss_a_to_mw | pf_skss_b_to_mw | pf_skss_c_to_mw | pf_p_a_from_mw | pf_p_b_from_mw | pf_p_c_from_mw | pf_p_a_to_mw | pf_p_b_to_mw | pf_p_c_to_mw | pf_q_a_from_mvar | pf_q_b_from_mvar | pf_q_c_from_mvar | pf_q_a_to_mvar | pf_q_b_to_mvar | pf_q_c_to_mvar | pf_ikss_a_from_degree | pf_ikss_b_from_degree | pf_ikss_c_from_degree | pf_ikss_a_to_degree | pf_ikss_b_to_degree | pf_ikss_c_to_degree | pf_vm_a_from_pu | pf_vm_b_from_pu | pf_vm_c_from_pu | pf_vm_a_to_pu | pf_vm_b_to_pu | pf_vm_c_to_pu | pf_va_a_from_degree | pf_va_b_from_degree | pf_va_c_from_degree | pf_va_a_to_degree | pf_va_b_to_degree | pf_va_c_to_degree
Line0_1_2 | 0 | 1.3784 | 1.3784 | 0 | 1.3784 | 1.3784 | 0 | 0.31833 | 0.31833 | 0 | 0.31833 | 0.31833 | -4.996e-17 | 0.26013 | 0.031709 | 4.996e-17 | -0.22365 | 0.0047711 | 1.3323e-16 | 0.065537 | 0.23846 | -1.1657e-16 | -0.027537 | -0.20046 | 0 | -142.8727 | 37.1273 | 0 | 37.1273 | -142.8727 | 0.9 | 0.84271 | 0.7557 | 0.9 | 0.70788 | 0.62991 | -2.1931e-12 | -128.7319 | 119.553 | -2.1845e-12 | -135.8534 | 128.4907
Line10_11_12 | 0 | 0 | 0 | 0 | 0 | 0 | 0 | 0 | 0 | 0 | 0 | 0 | -8.3267e-18 | -8.6869e-10 | -2.3986e-09 | 8.3267e-18 | 8.6869e-10 | 2.3986e-09 | 6.6613e-17 | 2.5331e-09 | 1.1674e-10 | -6.6613e-17 | -2.5331e-09 | -1.1674e-10 | 0 | 0 | 0 | 0 | 0 | 0 | 0.9 | 0.84271 | 0.7557 | 0.9 | 0.84271 | 0.7557 | -2.1891e-12 | -128.7319 | 119.553 | -2.1868e-12 | -128.7319 | 119.553
Line11_12_13 | 0 | 0 | 0 | 0 | 0 | 0 | 0 | 0 | 0 | 0 | 0 | 0 | -1.249e-17 | -7.2391e-10 | -1.9988e-09 | 1.249e-17 | 7.2391e-10 | 1.9988e-09 | 6.6613e-17 | 2.1109e-09 | 9.7283e-11 | -6.6613e-17 | -2.1109e-09 | -9.7283e-11 | 0 | 0 | 0 | 0 | 0 | 0 | 0.9 | 0.84271 | 0.7557 | 0.9 | 0.84271 | 0.7557 | -2.1868e-12 | -128.7319 | 119.553 | -2.1847e-12 | -128.7319 | 119.553
Line12_13_15 | 0 | 0 | 0 | 0 | 0 | 0 | 0 | 0 | 0 | 0 | 0 | 0 | -1.249e-17 | -4.3434e-10 | -1.1993e-09 | 4.1633e-18 | 4.3434e-10 | 1.1993e-09 | 4.7626e-31 | 1.2665e-09 | 5.837e-11 | -1.5868e-31 | -1.2665e-09 | -5.837e-11 | 0 | 0 | 0 | 0 | 0 | 0 | 0.9 | 0.84271 | 0.7557 | 0.9 | 0.84271 | 0.7557 | -2.1847e-12 | -128.7319 | 119.553 | -2.1838e-12 | -128.7319 | 119.553
Line13_13_14 | 0 | 0 | 0 | 0 | 0 | 0 | 0 | 0 | 0 | 0 | 0 | 0 | -8.3267e-18 | -1.4478e-10 | -3.9976e-10 | 8.3267e-18 | 1.4478e-10 | 3.9976e-10 | 1.6653e-17 | 4.2218e-10 | 1.9457e-11 | -1.6653e-17 | -4.2218e-10 | -1.9457e-11 | 0 | 0 | 0 | 0 | 0 | 0 | 0.9 | 0.84271 | 0.7557 | 0.9 | 0.84271 | 0.7557 | -2.1847e-12 | -128.7319 | 119.553 | -2.1848e-12 | -128.7319 | 119.553
Line14_15_16 | 0 | 0 | 0 | 0 | 0 | 0 | 0 | 0 | 0 | 0 | 0 | 0 | -1.249e-17 | -2.8956e-10 | -7.9952e-10 | -4.1633e-18 | 2.8956e-10 | 7.9952e-10 | 4.996e-17 | 8.4436e-10 | 3.8913e-11 | -3.3307e-17 | -8.4436e-10 | -3.8913e-11 | 0 | 0 | 0 | 0 | 0 | 0 | 0.9 | 0.84271 | 0.7557 | 0.9 | 0.84271 | 0.7557 | -2.1838e-12 | -128.7319 | 119.553 | -2.183e-12 | -128.7319 | 119.553
Line15_16_17 | 0 | 0 | 0 | 0 | 0 | 0 | 0 | 0 | 0 | 0 | 0 | 0 | -1.6653e-17 | -1.4478e-10 | -3.9976e-10 | 1.6653e-17 | 1.4478e-10 | 3.9976e-10 | 6.3449e-31 | 4.2218e-10 | 1.9457e-11 | 1.6653e-17 | -4.2218e-10 | -1.9457e-11 | 0 | 0 | 0 | 0 | 0 | 0 | 0.9 | 0.84271 | 0.7557 | 0.9 | 0.84271 | 0.7557 | -2.183e-12 | -128.7319 | 119.553 | -2.1827e-12 | -128.7319 | 119.553
Line16_4_18 | 0 | 0 | 0 | 0 | 0 | 0 | 0 | 0 | 0 | 0 | 0 | 0 | -4.1633e-18 | -1.4478e-10 | -3.9976e-10 | 4.1633e-18 | 1.4478e-10 | 3.9976e-10 | 1.6653e-17 | 4.2218e-10 | 1.9457e-11 | -1.6653e-17 | -4.2218e-10 | -1.9457e-11 | 0 | 0 | 0 | 0 | 0 | 0 | 0.9 | 0.84271 | 0.7557 | 0.9 | 0.84271 | 0.7557 | -2.1928e-12 | -128.7319 | 119.553 | -2.1925e-12 | -128.7319 | 119.553
Line17_5_19 | 0 | 0 | 0 | 0 | 0 | 0 | 0 | 0 | 0 | 0 | 0 | 0 | -4.1633e-18 | -1.4478e-10 | -3.9976e-10 | 4.1633e-18 | 1.4478e-10 | 3.9976e-10 | 1.6653e-17 | 4.2218e-10 | 1.9457e-11 | -1.6653e-17 | -4.2218e-10 | -1.9457e-11 | 0 | 0 | 0 | 0 | 0 | 0 | 0.9 | 0.84271 | 0.7557 | 0.9 | 0.84271 | 0.7557 | -2.1928e-12 | -128.7319 | 119.553 | -2.1925e-12 | -128.7319 | 119.553
Line1_1_3 | 0 | 0 | 0 | 0 | 0 | 0 | 0 | 0 | 0 | 0 | 0 | 0 | 8.3267e-18 | -1.1582e-09 | -3.1981e-09 | -8.3267e-18 | 1.1582e-09 | 3.1981e-09 | 8.3267e-17 | 3.3775e-09 | 1.5565e-10 | -6.6613e-17 | -3.3775e-09 | -1.5565e-10 | 0 | 0 | 0 | 0 | 0 | 0 | 0.9 | 0.84271 | 0.7557 | 0.9 | 0.84271 | 0.7557 | -2.1931e-12 | -128.7319 | 119.553 | -2.1913e-12 | -128.7319 | 119.553
Line2_1_4 | 0 | 0 | 0 | 0 | 0 | 0 | 0 | 0 | 0 | 0 | 0 | 0 | -1.6653e-17 | -2.8956e-10 | -7.9952e-10 | 1.6653e-17 | 2.8956e-10 | 7.9952e-10 | 3.3307e-17 | 8.4436e-10 | 3.8913e-11 | -1.6653e-17 | -8.4436e-10 | -3.8913e-11 | 0 | 0 | 0 | 0 | 0 | 0 | 0.9 | 0.84271 | 0.7557 | 0.9 | 0.84271 | 0.7557 | -2.1931e-12 | -128.7319 | 119.553 | -2.1928e-12 | -128.7319 | 119.553
Line3_1_5 | 0 | 0 | 0 | 0 | 0 | 0 | 0 | 0 | 0 | 0 | 0 | 0 | -1.6653e-17 | -2.8956e-10 | -7.9952e-10 | 1.6653e-17 | 2.8956e-10 | 7.9952e-10 | 3.3307e-17 | 8.4436e-10 | 3.8913e-11 | -1.6653e-17 | -8.4436e-10 | -3.8913e-11 | 0 | 0 | 0 | 0 | 0 | 0 | 0.9 | 0.84271 | 0.7557 | 0.9 | 0.84271 | 0.7557 | -2.1931e-12 | -128.7319 | 119.553 | -2.1928e-12 | -128.7319 | 119.553
Line4_2_6 | 0 | 1.3784 | 1.3784 | 0 | 1.3784 | 1.3784 | 0 | 0.31833 | 0.31833 | 0 | 0.31833 | 0.31833 | -1.3323e-16 | 0.22365 | -0.0047711 | 9.992e-17 | -0.18717 | 0.041251 | 9.992e-17 | 0.027537 | 0.20046 | -9.992e-17 | 0.010463 | -0.16246 | 0 | -142.8727 | 37.1273 | 0 | 37.1273 | -142.8727 | 0.9 | 0.70788 | 0.62991 | 0.9 | 0.5889 | 0.52656 | -2.1845e-12 | -135.8534 | 128.4907 | -2.1769e-12 | -146.0722 | 141.3743
Line5_6_7 | 0 | 1.3784 | 1.3784 | 0 | 1.3784 | 1.3784 | 0 | 0.31833 | 0.31833 | 0 | 0.31833 | 0.31833 | -6.6613e-17 | 0.18717 | -0.041251 | 6.6613e-17 | -0.15069 | 0.077731 | 1.9984e-16 | -0.010463 | 0.16246 | -1.9984e-16 | 0.048463 | -0.12446 | 0 | -142.8727 | 37.1273 | 0 | 37.1273 | -142.8727 | 0.9 | 0.5889 | 0.52656 | 0.9 | 0.49726 | 0.46097 | -2.1769e-12 | -146.0722 | 141.3743 | -2.1708e-12 | -160.7007 | 159.1134
Line6_7_8 | 0 | 1.3784 | 1.3784 | 0 | 1.3784 | 1.3784 | 0 | 0.31833 | 0.31833 | 0 | 0.31833 | 0.31833 | 5.0477e-30 | 0.15069 | -0.077731 | -6.6613e-17 | -0.11421 | 0.11421 | 1.3323e-16 | -0.048463 | 0.12446 | -1.3323e-16 | 0.086463 | -0.086463 | 0 | -142.8727 | 37.1273 | 0 | 37.1273 | -142.8727 | 0.9 | 0.49726 | 0.46097 | 0.9 | 0.45 | 0.45 | -2.1708e-12 | -160.7007 | 159.1134 | -2.1672e-12 | -180 | -180
Line7_8_9 | 0 | 0 | 0 | 0 | 0 | 0 | 0 | 0 | 0 | 0 | 0 | 0 | -6.6613e-17 | 9.992e-17 | 1.3323e-16 | -5.0419e-30 | -6.3673e-17 | -1.3029e-16 | 1.3323e-16 | 1.286e-09 | -1.286e-09 | -1.3323e-16 | -1.286e-09 | 1.286e-09 | 0 | 0 | 0 | 0 | 0 | 0 | 0.9 | 0.45 | 0.45 | 0.9 | 0.45 | 0.45 | -2.1672e-12 | -180 | -180 | -2.1683e-12 | -180 | 180
Line8_8_10 | 0 | 0 | 0 | 0 | 0 | 0 | 0 | 0 | 0 | 0 | 0 | 0 | -1.3323e-16 | -1.358e-22 | 2.6645e-16 | 6.6613e-17 | 3.6247e-17 | -1.3029e-16 | 6.6613e-17 | 1.286e-09 | -1.286e-09 | -6.6613e-17 | -1.286e-09 | 1.286e-09 | 0 | 0 | 0 | 0 | 0 | 0 | 0.9 | 0.45 | 0.45 | 0.9 | 0.45 | 0.45 | -2.1672e-12 | -180 | -180 | -2.1667e-12 | -180 | 180
Line9_3_11 | 0 | 0 | 0 | 0 | 0 | 0 | 0 | 0 | 0 | 0 | 0 | 0 | 1.6653e-17 | -1.0135e-09 | -2.7983e-09 | -1.6653e-17 | 1.0135e-09 | 2.7983e-09 | 4.996e-17 | 2.9553e-09 | 1.362e-10 | -3.3307e-17 | -2.9553e-09 | -1.362e-10 | 0 | 0 | 0 | 0 | 0 | 0 | 0.9 | 0.84271 | 0.7557 | 0.9 | 0.84271 | 0.7557 | -2.1913e-12 | -128.7319 | 119.553 | -2.1891e-12 | -128.7319 | 119.553

## LL_min_fault_6
name | pf_ikss_a_from_ka | pf_ikss_b_from_ka | pf_ikss_c_from_ka | pf_ikss_a_to_ka | pf_ikss_b_to_ka | pf_ikss_c_to_ka | pf_skss_a_from_mw | pf_skss_b_from_mw | pf_skss_c_from_mw | pf_skss_a_to_mw | pf_skss_b_to_mw | pf_skss_c_to_mw | pf_p_a_from_mw | pf_p_b_from_mw | pf_p_c_from_mw | pf_p_a_to_mw | pf_p_b_to_mw | pf_p_c_to_mw | pf_q_a_from_mvar | pf_q_b_from_mvar | pf_q_c_from_mvar | pf_q_a_to_mvar | pf_q_b_to_mvar | pf_q_c_to_mvar | pf_ikss_a_from_degree | pf_ikss_b_from_degree | pf_ikss_c_from_degree | pf_ikss_a_to_degree | pf_ikss_b_to_degree | pf_ikss_c_to_degree | pf_vm_a_from_pu | pf_vm_b_from_pu | pf_vm_c_from_pu | pf_vm_a_to_pu | pf_vm_b_to_pu | pf_vm_c_to_pu | pf_va_a_from_degree | pf_va_b_from_degree | pf_va_c_from_degree | pf_va_a_to_degree | pf_va_b_to_degree | pf_va_c_to_degree
Line0_1_2 | 0 | 0.051843 | 0.051843 | 0 | 0.051843 | 0.051843 | 0 | 0.011973 | 0.011973 | 0 | 0.011973 | 0.011973 | 1.0987e-18 | 0.010966 | 0.0028847 | -1.0987e-18 | -0.010915 | -0.0028331 | 5.4933e-18 | 0.0029326 | 0.010936 | -5.4933e-18 | -0.0028788 | -0.010882 | 0 | -135.2796 | 44.7204 | 0 | 44.7204 | -135.2796 | 0.95 | 0.94815 | 0.94465 | 0.95 | 0.94283 | 0.93921 | -1.6513e-13 | -120.3084 | 119.9432 | -1.6484e-13 | -120.5043 | 120.1275
Line10_11_12 | 0 | 0 | 0 | 0 | 0 | 0 | 0 | 0 | 0 | 0 | 0 | 0 | 2.06e-19 | -3.8309e-11 | -1.1119e-10 | -4.8066e-19 | 3.8309e-11 | 1.1119e-10 | 3.296e-18 | 1.0665e-10 | 1.9584e-11 | -2.7466e-18 | -1.0665e-10 | -1.9584e-11 | 0 | 0 | 0 | 0 | 0 | 0 | 0.95 | 0.94815 | 0.94465 | 0.95 | 0.94815 | 0.94465 | -1.65e-13 | -120.3084 | 119.9432 | -1.6492e-13 | -120.3084 | 119.9432
Line11_12_13 | 0 | 0 | 0 | 0 | 0 | 0 | 0 | 0 | 0 | 0 | 0 | 0 | -4.8066e-19 | -3.1925e-11 | -9.2658e-11 | 2.06e-19 | 3.1925e-11 | 9.2658e-11 | 4.3946e-18 | 8.8872e-11 | 1.632e-11 | -3.8453e-18 | -8.8872e-11 | -1.632e-11 | 0 | 0 | 0 | 0 | 0 | 0 | 0.95 | 0.94815 | 0.94465 | 0.95 | 0.94815 | 0.94465 | -1.6492e-13 | -120.3084 | 119.9432 | -1.6485e-13 | -120.3084 | 119.9432
Line12_13_15 | 0 | 0 | 0 | 0 | 0 | 0 | 0 | 0 | 0 | 0 | 0 | 0 | 2.06e-19 | -1.9155e-11 | -5.5595e-11 | -2.06e-19 | 1.9155e-11 | 5.5595e-11 | 5.4933e-19 | 5.3323e-11 | 9.7921e-12 | -5.4933e-19 | -5.3323e-11 | -9.7921e-12 | 0 | 0 | 0 | 0 | 0 | 0 | 0.95 | 0.94815 | 0.94465 | 0.95 | 0.94815 | 0.94465 | -1.6485e-13 | -120.3084 | 119.9432 | -1.6482e-13 | -120.3084 | 119.9432
Line13_13_14 | 0 | 0 | 0 | 0 | 0 | 0 | 0 | 0 | 0 | 0 | 0 | 0 | -6.8666e-20 | -6.3849e-12 | -1.8532e-11 | 3.4333e-19 | 6.3849e-12 | 1.8532e-11 | 5.4933e-19 | 1.7775e-11 | 3.264e-12 | -5.4933e-19 | -1.7775e-11 | -3.264e-12 | 0 | 0 | 0 | 0 | 0 | 0 | 0.95 | 0.94815 | 0.94465 | 0.95 | 0.94815 | 0.94465 | -1.6485e-13 | -120.3084 | 119.9432 | -1.6485e-13 | -120.3084 | 119.9432
Line14_15_16 | 0 | 0 | 0 | 0 | 0 | 0 | 0 | 0 | 0 | 0 | 0 | 0 | -1.3047e-18 | -1.277e-11 | -3.7063e-11 | 1.3047e-18 | 1.277e-11 | 3.7063e-11 | 5.4933e-19 | 3.5549e-11 | 6.5281e-12 | -5.4933e-19 | -3.5549e-11 | -6.5281e-12 | 0 | 0 | 0 | 0 | 0 | 0 | 0.95 | 0.94815 | 0.94465 | 0.95 | 0.94815 | 0.94465 | -1.6482e-13 | -120.3084 | 119.9432 | -1.6478e-13 | -120.3084 | 119.9432
Line15_16_17 | 0 | 0 | 0 | 0 | 0 | 0 | 0 | 0 | 0 | 0 | 0 | 0 | -2.7466e-19 | -6.3849e-12 | -1.8532e-11 | 2.7466e-19 | 6.3849e-12 | 1.8532e-11 | 5.4933e-19 | 1.7774e-11 | 3.264e-12 | -1.0987e-18 | -1.7774e-11 | -3.264e-12 | 0 | 0 | 0 | 0 | 0 | 0 | 0.95 | 0.94815 | 0.94465 | 0.95 | 0.94815 | 0.94465 | -1.6478e-13 | -120.3084 | 119.9432 | -1.6477e-13 | -120.3084 | 119.9432
Line16_4_18 | 0 | 0 | 0 | 0 | 0 | 0 | 0 | 0 | 0 | 0 | 0 | 0 | -1.3733e-18 | -6.3849e-12 | -1.8532e-11 | 1.3733e-18 | 6.3849e-12 | 1.8532e-11 | 5.4933e-19 | 1.7774e-11 | 3.264e-12 | -5.4933e-19 | -1.7774e-11 | -3.264e-12 | 0 | 0 | 0 | 0 | 0 | 0 | 0.95 | 0.94815 | 0.94465 | 0.95 | 0.94815 | 0.94465 | -1.6511e-13 | -120.3084 | 119.9432 | -1.651e-13 | -120.3084 | 119.9432
Line17_5_19 | 0 | 0 | 0 | 0 | 0 | 0 | 0 | 0 | 0 | 0 | 0 | 0 | -1.3733e-18 | -6.3849e-12 | -1.8532e-11 | 1.3733e-18 | 6.3849e-12 | 1.8532e-11 | 5.4933e-19 | 1.7774e-11 | 3.264e-12 | -5.4933e-19 | -1.7774e-11 | -3.264e-12 | 0 | 0 | 0 | 0 | 0 | 0 | 0.95 | 0.94815 | 0.94465 | 0.95 | 0.94815 | 0.94465 | -1.6511e-13 | -120.3084 | 119.9432 | -1.651e-13 | -120.3084 | 119.9432
Line1_1_3 | 0 | 0 | 0 | 0 | 0 | 0 | 0 | 0 | 0 | 0 | 0 | 0 | 1.442e-18 | -5.1079e-11 | -1.4825e-10 | -1.442e-18 | 5.1079e-11 | 1.4825e-10 | 1.648e-18 | 1.422e-10 | 2.6112e-11 | -1.648e-18 | -1.422e-10 | -2.6112e-11 | 0 | 0 | 0 | 0 | 0 | 0 | 0.95 | 0.94815 | 0.94465 | 0.95 | 0.94815 | 0.94465 | -1.6513e-13 | -120.3084 | 119.9432 | -1.6507e-13 | -120.3084 | 119.9432
Line2_1_4 | 0 | 0 | 0 | 0 | 0 | 0 | 0 | 0 | 0 | 0 | 0 | 0 | -6.8666e-20 | -1.277e-11 | -3.7063e-11 | 6.8666e-20 | 1.277e-11 | 3.7063e-11 | 5.4933e-19 | 3.5549e-11 | 6.5281e-12 | 5.4933e-19 | -3.5549e-11 | -6.5281e-12 | 0 | 0 | 0 | 0 | 0 | 0 | 0.95 | 0.94815 | 0.94465 | 0.95 | 0.94815 | 0.94465 | -1.6513e-13 | -120.3084 | 119.9432 | -1.6511e-13 | -120.3084 | 119.9432
Line3_1_5 | 0 | 0 | 0 | 0 | 0 | 0 | 0 | 0 | 0 | 0 | 0 | 0 | -6.8666e-20 | -1.277e-11 | -3.7063e-11 | 6.8666e-20 | 1.277e-11 | 3.7063e-11 | 5.4933e-19 | 3.5549e-11 | 6.5281e-12 | 5.4933e-19 | -3.5549e-11 | -6.5281e-12 | 0 | 0 | 0 | 0 | 0 | 0 | 0.95 | 0.94815 | 0.94465 | 0.95 | 0.94815 | 0.94465 | -1.6513e-13 | -120.3084 | 119.9432 | -1.6511e-13 | -120.3084 | 119.9432
Line4_2_6 | 0 | 0.051843 | 0.051843 | 0 | 0.051843 | 0.051843 | 0 | 0.011973 | 0.011973 | 0 | 0.011973 | 0.011973 | -2.1973e-18 | 0.010915 | 0.0028331 | 2.1973e-18 | -0.010863 | -0.0027815 | 6.5919e-18 | 0.0028788 | 0.010882 | -7.6906e-18 | -0.0028251 | -0.010828 | 0 | -135.2796 | 44.7204 | 0 | 44.7204 | -135.2796 | 0.95 | 0.94283 | 0.93921 | 0.95 | 0.93752 | 0.93379 | -1.6484e-13 | -120.5043 | 120.1275 | -1.6452e-13 | -120.7024 | 120.3141
Line5_6_7 | 0 | 0.051843 | 0.051843 | 0 | 0.051843 | 0.051843 | 0 | 0.011973 | 0.011973 | 0 | 0.011973 | 0.011973 | 3.296e-18 | 0.010863 | 0.0027815 | -1.0987e-18 | -0.010812 | -0.0027299 | 6.5919e-18 | 0.0028251 | 0.010828 | -6.5919e-18 | -0.0027713 | -0.010775 | 0 | -135.2796 | 44.7204 | 0 | 44.7204 | -135.2796 | 0.95 | 0.93752 | 0.93379 | 0.95 | 0.93223 | 0.92837 | -1.6452e-13 | -120.7024 | 120.3141 | -1.6433e-13 | -120.9028 | 120.5028
Line6_7_8 | 0 | 0.051843 | 0.051843 | 0 | 0.051843 | 0.051843 | 0 | 0.011973 | 0.011973 | 0 | 0.011973 | 0.011973 | 2.1973e-18 | 0.010812 | 0.0027299 | -2.1973e-18 | -0.01076 | -0.0026783 | 8.7893e-18 | 0.0027713 | 0.010775 | -1.0987e-17 | -0.0027175 | -0.010721 | 0 | -135.2796 | 44.7204 | 0 | 44.7204 | -135.2796 | 0.95 | 0.93223 | 0.92837 | 0.95 | 0.92694 | 0.92297 | -1.6433e-13 | -120.9028 | 120.5028 | -1.6418e-13 | -121.1055 | 120.6937
Line7_8_9 | 0 | 0 | 0 | 0 | 0 | 0 | 0 | 0 | 0 | 0 | 0 | 0 | 2.1973e-18 | -7.7759e-11 | -9.1252e-11 | -2.1973e-18 | 7.7759e-11 | 9.1252e-11 | -6.2965e-33 | 6.2294e-11 | -3.8923e-11 | 6.2978e-33 | -6.2294e-11 | 3.8923e-11 | 0 | 0 | 0 | 0 | 0 | 0 | 0.95 | 0.92694 | 0.92297 | 0.95 | 0.92694 | 0.92297 | -1.6418e-13 | -121.1055 | 120.6937 | -1.6422e-13 | -121.1055 | 120.6937
Line8_8_10 | 0 | 0 | 0 | 0 | 0 | 0 | 0 | 0 | 0 | 0 | 0 | 0 | 2.1973e-18 | -7.7759e-11 | -9.1252e-11 | -2.1973e-18 | 7.7759e-11 | 9.1252e-11 | 4.3946e-18 | 6.2294e-11 | -3.8923e-11 | -4.3946e-18 | -6.2294e-11 | 3.8923e-11 | 0 | 0 | 0 | 0 | 0 | 0 | 0.95 | 0.92694 | 0.92297 | 0.95 | 0.92694 | 0.92297 | -1.6418e-13 | -121.1055 | 120.6937 | -1.6415e-13 | -121.1055 | 120.6937
Line9_3_11 | 0 | 0 | 0 | 0 | 0 | 0 | 0 | 0 | 0 | 0 | 0 | 0 | 2.7466e-19 | -4.4694e-11 | -1.2972e-10 | -5.4933e-19 | 4.4694e-11 | 1.2972e-10 | 2.7466e-18 | 1.2442e-10 | 2.2848e-11 | -2.7466e-18 | -1.2442e-10 | -2.2848e-11 | 0 | 0 | 0 | 0 | 0 | 0 | 0.95 | 0.94815 | 0.94465 | 0.95 | 0.94815 | 0.94465 | -1.6507e-13 | -120.3084 | 119.9432 | -1.65e-13 | -120.3084 | 119.9432

## LL_min_fault_10
name | pf_ikss_a_from_ka | pf_ikss_b_from_ka | pf_ikss_c_from_ka | pf_ikss_a_to_ka | pf_ikss_b_to_ka | pf_ikss_c_to_ka | pf_skss_a_from_mw | pf_skss_b_from_mw | pf_skss_c_from_mw | pf_skss_a_to_mw | pf_skss_b_to_mw | pf_skss_c_to_mw | pf_p_a_from_mw | pf_p_b_from_mw | pf_p_c_from_mw | pf_p_a_to_mw | pf_p_b_to_mw | pf_p_c_to_mw | pf_q_a_from_mvar | pf_q_b_from_mvar | pf_q_c_from_mvar | pf_q_a_to_mvar | pf_q_b_to_mvar | pf_q_c_to_mvar | pf_ikss_a_from_degree | pf_ikss_b_from_degree | pf_ikss_c_from_degree | pf_ikss_a_to_degree | pf_ikss_b_to_degree | pf_ikss_c_to_degree | pf_vm_a_from_pu | pf_vm_b_from_pu | pf_vm_c_from_pu | pf_vm_a_to_pu | pf_vm_b_to_pu | pf_vm_c_to_pu | pf_va_a_from_degree | pf_va_b_from_degree | pf_va_c_from_degree | pf_va_a_to_degree | pf_va_b_to_degree | pf_va_c_to_degree
Line0_1_2 | 0 | 0.049114 | 0.049114 | 0 | 0.049114 | 0.049114 | 0 | 0.011342 | 0.011342 | 0 | 0.011342 | 0.011342 | -2.6021e-18 | 0.0098425 | 0.002589 | 2.0817e-18 | -0.0097961 | -0.0025427 | 7.2858e-18 | 0.002632 | 0.009815 | -5.2042e-18 | -0.0025837 | -0.0097667 | 0 | -135.2796 | 44.7204 | 0 | 44.7204 | -135.2796 | 0.9 | 0.89825 | 0.89493 | 0.9 | 0.89321 | 0.88978 | -1.3105e-13 | -120.3084 | 119.9432 | -1.3068e-13 | -120.5043 | 120.1275
Line10_11_12 | 0 | 0 | 0 | 0 | 0 | 0 | 0 | 0 | 0 | 0 | 0 | 0 | 3.9031e-19 | -3.4383e-11 | -9.9793e-11 | -1.301e-19 | 3.4383e-11 | 9.9793e-11 | 3.1225e-18 | 9.5716e-11 | 1.7577e-11 | -2.0817e-18 | -9.5716e-11 | -1.7577e-11 | 0 | 0 | 0 | 0 | 0 | 0 | 0.9 | 0.89825 | 0.89493 | 0.9 | 0.89825 | 0.89493 | -1.3092e-13 | -120.3084 | 119.9432 | -1.3085e-13 | -120.3084 | 119.9432
Line11_12_13 | 0 | 0 | 0 | 0 | 0 | 0 | 0 | 0 | 0 | 0 | 0 | 0 | 2.6021e-19 | -2.8652e-11 | -8.3161e-11 | -4.7515e-33 | 2.8652e-11 | 8.3161e-11 | 1.5613e-18 | 7.9764e-11 | 1.4648e-11 | -2.0817e-18 | -7.9764e-11 | -1.4648e-11 | 0 | 0 | 0 | 0 | 0 | 0 | 0.9 | 0.89825 | 0.89493 | 0.9 | 0.89825 | 0.89493 | -1.3085e-13 | -120.3084 | 119.9432 | -1.3078e-13 | -120.3084 | 119.9432
Line12_13_15 | 0 | 0 | 0 | 0 | 0 | 0 | 0 | 0 | 0 | 0 | 0 | 0 | 1.9516e-19 | -1.7191e-11 | -4.9896e-11 | -1.9516e-19 | 1.7191e-11 | 4.9896e-11 | 1.5613e-18 | 4.7858e-11 | 8.7885e-12 | -1.0408e-18 | -4.7858e-11 | -8.7885e-12 | 0 | 0 | 0 | 0 | 0 | 0 | 0.9 | 0.89825 | 0.89493 | 0.9 | 0.89825 | 0.89493 | -1.3078e-13 | -120.3084 | 119.9432 | -1.3074e-13 | -120.3084 | 119.9432
Line13_13_14 | 0 | 0 | 0 | 0 | 0 | 0 | 0 | 0 | 0 | 0 | 0 | 0 | 1.9516e-19 | -5.7305e-12 | -1.6632e-11 | -1.9516e-19 | 5.7305e-12 | 1.6632e-11 | 1.0408e-18 | 1.5953e-11 | 2.9295e-12 | -5.2042e-19 | -1.5953e-11 | -2.9295e-12 | 0 | 0 | 0 | 0 | 0 | 0 | 0.9 | 0.89825 | 0.89493 | 0.9 | 0.89825 | 0.89493 | -1.3078e-13 | -120.3084 | 119.9432 | -1.3078e-13 | -120.3084 | 119.9432
Line14_15_16 | 0 | 0 | 0 | 0 | 0 | 0 | 0 | 0 | 0 | 0 | 0 | 0 | -1.301e-19 | -1.1461e-11 | -3.3264e-11 | 3.9031e-19 | 1.1461e-11 | 3.3264e-11 | 5.2042e-19 | 3.1905e-11 | 5.859e-12 | -5.2042e-19 | -3.1905e-11 | -5.859e-12 | 0 | 0 | 0 | 0 | 0 | 0 | 0.9 | 0.89825 | 0.89493 | 0.9 | 0.89825 | 0.89493 | -1.3074e-13 | -120.3084 | 119.9432 | -1.3071e-13 | -120.3084 | 119.9432
Line15_16_17 | 0 | 0 | 0 | 0 | 0 | 0 | 0 | 0 | 0 | 0 | 0 | 0 | -7.8063e-19 | -5.7305e-12 | -1.6632e-11 | 1.0408e-18 | 5.7305e-12 | 1.6632e-11 | 1.7809e-33 | 1.5953e-11 | 2.9295e-12 | -5.2042e-19 | -1.5953e-11 | -2.9295e-12 | 0 | 0 | 0 | 0 | 0 | 0 | 0.9 | 0.89825 | 0.89493 | 0.9 | 0.89825 | 0.89493 | -1.3071e-13 | -120.3084 | 119.9432 | -1.307e-13 | -120.3084 | 119.9432
Line16_4_18 | 0 | 0 | 0 | 0 | 0 | 0 | 0 | 0 | 0 | 0 | 0 | 0 | -4.5536e-19 | -5.7305e-12 | -1.6632e-11 | 1.9516e-19 | 5.7305e-12 | 1.6632e-11 | 5.2042e-19 | 1.5953e-11 | 2.9295e-12 | -5.2042e-19 | -1.5953e-11 | -2.9295e-12 | 0 | 0 | 0 | 0 | 0 | 0 | 0.9 | 0.89825 | 0.89493 | 0.9 | 0.89825 | 0.89493 | -1.3104e-13 | -120.3084 | 119.9432 | -1.3103e-13 | -120.3084 | 119.9432
Line17_5_19 | 0 | 0 | 0 | 0 | 0 | 0 | 0 | 0 | 0 | 0 | 0 | 0 | -4.5536e-19 | -5.7305e-12 | -1.6632e-11 | 1.9516e-19 | 5.7305e-12 | 1.6632e-11 | 5.2042e-19 | 1.5953e-11 | 2.9295e-12 | -5.2042e-19 | -1.5953e-11 | -2.9295e-12 | 0 | 0 | 0 | 0 | 0 | 0 | 0.9 | 0.89825 | 0.89493 | 0.9 | 0.89825 | 0.89493 | -1.3104e-13 | -120.3084 | 119.9432 | -1.3103e-13 | -120.3084 | 119.9432
Line1_1_3 | 0 | 0 | 0 | 0 | 0 | 0 | 0 | 0 | 0 | 0 | 0 | 0 | 1.0408e-18 | -4.5844e-11 | -1.3306e-10 | -7.8063e-19 | 4.5844e-11 | 1.3306e-10 | 2.0817e-18 | 1.2762e-10 | 2.3436e-11 | -3.1225e-18 | -1.2762e-10 | -2.3436e-11 | 0 | 0 | 0 | 0 | 0 | 0 | 0.9 | 0.89825 | 0.89493 | 0.9 | 0.89825 | 0.89493 | -1.3105e-13 | -120.3084 | 119.9432 | -1.31e-13 | -120.3084 | 119.9432
Line2_1_4 | 0 | 0 | 0 | 0 | 0 | 0 | 0 | 0 | 0 | 0 | 0 | 0 | -1.1059e-18 | -1.1461e-11 | -3.3264e-11 | 8.4568e-19 | 1.1461e-11 | 3.3264e-11 | 1.0408e-18 | 3.1905e-11 | 5.859e-12 | -1.5613e-18 | -3.1905e-11 | -5.859e-12 | 0 | 0 | 0 | 0 | 0 | 0 | 0.9 | 0.89825 | 0.89493 | 0.9 | 0.89825 | 0.89493 | -1.3105e-13 | -120.3084 | 119.9432 | -1.3104e-13 | -120.3084 | 119.9432
Line3_1_5 | 0 | 0 | 0 | 0 | 0 | 0 | 0 | 0 | 0 | 0 | 0 | 0 | -1.1059e-18 | -1.1461e-11 | -3.3264e-11 | 8.4568e-19 | 1.1461e-11 | 3.3264e-11 | 1.0408e-18 | 3.1905e-11 | 5.859e-12 | -1.5613e-18 | -3.1905e-11 | -5.859e-12 | 0 | 0 | 0 | 0 | 0 | 0 | 0.9 | 0.89825 | 0.89493 | 0.9 | 0.89825 | 0.89493 | -1.3105e-13 | -120.3084 | 119.9432 | -1.3104e-13 | -120.3084 | 119.9432
Line4_2_6 | 0 | 0.049114 | 0.049114 | 0 | 0.049114 | 0.049114 | 0 | 0.011342 | 0.011342 | 0 | 0.011342 | 0.011342 | -2.0817e-18 | 0.0097961 | 0.0025427 | 3.1225e-18 | -0.0097498 | -0.0024964 | 6.245e-18 | 0.0025837 | 0.0097667 | -5.2042e-18 | -0.0025355 | -0.0097185 | 0 | -135.2796 | 44.7204 | 0 | 44.7204 | -135.2796 | 0.9 | 0.89321 | 0.88978 | 0.9 | 0.88818 | 0.88464 | -1.3068e-13 | -120.5043 | 120.1275 | -1.3031e-13 | -120.7024 | 120.3141
Line5_6_7 | 0 | 0.049114 | 0.049114 | 0 | 0.049114 | 0.049114 | 0 | 0.011342 | 0.011342 | 0 | 0.011342 | 0.011342 | -3.1225e-18 | 0.0097498 | 0.0024964 | 3.1225e-18 | -0.0097035 | -0.0024501 | 8.3267e-18 | 0.0025355 | 0.0097185 | -8.3267e-18 | -0.0024873 | -0.0096702 | 0 | -135.2796 | 44.7204 | 0 | 44.7204 | -135.2796 | 0.9 | 0.88818 | 0.88464 | 0.9 | 0.88316 | 0.87951 | -1.3031e-13 | -120.7024 | 120.3141 | -1.2999e-13 | -120.9028 | 120.5028
Line6_7_8 | 0 | 0.049114 | 0.049114 | 0 | 0.049114 | 0.049114 | 0 | 0.011342 | 0.011342 | 0 | 0.011342 | 0.011342 | 1.8892e-32 | 0.0097035 | 0.0024501 | -1.8865e-32 | -0.0096572 | -0.0024038 | 8.3267e-18 | 0.0024873 | 0.0096702 | -8.3267e-18 | -0.002439 | -0.009622 | 0 | -135.2796 | 44.7204 | 0 | 44.7204 | -135.2796 | 0.9 | 0.88316 | 0.87951 | 0.9 | 0.87816 | 0.87439 | -1.2999e-13 | -120.9028 | 120.5028 | -1.2981e-13 | -121.1055 | 120.6937
Line7_8_9 | 0 | 0 | 0 | 0 | 0 | 0 | 0 | 0 | 0 | 0 | 0 | 0 | 4.7163e-33 | -6.9789e-11 | -8.1899e-11 | -2.0817e-18 | 6.9789e-11 | 8.1899e-11 | 2.0817e-18 | 5.5909e-11 | -3.4934e-11 | -2.0817e-18 | -5.5909e-11 | 3.4934e-11 | 0 | 0 | 0 | 0 | 0 | 0 | 0.9 | 0.87816 | 0.87439 | 0.9 | 0.87816 | 0.87439 | -1.2981e-13 | -121.1055 | 120.6937 | -1.2984e-13 | -121.1055 | 120.6937
Line8_8_10 | 0 | 0 | 0 | 0 | 0 | 0 | 0 | 0 | 0 | 0 | 0 | 0 | -2.0817e-18 | -6.9789e-11 | -8.1899e-11 | -1.4141e-32 | 6.9789e-11 | 8.1899e-11 | 6.245e-18 | 5.5909e-11 | -3.4934e-11 | -6.245e-18 | -5.5909e-11 | 3.4934e-11 | 0 | 0 | 0 | 0 | 0 | 0 | 0.9 | 0.87816 | 0.87439 | 0.9 | 0.87816 | 0.87439 | -1.2981e-13 | -121.1055 | 120.6937 | -1.2974e-13 | -121.1055 | 120.6937
Line9_3_11 | 0 | 0 | 0 | 0 | 0 | 0 | 0 | 0 | 0 | 0 | 0 | 0 | 5.8547e-19 | -4.0113e-11 | -1.1643e-10 | -3.2526e-19 | 4.0113e-11 | 1.1643e-10 | 1.5613e-18 | 1.1167e-10 | 2.0507e-11 | -2.0817e-18 | -1.1167e-10 | -2.0507e-11 | 0 | 0 | 0 | 0 | 0 | 0 | 0.9 | 0.89825 | 0.89493 | 0.9 | 0.89825 | 0.89493 | -1.31e-13 | -120.3084 | 119.9432 | -1.3092e-13 | -120.3084 | 119.9432

## LG_max_6
name | pf_ikss_a_from_ka | pf_ikss_b_from_ka | pf_ikss_c_from_ka | pf_ikss_a_to_ka | pf_ikss_b_to_ka | pf_ikss_c_to_ka | pf_skss_a_from_mw | pf_skss_b_from_mw | pf_skss_c_from_mw | pf_skss_a_to_mw | pf_skss_b_to_mw | pf_skss_c_to_mw | pf_p_a_from_mw | pf_p_b_from_mw | pf_p_c_from_mw | pf_p_a_to_mw | pf_p_b_to_mw | pf_p_c_to_mw | pf_q_a_from_mvar | pf_q_b_from_mvar | pf_q_c_from_mvar | pf_q_a_to_mvar | pf_q_b_to_mvar | pf_q_c_to_mvar | pf_ikss_a_from_degree | pf_ikss_b_from_degree | pf_ikss_c_from_degree | pf_ikss_a_to_degree | pf_ikss_b_to_degree | pf_ikss_c_to_degree | pf_vm_a_from_pu | pf_vm_b_from_pu | pf_vm_c_from_pu | pf_vm_a_to_pu | pf_vm_b_to_pu | pf_vm_c_to_pu | pf_va_a_from_degree | pf_va_b_from_degree | pf_va_c_from_degree | pf_va_a_to_degree | pf_va_b_to_degree | pf_va_c_to_degree
Line0_1_2 | 0.033868 | 2.264e-06 | 2.264e-06 | 0.033868 | 1.8878e-06 | 1.8878e-06 | 0.0078215 | 5.2285e-07 | 5.2285e-07 | 0.0078215 | 4.3598e-07 | 4.3598e-07 | 3.8232e-05 | 5.1102e-07 | -4.3877e-07 | -2.8674e-05 | -4.3171e-07 | 3.5992e-07 | 7.6469e-05 | -7.9316e-07 | -8.3863e-07 | -5.7351e-05 | 6.5746e-07 | 7.0219e-07 | -45.26 | -92.7406 | -92.7406 | 134.7404 | 86.7655 | 86.7655 | 0.010931 | 1.8046 | 1.8102 | 0.0081979 | 1.8041 | 1.8099 | 18.1766 | -149.9476 | 149.6406 | 18.1767 | -149.9441 | 149.6277
Line10_11_12 | 2.2613e-06 | 2.2611e-06 | 2.2611e-06 | 1.8853e-06 | 1.885e-06 | 1.885e-06 | 5.2223e-07 | 5.2218e-07 | 5.2218e-07 | 4.3538e-07 | 4.3533e-07 | 4.3533e-07 | -2.0416e-09 | 5.1081e-07 | -4.3774e-07 | 1.7409e-09 | -4.316e-07 | 3.5882e-07 | 5.3306e-09 | -7.9186e-07 | -8.378e-07 | -4.429e-09 | 6.5641e-07 | 7.0161e-07 | -92.7791 | -92.773 | -92.773 | 86.7198 | 86.727 | 86.727 | 0.01093 | 1.8046 | 1.8102 | 0.01093 | 1.8046 | 1.8102 | 18.1776 | -149.9476 | 149.6406 | 18.178 | -149.9476 | 149.6406
Line11_12_13 | 1.8844e-06 | 1.8842e-06 | 1.8842e-06 | 1.5084e-06 | 1.5082e-06 | 1.5082e-06 | 4.3519e-07 | 4.3515e-07 | 4.3515e-07 | 3.4835e-07 | 3.483e-07 | 3.483e-07 | -1.7014e-09 | 4.2568e-07 | -3.6478e-07 | 1.4006e-09 | -3.4646e-07 | 2.8587e-07 | 4.4421e-09 | -6.5988e-07 | -6.9817e-07 | -3.5405e-09 | 5.2444e-07 | 5.6198e-07 | -92.7791 | -92.773 | -92.773 | 86.5945 | 86.602 | 86.602 | 0.01093 | 1.8046 | 1.8102 | 0.01093 | 1.8046 | 1.8102 | 18.178 | -149.9476 | 149.6406 | 18.1783 | -149.9476 | 149.6406
Line12_13_15 | 1.1307e-06 | 1.1305e-06 | 1.1305e-06 | 0 | 0 | 0 | 2.6111e-07 | 2.6109e-07 | 2.6109e-07 | 0 | 0 | 0 | -1.0208e-09 | 2.5541e-07 | -2.1887e-07 | 7.201e-10 | -1.7619e-07 | 1.3995e-07 | 2.6653e-09 | -3.9593e-07 | -4.189e-07 | -1.7637e-09 | 2.6048e-07 | 2.8271e-07 | -92.7791 | -92.773 | -92.773 | 0 | 0 | 0 | 0.01093 | 1.8046 | 1.8102 | 0.01093 | 1.8046 | 1.8102 | 18.1783 | -149.9476 | 149.6406 | 18.1785 | -149.9476 | 149.6406
Line13_13_14 | 0 | 0 | 0 | 0 | 0 | 0 | 0 | 0 | 0 | 0 | 0 | 0 | -3.4027e-10 | 8.5136e-08 | -7.2956e-08 | 3.9543e-11 | -5.9207e-09 | -5.958e-09 | 8.8842e-10 | -1.3198e-07 | -1.3963e-07 | 1.3128e-11 | -3.4683e-09 | 3.4468e-09 | 0 | 0 | 0 | 0 | 0 | 0 | 0.01093 | 1.8046 | 1.8102 | 0.01093 | 1.8046 | 1.8102 | 18.1783 | -149.9476 | 149.6406 | 18.1783 | -149.9476 | 149.6406
Line14_15_16 | 0 | 0 | 0 | 0 | 0 | 0 | 0 | 0 | 0 | 0 | 0 | 0 | -6.8055e-10 | 1.7027e-07 | -1.4591e-07 | 3.7982e-10 | -9.1056e-08 | 6.6998e-08 | 1.7768e-09 | -2.6395e-07 | -2.7927e-07 | -8.7529e-10 | 1.2851e-07 | 1.4308e-07 | 0 | 0 | 0 | 0 | 0 | 0 | 0.01093 | 1.8046 | 1.8102 | 0.01093 | 1.8046 | 1.8102 | 18.1785 | -149.9476 | 149.6406 | 18.1786 | -149.9477 | 149.6406
Line15_16_17 | 0 | 0 | 0 | 0 | 0 | 0 | 0 | 0 | 0 | 0 | 0 | 0 | -3.4028e-10 | 8.5136e-08 | -7.2956e-08 | 3.9543e-11 | -5.9207e-09 | -5.958e-09 | 8.8841e-10 | -1.3198e-07 | -1.3963e-07 | 1.3129e-11 | -3.4683e-09 | 3.4468e-09 | 0 | 0 | 0 | 0 | 0 | 0 | 0.01093 | 1.8046 | 1.8102 | 0.01093 | 1.8046 | 1.8102 | 18.1786 | -149.9477 | 149.6406 | 18.1786 | -149.9477 | 149.6406
Line16_4_18 | 0 | 0 | 0 | 0 | 0 | 0 | 0 | 0 | 0 | 0 | 0 | 0 | -3.4026e-10 | 8.5135e-08 | -7.2956e-08 | 3.9545e-11 | -5.9207e-09 | -5.958e-09 | 8.8845e-10 | -1.3198e-07 | -1.3963e-07 | 1.3128e-11 | -3.4683e-09 | 3.4468e-09 | 0 | 0 | 0 | 0 | 0 | 0 | 0.010931 | 1.8046 | 1.8102 | 0.010931 | 1.8046 | 1.8102 | 18.1767 | -149.9476 | 149.6406 | 18.1767 | -149.9476 | 149.6406
Line17_5_19 | 0 | 0 | 0 | 0 | 0 | 0 | 0 | 0 | 0 | 0 | 0 | 0 | -3.4026e-10 | 8.5135e-08 | -7.2956e-08 | 3.9545e-11 | -5.9207e-09 | -5.958e-09 | 8.8845e-10 | -1.3198e-07 | -1.3963e-07 | 1.3128e-11 | -3.4683e-09 | 3.4468e-09 | 0 | 0 | 0 | 0 | 0 | 0 | 0.010931 | 1.8046 | 1.8102 | 0.010931 | 1.8046 | 1.8102 | 18.1767 | -149.9476 | 149.6406 | 18.1767 | -149.9476 | 149.6406
Line1_1_3 | 3.0151e-06 | 3.0148e-06 | 3.0148e-06 | 2.639e-06 | 2.6387e-06 | 2.6387e-06 | 6.9631e-07 | 6.9624e-07 | 6.9624e-07 | 6.0945e-07 | 6.0938e-07 | 6.0938e-07 | -2.7221e-09 | 6.8108e-07 | -5.8365e-07 | 2.4214e-09 | -6.0187e-07 | 5.0473e-07 | 7.1076e-09 | -1.0558e-06 | -1.1171e-06 | -6.206e-09 | 9.2036e-07 | 9.8088e-07 | -92.7791 | -92.773 | -92.773 | 86.8629 | 86.8698 | 86.8698 | 0.010931 | 1.8046 | 1.8102 | 0.010931 | 1.8046 | 1.8102 | 18.1766 | -149.9476 | 149.6406 | 18.1771 | -149.9476 | 149.6406
Line2_1_4 | 0 | 0 | 0 | 0 | 0 | 0 | 0 | 0 | 0 | 0 | 0 | 0 | -6.8051e-10 | 1.7027e-07 | -1.4591e-07 | 3.798e-10 | -9.1056e-08 | 6.6998e-08 | 1.7769e-09 | -2.6395e-07 | -2.7927e-07 | -8.7532e-10 | 1.2851e-07 | 1.4308e-07 | 0 | 0 | 0 | 0 | 0 | 0 | 0.010931 | 1.8046 | 1.8102 | 0.010931 | 1.8046 | 1.8102 | 18.1766 | -149.9476 | 149.6406 | 18.1767 | -149.9476 | 149.6406
Line3_1_5 | 0 | 0 | 0 | 0 | 0 | 0 | 0 | 0 | 0 | 0 | 0 | 0 | -6.8051e-10 | 1.7027e-07 | -1.4591e-07 | 3.798e-10 | -9.1056e-08 | 6.6998e-08 | 1.7769e-09 | -2.6395e-07 | -2.7927e-07 | -8.7532e-10 | 1.2851e-07 | 1.4308e-07 | 0 | 0 | 0 | 0 | 0 | 0 | 0.010931 | 1.8046 | 1.8102 | 0.010931 | 1.8046 | 1.8102 | 18.1766 | -149.9476 | 149.6406 | 18.1767 | -149.9476 | 149.6406
Line4_2_6 | 0.033868 | 1.8871e-06 | 1.8871e-06 | 0.033868 | 1.5107e-06 | 1.5107e-06 | 0.0078215 | 4.358e-07 | 4.358e-07 | 0.0078214 | 3.4889e-07 | 3.4889e-07 | 2.8674e-05 | 4.258e-07 | -3.6587e-07 | -1.9116e-05 | -3.465e-07 | 2.8692e-07 | 5.7351e-05 | -6.6092e-07 | -6.9875e-07 | -3.8234e-05 | 5.2523e-07 | 5.6235e-07 | -45.2596 | -92.7355 | -92.7355 | 134.7409 | 86.646 | 86.646 | 0.0081979 | 1.8041 | 1.8099 | 0.0054653 | 1.8035 | 1.8095 | 18.1767 | -149.9441 | 149.6277 | 18.1769 | -149.9405 | 149.6147
Line5_6_7 | 0.033868 | 1.5099e-06 | 1.5099e-06 | 0.033867 | 1.1334e-06 | 1.1334e-06 | 0.0078214 | 3.4871e-07 | 3.4871e-07 | 0.0078213 | 2.6176e-07 | 2.6176e-07 | 1.9116e-05 | 3.4059e-07 | -2.9287e-07 | -9.558e-06 | -2.6131e-07 | 2.1382e-07 | 3.8234e-05 | -5.2869e-07 | -5.589e-07 | -1.9117e-05 | 3.93e-07 | 4.2254e-07 | -45.2591 | -92.7308 | -92.7308 | 134.7414 | 86.4428 | 86.4428 | 0.0054653 | 1.8035 | 1.8095 | 0.0027326 | 1.803 | 1.8091 | 18.1769 | -149.9405 | 149.6147 | 18.177 | -149.9369 | 149.6017
Line6_7_8 | 0.033867 | 1.1326e-06 | 1.1326e-06 | 0.033867 | 0 | 0 | 0.0078213 | 2.6157e-07 | 2.6157e-07 | 0.0078213 | 0 | 0 | 9.558e-06 | 2.5541e-07 | -2.1976e-07 | -6.2261e-15 | -1.7614e-07 | 1.4062e-07 | 1.9117e-05 | -3.9647e-07 | -4.191e-07 | 1.8994e-14 | 2.6079e-07 | 2.8277e-07 | -45.2586 | -92.7269 | -92.7269 | 134.7418 | 0 | 0 | 0.0027326 | 1.803 | 1.8091 | 0 | 1.8025 | 1.8088 | 18.177 | -149.9369 | 149.6017 | 0 | -149.9333 | 149.5888
Line7_8_9 | 0 | 0 | 0 | 0 | 0 | 0 | 0 | 0 | 0 | 0 | 0 | 0 | 2.0309e-19 | 8.5121e-08 | -7.3282e-08 | -2.9995e-17 | -5.8986e-09 | -5.9405e-09 | -9.1908e-20 | -1.3212e-07 | -1.3966e-07 | 1.8652e-17 | -3.4627e-09 | 3.4385e-09 | 0 | 0 | 0 | 0 | 0 | 0 | 0 | 1.8025 | 1.8088 | 0 | 1.8025 | 1.8088 | 0 | -149.9333 | 149.5888 | 0 | -149.9333 | 149.5888
Line8_8_10 | 0 | 0 | 0 | 0 | 0 | 0 | 0 | 0 | 0 | 0 | 0 | 0 | 2.0309e-19 | 8.5121e-08 | -7.3282e-08 | -2.9995e-17 | -5.8986e-09 | -5.9405e-09 | -9.1908e-20 | -1.3212e-07 | -1.3966e-07 | 1.8652e-17 | -3.4627e-09 | 3.4385e-09 | 0 | 0 | 0 | 0 | 0 | 0 | 0 | 1.8025 | 1.8088 | 0 | 1.8025 | 1.8088 | 0 | -149.9333 | 149.5888 | 0 | -149.9333 | 149.5888
Line9_3_11 | 2.6382e-06 | 2.6379e-06 | 2.6379e-06 | 2.2621e-06 | 2.2619e-06 | 2.2619e-06 | 6.0927e-07 | 6.0921e-07 | 6.0921e-07 | 5.2242e-07 | 5.2236e-07 | 5.2236e-07 | -2.3818e-09 | 5.9595e-07 | -5.1069e-07 | 2.0811e-09 | -5.1673e-07 | 4.3178e-07 | 6.2191e-09 | -9.2383e-07 | -9.7743e-07 | -5.3175e-09 | 7.8839e-07 | 8.4125e-07 | -92.7791 | -92.773 | -92.773 | 86.8033 | 86.8103 | 86.8103 | 0.010931 | 1.8046 | 1.8102 | 0.01093 | 1.8046 | 1.8102 | 18.1771 | -149.9476 | 149.6406 | 18.1776 | -149.9476 | 149.6406

## LG_max_10
name | pf_ikss_a_from_ka | pf_ikss_b_from_ka | pf_ikss_c_from_ka | pf_ikss_a_to_ka | pf_ikss_b_to_ka | pf_ikss_c_to_ka | pf_skss_a_from_mw | pf_skss_b_from_mw | pf_skss_c_from_mw | pf_skss_a_to_mw | pf_skss_b_to_mw | pf_skss_c_to_mw | pf_p_a_from_mw | pf_p_b_from_mw | pf_p_c_from_mw | pf_p_a_to_mw | pf_p_b_to_mw | pf_p_c_to_mw | pf_q_a_from_mvar | pf_q_b_from_mvar | pf_q_c_from_mvar | pf_q_a_to_mvar | pf_q_b_to_mvar | pf_q_c_to_mvar | pf_ikss_a_from_degree | pf_ikss_b_from_degree | pf_ikss_c_from_degree | pf_ikss_a_to_degree | pf_ikss_b_to_degree | pf_ikss_c_to_degree | pf_vm_a_from_pu | pf_vm_b_from_pu | pf_vm_c_from_pu | pf_vm_a_to_pu | pf_vm_b_to_pu | pf_vm_c_to_pu | pf_va_a_from_degree | pf_va_b_from_degree | pf_va_c_from_degree | pf_va_a_to_degree | pf_va_b_to_degree | pf_va_c_to_degree
Line0_1_2 | 0.035477 | 2.3716e-06 | 2.3716e-06 | 0.035477 | 1.9776e-06 | 1.9776e-06 | 0.0081931 | 5.477e-07 | 5.477e-07 | 0.0081931 | 4.567e-07 | 4.567e-07 | 4.1951e-05 | 5.608e-07 | -4.8152e-07 | -3.1463e-05 | -4.7376e-07 | 3.9498e-07 | 8.3908e-05 | -8.7033e-07 | -9.2029e-07 | -6.293e-05 | 7.2142e-07 | 7.7057e-07 | -45.2644 | -92.7443 | -92.7443 | 134.736 | 86.7618 | 86.7618 | 0.01145 | 1.8904 | 1.8964 | 0.0085874 | 1.8898 | 1.896 | 18.1722 | -149.9485 | 149.6359 | 18.1723 | -149.9449 | 149.6229
Line10_11_12 | 2.3688e-06 | 2.3686e-06 | 2.3686e-06 | 1.9749e-06 | 1.9746e-06 | 1.9746e-06 | 5.4706e-07 | 5.47e-07 | 5.47e-07 | 4.5608e-07 | 4.5602e-07 | 4.5602e-07 | -2.2402e-09 | 5.6057e-07 | -4.8038e-07 | 1.9103e-09 | -4.7364e-07 | 3.9378e-07 | 5.8494e-09 | -8.6889e-07 | -9.1938e-07 | -4.86e-09 | 7.2027e-07 | 7.6993e-07 | -92.783 | -92.7767 | -92.7767 | 86.7158 | 86.7233 | 86.7233 | 0.01145 | 1.8904 | 1.8964 | 0.01145 | 1.8904 | 1.8964 | 18.1732 | -149.9485 | 149.6359 | 18.1736 | -149.9485 | 149.6359
Line11_12_13 | 1.974e-06 | 1.9738e-06 | 1.9738e-06 | 1.5801e-06 | 1.5799e-06 | 1.5799e-06 | 4.5588e-07 | 4.5583e-07 | 4.5583e-07 | 3.6491e-07 | 3.6486e-07 | 3.6486e-07 | -1.8669e-09 | 4.6714e-07 | -4.0032e-07 | 1.5369e-09 | -3.8021e-07 | 3.1372e-07 | 4.8744e-09 | -7.2408e-07 | -7.6615e-07 | -3.8851e-09 | 5.7546e-07 | 6.167e-07 | -92.783 | -92.7767 | -92.7767 | 86.5906 | 86.5984 | 86.5984 | 0.01145 | 1.8904 | 1.8964 | 0.01145 | 1.8904 | 1.8964 | 18.1736 | -149.9485 | 149.6359 | 18.1739 | -149.9485 | 149.6359
Line12_13_15 | 1.1844e-06 | 1.1843e-06 | 1.1843e-06 | 0 | 0 | 0 | 2.7353e-07 | 2.735e-07 | 2.735e-07 | 0 | 0 | 0 | -1.1201e-09 | 2.8028e-07 | -2.4019e-07 | 7.9016e-10 | -1.9335e-07 | 1.5359e-07 | 2.9246e-09 | -4.3445e-07 | -4.5969e-07 | -1.9353e-09 | 2.8582e-07 | 3.1024e-07 | -92.783 | -92.7767 | -92.7767 | 0 | 0 | 0 | 0.01145 | 1.8904 | 1.8964 | 0.01145 | 1.8904 | 1.8964 | 18.1739 | -149.9485 | 149.6359 | 18.1741 | -149.9485 | 149.6359
Line13_13_14 | 0 | 0 | 0 | 0 | 0 | 0 | 0 | 0 | 0 | 0 | 0 | 0 | -3.7338e-10 | 9.3428e-08 | -8.0064e-08 | 4.3396e-11 | -6.4963e-09 | -6.5381e-09 | 9.7488e-10 | -1.4482e-07 | -1.5323e-07 | 1.4404e-11 | -3.8063e-09 | 3.7822e-09 | 0 | 0 | 0 | 0 | 0 | 0 | 0.01145 | 1.8904 | 1.8964 | 0.01145 | 1.8904 | 1.8964 | 18.1739 | -149.9485 | 149.6359 | 18.1739 | -149.9485 | 149.6359
Line14_15_16 | 0 | 0 | 0 | 0 | 0 | 0 | 0 | 0 | 0 | 0 | 0 | 0 | -7.4676e-10 | 1.8686e-07 | -1.6013e-07 | 4.1678e-10 | -9.9925e-08 | 7.3526e-08 | 1.9497e-09 | -2.8963e-07 | -3.0646e-07 | -9.6047e-10 | 1.4101e-07 | 1.5701e-07 | 0 | 0 | 0 | 0 | 0 | 0 | 0.01145 | 1.8904 | 1.8964 | 0.01145 | 1.8904 | 1.8964 | 18.1741 | -149.9485 | 149.6359 | 18.1742 | -149.9485 | 149.6359
Line15_16_17 | 0 | 0 | 0 | 0 | 0 | 0 | 0 | 0 | 0 | 0 | 0 | 0 | -3.7338e-10 | 9.3428e-08 | -8.0064e-08 | 4.3395e-11 | -6.4963e-09 | -6.5381e-09 | 9.7487e-10 | -1.4482e-07 | -1.5323e-07 | 1.4404e-11 | -3.8063e-09 | 3.7822e-09 | 0 | 0 | 0 | 0 | 0 | 0 | 0.01145 | 1.8904 | 1.8964 | 0.01145 | 1.8904 | 1.8964 | 18.1742 | -149.9485 | 149.6359 | 18.1742 | -149.9485 | 149.6359
Line16_4_18 | 0 | 0 | 0 | 0 | 0 | 0 | 0 | 0 | 0 | 0 | 0 | 0 | -3.7336e-10 | 9.3428e-08 | -8.0064e-08 | 4.3397e-11 | -6.4963e-09 | -6.538e-09 | 9.7491e-10 | -1.4482e-07 | -1.5323e-07 | 1.4403e-11 | -3.8063e-09 | 3.7822e-09 | 0 | 0 | 0 | 0 | 0 | 0 | 0.01145 | 1.8904 | 1.8964 | 0.01145 | 1.8904 | 1.8964 | 18.1723 | -149.9485 | 149.6359 | 18.1723 | -149.9485 | 149.6359
Line17_5_19 | 0 | 0 | 0 | 0 | 0 | 0 | 0 | 0 | 0 | 0 | 0 | 0 | -3.7336e-10 | 9.3428e-08 | -8.0064e-08 | 4.3397e-11 | -6.4963e-09 | -6.538e-09 | 9.7491e-10 | -1.4482e-07 | -1.5323e-07 | 1.4403e-11 | -3.8063e-09 | 3.7822e-09 | 0 | 0 | 0 | 0 | 0 | 0 | 0.01145 | 1.8904 | 1.8964 | 0.01145 | 1.8904 | 1.8964 | 18.1723 | -149.9485 | 149.6359 | 18.1723 | -149.9485 | 149.6359
Line1_1_3 | 3.1584e-06 | 3.1581e-06 | 3.1581e-06 | 2.7645e-06 | 2.7641e-06 | 2.7641e-06 | 7.2941e-07 | 7.2933e-07 | 7.2933e-07 | 6.3843e-07 | 6.3835e-07 | 6.3835e-07 | -2.9869e-09 | 7.4743e-07 | -6.4051e-07 | 2.657e-09 | -6.6049e-07 | 5.5391e-07 | 7.7993e-09 | -1.1585e-06 | -1.2258e-06 | -6.8099e-09 | 1.0099e-06 | 1.0764e-06 | -92.783 | -92.7767 | -92.7767 | 86.8589 | 86.8661 | 86.8661 | 0.01145 | 1.8904 | 1.8964 | 0.01145 | 1.8904 | 1.8964 | 18.1722 | -149.9485 | 149.6359 | 18.1727 | -149.9485 | 149.6359
Line2_1_4 | 0 | 0 | 0 | 0 | 0 | 0 | 0 | 0 | 0 | 0 | 0 | 0 | -7.4672e-10 | 1.8686e-07 | -1.6013e-07 | 4.1676e-10 | -9.9924e-08 | 7.3526e-08 | 1.9498e-09 | -2.8963e-07 | -3.0646e-07 | -9.6051e-10 | 1.4101e-07 | 1.5701e-07 | 0 | 0 | 0 | 0 | 0 | 0 | 0.01145 | 1.8904 | 1.8964 | 0.01145 | 1.8904 | 1.8964 | 18.1722 | -149.9485 | 149.6359 | 18.1723 | -149.9485 | 149.6359
Line3_1_5 | 0 | 0 | 0 | 0 | 0 | 0 | 0 | 0 | 0 | 0 | 0 | 0 | -7.4672e-10 | 1.8686e-07 | -1.6013e-07 | 4.1676e-10 | -9.9924e-08 | 7.3526e-08 | 1.9498e-09 | -2.8963e-07 | -3.0646e-07 | -9.6051e-10 | 1.4101e-07 | 1.5701e-07 | 0 | 0 | 0 | 0 | 0 | 0 | 0.01145 | 1.8904 | 1.8964 | 0.01145 | 1.8904 | 1.8964 | 18.1722 | -149.9485 | 149.6359 | 18.1723 | -149.9485 | 149.6359
Line4_2_6 | 0.035477 | 1.9768e-06 | 1.9768e-06 | 0.035477 | 1.5825e-06 | 1.5825e-06 | 0.0081931 | 4.5652e-07 | 4.5652e-07 | 0.008193 | 3.6547e-07 | 3.6547e-07 | 3.1463e-05 | 4.6727e-07 | -4.0151e-07 | -2.0976e-05 | -3.8025e-07 | 3.1487e-07 | 6.293e-05 | -7.2522e-07 | -7.6679e-07 | -4.1953e-05 | 5.7632e-07 | 6.1711e-07 | -45.264 | -92.7392 | -92.7392 | 134.7365 | 86.6423 | 86.6423 | 0.0085874 | 1.8898 | 1.896 | 0.0057249 | 1.8892 | 1.8956 | 18.1723 | -149.9449 | 149.6229 | 18.1725 | -149.9413 | 149.61
Line5_6_7 | 0.035477 | 1.5817e-06 | 1.5817e-06 | 0.035477 | 1.1873e-06 | 1.1873e-06 | 0.008193 | 3.6528e-07 | 3.6528e-07 | 0.0081929 | 2.742e-07 | 2.742e-07 | 2.0976e-05 | 3.7377e-07 | -3.214e-07 | -1.0488e-05 | -2.8676e-07 | 2.3465e-07 | 4.1953e-05 | -5.8013e-07 | -6.1333e-07 | -2.0976e-05 | 4.3124e-07 | 4.6368e-07 | -45.2635 | -92.7344 | -92.7344 | 134.737 | 86.4391 | 86.4391 | 0.0057249 | 1.8892 | 1.8956 | 0.0028625 | 1.8887 | 1.8952 | 18.1725 | -149.9413 | 149.61 | 18.1726 | -149.9378 | 149.597
Line6_7_8 | 0.035477 | 1.1865e-06 | 1.1865e-06 | 0.035476 | 0 | 0 | 0.008193 | 2.7401e-07 | 2.7401e-07 | 0.0081929 | 0 | 0 | 1.0488e-05 | 2.8028e-07 | -2.4117e-07 | -2.288e-15 | -1.933e-07 | 1.5432e-07 | 2.0976e-05 | -4.3504e-07 | -4.5991e-07 | 1.5761e-14 | 2.8616e-07 | 3.103e-07 | -45.263 | -92.7305 | -92.7305 | 134.7374 | 0 | 0 | 0.0028625 | 1.8887 | 1.8952 | 0 | 1.8881 | 1.8949 | 18.1726 | -149.9378 | 149.597 | 0 | -149.9342 | 149.584
Line7_8_9 | 0 | 0 | 0 | 0 | 0 | 0 | 0 | 0 | 0 | 0 | 0 | 0 | 1.4684e-19 | 9.3413e-08 | -8.0422e-08 | -3.2916e-17 | -6.4721e-09 | -6.5189e-09 | -9.9933e-20 | -1.4498e-07 | -1.5326e-07 | 2.0475e-17 | -3.8001e-09 | 3.7731e-09 | 0 | 0 | 0 | 0 | 0 | 0 | 0 | 1.8881 | 1.8949 | 0 | 1.8881 | 1.8949 | 0 | -149.9342 | 149.584 | 0 | -149.9342 | 149.584
Line8_8_10 | 0 | 0 | 0 | 0 | 0 | 0 | 0 | 0 | 0 | 0 | 0 | 0 | 1.4684e-19 | 9.3413e-08 | -8.0422e-08 | -3.2916e-17 | -6.4721e-09 | -6.5189e-09 | -9.9933e-20 | -1.4498e-07 | -1.5326e-07 | 2.0475e-17 | -3.8001e-09 | 3.7731e-09 | 0 | 0 | 0 | 0 | 0 | 0 | 0 | 1.8881 | 1.8949 | 0 | 1.8881 | 1.8949 | 0 | -149.9342 | 149.584 | 0 | -149.9342 | 149.584
Line9_3_11 | 2.7636e-06 | 2.7633e-06 | 2.7633e-06 | 2.3697e-06 | 2.3694e-06 | 2.3694e-06 | 6.3823e-07 | 6.3817e-07 | 6.3817e-07 | 5.4725e-07 | 5.4719e-07 | 5.4719e-07 | -2.6136e-09 | 6.54e-07 | -5.6045e-07 | 2.2836e-09 | -5.6707e-07 | 4.7385e-07 | 6.8243e-09 | -1.0137e-06 | -1.0726e-06 | -5.8349e-09 | 8.6509e-07 | 9.2316e-07 | -92.783 | -92.7767 | -92.7767 | 86.7993 | 86.8066 | 86.8066 | 0.01145 | 1.8904 | 1.8964 | 0.01145 | 1.8904 | 1.8964 | 18.1727 | -149.9485 | 149.6359 | 18.1732 | -149.9485 | 149.6359

## LG_max_fault_6
name | pf_ikss_a_from_ka | pf_ikss_b_from_ka | pf_ikss_c_from_ka | pf_ikss_a_to_ka | pf_ikss_b_to_ka | pf_ikss_c_to_ka | pf_skss_a_from_mw | pf_skss_b_from_mw | pf_skss_c_from_mw | pf_skss_a_to_mw | pf_skss_b_to_mw | pf_skss_c_to_mw | pf_p_a_from_mw | pf_p_b_from_mw | pf_p_c_from_mw | pf_p_a_to_mw | pf_p_b_to_mw | pf_p_c_to_mw | pf_q_a_from_mvar | pf_q_b_from_mvar | pf_q_c_from_mvar | pf_q_a_to_mvar | pf_q_b_to_mvar | pf_q_c_to_mvar | pf_ikss_a_from_degree | pf_ikss_b_from_degree | pf_ikss_c_from_degree | pf_ikss_a_to_degree | pf_ikss_b_to_degree | pf_ikss_c_to_degree | pf_vm_a_from_pu | pf_vm_b_from_pu | pf_vm_c_from_pu | pf_vm_a_to_pu | pf_vm_b_to_pu | pf_vm_c_to_pu | pf_va_a_from_degree | pf_va_b_from_degree | pf_va_c_from_degree | pf_va_a_to_degree | pf_va_b_to_degree | pf_va_c_to_degree
Line0_1_2 | 0.01704 | 1.1391e-06 | 1.1391e-06 | 0.01704 | 0 | 0 | 0.0039352 | 2.6306e-07 | 2.6306e-07 | 0.0039352 | 0 | 0 | 0.0014614 | 2.5108e-07 | -2.2684e-07 | -0.0014589 | -2.1123e-07 | 1.8711e-07 | 0.0014712 | -2.6419e-07 | -2.86e-07 | -0.0014663 | 2.1842e-07 | 2.4004e-07 | -45.1322 | -92.6128 | -92.6128 | 134.8682 | 0 | 0 | 0.52694 | 1.3855 | 1.3876 | 0.52563 | 1.3852 | 1.3875 | 0.059675 | -139.0703 | 138.967 | 0.012756 | -139.0659 | 138.9573
Line10_11_12 | 1.1377e-06 | 1.1376e-06 | 1.1376e-06 | 0 | 0 | 0 | 2.6275e-07 | 2.6272e-07 | 2.6272e-07 | 0 | 0 | 0 | -6.5485e-09 | 2.509e-07 | -2.2639e-07 | 6.4677e-09 | -2.1108e-07 | 1.8665e-07 | 1.383e-07 | -2.6371e-07 | -2.8576e-07 | -1.1525e-07 | 2.1801e-07 | 2.3987e-07 | -92.6513 | -92.6452 | -92.6452 | 0 | 0 | 0 | 0.52694 | 1.3855 | 1.3876 | 0.52694 | 1.3855 | 1.3876 | 0.059682 | -139.0703 | 138.967 | 0.059684 | -139.0703 | 138.967
Line11_12_13 | 0 | 0 | 0 | 0 | 0 | 0 | 0 | 0 | 0 | 0 | 0 | 0 | -5.4571e-09 | 2.0909e-07 | -1.8866e-07 | 5.3763e-09 | -1.6927e-07 | 1.4892e-07 | 1.1525e-07 | -2.1975e-07 | -2.3813e-07 | -9.2196e-08 | 1.7406e-07 | 1.9224e-07 | 0 | 0 | 0 | 0 | 0 | 0 | 0.52694 | 1.3855 | 1.3876 | 0.52694 | 1.3855 | 1.3876 | 0.059684 | -139.0703 | 138.967 | 0.059687 | -139.0703 | 138.967
Line12_13_15 | 0 | 0 | 0 | 0 | 0 | 0 | 0 | 0 | 0 | 0 | 0 | 0 | -3.2742e-09 | 1.2545e-07 | -1.1319e-07 | 3.1934e-09 | -8.5632e-08 | 7.3455e-08 | 6.9149e-08 | -1.3185e-07 | -1.4288e-07 | -4.6097e-08 | 8.6159e-08 | 9.6989e-08 | 0 | 0 | 0 | 0 | 0 | 0 | 0.52694 | 1.3855 | 1.3876 | 0.52694 | 1.3855 | 1.3876 | 0.059687 | -139.0703 | 138.967 | 0.059688 | -139.0703 | 138.967
Line13_13_14 | 0 | 0 | 0 | 0 | 0 | 0 | 0 | 0 | 0 | 0 | 0 | 0 | -1.0914e-09 | 4.1817e-08 | -3.7731e-08 | 1.0106e-09 | -1.997e-09 | -2.008e-09 | 2.305e-08 | -4.3951e-08 | -4.7626e-08 | 2.1136e-12 | -1.7428e-09 | 1.7364e-09 | 0 | 0 | 0 | 0 | 0 | 0 | 0.52694 | 1.3855 | 1.3876 | 0.52694 | 1.3855 | 1.3876 | 0.059687 | -139.0703 | 138.967 | 0.059687 | -139.0703 | 138.967
Line14_15_16 | 0 | 0 | 0 | 0 | 0 | 0 | 0 | 0 | 0 | 0 | 0 | 0 | -2.1828e-09 | 8.3635e-08 | -7.5463e-08 | 2.102e-09 | -4.3814e-08 | 3.5723e-08 | 4.6099e-08 | -8.7902e-08 | -9.5252e-08 | -2.3047e-08 | 4.2208e-08 | 4.9363e-08 | 0 | 0 | 0 | 0 | 0 | 0 | 0.52694 | 1.3855 | 1.3876 | 0.52694 | 1.3855 | 1.3876 | 0.059688 | -139.0703 | 138.967 | 0.059689 | -139.0703 | 138.967
Line15_16_17 | 0 | 0 | 0 | 0 | 0 | 0 | 0 | 0 | 0 | 0 | 0 | 0 | -1.0914e-09 | 4.1817e-08 | -3.7731e-08 | 1.0106e-09 | -1.997e-09 | -2.008e-09 | 2.305e-08 | -4.3951e-08 | -4.7626e-08 | 2.1132e-12 | -1.7428e-09 | 1.7364e-09 | 0 | 0 | 0 | 0 | 0 | 0 | 0.52694 | 1.3855 | 1.3876 | 0.52694 | 1.3855 | 1.3876 | 0.059689 | -139.0703 | 138.967 | 0.059689 | -139.0703 | 138.967
Line16_4_18 | 0 | 0 | 0 | 0 | 0 | 0 | 0 | 0 | 0 | 0 | 0 | 0 | -1.0914e-09 | 4.1817e-08 | -3.7731e-08 | 1.0106e-09 | -1.997e-09 | -2.008e-09 | 2.305e-08 | -4.3951e-08 | -4.7626e-08 | 2.113e-12 | -1.7428e-09 | 1.7364e-09 | 0 | 0 | 0 | 0 | 0 | 0 | 0.52694 | 1.3855 | 1.3876 | 0.52694 | 1.3855 | 1.3876 | 0.059675 | -139.0703 | 138.967 | 0.059676 | -139.0703 | 138.967
Line17_5_19 | 0 | 0 | 0 | 0 | 0 | 0 | 0 | 0 | 0 | 0 | 0 | 0 | -1.0914e-09 | 4.1817e-08 | -3.7731e-08 | 1.0106e-09 | -1.997e-09 | -2.008e-09 | 2.305e-08 | -4.3951e-08 | -4.7626e-08 | 2.113e-12 | -1.7428e-09 | 1.7364e-09 | 0 | 0 | 0 | 0 | 0 | 0 | 0.52694 | 1.3855 | 1.3876 | 0.52694 | 1.3855 | 1.3876 | 0.059675 | -139.0703 | 138.967 | 0.059676 | -139.0703 | 138.967
Line1_1_3 | 1.517e-06 | 1.5168e-06 | 1.5168e-06 | 1.3278e-06 | 1.3276e-06 | 1.3276e-06 | 3.5033e-07 | 3.503e-07 | 3.503e-07 | 3.0663e-07 | 3.066e-07 | 3.066e-07 | -8.7313e-09 | 3.3454e-07 | -3.0185e-07 | 8.6505e-09 | -2.9472e-07 | 2.6211e-07 | 1.844e-07 | -3.5161e-07 | -3.8101e-07 | -1.6134e-07 | 3.0591e-07 | 3.3512e-07 | -92.6513 | -92.6452 | -92.6452 | 86.9907 | 86.9976 | 86.9976 | 0.52694 | 1.3855 | 1.3876 | 0.52694 | 1.3855 | 1.3876 | 0.059675 | -139.0703 | 138.967 | 0.059678 | -139.0703 | 138.967
Line2_1_4 | 0 | 0 | 0 | 0 | 0 | 0 | 0 | 0 | 0 | 0 | 0 | 0 | -2.1828e-09 | 8.3635e-08 | -7.5463e-08 | 2.102e-09 | -4.3814e-08 | 3.5723e-08 | 4.6099e-08 | -8.7902e-08 | -9.5252e-08 | -2.3047e-08 | 4.2208e-08 | 4.9363e-08 | 0 | 0 | 0 | 0 | 0 | 0 | 0.52694 | 1.3855 | 1.3876 | 0.52694 | 1.3855 | 1.3876 | 0.059675 | -139.0703 | 138.967 | 0.059675 | -139.0703 | 138.967
Line3_1_5 | 0 | 0 | 0 | 0 | 0 | 0 | 0 | 0 | 0 | 0 | 0 | 0 | -2.1828e-09 | 8.3635e-08 | -7.5463e-08 | 2.102e-09 | -4.3814e-08 | 3.5723e-08 | 4.6099e-08 | -8.7902e-08 | -9.5252e-08 | -2.3047e-08 | 4.2208e-08 | 4.9363e-08 | 0 | 0 | 0 | 0 | 0 | 0 | 0.52694 | 1.3855 | 1.3876 | 0.52694 | 1.3855 | 1.3876 | 0.059675 | -139.0703 | 138.967 | 0.059675 | -139.0703 | 138.967
Line4_2_6 | 0.01704 | 0 | 0 | 0.01704 | 0 | 0 | 0.0039352 | 0 | 0 | 0.0039352 | 0 | 0 | 0.0014589 | 2.0923e-07 | -1.8912e-07 | -0.0014565 | -1.6938e-07 | 1.4935e-07 | 0.0014663 | -2.2016e-07 | -2.3831e-07 | -0.0014614 | 1.7439e-07 | 1.9236e-07 | -45.1318 | 0 | 0 | 134.8687 | 0 | 0 | 0.52563 | 1.3852 | 1.3875 | 0.52433 | 1.385 | 1.3874 | 0.012756 | -139.0659 | 138.9573 | -0.034397 | -139.0615 | 138.9475
Line5_6_7 | 0.01704 | 0 | 0 | 0.01704 | 0 | 0 | 0.0039352 | 0 | 0 | 0.0039351 | 0 | 0 | 0.0014565 | 1.6739e-07 | -1.5136e-07 | -0.0014541 | -1.2753e-07 | 1.1155e-07 | 0.0014614 | -1.7613e-07 | -1.9062e-07 | -0.0014566 | 1.3036e-07 | 1.4468e-07 | -45.1313 | 0 | 0 | 134.8692 | 0 | 0 | 0.52433 | 1.385 | 1.3874 | 0.52302 | 1.3847 | 1.3872 | -0.034397 | -139.0615 | 138.9475 | -0.081786 | -139.0572 | 138.9377
Line6_7_8 | 0.01704 | 0 | 0 | 0.017039 | 0 | 0 | 0.0039351 | 0 | 0 | 0.0039351 | 0 | 0 | 0.0014541 | 1.2554e-07 | -1.1356e-07 | -0.0014517 | -8.5678e-08 | 7.372e-08 | 0.0014566 | -1.321e-07 | -1.4295e-07 | -0.0014517 | 8.6312e-08 | 9.7015e-08 | -45.1308 | 0 | 0 | 134.8696 | 0 | 0 | 0.52302 | 1.3847 | 1.3872 | 0.52172 | 1.3845 | 1.3871 | -0.081786 | -139.0572 | 138.9377 | -0.12941 | -139.0528 | 138.9279
Line7_8_9 | 0 | 0 | 0 | 0 | 0 | 0 | 0 | 0 | 0 | 0 | 0 | 0 | -1.0001e-09 | 4.1844e-08 | -3.7862e-08 | 1.0106e-09 | -1.9898e-09 | -2.0032e-09 | 2.2874e-08 | -4.4026e-08 | -4.7641e-08 | -4.5368e-12 | -1.74e-09 | 1.7323e-09 | 0 | 0 | 0 | 0 | 0 | 0 | 0.52172 | 1.3845 | 1.3871 | 0.52172 | 1.3845 | 1.3871 | -0.12941 | -139.0528 | 138.9279 | -0.12941 | -139.0528 | 138.9279
Line8_8_10 | 0 | 0 | 0 | 0 | 0 | 0 | 0 | 0 | 0 | 0 | 0 | 0 | -1.0001e-09 | 4.1844e-08 | -3.7862e-08 | 1.0106e-09 | -1.9898e-09 | -2.0032e-09 | 2.2874e-08 | -4.4026e-08 | -4.7641e-08 | -4.5367e-12 | -1.74e-09 | 1.7323e-09 | 0 | 0 | 0 | 0 | 0 | 0 | 0.52172 | 1.3845 | 1.3871 | 0.52172 | 1.3845 | 1.3871 | -0.12941 | -139.0528 | 138.9279 | -0.12941 | -139.0528 | 138.9279
Line9_3_11 | 1.3274e-06 | 1.3272e-06 | 1.3272e-06 | 1.1381e-06 | 1.138e-06 | 1.138e-06 | 3.0654e-07 | 3.0651e-07 | 3.0651e-07 | 2.6284e-07 | 2.6281e-07 | 2.6281e-07 | -7.6399e-09 | 2.9272e-07 | -2.6412e-07 | 7.5591e-09 | -2.529e-07 | 2.2438e-07 | 1.6135e-07 | -3.0766e-07 | -3.3338e-07 | -1.383e-07 | 2.6196e-07 | 2.8749e-07 | -92.6513 | -92.6452 | -92.6452 | 86.9311 | 86.9381 | 86.9381 | 0.52694 | 1.3855 | 1.3876 | 0.52694 | 1.3855 | 1.3876 | 0.059678 | -139.0703 | 138.967 | 0.059682 | -139.0703 | 138.967

## LG_max_fault_10
name | pf_ikss_a_from_ka | pf_ikss_b_from_ka | pf_ikss_c_from_ka | pf_ikss_a_to_ka | pf_ikss_b_to_ka | pf_ikss_c_to_ka | pf_skss_a_from_mw | pf_skss_b_from_mw | pf_skss_c_from_mw | pf_skss_a_to_mw | pf_skss_b_to_mw | pf_skss_c_to_mw | pf_p_a_from_mw | pf_p_b_from_mw | pf_p_c_from_mw | pf_p_a_to_mw | pf_p_b_to_mw | pf_p_c_to_mw | pf_q_a_from_mvar | pf_q_b_from_mvar | pf_q_c_from_mvar | pf_q_a_to_mvar | pf_q_b_to_mvar | pf_q_c_to_mvar | pf_ikss_a_from_degree | pf_ikss_b_from_degree | pf_ikss_c_from_degree | pf_ikss_a_to_degree | pf_ikss_b_to_degree | pf_ikss_c_to_degree | pf_vm_a_from_pu | pf_vm_b_from_pu | pf_vm_c_from_pu | pf_vm_a_to_pu | pf_vm_b_to_pu | pf_vm_c_to_pu | pf_va_a_from_degree | pf_va_b_from_degree | pf_va_c_from_degree | pf_va_a_to_degree | pf_va_b_to_degree | pf_va_c_to_degree
Line0_1_2 | 0.017851 | 1.1933e-06 | 1.1933e-06 | 0.01785 | 0 | 0 | 0.0041224 | 2.7558e-07 | 2.7558e-07 | 0.0041224 | 0 | 0 | 0.0016037 | 2.7555e-07 | -2.4895e-07 | -0.001601 | -2.3182e-07 | 2.0535e-07 | 0.0016145 | -2.8992e-07 | -3.1387e-07 | -0.0016091 | 2.397e-07 | 2.6344e-07 | -45.1345 | -92.6143 | -92.6143 | 134.866 | 0 | 0 | 0.552 | 1.4514 | 1.4537 | 0.55063 | 1.4511 | 1.4536 | 0.057457 | -139.0703 | 138.9651 | 0.010539 | -139.066 | 138.9553
Line10_11_12 | 1.1919e-06 | 1.1918e-06 | 1.1918e-06 | 0 | 0 | 0 | 2.7525e-07 | 2.7523e-07 | 2.7523e-07 | 0 | 0 | 0 | -7.1853e-09 | 2.7536e-07 | -2.4846e-07 | 7.0969e-09 | -2.3166e-07 | 2.0484e-07 | 1.5177e-07 | -2.8939e-07 | -3.1361e-07 | -1.2647e-07 | 2.3925e-07 | 2.6325e-07 | -92.6531 | -92.6467 | -92.6467 | 0 | 0 | 0 | 0.552 | 1.4514 | 1.4537 | 0.552 | 1.4514 | 1.4537 | 0.057464 | -139.0703 | 138.9651 | 0.057467 | -139.0703 | 138.9651
Line11_12_13 | 0 | 0 | 0 | 0 | 0 | 0 | 0 | 0 | 0 | 0 | 0 | 0 | -5.9877e-09 | 2.2947e-07 | -2.0705e-07 | 5.8993e-09 | -1.8576e-07 | 1.6343e-07 | 1.2648e-07 | -2.4116e-07 | -2.6134e-07 | -1.0118e-07 | 1.9102e-07 | 2.1098e-07 | 0 | 0 | 0 | 0 | 0 | 0 | 0.552 | 1.4514 | 1.4537 | 0.552 | 1.4514 | 1.4537 | 0.057467 | -139.0703 | 138.9651 | 0.057469 | -139.0703 | 138.9651
Line12_13_15 | 0 | 0 | 0 | 0 | 0 | 0 | 0 | 0 | 0 | 0 | 0 | 0 | -3.5926e-09 | 1.3768e-07 | -1.2423e-07 | 3.5042e-09 | -9.3977e-08 | 8.0615e-08 | 7.5885e-08 | -1.447e-07 | -1.568e-07 | -5.0588e-08 | 9.4552e-08 | 1.0644e-07 | 0 | 0 | 0 | 0 | 0 | 0 | 0.552 | 1.4514 | 1.4537 | 0.552 | 1.4514 | 1.4537 | 0.057469 | -139.0703 | 138.9651 | 0.057471 | -139.0703 | 138.9651
Line13_13_14 | 0 | 0 | 0 | 0 | 0 | 0 | 0 | 0 | 0 | 0 | 0 | 0 | -1.1975e-09 | 4.5893e-08 | -4.141e-08 | 1.1092e-09 | -2.1914e-09 | -2.2037e-09 | 2.5295e-08 | -4.8232e-08 | -5.2268e-08 | 2.233e-12 | -1.9127e-09 | 1.9055e-09 | 0 | 0 | 0 | 0 | 0 | 0 | 0.552 | 1.4514 | 1.4537 | 0.552 | 1.4514 | 1.4537 | 0.057469 | -139.0703 | 138.9651 | 0.05747 | -139.0703 | 138.9651
Line14_15_16 | 0 | 0 | 0 | 0 | 0 | 0 | 0 | 0 | 0 | 0 | 0 | 0 | -2.3951e-09 | 9.1786e-08 | -8.2819e-08 | 2.3067e-09 | -4.8084e-08 | 3.9206e-08 | 5.059e-08 | -9.6464e-08 | -1.0454e-07 | -2.5293e-08 | 4.632e-08 | 5.4173e-08 | 0 | 0 | 0 | 0 | 0 | 0 | 0.552 | 1.4514 | 1.4537 | 0.552 | 1.4514 | 1.4537 | 0.057471 | -139.0703 | 138.9651 | 0.057471 | -139.0703 | 138.9651
Line15_16_17 | 0 | 0 | 0 | 0 | 0 | 0 | 0 | 0 | 0 | 0 | 0 | 0 | -1.1975e-09 | 4.5893e-08 | -4.141e-08 | 1.1092e-09 | -2.1914e-09 | -2.2037e-09 | 2.5295e-08 | -4.8232e-08 | -5.2268e-08 | 2.233e-12 | -1.9127e-09 | 1.9055e-09 | 0 | 0 | 0 | 0 | 0 | 0 | 0.552 | 1.4514 | 1.4537 | 0.552 | 1.4514 | 1.4537 | 0.057471 | -139.0703 | 138.9651 | 0.057472 | -139.0703 | 138.9651
Line16_4_18 | 0 | 0 | 0 | 0 | 0 | 0 | 0 | 0 | 0 | 0 | 0 | 0 | -1.1975e-09 | 4.5893e-08 | -4.141e-08 | 1.1092e-09 | -2.1914e-09 | -2.2037e-09 | 2.5295e-08 | -4.8232e-08 | -5.2268e-08 | 2.2326e-12 | -1.9127e-09 | 1.9055e-09 | 0 | 0 | 0 | 0 | 0 | 0 | 0.552 | 1.4514 | 1.4537 | 0.552 | 1.4514 | 1.4537 | 0.057458 | -139.0703 | 138.9651 | 0.057458 | -139.0703 | 138.9651
Line17_5_19 | 0 | 0 | 0 | 0 | 0 | 0 | 0 | 0 | 0 | 0 | 0 | 0 | -1.1975e-09 | 4.5893e-08 | -4.141e-08 | 1.1092e-09 | -2.1914e-09 | -2.2037e-09 | 2.5295e-08 | -4.8232e-08 | -5.2268e-08 | 2.2326e-12 | -1.9127e-09 | 1.9055e-09 | 0 | 0 | 0 | 0 | 0 | 0 | 0.552 | 1.4514 | 1.4537 | 0.552 | 1.4514 | 1.4537 | 0.057458 | -139.0703 | 138.9651 | 0.057458 | -139.0703 | 138.9651
Line1_1_3 | 1.5892e-06 | 1.589e-06 | 1.589e-06 | 1.391e-06 | 1.3908e-06 | 1.3908e-06 | 3.67e-07 | 3.6697e-07 | 3.6697e-07 | 3.2123e-07 | 3.2119e-07 | 3.2119e-07 | -9.5803e-09 | 3.6714e-07 | -3.3128e-07 | 9.4919e-09 | -3.2344e-07 | 2.8766e-07 | 2.0236e-07 | -3.8586e-07 | -4.1814e-07 | -1.7706e-07 | 3.3571e-07 | 3.6778e-07 | -92.6531 | -92.6467 | -92.6467 | 86.9889 | 86.9961 | 86.9961 | 0.552 | 1.4514 | 1.4537 | 0.552 | 1.4514 | 1.4537 | 0.057457 | -139.0703 | 138.9651 | 0.057461 | -139.0703 | 138.9651
Line2_1_4 | 0 | 0 | 0 | 0 | 0 | 0 | 0 | 0 | 0 | 0 | 0 | 0 | -2.3951e-09 | 9.1786e-08 | -8.2819e-08 | 2.3067e-09 | -4.8084e-08 | 3.9206e-08 | 5.059e-08 | -9.6464e-08 | -1.0454e-07 | -2.5293e-08 | 4.632e-08 | 5.4173e-08 | 0 | 0 | 0 | 0 | 0 | 0 | 0.552 | 1.4514 | 1.4537 | 0.552 | 1.4514 | 1.4537 | 0.057457 | -139.0703 | 138.9651 | 0.057458 | -139.0703 | 138.9651
Line3_1_5 | 0 | 0 | 0 | 0 | 0 | 0 | 0 | 0 | 0 | 0 | 0 | 0 | -2.3951e-09 | 9.1786e-08 | -8.2819e-08 | 2.3067e-09 | -4.8084e-08 | 3.9206e-08 | 5.059e-08 | -9.6464e-08 | -1.0454e-07 | -2.5293e-08 | 4.632e-08 | 5.4173e-08 | 0 | 0 | 0 | 0 | 0 | 0 | 0.552 | 1.4514 | 1.4537 | 0.552 | 1.4514 | 1.4537 | 0.057457 | -139.0703 | 138.9651 | 0.057458 | -139.0703 | 138.9651
Line4_2_6 | 0.01785 | 0 | 0 | 0.01785 | 0 | 0 | 0.0041224 | 0 | 0 | 0.0041223 | 0 | 0 | 0.001601 | 2.2963e-07 | -2.0755e-07 | -0.0015984 | -1.8589e-07 | 1.6391e-07 | 0.0016091 | -2.4161e-07 | -2.6153e-07 | -0.0016038 | 1.9138e-07 | 2.1111e-07 | -45.134 | 0 | 0 | 134.8665 | 0 | 0 | 0.55063 | 1.4511 | 1.4536 | 0.54927 | 1.4509 | 1.4534 | 0.010539 | -139.066 | 138.9553 | -0.036614 | -139.0616 | 138.9455
Line5_6_7 | 0.01785 | 0 | 0 | 0.01785 | 0 | 0 | 0.0041223 | 0 | 0 | 0.0041223 | 0 | 0 | 0.0015984 | 1.837e-07 | -1.6611e-07 | -0.0015957 | -1.3996e-07 | 1.2243e-07 | 0.0016038 | -1.9329e-07 | -2.092e-07 | -0.0015984 | 1.4305e-07 | 1.5878e-07 | -45.1335 | 0 | 0 | 134.8669 | 0 | 0 | 0.54927 | 1.4509 | 1.4534 | 0.5479 | 1.4506 | 1.4533 | -0.036614 | -139.0616 | 138.9455 | -0.084003 | -139.0572 | 138.9358
Line6_7_8 | 0.01785 | 0 | 0 | 0.01785 | 0 | 0 | 0.0041223 | 0 | 0 | 0.0041223 | 0 | 0 | 0.0015957 | 1.3777e-07 | -1.2463e-07 | -0.0015931 | -9.4028e-08 | 8.0906e-08 | 0.0015984 | -1.4496e-07 | -1.5688e-07 | -0.0015931 | 9.4719e-08 | 1.0647e-07 | -45.133 | 0 | 0 | 134.8674 | 0 | 0 | 0.5479 | 1.4506 | 1.4533 | 0.54653 | 1.4503 | 1.4531 | -0.084003 | -139.0572 | 138.9358 | -0.13163 | -139.0528 | 138.926
Line7_8_9 | 0 | 0 | 0 | 0 | 0 | 0 | 0 | 0 | 0 | 0 | 0 | 0 | -1.0973e-09 | 4.5922e-08 | -4.1552e-08 | 1.1091e-09 | -2.1835e-09 | -2.1984e-09 | 2.5102e-08 | -4.8314e-08 | -5.2285e-08 | -5.0645e-12 | -1.9096e-09 | 1.901e-09 | 0 | 0 | 0 | 0 | 0 | 0 | 0.54653 | 1.4503 | 1.4531 | 0.54653 | 1.4503 | 1.4531 | -0.13163 | -139.0528 | 138.926 | -0.13163 | -139.0528 | 138.926
Line8_8_10 | 0 | 0 | 0 | 0 | 0 | 0 | 0 | 0 | 0 | 0 | 0 | 0 | -1.0973e-09 | 4.5922e-08 | -4.1552e-08 | 1.1091e-09 | -2.1835e-09 | -2.1984e-09 | 2.5102e-08 | -4.8314e-08 | -5.2285e-08 | -5.0646e-12 | -1.9096e-09 | 1.901e-09 | 0 | 0 | 0 | 0 | 0 | 0 | 0.54653 | 1.4503 | 1.4531 | 0.54653 | 1.4503 | 1.4531 | -0.13163 | -139.0528 | 138.926 | -0.13163 | -139.0528 | 138.926
Line9_3_11 | 1.3905e-06 | 1.3904e-06 | 1.3904e-06 | 1.1923e-06 | 1.1922e-06 | 1.1922e-06 | 3.2113e-07 | 3.211e-07 | 3.211e-07 | 2.7535e-07 | 2.7532e-07 | 2.7532e-07 | -8.3828e-09 | 3.2125e-07 | -2.8987e-07 | 8.2944e-09 | -2.7755e-07 | 2.4625e-07 | 1.7707e-07 | -3.3763e-07 | -3.6588e-07 | -1.5177e-07 | 2.8748e-07 | 3.1551e-07 | -92.6531 | -92.6467 | -92.6467 | 86.9293 | 86.9366 | 86.9366 | 0.552 | 1.4514 | 1.4537 | 0.552 | 1.4514 | 1.4537 | 0.057461 | -139.0703 | 138.9651 | 0.057464 | -139.0703 | 138.9651

## LG_min_6
name | pf_ikss_a_from_ka | pf_ikss_b_from_ka | pf_ikss_c_from_ka | pf_ikss_a_to_ka | pf_ikss_b_to_ka | pf_ikss_c_to_ka | pf_skss_a_from_mw | pf_skss_b_from_mw | pf_skss_c_from_mw | pf_skss_a_to_mw | pf_skss_b_to_mw | pf_skss_c_to_mw | pf_p_a_from_mw | pf_p_b_from_mw | pf_p_c_from_mw | pf_p_a_to_mw | pf_p_b_to_mw | pf_p_c_to_mw | pf_q_a_from_mvar | pf_q_b_from_mvar | pf_q_c_from_mvar | pf_q_a_to_mvar | pf_q_b_to_mvar | pf_q_c_to_mvar | pf_ikss_a_from_degree | pf_ikss_b_from_degree | pf_ikss_c_from_degree | pf_ikss_a_to_degree | pf_ikss_b_to_degree | pf_ikss_c_to_degree | pf_vm_a_from_pu | pf_vm_b_from_pu | pf_vm_c_from_pu | pf_vm_a_to_pu | pf_vm_b_to_pu | pf_vm_c_to_pu | pf_va_a_from_degree | pf_va_b_from_degree | pf_va_c_from_degree | pf_va_a_to_degree | pf_va_b_to_degree | pf_va_c_to_degree
Line0_1_2 | 0.030548 | 2.043e-06 | 2.043e-06 | 0.030548 | 1.7037e-06 | 1.7037e-06 | 0.0070547 | 4.7181e-07 | 4.7181e-07 | 0.0070547 | 3.9345e-07 | 3.9345e-07 | 5.9719e-05 | 4.1677e-07 | -3.5877e-07 | -4.4789e-05 | -3.522e-07 | 2.9425e-07 | 6.2211e-05 | -6.4723e-07 | -6.8232e-07 | -4.6658e-05 | 5.3645e-07 | 5.7133e-07 | -45.0899 | -92.591 | -92.591 | 134.9105 | 86.912 | 86.912 | 0.012224 | 1.6316 | 1.6339 | 0.0091679 | 1.6311 | 1.6334 | 1.0809 | -149.8122 | 149.6731 | 1.081 | -149.8017 | 149.662
Line10_11_12 | 2.0397e-06 | 2.0395e-06 | 2.0395e-06 | 1.7005e-06 | 1.7003e-06 | 1.7003e-06 | 4.7104e-07 | 4.7099e-07 | 4.7099e-07 | 3.9271e-07 | 3.9266e-07 | 3.9266e-07 | -3.7061e-10 | 4.1618e-07 | -3.5802e-07 | 3.509e-10 | -3.5165e-07 | 2.935e-07 | 5.7459e-09 | -6.4603e-07 | -6.8122e-07 | -4.7874e-09 | 5.3553e-07 | 5.705e-07 | -92.6086 | -92.6023 | -92.6023 | 86.8902 | 86.8977 | 86.8977 | 0.012224 | 1.6316 | 1.6339 | 0.012224 | 1.6316 | 1.6339 | 1.0819 | -149.8122 | 149.6731 | 1.0823 | -149.8122 | 149.6731
Line11_12_13 | 1.6997e-06 | 1.6996e-06 | 1.6996e-06 | 1.3605e-06 | 1.3604e-06 | 1.3604e-06 | 3.9253e-07 | 3.925e-07 | 3.925e-07 | 3.142e-07 | 3.1416e-07 | 3.1416e-07 | -3.0888e-10 | 3.4682e-07 | -2.9835e-07 | 2.8914e-10 | -2.8228e-07 | 2.3384e-07 | 4.7882e-09 | -5.3836e-07 | -5.6768e-07 | -3.8298e-09 | 4.2786e-07 | 4.5696e-07 | -92.6086 | -92.6023 | -92.6023 | 86.765 | 86.7728 | 86.7728 | 0.012224 | 1.6316 | 1.6339 | 0.012224 | 1.6316 | 1.6339 | 1.0823 | -149.8122 | 149.6731 | 1.0826 | -149.8122 | 149.6731
Line12_13_15 | 1.0198e-06 | 1.0197e-06 | 1.0197e-06 | 0 | 0 | 0 | 2.3552e-07 | 2.355e-07 | 2.355e-07 | 0 | 0 | 0 | -1.8534e-10 | 2.0809e-07 | -1.7901e-07 | 1.6559e-10 | -1.4356e-07 | 1.145e-07 | 2.8729e-09 | -3.2301e-07 | -3.4061e-07 | -1.9145e-09 | 2.1252e-07 | 2.2989e-07 | -92.6086 | -92.6023 | -92.6023 | 0 | 0 | 0 | 0.012224 | 1.6316 | 1.6339 | 0.012224 | 1.6316 | 1.6339 | 1.0826 | -149.8122 | 149.6731 | 1.0828 | -149.8122 | 149.6731
Line13_13_14 | 0 | 0 | 0 | 0 | 0 | 0 | 0 | 0 | 0 | 0 | 0 | 0 | -6.178e-11 | 6.9363e-08 | -5.967e-08 | 4.2023e-11 | -4.8299e-09 | -4.8437e-09 | 9.5764e-10 | -1.0767e-07 | -1.1354e-07 | 8.0449e-13 | -2.8256e-09 | 2.8176e-09 | 0 | 0 | 0 | 0 | 0 | 0 | 0.012224 | 1.6316 | 1.6339 | 0.012224 | 1.6316 | 1.6339 | 1.0826 | -149.8122 | 149.6731 | 1.0826 | -149.8122 | 149.6731
Line14_15_16 | 0 | 0 | 0 | 0 | 0 | 0 | 0 | 0 | 0 | 0 | 0 | 0 | -1.2357e-10 | 1.3873e-07 | -1.1934e-07 | 1.0381e-10 | -7.4193e-08 | 5.4826e-08 | 1.9153e-09 | -2.1534e-07 | -2.2707e-07 | -9.5683e-10 | 1.0485e-07 | 1.1635e-07 | 0 | 0 | 0 | 0 | 0 | 0 | 0.012224 | 1.6316 | 1.6339 | 0.012223 | 1.6316 | 1.6339 | 1.0828 | -149.8122 | 149.6731 | 1.0829 | -149.8122 | 149.6731
Line15_16_17 | 0 | 0 | 0 | 0 | 0 | 0 | 0 | 0 | 0 | 0 | 0 | 0 | -6.1785e-11 | 6.9363e-08 | -5.967e-08 | 4.2023e-11 | -4.8299e-09 | -4.8437e-09 | 9.5764e-10 | -1.0767e-07 | -1.1354e-07 | 8.0471e-13 | -2.8256e-09 | 2.8176e-09 | 0 | 0 | 0 | 0 | 0 | 0 | 0.012223 | 1.6316 | 1.6339 | 0.012223 | 1.6316 | 1.6339 | 1.0829 | -149.8122 | 149.6731 | 1.0829 | -149.8122 | 149.6731
Line16_4_18 | 0 | 0 | 0 | 0 | 0 | 0 | 0 | 0 | 0 | 0 | 0 | 0 | -6.1755e-11 | 6.9363e-08 | -5.967e-08 | 4.2024e-11 | -4.8299e-09 | -4.8437e-09 | 9.5767e-10 | -1.0767e-07 | -1.1354e-07 | 8.0333e-13 | -2.8256e-09 | 2.8176e-09 | 0 | 0 | 0 | 0 | 0 | 0 | 0.012224 | 1.6316 | 1.6339 | 0.012224 | 1.6316 | 1.6339 | 1.081 | -149.8122 | 149.6731 | 1.081 | -149.8122 | 149.6731
Line17_5_19 | 0 | 0 | 0 | 0 | 0 | 0 | 0 | 0 | 0 | 0 | 0 | 0 | -6.1755e-11 | 6.9363e-08 | -5.967e-08 | 4.2024e-11 | -4.8299e-09 | -4.8437e-09 | 9.5767e-10 | -1.0767e-07 | -1.1354e-07 | 8.0333e-13 | -2.8256e-09 | 2.8176e-09 | 0 | 0 | 0 | 0 | 0 | 0 | 0.012224 | 1.6316 | 1.6339 | 0.012224 | 1.6316 | 1.6339 | 1.081 | -149.8122 | 149.6731 | 1.081 | -149.8122 | 149.6731
Line1_1_3 | 2.7196e-06 | 2.7193e-06 | 2.7193e-06 | 2.3803e-06 | 2.3801e-06 | 2.3801e-06 | 6.2806e-07 | 6.2799e-07 | 6.2799e-07 | 5.4972e-07 | 5.4965e-07 | 5.4965e-07 | -4.9403e-10 | 5.5491e-07 | -4.7736e-07 | 4.7436e-10 | -4.9037e-07 | 4.1284e-07 | 7.6614e-09 | -8.6137e-07 | -9.0829e-07 | -6.7028e-09 | 7.5087e-07 | 7.9757e-07 | -92.6086 | -92.6023 | -92.6023 | 87.0334 | 87.0405 | 87.0405 | 0.012224 | 1.6316 | 1.6339 | 0.012224 | 1.6316 | 1.6339 | 1.0809 | -149.8122 | 149.6731 | 1.0814 | -149.8122 | 149.6731
Line2_1_4 | 0 | 0 | 0 | 0 | 0 | 0 | 0 | 0 | 0 | 0 | 0 | 0 | -1.2351e-10 | 1.3873e-07 | -1.1934e-07 | 1.0378e-10 | -7.4193e-08 | 5.4826e-08 | 1.9153e-09 | -2.1534e-07 | -2.2707e-07 | -9.5687e-10 | 1.0485e-07 | 1.1635e-07 | 0 | 0 | 0 | 0 | 0 | 0 | 0.012224 | 1.6316 | 1.6339 | 0.012224 | 1.6316 | 1.6339 | 1.0809 | -149.8122 | 149.6731 | 1.081 | -149.8122 | 149.6731
Line3_1_5 | 0 | 0 | 0 | 0 | 0 | 0 | 0 | 0 | 0 | 0 | 0 | 0 | -1.2351e-10 | 1.3873e-07 | -1.1934e-07 | 1.0378e-10 | -7.4193e-08 | 5.4826e-08 | 1.9153e-09 | -2.1534e-07 | -2.2707e-07 | -9.5687e-10 | 1.0485e-07 | 1.1635e-07 | 0 | 0 | 0 | 0 | 0 | 0 | 0.012224 | 1.6316 | 1.6339 | 0.012224 | 1.6316 | 1.6339 | 1.0809 | -149.8122 | 149.6731 | 1.081 | -149.8122 | 149.6731
Line4_2_6 | 0.030548 | 1.703e-06 | 1.703e-06 | 0.030547 | 1.3634e-06 | 1.3634e-06 | 0.0070547 | 3.9328e-07 | 3.9328e-07 | 0.0070546 | 3.1487e-07 | 3.1487e-07 | 4.4789e-05 | 3.4738e-07 | -2.9909e-07 | -2.9859e-05 | -2.8277e-07 | 2.3453e-07 | 4.6658e-05 | -5.3928e-07 | -5.6851e-07 | -3.1105e-05 | 4.2853e-07 | 4.5754e-07 | -45.0895 | -92.5893 | -92.5893 | 134.911 | 86.7895 | 86.7895 | 0.0091679 | 1.6311 | 1.6334 | 0.0061119 | 1.6305 | 1.6329 | 1.081 | -149.8017 | 149.662 | 1.0812 | -149.7913 | 149.6508
Line5_6_7 | 0.030547 | 1.3627e-06 | 1.3627e-06 | 0.030547 | 1.023e-06 | 1.023e-06 | 0.0070546 | 3.1471e-07 | 3.1471e-07 | 0.0070545 | 2.3625e-07 | 2.3625e-07 | 2.9859e-05 | 2.7795e-07 | -2.3936e-07 | -1.493e-05 | -2.133e-07 | 1.7475e-07 | 3.1105e-05 | -4.3135e-07 | -4.5473e-07 | -1.5552e-05 | 3.2062e-07 | 3.4379e-07 | -45.089 | -92.5878 | -92.5878 | 134.9115 | 86.584 | 86.584 | 0.0061119 | 1.6305 | 1.6329 | 0.0030559 | 1.63 | 1.6324 | 1.0812 | -149.7913 | 149.6508 | 1.0813 | -149.7808 | 149.6396
Line6_7_8 | 0.030547 | 1.0223e-06 | 1.0223e-06 | 0.030547 | 0 | 0 | 0.0070546 | 2.3608e-07 | 2.3608e-07 | 0.0070545 | 0 | 0 | 1.493e-05 | 2.0849e-07 | -1.7958e-07 | 3.817e-15 | -1.4381e-07 | 1.1491e-07 | 1.5552e-05 | -3.2344e-07 | -3.4097e-07 | -4.898e-15 | 2.1274e-07 | 2.3005e-07 | -45.0885 | -92.5866 | -92.5866 | 134.9119 | 0 | 0 | 0.0030559 | 1.63 | 1.6324 | 0 | 1.6295 | 1.6318 | 1.0813 | -149.7808 | 149.6396 | 0 | -149.7704 | 149.6284
Line7_8_9 | 0 | 0 | 0 | 0 | 0 | 0 | 0 | 0 | 0 | 0 | 0 | 0 | -6.9071e-20 | 6.9501e-08 | -5.9869e-08 | -2.343e-17 | -4.8088e-09 | -4.8229e-09 | 5.4686e-21 | -1.0778e-07 | -1.1362e-07 | 2.7003e-17 | -2.8183e-09 | 2.8101e-09 | 0 | 0 | 0 | 0 | 0 | 0 | 0 | 1.6295 | 1.6318 | 0 | 1.6295 | 1.6318 | 0 | -149.7704 | 149.6284 | 0 | -149.7704 | 149.6284
Line8_8_10 | 0 | 0 | 0 | 0 | 0 | 0 | 0 | 0 | 0 | 0 | 0 | 0 | -6.9071e-20 | 6.9501e-08 | -5.9869e-08 | -2.343e-17 | -4.8088e-09 | -4.8229e-09 | 5.4686e-21 | -1.0778e-07 | -1.1362e-07 | 2.7003e-17 | -2.8183e-09 | 2.8101e-09 | 0 | 0 | 0 | 0 | 0 | 0 | 0 | 1.6295 | 1.6318 | 0 | 1.6295 | 1.6318 | 0 | -149.7704 | 149.6284 | 0 | -149.7704 | 149.6284
Line9_3_11 | 2.3796e-06 | 2.3794e-06 | 2.3794e-06 | 2.0404e-06 | 2.0402e-06 | 2.0402e-06 | 5.4955e-07 | 5.4949e-07 | 5.4949e-07 | 4.7121e-07 | 4.7115e-07 | 4.7115e-07 | -4.3233e-10 | 4.8554e-07 | -4.1769e-07 | 4.1264e-10 | -4.2101e-07 | 3.5317e-07 | 6.7036e-09 | -7.537e-07 | -7.9475e-07 | -5.7451e-09 | 6.432e-07 | 6.8403e-07 | -92.6086 | -92.6023 | -92.6023 | 86.9737 | 86.981 | 86.981 | 0.012224 | 1.6316 | 1.6339 | 0.012224 | 1.6316 | 1.6339 | 1.0814 | -149.8122 | 149.6731 | 1.0819 | -149.8122 | 149.6731

## LG_min_10
name | pf_ikss_a_from_ka | pf_ikss_b_from_ka | pf_ikss_c_from_ka | pf_ikss_a_to_ka | pf_ikss_b_to_ka | pf_ikss_c_to_ka | pf_skss_a_from_mw | pf_skss_b_from_mw | pf_skss_c_from_mw | pf_skss_a_to_mw | pf_skss_b_to_mw | pf_skss_c_to_mw | pf_p_a_from_mw | pf_p_b_from_mw | pf_p_c_from_mw | pf_p_a_to_mw | pf_p_b_to_mw | pf_p_c_to_mw | pf_q_a_from_mvar | pf_q_b_from_mvar | pf_q_c_from_mvar | pf_q_a_to_mvar | pf_q_b_to_mvar | pf_q_c_to_mvar | pf_ikss_a_from_degree | pf_ikss_b_from_degree | pf_ikss_c_from_degree | pf_ikss_a_to_degree | pf_ikss_b_to_degree | pf_ikss_c_to_degree | pf_vm_a_from_pu | pf_vm_b_from_pu | pf_vm_c_from_pu | pf_vm_a_to_pu | pf_vm_b_to_pu | pf_vm_c_to_pu | pf_va_a_from_degree | pf_va_b_from_degree | pf_va_c_from_degree | pf_va_a_to_degree | pf_va_b_to_degree | pf_va_c_to_degree
Line0_1_2 | 0.02894 | 1.9355e-06 | 1.9355e-06 | 0.02894 | 1.614e-06 | 1.614e-06 | 0.0066834 | 4.4698e-07 | 4.4698e-07 | 0.0066834 | 3.7274e-07 | 3.7274e-07 | 5.3598e-05 | 3.7406e-07 | -3.22e-07 | -4.0199e-05 | -3.161e-07 | 2.641e-07 | 5.5835e-05 | -5.8089e-07 | -6.1239e-07 | -4.1876e-05 | 4.8147e-07 | 5.1277e-07 | -45.0899 | -92.591 | -92.591 | 134.9105 | 86.912 | 86.912 | 0.011581 | 1.5457 | 1.5479 | 0.0086854 | 1.5452 | 1.5474 | 1.0809 | -149.8122 | 149.6731 | 1.081 | -149.8017 | 149.662
Line10_11_12 | 1.9323e-06 | 1.9321e-06 | 1.9321e-06 | 1.611e-06 | 1.6108e-06 | 1.6108e-06 | 4.4625e-07 | 4.462e-07 | 4.462e-07 | 3.7204e-07 | 3.7199e-07 | 3.7199e-07 | -3.3263e-10 | 3.7352e-07 | -3.2132e-07 | 3.1494e-10 | -3.156e-07 | 2.6342e-07 | 5.157e-09 | -5.7981e-07 | -6.114e-07 | -4.2968e-09 | 4.8064e-07 | 5.1202e-07 | -92.6086 | -92.6023 | -92.6023 | 86.8902 | 86.8977 | 86.8977 | 0.01158 | 1.5457 | 1.5479 | 0.01158 | 1.5457 | 1.5479 | 1.0819 | -149.8122 | 149.6731 | 1.0823 | -149.8122 | 149.6731
Line11_12_13 | 1.6103e-06 | 1.6101e-06 | 1.6101e-06 | 1.2889e-06 | 1.2888e-06 | 1.2888e-06 | 3.7188e-07 | 3.7184e-07 | 3.7184e-07 | 2.9767e-07 | 2.9763e-07 | 2.9763e-07 | -2.7722e-10 | 3.1127e-07 | -2.6777e-07 | 2.5951e-10 | -2.5335e-07 | 2.0987e-07 | 4.2975e-09 | -4.8318e-07 | -5.095e-07 | -3.4372e-09 | 3.8401e-07 | 4.1013e-07 | -92.6086 | -92.6023 | -92.6023 | 86.765 | 86.7728 | 86.7728 | 0.01158 | 1.5457 | 1.5479 | 0.01158 | 1.5457 | 1.5479 | 1.0823 | -149.8122 | 149.6731 | 1.0826 | -149.8122 | 149.6731
Line12_13_15 | 0 | 0 | 0 | 0 | 0 | 0 | 0 | 0 | 0 | 0 | 0 | 0 | -1.6634e-10 | 1.8676e-07 | -1.6066e-07 | 1.4862e-10 | -1.2884e-07 | 1.0276e-07 | 2.5785e-09 | -2.8991e-07 | -3.057e-07 | -1.7183e-09 | 1.9074e-07 | 2.0633e-07 | 0 | 0 | 0 | 0 | 0 | 0 | 0.01158 | 1.5457 | 1.5479 | 0.01158 | 1.5457 | 1.5479 | 1.0826 | -149.8122 | 149.6731 | 1.0828 | -149.8122 | 149.6731
Line13_13_14 | 0 | 0 | 0 | 0 | 0 | 0 | 0 | 0 | 0 | 0 | 0 | 0 | -5.5448e-11 | 6.2254e-08 | -5.3554e-08 | 3.7716e-11 | -4.3349e-09 | -4.3473e-09 | 8.5949e-10 | -9.6636e-08 | -1.019e-07 | 7.2203e-13 | -2.536e-09 | 2.5288e-09 | 0 | 0 | 0 | 0 | 0 | 0 | 0.01158 | 1.5457 | 1.5479 | 0.01158 | 1.5457 | 1.5479 | 1.0826 | -149.8122 | 149.6731 | 1.0826 | -149.8122 | 149.6731
Line14_15_16 | 0 | 0 | 0 | 0 | 0 | 0 | 0 | 0 | 0 | 0 | 0 | 0 | -1.109e-10 | 1.2451e-07 | -1.0711e-07 | 9.3168e-11 | -6.6589e-08 | 4.9207e-08 | 1.719e-09 | -1.9327e-07 | -2.038e-07 | -8.5876e-10 | 9.41e-08 | 1.0443e-07 | 0 | 0 | 0 | 0 | 0 | 0 | 0.01158 | 1.5457 | 1.5479 | 0.01158 | 1.5457 | 1.5479 | 1.0828 | -149.8122 | 149.6731 | 1.0829 | -149.8122 | 149.6731
Line15_16_17 | 0 | 0 | 0 | 0 | 0 | 0 | 0 | 0 | 0 | 0 | 0 | 0 | -5.5452e-11 | 6.2254e-08 | -5.3554e-08 | 3.7716e-11 | -4.3349e-09 | -4.3473e-09 | 8.5949e-10 | -9.6636e-08 | -1.019e-07 | 7.2223e-13 | -2.536e-09 | 2.5288e-09 | 0 | 0 | 0 | 0 | 0 | 0 | 0.01158 | 1.5457 | 1.5479 | 0.01158 | 1.5457 | 1.5479 | 1.0829 | -149.8122 | 149.6731 | 1.0829 | -149.8122 | 149.6731
Line16_4_18 | 0 | 0 | 0 | 0 | 0 | 0 | 0 | 0 | 0 | 0 | 0 | 0 | -5.5425e-11 | 6.2254e-08 | -5.3554e-08 | 3.7717e-11 | -4.3349e-09 | -4.3473e-09 | 8.5951e-10 | -9.6636e-08 | -1.019e-07 | 7.21e-13 | -2.536e-09 | 2.5288e-09 | 0 | 0 | 0 | 0 | 0 | 0 | 0.01158 | 1.5457 | 1.5479 | 0.01158 | 1.5457 | 1.5479 | 1.081 | -149.8122 | 149.6731 | 1.081 | -149.8122 | 149.6731
Line17_5_19 | 0 | 0 | 0 | 0 | 0 | 0 | 0 | 0 | 0 | 0 | 0 | 0 | -5.5425e-11 | 6.2254e-08 | -5.3554e-08 | 3.7717e-11 | -4.3349e-09 | -4.3473e-09 | 8.5951e-10 | -9.6636e-08 | -1.019e-07 | 7.21e-13 | -2.536e-09 | 2.5288e-09 | 0 | 0 | 0 | 0 | 0 | 0 | 0.01158 | 1.5457 | 1.5479 | 0.01158 | 1.5457 | 1.5479 | 1.081 | -149.8122 | 149.6731 | 1.081 | -149.8122 | 149.6731
Line1_1_3 | 2.5764e-06 | 2.5762e-06 | 2.5762e-06 | 2.2551e-06 | 2.2548e-06 | 2.2548e-06 | 5.95e-07 | 5.9494e-07 | 5.9494e-07 | 5.2078e-07 | 5.2072e-07 | 5.2072e-07 | -4.4339e-10 | 4.9803e-07 | -4.2843e-07 | 4.2574e-10 | -4.4011e-07 | 3.7053e-07 | 6.8761e-09 | -7.7309e-07 | -8.1519e-07 | -6.0158e-09 | 6.7391e-07 | 7.1582e-07 | -92.6086 | -92.6023 | -92.6023 | 87.0334 | 87.0405 | 87.0405 | 0.011581 | 1.5457 | 1.5479 | 0.01158 | 1.5457 | 1.5479 | 1.0809 | -149.8122 | 149.6731 | 1.0814 | -149.8122 | 149.6731
Line2_1_4 | 0 | 0 | 0 | 0 | 0 | 0 | 0 | 0 | 0 | 0 | 0 | 0 | -1.1085e-10 | 1.2451e-07 | -1.0711e-07 | 9.3143e-11 | -6.6589e-08 | 4.9207e-08 | 1.719e-09 | -1.9327e-07 | -2.038e-07 | -8.5879e-10 | 9.41e-08 | 1.0443e-07 | 0 | 0 | 0 | 0 | 0 | 0 | 0.011581 | 1.5457 | 1.5479 | 0.01158 | 1.5457 | 1.5479 | 1.0809 | -149.8122 | 149.6731 | 1.081 | -149.8122 | 149.6731
Line3_1_5 | 0 | 0 | 0 | 0 | 0 | 0 | 0 | 0 | 0 | 0 | 0 | 0 | -1.1085e-10 | 1.2451e-07 | -1.0711e-07 | 9.3143e-11 | -6.6589e-08 | 4.9207e-08 | 1.719e-09 | -1.9327e-07 | -2.038e-07 | -8.5879e-10 | 9.41e-08 | 1.0443e-07 | 0 | 0 | 0 | 0 | 0 | 0 | 0.011581 | 1.5457 | 1.5479 | 0.01158 | 1.5457 | 1.5479 | 1.0809 | -149.8122 | 149.6731 | 1.081 | -149.8122 | 149.6731
Line4_2_6 | 0.02894 | 1.6133e-06 | 1.6133e-06 | 0.02894 | 1.2917e-06 | 1.2917e-06 | 0.0066834 | 3.7259e-07 | 3.7259e-07 | 0.0066833 | 2.983e-07 | 2.983e-07 | 4.0199e-05 | 3.1177e-07 | -2.6844e-07 | -2.6799e-05 | -2.5379e-07 | 2.1049e-07 | 4.1876e-05 | -4.8401e-07 | -5.1024e-07 | -2.7917e-05 | 3.8461e-07 | 4.1065e-07 | -45.0895 | -92.5893 | -92.5893 | 134.911 | 86.7895 | 86.7895 | 0.0086854 | 1.5452 | 1.5474 | 0.0057902 | 1.5447 | 1.5469 | 1.081 | -149.8017 | 149.662 | 1.0812 | -149.7913 | 149.6508
Line5_6_7 | 0.02894 | 1.291e-06 | 1.291e-06 | 0.028939 | 0 | 0 | 0.0066833 | 2.9815e-07 | 2.9815e-07 | 0.0066833 | 0 | 0 | 2.6799e-05 | 2.4946e-07 | -2.1483e-07 | -1.3399e-05 | -1.9144e-07 | 1.5684e-07 | 2.7917e-05 | -3.8714e-07 | -4.0812e-07 | -1.3958e-05 | 2.8776e-07 | 3.0855e-07 | -45.089 | -92.5878 | -92.5878 | 134.9115 | 0 | 0 | 0.0057902 | 1.5447 | 1.5469 | 0.0028951 | 1.5442 | 1.5464 | 1.0812 | -149.7913 | 149.6508 | 1.0813 | -149.7808 | 149.6396
Line6_7_8 | 0.028939 | 0 | 0 | 0.028939 | 0 | 0 | 0.0066833 | 0 | 0 | 0.0066832 | 0 | 0 | 1.3399e-05 | 1.8712e-07 | -1.6117e-07 | 3.4244e-15 | -1.2907e-07 | 1.0314e-07 | 1.3958e-05 | -2.9029e-07 | -3.0603e-07 | -4.3956e-15 | 1.9093e-07 | 2.0647e-07 | -45.0885 | 0 | 0 | 134.9119 | 0 | 0 | 0.0028951 | 1.5442 | 1.5464 | 0 | 1.5437 | 1.5459 | 1.0813 | -149.7808 | 149.6396 | 0 | -149.7704 | 149.6284
Line7_8_9 | 0 | 0 | 0 | 0 | 0 | 0 | 0 | 0 | 0 | 0 | 0 | 0 | -6.1978e-20 | 6.2377e-08 | -5.3733e-08 | -2.1029e-17 | -4.3159e-09 | -4.3286e-09 | 4.9171e-21 | -9.6732e-08 | -1.0198e-07 | 2.4235e-17 | -2.5294e-09 | 2.5221e-09 | 0 | 0 | 0 | 0 | 0 | 0 | 0 | 1.5437 | 1.5459 | 0 | 1.5437 | 1.5459 | 0 | -149.7704 | 149.6284 | 0 | -149.7704 | 149.6284
Line8_8_10 | 0 | 0 | 0 | 0 | 0 | 0 | 0 | 0 | 0 | 0 | 0 | 0 | -6.1978e-20 | 6.2377e-08 | -5.3733e-08 | -2.1029e-17 | -4.3159e-09 | -4.3286e-09 | 4.9171e-21 | -9.6732e-08 | -1.0198e-07 | 2.4235e-17 | -2.5294e-09 | 2.5221e-09 | 0 | 0 | 0 | 0 | 0 | 0 | 0 | 1.5437 | 1.5459 | 0 | 1.5437 | 1.5459 | 0 | -149.7704 | 149.6284 | 0 | -149.7704 | 149.6284
Line9_3_11 | 2.2544e-06 | 2.2541e-06 | 2.2541e-06 | 1.933e-06 | 1.9328e-06 | 1.9328e-06 | 5.2063e-07 | 5.2057e-07 | 5.2057e-07 | 4.4641e-07 | 4.4636e-07 | 4.4636e-07 | -3.8802e-10 | 4.3578e-07 | -3.7488e-07 | 3.7035e-10 | -3.7786e-07 | 3.1698e-07 | 6.0166e-09 | -6.7645e-07 | -7.1329e-07 | -5.1563e-09 | 5.7728e-07 | 6.1392e-07 | -92.6086 | -92.6023 | -92.6023 | 86.9737 | 86.981 | 86.981 | 0.01158 | 1.5457 | 1.5479 | 0.01158 | 1.5457 | 1.5479 | 1.0814 | -149.8122 | 149.6731 | 1.0819 | -149.8122 | 149.6731

## LG_min_fault_6
name | pf_ikss_a_from_ka | pf_ikss_b_from_ka | pf_ikss_c_from_ka | pf_ikss_a_to_ka | pf_ikss_b_to_ka | pf_ikss_c_to_ka | pf_skss_a_from_mw | pf_skss_b_from_mw | pf_skss_c_from_mw | pf_skss_a_to_mw | pf_skss_b_to_mw | pf_skss_c_to_mw | pf_p_a_from_mw | pf_p_b_from_mw | pf_p_c_from_mw | pf_p_a_to_mw | pf_p_b_to_mw | pf_p_c_to_mw | pf_q_a_from_mvar | pf_q_b_from_mvar | pf_q_c_from_mvar | pf_q_a_to_mvar | pf_q_b_to_mvar | pf_q_c_to_mvar | pf_ikss_a_from_degree | pf_ikss_b_from_degree | pf_ikss_c_from_degree | pf_ikss_a_to_degree | pf_ikss_b_to_degree | pf_ikss_c_to_degree | pf_vm_a_from_pu | pf_vm_b_from_pu | pf_vm_c_from_pu | pf_vm_a_to_pu | pf_vm_b_to_pu | pf_vm_c_to_pu | pf_va_a_from_degree | pf_va_b_from_degree | pf_va_c_from_degree | pf_va_a_to_degree | pf_va_b_to_degree | pf_va_c_to_degree
Line0_1_2 | 0.015393 | 1.0295e-06 | 1.0295e-06 | 0.015393 | 0 | 0 | 0.0035549 | 2.3775e-07 | 2.3775e-07 | 0.0035549 | 0 | 0 | 0.0011998 | 2.0522e-07 | -1.8559e-07 | -0.001196 | -1.7268e-07 | 1.5308e-07 | 0.0012005 | -2.1607e-07 | -2.3346e-07 | -0.0011966 | 1.7863e-07 | 1.9596e-07 | -45.0467 | -92.5478 | -92.5478 | 134.9537 | 0 | 0 | 0.47745 | 1.2534 | 1.2545 | 0.47591 | 1.2532 | 1.2542 | -0.028822 | -139.024 | 138.9688 | -0.032551 | -139.015 | 138.9594
Line10_11_12 | 1.0278e-06 | 1.0277e-06 | 1.0277e-06 | 0 | 0 | 0 | 2.3736e-07 | 2.3733e-07 | 2.3733e-07 | 0 | 0 | 0 | -5.0156e-09 | 2.049e-07 | -1.8523e-07 | 5.0069e-09 | -1.7239e-07 | 1.5272e-07 | 1.1322e-07 | -2.1566e-07 | -2.331e-07 | -9.4348e-08 | 1.7829e-07 | 1.9567e-07 | -92.5654 | -92.5591 | -92.5591 | 0 | 0 | 0 | 0.47745 | 1.2534 | 1.2545 | 0.47745 | 1.2534 | 1.2545 | -0.02881 | -139.024 | 138.9688 | -0.028805 | -139.024 | 138.9688
Line11_12_13 | 0 | 0 | 0 | 0 | 0 | 0 | 0 | 0 | 0 | 0 | 0 | 0 | -4.1796e-09 | 1.7075e-07 | -1.5436e-07 | 4.171e-09 | -1.3824e-07 | 1.2185e-07 | 9.4347e-08 | -1.7972e-07 | -1.9425e-07 | -7.5478e-08 | 1.4235e-07 | 1.5682e-07 | 0 | 0 | 0 | 0 | 0 | 0 | 0.47745 | 1.2534 | 1.2545 | 0.47745 | 1.2534 | 1.2545 | -0.028805 | -139.024 | 138.9688 | -0.028801 | -139.024 | 138.9688
Line12_13_15 | 0 | 0 | 0 | 0 | 0 | 0 | 0 | 0 | 0 | 0 | 0 | 0 | -2.5078e-09 | 1.0245e-07 | -9.2614e-08 | 2.4991e-09 | -6.9934e-08 | 6.0105e-08 | 5.6608e-08 | -1.0783e-07 | -1.1655e-07 | -3.774e-08 | 7.0463e-08 | 7.9119e-08 | 0 | 0 | 0 | 0 | 0 | 0 | 0.47745 | 1.2534 | 1.2545 | 0.47745 | 1.2534 | 1.2545 | -0.028801 | -139.024 | 138.9688 | -0.028799 | -139.024 | 138.9688
Line13_13_14 | 0 | 0 | 0 | 0 | 0 | 0 | 0 | 0 | 0 | 0 | 0 | 0 | -8.3593e-10 | 3.4151e-08 | -3.0871e-08 | 8.2727e-10 | -1.633e-09 | -1.6378e-09 | 1.8869e-08 | -3.5943e-08 | -3.8849e-08 | -8.3599e-13 | -1.4232e-09 | 1.4204e-09 | 0 | 0 | 0 | 0 | 0 | 0 | 0.47745 | 1.2534 | 1.2545 | 0.47745 | 1.2534 | 1.2545 | -0.028801 | -139.024 | 138.9688 | -0.0288 | -139.024 | 138.9688
Line14_15_16 | 0 | 0 | 0 | 0 | 0 | 0 | 0 | 0 | 0 | 0 | 0 | 0 | -1.6719e-09 | 6.8302e-08 | -6.1743e-08 | 1.6632e-09 | -3.5784e-08 | 2.9234e-08 | 3.7739e-08 | -7.1887e-08 | -7.7699e-08 | -1.887e-08 | 3.452e-08 | 4.027e-08 | 0 | 0 | 0 | 0 | 0 | 0 | 0.47745 | 1.2534 | 1.2545 | 0.47745 | 1.2534 | 1.2545 | -0.028799 | -139.024 | 138.9688 | -0.028797 | -139.024 | 138.9688
Line15_16_17 | 0 | 0 | 0 | 0 | 0 | 0 | 0 | 0 | 0 | 0 | 0 | 0 | -8.3593e-10 | 3.4151e-08 | -3.0871e-08 | 8.2727e-10 | -1.633e-09 | -1.6378e-09 | 1.8869e-08 | -3.5943e-08 | -3.8849e-08 | -8.3608e-13 | -1.4232e-09 | 1.4204e-09 | 0 | 0 | 0 | 0 | 0 | 0 | 0.47745 | 1.2534 | 1.2545 | 0.47745 | 1.2534 | 1.2545 | -0.028797 | -139.024 | 138.9688 | -0.028797 | -139.024 | 138.9688
Line16_4_18 | 0 | 0 | 0 | 0 | 0 | 0 | 0 | 0 | 0 | 0 | 0 | 0 | -8.3592e-10 | 3.4151e-08 | -3.0871e-08 | 8.2727e-10 | -1.633e-09 | -1.6378e-09 | 1.8869e-08 | -3.5943e-08 | -3.8849e-08 | -8.3666e-13 | -1.4232e-09 | 1.4204e-09 | 0 | 0 | 0 | 0 | 0 | 0 | 0.47745 | 1.2534 | 1.2545 | 0.47745 | 1.2534 | 1.2545 | -0.028821 | -139.024 | 138.9688 | -0.02882 | -139.024 | 138.9688
Line17_5_19 | 0 | 0 | 0 | 0 | 0 | 0 | 0 | 0 | 0 | 0 | 0 | 0 | -8.3592e-10 | 3.4151e-08 | -3.0871e-08 | 8.2727e-10 | -1.633e-09 | -1.6378e-09 | 1.8869e-08 | -3.5943e-08 | -3.8849e-08 | -8.3666e-13 | -1.4232e-09 | 1.4204e-09 | 0 | 0 | 0 | 0 | 0 | 0 | 0.47745 | 1.2534 | 1.2545 | 0.47745 | 1.2534 | 1.2545 | -0.028821 | -139.024 | 138.9688 | -0.02882 | -139.024 | 138.9688
Line1_1_3 | 1.3704e-06 | 1.3703e-06 | 1.3703e-06 | 1.1995e-06 | 1.1993e-06 | 1.1993e-06 | 3.1648e-07 | 3.1645e-07 | 3.1645e-07 | 2.77e-07 | 2.7697e-07 | 2.7697e-07 | -6.6874e-09 | 2.7321e-07 | -2.4697e-07 | 6.6787e-09 | -2.4069e-07 | 2.1446e-07 | 1.5096e-07 | -2.8755e-07 | -3.108e-07 | -1.3209e-07 | 2.5018e-07 | 2.7337e-07 | -92.5654 | -92.5591 | -92.5591 | 87.0766 | 87.0837 | 87.0837 | 0.47745 | 1.2534 | 1.2545 | 0.47745 | 1.2534 | 1.2545 | -0.028822 | -139.024 | 138.9688 | -0.028816 | -139.024 | 138.9688
Line2_1_4 | 0 | 0 | 0 | 0 | 0 | 0 | 0 | 0 | 0 | 0 | 0 | 0 | -1.6718e-09 | 6.8301e-08 | -6.1743e-08 | 1.6632e-09 | -3.5784e-08 | 2.9234e-08 | 3.7739e-08 | -7.1887e-08 | -7.7699e-08 | -1.887e-08 | 3.452e-08 | 4.027e-08 | 0 | 0 | 0 | 0 | 0 | 0 | 0.47745 | 1.2534 | 1.2545 | 0.47745 | 1.2534 | 1.2545 | -0.028822 | -139.024 | 138.9688 | -0.028821 | -139.024 | 138.9688
Line3_1_5 | 0 | 0 | 0 | 0 | 0 | 0 | 0 | 0 | 0 | 0 | 0 | 0 | -1.6718e-09 | 6.8301e-08 | -6.1743e-08 | 1.6632e-09 | -3.5784e-08 | 2.9234e-08 | 3.7739e-08 | -7.1887e-08 | -7.7699e-08 | -1.887e-08 | 3.452e-08 | 4.027e-08 | 0 | 0 | 0 | 0 | 0 | 0 | 0.47745 | 1.2534 | 1.2545 | 0.47745 | 1.2534 | 1.2545 | -0.028822 | -139.024 | 138.9688 | -0.028821 | -139.024 | 138.9688
Line4_2_6 | 0.015393 | 0 | 0 | 0.015393 | 0 | 0 | 0.0035549 | 0 | 0 | 0.0035548 | 0 | 0 | 0.001196 | 1.7105e-07 | -1.5472e-07 | -0.0011922 | -1.385e-07 | 1.2218e-07 | 0.0011966 | -1.8006e-07 | -1.9454e-07 | -0.0011926 | 1.4262e-07 | 1.5704e-07 | -45.0462 | 0 | 0 | 134.9542 | 0 | 0 | 0.47591 | 1.2532 | 1.2542 | 0.47437 | 1.253 | 1.254 | -0.032551 | -139.015 | 138.9594 | -0.036305 | -139.006 | 138.9499
Line5_6_7 | 0.015393 | 0 | 0 | 0.015393 | 0 | 0 | 0.0035548 | 0 | 0 | 0.0035548 | 0 | 0 | 0.0011922 | 1.3687e-07 | -1.2381e-07 | -0.0011884 | -1.043e-07 | 9.125e-08 | 0.0011926 | -1.4404e-07 | -1.5562e-07 | -0.0011886 | 1.066e-07 | 1.1812e-07 | -45.0458 | 0 | 0 | 134.9547 | 0 | 0 | 0.47437 | 1.253 | 1.254 | 0.47283 | 1.2527 | 1.2538 | -0.036305 | -139.006 | 138.9499 | -0.040085 | -138.9969 | 138.9405
Line6_7_8 | 0.015393 | 0 | 0 | 0.015393 | 0 | 0 | 0.0035548 | 0 | 0 | 0.0035548 | 0 | 0 | 0.0011884 | 1.0267e-07 | -9.2883e-08 | -0.0011846 | -7.0079e-08 | 6.03e-08 | 0.0011886 | -1.0802e-07 | -1.167e-07 | -0.0011847 | 7.0575e-08 | 7.9202e-08 | -45.0453 | 0 | 0 | 134.9551 | 0 | 0 | 0.47283 | 1.2527 | 1.2538 | 0.47129 | 1.2525 | 1.2536 | -0.040085 | -138.9969 | 138.9405 | -0.04389 | -138.9879 | 138.931
Line7_8_9 | 0 | 0 | 0 | 0 | 0 | 0 | 0 | 0 | 0 | 0 | 0 | 0 | -8.2989e-10 | 3.4226e-08 | -3.0966e-08 | 8.2724e-10 | -1.6265e-09 | -1.6315e-09 | 1.8675e-08 | -3.5997e-08 | -3.8893e-08 | -1.2575e-12 | -1.4195e-09 | 1.4166e-09 | 0 | 0 | 0 | 0 | 0 | 0 | 0.47129 | 1.2525 | 1.2536 | 0.47129 | 1.2525 | 1.2536 | -0.04389 | -138.9879 | 138.931 | -0.043889 | -138.9879 | 138.931
Line8_8_10 | 0 | 0 | 0 | 0 | 0 | 0 | 0 | 0 | 0 | 0 | 0 | 0 | -8.2989e-10 | 3.4226e-08 | -3.0966e-08 | 8.2724e-10 | -1.6265e-09 | -1.6315e-09 | 1.8675e-08 | -3.5997e-08 | -3.8893e-08 | -1.2575e-12 | -1.4195e-09 | 1.4166e-09 | 0 | 0 | 0 | 0 | 0 | 0 | 0.47129 | 1.2525 | 1.2536 | 0.47129 | 1.2525 | 1.2536 | -0.04389 | -138.9879 | 138.931 | -0.043889 | -138.9879 | 138.931
Line9_3_11 | 1.1991e-06 | 1.199e-06 | 1.199e-06 | 1.0282e-06 | 1.028e-06 | 1.028e-06 | 2.7692e-07 | 2.7689e-07 | 2.7689e-07 | 2.3744e-07 | 2.3742e-07 | 2.3742e-07 | -5.8515e-09 | 2.3906e-07 | -2.161e-07 | 5.8428e-09 | -2.0654e-07 | 1.8359e-07 | 1.3209e-07 | -2.516e-07 | -2.7195e-07 | -1.1322e-07 | 2.1424e-07 | 2.3452e-07 | -92.5654 | -92.5591 | -92.5591 | 87.0169 | 87.0242 | 87.0242 | 0.47745 | 1.2534 | 1.2545 | 0.47745 | 1.2534 | 1.2545 | -0.028816 | -139.024 | 138.9688 | -0.02881 | -139.024 | 138.9688

## LG_min_fault_10
name | pf_ikss_a_from_ka | pf_ikss_b_from_ka | pf_ikss_c_from_ka | pf_ikss_a_to_ka | pf_ikss_b_to_ka | pf_ikss_c_to_ka | pf_skss_a_from_mw | pf_skss_b_from_mw | pf_skss_c_from_mw | pf_skss_a_to_mw | pf_skss_b_to_mw | pf_skss_c_to_mw | pf_p_a_from_mw | pf_p_b_from_mw | pf_p_c_from_mw | pf_p_a_to_mw | pf_p_b_to_mw | pf_p_c_to_mw | pf_q_a_from_mvar | pf_q_b_from_mvar | pf_q_c_from_mvar | pf_q_a_to_mvar | pf_q_b_to_mvar | pf_q_c_to_mvar | pf_ikss_a_from_degree | pf_ikss_b_from_degree | pf_ikss_c_from_degree | pf_ikss_a_to_degree | pf_ikss_b_to_degree | pf_ikss_c_to_degree | pf_vm_a_from_pu | pf_vm_b_from_pu | pf_vm_c_from_pu | pf_vm_a_to_pu | pf_vm_b_to_pu | pf_vm_c_to_pu | pf_va_a_from_degree | pf_va_b_from_degree | pf_va_c_from_degree | pf_va_a_to_degree | pf_va_b_to_degree | pf_va_c_to_degree
Line0_1_2 | 0.014583 | 0 | 0 | 0.014583 | 0 | 0 | 0.0033678 | 0 | 0 | 0.0033678 | 0 | 0 | 0.0010768 | 1.8418e-07 | -1.6657e-07 | -0.0010734 | -1.5499e-07 | 1.3739e-07 | 0.0010775 | -1.9393e-07 | -2.0953e-07 | -0.0010739 | 1.6032e-07 | 1.7588e-07 | -45.0467 | 0 | 0 | 134.9537 | 0 | 0 | 0.45232 | 1.1875 | 1.1884 | 0.45086 | 1.1872 | 1.1882 | -0.028822 | -139.024 | 138.9688 | -0.032551 | -139.015 | 138.9594
Line10_11_12 | 0 | 0 | 0 | 0 | 0 | 0 | 0 | 0 | 0 | 0 | 0 | 0 | -4.5015e-09 | 1.839e-07 | -1.6624e-07 | 4.4937e-09 | -1.5472e-07 | 1.3707e-07 | 1.0161e-07 | -1.9356e-07 | -2.0921e-07 | -8.4678e-08 | 1.6002e-07 | 1.7561e-07 | 0 | 0 | 0 | 0 | 0 | 0 | 0.45232 | 1.1875 | 1.1884 | 0.45232 | 1.1875 | 1.1884 | -0.02881 | -139.024 | 138.9688 | -0.028805 | -139.024 | 138.9688
Line11_12_13 | 0 | 0 | 0 | 0 | 0 | 0 | 0 | 0 | 0 | 0 | 0 | 0 | -3.7513e-09 | 1.5325e-07 | -1.3854e-07 | 3.7435e-09 | -1.2407e-07 | 1.0936e-07 | 8.4677e-08 | -1.613e-07 | -1.7434e-07 | -6.7742e-08 | 1.2776e-07 | 1.4075e-07 | 0 | 0 | 0 | 0 | 0 | 0 | 0.45232 | 1.1875 | 1.1884 | 0.45232 | 1.1875 | 1.1884 | -0.028805 | -139.024 | 138.9688 | -0.028801 | -139.024 | 138.9688
Line12_13_15 | 0 | 0 | 0 | 0 | 0 | 0 | 0 | 0 | 0 | 0 | 0 | 0 | -2.2508e-09 | 9.1952e-08 | -8.3122e-08 | 2.243e-09 | -6.2767e-08 | 5.3945e-08 | 5.0806e-08 | -9.6778e-08 | -1.046e-07 | -3.3872e-08 | 6.3241e-08 | 7.101e-08 | 0 | 0 | 0 | 0 | 0 | 0 | 0.45232 | 1.1875 | 1.1884 | 0.45232 | 1.1875 | 1.1884 | -0.028801 | -139.024 | 138.9688 | -0.028799 | -139.024 | 138.9688
Line13_13_14 | 0 | 0 | 0 | 0 | 0 | 0 | 0 | 0 | 0 | 0 | 0 | 0 | -7.5025e-10 | 3.0651e-08 | -2.7707e-08 | 7.4248e-10 | -1.4656e-09 | -1.4699e-09 | 1.6935e-08 | -3.2259e-08 | -3.4868e-08 | -7.5042e-13 | -1.2773e-09 | 1.2748e-09 | 0 | 0 | 0 | 0 | 0 | 0 | 0.45232 | 1.1875 | 1.1884 | 0.45232 | 1.1875 | 1.1884 | -0.028801 | -139.024 | 138.9688 | -0.0288 | -139.024 | 138.9688
Line14_15_16 | 0 | 0 | 0 | 0 | 0 | 0 | 0 | 0 | 0 | 0 | 0 | 0 | -1.5005e-09 | 6.1301e-08 | -5.5414e-08 | 1.4927e-09 | -3.2116e-08 | 2.6237e-08 | 3.3871e-08 | -6.4519e-08 | -6.9735e-08 | -1.6936e-08 | 3.0982e-08 | 3.6142e-08 | 0 | 0 | 0 | 0 | 0 | 0 | 0.45232 | 1.1875 | 1.1884 | 0.45232 | 1.1875 | 1.1884 | -0.028799 | -139.024 | 138.9688 | -0.028797 | -139.024 | 138.9688
Line15_16_17 | 0 | 0 | 0 | 0 | 0 | 0 | 0 | 0 | 0 | 0 | 0 | 0 | -7.5025e-10 | 3.0651e-08 | -2.7707e-08 | 7.4248e-10 | -1.4656e-09 | -1.4699e-09 | 1.6935e-08 | -3.2259e-08 | -3.4868e-08 | -7.5024e-13 | -1.2773e-09 | 1.2748e-09 | 0 | 0 | 0 | 0 | 0 | 0 | 0.45232 | 1.1875 | 1.1884 | 0.45232 | 1.1875 | 1.1884 | -0.028797 | -139.024 | 138.9688 | -0.028797 | -139.024 | 138.9688
Line16_4_18 | 0 | 0 | 0 | 0 | 0 | 0 | 0 | 0 | 0 | 0 | 0 | 0 | -7.5024e-10 | 3.0651e-08 | -2.7707e-08 | 7.4248e-10 | -1.4656e-09 | -1.4699e-09 | 1.6935e-08 | -3.2259e-08 | -3.4868e-08 | -7.509e-13 | -1.2773e-09 | 1.2748e-09 | 0 | 0 | 0 | 0 | 0 | 0 | 0.45232 | 1.1875 | 1.1884 | 0.45232 | 1.1875 | 1.1884 | -0.028821 | -139.024 | 138.9688 | -0.02882 | -139.024 | 138.9688
Line17_5_19 | 0 | 0 | 0 | 0 | 0 | 0 | 0 | 0 | 0 | 0 | 0 | 0 | -7.5024e-10 | 3.0651e-08 | -2.7707e-08 | 7.4248e-10 | -1.4656e-09 | -1.4699e-09 | 1.6935e-08 | -3.2259e-08 | -3.4868e-08 | -7.509e-13 | -1.2773e-09 | 1.2748e-09 | 0 | 0 | 0 | 0 | 0 | 0 | 0.45232 | 1.1875 | 1.1884 | 0.45232 | 1.1875 | 1.1884 | -0.028821 | -139.024 | 138.9688 | -0.02882 | -139.024 | 138.9688
Line1_1_3 | 1.2983e-06 | 1.2981e-06 | 1.2981e-06 | 1.1363e-06 | 1.1362e-06 | 1.1362e-06 | 2.9982e-07 | 2.9979e-07 | 2.9979e-07 | 2.6242e-07 | 2.6239e-07 | 2.6239e-07 | -6.002e-09 | 2.452e-07 | -2.2166e-07 | 5.9942e-09 | -2.1602e-07 | 1.9248e-07 | 1.3548e-07 | -2.5807e-07 | -2.7894e-07 | -1.1855e-07 | 2.2454e-07 | 2.4535e-07 | -92.5654 | -92.5591 | -92.5591 | 87.0766 | 87.0837 | 87.0837 | 0.45232 | 1.1875 | 1.1884 | 0.45232 | 1.1875 | 1.1884 | -0.028822 | -139.024 | 138.9688 | -0.028816 | -139.024 | 138.9688
Line2_1_4 | 0 | 0 | 0 | 0 | 0 | 0 | 0 | 0 | 0 | 0 | 0 | 0 | -1.5005e-09 | 6.1301e-08 | -5.5414e-08 | 1.4927e-09 | -3.2116e-08 | 2.6237e-08 | 3.3871e-08 | -6.4519e-08 | -6.9735e-08 | -1.6936e-08 | 3.0982e-08 | 3.6142e-08 | 0 | 0 | 0 | 0 | 0 | 0 | 0.45232 | 1.1875 | 1.1884 | 0.45232 | 1.1875 | 1.1884 | -0.028822 | -139.024 | 138.9688 | -0.028821 | -139.024 | 138.9688
Line3_1_5 | 0 | 0 | 0 | 0 | 0 | 0 | 0 | 0 | 0 | 0 | 0 | 0 | -1.5005e-09 | 6.1301e-08 | -5.5414e-08 | 1.4927e-09 | -3.2116e-08 | 2.6237e-08 | 3.3871e-08 | -6.4519e-08 | -6.9735e-08 | -1.6936e-08 | 3.0982e-08 | 3.6142e-08 | 0 | 0 | 0 | 0 | 0 | 0 | 0.45232 | 1.1875 | 1.1884 | 0.45232 | 1.1875 | 1.1884 | -0.028822 | -139.024 | 138.9688 | -0.028821 | -139.024 | 138.9688
Line4_2_6 | 0.014583 | 0 | 0 | 0.014583 | 0 | 0 | 0.0033678 | 0 | 0 | 0.0033677 | 0 | 0 | 0.0010734 | 1.5352e-07 | -1.3886e-07 | -0.00107 | -1.243e-07 | 1.0965e-07 | 0.0010739 | -1.616e-07 | -1.746e-07 | -0.0010704 | 1.28e-07 | 1.4094e-07 | -45.0462 | 0 | 0 | 134.9542 | 0 | 0 | 0.45086 | 1.1872 | 1.1882 | 0.44941 | 1.187 | 1.188 | -0.032551 | -139.015 | 138.9594 | -0.036305 | -139.006 | 138.9499
Line5_6_7 | 0.014583 | 0 | 0 | 0.014583 | 0 | 0 | 0.0033677 | 0 | 0 | 0.0033677 | 0 | 0 | 0.00107 | 1.2284e-07 | -1.1112e-07 | -0.0010666 | -9.3609e-08 | 8.1898e-08 | 0.0010704 | -1.2927e-07 | -1.3967e-07 | -0.0010668 | 9.5671e-08 | 1.0601e-07 | -45.0458 | 0 | 0 | 134.9547 | 0 | 0 | 0.44941 | 1.187 | 1.188 | 0.44795 | 1.1868 | 1.1878 | -0.036305 | -139.006 | 138.9499 | -0.040085 | -138.9969 | 138.9405
Line6_7_8 | 0.014583 | 0 | 0 | 0.014582 | 0 | 0 | 0.0033677 | 0 | 0 | 0.0033677 | 0 | 0 | 0.0010666 | 9.2147e-08 | -8.3364e-08 | -0.0010632 | -6.2896e-08 | 5.4119e-08 | 0.0010668 | -9.6946e-08 | -1.0474e-07 | -0.0010632 | 6.3342e-08 | 7.1085e-08 | -45.0453 | 0 | 0 | 134.9551 | 0 | 0 | 0.44795 | 1.1868 | 1.1878 | 0.44649 | 1.1866 | 1.1876 | -0.040085 | -138.9969 | 138.9405 | -0.04389 | -138.9879 | 138.931
Line7_8_9 | 0 | 0 | 0 | 0 | 0 | 0 | 0 | 0 | 0 | 0 | 0 | 0 | -7.4483e-10 | 3.0718e-08 | -2.7792e-08 | 7.4245e-10 | -1.4598e-09 | -1.4643e-09 | 1.6761e-08 | -3.2308e-08 | -3.4907e-08 | -1.1287e-12 | -1.274e-09 | 1.2714e-09 | 0 | 0 | 0 | 0 | 0 | 0 | 0.44649 | 1.1866 | 1.1876 | 0.44649 | 1.1866 | 1.1876 | -0.04389 | -138.9879 | 138.931 | -0.043889 | -138.9879 | 138.931
Line8_8_10 | 0 | 0 | 0 | 0 | 0 | 0 | 0 | 0 | 0 | 0 | 0 | 0 | -7.4483e-10 | 3.0718e-08 | -2.7792e-08 | 7.4245e-10 | -1.4598e-09 | -1.4643e-09 | 1.6761e-08 | -3.2308e-08 | -3.4907e-08 | -1.1288e-12 | -1.274e-09 | 1.2714e-09 | 0 | 0 | 0 | 0 | 0 | 0 | 0.44649 | 1.1866 | 1.1876 | 0.44649 | 1.1866 | 1.1876 | -0.04389 | -138.9879 | 138.931 | -0.043889 | -138.9879 | 138.931
Line9_3_11 | 1.136e-06 | 1.1359e-06 | 1.1359e-06 | 0 | 0 | 0 | 2.6234e-07 | 2.6232e-07 | 2.6232e-07 | 0 | 0 | 0 | -5.2517e-09 | 2.1455e-07 | -1.9395e-07 | 5.244e-09 | -1.8537e-07 | 1.6477e-07 | 1.1855e-07 | -2.2582e-07 | -2.4407e-07 | -1.0161e-07 | 1.9228e-07 | 2.1048e-07 | -92.5654 | -92.5591 | -92.5591 | 0 | 0 | 0 | 0.45232 | 1.1875 | 1.1884 | 0.45232 | 1.1875 | 1.1884 | -0.028816 | -139.024 | 138.9688 | -0.02881 | -139.024 | 138.9688

## LLG_max_6
name | pf_ikss_a_from_ka | pf_ikss_b_from_ka | pf_ikss_c_from_ka | pf_ikss_a_to_ka | pf_ikss_b_to_ka | pf_ikss_c_to_ka | pf_skss_a_from_mw | pf_skss_b_from_mw | pf_skss_c_from_mw | pf_skss_a_to_mw | pf_skss_b_to_mw | pf_skss_c_to_mw | pf_p_a_from_mw | pf_p_b_from_mw | pf_p_c_from_mw | pf_p_a_to_mw | pf_p_b_to_mw | pf_p_c_to_mw | pf_q_a_from_mvar | pf_q_b_from_mvar | pf_q_c_from_mvar | pf_q_a_to_mvar | pf_q_b_to_mvar | pf_q_c_to_mvar | pf_ikss_a_from_degree | pf_ikss_b_from_degree | pf_ikss_c_from_degree | pf_ikss_a_to_degree | pf_ikss_b_to_degree | pf_ikss_c_to_degree | pf_vm_a_from_pu | pf_vm_b_from_pu | pf_vm_c_from_pu | pf_vm_a_to_pu | pf_vm_b_to_pu | pf_vm_c_to_pu | pf_va_a_from_degree | pf_va_b_from_degree | pf_va_c_from_degree | pf_va_a_to_degree | pf_va_b_to_degree | pf_va_c_to_degree
Line0_1_2 | 1.1402e-06 | 1.8884 | 1.8818 | 0 | 1.8884 | 1.8818 | 2.6331e-07 | 0.4361 | 0.43457 | 0 | 0.4361 | 0.43457 | 1.822e-08 | 0.14216 | 0.14212 | -1.8143e-08 | -0.10662 | -0.10659 | -4.136e-07 | 0.2853 | 0.28325 | 3.4468e-07 | -0.21398 | -0.21244 | 87.4321 | -158.1214 | 22.3565 | 0 | 21.8786 | -157.6435 | 1.5723 | 0.73093 | 0.72922 | 1.572 | 0.5482 | 0.54692 | -0.045456 | -94.607 | 85.7116 | -0.048623 | -94.607 | 85.7116
Line10_11_12 | 1.1387e-06 | 1.1558e-06 | 1.1218e-06 | 0 | 0 | 0 | 2.6298e-07 | 2.6692e-07 | 2.5906e-07 | 0 | 0 | 0 | 1.8431e-08 | -1.9494e-07 | 1.8886e-07 | -1.837e-08 | 1.6304e-07 | -1.5701e-07 | -4.1305e-07 | 7.8629e-09 | -4.5159e-09 | 3.4421e-07 | -5.3456e-09 | 2.1817e-09 | 87.3997 | 87.7027 | 87.0813 | 0 | 0 | 0 | 1.5723 | 0.73093 | 0.72922 | 1.5723 | 0.73093 | 0.72922 | -0.045458 | -94.607 | 85.7116 | -0.045459 | -94.607 | 85.7116
Line11_12_13 | 0 | 0 | 0 | 0 | 0 | 0 | 0 | 0 | 0 | 0 | 0 | 0 | 1.5359e-08 | -1.6245e-07 | 1.5738e-07 | -1.5298e-08 | 1.3055e-07 | -1.2554e-07 | -3.4421e-07 | 6.5524e-09 | -3.7633e-09 | 2.7536e-07 | -4.0351e-09 | 1.429e-09 | 0 | 0 | 0 | 0 | 0 | 0 | 1.5723 | 0.73093 | 0.72922 | 1.5723 | 0.73093 | 0.72922 | -0.045459 | -94.607 | 85.7116 | -0.04546 | -94.607 | 85.7116
Line12_13_15 | 0 | 0 | 0 | 0 | 0 | 0 | 0 | 0 | 0 | 0 | 0 | 0 | 9.2153e-09 | -9.7472e-08 | 9.443e-08 | -9.1543e-09 | 6.5565e-08 | -6.2584e-08 | -2.0653e-07 | 3.9314e-09 | -2.258e-09 | 1.3768e-07 | -1.4142e-09 | -7.632e-11 | 0 | 0 | 0 | 0 | 0 | 0 | 1.5723 | 0.73093 | 0.72922 | 1.5723 | 0.73093 | 0.72922 | -0.04546 | -94.607 | 85.7116 | -0.04546 | -94.607 | 85.7116
Line13_13_14 | 0 | 0 | 0 | 0 | 0 | 0 | 0 | 0 | 0 | 0 | 0 | 0 | 3.0718e-09 | -3.2491e-08 | 3.1477e-08 | -3.0108e-09 | 5.8326e-10 | 3.6978e-10 | -6.8842e-08 | 1.3105e-09 | -7.5266e-10 | -4.8021e-12 | 1.2067e-09 | -1.5816e-09 | 0 | 0 | 0 | 0 | 0 | 0 | 1.5723 | 0.73093 | 0.72922 | 1.5723 | 0.73093 | 0.72922 | -0.04546 | -94.607 | 85.7116 | -0.04546 | -94.607 | 85.7116
Line14_15_16 | 0 | 0 | 0 | 0 | 0 | 0 | 0 | 0 | 0 | 0 | 0 | 0 | 6.1436e-09 | -6.4982e-08 | 6.2953e-08 | -6.0825e-09 | 3.3074e-08 | -3.1107e-08 | -1.3768e-07 | 2.6209e-09 | -1.5053e-09 | 6.8838e-08 | -1.0372e-10 | -8.2898e-10 | 0 | 0 | 0 | 0 | 0 | 0 | 1.5723 | 0.73093 | 0.72922 | 1.5723 | 0.73093 | 0.72922 | -0.04546 | -94.607 | 85.7116 | -0.04546 | -94.607 | 85.7116
Line15_16_17 | 0 | 0 | 0 | 0 | 0 | 0 | 0 | 0 | 0 | 0 | 0 | 0 | 3.0718e-09 | -3.2491e-08 | 3.1477e-08 | -3.0108e-09 | 5.8326e-10 | 3.6978e-10 | -6.8842e-08 | 1.3105e-09 | -7.5266e-10 | -4.802e-12 | 1.2067e-09 | -1.5816e-09 | 0 | 0 | 0 | 0 | 0 | 0 | 1.5723 | 0.73093 | 0.72922 | 1.5723 | 0.73093 | 0.72922 | -0.04546 | -94.607 | 85.7116 | -0.045461 | -94.607 | 85.7116
Line16_4_18 | 0 | 0 | 0 | 0 | 0 | 0 | 0 | 0 | 0 | 0 | 0 | 0 | 3.0718e-09 | -3.2491e-08 | 3.1477e-08 | -3.0108e-09 | 5.8326e-10 | 3.6978e-10 | -6.8842e-08 | 1.3105e-09 | -7.5266e-10 | -4.8012e-12 | 1.2067e-09 | -1.5816e-09 | 0 | 0 | 0 | 0 | 0 | 0 | 1.5723 | 0.73093 | 0.72922 | 1.5723 | 0.73093 | 0.72922 | -0.045456 | -94.607 | 85.7116 | -0.045456 | -94.607 | 85.7116
Line17_5_19 | 0 | 0 | 0 | 0 | 0 | 0 | 0 | 0 | 0 | 0 | 0 | 0 | 3.0718e-09 | -3.2491e-08 | 3.1477e-08 | -3.0108e-09 | 5.8326e-10 | 3.6978e-10 | -6.8842e-08 | 1.3105e-09 | -7.5266e-10 | -4.8012e-12 | 1.2067e-09 | -1.5816e-09 | 0 | 0 | 0 | 0 | 0 | 0 | 1.5723 | 0.73093 | 0.72922 | 1.5723 | 0.73093 | 0.72922 | -0.045456 | -94.607 | 85.7116 | -0.045456 | -94.607 | 85.7116
Line1_1_3 | 1.5183e-06 | 1.5411e-06 | 1.4957e-06 | 1.3289e-06 | 1.3516e-06 | 1.3063e-06 | 3.5064e-07 | 3.559e-07 | 3.4542e-07 | 3.0689e-07 | 3.1215e-07 | 3.0169e-07 | 2.4574e-08 | -2.5993e-07 | 2.5181e-07 | -2.4513e-08 | 2.2802e-07 | -2.1997e-07 | -5.5074e-07 | 1.0484e-08 | -6.0212e-09 | 4.8189e-07 | -7.9666e-09 | 3.6869e-09 | 87.3997 | 87.7027 | 87.0813 | -92.9575 | -92.606 | -93.3282 | 1.5723 | 0.73093 | 0.72922 | 1.5723 | 0.73093 | 0.72922 | -0.045456 | -94.607 | 85.7116 | -0.045457 | -94.607 | 85.7116
Line2_1_4 | 0 | 0 | 0 | 0 | 0 | 0 | 0 | 0 | 0 | 0 | 0 | 0 | 6.1435e-09 | -6.4982e-08 | 6.2953e-08 | -6.0825e-09 | 3.3074e-08 | -3.1107e-08 | -1.3768e-07 | 2.621e-09 | -1.5053e-09 | 6.8838e-08 | -1.0374e-10 | -8.2898e-10 | 0 | 0 | 0 | 0 | 0 | 0 | 1.5723 | 0.73093 | 0.72922 | 1.5723 | 0.73093 | 0.72922 | -0.045456 | -94.607 | 85.7116 | -0.045456 | -94.607 | 85.7116
Line3_1_5 | 0 | 0 | 0 | 0 | 0 | 0 | 0 | 0 | 0 | 0 | 0 | 0 | 6.1435e-09 | -6.4982e-08 | 6.2953e-08 | -6.0825e-09 | 3.3074e-08 | -3.1107e-08 | -1.3768e-07 | 2.621e-09 | -1.5053e-09 | 6.8838e-08 | -1.0374e-10 | -8.2898e-10 | 0 | 0 | 0 | 0 | 0 | 0 | 1.5723 | 0.73093 | 0.72922 | 1.5723 | 0.73093 | 0.72922 | -0.045456 | -94.607 | 85.7116 | -0.045456 | -94.607 | 85.7116
Line4_2_6 | 0 | 1.8884 | 1.8818 | 0 | 1.8884 | 1.8818 | 0 | 0.4361 | 0.43457 | 0 | 0.4361 | 0.43457 | 1.5134e-08 | 0.10662 | 0.10659 | -1.5077e-08 | -0.071079 | -0.071059 | -3.4468e-07 | 0.21398 | 0.21244 | 2.7575e-07 | -0.14265 | -0.14162 | 0 | -158.1214 | 22.3565 | 0 | 21.8786 | -157.6435 | 1.572 | 0.5482 | 0.54692 | 1.5717 | 0.36547 | 0.36461 | -0.048623 | -94.607 | 85.7116 | -0.05179 | -94.607 | 85.7116
Line5_6_7 | 0 | 1.8884 | 1.8818 | 0 | 1.8884 | 1.8818 | 0 | 0.4361 | 0.43457 | 0 | 0.4361 | 0.43457 | 1.207e-08 | 0.071079 | 0.071059 | -1.2032e-08 | -0.035539 | -0.035529 | -2.7575e-07 | 0.14265 | 0.14162 | 2.0681e-07 | -0.071326 | -0.070812 | 0 | -158.1214 | 22.3565 | 0 | 21.8786 | -157.6435 | 1.5717 | 0.36547 | 0.36461 | 1.5715 | 0.18273 | 0.18231 | -0.05179 | -94.607 | 85.7116 | -0.054959 | -94.607 | 85.7116
Line6_7_8 | 0 | 1.8884 | 1.8818 | 0 | 1.8884 | 1.8818 | 0 | 0.4361 | 0.43457 | 0 | 0.4361 | 0.43457 | 9.0269e-09 | 0.035539 | 0.035529 | -9.0082e-09 | 4.2069e-13 | -3.7428e-13 | -2.0682e-07 | 0.071326 | 0.070812 | 1.3786e-07 | 3.9111e-13 | -3.641e-13 | 0 | -158.1214 | 22.3565 | 0 | 21.8786 | -157.6435 | 1.5715 | 0.18273 | 0.18231 | 1.5712 | 0 | 0 | -0.054959 | -94.607 | 85.7116 | -0.058128 | 0 | 0
Line7_8_9 | 0 | 0 | 0 | 0 | 0 | 0 | 0 | 0 | 0 | 0 | 0 | 0 | 3.0027e-09 | 5.7366e-20 | 4.5637e-20 | -3.0027e-09 | 1.8404e-19 | -1.1151e-17 | -6.8933e-08 | -2.4138e-20 | -1.7201e-20 | -6.1371e-12 | 2.3142e-17 | -5.4803e-18 | 0 | 0 | 0 | 0 | 0 | 0 | 1.5712 | 0 | 0 | 1.5712 | 0 | 0 | -0.058128 | 0 | 0 | -0.058128 | 0 | 0
Line8_8_10 | 0 | 0 | 0 | 0 | 0 | 0 | 0 | 0 | 0 | 0 | 0 | 0 | 3.0027e-09 | 5.7366e-20 | 4.5637e-20 | -3.0027e-09 | 1.8404e-19 | -1.1151e-17 | -6.8933e-08 | -2.4138e-20 | -1.7201e-20 | -6.1368e-12 | 2.3142e-17 | -5.4803e-18 | 0 | 0 | 0 | 0 | 0 | 0 | 1.5712 | 0 | 0 | 1.5712 | 0 | 0 | -0.058128 | 0 | 0 | -0.058128 | 0 | 0
Line9_3_11 | 1.3285e-06 | 1.3485e-06 | 1.3087e-06 | 1.1391e-06 | 1.159e-06 | 1.1194e-06 | 3.0681e-07 | 3.1141e-07 | 3.0224e-07 | 2.6307e-07 | 2.6766e-07 | 2.5851e-07 | 2.1502e-08 | -2.2744e-07 | 2.2034e-07 | -2.1441e-08 | 1.9553e-07 | -1.8849e-07 | -4.819e-07 | 9.1734e-09 | -5.2686e-09 | 4.1305e-07 | -6.6561e-09 | 2.9343e-09 | 87.3997 | 87.7027 | 87.0813 | -93.017 | -92.6573 | -93.3966 | 1.5723 | 0.73093 | 0.72922 | 1.5723 | 0.73093 | 0.72922 | -0.045457 | -94.607 | 85.7116 | -0.045458 | -94.607 | 85.7116

## LLG_max_10
name | pf_ikss_a_from_ka | pf_ikss_b_from_ka | pf_ikss_c_from_ka | pf_ikss_a_to_ka | pf_ikss_b_to_ka | pf_ikss_c_to_ka | pf_skss_a_from_mw | pf_skss_b_from_mw | pf_skss_c_from_mw | pf_skss_a_to_mw | pf_skss_b_to_mw | pf_skss_c_to_mw | pf_p_a_from_mw | pf_p_b_from_mw | pf_p_c_from_mw | pf_p_a_to_mw | pf_p_b_to_mw | pf_p_c_to_mw | pf_q_a_from_mvar | pf_q_b_from_mvar | pf_q_c_from_mvar | pf_q_a_to_mvar | pf_q_b_to_mvar | pf_q_c_to_mvar | pf_ikss_a_from_degree | pf_ikss_b_from_degree | pf_ikss_c_from_degree | pf_ikss_a_to_degree | pf_ikss_b_to_degree | pf_ikss_c_to_degree | pf_vm_a_from_pu | pf_vm_b_from_pu | pf_vm_c_from_pu | pf_vm_a_to_pu | pf_vm_b_to_pu | pf_vm_c_to_pu | pf_va_a_from_degree | pf_va_b_from_degree | pf_va_c_from_degree | pf_va_a_to_degree | pf_va_b_to_degree | pf_va_c_to_degree
Line0_1_2 | 1.1945e-06 | 1.9599 | 1.9529 | 0 | 1.9599 | 1.9529 | 2.7585e-07 | 0.45261 | 0.451 | 0 | 0.45261 | 0.451 | 1.9995e-08 | 0.15312 | 0.15307 | -1.9911e-08 | -0.11484 | -0.1148 | -4.5391e-07 | 0.30731 | 0.30507 | 3.7827e-07 | -0.23049 | -0.2288 | 87.4312 | -158.2905 | 22.1914 | 0 | 21.7095 | -157.8086 | 1.6471 | 0.7586 | 0.7568 | 1.6468 | 0.56895 | 0.5676 | -0.046407 | -94.7754 | 85.5458 | -0.049573 | -94.7754 | 85.5458
Line10_11_12 | 1.1929e-06 | 1.2115e-06 | 1.1745e-06 | 0 | 1.0131e-06 | 0 | 2.7549e-07 | 2.7979e-07 | 2.7123e-07 | 0 | 2.3396e-07 | 0 | 2.0226e-08 | -2.1205e-07 | 2.052e-07 | -2.0159e-08 | 1.7736e-07 | -1.7058e-07 | -4.5331e-07 | 9.2057e-09 | -5.4634e-09 | 3.7775e-07 | -6.3675e-09 | 2.826e-09 | 87.3988 | 87.7104 | 87.0709 | 0 | -92.7193 | 0 | 1.6471 | 0.7586 | 0.7568 | 1.6471 | 0.7586 | 0.7568 | -0.046409 | -94.7754 | 85.5458 | -0.04641 | -94.7754 | 85.5458
Line11_12_13 | 0 | 1.0096e-06 | 0 | 0 | 0 | 0 | 0 | 2.3316e-07 | 0 | 0 | 0 | 0 | 1.6855e-08 | -1.7671e-07 | 1.71e-07 | -1.6788e-08 | 1.4202e-07 | -1.3638e-07 | -3.7776e-07 | 7.6714e-09 | -4.5529e-09 | 3.022e-07 | -4.8332e-09 | 1.9154e-09 | 0 | 87.7104 | 0 | 0 | 0 | 0 | 1.6471 | 0.7586 | 0.7568 | 1.6471 | 0.7586 | 0.7568 | -0.04641 | -94.7754 | 85.5458 | -0.046411 | -94.7754 | 85.5458
Line12_13_15 | 0 | 0 | 0 | 0 | 0 | 0 | 0 | 0 | 0 | 0 | 0 | 0 | 1.0113e-08 | -1.0602e-07 | 1.026e-07 | -1.0046e-08 | 7.134e-08 | -6.7982e-08 | -2.2666e-07 | 4.6028e-09 | -2.7317e-09 | 1.511e-07 | -1.7646e-09 | 9.4252e-11 | 0 | 0 | 0 | 0 | 0 | 0 | 1.6471 | 0.7586 | 0.7568 | 1.6471 | 0.7586 | 0.7568 | -0.046411 | -94.7754 | 85.5458 | -0.046411 | -94.7754 | 85.5458
Line13_13_14 | 0 | 0 | 0 | 0 | 0 | 0 | 0 | 0 | 0 | 0 | 0 | 0 | 3.371e-09 | -3.5341e-08 | 3.4199e-08 | -3.3041e-09 | 6.5787e-10 | 4.1691e-10 | -7.5552e-08 | 1.5343e-09 | -9.1057e-10 | -5.3804e-12 | 1.3039e-09 | -1.7269e-09 | 0 | 0 | 0 | 0 | 0 | 0 | 1.6471 | 0.7586 | 0.7568 | 1.6471 | 0.7586 | 0.7568 | -0.046411 | -94.7754 | 85.5458 | -0.046411 | -94.7754 | 85.5458
Line14_15_16 | 0 | 0 | 0 | 0 | 0 | 0 | 0 | 0 | 0 | 0 | 0 | 0 | 6.742e-09 | -7.0682e-08 | 6.8399e-08 | -6.6751e-09 | 3.5999e-08 | -3.3782e-08 | -1.511e-07 | 3.0686e-09 | -1.8211e-09 | 7.5547e-08 | -2.3035e-10 | -8.1632e-10 | 0 | 0 | 0 | 0 | 0 | 0 | 1.6471 | 0.7586 | 0.7568 | 1.6471 | 0.7586 | 0.7568 | -0.046411 | -94.7754 | 85.5458 | -0.046411 | -94.7754 | 85.5458
Line15_16_17 | 0 | 0 | 0 | 0 | 0 | 0 | 0 | 0 | 0 | 0 | 0 | 0 | 3.371e-09 | -3.5341e-08 | 3.4199e-08 | -3.3041e-09 | 6.5787e-10 | 4.1691e-10 | -7.5552e-08 | 1.5343e-09 | -9.1057e-10 | -5.3799e-12 | 1.3039e-09 | -1.7269e-09 | 0 | 0 | 0 | 0 | 0 | 0 | 1.6471 | 0.7586 | 0.7568 | 1.6471 | 0.7586 | 0.7568 | -0.046411 | -94.7754 | 85.5458 | -0.046411 | -94.7754 | 85.5458
Line16_4_18 | 0 | 0 | 0 | 0 | 0 | 0 | 0 | 0 | 0 | 0 | 0 | 0 | 3.371e-09 | -3.5341e-08 | 3.4199e-08 | -3.3041e-09 | 6.5787e-10 | 4.1691e-10 | -7.5552e-08 | 1.5343e-09 | -9.1057e-10 | -5.3794e-12 | 1.3039e-09 | -1.7269e-09 | 0 | 0 | 0 | 0 | 0 | 0 | 1.6471 | 0.7586 | 0.7568 | 1.6471 | 0.7586 | 0.7568 | -0.046407 | -94.7754 | 85.5458 | -0.046407 | -94.7754 | 85.5458
Line17_5_19 | 0 | 0 | 0 | 0 | 0 | 0 | 0 | 0 | 0 | 0 | 0 | 0 | 3.371e-09 | -3.5341e-08 | 3.4199e-08 | -3.3041e-09 | 6.5787e-10 | 4.1691e-10 | -7.5552e-08 | 1.5343e-09 | -9.1057e-10 | -5.3794e-12 | 1.3039e-09 | -1.7269e-09 | 0 | 0 | 0 | 0 | 0 | 0 | 1.6471 | 0.7586 | 0.7568 | 1.6471 | 0.7586 | 0.7568 | -0.046407 | -94.7754 | 85.5458 | -0.046407 | -94.7754 | 85.5458
Line1_1_3 | 1.5906e-06 | 1.6154e-06 | 1.566e-06 | 1.3921e-06 | 1.4169e-06 | 1.3676e-06 | 3.6732e-07 | 3.7305e-07 | 3.6165e-07 | 3.215e-07 | 3.2722e-07 | 3.1584e-07 | 2.6968e-08 | -2.8273e-07 | 2.736e-07 | -2.6901e-08 | 2.4805e-07 | -2.3898e-07 | -6.0442e-07 | 1.2274e-08 | -7.2845e-09 | 5.2886e-07 | -9.4361e-09 | 4.6471e-09 | 87.3988 | 87.7104 | 87.0709 | -92.9583 | -92.5968 | -93.3402 | 1.6471 | 0.7586 | 0.7568 | 1.6471 | 0.7586 | 0.7568 | -0.046407 | -94.7754 | 85.5458 | -0.046408 | -94.7754 | 85.5458
Line2_1_4 | 0 | 0 | 0 | 0 | 0 | 0 | 0 | 0 | 0 | 0 | 0 | 0 | 6.742e-09 | -7.0682e-08 | 6.8399e-08 | -6.6751e-09 | 3.5999e-08 | -3.3782e-08 | -1.511e-07 | 3.0686e-09 | -1.8211e-09 | 7.5546e-08 | -2.3037e-10 | -8.1632e-10 | 0 | 0 | 0 | 0 | 0 | 0 | 1.6471 | 0.7586 | 0.7568 | 1.6471 | 0.7586 | 0.7568 | -0.046407 | -94.7754 | 85.5458 | -0.046407 | -94.7754 | 85.5458
Line3_1_5 | 0 | 0 | 0 | 0 | 0 | 0 | 0 | 0 | 0 | 0 | 0 | 0 | 6.742e-09 | -7.0682e-08 | 6.8399e-08 | -6.6751e-09 | 3.5999e-08 | -3.3782e-08 | -1.511e-07 | 3.0686e-09 | -1.8211e-09 | 7.5546e-08 | -2.3037e-10 | -8.1632e-10 | 0 | 0 | 0 | 0 | 0 | 0 | 1.6471 | 0.7586 | 0.7568 | 1.6471 | 0.7586 | 0.7568 | -0.046407 | -94.7754 | 85.5458 | -0.046407 | -94.7754 | 85.5458
Line4_2_6 | 0 | 1.9599 | 1.9529 | 0 | 1.9599 | 1.9529 | 0 | 0.45261 | 0.451 | 0 | 0.45261 | 0.451 | 1.6609e-08 | 0.11484 | 0.1148 | -1.6545e-08 | -0.07656 | -0.076535 | -3.7827e-07 | 0.23049 | 0.2288 | 3.0262e-07 | -0.15366 | -0.15253 | 0 | -158.2905 | 22.1914 | 0 | 21.7096 | -157.8086 | 1.6468 | 0.56895 | 0.5676 | 1.6465 | 0.3793 | 0.3784 | -0.049573 | -94.7754 | 85.5458 | -0.052741 | -94.7754 | 85.5458
Line5_6_7 | 0 | 1.9599 | 1.9529 | 0 | 1.9599 | 1.9529 | 0 | 0.45261 | 0.451 | 0 | 0.45261 | 0.451 | 1.3246e-08 | 0.07656 | 0.076535 | -1.3204e-08 | -0.03828 | -0.038267 | -3.0263e-07 | 0.15366 | 0.15253 | 2.2697e-07 | -0.076828 | -0.076267 | 0 | -158.2904 | 22.1914 | 0 | 21.7096 | -157.8086 | 1.6465 | 0.3793 | 0.3784 | 1.6463 | 0.18965 | 0.1892 | -0.052741 | -94.7754 | 85.5458 | -0.055909 | -94.7754 | 85.5458
Line6_7_8 | 0 | 1.9599 | 1.9529 | 0 | 1.9599 | 1.9529 | 0 | 0.45261 | 0.451 | 0 | 0.45261 | 0.451 | 9.9063e-09 | 0.03828 | 0.038267 | -9.8858e-09 | 3.4345e-13 | -2.6931e-13 | -2.2697e-07 | 0.076828 | 0.076267 | 1.513e-07 | 2.7577e-13 | -2.5721e-13 | 0 | -158.2904 | 22.1914 | 0 | 21.7096 | -157.8086 | 1.6463 | 0.18965 | 0.1892 | 1.646 | 0 | 0 | -0.055909 | -94.7754 | 85.5458 | -0.059078 | 0 | 0
Line7_8_9 | 0 | 0 | 0 | 0 | 0 | 0 | 0 | 0 | 0 | 0 | 0 | 0 | 3.2953e-09 | 4.2869e-20 | 3.2704e-20 | -3.2953e-09 | 2.0398e-19 | -1.2239e-17 | -7.5651e-08 | -2.1973e-20 | -1.2779e-20 | -6.8451e-12 | 2.5398e-17 | -6.0128e-18 | 0 | 0 | 0 | 0 | 0 | 0 | 1.646 | 0 | 0 | 1.646 | 0 | 0 | -0.059078 | 0 | 0 | -0.059078 | 0 | 0
Line8_8_10 | 0 | 0 | 0 | 0 | 0 | 0 | 0 | 0 | 0 | 0 | 0 | 0 | 3.2953e-09 | 4.2869e-20 | 3.2704e-20 | -3.2953e-09 | 2.0399e-19 | -1.2239e-17 | -7.5651e-08 | -2.1973e-20 | -1.2779e-20 | -6.8441e-12 | 2.5398e-17 | -6.0128e-18 | 0 | 0 | 0 | 0 | 0 | 0 | 1.646 | 0 | 0 | 1.646 | 0 | 0 | -0.059078 | 0 | 0 | -0.059078 | 0 | 0
Line9_3_11 | 1.3917e-06 | 1.4134e-06 | 1.3702e-06 | 1.1933e-06 | 1.215e-06 | 1.1719e-06 | 3.2141e-07 | 3.2642e-07 | 3.1644e-07 | 2.7559e-07 | 2.8059e-07 | 2.7063e-07 | 2.3597e-08 | -2.4739e-07 | 2.394e-07 | -2.353e-08 | 2.127e-07 | -2.0478e-07 | -5.2886e-07 | 1.074e-08 | -6.374e-09 | 4.5331e-07 | -7.9018e-09 | 3.7365e-09 | 87.3988 | 87.7104 | 87.0709 | -93.0179 | -92.6479 | -93.4089 | 1.6471 | 0.7586 | 0.7568 | 1.6471 | 0.7586 | 0.7568 | -0.046408 | -94.7754 | 85.5458 | -0.046409 | -94.7754 | 85.5458

## LLG_max_fault_6
name | pf_ikss_a_from_ka | pf_ikss_b_from_ka | pf_ikss_c_from_ka | pf_ikss_a_to_ka | pf_ikss_b_to_ka | pf_ikss_c_to_ka | pf_skss_a_from_mw | pf_skss_b_from_mw | pf_skss_c_from_mw | pf_skss_a_to_mw | pf_skss_b_to_mw | pf_skss_c_to_mw | pf_p_a_from_mw | pf_p_b_from_mw | pf_p_c_from_mw | pf_p_a_to_mw | pf_p_b_to_mw | pf_p_c_to_mw | pf_q_a_from_mvar | pf_q_b_from_mvar | pf_q_c_from_mvar | pf_q_a_to_mvar | pf_q_b_to_mvar | pf_q_c_to_mvar | pf_ikss_a_from_degree | pf_ikss_b_from_degree | pf_ikss_c_from_degree | pf_ikss_a_to_degree | pf_ikss_b_to_degree | pf_ikss_c_to_degree | pf_vm_a_from_pu | pf_vm_b_from_pu | pf_vm_c_from_pu | pf_vm_a_to_pu | pf_vm_b_to_pu | pf_vm_c_to_pu | pf_va_a_from_degree | pf_va_b_from_degree | pf_va_c_from_degree | pf_va_a_to_degree | pf_va_b_to_degree | pf_va_c_to_degree
Line0_1_2 | 0 | 0.02985 | 0.029794 | 0 | 0.02985 | 0.029794 | 0 | 0.0068935 | 0.0068807 | 0 | 0.0068935 | 0.0068807 | 1.0784e-08 | 0.0044858 | 0.004478 | -1.0748e-08 | -0.0044781 | -0.0044681 | -2.4574e-07 | 0.0045278 | 0.0045063 | 2.048e-07 | -0.0045096 | -0.0044893 | 0 | -146.3462 | 55.675 | 0 | 33.654 | -124.3252 | 1.3988 | 0.92458 | 0.92329 | 1.3986 | 0.92193 | 0.92053 | -0.027124 | -101.0789 | 100.8554 | -0.029502 | -101.1449 | 100.8105
Line10_11_12 | 0 | 0 | 0 | 0 | 0 | 0 | 0 | 0 | 0 | 0 | 0 | 0 | 1.0909e-08 | -1.6064e-07 | 1.5768e-07 | -1.088e-08 | 1.341e-07 | -1.3116e-07 | -2.4542e-07 | 2.406e-08 | 3.7695e-08 | 2.0452e-07 | -1.8895e-08 | -3.2578e-08 | 0 | 0 | 0 | 0 | 0 | 0 | 1.3988 | 0.92458 | 0.92329 | 1.3988 | 0.92458 | 0.92329 | -0.027126 | -101.0789 | 100.8554 | -0.027126 | -101.0789 | 100.8554
Line11_12_13 | 0 | 0 | 0 | 0 | 0 | 0 | 0 | 0 | 0 | 0 | 0 | 0 | 9.0909e-09 | -1.3387e-07 | 1.314e-07 | -9.0616e-09 | 1.0733e-07 | -1.0488e-07 | -2.0452e-07 | 2.005e-08 | 3.1412e-08 | 1.6361e-07 | -1.4885e-08 | -2.6296e-08 | 0 | 0 | 0 | 0 | 0 | 0 | 1.3988 | 0.92458 | 0.92329 | 1.3988 | 0.92458 | 0.92329 | -0.027126 | -101.0789 | 100.8554 | -0.027127 | -101.0789 | 100.8554
Line12_13_15 | 0 | 0 | 0 | 0 | 0 | 0 | 0 | 0 | 0 | 0 | 0 | 0 | 5.4545e-09 | -8.0321e-08 | 7.8838e-08 | -5.4252e-09 | 5.378e-08 | -5.2326e-08 | -1.2271e-07 | 1.203e-08 | 1.8847e-08 | 8.1805e-08 | -6.8656e-09 | -1.3731e-08 | 0 | 0 | 0 | 0 | 0 | 0 | 1.3988 | 0.92458 | 0.92329 | 1.3988 | 0.92458 | 0.92329 | -0.027127 | -101.0789 | 100.8554 | -0.027127 | -101.0789 | 100.8554
Line13_13_14 | 0 | 0 | 0 | 0 | 0 | 0 | 0 | 0 | 0 | 0 | 0 | 0 | 1.8182e-09 | -2.6774e-08 | 2.6279e-08 | -1.7889e-09 | 2.3284e-10 | 2.3237e-10 | -4.0904e-08 | 4.0099e-09 | 6.2824e-09 | -2.5498e-12 | 1.1543e-09 | -1.1658e-09 | 0 | 0 | 0 | 0 | 0 | 0 | 1.3988 | 0.92458 | 0.92329 | 1.3988 | 0.92458 | 0.92329 | -0.027127 | -101.0789 | 100.8554 | -0.027127 | -101.0789 | 100.8554
Line14_15_16 | 0 | 0 | 0 | 0 | 0 | 0 | 0 | 0 | 0 | 0 | 0 | 0 | 3.6364e-09 | -5.3548e-08 | 5.2559e-08 | -3.6071e-09 | 2.7007e-08 | -2.6047e-08 | -8.1808e-08 | 8.0199e-09 | 1.2565e-08 | 4.0901e-08 | -2.8557e-09 | -7.4482e-09 | 0 | 0 | 0 | 0 | 0 | 0 | 1.3988 | 0.92458 | 0.92329 | 1.3988 | 0.92458 | 0.92329 | -0.027127 | -101.0789 | 100.8554 | -0.027127 | -101.0789 | 100.8554
Line15_16_17 | 0 | 0 | 0 | 0 | 0 | 0 | 0 | 0 | 0 | 0 | 0 | 0 | 1.8182e-09 | -2.6774e-08 | 2.6279e-08 | -1.7889e-09 | 2.3284e-10 | 2.3237e-10 | -4.0904e-08 | 4.0099e-09 | 6.2824e-09 | -2.5494e-12 | 1.1543e-09 | -1.1658e-09 | 0 | 0 | 0 | 0 | 0 | 0 | 1.3988 | 0.92458 | 0.92329 | 1.3988 | 0.92458 | 0.92329 | -0.027127 | -101.0789 | 100.8554 | -0.027127 | -101.0789 | 100.8554
Line16_4_18 | 0 | 0 | 0 | 0 | 0 | 0 | 0 | 0 | 0 | 0 | 0 | 0 | 1.8182e-09 | -2.6774e-08 | 2.6279e-08 | -1.7889e-09 | 2.3284e-10 | 2.3237e-10 | -4.0904e-08 | 4.01e-09 | 6.2824e-09 | -2.5488e-12 | 1.1543e-09 | -1.1658e-09 | 0 | 0 | 0 | 0 | 0 | 0 | 1.3988 | 0.92458 | 0.92329 | 1.3988 | 0.92458 | 0.92329 | -0.027124 | -101.0789 | 100.8554 | -0.027124 | -101.0789 | 100.8554
Line17_5_19 | 0 | 0 | 0 | 0 | 0 | 0 | 0 | 0 | 0 | 0 | 0 | 0 | 1.8182e-09 | -2.6774e-08 | 2.6279e-08 | -1.7889e-09 | 2.3284e-10 | 2.3237e-10 | -4.0904e-08 | 4.01e-09 | 6.2824e-09 | -2.5488e-12 | 1.1543e-09 | -1.1658e-09 | 0 | 0 | 0 | 0 | 0 | 0 | 1.3988 | 0.92458 | 0.92329 | 1.3988 | 0.92458 | 0.92329 | -0.027124 | -101.0789 | 100.8554 | -0.027124 | -101.0789 | 100.8554
Line1_1_3 | 1.014e-06 | 1.0143e-06 | 1.0138e-06 | 0 | 0 | 0 | 2.3417e-07 | 2.3425e-07 | 2.3412e-07 | 0 | 0 | 0 | 1.4545e-08 | -2.1419e-07 | 2.1023e-07 | -1.4516e-08 | 1.8765e-07 | -1.8372e-07 | -3.2723e-07 | 3.208e-08 | 5.026e-08 | 2.8632e-07 | -2.6915e-08 | -4.5143e-08 | 87.4277 | 87.439 | 87.4104 | 0 | 0 | 0 | 1.3988 | 0.92458 | 0.92329 | 1.3988 | 0.92458 | 0.92329 | -0.027124 | -101.0789 | 100.8554 | -0.027125 | -101.0789 | 100.8554
Line2_1_4 | 0 | 0 | 0 | 0 | 0 | 0 | 0 | 0 | 0 | 0 | 0 | 0 | 3.6363e-09 | -5.3548e-08 | 5.2559e-08 | -3.607e-09 | 2.7007e-08 | -2.6047e-08 | -8.1807e-08 | 8.0199e-09 | 1.2565e-08 | 4.0901e-08 | -2.8557e-09 | -7.4482e-09 | 0 | 0 | 0 | 0 | 0 | 0 | 1.3988 | 0.92458 | 0.92329 | 1.3988 | 0.92458 | 0.92329 | -0.027124 | -101.0789 | 100.8554 | -0.027124 | -101.0789 | 100.8554
Line3_1_5 | 0 | 0 | 0 | 0 | 0 | 0 | 0 | 0 | 0 | 0 | 0 | 0 | 3.6363e-09 | -5.3548e-08 | 5.2559e-08 | -3.607e-09 | 2.7007e-08 | -2.6047e-08 | -8.1807e-08 | 8.0199e-09 | 1.2565e-08 | 4.0901e-08 | -2.8557e-09 | -7.4482e-09 | 0 | 0 | 0 | 0 | 0 | 0 | 1.3988 | 0.92458 | 0.92329 | 1.3988 | 0.92458 | 0.92329 | -0.027124 | -101.0789 | 100.8554 | -0.027124 | -101.0789 | 100.8554
Line4_2_6 | 0 | 0.02985 | 0.029794 | 0 | 0.02985 | 0.029794 | 0 | 0.0068935 | 0.0068807 | 0 | 0.0068935 | 0.0068807 | 8.9606e-09 | 0.0044781 | 0.0044681 | -8.9353e-09 | -0.0044704 | -0.0044582 | -2.0481e-07 | 0.0045096 | 0.0044893 | 1.6385e-07 | -0.0044915 | -0.0044723 | 0 | -146.346 | 55.6749 | 0 | 33.6542 | -124.3253 | 1.3986 | 0.92193 | 0.92053 | 1.3984 | 0.91928 | 0.91776 | -0.029502 | -101.1449 | 100.8105 | -0.031881 | -101.2112 | 100.7654
Line5_6_7 | 0 | 0.02985 | 0.029794 | 0 | 0.02985 | 0.029794 | 0 | 0.0068935 | 0.0068807 | 0 | 0.0068935 | 0.0068806 | 7.1487e-09 | 0.0044704 | 0.0044582 | -7.1338e-09 | -0.0044628 | -0.0044483 | -1.6386e-07 | 0.0044915 | 0.0044723 | 1.2289e-07 | -0.0044733 | -0.0044553 | 0 | -146.3458 | 55.6747 | 0 | 33.6544 | -124.3254 | 1.3984 | 0.91928 | 0.91776 | 1.3983 | 0.91662 | 0.915 | -0.031881 | -101.2112 | 100.7654 | -0.03426 | -101.2779 | 100.7199
Line6_7_8 | 0 | 0.02985 | 0.029794 | 0 | 0.02985 | 0.029794 | 0 | 0.0068935 | 0.0068806 | 0 | 0.0068936 | 0.0068806 | 5.3483e-09 | 0.0044628 | 0.0044483 | -5.3438e-09 | -0.0044551 | -0.0044384 | -1.229e-07 | 0.0044733 | 0.0044553 | 8.1925e-08 | -0.0044552 | -0.0044383 | 0 | -146.3456 | 55.6746 | 0 | 33.6546 | -124.3255 | 1.3983 | 0.91662 | 0.915 | 1.3981 | 0.91397 | 0.91224 | -0.03426 | -101.2779 | 100.7199 | -0.03664 | -101.3451 | 100.6742
Line7_8_9 | 0 | 0 | 0 | 0 | 0 | 0 | 0 | 0 | 0 | 0 | 0 | 0 | 1.7797e-09 | -2.6532e-08 | 2.6003e-08 | -1.7844e-09 | 2.7099e-10 | 2.6289e-10 | -4.0964e-08 | 4.1291e-09 | 6.1273e-09 | -3.4419e-12 | 1.1255e-09 | -1.1623e-09 | 0 | 0 | 0 | 0 | 0 | 0 | 1.3981 | 0.91397 | 0.91224 | 1.3981 | 0.91397 | 0.91224 | -0.03664 | -101.3451 | 100.6742 | -0.03664 | -101.3451 | 100.6742
Line8_8_10 | 0 | 0 | 0 | 0 | 0 | 0 | 0 | 0 | 0 | 0 | 0 | 0 | 1.7797e-09 | -2.6532e-08 | 2.6003e-08 | -1.7844e-09 | 2.7099e-10 | 2.6289e-10 | -4.0964e-08 | 4.1291e-09 | 6.1273e-09 | -3.4419e-12 | 1.1255e-09 | -1.1623e-09 | 0 | 0 | 0 | 0 | 0 | 0 | 1.3981 | 0.91397 | 0.91224 | 1.3981 | 0.91397 | 0.91224 | -0.03664 | -101.3451 | 100.6742 | -0.03664 | -101.3451 | 100.6742
Line9_3_11 | 0 | 0 | 0 | 0 | 0 | 0 | 0 | 0 | 0 | 0 | 0 | 0 | 1.2727e-08 | -1.8742e-07 | 1.8396e-07 | -1.2698e-08 | 1.6088e-07 | -1.5744e-07 | -2.8633e-07 | 2.807e-08 | 4.3977e-08 | 2.4542e-07 | -2.2905e-08 | -3.886e-08 | 0 | 0 | 0 | 0 | 0 | 0 | 1.3988 | 0.92458 | 0.92329 | 1.3988 | 0.92458 | 0.92329 | -0.027125 | -101.0789 | 100.8554 | -0.027126 | -101.0789 | 100.8554

## LLG_max_fault_10
name | pf_ikss_a_from_ka | pf_ikss_b_from_ka | pf_ikss_c_from_ka | pf_ikss_a_to_ka | pf_ikss_b_to_ka | pf_ikss_c_to_ka | pf_skss_a_from_mw | pf_skss_b_from_mw | pf_skss_c_from_mw | pf_skss_a_to_mw | pf_skss_b_to_mw | pf_skss_c_to_mw | pf_p_a_from_mw | pf_p_b_from_mw | pf_p_c_from_mw | pf_p_a_to_mw | pf_p_b_to_mw | pf_p_c_to_mw | pf_q_a_from_mvar | pf_q_b_from_mvar | pf_q_c_from_mvar | pf_q_a_to_mvar | pf_q_b_to_mvar | pf_q_c_to_mvar | pf_ikss_a_from_degree | pf_ikss_b_from_degree | pf_ikss_c_from_degree | pf_ikss_a_to_degree | pf_ikss_b_to_degree | pf_ikss_c_to_degree | pf_vm_a_from_pu | pf_vm_b_from_pu | pf_vm_c_from_pu | pf_vm_a_to_pu | pf_vm_b_to_pu | pf_vm_c_to_pu | pf_va_a_from_degree | pf_va_b_from_degree | pf_va_c_from_degree | pf_va_a_to_degree | pf_va_b_to_degree | pf_va_c_to_degree
Line0_1_2 | 0 | 0.031268 | 0.031209 | 0 | 0.031268 | 0.031209 | 0 | 0.007221 | 0.0072074 | 0 | 0.0072211 | 0.0072074 | 1.1834e-08 | 0.0049222 | 0.0049134 | -1.1795e-08 | -0.0049138 | -0.0049025 | -2.697e-07 | 0.0049683 | 0.0049444 | 2.2477e-07 | -0.0049484 | -0.0049258 | 0 | -146.3527 | 55.6705 | 0 | 33.6475 | -124.3297 | 1.4654 | 0.96852 | 0.96713 | 1.4652 | 0.96573 | 0.96424 | -0.027707 | -101.0854 | 100.8509 | -0.030085 | -101.1513 | 100.806
Line10_11_12 | 0 | 0 | 0 | 0 | 0 | 0 | 0 | 0 | 0 | 0 | 0 | 0 | 1.1971e-08 | -1.7629e-07 | 1.7303e-07 | -1.1939e-08 | 1.4716e-07 | -1.4393e-07 | -2.6935e-07 | 2.6424e-08 | 4.1354e-08 | 2.2445e-07 | -2.0753e-08 | -3.5741e-08 | 0 | 0 | 0 | 0 | 0 | 0 | 1.4654 | 0.96852 | 0.96713 | 1.4654 | 0.96852 | 0.96713 | -0.027709 | -101.0854 | 100.8509 | -0.027709 | -101.0854 | 100.8509
Line11_12_13 | 0 | 0 | 0 | 0 | 0 | 0 | 0 | 0 | 0 | 0 | 0 | 0 | 9.9761e-09 | -1.4691e-07 | 1.4419e-07 | -9.9441e-09 | 1.1778e-07 | -1.151e-07 | -2.2446e-07 | 2.202e-08 | 3.4462e-08 | 1.7956e-07 | -1.6349e-08 | -2.8849e-08 | 0 | 0 | 0 | 0 | 0 | 0 | 1.4654 | 0.96852 | 0.96713 | 1.4654 | 0.96852 | 0.96713 | -0.027709 | -101.0854 | 100.8509 | -0.02771 | -101.0853 | 100.8509
Line12_13_15 | 0 | 0 | 0 | 0 | 0 | 0 | 0 | 0 | 0 | 0 | 0 | 0 | 5.9857e-09 | -8.8144e-08 | 8.6514e-08 | -5.9536e-09 | 5.9018e-08 | -5.742e-08 | -1.3467e-07 | 1.3212e-08 | 2.0677e-08 | 8.978e-08 | -7.5416e-09 | -1.5064e-08 | 0 | 0 | 0 | 0 | 0 | 0 | 1.4654 | 0.96852 | 0.96713 | 1.4654 | 0.96852 | 0.96713 | -0.02771 | -101.0853 | 100.8509 | -0.02771 | -101.0853 | 100.8509
Line13_13_14 | 0 | 0 | 0 | 0 | 0 | 0 | 0 | 0 | 0 | 0 | 0 | 0 | 1.9952e-09 | -2.9381e-08 | 2.8838e-08 | -1.9632e-09 | 2.56e-10 | 2.5533e-10 | -4.4891e-08 | 4.4039e-09 | 6.8923e-09 | -2.858e-12 | 1.2663e-09 | -1.2796e-09 | 0 | 0 | 0 | 0 | 0 | 0 | 1.4654 | 0.96852 | 0.96713 | 1.4654 | 0.96852 | 0.96713 | -0.02771 | -101.0853 | 100.8509 | -0.02771 | -101.0853 | 100.8509
Line14_15_16 | 0 | 0 | 0 | 0 | 0 | 0 | 0 | 0 | 0 | 0 | 0 | 0 | 3.9905e-09 | -5.8762e-08 | 5.7676e-08 | -3.9584e-09 | 2.9637e-08 | -2.8583e-08 | -8.9783e-08 | 8.8079e-09 | 1.3785e-08 | 4.4888e-08 | -3.1376e-09 | -8.1719e-09 | 0 | 0 | 0 | 0 | 0 | 0 | 1.4654 | 0.96852 | 0.96713 | 1.4654 | 0.96852 | 0.96713 | -0.02771 | -101.0853 | 100.8509 | -0.02771 | -101.0853 | 100.8509
Line15_16_17 | 0 | 0 | 0 | 0 | 0 | 0 | 0 | 0 | 0 | 0 | 0 | 0 | 1.9952e-09 | -2.9381e-08 | 2.8838e-08 | -1.9632e-09 | 2.56e-10 | 2.5533e-10 | -4.4891e-08 | 4.4039e-09 | 6.8923e-09 | -2.8579e-12 | 1.2663e-09 | -1.2796e-09 | 0 | 0 | 0 | 0 | 0 | 0 | 1.4654 | 0.96852 | 0.96713 | 1.4654 | 0.96852 | 0.96713 | -0.02771 | -101.0853 | 100.8509 | -0.02771 | -101.0853 | 100.8509
Line16_4_18 | 0 | 0 | 0 | 0 | 0 | 0 | 0 | 0 | 0 | 0 | 0 | 0 | 1.9952e-09 | -2.9381e-08 | 2.8838e-08 | -1.9632e-09 | 2.56e-10 | 2.5533e-10 | -4.4891e-08 | 4.4039e-09 | 6.8923e-09 | -2.8575e-12 | 1.2663e-09 | -1.2796e-09 | 0 | 0 | 0 | 0 | 0 | 0 | 1.4654 | 0.96852 | 0.96713 | 1.4654 | 0.96852 | 0.96713 | -0.027707 | -101.0854 | 100.8509 | -0.027707 | -101.0854 | 100.8509
Line17_5_19 | 0 | 0 | 0 | 0 | 0 | 0 | 0 | 0 | 0 | 0 | 0 | 0 | 1.9952e-09 | -2.9381e-08 | 2.8838e-08 | -1.9632e-09 | 2.56e-10 | 2.5533e-10 | -4.4891e-08 | 4.4039e-09 | 6.8923e-09 | -2.8575e-12 | 1.2663e-09 | -1.2796e-09 | 0 | 0 | 0 | 0 | 0 | 0 | 1.4654 | 0.96852 | 0.96713 | 1.4654 | 0.96852 | 0.96713 | -0.027707 | -101.0854 | 100.8509 | -0.027707 | -101.0854 | 100.8509
Line1_1_3 | 1.0623e-06 | 1.0626e-06 | 1.062e-06 | 0 | 0 | 0 | 2.4532e-07 | 2.454e-07 | 2.4526e-07 | 0 | 0 | 0 | 1.5962e-08 | -2.3505e-07 | 2.307e-07 | -1.593e-08 | 2.0592e-07 | -2.0161e-07 | -3.5913e-07 | 3.5231e-08 | 5.5138e-08 | 3.1424e-07 | -2.9561e-08 | -4.9526e-08 | 87.4274 | 87.4392 | 87.4093 | 0 | 0 | 0 | 1.4654 | 0.96852 | 0.96713 | 1.4654 | 0.96852 | 0.96713 | -0.027707 | -101.0854 | 100.8509 | -0.027708 | -101.0854 | 100.8509
Line2_1_4 | 0 | 0 | 0 | 0 | 0 | 0 | 0 | 0 | 0 | 0 | 0 | 0 | 3.9904e-09 | -5.8762e-08 | 5.7676e-08 | -3.9584e-09 | 2.9637e-08 | -2.8583e-08 | -8.9783e-08 | 8.8079e-09 | 1.3785e-08 | 4.4888e-08 | -3.1377e-09 | -8.1719e-09 | 0 | 0 | 0 | 0 | 0 | 0 | 1.4654 | 0.96852 | 0.96713 | 1.4654 | 0.96852 | 0.96713 | -0.027707 | -101.0854 | 100.8509 | -0.027707 | -101.0854 | 100.8509
Line3_1_5 | 0 | 0 | 0 | 0 | 0 | 0 | 0 | 0 | 0 | 0 | 0 | 0 | 3.9904e-09 | -5.8762e-08 | 5.7676e-08 | -3.9584e-09 | 2.9637e-08 | -2.8583e-08 | -8.9783e-08 | 8.8079e-09 | 1.3785e-08 | 4.4888e-08 | -3.1377e-09 | -8.1719e-09 | 0 | 0 | 0 | 0 | 0 | 0 | 1.4654 | 0.96852 | 0.96713 | 1.4654 | 0.96852 | 0.96713 | -0.027707 | -101.0854 | 100.8509 | -0.027707 | -101.0854 | 100.8509
Line4_2_6 | 0 | 0.031268 | 0.031209 | 0 | 0.031268 | 0.031209 | 0 | 0.0072211 | 0.0072074 | 0 | 0.0072211 | 0.0072074 | 9.8332e-09 | 0.0049138 | 0.0049025 | -9.8055e-09 | -0.0049053 | -0.0048916 | -2.2477e-07 | 0.0049484 | 0.0049258 | 1.7983e-07 | -0.0049285 | -0.0049071 | 0 | -146.3525 | 55.6703 | 0 | 33.6477 | -124.3298 | 1.4652 | 0.96573 | 0.96424 | 1.465 | 0.96295 | 0.96134 | -0.030085 | -101.1513 | 100.806 | -0.032464 | -101.2176 | 100.7609
Line5_6_7 | 0 | 0.031268 | 0.031209 | 0 | 0.031268 | 0.031209 | 0 | 0.0072211 | 0.0072074 | 0 | 0.0072211 | 0.0072073 | 7.8448e-09 | 0.0049053 | 0.0048916 | -7.8286e-09 | -0.0048969 | -0.0048807 | -1.7983e-07 | 0.0049285 | 0.0049071 | 1.3487e-07 | -0.0049085 | -0.0048885 | 0 | -146.3523 | 55.6702 | 0 | 33.6479 | -124.3299 | 1.465 | 0.96295 | 0.96134 | 1.4648 | 0.96018 | 0.95845 | -0.032464 | -101.2176 | 100.7609 | -0.034843 | -101.2844 | 100.7154
Line6_7_8 | 0 | 0.031268 | 0.031209 | 0 | 0.031268 | 0.031209 | 0 | 0.0072211 | 0.0072073 | 0 | 0.0072211 | 0.0072073 | 5.8691e-09 | 0.0048969 | 0.0048807 | -5.8643e-09 | -0.0048885 | -0.0048699 | -1.3488e-07 | 0.0049085 | 0.0048885 | 8.9911e-08 | -0.0048886 | -0.0048698 | 0 | -146.3521 | 55.6701 | 0 | 33.6481 | -124.33 | 1.4648 | 0.96018 | 0.95845 | 1.4646 | 0.9574 | 0.95556 | -0.034843 | -101.2844 | 100.7154 | -0.037222 | -101.3515 | 100.6697
Line7_8_9 | 0 | 0 | 0 | 0 | 0 | 0 | 0 | 0 | 0 | 0 | 0 | 0 | 1.953e-09 | -2.9116e-08 | 2.8535e-08 | -1.9583e-09 | 2.9786e-10 | 2.8882e-10 | -4.4958e-08 | 4.5347e-09 | 6.7221e-09 | -3.8377e-12 | 1.2348e-09 | -1.2758e-09 | 0 | 0 | 0 | 0 | 0 | 0 | 1.4646 | 0.9574 | 0.95556 | 1.4646 | 0.9574 | 0.95556 | -0.037222 | -101.3515 | 100.6697 | -0.037223 | -101.3515 | 100.6697
Line8_8_10 | 0 | 0 | 0 | 0 | 0 | 0 | 0 | 0 | 0 | 0 | 0 | 0 | 1.953e-09 | -2.9116e-08 | 2.8535e-08 | -1.9583e-09 | 2.9786e-10 | 2.8882e-10 | -4.4958e-08 | 4.5347e-09 | 6.7221e-09 | -3.8374e-12 | 1.2348e-09 | -1.2758e-09 | 0 | 0 | 0 | 0 | 0 | 0 | 1.4646 | 0.9574 | 0.95556 | 1.4646 | 0.9574 | 0.95556 | -0.037222 | -101.3515 | 100.6697 | -0.037223 | -101.3515 | 100.6697
Line9_3_11 | 0 | 0 | 0 | 0 | 0 | 0 | 0 | 0 | 0 | 0 | 0 | 0 | 1.3967e-08 | -2.0567e-07 | 2.0186e-07 | -1.3935e-08 | 1.7654e-07 | -1.7277e-07 | -3.1424e-07 | 3.0828e-08 | 4.8246e-08 | 2.6934e-07 | -2.5157e-08 | -4.2633e-08 | 0 | 0 | 0 | 0 | 0 | 0 | 1.4654 | 0.96852 | 0.96713 | 1.4654 | 0.96852 | 0.96713 | -0.027708 | -101.0854 | 100.8509 | -0.027709 | -101.0854 | 100.8509

## LLG_min_6
name | pf_ikss_a_from_ka | pf_ikss_b_from_ka | pf_ikss_c_from_ka | pf_ikss_a_to_ka | pf_ikss_b_to_ka | pf_ikss_c_to_ka | pf_skss_a_from_mw | pf_skss_b_from_mw | pf_skss_c_from_mw | pf_skss_a_to_mw | pf_skss_b_to_mw | pf_skss_c_to_mw | pf_p_a_from_mw | pf_p_b_from_mw | pf_p_c_from_mw | pf_p_a_to_mw | pf_p_b_to_mw | pf_p_c_to_mw | pf_q_a_from_mvar | pf_q_b_from_mvar | pf_q_c_from_mvar | pf_q_a_to_mvar | pf_q_b_to_mvar | pf_q_c_to_mvar | pf_ikss_a_from_degree | pf_ikss_b_from_degree | pf_ikss_c_from_degree | pf_ikss_a_to_degree | pf_ikss_b_to_degree | pf_ikss_c_to_degree | pf_vm_a_from_pu | pf_vm_b_from_pu | pf_vm_c_from_pu | pf_vm_a_to_pu | pf_vm_b_to_pu | pf_vm_c_to_pu | pf_va_a_from_degree | pf_va_b_from_degree | pf_va_c_from_degree | pf_va_a_to_degree | pf_va_b_to_degree | pf_va_c_to_degree
Line0_1_2 | 1.0308e-06 | 1.4561 | 1.454 | 0 | 1.4561 | 1.454 | 2.3805e-07 | 0.33626 | 0.33578 | 0 | 0.33626 | 0.33578 | 1.4746e-08 | 0.16249 | 0.16269 | -1.4738e-08 | -0.12187 | -0.12202 | -3.3816e-07 | 0.16985 | 0.16887 | 2.8182e-07 | -0.12739 | -0.12665 | 87.4802 | -143.1731 | 37.4281 | 0 | 36.8269 | -142.5719 | 1.4219 | 0.69902 | 0.69835 | 1.4216 | 0.52427 | 0.52376 | -0.022996 | -96.9039 | 83.4969 | -0.023253 | -96.9039 | 83.4969
Line10_11_12 | 1.029e-06 | 1.041e-06 | 1.0172e-06 | 0 | 0 | 0 | 2.3764e-07 | 2.4041e-07 | 2.3491e-07 | 0 | 0 | 0 | 1.4787e-08 | -1.6746e-07 | 1.6374e-07 | -1.4783e-08 | 1.3999e-07 | -1.3628e-07 | -3.3758e-07 | 1.414e-08 | -1.0018e-08 | 2.8131e-07 | -1.0828e-08 | 6.9011e-09 | 87.4689 | 87.9228 | 86.998 | 0 | 0 | 0 | 1.4219 | 0.69902 | 0.69835 | 1.4219 | 0.69902 | 0.69835 | -0.023 | -96.9039 | 83.4969 | -0.023002 | -96.9039 | 83.4969
Line11_12_13 | 0 | 0 | 0 | 0 | 0 | 0 | 0 | 0 | 0 | 0 | 0 | 0 | 1.2322e-08 | -1.3955e-07 | 1.3645e-07 | -1.2318e-08 | 1.1209e-07 | -1.0899e-07 | -2.8131e-07 | 1.1784e-08 | -8.3481e-09 | 2.2505e-07 | -8.4717e-09 | 5.2314e-09 | 0 | 0 | 0 | 0 | 0 | 0 | 1.4219 | 0.69902 | 0.69835 | 1.4219 | 0.69902 | 0.69835 | -0.023002 | -96.9039 | 83.4969 | -0.023003 | -96.9039 | 83.4969
Line12_13_15 | 0 | 0 | 0 | 0 | 0 | 0 | 0 | 0 | 0 | 0 | 0 | 0 | 7.3934e-09 | -8.3728e-08 | 8.187e-08 | -7.3894e-09 | 5.6267e-08 | -5.4413e-08 | -1.6879e-07 | 7.0701e-09 | -5.0089e-09 | 1.1252e-07 | -3.7583e-09 | 1.8922e-09 | 0 | 0 | 0 | 0 | 0 | 0 | 1.4219 | 0.69902 | 0.69835 | 1.4219 | 0.69902 | 0.69835 | -0.023003 | -96.9039 | 83.4969 | -0.023004 | -96.9039 | 83.4969
Line13_13_14 | 0 | 0 | 0 | 0 | 0 | 0 | 0 | 0 | 0 | 0 | 0 | 0 | 2.4645e-09 | -2.7909e-08 | 2.729e-08 | -2.4604e-09 | 4.4811e-10 | 1.6717e-10 | -5.6263e-08 | 2.3567e-09 | -1.6696e-09 | -1.9884e-12 | 9.5516e-10 | -1.4471e-09 | 0 | 0 | 0 | 0 | 0 | 0 | 1.4219 | 0.69902 | 0.69835 | 1.4219 | 0.69902 | 0.69835 | -0.023003 | -96.9039 | 83.4969 | -0.023004 | -96.9039 | 83.4969
Line14_15_16 | 0 | 0 | 0 | 0 | 0 | 0 | 0 | 0 | 0 | 0 | 0 | 0 | 4.9289e-09 | -5.5819e-08 | 5.458e-08 | -4.9249e-09 | 2.8357e-08 | -2.7123e-08 | -1.1253e-07 | 4.7134e-09 | -3.3393e-09 | 5.6261e-08 | -1.4015e-09 | 2.2256e-10 | 0 | 0 | 0 | 0 | 0 | 0 | 1.4219 | 0.69902 | 0.69835 | 1.4219 | 0.69902 | 0.69835 | -0.023004 | -96.9039 | 83.4969 | -0.023005 | -96.9039 | 83.4969
Line15_16_17 | 0 | 0 | 0 | 0 | 0 | 0 | 0 | 0 | 0 | 0 | 0 | 0 | 2.4645e-09 | -2.7909e-08 | 2.729e-08 | -2.4604e-09 | 4.4811e-10 | 1.6717e-10 | -5.6263e-08 | 2.3567e-09 | -1.6696e-09 | -1.9885e-12 | 9.5516e-10 | -1.4471e-09 | 0 | 0 | 0 | 0 | 0 | 0 | 1.4219 | 0.69902 | 0.69835 | 1.4219 | 0.69902 | 0.69835 | -0.023005 | -96.9039 | 83.4969 | -0.023005 | -96.9039 | 83.4969
Line16_4_18 | 0 | 0 | 0 | 0 | 0 | 0 | 0 | 0 | 0 | 0 | 0 | 0 | 2.4644e-09 | -2.7909e-08 | 2.729e-08 | -2.4604e-09 | 4.4811e-10 | 1.6717e-10 | -5.6263e-08 | 2.3567e-09 | -1.6696e-09 | -1.9877e-12 | 9.5516e-10 | -1.4471e-09 | 0 | 0 | 0 | 0 | 0 | 0 | 1.4219 | 0.69902 | 0.69835 | 1.4219 | 0.69902 | 0.69835 | -0.022997 | -96.9039 | 83.4969 | -0.022997 | -96.9039 | 83.4969
Line17_5_19 | 0 | 0 | 0 | 0 | 0 | 0 | 0 | 0 | 0 | 0 | 0 | 0 | 2.4644e-09 | -2.7909e-08 | 2.729e-08 | -2.4604e-09 | 4.4811e-10 | 1.6717e-10 | -5.6263e-08 | 2.3567e-09 | -1.6696e-09 | -1.9877e-12 | 9.5516e-10 | -1.4471e-09 | 0 | 0 | 0 | 0 | 0 | 0 | 1.4219 | 0.69902 | 0.69835 | 1.4219 | 0.69902 | 0.69835 | -0.022997 | -96.9039 | 83.4969 | -0.022997 | -96.9039 | 83.4969
Line1_1_3 | 1.372e-06 | 1.388e-06 | 1.3562e-06 | 1.2008e-06 | 1.2168e-06 | 1.1851e-06 | 3.1685e-07 | 3.2055e-07 | 3.1321e-07 | 2.7732e-07 | 2.81e-07 | 2.737e-07 | 1.9716e-08 | -2.2327e-07 | 2.1832e-07 | -1.9712e-08 | 1.9581e-07 | -1.9086e-07 | -4.501e-07 | 1.8854e-08 | -1.3357e-08 | 3.9384e-07 | -1.5542e-08 | 1.024e-08 | 87.4689 | 87.9228 | 86.998 | -92.8883 | -92.3658 | -93.432 | 1.4219 | 0.69902 | 0.69835 | 1.4219 | 0.69902 | 0.69835 | -0.022996 | -96.9039 | 83.4969 | -0.022998 | -96.9039 | 83.4969
Line2_1_4 | 0 | 0 | 0 | 0 | 0 | 0 | 0 | 0 | 0 | 0 | 0 | 0 | 4.9289e-09 | -5.5819e-08 | 5.458e-08 | -4.9249e-09 | 2.8357e-08 | -2.7123e-08 | -1.1253e-07 | 4.7135e-09 | -3.3393e-09 | 5.6261e-08 | -1.4016e-09 | 2.2257e-10 | 0 | 0 | 0 | 0 | 0 | 0 | 1.4219 | 0.69902 | 0.69835 | 1.4219 | 0.69902 | 0.69835 | -0.022996 | -96.9039 | 83.4969 | -0.022997 | -96.9039 | 83.4969
Line3_1_5 | 0 | 0 | 0 | 0 | 0 | 0 | 0 | 0 | 0 | 0 | 0 | 0 | 4.9289e-09 | -5.5819e-08 | 5.458e-08 | -4.9249e-09 | 2.8357e-08 | -2.7123e-08 | -1.1253e-07 | 4.7135e-09 | -3.3393e-09 | 5.6261e-08 | -1.4016e-09 | 2.2257e-10 | 0 | 0 | 0 | 0 | 0 | 0 | 1.4219 | 0.69902 | 0.69835 | 1.4219 | 0.69902 | 0.69835 | -0.022996 | -96.9039 | 83.4969 | -0.022997 | -96.9039 | 83.4969
Line4_2_6 | 0 | 1.4561 | 1.454 | 0 | 1.4561 | 1.454 | 0 | 0.33626 | 0.33578 | 0 | 0.33626 | 0.33578 | 1.2279e-08 | 0.12187 | 0.12202 | -1.2273e-08 | -0.081243 | -0.081343 | -2.8182e-07 | 0.12739 | 0.12665 | 2.2547e-07 | -0.084925 | -0.084436 | 0 | -143.1731 | 37.4281 | 0 | 36.8269 | -142.5719 | 1.4216 | 0.52427 | 0.52376 | 1.4213 | 0.34951 | 0.34918 | -0.023253 | -96.9039 | 83.4969 | -0.02351 | -96.9039 | 83.4969
Line5_6_7 | 0 | 1.4561 | 1.454 | 0 | 1.4561 | 1.454 | 0 | 0.33626 | 0.33578 | 0 | 0.33626 | 0.33578 | 9.8169e-09 | 0.081243 | 0.081343 | -9.8124e-09 | -0.040622 | -0.040672 | -2.2547e-07 | 0.084925 | 0.084436 | 1.691e-07 | -0.042462 | -0.042218 | 0 | -143.1731 | 37.4281 | 0 | 36.8269 | -142.5719 | 1.4213 | 0.34951 | 0.34918 | 1.421 | 0.17476 | 0.17459 | -0.02351 | -96.9039 | 83.4969 | -0.023766 | -96.9039 | 83.4969
Line6_7_8 | 0 | 1.4561 | 1.454 | 0 | 1.4561 | 1.454 | 0 | 0.33626 | 0.33578 | 0 | 0.33626 | 0.33578 | 7.3583e-09 | 0.040622 | 0.040672 | -7.3556e-09 | -1.0053e-13 | 9.5695e-14 | -1.691e-07 | 0.042462 | 0.042218 | 1.1272e-07 | -1.4705e-13 | 1.6031e-13 | 0 | -143.1731 | 37.4281 | 0 | 36.8269 | -142.5719 | 1.421 | 0.17476 | 0.17459 | 1.4207 | 0 | 0 | -0.023766 | -96.9039 | 83.4969 | -0.024022 | 0 | 0
Line7_8_9 | 0 | 0 | 0 | 0 | 0 | 0 | 0 | 0 | 0 | 0 | 0 | 0 | 2.4519e-09 | -2.2553e-20 | -2.0134e-20 | -2.4519e-09 | 7.1439e-18 | -1.2448e-17 | -5.6361e-08 | -1.9045e-21 | -3.3112e-21 | -2.0746e-12 | 2.2364e-17 | -1.9532e-18 | 0 | 0 | 0 | 0 | 0 | 0 | 1.4207 | 0 | 0 | 1.4207 | 0 | 0 | -0.024022 | 0 | 0 | -0.024022 | 0 | 0
Line8_8_10 | 0 | 0 | 0 | 0 | 0 | 0 | 0 | 0 | 0 | 0 | 0 | 0 | 2.4519e-09 | -2.2553e-20 | -2.0134e-20 | -2.4519e-09 | 7.1439e-18 | -1.2448e-17 | -5.6361e-08 | -1.9045e-21 | -3.3112e-21 | -2.0746e-12 | 2.2364e-17 | -1.9532e-18 | 0 | 0 | 0 | 0 | 0 | 0 | 1.4207 | 0 | 0 | 1.4207 | 0 | 0 | -0.024022 | 0 | 0 | -0.024022 | 0 | 0
Line9_3_11 | 1.2005e-06 | 1.2145e-06 | 1.1867e-06 | 1.0293e-06 | 1.0433e-06 | 1.0156e-06 | 2.7724e-07 | 2.8048e-07 | 2.7406e-07 | 2.3772e-07 | 2.4094e-07 | 2.3455e-07 | 1.7251e-08 | -1.9536e-07 | 1.9103e-07 | -1.7247e-08 | 1.679e-07 | -1.6357e-07 | -3.9384e-07 | 1.6497e-08 | -1.1687e-08 | 3.3757e-07 | -1.3185e-08 | 8.5707e-09 | 87.4689 | 87.9228 | 86.998 | -92.9478 | -92.4138 | -93.5037 | 1.4219 | 0.69902 | 0.69835 | 1.4219 | 0.69902 | 0.69835 | -0.022998 | -96.9039 | 83.4969 | -0.023 | -96.9039 | 83.4969

## LLG_min_10
name | pf_ikss_a_from_ka | pf_ikss_b_from_ka | pf_ikss_c_from_ka | pf_ikss_a_to_ka | pf_ikss_b_to_ka | pf_ikss_c_to_ka | pf_skss_a_from_mw | pf_skss_b_from_mw | pf_skss_c_from_mw | pf_skss_a_to_mw | pf_skss_b_to_mw | pf_skss_c_to_mw | pf_p_a_from_mw | pf_p_b_from_mw | pf_p_c_from_mw | pf_p_a_to_mw | pf_p_b_to_mw | pf_p_c_to_mw | pf_q_a_from_mvar | pf_q_b_from_mvar | pf_q_c_from_mvar | pf_q_a_to_mvar | pf_q_b_to_mvar | pf_q_c_to_mvar | pf_ikss_a_from_degree | pf_ikss_b_from_degree | pf_ikss_c_from_degree | pf_ikss_a_to_degree | pf_ikss_b_to_degree | pf_ikss_c_to_degree | pf_vm_a_from_pu | pf_vm_b_from_pu | pf_vm_c_from_pu | pf_vm_a_to_pu | pf_vm_b_to_pu | pf_vm_c_to_pu | pf_va_a_from_degree | pf_va_b_from_degree | pf_va_c_from_degree | pf_va_a_to_degree | pf_va_b_to_degree | pf_va_c_to_degree
Line0_1_2 | 0 | 1.3794 | 1.3774 | 0 | 1.3794 | 1.3774 | 0 | 0.31856 | 0.3181 | 0 | 0.31856 | 0.3181 | 1.3234e-08 | 0.14583 | 0.14601 | -1.3227e-08 | -0.10937 | -0.10951 | -3.035e-07 | 0.15244 | 0.15156 | 2.5293e-07 | -0.11433 | -0.11367 | 0 | -143.1731 | 37.4281 | 0 | 36.8269 | -142.5719 | 1.3471 | 0.66223 | 0.66159 | 1.3468 | 0.49668 | 0.4962 | -0.022996 | -96.9039 | 83.4969 | -0.023253 | -96.9039 | 83.4969
Line10_11_12 | 0 | 0 | 0 | 0 | 0 | 0 | 0 | 0 | 0 | 0 | 0 | 0 | 1.3271e-08 | -1.5029e-07 | 1.4696e-07 | -1.3268e-08 | 1.2565e-07 | -1.2231e-07 | -3.0298e-07 | 1.2691e-08 | -8.991e-09 | 2.5248e-07 | -9.7186e-09 | 6.1938e-09 | 0 | 0 | 0 | 0 | 0 | 0 | 1.3471 | 0.66223 | 0.66159 | 1.3471 | 0.66223 | 0.66159 | -0.023 | -96.9039 | 83.4969 | -0.023002 | -96.9039 | 83.4969
Line11_12_13 | 0 | 0 | 0 | 0 | 0 | 0 | 0 | 0 | 0 | 0 | 0 | 0 | 1.1059e-08 | -1.2524e-07 | 1.2246e-07 | -1.1056e-08 | 1.006e-07 | -9.7822e-08 | -2.5248e-07 | 1.0576e-08 | -7.4925e-09 | 2.0198e-07 | -7.6034e-09 | 4.6953e-09 | 0 | 0 | 0 | 0 | 0 | 0 | 1.3471 | 0.66223 | 0.66159 | 1.3471 | 0.66223 | 0.66159 | -0.023002 | -96.9039 | 83.4969 | -0.023003 | -96.9039 | 83.4969
Line12_13_15 | 0 | 0 | 0 | 0 | 0 | 0 | 0 | 0 | 0 | 0 | 0 | 0 | 6.6356e-09 | -7.5146e-08 | 7.3479e-08 | -6.632e-09 | 5.05e-08 | -4.8836e-08 | -1.5149e-07 | 6.3455e-09 | -4.4955e-09 | 1.0099e-07 | -3.3731e-09 | 1.6983e-09 | 0 | 0 | 0 | 0 | 0 | 0 | 1.3471 | 0.66223 | 0.66159 | 1.3471 | 0.66223 | 0.66159 | -0.023003 | -96.9039 | 83.4969 | -0.023004 | -96.9039 | 83.4969
Line13_13_14 | 0 | 0 | 0 | 0 | 0 | 0 | 0 | 0 | 0 | 0 | 0 | 0 | 2.2119e-09 | -2.5049e-08 | 2.4493e-08 | -2.2083e-09 | 4.0218e-10 | 1.5003e-10 | -5.0496e-08 | 2.1152e-09 | -1.4985e-09 | -1.7843e-12 | 8.5727e-10 | -1.2987e-09 | 0 | 0 | 0 | 0 | 0 | 0 | 1.3471 | 0.66223 | 0.66159 | 1.3471 | 0.66223 | 0.66159 | -0.023003 | -96.9039 | 83.4969 | -0.023004 | -96.9039 | 83.4969
Line14_15_16 | 0 | 0 | 0 | 0 | 0 | 0 | 0 | 0 | 0 | 0 | 0 | 0 | 4.4237e-09 | -5.0098e-08 | 4.8986e-08 | -4.4201e-09 | 2.5451e-08 | -2.4343e-08 | -1.0099e-07 | 4.2303e-09 | -2.997e-09 | 5.0494e-08 | -1.2579e-09 | 1.9975e-10 | 0 | 0 | 0 | 0 | 0 | 0 | 1.3471 | 0.66223 | 0.66159 | 1.3471 | 0.66223 | 0.66159 | -0.023004 | -96.9039 | 83.4969 | -0.023005 | -96.9039 | 83.4969
Line15_16_17 | 0 | 0 | 0 | 0 | 0 | 0 | 0 | 0 | 0 | 0 | 0 | 0 | 2.2119e-09 | -2.5049e-08 | 2.4493e-08 | -2.2083e-09 | 4.0218e-10 | 1.5003e-10 | -5.0496e-08 | 2.1152e-09 | -1.4985e-09 | -1.7845e-12 | 8.5727e-10 | -1.2987e-09 | 0 | 0 | 0 | 0 | 0 | 0 | 1.3471 | 0.66223 | 0.66159 | 1.3471 | 0.66223 | 0.66159 | -0.023005 | -96.9039 | 83.4969 | -0.023005 | -96.9039 | 83.4969
Line16_4_18 | 0 | 0 | 0 | 0 | 0 | 0 | 0 | 0 | 0 | 0 | 0 | 0 | 2.2119e-09 | -2.5049e-08 | 2.4493e-08 | -2.2083e-09 | 4.0218e-10 | 1.5003e-10 | -5.0496e-08 | 2.1152e-09 | -1.4985e-09 | -1.7843e-12 | 8.5727e-10 | -1.2987e-09 | 0 | 0 | 0 | 0 | 0 | 0 | 1.3471 | 0.66223 | 0.66159 | 1.3471 | 0.66223 | 0.66159 | -0.022997 | -96.9039 | 83.4969 | -0.022997 | -96.9039 | 83.4969
Line17_5_19 | 0 | 0 | 0 | 0 | 0 | 0 | 0 | 0 | 0 | 0 | 0 | 0 | 2.2119e-09 | -2.5049e-08 | 2.4493e-08 | -2.2083e-09 | 4.0218e-10 | 1.5003e-10 | -5.0496e-08 | 2.1152e-09 | -1.4985e-09 | -1.7843e-12 | 8.5727e-10 | -1.2987e-09 | 0 | 0 | 0 | 0 | 0 | 0 | 1.3471 | 0.66223 | 0.66159 | 1.3471 | 0.66223 | 0.66159 | -0.022997 | -96.9039 | 83.4969 | -0.022997 | -96.9039 | 83.4969
Line1_1_3 | 1.2998e-06 | 1.3149e-06 | 1.2848e-06 | 1.1376e-06 | 1.1527e-06 | 1.1228e-06 | 3.0017e-07 | 3.0367e-07 | 2.9672e-07 | 2.6273e-07 | 2.6621e-07 | 2.5929e-07 | 1.7695e-08 | -2.0039e-07 | 1.9594e-07 | -1.7691e-08 | 1.7574e-07 | -1.713e-07 | -4.0397e-07 | 1.6921e-08 | -1.1988e-08 | 3.5347e-07 | -1.3949e-08 | 9.1907e-09 | 87.4689 | 87.9228 | 86.998 | -92.8883 | -92.3658 | -93.432 | 1.3471 | 0.66223 | 0.66159 | 1.3471 | 0.66223 | 0.66159 | -0.022996 | -96.9039 | 83.4969 | -0.022998 | -96.9039 | 83.4969
Line2_1_4 | 0 | 0 | 0 | 0 | 0 | 0 | 0 | 0 | 0 | 0 | 0 | 0 | 4.4237e-09 | -5.0098e-08 | 4.8986e-08 | -4.4201e-09 | 2.5451e-08 | -2.4343e-08 | -1.0099e-07 | 4.2304e-09 | -2.997e-09 | 5.0494e-08 | -1.2579e-09 | 1.9976e-10 | 0 | 0 | 0 | 0 | 0 | 0 | 1.3471 | 0.66223 | 0.66159 | 1.3471 | 0.66223 | 0.66159 | -0.022996 | -96.9039 | 83.4969 | -0.022997 | -96.9039 | 83.4969
Line3_1_5 | 0 | 0 | 0 | 0 | 0 | 0 | 0 | 0 | 0 | 0 | 0 | 0 | 4.4237e-09 | -5.0098e-08 | 4.8986e-08 | -4.4201e-09 | 2.5451e-08 | -2.4343e-08 | -1.0099e-07 | 4.2304e-09 | -2.997e-09 | 5.0494e-08 | -1.2579e-09 | 1.9976e-10 | 0 | 0 | 0 | 0 | 0 | 0 | 1.3471 | 0.66223 | 0.66159 | 1.3471 | 0.66223 | 0.66159 | -0.022996 | -96.9039 | 83.4969 | -0.022997 | -96.9039 | 83.4969
Line4_2_6 | 0 | 1.3794 | 1.3774 | 0 | 1.3794 | 1.3774 | 0 | 0.31856 | 0.3181 | 0 | 0.31856 | 0.3181 | 1.1021e-08 | 0.10937 | 0.10951 | -1.1015e-08 | -0.072916 | -0.073006 | -2.5294e-07 | 0.11433 | 0.11367 | 2.0236e-07 | -0.076221 | -0.075782 | 0 | -143.1731 | 37.4281 | 0 | 36.8269 | -142.5719 | 1.3468 | 0.49668 | 0.4962 | 1.3465 | 0.33112 | 0.3308 | -0.023253 | -96.9039 | 83.4969 | -0.02351 | -96.9039 | 83.4969
Line5_6_7 | 0 | 1.3794 | 1.3774 | 0 | 1.3794 | 1.3774 | 0 | 0.31856 | 0.3181 | 0 | 0.31856 | 0.3181 | 8.8107e-09 | 0.072916 | 0.073006 | -8.8067e-09 | -0.036458 | -0.036503 | -2.0236e-07 | 0.076221 | 0.075782 | 1.5177e-07 | -0.03811 | -0.037891 | 0 | -143.1731 | 37.4281 | 0 | 36.8269 | -142.5719 | 1.3465 | 0.33112 | 0.3308 | 1.3462 | 0.16556 | 0.1654 | -0.02351 | -96.9039 | 83.4969 | -0.023766 | -96.9039 | 83.4969
Line6_7_8 | 0 | 1.3794 | 1.3774 | 0 | 1.3794 | 1.3774 | 0 | 0.31856 | 0.3181 | 0 | 0.31856 | 0.3181 | 6.6042e-09 | 0.036458 | 0.036503 | -6.6017e-09 | -9.2339e-14 | 8.806e-14 | -1.5177e-07 | 0.03811 | 0.037891 | 1.0117e-07 | -1.3004e-13 | 1.4185e-13 | 0 | -143.1731 | 37.4281 | 0 | 36.8269 | -142.5719 | 1.3462 | 0.16556 | 0.1654 | 1.3459 | 0 | 0 | -0.023766 | -96.9039 | 83.4969 | -0.024022 | 0 | 0
Line7_8_9 | 0 | 0 | 0 | 0 | 0 | 0 | 0 | 0 | 0 | 0 | 0 | 0 | 2.2006e-09 | -2.022e-20 | -1.8055e-20 | -2.2006e-09 | 6.4117e-18 | -1.1172e-17 | -5.0584e-08 | -1.3456e-21 | -2.6475e-21 | -1.8618e-12 | 2.0072e-17 | -1.753e-18 | 0 | 0 | 0 | 0 | 0 | 0 | 1.3459 | 0 | 0 | 1.3459 | 0 | 0 | -0.024022 | 0 | 0 | -0.024022 | 0 | 0
Line8_8_10 | 0 | 0 | 0 | 0 | 0 | 0 | 0 | 0 | 0 | 0 | 0 | 0 | 2.2006e-09 | -2.022e-20 | -1.8055e-20 | -2.2006e-09 | 6.4118e-18 | -1.1172e-17 | -5.0584e-08 | -1.3456e-21 | -2.6475e-21 | -1.862e-12 | 2.0072e-17 | -1.753e-18 | 0 | 0 | 0 | 0 | 0 | 0 | 1.3459 | 0 | 0 | 1.3459 | 0 | 0 | -0.024022 | 0 | 0 | -0.024022 | 0 | 0
Line9_3_11 | 1.1373e-06 | 1.1506e-06 | 1.1242e-06 | 0 | 0 | 0 | 2.6265e-07 | 2.6572e-07 | 2.5963e-07 | 0 | 0 | 0 | 1.5483e-08 | -1.7534e-07 | 1.7145e-07 | -1.5479e-08 | 1.5069e-07 | -1.4681e-07 | -3.5347e-07 | 1.4806e-08 | -1.0489e-08 | 3.0298e-07 | -1.1834e-08 | 7.6922e-09 | 87.4689 | 87.9228 | 86.998 | 0 | 0 | 0 | 1.3471 | 0.66223 | 0.66159 | 1.3471 | 0.66223 | 0.66159 | -0.022998 | -96.9039 | 83.4969 | -0.023 | -96.9039 | 83.4969

## LLG_min_fault_6
name | pf_ikss_a_from_ka | pf_ikss_b_from_ka | pf_ikss_c_from_ka | pf_ikss_a_to_ka | pf_ikss_b_to_ka | pf_ikss_c_to_ka | pf_skss_a_from_mw | pf_skss_b_from_mw | pf_skss_c_from_mw | pf_skss_a_to_mw | pf_skss_b_to_mw | pf_skss_c_to_mw | pf_p_a_from_mw | pf_p_b_from_mw | pf_p_c_from_mw | pf_p_a_to_mw | pf_p_b_to_mw | pf_p_c_to_mw | pf_q_a_from_mvar | pf_q_b_from_mvar | pf_q_c_from_mvar | pf_q_a_to_mvar | pf_q_b_to_mvar | pf_q_c_to_mvar | pf_ikss_a_from_degree | pf_ikss_b_from_degree | pf_ikss_c_from_degree | pf_ikss_a_to_degree | pf_ikss_b_to_degree | pf_ikss_c_to_degree | pf_vm_a_from_pu | pf_vm_b_from_pu | pf_vm_c_from_pu | pf_vm_a_to_pu | pf_vm_b_to_pu | pf_vm_c_to_pu | pf_va_a_from_degree | pf_va_b_from_degree | pf_va_c_from_degree | pf_va_a_to_degree | pf_va_b_to_degree | pf_va_c_to_degree
Line0_1_2 | 0 | 0.026896 | 0.026874 | 0 | 0.026896 | 0.026874 | 0 | 0.0062114 | 0.0062062 | 0 | 0.0062114 | 0.0062062 | 8.773e-09 | 0.0036682 | 0.0036694 | -8.7678e-09 | -0.0036554 | -0.0036548 | -2.0105e-07 | 0.0036778 | 0.0036645 | 1.6756e-07 | -0.0036626 | -0.0036511 | 0 | -146.1792 | 55.9038 | 0 | 33.821 | -124.0963 | 1.2653 | 0.83627 | 0.83558 | 1.2651 | 0.83309 | 0.83239 | -0.015951 | -101.1048 | 100.8654 | -0.016144 | -101.1229 | 100.8747
Line10_11_12 | 0 | 0 | 0 | 0 | 0 | 0 | 0 | 0 | 0 | 0 | 0 | 0 | 8.7974e-09 | -1.3133e-07 | 1.2902e-07 | -8.794e-09 | 1.0963e-07 | -1.0733e-07 | -2.007e-07 | 1.984e-08 | 3.0759e-08 | 1.6725e-07 | -1.559e-08 | -2.6586e-08 | 0 | 0 | 0 | 0 | 0 | 0 | 1.2653 | 0.83627 | 0.83558 | 1.2653 | 0.83627 | 0.83558 | -0.015954 | -101.1048 | 100.8654 | -0.015956 | -101.1048 | 100.8654
Line11_12_13 | 0 | 0 | 0 | 0 | 0 | 0 | 0 | 0 | 0 | 0 | 0 | 0 | 7.3312e-09 | -1.0944e-07 | 1.0752e-07 | -7.3277e-09 | 8.7745e-08 | -8.5823e-08 | -1.6725e-07 | 1.6533e-08 | 2.5632e-08 | 1.338e-07 | -1.2283e-08 | -2.146e-08 | 0 | 0 | 0 | 0 | 0 | 0 | 1.2653 | 0.83627 | 0.83558 | 1.2653 | 0.83627 | 0.83558 | -0.015956 | -101.1048 | 100.8654 | -0.015957 | -101.1048 | 100.8654
Line12_13_15 | 0 | 0 | 0 | 0 | 0 | 0 | 0 | 0 | 0 | 0 | 0 | 0 | 4.3987e-09 | -6.5665e-08 | 6.451e-08 | -4.3953e-09 | 4.3968e-08 | -4.2817e-08 | -1.0035e-07 | 9.9199e-09 | 1.5379e-08 | 6.6899e-08 | -5.67e-09 | -1.1207e-08 | 0 | 0 | 0 | 0 | 0 | 0 | 1.2653 | 0.83627 | 0.83558 | 1.2653 | 0.83627 | 0.83558 | -0.015957 | -101.1048 | 100.8654 | -0.015957 | -101.1048 | 100.8654
Line13_13_14 | 0 | 0 | 0 | 0 | 0 | 0 | 0 | 0 | 0 | 0 | 0 | 0 | 1.4662e-09 | -2.1888e-08 | 2.1503e-08 | -1.4628e-09 | 1.9176e-10 | 1.8974e-10 | -3.345e-08 | 3.3067e-09 | 5.1265e-09 | -1.2273e-12 | 9.4334e-10 | -9.5407e-10 | 0 | 0 | 0 | 0 | 0 | 0 | 1.2653 | 0.83627 | 0.83558 | 1.2653 | 0.83627 | 0.83558 | -0.015957 | -101.1048 | 100.8654 | -0.015957 | -101.1048 | 100.8654
Line14_15_16 | 0 | 0 | 0 | 0 | 0 | 0 | 0 | 0 | 0 | 0 | 0 | 0 | 2.9325e-09 | -4.3776e-08 | 4.3007e-08 | -2.929e-09 | 2.208e-08 | -2.1314e-08 | -6.69e-08 | 6.6133e-09 | 1.0253e-08 | 3.3449e-08 | -2.3633e-09 | -6.0805e-09 | 0 | 0 | 0 | 0 | 0 | 0 | 1.2653 | 0.83627 | 0.83558 | 1.2653 | 0.83627 | 0.83558 | -0.015957 | -101.1048 | 100.8654 | -0.015958 | -101.1048 | 100.8654
Line15_16_17 | 0 | 0 | 0 | 0 | 0 | 0 | 0 | 0 | 0 | 0 | 0 | 0 | 1.4662e-09 | -2.1888e-08 | 2.1503e-08 | -1.4628e-09 | 1.9176e-10 | 1.8974e-10 | -3.345e-08 | 3.3066e-09 | 5.1265e-09 | -1.2274e-12 | 9.4334e-10 | -9.5407e-10 | 0 | 0 | 0 | 0 | 0 | 0 | 1.2653 | 0.83627 | 0.83558 | 1.2653 | 0.83627 | 0.83558 | -0.015958 | -101.1048 | 100.8654 | -0.015958 | -101.1048 | 100.8654
Line16_4_18 | 0 | 0 | 0 | 0 | 0 | 0 | 0 | 0 | 0 | 0 | 0 | 0 | 1.4662e-09 | -2.1888e-08 | 2.1503e-08 | -1.4628e-09 | 1.9176e-10 | 1.8974e-10 | -3.345e-08 | 3.3067e-09 | 5.1265e-09 | -1.2269e-12 | 9.4334e-10 | -9.5407e-10 | 0 | 0 | 0 | 0 | 0 | 0 | 1.2653 | 0.83627 | 0.83558 | 1.2653 | 0.83627 | 0.83558 | -0.015952 | -101.1048 | 100.8654 | -0.015952 | -101.1048 | 100.8654
Line17_5_19 | 0 | 0 | 0 | 0 | 0 | 0 | 0 | 0 | 0 | 0 | 0 | 0 | 1.4662e-09 | -2.1888e-08 | 2.1503e-08 | -1.4628e-09 | 1.9176e-10 | 1.8974e-10 | -3.345e-08 | 3.3067e-09 | 5.1265e-09 | -1.2269e-12 | 9.4334e-10 | -9.5407e-10 | 0 | 0 | 0 | 0 | 0 | 0 | 1.2653 | 0.83627 | 0.83558 | 1.2653 | 0.83627 | 0.83558 | -0.015952 | -101.1048 | 100.8654 | -0.015952 | -101.1048 | 100.8654
Line1_1_3 | 0 | 0 | 0 | 0 | 0 | 0 | 0 | 0 | 0 | 0 | 0 | 0 | 1.173e-08 | -1.7511e-07 | 1.7203e-07 | -1.1726e-08 | 1.5341e-07 | -1.5033e-07 | -2.676e-07 | 2.6453e-08 | 4.1012e-08 | 2.3415e-07 | -2.2203e-08 | -3.6839e-08 | 0 | 0 | 0 | 0 | 0 | 0 | 1.2653 | 0.83627 | 0.83558 | 1.2653 | 0.83627 | 0.83558 | -0.015951 | -101.1048 | 100.8654 | -0.015953 | -101.1048 | 100.8654
Line2_1_4 | 0 | 0 | 0 | 0 | 0 | 0 | 0 | 0 | 0 | 0 | 0 | 0 | 2.9324e-09 | -4.3776e-08 | 4.3007e-08 | -2.929e-09 | 2.208e-08 | -2.1314e-08 | -6.69e-08 | 6.6133e-09 | 1.0253e-08 | 3.3449e-08 | -2.3633e-09 | -6.0805e-09 | 0 | 0 | 0 | 0 | 0 | 0 | 1.2653 | 0.83627 | 0.83558 | 1.2653 | 0.83627 | 0.83558 | -0.015951 | -101.1048 | 100.8654 | -0.015952 | -101.1048 | 100.8654
Line3_1_5 | 0 | 0 | 0 | 0 | 0 | 0 | 0 | 0 | 0 | 0 | 0 | 0 | 2.9324e-09 | -4.3776e-08 | 4.3007e-08 | -2.929e-09 | 2.208e-08 | -2.1314e-08 | -6.69e-08 | 6.6133e-09 | 1.0253e-08 | 3.3449e-08 | -2.3633e-09 | -6.0805e-09 | 0 | 0 | 0 | 0 | 0 | 0 | 1.2653 | 0.83627 | 0.83558 | 1.2653 | 0.83627 | 0.83558 | -0.015951 | -101.1048 | 100.8654 | -0.015952 | -101.1048 | 100.8654
Line4_2_6 | 0 | 0.026896 | 0.026874 | 0 | 0.026896 | 0.026874 | 0 | 0.0062114 | 0.0062062 | 0 | 0.0062114 | 0.0062062 | 7.3062e-09 | 0.0036554 | 0.0036548 | -7.3019e-09 | -0.0036426 | -0.0036401 | -1.6756e-07 | 0.0036626 | 0.0036511 | 1.3406e-07 | -0.0036474 | -0.0036377 | 0 | -146.179 | 55.9037 | 0 | 33.8212 | -124.0965 | 1.2651 | 0.83309 | 0.83239 | 1.2649 | 0.8299 | 0.8292 | -0.016144 | -101.1229 | 100.8747 | -0.016336 | -101.1412 | 100.8841
Line5_6_7 | 0 | 0.026896 | 0.026874 | 0 | 0.026896 | 0.026874 | 0 | 0.0062114 | 0.0062062 | 0 | 0.0062114 | 0.0062062 | 5.8415e-09 | 0.0036426 | 0.0036401 | -5.8381e-09 | -0.0036298 | -0.0036255 | -1.3406e-07 | 0.0036474 | 0.0036377 | 1.0055e-07 | -0.0036323 | -0.0036243 | 0 | -146.1788 | 55.9036 | 0 | 33.8214 | -124.0966 | 1.2649 | 0.8299 | 0.8292 | 1.2647 | 0.82672 | 0.82601 | -0.016336 | -101.1412 | 100.8841 | -0.016528 | -101.1595 | 100.8935
Line6_7_8 | 0 | 0.026896 | 0.026874 | 0 | 0.026896 | 0.026873 | 0 | 0.0062114 | 0.0062062 | 0 | 0.0062114 | 0.0062062 | 4.3789e-09 | 0.0036298 | 0.0036255 | -4.3765e-09 | -0.0036171 | -0.0036109 | -1.0055e-07 | 0.0036323 | 0.0036243 | 6.703e-08 | -0.0036171 | -0.0036109 | 0 | -146.1786 | 55.9034 | 0 | 33.8216 | -124.0967 | 1.2647 | 0.82672 | 0.82601 | 1.2645 | 0.82353 | 0.82282 | -0.016528 | -101.1595 | 100.8935 | -0.01672 | -101.178 | 100.903
Line7_8_9 | 0 | 0 | 0 | 0 | 0 | 0 | 0 | 0 | 0 | 0 | 0 | 0 | 1.4592e-09 | -2.1645e-08 | 2.1189e-08 | -1.458e-09 | 2.2849e-10 | 2.2596e-10 | -3.3515e-08 | 3.2992e-09 | 5.07e-09 | -1.2853e-12 | 9.255e-10 | -9.3772e-10 | 0 | 0 | 0 | 0 | 0 | 0 | 1.2645 | 0.82353 | 0.82282 | 1.2645 | 0.82353 | 0.82282 | -0.01672 | -101.178 | 100.903 | -0.01672 | -101.178 | 100.903
Line8_8_10 | 0 | 0 | 0 | 0 | 0 | 0 | 0 | 0 | 0 | 0 | 0 | 0 | 1.4592e-09 | -2.1645e-08 | 2.1189e-08 | -1.458e-09 | 2.2848e-10 | 2.2596e-10 | -3.3515e-08 | 3.2992e-09 | 5.07e-09 | -1.2853e-12 | 9.255e-10 | -9.3772e-10 | 0 | 0 | 0 | 0 | 0 | 0 | 1.2645 | 0.82353 | 0.82282 | 1.2645 | 0.82353 | 0.82282 | -0.01672 | -101.178 | 100.903 | -0.01672 | -101.178 | 100.903
Line9_3_11 | 0 | 0 | 0 | 0 | 0 | 0 | 0 | 0 | 0 | 0 | 0 | 0 | 1.0264e-08 | -1.5322e-07 | 1.5052e-07 | -1.026e-08 | 1.3152e-07 | -1.2883e-07 | -2.3415e-07 | 2.3147e-08 | 3.5885e-08 | 2.007e-07 | -1.8897e-08 | -3.1713e-08 | 0 | 0 | 0 | 0 | 0 | 0 | 1.2653 | 0.83627 | 0.83558 | 1.2653 | 0.83627 | 0.83558 | -0.015953 | -101.1048 | 100.8654 | -0.015954 | -101.1048 | 100.8654

## LLG_min_fault_10
name | pf_ikss_a_from_ka | pf_ikss_b_from_ka | pf_ikss_c_from_ka | pf_ikss_a_to_ka | pf_ikss_b_to_ka | pf_ikss_c_to_ka | pf_skss_a_from_mw | pf_skss_b_from_mw | pf_skss_c_from_mw | pf_skss_a_to_mw | pf_skss_b_to_mw | pf_skss_c_to_mw | pf_p_a_from_mw | pf_p_b_from_mw | pf_p_c_from_mw | pf_p_a_to_mw | pf_p_b_to_mw | pf_p_c_to_mw | pf_q_a_from_mvar | pf_q_b_from_mvar | pf_q_c_from_mvar | pf_q_a_to_mvar | pf_q_b_to_mvar | pf_q_c_to_mvar | pf_ikss_a_from_degree | pf_ikss_b_from_degree | pf_ikss_c_from_degree | pf_ikss_a_to_degree | pf_ikss_b_to_degree | pf_ikss_c_to_degree | pf_vm_a_from_pu | pf_vm_b_from_pu | pf_vm_c_from_pu | pf_vm_a_to_pu | pf_vm_b_to_pu | pf_vm_c_to_pu | pf_va_a_from_degree | pf_va_b_from_degree | pf_va_c_from_degree | pf_va_a_to_degree | pf_va_b_to_degree | pf_va_c_to_degree
Line0_1_2 | 0 | 0.02548 | 0.025459 | 0 | 0.025481 | 0.025459 | 0 | 0.0058845 | 0.0058796 | 0 | 0.0058845 | 0.0058796 | 7.8738e-09 | 0.0032922 | 0.0032933 | -7.8692e-09 | -0.0032808 | -0.0032802 | -1.8044e-07 | 0.0033008 | 0.0032889 | 1.5039e-07 | -0.0032872 | -0.0032769 | 0 | -146.1792 | 55.9038 | 0 | 33.821 | -124.0963 | 1.1987 | 0.79226 | 0.79161 | 1.1985 | 0.78924 | 0.78858 | -0.015951 | -101.1048 | 100.8654 | -0.016144 | -101.1229 | 100.8747
Line10_11_12 | 0 | 0 | 0 | 0 | 0 | 0 | 0 | 0 | 0 | 0 | 0 | 0 | 7.8957e-09 | -1.1787e-07 | 1.158e-07 | -7.8926e-09 | 9.8396e-08 | -9.6327e-08 | -1.8013e-07 | 1.7806e-08 | 2.7606e-08 | 1.5011e-07 | -1.3992e-08 | -2.3862e-08 | 0 | 0 | 0 | 0 | 0 | 0 | 1.1987 | 0.79226 | 0.79161 | 1.1987 | 0.79226 | 0.79161 | -0.015954 | -101.1048 | 100.8654 | -0.015956 | -101.1048 | 100.8654
Line11_12_13 | 0 | 0 | 0 | 0 | 0 | 0 | 0 | 0 | 0 | 0 | 0 | 0 | 6.5798e-09 | -9.8224e-08 | 9.6497e-08 | -6.5767e-09 | 7.8751e-08 | -7.7027e-08 | -1.5011e-07 | 1.4839e-08 | 2.3005e-08 | 1.2009e-07 | -1.1024e-08 | -1.926e-08 | 0 | 0 | 0 | 0 | 0 | 0 | 1.1987 | 0.79226 | 0.79161 | 1.1987 | 0.79226 | 0.79161 | -0.015956 | -101.1048 | 100.8654 | -0.015957 | -101.1048 | 100.8654
Line12_13_15 | 0 | 0 | 0 | 0 | 0 | 0 | 0 | 0 | 0 | 0 | 0 | 0 | 3.9479e-09 | -5.8935e-08 | 5.7898e-08 | -3.9448e-09 | 3.9462e-08 | -3.8428e-08 | -9.0065e-08 | 8.9032e-09 | 1.3803e-08 | 6.0042e-08 | -5.0888e-09 | -1.0058e-08 | 0 | 0 | 0 | 0 | 0 | 0 | 1.1987 | 0.79226 | 0.79161 | 1.1987 | 0.79226 | 0.79161 | -0.015957 | -101.1048 | 100.8654 | -0.015957 | -101.1048 | 100.8654
Line13_13_14 | 0 | 0 | 0 | 0 | 0 | 0 | 0 | 0 | 0 | 0 | 0 | 0 | 1.316e-09 | -1.9645e-08 | 1.9299e-08 | -1.3129e-09 | 1.721e-10 | 1.7029e-10 | -3.0022e-08 | 2.9677e-09 | 4.601e-09 | -1.1017e-12 | 8.4666e-10 | -8.5628e-10 | 0 | 0 | 0 | 0 | 0 | 0 | 1.1987 | 0.79226 | 0.79161 | 1.1987 | 0.79226 | 0.79161 | -0.015957 | -101.1048 | 100.8654 | -0.015957 | -101.1048 | 100.8654
Line14_15_16 | 0 | 0 | 0 | 0 | 0 | 0 | 0 | 0 | 0 | 0 | 0 | 0 | 2.6319e-09 | -3.929e-08 | 3.8599e-08 | -2.6288e-09 | 1.9817e-08 | -1.9129e-08 | -6.0043e-08 | 5.9355e-09 | 9.2021e-09 | 3.002e-08 | -2.1211e-09 | -5.4573e-09 | 0 | 0 | 0 | 0 | 0 | 0 | 1.1987 | 0.79226 | 0.79161 | 1.1987 | 0.79226 | 0.79161 | -0.015957 | -101.1048 | 100.8654 | -0.015958 | -101.1048 | 100.8654
Line15_16_17 | 0 | 0 | 0 | 0 | 0 | 0 | 0 | 0 | 0 | 0 | 0 | 0 | 1.316e-09 | -1.9645e-08 | 1.9299e-08 | -1.3129e-09 | 1.721e-10 | 1.7029e-10 | -3.0022e-08 | 2.9677e-09 | 4.601e-09 | -1.1016e-12 | 8.4666e-10 | -8.5628e-10 | 0 | 0 | 0 | 0 | 0 | 0 | 1.1987 | 0.79226 | 0.79161 | 1.1987 | 0.79226 | 0.79161 | -0.015958 | -101.1048 | 100.8654 | -0.015958 | -101.1048 | 100.8654
Line16_4_18 | 0 | 0 | 0 | 0 | 0 | 0 | 0 | 0 | 0 | 0 | 0 | 0 | 1.3159e-09 | -1.9645e-08 | 1.9299e-08 | -1.3129e-09 | 1.721e-10 | 1.7029e-10 | -3.0022e-08 | 2.9678e-09 | 4.601e-09 | -1.101e-12 | 8.4666e-10 | -8.5628e-10 | 0 | 0 | 0 | 0 | 0 | 0 | 1.1987 | 0.79226 | 0.79161 | 1.1987 | 0.79226 | 0.79161 | -0.015952 | -101.1048 | 100.8654 | -0.015952 | -101.1048 | 100.8654
Line17_5_19 | 0 | 0 | 0 | 0 | 0 | 0 | 0 | 0 | 0 | 0 | 0 | 0 | 1.3159e-09 | -1.9645e-08 | 1.9299e-08 | -1.3129e-09 | 1.721e-10 | 1.7029e-10 | -3.0022e-08 | 2.9678e-09 | 4.601e-09 | -1.101e-12 | 8.4666e-10 | -8.5628e-10 | 0 | 0 | 0 | 0 | 0 | 0 | 1.1987 | 0.79226 | 0.79161 | 1.1987 | 0.79226 | 0.79161 | -0.015952 | -101.1048 | 100.8654 | -0.015952 | -101.1048 | 100.8654
Line1_1_3 | 0 | 0 | 0 | 0 | 0 | 0 | 0 | 0 | 0 | 0 | 0 | 0 | 1.0528e-08 | -1.5716e-07 | 1.5439e-07 | -1.0525e-08 | 1.3769e-07 | -1.3493e-07 | -2.4017e-07 | 2.3742e-08 | 3.6808e-08 | 2.1015e-07 | -1.9928e-08 | -3.3064e-08 | 0 | 0 | 0 | 0 | 0 | 0 | 1.1987 | 0.79226 | 0.79161 | 1.1987 | 0.79226 | 0.79161 | -0.015951 | -101.1048 | 100.8654 | -0.015953 | -101.1048 | 100.8654
Line2_1_4 | 0 | 0 | 0 | 0 | 0 | 0 | 0 | 0 | 0 | 0 | 0 | 0 | 2.6319e-09 | -3.929e-08 | 3.8599e-08 | -2.6288e-09 | 1.9817e-08 | -1.9129e-08 | -6.0043e-08 | 5.9355e-09 | 9.2021e-09 | 3.002e-08 | -2.1211e-09 | -5.4573e-09 | 0 | 0 | 0 | 0 | 0 | 0 | 1.1987 | 0.79226 | 0.79161 | 1.1987 | 0.79226 | 0.79161 | -0.015951 | -101.1048 | 100.8654 | -0.015952 | -101.1048 | 100.8654
Line3_1_5 | 0 | 0 | 0 | 0 | 0 | 0 | 0 | 0 | 0 | 0 | 0 | 0 | 2.6319e-09 | -3.929e-08 | 3.8599e-08 | -2.6288e-09 | 1.9817e-08 | -1.9129e-08 | -6.0043e-08 | 5.9355e-09 | 9.2021e-09 | 3.002e-08 | -2.1211e-09 | -5.4573e-09 | 0 | 0 | 0 | 0 | 0 | 0 | 1.1987 | 0.79226 | 0.79161 | 1.1987 | 0.79226 | 0.79161 | -0.015951 | -101.1048 | 100.8654 | -0.015952 | -101.1048 | 100.8654
Line4_2_6 | 0 | 0.025481 | 0.025459 | 0 | 0.025481 | 0.025459 | 0 | 0.0058845 | 0.0058796 | 0 | 0.0058845 | 0.0058796 | 6.5574e-09 | 0.0032808 | 0.0032802 | -6.5535e-09 | -0.0032693 | -0.0032671 | -1.5039e-07 | 0.0032872 | 0.0032769 | 1.2032e-07 | -0.0032736 | -0.0032648 | 0 | -146.179 | 55.9037 | 0 | 33.8212 | -124.0965 | 1.1985 | 0.78924 | 0.78858 | 1.1983 | 0.78622 | 0.78556 | -0.016144 | -101.1229 | 100.8747 | -0.016336 | -101.1412 | 100.8841
Line5_6_7 | 0 | 0.025481 | 0.025459 | 0 | 0.025481 | 0.025459 | 0 | 0.0058845 | 0.0058796 | 0 | 0.0058845 | 0.0058795 | 5.2428e-09 | 0.0032693 | 0.0032671 | -5.2398e-09 | -0.0032578 | -0.0032539 | -1.2032e-07 | 0.0032736 | 0.0032648 | 9.0245e-08 | -0.00326 | -0.0032528 | 0 | -146.1788 | 55.9036 | 0 | 33.8214 | -124.0966 | 1.1983 | 0.78622 | 0.78556 | 1.1981 | 0.78321 | 0.78254 | -0.016336 | -101.1412 | 100.8841 | -0.016528 | -101.1595 | 100.8935
Line6_7_8 | 0 | 0.025481 | 0.025459 | 0 | 0.025481 | 0.025459 | 0 | 0.0058845 | 0.0058795 | 0 | 0.0058845 | 0.0058795 | 3.9301e-09 | 0.0032578 | 0.0032539 | -3.9279e-09 | -0.0032463 | -0.0032408 | -9.0246e-08 | 0.00326 | 0.0032528 | 6.0159e-08 | -0.0032464 | -0.0032408 | 0 | -146.1786 | 55.9034 | 0 | 33.8216 | -124.0967 | 1.1981 | 0.78321 | 0.78254 | 1.1979 | 0.78019 | 0.77951 | -0.016528 | -101.1595 | 100.8935 | -0.01672 | -101.178 | 100.903
Line7_8_9 | 0 | 0 | 0 | 0 | 0 | 0 | 0 | 0 | 0 | 0 | 0 | 0 | 1.3097e-09 | -1.9426e-08 | 1.9017e-08 | -1.3086e-09 | 2.0507e-10 | 2.028e-10 | -3.008e-08 | 2.9611e-09 | 4.5504e-09 | -1.1534e-12 | 8.3065e-10 | -8.4161e-10 | 0 | 0 | 0 | 0 | 0 | 0 | 1.1979 | 0.78019 | 0.77951 | 1.1979 | 0.78019 | 0.77951 | -0.01672 | -101.178 | 100.903 | -0.01672 | -101.178 | 100.903
Line8_8_10 | 0 | 0 | 0 | 0 | 0 | 0 | 0 | 0 | 0 | 0 | 0 | 0 | 1.3097e-09 | -1.9426e-08 | 1.9017e-08 | -1.3086e-09 | 2.0507e-10 | 2.028e-10 | -3.008e-08 | 2.9611e-09 | 4.5504e-09 | -1.1532e-12 | 8.3065e-10 | -8.4161e-10 | 0 | 0 | 0 | 0 | 0 | 0 | 1.1979 | 0.78019 | 0.77951 | 1.1979 | 0.78019 | 0.77951 | -0.01672 | -101.178 | 100.903 | -0.01672 | -101.178 | 100.903
Line9_3_11 | 0 | 0 | 0 | 0 | 0 | 0 | 0 | 0 | 0 | 0 | 0 | 0 | 9.2117e-09 | -1.3751e-07 | 1.351e-07 | -9.2086e-09 | 1.1804e-07 | -1.1563e-07 | -2.1015e-07 | 2.0774e-08 | 3.2207e-08 | 1.8013e-07 | -1.696e-08 | -2.8463e-08 | 0 | 0 | 0 | 0 | 0 | 0 | 1.1987 | 0.79226 | 0.79161 | 1.1987 | 0.79226 | 0.79161 | -0.015953 | -101.1048 | 100.8654 | -0.015954 | -101.1048 | 100.8654