## LLL_max_6
name | pf_ikss_from_ka | pf_ikss_to_ka | pf_ip_from_ka | pf_ip_to_ka | pf_skss_from_mw | pf_skss_to_mw | pf_p_from_mw | pf_p_to_mw | pf_q_from_mvar | pf_q_to_mvar | pf_ikss_from_degree | pf_ikss_to_degree | pf_vm_from_pu | pf_vm_to_pu | pf_va_from_degree | pf_va_to_degree
Line0_1_2 | 2.1767 | 2.1767 | 0 | 0 | 1.508 | 1.508 | 0.56854 | -0.42641 | 1.1371 | -0.85282 | -67.8829 | 112.1171 | 0.84302 | 0.63226 | -4.4479 | -4.4479
Line10_11_12 | 0 | 0 | 0 | 0 | 0 | 0 | 0 | 0 | 0 | 0 | 0 | 0 | 0.84302 | 0.84302 | -4.4479 | -4.4479
Line11_12_13 | 0 | 0 | 0 | 0 | 0 | 0 | 0 | 0 | 0 | 0 | 0 | 0 | 0.84302 | 0.84302 | -4.4479 | -4.4479
Line12_13_15 | 0 | 0 | 0 | 0 | 0 | 0 | 0 | 0 | 0 | 0 | 0 | 0 | 0.84302 | 0.84302 | -4.4479 | -4.4479
Line13_13_14 | 0 | 0 | 0 | 0 | 0 | 0 | 0 | 0 | 0 | 0 | 0 | 0 | 0.84302 | 0.84302 | -4.4479 | -4.4479
Line14_15_16 | 0 | 0 | 0 | 0 | 0 | 0 | 0 | 0 | 0 | 0 | 0 | 0 | 0.84302 | 0.84302 | -4.4479 | -4.4479
Line15_16_17 | 0 | 0 | 0 | 0 | 0 | 0 | 0 | 0 | 0 | 0 | 0 | 0 | 0.84302 | 0.84302 | -4.4479 | -4.4479
Line16_4_18 | 0 | 0 | 0 | 0 | 0 | 0 | 0 | 0 | 0 | 0 | 0 | 0 | 0.84302 | 0.84302 | -4.4479 | -4.4479
Line17_5_19 | 0 | 0 | 0 | 0 | 0 | 0 | 0 | 0 | 0 | 0 | 0 | 0 | 0.84302 | 0.84302 | -4.4479 | -4.4479
Line1_1_3 | 0 | 0 | 0 | 0 | 0 | 0 | 0 | 0 | 0 | 0 | 0 | 0 | 0.84302 | 0.84302 | -4.4479 | -4.4479
Line2_1_4 | 0 | 0 | 0 | 0 | 0 | 0 | 0 | 0 | 0 | 0 | 0 | 0 | 0.84302 | 0.84302 | -4.4479 | -4.4479
Line3_1_5 | 0 | 0 | 0 | 0 | 0 | 0 | 0 | 0 | 0 | 0 | 0 | 0 | 0.84302 | 0.84302 | -4.4479 | -4.4479
Line4_2_6 | 2.1767 | 2.1767 | 0 | 0 | 1.508 | 1.508 | 0.42641 | -0.28427 | 0.85282 | -0.56854 | -67.8829 | 112.1171 | 0.63226 | 0.42151 | -4.4479 | -4.4479
Line5_6_7 | 2.1767 | 2.1767 | 0 | 0 | 1.508 | 1.508 | 0.28427 | -0.14214 | 0.56854 | -0.28427 | -67.8829 | 112.1171 | 0.42151 | 0.21075 | -4.4479 | -4.4479
Line6_7_8 | 2.1767 | 2.1767 | 0 | 4.0311 | 1.508 | 1.508 | 0.14214 | -1e-07 | 0.28427 | -1e-07 | -67.8829 | 112.1171 | 0.21075 | 0 | -4.4479 | 0
Line7_8_9 | 0 | 0 | 0 | 0 | 0 | 0 | 8.4632e-22 | 0 | 4.2265e-22 | 0 | 0 | 0 | 0 | 0 | 0 | 0
Line8_8_10 | 0 | 0 | 0 | 0 | 0 | 0 | 8.4632e-22 | 0 | 4.2265e-22 | 0 | 0 | 0 | 0 | 0 | 0 | 0
Line9_3_11 | 0 | 0 | 0 | 0 | 0 | 0 | 0 | 0 | 0 | 0 | 0 | 0 | 0.84302 | 0.84302 | -4.4479 | -4.4479

## LLL_max_10
name | pf_ikss_from_ka | pf_ikss_to_ka | pf_ip_from_ka | pf_ip_to_ka | pf_skss_from_mw | pf_skss_to_mw | pf_p_from_mw | pf_p_to_mw | pf_q_from_mvar | pf_q_to_mvar | pf_ikss_from_degree | pf_ikss_to_degree | pf_vm_from_pu | pf_vm_to_pu | pf_va_from_degree | pf_va_to_degree
Line0_1_2 | 2.259 | 2.259 | 0 | 0 | 1.5651 | 1.5651 | 0.61237 | -0.45928 | 1.2247 | -0.91856 | -68.05 | 111.95 | 0.87491 | 0.65618 | -4.615 | -4.615
Line10_11_12 | 0 | 0 | 0 | 0 | 0 | 0 | 0 | 0 | 0 | 0 | 0 | 0 | 0.87491 | 0.87491 | -4.615 | -4.615
Line11_12_13 | 0 | 0 | 0 | 0 | 0 | 0 | 0 | 0 | 0 | 0 | 0 | 0 | 0.87491 | 0.87491 | -4.615 | -4.615
Line12_13_15 | 0 | 0 | 0 | 0 | 0 | 0 | 0 | 0 | 0 | 0 | 0 | 0 | 0.87491 | 0.87491 | -4.615 | -4.615
Line13_13_14 | 0 | 0 | 0 | 0 | 0 | 0 | 0 | 0 | 0 | 0 | 0 | 0 | 0.87491 | 0.87491 | -4.615 | -4.615
Line14_15_16 | 0 | 0 | 0 | 0 | 0 | 0 | 0 | 0 | 0 | 0 | 0 | 0 | 0.87491 | 0.87491 | -4.615 | -4.615
Line15_16_17 | 0 | 0 | 0 | 0 | 0 | 0 | 0 | 0 | 0 | 0 | 0 | 0 | 0.87491 | 0.87491 | -4.615 | -4.615
Line16_4_18 | 0 | 0 | 0 | 0 | 0 | 0 | 0 | 0 | 0 | 0 | 0 | 0 | 0.87491 | 0.87491 | -4.615 | -4.615
Line17_5_19 | 0 | 0 | 0 | 0 | 0 | 0 | 0 | 0 | 0 | 0 | 0 | 0 | 0.87491 | 0.87491 | -4.615 | -4.615
Line1_1_3 | 0 | 0 | 0 | 0 | 0 | 0 | 0 | 0 | 0 | 0 | 0 | 0 | 0.87491 | 0.87491 | -4.615 | -4.615
Line2_1_4 | 0 | 0 | 0 | 0 | 0 | 0 | 0 | 0 | 0 | 0 | 0 | 0 | 0.87491 | 0.87491 | -4.615 | -4.615
Line3_1_5 | 0 | 0 | 0 | 0 | 0 | 0 | 0 | 0 | 0 | 0 | 0 | 0 | 0.87491 | 0.87491 | -4.615 | -4.615
Line4_2_6 | 2.259 | 2.259 | 0 | 0 | 1.5651 | 1.5651 | 0.45928 | -0.30619 | 0.91856 | -0.61237 | -68.05 | 111.95 | 0.65618 | 0.43745 | -4.615 | -4.615
Line5_6_7 | 2.259 | 2.259 | 0 | 0 | 1.5651 | 1.5651 | 0.30619 | -0.15309 | 0.61237 | -0.30619 | -68.05 | 111.95 | 0.43745 | 0.21873 | -4.615 | -4.615
Line6_7_8 | 2.259 | 2.259 | 0 | 4.1931 | 1.5651 | 1.5651 | 0.15309 | -1e-07 | 0.30619 | -1e-07 | -68.05 | 111.95 | 0.21873 | 0 | -4.615 | 0
Line7_8_9 | 0 | 0 | 0 | 0 | 0 | 0 | 1.1499e-21 | 0 | -5.8009e-22 | 0 | 0 | 0 | 0 | 0 | 0 | 0
Line8_8_10 | 0 | 0 | 0 | 0 | 0 | 0 | 1.1499e-21 | 0 | -5.8009e-22 | 0 | 0 | 0 | 0 | 0 | 0 | 0
Line9_3_11 | 0 | 0 | 0 | 0 | 0 | 0 | 0 | 0 | 0 | 0 | 0 | 0 | 0.87491 | 0.87491 | -4.615 | -4.615

## LLL_max_fault_6
name | pf_ikss_from_ka | pf_ikss_to_ka | pf_ip_from_ka | pf_ip_to_ka | pf_skss_from_mw | pf_skss_to_mw | pf_p_from_mw | pf_p_to_mw | pf_q_from_mvar | pf_q_to_mvar | pf_ikss_from_degree | pf_ikss_to_degree | pf_vm_from_pu | pf_vm_to_pu | pf_va_from_degree | pf_va_to_degree
Line0_1_2 | 0.033802 | 0.033802 | 0 | 0 | 0.023418 | 0.023418 | 0.017275 | -0.017241 | 0.017412 | -0.017344 | -45.346 | 134.654 | 1.0474 | 1.0443 | -0.11952 | -0.17563
Line10_11_12 | 0 | 0 | 0 | 0 | 0 | 0 | 0 | 0 | 0 | 0 | 0 | 0 | 1.0474 | 1.0474 | -0.11952 | -0.11952
Line11_12_13 | 0 | 0 | 0 | 0 | 0 | 0 | 0 | 0 | 0 | 0 | 0 | 0 | 1.0474 | 1.0474 | -0.11952 | -0.11952
Line12_13_15 | 0 | 0 | 0 | 0 | 0 | 0 | 0 | 0 | 0 | 0 | 0 | 0 | 1.0474 | 1.0474 | -0.11952 | -0.11952
Line13_13_14 | 0 | 0 | 0 | 0 | 0 | 0 | 0 | 0 | 0 | 0 | 0 | 0 | 1.0474 | 1.0474 | -0.11952 | -0.11952
Line14_15_16 | 0 | 0 | 0 | 0 | 0 | 0 | 0 | 0 | 0 | 0 | 0 | 0 | 1.0474 | 1.0474 | -0.11952 | -0.11952
Line15_16_17 | 0 | 0 | 0 | 0 | 0 | 0 | 0 | 0 | 0 | 0 | 0 | 0 | 1.0474 | 1.0474 | -0.11952 | -0.11952
Line16_4_18 | 0 | 0 | 0 | 0 | 0 | 0 | 0 | 0 | 0 | 0 | 0 | 0 | 1.0474 | 1.0474 | -0.11952 | -0.11952
Line17_5_19 | 0 | 0 | 0 | 0 | 0 | 0 | 0 | 0 | 0 | 0 | 0 | 0 | 1.0474 | 1.0474 | -0.11952 | -0.11952
Line1_1_3 | 0 | 0 | 0 | 0 | 0 | 0 | 0 | 0 | 0 | 0 | 0 | 0 | 1.0474 | 1.0474 | -0.11952 | -0.11952
Line2_1_4 | 0 | 0 | 0 | 0 | 0 | 0 | 0 | 0 | 0 | 0 | 0 | 0 | 1.0474 | 1.0474 | -0.11952 | -0.11952
Line3_1_5 | 0 | 0 | 0 | 0 | 0 | 0 | 0 | 0 | 0 | 0 | 0 | 0 | 1.0474 | 1.0474 | -0.11952 | -0.11952
Line4_2_6 | 0.033802 | 0.033802 | 0 | 0 | 0.023418 | 0.023418 | 0.017241 | -0.017207 | 0.017344 | -0.017275 | -45.346 | 134.654 | 1.0443 | 1.0412 | -0.17563 | -0.23207
Line5_6_7 | 0.033802 | 0.033802 | 0 | 0 | 0.023418 | 0.023418 | 0.017207 | -0.017173 | 0.017275 | -0.017207 | -45.346 | 134.654 | 1.0412 | 1.0381 | -0.23207 | -0.28886
Line6_7_8 | 0.033802 | 0.033802 | 0 | 0.0626 | 0.023418 | 0.023418 | 0.017173 | -0.017138 | 0.017207 | -0.017138 | -45.346 | 134.654 | 1.0381 | 1.035 | -0.28886 | -0.34598
Line7_8_9 | 0 | 0 | 0 | 0 | 0 | 0 | -1.7102e-10 | 0 | 7.2182e-11 | 0 | 0 | 0 | 1.035 | 1.035 | -0.34598 | -0.34598
Line8_8_10 | 0 | 0 | 0 | 0 | 0 | 0 | -1.7102e-10 | 0 | 7.2182e-11 | 0 | 0 | 0 | 1.035 | 1.035 | -0.34598 | -0.34598
Line9_3_11 | 0 | 0 | 0 | 0 | 0 | 0 | 0 | 0 | 0 | 0 | 0 | 0 | 1.0474 | 1.0474 | -0.11952 | -0.11952

## LLL_max_fault_10
name | pf_ikss_from_ka | pf_ikss_to_ka | pf_ip_from_ka | pf_ip_to_ka | pf_skss_from_mw | pf_skss_to_mw | pf_p_from_mw | pf_p_to_mw | pf_q_from_mvar | pf_q_to_mvar | pf_ikss_from_degree | pf_ikss_to_degree | pf_vm_from_pu | pf_vm_to_pu | pf_va_from_degree | pf_va_to_degree
Line0_1_2 | 0.035407 | 0.035407 | 0 | 0 | 0.024531 | 0.024531 | 0.018955 | -0.018918 | 0.019106 | -0.019031 | -45.3516 | 134.6484 | 1.0971 | 1.0939 | -0.12515 | -0.18126
Line10_11_12 | 0 | 0 | 0 | 0 | 0 | 0 | 0 | 0 | 0 | 0 | 0 | 0 | 1.0971 | 1.0971 | -0.12515 | -0.12515
Line11_12_13 | 0 | 0 | 0 | 0 | 0 | 0 | 0 | 0 | 0 | 0 | 0 | 0 | 1.0971 | 1.0971 | -0.12515 | -0.12515
Line12_13_15 | 0 | 0 | 0 | 0 | 0 | 0 | 0 | 0 | 0 | 0 | 0 | 0 | 1.0971 | 1.0971 | -0.12515 | -0.12515
Line13_13_14 | 0 | 0 | 0 | 0 | 0 | 0 | 0 | 0 | 0 | 0 | 0 | 0 | 1.0971 | 1.0971 | -0.12515 | -0.12515
Line14_15_16 | 0 | 0 | 0 | 0 | 0 | 0 | 0 | 0 | 0 | 0 | 0 | 0 | 1.0971 | 1.0971 | -0.12515 | -0.12515
Line15_16_17 | 0 | 0 | 0 | 0 | 0 | 0 | 0 | 0 | 0 | 0 | 0 | 0 | 1.0971 | 1.0971 | -0.12515 | -0.12515
Line16_4_18 | 0 | 0 | 0 | 0 | 0 | 0 | 0 | 0 | 0 | 0 | 0 | 0 | 1.0971 | 1.0971 | -0.12515 | -0.12515
Line17_5_19 | 0 | 0 | 0 | 0 | 0 | 0 | 0 | 0 | 0 | 0 | 0 | 0 | 1.0971 | 1.0971 | -0.12515 | -0.12515
Line1_1_3 | 0 | 0 | 0 | 0 | 0 | 0 | 0 | 0 | 0 | 0 | 0 | 0 | 1.0971 | 1.0971 | -0.12515 | -0.12515
Line2_1_4 | 0 | 0 | 0 | 0 | 0 | 0 | 0 | 0 | 0 | 0 | 0 | 0 | 1.0971 | 1.0971 | -0.12515 | -0.12515
Line3_1_5 | 0 | 0 | 0 | 0 | 0 | 0 | 0 | 0 | 0 | 0 | 0 | 0 | 1.0971 | 1.0971 | -0.12515 | -0.12515
Line4_2_6 | 0.035407 | 0.035407 | 0 | 0 | 0.024531 | 0.024531 | 0.018918 | -0.01888 | 0.019031 | -0.018955 | -45.3516 | 134.6484 | 1.0939 | 1.0906 | -0.18126 | -0.23771
Line5_6_7 | 0.035407 | 0.035407 | 0 | 0 | 0.024531 | 0.024531 | 0.01888 | -0.018842 | 0.018955 | -0.01888 | -45.3516 | 134.6484 | 1.0906 | 1.0874 | -0.23771 | -0.29449
Line6_7_8 | 0.035407 | 0.035407 | 0 | 0.065722 | 0.024531 | 0.024531 | 0.018842 | -0.018805 | 0.01888 | -0.018805 | -45.3516 | 134.6484 | 1.0874 | 1.0841 | -0.29449 | -0.35161
Line7_8_9 | 0 | 0 | 0 | 0 | 0 | 0 | -1.8919e-10 | 0 | 8.0501e-11 | 0 | 0 | 0 | 1.0841 | 1.0841 | -0.35161 | -0.35161
Line8_8_10 | 0 | 0 | 0 | 0 | 0 | 0 | -1.8919e-10 | 0 | 8.0501e-11 | 0 | 0 | 0 | 1.0841 | 1.0841 | -0.35161 | -0.35161
Line9_3_11 | 0 | 0 | 0 | 0 | 0 | 0 | 0 | 0 | 0 | 0 | 0 | 0 | 1.0971 | 1.0971 | -0.12515 | -0.12515

## LLL_min_6
name | pf_ikss_from_ka | pf_ikss_to_ka | pf_ip_from_ka | pf_ip_to_ka | pf_skss_from_mw | pf_skss_to_mw | pf_p_from_mw | pf_p_to_mw | pf_q_from_mvar | pf_q_to_mvar | pf_ikss_from_degree | pf_ikss_to_degree | pf_vm_from_pu | pf_vm_to_pu | pf_va_from_degree | pf_va_to_degree
Line0_1_2 | 1.6801 | 1.6801 | 0 | 0 | 1.164 | 1.164 | 0.65034 | -0.48775 | 0.67743 | -0.50807 | -52.8727 | 127.1273 | 0.80677 | 0.60508 | -6.7036 | -6.7036
Line10_11_12 | 0 | 0 | 0 | 0 | 0 | 0 | 0 | 0 | 0 | 0 | 0 | 0 | 0.80677 | 0.80677 | -6.7036 | -6.7036
Line11_12_13 | 0 | 0 | 0 | 0 | 0 | 0 | 0 | 0 | 0 | 0 | 0 | 0 | 0.80677 | 0.80677 | -6.7036 | -6.7036
Line12_13_15 | 0 | 0 | 0 | 0 | 0 | 0 | 0 | 0 | 0 | 0 | 0 | 0 | 0.80677 | 0.80677 | -6.7036 | -6.7036
Line13_13_14 | 0 | 0 | 0 | 0 | 0 | 0 | 0 | 0 | 0 | 0 | 0 | 0 | 0.80677 | 0.80677 | -6.7036 | -6.7036
Line14_15_16 | 0 | 0 | 0 | 0 | 0 | 0 | 0 | 0 | 0 | 0 | 0 | 0 | 0.80677 | 0.80677 | -6.7036 | -6.7036
Line15_16_17 | 0 | 0 | 0 | 0 | 0 | 0 | 0 | 0 | 0 | 0 | 0 | 0 | 0.80677 | 0.80677 | -6.7036 | -6.7036
Line16_4_18 | 0 | 0 | 0 | 0 | 0 | 0 | 0 | 0 | 0 | 0 | 0 | 0 | 0.80677 | 0.80677 | -6.7036 | -6.7036
Line17_5_19 | 0 | 0 | 0 | 0 | 0 | 0 | 0 | 0 | 0 | 0 | 0 | 0 | 0.80677 | 0.80677 | -6.7036 | -6.7036
Line1_1_3 | 0 | 0 | 0 | 0 | 0 | 0 | 0 | 0 | 0 | 0 | 0 | 0 | 0.80677 | 0.80677 | -6.7036 | -6.7036
Line2_1_4 | 0 | 0 | 0 | 0 | 0 | 0 | 0 | 0 | 0 | 0 | 0 | 0 | 0.80677 | 0.80677 | -6.7036 | -6.7036
Line3_1_5 | 0 | 0 | 0 | 0 | 0 | 0 | 0 | 0 | 0 | 0 | 0 | 0 | 0.80677 | 0.80677 | -6.7036 | -6.7036
Line4_2_6 | 1.6801 | 1.6801 | 0 | 0 | 1.164 | 1.164 | 0.48775 | -0.32517 | 0.50807 | -0.33872 | -52.8727 | 127.1273 | 0.60508 | 0.40338 | -6.7036 | -6.7036
Line5_6_7 | 1.6801 | 1.6801 | 0 | 0 | 1.164 | 1.164 | 0.32517 | -0.16258 | 0.33872 | -0.16936 | -52.8727 | 127.1273 | 0.40338 | 0.20169 | -6.7036 | -6.7036
Line6_7_8 | 1.6801 | 1.6801 | 0 | 2.6638 | 1.164 | 1.164 | 0.16258 | -1e-07 | 0.16936 | -1e-07 | -52.8727 | 127.1273 | 0.20169 | 0 | -6.7036 | 0
Line7_8_9 | 0 | 0 | 0 | 0 | 0 | 0 | 7.0075e-22 | 0 | 9.1561e-22 | 0 | 0 | 0 | 0 | 0 | 0 | 0
Line8_8_10 | 0 | 0 | 0 | 0 | 0 | 0 | 7.0075e-22 | 0 | 9.1561e-22 | 0 | 0 | 0 | 0 | 0 | 0 | 0
Line9_3_11 | 0 | 0 | 0 | 0 | 0 | 0 | 0 | 0 | 0 | 0 | 0 | 0 | 0.80677 | 0.80677 | -6.7036 | -6.7036

## LLL_min_10
name | pf_ikss_from_ka | pf_ikss_to_ka | pf_ip_from_ka | pf_ip_to_ka | pf_skss_from_mw | pf_skss_to_mw | pf_p_from_mw | pf_p_to_mw | pf_q_from_mvar | pf_q_to_mvar | pf_ikss_from_degree | pf_ikss_to_degree | pf_vm_from_pu | pf_vm_to_pu | pf_va_from_degree | pf_va_to_degree
Line0_1_2 | 1.5916 | 1.5916 | 0 | 0 | 1.1027 | 1.1027 | 0.58368 | -0.43776 | 0.608 | -0.456 | -52.8727 | 127.1273 | 0.76431 | 0.57323 | -6.7036 | -6.7036
Line10_11_12 | 0 | 0 | 0 | 0 | 0 | 0 | 0 | 0 | 0 | 0 | 0 | 0 | 0.76431 | 0.76431 | -6.7036 | -6.7036
Line11_12_13 | 0 | 0 | 0 | 0 | 0 | 0 | 0 | 0 | 0 | 0 | 0 | 0 | 0.76431 | 0.76431 | -6.7036 | -6.7036
Line12_13_15 | 0 | 0 | 0 | 0 | 0 | 0 | 0 | 0 | 0 | 0 | 0 | 0 | 0.76431 | 0.76431 | -6.7036 | -6.7036
Line13_13_14 | 0 | 0 | 0 | 0 | 0 | 0 | 0 | 0 | 0 | 0 | 0 | 0 | 0.76431 | 0.76431 | -6.7036 | -6.7036
Line14_15_16 | 0 | 0 | 0 | 0 | 0 | 0 | 0 | 0 | 0 | 0 | 0 | 0 | 0.76431 | 0.76431 | -6.7036 | -6.7036
Line15_16_17 | 0 | 0 | 0 | 0 | 0 | 0 | 0 | 0 | 0 | 0 | 0 | 0 | 0.76431 | 0.76431 | -6.7036 | -6.7036
Line16_4_18 | 0 | 0 | 0 | 0 | 0 | 0 | 0 | 0 | 0 | 0 | 0 | 0 | 0.76431 | 0.76431 | -6.7036 | -6.7036
Line17_5_19 | 0 | 0 | 0 | 0 | 0 | 0 | 0 | 0 | 0 | 0 | 0 | 0 | 0.76431 | 0.76431 | -6.7036 | -6.7036
Line1_1_3 | 0 | 0 | 0 | 0 | 0 | 0 | 0 | 0 | 0 | 0 | 0 | 0 | 0.76431 | 0.76431 | -6.7036 | -6.7036
Line2_1_4 | 0 | 0 | 0 | 0 | 0 | 0 | 0 | 0 | 0 | 0 | 0 | 0 | 0.76431 | 0.76431 | -6.7036 | -6.7036
Line3_1_5 | 0 | 0 | 0 | 0 | 0 | 0 | 0 | 0 | 0 | 0 | 0 | 0 | 0.76431 | 0.76431 | -6.7036 | -6.7036
Line4_2_6 | 1.5916 | 1.5916 | 0 | 0 | 1.1027 | 1.1027 | 0.43776 | -0.29184 | 0.456 | -0.304 | -52.8727 | 127.1273 | 0.57323 | 0.38215 | -6.7036 | -6.7036
Line5_6_7 | 1.5916 | 1.5916 | 0 | 0 | 1.1027 | 1.1027 | 0.29184 | -0.14592 | 0.304 | -0.152 | -52.8727 | 127.1273 | 0.38215 | 0.19108 | -6.7036 | -6.7036
Line6_7_8 | 1.5916 | 1.5916 | 0 | 2.5236 | 1.1027 | 1.1027 | 0.14592 | -1e-07 | 0.152 | -1e-07 | -52.8727 | 127.1273 | 0.19108 | 0 | -6.7036 | 0
Line7_8_9 | 0 | 0 | 0 | 0 | 0 | 0 | 6.276e-22 | 0 | 8.2153e-22 | 0 | 0 | 0 | 0 | 0 | 0 | 0
Line8_8_10 | 0 | 0 | 0 | 0 | 0 | 0 | 6.276e-22 | 0 | 8.2153e-22 | 0 | 0 | 0 | 0 | 0 | 0 | 0
Line9_3_11 | 0 | 0 | 0 | 0 | 0 | 0 | 0 | 0 | 0 | 0 | 0 | 0 | 0.76431 | 0.76431 | -6.7036 | -6.7036

## LLL_min_fault_6
name | pf_ikss_from_ka | pf_ikss_to_ka | pf_ip_from_ka | pf_ip_to_ka | pf_skss_from_mw | pf_skss_to_mw | pf_p_from_mw | pf_p_to_mw | pf_q_from_mvar | pf_q_to_mvar | pf_ikss_from_degree | pf_ikss_to_degree | pf_vm_from_pu | pf_vm_to_pu | pf_va_from_degree | pf_va_to_degree
Line0_1_2 | 0.030469 | 0.030469 | 0 | 0 | 0.02111 | 0.02111 | 0.01414 | -0.014086 | 0.014149 | -0.014093 | -45.1423 | 134.8577 | 0.94756 | 0.9439 | -0.12428 | -0.12874
Line10_11_12 | 0 | 0 | 0 | 0 | 0 | 0 | 0 | 0 | 0 | 0 | 0 | 0 | 0.94756 | 0.94756 | -0.12428 | -0.12428
Line11_12_13 | 0 | 0 | 0 | 0 | 0 | 0 | 0 | 0 | 0 | 0 | 0 | 0 | 0.94756 | 0.94756 | -0.12428 | -0.12428
Line12_13_15 | 0 | 0 | 0 | 0 | 0 | 0 | 0 | 0 | 0 | 0 | 0 | 0 | 0.94756 | 0.94756 | -0.12428 | -0.12428
Line13_13_14 | 0 | 0 | 0 | 0 | 0 | 0 | 0 | 0 | 0 | 0 | 0 | 0 | 0.94756 | 0.94756 | -0.12428 | -0.12428
Line14_15_16 | 0 | 0 | 0 | 0 | 0 | 0 | 0 | 0 | 0 | 0 | 0 | 0 | 0.94756 | 0.94756 | -0.12428 | -0.12428
Line15_16_17 | 0 | 0 | 0 | 0 | 0 | 0 | 0 | 0 | 0 | 0 | 0 | 0 | 0.94756 | 0.94756 | -0.12428 | -0.12428
Line16_4_18 | 0 | 0 | 0 | 0 | 0 | 0 | 0 | 0 | 0 | 0 | 0 | 0 | 0.94756 | 0.94756 | -0.12428 | -0.12428
Line17_5_19 | 0 | 0 | 0 | 0 | 0 | 0 | 0 | 0 | 0 | 0 | 0 | 0 | 0.94756 | 0.94756 | -0.12428 | -0.12428
Line1_1_3 | 0 | 0 | 0 | 0 | 0 | 0 | 0 | 0 | 0 | 0 | 0 | 0 | 0.94756 | 0.94756 | -0.12428 | -0.12428
Line2_1_4 | 0 | 0 | 0 | 0 | 0 | 0 | 0 | 0 | 0 | 0 | 0 | 0 | 0.94756 | 0.94756 | -0.12428 | -0.12428
Line3_1_5 | 0 | 0 | 0 | 0 | 0 | 0 | 0 | 0 | 0 | 0 | 0 | 0 | 0.94756 | 0.94756 | -0.12428 | -0.12428
Line4_2_6 | 0.030469 | 0.030469 | 0 | 0 | 0.02111 | 0.02111 | 0.014086 | -0.014033 | 0.014093 | -0.014037 | -45.1423 | 134.8577 | 0.9439 | 0.94024 | -0.12874 | -0.13323
Line5_6_7 | 0.030469 | 0.030469 | 0 | 0 | 0.02111 | 0.02111 | 0.014033 | -0.013979 | 0.014037 | -0.013981 | -45.1423 | 134.8577 | 0.94024 | 0.93659 | -0.13323 | -0.13776
Line6_7_8 | 0.030469 | 0.030469 | 0 | 0.04831 | 0.02111 | 0.02111 | 0.013979 | -0.013926 | 0.013981 | -0.013926 | -45.1423 | 134.8577 | 0.93659 | 0.93293 | -0.13776 | -0.14233
Line7_8_9 | 0 | 0 | 0 | 0 | 0 | 0 | -1.7514e-10 | 0 | 2.4218e-11 | 0 | 0 | 0 | 0.93293 | 0.93293 | -0.14233 | -0.14233
Line8_8_10 | 0 | 0 | 0 | 0 | 0 | 0 | -1.7514e-10 | 0 | 2.4218e-11 | 0 | 0 | 0 | 0.93293 | 0.93293 | -0.14233 | -0.14233
Line9_3_11 | 0 | 0 | 0 | 0 | 0 | 0 | 0 | 0 | 0 | 0 | 0 | 0 | 0.94756 | 0.94756 | -0.12428 | -0.12428

## LLL_min_fault_10
name | pf_ikss_from_ka | pf_ikss_to_ka | pf_ip_from_ka | pf_ip_to_ka | pf_skss_from_mw | pf_skss_to_mw | pf_p_from_mw | pf_p_to_mw | pf_q_from_mvar | pf_q_to_mvar | pf_ikss_from_degree | pf_ikss_to_degree | pf_vm_from_pu | pf_vm_to_pu | pf_va_from_degree | pf_va_to_degree
Line0_1_2 | 0.028866 | 0.028866 | 0 | 0 | 0.019999 | 0.019999 | 0.01269 | -0.012642 | 0.012698 | -0.012648 | -45.1423 | 134.8577 | 0.89769 | 0.89422 | -0.12428 | -0.12874
Line10_11_12 | 0 | 0 | 0 | 0 | 0 | 0 | 0 | 0 | 0 | 0 | 0 | 0 | 0.89769 | 0.89769 | -0.12428 | -0.12428
Line11_12_13 | 0 | 0 | 0 | 0 | 0 | 0 | 0 | 0 | 0 | 0 | 0 | 0 | 0.89769 | 0.89769 | -0.12428 | -0.12428
Line12_13_15 | 0 | 0 | 0 | 0 | 0 | 0 | 0 | 0 | 0 | 0 | 0 | 0 | 0.89769 | 0.89769 | -0.12428 | -0.12428
Line13_13_14 | 0 | 0 | 0 | 0 | 0 | 0 | 0 | 0 | 0 | 0 | 0 | 0 | 0.89769 | 0.89769 | -0.12428 | -0.12428
Line14_15_16 | 0 | 0 | 0 | 0 | 0 | 0 | 0 | 0 | 0 | 0 | 0 | 0 | 0.89769 | 0.89769 | -0.12428 | -0.12428
Line15_16_17 | 0 | 0 | 0 | 0 | 0 | 0 | 0 | 0 | 0 | 0 | 0 | 0 | 0.89769 | 0.89769 | -0.12428 | -0.12428
Line16_4_18 | 0 | 0 | 0 | 0 | 0 | 0 | 0 | 0 | 0 | 0 | 0 | 0 | 0.89769 | 0.89769 | -0.12428 | -0.12428
Line17_5_19 | 0 | 0 | 0 | 0 | 0 | 0 | 0 | 0 | 0 | 0 | 0 | 0 | 0.89769 | 0.89769 | -0.12428 | -0.12428
Line1_1_3 | 0 | 0 | 0 | 0 | 0 | 0 | 0 | 0 | 0 | 0 | 0 | 0 | 0.89769 | 0.89769 | -0.12428 | -0.12428
Line2_1_4 | 0 | 0 | 0 | 0 | 0 | 0 | 0 | 0 | 0 | 0 | 0 | 0 | 0.89769 | 0.89769 | -0.12428 | -0.12428
Line3_1_5 | 0 | 0 | 0 | 0 | 0 | 0 | 0 | 0 | 0 | 0 | 0 | 0 | 0.89769 | 0.89769 | -0.12428 | -0.12428
Line4_2_6 | 0.028866 | 0.028866 | 0 | 0 | 0.019999 | 0.019999 | 0.012642 | -0.012594 | 0.012648 | -0.012598 | -45.1423 | 134.8577 | 0.89422 | 0.89076 | -0.12874 | -0.13323
Line5_6_7 | 0.028866 | 0.028866 | 0 | 0 | 0.019999 | 0.019999 | 0.012594 | -0.012546 | 0.012598 | -0.012548 | -45.1423 | 134.8577 | 0.89076 | 0.88729 | -0.13323 | -0.13776
Line6_7_8 | 0.028866 | 0.028866 | 0 | 0.045767 | 0.019999 | 0.019999 | 0.012546 | -0.012498 | 0.012548 | -0.012498 | -45.1423 | 134.8577 | 0.88729 | 0.88383 | -0.13776 | -0.14233
Line7_8_9 | 0 | 0 | 0 | 0 | 0 | 0 | -1.5719e-10 | 0 | 2.1736e-11 | 0 | 0 | 0 | 0.88383 | 0.88383 | -0.14233 | -0.14233
Line8_8_10 | 0 | 0 | 0 | 0 | 0 | 0 | -1.5719e-10 | 0 | 2.1736e-11 | 0 | 0 | 0 | 0.88383 | 0.88383 | -0.14233 | -0.14233
Line9_3_11 | 0 | 0 | 0 | 0 | 0 | 0 | 0 | 0 | 0 | 0 | 0 | 0 | 0.89769 | 0.89769 | -0.12428 | -0.12428

## LL_max_6
name | pf_ikss_a_from_ka | pf_ikss_b_from_ka | pf_ikss_c_from_ka | pf_ikss_a_to_ka | pf_ikss_b_to_ka | pf_ikss_c_to_ka | pf_skss_a_from_mw | pf_skss_b_from_mw | pf_skss_c_from_mw | pf_skss_a_to_mw | pf_skss_b_to_mw | pf_skss_c_to_mw | pf_p_a_from_mw | pf_p_b_from_mw | pf_p_c_from_mw | pf_p_a_to_mw | pf_p_b_to_mw | pf_p_c_to_mw | pf_q_a_from_mvar | pf_q_b_from_mvar | pf_q_c_from_mvar | pf_q_a_to_mvar | pf_q_b_to_mvar | pf_q_c_to_mvar | pf_ikss_a_from_degree | pf_ikss_b_from_degree | pf_ikss_c_from_degree | pf_ikss_a_to_degree | pf_ikss_b_to_degree | pf_ikss_c_to_degree | pf_vm_a_from_pu | pf_vm_b_from_pu | pf_vm_c_from_pu | pf_vm_a_to_pu | pf_vm_b_to_pu | pf_vm_c_to_pu | pf_va_a_from_degree | pf_va_b_from_degree | pf_va_c_from_degree | pf_va_a_to_degree | pf_va_b_to_degree | pf_va_c_to_degree
Line0_1_2 | 0 | 1.885 | 1.885 | 0 | 1.885 | 1.885 | 0 | 0.43533 | 0.43533 | 0 | 0.43533 | 0.43533 | 5.8287e-16 | 0.35387 | -0.069596 | -5.8287e-16 | -0.31833 | 0.10513 | -1.9223e-28 | 0.19822 | 0.37032 | 1.9232e-28 | -0.12715 | -0.29925 | 0 | -157.8829 | 22.1171 | 0 | 22.1171 | -157.8829 | 1.05 | 0.93171 | 0.86555 | 1.05 | 0.78742 | 0.7286 | -1.8896e-11 | -128.6271 | 122.7608 | -1.8905e-11 | -136.1092 | 131.4739
Line10_11_12 | 0 | 0 | 0 | 0 | 0 | 0 | 0 | 0 | 0 | 0 | 0 | 0 | 3.1086e-16 | -2.1811e-09 | -3.489e-09 | -2.9143e-16 | 2.1811e-09 | 3.489e-09 | 1.9429e-17 | 3.2284e-09 | -9.6307e-10 | 9.6209e-29 | -3.2284e-09 | 9.6307e-10 | 0 | 0 | 0 | 0 | 0 | 0 | 1.05 | 0.93171 | 0.86555 | 1.05 | 0.93171 | 0.86555 | -1.8909e-11 | -128.6271 | 122.7608 | -1.8915e-11 | -128.6271 | 122.7608
Line11_12_13 | 0 | 0 | 0 | 0 | 0 | 0 | 0 | 0 | 0 | 0 | 0 | 0 | 2.5258e-16 | -1.8176e-09 | -2.9075e-09 | -2.72e-16 | 1.8176e-09 | 2.9075e-09 | -8.3381e-29 | 2.6904e-09 | -8.0256e-10 | 1.9429e-17 | -2.6904e-09 | 8.0256e-10 | 0 | 0 | 0 | 0 | 0 | 0 | 1.05 | 0.93171 | 0.86555 | 1.05 | 0.93171 | 0.86555 | -1.8915e-11 | -128.6271 | 122.7608 | -1.8919e-11 | -128.6271 | 122.7608
Line12_13_15 | 0 | 0 | 0 | 0 | 0 | 0 | 0 | 0 | 0 | 0 | 0 | 0 | 1.36e-16 | -1.0906e-09 | -1.7445e-09 | -1.36e-16 | 1.0906e-09 | 1.7445e-09 | -4.4908e-29 | 1.6142e-09 | -4.8153e-10 | -1.9429e-17 | -1.6142e-09 | 4.8153e-10 | 0 | 0 | 0 | 0 | 0 | 0 | 1.05 | 0.93171 | 0.86555 | 1.05 | 0.93171 | 0.86555 | -1.8919e-11 | -128.6271 | 122.7608 | -1.8921e-11 | -128.6271 | 122.7608
Line13_13_14 | 0 | 0 | 0 | 0 | 0 | 0 | 0 | 0 | 0 | 0 | 0 | 0 | 1.9429e-17 | -3.6352e-10 | -5.8151e-10 | -3.8858e-17 | 3.6352e-10 | 5.8151e-10 | -1.9429e-17 | 5.3807e-10 | -1.6051e-10 | -1.9429e-17 | -5.3807e-10 | 1.6051e-10 | 0 | 0 | 0 | 0 | 0 | 0 | 1.05 | 0.93171 | 0.86555 | 1.05 | 0.93171 | 0.86555 | -1.8919e-11 | -128.6271 | 122.7608 | -1.892e-11 | -128.6271 | 122.7608
Line14_15_16 | 0 | 0 | 0 | 0 | 0 | 0 | 0 | 0 | 0 | 0 | 0 | 0 | 1.1657e-16 | -7.2704e-10 | -1.163e-09 | -9.7145e-17 | 7.2704e-10 | 1.163e-09 | -1.9429e-17 | 1.0761e-09 | -3.2102e-10 | 1.9429e-17 | -1.0761e-09 | 3.2102e-10 | 0 | 0 | 0 | 0 | 0 | 0 | 1.05 | 0.93171 | 0.86555 | 1.05 | 0.93171 | 0.86555 | -1.8921e-11 | -128.6271 | 122.7608 | -1.8922e-11 | -128.6271 | 122.7608
Line15_16_17 | 0 | 0 | 0 | 0 | 0 | 0 | 0 | 0 | 0 | 0 | 0 | 0 | -3.8858e-17 | -3.6352e-10 | -5.8151e-10 | 1.9429e-17 | 3.6352e-10 | 5.8151e-10 | 1.2833e-29 | 5.3807e-10 | -1.6051e-10 | -1.9429e-17 | -5.3807e-10 | 1.6051e-10 | 0 | 0 | 0 | 0 | 0 | 0 | 1.05 | 0.93171 | 0.86555 | 1.05 | 0.93171 | 0.86555 | -1.8922e-11 | -128.6271 | 122.7608 | -1.8923e-11 | -128.6271 | 122.7608
Line16_4_18 | 0 | 0 | 0 | 0 | 0 | 0 | 0 | 0 | 0 | 0 | 0 | 0 | 3.8858e-17 | -3.6352e-10 | -5.8151e-10 | 1.9429e-17 | 3.6352e-10 | 5.8151e-10 | -3.8858e-17 | 5.3807e-10 | -1.6051e-10 | 5.8287e-17 | -5.3807e-10 | 1.6051e-10 | 0 | 0 | 0 | 0 | 0 | 0 | 1.05 | 0.93171 | 0.86555 | 1.05 | 0.93171 | 0.86555 | -1.8897e-11 | -128.6271 | 122.7608 | -1.8897e-11 | -128.6271 | 122.7608
Line17_5_19 | 0 | 0 | 0 | 0 | 0 | 0 | 0 | 0 | 0 | 0 | 0 | 0 | 3.8858e-17 | -3.6352e-10 | -5.8151e-10 | 1.9429e-17 | 3.6352e-10 | 5.8151e-10 | -3.8858e-17 | 5.3807e-10 | -1.6051e-10 | 5.8287e-17 | -5.3807e-10 | 1.6051e-10 | 0 | 0 | 0 | 0 | 0 | 0 | 1.05 | 0.93171 | 0.86555 | 1.05 | 0.93171 | 0.86555 | -1.8897e-11 | -128.6271 | 122.7608 | -1.8897e-11 | -128.6271 | 122.7608
Line1_1_3 | 0 | 0 | 0 | 0 | 0 | 0 | 0 | 0 | 0 | 0 | 0 | 0 | 4.4686e-16 | -2.9082e-09 | -4.6521e-09 | -4.0801e-16 | 2.9082e-09 | 4.6521e-09 | 1.36e-16 | 4.3046e-09 | -1.2841e-09 | -1.36e-16 | -4.3046e-09 | 1.2841e-09 | 0 | 0 | 0 | 0 | 0 | 0 | 1.05 | 0.93171 | 0.86555 | 1.05 | 0.93171 | 0.86555 | -1.8896e-11 | -128.6271 | 122.7608 | -1.8903e-11 | -128.6271 | 122.7608
Line2_1_4 | 0 | 0 | 0 | 0 | 0 | 0 | 0 | 0 | 0 | 0 | 0 | 0 | 5.8287e-17 | -7.2704e-10 | -1.163e-09 | -5.8287e-17 | 7.2704e-10 | 1.163e-09 | 5.8287e-17 | 1.0761e-09 | -3.2102e-10 | -5.8287e-17 | -1.0761e-09 | 3.2102e-10 | 0 | 0 | 0 | 0 | 0 | 0 | 1.05 | 0.93171 | 0.86555 | 1.05 | 0.93171 | 0.86555 | -1.8896e-11 | -128.6271 | 122.7608 | -1.8897e-11 | -128.6271 | 122.7608
Line3_1_5 | 0 | 0 | 0 | 0 | 0 | 0 | 0 | 0 | 0 | 0 | 0 | 0 | 5.8287e-17 | -7.2704e-10 | -1.163e-09 | -5.8287e-17 | 7.2704e-10 | 1.163e-09 | 5.8287e-17 | 1.0761e-09 | -3.2102e-10 | -5.8287e-17 | -1.0761e-09 | 3.2102e-10 | 0 | 0 | 0 | 0 | 0 | 0 | 1.05 | 0.93171 | 0.86555 | 1.05 | 0.93171 | 0.86555 | -1.8896e-11 | -128.6271 | 122.7608 | -1.8897e-11 | -128.6271 | 122.7608
Line4_2_6 | 0 | 1.885 | 1.885 | 0 | 1.885 | 1.885 | 0 | 0.43533 | 0.43533 | 0 | 0.43533 | 0.43533 | 3.1086e-16 | 0.31833 | -0.10513 | -3.1086e-16 | -0.2828 | 0.14066 | -7.7716e-17 | 0.12715 | 0.29925 | 7.7716e-17 | -0.056087 | -0.22819 | 0 | -157.8829 | 22.1171 | 0 | 22.1171 | -157.8829 | 1.05 | 0.78742 | 0.7286 | 1.05 | 0.66227 | 0.61575 | -1.8905e-11 | -136.1092 | 131.4739 | -1.8911e-11 | -146.6652 | 143.7688
Line5_6_7 | 0 | 1.885 | 1.885 | 0 | 1.885 | 1.885 | 0 | 0.43533 | 0.43533 | 0 | 0.43533 | 0.43533 | 4.6629e-16 | 0.2828 | -0.14066 | -5.4401e-16 | -0.24727 | 0.1762 | -1.9429e-16 | 0.056087 | 0.22819 | 1.5543e-16 | 0.014981 | -0.15712 | 0 | -157.8829 | 22.1171 | 0 | 22.1171 | -157.8829 | 1.05 | 0.66227 | 0.61575 | 1.05 | 0.56903 | 0.54229 | -1.8911e-11 | -146.6652 | 143.7688 | -1.8917e-11 | -161.35 | 160.3935
Line6_7_8 | 0 | 1.885 | 1.885 | 0 | 1.885 | 1.885 | 0 | 0.43533 | 0.43533 | 0 | 0.43533 | 0.43533 | 1.5543e-16 | 0.24727 | -0.1762 | -1.5543e-16 | -0.21173 | 0.21173 | -1.5543e-16 | -0.014981 | 0.15712 | 1.5543e-16 | 0.086049 | -0.086049 | 0 | -157.8829 | 22.1171 | 0 | 22.1171 | -157.8829 | 1.05 | 0.56903 | 0.54229 | 1.05 | 0.525 | 0.525 | -1.8917e-11 | -161.35 | 160.3935 | -1.8922e-11 | -180 | -180
Line7_8_9 | 0 | 0 | 0 | 0 | 0 | 0 | 0 | 0 | 0 | 0 | 0 | 0 | -1.2833e-29 | 2.72e-16 | -1.5543e-16 | 0 | 7.9801e-17 | -1.5335e-16 | -3.8858e-17 | 1.7505e-09 | -1.7505e-09 | 0 | -1.7505e-09 | 1.7505e-09 | 0 | 0 | 0 | 0 | 0 | 0 | 1.05 | 0.525 | 0.525 | 1.05 | 0.525 | 0.525 | -1.8922e-11 | -180 | -180 | -1.8925e-11 | -180 | 180
Line8_8_10 | 0 | 0 | 0 | 0 | 0 | 0 | 0 | 0 | 0 | 0 | 0 | 0 | -7.7716e-17 | 3.1086e-16 | 1.2179e-21 | 7.7716e-17 | 4.0943e-17 | -4.6421e-16 | 3.8858e-17 | 1.7505e-09 | -1.7505e-09 | -3.8858e-17 | -1.7505e-09 | 1.7505e-09 | 0 | 0 | 0 | 0 | 0 | 0 | 1.05 | 0.525 | 0.525 | 1.05 | 0.525 | 0.525 | -1.8922e-11 | -180 | -180 | -1.8926e-11 | -180 | 180
Line9_3_11 | 0 | 0 | 0 | 0 | 0 | 0 | 0 | 0 | 0 | 0 | 0 | 0 | 3.6915e-16 | -2.5447e-09 | -4.0705e-09 | -3.6915e-16 | 2.5447e-09 | 4.0705e-09 | 5.8287e-17 | 3.7665e-09 | -1.1236e-09 | -7.7716e-17 | -3.7665e-09 | 1.1236e-09 | 0 | 0 | 0 | 0 | 0 | 0 | 1.05 | 0.93171 | 0.86555 | 1.05 | 0.93171 | 0.86555 | -1.8903e-11 | -128.6271 | 122.7608 | -1.8909e-11 | -128.6271 | 122.7608

## LL_max_10
name | pf_ikss_a_from_ka | pf_ikss_b_from_ka | pf_ikss_c_from_ka | pf_ikss_a_to_ka | pf_ikss_b_to_ka | pf_ikss_c_to_ka | pf_skss_a_from_mw | pf_skss_b_from_mw | pf_skss_c_from_mw | pf_skss_a_to_mw | pf_skss_b_to_mw | pf_skss_c_to_mw | pf_p_a_from_mw | pf_p_b_from_mw | pf_p_c_from_mw | pf_p_a_to_mw | pf_p_b_to_mw | pf_p_c_to_mw | pf_q_a_from_mvar | pf_q_b_from_mvar | pf_q_c_from_mvar | pf_q_a_to_mvar | pf_q_b_to_mvar | pf_q_c_to_mvar | pf_ikss_a_from_degree | pf_ikss_b_from_degree | pf_ikss_c_from_degree | pf_ikss_a_to_degree | pf_ikss_b_to_degree | pf_ikss_c_to_degree | pf_vm_a_from_pu | pf_vm_b_from_pu | pf_vm_c_from_pu | pf_vm_a_to_pu | pf_vm_b_to_pu | pf_vm_c_to_pu | pf_va_a_from_degree | pf_va_b_from_degree | pf_va_c_from_degree | pf_va_a_to_degree | pf_va_b_to_degree | pf_va_c_to_degree
Line0_1_2 | 0 | 1.9564 | 1.9564 | 0 | 1.9564 | 1.9564 | 0 | 0.4518 | 0.4518 | 0 | 0.4518 | 0.4518 | 1.0991e-15 | 0.38357 | -0.077384 | -1.1398e-15 | -0.3453 | 0.11566 | -1.6283e-16 | 0.2133 | 0.39907 | 2.0354e-16 | -0.13675 | -0.32252 | 0 | -158.05 | 21.95 | 0 | 21.95 | -158.05 | 1.1 | 0.97142 | 0.89974 | 1.1 | 0.82203 | 0.75838 | -1.7839e-11 | -128.9719 | 122.9242 | -1.7854e-11 | -136.444 | 131.678
Line10_11_12 | 0 | 0 | 0 | 0 | 0 | 0 | 0 | 0 | 0 | 0 | 0 | 0 | 3.4602e-16 | -2.4603e-09 | -3.9356e-09 | -3.6637e-16 | 2.4603e-09 | 3.9356e-09 | 4.0708e-17 | 3.6661e-09 | -1.1108e-09 | -6.1062e-17 | -3.6661e-09 | 1.1108e-09 | 0 | 0 | 0 | 0 | 0 | 0 | 1.1 | 0.97142 | 0.89974 | 1.1 | 0.97142 | 0.89974 | -1.7853e-11 | -128.9719 | 122.9242 | -1.7859e-11 | -128.9719 | 122.9242
Line11_12_13 | 0 | 0 | 0 | 0 | 0 | 0 | 0 | 0 | 0 | 0 | 0 | 0 | 2.646e-16 | -2.0502e-09 | -3.2797e-09 | -2.646e-16 | 2.0502e-09 | 3.2797e-09 | -2.0354e-17 | 3.0551e-09 | -9.2564e-10 | 8.2496e-29 | -3.0551e-09 | 9.2564e-10 | 0 | 0 | 0 | 0 | 0 | 0 | 1.1 | 0.97142 | 0.89974 | 1.1 | 0.97142 | 0.89974 | -1.7859e-11 | -128.9719 | 122.9242 | -1.7863e-11 | -128.9719 | 122.9242
Line12_13_15 | 0 | 0 | 0 | 0 | 0 | 0 | 0 | 0 | 0 | 0 | 0 | 0 | 6.1062e-17 | -1.2301e-09 | -1.9678e-09 | -1.0177e-16 | 1.2301e-09 | 1.9678e-09 | 6.1062e-17 | 1.8331e-09 | -5.5539e-10 | -8.1416e-17 | -1.8331e-09 | 5.5539e-10 | 0 | 0 | 0 | 0 | 0 | 0 | 1.1 | 0.97142 | 0.89974 | 1.1 | 0.97142 | 0.89974 | -1.7863e-11 | -128.9719 | 122.9242 | -1.7865e-11 | -128.9719 | 122.9242
Line13_13_14 | 0 | 0 | 0 | 0 | 0 | 0 | 0 | 0 | 0 | 0 | 0 | 0 | -1.2692e-29 | -4.1005e-10 | -6.5593e-10 | -2.0354e-17 | 4.1005e-10 | 6.5593e-10 | -4.0708e-17 | 6.1102e-10 | -1.8513e-10 | 4.0708e-17 | -6.1102e-10 | 1.8513e-10 | 0 | 0 | 0 | 0 | 0 | 0 | 1.1 | 0.97142 | 0.89974 | 1.1 | 0.97142 | 0.89974 | -1.7863e-11 | -128.9719 | 122.9242 | -1.7864e-11 | -128.9719 | 122.9242
Line14_15_16 | 0 | 0 | 0 | 0 | 0 | 0 | 0 | 0 | 0 | 0 | 0 | 0 | 8.1416e-17 | -8.2009e-10 | -1.3119e-09 | -1.0177e-16 | 8.2009e-10 | 1.3119e-09 | 4.0708e-17 | 1.222e-09 | -3.7026e-10 | 2.0354e-17 | -1.222e-09 | 3.7026e-10 | 0 | 0 | 0 | 0 | 0 | 0 | 1.1 | 0.97142 | 0.89974 | 1.1 | 0.97142 | 0.89974 | -1.7865e-11 | -128.9719 | 122.9242 | -1.7867e-11 | -128.9719 | 122.9242
Line15_16_17 | 0 | 0 | 0 | 0 | 0 | 0 | 0 | 0 | 0 | 0 | 0 | 0 | 0 | -4.1005e-10 | -6.5593e-10 | 4.0708e-17 | 4.1005e-10 | 6.5593e-10 | 0 | 6.1102e-10 | -1.8513e-10 | -1.2694e-29 | -6.1102e-10 | 1.8513e-10 | 0 | 0 | 0 | 0 | 0 | 0 | 1.1 | 0.97142 | 0.89974 | 1.1 | 0.97142 | 0.89974 | -1.7867e-11 | -128.9719 | 122.9242 | -1.7867e-11 | -128.9719 | 122.9242
Line16_4_18 | 0 | 0 | 0 | 0 | 0 | 0 | 0 | 0 | 0 | 0 | 0 | 0 | -6.3377e-30 | -4.1005e-10 | -6.5593e-10 | 2.0354e-17 | 4.1005e-10 | 6.5593e-10 | -2.0354e-17 | 6.1102e-10 | -1.8513e-10 | 4.0708e-17 | -6.1102e-10 | 1.8513e-10 | 0 | 0 | 0 | 0 | 0 | 0 | 1.1 | 0.97142 | 0.89974 | 1.1 | 0.97142 | 0.89974 | -1.784e-11 | -128.9719 | 122.9242 | -1.7841e-11 | -128.9719 | 122.9242
Line17_5_19 | 0 | 0 | 0 | 0 | 0 | 0 | 0 | 0 | 0 | 0 | 0 | 0 | -6.3377e-30 | -4.1005e-10 | -6.5593e-10 | 2.0354e-17 | 4.1005e-10 | 6.5593e-10 | -2.0354e-17 | 6.1102e-10 | -1.8513e-10 | 4.0708e-17 | -6.1102e-10 | 1.8513e-10 | 0 | 0 | 0 | 0 | 0 | 0 | 1.1 | 0.97142 | 0.89974 | 1.1 | 0.97142 | 0.89974 | -1.784e-11 | -128.9719 | 122.9242 | -1.7841e-11 | -128.9719 | 122.9242
Line1_1_3 | 0 | 0 | 0 | 0 | 0 | 0 | 0 | 0 | 0 | 0 | 0 | 0 | 4.2744e-16 | -3.2804e-09 | -5.2475e-09 | -4.2744e-16 | 3.2804e-09 | 5.2475e-09 | 1.2212e-16 | 4.8882e-09 | -1.481e-09 | -1.2212e-16 | -4.8882e-09 | 1.481e-09 | 0 | 0 | 0 | 0 | 0 | 0 | 1.1 | 0.97142 | 0.89974 | 1.1 | 0.97142 | 0.89974 | -1.7839e-11 | -128.9719 | 122.9242 | -1.7847e-11 | -128.9719 | 122.9242
Line2_1_4 | 0 | 0 | 0 | 0 | 0 | 0 | 0 | 0 | 0 | 0 | 0 | 0 | 4.0708e-17 | -8.2009e-10 | -1.3119e-09 | -6.1062e-17 | 8.2009e-10 | 1.3119e-09 | 4.0708e-17 | 1.222e-09 | -3.7026e-10 | -4.0708e-17 | -1.222e-09 | 3.7026e-10 | 0 | 0 | 0 | 0 | 0 | 0 | 1.1 | 0.97142 | 0.89974 | 1.1 | 0.97142 | 0.89974 | -1.7839e-11 | -128.9719 | 122.9242 | -1.784e-11 | -128.9719 | 122.9242
Line3_1_5 | 0 | 0 | 0 | 0 | 0 | 0 | 0 | 0 | 0 | 0 | 0 | 0 | 4.0708e-17 | -8.2009e-10 | -1.3119e-09 | -6.1062e-17 | 8.2009e-10 | 1.3119e-09 | 4.0708e-17 | 1.222e-09 | -3.7026e-10 | -4.0708e-17 | -1.222e-09 | 3.7026e-10 | 0 | 0 | 0 | 0 | 0 | 0 | 1.1 | 0.97142 | 0.89974 | 1.1 | 0.97142 | 0.89974 | -1.7839e-11 | -128.9719 | 122.9242 | -1.784e-11 | -128.9719 | 122.9242
Line4_2_6 | 0 | 1.9564 | 1.9564 | 0 | 1.9564 | 1.9564 | 0 | 0.4518 | 0.4518 | 0 | 0.4518 | 0.4518 | 8.9558e-16 | 0.3453 | -0.11566 | -8.9558e-16 | -0.30702 | 0.15393 | -1.6283e-16 | 0.13675 | 0.32252 | 2.0354e-16 | -0.060208 | -0.24598 | 0 | -158.05 | 21.95 | 0 | 21.95 | -158.05 | 1.1 | 0.82203 | 0.75838 | 1.1 | 0.6925 | 0.64226 | -1.7854e-11 | -136.444 | 131.678 | -1.7866e-11 | -146.955 | 143.988
Line5_6_7 | 0 | 1.9564 | 1.9564 | 0 | 1.9564 | 1.9564 | 0 | 0.4518 | 0.4518 | 0 | 0.4518 | 0.4518 | 4.885e-16 | 0.30702 | -0.15393 | -4.0708e-16 | -0.26875 | 0.1922 | -2.8496e-16 | 0.060208 | 0.24598 | 2.8496e-16 | 0.016339 | -0.16943 | 0 | -158.05 | 21.95 | 0 | 21.95 | -158.05 | 1.1 | 0.6925 | 0.64226 | 1.1 | 0.59594 | 0.56711 | -1.7866e-11 | -146.955 | 143.988 | -1.7872e-11 | -161.529 | 160.5532
Line6_7_8 | 0 | 1.9564 | 1.9564 | 0 | 1.9564 | 1.9564 | 0 | 0.4518 | 0.4518 | 0 | 0.4518 | 0.4518 | 4.885e-16 | 0.26875 | -0.1922 | -4.885e-16 | -0.23048 | 0.23048 | -2.4425e-16 | -0.016339 | 0.16943 | 2.4425e-16 | 0.092885 | -0.092885 | 0 | -158.05 | 21.95 | 0 | 21.95 | -158.05 | 1.1 | 0.59594 | 0.56711 | 1.1 | 0.55 | 0.55 | -1.7872e-11 | -161.529 | 160.5532 | -1.7874e-11 | -180 | -180
Line7_8_9 | 0 | 0 | 0 | 0 | 0 | 0 | 0 | 0 | 0 | 0 | 0 | 0 | -1.6283e-16 | 4.885e-16 | -3.2566e-16 | 1.6283e-16 | -2.4196e-16 | 2.2864e-18 | 5.0798e-29 | 1.9211e-09 | -1.9211e-09 | -8.1416e-17 | -1.9211e-09 | 1.9211e-09 | 0 | 0 | 0 | 0 | 0 | 0 | 1.1 | 0.55 | 0.55 | 1.1 | 0.55 | 0.55 | -1.7874e-11 | -180 | -180 | -1.7878e-11 | -180 | 180
Line8_8_10 | 0 | 0 | 0 | 0 | 0 | 0 | 0 | 0 | 0 | 0 | 0 | 0 | -3.2567e-16 | 5.6991e-16 | 1.2092e-21 | 3.2567e-16 | -3.2338e-16 | -6.4904e-16 | 8.1416e-17 | 1.9211e-09 | -1.9211e-09 | -8.1416e-17 | -1.9211e-09 | 1.9211e-09 | 0 | 0 | 0 | 0 | 0 | 0 | 1.1 | 0.55 | 0.55 | 1.1 | 0.55 | 0.55 | -1.7874e-11 | -180 | -180 | -1.7877e-11 | -180 | 180
Line9_3_11 | 0 | 0 | 0 | 0 | 0 | 0 | 0 | 0 | 0 | 0 | 0 | 0 | 4.2744e-16 | -2.8703e-09 | -4.5915e-09 | -4.2744e-16 | 2.8703e-09 | 4.5915e-09 | 6.1062e-17 | 4.2771e-09 | -1.2959e-09 | -6.1062e-17 | -4.2771e-09 | 1.2959e-09 | 0 | 0 | 0 | 0 | 0 | 0 | 1.1 | 0.97142 | 0.89974 | 1.1 | 0.97142 | 0.89974 | -1.7847e-11 | -128.9719 | 122.9242 | -1.7853e-11 | -128.9719 | 122.9242

## LL_max_fault_6
name | pf_ikss_a_from_ka | pf_ikss_b_from_ka | pf_ikss_c_from_ka | pf_ikss_a_to_ka | pf_ikss_b_to_ka | pf_ikss_c_to_ka | pf_skss_a_from_mw | pf_skss_b_from_mw | pf_skss_c_from_mw | pf_skss_a_to_mw | pf_skss_b_to_mw | pf_skss_c_to_mw | pf_p_a_from_mw | pf_p_b_from_mw | pf_p_c_from_mw | pf_p_a_to_mw | pf_p_b_to_mw | pf_p_c_to_mw | pf_q_a_from_mvar | pf_q_b_from_mvar | pf_q_c_from_mvar | pf_q_a_to_mvar | pf_q_b_to_mvar | pf_q_c_to_mvar | pf_ikss_a_from_degree | pf_ikss_b_from_degree | pf_ikss_c_from_degree | pf_ikss_a_to_degree | pf_ikss_b_to_degree | pf_ikss_c_to_degree | pf_vm_a_from_pu | pf_vm_b_from_pu | pf_vm_c_from_pu | pf_vm_a_to_pu | pf_vm_b_to_pu | pf_vm_c_to_pu | pf_va_a_from_degree | pf_va_b_from_degree | pf_va_c_from_degree | pf_va_a_to_degree | pf_va_b_to_degree | pf_va_c_to_degree
Line0_1_2 | 0 | 0.057717 | 0.057717 | 0 | 0.057717 | 0.057717 | 0 | 0.013329 | 0.013329 | 0 | 0.013329 | 0.013329 | 1.275e-17 | 0.013468 | 0.0034547 | -1.3965e-17 | -0.013435 | -0.0034214 | 8.5001e-18 | 0.0037057 | 0.013484 | -8.5001e-18 | -0.0036391 | -0.013417 | 0 | -135.6822 | 44.3178 | 0 | 44.3178 | -135.6822 | 1.05 | 1.048 | 1.0443 | 1.05 | 1.0443 | 1.0388 | -3.2032e-13 | -120.2981 | 119.9471 | -3.2055e-13 | -120.5262 | 120.0122
Line10_11_12 | 0 | 0 | 0 | 0 | 0 | 0 | 0 | 0 | 0 | 0 | 0 | 0 | 6.9823e-18 | -4.627e-11 | -1.3184e-10 | -6.3751e-18 | 4.627e-11 | 1.3184e-10 | 1.2143e-18 | 1.2595e-10 | 2.226e-11 | -2.4286e-18 | -1.2595e-10 | -2.226e-11 | 0 | 0 | 0 | 0 | 0 | 0 | 1.05 | 1.048 | 1.0443 | 1.05 | 1.048 | 1.0443 | -3.2065e-13 | -120.2981 | 119.9471 | -3.208e-13 | -120.2981 | 119.9471
Line11_12_13 | 0 | 0 | 0 | 0 | 0 | 0 | 0 | 0 | 0 | 0 | 0 | 0 | 6.3751e-18 | -3.8558e-11 | -1.0987e-10 | -5.768e-18 | 3.8558e-11 | 1.0987e-10 | 1.2143e-18 | 1.0496e-10 | 1.855e-11 | -6.0715e-19 | -1.0496e-10 | -1.855e-11 | 0 | 0 | 0 | 0 | 0 | 0 | 1.05 | 1.048 | 1.0443 | 1.05 | 1.048 | 1.0443 | -3.208e-13 | -120.2981 | 119.9471 | -3.2092e-13 | -120.2981 | 119.9471
Line12_13_15 | 0 | 0 | 0 | 0 | 0 | 0 | 0 | 0 | 0 | 0 | 0 | 0 | 3.6429e-18 | -2.3135e-11 | -6.592e-11 | -4.2501e-18 | 2.3135e-11 | 6.592e-11 | 1.2143e-18 | 6.2976e-11 | 1.113e-11 | -1.8215e-18 | -6.2976e-11 | -1.113e-11 | 0 | 0 | 0 | 0 | 0 | 0 | 1.05 | 1.048 | 1.0443 | 1.05 | 1.048 | 1.0443 | -3.2092e-13 | -120.2981 | 119.9471 | -3.2098e-13 | -120.2981 | 119.9471
Line13_13_14 | 0 | 0 | 0 | 0 | 0 | 0 | 0 | 0 | 0 | 0 | 0 | 0 | -6.0715e-19 | -7.7116e-12 | -2.1973e-11 | 0 | 7.7116e-12 | 2.1973e-11 | -6.0715e-19 | 2.0992e-11 | 3.71e-12 | 0 | -2.0992e-11 | -3.71e-12 | 0 | 0 | 0 | 0 | 0 | 0 | 1.05 | 1.048 | 1.0443 | 1.05 | 1.048 | 1.0443 | -3.2092e-13 | -120.2981 | 119.9471 | -3.2094e-13 | -120.2981 | 119.9471
Line14_15_16 | 0 | 0 | 0 | 0 | 0 | 0 | 0 | 0 | 0 | 0 | 0 | 0 | 3.6429e-18 | -1.5423e-11 | -4.3946e-11 | -2.4286e-18 | 1.5423e-11 | 4.3946e-11 | 1.2143e-18 | 4.1984e-11 | 7.42e-12 | 1.3607e-32 | -4.1984e-11 | -7.42e-12 | 0 | 0 | 0 | 0 | 0 | 0 | 1.05 | 1.048 | 1.0443 | 1.05 | 1.048 | 1.0443 | -3.2098e-13 | -120.2981 | 119.9471 | -3.2101e-13 | -120.2981 | 119.9471
Line15_16_17 | 0 | 0 | 0 | 0 | 0 | 0 | 0 | 0 | 0 | 0 | 0 | 0 | 6.0715e-19 | -7.7116e-12 | -2.1973e-11 | 3.4019e-33 | 7.7116e-12 | 2.1973e-11 | -6.0715e-19 | 2.0992e-11 | 3.71e-12 | 6.0715e-19 | -2.0992e-11 | -3.71e-12 | 0 | 0 | 0 | 0 | 0 | 0 | 1.05 | 1.048 | 1.0443 | 1.05 | 1.048 | 1.0443 | -3.2101e-13 | -120.2981 | 119.9471 | -3.2103e-13 | -120.2981 | 119.9471
Line16_4_18 | 0 | 0 | 0 | 0 | 0 | 0 | 0 | 0 | 0 | 0 | 0 | 0 | -6.0715e-19 | -7.7116e-12 | -2.1973e-11 | 1.2143e-18 | 7.7116e-12 | 2.1973e-11 | 3.3944e-33 | 2.0992e-11 | 3.71e-12 | -6.7892e-33 | -2.0992e-11 | -3.71e-12 | 0 | 0 | 0 | 0 | 0 | 0 | 1.05 | 1.048 | 1.0443 | 1.05 | 1.048 | 1.0443 | -3.2032e-13 | -120.2981 | 119.9471 | -3.2034e-13 | -120.2981 | 119.9471
Line17_5_19 | 0 | 0 | 0 | 0 | 0 | 0 | 0 | 0 | 0 | 0 | 0 | 0 | -6.0715e-19 | -7.7116e-12 | -2.1973e-11 | 1.2143e-18 | 7.7116e-12 | 2.1973e-11 | 3.3944e-33 | 2.0992e-11 | 3.71e-12 | -6.7892e-33 | -2.0992e-11 | -3.71e-12 | 0 | 0 | 0 | 0 | 0 | 0 | 1.05 | 1.048 | 1.0443 | 1.05 | 1.048 | 1.0443 | -3.2032e-13 | -120.2981 | 119.9471 | -3.2034e-13 | -120.2981 | 119.9471
Line1_1_3 | 0 | 0 | 0 | 0 | 0 | 0 | 0 | 0 | 0 | 0 | 0 | 0 | 1.0322e-17 | -6.1693e-11 | -1.7579e-10 | -9.7145e-18 | 6.1693e-11 | 1.7579e-10 | 7.2858e-18 | 1.6794e-10 | 2.968e-11 | -6.6787e-18 | -1.6794e-10 | -2.968e-11 | 0 | 0 | 0 | 0 | 0 | 0 | 1.05 | 1.048 | 1.0443 | 1.05 | 1.048 | 1.0443 | -3.2032e-13 | -120.2981 | 119.9471 | -3.2049e-13 | -120.2981 | 119.9471
Line2_1_4 | 0 | 0 | 0 | 0 | 0 | 0 | 0 | 0 | 0 | 0 | 0 | 0 | 1.5179e-18 | -1.5423e-11 | -4.3946e-11 | -2.125e-18 | 1.5423e-11 | 4.3946e-11 | 1.8215e-18 | 4.1984e-11 | 7.42e-12 | -1.2143e-18 | -4.1984e-11 | -7.42e-12 | 0 | 0 | 0 | 0 | 0 | 0 | 1.05 | 1.048 | 1.0443 | 1.05 | 1.048 | 1.0443 | -3.2032e-13 | -120.2981 | 119.9471 | -3.2032e-13 | -120.2981 | 119.9471
Line3_1_5 | 0 | 0 | 0 | 0 | 0 | 0 | 0 | 0 | 0 | 0 | 0 | 0 | 1.5179e-18 | -1.5423e-11 | -4.3946e-11 | -2.125e-18 | 1.5423e-11 | 4.3946e-11 | 1.8215e-18 | 4.1984e-11 | 7.42e-12 | -1.2143e-18 | -4.1984e-11 | -7.42e-12 | 0 | 0 | 0 | 0 | 0 | 0 | 1.05 | 1.048 | 1.0443 | 1.05 | 1.048 | 1.0443 | -3.2032e-13 | -120.2981 | 119.9471 | -3.2032e-13 | -120.2981 | 119.9471
Line4_2_6 | 0 | 0.057717 | 0.057717 | 0 | 0.057717 | 0.057717 | 0 | 0.013329 | 0.013329 | 0 | 0.013329 | 0.013329 | 7.2858e-18 | 0.013435 | 0.0034214 | -8.5001e-18 | -0.013402 | -0.003388 | 4.8572e-18 | 0.0036391 | 0.013417 | -7.2858e-18 | -0.0035725 | -0.01335 | 0 | -135.6822 | 44.3178 | 0 | 44.3178 | -135.6822 | 1.05 | 1.0443 | 1.0388 | 1.05 | 1.0405 | 1.0333 | -3.2055e-13 | -120.5262 | 120.0122 | -3.2076e-13 | -120.7558 | 120.078
Line5_6_7 | 0 | 0.057717 | 0.057717 | 0 | 0.057717 | 0.057717 | 0 | 0.013329 | 0.013329 | 0 | 0.013329 | 0.013329 | 1.2143e-17 | 0.013402 | 0.003388 | -9.7145e-18 | -0.013368 | -0.0033547 | 2.4286e-18 | 0.0035725 | 0.01335 | 5.4417e-32 | -0.0035059 | -0.013284 | 0 | -135.6822 | 44.3178 | 0 | 44.3178 | -135.6822 | 1.05 | 1.0405 | 1.0333 | 1.05 | 1.0368 | 1.0279 | -3.2076e-13 | -120.7558 | 120.078 | -3.2095e-13 | -120.9872 | 120.1445
Line6_7_8 | 0 | 0.057717 | 0.057717 | 0 | 0.057717 | 0.057717 | 0 | 0.013329 | 0.013329 | 0 | 0.013329 | 0.013329 | 2.4286e-18 | 0.013368 | 0.0033547 | -2.4286e-18 | -0.013335 | -0.0033214 | -4.8572e-18 | 0.0035059 | 0.013284 | 2.4286e-18 | -0.0034392 | -0.013217 | 0 | -135.6822 | 44.3178 | 0 | 44.3178 | -135.6822 | 1.05 | 1.0368 | 1.0279 | 1.05 | 1.0332 | 1.0224 | -3.2095e-13 | -120.9872 | 120.1445 | -3.2118e-13 | -121.2201 | 120.2117
Line7_8_9 | 0 | 0 | 0 | 0 | 0 | 0 | 0 | 0 | 0 | 0 | 0 | 0 | 4.8572e-18 | -6.2856e-11 | -1.0336e-10 | -4.8572e-18 | 6.2856e-11 | 1.0336e-10 | -7.2858e-18 | 8.4699e-11 | -1.4546e-11 | 7.2858e-18 | -8.4699e-11 | 1.4546e-11 | 0 | 0 | 0 | 0 | 0 | 0 | 1.05 | 1.0332 | 1.0224 | 1.05 | 1.0332 | 1.0224 | -3.2118e-13 | -121.2201 | 120.2117 | -3.2127e-13 | -121.2201 | 120.2117
Line8_8_10 | 0 | 0 | 0 | 0 | 0 | 0 | 0 | 0 | 0 | 0 | 0 | 0 | -4.0842e-32 | -6.2856e-11 | -1.0336e-10 | 2.4286e-18 | 6.2856e-11 | 1.0336e-10 | -7.2858e-18 | 8.4699e-11 | -1.4546e-11 | 7.2858e-18 | -8.4699e-11 | 1.4546e-11 | 0 | 0 | 0 | 0 | 0 | 0 | 1.05 | 1.0332 | 1.0224 | 1.05 | 1.0332 | 1.0224 | -3.2118e-13 | -121.2201 | 120.2117 | -3.213e-13 | -121.2201 | 120.2117
Line9_3_11 | 0 | 0 | 0 | 0 | 0 | 0 | 0 | 0 | 0 | 0 | 0 | 0 | 1.0018e-17 | -5.3981e-11 | -1.5381e-10 | -9.4109e-18 | 5.3981e-11 | 1.5381e-10 | 5.4644e-18 | 1.4694e-10 | 2.597e-11 | -5.4644e-18 | -1.4694e-10 | -2.597e-11 | 0 | 0 | 0 | 0 | 0 | 0 | 1.05 | 1.048 | 1.0443 | 1.05 | 1.048 | 1.0443 | -3.2049e-13 | -120.2981 | 119.9471 | -3.2065e-13 | -120.2981 | 119.9471

## LL_max_fault_10
name | pf_ikss_a_from_ka | pf_ikss_b_from_ka | pf_ikss_c_from_ka | pf_ikss_a_to_ka | pf_ikss_b_to_ka | pf_ikss_c_to_ka | pf_skss_a_from_mw | pf_skss_b_from_mw | pf_skss_c_from_mw | pf_skss_a_to_mw | pf_skss_b_to_mw | pf_skss_c_to_mw | pf_p_a_from_mw | pf_p_b_from_mw | pf_p_c_from_mw | pf_p_a_to_mw | pf_p_b_to_mw | pf_p_c_to_mw | pf_q_a_from_mvar | pf_q_b_from_mvar | pf_q_c_from_mvar | pf_q_a_to_mvar | pf_q_b_to_mvar | pf_q_c_to_mvar | pf_ikss_a_from_degree | pf_ikss_b_from_degree | pf_ikss_c_from_degree | pf_ikss_a_to_degree | pf_ikss_b_to_degree | pf_ikss_c_to_degree | pf_vm_a_from_pu | pf_vm_b_from_pu | pf_vm_c_from_pu | pf_vm_a_to_pu | pf_vm_b_to_pu | pf_vm_c_to_pu | pf_va_a_from_degree | pf_va_b_from_degree | pf_va_c_from_degree | pf_va_a_to_degree | pf_va_b_to_degree | pf_va_c_to_degree
Line0_1_2 | 0 | 0.060452 | 0.060452 | 0 | 0.060452 | 0.060452 | 0 | 0.013961 | 0.013961 | 0 | 0.013961 | 0.013961 | 3.6892e-17 | 0.014777 | 0.0037874 | -3.562e-17 | -0.01474 | -0.0037509 | 3.8164e-18 | 0.004065 | 0.014792 | -3.8164e-18 | -0.0039919 | -0.014719 | 0 | -135.6932 | 44.3068 | 0 | 44.3068 | -135.6932 | 1.1 | 1.0978 | 1.0937 | 1.1 | 1.0939 | 1.088 | -2.5901e-13 | -120.3121 | 119.9447 | -2.5953e-13 | -120.5402 | 120.0098
Line10_11_12 | 0 | 0 | 0 | 0 | 0 | 0 | 0 | 0 | 0 | 0 | 0 | 0 | 7.3148e-18 | -5.3155e-11 | -1.5146e-10 | -7.3148e-18 | 5.3155e-11 | 1.5146e-10 | 1.2721e-18 | 1.4472e-10 | 2.555e-11 | -1.9082e-18 | -1.4472e-10 | -2.555e-11 | 0 | 0 | 0 | 0 | 0 | 0 | 1.1 | 1.0978 | 1.0937 | 1.1 | 1.0978 | 1.0937 | -2.5937e-13 | -120.3121 | 119.9447 | -2.5953e-13 | -120.3121 | 119.9447
Line11_12_13 | 0 | 0 | 0 | 0 | 0 | 0 | 0 | 0 | 0 | 0 | 0 | 0 | 7.9508e-18 | -4.4296e-11 | -1.2622e-10 | -7.9508e-18 | 4.4296e-11 | 1.2622e-10 | -3.6014e-32 | 1.206e-10 | 2.1292e-11 | 3.6032e-32 | -1.206e-10 | -2.1292e-11 | 0 | 0 | 0 | 0 | 0 | 0 | 1.1 | 1.0978 | 1.0937 | 1.1 | 1.0978 | 1.0937 | -2.5953e-13 | -120.3121 | 119.9447 | -2.5966e-13 | -120.3121 | 119.9447
Line12_13_15 | 0 | 0 | 0 | 0 | 0 | 0 | 0 | 0 | 0 | 0 | 0 | 0 | 4.7705e-18 | -2.6578e-11 | -7.5731e-11 | -3.4984e-18 | 2.6578e-11 | 7.5731e-11 | 1.2721e-18 | 7.2361e-11 | 1.2775e-11 | -1.2721e-18 | -7.2361e-11 | -1.2775e-11 | 0 | 0 | 0 | 0 | 0 | 0 | 1.1 | 1.0978 | 1.0937 | 1.1 | 1.0978 | 1.0937 | -2.5966e-13 | -120.3121 | 119.9447 | -2.5972e-13 | -120.3121 | 119.9447
Line13_13_14 | 0 | 0 | 0 | 0 | 0 | 0 | 0 | 0 | 0 | 0 | 0 | 0 | 1.5902e-18 | -8.8592e-12 | -2.5244e-11 | -9.541e-19 | 8.8592e-12 | 2.5244e-11 | -6.3607e-19 | 2.412e-11 | 4.2584e-12 | 1.2721e-18 | -2.412e-11 | -4.2584e-12 | 0 | 0 | 0 | 0 | 0 | 0 | 1.1 | 1.0978 | 1.0937 | 1.1 | 1.0978 | 1.0937 | -2.5966e-13 | -120.3121 | 119.9447 | -2.5967e-13 | -120.3121 | 119.9447
Line14_15_16 | 0 | 0 | 0 | 0 | 0 | 0 | 0 | 0 | 0 | 0 | 0 | 0 | 1.5902e-18 | -1.7718e-11 | -5.0487e-11 | -2.2262e-18 | 1.7718e-11 | 5.0487e-11 | 2.5443e-18 | 4.824e-11 | 8.5168e-12 | -2.5443e-18 | -4.824e-11 | -8.5168e-12 | 0 | 0 | 0 | 0 | 0 | 0 | 1.1 | 1.0978 | 1.0937 | 1.1 | 1.0978 | 1.0937 | -2.5972e-13 | -120.3121 | 119.9447 | -2.5975e-13 | -120.3121 | 119.9447
Line15_16_17 | 0 | 0 | 0 | 0 | 0 | 0 | 0 | 0 | 0 | 0 | 0 | 0 | 6.3607e-19 | -8.8592e-12 | -2.5244e-11 | 6.3607e-19 | 8.8592e-12 | 2.5244e-11 | -1.2721e-18 | 2.412e-11 | 4.2584e-12 | -2.8838e-33 | -2.412e-11 | -4.2584e-12 | 0 | 0 | 0 | 0 | 0 | 0 | 1.1 | 1.0978 | 1.0937 | 1.1 | 1.0978 | 1.0937 | -2.5975e-13 | -120.3121 | 119.9447 | -2.5977e-13 | -120.3121 | 119.9447
Line16_4_18 | 0 | 0 | 0 | 0 | 0 | 0 | 0 | 0 | 0 | 0 | 0 | 0 | -6.3607e-19 | -8.8592e-12 | -2.5244e-11 | 6.3607e-19 | 8.8592e-12 | 2.5244e-11 | -1.2721e-18 | 2.412e-11 | 4.2584e-12 | 6.3607e-19 | -2.412e-11 | -4.2584e-12 | 0 | 0 | 0 | 0 | 0 | 0 | 1.1 | 1.0978 | 1.0937 | 1.1 | 1.0978 | 1.0937 | -2.5904e-13 | -120.3121 | 119.9447 | -2.5906e-13 | -120.3121 | 119.9447
Line17_5_19 | 0 | 0 | 0 | 0 | 0 | 0 | 0 | 0 | 0 | 0 | 0 | 0 | -6.3607e-19 | -8.8592e-12 | -2.5244e-11 | 6.3607e-19 | 8.8592e-12 | 2.5244e-11 | -1.2721e-18 | 2.412e-11 | 4.2584e-12 | 6.3607e-19 | -2.412e-11 | -4.2584e-12 | 0 | 0 | 0 | 0 | 0 | 0 | 1.1 | 1.0978 | 1.0937 | 1.1 | 1.0978 | 1.0937 | -2.5904e-13 | -120.3121 | 119.9447 | -2.5906e-13 | -120.3121 | 119.9447
Line1_1_3 | 0 | 0 | 0 | 0 | 0 | 0 | 0 | 0 | 0 | 0 | 0 | 0 | 1.0813e-17 | -7.0874e-11 | -2.0195e-10 | -1.1449e-17 | 7.0874e-11 | 2.0195e-10 | 6.9967e-18 | 1.9296e-10 | 3.4067e-11 | -6.9967e-18 | -1.9296e-10 | -3.4067e-11 | 0 | 0 | 0 | 0 | 0 | 0 | 1.1 | 1.0978 | 1.0937 | 1.1 | 1.0978 | 1.0937 | -2.5901e-13 | -120.3121 | 119.9447 | -2.592e-13 | -120.3121 | 119.9447
Line2_1_4 | 0 | 0 | 0 | 0 | 0 | 0 | 0 | 0 | 0 | 0 | 0 | 0 | 2.2262e-18 | -1.7718e-11 | -5.0487e-11 | -2.2262e-18 | 1.7718e-11 | 5.0487e-11 | 1.9082e-18 | 4.824e-11 | 8.5168e-12 | -1.9082e-18 | -4.824e-11 | -8.5168e-12 | 0 | 0 | 0 | 0 | 0 | 0 | 1.1 | 1.0978 | 1.0937 | 1.1 | 1.0978 | 1.0937 | -2.5901e-13 | -120.3121 | 119.9447 | -2.5904e-13 | -120.3121 | 119.9447
Line3_1_5 | 0 | 0 | 0 | 0 | 0 | 0 | 0 | 0 | 0 | 0 | 0 | 0 | 2.2262e-18 | -1.7718e-11 | -5.0487e-11 | -2.2262e-18 | 1.7718e-11 | 5.0487e-11 | 1.9082e-18 | 4.824e-11 | 8.5168e-12 | -1.9082e-18 | -4.824e-11 | -8.5168e-12 | 0 | 0 | 0 | 0 | 0 | 0 | 1.1 | 1.0978 | 1.0937 | 1.1 | 1.0978 | 1.0937 | -2.5901e-13 | -120.3121 | 119.9447 | -2.5904e-13 | -120.3121 | 119.9447
Line4_2_6 | 0 | 0.060452 | 0.060452 | 0 | 0.060452 | 0.060452 | 0 | 0.013961 | 0.013961 | 0 | 0.013961 | 0.013961 | 3.1803e-17 | 0.01474 | 0.0037509 | -3.1803e-17 | -0.014704 | -0.0037143 | 2.5443e-18 | 0.0039919 | 0.014719 | 1.443e-31 | -0.0039188 | -0.014646 | 0 | -135.6932 | 44.3068 | 0 | 44.3068 | -135.6932 | 1.1 | 1.0939 | 1.088 | 1.1 | 1.09 | 1.0823 | -2.5953e-13 | -120.5402 | 120.0098 | -2.5997e-13 | -120.7698 | 120.0757
Line5_6_7 | 0 | 0.060452 | 0.060452 | 0 | 0.060452 | 0.060452 | 0 | 0.013961 | 0.013961 | 0 | 0.013961 | 0.013961 | 2.7987e-17 | 0.014704 | 0.0037143 | -2.5443e-17 | -0.014667 | -0.0036778 | -1.0177e-17 | 0.0039188 | 0.014646 | 7.6328e-18 | -0.0038457 | -0.014572 | 0 | -135.6932 | 44.3068 | 0 | 44.3068 | -135.6932 | 1.1 | 1.09 | 1.0823 | 1.1 | 1.0861 | 1.0765 | -2.5997e-13 | -120.7698 | 120.0757 | -2.602e-13 | -121.0011 | 120.1422
Line6_7_8 | 0 | 0.060452 | 0.060452 | 0 | 0.060452 | 0.060452 | 0 | 0.013961 | 0.013961 | 0 | 0.013961 | 0.013961 | 1.5266e-17 | 0.014667 | 0.0036778 | -1.2721e-17 | -0.014631 | -0.0036413 | -7.6328e-18 | 0.0038457 | 0.014572 | 5.0885e-18 | -0.0037726 | -0.014499 | 0 | -135.6932 | 44.3068 | 0 | 44.3068 | -135.6932 | 1.1 | 1.0861 | 1.0765 | 1.1 | 1.0823 | 1.0708 | -2.602e-13 | -121.0011 | 120.1422 | -2.6038e-13 | -121.2341 | 120.2095
Line7_8_9 | 0 | 0 | 0 | 0 | 0 | 0 | 0 | 0 | 0 | 0 | 0 | 0 | -2.5443e-18 | -6.9334e-11 | -1.1449e-10 | 2.5443e-18 | 6.9334e-11 | 1.1449e-10 | 2.5443e-18 | 9.4011e-11 | -1.5791e-11 | 2.5443e-18 | -9.4011e-11 | 1.5791e-11 | 0 | 0 | 0 | 0 | 0 | 0 | 1.1 | 1.0823 | 1.0708 | 1.1 | 1.0823 | 1.0708 | -2.6038e-13 | -121.2341 | 120.2095 | -2.6046e-13 | -121.2341 | 120.2095
Line8_8_10 | 0 | 0 | 0 | 0 | 0 | 0 | 0 | 0 | 0 | 0 | 0 | 0 | -5.0885e-18 | -6.9334e-11 | -1.1449e-10 | 5.0885e-18 | 6.9334e-11 | 1.1449e-10 | 2.5443e-18 | 9.4011e-11 | -1.5791e-11 | 2.5443e-18 | -9.4011e-11 | 1.5791e-11 | 0 | 0 | 0 | 0 | 0 | 0 | 1.1 | 1.0823 | 1.0708 | 1.1 | 1.0823 | 1.0708 | -2.6038e-13 | -121.2341 | 120.2095 | -2.6047e-13 | -121.2341 | 120.2095
Line9_3_11 | 0 | 0 | 0 | 0 | 0 | 0 | 0 | 0 | 0 | 0 | 0 | 0 | 1.0177e-17 | -6.2015e-11 | -1.7671e-10 | -1.0177e-17 | 6.2015e-11 | 1.7671e-10 | 6.3607e-18 | 1.6884e-10 | 2.9809e-11 | -5.7246e-18 | -1.6884e-10 | -2.9809e-11 | 0 | 0 | 0 | 0 | 0 | 0 | 1.1 | 1.0978 | 1.0937 | 1.1 | 1.0978 | 1.0937 | -2.592e-13 | -120.3121 | 119.9447 | -2.5937e-13 | -120.3121 | 119.9447

## LL_min_6
name | pf_ikss_a_from_ka | pf_ikss_b_from_ka | pf_ikss_c_from_ka | pf_ikss_a_to_ka | pf_ikss_b_to_ka | pf_ikss_c_to_ka | pf_skss_a_from_mw | pf_skss_b_from_mw | pf_skss_c_from_mw | pf_skss_a_to_mw | pf_skss_b_to_mw | pf_skss_c_to_mw | pf_p_a_from_mw | pf_p_b_from_mw | pf_p_c_from_mw | pf_p_a_to_mw | pf_p_b_to_mw | pf_p_c_to_mw | pf_q_a_from_mvar | pf_q_b_from_mvar | pf_q_c_from_mvar | pf_q_a_to_mvar | pf_q_b_to_mvar | pf_q_c_to_mvar | pf_ikss_a_from_degree | pf_ikss_b_from_degree | pf_ikss_c_from_degree | pf_ikss_a_to_degree | pf_ikss_b_to_degree | pf_ikss_c_to_degree | pf_vm_a_from_pu | pf_vm_b_from_pu | pf_vm_c_from_pu | pf_vm_a_to_pu | pf_vm_b_to_pu | pf_vm_c_to_pu | pf_va_a_from_degree | pf_va_b_from_degree | pf_va_c_from_degree | pf_va_a_to_degree | pf_va_b_to_degree | pf_va_c_to_degree
Line0_1_2 | 0 | 1.455 | 1.455 | 0 | 1.455 | 1.455 | 0 | 0.33601 | 0.33601 | 0 | 0.33601 | 0.33601 | 4.0235e-30 | 0.28984 | 0.03533 | -1.7579e-17 | -0.24919 | 0.005316 | 5.2736e-17 | 0.073022 | 0.26569 | -5.2736e-17 | -0.030682 | -0.22336 | 0 | -142.8727 | 37.1273 | 0 | 37.1273 | -142.8727 | 0.95 | 0.88953 | 0.79769 | 0.95 | 0.74721 | 0.66491 | -4.3714e-12 | -128.7319 | 119.553 | -4.3683e-12 | -135.8534 | 128.4907
Line10_11_12 | 0 | 0 | 0 | 0 | 0 | 0 | 0 | 0 | 0 | 0 | 0 | 0 | 6.6994e-30 | -9.6789e-10 | -2.6725e-09 | 8.7893e-18 | 9.6789e-10 | 2.6725e-09 | 8.7893e-17 | 2.8224e-09 | 1.3007e-10 | -5.2736e-17 | -2.8224e-09 | -1.3007e-10 | 0 | 0 | 0 | 0 | 0 | 0 | 0.95 | 0.88953 | 0.79769 | 0.95 | 0.88953 | 0.79769 | -4.3672e-12 | -128.7319 | 119.553 | -4.365e-12 | -128.7319 | 119.553
Line11_12_13 | 0 | 0 | 0 | 0 | 0 | 0 | 0 | 0 | 0 | 0 | 0 | 0 | -4.3946e-18 | -8.0657e-10 | -2.2271e-09 | 1.3184e-17 | 8.0657e-10 | 2.2271e-09 | 5.2736e-17 | 2.352e-09 | 1.0839e-10 | -7.0314e-17 | -2.352e-09 | -1.0839e-10 | 0 | 0 | 0 | 0 | 0 | 0 | 0.95 | 0.88953 | 0.79769 | 0.95 | 0.88953 | 0.79769 | -4.365e-12 | -128.7319 | 119.553 | -4.3629e-12 | -128.7319 | 119.553
Line12_13_15 | 0 | 0 | 0 | 0 | 0 | 0 | 0 | 0 | 0 | 0 | 0 | 0 | -4.3946e-18 | -4.8394e-10 | -1.3362e-09 | 2.1973e-17 | 4.8394e-10 | 1.3362e-09 | 1.7579e-17 | 1.4112e-09 | 6.5035e-11 | -1.7579e-17 | -1.4112e-09 | -6.5035e-11 | 0 | 0 | 0 | 0 | 0 | 0 | 0.95 | 0.88953 | 0.79769 | 0.95 | 0.88953 | 0.79769 | -4.3629e-12 | -128.7319 | 119.553 | -4.3619e-12 | -128.7319 | 119.553
Line13_13_14 | 0 | 0 | 0 | 0 | 0 | 0 | 0 | 0 | 0 | 0 | 0 | 0 | 1.3184e-17 | -1.6131e-10 | -4.4541e-10 | -4.3946e-18 | 1.6131e-10 | 4.4541e-10 | -1.0039e-30 | 4.7039e-10 | 2.1679e-11 | -1.7579e-17 | -4.7039e-10 | -2.1679e-11 | 0 | 0 | 0 | 0 | 0 | 0 | 0.95 | 0.88953 | 0.79769 | 0.95 | 0.88953 | 0.79769 | -4.3629e-12 | -128.7319 | 119.553 | -4.363e-12 | -128.7319 | 119.553
Line14_15_16 | 0 | 0 | 0 | 0 | 0 | 0 | 0 | 0 | 0 | 0 | 0 | 0 | -1.3184e-17 | -3.2263e-10 | -8.9083e-10 | 2.1973e-17 | 3.2263e-10 | 8.9083e-10 | 5.2736e-17 | 9.4079e-10 | 4.3357e-11 | -7.0314e-17 | -9.4079e-10 | -4.3357e-11 | 0 | 0 | 0 | 0 | 0 | 0 | 0.95 | 0.88953 | 0.79769 | 0.95 | 0.88953 | 0.79769 | -4.3619e-12 | -128.7319 | 119.553 | -4.3611e-12 | -128.7319 | 119.553
Line15_16_17 | 0 | 0 | 0 | 0 | 0 | 0 | 0 | 0 | 0 | 0 | 0 | 0 | -2.1973e-17 | -1.6131e-10 | -4.4541e-10 | 2.1973e-17 | 1.6131e-10 | 4.4541e-10 | 3.5157e-17 | 4.7039e-10 | 2.1678e-11 | -3.5157e-17 | -4.7039e-10 | -2.1678e-11 | 0 | 0 | 0 | 0 | 0 | 0 | 0.95 | 0.88953 | 0.79769 | 0.95 | 0.88953 | 0.79769 | -4.3611e-12 | -128.7319 | 119.553 | -4.3609e-12 | -128.7319 | 119.553
Line16_4_18 | 0 | 0 | 0 | 0 | 0 | 0 | 0 | 0 | 0 | 0 | 0 | 0 | -1.7579e-17 | -1.6131e-10 | -4.4541e-10 | 1.7579e-17 | 1.6131e-10 | 4.4541e-10 | 3.5157e-17 | 4.7039e-10 | 2.1678e-11 | -3.5157e-17 | -4.7039e-10 | -2.1678e-11 | 0 | 0 | 0 | 0 | 0 | 0 | 0.95 | 0.88953 | 0.79769 | 0.95 | 0.88953 | 0.79769 | -4.3704e-12 | -128.7319 | 119.553 | -4.3701e-12 | -128.7319 | 119.553
Line17_5_19 | 0 | 0 | 0 | 0 | 0 | 0 | 0 | 0 | 0 | 0 | 0 | 0 | -1.7579e-17 | -1.6131e-10 | -4.4541e-10 | 1.7579e-17 | 1.6131e-10 | 4.4541e-10 | 3.5157e-17 | 4.7039e-10 | 2.1678e-11 | -3.5157e-17 | -4.7039e-10 | -2.1678e-11 | 0 | 0 | 0 | 0 | 0 | 0 | 0.95 | 0.88953 | 0.79769 | 0.95 | 0.88953 | 0.79769 | -4.3704e-12 | -128.7319 | 119.553 | -4.3701e-12 | -128.7319 | 119.553
Line1_1_3 | 0 | 0 | 0 | 0 | 0 | 0 | 0 | 0 | 0 | 0 | 0 | 0 | 4.3946e-17 | -1.2905e-09 | -3.5633e-09 | -3.5157e-17 | 1.2905e-09 | 3.5633e-09 | 5.2736e-17 | 3.7632e-09 | 1.7343e-10 | -5.2736e-17 | -3.7632e-09 | -1.7343e-10 | 0 | 0 | 0 | 0 | 0 | 0 | 0.95 | 0.88953 | 0.79769 | 0.95 | 0.88953 | 0.79769 | -4.3714e-12 | -128.7319 | 119.553 | -4.3695e-12 | -128.7319 | 119.553
Line2_1_4 | 0 | 0 | 0 | 0 | 0 | 0 | 0 | 0 | 0 | 0 | 0 | 0 | -8.7893e-18 | -3.2263e-10 | -8.9083e-10 | 1.7579e-17 | 3.2263e-10 | 8.9083e-10 | 6.7058e-31 | 9.4079e-10 | 4.3357e-11 | -1.7579e-17 | -9.4079e-10 | -4.3357e-11 | 0 | 0 | 0 | 0 | 0 | 0 | 0.95 | 0.88953 | 0.79769 | 0.95 | 0.88953 | 0.79769 | -4.3714e-12 | -128.7319 | 119.553 | -4.3704e-12 | -128.7319 | 119.553
Line3_1_5 | 0 | 0 | 0 | 0 | 0 | 0 | 0 | 0 | 0 | 0 | 0 | 0 | -8.7893e-18 | -3.2263e-10 | -8.9083e-10 | 1.7579e-17 | 3.2263e-10 | 8.9083e-10 | 6.7058e-31 | 9.4079e-10 | 4.3357e-11 | -1.7579e-17 | -9.4079e-10 | -4.3357e-11 | 0 | 0 | 0 | 0 | 0 | 0 | 0.95 | 0.88953 | 0.79769 | 0.95 | 0.88953 | 0.79769 | -4.3714e-12 | -128.7319 | 119.553 | -4.3704e-12 | -128.7319 | 119.553
Line4_2_6 | 0 | 1.455 | 1.455 | 0 | 1.455 | 1.455 | 0 | 0.33601 | 0.33601 | 0 | 0.33601 | 0.33601 | -3.5157e-17 | 0.24919 | -0.005316 | 3.5157e-17 | -0.20855 | 0.045962 | 1.4063e-16 | 0.030682 | 0.22336 | -1.4063e-16 | 0.011658 | -0.18102 | 0 | -142.8727 | 37.1273 | 0 | 37.1273 | -142.8727 | 0.95 | 0.74721 | 0.66491 | 0.95 | 0.62161 | 0.55581 | -4.3683e-12 | -135.8534 | 128.4907 | -4.3654e-12 | -146.0722 | 141.3743
Line5_6_7 | 0 | 1.455 | 1.455 | 0 | 1.455 | 1.455 | 0 | 0.33601 | 0.33601 | 0 | 0.33601 | 0.33601 | 7.0314e-17 | 0.20855 | -0.045962 | -1.0547e-16 | -0.1679 | 0.086608 | -5.3572e-30 | -0.011658 | 0.18102 | 8.0291e-30 | 0.053997 | -0.13868 | 0 | -142.8727 | 37.1273 | 0 | 37.1273 | -142.8727 | 0.95 | 0.62161 | 0.55581 | 0.95 | 0.52489 | 0.48658 | -4.3654e-12 | -146.0722 | 141.3743 | -4.3617e-12 | -160.7007 | 159.1134
Line6_7_8 | 0 | 1.455 | 1.455 | 0 | 1.455 | 1.455 | 0 | 0.33601 | 0.33601 | 0 | 0.33601 | 0.33601 | 1.0705e-29 | 0.1679 | -0.086608 | -1.0698e-29 | -0.12725 | 0.12725 | 1.4063e-16 | -0.053997 | 0.13868 | -1.4063e-16 | 0.096337 | -0.096337 | 0 | -142.8727 | 37.1273 | 0 | 37.1273 | -142.8727 | 0.95 | 0.52489 | 0.48658 | 0.95 | 0.475 | 0.475 | -4.3617e-12 | -160.7007 | 159.1134 | -4.3587e-12 | -180 | -180
Line7_8_9 | 0 | 0 | 0 | 0 | 0 | 0 | 0 | 0 | 0 | 0 | 0 | 0 | 7.0314e-17 | 1.7579e-16 | -1.4063e-16 | -7.0314e-17 | -1.7251e-16 | 1.439e-16 | 7.0314e-17 | 1.4329e-09 | -1.4329e-09 | -1.4063e-16 | -1.4329e-09 | 1.4329e-09 | 0 | 0 | 0 | 0 | 0 | 0 | 0.95 | 0.475 | 0.475 | 0.95 | 0.475 | 0.475 | -4.3587e-12 | -180 | -180 | -4.3598e-12 | -180 | 180
Line8_8_10 | 0 | 0 | 0 | 0 | 0 | 0 | 0 | 0 | 0 | 0 | 0 | 0 | -7.0314e-17 | 2.1094e-16 | 1.6612e-22 | 7.0314e-17 | -2.4282e-16 | 3.2759e-18 | 1.4063e-16 | 1.4329e-09 | -1.4329e-09 | -1.4063e-16 | -1.4329e-09 | 1.4329e-09 | 0 | 0 | 0 | 0 | 0 | 0 | 0.95 | 0.475 | 0.475 | 0.95 | 0.475 | 0.475 | -4.3587e-12 | -180 | -180 | -4.3586e-12 | -180 | 180
Line9_3_11 | 0 | 0 | 0 | 0 | 0 | 0 | 0 | 0 | 0 | 0 | 0 | 0 | 4.3946e-18 | -1.1292e-09 | -3.1179e-09 | 4.3946e-18 | 1.1292e-09 | 3.1179e-09 | 8.7893e-17 | 3.2928e-09 | 1.5175e-10 | -5.2736e-17 | -3.2928e-09 | -1.5175e-10 | 0 | 0 | 0 | 0 | 0 | 0 | 0.95 | 0.88953 | 0.79769 | 0.95 | 0.88953 | 0.79769 | -4.3695e-12 | -128.7319 | 119.553 | -4.3672e-12 | -128.7319 | 119.553

## LL_min_10
name | pf_ikss_a_from_ka | pf_ikss_b_from_ka | pf_ikss_c_from_ka | pf_ikss_a_to_ka | pf_ikss_b_to_ka | pf_ikss_c_to_ka | pf_skss_a_from_mw | pf_skss_b_from_mw | pf_skss_c_from_mw | pf_skss_a_to_mw | pf_skss_b_to_mw | pf_skss_c_to_mw | pf_p_a_from_mw | pf_p_b_from_mw | pf_p_c_from_mw | pf_p_a_to_mw | pf_p_b_to_mw | pf_p_c_to_mw | pf_q_a_from_mvar | pf_q_b_from_mvar | pf_q_c_from_mvar | pf_q_a_to_mvar | pf_q_b_to_mvar | pf_q_c_to_mvar | pf_ikss_a_from_degree | pf_ikss_b_from_degree | pf_ikss_c_from_degree | pf_ikss_a_to_degree | pf_ikss_b_to_degree | pf_ikss_c_to_degree | pf_vm_a_from_pu | pf_vm_b_from_pu | pf_vm_c_from_pu | pf_vm_a_to_pu | pf_vm_b_to_pu | pf_vm_c_to_pu | pf_va_a_from_degree | pf_va_b_from_degree | pf_va_c_from_degree | pf_va_a_to_degree | pf_va_b_to_degree | pf_va_c_to_degree
Line0_1_2 | 0 | 1.3784 | 1.3784 | 0 | 1.3784 | 1.3784 | 0 | 0.31833 | 0.31833 | 0 | 0.31833 | 0.31833 | 3.3294e-30 | 0.26013 | 0.031709 | -1.6653e-17 | -0.22365 | 0.0047711 | 4.996e-17 | 0.065537 | 0.23846 | -8.3267e-17 | -0.027537 | -0.20046 | 0 | -142.8727 | 37.1273 | 0 | 37.1273 | -142.8727 | 0.9 | 0.84271 | 0.7557 | 0.9 | 0.70788 | 0.62991 | -3.8182e-12 | -128.7319 | 119.553 | -3.8161e-12 | -135.8534 | 128.4907
Line10_11_12 | 0 | 0 | 0 | 0 | 0 | 0 | 0 | 0 | 0 | 0 | 0 | 0 | 5.5429e-30 | -8.6869e-10 | -2.3986e-09 | -8.3267e-18 | 8.6869e-10 | 2.3986e-09 | 8.3267e-17 | 2.5331e-09 | 1.1674e-10 | -8.3267e-17 | -2.5331e-09 | -1.1674e-10 | 0 | 0 | 0 | 0 | 0 | 0 | 0.9 | 0.84271 | 0.7557 | 0.9 | 0.84271 | 0.7557 | -3.8141e-12 | -128.7319 | 119.553 | -3.8118e-12 | -128.7319 | 119.553
Line11_12_13 | 0 | 0 | 0 | 0 | 0 | 0 | 0 | 0 | 0 | 0 | 0 | 0 | -1.249e-17 | -7.2391e-10 | -1.9988e-09 | 4.1633e-18 | 7.2391e-10 | 1.9988e-09 | 4.996e-17 | 2.1109e-09 | 9.7283e-11 | -4.996e-17 | -2.1109e-09 | -9.7283e-11 | 0 | 0 | 0 | 0 | 0 | 0 | 0.9 | 0.84271 | 0.7557 | 0.9 | 0.84271 | 0.7557 | -3.8118e-12 | -128.7319 | 119.553 | -3.8097e-12 | -128.7319 | 119.553
Line12_13_15 | 0 | 0 | 0 | 0 | 0 | 0 | 0 | 0 | 0 | 0 | 0 | 0 | -1.249e-17 | -4.3434e-10 | -1.1993e-09 | 1.249e-17 | 4.3434e-10 | 1.1993e-09 | 1.6653e-17 | 1.2665e-09 | 5.837e-11 | -8.3028e-31 | -1.2665e-09 | -5.837e-11 | 0 | 0 | 0 | 0 | 0 | 0 | 0.9 | 0.84271 | 0.7557 | 0.9 | 0.84271 | 0.7557 | -3.8097e-12 | -128.7319 | 119.553 | -3.8088e-12 | -128.7319 | 119.553
Line13_13_14 | 0 | 0 | 0 | 0 | 0 | 0 | 0 | 0 | 0 | 0 | 0 | 0 | 4.1633e-18 | -1.4478e-10 | -3.9976e-10 | -4.1633e-18 | 1.4478e-10 | 3.9976e-10 | 3.3307e-17 | 4.2218e-10 | 1.9457e-11 | -3.3307e-17 | -4.2218e-10 | -1.9457e-11 | 0 | 0 | 0 | 0 | 0 | 0 | 0.9 | 0.84271 | 0.7557 | 0.9 | 0.84271 | 0.7557 | -3.8097e-12 | -128.7319 | 119.553 | -3.8098e-12 | -128.7319 | 119.553
Line14_15_16 | 0 | 0 | 0 | 0 | 0 | 0 | 0 | 0 | 0 | 0 | 0 | 0 | -2.0817e-17 | -2.8956e-10 | -7.9952e-10 | 2.0817e-17 | 2.8956e-10 | 7.9952e-10 | 4.996e-17 | 8.4436e-10 | 3.8913e-11 | -4.996e-17 | -8.4436e-10 | -3.8913e-11 | 0 | 0 | 0 | 0 | 0 | 0 | 0.9 | 0.84271 | 0.7557 | 0.9 | 0.84271 | 0.7557 | -3.8088e-12 | -128.7319 | 119.553 | -3.808e-12 | -128.7319 | 119.553
Line15_16_17 | 0 | 0 | 0 | 0 | 0 | 0 | 0 | 0 | 0 | 0 | 0 | 0 | 4.1633e-18 | -1.4478e-10 | -3.9976e-10 | -4.1633e-18 | 1.4478e-10 | 3.9976e-10 | 1.6653e-17 | 4.2218e-10 | 1.9457e-11 | 2.7668e-31 | -4.2218e-10 | -1.9457e-11 | 0 | 0 | 0 | 0 | 0 | 0 | 0.9 | 0.84271 | 0.7557 | 0.9 | 0.84271 | 0.7557 | -3.808e-12 | -128.7319 | 119.553 | -3.8077e-12 | -128.7319 | 119.553
Line16_4_18 | 0 | 0 | 0 | 0 | 0 | 0 | 0 | 0 | 0 | 0 | 0 | 0 | -1.1095e-30 | -1.4478e-10 | -3.9976e-10 | 1.1094e-30 | 1.4478e-10 | 3.9976e-10 | -1.6653e-17 | 4.2218e-10 | 1.9457e-11 | 1.6653e-17 | -4.2218e-10 | -1.9457e-11 | 0 | 0 | 0 | 0 | 0 | 0 | 0.9 | 0.84271 | 0.7557 | 0.9 | 0.84271 | 0.7557 | -3.8172e-12 | -128.7319 | 119.553 | -3.817e-12 | -128.7319 | 119.553
Line17_5_19 | 0 | 0 | 0 | 0 | 0 | 0 | 0 | 0 | 0 | 0 | 0 | 0 | -1.1095e-30 | -1.4478e-10 | -3.9976e-10 | 1.1094e-30 | 1.4478e-10 | 3.9976e-10 | -1.6653e-17 | 4.2218e-10 | 1.9457e-11 | 1.6653e-17 | -4.2218e-10 | -1.9457e-11 | 0 | 0 | 0 | 0 | 0 | 0 | 0.9 | 0.84271 | 0.7557 | 0.9 | 0.84271 | 0.7557 | -3.8172e-12 | -128.7319 | 119.553 | -3.817e-12 | -128.7319 | 119.553
Line1_1_3 | 0 | 0 | 0 | 0 | 0 | 0 | 0 | 0 | 0 | 0 | 0 | 0 | 1.249e-17 | -1.1582e-09 | -3.1981e-09 | -2.0817e-17 | 1.1582e-09 | 3.1981e-09 | 6.6613e-17 | 3.3775e-09 | 1.5565e-10 | -9.992e-17 | -3.3775e-09 | -1.5565e-10 | 0 | 0 | 0 | 0 | 0 | 0 | 0.9 | 0.84271 | 0.7557 | 0.9 | 0.84271 | 0.7557 | -3.8182e-12 | -128.7319 | 119.553 | -3.8164e-12 | -128.7319 | 119.553
Line2_1_4 | 0 | 0 | 0 | 0 | 0 | 0 | 0 | 0 | 0 | 0 | 0 | 0 | -2.9143e-17 | -2.8956e-10 | -7.9952e-10 | 2.9143e-17 | 2.8956e-10 | 7.9952e-10 | 3.3307e-17 | 8.4436e-10 | 3.8913e-11 | -4.996e-17 | -8.4436e-10 | -3.8913e-11 | 0 | 0 | 0 | 0 | 0 | 0 | 0.9 | 0.84271 | 0.7557 | 0.9 | 0.84271 | 0.7557 | -3.8182e-12 | -128.7319 | 119.553 | -3.8172e-12 | -128.7319 | 119.553
Line3_1_5 | 0 | 0 | 0 | 0 | 0 | 0 | 0 | 0 | 0 | 0 | 0 | 0 | -2.9143e-17 | -2.8956e-10 | -7.9952e-10 | 2.9143e-17 | 2.8956e-10 | 7.9952e-10 | 3.3307e-17 | 8.4436e-10 | 3.8913e-11 | -4.996e-17 | -8.4436e-10 | -3.8913e-11 | 0 | 0 | 0 | 0 | 0 | 0 | 0.9 | 0.84271 | 0.7557 | 0.9 | 0.84271 | 0.7557 | -3.8182e-12 | -128.7319 | 119.553 | -3.8172e-12 | -128.7319 | 119.553
Line4_2_6 | 0 | 1.3784 | 1.3784 | 0 | 1.3784 | 1.3784 | 0 | 0.31833 | 0.31833 | 0 | 0.31833 | 0.31833 | -6.6613e-17 | 0.22365 | -0.0047711 | -8.868e-30 | -0.18717 | 0.041251 | 1.6653e-16 | 0.027537 | 0.20046 | -1.3323e-16 | 0.010463 | -0.16246 | 0 | -142.8727 | 37.1273 | 0 | 37.1273 | -142.8727 | 0.9 | 0.70788 | 0.62991 | 0.9 | 0.5889 | 0.52656 | -3.8161e-12 | -135.8534 | 128.4907 | -3.8138e-12 | -146.0722 | 141.3743
Line5_6_7 | 0 | 1.3784 | 1.3784 | 0 | 1.3784 | 1.3784 | 0 | 0.31833 | 0.31833 | 0 | 0.31833 | 0.31833 | 3.3307e-17 | 0.18717 | -0.041251 | -6.6613e-17 | -0.15069 | 0.077731 | 3.3307e-17 | -0.010463 | 0.16246 | -3.3307e-17 | 0.048463 | -0.12446 | 0 | -142.8727 | 37.1273 | 0 | 37.1273 | -142.8727 | 0.9 | 0.5889 | 0.52656 | 0.9 | 0.49726 | 0.46097 | -3.8138e-12 | -146.0722 | 141.3743 | -3.8108e-12 | -160.7007 | 159.1134
Line6_7_8 | 0 | 1.3784 | 1.3784 | 0 | 1.3784 | 1.3784 | 0 | 0.31833 | 0.31833 | 0 | 0.31833 | 0.31833 | 1.9984e-16 | 0.15069 | -0.077731 | -1.9984e-16 | -0.11421 | 0.11421 | 1.3323e-16 | -0.048463 | 0.12446 | -1.3323e-16 | 0.086463 | -0.086463 | 0 | -142.8727 | 37.1273 | 0 | 37.1273 | -142.8727 | 0.9 | 0.49726 | 0.46097 | 0.9 | 0.45 | 0.45 | -3.8108e-12 | -160.7007 | 159.1134 | -3.8082e-12 | -180 | -180
Line7_8_9 | 0 | 0 | 0 | 0 | 0 | 0 | 0 | 0 | 0 | 0 | 0 | 0 | -1.3323e-16 | 2.3315e-16 | 1.3323e-16 | 1.3323e-16 | -1.969e-16 | 2.9402e-18 | 8.855e-30 | 1.286e-09 | -1.286e-09 | 6.6613e-17 | -1.286e-09 | 1.286e-09 | 0 | 0 | 0 | 0 | 0 | 0 | 0.9 | 0.45 | 0.45 | 0.9 | 0.45 | 0.45 | -3.8082e-12 | -180 | -180 | -3.8093e-12 | -180 | 180
Line8_8_10 | 0 | 0 | 0 | 0 | 0 | 0 | 0 | 0 | 0 | 0 | 0 | 0 | -1.9984e-16 | 2.3315e-16 | 1.3323e-16 | 2.6645e-16 | -2.3021e-16 | -1.3029e-16 | 1.3282e-29 | 1.286e-09 | -1.286e-09 | -1.7705e-29 | -1.286e-09 | 1.286e-09 | 0 | 0 | 0 | 0 | 0 | 0 | 0.9 | 0.45 | 0.45 | 0.9 | 0.45 | 0.45 | -3.8082e-12 | -180 | -180 | -3.8072e-12 | -180 | 180
Line9_3_11 | 0 | 0 | 0 | 0 | 0 | 0 | 0 | 0 | 0 | 0 | 0 | 0 | 1.249e-17 | -1.0135e-09 | -2.7983e-09 | -1.249e-17 | 1.0135e-09 | 2.7983e-09 | 3.3307e-17 | 2.9553e-09 | 1.362e-10 | -3.3307e-17 | -2.9553e-09 | -1.362e-10 | 0 | 0 | 0 | 0 | 0 | 0 | 0.9 | 0.84271 | 0.7557 | 0.9 | 0.84271 | 0.7557 | -3.8164e-12 | -128.7319 | 119.553 | -3.8141e-12 | -128.7319 | 119.553

## LL_min_fault_6
name | pf_ikss_a_from_ka | pf_ikss_b_from_ka | pf_ikss_c_from_ka | pf_ikss_a_to_ka | pf_ikss_b_to_ka | pf_ikss_c_to_ka | pf_skss_a_from_mw | pf_skss_b_from_mw | pf_skss_c_from_mw | pf_skss_a_to_mw | pf_skss_b_to_mw | pf_skss_c_to_mw | pf_p_a_from_mw | pf_p_b_from_mw | pf_p_c_from_mw | pf_p_a_to_mw | pf_p_b_to_mw | pf_p_c_to_mw | pf_q_a_from_mvar | pf_q_b_from_mvar | pf_q_c_from_mvar | pf_q_a_to_mvar | pf_q_b_to_mvar | pf_q_c_to_mvar | pf_ikss_a_from_degree | pf_ikss_b_from_degree | pf_ikss_c_from_degree | pf_ikss_a_to_degree | pf_ikss_b_to_degree | pf_ikss_c_to_degree | pf_vm_a_from_pu | pf_vm_b_from_pu | pf_vm_c_from_pu | pf_vm_a_to_pu | pf_vm_b_to_pu | pf_vm_c_to_pu | pf_va_a_from_degree | pf_va_b_from_degree | pf_va_c_from_degree | pf_va_a_to_degree | pf_va_b_to_degree | pf_va_c_to_degree
Line0_1_2 | 0 | 0.051843 | 0.051843 | 0 | 0.051843 | 0.051843 | 0 | 0.011973 | 0.011973 | 0 | 0.011973 | 0.011973 | 5.4933e-19 | 0.010966 | 0.0028847 | -1.0987e-18 | -0.010915 | -0.0028331 | 4.3946e-18 | 0.0029326 | 0.010936 | -3.296e-18 | -0.0028788 | -0.010882 | 0 | -135.2796 | 44.7204 | 0 | 44.7204 | -135.2796 | 0.95 | 0.94815 | 0.94465 | 0.95 | 0.94283 | 0.93921 | -1.7738e-13 | -120.3084 | 119.9432 | -1.7723e-13 | -120.5043 | 120.1275
Line10_11_12 | 0 | 0 | 0 | 0 | 0 | 0 | 0 | 0 | 0 | 0 | 0 | 0 | 7.5533e-19 | -3.8309e-11 | -1.1119e-10 | -1.03e-18 | 3.8309e-11 | 1.1119e-10 | 1.648e-18 | 1.0665e-10 | 1.9584e-11 | -2.7466e-18 | -1.0665e-10 | -1.9584e-11 | 0 | 0 | 0 | 0 | 0 | 0 | 0.95 | 0.94815 | 0.94465 | 0.95 | 0.94815 | 0.94465 | -1.7725e-13 | -120.3084 | 119.9432 | -1.7718e-13 | -120.3084 | 119.9432
Line11_12_13 | 0 | 0 | 0 | 0 | 0 | 0 | 0 | 0 | 0 | 0 | 0 | 0 | 6.8666e-20 | -3.1925e-11 | -9.2658e-11 | -6.8666e-20 | 3.1925e-11 | 9.2658e-11 | 3.8453e-18 | 8.8872e-11 | 1.632e-11 | -3.8453e-18 | -8.8872e-11 | -1.632e-11 | 0 | 0 | 0 | 0 | 0 | 0 | 0.95 | 0.94815 | 0.94465 | 0.95 | 0.94815 | 0.94465 | -1.7718e-13 | -120.3084 | 119.9432 | -1.7711e-13 | -120.3084 | 119.9432
Line12_13_15 | 0 | 0 | 0 | 0 | 0 | 0 | 0 | 0 | 0 | 0 | 0 | 0 | 2.06e-19 | -1.9155e-11 | -5.5595e-11 | -2.06e-19 | 1.9155e-11 | 5.5595e-11 | 2.1973e-18 | 5.3323e-11 | 9.7921e-12 | -1.0987e-18 | -5.3323e-11 | -9.7921e-12 | 0 | 0 | 0 | 0 | 0 | 0 | 0.95 | 0.94815 | 0.94465 | 0.95 | 0.94815 | 0.94465 | -1.7711e-13 | -120.3084 | 119.9432 | -1.7707e-13 | -120.3084 | 119.9432
Line13_13_14 | 0 | 0 | 0 | 0 | 0 | 0 | 0 | 0 | 0 | 0 | 0 | 0 | 7.5533e-19 | -6.3849e-12 | -1.8532e-11 | -1.03e-18 | 6.3849e-12 | 1.8532e-11 | 1.0987e-18 | 1.7774e-11 | 3.264e-12 | -5.4933e-19 | -1.7774e-11 | -3.264e-12 | 0 | 0 | 0 | 0 | 0 | 0 | 0.95 | 0.94815 | 0.94465 | 0.95 | 0.94815 | 0.94465 | -1.7711e-13 | -120.3084 | 119.9432 | -1.7711e-13 | -120.3084 | 119.9432
Line14_15_16 | 0 | 0 | 0 | 0 | 0 | 0 | 0 | 0 | 0 | 0 | 0 | 0 | -4.8066e-19 | -1.277e-11 | -3.7063e-11 | 7.5533e-19 | 1.277e-11 | 3.7063e-11 | 5.4933e-19 | 3.5549e-11 | 6.5281e-12 | -5.4933e-19 | -3.5549e-11 | -6.5281e-12 | 0 | 0 | 0 | 0 | 0 | 0 | 0.95 | 0.94815 | 0.94465 | 0.95 | 0.94815 | 0.94465 | -1.7707e-13 | -120.3084 | 119.9432 | -1.7704e-13 | -120.3084 | 119.9432
Line15_16_17 | 0 | 0 | 0 | 0 | 0 | 0 | 0 | 0 | 0 | 0 | 0 | 0 | -8.2399e-19 | -6.3849e-12 | -1.8532e-11 | 8.2399e-19 | 6.3849e-12 | 1.8532e-11 | 2.546e-33 | 1.7774e-11 | 3.264e-12 | -2.5459e-33 | -1.7774e-11 | -3.264e-12 | 0 | 0 | 0 | 0 | 0 | 0 | 0.95 | 0.94815 | 0.94465 | 0.95 | 0.94815 | 0.94465 | -1.7704e-13 | -120.3084 | 119.9432 | -1.7703e-13 | -120.3084 | 119.9432
Line16_4_18 | 0 | 0 | 0 | 0 | 0 | 0 | 0 | 0 | 0 | 0 | 0 | 0 | -2.7466e-19 | -6.3849e-12 | -1.8532e-11 | 2.7466e-19 | 6.3849e-12 | 1.8532e-11 | 1.0987e-18 | 1.7774e-11 | 3.264e-12 | -1.0987e-18 | -1.7774e-11 | -3.264e-12 | 0 | 0 | 0 | 0 | 0 | 0 | 0.95 | 0.94815 | 0.94465 | 0.95 | 0.94815 | 0.94465 | -1.7734e-13 | -120.3084 | 119.9432 | -1.7733e-13 | -120.3084 | 119.9432
Line17_5_19 | 0 | 0 | 0 | 0 | 0 | 0 | 0 | 0 | 0 | 0 | 0 | 0 | -2.7466e-19 | -6.3849e-12 | -1.8532e-11 | 2.7466e-19 | 6.3849e-12 | 1.8532e-11 | 1.0987e-18 | 1.7774e-11 | 3.264e-12 | -1.0987e-18 | -1.7774e-11 | -3.264e-12 | 0 | 0 | 0 | 0 | 0 | 0 | 0.95 | 0.94815 | 0.94465 | 0.95 | 0.94815 | 0.94465 | -1.7734e-13 | -120.3084 | 119.9432 | -1.7733e-13 | -120.3084 | 119.9432
Line1_1_3 | 0 | 0 | 0 | 0 | 0 | 0 | 0 | 0 | 0 | 0 | 0 | 0 | 5.4933e-19 | -5.1079e-11 | -1.4825e-10 | -5.4933e-19 | 5.1079e-11 | 1.4825e-10 | 3.8453e-18 | 1.422e-10 | 2.6112e-11 | -3.296e-18 | -1.422e-10 | -2.6112e-11 | 0 | 0 | 0 | 0 | 0 | 0 | 0.95 | 0.94815 | 0.94465 | 0.95 | 0.94815 | 0.94465 | -1.7738e-13 | -120.3084 | 119.9432 | -1.7732e-13 | -120.3084 | 119.9432
Line2_1_4 | 0 | 0 | 0 | 0 | 0 | 0 | 0 | 0 | 0 | 0 | 0 | 0 | -1.3733e-18 | -1.277e-11 | -3.7063e-11 | 1.3733e-18 | 1.277e-11 | 3.7063e-11 | 2.1973e-18 | 3.5549e-11 | 6.5281e-12 | -1.648e-18 | -3.5549e-11 | -6.5281e-12 | 0 | 0 | 0 | 0 | 0 | 0 | 0.95 | 0.94815 | 0.94465 | 0.95 | 0.94815 | 0.94465 | -1.7738e-13 | -120.3084 | 119.9432 | -1.7734e-13 | -120.3084 | 119.9432
Line3_1_5 | 0 | 0 | 0 | 0 | 0 | 0 | 0 | 0 | 0 | 0 | 0 | 0 | -1.3733e-18 | -1.277e-11 | -3.7063e-11 | 1.3733e-18 | 1.277e-11 | 3.7063e-11 | 2.1973e-18 | 3.5549e-11 | 6.5281e-12 | -1.648e-18 | -3.5549e-11 | -6.5281e-12 | 0 | 0 | 0 | 0 | 0 | 0 | 0.95 | 0.94815 | 0.94465 | 0.95 | 0.94815 | 0.94465 | -1.7738e-13 | -120.3084 | 119.9432 | -1.7734e-13 | -120.3084 | 119.9432
Line4_2_6 | 0 | 0.051843 | 0.051843 | 0 | 0.051843 | 0.051843 | 0 | 0.011973 | 0.011973 | 0 | 0.011973 | 0.011973 | 4.3946e-18 | 0.010915 | 0.0028331 | -3.296e-18 | -0.010863 | -0.0027815 | 5.4933e-18 | 0.0028788 | 0.010882 | -4.3946e-18 | -0.0028251 | -0.010828 | 0 | -135.2796 | 44.7204 | 0 | 44.7204 | -135.2796 | 0.95 | 0.94283 | 0.93921 | 0.95 | 0.93752 | 0.93379 | -1.7723e-13 | -120.5043 | 120.1275 | -1.7711e-13 | -120.7024 | 120.3141
Line5_6_7 | 0 | 0.051843 | 0.051843 | 0 | 0.051843 | 0.051843 | 0 | 0.011973 | 0.011973 | 0 | 0.011973 | 0.011973 | 1.0987e-18 | 0.010863 | 0.0027815 | -1.0987e-18 | -0.010812 | -0.0027299 | 8.7893e-18 | 0.0028251 | 0.010828 | -6.5919e-18 | -0.0027713 | -0.010775 | 0 | -135.2796 | 44.7204 | 0 | 44.7204 | -135.2796 | 0.95 | 0.93752 | 0.93379 | 0.95 | 0.93223 | 0.92837 | -1.7711e-13 | -120.7024 | 120.3141 | -1.7696e-13 | -120.9028 | 120.5028
Line6_7_8 | 0 | 0.051843 | 0.051843 | 0 | 0.051843 | 0.051843 | 0 | 0.011973 | 0.011973 | 0 | 0.011973 | 0.011973 | 1.3573e-32 | 0.010812 | 0.0027299 | -2.0342e-32 | -0.01076 | -0.0026783 | 4.3946e-18 | 0.0027713 | 0.010775 | -6.5919e-18 | -0.0027175 | -0.010721 | 0 | -135.2796 | 44.7204 | 0 | 44.7204 | -135.2796 | 0.95 | 0.93223 | 0.92837 | 0.95 | 0.92694 | 0.92297 | -1.7696e-13 | -120.9028 | 120.5028 | -1.7681e-13 | -121.1055 | 120.6937
Line7_8_9 | 0 | 0 | 0 | 0 | 0 | 0 | 0 | 0 | 0 | 0 | 0 | 0 | 2.1973e-18 | -7.7759e-11 | -9.1252e-11 | -4.3946e-18 | 7.7759e-11 | 9.1252e-11 | 2.1973e-18 | 6.2294e-11 | -3.8923e-11 | -4.3946e-18 | -6.2294e-11 | 3.8923e-11 | 0 | 0 | 0 | 0 | 0 | 0 | 0.95 | 0.92694 | 0.92297 | 0.95 | 0.92694 | 0.92297 | -1.7681e-13 | -121.1055 | 120.6937 | -1.7684e-13 | -121.1055 | 120.6937
Line8_8_10 | 0 | 0 | 0 | 0 | 0 | 0 | 0 | 0 | 0 | 0 | 0 | 0 | 1.3561e-32 | -7.7759e-11 | -9.1252e-11 | -2.1973e-18 | 7.7759e-11 | 9.1252e-11 | 4.3946e-18 | 6.2294e-11 | -3.8923e-11 | -4.3946e-18 | -6.2294e-11 | 3.8923e-11 | 0 | 0 | 0 | 0 | 0 | 0 | 0.95 | 0.92694 | 0.92297 | 0.95 | 0.92694 | 0.92297 | -1.7681e-13 | -121.1055 | 120.6937 | -1.7677e-13 | -121.1055 | 120.6937
Line9_3_11 | 0 | 0 | 0 | 0 | 0 | 0 | 0 | 0 | 0 | 0 | 0 | 0 | 7.5533e-19 | -4.4694e-11 | -1.2972e-10 | -7.5533e-19 | 4.4694e-11 | 1.2972e-10 | 2.7466e-18 | 1.2442e-10 | 2.2848e-11 | -2.7466e-18 | -1.2442e-10 | -2.2848e-11 | 0 | 0 | 0 | 0 | 0 | 0 | 0.95 | 0.94815 | 0.94465 | 0.95 | 0.94815 | 0.94465 | -1.7732e-13 | -120.3084 | 119.9432 | -1.7725e-13 | -120.3084 | 119.9432

## LL_min_fault_10
name | pf_ikss_a_from_ka | pf_ikss_b_from_ka | pf_ikss_c_from_ka | pf_ikss_a_to_ka | pf_ikss_b_to_ka | pf_ikss_c_to_ka | pf_skss_a_from_mw | pf_skss_b_from_mw | pf_skss_c_from_mw | pf_skss_a_to_mw | pf_skss_b_to_mw | pf_skss_c_to_mw | pf_p_a_from_mw | pf_p_b_from_mw | pf_p_c_from_mw | pf_p_a_to_mw | pf_p_b_to_mw | pf_p_c_to_mw | pf_q_a_from_mvar | pf_q_b_from_mvar | pf_q_c_from_mvar | pf_q_a_to_mvar | pf_q_b_to_mvar | pf_q_c_to_mvar | pf_ikss_a_from_degree | pf_ikss_b_from_degree | pf_ikss_c_from_degree | pf_ikss_a_to_degree | pf_ikss_b_to_degree | pf_ikss_c_to_degree | pf_vm_a_from_pu | pf_vm_b_from_pu | pf_vm_c_from_pu | pf_vm_a_to_pu | pf_vm_b_to_pu | pf_vm_c_to_pu | pf_va_a_from_degree | pf_va_b_from_degree | pf_va_c_from_degree | pf_va_a_to_degree | pf_va_b_to_degree | pf_va_c_to_degree
Line0_1_2 | 0 | 0.049114 | 0.049114 | 0 | 0.049114 | 0.049114 | 0 | 0.011342 | 0.011342 | 0 | 0.011342 | 0.011342 | 2.0817e-18 | 0.0098425 | 0.002589 | -2.0817e-18 | -0.0097961 | -0.0025427 | 4.1633e-18 | 0.002632 | 0.009815 | -3.1225e-18 | -0.0025837 | -0.0097667 | 0 | -135.2796 | 44.7204 | 0 | 44.7204 | -135.2796 | 0.9 | 0.89825 | 0.89493 | 0.9 | 0.89321 | 0.88978 | -1.8769e-13 | -120.3084 | 119.9432 | -1.8754e-13 | -120.5043 | 120.1275
Line10_11_12 | 0 | 0 | 0 | 0 | 0 | 0 | 0 | 0 | 0 | 0 | 0 | 0 | 1.301e-19 | -3.4383e-11 | -9.9793e-11 | -1.301e-19 | 3.4383e-11 | 9.9793e-11 | 2.0817e-18 | 9.5716e-11 | 1.7577e-11 | -2.0817e-18 | -9.5716e-11 | -1.7577e-11 | 0 | 0 | 0 | 0 | 0 | 0 | 0.9 | 0.89825 | 0.89493 | 0.9 | 0.89825 | 0.89493 | -1.8756e-13 | -120.3084 | 119.9432 | -1.8748e-13 | -120.3084 | 119.9432
Line11_12_13 | 0 | 0 | 0 | 0 | 0 | 0 | 0 | 0 | 0 | 0 | 0 | 0 | 7.8063e-19 | -2.8652e-11 | -8.3161e-11 | -5.2042e-19 | 2.8652e-11 | 8.3161e-11 | 2.6021e-18 | 7.9764e-11 | 1.4648e-11 | -1.5613e-18 | -7.9764e-11 | -1.4648e-11 | 0 | 0 | 0 | 0 | 0 | 0 | 0.9 | 0.89825 | 0.89493 | 0.9 | 0.89825 | 0.89493 | -1.8748e-13 | -120.3084 | 119.9432 | -1.8741e-13 | -120.3084 | 119.9432
Line12_13_15 | 0 | 0 | 0 | 0 | 0 | 0 | 0 | 0 | 0 | 0 | 0 | 0 | 1.9516e-19 | -1.7191e-11 | -4.9896e-11 | -1.9516e-19 | 1.7191e-11 | 4.9896e-11 | 1.5613e-18 | 4.7858e-11 | 8.7885e-12 | -1.5613e-18 | -4.7858e-11 | -8.7885e-12 | 0 | 0 | 0 | 0 | 0 | 0 | 0.9 | 0.89825 | 0.89493 | 0.9 | 0.89825 | 0.89493 | -1.8741e-13 | -120.3084 | 119.9432 | -1.8738e-13 | -120.3084 | 119.9432
Line13_13_14 | 0 | 0 | 0 | 0 | 0 | 0 | 0 | 0 | 0 | 0 | 0 | 0 | 7.1557e-19 | -5.7305e-12 | -1.6632e-11 | -7.1557e-19 | 5.7305e-12 | 1.6632e-11 | -2.3406e-33 | 1.5953e-11 | 2.9295e-12 | -5.2042e-19 | -1.5953e-11 | -2.9295e-12 | 0 | 0 | 0 | 0 | 0 | 0 | 0.9 | 0.89825 | 0.89493 | 0.9 | 0.89825 | 0.89493 | -1.8741e-13 | -120.3084 | 119.9432 | -1.8741e-13 | -120.3084 | 119.9432
Line14_15_16 | 0 | 0 | 0 | 0 | 0 | 0 | 0 | 0 | 0 | 0 | 0 | 0 | -9.1073e-19 | -1.1461e-11 | -3.3264e-11 | 9.1073e-19 | 1.1461e-11 | 3.3264e-11 | 5.2042e-19 | 3.1905e-11 | 5.859e-12 | -1.0408e-18 | -3.1905e-11 | -5.859e-12 | 0 | 0 | 0 | 0 | 0 | 0 | 0.9 | 0.89825 | 0.89493 | 0.9 | 0.89825 | 0.89493 | -1.8738e-13 | -120.3084 | 119.9432 | -1.8734e-13 | -120.3084 | 119.9432
Line15_16_17 | 0 | 0 | 0 | 0 | 0 | 0 | 0 | 0 | 0 | 0 | 0 | 0 | -5.2042e-19 | -5.7305e-12 | -1.6632e-11 | 5.2042e-19 | 5.7305e-12 | 1.6632e-11 | 1.7016e-33 | 1.5953e-11 | 2.9295e-12 | -5.2042e-19 | -1.5953e-11 | -2.9295e-12 | 0 | 0 | 0 | 0 | 0 | 0 | 0.9 | 0.89825 | 0.89493 | 0.9 | 0.89825 | 0.89493 | -1.8734e-13 | -120.3084 | 119.9432 | -1.8733e-13 | -120.3084 | 119.9432
Line16_4_18 | 0 | 0 | 0 | 0 | 0 | 0 | 0 | 0 | 0 | 0 | 0 | 0 | -1.9516e-19 | -5.7305e-12 | -1.6632e-11 | -6.5052e-20 | 5.7305e-12 | 1.6632e-11 | 5.2042e-19 | 1.5953e-11 | 2.9295e-12 | -5.2042e-19 | -1.5953e-11 | -2.9295e-12 | 0 | 0 | 0 | 0 | 0 | 0 | 0.9 | 0.89825 | 0.89493 | 0.9 | 0.89825 | 0.89493 | -1.8765e-13 | -120.3084 | 119.9432 | -1.8764e-13 | -120.3084 | 119.9432
Line17_5_19 | 0 | 0 | 0 | 0 | 0 | 0 | 0 | 0 | 0 | 0 | 0 | 0 | -1.9516e-19 | -5.7305e-12 | -1.6632e-11 | -6.5052e-20 | 5.7305e-12 | 1.6632e-11 | 5.2042e-19 | 1.5953e-11 | 2.9295e-12 | -5.2042e-19 | -1.5953e-11 | -2.9295e-12 | 0 | 0 | 0 | 0 | 0 | 0 | 0.9 | 0.89825 | 0.89493 | 0.9 | 0.89825 | 0.89493 | -1.8765e-13 | -120.3084 | 119.9432 | -1.8764e-13 | -120.3084 | 119.9432
Line1_1_3 | 0 | 0 | 0 | 0 | 0 | 0 | 0 | 0 | 0 | 0 | 0 | 0 | 1.6914e-18 | -4.5844e-11 | -1.3306e-10 | -1.9516e-18 | 4.5844e-11 | 1.3306e-10 | 2.6021e-18 | 1.2762e-10 | 2.3436e-11 | -1.5613e-18 | -1.2762e-10 | -2.3436e-11 | 0 | 0 | 0 | 0 | 0 | 0 | 0.9 | 0.89825 | 0.89493 | 0.9 | 0.89825 | 0.89493 | -1.8769e-13 | -120.3084 | 119.9432 | -1.8763e-13 | -120.3084 | 119.9432
Line2_1_4 | 0 | 0 | 0 | 0 | 0 | 0 | 0 | 0 | 0 | 0 | 0 | 0 | -1.0408e-18 | -1.1461e-11 | -3.3264e-11 | 1.0408e-18 | 1.1461e-11 | 3.3264e-11 | 1.0408e-18 | 3.1905e-11 | 5.859e-12 | -1.0408e-18 | -3.1905e-11 | -5.859e-12 | 0 | 0 | 0 | 0 | 0 | 0 | 0.9 | 0.89825 | 0.89493 | 0.9 | 0.89825 | 0.89493 | -1.8769e-13 | -120.3084 | 119.9432 | -1.8765e-13 | -120.3084 | 119.9432
Line3_1_5 | 0 | 0 | 0 | 0 | 0 | 0 | 0 | 0 | 0 | 0 | 0 | 0 | -1.0408e-18 | -1.1461e-11 | -3.3264e-11 | 1.0408e-18 | 1.1461e-11 | 3.3264e-11 | 1.0408e-18 | 3.1905e-11 | 5.859e-12 | -1.0408e-18 | -3.1905e-11 | -5.859e-12 | 0 | 0 | 0 | 0 | 0 | 0 | 0.9 | 0.89825 | 0.89493 | 0.9 | 0.89825 | 0.89493 | -1.8769e-13 | -120.3084 | 119.9432 | -1.8765e-13 | -120.3084 | 119.9432
Line4_2_6 | 0 | 0.049114 | 0.049114 | 0 | 0.049114 | 0.049114 | 0 | 0.011342 | 0.011342 | 0 | 0.011342 | 0.011342 | 4.1633e-18 | 0.0097961 | 0.0025427 | -3.1225e-18 | -0.0097498 | -0.0024964 | 5.2042e-18 | 0.0025837 | 0.0097667 | -5.2042e-18 | -0.0025355 | -0.0097185 | 0 | -135.2796 | 44.7204 | 0 | 44.7204 | -135.2796 | 0.9 | 0.89321 | 0.88978 | 0.9 | 0.88818 | 0.88464 | -1.8754e-13 | -120.5043 | 120.1275 | -1.8741e-13 | -120.7024 | 120.3141
Line5_6_7 | 0 | 0.049114 | 0.049114 | 0 | 0.049114 | 0.049114 | 0 | 0.011342 | 0.011342 | 0 | 0.011342 | 0.011342 | 2.0817e-18 | 0.0097498 | 0.0024964 | -1.0408e-18 | -0.0097035 | -0.0024501 | 6.245e-18 | 0.0025355 | 0.0097185 | -8.3267e-18 | -0.0024873 | -0.0096702 | 0 | -135.2796 | 44.7204 | 0 | 44.7204 | -135.2796 | 0.9 | 0.88818 | 0.88464 | 0.9 | 0.88316 | 0.87951 | -1.8741e-13 | -120.7024 | 120.3141 | -1.8725e-13 | -120.9028 | 120.5028
Line6_7_8 | 0 | 0.049114 | 0.049114 | 0 | 0.049114 | 0.049114 | 0 | 0.011342 | 0.011342 | 0 | 0.011342 | 0.011342 | 2.0817e-18 | 0.0097035 | 0.0024501 | -2.0817e-18 | -0.0096572 | -0.0024038 | 6.245e-18 | 0.0024873 | 0.0096702 | -8.3267e-18 | -0.002439 | -0.009622 | 0 | -135.2796 | 44.7204 | 0 | 44.7204 | -135.2796 | 0.9 | 0.88316 | 0.87951 | 0.9 | 0.87816 | 0.87439 | -1.8725e-13 | -120.9028 | 120.5028 | -1.8713e-13 | -121.1055 | 120.6937
Line7_8_9 | 0 | 0 | 0 | 0 | 0 | 0 | 0 | 0 | 0 | 0 | 0 | 0 | 2.0817e-18 | -6.9789e-11 | -8.1899e-11 | -4.1633e-18 | 6.9789e-11 | 8.1899e-11 | -6.7986e-33 | 5.5909e-11 | -3.4934e-11 | 2.0817e-18 | -5.5909e-11 | 3.4934e-11 | 0 | 0 | 0 | 0 | 0 | 0 | 0.9 | 0.87816 | 0.87439 | 0.9 | 0.87816 | 0.87439 | -1.8713e-13 | -121.1055 | 120.6937 | -1.8716e-13 | -121.1055 | 120.6937
Line8_8_10 | 0 | 0 | 0 | 0 | 0 | 0 | 0 | 0 | 0 | 0 | 0 | 0 | -2.0817e-18 | -6.9789e-11 | -8.1899e-11 | -2.0817e-18 | 6.9789e-11 | 8.1899e-11 | 4.1633e-18 | 5.5909e-11 | -3.4934e-11 | 6.7971e-33 | -5.5909e-11 | 3.4934e-11 | 0 | 0 | 0 | 0 | 0 | 0 | 0.9 | 0.87816 | 0.87439 | 0.9 | 0.87816 | 0.87439 | -1.8713e-13 | -121.1055 | 120.6937 | -1.8708e-13 | -121.1055 | 120.6937
Line9_3_11 | 0 | 0 | 0 | 0 | 0 | 0 | 0 | 0 | 0 | 0 | 0 | 0 | 5.8547e-19 | -4.0113e-11 | -1.1643e-10 | -1.1059e-18 | 4.0113e-11 | 1.1643e-10 | 2.6021e-18 | 1.1167e-10 | 2.0507e-11 | -2.0817e-18 | -1.1167e-10 | -2.0507e-11 | 0 | 0 | 0 | 0 | 0 | 0 | 0.9 | 0.89825 | 0.89493 | 0.9 | 0.89825 | 0.89493 | -1.8763e-13 | -120.3084 | 119.9432 | -1.8756e-13 | -120.3084 | 119.9432

## LG_max_6
name | pf_ikss_a_from_ka | pf_ikss_b_from_ka | pf_ikss_c_from_ka | pf_ikss_a_to_ka | pf_ikss_b_to_ka | pf_ikss_c_to_ka | pf_skss_a_from_mw | pf_skss_b_from_mw | pf_skss_c_from_mw | pf_skss_a_to_mw | pf_skss_b_to_mw | pf_skss_c_to_mw | pf_p_a_from_mw | pf_p_b_from_mw | pf_p_c_from_mw | pf_p_a_to_mw | pf_p_b_to_mw | pf_p_c_to_mw | pf_q_a_from_mvar | pf_q_b_from_mvar | pf_q_c_from_mvar | pf_q_a_to_mvar | pf_q_b_to_mvar | pf_q_c_to_mvar | pf_ikss_a_from_degree | pf_ikss_b_from_degree | pf_ikss_c_from_degree | pf_ikss_a_to_degree | pf_ikss_b_to_degree | pf_ikss_c_to_degree | pf_vm_a_from_pu | pf_vm_b_from_pu | pf_vm_c_from_pu | pf_vm_a_to_pu | pf_vm_b_to_pu | pf_vm_c_to_pu | pf_va_a_from_degree | pf_va_b_from_degree | pf_va_c_from_degree | pf_va_a_to_degree | pf_va_b_to_degree | pf_va_c_to_degree
Line0_1_2 | 0.048146 | 2.273e-06 | 2.273e-06 | 0.048146 | 1.8951e-06 | 1.8951e-06 | 0.011119 | 5.2493e-07 | 5.2493e-07 | 0.011119 | 4.3766e-07 | 4.3766e-07 | 7.7263e-05 | 5.1462e-07 | -4.3843e-07 | -5.7948e-05 | -4.3432e-07 | 3.5987e-07 | 0.00015454 | -7.9416e-07 | -8.4968e-07 | -0.0001159 | 6.5835e-07 | 7.1134e-07 | -0.9547 | -93.3342 | -93.3342 | 179.0458 | 86.1831 | 86.1831 | 0.015539 | 1.8028 | 1.8214 | 0.011654 | 1.8021 | 1.8215 | 62.4819 | -150.3905 | 149.3724 | 62.482 | -150.4039 | 149.348
Line10_11_12 | 2.2718e-06 | 2.2714e-06 | 2.2714e-06 | 1.894e-06 | 1.8936e-06 | 1.8936e-06 | 5.2466e-07 | 5.2455e-07 | 5.2455e-07 | 4.3741e-07 | 4.373e-07 | 4.373e-07 | -7.4434e-09 | 5.1572e-07 | -4.3654e-07 | 6.2296e-09 | -4.357e-07 | 3.5773e-07 | 3.3259e-09 | -7.9263e-07 | -8.4988e-07 | -2.7185e-09 | 6.5701e-07 | 7.1167e-07 | -93.4407 | -93.4403 | -93.4403 | 86.0589 | 86.0593 | 86.0593 | 0.015539 | 1.8028 | 1.8214 | 0.015539 | 1.8028 | 1.8214 | 62.4828 | -150.3905 | 149.3724 | 62.4832 | -150.3905 | 149.3724
Line11_12_13 | 1.8932e-06 | 1.8928e-06 | 1.8928e-06 | 1.5154e-06 | 1.515e-06 | 1.515e-06 | 4.3722e-07 | 4.3713e-07 | 4.3713e-07 | 3.4997e-07 | 3.4988e-07 | 3.4988e-07 | -6.2029e-09 | 4.2977e-07 | -3.6378e-07 | 4.9891e-09 | -3.4974e-07 | 2.8497e-07 | 2.7716e-09 | -6.6053e-07 | -7.0823e-07 | -2.1642e-09 | 5.2491e-07 | 5.7002e-07 | -93.4407 | -93.4403 | -93.4403 | 85.9339 | 85.9343 | 85.9343 | 0.015539 | 1.8028 | 1.8214 | 0.015539 | 1.8028 | 1.8214 | 62.4832 | -150.3905 | 149.3724 | 62.4835 | -150.3905 | 149.3724
Line12_13_15 | 1.1359e-06 | 1.1357e-06 | 1.1357e-06 | 0 | 0 | 0 | 2.6233e-07 | 2.6228e-07 | 2.6228e-07 | 0 | 0 | 0 | -3.7217e-09 | 2.5786e-07 | -2.1827e-07 | 2.5079e-09 | -1.7784e-07 | 1.3946e-07 | 1.6629e-09 | -3.9632e-07 | -4.2494e-07 | -1.0556e-09 | 2.607e-07 | 2.8673e-07 | -93.4407 | -93.4403 | -93.4403 | 0 | 0 | 0 | 0.015539 | 1.8028 | 1.8214 | 0.015539 | 1.8028 | 1.8214 | 62.4835 | -150.3905 | 149.3724 | 62.4837 | -150.3905 | 149.3724
Line13_13_14 | 0 | 0 | 0 | 0 | 0 | 0 | 0 | 0 | 0 | 0 | 0 | 0 | -1.2406e-09 | 8.5953e-08 | -7.2757e-08 | 2.6754e-11 | -5.9294e-09 | -6.0535e-09 | 5.5431e-10 | -1.3211e-07 | -1.4165e-07 | 5.3058e-11 | -3.5112e-09 | 3.4395e-09 | 0 | 0 | 0 | 0 | 0 | 0 | 0.015539 | 1.8028 | 1.8214 | 0.015539 | 1.8028 | 1.8214 | 62.4835 | -150.3905 | 149.3724 | 62.4835 | -150.3905 | 149.3724
Line14_15_16 | 0 | 0 | 0 | 0 | 0 | 0 | 0 | 0 | 0 | 0 | 0 | 0 | -2.4812e-09 | 1.7191e-07 | -1.4551e-07 | 1.2673e-09 | -9.1883e-08 | 6.6703e-08 | 1.1086e-09 | -2.6421e-07 | -2.8329e-07 | -5.0124e-10 | 1.2859e-07 | 1.4509e-07 | 0 | 0 | 0 | 0 | 0 | 0 | 0.015539 | 1.8028 | 1.8214 | 0.015539 | 1.8028 | 1.8214 | 62.4837 | -150.3905 | 149.3724 | 62.4838 | -150.3905 | 149.3724
Line15_16_17 | 0 | 0 | 0 | 0 | 0 | 0 | 0 | 0 | 0 | 0 | 0 | 0 | -1.2406e-09 | 8.5953e-08 | -7.2757e-08 | 2.6754e-11 | -5.9294e-09 | -6.0535e-09 | 5.543e-10 | -1.3211e-07 | -1.4165e-07 | 5.3058e-11 | -3.5112e-09 | 3.4395e-09 | 0 | 0 | 0 | 0 | 0 | 0 | 0.015539 | 1.8028 | 1.8214 | 0.015539 | 1.8028 | 1.8214 | 62.4838 | -150.3905 | 149.3724 | 62.4838 | -150.3905 | 149.3724
Line16_4_18 | 0 | 0 | 0 | 0 | 0 | 0 | 0 | 0 | 0 | 0 | 0 | 0 | -1.2406e-09 | 8.5953e-08 | -7.2757e-08 | 2.6756e-11 | -5.9294e-09 | -6.0535e-09 | 5.5434e-10 | -1.321e-07 | -1.4165e-07 | 5.3057e-11 | -3.5112e-09 | 3.4395e-09 | 0 | 0 | 0 | 0 | 0 | 0 | 0.015539 | 1.8028 | 1.8214 | 0.015539 | 1.8028 | 1.8214 | 62.482 | -150.3905 | 149.3724 | 62.482 | -150.3905 | 149.3724
Line17_5_19 | 0 | 0 | 0 | 0 | 0 | 0 | 0 | 0 | 0 | 0 | 0 | 0 | -1.2406e-09 | 8.5953e-08 | -7.2757e-08 | 2.6756e-11 | -5.9294e-09 | -6.0535e-09 | 5.5434e-10 | -1.321e-07 | -1.4165e-07 | 5.3057e-11 | -3.5112e-09 | 3.4395e-09 | 0 | 0 | 0 | 0 | 0 | 0 | 0.015539 | 1.8028 | 1.8214 | 0.015539 | 1.8028 | 1.8214 | 62.482 | -150.3905 | 149.3724 | 62.482 | -150.3905 | 149.3724
Line1_1_3 | 3.0291e-06 | 3.0285e-06 | 3.0285e-06 | 2.6513e-06 | 2.6507e-06 | 2.6507e-06 | 6.9955e-07 | 6.994e-07 | 6.994e-07 | 6.1229e-07 | 6.1215e-07 | 6.1215e-07 | -9.9245e-09 | 6.8763e-07 | -5.8205e-07 | 8.7107e-09 | -6.076e-07 | 5.0324e-07 | 4.4347e-09 | -1.0568e-06 | -1.1332e-06 | -3.8273e-09 | 9.2122e-07 | 9.9496e-07 | -93.4407 | -93.4403 | -93.4403 | 86.2018 | 86.2023 | 86.2023 | 0.015539 | 1.8028 | 1.8214 | 0.015539 | 1.8028 | 1.8214 | 62.4819 | -150.3905 | 149.3724 | 62.4824 | -150.3905 | 149.3724
Line2_1_4 | 0 | 0 | 0 | 0 | 0 | 0 | 0 | 0 | 0 | 0 | 0 | 0 | -2.4811e-09 | 1.7191e-07 | -1.4551e-07 | 1.2673e-09 | -9.1883e-08 | 6.6703e-08 | 1.1087e-09 | -2.6421e-07 | -2.8329e-07 | -5.0128e-10 | 1.2859e-07 | 1.4509e-07 | 0 | 0 | 0 | 0 | 0 | 0 | 0.015539 | 1.8028 | 1.8214 | 0.015539 | 1.8028 | 1.8214 | 62.4819 | -150.3905 | 149.3724 | 62.482 | -150.3905 | 149.3724
Line3_1_5 | 0 | 0 | 0 | 0 | 0 | 0 | 0 | 0 | 0 | 0 | 0 | 0 | -2.4811e-09 | 1.7191e-07 | -1.4551e-07 | 1.2673e-09 | -9.1883e-08 | 6.6703e-08 | 1.1087e-09 | -2.6421e-07 | -2.8329e-07 | -5.0128e-10 | 1.2859e-07 | 1.4509e-07 | 0 | 0 | 0 | 0 | 0 | 0 | 0.015539 | 1.8028 | 1.8214 | 0.015539 | 1.8028 | 1.8214 | 62.4819 | -150.3905 | 149.3724 | 62.482 | -150.3905 | 149.3724
Line4_2_6 | 0.048146 | 1.8944e-06 | 1.8944e-06 | 0.048146 | 1.5164e-06 | 1.5164e-06 | 0.011119 | 4.375e-07 | 4.375e-07 | 0.011119 | 3.502e-07 | 3.502e-07 | 5.7948e-05 | 4.284e-07 | -3.6592e-07 | -3.8632e-05 | -3.4828e-07 | 2.8712e-07 | 0.0001159 | -6.6187e-07 | -7.079e-07 | -7.7268e-05 | 5.2602e-07 | 5.6963e-07 | -0.95425 | -93.317 | -93.317 | 179.0462 | 86.0742 | 86.0742 | 0.011654 | 1.8021 | 1.8215 | 0.0077695 | 1.8014 | 1.8215 | 62.482 | -150.4039 | 149.348 | 62.4821 | -150.4173 | 149.3236
Line5_6_7 | 0.048146 | 1.5157e-06 | 1.5157e-06 | 0.048146 | 1.1376e-06 | 1.1376e-06 | 0.011119 | 3.5004e-07 | 3.5004e-07 | 0.011119 | 2.6272e-07 | 2.6272e-07 | 3.8632e-05 | 3.4236e-07 | -2.9318e-07 | -1.9316e-05 | -2.6243e-07 | 2.1414e-07 | 7.7268e-05 | -5.2953e-07 | -5.6619e-07 | -3.8634e-05 | 3.9365e-07 | 4.2798e-07 | -0.9538 | -93.3012 | -93.3012 | 179.0467 | 85.8797 | 85.8797 | 0.0077695 | 1.8014 | 1.8215 | 0.0038848 | 1.8008 | 1.8216 | 62.4821 | -150.4173 | 149.3236 | 62.4823 | -150.4307 | 149.2992
Line6_7_8 | 0.048146 | 1.1369e-06 | 1.1369e-06 | 0.048146 | 0 | 0 | 0.011119 | 2.6255e-07 | 2.6255e-07 | 0.011119 | 0 | 0 | 1.9316e-05 | 2.5652e-07 | -2.2019e-07 | 4.0424e-16 | -1.7677e-07 | 1.409e-07 | 3.8634e-05 | -3.9716e-07 | -4.2455e-07 | 3.3942e-16 | 2.6124e-07 | 2.8641e-07 | -0.95335 | -93.2881 | -93.2881 | 179.0471 | 0 | 0 | 0.0038848 | 1.8008 | 1.8216 | 0 | 1.8001 | 1.8216 | 62.4823 | -150.4307 | 149.2992 | 0 | -150.4442 | 149.2748
Line7_8_9 | 0 | 0 | 0 | 0 | 0 | 0 | 0 | 0 | 0 | 0 | 0 | 0 | 2.8024e-21 | 8.5433e-08 | -7.3477e-08 | -2.9991e-17 | -5.9069e-09 | -6.0494e-09 | -3.0727e-21 | -1.3238e-07 | -1.4149e-07 | 1.9028e-17 | -3.5117e-09 | 3.4294e-09 | 0 | 0 | 0 | 0 | 0 | 0 | 0 | 1.8001 | 1.8216 | 0 | 1.8001 | 1.8216 | 0 | -150.4442 | 149.2748 | 0 | -150.4442 | 149.2748
Line8_8_10 | 0 | 0 | 0 | 0 | 0 | 0 | 0 | 0 | 0 | 0 | 0 | 0 | 2.8024e-21 | 8.5433e-08 | -7.3477e-08 | -2.9991e-17 | -5.9069e-09 | -6.0494e-09 | -3.0727e-21 | -1.3238e-07 | -1.4149e-07 | 1.9028e-17 | -3.5117e-09 | 3.4294e-09 | 0 | 0 | 0 | 0 | 0 | 0 | 0 | 1.8001 | 1.8216 | 0 | 1.8001 | 1.8216 | 0 | -150.4442 | 149.2748 | 0 | -150.4442 | 149.2748
Line9_3_11 | 2.6505e-06 | 2.6499e-06 | 2.6499e-06 | 2.2727e-06 | 2.2721e-06 | 2.2721e-06 | 6.121e-07 | 6.1198e-07 | 6.1198e-07 | 5.2485e-07 | 5.2473e-07 | 5.2473e-07 | -8.684e-09 | 6.0167e-07 | -5.093e-07 | 7.4702e-09 | -5.2165e-07 | 4.3049e-07 | 3.8803e-09 | -9.2474e-07 | -9.9152e-07 | -3.2729e-09 | 7.8912e-07 | 8.5332e-07 | -93.4407 | -93.4403 | -93.4403 | 86.1423 | 86.1427 | 86.1427 | 0.015539 | 1.8028 | 1.8214 | 0.015539 | 1.8028 | 1.8214 | 62.4824 | -150.3905 | 149.3724 | 62.4828 | -150.3905 | 149.3724

## LG_max_10
name | pf_ikss_a_from_ka | pf_ikss_b_from_ka | pf_ikss_c_from_ka | pf_ikss_a_to_ka | pf_ikss_b_to_ka | pf_ikss_c_to_ka | pf_skss_a_from_mw | pf_skss_b_from_mw | pf_skss_c_from_mw | pf_skss_a_to_mw | pf_skss_b_to_mw | pf_skss_c_to_mw | pf_p_a_from_mw | pf_p_b_from_mw | pf_p_c_from_mw | pf_p_a_to_mw | pf_p_b_to_mw | pf_p_c_to_mw | pf_q_a_from_mvar | pf_q_b_from_mvar | pf_q_c_from_mvar | pf_q_a_to_mvar | pf_q_b_to_mvar | pf_q_c_to_mvar | pf_ikss_a_from_degree | pf_ikss_b_from_degree | pf_ikss_c_from_degree | pf_ikss_a_to_degree | pf_ikss_b_to_degree | pf_ikss_c_to_degree | pf_vm_a_from_pu | pf_vm_b_from_pu | pf_vm_c_from_pu | pf_vm_a_to_pu | pf_vm_b_to_pu | pf_vm_c_to_pu | pf_va_a_from_degree | pf_va_b_from_degree | pf_va_c_from_degree | pf_va_a_to_degree | pf_va_b_to_degree | pf_va_c_to_degree
Line0_1_2 | 0.050437 | 2.3812e-06 | 2.3812e-06 | 0.050437 | 1.9853e-06 | 1.9853e-06 | 0.011648 | 5.4992e-07 | 5.4992e-07 | 0.011648 | 4.5849e-07 | 4.5849e-07 | 8.4792e-05 | 5.6479e-07 | -4.8117e-07 | -6.3595e-05 | -4.7665e-07 | 3.9495e-07 | 0.0001696 | -8.7149e-07 | -9.3257e-07 | -0.0001272 | 7.2246e-07 | 7.8074e-07 | -0.96493 | -93.3425 | -93.3425 | 179.0355 | 86.1748 | 86.1748 | 0.016279 | 1.8885 | 1.9083 | 0.012209 | 1.8878 | 1.9083 | 62.4716 | -150.3963 | 149.3659 | 62.4718 | -150.4097 | 149.3415
Line10_11_12 | 2.38e-06 | 2.3795e-06 | 2.3795e-06 | 1.9842e-06 | 1.9837e-06 | 1.9837e-06 | 5.4964e-07 | 5.4952e-07 | 5.4952e-07 | 4.5824e-07 | 4.5812e-07 | 4.5812e-07 | -8.1688e-09 | 5.6599e-07 | -4.7909e-07 | 6.8367e-09 | -4.7816e-07 | 3.926e-07 | 3.6504e-09 | -8.6981e-07 | -9.3279e-07 | -2.9837e-09 | 7.2099e-07 | 7.811e-07 | -93.449 | -93.4485 | -93.4485 | 86.0506 | 86.0511 | 86.0511 | 0.016279 | 1.8885 | 1.9083 | 0.016279 | 1.8885 | 1.9083 | 62.4726 | -150.3963 | 149.3659 | 62.473 | -150.3963 | 149.3659
Line11_12_13 | 1.9833e-06 | 1.9829e-06 | 1.9829e-06 | 1.5876e-06 | 1.5872e-06 | 1.5872e-06 | 4.5803e-07 | 4.5793e-07 | 4.5793e-07 | 3.6664e-07 | 3.6654e-07 | 3.6654e-07 | -6.8073e-09 | 4.7166e-07 | -3.9924e-07 | 5.4753e-09 | -3.8383e-07 | 3.1275e-07 | 3.0419e-09 | -7.2484e-07 | -7.7732e-07 | -2.3753e-09 | 5.7602e-07 | 6.2563e-07 | -93.449 | -93.4485 | -93.4485 | 85.9256 | 85.926 | 85.926 | 0.016279 | 1.8885 | 1.9083 | 0.016279 | 1.8885 | 1.9083 | 62.473 | -150.3963 | 149.3659 | 62.4733 | -150.3963 | 149.3659
Line12_13_15 | 1.19e-06 | 1.1897e-06 | 1.1897e-06 | 0 | 0 | 0 | 2.7482e-07 | 2.7476e-07 | 2.7476e-07 | 0 | 0 | 0 | -4.0844e-09 | 2.8299e-07 | -2.3955e-07 | 2.7523e-09 | -1.9517e-07 | 1.5305e-07 | 1.8251e-09 | -4.3491e-07 | -4.6639e-07 | -1.1585e-09 | 2.8608e-07 | 3.147e-07 | -93.449 | -93.4485 | -93.4485 | 0 | 0 | 0 | 0.016279 | 1.8885 | 1.9083 | 0.016279 | 1.8885 | 1.9083 | 62.4733 | -150.3963 | 149.3659 | 62.4734 | -150.3963 | 149.3659
Line13_13_14 | 0 | 0 | 0 | 0 | 0 | 0 | 0 | 0 | 0 | 0 | 0 | 0 | -1.3615e-09 | 9.4332e-08 | -7.9849e-08 | 2.9372e-11 | -6.5065e-09 | -6.6444e-09 | 6.0838e-10 | -1.4497e-07 | -1.5546e-07 | 5.8224e-11 | -3.8539e-09 | 3.7743e-09 | 0 | 0 | 0 | 0 | 0 | 0 | 0.016279 | 1.8885 | 1.9083 | 0.016279 | 1.8885 | 1.9083 | 62.4733 | -150.3963 | 149.3659 | 62.4733 | -150.3963 | 149.3659
Line14_15_16 | 0 | 0 | 0 | 0 | 0 | 0 | 0 | 0 | 0 | 0 | 0 | 0 | -2.7229e-09 | 1.8866e-07 | -1.597e-07 | 1.3908e-09 | -1.0084e-07 | 7.3204e-08 | 1.2168e-09 | -2.8994e-07 | -3.1093e-07 | -5.5015e-10 | 1.4111e-07 | 1.5924e-07 | 0 | 0 | 0 | 0 | 0 | 0 | 0.016279 | 1.8885 | 1.9083 | 0.016279 | 1.8885 | 1.9083 | 62.4734 | -150.3963 | 149.3659 | 62.4735 | -150.3963 | 149.3659
Line15_16_17 | 0 | 0 | 0 | 0 | 0 | 0 | 0 | 0 | 0 | 0 | 0 | 0 | -1.3615e-09 | 9.4332e-08 | -7.9849e-08 | 2.9372e-11 | -6.5065e-09 | -6.6444e-09 | 6.0837e-10 | -1.4497e-07 | -1.5546e-07 | 5.8224e-11 | -3.8539e-09 | 3.7743e-09 | 0 | 0 | 0 | 0 | 0 | 0 | 0.016279 | 1.8885 | 1.9083 | 0.016279 | 1.8885 | 1.9083 | 62.4735 | -150.3963 | 149.3659 | 62.4736 | -150.3963 | 149.3659
Line16_4_18 | 0 | 0 | 0 | 0 | 0 | 0 | 0 | 0 | 0 | 0 | 0 | 0 | -1.3615e-09 | 9.4332e-08 | -7.9849e-08 | 2.9374e-11 | -6.5065e-09 | -6.6444e-09 | 6.0842e-10 | -1.4497e-07 | -1.5546e-07 | 5.8223e-11 | -3.8539e-09 | 3.7743e-09 | 0 | 0 | 0 | 0 | 0 | 0 | 0.016279 | 1.8885 | 1.9083 | 0.016279 | 1.8885 | 1.9083 | 62.4717 | -150.3963 | 149.3659 | 62.4718 | -150.3963 | 149.3659
Line17_5_19 | 0 | 0 | 0 | 0 | 0 | 0 | 0 | 0 | 0 | 0 | 0 | 0 | -1.3615e-09 | 9.4332e-08 | -7.9849e-08 | 2.9374e-11 | -6.5065e-09 | -6.6444e-09 | 6.0842e-10 | -1.4497e-07 | -1.5546e-07 | 5.8223e-11 | -3.8539e-09 | 3.7743e-09 | 0 | 0 | 0 | 0 | 0 | 0 | 0.016279 | 1.8885 | 1.9083 | 0.016279 | 1.8885 | 1.9083 | 62.4717 | -150.3963 | 149.3659 | 62.4718 | -150.3963 | 149.3659
Line1_1_3 | 3.1733e-06 | 3.1727e-06 | 3.1727e-06 | 2.7775e-06 | 2.7769e-06 | 2.7769e-06 | 7.3285e-07 | 7.3269e-07 | 7.3269e-07 | 6.4144e-07 | 6.4129e-07 | 6.4129e-07 | -1.0892e-08 | 7.5465e-07 | -6.3879e-07 | 9.5596e-09 | -6.6683e-07 | 5.523e-07 | 4.8673e-09 | -1.1597e-06 | -1.2437e-06 | -4.2006e-09 | 1.0109e-06 | 1.092e-06 | -93.449 | -93.4485 | -93.4485 | 86.1935 | 86.194 | 86.194 | 0.016279 | 1.8885 | 1.9083 | 0.016279 | 1.8885 | 1.9083 | 62.4716 | -150.3963 | 149.3659 | 62.4721 | -150.3963 | 149.3659
Line2_1_4 | 0 | 0 | 0 | 0 | 0 | 0 | 0 | 0 | 0 | 0 | 0 | 0 | -2.7229e-09 | 1.8866e-07 | -1.597e-07 | 1.3908e-09 | -1.0084e-07 | 7.3204e-08 | 1.2168e-09 | -2.8994e-07 | -3.1093e-07 | -5.5019e-10 | 1.4111e-07 | 1.5924e-07 | 0 | 0 | 0 | 0 | 0 | 0 | 0.016279 | 1.8885 | 1.9083 | 0.016279 | 1.8885 | 1.9083 | 62.4716 | -150.3963 | 149.3659 | 62.4717 | -150.3963 | 149.3659
Line3_1_5 | 0 | 0 | 0 | 0 | 0 | 0 | 0 | 0 | 0 | 0 | 0 | 0 | -2.7229e-09 | 1.8866e-07 | -1.597e-07 | 1.3908e-09 | -1.0084e-07 | 7.3204e-08 | 1.2168e-09 | -2.8994e-07 | -3.1093e-07 | -5.5019e-10 | 1.4111e-07 | 1.5924e-07 | 0 | 0 | 0 | 0 | 0 | 0 | 0.016279 | 1.8885 | 1.9083 | 0.016279 | 1.8885 | 1.9083 | 62.4716 | -150.3963 | 149.3659 | 62.4717 | -150.3963 | 149.3659
Line4_2_6 | 0.050437 | 1.9846e-06 | 1.9846e-06 | 0.050437 | 1.5886e-06 | 1.5886e-06 | 0.011648 | 4.5832e-07 | 4.5832e-07 | 0.011648 | 3.6687e-07 | 3.6687e-07 | 6.3595e-05 | 4.7015e-07 | -4.0159e-07 | -4.2397e-05 | -3.8223e-07 | 3.1511e-07 | 0.0001272 | -7.2631e-07 | -7.7697e-07 | -8.4798e-05 | 5.7724e-07 | 6.252e-07 | -0.96448 | -93.3253 | -93.3253 | 179.036 | 86.066 | 86.066 | 0.012209 | 1.8878 | 1.9083 | 0.0081393 | 1.8871 | 1.9084 | 62.4718 | -150.4097 | 149.3415 | 62.4719 | -150.4231 | 149.3171
Line5_6_7 | 0.050437 | 1.5878e-06 | 1.5878e-06 | 0.050437 | 1.1918e-06 | 1.1918e-06 | 0.011648 | 3.667e-07 | 3.667e-07 | 0.011648 | 2.7523e-07 | 2.7523e-07 | 4.2397e-05 | 3.7573e-07 | -3.2175e-07 | -2.1199e-05 | -2.8801e-07 | 2.3501e-07 | 8.4798e-05 | -5.811e-07 | -6.2143e-07 | -4.2399e-05 | 4.3198e-07 | 4.6974e-07 | -0.96403 | -93.3095 | -93.3095 | 179.0364 | 85.8714 | 85.8714 | 0.0081393 | 1.8871 | 1.9084 | 0.0040696 | 1.8864 | 1.9084 | 62.4719 | -150.4231 | 149.3171 | 62.472 | -150.4366 | 149.2927
Line6_7_8 | 0.050437 | 1.191e-06 | 1.191e-06 | 0.050437 | 0 | 0 | 0.011648 | 2.7505e-07 | 2.7505e-07 | 0.011648 | 0 | 0 | 2.1199e-05 | 2.8152e-07 | -2.4165e-07 | 3.4109e-16 | -1.94e-07 | 1.5464e-07 | 4.2399e-05 | -4.3584e-07 | -4.6597e-07 | 3.288e-16 | 2.8668e-07 | 3.1435e-07 | -0.96358 | -93.2964 | -93.2964 | 179.0369 | 0 | 0 | 0.0040696 | 1.8864 | 1.9084 | 0 | 1.8857 | 1.9084 | 62.472 | -150.4366 | 149.2927 | 0 | -150.45 | 149.2683
Line7_8_9 | 0 | 0 | 0 | 0 | 0 | 0 | 0 | 0 | 0 | 0 | 0 | 0 | 2.6983e-21 | 9.3761e-08 | -8.0639e-08 | -3.2913e-17 | -6.4818e-09 | -6.6398e-09 | -2.5792e-21 | -1.4527e-07 | -1.5529e-07 | 2.0888e-17 | -3.8545e-09 | 3.7632e-09 | 0 | 0 | 0 | 0 | 0 | 0 | 0 | 1.8857 | 1.9084 | 0 | 1.8857 | 1.9084 | 0 | -150.45 | 149.2683 | 0 | -150.45 | 149.2683
Line8_8_10 | 0 | 0 | 0 | 0 | 0 | 0 | 0 | 0 | 0 | 0 | 0 | 0 | 2.6983e-21 | 9.3761e-08 | -8.0639e-08 | -3.2913e-17 | -6.4818e-09 | -6.6398e-09 | -2.5792e-21 | -1.4527e-07 | -1.5529e-07 | 2.0888e-17 | -3.8545e-09 | 3.7632e-09 | 0 | 0 | 0 | 0 | 0 | 0 | 0 | 1.8857 | 1.9084 | 0 | 1.8857 | 1.9084 | 0 | -150.45 | 149.2683 | 0 | -150.45 | 149.2683
Line9_3_11 | 2.7767e-06 | 2.7761e-06 | 2.7761e-06 | 2.3809e-06 | 2.3803e-06 | 2.3803e-06 | 6.4124e-07 | 6.4111e-07 | 6.4111e-07 | 5.4984e-07 | 5.497e-07 | 5.497e-07 | -9.5302e-09 | 6.6032e-07 | -5.5894e-07 | 8.1982e-09 | -5.725e-07 | 4.7245e-07 | 4.2588e-09 | -1.0148e-06 | -1.0883e-06 | -3.5922e-09 | 8.6596e-07 | 9.3656e-07 | -93.449 | -93.4485 | -93.4485 | 86.134 | 86.1344 | 86.1344 | 0.016279 | 1.8885 | 1.9083 | 0.016279 | 1.8885 | 1.9083 | 62.4721 | -150.3963 | 149.3659 | 62.4726 | -150.3963 | 149.3659

## LG_max_fault_6
name | pf_ikss_a_from_ka | pf_ikss_b_from_ka | pf_ikss_c_from_ka | pf_ikss_a_to_ka | pf_ikss_b_to_ka | pf_ikss_c_to_ka | pf_skss_a_from_mw | pf_skss_b_from_mw | pf_skss_c_from_mw | pf_skss_a_to_mw | pf_skss_b_to_mw | pf_skss_c_to_mw | pf_p_a_from_mw | pf_p_b_from_mw | pf_p_c_from_mw | pf_p_a_to_mw | pf_p_b_to_mw | pf_p_c_to_mw | pf_q_a_from_mvar | pf_q_b_from_mvar | pf_q_c_from_mvar | pf_q_a_to_mvar | pf_q_b_to_mvar | pf_q_c_to_mvar | pf_ikss_a_from_degree | pf_ikss_b_from_degree | pf_ikss_c_from_degree | pf_ikss_a_to_degree | pf_ikss_b_to_degree | pf_ikss_c_to_degree | pf_vm_a_from_pu | pf_vm_b_from_pu | pf_vm_c_from_pu | pf_vm_a_to_pu | pf_vm_b_to_pu | pf_vm_c_to_pu | pf_va_a_from_degree | pf_va_b_from_degree | pf_va_c_from_degree | pf_va_a_to_degree | pf_va_b_to_degree | pf_va_c_to_degree
Line0_1_2 | 0.021554 | 1.0176e-06 | 1.0176e-06 | 0.021554 | 0 | 0 | 0.0049778 | 2.3501e-07 | 2.3501e-07 | 0.0049778 | 0 | 0 | 0.0023384 | 2.5116e-07 | -1.2175e-07 | -0.0023345 | -2.1013e-07 | 9.9312e-08 | 0.0023541 | -1.1284e-07 | -3.2165e-07 | -0.0023463 | 9.2283e-08 | 2.69e-07 | -26.8674 | -119.2469 | -119.2469 | 153.1331 | 0 | 0 | 0.66657 | 1.1716 | 1.4635 | 0.66492 | 1.1713 | 1.4634 | 18.3244 | -143.4395 | 130.0201 | 18.2775 | -143.4395 | 130.0065
Line10_11_12 | 1.0171e-06 | 1.0169e-06 | 1.0169e-06 | 0 | 0 | 0 | 2.3489e-07 | 2.3484e-07 | 2.3484e-07 | 0 | 0 | 0 | -1.1576e-07 | 2.5119e-07 | -1.2107e-07 | 9.7275e-08 | -2.1022e-07 | 9.8587e-08 | 1.0542e-07 | -1.1229e-07 | -3.2164e-07 | -8.7041e-08 | 9.1781e-08 | 2.6902e-07 | -119.3534 | -119.353 | -119.353 | 0 | 0 | 0 | 0.66657 | 1.1716 | 1.4635 | 0.66657 | 1.1716 | 1.4635 | 18.3244 | -143.4395 | 130.0201 | 18.3244 | -143.4395 | 130.0201
Line11_12_13 | 0 | 0 | 0 | 0 | 0 | 0 | 0 | 0 | 0 | 0 | 0 | 0 | -9.6468e-08 | 2.0932e-07 | -1.0089e-07 | 7.7982e-08 | -1.6835e-07 | 7.8409e-08 | 8.7848e-08 | -9.3575e-08 | -2.6804e-07 | -6.9471e-08 | 7.3066e-08 | 2.1541e-07 | 0 | 0 | 0 | 0 | 0 | 0 | 0.66657 | 1.1716 | 1.4635 | 0.66657 | 1.1716 | 1.4635 | 18.3244 | -143.4395 | 130.0201 | 18.3244 | -143.4395 | 130.0201
Line12_13_15 | 0 | 0 | 0 | 0 | 0 | 0 | 0 | 0 | 0 | 0 | 0 | 0 | -5.7881e-08 | 1.2559e-07 | -6.0535e-08 | 3.9394e-08 | -8.4624e-08 | 3.8052e-08 | 5.2709e-08 | -5.6145e-08 | -1.6082e-07 | -3.4332e-08 | 3.5636e-08 | 1.0819e-07 | 0 | 0 | 0 | 0 | 0 | 0 | 0.66657 | 1.1716 | 1.4635 | 0.66657 | 1.1716 | 1.4635 | 18.3244 | -143.4395 | 130.0201 | 18.3244 | -143.4395 | 130.0201
Line13_13_14 | 0 | 0 | 0 | 0 | 0 | 0 | 0 | 0 | 0 | 0 | 0 | 0 | -1.9294e-08 | 4.1864e-08 | -2.0178e-08 | 8.07e-10 | -8.9475e-10 | -2.3046e-09 | 1.757e-08 | -1.8715e-08 | -5.3607e-08 | 8.0684e-10 | -1.7943e-09 | 9.8034e-10 | 0 | 0 | 0 | 0 | 0 | 0 | 0.66657 | 1.1716 | 1.4635 | 0.66657 | 1.1716 | 1.4635 | 18.3244 | -143.4395 | 130.0201 | 18.3244 | -143.4395 | 130.0201
Line14_15_16 | 0 | 0 | 0 | 0 | 0 | 0 | 0 | 0 | 0 | 0 | 0 | 0 | -3.8587e-08 | 8.3729e-08 | -4.0357e-08 | 2.0101e-08 | -4.2759e-08 | 1.7874e-08 | 3.5139e-08 | -3.743e-08 | -1.0721e-07 | -1.6763e-08 | 1.6921e-08 | 5.4588e-08 | 0 | 0 | 0 | 0 | 0 | 0 | 0.66657 | 1.1716 | 1.4635 | 0.66657 | 1.1716 | 1.4635 | 18.3244 | -143.4395 | 130.0201 | 18.3244 | -143.4395 | 130.0201
Line15_16_17 | 0 | 0 | 0 | 0 | 0 | 0 | 0 | 0 | 0 | 0 | 0 | 0 | -1.9294e-08 | 4.1864e-08 | -2.0178e-08 | 8.07e-10 | -8.9475e-10 | -2.3046e-09 | 1.757e-08 | -1.8715e-08 | -5.3607e-08 | 8.0684e-10 | -1.7943e-09 | 9.8034e-10 | 0 | 0 | 0 | 0 | 0 | 0 | 0.66657 | 1.1716 | 1.4635 | 0.66657 | 1.1716 | 1.4635 | 18.3244 | -143.4395 | 130.0201 | 18.3244 | -143.4395 | 130.0201
Line16_4_18 | 0 | 0 | 0 | 0 | 0 | 0 | 0 | 0 | 0 | 0 | 0 | 0 | -1.9294e-08 | 4.1864e-08 | -2.0178e-08 | 8.07e-10 | -8.9475e-10 | -2.3046e-09 | 1.757e-08 | -1.8715e-08 | -5.3607e-08 | 8.0684e-10 | -1.7943e-09 | 9.8034e-10 | 0 | 0 | 0 | 0 | 0 | 0 | 0.66657 | 1.1716 | 1.4635 | 0.66657 | 1.1716 | 1.4635 | 18.3244 | -143.4395 | 130.0201 | 18.3244 | -143.4395 | 130.0201
Line17_5_19 | 0 | 0 | 0 | 0 | 0 | 0 | 0 | 0 | 0 | 0 | 0 | 0 | -1.9294e-08 | 4.1864e-08 | -2.0178e-08 | 8.07e-10 | -8.9475e-10 | -2.3046e-09 | 1.757e-08 | -1.8715e-08 | -5.3607e-08 | 8.0684e-10 | -1.7943e-09 | 9.8034e-10 | 0 | 0 | 0 | 0 | 0 | 0 | 0.66657 | 1.1716 | 1.4635 | 0.66657 | 1.1716 | 1.4635 | 18.3244 | -143.4395 | 130.0201 | 18.3244 | -143.4395 | 130.0201
Line1_1_3 | 1.3561e-06 | 1.3558e-06 | 1.3558e-06 | 1.187e-06 | 1.1867e-06 | 1.1867e-06 | 3.1318e-07 | 3.1312e-07 | 3.1312e-07 | 2.7412e-07 | 2.7405e-07 | 2.7405e-07 | -1.5435e-07 | 3.3492e-07 | -1.6143e-07 | 1.3586e-07 | -2.9395e-07 | 1.3894e-07 | 1.4056e-07 | -1.4972e-07 | -4.2886e-07 | -1.2218e-07 | 1.2921e-07 | 3.7623e-07 | -119.3534 | -119.353 | -119.353 | 60.2891 | 60.2896 | 60.2896 | 0.66657 | 1.1716 | 1.4635 | 0.66657 | 1.1716 | 1.4635 | 18.3244 | -143.4395 | 130.0201 | 18.3244 | -143.4395 | 130.0201
Line2_1_4 | 0 | 0 | 0 | 0 | 0 | 0 | 0 | 0 | 0 | 0 | 0 | 0 | -3.8587e-08 | 8.3729e-08 | -4.0357e-08 | 2.0101e-08 | -4.2759e-08 | 1.7874e-08 | 3.5139e-08 | -3.743e-08 | -1.0721e-07 | -1.6763e-08 | 1.6921e-08 | 5.4588e-08 | 0 | 0 | 0 | 0 | 0 | 0 | 0.66657 | 1.1716 | 1.4635 | 0.66657 | 1.1716 | 1.4635 | 18.3244 | -143.4395 | 130.0201 | 18.3244 | -143.4395 | 130.0201
Line3_1_5 | 0 | 0 | 0 | 0 | 0 | 0 | 0 | 0 | 0 | 0 | 0 | 0 | -3.8587e-08 | 8.3729e-08 | -4.0357e-08 | 2.0101e-08 | -4.2759e-08 | 1.7874e-08 | 3.5139e-08 | -3.743e-08 | -1.0721e-07 | -1.6763e-08 | 1.6921e-08 | 5.4588e-08 | 0 | 0 | 0 | 0 | 0 | 0 | 0.66657 | 1.1716 | 1.4635 | 0.66657 | 1.1716 | 1.4635 | 18.3244 | -143.4395 | 130.0201 | 18.3244 | -143.4395 | 130.0201
Line4_2_6 | 0.021554 | 0 | 0 | 0.021554 | 0 | 0 | 0.0049778 | 0 | 0 | 0.0049778 | 0 | 0 | 0.0023345 | 2.0923e-07 | -1.0162e-07 | -0.0023307 | -1.6823e-07 | 7.9107e-08 | 0.0023463 | -9.4076e-08 | -2.6802e-07 | -0.0023385 | 7.35e-08 | 2.1537e-07 | -26.8669 | 0 | 0 | 153.1335 | 0 | 0 | 0.66492 | 1.1713 | 1.4634 | 0.66327 | 1.1709 | 1.4634 | 18.2775 | -143.4395 | 130.0065 | 18.2303 | -143.4395 | 129.9929
Line5_6_7 | 0.021554 | 0 | 0 | 0.021554 | 0 | 0 | 0.0049778 | 0 | 0 | 0.0049778 | 0 | 0 | 0.0023307 | 1.6734e-07 | -8.1411e-08 | -0.0023268 | -1.2635e-07 | 5.8835e-08 | 0.0023385 | -7.5293e-08 | -2.1439e-07 | -0.0023308 | 5.4695e-08 | 1.6175e-07 | -26.8665 | 0 | 0 | 153.134 | 0 | 0 | 0.66327 | 1.1709 | 1.4634 | 0.66162 | 1.1706 | 1.4634 | 18.2303 | -143.4395 | 129.9929 | 18.1829 | -143.4395 | 129.9793
Line6_7_8 | 0.021554 | 0 | 0 | 0.021554 | 0 | 0 | 0.0049778 | 0 | 0 | 0.0049778 | 0 | 0 | 0.0023268 | 1.2546e-07 | -6.1138e-08 | -0.0023229 | -8.4505e-08 | 3.8495e-08 | 0.0023308 | -5.6487e-08 | -1.6078e-07 | -0.002323 | 3.5866e-08 | 1.0815e-07 | -26.866 | 0 | 0 | 153.1344 | 0 | 0 | 0.66162 | 1.1706 | 1.4634 | 0.65997 | 1.1702 | 1.4634 | 18.1829 | -143.4395 | 129.9793 | 18.1353 | -143.4395 | 129.9657
Line7_8_9 | 0 | 0 | 0 | 0 | 0 | 0 | 0 | 0 | 0 | 0 | 0 | 0 | -1.9037e-08 | 4.1809e-08 | -2.0399e-08 | 8.1761e-10 | -8.8772e-10 | -2.3031e-09 | 1.7537e-08 | -1.8829e-08 | -5.3588e-08 | 7.9088e-10 | -1.7922e-09 | 9.7502e-10 | 0 | 0 | 0 | 0 | 0 | 0 | 0.65997 | 1.1702 | 1.4634 | 0.65997 | 1.1702 | 1.4634 | 18.1353 | -143.4395 | 129.9657 | 18.1353 | -143.4395 | 129.9657
Line8_8_10 | 0 | 0 | 0 | 0 | 0 | 0 | 0 | 0 | 0 | 0 | 0 | 0 | -1.9037e-08 | 4.1809e-08 | -2.0399e-08 | 8.1761e-10 | -8.8772e-10 | -2.3031e-09 | 1.7537e-08 | -1.8829e-08 | -5.3588e-08 | 7.9088e-10 | -1.7922e-09 | 9.7501e-10 | 0 | 0 | 0 | 0 | 0 | 0 | 0.65997 | 1.1702 | 1.4634 | 0.65997 | 1.1702 | 1.4634 | 18.1353 | -143.4395 | 129.9657 | 18.1353 | -143.4395 | 129.9657
Line9_3_11 | 1.1866e-06 | 1.1864e-06 | 1.1864e-06 | 1.0175e-06 | 1.0172e-06 | 1.0172e-06 | 2.7403e-07 | 2.7398e-07 | 2.7398e-07 | 2.3497e-07 | 2.3492e-07 | 2.3492e-07 | -1.3506e-07 | 2.9305e-07 | -1.4125e-07 | 1.1657e-07 | -2.5208e-07 | 1.1877e-07 | 1.2299e-07 | -1.3101e-07 | -3.7525e-07 | -1.0461e-07 | 1.105e-07 | 3.2262e-07 | -119.3534 | -119.353 | -119.353 | 60.2296 | 60.23 | 60.23 | 0.66657 | 1.1716 | 1.4635 | 0.66657 | 1.1716 | 1.4635 | 18.3244 | -143.4395 | 130.0201 | 18.3244 | -143.4395 | 130.0201

## LG_max_fault_10
name | pf_ikss_a_from_ka | pf_ikss_b_from_ka | pf_ikss_c_from_ka | pf_ikss_a_to_ka | pf_ikss_b_to_ka | pf_ikss_c_to_ka | pf_skss_a_from_mw | pf_skss_b_from_mw | pf_skss_c_from_mw | pf_skss_a_to_mw | pf_skss_b_to_mw | pf_skss_c_to_mw | pf_p_a_from_mw | pf_p_b_from_mw | pf_p_c_from_mw | pf_p_a_to_mw | pf_p_b_to_mw | pf_p_c_to_mw | pf_q_a_from_mvar | pf_q_b_from_mvar | pf_q_c_from_mvar | pf_q_a_to_mvar | pf_q_b_to_mvar | pf_q_c_to_mvar | pf_ikss_a_from_degree | pf_ikss_b_from_degree | pf_ikss_c_from_degree | pf_ikss_a_to_degree | pf_ikss_b_to_degree | pf_ikss_c_to_degree | pf_vm_a_from_pu | pf_vm_b_from_pu | pf_vm_c_from_pu | pf_vm_a_to_pu | pf_vm_b_to_pu | pf_vm_c_to_pu | pf_va_a_from_degree | pf_va_b_from_degree | pf_va_c_from_degree | pf_va_a_to_degree | pf_va_b_to_degree | pf_va_c_to_degree
Line0_1_2 | 0.02258 | 1.066e-06 | 1.066e-06 | 0.02258 | 0 | 0 | 0.0052146 | 2.4619e-07 | 2.4619e-07 | 0.0052146 | 0 | 0 | 0.0025661 | 2.7563e-07 | -1.3362e-07 | -0.0025619 | -2.306e-07 | 1.0899e-07 | 0.0025834 | -1.2382e-07 | -3.53e-07 | -0.0025748 | 1.0127e-07 | 2.9521e-07 | -26.8712 | -119.2487 | -119.2487 | 153.1292 | 0 | 0 | 0.69828 | 1.2274 | 1.5332 | 0.69655 | 1.227 | 1.5331 | 18.3206 | -143.4397 | 130.018 | 18.2737 | -143.4397 | 130.0044
Line10_11_12 | 1.0655e-06 | 1.0653e-06 | 1.0653e-06 | 0 | 0 | 0 | 2.4606e-07 | 2.4601e-07 | 2.4601e-07 | 0 | 0 | 0 | -1.2704e-07 | 2.7566e-07 | -1.3287e-07 | 1.0675e-07 | -2.307e-07 | 1.082e-07 | 1.1569e-07 | -1.2322e-07 | -3.5299e-07 | -9.5524e-08 | 1.0072e-07 | 2.9524e-07 | -119.3553 | -119.3548 | -119.3548 | 0 | 0 | 0 | 0.69828 | 1.2274 | 1.5332 | 0.69828 | 1.2274 | 1.5332 | 18.3206 | -143.4397 | 130.018 | 18.3206 | -143.4397 | 130.018
Line11_12_13 | 0 | 0 | 0 | 0 | 0 | 0 | 0 | 0 | 0 | 0 | 0 | 0 | -1.0586e-07 | 2.2972e-07 | -1.1073e-07 | 8.5577e-08 | -1.8475e-07 | 8.6052e-08 | 9.641e-08 | -1.0268e-07 | -2.9416e-07 | -7.6243e-08 | 8.0178e-08 | 2.364e-07 | 0 | 0 | 0 | 0 | 0 | 0 | 0.69828 | 1.2274 | 1.5332 | 0.69828 | 1.2274 | 1.5332 | 18.3206 | -143.4397 | 130.018 | 18.3206 | -143.4397 | 130.018
Line12_13_15 | 0 | 0 | 0 | 0 | 0 | 0 | 0 | 0 | 0 | 0 | 0 | 0 | -6.3518e-08 | 1.3783e-07 | -6.6436e-08 | 4.3231e-08 | -9.2868e-08 | 4.1761e-08 | 5.7846e-08 | -6.1611e-08 | -1.765e-07 | -3.7679e-08 | 3.9105e-08 | 1.1874e-07 | 0 | 0 | 0 | 0 | 0 | 0 | 0.69828 | 1.2274 | 1.5332 | 0.69828 | 1.2274 | 1.5332 | 18.3206 | -143.4397 | 130.018 | 18.3206 | -143.4397 | 130.018
Line13_13_14 | 0 | 0 | 0 | 0 | 0 | 0 | 0 | 0 | 0 | 0 | 0 | 0 | -2.1173e-08 | 4.5943e-08 | -2.2145e-08 | 8.8579e-10 | -9.8172e-10 | -2.5293e-09 | 1.9282e-08 | -2.0537e-08 | -5.8832e-08 | 8.8529e-10 | -1.9692e-09 | 1.0757e-09 | 0 | 0 | 0 | 0 | 0 | 0 | 0.69828 | 1.2274 | 1.5332 | 0.69828 | 1.2274 | 1.5332 | 18.3206 | -143.4397 | 130.018 | 18.3206 | -143.4397 | 130.018
Line14_15_16 | 0 | 0 | 0 | 0 | 0 | 0 | 0 | 0 | 0 | 0 | 0 | 0 | -4.2345e-08 | 9.1886e-08 | -4.4291e-08 | 2.2058e-08 | -4.6925e-08 | 1.9616e-08 | 3.8564e-08 | -4.1074e-08 | -1.1766e-07 | -1.8397e-08 | 1.8568e-08 | 5.9908e-08 | 0 | 0 | 0 | 0 | 0 | 0 | 0.69828 | 1.2274 | 1.5332 | 0.69828 | 1.2274 | 1.5332 | 18.3206 | -143.4397 | 130.018 | 18.3206 | -143.4397 | 130.018
Line15_16_17 | 0 | 0 | 0 | 0 | 0 | 0 | 0 | 0 | 0 | 0 | 0 | 0 | -2.1173e-08 | 4.5943e-08 | -2.2145e-08 | 8.8579e-10 | -9.8172e-10 | -2.5293e-09 | 1.9282e-08 | -2.0537e-08 | -5.8832e-08 | 8.8529e-10 | -1.9692e-09 | 1.0757e-09 | 0 | 0 | 0 | 0 | 0 | 0 | 0.69828 | 1.2274 | 1.5332 | 0.69828 | 1.2274 | 1.5332 | 18.3206 | -143.4397 | 130.018 | 18.3206 | -143.4397 | 130.018
Line16_4_18 | 0 | 0 | 0 | 0 | 0 | 0 | 0 | 0 | 0 | 0 | 0 | 0 | -2.1173e-08 | 4.5943e-08 | -2.2145e-08 | 8.8579e-10 | -9.8171e-10 | -2.5293e-09 | 1.9282e-08 | -2.0537e-08 | -5.8832e-08 | 8.8529e-10 | -1.9692e-09 | 1.0757e-09 | 0 | 0 | 0 | 0 | 0 | 0 | 0.69828 | 1.2274 | 1.5332 | 0.69828 | 1.2274 | 1.5332 | 18.3206 | -143.4397 | 130.018 | 18.3206 | -143.4397 | 130.018
Line17_5_19 | 0 | 0 | 0 | 0 | 0 | 0 | 0 | 0 | 0 | 0 | 0 | 0 | -2.1173e-08 | 4.5943e-08 | -2.2145e-08 | 8.8579e-10 | -9.8171e-10 | -2.5293e-09 | 1.9282e-08 | -2.0537e-08 | -5.8832e-08 | 8.8529e-10 | -1.9692e-09 | 1.0757e-09 | 0 | 0 | 0 | 0 | 0 | 0 | 0.69828 | 1.2274 | 1.5332 | 0.69828 | 1.2274 | 1.5332 | 18.3206 | -143.4397 | 130.018 | 18.3206 | -143.4397 | 130.018
Line1_1_3 | 1.4206e-06 | 1.4203e-06 | 1.4203e-06 | 1.2435e-06 | 1.2432e-06 | 1.2432e-06 | 3.2808e-07 | 3.2801e-07 | 3.2801e-07 | 2.8716e-07 | 2.8709e-07 | 2.8709e-07 | -1.6938e-07 | 3.6755e-07 | -1.7716e-07 | 1.4909e-07 | -3.2258e-07 | 1.5249e-07 | 1.5426e-07 | -1.6429e-07 | -4.7066e-07 | -1.3409e-07 | 1.4179e-07 | 4.129e-07 | -119.3553 | -119.3548 | -119.3548 | 60.2873 | 60.2877 | 60.2877 | 0.69828 | 1.2274 | 1.5332 | 0.69828 | 1.2274 | 1.5332 | 18.3206 | -143.4397 | 130.018 | 18.3206 | -143.4397 | 130.018
Line2_1_4 | 0 | 0 | 0 | 0 | 0 | 0 | 0 | 0 | 0 | 0 | 0 | 0 | -4.2345e-08 | 9.1886e-08 | -4.4291e-08 | 2.2058e-08 | -4.6925e-08 | 1.9616e-08 | 3.8564e-08 | -4.1074e-08 | -1.1766e-07 | -1.8397e-08 | 1.8568e-08 | 5.9908e-08 | 0 | 0 | 0 | 0 | 0 | 0 | 0.69828 | 1.2274 | 1.5332 | 0.69828 | 1.2274 | 1.5332 | 18.3206 | -143.4397 | 130.018 | 18.3206 | -143.4397 | 130.018
Line3_1_5 | 0 | 0 | 0 | 0 | 0 | 0 | 0 | 0 | 0 | 0 | 0 | 0 | -4.2345e-08 | 9.1886e-08 | -4.4291e-08 | 2.2058e-08 | -4.6925e-08 | 1.9616e-08 | 3.8564e-08 | -4.1074e-08 | -1.1766e-07 | -1.8397e-08 | 1.8568e-08 | 5.9908e-08 | 0 | 0 | 0 | 0 | 0 | 0 | 0.69828 | 1.2274 | 1.5332 | 0.69828 | 1.2274 | 1.5332 | 18.3206 | -143.4397 | 130.018 | 18.3206 | -143.4397 | 130.018
Line4_2_6 | 0.02258 | 0 | 0 | 0.02258 | 0 | 0 | 0.0052146 | 0 | 0 | 0.0052146 | 0 | 0 | 0.0025619 | 2.2962e-07 | -1.1152e-07 | -0.0025577 | -1.8462e-07 | 8.6818e-08 | 0.0025748 | -1.0323e-07 | -2.9414e-07 | -0.0025663 | 8.0655e-08 | 2.3636e-07 | -26.8708 | 0 | 0 | 153.1297 | 0 | 0 | 0.69655 | 1.227 | 1.5331 | 0.69482 | 1.2266 | 1.5331 | 18.2737 | -143.4397 | 130.0044 | 18.2265 | -143.4397 | 129.9909
Line5_6_7 | 0.02258 | 0 | 0 | 0.02258 | 0 | 0 | 0.0052146 | 0 | 0 | 0.0052146 | 0 | 0 | 0.0025577 | 1.8364e-07 | -8.9346e-08 | -0.0025534 | -1.3866e-07 | 6.4569e-08 | 0.0025663 | -8.2623e-08 | -2.3529e-07 | -0.0025578 | 6.0019e-08 | 1.7752e-07 | -26.8703 | 0 | 0 | 153.1301 | 0 | 0 | 0.69482 | 1.2266 | 1.5331 | 0.69309 | 1.2263 | 1.5331 | 18.2265 | -143.4397 | 129.9909 | 18.1791 | -143.4397 | 129.9773
Line6_7_8 | 0.02258 | 0 | 0 | 0.02258 | 0 | 0 | 0.0052146 | 0 | 0 | 0.0052146 | 0 | 0 | 0.0025534 | 1.3769e-07 | -6.7098e-08 | -0.0025492 | -9.2738e-08 | 4.2247e-08 | 0.0025578 | -6.1986e-08 | -1.7645e-07 | -0.0025493 | 3.9358e-08 | 1.1869e-07 | -26.8699 | 0 | 0 | 153.1306 | 0 | 0 | 0.69309 | 1.2263 | 1.5331 | 0.69137 | 1.2259 | 1.5331 | 18.1791 | -143.4397 | 129.9773 | 18.1315 | -143.4397 | 129.9637
Line7_8_9 | 0 | 0 | 0 | 0 | 0 | 0 | 0 | 0 | 0 | 0 | 0 | 0 | -2.0891e-08 | 4.5882e-08 | -2.2387e-08 | 8.9743e-10 | -9.74e-10 | -2.5276e-09 | 1.9246e-08 | -2.0662e-08 | -5.8811e-08 | 8.6778e-10 | -1.9668e-09 | 1.0699e-09 | 0 | 0 | 0 | 0 | 0 | 0 | 0.69137 | 1.2259 | 1.5331 | 0.69137 | 1.2259 | 1.5331 | 18.1315 | -143.4397 | 129.9637 | 18.1315 | -143.4397 | 129.9637
Line8_8_10 | 0 | 0 | 0 | 0 | 0 | 0 | 0 | 0 | 0 | 0 | 0 | 0 | -2.0891e-08 | 4.5882e-08 | -2.2387e-08 | 8.9743e-10 | -9.74e-10 | -2.5276e-09 | 1.9246e-08 | -2.0662e-08 | -5.8811e-08 | 8.6778e-10 | -1.9668e-09 | 1.0699e-09 | 0 | 0 | 0 | 0 | 0 | 0 | 0.69137 | 1.2259 | 1.5331 | 0.69137 | 1.2259 | 1.5331 | 18.1315 | -143.4397 | 129.9637 | 18.1315 | -143.4397 | 129.9637
Line9_3_11 | 1.2431e-06 | 1.2428e-06 | 1.2428e-06 | 1.0659e-06 | 1.0656e-06 | 1.0656e-06 | 2.8707e-07 | 2.8701e-07 | 2.8701e-07 | 2.4615e-07 | 2.4609e-07 | 2.4609e-07 | -1.4821e-07 | 3.216e-07 | -1.5502e-07 | 1.2792e-07 | -2.7664e-07 | 1.3034e-07 | 1.3497e-07 | -1.4376e-07 | -4.1182e-07 | -1.1481e-07 | 1.2125e-07 | 3.5407e-07 | -119.3553 | -119.3548 | -119.3548 | 60.2277 | 60.2282 | 60.2282 | 0.69828 | 1.2274 | 1.5332 | 0.69828 | 1.2274 | 1.5332 | 18.3206 | -143.4397 | 130.018 | 18.3206 | -143.4397 | 130.018

## LG_min_6
name | pf_ikss_a_from_ka | pf_ikss_b_from_ka | pf_ikss_c_from_ka | pf_ikss_a_to_ka | pf_ikss_b_to_ka | pf_ikss_c_to_ka | pf_skss_a_from_mw | pf_skss_b_from_mw | pf_skss_c_from_mw | pf_skss_a_to_mw | pf_skss_b_to_mw | pf_skss_c_to_mw | pf_p_a_from_mw | pf_p_b_from_mw | pf_p_c_from_mw | pf_p_a_to_mw | pf_p_b_to_mw | pf_p_c_to_mw | pf_q_a_from_mvar | pf_q_b_from_mvar | pf_q_c_from_mvar | pf_q_a_to_mvar | pf_q_b_to_mvar | pf_q_c_to_mvar | pf_ikss_a_from_degree | pf_ikss_b_from_degree | pf_ikss_c_from_degree | pf_ikss_a_to_degree | pf_ikss_b_to_degree | pf_ikss_c_to_degree | pf_vm_a_from_pu | pf_vm_b_from_pu | pf_vm_c_from_pu | pf_vm_a_to_pu | pf_vm_b_to_pu | pf_vm_c_to_pu | pf_va_a_from_degree | pf_va_b_from_degree | pf_va_c_from_degree | pf_va_a_to_degree | pf_va_b_to_degree | pf_va_c_to_degree
Line0_1_2 | 0.043296 | 2.0457e-06 | 2.0457e-06 | 0.043296 | 1.7059e-06 | 1.7059e-06 | 0.0099988 | 4.7244e-07 | 4.7244e-07 | 0.0099988 | 3.9395e-07 | 3.9395e-07 | 0.00011997 | 4.1887e-07 | -3.5719e-07 | -8.9976e-05 | -3.5352e-07 | 2.9326e-07 | 0.00012497 | -6.44e-07 | -6.8917e-07 | -9.3729e-05 | 5.3383e-07 | 5.7693e-07 | -0.95741 | -93.331 | -93.331 | 179.043 | 86.1875 | 86.1875 | 0.017326 | 1.6261 | 1.643 | 0.012994 | 1.6253 | 1.6428 | 45.2134 | -150.2899 | 149.2716 | 45.2135 | -150.2981 | 149.2423
Line10_11_12 | 2.043e-06 | 2.0426e-06 | 2.0426e-06 | 1.7033e-06 | 1.7028e-06 | 1.7028e-06 | 4.7182e-07 | 4.7172e-07 | 4.7172e-07 | 3.9336e-07 | 3.9326e-07 | 3.9326e-07 | -6.1371e-09 | 4.1947e-07 | -3.5532e-07 | 5.1557e-09 | -3.5436e-07 | 2.9119e-07 | 5.3999e-09 | -6.422e-07 | -6.8879e-07 | -4.457e-09 | 5.3231e-07 | 5.7679e-07 | -93.4418 | -93.4413 | -93.4413 | 86.0578 | 86.0583 | 86.0583 | 0.017326 | 1.6261 | 1.643 | 0.017326 | 1.6261 | 1.643 | 45.2143 | -150.29 | 149.2716 | 45.2147 | -150.29 | 149.2716
Line11_12_13 | 1.7025e-06 | 1.7022e-06 | 1.7022e-06 | 1.3628e-06 | 1.3624e-06 | 1.3624e-06 | 3.9318e-07 | 3.931e-07 | 3.931e-07 | 3.1472e-07 | 3.1464e-07 | 3.1464e-07 | -5.1143e-09 | 3.4956e-07 | -2.961e-07 | 4.1328e-09 | -2.8445e-07 | 2.3197e-07 | 4.4999e-09 | -5.3517e-07 | -5.7399e-07 | -3.557e-09 | 4.2528e-07 | 4.6199e-07 | -93.4418 | -93.4413 | -93.4413 | 85.9328 | 85.9333 | 85.9333 | 0.017326 | 1.6261 | 1.643 | 0.017326 | 1.6261 | 1.643 | 45.2147 | -150.29 | 149.2716 | 45.215 | -150.29 | 149.2716
Line12_13_15 | 1.0215e-06 | 1.0213e-06 | 1.0213e-06 | 0 | 0 | 0 | 2.3591e-07 | 2.3586e-07 | 2.3586e-07 | 0 | 0 | 0 | -3.0686e-09 | 2.0973e-07 | -1.7766e-07 | 2.0871e-09 | -1.4463e-07 | 1.1353e-07 | 2.6999e-09 | -3.211e-07 | -3.444e-07 | -1.7571e-09 | 2.1121e-07 | 2.324e-07 | -93.4418 | -93.4413 | -93.4413 | 0 | 0 | 0 | 0.017326 | 1.6261 | 1.643 | 0.017326 | 1.6261 | 1.643 | 45.215 | -150.29 | 149.2716 | 45.2151 | -150.29 | 149.2716
Line13_13_14 | 0 | 0 | 0 | 0 | 0 | 0 | 0 | 0 | 0 | 0 | 0 | 0 | -1.0229e-09 | 6.9911e-08 | -5.922e-08 | 4.1414e-11 | -4.8044e-09 | -4.9058e-09 | 8.9997e-10 | -1.0703e-07 | -1.148e-07 | 4.2834e-11 | -2.8569e-09 | 2.7984e-09 | 0 | 0 | 0 | 0 | 0 | 0 | 0.017326 | 1.6261 | 1.643 | 0.017326 | 1.6261 | 1.643 | 45.215 | -150.29 | 149.2716 | 45.215 | -150.29 | 149.2716
Line14_15_16 | 0 | 0 | 0 | 0 | 0 | 0 | 0 | 0 | 0 | 0 | 0 | 0 | -2.0457e-09 | 1.3982e-07 | -1.1844e-07 | 1.0643e-09 | -7.4716e-08 | 5.4314e-08 | 1.7999e-09 | -2.1407e-07 | -2.296e-07 | -8.5713e-10 | 1.0418e-07 | 1.176e-07 | 0 | 0 | 0 | 0 | 0 | 0 | 0.017326 | 1.6261 | 1.643 | 0.017326 | 1.6261 | 1.643 | 45.2151 | -150.29 | 149.2716 | 45.2152 | -150.29 | 149.2716
Line15_16_17 | 0 | 0 | 0 | 0 | 0 | 0 | 0 | 0 | 0 | 0 | 0 | 0 | -1.0229e-09 | 6.9911e-08 | -5.922e-08 | 4.1413e-11 | -4.8044e-09 | -4.9058e-09 | 8.9997e-10 | -1.0703e-07 | -1.148e-07 | 4.2835e-11 | -2.8569e-09 | 2.7984e-09 | 0 | 0 | 0 | 0 | 0 | 0 | 0.017326 | 1.6261 | 1.643 | 0.017326 | 1.6261 | 1.643 | 45.2152 | -150.29 | 149.2716 | 45.2153 | -150.29 | 149.2716
Line16_4_18 | 0 | 0 | 0 | 0 | 0 | 0 | 0 | 0 | 0 | 0 | 0 | 0 | -1.0228e-09 | 6.9911e-08 | -5.922e-08 | 4.1415e-11 | -4.8044e-09 | -4.9058e-09 | 9e-10 | -1.0703e-07 | -1.148e-07 | 4.2833e-11 | -2.8569e-09 | 2.7984e-09 | 0 | 0 | 0 | 0 | 0 | 0 | 0.017326 | 1.6261 | 1.643 | 0.017326 | 1.6261 | 1.643 | 45.2135 | -150.2899 | 149.2716 | 45.2135 | -150.2899 | 149.2716
Line17_5_19 | 0 | 0 | 0 | 0 | 0 | 0 | 0 | 0 | 0 | 0 | 0 | 0 | -1.0228e-09 | 6.9911e-08 | -5.922e-08 | 4.1415e-11 | -4.8044e-09 | -4.9058e-09 | 9e-10 | -1.0703e-07 | -1.148e-07 | 4.2833e-11 | -2.8569e-09 | 2.7984e-09 | 0 | 0 | 0 | 0 | 0 | 0 | 0.017326 | 1.6261 | 1.643 | 0.017326 | 1.6261 | 1.643 | 45.2135 | -150.2899 | 149.2716 | 45.2135 | -150.2899 | 149.2716
Line1_1_3 | 2.724e-06 | 2.7235e-06 | 2.7235e-06 | 2.3843e-06 | 2.3837e-06 | 2.3837e-06 | 6.2909e-07 | 6.2895e-07 | 6.2895e-07 | 5.5062e-07 | 5.5049e-07 | 5.5049e-07 | -8.1826e-09 | 5.5929e-07 | -4.7376e-07 | 7.2013e-09 | -4.9418e-07 | 4.0963e-07 | 7.2e-09 | -8.5627e-07 | -9.1839e-07 | -6.2571e-09 | 7.4638e-07 | 8.0639e-07 | -93.4418 | -93.4413 | -93.4413 | 86.2007 | 86.2012 | 86.2012 | 0.017326 | 1.6261 | 1.643 | 0.017326 | 1.6261 | 1.643 | 45.2134 | -150.2899 | 149.2716 | 45.2139 | -150.29 | 149.2716
Line2_1_4 | 0 | 0 | 0 | 0 | 0 | 0 | 0 | 0 | 0 | 0 | 0 | 0 | -2.0457e-09 | 1.3982e-07 | -1.1844e-07 | 1.0642e-09 | -7.4716e-08 | 5.4314e-08 | 1.8e-09 | -2.1407e-07 | -2.296e-07 | -8.5716e-10 | 1.0418e-07 | 1.176e-07 | 0 | 0 | 0 | 0 | 0 | 0 | 0.017326 | 1.6261 | 1.643 | 0.017326 | 1.6261 | 1.643 | 45.2134 | -150.2899 | 149.2716 | 45.2135 | -150.2899 | 149.2716
Line3_1_5 | 0 | 0 | 0 | 0 | 0 | 0 | 0 | 0 | 0 | 0 | 0 | 0 | -2.0457e-09 | 1.3982e-07 | -1.1844e-07 | 1.0642e-09 | -7.4716e-08 | 5.4314e-08 | 1.8e-09 | -2.1407e-07 | -2.296e-07 | -8.5716e-10 | 1.0418e-07 | 1.176e-07 | 0 | 0 | 0 | 0 | 0 | 0 | 0.017326 | 1.6261 | 1.643 | 0.017326 | 1.6261 | 1.643 | 45.2134 | -150.2899 | 149.2716 | 45.2135 | -150.2899 | 149.2716
Line4_2_6 | 0.043296 | 1.7052e-06 | 1.7052e-06 | 0.043296 | 1.3651e-06 | 1.3651e-06 | 0.0099988 | 3.938e-07 | 3.938e-07 | 0.0099988 | 3.1526e-07 | 3.1526e-07 | 8.9976e-05 | 3.4873e-07 | -2.9817e-07 | -5.9984e-05 | -2.8351e-07 | 2.3403e-07 | 9.3729e-05 | -5.3668e-07 | -5.7413e-07 | -6.2486e-05 | 4.2649e-07 | 4.6196e-07 | -0.95696 | -93.3132 | -93.3132 | 179.0435 | 86.0796 | 86.0796 | 0.012994 | 1.6253 | 1.6428 | 0.0086628 | 1.6244 | 1.6426 | 45.2135 | -150.2981 | 149.2423 | 45.2136 | -150.3063 | 149.2129
Line5_6_7 | 0.043296 | 1.3645e-06 | 1.3645e-06 | 0.043296 | 1.0242e-06 | 1.0242e-06 | 0.0099988 | 3.1511e-07 | 3.1511e-07 | 0.0099988 | 2.3653e-07 | 2.3653e-07 | 5.9984e-05 | 2.7872e-07 | -2.3893e-07 | -2.9992e-05 | -2.1363e-07 | 1.7457e-07 | 6.2486e-05 | -4.2934e-07 | -4.5916e-07 | -3.1243e-05 | 3.1913e-07 | 3.4705e-07 | -0.95651 | -93.2969 | -93.2969 | 179.0439 | 85.8862 | 85.8862 | 0.0086628 | 1.6244 | 1.6426 | 0.0043314 | 1.6236 | 1.6424 | 45.2136 | -150.3063 | 149.2129 | 45.2138 | -150.3145 | 149.1836
Line6_7_8 | 0.043296 | 1.0236e-06 | 1.0236e-06 | 0.043296 | 0 | 0 | 0.0099988 | 2.3638e-07 | 2.3638e-07 | 0.0099988 | 0 | 0 | 2.9992e-05 | 2.0885e-07 | -1.7946e-07 | -2.552e-16 | -1.439e-07 | 1.1489e-07 | 3.1243e-05 | -3.2199e-07 | -3.4426e-07 | -1.4252e-16 | 2.1175e-07 | 2.3221e-07 | -0.95606 | -93.2833 | -93.2833 | 179.0444 | 0 | 0 | 0.0043314 | 1.6236 | 1.6424 | 0 | 1.6228 | 1.6422 | 45.2138 | -150.3145 | 149.1836 | 0 | -150.3227 | 149.1543
Line7_8_9 | 0 | 0 | 0 | 0 | 0 | 0 | 0 | 0 | 0 | 0 | 0 | 0 | -1.2061e-21 | 6.9561e-08 | -5.9892e-08 | -2.3201e-17 | -4.7763e-09 | -4.8926e-09 | 1.9652e-21 | -1.073e-07 | -1.1471e-07 | 2.7366e-17 | -2.8538e-09 | 2.7867e-09 | 0 | 0 | 0 | 0 | 0 | 0 | 0 | 1.6228 | 1.6422 | 0 | 1.6228 | 1.6422 | 0 | -150.3227 | 149.1543 | 0 | -150.3227 | 149.1543
Line8_8_10 | 0 | 0 | 0 | 0 | 0 | 0 | 0 | 0 | 0 | 0 | 0 | 0 | -1.2061e-21 | 6.9561e-08 | -5.9892e-08 | -2.3201e-17 | -4.7763e-09 | -4.8926e-09 | 1.9652e-21 | -1.073e-07 | -1.1471e-07 | 2.7366e-17 | -2.8538e-09 | 2.7867e-09 | 0 | 0 | 0 | 0 | 0 | 0 | 0 | 1.6228 | 1.6422 | 0 | 1.6228 | 1.6422 | 0 | -150.3227 | 149.1543 | 0 | -150.3227 | 149.1543
Line9_3_11 | 2.3835e-06 | 2.383e-06 | 2.383e-06 | 2.0438e-06 | 2.0433e-06 | 2.0433e-06 | 5.5045e-07 | 5.5034e-07 | 5.5034e-07 | 4.7199e-07 | 4.7187e-07 | 4.7187e-07 | -7.1599e-09 | 4.8938e-07 | -4.1454e-07 | 6.1785e-09 | -4.2427e-07 | 3.5041e-07 | 6.2999e-09 | -7.4924e-07 | -8.0359e-07 | -5.3571e-09 | 6.3935e-07 | 6.9159e-07 | -93.4418 | -93.4413 | -93.4413 | 86.1412 | 86.1417 | 86.1417 | 0.017326 | 1.6261 | 1.643 | 0.017326 | 1.6261 | 1.643 | 45.2139 | -150.29 | 149.2716 | 45.2143 | -150.29 | 149.2716

## LG_min_10
name | pf_ikss_a_from_ka | pf_ikss_b_from_ka | pf_ikss_c_from_ka | pf_ikss_a_to_ka | pf_ikss_b_to_ka | pf_ikss_c_to_ka | pf_skss_a_from_mw | pf_skss_b_from_mw | pf_skss_c_from_mw | pf_skss_a_to_mw | pf_skss_b_to_mw | pf_skss_c_to_mw | pf_p_a_from_mw | pf_p_b_from_mw | pf_p_c_from_mw | pf_p_a_to_mw | pf_p_b_to_mw | pf_p_c_to_mw | pf_q_a_from_mvar | pf_q_b_from_mvar | pf_q_c_from_mvar | pf_q_a_to_mvar | pf_q_b_to_mvar | pf_q_c_to_mvar | pf_ikss_a_from_degree | pf_ikss_b_from_degree | pf_ikss_c_from_degree | pf_ikss_a_to_degree | pf_ikss_b_to_degree | pf_ikss_c_to_degree | pf_vm_a_from_pu | pf_vm_b_from_pu | pf_vm_c_from_pu | pf_vm_a_to_pu | pf_vm_b_to_pu | pf_vm_c_to_pu | pf_va_a_from_degree | pf_va_b_from_degree | pf_va_c_from_degree | pf_va_a_to_degree | pf_va_b_to_degree | pf_va_c_to_degree
Line0_1_2 | 0.041017 | 1.9381e-06 | 1.9381e-06 | 0.041017 | 1.6161e-06 | 1.6161e-06 | 0.0094725 | 4.4758e-07 | 4.4758e-07 | 0.0094725 | 3.7322e-07 | 3.7322e-07 | 0.00010767 | 3.7594e-07 | -3.2058e-07 | -8.0754e-05 | -3.1729e-07 | 2.6321e-07 | 0.00011216 | -5.7799e-07 | -6.1853e-07 | -8.4123e-05 | 4.7911e-07 | 5.178e-07 | -0.95741 | -93.331 | -93.331 | 179.043 | 86.1875 | 86.1875 | 0.016414 | 1.5405 | 1.5565 | 0.01231 | 1.5397 | 1.5563 | 45.2134 | -150.2899 | 149.2716 | 45.2135 | -150.2981 | 149.2423
Line10_11_12 | 1.9355e-06 | 1.9351e-06 | 1.9351e-06 | 1.6136e-06 | 1.6132e-06 | 1.6132e-06 | 4.4698e-07 | 4.4689e-07 | 4.4689e-07 | 3.7265e-07 | 3.7256e-07 | 3.7256e-07 | -5.5081e-09 | 3.7647e-07 | -3.189e-07 | 4.6273e-09 | -3.1804e-07 | 2.6135e-07 | 4.8464e-09 | -5.7638e-07 | -6.182e-07 | -4.0002e-09 | 4.7775e-07 | 5.1768e-07 | -93.4418 | -93.4413 | -93.4413 | 86.0578 | 86.0583 | 86.0583 | 0.016414 | 1.5405 | 1.5565 | 0.016414 | 1.5405 | 1.5565 | 45.2143 | -150.29 | 149.2716 | 45.2147 | -150.29 | 149.2716
Line11_12_13 | 1.6129e-06 | 1.6126e-06 | 1.6126e-06 | 1.2911e-06 | 1.2907e-06 | 1.2907e-06 | 3.7249e-07 | 3.7241e-07 | 3.7241e-07 | 2.9816e-07 | 2.9808e-07 | 2.9808e-07 | -4.5901e-09 | 3.1373e-07 | -2.6575e-07 | 3.7093e-09 | -2.553e-07 | 2.082e-07 | 4.0387e-09 | -4.8032e-07 | -5.1516e-07 | -3.1925e-09 | 3.8169e-07 | 4.1464e-07 | -93.4418 | -93.4413 | -93.4413 | 85.9328 | 85.9333 | 85.9333 | 0.016414 | 1.5405 | 1.5565 | 0.016414 | 1.5405 | 1.5565 | 45.2147 | -150.29 | 149.2716 | 45.215 | -150.29 | 149.2716
Line12_13_15 | 0 | 0 | 0 | 0 | 0 | 0 | 0 | 0 | 0 | 0 | 0 | 0 | -2.7541e-09 | 1.8824e-07 | -1.5945e-07 | 1.8732e-09 | -1.298e-07 | 1.019e-07 | 2.4232e-09 | -2.8819e-07 | -3.091e-07 | -1.577e-09 | 1.8956e-07 | 2.0858e-07 | 0 | 0 | 0 | 0 | 0 | 0 | 0.016414 | 1.5405 | 1.5565 | 0.016414 | 1.5405 | 1.5565 | 45.215 | -150.29 | 149.2716 | 45.2151 | -150.29 | 149.2716
Line13_13_14 | 0 | 0 | 0 | 0 | 0 | 0 | 0 | 0 | 0 | 0 | 0 | 0 | -9.1802e-10 | 6.2746e-08 | -5.315e-08 | 3.7169e-11 | -4.312e-09 | -4.403e-09 | 8.0773e-10 | -9.6064e-08 | -1.0303e-07 | 3.8444e-11 | -2.5641e-09 | 2.5115e-09 | 0 | 0 | 0 | 0 | 0 | 0 | 0.016414 | 1.5405 | 1.5565 | 0.016414 | 1.5405 | 1.5565 | 45.215 | -150.29 | 149.2716 | 45.215 | -150.29 | 149.2716
Line14_15_16 | 0 | 0 | 0 | 0 | 0 | 0 | 0 | 0 | 0 | 0 | 0 | 0 | -1.836e-09 | 1.2549e-07 | -1.063e-07 | 9.5519e-10 | -6.7058e-08 | 4.8747e-08 | 1.6155e-09 | -1.9213e-07 | -2.0607e-07 | -7.6928e-10 | 9.3499e-08 | 1.0554e-07 | 0 | 0 | 0 | 0 | 0 | 0 | 0.016414 | 1.5405 | 1.5565 | 0.016414 | 1.5405 | 1.5565 | 45.2151 | -150.29 | 149.2716 | 45.2152 | -150.29 | 149.2716
Line15_16_17 | 0 | 0 | 0 | 0 | 0 | 0 | 0 | 0 | 0 | 0 | 0 | 0 | -9.1803e-10 | 6.2746e-08 | -5.315e-08 | 3.7169e-11 | -4.312e-09 | -4.403e-09 | 8.0773e-10 | -9.6064e-08 | -1.0303e-07 | 3.8444e-11 | -2.5641e-09 | 2.5115e-09 | 0 | 0 | 0 | 0 | 0 | 0 | 0.016414 | 1.5405 | 1.5565 | 0.016414 | 1.5405 | 1.5565 | 45.2152 | -150.29 | 149.2716 | 45.2153 | -150.29 | 149.2716
Line16_4_18 | 0 | 0 | 0 | 0 | 0 | 0 | 0 | 0 | 0 | 0 | 0 | 0 | -9.18e-10 | 6.2746e-08 | -5.315e-08 | 3.717e-11 | -4.312e-09 | -4.403e-09 | 8.0775e-10 | -9.6064e-08 | -1.0303e-07 | 3.8443e-11 | -2.5641e-09 | 2.5115e-09 | 0 | 0 | 0 | 0 | 0 | 0 | 0.016414 | 1.5405 | 1.5565 | 0.016414 | 1.5405 | 1.5565 | 45.2135 | -150.2899 | 149.2716 | 45.2135 | -150.2899 | 149.2716
Line17_5_19 | 0 | 0 | 0 | 0 | 0 | 0 | 0 | 0 | 0 | 0 | 0 | 0 | -9.18e-10 | 6.2746e-08 | -5.315e-08 | 3.717e-11 | -4.312e-09 | -4.403e-09 | 8.0775e-10 | -9.6064e-08 | -1.0303e-07 | 3.8443e-11 | -2.5641e-09 | 2.5115e-09 | 0 | 0 | 0 | 0 | 0 | 0 | 0.016414 | 1.5405 | 1.5565 | 0.016414 | 1.5405 | 1.5565 | 45.2135 | -150.2899 | 149.2716 | 45.2135 | -150.2899 | 149.2716
Line1_1_3 | 2.5807e-06 | 2.5801e-06 | 2.5801e-06 | 2.2588e-06 | 2.2582e-06 | 2.2582e-06 | 5.9598e-07 | 5.9585e-07 | 5.9585e-07 | 5.2164e-07 | 5.2152e-07 | 5.2152e-07 | -7.344e-09 | 5.0197e-07 | -4.252e-07 | 6.4632e-09 | -4.4353e-07 | 3.6765e-07 | 6.462e-09 | -7.6851e-07 | -8.2426e-07 | -5.6158e-09 | 6.6988e-07 | 7.2374e-07 | -93.4418 | -93.4413 | -93.4413 | 86.2007 | 86.2012 | 86.2012 | 0.016414 | 1.5405 | 1.5565 | 0.016414 | 1.5405 | 1.5565 | 45.2134 | -150.2899 | 149.2716 | 45.2139 | -150.29 | 149.2716
Line2_1_4 | 0 | 0 | 0 | 0 | 0 | 0 | 0 | 0 | 0 | 0 | 0 | 0 | -1.836e-09 | 1.2549e-07 | -1.063e-07 | 9.5517e-10 | -6.7058e-08 | 4.8747e-08 | 1.6155e-09 | -1.9213e-07 | -2.0607e-07 | -7.6931e-10 | 9.3499e-08 | 1.0554e-07 | 0 | 0 | 0 | 0 | 0 | 0 | 0.016414 | 1.5405 | 1.5565 | 0.016414 | 1.5405 | 1.5565 | 45.2134 | -150.2899 | 149.2716 | 45.2135 | -150.2899 | 149.2716
Line3_1_5 | 0 | 0 | 0 | 0 | 0 | 0 | 0 | 0 | 0 | 0 | 0 | 0 | -1.836e-09 | 1.2549e-07 | -1.063e-07 | 9.5517e-10 | -6.7058e-08 | 4.8747e-08 | 1.6155e-09 | -1.9213e-07 | -2.0607e-07 | -7.6931e-10 | 9.3499e-08 | 1.0554e-07 | 0 | 0 | 0 | 0 | 0 | 0 | 0.016414 | 1.5405 | 1.5565 | 0.016414 | 1.5405 | 1.5565 | 45.2134 | -150.2899 | 149.2716 | 45.2135 | -150.2899 | 149.2716
Line4_2_6 | 0.041017 | 1.6155e-06 | 1.6155e-06 | 0.041017 | 1.2933e-06 | 1.2933e-06 | 0.0094725 | 3.7307e-07 | 3.7307e-07 | 0.0094725 | 2.9867e-07 | 2.9867e-07 | 8.0754e-05 | 3.1298e-07 | -2.6761e-07 | -5.3836e-05 | -2.5445e-07 | 2.1004e-07 | 8.4123e-05 | -4.8168e-07 | -5.1529e-07 | -5.6081e-05 | 3.8278e-07 | 4.1461e-07 | -0.95696 | -93.3132 | -93.3132 | 179.0435 | 86.0796 | 86.0796 | 0.01231 | 1.5397 | 1.5563 | 0.0082069 | 1.5389 | 1.5562 | 45.2135 | -150.2981 | 149.2423 | 45.2136 | -150.3063 | 149.2129
Line5_6_7 | 0.041017 | 1.2927e-06 | 1.2927e-06 | 0.041017 | 0 | 0 | 0.0094725 | 2.9853e-07 | 2.9853e-07 | 0.0094725 | 0 | 0 | 5.3836e-05 | 2.5015e-07 | -2.1444e-07 | -2.6918e-05 | -1.9174e-07 | 1.5668e-07 | 5.6082e-05 | -3.8534e-07 | -4.121e-07 | -2.8041e-05 | 2.8642e-07 | 3.1148e-07 | -0.95651 | -93.2969 | -93.2969 | 179.0439 | 0 | 0 | 0.0082069 | 1.5389 | 1.5562 | 0.0041034 | 1.5381 | 1.556 | 45.2136 | -150.3063 | 149.2129 | 45.2138 | -150.3145 | 149.1836
Line6_7_8 | 0.041017 | 0 | 0 | 0.041017 | 0 | 0 | 0.0094725 | 0 | 0 | 0.0094725 | 0 | 0 | 2.6918e-05 | 1.8745e-07 | -1.6107e-07 | -2.282e-16 | -1.2915e-07 | 1.0312e-07 | 2.8041e-05 | -2.8898e-07 | -3.0898e-07 | -1.286e-16 | 1.9005e-07 | 2.0841e-07 | -0.95606 | 0 | 0 | 179.0444 | 0 | 0 | 0.0041034 | 1.5381 | 1.556 | 0 | 1.5374 | 1.5558 | 45.2138 | -150.3145 | 149.1836 | 0 | -150.3227 | 149.1543
Line7_8_9 | 0 | 0 | 0 | 0 | 0 | 0 | 0 | 0 | 0 | 0 | 0 | 0 | -1.0877e-21 | 6.2431e-08 | -5.3753e-08 | -2.0823e-17 | -4.2868e-09 | -4.3911e-09 | 1.7569e-21 | -9.6304e-08 | -1.0296e-07 | 2.4561e-17 | -2.5613e-09 | 2.5011e-09 | 0 | 0 | 0 | 0 | 0 | 0 | 0 | 1.5374 | 1.5558 | 0 | 1.5374 | 1.5558 | 0 | -150.3227 | 149.1543 | 0 | -150.3227 | 149.1543
Line8_8_10 | 0 | 0 | 0 | 0 | 0 | 0 | 0 | 0 | 0 | 0 | 0 | 0 | -1.0877e-21 | 6.2431e-08 | -5.3753e-08 | -2.0823e-17 | -4.2868e-09 | -4.3911e-09 | 1.7569e-21 | -9.6304e-08 | -1.0296e-07 | 2.4561e-17 | -2.5613e-09 | 2.5011e-09 | 0 | 0 | 0 | 0 | 0 | 0 | 0 | 1.5374 | 1.5558 | 0 | 1.5374 | 1.5558 | 0 | -150.3227 | 149.1543 | 0 | -150.3227 | 149.1543
Line9_3_11 | 2.2581e-06 | 2.2576e-06 | 2.2576e-06 | 1.9362e-06 | 1.9357e-06 | 1.9357e-06 | 5.2148e-07 | 5.2137e-07 | 5.2137e-07 | 4.4715e-07 | 4.4704e-07 | 4.4704e-07 | -6.426e-09 | 4.3922e-07 | -3.7205e-07 | 5.5452e-09 | -3.8079e-07 | 3.145e-07 | 5.6542e-09 | -6.7244e-07 | -7.2123e-07 | -4.808e-09 | 5.7382e-07 | 6.2071e-07 | -93.4418 | -93.4413 | -93.4413 | 86.1412 | 86.1417 | 86.1417 | 0.016414 | 1.5405 | 1.5565 | 0.016414 | 1.5405 | 1.5565 | 45.2139 | -150.29 | 149.2716 | 45.2143 | -150.29 | 149.2716

## LG_min_fault_6
name | pf_ikss_a_from_ka | pf_ikss_b_from_ka | pf_ikss_c_from_ka | pf_ikss_a_to_ka | pf_ikss_b_to_ka | pf_ikss_c_to_ka | pf_skss_a_from_mw | pf_skss_b_from_mw | pf_skss_c_from_mw | pf_skss_a_to_mw | pf_skss_b_to_mw | pf_skss_c_to_mw | pf_p_a_from_mw | pf_p_b_from_mw | pf_p_c_from_mw | pf_p_a_to_mw | pf_p_b_to_mw | pf_p_c_to_mw | pf_q_a_from_mvar | pf_q_b_from_mvar | pf_q_c_from_mvar | pf_q_a_to_mvar | pf_q_b_to_mvar | pf_q_c_to_mvar | pf_ikss_a_from_degree | pf_ikss_b_from_degree | pf_ikss_c_from_degree | pf_ikss_a_to_degree | pf_ikss_b_to_degree | pf_ikss_c_to_degree | pf_vm_a_from_pu | pf_vm_b_from_pu | pf_vm_c_from_pu | pf_vm_a_to_pu | pf_vm_b_to_pu | pf_vm_c_to_pu | pf_va_a_from_degree | pf_va_b_from_degree | pf_va_c_from_degree | pf_va_a_to_degree | pf_va_b_to_degree | pf_va_c_to_degree
Line0_1_2 | 0.019454 | 0 | 0 | 0.019454 | 0 | 0 | 0.0044926 | 0 | 0 | 0.0044926 | 0 | 0 | 0.0019163 | 2.0523e-07 | -9.9745e-08 | -0.0019103 | -1.7173e-07 | 8.1383e-08 | 0.0019175 | -9.2253e-08 | -2.6252e-07 | -0.0019112 | 7.544e-08 | 2.1955e-07 | -26.8002 | 0 | 0 | 153.2003 | 0 | 0 | 0.60343 | 1.06 | 1.3229 | 0.60148 | 1.0596 | 1.3228 | 18.2176 | -143.3776 | 130.0217 | 18.2139 | -143.3714 | 130.0059
Line10_11_12 | 0 | 0 | 0 | 0 | 0 | 0 | 0 | 0 | 0 | 0 | 0 | 0 | -9.4318e-08 | 2.051e-07 | -9.9087e-08 | 7.926e-08 | -1.7164e-07 | 8.0693e-08 | 8.642e-08 | -9.1716e-08 | -2.6231e-07 | -7.136e-08 | 7.4965e-08 | 2.1939e-07 | 0 | 0 | 0 | 0 | 0 | 0 | 0.60343 | 1.06 | 1.3229 | 0.60343 | 1.06 | 1.3229 | 18.2176 | -143.3776 | 130.0217 | 18.2176 | -143.3776 | 130.0217
Line11_12_13 | 0 | 0 | 0 | 0 | 0 | 0 | 0 | 0 | 0 | 0 | 0 | 0 | -7.8599e-08 | 1.7091e-07 | -8.2572e-08 | 6.354e-08 | -1.3746e-07 | 6.4179e-08 | 7.2017e-08 | -7.643e-08 | -2.1859e-07 | -5.6956e-08 | 5.9679e-08 | 1.7567e-07 | 0 | 0 | 0 | 0 | 0 | 0 | 0.60343 | 1.06 | 1.3229 | 0.60343 | 1.06 | 1.3229 | 18.2176 | -143.3776 | 130.0217 | 18.2176 | -143.3776 | 130.0217
Line12_13_15 | 0 | 0 | 0 | 0 | 0 | 0 | 0 | 0 | 0 | 0 | 0 | 0 | -4.7159e-08 | 1.0255e-07 | -4.9543e-08 | 3.2101e-08 | -6.9096e-08 | 3.115e-08 | 4.321e-08 | -4.5858e-08 | -1.3115e-07 | -2.815e-08 | 2.9107e-08 | 8.8237e-08 | 0 | 0 | 0 | 0 | 0 | 0 | 0.60343 | 1.06 | 1.3229 | 0.60343 | 1.06 | 1.3229 | 18.2176 | -143.3776 | 130.0217 | 18.2176 | -143.3776 | 130.0217
Line13_13_14 | 0 | 0 | 0 | 0 | 0 | 0 | 0 | 0 | 0 | 0 | 0 | 0 | -1.572e-08 | 3.4183e-08 | -1.6514e-08 | 6.6146e-10 | -7.3071e-10 | -1.8794e-09 | 1.4403e-08 | -1.5286e-08 | -4.3718e-08 | 6.5712e-10 | -1.4651e-09 | 8.0193e-10 | 0 | 0 | 0 | 0 | 0 | 0 | 0.60343 | 1.06 | 1.3229 | 0.60343 | 1.06 | 1.3229 | 18.2176 | -143.3776 | 130.0217 | 18.2176 | -143.3776 | 130.0217
Line14_15_16 | 0 | 0 | 0 | 0 | 0 | 0 | 0 | 0 | 0 | 0 | 0 | 0 | -3.1439e-08 | 6.8366e-08 | -3.3029e-08 | 1.6381e-08 | -3.4914e-08 | 1.4635e-08 | 2.8807e-08 | -3.0572e-08 | -8.7435e-08 | -1.3746e-08 | 1.3821e-08 | 4.4519e-08 | 0 | 0 | 0 | 0 | 0 | 0 | 0.60343 | 1.06 | 1.3229 | 0.60343 | 1.06 | 1.3229 | 18.2176 | -143.3776 | 130.0217 | 18.2176 | -143.3776 | 130.0217
Line15_16_17 | 0 | 0 | 0 | 0 | 0 | 0 | 0 | 0 | 0 | 0 | 0 | 0 | -1.572e-08 | 3.4183e-08 | -1.6514e-08 | 6.6146e-10 | -7.3071e-10 | -1.8794e-09 | 1.4403e-08 | -1.5286e-08 | -4.3718e-08 | 6.5712e-10 | -1.4651e-09 | 8.0193e-10 | 0 | 0 | 0 | 0 | 0 | 0 | 0.60343 | 1.06 | 1.3229 | 0.60343 | 1.06 | 1.3229 | 18.2176 | -143.3776 | 130.0217 | 18.2176 | -143.3776 | 130.0217
Line16_4_18 | 0 | 0 | 0 | 0 | 0 | 0 | 0 | 0 | 0 | 0 | 0 | 0 | -1.572e-08 | 3.4183e-08 | -1.6514e-08 | 6.6146e-10 | -7.3071e-10 | -1.8794e-09 | 1.4403e-08 | -1.5286e-08 | -4.3718e-08 | 6.5712e-10 | -1.4651e-09 | 8.0193e-10 | 0 | 0 | 0 | 0 | 0 | 0 | 0.60343 | 1.06 | 1.3229 | 0.60343 | 1.06 | 1.3229 | 18.2176 | -143.3776 | 130.0217 | 18.2176 | -143.3776 | 130.0217
Line17_5_19 | 0 | 0 | 0 | 0 | 0 | 0 | 0 | 0 | 0 | 0 | 0 | 0 | -1.572e-08 | 3.4183e-08 | -1.6514e-08 | 6.6146e-10 | -7.3071e-10 | -1.8794e-09 | 1.4403e-08 | -1.5286e-08 | -4.3718e-08 | 6.5712e-10 | -1.4651e-09 | 8.0193e-10 | 0 | 0 | 0 | 0 | 0 | 0 | 0.60343 | 1.06 | 1.3229 | 0.60343 | 1.06 | 1.3229 | 18.2176 | -143.3776 | 130.0217 | 18.2176 | -143.3776 | 130.0217
Line1_1_3 | 1.224e-06 | 1.2237e-06 | 1.2237e-06 | 1.0713e-06 | 1.071e-06 | 1.071e-06 | 2.8266e-07 | 2.826e-07 | 2.826e-07 | 2.474e-07 | 2.4734e-07 | 2.4734e-07 | -1.2576e-07 | 2.7346e-07 | -1.3212e-07 | 1.107e-07 | -2.4001e-07 | 1.1372e-07 | 1.1523e-07 | -1.2229e-07 | -3.4974e-07 | -1.0017e-07 | 1.0554e-07 | 3.0682e-07 | -119.2846 | -119.2841 | -119.2841 | 60.358 | 60.3585 | 60.3585 | 0.60343 | 1.06 | 1.3229 | 0.60343 | 1.06 | 1.3229 | 18.2176 | -143.3776 | 130.0217 | 18.2176 | -143.3776 | 130.0217
Line2_1_4 | 0 | 0 | 0 | 0 | 0 | 0 | 0 | 0 | 0 | 0 | 0 | 0 | -3.1439e-08 | 6.8366e-08 | -3.3029e-08 | 1.6381e-08 | -3.4913e-08 | 1.4635e-08 | 2.8807e-08 | -3.0572e-08 | -8.7435e-08 | -1.3746e-08 | 1.3821e-08 | 4.4519e-08 | 0 | 0 | 0 | 0 | 0 | 0 | 0.60343 | 1.06 | 1.3229 | 0.60343 | 1.06 | 1.3229 | 18.2176 | -143.3776 | 130.0217 | 18.2176 | -143.3776 | 130.0217
Line3_1_5 | 0 | 0 | 0 | 0 | 0 | 0 | 0 | 0 | 0 | 0 | 0 | 0 | -3.1439e-08 | 6.8366e-08 | -3.3029e-08 | 1.6381e-08 | -3.4913e-08 | 1.4635e-08 | 2.8807e-08 | -3.0572e-08 | -8.7435e-08 | -1.3746e-08 | 1.3821e-08 | 4.4519e-08 | 0 | 0 | 0 | 0 | 0 | 0 | 0.60343 | 1.06 | 1.3229 | 0.60343 | 1.06 | 1.3229 | 18.2176 | -143.3776 | 130.0217 | 18.2176 | -143.3776 | 130.0217
Line4_2_6 | 0.019454 | 0 | 0 | 0.019454 | 0 | 0 | 0.0044926 | 0 | 0 | 0.0044926 | 0 | 0 | 0.0019103 | 1.71e-07 | -8.3261e-08 | -0.0019043 | -1.375e-07 | 6.4838e-08 | 0.0019112 | -7.6904e-08 | -2.1875e-07 | -0.0019049 | 6.0077e-08 | 1.7578e-07 | -26.7997 | 0 | 0 | 153.2007 | 0 | 0 | 0.60148 | 1.0596 | 1.3228 | 0.59954 | 1.0593 | 1.3227 | 18.2139 | -143.3714 | 130.0059 | 18.2101 | -143.3651 | 129.9901
Line5_6_7 | 0.019454 | 0 | 0 | 0.019454 | 0 | 0 | 0.0044926 | 0 | 0 | 0.0044926 | 0 | 0 | 0.0019043 | 1.3677e-07 | -6.6716e-08 | -0.0018982 | -1.0328e-07 | 4.8232e-08 | 0.0019049 | -6.154e-08 | -1.7498e-07 | -0.0018986 | 4.4699e-08 | 1.3202e-07 | -26.7993 | 0 | 0 | 153.2012 | 0 | 0 | 0.59954 | 1.0593 | 1.3227 | 0.59759 | 1.0589 | 1.3225 | 18.2101 | -143.3651 | 129.9901 | 18.2063 | -143.3589 | 129.9743
Line6_7_8 | 0.019454 | 0 | 0 | 0.019454 | 0 | 0 | 0.0044926 | 0 | 0 | 0.0044926 | 0 | 0 | 0.0018982 | 1.0256e-07 | -5.0109e-08 | -0.0018922 | -6.9077e-08 | 3.1565e-08 | 0.0018986 | -4.6161e-08 | -1.3122e-07 | -0.0018923 | 2.9305e-08 | 8.8266e-08 | -26.7988 | 0 | 0 | 153.2016 | 0 | 0 | 0.59759 | 1.0589 | 1.3225 | 0.59564 | 1.0585 | 1.3224 | 18.2063 | -143.3589 | 129.9743 | 18.2025 | -143.3526 | 129.9585
Line7_8_9 | 0 | 0 | 0 | 0 | 0 | 0 | 0 | 0 | 0 | 0 | 0 | 0 | -1.5529e-08 | 3.4177e-08 | -1.672e-08 | 6.701e-10 | -7.2327e-10 | -1.875e-09 | 1.43e-08 | -1.5383e-08 | -4.3735e-08 | 6.4813e-10 | -1.4616e-09 | 7.966e-10 | 0 | 0 | 0 | 0 | 0 | 0 | 0.59564 | 1.0585 | 1.3224 | 0.59564 | 1.0585 | 1.3224 | 18.2025 | -143.3526 | 129.9585 | 18.2025 | -143.3526 | 129.9585
Line8_8_10 | 0 | 0 | 0 | 0 | 0 | 0 | 0 | 0 | 0 | 0 | 0 | 0 | -1.5529e-08 | 3.4177e-08 | -1.672e-08 | 6.701e-10 | -7.2327e-10 | -1.875e-09 | 1.43e-08 | -1.5383e-08 | -4.3735e-08 | 6.4813e-10 | -1.4616e-09 | 7.966e-10 | 0 | 0 | 0 | 0 | 0 | 0 | 0.59564 | 1.0585 | 1.3224 | 0.59564 | 1.0585 | 1.3224 | 18.2025 | -143.3526 | 129.9585 | 18.2025 | -143.3526 | 129.9585
Line9_3_11 | 1.071e-06 | 1.0707e-06 | 1.0707e-06 | 0 | 0 | 0 | 2.4733e-07 | 2.4727e-07 | 2.4727e-07 | 0 | 0 | 0 | -1.1004e-07 | 2.3928e-07 | -1.156e-07 | 9.498e-08 | -2.0583e-07 | 9.7208e-08 | 1.0082e-07 | -1.07e-07 | -3.0602e-07 | -8.5763e-08 | 9.0251e-08 | 2.6311e-07 | -119.2846 | -119.2841 | -119.2841 | 0 | 0 | 0 | 0.60343 | 1.06 | 1.3229 | 0.60343 | 1.06 | 1.3229 | 18.2176 | -143.3776 | 130.0217 | 18.2176 | -143.3776 | 130.0217

## LG_min_fault_10
name | pf_ikss_a_from_ka | pf_ikss_b_from_ka | pf_ikss_c_from_ka | pf_ikss_a_to_ka | pf_ikss_b_to_ka | pf_ikss_c_to_ka | pf_skss_a_from_mw | pf_skss_b_from_mw | pf_skss_c_from_mw | pf_skss_a_to_mw | pf_skss_b_to_mw | pf_skss_c_to_mw | pf_p_a_from_mw | pf_p_b_from_mw | pf_p_c_from_mw | pf_p_a_to_mw | pf_p_b_to_mw | pf_p_c_to_mw | pf_q_a_from_mvar | pf_q_b_from_mvar | pf_q_c_from_mvar | pf_q_a_to_mvar | pf_q_b_to_mvar | pf_q_c_to_mvar | pf_ikss_a_from_degree | pf_ikss_b_from_degree | pf_ikss_c_from_degree | pf_ikss_a_to_degree | pf_ikss_b_to_degree | pf_ikss_c_to_degree | pf_vm_a_from_pu | pf_vm_b_from_pu | pf_vm_c_from_pu | pf_vm_a_to_pu | pf_vm_b_to_pu | pf_vm_c_to_pu | pf_va_a_from_degree | pf_va_b_from_degree | pf_va_c_from_degree | pf_va_a_to_degree | pf_va_b_to_degree | pf_va_c_to_degree
Line0_1_2 | 0.01843 | 0 | 0 | 0.01843 | 0 | 0 | 0.0042562 | 0 | 0 | 0.0042562 | 0 | 0 | 0.0017199 | 1.842e-07 | -8.9522e-08 | -0.0017145 | -1.5412e-07 | 7.3042e-08 | 0.001721 | -8.2797e-08 | -2.3561e-07 | -0.0017153 | 6.7708e-08 | 1.9705e-07 | -26.8002 | 0 | 0 | 153.2003 | 0 | 0 | 0.57167 | 1.0042 | 1.2533 | 0.56982 | 1.0039 | 1.2532 | 18.2176 | -143.3776 | 130.0217 | 18.2139 | -143.3714 | 130.0059
Line10_11_12 | 0 | 0 | 0 | 0 | 0 | 0 | 0 | 0 | 0 | 0 | 0 | 0 | -8.4651e-08 | 1.8408e-07 | -8.8931e-08 | 7.1136e-08 | -1.5405e-07 | 7.2423e-08 | 7.7563e-08 | -8.2316e-08 | -2.3542e-07 | -6.4046e-08 | 6.7282e-08 | 1.969e-07 | 0 | 0 | 0 | 0 | 0 | 0 | 0.57167 | 1.0042 | 1.2533 | 0.57167 | 1.0042 | 1.2533 | 18.2176 | -143.3776 | 130.0217 | 18.2176 | -143.3776 | 130.0217
Line11_12_13 | 0 | 0 | 0 | 0 | 0 | 0 | 0 | 0 | 0 | 0 | 0 | 0 | -7.0543e-08 | 1.534e-07 | -7.4109e-08 | 5.7028e-08 | -1.2337e-07 | 5.7601e-08 | 6.4636e-08 | -6.8597e-08 | -1.9618e-07 | -5.1119e-08 | 5.3563e-08 | 1.5767e-07 | 0 | 0 | 0 | 0 | 0 | 0 | 0.57167 | 1.0042 | 1.2533 | 0.57167 | 1.0042 | 1.2533 | 18.2176 | -143.3776 | 130.0217 | 18.2176 | -143.3776 | 130.0217
Line12_13_15 | 0 | 0 | 0 | 0 | 0 | 0 | 0 | 0 | 0 | 0 | 0 | 0 | -4.2326e-08 | 9.2038e-08 | -4.4466e-08 | 2.8811e-08 | -6.2014e-08 | 2.7957e-08 | 3.8781e-08 | -4.1158e-08 | -1.1771e-07 | -2.5264e-08 | 2.6124e-08 | 7.9193e-08 | 0 | 0 | 0 | 0 | 0 | 0 | 0.57167 | 1.0042 | 1.2533 | 0.57167 | 1.0042 | 1.2533 | 18.2176 | -143.3776 | 130.0217 | 18.2176 | -143.3776 | 130.0217
Line13_13_14 | 0 | 0 | 0 | 0 | 0 | 0 | 0 | 0 | 0 | 0 | 0 | 0 | -1.4109e-08 | 3.0679e-08 | -1.4822e-08 | 5.9366e-10 | -6.5581e-10 | -1.6867e-09 | 1.2927e-08 | -1.3719e-08 | -3.9237e-08 | 5.8977e-10 | -1.3149e-09 | 7.1974e-10 | 0 | 0 | 0 | 0 | 0 | 0 | 0.57167 | 1.0042 | 1.2533 | 0.57167 | 1.0042 | 1.2533 | 18.2176 | -143.3776 | 130.0217 | 18.2176 | -143.3776 | 130.0217
Line14_15_16 | 0 | 0 | 0 | 0 | 0 | 0 | 0 | 0 | 0 | 0 | 0 | 0 | -2.8217e-08 | 6.1359e-08 | -2.9644e-08 | 1.4702e-08 | -3.1335e-08 | 1.3135e-08 | 2.5854e-08 | -2.7439e-08 | -7.8474e-08 | -1.2337e-08 | 1.2404e-08 | 3.9957e-08 | 0 | 0 | 0 | 0 | 0 | 0 | 0.57167 | 1.0042 | 1.2533 | 0.57167 | 1.0042 | 1.2533 | 18.2176 | -143.3776 | 130.0217 | 18.2176 | -143.3776 | 130.0217
Line15_16_17 | 0 | 0 | 0 | 0 | 0 | 0 | 0 | 0 | 0 | 0 | 0 | 0 | -1.4109e-08 | 3.0679e-08 | -1.4822e-08 | 5.9366e-10 | -6.5581e-10 | -1.6867e-09 | 1.2927e-08 | -1.3719e-08 | -3.9237e-08 | 5.8977e-10 | -1.3149e-09 | 7.1973e-10 | 0 | 0 | 0 | 0 | 0 | 0 | 0.57167 | 1.0042 | 1.2533 | 0.57167 | 1.0042 | 1.2533 | 18.2176 | -143.3776 | 130.0217 | 18.2176 | -143.3776 | 130.0217
Line16_4_18 | 0 | 0 | 0 | 0 | 0 | 0 | 0 | 0 | 0 | 0 | 0 | 0 | -1.4109e-08 | 3.0679e-08 | -1.4822e-08 | 5.9366e-10 | -6.5581e-10 | -1.6867e-09 | 1.2927e-08 | -1.3719e-08 | -3.9237e-08 | 5.8977e-10 | -1.3149e-09 | 7.1973e-10 | 0 | 0 | 0 | 0 | 0 | 0 | 0.57167 | 1.0042 | 1.2533 | 0.57167 | 1.0042 | 1.2533 | 18.2176 | -143.3776 | 130.0217 | 18.2176 | -143.3776 | 130.0217
Line17_5_19 | 0 | 0 | 0 | 0 | 0 | 0 | 0 | 0 | 0 | 0 | 0 | 0 | -1.4109e-08 | 3.0679e-08 | -1.4822e-08 | 5.9366e-10 | -6.5581e-10 | -1.6867e-09 | 1.2927e-08 | -1.3719e-08 | -3.9237e-08 | 5.8977e-10 | -1.3149e-09 | 7.1973e-10 | 0 | 0 | 0 | 0 | 0 | 0 | 0.57167 | 1.0042 | 1.2533 | 0.57167 | 1.0042 | 1.2533 | 18.2176 | -143.3776 | 130.0217 | 18.2176 | -143.3776 | 130.0217
Line1_1_3 | 1.1595e-06 | 1.1593e-06 | 1.1593e-06 | 1.0149e-06 | 1.0147e-06 | 1.0147e-06 | 2.6778e-07 | 2.6773e-07 | 2.6773e-07 | 2.3438e-07 | 2.3433e-07 | 2.3433e-07 | -1.1287e-07 | 2.4543e-07 | -1.1857e-07 | 9.9353e-08 | -2.1541e-07 | 1.0207e-07 | 1.0342e-07 | -1.0975e-07 | -3.1389e-07 | -8.99e-08 | 9.4721e-08 | 2.7538e-07 | -119.2846 | -119.2841 | -119.2841 | 60.358 | 60.3585 | 60.3585 | 0.57167 | 1.0042 | 1.2533 | 0.57167 | 1.0042 | 1.2533 | 18.2176 | -143.3776 | 130.0217 | 18.2176 | -143.3776 | 130.0217
Line2_1_4 | 0 | 0 | 0 | 0 | 0 | 0 | 0 | 0 | 0 | 0 | 0 | 0 | -2.8217e-08 | 6.1359e-08 | -2.9644e-08 | 1.4702e-08 | -3.1335e-08 | 1.3135e-08 | 2.5854e-08 | -2.7439e-08 | -7.8474e-08 | -1.2337e-08 | 1.2404e-08 | 3.9957e-08 | 0 | 0 | 0 | 0 | 0 | 0 | 0.57167 | 1.0042 | 1.2533 | 0.57167 | 1.0042 | 1.2533 | 18.2176 | -143.3776 | 130.0217 | 18.2176 | -143.3776 | 130.0217
Line3_1_5 | 0 | 0 | 0 | 0 | 0 | 0 | 0 | 0 | 0 | 0 | 0 | 0 | -2.8217e-08 | 6.1359e-08 | -2.9644e-08 | 1.4702e-08 | -3.1335e-08 | 1.3135e-08 | 2.5854e-08 | -2.7439e-08 | -7.8474e-08 | -1.2337e-08 | 1.2404e-08 | 3.9957e-08 | 0 | 0 | 0 | 0 | 0 | 0 | 0.57167 | 1.0042 | 1.2533 | 0.57167 | 1.0042 | 1.2533 | 18.2176 | -143.3776 | 130.0217 | 18.2176 | -143.3776 | 130.0217
Line4_2_6 | 0.01843 | 0 | 0 | 0.01843 | 0 | 0 | 0.0042562 | 0 | 0 | 0.0042562 | 0 | 0 | 0.0017145 | 1.5347e-07 | -7.4727e-08 | -0.0017091 | -1.234e-07 | 5.8193e-08 | 0.0017153 | -6.9022e-08 | -1.9633e-07 | -0.0017097 | 5.3919e-08 | 1.5777e-07 | -26.7997 | 0 | 0 | 153.2007 | 0 | 0 | 0.56982 | 1.0039 | 1.2532 | 0.56798 | 1.0035 | 1.2531 | 18.2139 | -143.3714 | 130.0059 | 18.2101 | -143.3651 | 129.9901
Line5_6_7 | 0.01843 | 0 | 0 | 0.01843 | 0 | 0 | 0.0042562 | 0 | 0 | 0.0042562 | 0 | 0 | 0.0017091 | 1.2275e-07 | -5.9878e-08 | -0.0017037 | -9.2696e-08 | 4.3289e-08 | 0.0017097 | -5.5233e-08 | -1.5705e-07 | -0.001704 | 4.0117e-08 | 1.1849e-07 | -26.7993 | 0 | 0 | 153.2012 | 0 | 0 | 0.56798 | 1.0035 | 1.2531 | 0.56614 | 1.0032 | 1.2529 | 18.2101 | -143.3651 | 129.9901 | 18.2063 | -143.3589 | 129.9743
Line6_7_8 | 0.01843 | 0 | 0 | 0.01843 | 0 | 0 | 0.0042562 | 0 | 0 | 0.0042562 | 0 | 0 | 0.0017037 | 9.2045e-08 | -4.4973e-08 | -0.0016983 | -6.1997e-08 | 2.833e-08 | 0.001704 | -4.143e-08 | -1.1777e-07 | -0.0016983 | 2.6302e-08 | 7.922e-08 | -26.7988 | 0 | 0 | 153.2016 | 0 | 0 | 0.56614 | 1.0032 | 1.2529 | 0.56429 | 1.0028 | 1.2528 | 18.2063 | -143.3589 | 129.9743 | 18.2025 | -143.3526 | 129.9585
Line7_8_9 | 0 | 0 | 0 | 0 | 0 | 0 | 0 | 0 | 0 | 0 | 0 | 0 | -1.3937e-08 | 3.0674e-08 | -1.5006e-08 | 6.0142e-10 | -6.4914e-10 | -1.6829e-09 | 1.2834e-08 | -1.3807e-08 | -3.9252e-08 | 5.817e-10 | -1.3118e-09 | 7.1495e-10 | 0 | 0 | 0 | 0 | 0 | 0 | 0.56429 | 1.0028 | 1.2528 | 0.56429 | 1.0028 | 1.2528 | 18.2025 | -143.3526 | 129.9585 | 18.2025 | -143.3526 | 129.9585
Line8_8_10 | 0 | 0 | 0 | 0 | 0 | 0 | 0 | 0 | 0 | 0 | 0 | 0 | -1.3937e-08 | 3.0674e-08 | -1.5006e-08 | 6.0142e-10 | -6.4914e-10 | -1.6829e-09 | 1.2834e-08 | -1.3807e-08 | -3.9252e-08 | 5.817e-10 | -1.3118e-09 | 7.1495e-10 | 0 | 0 | 0 | 0 | 0 | 0 | 0.56429 | 1.0028 | 1.2528 | 0.56429 | 1.0028 | 1.2528 | 18.2025 | -143.3526 | 129.9585 | 18.2025 | -143.3526 | 129.9585
Line9_3_11 | 1.0146e-06 | 1.0144e-06 | 1.0144e-06 | 0 | 0 | 0 | 2.3431e-07 | 2.3426e-07 | 2.3426e-07 | 0 | 0 | 0 | -9.876e-08 | 2.1476e-07 | -1.0375e-07 | 8.5245e-08 | -1.8473e-07 | 8.7244e-08 | 9.049e-08 | -9.6036e-08 | -2.7466e-07 | -7.6973e-08 | 8.1001e-08 | 2.3614e-07 | -119.2846 | -119.2841 | -119.2841 | 0 | 0 | 0 | 0.57167 | 1.0042 | 1.2533 | 0.57167 | 1.0042 | 1.2533 | 18.2176 | -143.3776 | 130.0217 | 18.2176 | -143.3776 | 130.0217

## LLG_max_6
name | pf_ikss_a_from_ka | pf_ikss_b_from_ka | pf_ikss_c_from_ka | pf_ikss_a_to_ka | pf_ikss_b_to_ka | pf_ikss_c_to_ka | pf_skss_a_from_mw | pf_skss_b_from_mw | pf_skss_c_from_mw | pf_skss_a_to_mw | pf_skss_b_to_mw | pf_skss_c_to_mw | pf_p_a_from_mw | pf_p_b_from_mw | pf_p_c_from_mw | pf_p_a_to_mw | pf_p_b_to_mw | pf_p_c_to_mw | pf_q_a_from_mvar | pf_q_b_from_mvar | pf_q_c_from_mvar | pf_q_a_to_mvar | pf_q_b_to_mvar | pf_q_c_to_mvar | pf_ikss_a_from_degree | pf_ikss_b_from_degree | pf_ikss_c_from_degree | pf_ikss_a_to_degree | pf_ikss_b_to_degree | pf_ikss_c_to_degree | pf_vm_a_from_pu | pf_vm_b_from_pu | pf_vm_c_from_pu | pf_vm_a_to_pu | pf_vm_b_to_pu | pf_vm_c_to_pu | pf_va_a_from_degree | pf_va_b_from_degree | pf_va_c_from_degree | pf_va_a_to_degree | pf_va_b_to_degree | pf_va_c_to_degree
Line0_1_2 | 1.1414e-06 | 1.8962 | 1.8739 | 0 | 1.8962 | 1.8739 | 2.6359e-07 | 0.43791 | 0.43275 | 0 | 0.43791 | 0.43275 | 1.8838e-08 | 0.14331 | 0.14097 | -1.8537e-08 | -0.10748 | -0.10573 | -4.1433e-07 | 0.2872 | 0.28136 | 3.4527e-07 | -0.2154 | -0.21102 | 87.2513 | -158.0226 | 22.2585 | 0 | 21.9774 | -157.7415 | 1.5735 | 0.73296 | 0.72719 | 1.5733 | 0.54972 | 0.54539 | -0.14553 | -94.5412 | 85.6461 | -0.15821 | -94.5412 | 85.6461
Line10_11_12 | 1.1406e-06 | 1.1577e-06 | 1.1237e-06 | 0 | 0 | 0 | 2.634e-07 | 2.6736e-07 | 2.5951e-07 | 0 | 0 | 0 | 1.959e-08 | -1.9584e-07 | 1.8867e-07 | -1.9346e-08 | 1.6378e-07 | -1.5686e-07 | -4.14e-07 | 6.8235e-09 | -3.8873e-09 | 3.4498e-07 | -4.4732e-09 | 1.6595e-09 | 87.1452 | 87.4542 | 86.8264 | 0 | 0 | 0 | 1.5735 | 0.73296 | 0.72719 | 1.5735 | 0.73296 | 0.72719 | -0.14553 | -94.5412 | 85.6461 | -0.14553 | -94.5412 | 85.6461
Line11_12_13 | 0 | 0 | 0 | 0 | 0 | 0 | 0 | 0 | 0 | 0 | 0 | 0 | 1.6325e-08 | -1.632e-07 | 1.5723e-07 | -1.6081e-08 | 1.3114e-07 | -1.2541e-07 | -3.45e-07 | 5.6862e-09 | -3.2394e-09 | 2.7598e-07 | -3.336e-09 | 1.0117e-09 | 0 | 0 | 0 | 0 | 0 | 0 | 1.5735 | 0.73296 | 0.72719 | 1.5735 | 0.73296 | 0.72719 | -0.14553 | -94.5412 | 85.6461 | -0.14553 | -94.5412 | 85.6461
Line12_13_15 | 0 | 0 | 0 | 0 | 0 | 0 | 0 | 0 | 0 | 0 | 0 | 0 | 9.7952e-09 | -9.7922e-08 | 9.4337e-08 | -9.5504e-09 | 6.586e-08 | -6.2519e-08 | -2.07e-07 | 3.4117e-09 | -1.9436e-09 | 1.3798e-07 | -1.0615e-09 | -2.8411e-10 | 0 | 0 | 0 | 0 | 0 | 0 | 1.5735 | 0.73296 | 0.72719 | 1.5735 | 0.73296 | 0.72719 | -0.14553 | -94.5412 | 85.6461 | -0.14553 | -94.5412 | 85.6461
Line13_13_14 | 0 | 0 | 0 | 0 | 0 | 0 | 0 | 0 | 0 | 0 | 0 | 0 | 3.2651e-09 | -3.2641e-08 | 3.1446e-08 | -3.0202e-09 | 5.7803e-10 | 3.7237e-10 | -6.9e-08 | 1.1372e-09 | -6.4788e-10 | -1.5387e-11 | 1.213e-09 | -1.5799e-09 | 0 | 0 | 0 | 0 | 0 | 0 | 1.5735 | 0.73296 | 0.72719 | 1.5735 | 0.73296 | 0.72719 | -0.14553 | -94.5412 | 85.6461 | -0.14553 | -94.5412 | 85.6461
Line14_15_16 | 0 | 0 | 0 | 0 | 0 | 0 | 0 | 0 | 0 | 0 | 0 | 0 | 6.5301e-09 | -6.5282e-08 | 6.2891e-08 | -6.2853e-09 | 3.3219e-08 | -3.1073e-08 | -1.38e-07 | 2.2745e-09 | -1.2958e-09 | 6.8984e-08 | 7.5782e-11 | -9.3199e-10 | 0 | 0 | 0 | 0 | 0 | 0 | 1.5735 | 0.73296 | 0.72719 | 1.5735 | 0.73296 | 0.72719 | -0.14553 | -94.5412 | 85.6461 | -0.14553 | -94.5412 | 85.6461
Line15_16_17 | 0 | 0 | 0 | 0 | 0 | 0 | 0 | 0 | 0 | 0 | 0 | 0 | 3.2651e-09 | -3.2641e-08 | 3.1446e-08 | -3.0202e-09 | 5.7803e-10 | 3.7237e-10 | -6.9e-08 | 1.1372e-09 | -6.4788e-10 | -1.5387e-11 | 1.213e-09 | -1.5799e-09 | 0 | 0 | 0 | 0 | 0 | 0 | 1.5735 | 0.73296 | 0.72719 | 1.5735 | 0.73296 | 0.72719 | -0.14553 | -94.5412 | 85.6461 | -0.14553 | -94.5412 | 85.6461
Line16_4_18 | 0 | 0 | 0 | 0 | 0 | 0 | 0 | 0 | 0 | 0 | 0 | 0 | 3.2651e-09 | -3.2641e-08 | 3.1446e-08 | -3.0202e-09 | 5.7803e-10 | 3.7237e-10 | -6.9e-08 | 1.1373e-09 | -6.4788e-10 | -1.5386e-11 | 1.213e-09 | -1.5799e-09 | 0 | 0 | 0 | 0 | 0 | 0 | 1.5735 | 0.73296 | 0.72719 | 1.5735 | 0.73296 | 0.72719 | -0.14553 | -94.5412 | 85.6461 | -0.14553 | -94.5412 | 85.6461
Line17_5_19 | 0 | 0 | 0 | 0 | 0 | 0 | 0 | 0 | 0 | 0 | 0 | 0 | 3.2651e-09 | -3.2641e-08 | 3.1446e-08 | -3.0202e-09 | 5.7803e-10 | 3.7237e-10 | -6.9e-08 | 1.1373e-09 | -6.4788e-10 | -1.5386e-11 | 1.213e-09 | -1.5799e-09 | 0 | 0 | 0 | 0 | 0 | 0 | 1.5735 | 0.73296 | 0.72719 | 1.5735 | 0.73296 | 0.72719 | -0.14553 | -94.5412 | 85.6461 | -0.14553 | -94.5412 | 85.6461
Line1_1_3 | 1.5208e-06 | 1.5436e-06 | 1.4983e-06 | 1.331e-06 | 1.3538e-06 | 1.3086e-06 | 3.5121e-07 | 3.5648e-07 | 3.4601e-07 | 3.0739e-07 | 3.1265e-07 | 3.0221e-07 | 2.6121e-08 | -2.6113e-07 | 2.5156e-07 | -2.5876e-08 | 2.2906e-07 | -2.1975e-07 | -5.52e-07 | 9.098e-09 | -5.183e-09 | 4.8298e-07 | -6.7477e-09 | 2.9553e-09 | 87.1452 | 87.4542 | 86.8264 | -93.2122 | -92.8539 | -93.5834 | 1.5735 | 0.73296 | 0.72719 | 1.5735 | 0.73296 | 0.72719 | -0.14553 | -94.5412 | 85.6461 | -0.14553 | -94.5412 | 85.6461
Line2_1_4 | 0 | 0 | 0 | 0 | 0 | 0 | 0 | 0 | 0 | 0 | 0 | 0 | 6.5301e-09 | -6.5282e-08 | 6.2891e-08 | -6.2853e-09 | 3.3219e-08 | -3.1073e-08 | -1.38e-07 | 2.2745e-09 | -1.2958e-09 | 6.8984e-08 | 7.5765e-11 | -9.3199e-10 | 0 | 0 | 0 | 0 | 0 | 0 | 1.5735 | 0.73296 | 0.72719 | 1.5735 | 0.73296 | 0.72719 | -0.14553 | -94.5412 | 85.6461 | -0.14553 | -94.5412 | 85.6461
Line3_1_5 | 0 | 0 | 0 | 0 | 0 | 0 | 0 | 0 | 0 | 0 | 0 | 0 | 6.5301e-09 | -6.5282e-08 | 6.2891e-08 | -6.2853e-09 | 3.3219e-08 | -3.1073e-08 | -1.38e-07 | 2.2745e-09 | -1.2958e-09 | 6.8984e-08 | 7.5765e-11 | -9.3199e-10 | 0 | 0 | 0 | 0 | 0 | 0 | 1.5735 | 0.73296 | 0.72719 | 1.5735 | 0.73296 | 0.72719 | -0.14553 | -94.5412 | 85.6461 | -0.14553 | -94.5412 | 85.6461
Line4_2_6 | 0 | 1.8962 | 1.8739 | 0 | 1.8962 | 1.8739 | 0 | 0.43791 | 0.43275 | 0 | 0.43791 | 0.43275 | 1.5518e-08 | 0.10748 | 0.10573 | -1.5295e-08 | -0.071655 | -0.070484 | -3.4529e-07 | 0.2154 | 0.21102 | 2.7622e-07 | -0.1436 | -0.14068 | 0 | -158.0226 | 22.2585 | 0 | 21.9774 | -157.7415 | 1.5733 | 0.54972 | 0.54539 | 1.5731 | 0.36648 | 0.3636 | -0.15821 | -94.5412 | 85.6461 | -0.1709 | -94.5412 | 85.6461
Line5_6_7 | 0 | 1.8962 | 1.8739 | 0 | 1.8962 | 1.8739 | 0 | 0.43791 | 0.43275 | 0 | 0.43791 | 0.43275 | 1.2277e-08 | 0.071655 | 0.070484 | -1.2131e-08 | -0.035828 | -0.035242 | -2.7624e-07 | 0.1436 | 0.14068 | 2.0716e-07 | -0.071801 | -0.070339 | 0 | -158.0226 | 22.2585 | 0 | 21.9774 | -157.7415 | 1.5731 | 0.36648 | 0.3636 | 1.573 | 0.18324 | 0.1818 | -0.1709 | -94.5412 | 85.6461 | -0.18359 | -94.5412 | 85.6461
Line6_7_8 | 0 | 1.8962 | 1.8739 | 0 | 1.8962 | 1.8739 | 0 | 0.43791 | 0.43275 | 0 | 0.43791 | 0.43275 | 9.1143e-09 | 0.035828 | 0.035242 | -9.0445e-09 | 1.1803e-14 | 1.3587e-14 | -2.0718e-07 | 0.071801 | 0.070339 | 1.3809e-07 | 8.6147e-14 | -7.3983e-14 | 0 | -158.0226 | 22.2585 | 0 | 21.9774 | -157.7415 | 1.573 | 0.18324 | 0.1818 | 1.5728 | 0 | 0 | -0.18359 | -94.5412 | 85.6461 | -0.19628 | 0 | 0
Line7_8_9 | 0 | 0 | 0 | 0 | 0 | 0 | 0 | 0 | 0 | 0 | 0 | 0 | 3.0148e-09 | 8.9961e-21 | 5.7441e-21 | -3.0148e-09 | 2.2841e-19 | -1.1194e-17 | -6.9056e-08 | 2.6974e-21 | 4.1112e-21 | -2.0743e-11 | 2.3166e-17 | -5.4539e-18 | 0 | 0 | 0 | 0 | 0 | 0 | 1.5728 | 0 | 0 | 1.5728 | 0 | 0 | -0.19628 | 0 | 0 | -0.19628 | 0 | 0
Line8_8_10 | 0 | 0 | 0 | 0 | 0 | 0 | 0 | 0 | 0 | 0 | 0 | 0 | 3.0148e-09 | 8.9961e-21 | 5.7441e-21 | -3.0148e-09 | 2.2841e-19 | -1.1194e-17 | -6.9056e-08 | 2.6974e-21 | 4.1112e-21 | -2.0743e-11 | 2.3166e-17 | -5.4539e-18 | 0 | 0 | 0 | 0 | 0 | 0 | 1.5728 | 0 | 0 | 1.5728 | 0 | 0 | -0.19628 | 0 | 0 | -0.19628 | 0 | 0
Line9_3_11 | 1.3307e-06 | 1.3507e-06 | 1.311e-06 | 1.141e-06 | 1.1609e-06 | 1.1213e-06 | 3.073e-07 | 3.1192e-07 | 3.0276e-07 | 2.6349e-07 | 2.681e-07 | 2.5896e-07 | 2.2856e-08 | -2.2849e-07 | 2.2012e-07 | -2.2611e-08 | 1.9642e-07 | -1.883e-07 | -4.83e-07 | 7.9608e-09 | -4.5351e-09 | 4.1398e-07 | -5.6105e-09 | 2.3074e-09 | 87.1452 | 87.4542 | 86.8264 | -93.2718 | -92.9051 | -93.6518 | 1.5735 | 0.73296 | 0.72719 | 1.5735 | 0.73296 | 0.72719 | -0.14553 | -94.5412 | 85.6461 | -0.14553 | -94.5412 | 85.6461

## LLG_max_10
name | pf_ikss_a_from_ka | pf_ikss_b_from_ka | pf_ikss_c_from_ka | pf_ikss_a_to_ka | pf_ikss_b_to_ka | pf_ikss_c_to_ka | pf_skss_a_from_mw | pf_skss_b_from_mw | pf_skss_c_from_mw | pf_skss_a_to_mw | pf_skss_b_to_mw | pf_skss_c_to_mw | pf_p_a_from_mw | pf_p_b_from_mw | pf_p_c_from_mw | pf_p_a_to_mw | pf_p_b_to_mw | pf_p_c_to_mw | pf_q_a_from_mvar | pf_q_b_from_mvar | pf_q_c_from_mvar | pf_q_a_to_mvar | pf_q_b_to_mvar | pf_q_c_to_mvar | pf_ikss_a_from_degree | pf_ikss_b_from_degree | pf_ikss_c_from_degree | pf_ikss_a_to_degree | pf_ikss_b_to_degree | pf_ikss_c_to_degree | pf_vm_a_from_pu | pf_vm_b_from_pu | pf_vm_c_from_pu | pf_vm_a_to_pu | pf_vm_b_to_pu | pf_vm_c_to_pu | pf_va_a_from_degree | pf_va_b_from_degree | pf_va_c_from_degree | pf_va_a_to_degree | pf_va_b_to_degree | pf_va_c_to_degree
Line0_1_2 | 1.1957e-06 | 1.9681 | 1.9446 | 0 | 1.9681 | 1.9446 | 2.7614e-07 | 0.45451 | 0.4491 | 0 | 0.45451 | 0.4491 | 2.0674e-08 | 0.15437 | 0.15182 | -2.0344e-08 | -0.11578 | -0.11387 | -4.5473e-07 | 0.30938 | 0.30301 | 3.7893e-07 | -0.23203 | -0.22726 | 87.2492 | -158.19 | 22.0918 | 0 | 21.81 | -157.9082 | 1.6484 | 0.76072 | 0.75467 | 1.6482 | 0.57054 | 0.566 | -0.14761 | -94.7085 | 85.4793 | -0.1603 | -94.7085 | 85.4793
Line10_11_12 | 1.1949e-06 | 1.2135e-06 | 1.1765e-06 | 0 | 1.0147e-06 | 0 | 2.7595e-07 | 2.8025e-07 | 2.7171e-07 | 0 | 2.3434e-07 | 0 | 2.15e-08 | -2.1304e-07 | 2.0499e-07 | -2.1232e-08 | 1.7818e-07 | -1.7041e-07 | -4.5436e-07 | 8.0708e-09 | -4.7792e-09 | 3.7862e-07 | -5.4149e-09 | 2.2577e-09 | 87.1432 | 87.461 | 86.8148 | 0 | -92.9679 | 0 | 1.6484 | 0.76072 | 0.75467 | 1.6484 | 0.76072 | 0.75467 | -0.14762 | -94.7085 | 85.4793 | -0.14762 | -94.7085 | 85.4793
Line11_12_13 | 0 | 1.0113e-06 | 0 | 0 | 0 | 0 | 0 | 2.3354e-07 | 0 | 0 | 0 | 0 | 1.7917e-08 | -1.7753e-07 | 1.7083e-07 | -1.7648e-08 | 1.4268e-07 | -1.3624e-07 | -3.7863e-07 | 6.7257e-09 | -3.9827e-09 | 3.0289e-07 | -4.0697e-09 | 1.4612e-09 | 0 | 87.461 | 0 | 0 | 0 | 0 | 1.6484 | 0.76072 | 0.75467 | 1.6484 | 0.76072 | 0.75467 | -0.14762 | -94.7085 | 85.4793 | -0.14762 | -94.7085 | 85.4793
Line12_13_15 | 0 | 0 | 0 | 0 | 0 | 0 | 0 | 0 | 0 | 0 | 0 | 0 | 1.075e-08 | -1.0652e-07 | 1.025e-07 | -1.0481e-08 | 7.1665e-08 | -6.7912e-08 | -2.2718e-07 | 4.0354e-09 | -2.3896e-09 | 1.5144e-07 | -1.3794e-09 | -1.3189e-10 | 0 | 0 | 0 | 0 | 0 | 0 | 1.6484 | 0.76072 | 0.75467 | 1.6484 | 0.76072 | 0.75467 | -0.14762 | -94.7085 | 85.4793 | -0.14762 | -94.7085 | 85.4793
Line13_13_14 | 0 | 0 | 0 | 0 | 0 | 0 | 0 | 0 | 0 | 0 | 0 | 0 | 3.5834e-09 | -3.5506e-08 | 3.4166e-08 | -3.3147e-09 | 6.5226e-10 | 4.1962e-10 | -7.5727e-08 | 1.3451e-09 | -7.9653e-10 | -1.7129e-11 | 1.3108e-09 | -1.725e-09 | 0 | 0 | 0 | 0 | 0 | 0 | 1.6484 | 0.76072 | 0.75467 | 1.6484 | 0.76072 | 0.75467 | -0.14762 | -94.7085 | 85.4793 | -0.14762 | -94.7085 | 85.4793
Line14_15_16 | 0 | 0 | 0 | 0 | 0 | 0 | 0 | 0 | 0 | 0 | 0 | 0 | 7.1668e-09 | -7.1013e-08 | 6.8331e-08 | -6.898e-09 | 3.6159e-08 | -3.3746e-08 | -1.5145e-07 | 2.6903e-09 | -1.5931e-09 | 7.571e-08 | -3.4312e-11 | -9.2842e-10 | 0 | 0 | 0 | 0 | 0 | 0 | 1.6484 | 0.76072 | 0.75467 | 1.6484 | 0.76072 | 0.75467 | -0.14762 | -94.7085 | 85.4793 | -0.14762 | -94.7085 | 85.4793
Line15_16_17 | 0 | 0 | 0 | 0 | 0 | 0 | 0 | 0 | 0 | 0 | 0 | 0 | 3.5834e-09 | -3.5506e-08 | 3.4166e-08 | -3.3147e-09 | 6.5226e-10 | 4.1962e-10 | -7.5727e-08 | 1.3451e-09 | -7.9653e-10 | -1.7129e-11 | 1.3108e-09 | -1.725e-09 | 0 | 0 | 0 | 0 | 0 | 0 | 1.6484 | 0.76072 | 0.75467 | 1.6484 | 0.76072 | 0.75467 | -0.14762 | -94.7085 | 85.4793 | -0.14762 | -94.7085 | 85.4793
Line16_4_18 | 0 | 0 | 0 | 0 | 0 | 0 | 0 | 0 | 0 | 0 | 0 | 0 | 3.5834e-09 | -3.5506e-08 | 3.4166e-08 | -3.3147e-09 | 6.5226e-10 | 4.1962e-10 | -7.5727e-08 | 1.3452e-09 | -7.9653e-10 | -1.7128e-11 | 1.3108e-09 | -1.725e-09 | 0 | 0 | 0 | 0 | 0 | 0 | 1.6484 | 0.76072 | 0.75467 | 1.6484 | 0.76072 | 0.75467 | -0.14761 | -94.7085 | 85.4793 | -0.14761 | -94.7085 | 85.4793
Line17_5_19 | 0 | 0 | 0 | 0 | 0 | 0 | 0 | 0 | 0 | 0 | 0 | 0 | 3.5834e-09 | -3.5506e-08 | 3.4166e-08 | -3.3147e-09 | 6.5226e-10 | 4.1962e-10 | -7.5727e-08 | 1.3452e-09 | -7.9653e-10 | -1.7128e-11 | 1.3108e-09 | -1.725e-09 | 0 | 0 | 0 | 0 | 0 | 0 | 1.6484 | 0.76072 | 0.75467 | 1.6484 | 0.76072 | 0.75467 | -0.14761 | -94.7085 | 85.4793 | -0.14761 | -94.7085 | 85.4793
Line1_1_3 | 1.5932e-06 | 1.618e-06 | 1.5687e-06 | 1.3944e-06 | 1.4192e-06 | 1.37e-06 | 3.6793e-07 | 3.7367e-07 | 3.6228e-07 | 3.2203e-07 | 3.2775e-07 | 3.1639e-07 | 2.8667e-08 | -2.8405e-07 | 2.7333e-07 | -2.8398e-08 | 2.492e-07 | -2.3874e-07 | -6.0581e-07 | 1.0761e-08 | -6.3722e-09 | 5.3007e-07 | -8.1052e-09 | 3.8507e-09 | 87.1432 | 87.461 | 86.8148 | -93.2143 | -92.8456 | -93.5967 | 1.6484 | 0.76072 | 0.75467 | 1.6484 | 0.76072 | 0.75467 | -0.14761 | -94.7085 | 85.4793 | -0.14761 | -94.7085 | 85.4793
Line2_1_4 | 0 | 0 | 0 | 0 | 0 | 0 | 0 | 0 | 0 | 0 | 0 | 0 | 7.1667e-09 | -7.1013e-08 | 6.8331e-08 | -6.898e-09 | 3.6159e-08 | -3.3746e-08 | -1.5145e-07 | 2.6903e-09 | -1.5931e-09 | 7.571e-08 | -3.4332e-11 | -9.2842e-10 | 0 | 0 | 0 | 0 | 0 | 0 | 1.6484 | 0.76072 | 0.75467 | 1.6484 | 0.76072 | 0.75467 | -0.14761 | -94.7085 | 85.4793 | -0.14761 | -94.7085 | 85.4793
Line3_1_5 | 0 | 0 | 0 | 0 | 0 | 0 | 0 | 0 | 0 | 0 | 0 | 0 | 7.1667e-09 | -7.1013e-08 | 6.8331e-08 | -6.898e-09 | 3.6159e-08 | -3.3746e-08 | -1.5145e-07 | 2.6903e-09 | -1.5931e-09 | 7.571e-08 | -3.4332e-11 | -9.2842e-10 | 0 | 0 | 0 | 0 | 0 | 0 | 1.6484 | 0.76072 | 0.75467 | 1.6484 | 0.76072 | 0.75467 | -0.14761 | -94.7085 | 85.4793 | -0.14761 | -94.7085 | 85.4793
Line4_2_6 | 0 | 1.9681 | 1.9446 | 0 | 1.9681 | 1.9446 | 0 | 0.45451 | 0.4491 | 0 | 0.45451 | 0.4491 | 1.7031e-08 | 0.11578 | 0.11387 | -1.6786e-08 | -0.077187 | -0.07591 | -3.7895e-07 | 0.23203 | 0.22726 | 3.0315e-07 | -0.15469 | -0.15151 | 0 | -158.19 | 22.0918 | 0 | 21.81 | -157.9082 | 1.6482 | 0.57054 | 0.566 | 1.648 | 0.38036 | 0.37733 | -0.1603 | -94.7085 | 85.4793 | -0.17298 | -94.7085 | 85.4793
Line5_6_7 | 0 | 1.9681 | 1.9446 | 0 | 1.9681 | 1.9446 | 0 | 0.45451 | 0.4491 | 0 | 0.45451 | 0.4491 | 1.3474e-08 | 0.077187 | 0.07591 | -1.3313e-08 | -0.038593 | -0.037955 | -3.0317e-07 | 0.15469 | 0.15151 | 2.2736e-07 | -0.077344 | -0.075753 | 0 | -158.19 | 22.0918 | 0 | 21.81 | -157.9082 | 1.648 | 0.38036 | 0.37733 | 1.6479 | 0.19018 | 0.18867 | -0.17298 | -94.7085 | 85.4793 | -0.18567 | -94.7085 | 85.4793
Line6_7_8 | 0 | 1.9681 | 1.9446 | 0 | 1.9681 | 1.9446 | 0 | 0.45451 | 0.4491 | 0 | 0.45451 | 0.4491 | 1.0003e-08 | 0.038593 | 0.037955 | -9.9262e-09 | 1.6427e-14 | 1.7635e-14 | -2.2738e-07 | 0.077344 | 0.075753 | 1.5155e-07 | 6.93e-14 | -7.1892e-14 | 0 | -158.19 | 22.0918 | 0 | 21.81 | -157.9082 | 1.6479 | 0.19018 | 0.18867 | 1.6477 | 0 | 0 | -0.18567 | -94.7085 | 85.4793 | -0.19837 | 0 | 0
Line7_8_9 | 0 | 0 | 0 | 0 | 0 | 0 | 0 | 0 | 0 | 0 | 0 | 0 | 3.3087e-09 | 7.6223e-21 | 5.4686e-21 | -3.3087e-09 | 2.515e-19 | -1.2286e-17 | -7.5789e-08 | 1.4804e-21 | 4.3974e-21 | -2.3007e-11 | 2.5425e-17 | -5.9851e-18 | 0 | 0 | 0 | 0 | 0 | 0 | 1.6477 | 0 | 0 | 1.6477 | 0 | 0 | -0.19837 | 0 | 0 | -0.19837 | 0 | 0
Line8_8_10 | 0 | 0 | 0 | 0 | 0 | 0 | 0 | 0 | 0 | 0 | 0 | 0 | 3.3087e-09 | 7.6223e-21 | 5.4686e-21 | -3.3087e-09 | 2.515e-19 | -1.2286e-17 | -7.5789e-08 | 1.4804e-21 | 4.3974e-21 | -2.3008e-11 | 2.5425e-17 | -5.9851e-18 | 0 | 0 | 0 | 0 | 0 | 0 | 1.6477 | 0 | 0 | 1.6477 | 0 | 0 | -0.19837 | 0 | 0 | -0.19837 | 0 | 0
Line9_3_11 | 1.394e-06 | 1.4158e-06 | 1.3726e-06 | 1.1953e-06 | 1.217e-06 | 1.1739e-06 | 3.2194e-07 | 3.2696e-07 | 3.1699e-07 | 2.7604e-07 | 2.8105e-07 | 2.7111e-07 | 2.5084e-08 | -2.4854e-07 | 2.3916e-07 | -2.4815e-08 | 2.1369e-07 | -2.0457e-07 | -5.3009e-07 | 9.416e-09 | -5.5757e-09 | 4.5434e-07 | -6.76e-09 | 3.0542e-09 | 87.1432 | 87.461 | 86.8148 | -93.2738 | -92.8966 | -93.6654 | 1.6484 | 0.76072 | 0.75467 | 1.6484 | 0.76072 | 0.75467 | -0.14761 | -94.7085 | 85.4793 | -0.14762 | -94.7085 | 85.4793

## LLG_max_fault_6
name | pf_ikss_a_from_ka | pf_ikss_b_from_ka | pf_ikss_c_from_ka | pf_ikss_a_to_ka | pf_ikss_b_to_ka | pf_ikss_c_to_ka | pf_skss_a_from_mw | pf_skss_b_from_mw | pf_skss_c_from_mw | pf_skss_a_to_mw | pf_skss_b_to_mw | pf_skss_c_to_mw | pf_p_a_from_mw | pf_p_b_from_mw | pf_p_c_from_mw | pf_p_a_to_mw | pf_p_b_to_mw | pf_p_c_to_mw | pf_q_a_from_mvar | pf_q_b_from_mvar | pf_q_c_from_mvar | pf_q_a_to_mvar | pf_q_b_to_mvar | pf_q_c_to_mvar | pf_ikss_a_from_degree | pf_ikss_b_from_degree | pf_ikss_c_from_degree | pf_ikss_a_to_degree | pf_ikss_b_to_degree | pf_ikss_c_to_degree | pf_vm_a_from_pu | pf_vm_b_from_pu | pf_vm_c_from_pu | pf_vm_a_to_pu | pf_vm_b_to_pu | pf_vm_c_to_pu | pf_va_a_from_degree | pf_va_b_from_degree | pf_va_c_from_degree | pf_va_a_to_degree | pf_va_b_to_degree | pf_va_c_to_degree
Line0_1_2 | 0 | 0.033415 | 0.026723 | 0 | 0.033415 | 0.026723 | 0 | 0.007717 | 0.0061714 | 0 | 0.007717 | 0.0061714 | 6.4961e-08 | 0.0056202 | 0.003605 | -5.5663e-08 | -0.0056109 | -0.0035963 | -2.1855e-07 | 0.0056709 | 0.0036261 | 1.8174e-07 | -0.0056489 | -0.0036121 | 0 | -147.1372 | 59.4586 | 0 | 32.8629 | -120.5415 | 1.3677 | 1.0346 | 0.82852 | 1.3676 | 1.0317 | 0.82594 | -4.449 | -101.88 | 104.6257 | -4.4569 | -101.9436 | 104.5843
Line10_11_12 | 0 | 0 | 0 | 0 | 0 | 0 | 0 | 0 | 0 | 0 | 0 | 0 | 6.5318e-08 | -1.7017e-07 | 1.1199e-07 | -5.6041e-08 | 1.4167e-07 | -9.2767e-08 | -2.1827e-07 | -2.7592e-08 | 8.0636e-08 | 1.8148e-07 | 2.4232e-08 | -6.8042e-08 | 0 | 0 | 0 | 0 | 0 | 0 | 1.3677 | 1.0346 | 0.82852 | 1.3677 | 1.0346 | 0.82852 | -4.449 | -101.88 | 104.6257 | -4.449 | -101.88 | 104.6257
Line11_12_13 | 0 | 0 | 0 | 0 | 0 | 0 | 0 | 0 | 0 | 0 | 0 | 0 | 5.4432e-08 | -1.4181e-07 | 9.3326e-08 | -4.5155e-08 | 1.1331e-07 | -7.4102e-08 | -1.8189e-07 | -2.2993e-08 | 6.7197e-08 | 1.451e-07 | 1.9633e-08 | -5.4603e-08 | 0 | 0 | 0 | 0 | 0 | 0 | 1.3677 | 1.0346 | 0.82852 | 1.3677 | 1.0346 | 0.82852 | -4.449 | -101.88 | 104.6257 | -4.449 | -101.88 | 104.6257
Line12_13_15 | 0 | 0 | 0 | 0 | 0 | 0 | 0 | 0 | 0 | 0 | 0 | 0 | 3.2659e-08 | -8.5086e-08 | 5.5996e-08 | -2.3382e-08 | 5.6585e-08 | -3.6772e-08 | -1.0913e-07 | -1.3796e-08 | 4.0318e-08 | 7.2347e-08 | 1.0436e-08 | -2.7724e-08 | 0 | 0 | 0 | 0 | 0 | 0 | 1.3677 | 1.0346 | 0.82852 | 1.3677 | 1.0346 | 0.82852 | -4.449 | -101.88 | 104.6257 | -4.449 | -101.88 | 104.6257
Line13_13_14 | 0 | 0 | 0 | 0 | 0 | 0 | 0 | 0 | 0 | 0 | 0 | 0 | 1.0886e-08 | -2.8362e-08 | 1.8665e-08 | -1.6092e-09 | -1.3916e-10 | 5.5869e-10 | -3.6378e-08 | -4.5986e-09 | 1.3439e-08 | -4.0847e-10 | 1.2388e-09 | -8.4569e-10 | 0 | 0 | 0 | 0 | 0 | 0 | 1.3677 | 1.0346 | 0.82852 | 1.3677 | 1.0346 | 0.82852 | -4.449 | -101.88 | 104.6257 | -4.449 | -101.88 | 104.6257
Line14_15_16 | 0 | 0 | 0 | 0 | 0 | 0 | 0 | 0 | 0 | 0 | 0 | 0 | 2.1773e-08 | -5.6724e-08 | 3.733e-08 | -1.2496e-08 | 2.8223e-08 | -1.8107e-08 | -7.2756e-08 | -9.1973e-09 | 2.6879e-08 | 3.5969e-08 | 5.8375e-09 | -1.4285e-08 | 0 | 0 | 0 | 0 | 0 | 0 | 1.3677 | 1.0346 | 0.82852 | 1.3677 | 1.0346 | 0.82852 | -4.449 | -101.88 | 104.6257 | -4.449 | -101.88 | 104.6257
Line15_16_17 | 0 | 0 | 0 | 0 | 0 | 0 | 0 | 0 | 0 | 0 | 0 | 0 | 1.0886e-08 | -2.8362e-08 | 1.8665e-08 | -1.6092e-09 | -1.3916e-10 | 5.5869e-10 | -3.6378e-08 | -4.5986e-09 | 1.3439e-08 | -4.0847e-10 | 1.2388e-09 | -8.4569e-10 | 0 | 0 | 0 | 0 | 0 | 0 | 1.3677 | 1.0346 | 0.82852 | 1.3677 | 1.0346 | 0.82852 | -4.449 | -101.88 | 104.6257 | -4.449 | -101.88 | 104.6257
Line16_4_18 | 0 | 0 | 0 | 0 | 0 | 0 | 0 | 0 | 0 | 0 | 0 | 0 | 1.0886e-08 | -2.8362e-08 | 1.8665e-08 | -1.6092e-09 | -1.3916e-10 | 5.5869e-10 | -3.6378e-08 | -4.5986e-09 | 1.3439e-08 | -4.0847e-10 | 1.2388e-09 | -8.4569e-10 | 0 | 0 | 0 | 0 | 0 | 0 | 1.3677 | 1.0346 | 0.82852 | 1.3677 | 1.0346 | 0.82852 | -4.449 | -101.88 | 104.6257 | -4.449 | -101.88 | 104.6257
Line17_5_19 | 0 | 0 | 0 | 0 | 0 | 0 | 0 | 0 | 0 | 0 | 0 | 0 | 1.0886e-08 | -2.8362e-08 | 1.8665e-08 | -1.6092e-09 | -1.3916e-10 | 5.5869e-10 | -3.6378e-08 | -4.5986e-09 | 1.3439e-08 | -4.0847e-10 | 1.2388e-09 | -8.4569e-10 | 0 | 0 | 0 | 0 | 0 | 0 | 1.3677 | 1.0346 | 0.82852 | 1.3677 | 1.0346 | 0.82852 | -4.449 | -101.88 | 104.6257 | -4.449 | -101.88 | 104.6257
Line1_1_3 | 0 | 0 | 0 | 0 | 0 | 0 | 0 | 0 | 0 | 0 | 0 | 0 | 8.7091e-08 | -2.2689e-07 | 1.4932e-07 | -7.7814e-08 | 1.9839e-07 | -1.301e-07 | -2.9102e-07 | -3.6789e-08 | 1.0751e-07 | 2.5424e-07 | 3.3429e-08 | -9.4921e-08 | 0 | 0 | 0 | 0 | 0 | 0 | 1.3677 | 1.0346 | 0.82852 | 1.3677 | 1.0346 | 0.82852 | -4.449 | -101.88 | 104.6257 | -4.449 | -101.88 | 104.6257
Line2_1_4 | 0 | 0 | 0 | 0 | 0 | 0 | 0 | 0 | 0 | 0 | 0 | 0 | 2.1773e-08 | -5.6724e-08 | 3.733e-08 | -1.2496e-08 | 2.8223e-08 | -1.8107e-08 | -7.2756e-08 | -9.1972e-09 | 2.6879e-08 | 3.5969e-08 | 5.8374e-09 | -1.4285e-08 | 0 | 0 | 0 | 0 | 0 | 0 | 1.3677 | 1.0346 | 0.82852 | 1.3677 | 1.0346 | 0.82852 | -4.449 | -101.88 | 104.6257 | -4.449 | -101.88 | 104.6257
Line3_1_5 | 0 | 0 | 0 | 0 | 0 | 0 | 0 | 0 | 0 | 0 | 0 | 0 | 2.1773e-08 | -5.6724e-08 | 3.733e-08 | -1.2496e-08 | 2.8223e-08 | -1.8107e-08 | -7.2756e-08 | -9.1972e-09 | 2.6879e-08 | 3.5969e-08 | 5.8374e-09 | -1.4285e-08 | 0 | 0 | 0 | 0 | 0 | 0 | 1.3677 | 1.0346 | 0.82852 | 1.3677 | 1.0346 | 0.82852 | -4.449 | -101.88 | 104.6257 | -4.449 | -101.88 | 104.6257
Line4_2_6 | 0 | 0.033415 | 0.026723 | 0 | 0.033416 | 0.026723 | 0 | 0.007717 | 0.0061714 | 0 | 0.007717 | 0.0061713 | 5.4055e-08 | 0.0056109 | 0.0035963 | -4.4791e-08 | -0.0056016 | -0.0035877 | -1.8215e-07 | 0.0056489 | 0.0036121 | 1.4532e-07 | -0.005627 | -0.0035982 | 0 | -147.1371 | 59.4585 | 0 | 32.863 | -120.5415 | 1.3676 | 1.0317 | 0.82594 | 1.3674 | 1.0289 | 0.82336 | -4.4569 | -101.9436 | 104.5843 | -4.4647 | -102.0076 | 104.5426
Line5_6_7 | 0 | 0.033416 | 0.026723 | 0 | 0.033416 | 0.026723 | 0 | 0.007717 | 0.0061713 | 0 | 0.007717 | 0.0061713 | 4.3183e-08 | 0.0056016 | 0.0035877 | -3.3953e-08 | -0.0055924 | -0.0035791 | -1.4573e-07 | 0.005627 | 0.0035982 | 1.089e-07 | -0.0056051 | -0.0035843 | 0 | -147.137 | 59.4585 | 0 | 32.8631 | -120.5416 | 1.3674 | 1.0289 | 0.82336 | 1.3672 | 1.026 | 0.82078 | -4.4647 | -102.0076 | 104.5426 | -4.4725 | -102.0718 | 104.5006
Line6_7_8 | 0 | 0.033416 | 0.026723 | 0 | 0.033416 | 0.026722 | 0 | 0.007717 | 0.0061713 | 0 | 0.007717 | 0.0061713 | 3.2347e-08 | 0.0055924 | 0.0035791 | -2.315e-08 | -0.0055831 | -0.0035704 | -1.0931e-07 | 0.0056051 | 0.0035843 | 7.2462e-08 | -0.0055831 | -0.0035704 | 0 | -147.1369 | 59.4584 | 0 | 32.8633 | -120.5416 | 1.3672 | 1.026 | 0.82078 | 1.3671 | 1.0232 | 0.8182 | -4.4725 | -102.0718 | 104.5006 | -4.4804 | -102.1365 | 104.4583
Line7_8_9 | 0 | 0 | 0 | 0 | 0 | 0 | 0 | 0 | 0 | 0 | 0 | 0 | 1.0772e-08 | -2.8157e-08 | 1.8499e-08 | -1.6055e-09 | -8.9179e-11 | 5.8024e-10 | -3.6437e-08 | -4.3338e-09 | 1.3191e-08 | -4.1115e-10 | 1.2083e-09 | -8.4403e-10 | 0 | 0 | 0 | 0 | 0 | 0 | 1.3671 | 1.0232 | 0.8182 | 1.3671 | 1.0232 | 0.8182 | -4.4804 | -102.1365 | 104.4583 | -4.4804 | -102.1365 | 104.4583
Line8_8_10 | 0 | 0 | 0 | 0 | 0 | 0 | 0 | 0 | 0 | 0 | 0 | 0 | 1.0772e-08 | -2.8157e-08 | 1.8499e-08 | -1.6055e-09 | -8.9179e-11 | 5.8024e-10 | -3.6437e-08 | -4.3338e-09 | 1.3191e-08 | -4.1115e-10 | 1.2083e-09 | -8.4403e-10 | 0 | 0 | 0 | 0 | 0 | 0 | 1.3671 | 1.0232 | 0.8182 | 1.3671 | 1.0232 | 0.8182 | -4.4804 | -102.1365 | 104.4583 | -4.4804 | -102.1365 | 104.4583
Line9_3_11 | 0 | 0 | 0 | 0 | 0 | 0 | 0 | 0 | 0 | 0 | 0 | 0 | 7.6204e-08 | -1.9853e-07 | 1.3066e-07 | -6.6927e-08 | 1.7003e-07 | -1.1143e-07 | -2.5465e-07 | -3.219e-08 | 9.4075e-08 | 2.1786e-07 | 2.8831e-08 | -8.1482e-08 | 0 | 0 | 0 | 0 | 0 | 0 | 1.3677 | 1.0346 | 0.82852 | 1.3677 | 1.0346 | 0.82852 | -4.449 | -101.88 | 104.6257 | -4.449 | -101.88 | 104.6257

## LLG_max_fault_10
name | pf_ikss_a_from_ka | pf_ikss_b_from_ka | pf_ikss_c_from_ka | pf_ikss_a_to_ka | pf_ikss_b_to_ka | pf_ikss_c_to_ka | pf_skss_a_from_mw | pf_skss_b_from_mw | pf_skss_c_from_mw | pf_skss_a_to_mw | pf_skss_b_to_mw | pf_skss_c_to_mw | pf_p_a_from_mw | pf_p_b_from_mw | pf_p_c_from_mw | pf_p_a_to_mw | pf_p_b_to_mw | pf_p_c_to_mw | pf_q_a_from_mvar | pf_q_b_from_mvar | pf_q_c_from_mvar | pf_q_a_to_mvar | pf_q_b_to_mvar | pf_q_c_to_mvar | pf_ikss_a_from_degree | pf_ikss_b_from_degree | pf_ikss_c_from_degree | pf_ikss_a_to_degree | pf_ikss_b_to_degree | pf_ikss_c_to_degree | pf_vm_a_from_pu | pf_vm_b_from_pu | pf_vm_c_from_pu | pf_vm_a_to_pu | pf_vm_b_to_pu | pf_vm_c_to_pu | pf_va_a_from_degree | pf_va_b_from_degree | pf_va_c_from_degree | pf_va_a_to_degree | pf_va_b_to_degree | pf_va_c_to_degree
Line0_1_2 | 0 | 0.035003 | 0.027992 | 0 | 0.035003 | 0.027991 | 0 | 0.0080837 | 0.0064644 | 0 | 0.0080837 | 0.0064643 | 7.129e-08 | 0.006167 | 0.0039554 | -6.1086e-08 | -0.0061568 | -0.0039459 | -2.3985e-07 | 0.0062226 | 0.0039785 | 1.9945e-07 | -0.0061986 | -0.0039632 | 0 | -147.1433 | 59.4542 | 0 | 32.8568 | -120.5458 | 1.4328 | 1.0838 | 0.86785 | 1.4327 | 1.0808 | 0.86515 | -4.45 | -101.8862 | 104.6214 | -4.4579 | -101.9497 | 104.58
Line10_11_12 | 0 | 0 | 0 | 0 | 0 | 0 | 0 | 0 | 0 | 0 | 0 | 0 | 7.1682e-08 | -1.8675e-07 | 1.229e-07 | -6.1501e-08 | 1.5547e-07 | -1.018e-07 | -2.3955e-07 | -3.0257e-08 | 8.8478e-08 | 1.9917e-07 | 2.6573e-08 | -7.466e-08 | 0 | 0 | 0 | 0 | 0 | 0 | 1.4328 | 1.0838 | 0.86785 | 1.4328 | 1.0838 | 0.86785 | -4.45 | -101.8862 | 104.6214 | -4.45 | -101.8862 | 104.6214
Line11_12_13 | 0 | 0 | 0 | 0 | 0 | 0 | 0 | 0 | 0 | 0 | 0 | 0 | 5.9735e-08 | -1.5562e-07 | 1.0241e-07 | -4.9554e-08 | 1.2435e-07 | -8.1317e-08 | -1.9962e-07 | -2.5214e-08 | 7.3732e-08 | 1.5925e-07 | 2.1531e-08 | -5.9914e-08 | 0 | 0 | 0 | 0 | 0 | 0 | 1.4328 | 1.0838 | 0.86785 | 1.4328 | 1.0838 | 0.86785 | -4.45 | -101.8862 | 104.6214 | -4.45 | -101.8862 | 104.6214
Line12_13_15 | 0 | 0 | 0 | 0 | 0 | 0 | 0 | 0 | 0 | 0 | 0 | 0 | 3.5841e-08 | -9.3375e-08 | 6.1448e-08 | -2.566e-08 | 6.2098e-08 | -4.0352e-08 | -1.1977e-07 | -1.5129e-08 | 4.4239e-08 | 7.94e-08 | 1.1445e-08 | -3.0421e-08 | 0 | 0 | 0 | 0 | 0 | 0 | 1.4328 | 1.0838 | 0.86785 | 1.4328 | 1.0838 | 0.86785 | -4.45 | -101.8862 | 104.6214 | -4.45 | -101.8862 | 104.6214
Line13_13_14 | 0 | 0 | 0 | 0 | 0 | 0 | 0 | 0 | 0 | 0 | 0 | 0 | 1.1947e-08 | -3.1125e-08 | 2.0483e-08 | -1.766e-09 | -1.5217e-10 | 6.134e-10 | -3.9924e-08 | -5.0429e-09 | 1.4746e-08 | -4.484e-10 | 1.359e-09 | -9.2827e-10 | 0 | 0 | 0 | 0 | 0 | 0 | 1.4328 | 1.0838 | 0.86785 | 1.4328 | 1.0838 | 0.86785 | -4.45 | -101.8862 | 104.6214 | -4.45 | -101.8862 | 104.6214
Line14_15_16 | 0 | 0 | 0 | 0 | 0 | 0 | 0 | 0 | 0 | 0 | 0 | 0 | 2.3894e-08 | -6.225e-08 | 4.0965e-08 | -1.3713e-08 | 3.0973e-08 | -1.9869e-08 | -7.9848e-08 | -1.0086e-08 | 2.9493e-08 | 3.9476e-08 | 6.4019e-09 | -1.5675e-08 | 0 | 0 | 0 | 0 | 0 | 0 | 1.4328 | 1.0838 | 0.86785 | 1.4328 | 1.0838 | 0.86785 | -4.45 | -101.8862 | 104.6214 | -4.45 | -101.8862 | 104.6214
Line15_16_17 | 0 | 0 | 0 | 0 | 0 | 0 | 0 | 0 | 0 | 0 | 0 | 0 | 1.1947e-08 | -3.1125e-08 | 2.0483e-08 | -1.7661e-09 | -1.5217e-10 | 6.134e-10 | -3.9924e-08 | -5.0429e-09 | 1.4746e-08 | -4.484e-10 | 1.359e-09 | -9.2827e-10 | 0 | 0 | 0 | 0 | 0 | 0 | 1.4328 | 1.0838 | 0.86785 | 1.4328 | 1.0838 | 0.86785 | -4.45 | -101.8862 | 104.6214 | -4.45 | -101.8862 | 104.6214
Line16_4_18 | 0 | 0 | 0 | 0 | 0 | 0 | 0 | 0 | 0 | 0 | 0 | 0 | 1.1947e-08 | -3.1125e-08 | 2.0483e-08 | -1.766e-09 | -1.5217e-10 | 6.134e-10 | -3.9924e-08 | -5.0429e-09 | 1.4746e-08 | -4.484e-10 | 1.359e-09 | -9.2827e-10 | 0 | 0 | 0 | 0 | 0 | 0 | 1.4328 | 1.0838 | 0.86785 | 1.4328 | 1.0838 | 0.86785 | -4.45 | -101.8862 | 104.6214 | -4.45 | -101.8862 | 104.6214
Line17_5_19 | 0 | 0 | 0 | 0 | 0 | 0 | 0 | 0 | 0 | 0 | 0 | 0 | 1.1947e-08 | -3.1125e-08 | 2.0483e-08 | -1.766e-09 | -1.5217e-10 | 6.134e-10 | -3.9924e-08 | -5.0429e-09 | 1.4746e-08 | -4.484e-10 | 1.359e-09 | -9.2827e-10 | 0 | 0 | 0 | 0 | 0 | 0 | 1.4328 | 1.0838 | 0.86785 | 1.4328 | 1.0838 | 0.86785 | -4.45 | -101.8862 | 104.6214 | -4.45 | -101.8862 | 104.6214
Line1_1_3 | 1.0075e-06 | 1.0078e-06 | 1.0074e-06 | 0 | 0 | 0 | 2.3268e-07 | 2.3275e-07 | 2.3266e-07 | 0 | 0 | 0 | 9.5576e-08 | -2.49e-07 | 1.6386e-07 | -8.5395e-08 | 2.1772e-07 | -1.4277e-07 | -3.1939e-07 | -4.0343e-08 | 1.1797e-07 | 2.7902e-07 | 3.6659e-08 | -1.0415e-07 | 68.8905 | 68.9107 | 68.8698 | 0 | 0 | 0 | 1.4328 | 1.0838 | 0.86785 | 1.4328 | 1.0838 | 0.86785 | -4.45 | -101.8862 | 104.6214 | -4.45 | -101.8862 | 104.6214
Line2_1_4 | 0 | 0 | 0 | 0 | 0 | 0 | 0 | 0 | 0 | 0 | 0 | 0 | 2.3894e-08 | -6.225e-08 | 4.0965e-08 | -1.3713e-08 | 3.0973e-08 | -1.9869e-08 | -7.9848e-08 | -1.0086e-08 | 2.9493e-08 | 3.9476e-08 | 6.4019e-09 | -1.5675e-08 | 0 | 0 | 0 | 0 | 0 | 0 | 1.4328 | 1.0838 | 0.86785 | 1.4328 | 1.0838 | 0.86785 | -4.45 | -101.8862 | 104.6214 | -4.45 | -101.8862 | 104.6214
Line3_1_5 | 0 | 0 | 0 | 0 | 0 | 0 | 0 | 0 | 0 | 0 | 0 | 0 | 2.3894e-08 | -6.225e-08 | 4.0965e-08 | -1.3713e-08 | 3.0973e-08 | -1.9869e-08 | -7.9848e-08 | -1.0086e-08 | 2.9493e-08 | 3.9476e-08 | 6.4019e-09 | -1.5675e-08 | 0 | 0 | 0 | 0 | 0 | 0 | 1.4328 | 1.0838 | 0.86785 | 1.4328 | 1.0838 | 0.86785 | -4.45 | -101.8862 | 104.6214 | -4.45 | -101.8862 | 104.6214
Line4_2_6 | 0 | 0.035003 | 0.027991 | 0 | 0.035004 | 0.027991 | 0 | 0.0080837 | 0.0064643 | 0 | 0.0080837 | 0.0064643 | 5.9321e-08 | 0.0061568 | 0.0039459 | -4.9155e-08 | -0.0061467 | -0.0039364 | -1.999e-07 | 0.0061986 | 0.0039632 | 1.5949e-07 | -0.0061745 | -0.003948 | 0 | -147.1432 | 59.4542 | 0 | 32.8569 | -120.5458 | 1.4327 | 1.0808 | 0.86515 | 1.4325 | 1.0778 | 0.86244 | -4.4579 | -101.9497 | 104.58 | -4.4657 | -102.0137 | 104.5382
Line5_6_7 | 0 | 0.035004 | 0.027991 | 0 | 0.035004 | 0.027991 | 0 | 0.0080837 | 0.0064643 | 0 | 0.0080837 | 0.0064643 | 4.7391e-08 | 0.0061467 | 0.0039364 | -3.7261e-08 | -0.0061365 | -0.0039269 | -1.5994e-07 | 0.0061745 | 0.003948 | 1.1951e-07 | -0.0061504 | -0.0039327 | 0 | -147.1431 | 59.4542 | 0 | 32.857 | -120.5459 | 1.4325 | 1.0778 | 0.86244 | 1.4323 | 1.0748 | 0.85974 | -4.4657 | -102.0137 | 104.5382 | -4.4735 | -102.078 | 104.4962
Line6_7_8 | 0 | 0.035004 | 0.027991 | 0 | 0.035004 | 0.027991 | 0 | 0.0080837 | 0.0064643 | 0 | 0.0080838 | 0.0064643 | 3.5498e-08 | 0.0061365 | 0.0039269 | -2.5406e-08 | -0.0061263 | -0.0039175 | -1.1997e-07 | 0.0061504 | 0.0039327 | 7.9526e-08 | -0.0061264 | -0.0039175 | 0 | -147.143 | 59.4541 | 0 | 32.8571 | -120.5459 | 1.4323 | 1.0748 | 0.85974 | 1.4322 | 1.0718 | 0.85704 | -4.4735 | -102.078 | 104.4962 | -4.4814 | -102.1426 | 104.454
Line7_8_9 | 0 | 0 | 0 | 0 | 0 | 0 | 0 | 0 | 0 | 0 | 0 | 0 | 1.1822e-08 | -3.09e-08 | 2.03e-08 | -1.7619e-09 | -9.7329e-11 | 6.3703e-10 | -3.9989e-08 | -4.7523e-09 | 1.4474e-08 | -4.5134e-10 | 1.3256e-09 | -9.2644e-10 | 0 | 0 | 0 | 0 | 0 | 0 | 1.4322 | 1.0718 | 0.85704 | 1.4322 | 1.0718 | 0.85704 | -4.4814 | -102.1426 | 104.454 | -4.4814 | -102.1426 | 104.454
Line8_8_10 | 0 | 0 | 0 | 0 | 0 | 0 | 0 | 0 | 0 | 0 | 0 | 0 | 1.1822e-08 | -3.09e-08 | 2.03e-08 | -1.7619e-09 | -9.7329e-11 | 6.3703e-10 | -3.9989e-08 | -4.7523e-09 | 1.4474e-08 | -4.5134e-10 | 1.3256e-09 | -9.2644e-10 | 0 | 0 | 0 | 0 | 0 | 0 | 1.4322 | 1.0718 | 0.85704 | 1.4322 | 1.0718 | 0.85704 | -4.4814 | -102.1426 | 104.454 | -4.4814 | -102.1426 | 104.454
Line9_3_11 | 0 | 0 | 0 | 0 | 0 | 0 | 0 | 0 | 0 | 0 | 0 | 0 | 8.3629e-08 | -2.1787e-07 | 1.4338e-07 | -7.3448e-08 | 1.866e-07 | -1.2228e-07 | -2.7947e-07 | -3.53e-08 | 1.0322e-07 | 2.391e-07 | 3.1616e-08 | -8.9406e-08 | 0 | 0 | 0 | 0 | 0 | 0 | 1.4328 | 1.0838 | 0.86785 | 1.4328 | 1.0838 | 0.86785 | -4.45 | -101.8862 | 104.6214 | -4.45 | -101.8862 | 104.6214

## LLG_min_6
name | pf_ikss_a_from_ka | pf_ikss_b_from_ka | pf_ikss_c_from_ka | pf_ikss_a_to_ka | pf_ikss_b_to_ka | pf_ikss_c_to_ka | pf_skss_a_from_mw | pf_skss_b_from_mw | pf_skss_c_from_mw | pf_skss_a_to_mw | pf_skss_b_to_mw | pf_skss_c_to_mw | pf_p_a_from_mw | pf_p_b_from_mw | pf_p_c_from_mw | pf_p_a_to_mw | pf_p_b_to_mw | pf_p_c_to_mw | pf_q_a_from_mvar | pf_q_b_from_mvar | pf_q_c_from_mvar | pf_q_a_to_mvar | pf_q_b_to_mvar | pf_q_c_to_mvar | pf_ikss_a_from_degree | pf_ikss_b_from_degree | pf_ikss_c_from_degree | pf_ikss_a_to_degree | pf_ikss_b_to_degree | pf_ikss_c_to_degree | pf_vm_a_from_pu | pf_vm_b_from_pu | pf_vm_c_from_pu | pf_vm_a_to_pu | pf_vm_b_to_pu | pf_vm_c_to_pu | pf_va_a_from_degree | pf_va_b_from_degree | pf_va_c_from_degree | pf_va_a_to_degree | pf_va_b_to_degree | pf_va_c_to_degree
Line0_1_2 | 1.031e-06 | 1.4637 | 1.4463 | 0 | 1.4637 | 1.4463 | 2.381e-07 | 0.33802 | 0.33402 | 0 | 0.33802 | 0.33402 | 1.5355e-08 | 0.16394 | 0.16124 | -1.5109e-08 | -0.12296 | -0.12093 | -3.3834e-07 | 0.17129 | 0.16744 | 2.8196e-07 | -0.12847 | -0.12558 | 87.2547 | -143.1327 | 37.3904 | 0 | 36.8673 | -142.6096 | 1.4225 | 0.70146 | 0.69592 | 1.4222 | 0.52609 | 0.52194 | -0.14672 | -96.8773 | 83.4715 | -0.15936 | -96.8773 | 83.4715
Line10_11_12 | 1.0294e-06 | 1.0414e-06 | 1.0177e-06 | 0 | 0 | 0 | 2.3773e-07 | 2.4051e-07 | 2.3503e-07 | 0 | 0 | 0 | 1.5982e-08 | -1.6819e-07 | 1.633e-07 | -1.5783e-08 | 1.406e-07 | -1.3591e-07 | -3.3779e-07 | 1.3184e-08 | -9.1341e-09 | 2.8148e-07 | -1.0027e-08 | 6.1689e-09 | 87.1444 | 87.6047 | 86.6729 | 0 | 0 | 0 | 1.4225 | 0.70146 | 0.69592 | 1.4225 | 0.70146 | 0.69592 | -0.14672 | -96.8772 | 83.4715 | -0.14672 | -96.8772 | 83.4715
Line11_12_13 | 0 | 0 | 0 | 0 | 0 | 0 | 0 | 0 | 0 | 0 | 0 | 0 | 1.3318e-08 | -1.4016e-07 | 1.3609e-07 | -1.3119e-08 | 1.1257e-07 | -1.087e-07 | -2.8149e-07 | 1.0986e-08 | -7.6118e-09 | 2.2518e-07 | -7.8296e-09 | 4.6466e-09 | 0 | 0 | 0 | 0 | 0 | 0 | 1.4225 | 0.70146 | 0.69592 | 1.4225 | 0.70146 | 0.69592 | -0.14672 | -96.8772 | 83.4715 | -0.14672 | -96.8772 | 83.4715
Line12_13_15 | 0 | 0 | 0 | 0 | 0 | 0 | 0 | 0 | 0 | 0 | 0 | 0 | 7.9911e-09 | -8.4095e-08 | 8.1652e-08 | -7.7917e-09 | 5.6507e-08 | -5.4262e-08 | -1.689e-07 | 6.5918e-09 | -4.5671e-09 | 1.1258e-07 | -3.435e-09 | 1.6018e-09 | 0 | 0 | 0 | 0 | 0 | 0 | 1.4225 | 0.70146 | 0.69592 | 1.4225 | 0.70146 | 0.69592 | -0.14672 | -96.8772 | 83.4715 | -0.14672 | -96.8772 | 83.4715
Line13_13_14 | 0 | 0 | 0 | 0 | 0 | 0 | 0 | 0 | 0 | 0 | 0 | 0 | 2.6637e-09 | -2.8032e-08 | 2.7217e-08 | -2.4643e-09 | 4.4296e-10 | 1.7216e-10 | -5.6299e-08 | 2.1973e-09 | -1.5224e-09 | -1.2688e-11 | 9.5953e-10 | -1.4429e-09 | 0 | 0 | 0 | 0 | 0 | 0 | 1.4225 | 0.70146 | 0.69592 | 1.4225 | 0.70146 | 0.69592 | -0.14672 | -96.8772 | 83.4715 | -0.14672 | -96.8772 | 83.4715
Line14_15_16 | 0 | 0 | 0 | 0 | 0 | 0 | 0 | 0 | 0 | 0 | 0 | 0 | 5.3274e-09 | -5.6064e-08 | 5.4435e-08 | -5.128e-09 | 2.8475e-08 | -2.7045e-08 | -1.126e-07 | 4.3946e-09 | -3.0447e-09 | 5.6286e-08 | -1.2377e-09 | 7.9476e-11 | 0 | 0 | 0 | 0 | 0 | 0 | 1.4225 | 0.70146 | 0.69592 | 1.4225 | 0.70146 | 0.69592 | -0.14672 | -96.8772 | 83.4715 | -0.14672 | -96.8772 | 83.4715
Line15_16_17 | 0 | 0 | 0 | 0 | 0 | 0 | 0 | 0 | 0 | 0 | 0 | 0 | 2.6637e-09 | -2.8032e-08 | 2.7217e-08 | -2.4643e-09 | 4.4296e-10 | 1.7216e-10 | -5.6299e-08 | 2.1973e-09 | -1.5224e-09 | -1.2689e-11 | 9.5953e-10 | -1.4429e-09 | 0 | 0 | 0 | 0 | 0 | 0 | 1.4225 | 0.70146 | 0.69592 | 1.4225 | 0.70146 | 0.69592 | -0.14672 | -96.8772 | 83.4715 | -0.14672 | -96.8772 | 83.4714
Line16_4_18 | 0 | 0 | 0 | 0 | 0 | 0 | 0 | 0 | 0 | 0 | 0 | 0 | 2.6637e-09 | -2.8032e-08 | 2.7217e-08 | -2.4643e-09 | 4.4296e-10 | 1.7216e-10 | -5.6299e-08 | 2.1973e-09 | -1.5224e-09 | -1.2688e-11 | 9.5953e-10 | -1.4429e-09 | 0 | 0 | 0 | 0 | 0 | 0 | 1.4225 | 0.70146 | 0.69592 | 1.4225 | 0.70146 | 0.69592 | -0.14672 | -96.8773 | 83.4715 | -0.14672 | -96.8773 | 83.4715
Line17_5_19 | 0 | 0 | 0 | 0 | 0 | 0 | 0 | 0 | 0 | 0 | 0 | 0 | 2.6637e-09 | -2.8032e-08 | 2.7217e-08 | -2.4643e-09 | 4.4296e-10 | 1.7216e-10 | -5.6299e-08 | 2.1973e-09 | -1.5224e-09 | -1.2688e-11 | 9.5953e-10 | -1.4429e-09 | 0 | 0 | 0 | 0 | 0 | 0 | 1.4225 | 0.70146 | 0.69592 | 1.4225 | 0.70146 | 0.69592 | -0.14672 | -96.8773 | 83.4715 | -0.14672 | -96.8773 | 83.4715
Line1_1_3 | 1.3726e-06 | 1.3886e-06 | 1.3569e-06 | 1.2013e-06 | 1.2173e-06 | 1.1858e-06 | 3.1698e-07 | 3.2068e-07 | 3.1337e-07 | 2.7744e-07 | 2.8112e-07 | 2.7384e-07 | 2.131e-08 | -2.2425e-07 | 2.1774e-07 | -2.111e-08 | 1.9667e-07 | -1.9035e-07 | -4.5039e-07 | 1.7578e-08 | -1.2179e-08 | 3.9408e-07 | -1.4421e-08 | 9.2136e-09 | 87.1444 | 87.6047 | 86.6729 | -93.213 | -92.6833 | -93.7574 | 1.4225 | 0.70146 | 0.69592 | 1.4225 | 0.70146 | 0.69592 | -0.14672 | -96.8773 | 83.4715 | -0.14672 | -96.8772 | 83.4715
Line2_1_4 | 0 | 0 | 0 | 0 | 0 | 0 | 0 | 0 | 0 | 0 | 0 | 0 | 5.3274e-09 | -5.6064e-08 | 5.4435e-08 | -5.1279e-09 | 2.8475e-08 | -2.7045e-08 | -1.126e-07 | 4.3946e-09 | -3.0447e-09 | 5.6286e-08 | -1.2378e-09 | 7.9479e-11 | 0 | 0 | 0 | 0 | 0 | 0 | 1.4225 | 0.70146 | 0.69592 | 1.4225 | 0.70146 | 0.69592 | -0.14672 | -96.8773 | 83.4715 | -0.14672 | -96.8773 | 83.4715
Line3_1_5 | 0 | 0 | 0 | 0 | 0 | 0 | 0 | 0 | 0 | 0 | 0 | 0 | 5.3274e-09 | -5.6064e-08 | 5.4435e-08 | -5.1279e-09 | 2.8475e-08 | -2.7045e-08 | -1.126e-07 | 4.3946e-09 | -3.0447e-09 | 5.6286e-08 | -1.2378e-09 | 7.9479e-11 | 0 | 0 | 0 | 0 | 0 | 0 | 1.4225 | 0.70146 | 0.69592 | 1.4225 | 0.70146 | 0.69592 | -0.14672 | -96.8773 | 83.4715 | -0.14672 | -96.8773 | 83.4715
Line4_2_6 | 0 | 1.4637 | 1.4463 | 0 | 1.4637 | 1.4463 | 0 | 0.33802 | 0.33402 | 0 | 0.33802 | 0.33402 | 1.2647e-08 | 0.12296 | 0.12093 | -1.2464e-08 | -0.081972 | -0.080618 | -2.8197e-07 | 0.12847 | 0.12558 | 2.2557e-07 | -0.085646 | -0.083719 | 0 | -143.1327 | 37.3904 | 0 | 36.8673 | -142.6096 | 1.4222 | 0.52609 | 0.52194 | 1.4219 | 0.35073 | 0.34796 | -0.15936 | -96.8773 | 83.4715 | -0.17201 | -96.8772 | 83.4715
Line5_6_7 | 0 | 1.4637 | 1.4463 | 0 | 1.4637 | 1.4463 | 0 | 0.33802 | 0.33402 | 0 | 0.33802 | 0.33402 | 1.0004e-08 | 0.081972 | 0.080618 | -9.8832e-09 | -0.040986 | -0.040309 | -2.2558e-07 | 0.085646 | 0.083719 | 1.6917e-07 | -0.042823 | -0.041859 | 0 | -143.1327 | 37.3904 | 0 | 36.8673 | -142.6096 | 1.4219 | 0.35073 | 0.34796 | 1.4216 | 0.17536 | 0.17398 | -0.17201 | -96.8772 | 83.4715 | -0.18466 | -96.8772 | 83.4715
Line6_7_8 | 0 | 1.4637 | 1.4463 | 0 | 1.4637 | 1.4463 | 0 | 0.33802 | 0.33402 | 0 | 0.33802 | 0.33402 | 7.4252e-09 | 0.040986 | 0.040309 | -7.3676e-09 | -2.7972e-14 | -1.255e-15 | -1.6919e-07 | 0.042823 | 0.041859 | 1.1276e-07 | -2.3632e-14 | 3.4938e-14 | 0 | -143.1327 | 37.3904 | 0 | 36.8673 | -142.6096 | 1.4216 | 0.17536 | 0.17398 | 1.4213 | 0 | 0 | -0.18466 | -96.8772 | 83.4715 | -0.19732 | 0 | 0
Line7_8_9 | 0 | 0 | 0 | 0 | 0 | 0 | 0 | 0 | 0 | 0 | 0 | 0 | 2.4559e-09 | -4.5545e-21 | -2.8391e-21 | -2.4559e-09 | 7.1977e-18 | -1.2473e-17 | -5.6391e-08 | 8.3764e-22 | -2.5906e-21 | -1.7049e-11 | 2.2362e-17 | -1.9057e-18 | 0 | 0 | 0 | 0 | 0 | 0 | 1.4213 | 0 | 0 | 1.4213 | 0 | 0 | -0.19732 | 0 | 0 | -0.19732 | 0 | 0
Line8_8_10 | 0 | 0 | 0 | 0 | 0 | 0 | 0 | 0 | 0 | 0 | 0 | 0 | 2.4559e-09 | -4.5545e-21 | -2.8391e-21 | -2.4559e-09 | 7.1977e-18 | -1.2473e-17 | -5.6391e-08 | 8.3764e-22 | -2.5906e-21 | -1.7049e-11 | 2.2362e-17 | -1.9057e-18 | 0 | 0 | 0 | 0 | 0 | 0 | 1.4213 | 0 | 0 | 1.4213 | 0 | 0 | -0.19732 | 0 | 0 | -0.19732 | 0 | 0
Line9_3_11 | 1.201e-06 | 1.215e-06 | 1.1873e-06 | 1.0298e-06 | 1.0437e-06 | 1.0162e-06 | 2.7736e-07 | 2.8059e-07 | 2.742e-07 | 2.3781e-07 | 2.4104e-07 | 2.3467e-07 | 1.8646e-08 | -1.9622e-07 | 1.9052e-07 | -1.8446e-08 | 1.6863e-07 | -1.6313e-07 | -3.9409e-07 | 1.5381e-08 | -1.0656e-08 | 3.3778e-07 | -1.2224e-08 | 7.6913e-09 | 87.1444 | 87.6047 | 86.6729 | -93.2726 | -92.7312 | -93.8292 | 1.4225 | 0.70146 | 0.69592 | 1.4225 | 0.70146 | 0.69592 | -0.14672 | -96.8772 | 83.4715 | -0.14672 | -96.8772 | 83.4715

## LLG_min_10
name | pf_ikss_a_from_ka | pf_ikss_b_from_ka | pf_ikss_c_from_ka | pf_ikss_a_to_ka | pf_ikss_b_to_ka | pf_ikss_c_to_ka | pf_skss_a_from_mw | pf_skss_b_from_mw | pf_skss_c_from_mw | pf_skss_a_to_mw | pf_skss_b_to_mw | pf_skss_c_to_mw | pf_p_a_from_mw | pf_p_b_from_mw | pf_p_c_from_mw | pf_p_a_to_mw | pf_p_b_to_mw | pf_p_c_to_mw | pf_q_a_from_mvar | pf_q_b_from_mvar | pf_q_c_from_mvar | pf_q_a_to_mvar | pf_q_b_to_mvar | pf_q_c_to_mvar | pf_ikss_a_from_degree | pf_ikss_b_from_degree | pf_ikss_c_from_degree | pf_ikss_a_to_degree | pf_ikss_b_to_degree | pf_ikss_c_to_degree | pf_vm_a_from_pu | pf_vm_b_from_pu | pf_vm_c_from_pu | pf_vm_a_to_pu | pf_vm_b_to_pu | pf_vm_c_to_pu | pf_va_a_from_degree | pf_va_b_from_degree | pf_va_c_from_degree | pf_va_a_to_degree | pf_va_b_to_degree | pf_va_c_to_degree
Line0_1_2 | 0 | 1.3866 | 1.3702 | 0 | 1.3866 | 1.3702 | 0 | 0.32023 | 0.31644 | 0 | 0.32023 | 0.31644 | 1.3782e-08 | 0.14714 | 0.14471 | -1.3561e-08 | -0.11036 | -0.10853 | -3.0366e-07 | 0.15373 | 0.15028 | 2.5306e-07 | -0.1153 | -0.11271 | 0 | -143.1327 | 37.3904 | 0 | 36.8673 | -142.6096 | 1.3476 | 0.66454 | 0.65929 | 1.3473 | 0.4984 | 0.49447 | -0.14672 | -96.8773 | 83.4715 | -0.15936 | -96.8773 | 83.4715
Line10_11_12 | 0 | 0 | 0 | 0 | 0 | 0 | 0 | 0 | 0 | 0 | 0 | 0 | 1.4344e-08 | -1.5095e-07 | 1.4657e-07 | -1.4165e-08 | 1.2619e-07 | -1.2198e-07 | -3.0317e-07 | 1.1832e-08 | -8.198e-09 | 2.5263e-07 | -8.9992e-09 | 5.5366e-09 | 0 | 0 | 0 | 0 | 0 | 0 | 1.3476 | 0.66454 | 0.65929 | 1.3476 | 0.66454 | 0.65929 | -0.14672 | -96.8772 | 83.4715 | -0.14672 | -96.8772 | 83.4715
Line11_12_13 | 0 | 0 | 0 | 0 | 0 | 0 | 0 | 0 | 0 | 0 | 0 | 0 | 1.1953e-08 | -1.2579e-07 | 1.2214e-07 | -1.1774e-08 | 1.0103e-07 | -9.7556e-08 | -2.5264e-07 | 9.8604e-09 | -6.8316e-09 | 2.021e-07 | -7.0271e-09 | 4.1703e-09 | 0 | 0 | 0 | 0 | 0 | 0 | 1.3476 | 0.66454 | 0.65929 | 1.3476 | 0.66454 | 0.65929 | -0.14672 | -96.8772 | 83.4715 | -0.14672 | -96.8772 | 83.4715
Line12_13_15 | 0 | 0 | 0 | 0 | 0 | 0 | 0 | 0 | 0 | 0 | 0 | 0 | 7.1721e-09 | -7.5476e-08 | 7.3283e-08 | -6.9931e-09 | 5.0715e-08 | -4.8701e-08 | -1.5159e-07 | 5.9162e-09 | -4.099e-09 | 1.0105e-07 | -3.083e-09 | 1.4377e-09 | 0 | 0 | 0 | 0 | 0 | 0 | 1.3476 | 0.66454 | 0.65929 | 1.3476 | 0.66454 | 0.65929 | -0.14672 | -96.8772 | 83.4715 | -0.14672 | -96.8772 | 83.4715
Line13_13_14 | 0 | 0 | 0 | 0 | 0 | 0 | 0 | 0 | 0 | 0 | 0 | 0 | 2.3907e-09 | -2.5159e-08 | 2.4428e-08 | -2.2117e-09 | 3.9756e-10 | 1.5451e-10 | -5.0528e-08 | 1.9721e-09 | -1.3663e-09 | -1.1388e-11 | 8.6119e-10 | -1.295e-09 | 0 | 0 | 0 | 0 | 0 | 0 | 1.3476 | 0.66454 | 0.65929 | 1.3476 | 0.66454 | 0.65929 | -0.14672 | -96.8772 | 83.4715 | -0.14672 | -96.8772 | 83.4715
Line14_15_16 | 0 | 0 | 0 | 0 | 0 | 0 | 0 | 0 | 0 | 0 | 0 | 0 | 4.7814e-09 | -5.0317e-08 | 4.8855e-08 | -4.6024e-09 | 2.5556e-08 | -2.4273e-08 | -1.0106e-07 | 3.9441e-09 | -2.7327e-09 | 5.0517e-08 | -1.1109e-09 | 7.133e-11 | 0 | 0 | 0 | 0 | 0 | 0 | 1.3476 | 0.66454 | 0.65929 | 1.3476 | 0.66454 | 0.65929 | -0.14672 | -96.8772 | 83.4715 | -0.14672 | -96.8772 | 83.4715
Line15_16_17 | 0 | 0 | 0 | 0 | 0 | 0 | 0 | 0 | 0 | 0 | 0 | 0 | 2.3907e-09 | -2.5159e-08 | 2.4428e-08 | -2.2117e-09 | 3.9756e-10 | 1.5451e-10 | -5.0528e-08 | 1.9721e-09 | -1.3663e-09 | -1.1388e-11 | 8.6119e-10 | -1.295e-09 | 0 | 0 | 0 | 0 | 0 | 0 | 1.3476 | 0.66454 | 0.65929 | 1.3476 | 0.66454 | 0.65929 | -0.14672 | -96.8772 | 83.4715 | -0.14672 | -96.8772 | 83.4714
Line16_4_18 | 0 | 0 | 0 | 0 | 0 | 0 | 0 | 0 | 0 | 0 | 0 | 0 | 2.3907e-09 | -2.5159e-08 | 2.4428e-08 | -2.2117e-09 | 3.9756e-10 | 1.5451e-10 | -5.0528e-08 | 1.9721e-09 | -1.3663e-09 | -1.1388e-11 | 8.6119e-10 | -1.295e-09 | 0 | 0 | 0 | 0 | 0 | 0 | 1.3476 | 0.66454 | 0.65929 | 1.3476 | 0.66454 | 0.65929 | -0.14672 | -96.8773 | 83.4715 | -0.14672 | -96.8773 | 83.4715
Line17_5_19 | 0 | 0 | 0 | 0 | 0 | 0 | 0 | 0 | 0 | 0 | 0 | 0 | 2.3907e-09 | -2.5159e-08 | 2.4428e-08 | -2.2117e-09 | 3.9756e-10 | 1.5451e-10 | -5.0528e-08 | 1.9721e-09 | -1.3663e-09 | -1.1388e-11 | 8.6119e-10 | -1.295e-09 | 0 | 0 | 0 | 0 | 0 | 0 | 1.3476 | 0.66454 | 0.65929 | 1.3476 | 0.66454 | 0.65929 | -0.14672 | -96.8773 | 83.4715 | -0.14672 | -96.8773 | 83.4715
Line1_1_3 | 1.3003e-06 | 1.3155e-06 | 1.2855e-06 | 1.1381e-06 | 1.1532e-06 | 1.1234e-06 | 3.003e-07 | 3.038e-07 | 2.9688e-07 | 2.6283e-07 | 2.6632e-07 | 2.5943e-07 | 1.9126e-08 | -2.0127e-07 | 1.9542e-07 | -1.8947e-08 | 1.7651e-07 | -1.7084e-07 | -4.0423e-07 | 1.5777e-08 | -1.0931e-08 | 3.5369e-07 | -1.2943e-08 | 8.2693e-09 | 87.1444 | 87.6047 | 86.6729 | -93.213 | -92.6833 | -93.7574 | 1.3476 | 0.66454 | 0.65929 | 1.3476 | 0.66454 | 0.65929 | -0.14672 | -96.8773 | 83.4715 | -0.14672 | -96.8772 | 83.4715
Line2_1_4 | 0 | 0 | 0 | 0 | 0 | 0 | 0 | 0 | 0 | 0 | 0 | 0 | 4.7813e-09 | -5.0317e-08 | 4.8855e-08 | -4.6024e-09 | 2.5556e-08 | -2.4273e-08 | -1.0106e-07 | 3.9442e-09 | -2.7327e-09 | 5.0517e-08 | -1.1109e-09 | 7.1333e-11 | 0 | 0 | 0 | 0 | 0 | 0 | 1.3476 | 0.66454 | 0.65929 | 1.3476 | 0.66454 | 0.65929 | -0.14672 | -96.8773 | 83.4715 | -0.14672 | -96.8773 | 83.4715
Line3_1_5 | 0 | 0 | 0 | 0 | 0 | 0 | 0 | 0 | 0 | 0 | 0 | 0 | 4.7813e-09 | -5.0317e-08 | 4.8855e-08 | -4.6024e-09 | 2.5556e-08 | -2.4273e-08 | -1.0106e-07 | 3.9442e-09 | -2.7327e-09 | 5.0517e-08 | -1.1109e-09 | 7.1333e-11 | 0 | 0 | 0 | 0 | 0 | 0 | 1.3476 | 0.66454 | 0.65929 | 1.3476 | 0.66454 | 0.65929 | -0.14672 | -96.8773 | 83.4715 | -0.14672 | -96.8773 | 83.4715
Line4_2_6 | 0 | 1.3866 | 1.3702 | 0 | 1.3866 | 1.3702 | 0 | 0.32023 | 0.31644 | 0 | 0.32023 | 0.31644 | 1.1351e-08 | 0.11036 | 0.10853 | -1.1186e-08 | -0.073571 | -0.072355 | -2.5307e-07 | 0.1153 | 0.11271 | 2.0245e-07 | -0.076867 | -0.075138 | 0 | -143.1327 | 37.3904 | 0 | 36.8673 | -142.6096 | 1.3473 | 0.4984 | 0.49447 | 1.347 | 0.33227 | 0.32964 | -0.15936 | -96.8773 | 83.4715 | -0.17201 | -96.8772 | 83.4715
Line5_6_7 | 0 | 1.3866 | 1.3702 | 0 | 1.3866 | 1.3702 | 0 | 0.32023 | 0.31644 | 0 | 0.32023 | 0.31644 | 8.9783e-09 | 0.073571 | 0.072355 | -8.8702e-09 | -0.036785 | -0.036178 | -2.0246e-07 | 0.076867 | 0.075138 | 1.5183e-07 | -0.038434 | -0.037569 | 0 | -143.1327 | 37.3904 | 0 | 36.8673 | -142.6096 | 1.347 | 0.33227 | 0.32964 | 1.3467 | 0.16613 | 0.16482 | -0.17201 | -96.8772 | 83.4715 | -0.18466 | -96.8772 | 83.4715
Line6_7_8 | 0 | 1.3866 | 1.3702 | 0 | 1.3866 | 1.3702 | 0 | 0.32023 | 0.31644 | 0 | 0.32023 | 0.31644 | 6.6642e-09 | 0.036785 | 0.036178 | -6.6124e-09 | -2.9237e-14 | 3.0757e-15 | -1.5185e-07 | 0.038434 | 0.037569 | 1.0121e-07 | -2.6868e-14 | 3.6915e-14 | 0 | -143.1327 | 37.3904 | 0 | 36.8673 | -142.6096 | 1.3467 | 0.16613 | 0.16482 | 1.3465 | 0 | 0 | -0.18466 | -96.8772 | 83.4715 | -0.19732 | 0 | 0
Line7_8_9 | 0 | 0 | 0 | 0 | 0 | 0 | 0 | 0 | 0 | 0 | 0 | 0 | 2.2041e-09 | -4.9723e-21 | -3.3128e-21 | -2.2041e-09 | 6.4601e-18 | -1.1194e-17 | -5.0611e-08 | 7.0163e-22 | -2.3682e-21 | -1.5302e-11 | 2.007e-17 | -1.7104e-18 | 0 | 0 | 0 | 0 | 0 | 0 | 1.3465 | 0 | 0 | 1.3465 | 0 | 0 | -0.19732 | 0 | 0 | -0.19732 | 0 | 0
Line8_8_10 | 0 | 0 | 0 | 0 | 0 | 0 | 0 | 0 | 0 | 0 | 0 | 0 | 2.2041e-09 | -4.9723e-21 | -3.3128e-21 | -2.2041e-09 | 6.4601e-18 | -1.1194e-17 | -5.0611e-08 | 7.0163e-22 | -2.3682e-21 | -1.5302e-11 | 2.007e-17 | -1.7104e-18 | 0 | 0 | 0 | 0 | 0 | 0 | 1.3465 | 0 | 0 | 1.3465 | 0 | 0 | -0.19732 | 0 | 0 | -0.19732 | 0 | 0
Line9_3_11 | 1.1378e-06 | 1.1511e-06 | 1.1248e-06 | 0 | 0 | 0 | 2.6276e-07 | 2.6583e-07 | 2.5977e-07 | 0 | 0 | 0 | 1.6735e-08 | -1.7611e-07 | 1.7099e-07 | -1.6556e-08 | 1.5135e-07 | -1.4641e-07 | -3.537e-07 | 1.3805e-08 | -9.5643e-09 | 3.0316e-07 | -1.0971e-08 | 6.903e-09 | 87.1444 | 87.6047 | 86.6729 | 0 | 0 | 0 | 1.3476 | 0.66454 | 0.65929 | 1.3476 | 0.66454 | 0.65929 | -0.14672 | -96.8772 | 83.4715 | -0.14672 | -96.8772 | 83.4715

## LLG_min_fault_6
name | pf_ikss_a_from_ka | pf_ikss_b_from_ka | pf_ikss_c_from_ka | pf_ikss_a_to_ka | pf_ikss_b_to_ka | pf_ikss_c_to_ka | pf_skss_a_from_mw | pf_skss_b_from_mw | pf_skss_c_from_mw | pf_skss_a_to_mw | pf_skss_b_to_mw | pf_skss_c_to_mw | pf_p_a_from_mw | pf_p_b_from_mw | pf_p_c_from_mw | pf_p_a_to_mw | pf_p_b_to_mw | pf_p_c_to_mw | pf_q_a_from_mvar | pf_q_b_from_mvar | pf_q_c_from_mvar | pf_q_a_to_mvar | pf_q_b_to_mvar | pf_q_c_to_mvar | pf_ikss_a_from_degree | pf_ikss_b_from_degree | pf_ikss_c_from_degree | pf_ikss_a_to_degree | pf_ikss_b_to_degree | pf_ikss_c_to_degree | pf_vm_a_from_pu | pf_vm_b_from_pu | pf_vm_c_from_pu | pf_vm_a_to_pu | pf_vm_b_to_pu | pf_vm_c_to_pu | pf_va_a_from_degree | pf_va_b_from_degree | pf_va_c_from_degree | pf_va_a_to_degree | pf_va_b_to_degree | pf_va_c_to_degree
Line0_1_2 | 0 | 0.030114 | 0.024106 | 0 | 0.030114 | 0.024106 | 0 | 0.0069545 | 0.0055671 | 0 | 0.0069546 | 0.0055671 | 5.3057e-08 | 0.0045963 | 0.0029553 | -4.5467e-08 | -0.0045808 | -0.0029429 | -1.7874e-07 | 0.0046077 | 0.0029487 | 1.4865e-07 | -0.0045894 | -0.0029379 | 0 | -146.9816 | 59.7082 | 0 | 33.0185 | -120.2918 | 1.2371 | 0.93582 | 0.7499 | 1.2368 | 0.93238 | 0.74695 | -4.4382 | -101.9106 | 104.6437 | -4.445 | -101.928 | 104.6596
Line10_11_12 | 0 | 0 | 0 | 0 | 0 | 0 | 0 | 0 | 0 | 0 | 0 | 0 | 5.3319e-08 | -1.3908e-07 | 9.1586e-08 | -4.5748e-08 | 1.1579e-07 | -7.5865e-08 | -1.7837e-07 | -2.2403e-08 | 6.5921e-08 | 1.4831e-07 | 1.9681e-08 | -5.5626e-08 | 0 | 0 | 0 | 0 | 0 | 0 | 1.2371 | 0.93582 | 0.7499 | 1.2371 | 0.93582 | 0.7499 | -4.4382 | -101.9106 | 104.6437 | -4.4382 | -101.9106 | 104.6437
Line11_12_13 | 0 | 0 | 0 | 0 | 0 | 0 | 0 | 0 | 0 | 0 | 0 | 0 | 4.4433e-08 | -1.159e-07 | 7.6322e-08 | -3.6861e-08 | 9.2609e-08 | -6.06e-08 | -1.4864e-07 | -1.8669e-08 | 5.4934e-08 | 1.1858e-07 | 1.5948e-08 | -4.4639e-08 | 0 | 0 | 0 | 0 | 0 | 0 | 1.2371 | 0.93582 | 0.7499 | 1.2371 | 0.93582 | 0.7499 | -4.4382 | -101.9106 | 104.6437 | -4.4382 | -101.9106 | 104.6437
Line12_13_15 | 0 | 0 | 0 | 0 | 0 | 0 | 0 | 0 | 0 | 0 | 0 | 0 | 2.666e-08 | -6.9541e-08 | 4.5793e-08 | -1.9088e-08 | 4.6248e-08 | -3.0072e-08 | -8.9184e-08 | -1.1202e-08 | 3.2961e-08 | 5.9122e-08 | 8.4798e-09 | -2.2666e-08 | 0 | 0 | 0 | 0 | 0 | 0 | 1.2371 | 0.93582 | 0.7499 | 1.2371 | 0.93582 | 0.7499 | -4.4382 | -101.9106 | 104.6437 | -4.4382 | -101.9106 | 104.6437
Line13_13_14 | 0 | 0 | 0 | 0 | 0 | 0 | 0 | 0 | 0 | 0 | 0 | 0 | 8.8865e-09 | -2.318e-08 | 1.5264e-08 | -1.315e-09 | -1.1247e-10 | 4.5694e-10 | -2.9728e-08 | -3.7338e-09 | 1.0987e-08 | -3.3346e-10 | 1.0122e-09 | -6.9176e-10 | 0 | 0 | 0 | 0 | 0 | 0 | 1.2371 | 0.93582 | 0.7499 | 1.2371 | 0.93582 | 0.7499 | -4.4382 | -101.9106 | 104.6437 | -4.4382 | -101.9106 | 104.6437
Line14_15_16 | 0 | 0 | 0 | 0 | 0 | 0 | 0 | 0 | 0 | 0 | 0 | 0 | 1.7773e-08 | -4.6361e-08 | 3.0529e-08 | -1.0202e-08 | 2.3068e-08 | -1.4807e-08 | -5.9456e-08 | -7.4677e-09 | 2.1974e-08 | 2.9394e-08 | 4.746e-09 | -1.1679e-08 | 0 | 0 | 0 | 0 | 0 | 0 | 1.2371 | 0.93582 | 0.7499 | 1.2371 | 0.93582 | 0.7499 | -4.4382 | -101.9106 | 104.6437 | -4.4382 | -101.9106 | 104.6437
Line15_16_17 | 0 | 0 | 0 | 0 | 0 | 0 | 0 | 0 | 0 | 0 | 0 | 0 | 8.8865e-09 | -2.318e-08 | 1.5264e-08 | -1.315e-09 | -1.1247e-10 | 4.5694e-10 | -2.9728e-08 | -3.7338e-09 | 1.0987e-08 | -3.3346e-10 | 1.0122e-09 | -6.9176e-10 | 0 | 0 | 0 | 0 | 0 | 0 | 1.2371 | 0.93582 | 0.7499 | 1.2371 | 0.93582 | 0.7499 | -4.4382 | -101.9106 | 104.6437 | -4.4382 | -101.9106 | 104.6437
Line16_4_18 | 0 | 0 | 0 | 0 | 0 | 0 | 0 | 0 | 0 | 0 | 0 | 0 | 8.8865e-09 | -2.318e-08 | 1.5264e-08 | -1.315e-09 | -1.1247e-10 | 4.5694e-10 | -2.9728e-08 | -3.7338e-09 | 1.0987e-08 | -3.3346e-10 | 1.0122e-09 | -6.9176e-10 | 0 | 0 | 0 | 0 | 0 | 0 | 1.2371 | 0.93582 | 0.7499 | 1.2371 | 0.93582 | 0.7499 | -4.4382 | -101.9106 | 104.6437 | -4.4382 | -101.9106 | 104.6437
Line17_5_19 | 0 | 0 | 0 | 0 | 0 | 0 | 0 | 0 | 0 | 0 | 0 | 0 | 8.8865e-09 | -2.318e-08 | 1.5264e-08 | -1.315e-09 | -1.1247e-10 | 4.5694e-10 | -2.9728e-08 | -3.7338e-09 | 1.0987e-08 | -3.3346e-10 | 1.0122e-09 | -6.9176e-10 | 0 | 0 | 0 | 0 | 0 | 0 | 1.2371 | 0.93582 | 0.7499 | 1.2371 | 0.93582 | 0.7499 | -4.4382 | -101.9106 | 104.6437 | -4.4382 | -101.9106 | 104.6437
Line1_1_3 | 0 | 0 | 0 | 0 | 0 | 0 | 0 | 0 | 0 | 0 | 0 | 0 | 7.1092e-08 | -1.8544e-07 | 1.2211e-07 | -6.3521e-08 | 1.6215e-07 | -1.0639e-07 | -2.3782e-07 | -2.9871e-08 | 8.7895e-08 | 2.0776e-07 | 2.7149e-08 | -7.76e-08 | 0 | 0 | 0 | 0 | 0 | 0 | 1.2371 | 0.93582 | 0.7499 | 1.2371 | 0.93582 | 0.7499 | -4.4382 | -101.9106 | 104.6437 | -4.4382 | -101.9106 | 104.6437
Line2_1_4 | 0 | 0 | 0 | 0 | 0 | 0 | 0 | 0 | 0 | 0 | 0 | 0 | 1.7773e-08 | -4.6361e-08 | 3.0529e-08 | -1.0202e-08 | 2.3068e-08 | -1.4807e-08 | -5.9456e-08 | -7.4677e-09 | 2.1974e-08 | 2.9394e-08 | 4.746e-09 | -1.1679e-08 | 0 | 0 | 0 | 0 | 0 | 0 | 1.2371 | 0.93582 | 0.7499 | 1.2371 | 0.93582 | 0.7499 | -4.4382 | -101.9106 | 104.6437 | -4.4382 | -101.9106 | 104.6437
Line3_1_5 | 0 | 0 | 0 | 0 | 0 | 0 | 0 | 0 | 0 | 0 | 0 | 0 | 1.7773e-08 | -4.6361e-08 | 3.0529e-08 | -1.0202e-08 | 2.3068e-08 | -1.4807e-08 | -5.9456e-08 | -7.4677e-09 | 2.1974e-08 | 2.9394e-08 | 4.746e-09 | -1.1679e-08 | 0 | 0 | 0 | 0 | 0 | 0 | 1.2371 | 0.93582 | 0.7499 | 1.2371 | 0.93582 | 0.7499 | -4.4382 | -101.9106 | 104.6437 | -4.4382 | -101.9106 | 104.6437
Line4_2_6 | 0 | 0.030114 | 0.024106 | 0 | 0.030114 | 0.024106 | 0 | 0.0069546 | 0.0055671 | 0 | 0.0069546 | 0.0055671 | 4.4153e-08 | 0.0045808 | 0.0029429 | -3.6588e-08 | -0.0045653 | -0.0029304 | -1.4898e-07 | 0.0045894 | 0.0029379 | 1.1887e-07 | -0.0045711 | -0.0029271 | 0 | -146.9815 | 59.7082 | 0 | 33.0186 | -120.2919 | 1.2368 | 0.93238 | 0.74695 | 1.2366 | 0.92894 | 0.74399 | -4.445 | -101.928 | 104.6596 | -4.4518 | -101.9455 | 104.6756
Line5_6_7 | 0 | 0.030114 | 0.024106 | 0 | 0.030114 | 0.024106 | 0 | 0.0069546 | 0.0055671 | 0 | 0.0069546 | 0.005567 | 3.5276e-08 | 0.0045653 | 0.0029304 | -2.7737e-08 | -0.0045499 | -0.0029179 | -1.192e-07 | 0.0045711 | 0.0029271 | 8.9079e-08 | -0.0045527 | -0.0029163 | 0 | -146.9814 | 59.7081 | 0 | 33.0187 | -120.2919 | 1.2366 | 0.92894 | 0.74399 | 1.2364 | 0.9255 | 0.74104 | -4.4518 | -101.9455 | 104.6756 | -4.4586 | -101.9631 | 104.6917
Line6_7_8 | 0 | 0.030114 | 0.024106 | 0 | 0.030114 | 0.024106 | 0 | 0.0069546 | 0.005567 | 0 | 0.0069546 | 0.005567 | 2.6425e-08 | 0.0045499 | 0.0029179 | -1.8911e-08 | -0.0045344 | -0.0029054 | -8.9414e-08 | 0.0045527 | 0.0029163 | 5.9273e-08 | -0.0045344 | -0.0029054 | 0 | -146.9813 | 59.7081 | 0 | 33.0189 | -120.292 | 1.2364 | 0.9255 | 0.74104 | 1.2361 | 0.92207 | 0.73808 | -4.4586 | -101.9631 | 104.6917 | -4.4654 | -101.9809 | 104.708
Line7_8_9 | 0 | 0 | 0 | 0 | 0 | 0 | 0 | 0 | 0 | 0 | 0 | 0 | 8.8007e-09 | -2.2956e-08 | 1.5046e-08 | -1.3099e-09 | -6.3089e-11 | 4.8248e-10 | -2.9804e-08 | -3.5927e-09 | 1.0813e-08 | -3.3524e-10 | 9.9354e-10 | -6.7807e-10 | 0 | 0 | 0 | 0 | 0 | 0 | 1.2361 | 0.92207 | 0.73808 | 1.2361 | 0.92207 | 0.73808 | -4.4654 | -101.9809 | 104.708 | -4.4654 | -101.9809 | 104.708
Line8_8_10 | 0 | 0 | 0 | 0 | 0 | 0 | 0 | 0 | 0 | 0 | 0 | 0 | 8.8007e-09 | -2.2956e-08 | 1.5046e-08 | -1.3099e-09 | -6.3089e-11 | 4.8248e-10 | -2.9804e-08 | -3.5927e-09 | 1.0813e-08 | -3.3524e-10 | 9.9354e-10 | -6.7807e-10 | 0 | 0 | 0 | 0 | 0 | 0 | 1.2361 | 0.92207 | 0.73808 | 1.2361 | 0.92207 | 0.73808 | -4.4654 | -101.9809 | 104.708 | -4.4654 | -101.9809 | 104.708
Line9_3_11 | 0 | 0 | 0 | 0 | 0 | 0 | 0 | 0 | 0 | 0 | 0 | 0 | 6.2206e-08 | -1.6226e-07 | 1.0685e-07 | -5.4634e-08 | 1.3897e-07 | -9.1129e-08 | -2.081e-07 | -2.6137e-08 | 7.6908e-08 | 1.7803e-07 | 2.3415e-08 | -6.6613e-08 | 0 | 0 | 0 | 0 | 0 | 0 | 1.2371 | 0.93582 | 0.7499 | 1.2371 | 0.93582 | 0.7499 | -4.4382 | -101.9106 | 104.6437 | -4.4382 | -101.9106 | 104.6437

## LLG_min_fault_10
name | pf_ikss_a_from_ka | pf_ikss_b_from_ka | pf_ikss_c_from_ka | pf_ikss_a_to_ka | pf_ikss_b_to_ka | pf_ikss_c_to_ka | pf_skss_a_from_mw | pf_skss_b_from_mw | pf_skss_c_from_mw | pf_skss_a_to_mw | pf_skss_b_to_mw | pf_skss_c_to_mw | pf_p_a_from_mw | pf_p_b_from_mw | pf_p_c_from_mw | pf_p_a_to_mw | pf_p_b_to_mw | pf_p_c_to_mw | pf_q_a_from_mvar | pf_q_b_from_mvar | pf_q_c_from_mvar | pf_q_a_to_mvar | pf_q_b_to_mvar | pf_q_c_to_mvar | pf_ikss_a_from_degree | pf_ikss_b_from_degree | pf_ikss_c_from_degree | pf_ikss_a_to_degree | pf_ikss_b_to_degree | pf_ikss_c_to_degree | pf_vm_a_from_pu | pf_vm_b_from_pu | pf_vm_c_from_pu | pf_vm_a_to_pu | pf_vm_b_to_pu | pf_vm_c_to_pu | pf_va_a_from_degree | pf_va_b_from_degree | pf_va_c_from_degree | pf_va_a_to_degree | pf_va_b_to_degree | pf_va_c_to_degree
Line0_1_2 | 0 | 0.028529 | 0.022838 | 0 | 0.028529 | 0.022837 | 0 | 0.0065885 | 0.0052741 | 0 | 0.0065885 | 0.0052741 | 4.7619e-08 | 0.0041252 | 0.0026524 | -4.0807e-08 | -0.0041113 | -0.0026412 | -1.6042e-07 | 0.0041354 | 0.0026465 | 1.3341e-07 | -0.004119 | -0.0026368 | 0 | -146.9816 | 59.7082 | 0 | 33.0185 | -120.2918 | 1.172 | 0.88657 | 0.71043 | 1.1717 | 0.88331 | 0.70763 | -4.4382 | -101.9106 | 104.6437 | -4.445 | -101.928 | 104.6596
Line10_11_12 | 0 | 0 | 0 | 0 | 0 | 0 | 0 | 0 | 0 | 0 | 0 | 0 | 4.7854e-08 | -1.2483e-07 | 8.2199e-08 | -4.1059e-08 | 1.0392e-07 | -6.8089e-08 | -1.6009e-07 | -2.0107e-08 | 5.9165e-08 | 1.3311e-07 | 1.7664e-08 | -4.9925e-08 | 0 | 0 | 0 | 0 | 0 | 0 | 1.172 | 0.88657 | 0.71043 | 1.172 | 0.88657 | 0.71043 | -4.4382 | -101.9106 | 104.6437 | -4.4382 | -101.9106 | 104.6437
Line11_12_13 | 0 | 0 | 0 | 0 | 0 | 0 | 0 | 0 | 0 | 0 | 0 | 0 | 3.9879e-08 | -1.0402e-07 | 6.8499e-08 | -3.3083e-08 | 8.3117e-08 | -5.4389e-08 | -1.3341e-07 | -1.6756e-08 | 4.9304e-08 | 1.0642e-07 | 1.4313e-08 | -4.0064e-08 | 0 | 0 | 0 | 0 | 0 | 0 | 1.172 | 0.88657 | 0.71043 | 1.172 | 0.88657 | 0.71043 | -4.4382 | -101.9106 | 104.6437 | -4.4382 | -101.9106 | 104.6437
Line12_13_15 | 0 | 0 | 0 | 0 | 0 | 0 | 0 | 0 | 0 | 0 | 0 | 0 | 2.3927e-08 | -6.2414e-08 | 4.11e-08 | -1.7132e-08 | 4.1508e-08 | -2.699e-08 | -8.0043e-08 | -1.0053e-08 | 2.9582e-08 | 5.3063e-08 | 7.6107e-09 | -2.0342e-08 | 0 | 0 | 0 | 0 | 0 | 0 | 1.172 | 0.88657 | 0.71043 | 1.172 | 0.88657 | 0.71043 | -4.4382 | -101.9106 | 104.6437 | -4.4382 | -101.9106 | 104.6437
Line13_13_14 | 0 | 0 | 0 | 0 | 0 | 0 | 0 | 0 | 0 | 0 | 0 | 0 | 7.9757e-09 | -2.0805e-08 | 1.37e-08 | -1.1802e-09 | -1.0094e-10 | 4.101e-10 | -2.6681e-08 | -3.3511e-09 | 9.8608e-09 | -2.9928e-10 | 9.0842e-10 | -6.2086e-10 | 0 | 0 | 0 | 0 | 0 | 0 | 1.172 | 0.88657 | 0.71043 | 1.172 | 0.88657 | 0.71043 | -4.4382 | -101.9106 | 104.6437 | -4.4382 | -101.9106 | 104.6437
Line14_15_16 | 0 | 0 | 0 | 0 | 0 | 0 | 0 | 0 | 0 | 0 | 0 | 0 | 1.5951e-08 | -4.1609e-08 | 2.74e-08 | -9.156e-09 | 2.0704e-08 | -1.329e-08 | -5.3362e-08 | -6.7023e-09 | 1.9722e-08 | 2.6382e-08 | 4.2596e-09 | -1.0482e-08 | 0 | 0 | 0 | 0 | 0 | 0 | 1.172 | 0.88657 | 0.71043 | 1.172 | 0.88657 | 0.71043 | -4.4382 | -101.9106 | 104.6437 | -4.4382 | -101.9106 | 104.6437
Line15_16_17 | 0 | 0 | 0 | 0 | 0 | 0 | 0 | 0 | 0 | 0 | 0 | 0 | 7.9757e-09 | -2.0805e-08 | 1.37e-08 | -1.1802e-09 | -1.0094e-10 | 4.101e-10 | -2.6681e-08 | -3.3511e-09 | 9.8608e-09 | -2.9928e-10 | 9.0842e-10 | -6.2086e-10 | 0 | 0 | 0 | 0 | 0 | 0 | 1.172 | 0.88657 | 0.71043 | 1.172 | 0.88657 | 0.71043 | -4.4382 | -101.9106 | 104.6437 | -4.4382 | -101.9106 | 104.6437
Line16_4_18 | 0 | 0 | 0 | 0 | 0 | 0 | 0 | 0 | 0 | 0 | 0 | 0 | 7.9757e-09 | -2.0805e-08 | 1.37e-08 | -1.1802e-09 | -1.0094e-10 | 4.101e-10 | -2.6681e-08 | -3.3511e-09 | 9.8608e-09 | -2.9928e-10 | 9.0842e-10 | -6.2086e-10 | 0 | 0 | 0 | 0 | 0 | 0 | 1.172 | 0.88657 | 0.71043 | 1.172 | 0.88657 | 0.71043 | -4.4382 | -101.9106 | 104.6437 | -4.4382 | -101.9106 | 104.6437
Line17_5_19 | 0 | 0 | 0 | 0 | 0 | 0 | 0 | 0 | 0 | 0 | 0 | 0 | 7.9757e-09 | -2.0805e-08 | 1.37e-08 | -1.1802e-09 | -1.0094e-10 | 4.101e-10 | -2.6681e-08 | -3.3511e-09 | 9.8608e-09 | -2.9928e-10 | 9.0842e-10 | -6.2086e-10 | 0 | 0 | 0 | 0 | 0 | 0 | 1.172 | 0.88657 | 0.71043 | 1.172 | 0.88657 | 0.71043 | -4.4382 | -101.9106 | 104.6437 | -4.4382 | -101.9106 | 104.6437
Line1_1_3 | 0 | 0 | 0 | 0 | 0 | 0 | 0 | 0 | 0 | 0 | 0 | 0 | 6.3806e-08 | -1.6644e-07 | 1.096e-07 | -5.701e-08 | 1.4553e-07 | -9.5489e-08 | -2.1345e-07 | -2.6809e-08 | 7.8886e-08 | 1.8647e-07 | 2.4366e-08 | -6.9646e-08 | 0 | 0 | 0 | 0 | 0 | 0 | 1.172 | 0.88657 | 0.71043 | 1.172 | 0.88657 | 0.71043 | -4.4382 | -101.9106 | 104.6437 | -4.4382 | -101.9106 | 104.6437
Line2_1_4 | 0 | 0 | 0 | 0 | 0 | 0 | 0 | 0 | 0 | 0 | 0 | 0 | 1.5951e-08 | -4.1609e-08 | 2.74e-08 | -9.1559e-09 | 2.0704e-08 | -1.329e-08 | -5.3362e-08 | -6.7023e-09 | 1.9722e-08 | 2.6382e-08 | 4.2596e-09 | -1.0482e-08 | 0 | 0 | 0 | 0 | 0 | 0 | 1.172 | 0.88657 | 0.71043 | 1.172 | 0.88657 | 0.71043 | -4.4382 | -101.9106 | 104.6437 | -4.4382 | -101.9106 | 104.6437
Line3_1_5 | 0 | 0 | 0 | 0 | 0 | 0 | 0 | 0 | 0 | 0 | 0 | 0 | 1.5951e-08 | -4.1609e-08 | 2.74e-08 | -9.1559e-09 | 2.0704e-08 | -1.329e-08 | -5.3362e-08 | -6.7023e-09 | 1.9722e-08 | 2.6382e-08 | 4.2596e-09 | -1.0482e-08 | 0 | 0 | 0 | 0 | 0 | 0 | 1.172 | 0.88657 | 0.71043 | 1.172 | 0.88657 | 0.71043 | -4.4382 | -101.9106 | 104.6437 | -4.4382 | -101.9106 | 104.6437
Line4_2_6 | 0 | 0.028529 | 0.022837 | 0 | 0.028529 | 0.022837 | 0 | 0.0065885 | 0.0052741 | 0 | 0.0065885 | 0.0052741 | 3.9628e-08 | 0.0041113 | 0.0026412 | -3.2838e-08 | -0.0040974 | -0.0026301 | -1.3371e-07 | 0.004119 | 0.0026368 | 1.0669e-07 | -0.0041026 | -0.0026271 | 0 | -146.9815 | 59.7082 | 0 | 33.0186 | -120.2919 | 1.1717 | 0.88331 | 0.70763 | 1.1715 | 0.88005 | 0.70483 | -4.445 | -101.928 | 104.6596 | -4.4518 | -101.9455 | 104.6756
Line5_6_7 | 0 | 0.028529 | 0.022837 | 0 | 0.028529 | 0.022837 | 0 | 0.0065885 | 0.0052741 | 0 | 0.0065886 | 0.005274 | 3.166e-08 | 0.0040974 | 0.0026301 | -2.4894e-08 | -0.0040835 | -0.0026189 | -1.0699e-07 | 0.0041026 | 0.0026271 | 7.9949e-08 | -0.0040861 | -0.0026174 | 0 | -146.9814 | 59.7081 | 0 | 33.0187 | -120.2919 | 1.1715 | 0.88005 | 0.70483 | 1.1713 | 0.87679 | 0.70204 | -4.4518 | -101.9455 | 104.6756 | -4.4586 | -101.9631 | 104.6917
Line6_7_8 | 0 | 0.028529 | 0.022837 | 0 | 0.028529 | 0.022837 | 0 | 0.0065886 | 0.005274 | 0 | 0.0065886 | 0.005274 | 2.3717e-08 | 0.0040835 | 0.0026189 | -1.6973e-08 | -0.0040696 | -0.0026077 | -8.0249e-08 | 0.0040861 | 0.0026174 | 5.3198e-08 | -0.0040697 | -0.0026077 | 0 | -146.9813 | 59.7081 | 0 | 33.0189 | -120.292 | 1.1713 | 0.87679 | 0.70204 | 1.1711 | 0.87354 | 0.69924 | -4.4586 | -101.9631 | 104.6917 | -4.4654 | -101.9809 | 104.708
Line7_8_9 | 0 | 0 | 0 | 0 | 0 | 0 | 0 | 0 | 0 | 0 | 0 | 0 | 7.8987e-09 | -2.0604e-08 | 1.3504e-08 | -1.1757e-09 | -5.6623e-11 | 4.3303e-10 | -2.6749e-08 | -3.2245e-09 | 9.7048e-09 | -3.0088e-10 | 8.9171e-10 | -6.0857e-10 | 0 | 0 | 0 | 0 | 0 | 0 | 1.1711 | 0.87354 | 0.69924 | 1.1711 | 0.87354 | 0.69924 | -4.4654 | -101.9809 | 104.708 | -4.4654 | -101.9809 | 104.708
Line8_8_10 | 0 | 0 | 0 | 0 | 0 | 0 | 0 | 0 | 0 | 0 | 0 | 0 | 7.8987e-09 | -2.0604e-08 | 1.3504e-08 | -1.1757e-09 | -5.6623e-11 | 4.3303e-10 | -2.6749e-08 | -3.2245e-09 | 9.7048e-09 | -3.0088e-10 | 8.9171e-10 | -6.0857e-10 | 0 | 0 | 0 | 0 | 0 | 0 | 1.1711 | 0.87354 | 0.69924 | 1.1711 | 0.87354 | 0.69924 | -4.4654 | -101.9809 | 104.708 | -4.4654 | -101.9809 | 104.708
Line9_3_11 | 0 | 0 | 0 | 0 | 0 | 0 | 0 | 0 | 0 | 0 | 0 | 0 | 5.583e-08 | -1.4563e-07 | 9.5899e-08 | -4.9035e-08 | 1.2473e-07 | -8.1789e-08 | -1.8677e-07 | -2.3458e-08 | 6.9026e-08 | 1.5979e-07 | 2.1015e-08 | -5.9786e-08 | 0 | 0 | 0 | 0 | 0 | 0 | 1.172 | 0.88657 | 0.71043 | 1.172 | 0.88657 | 0.71043 | -4.4382 | -101.9106 | 104.6437 | -4.4382 | -101.9106 | 104.6437