## LLL_max_6
name | pf_ikss_from_ka | pf_ikss_to_ka | pf_ip_from_ka | pf_ip_to_ka | pf_skss_from_mw | pf_skss_to_mw | pf_p_from_mw | pf_p_to_mw | pf_q_from_mvar | pf_q_to_mvar | pf_ikss_from_degree | pf_ikss_to_degree | pf_vm_from_pu | pf_vm_to_pu | pf_va_from_degree | pf_va_to_degree
Line0_1_2 | 2.1767 | 2.1767 | 0 | 0 | 1.508 | 1.508 | 0.56854 | -0.42641 | 1.1371 | -0.85282 | -67.8829 | 112.1171 | 0.84302 | 0.63226 | -4.4479 | -4.4479
Line10_11_12 | 0 | 0 | 0 | 0 | 0 | 0 | 0 | 0 | 0 | 0 | 0 | 0 | 0.84302 | 0.84302 | -4.4479 | -4.4479
Line11_12_13 | 0 | 0 | 0 | 0 | 0 | 0 | 0 | 0 | 0 | 0 | 0 | 0 | 0.84302 | 0.84302 | -4.4479 | -4.4479
Line12_13_15 | 0 | 0 | 0 | 0 | 0 | 0 | 0 | 0 | 0 | 0 | 0 | 0 | 0.84302 | 0.84302 | -4.4479 | -4.4479
Line13_13_14 | 0 | 0 | 0 | 0 | 0 | 0 | 0 | 0 | 0 | 0 | 0 | 0 | 0.84302 | 0.84302 | -4.4479 | -4.4479
Line14_15_16 | 0 | 0 | 0 | 0 | 0 | 0 | 0 | 0 | 0 | 0 | 0 | 0 | 0.84302 | 0.84302 | -4.4479 | -4.4479
Line15_16_17 | 0 | 0 | 0 | 0 | 0 | 0 | 0 | 0 | 0 | 0 | 0 | 0 | 0.84302 | 0.84302 | -4.4479 | -4.4479
Line16_4_18 | 0 | 0 | 0 | 0 | 0 | 0 | 0 | 0 | 0 | 0 | 0 | 0 | 0.84302 | 0.84302 | -4.4479 | -4.4479
Line17_5_19 | 0 | 0 | 0 | 0 | 0 | 0 | 0 | 0 | 0 | 0 | 0 | 0 | 0.84302 | 0.84302 | -4.4479 | -4.4479
Line1_1_3 | 0 | 0 | 0 | 0 | 0 | 0 | 0 | 0 | 0 | 0 | 0 | 0 | 0.84302 | 0.84302 | -4.4479 | -4.4479
Line2_1_4 | 0 | 0 | 0 | 0 | 0 | 0 | 0 | 0 | 0 | 0 | 0 | 0 | 0.84302 | 0.84302 | -4.4479 | -4.4479
Line3_1_5 | 0 | 0 | 0 | 0 | 0 | 0 | 0 | 0 | 0 | 0 | 0 | 0 | 0.84302 | 0.84302 | -4.4479 | -4.4479
Line4_2_6 | 2.1767 | 2.1767 | 0 | 0 | 1.508 | 1.508 | 0.42641 | -0.28427 | 0.85282 | -0.56854 | -67.8829 | 112.1171 | 0.63226 | 0.42151 | -4.4479 | -4.4479
Line5_6_7 | 2.1767 | 2.1767 | 0 | 0 | 1.508 | 1.508 | 0.28427 | -0.14214 | 0.56854 | -0.28427 | -67.8829 | 112.1171 | 0.42151 | 0.21075 | -4.4479 | -4.4479
Line6_7_8 | 2.1767 | 2.1767 | 0 | 4.0311 | 1.508 | 1.508 | 0.14214 | -1e-07 | 0.28427 | -1e-07 | -67.8829 | 112.1171 | 0.21075 | 0 | -4.4479 | 0
Line7_8_9 | 0 | 0 | 0 | 0 | 0 | 0 | 7.9247e-22 | 0 | 4.6423e-22 | 0 | 0 | 0 | 0 | 0 | 0 | 0
Line8_8_10 | 0 | 0 | 0 | 0 | 0 | 0 | 7.9247e-22 | 0 | 4.6423e-22 | 0 | 0 | 0 | 0 | 0 | 0 | 0
Line9_3_11 | 0 | 0 | 0 | 0 | 0 | 0 | 0 | 0 | 0 | 0 | 0 | 0 | 0.84302 | 0.84302 | -4.4479 | -4.4479

## LLL_max_10
name | pf_ikss_from_ka | pf_ikss_to_ka | pf_ip_from_ka | pf_ip_to_ka | pf_skss_from_mw | pf_skss_to_mw | pf_p_from_mw | pf_p_to_mw | pf_q_from_mvar | pf_q_to_mvar | pf_ikss_from_degree | pf_ikss_to_degree | pf_vm_from_pu | pf_vm_to_pu | pf_va_from_degree | pf_va_to_degree
Line0_1_2 | 2.259 | 2.259 | 0 | 0 | 1.5651 | 1.5651 | 0.61237 | -0.45928 | 1.2247 | -0.91856 | -68.05 | 111.95 | 0.87491 | 0.65618 | -4.615 | -4.615
Line10_11_12 | 0 | 0 | 0 | 0 | 0 | 0 | 0 | 0 | 0 | 0 | 0 | 0 | 0.87491 | 0.87491 | -4.615 | -4.615
Line11_12_13 | 0 | 0 | 0 | 0 | 0 | 0 | 0 | 0 | 0 | 0 | 0 | 0 | 0.87491 | 0.87491 | -4.615 | -4.615
Line12_13_15 | 0 | 0 | 0 | 0 | 0 | 0 | 0 | 0 | 0 | 0 | 0 | 0 | 0.87491 | 0.87491 | -4.615 | -4.615
Line13_13_14 | 0 | 0 | 0 | 0 | 0 | 0 | 0 | 0 | 0 | 0 | 0 | 0 | 0.87491 | 0.87491 | -4.615 | -4.615
Line14_15_16 | 0 | 0 | 0 | 0 | 0 | 0 | 0 | 0 | 0 | 0 | 0 | 0 | 0.87491 | 0.87491 | -4.615 | -4.615
Line15_16_17 | 0 | 0 | 0 | 0 | 0 | 0 | 0 | 0 | 0 | 0 | 0 | 0 | 0.87491 | 0.87491 | -4.615 | -4.615
Line16_4_18 | 0 | 0 | 0 | 0 | 0 | 0 | 0 | 0 | 0 | 0 | 0 | 0 | 0.87491 | 0.87491 | -4.615 | -4.615
Line17_5_19 | 0 | 0 | 0 | 0 | 0 | 0 | 0 | 0 | 0 | 0 | 0 | 0 | 0.87491 | 0.87491 | -4.615 | -4.615
Line1_1_3 | 0 | 0 | 0 | 0 | 0 | 0 | 0 | 0 | 0 | 0 | 0 | 0 | 0.87491 | 0.87491 | -4.615 | -4.615
Line2_1_4 | 0 | 0 | 0 | 0 | 0 | 0 | 0 | 0 | 0 | 0 | 0 | 0 | 0.87491 | 0.87491 | -4.615 | -4.615
Line3_1_5 | 0 | 0 | 0 | 0 | 0 | 0 | 0 | 0 | 0 | 0 | 0 | 0 | 0.87491 | 0.87491 | -4.615 | -4.615
Line4_2_6 | 2.259 | 2.259 | 0 | 0 | 1.5651 | 1.5651 | 0.45928 | -0.30619 | 0.91856 | -0.61237 | -68.05 | 111.95 | 0.65618 | 0.43745 | -4.615 | -4.615
Line5_6_7 | 2.259 | 2.259 | 0 | 0 | 1.5651 | 1.5651 | 0.30619 | -0.15309 | 0.61237 | -0.30619 | -68.05 | 111.95 | 0.43745 | 0.21873 | -4.615 | -4.615
Line6_7_8 | 2.259 | 2.259 | 0 | 4.1931 | 1.5651 | 1.5651 | 0.15309 | -1e-07 | 0.30619 | -1e-07 | -68.05 | 111.95 | 0.21873 | 0 | -4.615 | 0
Line7_8_9 | 0 | 0 | 0 | 0 | 0 | 0 | 1.1123e-21 | 0 | -5.2195e-22 | 0 | 0 | 0 | 0 | 0 | 0 | 0
Line8_8_10 | 0 | 0 | 0 | 0 | 0 | 0 | 1.1123e-21 | 0 | -5.2195e-22 | 0 | 0 | 0 | 0 | 0 | 0 | 0
Line9_3_11 | 0 | 0 | 0 | 0 | 0 | 0 | 0 | 0 | 0 | 0 | 0 | 0 | 0.87491 | 0.87491 | -4.615 | -4.615

## LLL_max_fault_6
name | pf_ikss_from_ka | pf_ikss_to_ka | pf_ip_from_ka | pf_ip_to_ka | pf_skss_from_mw | pf_skss_to_mw | pf_p_from_mw | pf_p_to_mw | pf_q_from_mvar | pf_q_to_mvar | pf_ikss_from_degree | pf_ikss_to_degree | pf_vm_from_pu | pf_vm_to_pu | pf_va_from_degree | pf_va_to_degree
Line0_1_2 | 0.033802 | 0.033802 | 0 | 0 | 0.023418 | 0.023418 | 0.017275 | -0.017241 | 0.017412 | -0.017344 | -45.346 | 134.654 | 1.0474 | 1.0443 | -0.11952 | -0.17563
Line10_11_12 | 0 | 0 | 0 | 0 | 0 | 0 | 0 | 0 | 0 | 0 | 0 | 0 | 1.0474 | 1.0474 | -0.11952 | -0.11952
Line11_12_13 | 0 | 0 | 0 | 0 | 0 | 0 | 0 | 0 | 0 | 0 | 0 | 0 | 1.0474 | 1.0474 | -0.11952 | -0.11952
Line12_13_15 | 0 | 0 | 0 | 0 | 0 | 0 | 0 | 0 | 0 | 0 | 0 | 0 | 1.0474 | 1.0474 | -0.11952 | -0.11952
Line13_13_14 | 0 | 0 | 0 | 0 | 0 | 0 | 0 | 0 | 0 | 0 | 0 | 0 | 1.0474 | 1.0474 | -0.11952 | -0.11952
Line14_15_16 | 0 | 0 | 0 | 0 | 0 | 0 | 0 | 0 | 0 | 0 | 0 | 0 | 1.0474 | 1.0474 | -0.11952 | -0.11952
Line15_16_17 | 0 | 0 | 0 | 0 | 0 | 0 | 0 | 0 | 0 | 0 | 0 | 0 | 1.0474 | 1.0474 | -0.11952 | -0.11952
Line16_4_18 | 0 | 0 | 0 | 0 | 0 | 0 | 0 | 0 | 0 | 0 | 0 | 0 | 1.0474 | 1.0474 | -0.11952 | -0.11952
Line17_5_19 | 0 | 0 | 0 | 0 | 0 | 0 | 0 | 0 | 0 | 0 | 0 | 0 | 1.0474 | 1.0474 | -0.11952 | -0.11952
Line1_1_3 | 0 | 0 | 0 | 0 | 0 | 0 | 0 | 0 | 0 | 0 | 0 | 0 | 1.0474 | 1.0474 | -0.11952 | -0.11952
Line2_1_4 | 0 | 0 | 0 | 0 | 0 | 0 | 0 | 0 | 0 | 0 | 0 | 0 | 1.0474 | 1.0474 | -0.11952 | -0.11952
Line3_1_5 | 0 | 0 | 0 | 0 | 0 | 0 | 0 | 0 | 0 | 0 | 0 | 0 | 1.0474 | 1.0474 | -0.11952 | -0.11952
Line4_2_6 | 0.033802 | 0.033802 | 0 | 0 | 0.023418 | 0.023418 | 0.017241 | -0.017207 | 0.017344 | -0.017275 | -45.346 | 134.654 | 1.0443 | 1.0412 | -0.17563 | -0.23207
Line5_6_7 | 0.033802 | 0.033802 | 0 | 0 | 0.023418 | 0.023418 | 0.017207 | -0.017173 | 0.017275 | -0.017207 | -45.346 | 134.654 | 1.0412 | 1.0381 | -0.23207 | -0.28886
Line6_7_8 | 0.033802 | 0.033802 | 0 | 0.0626 | 0.023418 | 0.023418 | 0.017173 | -0.017138 | 0.017207 | -0.017138 | -45.346 | 134.654 | 1.0381 | 1.035 | -0.28886 | -0.34598
Line7_8_9 | 0 | 0 | 0 | 0 | 0 | 0 | -1.7102e-10 | 0 | 7.2182e-11 | 0 | 0 | 0 | 1.035 | 1.035 | -0.34598 | -0.34598
Line8_8_10 | 0 | 0 | 0 | 0 | 0 | 0 | -1.7102e-10 | 0 | 7.2182e-11 | 0 | 0 | 0 | 1.035 | 1.035 | -0.34598 | -0.34598
Line9_3_11 | 0 | 0 | 0 | 0 | 0 | 0 | 0 | 0 | 0 | 0 | 0 | 0 | 1.0474 | 1.0474 | -0.11952 | -0.11952

## LLL_max_fault_10
name | pf_ikss_from_ka | pf_ikss_to_ka | pf_ip_from_ka | pf_ip_to_ka | pf_skss_from_mw | pf_skss_to_mw | pf_p_from_mw | pf_p_to_mw | pf_q_from_mvar | pf_q_to_mvar | pf_ikss_from_degree | pf_ikss_to_degree | pf_vm_from_pu | pf_vm_to_pu | pf_va_from_degree | pf_va_to_degree
Line0_1_2 | 0.035407 | 0.035407 | 0 | 0 | 0.024531 | 0.024531 | 0.018955 | -0.018918 | 0.019106 | -0.019031 | -45.3516 | 134.6484 | 1.0971 | 1.0939 | -0.12515 | -0.18126
Line10_11_12 | 0 | 0 | 0 | 0 | 0 | 0 | 0 | 0 | 0 | 0 | 0 | 0 | 1.0971 | 1.0971 | -0.12515 | -0.12515
Line11_12_13 | 0 | 0 | 0 | 0 | 0 | 0 | 0 | 0 | 0 | 0 | 0 | 0 | 1.0971 | 1.0971 | -0.12515 | -0.12515
Line12_13_15 | 0 | 0 | 0 | 0 | 0 | 0 | 0 | 0 | 0 | 0 | 0 | 0 | 1.0971 | 1.0971 | -0.12515 | -0.12515
Line13_13_14 | 0 | 0 | 0 | 0 | 0 | 0 | 0 | 0 | 0 | 0 | 0 | 0 | 1.0971 | 1.0971 | -0.12515 | -0.12515
Line14_15_16 | 0 | 0 | 0 | 0 | 0 | 0 | 0 | 0 | 0 | 0 | 0 | 0 | 1.0971 | 1.0971 | -0.12515 | -0.12515
Line15_16_17 | 0 | 0 | 0 | 0 | 0 | 0 | 0 | 0 | 0 | 0 | 0 | 0 | 1.0971 | 1.0971 | -0.12515 | -0.12515
Line16_4_18 | 0 | 0 | 0 | 0 | 0 | 0 | 0 | 0 | 0 | 0 | 0 | 0 | 1.0971 | 1.0971 | -0.12515 | -0.12515
Line17_5_19 | 0 | 0 | 0 | 0 | 0 | 0 | 0 | 0 | 0 | 0 | 0 | 0 | 1.0971 | 1.0971 | -0.12515 | -0.12515
Line1_1_3 | 0 | 0 | 0 | 0 | 0 | 0 | 0 | 0 | 0 | 0 | 0 | 0 | 1.0971 | 1.0971 | -0.12515 | -0.12515
Line2_1_4 | 0 | 0 | 0 | 0 | 0 | 0 | 0 | 0 | 0 | 0 | 0 | 0 | 1.0971 | 1.0971 | -0.12515 | -0.12515
Line3_1_5 | 0 | 0 | 0 | 0 | 0 | 0 | 0 | 0 | 0 | 0 | 0 | 0 | 1.0971 | 1.0971 | -0.12515 | -0.12515
Line4_2_6 | 0.035407 | 0.035407 | 0 | 0 | 0.024531 | 0.024531 | 0.018918 | -0.01888 | 0.019031 | -0.018955 | -45.3516 | 134.6484 | 1.0939 | 1.0906 | -0.18126 | -0.23771
Line5_6_7 | 0.035407 | 0.035407 | 0 | 0 | 0.024531 | 0.024531 | 0.01888 | -0.018842 | 0.018955 | -0.01888 | -45.3516 | 134.6484 | 1.0906 | 1.0874 | -0.23771 | -0.29449
Line6_7_8 | 0.035407 | 0.035407 | 0 | 0.065722 | 0.024531 | 0.024531 | 0.018842 | -0.018805 | 0.01888 | -0.018805 | -45.3516 | 134.6484 | 1.0874 | 1.0841 | -0.29449 | -0.35161
Line7_8_9 | 0 | 0 | 0 | 0 | 0 | 0 | -1.8919e-10 | 0 | 8.0501e-11 | 0 | 0 | 0 | 1.0841 | 1.0841 | -0.35161 | -0.35161
Line8_8_10 | 0 | 0 | 0 | 0 | 0 | 0 | -1.8919e-10 | 0 | 8.0501e-11 | 0 | 0 | 0 | 1.0841 | 1.0841 | -0.35161 | -0.35161
Line9_3_11 | 0 | 0 | 0 | 0 | 0 | 0 | 0 | 0 | 0 | 0 | 0 | 0 | 1.0971 | 1.0971 | -0.12515 | -0.12515

## LLL_min_6
name | pf_ikss_from_ka | pf_ikss_to_ka | pf_ip_from_ka | pf_ip_to_ka | pf_skss_from_mw | pf_skss_to_mw | pf_p_from_mw | pf_p_to_mw | pf_q_from_mvar | pf_q_to_mvar | pf_ikss_from_degree | pf_ikss_to_degree | pf_vm_from_pu | pf_vm_to_pu | pf_va_from_degree | pf_va_to_degree
Line0_1_2 | 1.6801 | 1.6801 | 0 | 0 | 1.164 | 1.164 | 0.65034 | -0.48775 | 0.67743 | -0.50807 | -52.8727 | 127.1273 | 0.80677 | 0.60508 | -6.7036 | -6.7036
Line10_11_12 | 0 | 0 | 0 | 0 | 0 | 0 | 0 | 0 | 0 | 0 | 0 | 0 | 0.80677 | 0.80677 | -6.7036 | -6.7036
Line11_12_13 | 0 | 0 | 0 | 0 | 0 | 0 | 0 | 0 | 0 | 0 | 0 | 0 | 0.80677 | 0.80677 | -6.7036 | -6.7036
Line12_13_15 | 0 | 0 | 0 | 0 | 0 | 0 | 0 | 0 | 0 | 0 | 0 | 0 | 0.80677 | 0.80677 | -6.7036 | -6.7036
Line13_13_14 | 0 | 0 | 0 | 0 | 0 | 0 | 0 | 0 | 0 | 0 | 0 | 0 | 0.80677 | 0.80677 | -6.7036 | -6.7036
Line14_15_16 | 0 | 0 | 0 | 0 | 0 | 0 | 0 | 0 | 0 | 0 | 0 | 0 | 0.80677 | 0.80677 | -6.7036 | -6.7036
Line15_16_17 | 0 | 0 | 0 | 0 | 0 | 0 | 0 | 0 | 0 | 0 | 0 | 0 | 0.80677 | 0.80677 | -6.7036 | -6.7036
Line16_4_18 | 0 | 0 | 0 | 0 | 0 | 0 | 0 | 0 | 0 | 0 | 0 | 0 | 0.80677 | 0.80677 | -6.7036 | -6.7036
Line17_5_19 | 0 | 0 | 0 | 0 | 0 | 0 | 0 | 0 | 0 | 0 | 0 | 0 | 0.80677 | 0.80677 | -6.7036 | -6.7036
Line1_1_3 | 0 | 0 | 0 | 0 | 0 | 0 | 0 | 0 | 0 | 0 | 0 | 0 | 0.80677 | 0.80677 | -6.7036 | -6.7036
Line2_1_4 | 0 | 0 | 0 | 0 | 0 | 0 | 0 | 0 | 0 | 0 | 0 | 0 | 0.80677 | 0.80677 | -6.7036 | -6.7036
Line3_1_5 | 0 | 0 | 0 | 0 | 0 | 0 | 0 | 0 | 0 | 0 | 0 | 0 | 0.80677 | 0.80677 | -6.7036 | -6.7036
Line4_2_6 | 1.6801 | 1.6801 | 0 | 0 | 1.164 | 1.164 | 0.48775 | -0.32517 | 0.50807 | -0.33872 | -52.8727 | 127.1273 | 0.60508 | 0.40338 | -6.7036 | -6.7036
Line5_6_7 | 1.6801 | 1.6801 | 0 | 0 | 1.164 | 1.164 | 0.32517 | -0.16258 | 0.33872 | -0.16936 | -52.8727 | 127.1273 | 0.40338 | 0.20169 | -6.7036 | -6.7036
Line6_7_8 | 1.6801 | 1.6801 | 0 | 2.6638 | 1.164 | 1.164 | 0.16258 | -1e-07 | 0.16936 | -1e-07 | -52.8727 | 127.1273 | 0.20169 | 0 | -6.7036 | 0
Line7_8_9 | 0 | 0 | 0 | 0 | 0 | 0 | 6.7987e-22 | 0 | 9.0104e-22 | 0 | 0 | 0 | 0 | 0 | 0 | 0
Line8_8_10 | 0 | 0 | 0 | 0 | 0 | 0 | 6.7987e-22 | 0 | 9.0104e-22 | 0 | 0 | 0 | 0 | 0 | 0 | 0
Line9_3_11 | 0 | 0 | 0 | 0 | 0 | 0 | 0 | 0 | 0 | 0 | 0 | 0 | 0.80677 | 0.80677 | -6.7036 | -6.7036

## LLL_min_10
name | pf_ikss_from_ka | pf_ikss_to_ka | pf_ip_from_ka | pf_ip_to_ka | pf_skss_from_mw | pf_skss_to_mw | pf_p_from_mw | pf_p_to_mw | pf_q_from_mvar | pf_q_to_mvar | pf_ikss_from_degree | pf_ikss_to_degree | pf_vm_from_pu | pf_vm_to_pu | pf_va_from_degree | pf_va_to_degree
Line0_1_2 | 1.5916 | 1.5916 | 0 | 0 | 1.1027 | 1.1027 | 0.58368 | -0.43776 | 0.608 | -0.456 | -52.8727 | 127.1273 | 0.76431 | 0.57323 | -6.7036 | -6.7036
Line10_11_12 | 0 | 0 | 0 | 0 | 0 | 0 | 0 | 0 | 0 | 0 | 0 | 0 | 0.76431 | 0.76431 | -6.7036 | -6.7036
Line11_12_13 | 0 | 0 | 0 | 0 | 0 | 0 | 0 | 0 | 0 | 0 | 0 | 0 | 0.76431 | 0.76431 | -6.7036 | -6.7036
Line12_13_15 | 0 | 0 | 0 | 0 | 0 | 0 | 0 | 0 | 0 | 0 | 0 | 0 | 0.76431 | 0.76431 | -6.7036 | -6.7036
Line13_13_14 | 0 | 0 | 0 | 0 | 0 | 0 | 0 | 0 | 0 | 0 | 0 | 0 | 0.76431 | 0.76431 | -6.7036 | -6.7036
Line14_15_16 | 0 | 0 | 0 | 0 | 0 | 0 | 0 | 0 | 0 | 0 | 0 | 0 | 0.76431 | 0.76431 | -6.7036 | -6.7036
Line15_16_17 | 0 | 0 | 0 | 0 | 0 | 0 | 0 | 0 | 0 | 0 | 0 | 0 | 0.76431 | 0.76431 | -6.7036 | -6.7036
Line16_4_18 | 0 | 0 | 0 | 0 | 0 | 0 | 0 | 0 | 0 | 0 | 0 | 0 | 0.76431 | 0.76431 | -6.7036 | -6.7036
Line17_5_19 | 0 | 0 | 0 | 0 | 0 | 0 | 0 | 0 | 0 | 0 | 0 | 0 | 0.76431 | 0.76431 | -6.7036 | -6.7036
Line1_1_3 | 0 | 0 | 0 | 0 | 0 | 0 | 0 | 0 | 0 | 0 | 0 | 0 | 0.76431 | 0.76431 | -6.7036 | -6.7036
Line2_1_4 | 0 | 0 | 0 | 0 | 0 | 0 | 0 | 0 | 0 | 0 | 0 | 0 | 0.76431 | 0.76431 | -6.7036 | -6.7036
Line3_1_5 | 0 | 0 | 0 | 0 | 0 | 0 | 0 | 0 | 0 | 0 | 0 | 0 | 0.76431 | 0.76431 | -6.7036 | -6.7036
Line4_2_6 | 1.5916 | 1.5916 | 0 | 0 | 1.1027 | 1.1027 | 0.43776 | -0.29184 | 0.456 | -0.304 | -52.8727 | 127.1273 | 0.57323 | 0.38215 | -6.7036 | -6.7036
Line5_6_7 | 1.5916 | 1.5916 | 0 | 0 | 1.1027 | 1.1027 | 0.29184 | -0.14592 | 0.304 | -0.152 | -52.8727 | 127.1273 | 0.38215 | 0.19108 | -6.7036 | -6.7036
Line6_7_8 | 1.5916 | 1.5916 | 0 | 2.5236 | 1.1027 | 1.1027 | 0.14592 | -1e-07 | 0.152 | -1e-07 | -52.8727 | 127.1273 | 0.19108 | 0 | -6.7036 | 0
Line7_8_9 | 0 | 0 | 0 | 0 | 0 | 0 | 6.1001e-22 | 0 | 8.0913e-22 | 0 | 0 | 0 | 0 | 0 | 0 | 0
Line8_8_10 | 0 | 0 | 0 | 0 | 0 | 0 | 6.1001e-22 | 0 | 8.0913e-22 | 0 | 0 | 0 | 0 | 0 | 0 | 0
Line9_3_11 | 0 | 0 | 0 | 0 | 0 | 0 | 0 | 0 | 0 | 0 | 0 | 0 | 0.76431 | 0.76431 | -6.7036 | -6.7036

## LLL_min_fault_6
name | pf_ikss_from_ka | pf_ikss_to_ka | pf_ip_from_ka | pf_ip_to_ka | pf_skss_from_mw | pf_skss_to_mw | pf_p_from_mw | pf_p_to_mw | pf_q_from_mvar | pf_q_to_mvar | pf_ikss_from_degree | pf_ikss_to_degree | pf_vm_from_pu | pf_vm_to_pu | pf_va_from_degree | pf_va_to_degree
Line0_1_2 | 0.030469 | 0.030469 | 0 | 0 | 0.02111 | 0.02111 | 0.01414 | -0.014086 | 0.014149 | -0.014093 | -45.1423 | 134.8577 | 0.94756 | 0.9439 | -0.12428 | -0.12874
Line10_11_12 | 0 | 0 | 0 | 0 | 0 | 0 | 0 | 0 | 0 | 0 | 0 | 0 | 0.94756 | 0.94756 | -0.12428 | -0.12428
Line11_12_13 | 0 | 0 | 0 | 0 | 0 | 0 | 0 | 0 | 0 | 0 | 0 | 0 | 0.94756 | 0.94756 | -0.12428 | -0.12428
Line12_13_15 | 0 | 0 | 0 | 0 | 0 | 0 | 0 | 0 | 0 | 0 | 0 | 0 | 0.94756 | 0.94756 | -0.12428 | -0.12428
Line13_13_14 | 0 | 0 | 0 | 0 | 0 | 0 | 0 | 0 | 0 | 0 | 0 | 0 | 0.94756 | 0.94756 | -0.12428 | -0.12428
Line14_15_16 | 0 | 0 | 0 | 0 | 0 | 0 | 0 | 0 | 0 | 0 | 0 | 0 | 0.94756 | 0.94756 | -0.12428 | -0.12428
Line15_16_17 | 0 | 0 | 0 | 0 | 0 | 0 | 0 | 0 | 0 | 0 | 0 | 0 | 0.94756 | 0.94756 | -0.12428 | -0.12428
Line16_4_18 | 0 | 0 | 0 | 0 | 0 | 0 | 0 | 0 | 0 | 0 | 0 | 0 | 0.94756 | 0.94756 | -0.12428 | -0.12428
Line17_5_19 | 0 | 0 | 0 | 0 | 0 | 0 | 0 | 0 | 0 | 0 | 0 | 0 | 0.94756 | 0.94756 | -0.12428 | -0.12428
Line1_1_3 | 0 | 0 | 0 | 0 | 0 | 0 | 0 | 0 | 0 | 0 | 0 | 0 | 0.94756 | 0.94756 | -0.12428 | -0.12428
Line2_1_4 | 0 | 0 | 0 | 0 | 0 | 0 | 0 | 0 | 0 | 0 | 0 | 0 | 0.94756 | 0.94756 | -0.12428 | -0.12428
Line3_1_5 | 0 | 0 | 0 | 0 | 0 | 0 | 0 | 0 | 0 | 0 | 0 | 0 | 0.94756 | 0.94756 | -0.12428 | -0.12428
Line4_2_6 | 0.030469 | 0.030469 | 0 | 0 | 0.02111 | 0.02111 | 0.014086 | -0.014033 | 0.014093 | -0.014037 | -45.1423 | 134.8577 | 0.9439 | 0.94024 | -0.12874 | -0.13323
Line5_6_7 | 0.030469 | 0.030469 | 0 | 0 | 0.02111 | 0.02111 | 0.014033 | -0.013979 | 0.014037 | -0.013981 | -45.1423 | 134.8577 | 0.94024 | 0.93659 | -0.13323 | -0.13776
Line6_7_8 | 0.030469 | 0.030469 | 0 | 0.04831 | 0.02111 | 0.02111 | 0.013979 | -0.013926 | 0.013981 | -0.013926 | -45.1423 | 134.8577 | 0.93659 | 0.93293 | -0.13776 | -0.14233
Line7_8_9 | 0 | 0 | 0 | 0 | 0 | 0 | -1.7514e-10 | 0 | 2.4218e-11 | 0 | 0 | 0 | 0.93293 | 0.93293 | -0.14233 | -0.14233
Line8_8_10 | 0 | 0 | 0 | 0 | 0 | 0 | -1.7514e-10 | 0 | 2.4218e-11 | 0 | 0 | 0 | 0.93293 | 0.93293 | -0.14233 | -0.14233
Line9_3_11 | 0 | 0 | 0 | 0 | 0 | 0 | 0 | 0 | 0 | 0 | 0 | 0 | 0.94756 | 0.94756 | -0.12428 | -0.12428

## LLL_min_fault_10
name | pf_ikss_from_ka | pf_ikss_to_ka | pf_ip_from_ka | pf_ip_to_ka | pf_skss_from_mw | pf_skss_to_mw | pf_p_from_mw | pf_p_to_mw | pf_q_from_mvar | pf_q_to_mvar | pf_ikss_from_degree | pf_ikss_to_degree | pf_vm_from_pu | pf_vm_to_pu | pf_va_from_degree | pf_va_to_degree
Line0_1_2 | 0.028866 | 0.028866 | 0 | 0 | 0.019999 | 0.019999 | 0.01269 | -0.012642 | 0.012698 | -0.012648 | -45.1423 | 134.8577 | 0.89769 | 0.89422 | -0.12428 | -0.12874
Line10_11_12 | 0 | 0 | 0 | 0 | 0 | 0 | 0 | 0 | 0 | 0 | 0 | 0 | 0.89769 | 0.89769 | -0.12428 | -0.12428
Line11_12_13 | 0 | 0 | 0 | 0 | 0 | 0 | 0 | 0 | 0 | 0 | 0 | 0 | 0.89769 | 0.89769 | -0.12428 | -0.12428
Line12_13_15 | 0 | 0 | 0 | 0 | 0 | 0 | 0 | 0 | 0 | 0 | 0 | 0 | 0.89769 | 0.89769 | -0.12428 | -0.12428
Line13_13_14 | 0 | 0 | 0 | 0 | 0 | 0 | 0 | 0 | 0 | 0 | 0 | 0 | 0.89769 | 0.89769 | -0.12428 | -0.12428
Line14_15_16 | 0 | 0 | 0 | 0 | 0 | 0 | 0 | 0 | 0 | 0 | 0 | 0 | 0.89769 | 0.89769 | -0.12428 | -0.12428
Line15_16_17 | 0 | 0 | 0 | 0 | 0 | 0 | 0 | 0 | 0 | 0 | 0 | 0 | 0.89769 | 0.89769 | -0.12428 | -0.12428
Line16_4_18 | 0 | 0 | 0 | 0 | 0 | 0 | 0 | 0 | 0 | 0 | 0 | 0 | 0.89769 | 0.89769 | -0.12428 | -0.12428
Line17_5_19 | 0 | 0 | 0 | 0 | 0 | 0 | 0 | 0 | 0 | 0 | 0 | 0 | 0.89769 | 0.89769 | -0.12428 | -0.12428
Line1_1_3 | 0 | 0 | 0 | 0 | 0 | 0 | 0 | 0 | 0 | 0 | 0 | 0 | 0.89769 | 0.89769 | -0.12428 | -0.12428
Line2_1_4 | 0 | 0 | 0 | 0 | 0 | 0 | 0 | 0 | 0 | 0 | 0 | 0 | 0.89769 | 0.89769 | -0.12428 | -0.12428
Line3_1_5 | 0 | 0 | 0 | 0 | 0 | 0 | 0 | 0 | 0 | 0 | 0 | 0 | 0.89769 | 0.89769 | -0.12428 | -0.12428
Line4_2_6 | 0.028866 | 0.028866 | 0 | 0 | 0.019999 | 0.019999 | 0.012642 | -0.012594 | 0.012648 | -0.012598 | -45.1423 | 134.8577 | 0.89422 | 0.89076 | -0.12874 | -0.13323
Line5_6_7 | 0.028866 | 0.028866 | 0 | 0 | 0.019999 | 0.019999 | 0.012594 | -0.012546 | 0.012598 | -0.012548 | -45.1423 | 134.8577 | 0.89076 | 0.88729 | -0.13323 | -0.13776
Line6_7_8 | 0.028866 | 0.028866 | 0 | 0.045767 | 0.019999 | 0.019999 | 0.012546 | -0.012498 | 0.012548 | -0.012498 | -45.1423 | 134.8577 | 0.88729 | 0.88383 | -0.13776 | -0.14233
Line7_8_9 | 0 | 0 | 0 | 0 | 0 | 0 | -1.5719e-10 | 0 | 2.1736e-11 | 0 | 0 | 0 | 0.88383 | 0.88383 | -0.14233 | -0.14233
Line8_8_10 | 0 | 0 | 0 | 0 | 0 | 0 | -1.5719e-10 | 0 | 2.1736e-11 | 0 | 0 | 0 | 0.88383 | 0.88383 | -0.14233 | -0.14233
Line9_3_11 | 0 | 0 | 0 | 0 | 0 | 0 | 0 | 0 | 0 | 0 | 0 | 0 | 0.89769 | 0.89769 | -0.12428 | -0.12428

## LL_max_6
name | pf_ikss_a_from_ka | pf_ikss_b_from_ka | pf_ikss_c_from_ka | pf_ikss_a_to_ka | pf_ikss_b_to_ka | pf_ikss_c_to_ka | pf_skss_a_from_mw | pf_skss_b_from_mw | pf_skss_c_from_mw | pf_skss_a_to_mw | pf_skss_b_to_mw | pf_skss_c_to_mw | pf_p_a_from_mw | pf_p_b_from_mw | pf_p_c_from_mw | pf_p_a_to_mw | pf_p_b_to_mw | pf_p_c_to_mw | pf_q_a_from_mvar | pf_q_b_from_mvar | pf_q_c_from_mvar | pf_q_a_to_mvar | pf_q_b_to_mvar | pf_q_c_to_mvar | pf_ikss_a_from_degree | pf_ikss_b_from_degree | pf_ikss_c_from_degree | pf_ikss_a_to_degree | pf_ikss_b_to_degree | pf_ikss_c_to_degree | pf_vm_a_from_pu | pf_vm_b_from_pu | pf_vm_c_from_pu | pf_vm_a_to_pu | pf_vm_b_to_pu | pf_vm_c_to_pu | pf_va_a_from_degree | pf_va_b_from_degree | pf_va_c_from_degree | pf_va_a_to_degree | pf_va_b_to_degree | pf_va_c_to_degree
Line0_1_2 | 0 | 1.885 | 1.885 | 0 | 1.885 | 1.885 | 0 | 0.43533 | 0.43533 | 0 | 0.43533 | 0.43533 | 6.2172e-16 | 0.35387 | -0.069596 | -5.8287e-16 | -0.31833 | 0.10513 | 1.9429e-17 | 0.19822 | 0.37032 | -1.9429e-17 | -0.12715 | -0.29925 | 0 | -157.8829 | 22.1171 | 0 | 22.1171 | -157.8829 | 1.05 | 0.93171 | 0.86555 | 1.05 | 0.78742 | 0.7286 | -9.6574e-13 | -128.6271 | 122.7608 | -9.7067e-13 | -136.1092 | 131.4739
Line10_11_12 | 0 | 0 | 0 | 0 | 0 | 0 | 0 | 0 | 0 | 0 | 0 | 0 | 1.1657e-16 | -2.1811e-09 | -3.489e-09 | -1.36e-16 | 2.1811e-09 | 3.489e-09 | 2.3315e-16 | 3.2284e-09 | -9.6307e-10 | -2.5258e-16 | -3.2284e-09 | 9.6307e-10 | 0 | 0 | 0 | 0 | 0 | 0 | 1.05 | 0.93171 | 0.86555 | 1.05 | 0.93171 | 0.86555 | -9.7134e-13 | -128.6271 | 122.7608 | -9.7347e-13 | -128.6271 | 122.7608
Line11_12_13 | 0 | 0 | 0 | 0 | 0 | 0 | 0 | 0 | 0 | 0 | 0 | 0 | 1.36e-16 | -1.8176e-09 | -2.9075e-09 | -1.1657e-16 | 1.8176e-09 | 2.9075e-09 | 1.9429e-16 | 2.6904e-09 | -8.0256e-10 | -1.7486e-16 | -2.6904e-09 | 8.0256e-10 | 0 | 0 | 0 | 0 | 0 | 0 | 1.05 | 0.93171 | 0.86555 | 1.05 | 0.93171 | 0.86555 | -9.7347e-13 | -128.6271 | 122.7608 | -9.7519e-13 | -128.6271 | 122.7608
Line12_13_15 | 0 | 0 | 0 | 0 | 0 | 0 | 0 | 0 | 0 | 0 | 0 | 0 | 1.36e-16 | -1.0906e-09 | -1.7445e-09 | -1.36e-16 | 1.0906e-09 | 1.7445e-09 | 3.8858e-17 | 1.6142e-09 | -4.8153e-10 | -5.8287e-17 | -1.6142e-09 | 4.8153e-10 | 0 | 0 | 0 | 0 | 0 | 0 | 1.05 | 0.93171 | 0.86555 | 1.05 | 0.93171 | 0.86555 | -9.7519e-13 | -128.6271 | 122.7608 | -9.7731e-13 | -128.6271 | 122.7608
Line13_13_14 | 0 | 0 | 0 | 0 | 0 | 0 | 0 | 0 | 0 | 0 | 0 | 0 | -9.7145e-17 | -3.6352e-10 | -5.8151e-10 | 1.1657e-16 | 3.6352e-10 | 5.8151e-10 | 1.9429e-16 | 5.3807e-10 | -1.6051e-10 | -2.3315e-16 | -5.3807e-10 | 1.6051e-10 | 0 | 0 | 0 | 0 | 0 | 0 | 1.05 | 0.93171 | 0.86555 | 1.05 | 0.93171 | 0.86555 | -9.7519e-13 | -128.6271 | 122.7608 | -9.7423e-13 | -128.6271 | 122.7608
Line14_15_16 | 0 | 0 | 0 | 0 | 0 | 0 | 0 | 0 | 0 | 0 | 0 | 0 | 1.36e-16 | -7.2704e-10 | -1.163e-09 | -1.1657e-16 | 7.2704e-10 | 1.163e-09 | 1.9429e-17 | 1.0761e-09 | -3.2102e-10 | 1.9906e-30 | -1.0761e-09 | 3.2102e-10 | 0 | 0 | 0 | 0 | 0 | 0 | 1.05 | 0.93171 | 0.86555 | 1.05 | 0.93171 | 0.86555 | -9.7731e-13 | -128.6271 | 122.7608 | -9.7837e-13 | -128.6271 | 122.7608
Line15_16_17 | 0 | 0 | 0 | 0 | 0 | 0 | 0 | 0 | 0 | 0 | 0 | 0 | -1.9429e-17 | -3.6352e-10 | -5.8151e-10 | 3.8858e-17 | 3.6352e-10 | 5.8151e-10 | -1.9429e-17 | 5.3807e-10 | -1.6051e-10 | -6.6377e-31 | -5.3807e-10 | 1.6051e-10 | 0 | 0 | 0 | 0 | 0 | 0 | 1.05 | 0.93171 | 0.86555 | 1.05 | 0.93171 | 0.86555 | -9.7837e-13 | -128.6271 | 122.7608 | -9.7872e-13 | -128.6271 | 122.7608
Line16_4_18 | 0 | 0 | 0 | 0 | 0 | 0 | 0 | 0 | 0 | 0 | 0 | 0 | 5.8287e-17 | -3.6352e-10 | -5.8151e-10 | -3.8858e-17 | 3.6352e-10 | 5.8151e-10 | -3.8858e-17 | 5.3807e-10 | -1.6051e-10 | 3.8858e-17 | -5.3807e-10 | 1.6051e-10 | 0 | 0 | 0 | 0 | 0 | 0 | 1.05 | 0.93171 | 0.86555 | 1.05 | 0.93171 | 0.86555 | -9.6578e-13 | -128.6271 | 122.7608 | -9.6613e-13 | -128.6271 | 122.7608
Line17_5_19 | 0 | 0 | 0 | 0 | 0 | 0 | 0 | 0 | 0 | 0 | 0 | 0 | -9.7145e-17 | -3.6352e-10 | -5.8151e-10 | 9.7145e-17 | 3.6352e-10 | 5.8151e-10 | 1.9429e-16 | 5.3807e-10 | -1.6051e-10 | -1.9429e-16 | -5.3807e-10 | 1.6051e-10 | 0 | 0 | 0 | 0 | 0 | 0 | 1.05 | 0.93171 | 0.86555 | 1.05 | 0.93171 | 0.86555 | -9.6424e-13 | -128.6271 | 122.7608 | -9.628e-13 | -128.6271 | 122.7608
Line1_1_3 | 0 | 0 | 0 | 0 | 0 | 0 | 0 | 0 | 0 | 0 | 0 | 0 | 2.72e-16 | -2.9082e-09 | -4.6521e-09 | -2.3315e-16 | 2.9082e-09 | 4.6521e-09 | 2.5258e-16 | 4.3046e-09 | -1.2841e-09 | -2.5258e-16 | -4.3046e-09 | 1.2841e-09 | 0 | 0 | 0 | 0 | 0 | 0 | 1.05 | 0.93171 | 0.86555 | 1.05 | 0.93171 | 0.86555 | -9.6574e-13 | -128.6271 | 122.7608 | -9.6839e-13 | -128.6271 | 122.7608
Line2_1_4 | 0 | 0 | 0 | 0 | 0 | 0 | 0 | 0 | 0 | 0 | 0 | 0 | 3.9298e-30 | -7.2704e-10 | -1.163e-09 | 1.9429e-17 | 7.2704e-10 | 1.163e-09 | 2.3315e-16 | 1.0761e-09 | -3.2102e-10 | -2.3315e-16 | -1.0761e-09 | 3.2102e-10 | 0 | 0 | 0 | 0 | 0 | 0 | 1.05 | 0.93171 | 0.86555 | 1.05 | 0.93171 | 0.86555 | -9.6574e-13 | -128.6271 | 122.7608 | -9.6578e-13 | -128.6271 | 122.7608
Line3_1_5 | 0 | 0 | 0 | 0 | 0 | 0 | 0 | 0 | 0 | 0 | 0 | 0 | -1.9429e-17 | -7.2704e-10 | -1.163e-09 | 3.8858e-17 | 7.2704e-10 | 1.163e-09 | 2.72e-16 | 1.0761e-09 | -3.2102e-10 | -2.72e-16 | -1.0761e-09 | 3.2102e-10 | 0 | 0 | 0 | 0 | 0 | 0 | 1.05 | 0.93171 | 0.86555 | 1.05 | 0.93171 | 0.86555 | -9.6574e-13 | -128.6271 | 122.7608 | -9.6424e-13 | -128.6271 | 122.7608
Line4_2_6 | 0 | 1.885 | 1.885 | 0 | 1.885 | 1.885 | 0 | 0.43533 | 0.43533 | 0 | 0.43533 | 0.43533 | 4.6629e-16 | 0.31833 | -0.10513 | -4.6629e-16 | -0.2828 | 0.14066 | 3.8858e-17 | 0.12715 | 0.29925 | 7.9128e-30 | -0.056087 | -0.22819 | 0 | -157.8829 | 22.1171 | 0 | 22.1171 | -157.8829 | 1.05 | 0.78742 | 0.7286 | 1.05 | 0.66227 | 0.61575 | -9.7067e-13 | -136.1092 | 131.4739 | -9.7228e-13 | -146.6652 | 143.7688
Line5_6_7 | 0 | 1.885 | 1.885 | 0 | 1.885 | 1.885 | 0 | 0.43533 | 0.43533 | 0 | 0.43533 | 0.43533 | 3.1086e-16 | 0.2828 | -0.14066 | -3.1086e-16 | -0.24727 | 0.1762 | 1.1657e-16 | 0.056087 | 0.22819 | -3.8858e-17 | 0.014981 | -0.15712 | 0 | -157.8829 | 22.1171 | 0 | 22.1171 | -157.8829 | 1.05 | 0.66227 | 0.61575 | 1.05 | 0.56903 | 0.54229 | -9.7228e-13 | -146.6652 | 143.7688 | -9.7557e-13 | -161.35 | 160.3935
Line6_7_8 | 0 | 1.885 | 1.885 | 0 | 1.885 | 1.885 | 0 | 0.43533 | 0.43533 | 0 | 0.43533 | 0.43533 | 3.8858e-16 | 0.24727 | -0.1762 | -3.8858e-16 | -0.21173 | 0.21173 | -3.1086e-16 | -0.014981 | 0.15712 | 3.4972e-16 | 0.086049 | -0.086049 | 0 | -157.8829 | 22.1171 | 0 | 22.1171 | -157.8829 | 1.05 | 0.56903 | 0.54229 | 1.05 | 0.525 | 0.525 | -9.7557e-13 | -161.35 | 160.3935 | -9.7922e-13 | 180 | -180
Line7_8_9 | 0 | 0 | 0 | 0 | 0 | 0 | 0 | 0 | 0 | 0 | 0 | 0 | 1.5543e-16 | 4.6629e-16 | -6.2172e-16 | -1.5543e-16 | -1.5335e-16 | 3.1295e-16 | -1.5543e-16 | 1.7505e-09 | -1.7505e-09 | 1.5543e-16 | -1.7505e-09 | 1.7505e-09 | 0 | 0 | 0 | 0 | 0 | 0 | 1.05 | 0.525 | 0.525 | 1.05 | 0.525 | 0.525 | -9.7922e-13 | 180 | -180 | -9.8242e-13 | -180 | 180
Line8_8_10 | 0 | 0 | 0 | 0 | 0 | 0 | 0 | 0 | 0 | 0 | 0 | 0 | -2.6564e-30 | 5.4401e-16 | -3.1086e-16 | 2.6638e-30 | -2.3106e-16 | 2.0843e-18 | -1.5543e-16 | 1.7505e-09 | -1.7505e-09 | 1.5543e-16 | -1.7505e-09 | 1.7505e-09 | 0 | 0 | 0 | 0 | 0 | 0 | 1.05 | 0.525 | 0.525 | 1.05 | 0.525 | 0.525 | -9.7922e-13 | 180 | -180 | -9.8194e-13 | -180 | 180
Line9_3_11 | 0 | 0 | 0 | 0 | 0 | 0 | 0 | 0 | 0 | 0 | 0 | 0 | 7.7716e-17 | -2.5447e-09 | -4.0705e-09 | -9.7145e-17 | 2.5447e-09 | 4.0705e-09 | 2.9143e-16 | 3.7665e-09 | -1.1236e-09 | -2.72e-16 | -3.7665e-09 | 1.1236e-09 | 0 | 0 | 0 | 0 | 0 | 0 | 1.05 | 0.93171 | 0.86555 | 1.05 | 0.93171 | 0.86555 | -9.6839e-13 | -128.6271 | 122.7608 | -9.7134e-13 | -128.6271 | 122.7608

## LL_max_10
name | pf_ikss_a_from_ka | pf_ikss_b_from_ka | pf_ikss_c_from_ka | pf_ikss_a_to_ka | pf_ikss_b_to_ka | pf_ikss_c_to_ka | pf_skss_a_from_mw | pf_skss_b_from_mw | pf_skss_c_from_mw | pf_skss_a_to_mw | pf_skss_b_to_mw | pf_skss_c_to_mw | pf_p_a_from_mw | pf_p_b_from_mw | pf_p_c_from_mw | pf_p_a_to_mw | pf_p_b_to_mw | pf_p_c_to_mw | pf_q_a_from_mvar | pf_q_b_from_mvar | pf_q_c_from_mvar | pf_q_a_to_mvar | pf_q_b_to_mvar | pf_q_c_to_mvar | pf_ikss_a_from_degree | pf_ikss_b_from_degree | pf_ikss_c_from_degree | pf_ikss_a_to_degree | pf_ikss_b_to_degree | pf_ikss_c_to_degree | pf_vm_a_from_pu | pf_vm_b_from_pu | pf_vm_c_from_pu | pf_vm_a_to_pu | pf_vm_b_to_pu | pf_vm_c_to_pu | pf_va_a_from_degree | pf_va_b_from_degree | pf_va_c_from_degree | pf_va_a_to_degree | pf_va_b_to_degree | pf_va_c_to_degree
Line0_1_2 | 0 | 1.9564 | 1.9564 | 0 | 1.9564 | 1.9564 | 0 | 0.4518 | 0.4518 | 0 | 0.4518 | 0.4518 | 9.77e-16 | 0.38357 | -0.077384 | -9.77e-16 | -0.3453 | 0.11566 | 4.4779e-16 | 0.2133 | 0.39907 | -4.4779e-16 | -0.13675 | -0.32252 | 0 | -158.05 | 21.95 | 0 | 21.95 | -158.05 | 1.1 | 0.97142 | 0.89974 | 1.1 | 0.82203 | 0.75838 | -1.6966e-12 | -128.9719 | 122.9242 | -1.7065e-12 | -136.444 | 131.678
Line10_11_12 | 0 | 0 | 0 | 0 | 0 | 0 | 0 | 0 | 0 | 0 | 0 | 0 | 1.6283e-16 | -2.4603e-09 | -3.9356e-09 | -1.6283e-16 | 2.4603e-09 | 3.9356e-09 | 4.4779e-16 | 3.6661e-09 | -1.1108e-09 | -4.2744e-16 | -3.6661e-09 | 1.1108e-09 | 0 | 0 | 0 | 0 | 0 | 0 | 1.1 | 0.97142 | 0.89974 | 1.1 | 0.97142 | 0.89974 | -1.7011e-12 | -128.9719 | 122.9242 | -1.7029e-12 | -128.9719 | 122.9242
Line11_12_13 | 0 | 0 | 0 | 0 | 0 | 0 | 0 | 0 | 0 | 0 | 0 | 0 | 1.4248e-16 | -2.0502e-09 | -3.2797e-09 | -1.4248e-16 | 2.0502e-09 | 3.2797e-09 | 3.8673e-16 | 3.0551e-09 | -9.2564e-10 | -4.0708e-16 | -3.0551e-09 | 9.2564e-10 | 0 | 0 | 0 | 0 | 0 | 0 | 1.1 | 0.97142 | 0.89974 | 1.1 | 0.97142 | 0.89974 | -1.7029e-12 | -128.9719 | 122.9242 | -1.7043e-12 | -128.9719 | 122.9242
Line12_13_15 | 0 | 0 | 0 | 0 | 0 | 0 | 0 | 0 | 0 | 0 | 0 | 0 | 2.0354e-16 | -1.2301e-09 | -1.9678e-09 | -2.0354e-16 | 1.2301e-09 | 1.9678e-09 | 6.1062e-17 | 1.8331e-09 | -5.5539e-10 | -6.1062e-17 | -1.8331e-09 | 5.5539e-10 | 0 | 0 | 0 | 0 | 0 | 0 | 1.1 | 0.97142 | 0.89974 | 1.1 | 0.97142 | 0.89974 | -1.7043e-12 | -128.9719 | 122.9242 | -1.7065e-12 | -128.9719 | 122.9242
Line13_13_14 | 0 | 0 | 0 | 0 | 0 | 0 | 0 | 0 | 0 | 0 | 0 | 0 | -2.0354e-17 | -4.1005e-10 | -6.5593e-10 | -1.0284e-29 | 4.1005e-10 | 6.5593e-10 | 3.4602e-16 | 6.1102e-10 | -1.8513e-10 | -3.4602e-16 | -6.1102e-10 | 1.8513e-10 | 0 | 0 | 0 | 0 | 0 | 0 | 1.1 | 0.97142 | 0.89974 | 1.1 | 0.97142 | 0.89974 | -1.7043e-12 | -128.9719 | 122.9242 | -1.703e-12 | -128.9719 | 122.9242
Line14_15_16 | 0 | 0 | 0 | 0 | 0 | 0 | 0 | 0 | 0 | 0 | 0 | 0 | 1.2212e-16 | -8.2009e-10 | -1.3119e-09 | -1.2212e-16 | 8.2009e-10 | 1.3119e-09 | -3.6373e-30 | 1.222e-09 | -3.7026e-10 | -4.0708e-17 | -1.222e-09 | 3.7026e-10 | 0 | 0 | 0 | 0 | 0 | 0 | 1.1 | 0.97142 | 0.89974 | 1.1 | 0.97142 | 0.89974 | -1.7065e-12 | -128.9719 | 122.9242 | -1.7076e-12 | -128.9719 | 122.9242
Line15_16_17 | 0 | 0 | 0 | 0 | 0 | 0 | 0 | 0 | 0 | 0 | 0 | 0 | -2.0354e-17 | -4.1005e-10 | -6.5593e-10 | 6.0674e-31 | 4.1005e-10 | 6.5593e-10 | -2.0354e-17 | 6.1102e-10 | -1.8513e-10 | 2.0354e-17 | -6.1102e-10 | 1.8513e-10 | 0 | 0 | 0 | 0 | 0 | 0 | 1.1 | 0.97142 | 0.89974 | 1.1 | 0.97142 | 0.89974 | -1.7076e-12 | -128.9719 | 122.9242 | -1.7079e-12 | -128.9719 | 122.9242
Line16_4_18 | 0 | 0 | 0 | 0 | 0 | 0 | 0 | 0 | 0 | 0 | 0 | 0 | -6.0232e-31 | -4.1005e-10 | -6.5593e-10 | -2.0354e-17 | 4.1005e-10 | 6.5593e-10 | -2.0354e-17 | 6.1102e-10 | -1.8513e-10 | -2.0354e-17 | -6.1102e-10 | 1.8513e-10 | 0 | 0 | 0 | 0 | 0 | 0 | 1.1 | 0.97142 | 0.89974 | 1.1 | 0.97142 | 0.89974 | -1.6955e-12 | -128.9719 | 122.9242 | -1.6959e-12 | -128.9719 | 122.9242
Line17_5_19 | 0 | 0 | 0 | 0 | 0 | 0 | 0 | 0 | 0 | 0 | 0 | 0 | -2.0354e-16 | -4.1005e-10 | -6.5593e-10 | 1.6283e-16 | 4.1005e-10 | 6.5593e-10 | 4.0708e-16 | 6.1102e-10 | -1.8513e-10 | -4.0708e-16 | -6.1102e-10 | 1.8513e-10 | 0 | 0 | 0 | 0 | 0 | 0 | 1.1 | 0.97142 | 0.89974 | 1.1 | 0.97142 | 0.89974 | -1.6938e-12 | -128.9719 | 122.9242 | -1.6911e-12 | -128.9719 | 122.9242
Line1_1_3 | 0 | 0 | 0 | 0 | 0 | 0 | 0 | 0 | 0 | 0 | 0 | 0 | 2.646e-16 | -3.2804e-09 | -5.2475e-09 | -2.4425e-16 | 3.2804e-09 | 5.2475e-09 | 4.2744e-16 | 4.8882e-09 | -1.481e-09 | -4.2744e-16 | -4.8882e-09 | 1.481e-09 | 0 | 0 | 0 | 0 | 0 | 0 | 1.1 | 0.97142 | 0.89974 | 1.1 | 0.97142 | 0.89974 | -1.6966e-12 | -128.9719 | 122.9242 | -1.6984e-12 | -128.9719 | 122.9242
Line2_1_4 | 0 | 0 | 0 | 0 | 0 | 0 | 0 | 0 | 0 | 0 | 0 | 0 | 6.1062e-17 | -8.2009e-10 | -1.3119e-09 | -2.0354e-17 | 8.2009e-10 | 1.3119e-09 | 4.0708e-16 | 1.222e-09 | -3.7026e-10 | -4.0708e-16 | -1.222e-09 | 3.7026e-10 | 0 | 0 | 0 | 0 | 0 | 0 | 1.1 | 0.97142 | 0.89974 | 1.1 | 0.97142 | 0.89974 | -1.6966e-12 | -128.9719 | 122.9242 | -1.6955e-12 | -128.9719 | 122.9242
Line3_1_5 | 0 | 0 | 0 | 0 | 0 | 0 | 0 | 0 | 0 | 0 | 0 | 0 | 4.0708e-17 | -8.2009e-10 | -1.3119e-09 | -1.3238e-29 | 8.2009e-10 | 1.3119e-09 | 4.4779e-16 | 1.222e-09 | -3.7026e-10 | -4.4779e-16 | -1.222e-09 | 3.7026e-10 | 0 | 0 | 0 | 0 | 0 | 0 | 1.1 | 0.97142 | 0.89974 | 1.1 | 0.97142 | 0.89974 | -1.6966e-12 | -128.9719 | 122.9242 | -1.6938e-12 | -128.9719 | 122.9242
Line4_2_6 | 0 | 1.9564 | 1.9564 | 0 | 1.9564 | 1.9564 | 0 | 0.4518 | 0.4518 | 0 | 0.4518 | 0.4518 | 7.3275e-16 | 0.3453 | -0.11566 | -7.3275e-16 | -0.30702 | 0.15393 | 3.6637e-16 | 0.13675 | 0.32252 | -4.0708e-16 | -0.060208 | -0.24598 | 0 | -158.05 | 21.95 | 0 | 21.95 | -158.05 | 1.1 | 0.82203 | 0.75838 | 1.1 | 0.6925 | 0.64226 | -1.7065e-12 | -136.444 | 131.678 | -1.7138e-12 | -146.955 | 143.988
Line5_6_7 | 0 | 1.9564 | 1.9564 | 0 | 1.9564 | 1.9564 | 0 | 0.4518 | 0.4518 | 0 | 0.4518 | 0.4518 | 8.9558e-16 | 0.30702 | -0.15393 | -8.1416e-16 | -0.26875 | 0.1922 | 2.8496e-16 | 0.060208 | 0.24598 | -2.8496e-16 | 0.016339 | -0.16943 | 0 | -158.05 | 21.95 | 0 | 21.95 | -158.05 | 1.1 | 0.6925 | 0.64226 | 1.1 | 0.59594 | 0.56711 | -1.7138e-12 | -146.955 | 143.988 | -1.7188e-12 | -161.529 | 160.5532
Line6_7_8 | 0 | 1.9564 | 1.9564 | 0 | 1.9564 | 1.9564 | 0 | 0.4518 | 0.4518 | 0 | 0.4518 | 0.4518 | 4.885e-16 | 0.26875 | -0.1922 | -4.885e-16 | -0.23048 | 0.23048 | -2.4425e-16 | -0.016339 | 0.16943 | 2.4425e-16 | 0.092885 | -0.092885 | 0 | -158.05 | 21.95 | 0 | 21.95 | -158.05 | 1.1 | 0.59594 | 0.56711 | 1.1 | 0.55 | 0.55 | -1.7188e-12 | -161.529 | 160.5532 | -1.7234e-12 | -180 | -180
Line7_8_9 | 0 | 0 | 0 | 0 | 0 | 0 | 0 | 0 | 0 | 0 | 0 | 0 | 0 | 3.2567e-16 | 1.2759e-22 | 1.6283e-16 | -4.0479e-16 | 2.2875e-18 | 0 | 1.9211e-09 | -1.9211e-09 | 8.1416e-17 | -1.9211e-09 | 1.9211e-09 | 0 | 0 | 0 | 0 | 0 | 0 | 1.1 | 0.55 | 0.55 | 1.1 | 0.55 | 0.55 | -1.7234e-12 | -180 | -180 | -1.7266e-12 | -180 | 180
Line8_8_10 | 0 | 0 | 0 | 0 | 0 | 0 | 0 | 0 | 0 | 0 | 0 | 0 | -1.6283e-16 | 3.2567e-16 | 1.2759e-22 | 3.2567e-16 | -4.0479e-16 | 2.2875e-18 | 4.8978e-30 | 1.9211e-09 | -1.9211e-09 | -9.8046e-30 | -1.9211e-09 | 1.9211e-09 | 0 | 0 | 0 | 0 | 0 | 0 | 1.1 | 0.55 | 0.55 | 1.1 | 0.55 | 0.55 | -1.7234e-12 | -180 | -180 | -1.725e-12 | -180 | 180
Line9_3_11 | 0 | 0 | 0 | 0 | 0 | 0 | 0 | 0 | 0 | 0 | 0 | 0 | 1.6283e-16 | -2.8703e-09 | -4.5915e-09 | -2.0354e-16 | 2.8703e-09 | 4.5915e-09 | 4.4779e-16 | 4.2771e-09 | -1.2959e-09 | -4.4779e-16 | -4.2771e-09 | 1.2959e-09 | 0 | 0 | 0 | 0 | 0 | 0 | 1.1 | 0.97142 | 0.89974 | 1.1 | 0.97142 | 0.89974 | -1.6984e-12 | -128.9719 | 122.9242 | -1.7011e-12 | -128.9719 | 122.9242

## LL_max_fault_6
name | pf_ikss_a_from_ka | pf_ikss_b_from_ka | pf_ikss_c_from_ka | pf_ikss_a_to_ka | pf_ikss_b_to_ka | pf_ikss_c_to_ka | pf_skss_a_from_mw | pf_skss_b_from_mw | pf_skss_c_from_mw | pf_skss_a_to_mw | pf_skss_b_to_mw | pf_skss_c_to_mw | pf_p_a_from_mw | pf_p_b_from_mw | pf_p_c_from_mw | pf_p_a_to_mw | pf_p_b_to_mw | pf_p_c_to_mw | pf_q_a_from_mvar | pf_q_b_from_mvar | pf_q_c_from_mvar | pf_q_a_to_mvar | pf_q_b_to_mvar | pf_q_c_to_mvar | pf_ikss_a_from_degree | pf_ikss_b_from_degree | pf_ikss_c_from_degree | pf_ikss_a_to_degree | pf_ikss_b_to_degree | pf_ikss_c_to_degree | pf_vm_a_from_pu | pf_vm_b_from_pu | pf_vm_c_from_pu | pf_vm_a_to_pu | pf_vm_b_to_pu | pf_vm_c_to_pu | pf_va_a_from_degree | pf_va_b_from_degree | pf_va_c_from_degree | pf_va_a_to_degree | pf_va_b_to_degree | pf_va_c_to_degree
Line0_1_2 | 0 | 0.057717 | 0.057717 | 0 | 0.057717 | 0.057717 | 0 | 0.013329 | 0.013329 | 0 | 0.013329 | 0.013329 | 2.125e-17 | 0.013468 | 0.0034547 | -2.1858e-17 | -0.013435 | -0.0034214 | 7.2858e-18 | 0.0037057 | 0.013484 | -8.5001e-18 | -0.0036391 | -0.013417 | 0 | -135.6822 | 44.3178 | 0 | 44.3178 | -135.6822 | 1.05 | 1.048 | 1.0443 | 1.05 | 1.0443 | 1.0388 | -1.4587e-14 | -120.2981 | 119.9471 | -1.4821e-14 | -120.5262 | 120.0122
Line10_11_12 | 0 | 0 | 0 | 0 | 0 | 0 | 0 | 0 | 0 | 0 | 0 | 0 | 4.8572e-18 | -4.627e-11 | -1.3184e-10 | -4.8572e-18 | 4.627e-11 | 1.3184e-10 | 5.4644e-18 | 1.2595e-10 | 2.226e-11 | -4.8572e-18 | -1.2595e-10 | -2.226e-11 | 0 | 0 | 0 | 0 | 0 | 0 | 1.05 | 1.048 | 1.0443 | 1.05 | 1.048 | 1.0443 | -1.4811e-14 | -120.2981 | 119.9471 | -1.4902e-14 | -120.2981 | 119.9471
Line11_12_13 | 0 | 0 | 0 | 0 | 0 | 0 | 0 | 0 | 0 | 0 | 0 | 0 | 4.8572e-18 | -3.8558e-11 | -1.0987e-10 | -4.2501e-18 | 3.8558e-11 | 1.0987e-10 | 3.6429e-18 | 1.0496e-10 | 1.855e-11 | -3.6429e-18 | -1.0496e-10 | -1.855e-11 | 0 | 0 | 0 | 0 | 0 | 0 | 1.05 | 1.048 | 1.0443 | 1.05 | 1.048 | 1.0443 | -1.4902e-14 | -120.2981 | 119.9471 | -1.4991e-14 | -120.2981 | 119.9471
Line12_13_15 | 0 | 0 | 0 | 0 | 0 | 0 | 0 | 0 | 0 | 0 | 0 | 0 | 4.5536e-18 | -2.3135e-11 | -6.592e-11 | -5.1608e-18 | 2.3135e-11 | 6.592e-11 | 3.6429e-18 | 6.2976e-11 | 1.113e-11 | -3.6429e-18 | -6.2976e-11 | -1.113e-11 | 0 | 0 | 0 | 0 | 0 | 0 | 1.05 | 1.048 | 1.0443 | 1.05 | 1.048 | 1.0443 | -1.4991e-14 | -120.2981 | 119.9471 | -1.5051e-14 | -120.2981 | 119.9471
Line13_13_14 | 0 | 0 | 0 | 0 | 0 | 0 | 0 | 0 | 0 | 0 | 0 | 0 | 7.9429e-34 | -7.7116e-12 | -2.1973e-11 | -6.0715e-19 | 7.7116e-12 | 2.1973e-11 | 3.0358e-18 | 2.0992e-11 | 3.71e-12 | -2.4286e-18 | -2.0992e-11 | -3.71e-12 | 0 | 0 | 0 | 0 | 0 | 0 | 1.05 | 1.048 | 1.0443 | 1.05 | 1.048 | 1.0443 | -1.4991e-14 | -120.2981 | 119.9471 | -1.4986e-14 | -120.2981 | 119.9471
Line14_15_16 | 0 | 0 | 0 | 0 | 0 | 0 | 0 | 0 | 0 | 0 | 0 | 0 | 2.125e-18 | -1.5423e-11 | -4.3946e-11 | -2.125e-18 | 1.5423e-11 | 4.3946e-11 | -6.0715e-19 | 4.1984e-11 | 7.42e-12 | 6.0715e-19 | -4.1984e-11 | -7.42e-12 | 0 | 0 | 0 | 0 | 0 | 0 | 1.05 | 1.048 | 1.0443 | 1.05 | 1.048 | 1.0443 | -1.5051e-14 | -120.2981 | 119.9471 | -1.508e-14 | -120.2981 | 119.9471
Line15_16_17 | 0 | 0 | 0 | 0 | 0 | 0 | 0 | 0 | 0 | 0 | 0 | 0 | 0 | -7.7116e-12 | -2.1973e-11 | 6.0715e-19 | 7.7116e-12 | 2.1973e-11 | 0 | 2.0992e-11 | 3.71e-12 | -1.5999e-34 | -2.0992e-11 | -3.71e-12 | 0 | 0 | 0 | 0 | 0 | 0 | 1.05 | 1.048 | 1.0443 | 1.05 | 1.048 | 1.0443 | -1.508e-14 | -120.2981 | 119.9471 | -1.5098e-14 | -120.2981 | 119.9471
Line16_4_18 | 0 | 0 | 0 | 0 | 0 | 0 | 0 | 0 | 0 | 0 | 0 | 0 | -3.0358e-19 | -7.7116e-12 | -2.1973e-11 | 9.1073e-19 | 7.7116e-12 | 2.1973e-11 | -6.0715e-19 | 2.0992e-11 | 3.71e-12 | -1.2143e-18 | -2.0992e-11 | -3.71e-12 | 0 | 0 | 0 | 0 | 0 | 0 | 1.05 | 1.048 | 1.0443 | 1.05 | 1.048 | 1.0443 | -1.4635e-14 | -120.2981 | 119.9471 | -1.4653e-14 | -120.2981 | 119.9471
Line17_5_19 | 0 | 0 | 0 | 0 | 0 | 0 | 0 | 0 | 0 | 0 | 0 | 0 | -9.1073e-19 | -7.7116e-12 | -2.1973e-11 | 1.5179e-18 | 7.7116e-12 | 2.1973e-11 | 3.6429e-18 | 2.0992e-11 | 3.71e-12 | -4.2501e-18 | -2.0992e-11 | -3.71e-12 | 0 | 0 | 0 | 0 | 0 | 0 | 1.05 | 1.048 | 1.0443 | 1.05 | 1.048 | 1.0443 | -1.4583e-14 | -120.2981 | 119.9471 | -1.459e-14 | -120.2981 | 119.9471
Line1_1_3 | 0 | 0 | 0 | 0 | 0 | 0 | 0 | 0 | 0 | 0 | 0 | 0 | 6.9823e-18 | -6.1693e-11 | -1.7579e-10 | -6.3751e-18 | 6.1693e-11 | 1.7579e-10 | 6.6787e-18 | 1.6794e-10 | 2.968e-11 | -7.893e-18 | -1.6794e-10 | -2.968e-11 | 0 | 0 | 0 | 0 | 0 | 0 | 1.05 | 1.048 | 1.0443 | 1.05 | 1.048 | 1.0443 | -1.4587e-14 | -120.2981 | 119.9471 | -1.4695e-14 | -120.2981 | 119.9471
Line2_1_4 | 0 | 0 | 0 | 0 | 0 | 0 | 0 | 0 | 0 | 0 | 0 | 0 | 3.9465e-18 | -1.5423e-11 | -4.3946e-11 | -3.9465e-18 | 1.5423e-11 | 4.3946e-11 | 3.6429e-18 | 4.1984e-11 | 7.42e-12 | -4.2501e-18 | -4.1984e-11 | -7.42e-12 | 0 | 0 | 0 | 0 | 0 | 0 | 1.05 | 1.048 | 1.0443 | 1.05 | 1.048 | 1.0443 | -1.4587e-14 | -120.2981 | 119.9471 | -1.4635e-14 | -120.2981 | 119.9471
Line3_1_5 | 0 | 0 | 0 | 0 | 0 | 0 | 0 | 0 | 0 | 0 | 0 | 0 | 3.0358e-18 | -1.5423e-11 | -4.3946e-11 | -2.4286e-18 | 1.5423e-11 | 4.3946e-11 | 5.4644e-18 | 4.1984e-11 | 7.42e-12 | -6.0715e-18 | -4.1984e-11 | -7.42e-12 | 0 | 0 | 0 | 0 | 0 | 0 | 1.05 | 1.048 | 1.0443 | 1.05 | 1.048 | 1.0443 | -1.4587e-14 | -120.2981 | 119.9471 | -1.4583e-14 | -120.2981 | 119.9471
Line4_2_6 | 0 | 0.057717 | 0.057717 | 0 | 0.057717 | 0.057717 | 0 | 0.013329 | 0.013329 | 0 | 0.013329 | 0.013329 | 2.1858e-17 | 0.013435 | 0.0034214 | -1.8215e-17 | -0.013402 | -0.003388 | 2.4286e-18 | 0.0036391 | 0.013417 | -2.4286e-18 | -0.0035725 | -0.01335 | 0 | -135.6822 | 44.3178 | 0 | 44.3178 | -135.6822 | 1.05 | 1.0443 | 1.0388 | 1.05 | 1.0405 | 1.0333 | -1.4821e-14 | -120.5262 | 120.0122 | -1.4964e-14 | -120.7558 | 120.078
Line5_6_7 | 0 | 0.057717 | 0.057717 | 0 | 0.057717 | 0.057717 | 0 | 0.013329 | 0.013329 | 0 | 0.013329 | 0.013329 | 1.4572e-17 | 0.013402 | 0.003388 | -1.2143e-17 | -0.013368 | -0.0033547 | 4.8572e-18 | 0.0035725 | 0.01335 | -4.8572e-18 | -0.0035059 | -0.013284 | 0 | -135.6822 | 44.3178 | 0 | 44.3178 | -135.6822 | 1.05 | 1.0405 | 1.0333 | 1.05 | 1.0368 | 1.0279 | -1.4964e-14 | -120.7558 | 120.078 | -1.5104e-14 | -120.9872 | 120.1445
Line6_7_8 | 0 | 0.057717 | 0.057717 | 0 | 0.057717 | 0.057717 | 0 | 0.013329 | 0.013329 | 0 | 0.013329 | 0.013329 | -2.5609e-33 | 0.013368 | 0.0033547 | -2.4286e-18 | -0.013335 | -0.0033214 | -9.7145e-18 | 0.0035059 | 0.013284 | 9.7145e-18 | -0.0034392 | -0.013217 | 0 | -135.6822 | 44.3178 | 0 | 44.3178 | -135.6822 | 1.05 | 1.0368 | 1.0279 | 1.05 | 1.0332 | 1.0224 | -1.5104e-14 | -120.9872 | 120.1445 | -1.5259e-14 | -121.2201 | 120.2117
Line7_8_9 | 0 | 0 | 0 | 0 | 0 | 0 | 0 | 0 | 0 | 0 | 0 | 0 | 4.8572e-18 | -6.2856e-11 | -1.0336e-10 | -4.8572e-18 | 6.2856e-11 | 1.0336e-10 | -2.4286e-18 | 8.4699e-11 | -1.4546e-11 | 4.8572e-18 | -8.4699e-11 | 1.4546e-11 | 0 | 0 | 0 | 0 | 0 | 0 | 1.05 | 1.0332 | 1.0224 | 1.05 | 1.0332 | 1.0224 | -1.5259e-14 | -121.2201 | 120.2117 | -1.5346e-14 | -121.2201 | 120.2117
Line8_8_10 | 0 | 0 | 0 | 0 | 0 | 0 | 0 | 0 | 0 | 0 | 0 | 0 | -2.4286e-18 | -6.2856e-11 | -1.0336e-10 | 2.4286e-18 | 6.2856e-11 | 1.0336e-10 | 2.4286e-18 | 8.4699e-11 | -1.4546e-11 | -6.5143e-34 | -8.4699e-11 | 1.4546e-11 | 0 | 0 | 0 | 0 | 0 | 0 | 1.05 | 1.0332 | 1.0224 | 1.05 | 1.0332 | 1.0224 | -1.5259e-14 | -121.2201 | 120.2117 | -1.5369e-14 | -121.2201 | 120.2117
Line9_3_11 | 0 | 0 | 0 | 0 | 0 | 0 | 0 | 0 | 0 | 0 | 0 | 0 | 5.1608e-18 | -5.3981e-11 | -1.5381e-10 | -5.1608e-18 | 5.3981e-11 | 1.5381e-10 | 6.0715e-18 | 1.4694e-10 | 2.597e-11 | -6.0715e-18 | -1.4694e-10 | -2.597e-11 | 0 | 0 | 0 | 0 | 0 | 0 | 1.05 | 1.048 | 1.0443 | 1.05 | 1.048 | 1.0443 | -1.4695e-14 | -120.2981 | 119.9471 | -1.4811e-14 | -120.2981 | 119.9471

## LL_max_fault_10
name | pf_ikss_a_from_ka | pf_ikss_b_from_ka | pf_ikss_c_from_ka | pf_ikss_a_to_ka | pf_ikss_b_to_ka | pf_ikss_c_to_ka | pf_skss_a_from_mw | pf_skss_b_from_mw | pf_skss_c_from_mw | pf_skss_a_to_mw | pf_skss_b_to_mw | pf_skss_c_to_mw | pf_p_a_from_mw | pf_p_b_from_mw | pf_p_c_from_mw | pf_p_a_to_mw | pf_p_b_to_mw | pf_p_c_to_mw | pf_q_a_from_mvar | pf_q_b_from_mvar | pf_q_c_from_mvar | pf_q_a_to_mvar | pf_q_b_to_mvar | pf_q_c_to_mvar | pf_ikss_a_from_degree | pf_ikss_b_from_degree | pf_ikss_c_from_degree | pf_ikss_a_to_degree | pf_ikss_b_to_degree | pf_ikss_c_to_degree | pf_vm_a_from_pu | pf_vm_b_from_pu | pf_vm_c_from_pu | pf_vm_a_to_pu | pf_vm_b_to_pu | pf_vm_c_to_pu | pf_va_a_from_degree | pf_va_b_from_degree | pf_va_c_from_degree | pf_va_a_to_degree | pf_va_b_to_degree | pf_va_c_to_degree
Line0_1_2 | 0 | 0.060452 | 0.060452 | 0 | 0.060452 | 0.060452 | 0 | 0.013961 | 0.013961 | 0 | 0.013961 | 0.013961 | 2.5443e-17 | 0.014777 | 0.0037874 | -2.5443e-17 | -0.01474 | -0.0037509 | 2.417e-17 | 0.004065 | 0.014792 | -2.2898e-17 | -0.0039919 | -0.014719 | 0 | -135.6932 | 44.3068 | 0 | 44.3068 | -135.6932 | 1.1 | 1.0978 | 1.0937 | 1.1 | 1.0939 | 1.088 | -3.506e-14 | -120.3121 | 119.9447 | -3.5344e-14 | -120.5402 | 120.0098
Line10_11_12 | 0 | 0 | 0 | 0 | 0 | 0 | 0 | 0 | 0 | 0 | 0 | 0 | 6.0426e-18 | -5.3155e-11 | -1.5146e-10 | -6.0426e-18 | 5.3155e-11 | 1.5146e-10 | 1.0177e-17 | 1.4472e-10 | 2.555e-11 | -1.1449e-17 | -1.4472e-10 | -2.555e-11 | 0 | 0 | 0 | 0 | 0 | 0 | 1.1 | 1.0978 | 1.0937 | 1.1 | 1.0978 | 1.0937 | -3.5252e-14 | -120.3121 | 119.9447 | -3.5335e-14 | -120.3121 | 119.9447
Line11_12_13 | 0 | 0 | 0 | 0 | 0 | 0 | 0 | 0 | 0 | 0 | 0 | 0 | 6.3607e-18 | -4.4296e-11 | -1.2622e-10 | -5.7246e-18 | 4.4296e-11 | 1.2622e-10 | 7.6328e-18 | 1.206e-10 | 2.1292e-11 | -8.2688e-18 | -1.206e-10 | -2.1292e-11 | 0 | 0 | 0 | 0 | 0 | 0 | 1.1 | 1.0978 | 1.0937 | 1.1 | 1.0978 | 1.0937 | -3.5335e-14 | -120.3121 | 119.9447 | -3.5416e-14 | -120.3121 | 119.9447
Line12_13_15 | 0 | 0 | 0 | 0 | 0 | 0 | 0 | 0 | 0 | 0 | 0 | 0 | 4.1344e-18 | -2.6578e-11 | -7.5731e-11 | -4.7705e-18 | 2.6578e-11 | 7.5731e-11 | 4.4525e-18 | 7.2361e-11 | 1.2775e-11 | -3.1803e-18 | -7.2361e-11 | -1.2775e-11 | 0 | 0 | 0 | 0 | 0 | 0 | 1.1 | 1.0978 | 1.0937 | 1.1 | 1.0978 | 1.0937 | -3.5416e-14 | -120.3121 | 119.9447 | -3.5478e-14 | -120.3121 | 119.9447
Line13_13_14 | 0 | 0 | 0 | 0 | 0 | 0 | 0 | 0 | 0 | 0 | 0 | 0 | 2.2262e-18 | -8.8592e-12 | -2.5244e-11 | -1.5902e-18 | 8.8592e-12 | 2.5244e-11 | 8.9049e-18 | 2.412e-11 | 4.2584e-12 | -7.6328e-18 | -2.412e-11 | -4.2584e-12 | 0 | 0 | 0 | 0 | 0 | 0 | 1.1 | 1.0978 | 1.0937 | 1.1 | 1.0978 | 1.0937 | -3.5416e-14 | -120.3121 | 119.9447 | -3.5405e-14 | -120.3121 | 119.9447
Line14_15_16 | 0 | 0 | 0 | 0 | 0 | 0 | 0 | 0 | 0 | 0 | 0 | 0 | 3.8164e-18 | -1.7718e-11 | -5.0487e-11 | -3.1803e-18 | 1.7718e-11 | 5.0487e-11 | 1.2721e-18 | 4.824e-11 | 8.5168e-12 | -1.2721e-18 | -4.824e-11 | -8.5168e-12 | 0 | 0 | 0 | 0 | 0 | 0 | 1.1 | 1.0978 | 1.0937 | 1.1 | 1.0978 | 1.0937 | -3.5478e-14 | -120.3121 | 119.9447 | -3.5509e-14 | -120.3121 | 119.9447
Line15_16_17 | 0 | 0 | 0 | 0 | 0 | 0 | 0 | 0 | 0 | 0 | 0 | 0 | -3.942e-34 | -8.8592e-12 | -2.5244e-11 | 7.8882e-34 | 8.8592e-12 | 2.5244e-11 | -6.3607e-19 | 2.412e-11 | 4.2584e-12 | 1.2721e-18 | -2.412e-11 | -4.2584e-12 | 0 | 0 | 0 | 0 | 0 | 0 | 1.1 | 1.0978 | 1.0937 | 1.1 | 1.0978 | 1.0937 | -3.5509e-14 | -120.3121 | 119.9447 | -3.5528e-14 | -120.3121 | 119.9447
Line16_4_18 | 0 | 0 | 0 | 0 | 0 | 0 | 0 | 0 | 0 | 0 | 0 | 0 | 3.8935e-34 | -8.8592e-12 | -2.5244e-11 | -6.3607e-19 | 8.8592e-12 | 2.5244e-11 | 6.3607e-19 | 2.412e-11 | 4.2584e-12 | -6.3607e-19 | -2.412e-11 | -4.2584e-12 | 0 | 0 | 0 | 0 | 0 | 0 | 1.1 | 1.0978 | 1.0937 | 1.1 | 1.0978 | 1.0937 | -3.5072e-14 | -120.3121 | 119.9447 | -3.5091e-14 | -120.3121 | 119.9447
Line17_5_19 | 0 | 0 | 0 | 0 | 0 | 0 | 0 | 0 | 0 | 0 | 0 | 0 | -9.541e-19 | -8.8592e-12 | -2.5244e-11 | -3.1803e-19 | 8.8592e-12 | 2.5244e-11 | 6.3607e-18 | 2.412e-11 | 4.2584e-12 | -6.3607e-18 | -2.412e-11 | -4.2584e-12 | 0 | 0 | 0 | 0 | 0 | 0 | 1.1 | 1.0978 | 1.0937 | 1.1 | 1.0978 | 1.0937 | -3.5025e-14 | -120.3121 | 119.9447 | -3.4999e-14 | -120.3121 | 119.9447
Line1_1_3 | 0 | 0 | 0 | 0 | 0 | 0 | 0 | 0 | 0 | 0 | 0 | 0 | 6.0426e-18 | -7.0874e-11 | -2.0195e-10 | -6.0426e-18 | 7.0874e-11 | 2.0195e-10 | 1.2085e-17 | 1.9296e-10 | 3.4067e-11 | -1.2085e-17 | -1.9296e-10 | -3.4067e-11 | 0 | 0 | 0 | 0 | 0 | 0 | 1.1 | 1.0978 | 1.0937 | 1.1 | 1.0978 | 1.0937 | -3.506e-14 | -120.3121 | 119.9447 | -3.5142e-14 | -120.3121 | 119.9447
Line2_1_4 | 0 | 0 | 0 | 0 | 0 | 0 | 0 | 0 | 0 | 0 | 0 | 0 | 2.2262e-18 | -1.7718e-11 | -5.0487e-11 | -1.5902e-18 | 1.7718e-11 | 5.0487e-11 | 8.9049e-18 | 4.824e-11 | 8.5168e-12 | -8.2688e-18 | -4.824e-11 | -8.5168e-12 | 0 | 0 | 0 | 0 | 0 | 0 | 1.1 | 1.0978 | 1.0937 | 1.1 | 1.0978 | 1.0937 | -3.506e-14 | -120.3121 | 119.9447 | -3.5072e-14 | -120.3121 | 119.9447
Line3_1_5 | 0 | 0 | 0 | 0 | 0 | 0 | 0 | 0 | 0 | 0 | 0 | 0 | 1.2721e-18 | -1.7718e-11 | -5.0487e-11 | -1.2721e-18 | 1.7718e-11 | 5.0487e-11 | 1.1449e-17 | 4.824e-11 | 8.5168e-12 | -1.0813e-17 | -4.824e-11 | -8.5168e-12 | 0 | 0 | 0 | 0 | 0 | 0 | 1.1 | 1.0978 | 1.0937 | 1.1 | 1.0978 | 1.0937 | -3.506e-14 | -120.3121 | 119.9447 | -3.5025e-14 | -120.3121 | 119.9447
Line4_2_6 | 0 | 0.060452 | 0.060452 | 0 | 0.060452 | 0.060452 | 0 | 0.013961 | 0.013961 | 0 | 0.013961 | 0.013961 | 2.1626e-17 | 0.01474 | 0.0037509 | -2.2898e-17 | -0.014704 | -0.0037143 | 2.2898e-17 | 0.0039919 | 0.014719 | -1.781e-17 | -0.0039188 | -0.014646 | 0 | -135.6932 | 44.3068 | 0 | 44.3068 | -135.6932 | 1.1 | 1.0939 | 1.088 | 1.1 | 1.09 | 1.0823 | -3.5344e-14 | -120.5402 | 120.0098 | -3.5559e-14 | -120.7698 | 120.0757
Line5_6_7 | 0 | 0.060452 | 0.060452 | 0 | 0.060452 | 0.060452 | 0 | 0.013961 | 0.013961 | 0 | 0.013961 | 0.013961 | 2.0354e-17 | 0.014704 | 0.0037143 | -2.0354e-17 | -0.014667 | -0.0036778 | 1.781e-17 | 0.0039188 | 0.014646 | -1.5266e-17 | -0.0038457 | -0.014572 | 0 | -135.6932 | 44.3068 | 0 | 44.3068 | -135.6932 | 1.1 | 1.09 | 1.0823 | 1.1 | 1.0861 | 1.0765 | -3.5559e-14 | -120.7698 | 120.0757 | -3.574e-14 | -121.0011 | 120.1422
Line6_7_8 | 0 | 0.060452 | 0.060452 | 0 | 0.060452 | 0.060452 | 0 | 0.013961 | 0.013961 | 0 | 0.013961 | 0.013961 | 1.0177e-17 | 0.014667 | 0.0036778 | -7.6328e-18 | -0.014631 | -0.0036413 | -2.5443e-18 | 0.0038457 | 0.014572 | 4.7891e-33 | -0.0037726 | -0.014499 | 0 | -135.6932 | 44.3068 | 0 | 44.3068 | -135.6932 | 1.1 | 1.0861 | 1.0765 | 1.1 | 1.0823 | 1.0708 | -3.574e-14 | -121.0011 | 120.1422 | -3.595e-14 | -121.2341 | 120.2095
Line7_8_9 | 0 | 0 | 0 | 0 | 0 | 0 | 0 | 0 | 0 | 0 | 0 | 0 | 5.0885e-18 | -6.9334e-11 | -1.1449e-10 | -2.5443e-18 | 6.9334e-11 | 1.1449e-10 | -2.5443e-18 | 9.4011e-11 | -1.5791e-11 | 2.5443e-18 | -9.4011e-11 | 1.5791e-11 | 0 | 0 | 0 | 0 | 0 | 0 | 1.1 | 1.0823 | 1.0708 | 1.1 | 1.0823 | 1.0708 | -3.595e-14 | -121.2341 | 120.2095 | -3.6037e-14 | -121.2341 | 120.2095
Line8_8_10 | 0 | 0 | 0 | 0 | 0 | 0 | 0 | 0 | 0 | 0 | 0 | 0 | 2.5443e-18 | -6.9334e-11 | -1.1449e-10 | 0 | 6.9334e-11 | 1.1449e-10 | -2.5443e-18 | 9.4011e-11 | -1.5791e-11 | 0 | -9.4011e-11 | 1.5791e-11 | 0 | 0 | 0 | 0 | 0 | 0 | 1.1 | 1.0823 | 1.0708 | 1.1 | 1.0823 | 1.0708 | -3.595e-14 | -121.2341 | 120.2095 | -3.6014e-14 | -121.2341 | 120.2095
Line9_3_11 | 0 | 0 | 0 | 0 | 0 | 0 | 0 | 0 | 0 | 0 | 0 | 0 | 7.3148e-18 | -6.2015e-11 | -1.7671e-10 | -7.3148e-18 | 6.2015e-11 | 1.7671e-10 | 1.2085e-17 | 1.6884e-10 | 2.9809e-11 | -1.0177e-17 | -1.6884e-10 | -2.9809e-11 | 0 | 0 | 0 | 0 | 0 | 0 | 1.1 | 1.0978 | 1.0937 | 1.1 | 1.0978 | 1.0937 | -3.5142e-14 | -120.3121 | 119.9447 | -3.5252e-14 | -120.3121 | 119.9447

## LL_min_6
name | pf_ikss_a_from_ka | pf_ikss_b_from_ka | pf_ikss_c_from_ka | pf_ikss_a_to_ka | pf_ikss_b_to_ka | pf_ikss_c_to_ka | pf_skss_a_from_mw | pf_skss_b_from_mw | pf_skss_c_from_mw | pf_skss_a_to_mw | pf_skss_b_to_mw | pf_skss_c_to_mw | pf_p_a_from_mw | pf_p_b_from_mw | pf_p_c_from_mw | pf_p_a_to_mw | pf_p_b_to_mw | pf_p_c_to_mw | pf_q_a_from_mvar | pf_q_b_from_mvar | pf_q_c_from_mvar | pf_q_a_to_mvar | pf_q_b_to_mvar | pf_q_c_to_mvar | pf_ikss_a_from_degree | pf_ikss_b_from_degree | pf_ikss_c_from_degree | pf_ikss_a_to_degree | pf_ikss_b_to_degree | pf_ikss_c_to_degree | pf_vm_a_from_pu | pf_vm_b_from_pu | pf_vm_c_from_pu | pf_vm_a_to_pu | pf_vm_b_to_pu | pf_vm_c_to_pu | pf_va_a_from_degree | pf_va_b_from_degree | pf_va_c_from_degree | pf_va_a_to_degree | pf_va_b_to_degree | pf_va_c_to_degree
Line0_1_2 | 0 | 1.455 | 1.455 | 0 | 1.455 | 1.455 | 0 | 0.33601 | 0.33601 | 0 | 0.33601 | 0.33601 | -3.5157e-17 | 0.28984 | 0.03533 | 3.5157e-17 | -0.24919 | 0.005316 | 4.7462e-16 | 0.073022 | 0.26569 | -4.3946e-16 | -0.030682 | -0.22336 | 0 | -142.8727 | 37.1273 | 0 | 37.1273 | -142.8727 | 0.95 | 0.88953 | 0.79769 | 0.95 | 0.74721 | 0.66491 | -9.0963e-13 | -128.7319 | 119.553 | -8.971e-13 | -135.8534 | 128.4907
Line10_11_12 | 0 | 0 | 0 | 0 | 0 | 0 | 0 | 0 | 0 | 0 | 0 | 0 | 5.2736e-17 | -9.6789e-10 | -2.6725e-09 | -6.1525e-17 | 9.6789e-10 | 2.6725e-09 | 2.2852e-16 | 2.8224e-09 | 1.3007e-10 | -2.461e-16 | -2.8224e-09 | -1.3007e-10 | 0 | 0 | 0 | 0 | 0 | 0 | 0.95 | 0.88953 | 0.79769 | 0.95 | 0.88953 | 0.79769 | -9.0149e-13 | -128.7319 | 119.553 | -8.9783e-13 | -128.7319 | 119.553
Line11_12_13 | 0 | 0 | 0 | 0 | 0 | 0 | 0 | 0 | 0 | 0 | 0 | 0 | 5.2736e-17 | -8.0657e-10 | -2.2271e-09 | -5.2736e-17 | 8.0657e-10 | 2.2271e-09 | 2.2852e-16 | 2.352e-09 | 1.0839e-10 | -2.2852e-16 | -2.352e-09 | -1.0839e-10 | 0 | 0 | 0 | 0 | 0 | 0 | 0.95 | 0.88953 | 0.79769 | 0.95 | 0.88953 | 0.79769 | -8.9783e-13 | -128.7319 | 119.553 | -8.9413e-13 | -128.7319 | 119.553
Line12_13_15 | 0 | 0 | 0 | 0 | 0 | 0 | 0 | 0 | 0 | 0 | 0 | 0 | 8.7893e-18 | -4.8394e-10 | -1.3362e-09 | -1.7579e-17 | 4.8394e-10 | 1.3362e-09 | 1.7579e-17 | 1.4112e-09 | 6.5035e-11 | 2.7414e-31 | -1.4112e-09 | -6.5035e-11 | 0 | 0 | 0 | 0 | 0 | 0 | 0.95 | 0.88953 | 0.79769 | 0.95 | 0.88953 | 0.79769 | -8.9413e-13 | -128.7319 | 119.553 | -8.9353e-13 | -128.7319 | 119.553
Line13_13_14 | 0 | 0 | 0 | 0 | 0 | 0 | 0 | 0 | 0 | 0 | 0 | 0 | 1.7579e-17 | -1.6131e-10 | -4.4541e-10 | -1.7579e-17 | 1.6131e-10 | 4.4541e-10 | 1.9336e-16 | 4.7039e-10 | 2.1678e-11 | -1.9336e-16 | -4.7039e-10 | -2.1678e-11 | 0 | 0 | 0 | 0 | 0 | 0 | 0.95 | 0.88953 | 0.79769 | 0.95 | 0.88953 | 0.79769 | -8.9413e-13 | -128.7319 | 119.553 | -8.9156e-13 | -128.7319 | 119.553
Line14_15_16 | 0 | 0 | 0 | 0 | 0 | 0 | 0 | 0 | 0 | 0 | 0 | 0 | 5.4828e-31 | -3.2263e-10 | -8.9083e-10 | -8.7893e-18 | 3.2263e-10 | 8.9083e-10 | 3.5157e-17 | 9.4079e-10 | 4.3357e-11 | -5.2736e-17 | -9.4079e-10 | -4.3357e-11 | 0 | 0 | 0 | 0 | 0 | 0 | 0.95 | 0.88953 | 0.79769 | 0.95 | 0.88953 | 0.79769 | -8.9353e-13 | -128.7319 | 119.553 | -8.9312e-13 | -128.7319 | 119.553
Line15_16_17 | 0 | 0 | 0 | 0 | 0 | 0 | 0 | 0 | 0 | 0 | 0 | 0 | 3.0762e-17 | -1.6131e-10 | -4.4541e-10 | -3.0762e-17 | 1.6131e-10 | 4.4541e-10 | 3.5157e-17 | 4.7039e-10 | 2.1678e-11 | -3.5157e-17 | -4.7039e-10 | -2.1678e-11 | 0 | 0 | 0 | 0 | 0 | 0 | 0.95 | 0.88953 | 0.79769 | 0.95 | 0.88953 | 0.79769 | -8.9312e-13 | -128.7319 | 119.553 | -8.9333e-13 | -128.7319 | 119.553
Line16_4_18 | 0 | 0 | 0 | 0 | 0 | 0 | 0 | 0 | 0 | 0 | 0 | 0 | 2.7842e-31 | -1.6131e-10 | -4.4541e-10 | 8.7893e-18 | 1.6131e-10 | 4.4541e-10 | 1.7579e-17 | 4.7039e-10 | 2.1678e-11 | -1.7579e-17 | -4.7039e-10 | -2.1678e-11 | 0 | 0 | 0 | 0 | 0 | 0 | 0.95 | 0.88953 | 0.79769 | 0.95 | 0.88953 | 0.79769 | -9.0749e-13 | -128.7319 | 119.553 | -9.077e-13 | -128.7319 | 119.553
Line17_5_19 | 0 | 0 | 0 | 0 | 0 | 0 | 0 | 0 | 0 | 0 | 0 | 0 | 8.7893e-18 | -1.6131e-10 | -4.4541e-10 | -3.0536e-30 | 1.6131e-10 | 4.4541e-10 | 1.9336e-16 | 4.7039e-10 | 2.1678e-11 | -1.9336e-16 | -4.7039e-10 | -2.1678e-11 | 0 | 0 | 0 | 0 | 0 | 0 | 0.95 | 0.88953 | 0.79769 | 0.95 | 0.88953 | 0.79769 | -9.0668e-13 | -128.7319 | 119.553 | -9.0483e-13 | -128.7319 | 119.553
Line1_1_3 | 0 | 0 | 0 | 0 | 0 | 0 | 0 | 0 | 0 | 0 | 0 | 0 | 6.5919e-17 | -1.2905e-09 | -3.5633e-09 | -6.5919e-17 | 1.2905e-09 | 3.5633e-09 | 2.2852e-16 | 3.7632e-09 | 1.7343e-10 | -1.9336e-16 | -3.7632e-09 | -1.7343e-10 | 0 | 0 | 0 | 0 | 0 | 0 | 0.95 | 0.88953 | 0.79769 | 0.95 | 0.88953 | 0.79769 | -9.0963e-13 | -128.7319 | 119.553 | -9.0556e-13 | -128.7319 | 119.553
Line2_1_4 | 0 | 0 | 0 | 0 | 0 | 0 | 0 | 0 | 0 | 0 | 0 | 0 | 2.6368e-17 | -3.2263e-10 | -8.9083e-10 | -2.6368e-17 | 3.2263e-10 | 8.9083e-10 | 1.9336e-16 | 9.4079e-10 | 4.3357e-11 | -1.7579e-16 | -9.4079e-10 | -4.3357e-11 | 0 | 0 | 0 | 0 | 0 | 0 | 0.95 | 0.88953 | 0.79769 | 0.95 | 0.88953 | 0.79769 | -9.0963e-13 | -128.7319 | 119.553 | -9.0749e-13 | -128.7319 | 119.553
Line3_1_5 | 0 | 0 | 0 | 0 | 0 | 0 | 0 | 0 | 0 | 0 | 0 | 0 | 1.3184e-17 | -3.2263e-10 | -8.9083e-10 | -1.3184e-17 | 3.2263e-10 | 8.9083e-10 | 2.1094e-16 | 9.4079e-10 | 4.3357e-11 | -1.7579e-16 | -9.4079e-10 | -4.3357e-11 | 0 | 0 | 0 | 0 | 0 | 0 | 0.95 | 0.88953 | 0.79769 | 0.95 | 0.88953 | 0.79769 | -9.0963e-13 | -128.7319 | 119.553 | -9.0668e-13 | -128.7319 | 119.553
Line4_2_6 | 0 | 1.455 | 1.455 | 0 | 1.455 | 1.455 | 0 | 0.33601 | 0.33601 | 0 | 0.33601 | 0.33601 | 6.6056e-30 | 0.24919 | -0.005316 | -5.9738e-30 | -0.20855 | 0.045962 | 4.2188e-16 | 0.030682 | 0.22336 | -3.8673e-16 | 0.011658 | -0.18102 | 0 | -142.8727 | 37.1273 | 0 | 37.1273 | -142.8727 | 0.95 | 0.74721 | 0.66491 | 0.95 | 0.62161 | 0.55581 | -8.971e-13 | -135.8534 | 128.4907 | -8.8504e-13 | -146.0722 | 141.3743
Line5_6_7 | 0 | 1.455 | 1.455 | 0 | 1.455 | 1.455 | 0 | 0.33601 | 0.33601 | 0 | 0.33601 | 0.33601 | 7.0314e-17 | 0.20855 | -0.045962 | -7.0314e-17 | -0.1679 | 0.086608 | 4.5704e-16 | -0.011658 | 0.18102 | -4.922e-16 | 0.053997 | -0.13868 | 0 | -142.8727 | 37.1273 | 0 | 37.1273 | -142.8727 | 0.95 | 0.62161 | 0.55581 | 0.95 | 0.52489 | 0.48658 | -8.8504e-13 | -146.0722 | 141.3743 | -8.7191e-13 | -160.7007 | 159.1134
Line6_7_8 | 0 | 1.455 | 1.455 | 0 | 1.455 | 1.455 | 0 | 0.33601 | 0.33601 | 0 | 0.33601 | 0.33601 | -1.4063e-16 | 0.1679 | -0.086608 | 7.0314e-17 | -0.12725 | 0.12725 | 2.1094e-16 | -0.053997 | 0.13868 | -2.1094e-16 | 0.096337 | -0.096337 | 0 | -142.8727 | 37.1273 | 0 | 37.1273 | -142.8727 | 0.95 | 0.52489 | 0.48658 | 0.95 | 0.475 | 0.475 | -8.7191e-13 | -160.7007 | 159.1134 | -8.6887e-13 | -180 | 180
Line7_8_9 | 0 | 0 | 0 | 0 | 0 | 0 | 0 | 0 | 0 | 0 | 0 | 0 | 1.0663e-30 | -8.3059e-23 | 1.4063e-16 | 0 | 3.2762e-18 | -1.3735e-16 | 7.0314e-17 | 1.4329e-09 | -1.4329e-09 | 0 | -1.4329e-09 | 1.4329e-09 | 0 | 0 | 0 | 0 | 0 | 0 | 0.95 | 0.475 | 0.475 | 0.95 | 0.475 | 0.475 | -8.6887e-13 | -180 | 180 | -8.6996e-13 | -180 | 180
Line8_8_10 | 0 | 0 | 0 | 0 | 0 | 0 | 0 | 0 | 0 | 0 | 0 | 0 | 0 | -2.461e-16 | 1.4063e-16 | 0 | 2.1422e-16 | -1.3735e-16 | 0 | 1.4329e-09 | -1.4329e-09 | 0 | -1.4329e-09 | 1.4329e-09 | 0 | 0 | 0 | 0 | 0 | 0 | 0.95 | 0.475 | 0.475 | 0.95 | 0.475 | 0.475 | -8.6887e-13 | -180 | 180 | -8.6759e-13 | -180 | 180
Line9_3_11 | 0 | 0 | 0 | 0 | 0 | 0 | 0 | 0 | 0 | 0 | 0 | 0 | 4.3946e-17 | -1.1292e-09 | -3.1179e-09 | -5.2736e-17 | 1.1292e-09 | 3.1179e-09 | 2.1094e-16 | 3.2928e-09 | 1.5175e-10 | -2.1094e-16 | -3.2928e-09 | -1.5175e-10 | 0 | 0 | 0 | 0 | 0 | 0 | 0.95 | 0.88953 | 0.79769 | 0.95 | 0.88953 | 0.79769 | -9.0556e-13 | -128.7319 | 119.553 | -9.0149e-13 | -128.7319 | 119.553

## LL_min_10
name | pf_ikss_a_from_ka | pf_ikss_b_from_ka | pf_ikss_c_from_ka | pf_ikss_a_to_ka | pf_ikss_b_to_ka | pf_ikss_c_to_ka | pf_skss_a_from_mw | pf_skss_b_from_mw | pf_skss_c_from_mw | pf_skss_a_to_mw | pf_skss_b_to_mw | pf_skss_c_to_mw | pf_p_a_from_mw | pf_p_b_from_mw | pf_p_c_from_mw | pf_p_a_to_mw | pf_p_b_to_mw | pf_p_c_to_mw | pf_q_a_from_mvar | pf_q_b_from_mvar | pf_q_c_from_mvar | pf_q_a_to_mvar | pf_q_b_to_mvar | pf_q_c_to_mvar | pf_ikss_a_from_degree | pf_ikss_b_from_degree | pf_ikss_c_from_degree | pf_ikss_a_to_degree | pf_ikss_b_to_degree | pf_ikss_c_to_degree | pf_vm_a_from_pu | pf_vm_b_from_pu | pf_vm_c_from_pu | pf_vm_a_to_pu | pf_vm_b_to_pu | pf_vm_c_to_pu | pf_va_a_from_degree | pf_va_b_from_degree | pf_va_c_from_degree | pf_va_a_to_degree | pf_va_b_to_degree | pf_va_c_to_degree
Line0_1_2 | 0 | 1.3784 | 1.3784 | 0 | 1.3784 | 1.3784 | 0 | 0.31833 | 0.31833 | 0 | 0.31833 | 0.31833 | -1.6653e-17 | 0.26013 | 0.031709 | 3.3307e-17 | -0.22365 | 0.0047711 | 4.1633e-16 | 0.065537 | 0.23846 | -3.9968e-16 | -0.027537 | -0.20046 | 0 | -142.8727 | 37.1273 | 0 | 37.1273 | -142.8727 | 0.9 | 0.84271 | 0.7557 | 0.9 | 0.70788 | 0.62991 | -9.612e-13 | -128.7319 | 119.553 | -9.4851e-13 | -135.8534 | 128.4907
Line10_11_12 | 0 | 0 | 0 | 0 | 0 | 0 | 0 | 0 | 0 | 0 | 0 | 0 | 4.5797e-17 | -8.6869e-10 | -2.3986e-09 | -4.5797e-17 | 8.6869e-10 | 2.3986e-09 | 2.1649e-16 | 2.5331e-09 | 1.1674e-10 | -2.3315e-16 | -2.5331e-09 | -1.1674e-10 | 0 | 0 | 0 | 0 | 0 | 0 | 0.9 | 0.84271 | 0.7557 | 0.9 | 0.84271 | 0.7557 | -9.5277e-13 | -128.7319 | 119.553 | -9.4896e-13 | -128.7319 | 119.553
Line11_12_13 | 0 | 0 | 0 | 0 | 0 | 0 | 0 | 0 | 0 | 0 | 0 | 0 | 3.3307e-17 | -7.2391e-10 | -1.9988e-09 | -4.1633e-17 | 7.2391e-10 | 1.9988e-09 | 2.3315e-16 | 2.1109e-09 | 9.7283e-11 | -2.3315e-16 | -2.1109e-09 | -9.7283e-11 | 0 | 0 | 0 | 0 | 0 | 0 | 0.9 | 0.84271 | 0.7557 | 0.9 | 0.84271 | 0.7557 | -9.4896e-13 | -128.7319 | 119.553 | -9.4511e-13 | -128.7319 | 119.553
Line12_13_15 | 0 | 0 | 0 | 0 | 0 | 0 | 0 | 0 | 0 | 0 | 0 | 0 | -8.3267e-18 | -4.3434e-10 | -1.1993e-09 | 0 | 4.3434e-10 | 1.1993e-09 | 1.3735e-31 | 1.2665e-09 | 5.837e-11 | 0 | -1.2665e-09 | -5.837e-11 | 0 | 0 | 0 | 0 | 0 | 0 | 0.9 | 0.84271 | 0.7557 | 0.9 | 0.84271 | 0.7557 | -9.4511e-13 | -128.7319 | 119.553 | -9.4452e-13 | -128.7319 | 119.553
Line13_13_14 | 0 | 0 | 0 | 0 | 0 | 0 | 0 | 0 | 0 | 0 | 0 | 0 | 2.0817e-17 | -1.4478e-10 | -3.9976e-10 | -2.0817e-17 | 1.4478e-10 | 3.9976e-10 | 1.8319e-16 | 4.2218e-10 | 1.9456e-11 | -1.4988e-16 | -4.2218e-10 | -1.9457e-11 | 0 | 0 | 0 | 0 | 0 | 0 | 0.9 | 0.84271 | 0.7557 | 0.9 | 0.84271 | 0.7557 | -9.4511e-13 | -128.7319 | 119.553 | -9.4288e-13 | -128.7319 | 119.553
Line14_15_16 | 0 | 0 | 0 | 0 | 0 | 0 | 0 | 0 | 0 | 0 | 0 | 0 | -8.3267e-18 | -2.8956e-10 | -7.9952e-10 | -8.2323e-31 | 2.8956e-10 | 7.9952e-10 | 4.996e-17 | 8.4436e-10 | 3.8913e-11 | -4.996e-17 | -8.4436e-10 | -3.8913e-11 | 0 | 0 | 0 | 0 | 0 | 0 | 0.9 | 0.84271 | 0.7557 | 0.9 | 0.84271 | 0.7557 | -9.4452e-13 | -128.7319 | 119.553 | -9.4411e-13 | -128.7319 | 119.553
Line15_16_17 | 0 | 0 | 0 | 0 | 0 | 0 | 0 | 0 | 0 | 0 | 0 | 0 | 1.6653e-17 | -1.4478e-10 | -3.9976e-10 | -1.6653e-17 | 1.4478e-10 | 3.9976e-10 | -2.7441e-31 | 4.2218e-10 | 1.9457e-11 | 1.6653e-17 | -4.2218e-10 | -1.9457e-11 | 0 | 0 | 0 | 0 | 0 | 0 | 0.9 | 0.84271 | 0.7557 | 0.9 | 0.84271 | 0.7557 | -9.4411e-13 | -128.7319 | 119.553 | -9.4432e-13 | -128.7319 | 119.553
Line16_4_18 | 0 | 0 | 0 | 0 | 0 | 0 | 0 | 0 | 0 | 0 | 0 | 0 | 2.498e-17 | -1.4478e-10 | -3.9976e-10 | -8.3267e-18 | 1.4478e-10 | 3.9976e-10 | -4.1807e-31 | 4.2218e-10 | 1.9457e-11 | 1.3939e-31 | -4.2218e-10 | -1.9457e-11 | 0 | 0 | 0 | 0 | 0 | 0 | 0.9 | 0.84271 | 0.7557 | 0.9 | 0.84271 | 0.7557 | -9.5892e-13 | -128.7319 | 119.553 | -9.5913e-13 | -128.7319 | 119.553
Line17_5_19 | 0 | 0 | 0 | 0 | 0 | 0 | 0 | 0 | 0 | 0 | 0 | 0 | 8.3267e-18 | -1.4478e-10 | -3.9976e-10 | -1.6653e-17 | 1.4478e-10 | 3.9976e-10 | 1.8319e-16 | 4.2218e-10 | 1.9457e-11 | -1.6653e-16 | -4.2218e-10 | -1.9457e-11 | 0 | 0 | 0 | 0 | 0 | 0 | 0.9 | 0.84271 | 0.7557 | 0.9 | 0.84271 | 0.7557 | -9.5811e-13 | -128.7319 | 119.553 | -9.5547e-13 | -128.7319 | 119.553
Line1_1_3 | 0 | 0 | 0 | 0 | 0 | 0 | 0 | 0 | 0 | 0 | 0 | 0 | 5.8287e-17 | -1.1582e-09 | -3.1981e-09 | -6.6613e-17 | 1.1582e-09 | 3.1981e-09 | 2.3315e-16 | 3.3775e-09 | 1.5565e-10 | -2.1649e-16 | -3.3775e-09 | -1.5565e-10 | 0 | 0 | 0 | 0 | 0 | 0 | 0.9 | 0.84271 | 0.7557 | 0.9 | 0.84271 | 0.7557 | -9.612e-13 | -128.7319 | 119.553 | -9.5698e-13 | -128.7319 | 119.553
Line2_1_4 | 0 | 0 | 0 | 0 | 0 | 0 | 0 | 0 | 0 | 0 | 0 | 0 | 2.0817e-17 | -2.8956e-10 | -7.9952e-10 | -1.249e-17 | 2.8956e-10 | 7.9952e-10 | 2.1649e-16 | 8.4436e-10 | 3.8913e-11 | -2.1649e-16 | -8.4436e-10 | -3.8913e-11 | 0 | 0 | 0 | 0 | 0 | 0 | 0.9 | 0.84271 | 0.7557 | 0.9 | 0.84271 | 0.7557 | -9.612e-13 | -128.7319 | 119.553 | -9.5892e-13 | -128.7319 | 119.553
Line3_1_5 | 0 | 0 | 0 | 0 | 0 | 0 | 0 | 0 | 0 | 0 | 0 | 0 | 1.6653e-17 | -2.8956e-10 | -7.9952e-10 | -2.498e-17 | 2.8956e-10 | 7.9952e-10 | 1.8319e-16 | 8.4436e-10 | 3.8913e-11 | -1.8319e-16 | -8.4436e-10 | -3.8913e-11 | 0 | 0 | 0 | 0 | 0 | 0 | 0.9 | 0.84271 | 0.7557 | 0.9 | 0.84271 | 0.7557 | -9.612e-13 | -128.7319 | 119.553 | -9.5811e-13 | -128.7319 | 119.553
Line4_2_6 | 0 | 1.3784 | 1.3784 | 0 | 1.3784 | 1.3784 | 0 | 0.31833 | 0.31833 | 0 | 0.31833 | 0.31833 | 3.3307e-17 | 0.22365 | -0.0047711 | -6.5281e-30 | -0.18717 | 0.041251 | 3.9968e-16 | 0.027537 | 0.20046 | -3.9968e-16 | 0.010463 | -0.16246 | 0 | -142.8727 | 37.1273 | 0 | 37.1273 | -142.8727 | 0.9 | 0.70788 | 0.62991 | 0.9 | 0.5889 | 0.52656 | -9.4851e-13 | -135.8534 | 128.4907 | -9.3583e-13 | -146.0722 | 141.3743
Line5_6_7 | 0 | 1.3784 | 1.3784 | 0 | 1.3784 | 1.3784 | 0 | 0.31833 | 0.31833 | 0 | 0.31833 | 0.31833 | 7.6161e-30 | 0.18717 | -0.041251 | -6.9829e-30 | -0.15069 | 0.077731 | 4.6629e-16 | -0.010463 | 0.16246 | -4.3299e-16 | 0.048463 | -0.12446 | 0 | -142.8727 | 37.1273 | 0 | 37.1273 | -142.8727 | 0.9 | 0.5889 | 0.52656 | 0.9 | 0.49726 | 0.46097 | -9.3583e-13 | -146.0722 | 141.3743 | -9.2403e-13 | -160.7007 | 159.1134
Line6_7_8 | 0 | 1.3784 | 1.3784 | 0 | 1.3784 | 1.3784 | 0 | 0.31833 | 0.31833 | 0 | 0.31833 | 0.31833 | 2.1486e-30 | 0.15069 | -0.077731 | -2.1425e-30 | -0.11421 | 0.11421 | 1.3323e-16 | -0.048463 | 0.12446 | -1.3323e-16 | 0.086463 | -0.086463 | 0 | -142.8727 | 37.1273 | 0 | 37.1273 | -142.8727 | 0.9 | 0.49726 | 0.46097 | 0.9 | 0.45 | 0.45 | -9.2403e-13 | -160.7007 | 159.1134 | -9.2142e-13 | -180 | 180
Line7_8_9 | 0 | 0 | 0 | 0 | 0 | 0 | 0 | 0 | 0 | 0 | 0 | 0 | -1.3323e-16 | -3.3307e-17 | 2.6645e-16 | 1.3323e-16 | -9.698e-17 | -1.3029e-16 | 1.3323e-16 | 1.286e-09 | -1.286e-09 | -1.3323e-16 | -1.286e-09 | 1.286e-09 | 0 | 0 | 0 | 0 | 0 | 0 | 0.9 | 0.45 | 0.45 | 0.9 | 0.45 | 0.45 | -9.2142e-13 | -180 | 180 | -9.2251e-13 | -180 | 180
Line8_8_10 | 0 | 0 | 0 | 0 | 0 | 0 | 0 | 0 | 0 | 0 | 0 | 0 | -6.6613e-17 | -2.9976e-16 | 1.3323e-16 | 6.6613e-17 | 1.6947e-16 | -1.3029e-16 | 1.0713e-30 | 1.286e-09 | -1.286e-09 | -6.6613e-17 | -1.286e-09 | 1.286e-09 | 0 | 0 | 0 | 0 | 0 | 0 | 0.9 | 0.45 | 0.45 | 0.9 | 0.45 | 0.45 | -9.2142e-13 | -180 | 180 | -9.2094e-13 | -180 | 180
Line9_3_11 | 0 | 0 | 0 | 0 | 0 | 0 | 0 | 0 | 0 | 0 | 0 | 0 | 3.747e-17 | -1.0135e-09 | -2.7983e-09 | -4.5797e-17 | 1.0135e-09 | 2.7983e-09 | 1.8319e-16 | 2.9553e-09 | 1.362e-10 | -1.9984e-16 | -2.9553e-09 | -1.362e-10 | 0 | 0 | 0 | 0 | 0 | 0 | 0.9 | 0.84271 | 0.7557 | 0.9 | 0.84271 | 0.7557 | -9.5698e-13 | -128.7319 | 119.553 | -9.5277e-13 | -128.7319 | 119.553

## LL_min_fault_6
name | pf_ikss_a_from_ka | pf_ikss_b_from_ka | pf_ikss_c_from_ka | pf_ikss_a_to_ka | pf_ikss_b_to_ka | pf_ikss_c_to_ka | pf_skss_a_from_mw | pf_skss_b_from_mw | pf_skss_c_from_mw | pf_skss_a_to_mw | pf_skss_b_to_mw | pf_skss_c_to_mw | pf_p_a_from_mw | pf_p_b_from_mw | pf_p_c_from_mw | pf_p_a_to_mw | pf_p_b_to_mw | pf_p_c_to_mw | pf_q_a_from_mvar | pf_q_b_from_mvar | pf_q_c_from_mvar | pf_q_a_to_mvar | pf_q_b_to_mvar | pf_q_c_to_mvar | pf_ikss_a_from_degree | pf_ikss_b_from_degree | pf_ikss_c_from_degree | pf_ikss_a_to_degree | pf_ikss_b_to_degree | pf_ikss_c_to_degree | pf_vm_a_from_pu | pf_vm_b_from_pu | pf_vm_c_from_pu | pf_vm_a_to_pu | pf_vm_b_to_pu | pf_vm_c_to_pu | pf_va_a_from_degree | pf_va_b_from_degree | pf_va_c_from_degree | pf_va_a_to_degree | pf_va_b_to_degree | pf_va_c_to_degree
Line0_1_2 | 0 | 0.051843 | 0.051843 | 0 | 0.051843 | 0.051843 | 0 | 0.011973 | 0.011973 | 0 | 0.011973 | 0.011973 | 1.0987e-18 | 0.010966 | 0.0028847 | -1.0987e-18 | -0.010915 | -0.0028331 | 1.8677e-17 | 0.0029326 | 0.010936 | -1.8677e-17 | -0.0028788 | -0.010882 | 0 | -135.2796 | 44.7204 | 0 | 44.7204 | -135.2796 | 0.95 | 0.94815 | 0.94465 | 0.95 | 0.94283 | 0.93921 | -3.6801e-14 | -120.3084 | 119.9432 | -3.6329e-14 | -120.5043 | 120.1275
Line10_11_12 | 0 | 0 | 0 | 0 | 0 | 0 | 0 | 0 | 0 | 0 | 0 | 0 | 3.5706e-18 | -3.8309e-11 | -1.1119e-10 | -3.0213e-18 | 3.8309e-11 | 1.1119e-10 | 9.3386e-18 | 1.0665e-10 | 1.9584e-11 | -8.7893e-18 | -1.0665e-10 | -1.9584e-11 | 0 | 0 | 0 | 0 | 0 | 0 | 0.95 | 0.94815 | 0.94465 | 0.95 | 0.94815 | 0.94465 | -3.6535e-14 | -120.3084 | 119.9432 | -3.641e-14 | -120.3084 | 119.9432
Line11_12_13 | 0 | 0 | 0 | 0 | 0 | 0 | 0 | 0 | 0 | 0 | 0 | 0 | 2.678e-18 | -3.1925e-11 | -9.2658e-11 | -2.9526e-18 | 3.1925e-11 | 9.2658e-11 | 9.3386e-18 | 8.8872e-11 | 1.632e-11 | -9.3386e-18 | -8.8872e-11 | -1.632e-11 | 0 | 0 | 0 | 0 | 0 | 0 | 0.95 | 0.94815 | 0.94465 | 0.95 | 0.94815 | 0.94465 | -3.641e-14 | -120.3084 | 119.9432 | -3.6279e-14 | -120.3084 | 119.9432
Line12_13_15 | 0 | 0 | 0 | 0 | 0 | 0 | 0 | 0 | 0 | 0 | 0 | 0 | 1.0987e-18 | -1.9155e-11 | -5.5595e-11 | -1.3733e-18 | 1.9155e-11 | 5.5595e-11 | 5.4933e-19 | 5.3323e-11 | 9.7921e-12 | 8.691e-34 | -5.3323e-11 | -9.7921e-12 | 0 | 0 | 0 | 0 | 0 | 0 | 0.95 | 0.94815 | 0.94465 | 0.95 | 0.94815 | 0.94465 | -3.6279e-14 | -120.3084 | 119.9432 | -3.6259e-14 | -120.3084 | 119.9432
Line13_13_14 | 0 | 0 | 0 | 0 | 0 | 0 | 0 | 0 | 0 | 0 | 0 | 0 | 1.442e-18 | -6.3849e-12 | -1.8532e-11 | -1.7167e-18 | 6.3849e-12 | 1.8532e-11 | 9.3386e-18 | 1.7774e-11 | 3.264e-12 | -8.2399e-18 | -1.7774e-11 | -3.264e-12 | 0 | 0 | 0 | 0 | 0 | 0 | 0.95 | 0.94815 | 0.94465 | 0.95 | 0.94815 | 0.94465 | -3.6279e-14 | -120.3084 | 119.9432 | -3.6181e-14 | -120.3084 | 119.9432
Line14_15_16 | 0 | 0 | 0 | 0 | 0 | 0 | 0 | 0 | 0 | 0 | 0 | 0 | -2.7466e-19 | -1.277e-11 | -3.7063e-11 | 2.7466e-19 | 1.277e-11 | 3.7063e-11 | 1.0987e-18 | 3.5549e-11 | 6.5281e-12 | -1.648e-18 | -3.5549e-11 | -6.5281e-12 | 0 | 0 | 0 | 0 | 0 | 0 | 0.95 | 0.94815 | 0.94465 | 0.95 | 0.94815 | 0.94465 | -3.6259e-14 | -120.3084 | 119.9432 | -3.6244e-14 | -120.3084 | 119.9432
Line15_16_17 | 0 | 0 | 0 | 0 | 0 | 0 | 0 | 0 | 0 | 0 | 0 | 0 | 2.06e-19 | -6.3849e-12 | -1.8532e-11 | -2.06e-19 | 6.3849e-12 | 1.8532e-11 | 1.0987e-18 | 1.7774e-11 | 3.264e-12 | 1.3033e-34 | -1.7774e-11 | -3.264e-12 | 0 | 0 | 0 | 0 | 0 | 0 | 0.95 | 0.94815 | 0.94465 | 0.95 | 0.94815 | 0.94465 | -3.6244e-14 | -120.3084 | 119.9432 | -3.6251e-14 | -120.3084 | 119.9432
Line16_4_18 | 0 | 0 | 0 | 0 | 0 | 0 | 0 | 0 | 0 | 0 | 0 | 0 | 8.2399e-19 | -6.3849e-12 | -1.8532e-11 | -8.2399e-19 | 6.3849e-12 | 1.8532e-11 | -5.2817e-34 | 1.7774e-11 | 3.264e-12 | -5.4933e-19 | -1.7774e-11 | -3.264e-12 | 0 | 0 | 0 | 0 | 0 | 0 | 0.95 | 0.94815 | 0.94465 | 0.95 | 0.94815 | 0.94465 | -3.6726e-14 | -120.3084 | 119.9432 | -3.6733e-14 | -120.3084 | 119.9432
Line17_5_19 | 0 | 0 | 0 | 0 | 0 | 0 | 0 | 0 | 0 | 0 | 0 | 0 | 1.0987e-18 | -6.3849e-12 | -1.8532e-11 | -8.2399e-19 | 6.3849e-12 | 1.8532e-11 | 6.5919e-18 | 1.7774e-11 | 3.264e-12 | -7.1413e-18 | -1.7774e-11 | -3.264e-12 | 0 | 0 | 0 | 0 | 0 | 0 | 0.95 | 0.94815 | 0.94465 | 0.95 | 0.94815 | 0.94465 | -3.6697e-14 | -120.3084 | 119.9432 | -3.6624e-14 | -120.3084 | 119.9432
Line1_1_3 | 0 | 0 | 0 | 0 | 0 | 0 | 0 | 0 | 0 | 0 | 0 | 0 | 3.7766e-18 | -5.1079e-11 | -1.4825e-10 | -4.0513e-18 | 5.1079e-11 | 1.4825e-10 | 8.2399e-18 | 1.422e-10 | 2.6112e-11 | -8.2399e-18 | -1.422e-10 | -2.6112e-11 | 0 | 0 | 0 | 0 | 0 | 0 | 0.95 | 0.94815 | 0.94465 | 0.95 | 0.94815 | 0.94465 | -3.6801e-14 | -120.3084 | 119.9432 | -3.667e-14 | -120.3084 | 119.9432
Line2_1_4 | 0 | 0 | 0 | 0 | 0 | 0 | 0 | 0 | 0 | 0 | 0 | 0 | 1.648e-18 | -1.277e-11 | -3.7063e-11 | -1.9227e-18 | 1.277e-11 | 3.7063e-11 | 8.2399e-18 | 3.5549e-11 | 6.5281e-12 | -8.2399e-18 | -3.5549e-11 | -6.5281e-12 | 0 | 0 | 0 | 0 | 0 | 0 | 0.95 | 0.94815 | 0.94465 | 0.95 | 0.94815 | 0.94465 | -3.6801e-14 | -120.3084 | 119.9432 | -3.6726e-14 | -120.3084 | 119.9432
Line3_1_5 | 0 | 0 | 0 | 0 | 0 | 0 | 0 | 0 | 0 | 0 | 0 | 0 | 2.5406e-18 | -1.277e-11 | -3.7063e-11 | -2.5406e-18 | 1.277e-11 | 3.7063e-11 | 7.6906e-18 | 3.5549e-11 | 6.5281e-12 | -7.6906e-18 | -3.5549e-11 | -6.5281e-12 | 0 | 0 | 0 | 0 | 0 | 0 | 0.95 | 0.94815 | 0.94465 | 0.95 | 0.94815 | 0.94465 | -3.6801e-14 | -120.3084 | 119.9432 | -3.6697e-14 | -120.3084 | 119.9432
Line4_2_6 | 0 | 0.051843 | 0.051843 | 0 | 0.051843 | 0.051843 | 0 | 0.011973 | 0.011973 | 0 | 0.011973 | 0.011973 | 3.296e-18 | 0.010915 | 0.0028331 | -3.296e-18 | -0.010863 | -0.0027815 | 1.7579e-17 | 0.0028788 | 0.010882 | -1.7579e-17 | -0.0028251 | -0.010828 | 0 | -135.2796 | 44.7204 | 0 | 44.7204 | -135.2796 | 0.95 | 0.94283 | 0.93921 | 0.95 | 0.93752 | 0.93379 | -3.6329e-14 | -120.5043 | 120.1275 | -3.5886e-14 | -120.7024 | 120.3141
Line5_6_7 | 0 | 0.051843 | 0.051843 | 0 | 0.051843 | 0.051843 | 0 | 0.011973 | 0.011973 | 0 | 0.011973 | 0.011973 | 1.0987e-18 | 0.010863 | 0.0027815 | -1.3588e-32 | -0.010812 | -0.0027299 | 2.1973e-17 | 0.0028251 | 0.010828 | -2.1973e-17 | -0.0027713 | -0.010775 | 0 | -135.2796 | 44.7204 | 0 | 44.7204 | -135.2796 | 0.95 | 0.93752 | 0.93379 | 0.95 | 0.93223 | 0.92837 | -3.5886e-14 | -120.7024 | 120.3141 | -3.5432e-14 | -120.9028 | 120.5028
Line6_7_8 | 0 | 0.051843 | 0.051843 | 0 | 0.051843 | 0.051843 | 0 | 0.011973 | 0.011973 | 0 | 0.011973 | 0.011973 | 1.3588e-33 | 0.010812 | 0.0027299 | -2.1973e-18 | -0.01076 | -0.0026783 | 2.1973e-18 | 0.0027713 | 0.010775 | -4.3946e-18 | -0.0027175 | -0.010721 | 0 | -135.2796 | 44.7204 | 0 | 44.7204 | -135.2796 | 0.95 | 0.93223 | 0.92837 | 0.95 | 0.92694 | 0.92297 | -3.5432e-14 | -120.9028 | 120.5028 | -3.5305e-14 | -121.1055 | 120.6937
Line7_8_9 | 0 | 0 | 0 | 0 | 0 | 0 | 0 | 0 | 0 | 0 | 0 | 0 | -2.1973e-18 | -7.7759e-11 | -9.1252e-11 | -2.7105e-33 | 7.7759e-11 | 9.1252e-11 | 6.5919e-18 | 6.2294e-11 | -3.8923e-11 | -4.3946e-18 | -6.2294e-11 | 3.8923e-11 | 0 | 0 | 0 | 0 | 0 | 0 | 0.95 | 0.92694 | 0.92297 | 0.95 | 0.92694 | 0.92297 | -3.5305e-14 | -121.1055 | 120.6937 | -3.5339e-14 | -121.1055 | 120.6937
Line8_8_10 | 0 | 0 | 0 | 0 | 0 | 0 | 0 | 0 | 0 | 0 | 0 | 0 | -4.3946e-18 | -7.7759e-11 | -9.1252e-11 | 2.1973e-18 | 7.7759e-11 | 9.1252e-11 | 4.3946e-18 | 6.2294e-11 | -3.8923e-11 | -6.5919e-18 | -6.2294e-11 | 3.8923e-11 | 0 | 0 | 0 | 0 | 0 | 0 | 0.95 | 0.92694 | 0.92297 | 0.95 | 0.92694 | 0.92297 | -3.5305e-14 | -121.1055 | 120.6937 | -3.529e-14 | -121.1055 | 120.6937
Line9_3_11 | 0 | 0 | 0 | 0 | 0 | 0 | 0 | 0 | 0 | 0 | 0 | 0 | 3.1586e-18 | -4.4694e-11 | -1.2972e-10 | -3.4333e-18 | 4.4694e-11 | 1.2972e-10 | 8.2399e-18 | 1.2442e-10 | 2.2848e-11 | -8.2399e-18 | -1.2442e-10 | -2.2848e-11 | 0 | 0 | 0 | 0 | 0 | 0 | 0.95 | 0.94815 | 0.94465 | 0.95 | 0.94815 | 0.94465 | -3.667e-14 | -120.3084 | 119.9432 | -3.6535e-14 | -120.3084 | 119.9432

## LL_min_fault_10
name | pf_ikss_a_from_ka | pf_ikss_b_from_ka | pf_ikss_c_from_ka | pf_ikss_a_to_ka | pf_ikss_b_to_ka | pf_ikss_c_to_ka | pf_skss_a_from_mw | pf_skss_b_from_mw | pf_skss_c_from_mw | pf_skss_a_to_mw | pf_skss_b_to_mw | pf_skss_c_to_mw | pf_p_a_from_mw | pf_p_b_from_mw | pf_p_c_from_mw | pf_p_a_to_mw | pf_p_b_to_mw | pf_p_c_to_mw | pf_q_a_from_mvar | pf_q_b_from_mvar | pf_q_c_from_mvar | pf_q_a_to_mvar | pf_q_b_to_mvar | pf_q_c_to_mvar | pf_ikss_a_from_degree | pf_ikss_b_from_degree | pf_ikss_c_from_degree | pf_ikss_a_to_degree | pf_ikss_b_to_degree | pf_ikss_c_to_degree | pf_vm_a_from_pu | pf_vm_b_from_pu | pf_vm_c_from_pu | pf_vm_a_to_pu | pf_vm_b_to_pu | pf_vm_c_to_pu | pf_va_a_from_degree | pf_va_b_from_degree | pf_va_c_from_degree | pf_va_a_to_degree | pf_va_b_to_degree | pf_va_c_to_degree
Line0_1_2 | 0 | 0.049114 | 0.049114 | 0 | 0.049114 | 0.049114 | 0 | 0.011342 | 0.011342 | 0 | 0.011342 | 0.011342 | -5.2042e-19 | 0.0098425 | 0.002589 | -1.0464e-32 | -0.0097961 | -0.0025427 | 1.5613e-17 | 0.002632 | 0.009815 | -1.6653e-17 | -0.0025837 | -0.0097667 | 0 | -135.2796 | 44.7204 | 0 | 44.7204 | -135.2796 | 0.9 | 0.89825 | 0.89493 | 0.9 | 0.89321 | 0.88978 | -3.6493e-14 | -120.3084 | 119.9432 | -3.6001e-14 | -120.5043 | 120.1275
Line10_11_12 | 0 | 0 | 0 | 0 | 0 | 0 | 0 | 0 | 0 | 0 | 0 | 0 | 2.9924e-18 | -3.4383e-11 | -9.9793e-11 | -2.9924e-18 | 3.4383e-11 | 9.9793e-11 | 8.3267e-18 | 9.5716e-11 | 1.7577e-11 | -8.8471e-18 | -9.5716e-11 | -1.7577e-11 | 0 | 0 | 0 | 0 | 0 | 0 | 0.9 | 0.89825 | 0.89493 | 0.9 | 0.89825 | 0.89493 | -3.6231e-14 | -120.3084 | 119.9432 | -3.6107e-14 | -120.3084 | 119.9432
Line11_12_13 | 0 | 0 | 0 | 0 | 0 | 0 | 0 | 0 | 0 | 0 | 0 | 0 | 1.6914e-18 | -2.8652e-11 | -8.3161e-11 | -1.9516e-18 | 2.8652e-11 | 8.3161e-11 | 8.8471e-18 | 7.9764e-11 | 1.4647e-11 | -8.8471e-18 | -7.9764e-11 | -1.4648e-11 | 0 | 0 | 0 | 0 | 0 | 0 | 0.9 | 0.89825 | 0.89493 | 0.9 | 0.89825 | 0.89493 | -3.6107e-14 | -120.3084 | 119.9432 | -3.5978e-14 | -120.3084 | 119.9432
Line12_13_15 | 0 | 0 | 0 | 0 | 0 | 0 | 0 | 0 | 0 | 0 | 0 | 0 | 4.5536e-19 | -1.7191e-11 | -4.9896e-11 | -4.5536e-19 | 1.7191e-11 | 4.9896e-11 | 1.5613e-18 | 4.7858e-11 | 8.7885e-12 | -1.0408e-18 | -4.7858e-11 | -8.7885e-12 | 0 | 0 | 0 | 0 | 0 | 0 | 0.9 | 0.89825 | 0.89493 | 0.9 | 0.89825 | 0.89493 | -3.5978e-14 | -120.3084 | 119.9432 | -3.5958e-14 | -120.3084 | 119.9432
Line13_13_14 | 0 | 0 | 0 | 0 | 0 | 0 | 0 | 0 | 0 | 0 | 0 | 0 | 1.5613e-18 | -5.7305e-12 | -1.6632e-11 | -1.8215e-18 | 5.7305e-12 | 1.6632e-11 | 6.245e-18 | 1.5953e-11 | 2.9295e-12 | -6.245e-18 | -1.5953e-11 | -2.9295e-12 | 0 | 0 | 0 | 0 | 0 | 0 | 0.9 | 0.89825 | 0.89493 | 0.9 | 0.89825 | 0.89493 | -3.5978e-14 | -120.3084 | 119.9432 | -3.5928e-14 | -120.3084 | 119.9432
Line14_15_16 | 0 | 0 | 0 | 0 | 0 | 0 | 0 | 0 | 0 | 0 | 0 | 0 | 1.9516e-19 | -1.1461e-11 | -3.3264e-11 | 6.5052e-20 | 1.1461e-11 | 3.3264e-11 | -5.2042e-19 | 3.1905e-11 | 5.859e-12 | -5.2042e-19 | -3.1905e-11 | -5.859e-12 | 0 | 0 | 0 | 0 | 0 | 0 | 0.9 | 0.89825 | 0.89493 | 0.9 | 0.89825 | 0.89493 | -3.5958e-14 | -120.3084 | 119.9432 | -3.5943e-14 | -120.3084 | 119.9432
Line15_16_17 | 0 | 0 | 0 | 0 | 0 | 0 | 0 | 0 | 0 | 0 | 0 | 0 | 1.9516e-19 | -5.7305e-12 | -1.6632e-11 | -1.9516e-19 | 5.7305e-12 | 1.6632e-11 | 5.2042e-19 | 1.5953e-11 | 2.9295e-12 | -2.0817e-18 | -1.5953e-11 | -2.9295e-12 | 0 | 0 | 0 | 0 | 0 | 0 | 0.9 | 0.89825 | 0.89493 | 0.9 | 0.89825 | 0.89493 | -3.5943e-14 | -120.3084 | 119.9432 | -3.595e-14 | -120.3084 | 119.9432
Line16_4_18 | 0 | 0 | 0 | 0 | 0 | 0 | 0 | 0 | 0 | 0 | 0 | 0 | 7.8063e-19 | -5.7305e-12 | -1.6632e-11 | -1.0408e-18 | 5.7305e-12 | 1.6632e-11 | -4.962e-34 | 1.5953e-11 | 2.9295e-12 | 6.6173e-34 | -1.5953e-11 | -2.9295e-12 | 0 | 0 | 0 | 0 | 0 | 0 | 0.9 | 0.89825 | 0.89493 | 0.9 | 0.89825 | 0.89493 | -3.642e-14 | -120.3084 | 119.9432 | -3.6427e-14 | -120.3084 | 119.9432
Line17_5_19 | 0 | 0 | 0 | 0 | 0 | 0 | 0 | 0 | 0 | 0 | 0 | 0 | 8.4568e-19 | -5.7305e-12 | -1.6632e-11 | -1.1059e-18 | 5.7305e-12 | 1.6632e-11 | 5.7246e-18 | 1.5953e-11 | 2.9295e-12 | -5.2042e-18 | -1.5953e-11 | -2.9295e-12 | 0 | 0 | 0 | 0 | 0 | 0 | 0.9 | 0.89825 | 0.89493 | 0.9 | 0.89825 | 0.89493 | -3.6391e-14 | -120.3084 | 119.9432 | -3.6327e-14 | -120.3084 | 119.9432
Line1_1_3 | 0 | 0 | 0 | 0 | 0 | 0 | 0 | 0 | 0 | 0 | 0 | 0 | 2.9273e-18 | -4.5844e-11 | -1.3306e-10 | -3.1876e-18 | 4.5844e-11 | 1.3306e-10 | 7.2858e-18 | 1.2762e-10 | 2.3436e-11 | -7.8063e-18 | -1.2762e-10 | -2.3436e-11 | 0 | 0 | 0 | 0 | 0 | 0 | 0.9 | 0.89825 | 0.89493 | 0.9 | 0.89825 | 0.89493 | -3.6493e-14 | -120.3084 | 119.9432 | -3.6364e-14 | -120.3084 | 119.9432
Line2_1_4 | 0 | 0 | 0 | 0 | 0 | 0 | 0 | 0 | 0 | 0 | 0 | 0 | 1.4962e-18 | -1.1461e-11 | -3.3264e-11 | -1.7564e-18 | 1.1461e-11 | 3.3264e-11 | 6.7654e-18 | 3.1905e-11 | 5.859e-12 | -6.7654e-18 | -3.1905e-11 | -5.859e-12 | 0 | 0 | 0 | 0 | 0 | 0 | 0.9 | 0.89825 | 0.89493 | 0.9 | 0.89825 | 0.89493 | -3.6493e-14 | -120.3084 | 119.9432 | -3.642e-14 | -120.3084 | 119.9432
Line3_1_5 | 0 | 0 | 0 | 0 | 0 | 0 | 0 | 0 | 0 | 0 | 0 | 0 | 1.3661e-18 | -1.1461e-11 | -3.3264e-11 | -1.6263e-18 | 1.1461e-11 | 3.3264e-11 | 5.7246e-18 | 3.1905e-11 | 5.859e-12 | -6.245e-18 | -3.1905e-11 | -5.859e-12 | 0 | 0 | 0 | 0 | 0 | 0 | 0.9 | 0.89825 | 0.89493 | 0.9 | 0.89825 | 0.89493 | -3.6493e-14 | -120.3084 | 119.9432 | -3.6391e-14 | -120.3084 | 119.9432
Line4_2_6 | 0 | 0.049114 | 0.049114 | 0 | 0.049114 | 0.049114 | 0 | 0.011342 | 0.011342 | 0 | 0.011342 | 0.011342 | 1.0408e-18 | 0.0097961 | 0.0025427 | -1.0408e-18 | -0.0097498 | -0.0024964 | 1.7694e-17 | 0.0025837 | 0.0097667 | -1.6653e-17 | -0.0025355 | -0.0097185 | 0 | -135.2796 | 44.7204 | 0 | 44.7204 | -135.2796 | 0.9 | 0.89321 | 0.88978 | 0.9 | 0.88818 | 0.88464 | -3.6001e-14 | -120.5043 | 120.1275 | -3.5563e-14 | -120.7024 | 120.3141
Line5_6_7 | 0 | 0.049114 | 0.049114 | 0 | 0.049114 | 0.049114 | 0 | 0.011342 | 0.011342 | 0 | 0.011342 | 0.011342 | 1.0408e-18 | 0.0097498 | 0.0024964 | -1.0408e-18 | -0.0097035 | -0.0024501 | 1.8735e-17 | 0.0025355 | 0.0097185 | -1.8735e-17 | -0.0024873 | -0.0096702 | 0 | -135.2796 | 44.7204 | 0 | 44.7204 | -135.2796 | 0.9 | 0.88818 | 0.88464 | 0.9 | 0.88316 | 0.87951 | -3.5563e-14 | -120.7024 | 120.3141 | -3.512e-14 | -120.9028 | 120.5028
Line6_7_8 | 0 | 0.049114 | 0.049114 | 0 | 0.049114 | 0.049114 | 0 | 0.011342 | 0.011342 | 0 | 0.011342 | 0.011342 | 5.1039e-33 | 0.0097035 | 0.0024501 | 2.0817e-18 | -0.0096572 | -0.0024038 | 8.3267e-18 | 0.0024873 | 0.0096702 | -4.1633e-18 | -0.002439 | -0.009622 | 0 | -135.2796 | 44.7204 | 0 | 44.7204 | -135.2796 | 0.9 | 0.88316 | 0.87951 | 0.9 | 0.87816 | 0.87439 | -3.512e-14 | -120.9028 | 120.5028 | -3.5004e-14 | -121.1055 | 120.6937
Line7_8_9 | 0 | 0 | 0 | 0 | 0 | 0 | 0 | 0 | 0 | 0 | 0 | 0 | 2.0817e-18 | -6.9789e-11 | -8.1899e-11 | 2.0817e-18 | 6.9789e-11 | 8.1899e-11 | 2.0817e-18 | 5.5909e-11 | -3.4934e-11 | -2.0817e-18 | -5.5909e-11 | 3.4934e-11 | 0 | 0 | 0 | 0 | 0 | 0 | 0.9 | 0.87816 | 0.87439 | 0.9 | 0.87816 | 0.87439 | -3.5004e-14 | -121.1055 | 120.6937 | -3.5037e-14 | -121.1055 | 120.6937
Line8_8_10 | 0 | 0 | 0 | 0 | 0 | 0 | 0 | 0 | 0 | 0 | 0 | 0 | 1.2718e-33 | -6.9789e-11 | -8.1899e-11 | 2.0817e-18 | 6.9789e-11 | 8.1899e-11 | 2.0817e-18 | 5.5909e-11 | -3.4934e-11 | -2.0817e-18 | -5.5909e-11 | 3.4934e-11 | 0 | 0 | 0 | 0 | 0 | 0 | 0.9 | 0.87816 | 0.87439 | 0.9 | 0.87816 | 0.87439 | -3.5004e-14 | -121.1055 | 120.6937 | -3.4961e-14 | -121.1055 | 120.6937
Line9_3_11 | 0 | 0 | 0 | 0 | 0 | 0 | 0 | 0 | 0 | 0 | 0 | 0 | 3.1876e-18 | -4.0113e-11 | -1.1643e-10 | -3.4478e-18 | 4.0113e-11 | 1.1643e-10 | 6.7654e-18 | 1.1167e-10 | 2.0507e-11 | -7.2858e-18 | -1.1167e-10 | -2.0507e-11 | 0 | 0 | 0 | 0 | 0 | 0 | 0.9 | 0.89825 | 0.89493 | 0.9 | 0.89825 | 0.89493 | -3.6364e-14 | -120.3084 | 119.9432 | -3.6231e-14 | -120.3084 | 119.9432

## LG_max_6
name | pf_ikss_a_from_ka | pf_ikss_b_from_ka | pf_ikss_c_from_ka | pf_ikss_a_to_ka | pf_ikss_b_to_ka | pf_ikss_c_to_ka | pf_skss_a_from_mw | pf_skss_b_from_mw | pf_skss_c_from_mw | pf_skss_a_to_mw | pf_skss_b_to_mw | pf_skss_c_to_mw | pf_p_a_from_mw | pf_p_b_from_mw | pf_p_c_from_mw | pf_p_a_to_mw | pf_p_b_to_mw | pf_p_c_to_mw | pf_q_a_from_mvar | pf_q_b_from_mvar | pf_q_c_from_mvar | pf_q_a_to_mvar | pf_q_b_to_mvar | pf_q_c_to_mvar | pf_ikss_a_from_degree | pf_ikss_b_from_degree | pf_ikss_c_from_degree | pf_ikss_a_to_degree | pf_ikss_b_to_degree | pf_ikss_c_to_degree | 3xI0 | pf_vm_a_from_pu | pf_vm_b_from_pu | pf_vm_c_from_pu | pf_vm_a_to_pu | pf_vm_b_to_pu | pf_vm_c_to_pu | pf_va_a_from_degree | pf_va_b_from_degree | pf_va_c_from_degree | pf_va_a_to_degree | pf_va_b_to_degree | pf_va_c_to_degree
Line0_1_2 | 0.48608 | 0.044622 | 0.044622 | 0.48608 | 0.044622 | 0.044622 | 0.11226 | 0.010305 | 0.010305 | 0.11226 | 0.010305 | 0.010305 | 0.0082585 | 0.01372 | 0.016656 | -0.00622 | -0.013669 | -0.016605 | 0.016554 | 0.0097443 | -0.0087655 | -0.012471 | -0.0096462 | 0.0088635 | -10.0938 | 170.9851 | 170.9851 | 169.9062 | -9.0154 | -9.0154 |  | 0.1648 | 1.633 | 1.8265 | 0.12414 | 1.6234 | 1.8266 | 53.393 | -153.6308 | 143.2289 | 53.3975 | -153.8041 | 142.8925
Line10_11_12 | 0.043992 | 0.043992 | 0.043992 | 0.043992 | 0.043992 | 0.043992 | 0.010159 | 0.010159 | 0.010159 | 0.010159 | 0.010159 | 0.010159 | -0.00075346 | 0.013235 | 0.016635 | 0.00076313 | -0.013225 | -0.016625 | -0.0015435 | 0.0099387 | -0.0082225 | 0.0015629 | -0.0099195 | 0.0082417 | 169.3985 | 169.3985 | 169.3985 | -10.602 | -10.602 | -10.602 |  | 0.16906 | 1.6292 | 1.8264 | 0.17119 | 1.6273 | 1.8264 | 53.3789 | -153.6975 | 143.0953 | 53.3721 | -153.731 | 143.0285
Line11_12_13 | 0.043992 | 0.043992 | 0.043992 | 0.043992 | 0.043992 | 0.043992 | 0.010159 | 0.010159 | 0.010159 | 0.010159 | 0.010159 | 0.010159 | -0.00076313 | 0.013225 | 0.016625 | 0.00077279 | -0.013216 | -0.016615 | -0.0015629 | 0.0099195 | -0.0082417 | 0.0015822 | -0.0099002 | 0.0082609 | 169.398 | 169.398 | 169.398 | -10.6024 | -10.6024 | -10.6024 |  | 0.17119 | 1.6273 | 1.8264 | 0.17332 | 1.6254 | 1.8264 | 53.3721 | -153.731 | 143.0285 | 53.3655 | -153.7646 | 142.9617
Line12_13_15 | 1.0403e-06 | 1.0377e-06 | 1.0377e-06 | 0 | 0 | 0 | 2.4024e-07 | 2.3965e-07 | 2.3965e-07 | 0 | 0 | 0 | -3.8145e-08 | 2.4634e-07 | -1.7834e-07 | 2.5718e-08 | -1.6871e-07 | 1.1313e-07 | 1.6694e-08 | -3.0172e-07 | -3.9973e-07 | -1.0594e-08 | 1.9767e-07 | 2.6923e-07 | -102.9988 | -102.9944 | -102.9944 | 0 | 0 | 0 |  | 0.17332 | 1.6254 | 1.8264 | 0.17332 | 1.6254 | 1.8264 | 53.3655 | -153.7646 | 142.9617 | 53.3655 | -153.7646 | 142.9617
Line13_13_14 | 0.043992 | 0.043992 | 0.043992 | 0.043992 | 0.043992 | 0.043992 | 0.010159 | 0.010159 | 0.010159 | 0.010159 | 0.010159 | 0.010159 | -0.00077275 | 0.013215 | 0.016615 | 0.00078242 | -0.013206 | -0.016606 | -0.0015822 | 0.0099005 | -0.0082605 | 0.0016016 | -0.0098813 | 0.0082797 | 169.3962 | 169.3962 | 169.3962 | -10.6042 | -10.6042 | -10.6042 |  | 0.17332 | 1.6254 | 1.8264 | 0.17545 | 1.6234 | 1.8264 | 53.3655 | -153.7646 | 142.9617 | 53.359 | -153.7982 | 142.8949
Line14_15_16 | 0 | 0 | 0 | 0 | 0 | 0 | 0 | 0 | 0 | 0 | 0 | 0 | -2.543e-08 | 1.6423e-07 | -1.1889e-07 | 1.3003e-08 | -8.6598e-08 | 5.3689e-08 | 1.1129e-08 | -2.0115e-07 | -2.6648e-07 | -5.0291e-09 | 9.7097e-08 | 1.3599e-07 | 0 | 0 | 0 | 0 | 0 | 0 |  | 0.17332 | 1.6254 | 1.8264 | 0.17332 | 1.6254 | 1.8264 | 53.3655 | -153.7646 | 142.9617 | 53.3655 | -153.7646 | 142.9617
Line15_16_17 | 0 | 0 | 0 | 0 | 0 | 0 | 0 | 0 | 0 | 0 | 0 | 0 | -1.2715e-08 | 8.2114e-08 | -5.9446e-08 | 2.8803e-10 | -4.4844e-09 | -5.7568e-09 | 5.5645e-09 | -1.0057e-07 | -1.3324e-07 | 5.3547e-10 | -3.4779e-09 | 2.7432e-09 | 0 | 0 | 0 | 0 | 0 | 0 |  | 0.17332 | 1.6254 | 1.8264 | 0.17332 | 1.6254 | 1.8264 | 53.3655 | -153.7646 | 142.9617 | 53.3655 | -153.7646 | 142.9617
Line16_4_18 | 0 | 0 | 0 | 0 | 0 | 0 | 0 | 0 | 0 | 0 | 0 | 0 | -1.2255e-08 | 8.2226e-08 | -5.9957e-08 | 2.8109e-10 | -4.5282e-09 | -5.7669e-09 | 5.4433e-09 | -1.0158e-07 | -1.335e-07 | 5.1593e-10 | -3.481e-09 | 2.7659e-09 | 0 | 0 | 0 | 0 | 0 | 0 |  | 0.16694 | 1.6311 | 1.8265 | 0.16694 | 1.6311 | 1.8265 | 53.3916 | -153.6648 | 143.1618 | 53.3917 | -153.6648 | 143.1618
Line17_5_19 | 0.044125 | 0.044125 | 0.044125 | 0.044125 | 0.044125 | 0.044125 | 0.01019 | 0.01019 | 0.01019 | 0.01019 | 0.01019 | 0.01019 | -0.00075499 | 0.013344 | 0.016646 | 0.00076472 | -0.013334 | -0.016636 | -0.0015244 | 0.0099094 | -0.0083268 | 0.0015439 | -0.00989 | 0.0083461 | 169.7376 | 169.7376 | 169.7376 | -10.2628 | -10.2628 | -10.2628 |  | 0.16694 | 1.6311 | 1.8265 | 0.16907 | 1.6292 | 1.8265 | 53.3902 | -153.6646 | 143.1619 | 53.3874 | -153.6985 | 143.0949
Line1_1_3 | 0.043992 | 0.043992 | 0.043992 | 0.043992 | 0.043992 | 0.043992 | 0.010159 | 0.010159 | 0.010159 | 0.010159 | 0.010159 | 0.010159 | -0.00073414 | 0.013255 | 0.016654 | 0.0007438 | -0.013245 | -0.016644 | -0.0015048 | 0.0099773 | -0.008184 | 0.0015241 | -0.009958 | 0.0082032 | 169.3994 | 169.3994 | 169.3994 | -10.601 | -10.6011 | -10.6011 |  | 0.1648 | 1.633 | 1.8265 | 0.16693 | 1.6311 | 1.8265 | 53.393 | -153.6308 | 143.2289 | 53.3859 | -153.6641 | 143.1621
Line2_1_4 | 0.04417 | 0.04417 | 0.04417 | 0.04417 | 0.04417 | 0.04417 | 0.010201 | 0.010201 | 0.010201 | 0.010201 | 0.010201 | 0.010201 | -0.00074902 | 0.013387 | 0.016656 | 0.00075877 | -0.013377 | -0.016646 | -0.001505 | 0.0099121 | -0.008349 | 0.0015245 | -0.0098927 | 0.0083684 | 169.8523 | 169.8523 | 169.8523 | -10.1481 | -10.1481 | -10.1481 |  | 0.1648 | 1.633 | 1.8265 | 0.16694 | 1.6311 | 1.8265 | 53.393 | -153.6308 | 143.2289 | 53.3916 | -153.6648 | 143.1618
Line3_1_5 | 0.044125 | 0.044125 | 0.044125 | 0.044125 | 0.044125 | 0.044125 | 0.01019 | 0.01019 | 0.01019 | 0.01019 | 0.01019 | 0.01019 | -0.00074527 | 0.013354 | 0.016655 | 0.000755 | -0.013344 | -0.016646 | -0.001505 | 0.0099288 | -0.0083074 | 0.0015244 | -0.0099094 | 0.0083268 | 169.7381 | 169.7381 | 169.7381 | -10.2624 | -10.2624 | -10.2624 |  | 0.1648 | 1.633 | 1.8265 | 0.16694 | 1.6311 | 1.8265 | 53.393 | -153.6308 | 143.2289 | 53.3902 | -153.6646 | 143.1619
Line4_2_6 | 0.48608 | 0.044622 | 0.044622 | 0.48608 | 0.044622 | 0.044622 | 0.11226 | 0.010305 | 0.010305 | 0.11226 | 0.010305 | 0.010305 | 0.00622 | 0.013669 | 0.016605 | -0.0041814 | -0.013618 | -0.016555 | 0.012471 | 0.0096462 | -0.0088635 | -0.0083867 | -0.0095482 | 0.0089616 | -10.0938 | 170.9846 | 170.9846 | 169.9063 | -9.0158 | -9.0158 |  | 0.12414 | 1.6234 | 1.8266 | 0.083481 | 1.6139 | 1.8267 | 53.3975 | -153.8041 | 142.8925 | 53.4063 | -153.9795 | 142.5562
Line5_6_7 | 0.48608 | 0.044622 | 0.044622 | 0.48608 | 0.044622 | 0.044622 | 0.11226 | 0.010305 | 0.010305 | 0.11226 | 0.010305 | 0.010305 | 0.0041814 | 0.013618 | 0.016555 | -0.0021429 | -0.013567 | -0.016504 | 0.0083867 | 0.0095482 | -0.0089616 | -0.0043028 | -0.0094501 | 0.0090596 | -10.0937 | 170.9842 | 170.9842 | 169.9063 | -9.0163 | -9.0163 |  | 0.083481 | 1.6139 | 1.8267 | 0.042821 | 1.6044 | 1.827 | 53.4063 | -153.9795 | 142.5562 | 53.4318 | -154.157 | 142.2199
Line6_7_8 | 0.5307 | 1.0523e-06 | 1.0523e-06 | 0.5307 | 0 | 0 | 0.12256 | 2.4301e-07 | 2.4301e-07 | 0.12256 | 0 | 0 | 0.002347 | 2.3419e-07 | -1.9954e-07 | -2.003e-15 | -1.5896e-07 | 1.29e-07 | 0.004694 | -3.1173e-07 | -3.9661e-07 | 3.3657e-15 | 2.041e-07 | 2.6643e-07 | -10.0032 | -101.0721 | -101.0721 | 169.9968 | 0 | 0 |  | 0.042821 | 1.6044 | 1.827 | 0 | 1.5969 | 1.8272 | 53.4318 | -154.157 | 142.2199 | 0 | -154.2993 | 141.9514
Line7_8_9 | 0 | 0 | 0 | 0 | 0 | 0 | 0 | 0 | 0 | 0 | 0 | 0 | 2.2208e-21 | 7.7347e-08 | -6.7359e-08 | -2.5693e-17 | -4.271e-09 | -5.7168e-09 | 1.387e-21 | -1.0378e-07 | -1.319e-07 | 2.2084e-17 | -3.4644e-09 | 2.6297e-09 | 0 | 0 | 0 | 0 | 0 | 0 |  | 0 | 1.5969 | 1.8272 | 0 | 1.5969 | 1.8272 | 0 | -154.2993 | 141.9514 | 0 | -154.2993 | 141.9514
Line8_8_10 | 0 | 0 | 0 | 0 | 0 | 0 | 0 | 0 | 0 | 0 | 0 | 0 | 2.2208e-21 | 7.7347e-08 | -6.7359e-08 | -2.5693e-17 | -4.271e-09 | -5.7168e-09 | 1.387e-21 | -1.0378e-07 | -1.319e-07 | 2.2084e-17 | -3.4644e-09 | 2.6297e-09 | 0 | 0 | 0 | 0 | 0 | 0 |  | 0 | 1.5969 | 1.8272 | 0 | 1.5969 | 1.8272 | 0 | -154.2993 | 141.9514 | 0 | -154.2993 | 141.9514
Line9_3_11 | 0.043992 | 0.043992 | 0.043992 | 0.043992 | 0.043992 | 0.043992 | 0.010159 | 0.010159 | 0.010159 | 0.010159 | 0.010159 | 0.010159 | -0.0007438 | 0.013245 | 0.016644 | 0.00075347 | -0.013235 | -0.016635 | -0.0015241 | 0.009958 | -0.0082032 | 0.0015435 | -0.0099388 | 0.0082225 | 169.399 | 169.3989 | 169.3989 | -10.6015 | -10.6015 | -10.6015 |  | 0.16693 | 1.6311 | 1.8265 | 0.16906 | 1.6292 | 1.8264 | 53.3859 | -153.6641 | 143.1621 | 53.3789 | -153.6975 | 143.0953

## LG_max_10
name | pf_ikss_a_from_ka | pf_ikss_b_from_ka | pf_ikss_c_from_ka | pf_ikss_a_to_ka | pf_ikss_b_to_ka | pf_ikss_c_to_ka | pf_skss_a_from_mw | pf_skss_b_from_mw | pf_skss_c_from_mw | pf_skss_a_to_mw | pf_skss_b_to_mw | pf_skss_c_to_mw | pf_p_a_from_mw | pf_p_b_from_mw | pf_p_c_from_mw | pf_p_a_to_mw | pf_p_b_to_mw | pf_p_c_to_mw | pf_q_a_from_mvar | pf_q_b_from_mvar | pf_q_c_from_mvar | pf_q_a_to_mvar | pf_q_b_to_mvar | pf_q_c_to_mvar | pf_ikss_a_from_degree | pf_ikss_b_from_degree | pf_ikss_c_from_degree | pf_ikss_a_to_degree | pf_ikss_b_to_degree | pf_ikss_c_to_degree | 3xI0 | pf_vm_a_from_pu | pf_vm_b_from_pu | pf_vm_c_from_pu | pf_vm_a_to_pu | pf_vm_b_to_pu | pf_vm_c_to_pu | pf_va_a_from_degree | pf_va_b_from_degree | pf_va_c_from_degree | pf_va_a_to_degree | pf_va_b_to_degree | pf_va_c_to_degree
Line0_1_2 | 0.50902 | 0.046728 | 0.046728 | 0.50902 | 0.046728 | 0.046728 | 0.11755 | 0.010791 | 0.010791 | 0.11755 | 0.010791 | 0.010791 | 0.0090563 | 0.015028 | 0.018282 | -0.0068208 | -0.014973 | -0.018226 | 0.018154 | 0.010687 | -0.009614 | -0.013675 | -0.01058 | 0.0097215 | -10.1827 | 170.8962 | 170.8962 | 169.8173 | -9.1043 | -9.1043 |  | 0.17258 | 1.7089 | 1.9141 | 0.13 | 1.6989 | 1.9142 | 53.3041 | -153.6859 | 143.1571 | 53.3086 | -153.8592 | 142.821
Line10_11_12 | 0.046068 | 0.046068 | 0.046068 | 0.046068 | 0.046068 | 0.046068 | 0.010639 | 0.010639 | 0.010639 | 0.010639 | 0.010639 | 0.010639 | -0.00082625 | 0.014498 | 0.018258 | 0.00083685 | -0.014487 | -0.018247 | -0.0016926 | 0.0109 | -0.009018 | 0.0017138 | -0.010879 | 0.009039 | 169.3096 | 169.3096 | 169.3096 | -10.6909 | -10.6909 | -10.6909 |  | 0.17704 | 1.7049 | 1.914 | 0.17927 | 1.7029 | 1.914 | 53.29 | -153.7527 | 143.0236 | 53.2832 | -153.7861 | 142.9568
Line11_12_13 | 0.046068 | 0.046068 | 0.046068 | 0.046068 | 0.046068 | 0.046068 | 0.010639 | 0.010639 | 0.010639 | 0.010639 | 0.010639 | 0.010639 | -0.00083685 | 0.014487 | 0.018247 | 0.00084745 | -0.014476 | -0.018237 | -0.0017138 | 0.010879 | -0.009039 | 0.0017351 | -0.010858 | 0.0090601 | 169.3091 | 169.3091 | 169.3091 | -10.6913 | -10.6913 | -10.6913 |  | 0.17927 | 1.7029 | 1.914 | 0.1815 | 1.7009 | 1.914 | 53.2832 | -153.7861 | 142.9568 | 53.2766 | -153.8197 | 142.8901
Line12_13_15 | 1.0894e-06 | 1.0866e-06 | 1.0866e-06 | 0 | 0 | 0 | 2.5159e-07 | 2.5095e-07 | 2.5095e-07 | 0 | 0 | 0 | -4.1834e-08 | 2.7014e-07 | -1.9557e-07 | 2.8206e-08 | -1.85e-07 | 1.2406e-07 | 1.8308e-08 | -3.3048e-07 | -4.3871e-07 | -1.1618e-08 | 2.165e-07 | 2.9547e-07 | -103.0878 | -103.0832 | -103.0832 | 0 | 0 | 0 |  | 0.1815 | 1.7009 | 1.914 | 0.1815 | 1.7009 | 1.914 | 53.2766 | -153.8197 | 142.8901 | 53.2766 | -153.8197 | 142.8901
Line13_13_14 | 0.046068 | 0.046068 | 0.046068 | 0.046068 | 0.046068 | 0.046068 | 0.010639 | 0.010639 | 0.010639 | 0.010639 | 0.010639 | 0.010639 | -0.00084741 | 0.014476 | 0.018237 | 0.000858 | -0.014465 | -0.018226 | -0.0017351 | 0.010858 | -0.0090597 | 0.0017563 | -0.010837 | 0.0090808 | 169.3073 | 169.3073 | 169.3073 | -10.6931 | -10.6931 | -10.6931 |  | 0.1815 | 1.7009 | 1.914 | 0.18373 | 1.6989 | 1.914 | 53.2766 | -153.8197 | 142.8901 | 53.2701 | -153.8533 | 142.8233
Line14_15_16 | 0 | 0 | 0 | 0 | 0 | 0 | 0 | 0 | 0 | 0 | 0 | 0 | -2.7889e-08 | 1.8009e-07 | -1.3038e-07 | 1.4262e-08 | -9.4955e-08 | 5.8869e-08 | 1.2205e-08 | -2.2032e-07 | -2.9247e-07 | -5.5158e-09 | 1.0634e-07 | 1.4924e-07 | 0 | 0 | 0 | 0 | 0 | 0 |  | 0.1815 | 1.7009 | 1.914 | 0.1815 | 1.7009 | 1.914 | 53.2766 | -153.8197 | 142.8901 | 53.2766 | -153.8197 | 142.8901
Line15_16_17 | 0 | 0 | 0 | 0 | 0 | 0 | 0 | 0 | 0 | 0 | 0 | 0 | -1.3945e-08 | 9.0047e-08 | -6.519e-08 | 3.1694e-10 | -4.9084e-09 | -6.3209e-09 | 6.1025e-09 | -1.1016e-07 | -1.4624e-07 | 5.8676e-10 | -3.8183e-09 | 3.0028e-09 | 0 | 0 | 0 | 0 | 0 | 0 |  | 0.1815 | 1.7009 | 1.914 | 0.1815 | 1.7009 | 1.914 | 53.2766 | -153.8197 | 142.8901 | 53.2766 | -153.8197 | 142.8901
Line16_4_18 | 0 | 0 | 0 | 0 | 0 | 0 | 0 | 0 | 0 | 0 | 0 | 0 | -1.3439e-08 | 9.017e-08 | -6.5752e-08 | 3.093e-10 | -4.9565e-09 | -6.3319e-09 | 5.9696e-09 | -1.1126e-07 | -1.4652e-07 | 5.6535e-10 | -3.8218e-09 | 3.0277e-09 | 0 | 0 | 0 | 0 | 0 | 0 |  | 0.17482 | 1.7069 | 1.9141 | 0.17482 | 1.7069 | 1.9141 | 53.3027 | -153.7199 | 143.0901 | 53.3027 | -153.7199 | 143.0901
Line17_5_19 | 0.046208 | 0.046208 | 0.046208 | 0.046208 | 0.046208 | 0.046208 | 0.010671 | 0.010671 | 0.010671 | 0.010671 | 0.010671 | 0.010671 | -0.00082793 | 0.014617 | 0.01827 | 0.00083859 | -0.014606 | -0.018259 | -0.0016717 | 0.010868 | -0.0091325 | 0.0016931 | -0.010847 | 0.0091537 | 169.6487 | 169.6487 | 169.6487 | -10.3518 | -10.3518 | -10.3518 |  | 0.17482 | 1.7069 | 1.9141 | 0.17705 | 1.7049 | 1.9141 | 53.3013 | -153.7198 | 143.0902 | 53.2985 | -153.7537 | 143.0232
Line1_1_3 | 0.046068 | 0.046068 | 0.046068 | 0.046068 | 0.046068 | 0.046068 | 0.010639 | 0.010639 | 0.010639 | 0.010639 | 0.010639 | 0.010639 | -0.00080506 | 0.014519 | 0.018279 | 0.00081566 | -0.014508 | -0.018268 | -0.0016501 | 0.010942 | -0.0089758 | 0.0016714 | -0.010921 | 0.0089969 | 169.3105 | 169.3105 | 169.3105 | -10.69 | -10.69 | -10.69 |  | 0.17258 | 1.7089 | 1.9141 | 0.17481 | 1.7069 | 1.9141 | 53.3041 | -153.6859 | 143.1571 | 53.297 | -153.7193 | 143.0904
Line2_1_4 | 0.046254 | 0.046254 | 0.046254 | 0.046254 | 0.046254 | 0.046254 | 0.010682 | 0.010682 | 0.010682 | 0.010682 | 0.010682 | 0.010682 | -0.00082138 | 0.014664 | 0.018281 | 0.00083207 | -0.014653 | -0.01827 | -0.0016504 | 0.010871 | -0.0091569 | 0.0016718 | -0.01085 | 0.0091781 | 169.7634 | 169.7634 | 169.7634 | -10.2371 | -10.2371 | -10.2371 |  | 0.17258 | 1.7089 | 1.9141 | 0.17482 | 1.7069 | 1.9141 | 53.3041 | -153.6859 | 143.1571 | 53.3027 | -153.7199 | 143.0901
Line3_1_5 | 0.046208 | 0.046208 | 0.046208 | 0.046208 | 0.046208 | 0.046208 | 0.010671 | 0.010671 | 0.010671 | 0.010671 | 0.010671 | 0.010671 | -0.00081727 | 0.014628 | 0.018281 | 0.00082793 | -0.014617 | -0.01827 | -0.0016503 | 0.010889 | -0.0091113 | 0.0016717 | -0.010868 | 0.0091325 | 169.6492 | 169.6491 | 169.6491 | -10.3513 | -10.3513 | -10.3513 |  | 0.17258 | 1.7089 | 1.9141 | 0.17482 | 1.7069 | 1.9141 | 53.3041 | -153.6859 | 143.1571 | 53.3013 | -153.7198 | 143.0902
Line4_2_6 | 0.50902 | 0.046728 | 0.046728 | 0.50902 | 0.046728 | 0.046728 | 0.11755 | 0.010791 | 0.010791 | 0.11755 | 0.010791 | 0.010791 | 0.0068208 | 0.014973 | 0.018226 | -0.0045854 | -0.014917 | -0.01817 | 0.013675 | 0.01058 | -0.0097214 | -0.0091969 | -0.010472 | 0.0098289 | -10.1827 | 170.8957 | 170.8957 | 169.8174 | -9.1047 | -9.1047 |  | 0.13 | 1.6989 | 1.9142 | 0.08742 | 1.6889 | 1.9144 | 53.3086 | -153.8592 | 142.821 | 53.3174 | -154.0346 | 142.4849
Line5_6_7 | 0.50902 | 0.046728 | 0.046728 | 0.50902 | 0.046728 | 0.046728 | 0.11755 | 0.010791 | 0.010791 | 0.11755 | 0.010791 | 0.010791 | 0.0045854 | 0.014917 | 0.01817 | -0.0023499 | -0.014861 | -0.018115 | 0.0091969 | 0.010472 | -0.0098289 | -0.0047185 | -0.010365 | 0.0099364 | -10.1826 | 170.8953 | 170.8953 | 169.8174 | -9.1052 | -9.1052 |  | 0.08742 | 1.6889 | 1.9144 | 0.044841 | 1.679 | 1.9146 | 53.3174 | -154.0346 | 142.4849 | 53.3429 | -154.212 | 142.1489
Line6_7_8 | 0.55574 | 1.1019e-06 | 1.1019e-06 | 0.55574 | 0 | 0 | 0.12834 | 2.5447e-07 | 2.5447e-07 | 0.12834 | 0 | 0 | 0.0025737 | 2.5682e-07 | -2.1884e-07 | -2.4631e-15 | -1.7432e-07 | 1.4147e-07 | 0.0051475 | -3.4145e-07 | -4.3529e-07 | 2.2919e-15 | 2.2354e-07 | 2.9241e-07 | -10.0921 | -101.1609 | -101.1609 | 169.9079 | 0 | 0 |  | 0.044841 | 1.679 | 1.9146 | 0 | 1.671 | 1.9148 | 53.3429 | -154.212 | 142.1489 | 0 | -154.3542 | 141.8806
Line7_8_9 | 0 | 0 | 0 | 0 | 0 | 0 | 0 | 0 | 0 | 0 | 0 | 0 | 1.4966e-21 | 8.4824e-08 | -7.3872e-08 | -2.8158e-17 | -4.6746e-09 | -6.2771e-09 | 1.6792e-21 | -1.1367e-07 | -1.4476e-07 | 2.4279e-17 | -3.8034e-09 | 2.8782e-09 | 0 | 0 | 0 | 0 | 0 | 0 |  | 0 | 1.671 | 1.9148 | 0 | 1.671 | 1.9148 | 0 | -154.3542 | 141.8806 | 0 | -154.3542 | 141.8806
Line8_8_10 | 0 | 0 | 0 | 0 | 0 | 0 | 0 | 0 | 0 | 0 | 0 | 0 | 1.4966e-21 | 8.4824e-08 | -7.3872e-08 | -2.8158e-17 | -4.6746e-09 | -6.2771e-09 | 1.6792e-21 | -1.1367e-07 | -1.4476e-07 | 2.4279e-17 | -3.8034e-09 | 2.8782e-09 | 0 | 0 | 0 | 0 | 0 | 0 |  | 0 | 1.671 | 1.9148 | 0 | 1.671 | 1.9148 | 0 | -154.3542 | 141.8806 | 0 | -154.3542 | 141.8806
Line9_3_11 | 0.046068 | 0.046068 | 0.046068 | 0.046068 | 0.046068 | 0.046068 | 0.010639 | 0.010639 | 0.010639 | 0.010639 | 0.010639 | 0.010639 | -0.00081566 | 0.014508 | 0.018268 | 0.00082625 | -0.014498 | -0.018258 | -0.0016714 | 0.010921 | -0.0089969 | 0.0016926 | -0.0109 | 0.009018 | 169.31 | 169.31 | 169.31 | -10.6904 | -10.6904 | -10.6904 |  | 0.17481 | 1.7069 | 1.9141 | 0.17704 | 1.7049 | 1.914 | 53.297 | -153.7193 | 143.0904 | 53.29 | -153.7527 | 143.0236

## LG_max_fault_6
name | pf_ikss_a_from_ka | pf_ikss_b_from_ka | pf_ikss_c_from_ka | pf_ikss_a_to_ka | pf_ikss_b_to_ka | pf_ikss_c_to_ka | pf_skss_a_from_mw | pf_skss_b_from_mw | pf_skss_c_from_mw | pf_skss_a_to_mw | pf_skss_b_to_mw | pf_skss_c_to_mw | pf_p_a_from_mw | pf_p_b_from_mw | pf_p_c_from_mw | pf_p_a_to_mw | pf_p_b_to_mw | pf_p_c_to_mw | pf_q_a_from_mvar | pf_q_b_from_mvar | pf_q_c_from_mvar | pf_q_a_to_mvar | pf_q_b_to_mvar | pf_q_c_to_mvar | pf_ikss_a_from_degree | pf_ikss_b_from_degree | pf_ikss_c_from_degree | pf_ikss_a_to_degree | pf_ikss_b_to_degree | pf_ikss_c_to_degree | 3xI0 | pf_vm_a_from_pu | pf_vm_b_from_pu | pf_vm_c_from_pu | pf_vm_a_to_pu | pf_vm_b_to_pu | pf_vm_c_to_pu | pf_va_a_from_degree | pf_va_b_from_degree | pf_va_c_from_degree | pf_va_a_to_degree | pf_va_b_to_degree | pf_va_c_to_degree
Line0_1_2 | 0.029812 | 0.0027368 | 0.0027368 | 0.029812 | 0.0027368 | 0.0027368 | 0.0068849 | 0.00063203 | 0.00063203 | 0.0068849 | 0.00063203 | 0.00063203 | 0.0048751 | -0.0001009 | 0.00066816 | -0.0048675 | 0.0001011 | -0.00066797 | 0.0049217 | 0.00064779 | -0.00020646 | -0.0049064 | -0.00064742 | 0.00020683 | -43.0749 | 138.004 | 138.004 | 136.9252 | -41.9964 | -41.9964 |  | 1.0062 | 1.0373 | 1.1065 | 1.0038 | 1.0368 | 1.1064 | 2.1975 | -123.1427 | 120.8327 | 2.153 | -123.1213 | 120.7992
Line10_11_12 | 0.0026981 | 0.0026981 | 0.0026981 | 0.0026981 | 0.0026981 | 0.0026981 | 0.0006231 | 0.0006231 | 0.0006231 | 0.0006231 | 0.0006231 | 0.0006231 | -0.00043732 | -0.00011719 | 0.00066404 | 0.00043736 | 0.00011723 | -0.000664 | -0.00044947 | 0.00063549 | -0.00018538 | 0.00044954 | -0.00063542 | 0.00018544 | 136.4174 | 136.4174 | 136.4174 | -43.583 | -43.583 | -43.583 |  | 1.0064 | 1.0371 | 1.1064 | 1.0066 | 1.037 | 1.1064 | 2.202 | -123.134 | 120.8195 | 2.2042 | -123.1297 | 120.8128
Line11_12_13 | 0.0026981 | 0.0026981 | 0.0026981 | 0.0026981 | 0.0026981 | 0.0026981 | 0.0006231 | 0.0006231 | 0.0006231 | 0.0006231 | 0.0006231 | 0.0006231 | -0.00043736 | -0.00011723 | 0.000664 | 0.00043739 | 0.00011727 | -0.00066397 | -0.00044954 | 0.00063542 | -0.00018544 | 0.00044962 | -0.00063535 | 0.00018551 | 136.417 | 136.417 | 136.417 | -43.5835 | -43.5835 | -43.5835 |  | 1.0066 | 1.037 | 1.1064 | 1.0067 | 1.0369 | 1.1064 | 2.2042 | -123.1297 | 120.8128 | 2.2065 | -123.1254 | 120.8062
Line12_13_15 | 0 | 0 | 0 | 0 | 0 | 0 | 0 | 0 | 0 | 0 | 0 | 0 | -1.1055e-08 | 1.4859e-08 | -3.7185e-09 | 7.5271e-09 | -9.8617e-09 | 2.2498e-09 | 9.8892e-09 | 3.3894e-09 | -1.5831e-08 | -6.4436e-09 | -2.4773e-09 | 1.0614e-08 | 0 | 0 | 0 | 0 | 0 | 0 |  | 1.0067 | 1.0369 | 1.1064 | 1.0067 | 1.0369 | 1.1064 | 2.2065 | -123.1254 | 120.8062 | 2.2065 | -123.1254 | 120.8062
Line13_13_14 | 0.0026981 | 0.0026981 | 0.0026981 | 0.0026981 | 0.0026981 | 0.0026981 | 0.0006231 | 0.0006231 | 0.0006231 | 0.0006231 | 0.0006231 | 0.0006231 | -0.00043738 | -0.00011729 | 0.00066397 | 0.00043741 | 0.00011733 | -0.00066394 | -0.00044963 | 0.00063534 | -0.0001855 | 0.0004497 | -0.00063527 | 0.00018556 | 136.4152 | 136.4152 | 136.4152 | -43.5853 | -43.5853 | -43.5853 |  | 1.0067 | 1.0369 | 1.1064 | 1.0068 | 1.0368 | 1.1064 | 2.2065 | -123.1254 | 120.8062 | 2.2087 | -123.121 | 120.7995
Line14_15_16 | 0 | 0 | 0 | 0 | 0 | 0 | 0 | 0 | 0 | 0 | 0 | 0 | -7.3701e-09 | 9.9057e-09 | -2.479e-09 | 3.842e-09 | -4.9089e-09 | 1.0103e-09 | 6.5928e-09 | 2.2596e-09 | -1.0554e-08 | -3.1472e-09 | -1.3475e-09 | 5.337e-09 | 0 | 0 | 0 | 0 | 0 | 0 |  | 1.0067 | 1.0369 | 1.1064 | 1.0067 | 1.0369 | 1.1064 | 2.2065 | -123.1254 | 120.8062 | 2.2065 | -123.1254 | 120.8062
Line15_16_17 | 0 | 0 | 0 | 0 | 0 | 0 | 0 | 0 | 0 | 0 | 0 | 0 | -3.6851e-09 | 4.9528e-09 | -1.2395e-09 | 1.5699e-10 | 4.3947e-11 | -2.2922e-10 | 3.2964e-09 | 1.1298e-09 | -5.2771e-09 | 1.4922e-10 | -2.1765e-10 | 5.9933e-11 | 0 | 0 | 0 | 0 | 0 | 0 |  | 1.0067 | 1.0369 | 1.1064 | 1.0067 | 1.0369 | 1.1064 | 2.2065 | -123.1254 | 120.8062 | 2.2065 | -123.1254 | 120.8062
Line16_4_18 | 0 | 0 | 0 | 0 | 0 | 0 | 0 | 0 | 0 | 0 | 0 | 0 | -3.6748e-09 | 4.9763e-09 | -1.2731e-09 | 1.5833e-10 | 4.2725e-11 | -2.2956e-10 | 3.3275e-09 | 1.1028e-09 | -5.2864e-09 | 1.4871e-10 | -2.1862e-10 | 6.1415e-11 | 0 | 0 | 0 | 0 | 0 | 0 |  | 1.0063 | 1.0372 | 1.1065 | 1.0063 | 1.0372 | 1.1065 | 2.1998 | -123.1384 | 120.8261 | 2.1998 | -123.1384 | 120.8261
Line17_5_19 | 0.0027063 | 0.0027063 | 0.0027063 | 0.0027063 | 0.0027063 | 0.0027063 | 0.00062499 | 0.00062499 | 0.00062499 | 0.00062499 | 0.00062499 | 0.00062499 | -0.00044127 | -0.00011373 | 0.00066498 | 0.00044131 | 0.00011378 | -0.00066494 | -0.00044815 | 0.00063818 | -0.00018981 | 0.00044823 | -0.0006381 | 0.00018987 | 136.7566 | 136.7565 | 136.7565 | -43.2439 | -43.2439 | -43.2439 |  | 1.0063 | 1.0372 | 1.1065 | 1.0064 | 1.0371 | 1.1064 | 2.1998 | -123.1384 | 120.8261 | 2.2021 | -123.1341 | 120.8194
Line1_1_3 | 0.0026981 | 0.0026981 | 0.0026981 | 0.0026981 | 0.0026981 | 0.0026981 | 0.0006231 | 0.0006231 | 0.0006231 | 0.0006231 | 0.0006231 | 0.0006231 | -0.00043726 | -0.00011711 | 0.00066411 | 0.00043729 | 0.00011715 | -0.00066407 | -0.00044931 | 0.00063564 | -0.00018524 | 0.00044939 | -0.00063557 | 0.00018531 | 136.4183 | 136.4183 | 136.4183 | -43.5821 | -43.5821 | -43.5821 |  | 1.0062 | 1.0373 | 1.1065 | 1.0063 | 1.0372 | 1.1065 | 2.1975 | -123.1427 | 120.8327 | 2.1997 | -123.1384 | 120.8261
Line2_1_4 | 0.002709 | 0.002709 | 0.002709 | 0.002709 | 0.002709 | 0.002709 | 0.00062562 | 0.00062562 | 0.00062562 | 0.00062562 | 0.00062562 | 0.00062562 | -0.00044258 | -0.00011253 | 0.0006653 | 0.00044261 | 0.00011258 | -0.00066527 | -0.00044765 | 0.00063912 | -0.00019126 | 0.00044772 | -0.00063905 | 0.00019132 | 136.8712 | 136.8712 | 136.8712 | -43.1292 | -43.1292 | -43.1292 |  | 1.0062 | 1.0373 | 1.1065 | 1.0063 | 1.0372 | 1.1065 | 2.1975 | -123.1427 | 120.8327 | 2.1998 | -123.1384 | 120.8261
Line3_1_5 | 0.0027063 | 0.0027063 | 0.0027063 | 0.0027063 | 0.0027063 | 0.0027063 | 0.00062499 | 0.00062499 | 0.00062499 | 0.00062499 | 0.00062499 | 0.00062499 | -0.00044124 | -0.00011369 | 0.00066501 | 0.00044127 | 0.00011373 | -0.00066498 | -0.00044808 | 0.00063825 | -0.00018974 | 0.00044815 | -0.00063818 | 0.00018981 | 136.757 | 136.757 | 136.757 | -43.2434 | -43.2435 | -43.2435 |  | 1.0062 | 1.0373 | 1.1065 | 1.0063 | 1.0372 | 1.1065 | 2.1975 | -123.1427 | 120.8327 | 2.1998 | -123.1384 | 120.8261
Line4_2_6 | 0.029812 | 0.0027368 | 0.0027368 | 0.029812 | 0.0027368 | 0.0027368 | 0.0068849 | 0.00063203 | 0.00063203 | 0.0068849 | 0.00063203 | 0.00063203 | 0.0048675 | -0.0001011 | 0.00066797 | -0.0048598 | 0.00010129 | -0.00066778 | 0.0049064 | 0.00064742 | -0.00020683 | -0.004891 | -0.00064705 | 0.00020719 | -43.0748 | 138.0036 | 138.0036 | 136.9252 | -41.9969 | -41.9969 |  | 1.0038 | 1.0368 | 1.1064 | 1.0015 | 1.0362 | 1.1063 | 2.153 | -123.1213 | 120.7992 | 2.1083 | -123.0998 | 120.7657
Line5_6_7 | 0.029812 | 0.0027368 | 0.0027368 | 0.029812 | 0.0027368 | 0.0027368 | 0.0068849 | 0.00063203 | 0.00063203 | 0.0068849 | 0.00063203 | 0.00063203 | 0.0048598 | -0.00010129 | 0.00066778 | -0.0048522 | 0.00010149 | -0.0006676 | 0.004891 | 0.00064705 | -0.00020719 | -0.0048756 | -0.00064668 | 0.00020756 | -43.0748 | 138.0031 | 138.0031 | 136.9253 | -41.9973 | -41.9973 |  | 1.0015 | 1.0362 | 1.1063 | 0.99909 | 1.0357 | 1.1062 | 2.1083 | -123.0998 | 120.7657 | 2.0635 | -123.0783 | 120.7321
Line6_7_8 | 0.032549 | 0 | 0 | 0.032549 | 0 | 0 | 0.0075168 | 0 | 0 | 0.0075168 | 0 | 0 | 0.0053059 | 1.5154e-08 | -4.3267e-09 | -0.0052971 | -1.0057e-08 | 2.6774e-09 | 0.0053148 | 2.9388e-09 | -1.5909e-08 | -0.0052971 | -2.1621e-09 | 1.0659e-08 | -42.9843 | 0 | 0 | 137.0158 | 0 | 0 |  | 0.99909 | 1.0357 | 1.1062 | 0.9966 | 1.0353 | 1.1061 | 2.0635 | -123.0783 | 120.7321 | 2.0158 | -123.061 | 120.7054
Line7_8_9 | 0 | 0 | 0 | 0 | 0 | 0 | 0 | 0 | 0 | 0 | 0 | 0 | -3.6163e-09 | 5.0536e-09 | -1.4526e-09 | 1.9277e-10 | 5.0182e-11 | -2.2767e-10 | 3.4644e-09 | 9.7462e-10 | -5.3032e-09 | 1.3497e-10 | -2.1284e-10 | 5.2423e-11 | 0 | 0 | 0 | 0 | 0 | 0 |  | 0.9966 | 1.0353 | 1.1061 | 0.9966 | 1.0353 | 1.1061 | 2.0158 | -123.061 | 120.7054 | 2.0158 | -123.061 | 120.7054
Line8_8_10 | 0 | 0 | 0 | 0 | 0 | 0 | 0 | 0 | 0 | 0 | 0 | 0 | -3.6163e-09 | 5.0536e-09 | -1.4526e-09 | 1.9277e-10 | 5.0182e-11 | -2.2767e-10 | 3.4644e-09 | 9.7462e-10 | -5.3032e-09 | 1.3497e-10 | -2.1284e-10 | 5.2423e-11 | 0 | 0 | 0 | 0 | 0 | 0 |  | 0.9966 | 1.0353 | 1.1061 | 0.9966 | 1.0353 | 1.1061 | 2.0158 | -123.061 | 120.7054 | 2.0158 | -123.061 | 120.7054
Line9_3_11 | 0.0026981 | 0.0026981 | 0.0026981 | 0.0026981 | 0.0026981 | 0.0026981 | 0.0006231 | 0.0006231 | 0.0006231 | 0.0006231 | 0.0006231 | 0.0006231 | -0.00043729 | -0.00011715 | 0.00066407 | 0.00043732 | 0.00011719 | -0.00066404 | -0.00044939 | 0.00063557 | -0.00018531 | 0.00044947 | -0.00063549 | 0.00018538 | 136.4179 | 136.4179 | 136.4179 | -43.5826 | -43.5826 | -43.5826 |  | 1.0063 | 1.0372 | 1.1065 | 1.0064 | 1.0371 | 1.1064 | 2.1997 | -123.1384 | 120.8261 | 2.202 | -123.134 | 120.8195

## LG_max_fault_10
name | pf_ikss_a_from_ka | pf_ikss_b_from_ka | pf_ikss_c_from_ka | pf_ikss_a_to_ka | pf_ikss_b_to_ka | pf_ikss_c_to_ka | pf_skss_a_from_mw | pf_skss_b_from_mw | pf_skss_c_from_mw | pf_skss_a_to_mw | pf_skss_b_to_mw | pf_skss_c_to_mw | pf_p_a_from_mw | pf_p_b_from_mw | pf_p_c_from_mw | pf_p_a_to_mw | pf_p_b_to_mw | pf_p_c_to_mw | pf_q_a_from_mvar | pf_q_b_from_mvar | pf_q_c_from_mvar | pf_q_a_to_mvar | pf_q_b_to_mvar | pf_q_c_to_mvar | pf_ikss_a_from_degree | pf_ikss_b_from_degree | pf_ikss_c_from_degree | pf_ikss_a_to_degree | pf_ikss_b_to_degree | pf_ikss_c_to_degree | 3xI0 | pf_vm_a_from_pu | pf_vm_b_from_pu | pf_vm_c_from_pu | pf_vm_a_to_pu | pf_vm_b_to_pu | pf_vm_c_to_pu | pf_va_a_from_degree | pf_va_b_from_degree | pf_va_c_from_degree | pf_va_a_to_degree | pf_va_b_to_degree | pf_va_c_to_degree
Line0_1_2 | 0.03123 | 0.0028669 | 0.0028669 | 0.03123 | 0.0028669 | 0.0028669 | 0.0072122 | 0.00066207 | 0.00066207 | 0.0072122 | 0.00066207 | 0.00066207 | 0.0053497 | -0.00011078 | 0.00073327 | -0.0053413 | 0.000111 | -0.00073306 | 0.0054008 | 0.00071085 | -0.00022657 | -0.005384 | -0.00071045 | 0.00022697 | -43.0787 | 138.0002 | 138.0002 | 136.9214 | -42.0002 | -42.0002 |  | 1.054 | 1.0866 | 1.1592 | 1.0515 | 1.0861 | 1.1591 | 2.1937 | -123.1417 | 120.8299 | 2.1492 | -123.1203 | 120.7963
Line10_11_12 | 0.0028264 | 0.0028264 | 0.0028264 | 0.0028264 | 0.0028264 | 0.0028264 | 0.00065272 | 0.00065272 | 0.00065272 | 0.00065272 | 0.00065272 | 0.00065272 | -0.00047989 | -0.00012866 | 0.00072874 | 0.00047993 | 0.00012871 | -0.0007287 | -0.00049322 | 0.00069736 | -0.00020343 | 0.0004933 | -0.00069728 | 0.0002035 | 136.4136 | 136.4136 | 136.4136 | -43.5868 | -43.5868 | -43.5868 |  | 1.0543 | 1.0864 | 1.1591 | 1.0544 | 1.0863 | 1.1591 | 2.1982 | -123.1331 | 120.8166 | 2.2005 | -123.1287 | 120.8099
Line11_12_13 | 0.0028264 | 0.0028264 | 0.0028264 | 0.0028264 | 0.0028264 | 0.0028264 | 0.00065272 | 0.00065272 | 0.00065272 | 0.00065272 | 0.00065272 | 0.00065272 | -0.00047993 | -0.00012871 | 0.0007287 | 0.00047997 | 0.00012875 | -0.00072866 | -0.0004933 | 0.00069728 | -0.0002035 | 0.00049339 | -0.0006972 | 0.00020358 | 136.4132 | 136.4132 | 136.4132 | -43.5873 | -43.5873 | -43.5873 |  | 1.0544 | 1.0863 | 1.1591 | 1.0546 | 1.0862 | 1.1591 | 2.2005 | -123.1287 | 120.8099 | 2.2027 | -123.1244 | 120.8033
Line12_13_15 | 0 | 0 | 0 | 0 | 0 | 0 | 0 | 0 | 0 | 0 | 0 | 0 | -1.2132e-08 | 1.6304e-08 | -4.0804e-09 | 8.2608e-09 | -1.0821e-08 | 2.4687e-09 | 1.0853e-08 | 3.7207e-09 | -1.7373e-08 | -7.0716e-09 | -2.7192e-09 | 1.1648e-08 | 0 | 0 | 0 | 0 | 0 | 0 |  | 1.0546 | 1.0862 | 1.1591 | 1.0546 | 1.0862 | 1.1591 | 2.2027 | -123.1244 | 120.8033 | 2.2027 | -123.1244 | 120.8033
Line13_13_14 | 0.0028264 | 0.0028264 | 0.0028264 | 0.0028264 | 0.0028264 | 0.0028264 | 0.00065272 | 0.00065272 | 0.00065272 | 0.00065272 | 0.00065272 | 0.00065272 | -0.00047995 | -0.00012877 | 0.00072867 | 0.00047999 | 0.00012881 | -0.00072863 | -0.0004934 | 0.00069719 | -0.00020356 | 0.00049348 | -0.00069711 | 0.00020363 | 136.4114 | 136.4114 | 136.4114 | -43.5891 | -43.5891 | -43.5891 |  | 1.0546 | 1.0862 | 1.1591 | 1.0547 | 1.0861 | 1.1591 | 2.2027 | -123.1244 | 120.8033 | 2.205 | -123.12 | 120.7967
Line14_15_16 | 0 | 0 | 0 | 0 | 0 | 0 | 0 | 0 | 0 | 0 | 0 | 0 | -8.0882e-09 | 1.087e-08 | -2.7203e-09 | 4.2167e-09 | -5.3863e-09 | 1.1085e-09 | 7.2351e-09 | 2.4804e-09 | -1.1582e-08 | -3.4541e-09 | -1.479e-09 | 5.8566e-09 | 0 | 0 | 0 | 0 | 0 | 0 |  | 1.0546 | 1.0862 | 1.1591 | 1.0546 | 1.0862 | 1.1591 | 2.2027 | -123.1244 | 120.8033 | 2.2027 | -123.1244 | 120.8033
Line15_16_17 | 0 | 0 | 0 | 0 | 0 | 0 | 0 | 0 | 0 | 0 | 0 | 0 | -4.0441e-09 | 5.4348e-09 | -1.3601e-09 | 1.7259e-10 | 4.8455e-11 | -2.516e-10 | 3.6176e-09 | 1.2402e-09 | -5.791e-09 | 1.6348e-10 | -2.3878e-10 | 6.5542e-11 | 0 | 0 | 0 | 0 | 0 | 0 |  | 1.0546 | 1.0862 | 1.1591 | 1.0546 | 1.0862 | 1.1591 | 2.2027 | -123.1244 | 120.8033 | 2.2027 | -123.1244 | 120.8033
Line16_4_18 | 0 | 0 | 0 | 0 | 0 | 0 | 0 | 0 | 0 | 0 | 0 | 0 | -4.0328e-09 | 5.4606e-09 | -1.397e-09 | 1.7406e-10 | 4.7114e-11 | -2.5198e-10 | 3.6517e-09 | 1.2106e-09 | -5.8013e-09 | 1.6292e-10 | -2.3985e-10 | 6.7169e-11 | 0 | 0 | 0 | 0 | 0 | 0 |  | 1.0542 | 1.0865 | 1.1592 | 1.0542 | 1.0865 | 1.1592 | 2.196 | -123.1374 | 120.8232 | 2.196 | -123.1374 | 120.8232
Line17_5_19 | 0.002835 | 0.002835 | 0.002835 | 0.002835 | 0.002835 | 0.002835 | 0.0006547 | 0.0006547 | 0.0006547 | 0.0006547 | 0.0006547 | 0.0006547 | -0.00048423 | -0.00012487 | 0.00072977 | 0.00048427 | 0.00012491 | -0.00072973 | -0.00049178 | 0.00070031 | -0.00020829 | 0.00049186 | -0.00070023 | 0.00020836 | 136.7528 | 136.7528 | 136.7528 | -43.2477 | -43.2477 | -43.2477 |  | 1.0542 | 1.0865 | 1.1592 | 1.0543 | 1.0864 | 1.1591 | 2.196 | -123.1374 | 120.8232 | 2.1983 | -123.1331 | 120.8165
Line1_1_3 | 0.0028264 | 0.0028264 | 0.0028264 | 0.0028264 | 0.0028264 | 0.0028264 | 0.00065272 | 0.00065272 | 0.00065272 | 0.00065272 | 0.00065272 | 0.00065272 | -0.00047982 | -0.00012857 | 0.00072882 | 0.00047986 | 0.00012862 | -0.00072878 | -0.00049305 | 0.00069752 | -0.00020328 | 0.00049314 | -0.00069744 | 0.00020335 | 136.4145 | 136.4145 | 136.4145 | -43.5859 | -43.5859 | -43.5859 |  | 1.054 | 1.0866 | 1.1592 | 1.0542 | 1.0865 | 1.1592 | 2.1937 | -123.1417 | 120.8299 | 2.1959 | -123.1374 | 120.8232
Line2_1_4 | 0.0028378 | 0.0028378 | 0.0028378 | 0.0028378 | 0.0028378 | 0.0028378 | 0.00065536 | 0.00065536 | 0.00065536 | 0.00065536 | 0.00065536 | 0.00065536 | -0.00048566 | -0.00012355 | 0.00073013 | 0.0004857 | 0.00012359 | -0.00073009 | -0.00049122 | 0.00070134 | -0.00020988 | 0.00049131 | -0.00070126 | 0.00020995 | 136.8675 | 136.8675 | 136.8675 | -43.133 | -43.133 | -43.133 |  | 1.054 | 1.0866 | 1.1592 | 1.0542 | 1.0865 | 1.1592 | 2.1937 | -123.1417 | 120.8299 | 2.196 | -123.1374 | 120.8232
Line3_1_5 | 0.002835 | 0.002835 | 0.002835 | 0.002835 | 0.002835 | 0.002835 | 0.0006547 | 0.0006547 | 0.0006547 | 0.0006547 | 0.0006547 | 0.0006547 | -0.00048419 | -0.00012482 | 0.00072981 | 0.00048423 | 0.00012487 | -0.00072977 | -0.0004917 | 0.00070039 | -0.00020821 | 0.00049178 | -0.00070031 | 0.00020829 | 136.7532 | 136.7532 | 136.7532 | -43.2472 | -43.2472 | -43.2472 |  | 1.054 | 1.0866 | 1.1592 | 1.0542 | 1.0865 | 1.1592 | 2.1937 | -123.1417 | 120.8299 | 2.196 | -123.1374 | 120.8232
Line4_2_6 | 0.03123 | 0.0028669 | 0.0028669 | 0.03123 | 0.0028669 | 0.0028669 | 0.0072122 | 0.00066207 | 0.00066207 | 0.0072122 | 0.00066207 | 0.00066207 | 0.0053413 | -0.000111 | 0.00073306 | -0.0053329 | 0.00011121 | -0.00073285 | 0.005384 | 0.00071045 | -0.00022697 | -0.0053671 | -0.00071004 | 0.00022737 | -43.0786 | 137.9998 | 137.9998 | 136.9214 | -42.0007 | -42.0007 |  | 1.0515 | 1.0861 | 1.1591 | 1.0491 | 1.0855 | 1.159 | 2.1492 | -123.1203 | 120.7963 | 2.1046 | -123.0988 | 120.7628
Line5_6_7 | 0.03123 | 0.0028669 | 0.0028669 | 0.03123 | 0.0028669 | 0.0028669 | 0.0072122 | 0.00066207 | 0.00066207 | 0.0072122 | 0.00066207 | 0.00066207 | 0.0053329 | -0.00011121 | 0.00073285 | -0.0053245 | 0.00011143 | -0.00073264 | 0.0053671 | 0.00071004 | -0.00022737 | -0.0053502 | -0.00070963 | 0.00022777 | -43.0786 | 137.9993 | 137.9993 | 136.9215 | -42.0011 | -42.0011 |  | 1.0491 | 1.0855 | 1.159 | 1.0466 | 1.085 | 1.1588 | 2.1046 | -123.0988 | 120.7628 | 2.0597 | -123.0773 | 120.7293
Line6_7_8 | 0.034096 | 0 | 0 | 0.034096 | 0 | 0 | 0.0078742 | 0 | 0 | 0.0078742 | 0 | 0 | 0.0058224 | 1.6629e-08 | -4.7478e-09 | -0.0058127 | -1.1035e-08 | 2.938e-09 | 0.0058321 | 3.2262e-09 | -1.7458e-08 | -0.0058127 | -2.3734e-09 | 1.1697e-08 | -42.9881 | 0 | 0 | 137.012 | 0 | 0 |  | 1.0466 | 1.085 | 1.1588 | 1.044 | 1.0845 | 1.1587 | 2.0597 | -123.0773 | 120.7293 | 2.012 | -123.06 | 120.7025
Line7_8_9 | 0 | 0 | 0 | 0 | 0 | 0 | 0 | 0 | 0 | 0 | 0 | 0 | -3.9686e-09 | 5.5453e-09 | -1.5939e-09 | 2.1186e-10 | 5.5296e-11 | -2.499e-10 | 3.8019e-09 | 1.0699e-09 | -5.8197e-09 | 1.4784e-10 | -2.335e-10 | 5.7301e-11 | 0 | 0 | 0 | 0 | 0 | 0 |  | 1.044 | 1.0845 | 1.1587 | 1.044 | 1.0845 | 1.1587 | 2.012 | -123.06 | 120.7025 | 2.012 | -123.06 | 120.7025
Line8_8_10 | 0 | 0 | 0 | 0 | 0 | 0 | 0 | 0 | 0 | 0 | 0 | 0 | -3.9686e-09 | 5.5453e-09 | -1.5939e-09 | 2.1186e-10 | 5.5296e-11 | -2.499e-10 | 3.8019e-09 | 1.0699e-09 | -5.8197e-09 | 1.4784e-10 | -2.335e-10 | 5.7301e-11 | 0 | 0 | 0 | 0 | 0 | 0 |  | 1.044 | 1.0845 | 1.1587 | 1.044 | 1.0845 | 1.1587 | 2.012 | -123.06 | 120.7025 | 2.012 | -123.06 | 120.7025
Line9_3_11 | 0.0028264 | 0.0028264 | 0.0028264 | 0.0028264 | 0.0028264 | 0.0028264 | 0.00065272 | 0.00065272 | 0.00065272 | 0.00065272 | 0.00065272 | 0.00065272 | -0.00047986 | -0.00012862 | 0.00072878 | 0.00047989 | 0.00012866 | -0.00072874 | -0.00049314 | 0.00069744 | -0.00020335 | 0.00049322 | -0.00069736 | 0.00020343 | 136.4141 | 136.4141 | 136.4141 | -43.5864 | -43.5864 | -43.5864 |  | 1.0542 | 1.0865 | 1.1592 | 1.0543 | 1.0864 | 1.1591 | 2.1959 | -123.1374 | 120.8232 | 2.1982 | -123.1331 | 120.8166

## LG_min_6
name | pf_ikss_a_from_ka | pf_ikss_b_from_ka | pf_ikss_c_from_ka | pf_ikss_a_to_ka | pf_ikss_b_to_ka | pf_ikss_c_to_ka | pf_skss_a_from_mw | pf_skss_b_from_mw | pf_skss_c_from_mw | pf_skss_a_to_mw | pf_skss_b_to_mw | pf_skss_c_to_mw | pf_p_a_from_mw | pf_p_b_from_mw | pf_p_c_from_mw | pf_p_a_to_mw | pf_p_b_to_mw | pf_p_c_to_mw | pf_q_a_from_mvar | pf_q_b_from_mvar | pf_q_c_from_mvar | pf_q_a_to_mvar | pf_q_b_to_mvar | pf_q_c_to_mvar | pf_ikss_a_from_degree | pf_ikss_b_from_degree | pf_ikss_c_from_degree | pf_ikss_a_to_degree | pf_ikss_b_to_degree | pf_ikss_c_to_degree | 3xI0 | pf_vm_a_from_pu | pf_vm_b_from_pu | pf_vm_c_from_pu | pf_vm_a_to_pu | pf_vm_b_to_pu | pf_vm_c_to_pu | pf_va_a_from_degree | pf_va_b_from_degree | pf_va_c_from_degree | pf_va_a_to_degree | pf_va_b_to_degree | pf_va_c_to_degree
Line0_1_2 | 0.41315 | 0.038254 | 0.038254 | 0.41315 | 0.038254 | 0.038254 | 0.095412 | 0.0088344 | 0.0088344 | 0.095412 | 0.0088344 | 0.0088344 | 0.01147 | 0.010253 | 0.0124 | -0.0086394 | -0.010183 | -0.01233 | 0.011969 | 0.0075433 | -0.0068339 | -0.009017 | -0.0074722 | 0.006905 | -9.5561 | 171.509 | 171.509 | 170.444 | -8.4914 | -8.4914 |  | 0.17375 | 1.4409 | 1.6026 | 0.13088 | 1.4297 | 1.5996 | 36.6647 | -152.1496 | 142.6488 | 36.6691 | -152.221 | 142.2582
Line10_11_12 | 0.037239 | 0.037239 | 0.037239 | 0.037239 | 0.037239 | 0.037239 | 0.0086 | 0.0086 | 0.0086 | 0.0086 | 0.0086 | 0.0086 | -0.0010509 | 0.0097497 | 0.012222 | 0.0010642 | -0.0097363 | -0.012209 | -0.0011157 | 0.0075863 | -0.0063468 | 0.0011295 | -0.0075725 | 0.0063606 | 169.9381 | 169.9381 | 169.9381 | -10.0624 | -10.0624 | -10.0624 |  | 0.17822 | 1.4365 | 1.6014 | 0.18045 | 1.4342 | 1.6007 | 36.6507 | -152.1752 | 142.4954 | 36.644 | -152.188 | 142.4187
Line11_12_13 | 0.037239 | 0.037239 | 0.037239 | 0.037239 | 0.037239 | 0.037239 | 0.0086 | 0.0086 | 0.0086 | 0.0086 | 0.0086 | 0.0086 | -0.0010642 | 0.0097363 | 0.012209 | 0.0010775 | -0.0097229 | -0.012195 | -0.0011295 | 0.0075725 | -0.0063606 | 0.0011434 | -0.0075587 | 0.0063744 | 169.9376 | 169.9376 | 169.9376 | -10.0628 | -10.0628 | -10.0628 |  | 0.18045 | 1.4342 | 1.6007 | 0.18269 | 1.432 | 1.6001 | 36.644 | -152.188 | 142.4187 | 36.6374 | -152.2009 | 142.3418
Line12_13_15 | 0 | 0 | 0 | 0 | 0 | 0 | 0 | 0 | 0 | 0 | 0 | 0 | -2.8107e-08 | 1.8788e-07 | -1.3835e-07 | 1.9126e-08 | -1.2855e-07 | 8.8e-08 | 2.435e-08 | -2.2191e-07 | -2.9396e-07 | -1.5854e-08 | 1.4528e-07 | 1.9809e-07 | 0 | 0 | 0 | 0 | 0 | 0 |  | 0.18269 | 1.432 | 1.6001 | 0.18269 | 1.432 | 1.6001 | 36.6374 | -152.2009 | 142.3418 | 36.6374 | -152.2009 | 142.3418
Line13_13_14 | 0.037239 | 0.037239 | 0.037239 | 0.037239 | 0.037239 | 0.037239 | 0.0085999 | 0.0085999 | 0.0085999 | 0.0085999 | 0.0085999 | 0.0085999 | -0.0010775 | 0.0097227 | 0.012196 | 0.0010908 | -0.0097094 | -0.012182 | -0.0011434 | 0.0075589 | -0.0063741 | 0.0011573 | -0.0075452 | 0.0063878 | 169.9358 | 169.9358 | 169.9358 | -10.0646 | -10.0646 | -10.0646 |  | 0.18269 | 1.432 | 1.6001 | 0.18492 | 1.4298 | 1.5995 | 36.6374 | -152.2009 | 142.3418 | 36.631 | -152.2139 | 142.265
Line14_15_16 | 0 | 0 | 0 | 0 | 0 | 0 | 0 | 0 | 0 | 0 | 0 | 0 | -1.8738e-08 | 1.2526e-07 | -9.2232e-08 | 9.7574e-09 | -6.5926e-08 | 4.1883e-08 | 1.6233e-08 | -1.4794e-07 | -1.9597e-07 | -7.7369e-09 | 7.1311e-08 | 1.0011e-07 | 0 | 0 | 0 | 0 | 0 | 0 |  | 0.18269 | 1.432 | 1.6001 | 0.18269 | 1.432 | 1.6001 | 36.6374 | -152.2009 | 142.3418 | 36.6374 | -152.2009 | 142.3418
Line15_16_17 | 0 | 0 | 0 | 0 | 0 | 0 | 0 | 0 | 0 | 0 | 0 | 0 | -9.3691e-09 | 6.2628e-08 | -4.6116e-08 | 3.8826e-10 | -3.2983e-09 | -4.2327e-09 | 8.1167e-09 | -7.3969e-08 | -9.7987e-08 | 3.7975e-10 | -2.6582e-09 | 2.1188e-09 | 0 | 0 | 0 | 0 | 0 | 0 |  | 0.18269 | 1.432 | 1.6001 | 0.18269 | 1.432 | 1.6001 | 36.6374 | -152.2009 | 142.3418 | 36.6374 | -152.2009 | 142.3418
Line16_4_18 | 0 | 0 | 0 | 0 | 0 | 0 | 0 | 0 | 0 | 0 | 0 | 0 | -9.0352e-09 | 6.2888e-08 | -4.6627e-08 | 3.7819e-10 | -3.3468e-09 | -4.2574e-09 | 7.914e-09 | -7.5072e-08 | -9.8582e-08 | 3.6607e-10 | -2.6677e-09 | 2.1419e-09 | 0 | 0 | 0 | 0 | 0 | 0 |  | 0.176 | 1.4387 | 1.602 | 0.176 | 1.4387 | 1.602 | 36.6633 | -152.1631 | 142.5714 | 36.6633 | -152.1631 | 142.5714
Line17_5_19 | 0.037454 | 0.037454 | 0.037454 | 0.037454 | 0.037454 | 0.037454 | 0.0086496 | 0.0086496 | 0.0086496 | 0.0086496 | 0.0086496 | 0.0086496 | -0.00105 | 0.0098642 | 0.012268 | 0.0010635 | -0.0098507 | -0.012255 | -0.0011022 | 0.007586 | -0.006442 | 0.0011162 | -0.0075721 | 0.0064559 | 170.275 | 170.275 | 170.275 | -9.7254 | -9.7254 | -9.7254 |  | 0.17599 | 1.4387 | 1.602 | 0.17824 | 1.4364 | 1.6014 | 36.6619 | -152.1629 | 142.5715 | 36.6591 | -152.1764 | 142.4943
Line1_1_3 | 0.037239 | 0.037239 | 0.037239 | 0.037239 | 0.037239 | 0.037239 | 0.0086 | 0.0086 | 0.0086 | 0.0086 | 0.0086 | 0.0086 | -0.0010243 | 0.0097764 | 0.012249 | 0.0010376 | -0.0097631 | -0.012235 | -0.0010879 | 0.0076139 | -0.0063193 | 0.0011018 | -0.0076001 | 0.0063331 | 169.939 | 169.939 | 169.939 | -10.0615 | -10.0615 | -10.0615 |  | 0.17375 | 1.4409 | 1.6026 | 0.17598 | 1.4387 | 1.602 | 36.6647 | -152.1496 | 142.6488 | 36.6576 | -152.1623 | 142.5721
Line2_1_4 | 0.037526 | 0.037526 | 0.037526 | 0.037526 | 0.037526 | 0.037526 | 0.0086663 | 0.0086663 | 0.0086663 | 0.0086663 | 0.0086663 | 0.0086663 | -0.0010407 | 0.0099118 | 0.012293 | 0.0010543 | -0.0098983 | -0.012279 | -0.0010881 | 0.0075949 | -0.0064649 | 0.0011022 | -0.0075809 | 0.0064788 | 170.3894 | 170.3894 | 170.3894 | -9.611 | -9.611 | -9.611 |  | 0.17375 | 1.4409 | 1.6026 | 0.176 | 1.4387 | 1.602 | 36.6647 | -152.1496 | 142.6488 | 36.6633 | -152.1631 | 142.5714
Line3_1_5 | 0.037454 | 0.037454 | 0.037454 | 0.037454 | 0.037454 | 0.037454 | 0.0086496 | 0.0086496 | 0.0086496 | 0.0086496 | 0.0086496 | 0.0086496 | -0.0010366 | 0.0098777 | 0.012282 | 0.00105 | -0.0098642 | -0.012268 | -0.0010881 | 0.0076 | -0.006428 | 0.0011022 | -0.007586 | 0.006442 | 170.2755 | 170.2755 | 170.2755 | -9.725 | -9.725 | -9.725 |  | 0.17375 | 1.4409 | 1.6026 | 0.17599 | 1.4387 | 1.602 | 36.6647 | -152.1496 | 142.6488 | 36.6619 | -152.1629 | 142.5715
Line4_2_6 | 0.41315 | 0.038254 | 0.038254 | 0.41315 | 0.038254 | 0.038254 | 0.095412 | 0.0088344 | 0.0088344 | 0.095412 | 0.0088344 | 0.0088344 | 0.0086394 | 0.010183 | 0.01233 | -0.0058092 | -0.010113 | -0.012259 | 0.009017 | 0.0074722 | -0.006905 | -0.006065 | -0.007401 | 0.0069761 | -9.556 | 171.5086 | 171.5086 | 170.444 | -8.4919 | -8.4919 |  | 0.13088 | 1.4297 | 1.5996 | 0.088021 | 1.4185 | 1.5966 | 36.6691 | -152.221 | 142.2582 | 36.6779 | -152.2935 | 141.8663
Line5_6_7 | 0.41315 | 0.038254 | 0.038254 | 0.41315 | 0.038254 | 0.038254 | 0.095412 | 0.0088344 | 0.0088344 | 0.095412 | 0.0088344 | 0.0088344 | 0.0058092 | 0.010113 | 0.012259 | -0.002979 | -0.010042 | -0.012189 | 0.006065 | 0.007401 | -0.0069761 | -0.0031129 | -0.0073298 | 0.0070473 | -9.556 | 171.5081 | 171.5081 | 170.4441 | -8.4923 | -8.4923 |  | 0.088021 | 1.4185 | 1.5966 | 0.045158 | 1.4073 | 1.5937 | 36.6779 | -152.2935 | 141.8663 | 36.7033 | -152.3672 | 141.4728
Line6_7_8 | 0.4514 | 0 | 0 | 0.4514 | 0 | 0 | 0.10425 | 0 | 0 | 0.10425 | 0 | 0 | 0.0032601 | 1.8152e-07 | -1.5655e-07 | -9.7872e-16 | -1.2309e-07 | 1.0156e-07 | 0.003396 | -2.3135e-07 | -2.9392e-07 | 2.9101e-17 | 1.5111e-07 | 1.9719e-07 | -9.4659 | 0 | 0 | 170.5341 | 0 | 0 |  | 0.045158 | 1.4073 | 1.5937 | 0 | 1.3984 | 1.5915 | 36.7033 | -152.3672 | 141.4728 | 0 | -152.4255 | 141.1584
Line7_8_9 | 0 | 0 | 0 | 0 | 0 | 0 | 0 | 0 | 0 | 0 | 0 | 0 | 3.5919e-24 | 6.0016e-08 | -5.2841e-08 | -1.7349e-17 | -3.0587e-09 | -4.1169e-09 | 6.6211e-22 | -7.6863e-08 | -9.7595e-08 | 2.7743e-17 | -2.6119e-09 | 2.001e-09 | 0 | 0 | 0 | 0 | 0 | 0 |  | 0 | 1.3984 | 1.5915 | 0 | 1.3984 | 1.5915 | 0 | -152.4255 | 141.1584 | 0 | -152.4255 | 141.1584
Line8_8_10 | 0 | 0 | 0 | 0 | 0 | 0 | 0 | 0 | 0 | 0 | 0 | 0 | 3.5919e-24 | 6.0016e-08 | -5.2841e-08 | -1.7349e-17 | -3.0587e-09 | -4.1169e-09 | 6.6211e-22 | -7.6863e-08 | -9.7595e-08 | 2.7743e-17 | -2.6119e-09 | 2.001e-09 | 0 | 0 | 0 | 0 | 0 | 0 |  | 0 | 1.3984 | 1.5915 | 0 | 1.3984 | 1.5915 | 0 | -152.4255 | 141.1584 | 0 | -152.4255 | 141.1584
Line9_3_11 | 0.037239 | 0.037239 | 0.037239 | 0.037239 | 0.037239 | 0.037239 | 0.0086 | 0.0086 | 0.0086 | 0.0086 | 0.0086 | 0.0086 | -0.0010376 | 0.0097631 | 0.012235 | 0.0010509 | -0.0097497 | -0.012222 | -0.0011018 | 0.0076001 | -0.0063331 | 0.0011157 | -0.0075863 | 0.0063468 | 169.9385 | 169.9385 | 169.9385 | -10.0619 | -10.0619 | -10.0619 |  | 0.17598 | 1.4387 | 1.602 | 0.17822 | 1.4365 | 1.6014 | 36.6576 | -152.1623 | 142.5721 | 36.6507 | -152.1752 | 142.4954

## LG_min_10
name | pf_ikss_a_from_ka | pf_ikss_b_from_ka | pf_ikss_c_from_ka | pf_ikss_a_to_ka | pf_ikss_b_to_ka | pf_ikss_c_to_ka | pf_skss_a_from_mw | pf_skss_b_from_mw | pf_skss_c_from_mw | pf_skss_a_to_mw | pf_skss_b_to_mw | pf_skss_c_to_mw | pf_p_a_from_mw | pf_p_b_from_mw | pf_p_c_from_mw | pf_p_a_to_mw | pf_p_b_to_mw | pf_p_c_to_mw | pf_q_a_from_mvar | pf_q_b_from_mvar | pf_q_c_from_mvar | pf_q_a_to_mvar | pf_q_b_to_mvar | pf_q_c_to_mvar | pf_ikss_a_from_degree | pf_ikss_b_from_degree | pf_ikss_c_from_degree | pf_ikss_a_to_degree | pf_ikss_b_to_degree | pf_ikss_c_to_degree | 3xI0 | pf_vm_a_from_pu | pf_vm_b_from_pu | pf_vm_c_from_pu | pf_vm_a_to_pu | pf_vm_b_to_pu | pf_vm_c_to_pu | pf_va_a_from_degree | pf_va_b_from_degree | pf_va_c_from_degree | pf_va_a_to_degree | pf_va_b_to_degree | pf_va_c_to_degree
Line0_1_2 | 0.3914 | 0.036241 | 0.036241 | 0.3914 | 0.036241 | 0.036241 | 0.090391 | 0.0083694 | 0.0083694 | 0.090391 | 0.0083694 | 0.0083694 | 0.010294 | 0.0092025 | 0.011129 | -0.0077539 | -0.0091394 | -0.011066 | 0.010742 | 0.0067702 | -0.0061334 | -0.0080929 | -0.0067063 | 0.0061973 | -9.5561 | 171.509 | 171.509 | 170.444 | -8.4914 | -8.4914 |  | 0.1646 | 1.365 | 1.5183 | 0.12399 | 1.3544 | 1.5154 | 36.6647 | -152.1496 | 142.6488 | 36.6691 | -152.221 | 142.2582
Line10_11_12 | 0.035279 | 0.035279 | 0.035279 | 0.035279 | 0.035279 | 0.035279 | 0.0081473 | 0.0081473 | 0.0081473 | 0.0081473 | 0.0081473 | 0.0081473 | -0.00094317 | 0.0087504 | 0.010969 | 0.00095511 | -0.0087384 | -0.010957 | -0.0010013 | 0.0068088 | -0.0056963 | 0.0010138 | -0.0067964 | 0.0057087 | 169.9381 | 169.9381 | 169.9381 | -10.0624 | -10.0624 | -10.0624 |  | 0.16884 | 1.3609 | 1.5171 | 0.17095 | 1.3588 | 1.5165 | 36.6507 | -152.1752 | 142.4954 | 36.644 | -152.188 | 142.4187
Line11_12_13 | 0.035279 | 0.035279 | 0.035279 | 0.035279 | 0.035279 | 0.035279 | 0.0081473 | 0.0081473 | 0.0081473 | 0.0081473 | 0.0081473 | 0.0081473 | -0.00095511 | 0.0087384 | 0.010957 | 0.00096705 | -0.0087264 | -0.010946 | -0.0010138 | 0.0067964 | -0.0057087 | 0.0010262 | -0.006784 | 0.005721 | 169.9376 | 169.9376 | 169.9376 | -10.0628 | -10.0628 | -10.0628 |  | 0.17095 | 1.3588 | 1.5165 | 0.17307 | 1.3567 | 1.5159 | 36.644 | -152.188 | 142.4187 | 36.6374 | -152.2009 | 142.3418
Line12_13_15 | 0 | 0 | 0 | 0 | 0 | 0 | 0 | 0 | 0 | 0 | 0 | 0 | -2.5227e-08 | 1.6863e-07 | -1.2417e-07 | 1.7166e-08 | -1.1538e-07 | 7.898e-08 | 2.1854e-08 | -1.9916e-07 | -2.6383e-07 | -1.4229e-08 | 1.3039e-07 | 1.7779e-07 | 0 | 0 | 0 | 0 | 0 | 0 |  | 0.17307 | 1.3567 | 1.5159 | 0.17307 | 1.3567 | 1.5159 | 36.6374 | -152.2009 | 142.3418 | 36.6374 | -152.2009 | 142.3418
Line13_13_14 | 0.035279 | 0.035279 | 0.035279 | 0.035279 | 0.035279 | 0.035279 | 0.0081473 | 0.0081473 | 0.0081473 | 0.0081473 | 0.0081473 | 0.0081473 | -0.00096702 | 0.0087262 | 0.010946 | 0.00097896 | -0.0087142 | -0.010934 | -0.0010262 | 0.0067842 | -0.0057208 | 0.0010387 | -0.0067718 | 0.0057331 | 169.9358 | 169.9358 | 169.9358 | -10.0646 | -10.0646 | -10.0646 |  | 0.17307 | 1.3567 | 1.5159 | 0.17519 | 1.3546 | 1.5153 | 36.6374 | -152.2009 | 142.3418 | 36.631 | -152.2139 | 142.265
Line14_15_16 | 0 | 0 | 0 | 0 | 0 | 0 | 0 | 0 | 0 | 0 | 0 | 0 | -1.6818e-08 | 1.1242e-07 | -8.2779e-08 | 8.7573e-09 | -5.9169e-08 | 3.7591e-08 | 1.457e-08 | -1.3278e-07 | -1.7589e-07 | -6.9439e-09 | 6.4002e-08 | 8.9846e-08 | 0 | 0 | 0 | 0 | 0 | 0 |  | 0.17307 | 1.3567 | 1.5159 | 0.17307 | 1.3567 | 1.5159 | 36.6374 | -152.2009 | 142.3418 | 36.6374 | -152.2009 | 142.3418
Line15_16_17 | 0 | 0 | 0 | 0 | 0 | 0 | 0 | 0 | 0 | 0 | 0 | 0 | -8.4088e-09 | 5.6209e-08 | -4.139e-08 | 3.4846e-10 | -2.9603e-09 | -3.7988e-09 | 7.2848e-09 | -6.6388e-08 | -8.7944e-08 | 3.4082e-10 | -2.3857e-09 | 1.9016e-09 | 0 | 0 | 0 | 0 | 0 | 0 |  | 0.17307 | 1.3567 | 1.5159 | 0.17307 | 1.3567 | 1.5159 | 36.6374 | -152.2009 | 142.3418 | 36.6374 | -152.2009 | 142.3418
Line16_4_18 | 0 | 0 | 0 | 0 | 0 | 0 | 0 | 0 | 0 | 0 | 0 | 0 | -8.1091e-09 | 5.6442e-08 | -4.1848e-08 | 3.3943e-10 | -3.0037e-09 | -3.821e-09 | 7.1029e-09 | -6.7378e-08 | -8.8478e-08 | 3.2855e-10 | -2.3943e-09 | 1.9224e-09 | 0 | 0 | 0 | 0 | 0 | 0 |  | 0.16674 | 1.3629 | 1.5177 | 0.16674 | 1.3629 | 1.5177 | 36.6633 | -152.1631 | 142.5714 | 36.6633 | -152.1631 | 142.5714
Line17_5_19 | 0.035483 | 0.035483 | 0.035483 | 0.035483 | 0.035483 | 0.035483 | 0.0081944 | 0.0081944 | 0.0081944 | 0.0081944 | 0.0081944 | 0.0081944 | -0.00094243 | 0.0088532 | 0.011011 | 0.00095451 | -0.008841 | -0.010999 | -0.00098919 | 0.0068085 | -0.0057817 | 0.0010018 | -0.006796 | 0.0057942 | 170.275 | 170.275 | 170.275 | -9.7254 | -9.7254 | -9.7254 |  | 0.16673 | 1.3629 | 1.5177 | 0.16886 | 1.3608 | 1.5171 | 36.6619 | -152.1629 | 142.5715 | 36.6591 | -152.1764 | 142.4943
Line1_1_3 | 0.035279 | 0.035279 | 0.035279 | 0.035279 | 0.035279 | 0.035279 | 0.0081473 | 0.0081473 | 0.0081473 | 0.0081473 | 0.0081473 | 0.0081473 | -0.00091929 | 0.0087744 | 0.010993 | 0.00093123 | -0.0087624 | -0.010981 | -0.0009764 | 0.0068335 | -0.0056716 | 0.00098885 | -0.0068211 | 0.005684 | 169.939 | 169.939 | 169.939 | -10.0615 | -10.0615 | -10.0615 |  | 0.1646 | 1.365 | 1.5183 | 0.16672 | 1.363 | 1.5177 | 36.6647 | -152.1496 | 142.6488 | 36.6576 | -152.1623 | 142.5721
Line2_1_4 | 0.035551 | 0.035551 | 0.035551 | 0.035551 | 0.035551 | 0.035551 | 0.0082102 | 0.0082102 | 0.0082102 | 0.0082102 | 0.0082102 | 0.0082102 | -0.00093408 | 0.0088959 | 0.011033 | 0.00094621 | -0.0088837 | -0.011021 | -0.00097662 | 0.0068165 | -0.0058023 | 0.00098926 | -0.0068039 | 0.0058148 | 170.3894 | 170.3894 | 170.3894 | -9.611 | -9.611 | -9.611 |  | 0.1646 | 1.365 | 1.5183 | 0.16674 | 1.3629 | 1.5177 | 36.6647 | -152.1496 | 142.6488 | 36.6633 | -152.1631 | 142.5714
Line3_1_5 | 0.035483 | 0.035483 | 0.035483 | 0.035483 | 0.035483 | 0.035483 | 0.0081944 | 0.0081944 | 0.0081944 | 0.0081944 | 0.0081944 | 0.0081944 | -0.00093035 | 0.0088653 | 0.011023 | 0.00094243 | -0.0088532 | -0.011011 | -0.00097659 | 0.006821 | -0.0057692 | 0.00098919 | -0.0068085 | 0.0057817 | 170.2755 | 170.2755 | 170.2755 | -9.725 | -9.725 | -9.725 |  | 0.1646 | 1.365 | 1.5183 | 0.16673 | 1.3629 | 1.5177 | 36.6647 | -152.1496 | 142.6488 | 36.6619 | -152.1629 | 142.5715
Line4_2_6 | 0.3914 | 0.036241 | 0.036241 | 0.3914 | 0.036241 | 0.036241 | 0.090391 | 0.0083694 | 0.0083694 | 0.090391 | 0.0083694 | 0.0083694 | 0.0077539 | 0.0091394 | 0.011066 | -0.0052138 | -0.0090763 | -0.011003 | 0.0080929 | 0.0067063 | -0.0061973 | -0.0054433 | -0.0066424 | 0.0062611 | -9.556 | 171.5086 | 171.5086 | 170.444 | -8.4919 | -8.4919 |  | 0.12399 | 1.3544 | 1.5154 | 0.083388 | 1.3439 | 1.5126 | 36.6691 | -152.221 | 142.2582 | 36.6779 | -152.2935 | 141.8663
Line5_6_7 | 0.3914 | 0.036241 | 0.036241 | 0.3914 | 0.036241 | 0.036241 | 0.090391 | 0.0083694 | 0.0083694 | 0.090391 | 0.0083694 | 0.0083694 | 0.0052138 | 0.0090763 | 0.011003 | -0.0026737 | -0.0090132 | -0.01094 | 0.0054433 | 0.0066424 | -0.0062611 | -0.0027938 | -0.0065786 | 0.006325 | -9.556 | 171.5081 | 171.5081 | 170.4441 | -8.4923 | -8.4923 |  | 0.083388 | 1.3439 | 1.5126 | 0.042782 | 1.3333 | 1.5099 | 36.6779 | -152.2935 | 141.8663 | 36.7033 | -152.3672 | 141.4728
Line6_7_8 | 0.42764 | 0 | 0 | 0.42764 | 0 | 0 | 0.098759 | 0 | 0 | 0.098759 | 0 | 0 | 0.002926 | 1.6291e-07 | -1.4051e-07 | -8.4954e-16 | -1.1048e-07 | 9.1155e-08 | 0.0030479 | -2.0764e-07 | -2.6379e-07 | 2.8431e-17 | 1.3563e-07 | 1.7698e-07 | -9.4659 | 0 | 0 | 170.5341 | 0 | 0 |  | 0.042782 | 1.3333 | 1.5099 | 0 | 1.3248 | 1.5077 | 36.7033 | -152.3672 | 141.4728 | 0 | -152.4255 | 141.1584
Line7_8_9 | 0 | 0 | 0 | 0 | 0 | 0 | 0 | 0 | 0 | 0 | 0 | 0 | 5.2617e-24 | 5.3865e-08 | -4.7425e-08 | -1.5571e-17 | -2.7452e-09 | -3.695e-09 | 5.7477e-22 | -6.8985e-08 | -8.7592e-08 | 2.4899e-17 | -2.3442e-09 | 1.7959e-09 | 0 | 0 | 0 | 0 | 0 | 0 |  | 0 | 1.3248 | 1.5077 | 0 | 1.3248 | 1.5077 | 0 | -152.4255 | 141.1584 | 0 | -152.4255 | 141.1584
Line8_8_10 | 0 | 0 | 0 | 0 | 0 | 0 | 0 | 0 | 0 | 0 | 0 | 0 | 5.2617e-24 | 5.3865e-08 | -4.7425e-08 | -1.5571e-17 | -2.7452e-09 | -3.695e-09 | 5.7477e-22 | -6.8985e-08 | -8.7592e-08 | 2.4899e-17 | -2.3442e-09 | 1.7959e-09 | 0 | 0 | 0 | 0 | 0 | 0 |  | 0 | 1.3248 | 1.5077 | 0 | 1.3248 | 1.5077 | 0 | -152.4255 | 141.1584 | 0 | -152.4255 | 141.1584
Line9_3_11 | 0.035279 | 0.035279 | 0.035279 | 0.035279 | 0.035279 | 0.035279 | 0.0081473 | 0.0081473 | 0.0081473 | 0.0081473 | 0.0081473 | 0.0081473 | -0.00093123 | 0.0087624 | 0.010981 | 0.00094317 | -0.0087504 | -0.010969 | -0.00098885 | 0.0068211 | -0.005684 | 0.0010013 | -0.0068088 | 0.0056963 | 169.9385 | 169.9385 | 169.9385 | -10.0619 | -10.0619 | -10.0619 |  | 0.16672 | 1.363 | 1.5177 | 0.16884 | 1.3609 | 1.5171 | 36.6576 | -152.1623 | 142.5721 | 36.6507 | -152.1752 | 142.4954

## LG_min_fault_6
name | pf_ikss_a_from_ka | pf_ikss_b_from_ka | pf_ikss_c_from_ka | pf_ikss_a_to_ka | pf_ikss_b_to_ka | pf_ikss_c_to_ka | pf_skss_a_from_mw | pf_skss_b_from_mw | pf_skss_c_from_mw | pf_skss_a_to_mw | pf_skss_b_to_mw | pf_skss_c_to_mw | pf_p_a_from_mw | pf_p_b_from_mw | pf_p_c_from_mw | pf_p_a_to_mw | pf_p_b_to_mw | pf_p_c_to_mw | pf_q_a_from_mvar | pf_q_b_from_mvar | pf_q_c_from_mvar | pf_q_a_to_mvar | pf_q_b_to_mvar | pf_q_c_to_mvar | pf_ikss_a_from_degree | pf_ikss_b_from_degree | pf_ikss_c_from_degree | pf_ikss_a_to_degree | pf_ikss_b_to_degree | pf_ikss_c_to_degree | 3xI0 | pf_vm_a_from_pu | pf_vm_b_from_pu | pf_vm_c_from_pu | pf_vm_a_to_pu | pf_vm_b_to_pu | pf_vm_c_to_pu | pf_va_a_from_degree | pf_va_b_from_degree | pf_va_c_from_degree | pf_va_a_to_degree | pf_va_b_to_degree | pf_va_c_to_degree
Line0_1_2 | 0.026874 | 0.0024883 | 0.0024883 | 0.026874 | 0.0024883 | 0.0024883 | 0.0062064 | 0.00057466 | 0.00057466 | 0.0062064 | 0.00057466 | 0.00057466 | 0.0039878 | -8.1822e-05 | 0.00054915 | -0.0039758 | 8.2123e-05 | -0.00054886 | 0.0040023 | 0.00053315 | -0.0001711 | -0.0039898 | -0.00053285 | 0.0001714 | -42.9237 | 138.1414 | 138.1414 | 137.0764 | -41.8591 | -41.8591 |  | 0.91033 | 0.93864 | 1.0009 | 0.90755 | 0.9382 | 1.0006 | 2.1806 | -123.1337 | 120.8357 | 2.1772 | -123.0976 | 120.7982
Line10_11_12 | 0.0024223 | 0.0024223 | 0.0024223 | 0.0024223 | 0.0024223 | 0.0024223 | 0.00055941 | 0.00055941 | 0.00055941 | 0.00055941 | 0.00055941 | 0.00055941 | -0.00035635 | -9.3961e-05 | 0.00053883 | 0.0003564 | 9.4022e-05 | -0.00053878 | -0.00036402 | 0.00051651 | -0.00015196 | 0.00036409 | -0.00051645 | 0.00015202 | 136.5705 | 136.5705 | 136.5705 | -43.43 | -43.43 | -43.43 |  | 0.91062 | 0.93847 | 1.0008 | 0.91077 | 0.93838 | 1.0007 | 2.1808 | -123.1193 | 120.821 | 2.1809 | -123.1121 | 120.8137
Line11_12_13 | 0.0024223 | 0.0024223 | 0.0024223 | 0.0024223 | 0.0024223 | 0.0024223 | 0.00055941 | 0.00055941 | 0.00055941 | 0.00055941 | 0.00055941 | 0.00055941 | -0.0003564 | -9.4022e-05 | 0.00053878 | 0.00035646 | 9.4082e-05 | -0.00053872 | -0.00036409 | 0.00051645 | -0.00015202 | 0.00036415 | -0.00051639 | 0.00015207 | 136.57 | 136.57 | 136.57 | -43.4304 | -43.4304 | -43.4304 |  | 0.91077 | 0.93838 | 1.0007 | 0.91091 | 0.9383 | 1.0007 | 2.1809 | -123.1121 | 120.8137 | 2.181 | -123.1049 | 120.8063
Line12_13_15 | 0 | 0 | 0 | 0 | 0 | 0 | 0 | 0 | 0 | 0 | 0 | 0 | -8.9647e-09 | 1.2088e-08 | -3.0563e-09 | 6.1047e-09 | -8.0235e-09 | 1.8514e-09 | 8.0696e-09 | 2.7281e-09 | -1.2858e-08 | -5.259e-09 | -1.9958e-09 | 8.6209e-09 | 0 | 0 | 0 | 0 | 0 | 0 |  | 0.91091 | 0.9383 | 1.0007 | 0.91091 | 0.9383 | 1.0007 | 2.181 | -123.1049 | 120.8063 | 2.181 | -123.1049 | 120.8063
Line13_13_14 | 0.0024223 | 0.0024223 | 0.0024223 | 0.0024223 | 0.0024223 | 0.0024223 | 0.00055941 | 0.00055941 | 0.00055941 | 0.00055941 | 0.00055941 | 0.00055941 | -0.00035645 | -9.4094e-05 | 0.00053873 | 0.0003565 | 9.4155e-05 | -0.00053867 | -0.00036416 | 0.00051639 | -0.00015206 | 0.00036422 | -0.00051633 | 0.00015211 | 136.5682 | 136.5682 | 136.5682 | -43.4322 | -43.4322 | -43.4322 |  | 0.91091 | 0.9383 | 1.0007 | 0.91106 | 0.93821 | 1.0006 | 2.181 | -123.1049 | 120.8063 | 2.1811 | -123.0977 | 120.799
Line14_15_16 | 0 | 0 | 0 | 0 | 0 | 0 | 0 | 0 | 0 | 0 | 0 | 0 | -5.9765e-09 | 8.059e-09 | -2.0376e-09 | 3.1165e-09 | -3.994e-09 | 8.3259e-10 | 5.3797e-09 | 1.8188e-09 | -8.5719e-09 | -2.5691e-09 | -1.0864e-09 | 4.335e-09 | 0 | 0 | 0 | 0 | 0 | 0 |  | 0.91091 | 0.9383 | 1.0007 | 0.91091 | 0.9383 | 1.0007 | 2.181 | -123.1049 | 120.8063 | 2.181 | -123.1049 | 120.8063
Line15_16_17 | 0 | 0 | 0 | 0 | 0 | 0 | 0 | 0 | 0 | 0 | 0 | 0 | -2.9882e-09 | 4.0295e-09 | -1.0188e-09 | 1.2825e-10 | 3.5469e-11 | -1.8619e-10 | 2.6899e-09 | 9.0938e-10 | -4.2859e-09 | 1.2075e-10 | -1.7703e-10 | 4.9052e-11 | 0 | 0 | 0 | 0 | 0 | 0 |  | 0.91091 | 0.9383 | 1.0007 | 0.91091 | 0.9383 | 1.0007 | 2.181 | -123.1049 | 120.8063 | 2.181 | -123.1049 | 120.8063
Line16_4_18 | 0 | 0 | 0 | 0 | 0 | 0 | 0 | 0 | 0 | 0 | 0 | 0 | -2.988e-09 | 4.0596e-09 | -1.0487e-09 | 1.2964e-10 | 3.4538e-11 | -1.8701e-10 | 2.7218e-09 | 8.8936e-10 | -4.3059e-09 | 1.2068e-10 | -1.7831e-10 | 5.0398e-11 | 0 | 0 | 0 | 0 | 0 | 0 |  | 0.91048 | 0.93855 | 1.0009 | 0.91048 | 0.93855 | 1.0009 | 2.1808 | -123.1265 | 120.8283 | 2.1808 | -123.1265 | 120.8283
Line17_5_19 | 0.0024363 | 0.0024363 | 0.0024363 | 0.0024363 | 0.0024363 | 0.0024363 | 0.00056264 | 0.00056264 | 0.00056264 | 0.00056264 | 0.00056264 | 0.00056264 | -0.0003605 | -9.139e-05 | 0.00054109 | 0.00036055 | 9.1451e-05 | -0.00054104 | -0.00036396 | 0.0005201 | -0.00015597 | 0.00036402 | -0.00052004 | 0.00015602 | 136.9074 | 136.9074 | 136.9074 | -43.093 | -43.093 | -43.093 |  | 0.91048 | 0.93855 | 1.0009 | 0.91063 | 0.93846 | 1.0008 | 2.1808 | -123.1265 | 120.8283 | 2.1809 | -123.1193 | 120.8209
Line1_1_3 | 0.0024223 | 0.0024223 | 0.0024223 | 0.0024223 | 0.0024223 | 0.0024223 | 0.00055941 | 0.00055941 | 0.00055941 | 0.00055941 | 0.00055941 | 0.00055941 | -0.00035624 | -9.3841e-05 | 0.00053894 | 0.0003563 | 9.3901e-05 | -0.00053889 | -0.0003639 | 0.00051663 | -0.00015185 | 0.00036396 | -0.00051657 | 0.00015191 | 136.5714 | 136.5714 | 136.5714 | -43.4291 | -43.4291 | -43.4291 |  | 0.91033 | 0.93864 | 1.0009 | 0.91048 | 0.93855 | 1.0009 | 2.1806 | -123.1337 | 120.8357 | 2.1807 | -123.1265 | 120.8284
Line2_1_4 | 0.002441 | 0.002441 | 0.002441 | 0.002441 | 0.002441 | 0.002441 | 0.00056372 | 0.00056372 | 0.00056372 | 0.00056372 | 0.00056372 | 0.00056372 | -0.00036186 | -9.0468e-05 | 0.00054188 | 0.00036192 | 9.053e-05 | -0.00054182 | -0.00036387 | 0.00052134 | -0.00015729 | 0.00036394 | -0.00052128 | 0.00015734 | 137.0218 | 137.0218 | 137.0218 | -42.9786 | -42.9787 | -42.9787 |  | 0.91033 | 0.93864 | 1.0009 | 0.91048 | 0.93855 | 1.0009 | 2.1806 | -123.1337 | 120.8357 | 2.1808 | -123.1265 | 120.8283
Line3_1_5 | 0.0024363 | 0.0024363 | 0.0024363 | 0.0024363 | 0.0024363 | 0.0024363 | 0.00056264 | 0.00056264 | 0.00056264 | 0.00056264 | 0.00056264 | 0.00056264 | -0.00036045 | -9.1329e-05 | 0.00054115 | 0.0003605 | 9.139e-05 | -0.0005411 | -0.00036389 | 0.00052016 | -0.00015591 | 0.00036396 | -0.0005201 | 0.00015597 | 136.9079 | 136.9079 | 136.9079 | -43.0926 | -43.0926 | -43.0926 |  | 0.91033 | 0.93864 | 1.0009 | 0.91048 | 0.93855 | 1.0009 | 2.1806 | -123.1337 | 120.8357 | 2.1808 | -123.1265 | 120.8283
Line4_2_6 | 0.026874 | 0.0024883 | 0.0024883 | 0.026874 | 0.0024883 | 0.0024883 | 0.0062064 | 0.00057466 | 0.00057466 | 0.0062064 | 0.00057466 | 0.00057466 | 0.0039758 | -8.2123e-05 | 0.00054886 | -0.0039638 | 8.2425e-05 | -0.00054856 | 0.0039898 | 0.00053285 | -0.0001714 | -0.0039773 | -0.00053255 | 0.0001717 | -42.9236 | 138.1409 | 138.1409 | 137.0764 | -41.8595 | -41.8595 |  | 0.90755 | 0.9382 | 1.0006 | 0.90476 | 0.93776 | 1.0003 | 2.1772 | -123.0976 | 120.7982 | 2.1738 | -123.0614 | 120.7607
Line5_6_7 | 0.026874 | 0.0024883 | 0.0024883 | 0.026874 | 0.0024883 | 0.0024883 | 0.0062064 | 0.00057466 | 0.00057466 | 0.0062064 | 0.00057466 | 0.00057466 | 0.0039638 | -8.2424e-05 | 0.00054856 | -0.0039519 | 8.2726e-05 | -0.00054826 | 0.0039773 | 0.00053255 | -0.0001717 | -0.0039648 | -0.00053225 | 0.00017199 | -42.9236 | 138.1405 | 138.1405 | 137.0765 | -41.8599 | -41.8599 |  | 0.90476 | 0.93776 | 1.0003 | 0.90197 | 0.93732 | 0.99991 | 2.1738 | -123.0614 | 120.7607 | 2.1704 | -123.0253 | 120.7232
Line6_7_8 | 0.029362 | 0 | 0 | 0.029362 | 0 | 0 | 0.0067809 | 0 | 0 | 0.0067809 | 0 | 0 | 0.0043245 | 1.2513e-08 | -3.6146e-09 | -0.0043107 | -8.3101e-09 | 2.246e-09 | 0.0043251 | 2.3932e-09 | -1.3101e-08 | -0.0043107 | -1.7606e-09 | 8.78e-09 | -42.8335 | 0 | 0 | 137.1665 | 0 | 0 |  | 0.90197 | 0.93732 | 0.99991 | 0.89903 | 0.93697 | 0.99964 | 2.1704 | -123.0253 | 120.7232 | 2.1666 | -122.9963 | 120.6933
Line7_8_9 | 0 | 0 | 0 | 0 | 0 | 0 | 0 | 0 | 0 | 0 | 0 | 0 | -2.985e-09 | 4.1752e-09 | -1.2141e-09 | 1.6577e-10 | 4.0303e-11 | -1.8222e-10 | 2.8433e-09 | 7.9498e-10 | -4.369e-09 | 1.1839e-10 | -1.7061e-10 | 4.2131e-11 | 0 | 0 | 0 | 0 | 0 | 0 |  | 0.89903 | 0.93697 | 0.99964 | 0.89903 | 0.93697 | 0.99964 | 2.1666 | -122.9963 | 120.6933 | 2.1666 | -122.9963 | 120.6933
Line8_8_10 | 0 | 0 | 0 | 0 | 0 | 0 | 0 | 0 | 0 | 0 | 0 | 0 | -2.985e-09 | 4.1752e-09 | -1.2141e-09 | 1.6577e-10 | 4.0303e-11 | -1.8222e-10 | 2.8433e-09 | 7.9498e-10 | -4.369e-09 | 1.1839e-10 | -1.7061e-10 | 4.2131e-11 | 0 | 0 | 0 | 0 | 0 | 0 |  | 0.89903 | 0.93697 | 0.99964 | 0.89903 | 0.93697 | 0.99964 | 2.1666 | -122.9963 | 120.6933 | 2.1666 | -122.9963 | 120.6933
Line9_3_11 | 0.0024223 | 0.0024223 | 0.0024223 | 0.0024223 | 0.0024223 | 0.0024223 | 0.00055941 | 0.00055941 | 0.00055941 | 0.00055941 | 0.00055941 | 0.00055941 | -0.0003563 | -9.3901e-05 | 0.00053889 | 0.00035635 | 9.3961e-05 | -0.00053883 | -0.00036396 | 0.00051657 | -0.00015191 | 0.00036403 | -0.00051651 | 0.00015196 | 136.5709 | 136.5709 | 136.5709 | -43.4295 | -43.4295 | -43.4295 |  | 0.91048 | 0.93855 | 1.0009 | 0.91062 | 0.93847 | 1.0008 | 2.1807 | -123.1265 | 120.8284 | 2.1808 | -123.1193 | 120.821

## LG_min_fault_10
name | pf_ikss_a_from_ka | pf_ikss_b_from_ka | pf_ikss_c_from_ka | pf_ikss_a_to_ka | pf_ikss_b_to_ka | pf_ikss_c_to_ka | pf_skss_a_from_mw | pf_skss_b_from_mw | pf_skss_c_from_mw | pf_skss_a_to_mw | pf_skss_b_to_mw | pf_skss_c_to_mw | pf_p_a_from_mw | pf_p_b_from_mw | pf_p_c_from_mw | pf_p_a_to_mw | pf_p_b_to_mw | pf_p_c_to_mw | pf_q_a_from_mvar | pf_q_b_from_mvar | pf_q_c_from_mvar | pf_q_a_to_mvar | pf_q_b_to_mvar | pf_q_c_to_mvar | pf_ikss_a_from_degree | pf_ikss_b_from_degree | pf_ikss_c_from_degree | pf_ikss_a_to_degree | pf_ikss_b_to_degree | pf_ikss_c_to_degree | 3xI0 | pf_vm_a_from_pu | pf_vm_b_from_pu | pf_vm_c_from_pu | pf_vm_a_to_pu | pf_vm_b_to_pu | pf_vm_c_to_pu | pf_va_a_from_degree | pf_va_b_from_degree | pf_va_c_from_degree | pf_va_a_to_degree | pf_va_b_to_degree | pf_va_c_to_degree
Line0_1_2 | 0.02546 | 0.0023574 | 0.0023574 | 0.02546 | 0.0023574 | 0.0023574 | 0.0058797 | 0.00054441 | 0.00054441 | 0.0058797 | 0.00054441 | 0.00054441 | 0.0035791 | -7.3435e-05 | 0.00049287 | -0.0035683 | 7.3706e-05 | -0.0004926 | 0.0035921 | 0.00047851 | -0.00015356 | -0.0035809 | -0.00047824 | 0.00015383 | -42.9237 | 138.1414 | 138.1414 | 137.0764 | -41.8591 | -41.8591 |  | 0.86242 | 0.88923 | 0.94825 | 0.85978 | 0.88882 | 0.94793 | 2.1806 | -123.1337 | 120.8357 | 2.1772 | -123.0976 | 120.7982
Line10_11_12 | 0.0022948 | 0.0022948 | 0.0022948 | 0.0022948 | 0.0022948 | 0.0022948 | 0.00052997 | 0.00052997 | 0.00052997 | 0.00052997 | 0.00052997 | 0.00052997 | -0.00031983 | -8.4331e-05 | 0.00048361 | 0.00031988 | 8.4385e-05 | -0.00048356 | -0.00032671 | 0.00046357 | -0.00013639 | 0.00032677 | -0.00046352 | 0.00013643 | 136.5705 | 136.5705 | 136.5705 | -43.43 | -43.43 | -43.43 |  | 0.8627 | 0.88907 | 0.94812 | 0.86283 | 0.88899 | 0.94805 | 2.1808 | -123.1193 | 120.821 | 2.1809 | -123.1121 | 120.8137
Line11_12_13 | 0.0022948 | 0.0022948 | 0.0022948 | 0.0022948 | 0.0022948 | 0.0022948 | 0.00052997 | 0.00052997 | 0.00052997 | 0.00052997 | 0.00052997 | 0.00052997 | -0.00031988 | -8.4385e-05 | 0.00048356 | 0.00031992 | 8.4439e-05 | -0.00048351 | -0.00032677 | 0.00046352 | -0.00013643 | 0.00032683 | -0.00046346 | 0.00013648 | 136.57 | 136.57 | 136.57 | -43.4304 | -43.4304 | -43.4304 |  | 0.86283 | 0.88899 | 0.94805 | 0.86297 | 0.88891 | 0.94799 | 2.1809 | -123.1121 | 120.8137 | 2.181 | -123.1049 | 120.8063
Line12_13_15 | 0 | 0 | 0 | 0 | 0 | 0 | 0 | 0 | 0 | 0 | 0 | 0 | -8.0459e-09 | 1.0849e-08 | -2.7431e-09 | 5.479e-09 | -7.2012e-09 | 1.6616e-09 | 7.2425e-09 | 2.4485e-09 | -1.154e-08 | -4.72e-09 | -1.7912e-09 | 7.7373e-09 | 0 | 0 | 0 | 0 | 0 | 0 |  | 0.86297 | 0.88891 | 0.94799 | 0.86297 | 0.88891 | 0.94799 | 2.181 | -123.1049 | 120.8063 | 2.181 | -123.1049 | 120.8063
Line13_13_14 | 0.0022948 | 0.0022948 | 0.0022948 | 0.0022948 | 0.0022948 | 0.0022948 | 0.00052997 | 0.00052997 | 0.00052997 | 0.00052997 | 0.00052997 | 0.00052997 | -0.00031992 | -8.445e-05 | 0.00048351 | 0.00031996 | 8.4504e-05 | -0.00048346 | -0.00032683 | 0.00046346 | -0.00013647 | 0.00032689 | -0.00046341 | 0.00013652 | 136.5682 | 136.5682 | 136.5682 | -43.4322 | -43.4322 | -43.4322 |  | 0.86297 | 0.88891 | 0.94799 | 0.86311 | 0.88883 | 0.94792 | 2.181 | -123.1049 | 120.8063 | 2.1811 | -123.0977 | 120.799
Line14_15_16 | 0 | 0 | 0 | 0 | 0 | 0 | 0 | 0 | 0 | 0 | 0 | 0 | -5.3639e-09 | 7.233e-09 | -1.8287e-09 | 2.7971e-09 | -3.5847e-09 | 7.4725e-10 | 4.8283e-09 | 1.6324e-09 | -7.6933e-09 | -2.3058e-09 | -9.7506e-10 | 3.8907e-09 | 0 | 0 | 0 | 0 | 0 | 0 |  | 0.86297 | 0.88891 | 0.94799 | 0.86297 | 0.88891 | 0.94799 | 2.181 | -123.1049 | 120.8063 | 2.181 | -123.1049 | 120.8063
Line15_16_17 | 0 | 0 | 0 | 0 | 0 | 0 | 0 | 0 | 0 | 0 | 0 | 0 | -2.682e-09 | 3.6165e-09 | -9.1436e-10 | 1.151e-10 | 3.1834e-11 | -1.6711e-10 | 2.4142e-09 | 8.1618e-10 | -3.8467e-09 | 1.0838e-10 | -1.5888e-10 | 4.4025e-11 | 0 | 0 | 0 | 0 | 0 | 0 |  | 0.86297 | 0.88891 | 0.94799 | 0.86297 | 0.88891 | 0.94799 | 2.181 | -123.1049 | 120.8063 | 2.181 | -123.1049 | 120.8063
Line16_4_18 | 0 | 0 | 0 | 0 | 0 | 0 | 0 | 0 | 0 | 0 | 0 | 0 | -2.6818e-09 | 3.6435e-09 | -9.4124e-10 | 1.1635e-10 | 3.0998e-11 | -1.6784e-10 | 2.4428e-09 | 7.982e-10 | -3.8646e-09 | 1.0832e-10 | -1.6003e-10 | 4.5232e-11 | 0 | 0 | 0 | 0 | 0 | 0 |  | 0.86256 | 0.88915 | 0.94818 | 0.86256 | 0.88915 | 0.94818 | 2.1808 | -123.1265 | 120.8283 | 2.1808 | -123.1265 | 120.8283
Line17_5_19 | 0.0023081 | 0.0023081 | 0.0023081 | 0.0023081 | 0.0023081 | 0.0023081 | 0.00053303 | 0.00053303 | 0.00053303 | 0.00053303 | 0.00053303 | 0.00053303 | -0.00032355 | -8.2024e-05 | 0.00048564 | 0.0003236 | 8.2078e-05 | -0.00048559 | -0.00032665 | 0.00046679 | -0.00013998 | 0.00032671 | -0.00046674 | 0.00014003 | 136.9074 | 136.9074 | 136.9074 | -43.093 | -43.093 | -43.093 |  | 0.86256 | 0.88915 | 0.94818 | 0.8627 | 0.88907 | 0.94812 | 2.1808 | -123.1265 | 120.8283 | 2.1809 | -123.1193 | 120.8209
Line1_1_3 | 0.0022948 | 0.0022948 | 0.0022948 | 0.0022948 | 0.0022948 | 0.0022948 | 0.00052997 | 0.00052997 | 0.00052997 | 0.00052997 | 0.00052997 | 0.00052997 | -0.00031973 | -8.4223e-05 | 0.00048371 | 0.00031978 | 8.4277e-05 | -0.00048366 | -0.0003266 | 0.00046368 | -0.00013629 | 0.00032666 | -0.00046362 | 0.00013634 | 136.5714 | 136.5714 | 136.5714 | -43.4291 | -43.4291 | -43.4291 |  | 0.86242 | 0.88923 | 0.94825 | 0.86256 | 0.88915 | 0.94818 | 2.1806 | -123.1337 | 120.8357 | 2.1807 | -123.1265 | 120.8284
Line2_1_4 | 0.0023125 | 0.0023125 | 0.0023125 | 0.0023125 | 0.0023125 | 0.0023125 | 0.00053405 | 0.00053405 | 0.00053405 | 0.00053405 | 0.00053405 | 0.00053405 | -0.00032477 | -8.1196e-05 | 0.00048634 | 0.00032482 | 8.1251e-05 | -0.00048629 | -0.00032658 | 0.00046791 | -0.00014117 | 0.00032664 | -0.00046785 | 0.00014122 | 137.0218 | 137.0218 | 137.0218 | -42.9786 | -42.9787 | -42.9787 |  | 0.86242 | 0.88923 | 0.94825 | 0.86256 | 0.88915 | 0.94818 | 2.1806 | -123.1337 | 120.8357 | 2.1808 | -123.1265 | 120.8283
Line3_1_5 | 0.0023081 | 0.0023081 | 0.0023081 | 0.0023081 | 0.0023081 | 0.0023081 | 0.00053303 | 0.00053303 | 0.00053303 | 0.00053303 | 0.00053303 | 0.00053303 | -0.0003235 | -8.1969e-05 | 0.00048569 | 0.00032355 | 8.2024e-05 | -0.00048564 | -0.0003266 | 0.00046685 | -0.00013993 | 0.00032665 | -0.00046679 | 0.00013998 | 136.9079 | 136.9079 | 136.9079 | -43.0926 | -43.0926 | -43.0926 |  | 0.86242 | 0.88923 | 0.94825 | 0.86256 | 0.88915 | 0.94818 | 2.1806 | -123.1337 | 120.8357 | 2.1808 | -123.1265 | 120.8283
Line4_2_6 | 0.02546 | 0.0023574 | 0.0023574 | 0.02546 | 0.0023574 | 0.0023574 | 0.0058797 | 0.00054441 | 0.00054441 | 0.0058797 | 0.00054441 | 0.00054441 | 0.0035683 | -7.3706e-05 | 0.0004926 | -0.0035576 | 7.3977e-05 | -0.00049234 | 0.0035809 | 0.00047824 | -0.00015383 | -0.0035697 | -0.00047797 | 0.0001541 | -42.9236 | 138.1409 | 138.1409 | 137.0764 | -41.8595 | -41.8595 |  | 0.85978 | 0.88882 | 0.94793 | 0.85714 | 0.8884 | 0.94761 | 2.1772 | -123.0976 | 120.7982 | 2.1738 | -123.0614 | 120.7607
Line5_6_7 | 0.02546 | 0.0023574 | 0.0023574 | 0.02546 | 0.0023574 | 0.0023574 | 0.0058797 | 0.00054441 | 0.00054441 | 0.0058797 | 0.00054441 | 0.00054441 | 0.0035576 | -7.3977e-05 | 0.00049234 | -0.0035468 | 7.4247e-05 | -0.00049207 | 0.0035697 | 0.00047797 | -0.0001541 | -0.0035585 | -0.0004777 | 0.00015436 | -42.9236 | 138.1405 | 138.1405 | 137.0765 | -41.8599 | -41.8599 |  | 0.85714 | 0.8884 | 0.94761 | 0.8545 | 0.88799 | 0.94729 | 2.1738 | -123.0614 | 120.7607 | 2.1704 | -123.0253 | 120.7232
Line6_7_8 | 0.027817 | 0 | 0 | 0.027817 | 0 | 0 | 0.006424 | 0 | 0 | 0.006424 | 0 | 0 | 0.0038813 | 1.123e-08 | -3.2441e-09 | -0.0038689 | -7.4584e-09 | 2.0158e-09 | 0.0038818 | 2.1479e-09 | -1.1758e-08 | -0.0038689 | -1.5801e-09 | 7.8802e-09 | -42.8335 | 0 | 0 | 137.1665 | 0 | 0 |  | 0.8545 | 0.88799 | 0.94729 | 0.85172 | 0.88766 | 0.94703 | 2.1704 | -123.0253 | 120.7232 | 2.1666 | -122.9963 | 120.6933
Line7_8_9 | 0 | 0 | 0 | 0 | 0 | 0 | 0 | 0 | 0 | 0 | 0 | 0 | -2.679e-09 | 3.7473e-09 | -1.0897e-09 | 1.4878e-10 | 3.6172e-11 | -1.6354e-10 | 2.5519e-09 | 7.135e-10 | -3.9212e-09 | 1.0626e-10 | -1.5312e-10 | 3.7813e-11 | 0 | 0 | 0 | 0 | 0 | 0 |  | 0.85172 | 0.88766 | 0.94703 | 0.85172 | 0.88766 | 0.94703 | 2.1666 | -122.9963 | 120.6933 | 2.1666 | -122.9963 | 120.6933
Line8_8_10 | 0 | 0 | 0 | 0 | 0 | 0 | 0 | 0 | 0 | 0 | 0 | 0 | -2.679e-09 | 3.7473e-09 | -1.0897e-09 | 1.4878e-10 | 3.6172e-11 | -1.6354e-10 | 2.5519e-09 | 7.135e-10 | -3.9212e-09 | 1.0626e-10 | -1.5312e-10 | 3.7813e-11 | 0 | 0 | 0 | 0 | 0 | 0 |  | 0.85172 | 0.88766 | 0.94703 | 0.85172 | 0.88766 | 0.94703 | 2.1666 | -122.9963 | 120.6933 | 2.1666 | -122.9963 | 120.6933
Line9_3_11 | 0.0022948 | 0.0022948 | 0.0022948 | 0.0022948 | 0.0022948 | 0.0022948 | 0.00052997 | 0.00052997 | 0.00052997 | 0.00052997 | 0.00052997 | 0.00052997 | -0.00031978 | -8.4277e-05 | 0.00048366 | 0.00031983 | 8.4331e-05 | -0.00048361 | -0.00032666 | 0.00046362 | -0.00013634 | 0.00032672 | -0.00046357 | 0.00013639 | 136.5709 | 136.5709 | 136.5709 | -43.4295 | -43.4295 | -43.4295 |  | 0.86256 | 0.88915 | 0.94818 | 0.8627 | 0.88907 | 0.94812 | 2.1807 | -123.1265 | 120.8284 | 2.1808 | -123.1193 | 120.821

## LLG_max_6
name | pf_ikss_a_from_ka | pf_ikss_b_from_ka | pf_ikss_c_from_ka | pf_ikss_a_to_ka | pf_ikss_b_to_ka | pf_ikss_c_to_ka | pf_skss_a_from_mw | pf_skss_b_from_mw | pf_skss_c_from_mw | pf_skss_a_to_mw | pf_skss_b_to_mw | pf_skss_c_to_mw | pf_p_a_from_mw | pf_p_b_from_mw | pf_p_c_from_mw | pf_p_a_to_mw | pf_p_b_to_mw | pf_p_c_to_mw | pf_q_a_from_mvar | pf_q_b_from_mvar | pf_q_c_from_mvar | pf_q_a_to_mvar | pf_q_b_to_mvar | pf_q_c_to_mvar | pf_ikss_a_from_degree | pf_ikss_b_from_degree | pf_ikss_c_from_degree | pf_ikss_a_to_degree | pf_ikss_b_to_degree | pf_ikss_c_to_degree | 3xI0 | pf_vm_a_from_pu | pf_vm_b_from_pu | pf_vm_c_from_pu | pf_vm_a_to_pu | pf_vm_b_to_pu | pf_vm_c_to_pu | pf_va_a_from_degree | pf_va_b_from_degree | pf_va_c_from_degree | pf_va_a_to_degree | pf_va_b_to_degree | pf_va_c_to_degree
Line0_1_2 | 0.023713 | 1.9911 | 1.7804 | 0.023713 | 1.9911 | 1.7804 | 0.0054764 | 0.45983 | 0.41116 | 0.0054764 | 0.45983 | 0.41116 | 0.0085239 | 0.15411 | 0.13096 | -0.0085096 | -0.11568 | -0.098127 | 0.00017115 | 0.31359 | 0.25656 | -0.0001435 | -0.23528 | -0.19235 | -2.7148 | -159.3638 | 23.7734 | 177.2847 | 20.6362 | -156.2266 |  | 1.5568 | 0.75986 | 0.70057 | 1.5541 | 0.57016 | 0.52517 | -1.5645 | -95.5347 | 86.7308 | -1.7492 | -95.5463 | 86.7445
Line10_11_12 | 0.023378 | 0.023378 | 0.023378 | 0.023378 | 0.023378 | 0.023378 | 0.005399 | 0.005399 | 0.005399 | 0.005399 | 0.005399 | 0.005399 | 0.0083902 | -9.3765e-05 | -7.3607e-05 | -0.0083875 | 9.6466e-05 | 7.637e-05 | 0.00039042 | -0.0041125 | 0.0037709 | -0.00038502 | 0.0041179 | -0.0037654 | -4.3014 | -4.3014 | -4.3015 | 175.6981 | 175.6982 | 175.6981 |  | 1.5557 | 0.76191 | 0.69857 | 1.5552 | 0.76293 | 0.69757 | -1.6372 | -95.6075 | 86.8168 | -1.6736 | -95.6438 | 86.86
Line11_12_13 | 0.023378 | 0.023378 | 0.023378 | 0.023378 | 0.023378 | 0.023378 | 0.005399 | 0.005399 | 0.005399 | 0.005399 | 0.005399 | 0.005399 | 0.0083875 | -9.6465e-05 | -7.6369e-05 | -0.0083847 | 9.9165e-05 | 7.9132e-05 | 0.00038502 | -0.0041179 | 0.0037654 | -0.00037962 | 0.0041234 | -0.0037599 | -4.3019 | -4.3018 | -4.3019 | 175.6977 | 175.6977 | 175.6977 |  | 1.5552 | 0.76293 | 0.69757 | 1.5546 | 0.76396 | 0.69657 | -1.6736 | -95.6438 | 86.86 | -1.71 | -95.6799 | 86.9033
Line12_13_15 | 0 | 0 | 0 | 0 | 0 | 0 | 0 | 0 | 0 | 0 | 0 | 0 | 1.7202e-08 | -9.8869e-08 | 8.7281e-08 | -1.4347e-08 | 6.6453e-08 | -5.772e-08 | -1.9724e-07 | -1.1038e-09 | 6.0851e-09 | 1.3131e-07 | 1.9472e-09 | -5.5211e-09 | 0 | 0 | 0 | 0 | 0 | 0 |  | 1.5546 | 0.76396 | 0.69657 | 1.5546 | 0.76396 | 0.69657 | -1.71 | -95.6799 | 86.9033 | -1.71 | -95.6799 | 86.9033
Line13_13_14 | 0.023378 | 0.023378 | 0.023378 | 0.023378 | 0.023378 | 0.023378 | 0.005399 | 0.005399 | 0.005399 | 0.005399 | 0.005399 | 0.005399 | 0.0083847 | -9.9066e-05 | -7.9218e-05 | -0.008382 | 0.00010177 | 8.1981e-05 | 0.00037981 | -0.0041234 | 0.0037599 | -0.00037441 | 0.0041289 | -0.0037545 | -4.3037 | -4.3037 | -4.3037 | 175.6959 | 175.6959 | 175.6959 |  | 1.5546 | 0.76396 | 0.69657 | 1.5541 | 0.76498 | 0.69556 | -1.71 | -95.6799 | 86.9033 | -1.7465 | -95.716 | 86.9468
Line14_15_16 | 0 | 0 | 0 | 0 | 0 | 0 | 0 | 0 | 0 | 0 | 0 | 0 | 1.1468e-08 | -6.5913e-08 | 5.8187e-08 | -8.6129e-09 | 3.3497e-08 | -2.8626e-08 | -1.3149e-07 | -7.3589e-10 | 4.0567e-09 | 6.5568e-08 | 1.5792e-09 | -3.4928e-09 | 0 | 0 | 0 | 0 | 0 | 0 |  | 1.5546 | 0.76396 | 0.69657 | 1.5546 | 0.76396 | 0.69657 | -1.71 | -95.6799 | 86.9033 | -1.71 | -95.6799 | 86.9033
Line15_16_17 | 0 | 0 | 0 | 0 | 0 | 0 | 0 | 0 | 0 | 0 | 0 | 0 | 5.7339e-09 | -3.2956e-08 | 2.9094e-08 | -2.879e-09 | 5.4025e-10 | 4.6758e-10 | -6.5747e-08 | -3.6795e-10 | 2.0284e-09 | -1.7861e-10 | 1.2113e-09 | -1.4644e-09 | 0 | 0 | 0 | 0 | 0 | 0 |  | 1.5546 | 0.76396 | 0.69657 | 1.5546 | 0.76396 | 0.69657 | -1.71 | -95.6799 | 86.9033 | -1.71 | -95.6799 | 86.9033
Line16_4_18 | 0 | 0 | 0 | 0 | 0 | 0 | 0 | 0 | 0 | 0 | 0 | 0 | 5.4894e-09 | -3.2925e-08 | 2.9324e-08 | -2.8912e-09 | 5.4433e-10 | 4.5856e-10 | -6.604e-08 | -2.3796e-10 | 1.799e-09 | -1.6742e-10 | 1.2115e-09 | -1.4758e-09 | 0 | 0 | 0 | 0 | 0 | 0 |  | 1.5563 | 0.76089 | 0.69956 | 1.5563 | 0.76089 | 0.69956 | -1.6012 | -95.5707 | 86.7733 | -1.6012 | -95.5707 | 86.7733
Line17_5_19 | 0.023449 | 0.023449 | 0.023449 | 0.023449 | 0.023449 | 0.023449 | 0.0054154 | 0.0054154 | 0.0054154 | 0.0054154 | 0.0054154 | 0.0054154 | 0.0084206 | -0.00011566 | -4.8643e-05 | -0.0084179 | 0.00011838 | 5.1422e-05 | 0.00034722 | -0.0041189 | 0.0037881 | -0.00034178 | 0.0041244 | -0.0037826 | -3.9623 | -3.9623 | -3.9623 | 176.0373 | 176.0373 | 176.0373 |  | 1.5563 | 0.76089 | 0.69957 | 1.5557 | 0.76192 | 0.69856 | -1.6011 | -95.5708 | 86.7734 | -1.6377 | -95.6068 | 86.8161
Line1_1_3 | 0.023378 | 0.023378 | 0.023378 | 0.023378 | 0.023378 | 0.023378 | 0.005399 | 0.005399 | 0.005399 | 0.005399 | 0.005399 | 0.005399 | 0.0083957 | -8.8366e-05 | -6.8083e-05 | -0.0083929 | 9.1066e-05 | 7.0846e-05 | 0.00040122 | -0.0041015 | 0.0037818 | -0.00039582 | 0.004107 | -0.0037763 | -4.3005 | -4.3005 | -4.3006 | 175.699 | 175.6991 | 175.699 |  | 1.5568 | 0.75986 | 0.70057 | 1.5563 | 0.76088 | 0.69957 | -1.5645 | -95.5347 | 86.7308 | -1.6009 | -95.5711 | 86.7738
Line2_1_4 | 0.023473 | 0.023473 | 0.023473 | 0.023473 | 0.023473 | 0.023473 | 0.0054208 | 0.0054208 | 0.0054208 | 0.0054208 | 0.0054208 | 0.0054208 | 0.0084325 | -0.00012127 | -3.8338e-05 | -0.0084298 | 0.00012399 | 4.1123e-05 | 0.00033619 | -0.0041173 | 0.0037975 | -0.00033075 | 0.0041228 | -0.003792 | -3.8476 | -3.8476 | -3.8476 | 176.152 | 176.152 | 176.1519 |  | 1.5568 | 0.75986 | 0.70057 | 1.5563 | 0.76089 | 0.69956 | -1.5645 | -95.5347 | 86.7308 | -1.6012 | -95.5707 | 86.7733
Line3_1_5 | 0.023449 | 0.023449 | 0.023449 | 0.023449 | 0.023449 | 0.023449 | 0.0054154 | 0.0054154 | 0.0054154 | 0.0054154 | 0.0054154 | 0.0054154 | 0.0084234 | -0.00011295 | -4.5864e-05 | -0.0084206 | 0.00011566 | 4.8644e-05 | 0.00035265 | -0.0041134 | 0.0037936 | -0.00034722 | 0.0041189 | -0.0037881 | -3.9618 | -3.9618 | -3.9619 | 176.0377 | 176.0377 | 176.0377 |  | 1.5568 | 0.75986 | 0.70057 | 1.5563 | 0.76089 | 0.69957 | -1.5645 | -95.5347 | 86.7308 | -1.6011 | -95.5708 | 86.7734
Line4_2_6 | 0.023713 | 1.9911 | 1.7804 | 0.023713 | 1.9911 | 1.7804 | 0.0054764 | 0.45983 | 0.41116 | 0.0054764 | 0.45983 | 0.41116 | 0.0085096 | 0.11568 | 0.098127 | -0.0084953 | -0.077255 | -0.065292 | 0.0001435 | 0.23528 | 0.19235 | -0.00011584 | -0.15696 | -0.12814 | -2.7153 | -159.3638 | 23.7734 | 177.2843 | 20.6362 | -156.2266 |  | 1.5541 | 0.57016 | 0.52517 | 1.5514 | 0.38046 | 0.34977 | -1.7492 | -95.5463 | 86.7445 | -1.9345 | -95.5695 | 86.772
Line5_6_7 | 0.023713 | 1.9911 | 1.7804 | 0.023713 | 1.9911 | 1.7804 | 0.0054764 | 0.45983 | 0.41116 | 0.0054764 | 0.45983 | 0.41116 | 0.0084953 | 0.077255 | 0.065292 | -0.0084809 | -0.038829 | -0.032458 | 0.00011584 | 0.15696 | 0.12814 | -8.8191e-05 | -0.078652 | -0.063926 | -2.7157 | -159.3638 | 23.7734 | 177.2838 | 20.6362 | -156.2266 |  | 1.5514 | 0.38046 | 0.34977 | 1.5487 | 0.19075 | 0.17437 | -1.9345 | -95.5695 | 86.772 | -2.1204 | -95.6388 | 86.8549
Line6_7_8 | 0 | 2.0129 | 1.7592 | 0 | 2.0129 | 1.7592 | 0 | 0.46486 | 0.40627 | 0 | 0.46486 | 0.40627 | 9.253e-09 | 0.038883 | 0.03245 | -8.4621e-09 | 1.8226e-14 | 8.881e-16 | -1.9979e-07 | 0.079695 | 0.062971 | 1.3288e-07 | 8.758e-15 | 6.6198e-15 | 0 | -159.6314 | 24.1179 | 0 | 20.3686 | -155.8821 |  | 1.5487 | 0.19075 | 0.17437 | 1.5466 | 0 | 0 | -2.1204 | -95.6388 | 86.8549 | -2.269 | 0 | 0
Line7_8_9 | 0 | 0 | 0 | 0 | 0 | 0 | 0 | 0 | 0 | 0 | 0 | 0 | 2.8207e-09 | 1.5653e-21 | -6.1083e-22 | -2.8207e-09 | 8.9914e-19 | -1.1344e-17 | -6.6559e-08 | -1.2901e-21 | -2.4299e-22 | -2.3574e-10 | 2.2952e-17 | -4.7665e-18 | 0 | 0 | 0 | 0 | 0 | 0 |  | 1.5466 | 0 | 0 | 1.5466 | 0 | 0 | -2.269 | 0 | 0 | -2.269 | 0 | 0
Line8_8_10 | 0 | 0 | 0 | 0 | 0 | 0 | 0 | 0 | 0 | 0 | 0 | 0 | 2.8207e-09 | 1.5653e-21 | -6.1083e-22 | -2.8207e-09 | 8.9915e-19 | -1.1344e-17 | -6.6559e-08 | -1.2901e-21 | -2.4299e-22 | -2.3574e-10 | 2.2952e-17 | -4.7665e-18 | 0 | 0 | 0 | 0 | 0 | 0 |  | 1.5466 | 0 | 0 | 1.5466 | 0 | 0 | -2.269 | 0 | 0 | -2.269 | 0 | 0
Line9_3_11 | 0.023378 | 0.023378 | 0.023378 | 0.023378 | 0.023378 | 0.023378 | 0.005399 | 0.005399 | 0.005399 | 0.005399 | 0.005399 | 0.005399 | 0.0083929 | -9.1065e-05 | -7.0845e-05 | -0.0083902 | 9.3766e-05 | 7.3608e-05 | 0.00039582 | -0.004107 | 0.0037763 | -0.00039042 | 0.0041125 | -0.0037709 | -4.301 | -4.3009 | -4.301 | 175.6986 | 175.6986 | 175.6985 |  | 1.5563 | 0.76088 | 0.69957 | 1.5557 | 0.76191 | 0.69857 | -1.6009 | -95.5711 | 86.7738 | -1.6372 | -95.6075 | 86.8168

## LLG_max_10
name | pf_ikss_a_from_ka | pf_ikss_b_from_ka | pf_ikss_c_from_ka | pf_ikss_a_to_ka | pf_ikss_b_to_ka | pf_ikss_c_to_ka | pf_skss_a_from_mw | pf_skss_b_from_mw | pf_skss_c_from_mw | pf_skss_a_to_mw | pf_skss_b_to_mw | pf_skss_c_to_mw | pf_p_a_from_mw | pf_p_b_from_mw | pf_p_c_from_mw | pf_p_a_to_mw | pf_p_b_to_mw | pf_p_c_to_mw | pf_q_a_from_mvar | pf_q_b_from_mvar | pf_q_c_from_mvar | pf_q_a_to_mvar | pf_q_b_to_mvar | pf_q_c_to_mvar | pf_ikss_a_from_degree | pf_ikss_b_from_degree | pf_ikss_c_from_degree | pf_ikss_a_to_degree | pf_ikss_b_to_degree | pf_ikss_c_to_degree | 3xI0 | pf_vm_a_from_pu | pf_vm_b_from_pu | pf_vm_c_from_pu | pf_vm_a_to_pu | pf_vm_b_to_pu | pf_vm_c_to_pu | pf_va_a_from_degree | pf_va_b_from_degree | pf_va_c_from_degree | pf_va_a_to_degree | pf_va_b_to_degree | pf_va_c_to_degree
Line0_1_2 | 0.024841 | 2.0676 | 1.8466 | 0.024841 | 2.0676 | 1.8466 | 0.0057368 | 0.47749 | 0.42645 | 0.0057368 | 0.47749 | 0.42645 | 0.0093539 | 0.16614 | 0.14092 | -0.0093382 | -0.12471 | -0.10559 | 0.00018782 | 0.33809 | 0.27603 | -0.00015747 | -0.25366 | -0.20695 | -2.739 | -159.5363 | 23.6143 | 177.2606 | 20.4637 | -156.3857 |  | 1.6308 | 0.78893 | 0.72675 | 1.628 | 0.59197 | 0.54479 | -1.5887 | -95.7059 | 86.5692 | -1.7733 | -95.7175 | 86.583
Line10_11_12 | 0.02449 | 0.02449 | 0.02449 | 0.02449 | 0.02449 | 0.02449 | 0.0056558 | 0.0056558 | 0.0056558 | 0.0056558 | 0.0056558 | 0.0056558 | 0.0092071 | -0.00011348 | -7.0188e-05 | -0.0092041 | 0.00011644 | 7.3219e-05 | 0.00042843 | -0.0044727 | 0.0040978 | -0.0004225 | 0.0044787 | -0.0040918 | -4.3256 | -4.3255 | -4.3256 | 175.674 | 175.674 | 175.6739 |  | 1.6297 | 0.79108 | 0.72465 | 1.6291 | 0.79215 | 0.7236 | -1.6614 | -95.7789 | 86.6556 | -1.6978 | -95.8153 | 86.6991
Line11_12_13 | 0.02449 | 0.02449 | 0.02449 | 0.02449 | 0.02449 | 0.02449 | 0.0056558 | 0.0056558 | 0.0056558 | 0.0056558 | 0.0056558 | 0.0056558 | 0.0092041 | -0.00011644 | -7.3219e-05 | -0.0092011 | 0.00011941 | 7.625e-05 | 0.0004225 | -0.0044787 | 0.0040918 | -0.00041658 | 0.0044847 | -0.0040858 | -4.326 | -4.326 | -4.3261 | 175.6735 | 175.6735 | 175.6735 |  | 1.6291 | 0.79215 | 0.7236 | 1.6285 | 0.79323 | 0.72255 | -1.6978 | -95.8153 | 86.6991 | -1.7342 | -95.8516 | 86.7426
Line12_13_15 | 0 | 0 | 0 | 0 | 0 | 0 | 0 | 0 | 0 | 0 | 0 | 0 | 1.8875e-08 | -1.0761e-07 | 9.4802e-08 | -1.5743e-08 | 7.2349e-08 | -6.2678e-08 | -2.1644e-07 | -9.0234e-10 | 6.4034e-09 | 1.4409e-07 | 1.9104e-09 | -5.8671e-09 | 0 | 0 | 0 | 0 | 0 | 0 |  | 1.6285 | 0.79323 | 0.72255 | 1.6285 | 0.79323 | 0.72255 | -1.7342 | -95.8516 | 86.7426 | -1.7342 | -95.8516 | 86.7426
Line13_13_14 | 0.02449 | 0.02449 | 0.02449 | 0.02449 | 0.02449 | 0.02449 | 0.0056557 | 0.0056557 | 0.0056557 | 0.0056557 | 0.0056557 | 0.0056557 | 0.0092011 | -0.0001193 | -7.6344e-05 | -0.0091981 | 0.00012226 | 7.9375e-05 | 0.0004168 | -0.0044847 | 0.0040858 | -0.00041087 | 0.0044907 | -0.0040798 | -4.3278 | -4.3278 | -4.3278 | 175.6717 | 175.6717 | 175.6717 |  | 1.6285 | 0.79323 | 0.72255 | 1.628 | 0.7943 | 0.7215 | -1.7342 | -95.8516 | 86.7426 | -1.7706 | -95.8878 | 86.7863
Line14_15_16 | 0 | 0 | 0 | 0 | 0 | 0 | 0 | 0 | 0 | 0 | 0 | 0 | 1.2584e-08 | -7.1737e-08 | 6.3201e-08 | -9.4508e-09 | 3.6481e-08 | -3.1078e-08 | -1.4429e-07 | -6.0156e-10 | 4.2689e-09 | 7.1947e-08 | 1.6096e-09 | -3.7327e-09 | 0 | 0 | 0 | 0 | 0 | 0 |  | 1.6285 | 0.79323 | 0.72255 | 1.6285 | 0.79323 | 0.72255 | -1.7342 | -95.8516 | 86.7426 | -1.7342 | -95.8516 | 86.7426
Line15_16_17 | 0 | 0 | 0 | 0 | 0 | 0 | 0 | 0 | 0 | 0 | 0 | 0 | 6.2918e-09 | -3.5868e-08 | 3.1601e-08 | -3.159e-09 | 6.1227e-10 | 5.2269e-10 | -7.2145e-08 | -3.0078e-10 | 2.1345e-09 | -1.9878e-10 | 1.3089e-09 | -1.5982e-09 | 0 | 0 | 0 | 0 | 0 | 0 |  | 1.6285 | 0.79323 | 0.72255 | 1.6285 | 0.79323 | 0.72255 | -1.7342 | -95.8516 | 86.7426 | -1.7342 | -95.8516 | 86.7426
Line16_4_18 | 0 | 0 | 0 | 0 | 0 | 0 | 0 | 0 | 0 | 0 | 0 | 0 | 6.0236e-09 | -3.5832e-08 | 3.1852e-08 | -3.1724e-09 | 6.166e-10 | 5.1293e-10 | -7.2467e-08 | -1.5978e-10 | 1.8844e-09 | -1.865e-10 | 1.3091e-09 | -1.6107e-09 | 0 | 0 | 0 | 0 | 0 | 0 |  | 1.6303 | 0.79001 | 0.72569 | 1.6303 | 0.79001 | 0.72569 | -1.6253 | -95.742 | 86.6119 | -1.6253 | -95.742 | 86.6119
Line17_5_19 | 0.024564 | 0.024564 | 0.024564 | 0.024564 | 0.024564 | 0.024564 | 0.0056729 | 0.0056729 | 0.0056729 | 0.0056729 | 0.0056729 | 0.0056729 | 0.0092405 | -0.0001373 | -4.3e-05 | -0.0092375 | 0.00014029 | 4.6049e-05 | 0.00038102 | -0.0044796 | 0.0041166 | -0.00037506 | 0.0044856 | -0.0041105 | -3.9865 | -3.9865 | -3.9865 | 176.0131 | 176.0131 | 176.0131 |  | 1.6303 | 0.79001 | 0.72569 | 1.6297 | 0.79109 | 0.72464 | -1.6253 | -95.7421 | 86.612 | -1.6619 | -95.7782 | 86.6549
Line1_1_3 | 0.02449 | 0.02449 | 0.02449 | 0.02449 | 0.02449 | 0.02449 | 0.0056558 | 0.0056558 | 0.0056558 | 0.0056558 | 0.0056558 | 0.0056558 | 0.0092131 | -0.00010756 | -6.4127e-05 | -0.0092101 | 0.00011052 | 6.7158e-05 | 0.00044028 | -0.0044607 | 0.0041098 | -0.00043436 | 0.0044667 | -0.0041038 | -4.3247 | -4.3246 | -4.3247 | 175.6749 | 175.6749 | 175.6748 |  | 1.6308 | 0.78893 | 0.72675 | 1.6303 | 0.79 | 0.7257 | -1.5887 | -95.7059 | 86.5692 | -1.625 | -95.7424 | 86.6124
Line2_1_4 | 0.024589 | 0.024589 | 0.024589 | 0.024589 | 0.024589 | 0.024589 | 0.0056786 | 0.0056786 | 0.0056786 | 0.0056786 | 0.0056786 | 0.0056786 | 0.0092536 | -0.00014339 | -3.1762e-05 | -0.0092506 | 0.00014637 | 3.4818e-05 | 0.00036892 | -0.0044777 | 0.0041268 | -0.00036295 | 0.0044838 | -0.0041208 | -3.8718 | -3.8718 | -3.8718 | 176.1278 | 176.1278 | 176.1278 |  | 1.6308 | 0.78893 | 0.72675 | 1.6303 | 0.79001 | 0.72569 | -1.5887 | -95.7059 | 86.5692 | -1.6253 | -95.742 | 86.6119
Line3_1_5 | 0.024564 | 0.024564 | 0.024564 | 0.024564 | 0.024564 | 0.024564 | 0.0056729 | 0.0056729 | 0.0056729 | 0.0056729 | 0.0056729 | 0.0056729 | 0.0092435 | -0.00013432 | -3.9951e-05 | -0.0092405 | 0.0001373 | 4.3e-05 | 0.00038699 | -0.0044735 | 0.0041226 | -0.00038102 | 0.0044796 | -0.0041166 | -3.986 | -3.986 | -3.986 | 176.0135 | 176.0135 | 176.0135 |  | 1.6308 | 0.78893 | 0.72675 | 1.6303 | 0.79001 | 0.72569 | -1.5887 | -95.7059 | 86.5692 | -1.6253 | -95.7421 | 86.612
Line4_2_6 | 0.024841 | 2.0676 | 1.8466 | 0.024841 | 2.0676 | 1.8466 | 0.0057368 | 0.47749 | 0.42645 | 0.0057368 | 0.47749 | 0.42645 | 0.0093382 | 0.12471 | 0.10559 | -0.0093224 | -0.083289 | -0.070255 | 0.00015747 | 0.25366 | 0.20695 | -0.00012712 | -0.16923 | -0.13786 | -2.7394 | -159.5363 | 23.6143 | 177.2601 | 20.4637 | -156.3857 |  | 1.628 | 0.59197 | 0.54479 | 1.6252 | 0.39502 | 0.36283 | -1.7733 | -95.7175 | 86.583 | -1.9586 | -95.7408 | 86.6106
Line5_6_7 | 0.024841 | 2.0676 | 1.8466 | 0.024841 | 2.0676 | 1.8466 | 0.0057368 | 0.47749 | 0.42645 | 0.0057368 | 0.47749 | 0.42645 | 0.0093224 | 0.083289 | 0.070255 | -0.0093067 | -0.041864 | -0.034923 | 0.00012712 | 0.16923 | 0.13786 | -9.6778e-05 | -0.084802 | -0.068776 | -2.7399 | -159.5363 | 23.6143 | 177.2597 | 20.4637 | -156.3857 |  | 1.6252 | 0.39502 | 0.36283 | 1.6224 | 0.19806 | 0.18088 | -1.9586 | -95.7408 | 86.6106 | -2.1446 | -95.8103 | 86.6939
Line6_7_8 | 0 | 2.0905 | 1.8243 | 0 | 2.0905 | 1.8243 | 0 | 0.48277 | 0.42131 | 0 | 0.48277 | 0.42131 | 1.0153e-08 | 0.041925 | 0.034913 | -9.2852e-09 | 2.0064e-14 | 1.1702e-14 | -2.1924e-07 | 0.085936 | 0.067738 | 1.4581e-07 | -4.2964e-15 | 3.2964e-15 | 0 | -159.8046 | 23.9607 | 0 | 20.1955 | -156.0393 |  | 1.6224 | 0.19806 | 0.18088 | 1.6201 | 0 | 0 | -2.1446 | -95.8103 | 86.6939 | -2.2932 | 0 | 0
Line7_8_9 | 0 | 0 | 0 | 0 | 0 | 0 | 0 | 0 | 0 | 0 | 0 | 0 | 3.0951e-09 | 4.5299e-22 | -8.5374e-22 | -3.0951e-09 | 9.9508e-19 | -1.2454e-17 | -7.3037e-08 | -2.0262e-21 | 8.5569e-22 | -2.6147e-10 | 2.519e-17 | -5.2239e-18 | 0 | 0 | 0 | 0 | 0 | 0 |  | 1.6201 | 0 | 0 | 1.6201 | 0 | 0 | -2.2932 | 0 | 0 | -2.2932 | 0 | 0
Line8_8_10 | 0 | 0 | 0 | 0 | 0 | 0 | 0 | 0 | 0 | 0 | 0 | 0 | 3.0951e-09 | 4.5299e-22 | -8.5374e-22 | -3.0951e-09 | 9.9508e-19 | -1.2454e-17 | -7.3037e-08 | -2.0262e-21 | 8.5569e-22 | -2.6147e-10 | 2.519e-17 | -5.2239e-18 | 0 | 0 | 0 | 0 | 0 | 0 |  | 1.6201 | 0 | 0 | 1.6201 | 0 | 0 | -2.2932 | 0 | 0 | -2.2932 | 0 | 0
Line9_3_11 | 0.02449 | 0.02449 | 0.02449 | 0.02449 | 0.02449 | 0.02449 | 0.0056558 | 0.0056558 | 0.0056558 | 0.0056558 | 0.0056558 | 0.0056558 | 0.0092101 | -0.00011052 | -6.7158e-05 | -0.0092071 | 0.00011348 | 7.0189e-05 | 0.00043436 | -0.0044667 | 0.0041038 | -0.00042843 | 0.0044727 | -0.0040978 | -4.3251 | -4.3251 | -4.3252 | 175.6744 | 175.6745 | 175.6744 |  | 1.6303 | 0.79 | 0.7257 | 1.6297 | 0.79108 | 0.72465 | -1.625 | -95.7424 | 86.6124 | -1.6614 | -95.7789 | 86.6556

## LLG_max_fault_6
name | pf_ikss_a_from_ka | pf_ikss_b_from_ka | pf_ikss_c_from_ka | pf_ikss_a_to_ka | pf_ikss_b_to_ka | pf_ikss_c_to_ka | pf_skss_a_from_mw | pf_skss_b_from_mw | pf_skss_c_from_mw | pf_skss_a_to_mw | pf_skss_b_to_mw | pf_skss_c_to_mw | pf_p_a_from_mw | pf_p_b_from_mw | pf_p_c_from_mw | pf_p_a_to_mw | pf_p_b_to_mw | pf_p_c_to_mw | pf_q_a_from_mvar | pf_q_b_from_mvar | pf_q_c_from_mvar | pf_q_a_to_mvar | pf_q_b_to_mvar | pf_q_c_to_mvar | pf_ikss_a_from_degree | pf_ikss_b_from_degree | pf_ikss_c_from_degree | pf_ikss_a_to_degree | pf_ikss_b_to_degree | pf_ikss_c_to_degree | 3xI0 | pf_vm_a_from_pu | pf_vm_b_from_pu | pf_vm_c_from_pu | pf_vm_a_to_pu | pf_vm_b_to_pu | pf_vm_c_to_pu | pf_va_a_from_degree | pf_va_b_from_degree | pf_va_c_from_degree | pf_va_a_to_degree | pf_va_b_to_degree | pf_va_c_to_degree
Line0_1_2 | 0.0026349 | 0.032935 | 0.031127 | 0.0026349 | 0.032935 | 0.031127 | 0.00060851 | 0.007606 | 0.0071885 | 0.00060851 | 0.007606 | 0.0071885 | 0.00052517 | 0.0060456 | 0.0046371 | -0.00052499 | -0.0060377 | -0.0046255 | 0.0004078 | 0.0053388 | 0.0054366 | -0.00040746 | -0.0053172 | -0.0054192 | -39.8064 | -158.5883 | 69.3333 | 140.1931 | 21.4117 | -110.6667 |  | 1.0927 | 1.0604 | 0.99403 | 1.0921 | 1.0577 | 0.99114 | -1.9768 | -117.1411 | 118.8712 | -1.9908 | -117.2191 | 118.8511
Line10_11_12 | 0.0025977 | 0.0025977 | 0.0025977 | 0.0025977 | 0.0025977 | 0.0025977 | 0.00059992 | 0.00059992 | 0.00059992 | 0.00059992 | 0.00059992 | 0.00059992 | 0.00050635 | 0.00015655 | -0.00056137 | -0.00050631 | -0.00015652 | 0.00056141 | 0.00041608 | -0.00061672 | 0.00020124 | -0.00041602 | 0.00061678 | -0.00020116 | -41.393 | -41.393 | -41.393 | 138.6065 | 138.6066 | 138.6066 |  | 1.0924 | 1.0606 | 0.99406 | 1.0923 | 1.0607 | 0.99407 | -1.9822 | -117.15 | 118.8856 | -1.9849 | -117.1544 | 118.8928
Line11_12_13 | 0.0025977 | 0.0025977 | 0.0025977 | 0.0025977 | 0.0025977 | 0.0025977 | 0.00059992 | 0.00059992 | 0.00059992 | 0.00059992 | 0.00059992 | 0.00059992 | 0.00050631 | 0.00015652 | -0.00056141 | -0.00050628 | -0.00015649 | 0.00056144 | 0.00041602 | -0.00061678 | 0.00020116 | -0.00041595 | 0.00061685 | -0.00020109 | -41.3935 | -41.3934 | -41.3934 | 138.6061 | 138.6061 | 138.6061 |  | 1.0923 | 1.0607 | 0.99407 | 1.0922 | 1.0608 | 0.99409 | -1.9849 | -117.1544 | 118.8928 | -1.9875 | -117.1588 | 118.9
Line12_13_15 | 0 | 0 | 0 | 0 | 0 | 0 | 0 | 0 | 0 | 0 | 0 | 0 | 1.0302e-08 | -1.4415e-08 | 4.1596e-09 | -7.0394e-09 | 9.5629e-09 | -2.57e-09 | -1.1523e-08 | -4.2696e-09 | 1.3453e-08 | 7.5359e-09 | 3.0488e-09 | -9.0421e-09 | 0 | 0 | 0 | 0 | 0 | 0 |  | 1.0922 | 1.0608 | 0.99409 | 1.0922 | 1.0608 | 0.99409 | -1.9875 | -117.1588 | 118.9 | -1.9875 | -117.1588 | 118.9
Line13_13_14 | 0.0025977 | 0.0025977 | 0.0025977 | 0.0025977 | 0.0025977 | 0.0025977 | 0.00059992 | 0.00059992 | 0.00059992 | 0.00059992 | 0.00059992 | 0.00059992 | 0.00050627 | 0.0001565 | -0.00056145 | -0.00050623 | -0.00015647 | 0.00056148 | 0.00041597 | -0.00061684 | 0.00020108 | -0.0004159 | 0.00061691 | -0.00020101 | -41.3953 | -41.3953 | -41.3953 | 138.6043 | 138.6043 | 138.6043 |  | 1.0922 | 1.0608 | 0.99409 | 1.0921 | 1.0609 | 0.9941 | -1.9875 | -117.1588 | 118.9 | -1.9902 | -117.1633 | 118.9072
Line14_15_16 | 0 | 0 | 0 | 0 | 0 | 0 | 0 | 0 | 0 | 0 | 0 | 0 | 6.8678e-09 | -9.6099e-09 | 2.7731e-09 | -3.6055e-09 | 4.758e-09 | -1.1834e-09 | -7.6817e-09 | -2.8464e-09 | 8.9686e-09 | 3.695e-09 | 1.6256e-09 | -4.5578e-09 | 0 | 0 | 0 | 0 | 0 | 0 |  | 1.0922 | 1.0608 | 0.99409 | 1.0922 | 1.0608 | 0.99409 | -1.9875 | -117.1588 | 118.9 | -1.9875 | -117.1588 | 118.9
Line15_16_17 | 0 | 0 | 0 | 0 | 0 | 0 | 0 | 0 | 0 | 0 | 0 | 0 | 3.4339e-09 | -4.805e-09 | 1.3865e-09 | -1.7158e-10 | -4.7004e-11 | 2.031e-10 | -3.8409e-09 | -1.4232e-09 | 4.4843e-09 | -1.4584e-10 | 2.0244e-10 | -7.3471e-11 | 0 | 0 | 0 | 0 | 0 | 0 |  | 1.0922 | 1.0608 | 0.99409 | 1.0922 | 1.0608 | 0.99409 | -1.9875 | -117.1588 | 118.9 | -1.9875 | -117.1588 | 118.9
Line16_4_18 | 0 | 0 | 0 | 0 | 0 | 0 | 0 | 0 | 0 | 0 | 0 | 0 | 3.423e-09 | -4.8264e-09 | 1.4191e-09 | -1.7299e-10 | -4.5933e-11 | 2.0323e-10 | -3.8737e-09 | -1.3996e-09 | 4.4888e-09 | -1.453e-10 | 2.0333e-10 | -7.4907e-11 | 0 | 0 | 0 | 0 | 0 | 0 |  | 1.0926 | 1.0605 | 0.99404 | 1.0926 | 1.0605 | 0.99404 | -1.9796 | -117.1455 | 118.8785 | -1.9796 | -117.1455 | 118.8785
Line17_5_19 | 0.0026056 | 0.0026056 | 0.0026056 | 0.0026056 | 0.0026056 | 0.0026056 | 0.00060174 | 0.00060174 | 0.00060174 | 0.00060174 | 0.00060174 | 0.00060174 | 0.00051038 | 0.00015339 | -0.00056184 | -0.00051035 | -0.00015336 | 0.00056187 | 0.0004144 | -0.00061944 | 0.00020524 | -0.00041433 | 0.00061951 | -0.00020517 | -41.0539 | -41.0539 | -41.0539 | 138.9457 | 138.9457 | 138.9457 |  | 1.0926 | 1.0605 | 0.99404 | 1.0924 | 1.0606 | 0.99405 | -1.9795 | -117.1455 | 118.8785 | -1.9823 | -117.1499 | 118.8857
Line1_1_3 | 0.0025977 | 0.0025977 | 0.0025977 | 0.0025977 | 0.0025977 | 0.0025977 | 0.00059992 | 0.00059992 | 0.00059992 | 0.00059992 | 0.00059992 | 0.00059992 | 0.00050643 | 0.0001566 | -0.0005613 | -0.00050639 | -0.00015658 | 0.00056134 | 0.00041621 | -0.00061658 | 0.00020138 | -0.00041615 | 0.00061665 | -0.00020131 | -41.3921 | -41.3921 | -41.3921 | 138.6075 | 138.6075 | 138.6075 |  | 1.0927 | 1.0604 | 0.99403 | 1.0926 | 1.0605 | 0.99404 | -1.9768 | -117.1411 | 118.8712 | -1.9795 | -117.1455 | 118.8784
Line2_1_4 | 0.0026082 | 0.0026082 | 0.0026082 | 0.0026082 | 0.0026082 | 0.0026082 | 0.00060234 | 0.00060234 | 0.00060234 | 0.00060234 | 0.00060234 | 0.00060234 | 0.00051176 | 0.00015234 | -0.00056195 | -0.00051172 | -0.00015231 | 0.00056199 | 0.00041386 | -0.0006203 | 0.00020664 | -0.00041379 | 0.00062037 | -0.00020657 | -40.9392 | -40.9392 | -40.9392 | 139.0604 | 139.0604 | 139.0604 |  | 1.0927 | 1.0604 | 0.99403 | 1.0926 | 1.0605 | 0.99404 | -1.9768 | -117.1411 | 118.8712 | -1.9796 | -117.1455 | 118.8785
Line3_1_5 | 0.0026056 | 0.0026056 | 0.0026056 | 0.0026056 | 0.0026056 | 0.0026056 | 0.00060174 | 0.00060174 | 0.00060174 | 0.00060174 | 0.00060174 | 0.00060174 | 0.00051042 | 0.00015342 | -0.0005618 | -0.00051038 | -0.00015339 | 0.00056184 | 0.00041446 | -0.00061937 | 0.00020532 | -0.0004144 | 0.00061944 | -0.00020524 | -41.0534 | -41.0534 | -41.0534 | 138.9461 | 138.9461 | 138.9461 |  | 1.0927 | 1.0604 | 0.99403 | 1.0926 | 1.0605 | 0.99404 | -1.9768 | -117.1411 | 118.8712 | -1.9795 | -117.1455 | 118.8785
Line4_2_6 | 0.0026349 | 0.032935 | 0.031127 | 0.0026349 | 0.032935 | 0.031127 | 0.00060851 | 0.007606 | 0.0071885 | 0.00060851 | 0.007606 | 0.0071885 | 0.00052499 | 0.0060377 | 0.0046255 | -0.00052481 | -0.0060297 | -0.004614 | 0.00040746 | 0.0053172 | 0.0054192 | -0.00040712 | -0.0052955 | -0.0054018 | -39.8069 | -158.5883 | 69.3333 | 140.1927 | 21.4117 | -110.6667 |  | 1.0921 | 1.0577 | 0.99114 | 1.0915 | 1.0551 | 0.98826 | -1.9908 | -117.2191 | 118.8511 | -2.0047 | -117.2974 | 118.8309
Line5_6_7 | 0.0026349 | 0.032935 | 0.031127 | 0.0026349 | 0.032935 | 0.031127 | 0.00060851 | 0.007606 | 0.0071885 | 0.00060851 | 0.007606 | 0.0071885 | 0.0005248 | 0.0060297 | 0.004614 | -0.00052462 | -0.0060217 | -0.0046025 | 0.00040712 | 0.0052955 | 0.0054018 | -0.00040678 | -0.0052739 | -0.0053844 | -39.8073 | -158.5883 | 69.3333 | 140.1923 | 21.4117 | -110.6666 |  | 1.0915 | 1.0551 | 0.98826 | 1.0909 | 1.0524 | 0.98538 | -2.0047 | -117.2974 | 118.8309 | -2.0187 | -117.3762 | 118.8105
Line6_7_8 | 0 | 0.034281 | 0.032088 | 0 | 0.034281 | 0.032088 | 0 | 0.007917 | 0.0074104 | 0 | 0.007917 | 0.0074104 | 1.003e-08 | 0.0058838 | 0.0051608 | -6.8406e-09 | -0.0058761 | -0.0051482 | -1.202e-08 | 0.0058992 | 0.0051658 | 7.8763e-09 | -0.0058761 | -0.0051482 | 0 | -162.4511 | 73.7826 | 0 | 17.5489 | -106.2174 |  | 1.0909 | 1.0524 | 0.98538 | 1.0905 | 1.0497 | 0.98249 | -2.0187 | -117.3762 | 118.8105 | -2.0298 | -117.451 | 118.7826
Line7_8_9 | 0 | 0 | 0 | 0 | 0 | 0 | 0 | 0 | 0 | 0 | 0 | 0 | 3.338e-09 | -4.9262e-09 | 1.5129e-09 | -1.6452e-10 | -2.6565e-12 | 2.4236e-10 | -4.0125e-09 | -1.2192e-09 | 4.4564e-09 | -1.487e-10 | 1.7972e-10 | -8.0364e-11 | 0 | 0 | 0 | 0 | 0 | 0 |  | 1.0905 | 1.0497 | 0.98249 | 1.0905 | 1.0497 | 0.98249 | -2.0298 | -117.451 | 118.7826 | -2.0298 | -117.451 | 118.7826
Line8_8_10 | 0 | 0 | 0 | 0 | 0 | 0 | 0 | 0 | 0 | 0 | 0 | 0 | 3.338e-09 | -4.9262e-09 | 1.5129e-09 | -1.6452e-10 | -2.6565e-12 | 2.4236e-10 | -4.0125e-09 | -1.2192e-09 | 4.4564e-09 | -1.487e-10 | 1.7972e-10 | -8.0364e-11 | 0 | 0 | 0 | 0 | 0 | 0 |  | 1.0905 | 1.0497 | 0.98249 | 1.0905 | 1.0497 | 0.98249 | -2.0298 | -117.451 | 118.7826 | -2.0298 | -117.451 | 118.7826
Line9_3_11 | 0.0025977 | 0.0025977 | 0.0025977 | 0.0025977 | 0.0025977 | 0.0025977 | 0.00059992 | 0.00059992 | 0.00059992 | 0.00059992 | 0.00059992 | 0.00059992 | 0.00050639 | 0.00015658 | -0.00056134 | -0.00050635 | -0.00015655 | 0.00056137 | 0.00041615 | -0.00061665 | 0.00020131 | -0.00041608 | 0.00061672 | -0.00020124 | -41.3925 | -41.3925 | -41.3925 | 138.607 | 138.607 | 138.607 |  | 1.0926 | 1.0605 | 0.99404 | 1.0924 | 1.0606 | 0.99406 | -1.9795 | -117.1455 | 118.8784 | -1.9822 | -117.15 | 118.8856

## LLG_max_fault_10
name | pf_ikss_a_from_ka | pf_ikss_b_from_ka | pf_ikss_c_from_ka | pf_ikss_a_to_ka | pf_ikss_b_to_ka | pf_ikss_c_to_ka | pf_skss_a_from_mw | pf_skss_b_from_mw | pf_skss_c_from_mw | pf_skss_a_to_mw | pf_skss_b_to_mw | pf_skss_c_to_mw | pf_p_a_from_mw | pf_p_b_from_mw | pf_p_c_from_mw | pf_p_a_to_mw | pf_p_b_to_mw | pf_p_c_to_mw | pf_q_a_from_mvar | pf_q_b_from_mvar | pf_q_c_from_mvar | pf_q_a_to_mvar | pf_q_b_to_mvar | pf_q_c_to_mvar | pf_ikss_a_from_degree | pf_ikss_b_from_degree | pf_ikss_c_from_degree | pf_ikss_a_to_degree | pf_ikss_b_to_degree | pf_ikss_c_to_degree | 3xI0 | pf_vm_a_from_pu | pf_vm_b_from_pu | pf_vm_c_from_pu | pf_vm_a_to_pu | pf_vm_b_to_pu | pf_vm_c_to_pu | pf_va_a_from_degree | pf_va_b_from_degree | pf_va_c_from_degree | pf_va_a_to_degree | pf_va_b_to_degree | pf_va_c_to_degree
Line0_1_2 | 0.0027603 | 0.034501 | 0.032605 | 0.0027603 | 0.034501 | 0.032605 | 0.00063747 | 0.0079676 | 0.0075298 | 0.00063747 | 0.0079676 | 0.0075298 | 0.00057633 | 0.0066341 | 0.0050879 | -0.00057614 | -0.0066254 | -0.0050752 | 0.00044753 | 0.0058585 | 0.0059652 | -0.00044716 | -0.0058347 | -0.0059461 | -39.8083 | -158.595 | 69.3301 | 140.1912 | 21.4051 | -110.6699 |  | 1.1447 | 1.1108 | 1.0412 | 1.1441 | 1.108 | 1.0382 | -1.9787 | -117.1477 | 118.8685 | -1.9927 | -117.2257 | 118.8484
Line10_11_12 | 0.0027213 | 0.0027213 | 0.0027213 | 0.0027213 | 0.0027213 | 0.0027213 | 0.00062846 | 0.00062846 | 0.00062846 | 0.00062846 | 0.00062846 | 0.00062846 | 0.00055569 | 0.00017174 | -0.00061601 | -0.00055565 | -0.0001717 | 0.00061604 | 0.00045662 | -0.00067679 | 0.00022083 | -0.00045655 | 0.00067686 | -0.00022075 | -41.3949 | -41.3949 | -41.3949 | 138.6046 | 138.6047 | 138.6046 |  | 1.1444 | 1.111 | 1.0413 | 1.1443 | 1.1111 | 1.0413 | -1.9841 | -117.1566 | 118.8829 | -1.9868 | -117.161 | 118.8901
Line11_12_13 | 0.0027213 | 0.0027213 | 0.0027213 | 0.0027213 | 0.0027213 | 0.0027213 | 0.00062846 | 0.00062846 | 0.00062846 | 0.00062846 | 0.00062846 | 0.00062846 | 0.00055565 | 0.0001717 | -0.00061604 | -0.0005556 | -0.00017167 | 0.00061608 | 0.00045655 | -0.00067686 | 0.00022075 | -0.00045648 | 0.00067694 | -0.00022067 | -41.3954 | -41.3953 | -41.3954 | 138.6042 | 138.6042 | 138.6042 |  | 1.1443 | 1.1111 | 1.0413 | 1.1442 | 1.1112 | 1.0413 | -1.9868 | -117.161 | 118.8901 | -1.9895 | -117.1654 | 118.8973
Line12_13_15 | 0 | 0 | 0 | 0 | 0 | 0 | 0 | 0 | 0 | 0 | 0 | 0 | 1.1305e-08 | -1.582e-08 | 4.5631e-09 | -7.7248e-09 | 1.0496e-08 | -2.8187e-09 | -1.2645e-08 | -4.6825e-09 | 1.4763e-08 | 8.2696e-09 | 3.3433e-09 | -9.9227e-09 | 0 | 0 | 0 | 0 | 0 | 0 |  | 1.1442 | 1.1112 | 1.0413 | 1.1442 | 1.1112 | 1.0413 | -1.9895 | -117.1654 | 118.8973 | -1.9895 | -117.1654 | 118.8973
Line13_13_14 | 0.0027213 | 0.0027213 | 0.0027213 | 0.0027213 | 0.0027213 | 0.0027213 | 0.00062846 | 0.00062846 | 0.00062846 | 0.00062846 | 0.00062846 | 0.00062846 | 0.00055559 | 0.00017169 | -0.00061609 | -0.00055555 | -0.00017166 | 0.00061613 | 0.00045649 | -0.00067693 | 0.00022066 | -0.00045642 | 0.000677 | -0.00022058 | -41.3972 | -41.3972 | -41.3972 | 138.6024 | 138.6024 | 138.6024 |  | 1.1442 | 1.1112 | 1.0413 | 1.1441 | 1.1113 | 1.0413 | -1.9895 | -117.1654 | 118.8973 | -1.9921 | -117.1699 | 118.9045
Line14_15_16 | 0 | 0 | 0 | 0 | 0 | 0 | 0 | 0 | 0 | 0 | 0 | 0 | 7.5367e-09 | -1.0547e-08 | 3.0421e-09 | -3.9565e-09 | 5.2222e-09 | -1.2976e-09 | -8.4298e-09 | -3.1217e-09 | 9.8419e-09 | 4.0547e-09 | 1.7825e-09 | -5.0018e-09 | 0 | 0 | 0 | 0 | 0 | 0 |  | 1.1442 | 1.1112 | 1.0413 | 1.1442 | 1.1112 | 1.0413 | -1.9895 | -117.1654 | 118.8973 | -1.9895 | -117.1654 | 118.8973
Line15_16_17 | 0 | 0 | 0 | 0 | 0 | 0 | 0 | 0 | 0 | 0 | 0 | 0 | 3.7683e-09 | -5.2734e-09 | 1.521e-09 | -1.8815e-10 | -5.123e-11 | 2.2339e-10 | -4.2149e-09 | -1.5608e-09 | 4.9209e-09 | -1.6021e-10 | 2.2164e-10 | -8.0826e-11 | 0 | 0 | 0 | 0 | 0 | 0 |  | 1.1442 | 1.1112 | 1.0413 | 1.1442 | 1.1112 | 1.0413 | -1.9895 | -117.1654 | 118.8973 | -1.9895 | -117.1654 | 118.8973
Line16_4_18 | 0 | 0 | 0 | 0 | 0 | 0 | 0 | 0 | 0 | 0 | 0 | 0 | 3.7563e-09 | -5.2969e-09 | 1.5568e-09 | -1.897e-10 | -5.0054e-11 | 2.2353e-10 | -4.251e-09 | -1.535e-09 | 4.9258e-09 | -1.5961e-10 | 2.2262e-10 | -8.2402e-11 | 0 | 0 | 0 | 0 | 0 | 0 |  | 1.1445 | 1.1109 | 1.0412 | 1.1445 | 1.1109 | 1.0412 | -1.9815 | -117.1521 | 118.8757 | -1.9815 | -117.1521 | 118.8757
Line17_5_19 | 0.0027296 | 0.0027296 | 0.0027296 | 0.0027296 | 0.0027296 | 0.0027296 | 0.00063037 | 0.00063037 | 0.00063037 | 0.00063037 | 0.00063037 | 0.00063037 | 0.00056011 | 0.00016827 | -0.00061651 | -0.00056007 | -0.00016824 | 0.00061655 | 0.00045477 | -0.00067978 | 0.00022523 | -0.0004547 | 0.00067985 | -0.00022515 | -41.0558 | -41.0558 | -41.0558 | 138.9438 | 138.9438 | 138.9438 |  | 1.1445 | 1.1109 | 1.0412 | 1.1444 | 1.111 | 1.0413 | -1.9814 | -117.1521 | 118.8757 | -1.9842 | -117.1565 | 118.8829
Line1_1_3 | 0.0027213 | 0.0027213 | 0.0027213 | 0.0027213 | 0.0027213 | 0.0027213 | 0.00062846 | 0.00062846 | 0.00062846 | 0.00062846 | 0.00062846 | 0.00062846 | 0.00055577 | 0.0001718 | -0.00061593 | -0.00055573 | -0.00017177 | 0.00061597 | 0.00045676 | -0.00067665 | 0.00022099 | -0.00045669 | 0.00067672 | -0.00022091 | -41.394 | -41.394 | -41.394 | 138.6055 | 138.6056 | 138.6056 |  | 1.1447 | 1.1108 | 1.0412 | 1.1445 | 1.1109 | 1.0412 | -1.9787 | -117.1477 | 118.8685 | -1.9814 | -117.1521 | 118.8757
Line2_1_4 | 0.0027323 | 0.0027323 | 0.0027323 | 0.0027323 | 0.0027323 | 0.0027323 | 0.000631 | 0.000631 | 0.000631 | 0.000631 | 0.000631 | 0.000631 | 0.00056162 | 0.00016712 | -0.00061664 | -0.00056158 | -0.00016709 | 0.00061668 | 0.00045418 | -0.00068072 | 0.00022676 | -0.00045411 | 0.0006808 | -0.00022668 | -40.9411 | -40.9411 | -40.9411 | 139.0585 | 139.0585 | 139.0585 |  | 1.1447 | 1.1108 | 1.0412 | 1.1445 | 1.1109 | 1.0412 | -1.9787 | -117.1477 | 118.8685 | -1.9815 | -117.1521 | 118.8757
Line3_1_5 | 0.0027296 | 0.0027296 | 0.0027296 | 0.0027296 | 0.0027296 | 0.0027296 | 0.00063037 | 0.00063037 | 0.00063037 | 0.00063037 | 0.00063037 | 0.00063037 | 0.00056015 | 0.00016831 | -0.00061648 | -0.00056011 | -0.00016827 | 0.00061651 | 0.00045484 | -0.00067971 | 0.00022531 | -0.00045477 | 0.00067978 | -0.00022523 | -41.0553 | -41.0553 | -41.0553 | 138.9442 | 138.9442 | 138.9442 |  | 1.1447 | 1.1108 | 1.0412 | 1.1445 | 1.1109 | 1.0412 | -1.9787 | -117.1477 | 118.8685 | -1.9814 | -117.1521 | 118.8757
Line4_2_6 | 0.0027603 | 0.034501 | 0.032605 | 0.0027603 | 0.034501 | 0.032605 | 0.00063747 | 0.0079676 | 0.0075298 | 0.00063747 | 0.0079676 | 0.0075298 | 0.00057614 | 0.0066254 | 0.0050752 | -0.00057594 | -0.0066166 | -0.0050625 | 0.00044716 | 0.0058347 | 0.0059461 | -0.00044678 | -0.005811 | -0.005927 | -39.8088 | -158.5949 | 69.3301 | 140.1908 | 21.4051 | -110.6699 |  | 1.1441 | 1.108 | 1.0382 | 1.1435 | 1.1052 | 1.0352 | -1.9927 | -117.2257 | 118.8484 | -2.0066 | -117.3041 | 118.8281
Line5_6_7 | 0.0027603 | 0.034501 | 0.032605 | 0.0027603 | 0.034501 | 0.032605 | 0.00063747 | 0.0079676 | 0.0075298 | 0.00063747 | 0.0079676 | 0.0075298 | 0.00057594 | 0.0066166 | 0.0050625 | -0.00057574 | -0.0066079 | -0.0050499 | 0.00044678 | 0.005811 | 0.005927 | -0.00044641 | -0.0057872 | -0.0059079 | -39.8092 | -158.5949 | 69.3301 | 140.1904 | 21.4051 | -110.6699 |  | 1.1435 | 1.1052 | 1.0352 | 1.1429 | 1.1024 | 1.0322 | -2.0066 | -117.3041 | 118.8281 | -2.0206 | -117.3828 | 118.8078
Line6_7_8 | 0 | 0.035911 | 0.033612 | 0 | 0.035911 | 0.033612 | 0 | 0.0082934 | 0.0077623 | 0 | 0.0082934 | 0.0077622 | 1.1007e-08 | 0.0064566 | 0.0056625 | -7.5066e-09 | -0.0064481 | -0.0056487 | -1.319e-08 | 0.0064735 | 0.0056681 | 8.6432e-09 | -0.0064481 | -0.0056487 | 0 | -162.4577 | 73.7798 | 0 | 17.5423 | -106.2202 |  | 1.1429 | 1.1024 | 1.0322 | 1.1424 | 1.0996 | 1.0291 | -2.0206 | -117.3828 | 118.8078 | -2.0317 | -117.4577 | 118.7799
Line7_8_9 | 0 | 0 | 0 | 0 | 0 | 0 | 0 | 0 | 0 | 0 | 0 | 0 | 3.6631e-09 | -5.4064e-09 | 1.6598e-09 | -1.804e-10 | -2.5722e-12 | 2.6646e-10 | -4.4033e-09 | -1.337e-09 | 4.8903e-09 | -1.6335e-10 | 1.9672e-10 | -8.8387e-11 | 0 | 0 | 0 | 0 | 0 | 0 |  | 1.1424 | 1.0996 | 1.0291 | 1.1424 | 1.0996 | 1.0291 | -2.0317 | -117.4577 | 118.7799 | -2.0317 | -117.4577 | 118.7799
Line8_8_10 | 0 | 0 | 0 | 0 | 0 | 0 | 0 | 0 | 0 | 0 | 0 | 0 | 3.6631e-09 | -5.4064e-09 | 1.6598e-09 | -1.804e-10 | -2.5722e-12 | 2.6646e-10 | -4.4033e-09 | -1.337e-09 | 4.8903e-09 | -1.6335e-10 | 1.9672e-10 | -8.8387e-11 | 0 | 0 | 0 | 0 | 0 | 0 |  | 1.1424 | 1.0996 | 1.0291 | 1.1424 | 1.0996 | 1.0291 | -2.0317 | -117.4577 | 118.7799 | -2.0317 | -117.4577 | 118.7799
Line9_3_11 | 0.0027213 | 0.0027213 | 0.0027213 | 0.0027213 | 0.0027213 | 0.0027213 | 0.00062846 | 0.00062846 | 0.00062846 | 0.00062846 | 0.00062846 | 0.00062846 | 0.00055573 | 0.00017177 | -0.00061597 | -0.00055569 | -0.00017174 | 0.00061601 | 0.00045669 | -0.00067672 | 0.00022091 | -0.00045662 | 0.00067679 | -0.00022083 | -41.3945 | -41.3944 | -41.3944 | 138.6051 | 138.6051 | 138.6051 |  | 1.1445 | 1.1109 | 1.0412 | 1.1444 | 1.111 | 1.0413 | -1.9814 | -117.1521 | 118.8757 | -1.9841 | -117.1566 | 118.8829

## LLG_min_6
name | pf_ikss_a_from_ka | pf_ikss_b_from_ka | pf_ikss_c_from_ka | pf_ikss_a_to_ka | pf_ikss_b_to_ka | pf_ikss_c_to_ka | pf_skss_a_from_mw | pf_skss_b_from_mw | pf_skss_c_from_mw | pf_skss_a_to_mw | pf_skss_b_to_mw | pf_skss_c_to_mw | pf_p_a_from_mw | pf_p_b_from_mw | pf_p_c_from_mw | pf_p_a_to_mw | pf_p_b_to_mw | pf_p_c_to_mw | pf_q_a_from_mvar | pf_q_b_from_mvar | pf_q_c_from_mvar | pf_q_a_to_mvar | pf_q_b_to_mvar | pf_q_c_to_mvar | pf_ikss_a_from_degree | pf_ikss_b_from_degree | pf_ikss_c_from_degree | pf_ikss_a_to_degree | pf_ikss_b_to_degree | pf_ikss_c_to_degree | 3xI0 | pf_vm_a_from_pu | pf_vm_b_from_pu | pf_vm_c_from_pu | pf_vm_a_to_pu | pf_vm_b_to_pu | pf_vm_c_to_pu | pf_va_a_from_degree | pf_va_b_from_degree | pf_va_c_from_degree | pf_va_a_to_degree | pf_va_b_to_degree | pf_va_c_to_degree
Line0_1_2 | 0.021086 | 1.5345 | 1.3786 | 0.021086 | 1.5345 | 1.3786 | 0.0048695 | 0.35438 | 0.31838 | 0.0048695 | 0.35438 | 0.31838 | 0.0068014 | 0.17607 | 0.15029 | -0.00678 | -0.13216 | -0.11261 | 0.00013342 | 0.18775 | 0.15221 | -0.00011183 | -0.14083 | -0.11415 | -2.6501 | -145.402 | 39.9428 | 177.3495 | 34.598 | -140.0572 |  | 1.397 | 0.72632 | 0.67184 | 1.3925 | 0.54499 | 0.50365 | -1.5263 | -98.5631 | 85.3068 | -1.7056 | -98.5836 | 85.3308
Line10_11_12 | 0.020526 | 0.020526 | 0.020526 | 0.020526 | 0.020526 | 0.020526 | 0.0047403 | 0.0047403 | 0.0047403 | 0.0047403 | 0.0047403 | 0.0047403 | 0.0066068 | -0.00026876 | 1.8155e-05 | -0.0066027 | 0.00027278 | -1.4086e-05 | 0.00030291 | -0.0034415 | 0.0031762 | -0.00029875 | 0.0034457 | -0.003172 | -4.221 | -4.221 | -4.2211 | 175.7785 | 175.7786 | 175.7785 |  | 1.3952 | 0.72822 | 0.67006 | 1.3943 | 0.72917 | 0.66916 | -1.5959 | -98.6864 | 85.4514 | -1.6308 | -98.7478 | 85.5241
Line11_12_13 | 0.020526 | 0.020526 | 0.020526 | 0.020526 | 0.020526 | 0.020526 | 0.0047403 | 0.0047403 | 0.0047403 | 0.0047403 | 0.0047403 | 0.0047403 | 0.0066027 | -0.00027278 | 1.4086e-05 | -0.0065987 | 0.0002768 | -1.0016e-05 | 0.00029875 | -0.0034457 | 0.003172 | -0.00029459 | 0.0034499 | -0.0031678 | -4.2215 | -4.2214 | -4.2215 | 175.7781 | 175.7781 | 175.7781 |  | 1.3943 | 0.72917 | 0.66916 | 1.3934 | 0.73013 | 0.66827 | -1.6308 | -98.7478 | 85.5241 | -1.6657 | -98.8091 | 85.5969
Line12_13_15 | 0 | 0 | 0 | 0 | 0 | 0 | 0 | 0 | 0 | 0 | 0 | 0 | 1.3451e-08 | -8.268e-08 | 7.3932e-08 | -1.1235e-08 | 5.5537e-08 | -4.9005e-08 | -1.5537e-07 | 3.9363e-09 | 3.5623e-09 | 1.0344e-07 | -1.7049e-09 | -3.6901e-09 | 0 | 0 | 0 | 0 | 0 | 0 |  | 1.3934 | 0.73013 | 0.66827 | 1.3934 | 0.73013 | 0.66827 | -1.6657 | -98.8091 | 85.5969 | -1.6657 | -98.8091 | 85.5969
Line13_13_14 | 0.020526 | 0.020526 | 0.020526 | 0.020526 | 0.020526 | 0.020526 | 0.0047403 | 0.0047403 | 0.0047403 | 0.0047403 | 0.0047403 | 0.0047403 | 0.0065987 | -0.00027671 | 9.9426e-06 | -0.0065946 | 0.00028073 | -5.873e-06 | 0.00029475 | -0.0034499 | 0.0031678 | -0.00029058 | 0.0034541 | -0.0031636 | -4.2233 | -4.2233 | -4.2233 | 175.7763 | 175.7763 | 175.7763 |  | 1.3934 | 0.73013 | 0.66827 | 1.3925 | 0.73108 | 0.66738 | -1.6657 | -98.8091 | 85.5969 | -1.7007 | -98.8702 | 85.6699
Line14_15_16 | 0 | 0 | 0 | 0 | 0 | 0 | 0 | 0 | 0 | 0 | 0 | 0 | 8.9675e-09 | -5.512e-08 | 4.9288e-08 | -6.7514e-09 | 2.7977e-08 | -2.4361e-08 | -1.0358e-07 | 2.6242e-09 | 2.3749e-09 | 5.1648e-08 | -3.9277e-10 | -2.5027e-09 | 0 | 0 | 0 | 0 | 0 | 0 |  | 1.3934 | 0.73013 | 0.66827 | 1.3934 | 0.73013 | 0.66827 | -1.6657 | -98.8091 | 85.5969 | -1.6657 | -98.8091 | 85.5969
Line15_16_17 | 0 | 0 | 0 | 0 | 0 | 0 | 0 | 0 | 0 | 0 | 0 | 0 | 4.4838e-09 | -2.756e-08 | 2.4644e-08 | -2.2676e-09 | 4.1665e-10 | 2.8316e-10 | -5.1789e-08 | 1.3121e-09 | 1.1874e-09 | -1.4109e-10 | 9.1934e-10 | -1.3152e-09 | 0 | 0 | 0 | 0 | 0 | 0 |  | 1.3934 | 0.73013 | 0.66827 | 1.3934 | 0.73013 | 0.66827 | -1.6657 | -98.8091 | 85.5969 | -1.6657 | -98.8091 | 85.5969
Line16_4_18 | 0 | 0 | 0 | 0 | 0 | 0 | 0 | 0 | 0 | 0 | 0 | 0 | 4.3043e-09 | -2.7607e-08 | 2.4896e-08 | -2.2854e-09 | 4.1966e-10 | 2.7269e-10 | -5.2206e-08 | 1.3855e-09 | 9.542e-10 | -1.3253e-10 | 9.2335e-10 | -1.3278e-09 | 0 | 0 | 0 | 0 | 0 | 0 |  | 1.3961 | 0.72728 | 0.67094 | 1.3961 | 0.72728 | 0.67094 | -1.5616 | -98.6247 | 85.379 | -1.5616 | -98.6247 | 85.379
Line17_5_19 | 0.020645 | 0.020645 | 0.020645 | 0.020645 | 0.020645 | 0.020645 | 0.0047677 | 0.0047677 | 0.0047677 | 0.0047677 | 0.0047677 | 0.0047677 | 0.0066507 | -0.00028657 | 4.1142e-05 | -0.0066466 | 0.00029063 | -3.7026e-05 | 0.00026974 | -0.0034556 | 0.0031986 | -0.00026553 | 0.0034598 | -0.0031943 | -3.8841 | -3.8841 | -3.8841 | 176.1155 | 176.1155 | 176.1155 |  | 1.3961 | 0.72728 | 0.67094 | 1.3952 | 0.72824 | 0.67004 | -1.5615 | -98.6248 | 85.379 | -1.5968 | -98.6862 | 85.4514
Line1_1_3 | 0.020526 | 0.020526 | 0.020526 | 0.020526 | 0.020526 | 0.020526 | 0.0047403 | 0.0047403 | 0.0047403 | 0.0047403 | 0.0047403 | 0.0047403 | 0.0066149 | -0.00026073 | 2.6294e-05 | -0.0066108 | 0.00026475 | -2.2225e-05 | 0.00031123 | -0.0034331 | 0.0031846 | -0.00030707 | 0.0034373 | -0.0031804 | -4.2201 | -4.2201 | -4.2202 | 175.7794 | 175.7795 | 175.7794 |  | 1.397 | 0.72632 | 0.67184 | 1.3961 | 0.72727 | 0.67095 | -1.5263 | -98.5631 | 85.3068 | -1.5611 | -98.6248 | 85.379
Line2_1_4 | 0.020684 | 0.020684 | 0.020684 | 0.020684 | 0.020684 | 0.020684 | 0.0047768 | 0.0047768 | 0.0047768 | 0.0047768 | 0.0047768 | 0.0047768 | 0.0066681 | -0.00028992 | 5.1727e-05 | -0.006664 | 0.000294 | -4.7594e-05 | 0.00026122 | -0.0034574 | 0.0032089 | -0.000257 | 0.0034616 | -0.0032046 | -3.7697 | -3.7697 | -3.7697 | 176.2299 | 176.2299 | 176.2299 |  | 1.397 | 0.72632 | 0.67184 | 1.3961 | 0.72728 | 0.67094 | -1.5263 | -98.5631 | 85.3068 | -1.5616 | -98.6247 | 85.379
Line3_1_5 | 0.020645 | 0.020645 | 0.020645 | 0.020645 | 0.020645 | 0.020645 | 0.0047677 | 0.0047677 | 0.0047677 | 0.0047677 | 0.0047677 | 0.0047677 | 0.0066548 | -0.00028251 | 4.5259e-05 | -0.0066507 | 0.00028657 | -4.1142e-05 | 0.00027395 | -0.0034513 | 0.0032028 | -0.00026974 | 0.0034556 | -0.0031986 | -3.8836 | -3.8836 | -3.8836 | 176.1159 | 176.1159 | 176.1159 |  | 1.397 | 0.72632 | 0.67184 | 1.3961 | 0.72728 | 0.67094 | -1.5263 | -98.5631 | 85.3068 | -1.5615 | -98.6248 | 85.379
Line4_2_6 | 0.021086 | 1.5345 | 1.3786 | 0.021086 | 1.5345 | 1.3786 | 0.0048695 | 0.35438 | 0.31838 | 0.0048695 | 0.35438 | 0.31838 | 0.00678 | 0.13216 | 0.11261 | -0.0067587 | -0.088257 | -0.074942 | 0.00011183 | 0.14083 | 0.11415 | -9.0235e-05 | -0.09391 | -0.076091 | -2.6505 | -145.402 | 39.9428 | 177.349 | 34.598 | -140.0572 |  | 1.3925 | 0.54499 | 0.50365 | 1.3881 | 0.36366 | 0.33545 | -1.7056 | -98.5836 | 85.3308 | -1.8861 | -98.6244 | 85.3788
Line5_6_7 | 0.021086 | 1.5345 | 1.3786 | 0.021086 | 1.5345 | 1.3786 | 0.0048695 | 0.35438 | 0.31838 | 0.0048695 | 0.35438 | 0.31838 | 0.0067587 | 0.088257 | 0.074942 | -0.0067373 | -0.04435 | -0.03727 | 9.0234e-05 | 0.09391 | 0.076091 | -6.8641e-05 | -0.04699 | -0.038033 | -2.651 | -145.402 | 39.9428 | 177.3486 | 34.598 | -140.0572 |  | 1.3881 | 0.36366 | 0.33545 | 1.3836 | 0.18233 | 0.16725 | -1.8861 | -98.6244 | 85.3788 | -2.0677 | -98.7464 | 85.5235
Line6_7_8 | 0 | 1.5514 | 1.3632 | 0 | 1.5514 | 1.3632 | 0 | 0.35827 | 0.31481 | 0 | 0.35827 | 0.31481 | 7.1636e-09 | 0.044444 | 0.037244 | -6.5403e-09 | -1.2115e-14 | -1.8697e-14 | -1.592e-07 | 0.047873 | 0.037219 | 1.0582e-07 | 1.1334e-14 | 3.8969e-15 | 0 | -145.8734 | 40.5427 | 0 | 34.1266 | -139.4573 |  | 1.3836 | 0.18233 | 0.16725 | 1.3801 | 0 | 0 | -2.0677 | -98.7464 | 85.5235 | -2.2129 | 0 | 0
Line7_8_9 | 0 | 0 | 0 | 0 | 0 | 0 | 0 | 0 | 0 | 0 | 0 | 0 | 2.1801e-09 | 1.5195e-22 | 1.2082e-21 | -2.1801e-09 | 7.7222e-18 | -1.2195e-17 | -5.3004e-08 | 1.9228e-21 | -1.7933e-21 | -1.8562e-10 | 2.1739e-17 | -1.14e-18 | 0 | 0 | 0 | 0 | 0 | 0 |  | 1.3801 | 0 | 0 | 1.3801 | 0 | 0 | -2.2129 | 0 | 0 | -2.2129 | 0 | 0
Line8_8_10 | 0 | 0 | 0 | 0 | 0 | 0 | 0 | 0 | 0 | 0 | 0 | 0 | 2.1801e-09 | 1.5195e-22 | 1.2082e-21 | -2.1801e-09 | 7.7222e-18 | -1.2195e-17 | -5.3004e-08 | 1.9228e-21 | -1.7933e-21 | -1.8562e-10 | 2.1739e-17 | -1.14e-18 | 0 | 0 | 0 | 0 | 0 | 0 |  | 1.3801 | 0 | 0 | 1.3801 | 0 | 0 | -2.2129 | 0 | 0 | -2.2129 | 0 | 0
Line9_3_11 | 0.020526 | 0.020526 | 0.020526 | 0.020526 | 0.020526 | 0.020526 | 0.0047403 | 0.0047403 | 0.0047403 | 0.0047403 | 0.0047403 | 0.0047403 | 0.0066108 | -0.00026474 | 2.2225e-05 | -0.0066068 | 0.00026876 | -1.8155e-05 | 0.00030707 | -0.0034373 | 0.0031804 | -0.00030291 | 0.0034415 | -0.0031762 | -4.2206 | -4.2205 | -4.2206 | 175.779 | 175.779 | 175.7789 |  | 1.3961 | 0.72727 | 0.67095 | 1.3952 | 0.72822 | 0.67006 | -1.5611 | -98.6248 | 85.379 | -1.5959 | -98.6864 | 85.4514

## LLG_min_10
name | pf_ikss_a_from_ka | pf_ikss_b_from_ka | pf_ikss_c_from_ka | pf_ikss_a_to_ka | pf_ikss_b_to_ka | pf_ikss_c_to_ka | pf_skss_a_from_mw | pf_skss_b_from_mw | pf_skss_c_from_mw | pf_skss_a_to_mw | pf_skss_b_to_mw | pf_skss_c_to_mw | pf_p_a_from_mw | pf_p_b_from_mw | pf_p_c_from_mw | pf_p_a_to_mw | pf_p_b_to_mw | pf_p_c_to_mw | pf_q_a_from_mvar | pf_q_b_from_mvar | pf_q_c_from_mvar | pf_q_a_to_mvar | pf_q_b_to_mvar | pf_q_c_to_mvar | pf_ikss_a_from_degree | pf_ikss_b_from_degree | pf_ikss_c_from_degree | pf_ikss_a_to_degree | pf_ikss_b_to_degree | pf_ikss_c_to_degree | 3xI0 | pf_vm_a_from_pu | pf_vm_b_from_pu | pf_vm_c_from_pu | pf_vm_a_to_pu | pf_vm_b_to_pu | pf_vm_c_to_pu | pf_va_a_from_degree | pf_va_b_from_degree | pf_va_c_from_degree | pf_va_a_to_degree | pf_va_b_to_degree | pf_va_c_to_degree
Line0_1_2 | 0.019976 | 1.4538 | 1.3061 | 0.019976 | 1.4538 | 1.3061 | 0.0046132 | 0.33573 | 0.30162 | 0.0046132 | 0.33573 | 0.30162 | 0.0061043 | 0.15802 | 0.13488 | -0.0060851 | -0.11862 | -0.10107 | 0.00011975 | 0.16851 | 0.13661 | -0.00010037 | -0.1264 | -0.10245 | -2.6501 | -145.402 | 39.9428 | 177.3495 | 34.598 | -140.0572 |  | 1.3235 | 0.68809 | 0.63648 | 1.3192 | 0.5163 | 0.47714 | -1.5263 | -98.5631 | 85.3068 | -1.7056 | -98.5836 | 85.3308
Line10_11_12 | 0.019446 | 0.019446 | 0.019446 | 0.019446 | 0.019446 | 0.019446 | 0.0044908 | 0.0044908 | 0.0044908 | 0.0044908 | 0.0044908 | 0.0044908 | 0.0059296 | -0.00024122 | 1.6294e-05 | -0.005926 | 0.00024482 | -1.2642e-05 | 0.00027187 | -0.0030888 | 0.0028507 | -0.00026813 | 0.0030925 | -0.0028469 | -4.221 | -4.221 | -4.2211 | 175.7785 | 175.7786 | 175.7785 |  | 1.3218 | 0.68989 | 0.63479 | 1.3209 | 0.6908 | 0.63394 | -1.5959 | -98.6864 | 85.4514 | -1.6308 | -98.7478 | 85.5241
Line11_12_13 | 0.019446 | 0.019446 | 0.019446 | 0.019446 | 0.019446 | 0.019446 | 0.0044908 | 0.0044908 | 0.0044908 | 0.0044908 | 0.0044908 | 0.0044908 | 0.005926 | -0.00024482 | 1.2642e-05 | -0.0059224 | 0.00024843 | -8.9896e-06 | 0.00026813 | -0.0030925 | 0.0028469 | -0.0002644 | 0.0030963 | -0.0028431 | -4.2215 | -4.2214 | -4.2215 | 175.7781 | 175.7781 | 175.7781 |  | 1.3209 | 0.6908 | 0.63394 | 1.3201 | 0.6917 | 0.6331 | -1.6308 | -98.7478 | 85.5241 | -1.6657 | -98.8091 | 85.5969
Line12_13_15 | 0 | 0 | 0 | 0 | 0 | 0 | 0 | 0 | 0 | 0 | 0 | 0 | 1.2073e-08 | -7.4206e-08 | 6.6355e-08 | -1.0084e-08 | 4.9845e-08 | -4.3982e-08 | -1.3944e-07 | 3.5329e-09 | 3.1972e-09 | 9.2835e-08 | -1.5301e-09 | -3.3119e-09 | 0 | 0 | 0 | 0 | 0 | 0 |  | 1.3201 | 0.6917 | 0.6331 | 1.3201 | 0.6917 | 0.6331 | -1.6657 | -98.8091 | 85.5969 | -1.6657 | -98.8091 | 85.5969
Line13_13_14 | 0.019446 | 0.019446 | 0.019446 | 0.019446 | 0.019446 | 0.019446 | 0.0044908 | 0.0044908 | 0.0044908 | 0.0044908 | 0.0044908 | 0.0044908 | 0.0059223 | -0.00024835 | 8.9235e-06 | -0.0059187 | 0.00025196 | -5.2711e-06 | 0.00026454 | -0.0030963 | 0.0028431 | -0.0002608 | 0.0031001 | -0.0028393 | -4.2233 | -4.2233 | -4.2233 | 175.7763 | 175.7763 | 175.7763 |  | 1.3201 | 0.6917 | 0.6331 | 1.3192 | 0.6926 | 0.63225 | -1.6657 | -98.8091 | 85.5969 | -1.7007 | -98.8702 | 85.6699
Line14_15_16 | 0 | 0 | 0 | 0 | 0 | 0 | 0 | 0 | 0 | 0 | 0 | 0 | 8.0484e-09 | -4.9471e-08 | 4.4236e-08 | -6.0594e-09 | 2.5109e-08 | -2.1864e-08 | -9.2961e-08 | 2.3553e-09 | 2.1315e-09 | 4.6354e-08 | -3.5252e-10 | -2.2462e-09 | 0 | 0 | 0 | 0 | 0 | 0 |  | 1.3201 | 0.6917 | 0.6331 | 1.3201 | 0.6917 | 0.6331 | -1.6657 | -98.8091 | 85.5969 | -1.6657 | -98.8091 | 85.5969
Line15_16_17 | 0 | 0 | 0 | 0 | 0 | 0 | 0 | 0 | 0 | 0 | 0 | 0 | 4.0242e-09 | -2.4735e-08 | 2.2118e-08 | -2.0352e-09 | 3.7395e-10 | 2.5413e-10 | -4.6481e-08 | 1.1776e-09 | 1.0657e-09 | -1.2663e-10 | 8.2511e-10 | -1.1804e-09 | 0 | 0 | 0 | 0 | 0 | 0 |  | 1.3201 | 0.6917 | 0.6331 | 1.3201 | 0.6917 | 0.6331 | -1.6657 | -98.8091 | 85.5969 | -1.6657 | -98.8091 | 85.5969
Line16_4_18 | 0 | 0 | 0 | 0 | 0 | 0 | 0 | 0 | 0 | 0 | 0 | 0 | 3.8631e-09 | -2.4778e-08 | 2.2344e-08 | -2.0512e-09 | 3.7665e-10 | 2.4474e-10 | -4.6856e-08 | 1.2435e-09 | 8.564e-10 | -1.1895e-10 | 8.2871e-10 | -1.1917e-09 | 0 | 0 | 0 | 0 | 0 | 0 |  | 1.3226 | 0.689 | 0.63562 | 1.3226 | 0.689 | 0.63562 | -1.5616 | -98.6247 | 85.379 | -1.5616 | -98.6247 | 85.379
Line17_5_19 | 0.019558 | 0.019558 | 0.019558 | 0.019558 | 0.019558 | 0.019558 | 0.0045167 | 0.0045167 | 0.0045167 | 0.0045167 | 0.0045167 | 0.0045167 | 0.0059691 | -0.0002572 | 3.6925e-05 | -0.0059654 | 0.00026085 | -3.3231e-05 | 0.0002421 | -0.0031014 | 0.0028707 | -0.00023832 | 0.0031052 | -0.0028669 | -3.8841 | -3.8841 | -3.8841 | 176.1155 | 176.1155 | 176.1155 |  | 1.3226 | 0.689 | 0.63563 | 1.3218 | 0.68991 | 0.63477 | -1.5615 | -98.6248 | 85.379 | -1.5968 | -98.6862 | 85.4514
Line1_1_3 | 0.019446 | 0.019446 | 0.019446 | 0.019446 | 0.019446 | 0.019446 | 0.0044908 | 0.0044908 | 0.0044908 | 0.0044908 | 0.0044908 | 0.0044908 | 0.0059369 | -0.00023401 | 2.3599e-05 | -0.0059333 | 0.00023761 | -1.9947e-05 | 0.00027934 | -0.0030812 | 0.0028582 | -0.0002756 | 0.003085 | -0.0028544 | -4.2201 | -4.2201 | -4.2202 | 175.7794 | 175.7795 | 175.7794 |  | 1.3235 | 0.68809 | 0.63648 | 1.3226 | 0.68899 | 0.63564 | -1.5263 | -98.5631 | 85.3068 | -1.5611 | -98.6248 | 85.379
Line2_1_4 | 0.019596 | 0.019596 | 0.019596 | 0.019596 | 0.019596 | 0.019596 | 0.0045254 | 0.0045254 | 0.0045254 | 0.0045254 | 0.0045254 | 0.0045254 | 0.0059847 | -0.00026021 | 4.6425e-05 | -0.005981 | 0.00026387 | -4.2716e-05 | 0.00023445 | -0.003103 | 0.00288 | -0.00023066 | 0.0031068 | -0.0028761 | -3.7697 | -3.7697 | -3.7697 | 176.2299 | 176.2299 | 176.2299 |  | 1.3235 | 0.68809 | 0.63648 | 1.3226 | 0.689 | 0.63562 | -1.5263 | -98.5631 | 85.3068 | -1.5616 | -98.6247 | 85.379
Line3_1_5 | 0.019558 | 0.019558 | 0.019558 | 0.019558 | 0.019558 | 0.019558 | 0.0045167 | 0.0045167 | 0.0045167 | 0.0045167 | 0.0045167 | 0.0045167 | 0.0059727 | -0.00025355 | 4.062e-05 | -0.0059691 | 0.0002572 | -3.6925e-05 | 0.00024588 | -0.0030976 | 0.0028746 | -0.0002421 | 0.0031014 | -0.0028707 | -3.8836 | -3.8836 | -3.8836 | 176.1159 | 176.1159 | 176.1159 |  | 1.3235 | 0.68809 | 0.63648 | 1.3226 | 0.689 | 0.63563 | -1.5263 | -98.5631 | 85.3068 | -1.5615 | -98.6248 | 85.379
Line4_2_6 | 0.019976 | 1.4538 | 1.3061 | 0.019976 | 1.4538 | 1.3061 | 0.0046132 | 0.33573 | 0.30162 | 0.0046132 | 0.33573 | 0.30162 | 0.0060851 | 0.11862 | 0.10107 | -0.006066 | -0.079211 | -0.067261 | 0.00010037 | 0.1264 | 0.10245 | -8.0986e-05 | -0.084285 | -0.068292 | -2.6505 | -145.402 | 39.9428 | 177.349 | 34.598 | -140.0572 |  | 1.3192 | 0.5163 | 0.47714 | 1.315 | 0.34452 | 0.3178 | -1.7056 | -98.5836 | 85.3308 | -1.8861 | -98.6244 | 85.3788
Line5_6_7 | 0.019976 | 1.4538 | 1.3061 | 0.019976 | 1.4538 | 1.3061 | 0.0046132 | 0.33573 | 0.30162 | 0.0046132 | 0.33573 | 0.30162 | 0.006066 | 0.079211 | 0.067261 | -0.0060468 | -0.039804 | -0.03345 | 8.0986e-05 | 0.084285 | 0.068292 | -6.1606e-05 | -0.042174 | -0.034135 | -2.651 | -145.402 | 39.9428 | 177.3486 | 34.598 | -140.0572 |  | 1.315 | 0.34452 | 0.3178 | 1.3108 | 0.17273 | 0.15845 | -1.8861 | -98.6244 | 85.3788 | -2.0677 | -98.7464 | 85.5235
Line6_7_8 | 0 | 1.4697 | 1.2914 | 0 | 1.4697 | 1.2914 | 0 | 0.33941 | 0.29824 | 0 | 0.33941 | 0.29824 | 6.4294e-09 | 0.039889 | 0.033427 | -5.87e-09 | -1.0999e-14 | -1.6842e-14 | -1.4288e-07 | 0.042966 | 0.033404 | 9.4976e-08 | 1.0504e-14 | 3.2079e-15 | 0 | -145.8734 | 40.5427 | 0 | 34.1266 | -139.4573 |  | 1.3108 | 0.17273 | 0.15845 | 1.3075 | 0 | 0 | -2.0677 | -98.7464 | 85.5235 | -2.2129 | 0 | 0
Line7_8_9 | 0 | 0 | 0 | 0 | 0 | 0 | 0 | 0 | 0 | 0 | 0 | 0 | 1.9567e-09 | 1.5744e-22 | 1.1121e-21 | -1.9567e-09 | 6.9307e-18 | -1.0945e-17 | -4.7571e-08 | 1.7612e-21 | -1.5908e-21 | -1.666e-10 | 1.9511e-17 | -1.0231e-18 | 0 | 0 | 0 | 0 | 0 | 0 |  | 1.3075 | 0 | 0 | 1.3075 | 0 | 0 | -2.2129 | 0 | 0 | -2.2129 | 0 | 0
Line8_8_10 | 0 | 0 | 0 | 0 | 0 | 0 | 0 | 0 | 0 | 0 | 0 | 0 | 1.9567e-09 | 1.5744e-22 | 1.1121e-21 | -1.9567e-09 | 6.9307e-18 | -1.0945e-17 | -4.7571e-08 | 1.7612e-21 | -1.5908e-21 | -1.666e-10 | 1.9511e-17 | -1.0231e-18 | 0 | 0 | 0 | 0 | 0 | 0 |  | 1.3075 | 0 | 0 | 1.3075 | 0 | 0 | -2.2129 | 0 | 0 | -2.2129 | 0 | 0
Line9_3_11 | 0.019446 | 0.019446 | 0.019446 | 0.019446 | 0.019446 | 0.019446 | 0.0044908 | 0.0044908 | 0.0044908 | 0.0044908 | 0.0044908 | 0.0044908 | 0.0059333 | -0.00023761 | 1.9947e-05 | -0.0059296 | 0.00024122 | -1.6294e-05 | 0.0002756 | -0.003085 | 0.0028544 | -0.00027187 | 0.0030888 | -0.0028507 | -4.2206 | -4.2205 | -4.2206 | 175.779 | 175.779 | 175.7789 |  | 1.3226 | 0.68899 | 0.63564 | 1.3218 | 0.68989 | 0.63479 | -1.5611 | -98.6248 | 85.379 | -1.5959 | -98.6864 | 85.4514

## LLG_min_fault_6
name | pf_ikss_a_from_ka | pf_ikss_b_from_ka | pf_ikss_c_from_ka | pf_ikss_a_to_ka | pf_ikss_b_to_ka | pf_ikss_c_to_ka | pf_skss_a_from_mw | pf_skss_b_from_mw | pf_skss_c_from_mw | pf_skss_a_to_mw | pf_skss_b_to_mw | pf_skss_c_to_mw | pf_p_a_from_mw | pf_p_b_from_mw | pf_p_c_from_mw | pf_p_a_to_mw | pf_p_b_to_mw | pf_p_c_to_mw | pf_q_a_from_mvar | pf_q_b_from_mvar | pf_q_c_from_mvar | pf_q_a_to_mvar | pf_q_b_to_mvar | pf_q_c_to_mvar | pf_ikss_a_from_degree | pf_ikss_b_from_degree | pf_ikss_c_from_degree | pf_ikss_a_to_degree | pf_ikss_b_to_degree | pf_ikss_c_to_degree | 3xI0 | pf_vm_a_from_pu | pf_vm_b_from_pu | pf_vm_c_from_pu | pf_vm_a_to_pu | pf_vm_b_to_pu | pf_vm_c_to_pu | pf_va_a_from_degree | pf_va_b_from_degree | pf_va_c_from_degree | pf_va_a_to_degree | pf_va_b_to_degree | pf_va_c_to_degree
Line0_1_2 | 0.0023976 | 0.02967 | 0.028077 | 0.0023976 | 0.02967 | 0.028077 | 0.0005537 | 0.006852 | 0.0064841 | 0.0005537 | 0.006852 | 0.0064841 | 0.00043282 | 0.0049418 | 0.0037996 | -0.00043254 | -0.0049276 | -0.0037833 | 0.00033507 | 0.0043337 | 0.0044244 | -0.00033479 | -0.0043153 | -0.0044111 | -39.7148 | -158.4012 | 69.5212 | 140.2848 | 21.5988 | -110.4788 |  | 0.98855 | 0.95926 | 0.89942 | 0.98784 | 0.95593 | 0.89622 | -1.9697 | -117.152 | 118.8656 | -1.9752 | -117.1917 | 118.9022
Line10_11_12 | 0.002334 | 0.002334 | 0.002334 | 0.002334 | 0.002334 | 0.002334 | 0.00053901 | 0.00053901 | 0.00053901 | 0.00053901 | 0.00053901 | 0.00053901 | 0.00041213 | 0.00012615 | -0.0004561 | -0.00041208 | -0.0001261 | 0.00045616 | 0.0003375 | -0.00050151 | 0.0001645 | -0.00033745 | 0.00050156 | -0.00016444 | -41.2857 | -41.2857 | -41.2857 | 138.7138 | 138.7138 | 138.7138 |  | 0.98827 | 0.95941 | 0.89953 | 0.98813 | 0.95948 | 0.89959 | -1.9716 | -117.1662 | 118.8819 | -1.9726 | -117.1733 | 118.89
Line11_12_13 | 0.002334 | 0.002334 | 0.002334 | 0.002334 | 0.002334 | 0.002334 | 0.00053901 | 0.00053901 | 0.00053901 | 0.00053901 | 0.00053901 | 0.00053901 | 0.00041208 | 0.0001261 | -0.00045615 | -0.00041202 | -0.00012605 | 0.00045621 | 0.00033744 | -0.00050156 | 0.00016444 | -0.00033739 | 0.00050161 | -0.00016438 | -41.2862 | -41.2862 | -41.2862 | 138.7134 | 138.7134 | 138.7134 |  | 0.98813 | 0.95948 | 0.89959 | 0.98799 | 0.95955 | 0.89965 | -1.9726 | -117.1733 | 118.89 | -1.9736 | -117.1804 | 118.8982
Line12_13_15 | 0 | 0 | 0 | 0 | 0 | 0 | 0 | 0 | 0 | 0 | 0 | 0 | 8.3648e-09 | -1.1735e-08 | 3.4052e-09 | -5.7162e-09 | 7.7854e-09 | -2.1046e-09 | -9.3868e-09 | -3.4458e-09 | 1.0943e-08 | 6.1393e-09 | 2.4616e-09 | -7.3556e-09 | 0 | 0 | 0 | 0 | 0 | 0 |  | 0.98799 | 0.95955 | 0.89965 | 0.98799 | 0.95955 | 0.89965 | -1.9736 | -117.1804 | 118.8982 | -1.9736 | -117.1804 | 118.8982
Line13_13_14 | 0.002334 | 0.002334 | 0.002334 | 0.002334 | 0.002334 | 0.002334 | 0.00053901 | 0.00053901 | 0.00053901 | 0.00053901 | 0.00053901 | 0.00053901 | 0.00041201 | 0.00012607 | -0.00045621 | -0.00041196 | -0.00012602 | 0.00045627 | 0.0003374 | -0.00050161 | 0.00016437 | -0.00033735 | 0.00050166 | -0.00016431 | -41.288 | -41.288 | -41.288 | 138.7116 | 138.7116 | 138.7116 |  | 0.98799 | 0.95955 | 0.89965 | 0.98785 | 0.95963 | 0.8997 | -1.9736 | -117.1804 | 118.8982 | -1.9745 | -117.1875 | 118.9063
Line14_15_16 | 0 | 0 | 0 | 0 | 0 | 0 | 0 | 0 | 0 | 0 | 0 | 0 | 5.5765e-09 | -7.823e-09 | 2.2701e-09 | -2.9279e-09 | 3.8739e-09 | -9.6954e-10 | -6.2579e-09 | -2.2972e-09 | 7.2953e-09 | 3.0104e-09 | 1.313e-09 | -3.7079e-09 | 0 | 0 | 0 | 0 | 0 | 0 |  | 0.98799 | 0.95955 | 0.89965 | 0.98799 | 0.95955 | 0.89965 | -1.9736 | -117.1804 | 118.8982 | -1.9736 | -117.1804 | 118.8982
Line15_16_17 | 0 | 0 | 0 | 0 | 0 | 0 | 0 | 0 | 0 | 0 | 0 | 0 | 2.7883e-09 | -3.9115e-09 | 1.1351e-09 | -1.3967e-10 | -3.7662e-11 | 1.6552e-10 | -3.1289e-09 | -1.1486e-09 | 3.6476e-09 | -1.1852e-10 | 1.6442e-10 | -6.026e-11 | 0 | 0 | 0 | 0 | 0 | 0 |  | 0.98799 | 0.95955 | 0.89965 | 0.98799 | 0.95955 | 0.89965 | -1.9736 | -117.1804 | 118.8982 | -1.9736 | -117.1804 | 118.8982
Line16_4_18 | 0 | 0 | 0 | 0 | 0 | 0 | 0 | 0 | 0 | 0 | 0 | 0 | 2.7871e-09 | -3.9396e-09 | 1.1647e-09 | -1.4123e-10 | -3.6936e-11 | 1.6603e-10 | -3.1648e-09 | -1.1332e-09 | 3.6606e-09 | -1.184e-10 | 1.6562e-10 | -6.1581e-11 | 0 | 0 | 0 | 0 | 0 | 0 |  | 0.98841 | 0.95933 | 0.89948 | 0.98841 | 0.95933 | 0.89948 | -1.9707 | -117.1591 | 118.8738 | -1.9707 | -117.1591 | 118.8738
Line17_5_19 | 0.0023475 | 0.0023475 | 0.0023475 | 0.0023475 | 0.0023475 | 0.0023475 | 0.00054213 | 0.00054213 | 0.00054213 | 0.00054213 | 0.00054213 | 0.00054213 | 0.00041656 | 0.00012396 | -0.0004577 | -0.0004165 | -0.00012392 | 0.00045776 | 0.00033706 | -0.00050509 | 0.0001682 | -0.000337 | 0.00050514 | -0.00016814 | -40.9488 | -40.9488 | -40.9488 | 139.0508 | 139.0508 | 139.0508 |  | 0.98841 | 0.95933 | 0.89948 | 0.98827 | 0.95941 | 0.89953 | -1.9707 | -117.1591 | 118.8738 | -1.9717 | -117.1662 | 118.882
Line1_1_3 | 0.002334 | 0.002334 | 0.002334 | 0.002334 | 0.002334 | 0.002334 | 0.00053901 | 0.00053901 | 0.00053901 | 0.00053901 | 0.00053901 | 0.00053901 | 0.00041224 | 0.00012625 | -0.00045599 | -0.00041219 | -0.0001262 | 0.00045605 | 0.0003376 | -0.0005014 | 0.00016461 | -0.00033755 | 0.00050145 | -0.00016456 | -41.2848 | -41.2848 | -41.2848 | 138.7147 | 138.7147 | 138.7147 |  | 0.98855 | 0.95926 | 0.89942 | 0.98841 | 0.95933 | 0.89948 | -1.9697 | -117.152 | 118.8656 | -1.9706 | -117.1591 | 118.8737
Line2_1_4 | 0.002352 | 0.002352 | 0.002352 | 0.002352 | 0.002352 | 0.002352 | 0.00054317 | 0.00054317 | 0.00054317 | 0.00054317 | 0.00054317 | 0.00054317 | 0.00041808 | 0.00012325 | -0.00045819 | -0.00041803 | -0.0001232 | 0.00045825 | 0.00033693 | -0.00050625 | 0.00016949 | -0.00033687 | 0.00050631 | -0.00016943 | -40.8344 | -40.8344 | -40.8344 | 139.1652 | 139.1652 | 139.1652 |  | 0.98855 | 0.95926 | 0.89942 | 0.98841 | 0.95933 | 0.89948 | -1.9697 | -117.152 | 118.8656 | -1.9707 | -117.1591 | 118.8738
Line3_1_5 | 0.0023475 | 0.0023475 | 0.0023475 | 0.0023475 | 0.0023475 | 0.0023475 | 0.00054213 | 0.00054213 | 0.00054213 | 0.00054213 | 0.00054213 | 0.00054213 | 0.00041661 | 0.00012401 | -0.00045765 | -0.00041656 | -0.00012396 | 0.0004577 | 0.00033711 | -0.00050503 | 0.00016826 | -0.00033706 | 0.00050509 | -0.0001682 | -40.9483 | -40.9483 | -40.9483 | 139.0512 | 139.0512 | 139.0512 |  | 0.98855 | 0.95926 | 0.89942 | 0.98841 | 0.95933 | 0.89948 | -1.9697 | -117.152 | 118.8656 | -1.9707 | -117.1591 | 118.8738
Line4_2_6 | 0.0023976 | 0.02967 | 0.028077 | 0.0023976 | 0.02967 | 0.028077 | 0.0005537 | 0.006852 | 0.0064841 | 0.0005537 | 0.006852 | 0.0064841 | 0.00043254 | 0.0049276 | 0.0037833 | -0.00043227 | -0.0049135 | -0.0037669 | 0.00033479 | 0.0043153 | 0.0044111 | -0.00033452 | -0.0042968 | -0.0043978 | -39.7152 | -158.4012 | 69.5212 | 140.2843 | 21.5988 | -110.4788 |  | 0.98784 | 0.95593 | 0.89622 | 0.98714 | 0.95261 | 0.89303 | -1.9752 | -117.1917 | 118.9022 | -1.9806 | -117.2317 | 118.9391
Line5_6_7 | 0.0023976 | 0.02967 | 0.028077 | 0.0023976 | 0.02967 | 0.028077 | 0.0005537 | 0.006852 | 0.0064841 | 0.0005537 | 0.006852 | 0.0064841 | 0.00043227 | 0.0049135 | 0.0037669 | -0.00043199 | -0.0048994 | -0.0037506 | 0.00033452 | 0.0042968 | 0.0043978 | -0.00033424 | -0.0042784 | -0.0043844 | -39.7157 | -158.4012 | 69.5212 | 140.2839 | 21.5988 | -110.4788 |  | 0.98714 | 0.95261 | 0.89303 | 0.98644 | 0.94929 | 0.88983 | -1.9806 | -117.2317 | 118.9391 | -1.9861 | -117.272 | 118.9763
Line6_7_8 | 0 | 0.030893 | 0.028956 | 0 | 0.030893 | 0.028956 | 0 | 0.0071343 | 0.006687 | 0 | 0.0071343 | 0.006687 | 8.2558e-09 | 0.0047861 | 0.0042097 | -5.63e-09 | -0.0047717 | -0.0041922 | -9.9361e-09 | 0.0047917 | 0.0042054 | 6.5169e-09 | -0.0047718 | -0.0041922 | 0 | -162.3053 | 74.0051 | 0 | 17.6947 | -105.9949 |  | 0.98644 | 0.94929 | 0.88983 | 0.98588 | 0.94589 | 0.88658 | -1.9861 | -117.272 | 118.9763 | -1.9904 | -117.3052 | 119.0051
Line7_8_9 | 0 | 0 | 0 | 0 | 0 | 0 | 0 | 0 | 0 | 0 | 0 | 0 | 2.7491e-09 | -4.0656e-09 | 1.232e-09 | -1.3176e-10 | 1.0618e-11 | 2.0569e-10 | -3.3181e-09 | -1.0148e-09 | 3.6631e-09 | -1.1928e-10 | 1.5491e-10 | -5.362e-11 | 0 | 0 | 0 | 0 | 0 | 0 |  | 0.98588 | 0.94589 | 0.88658 | 0.98588 | 0.94589 | 0.88658 | -1.9904 | -117.3052 | 119.0051 | -1.9904 | -117.3052 | 119.0051
Line8_8_10 | 0 | 0 | 0 | 0 | 0 | 0 | 0 | 0 | 0 | 0 | 0 | 0 | 2.7491e-09 | -4.0656e-09 | 1.232e-09 | -1.3176e-10 | 1.0618e-11 | 2.0569e-10 | -3.3181e-09 | -1.0148e-09 | 3.6631e-09 | -1.1928e-10 | 1.5491e-10 | -5.362e-11 | 0 | 0 | 0 | 0 | 0 | 0 |  | 0.98588 | 0.94589 | 0.88658 | 0.98588 | 0.94589 | 0.88658 | -1.9904 | -117.3052 | 119.0051 | -1.9904 | -117.3052 | 119.0051
Line9_3_11 | 0.002334 | 0.002334 | 0.002334 | 0.002334 | 0.002334 | 0.002334 | 0.00053901 | 0.00053901 | 0.00053901 | 0.00053901 | 0.00053901 | 0.00053901 | 0.00041219 | 0.0001262 | -0.00045605 | -0.00041213 | -0.00012615 | 0.0004561 | 0.00033755 | -0.00050145 | 0.00016456 | -0.0003375 | 0.00050151 | -0.0001645 | -41.2853 | -41.2853 | -41.2853 | 138.7143 | 138.7143 | 138.7143 |  | 0.98841 | 0.95933 | 0.89948 | 0.98827 | 0.95941 | 0.89953 | -1.9706 | -117.1591 | 118.8737 | -1.9716 | -117.1662 | 118.8819

## LLG_min_fault_10
name | pf_ikss_a_from_ka | pf_ikss_b_from_ka | pf_ikss_c_from_ka | pf_ikss_a_to_ka | pf_ikss_b_to_ka | pf_ikss_c_to_ka | pf_skss_a_from_mw | pf_skss_b_from_mw | pf_skss_c_from_mw | pf_skss_a_to_mw | pf_skss_b_to_mw | pf_skss_c_to_mw | pf_p_a_from_mw | pf_p_b_from_mw | pf_p_c_from_mw | pf_p_a_to_mw | pf_p_b_to_mw | pf_p_c_to_mw | pf_q_a_from_mvar | pf_q_b_from_mvar | pf_q_c_from_mvar | pf_q_a_to_mvar | pf_q_b_to_mvar | pf_q_c_to_mvar | pf_ikss_a_from_degree | pf_ikss_b_from_degree | pf_ikss_c_from_degree | pf_ikss_a_to_degree | pf_ikss_b_to_degree | pf_ikss_c_to_degree | 3xI0 | pf_vm_a_from_pu | pf_vm_b_from_pu | pf_vm_c_from_pu | pf_vm_a_to_pu | pf_vm_b_to_pu | pf_vm_c_to_pu | pf_va_a_from_degree | pf_va_b_from_degree | pf_va_c_from_degree | pf_va_a_to_degree | pf_va_b_to_degree | pf_va_c_to_degree
Line0_1_2 | 0.0022714 | 0.028108 | 0.026599 | 0.0022714 | 0.028108 | 0.026599 | 0.00052456 | 0.0064914 | 0.0061429 | 0.00052456 | 0.0064914 | 0.0061429 | 0.00038846 | 0.0044353 | 0.0034102 | -0.00038821 | -0.0044226 | -0.0033955 | 0.00030073 | 0.0038895 | 0.0039709 | -0.00030048 | -0.003873 | -0.003959 | -39.7148 | -158.4012 | 69.5212 | 140.2848 | 21.5988 | -110.4788 |  | 0.93652 | 0.90877 | 0.85208 | 0.93585 | 0.90562 | 0.84905 | -1.9697 | -117.152 | 118.8656 | -1.9752 | -117.1917 | 118.9022
Line10_11_12 | 0.0022111 | 0.0022111 | 0.0022111 | 0.0022111 | 0.0022111 | 0.0022111 | 0.00051064 | 0.00051064 | 0.00051064 | 0.00051064 | 0.00051064 | 0.00051064 | 0.00036989 | 0.00011322 | -0.00040935 | -0.00036984 | -0.00011318 | 0.0004094 | 0.00030291 | -0.00045011 | 0.00014764 | -0.00030286 | 0.00045015 | -0.00014759 | -41.2857 | -41.2857 | -41.2857 | 138.7138 | 138.7138 | 138.7138 |  | 0.93625 | 0.90891 | 0.85219 | 0.93612 | 0.90898 | 0.85224 | -1.9716 | -117.1662 | 118.8819 | -1.9726 | -117.1733 | 118.89
Line11_12_13 | 0.0022111 | 0.0022111 | 0.0022111 | 0.0022111 | 0.0022111 | 0.0022111 | 0.00051064 | 0.00051064 | 0.00051064 | 0.00051064 | 0.00051064 | 0.00051064 | 0.00036984 | 0.00011318 | -0.0004094 | -0.00036979 | -0.00011314 | 0.00040945 | 0.00030286 | -0.00045015 | 0.00014759 | -0.00030281 | 0.0004502 | -0.00014753 | -41.2862 | -41.2862 | -41.2862 | 138.7134 | 138.7134 | 138.7134 |  | 0.93612 | 0.90898 | 0.85224 | 0.93599 | 0.90905 | 0.8523 | -1.9726 | -117.1733 | 118.89 | -1.9736 | -117.1804 | 118.8982
Line12_13_15 | 0 | 0 | 0 | 0 | 0 | 0 | 0 | 0 | 0 | 0 | 0 | 0 | 7.5075e-09 | -1.0532e-08 | 3.0562e-09 | -5.1303e-09 | 6.9874e-09 | -1.8889e-09 | -8.4247e-09 | -3.0926e-09 | 9.8214e-09 | 5.5101e-09 | 2.2093e-09 | -6.6017e-09 | 0 | 0 | 0 | 0 | 0 | 0 |  | 0.93599 | 0.90905 | 0.8523 | 0.93599 | 0.90905 | 0.8523 | -1.9736 | -117.1804 | 118.8982 | -1.9736 | -117.1804 | 118.8982
Line13_13_14 | 0.0022111 | 0.0022111 | 0.0022111 | 0.0022111 | 0.0022111 | 0.0022111 | 0.00051064 | 0.00051064 | 0.00051064 | 0.00051064 | 0.00051064 | 0.00051064 | 0.00036979 | 0.00011315 | -0.00040945 | -0.00036974 | -0.0001131 | 0.0004095 | 0.00030282 | -0.0004502 | 0.00014752 | -0.00030278 | 0.00045025 | -0.00014747 | -41.288 | -41.288 | -41.288 | 138.7116 | 138.7116 | 138.7116 |  | 0.93599 | 0.90905 | 0.8523 | 0.93586 | 0.90912 | 0.85235 | -1.9736 | -117.1804 | 118.8982 | -1.9745 | -117.1875 | 118.9063
Line14_15_16 | 0 | 0 | 0 | 0 | 0 | 0 | 0 | 0 | 0 | 0 | 0 | 0 | 5.005e-09 | -7.0212e-09 | 2.0375e-09 | -2.6278e-09 | 3.4768e-09 | -8.7017e-10 | -5.6165e-09 | -2.0617e-09 | 6.5476e-09 | 2.7019e-09 | 1.1784e-09 | -3.3279e-09 | 0 | 0 | 0 | 0 | 0 | 0 |  | 0.93599 | 0.90905 | 0.8523 | 0.93599 | 0.90905 | 0.8523 | -1.9736 | -117.1804 | 118.8982 | -1.9736 | -117.1804 | 118.8982
Line15_16_17 | 0 | 0 | 0 | 0 | 0 | 0 | 0 | 0 | 0 | 0 | 0 | 0 | 2.5025e-09 | -3.5106e-09 | 1.0187e-09 | -1.2535e-10 | -3.3802e-11 | 1.4856e-10 | -2.8082e-09 | -1.0309e-09 | 3.2738e-09 | -1.0637e-10 | 1.4757e-10 | -5.4084e-11 | 0 | 0 | 0 | 0 | 0 | 0 |  | 0.93599 | 0.90905 | 0.8523 | 0.93599 | 0.90905 | 0.8523 | -1.9736 | -117.1804 | 118.8982 | -1.9736 | -117.1804 | 118.8982
Line16_4_18 | 0 | 0 | 0 | 0 | 0 | 0 | 0 | 0 | 0 | 0 | 0 | 0 | 2.5014e-09 | -3.5358e-09 | 1.0453e-09 | -1.2676e-10 | -3.315e-11 | 1.4901e-10 | -2.8404e-09 | -1.0171e-09 | 3.2855e-09 | -1.0626e-10 | 1.4865e-10 | -5.5269e-11 | 0 | 0 | 0 | 0 | 0 | 0 |  | 0.93639 | 0.90884 | 0.85213 | 0.93639 | 0.90884 | 0.85213 | -1.9707 | -117.1591 | 118.8738 | -1.9707 | -117.1591 | 118.8738
Line17_5_19 | 0.0022239 | 0.0022239 | 0.0022239 | 0.0022239 | 0.0022239 | 0.0022239 | 0.00051359 | 0.00051359 | 0.00051359 | 0.00051359 | 0.00051359 | 0.00051359 | 0.00037386 | 0.00011126 | -0.00041079 | -0.00037381 | -0.00011122 | 0.00041084 | 0.00030251 | -0.00045332 | 0.00015096 | -0.00030246 | 0.00045337 | -0.00015091 | -40.9488 | -40.9488 | -40.9488 | 139.0508 | 139.0508 | 139.0508 |  | 0.93639 | 0.90884 | 0.85213 | 0.93625 | 0.90891 | 0.85219 | -1.9707 | -117.1591 | 118.8738 | -1.9717 | -117.1662 | 118.882
Line1_1_3 | 0.0022111 | 0.0022111 | 0.0022111 | 0.0022111 | 0.0022111 | 0.0022111 | 0.00051064 | 0.00051064 | 0.00051064 | 0.00051064 | 0.00051064 | 0.00051064 | 0.00036999 | 0.00011331 | -0.00040926 | -0.00036994 | -0.00011327 | 0.00040931 | 0.000303 | -0.00045001 | 0.00014774 | -0.00030295 | 0.00045006 | -0.00014769 | -41.2848 | -41.2848 | -41.2848 | 138.7147 | 138.7147 | 138.7147 |  | 0.93652 | 0.90877 | 0.85208 | 0.93639 | 0.90884 | 0.85214 | -1.9697 | -117.152 | 118.8656 | -1.9706 | -117.1591 | 118.8737
Line2_1_4 | 0.0022282 | 0.0022282 | 0.0022282 | 0.0022282 | 0.0022282 | 0.0022282 | 0.00051458 | 0.00051458 | 0.00051458 | 0.00051458 | 0.00051458 | 0.00051458 | 0.00037523 | 0.00011061 | -0.00041123 | -0.00037518 | -0.00011057 | 0.00041128 | 0.00030239 | -0.00045436 | 0.00015212 | -0.00030235 | 0.00045441 | -0.00015207 | -40.8344 | -40.8344 | -40.8344 | 139.1652 | 139.1652 | 139.1652 |  | 0.93652 | 0.90877 | 0.85208 | 0.93639 | 0.90884 | 0.85213 | -1.9697 | -117.152 | 118.8656 | -1.9707 | -117.1591 | 118.8738
Line3_1_5 | 0.0022239 | 0.0022239 | 0.0022239 | 0.0022239 | 0.0022239 | 0.0022239 | 0.00051359 | 0.00051359 | 0.00051359 | 0.00051359 | 0.00051359 | 0.00051359 | 0.00037391 | 0.0001113 | -0.00041074 | -0.00037386 | -0.00011126 | 0.00041079 | 0.00030256 | -0.00045327 | 0.00015101 | -0.00030251 | 0.00045332 | -0.00015096 | -40.9483 | -40.9483 | -40.9483 | 139.0512 | 139.0512 | 139.0512 |  | 0.93652 | 0.90877 | 0.85208 | 0.93639 | 0.90884 | 0.85213 | -1.9697 | -117.152 | 118.8656 | -1.9707 | -117.1591 | 118.8738
Line4_2_6 | 0.0022714 | 0.028108 | 0.026599 | 0.0022714 | 0.028108 | 0.026599 | 0.00052456 | 0.0064914 | 0.0061429 | 0.00052456 | 0.0064914 | 0.0061429 | 0.00038821 | 0.0044226 | 0.0033955 | -0.00038796 | -0.0044099 | -0.0033809 | 0.00030048 | 0.003873 | 0.003959 | -0.00030023 | -0.0038564 | -0.003947 | -39.7152 | -158.4012 | 69.5212 | 140.2843 | 21.5988 | -110.4788 |  | 0.93585 | 0.90562 | 0.84905 | 0.93519 | 0.90247 | 0.84603 | -1.9752 | -117.1917 | 118.9022 | -1.9806 | -117.2317 | 118.9391
Line5_6_7 | 0.0022714 | 0.028108 | 0.026599 | 0.0022714 | 0.028108 | 0.026599 | 0.00052456 | 0.0064914 | 0.0061429 | 0.00052456 | 0.0064914 | 0.0061429 | 0.00038796 | 0.0044099 | 0.0033809 | -0.00038771 | -0.0043972 | -0.0033662 | 0.00030023 | 0.0038564 | 0.003947 | -0.00029998 | -0.0038399 | -0.0039351 | -39.7157 | -158.4012 | 69.5212 | 140.2839 | 21.5988 | -110.4788 |  | 0.93519 | 0.90247 | 0.84603 | 0.93452 | 0.89933 | 0.843 | -1.9806 | -117.2317 | 118.9391 | -1.9861 | -117.272 | 118.9763
Line6_7_8 | 0 | 0.029267 | 0.027432 | 0 | 0.029267 | 0.027432 | 0 | 0.0067588 | 0.0063351 | 0 | 0.0067588 | 0.0063351 | 7.4096e-09 | 0.0042956 | 0.0037782 | -5.0529e-09 | -0.0042827 | -0.0037625 | -8.9178e-09 | 0.0043006 | 0.0037744 | 5.849e-09 | -0.0042827 | -0.0037625 | 0 | -162.3053 | 74.0051 | 0 | 17.6947 | -105.9949 |  | 0.93452 | 0.89933 | 0.843 | 0.93399 | 0.8961 | 0.83992 | -1.9861 | -117.272 | 118.9763 | -1.9904 | -117.3052 | 119.0051
Line7_8_9 | 0 | 0 | 0 | 0 | 0 | 0 | 0 | 0 | 0 | 0 | 0 | 0 | 2.4673e-09 | -3.6489e-09 | 1.1057e-09 | -1.1825e-10 | 9.5295e-12 | 1.8461e-10 | -2.978e-09 | -9.1077e-10 | 3.2877e-09 | -1.0705e-10 | 1.3903e-10 | -4.8125e-11 | 0 | 0 | 0 | 0 | 0 | 0 |  | 0.93399 | 0.8961 | 0.83992 | 0.93399 | 0.8961 | 0.83992 | -1.9904 | -117.3052 | 119.0051 | -1.9904 | -117.3052 | 119.0051
Line8_8_10 | 0 | 0 | 0 | 0 | 0 | 0 | 0 | 0 | 0 | 0 | 0 | 0 | 2.4673e-09 | -3.6489e-09 | 1.1057e-09 | -1.1825e-10 | 9.5295e-12 | 1.8461e-10 | -2.978e-09 | -9.1077e-10 | 3.2877e-09 | -1.0705e-10 | 1.3903e-10 | -4.8125e-11 | 0 | 0 | 0 | 0 | 0 | 0 |  | 0.93399 | 0.8961 | 0.83992 | 0.93399 | 0.8961 | 0.83992 | -1.9904 | -117.3052 | 119.0051 | -1.9904 | -117.3052 | 119.0051
Line9_3_11 | 0.0022111 | 0.0022111 | 0.0022111 | 0.0022111 | 0.0022111 | 0.0022111 | 0.00051064 | 0.00051064 | 0.00051064 | 0.00051064 | 0.00051064 | 0.00051064 | 0.00036994 | 0.00011327 | -0.00040931 | -0.00036989 | -0.00011322 | 0.00040935 | 0.00030295 | -0.00045006 | 0.00014769 | -0.00030291 | 0.00045011 | -0.00014764 | -41.2853 | -41.2853 | -41.2853 | 138.7143 | 138.7143 | 138.7143 |  | 0.93639 | 0.90884 | 0.85214 | 0.93625 | 0.90891 | 0.85219 | -1.9706 | -117.1591 | 118.8737 | -1.9716 | -117.1662 | 118.8819