## LLL_max_6
name | pf_ikss_from_ka | pf_ikss_to_ka | pf_ip_from_ka | pf_ip_to_ka | pf_skss_from_mw | pf_skss_to_mw | pf_p_from_mw | pf_p_to_mw | pf_q_from_mvar | pf_q_to_mvar | pf_ikss_from_degree | pf_ikss_to_degree | pf_vm_from_pu | pf_vm_to_pu | pf_va_from_degree | pf_va_to_degree
Line0_1_2 | 2.1767 | 2.1767 | 0 | 0 | 1.508 | 1.508 | 0.56854 | -0.42641 | 1.1371 | -0.85282 | -67.8829 | 112.1171 | 0.84302 | 0.63226 | -4.4479 | -4.4479
Line10_11_12 | 0 | 0 | 0 | 0 | 0 | 0 | 0 | 0 | 0 | 0 | 0 | 0 | 0.84302 | 0.84302 | -4.4479 | -4.4479
Line11_12_13 | 0 | 0 | 0 | 0 | 0 | 0 | 0 | 0 | 0 | 0 | 0 | 0 | 0.84302 | 0.84302 | -4.4479 | -4.4479
Line12_13_15 | 0 | 0 | 0 | 0 | 0 | 0 | 0 | 0 | 0 | 0 | 0 | 0 | 0.84302 | 0.84302 | -4.4479 | -4.4479
Line13_13_14 | 0 | 0 | 0 | 0 | 0 | 0 | 0 | 0 | 0 | 0 | 0 | 0 | 0.84302 | 0.84302 | -4.4479 | -4.4479
Line14_15_16 | 0 | 0 | 0 | 0 | 0 | 0 | 0 | 0 | 0 | 0 | 0 | 0 | 0.84302 | 0.84302 | -4.4479 | -4.4479
Line15_16_17 | 0 | 0 | 0 | 0 | 0 | 0 | 0 | 0 | 0 | 0 | 0 | 0 | 0.84302 | 0.84302 | -4.4479 | -4.4479
Line16_4_18 | 0 | 0 | 0 | 0 | 0 | 0 | 0 | 0 | 0 | 0 | 0 | 0 | 0.84302 | 0.84302 | -4.4479 | -4.4479
Line17_5_19 | 0 | 0 | 0 | 0 | 0 | 0 | 0 | 0 | 0 | 0 | 0 | 0 | 0.84302 | 0.84302 | -4.4479 | -4.4479
Line1_1_3 | 0 | 0 | 0 | 0 | 0 | 0 | 0 | 0 | 0 | 0 | 0 | 0 | 0.84302 | 0.84302 | -4.4479 | -4.4479
Line2_1_4 | 0 | 0 | 0 | 0 | 0 | 0 | 0 | 0 | 0 | 0 | 0 | 0 | 0.84302 | 0.84302 | -4.4479 | -4.4479
Line3_1_5 | 0 | 0 | 0 | 0 | 0 | 0 | 0 | 0 | 0 | 0 | 0 | 0 | 0.84302 | 0.84302 | -4.4479 | -4.4479
Line4_2_6 | 2.1767 | 2.1767 | 0 | 0 | 1.508 | 1.508 | 0.42641 | -0.28427 | 0.85282 | -0.56854 | -67.8829 | 112.1171 | 0.63226 | 0.42151 | -4.4479 | -4.4479
Line5_6_7 | 2.1767 | 2.1767 | 0 | 0 | 1.508 | 1.508 | 0.28427 | -0.14214 | 0.56854 | -0.28427 | -67.8829 | 112.1171 | 0.42151 | 0.21075 | -4.4479 | -4.4479
Line6_7_8 | 2.1767 | 2.1767 | 0 | 4.0311 | 1.508 | 1.508 | 0.14214 | -1e-07 | 0.28427 | -1e-07 | -67.8829 | 112.1171 | 0.21075 | 0 | -4.4479 | 0
Line7_8_9 | 0 | 0 | 0 | 0 | 0 | 0 | 7.9247e-22 | 0 | 4.6423e-22 | 0 | 0 | 0 | 0 | 0 | 0 | 0
Line8_8_10 | 0 | 0 | 0 | 0 | 0 | 0 | 7.9247e-22 | 0 | 4.6423e-22 | 0 | 0 | 0 | 0 | 0 | 0 | 0
Line9_3_11 | 0 | 0 | 0 | 0 | 0 | 0 | 0 | 0 | 0 | 0 | 0 | 0 | 0.84302 | 0.84302 | -4.4479 | -4.4479

## LLL_max_10
name | pf_ikss_from_ka | pf_ikss_to_ka | pf_ip_from_ka | pf_ip_to_ka | pf_skss_from_mw | pf_skss_to_mw | pf_p_from_mw | pf_p_to_mw | pf_q_from_mvar | pf_q_to_mvar | pf_ikss_from_degree | pf_ikss_to_degree | pf_vm_from_pu | pf_vm_to_pu | pf_va_from_degree | pf_va_to_degree
Line0_1_2 | 2.259 | 2.259 | 0 | 0 | 1.5651 | 1.5651 | 0.61237 | -0.45928 | 1.2247 | -0.91856 | -68.05 | 111.95 | 0.87491 | 0.65618 | -4.615 | -4.615
Line10_11_12 | 0 | 0 | 0 | 0 | 0 | 0 | 0 | 0 | 0 | 0 | 0 | 0 | 0.87491 | 0.87491 | -4.615 | -4.615
Line11_12_13 | 0 | 0 | 0 | 0 | 0 | 0 | 0 | 0 | 0 | 0 | 0 | 0 | 0.87491 | 0.87491 | -4.615 | -4.615
Line12_13_15 | 0 | 0 | 0 | 0 | 0 | 0 | 0 | 0 | 0 | 0 | 0 | 0 | 0.87491 | 0.87491 | -4.615 | -4.615
Line13_13_14 | 0 | 0 | 0 | 0 | 0 | 0 | 0 | 0 | 0 | 0 | 0 | 0 | 0.87491 | 0.87491 | -4.615 | -4.615
Line14_15_16 | 0 | 0 | 0 | 0 | 0 | 0 | 0 | 0 | 0 | 0 | 0 | 0 | 0.87491 | 0.87491 | -4.615 | -4.615
Line15_16_17 | 0 | 0 | 0 | 0 | 0 | 0 | 0 | 0 | 0 | 0 | 0 | 0 | 0.87491 | 0.87491 | -4.615 | -4.615
Line16_4_18 | 0 | 0 | 0 | 0 | 0 | 0 | 0 | 0 | 0 | 0 | 0 | 0 | 0.87491 | 0.87491 | -4.615 | -4.615
Line17_5_19 | 0 | 0 | 0 | 0 | 0 | 0 | 0 | 0 | 0 | 0 | 0 | 0 | 0.87491 | 0.87491 | -4.615 | -4.615
Line1_1_3 | 0 | 0 | 0 | 0 | 0 | 0 | 0 | 0 | 0 | 0 | 0 | 0 | 0.87491 | 0.87491 | -4.615 | -4.615
Line2_1_4 | 0 | 0 | 0 | 0 | 0 | 0 | 0 | 0 | 0 | 0 | 0 | 0 | 0.87491 | 0.87491 | -4.615 | -4.615
Line3_1_5 | 0 | 0 | 0 | 0 | 0 | 0 | 0 | 0 | 0 | 0 | 0 | 0 | 0.87491 | 0.87491 | -4.615 | -4.615
Line4_2_6 | 2.259 | 2.259 | 0 | 0 | 1.5651 | 1.5651 | 0.45928 | -0.30619 | 0.91856 | -0.61237 | -68.05 | 111.95 | 0.65618 | 0.43745 | -4.615 | -4.615
Line5_6_7 | 2.259 | 2.259 | 0 | 0 | 1.5651 | 1.5651 | 0.30619 | -0.15309 | 0.61237 | -0.30619 | -68.05 | 111.95 | 0.43745 | 0.21873 | -4.615 | -4.615
Line6_7_8 | 2.259 | 2.259 | 0 | 4.1931 | 1.5651 | 1.5651 | 0.15309 | -1e-07 | 0.30619 | -1e-07 | -68.05 | 111.95 | 0.21873 | 0 | -4.615 | 0
Line7_8_9 | 0 | 0 | 0 | 0 | 0 | 0 | 1.1123e-21 | 0 | -5.2195e-22 | 0 | 0 | 0 | 0 | 0 | 0 | 0
Line8_8_10 | 0 | 0 | 0 | 0 | 0 | 0 | 1.1123e-21 | 0 | -5.2195e-22 | 0 | 0 | 0 | 0 | 0 | 0 | 0
Line9_3_11 | 0 | 0 | 0 | 0 | 0 | 0 | 0 | 0 | 0 | 0 | 0 | 0 | 0.87491 | 0.87491 | -4.615 | -4.615

## LLL_max_fault_6
name | pf_ikss_from_ka | pf_ikss_to_ka | pf_ip_from_ka | pf_ip_to_ka | pf_skss_from_mw | pf_skss_to_mw | pf_p_from_mw | pf_p_to_mw | pf_q_from_mvar | pf_q_to_mvar | pf_ikss_from_degree | pf_ikss_to_degree | pf_vm_from_pu | pf_vm_to_pu | pf_va_from_degree | pf_va_to_degree
Line0_1_2 | 0.033802 | 0.033802 | 0 | 0 | 0.023418 | 0.023418 | 0.017275 | -0.017241 | 0.017412 | -0.017344 | -45.346 | 134.654 | 1.0474 | 1.0443 | -0.11952 | -0.17563
Line10_11_12 | 0 | 0 | 0 | 0 | 0 | 0 | 0 | 0 | 0 | 0 | 0 | 0 | 1.0474 | 1.0474 | -0.11952 | -0.11952
Line11_12_13 | 0 | 0 | 0 | 0 | 0 | 0 | 0 | 0 | 0 | 0 | 0 | 0 | 1.0474 | 1.0474 | -0.11952 | -0.11952
Line12_13_15 | 0 | 0 | 0 | 0 | 0 | 0 | 0 | 0 | 0 | 0 | 0 | 0 | 1.0474 | 1.0474 | -0.11952 | -0.11952
Line13_13_14 | 0 | 0 | 0 | 0 | 0 | 0 | 0 | 0 | 0 | 0 | 0 | 0 | 1.0474 | 1.0474 | -0.11952 | -0.11952
Line14_15_16 | 0 | 0 | 0 | 0 | 0 | 0 | 0 | 0 | 0 | 0 | 0 | 0 | 1.0474 | 1.0474 | -0.11952 | -0.11952
Line15_16_17 | 0 | 0 | 0 | 0 | 0 | 0 | 0 | 0 | 0 | 0 | 0 | 0 | 1.0474 | 1.0474 | -0.11952 | -0.11952
Line16_4_18 | 0 | 0 | 0 | 0 | 0 | 0 | 0 | 0 | 0 | 0 | 0 | 0 | 1.0474 | 1.0474 | -0.11952 | -0.11952
Line17_5_19 | 0 | 0 | 0 | 0 | 0 | 0 | 0 | 0 | 0 | 0 | 0 | 0 | 1.0474 | 1.0474 | -0.11952 | -0.11952
Line1_1_3 | 0 | 0 | 0 | 0 | 0 | 0 | 0 | 0 | 0 | 0 | 0 | 0 | 1.0474 | 1.0474 | -0.11952 | -0.11952
Line2_1_4 | 0 | 0 | 0 | 0 | 0 | 0 | 0 | 0 | 0 | 0 | 0 | 0 | 1.0474 | 1.0474 | -0.11952 | -0.11952
Line3_1_5 | 0 | 0 | 0 | 0 | 0 | 0 | 0 | 0 | 0 | 0 | 0 | 0 | 1.0474 | 1.0474 | -0.11952 | -0.11952
Line4_2_6 | 0.033802 | 0.033802 | 0 | 0 | 0.023418 | 0.023418 | 0.017241 | -0.017207 | 0.017344 | -0.017275 | -45.346 | 134.654 | 1.0443 | 1.0412 | -0.17563 | -0.23207
Line5_6_7 | 0.033802 | 0.033802 | 0 | 0 | 0.023418 | 0.023418 | 0.017207 | -0.017173 | 0.017275 | -0.017207 | -45.346 | 134.654 | 1.0412 | 1.0381 | -0.23207 | -0.28886
Line6_7_8 | 0.033802 | 0.033802 | 0 | 0.0626 | 0.023418 | 0.023418 | 0.017173 | -0.017138 | 0.017207 | -0.017138 | -45.346 | 134.654 | 1.0381 | 1.035 | -0.28886 | -0.34598
Line7_8_9 | 0 | 0 | 0 | 0 | 0 | 0 | -1.7102e-10 | 0 | 7.2182e-11 | 0 | 0 | 0 | 1.035 | 1.035 | -0.34598 | -0.34598
Line8_8_10 | 0 | 0 | 0 | 0 | 0 | 0 | -1.7102e-10 | 0 | 7.2182e-11 | 0 | 0 | 0 | 1.035 | 1.035 | -0.34598 | -0.34598
Line9_3_11 | 0 | 0 | 0 | 0 | 0 | 0 | 0 | 0 | 0 | 0 | 0 | 0 | 1.0474 | 1.0474 | -0.11952 | -0.11952

## LLL_max_fault_10
name | pf_ikss_from_ka | pf_ikss_to_ka | pf_ip_from_ka | pf_ip_to_ka | pf_skss_from_mw | pf_skss_to_mw | pf_p_from_mw | pf_p_to_mw | pf_q_from_mvar | pf_q_to_mvar | pf_ikss_from_degree | pf_ikss_to_degree | pf_vm_from_pu | pf_vm_to_pu | pf_va_from_degree | pf_va_to_degree
Line0_1_2 | 0.035407 | 0.035407 | 0 | 0 | 0.024531 | 0.024531 | 0.018955 | -0.018918 | 0.019106 | -0.019031 | -45.3516 | 134.6484 | 1.0971 | 1.0939 | -0.12515 | -0.18126
Line10_11_12 | 0 | 0 | 0 | 0 | 0 | 0 | 0 | 0 | 0 | 0 | 0 | 0 | 1.0971 | 1.0971 | -0.12515 | -0.12515
Line11_12_13 | 0 | 0 | 0 | 0 | 0 | 0 | 0 | 0 | 0 | 0 | 0 | 0 | 1.0971 | 1.0971 | -0.12515 | -0.12515
Line12_13_15 | 0 | 0 | 0 | 0 | 0 | 0 | 0 | 0 | 0 | 0 | 0 | 0 | 1.0971 | 1.0971 | -0.12515 | -0.12515
Line13_13_14 | 0 | 0 | 0 | 0 | 0 | 0 | 0 | 0 | 0 | 0 | 0 | 0 | 1.0971 | 1.0971 | -0.12515 | -0.12515
Line14_15_16 | 0 | 0 | 0 | 0 | 0 | 0 | 0 | 0 | 0 | 0 | 0 | 0 | 1.0971 | 1.0971 | -0.12515 | -0.12515
Line15_16_17 | 0 | 0 | 0 | 0 | 0 | 0 | 0 | 0 | 0 | 0 | 0 | 0 | 1.0971 | 1.0971 | -0.12515 | -0.12515
Line16_4_18 | 0 | 0 | 0 | 0 | 0 | 0 | 0 | 0 | 0 | 0 | 0 | 0 | 1.0971 | 1.0971 | -0.12515 | -0.12515
Line17_5_19 | 0 | 0 | 0 | 0 | 0 | 0 | 0 | 0 | 0 | 0 | 0 | 0 | 1.0971 | 1.0971 | -0.12515 | -0.12515
Line1_1_3 | 0 | 0 | 0 | 0 | 0 | 0 | 0 | 0 | 0 | 0 | 0 | 0 | 1.0971 | 1.0971 | -0.12515 | -0.12515
Line2_1_4 | 0 | 0 | 0 | 0 | 0 | 0 | 0 | 0 | 0 | 0 | 0 | 0 | 1.0971 | 1.0971 | -0.12515 | -0.12515
Line3_1_5 | 0 | 0 | 0 | 0 | 0 | 0 | 0 | 0 | 0 | 0 | 0 | 0 | 1.0971 | 1.0971 | -0.12515 | -0.12515
Line4_2_6 | 0.035407 | 0.035407 | 0 | 0 | 0.024531 | 0.024531 | 0.018918 | -0.01888 | 0.019031 | -0.018955 | -45.3516 | 134.6484 | 1.0939 | 1.0906 | -0.18126 | -0.23771
Line5_6_7 | 0.035407 | 0.035407 | 0 | 0 | 0.024531 | 0.024531 | 0.01888 | -0.018842 | 0.018955 | -0.01888 | -45.3516 | 134.6484 | 1.0906 | 1.0874 | -0.23771 | -0.29449
Line6_7_8 | 0.035407 | 0.035407 | 0 | 0.065722 | 0.024531 | 0.024531 | 0.018842 | -0.018805 | 0.01888 | -0.018805 | -45.3516 | 134.6484 | 1.0874 | 1.0841 | -0.29449 | -0.35161
Line7_8_9 | 0 | 0 | 0 | 0 | 0 | 0 | -1.8919e-10 | 0 | 8.0501e-11 | 0 | 0 | 0 | 1.0841 | 1.0841 | -0.35161 | -0.35161
Line8_8_10 | 0 | 0 | 0 | 0 | 0 | 0 | -1.8919e-10 | 0 | 8.0501e-11 | 0 | 0 | 0 | 1.0841 | 1.0841 | -0.35161 | -0.35161
Line9_3_11 | 0 | 0 | 0 | 0 | 0 | 0 | 0 | 0 | 0 | 0 | 0 | 0 | 1.0971 | 1.0971 | -0.12515 | -0.12515

## LLL_min_6
name | pf_ikss_from_ka | pf_ikss_to_ka | pf_ip_from_ka | pf_ip_to_ka | pf_skss_from_mw | pf_skss_to_mw | pf_p_from_mw | pf_p_to_mw | pf_q_from_mvar | pf_q_to_mvar | pf_ikss_from_degree | pf_ikss_to_degree | pf_vm_from_pu | pf_vm_to_pu | pf_va_from_degree | pf_va_to_degree
Line0_1_2 | 1.6801 | 1.6801 | 0 | 0 | 1.164 | 1.164 | 0.65034 | -0.48775 | 0.67743 | -0.50807 | -52.8727 | 127.1273 | 0.80677 | 0.60508 | -6.7036 | -6.7036
Line10_11_12 | 0 | 0 | 0 | 0 | 0 | 0 | 0 | 0 | 0 | 0 | 0 | 0 | 0.80677 | 0.80677 | -6.7036 | -6.7036
Line11_12_13 | 0 | 0 | 0 | 0 | 0 | 0 | 0 | 0 | 0 | 0 | 0 | 0 | 0.80677 | 0.80677 | -6.7036 | -6.7036
Line12_13_15 | 0 | 0 | 0 | 0 | 0 | 0 | 0 | 0 | 0 | 0 | 0 | 0 | 0.80677 | 0.80677 | -6.7036 | -6.7036
Line13_13_14 | 0 | 0 | 0 | 0 | 0 | 0 | 0 | 0 | 0 | 0 | 0 | 0 | 0.80677 | 0.80677 | -6.7036 | -6.7036
Line14_15_16 | 0 | 0 | 0 | 0 | 0 | 0 | 0 | 0 | 0 | 0 | 0 | 0 | 0.80677 | 0.80677 | -6.7036 | -6.7036
Line15_16_17 | 0 | 0 | 0 | 0 | 0 | 0 | 0 | 0 | 0 | 0 | 0 | 0 | 0.80677 | 0.80677 | -6.7036 | -6.7036
Line16_4_18 | 0 | 0 | 0 | 0 | 0 | 0 | 0 | 0 | 0 | 0 | 0 | 0 | 0.80677 | 0.80677 | -6.7036 | -6.7036
Line17_5_19 | 0 | 0 | 0 | 0 | 0 | 0 | 0 | 0 | 0 | 0 | 0 | 0 | 0.80677 | 0.80677 | -6.7036 | -6.7036
Line1_1_3 | 0 | 0 | 0 | 0 | 0 | 0 | 0 | 0 | 0 | 0 | 0 | 0 | 0.80677 | 0.80677 | -6.7036 | -6.7036
Line2_1_4 | 0 | 0 | 0 | 0 | 0 | 0 | 0 | 0 | 0 | 0 | 0 | 0 | 0.80677 | 0.80677 | -6.7036 | -6.7036
Line3_1_5 | 0 | 0 | 0 | 0 | 0 | 0 | 0 | 0 | 0 | 0 | 0 | 0 | 0.80677 | 0.80677 | -6.7036 | -6.7036
Line4_2_6 | 1.6801 | 1.6801 | 0 | 0 | 1.164 | 1.164 | 0.48775 | -0.32517 | 0.50807 | -0.33872 | -52.8727 | 127.1273 | 0.60508 | 0.40338 | -6.7036 | -6.7036
Line5_6_7 | 1.6801 | 1.6801 | 0 | 0 | 1.164 | 1.164 | 0.32517 | -0.16258 | 0.33872 | -0.16936 | -52.8727 | 127.1273 | 0.40338 | 0.20169 | -6.7036 | -6.7036
Line6_7_8 | 1.6801 | 1.6801 | 0 | 2.6638 | 1.164 | 1.164 | 0.16258 | -1e-07 | 0.16936 | -1e-07 | -52.8727 | 127.1273 | 0.20169 | 0 | -6.7036 | 0
Line7_8_9 | 0 | 0 | 0 | 0 | 0 | 0 | 6.7987e-22 | 0 | 9.0104e-22 | 0 | 0 | 0 | 0 | 0 | 0 | 0
Line8_8_10 | 0 | 0 | 0 | 0 | 0 | 0 | 6.7987e-22 | 0 | 9.0104e-22 | 0 | 0 | 0 | 0 | 0 | 0 | 0
Line9_3_11 | 0 | 0 | 0 | 0 | 0 | 0 | 0 | 0 | 0 | 0 | 0 | 0 | 0.80677 | 0.80677 | -6.7036 | -6.7036

## LLL_min_10
name | pf_ikss_from_ka | pf_ikss_to_ka | pf_ip_from_ka | pf_ip_to_ka | pf_skss_from_mw | pf_skss_to_mw | pf_p_from_mw | pf_p_to_mw | pf_q_from_mvar | pf_q_to_mvar | pf_ikss_from_degree | pf_ikss_to_degree | pf_vm_from_pu | pf_vm_to_pu | pf_va_from_degree | pf_va_to_degree
Line0_1_2 | 1.5916 | 1.5916 | 0 | 0 | 1.1027 | 1.1027 | 0.58368 | -0.43776 | 0.608 | -0.456 | -52.8727 | 127.1273 | 0.76431 | 0.57323 | -6.7036 | -6.7036
Line10_11_12 | 0 | 0 | 0 | 0 | 0 | 0 | 0 | 0 | 0 | 0 | 0 | 0 | 0.76431 | 0.76431 | -6.7036 | -6.7036
Line11_12_13 | 0 | 0 | 0 | 0 | 0 | 0 | 0 | 0 | 0 | 0 | 0 | 0 | 0.76431 | 0.76431 | -6.7036 | -6.7036
Line12_13_15 | 0 | 0 | 0 | 0 | 0 | 0 | 0 | 0 | 0 | 0 | 0 | 0 | 0.76431 | 0.76431 | -6.7036 | -6.7036
Line13_13_14 | 0 | 0 | 0 | 0 | 0 | 0 | 0 | 0 | 0 | 0 | 0 | 0 | 0.76431 | 0.76431 | -6.7036 | -6.7036
Line14_15_16 | 0 | 0 | 0 | 0 | 0 | 0 | 0 | 0 | 0 | 0 | 0 | 0 | 0.76431 | 0.76431 | -6.7036 | -6.7036
Line15_16_17 | 0 | 0 | 0 | 0 | 0 | 0 | 0 | 0 | 0 | 0 | 0 | 0 | 0.76431 | 0.76431 | -6.7036 | -6.7036
Line16_4_18 | 0 | 0 | 0 | 0 | 0 | 0 | 0 | 0 | 0 | 0 | 0 | 0 | 0.76431 | 0.76431 | -6.7036 | -6.7036
Line17_5_19 | 0 | 0 | 0 | 0 | 0 | 0 | 0 | 0 | 0 | 0 | 0 | 0 | 0.76431 | 0.76431 | -6.7036 | -6.7036
Line1_1_3 | 0 | 0 | 0 | 0 | 0 | 0 | 0 | 0 | 0 | 0 | 0 | 0 | 0.76431 | 0.76431 | -6.7036 | -6.7036
Line2_1_4 | 0 | 0 | 0 | 0 | 0 | 0 | 0 | 0 | 0 | 0 | 0 | 0 | 0.76431 | 0.76431 | -6.7036 | -6.7036
Line3_1_5 | 0 | 0 | 0 | 0 | 0 | 0 | 0 | 0 | 0 | 0 | 0 | 0 | 0.76431 | 0.76431 | -6.7036 | -6.7036
Line4_2_6 | 1.5916 | 1.5916 | 0 | 0 | 1.1027 | 1.1027 | 0.43776 | -0.29184 | 0.456 | -0.304 | -52.8727 | 127.1273 | 0.57323 | 0.38215 | -6.7036 | -6.7036
Line5_6_7 | 1.5916 | 1.5916 | 0 | 0 | 1.1027 | 1.1027 | 0.29184 | -0.14592 | 0.304 | -0.152 | -52.8727 | 127.1273 | 0.38215 | 0.19108 | -6.7036 | -6.7036
Line6_7_8 | 1.5916 | 1.5916 | 0 | 2.5236 | 1.1027 | 1.1027 | 0.14592 | -1e-07 | 0.152 | -1e-07 | -52.8727 | 127.1273 | 0.19108 | 0 | -6.7036 | 0
Line7_8_9 | 0 | 0 | 0 | 0 | 0 | 0 | 6.1001e-22 | 0 | 8.0913e-22 | 0 | 0 | 0 | 0 | 0 | 0 | 0
Line8_8_10 | 0 | 0 | 0 | 0 | 0 | 0 | 6.1001e-22 | 0 | 8.0913e-22 | 0 | 0 | 0 | 0 | 0 | 0 | 0
Line9_3_11 | 0 | 0 | 0 | 0 | 0 | 0 | 0 | 0 | 0 | 0 | 0 | 0 | 0.76431 | 0.76431 | -6.7036 | -6.7036

## LLL_min_fault_6
name | pf_ikss_from_ka | pf_ikss_to_ka | pf_ip_from_ka | pf_ip_to_ka | pf_skss_from_mw | pf_skss_to_mw | pf_p_from_mw | pf_p_to_mw | pf_q_from_mvar | pf_q_to_mvar | pf_ikss_from_degree | pf_ikss_to_degree | pf_vm_from_pu | pf_vm_to_pu | pf_va_from_degree | pf_va_to_degree
Line0_1_2 | 0.030469 | 0.030469 | 0 | 0 | 0.02111 | 0.02111 | 0.01414 | -0.014086 | 0.014149 | -0.014093 | -45.1423 | 134.8577 | 0.94756 | 0.9439 | -0.12428 | -0.12874
Line10_11_12 | 0 | 0 | 0 | 0 | 0 | 0 | 0 | 0 | 0 | 0 | 0 | 0 | 0.94756 | 0.94756 | -0.12428 | -0.12428
Line11_12_13 | 0 | 0 | 0 | 0 | 0 | 0 | 0 | 0 | 0 | 0 | 0 | 0 | 0.94756 | 0.94756 | -0.12428 | -0.12428
Line12_13_15 | 0 | 0 | 0 | 0 | 0 | 0 | 0 | 0 | 0 | 0 | 0 | 0 | 0.94756 | 0.94756 | -0.12428 | -0.12428
Line13_13_14 | 0 | 0 | 0 | 0 | 0 | 0 | 0 | 0 | 0 | 0 | 0 | 0 | 0.94756 | 0.94756 | -0.12428 | -0.12428
Line14_15_16 | 0 | 0 | 0 | 0 | 0 | 0 | 0 | 0 | 0 | 0 | 0 | 0 | 0.94756 | 0.94756 | -0.12428 | -0.12428
Line15_16_17 | 0 | 0 | 0 | 0 | 0 | 0 | 0 | 0 | 0 | 0 | 0 | 0 | 0.94756 | 0.94756 | -0.12428 | -0.12428
Line16_4_18 | 0 | 0 | 0 | 0 | 0 | 0 | 0 | 0 | 0 | 0 | 0 | 0 | 0.94756 | 0.94756 | -0.12428 | -0.12428
Line17_5_19 | 0 | 0 | 0 | 0 | 0 | 0 | 0 | 0 | 0 | 0 | 0 | 0 | 0.94756 | 0.94756 | -0.12428 | -0.12428
Line1_1_3 | 0 | 0 | 0 | 0 | 0 | 0 | 0 | 0 | 0 | 0 | 0 | 0 | 0.94756 | 0.94756 | -0.12428 | -0.12428
Line2_1_4 | 0 | 0 | 0 | 0 | 0 | 0 | 0 | 0 | 0 | 0 | 0 | 0 | 0.94756 | 0.94756 | -0.12428 | -0.12428
Line3_1_5 | 0 | 0 | 0 | 0 | 0 | 0 | 0 | 0 | 0 | 0 | 0 | 0 | 0.94756 | 0.94756 | -0.12428 | -0.12428
Line4_2_6 | 0.030469 | 0.030469 | 0 | 0 | 0.02111 | 0.02111 | 0.014086 | -0.014033 | 0.014093 | -0.014037 | -45.1423 | 134.8577 | 0.9439 | 0.94024 | -0.12874 | -0.13323
Line5_6_7 | 0.030469 | 0.030469 | 0 | 0 | 0.02111 | 0.02111 | 0.014033 | -0.013979 | 0.014037 | -0.013981 | -45.1423 | 134.8577 | 0.94024 | 0.93659 | -0.13323 | -0.13776
Line6_7_8 | 0.030469 | 0.030469 | 0 | 0.04831 | 0.02111 | 0.02111 | 0.013979 | -0.013926 | 0.013981 | -0.013926 | -45.1423 | 134.8577 | 0.93659 | 0.93293 | -0.13776 | -0.14233
Line7_8_9 | 0 | 0 | 0 | 0 | 0 | 0 | -1.7514e-10 | 0 | 2.4218e-11 | 0 | 0 | 0 | 0.93293 | 0.93293 | -0.14233 | -0.14233
Line8_8_10 | 0 | 0 | 0 | 0 | 0 | 0 | -1.7514e-10 | 0 | 2.4218e-11 | 0 | 0 | 0 | 0.93293 | 0.93293 | -0.14233 | -0.14233
Line9_3_11 | 0 | 0 | 0 | 0 | 0 | 0 | 0 | 0 | 0 | 0 | 0 | 0 | 0.94756 | 0.94756 | -0.12428 | -0.12428

## LLL_min_fault_10
name | pf_ikss_from_ka | pf_ikss_to_ka | pf_ip_from_ka | pf_ip_to_ka | pf_skss_from_mw | pf_skss_to_mw | pf_p_from_mw | pf_p_to_mw | pf_q_from_mvar | pf_q_to_mvar | pf_ikss_from_degree | pf_ikss_to_degree | pf_vm_from_pu | pf_vm_to_pu | pf_va_from_degree | pf_va_to_degree
Line0_1_2 | 0.028866 | 0.028866 | 0 | 0 | 0.019999 | 0.019999 | 0.01269 | -0.012642 | 0.012698 | -0.012648 | -45.1423 | 134.8577 | 0.89769 | 0.89422 | -0.12428 | -0.12874
Line10_11_12 | 0 | 0 | 0 | 0 | 0 | 0 | 0 | 0 | 0 | 0 | 0 | 0 | 0.89769 | 0.89769 | -0.12428 | -0.12428
Line11_12_13 | 0 | 0 | 0 | 0 | 0 | 0 | 0 | 0 | 0 | 0 | 0 | 0 | 0.89769 | 0.89769 | -0.12428 | -0.12428
Line12_13_15 | 0 | 0 | 0 | 0 | 0 | 0 | 0 | 0 | 0 | 0 | 0 | 0 | 0.89769 | 0.89769 | -0.12428 | -0.12428
Line13_13_14 | 0 | 0 | 0 | 0 | 0 | 0 | 0 | 0 | 0 | 0 | 0 | 0 | 0.89769 | 0.89769 | -0.12428 | -0.12428
Line14_15_16 | 0 | 0 | 0 | 0 | 0 | 0 | 0 | 0 | 0 | 0 | 0 | 0 | 0.89769 | 0.89769 | -0.12428 | -0.12428
Line15_16_17 | 0 | 0 | 0 | 0 | 0 | 0 | 0 | 0 | 0 | 0 | 0 | 0 | 0.89769 | 0.89769 | -0.12428 | -0.12428
Line16_4_18 | 0 | 0 | 0 | 0 | 0 | 0 | 0 | 0 | 0 | 0 | 0 | 0 | 0.89769 | 0.89769 | -0.12428 | -0.12428
Line17_5_19 | 0 | 0 | 0 | 0 | 0 | 0 | 0 | 0 | 0 | 0 | 0 | 0 | 0.89769 | 0.89769 | -0.12428 | -0.12428
Line1_1_3 | 0 | 0 | 0 | 0 | 0 | 0 | 0 | 0 | 0 | 0 | 0 | 0 | 0.89769 | 0.89769 | -0.12428 | -0.12428
Line2_1_4 | 0 | 0 | 0 | 0 | 0 | 0 | 0 | 0 | 0 | 0 | 0 | 0 | 0.89769 | 0.89769 | -0.12428 | -0.12428
Line3_1_5 | 0 | 0 | 0 | 0 | 0 | 0 | 0 | 0 | 0 | 0 | 0 | 0 | 0.89769 | 0.89769 | -0.12428 | -0.12428
Line4_2_6 | 0.028866 | 0.028866 | 0 | 0 | 0.019999 | 0.019999 | 0.012642 | -0.012594 | 0.012648 | -0.012598 | -45.1423 | 134.8577 | 0.89422 | 0.89076 | -0.12874 | -0.13323
Line5_6_7 | 0.028866 | 0.028866 | 0 | 0 | 0.019999 | 0.019999 | 0.012594 | -0.012546 | 0.012598 | -0.012548 | -45.1423 | 134.8577 | 0.89076 | 0.88729 | -0.13323 | -0.13776
Line6_7_8 | 0.028866 | 0.028866 | 0 | 0.045767 | 0.019999 | 0.019999 | 0.012546 | -0.012498 | 0.012548 | -0.012498 | -45.1423 | 134.8577 | 0.88729 | 0.88383 | -0.13776 | -0.14233
Line7_8_9 | 0 | 0 | 0 | 0 | 0 | 0 | -1.5719e-10 | 0 | 2.1736e-11 | 0 | 0 | 0 | 0.88383 | 0.88383 | -0.14233 | -0.14233
Line8_8_10 | 0 | 0 | 0 | 0 | 0 | 0 | -1.5719e-10 | 0 | 2.1736e-11 | 0 | 0 | 0 | 0.88383 | 0.88383 | -0.14233 | -0.14233
Line9_3_11 | 0 | 0 | 0 | 0 | 0 | 0 | 0 | 0 | 0 | 0 | 0 | 0 | 0.89769 | 0.89769 | -0.12428 | -0.12428

## LL_max_6
name | pf_ikss_a_from_ka | pf_ikss_b_from_ka | pf_ikss_c_from_ka | pf_ikss_a_to_ka | pf_ikss_b_to_ka | pf_ikss_c_to_ka | pf_skss_a_from_mw | pf_skss_b_from_mw | pf_skss_c_from_mw | pf_skss_a_to_mw | pf_skss_b_to_mw | pf_skss_c_to_mw | pf_p_a_from_mw | pf_p_b_from_mw | pf_p_c_from_mw | pf_p_a_to_mw | pf_p_b_to_mw | pf_p_c_to_mw | pf_q_a_from_mvar | pf_q_b_from_mvar | pf_q_c_from_mvar | pf_q_a_to_mvar | pf_q_b_to_mvar | pf_q_c_to_mvar | pf_ikss_a_from_degree | pf_ikss_b_from_degree | pf_ikss_c_from_degree | pf_ikss_a_to_degree | pf_ikss_b_to_degree | pf_ikss_c_to_degree | pf_vm_a_from_pu | pf_vm_b_from_pu | pf_vm_c_from_pu | pf_vm_a_to_pu | pf_vm_b_to_pu | pf_vm_c_to_pu | pf_va_a_from_degree | pf_va_b_from_degree | pf_va_c_from_degree | pf_va_a_to_degree | pf_va_b_to_degree | pf_va_c_to_degree
Line0_1_2 | 0 | 1.885 | 1.885 | 0 | 1.885 | 1.885 | 0 | 0.43533 | 0.43533 | 0 | 0.43533 | 0.43533 | 1.2434e-15 | 0.35387 | -0.069596 | -1.2434e-15 | -0.31833 | 0.10513 | -1.9429e-17 | 0.19822 | 0.37032 | 5.8287e-17 | -0.12715 | -0.29925 | 0 | -157.8829 | 22.1171 | 0 | 22.1171 | -157.8829 | 1.05 | 0.93171 | 0.86555 | 1.05 | 0.78742 | 0.7286 | -2.3613e-11 | -128.6271 | 122.7608 | -2.3631e-11 | -136.1092 | 131.4739
Line10_11_12 | 0 | 0 | 0 | 0 | 0 | 0 | 0 | 0 | 0 | 0 | 0 | 0 | 1.36e-16 | -2.1811e-09 | -3.489e-09 | -1.9429e-16 | 2.1811e-09 | 3.489e-09 | 3.3029e-16 | 3.2284e-09 | -9.6307e-10 | -3.3029e-16 | -3.2284e-09 | 9.6307e-10 | 0 | 0 | 0 | 0 | 0 | 0 | 1.05 | 0.93171 | 0.86555 | 1.05 | 0.93171 | 0.86555 | -2.3618e-11 | -128.6271 | 122.7608 | -2.362e-11 | -128.6271 | 122.7608
Line11_12_13 | 0 | 0 | 0 | 0 | 0 | 0 | 0 | 0 | 0 | 0 | 0 | 0 | 1.5543e-16 | -1.8176e-09 | -2.9075e-09 | -1.5543e-16 | 1.8176e-09 | 2.9075e-09 | 3.3029e-16 | 2.6904e-09 | -8.0256e-10 | -3.4972e-16 | -2.6904e-09 | 8.0256e-10 | 0 | 0 | 0 | 0 | 0 | 0 | 1.05 | 0.93171 | 0.86555 | 1.05 | 0.93171 | 0.86555 | -2.362e-11 | -128.6271 | 122.7608 | -2.3621e-11 | -128.6271 | 122.7608
Line12_13_15 | 0 | 0 | 0 | 0 | 0 | 0 | 0 | 0 | 0 | 0 | 0 | 0 | 1.7486e-16 | -1.0906e-09 | -1.7445e-09 | -1.7486e-16 | 1.0906e-09 | 1.7445e-09 | 1.9429e-17 | 1.6142e-09 | -4.8153e-10 | 7.2096e-29 | -1.6142e-09 | 4.8153e-10 | 0 | 0 | 0 | 0 | 0 | 0 | 1.05 | 0.93171 | 0.86555 | 1.05 | 0.93171 | 0.86555 | -2.3621e-11 | -128.6271 | 122.7608 | -2.3623e-11 | -128.6271 | 122.7608
Line13_13_14 | 0 | 0 | 0 | 0 | 0 | 0 | 0 | 0 | 0 | 0 | 0 | 0 | -5.8287e-17 | -3.6352e-10 | -5.8151e-10 | 3.8858e-17 | 3.6352e-10 | 5.8151e-10 | 3.3029e-16 | 5.3807e-10 | -1.6051e-10 | -3.3029e-16 | -5.3807e-10 | 1.6051e-10 | 0 | 0 | 0 | 0 | 0 | 0 | 1.05 | 0.93171 | 0.86555 | 1.05 | 0.93171 | 0.86555 | -2.3621e-11 | -128.6271 | 122.7608 | -2.3619e-11 | -128.6271 | 122.7608
Line14_15_16 | 0 | 0 | 0 | 0 | 0 | 0 | 0 | 0 | 0 | 0 | 0 | 0 | 5.8287e-17 | -7.2704e-10 | -1.163e-09 | -9.7145e-17 | 7.2704e-10 | 1.163e-09 | 5.8287e-17 | 1.0761e-09 | -3.2102e-10 | -1.9429e-17 | -1.0761e-09 | 3.2102e-10 | 0 | 0 | 0 | 0 | 0 | 0 | 1.05 | 0.93171 | 0.86555 | 1.05 | 0.93171 | 0.86555 | -2.3623e-11 | -128.6271 | 122.7608 | -2.3625e-11 | -128.6271 | 122.7608
Line15_16_17 | 0 | 0 | 0 | 0 | 0 | 0 | 0 | 0 | 0 | 0 | 0 | 0 | -8.011e-30 | -3.6352e-10 | -5.8151e-10 | 1.9429e-17 | 3.6352e-10 | 5.8151e-10 | -1.9429e-17 | 5.3807e-10 | -1.6051e-10 | 1.9429e-17 | -5.3807e-10 | 1.6051e-10 | 0 | 0 | 0 | 0 | 0 | 0 | 1.05 | 0.93171 | 0.86555 | 1.05 | 0.93171 | 0.86555 | -2.3625e-11 | -128.6271 | 122.7608 | -2.3625e-11 | -128.6271 | 122.7608
Line16_4_18 | 0 | 0 | 0 | 0 | 0 | 0 | 0 | 0 | 0 | 0 | 0 | 0 | 1.9429e-17 | -3.6352e-10 | -5.8151e-10 | 8.0069e-30 | 3.6352e-10 | 5.8151e-10 | -3.8858e-17 | 5.3807e-10 | -1.6051e-10 | 1.9429e-17 | -5.3807e-10 | 1.6051e-10 | 0 | 0 | 0 | 0 | 0 | 0 | 1.05 | 0.93171 | 0.86555 | 1.05 | 0.93171 | 0.86555 | -2.3612e-11 | -128.6271 | 122.7608 | -2.3612e-11 | -128.6271 | 122.7608
Line17_5_19 | 0 | 0 | 0 | 0 | 0 | 0 | 0 | 0 | 0 | 0 | 0 | 0 | -3.8858e-17 | -3.6352e-10 | -5.8151e-10 | 5.8287e-17 | 3.6352e-10 | 5.8151e-10 | 3.1086e-16 | 5.3807e-10 | -1.6051e-10 | -3.3029e-16 | -5.3807e-10 | 1.6051e-10 | 0 | 0 | 0 | 0 | 0 | 0 | 1.05 | 0.93171 | 0.86555 | 1.05 | 0.93171 | 0.86555 | -2.3612e-11 | -128.6271 | 122.7608 | -2.361e-11 | -128.6271 | 122.7608
Line1_1_3 | 0 | 0 | 0 | 0 | 0 | 0 | 0 | 0 | 0 | 0 | 0 | 0 | 2.72e-16 | -2.9082e-09 | -4.6521e-09 | -2.9143e-16 | 2.9082e-09 | 4.6521e-09 | 3.6915e-16 | 4.3046e-09 | -1.2841e-09 | -3.6915e-16 | -4.3046e-09 | 1.2841e-09 | 0 | 0 | 0 | 0 | 0 | 0 | 1.05 | 0.93171 | 0.86555 | 1.05 | 0.93171 | 0.86555 | -2.3613e-11 | -128.6271 | 122.7608 | -2.3616e-11 | -128.6271 | 122.7608
Line2_1_4 | 0 | 0 | 0 | 0 | 0 | 0 | 0 | 0 | 0 | 0 | 0 | 0 | 1.4413e-28 | -7.2704e-10 | -1.163e-09 | -3.8858e-17 | 7.2704e-10 | 1.163e-09 | 3.4972e-16 | 1.0761e-09 | -3.2102e-10 | -3.3029e-16 | -1.0761e-09 | 3.2102e-10 | 0 | 0 | 0 | 0 | 0 | 0 | 1.05 | 0.93171 | 0.86555 | 1.05 | 0.93171 | 0.86555 | -2.3613e-11 | -128.6271 | 122.7608 | -2.3612e-11 | -128.6271 | 122.7608
Line3_1_5 | 0 | 0 | 0 | 0 | 0 | 0 | 0 | 0 | 0 | 0 | 0 | 0 | 1.6815e-28 | -7.2704e-10 | -1.163e-09 | -1.9429e-17 | 7.2704e-10 | 1.163e-09 | 4.0801e-16 | 1.0761e-09 | -3.2102e-10 | -3.8858e-16 | -1.0761e-09 | 3.2102e-10 | 0 | 0 | 0 | 0 | 0 | 0 | 1.05 | 0.93171 | 0.86555 | 1.05 | 0.93171 | 0.86555 | -2.3613e-11 | -128.6271 | 122.7608 | -2.3612e-11 | -128.6271 | 122.7608
Line4_2_6 | 0 | 1.885 | 1.885 | 0 | 1.885 | 1.885 | 0 | 0.43533 | 0.43533 | 0 | 0.43533 | 0.43533 | 1.0103e-15 | 0.31833 | -0.10513 | -1.0103e-15 | -0.2828 | 0.14066 | -4.167e-28 | 0.12715 | 0.29925 | -3.8858e-17 | -0.056087 | -0.22819 | 0 | -157.8829 | 22.1171 | 0 | 22.1171 | -157.8829 | 1.05 | 0.78742 | 0.7286 | 1.05 | 0.66227 | 0.61575 | -2.3631e-11 | -136.1092 | 131.4739 | -2.3647e-11 | -146.6652 | 143.7688
Line5_6_7 | 0 | 1.885 | 1.885 | 0 | 1.885 | 1.885 | 0 | 0.43533 | 0.43533 | 0 | 0.43533 | 0.43533 | 9.3259e-16 | 0.2828 | -0.14066 | -9.3259e-16 | -0.24727 | 0.1762 | -3.8858e-17 | 0.056087 | 0.22819 | 3.8858e-17 | 0.014981 | -0.15712 | 0 | -157.8829 | 22.1171 | 0 | 22.1171 | -157.8829 | 1.05 | 0.66227 | 0.61575 | 1.05 | 0.56903 | 0.54229 | -2.3647e-11 | -146.6652 | 143.7688 | -2.3656e-11 | -161.35 | 160.3935
Line6_7_8 | 0 | 1.885 | 1.885 | 0 | 1.885 | 1.885 | 0 | 0.43533 | 0.43533 | 0 | 0.43533 | 0.43533 | 4.6629e-16 | 0.24727 | -0.1762 | -6.2172e-16 | -0.21173 | 0.21173 | -1.9429e-16 | -0.014981 | 0.15712 | 2.3315e-16 | 0.086049 | -0.086049 | 0 | -157.8829 | 22.1171 | 0 | 22.1171 | -157.8829 | 1.05 | 0.56903 | 0.54229 | 1.05 | 0.525 | 0.525 | -2.3656e-11 | -161.35 | 160.3935 | -2.3665e-11 | -180 | -180
Line7_8_9 | 0 | 0 | 0 | 0 | 0 | 0 | 0 | 0 | 0 | 0 | 0 | 0 | -1.605e-29 | 3.4972e-16 | 1.4833e-21 | 1.6052e-29 | 2.0858e-18 | -1.5335e-16 | -3.8858e-17 | 1.7505e-09 | -1.7505e-09 | 3.8858e-17 | -1.7505e-09 | 1.7505e-09 | 0 | 0 | 0 | 0 | 0 | 0 | 1.05 | 0.525 | 0.525 | 1.05 | 0.525 | 0.525 | -2.3665e-11 | -180 | -180 | -2.3668e-11 | -180 | 180
Line8_8_10 | 0 | 0 | 0 | 0 | 0 | 0 | 0 | 0 | 0 | 0 | 0 | 0 | -7.7716e-17 | 4.6629e-16 | 1.4833e-21 | 7.7716e-17 | -1.1449e-16 | -1.5335e-16 | 3.2099e-29 | 1.7505e-09 | -1.7505e-09 | -3.2102e-29 | -1.7505e-09 | 1.7505e-09 | 0 | 0 | 0 | 0 | 0 | 0 | 1.05 | 0.525 | 0.525 | 1.05 | 0.525 | 0.525 | -2.3665e-11 | -180 | -180 | -2.3667e-11 | -180 | 180
Line9_3_11 | 0 | 0 | 0 | 0 | 0 | 0 | 0 | 0 | 0 | 0 | 0 | 0 | 2.72e-16 | -2.5447e-09 | -4.0705e-09 | -2.5258e-16 | 2.5447e-09 | 4.0705e-09 | 3.3029e-16 | 3.7665e-09 | -1.1236e-09 | -3.4972e-16 | -3.7665e-09 | 1.1236e-09 | 0 | 0 | 0 | 0 | 0 | 0 | 1.05 | 0.93171 | 0.86555 | 1.05 | 0.93171 | 0.86555 | -2.3616e-11 | -128.6271 | 122.7608 | -2.3618e-11 | -128.6271 | 122.7608

## LL_max_10
name | pf_ikss_a_from_ka | pf_ikss_b_from_ka | pf_ikss_c_from_ka | pf_ikss_a_to_ka | pf_ikss_b_to_ka | pf_ikss_c_to_ka | pf_skss_a_from_mw | pf_skss_b_from_mw | pf_skss_c_from_mw | pf_skss_a_to_mw | pf_skss_b_to_mw | pf_skss_c_to_mw | pf_p_a_from_mw | pf_p_b_from_mw | pf_p_c_from_mw | pf_p_a_to_mw | pf_p_b_to_mw | pf_p_c_to_mw | pf_q_a_from_mvar | pf_q_b_from_mvar | pf_q_c_from_mvar | pf_q_a_to_mvar | pf_q_b_to_mvar | pf_q_c_to_mvar | pf_ikss_a_from_degree | pf_ikss_b_from_degree | pf_ikss_c_from_degree | pf_ikss_a_to_degree | pf_ikss_b_to_degree | pf_ikss_c_to_degree | pf_vm_a_from_pu | pf_vm_b_from_pu | pf_vm_c_from_pu | pf_vm_a_to_pu | pf_vm_b_to_pu | pf_vm_c_to_pu | pf_va_a_from_degree | pf_va_b_from_degree | pf_va_c_from_degree | pf_va_a_to_degree | pf_va_b_to_degree | pf_va_c_to_degree
Line0_1_2 | 0 | 1.9564 | 1.9564 | 0 | 1.9564 | 1.9564 | 0 | 0.4518 | 0.4518 | 0 | 0.4518 | 0.4518 | 1.0584e-15 | 0.38357 | -0.077384 | -1.0584e-15 | -0.3453 | 0.11566 | -1.6283e-16 | 0.2133 | 0.39907 | 1.6283e-16 | -0.13675 | -0.32252 | 0 | -158.05 | 21.95 | 0 | 21.95 | -158.05 | 1.1 | 0.97142 | 0.89974 | 1.1 | 0.82203 | 0.75838 | -7.2424e-11 | -128.9719 | 122.9242 | -7.2441e-11 | -136.444 | 131.678
Line10_11_12 | 0 | 0 | 0 | 0 | 0 | 0 | 0 | 0 | 0 | 0 | 0 | 0 | 1.2212e-16 | -2.4603e-09 | -3.9356e-09 | -1.2212e-16 | 2.4603e-09 | 3.9356e-09 | 3.0531e-16 | 3.6661e-09 | -1.1108e-09 | -2.8496e-16 | -3.6661e-09 | 1.1108e-09 | 0 | 0 | 0 | 0 | 0 | 0 | 1.1 | 0.97142 | 0.89974 | 1.1 | 0.97142 | 0.89974 | -7.2429e-11 | -128.9719 | 122.9242 | -7.2431e-11 | -128.9719 | 122.9242
Line11_12_13 | 0 | 0 | 0 | 0 | 0 | 0 | 0 | 0 | 0 | 0 | 0 | 0 | 1.4248e-16 | -2.0502e-09 | -3.2797e-09 | -1.4248e-16 | 2.0502e-09 | 3.2797e-09 | 3.2567e-16 | 3.0551e-09 | -9.2564e-10 | -2.8496e-16 | -3.0551e-09 | 9.2564e-10 | 0 | 0 | 0 | 0 | 0 | 0 | 1.1 | 0.97142 | 0.89974 | 1.1 | 0.97142 | 0.89974 | -7.2431e-11 | -128.9719 | 122.9242 | -7.2432e-11 | -128.9719 | 122.9242
Line12_13_15 | 0 | 0 | 0 | 0 | 0 | 0 | 0 | 0 | 0 | 0 | 0 | 0 | 1.2212e-16 | -1.2301e-09 | -1.9678e-09 | -1.6283e-16 | 1.2301e-09 | 1.9678e-09 | 2.0354e-17 | 1.8331e-09 | -5.5539e-10 | -2.0354e-17 | -1.8331e-09 | 5.5539e-10 | 0 | 0 | 0 | 0 | 0 | 0 | 1.1 | 0.97142 | 0.89974 | 1.1 | 0.97142 | 0.89974 | -7.2432e-11 | -128.9719 | 122.9242 | -7.2434e-11 | -128.9719 | 122.9242
Line13_13_14 | 0 | 0 | 0 | 0 | 0 | 0 | 0 | 0 | 0 | 0 | 0 | 0 | -1.6283e-16 | -4.1005e-10 | -6.5593e-10 | 1.0177e-16 | 4.1005e-10 | 6.5593e-10 | 3.2567e-16 | 6.1102e-10 | -1.8513e-10 | -3.0531e-16 | -6.1102e-10 | 1.8513e-10 | 0 | 0 | 0 | 0 | 0 | 0 | 1.1 | 0.97142 | 0.89974 | 1.1 | 0.97142 | 0.89974 | -7.2432e-11 | -128.9719 | 122.9242 | -7.2429e-11 | -128.9719 | 122.9242
Line14_15_16 | 0 | 0 | 0 | 0 | 0 | 0 | 0 | 0 | 0 | 0 | 0 | 0 | 8.1416e-17 | -8.2009e-10 | -1.3119e-09 | -8.1416e-17 | 8.2009e-10 | 1.3119e-09 | 4.0708e-17 | 1.222e-09 | -3.7026e-10 | -4.0708e-17 | -1.222e-09 | 3.7026e-10 | 0 | 0 | 0 | 0 | 0 | 0 | 1.1 | 0.97142 | 0.89974 | 1.1 | 0.97142 | 0.89974 | -7.2434e-11 | -128.9719 | 122.9242 | -7.2435e-11 | -128.9719 | 122.9242
Line15_16_17 | 0 | 0 | 0 | 0 | 0 | 0 | 0 | 0 | 0 | 0 | 0 | 0 | -6.1062e-17 | -4.1005e-10 | -6.5593e-10 | 4.0708e-17 | 4.1005e-10 | 6.5593e-10 | -2.0354e-17 | 6.1102e-10 | -1.8513e-10 | 2.0354e-17 | -6.1102e-10 | 1.8513e-10 | 0 | 0 | 0 | 0 | 0 | 0 | 1.1 | 0.97142 | 0.89974 | 1.1 | 0.97142 | 0.89974 | -7.2435e-11 | -128.9719 | 122.9242 | -7.2436e-11 | -128.9719 | 122.9242
Line16_4_18 | 0 | 0 | 0 | 0 | 0 | 0 | 0 | 0 | 0 | 0 | 0 | 0 | -2.0354e-17 | -4.1005e-10 | -6.5593e-10 | 6.1062e-17 | 4.1005e-10 | 6.5593e-10 | 2.0354e-17 | 6.1102e-10 | -1.8513e-10 | -2.0354e-17 | -6.1102e-10 | 1.8513e-10 | 0 | 0 | 0 | 0 | 0 | 0 | 1.1 | 0.97142 | 0.89974 | 1.1 | 0.97142 | 0.89974 | -7.2424e-11 | -128.9719 | 122.9242 | -7.2424e-11 | -128.9719 | 122.9242
Line17_5_19 | 0 | 0 | 0 | 0 | 0 | 0 | 0 | 0 | 0 | 0 | 0 | 0 | -1.2212e-16 | -4.1005e-10 | -6.5593e-10 | 1.6283e-16 | 4.1005e-10 | 6.5593e-10 | 3.6637e-16 | 6.1102e-10 | -1.8513e-10 | -3.4602e-16 | -6.1102e-10 | 1.8513e-10 | 0 | 0 | 0 | 0 | 0 | 0 | 1.1 | 0.97142 | 0.89974 | 1.1 | 0.97142 | 0.89974 | -7.2423e-11 | -128.9719 | 122.9242 | -7.2419e-11 | -128.9719 | 122.9242
Line1_1_3 | 0 | 0 | 0 | 0 | 0 | 0 | 0 | 0 | 0 | 0 | 0 | 0 | 3.2567e-16 | -3.2804e-09 | -5.2475e-09 | -3.2567e-16 | 3.2804e-09 | 5.2475e-09 | 3.0531e-16 | 4.8882e-09 | -1.481e-09 | -3.0531e-16 | -4.8882e-09 | 1.481e-09 | 0 | 0 | 0 | 0 | 0 | 0 | 1.1 | 0.97142 | 0.89974 | 1.1 | 0.97142 | 0.89974 | -7.2424e-11 | -128.9719 | 122.9242 | -7.2428e-11 | -128.9719 | 122.9242
Line2_1_4 | 0 | 0 | 0 | 0 | 0 | 0 | 0 | 0 | 0 | 0 | 0 | 0 | -2.0354e-17 | -8.2009e-10 | -1.3119e-09 | 2.0354e-17 | 8.2009e-10 | 1.3119e-09 | 3.0531e-16 | 1.222e-09 | -3.7026e-10 | -3.0531e-16 | -1.222e-09 | 3.7026e-10 | 0 | 0 | 0 | 0 | 0 | 0 | 1.1 | 0.97142 | 0.89974 | 1.1 | 0.97142 | 0.89974 | -7.2424e-11 | -128.9719 | 122.9242 | -7.2424e-11 | -128.9719 | 122.9242
Line3_1_5 | 0 | 0 | 0 | 0 | 0 | 0 | 0 | 0 | 0 | 0 | 0 | 0 | -4.0708e-17 | -8.2009e-10 | -1.3119e-09 | 2.0354e-17 | 8.2009e-10 | 1.3119e-09 | 3.6637e-16 | 1.222e-09 | -3.7026e-10 | -3.4602e-16 | -1.222e-09 | 3.7026e-10 | 0 | 0 | 0 | 0 | 0 | 0 | 1.1 | 0.97142 | 0.89974 | 1.1 | 0.97142 | 0.89974 | -7.2424e-11 | -128.9719 | 122.9242 | -7.2423e-11 | -128.9719 | 122.9242
Line4_2_6 | 0 | 1.9564 | 1.9564 | 0 | 1.9564 | 1.9564 | 0 | 0.4518 | 0.4518 | 0 | 0.4518 | 0.4518 | 8.9558e-16 | 0.3453 | -0.11566 | -8.1416e-16 | -0.30702 | 0.15393 | -1.2212e-16 | 0.13675 | 0.32252 | 1.2212e-16 | -0.060208 | -0.24598 | 0 | -158.05 | 21.95 | 0 | 21.95 | -158.05 | 1.1 | 0.82203 | 0.75838 | 1.1 | 0.6925 | 0.64226 | -7.2441e-11 | -136.444 | 131.678 | -7.2456e-11 | -146.955 | 143.988
Line5_6_7 | 0 | 1.9564 | 1.9564 | 0 | 1.9564 | 1.9564 | 0 | 0.4518 | 0.4518 | 0 | 0.4518 | 0.4518 | 7.3275e-16 | 0.30702 | -0.15393 | -8.1416e-16 | -0.26875 | 0.1922 | -1.6283e-16 | 0.060208 | 0.24598 | 2.0354e-16 | 0.016339 | -0.16943 | 0 | -158.05 | 21.95 | 0 | 21.95 | -158.05 | 1.1 | 0.6925 | 0.64226 | 1.1 | 0.59594 | 0.56711 | -7.2456e-11 | -146.955 | 143.988 | -7.2469e-11 | -161.529 | 160.5532
Line6_7_8 | 0 | 1.9564 | 1.9564 | 0 | 1.9564 | 1.9564 | 0 | 0.4518 | 0.4518 | 0 | 0.4518 | 0.4518 | 4.885e-16 | 0.26875 | -0.1922 | -4.885e-16 | -0.23048 | 0.23048 | -2.4425e-16 | -0.016339 | 0.16943 | 2.4425e-16 | 0.092885 | -0.092885 | 0 | -158.05 | 21.95 | 0 | 21.95 | -158.05 | 1.1 | 0.59594 | 0.56711 | 1.1 | 0.55 | 0.55 | -7.2469e-11 | -161.529 | 160.5532 | -7.2476e-11 | -180 | -180
Line7_8_9 | 0 | 0 | 0 | 0 | 0 | 0 | 0 | 0 | 0 | 0 | 0 | 0 | -1.0299e-28 | 3.2566e-16 | -6.5133e-16 | 1.0299e-28 | 8.3709e-17 | 2.2828e-18 | -8.1416e-17 | 1.9211e-09 | -1.9211e-09 | 8.1416e-17 | -1.9211e-09 | 1.9211e-09 | 0 | 0 | 0 | 0 | 0 | 0 | 1.1 | 0.55 | 0.55 | 1.1 | 0.55 | 0.55 | -7.2476e-11 | -180 | -180 | -7.2479e-11 | -180 | 180
Line8_8_10 | 0 | 0 | 0 | 0 | 0 | 0 | 0 | 0 | 0 | 0 | 0 | 0 | -1.0299e-28 | 3.2566e-16 | -6.5133e-16 | 1.0299e-28 | -2.4196e-16 | 3.2795e-16 | -8.1416e-17 | 1.9211e-09 | -1.9211e-09 | 8.1416e-17 | -1.9211e-09 | 1.9211e-09 | 0 | 0 | 0 | 0 | 0 | 0 | 1.1 | 0.55 | 0.55 | 1.1 | 0.55 | 0.55 | -7.2476e-11 | -180 | -180 | -7.2479e-11 | -180 | 180
Line9_3_11 | 0 | 0 | 0 | 0 | 0 | 0 | 0 | 0 | 0 | 0 | 0 | 0 | 2.0354e-16 | -2.8703e-09 | -4.5915e-09 | -2.0354e-16 | 2.8703e-09 | 4.5915e-09 | 3.6637e-16 | 4.2771e-09 | -1.2959e-09 | -3.6637e-16 | -4.2771e-09 | 1.2959e-09 | 0 | 0 | 0 | 0 | 0 | 0 | 1.1 | 0.97142 | 0.89974 | 1.1 | 0.97142 | 0.89974 | -7.2428e-11 | -128.9719 | 122.9242 | -7.2429e-11 | -128.9719 | 122.9242

## LL_max_fault_6
name | pf_ikss_a_from_ka | pf_ikss_b_from_ka | pf_ikss_c_from_ka | pf_ikss_a_to_ka | pf_ikss_b_to_ka | pf_ikss_c_to_ka | pf_skss_a_from_mw | pf_skss_b_from_mw | pf_skss_c_from_mw | pf_skss_a_to_mw | pf_skss_b_to_mw | pf_skss_c_to_mw | pf_p_a_from_mw | pf_p_b_from_mw | pf_p_c_from_mw | pf_p_a_to_mw | pf_p_b_to_mw | pf_p_c_to_mw | pf_q_a_from_mvar | pf_q_b_from_mvar | pf_q_c_from_mvar | pf_q_a_to_mvar | pf_q_b_to_mvar | pf_q_c_to_mvar | pf_ikss_a_from_degree | pf_ikss_b_from_degree | pf_ikss_c_from_degree | pf_ikss_a_to_degree | pf_ikss_b_to_degree | pf_ikss_c_to_degree | pf_vm_a_from_pu | pf_vm_b_from_pu | pf_vm_c_from_pu | pf_vm_a_to_pu | pf_vm_b_to_pu | pf_vm_c_to_pu | pf_va_a_from_degree | pf_va_b_from_degree | pf_va_c_from_degree | pf_va_a_to_degree | pf_va_b_to_degree | pf_va_c_to_degree
Line0_1_2 | 0 | 0.057717 | 0.057717 | 0 | 0.057717 | 0.057717 | 0 | 0.013329 | 0.013329 | 0 | 0.013329 | 0.013329 | 3.7643e-17 | 0.013468 | 0.0034547 | -3.7643e-17 | -0.013435 | -0.0034214 | 9.7145e-18 | 0.0037057 | 0.013484 | -1.0929e-17 | -0.0036391 | -0.013417 | 0 | -135.6822 | 44.3178 | 0 | 44.3178 | -135.6822 | 1.05 | 1.048 | 1.0443 | 1.05 | 1.0443 | 1.0388 | 6.1764e-13 | -120.2981 | 119.9471 | 6.171e-13 | -120.5262 | 120.0122
Line10_11_12 | 0 | 0 | 0 | 0 | 0 | 0 | 0 | 0 | 0 | 0 | 0 | 0 | 6.0715e-18 | -4.627e-11 | -1.3184e-10 | -6.6787e-18 | 4.627e-11 | 1.3184e-10 | 7.2858e-18 | 1.2595e-10 | 2.226e-11 | -7.2858e-18 | -1.2595e-10 | -2.226e-11 | 0 | 0 | 0 | 0 | 0 | 0 | 1.05 | 1.048 | 1.0443 | 1.05 | 1.048 | 1.0443 | 6.1743e-13 | -120.2981 | 119.9471 | 6.1734e-13 | -120.2981 | 119.9471
Line11_12_13 | 0 | 0 | 0 | 0 | 0 | 0 | 0 | 0 | 0 | 0 | 0 | 0 | 5.768e-18 | -3.8558e-11 | -1.0987e-10 | -6.3751e-18 | 3.8558e-11 | 1.0987e-10 | 6.6787e-18 | 1.0496e-10 | 1.855e-11 | -6.0715e-18 | -1.0496e-10 | -1.855e-11 | 0 | 0 | 0 | 0 | 0 | 0 | 1.05 | 1.048 | 1.0443 | 1.05 | 1.048 | 1.0443 | 6.1734e-13 | -120.2981 | 119.9471 | 6.1725e-13 | -120.2981 | 119.9471
Line12_13_15 | 0 | 0 | 0 | 0 | 0 | 0 | 0 | 0 | 0 | 0 | 0 | 0 | 5.4644e-18 | -2.3135e-11 | -6.592e-11 | -5.4644e-18 | 2.3135e-11 | 6.592e-11 | 1.8215e-18 | 6.2976e-11 | 1.113e-11 | -2.4286e-18 | -6.2976e-11 | -1.113e-11 | 0 | 0 | 0 | 0 | 0 | 0 | 1.05 | 1.048 | 1.0443 | 1.05 | 1.048 | 1.0443 | 6.1725e-13 | -120.2981 | 119.9471 | 6.1719e-13 | -120.2981 | 119.9471
Line13_13_14 | 0 | 0 | 0 | 0 | 0 | 0 | 0 | 0 | 0 | 0 | 0 | 0 | 1.2143e-18 | -7.7116e-12 | -2.1973e-11 | -1.2143e-18 | 7.7116e-12 | 2.1973e-11 | 6.0715e-18 | 2.0992e-11 | 3.71e-12 | -7.2858e-18 | -2.0992e-11 | -3.71e-12 | 0 | 0 | 0 | 0 | 0 | 0 | 1.05 | 1.048 | 1.0443 | 1.05 | 1.048 | 1.0443 | 6.1725e-13 | -120.2981 | 119.9471 | 6.1727e-13 | -120.2981 | 119.9471
Line14_15_16 | 0 | 0 | 0 | 0 | 0 | 0 | 0 | 0 | 0 | 0 | 0 | 0 | 2.125e-18 | -1.5423e-11 | -4.3946e-11 | -9.1073e-19 | 1.5423e-11 | 4.3946e-11 | 6.0715e-19 | 4.1984e-11 | 7.42e-12 | -6.0715e-19 | -4.1984e-11 | -7.42e-12 | 0 | 0 | 0 | 0 | 0 | 0 | 1.05 | 1.048 | 1.0443 | 1.05 | 1.048 | 1.0443 | 6.1719e-13 | -120.2981 | 119.9471 | 6.1716e-13 | -120.2981 | 119.9471
Line15_16_17 | 0 | 0 | 0 | 0 | 0 | 0 | 0 | 0 | 0 | 0 | 0 | 0 | -6.54e-33 | -7.7116e-12 | -2.1973e-11 | 6.5398e-33 | 7.7116e-12 | 2.1973e-11 | 6.0715e-19 | 2.0992e-11 | 3.71e-12 | -6.0715e-19 | -2.0992e-11 | -3.71e-12 | 0 | 0 | 0 | 0 | 0 | 0 | 1.05 | 1.048 | 1.0443 | 1.05 | 1.048 | 1.0443 | 6.1716e-13 | -120.2981 | 119.9471 | 6.1714e-13 | -120.2981 | 119.9471
Line16_4_18 | 0 | 0 | 0 | 0 | 0 | 0 | 0 | 0 | 0 | 0 | 0 | 0 | -6.0715e-19 | -7.7116e-12 | -2.1973e-11 | 6.0715e-19 | 7.7116e-12 | 2.1973e-11 | 6.0715e-19 | 2.0992e-11 | 3.71e-12 | -6.0715e-19 | -2.0992e-11 | -3.71e-12 | 0 | 0 | 0 | 0 | 0 | 0 | 1.05 | 1.048 | 1.0443 | 1.05 | 1.048 | 1.0443 | 6.1762e-13 | -120.2981 | 119.9471 | 6.176e-13 | -120.2981 | 119.9471
Line17_5_19 | 0 | 0 | 0 | 0 | 0 | 0 | 0 | 0 | 0 | 0 | 0 | 0 | 9.1073e-19 | -7.7116e-12 | -2.1973e-11 | -9.1073e-19 | 7.7116e-12 | 2.1973e-11 | 6.0715e-18 | 2.0992e-11 | 3.71e-12 | -6.0715e-18 | -2.0992e-11 | -3.71e-12 | 0 | 0 | 0 | 0 | 0 | 0 | 1.05 | 1.048 | 1.0443 | 1.05 | 1.048 | 1.0443 | 6.1763e-13 | -120.2981 | 119.9471 | 6.1764e-13 | -120.2981 | 119.9471
Line1_1_3 | 0 | 0 | 0 | 0 | 0 | 0 | 0 | 0 | 0 | 0 | 0 | 0 | 8.5001e-18 | -6.1693e-11 | -1.7579e-10 | -8.5001e-18 | 6.1693e-11 | 1.7579e-10 | 1.0929e-17 | 1.6794e-10 | 2.968e-11 | -1.0929e-17 | -1.6794e-10 | -2.968e-11 | 0 | 0 | 0 | 0 | 0 | 0 | 1.05 | 1.048 | 1.0443 | 1.05 | 1.048 | 1.0443 | 6.1764e-13 | -120.2981 | 119.9471 | 6.1751e-13 | -120.2981 | 119.9471
Line2_1_4 | 0 | 0 | 0 | 0 | 0 | 0 | 0 | 0 | 0 | 0 | 0 | 0 | 2.4286e-18 | -1.5423e-11 | -4.3946e-11 | -2.4286e-18 | 1.5423e-11 | 4.3946e-11 | 4.8572e-18 | 4.1984e-11 | 7.42e-12 | -4.2501e-18 | -4.1984e-11 | -7.42e-12 | 0 | 0 | 0 | 0 | 0 | 0 | 1.05 | 1.048 | 1.0443 | 1.05 | 1.048 | 1.0443 | 6.1764e-13 | -120.2981 | 119.9471 | 6.1762e-13 | -120.2981 | 119.9471
Line3_1_5 | 0 | 0 | 0 | 0 | 0 | 0 | 0 | 0 | 0 | 0 | 0 | 0 | 1.5179e-18 | -1.5423e-11 | -4.3946e-11 | -1.5179e-18 | 1.5423e-11 | 4.3946e-11 | 9.1073e-18 | 4.1984e-11 | 7.42e-12 | -8.5001e-18 | -4.1984e-11 | -7.4199e-12 | 0 | 0 | 0 | 0 | 0 | 0 | 1.05 | 1.048 | 1.0443 | 1.05 | 1.048 | 1.0443 | 6.1764e-13 | -120.2981 | 119.9471 | 6.1763e-13 | -120.2981 | 119.9471
Line4_2_6 | 0 | 0.057717 | 0.057717 | 0 | 0.057717 | 0.057717 | 0 | 0.013329 | 0.013329 | 0 | 0.013329 | 0.013329 | 3.4001e-17 | 0.013435 | 0.0034214 | -3.2786e-17 | -0.013402 | -0.003388 | 7.2858e-18 | 0.0036391 | 0.013417 | -7.2858e-18 | -0.0035725 | -0.01335 | 0 | -135.6822 | 44.3178 | 0 | 44.3178 | -135.6822 | 1.05 | 1.0443 | 1.0388 | 1.05 | 1.0405 | 1.0333 | 6.171e-13 | -120.5262 | 120.0122 | 6.1666e-13 | -120.7558 | 120.078
Line5_6_7 | 0 | 0.057717 | 0.057717 | 0 | 0.057717 | 0.057717 | 0 | 0.013329 | 0.013329 | 0 | 0.013329 | 0.013329 | 2.4286e-17 | 0.013402 | 0.003388 | -2.1858e-17 | -0.013368 | -0.0033547 | 7.2858e-18 | 0.0035725 | 0.01335 | -9.7145e-18 | -0.0035059 | -0.013284 | 0 | -135.6822 | 44.3178 | 0 | 44.3178 | -135.6822 | 1.05 | 1.0405 | 1.0333 | 1.05 | 1.0368 | 1.0279 | 6.1666e-13 | -120.7558 | 120.078 | 6.1637e-13 | -120.9872 | 120.1445
Line6_7_8 | 0 | 0.057717 | 0.057717 | 0 | 0.057717 | 0.057717 | 0 | 0.013329 | 0.013329 | 0 | 0.013329 | 0.013329 | 2.1858e-17 | 0.013368 | 0.0033547 | -2.1858e-17 | -0.013335 | -0.0033214 | 2.4286e-18 | 0.0035059 | 0.013284 | -4.8572e-18 | -0.0034392 | -0.013217 | 0 | -135.6822 | 44.3178 | 0 | 44.3178 | -135.6822 | 1.05 | 1.0368 | 1.0279 | 1.05 | 1.0332 | 1.0224 | 6.1637e-13 | -120.9872 | 120.1445 | 6.161e-13 | -121.2201 | 120.2117
Line7_8_9 | 0 | 0 | 0 | 0 | 0 | 0 | 0 | 0 | 0 | 0 | 0 | 0 | 0 | -6.2856e-11 | -1.0336e-10 | 0 | 6.2856e-11 | 1.0336e-10 | 0 | 8.4699e-11 | -1.4546e-11 | 0 | -8.4699e-11 | 1.4546e-11 | 0 | 0 | 0 | 0 | 0 | 0 | 1.05 | 1.0332 | 1.0224 | 1.05 | 1.0332 | 1.0224 | 6.161e-13 | -121.2201 | 120.2117 | 6.1601e-13 | -121.2201 | 120.2117
Line8_8_10 | 0 | 0 | 0 | 0 | 0 | 0 | 0 | 0 | 0 | 0 | 0 | 0 | -2.4286e-18 | -6.2856e-11 | -1.0336e-10 | 2.4286e-18 | 6.2856e-11 | 1.0336e-10 | -2.6115e-32 | 8.4699e-11 | -1.4546e-11 | 2.6113e-32 | -8.4699e-11 | 1.4546e-11 | 0 | 0 | 0 | 0 | 0 | 0 | 1.05 | 1.0332 | 1.0224 | 1.05 | 1.0332 | 1.0224 | 6.161e-13 | -121.2201 | 120.2117 | 6.1606e-13 | -121.2201 | 120.2117
Line9_3_11 | 0 | 0 | 0 | 0 | 0 | 0 | 0 | 0 | 0 | 0 | 0 | 0 | 9.1073e-18 | -5.3981e-11 | -1.5381e-10 | -9.1073e-18 | 5.3981e-11 | 1.5381e-10 | 8.5001e-18 | 1.4694e-10 | 2.597e-11 | -7.893e-18 | -1.4694e-10 | -2.597e-11 | 0 | 0 | 0 | 0 | 0 | 0 | 1.05 | 1.048 | 1.0443 | 1.05 | 1.048 | 1.0443 | 6.1751e-13 | -120.2981 | 119.9471 | 6.1743e-13 | -120.2981 | 119.9471

## LL_max_fault_10
name | pf_ikss_a_from_ka | pf_ikss_b_from_ka | pf_ikss_c_from_ka | pf_ikss_a_to_ka | pf_ikss_b_to_ka | pf_ikss_c_to_ka | pf_skss_a_from_mw | pf_skss_b_from_mw | pf_skss_c_from_mw | pf_skss_a_to_mw | pf_skss_b_to_mw | pf_skss_c_to_mw | pf_p_a_from_mw | pf_p_b_from_mw | pf_p_c_from_mw | pf_p_a_to_mw | pf_p_b_to_mw | pf_p_c_to_mw | pf_q_a_from_mvar | pf_q_b_from_mvar | pf_q_c_from_mvar | pf_q_a_to_mvar | pf_q_b_to_mvar | pf_q_c_to_mvar | pf_ikss_a_from_degree | pf_ikss_b_from_degree | pf_ikss_c_from_degree | pf_ikss_a_to_degree | pf_ikss_b_to_degree | pf_ikss_c_to_degree | pf_vm_a_from_pu | pf_vm_b_from_pu | pf_vm_c_from_pu | pf_vm_a_to_pu | pf_vm_b_to_pu | pf_vm_c_to_pu | pf_va_a_from_degree | pf_va_b_from_degree | pf_va_c_from_degree | pf_va_a_to_degree | pf_va_b_to_degree | pf_va_c_to_degree
Line0_1_2 | 0 | 0.060452 | 0.060452 | 0 | 0.060452 | 0.060452 | 0 | 0.013961 | 0.013961 | 0 | 0.013961 | 0.013961 | 3.4348e-17 | 0.014777 | 0.0037874 | -3.4348e-17 | -0.01474 | -0.0037509 | 5.0885e-18 | 0.004065 | 0.014792 | -5.0885e-18 | -0.0039919 | -0.014719 | 0 | -135.6932 | 44.3068 | 0 | 44.3068 | -135.6932 | 1.1 | 1.0978 | 1.0937 | 1.1 | 1.0939 | 1.088 | 3.82e-16 | -120.3121 | 119.9447 | -2.0898e-16 | -120.5402 | 120.0098
Line10_11_12 | 0 | 0 | 0 | 0 | 0 | 0 | 0 | 0 | 0 | 0 | 0 | 0 | 7.3148e-18 | -5.3155e-11 | -1.5146e-10 | -6.6787e-18 | 5.3155e-11 | 1.5146e-10 | 3.8164e-18 | 1.4472e-10 | 2.555e-11 | -3.8164e-18 | -1.4472e-10 | -2.555e-11 | 0 | 0 | 0 | 0 | 0 | 0 | 1.1 | 1.0978 | 1.0937 | 1.1 | 1.0978 | 1.0937 | 1.5565e-16 | -120.3121 | 119.9447 | 4.9228e-17 | -120.3121 | 119.9447
Line11_12_13 | 0 | 0 | 0 | 0 | 0 | 0 | 0 | 0 | 0 | 0 | 0 | 0 | 7.3148e-18 | -4.4296e-11 | -1.2622e-10 | -7.3148e-18 | 4.4296e-11 | 1.2622e-10 | 2.5443e-18 | 1.206e-10 | 2.1292e-11 | -2.5443e-18 | -1.206e-10 | -2.1292e-11 | 0 | 0 | 0 | 0 | 0 | 0 | 1.1 | 1.0978 | 1.0937 | 1.1 | 1.0978 | 1.0937 | 4.9228e-17 | -120.3121 | 119.9447 | -4.9479e-17 | -120.3121 | 119.9447
Line12_13_15 | 0 | 0 | 0 | 0 | 0 | 0 | 0 | 0 | 0 | 0 | 0 | 0 | 3.1803e-18 | -2.6578e-11 | -7.5731e-11 | -3.8164e-18 | 2.6578e-11 | 7.5731e-11 | 2.5443e-18 | 7.2361e-11 | 1.2775e-11 | -3.1803e-18 | -7.2361e-11 | -1.2775e-11 | 0 | 0 | 0 | 0 | 0 | 0 | 1.1 | 1.0978 | 1.0937 | 1.1 | 1.0978 | 1.0937 | -4.9479e-17 | -120.3121 | 119.9447 | -1.1199e-16 | -120.3121 | 119.9447
Line13_13_14 | 0 | 0 | 0 | 0 | 0 | 0 | 0 | 0 | 0 | 0 | 0 | 0 | -1.2721e-18 | -8.8592e-12 | -2.5244e-11 | 6.3607e-19 | 8.8592e-12 | 2.5244e-11 | 2.5443e-18 | 2.412e-11 | 4.2584e-12 | -3.1803e-18 | -2.412e-11 | -4.2584e-12 | 0 | 0 | 0 | 0 | 0 | 0 | 1.1 | 1.0978 | 1.0937 | 1.1 | 1.0978 | 1.0937 | -4.9479e-17 | -120.3121 | 119.9447 | -2.8306e-17 | -120.3121 | 119.9447
Line14_15_16 | 0 | 0 | 0 | 0 | 0 | 0 | 0 | 0 | 0 | 0 | 0 | 0 | 2.5443e-18 | -1.7718e-11 | -5.0487e-11 | -3.1803e-18 | 1.7718e-11 | 5.0487e-11 | 2.5443e-18 | 4.824e-11 | 8.5168e-12 | -3.1803e-18 | -4.824e-11 | -8.5168e-12 | 0 | 0 | 0 | 0 | 0 | 0 | 1.1 | 1.0978 | 1.0937 | 1.1 | 1.0978 | 1.0937 | -1.1199e-16 | -120.3121 | 119.9447 | -1.4234e-16 | -120.3121 | 119.9447
Line15_16_17 | 0 | 0 | 0 | 0 | 0 | 0 | 0 | 0 | 0 | 0 | 0 | 0 | -6.3607e-19 | -8.8592e-12 | -2.5244e-11 | 6.3607e-19 | 8.8592e-12 | 2.5244e-11 | -1.2721e-18 | 2.412e-11 | 4.2584e-12 | 1.2721e-18 | -2.412e-11 | -4.2584e-12 | 0 | 0 | 0 | 0 | 0 | 0 | 1.1 | 1.0978 | 1.0937 | 1.1 | 1.0978 | 1.0937 | -1.4234e-16 | -120.3121 | 119.9447 | -1.6177e-16 | -120.3121 | 119.9447
Line16_4_18 | 0 | 0 | 0 | 0 | 0 | 0 | 0 | 0 | 0 | 0 | 0 | 0 | -9.541e-19 | -8.8592e-12 | -2.5244e-11 | -3.1803e-19 | 8.8592e-12 | 2.5244e-11 | -6.3607e-19 | 2.412e-11 | 4.2584e-12 | 6.3607e-19 | -2.412e-11 | -4.2584e-12 | 0 | 0 | 0 | 0 | 0 | 0 | 1.1 | 1.0978 | 1.0937 | 1.1 | 1.0978 | 1.0937 | 3.4202e-16 | -120.3121 | 119.9447 | 3.2259e-16 | -120.3121 | 119.9447
Line17_5_19 | 0 | 0 | 0 | 0 | 0 | 0 | 0 | 0 | 0 | 0 | 0 | 0 | -3.1803e-19 | -8.8592e-12 | -2.5244e-11 | -9.541e-19 | 8.8592e-12 | 2.5244e-11 | 2.5443e-18 | 2.412e-11 | 4.2584e-12 | -2.5443e-18 | -2.412e-11 | -4.2584e-12 | 0 | 0 | 0 | 0 | 0 | 0 | 1.1 | 1.0978 | 1.0937 | 1.1 | 1.0978 | 1.0937 | 3.7615e-16 | -120.3121 | 119.9447 | 3.7891e-16 | -120.3121 | 119.9447
Line1_1_3 | 0 | 0 | 0 | 0 | 0 | 0 | 0 | 0 | 0 | 0 | 0 | 0 | 8.9049e-18 | -7.0874e-11 | -2.0195e-10 | -8.9049e-18 | 7.0874e-11 | 2.0195e-10 | 6.3607e-18 | 1.9296e-10 | 3.4067e-11 | -6.9967e-18 | -1.9296e-10 | -3.4067e-11 | 0 | 0 | 0 | 0 | 0 | 0 | 1.1 | 1.0978 | 1.0937 | 1.1 | 1.0978 | 1.0937 | 3.82e-16 | -120.3121 | 119.9447 | 2.496e-16 | -120.3121 | 119.9447
Line2_1_4 | 0 | 0 | 0 | 0 | 0 | 0 | 0 | 0 | 0 | 0 | 0 | 0 | 1.2721e-18 | -1.7718e-11 | -5.0487e-11 | -6.3607e-19 | 1.7718e-11 | 5.0487e-11 | 3.1803e-18 | 4.8241e-11 | 8.5168e-12 | -3.1803e-18 | -4.8241e-11 | -8.5168e-12 | 0 | 0 | 0 | 0 | 0 | 0 | 1.1 | 1.0978 | 1.0937 | 1.1 | 1.0978 | 1.0937 | 3.82e-16 | -120.3121 | 119.9447 | 3.4202e-16 | -120.3121 | 119.9447
Line3_1_5 | 0 | 0 | 0 | 0 | 0 | 0 | 0 | 0 | 0 | 0 | 0 | 0 | -6.3607e-19 | -1.7718e-11 | -5.0487e-11 | 4.1758e-35 | 1.7718e-11 | 5.0487e-11 | 6.3607e-18 | 4.8241e-11 | 8.5168e-12 | -6.3607e-18 | -4.8241e-11 | -8.5168e-12 | 0 | 0 | 0 | 0 | 0 | 0 | 1.1 | 1.0978 | 1.0937 | 1.1 | 1.0978 | 1.0937 | 3.82e-16 | -120.3121 | 119.9447 | 3.7615e-16 | -120.3121 | 119.9447
Line4_2_6 | 0 | 0.060452 | 0.060452 | 0 | 0.060452 | 0.060452 | 0 | 0.013961 | 0.013961 | 0 | 0.013961 | 0.013961 | 3.3075e-17 | 0.01474 | 0.0037509 | -3.4348e-17 | -0.014704 | -0.0037143 | -1.2064e-34 | 0.0039919 | 0.014719 | -2.5443e-18 | -0.0039188 | -0.014646 | 0 | -135.6932 | 44.3068 | 0 | 44.3068 | -135.6932 | 1.1 | 1.0939 | 1.088 | 1.1 | 1.09 | 1.0823 | -2.0898e-16 | -120.5402 | 120.0098 | -7.7139e-16 | -120.7698 | 120.0757
Line5_6_7 | 0 | 0.060452 | 0.060452 | 0 | 0.060452 | 0.060452 | 0 | 0.013961 | 0.013961 | 0 | 0.013961 | 0.013961 | 2.0354e-17 | 0.014704 | 0.0037143 | -2.2898e-17 | -0.014667 | -0.0036778 | -2.5443e-18 | 0.0039188 | 0.014646 | 2.5443e-18 | -0.0038457 | -0.014572 | 0 | -135.6932 | 44.3068 | 0 | 44.3068 | -135.6932 | 1.1 | 1.09 | 1.0823 | 1.1 | 1.0861 | 1.0765 | -7.7139e-16 | -120.7698 | 120.0757 | -1.2352e-15 | -121.0011 | 120.1422
Line6_7_8 | 0 | 0.060452 | 0.060452 | 0 | 0.060452 | 0.060452 | 0 | 0.013961 | 0.013961 | 0 | 0.013961 | 0.013961 | 1.2721e-17 | 0.014667 | 0.0036778 | -1.0177e-17 | -0.014631 | -0.0036413 | -5.0885e-18 | 0.0038457 | 0.014572 | 2.5443e-18 | -0.0037726 | -0.014499 | 0 | -135.6932 | 44.3068 | 0 | 44.3068 | -135.6932 | 1.1 | 1.0861 | 1.0765 | 1.1 | 1.0823 | 1.0708 | -1.2352e-15 | -121.0011 | 120.1422 | -1.5169e-15 | -121.2341 | 120.2095
Line7_8_9 | 0 | 0 | 0 | 0 | 0 | 0 | 0 | 0 | 0 | 0 | 0 | 0 | 2.5443e-18 | -6.9334e-11 | -1.1449e-10 | -5.0885e-18 | 6.9334e-11 | 1.1449e-10 | -5.0885e-18 | 9.4011e-11 | -1.5791e-11 | 5.0885e-18 | -9.4011e-11 | 1.5791e-11 | 0 | 0 | 0 | 0 | 0 | 0 | 1.1 | 1.0823 | 1.0708 | 1.1 | 1.0823 | 1.0708 | -1.5169e-15 | -121.2341 | 120.2095 | -1.6039e-15 | -121.2341 | 120.2095
Line8_8_10 | 0 | 0 | 0 | 0 | 0 | 0 | 0 | 0 | 0 | 0 | 0 | 0 | 0 | -6.9334e-11 | -1.1449e-10 | -2.5443e-18 | 6.9334e-11 | 1.1449e-10 | 0 | 9.4011e-11 | -1.5791e-11 | 2.5443e-18 | -9.4011e-11 | 1.5791e-11 | 0 | 0 | 0 | 0 | 0 | 0 | 1.1 | 1.0823 | 1.0708 | 1.1 | 1.0823 | 1.0708 | -1.5169e-15 | -121.2341 | 120.2095 | -1.5961e-15 | -121.2341 | 120.2095
Line9_3_11 | 0 | 0 | 0 | 0 | 0 | 0 | 0 | 0 | 0 | 0 | 0 | 0 | 8.2688e-18 | -6.2015e-11 | -1.7671e-10 | -8.9049e-18 | 6.2015e-11 | 1.7671e-10 | 6.9967e-18 | 1.6884e-10 | 2.9809e-11 | -7.6328e-18 | -1.6884e-10 | -2.9809e-11 | 0 | 0 | 0 | 0 | 0 | 0 | 1.1 | 1.0978 | 1.0937 | 1.1 | 1.0978 | 1.0937 | 2.496e-16 | -120.3121 | 119.9447 | 1.5565e-16 | -120.3121 | 119.9447

## LL_min_6
name | pf_ikss_a_from_ka | pf_ikss_b_from_ka | pf_ikss_c_from_ka | pf_ikss_a_to_ka | pf_ikss_b_to_ka | pf_ikss_c_to_ka | pf_skss_a_from_mw | pf_skss_b_from_mw | pf_skss_c_from_mw | pf_skss_a_to_mw | pf_skss_b_to_mw | pf_skss_c_to_mw | pf_p_a_from_mw | pf_p_b_from_mw | pf_p_c_from_mw | pf_p_a_to_mw | pf_p_b_to_mw | pf_p_c_to_mw | pf_q_a_from_mvar | pf_q_b_from_mvar | pf_q_c_from_mvar | pf_q_a_to_mvar | pf_q_b_to_mvar | pf_q_c_to_mvar | pf_ikss_a_from_degree | pf_ikss_b_from_degree | pf_ikss_c_from_degree | pf_ikss_a_to_degree | pf_ikss_b_to_degree | pf_ikss_c_to_degree | pf_vm_a_from_pu | pf_vm_b_from_pu | pf_vm_c_from_pu | pf_vm_a_to_pu | pf_vm_b_to_pu | pf_vm_c_to_pu | pf_va_a_from_degree | pf_va_b_from_degree | pf_va_c_from_degree | pf_va_a_to_degree | pf_va_b_to_degree | pf_va_c_to_degree
Line0_1_2 | 0 | 1.455 | 1.455 | 0 | 1.455 | 1.455 | 0 | 0.33601 | 0.33601 | 0 | 0.33601 | 0.33601 | 1.2667e-28 | 0.28984 | 0.03533 | -1.2108e-28 | -0.24919 | 0.005316 | 4.0431e-16 | 0.073022 | 0.26569 | -3.8673e-16 | -0.030682 | -0.22336 | 0 | -142.8727 | 37.1273 | 0 | 37.1273 | -142.8727 | 0.95 | 0.88953 | 0.79769 | 0.95 | 0.74721 | 0.66491 | -1.7951e-11 | -128.7319 | 119.553 | -1.7939e-11 | -135.8534 | 128.4907
Line10_11_12 | 0 | 0 | 0 | 0 | 0 | 0 | 0 | 0 | 0 | 0 | 0 | 0 | 8.7893e-17 | -9.6789e-10 | -2.6725e-09 | -7.9103e-17 | 9.6789e-10 | 2.6725e-09 | 2.2852e-16 | 2.8224e-09 | 1.3007e-10 | -2.461e-16 | -2.8224e-09 | -1.3007e-10 | 0 | 0 | 0 | 0 | 0 | 0 | 0.95 | 0.88953 | 0.79769 | 0.95 | 0.88953 | 0.79769 | -1.7943e-11 | -128.7319 | 119.553 | -1.7939e-11 | -128.7319 | 119.553
Line11_12_13 | 0 | 0 | 0 | 0 | 0 | 0 | 0 | 0 | 0 | 0 | 0 | 0 | 8.7893e-18 | -8.0657e-10 | -2.2271e-09 | -7.1536e-29 | 8.0657e-10 | 2.2271e-09 | 2.2852e-16 | 2.352e-09 | 1.0839e-10 | -2.2852e-16 | -2.352e-09 | -1.0839e-10 | 0 | 0 | 0 | 0 | 0 | 0 | 0.95 | 0.88953 | 0.79769 | 0.95 | 0.88953 | 0.79769 | -1.7939e-11 | -128.7319 | 119.553 | -1.7936e-11 | -128.7319 | 119.553
Line12_13_15 | 0 | 0 | 0 | 0 | 0 | 0 | 0 | 0 | 0 | 0 | 0 | 0 | 4.3946e-18 | -4.8394e-10 | -1.3362e-09 | -1.3184e-17 | 4.8394e-10 | 1.3362e-09 | 3.5157e-17 | 1.4112e-09 | 6.5035e-11 | -5.2736e-17 | -1.4112e-09 | -6.5035e-11 | 0 | 0 | 0 | 0 | 0 | 0 | 0.95 | 0.88953 | 0.79769 | 0.95 | 0.88953 | 0.79769 | -1.7936e-11 | -128.7319 | 119.553 | -1.7935e-11 | -128.7319 | 119.553
Line13_13_14 | 0 | 0 | 0 | 0 | 0 | 0 | 0 | 0 | 0 | 0 | 0 | 0 | -4.3946e-18 | -1.6131e-10 | -4.4541e-10 | -4.3946e-18 | 1.6131e-10 | 4.4541e-10 | 1.7579e-16 | 4.7039e-10 | 2.1678e-11 | -1.7579e-16 | -4.7039e-10 | -2.1678e-11 | 0 | 0 | 0 | 0 | 0 | 0 | 0.95 | 0.88953 | 0.79769 | 0.95 | 0.88953 | 0.79769 | -1.7936e-11 | -128.7319 | 119.553 | -1.7935e-11 | -128.7319 | 119.553
Line14_15_16 | 0 | 0 | 0 | 0 | 0 | 0 | 0 | 0 | 0 | 0 | 0 | 0 | 8.7893e-18 | -3.2263e-10 | -8.9083e-10 | -1.7579e-17 | 3.2263e-10 | 8.9083e-10 | -2.7513e-30 | 9.4079e-10 | 4.3357e-11 | 5.5024e-30 | -9.4079e-10 | -4.3357e-11 | 0 | 0 | 0 | 0 | 0 | 0 | 0.95 | 0.88953 | 0.79769 | 0.95 | 0.88953 | 0.79769 | -1.7935e-11 | -128.7319 | 119.553 | -1.7935e-11 | -128.7319 | 119.553
Line15_16_17 | 0 | 0 | 0 | 0 | 0 | 0 | 0 | 0 | 0 | 0 | 0 | 0 | 1.3184e-17 | -1.6131e-10 | -4.4541e-10 | -1.3184e-17 | 1.6131e-10 | 4.4541e-10 | 3.5157e-17 | 4.7039e-10 | 2.1678e-11 | -5.2736e-17 | -4.7039e-10 | -2.1678e-11 | 0 | 0 | 0 | 0 | 0 | 0 | 0.95 | 0.88953 | 0.79769 | 0.95 | 0.88953 | 0.79769 | -1.7935e-11 | -128.7319 | 119.553 | -1.7935e-11 | -128.7319 | 119.553
Line16_4_18 | 0 | 0 | 0 | 0 | 0 | 0 | 0 | 0 | 0 | 0 | 0 | 0 | 1.7579e-17 | -1.6131e-10 | -4.4541e-10 | -2.6368e-17 | 1.6131e-10 | 4.4541e-10 | 1.7579e-17 | 4.7039e-10 | 2.1678e-11 | 1.7579e-17 | -4.7039e-10 | -2.1679e-11 | 0 | 0 | 0 | 0 | 0 | 0 | 0.95 | 0.88953 | 0.79769 | 0.95 | 0.88953 | 0.79769 | -1.7949e-11 | -128.7319 | 119.553 | -1.7949e-11 | -128.7319 | 119.553
Line17_5_19 | 0 | 0 | 0 | 0 | 0 | 0 | 0 | 0 | 0 | 0 | 0 | 0 | -8.7893e-18 | -1.6131e-10 | -4.4541e-10 | 1.7579e-17 | 1.6131e-10 | 4.4541e-10 | 1.4063e-16 | 4.7039e-10 | 2.1678e-11 | -1.4063e-16 | -4.7039e-10 | -2.1678e-11 | 0 | 0 | 0 | 0 | 0 | 0 | 0.95 | 0.88953 | 0.79769 | 0.95 | 0.88953 | 0.79769 | -1.7949e-11 | -128.7319 | 119.553 | -1.7947e-11 | -128.7319 | 119.553
Line1_1_3 | 0 | 0 | 0 | 0 | 0 | 0 | 0 | 0 | 0 | 0 | 0 | 0 | 7.0314e-17 | -1.2905e-09 | -3.5633e-09 | -7.0314e-17 | 1.2905e-09 | 3.5633e-09 | 2.2852e-16 | 3.7632e-09 | 1.7343e-10 | -2.1094e-16 | -3.7632e-09 | -1.7343e-10 | 0 | 0 | 0 | 0 | 0 | 0 | 0.95 | 0.88953 | 0.79769 | 0.95 | 0.88953 | 0.79769 | -1.7951e-11 | -128.7319 | 119.553 | -1.7947e-11 | -128.7319 | 119.553
Line2_1_4 | 0 | 0 | 0 | 0 | 0 | 0 | 0 | 0 | 0 | 0 | 0 | 0 | -8.7893e-18 | -3.2263e-10 | -8.9083e-10 | 8.7893e-18 | 3.2263e-10 | 8.9083e-10 | 2.2852e-16 | 9.4079e-10 | 4.3357e-11 | -1.7579e-16 | -9.4079e-10 | -4.3357e-11 | 0 | 0 | 0 | 0 | 0 | 0 | 0.95 | 0.88953 | 0.79769 | 0.95 | 0.88953 | 0.79769 | -1.7951e-11 | -128.7319 | 119.553 | -1.7949e-11 | -128.7319 | 119.553
Line3_1_5 | 0 | 0 | 0 | 0 | 0 | 0 | 0 | 0 | 0 | 0 | 0 | 0 | -3.5157e-17 | -3.2263e-10 | -8.9083e-10 | 3.5157e-17 | 3.2263e-10 | 8.9083e-10 | 1.9336e-16 | 9.4079e-10 | 4.3357e-11 | -1.4063e-16 | -9.4079e-10 | -4.3357e-11 | 0 | 0 | 0 | 0 | 0 | 0 | 0.95 | 0.88953 | 0.79769 | 0.95 | 0.88953 | 0.79769 | -1.7951e-11 | -128.7319 | 119.553 | -1.7949e-11 | -128.7319 | 119.553
Line4_2_6 | 0 | 1.455 | 1.455 | 0 | 1.455 | 1.455 | 0 | 0.33601 | 0.33601 | 0 | 0.33601 | 0.33601 | 3.5157e-17 | 0.24919 | -0.005316 | -3.5157e-17 | -0.20855 | 0.045962 | 3.1641e-16 | 0.030682 | 0.22336 | -3.5157e-16 | 0.011658 | -0.18102 | 0 | -142.8727 | 37.1273 | 0 | 37.1273 | -142.8727 | 0.95 | 0.74721 | 0.66491 | 0.95 | 0.62161 | 0.55581 | -1.7939e-11 | -135.8534 | 128.4907 | -1.793e-11 | -146.0722 | 141.3743
Line5_6_7 | 0 | 1.455 | 1.455 | 0 | 1.455 | 1.455 | 0 | 0.33601 | 0.33601 | 0 | 0.33601 | 0.33601 | -7.0314e-17 | 0.20855 | -0.045962 | 1.0547e-16 | -0.1679 | 0.086608 | 4.2188e-16 | -0.011658 | 0.18102 | -3.8673e-16 | 0.053997 | -0.13868 | 0 | -142.8727 | 37.1273 | 0 | 37.1273 | -142.8727 | 0.95 | 0.62161 | 0.55581 | 0.95 | 0.52489 | 0.48658 | -1.793e-11 | -146.0722 | 141.3743 | -1.7918e-11 | -160.7007 | 159.1134
Line6_7_8 | 0 | 1.455 | 1.455 | 0 | 1.455 | 1.455 | 0 | 0.33601 | 0.33601 | 0 | 0.33601 | 0.33601 | -7.0314e-17 | 0.1679 | -0.086608 | 7.0314e-17 | -0.12725 | 0.12725 | 2.1094e-16 | -0.053997 | 0.13868 | -2.1094e-16 | 0.096337 | -0.096337 | 0 | -142.8727 | 37.1273 | 0 | 37.1273 | -142.8727 | 0.95 | 0.52489 | 0.48658 | 0.95 | 0.475 | 0.475 | -1.7918e-11 | -160.7007 | 159.1134 | -1.791e-11 | -180 | -180
Line7_8_9 | 0 | 0 | 0 | 0 | 0 | 0 | 0 | 0 | 0 | 0 | 0 | 0 | 0 | 1.7578e-16 | 7.7232e-22 | 7.0314e-17 | -2.4282e-16 | 1.439e-16 | 0 | 1.4329e-09 | -1.4329e-09 | -2.198e-29 | -1.4329e-09 | 1.4329e-09 | 0 | 0 | 0 | 0 | 0 | 0 | 0.95 | 0.475 | 0.475 | 0.95 | 0.475 | 0.475 | -1.791e-11 | -180 | -180 | -1.7911e-11 | -180 | 180
Line8_8_10 | 0 | 0 | 0 | 0 | 0 | 0 | 0 | 0 | 0 | 0 | 0 | 0 | 4.3958e-29 | 1.0547e-16 | 7.7232e-22 | 7.0314e-17 | -2.0767e-16 | 3.2753e-18 | 1.4063e-16 | 1.4329e-09 | -1.4329e-09 | -1.4063e-16 | -1.4329e-09 | 1.4329e-09 | 0 | 0 | 0 | 0 | 0 | 0 | 0.95 | 0.475 | 0.475 | 0.95 | 0.475 | 0.475 | -1.791e-11 | -180 | -180 | -1.7909e-11 | -180 | 180
Line9_3_11 | 0 | 0 | 0 | 0 | 0 | 0 | 0 | 0 | 0 | 0 | 0 | 0 | 5.713e-17 | -1.1292e-09 | -3.1179e-09 | -5.713e-17 | 1.1292e-09 | 3.1179e-09 | 2.2852e-16 | 3.2928e-09 | 1.5175e-10 | -2.2852e-16 | -3.2928e-09 | -1.5175e-10 | 0 | 0 | 0 | 0 | 0 | 0 | 0.95 | 0.88953 | 0.79769 | 0.95 | 0.88953 | 0.79769 | -1.7947e-11 | -128.7319 | 119.553 | -1.7943e-11 | -128.7319 | 119.553

## LL_min_10
name | pf_ikss_a_from_ka | pf_ikss_b_from_ka | pf_ikss_c_from_ka | pf_ikss_a_to_ka | pf_ikss_b_to_ka | pf_ikss_c_to_ka | pf_skss_a_from_mw | pf_skss_b_from_mw | pf_skss_c_from_mw | pf_skss_a_to_mw | pf_skss_b_to_mw | pf_skss_c_to_mw | pf_p_a_from_mw | pf_p_b_from_mw | pf_p_c_from_mw | pf_p_a_to_mw | pf_p_b_to_mw | pf_p_c_to_mw | pf_q_a_from_mvar | pf_q_b_from_mvar | pf_q_c_from_mvar | pf_q_a_to_mvar | pf_q_b_to_mvar | pf_q_c_to_mvar | pf_ikss_a_from_degree | pf_ikss_b_from_degree | pf_ikss_c_from_degree | pf_ikss_a_to_degree | pf_ikss_b_to_degree | pf_ikss_c_to_degree | pf_vm_a_from_pu | pf_vm_b_from_pu | pf_vm_c_from_pu | pf_vm_a_to_pu | pf_vm_b_to_pu | pf_vm_c_to_pu | pf_va_a_from_degree | pf_va_b_from_degree | pf_va_c_from_degree | pf_va_a_to_degree | pf_va_b_to_degree | pf_va_c_to_degree
Line0_1_2 | 0 | 1.3784 | 1.3784 | 0 | 1.3784 | 1.3784 | 0 | 0.31833 | 0.31833 | 0 | 0.31833 | 0.31833 | 1.6653e-17 | 0.26013 | 0.031709 | -3.3307e-17 | -0.22365 | 0.0047711 | 3.4972e-16 | 0.065537 | 0.23846 | -3.3307e-16 | -0.027537 | -0.20046 | 0 | -142.8727 | 37.1273 | 0 | 37.1273 | -142.8727 | 0.9 | 0.84271 | 0.7557 | 0.9 | 0.70788 | 0.62991 | -1.5545e-11 | -128.7319 | 119.553 | -1.5534e-11 | -135.8534 | 128.4907
Line10_11_12 | 0 | 0 | 0 | 0 | 0 | 0 | 0 | 0 | 0 | 0 | 0 | 0 | 5.4123e-17 | -8.6869e-10 | -2.3986e-09 | -5.4123e-17 | 8.6869e-10 | 2.3986e-09 | 2.3315e-16 | 2.5331e-09 | 1.1674e-10 | -2.3315e-16 | -2.5331e-09 | -1.1674e-10 | 0 | 0 | 0 | 0 | 0 | 0 | 0.9 | 0.84271 | 0.7557 | 0.9 | 0.84271 | 0.7557 | -1.5537e-11 | -128.7319 | 119.553 | -1.5533e-11 | -128.7319 | 119.553
Line11_12_13 | 0 | 0 | 0 | 0 | 0 | 0 | 0 | 0 | 0 | 0 | 0 | 0 | 2.498e-17 | -7.2391e-10 | -1.9988e-09 | -2.498e-17 | 7.2391e-10 | 1.9988e-09 | 2.1649e-16 | 2.1109e-09 | 9.7283e-11 | -1.9984e-16 | -2.1109e-09 | -9.7283e-11 | 0 | 0 | 0 | 0 | 0 | 0 | 0.9 | 0.84271 | 0.7557 | 0.9 | 0.84271 | 0.7557 | -1.5533e-11 | -128.7319 | 119.553 | -1.553e-11 | -128.7319 | 119.553
Line12_13_15 | 0 | 0 | 0 | 0 | 0 | 0 | 0 | 0 | 0 | 0 | 0 | 0 | 2.0817e-17 | -4.3434e-10 | -1.1993e-09 | -1.249e-17 | 4.3434e-10 | 1.1993e-09 | -5.6422e-30 | 1.2665e-09 | 5.837e-11 | 3.3852e-30 | -1.2665e-09 | -5.837e-11 | 0 | 0 | 0 | 0 | 0 | 0 | 0.9 | 0.84271 | 0.7557 | 0.9 | 0.84271 | 0.7557 | -1.553e-11 | -128.7319 | 119.553 | -1.5529e-11 | -128.7319 | 119.553
Line13_13_14 | 0 | 0 | 0 | 0 | 0 | 0 | 0 | 0 | 0 | 0 | 0 | 0 | -1.6653e-17 | -1.4478e-10 | -3.9976e-10 | 2.498e-17 | 1.4478e-10 | 3.9976e-10 | 1.8319e-16 | 4.2218e-10 | 1.9456e-11 | -1.8319e-16 | -4.2218e-10 | -1.9456e-11 | 0 | 0 | 0 | 0 | 0 | 0 | 0.9 | 0.84271 | 0.7557 | 0.9 | 0.84271 | 0.7557 | -1.553e-11 | -128.7319 | 119.553 | -1.5527e-11 | -128.7319 | 119.553
Line14_15_16 | 0 | 0 | 0 | 0 | 0 | 0 | 0 | 0 | 0 | 0 | 0 | 0 | 1.3541e-29 | -2.8956e-10 | -7.9952e-10 | -9.027e-30 | 2.8956e-10 | 7.9952e-10 | 4.996e-17 | 8.4436e-10 | 3.8913e-11 | -3.3307e-17 | -8.4436e-10 | -3.8913e-11 | 0 | 0 | 0 | 0 | 0 | 0 | 0.9 | 0.84271 | 0.7557 | 0.9 | 0.84271 | 0.7557 | -1.5529e-11 | -128.7319 | 119.553 | -1.5529e-11 | -128.7319 | 119.553
Line15_16_17 | 0 | 0 | 0 | 0 | 0 | 0 | 0 | 0 | 0 | 0 | 0 | 0 | -8.3267e-18 | -1.4478e-10 | -3.9976e-10 | 8.3267e-18 | 1.4478e-10 | 3.9976e-10 | 1.6653e-17 | 4.2218e-10 | 1.9457e-11 | -1.6653e-17 | -4.2218e-10 | -1.9457e-11 | 0 | 0 | 0 | 0 | 0 | 0 | 0.9 | 0.84271 | 0.7557 | 0.9 | 0.84271 | 0.7557 | -1.5529e-11 | -128.7319 | 119.553 | -1.5529e-11 | -128.7319 | 119.553
Line16_4_18 | 0 | 0 | 0 | 0 | 0 | 0 | 0 | 0 | 0 | 0 | 0 | 0 | 4.1633e-18 | -1.4478e-10 | -3.9976e-10 | -4.1633e-18 | 1.4478e-10 | 3.9976e-10 | -1.1294e-30 | 4.2218e-10 | 1.9457e-11 | 1.1294e-30 | -4.2218e-10 | -1.9457e-11 | 0 | 0 | 0 | 0 | 0 | 0 | 0.9 | 0.84271 | 0.7557 | 0.9 | 0.84271 | 0.7557 | -1.5543e-11 | -128.7319 | 119.553 | -1.5543e-11 | -128.7319 | 119.553
Line17_5_19 | 0 | 0 | 0 | 0 | 0 | 0 | 0 | 0 | 0 | 0 | 0 | 0 | -2.498e-17 | -1.4478e-10 | -3.9976e-10 | 2.498e-17 | 1.4478e-10 | 3.9976e-10 | 1.6653e-16 | 4.2218e-10 | 1.9456e-11 | -1.4988e-16 | -4.2218e-10 | -1.9456e-11 | 0 | 0 | 0 | 0 | 0 | 0 | 0.9 | 0.84271 | 0.7557 | 0.9 | 0.84271 | 0.7557 | -1.5543e-11 | -128.7319 | 119.553 | -1.5541e-11 | -128.7319 | 119.553
Line1_1_3 | 0 | 0 | 0 | 0 | 0 | 0 | 0 | 0 | 0 | 0 | 0 | 0 | 6.6613e-17 | -1.1582e-09 | -3.1981e-09 | -7.494e-17 | 1.1582e-09 | 3.1981e-09 | 2.3315e-16 | 3.3775e-09 | 1.5565e-10 | -2.1649e-16 | -3.3775e-09 | -1.5565e-10 | 0 | 0 | 0 | 0 | 0 | 0 | 0.9 | 0.84271 | 0.7557 | 0.9 | 0.84271 | 0.7557 | -1.5545e-11 | -128.7319 | 119.553 | -1.5541e-11 | -128.7319 | 119.553
Line2_1_4 | 0 | 0 | 0 | 0 | 0 | 0 | 0 | 0 | 0 | 0 | 0 | 0 | -4.1633e-18 | -2.8956e-10 | -7.9952e-10 | 4.1633e-18 | 2.8956e-10 | 7.9952e-10 | 1.8319e-16 | 8.4436e-10 | 3.8913e-11 | -1.6653e-16 | -8.4436e-10 | -3.8913e-11 | 0 | 0 | 0 | 0 | 0 | 0 | 0.9 | 0.84271 | 0.7557 | 0.9 | 0.84271 | 0.7557 | -1.5545e-11 | -128.7319 | 119.553 | -1.5543e-11 | -128.7319 | 119.553
Line3_1_5 | 0 | 0 | 0 | 0 | 0 | 0 | 0 | 0 | 0 | 0 | 0 | 0 | -1.6653e-17 | -2.8956e-10 | -7.9952e-10 | 8.3267e-18 | 2.8956e-10 | 7.9952e-10 | 1.4988e-16 | 8.4436e-10 | 3.8913e-11 | -1.3323e-16 | -8.4436e-10 | -3.8913e-11 | 0 | 0 | 0 | 0 | 0 | 0 | 0.9 | 0.84271 | 0.7557 | 0.9 | 0.84271 | 0.7557 | -1.5545e-11 | -128.7319 | 119.553 | -1.5543e-11 | -128.7319 | 119.553
Line4_2_6 | 0 | 1.3784 | 1.3784 | 0 | 1.3784 | 1.3784 | 0 | 0.31833 | 0.31833 | 0 | 0.31833 | 0.31833 | 9.0299e-29 | 0.22365 | -0.0047711 | 3.3307e-17 | -0.18717 | 0.041251 | 3.3307e-16 | 0.027537 | 0.20046 | -3.3307e-16 | 0.010463 | -0.16246 | 0 | -142.8727 | 37.1273 | 0 | 37.1273 | -142.8727 | 0.9 | 0.70788 | 0.62991 | 0.9 | 0.5889 | 0.52656 | -1.5534e-11 | -135.8534 | 128.4907 | -1.5523e-11 | -146.0722 | 141.3743
Line5_6_7 | 0 | 1.3784 | 1.3784 | 0 | 1.3784 | 1.3784 | 0 | 0.31833 | 0.31833 | 0 | 0.31833 | 0.31833 | 9.9263e-29 | 0.18717 | -0.041251 | -9.9203e-29 | -0.15069 | 0.077731 | 3.6637e-16 | -0.010463 | 0.16246 | -3.6637e-16 | 0.048463 | -0.12446 | 0 | -142.8727 | 37.1273 | 0 | 37.1273 | -142.8727 | 0.9 | 0.5889 | 0.52656 | 0.9 | 0.49726 | 0.46097 | -1.5523e-11 | -146.0722 | 141.3743 | -1.5514e-11 | -160.7007 | 159.1134
Line6_7_8 | 0 | 1.3784 | 1.3784 | 0 | 1.3784 | 1.3784 | 0 | 0.31833 | 0.31833 | 0 | 0.31833 | 0.31833 | 3.6074e-29 | 0.15069 | -0.077731 | -6.6613e-17 | -0.11421 | 0.11421 | 1.3323e-16 | -0.048463 | 0.12446 | -1.3323e-16 | 0.086463 | -0.086463 | 0 | -142.8727 | 37.1273 | 0 | 37.1273 | -142.8727 | 0.9 | 0.49726 | 0.46097 | 0.9 | 0.45 | 0.45 | -1.5514e-11 | -160.7007 | 159.1134 | -1.5506e-11 | -180 | -180
Line7_8_9 | 0 | 0 | 0 | 0 | 0 | 0 | 0 | 0 | 0 | 0 | 0 | 0 | -6.6613e-17 | 3.3307e-16 | 1.3323e-16 | 6.6613e-17 | -3.3013e-16 | -1.3029e-16 | 6.6613e-17 | 1.286e-09 | -1.286e-09 | -6.6613e-17 | -1.286e-09 | 1.286e-09 | 0 | 0 | 0 | 0 | 0 | 0 | 0.9 | 0.45 | 0.45 | 0.9 | 0.45 | 0.45 | -1.5506e-11 | -180 | -180 | -1.5507e-11 | -180 | 180
Line8_8_10 | 0 | 0 | 0 | 0 | 0 | 0 | 0 | 0 | 0 | 0 | 0 | 0 | -1.3323e-16 | 1.3323e-16 | 2.6645e-16 | 6.6613e-17 | -9.6979e-17 | -2.6351e-16 | 1.3323e-16 | 1.286e-09 | -1.286e-09 | -6.6613e-17 | -1.286e-09 | 1.286e-09 | 0 | 0 | 0 | 0 | 0 | 0 | 0.9 | 0.45 | 0.45 | 0.9 | 0.45 | 0.45 | -1.5506e-11 | -180 | -180 | -1.5506e-11 | -180 | 180
Line9_3_11 | 0 | 0 | 0 | 0 | 0 | 0 | 0 | 0 | 0 | 0 | 0 | 0 | 4.996e-17 | -1.0135e-09 | -2.7983e-09 | -5.8287e-17 | 1.0135e-09 | 2.7983e-09 | 2.1649e-16 | 2.9553e-09 | 1.362e-10 | -1.9984e-16 | -2.9553e-09 | -1.362e-10 | 0 | 0 | 0 | 0 | 0 | 0 | 0.9 | 0.84271 | 0.7557 | 0.9 | 0.84271 | 0.7557 | -1.5541e-11 | -128.7319 | 119.553 | -1.5537e-11 | -128.7319 | 119.553

## LL_min_fault_6
name | pf_ikss_a_from_ka | pf_ikss_b_from_ka | pf_ikss_c_from_ka | pf_ikss_a_to_ka | pf_ikss_b_to_ka | pf_ikss_c_to_ka | pf_skss_a_from_mw | pf_skss_b_from_mw | pf_skss_c_from_mw | pf_skss_a_to_mw | pf_skss_b_to_mw | pf_skss_c_to_mw | pf_p_a_from_mw | pf_p_b_from_mw | pf_p_c_from_mw | pf_p_a_to_mw | pf_p_b_to_mw | pf_p_c_to_mw | pf_q_a_from_mvar | pf_q_b_from_mvar | pf_q_c_from_mvar | pf_q_a_to_mvar | pf_q_b_to_mvar | pf_q_c_to_mvar | pf_ikss_a_from_degree | pf_ikss_b_from_degree | pf_ikss_c_from_degree | pf_ikss_a_to_degree | pf_ikss_b_to_degree | pf_ikss_c_to_degree | pf_vm_a_from_pu | pf_vm_b_from_pu | pf_vm_c_from_pu | pf_vm_a_to_pu | pf_vm_b_to_pu | pf_vm_c_to_pu | pf_va_a_from_degree | pf_va_b_from_degree | pf_va_c_from_degree | pf_va_a_to_degree | pf_va_b_to_degree | pf_va_c_to_degree
Line0_1_2 | 0 | 0.051843 | 0.051843 | 0 | 0.051843 | 0.051843 | 0 | 0.011973 | 0.011973 | 0 | 0.011973 | 0.011973 | 3.8453e-18 | 0.010966 | 0.0028847 | -3.296e-18 | -0.010915 | -0.0028331 | 1.3184e-17 | 0.0029326 | 0.010936 | -1.3184e-17 | -0.0028788 | -0.010882 | 0 | -135.2796 | 44.7204 | 0 | 44.7204 | -135.2796 | 0.95 | 0.94815 | 0.94465 | 0.95 | 0.94283 | 0.93921 | -7.6308e-13 | -120.3084 | 119.9432 | -7.6271e-13 | -120.5043 | 120.1275
Line10_11_12 | 0 | 0 | 0 | 0 | 0 | 0 | 0 | 0 | 0 | 0 | 0 | 0 | 2.266e-18 | -3.8309e-11 | -1.1119e-10 | -2.5406e-18 | 3.8309e-11 | 1.1119e-10 | 9.3386e-18 | 1.0665e-10 | 1.9584e-11 | -9.3386e-18 | -1.0665e-10 | -1.9584e-11 | 0 | 0 | 0 | 0 | 0 | 0 | 0.95 | 0.94815 | 0.94465 | 0.95 | 0.94815 | 0.94465 | -7.6282e-13 | -120.3084 | 119.9432 | -7.6271e-13 | -120.3084 | 119.9432
Line11_12_13 | 0 | 0 | 0 | 0 | 0 | 0 | 0 | 0 | 0 | 0 | 0 | 0 | 8.9266e-19 | -3.1925e-11 | -9.2658e-11 | -8.9266e-19 | 3.1925e-11 | 9.2658e-11 | 8.7893e-18 | 8.8872e-11 | 1.632e-11 | -9.3386e-18 | -8.8872e-11 | -1.632e-11 | 0 | 0 | 0 | 0 | 0 | 0 | 0.95 | 0.94815 | 0.94465 | 0.95 | 0.94815 | 0.94465 | -7.6271e-13 | -120.3084 | 119.9432 | -7.6258e-13 | -120.3084 | 119.9432
Line12_13_15 | 0 | 0 | 0 | 0 | 0 | 0 | 0 | 0 | 0 | 0 | 0 | 0 | 1.0987e-18 | -1.9155e-11 | -5.5595e-11 | -1.0987e-18 | 1.9155e-11 | 5.5595e-11 | 5.4933e-19 | 5.3323e-11 | 9.7921e-12 | -5.4933e-19 | -5.3323e-11 | -9.7921e-12 | 0 | 0 | 0 | 0 | 0 | 0 | 0.95 | 0.94815 | 0.94465 | 0.95 | 0.94815 | 0.94465 | -7.6258e-13 | -120.3084 | 119.9432 | -7.6256e-13 | -120.3084 | 119.9432
Line13_13_14 | 0 | 0 | 0 | 0 | 0 | 0 | 0 | 0 | 0 | 0 | 0 | 0 | -5.4933e-19 | -6.3849e-12 | -1.8532e-11 | 6.18e-19 | 6.3849e-12 | 1.8532e-11 | 6.0426e-18 | 1.7774e-11 | 3.264e-12 | -5.4933e-18 | -1.7774e-11 | -3.264e-12 | 0 | 0 | 0 | 0 | 0 | 0 | 0.95 | 0.94815 | 0.94465 | 0.95 | 0.94815 | 0.94465 | -7.6258e-13 | -120.3084 | 119.9432 | -7.625e-13 | -120.3084 | 119.9432
Line14_15_16 | 0 | 0 | 0 | 0 | 0 | 0 | 0 | 0 | 0 | 0 | 0 | 0 | 2.06e-19 | -1.277e-11 | -3.7063e-11 | 6.8666e-20 | 1.277e-11 | 3.7063e-11 | 1.0987e-18 | 3.5549e-11 | 6.5281e-12 | -5.4933e-19 | -3.5549e-11 | -6.5281e-12 | 0 | 0 | 0 | 0 | 0 | 0 | 0.95 | 0.94815 | 0.94465 | 0.95 | 0.94815 | 0.94465 | -7.6256e-13 | -120.3084 | 119.9432 | -7.6255e-13 | -120.3084 | 119.9432
Line15_16_17 | 0 | 0 | 0 | 0 | 0 | 0 | 0 | 0 | 0 | 0 | 0 | 0 | 2.7466e-19 | -6.3849e-12 | -1.8532e-11 | -2.7466e-19 | 6.3849e-12 | 1.8532e-11 | 1.0987e-18 | 1.7774e-11 | 3.264e-12 | -5.4933e-19 | -1.7774e-11 | -3.264e-12 | 0 | 0 | 0 | 0 | 0 | 0 | 0.95 | 0.94815 | 0.94465 | 0.95 | 0.94815 | 0.94465 | -7.6255e-13 | -120.3084 | 119.9432 | -7.6255e-13 | -120.3084 | 119.9432
Line16_4_18 | 0 | 0 | 0 | 0 | 0 | 0 | 0 | 0 | 0 | 0 | 0 | 0 | -2.7466e-19 | -6.3849e-12 | -1.8532e-11 | 2.7466e-19 | 6.3849e-12 | 1.8532e-11 | 1.0987e-18 | 1.7774e-11 | 3.264e-12 | -1.0987e-18 | -1.7774e-11 | -3.264e-12 | 0 | 0 | 0 | 0 | 0 | 0 | 0.95 | 0.94815 | 0.94465 | 0.95 | 0.94815 | 0.94465 | -7.6299e-13 | -120.3084 | 119.9432 | -7.63e-13 | -120.3084 | 119.9432
Line17_5_19 | 0 | 0 | 0 | 0 | 0 | 0 | 0 | 0 | 0 | 0 | 0 | 0 | -2.7466e-19 | -6.3849e-12 | -1.8532e-11 | 2.7466e-19 | 6.3849e-12 | 1.8532e-11 | 5.4933e-18 | 1.7774e-11 | 3.264e-12 | -5.4933e-18 | -1.7774e-11 | -3.264e-12 | 0 | 0 | 0 | 0 | 0 | 0 | 0.95 | 0.94815 | 0.94465 | 0.95 | 0.94815 | 0.94465 | -7.6299e-13 | -120.3084 | 119.9432 | -7.6294e-13 | -120.3084 | 119.9432
Line1_1_3 | 0 | 0 | 0 | 0 | 0 | 0 | 0 | 0 | 0 | 0 | 0 | 0 | 3.708e-18 | -5.1079e-11 | -1.4825e-10 | -3.708e-18 | 5.1079e-11 | 1.4825e-10 | 9.8879e-18 | 1.422e-10 | 2.6112e-11 | -8.2399e-18 | -1.422e-10 | -2.6112e-11 | 0 | 0 | 0 | 0 | 0 | 0 | 0.95 | 0.94815 | 0.94465 | 0.95 | 0.94815 | 0.94465 | -7.6308e-13 | -120.3084 | 119.9432 | -7.6294e-13 | -120.3084 | 119.9432
Line2_1_4 | 0 | 0 | 0 | 0 | 0 | 0 | 0 | 0 | 0 | 0 | 0 | 0 | 2.06e-19 | -1.277e-11 | -3.7063e-11 | -2.06e-19 | 1.277e-11 | 3.7063e-11 | 8.2399e-18 | 3.5549e-11 | 6.5281e-12 | -7.1413e-18 | -3.5549e-11 | -6.5281e-12 | 0 | 0 | 0 | 0 | 0 | 0 | 0.95 | 0.94815 | 0.94465 | 0.95 | 0.94815 | 0.94465 | -7.6308e-13 | -120.3084 | 119.9432 | -7.6299e-13 | -120.3084 | 119.9432
Line3_1_5 | 0 | 0 | 0 | 0 | 0 | 0 | 0 | 0 | 0 | 0 | 0 | 0 | -7.5533e-19 | -1.277e-11 | -3.7063e-11 | 7.5533e-19 | 1.277e-11 | 3.7063e-11 | 7.6906e-18 | 3.5549e-11 | 6.5281e-12 | -6.0426e-18 | -3.5549e-11 | -6.5281e-12 | 0 | 0 | 0 | 0 | 0 | 0 | 0.95 | 0.94815 | 0.94465 | 0.95 | 0.94815 | 0.94465 | -7.6308e-13 | -120.3084 | 119.9432 | -7.6299e-13 | -120.3084 | 119.9432
Line4_2_6 | 0 | 0.051843 | 0.051843 | 0 | 0.051843 | 0.051843 | 0 | 0.011973 | 0.011973 | 0 | 0.011973 | 0.011973 | 3.296e-18 | 0.010915 | 0.0028331 | -3.296e-18 | -0.010863 | -0.0027815 | 1.3184e-17 | 0.0028788 | 0.010882 | -1.3184e-17 | -0.0028251 | -0.010828 | 0 | -135.2796 | 44.7204 | 0 | 44.7204 | -135.2796 | 0.95 | 0.94283 | 0.93921 | 0.95 | 0.93752 | 0.93379 | -7.6271e-13 | -120.5043 | 120.1275 | -7.6241e-13 | -120.7024 | 120.3141
Line5_6_7 | 0 | 0.051843 | 0.051843 | 0 | 0.051843 | 0.051843 | 0 | 0.011973 | 0.011973 | 0 | 0.011973 | 0.011973 | -1.0987e-18 | 0.010863 | 0.0027815 | 1.0987e-18 | -0.010812 | -0.0027299 | 1.3184e-17 | 0.0028251 | 0.010828 | -1.3184e-17 | -0.0027713 | -0.010775 | 0 | -135.2796 | 44.7204 | 0 | 44.7204 | -135.2796 | 0.95 | 0.93752 | 0.93379 | 0.95 | 0.93223 | 0.92837 | -7.6241e-13 | -120.7024 | 120.3141 | -7.6208e-13 | -120.9028 | 120.5028
Line6_7_8 | 0 | 0.051843 | 0.051843 | 0 | 0.051843 | 0.051843 | 0 | 0.011973 | 0.011973 | 0 | 0.011973 | 0.011973 | 5.8453e-32 | 0.010812 | 0.0027299 | 2.1973e-18 | -0.01076 | -0.0026783 | 4.3946e-18 | 0.0027713 | 0.010775 | -8.7893e-18 | -0.0027175 | -0.010721 | 0 | -135.2796 | 44.7204 | 0 | 44.7204 | -135.2796 | 0.95 | 0.93223 | 0.92837 | 0.95 | 0.92694 | 0.92297 | -7.6208e-13 | -120.9028 | 120.5028 | -7.6184e-13 | -121.1055 | 120.6937
Line7_8_9 | 0 | 0 | 0 | 0 | 0 | 0 | 0 | 0 | 0 | 0 | 0 | 0 | -4.3946e-18 | -7.7759e-11 | -9.1252e-11 | 4.3946e-18 | 7.7759e-11 | 9.1252e-11 | 4.3946e-18 | 6.2294e-11 | -3.8923e-11 | -6.5919e-18 | -6.2294e-11 | 3.8923e-11 | 0 | 0 | 0 | 0 | 0 | 0 | 0.95 | 0.92694 | 0.92297 | 0.95 | 0.92694 | 0.92297 | -7.6184e-13 | -121.1055 | 120.6937 | -7.6188e-13 | -121.1055 | 120.6937
Line8_8_10 | 0 | 0 | 0 | 0 | 0 | 0 | 0 | 0 | 0 | 0 | 0 | 0 | 5.8434e-32 | -7.7759e-11 | -9.1252e-11 | -8.7647e-32 | 7.7759e-11 | 9.1252e-11 | 4.3946e-18 | 6.2294e-11 | -3.8923e-11 | -6.5919e-18 | -6.2294e-11 | 3.8923e-11 | 0 | 0 | 0 | 0 | 0 | 0 | 0.95 | 0.92694 | 0.92297 | 0.95 | 0.92694 | 0.92297 | -7.6184e-13 | -121.1055 | 120.6937 | -7.6181e-13 | -121.1055 | 120.6937
Line9_3_11 | 0 | 0 | 0 | 0 | 0 | 0 | 0 | 0 | 0 | 0 | 0 | 0 | 2.7466e-18 | -4.4694e-11 | -1.2972e-10 | -3.0213e-18 | 4.4694e-11 | 1.2972e-10 | 9.3386e-18 | 1.2442e-10 | 2.2848e-11 | -8.7893e-18 | -1.2442e-10 | -2.2848e-11 | 0 | 0 | 0 | 0 | 0 | 0 | 0.95 | 0.94815 | 0.94465 | 0.95 | 0.94815 | 0.94465 | -7.6294e-13 | -120.3084 | 119.9432 | -7.6282e-13 | -120.3084 | 119.9432

## LL_min_fault_10
name | pf_ikss_a_from_ka | pf_ikss_b_from_ka | pf_ikss_c_from_ka | pf_ikss_a_to_ka | pf_ikss_b_to_ka | pf_ikss_c_to_ka | pf_skss_a_from_mw | pf_skss_b_from_mw | pf_skss_c_from_mw | pf_skss_a_to_mw | pf_skss_b_to_mw | pf_skss_c_to_mw | pf_p_a_from_mw | pf_p_b_from_mw | pf_p_c_from_mw | pf_p_a_to_mw | pf_p_b_to_mw | pf_p_c_to_mw | pf_q_a_from_mvar | pf_q_b_from_mvar | pf_q_c_from_mvar | pf_q_a_to_mvar | pf_q_b_to_mvar | pf_q_c_to_mvar | pf_ikss_a_from_degree | pf_ikss_b_from_degree | pf_ikss_c_from_degree | pf_ikss_a_to_degree | pf_ikss_b_to_degree | pf_ikss_c_to_degree | pf_vm_a_from_pu | pf_vm_b_from_pu | pf_vm_c_from_pu | pf_vm_a_to_pu | pf_vm_b_to_pu | pf_vm_c_to_pu | pf_va_a_from_degree | pf_va_b_from_degree | pf_va_c_from_degree | pf_va_a_to_degree | pf_va_b_to_degree | pf_va_c_to_degree
Line0_1_2 | 0 | 0.049114 | 0.049114 | 0 | 0.049114 | 0.049114 | 0 | 0.011342 | 0.011342 | 0 | 0.011342 | 0.011342 | 3.6429e-18 | 0.0098425 | 0.002589 | -3.6429e-18 | -0.0097961 | -0.0025427 | 1.1449e-17 | 0.002632 | 0.009815 | -1.1449e-17 | -0.0025837 | -0.0097667 | 0 | -135.2796 | 44.7204 | 0 | 44.7204 | -135.2796 | 0.9 | 0.89825 | 0.89493 | 0.9 | 0.89321 | 0.88978 | -7.5191e-13 | -120.3084 | 119.9432 | -7.5158e-13 | -120.5043 | 120.1275
Line10_11_12 | 0 | 0 | 0 | 0 | 0 | 0 | 0 | 0 | 0 | 0 | 0 | 0 | 3.2526e-18 | -3.4383e-11 | -9.9793e-11 | -3.5128e-18 | 3.4383e-11 | 9.9793e-11 | 8.8471e-18 | 9.5716e-11 | 1.7577e-11 | -8.3267e-18 | -9.5716e-11 | -1.7577e-11 | 0 | 0 | 0 | 0 | 0 | 0 | 0.9 | 0.89825 | 0.89493 | 0.9 | 0.89825 | 0.89493 | -7.5164e-13 | -120.3084 | 119.9432 | -7.5154e-13 | -120.3084 | 119.9432
Line11_12_13 | 0 | 0 | 0 | 0 | 0 | 0 | 0 | 0 | 0 | 0 | 0 | 0 | 1.4962e-18 | -2.8652e-11 | -8.3161e-11 | -1.4962e-18 | 2.8652e-11 | 8.3161e-11 | 7.2858e-18 | 7.9764e-11 | 1.4648e-11 | -7.2858e-18 | -7.9764e-11 | -1.4648e-11 | 0 | 0 | 0 | 0 | 0 | 0 | 0.9 | 0.89825 | 0.89493 | 0.9 | 0.89825 | 0.89493 | -7.5154e-13 | -120.3084 | 119.9432 | -7.5141e-13 | -120.3084 | 119.9432
Line12_13_15 | 0 | 0 | 0 | 0 | 0 | 0 | 0 | 0 | 0 | 0 | 0 | 0 | 5.2042e-19 | -1.7191e-11 | -4.9896e-11 | -5.2042e-19 | 1.7191e-11 | 4.9896e-11 | 1.0408e-18 | 4.7858e-11 | 8.7885e-12 | -1.0408e-18 | -4.7858e-11 | -8.7885e-12 | 0 | 0 | 0 | 0 | 0 | 0 | 0.9 | 0.89825 | 0.89493 | 0.9 | 0.89825 | 0.89493 | -7.5141e-13 | -120.3084 | 119.9432 | -7.5139e-13 | -120.3084 | 119.9432
Line13_13_14 | 0 | 0 | 0 | 0 | 0 | 0 | 0 | 0 | 0 | 0 | 0 | 0 | -5.2042e-19 | -5.7305e-12 | -1.6632e-11 | 5.2042e-19 | 5.7305e-12 | 1.6632e-11 | 6.7654e-18 | 1.5953e-11 | 2.9295e-12 | -5.7246e-18 | -1.5953e-11 | -2.9295e-12 | 0 | 0 | 0 | 0 | 0 | 0 | 0.9 | 0.89825 | 0.89493 | 0.9 | 0.89825 | 0.89493 | -7.5141e-13 | -120.3084 | 119.9432 | -7.5134e-13 | -120.3084 | 119.9432
Line14_15_16 | 0 | 0 | 0 | 0 | 0 | 0 | 0 | 0 | 0 | 0 | 0 | 0 | 6.5052e-19 | -1.1461e-11 | -3.3264e-11 | -6.5052e-19 | 1.1461e-11 | 3.3264e-11 | 5.2042e-19 | 3.1905e-11 | 5.859e-12 | 8.5309e-33 | -3.1905e-11 | -5.859e-12 | 0 | 0 | 0 | 0 | 0 | 0 | 0.9 | 0.89825 | 0.89493 | 0.9 | 0.89825 | 0.89493 | -7.5139e-13 | -120.3084 | 119.9432 | -7.5137e-13 | -120.3084 | 119.9432
Line15_16_17 | 0 | 0 | 0 | 0 | 0 | 0 | 0 | 0 | 0 | 0 | 0 | 0 | 2.6021e-19 | -5.7305e-12 | -1.6632e-11 | -2.6021e-19 | 5.7305e-12 | 1.6632e-11 | 1.0408e-18 | 1.5953e-11 | 2.9295e-12 | -1.5613e-18 | -1.5953e-11 | -2.9295e-12 | 0 | 0 | 0 | 0 | 0 | 0 | 0.9 | 0.89825 | 0.89493 | 0.9 | 0.89825 | 0.89493 | -7.5137e-13 | -120.3084 | 119.9432 | -7.5138e-13 | -120.3084 | 119.9432
Line16_4_18 | 0 | 0 | 0 | 0 | 0 | 0 | 0 | 0 | 0 | 0 | 0 | 0 | 7.8063e-19 | -5.7305e-12 | -1.6632e-11 | -7.8063e-19 | 5.7305e-12 | 1.6632e-11 | -1.0243e-32 | 1.5953e-11 | 2.9295e-12 | -5.2042e-19 | -1.5953e-11 | -2.9295e-12 | 0 | 0 | 0 | 0 | 0 | 0 | 0.9 | 0.89825 | 0.89493 | 0.9 | 0.89825 | 0.89493 | -7.5182e-13 | -120.3084 | 119.9432 | -7.5182e-13 | -120.3084 | 119.9432
Line17_5_19 | 0 | 0 | 0 | 0 | 0 | 0 | 0 | 0 | 0 | 0 | 0 | 0 | -3.2526e-19 | -5.7305e-12 | -1.6632e-11 | 3.2526e-19 | 5.7305e-12 | 1.6632e-11 | 5.7246e-18 | 1.5953e-11 | 2.9295e-12 | -5.7246e-18 | -1.5953e-11 | -2.9295e-12 | 0 | 0 | 0 | 0 | 0 | 0 | 0.9 | 0.89825 | 0.89493 | 0.9 | 0.89825 | 0.89493 | -7.5182e-13 | -120.3084 | 119.9432 | -7.5175e-13 | -120.3084 | 119.9432
Line1_1_3 | 0 | 0 | 0 | 0 | 0 | 0 | 0 | 0 | 0 | 0 | 0 | 0 | 3.2526e-18 | -4.5844e-11 | -1.3306e-10 | -3.5128e-18 | 4.5844e-11 | 1.3306e-10 | 7.8063e-18 | 1.2762e-10 | 2.3436e-11 | -7.8063e-18 | -1.2762e-10 | -2.3436e-11 | 0 | 0 | 0 | 0 | 0 | 0 | 0.9 | 0.89825 | 0.89493 | 0.9 | 0.89825 | 0.89493 | -7.5191e-13 | -120.3084 | 119.9432 | -7.5177e-13 | -120.3084 | 119.9432
Line2_1_4 | 0 | 0 | 0 | 0 | 0 | 0 | 0 | 0 | 0 | 0 | 0 | 0 | 3.9031e-19 | -1.1461e-11 | -3.3264e-11 | -3.9031e-19 | 1.1461e-11 | 3.3264e-11 | 5.7246e-18 | 3.1905e-11 | 5.859e-12 | -6.245e-18 | -3.1905e-11 | -5.859e-12 | 0 | 0 | 0 | 0 | 0 | 0 | 0.9 | 0.89825 | 0.89493 | 0.9 | 0.89825 | 0.89493 | -7.5191e-13 | -120.3084 | 119.9432 | -7.5182e-13 | -120.3084 | 119.9432
Line3_1_5 | 0 | 0 | 0 | 0 | 0 | 0 | 0 | 0 | 0 | 0 | 0 | 0 | -7.1557e-19 | -1.1461e-11 | -3.3264e-11 | 7.1557e-19 | 1.1461e-11 | 3.3264e-11 | 6.245e-18 | 3.1905e-11 | 5.859e-12 | -5.7246e-18 | -3.1905e-11 | -5.859e-12 | 0 | 0 | 0 | 0 | 0 | 0 | 0.9 | 0.89825 | 0.89493 | 0.9 | 0.89825 | 0.89493 | -7.5191e-13 | -120.3084 | 119.9432 | -7.5182e-13 | -120.3084 | 119.9432
Line4_2_6 | 0 | 0.049114 | 0.049114 | 0 | 0.049114 | 0.049114 | 0 | 0.011342 | 0.011342 | 0 | 0.011342 | 0.011342 | 3.1225e-18 | 0.0097961 | 0.0025427 | -3.1225e-18 | -0.0097498 | -0.0024964 | 9.3675e-18 | 0.0025837 | 0.0097667 | -1.1449e-17 | -0.0025355 | -0.0097185 | 0 | -135.2796 | 44.7204 | 0 | 44.7204 | -135.2796 | 0.9 | 0.89321 | 0.88978 | 0.9 | 0.88818 | 0.88464 | -7.5158e-13 | -120.5043 | 120.1275 | -7.513e-13 | -120.7024 | 120.3141
Line5_6_7 | 0 | 0.049114 | 0.049114 | 0 | 0.049114 | 0.049114 | 0 | 0.011342 | 0.011342 | 0 | 0.011342 | 0.011342 | 1.3648e-31 | 0.0097498 | 0.0024964 | -2.0817e-18 | -0.0097035 | -0.0024501 | 1.0408e-17 | 0.0025355 | 0.0097185 | -1.0408e-17 | -0.0024873 | -0.0096702 | 0 | -135.2796 | 44.7204 | 0 | 44.7204 | -135.2796 | 0.9 | 0.88818 | 0.88464 | 0.9 | 0.88316 | 0.87951 | -7.513e-13 | -120.7024 | 120.3141 | -7.5101e-13 | -120.9028 | 120.5028
Line6_7_8 | 0 | 0.049114 | 0.049114 | 0 | 0.049114 | 0.049114 | 0 | 0.011342 | 0.011342 | 0 | 0.011342 | 0.011342 | 2.0817e-18 | 0.0097035 | 0.0024501 | -2.0817e-18 | -0.0096572 | -0.0024038 | 2.0817e-18 | 0.0024873 | 0.0096702 | -2.0817e-18 | -0.002439 | -0.009622 | 0 | -135.2796 | 44.7204 | 0 | 44.7204 | -135.2796 | 0.9 | 0.88316 | 0.87951 | 0.9 | 0.87816 | 0.87439 | -7.5101e-13 | -120.9028 | 120.5028 | -7.5076e-13 | -121.1055 | 120.6937
Line7_8_9 | 0 | 0 | 0 | 0 | 0 | 0 | 0 | 0 | 0 | 0 | 0 | 0 | 2.7277e-32 | -6.9789e-11 | -8.1899e-11 | -2.7278e-32 | 6.9789e-11 | 8.1899e-11 | 2.0817e-18 | 5.5909e-11 | -3.4934e-11 | -2.0817e-18 | -5.5909e-11 | 3.4934e-11 | 0 | 0 | 0 | 0 | 0 | 0 | 0.9 | 0.87816 | 0.87439 | 0.9 | 0.87816 | 0.87439 | -7.5076e-13 | -121.1055 | 120.6937 | -7.508e-13 | -121.1055 | 120.6937
Line8_8_10 | 0 | 0 | 0 | 0 | 0 | 0 | 0 | 0 | 0 | 0 | 0 | 0 | 0 | -6.9789e-11 | -8.1899e-11 | 0 | 6.9789e-11 | 8.1899e-11 | 0 | 5.5909e-11 | -3.4934e-11 | 0 | -5.5909e-11 | 3.4934e-11 | 0 | 0 | 0 | 0 | 0 | 0 | 0.9 | 0.87816 | 0.87439 | 0.9 | 0.87816 | 0.87439 | -7.5076e-13 | -121.1055 | 120.6937 | -7.5073e-13 | -121.1055 | 120.6937
Line9_3_11 | 0 | 0 | 0 | 0 | 0 | 0 | 0 | 0 | 0 | 0 | 0 | 0 | 2.0817e-18 | -4.0113e-11 | -1.1643e-10 | -2.6021e-18 | 4.0113e-11 | 1.1643e-10 | 7.2858e-18 | 1.1167e-10 | 2.0507e-11 | -7.8063e-18 | -1.1167e-10 | -2.0507e-11 | 0 | 0 | 0 | 0 | 0 | 0 | 0.9 | 0.89825 | 0.89493 | 0.9 | 0.89825 | 0.89493 | -7.5177e-13 | -120.3084 | 119.9432 | -7.5164e-13 | -120.3084 | 119.9432

## LG_max_6
name | pf_ikss_a_from_ka | pf_ikss_b_from_ka | pf_ikss_c_from_ka | pf_ikss_a_to_ka | pf_ikss_b_to_ka | pf_ikss_c_to_ka | pf_skss_a_from_mw | pf_skss_b_from_mw | pf_skss_c_from_mw | pf_skss_a_to_mw | pf_skss_b_to_mw | pf_skss_c_to_mw | pf_p_a_from_mw | pf_p_b_from_mw | pf_p_c_from_mw | pf_p_a_to_mw | pf_p_b_to_mw | pf_p_c_to_mw | pf_q_a_from_mvar | pf_q_b_from_mvar | pf_q_c_from_mvar | pf_q_a_to_mvar | pf_q_b_to_mvar | pf_q_c_to_mvar | pf_ikss_a_from_degree | pf_ikss_b_from_degree | pf_ikss_c_from_degree | pf_ikss_a_to_degree | pf_ikss_b_to_degree | pf_ikss_c_to_degree | 3xI0 | pf_vm_a_from_pu | pf_vm_b_from_pu | pf_vm_c_from_pu | pf_vm_a_to_pu | pf_vm_b_to_pu | pf_vm_c_to_pu | pf_va_a_from_degree | pf_va_b_from_degree | pf_va_c_from_degree | pf_va_a_to_degree | pf_va_b_to_degree | pf_va_c_to_degree
Line0_1_2 | 0.0034104 | 0.00030945 | 0.00030945 | 0.00341 | 0.00030983 | 0.00030983 | 0.0007876 | 7.1465e-05 | 7.1465e-05 | 0.00078751 | 7.1553e-05 | 7.1553e-05 | 4.0703e-07 | -6.4937e-05 | 6.5033e-05 | -3.0656e-07 | 6.5019e-05 | -6.5111e-05 | 8.1407e-07 | 0.00011251 | 0.00011241 | -6.1312e-07 | -0.00011264 | -0.00011254 | -89.9559 | 90.0445 | 90.0445 | 90.0441 | -89.9555 | -89.9555 |  | 0.0011556 | 1.8177 | 1.8172 | 0.00087045 | 1.8177 | 1.8171 | -26.5209 | -149.9629 | 149.9927 | -26.5209 | -149.9609 | 149.9926
Line10_11_12 | 0.0003094 | 0.0003094 | 0.0003094 | 0.00030978 | 0.00030978 | 0.00030978 | 7.1452e-05 | 7.1452e-05 | 7.1452e-05 | 7.154e-05 | 7.154e-05 | 7.154e-05 | -3.789e-08 | -6.4916e-05 | 6.5031e-05 | 3.8416e-08 | 6.4996e-05 | -6.511e-05 | -7.5762e-08 | 0.00011249 | 0.00011238 | 7.6814e-08 | -0.00011263 | -0.00011252 | 90.0497 | 90.0497 | 90.0497 | -89.9504 | -89.9504 | -89.9504 |  | 0.0011855 | 1.8177 | 1.8171 | 0.0012005 | 1.8177 | 1.8171 | -26.5207 | -149.9621 | 149.9927 | -26.5206 | -149.9617 | 149.9927
Line11_12_13 | 0.00030978 | 0.00030978 | 0.00030978 | 0.00031016 | 0.00031016 | 0.00031016 | 7.154e-05 | 7.154e-05 | 7.154e-05 | 7.1628e-05 | 7.1628e-05 | 7.1628e-05 | -3.8412e-08 | -6.5002e-05 | 6.5104e-05 | 3.8939e-08 | 6.5083e-05 | -6.5184e-05 | -7.6816e-08 | 0.00011262 | 0.00011252 | 7.7872e-08 | -0.00011276 | -0.00011266 | 90.0466 | 90.0466 | 90.0466 | -89.9535 | -89.9535 | -89.9535 |  | 0.0012005 | 1.8177 | 1.8171 | 0.0012155 | 1.8177 | 1.8171 | -26.5206 | -149.9617 | 149.9927 | -26.5206 | -149.9613 | 149.9926
Line12_13_15 | 1.1423e-06 | 1.1423e-06 | 1.1423e-06 | 0 | 0 | 0 | 2.6381e-07 | 2.6381e-07 | 2.6381e-07 | 0 | 0 | 0 | 1.3065e-10 | 2.5774e-07 | -2.2159e-07 | -8.2918e-11 | -1.7788e-07 | 1.4168e-07 | 2.9284e-10 | -4.0436e-07 | -4.2508e-07 | -1.9731e-10 | 2.6608e-07 | 2.8688e-07 | -92.4759 | -92.475 | -92.475 | 0 | 0 | 0 |  | 0.0012155 | 1.8177 | 1.8171 | 0.0012155 | 1.8177 | 1.8171 | -26.5206 | -149.9613 | 149.9926 | -26.5204 | -149.9613 | 149.9926
Line13_13_14 | 0.0003113 | 0.0003113 | 0.0003113 | 0.00031168 | 0.00031168 | 0.00031168 | 7.1892e-05 | 7.1892e-05 | 7.1892e-05 | 7.1979e-05 | 7.1979e-05 | 7.1979e-05 | -3.9066e-08 | -6.5347e-05 | 6.5399e-05 | 3.9599e-08 | 6.5427e-05 | -6.5479e-05 | -7.8167e-08 | 0.00011316 | 0.00011309 | 7.9233e-08 | -0.0001133 | -0.00011322 | 90.0342 | 90.0342 | 90.0342 | -89.9658 | -89.9658 | -89.9658 |  | 0.0012155 | 1.8177 | 1.8171 | 0.0012306 | 1.8177 | 1.8171 | -26.5206 | -149.9613 | 149.9926 | -26.5207 | -149.9609 | 149.9926
Line14_15_16 | 0 | 0 | 0 | 0 | 0 | 0 | 0 | 0 | 0 | 0 | 0 | 0 | 8.7099e-11 | 1.7183e-07 | -1.4773e-07 | -3.9367e-11 | -9.1966e-08 | 6.7815e-08 | 1.9522e-10 | -2.6957e-07 | -2.8339e-07 | -9.9697e-11 | 1.3129e-07 | 1.4519e-07 | 0 | 0 | 0 | 0 | 0 | 0 |  | 0.0012155 | 1.8177 | 1.8171 | 0.0012154 | 1.8177 | 1.8171 | -26.5204 | -149.9613 | 149.9926 | -26.5204 | -149.9613 | 149.9926
Line15_16_17 | 0 | 0 | 0 | 0 | 0 | 0 | 0 | 0 | 0 | 0 | 0 | 0 | 4.3549e-11 | 8.5914e-08 | -7.3863e-08 | 4.1816e-12 | -6.0516e-09 | -6.0478e-09 | 9.7608e-11 | -1.3479e-07 | -1.4169e-07 | -2.0894e-12 | -3.4949e-09 | 3.4971e-09 | 0 | 0 | 0 | 0 | 0 | 0 |  | 0.0012154 | 1.8177 | 1.8171 | 0.0012154 | 1.8177 | 1.8171 | -26.5204 | -149.9613 | 149.9926 | -26.5203 | -149.9613 | 149.9926
Line16_4_18 | 0 | 0 | 0 | 0 | 0 | 0 | 0 | 0 | 0 | 0 | 0 | 0 | 4.1945e-11 | 8.5919e-08 | -7.3865e-08 | 4.0277e-12 | -6.0519e-09 | -6.0482e-09 | 9.4016e-11 | -1.3479e-07 | -1.417e-07 | -2.0125e-12 | -3.4951e-09 | 3.4972e-09 | 0 | 0 | 0 | 0 | 0 | 0 |  | 0.0011707 | 1.8177 | 1.8171 | 0.0011707 | 1.8177 | 1.8171 | -26.521 | -149.9625 | 149.9927 | -26.521 | -149.9625 | 149.9927
Line17_5_19 | 0.00031131 | 0.00031131 | 0.00031131 | 0.00031169 | 0.00031169 | 0.00031169 | 7.1894e-05 | 7.1894e-05 | 7.1894e-05 | 7.1982e-05 | 7.1982e-05 | 7.1982e-05 | -3.7625e-08 | -6.535e-05 | 6.5401e-05 | 3.8156e-08 | 6.543e-05 | -6.548e-05 | -7.5286e-08 | 0.00011317 | 0.00011309 | 7.6349e-08 | -0.00011331 | -0.00011323 | 90.0331 | 90.0331 | 90.0331 | -89.9669 | -89.9669 | -89.9669 |  | 0.0011707 | 1.8177 | 1.8171 | 0.0011857 | 1.8177 | 1.8171 | -26.521 | -149.9625 | 149.9927 | -26.5211 | -149.9621 | 149.9927
Line1_1_3 | 0.00030864 | 0.00030864 | 0.00030864 | 0.00030902 | 0.00030902 | 0.00030902 | 7.1277e-05 | 7.1277e-05 | 7.1277e-05 | 7.1364e-05 | 7.1364e-05 | 7.1364e-05 | -3.6851e-08 | -6.4743e-05 | 6.4884e-05 | 3.7373e-08 | 6.4824e-05 | -6.4963e-05 | -7.3664e-08 | 0.00011222 | 0.0001121 | 7.4709e-08 | -0.00011236 | -0.00011223 | 90.0559 | 90.0559 | 90.0559 | -89.9441 | -89.9441 | -89.9441 |  | 0.0011556 | 1.8177 | 1.8172 | 0.0011706 | 1.8177 | 1.8171 | -26.5209 | -149.9629 | 149.9927 | -26.5208 | -149.9625 | 149.9927
Line2_1_4 | 0.00031094 | 0.00031094 | 0.00031094 | 0.00031132 | 0.00031132 | 0.00031132 | 7.1807e-05 | 7.1807e-05 | 7.1807e-05 | 7.1895e-05 | 7.1895e-05 | 7.1895e-05 | -3.7099e-08 | -6.5265e-05 | 6.5328e-05 | 3.7629e-08 | 6.5345e-05 | -6.5407e-05 | -7.4226e-08 | 0.00011304 | 0.00011295 | 7.5285e-08 | -0.00011317 | -0.00011309 | 90.0358 | 90.0358 | 90.0358 | -89.9642 | -89.9642 | -89.9642 |  | 0.0011556 | 1.8177 | 1.8172 | 0.0011707 | 1.8177 | 1.8171 | -26.5209 | -149.9629 | 149.9927 | -26.521 | -149.9625 | 149.9927
Line3_1_5 | 0.00031093 | 0.00031093 | 0.00031093 | 0.00031131 | 0.00031131 | 0.00031131 | 7.1806e-05 | 7.1806e-05 | 7.1806e-05 | 7.1894e-05 | 7.1894e-05 | 7.1894e-05 | -3.7099e-08 | -6.5263e-05 | 6.5328e-05 | 3.7629e-08 | 6.5344e-05 | -6.5407e-05 | -7.4224e-08 | 0.00011304 | 0.00011295 | 7.5284e-08 | -0.00011317 | -0.00011309 | 90.0362 | 90.0362 | 90.0362 | -89.9638 | -89.9638 | -89.9638 |  | 0.0011556 | 1.8177 | 1.8172 | 0.0011707 | 1.8177 | 1.8171 | -26.5209 | -149.9629 | 149.9927 | -26.521 | -149.9625 | 149.9927
Line4_2_6 | 0.00341 | 0.00030983 | 0.00030983 | 0.0034097 | 0.00031021 | 0.00031021 | 0.00078751 | 7.1553e-05 | 7.1553e-05 | 0.00078743 | 7.1641e-05 | 7.1641e-05 | 3.0656e-07 | -6.5025e-05 | 6.5105e-05 | -2.0612e-07 | 6.5107e-05 | -6.5182e-05 | 6.1312e-07 | 0.00011264 | 0.00011254 | -4.1223e-07 | -0.00011277 | -0.00011268 | -89.9556 | 90.0414 | 90.0414 | 90.0444 | -89.9586 | -89.9586 |  | 0.00087045 | 1.8177 | 1.8171 | 0.00058531 | 1.8176 | 1.817 | -26.5209 | -149.9609 | 149.9926 | -26.521 | -149.9589 | 149.9925
Line5_6_7 | 0.0034097 | 0.00031021 | 0.00031021 | 0.0034093 | 0.00031059 | 0.00031059 | 0.00078743 | 7.1641e-05 | 7.1641e-05 | 0.00078734 | 7.1729e-05 | 7.1729e-05 | 2.0612e-07 | -6.5113e-05 | 6.5176e-05 | -1.057e-07 | 6.5196e-05 | -6.5254e-05 | 4.1223e-07 | 0.00011277 | 0.00011268 | -2.114e-07 | -0.0001129 | -0.00011281 | -89.9553 | 90.0383 | 90.0383 | 90.0447 | -89.9617 | -89.9617 |  | 0.00058531 | 1.8176 | 1.817 | 0.00030019 | 1.8176 | 1.8169 | -26.521 | -149.9589 | 149.9925 | -26.5214 | -149.957 | 149.9923
Line6_7_8 | 0.003721 | 1.1426e-06 | 1.1426e-06 | 0.0037206 | 0 | 0 | 0.00085933 | 2.6387e-07 | 2.6387e-07 | 0.00085924 | 0 | 0 | 1.1536e-07 | 2.5785e-07 | -2.2158e-07 | -1.9063e-14 | -1.7796e-07 | 1.4167e-07 | 2.3073e-07 | -4.0439e-07 | -4.2515e-07 | 2.3709e-15 | 2.6609e-07 | 2.8693e-07 | -89.9566 | -92.48 | -92.48 | 90.0434 | 0 | 0 |  | 0.00030019 | 1.8176 | 1.8169 | 0 | 1.8176 | 1.8169 | -26.5214 | -149.957 | 149.9923 | 0 | -149.9554 | 149.9922
Line7_8_9 | 0 | 0 | 0 | 0 | 0 | 0 | 0 | 0 | 0 | 0 | 0 | 0 | 1.9601e-18 | 8.5954e-08 | -7.3859e-08 | -3.0341e-17 | -6.05e-09 | -6.0455e-09 | -1.564e-19 | -1.3479e-07 | -1.4171e-07 | 1.8541e-17 | -3.4941e-09 | 3.4967e-09 | 0 | 0 | 0 | 0 | 0 | 0 |  | 0 | 1.8176 | 1.8169 | 0 | 1.8176 | 1.8169 | 0 | -149.9554 | 149.9922 | 0 | -149.9554 | 149.9922
Line8_8_10 | 0 | 0 | 0 | 0 | 0 | 0 | 0 | 0 | 0 | 0 | 0 | 0 | 1.9601e-18 | 8.5954e-08 | -7.3859e-08 | -3.0341e-17 | -6.05e-09 | -6.0455e-09 | -1.564e-19 | -1.3479e-07 | -1.4171e-07 | 1.8541e-17 | -3.4941e-09 | 3.4967e-09 | 0 | 0 | 0 | 0 | 0 | 0 |  | 0 | 1.8176 | 1.8169 | 0 | 1.8176 | 1.8169 | 0 | -149.9554 | 149.9922 | 0 | -149.9554 | 149.9922
Line9_3_11 | 0.00030902 | 0.00030902 | 0.00030902 | 0.0003094 | 0.0003094 | 0.0003094 | 7.1364e-05 | 7.1364e-05 | 7.1364e-05 | 7.1452e-05 | 7.1452e-05 | 7.1452e-05 | -3.7369e-08 | -6.483e-05 | 6.4957e-05 | 3.7894e-08 | 6.491e-05 | -6.5037e-05 | -7.4711e-08 | 0.00011236 | 0.00011224 | 7.576e-08 | -0.00011249 | -0.00011238 | 90.0528 | 90.0528 | 90.0528 | -89.9473 | -89.9473 | -89.9473 |  | 0.0011706 | 1.8177 | 1.8171 | 0.0011855 | 1.8177 | 1.8171 | -26.5208 | -149.9625 | 149.9927 | -26.5207 | -149.9621 | 149.9927

## LG_max_10
name | pf_ikss_a_from_ka | pf_ikss_b_from_ka | pf_ikss_c_from_ka | pf_ikss_a_to_ka | pf_ikss_b_to_ka | pf_ikss_c_to_ka | pf_skss_a_from_mw | pf_skss_b_from_mw | pf_skss_c_from_mw | pf_skss_a_to_mw | pf_skss_b_to_mw | pf_skss_c_to_mw | pf_p_a_from_mw | pf_p_b_from_mw | pf_p_c_from_mw | pf_p_a_to_mw | pf_p_b_to_mw | pf_p_c_to_mw | pf_q_a_from_mvar | pf_q_b_from_mvar | pf_q_c_from_mvar | pf_q_a_to_mvar | pf_q_b_to_mvar | pf_q_c_to_mvar | pf_ikss_a_from_degree | pf_ikss_b_from_degree | pf_ikss_c_from_degree | pf_ikss_a_to_degree | pf_ikss_b_to_degree | pf_ikss_c_to_degree | 3xI0 | pf_vm_a_from_pu | pf_vm_b_from_pu | pf_vm_c_from_pu | pf_vm_a_to_pu | pf_vm_b_to_pu | pf_vm_c_to_pu | pf_va_a_from_degree | pf_va_b_from_degree | pf_va_c_from_degree | pf_va_a_to_degree | pf_va_b_to_degree | pf_va_c_to_degree
Line0_1_2 | 0.0035728 | 0.00032419 | 0.00032419 | 0.0035724 | 0.00032458 | 0.00032458 | 0.0008251 | 7.4867e-05 | 7.4867e-05 | 0.000825 | 7.4959e-05 | 7.4959e-05 | 4.4671e-07 | -7.1268e-05 | 7.1374e-05 | -3.3644e-07 | 7.1358e-05 | -7.1459e-05 | 8.9342e-07 | 0.00012347 | 0.00012336 | -6.7289e-07 | -0.00012362 | -0.00012351 | -89.9558 | 90.0446 | 90.0446 | 90.0442 | -89.9555 | -89.9555 |  | 0.0012106 | 1.9043 | 1.9037 | 0.00091189 | 1.9042 | 1.9036 | -26.5209 | -149.9626 | 149.9925 | -26.5209 | -149.9606 | 149.9924
Line10_11_12 | 0.00032413 | 0.00032413 | 0.00032413 | 0.00032453 | 0.00032453 | 0.00032453 | 7.4854e-05 | 7.4854e-05 | 7.4854e-05 | 7.4946e-05 | 7.4946e-05 | 7.4946e-05 | -4.1583e-08 | -7.1245e-05 | 7.1371e-05 | 4.2161e-08 | 7.1333e-05 | -7.1458e-05 | -8.3147e-08 | 0.00012346 | 0.00012333 | 8.4302e-08 | -0.00012361 | -0.00012348 | 90.0497 | 90.0497 | 90.0497 | -89.9503 | -89.9503 | -89.9503 |  | 0.001242 | 1.9042 | 1.9036 | 0.0012577 | 1.9042 | 1.9036 | -26.5206 | -149.9618 | 149.9924 | -26.5205 | -149.9614 | 149.9924
Line11_12_13 | 0.00032453 | 0.00032453 | 0.00032453 | 0.00032492 | 0.00032492 | 0.00032492 | 7.4946e-05 | 7.4946e-05 | 7.4946e-05 | 7.5038e-05 | 7.5038e-05 | 7.5038e-05 | -4.2156e-08 | -7.134e-05 | 7.1451e-05 | 4.2735e-08 | 7.1428e-05 | -7.1539e-05 | -8.4304e-08 | 0.0001236 | 0.00012349 | 8.5463e-08 | -0.00012375 | -0.00012364 | 90.0466 | 90.0466 | 90.0466 | -89.9534 | -89.9534 | -89.9534 |  | 0.0012577 | 1.9042 | 1.9036 | 0.0012734 | 1.9042 | 1.9036 | -26.5205 | -149.9614 | 149.9924 | -26.5205 | -149.961 | 149.9924
Line12_13_15 | 1.1967e-06 | 1.1967e-06 | 1.1967e-06 | 0 | 0 | 0 | 2.7637e-07 | 2.7637e-07 | 2.7637e-07 | 0 | 0 | 0 | 1.4339e-10 | 2.8287e-07 | -2.4319e-07 | -9.1e-11 | -1.9522e-07 | 1.5549e-07 | 3.2139e-10 | -4.4378e-07 | -4.6652e-07 | -2.1654e-10 | 2.9202e-07 | 3.1485e-07 | -92.4759 | -92.475 | -92.475 | 0 | 0 | 0 |  | 0.0012734 | 1.9042 | 1.9036 | 0.0012733 | 1.9042 | 1.9036 | -26.5205 | -149.961 | 149.9924 | -26.5204 | -149.961 | 149.9924
Line13_13_14 | 0.00032612 | 0.00032612 | 0.00032612 | 0.00032652 | 0.00032652 | 0.00032652 | 7.5314e-05 | 7.5314e-05 | 7.5314e-05 | 7.5406e-05 | 7.5406e-05 | 7.5406e-05 | -4.2874e-08 | -7.1717e-05 | 7.1775e-05 | 4.3459e-08 | 7.1806e-05 | -7.1862e-05 | -8.5787e-08 | 0.00012419 | 0.00012411 | 8.6957e-08 | -0.00012435 | -0.00012426 | 90.0343 | 90.0343 | 90.0343 | -89.9657 | -89.9657 | -89.9657 |  | 0.0012734 | 1.9042 | 1.9036 | 0.0012892 | 1.9042 | 1.9036 | -26.5205 | -149.961 | 149.9924 | -26.5206 | -149.9606 | 149.9924
Line14_15_16 | 0 | 0 | 0 | 0 | 0 | 0 | 0 | 0 | 0 | 0 | 0 | 0 | 9.559e-11 | 1.8858e-07 | -1.6213e-07 | -4.3204e-11 | -1.0093e-07 | 7.4427e-08 | 2.1425e-10 | -2.9585e-07 | -3.1101e-07 | -1.0942e-10 | 1.4409e-07 | 1.5934e-07 | 0 | 0 | 0 | 0 | 0 | 0 |  | 0.0012733 | 1.9042 | 1.9036 | 0.0012733 | 1.9042 | 1.9036 | -26.5204 | -149.961 | 149.9924 | -26.5203 | -149.961 | 149.9924
Line15_16_17 | 0 | 0 | 0 | 0 | 0 | 0 | 0 | 0 | 0 | 0 | 0 | 0 | 4.7794e-11 | 9.429e-08 | -8.1064e-08 | 4.5893e-12 | -6.6415e-09 | -6.6373e-09 | 1.0712e-10 | -1.4793e-07 | -1.5551e-07 | -2.2931e-12 | -3.8356e-09 | 3.8381e-09 | 0 | 0 | 0 | 0 | 0 | 0 |  | 0.0012733 | 1.9042 | 1.9036 | 0.0012733 | 1.9042 | 1.9036 | -26.5203 | -149.961 | 149.9924 | -26.5203 | -149.961 | 149.9924
Line16_4_18 | 0 | 0 | 0 | 0 | 0 | 0 | 0 | 0 | 0 | 0 | 0 | 0 | 4.6034e-11 | 9.4295e-08 | -8.1066e-08 | 4.4204e-12 | -6.6418e-09 | -6.6378e-09 | 1.0318e-10 | -1.4793e-07 | -1.5552e-07 | -2.2087e-12 | -3.8358e-09 | 3.8382e-09 | 0 | 0 | 0 | 0 | 0 | 0 |  | 0.0012264 | 1.9042 | 1.9037 | 0.0012264 | 1.9042 | 1.9037 | -26.521 | -149.9622 | 149.9925 | -26.5209 | -149.9622 | 149.9925
Line17_5_19 | 0.00032613 | 0.00032613 | 0.00032613 | 0.00032653 | 0.00032653 | 0.00032653 | 7.5317e-05 | 7.5317e-05 | 7.5317e-05 | 7.5409e-05 | 7.5409e-05 | 7.5409e-05 | -4.1293e-08 | -7.1721e-05 | 7.1777e-05 | 4.1876e-08 | 7.1809e-05 | -7.1864e-05 | -8.2625e-08 | 0.0001242 | 0.00012412 | 8.3791e-08 | -0.00012435 | -0.00012427 | 90.0332 | 90.0332 | 90.0332 | -89.9668 | -89.9668 | -89.9668 |  | 0.0012264 | 1.9042 | 1.9037 | 0.0012422 | 1.9042 | 1.9036 | -26.521 | -149.9622 | 149.9925 | -26.5211 | -149.9618 | 149.9924
Line1_1_3 | 0.00032333 | 0.00032333 | 0.00032333 | 0.00032373 | 0.00032373 | 0.00032373 | 7.467e-05 | 7.467e-05 | 7.467e-05 | 7.4762e-05 | 7.4762e-05 | 7.4762e-05 | -4.0443e-08 | -7.1055e-05 | 7.121e-05 | 4.1017e-08 | 7.1143e-05 | -7.1297e-05 | -8.0845e-08 | 0.00012316 | 0.00012302 | 8.1992e-08 | -0.00012331 | -0.00012317 | 90.0559 | 90.0559 | 90.0559 | -89.9441 | -89.9441 | -89.9441 |  | 0.0012106 | 1.9043 | 1.9037 | 0.0012263 | 1.9042 | 1.9037 | -26.5209 | -149.9626 | 149.9925 | -26.5207 | -149.9622 | 149.9925
Line2_1_4 | 0.00032574 | 0.00032574 | 0.00032574 | 0.00032614 | 0.00032614 | 0.00032614 | 7.5226e-05 | 7.5226e-05 | 7.5226e-05 | 7.5318e-05 | 7.5318e-05 | 7.5318e-05 | -4.0716e-08 | -7.1628e-05 | 7.1697e-05 | 4.1297e-08 | 7.1716e-05 | -7.1784e-05 | -8.1461e-08 | 0.00012406 | 0.00012397 | 8.2624e-08 | -0.00012421 | -0.00012412 | 90.0359 | 90.0359 | 90.0359 | -89.9641 | -89.9641 | -89.9641 |  | 0.0012106 | 1.9043 | 1.9037 | 0.0012264 | 1.9042 | 1.9037 | -26.5209 | -149.9626 | 149.9925 | -26.521 | -149.9622 | 149.9925
Line3_1_5 | 0.00032573 | 0.00032573 | 0.00032573 | 0.00032613 | 0.00032613 | 0.00032613 | 7.5225e-05 | 7.5225e-05 | 7.5225e-05 | 7.5317e-05 | 7.5317e-05 | 7.5317e-05 | -4.0716e-08 | -7.1626e-05 | 7.1697e-05 | 4.1297e-08 | 7.1714e-05 | -7.1784e-05 | -8.146e-08 | 0.00012405 | 0.00012396 | 8.2622e-08 | -0.0001242 | -0.00012411 | 90.0362 | 90.0362 | 90.0362 | -89.9638 | -89.9638 | -89.9638 |  | 0.0012106 | 1.9043 | 1.9037 | 0.0012264 | 1.9042 | 1.9037 | -26.5209 | -149.9626 | 149.9925 | -26.521 | -149.9622 | 149.9925
Line4_2_6 | 0.0035724 | 0.00032458 | 0.00032458 | 0.003572 | 0.00032498 | 0.00032498 | 0.000825 | 7.4959e-05 | 7.4959e-05 | 0.00082491 | 7.5051e-05 | 7.5051e-05 | 3.3645e-07 | -7.1365e-05 | 7.1452e-05 | -2.2621e-07 | 7.1455e-05 | -7.1537e-05 | 6.7289e-07 | 0.00012362 | 0.00012351 | -4.5241e-07 | -0.00012376 | -0.00012366 | -89.9555 | 90.0415 | 90.0415 | 90.0445 | -89.9585 | -89.9585 |  | 0.00091189 | 1.9042 | 1.9036 | 0.00061317 | 1.9042 | 1.9035 | -26.5209 | -149.9606 | 149.9924 | -26.5209 | -149.9586 | 149.9922
Line5_6_7 | 0.003572 | 0.00032498 | 0.00032498 | 0.0035716 | 0.00032538 | 0.00032538 | 0.00082491 | 7.5051e-05 | 7.5051e-05 | 0.00082482 | 7.5143e-05 | 7.5143e-05 | 2.2621e-07 | -7.1462e-05 | 7.1531e-05 | -1.1601e-07 | 7.1552e-05 | -7.1616e-05 | 4.5241e-07 | 0.00012376 | 0.00012366 | -2.3201e-07 | -0.00012391 | -0.00012381 | -89.9553 | 90.0384 | 90.0384 | 90.0447 | -89.9616 | -89.9616 |  | 0.00061317 | 1.9042 | 1.9035 | 0.00031448 | 1.9041 | 1.9034 | -26.5209 | -149.9586 | 149.9922 | -26.5213 | -149.9566 | 149.9921
Line6_7_8 | 0.0038982 | 1.197e-06 | 1.197e-06 | 0.0038978 | 0 | 0 | 0.00090024 | 2.7643e-07 | 2.7643e-07 | 0.00090015 | 0 | 0 | 1.2661e-07 | 2.8299e-07 | -2.4319e-07 | -1.6572e-14 | -1.9531e-07 | 1.5548e-07 | 2.5322e-07 | -4.4381e-07 | -4.666e-07 | 1.8851e-14 | 2.9203e-07 | 3.1489e-07 | -89.9566 | -92.4799 | -92.4799 | 90.0434 | 0 | 0 |  | 0.00031448 | 1.9041 | 1.9034 | 0 | 1.9041 | 1.9034 | -26.5213 | -149.9566 | 149.9921 | 0 | -149.9551 | 149.992
Line7_8_9 | 0 | 0 | 0 | 0 | 0 | 0 | 0 | 0 | 0 | 0 | 0 | 0 | 1.7798e-18 | 9.4334e-08 | -8.1059e-08 | -3.3372e-17 | -6.6397e-09 | -6.6348e-09 | -1.8529e-18 | -1.4793e-07 | -1.5553e-07 | 2.0368e-17 | -3.8347e-09 | 3.8375e-09 | 0 | 0 | 0 | 0 | 0 | 0 |  | 0 | 1.9041 | 1.9034 | 0 | 1.9041 | 1.9034 | 0 | -149.9551 | 149.992 | 0 | -149.9551 | 149.992
Line8_8_10 | 0 | 0 | 0 | 0 | 0 | 0 | 0 | 0 | 0 | 0 | 0 | 0 | 1.7798e-18 | 9.4334e-08 | -8.1059e-08 | -3.3372e-17 | -6.6397e-09 | -6.6348e-09 | -1.8529e-18 | -1.4793e-07 | -1.5553e-07 | 2.0368e-17 | -3.8347e-09 | 3.8375e-09 | 0 | 0 | 0 | 0 | 0 | 0 |  | 0 | 1.9041 | 1.9034 | 0 | 1.9041 | 1.9034 | 0 | -149.9551 | 149.992 | 0 | -149.9551 | 149.992
Line9_3_11 | 0.00032373 | 0.00032373 | 0.00032373 | 0.00032413 | 0.00032413 | 0.00032413 | 7.4762e-05 | 7.4762e-05 | 7.4762e-05 | 7.4854e-05 | 7.4854e-05 | 7.4854e-05 | -4.1012e-08 | -7.115e-05 | 7.129e-05 | 4.1588e-08 | 7.1238e-05 | -7.1378e-05 | -8.1994e-08 | 0.00012331 | 0.00012318 | 8.3145e-08 | -0.00012346 | -0.00012333 | 90.0528 | 90.0528 | 90.0528 | -89.9472 | -89.9472 | -89.9472 |  | 0.0012263 | 1.9042 | 1.9037 | 0.001242 | 1.9042 | 1.9036 | -26.5207 | -149.9622 | 149.9925 | -26.5206 | -149.9618 | 149.9924

## LG_max_fault_6
name | pf_ikss_a_from_ka | pf_ikss_b_from_ka | pf_ikss_c_from_ka | pf_ikss_a_to_ka | pf_ikss_b_to_ka | pf_ikss_c_to_ka | pf_skss_a_from_mw | pf_skss_b_from_mw | pf_skss_c_from_mw | pf_skss_a_to_mw | pf_skss_b_to_mw | pf_skss_c_to_mw | pf_p_a_from_mw | pf_p_b_from_mw | pf_p_c_from_mw | pf_p_a_to_mw | pf_p_b_to_mw | pf_p_c_to_mw | pf_q_a_from_mvar | pf_q_b_from_mvar | pf_q_c_from_mvar | pf_q_a_to_mvar | pf_q_b_to_mvar | pf_q_c_to_mvar | pf_ikss_a_from_degree | pf_ikss_b_from_degree | pf_ikss_c_from_degree | pf_ikss_a_to_degree | pf_ikss_b_to_degree | pf_ikss_c_to_degree | 3xI0 | pf_vm_a_from_pu | pf_vm_b_from_pu | pf_vm_c_from_pu | pf_vm_a_to_pu | pf_vm_b_to_pu | pf_vm_c_to_pu | pf_va_a_from_degree | pf_va_b_from_degree | pf_va_c_from_degree | pf_va_a_to_degree | pf_va_b_to_degree | pf_va_c_to_degree
Line0_1_2 | 0.0031593 | 0.00028667 | 0.00028667 | 0.0031589 | 0.00028702 | 0.00028702 | 0.00072961 | 6.6203e-05 | 6.6203e-05 | 0.00072953 | 6.6284e-05 | 6.6284e-05 | 5.4783e-05 | -5.7534e-05 | 6.2556e-05 | -5.4691e-05 | 5.7607e-05 | -6.2631e-05 | 5.5133e-05 | 0.0001033 | 9.4654e-05 | -5.4954e-05 | -0.00010342 | -9.4767e-05 | -85.8845 | 94.1159 | 94.1159 | 94.1155 | -85.8841 | -85.8841 |  | 0.10653 | 1.786 | 1.7138 | 0.10628 | 1.786 | 1.7137 | -40.7024 | -146.7672 | 150.6557 | -40.747 | -146.7653 | 150.6554
Line10_11_12 | 0.00028662 | 0.00028662 | 0.00028662 | 0.00028697 | 0.00028697 | 0.00028697 | 6.6191e-05 | 6.6191e-05 | 6.6191e-05 | 6.6272e-05 | 6.6272e-05 | 6.6272e-05 | -4.9713e-06 | -5.7515e-05 | 6.2552e-05 | 4.9778e-06 | 5.7586e-05 | -6.2629e-05 | -5.0029e-06 | 0.00010328 | 9.463e-05 | 5.0099e-06 | -0.00010341 | -9.4746e-05 | 94.1211 | 94.1211 | 94.1211 | -85.879 | -85.879 | -85.879 |  | 0.10655 | 1.786 | 1.7138 | 0.10657 | 1.786 | 1.7137 | -40.6977 | -146.7664 | 150.6556 | -40.6953 | -146.7661 | 150.6555
Line11_12_13 | 0.00028697 | 0.00028697 | 0.00028697 | 0.00028732 | 0.00028732 | 0.00028732 | 6.6272e-05 | 6.6272e-05 | 6.6272e-05 | 6.6354e-05 | 6.6354e-05 | 6.6354e-05 | -4.9776e-06 | -5.7592e-05 | 6.2624e-05 | 4.9841e-06 | 5.7663e-05 | -6.27e-05 | -5.0101e-06 | 0.0001034 | 9.4749e-05 | 5.0171e-06 | -0.00010353 | -9.4865e-05 | 94.118 | 94.118 | 94.118 | -85.8821 | -85.8821 | -85.8821 |  | 0.10657 | 1.786 | 1.7137 | 0.10658 | 1.786 | 1.7137 | -40.6953 | -146.7661 | 150.6555 | -40.693 | -146.7657 | 150.6555
Line12_13_15 | 1.0582e-06 | 1.0582e-06 | 1.0582e-06 | 0 | 0 | 0 | 2.4438e-07 | 2.4439e-07 | 2.4439e-07 | 0 | 0 | 0 | 1.7526e-08 | 2.2895e-07 | -2.1533e-07 | -1.1414e-08 | -1.5819e-07 | 1.3846e-07 | 1.9268e-08 | -3.716e-07 | -3.5921e-07 | -1.3113e-08 | 2.4463e-07 | 2.4284e-07 | -88.4045 | -88.4036 | -88.4036 | 0 | 0 | 0 |  | 0.10658 | 1.786 | 1.7137 | 0.10658 | 1.786 | 1.7137 | -40.693 | -146.7657 | 150.6555 | -40.693 | -146.7657 | 150.6555
Line13_13_14 | 0.00028838 | 0.00028838 | 0.00028838 | 0.00028873 | 0.00028873 | 0.00028873 | 6.6598e-05 | 6.6598e-05 | 6.6598e-05 | 6.6679e-05 | 6.6679e-05 | 6.6679e-05 | -5.0014e-06 | -5.7897e-05 | 6.291e-05 | 5.0079e-06 | 5.7969e-05 | -6.2987e-05 | -5.0366e-06 | 0.0001039 | 9.5227e-05 | 5.0436e-06 | -0.00010402 | -9.5343e-05 | 94.1056 | 94.1056 | 94.1056 | -85.8944 | -85.8944 | -85.8944 |  | 0.10658 | 1.786 | 1.7137 | 0.10659 | 1.786 | 1.7137 | -40.693 | -146.7657 | 150.6555 | -40.6907 | -146.7653 | 150.6554
Line14_15_16 | 0 | 0 | 0 | 0 | 0 | 0 | 0 | 0 | 0 | 0 | 0 | 0 | 1.1684e-08 | 1.5263e-07 | -1.4356e-07 | -5.5724e-09 | -8.1872e-08 | 6.6685e-08 | 1.2845e-08 | -2.4773e-07 | -2.3948e-07 | -6.6903e-09 | 1.2077e-07 | 1.231e-07 | 0 | 0 | 0 | 0 | 0 | 0 |  | 0.10658 | 1.786 | 1.7137 | 0.10658 | 1.786 | 1.7137 | -40.693 | -146.7657 | 150.6555 | -40.693 | -146.7657 | 150.6555
Line15_16_17 | 0 | 0 | 0 | 0 | 0 | 0 | 0 | 0 | 0 | 0 | 0 | 0 | 5.8419e-09 | 7.6315e-08 | -7.1778e-08 | 2.6947e-10 | -5.5562e-09 | -5.0928e-09 | 6.4227e-09 | -1.2387e-07 | -1.1974e-07 | -2.6754e-10 | -3.0965e-09 | 3.3641e-09 | 0 | 0 | 0 | 0 | 0 | 0 |  | 0.10658 | 1.786 | 1.7137 | 0.10658 | 1.786 | 1.7137 | -40.693 | -146.7657 | 150.6555 | -40.693 | -146.7657 | 150.6555
Line16_4_18 | 0 | 0 | 0 | 0 | 0 | 0 | 0 | 0 | 0 | 0 | 0 | 0 | 5.8406e-09 | 7.6319e-08 | -7.178e-08 | 2.6935e-10 | -5.5565e-09 | -5.0931e-09 | 6.42e-09 | -1.2387e-07 | -1.1975e-07 | -2.6748e-10 | -3.0967e-09 | 3.3642e-09 | 0 | 0 | 0 | 0 | 0 | 0 |  | 0.10654 | 1.786 | 1.7138 | 0.10654 | 1.786 | 1.7138 | -40.7 | -146.7668 | 150.6556 | -40.7 | -146.7668 | 150.6556
Line17_5_19 | 0.00028839 | 0.00028839 | 0.00028839 | 0.00028874 | 0.00028874 | 0.00028874 | 6.6601e-05 | 6.6601e-05 | 6.6601e-05 | 6.6682e-05 | 6.6682e-05 | 6.6682e-05 | -5.0002e-06 | -5.79e-05 | 6.2912e-05 | 5.0067e-06 | 5.7972e-05 | -6.2989e-05 | -5.0344e-06 | 0.0001039 | 9.5234e-05 | 5.0414e-06 | -0.00010403 | -9.535e-05 | 94.1045 | 94.1045 | 94.1045 | -85.8955 | -85.8955 | -85.8955 |  | 0.10654 | 1.786 | 1.7138 | 0.10655 | 1.786 | 1.7138 | -40.7 | -146.7668 | 150.6556 | -40.6977 | -146.7664 | 150.6556
Line1_1_3 | 0.00028591 | 0.00028591 | 0.00028591 | 0.00028626 | 0.00028626 | 0.00028626 | 6.6028e-05 | 6.6028e-05 | 6.6028e-05 | 6.611e-05 | 6.611e-05 | 6.611e-05 | -4.9588e-06 | -5.7362e-05 | 6.241e-05 | 4.9653e-06 | 5.7433e-05 | -6.2486e-05 | -4.9884e-06 | 0.00010303 | 9.4392e-05 | 4.9954e-06 | -0.00010316 | -9.4508e-05 | 94.1273 | 94.1273 | 94.1273 | -85.8727 | -85.8727 | -85.8727 |  | 0.10653 | 1.786 | 1.7138 | 0.10654 | 1.786 | 1.7138 | -40.7024 | -146.7672 | 150.6557 | -40.7 | -146.7668 | 150.6557
Line2_1_4 | 0.00028804 | 0.00028804 | 0.00028804 | 0.00028839 | 0.00028839 | 0.00028839 | 6.652e-05 | 6.652e-05 | 6.652e-05 | 6.6601e-05 | 6.6601e-05 | 6.6601e-05 | -4.994e-06 | -5.7825e-05 | 6.2841e-05 | 5.0005e-06 | 5.7896e-05 | -6.2917e-05 | -5.0273e-06 | 0.00010378 | 9.5117e-05 | 5.0343e-06 | -0.00010391 | -9.5233e-05 | 94.1072 | 94.1072 | 94.1072 | -85.8928 | -85.8928 | -85.8928 |  | 0.10653 | 1.786 | 1.7138 | 0.10654 | 1.786 | 1.7138 | -40.7024 | -146.7672 | 150.6557 | -40.7 | -146.7668 | 150.6556
Line3_1_5 | 0.00028804 | 0.00028804 | 0.00028804 | 0.00028839 | 0.00028839 | 0.00028839 | 6.6519e-05 | 6.6519e-05 | 6.6519e-05 | 6.6601e-05 | 6.6601e-05 | 6.6601e-05 | -4.994e-06 | -5.7824e-05 | 6.2841e-05 | 5.0005e-06 | 5.7895e-05 | -6.2917e-05 | -5.0272e-06 | 0.00010378 | 9.5116e-05 | 5.0342e-06 | -0.00010391 | -9.5231e-05 | 94.1076 | 94.1076 | 94.1076 | -85.8924 | -85.8924 | -85.8924 |  | 0.10653 | 1.786 | 1.7138 | 0.10654 | 1.786 | 1.7138 | -40.7024 | -146.7672 | 150.6557 | -40.7 | -146.7668 | 150.6556
Line4_2_6 | 0.0031589 | 0.00028702 | 0.00028702 | 0.0031586 | 0.00028737 | 0.00028737 | 0.00072953 | 6.6284e-05 | 6.6284e-05 | 0.00072945 | 6.6366e-05 | 6.6366e-05 | 5.4691e-05 | -5.7612e-05 | 6.2626e-05 | -5.4599e-05 | 5.7685e-05 | -6.27e-05 | 5.4954e-05 | 0.00010342 | 9.477e-05 | -5.4775e-05 | -0.00010354 | -9.4882e-05 | -85.8842 | 94.1128 | 94.1128 | 94.1158 | -85.8872 | -85.8872 |  | 0.10628 | 1.786 | 1.7137 | 0.10603 | 1.7859 | 1.7137 | -40.747 | -146.7653 | 150.6554 | -40.7918 | -146.7635 | 150.6551
Line5_6_7 | 0.0031586 | 0.00028737 | 0.00028737 | 0.0031582 | 0.00028772 | 0.00028772 | 0.00072945 | 6.6366e-05 | 6.6366e-05 | 0.00072936 | 6.6447e-05 | 6.6447e-05 | 5.4599e-05 | -5.7691e-05 | 6.2695e-05 | -5.4507e-05 | 5.7763e-05 | -6.277e-05 | 5.4775e-05 | 0.00010354 | 9.4886e-05 | -5.4597e-05 | -0.00010366 | -9.4998e-05 | -85.8839 | 94.1097 | 94.1097 | 94.1161 | -85.8903 | -85.8903 |  | 0.10603 | 1.7859 | 1.7137 | 0.10577 | 1.7859 | 1.7136 | -40.7918 | -146.7635 | 150.6551 | -40.8368 | -146.7616 | 150.6549
Line6_7_8 | 0.003447 | 1.0584e-06 | 1.0584e-06 | 0.0034467 | 0 | 0 | 0.00079606 | 2.4444e-07 | 2.4444e-07 | 0.00079597 | 0 | 0 | 5.949e-05 | 2.2904e-07 | -2.1533e-07 | -5.9385e-05 | -1.5826e-07 | 1.3846e-07 | 5.959e-05 | -3.7162e-07 | -3.5928e-07 | -5.9386e-05 | 2.4465e-07 | 2.4288e-07 | -85.8852 | -88.4086 | -88.4086 | 94.1148 | 0 | 0 |  | 0.10577 | 1.7859 | 1.7136 | 0.10551 | 1.7858 | 1.7135 | -40.8368 | -146.7616 | 150.6549 | -40.8844 | -146.7602 | 150.6546
Line7_8_9 | 0 | 0 | 0 | 0 | 0 | 0 | 0 | 0 | 0 | 0 | 0 | 0 | 5.8048e-09 | 7.6351e-08 | -7.1776e-08 | 2.6629e-10 | -5.5547e-09 | -5.0908e-09 | 6.3411e-09 | -1.2387e-07 | -1.1976e-07 | -2.6588e-10 | -3.0957e-09 | 3.3636e-09 | 0 | 0 | 0 | 0 | 0 | 0 |  | 0.10551 | 1.7858 | 1.7135 | 0.10551 | 1.7858 | 1.7135 | -40.8844 | -146.7602 | 150.6546 | -40.8844 | -146.7602 | 150.6546
Line8_8_10 | 0 | 0 | 0 | 0 | 0 | 0 | 0 | 0 | 0 | 0 | 0 | 0 | 5.8048e-09 | 7.6351e-08 | -7.1776e-08 | 2.6629e-10 | -5.5547e-09 | -5.0908e-09 | 6.3411e-09 | -1.2387e-07 | -1.1976e-07 | -2.6588e-10 | -3.0957e-09 | 3.3636e-09 | 0 | 0 | 0 | 0 | 0 | 0 |  | 0.10551 | 1.7858 | 1.7135 | 0.10551 | 1.7858 | 1.7135 | -40.8844 | -146.7602 | 150.6546 | -40.8844 | -146.7602 | 150.6546
Line9_3_11 | 0.00028626 | 0.00028626 | 0.00028626 | 0.00028662 | 0.00028662 | 0.00028662 | 6.611e-05 | 6.611e-05 | 6.611e-05 | 6.6191e-05 | 6.6191e-05 | 6.6191e-05 | -4.9651e-06 | -5.7438e-05 | 6.2481e-05 | 4.9716e-06 | 5.7509e-05 | -6.2557e-05 | -4.9956e-06 | 0.00010316 | 9.4511e-05 | 5.0026e-06 | -0.00010328 | -9.4627e-05 | 94.1242 | 94.1242 | 94.1242 | -85.8758 | -85.8759 | -85.8759 |  | 0.10654 | 1.786 | 1.7138 | 0.10655 | 1.786 | 1.7138 | -40.7 | -146.7668 | 150.6557 | -40.6977 | -146.7664 | 150.6556

## LG_max_fault_10
name | pf_ikss_a_from_ka | pf_ikss_b_from_ka | pf_ikss_c_from_ka | pf_ikss_a_to_ka | pf_ikss_b_to_ka | pf_ikss_c_to_ka | pf_skss_a_from_mw | pf_skss_b_from_mw | pf_skss_c_from_mw | pf_skss_a_to_mw | pf_skss_b_to_mw | pf_skss_c_to_mw | pf_p_a_from_mw | pf_p_b_from_mw | pf_p_c_from_mw | pf_p_a_to_mw | pf_p_b_to_mw | pf_p_c_to_mw | pf_q_a_from_mvar | pf_q_b_from_mvar | pf_q_c_from_mvar | pf_q_a_to_mvar | pf_q_b_to_mvar | pf_q_c_to_mvar | pf_ikss_a_from_degree | pf_ikss_b_from_degree | pf_ikss_c_from_degree | pf_ikss_a_to_degree | pf_ikss_b_to_degree | pf_ikss_c_to_degree | 3xI0 | pf_vm_a_from_pu | pf_vm_b_from_pu | pf_vm_c_from_pu | pf_vm_a_to_pu | pf_vm_b_to_pu | pf_vm_c_to_pu | pf_va_a_from_degree | pf_va_b_from_degree | pf_va_c_from_degree | pf_va_a_to_degree | pf_va_b_to_degree | pf_va_c_to_degree
Line0_1_2 | 0.0033097 | 0.00030031 | 0.00030031 | 0.0033093 | 0.00030068 | 0.00030068 | 0.00076434 | 6.9355e-05 | 6.9355e-05 | 0.00076426 | 6.944e-05 | 6.944e-05 | 6.0124e-05 | -6.3143e-05 | 6.8655e-05 | -6.0022e-05 | 6.3223e-05 | -6.8737e-05 | 6.0507e-05 | 0.00011337 | 0.00010388 | -6.0311e-05 | -0.0001135 | -0.000104 | -85.8845 | 94.1159 | 94.1159 | 94.1155 | -85.8841 | -85.8841 |  | 0.1116 | 1.871 | 1.7954 | 0.11134 | 1.871 | 1.7953 | -40.7023 | -146.7669 | 150.6554 | -40.747 | -146.7651 | 150.6552
Line10_11_12 | 0.00030026 | 0.00030026 | 0.00030026 | 0.00030063 | 0.00030063 | 0.00030063 | 6.9342e-05 | 6.9342e-05 | 6.9342e-05 | 6.9428e-05 | 6.9428e-05 | 6.9428e-05 | -5.4559e-06 | -6.3122e-05 | 6.8651e-05 | 5.4631e-06 | 6.3201e-05 | -6.8735e-05 | -5.4906e-06 | 0.00011335 | 0.00010385 | 5.4982e-06 | -0.00011349 | -0.00010398 | 94.1211 | 94.1211 | 94.1211 | -85.8789 | -85.879 | -85.879 |  | 0.11163 | 1.871 | 1.7954 | 0.11164 | 1.871 | 1.7953 | -40.6977 | -146.7662 | 150.6553 | -40.6953 | -146.7658 | 150.6553
Line11_12_13 | 0.00030063 | 0.00030063 | 0.00030063 | 0.000301 | 0.000301 | 0.000301 | 6.9428e-05 | 6.9428e-05 | 6.9428e-05 | 6.9513e-05 | 6.9513e-05 | 6.9513e-05 | -5.4628e-06 | -6.3207e-05 | 6.8729e-05 | 5.47e-06 | 6.3285e-05 | -6.8813e-05 | -5.4985e-06 | 0.00011348 | 0.00010399 | 5.5062e-06 | -0.00011362 | -0.00010411 | 94.118 | 94.118 | 94.118 | -85.882 | -85.8821 | -85.8821 |  | 0.11164 | 1.871 | 1.7953 | 0.11165 | 1.871 | 1.7953 | -40.6953 | -146.7658 | 150.6553 | -40.693 | -146.7654 | 150.6552
Line12_13_15 | 1.1086e-06 | 1.1086e-06 | 1.1086e-06 | 0 | 0 | 0 | 2.5602e-07 | 2.5602e-07 | 2.5602e-07 | 0 | 0 | 0 | 1.9234e-08 | 2.5127e-07 | -2.3633e-07 | -1.2527e-08 | -1.7361e-07 | 1.5196e-07 | 2.1147e-08 | -4.0782e-07 | -3.9423e-07 | -1.4391e-08 | 2.6848e-07 | 2.6651e-07 | -88.4045 | -88.4036 | -88.4036 | 0 | 0 | 0 |  | 0.11165 | 1.871 | 1.7953 | 0.11165 | 1.871 | 1.7953 | -40.693 | -146.7654 | 150.6552 | -40.693 | -146.7654 | 150.6552
Line13_13_14 | 0.00030211 | 0.00030211 | 0.00030211 | 0.00030248 | 0.00030248 | 0.00030248 | 6.9769e-05 | 6.9769e-05 | 6.9769e-05 | 6.9854e-05 | 6.9854e-05 | 6.9854e-05 | -5.4889e-06 | -6.3542e-05 | 6.9044e-05 | 5.4961e-06 | 6.362e-05 | -6.9128e-05 | -5.5276e-06 | 0.00011403 | 0.00010451 | 5.5353e-06 | -0.00011417 | -0.00010464 | 94.1056 | 94.1056 | 94.1056 | -85.8944 | -85.8944 | -85.8944 |  | 0.11165 | 1.871 | 1.7953 | 0.11167 | 1.871 | 1.7953 | -40.693 | -146.7654 | 150.6552 | -40.6906 | -146.7651 | 150.6552
Line14_15_16 | 0 | 0 | 0 | 0 | 0 | 0 | 0 | 0 | 0 | 0 | 0 | 0 | 1.2823e-08 | 1.6751e-07 | -1.5755e-07 | -6.1156e-09 | -8.9853e-08 | 7.3187e-08 | 1.4098e-08 | -2.7188e-07 | -2.6282e-07 | -7.3425e-09 | 1.3254e-07 | 1.351e-07 | 0 | 0 | 0 | 0 | 0 | 0 |  | 0.11165 | 1.871 | 1.7953 | 0.11165 | 1.871 | 1.7953 | -40.693 | -146.7654 | 150.6552 | -40.693 | -146.7654 | 150.6552
Line15_16_17 | 0 | 0 | 0 | 0 | 0 | 0 | 0 | 0 | 0 | 0 | 0 | 0 | 6.4114e-09 | 8.3756e-08 | -7.8776e-08 | 2.9574e-10 | -6.0978e-09 | -5.5892e-09 | 7.0489e-09 | -1.3594e-07 | -1.3141e-07 | -2.9362e-10 | -3.3984e-09 | 3.692e-09 | 0 | 0 | 0 | 0 | 0 | 0 |  | 0.11165 | 1.871 | 1.7953 | 0.11165 | 1.871 | 1.7953 | -40.693 | -146.7654 | 150.6552 | -40.693 | -146.7654 | 150.6552
Line16_4_18 | 0 | 0 | 0 | 0 | 0 | 0 | 0 | 0 | 0 | 0 | 0 | 0 | 6.41e-09 | 8.376e-08 | -7.8778e-08 | 2.9561e-10 | -6.0981e-09 | -5.5896e-09 | 7.0459e-09 | -1.3595e-07 | -1.3142e-07 | -2.9355e-10 | -3.3986e-09 | 3.6922e-09 | 0 | 0 | 0 | 0 | 0 | 0 |  | 0.11161 | 1.871 | 1.7954 | 0.11161 | 1.871 | 1.7954 | -40.7 | -146.7665 | 150.6554 | -40.7 | -146.7665 | 150.6554
Line17_5_19 | 0.00030212 | 0.00030212 | 0.00030212 | 0.00030249 | 0.00030249 | 0.00030249 | 6.9771e-05 | 6.9771e-05 | 6.9771e-05 | 6.9856e-05 | 6.9856e-05 | 6.9856e-05 | -5.4876e-06 | -6.3545e-05 | 6.9046e-05 | 5.4948e-06 | 6.3623e-05 | -6.913e-05 | -5.5252e-06 | 0.00011403 | 0.00010452 | 5.5329e-06 | -0.00011417 | -0.00010464 | 94.1045 | 94.1045 | 94.1045 | -85.8955 | -85.8955 | -85.8955 |  | 0.11161 | 1.871 | 1.7954 | 0.11163 | 1.871 | 1.7954 | -40.7 | -146.7665 | 150.6554 | -40.6976 | -146.7662 | 150.6553
Line1_1_3 | 0.00029952 | 0.00029952 | 0.00029952 | 0.00029989 | 0.00029989 | 0.00029989 | 6.9172e-05 | 6.9172e-05 | 6.9172e-05 | 6.9257e-05 | 6.9257e-05 | 6.9257e-05 | -5.4422e-06 | -6.2954e-05 | 6.8494e-05 | 5.4494e-06 | 6.3032e-05 | -6.8578e-05 | -5.4747e-06 | 0.00011308 | 0.00010359 | 5.4823e-06 | -0.00011322 | -0.00010372 | 94.1273 | 94.1273 | 94.1273 | -85.8727 | -85.8727 | -85.8727 |  | 0.1116 | 1.871 | 1.7954 | 0.11161 | 1.871 | 1.7954 | -40.7023 | -146.7669 | 150.6554 | -40.7 | -146.7665 | 150.6554
Line2_1_4 | 0.00030175 | 0.00030175 | 0.00030175 | 0.00030212 | 0.00030212 | 0.00030212 | 6.9687e-05 | 6.9687e-05 | 6.9687e-05 | 6.9772e-05 | 6.9772e-05 | 6.9772e-05 | -5.4808e-06 | -6.3463e-05 | 6.8968e-05 | 5.488e-06 | 6.3541e-05 | -6.9052e-05 | -5.5174e-06 | 0.0001139 | 0.00010439 | 5.525e-06 | -0.00011404 | -0.00010452 | 94.1072 | 94.1072 | 94.1072 | -85.8928 | -85.8928 | -85.8928 |  | 0.1116 | 1.871 | 1.7954 | 0.11161 | 1.871 | 1.7954 | -40.7023 | -146.7669 | 150.6554 | -40.7 | -146.7665 | 150.6554
Line3_1_5 | 0.00030175 | 0.00030175 | 0.00030175 | 0.00030212 | 0.00030212 | 0.00030212 | 6.9686e-05 | 6.9686e-05 | 6.9686e-05 | 6.9771e-05 | 6.9771e-05 | 6.9771e-05 | -5.4808e-06 | -6.3461e-05 | 6.8967e-05 | 5.4879e-06 | 6.3539e-05 | -6.9051e-05 | -5.5173e-06 | 0.0001139 | 0.00010439 | 5.5249e-06 | -0.00011404 | -0.00010451 | 94.1076 | 94.1076 | 94.1076 | -85.8924 | -85.8924 | -85.8924 |  | 0.1116 | 1.871 | 1.7954 | 0.11161 | 1.871 | 1.7954 | -40.7023 | -146.7669 | 150.6554 | -40.7 | -146.7665 | 150.6554
Line4_2_6 | 0.0033093 | 0.00030068 | 0.00030068 | 0.003309 | 0.00030105 | 0.00030105 | 0.00076426 | 6.944e-05 | 6.944e-05 | 0.00076417 | 6.9525e-05 | 6.9525e-05 | 6.0023e-05 | -6.3229e-05 | 6.8731e-05 | -5.9921e-05 | 6.3309e-05 | -6.8813e-05 | 6.0311e-05 | 0.0001135 | 0.00010401 | -6.0115e-05 | -0.00011363 | -0.00010413 | -85.8842 | 94.1128 | 94.1128 | 94.1158 | -85.8872 | -85.8872 |  | 0.11134 | 1.871 | 1.7953 | 0.11107 | 1.8709 | 1.7952 | -40.747 | -146.7651 | 150.6552 | -40.7918 | -146.7632 | 150.6549
Line5_6_7 | 0.003309 | 0.00030105 | 0.00030105 | 0.0033086 | 0.00030142 | 0.00030142 | 0.00076417 | 6.9525e-05 | 6.9525e-05 | 0.00076409 | 6.9611e-05 | 6.9611e-05 | 5.9922e-05 | -6.3315e-05 | 6.8808e-05 | -5.9821e-05 | 6.3395e-05 | -6.889e-05 | 6.0115e-05 | 0.00011363 | 0.00010414 | -5.9919e-05 | -0.00011376 | -0.00010426 | -85.8839 | 94.1097 | 94.1097 | 94.1161 | -85.8903 | -85.8903 |  | 0.11107 | 1.8709 | 1.7952 | 0.11081 | 1.8709 | 1.7952 | -40.7918 | -146.7632 | 150.6549 | -40.8368 | -146.7614 | 150.6546
Line6_7_8 | 0.0036111 | 1.1088e-06 | 1.1088e-06 | 0.0036108 | 0 | 0 | 0.00083395 | 2.5608e-07 | 2.5608e-07 | 0.00083387 | 0 | 0 | 6.5289e-05 | 2.5137e-07 | -2.3633e-07 | -6.5174e-05 | -1.7368e-07 | 1.5196e-07 | 6.5399e-05 | -4.0785e-07 | -3.943e-07 | -6.5175e-05 | 2.6849e-07 | 2.6655e-07 | -85.8852 | -88.4085 | -88.4085 | 94.1148 | 0 | 0 |  | 0.11081 | 1.8709 | 1.7952 | 0.11053 | 1.8709 | 1.7951 | -40.8368 | -146.7614 | 150.6546 | -40.8844 | -146.7599 | 150.6544
Line7_8_9 | 0 | 0 | 0 | 0 | 0 | 0 | 0 | 0 | 0 | 0 | 0 | 0 | 6.3706e-09 | 8.3794e-08 | -7.8774e-08 | 2.9226e-10 | -6.0962e-09 | -5.587e-09 | 6.9593e-09 | -1.3595e-07 | -1.3143e-07 | -2.918e-10 | -3.3975e-09 | 3.6915e-09 | 0 | 0 | 0 | 0 | 0 | 0 |  | 0.11053 | 1.8709 | 1.7951 | 0.11053 | 1.8709 | 1.7951 | -40.8844 | -146.7599 | 150.6544 | -40.8844 | -146.7599 | 150.6544
Line8_8_10 | 0 | 0 | 0 | 0 | 0 | 0 | 0 | 0 | 0 | 0 | 0 | 0 | 6.3706e-09 | 8.3794e-08 | -7.8774e-08 | 2.9226e-10 | -6.0962e-09 | -5.587e-09 | 6.9593e-09 | -1.3595e-07 | -1.3143e-07 | -2.918e-10 | -3.3975e-09 | 3.6915e-09 | 0 | 0 | 0 | 0 | 0 | 0 |  | 0.11053 | 1.8709 | 1.7951 | 0.11053 | 1.8709 | 1.7951 | -40.8844 | -146.7599 | 150.6544 | -40.8844 | -146.7599 | 150.6544
Line9_3_11 | 0.00029989 | 0.00029989 | 0.00029989 | 0.00030026 | 0.00030026 | 0.00030026 | 6.9257e-05 | 6.9257e-05 | 6.9257e-05 | 6.9342e-05 | 6.9342e-05 | 6.9342e-05 | -5.4491e-06 | -6.3038e-05 | 6.8572e-05 | 5.4562e-06 | 6.3116e-05 | -6.8656e-05 | -5.4826e-06 | 0.00011321 | 0.00010372 | 5.4903e-06 | -0.00011335 | -0.00010385 | 94.1242 | 94.1242 | 94.1242 | -85.8758 | -85.8758 | -85.8758 |  | 0.11161 | 1.871 | 1.7954 | 0.11163 | 1.871 | 1.7954 | -40.7 | -146.7665 | 150.6554 | -40.6977 | -146.7662 | 150.6553

## LG_min_6
name | pf_ikss_a_from_ka | pf_ikss_b_from_ka | pf_ikss_c_from_ka | pf_ikss_a_to_ka | pf_ikss_b_to_ka | pf_ikss_c_to_ka | pf_skss_a_from_mw | pf_skss_b_from_mw | pf_skss_c_from_mw | pf_skss_a_to_mw | pf_skss_b_to_mw | pf_skss_c_to_mw | pf_p_a_from_mw | pf_p_b_from_mw | pf_p_c_from_mw | pf_p_a_to_mw | pf_p_b_to_mw | pf_p_c_to_mw | pf_q_a_from_mvar | pf_q_b_from_mvar | pf_q_c_from_mvar | pf_q_a_to_mvar | pf_q_b_to_mvar | pf_q_c_to_mvar | pf_ikss_a_from_degree | pf_ikss_b_from_degree | pf_ikss_c_from_degree | pf_ikss_a_to_degree | pf_ikss_b_to_degree | pf_ikss_c_to_degree | 3xI0 | pf_vm_a_from_pu | pf_vm_b_from_pu | pf_vm_c_from_pu | pf_vm_a_to_pu | pf_vm_b_to_pu | pf_vm_c_to_pu | pf_va_a_from_degree | pf_va_b_from_degree | pf_va_c_from_degree | pf_va_a_to_degree | pf_va_b_to_degree | pf_va_c_to_degree
Line0_1_2 | 0.0030856 | 0.00027998 | 0.00027998 | 0.0030852 | 0.00028032 | 0.00028032 | 0.00071258 | 6.4658e-05 | 6.4658e-05 | 0.00071251 | 6.4738e-05 | 6.4738e-05 | 6.3972e-07 | -5.3147e-05 | 5.3244e-05 | -4.8181e-07 | 5.3216e-05 | -5.3306e-05 | 6.6637e-07 | 9.2117e-05 | 9.1992e-05 | -5.0188e-07 | -9.2227e-05 | -9.2101e-05 | -89.9297 | 90.0675 | 90.0675 | 90.0703 | -89.9326 | -89.9326 |  | 0.0012963 | 1.6448 | 1.6439 | 0.00097645 | 1.6448 | 1.6438 | -43.7607 | -149.9496 | 150.0055 | -43.7607 | -149.9468 | 150.0062
Line10_11_12 | 0.00027993 | 0.00027993 | 0.00027993 | 0.00028027 | 0.00028027 | 0.00028027 | 6.4647e-05 | 6.4647e-05 | 6.4647e-05 | 6.4726e-05 | 6.4726e-05 | 6.4726e-05 | -5.9546e-08 | -5.3123e-05 | 5.3249e-05 | 6.0373e-08 | 5.319e-05 | -5.3314e-05 | -6.2013e-08 | 9.2108e-05 | 9.1965e-05 | 6.2874e-08 | -9.2221e-05 | -9.2077e-05 | 90.0773 | 90.0773 | 90.0773 | -89.9227 | -89.9227 | -89.9227 |  | 0.0013299 | 1.6448 | 1.6438 | 0.0013467 | 1.6448 | 1.6438 | -43.7604 | -149.9485 | 150.0058 | -43.7603 | -149.948 | 150.0059
Line11_12_13 | 0.00028027 | 0.00028027 | 0.00028027 | 0.00028062 | 0.00028062 | 0.00028062 | 6.4726e-05 | 6.4726e-05 | 6.4726e-05 | 6.4806e-05 | 6.4806e-05 | 6.4806e-05 | -6.037e-08 | -5.3195e-05 | 5.3309e-05 | 6.12e-08 | 5.3261e-05 | -5.3374e-05 | -6.2877e-08 | 9.2218e-05 | 9.208e-05 | 6.3741e-08 | -9.2331e-05 | -9.2192e-05 | 90.0742 | 90.0742 | 90.0742 | -89.9258 | -89.9258 | -89.9258 |  | 0.0013467 | 1.6448 | 1.6438 | 0.0013635 | 1.6448 | 1.6438 | -43.7603 | -149.948 | 150.0059 | -43.7603 | -149.9474 | 150.0061
Line12_13_15 | 1.0335e-06 | 1.0335e-06 | 1.0335e-06 | 0 | 0 | 0 | 2.3868e-07 | 2.3868e-07 | 2.3868e-07 | 0 | 0 | 0 | 2.1485e-10 | 2.1094e-07 | -1.8145e-07 | -1.398e-10 | -1.4558e-07 | 1.1602e-07 | 2.4446e-10 | -3.311e-07 | -3.4787e-07 | -1.6625e-10 | 2.1787e-07 | 2.3478e-07 | -92.4486 | -92.4477 | -92.4477 | 0 | 0 | 0 |  | 0.0013635 | 1.6448 | 1.6438 | 0.0013635 | 1.6448 | 1.6438 | -43.7603 | -149.9474 | 150.0061 | -43.7602 | -149.9474 | 150.0061
Line13_13_14 | 0.00028165 | 0.00028165 | 0.00028165 | 0.00028199 | 0.00028199 | 0.00028199 | 6.5044e-05 | 6.5044e-05 | 6.5044e-05 | 6.5124e-05 | 6.5124e-05 | 6.5124e-05 | -6.1411e-08 | -5.3477e-05 | 5.355e-05 | 6.2249e-08 | 5.3543e-05 | -5.3615e-05 | -6.3989e-08 | 9.2659e-05 | 9.2543e-05 | 6.4862e-08 | -9.2771e-05 | -9.2655e-05 | 90.0619 | 90.0619 | 90.0619 | -89.9381 | -89.9381 | -89.9381 |  | 0.0013635 | 1.6448 | 1.6438 | 0.0013805 | 1.6448 | 1.6438 | -43.7603 | -149.9474 | 150.0061 | -43.7604 | -149.9468 | 150.0062
Line14_15_16 | 0 | 0 | 0 | 0 | 0 | 0 | 0 | 0 | 0 | 0 | 0 | 0 | 1.4323e-10 | 1.4062e-07 | -1.2096e-07 | -6.8188e-11 | -7.5267e-08 | 5.5533e-08 | 1.6297e-10 | -2.2073e-07 | -2.3191e-07 | -8.4766e-11 | 1.0751e-07 | 1.1882e-07 | 0 | 0 | 0 | 0 | 0 | 0 |  | 0.0013635 | 1.6448 | 1.6438 | 0.0013635 | 1.6448 | 1.6438 | -43.7602 | -149.9474 | 150.0061 | -43.7601 | -149.9474 | 150.0061
Line15_16_17 | 0 | 0 | 0 | 0 | 0 | 0 | 0 | 0 | 0 | 0 | 0 | 0 | 7.1612e-11 | 7.0312e-08 | -6.0482e-08 | 3.4234e-12 | -4.9551e-09 | -4.9492e-09 | 8.1481e-11 | -1.1037e-07 | -1.1596e-07 | -3.2848e-12 | -2.8601e-09 | 2.8635e-09 | 0 | 0 | 0 | 0 | 0 | 0 |  | 0.0013635 | 1.6448 | 1.6438 | 0.0013634 | 1.6448 | 1.6438 | -43.7601 | -149.9474 | 150.0061 | -43.76 | -149.9474 | 150.0061
Line16_4_18 | 0 | 0 | 0 | 0 | 0 | 0 | 0 | 0 | 0 | 0 | 0 | 0 | 6.8974e-11 | 7.0316e-08 | -6.0483e-08 | 3.2974e-12 | -4.9553e-09 | -4.9496e-09 | 7.8484e-11 | -1.1037e-07 | -1.1597e-07 | -3.1638e-12 | -2.8603e-09 | 2.8635e-09 | 0 | 0 | 0 | 0 | 0 | 0 |  | 0.0013132 | 1.6448 | 1.6439 | 0.0013132 | 1.6448 | 1.6439 | -43.7608 | -149.9491 | 150.0056 | -43.7608 | -149.9491 | 150.0056
Line17_5_19 | 0.00028166 | 0.00028166 | 0.00028166 | 0.000282 | 0.000282 | 0.000282 | 6.5047e-05 | 6.5047e-05 | 6.5047e-05 | 6.5126e-05 | 6.5126e-05 | 6.5126e-05 | -5.9145e-08 | -5.348e-05 | 5.3551e-05 | 5.9981e-08 | 5.3546e-05 | -5.3616e-05 | -6.1632e-08 | 9.2663e-05 | 9.2551e-05 | 6.2502e-08 | -9.2775e-05 | -9.2663e-05 | 90.0598 | 90.0598 | 90.0598 | -89.9402 | -89.9402 | -89.9402 |  | 0.0013132 | 1.6448 | 1.6439 | 0.0013301 | 1.6448 | 1.6438 | -43.7608 | -149.9491 | 150.0056 | -43.7609 | -149.9485 | 150.0058
Line1_1_3 | 0.00027924 | 0.00027924 | 0.00027924 | 0.00027958 | 0.00027958 | 0.00027958 | 6.4488e-05 | 6.4488e-05 | 6.4488e-05 | 6.4567e-05 | 6.4567e-05 | 6.4567e-05 | -5.7908e-08 | -5.2981e-05 | 5.313e-05 | 5.8729e-08 | 5.3047e-05 | -5.3194e-05 | -6.0292e-08 | 9.1889e-05 | 9.1735e-05 | 6.1148e-08 | -9.2002e-05 | -9.1847e-05 | 90.0836 | 90.0836 | 90.0836 | -89.9165 | -89.9165 | -89.9165 |  | 0.0012963 | 1.6448 | 1.6439 | 0.0013131 | 1.6448 | 1.6439 | -43.7607 | -149.9496 | 150.0055 | -43.7605 | -149.9491 | 150.0056
Line2_1_4 | 0.00028132 | 0.00028132 | 0.00028132 | 0.00028166 | 0.00028166 | 0.00028166 | 6.4968e-05 | 6.4968e-05 | 6.4968e-05 | 6.5047e-05 | 6.5047e-05 | 6.5047e-05 | -5.8316e-08 | -5.341e-05 | 5.3491e-05 | 5.9149e-08 | 5.3477e-05 | -5.3556e-05 | -6.0763e-08 | 9.2554e-05 | 9.2438e-05 | 6.163e-08 | -9.2666e-05 | -9.255e-05 | 90.0622 | 90.0622 | 90.0622 | -89.9379 | -89.9379 | -89.9379 |  | 0.0012963 | 1.6448 | 1.6439 | 0.0013132 | 1.6448 | 1.6439 | -43.7607 | -149.9496 | 150.0055 | -43.7608 | -149.9491 | 150.0056
Line3_1_5 | 0.00028132 | 0.00028132 | 0.00028132 | 0.00028166 | 0.00028166 | 0.00028166 | 6.4967e-05 | 6.4967e-05 | 6.4967e-05 | 6.5047e-05 | 6.5047e-05 | 6.5047e-05 | -5.8316e-08 | -5.3409e-05 | 5.3491e-05 | 5.9149e-08 | 5.3475e-05 | -5.3556e-05 | -6.0762e-08 | 9.2553e-05 | 9.2436e-05 | 6.1629e-08 | -9.2666e-05 | -9.2548e-05 | 90.0629 | 90.0629 | 90.0629 | -89.9371 | -89.9371 | -89.9371 |  | 0.0012963 | 1.6448 | 1.6439 | 0.0013132 | 1.6448 | 1.6439 | -43.7607 | -149.9496 | 150.0055 | -43.7608 | -149.9491 | 150.0056
Line4_2_6 | 0.0030852 | 0.00028032 | 0.00028032 | 0.0030849 | 0.00028067 | 0.00028067 | 0.00071251 | 6.4738e-05 | 6.4738e-05 | 0.00071243 | 6.4817e-05 | 6.4817e-05 | 4.8181e-07 | -5.3221e-05 | 5.3301e-05 | -3.2395e-07 | 5.3291e-05 | -5.3363e-05 | 5.0188e-07 | 9.2224e-05 | 9.2104e-05 | -3.3744e-07 | -9.2333e-05 | -9.2213e-05 | -89.9294 | 90.0644 | 90.0644 | 90.0706 | -89.9356 | -89.9356 |  | 0.00097645 | 1.6448 | 1.6438 | 0.00065659 | 1.6447 | 1.6437 | -43.7607 | -149.9468 | 150.0062 | -43.7608 | -149.944 | 150.0069
Line5_6_7 | 0.0030849 | 0.00028067 | 0.00028067 | 0.0030845 | 0.00028101 | 0.00028101 | 0.00071243 | 6.4817e-05 | 6.4817e-05 | 0.00071235 | 6.4897e-05 | 6.4897e-05 | 3.2395e-07 | -5.3296e-05 | 5.3358e-05 | -1.6613e-07 | 5.3365e-05 | -5.3419e-05 | 3.3744e-07 | 9.233e-05 | 9.2216e-05 | -1.7304e-07 | -9.244e-05 | -9.2325e-05 | -89.9291 | 90.0613 | 90.0613 | 90.0709 | -89.9387 | -89.9387 |  | 0.00065659 | 1.6447 | 1.6437 | 0.00033675 | 1.6447 | 1.6436 | -43.7608 | -149.944 | 150.0069 | -43.7613 | -149.9412 | 150.0076
Line6_7_8 | 0.0033666 | 1.0338e-06 | 1.0338e-06 | 0.0033662 | 0 | 0 | 0.00077748 | 2.3874e-07 | 2.3874e-07 | 0.0007774 | 0 | 0 | 1.8131e-07 | 2.1107e-07 | -1.814e-07 | 1.0763e-14 | -1.4568e-07 | 1.1598e-07 | 1.8887e-07 | -3.311e-07 | -3.4795e-07 | 1.6963e-15 | 2.1787e-07 | 2.3482e-07 | -89.9307 | -92.4581 | -92.4581 | 90.0693 | 0 | 0 |  | 0.00033675 | 1.6447 | 1.6436 | 0 | 1.6447 | 1.6436 | -43.7613 | -149.9412 | 150.0076 | 0 | -149.9389 | 150.0082
Line7_8_9 | 0 | 0 | 0 | 0 | 0 | 0 | 0 | 0 | 0 | 0 | 0 | 0 | -1.093e-18 | 7.0362e-08 | -6.0461e-08 | -2.3802e-17 | -4.954e-09 | -4.9471e-09 | -2.2214e-19 | -1.1036e-07 | -1.1598e-07 | 2.7227e-17 | -2.8592e-09 | 2.8632e-09 | 0 | 0 | 0 | 0 | 0 | 0 |  | 0 | 1.6447 | 1.6436 | 0 | 1.6447 | 1.6436 | 0 | -149.9389 | 150.0082 | 0 | -149.9389 | 150.0082
Line8_8_10 | 0 | 0 | 0 | 0 | 0 | 0 | 0 | 0 | 0 | 0 | 0 | 0 | -1.093e-18 | 7.0362e-08 | -6.0461e-08 | -2.3802e-17 | -4.954e-09 | -4.9471e-09 | -2.2214e-19 | -1.1036e-07 | -1.1598e-07 | 2.7227e-17 | -2.8592e-09 | 2.8632e-09 | 0 | 0 | 0 | 0 | 0 | 0 |  | 0 | 1.6447 | 1.6436 | 0 | 1.6447 | 1.6436 | 0 | -149.9389 | 150.0082 | 0 | -149.9389 | 150.0082
Line9_3_11 | 0.00027958 | 0.00027958 | 0.00027958 | 0.00027993 | 0.00027993 | 0.00027993 | 6.4567e-05 | 6.4567e-05 | 6.4567e-05 | 6.4647e-05 | 6.4647e-05 | 6.4647e-05 | -5.8726e-08 | -5.3052e-05 | 5.3189e-05 | 5.955e-08 | 5.3118e-05 | -5.3254e-05 | -6.1151e-08 | 9.1999e-05 | 9.185e-05 | 6.2009e-08 | -9.2111e-05 | -9.1962e-05 | 90.0805 | 90.0804 | 90.0804 | -89.9196 | -89.9196 | -89.9196 |  | 0.0013131 | 1.6448 | 1.6439 | 0.0013299 | 1.6448 | 1.6438 | -43.7605 | -149.9491 | 150.0056 | -43.7604 | -149.9485 | 150.0058

## LG_min_10
name | pf_ikss_a_from_ka | pf_ikss_b_from_ka | pf_ikss_c_from_ka | pf_ikss_a_to_ka | pf_ikss_b_to_ka | pf_ikss_c_to_ka | pf_skss_a_from_mw | pf_skss_b_from_mw | pf_skss_c_from_mw | pf_skss_a_to_mw | pf_skss_b_to_mw | pf_skss_c_to_mw | pf_p_a_from_mw | pf_p_b_from_mw | pf_p_c_from_mw | pf_p_a_to_mw | pf_p_b_to_mw | pf_p_c_to_mw | pf_q_a_from_mvar | pf_q_b_from_mvar | pf_q_c_from_mvar | pf_q_a_to_mvar | pf_q_b_to_mvar | pf_q_c_to_mvar | pf_ikss_a_from_degree | pf_ikss_b_from_degree | pf_ikss_c_from_degree | pf_ikss_a_to_degree | pf_ikss_b_to_degree | pf_ikss_c_to_degree | 3xI0 | pf_vm_a_from_pu | pf_vm_b_from_pu | pf_vm_c_from_pu | pf_vm_a_to_pu | pf_vm_b_to_pu | pf_vm_c_to_pu | pf_va_a_from_degree | pf_va_b_from_degree | pf_va_c_from_degree | pf_va_a_to_degree | pf_va_b_to_degree | pf_va_c_to_degree
Line0_1_2 | 0.0029232 | 0.00026524 | 0.00026524 | 0.0029229 | 0.00026557 | 0.00026557 | 0.00067508 | 6.1255e-05 | 6.1255e-05 | 0.000675 | 6.1331e-05 | 6.1331e-05 | 5.7416e-07 | -4.77e-05 | 4.7787e-05 | -4.3243e-07 | 4.7762e-05 | -4.7843e-05 | 5.9808e-07 | 8.2676e-05 | 8.2564e-05 | -4.5044e-07 | -8.2774e-05 | -8.2662e-05 | -89.9297 | 90.0675 | 90.0675 | 90.0703 | -89.9326 | -89.9326 |  | 0.0012281 | 1.5582 | 1.5574 | 0.00092505 | 1.5582 | 1.5573 | -43.7607 | -149.9496 | 150.0055 | -43.7607 | -149.9468 | 150.0062
Line10_11_12 | 0.0002652 | 0.0002652 | 0.0002652 | 0.00026552 | 0.00026552 | 0.00026552 | 6.1244e-05 | 6.1244e-05 | 6.1244e-05 | 6.132e-05 | 6.132e-05 | 6.132e-05 | -5.3443e-08 | -4.7679e-05 | 4.7792e-05 | 5.4185e-08 | 4.7738e-05 | -4.785e-05 | -5.5657e-08 | 8.2668e-05 | 8.2539e-05 | 5.643e-08 | -8.2769e-05 | -8.264e-05 | 90.0773 | 90.0773 | 90.0773 | -89.9227 | -89.9227 | -89.9227 |  | 0.0012599 | 1.5582 | 1.5573 | 0.0012758 | 1.5582 | 1.5573 | -43.7604 | -149.9485 | 150.0058 | -43.7603 | -149.948 | 150.0059
Line11_12_13 | 0.00026552 | 0.00026552 | 0.00026552 | 0.00026585 | 0.00026585 | 0.00026585 | 6.132e-05 | 6.132e-05 | 6.132e-05 | 6.1395e-05 | 6.1395e-05 | 6.1395e-05 | -5.4182e-08 | -4.7742e-05 | 4.7845e-05 | 5.4927e-08 | 4.7802e-05 | -4.7903e-05 | -5.6433e-08 | 8.2766e-05 | 8.2643e-05 | 5.7208e-08 | -8.2867e-05 | -8.2743e-05 | 90.0742 | 90.0742 | 90.0742 | -89.9258 | -89.9258 | -89.9258 |  | 0.0012758 | 1.5582 | 1.5573 | 0.0012918 | 1.5582 | 1.5573 | -43.7603 | -149.948 | 150.0059 | -43.7603 | -149.9474 | 150.0061
Line12_13_15 | 0 | 0 | 0 | 0 | 0 | 0 | 0 | 0 | 0 | 0 | 0 | 0 | 1.9283e-10 | 1.8932e-07 | -1.6285e-07 | -1.2547e-10 | -1.3066e-07 | 1.0412e-07 | 2.194e-10 | -2.9716e-07 | -3.1222e-07 | -1.4921e-10 | 1.9554e-07 | 2.1071e-07 | 0 | 0 | 0 | 0 | 0 | 0 |  | 0.0012918 | 1.5582 | 1.5573 | 0.0012917 | 1.5582 | 1.5573 | -43.7603 | -149.9474 | 150.0061 | -43.7602 | -149.9474 | 150.0061
Line13_13_14 | 0.00026683 | 0.00026683 | 0.00026683 | 0.00026715 | 0.00026715 | 0.00026715 | 6.1621e-05 | 6.1621e-05 | 6.1621e-05 | 6.1696e-05 | 6.1696e-05 | 6.1696e-05 | -5.5117e-08 | -4.7996e-05 | 4.8062e-05 | 5.5869e-08 | 4.8055e-05 | -4.812e-05 | -5.7431e-08 | 8.3162e-05 | 8.3058e-05 | 5.8214e-08 | -8.3263e-05 | -8.3159e-05 | 90.0619 | 90.0619 | 90.0619 | -89.9381 | -89.9381 | -89.9381 |  | 0.0012918 | 1.5582 | 1.5573 | 0.0013078 | 1.5582 | 1.5573 | -43.7603 | -149.9474 | 150.0061 | -43.7604 | -149.9468 | 150.0062
Line14_15_16 | 0 | 0 | 0 | 0 | 0 | 0 | 0 | 0 | 0 | 0 | 0 | 0 | 1.2855e-10 | 1.2621e-07 | -1.0857e-07 | -6.12e-11 | -6.7552e-08 | 4.9841e-08 | 1.4626e-10 | -1.9811e-07 | -2.0814e-07 | -7.6078e-11 | 9.6487e-08 | 1.0664e-07 | 0 | 0 | 0 | 0 | 0 | 0 |  | 0.0012917 | 1.5582 | 1.5573 | 0.0012917 | 1.5582 | 1.5573 | -43.7602 | -149.9474 | 150.0061 | -43.7601 | -149.9474 | 150.0061
Line15_16_17 | 0 | 0 | 0 | 0 | 0 | 0 | 0 | 0 | 0 | 0 | 0 | 0 | 6.4272e-11 | 6.3105e-08 | -5.4283e-08 | 3.0725e-12 | -4.4472e-09 | -4.4419e-09 | 7.313e-11 | -9.9054e-08 | -1.0407e-07 | -2.9482e-12 | -2.567e-09 | 2.57e-09 | 0 | 0 | 0 | 0 | 0 | 0 |  | 0.0012917 | 1.5582 | 1.5573 | 0.0012917 | 1.5582 | 1.5573 | -43.7601 | -149.9474 | 150.0061 | -43.76 | -149.9474 | 150.0061
Line16_4_18 | 0 | 0 | 0 | 0 | 0 | 0 | 0 | 0 | 0 | 0 | 0 | 0 | 6.1905e-11 | 6.3109e-08 | -5.4284e-08 | 2.9595e-12 | -4.4474e-09 | -4.4423e-09 | 7.044e-11 | -9.9058e-08 | -1.0408e-07 | -2.8396e-12 | -2.5671e-09 | 2.57e-09 | 0 | 0 | 0 | 0 | 0 | 0 |  | 0.0012441 | 1.5582 | 1.5573 | 0.0012441 | 1.5582 | 1.5573 | -43.7608 | -149.9491 | 150.0056 | -43.7608 | -149.9491 | 150.0056
Line17_5_19 | 0.00026684 | 0.00026684 | 0.00026684 | 0.00026716 | 0.00026716 | 0.00026716 | 6.1623e-05 | 6.1623e-05 | 6.1623e-05 | 6.1698e-05 | 6.1698e-05 | 6.1698e-05 | -5.3083e-08 | -4.7998e-05 | 4.8062e-05 | 5.3833e-08 | 4.8058e-05 | -4.812e-05 | -5.5315e-08 | 8.3165e-05 | 8.3065e-05 | 5.6096e-08 | -8.3266e-05 | -8.3166e-05 | 90.0598 | 90.0598 | 90.0598 | -89.9402 | -89.9402 | -89.9402 |  | 0.0012441 | 1.5582 | 1.5573 | 0.0012601 | 1.5582 | 1.5573 | -43.7608 | -149.9491 | 150.0056 | -43.7609 | -149.9485 | 150.0058
Line1_1_3 | 0.00026454 | 0.00026454 | 0.00026454 | 0.00026487 | 0.00026487 | 0.00026487 | 6.1094e-05 | 6.1094e-05 | 6.1094e-05 | 6.1169e-05 | 6.1169e-05 | 6.1169e-05 | -5.1973e-08 | -4.7551e-05 | 4.7684e-05 | 5.271e-08 | 4.761e-05 | -4.7742e-05 | -5.4113e-08 | 8.2471e-05 | 8.2332e-05 | 5.4881e-08 | -8.2572e-05 | -8.2433e-05 | 90.0836 | 90.0836 | 90.0836 | -89.9165 | -89.9165 | -89.9165 |  | 0.0012281 | 1.5582 | 1.5574 | 0.001244 | 1.5582 | 1.5573 | -43.7607 | -149.9496 | 150.0055 | -43.7605 | -149.9491 | 150.0056
Line2_1_4 | 0.00026651 | 0.00026651 | 0.00026651 | 0.00026684 | 0.00026684 | 0.00026684 | 6.1549e-05 | 6.1549e-05 | 6.1549e-05 | 6.1624e-05 | 6.1624e-05 | 6.1624e-05 | -5.2339e-08 | -4.7936e-05 | 4.8008e-05 | 5.3086e-08 | 4.7996e-05 | -4.8066e-05 | -5.4535e-08 | 8.3068e-05 | 8.2963e-05 | 5.5314e-08 | -8.3168e-05 | -8.3064e-05 | 90.0622 | 90.0622 | 90.0622 | -89.9379 | -89.9379 | -89.9379 |  | 0.0012281 | 1.5582 | 1.5574 | 0.0012441 | 1.5582 | 1.5573 | -43.7607 | -149.9496 | 150.0055 | -43.7608 | -149.9491 | 150.0056
Line3_1_5 | 0.00026651 | 0.00026651 | 0.00026651 | 0.00026684 | 0.00026684 | 0.00026684 | 6.1548e-05 | 6.1548e-05 | 6.1548e-05 | 6.1623e-05 | 6.1623e-05 | 6.1623e-05 | -5.2339e-08 | -4.7935e-05 | 4.8009e-05 | 5.3086e-08 | 4.7994e-05 | -4.8067e-05 | -5.4534e-08 | 8.3067e-05 | 8.2962e-05 | 5.5312e-08 | -8.3168e-05 | -8.3063e-05 | 90.0629 | 90.0629 | 90.0629 | -89.9371 | -89.9371 | -89.9371 |  | 0.0012281 | 1.5582 | 1.5574 | 0.0012441 | 1.5582 | 1.5573 | -43.7607 | -149.9496 | 150.0055 | -43.7608 | -149.9491 | 150.0056
Line4_2_6 | 0.0029229 | 0.00026557 | 0.00026557 | 0.0029225 | 0.00026589 | 0.00026589 | 0.000675 | 6.1331e-05 | 6.1331e-05 | 0.00067493 | 6.1406e-05 | 6.1406e-05 | 4.3243e-07 | -4.7767e-05 | 4.7838e-05 | -2.9075e-07 | 4.7829e-05 | -4.7893e-05 | 4.5044e-07 | 8.2772e-05 | 8.2664e-05 | -3.0285e-07 | -8.287e-05 | -8.2762e-05 | -89.9294 | 90.0644 | 90.0644 | 90.0706 | -89.9356 | -89.9356 |  | 0.00092505 | 1.5582 | 1.5573 | 0.00062203 | 1.5582 | 1.5572 | -43.7607 | -149.9468 | 150.0062 | -43.7608 | -149.944 | 150.0069
Line5_6_7 | 0.0029225 | 0.00026589 | 0.00026589 | 0.0029222 | 0.00026622 | 0.00026622 | 0.00067493 | 6.1406e-05 | 6.1406e-05 | 0.00067485 | 6.1481e-05 | 6.1481e-05 | 2.9075e-07 | -4.7833e-05 | 4.7889e-05 | -1.491e-07 | 4.7895e-05 | -4.7944e-05 | 3.0285e-07 | 8.2867e-05 | 8.2765e-05 | -1.5531e-07 | -8.2965e-05 | -8.2863e-05 | -89.9291 | 90.0613 | 90.0613 | 90.0709 | -89.9387 | -89.9387 |  | 0.00062203 | 1.5582 | 1.5572 | 0.00031902 | 1.5582 | 1.5571 | -43.7608 | -149.944 | 150.0069 | -43.7613 | -149.9412 | 150.0076
Line6_7_8 | 0.0031894 | 0 | 0 | 0.0031891 | 0 | 0 | 0.00073656 | 0 | 0 | 0.00073649 | 0 | 0 | 1.6273e-07 | 1.8944e-07 | -1.628e-07 | 9.6598e-15 | -1.3075e-07 | 1.0409e-07 | 1.6951e-07 | -2.9717e-07 | -3.1229e-07 | 1.5227e-15 | 1.9554e-07 | 2.1076e-07 | -89.9307 | 0 | 0 | 90.0693 | 0 | 0 |  | 0.00031902 | 1.5582 | 1.5571 | 0 | 1.5581 | 1.5571 | -43.7613 | -149.9412 | 150.0076 | 0 | -149.9389 | 150.0082
Line7_8_9 | 0 | 0 | 0 | 0 | 0 | 0 | 0 | 0 | 0 | 0 | 0 | 0 | -9.8094e-19 | 6.3151e-08 | -5.4264e-08 | -2.1362e-17 | -4.4462e-09 | -4.44e-09 | -1.9939e-19 | -9.9052e-08 | -1.0409e-07 | 2.4436e-17 | -2.5662e-09 | 2.5698e-09 | 0 | 0 | 0 | 0 | 0 | 0 |  | 0 | 1.5581 | 1.5571 | 0 | 1.5581 | 1.5571 | 0 | -149.9389 | 150.0082 | 0 | -149.9389 | 150.0082
Line8_8_10 | 0 | 0 | 0 | 0 | 0 | 0 | 0 | 0 | 0 | 0 | 0 | 0 | -9.8094e-19 | 6.3151e-08 | -5.4264e-08 | -2.1362e-17 | -4.4462e-09 | -4.44e-09 | -1.9939e-19 | -9.9052e-08 | -1.0409e-07 | 2.4436e-17 | -2.5662e-09 | 2.5698e-09 | 0 | 0 | 0 | 0 | 0 | 0 |  | 0 | 1.5581 | 1.5571 | 0 | 1.5581 | 1.5571 | 0 | -149.9389 | 150.0082 | 0 | -149.9389 | 150.0082
Line9_3_11 | 0.00026487 | 0.00026487 | 0.00026487 | 0.0002652 | 0.0002652 | 0.0002652 | 6.1169e-05 | 6.1169e-05 | 6.1169e-05 | 6.1244e-05 | 6.1244e-05 | 6.1244e-05 | -5.2707e-08 | -4.7615e-05 | 4.7738e-05 | 5.3446e-08 | 4.7674e-05 | -4.7796e-05 | -5.4884e-08 | 8.257e-05 | 8.2436e-05 | 5.5654e-08 | -8.2671e-05 | -8.2537e-05 | 90.0805 | 90.0804 | 90.0804 | -89.9196 | -89.9196 | -89.9196 |  | 0.001244 | 1.5582 | 1.5573 | 0.0012599 | 1.5582 | 1.5573 | -43.7605 | -149.9491 | 150.0056 | -43.7604 | -149.9485 | 150.0058

## LG_min_fault_6
name | pf_ikss_a_from_ka | pf_ikss_b_from_ka | pf_ikss_c_from_ka | pf_ikss_a_to_ka | pf_ikss_b_to_ka | pf_ikss_c_to_ka | pf_skss_a_from_mw | pf_skss_b_from_mw | pf_skss_c_from_mw | pf_skss_a_to_mw | pf_skss_b_to_mw | pf_skss_c_to_mw | pf_p_a_from_mw | pf_p_b_from_mw | pf_p_c_from_mw | pf_p_a_to_mw | pf_p_b_to_mw | pf_p_c_to_mw | pf_q_a_from_mvar | pf_q_b_from_mvar | pf_q_c_from_mvar | pf_q_a_to_mvar | pf_q_b_to_mvar | pf_q_c_to_mvar | pf_ikss_a_from_degree | pf_ikss_b_from_degree | pf_ikss_c_from_degree | pf_ikss_a_to_degree | pf_ikss_b_to_degree | pf_ikss_c_to_degree | 3xI0 | pf_vm_a_from_pu | pf_vm_b_from_pu | pf_vm_c_from_pu | pf_vm_a_to_pu | pf_vm_b_to_pu | pf_vm_c_to_pu | pf_va_a_from_degree | pf_va_b_from_degree | pf_va_c_from_degree | pf_va_a_to_degree | pf_va_b_to_degree | pf_va_c_to_degree
Line0_1_2 | 0.0028583 | 0.00025936 | 0.00025936 | 0.002858 | 0.00025967 | 0.00025967 | 0.0006601 | 5.9896e-05 | 5.9896e-05 | 0.00066002 | 5.9969e-05 | 5.9969e-05 | 4.5105e-05 | -4.7086e-05 | 5.1212e-05 | -4.4965e-05 | 4.7147e-05 | -5.1272e-05 | 4.5128e-05 | 8.4569e-05 | 7.7459e-05 | -4.4981e-05 | -8.467e-05 | -7.7551e-05 | -85.8603 | 94.1369 | 94.1369 | 94.1397 | -85.8631 | -85.8631 |  | 0.096659 | 1.616 | 1.5503 | 0.096363 | 1.616 | 1.5503 | -40.846 | -146.7551 | 150.6663 | -40.8496 | -146.7525 | 150.6668
Line10_11_12 | 0.00025931 | 0.00025931 | 0.00025931 | 0.00025963 | 0.00025963 | 0.00025963 | 5.9885e-05 | 5.9885e-05 | 5.9885e-05 | 5.9958e-05 | 5.9958e-05 | 5.9958e-05 | -4.0938e-06 | -4.7064e-05 | 5.1215e-05 | 4.0995e-06 | 4.7123e-05 | -5.1277e-05 | -4.0949e-06 | 8.4561e-05 | 7.7435e-05 | 4.1006e-06 | -8.4664e-05 | -7.753e-05 | 94.1467 | 94.1467 | 94.1467 | -85.8533 | -85.8533 | -85.8533 |  | 0.09669 | 1.616 | 1.5503 | 0.096706 | 1.616 | 1.5503 | -40.8456 | -146.754 | 150.6665 | -40.8454 | -146.7535 | 150.6666
Line11_12_13 | 0.00025963 | 0.00025963 | 0.00025963 | 0.00025995 | 0.00025995 | 0.00025995 | 5.9958e-05 | 5.9958e-05 | 5.9958e-05 | 6.0032e-05 | 6.0032e-05 | 6.0032e-05 | -4.0992e-06 | -4.7127e-05 | 5.1273e-05 | 4.1049e-06 | 4.7186e-05 | -5.1335e-05 | -4.1008e-06 | 8.4661e-05 | 7.7533e-05 | 4.1065e-06 | -8.4765e-05 | -7.7627e-05 | 94.1436 | 94.1436 | 94.1436 | -85.8564 | -85.8564 | -85.8564 |  | 0.096706 | 1.616 | 1.5503 | 0.096721 | 1.616 | 1.5503 | -40.8454 | -146.7535 | 150.6666 | -40.8453 | -146.753 | 150.6667
Line12_13_15 | 0 | 0 | 0 | 0 | 0 | 0 | 0 | 0 | 0 | 0 | 0 | 0 | 1.4438e-08 | 1.8736e-07 | -1.7631e-07 | -9.405e-09 | -1.2945e-07 | 1.1337e-07 | 1.5775e-08 | -3.0424e-07 | -2.9395e-07 | -1.0737e-08 | 2.003e-07 | 1.9872e-07 | 0 | 0 | 0 | 0 | 0 | 0 |  | 0.096721 | 1.616 | 1.5503 | 0.096721 | 1.616 | 1.5503 | -40.8453 | -146.753 | 150.6667 | -40.8453 | -146.753 | 150.6667
Line13_13_14 | 0.0002609 | 0.0002609 | 0.0002609 | 0.00026122 | 0.00026122 | 0.00026122 | 6.0253e-05 | 6.0253e-05 | 6.0253e-05 | 6.0327e-05 | 6.0327e-05 | 6.0327e-05 | -4.1191e-06 | -4.7378e-05 | 5.1508e-05 | 4.1248e-06 | 4.7437e-05 | -5.157e-05 | -4.1225e-06 | 8.5066e-05 | 7.7924e-05 | 4.1282e-06 | -8.517e-05 | -7.8019e-05 | 94.1313 | 94.1313 | 94.1313 | -85.8687 | -85.8687 | -85.8687 |  | 0.096721 | 1.616 | 1.5503 | 0.096737 | 1.616 | 1.5503 | -40.8453 | -146.753 | 150.6667 | -40.8451 | -146.7525 | 150.6668
Line14_15_16 | 0 | 0 | 0 | 0 | 0 | 0 | 0 | 0 | 0 | 0 | 0 | 0 | 9.6255e-09 | 1.2491e-07 | -1.1754e-07 | -4.5922e-09 | -6.7002e-08 | 5.4602e-08 | 1.0517e-08 | -2.0283e-07 | -1.9597e-07 | -5.4788e-09 | 9.8881e-08 | 1.0074e-07 | 0 | 0 | 0 | 0 | 0 | 0 |  | 0.096721 | 1.616 | 1.5503 | 0.096721 | 1.616 | 1.5503 | -40.8453 | -146.753 | 150.6667 | -40.8453 | -146.753 | 150.6667
Line15_16_17 | 0 | 0 | 0 | 0 | 0 | 0 | 0 | 0 | 0 | 0 | 0 | 0 | 4.8128e-09 | 6.2453e-08 | -5.8769e-08 | 2.2056e-10 | -4.5491e-09 | -4.1674e-09 | 5.2585e-09 | -1.0141e-07 | -9.7983e-08 | -2.2035e-10 | -2.5339e-09 | 2.7543e-09 | 0 | 0 | 0 | 0 | 0 | 0 |  | 0.096721 | 1.616 | 1.5503 | 0.096721 | 1.616 | 1.5503 | -40.8453 | -146.753 | 150.6667 | -40.8453 | -146.753 | 150.6667
Line16_4_18 | 0 | 0 | 0 | 0 | 0 | 0 | 0 | 0 | 0 | 0 | 0 | 0 | 4.8105e-09 | 6.2456e-08 | -5.877e-08 | 2.2047e-10 | -4.5492e-09 | -4.1677e-09 | 5.2563e-09 | -1.0142e-07 | -9.7991e-08 | -2.2024e-10 | -2.5341e-09 | 2.7544e-09 | 0 | 0 | 0 | 0 | 0 | 0 |  | 0.096675 | 1.616 | 1.5503 | 0.096675 | 1.616 | 1.5503 | -40.8458 | -146.7546 | 150.6664 | -40.8458 | -146.7546 | 150.6664
Line17_5_19 | 0.00026091 | 0.00026091 | 0.00026091 | 0.00026123 | 0.00026123 | 0.00026123 | 6.0255e-05 | 6.0255e-05 | 6.0255e-05 | 6.0329e-05 | 6.0329e-05 | 6.0329e-05 | -4.1172e-06 | -4.7381e-05 | 5.1509e-05 | 4.1229e-06 | 4.744e-05 | -5.1571e-05 | -4.1208e-06 | 8.507e-05 | 7.7931e-05 | 4.1265e-06 | -8.5173e-05 | -7.8025e-05 | 94.1292 | 94.1292 | 94.1292 | -85.8708 | -85.8708 | -85.8708 |  | 0.096675 | 1.616 | 1.5503 | 0.09669 | 1.616 | 1.5503 | -40.8458 | -146.7546 | 150.6664 | -40.8456 | -146.754 | 150.6665
Line1_1_3 | 0.00025867 | 0.00025867 | 0.00025867 | 0.00025899 | 0.00025899 | 0.00025899 | 5.9738e-05 | 5.9738e-05 | 5.9738e-05 | 5.9811e-05 | 5.9811e-05 | 5.9811e-05 | -4.0829e-06 | -4.6938e-05 | 5.1099e-05 | 4.0886e-06 | 4.6997e-05 | -5.1161e-05 | -4.083e-06 | 8.4359e-05 | 7.7241e-05 | 4.0887e-06 | -8.4463e-05 | -7.7335e-05 | 94.153 | 94.153 | 94.153 | -85.8471 | -85.8471 | -85.8471 |  | 0.096659 | 1.616 | 1.5503 | 0.096674 | 1.616 | 1.5503 | -40.846 | -146.7551 | 150.6663 | -40.8458 | -146.7546 | 150.6664
Line2_1_4 | 0.0002606 | 0.0002606 | 0.0002606 | 0.00026092 | 0.00026092 | 0.00026092 | 6.0182e-05 | 6.0182e-05 | 6.0182e-05 | 6.0256e-05 | 6.0256e-05 | 6.0256e-05 | -4.1117e-06 | -4.7319e-05 | 5.145e-05 | 4.1174e-06 | 4.7378e-05 | -5.1512e-05 | -4.115e-06 | 8.497e-05 | 7.7835e-05 | 4.1207e-06 | -8.5073e-05 | -7.793e-05 | 94.1316 | 94.1316 | 94.1316 | -85.8684 | -85.8684 | -85.8684 |  | 0.096659 | 1.616 | 1.5503 | 0.096675 | 1.616 | 1.5503 | -40.846 | -146.7551 | 150.6663 | -40.8458 | -146.7546 | 150.6664
Line3_1_5 | 0.00026059 | 0.00026059 | 0.00026059 | 0.00026091 | 0.00026091 | 0.00026091 | 6.0182e-05 | 6.0182e-05 | 6.0182e-05 | 6.0255e-05 | 6.0255e-05 | 6.0255e-05 | -4.1117e-06 | -4.7318e-05 | 5.145e-05 | 4.1174e-06 | 4.7376e-05 | -5.1513e-05 | -4.1149e-06 | 8.4969e-05 | 7.7834e-05 | 4.1206e-06 | -8.5073e-05 | -7.7928e-05 | 94.1323 | 94.1323 | 94.1323 | -85.8677 | -85.8677 | -85.8677 |  | 0.096659 | 1.616 | 1.5503 | 0.096675 | 1.616 | 1.5503 | -40.846 | -146.7551 | 150.6663 | -40.8458 | -146.7546 | 150.6664
Line4_2_6 | 0.002858 | 0.00025967 | 0.00025967 | 0.0028577 | 0.00025999 | 0.00025999 | 0.00066002 | 5.9969e-05 | 5.9969e-05 | 0.00065995 | 6.0043e-05 | 6.0043e-05 | 4.4965e-05 | -4.7152e-05 | 5.1268e-05 | -4.4824e-05 | 4.7213e-05 | -5.1327e-05 | 4.4981e-05 | 8.4667e-05 | 7.7554e-05 | -4.4835e-05 | -8.4768e-05 | -7.7646e-05 | -85.86 | 94.1338 | 94.1338 | 94.14 | -85.8662 | -85.8662 |  | 0.096363 | 1.616 | 1.5503 | 0.096066 | 1.616 | 1.5502 | -40.8496 | -146.7525 | 150.6668 | -40.8531 | -146.7498 | 150.6673
Line5_6_7 | 0.0028577 | 0.00025999 | 0.00025999 | 0.0028573 | 0.00026031 | 0.00026031 | 0.00065995 | 6.0043e-05 | 6.0043e-05 | 0.00065987 | 6.0116e-05 | 6.0116e-05 | 4.4825e-05 | -4.7218e-05 | 5.1323e-05 | -4.4684e-05 | 4.7279e-05 | -5.1383e-05 | 4.4835e-05 | 8.4765e-05 | 7.7649e-05 | -4.4689e-05 | -8.4866e-05 | -7.7741e-05 | -85.8597 | 94.1307 | 94.1307 | 94.1403 | -85.8693 | -85.8693 |  | 0.096066 | 1.616 | 1.5502 | 0.09577 | 1.616 | 1.5501 | -40.8531 | -146.7498 | 150.6673 | -40.8567 | -146.7472 | 150.6678
Line6_7_8 | 0.0031186 | 0 | 0 | 0.0031183 | 0 | 0 | 0.00072021 | 0 | 0 | 0.00072014 | 0 | 0 | 4.8769e-05 | 1.8748e-07 | -1.7627e-07 | -4.8608e-05 | -1.2954e-07 | 1.1334e-07 | 4.8776e-05 | -3.0425e-07 | -2.9402e-07 | -4.8609e-05 | 2.0029e-07 | 1.9876e-07 | -85.8613 | 0 | 0 | 94.1387 | 0 | 0 |  | 0.09577 | 1.616 | 1.5501 | 0.095458 | 1.616 | 1.55 | -40.8567 | -146.7472 | 150.6678 | -40.8605 | -146.7451 | 150.6683
Line7_8_9 | 0 | 0 | 0 | 0 | 0 | 0 | 0 | 0 | 0 | 0 | 0 | 0 | 4.7509e-09 | 6.2498e-08 | -5.8753e-08 | 2.1807e-10 | -4.5481e-09 | -4.1655e-09 | 5.1907e-09 | -1.0141e-07 | -9.8004e-08 | -2.1754e-10 | -2.5331e-09 | 2.754e-09 | 0 | 0 | 0 | 0 | 0 | 0 |  | 0.095458 | 1.616 | 1.55 | 0.095458 | 1.616 | 1.55 | -40.8605 | -146.7451 | 150.6683 | -40.8605 | -146.7451 | 150.6683
Line8_8_10 | 0 | 0 | 0 | 0 | 0 | 0 | 0 | 0 | 0 | 0 | 0 | 0 | 4.7509e-09 | 6.2498e-08 | -5.8753e-08 | 2.1807e-10 | -4.5481e-09 | -4.1655e-09 | 5.1907e-09 | -1.0141e-07 | -9.8004e-08 | -2.1754e-10 | -2.5331e-09 | 2.754e-09 | 0 | 0 | 0 | 0 | 0 | 0 |  | 0.095458 | 1.616 | 1.55 | 0.095458 | 1.616 | 1.55 | -40.8605 | -146.7451 | 150.6683 | -40.8605 | -146.7451 | 150.6683
Line9_3_11 | 0.00025899 | 0.00025899 | 0.00025899 | 0.00025931 | 0.00025931 | 0.00025931 | 5.9811e-05 | 5.9811e-05 | 5.9811e-05 | 5.9885e-05 | 5.9885e-05 | 5.9885e-05 | -4.0883e-06 | -4.7001e-05 | 5.1157e-05 | 4.094e-06 | 4.706e-05 | -5.1219e-05 | -4.0889e-06 | 8.446e-05 | 7.7338e-05 | 4.0947e-06 | -8.4563e-05 | -7.7433e-05 | 94.1499 | 94.1498 | 94.1498 | -85.8502 | -85.8502 | -85.8502 |  | 0.096674 | 1.616 | 1.5503 | 0.09669 | 1.616 | 1.5503 | -40.8458 | -146.7546 | 150.6664 | -40.8456 | -146.754 | 150.6665

## LG_min_fault_10
name | pf_ikss_a_from_ka | pf_ikss_b_from_ka | pf_ikss_c_from_ka | pf_ikss_a_to_ka | pf_ikss_b_to_ka | pf_ikss_c_to_ka | pf_skss_a_from_mw | pf_skss_b_from_mw | pf_skss_c_from_mw | pf_skss_a_to_mw | pf_skss_b_to_mw | pf_skss_c_to_mw | pf_p_a_from_mw | pf_p_b_from_mw | pf_p_c_from_mw | pf_p_a_to_mw | pf_p_b_to_mw | pf_p_c_to_mw | pf_q_a_from_mvar | pf_q_b_from_mvar | pf_q_c_from_mvar | pf_q_a_to_mvar | pf_q_b_to_mvar | pf_q_c_to_mvar | pf_ikss_a_from_degree | pf_ikss_b_from_degree | pf_ikss_c_from_degree | pf_ikss_a_to_degree | pf_ikss_b_to_degree | pf_ikss_c_to_degree | 3xI0 | pf_vm_a_from_pu | pf_vm_b_from_pu | pf_vm_c_from_pu | pf_vm_a_to_pu | pf_vm_b_to_pu | pf_vm_c_to_pu | pf_va_a_from_degree | pf_va_b_from_degree | pf_va_c_from_degree | pf_va_a_to_degree | pf_va_b_to_degree | pf_va_c_to_degree
Line0_1_2 | 0.0027079 | 0.00024571 | 0.00024571 | 0.0027076 | 0.00024601 | 0.00024601 | 0.00062535 | 5.6743e-05 | 5.6743e-05 | 0.00062528 | 5.6813e-05 | 5.6813e-05 | 4.0482e-05 | -4.226e-05 | 4.5963e-05 | -4.0356e-05 | 4.2315e-05 | -4.6017e-05 | 4.0502e-05 | 7.5901e-05 | 6.952e-05 | -4.0371e-05 | -7.5992e-05 | -6.9603e-05 | -85.8603 | 94.1369 | 94.1369 | 94.1397 | -85.8631 | -85.8631 |  | 0.091572 | 1.531 | 1.4687 | 0.091291 | 1.531 | 1.4687 | -40.846 | -146.7551 | 150.6663 | -40.8496 | -146.7525 | 150.6668
Line10_11_12 | 0.00024566 | 0.00024566 | 0.00024566 | 0.00024596 | 0.00024596 | 0.00024596 | 5.6733e-05 | 5.6733e-05 | 5.6733e-05 | 5.6803e-05 | 5.6803e-05 | 5.6803e-05 | -3.6742e-06 | -4.2241e-05 | 4.5966e-05 | 3.6793e-06 | 4.2293e-05 | -4.6022e-05 | -3.6752e-06 | 7.5894e-05 | 6.9499e-05 | 3.6803e-06 | -7.5987e-05 | -6.9584e-05 | 94.1467 | 94.1467 | 94.1467 | -85.8533 | -85.8533 | -85.8533 |  | 0.091601 | 1.531 | 1.4687 | 0.091616 | 1.531 | 1.4687 | -40.8456 | -146.754 | 150.6665 | -40.8454 | -146.7535 | 150.6666
Line11_12_13 | 0.00024596 | 0.00024596 | 0.00024596 | 0.00024627 | 0.00024627 | 0.00024627 | 5.6803e-05 | 5.6803e-05 | 5.6803e-05 | 5.6872e-05 | 5.6872e-05 | 5.6872e-05 | -3.6791e-06 | -4.2297e-05 | 4.6018e-05 | 3.6842e-06 | 4.235e-05 | -4.6074e-05 | -3.6805e-06 | 7.5984e-05 | 6.9586e-05 | 3.6856e-06 | -7.6077e-05 | -6.9671e-05 | 94.1436 | 94.1436 | 94.1436 | -85.8564 | -85.8564 | -85.8564 |  | 0.091616 | 1.531 | 1.4687 | 0.091631 | 1.531 | 1.4687 | -40.8454 | -146.7535 | 150.6666 | -40.8453 | -146.753 | 150.6667
Line12_13_15 | 0 | 0 | 0 | 0 | 0 | 0 | 0 | 0 | 0 | 0 | 0 | 0 | 1.2958e-08 | 1.6815e-07 | -1.5824e-07 | -8.441e-09 | -1.1619e-07 | 1.0175e-07 | 1.4159e-08 | -2.7306e-07 | -2.6382e-07 | -9.6368e-09 | 1.7977e-07 | 1.7835e-07 | 0 | 0 | 0 | 0 | 0 | 0 |  | 0.091631 | 1.531 | 1.4687 | 0.09163 | 1.531 | 1.4687 | -40.8453 | -146.753 | 150.6667 | -40.8453 | -146.753 | 150.6667
Line13_13_14 | 0.00024717 | 0.00024717 | 0.00024717 | 0.00024747 | 0.00024747 | 0.00024747 | 5.7082e-05 | 5.7082e-05 | 5.7082e-05 | 5.7152e-05 | 5.7152e-05 | 5.7152e-05 | -3.697e-06 | -4.2522e-05 | 4.6228e-05 | 3.7021e-06 | 4.2575e-05 | -4.6284e-05 | -3.7e-06 | 7.6348e-05 | 6.9937e-05 | 3.7051e-06 | -7.644e-05 | -7.0022e-05 | 94.1313 | 94.1313 | 94.1313 | -85.8687 | -85.8687 | -85.8687 |  | 0.091631 | 1.531 | 1.4687 | 0.091645 | 1.531 | 1.4687 | -40.8453 | -146.753 | 150.6667 | -40.8451 | -146.7525 | 150.6668
Line14_15_16 | 0 | 0 | 0 | 0 | 0 | 0 | 0 | 0 | 0 | 0 | 0 | 0 | 8.639e-09 | 1.121e-07 | -1.0549e-07 | -4.1215e-09 | -6.0134e-08 | 4.9006e-08 | 9.439e-09 | -1.8204e-07 | -1.7588e-07 | -4.9173e-09 | 8.8746e-08 | 9.0412e-08 | 0 | 0 | 0 | 0 | 0 | 0 |  | 0.09163 | 1.531 | 1.4687 | 0.09163 | 1.531 | 1.4687 | -40.8453 | -146.753 | 150.6667 | -40.8453 | -146.753 | 150.6667
Line15_16_17 | 0 | 0 | 0 | 0 | 0 | 0 | 0 | 0 | 0 | 0 | 0 | 0 | 4.3195e-09 | 5.6052e-08 | -5.2746e-08 | 1.9796e-10 | -4.0828e-09 | -3.7403e-09 | 4.7195e-09 | -9.1021e-08 | -8.794e-08 | -1.9776e-10 | -2.2742e-09 | 2.472e-09 | 0 | 0 | 0 | 0 | 0 | 0 |  | 0.09163 | 1.531 | 1.4687 | 0.09163 | 1.531 | 1.4687 | -40.8453 | -146.753 | 150.6667 | -40.8453 | -146.753 | 150.6667
Line16_4_18 | 0 | 0 | 0 | 0 | 0 | 0 | 0 | 0 | 0 | 0 | 0 | 0 | 4.3174e-09 | 5.6055e-08 | -5.2747e-08 | 1.9788e-10 | -4.083e-09 | -3.7406e-09 | 4.7175e-09 | -9.1024e-08 | -8.7948e-08 | -1.9767e-10 | -2.2744e-09 | 2.4721e-09 | 0 | 0 | 0 | 0 | 0 | 0 |  | 0.091586 | 1.531 | 1.4687 | 0.091586 | 1.531 | 1.4687 | -40.8458 | -146.7546 | 150.6664 | -40.8458 | -146.7546 | 150.6664
Line17_5_19 | 0.00024718 | 0.00024718 | 0.00024718 | 0.00024748 | 0.00024748 | 0.00024748 | 5.7084e-05 | 5.7084e-05 | 5.7084e-05 | 5.7154e-05 | 5.7154e-05 | 5.7154e-05 | -3.6952e-06 | -4.2525e-05 | 4.6229e-05 | 3.7003e-06 | 4.2577e-05 | -4.6285e-05 | -3.6984e-06 | 7.6351e-05 | 6.9944e-05 | 3.7036e-06 | -7.6444e-05 | -7.0028e-05 | 94.1292 | 94.1292 | 94.1292 | -85.8708 | -85.8708 | -85.8708 |  | 0.091586 | 1.531 | 1.4687 | 0.091601 | 1.531 | 1.4687 | -40.8458 | -146.7546 | 150.6664 | -40.8456 | -146.754 | 150.6665
Line1_1_3 | 0.00024506 | 0.00024506 | 0.00024506 | 0.00024536 | 0.00024536 | 0.00024536 | 5.6593e-05 | 5.6593e-05 | 5.6593e-05 | 5.6663e-05 | 5.6663e-05 | 5.6663e-05 | -3.6644e-06 | -4.2127e-05 | 4.5861e-05 | 3.6695e-06 | 4.218e-05 | -4.5917e-05 | -3.6645e-06 | 7.5713e-05 | 6.9324e-05 | 3.6697e-06 | -7.5806e-05 | -6.9409e-05 | 94.153 | 94.153 | 94.153 | -85.8471 | -85.8471 | -85.8471 |  | 0.091572 | 1.531 | 1.4687 | 0.091586 | 1.531 | 1.4687 | -40.846 | -146.7551 | 150.6663 | -40.8458 | -146.7546 | 150.6664
Line2_1_4 | 0.00024688 | 0.00024688 | 0.00024688 | 0.00024718 | 0.00024718 | 0.00024718 | 5.7015e-05 | 5.7015e-05 | 5.7015e-05 | 5.7085e-05 | 5.7085e-05 | 5.7085e-05 | -3.6903e-06 | -4.247e-05 | 4.6177e-05 | 3.6954e-06 | 4.2522e-05 | -4.6233e-05 | -3.6932e-06 | 7.6261e-05 | 6.9858e-05 | 3.6983e-06 | -7.6354e-05 | -6.9943e-05 | 94.1316 | 94.1316 | 94.1316 | -85.8684 | -85.8684 | -85.8684 |  | 0.091572 | 1.531 | 1.4687 | 0.091586 | 1.531 | 1.4687 | -40.846 | -146.7551 | 150.6663 | -40.8458 | -146.7546 | 150.6664
Line3_1_5 | 0.00024688 | 0.00024688 | 0.00024688 | 0.00024718 | 0.00024718 | 0.00024718 | 5.7014e-05 | 5.7014e-05 | 5.7014e-05 | 5.7084e-05 | 5.7084e-05 | 5.7084e-05 | -3.6903e-06 | -4.2468e-05 | 4.6177e-05 | 3.6954e-06 | 4.2521e-05 | -4.6233e-05 | -3.6931e-06 | 7.6261e-05 | 6.9856e-05 | 3.6982e-06 | -7.6353e-05 | -6.9941e-05 | 94.1323 | 94.1323 | 94.1323 | -85.8677 | -85.8677 | -85.8677 |  | 0.091572 | 1.531 | 1.4687 | 0.091586 | 1.531 | 1.4687 | -40.846 | -146.7551 | 150.6663 | -40.8458 | -146.7546 | 150.6664
Line4_2_6 | 0.0027076 | 0.00024601 | 0.00024601 | 0.0027073 | 0.00024631 | 0.00024631 | 0.00062528 | 5.6813e-05 | 5.6813e-05 | 0.00062521 | 5.6883e-05 | 5.6883e-05 | 4.0356e-05 | -4.2319e-05 | 4.6013e-05 | -4.023e-05 | 4.2374e-05 | -4.6067e-05 | 4.0371e-05 | 7.5989e-05 | 6.9605e-05 | -4.024e-05 | -7.608e-05 | -6.9688e-05 | -85.86 | 94.1338 | 94.1338 | 94.14 | -85.8662 | -85.8662 |  | 0.091291 | 1.531 | 1.4687 | 0.09101 | 1.5309 | 1.4686 | -40.8496 | -146.7525 | 150.6668 | -40.8531 | -146.7498 | 150.6673
Line5_6_7 | 0.0027073 | 0.00024631 | 0.00024631 | 0.002707 | 0.00024661 | 0.00024661 | 0.00062521 | 5.6883e-05 | 5.6883e-05 | 0.00062514 | 5.6952e-05 | 5.6952e-05 | 4.023e-05 | -4.2378e-05 | 4.6063e-05 | -4.0104e-05 | 4.2433e-05 | -4.6116e-05 | 4.024e-05 | 7.6077e-05 | 6.969e-05 | -4.0109e-05 | -7.6168e-05 | -6.9773e-05 | -85.8597 | 94.1307 | 94.1307 | 94.1403 | -85.8693 | -85.8693 |  | 0.09101 | 1.5309 | 1.4686 | 0.09073 | 1.5309 | 1.4685 | -40.8531 | -146.7498 | 150.6673 | -40.8567 | -146.7472 | 150.6678
Line6_7_8 | 0.0029545 | 0 | 0 | 0.0029542 | 0 | 0 | 0.00068231 | 0 | 0 | 0.00068224 | 0 | 0 | 4.377e-05 | 1.6826e-07 | -1.582e-07 | -4.3626e-05 | -1.1627e-07 | 1.0172e-07 | 4.3777e-05 | -2.7307e-07 | -2.6388e-07 | -4.3627e-05 | 1.7977e-07 | 1.7839e-07 | -85.8613 | 0 | 0 | 94.1387 | 0 | 0 |  | 0.09073 | 1.5309 | 1.4685 | 0.090434 | 1.5309 | 1.4685 | -40.8567 | -146.7472 | 150.6678 | -40.8605 | -146.7451 | 150.6683
Line7_8_9 | 0 | 0 | 0 | 0 | 0 | 0 | 0 | 0 | 0 | 0 | 0 | 0 | 4.264e-09 | 5.6092e-08 | -5.2731e-08 | 1.9572e-10 | -4.082e-09 | -3.7386e-09 | 4.6587e-09 | -9.102e-08 | -8.7959e-08 | -1.9524e-10 | -2.2735e-09 | 2.4717e-09 | 0 | 0 | 0 | 0 | 0 | 0 |  | 0.090434 | 1.5309 | 1.4685 | 0.090434 | 1.5309 | 1.4685 | -40.8605 | -146.7451 | 150.6683 | -40.8605 | -146.7451 | 150.6683
Line8_8_10 | 0 | 0 | 0 | 0 | 0 | 0 | 0 | 0 | 0 | 0 | 0 | 0 | 4.264e-09 | 5.6092e-08 | -5.2731e-08 | 1.9572e-10 | -4.082e-09 | -3.7386e-09 | 4.6587e-09 | -9.102e-08 | -8.7959e-08 | -1.9524e-10 | -2.2735e-09 | 2.4717e-09 | 0 | 0 | 0 | 0 | 0 | 0 |  | 0.090434 | 1.5309 | 1.4685 | 0.090434 | 1.5309 | 1.4685 | -40.8605 | -146.7451 | 150.6683 | -40.8605 | -146.7451 | 150.6683
Line9_3_11 | 0.00024536 | 0.00024536 | 0.00024536 | 0.00024566 | 0.00024566 | 0.00024566 | 5.6663e-05 | 5.6663e-05 | 5.6663e-05 | 5.6733e-05 | 5.6733e-05 | 5.6733e-05 | -3.6693e-06 | -4.2184e-05 | 4.5914e-05 | 3.6744e-06 | 4.2237e-05 | -4.597e-05 | -3.6699e-06 | 7.5803e-05 | 6.9411e-05 | 3.675e-06 | -7.5896e-05 | -6.9496e-05 | 94.1499 | 94.1498 | 94.1498 | -85.8502 | -85.8502 | -85.8502 |  | 0.091586 | 1.531 | 1.4687 | 0.091601 | 1.531 | 1.4687 | -40.8458 | -146.7546 | 150.6664 | -40.8456 | -146.754 | 150.6665

## LLG_max_6
name | pf_ikss_a_from_ka | pf_ikss_b_from_ka | pf_ikss_c_from_ka | pf_ikss_a_to_ka | pf_ikss_b_to_ka | pf_ikss_c_to_ka | pf_skss_a_from_mw | pf_skss_b_from_mw | pf_skss_c_from_mw | pf_skss_a_to_mw | pf_skss_b_to_mw | pf_skss_c_to_mw | pf_p_a_from_mw | pf_p_b_from_mw | pf_p_c_from_mw | pf_p_a_to_mw | pf_p_b_to_mw | pf_p_c_to_mw | pf_q_a_from_mvar | pf_q_b_from_mvar | pf_q_c_from_mvar | pf_q_a_to_mvar | pf_q_b_to_mvar | pf_q_c_to_mvar | pf_ikss_a_from_degree | pf_ikss_b_from_degree | pf_ikss_c_from_degree | pf_ikss_a_to_degree | pf_ikss_b_to_degree | pf_ikss_c_to_degree | 3xI0 | pf_vm_a_from_pu | pf_vm_b_from_pu | pf_vm_c_from_pu | pf_vm_a_to_pu | pf_vm_b_to_pu | pf_vm_c_to_pu | pf_va_a_from_degree | pf_va_b_from_degree | pf_va_c_from_degree | pf_va_a_to_degree | pf_va_b_to_degree | pf_va_c_to_degree
Line0_1_2 | 0.00015485 | 1.8848 | 1.8853 | 0.00015504 | 1.8848 | 1.8853 | 3.5761e-05 | 0.43527 | 0.4354 | 3.5805e-05 | 0.43527 | 0.4354 | 2.1895e-08 | 0.14207 | 0.1422 | -2.1301e-08 | -0.10655 | -0.10665 | 5.6313e-05 | 0.28421 | 0.28433 | -5.6381e-05 | -0.21316 | -0.21325 | -89.9739 | -157.9047 | 22.139 | 90.0261 | 22.0953 | -157.861 |  | 1.5747 | 0.72999 | 0.73016 | 1.5747 | 0.54749 | 0.54762 | 0.0038242 | -94.4638 | 85.5679 | 0.0044346 | -94.4639 | 85.5681
Line10_11_12 | 0.00015482 | 0.0001548 | 0.00015484 | 0.00015501 | 0.00015499 | 0.00015503 | 3.5754e-05 | 3.575e-05 | 3.5758e-05 | 3.5798e-05 | 3.5794e-05 | 3.5802e-05 | 2.6702e-08 | 2.6017e-05 | -2.603e-05 | -2.6591e-08 | -2.6049e-05 | 2.6062e-05 | 5.6302e-05 | -2.0449e-06 | 2.0323e-06 | -5.6371e-05 | 2.0476e-06 | -2.0345e-06 | -89.9688 | -89.9707 | -89.9668 | 90.0312 | 90.0292 | 90.0332 |  | 1.5747 | 0.72999 | 0.73016 | 1.5747 | 0.72998 | 0.73017 | 0.0040676 | -94.4648 | 85.569 | 0.0041895 | -94.4654 | 85.5696
Line11_12_13 | 0.00015501 | 0.000155 | 0.00015503 | 0.0001552 | 0.00015519 | 0.00015522 | 3.5798e-05 | 3.5795e-05 | 3.5802e-05 | 3.5842e-05 | 3.5839e-05 | 3.5846e-05 | 2.3562e-08 | 2.605e-05 | -2.6062e-05 | -2.3451e-08 | -2.6081e-05 | 2.6094e-05 | 5.6371e-05 | -2.0464e-06 | 2.0329e-06 | -5.644e-05 | 2.0492e-06 | -2.0352e-06 | -89.9719 | -89.9735 | -89.9702 | 90.0281 | 90.0265 | 90.0298 |  | 1.5747 | 0.72998 | 0.73017 | 1.5747 | 0.72998 | 0.73017 | 0.0041895 | -94.4654 | 85.5696 | 0.0043116 | -94.4659 | 85.5701
Line12_13_15 | 0 | 0 | 0 | 0 | 0 | 0 | 0 | 0 | 0 | 0 | 0 | 0 | 9.0591e-09 | -9.7725e-08 | 9.4916e-08 | -9.0689e-09 | 6.5732e-08 | -6.2914e-08 | -2.0768e-07 | 3.8828e-09 | -2.6904e-09 | 1.3845e-07 | -1.3771e-09 | 2.0419e-10 | 0 | 0 | 0 | 0 | 0 | 0 |  | 1.5747 | 0.72998 | 0.73017 | 1.5747 | 0.72998 | 0.73017 | 0.0043116 | -94.4659 | 85.5701 | 0.0043112 | -94.4659 | 85.5701
Line13_13_14 | 0.00015577 | 0.00015577 | 0.00015578 | 0.00015596 | 0.00015596 | 0.00015597 | 3.5974e-05 | 3.5974e-05 | 3.5975e-05 | 3.6018e-05 | 3.6018e-05 | 3.6019e-05 | 1.1363e-08 | 2.618e-05 | -2.6189e-05 | -1.1251e-08 | -2.6212e-05 | 2.6221e-05 | 5.6648e-05 | -2.0518e-06 | 2.0363e-06 | -5.6717e-05 | 2.0546e-06 | -2.0385e-06 | -89.9842 | -89.9845 | -89.9839 | 90.0158 | 90.0155 | 90.0161 |  | 1.5747 | 0.72998 | 0.73017 | 1.5747 | 0.72998 | 0.73017 | 0.0043116 | -94.4659 | 85.5701 | 0.0044343 | -94.4665 | 85.5706
Line14_15_16 | 0 | 0 | 0 | 0 | 0 | 0 | 0 | 0 | 0 | 0 | 0 | 0 | 6.0394e-09 | -6.515e-08 | 6.3278e-08 | -6.0492e-09 | 3.3157e-08 | -3.1275e-08 | -1.3845e-07 | 2.5885e-09 | -1.7936e-09 | 6.9226e-08 | -8.2844e-11 | -6.9262e-10 | 0 | 0 | 0 | 0 | 0 | 0 |  | 1.5747 | 0.72998 | 0.73017 | 1.5747 | 0.72998 | 0.73017 | 0.0043112 | -94.4659 | 85.5701 | 0.0043109 | -94.4659 | 85.5701
Line15_16_17 | 0 | 0 | 0 | 0 | 0 | 0 | 0 | 0 | 0 | 0 | 0 | 0 | 3.0197e-09 | -3.2575e-08 | 3.1639e-08 | -3.0294e-09 | 5.8206e-10 | 3.6382e-10 | -6.9225e-08 | 1.2943e-09 | -8.968e-10 | 4.5797e-13 | 1.2114e-09 | -1.5894e-09 | 0 | 0 | 0 | 0 | 0 | 0 |  | 1.5747 | 0.72998 | 0.73017 | 1.5747 | 0.72998 | 0.73017 | 0.0043109 | -94.4659 | 85.5701 | 0.0043109 | -94.4659 | 85.5701
Line16_4_18 | 0 | 0 | 0 | 0 | 0 | 0 | 0 | 0 | 0 | 0 | 0 | 0 | 3.0207e-09 | -3.2577e-08 | 3.164e-08 | -3.0296e-09 | 5.8201e-10 | 3.6379e-10 | -6.9229e-08 | 1.2928e-09 | -8.9712e-10 | 4.1766e-13 | 1.2115e-09 | -1.5895e-09 | 0 | 0 | 0 | 0 | 0 | 0 |  | 1.5747 | 0.72999 | 0.73016 | 1.5747 | 0.72999 | 0.73016 | 0.0039468 | -94.4643 | 85.5685 | 0.0039467 | -94.4643 | 85.5685
Line17_5_19 | 0.00015578 | 0.00015578 | 0.00015578 | 0.00015597 | 0.00015597 | 0.00015597 | 3.5976e-05 | 3.5975e-05 | 3.5976e-05 | 3.602e-05 | 3.6019e-05 | 3.602e-05 | 1.0641e-08 | 2.6181e-05 | -2.6189e-05 | -1.0529e-08 | -2.6213e-05 | 2.6222e-05 | 5.6651e-05 | -2.0507e-06 | 2.0366e-06 | -5.672e-05 | 2.0535e-06 | -2.0388e-06 | -89.9853 | -89.9856 | -89.985 | 90.0147 | 90.0144 | 90.015 |  | 1.5747 | 0.72999 | 0.73016 | 1.5747 | 0.72999 | 0.73016 | 0.0039468 | -94.4643 | 85.5685 | 0.0040696 | -94.4649 | 85.569
Line1_1_3 | 0.00015444 | 0.00015442 | 0.00015446 | 0.00015463 | 0.00015461 | 0.00015465 | 3.5667e-05 | 3.5661e-05 | 3.5672e-05 | 3.571e-05 | 3.5705e-05 | 3.5716e-05 | 3.2983e-08 | 2.5952e-05 | -2.5967e-05 | -3.2872e-08 | -2.5984e-05 | 2.5999e-05 | 5.6164e-05 | -2.0418e-06 | 2.031e-06 | -5.6233e-05 | 2.0446e-06 | -2.0332e-06 | -89.9625 | -89.9652 | -89.9599 | 90.0374 | 90.0348 | 90.0401 |  | 1.5747 | 0.72999 | 0.73016 | 1.5747 | 0.72999 | 0.73016 | 0.0038242 | -94.4638 | 85.5679 | 0.0039458 | -94.4643 | 85.5685
Line2_1_4 | 0.00015559 | 0.00015558 | 0.0001556 | 0.00015578 | 0.00015578 | 0.00015579 | 3.5932e-05 | 3.5931e-05 | 3.5933e-05 | 3.5976e-05 | 3.5975e-05 | 3.5977e-05 | 1.3419e-08 | 2.6149e-05 | -2.6158e-05 | -1.3306e-08 | -2.6181e-05 | 2.619e-05 | 5.6583e-05 | -2.049e-06 | 2.0358e-06 | -5.6652e-05 | 2.0518e-06 | -2.038e-06 | -89.9826 | -89.9832 | -89.9819 | 90.0174 | 90.0167 | 90.0181 |  | 1.5747 | 0.72999 | 0.73016 | 1.5747 | 0.72999 | 0.73016 | 0.0038242 | -94.4638 | 85.5679 | 0.0039468 | -94.4643 | 85.5685
Line3_1_5 | 0.00015559 | 0.00015558 | 0.00015559 | 0.00015578 | 0.00015577 | 0.00015578 | 3.5932e-05 | 3.593e-05 | 3.5933e-05 | 3.5976e-05 | 3.5974e-05 | 3.5977e-05 | 1.3783e-08 | 2.6149e-05 | -2.6158e-05 | -1.3671e-08 | -2.6181e-05 | 2.619e-05 | 5.6582e-05 | -2.0492e-06 | 2.0359e-06 | -5.6651e-05 | 2.0519e-06 | -2.0382e-06 | -89.9822 | -89.9829 | -89.9816 | 90.0178 | 90.0171 | 90.0184 |  | 1.5747 | 0.72999 | 0.73016 | 1.5747 | 0.72999 | 0.73016 | 0.0038242 | -94.4638 | 85.5679 | 0.0039468 | -94.4643 | 85.5685
Line4_2_6 | 0.00015504 | 1.8848 | 1.8853 | 0.00015523 | 1.8848 | 1.8853 | 3.5805e-05 | 0.43527 | 0.4354 | 3.5849e-05 | 0.43527 | 0.4354 | 1.8272e-08 | 0.10655 | 0.10665 | -1.7676e-08 | -0.071035 | -0.071101 | 5.6381e-05 | 0.21316 | 0.21325 | -5.6449e-05 | -0.1421 | -0.14217 | -89.977 | -157.9047 | 22.139 | 90.023 | 22.0953 | -157.861 |  | 1.5747 | 0.54749 | 0.54762 | 1.5746 | 0.365 | 0.36508 | 0.0044346 | -94.4639 | 85.5681 | 0.0050452 | -94.4643 | 85.5685
Line5_6_7 | 0.00015523 | 1.8848 | 1.8853 | 0.00015542 | 1.8848 | 1.8853 | 3.5849e-05 | 0.43527 | 0.4354 | 3.5893e-05 | 0.43527 | 0.4354 | 1.4647e-08 | 0.071035 | 0.071101 | -1.4048e-08 | -0.035519 | -0.035549 | 5.6449e-05 | 0.1421 | 0.14217 | -5.6517e-05 | -0.071051 | -0.071085 | -89.9801 | -157.9047 | 22.139 | 90.0199 | 22.0953 | -157.861 |  | 1.5746 | 0.365 | 0.36508 | 1.5746 | 0.1825 | 0.18254 | 0.0050452 | -94.4643 | 85.5685 | 0.005656 | -94.4654 | 85.5696
Line6_7_8 | 0 | 1.8847 | 1.8854 | 0 | 1.8847 | 1.8854 | 0 | 0.43525 | 0.43541 | 0 | 0.43525 | 0.43541 | 9.0835e-09 | 0.035512 | 0.035556 | -9.086e-09 | 1.6167e-12 | -1.5469e-12 | -2.0771e-07 | 0.071051 | 0.071085 | 1.3847e-07 | 3.8401e-12 | -3.8405e-12 | 0 | -157.9091 | 22.1434 | 0 | 22.0909 | -157.8566 |  | 1.5746 | 0.1825 | 0.18254 | 1.5746 | 0 | 0 | 0.005656 | -94.4654 | 85.5696 | 0.006144 | 0 | 0
Line7_8_9 | 0 | 0 | 0 | 0 | 0 | 0 | 0 | 0 | 0 | 0 | 0 | 0 | 3.0287e-09 | 4.5304e-19 | 3.8635e-19 | -3.0287e-09 | 1.3162e-19 | -1.114e-17 | -6.9236e-08 | 1.253e-20 | 1.964e-20 | 6.5093e-13 | 2.3159e-17 | -5.5342e-18 | 0 | 0 | 0 | 0 | 0 | 0 |  | 1.5746 | 0 | 0 | 1.5746 | 0 | 0 | 0.006144 | 0 | 0 | 0.0061439 | 0 | 0
Line8_8_10 | 0 | 0 | 0 | 0 | 0 | 0 | 0 | 0 | 0 | 0 | 0 | 0 | 3.0287e-09 | 4.5304e-19 | 3.8635e-19 | -3.0287e-09 | 1.3161e-19 | -1.114e-17 | -6.9236e-08 | 1.253e-20 | 1.964e-20 | 6.5162e-13 | 2.3159e-17 | -5.5342e-18 | 0 | 0 | 0 | 0 | 0 | 0 |  | 1.5746 | 0 | 0 | 1.5746 | 0 | 0 | 0.006144 | 0 | 0 | 0.0061439 | 0 | 0
Line9_3_11 | 0.00015463 | 0.00015461 | 0.00015465 | 0.00015482 | 0.0001548 | 0.00015484 | 3.571e-05 | 3.5706e-05 | 3.5715e-05 | 3.5754e-05 | 3.575e-05 | 3.5759e-05 | 2.9842e-08 | 2.5985e-05 | -2.5999e-05 | -2.9732e-08 | -2.6017e-05 | 2.6031e-05 | 5.6233e-05 | -2.0434e-06 | 2.0316e-06 | -5.6302e-05 | 2.0461e-06 | -2.0339e-06 | -89.9656 | -89.968 | -89.9633 | 90.0343 | 90.032 | 90.0367 |  | 1.5747 | 0.72999 | 0.73016 | 1.5747 | 0.72999 | 0.73016 | 0.0039458 | -94.4643 | 85.5685 | 0.0040676 | -94.4648 | 85.569

## LLG_max_10
name | pf_ikss_a_from_ka | pf_ikss_b_from_ka | pf_ikss_c_from_ka | pf_ikss_a_to_ka | pf_ikss_b_to_ka | pf_ikss_c_to_ka | pf_skss_a_from_mw | pf_skss_b_from_mw | pf_skss_c_from_mw | pf_skss_a_to_mw | pf_skss_b_to_mw | pf_skss_c_to_mw | pf_p_a_from_mw | pf_p_b_from_mw | pf_p_c_from_mw | pf_p_a_to_mw | pf_p_b_to_mw | pf_p_c_to_mw | pf_q_a_from_mvar | pf_q_b_from_mvar | pf_q_c_from_mvar | pf_q_a_to_mvar | pf_q_b_to_mvar | pf_q_c_to_mvar | pf_ikss_a_from_degree | pf_ikss_b_from_degree | pf_ikss_c_from_degree | pf_ikss_a_to_degree | pf_ikss_b_to_degree | pf_ikss_c_to_degree | 3xI0 | pf_vm_a_from_pu | pf_vm_b_from_pu | pf_vm_c_from_pu | pf_vm_a_to_pu | pf_vm_b_to_pu | pf_vm_c_to_pu | pf_va_a_from_degree | pf_va_b_from_degree | pf_va_c_from_degree | pf_va_a_to_degree | pf_va_b_to_degree | pf_va_c_to_degree
Line0_1_2 | 0.00016222 | 1.9561 | 1.9567 | 0.00016242 | 1.9561 | 1.9567 | 3.7464e-05 | 0.45173 | 0.45187 | 3.751e-05 | 0.45173 | 0.45187 | 2.4029e-08 | 0.15302 | 0.15317 | -2.3378e-08 | -0.11477 | -0.11487 | 6.1804e-05 | 0.30612 | 0.30625 | -6.1878e-05 | -0.22959 | -0.22969 | -89.9739 | -158.072 | 21.9721 | 90.0261 | 21.928 | -158.0279 |  | 1.6497 | 0.75761 | 0.75778 | 1.6497 | 0.5682 | 0.56833 | 0.0038376 | -94.631 | 85.401 | 0.004448 | -94.6312 | 85.4012
Line10_11_12 | 0.00016219 | 0.00016217 | 0.00016221 | 0.00016239 | 0.00016237 | 0.00016241 | 3.7457e-05 | 3.7453e-05 | 3.7461e-05 | 3.7503e-05 | 3.7499e-05 | 3.7507e-05 | 2.9305e-08 | 2.828e-05 | -2.8295e-05 | -2.9184e-08 | -2.8315e-05 | 2.833e-05 | 6.1792e-05 | -2.3058e-06 | 2.2921e-06 | -6.1868e-05 | 2.3089e-06 | -2.2946e-06 | -89.9687 | -89.9708 | -89.9667 | 90.0312 | 90.0292 | 90.0333 |  | 1.6497 | 0.7576 | 0.75778 | 1.6497 | 0.7576 | 0.75779 | 0.004081 | -94.6321 | 85.4021 | 0.0042029 | -94.6327 | 85.4027
Line11_12_13 | 0.00016239 | 0.00016238 | 0.00016241 | 0.00016259 | 0.00016258 | 0.00016261 | 3.7503e-05 | 3.7499e-05 | 3.7507e-05 | 3.7549e-05 | 3.7545e-05 | 3.7553e-05 | 2.5859e-08 | 2.8316e-05 | -2.8329e-05 | -2.5738e-08 | -2.835e-05 | 2.8364e-05 | 6.1868e-05 | -2.3076e-06 | 2.2929e-06 | -6.1943e-05 | 2.3107e-06 | -2.2954e-06 | -89.9718 | -89.9736 | -89.9701 | 90.0281 | 90.0264 | 90.0298 |  | 1.6497 | 0.7576 | 0.75779 | 1.6497 | 0.7576 | 0.75779 | 0.0042029 | -94.6327 | 85.4027 | 0.004325 | -94.6332 | 85.4032
Line12_13_15 | 0 | 0 | 0 | 0 | 0 | 0 | 0 | 0 | 0 | 0 | 0 | 0 | 9.9423e-09 | -1.063e-07 | 1.0313e-07 | -9.953e-09 | 7.1522e-08 | -6.8342e-08 | -2.2792e-07 | 4.5504e-09 | -3.2072e-09 | 1.5195e-07 | -1.7245e-09 | 4.0268e-10 | 0 | 0 | 0 | 0 | 0 | 0 |  | 1.6497 | 0.7576 | 0.75779 | 1.6497 | 0.7576 | 0.75779 | 0.004325 | -94.6332 | 85.4032 | 0.0043246 | -94.6332 | 85.4032
Line13_13_14 | 0.00016319 | 0.00016319 | 0.00016319 | 0.00016339 | 0.00016339 | 0.00016339 | 3.7687e-05 | 3.7686e-05 | 3.7688e-05 | 3.7733e-05 | 3.7733e-05 | 3.7734e-05 | 1.247e-08 | 2.8457e-05 | -2.8467e-05 | -1.2348e-08 | -2.8492e-05 | 2.8502e-05 | 6.2171e-05 | -2.314e-06 | 2.2969e-06 | -6.2247e-05 | 2.317e-06 | -2.2994e-06 | -89.9842 | -89.9845 | -89.9838 | 90.0158 | 90.0155 | 90.0162 |  | 1.6497 | 0.7576 | 0.75779 | 1.6497 | 0.75759 | 0.75779 | 0.004325 | -94.6332 | 85.4032 | 0.0044477 | -94.6338 | 85.4038
Line14_15_16 | 0 | 0 | 0 | 0 | 0 | 0 | 0 | 0 | 0 | 0 | 0 | 0 | 6.6282e-09 | -7.0865e-08 | 6.8753e-08 | -6.6389e-09 | 3.6089e-08 | -3.3966e-08 | -1.5195e-07 | 3.0336e-09 | -2.1381e-09 | 7.5975e-08 | -2.0773e-10 | -6.6637e-10 | 0 | 0 | 0 | 0 | 0 | 0 |  | 1.6497 | 0.7576 | 0.75779 | 1.6497 | 0.7576 | 0.75779 | 0.0043246 | -94.6332 | 85.4032 | 0.0043243 | -94.6332 | 85.4032
Line15_16_17 | 0 | 0 | 0 | 0 | 0 | 0 | 0 | 0 | 0 | 0 | 0 | 0 | 3.3141e-09 | -3.5433e-08 | 3.4376e-08 | -3.3248e-09 | 6.5654e-10 | 4.1038e-10 | -7.5975e-08 | 1.5168e-09 | -1.0691e-09 | 5.0267e-13 | 1.3091e-09 | -1.7354e-09 | 0 | 0 | 0 | 0 | 0 | 0 |  | 1.6497 | 0.7576 | 0.75779 | 1.6497 | 0.7576 | 0.75779 | 0.0043243 | -94.6332 | 85.4032 | 0.0043242 | -94.6332 | 85.4032
Line16_4_18 | 0 | 0 | 0 | 0 | 0 | 0 | 0 | 0 | 0 | 0 | 0 | 0 | 3.3152e-09 | -3.5434e-08 | 3.4377e-08 | -3.325e-09 | 6.5648e-10 | 4.1035e-10 | -7.5979e-08 | 1.5152e-09 | -1.0694e-09 | 4.6055e-13 | 1.3092e-09 | -1.7355e-09 | 0 | 0 | 0 | 0 | 0 | 0 |  | 1.6497 | 0.7576 | 0.75778 | 1.6497 | 0.7576 | 0.75778 | 0.0039602 | -94.6316 | 85.4016 | 0.0039601 | -94.6316 | 85.4016
Line17_5_19 | 0.0001632 | 0.00016319 | 0.0001632 | 0.0001634 | 0.00016339 | 0.0001634 | 3.7689e-05 | 3.7688e-05 | 3.7689e-05 | 3.7735e-05 | 3.7734e-05 | 3.7735e-05 | 1.1679e-08 | 2.8459e-05 | -2.8468e-05 | -1.1555e-08 | -2.8493e-05 | 2.8503e-05 | 6.2174e-05 | -2.3127e-06 | 2.2972e-06 | -6.225e-05 | 2.3158e-06 | -2.2998e-06 | -89.9853 | -89.9856 | -89.9849 | 90.0147 | 90.0144 | 90.0151 |  | 1.6497 | 0.7576 | 0.75778 | 1.6497 | 0.7576 | 0.75778 | 0.0039602 | -94.6316 | 85.4016 | 0.0040829 | -94.6321 | 85.4021
Line1_1_3 | 0.00016179 | 0.00016177 | 0.00016182 | 0.00016199 | 0.00016197 | 0.00016202 | 3.7365e-05 | 3.7359e-05 | 3.7371e-05 | 3.7411e-05 | 3.7405e-05 | 3.7417e-05 | 3.6198e-08 | 2.821e-05 | -2.8226e-05 | -3.6077e-08 | -2.8244e-05 | 2.8261e-05 | 6.1641e-05 | -2.3023e-06 | 2.2904e-06 | -6.1716e-05 | 2.3054e-06 | -2.293e-06 | -89.9625 | -89.9652 | -89.9598 | 90.0375 | 90.0347 | 90.0402 |  | 1.6497 | 0.75761 | 0.75778 | 1.6497 | 0.7576 | 0.75778 | 0.0038376 | -94.631 | 85.401 | 0.0039592 | -94.6316 | 85.4015
Line2_1_4 | 0.000163 | 0.00016299 | 0.00016301 | 0.0001632 | 0.00016319 | 0.00016321 | 3.7643e-05 | 3.7642e-05 | 3.7645e-05 | 3.7689e-05 | 3.7688e-05 | 3.7691e-05 | 1.4727e-08 | 2.8424e-05 | -2.8434e-05 | -1.4604e-08 | -2.8458e-05 | 2.8469e-05 | 6.21e-05 | -2.3108e-06 | 2.2963e-06 | -6.2175e-05 | 2.3139e-06 | -2.2988e-06 | -89.9826 | -89.9833 | -89.9819 | 90.0174 | 90.0167 | 90.0181 |  | 1.6497 | 0.75761 | 0.75778 | 1.6497 | 0.7576 | 0.75778 | 0.0038376 | -94.631 | 85.401 | 0.0039602 | -94.6316 | 85.4016
Line3_1_5 | 0.000163 | 0.00016299 | 0.000163 | 0.0001632 | 0.00016319 | 0.0001632 | 3.7643e-05 | 3.7641e-05 | 3.7644e-05 | 3.7689e-05 | 3.7687e-05 | 3.769e-05 | 1.5127e-08 | 2.8423e-05 | -2.8433e-05 | -1.5004e-08 | -2.8458e-05 | 2.8468e-05 | 6.2099e-05 | -2.3109e-06 | 2.2964e-06 | -6.2174e-05 | 2.314e-06 | -2.299e-06 | -89.9822 | -89.9829 | -89.9815 | 90.0178 | 90.0171 | 90.0185 |  | 1.6497 | 0.75761 | 0.75778 | 1.6497 | 0.7576 | 0.75778 | 0.0038376 | -94.631 | 85.401 | 0.0039602 | -94.6316 | 85.4016
Line4_2_6 | 0.00016242 | 1.9561 | 1.9567 | 0.00016262 | 1.9561 | 1.9567 | 3.751e-05 | 0.45173 | 0.45187 | 3.7556e-05 | 0.45173 | 0.45187 | 2.0053e-08 | 0.11477 | 0.11487 | -1.9399e-08 | -0.076511 | -0.076582 | 6.1878e-05 | 0.22959 | 0.22969 | -6.1953e-05 | -0.15306 | -0.15313 | -89.977 | -158.072 | 21.9721 | 90.023 | 21.928 | -158.0279 |  | 1.6497 | 0.5682 | 0.56833 | 1.6496 | 0.3788 | 0.37889 | 0.004448 | -94.6312 | 85.4012 | 0.0050586 | -94.6316 | 85.4016
Line5_6_7 | 0.00016262 | 1.9561 | 1.9567 | 0.00016282 | 1.9561 | 1.9567 | 3.7556e-05 | 0.45173 | 0.45187 | 3.7602e-05 | 0.45173 | 0.45187 | 1.6075e-08 | 0.076511 | 0.076582 | -1.5417e-08 | -0.038257 | -0.03829 | 6.1953e-05 | 0.15306 | 0.15313 | -6.2028e-05 | -0.076528 | -0.076565 | -89.9801 | -158.072 | 21.9721 | 90.0199 | 21.928 | -158.0279 |  | 1.6496 | 0.3788 | 0.37889 | 1.6496 | 0.1894 | 0.18945 | 0.0050586 | -94.6316 | 85.4016 | 0.0056693 | -94.6327 | 85.4027
Line6_7_8 | 0 | 1.956 | 1.9567 | 0 | 1.956 | 1.9567 | 0 | 0.45172 | 0.45188 | 0 | 0.45172 | 0.45188 | 9.9691e-09 | 0.03825 | 0.038297 | -9.9718e-09 | 4.5755e-12 | -4.488e-12 | -2.2796e-07 | 0.076529 | 0.076564 | 1.5197e-07 | 1.8989e-12 | -1.939e-12 | 0 | -158.0765 | 21.9765 | 0 | 21.9235 | -158.0235 |  | 1.6496 | 0.1894 | 0.18945 | 1.6496 | 0 | 0 | 0.0056693 | -94.6327 | 85.4027 | 0.0061574 | 0 | 0
Line7_8_9 | 0 | 0 | 0 | 0 | 0 | 0 | 0 | 0 | 0 | 0 | 0 | 0 | 3.3239e-09 | 3.9643e-19 | 3.4292e-19 | -3.3239e-09 | 1.3712e-19 | -1.2249e-17 | -7.5987e-08 | -3.7244e-19 | -3.0824e-19 | 7.1525e-13 | 2.5449e-17 | -6.0959e-18 | 0 | 0 | 0 | 0 | 0 | 0 |  | 1.6496 | 0 | 0 | 1.6496 | 0 | 0 | 0.0061574 | 0 | 0 | 0.0061573 | 0 | 0
Line8_8_10 | 0 | 0 | 0 | 0 | 0 | 0 | 0 | 0 | 0 | 0 | 0 | 0 | 3.3239e-09 | 3.9643e-19 | 3.4292e-19 | -3.3239e-09 | 1.3712e-19 | -1.2249e-17 | -7.5987e-08 | -3.7244e-19 | -3.0824e-19 | 7.1574e-13 | 2.5449e-17 | -6.0959e-18 | 0 | 0 | 0 | 0 | 0 | 0 |  | 1.6496 | 0 | 0 | 1.6496 | 0 | 0 | 0.0061574 | 0 | 0 | 0.0061573 | 0 | 0
Line9_3_11 | 0.00016199 | 0.00016197 | 0.00016202 | 0.00016219 | 0.00016217 | 0.00016222 | 3.7411e-05 | 3.7406e-05 | 3.7416e-05 | 3.7457e-05 | 3.7452e-05 | 3.7462e-05 | 3.2752e-08 | 2.8245e-05 | -2.826e-05 | -3.263e-08 | -2.828e-05 | 2.8295e-05 | 6.1716e-05 | -2.3041e-06 | 2.2913e-06 | -6.1792e-05 | 2.3072e-06 | -2.2938e-06 | -89.9656 | -89.968 | -89.9632 | 90.0343 | 90.032 | 90.0367 |  | 1.6497 | 0.7576 | 0.75778 | 1.6497 | 0.7576 | 0.75778 | 0.0039592 | -94.6316 | 85.4015 | 0.004081 | -94.6321 | 85.4021

## LLG_max_fault_6
name | pf_ikss_a_from_ka | pf_ikss_b_from_ka | pf_ikss_c_from_ka | pf_ikss_a_to_ka | pf_ikss_b_to_ka | pf_ikss_c_to_ka | pf_skss_a_from_mw | pf_skss_b_from_mw | pf_skss_c_from_mw | pf_skss_a_to_mw | pf_skss_b_to_mw | pf_skss_c_to_mw | pf_p_a_from_mw | pf_p_b_from_mw | pf_p_c_from_mw | pf_p_a_to_mw | pf_p_b_to_mw | pf_p_c_to_mw | pf_q_a_from_mvar | pf_q_b_from_mvar | pf_q_c_from_mvar | pf_q_a_to_mvar | pf_q_b_to_mvar | pf_q_c_to_mvar | pf_ikss_a_from_degree | pf_ikss_b_from_degree | pf_ikss_c_from_degree | pf_ikss_a_to_degree | pf_ikss_b_to_degree | pf_ikss_c_to_degree | 3xI0 | pf_vm_a_from_pu | pf_vm_b_from_pu | pf_vm_c_from_pu | pf_vm_a_to_pu | pf_vm_b_to_pu | pf_vm_c_to_pu | pf_va_a_from_degree | pf_va_b_from_degree | pf_va_c_from_degree | pf_va_a_to_degree | pf_va_b_to_degree | pf_va_c_to_degree
Line0_1_2 | 0.00014902 | 0.028774 | 0.029783 | 0.0001492 | 0.028774 | 0.029783 | 3.4415e-05 | 0.006645 | 0.006878 | 3.4457e-05 | 0.006645 | 0.006878 | 1.355e-06 | 0.0041745 | 0.0044699 | -1.3561e-06 | -0.0041663 | -0.004461 | 5.3489e-05 | 0.0041761 | 0.0045369 | -5.3553e-05 | -0.0041594 | -0.0045193 | -87.858 | -136.442 | 45.7129 | 92.1419 | 43.5583 | -134.2874 |  | 1.5547 | 0.8886 | 0.92598 | 1.5547 | 0.88595 | 0.92325 | 0.6908 | -91.4307 | 91.1387 | 0.69137 | -91.4889 | 91.0846
Line10_11_12 | 0.00014899 | 0.00014899 | 0.00014899 | 0.00014918 | 0.00014918 | 0.00014918 | 3.4409e-05 | 3.4409e-05 | 3.4409e-05 | 3.4451e-05 | 3.4451e-05 | 3.4451e-05 | 1.3594e-06 | 3.0516e-05 | -3.1857e-05 | -1.3609e-06 | -3.0553e-05 | 3.1897e-05 | 5.3479e-05 | -1.9084e-06 | 5.6034e-07 | -5.3544e-05 | 1.911e-06 | -5.6079e-07 | -87.8529 | -87.853 | -87.8528 | 92.1471 | 92.147 | 92.1472 |  | 1.5547 | 0.88859 | 0.92599 | 1.5547 | 0.88859 | 0.92599 | 0.69103 | -91.4315 | 91.1395 | 0.69114 | -91.432 | 91.1399
Line11_12_13 | 0.00014918 | 0.00014918 | 0.00014918 | 0.00014936 | 0.00014936 | 0.00014936 | 3.4451e-05 | 3.4451e-05 | 3.4451e-05 | 3.4493e-05 | 3.4493e-05 | 3.4493e-05 | 1.358e-06 | 3.0553e-05 | -3.1897e-05 | -1.3596e-06 | -3.0591e-05 | 3.1936e-05 | 5.3544e-05 | -1.9094e-06 | 5.5907e-07 | -5.361e-05 | 1.9119e-06 | -5.5953e-07 | -87.856 | -87.856 | -87.8559 | 92.144 | 92.1439 | 92.144 |  | 1.5547 | 0.88859 | 0.92599 | 1.5547 | 0.88859 | 0.926 | 0.69114 | -91.432 | 91.1399 | 0.69125 | -91.4324 | 91.1403
Line12_13_15 | 0 | 0 | 0 | 0 | 0 | 0 | 0 | 0 | 0 | 0 | 0 | 0 | 3.6842e-09 | -1.1289e-07 | 1.1758e-07 | -5.3337e-09 | 7.5369e-08 | -7.8405e-08 | -1.9748e-07 | 2.0963e-09 | 3.1359e-09 | 1.3172e-07 | 2.3839e-10 | -3.8113e-09 | 0 | 0 | 0 | 0 | 0 | 0 |  | 1.5547 | 0.88859 | 0.926 | 1.5547 | 0.88859 | 0.926 | 0.69125 | -91.4324 | 91.1403 | 0.69125 | -91.4324 | 91.1403
Line13_13_14 | 0.00014991 | 0.00014991 | 0.00014991 | 0.00015009 | 0.00015009 | 0.00015009 | 3.462e-05 | 3.462e-05 | 3.462e-05 | 3.4663e-05 | 3.4663e-05 | 3.4663e-05 | 1.353e-06 | 3.0704e-05 | -3.2054e-05 | -1.3545e-06 | -3.0741e-05 | 3.2093e-05 | 5.3807e-05 | -1.9124e-06 | 5.5467e-07 | -5.3873e-05 | 1.9149e-06 | -5.5512e-07 | -87.8683 | -87.8683 | -87.8683 | 92.1317 | 92.1317 | 92.1317 |  | 1.5547 | 0.88859 | 0.926 | 1.5547 | 0.88858 | 0.926 | 0.69125 | -91.4324 | 91.1403 | 0.69137 | -91.4328 | 91.1407
Line14_15_16 | 0 | 0 | 0 | 0 | 0 | 0 | 0 | 0 | 0 | 0 | 0 | 0 | 2.4562e-09 | -7.526e-08 | 7.8383e-08 | -4.1056e-09 | 3.7739e-08 | -3.9213e-08 | -1.3165e-07 | 1.3975e-09 | 2.0906e-09 | 6.5898e-08 | 9.3716e-10 | -2.766e-09 | 0 | 0 | 0 | 0 | 0 | 0 |  | 1.5547 | 0.88859 | 0.926 | 1.5547 | 0.88859 | 0.926 | 0.69125 | -91.4324 | 91.1403 | 0.69125 | -91.4324 | 91.1403
Line15_16_17 | 0 | 0 | 0 | 0 | 0 | 0 | 0 | 0 | 0 | 0 | 0 | 0 | 1.2281e-09 | -3.763e-08 | 3.9192e-08 | -2.8775e-09 | 1.0941e-10 | -2.1738e-11 | -6.5826e-08 | 6.9877e-10 | 1.0453e-09 | 7.2213e-11 | 1.6359e-09 | -1.7207e-09 | 0 | 0 | 0 | 0 | 0 | 0 |  | 1.5547 | 0.88859 | 0.926 | 1.5547 | 0.88859 | 0.926 | 0.69125 | -91.4324 | 91.1403 | 0.69125 | -91.4324 | 91.1403
Line16_4_18 | 0 | 0 | 0 | 0 | 0 | 0 | 0 | 0 | 0 | 0 | 0 | 0 | 1.229e-09 | -3.7632e-08 | 3.9193e-08 | -2.8777e-09 | 1.0934e-10 | -2.1742e-11 | -6.5829e-08 | 6.9725e-10 | 1.0452e-09 | 7.2178e-11 | 1.636e-09 | -1.7208e-09 | 0 | 0 | 0 | 0 | 0 | 0 |  | 1.5547 | 0.88859 | 0.92599 | 1.5547 | 0.88859 | 0.92599 | 0.69092 | -91.4311 | 91.1391 | 0.69092 | -91.4311 | 91.1391
Line17_5_19 | 0.00014992 | 0.00014992 | 0.00014992 | 0.0001501 | 0.0001501 | 0.0001501 | 3.4622e-05 | 3.4622e-05 | 3.4622e-05 | 3.4664e-05 | 3.4664e-05 | 3.4664e-05 | 1.3524e-06 | 3.0705e-05 | -3.2054e-05 | -1.3539e-06 | -3.0743e-05 | 3.2094e-05 | 5.381e-05 | -1.9112e-06 | 5.5475e-07 | -5.3876e-05 | 1.9137e-06 | -5.552e-07 | -87.8694 | -87.8694 | -87.8694 | 92.1306 | 92.1306 | 92.1306 |  | 1.5547 | 0.88859 | 0.92599 | 1.5547 | 0.88859 | 0.92599 | 0.69092 | -91.4311 | 91.1391 | 0.69103 | -91.4315 | 91.1395
Line1_1_3 | 0.00014863 | 0.00014863 | 0.00014863 | 0.00014881 | 0.00014881 | 0.00014881 | 3.4324e-05 | 3.4324e-05 | 3.4324e-05 | 3.4367e-05 | 3.4366e-05 | 3.4367e-05 | 1.362e-06 | 3.0441e-05 | -3.1779e-05 | -1.3636e-06 | -3.0478e-05 | 3.1818e-05 | 5.3347e-05 | -1.9066e-06 | 5.6287e-07 | -5.3413e-05 | 1.9092e-06 | -5.6333e-07 | -87.8467 | -87.8467 | -87.8466 | 92.1533 | 92.1532 | 92.1534 |  | 1.5547 | 0.8886 | 0.92598 | 1.5547 | 0.88859 | 0.92599 | 0.6908 | -91.4307 | 91.1387 | 0.69092 | -91.4311 | 91.1391
Line2_1_4 | 0.00014973 | 0.00014973 | 0.00014974 | 0.00014992 | 0.00014992 | 0.00014992 | 3.458e-05 | 3.458e-05 | 3.458e-05 | 3.4622e-05 | 3.4622e-05 | 3.4622e-05 | 1.3534e-06 | 3.0668e-05 | -3.2016e-05 | -1.3549e-06 | -3.0706e-05 | 3.2055e-05 | 5.3745e-05 | -1.9101e-06 | 5.5582e-07 | -5.3811e-05 | 1.9127e-06 | -5.5627e-07 | -87.8667 | -87.8667 | -87.8667 | 92.1333 | 92.1333 | 92.1333 |  | 1.5547 | 0.8886 | 0.92598 | 1.5547 | 0.88859 | 0.92599 | 0.6908 | -91.4307 | 91.1387 | 0.69092 | -91.4311 | 91.1391
Line3_1_5 | 0.00014973 | 0.00014973 | 0.00014973 | 0.00014992 | 0.00014992 | 0.00014992 | 3.4579e-05 | 3.4579e-05 | 3.4579e-05 | 3.4622e-05 | 3.4622e-05 | 3.4622e-05 | 1.3537e-06 | 3.0668e-05 | -3.2015e-05 | -1.3552e-06 | -3.0705e-05 | 3.2054e-05 | 5.3744e-05 | -1.9103e-06 | 5.5602e-07 | -5.381e-05 | 1.9128e-06 | -5.5647e-07 | -87.8664 | -87.8664 | -87.8663 | 92.1336 | 92.1336 | 92.1337 |  | 1.5547 | 0.8886 | 0.92598 | 1.5547 | 0.88859 | 0.92599 | 0.6908 | -91.4307 | 91.1387 | 0.69092 | -91.4311 | 91.1391
Line4_2_6 | 0.0001492 | 0.028774 | 0.029783 | 0.00014939 | 0.028774 | 0.029782 | 3.4457e-05 | 0.006645 | 0.006878 | 3.45e-05 | 0.0066451 | 0.006878 | 1.3532e-06 | 0.0041663 | 0.004461 | -1.3543e-06 | -0.0041581 | -0.004452 | 5.3554e-05 | 0.0041594 | 0.0045193 | -5.3618e-05 | -0.0041427 | -0.0045017 | -87.8611 | -136.4417 | 45.7127 | 92.1389 | 43.5585 | -134.2876 |  | 1.5547 | 0.88595 | 0.92325 | 1.5547 | 0.8833 | 0.92052 | 0.69137 | -91.4889 | 91.0846 | 0.69193 | -91.5475 | 91.0302
Line5_6_7 | 0.00014939 | 0.028774 | 0.029782 | 0.00014957 | 0.028774 | 0.029782 | 3.45e-05 | 0.0066451 | 0.006878 | 3.4542e-05 | 0.0066451 | 0.0068779 | 1.3515e-06 | 0.0041581 | 0.004452 | -1.3525e-06 | -0.0041499 | -0.004443 | 5.3618e-05 | 0.0041427 | 0.0045017 | -5.3683e-05 | -0.004126 | -0.0044841 | -87.8642 | -136.4415 | 45.7124 | 92.1358 | 43.5588 | -134.2878 |  | 1.5547 | 0.8833 | 0.92052 | 1.5546 | 0.88065 | 0.91779 | 0.69193 | -91.5475 | 91.0302 | 0.6925 | -91.6064 | 90.9754
Line6_7_8 | 0 | 0.028675 | 0.029886 | 0 | 0.028675 | 0.029886 | 0 | 0.0066222 | 0.0069019 | 0 | 0.0066222 | 0.0069018 | 3.7062e-09 | 0.0041194 | 0.0044749 | -5.3492e-09 | -0.0041113 | -0.0044658 | -1.9751e-07 | 0.004128 | 0.0044834 | 1.3174e-07 | -0.0041114 | -0.0044657 | 0 | -136.6661 | 45.9206 | 0 | 43.3342 | -134.0796 |  | 1.5546 | 0.88065 | 0.91779 | 1.5546 | 0.878 | 0.91506 | 0.6925 | -91.6064 | 90.9754 | 0.69295 | -91.6653 | 90.9199
Line7_8_9 | 0 | 0 | 0 | 0 | 0 | 0 | 0 | 0 | 0 | 0 | 0 | 0 | 1.2362e-09 | -3.7221e-08 | 3.8704e-08 | -2.8768e-09 | 1.4873e-10 | 8.6642e-12 | -6.5836e-08 | 8.4972e-10 | 8.9993e-10 | 7.2385e-11 | 1.6044e-09 | -1.7123e-09 | 0 | 0 | 0 | 0 | 0 | 0 |  | 1.5546 | 0.878 | 0.91506 | 1.5546 | 0.878 | 0.91506 | 0.69295 | -91.6653 | 90.9199 | 0.69295 | -91.6653 | 90.9199
Line8_8_10 | 0 | 0 | 0 | 0 | 0 | 0 | 0 | 0 | 0 | 0 | 0 | 0 | 1.2362e-09 | -3.7221e-08 | 3.8704e-08 | -2.8768e-09 | 1.4873e-10 | 8.6645e-12 | -6.5836e-08 | 8.4972e-10 | 8.9993e-10 | 7.2386e-11 | 1.6044e-09 | -1.7123e-09 | 0 | 0 | 0 | 0 | 0 | 0 |  | 1.5546 | 0.878 | 0.91506 | 1.5546 | 0.878 | 0.91506 | 0.69295 | -91.6653 | 90.9199 | 0.69295 | -91.6653 | 90.9199
Line9_3_11 | 0.00014881 | 0.00014881 | 0.00014881 | 0.00014899 | 0.00014899 | 0.00014899 | 3.4367e-05 | 3.4366e-05 | 3.4367e-05 | 3.4409e-05 | 3.4409e-05 | 3.4409e-05 | 1.3607e-06 | 3.0478e-05 | -3.1818e-05 | -1.3622e-06 | -3.0516e-05 | 3.1857e-05 | 5.3413e-05 | -1.9075e-06 | 5.6161e-07 | -5.3479e-05 | 1.9101e-06 | -5.6206e-07 | -87.8498 | -87.8499 | -87.8497 | 92.1502 | 92.1501 | 92.1503 |  | 1.5547 | 0.88859 | 0.92599 | 1.5547 | 0.88859 | 0.92599 | 0.69092 | -91.4311 | 91.1391 | 0.69103 | -91.4315 | 91.1395

## LLG_max_fault_10
name | pf_ikss_a_from_ka | pf_ikss_b_from_ka | pf_ikss_c_from_ka | pf_ikss_a_to_ka | pf_ikss_b_to_ka | pf_ikss_c_to_ka | pf_skss_a_from_mw | pf_skss_b_from_mw | pf_skss_c_from_mw | pf_skss_a_to_mw | pf_skss_b_to_mw | pf_skss_c_to_mw | pf_p_a_from_mw | pf_p_b_from_mw | pf_p_c_from_mw | pf_p_a_to_mw | pf_p_b_to_mw | pf_p_c_to_mw | pf_q_a_from_mvar | pf_q_b_from_mvar | pf_q_c_from_mvar | pf_q_a_to_mvar | pf_q_b_to_mvar | pf_q_c_to_mvar | pf_ikss_a_from_degree | pf_ikss_b_from_degree | pf_ikss_c_from_degree | pf_ikss_a_to_degree | pf_ikss_b_to_degree | pf_ikss_c_to_degree | 3xI0 | pf_vm_a_from_pu | pf_vm_b_from_pu | pf_vm_c_from_pu | pf_vm_a_to_pu | pf_vm_b_to_pu | pf_vm_c_to_pu | pf_va_a_from_degree | pf_va_b_from_degree | pf_va_c_from_degree | pf_va_a_to_degree | pf_va_b_to_degree | pf_va_c_to_degree
Line0_1_2 | 0.00015612 | 0.03014 | 0.031197 | 0.00015631 | 0.030141 | 0.031197 | 3.6054e-05 | 0.0069606 | 0.0072047 | 3.6098e-05 | 0.0069607 | 0.0072047 | 1.4871e-06 | 0.0045804 | 0.0049046 | -1.4883e-06 | -0.0045714 | -0.0048948 | 5.8704e-05 | 0.0045822 | 0.0049781 | -5.8775e-05 | -0.0045639 | -0.0049588 | -87.858 | -136.4479 | 45.7075 | 92.142 | 43.5524 | -134.2928 |  | 1.6288 | 0.9308 | 0.96996 | 1.6287 | 0.92803 | 0.9671 | 0.69081 | -91.4366 | 91.1333 | 0.69138 | -91.4948 | 91.0792
Line10_11_12 | 0.00015609 | 0.00015609 | 0.00015609 | 0.00015628 | 0.00015628 | 0.00015628 | 3.6047e-05 | 3.6047e-05 | 3.6047e-05 | 3.6092e-05 | 3.6092e-05 | 3.6092e-05 | 1.4919e-06 | 3.3487e-05 | -3.4959e-05 | -1.4936e-06 | -3.3528e-05 | 3.5002e-05 | 5.8693e-05 | -2.0977e-06 | 6.1819e-07 | -5.8765e-05 | 2.1005e-06 | -6.1869e-07 | -87.8529 | -87.853 | -87.8528 | 92.1471 | 92.147 | 92.1472 |  | 1.6287 | 0.9308 | 0.96997 | 1.6287 | 0.93079 | 0.96997 | 0.69104 | -91.4374 | 91.1341 | 0.69115 | -91.4379 | 91.1345
Line11_12_13 | 0.00015628 | 0.00015628 | 0.00015628 | 0.00015647 | 0.00015647 | 0.00015647 | 3.6092e-05 | 3.6092e-05 | 3.6092e-05 | 3.6136e-05 | 3.6136e-05 | 3.6136e-05 | 1.4904e-06 | 3.3528e-05 | -3.5003e-05 | -1.4921e-06 | -3.3569e-05 | 3.5046e-05 | 5.8765e-05 | -2.0987e-06 | 6.168e-07 | -5.8837e-05 | 2.1015e-06 | -6.173e-07 | -87.856 | -87.856 | -87.8559 | 92.144 | 92.1439 | 92.1441 |  | 1.6287 | 0.93079 | 0.96997 | 1.6287 | 0.93079 | 0.96998 | 0.69115 | -91.4379 | 91.1345 | 0.69126 | -91.4383 | 91.1349
Line12_13_15 | 0 | 0 | 0 | 0 | 0 | 0 | 0 | 0 | 0 | 0 | 0 | 0 | 4.0434e-09 | -1.2388e-07 | 1.2902e-07 | -5.8537e-09 | 8.2709e-08 | -8.6039e-08 | -2.1673e-07 | 2.3142e-09 | 3.4301e-09 | 1.4457e-07 | 2.521e-10 | -4.1754e-09 | 0 | 0 | 0 | 0 | 0 | 0 |  | 1.6287 | 0.93079 | 0.96998 | 1.6287 | 0.93079 | 0.96998 | 0.69126 | -91.4383 | 91.1349 | 0.69126 | -91.4383 | 91.1349
Line13_13_14 | 0.00015705 | 0.00015705 | 0.00015705 | 0.00015724 | 0.00015724 | 0.00015724 | 3.6269e-05 | 3.6269e-05 | 3.6269e-05 | 3.6313e-05 | 3.6313e-05 | 3.6313e-05 | 1.4849e-06 | 3.3693e-05 | -3.5175e-05 | -1.4866e-06 | -3.3734e-05 | 3.5218e-05 | 5.9054e-05 | -2.1021e-06 | 6.1198e-07 | -5.9125e-05 | 2.1049e-06 | -6.1248e-07 | -87.8683 | -87.8683 | -87.8683 | 92.1317 | 92.1317 | 92.1317 |  | 1.6287 | 0.93079 | 0.96998 | 1.6287 | 0.93079 | 0.96998 | 0.69126 | -91.4383 | 91.1349 | 0.69137 | -91.4387 | 91.1353
Line14_15_16 | 0 | 0 | 0 | 0 | 0 | 0 | 0 | 0 | 0 | 0 | 0 | 0 | 2.6956e-09 | -8.2589e-08 | 8.6015e-08 | -4.5059e-09 | 4.1415e-08 | -4.3031e-08 | -1.4449e-07 | 1.5428e-09 | 2.2867e-09 | 7.2323e-08 | 1.0235e-09 | -3.032e-09 | 0 | 0 | 0 | 0 | 0 | 0 |  | 1.6287 | 0.93079 | 0.96998 | 1.6287 | 0.93079 | 0.96998 | 0.69126 | -91.4383 | 91.1349 | 0.69126 | -91.4383 | 91.1349
Line15_16_17 | 0 | 0 | 0 | 0 | 0 | 0 | 0 | 0 | 0 | 0 | 0 | 0 | 1.3478e-09 | -4.1294e-08 | 4.3008e-08 | -3.1581e-09 | 1.2062e-10 | -2.3626e-11 | -7.2244e-08 | 7.714e-10 | 1.1434e-09 | 7.9254e-11 | 1.7949e-09 | -1.8886e-09 | 0 | 0 | 0 | 0 | 0 | 0 |  | 1.6287 | 0.93079 | 0.96998 | 1.6287 | 0.93079 | 0.96998 | 0.69126 | -91.4383 | 91.1349 | 0.69126 | -91.4383 | 91.1349
Line16_4_18 | 0 | 0 | 0 | 0 | 0 | 0 | 0 | 0 | 0 | 0 | 0 | 0 | 1.3488e-09 | -4.1296e-08 | 4.3009e-08 | -3.1582e-09 | 1.2055e-10 | -2.3631e-11 | -7.2247e-08 | 7.6972e-10 | 1.1433e-09 | 7.9217e-11 | 1.795e-09 | -1.8887e-09 | 0 | 0 | 0 | 0 | 0 | 0 |  | 1.6288 | 0.9308 | 0.96997 | 1.6288 | 0.9308 | 0.96997 | 0.69092 | -91.437 | 91.1337 | 0.69092 | -91.437 | 91.1337
Line17_5_19 | 0.00015705 | 0.00015705 | 0.00015705 | 0.00015725 | 0.00015725 | 0.00015725 | 3.627e-05 | 3.627e-05 | 3.627e-05 | 3.6315e-05 | 3.6315e-05 | 3.6315e-05 | 1.4842e-06 | 3.3695e-05 | -3.5176e-05 | -1.4859e-06 | -3.3736e-05 | 3.5219e-05 | 5.9057e-05 | -2.1008e-06 | 6.1207e-07 | -5.9128e-05 | 2.1036e-06 | -6.1257e-07 | -87.8694 | -87.8694 | -87.8694 | 92.1306 | 92.1306 | 92.1306 |  | 1.6288 | 0.9308 | 0.96997 | 1.6287 | 0.9308 | 0.96997 | 0.69092 | -91.437 | 91.1337 | 0.69104 | -91.4374 | 91.1341
Line1_1_3 | 0.00015571 | 0.0001557 | 0.00015571 | 0.0001559 | 0.0001559 | 0.0001559 | 3.5959e-05 | 3.5959e-05 | 3.5959e-05 | 3.6003e-05 | 3.6003e-05 | 3.6003e-05 | 1.4948e-06 | 3.3405e-05 | -3.4873e-05 | -1.4965e-06 | -3.3446e-05 | 3.4916e-05 | 5.8549e-05 | -2.0957e-06 | 6.2096e-07 | -5.8621e-05 | 2.0985e-06 | -6.2147e-07 | -87.8467 | -87.8467 | -87.8466 | 92.1533 | 92.1532 | 92.1534 |  | 1.6288 | 0.9308 | 0.96996 | 1.6288 | 0.9308 | 0.96997 | 0.69081 | -91.4366 | 91.1333 | 0.69092 | -91.437 | 91.1337
Line2_1_4 | 0.00015686 | 0.00015686 | 0.00015686 | 0.00015706 | 0.00015706 | 0.00015706 | 3.6226e-05 | 3.6226e-05 | 3.6226e-05 | 3.6271e-05 | 3.6271e-05 | 3.6271e-05 | 1.4853e-06 | 3.3654e-05 | -3.5133e-05 | -1.487e-06 | -3.3695e-05 | 3.5176e-05 | 5.8985e-05 | -2.0996e-06 | 6.1324e-07 | -5.9057e-05 | 2.1024e-06 | -6.1374e-07 | -87.8667 | -87.8667 | -87.8667 | 92.1333 | 92.1333 | 92.1333 |  | 1.6288 | 0.9308 | 0.96996 | 1.6288 | 0.9308 | 0.96997 | 0.69081 | -91.4366 | 91.1333 | 0.69092 | -91.437 | 91.1337
Line3_1_5 | 0.00015686 | 0.00015686 | 0.00015686 | 0.00015705 | 0.00015705 | 0.00015705 | 3.6226e-05 | 3.6226e-05 | 3.6226e-05 | 3.627e-05 | 3.627e-05 | 3.627e-05 | 1.4857e-06 | 3.3654e-05 | -3.5133e-05 | -1.4874e-06 | -3.3695e-05 | 3.5176e-05 | 5.8985e-05 | -2.0997e-06 | 6.1346e-07 | -5.9056e-05 | 2.1026e-06 | -6.1396e-07 | -87.8663 | -87.8664 | -87.8663 | 92.1336 | 92.1336 | 92.1337 |  | 1.6288 | 0.9308 | 0.96996 | 1.6288 | 0.9308 | 0.96997 | 0.69081 | -91.4366 | 91.1333 | 0.69092 | -91.437 | 91.1337
Line4_2_6 | 0.00015631 | 0.030141 | 0.031197 | 0.0001565 | 0.030141 | 0.031197 | 3.6098e-05 | 0.0069607 | 0.0072047 | 3.6142e-05 | 0.0069607 | 0.0072046 | 1.4852e-06 | 0.0045714 | 0.0048948 | -1.4864e-06 | -0.0045625 | -0.004885 | 5.8775e-05 | 0.0045639 | 0.0049588 | -5.8846e-05 | -0.0045456 | -0.0049394 | -87.8611 | -136.4476 | 45.7072 | 92.1389 | 43.5527 | -134.293 |  | 1.6287 | 0.92803 | 0.9671 | 1.6287 | 0.92525 | 0.96424 | 0.69138 | -91.4948 | 91.0792 | 0.69194 | -91.5534 | 91.0248
Line5_6_7 | 0.0001565 | 0.030141 | 0.031197 | 0.00015669 | 0.030141 | 0.031197 | 3.6142e-05 | 0.0069607 | 0.0072046 | 3.6187e-05 | 0.0069607 | 0.0072046 | 1.4832e-06 | 0.0045625 | 0.004885 | -1.4844e-06 | -0.0045535 | -0.0048751 | 5.8846e-05 | 0.0045456 | 0.0049394 | -5.8917e-05 | -0.0045273 | -0.0049201 | -87.8642 | -136.4473 | 45.707 | 92.1358 | 43.5529 | -134.2933 |  | 1.6287 | 0.92525 | 0.96424 | 1.6287 | 0.92247 | 0.96138 | 0.69194 | -91.5534 | 91.0248 | 0.69251 | -91.6123 | 90.97
Line6_7_8 | 0 | 0.030037 | 0.031305 | 0 | 0.030037 | 0.031305 | 0 | 0.0069367 | 0.0072297 | 0 | 0.0069368 | 0.0072297 | 4.0676e-09 | 0.00452 | 0.00491 | -5.8706e-09 | -0.0045111 | -0.0049001 | -2.1677e-07 | 0.0045295 | 0.0049194 | 1.4459e-07 | -0.0045112 | -0.0049 | 0 | -136.672 | 45.9153 | 0 | 43.3283 | -134.085 |  | 1.6287 | 0.92247 | 0.96138 | 1.6286 | 0.9197 | 0.95852 | 0.69251 | -91.6123 | 90.97 | 0.69296 | -91.6712 | 90.9145
Line7_8_9 | 0 | 0 | 0 | 0 | 0 | 0 | 0 | 0 | 0 | 0 | 0 | 0 | 1.3567e-09 | -4.0846e-08 | 4.2473e-08 | -3.1573e-09 | 1.6376e-10 | 9.7273e-12 | -7.2255e-08 | 9.3699e-10 | 9.8389e-10 | 7.9445e-11 | 1.7603e-09 | -1.8793e-09 | 0 | 0 | 0 | 0 | 0 | 0 |  | 1.6286 | 0.9197 | 0.95852 | 1.6286 | 0.9197 | 0.95852 | 0.69296 | -91.6712 | 90.9145 | 0.69296 | -91.6712 | 90.9145
Line8_8_10 | 0 | 0 | 0 | 0 | 0 | 0 | 0 | 0 | 0 | 0 | 0 | 0 | 1.3567e-09 | -4.0846e-08 | 4.2473e-08 | -3.1573e-09 | 1.6376e-10 | 9.7276e-12 | -7.2255e-08 | 9.3699e-10 | 9.8389e-10 | 7.9444e-11 | 1.7603e-09 | -1.8793e-09 | 0 | 0 | 0 | 0 | 0 | 0 |  | 1.6286 | 0.9197 | 0.95852 | 1.6286 | 0.9197 | 0.95852 | 0.69296 | -91.6712 | 90.9145 | 0.69296 | -91.6712 | 90.9145
Line9_3_11 | 0.0001559 | 0.0001559 | 0.0001559 | 0.00015609 | 0.00015609 | 0.00015609 | 3.6003e-05 | 3.6003e-05 | 3.6003e-05 | 3.6047e-05 | 3.6047e-05 | 3.6047e-05 | 1.4934e-06 | 3.3446e-05 | -3.4916e-05 | -1.4951e-06 | -3.3487e-05 | 3.4959e-05 | 5.8621e-05 | -2.0967e-06 | 6.1958e-07 | -5.8693e-05 | 2.0995e-06 | -6.2008e-07 | -87.8498 | -87.8499 | -87.8497 | 92.1502 | 92.1501 | 92.1503 |  | 1.6288 | 0.9308 | 0.96997 | 1.6287 | 0.9308 | 0.96997 | 0.69092 | -91.437 | 91.1337 | 0.69104 | -91.4374 | 91.1341

## LLG_min_6
name | pf_ikss_a_from_ka | pf_ikss_b_from_ka | pf_ikss_c_from_ka | pf_ikss_a_to_ka | pf_ikss_b_to_ka | pf_ikss_c_to_ka | pf_skss_a_from_mw | pf_skss_b_from_mw | pf_skss_c_from_mw | pf_skss_a_to_mw | pf_skss_b_to_mw | pf_skss_c_to_mw | pf_p_a_from_mw | pf_p_b_from_mw | pf_p_c_from_mw | pf_p_a_to_mw | pf_p_b_to_mw | pf_p_c_to_mw | pf_q_a_from_mvar | pf_q_b_from_mvar | pf_q_c_from_mvar | pf_q_a_to_mvar | pf_q_b_to_mvar | pf_q_c_to_mvar | pf_ikss_a_from_degree | pf_ikss_b_from_degree | pf_ikss_c_from_degree | pf_ikss_a_to_degree | pf_ikss_b_to_degree | pf_ikss_c_to_degree | 3xI0 | pf_vm_a_from_pu | pf_vm_b_from_pu | pf_vm_c_from_pu | pf_vm_a_to_pu | pf_vm_b_to_pu | pf_vm_c_to_pu | pf_va_a_from_degree | pf_va_b_from_degree | pf_va_c_from_degree | pf_va_a_to_degree | pf_va_b_to_degree | pf_va_c_to_degree
Line0_1_2 | 0.0001401 | 1.4546 | 1.4554 | 0.00014027 | 1.4546 | 1.4554 | 3.2355e-05 | 0.33592 | 0.33611 | 3.2395e-05 | 0.33592 | 0.33611 | 2.0726e-08 | 0.16248 | 0.16268 | -1.9793e-08 | -0.12186 | -0.12201 | 4.6097e-05 | 0.16929 | 0.16943 | -4.6153e-05 | -0.12697 | -0.12707 | -89.9671 | -142.8948 | 37.1493 | 90.0328 | 37.1052 | -142.8507 |  | 1.4247 | 0.69854 | 0.69883 | 1.4247 | 0.5239 | 0.52412 | 0.007094 | -96.7196 | 83.3124 | 0.0082663 | -96.7198 | 83.3126
Line10_11_12 | 0.00014008 | 0.00014006 | 0.00014009 | 0.00014025 | 0.00014024 | 0.00014026 | 3.2349e-05 | 3.2346e-05 | 3.2352e-05 | 3.2389e-05 | 3.2386e-05 | 3.2392e-05 | 2.8282e-08 | 2.2438e-05 | -2.2453e-05 | -2.8108e-08 | -2.2465e-05 | 2.2481e-05 | 4.6089e-05 | -2.6597e-06 | 2.6505e-06 | -4.6145e-05 | 2.6632e-06 | -2.6535e-06 | -89.9573 | -89.9605 | -89.9541 | 90.0427 | 90.0395 | 90.0459 |  | 1.4247 | 0.69853 | 0.69884 | 1.4247 | 0.69852 | 0.69885 | 0.0075614 | -96.7207 | 83.3135 | 0.0077956 | -96.7212 | 83.314
Line11_12_13 | 0.00014025 | 0.00014024 | 0.00014026 | 0.00014042 | 0.00014041 | 0.00014043 | 3.2389e-05 | 3.2387e-05 | 3.2391e-05 | 3.2429e-05 | 3.2426e-05 | 3.2431e-05 | 2.5628e-08 | 2.2466e-05 | -2.2481e-05 | -2.5454e-08 | -2.2493e-05 | 2.2508e-05 | 4.6145e-05 | -2.6622e-06 | 2.6521e-06 | -4.6202e-05 | 2.6657e-06 | -2.6551e-06 | -89.9604 | -89.963 | -89.9577 | 90.0396 | 90.037 | 90.0422 |  | 1.4247 | 0.69852 | 0.69885 | 1.4247 | 0.69852 | 0.69885 | 0.0077956 | -96.7212 | 83.314 | 0.0080301 | -96.7218 | 83.3146
Line12_13_15 | 0 | 0 | 0 | 0 | 0 | 0 | 0 | 0 | 0 | 0 | 0 | 0 | 7.3937e-09 | -8.411e-08 | 8.2334e-08 | -7.409e-09 | 5.6519e-08 | -5.4728e-08 | -1.7e-07 | 6.905e-09 | -5.379e-09 | 1.1334e-07 | -3.6418e-09 | 2.1317e-09 | 0 | 0 | 0 | 0 | 0 | 0 |  | 1.4247 | 0.69852 | 0.69885 | 1.4247 | 0.69852 | 0.69885 | 0.0080301 | -96.7218 | 83.3146 | 0.0080293 | -96.7218 | 83.3146
Line13_13_14 | 0.00014094 | 0.00014094 | 0.00014094 | 0.00014111 | 0.00014111 | 0.00014111 | 3.2548e-05 | 3.2548e-05 | 3.2549e-05 | 3.2588e-05 | 3.2587e-05 | 3.2588e-05 | 1.558e-08 | 2.2577e-05 | -2.2591e-05 | -1.5405e-08 | -2.2605e-05 | 2.2618e-05 | 4.6372e-05 | -2.6716e-06 | 2.6591e-06 | -4.6428e-05 | 2.6751e-06 | -2.6621e-06 | -89.9727 | -89.9732 | -89.9722 | 90.0273 | 90.0268 | 90.0278 |  | 1.4247 | 0.69852 | 0.69885 | 1.4247 | 0.69851 | 0.69886 | 0.0080301 | -96.7218 | 83.3146 | 0.0082657 | -96.7223 | 83.3151
Line14_15_16 | 0 | 0 | 0 | 0 | 0 | 0 | 0 | 0 | 0 | 0 | 0 | 0 | 4.9291e-09 | -5.6073e-08 | 5.4889e-08 | -4.9444e-09 | 2.8483e-08 | -2.7283e-08 | -1.1334e-07 | 4.6034e-09 | -3.586e-09 | 5.6668e-08 | -1.3401e-09 | 3.3867e-10 | 0 | 0 | 0 | 0 | 0 | 0 |  | 1.4247 | 0.69852 | 0.69885 | 1.4247 | 0.69852 | 0.69885 | 0.0080293 | -96.7218 | 83.3146 | 0.0080288 | -96.7218 | 83.3146
Line15_16_17 | 0 | 0 | 0 | 0 | 0 | 0 | 0 | 0 | 0 | 0 | 0 | 0 | 2.4646e-09 | -2.8037e-08 | 2.7445e-08 | -2.4799e-09 | 4.4604e-10 | 1.6139e-10 | -5.6668e-08 | 2.3017e-09 | -1.793e-09 | 6.9556e-13 | 9.6158e-10 | -1.4543e-09 | 0 | 0 | 0 | 0 | 0 | 0 |  | 1.4247 | 0.69852 | 0.69885 | 1.4247 | 0.69852 | 0.69885 | 0.0080288 | -96.7218 | 83.3146 | 0.0080287 | -96.7218 | 83.3146
Line16_4_18 | 0 | 0 | 0 | 0 | 0 | 0 | 0 | 0 | 0 | 0 | 0 | 0 | 2.4661e-09 | -2.8038e-08 | 2.7445e-08 | -2.48e-09 | 4.4598e-10 | 1.6138e-10 | -5.667e-08 | 2.3e-09 | -1.7928e-09 | 6.3514e-13 | 9.6166e-10 | -1.4543e-09 | 0 | 0 | 0 | 0 | 0 | 0 |  | 1.4247 | 0.69853 | 0.69884 | 1.4247 | 0.69853 | 0.69884 | 0.0073294 | -96.7201 | 83.3129 | 0.0073292 | -96.7201 | 83.3129
Line17_5_19 | 0.00014094 | 0.00014094 | 0.00014094 | 0.00014111 | 0.00014111 | 0.00014112 | 3.2549e-05 | 3.2549e-05 | 3.255e-05 | 3.2589e-05 | 3.2589e-05 | 3.259e-05 | 1.4446e-08 | 2.2579e-05 | -2.2591e-05 | -1.4269e-08 | -2.2606e-05 | 2.2619e-05 | 4.6374e-05 | -2.6703e-06 | 2.6589e-06 | -4.643e-05 | 2.6738e-06 | -2.662e-06 | -89.9748 | -89.9753 | -89.9743 | 90.0252 | 90.0246 | 90.0257 |  | 1.4247 | 0.69853 | 0.69884 | 1.4247 | 0.69853 | 0.69884 | 0.0073294 | -96.7201 | 83.3129 | 0.0075651 | -96.7207 | 83.3135
Line1_1_3 | 0.00013973 | 0.00013972 | 0.00013975 | 0.0001399 | 0.00013989 | 0.00013992 | 3.227e-05 | 3.2266e-05 | 3.2273e-05 | 3.2309e-05 | 3.2306e-05 | 3.2313e-05 | 3.359e-08 | 2.2382e-05 | -2.2398e-05 | -3.3416e-08 | -2.2409e-05 | 2.2426e-05 | 4.5976e-05 | -2.6547e-06 | 2.6473e-06 | -4.6032e-05 | 2.6582e-06 | -2.6504e-06 | -89.951 | -89.9553 | -89.9468 | 90.0489 | 90.0447 | 90.0532 |  | 1.4247 | 0.69854 | 0.69883 | 1.4247 | 0.69853 | 0.69884 | 0.007094 | -96.7196 | 83.3124 | 0.0073276 | -96.7201 | 83.3129
Line2_1_4 | 0.00014077 | 0.00014077 | 0.00014078 | 0.00014094 | 0.00014094 | 0.00014095 | 3.251e-05 | 3.2509e-05 | 3.2511e-05 | 3.255e-05 | 3.2549e-05 | 3.2551e-05 | 1.653e-08 | 2.2551e-05 | -2.2564e-05 | -1.6353e-08 | -2.2579e-05 | 2.2591e-05 | 4.6318e-05 | -2.6676e-06 | 2.6571e-06 | -4.6375e-05 | 2.671e-06 | -2.6601e-06 | -89.9725 | -89.9735 | -89.9714 | 90.0275 | 90.0265 | 90.0286 |  | 1.4247 | 0.69854 | 0.69883 | 1.4247 | 0.69853 | 0.69884 | 0.007094 | -96.7196 | 83.3124 | 0.0073294 | -96.7201 | 83.3129
Line3_1_5 | 0.00014077 | 0.00014077 | 0.00014077 | 0.00014094 | 0.00014094 | 0.00014095 | 3.251e-05 | 3.2509e-05 | 3.251e-05 | 3.2549e-05 | 3.2548e-05 | 3.255e-05 | 1.7103e-08 | 2.2551e-05 | -2.2563e-05 | -1.6926e-08 | -2.2579e-05 | 2.2591e-05 | 4.6317e-05 | -2.6678e-06 | 2.6573e-06 | -4.6374e-05 | 2.6713e-06 | -2.6604e-06 | -89.9717 | -89.9728 | -89.9707 | 90.0282 | 90.0272 | 90.0293 |  | 1.4247 | 0.69854 | 0.69883 | 1.4247 | 0.69853 | 0.69884 | 0.007094 | -96.7196 | 83.3124 | 0.0073294 | -96.7201 | 83.3129
Line4_2_6 | 0.00014027 | 1.4546 | 1.4554 | 0.00014045 | 1.4546 | 1.4554 | 3.2395e-05 | 0.33592 | 0.33611 | 3.2435e-05 | 0.33592 | 0.33611 | 1.7314e-08 | 0.12186 | 0.12201 | -1.6377e-08 | -0.081242 | -0.081341 | 4.6153e-05 | 0.12697 | 0.12707 | -4.6209e-05 | -0.084644 | -0.084714 | -89.9702 | -142.8948 | 37.1493 | 90.0297 | 37.1052 | -142.8507 |  | 1.4247 | 0.5239 | 0.52412 | 1.4247 | 0.34927 | 0.34942 | 0.0082663 | -96.7198 | 83.3126 | 0.0094388 | -96.7201 | 83.3129
Line5_6_7 | 0.00014045 | 1.4546 | 1.4554 | 0.00014062 | 1.4546 | 1.4554 | 3.2435e-05 | 0.33592 | 0.33611 | 3.2474e-05 | 0.33592 | 0.33611 | 1.3897e-08 | 0.081242 | 0.081341 | -1.2956e-08 | -0.040621 | -0.04067 | 4.6209e-05 | 0.084644 | 0.084714 | -4.6264e-05 | -0.04232 | -0.042359 | -89.9733 | -142.8948 | 37.1493 | 90.0267 | 37.1052 | -142.8507 |  | 1.4247 | 0.34927 | 0.34942 | 1.4246 | 0.17463 | 0.17471 | 0.0094388 | -96.7201 | 83.3129 | 0.010612 | -96.7212 | 83.3141
Line6_7_8 | 0 | 1.4545 | 1.4555 | 0 | 1.4545 | 1.4555 | 0 | 0.3359 | 0.33613 | 0 | 0.3359 | 0.33613 | 7.4336e-09 | 0.040616 | 0.040676 | -7.4377e-09 | -1.0807e-12 | 1.0881e-12 | -1.7003e-07 | 0.042321 | 0.042358 | 1.1335e-07 | -2.9434e-12 | 2.9238e-12 | 0 | -142.8992 | 37.1537 | 0 | 37.1008 | -142.8463 |  | 1.4246 | 0.17463 | 0.17471 | 1.4246 | 0 | 0 | 0.010612 | -96.7212 | 83.3141 | 0.011549 | 0 | 0
Line7_8_9 | 0 | 0 | 0 | 0 | 0 | 0 | 0 | 0 | 0 | 0 | 0 | 0 | 2.4792e-09 | -3.7748e-19 | -3.2214e-19 | -2.4792e-09 | 7.1612e-18 | -1.252e-17 | -5.6677e-08 | -1.3189e-19 | -1.137e-19 | 1.0001e-12 | 2.2438e-17 | -1.975e-18 | 0 | 0 | 0 | 0 | 0 | 0 |  | 1.4246 | 0 | 0 | 1.4246 | 0 | 0 | 0.011549 | 0 | 0 | 0.011549 | 0 | 0
Line8_8_10 | 0 | 0 | 0 | 0 | 0 | 0 | 0 | 0 | 0 | 0 | 0 | 0 | 2.4792e-09 | -3.7748e-19 | -3.2214e-19 | -2.4792e-09 | 7.1612e-18 | -1.252e-17 | -5.6677e-08 | -1.3189e-19 | -1.137e-19 | 1.0006e-12 | 2.2438e-17 | -1.975e-18 | 0 | 0 | 0 | 0 | 0 | 0 |  | 1.4246 | 0 | 0 | 1.4246 | 0 | 0 | 0.011549 | 0 | 0 | 0.011549 | 0 | 0
Line9_3_11 | 0.0001399 | 0.00013989 | 0.00013992 | 0.00014008 | 0.00014006 | 0.00014009 | 3.2309e-05 | 3.2306e-05 | 3.2313e-05 | 3.2349e-05 | 3.2346e-05 | 3.2352e-05 | 3.0936e-08 | 2.241e-05 | -2.2425e-05 | -3.0762e-08 | -2.2437e-05 | 2.2453e-05 | 4.6032e-05 | -2.6572e-06 | 2.6489e-06 | -4.6089e-05 | 2.6607e-06 | -2.652e-06 | -89.9542 | -89.9579 | -89.9505 | 90.0458 | 90.0421 | 90.0495 |  | 1.4247 | 0.69853 | 0.69884 | 1.4247 | 0.69853 | 0.69884 | 0.0073276 | -96.7201 | 83.3129 | 0.0075614 | -96.7207 | 83.3135

## LLG_min_10
name | pf_ikss_a_from_ka | pf_ikss_b_from_ka | pf_ikss_c_from_ka | pf_ikss_a_to_ka | pf_ikss_b_to_ka | pf_ikss_c_to_ka | pf_skss_a_from_mw | pf_skss_b_from_mw | pf_skss_c_from_mw | pf_skss_a_to_mw | pf_skss_b_to_mw | pf_skss_c_to_mw | pf_p_a_from_mw | pf_p_b_from_mw | pf_p_c_from_mw | pf_p_a_to_mw | pf_p_b_to_mw | pf_p_c_to_mw | pf_q_a_from_mvar | pf_q_b_from_mvar | pf_q_c_from_mvar | pf_q_a_to_mvar | pf_q_b_to_mvar | pf_q_c_to_mvar | pf_ikss_a_from_degree | pf_ikss_b_from_degree | pf_ikss_c_from_degree | pf_ikss_a_to_degree | pf_ikss_b_to_degree | pf_ikss_c_to_degree | 3xI0 | pf_vm_a_from_pu | pf_vm_b_from_pu | pf_vm_c_from_pu | pf_vm_a_to_pu | pf_vm_b_to_pu | pf_vm_c_to_pu | pf_va_a_from_degree | pf_va_b_from_degree | pf_va_c_from_degree | pf_va_a_to_degree | pf_va_b_to_degree | pf_va_c_to_degree
Line0_1_2 | 0.00013273 | 1.378 | 1.3788 | 0.00013289 | 1.378 | 1.3788 | 3.0652e-05 | 0.31824 | 0.31842 | 3.069e-05 | 0.31824 | 0.31842 | 1.8601e-08 | 0.14583 | 0.14601 | -1.7765e-08 | -0.10937 | -0.10951 | 4.1373e-05 | 0.15194 | 0.15206 | -4.1423e-05 | -0.11395 | -0.11405 | -89.9671 | -142.8948 | 37.1493 | 90.0328 | 37.1052 | -142.8507 |  | 1.3497 | 0.66177 | 0.66205 | 1.3497 | 0.49633 | 0.49654 | 0.007094 | -96.7196 | 83.3124 | 0.0082663 | -96.7198 | 83.3126
Line10_11_12 | 0.0001327 | 0.00013269 | 0.00013272 | 0.00013287 | 0.00013286 | 0.00013288 | 3.0647e-05 | 3.0644e-05 | 3.0649e-05 | 3.0684e-05 | 3.0682e-05 | 3.0687e-05 | 2.5383e-08 | 2.0138e-05 | -2.0152e-05 | -2.5227e-08 | -2.0163e-05 | 2.0177e-05 | 4.1365e-05 | -2.3871e-06 | 2.3788e-06 | -4.1416e-05 | 2.3902e-06 | -2.3816e-06 | -89.9573 | -89.9605 | -89.9541 | 90.0427 | 90.0395 | 90.0459 |  | 1.3497 | 0.66176 | 0.66206 | 1.3497 | 0.66176 | 0.66206 | 0.0075614 | -96.7207 | 83.3135 | 0.0077956 | -96.7212 | 83.314
Line11_12_13 | 0.00013287 | 0.00013286 | 0.00013288 | 0.00013303 | 0.00013302 | 0.00013304 | 3.0684e-05 | 3.0682e-05 | 3.0687e-05 | 3.0722e-05 | 3.072e-05 | 3.0724e-05 | 2.3001e-08 | 2.0163e-05 | -2.0177e-05 | -2.2845e-08 | -2.0188e-05 | 2.0201e-05 | 4.1416e-05 | -2.3894e-06 | 2.3803e-06 | -4.1466e-05 | 2.3925e-06 | -2.383e-06 | -89.9604 | -89.963 | -89.9577 | 90.0396 | 90.037 | 90.0422 |  | 1.3497 | 0.66176 | 0.66206 | 1.3497 | 0.66175 | 0.66207 | 0.0077956 | -96.7212 | 83.314 | 0.0080301 | -96.7218 | 83.3146
Line12_13_15 | 0 | 0 | 0 | 0 | 0 | 0 | 0 | 0 | 0 | 0 | 0 | 0 | 6.6359e-09 | -7.5489e-08 | 7.3895e-08 | -6.6496e-09 | 5.0727e-08 | -4.9118e-08 | -1.5258e-07 | 6.1973e-09 | -4.8276e-09 | 1.0172e-07 | -3.2685e-09 | 1.9132e-09 | 0 | 0 | 0 | 0 | 0 | 0 |  | 1.3497 | 0.66175 | 0.66207 | 1.3497 | 0.66175 | 0.66207 | 0.0080301 | -96.7218 | 83.3146 | 0.0080293 | -96.7218 | 83.3146
Line13_13_14 | 0.00013352 | 0.00013352 | 0.00013352 | 0.00013368 | 0.00013368 | 0.00013368 | 3.0835e-05 | 3.0835e-05 | 3.0835e-05 | 3.0873e-05 | 3.0872e-05 | 3.0873e-05 | 1.3983e-08 | 2.0263e-05 | -2.0275e-05 | -1.3826e-08 | -2.0288e-05 | 2.03e-05 | 4.1619e-05 | -2.3978e-06 | 2.3865e-06 | -4.167e-05 | 2.4009e-06 | -2.3893e-06 | -89.9727 | -89.9732 | -89.9722 | 90.0273 | 90.0268 | 90.0278 |  | 1.3497 | 0.66175 | 0.66207 | 1.3497 | 0.66175 | 0.66207 | 0.0080301 | -96.7218 | 83.3146 | 0.0082657 | -96.7223 | 83.3151
Line14_15_16 | 0 | 0 | 0 | 0 | 0 | 0 | 0 | 0 | 0 | 0 | 0 | 0 | 4.4239e-09 | -5.0326e-08 | 4.9263e-08 | -4.4377e-09 | 2.5563e-08 | -2.4487e-08 | -1.0172e-07 | 4.1315e-09 | -3.2184e-09 | 5.086e-08 | -1.2028e-09 | 3.0395e-10 | 0 | 0 | 0 | 0 | 0 | 0 |  | 1.3497 | 0.66175 | 0.66207 | 1.3497 | 0.66175 | 0.66207 | 0.0080293 | -96.7218 | 83.3146 | 0.0080288 | -96.7218 | 83.3146
Line15_16_17 | 0 | 0 | 0 | 0 | 0 | 0 | 0 | 0 | 0 | 0 | 0 | 0 | 2.212e-09 | -2.5163e-08 | 2.4632e-08 | -2.2257e-09 | 4.0032e-10 | 1.4484e-10 | -5.0859e-08 | 2.0658e-09 | -1.6092e-09 | 6.2423e-13 | 8.6302e-10 | -1.3053e-09 | 0 | 0 | 0 | 0 | 0 | 0 |  | 1.3497 | 0.66175 | 0.66207 | 1.3497 | 0.66175 | 0.66207 | 0.0080288 | -96.7218 | 83.3146 | 0.0080287 | -96.7218 | 83.3146
Line16_4_18 | 0 | 0 | 0 | 0 | 0 | 0 | 0 | 0 | 0 | 0 | 0 | 0 | 2.2133e-09 | -2.5165e-08 | 2.4632e-08 | -2.2258e-09 | 4.0027e-10 | 1.4484e-10 | -5.0862e-08 | 2.0643e-09 | -1.609e-09 | 5.7013e-13 | 8.631e-10 | -1.3053e-09 | 0 | 0 | 0 | 0 | 0 | 0 |  | 1.3497 | 0.66177 | 0.66205 | 1.3497 | 0.66177 | 0.66205 | 0.0073294 | -96.7201 | 83.3129 | 0.0073292 | -96.7201 | 83.3129
Line17_5_19 | 0.00013352 | 0.00013352 | 0.00013353 | 0.00013369 | 0.00013369 | 0.00013369 | 3.0836e-05 | 3.0836e-05 | 3.0837e-05 | 3.0874e-05 | 3.0873e-05 | 3.0874e-05 | 1.2965e-08 | 2.0265e-05 | -2.0276e-05 | -1.2807e-08 | -2.0289e-05 | 2.0301e-05 | 4.1621e-05 | -2.3966e-06 | 2.3864e-06 | -4.1672e-05 | 2.3997e-06 | -2.3891e-06 | -89.9748 | -89.9753 | -89.9743 | 90.0252 | 90.0246 | 90.0257 |  | 1.3497 | 0.66177 | 0.66205 | 1.3497 | 0.66176 | 0.66206 | 0.0073294 | -96.7201 | 83.3129 | 0.0075651 | -96.7207 | 83.3135
Line1_1_3 | 0.00013238 | 0.00013236 | 0.00013239 | 0.00013254 | 0.00013252 | 0.00013256 | 3.0571e-05 | 3.0568e-05 | 3.0575e-05 | 3.0609e-05 | 3.0605e-05 | 3.0613e-05 | 3.0147e-08 | 2.0088e-05 | -2.0102e-05 | -2.9991e-08 | -2.0113e-05 | 2.0127e-05 | 4.1264e-05 | -2.3826e-06 | 2.376e-06 | -4.1314e-05 | 2.3857e-06 | -2.3787e-06 | -89.951 | -89.9553 | -89.9468 | 90.0489 | 90.0447 | 90.0532 |  | 1.3497 | 0.66177 | 0.66205 | 1.3497 | 0.66177 | 0.66205 | 0.007094 | -96.7196 | 83.3124 | 0.0073276 | -96.7201 | 83.3129
Line2_1_4 | 0.00013336 | 0.00013336 | 0.00013337 | 0.00013353 | 0.00013352 | 0.00013353 | 3.0799e-05 | 3.0798e-05 | 3.08e-05 | 3.0837e-05 | 3.0836e-05 | 3.0837e-05 | 1.4836e-08 | 2.024e-05 | -2.0251e-05 | -1.4677e-08 | -2.0265e-05 | 2.0276e-05 | 4.1571e-05 | -2.3942e-06 | 2.3848e-06 | -4.1621e-05 | 2.3973e-06 | -2.3875e-06 | -89.9725 | -89.9735 | -89.9714 | 90.0275 | 90.0265 | 90.0286 |  | 1.3497 | 0.66177 | 0.66205 | 1.3497 | 0.66177 | 0.66205 | 0.007094 | -96.7196 | 83.3124 | 0.0073294 | -96.7201 | 83.3129
Line3_1_5 | 0.00013336 | 0.00013336 | 0.00013337 | 0.00013352 | 0.00013352 | 0.00013353 | 3.0799e-05 | 3.0798e-05 | 3.0799e-05 | 3.0836e-05 | 3.0835e-05 | 3.0837e-05 | 1.535e-08 | 2.024e-05 | -2.0251e-05 | -1.5191e-08 | -2.0264e-05 | 2.0276e-05 | 4.157e-05 | -2.3944e-06 | 2.385e-06 | -4.1621e-05 | 2.3975e-06 | -2.3877e-06 | -89.9717 | -89.9728 | -89.9707 | 90.0282 | 90.0272 | 90.0293 |  | 1.3497 | 0.66177 | 0.66205 | 1.3497 | 0.66177 | 0.66205 | 0.007094 | -96.7196 | 83.3124 | 0.0073294 | -96.7201 | 83.3129
Line4_2_6 | 0.00013289 | 1.378 | 1.3788 | 0.00013305 | 1.378 | 1.3788 | 3.069e-05 | 0.31824 | 0.31842 | 3.0727e-05 | 0.31824 | 0.31842 | 1.5539e-08 | 0.10937 | 0.10951 | -1.4698e-08 | -0.072916 | -0.073004 | 4.1423e-05 | 0.11395 | 0.11405 | -4.1473e-05 | -0.075968 | -0.076032 | -89.9702 | -142.8948 | 37.1493 | 90.0297 | 37.1052 | -142.8507 |  | 1.3497 | 0.49633 | 0.49654 | 1.3497 | 0.33088 | 0.33103 | 0.0082663 | -96.7198 | 83.3126 | 0.0094388 | -96.7201 | 83.3129
Line5_6_7 | 0.00013305 | 1.378 | 1.3788 | 0.00013322 | 1.378 | 1.3788 | 3.0727e-05 | 0.31824 | 0.31842 | 3.0765e-05 | 0.31824 | 0.31842 | 1.2473e-08 | 0.072916 | 0.073004 | -1.1628e-08 | -0.036458 | -0.036502 | 4.1473e-05 | 0.075968 | 0.076032 | -4.1523e-05 | -0.037983 | -0.038017 | -89.9733 | -142.8948 | 37.1493 | 90.0267 | 37.1052 | -142.8507 |  | 1.3497 | 0.33088 | 0.33103 | 1.3497 | 0.16544 | 0.16552 | 0.0094388 | -96.7201 | 83.3129 | 0.010612 | -96.7212 | 83.3141
Line6_7_8 | 0 | 1.3779 | 1.3789 | 0 | 1.3779 | 1.3789 | 0 | 0.31822 | 0.31844 | 0 | 0.31822 | 0.31844 | 6.6717e-09 | 0.036453 | 0.036507 | -6.6754e-09 | -9.0455e-13 | 9.1118e-13 | -1.526e-07 | 0.037984 | 0.038017 | 1.0174e-07 | -2.6155e-12 | 2.5979e-12 | 0 | -142.8992 | 37.1537 | 0 | 37.1008 | -142.8463 |  | 1.3497 | 0.16544 | 0.16552 | 1.3496 | 0 | 0 | 0.010612 | -96.7212 | 83.3141 | 0.011549 | 0 | 0
Line7_8_9 | 0 | 0 | 0 | 0 | 0 | 0 | 0 | 0 | 0 | 0 | 0 | 0 | 2.2251e-09 | -3.3091e-19 | -2.8232e-19 | -2.2251e-09 | 6.4265e-18 | -1.1236e-17 | -5.0868e-08 | -1.2269e-19 | -1.057e-19 | 8.9735e-13 | 2.0139e-17 | -1.7733e-18 | 0 | 0 | 0 | 0 | 0 | 0 |  | 1.3496 | 0 | 0 | 1.3496 | 0 | 0 | 0.011549 | 0 | 0 | 0.011549 | 0 | 0
Line8_8_10 | 0 | 0 | 0 | 0 | 0 | 0 | 0 | 0 | 0 | 0 | 0 | 0 | 2.2251e-09 | -3.3091e-19 | -2.8232e-19 | -2.2251e-09 | 6.4265e-18 | -1.1236e-17 | -5.0868e-08 | -1.2269e-19 | -1.057e-19 | 8.9785e-13 | 2.0139e-17 | -1.7733e-18 | 0 | 0 | 0 | 0 | 0 | 0 |  | 1.3496 | 0 | 0 | 1.3496 | 0 | 0 | 0.011549 | 0 | 0 | 0.011549 | 0 | 0
Line9_3_11 | 0.00013254 | 0.00013253 | 0.00013255 | 0.0001327 | 0.00013269 | 0.00013272 | 3.0609e-05 | 3.0606e-05 | 3.0612e-05 | 3.0647e-05 | 3.0643e-05 | 3.065e-05 | 2.7765e-08 | 2.0113e-05 | -2.0127e-05 | -2.7609e-08 | -2.0138e-05 | 2.0152e-05 | 4.1314e-05 | -2.3849e-06 | 2.3774e-06 | -4.1365e-05 | 2.388e-06 | -2.3801e-06 | -89.9542 | -89.9579 | -89.9505 | 90.0458 | 90.0421 | 90.0495 |  | 1.3497 | 0.66177 | 0.66205 | 1.3497 | 0.66176 | 0.66206 | 0.0073276 | -96.7201 | 83.3129 | 0.0075614 | -96.7207 | 83.3135

## LLG_min_fault_6
name | pf_ikss_a_from_ka | pf_ikss_b_from_ka | pf_ikss_c_from_ka | pf_ikss_a_to_ka | pf_ikss_b_to_ka | pf_ikss_c_to_ka | pf_skss_a_from_mw | pf_skss_b_from_mw | pf_skss_c_from_mw | pf_skss_a_to_mw | pf_skss_b_to_mw | pf_skss_c_to_mw | pf_p_a_from_mw | pf_p_b_from_mw | pf_p_c_from_mw | pf_p_a_to_mw | pf_p_b_to_mw | pf_p_c_to_mw | pf_q_a_from_mvar | pf_q_b_from_mvar | pf_q_c_from_mvar | pf_q_a_to_mvar | pf_q_b_to_mvar | pf_q_c_to_mvar | pf_ikss_a_from_degree | pf_ikss_b_from_degree | pf_ikss_c_from_degree | pf_ikss_a_to_degree | pf_ikss_b_to_degree | pf_ikss_c_to_degree | 3xI0 | pf_vm_a_from_pu | pf_vm_b_from_pu | pf_vm_c_from_pu | pf_vm_a_to_pu | pf_vm_b_to_pu | pf_vm_c_to_pu | pf_va_a_from_degree | pf_va_b_from_degree | pf_va_c_from_degree | pf_va_a_to_degree | pf_va_b_to_degree | pf_va_c_to_degree
Line0_1_2 | 0.00013483 | 0.025934 | 0.02685 | 0.00013499 | 0.025934 | 0.02685 | 3.1137e-05 | 0.0059892 | 0.0062007 | 3.1175e-05 | 0.0059892 | 0.0062007 | 1.1117e-06 | 0.0034159 | 0.0036595 | -1.1122e-06 | -0.003403 | -0.0036456 | 4.3785e-05 | 0.0033925 | 0.0036873 | -4.3838e-05 | -0.0033789 | -0.0036731 | -87.8517 | -136.2391 | 45.917 | 92.1483 | 43.7611 | -134.0832 |  | 1.4067 | 0.80383 | 0.8378 | 1.4066 | 0.8007 | 0.8346 | 0.69386 | -91.4362 | 91.1344 | 0.69497 | -91.4428 | 91.132
Line10_11_12 | 0.0001348 | 0.0001348 | 0.0001348 | 0.00013497 | 0.00013497 | 0.00013497 | 3.1132e-05 | 3.1131e-05 | 3.1132e-05 | 3.117e-05 | 3.117e-05 | 3.117e-05 | 1.1187e-06 | 2.4975e-05 | -2.6078e-05 | -1.1199e-06 | -2.5005e-05 | 2.6111e-05 | 4.3777e-05 | -1.5692e-06 | 4.657e-07 | -4.383e-05 | 1.5713e-06 | -4.6608e-07 | -87.8418 | -87.8419 | -87.8417 | 92.1582 | 92.1581 | 92.1583 |  | 1.4066 | 0.80382 | 0.83781 | 1.4066 | 0.80381 | 0.83782 | 0.6943 | -91.4371 | 91.1352 | 0.69453 | -91.4375 | 91.1356
Line11_12_13 | 0.00013497 | 0.00013497 | 0.00013497 | 0.00013513 | 0.00013513 | 0.00013514 | 3.117e-05 | 3.117e-05 | 3.117e-05 | 3.1208e-05 | 3.1208e-05 | 3.1208e-05 | 1.1176e-06 | 2.5005e-05 | -2.6111e-05 | -1.1187e-06 | -2.5036e-05 | 2.6143e-05 | 4.383e-05 | -1.5699e-06 | 4.6467e-07 | -4.3884e-05 | 1.572e-06 | -4.6505e-07 | -87.8449 | -87.8449 | -87.8448 | 92.1551 | 92.155 | 92.1551 |  | 1.4066 | 0.80381 | 0.83782 | 1.4066 | 0.80381 | 0.83782 | 0.69453 | -91.4375 | 91.1356 | 0.69475 | -91.4379 | 91.136
Line12_13_15 | 0 | 0 | 0 | 0 | 0 | 0 | 0 | 0 | 0 | 0 | 0 | 0 | 2.9953e-09 | -9.2393e-08 | 9.6248e-08 | -4.3524e-09 | 6.1685e-08 | -6.4183e-08 | -1.6165e-07 | 1.7426e-09 | 2.5424e-09 | 1.0783e-07 | 1.7695e-10 | -3.1038e-09 | 0 | 0 | 0 | 0 | 0 | 0 |  | 1.4066 | 0.80381 | 0.83782 | 1.4066 | 0.80381 | 0.83782 | 0.69475 | -91.4379 | 91.136 | 0.69475 | -91.4379 | 91.136
Line13_13_14 | 0.00013563 | 0.00013563 | 0.00013563 | 0.0001358 | 0.0001358 | 0.0001358 | 3.1323e-05 | 3.1323e-05 | 3.1323e-05 | 3.1361e-05 | 3.1361e-05 | 3.1361e-05 | 1.1134e-06 | 2.5128e-05 | -2.6239e-05 | -1.1146e-06 | -2.5159e-05 | 2.6271e-05 | 4.4046e-05 | -1.5725e-06 | 4.611e-07 | -4.4099e-05 | 1.5746e-06 | -4.6147e-07 | -87.8572 | -87.8572 | -87.8572 | 92.1428 | 92.1428 | 92.1428 |  | 1.4066 | 0.80381 | 0.83782 | 1.4066 | 0.8038 | 0.83783 | 0.69475 | -91.4379 | 91.136 | 0.69497 | -91.4384 | 91.1364
Line14_15_16 | 0 | 0 | 0 | 0 | 0 | 0 | 0 | 0 | 0 | 0 | 0 | 0 | 1.9969e-09 | -6.1595e-08 | 6.4165e-08 | -3.3539e-09 | 3.0888e-08 | -3.2101e-08 | -1.0777e-07 | 1.1617e-09 | 1.6949e-09 | 5.3943e-08 | 7.5782e-10 | -2.2563e-09 | 0 | 0 | 0 | 0 | 0 | 0 |  | 1.4066 | 0.80381 | 0.83782 | 1.4066 | 0.80381 | 0.83782 | 0.69475 | -91.4379 | 91.136 | 0.69475 | -91.4379 | 91.136
Line15_16_17 | 0 | 0 | 0 | 0 | 0 | 0 | 0 | 0 | 0 | 0 | 0 | 0 | 9.9844e-10 | -3.0798e-08 | 3.2083e-08 | -2.3555e-09 | 9.0115e-11 | -1.7956e-11 | -5.3884e-08 | 5.8086e-10 | 8.4747e-10 | 5.9412e-11 | 1.3387e-09 | -1.4088e-09 | 0 | 0 | 0 | 0 | 0 | 0 |  | 1.4066 | 0.80381 | 0.83782 | 1.4066 | 0.80381 | 0.83782 | 0.69475 | -91.4379 | 91.136 | 0.69475 | -91.4379 | 91.136
Line16_4_18 | 0 | 0 | 0 | 0 | 0 | 0 | 0 | 0 | 0 | 0 | 0 | 0 | 9.9984e-10 | -3.0799e-08 | 3.2083e-08 | -2.3556e-09 | 9.004e-11 | -1.7935e-11 | -5.3887e-08 | 5.7906e-10 | 8.4798e-10 | 5.9355e-11 | 1.3388e-09 | -1.4088e-09 | 0 | 0 | 0 | 0 | 0 | 0 |  | 1.4066 | 0.80382 | 0.83781 | 1.4066 | 0.80382 | 0.83781 | 0.69408 | -91.4366 | 91.1348 | 0.69408 | -91.4366 | 91.1348
Line17_5_19 | 0.00013564 | 0.00013564 | 0.00013564 | 0.0001358 | 0.0001358 | 0.0001358 | 3.1324e-05 | 3.1324e-05 | 3.1324e-05 | 3.1362e-05 | 3.1362e-05 | 3.1362e-05 | 1.1123e-06 | 2.513e-05 | -2.624e-05 | -1.1135e-06 | -2.5161e-05 | 2.6272e-05 | 4.4048e-05 | -1.571e-06 | 4.607e-07 | -4.4102e-05 | 1.5731e-06 | -4.6107e-07 | -87.8593 | -87.8593 | -87.8593 | 92.1407 | 92.1407 | 92.1407 |  | 1.4066 | 0.80382 | 0.83781 | 1.4066 | 0.80382 | 0.83781 | 0.69408 | -91.4366 | 91.1348 | 0.69431 | -91.4371 | 91.1352
Line1_1_3 | 0.00013447 | 0.00013447 | 0.00013447 | 0.00013464 | 0.00013464 | 0.00013464 | 3.1055e-05 | 3.1055e-05 | 3.1055e-05 | 3.1093e-05 | 3.1093e-05 | 3.1093e-05 | 1.1211e-06 | 2.4914e-05 | -2.6014e-05 | -1.1223e-06 | -2.4944e-05 | 2.6046e-05 | 4.3669e-05 | -1.5677e-06 | 4.6776e-07 | -4.3723e-05 | 1.5698e-06 | -4.6814e-07 | -87.8356 | -87.8356 | -87.8355 | 92.1644 | 92.1643 | 92.1645 |  | 1.4067 | 0.80383 | 0.8378 | 1.4066 | 0.80382 | 0.83781 | 0.69386 | -91.4362 | 91.1344 | 0.69408 | -91.4366 | 91.1348
Line2_1_4 | 0.00013547 | 0.00013547 | 0.00013547 | 0.00013564 | 0.00013564 | 0.00013564 | 3.1286e-05 | 3.1286e-05 | 3.1286e-05 | 3.1325e-05 | 3.1324e-05 | 3.1325e-05 | 1.113e-06 | 2.51e-05 | -2.6208e-05 | -1.1142e-06 | -2.513e-05 | 2.624e-05 | 4.3995e-05 | -1.57e-06 | 4.6141e-07 | -4.4048e-05 | 1.5721e-06 | -4.6179e-07 | -87.857 | -87.857 | -87.8569 | 92.143 | 92.143 | 92.143 |  | 1.4067 | 0.80383 | 0.8378 | 1.4066 | 0.80382 | 0.83781 | 0.69386 | -91.4362 | 91.1344 | 0.69408 | -91.4366 | 91.1348
Line3_1_5 | 0.00013547 | 0.00013547 | 0.00013547 | 0.00013564 | 0.00013564 | 0.00013564 | 3.1286e-05 | 3.1286e-05 | 3.1286e-05 | 3.1324e-05 | 3.1324e-05 | 3.1324e-05 | 1.1135e-06 | 2.5099e-05 | -2.6207e-05 | -1.1147e-06 | -2.513e-05 | 2.624e-05 | 4.3994e-05 | -1.5703e-06 | 4.6173e-07 | -4.4048e-05 | 1.5724e-06 | -4.6211e-07 | -87.8563 | -87.8563 | -87.8562 | 92.1437 | 92.1437 | 92.1438 |  | 1.4067 | 0.80383 | 0.8378 | 1.4066 | 0.80382 | 0.83781 | 0.69386 | -91.4362 | 91.1344 | 0.69408 | -91.4366 | 91.1348
Line4_2_6 | 0.00013499 | 0.025934 | 0.02685 | 0.00013516 | 0.025934 | 0.02685 | 3.1175e-05 | 0.0059892 | 0.0062007 | 3.1214e-05 | 0.0059892 | 0.0062007 | 1.1099e-06 | 0.003403 | 0.0036456 | -1.1103e-06 | -0.0033901 | -0.0036317 | 4.3838e-05 | 0.0033789 | 0.0036731 | -4.3891e-05 | -0.0033653 | -0.0036588 | -87.8547 | -136.2389 | 45.9168 | 92.1452 | 43.7614 | -134.0835 |  | 1.4066 | 0.8007 | 0.8346 | 1.4066 | 0.79757 | 0.83139 | 0.69497 | -91.4428 | 91.132 | 0.69609 | -91.4495 | 91.1295
Line5_6_7 | 0.00013516 | 0.025934 | 0.02685 | 0.00013532 | 0.025934 | 0.02685 | 3.1214e-05 | 0.0059892 | 0.0062007 | 3.1252e-05 | 0.0059892 | 0.0062007 | 1.108e-06 | 0.0033901 | 0.0036317 | -1.1085e-06 | -0.0033773 | -0.0036178 | 4.3891e-05 | 0.0033653 | 0.0036588 | -4.3944e-05 | -0.0033517 | -0.0036445 | -87.8578 | -136.2386 | 45.9165 | 92.1421 | 43.7617 | -134.0837 |  | 1.4066 | 0.79757 | 0.83139 | 1.4066 | 0.79445 | 0.82818 | 0.69609 | -91.4495 | 91.1295 | 0.6972 | -91.4563 | 91.127
Line6_7_8 | 0 | 0.025844 | 0.026944 | 0 | 0.025844 | 0.026944 | 0 | 0.0059684 | 0.0062224 | 0 | 0.0059685 | 0.0062224 | 3.0322e-09 | 0.0033524 | 0.0036438 | -4.3789e-09 | -0.0033396 | -0.0036298 | -1.6168e-07 | 0.0033532 | 0.0036441 | 1.0785e-07 | -0.0033397 | -0.0036298 | 0 | -136.4634 | 46.1248 | 0 | 43.5369 | -133.8754 |  | 1.4066 | 0.79445 | 0.82818 | 1.4065 | 0.79132 | 0.82497 | 0.6972 | -91.4563 | 91.127 | 0.69809 | -91.4626 | 91.1241
Line7_8_9 | 0 | 0 | 0 | 0 | 0 | 0 | 0 | 0 | 0 | 0 | 0 | 0 | 1.012e-09 | -3.0362e-08 | 3.1559e-08 | -2.3549e-09 | 1.2551e-10 | 2.0909e-11 | -5.3893e-08 | 5.8e-10 | 8.3488e-10 | 5.9693e-11 | 1.3168e-09 | -1.3877e-09 | 0 | 0 | 0 | 0 | 0 | 0 |  | 1.4065 | 0.79132 | 0.82497 | 1.4065 | 0.79132 | 0.82497 | 0.69809 | -91.4626 | 91.1241 | 0.69809 | -91.4626 | 91.1241
Line8_8_10 | 0 | 0 | 0 | 0 | 0 | 0 | 0 | 0 | 0 | 0 | 0 | 0 | 1.012e-09 | -3.0362e-08 | 3.1559e-08 | -2.3549e-09 | 1.2551e-10 | 2.0909e-11 | -5.3893e-08 | 5.8e-10 | 8.3488e-10 | 5.9693e-11 | 1.3168e-09 | -1.3877e-09 | 0 | 0 | 0 | 0 | 0 | 0 |  | 1.4065 | 0.79132 | 0.82497 | 1.4065 | 0.79132 | 0.82497 | 0.69809 | -91.4626 | 91.1241 | 0.69809 | -91.4626 | 91.1241
Line9_3_11 | 0.00013464 | 0.00013464 | 0.00013464 | 0.0001348 | 0.0001348 | 0.0001348 | 3.1093e-05 | 3.1093e-05 | 3.1093e-05 | 3.1132e-05 | 3.1131e-05 | 3.1132e-05 | 1.1199e-06 | 2.4944e-05 | -2.6046e-05 | -1.1211e-06 | -2.4975e-05 | 2.6078e-05 | 4.3723e-05 | -1.5684e-06 | 4.6673e-07 | -4.3776e-05 | 1.5705e-06 | -4.6711e-07 | -87.8387 | -87.8388 | -87.8386 | 92.1613 | 92.1612 | 92.1614 |  | 1.4066 | 0.80382 | 0.83781 | 1.4066 | 0.80382 | 0.83781 | 0.69408 | -91.4366 | 91.1348 | 0.6943 | -91.4371 | 91.1352

## LLG_min_fault_10
name | pf_ikss_a_from_ka | pf_ikss_b_from_ka | pf_ikss_c_from_ka | pf_ikss_a_to_ka | pf_ikss_b_to_ka | pf_ikss_c_to_ka | pf_skss_a_from_mw | pf_skss_b_from_mw | pf_skss_c_from_mw | pf_skss_a_to_mw | pf_skss_b_to_mw | pf_skss_c_to_mw | pf_p_a_from_mw | pf_p_b_from_mw | pf_p_c_from_mw | pf_p_a_to_mw | pf_p_b_to_mw | pf_p_c_to_mw | pf_q_a_from_mvar | pf_q_b_from_mvar | pf_q_c_from_mvar | pf_q_a_to_mvar | pf_q_b_to_mvar | pf_q_c_to_mvar | pf_ikss_a_from_degree | pf_ikss_b_from_degree | pf_ikss_c_from_degree | pf_ikss_a_to_degree | pf_ikss_b_to_degree | pf_ikss_c_to_degree | 3xI0 | pf_vm_a_from_pu | pf_vm_b_from_pu | pf_vm_c_from_pu | pf_vm_a_to_pu | pf_vm_b_to_pu | pf_vm_c_to_pu | pf_va_a_from_degree | pf_va_b_from_degree | pf_va_c_from_degree | pf_va_a_to_degree | pf_va_b_to_degree | pf_va_c_to_degree
Line0_1_2 | 0.00012773 | 0.024569 | 0.025437 | 0.00012789 | 0.024569 | 0.025437 | 2.9498e-05 | 0.0056739 | 0.0058744 | 2.9535e-05 | 0.005674 | 0.0058744 | 9.978e-07 | 0.0030658 | 0.0032844 | -9.9823e-07 | -0.0030542 | -0.0032719 | 3.9297e-05 | 0.0030448 | 0.0033094 | -3.9345e-05 | -0.0030326 | -0.0032966 | -87.8517 | -136.2391 | 45.917 | 92.1483 | 43.7611 | -134.0832 |  | 1.3326 | 0.76152 | 0.79371 | 1.3326 | 0.75856 | 0.79067 | 0.69386 | -91.4362 | 91.1344 | 0.69497 | -91.4428 | 91.132
Line10_11_12 | 0.00012771 | 0.00012771 | 0.00012771 | 0.00012787 | 0.00012787 | 0.00012787 | 2.9493e-05 | 2.9493e-05 | 2.9493e-05 | 2.9529e-05 | 2.9529e-05 | 2.9529e-05 | 1.0041e-06 | 2.2415e-05 | -2.3405e-05 | -1.0051e-06 | -2.2443e-05 | 2.3434e-05 | 3.929e-05 | -1.4084e-06 | 4.1797e-07 | -3.9338e-05 | 1.4102e-06 | -4.1831e-07 | -87.8418 | -87.8419 | -87.8417 | 92.1582 | 92.1581 | 92.1583 |  | 1.3326 | 0.76151 | 0.79372 | 1.3326 | 0.76151 | 0.79372 | 0.6943 | -91.4371 | 91.1352 | 0.69453 | -91.4375 | 91.1356
Line11_12_13 | 0.00012787 | 0.00012787 | 0.00012787 | 0.00012802 | 0.00012802 | 0.00012802 | 2.9529e-05 | 2.9529e-05 | 2.9529e-05 | 2.9566e-05 | 2.9566e-05 | 2.9566e-05 | 1.003e-06 | 2.2443e-05 | -2.3434e-05 | -1.0041e-06 | -2.247e-05 | 2.3463e-05 | 3.9338e-05 | -1.409e-06 | 4.1704e-07 | -3.9386e-05 | 1.4109e-06 | -4.1738e-07 | -87.8449 | -87.8449 | -87.8448 | 92.1551 | 92.155 | 92.1551 |  | 1.3326 | 0.76151 | 0.79372 | 1.3326 | 0.7615 | 0.79373 | 0.69453 | -91.4375 | 91.1356 | 0.69475 | -91.4379 | 91.136
Line12_13_15 | 0 | 0 | 0 | 0 | 0 | 0 | 0 | 0 | 0 | 0 | 0 | 0 | 2.6883e-09 | -8.2923e-08 | 8.6383e-08 | -3.9063e-09 | 5.5363e-08 | -5.7605e-08 | -1.4508e-07 | 1.564e-09 | 2.2818e-09 | 9.6776e-08 | 1.5882e-10 | -2.7856e-09 | 0 | 0 | 0 | 0 | 0 | 0 |  | 1.3326 | 0.7615 | 0.79373 | 1.3326 | 0.7615 | 0.79373 | 0.69475 | -91.4379 | 91.136 | 0.69475 | -91.4379 | 91.136
Line13_13_14 | 0.00012849 | 0.00012849 | 0.00012849 | 0.00012865 | 0.00012865 | 0.00012865 | 2.9674e-05 | 2.9674e-05 | 2.9674e-05 | 2.9711e-05 | 2.9711e-05 | 2.9711e-05 | 9.9928e-07 | 2.2553e-05 | -2.355e-05 | -1.0003e-06 | -2.258e-05 | 2.3579e-05 | 3.9531e-05 | -1.4113e-06 | 4.1384e-07 | -3.9579e-05 | 1.4132e-06 | -4.1418e-07 | -87.8572 | -87.8572 | -87.8572 | 92.1428 | 92.1428 | 92.1428 |  | 1.3326 | 0.7615 | 0.79373 | 1.3326 | 0.7615 | 0.79373 | 0.69475 | -91.4379 | 91.136 | 0.69497 | -91.4384 | 91.1364
Line14_15_16 | 0 | 0 | 0 | 0 | 0 | 0 | 0 | 0 | 0 | 0 | 0 | 0 | 1.7922e-09 | -5.5282e-08 | 5.7589e-08 | -3.0102e-09 | 2.7722e-08 | -2.881e-08 | -9.6722e-08 | 1.0427e-09 | 1.5212e-09 | 4.8415e-08 | 6.8015e-10 | -2.025e-09 | 0 | 0 | 0 | 0 | 0 | 0 |  | 1.3326 | 0.7615 | 0.79373 | 1.3326 | 0.7615 | 0.79373 | 0.69475 | -91.4379 | 91.136 | 0.69475 | -91.4379 | 91.136
Line15_16_17 | 0 | 0 | 0 | 0 | 0 | 0 | 0 | 0 | 0 | 0 | 0 | 0 | 8.9611e-10 | -2.7641e-08 | 2.8794e-08 | -2.1141e-09 | 8.0879e-11 | -1.6115e-11 | -4.8361e-08 | 5.2133e-10 | 7.6061e-10 | 5.3322e-11 | 1.2015e-09 | -1.2644e-09 | 0 | 0 | 0 | 0 | 0 | 0 |  | 1.3326 | 0.7615 | 0.79373 | 1.3326 | 0.7615 | 0.79373 | 0.69475 | -91.4379 | 91.136 | 0.69475 | -91.4379 | 91.136
Line16_4_18 | 0 | 0 | 0 | 0 | 0 | 0 | 0 | 0 | 0 | 0 | 0 | 0 | 8.9737e-10 | -2.7643e-08 | 2.8795e-08 | -2.1142e-09 | 8.0812e-11 | -1.6096e-11 | -4.8364e-08 | 5.1971e-10 | 7.6107e-10 | 5.3272e-11 | 1.2015e-09 | -1.2644e-09 | 0 | 0 | 0 | 0 | 0 | 0 |  | 1.3326 | 0.76152 | 0.79371 | 1.3326 | 0.76152 | 0.79371 | 0.69408 | -91.4366 | 91.1348 | 0.69408 | -91.4366 | 91.1348
Line17_5_19 | 0.0001285 | 0.0001285 | 0.0001285 | 0.00012866 | 0.00012866 | 0.00012866 | 2.9675e-05 | 2.9675e-05 | 2.9675e-05 | 2.9712e-05 | 2.9712e-05 | 2.9712e-05 | 9.9833e-07 | 2.2554e-05 | -2.355e-05 | -9.9939e-07 | -2.2582e-05 | 2.3579e-05 | 3.9533e-05 | -1.41e-06 | 4.1348e-07 | -3.9581e-05 | 1.4119e-06 | -4.1382e-07 | -87.8593 | -87.8593 | -87.8593 | 92.1407 | 92.1407 | 92.1407 |  | 1.3326 | 0.76152 | 0.79371 | 1.3326 | 0.76151 | 0.79372 | 0.69408 | -91.4366 | 91.1348 | 0.69431 | -91.4371 | 91.1352
Line1_1_3 | 0.00012739 | 0.00012739 | 0.00012739 | 0.00012755 | 0.00012755 | 0.00012755 | 2.942e-05 | 2.942e-05 | 2.9421e-05 | 2.9457e-05 | 2.9457e-05 | 2.9457e-05 | 1.0062e-06 | 2.236e-05 | -2.3348e-05 | -1.0072e-06 | -2.2388e-05 | 2.3376e-05 | 3.9193e-05 | -1.407e-06 | 4.1981e-07 | -3.9242e-05 | 1.4089e-06 | -4.2016e-07 | -87.8356 | -87.8356 | -87.8355 | 92.1644 | 92.1643 | 92.1645 |  | 1.3326 | 0.76152 | 0.79371 | 1.3326 | 0.76152 | 0.79371 | 0.69386 | -91.4362 | 91.1344 | 0.69408 | -91.4366 | 91.1348
Line2_1_4 | 0.00012834 | 0.00012834 | 0.00012834 | 0.0001285 | 0.0001285 | 0.0001285 | 2.964e-05 | 2.964e-05 | 2.964e-05 | 2.9676e-05 | 2.9676e-05 | 2.9676e-05 | 9.9892e-07 | 2.2527e-05 | -2.3522e-05 | -9.9997e-07 | -2.2555e-05 | 2.355e-05 | 3.9486e-05 | -1.4091e-06 | 4.1412e-07 | -3.9534e-05 | 1.411e-06 | -4.1446e-07 | -87.857 | -87.857 | -87.8569 | 92.143 | 92.143 | 92.143 |  | 1.3326 | 0.76152 | 0.79371 | 1.3326 | 0.76152 | 0.79371 | 0.69386 | -91.4362 | 91.1344 | 0.69408 | -91.4366 | 91.1348
Line3_1_5 | 0.00012834 | 0.00012834 | 0.00012834 | 0.0001285 | 0.0001285 | 0.0001285 | 2.9639e-05 | 2.9639e-05 | 2.9639e-05 | 2.9675e-05 | 2.9675e-05 | 2.9675e-05 | 9.9939e-07 | 2.2527e-05 | -2.3521e-05 | -1.0004e-06 | -2.2554e-05 | 2.355e-05 | 3.9485e-05 | -1.4093e-06 | 4.1441e-07 | -3.9533e-05 | 1.4112e-06 | -4.1474e-07 | -87.8563 | -87.8563 | -87.8562 | 92.1437 | 92.1437 | 92.1438 |  | 1.3326 | 0.76152 | 0.79371 | 1.3326 | 0.76152 | 0.79371 | 0.69386 | -91.4362 | 91.1344 | 0.69408 | -91.4366 | 91.1348
Line4_2_6 | 0.00012789 | 0.024569 | 0.025437 | 0.00012805 | 0.024569 | 0.025437 | 2.9535e-05 | 0.005674 | 0.0058744 | 2.9571e-05 | 0.005674 | 0.0058743 | 9.9611e-07 | 0.0030542 | 0.0032719 | -9.9654e-07 | -0.0030427 | -0.0032595 | 3.9345e-05 | 0.0030326 | 0.0032966 | -3.9392e-05 | -0.0030204 | -0.0032838 | -87.8547 | -136.2389 | 45.9168 | 92.1452 | 43.7614 | -134.0835 |  | 1.3326 | 0.75856 | 0.79067 | 1.3326 | 0.7556 | 0.78763 | 0.69497 | -91.4428 | 91.132 | 0.69609 | -91.4495 | 91.1295
Line5_6_7 | 0.00012805 | 0.024569 | 0.025437 | 0.0001282 | 0.024569 | 0.025437 | 2.9571e-05 | 0.005674 | 0.0058743 | 2.9607e-05 | 0.005674 | 0.0058743 | 9.9443e-07 | 0.0030427 | 0.0032595 | -9.9485e-07 | -0.0030311 | -0.003247 | 3.9392e-05 | 0.0030204 | 0.0032838 | -3.944e-05 | -0.0030082 | -0.003271 | -87.8578 | -136.2386 | 45.9165 | 92.1421 | 43.7617 | -134.0837 |  | 1.3326 | 0.7556 | 0.78763 | 1.3325 | 0.75263 | 0.7846 | 0.69609 | -91.4495 | 91.1295 | 0.6972 | -91.4563 | 91.127
Line6_7_8 | 0 | 0.024484 | 0.025526 | 0 | 0.024484 | 0.025526 | 0 | 0.0056543 | 0.0058949 | 0 | 0.0056543 | 0.0058949 | 2.7215e-09 | 0.0030088 | 0.0032703 | -3.9301e-09 | -0.0029973 | -0.0032578 | -1.4511e-07 | 0.0030096 | 0.0032706 | 9.6792e-08 | -0.0029974 | -0.0032577 | 0 | -136.4634 | 46.1248 | 0 | 43.5369 | -133.8754 |  | 1.3325 | 0.75263 | 0.7846 | 1.3325 | 0.74967 | 0.78155 | 0.6972 | -91.4563 | 91.127 | 0.69809 | -91.4626 | 91.1241
Line7_8_9 | 0 | 0 | 0 | 0 | 0 | 0 | 0 | 0 | 0 | 0 | 0 | 0 | 9.0827e-10 | -2.725e-08 | 2.8324e-08 | -2.1135e-09 | 1.1265e-10 | 1.8766e-11 | -4.8369e-08 | 5.2056e-10 | 7.4931e-10 | 5.3575e-11 | 1.1819e-09 | -1.2455e-09 | 0 | 0 | 0 | 0 | 0 | 0 |  | 1.3325 | 0.74967 | 0.78155 | 1.3325 | 0.74967 | 0.78155 | 0.69809 | -91.4626 | 91.1241 | 0.69809 | -91.4626 | 91.1241
Line8_8_10 | 0 | 0 | 0 | 0 | 0 | 0 | 0 | 0 | 0 | 0 | 0 | 0 | 9.0827e-10 | -2.725e-08 | 2.8324e-08 | -2.1135e-09 | 1.1265e-10 | 1.8766e-11 | -4.8369e-08 | 5.2056e-10 | 7.4931e-10 | 5.3575e-11 | 1.1819e-09 | -1.2455e-09 | 0 | 0 | 0 | 0 | 0 | 0 |  | 1.3325 | 0.74967 | 0.78155 | 1.3325 | 0.74967 | 0.78155 | 0.69809 | -91.4626 | 91.1241 | 0.69809 | -91.4626 | 91.1241
Line9_3_11 | 0.00012755 | 0.00012755 | 0.00012755 | 0.00012771 | 0.00012771 | 0.00012771 | 2.9457e-05 | 2.9457e-05 | 2.9457e-05 | 2.9493e-05 | 2.9493e-05 | 2.9493e-05 | 1.0051e-06 | 2.2388e-05 | -2.3377e-05 | -1.0062e-06 | -2.2415e-05 | 2.3405e-05 | 3.9242e-05 | -1.4077e-06 | 4.1889e-07 | -3.929e-05 | 1.4096e-06 | -4.1923e-07 | -87.8387 | -87.8388 | -87.8386 | 92.1613 | 92.1612 | 92.1614 |  | 1.3326 | 0.76152 | 0.79371 | 1.3326 | 0.76151 | 0.79372 | 0.69408 | -91.4366 | 91.1348 | 0.6943 | -91.4371 | 91.1352