## LLL_max_6
name | pf_ikss_from_ka | pf_ikss_to_ka | pf_ip_from_ka | pf_ip_to_ka | pf_skss_from_mw | pf_skss_to_mw | pf_p_from_mw | pf_p_to_mw | pf_q_from_mvar | pf_q_to_mvar | pf_ikss_from_degree | pf_ikss_to_degree | pf_vm_from_pu | pf_vm_to_pu | pf_va_from_degree | pf_va_to_degree
Line0_1_2 | 0.32497 | 0.32497 | 0 | 0 | 0.22515 | 0.22515 | -0.081585 | 0.084753 | -0.15129 | 0.15762 | 112.3024 | -67.6976 | 0.76342 | 0.79487 | -6.0346 | -5.9644
Line10_11_12 | 0.28888 | 0.28888 | 0 | 0 | 0.20014 | 0.20014 | -0.078736 | 0.08124 | -0.14384 | 0.14885 | 112.8171 | -67.1829 | 0.81932 | 0.84727 | -5.8785 | -5.8082
Line11_12_13 | 0.28888 | 0.28888 | 0 | 0 | 0.20014 | 0.20014 | -0.08124 | 0.083744 | -0.14885 | 0.15386 | 112.8171 | -67.1829 | 0.84727 | 0.87523 | -5.8082 | -5.7423
Line12_13_15 | 0 | 0 | 0 | 0 | 0 | 0 | 0 | 0 | 0 | 0 | 0 | 0 | 0.87523 | 0.87523 | -5.7423 | -5.7423
Line13_13_14 | 0.28888 | 0.28888 | 0 | 0 | 0.20014 | 0.20014 | -0.083744 | 0.086247 | -0.15386 | 0.15886 | 112.8171 | -67.1829 | 0.87523 | 0.90318 | -5.7423 | -5.6806
Line14_15_16 | 0 | 0 | 0 | 0 | 0 | 0 | 0 | 0 | 0 | 0 | 0 | 0 | 0.87523 | 0.87523 | -5.7423 | -5.7423
Line15_16_17 | 0 | 0 | 0 | 0 | 0 | 0 | 0 | 0 | 0 | 0 | 0 | 0 | 0.87523 | 0.87523 | -5.7423 | -5.7423
Line16_4_18 | 4.2793 | 4.2793 | 0 | 8.0393 | 2.9648 | 2.9648 | 0.54938 | -1e-07 | 1.0988 | -1e-07 | -69.5382 | 110.4618 | 0.41434 | 0 | -6.1032 | 0
Line17_5_19 | 0 | 0 | 0 | 0 | 0 | 0 | 0 | 0 | 0 | 0 | 0 | 0 | 0.76342 | 0.76342 | -6.0346 | -6.0346
Line1_1_3 | 0.28888 | 0.28888 | 0 | 0 | 0.20014 | 0.20014 | -0.073729 | 0.076233 | -0.13383 | 0.13883 | 112.8171 | -67.1829 | 0.76342 | 0.79137 | -6.0346 | -5.9538
Line2_1_4 | 3.6053 | 3.6053 | 0 | 0 | 2.4978 | 2.4978 | 0.8552 | -0.46526 | 1.7043 | -0.92447 | -69.388 | 110.612 | 0.76342 | 0.41434 | -6.0346 | -6.1032
Line3_1_5 | 0 | 0 | 0 | 0 | 0 | 0 | 0 | 0 | 0 | 0 | 0 | 0 | 0.76342 | 0.76342 | -6.0346 | -6.0346
Line4_2_6 | 0.32497 | 0.32497 | 0 | 0 | 0.22515 | 0.22515 | -0.084753 | 0.087921 | -0.15762 | 0.16396 | 112.3024 | -67.6976 | 0.79487 | 0.82632 | -5.9644 | -5.8996
Line5_6_7 | 0.32497 | 0.32497 | 0 | 0 | 0.22515 | 0.22515 | -0.087921 | 0.09109 | -0.16396 | 0.1703 | 112.3024 | -67.6976 | 0.82632 | 0.85778 | -5.8996 | -5.8396
Line6_7_8 | 0 | 0 | 0 | 0 | 0 | 0 | 0 | 0 | 0 | 0 | 0 | 0 | 0.85778 | 0.85778 | -5.8396 | -5.8396
Line7_8_9 | 0 | 0 | 0 | 0 | 0 | 0 | 0 | 0 | 0 | 0 | 0 | 0 | 0.85778 | 0.85778 | -5.8396 | -5.8396
Line8_8_10 | 0 | 0 | 0 | 0 | 0 | 0 | 0 | 0 | 0 | 0 | 0 | 0 | 0.85778 | 0.85778 | -5.8396 | -5.8396
Line9_3_11 | 0.28888 | 0.28888 | 0 | 0 | 0.20014 | 0.20014 | -0.076233 | 0.078736 | -0.13883 | 0.14384 | 112.8171 | -67.1829 | 0.79137 | 0.81932 | -5.9538 | -5.8785

## LLL_max_10
name | pf_ikss_from_ka | pf_ikss_to_ka | pf_ip_from_ka | pf_ip_to_ka | pf_skss_from_mw | pf_skss_to_mw | pf_p_from_mw | pf_p_to_mw | pf_q_from_mvar | pf_q_to_mvar | pf_ikss_from_degree | pf_ikss_to_degree | pf_vm_from_pu | pf_vm_to_pu | pf_va_from_degree | pf_va_to_degree
Line0_1_2 | 0.3348 | 0.3348 | 0 | 0 | 0.23196 | 0.23196 | -0.087546 | 0.090909 | -0.16063 | 0.16736 | 112.3588 | -67.6412 | 0.78869 | 0.82109 | -6.232 | -6.152
Line10_11_12 | 0.29887 | 0.29887 | 0 | 0 | 0.20706 | 0.20706 | -0.084782 | 0.087462 | -0.15341 | 0.15877 | 112.8681 | -67.1319 | 0.84651 | 0.87543 | -6.0587 | -5.9806
Line11_12_13 | 0.29887 | 0.29887 | 0 | 0 | 0.20706 | 0.20706 | -0.087462 | 0.090142 | -0.15877 | 0.16413 | 112.8681 | -67.1319 | 0.87543 | 0.90434 | -5.9806 | -5.9076
Line12_13_15 | 0 | 0 | 0 | 0 | 0 | 0 | 0 | 0 | 0 | 0 | 0 | 0 | 0.90434 | 0.90434 | -5.9076 | -5.9076
Line13_13_14 | 0.29887 | 0.29887 | 0 | 0 | 0.20706 | 0.20706 | -0.090142 | 0.092822 | -0.16413 | 0.16949 | 112.8681 | -67.1319 | 0.90434 | 0.93326 | -5.9076 | -5.8391
Line14_15_16 | 0 | 0 | 0 | 0 | 0 | 0 | 0 | 0 | 0 | 0 | 0 | 0 | 0.90434 | 0.90434 | -5.9076 | -5.9076
Line15_16_17 | 0 | 0 | 0 | 0 | 0 | 0 | 0 | 0 | 0 | 0 | 0 | 0 | 0.90434 | 0.90434 | -5.9076 | -5.9076
Line16_4_18 | 4.4124 | 4.4124 | 0 | 8.3118 | 3.057 | 3.057 | 0.58408 | -1e-07 | 1.1682 | -1e-07 | -69.7214 | 110.2786 | 0.42723 | 0 | -6.2864 | 0
Line17_5_19 | 0 | 0 | 0 | 0 | 0 | 0 | 0 | 0 | 0 | 0 | 0 | 0 | 0.78869 | 0.78869 | -6.232 | -6.232
Line1_1_3 | 0.29887 | 0.29887 | 0 | 0 | 0.20706 | 0.20706 | -0.079423 | 0.082103 | -0.14269 | 0.14805 | 112.8681 | -67.1319 | 0.78869 | 0.8176 | -6.232 | -6.1423
Line2_1_4 | 3.7331 | 3.7331 | 0 | 0 | 2.5864 | 2.5864 | 0.9143 | -0.49621 | 1.8235 | -0.9873 | -69.6025 | 110.3975 | 0.78869 | 0.42723 | -6.232 | -6.2864
Line3_1_5 | 0 | 0 | 0 | 0 | 0 | 0 | 0 | 0 | 0 | 0 | 0 | 0 | 0.78869 | 0.78869 | -6.232 | -6.232
Line4_2_6 | 0.3348 | 0.3348 | 0 | 0 | 0.23196 | 0.23196 | -0.090909 | 0.094272 | -0.16736 | 0.17408 | 112.3588 | -67.6412 | 0.82109 | 0.85348 | -6.152 | -6.0781
Line5_6_7 | 0.3348 | 0.3348 | 0 | 0 | 0.23196 | 0.23196 | -0.094272 | 0.097635 | -0.17408 | 0.18081 | 112.3588 | -67.6412 | 0.85348 | 0.88588 | -6.0781 | -6.0096
Line6_7_8 | 0 | 0 | 0 | 0 | 0 | 0 | 0 | 0 | 0 | 0 | 0 | 0 | 0.88588 | 0.88588 | -6.0096 | -6.0096
Line7_8_9 | 0 | 0 | 0 | 0 | 0 | 0 | 0 | 0 | 0 | 0 | 0 | 0 | 0.88588 | 0.88588 | -6.0096 | -6.0096
Line8_8_10 | 0 | 0 | 0 | 0 | 0 | 0 | 0 | 0 | 0 | 0 | 0 | 0 | 0.88588 | 0.88588 | -6.0096 | -6.0096
Line9_3_11 | 0.29887 | 0.29887 | 0 | 0 | 0.20706 | 0.20706 | -0.082103 | 0.084782 | -0.14805 | 0.15341 | 112.8681 | -67.1319 | 0.8176 | 0.84651 | -6.1423 | -6.0587

## LLL_max_fault_6
name | pf_ikss_from_ka | pf_ikss_to_ka | pf_ip_from_ka | pf_ip_to_ka | pf_skss_from_mw | pf_skss_to_mw | pf_p_from_mw | pf_p_to_mw | pf_q_from_mvar | pf_q_to_mvar | pf_ikss_from_degree | pf_ikss_to_degree | pf_vm_from_pu | pf_vm_to_pu | pf_va_from_degree | pf_va_to_degree
Line0_1_2 | 0.12039 | 0.12039 | 0 | 0 | 0.083411 | 0.083411 | -0.006237 | 0.0066719 | -0.09019 | 0.09106 | 93.9805 | -86.0195 | 1.0839 | 1.0946 | 0.024519 | -0.21006
Line10_11_12 | 0.10731 | 0.10731 | 0 | 0 | 0.074344 | 0.074344 | -0.0060352 | 0.0063806 | -0.081782 | 0.082473 | 93.8274 | -86.1726 | 1.103 | 1.1127 | -0.3931 | -0.5965
Line11_12_13 | 0.10731 | 0.10731 | 0 | 0 | 0.074344 | 0.074344 | -0.0063806 | 0.0067261 | -0.082473 | 0.083164 | 93.8274 | -86.1726 | 1.1127 | 1.1223 | -0.5965 | -0.79641
Line12_13_15 | 0 | 0 | 0 | 0 | 0 | 0 | 0 | 0 | 0 | 0 | 0 | 0 | 1.1223 | 1.1223 | -0.79641 | -0.79641
Line13_13_14 | 0.10731 | 0.10731 | 0 | 0 | 0.074344 | 0.074344 | -0.0067261 | 0.0070715 | -0.083164 | 0.083855 | 93.8274 | -86.1726 | 1.1223 | 1.1319 | -0.79641 | -0.99292
Line14_15_16 | 0 | 0 | 0 | 0 | 0 | 0 | 0 | 0 | 0 | 0 | 0 | 0 | 1.1223 | 1.1223 | -0.79641 | -0.79641
Line15_16_17 | 0 | 0 | 0 | 0 | 0 | 0 | 0 | 0 | 0 | 0 | 0 | 0 | 1.1223 | 1.1223 | -0.79641 | -0.79641
Line16_4_18 | 0.035619 | 0.035619 | 0 | 0.066915 | 0.024677 | 0.024677 | 0.019068 | -0.01903 | 0.019106 | -0.01903 | -45.1981 | 134.8019 | 1.0939 | 1.0906 | -0.14093 | -0.19806
Line17_5_19 | 0 | 0 | 0 | 0 | 0 | 0 | 0 | 0 | 0 | 0 | 0 | 0 | 1.0839 | 1.0839 | 0.024519 | 0.024519
Line1_1_3 | 0.10731 | 0.10731 | 0 | 0 | 0.074344 | 0.074344 | -0.0053443 | 0.0056897 | -0.080401 | 0.081091 | 93.8274 | -86.1726 | 1.0839 | 1.0934 | 0.024519 | -0.18612
Line2_1_4 | 0.10837 | 0.10837 | 0 | 0 | 0.07508 | 0.07508 | -0.012793 | 0.013146 | -0.080364 | 0.081069 | 99.0698 | -80.9302 | 1.0839 | 1.0939 | 0.024519 | -0.14093
Line3_1_5 | 0 | 0 | 0 | 0 | 0 | 0 | 0 | 0 | 0 | 0 | 0 | 0 | 1.0839 | 1.0839 | 0.024519 | 0.024519
Line4_2_6 | 0.12039 | 0.12039 | 0 | 0 | 0.083411 | 0.083411 | -0.0066719 | 0.0071067 | -0.09106 | 0.09193 | 93.9805 | -86.0195 | 1.0946 | 1.1054 | -0.21006 | -0.44005
Line5_6_7 | 0.12039 | 0.12039 | 0 | 0 | 0.083411 | 0.083411 | -0.0071067 | 0.0075416 | -0.09193 | 0.0928 | 93.9805 | -86.0195 | 1.1054 | 1.1162 | -0.44005 | -0.6656
Line6_7_8 | 0 | 0 | 0 | 0 | 0 | 0 | 0 | 0 | 0 | 0 | 0 | 0 | 1.1162 | 1.1162 | -0.6656 | -0.6656
Line7_8_9 | 0 | 0 | 0 | 0 | 0 | 0 | 0 | 0 | 0 | 0 | 0 | 0 | 1.1162 | 1.1162 | -0.6656 | -0.6656
Line8_8_10 | 0 | 0 | 0 | 0 | 0 | 0 | 0 | 0 | 0 | 0 | 0 | 0 | 1.1162 | 1.1162 | -0.6656 | -0.6656
Line9_3_11 | 0.10731 | 0.10731 | 0 | 0 | 0.074344 | 0.074344 | -0.0056897 | 0.0060352 | -0.081091 | 0.081782 | 93.8274 | -86.1726 | 1.0934 | 1.103 | -0.18612 | -0.3931

## LLL_max_fault_10
name | pf_ikss_from_ka | pf_ikss_to_ka | pf_ip_from_ka | pf_ip_to_ka | pf_skss_from_mw | pf_skss_to_mw | pf_p_from_mw | pf_p_to_mw | pf_q_from_mvar | pf_q_to_mvar | pf_ikss_from_degree | pf_ikss_to_degree | pf_vm_from_pu | pf_vm_to_pu | pf_va_from_degree | pf_va_to_degree
Line0_1_2 | 0.1213 | 0.1213 | 0 | 0 | 0.084041 | 0.084041 | -0.0067259 | 0.0071674 | -0.095199 | 0.096082 | 94.0592 | -85.9408 | 1.1356 | 1.1465 | 0.017899 | -0.20695
Line10_11_12 | 0.10856 | 0.10856 | 0 | 0 | 0.075212 | 0.075212 | -0.0065032 | 0.0068567 | -0.086627 | 0.087334 | 93.9091 | -86.0909 | 1.155 | 1.1648 | -0.3841 | -0.58006
Line11_12_13 | 0.10856 | 0.10856 | 0 | 0 | 0.075212 | 0.075212 | -0.0068567 | 0.0072103 | -0.087334 | 0.088041 | 93.9091 | -86.0909 | 1.1648 | 1.1745 | -0.58006 | -0.77278
Line12_13_15 | 0 | 0 | 0 | 0 | 0 | 0 | 0 | 0 | 0 | 0 | 0 | 0 | 1.1745 | 1.1745 | -0.77278 | -0.77278
Line13_13_14 | 0.10856 | 0.10856 | 0 | 0 | 0.075212 | 0.075212 | -0.0072103 | 0.0075638 | -0.088041 | 0.088748 | 93.9091 | -86.0909 | 1.1745 | 1.1843 | -0.77278 | -0.96232
Line14_15_16 | 0 | 0 | 0 | 0 | 0 | 0 | 0 | 0 | 0 | 0 | 0 | 0 | 1.1745 | 1.1745 | -0.77278 | -0.77278
Line15_16_17 | 0 | 0 | 0 | 0 | 0 | 0 | 0 | 0 | 0 | 0 | 0 | 0 | 1.1745 | 1.1745 | -0.77278 | -0.77278
Line16_4_18 | 0.037299 | 0.037299 | 0 | 0.070262 | 0.025842 | 0.025842 | 0.02091 | -0.020868 | 0.020952 | -0.020868 | -45.2026 | 134.7974 | 1.1455 | 1.1421 | -0.14543 | -0.20255
Line17_5_19 | 0 | 0 | 0 | 0 | 0 | 0 | 0 | 0 | 0 | 0 | 0 | 0 | 1.1356 | 1.1356 | 0.017899 | 0.017899
Line1_1_3 | 0.10856 | 0.10856 | 0 | 0 | 0.075212 | 0.075212 | -0.0057961 | 0.0061496 | -0.085213 | 0.08592 | 93.9091 | -86.0909 | 1.1356 | 1.1453 | 0.017899 | -0.1848
Line2_1_4 | 0.10744 | 0.10744 | 0 | 0 | 0.074435 | 0.074435 | -0.01216 | 0.012506 | -0.083649 | 0.084342 | 98.2891 | -81.7109 | 1.1356 | 1.1455 | 0.017899 | -0.14543
Line3_1_5 | 0 | 0 | 0 | 0 | 0 | 0 | 0 | 0 | 0 | 0 | 0 | 0 | 1.1356 | 1.1356 | 0.017899 | 0.017899
Line4_2_6 | 0.1213 | 0.1213 | 0 | 0 | 0.084041 | 0.084041 | -0.0071674 | 0.0076088 | -0.096082 | 0.096965 | 94.0592 | -85.9408 | 1.1465 | 1.1573 | -0.20695 | -0.42758
Line5_6_7 | 0.1213 | 0.1213 | 0 | 0 | 0.084041 | 0.084041 | -0.0076088 | 0.0080502 | -0.096965 | 0.097848 | 94.0592 | -85.9408 | 1.1573 | 1.1682 | -0.42758 | -0.6441
Line6_7_8 | 0 | 0 | 0 | 0 | 0 | 0 | 0 | 0 | 0 | 0 | 0 | 0 | 1.1682 | 1.1682 | -0.6441 | -0.6441
Line7_8_9 | 0 | 0 | 0 | 0 | 0 | 0 | 0 | 0 | 0 | 0 | 0 | 0 | 1.1682 | 1.1682 | -0.6441 | -0.6441
Line8_8_10 | 0 | 0 | 0 | 0 | 0 | 0 | 0 | 0 | 0 | 0 | 0 | 0 | 1.1682 | 1.1682 | -0.6441 | -0.6441
Line9_3_11 | 0.10856 | 0.10856 | 0 | 0 | 0.075212 | 0.075212 | -0.0061496 | 0.0065032 | -0.08592 | 0.086627 | 93.9091 | -86.0909 | 1.1453 | 1.155 | -0.1848 | -0.3841

## LLL_min_6
name | pf_ikss_from_ka | pf_ikss_to_ka | pf_ip_from_ka | pf_ip_to_ka | pf_skss_from_mw | pf_skss_to_mw | pf_p_from_mw | pf_p_to_mw | pf_q_from_mvar | pf_q_to_mvar | pf_ikss_from_degree | pf_ikss_to_degree | pf_vm_from_pu | pf_vm_to_pu | pf_va_from_degree | pf_va_to_degree
Line0_1_2 | 0.0049477 | 0.0049477 | 0 | 0 | 0.0034279 | 0.0034279 | -0.0019748 | 0.0019762 | -0.0013385 | 0.0013399 | 134.3184 | -45.6816 | 0.69595 | 0.69653 | -11.5528 | -11.5426
Line10_11_12 | 0.0049304 | 0.0049304 | 0 | 0 | 0.0034159 | 0.0034159 | -0.0019731 | 0.0019745 | -0.0013332 | 0.0013347 | 134.4202 | -45.5798 | 0.69711 | 0.69769 | -11.5323 | -11.5221
Line11_12_13 | 0.0049304 | 0.0049304 | 0 | 0 | 0.0034159 | 0.0034159 | -0.0019745 | 0.0019759 | -0.0013347 | 0.0013361 | 134.4202 | -45.5798 | 0.69769 | 0.69827 | -11.5221 | -11.5119
Line12_13_15 | 0 | 0 | 0 | 0 | 0 | 0 | 0 | 0 | 0 | 0 | 0 | 0 | 0.69827 | 0.69827 | -11.5119 | -11.5119
Line13_13_14 | 0.0049304 | 0.0049304 | 0 | 0 | 0.0034159 | 0.0034159 | -0.0019758 | 0.0019772 | -0.0013361 | 0.0013376 | 134.42 | -45.58 | 0.69827 | 0.69885 | -11.5119 | -11.5018
Line14_15_16 | 0 | 0 | 0 | 0 | 0 | 0 | 0 | 0 | 0 | 0 | 0 | 0 | 0.69827 | 0.69827 | -11.5119 | -11.5119
Line15_16_17 | 0 | 0 | 0 | 0 | 0 | 0 | 0 | 0 | 0 | 0 | 0 | 0 | 0.69827 | 0.69827 | -11.5119 | -11.5119
Line16_4_18 | 2.9036 | 2.9036 | 0 | 4.7948 | 2.0117 | 2.0117 | 0.48561 | -1e-07 | 0.50584 | -1e-07 | -57.7375 | 122.2625 | 0.34857 | 0 | -11.5684 | 0
Line17_5_19 | 0 | 0 | 0 | 0 | 0 | 0 | 0 | 0 | 0 | 0 | 0 | 0 | 0.69595 | 0.69595 | -11.5528 | -11.5528
Line1_1_3 | 0.0049304 | 0.0049304 | 0 | 0 | 0.0034159 | 0.0034159 | -0.0019703 | 0.0019717 | -0.0013303 | 0.0013318 | 134.4203 | -45.5797 | 0.69595 | 0.69653 | -11.5528 | -11.5425
Line2_1_4 | 2.8936 | 2.8936 | 0 | 0 | 2.0048 | 2.0048 | 0.96651 | -0.48422 | 1.0062 | -0.50385 | -57.7063 | 122.2937 | 0.69595 | 0.34857 | -11.5528 | -11.5684
Line3_1_5 | 0 | 0 | 0 | 0 | 0 | 0 | 0 | 0 | 0 | 0 | 0 | 0 | 0.69595 | 0.69595 | -11.5528 | -11.5528
Line4_2_6 | 0.0049477 | 0.0049477 | 0 | 0 | 0.0034279 | 0.0034279 | -0.0019762 | 0.0019776 | -0.0013399 | 0.0013414 | 134.3184 | -45.6816 | 0.69653 | 0.69711 | -11.5426 | -11.5324
Line5_6_7 | 0.0049477 | 0.0049477 | 0 | 0 | 0.0034279 | 0.0034279 | -0.0019776 | 0.001979 | -0.0013414 | 0.0013429 | 134.3183 | -45.6817 | 0.69711 | 0.6977 | -11.5324 | -11.5223
Line6_7_8 | 0 | 0 | 0 | 0 | 0 | 0 | 0 | 0 | 0 | 0 | 0 | 0 | 0.6977 | 0.6977 | -11.5223 | -11.5223
Line7_8_9 | 0 | 0 | 0 | 0 | 0 | 0 | 0 | 0 | 0 | 0 | 0 | 0 | 0.6977 | 0.6977 | -11.5223 | -11.5223
Line8_8_10 | 0 | 0 | 0 | 0 | 0 | 0 | 0 | 0 | 0 | 0 | 0 | 0 | 0.6977 | 0.6977 | -11.5223 | -11.5223
Line9_3_11 | 0.0049304 | 0.0049304 | 0 | 0 | 0.0034159 | 0.0034159 | -0.0019717 | 0.0019731 | -0.0013318 | 0.0013332 | 134.4203 | -45.5797 | 0.69653 | 0.69711 | -11.5425 | -11.5323

## LLL_min_10
name | pf_ikss_from_ka | pf_ikss_to_ka | pf_ip_from_ka | pf_ip_to_ka | pf_skss_from_mw | pf_skss_to_mw | pf_p_from_mw | pf_p_to_mw | pf_q_from_mvar | pf_q_to_mvar | pf_ikss_from_degree | pf_ikss_to_degree | pf_vm_from_pu | pf_vm_to_pu | pf_va_from_degree | pf_va_to_degree
Line0_1_2 | 0.0046873 | 0.0046873 | 0 | 0 | 0.0032475 | 0.0032475 | -0.0017724 | 0.0017737 | -0.0012013 | 0.0012026 | 134.3184 | -45.6816 | 0.65932 | 0.65987 | -11.5528 | -11.5426
Line10_11_12 | 0.0046709 | 0.0046709 | 0 | 0 | 0.0032361 | 0.0032361 | -0.0017708 | 0.0017721 | -0.0011966 | 0.0011979 | 134.4202 | -45.5798 | 0.66042 | 0.66097 | -11.5323 | -11.5221
Line11_12_13 | 0.0046709 | 0.0046709 | 0 | 0 | 0.0032361 | 0.0032361 | -0.0017721 | 0.0017733 | -0.0011979 | 0.0011992 | 134.4202 | -45.5798 | 0.66097 | 0.66152 | -11.5221 | -11.5119
Line12_13_15 | 0 | 0 | 0 | 0 | 0 | 0 | 0 | 0 | 0 | 0 | 0 | 0 | 0.66152 | 0.66152 | -11.5119 | -11.5119
Line13_13_14 | 0.0046709 | 0.0046709 | 0 | 0 | 0.0032361 | 0.0032361 | -0.0017733 | 0.0017746 | -0.0011992 | 0.0012005 | 134.42 | -45.58 | 0.66152 | 0.66207 | -11.5119 | -11.5018
Line14_15_16 | 0 | 0 | 0 | 0 | 0 | 0 | 0 | 0 | 0 | 0 | 0 | 0 | 0.66152 | 0.66152 | -11.5119 | -11.5119
Line15_16_17 | 0 | 0 | 0 | 0 | 0 | 0 | 0 | 0 | 0 | 0 | 0 | 0 | 0.66152 | 0.66152 | -11.5119 | -11.5119
Line16_4_18 | 2.7508 | 2.7508 | 0 | 4.5424 | 1.9058 | 1.9058 | 0.43584 | -1e-07 | 0.454 | -1e-07 | -57.7375 | 122.2625 | 0.33023 | 0 | -11.5684 | 0
Line17_5_19 | 0 | 0 | 0 | 0 | 0 | 0 | 0 | 0 | 0 | 0 | 0 | 0 | 0.65932 | 0.65932 | -11.5528 | -11.5528
Line1_1_3 | 0.004671 | 0.004671 | 0 | 0 | 0.0032361 | 0.0032361 | -0.0017683 | 0.0017696 | -0.001194 | 0.0011953 | 134.4203 | -45.5797 | 0.65932 | 0.65987 | -11.5528 | -11.5425
Line2_1_4 | 2.7413 | 2.7413 | 0 | 0 | 1.8992 | 1.8992 | 0.86745 | -0.43459 | 0.9031 | -0.45221 | -57.7063 | 122.2937 | 0.65932 | 0.33023 | -11.5528 | -11.5684
Line3_1_5 | 0 | 0 | 0 | 0 | 0 | 0 | 0 | 0 | 0 | 0 | 0 | 0 | 0.65932 | 0.65932 | -11.5528 | -11.5528
Line4_2_6 | 0.0046873 | 0.0046873 | 0 | 0 | 0.0032475 | 0.0032475 | -0.0017736 | 0.0017749 | -0.0012026 | 0.0012039 | 134.3184 | -45.6816 | 0.65987 | 0.66042 | -11.5426 | -11.5324
Line5_6_7 | 0.0046873 | 0.0046873 | 0 | 0 | 0.0032475 | 0.0032475 | -0.0017749 | 0.0017762 | -0.0012039 | 0.0012053 | 134.3183 | -45.6817 | 0.66042 | 0.66097 | -11.5324 | -11.5223
Line6_7_8 | 0 | 0 | 0 | 0 | 0 | 0 | 0 | 0 | 0 | 0 | 0 | 0 | 0.66097 | 0.66097 | -11.5223 | -11.5223
Line7_8_9 | 0 | 0 | 0 | 0 | 0 | 0 | 0 | 0 | 0 | 0 | 0 | 0 | 0.66097 | 0.66097 | -11.5223 | -11.5223
Line8_8_10 | 0 | 0 | 0 | 0 | 0 | 0 | 0 | 0 | 0 | 0 | 0 | 0 | 0.66097 | 0.66097 | -11.5223 | -11.5223
Line9_3_11 | 0.004671 | 0.004671 | 0 | 0 | 0.0032361 | 0.0032361 | -0.0017696 | 0.0017708 | -0.0011953 | 0.0011966 | 134.4203 | -45.5797 | 0.65987 | 0.66042 | -11.5425 | -11.5323

## LLL_min_fault_6
name | pf_ikss_from_ka | pf_ikss_to_ka | pf_ip_from_ka | pf_ip_to_ka | pf_skss_from_mw | pf_skss_to_mw | pf_p_from_mw | pf_p_to_mw | pf_q_from_mvar | pf_q_to_mvar | pf_ikss_from_degree | pf_ikss_to_degree | pf_vm_from_pu | pf_vm_to_pu | pf_va_from_degree | pf_va_to_degree
Line0_1_2 | 5.2325e-05 | 5.2325e-05 | 0 | 0 | 3.6252e-05 | 3.6252e-05 | -2.8824e-05 | 2.8824e-05 | -1.8685e-05 | 1.8685e-05 | 146.9224 | -33.0776 | 0.94756 | 0.94756 | -0.1244 | -0.12431
Line10_11_12 | 5.2142e-05 | 5.2142e-05 | 0 | 0 | 3.6125e-05 | 3.6125e-05 | -2.8757e-05 | 2.8757e-05 | -1.8569e-05 | 1.8569e-05 | 147.0242 | -32.9758 | 0.94757 | 0.94757 | -0.12422 | -0.12414
Line11_12_13 | 5.2142e-05 | 5.2142e-05 | 0 | 0 | 3.6125e-05 | 3.6125e-05 | -2.8757e-05 | 2.8757e-05 | -1.8569e-05 | 1.8569e-05 | 147.0241 | -32.9759 | 0.94757 | 0.94758 | -0.12414 | -0.12405
Line12_13_15 | 0 | 0 | 0 | 0 | 0 | 0 | 0 | 0 | 0 | 0 | 0 | 0 | 0.94758 | 0.94758 | -0.12405 | -0.12405
Line13_13_14 | 5.2142e-05 | 5.2142e-05 | 0 | 0 | 3.6125e-05 | 3.6125e-05 | -2.8757e-05 | 2.8757e-05 | -1.857e-05 | 1.857e-05 | 147.0239 | -32.9761 | 0.94758 | 0.94759 | -0.12405 | -0.12396
Line14_15_16 | 0 | 0 | 0 | 0 | 0 | 0 | 0 | 0 | 0 | 0 | 0 | 0 | 0.94758 | 0.94758 | -0.12405 | -0.12405
Line15_16_17 | 0 | 0 | 0 | 0 | 0 | 0 | 0 | 0 | 0 | 0 | 0 | 0 | 0.94758 | 0.94758 | -0.12405 | -0.12405
Line16_4_18 | 0.030707 | 0.030707 | 0 | 0.050707 | 0.021274 | 0.021274 | 0.014198 | -0.014144 | 0.0142 | -0.014144 | -45.1336 | 134.8664 | 0.94388 | 0.9402 | -0.12903 | -0.1336
Line17_5_19 | 0 | 0 | 0 | 0 | 0 | 0 | 0 | 0 | 0 | 0 | 0 | 0 | 0.94756 | 0.94756 | -0.1244 | -0.1244
Line1_1_3 | 5.2142e-05 | 5.2142e-05 | 0 | 0 | 3.6125e-05 | 3.6125e-05 | -2.8756e-05 | 2.8757e-05 | -1.8569e-05 | 1.8569e-05 | 147.0243 | -32.9757 | 0.94756 | 0.94756 | -0.1244 | -0.12431
Line2_1_4 | 0.030601 | 0.030601 | 0 | 0 | 0.021201 | 0.021201 | 0.014211 | -0.014157 | 0.0142 | -0.014144 | -45.1023 | 134.8977 | 0.94756 | 0.94388 | -0.1244 | -0.12903
Line3_1_5 | 0 | 0 | 0 | 0 | 0 | 0 | 0 | 0 | 0 | 0 | 0 | 0 | 0.94756 | 0.94756 | -0.1244 | -0.1244
Line4_2_6 | 5.2325e-05 | 5.2325e-05 | 0 | 0 | 3.6252e-05 | 3.6252e-05 | -2.8824e-05 | 2.8824e-05 | -1.8685e-05 | 1.8685e-05 | 146.9223 | -33.0777 | 0.94756 | 0.94757 | -0.12431 | -0.12422
Line5_6_7 | 5.2325e-05 | 5.2325e-05 | 0 | 0 | 3.6252e-05 | 3.6252e-05 | -2.8824e-05 | 2.8824e-05 | -1.8685e-05 | 1.8686e-05 | 146.9222 | -33.0778 | 0.94757 | 0.94757 | -0.12422 | -0.12414
Line6_7_8 | 0 | 0 | 0 | 0 | 0 | 0 | 0 | 0 | 0 | 0 | 0 | 0 | 0.94757 | 0.94757 | -0.12414 | -0.12414
Line7_8_9 | 0 | 0 | 0 | 0 | 0 | 0 | 0 | 0 | 0 | 0 | 0 | 0 | 0.94757 | 0.94757 | -0.12414 | -0.12414
Line8_8_10 | 0 | 0 | 0 | 0 | 0 | 0 | 0 | 0 | 0 | 0 | 0 | 0 | 0.94757 | 0.94757 | -0.12414 | -0.12414
Line9_3_11 | 5.2142e-05 | 5.2142e-05 | 0 | 0 | 3.6125e-05 | 3.6125e-05 | -2.8756e-05 | 2.8757e-05 | -1.8569e-05 | 1.8569e-05 | 147.0242 | -32.9758 | 0.94756 | 0.94757 | -0.12431 | -0.12422

## LLL_min_fault_10
name | pf_ikss_from_ka | pf_ikss_to_ka | pf_ip_from_ka | pf_ip_to_ka | pf_skss_from_mw | pf_skss_to_mw | pf_p_from_mw | pf_p_to_mw | pf_q_from_mvar | pf_q_to_mvar | pf_ikss_from_degree | pf_ikss_to_degree | pf_vm_from_pu | pf_vm_to_pu | pf_va_from_degree | pf_va_to_degree
Line0_1_2 | 4.9571e-05 | 4.9571e-05 | 0 | 0 | 3.4344e-05 | 3.4344e-05 | -2.587e-05 | 2.587e-05 | -1.677e-05 | 1.677e-05 | 146.9224 | -33.0776 | 0.89769 | 0.89769 | -0.1244 | -0.12431
Line10_11_12 | 4.9398e-05 | 4.9398e-05 | 0 | 0 | 3.4224e-05 | 3.4224e-05 | -2.5809e-05 | 2.5809e-05 | -1.6666e-05 | 1.6666e-05 | 147.0242 | -32.9758 | 0.8977 | 0.8977 | -0.12422 | -0.12414
Line11_12_13 | 4.9398e-05 | 4.9398e-05 | 0 | 0 | 3.4224e-05 | 3.4224e-05 | -2.5809e-05 | 2.581e-05 | -1.6666e-05 | 1.6666e-05 | 147.0241 | -32.9759 | 0.8977 | 0.89771 | -0.12414 | -0.12405
Line12_13_15 | 0 | 0 | 0 | 0 | 0 | 0 | 0 | 0 | 0 | 0 | 0 | 0 | 0.89771 | 0.89771 | -0.12405 | -0.12405
Line13_13_14 | 4.9398e-05 | 4.9398e-05 | 0 | 0 | 3.4224e-05 | 3.4224e-05 | -2.5809e-05 | 2.581e-05 | -1.6666e-05 | 1.6666e-05 | 147.0239 | -32.9761 | 0.89771 | 0.89771 | -0.12405 | -0.12396
Line14_15_16 | 0 | 0 | 0 | 0 | 0 | 0 | 0 | 0 | 0 | 0 | 0 | 0 | 0.89771 | 0.89771 | -0.12405 | -0.12405
Line15_16_17 | 0 | 0 | 0 | 0 | 0 | 0 | 0 | 0 | 0 | 0 | 0 | 0 | 0.89771 | 0.89771 | -0.12405 | -0.12405
Line16_4_18 | 0.029091 | 0.029091 | 0 | 0.048038 | 0.020155 | 0.020155 | 0.012743 | -0.012694 | 0.012745 | -0.012694 | -45.1336 | 134.8664 | 0.89421 | 0.89071 | -0.12903 | -0.1336
Line17_5_19 | 0 | 0 | 0 | 0 | 0 | 0 | 0 | 0 | 0 | 0 | 0 | 0 | 0.89769 | 0.89769 | -0.1244 | -0.1244
Line1_1_3 | 4.9398e-05 | 4.9398e-05 | 0 | 0 | 3.4224e-05 | 3.4224e-05 | -2.5809e-05 | 2.5809e-05 | -1.6666e-05 | 1.6666e-05 | 147.0243 | -32.9757 | 0.89769 | 0.89769 | -0.1244 | -0.12431
Line2_1_4 | 0.028991 | 0.028991 | 0 | 0 | 0.020085 | 0.020085 | 0.012754 | -0.012706 | 0.012745 | -0.012694 | -45.1023 | 134.8977 | 0.89769 | 0.89421 | -0.1244 | -0.12903
Line3_1_5 | 0 | 0 | 0 | 0 | 0 | 0 | 0 | 0 | 0 | 0 | 0 | 0 | 0.89769 | 0.89769 | -0.1244 | -0.1244
Line4_2_6 | 4.9571e-05 | 4.9571e-05 | 0 | 0 | 3.4344e-05 | 3.4344e-05 | -2.587e-05 | 2.587e-05 | -1.677e-05 | 1.677e-05 | 146.9223 | -33.0777 | 0.89769 | 0.8977 | -0.12431 | -0.12422
Line5_6_7 | 4.9571e-05 | 4.9571e-05 | 0 | 0 | 3.4344e-05 | 3.4344e-05 | -2.587e-05 | 2.587e-05 | -1.677e-05 | 1.677e-05 | 146.9222 | -33.0778 | 0.8977 | 0.8977 | -0.12422 | -0.12414
Line6_7_8 | 0 | 0 | 0 | 0 | 0 | 0 | 0 | 0 | 0 | 0 | 0 | 0 | 0.8977 | 0.8977 | -0.12414 | -0.12414
Line7_8_9 | 0 | 0 | 0 | 0 | 0 | 0 | 0 | 0 | 0 | 0 | 0 | 0 | 0.8977 | 0.8977 | -0.12414 | -0.12414
Line8_8_10 | 0 | 0 | 0 | 0 | 0 | 0 | 0 | 0 | 0 | 0 | 0 | 0 | 0.8977 | 0.8977 | -0.12414 | -0.12414
Line9_3_11 | 4.9398e-05 | 4.9398e-05 | 0 | 0 | 3.4224e-05 | 3.4224e-05 | -2.5809e-05 | 2.5809e-05 | -1.6666e-05 | 1.6666e-05 | 147.0242 | -32.9758 | 0.89769 | 0.8977 | -0.12431 | -0.12422

## LL_max_6
name | pf_ikss_a_from_ka | pf_ikss_b_from_ka | pf_ikss_c_from_ka | pf_ikss_a_to_ka | pf_ikss_b_to_ka | pf_ikss_c_to_ka | pf_skss_a_from_mw | pf_skss_b_from_mw | pf_skss_c_from_mw | pf_skss_a_to_mw | pf_skss_b_to_mw | pf_skss_c_to_mw | pf_p_a_from_mw | pf_p_b_from_mw | pf_p_c_from_mw | pf_p_a_to_mw | pf_p_b_to_mw | pf_p_c_to_mw | pf_q_a_from_mvar | pf_q_b_from_mvar | pf_q_c_from_mvar | pf_q_a_to_mvar | pf_q_b_to_mvar | pf_q_c_to_mvar | pf_ikss_a_from_degree | pf_ikss_b_from_degree | pf_ikss_c_from_degree | pf_ikss_a_to_degree | pf_ikss_b_to_degree | pf_ikss_c_to_degree | pf_vm_a_from_pu | pf_vm_b_from_pu | pf_vm_c_from_pu | pf_vm_a_to_pu | pf_vm_b_to_pu | pf_vm_c_to_pu | pf_va_a_from_degree | pf_va_b_from_degree | pf_va_c_from_degree | pf_va_a_to_degree | pf_va_b_to_degree | pf_va_c_to_degree
Line0_1_2 | 0.12004 | 0.27826 | 0.2879 | 0.12004 | 0.27826 | 0.2879 | 0.027723 | 0.06426 | 0.066487 | 0.027723 | 0.06426 | 0.066487 | -0.0066356 | -0.043731 | 0.0053609 | 0.0067797 | 0.044505 | -0.004532 | -0.02942 | -0.038454 | -0.05306 | 0.029708 | 0.040002 | 0.054718 | 103.3755 | 5.6755 | -149.9183 | -76.6245 | -174.3245 | 30.0817 | 1.0879 | 0.9062 | 0.80211 | 1.0992 | 0.93122 | 0.8258 | 0.66504 | -132.9982 | 125.851 | 0.51995 | -132.3743 | 124.8165
Line10_11_12 | 0.10562 | 0.24636 | 0.25902 | 0.10562 | 0.24636 | 0.25902 | 0.024392 | 0.056894 | 0.059818 | 0.024392 | 0.056894 | 0.059818 | -0.0054328 | -0.040559 | 0.0029652 | 0.0055444 | 0.041166 | -0.0022943 | -0.026465 | -0.035746 | -0.050471 | 0.026688 | 0.03696 | 0.051813 | 101.9876 | 6.743 | -149.2992 | -78.0124 | -173.257 | 30.7008 | 1.1076 | 0.95025 | 0.84519 | 1.1175 | 0.9724 | 0.86702 | 0.38687 | -131.8661 | 124.0632 | 0.25148 | -131.3386 | 123.2363
Line11_12_13 | 0.10562 | 0.24636 | 0.25902 | 0.10562 | 0.24636 | 0.25902 | 0.024392 | 0.056894 | 0.059818 | 0.024392 | 0.056894 | 0.059818 | -0.0055444 | -0.041166 | 0.0022943 | 0.0056559 | 0.041773 | -0.0016234 | -0.026688 | -0.03696 | -0.051813 | 0.026911 | 0.038174 | 0.053154 | 101.9876 | 6.743 | -149.2992 | -78.0124 | -173.257 | 30.7008 | 1.1175 | 0.9724 | 0.86702 | 1.1274 | 0.99463 | 0.88902 | 0.25148 | -131.3386 | 123.2363 | 0.11846 | -130.8346 | 122.4502
Line12_13_15 | 0 | 0 | 0 | 0 | 0 | 0 | 0 | 0 | 0 | 0 | 0 | 0 | 9.5966e-10 | -4.0105e-10 | -1.5649e-09 | -9.5966e-10 | 4.0105e-10 | 1.5649e-09 | -2.6922e-11 | 2.1594e-09 | -4.3897e-10 | 2.6922e-11 | -2.1594e-09 | 4.3897e-10 | 0 | 0 | 0 | 0 | 0 | 0 | 1.1274 | 0.99463 | 0.88902 | 1.1274 | 0.99463 | 0.88902 | 0.11846 | -130.8346 | 122.4502 | 0.11846 | -130.8346 | 122.4502
Line13_13_14 | 0.10562 | 0.24636 | 0.25902 | 0.10562 | 0.24636 | 0.25902 | 0.024392 | 0.056894 | 0.059818 | 0.024392 | 0.056894 | 0.059818 | -0.0056559 | -0.041773 | 0.0016234 | 0.0057675 | 0.04238 | -0.00095251 | -0.026911 | -0.038174 | -0.053154 | 0.027134 | 0.039388 | 0.054496 | 101.9876 | 6.743 | -149.2992 | -78.0124 | -173.257 | 30.7008 | 1.1274 | 0.99463 | 0.88902 | 1.1373 | 1.0169 | 0.91117 | 0.11846 | -130.8346 | 122.4502 | -0.012245 | -130.3527 | 121.7021
Line14_15_16 | 0 | 0 | 0 | 0 | 0 | 0 | 0 | 0 | 0 | 0 | 0 | 0 | 6.3977e-10 | -2.6737e-10 | -1.0433e-09 | -6.3977e-10 | 2.6737e-10 | 1.0433e-09 | -1.7948e-11 | 1.4396e-09 | -2.9264e-10 | 1.7948e-11 | -1.4396e-09 | 2.9264e-10 | 0 | 0 | 0 | 0 | 0 | 0 | 1.1274 | 0.99463 | 0.88902 | 1.1274 | 0.99463 | 0.88902 | 0.11846 | -130.8346 | 122.4502 | 0.11846 | -130.8346 | 122.4502
Line15_16_17 | 0 | 0 | 0 | 0 | 0 | 0 | 0 | 0 | 0 | 0 | 0 | 0 | 3.1989e-10 | -1.3368e-10 | -5.2163e-10 | -3.1989e-10 | 1.3368e-10 | 5.2163e-10 | -8.9741e-12 | 7.1981e-10 | -1.4632e-10 | 8.974e-12 | -7.1981e-10 | 1.4632e-10 | 0 | 0 | 0 | 0 | 0 | 0 | 1.1274 | 0.99463 | 0.88902 | 1.1274 | 0.99463 | 0.88902 | 0.11846 | -130.8346 | 122.4502 | 0.11846 | -130.8346 | 122.4502
Line16_4_18 | 0 | 3.6866 | 3.6866 | 0 | 3.6866 | 3.6866 | 0 | 0.85139 | 0.85139 | 0 | 0.85139 | 0.85139 | 2.2277e-10 | 0.58108 | -0.30926 | -2.2277e-10 | -0.44517 | 0.44517 | -6.0249e-11 | 0.12002 | 0.42364 | 6.0249e-11 | 0.15181 | -0.15181 | 0 | -160.3584 | 19.6416 | 0 | 19.6416 | -160.3584 | 1.1049 | 0.69692 | 0.61606 | 1.1049 | 0.55244 | 0.55244 | 0.81154 | -148.6887 | 145.7714 | 0.81154 | -179.1885 | -179.1885
Line17_5_19 | 0 | 0 | 0 | 0 | 0 | 0 | 0 | 0 | 0 | 0 | 0 | 0 | 1.5131e-10 | -3.884e-10 | -7.1297e-10 | -1.5131e-10 | 3.884e-10 | 7.1297e-10 | -4.8613e-11 | 7.8472e-10 | -3.1481e-10 | 4.8613e-11 | -7.8472e-10 | 3.1481e-10 | 0 | 0 | 0 | 0 | 0 | 0 | 1.0879 | 0.9062 | 0.80211 | 1.0879 | 0.9062 | 0.80211 | 0.66504 | -132.9982 | 125.851 | 0.66504 | -132.9982 | 125.851
Line1_1_3 | 0.10562 | 0.24636 | 0.25902 | 0.10562 | 0.24636 | 0.25902 | 0.024392 | 0.056894 | 0.059818 | 0.024392 | 0.056894 | 0.059818 | -0.0052097 | -0.039345 | 0.0043071 | 0.0053213 | 0.039952 | -0.0036361 | -0.026019 | -0.033319 | -0.047787 | 0.026242 | 0.034532 | 0.049129 | 101.9876 | 6.743 | -149.2992 | -78.0124 | -173.257 | 30.7008 | 1.0879 | 0.9062 | 0.80211 | 1.0977 | 0.92818 | 0.82355 | 0.66504 | -132.9982 | 125.851 | 0.5247 | -132.4187 | 124.9337
Line2_1_4 | 0.17814 | 3.1133 | 3.1623 | 0.17814 | 3.1133 | 3.1623 | 0.041139 | 0.71898 | 0.7303 | 0.041139 | 0.71898 | 0.7303 | -0.026301 | 0.59177 | -0.16845 | 0.026618 | -0.49484 | 0.26845 | -0.03621 | 0.27262 | 0.56104 | 0.036845 | -0.078773 | -0.36104 | 126.6571 | -157.7336 | 19.1385 | -53.3429 | 22.2664 | -160.8615 | 1.0879 | 0.9062 | 0.80211 | 1.1049 | 0.69692 | 0.61606 | 0.66504 | -132.9982 | 125.851 | 0.81154 | -148.6887 | 145.7714
Line3_1_5 | 0 | 0 | 0 | 0 | 0 | 0 | 0 | 0 | 0 | 0 | 0 | 0 | 3.0262e-10 | -7.7681e-10 | -1.4259e-09 | -3.0262e-10 | 7.7681e-10 | 1.4259e-09 | -9.7225e-11 | 1.5694e-09 | -6.2962e-10 | 9.7225e-11 | -1.5694e-09 | 6.2962e-10 | 0 | 0 | 0 | 0 | 0 | 0 | 1.0879 | 0.9062 | 0.80211 | 1.0879 | 0.9062 | 0.80211 | 0.66504 | -132.9982 | 125.851 | 0.66504 | -132.9982 | 125.851
Line4_2_6 | 0.12004 | 0.27826 | 0.2879 | 0.12004 | 0.27826 | 0.2879 | 0.027723 | 0.06426 | 0.066487 | 0.027723 | 0.06426 | 0.066487 | -0.0067797 | -0.044505 | 0.004532 | 0.0069238 | 0.045279 | -0.0037032 | -0.029708 | -0.040002 | -0.054718 | 0.029996 | 0.041551 | 0.056376 | 103.3755 | 5.6755 | -149.9183 | -76.6245 | -174.3245 | 30.0817 | 1.0992 | 0.93122 | 0.8258 | 1.1104 | 0.95634 | 0.84974 | 0.51995 | -132.3743 | 124.8165 | 0.37782 | -131.7831 | 123.8399
Line5_6_7 | 0.12004 | 0.27826 | 0.2879 | 0.12004 | 0.27826 | 0.2879 | 0.027723 | 0.06426 | 0.066487 | 0.027723 | 0.06426 | 0.066487 | -0.0069238 | -0.045279 | 0.0037032 | 0.0070679 | 0.046053 | -0.0028743 | -0.029996 | -0.041551 | -0.056376 | 0.030284 | 0.0431 | 0.058033 | 103.3755 | 5.6754 | -149.9183 | -76.6245 | -174.3246 | 30.0817 | 1.1104 | 0.95634 | 0.84974 | 1.1217 | 0.98156 | 0.87392 | 0.37782 | -131.7831 | 123.8399 | 0.23855 | -131.2223 | 122.9172
Line6_7_8 | 0 | 0 | 0 | 0 | 0 | 0 | 0 | 0 | 0 | 0 | 0 | 0 | 8.8544e-10 | -5.2221e-10 | -1.6796e-09 | -8.8544e-10 | 5.2221e-10 | 1.6796e-09 | -5.3943e-11 | 2.2064e-09 | -5.137e-10 | 5.3943e-11 | -2.2064e-09 | 5.137e-10 | 0 | 0 | 0 | 0 | 0 | 0 | 1.1217 | 0.98156 | 0.87392 | 1.1217 | 0.98156 | 0.87392 | 0.23855 | -131.2223 | 122.9172 | 0.23855 | -131.2223 | 122.9172
Line7_8_9 | 0 | 0 | 0 | 0 | 0 | 0 | 0 | 0 | 0 | 0 | 0 | 0 | 2.9515e-10 | -1.7407e-10 | -5.5987e-10 | -2.9515e-10 | 1.7407e-10 | 5.5987e-10 | -1.7981e-11 | 7.3545e-10 | -1.7123e-10 | 1.7981e-11 | -7.3545e-10 | 1.7123e-10 | 0 | 0 | 0 | 0 | 0 | 0 | 1.1217 | 0.98156 | 0.87392 | 1.1217 | 0.98156 | 0.87392 | 0.23855 | -131.2223 | 122.9172 | 0.23855 | -131.2223 | 122.9172
Line8_8_10 | 0 | 0 | 0 | 0 | 0 | 0 | 0 | 0 | 0 | 0 | 0 | 0 | 2.9515e-10 | -1.7407e-10 | -5.5987e-10 | -2.9515e-10 | 1.7407e-10 | 5.5987e-10 | -1.7981e-11 | 7.3545e-10 | -1.7123e-10 | 1.7981e-11 | -7.3545e-10 | 1.7123e-10 | 0 | 0 | 0 | 0 | 0 | 0 | 1.1217 | 0.98156 | 0.87392 | 1.1217 | 0.98156 | 0.87392 | 0.23855 | -131.2223 | 122.9172 | 0.23855 | -131.2223 | 122.9172
Line9_3_11 | 0.10562 | 0.24636 | 0.25902 | 0.10562 | 0.24636 | 0.25902 | 0.024392 | 0.056894 | 0.059818 | 0.024392 | 0.056894 | 0.059818 | -0.0053213 | -0.039952 | 0.0036361 | 0.0054328 | 0.040559 | -0.0029652 | -0.026242 | -0.034532 | -0.049129 | 0.026465 | 0.035746 | 0.050471 | 101.9876 | 6.743 | -149.2992 | -78.0124 | -173.257 | 30.7008 | 1.0977 | 0.92818 | 0.82355 | 1.1076 | 0.95025 | 0.84519 | 0.5247 | -132.4187 | 124.9337 | 0.38687 | -131.8661 | 124.0632

## LL_max_10
name | pf_ikss_a_from_ka | pf_ikss_b_from_ka | pf_ikss_c_from_ka | pf_ikss_a_to_ka | pf_ikss_b_to_ka | pf_ikss_c_to_ka | pf_skss_a_from_mw | pf_skss_b_from_mw | pf_skss_c_from_mw | pf_skss_a_to_mw | pf_skss_b_to_mw | pf_skss_c_to_mw | pf_p_a_from_mw | pf_p_b_from_mw | pf_p_c_from_mw | pf_p_a_to_mw | pf_p_b_to_mw | pf_p_c_to_mw | pf_q_a_from_mvar | pf_q_b_from_mvar | pf_q_c_from_mvar | pf_q_a_to_mvar | pf_q_b_to_mvar | pf_q_c_to_mvar | pf_ikss_a_from_degree | pf_ikss_b_from_degree | pf_ikss_c_from_degree | pf_ikss_a_to_degree | pf_ikss_b_to_degree | pf_ikss_c_to_degree | pf_vm_a_from_pu | pf_vm_b_from_pu | pf_vm_c_from_pu | pf_vm_a_to_pu | pf_vm_b_to_pu | pf_vm_c_to_pu | pf_va_a_from_degree | pf_va_b_from_degree | pf_va_c_from_degree | pf_va_a_to_degree | pf_va_b_to_degree | pf_va_c_to_degree
Line0_1_2 | 0.12125 | 0.28676 | 0.29545 | 0.12125 | 0.28676 | 0.29545 | 0.028001 | 0.066224 | 0.068232 | 0.028001 | 0.066224 | 0.068232 | -0.0072796 | -0.047408 | 0.0062354 | 0.0074266 | 0.04823 | -0.0053624 | -0.031079 | -0.040686 | -0.056392 | 0.031373 | 0.04233 | 0.058138 | 103.86 | 5.8931 | -150.127 | -76.14 | -174.1069 | 29.873 | 1.14 | 0.94335 | 0.8315 | 1.1514 | 0.969 | 0.85567 | 0.67744 | -133.4704 | 126.1827 | 0.54223 | -132.8342 | 125.1429
Line10_11_12 | 0.10706 | 0.25503 | 0.26689 | 0.10706 | 0.25503 | 0.26689 | 0.024725 | 0.058896 | 0.061635 | 0.024725 | 0.058896 | 0.061635 | -0.0059982 | -0.044121 | 0.0036669 | 0.0061128 | 0.044772 | -0.0029546 | -0.028047 | -0.038002 | -0.053845 | 0.028276 | 0.039303 | 0.05527 | 102.4881 | 6.9483 | -149.5188 | -77.5119 | -173.0517 | 30.4812 | 1.16 | 0.98872 | 0.87564 | 1.1701 | 1.0115 | 0.89801 | 0.41665 | -132.313 | 124.377 | 0.28961 | -131.7733 | 123.5412
Line11_12_13 | 0.10706 | 0.25503 | 0.26689 | 0.10706 | 0.25503 | 0.26689 | 0.024725 | 0.058896 | 0.061635 | 0.024725 | 0.058896 | 0.061635 | -0.0061128 | -0.044772 | 0.0029546 | 0.0062274 | 0.045422 | -0.0022423 | -0.028276 | -0.039303 | -0.05527 | 0.028506 | 0.040604 | 0.056694 | 102.4881 | 6.9483 | -149.5188 | -77.5119 | -173.0517 | 30.4812 | 1.1701 | 1.0115 | 0.89801 | 1.1801 | 1.0345 | 0.92056 | 0.28961 | -131.7733 | 123.5412 | 0.16473 | -131.2575 | 122.7461
Line12_13_15 | 0 | 0 | 0 | 0 | 0 | 0 | 0 | 0 | 0 | 0 | 0 | 0 | 1.0401e-09 | -5.0503e-10 | -1.8042e-09 | -1.0401e-09 | 5.0503e-10 | 1.8042e-09 | -4.1056e-11 | 2.4435e-09 | -5.3366e-10 | 4.1055e-11 | -2.4435e-09 | 5.3366e-10 | 0 | 0 | 0 | 0 | 0 | 0 | 1.1801 | 1.0345 | 0.92056 | 1.1801 | 1.0345 | 0.92056 | 0.16473 | -131.2575 | 122.7461 | 0.16473 | -131.2575 | 122.7461
Line13_13_14 | 0.10706 | 0.25503 | 0.26689 | 0.10706 | 0.25503 | 0.26689 | 0.024725 | 0.058896 | 0.061635 | 0.024725 | 0.058896 | 0.061635 | -0.0062274 | -0.045422 | 0.0022423 | 0.006342 | 0.046072 | -0.00153 | -0.028506 | -0.040604 | -0.056694 | 0.028735 | 0.041904 | 0.058119 | 102.4881 | 6.9483 | -149.5188 | -77.5119 | -173.0517 | 30.4812 | 1.1801 | 1.0345 | 0.92056 | 1.1902 | 1.0574 | 0.94328 | 0.16473 | -131.2575 | 122.7461 | 0.041965 | -130.7641 | 121.9892
Line14_15_16 | 0 | 0 | 0 | 0 | 0 | 0 | 0 | 0 | 0 | 0 | 0 | 0 | 6.9337e-10 | -3.3669e-10 | -1.2028e-09 | -6.9337e-10 | 3.3669e-10 | 1.2028e-09 | -2.737e-11 | 1.629e-09 | -3.5577e-10 | 2.737e-11 | -1.629e-09 | 3.5577e-10 | 0 | 0 | 0 | 0 | 0 | 0 | 1.1801 | 1.0345 | 0.92056 | 1.1801 | 1.0345 | 0.92056 | 0.16473 | -131.2575 | 122.7461 | 0.16473 | -131.2575 | 122.7461
Line15_16_17 | 0 | 0 | 0 | 0 | 0 | 0 | 0 | 0 | 0 | 0 | 0 | 0 | 3.4669e-10 | -1.6834e-10 | -6.0141e-10 | -3.4669e-10 | 1.6834e-10 | 6.0141e-10 | -1.3685e-11 | 8.1451e-10 | -1.7789e-10 | 1.3685e-11 | -8.1451e-10 | 1.7789e-10 | 0 | 0 | 0 | 0 | 0 | 0 | 1.1801 | 1.0345 | 0.92056 | 1.1801 | 1.0345 | 0.92056 | 0.16473 | -131.2575 | 122.7461 | 0.16473 | -131.2575 | 122.7461
Line16_4_18 | 0 | 3.8016 | 3.8016 | 0 | 3.8016 | 3.8016 | 0 | 0.87794 | 0.87794 | 0 | 0.87794 | 0.87794 | 2.4252e-10 | 0.6258 | -0.33676 | -2.4252e-10 | -0.48128 | 0.48128 | -6.6499e-11 | 0.12673 | 0.45136 | 6.6499e-11 | 0.16231 | -0.16231 | 0 | -160.5465 | 19.4535 | 0 | 19.4535 | -160.5465 | 1.1571 | 0.72727 | 0.64143 | 1.1571 | 0.57853 | 0.57853 | 0.81646 | -149.0986 | 146.1801 | 0.81646 | -179.1835 | -179.1835
Line17_5_19 | 0 | 0 | 0 | 0 | 0 | 0 | 0 | 0 | 0 | 0 | 0 | 0 | 1.674e-10 | -4.3718e-10 | -7.991e-10 | -1.674e-10 | 4.3718e-10 | 7.991e-10 | -5.4362e-11 | 8.8631e-10 | -3.6119e-10 | 5.4362e-11 | -8.8631e-10 | 3.6119e-10 | 0 | 0 | 0 | 0 | 0 | 0 | 1.14 | 0.94335 | 0.8315 | 1.14 | 0.94335 | 0.8315 | 0.67744 | -133.4704 | 126.1827 | 0.67744 | -133.4704 | 126.1827
Line1_1_3 | 0.10706 | 0.25503 | 0.26689 | 0.10706 | 0.25503 | 0.26689 | 0.024725 | 0.058896 | 0.061635 | 0.024725 | 0.058896 | 0.061635 | -0.0057689 | -0.042821 | 0.0050915 | 0.0058836 | 0.043471 | -0.0043792 | -0.027589 | -0.035401 | -0.050996 | 0.027818 | 0.036701 | 0.052421 | 102.4881 | 6.9483 | -149.5188 | -77.5119 | -173.0517 | 30.4812 | 1.14 | 0.94335 | 0.8315 | 1.15 | 0.96598 | 0.85346 | 0.67744 | -133.4704 | 126.1827 | 0.54591 | -132.8781 | 125.2565
Line2_1_4 | 0.17875 | 3.2235 | 3.2732 | 0.17875 | 3.2235 | 3.2732 | 0.04128 | 0.74444 | 0.7559 | 0.04128 | 0.74444 | 0.7559 | -0.027594 | 0.63877 | -0.18623 | 0.027913 | -0.53486 | 0.29337 | -0.038119 | 0.29181 | 0.60031 | 0.038758 | -0.083991 | -0.38604 | 126.5778 | -158.0231 | 18.9477 | -53.4222 | 21.9769 | -161.0523 | 1.14 | 0.94335 | 0.8315 | 1.1571 | 0.72727 | 0.64143 | 0.67744 | -133.4704 | 126.1827 | 0.81646 | -149.0986 | 146.1801
Line3_1_5 | 0 | 0 | 0 | 0 | 0 | 0 | 0 | 0 | 0 | 0 | 0 | 0 | 3.3479e-10 | -8.7436e-10 | -1.5982e-09 | -3.3479e-10 | 8.7436e-10 | 1.5982e-09 | -1.0872e-10 | 1.7726e-09 | -7.2239e-10 | 1.0872e-10 | -1.7726e-09 | 7.2239e-10 | 0 | 0 | 0 | 0 | 0 | 0 | 1.14 | 0.94335 | 0.8315 | 1.14 | 0.94335 | 0.8315 | 0.67744 | -133.4704 | 126.1827 | 0.67744 | -133.4704 | 126.1827
Line4_2_6 | 0.12125 | 0.28676 | 0.29545 | 0.12125 | 0.28676 | 0.29545 | 0.028001 | 0.066224 | 0.068232 | 0.028001 | 0.066224 | 0.068232 | -0.0074266 | -0.04823 | 0.0053624 | 0.0075736 | 0.049052 | -0.0044895 | -0.031373 | -0.04233 | -0.058138 | 0.031667 | 0.043975 | 0.059883 | 103.86 | 5.8931 | -150.127 | -76.14 | -174.1069 | 29.873 | 1.1514 | 0.969 | 0.85567 | 1.1628 | 0.99477 | 0.8801 | 0.54223 | -132.8342 | 125.1429 | 0.40967 | -132.2309 | 124.1605
Line5_6_7 | 0.12125 | 0.28676 | 0.29545 | 0.12125 | 0.28676 | 0.29545 | 0.028001 | 0.066224 | 0.068232 | 0.028001 | 0.066224 | 0.068232 | -0.0075736 | -0.049052 | 0.0044895 | 0.0077206 | 0.049874 | -0.0036166 | -0.031667 | -0.043975 | -0.059883 | 0.031961 | 0.045619 | 0.061629 | 103.86 | 5.8931 | -150.127 | -76.14 | -174.1069 | 29.873 | 1.1628 | 0.99477 | 0.8801 | 1.1743 | 1.0206 | 0.90478 | 0.40967 | -132.2309 | 124.1605 | 0.2797 | -131.6582 | 123.2314
Line6_7_8 | 0 | 0 | 0 | 0 | 0 | 0 | 0 | 0 | 0 | 0 | 0 | 0 | 9.5941e-10 | -6.3614e-10 | -1.9255e-09 | -9.5941e-10 | 6.3614e-10 | 1.9255e-09 | -6.9362e-11 | 2.4956e-09 | -6.1712e-10 | 6.9362e-11 | -2.4956e-09 | 6.1712e-10 | 0 | 0 | 0 | 0 | 0 | 0 | 1.1743 | 1.0206 | 0.90478 | 1.1743 | 1.0206 | 0.90478 | 0.2797 | -131.6582 | 123.2314 | 0.2797 | -131.6582 | 123.2314
Line7_8_9 | 0 | 0 | 0 | 0 | 0 | 0 | 0 | 0 | 0 | 0 | 0 | 0 | 3.198e-10 | -2.1205e-10 | -6.4184e-10 | -3.198e-10 | 2.1205e-10 | 6.4184e-10 | -2.3121e-11 | 8.3185e-10 | -2.0571e-10 | 2.3121e-11 | -8.3185e-10 | 2.0571e-10 | 0 | 0 | 0 | 0 | 0 | 0 | 1.1743 | 1.0206 | 0.90478 | 1.1743 | 1.0206 | 0.90478 | 0.2797 | -131.6582 | 123.2314 | 0.2797 | -131.6582 | 123.2314
Line8_8_10 | 0 | 0 | 0 | 0 | 0 | 0 | 0 | 0 | 0 | 0 | 0 | 0 | 3.198e-10 | -2.1205e-10 | -6.4184e-10 | -3.198e-10 | 2.1205e-10 | 6.4184e-10 | -2.3121e-11 | 8.3185e-10 | -2.0571e-10 | 2.312e-11 | -8.3185e-10 | 2.0571e-10 | 0 | 0 | 0 | 0 | 0 | 0 | 1.1743 | 1.0206 | 0.90478 | 1.1743 | 1.0206 | 0.90478 | 0.2797 | -131.6582 | 123.2314 | 0.2797 | -131.6582 | 123.2314
Line9_3_11 | 0.10706 | 0.25503 | 0.26689 | 0.10706 | 0.25503 | 0.26689 | 0.024725 | 0.058896 | 0.061635 | 0.024725 | 0.058896 | 0.061635 | -0.0058836 | -0.043471 | 0.0043792 | 0.0059982 | 0.044121 | -0.0036669 | -0.027818 | -0.036701 | -0.052421 | 0.028047 | 0.038002 | 0.053845 | 102.4881 | 6.9483 | -149.5188 | -77.5119 | -173.0517 | 30.4812 | 1.15 | 0.96598 | 0.85346 | 1.16 | 0.98872 | 0.87564 | 0.54591 | -132.8781 | 125.2565 | 0.41665 | -132.313 | 124.377

## LL_max_fault_6
name | pf_ikss_a_from_ka | pf_ikss_b_from_ka | pf_ikss_c_from_ka | pf_ikss_a_to_ka | pf_ikss_b_to_ka | pf_ikss_c_to_ka | pf_skss_a_from_mw | pf_skss_b_from_mw | pf_skss_c_from_mw | pf_skss_a_to_mw | pf_skss_b_to_mw | pf_skss_c_to_mw | pf_p_a_from_mw | pf_p_b_from_mw | pf_p_c_from_mw | pf_p_a_to_mw | pf_p_b_to_mw | pf_p_c_to_mw | pf_q_a_from_mvar | pf_q_b_from_mvar | pf_q_c_from_mvar | pf_q_a_to_mvar | pf_q_b_to_mvar | pf_q_c_to_mvar | pf_ikss_a_from_degree | pf_ikss_b_from_degree | pf_ikss_c_from_degree | pf_ikss_a_to_degree | pf_ikss_b_to_degree | pf_ikss_c_to_degree | pf_vm_a_from_pu | pf_vm_b_from_pu | pf_vm_c_from_pu | pf_vm_a_to_pu | pf_vm_b_to_pu | pf_vm_c_to_pu | pf_va_a_from_degree | pf_va_b_from_degree | pf_va_c_from_degree | pf_va_a_to_degree | pf_va_b_to_degree | pf_va_c_to_degree
Line0_1_2 | 0.11916 | 0.12006 | 0.12197 | 0.11916 | 0.12006 | 0.12197 | 0.027519 | 0.027727 | 0.028168 | 0.027519 | 0.027727 | 0.028168 | -0.0017278 | -0.0025535 | -0.0019426 | 0.0018698 | 0.0026977 | 0.0020913 | -0.029835 | -0.029959 | -0.030392 | 0.030119 | 0.030247 | 0.03069 | 93.44 | -25.2506 | -146.2691 | -86.56 | 154.7494 | 33.7309 | 1.086 | 1.0844 | 1.0812 | 1.0966 | 1.0952 | 1.092 | 0.12554 | -120.1223 | 120.0737 | -0.11242 | -120.3471 | 119.8325
Line10_11_12 | 0.10623 | 0.10694 | 0.10875 | 0.10623 | 0.10694 | 0.10875 | 0.024533 | 0.024698 | 0.025115 | 0.024533 | 0.024698 | 0.025115 | -0.00168 | -0.0024342 | -0.0019093 | 0.0017928 | 0.0025486 | 0.0020275 | -0.027055 | -0.027149 | -0.027575 | 0.027281 | 0.027378 | 0.027811 | 93.2544 | -25.3988 | -146.3945 | -86.7456 | 154.6012 | 33.6055 | 1.1049 | 1.1037 | 1.1006 | 1.1144 | 1.1133 | 1.1103 | -0.29874 | -120.5223 | 119.6447 | -0.50548 | -120.7171 | 119.4358
Line11_12_13 | 0.10623 | 0.10694 | 0.10875 | 0.10623 | 0.10694 | 0.10875 | 0.024533 | 0.024698 | 0.025115 | 0.024533 | 0.024698 | 0.025115 | -0.0017928 | -0.0025486 | -0.0020275 | 0.0019057 | 0.002663 | 0.0021458 | -0.027281 | -0.027378 | -0.027811 | 0.027506 | 0.027607 | 0.028048 | 93.2544 | -25.3988 | -146.3945 | -86.7456 | 154.6012 | 33.6055 | 1.1144 | 1.1133 | 1.1103 | 1.1239 | 1.123 | 1.12 | -0.50548 | -120.7171 | 119.4358 | -0.70873 | -120.9085 | 119.2306
Line12_13_15 | 0 | 0 | 0 | 0 | 0 | 0 | 0 | 0 | 0 | 0 | 0 | 0 | 9.1428e-10 | 9.0327e-10 | 8.6406e-10 | -9.1428e-10 | -9.0327e-10 | -8.6406e-10 | 1.6056e-10 | 2.0566e-10 | 1.7371e-10 | -1.6056e-10 | -2.0566e-10 | -1.7371e-10 | 0 | 0 | 0 | 0 | 0 | 0 | 1.1239 | 1.123 | 1.12 | 1.1239 | 1.123 | 1.12 | -0.70873 | -120.9085 | 119.2306 | -0.70873 | -120.9085 | 119.2306
Line13_13_14 | 0.10623 | 0.10694 | 0.10875 | 0.10623 | 0.10694 | 0.10875 | 0.024533 | 0.024698 | 0.025115 | 0.024533 | 0.024698 | 0.025115 | -0.0019057 | -0.002663 | -0.0021458 | 0.0020185 | 0.0027774 | 0.0022641 | -0.027506 | -0.027607 | -0.028048 | 0.027732 | 0.027836 | 0.028285 | 93.2544 | -25.3988 | -146.3945 | -86.7456 | 154.6012 | 33.6055 | 1.1239 | 1.123 | 1.12 | 1.1334 | 1.1327 | 1.1298 | -0.70873 | -120.9085 | 119.2306 | -0.90857 | -121.0967 | 119.0289
Line14_15_16 | 0 | 0 | 0 | 0 | 0 | 0 | 0 | 0 | 0 | 0 | 0 | 0 | 6.0952e-10 | 6.0218e-10 | 5.7604e-10 | -6.0952e-10 | -6.0218e-10 | -5.7604e-10 | 1.0704e-10 | 1.3711e-10 | 1.1581e-10 | -1.0704e-10 | -1.3711e-10 | -1.1581e-10 | 0 | 0 | 0 | 0 | 0 | 0 | 1.1239 | 1.123 | 1.12 | 1.1239 | 1.123 | 1.12 | -0.70873 | -120.9085 | 119.2306 | -0.70873 | -120.9085 | 119.2306
Line15_16_17 | 0 | 0 | 0 | 0 | 0 | 0 | 0 | 0 | 0 | 0 | 0 | 0 | 3.0476e-10 | 3.0109e-10 | 2.8802e-10 | -3.0476e-10 | -3.0109e-10 | -2.8802e-10 | 5.3521e-11 | 6.8554e-11 | 5.7904e-11 | -5.3521e-11 | -6.8554e-11 | -5.7904e-11 | 0 | 0 | 0 | 0 | 0 | 0 | 1.1239 | 1.123 | 1.12 | 1.1239 | 1.123 | 1.12 | -0.70873 | -120.9085 | 119.2306 | -0.70873 | -120.9085 | 119.2306
Line16_4_18 | 0 | 0.06123 | 0.06123 | 0 | 0.06123 | 0.06123 | 0 | 0.01414 | 0.01414 | 0 | 0.01414 | 0.01414 | 1.9703e-10 | 0.014944 | 0.0038761 | -1.9703e-10 | -0.014907 | -0.0038386 | -1.0651e-12 | 0.0039945 | 0.014901 | 1.0651e-12 | -0.0039195 | -0.014826 | 0 | -135.4076 | 44.5924 | 0 | 44.5924 | -135.4076 | 1.0989 | 1.094 | 1.0888 | 1.0989 | 1.09 | 1.0831 | 0.014424 | -120.4428 | 120.0116 | 0.014424 | -120.6761 | 120.0768
Line17_5_19 | 0 | 0 | 0 | 0 | 0 | 0 | 0 | 0 | 0 | 0 | 0 | 0 | 1.4339e-10 | 1.3695e-10 | 1.2351e-10 | -1.4339e-10 | -1.3695e-10 | -1.2351e-10 | -9.1614e-12 | 8.9118e-12 | -5.3514e-12 | 9.1614e-12 | -8.9118e-12 | 5.3513e-12 | 0 | 0 | 0 | 0 | 0 | 0 | 1.086 | 1.0844 | 1.0812 | 1.086 | 1.0844 | 1.0812 | 0.12554 | -120.1223 | 120.0737 | 0.12554 | -120.1223 | 120.0737
Line1_1_3 | 0.10623 | 0.10694 | 0.10875 | 0.10623 | 0.10694 | 0.10875 | 0.024533 | 0.024698 | 0.025115 | 0.024533 | 0.024698 | 0.025115 | -0.0014543 | -0.0022055 | -0.0016727 | 0.0015671 | 0.0023199 | 0.001791 | -0.026604 | -0.026692 | -0.027102 | 0.026829 | 0.026921 | 0.027338 | 93.2544 | -25.3988 | -146.3945 | -86.7456 | 154.6012 | 33.6055 | 1.086 | 1.0844 | 1.0812 | 1.0955 | 1.0941 | 1.0909 | 0.12554 | -120.1223 | 120.0737 | -0.08843 | -120.324 | 119.8573
Line2_1_4 | 0.13494 | 0.1167 | 0.080388 | 0.13494 | 0.1167 | 0.080388 | 0.031163 | 0.026951 | 0.018565 | 0.031163 | 0.026951 | 0.018565 | -0.0099948 | 0.0031674 | -0.0061539 | 0.010177 | -0.0030312 | 0.0062186 | -0.032333 | -0.029054 | -0.019105 | 0.032698 | 0.029326 | 0.019234 | 107.3028 | -36.344 | -132.0717 | -72.6972 | 143.656 | 47.9283 | 1.086 | 1.0844 | 1.0812 | 1.0989 | 1.094 | 1.0888 | 0.12554 | -120.1223 | 120.0737 | 0.014424 | -120.4428 | 120.0116
Line3_1_5 | 0 | 0 | 0 | 0 | 0 | 0 | 0 | 0 | 0 | 0 | 0 | 0 | 2.8677e-10 | 2.7389e-10 | 2.4702e-10 | -2.8677e-10 | -2.7389e-10 | -2.4702e-10 | -1.8323e-11 | 1.7824e-11 | -1.0703e-11 | 1.8323e-11 | -1.7824e-11 | 1.0703e-11 | 0 | 0 | 0 | 0 | 0 | 0 | 1.086 | 1.0844 | 1.0812 | 1.086 | 1.0844 | 1.0812 | 0.12554 | -120.1223 | 120.0737 | 0.12554 | -120.1223 | 120.0737
Line4_2_6 | 0.11916 | 0.12006 | 0.12197 | 0.11916 | 0.12006 | 0.12197 | 0.027519 | 0.027727 | 0.028168 | 0.027519 | 0.027727 | 0.028168 | -0.0018698 | -0.0026977 | -0.0020913 | 0.0020118 | 0.0028418 | 0.0022401 | -0.030119 | -0.030247 | -0.03069 | 0.030403 | 0.030536 | 0.030987 | 93.44 | -25.2506 | -146.2691 | -86.56 | 154.7494 | 33.7309 | 1.0966 | 1.0952 | 1.092 | 1.1072 | 1.1061 | 1.103 | -0.11242 | -120.3471 | 119.8325 | -0.34582 | -120.5675 | 119.596
Line5_6_7 | 0.11916 | 0.12006 | 0.12197 | 0.11916 | 0.12006 | 0.12197 | 0.027519 | 0.027727 | 0.028168 | 0.027519 | 0.027727 | 0.028168 | -0.0020118 | -0.0028418 | -0.0022401 | 0.0021538 | 0.0029859 | 0.0023889 | -0.030403 | -0.030536 | -0.030987 | 0.030687 | 0.030824 | 0.031285 | 93.44 | -25.2506 | -146.2691 | -86.56 | 154.7494 | 33.7309 | 1.1072 | 1.1061 | 1.103 | 1.1179 | 1.1169 | 1.1139 | -0.34582 | -120.5675 | 119.596 | -0.57478 | -120.7836 | 119.3643
Line6_7_8 | 0 | 0 | 0 | 0 | 0 | 0 | 0 | 0 | 0 | 0 | 0 | 0 | 8.3549e-10 | 8.2335e-10 | 7.8344e-10 | -8.3549e-10 | -8.2335e-10 | -7.8344e-10 | 1.2952e-10 | 1.7642e-10 | 1.4275e-10 | -1.2952e-10 | -1.7642e-10 | -1.4275e-10 | 0 | 0 | 0 | 0 | 0 | 0 | 1.1179 | 1.1169 | 1.1139 | 1.1179 | 1.1169 | 1.1139 | -0.57478 | -120.7836 | 119.3643 | -0.57478 | -120.7836 | 119.3643
Line7_8_9 | 0 | 0 | 0 | 0 | 0 | 0 | 0 | 0 | 0 | 0 | 0 | 0 | 2.785e-10 | 2.7445e-10 | 2.6115e-10 | -2.785e-10 | -2.7445e-10 | -2.6115e-10 | 4.3175e-11 | 5.8808e-11 | 4.7582e-11 | -4.3175e-11 | -5.8808e-11 | -4.7582e-11 | 0 | 0 | 0 | 0 | 0 | 0 | 1.1179 | 1.1169 | 1.1139 | 1.1179 | 1.1169 | 1.1139 | -0.57478 | -120.7836 | 119.3643 | -0.57478 | -120.7836 | 119.3643
Line8_8_10 | 0 | 0 | 0 | 0 | 0 | 0 | 0 | 0 | 0 | 0 | 0 | 0 | 2.785e-10 | 2.7445e-10 | 2.6115e-10 | -2.785e-10 | -2.7445e-10 | -2.6115e-10 | 4.3175e-11 | 5.8808e-11 | 4.7582e-11 | -4.3175e-11 | -5.8808e-11 | -4.7582e-11 | 0 | 0 | 0 | 0 | 0 | 0 | 1.1179 | 1.1169 | 1.1139 | 1.1179 | 1.1169 | 1.1139 | -0.57478 | -120.7836 | 119.3643 | -0.57478 | -120.7836 | 119.3643
Line9_3_11 | 0.10623 | 0.10694 | 0.10875 | 0.10623 | 0.10694 | 0.10875 | 0.024533 | 0.024698 | 0.025115 | 0.024533 | 0.024698 | 0.025115 | -0.0015671 | -0.0023199 | -0.001791 | 0.00168 | 0.0024342 | 0.0019093 | -0.026829 | -0.026921 | -0.027338 | 0.027055 | 0.027149 | 0.027575 | 93.2544 | -25.3988 | -146.3945 | -86.7456 | 154.6012 | 33.6055 | 1.0955 | 1.0941 | 1.0909 | 1.1049 | 1.1037 | 1.1006 | -0.08843 | -120.324 | 119.8573 | -0.29874 | -120.5223 | 119.6447

## LL_max_fault_10
name | pf_ikss_a_from_ka | pf_ikss_b_from_ka | pf_ikss_c_from_ka | pf_ikss_a_to_ka | pf_ikss_b_to_ka | pf_ikss_c_to_ka | pf_skss_a_from_mw | pf_skss_b_from_mw | pf_skss_c_from_mw | pf_skss_a_to_mw | pf_skss_b_to_mw | pf_skss_c_to_mw | pf_p_a_from_mw | pf_p_b_from_mw | pf_p_c_from_mw | pf_p_a_to_mw | pf_p_b_to_mw | pf_p_c_to_mw | pf_q_a_from_mvar | pf_q_b_from_mvar | pf_q_c_from_mvar | pf_q_a_to_mvar | pf_q_b_to_mvar | pf_q_c_to_mvar | pf_ikss_a_from_degree | pf_ikss_b_from_degree | pf_ikss_c_from_degree | pf_ikss_a_to_degree | pf_ikss_b_to_degree | pf_ikss_c_to_degree | pf_vm_a_from_pu | pf_vm_b_from_pu | pf_vm_c_from_pu | pf_vm_a_to_pu | pf_vm_b_to_pu | pf_vm_c_to_pu | pf_va_a_from_degree | pf_va_b_from_degree | pf_va_c_from_degree | pf_va_a_to_degree | pf_va_b_to_degree | pf_va_c_to_degree
Line0_1_2 | 0.11999 | 0.12096 | 0.12297 | 0.11999 | 0.12096 | 0.12297 | 0.027711 | 0.027934 | 0.028398 | 0.027711 | 0.027934 | 0.028398 | -0.0018547 | -0.0027674 | -0.0020891 | 0.0019987 | 0.0029137 | 0.0022403 | -0.03148 | -0.031619 | -0.032096 | 0.031768 | 0.031912 | 0.032399 | 93.4956 | -25.1341 | -146.2064 | -86.5044 | 154.8659 | 33.7936 | 1.138 | 1.1362 | 1.1326 | 1.1486 | 1.1471 | 1.1436 | 0.12371 | -120.136 | 120.0696 | -0.10453 | -120.351 | 119.838
Line10_11_12 | 0.10741 | 0.10818 | 0.11009 | 0.10741 | 0.10818 | 0.11009 | 0.024806 | 0.024984 | 0.025424 | 0.024806 | 0.024984 | 0.025424 | -0.0018008 | -0.0026377 | -0.0020514 | 0.0019162 | 0.0027547 | 0.0021726 | -0.028646 | -0.028754 | -0.029224 | 0.028877 | 0.028988 | 0.029466 | 93.3122 | -25.2789 | -146.3286 | -86.6878 | 154.7211 | 33.6714 | 1.1571 | 1.1557 | 1.1523 | 1.1667 | 1.1655 | 1.1621 | -0.28496 | -120.5202 | 119.656 | -0.48427 | -120.7074 | 119.4545
Line11_12_13 | 0.10741 | 0.10818 | 0.11009 | 0.10741 | 0.10818 | 0.11009 | 0.024806 | 0.024984 | 0.025424 | 0.024806 | 0.024984 | 0.025424 | -0.0019162 | -0.0027547 | -0.0021726 | 0.0020316 | 0.0028718 | 0.0022938 | -0.028877 | -0.028988 | -0.029466 | 0.029108 | 0.029222 | 0.029708 | 93.3122 | -25.2789 | -146.3286 | -86.6878 | 154.7211 | 33.6714 | 1.1667 | 1.1655 | 1.1621 | 1.1763 | 1.1753 | 1.172 | -0.48427 | -120.7074 | 119.4545 | -0.68033 | -120.8916 | 119.2563
Line12_13_15 | 0 | 0 | 0 | 0 | 0 | 0 | 0 | 0 | 0 | 0 | 0 | 0 | 9.8776e-10 | 9.7474e-10 | 9.2953e-10 | -9.8776e-10 | -9.7474e-10 | -9.2953e-10 | 1.69e-10 | 2.2128e-10 | 1.8406e-10 | -1.69e-10 | -2.2128e-10 | -1.8406e-10 | 0 | 0 | 0 | 0 | 0 | 0 | 1.1763 | 1.1753 | 1.172 | 1.1763 | 1.1753 | 1.172 | -0.68033 | -120.8916 | 119.2563 | -0.68033 | -120.8916 | 119.2563
Line13_13_14 | 0.10741 | 0.10818 | 0.11009 | 0.10741 | 0.10818 | 0.11009 | 0.024806 | 0.024984 | 0.025424 | 0.024806 | 0.024984 | 0.025424 | -0.0020316 | -0.0028718 | -0.0022938 | 0.002147 | 0.0029888 | 0.002415 | -0.029108 | -0.029222 | -0.029708 | 0.029338 | 0.029456 | 0.029951 | 93.3122 | -25.2789 | -146.3286 | -86.6878 | 154.7211 | 33.6714 | 1.1763 | 1.1753 | 1.172 | 1.1859 | 1.1851 | 1.1819 | -0.68033 | -120.8916 | 119.2563 | -0.87321 | -121.0727 | 119.0615
Line14_15_16 | 0 | 0 | 0 | 0 | 0 | 0 | 0 | 0 | 0 | 0 | 0 | 0 | 6.585e-10 | 6.4983e-10 | 6.1968e-10 | -6.585e-10 | -6.4983e-10 | -6.1968e-10 | 1.1266e-10 | 1.4752e-10 | 1.2271e-10 | -1.1266e-10 | -1.4752e-10 | -1.2271e-10 | 0 | 0 | 0 | 0 | 0 | 0 | 1.1763 | 1.1753 | 1.172 | 1.1763 | 1.1753 | 1.172 | -0.68033 | -120.8916 | 119.2563 | -0.68033 | -120.8916 | 119.2563
Line15_16_17 | 0 | 0 | 0 | 0 | 0 | 0 | 0 | 0 | 0 | 0 | 0 | 0 | 3.2925e-10 | 3.2491e-10 | 3.0984e-10 | -3.2925e-10 | -3.2491e-10 | -3.0984e-10 | 5.6332e-11 | 7.3759e-11 | 6.1353e-11 | -5.6332e-11 | -7.3759e-11 | -6.1353e-11 | 0 | 0 | 0 | 0 | 0 | 0 | 1.1763 | 1.1753 | 1.172 | 1.1763 | 1.1753 | 1.172 | -0.68033 | -120.8916 | 119.2563 | -0.68033 | -120.8916 | 119.2563
Line16_4_18 | 0 | 0.064112 | 0.064112 | 0 | 0.064112 | 0.064112 | 0 | 0.014806 | 0.014806 | 0 | 0.014806 | 0.014806 | 2.1466e-10 | 0.016387 | 0.0042473 | -2.1466e-10 | -0.016346 | -0.0042062 | -1.1899e-12 | 0.0043792 | 0.016337 | 1.1899e-12 | -0.0042969 | -0.016255 | 0 | -135.4167 | 44.5833 | 0 | 44.5833 | -135.4167 | 1.1509 | 1.1456 | 1.1401 | 1.1509 | 1.1415 | 1.134 | 0.014686 | -120.4547 | 120.0101 | 0.014686 | -120.688 | 120.0753
Line17_5_19 | 0 | 0 | 0 | 0 | 0 | 0 | 0 | 0 | 0 | 0 | 0 | 0 | 1.584e-10 | 1.5097e-10 | 1.3552e-10 | -1.584e-10 | -1.5097e-10 | -1.3552e-10 | -9.9101e-12 | 1.0879e-11 | -5.547e-12 | 9.9101e-12 | -1.0879e-11 | 5.547e-12 | 0 | 0 | 0 | 0 | 0 | 0 | 1.138 | 1.1362 | 1.1326 | 1.138 | 1.1362 | 1.1326 | 0.12371 | -120.136 | 120.0696 | 0.12371 | -120.136 | 120.0696
Line1_1_3 | 0.10741 | 0.10818 | 0.11009 | 0.10741 | 0.10818 | 0.11009 | 0.024806 | 0.024984 | 0.025424 | 0.024806 | 0.024984 | 0.025424 | -0.0015701 | -0.0024036 | -0.001809 | 0.0016855 | 0.0025207 | 0.0019302 | -0.028185 | -0.028286 | -0.028739 | 0.028415 | 0.02852 | 0.028981 | 93.3122 | -25.2789 | -146.3286 | -86.6878 | 154.7211 | 33.6714 | 1.138 | 1.1362 | 1.1326 | 1.1475 | 1.146 | 1.1425 | 0.12371 | -120.136 | 120.0696 | -0.082328 | -120.3297 | 119.861
Line2_1_4 | 0.1352 | 0.11679 | 0.077932 | 0.1352 | 0.11679 | 0.077932 | 0.031223 | 0.026972 | 0.017998 | 0.031223 | 0.026972 | 0.017998 | -0.010349 | 0.0041229 | -0.006144 | 0.010532 | -0.0039865 | 0.0062047 | -0.03399 | -0.030368 | -0.019437 | 0.034355 | 0.03064 | 0.019558 | 107.0584 | -37.8676 | -132.3885 | -72.9416 | 142.1324 | 47.6115 | 1.138 | 1.1362 | 1.1326 | 1.1509 | 1.1456 | 1.1401 | 0.12371 | -120.136 | 120.0696 | 0.014686 | -120.4547 | 120.0101
Line3_1_5 | 0 | 0 | 0 | 0 | 0 | 0 | 0 | 0 | 0 | 0 | 0 | 0 | 3.168e-10 | 3.0194e-10 | 2.7104e-10 | -3.168e-10 | -3.0194e-10 | -2.7104e-10 | -1.982e-11 | 2.1759e-11 | -1.1094e-11 | 1.982e-11 | -2.1759e-11 | 1.1094e-11 | 0 | 0 | 0 | 0 | 0 | 0 | 1.138 | 1.1362 | 1.1326 | 1.138 | 1.1362 | 1.1326 | 0.12371 | -120.136 | 120.0696 | 0.12371 | -120.136 | 120.0696
Line4_2_6 | 0.11999 | 0.12096 | 0.12297 | 0.11999 | 0.12096 | 0.12297 | 0.027711 | 0.027934 | 0.028398 | 0.027711 | 0.027934 | 0.028398 | -0.0019987 | -0.0029137 | -0.0022403 | 0.0021427 | 0.00306 | 0.0023915 | -0.031768 | -0.031912 | -0.032399 | 0.032055 | 0.032204 | 0.032701 | 93.4956 | -25.1341 | -146.2064 | -86.5044 | 154.8659 | 33.7936 | 1.1486 | 1.1471 | 1.1436 | 1.1594 | 1.1581 | 1.1546 | -0.10453 | -120.351 | 119.838 | -0.32855 | -120.5619 | 119.6109
Line5_6_7 | 0.11999 | 0.12096 | 0.12297 | 0.11999 | 0.12096 | 0.12297 | 0.027711 | 0.027934 | 0.028398 | 0.027711 | 0.027934 | 0.028398 | -0.0021427 | -0.00306 | -0.0023915 | 0.0022867 | 0.0032063 | 0.0025427 | -0.032055 | -0.032204 | -0.032701 | 0.032343 | 0.032497 | 0.033003 | 93.4956 | -25.1341 | -146.2064 | -86.5044 | 154.8659 | 33.7936 | 1.1594 | 1.1581 | 1.1546 | 1.1701 | 1.169 | 1.1656 | -0.32855 | -120.5619 | 119.6109 | -0.54848 | -120.7689 | 119.388
Line6_7_8 | 0 | 0 | 0 | 0 | 0 | 0 | 0 | 0 | 0 | 0 | 0 | 0 | 9.0263e-10 | 8.883e-10 | 8.4233e-10 | -9.0263e-10 | -8.883e-10 | -8.4233e-10 | 1.3553e-10 | 1.8983e-10 | 1.5064e-10 | -1.3553e-10 | -1.8983e-10 | -1.5064e-10 | 0 | 0 | 0 | 0 | 0 | 0 | 1.1701 | 1.169 | 1.1656 | 1.1701 | 1.169 | 1.1656 | -0.54848 | -120.7689 | 119.388 | -0.54848 | -120.7689 | 119.388
Line7_8_9 | 0 | 0 | 0 | 0 | 0 | 0 | 0 | 0 | 0 | 0 | 0 | 0 | 3.0088e-10 | 2.961e-10 | 2.8078e-10 | -3.0088e-10 | -2.961e-10 | -2.8078e-10 | 4.5176e-11 | 6.3275e-11 | 5.0214e-11 | -4.5176e-11 | -6.3275e-11 | -5.0214e-11 | 0 | 0 | 0 | 0 | 0 | 0 | 1.1701 | 1.169 | 1.1656 | 1.1701 | 1.169 | 1.1656 | -0.54848 | -120.7689 | 119.388 | -0.54848 | -120.7689 | 119.388
Line8_8_10 | 0 | 0 | 0 | 0 | 0 | 0 | 0 | 0 | 0 | 0 | 0 | 0 | 3.0088e-10 | 2.961e-10 | 2.8078e-10 | -3.0088e-10 | -2.961e-10 | -2.8078e-10 | 4.5176e-11 | 6.3275e-11 | 5.0214e-11 | -4.5176e-11 | -6.3275e-11 | -5.0214e-11 | 0 | 0 | 0 | 0 | 0 | 0 | 1.1701 | 1.169 | 1.1656 | 1.1701 | 1.169 | 1.1656 | -0.54848 | -120.7689 | 119.388 | -0.54848 | -120.7689 | 119.388
Line9_3_11 | 0.10741 | 0.10818 | 0.11009 | 0.10741 | 0.10818 | 0.11009 | 0.024806 | 0.024984 | 0.025424 | 0.024806 | 0.024984 | 0.025424 | -0.0016855 | -0.0025207 | -0.0019302 | 0.0018008 | 0.0026377 | 0.0020514 | -0.028415 | -0.02852 | -0.028981 | 0.028646 | 0.028754 | 0.029224 | 93.3122 | -25.2789 | -146.3286 | -86.6878 | 154.7211 | 33.6714 | 1.1475 | 1.146 | 1.1425 | 1.1571 | 1.1557 | 1.1523 | -0.082328 | -120.3297 | 119.861 | -0.28496 | -120.5202 | 119.656

## LL_min_6
name | pf_ikss_a_from_ka | pf_ikss_b_from_ka | pf_ikss_c_from_ka | pf_ikss_a_to_ka | pf_ikss_b_to_ka | pf_ikss_c_to_ka | pf_skss_a_from_mw | pf_skss_b_from_mw | pf_skss_c_from_mw | pf_skss_a_to_mw | pf_skss_b_to_mw | pf_skss_c_to_mw | pf_p_a_from_mw | pf_p_b_from_mw | pf_p_c_from_mw | pf_p_a_to_mw | pf_p_b_to_mw | pf_p_c_to_mw | pf_q_a_from_mvar | pf_q_b_from_mvar | pf_q_c_from_mvar | pf_q_a_to_mvar | pf_q_b_to_mvar | pf_q_c_to_mvar | pf_ikss_a_from_degree | pf_ikss_b_from_degree | pf_ikss_c_from_degree | pf_ikss_a_to_degree | pf_ikss_b_to_degree | pf_ikss_c_to_degree | pf_vm_a_from_pu | pf_vm_b_from_pu | pf_vm_c_from_pu | pf_vm_a_to_pu | pf_vm_b_to_pu | pf_vm_c_to_pu | pf_va_a_from_degree | pf_va_b_from_degree | pf_va_c_from_degree | pf_va_a_to_degree | pf_va_b_to_degree | pf_va_c_to_degree
Line0_1_2 | 0.00073134 | 0.0043194 | 0.0036537 | 0.00073134 | 0.0043194 | 0.0036537 | 0.0001689 | 0.00099752 | 0.00084379 | 0.0001689 | 0.00099752 | 0.00084379 | -0.00015686 | -0.00082368 | -8.0449e-05 | 0.00015687 | 0.00082404 | 8.0705e-05 | 3.3794e-05 | -0.00014813 | -0.00057528 | -3.3783e-05 | 0.00014851 | 0.00057555 | -167.8235 | 34.5522 | -141.0778 | 12.1765 | -145.4478 | 38.9222 | 0.95002 | 0.83898 | 0.68841 | 0.95006 | 0.8394 | 0.68877 | 0.018327 | -135.2526 | 120.9615 | 0.022833 | -135.2318 | 120.9401
Line10_11_12 | 0.00072696 | 0.0043058 | 0.0036435 | 0.00072696 | 0.0043058 | 0.0036435 | 0.00016788 | 0.00099438 | 0.00084142 | 0.00016788 | 0.00099438 | 0.00084142 | -0.00015579 | -0.00082213 | -8.1681e-05 | 0.0001558 | 0.00082249 | 8.1936e-05 | 3.422e-05 | -0.00014656 | -0.00057406 | -3.4209e-05 | 0.00014693 | 0.00057433 | -167.5846 | 34.6813 | -140.983 | 12.4154 | -145.3187 | 39.017 | 0.95011 | 0.83981 | 0.68912 | 0.95015 | 0.84023 | 0.68948 | 0.027308 | -135.211 | 120.919 | 0.031798 | -135.1903 | 120.8977
Line11_12_13 | 0.00072696 | 0.0043058 | 0.0036435 | 0.00072696 | 0.0043058 | 0.0036435 | 0.00016788 | 0.00099438 | 0.00084142 | 0.00016788 | 0.00099438 | 0.00084142 | -0.0001558 | -0.00082249 | -8.1935e-05 | 0.00015581 | 0.00082284 | 8.219e-05 | 3.4209e-05 | -0.00014693 | -0.00057432 | -3.4198e-05 | 0.0001473 | 0.00057459 | -167.5846 | 34.6812 | -140.9831 | 12.4154 | -145.3188 | 39.0169 | 0.95015 | 0.84023 | 0.68948 | 0.9502 | 0.84065 | 0.68983 | 0.031798 | -135.1903 | 120.8977 | 0.036287 | -135.1696 | 120.8765
Line12_13_15 | 0 | 0 | 0 | 0 | 0 | 0 | 0 | 0 | 0 | 0 | 0 | 0 | 2.0919e-12 | -7.0508e-10 | -1.9734e-09 | -2.0919e-12 | 7.0508e-10 | 1.9734e-09 | -6.2887e-12 | 2.2988e-09 | -1.1028e-10 | 6.2887e-12 | -2.2988e-09 | 1.1028e-10 | 0 | 0 | 0 | 0 | 0 | 0 | 0.9502 | 0.84065 | 0.68983 | 0.9502 | 0.84065 | 0.68983 | 0.036287 | -135.1696 | 120.8765 | 0.036287 | -135.1696 | 120.8765
Line13_13_14 | 0.00072696 | 0.0043058 | 0.0036435 | 0.00072696 | 0.0043058 | 0.0036435 | 0.00016788 | 0.00099438 | 0.00084142 | 0.00016788 | 0.00099438 | 0.00084142 | -0.00015581 | -0.00082284 | -8.2187e-05 | 0.00015582 | 0.0008232 | 8.2442e-05 | 3.4198e-05 | -0.0001473 | -0.00057459 | -3.4188e-05 | 0.00014767 | 0.00057486 | -167.5846 | 34.681 | -140.9833 | 12.4154 | -145.319 | 39.0167 | 0.9502 | 0.84065 | 0.68983 | 0.95025 | 0.84107 | 0.69019 | 0.036287 | -135.1696 | 120.8765 | 0.040776 | -135.1488 | 120.8553
Line14_15_16 | 0 | 0 | 0 | 0 | 0 | 0 | 0 | 0 | 0 | 0 | 0 | 0 | 1.3946e-12 | -4.7005e-10 | -1.3156e-09 | -1.3946e-12 | 4.7005e-10 | 1.3156e-09 | -4.1924e-12 | 1.5325e-09 | -7.3518e-11 | 4.1924e-12 | -1.5325e-09 | 7.3518e-11 | 0 | 0 | 0 | 0 | 0 | 0 | 0.9502 | 0.84065 | 0.68983 | 0.9502 | 0.84065 | 0.68983 | 0.036287 | -135.1696 | 120.8765 | 0.036287 | -135.1696 | 120.8765
Line15_16_17 | 0 | 0 | 0 | 0 | 0 | 0 | 0 | 0 | 0 | 0 | 0 | 0 | 6.9729e-13 | -2.3503e-10 | -6.5778e-10 | -6.9728e-13 | 2.3503e-10 | 6.5778e-10 | -2.0962e-12 | 7.6626e-10 | -3.6759e-11 | 2.0962e-12 | -7.6626e-10 | 3.6759e-11 | 0 | 0 | 0 | 0 | 0 | 0 | 0.9502 | 0.84065 | 0.68983 | 0.9502 | 0.84065 | 0.68983 | 0.036287 | -135.1696 | 120.8765 | 0.036287 | -135.1696 | 120.8765
Line16_4_18 | 0 | 2.5141 | 2.5141 | 0 | 2.5141 | 2.5141 | 0 | 0.58062 | 0.58062 | 0 | 0.58062 | 0.58062 | 5.6288e-13 | 0.35474 | -0.11202 | -5.6288e-13 | -0.23338 | 0.23338 | -1.4359e-12 | -0.020622 | 0.27346 | 1.4359e-12 | 0.14704 | -0.14704 | 0 | -147.7624 | 32.2376 | 0 | 32.2376 | -147.7624 | 0.95016 | 0.61201 | 0.50896 | 0.95016 | 0.47508 | 0.47508 | 0.024856 | -151.0894 | 144.5135 | 0.024856 | -179.9751 | -179.9751
Line17_5_19 | 0 | 0 | 0 | 0 | 0 | 0 | 0 | 0 | 0 | 0 | 0 | 0 | 6.2313e-14 | -2.3859e-10 | -6.5996e-10 | -6.2313e-14 | 2.3859e-10 | 6.5996e-10 | -1.0585e-12 | 7.6882e-10 | -4.0238e-11 | 1.0585e-12 | -7.6882e-10 | 4.0238e-11 | 0 | 0 | 0 | 0 | 0 | 0 | 0.95002 | 0.83898 | 0.68841 | 0.95002 | 0.83898 | 0.68841 | 0.018327 | -135.2526 | 120.9615 | 0.018327 | -135.2526 | 120.9615
Line1_1_3 | 0.00072696 | 0.0043058 | 0.0036435 | 0.00072696 | 0.0043058 | 0.0036435 | 0.00016788 | 0.00099438 | 0.00084142 | 0.00016788 | 0.00099438 | 0.00084142 | -0.00015577 | -0.00082142 | -8.1172e-05 | 0.00015578 | 0.00082178 | 8.1427e-05 | 3.4241e-05 | -0.00014581 | -0.00057353 | -3.423e-05 | 0.00014619 | 0.00057379 | -167.5846 | 34.6814 | -140.9829 | 12.4154 | -145.3186 | 39.0171 | 0.95002 | 0.83898 | 0.68841 | 0.95006 | 0.8394 | 0.68877 | 0.018327 | -135.2526 | 120.9615 | 0.022818 | -135.2318 | 120.9402
Line2_1_4 | 0.0014981 | 2.5058 | 2.5069 | 0.0014981 | 2.5058 | 2.5069 | 0.00034597 | 0.57869 | 0.57895 | 0.00034597 | 0.57869 | 0.57895 | -0.00032449 | 0.4741 | 0.0091695 | 0.00032454 | -0.35354 | 0.1115 | -5.2275e-05 | 0.10463 | 0.39845 | 5.232e-05 | 0.020954 | -0.27276 | 170.8668 | -147.6976 | 32.2798 | -9.1332 | 32.3024 | -147.7202 | 0.95002 | 0.83898 | 0.68841 | 0.95016 | 0.61201 | 0.50896 | 0.018327 | -135.2526 | 120.9615 | 0.024856 | -151.0894 | 144.5135
Line3_1_5 | 0 | 0 | 0 | 0 | 0 | 0 | 0 | 0 | 0 | 0 | 0 | 0 | 1.2465e-13 | -4.7718e-10 | -1.3199e-09 | -1.2466e-13 | 4.7718e-10 | 1.3199e-09 | -2.1169e-12 | 1.5376e-09 | -8.0476e-11 | 2.1169e-12 | -1.5376e-09 | 8.0476e-11 | 0 | 0 | 0 | 0 | 0 | 0 | 0.95002 | 0.83898 | 0.68841 | 0.95002 | 0.83898 | 0.68841 | 0.018327 | -135.2526 | 120.9615 | 0.018327 | -135.2526 | 120.9615
Line4_2_6 | 0.00073134 | 0.0043194 | 0.0036537 | 0.00073134 | 0.0043194 | 0.0036537 | 0.0001689 | 0.00099752 | 0.00084379 | 0.0001689 | 0.00099752 | 0.00084379 | -0.00015687 | -0.00082404 | -8.0704e-05 | 0.00015688 | 0.0008244 | 8.0961e-05 | 3.3783e-05 | -0.00014851 | -0.00057555 | -3.3772e-05 | 0.00014888 | 0.00057581 | -167.8235 | 34.5522 | -141.0778 | 12.1765 | -145.4478 | 38.9222 | 0.95006 | 0.8394 | 0.68877 | 0.95011 | 0.83982 | 0.68912 | 0.022833 | -135.2318 | 120.9401 | 0.027339 | -135.211 | 120.9187
Line5_6_7 | 0.00073134 | 0.0043194 | 0.0036537 | 0.00073134 | 0.0043194 | 0.0036537 | 0.0001689 | 0.00099752 | 0.00084379 | 0.0001689 | 0.00099752 | 0.00084379 | -0.00015688 | -0.0008244 | -8.096e-05 | 0.00015689 | 0.00082476 | 8.1216e-05 | 3.3772e-05 | -0.00014888 | -0.00057581 | -3.3762e-05 | 0.00014925 | 0.00057608 | -167.8235 | 34.5521 | -141.0779 | 12.1765 | -145.4479 | 38.9221 | 0.95011 | 0.83982 | 0.68912 | 0.95016 | 0.84024 | 0.68948 | 0.027339 | -135.211 | 120.9187 | 0.031844 | -135.1903 | 120.8974
Line6_7_8 | 0 | 0 | 0 | 0 | 0 | 0 | 0 | 0 | 0 | 0 | 0 | 0 | 1.6339e-12 | -7.0771e-10 | -1.975e-09 | -1.6339e-12 | 7.0771e-10 | 1.975e-09 | -5.5184e-12 | 2.3007e-09 | -1.1285e-10 | 5.5184e-12 | -2.3007e-09 | 1.1285e-10 | 0 | 0 | 0 | 0 | 0 | 0 | 0.95016 | 0.84024 | 0.68948 | 0.95016 | 0.84024 | 0.68948 | 0.031844 | -135.1903 | 120.8974 | 0.031844 | -135.1903 | 120.8974
Line7_8_9 | 0 | 0 | 0 | 0 | 0 | 0 | 0 | 0 | 0 | 0 | 0 | 0 | 5.4461e-13 | -2.359e-10 | -6.5833e-10 | -5.4463e-13 | 2.359e-10 | 6.5833e-10 | -1.8395e-12 | 7.669e-10 | -3.7615e-11 | 1.8395e-12 | -7.669e-10 | 3.7615e-11 | 0 | 0 | 0 | 0 | 0 | 0 | 0.95016 | 0.84024 | 0.68948 | 0.95016 | 0.84024 | 0.68948 | 0.031844 | -135.1903 | 120.8974 | 0.031844 | -135.1903 | 120.8974
Line8_8_10 | 0 | 0 | 0 | 0 | 0 | 0 | 0 | 0 | 0 | 0 | 0 | 0 | 5.446e-13 | -2.359e-10 | -6.5833e-10 | -5.446e-13 | 2.359e-10 | 6.5833e-10 | -1.8395e-12 | 7.669e-10 | -3.7615e-11 | 1.8395e-12 | -7.669e-10 | 3.7615e-11 | 0 | 0 | 0 | 0 | 0 | 0 | 0.95016 | 0.84024 | 0.68948 | 0.95016 | 0.84024 | 0.68948 | 0.031844 | -135.1903 | 120.8974 | 0.031844 | -135.1903 | 120.8974
Line9_3_11 | 0.00072696 | 0.0043058 | 0.0036435 | 0.00072696 | 0.0043058 | 0.0036435 | 0.00016788 | 0.00099438 | 0.00084142 | 0.00016788 | 0.00099438 | 0.00084142 | -0.00015578 | -0.00082178 | -8.1427e-05 | 0.00015579 | 0.00082213 | 8.1681e-05 | 3.423e-05 | -0.00014619 | -0.00057379 | -3.422e-05 | 0.00014656 | 0.00057406 | -167.5846 | 34.6813 | -140.9829 | 12.4154 | -145.3187 | 39.0171 | 0.95006 | 0.8394 | 0.68877 | 0.95011 | 0.83981 | 0.68912 | 0.022818 | -135.2318 | 120.9402 | 0.027308 | -135.211 | 120.919

## LL_min_10
name | pf_ikss_a_from_ka | pf_ikss_b_from_ka | pf_ikss_c_from_ka | pf_ikss_a_to_ka | pf_ikss_b_to_ka | pf_ikss_c_to_ka | pf_skss_a_from_mw | pf_skss_b_from_mw | pf_skss_c_from_mw | pf_skss_a_to_mw | pf_skss_b_to_mw | pf_skss_c_to_mw | pf_p_a_from_mw | pf_p_b_from_mw | pf_p_c_from_mw | pf_p_a_to_mw | pf_p_b_to_mw | pf_p_c_to_mw | pf_q_a_from_mvar | pf_q_b_from_mvar | pf_q_c_from_mvar | pf_q_a_to_mvar | pf_q_b_to_mvar | pf_q_c_to_mvar | pf_ikss_a_from_degree | pf_ikss_b_from_degree | pf_ikss_c_from_degree | pf_ikss_a_to_degree | pf_ikss_b_to_degree | pf_ikss_c_to_degree | pf_vm_a_from_pu | pf_vm_b_from_pu | pf_vm_c_from_pu | pf_vm_a_to_pu | pf_vm_b_to_pu | pf_vm_c_to_pu | pf_va_a_from_degree | pf_va_b_from_degree | pf_va_c_from_degree | pf_va_a_to_degree | pf_va_b_to_degree | pf_va_c_to_degree
Line0_1_2 | 0.00069285 | 0.0040921 | 0.0034614 | 0.00069285 | 0.0040921 | 0.0034614 | 0.00016001 | 0.00094502 | 0.00079938 | 0.00016001 | 0.00094502 | 0.00079938 | -0.00014078 | -0.00073926 | -7.2203e-05 | 0.00014079 | 0.00073958 | 7.2433e-05 | 3.033e-05 | -0.00013295 | -0.00051632 | -3.032e-05 | 0.00013329 | 0.00051656 | -167.8235 | 34.5522 | -141.0778 | 12.1765 | -145.4478 | 38.9222 | 0.90002 | 0.79482 | 0.65218 | 0.90006 | 0.79522 | 0.65252 | 0.018327 | -135.2526 | 120.9615 | 0.022833 | -135.2318 | 120.9401
Line10_11_12 | 0.0006887 | 0.0040792 | 0.0034517 | 0.0006887 | 0.0040792 | 0.0034517 | 0.00015905 | 0.00094204 | 0.00079714 | 0.00015905 | 0.00094204 | 0.00079714 | -0.00013983 | -0.00073787 | -7.3309e-05 | 0.00013984 | 0.00073819 | 7.3538e-05 | 3.0712e-05 | -0.00013154 | -0.00051522 | -3.0703e-05 | 0.00013187 | 0.00051546 | -167.5846 | 34.6813 | -140.983 | 12.4154 | -145.3187 | 39.017 | 0.9001 | 0.79561 | 0.65285 | 0.90015 | 0.79601 | 0.65319 | 0.027308 | -135.211 | 120.919 | 0.031798 | -135.1903 | 120.8977
Line11_12_13 | 0.0006887 | 0.0040792 | 0.0034517 | 0.0006887 | 0.0040792 | 0.0034517 | 0.00015905 | 0.00094204 | 0.00079714 | 0.00015905 | 0.00094204 | 0.00079714 | -0.00013984 | -0.00073819 | -7.3537e-05 | 0.00013984 | 0.00073851 | 7.3766e-05 | 3.0703e-05 | -0.00013187 | -0.00051546 | -3.0693e-05 | 0.0001322 | 0.0005157 | -167.5846 | 34.6812 | -140.9831 | 12.4154 | -145.3188 | 39.0169 | 0.90015 | 0.79601 | 0.65319 | 0.90019 | 0.7964 | 0.65352 | 0.031798 | -135.1903 | 120.8977 | 0.036287 | -135.1696 | 120.8765
Line12_13_15 | 0 | 0 | 0 | 0 | 0 | 0 | 0 | 0 | 0 | 0 | 0 | 0 | 1.8775e-12 | -6.3282e-10 | -1.7711e-09 | -1.8775e-12 | 6.3282e-10 | 1.7711e-09 | -5.6441e-12 | 2.0632e-09 | -9.8974e-11 | 5.6441e-12 | -2.0632e-09 | 9.8974e-11 | 0 | 0 | 0 | 0 | 0 | 0 | 0.90019 | 0.7964 | 0.65352 | 0.90019 | 0.7964 | 0.65352 | 0.036287 | -135.1696 | 120.8765 | 0.036287 | -135.1696 | 120.8765
Line13_13_14 | 0.0006887 | 0.0040792 | 0.0034517 | 0.0006887 | 0.0040792 | 0.0034517 | 0.00015905 | 0.00094204 | 0.00079714 | 0.00015905 | 0.00094204 | 0.00079714 | -0.00013984 | -0.00073851 | -7.3764e-05 | 0.00013985 | 0.00073883 | 7.3992e-05 | 3.0693e-05 | -0.00013221 | -0.0005157 | -3.0684e-05 | 0.00013254 | 0.00051594 | -167.5846 | 34.681 | -140.9833 | 12.4154 | -145.319 | 39.0167 | 0.90019 | 0.7964 | 0.65352 | 0.90023 | 0.7968 | 0.65386 | 0.036287 | -135.1696 | 120.8765 | 0.040776 | -135.1488 | 120.8553
Line14_15_16 | 0 | 0 | 0 | 0 | 0 | 0 | 0 | 0 | 0 | 0 | 0 | 0 | 1.2516e-12 | -4.2188e-10 | -1.1807e-09 | -1.2516e-12 | 4.2188e-10 | 1.1807e-09 | -3.7628e-12 | 1.3754e-09 | -6.5983e-11 | 3.7627e-12 | -1.3754e-09 | 6.5983e-11 | 0 | 0 | 0 | 0 | 0 | 0 | 0.90019 | 0.7964 | 0.65352 | 0.90019 | 0.7964 | 0.65352 | 0.036287 | -135.1696 | 120.8765 | 0.036287 | -135.1696 | 120.8765
Line15_16_17 | 0 | 0 | 0 | 0 | 0 | 0 | 0 | 0 | 0 | 0 | 0 | 0 | 6.2578e-13 | -2.1094e-10 | -5.9037e-10 | -6.2581e-13 | 2.1094e-10 | 5.9037e-10 | -1.8813e-12 | 6.8772e-10 | -3.2991e-11 | 1.8813e-12 | -6.8772e-10 | 3.2991e-11 | 0 | 0 | 0 | 0 | 0 | 0 | 0.90019 | 0.7964 | 0.65352 | 0.90019 | 0.7964 | 0.65352 | 0.036287 | -135.1696 | 120.8765 | 0.036287 | -135.1696 | 120.8765
Line16_4_18 | 0 | 2.3818 | 2.3818 | 0 | 2.3818 | 2.3818 | 0 | 0.55006 | 0.55006 | 0 | 0.55006 | 0.55006 | 5.0517e-13 | 0.31838 | -0.10054 | -5.0517e-13 | -0.20946 | 0.20946 | -1.2888e-12 | -0.018508 | 0.24543 | 1.2887e-12 | 0.13197 | -0.13197 | 0 | -147.7624 | 32.2376 | 0 | 32.2376 | -147.7624 | 0.90015 | 0.5798 | 0.48218 | 0.90015 | 0.45008 | 0.45008 | 0.024856 | -151.0894 | 144.5135 | 0.024856 | -179.9751 | -179.9751
Line17_5_19 | 0 | 0 | 0 | 0 | 0 | 0 | 0 | 0 | 0 | 0 | 0 | 0 | 5.5935e-14 | -2.1414e-10 | -5.9232e-10 | -5.5952e-14 | 2.1414e-10 | 5.9232e-10 | -9.5002e-13 | 6.9002e-10 | -3.6114e-11 | 9.5002e-13 | -6.9002e-10 | 3.6114e-11 | 0 | 0 | 0 | 0 | 0 | 0 | 0.90002 | 0.79482 | 0.65218 | 0.90002 | 0.79482 | 0.65218 | 0.018327 | -135.2526 | 120.9615 | 0.018327 | -135.2526 | 120.9615
Line1_1_3 | 0.0006887 | 0.0040792 | 0.0034517 | 0.0006887 | 0.0040792 | 0.0034517 | 0.00015905 | 0.00094204 | 0.00079714 | 0.00015905 | 0.00094204 | 0.00079714 | -0.00013981 | -0.00073723 | -7.2853e-05 | 0.00013982 | 0.00073755 | 7.3082e-05 | 3.0731e-05 | -0.00013087 | -0.00051475 | -3.0722e-05 | 0.0001312 | 0.00051498 | -167.5846 | 34.6814 | -140.9829 | 12.4154 | -145.3186 | 39.0171 | 0.90002 | 0.79482 | 0.65218 | 0.90006 | 0.79522 | 0.65252 | 0.018327 | -135.2526 | 120.9615 | 0.022818 | -135.2318 | 120.9402
Line2_1_4 | 0.0014192 | 2.3739 | 2.375 | 0.0014192 | 2.3739 | 2.375 | 0.00032776 | 0.54824 | 0.54848 | 0.00032776 | 0.54824 | 0.54848 | -0.00029123 | 0.42551 | 0.0082297 | 0.00029127 | -0.31731 | 0.10007 | -4.6917e-05 | 0.093905 | 0.35761 | 4.6957e-05 | 0.018806 | -0.2448 | 170.8668 | -147.6976 | 32.2798 | -9.1332 | 32.3024 | -147.7202 | 0.90002 | 0.79482 | 0.65218 | 0.90015 | 0.5798 | 0.48218 | 0.018327 | -135.2526 | 120.9615 | 0.024856 | -151.0894 | 144.5135
Line3_1_5 | 0 | 0 | 0 | 0 | 0 | 0 | 0 | 0 | 0 | 0 | 0 | 0 | 1.1187e-13 | -4.2827e-10 | -1.1846e-09 | -1.1189e-13 | 4.2827e-10 | 1.1846e-09 | -1.9e-12 | 1.38e-09 | -7.2228e-11 | 1.9e-12 | -1.38e-09 | 7.2228e-11 | 0 | 0 | 0 | 0 | 0 | 0 | 0.90002 | 0.79482 | 0.65218 | 0.90002 | 0.79482 | 0.65218 | 0.018327 | -135.2526 | 120.9615 | 0.018327 | -135.2526 | 120.9615
Line4_2_6 | 0.00069285 | 0.0040921 | 0.0034614 | 0.00069285 | 0.0040921 | 0.0034614 | 0.00016001 | 0.00094502 | 0.00079938 | 0.00016001 | 0.00094502 | 0.00079938 | -0.00014079 | -0.00073958 | -7.2433e-05 | 0.0001408 | 0.0007399 | 7.2663e-05 | 3.032e-05 | -0.00013329 | -0.00051656 | -3.0311e-05 | 0.00013362 | 0.0005168 | -167.8235 | 34.5522 | -141.0778 | 12.1765 | -145.4478 | 38.9222 | 0.90006 | 0.79522 | 0.65252 | 0.9001 | 0.79562 | 0.65285 | 0.022833 | -135.2318 | 120.9401 | 0.027339 | -135.211 | 120.9187
Line5_6_7 | 0.00069285 | 0.0040921 | 0.0034614 | 0.00069285 | 0.0040921 | 0.0034614 | 0.00016001 | 0.00094502 | 0.00079938 | 0.00016001 | 0.00094502 | 0.00079938 | -0.0001408 | -0.0007399 | -7.2662e-05 | 0.00014081 | 0.00074023 | 7.2892e-05 | 3.0311e-05 | -0.00013362 | -0.0005168 | -3.0301e-05 | 0.00013396 | 0.00051704 | -167.8235 | 34.5521 | -141.0779 | 12.1765 | -145.4479 | 38.9221 | 0.9001 | 0.79562 | 0.65285 | 0.90015 | 0.79601 | 0.65319 | 0.027339 | -135.211 | 120.9187 | 0.031844 | -135.1903 | 120.8974
Line6_7_8 | 0 | 0 | 0 | 0 | 0 | 0 | 0 | 0 | 0 | 0 | 0 | 0 | 1.4664e-12 | -6.3518e-10 | -1.7726e-09 | -1.4664e-12 | 6.3518e-10 | 1.7726e-09 | -4.9528e-12 | 2.0649e-09 | -1.0128e-10 | 4.9528e-12 | -2.0649e-09 | 1.0128e-10 | 0 | 0 | 0 | 0 | 0 | 0 | 0.90015 | 0.79601 | 0.65319 | 0.90015 | 0.79601 | 0.65319 | 0.031844 | -135.1903 | 120.8974 | 0.031844 | -135.1903 | 120.8974
Line7_8_9 | 0 | 0 | 0 | 0 | 0 | 0 | 0 | 0 | 0 | 0 | 0 | 0 | 4.8881e-13 | -2.1173e-10 | -5.9085e-10 | -4.8881e-13 | 2.1173e-10 | 5.9085e-10 | -1.651e-12 | 6.883e-10 | -3.376e-11 | 1.651e-12 | -6.883e-10 | 3.376e-11 | 0 | 0 | 0 | 0 | 0 | 0 | 0.90015 | 0.79601 | 0.65319 | 0.90015 | 0.79601 | 0.65319 | 0.031844 | -135.1903 | 120.8974 | 0.031844 | -135.1903 | 120.8974
Line8_8_10 | 0 | 0 | 0 | 0 | 0 | 0 | 0 | 0 | 0 | 0 | 0 | 0 | 4.8878e-13 | -2.1173e-10 | -5.9085e-10 | -4.888e-13 | 2.1173e-10 | 5.9085e-10 | -1.651e-12 | 6.883e-10 | -3.376e-11 | 1.651e-12 | -6.883e-10 | 3.376e-11 | 0 | 0 | 0 | 0 | 0 | 0 | 0.90015 | 0.79601 | 0.65319 | 0.90015 | 0.79601 | 0.65319 | 0.031844 | -135.1903 | 120.8974 | 0.031844 | -135.1903 | 120.8974
Line9_3_11 | 0.0006887 | 0.0040792 | 0.0034517 | 0.0006887 | 0.0040792 | 0.0034517 | 0.00015905 | 0.00094204 | 0.00079714 | 0.00015905 | 0.00094204 | 0.00079714 | -0.00013982 | -0.00073755 | -7.3081e-05 | 0.00013983 | 0.00073787 | 7.331e-05 | 3.0722e-05 | -0.0001312 | -0.00051498 | -3.0712e-05 | 0.00013154 | 0.00051522 | -167.5846 | 34.6813 | -140.9829 | 12.4154 | -145.3187 | 39.0171 | 0.90006 | 0.79522 | 0.65252 | 0.9001 | 0.79561 | 0.65285 | 0.022818 | -135.2318 | 120.9402 | 0.027308 | -135.211 | 120.919

## LL_min_fault_6
name | pf_ikss_a_from_ka | pf_ikss_b_from_ka | pf_ikss_c_from_ka | pf_ikss_a_to_ka | pf_ikss_b_to_ka | pf_ikss_c_to_ka | pf_skss_a_from_mw | pf_skss_b_from_mw | pf_skss_c_from_mw | pf_skss_a_to_mw | pf_skss_b_to_mw | pf_skss_c_to_mw | pf_p_a_from_mw | pf_p_b_from_mw | pf_p_c_from_mw | pf_p_a_to_mw | pf_p_b_to_mw | pf_p_c_to_mw | pf_q_a_from_mvar | pf_q_b_from_mvar | pf_q_c_from_mvar | pf_q_a_to_mvar | pf_q_b_to_mvar | pf_q_c_to_mvar | pf_ikss_a_from_degree | pf_ikss_b_from_degree | pf_ikss_c_from_degree | pf_ikss_a_to_degree | pf_ikss_b_to_degree | pf_ikss_c_to_degree | pf_vm_a_from_pu | pf_vm_b_from_pu | pf_vm_c_from_pu | pf_vm_a_to_pu | pf_vm_b_to_pu | pf_vm_c_to_pu | pf_va_a_from_degree | pf_va_b_from_degree | pf_va_c_from_degree | pf_va_a_to_degree | pf_va_b_to_degree | pf_va_c_to_degree
Line0_1_2 | 1.5313e-05 | 9.0441e-05 | 7.6503e-05 | 1.5313e-05 | 9.0441e-05 | 7.6503e-05 | 3.5364e-06 | 2.0886e-05 | 1.7668e-05 | 3.5364e-06 | 2.0886e-05 | 1.7668e-05 | -3.0529e-06 | -1.9323e-05 | -6.1103e-06 | 3.0529e-06 | 1.9324e-05 | 6.1104e-06 | 1.4025e-06 | -4.3332e-06 | -1.553e-05 | -1.4024e-06 | 4.3334e-06 | 1.553e-05 | -155.3261 | 47.0496 | -128.5804 | 24.6739 | -132.9504 | 51.4196 | 0.95 | 0.94814 | 0.9446 | 0.95 | 0.94815 | 0.94461 | 0.00037951 | -120.3111 | 119.9424 | 0.00048425 | -120.3108 | 119.9422
Line10_11_12 | 1.5221e-05 | 9.0156e-05 | 7.6288e-05 | 1.5221e-05 | 9.0156e-05 | 7.6288e-05 | 3.5152e-06 | 2.0821e-05 | 1.7618e-05 | 3.5152e-06 | 2.0821e-05 | 1.7618e-05 | -3.0287e-06 | -1.9273e-05 | -6.119e-06 | 3.0287e-06 | 1.9273e-05 | 6.1191e-06 | 1.4067e-06 | -4.2765e-06 | -1.5477e-05 | -1.4067e-06 | 4.2766e-06 | 1.5477e-05 | -155.0872 | 47.1786 | -128.4856 | 24.9128 | -132.8214 | 51.5144 | 0.95 | 0.94816 | 0.94462 | 0.95 | 0.94817 | 0.94462 | 0.00058802 | -120.3104 | 119.942 | 0.00069228 | -120.3101 | 119.9418
Line11_12_13 | 1.5221e-05 | 9.0156e-05 | 7.6288e-05 | 1.5221e-05 | 9.0156e-05 | 7.6288e-05 | 3.5152e-06 | 2.0821e-05 | 1.7618e-05 | 3.5152e-06 | 2.0821e-05 | 1.7618e-05 | -3.0287e-06 | -1.9273e-05 | -6.1191e-06 | 3.0287e-06 | 1.9273e-05 | 6.1192e-06 | 1.4067e-06 | -4.2767e-06 | -1.5477e-05 | -1.4067e-06 | 4.2768e-06 | 1.5477e-05 | -155.0872 | 47.1786 | -128.4857 | 24.9128 | -132.8214 | 51.5143 | 0.95 | 0.94817 | 0.94462 | 0.95 | 0.94818 | 0.94463 | 0.00069228 | -120.3101 | 119.9418 | 0.00079653 | -120.3097 | 119.9416
Line12_13_15 | 0 | 0 | 0 | 0 | 0 | 0 | 0 | 0 | 0 | 0 | 0 | 0 | 1.418e-14 | -1.8875e-11 | -5.5767e-11 | -1.418e-14 | 1.8875e-11 | 5.5767e-11 | -1.3801e-13 | 5.3557e-11 | 1.0068e-11 | 1.3801e-13 | -5.3557e-11 | -1.0068e-11 | 0 | 0 | 0 | 0 | 0 | 0 | 0.95 | 0.94818 | 0.94463 | 0.95 | 0.94818 | 0.94463 | 0.00079653 | -120.3097 | 119.9416 | 0.00079653 | -120.3097 | 119.9416
Line13_13_14 | 1.5221e-05 | 9.0156e-05 | 7.6288e-05 | 1.5221e-05 | 9.0156e-05 | 7.6288e-05 | 3.5152e-06 | 2.0821e-05 | 1.7618e-05 | 3.5152e-06 | 2.0821e-05 | 1.7618e-05 | -3.0287e-06 | -1.9273e-05 | -6.1191e-06 | 3.0287e-06 | 1.9273e-05 | 6.1192e-06 | 1.4067e-06 | -4.2769e-06 | -1.5477e-05 | -1.4067e-06 | 4.2771e-06 | 1.5477e-05 | -155.0872 | 47.1784 | -128.4859 | 24.9128 | -132.8216 | 51.5141 | 0.95 | 0.94818 | 0.94463 | 0.95 | 0.94819 | 0.94464 | 0.00079653 | -120.3097 | 119.9416 | 0.00090079 | -120.3093 | 119.9414
Line14_15_16 | 0 | 0 | 0 | 0 | 0 | 0 | 0 | 0 | 0 | 0 | 0 | 0 | 9.4531e-15 | -1.2584e-11 | -3.7178e-11 | -9.453e-15 | 1.2584e-11 | 3.7178e-11 | -9.2007e-14 | 3.5704e-11 | 6.7121e-12 | 9.2008e-14 | -3.5704e-11 | -6.7121e-12 | 0 | 0 | 0 | 0 | 0 | 0 | 0.95 | 0.94818 | 0.94463 | 0.95 | 0.94818 | 0.94463 | 0.00079653 | -120.3097 | 119.9416 | 0.00079653 | -120.3097 | 119.9416
Line15_16_17 | 0 | 0 | 0 | 0 | 0 | 0 | 0 | 0 | 0 | 0 | 0 | 0 | 4.7262e-15 | -6.2918e-12 | -1.8589e-11 | -4.726e-15 | 6.2918e-12 | 1.8589e-11 | -4.6004e-14 | 1.7852e-11 | 3.356e-12 | 4.6004e-14 | -1.7852e-11 | -3.356e-12 | 0 | 0 | 0 | 0 | 0 | 0 | 0.95 | 0.94818 | 0.94463 | 0.95 | 0.94818 | 0.94463 | 0.00079653 | -120.3097 | 119.9416 | 0.00079653 | -120.3097 | 119.9416
Line16_4_18 | 0 | 0.052642 | 0.052642 | 0 | 0.052642 | 0.052642 | 0 | 0.012157 | 0.012157 | 0 | 0.012157 | 0.012157 | 4.9882e-15 | 0.011083 | 0.002879 | -4.9871e-15 | -0.01103 | -0.0028258 | -3.1901e-14 | 0.0029191 | 0.011048 | 3.1901e-14 | -0.0028636 | -0.010992 | 0 | -135.265 | 44.735 | 0 | 44.735 | -135.265 | 0.95 | 0.94276 | 0.93909 | 0.95 | 0.93738 | 0.93358 | 0.0005523 | -120.5099 | 120.1288 | 0.0005523 | -120.7112 | 120.3181
Line17_5_19 | 0 | 0 | 0 | 0 | 0 | 0 | 0 | 0 | 0 | 0 | 0 | 0 | -3.5297e-15 | -6.4164e-12 | -1.8706e-11 | 3.5297e-15 | 6.4164e-12 | 1.8706e-11 | -2.1918e-14 | 1.7935e-11 | 3.3076e-12 | 2.1918e-14 | -1.7935e-11 | -3.3076e-12 | 0 | 0 | 0 | 0 | 0 | 0 | 0.95 | 0.94814 | 0.9446 | 0.95 | 0.94814 | 0.9446 | 0.00037951 | -120.3111 | 119.9424 | 0.00037951 | -120.3111 | 119.9424
Line1_1_3 | 1.5221e-05 | 9.0156e-05 | 7.6288e-05 | 1.5221e-05 | 9.0156e-05 | 7.6288e-05 | 3.5152e-06 | 2.0821e-05 | 1.7618e-05 | 3.5152e-06 | 2.0821e-05 | 1.7618e-05 | -3.0287e-06 | -1.9272e-05 | -6.1188e-06 | 3.0287e-06 | 1.9272e-05 | 6.1189e-06 | 1.4067e-06 | -4.2761e-06 | -1.5476e-05 | -1.4067e-06 | 4.2763e-06 | 1.5476e-05 | -155.0872 | 47.1788 | -128.4855 | 24.9128 | -132.8212 | 51.5145 | 0.95 | 0.94814 | 0.9446 | 0.95 | 0.94815 | 0.94461 | 0.00037951 | -120.3111 | 119.9424 | 0.00048377 | -120.3108 | 119.9422
Line2_1_4 | 3.1368e-05 | 0.052468 | 0.052491 | 3.1368e-05 | 0.052468 | 0.052491 | 7.244e-06 | 0.012117 | 0.012122 | 7.244e-06 | 0.012117 | 0.012122 | -6.87e-06 | 0.011103 | 0.0029318 | 6.87e-06 | -0.01105 | -0.0028789 | 4.038e-07 | 0.002952 | 0.011069 | -4.0378e-07 | -0.0028969 | -0.011014 | -176.6358 | -135.2002 | 44.7772 | 3.3642 | 44.7998 | -135.2228 | 0.95 | 0.94814 | 0.9446 | 0.95 | 0.94276 | 0.93909 | 0.00037951 | -120.3111 | 119.9424 | 0.0005523 | -120.5099 | 120.1288
Line3_1_5 | 0 | 0 | 0 | 0 | 0 | 0 | 0 | 0 | 0 | 0 | 0 | 0 | -7.0565e-15 | -1.2833e-11 | -3.7412e-11 | 7.0566e-15 | 1.2833e-11 | 3.7412e-11 | -4.3836e-14 | 3.587e-11 | 6.6152e-12 | 4.3837e-14 | -3.587e-11 | -6.6152e-12 | 0 | 0 | 0 | 0 | 0 | 0 | 0.95 | 0.94814 | 0.9446 | 0.95 | 0.94814 | 0.9446 | 0.00037951 | -120.3111 | 119.9424 | 0.00037951 | -120.3111 | 119.9424
Line4_2_6 | 1.5313e-05 | 9.0441e-05 | 7.6503e-05 | 1.5313e-05 | 9.0441e-05 | 7.6503e-05 | 3.5364e-06 | 2.0886e-05 | 1.7668e-05 | 3.5364e-06 | 2.0886e-05 | 1.7668e-05 | -3.0529e-06 | -1.9324e-05 | -6.1104e-06 | 3.0529e-06 | 1.9324e-05 | 6.1105e-06 | 1.4024e-06 | -4.3334e-06 | -1.553e-05 | -1.4024e-06 | 4.3336e-06 | 1.553e-05 | -155.3261 | 47.0495 | -128.5804 | 24.6739 | -132.9505 | 51.4196 | 0.95 | 0.94815 | 0.94461 | 0.95 | 0.94816 | 0.94462 | 0.00048425 | -120.3108 | 119.9422 | 0.00058898 | -120.3104 | 119.942
Line5_6_7 | 1.5313e-05 | 9.0441e-05 | 7.6503e-05 | 1.5313e-05 | 9.0441e-05 | 7.6503e-05 | 3.5364e-06 | 2.0886e-05 | 1.7668e-05 | 3.5364e-06 | 2.0886e-05 | 1.7668e-05 | -3.0529e-06 | -1.9324e-05 | -6.1105e-06 | 3.0529e-06 | 1.9324e-05 | 6.1106e-06 | 1.4024e-06 | -4.3336e-06 | -1.553e-05 | -1.4024e-06 | 4.3337e-06 | 1.553e-05 | -155.3261 | 47.0495 | -128.5805 | 24.6739 | -132.9505 | 51.4195 | 0.95 | 0.94816 | 0.94462 | 0.95 | 0.94817 | 0.94462 | 0.00058898 | -120.3104 | 119.942 | 0.00069371 | -120.3101 | 119.9418
Line6_7_8 | 0 | 0 | 0 | 0 | 0 | 0 | 0 | 0 | 0 | 0 | 0 | 0 | 8.3289e-15 | -1.8967e-11 | -5.5854e-11 | -8.3289e-15 | 1.8967e-11 | 5.5854e-11 | -1.202e-13 | 5.3619e-11 | 1.0033e-11 | 1.202e-13 | -5.3619e-11 | -1.0033e-11 | 0 | 0 | 0 | 0 | 0 | 0 | 0.95 | 0.94817 | 0.94462 | 0.95 | 0.94817 | 0.94462 | 0.00069371 | -120.3101 | 119.9418 | 0.00069371 | -120.3101 | 119.9418
Line7_8_9 | 0 | 0 | 0 | 0 | 0 | 0 | 0 | 0 | 0 | 0 | 0 | 0 | 2.7762e-15 | -6.3225e-12 | -1.8618e-11 | -2.7762e-15 | 6.3225e-12 | 1.8618e-11 | -4.0065e-14 | 1.7873e-11 | 3.3442e-12 | 4.0065e-14 | -1.7873e-11 | -3.3442e-12 | 0 | 0 | 0 | 0 | 0 | 0 | 0.95 | 0.94817 | 0.94462 | 0.95 | 0.94817 | 0.94462 | 0.00069371 | -120.3101 | 119.9418 | 0.00069371 | -120.3101 | 119.9418
Line8_8_10 | 0 | 0 | 0 | 0 | 0 | 0 | 0 | 0 | 0 | 0 | 0 | 0 | 2.7762e-15 | -6.3225e-12 | -1.8618e-11 | -2.7762e-15 | 6.3225e-12 | 1.8618e-11 | -4.0065e-14 | 1.7873e-11 | 3.3442e-12 | 4.0064e-14 | -1.7873e-11 | -3.3442e-12 | 0 | 0 | 0 | 0 | 0 | 0 | 0.95 | 0.94817 | 0.94462 | 0.95 | 0.94817 | 0.94462 | 0.00069371 | -120.3101 | 119.9418 | 0.00069371 | -120.3101 | 119.9418
Line9_3_11 | 1.5221e-05 | 9.0156e-05 | 7.6288e-05 | 1.5221e-05 | 9.0156e-05 | 7.6288e-05 | 3.5152e-06 | 2.0821e-05 | 1.7618e-05 | 3.5152e-06 | 2.0821e-05 | 1.7618e-05 | -3.0287e-06 | -1.9272e-05 | -6.1189e-06 | 3.0287e-06 | 1.9273e-05 | 6.119e-06 | 1.4067e-06 | -4.2763e-06 | -1.5476e-05 | -1.4067e-06 | 4.2765e-06 | 1.5477e-05 | -155.0872 | 47.1787 | -128.4856 | 24.9128 | -132.8213 | 51.5144 | 0.95 | 0.94815 | 0.94461 | 0.95 | 0.94816 | 0.94462 | 0.00048377 | -120.3108 | 119.9422 | 0.00058802 | -120.3104 | 119.942

## LL_min_fault_10
name | pf_ikss_a_from_ka | pf_ikss_b_from_ka | pf_ikss_c_from_ka | pf_ikss_a_to_ka | pf_ikss_b_to_ka | pf_ikss_c_to_ka | pf_skss_a_from_mw | pf_skss_b_from_mw | pf_skss_c_from_mw | pf_skss_a_to_mw | pf_skss_b_to_mw | pf_skss_c_to_mw | pf_p_a_from_mw | pf_p_b_from_mw | pf_p_c_from_mw | pf_p_a_to_mw | pf_p_b_to_mw | pf_p_c_to_mw | pf_q_a_from_mvar | pf_q_b_from_mvar | pf_q_c_from_mvar | pf_q_a_to_mvar | pf_q_b_to_mvar | pf_q_c_to_mvar | pf_ikss_a_from_degree | pf_ikss_b_from_degree | pf_ikss_c_from_degree | pf_ikss_a_to_degree | pf_ikss_b_to_degree | pf_ikss_c_to_degree | pf_vm_a_from_pu | pf_vm_b_from_pu | pf_vm_c_from_pu | pf_vm_a_to_pu | pf_vm_b_to_pu | pf_vm_c_to_pu | pf_va_a_from_degree | pf_va_b_from_degree | pf_va_c_from_degree | pf_va_a_to_degree | pf_va_b_to_degree | pf_va_c_to_degree
Line0_1_2 | 1.4507e-05 | 8.5681e-05 | 7.2477e-05 | 1.4507e-05 | 8.5681e-05 | 7.2477e-05 | 3.3503e-06 | 1.9787e-05 | 1.6738e-05 | 3.3503e-06 | 1.9787e-05 | 1.6738e-05 | -2.74e-06 | -1.7343e-05 | -5.4841e-06 | 2.74e-06 | 1.7343e-05 | 5.4842e-06 | 1.2587e-06 | -3.8891e-06 | -1.3938e-05 | -1.2587e-06 | 3.8892e-06 | 1.3938e-05 | -155.3261 | 47.0496 | -128.5804 | 24.6739 | -132.9504 | 51.4196 | 0.9 | 0.89824 | 0.89488 | 0.9 | 0.89825 | 0.89489 | 0.00037951 | -120.3111 | 119.9424 | 0.00048425 | -120.3108 | 119.9422
Line10_11_12 | 1.442e-05 | 8.5411e-05 | 7.2273e-05 | 1.442e-05 | 8.5411e-05 | 7.2273e-05 | 3.3302e-06 | 1.9725e-05 | 1.6691e-05 | 3.3302e-06 | 1.9725e-05 | 1.6691e-05 | -2.7183e-06 | -1.7297e-05 | -5.4918e-06 | 2.7183e-06 | 1.7297e-05 | 5.4919e-06 | 1.2625e-06 | -3.8382e-06 | -1.389e-05 | -1.2625e-06 | 3.8383e-06 | 1.389e-05 | -155.0872 | 47.1786 | -128.4856 | 24.9128 | -132.8214 | 51.5144 | 0.9 | 0.89826 | 0.8949 | 0.9 | 0.89826 | 0.89491 | 0.00058802 | -120.3104 | 119.942 | 0.00069228 | -120.3101 | 119.9418
Line11_12_13 | 1.442e-05 | 8.5411e-05 | 7.2273e-05 | 1.442e-05 | 8.5411e-05 | 7.2273e-05 | 3.3302e-06 | 1.9725e-05 | 1.6691e-05 | 3.3302e-06 | 1.9725e-05 | 1.6691e-05 | -2.7183e-06 | -1.7297e-05 | -5.4919e-06 | 2.7183e-06 | 1.7298e-05 | 5.492e-06 | 1.2625e-06 | -3.8383e-06 | -1.389e-05 | -1.2625e-06 | 3.8385e-06 | 1.389e-05 | -155.0872 | 47.1786 | -128.4857 | 24.9128 | -132.8214 | 51.5143 | 0.9 | 0.89826 | 0.89491 | 0.9 | 0.89827 | 0.89492 | 0.00069228 | -120.3101 | 119.9418 | 0.00079653 | -120.3097 | 119.9416
Line12_13_15 | 0 | 0 | 0 | 0 | 0 | 0 | 0 | 0 | 0 | 0 | 0 | 0 | 1.2727e-14 | -1.6941e-11 | -5.0052e-11 | -1.2727e-14 | 1.6941e-11 | 5.0052e-11 | -1.2387e-13 | 4.8067e-11 | 9.0362e-12 | 1.2387e-13 | -4.8067e-11 | -9.0362e-12 | 0 | 0 | 0 | 0 | 0 | 0 | 0.9 | 0.89827 | 0.89492 | 0.9 | 0.89827 | 0.89492 | 0.00079653 | -120.3097 | 119.9416 | 0.00079653 | -120.3097 | 119.9416
Line13_13_14 | 1.442e-05 | 8.5411e-05 | 7.2273e-05 | 1.442e-05 | 8.5411e-05 | 7.2273e-05 | 3.3302e-06 | 1.9725e-05 | 1.6691e-05 | 3.3302e-06 | 1.9725e-05 | 1.6691e-05 | -2.7183e-06 | -1.7298e-05 | -5.4919e-06 | 2.7183e-06 | 1.7298e-05 | 5.492e-06 | 1.2625e-06 | -3.8385e-06 | -1.3891e-05 | -1.2625e-06 | 3.8387e-06 | 1.3891e-05 | -155.0872 | 47.1784 | -128.4859 | 24.9128 | -132.8216 | 51.5141 | 0.9 | 0.89827 | 0.89492 | 0.9 | 0.89828 | 0.89492 | 0.00079653 | -120.3097 | 119.9416 | 0.00090079 | -120.3093 | 119.9414
Line14_15_16 | 0 | 0 | 0 | 0 | 0 | 0 | 0 | 0 | 0 | 0 | 0 | 0 | 8.4851e-15 | -1.1294e-11 | -3.3368e-11 | -8.4855e-15 | 1.1294e-11 | 3.3368e-11 | -8.2578e-14 | 3.2045e-11 | 6.0241e-12 | 8.2578e-14 | -3.2045e-11 | -6.0241e-12 | 0 | 0 | 0 | 0 | 0 | 0 | 0.9 | 0.89827 | 0.89492 | 0.9 | 0.89827 | 0.89492 | 0.00079653 | -120.3097 | 119.9416 | 0.00079653 | -120.3097 | 119.9416
Line15_16_17 | 0 | 0 | 0 | 0 | 0 | 0 | 0 | 0 | 0 | 0 | 0 | 0 | 4.2415e-15 | -5.6469e-12 | -1.6684e-11 | -4.2417e-15 | 5.6469e-12 | 1.6684e-11 | -4.1289e-14 | 1.6022e-11 | 3.0121e-12 | 4.1289e-14 | -1.6022e-11 | -3.0121e-12 | 0 | 0 | 0 | 0 | 0 | 0 | 0.9 | 0.89827 | 0.89492 | 0.9 | 0.89827 | 0.89492 | 0.00079653 | -120.3097 | 119.9416 | 0.00079653 | -120.3097 | 119.9416
Line16_4_18 | 0 | 0.049871 | 0.049871 | 0 | 0.049871 | 0.049871 | 0 | 0.011517 | 0.011517 | 0 | 0.011517 | 0.011517 | 4.4748e-15 | 0.0099474 | 0.0025839 | -4.4738e-15 | -0.0098997 | -0.0025362 | -2.863e-14 | 0.0026199 | 0.0099154 | 2.863e-14 | -0.0025701 | -0.0098657 | 0 | -135.265 | 44.735 | 0 | 44.735 | -135.265 | 0.9 | 0.89314 | 0.88967 | 0.9 | 0.88804 | 0.88445 | 0.0005523 | -120.5099 | 120.1288 | 0.0005523 | -120.7112 | 120.3181
Line17_5_19 | 0 | 0 | 0 | 0 | 0 | 0 | 0 | 0 | 0 | 0 | 0 | 0 | -3.1667e-15 | -5.7587e-12 | -1.6789e-11 | 3.1671e-15 | 5.7587e-12 | 1.6789e-11 | -1.9672e-14 | 1.6097e-11 | 2.9686e-12 | 1.9672e-14 | -1.6097e-11 | -2.9686e-12 | 0 | 0 | 0 | 0 | 0 | 0 | 0.9 | 0.89824 | 0.89488 | 0.9 | 0.89824 | 0.89488 | 0.00037951 | -120.3111 | 119.9424 | 0.00037951 | -120.3111 | 119.9424
Line1_1_3 | 1.442e-05 | 8.5411e-05 | 7.2273e-05 | 1.442e-05 | 8.5411e-05 | 7.2273e-05 | 3.3302e-06 | 1.9725e-05 | 1.6691e-05 | 3.3302e-06 | 1.9725e-05 | 1.6691e-05 | -2.7183e-06 | -1.7297e-05 | -5.4916e-06 | 2.7183e-06 | 1.7297e-05 | 5.4917e-06 | 1.2625e-06 | -3.8378e-06 | -1.389e-05 | -1.2625e-06 | 3.838e-06 | 1.389e-05 | -155.0872 | 47.1788 | -128.4855 | 24.9128 | -132.8212 | 51.5145 | 0.9 | 0.89824 | 0.89488 | 0.9 | 0.89825 | 0.89489 | 0.00037951 | -120.3111 | 119.9424 | 0.00048377 | -120.3108 | 119.9422
Line2_1_4 | 2.9717e-05 | 0.049706 | 0.049729 | 2.9717e-05 | 0.049706 | 0.049729 | 6.8628e-06 | 0.011479 | 0.011484 | 6.8628e-06 | 0.011479 | 0.011484 | -6.1658e-06 | 0.0099649 | 0.0026313 | 6.1659e-06 | -0.0099174 | -0.0025838 | 3.6241e-07 | 0.0026494 | 0.0099346 | -3.6239e-07 | -0.0026 | -0.0098851 | -176.6358 | -135.2002 | 44.7772 | 3.3642 | 44.7998 | -135.2228 | 0.9 | 0.89824 | 0.89488 | 0.9 | 0.89314 | 0.88967 | 0.00037951 | -120.3111 | 119.9424 | 0.0005523 | -120.5099 | 120.1288
Line3_1_5 | 0 | 0 | 0 | 0 | 0 | 0 | 0 | 0 | 0 | 0 | 0 | 0 | -6.3343e-15 | -1.1517e-11 | -3.3577e-11 | 6.3344e-15 | 1.1517e-11 | 3.3577e-11 | -3.9344e-14 | 3.2194e-11 | 5.9372e-12 | 3.9344e-14 | -3.2194e-11 | -5.9372e-12 | 0 | 0 | 0 | 0 | 0 | 0 | 0.9 | 0.89824 | 0.89488 | 0.9 | 0.89824 | 0.89488 | 0.00037951 | -120.3111 | 119.9424 | 0.00037951 | -120.3111 | 119.9424
Line4_2_6 | 1.4507e-05 | 8.5681e-05 | 7.2477e-05 | 1.4507e-05 | 8.5681e-05 | 7.2477e-05 | 3.3503e-06 | 1.9787e-05 | 1.6738e-05 | 3.3503e-06 | 1.9787e-05 | 1.6738e-05 | -2.74e-06 | -1.7343e-05 | -5.4841e-06 | 2.74e-06 | 1.7343e-05 | 5.4842e-06 | 1.2587e-06 | -3.8892e-06 | -1.3938e-05 | -1.2587e-06 | 3.8894e-06 | 1.3939e-05 | -155.3261 | 47.0495 | -128.5804 | 24.6739 | -132.9505 | 51.4196 | 0.9 | 0.89825 | 0.89489 | 0.9 | 0.89826 | 0.8949 | 0.00048425 | -120.3108 | 119.9422 | 0.00058898 | -120.3104 | 119.942
Line5_6_7 | 1.4507e-05 | 8.5681e-05 | 7.2477e-05 | 1.4507e-05 | 8.5681e-05 | 7.2477e-05 | 3.3503e-06 | 1.9787e-05 | 1.6738e-05 | 3.3503e-06 | 1.9787e-05 | 1.6738e-05 | -2.74e-06 | -1.7343e-05 | -5.4842e-06 | 2.74e-06 | 1.7343e-05 | 5.4843e-06 | 1.2587e-06 | -3.8894e-06 | -1.3939e-05 | -1.2587e-06 | 3.8896e-06 | 1.3939e-05 | -155.3261 | 47.0495 | -128.5805 | 24.6739 | -132.9505 | 51.4195 | 0.9 | 0.89826 | 0.8949 | 0.9 | 0.89826 | 0.89491 | 0.00058898 | -120.3104 | 119.942 | 0.00069371 | -120.3101 | 119.9418
Line6_7_8 | 0 | 0 | 0 | 0 | 0 | 0 | 0 | 0 | 0 | 0 | 0 | 0 | 7.4749e-15 | -1.7023e-11 | -5.013e-11 | -7.475e-15 | 1.7023e-11 | 5.013e-11 | -1.0788e-13 | 4.8123e-11 | 9.0043e-12 | 1.0788e-13 | -4.8123e-11 | -9.0043e-12 | 0 | 0 | 0 | 0 | 0 | 0 | 0.9 | 0.89826 | 0.89491 | 0.9 | 0.89826 | 0.89491 | 0.00069371 | -120.3101 | 119.9418 | 0.00069371 | -120.3101 | 119.9418
Line7_8_9 | 0 | 0 | 0 | 0 | 0 | 0 | 0 | 0 | 0 | 0 | 0 | 0 | 2.4921e-15 | -5.6745e-12 | -1.671e-11 | -2.4919e-15 | 5.6745e-12 | 1.671e-11 | -3.596e-14 | 1.6041e-11 | 3.0014e-12 | 3.5959e-14 | -1.6041e-11 | -3.0014e-12 | 0 | 0 | 0 | 0 | 0 | 0 | 0.9 | 0.89826 | 0.89491 | 0.9 | 0.89826 | 0.89491 | 0.00069371 | -120.3101 | 119.9418 | 0.00069371 | -120.3101 | 119.9418
Line8_8_10 | 0 | 0 | 0 | 0 | 0 | 0 | 0 | 0 | 0 | 0 | 0 | 0 | 2.4921e-15 | -5.6745e-12 | -1.671e-11 | -2.4918e-15 | 5.6745e-12 | 1.671e-11 | -3.596e-14 | 1.6041e-11 | 3.0014e-12 | 3.5959e-14 | -1.6041e-11 | -3.0014e-12 | 0 | 0 | 0 | 0 | 0 | 0 | 0.9 | 0.89826 | 0.89491 | 0.9 | 0.89826 | 0.89491 | 0.00069371 | -120.3101 | 119.9418 | 0.00069371 | -120.3101 | 119.9418
Line9_3_11 | 1.442e-05 | 8.5411e-05 | 7.2273e-05 | 1.442e-05 | 8.5411e-05 | 7.2273e-05 | 3.3302e-06 | 1.9725e-05 | 1.6691e-05 | 3.3302e-06 | 1.9725e-05 | 1.6691e-05 | -2.7183e-06 | -1.7297e-05 | -5.4917e-06 | 2.7183e-06 | 1.7297e-05 | 5.4918e-06 | 1.2625e-06 | -3.838e-06 | -1.389e-05 | -1.2625e-06 | 3.8382e-06 | 1.389e-05 | -155.0872 | 47.1787 | -128.4856 | 24.9128 | -132.8213 | 51.5144 | 0.9 | 0.89825 | 0.89489 | 0.9 | 0.89826 | 0.8949 | 0.00048377 | -120.3108 | 119.9422 | 0.00058802 | -120.3104 | 119.942

## LG_max_6
name | pf_ikss_a_from_ka | pf_ikss_b_from_ka | pf_ikss_c_from_ka | pf_ikss_a_to_ka | pf_ikss_b_to_ka | pf_ikss_c_to_ka | pf_skss_a_from_mw | pf_skss_b_from_mw | pf_skss_c_from_mw | pf_skss_a_to_mw | pf_skss_b_to_mw | pf_skss_c_to_mw | pf_p_a_from_mw | pf_p_b_from_mw | pf_p_c_from_mw | pf_p_a_to_mw | pf_p_b_to_mw | pf_p_c_to_mw | pf_q_a_from_mvar | pf_q_b_from_mvar | pf_q_c_from_mvar | pf_q_a_to_mvar | pf_q_b_to_mvar | pf_q_c_to_mvar | pf_ikss_a_from_degree | pf_ikss_b_from_degree | pf_ikss_c_from_degree | pf_ikss_a_to_degree | pf_ikss_b_to_degree | pf_ikss_c_to_degree | 3xI0 | pf_vm_a_from_pu | pf_vm_b_from_pu | pf_vm_c_from_pu | pf_vm_a_to_pu | pf_vm_b_to_pu | pf_vm_c_to_pu | pf_va_a_from_degree | pf_va_b_from_degree | pf_va_c_from_degree | pf_va_a_to_degree | pf_va_b_to_degree | pf_va_c_to_degree
Line0_1_2 | 0.63046 | 0.26994 | 0.30229 | 0.63046 | 0.26994 | 0.30229 | 0.1456 | 0.062339 | 0.069812 | 0.1456 | 0.062339 | 0.069812 | -0.03687 | -0.06488 | 0.082009 | 0.039692 | 0.065484 | -0.082075 | -0.073698 | 0.043552 | 0.0031478 | 0.079168 | -0.043259 | -0.0021912 | 105.4842 | 86.6492 | 128.9147 | -74.5158 | -93.3508 | -51.0854 |  | 0.56598 | 1.2535 | 1.1756 | 0.60825 | 1.259 | 1.1761 | -11.0941 | -127.2232 | 131.1128 | -11.1434 | -126.7996 | 130.4439
Line10_11_12 | 0.5673 | 0.23958 | 0.27937 | 0.5673 | 0.23958 | 0.27937 | 0.13101 | 0.055327 | 0.064518 | 0.13101 | 0.055328 | 0.064518 | -0.039679 | -0.056231 | 0.075908 | 0.041978 | 0.056689 | -0.07594 | -0.074145 | 0.041402 | -0.00095866 | 0.078553 | -0.041187 | 0.0017836 | 107.1415 | 89.8746 | 130.5906 | -72.8585 | -90.1254 | -49.4094 |  | 0.64188 | 1.2621 | 1.1766 | 0.67983 | 1.2665 | 1.1774 | -11.0119 | -126.4891 | 129.8671 | -10.9778 | -126.1259 | 129.2452
Line11_12_13 | 0.5673 | 0.23958 | 0.27937 | 0.5673 | 0.23958 | 0.27937 | 0.13101 | 0.055328 | 0.064518 | 0.13101 | 0.055328 | 0.064518 | -0.041978 | -0.056689 | 0.07594 | 0.044277 | 0.057146 | -0.075972 | -0.078553 | 0.041187 | -0.0017836 | 0.082962 | -0.040973 | 0.0026085 | 107.1415 | 89.8746 | 130.5906 | -72.8585 | -90.1254 | -49.4094 |  | 0.67983 | 1.2665 | 1.1774 | 0.71778 | 1.2709 | 1.1782 | -10.9778 | -126.1259 | 129.2452 | -10.9472 | -125.7651 | 128.6242
Line12_13_15 | 0 | 0 | 0 | 0 | 0 | 0 | 0 | 0 | 0 | 0 | 0 | 0 | 2.0947e-08 | 5.4618e-08 | -7.3059e-08 | -1.3141e-08 | -3.7466e-08 | 4.8101e-08 | 4.4422e-08 | -6.8007e-08 | -3.065e-08 | -3.0139e-08 | 4.4846e-08 | 2.1113e-08 | 0 | 0 | 0 | 0 | 0 | 0 |  | 0.71778 | 1.2709 | 1.1782 | 0.71778 | 1.2709 | 1.1782 | -10.9472 | -125.7651 | 128.6242 | -10.9472 | -125.7651 | 128.6242
Line13_13_14 | 0.5673 | 0.23958 | 0.27937 | 0.5673 | 0.23958 | 0.27937 | 0.13101 | 0.055328 | 0.064518 | 0.13101 | 0.055328 | 0.064518 | -0.044277 | -0.057146 | 0.075972 | 0.046576 | 0.057604 | -0.076004 | -0.082962 | 0.040973 | -0.0026085 | 0.087371 | -0.040758 | 0.0034334 | 107.1415 | 89.8746 | 130.5906 | -72.8585 | -90.1253 | -49.4094 |  | 0.71778 | 1.2709 | 1.1782 | 0.75573 | 1.2754 | 1.1792 | -10.9472 | -125.7651 | 128.6242 | -10.9197 | -125.4069 | 128.0041
Line14_15_16 | 0 | 0 | 0 | 0 | 0 | 0 | 0 | 0 | 0 | 0 | 0 | 0 | 1.3965e-08 | 3.6412e-08 | -4.8706e-08 | -6.1583e-09 | -1.926e-08 | 2.3748e-08 | 2.9615e-08 | -4.5338e-08 | -2.0433e-08 | -1.5332e-08 | 2.2177e-08 | 1.0897e-08 | 0 | 0 | 0 | 0 | 0 | 0 |  | 0.71778 | 1.2709 | 1.1782 | 0.71778 | 1.2709 | 1.1782 | -10.9472 | -125.7651 | 128.6242 | -10.9472 | -125.7651 | 128.6242
Line15_16_17 | 0 | 0 | 0 | 0 | 0 | 0 | 0 | 0 | 0 | 0 | 0 | 0 | 6.9823e-09 | 1.8206e-08 | -2.4353e-08 | 8.2407e-10 | -1.0542e-09 | -6.0525e-10 | 1.4807e-08 | -2.2669e-08 | -1.0217e-08 | -5.2479e-10 | -4.9151e-10 | 6.8021e-10 | 0 | 0 | 0 | 0 | 0 | 0 |  | 0.71778 | 1.2709 | 1.1782 | 0.71778 | 1.2709 | 1.1782 | -10.9472 | -125.7651 | 128.6242 | -10.9472 | -125.7651 | 128.6242
Line16_4_18 | 3.9249 | 0 | 0 | 3.9249 | 0 | 0 | 0.90641 | 0 | 0 | 0.90641 | 0 | 0 | 0.12837 | 3.109e-08 | -3.2733e-08 | -1.7839e-14 | -7.3415e-10 | -1.7155e-10 | 0.25674 | -2.8109e-08 | -1.9362e-08 | 8.1016e-14 | -1.0389e-10 | 4.7571e-10 | -75.0367 | 0 | 0 | 104.9633 | 0 | 0 |  | 0.31669 | 1.2373 | 1.1342 | 0 | 1.2146 | 1.0863 | -11.6017 | -124.0358 | 128.6674 | 0 | -121.273 | 126.5315
Line17_5_19 | 0 | 0 | 0 | 0 | 0 | 0 | 0 | 0 | 0 | 0 | 0 | 0 | 5.4371e-09 | 2.3487e-08 | -2.8288e-08 | 9.6375e-10 | -9.736e-10 | -6.2619e-10 | 1.4882e-08 | -2.6226e-08 | -1.6463e-08 | -4.1929e-10 | -6.0679e-10 | 8.7234e-10 | 0 | 0 | 0 | 0 | 0 | 0 |  | 0.56598 | 1.2535 | 1.1756 | 0.56598 | 1.2535 | 1.1756 | -11.0941 | -127.2232 | 131.1128 | -11.0941 | -127.2232 | 131.1128
Line1_1_3 | 0.5673 | 0.23957 | 0.27937 | 0.5673 | 0.23957 | 0.27937 | 0.13101 | 0.055327 | 0.064518 | 0.13101 | 0.055327 | 0.064518 | -0.035081 | -0.055316 | 0.075843 | 0.03738 | 0.055774 | -0.075875 | -0.065327 | 0.041832 | 0.00069115 | 0.069736 | -0.041617 | 0.00013376 | 107.1415 | 89.8746 | 130.5907 | -72.8585 | -90.1254 | -49.4093 |  | 0.56598 | 1.2535 | 1.1756 | 0.60393 | 1.2578 | 1.176 | -11.0941 | -127.2232 | 131.1128 | -11.0504 | -126.8549 | 130.4897
Line2_1_4 | 2.976 | 0.35778 | 0.27483 | 2.976 | 0.35778 | 0.27483 | 0.68727 | 0.082625 | 0.06347 | 0.68727 | 0.082625 | 0.06347 | 0.17919 | -0.093183 | 0.074573 | -0.10197 | 0.094322 | -0.071985 | 0.34525 | 0.045207 | 0.0024802 | -0.19228 | -0.039441 | 0.00067907 | -73.664 | 78.6568 | 129.2079 | 106.336 | -101.3432 | -50.7921 |  | 0.56598 | 1.2535 | 1.1756 | 0.31669 | 1.2373 | 1.1342 | -11.0941 | -127.2232 | 131.1128 | -11.6017 | -124.0358 | 128.6674
Line3_1_5 | 0 | 0 | 0 | 0 | 0 | 0 | 0 | 0 | 0 | 0 | 0 | 0 | 1.0874e-08 | 4.6974e-08 | -5.6576e-08 | -4.4733e-09 | -2.4461e-08 | 2.7662e-08 | 2.9763e-08 | -5.2453e-08 | -3.2926e-08 | -1.5301e-08 | 2.562e-08 | 1.7335e-08 | 0 | 0 | 0 | 0 | 0 | 0 |  | 0.56598 | 1.2535 | 1.1756 | 0.56598 | 1.2535 | 1.1756 | -11.0941 | -127.2232 | 131.1128 | -11.0941 | -127.2232 | 131.1128
Line4_2_6 | 0.63046 | 0.26994 | 0.30229 | 0.63046 | 0.26994 | 0.30229 | 0.1456 | 0.062339 | 0.069812 | 0.1456 | 0.062339 | 0.069812 | -0.039692 | -0.065484 | 0.082075 | 0.042514 | 0.066088 | -0.082141 | -0.079168 | 0.043259 | 0.0021912 | 0.084638 | -0.042966 | -0.0012346 | 105.4842 | 86.6492 | 128.9146 | -74.5158 | -93.3508 | -51.0854 |  | 0.60825 | 1.259 | 1.1761 | 0.65053 | 1.2645 | 1.1767 | -11.1434 | -126.7996 | 130.4439 | -11.1863 | -126.3798 | 129.7757
Line5_6_7 | 0.63046 | 0.26994 | 0.30229 | 0.63046 | 0.26994 | 0.30229 | 0.1456 | 0.062339 | 0.069812 | 0.1456 | 0.062339 | 0.069812 | -0.042514 | -0.066088 | 0.082141 | 0.045336 | 0.066693 | -0.082208 | -0.084638 | 0.042966 | 0.0012346 | 0.090109 | -0.042673 | -0.000278 | 105.4842 | 86.6492 | 128.9146 | -74.5158 | -93.3508 | -51.0854 |  | 0.65053 | 1.2645 | 1.1767 | 0.6928 | 1.2701 | 1.1776 | -11.1863 | -126.3798 | 129.7757 | -11.224 | -125.9636 | 129.1084
Line6_7_8 | 0 | 0 | 0 | 0 | 0 | 0 | 0 | 0 | 0 | 0 | 0 | 0 | 2.0753e-08 | 5.7271e-08 | -7.5616e-08 | -1.2979e-08 | -3.9232e-08 | 4.9802e-08 | 4.4807e-08 | -7.0489e-08 | -3.3435e-08 | -3.039e-08 | 4.6485e-08 | 2.3008e-08 | 0 | 0 | 0 | 0 | 0 | 0 |  | 0.6928 | 1.2701 | 1.1776 | 0.6928 | 1.2701 | 1.1776 | -11.224 | -125.9636 | 129.1084 | -11.224 | -125.9636 | 129.1084
Line7_8_9 | 0 | 0 | 0 | 0 | 0 | 0 | 0 | 0 | 0 | 0 | 0 | 0 | 6.9177e-09 | 1.909e-08 | -2.5205e-08 | 8.5637e-10 | -1.0514e-09 | -6.0797e-10 | 1.4936e-08 | -2.3496e-08 | -1.1145e-08 | -5.1917e-10 | -5.0803e-10 | 7.1769e-10 | 0 | 0 | 0 | 0 | 0 | 0 |  | 0.6928 | 1.2701 | 1.1776 | 0.6928 | 1.2701 | 1.1776 | -11.224 | -125.9636 | 129.1084 | -11.224 | -125.9636 | 129.1084
Line8_8_10 | 0 | 0 | 0 | 0 | 0 | 0 | 0 | 0 | 0 | 0 | 0 | 0 | 6.9177e-09 | 1.909e-08 | -2.5205e-08 | 8.5637e-10 | -1.0514e-09 | -6.0797e-10 | 1.4936e-08 | -2.3496e-08 | -1.1145e-08 | -5.1917e-10 | -5.0803e-10 | 7.1769e-10 | 0 | 0 | 0 | 0 | 0 | 0 |  | 0.6928 | 1.2701 | 1.1776 | 0.6928 | 1.2701 | 1.1776 | -11.224 | -125.9636 | 129.1084 | -11.224 | -125.9636 | 129.1084
Line9_3_11 | 0.5673 | 0.23957 | 0.27937 | 0.5673 | 0.23958 | 0.27937 | 0.13101 | 0.055327 | 0.064518 | 0.13101 | 0.055327 | 0.064518 | -0.03738 | -0.055774 | 0.075875 | 0.039679 | 0.056231 | -0.075908 | -0.069736 | 0.041617 | -0.00013375 | 0.074145 | -0.041402 | 0.00095866 | 107.1415 | 89.8746 | 130.5907 | -72.8585 | -90.1254 | -49.4094 |  | 0.60393 | 1.2578 | 1.176 | 0.64188 | 1.2621 | 1.1766 | -11.0504 | -126.8549 | 130.4897 | -11.0119 | -126.4891 | 129.8671

## LG_max_10
name | pf_ikss_a_from_ka | pf_ikss_b_from_ka | pf_ikss_c_from_ka | pf_ikss_a_to_ka | pf_ikss_b_to_ka | pf_ikss_c_to_ka | pf_skss_a_from_mw | pf_skss_b_from_mw | pf_skss_c_from_mw | pf_skss_a_to_mw | pf_skss_b_to_mw | pf_skss_c_to_mw | pf_p_a_from_mw | pf_p_b_from_mw | pf_p_c_from_mw | pf_p_a_to_mw | pf_p_b_to_mw | pf_p_c_to_mw | pf_q_a_from_mvar | pf_q_b_from_mvar | pf_q_c_from_mvar | pf_q_a_to_mvar | pf_q_b_to_mvar | pf_q_c_to_mvar | pf_ikss_a_from_degree | pf_ikss_b_from_degree | pf_ikss_c_from_degree | pf_ikss_a_to_degree | pf_ikss_b_to_degree | pf_ikss_c_to_degree | 3xI0 | pf_vm_a_from_pu | pf_vm_b_from_pu | pf_vm_c_from_pu | pf_vm_a_to_pu | pf_vm_b_to_pu | pf_vm_c_to_pu | pf_va_a_from_degree | pf_va_b_from_degree | pf_va_c_from_degree | pf_va_a_to_degree | pf_va_b_to_degree | pf_va_c_to_degree
Line0_1_2 | 0.64575 | 0.27823 | 0.30842 | 0.64575 | 0.27823 | 0.30842 | 0.14913 | 0.064255 | 0.071227 | 0.14913 | 0.064255 | 0.071227 | -0.03883 | -0.070133 | 0.08777 | 0.041784 | 0.070769 | -0.087839 | -0.077478 | 0.047232 | 0.0045919 | 0.083215 | -0.046914 | -0.0036067 | 105.2582 | 86.6267 | 128.2558 | -74.7418 | -93.3733 | -51.7442 |  | 0.58114 | 1.3159 | 1.2339 | 0.6244 | 1.3214 | 1.2343 | -11.3608 | -127.332 | 131.2507 | -11.4039 | -126.9142 | 130.6071
Line10_11_12 | 0.58339 | 0.24809 | 0.28595 | 0.58339 | 0.24809 | 0.28595 | 0.13473 | 0.057294 | 0.066038 | 0.13473 | 0.057294 | 0.066038 | -0.04189 | -0.06112 | 0.081534 | 0.044315 | 0.061607 | -0.081569 | -0.078304 | 0.044986 | 0.00021532 | 0.082966 | -0.044749 | 0.00063993 | 106.8729 | 89.7498 | 129.8964 | -73.1271 | -90.2502 | -50.1036 |  | 0.65914 | 1.3246 | 1.2347 | 0.69814 | 1.329 | 1.2352 | -11.2722 | -126.6039 | 130.0477 | -11.2353 | -126.2435 | 129.4469
Line11_12_13 | 0.58339 | 0.24809 | 0.28595 | 0.58339 | 0.24809 | 0.28595 | 0.13473 | 0.057294 | 0.066038 | 0.13473 | 0.057294 | 0.066038 | -0.044315 | -0.061607 | 0.081569 | 0.04674 | 0.062093 | -0.081604 | -0.082966 | 0.044749 | -0.00063993 | 0.087628 | -0.044512 | 0.0014952 | 106.8729 | 89.7498 | 129.8964 | -73.1271 | -90.2502 | -50.1036 |  | 0.69814 | 1.329 | 1.2352 | 0.73714 | 1.3335 | 1.2359 | -11.2353 | -126.2435 | 129.4469 | -11.2023 | -125.8854 | 128.8467
Line12_13_15 | 0 | 0 | 0 | 0 | 0 | 0 | 0 | 0 | 0 | 0 | 0 | 0 | 2.3042e-08 | 6.188e-08 | -8.2159e-08 | -1.4437e-08 | -4.2423e-08 | 5.4098e-08 | 4.9109e-08 | -7.6566e-08 | -3.5399e-08 | -3.3317e-08 | 5.0493e-08 | 2.4366e-08 | 0 | 0 | 0 | 0 | 0 | 0 |  | 0.73714 | 1.3335 | 1.2359 | 0.73714 | 1.3335 | 1.2359 | -11.2023 | -125.8854 | 128.8467 | -11.2023 | -125.8854 | 128.8467
Line13_13_14 | 0.58339 | 0.24809 | 0.28595 | 0.58339 | 0.24809 | 0.28595 | 0.13473 | 0.057294 | 0.066038 | 0.13473 | 0.057294 | 0.066038 | -0.04674 | -0.062093 | 0.081604 | 0.049165 | 0.06258 | -0.081639 | -0.087628 | 0.044512 | -0.0014951 | 0.09229 | -0.044276 | 0.0023504 | 106.8729 | 89.7498 | 129.8964 | -73.1271 | -90.2502 | -50.1036 |  | 0.73714 | 1.3335 | 1.2359 | 0.77614 | 1.338 | 1.2367 | -11.2023 | -125.8854 | 128.8467 | -11.1726 | -125.5297 | 128.2473
Line14_15_16 | 0 | 0 | 0 | 0 | 0 | 0 | 0 | 0 | 0 | 0 | 0 | 0 | 1.5362e-08 | 4.1253e-08 | -5.4773e-08 | -6.7567e-09 | -2.1797e-08 | 2.6711e-08 | 3.2739e-08 | -5.1044e-08 | -2.3599e-08 | -1.6947e-08 | 2.4971e-08 | 1.2566e-08 | 0 | 0 | 0 | 0 | 0 | 0 |  | 0.73714 | 1.3335 | 1.2359 | 0.73714 | 1.3335 | 1.2359 | -11.2023 | -125.8854 | 128.8467 | -11.2023 | -125.8854 | 128.8467
Line15_16_17 | 0 | 0 | 0 | 0 | 0 | 0 | 0 | 0 | 0 | 0 | 0 | 0 | 7.6808e-09 | 2.0627e-08 | -2.7386e-08 | 9.2411e-10 | -1.1699e-09 | -6.7522e-10 | 1.637e-08 | -2.5522e-08 | -1.18e-08 | -5.776e-10 | -5.5149e-10 | 7.6663e-10 | 0 | 0 | 0 | 0 | 0 | 0 |  | 0.73714 | 1.3335 | 1.2359 | 0.73714 | 1.3335 | 1.2359 | -11.2023 | -125.8854 | 128.8467 | -11.2023 | -125.8854 | 128.8467
Line16_4_18 | 4.0218 | 0 | 0 | 4.0218 | 0 | 0 | 0.9288 | 0 | 0 | 0.9288 | 0 | 0 | 0.13479 | 3.4559e-08 | -3.6318e-08 | 3.4843e-14 | -8.2457e-10 | -2.0515e-10 | 0.26958 | -3.1338e-08 | -2.1751e-08 | -3.0052e-14 | -1.3671e-10 | 5.4645e-10 | -75.2787 | 0 | 0 | 104.7213 | 0 | 0 |  | 0.32451 | 1.2992 | 1.1907 | 0 | 1.2759 | 1.1412 | -11.8437 | -124.2185 | 128.8811 | 0 | -121.5223 | 126.818
Line17_5_19 | 0 | 0 | 0 | 0 | 0 | 0 | 0 | 0 | 0 | 0 | 0 | 0 | 5.9796e-09 | 2.6334e-08 | -3.1586e-08 | 1.0597e-09 | -1.0852e-09 | -7.0165e-10 | 1.6293e-08 | -2.9352e-08 | -1.8604e-08 | -4.6172e-10 | -6.7734e-10 | 9.71e-10 | 0 | 0 | 0 | 0 | 0 | 0 |  | 0.58114 | 1.3159 | 1.2339 | 0.58114 | 1.3159 | 1.2339 | -11.3608 | -127.332 | 131.2507 | -11.3608 | -127.332 | 131.2507
Line1_1_3 | 0.58339 | 0.24809 | 0.28595 | 0.58339 | 0.24809 | 0.28595 | 0.13473 | 0.057294 | 0.066038 | 0.13473 | 0.057294 | 0.066038 | -0.037039 | -0.060147 | 0.081464 | 0.039464 | 0.060634 | -0.081499 | -0.06898 | 0.045459 | 0.0019258 | 0.073642 | -0.045222 | -0.0010706 | 106.8729 | 89.7498 | 129.8964 | -73.1271 | -90.2502 | -50.1036 |  | 0.58114 | 1.3159 | 1.2339 | 0.62014 | 1.3202 | 1.2342 | -11.3608 | -127.332 | 131.2507 | -11.3137 | -126.9668 | 130.649
Line2_1_4 | 3.064 | 0.36429 | 0.28124 | 3.064 | 0.36429 | 0.28124 | 0.70759 | 0.084129 | 0.064949 | 0.70759 | 0.084129 | 0.064949 | 0.18916 | -0.099315 | 0.080047 | -0.10734 | 0.10053 | -0.077336 | 0.36512 | 0.048915 | 0.0039263 | -0.20299 | -0.042895 | -0.00059201 | -73.9728 | 78.8891 | 128.4425 | 106.0272 | -101.1109 | -51.5575 |  | 0.58114 | 1.3159 | 1.2339 | 0.32451 | 1.2992 | 1.1907 | -11.3608 | -127.332 | 131.2507 | -11.8437 | -124.2185 | 128.8811
Line3_1_5 | 0 | 0 | 0 | 0 | 0 | 0 | 0 | 0 | 0 | 0 | 0 | 0 | 1.1959e-08 | 5.2667e-08 | -6.3172e-08 | -4.9199e-09 | -2.7419e-08 | 3.0884e-08 | 3.2586e-08 | -5.8703e-08 | -3.7208e-08 | -1.6755e-08 | 2.8674e-08 | 1.9575e-08 | 0 | 0 | 0 | 0 | 0 | 0 |  | 0.58114 | 1.3159 | 1.2339 | 0.58114 | 1.3159 | 1.2339 | -11.3608 | -127.332 | 131.2507 | -11.3608 | -127.332 | 131.2507
Line4_2_6 | 0.64575 | 0.27823 | 0.30842 | 0.64575 | 0.27823 | 0.30842 | 0.14913 | 0.064255 | 0.071227 | 0.14913 | 0.064255 | 0.071227 | -0.041784 | -0.070769 | 0.087839 | 0.044738 | 0.071404 | -0.087908 | -0.083215 | 0.046914 | 0.0036067 | 0.088953 | -0.046595 | -0.0026216 | 105.2582 | 86.6267 | 128.2558 | -74.7418 | -93.3733 | -51.7442 |  | 0.6244 | 1.3214 | 1.2343 | 0.66767 | 1.3269 | 1.2347 | -11.4039 | -126.9142 | 130.6071 | -11.4413 | -126.4999 | 129.9639
Line5_6_7 | 0.64575 | 0.27823 | 0.30842 | 0.64575 | 0.27823 | 0.30842 | 0.14913 | 0.064255 | 0.071227 | 0.14913 | 0.064255 | 0.071227 | -0.044738 | -0.071404 | 0.087908 | 0.047691 | 0.07204 | -0.087978 | -0.088953 | 0.046595 | 0.0026216 | 0.09469 | -0.046277 | -0.0016364 | 105.2582 | 86.6267 | 128.2558 | -74.7418 | -93.3733 | -51.7442 |  | 0.66767 | 1.3269 | 1.2347 | 0.71094 | 1.3326 | 1.2354 | -11.4413 | -126.4999 | 129.9639 | -11.4743 | -126.0891 | 129.3214
Line6_7_8 | 0 | 0 | 0 | 0 | 0 | 0 | 0 | 0 | 0 | 0 | 0 | 0 | 2.2775e-08 | 6.4812e-08 | -8.4921e-08 | -1.4227e-08 | -4.4374e-08 | 5.5935e-08 | 4.9441e-08 | -7.9255e-08 | -3.8522e-08 | -3.3531e-08 | 5.2266e-08 | 2.6488e-08 | 0 | 0 | 0 | 0 | 0 | 0 |  | 0.71094 | 1.3326 | 1.2354 | 0.71094 | 1.3326 | 1.2354 | -11.4743 | -126.0891 | 129.3214 | -11.4743 | -126.0891 | 129.3214
Line7_8_9 | 0 | 0 | 0 | 0 | 0 | 0 | 0 | 0 | 0 | 0 | 0 | 0 | 7.5918e-09 | 2.1604e-08 | -2.8307e-08 | 9.5689e-10 | -1.1666e-09 | -6.7904e-10 | 1.648e-08 | -2.6418e-08 | -1.2841e-08 | -5.7042e-10 | -5.7011e-10 | 8.0706e-10 | 0 | 0 | 0 | 0 | 0 | 0 |  | 0.71094 | 1.3326 | 1.2354 | 0.71094 | 1.3326 | 1.2354 | -11.4743 | -126.0891 | 129.3214 | -11.4743 | -126.0891 | 129.3214
Line8_8_10 | 0 | 0 | 0 | 0 | 0 | 0 | 0 | 0 | 0 | 0 | 0 | 0 | 7.5918e-09 | 2.1604e-08 | -2.8307e-08 | 9.5689e-10 | -1.1666e-09 | -6.7904e-10 | 1.648e-08 | -2.6418e-08 | -1.2841e-08 | -5.7042e-10 | -5.7011e-10 | 8.0706e-10 | 0 | 0 | 0 | 0 | 0 | 0 |  | 0.71094 | 1.3326 | 1.2354 | 0.71094 | 1.3326 | 1.2354 | -11.4743 | -126.0891 | 129.3214 | -11.4743 | -126.0891 | 129.3214
Line9_3_11 | 0.58339 | 0.24809 | 0.28595 | 0.58339 | 0.24809 | 0.28595 | 0.13473 | 0.057294 | 0.066038 | 0.13473 | 0.057294 | 0.066038 | -0.039464 | -0.060634 | 0.081499 | 0.04189 | 0.06112 | -0.081534 | -0.073642 | 0.045222 | 0.0010706 | 0.078304 | -0.044986 | -0.00021532 | 106.8729 | 89.7498 | 129.8964 | -73.1271 | -90.2502 | -50.1036 |  | 0.62014 | 1.3202 | 1.2342 | 0.65914 | 1.3246 | 1.2347 | -11.3137 | -126.9668 | 130.649 | -11.2722 | -126.6039 | 130.0477

## LG_max_fault_6
name | pf_ikss_a_from_ka | pf_ikss_b_from_ka | pf_ikss_c_from_ka | pf_ikss_a_to_ka | pf_ikss_b_to_ka | pf_ikss_c_to_ka | pf_skss_a_from_mw | pf_skss_b_from_mw | pf_skss_c_from_mw | pf_skss_a_to_mw | pf_skss_b_to_mw | pf_skss_c_to_mw | pf_p_a_from_mw | pf_p_b_from_mw | pf_p_c_from_mw | pf_p_a_to_mw | pf_p_b_to_mw | pf_p_c_to_mw | pf_q_a_from_mvar | pf_q_b_from_mvar | pf_q_c_from_mvar | pf_q_a_to_mvar | pf_q_b_to_mvar | pf_q_c_to_mvar | pf_ikss_a_from_degree | pf_ikss_b_from_degree | pf_ikss_c_from_degree | pf_ikss_a_to_degree | pf_ikss_b_to_degree | pf_ikss_c_to_degree | 3xI0 | pf_vm_a_from_pu | pf_vm_b_from_pu | pf_vm_c_from_pu | pf_vm_a_to_pu | pf_vm_b_to_pu | pf_vm_c_to_pu | pf_va_a_from_degree | pf_va_b_from_degree | pf_va_c_from_degree | pf_va_a_to_degree | pf_va_b_to_degree | pf_va_c_to_degree
Line0_1_2 | 0.12268 | 0.11643 | 0.12 | 0.12268 | 0.11643 | 0.12 | 0.028332 | 0.026888 | 0.027714 | 0.028332 | 0.026888 | 0.027714 | -0.0026103 | -0.0018688 | -0.00091429 | 0.0027621 | 0.0020075 | 0.0010537 | -0.030554 | -0.029195 | -0.030072 | 0.030851 | 0.029469 | 0.030361 | 94.8271 | -26.2499 | -148.0326 | -85.1729 | 153.7501 | 31.9674 |  | 1.0824 | 1.088 | 1.0856 | 1.0933 | 1.0985 | 1.0962 | -0.055864 | -119.9125 | 120.226 | -0.28897 | -120.147 | 119.9798
Line10_11_12 | 0.1093 | 0.10373 | 0.1071 | 0.1093 | 0.10373 | 0.1071 | 0.025241 | 0.023955 | 0.024734 | 0.025241 | 0.023955 | 0.024734 | -0.0025283 | -0.0017839 | -0.0009566 | 0.0026489 | 0.0018939 | 0.0010675 | -0.027695 | -0.026452 | -0.027301 | 0.02793 | 0.02667 | 0.027531 | 94.746 | -26.4725 | -148.2061 | -85.254 | 153.5275 | 31.7939 |  | 1.1018 | 1.1068 | 1.1045 | 1.1115 | 1.1162 | 1.1139 | -0.47012 | -120.3306 | 119.7872 | -0.67182 | -120.5344 | 119.5733
Line11_12_13 | 0.1093 | 0.10373 | 0.1071 | 0.1093 | 0.10373 | 0.1071 | 0.025241 | 0.023955 | 0.024734 | 0.025241 | 0.023955 | 0.024734 | -0.0026489 | -0.0018939 | -0.0010675 | 0.0027696 | 0.002004 | 0.0011785 | -0.02793 | -0.02667 | -0.027531 | 0.028165 | 0.026888 | 0.027761 | 94.746 | -26.4725 | -148.2061 | -85.254 | 153.5275 | 31.7939 |  | 1.1115 | 1.1162 | 1.1139 | 1.1212 | 1.1256 | 1.1234 | -0.67182 | -120.5344 | 119.5733 | -0.87003 | -120.7348 | 119.3631
Line12_13_15 | 0 | 0 | 0 | 0 | 0 | 0 | 0 | 0 | 0 | 0 | 0 | 0 | 1.3972e-09 | 1.0784e-09 | 2.4868e-10 | -1.2248e-09 | -1.0311e-09 | -4.6833e-10 | 6.5646e-10 | -5.1335e-10 | 3.5993e-10 | -5.0318e-10 | 2.8666e-10 | -2.8803e-10 | 0 | 0 | 0 | 0 | 0 | 0 |  | 1.1212 | 1.1256 | 1.1234 | 1.1212 | 1.1256 | 1.1234 | -0.87003 | -120.7348 | 119.3631 | -0.87003 | -120.7348 | 119.3631
Line13_13_14 | 0.1093 | 0.10373 | 0.1071 | 0.1093 | 0.10373 | 0.1071 | 0.025241 | 0.023955 | 0.024734 | 0.025241 | 0.023955 | 0.024734 | -0.0027696 | -0.002004 | -0.0011785 | 0.0028902 | 0.002114 | 0.0012894 | -0.028165 | -0.026888 | -0.027761 | 0.028401 | 0.027106 | 0.027991 | 94.746 | -26.4725 | -148.2061 | -85.254 | 153.5275 | 31.7939 |  | 1.1212 | 1.1256 | 1.1234 | 1.131 | 1.135 | 1.1329 | -0.87003 | -120.7348 | 119.3631 | -1.0648 | -120.9319 | 119.1564
Line14_15_16 | 0 | 0 | 0 | 0 | 0 | 0 | 0 | 0 | 0 | 0 | 0 | 0 | 9.3145e-10 | 7.1893e-10 | 1.6579e-10 | -7.5906e-10 | -6.7167e-10 | -3.8543e-10 | 4.3764e-10 | -3.4223e-10 | 2.3995e-10 | -2.8437e-10 | 1.1554e-10 | -1.6805e-10 | 0 | 0 | 0 | 0 | 0 | 0 |  | 1.1212 | 1.1256 | 1.1234 | 1.1212 | 1.1256 | 1.1234 | -0.87003 | -120.7348 | 119.3631 | -0.87003 | -120.7348 | 119.3631
Line15_16_17 | 0 | 0 | 0 | 0 | 0 | 0 | 0 | 0 | 0 | 0 | 0 | 0 | 4.6572e-10 | 3.5947e-10 | 8.2894e-11 | -2.9334e-10 | -3.1221e-10 | -3.0254e-10 | 2.1882e-10 | -1.7112e-10 | 1.1998e-10 | -6.5546e-11 | -5.5574e-11 | -4.8075e-11 | 0 | 0 | 0 | 0 | 0 | 0 |  | 1.1212 | 1.1256 | 1.1234 | 1.1212 | 1.1256 | 1.1234 | -0.87003 | -120.7348 | 119.3631 | -0.87003 | -120.7348 | 119.3631
Line16_4_18 | 0.035608 | 0 | 0 | 0.035608 | 0 | 0 | 0.0082234 | 0 | 0 | 0.0082234 | 0 | 0 | 0.0063503 | 3.2326e-10 | -1.3559e-10 | -0.0063398 | -2.0146e-10 | -1.9413e-10 | 0.0063609 | -3.1236e-10 | 4.6281e-11 | -0.0063398 | 1.1832e-12 | 3.4041e-12 | -45.2602 | 0 | 0 | 134.7398 | 0 | 0 |  | 1.093 | 1.1004 | 1.0983 | 1.0903 | 1.1 | 1.0982 | -0.21257 | -120.004 | 120.0755 | -0.2602 | -119.984 | 120.0461
Line17_5_19 | 0 | 0 | 0 | 0 | 0 | 0 | 0 | 0 | 0 | 0 | 0 | 0 | 3.1425e-10 | 2.3474e-10 | -1.2721e-10 | -1.2848e-10 | -1.5165e-10 | -1.4165e-10 | 2.0601e-10 | -2.6941e-10 | 4.2285e-11 | -4.063e-12 | 6.3973e-12 | 1.6484e-11 | 0 | 0 | 0 | 0 | 0 | 0 |  | 1.0824 | 1.088 | 1.0856 | 1.0824 | 1.088 | 1.0856 | -0.055864 | -119.9125 | 120.226 | -0.055864 | -119.9125 | 120.226
Line1_1_3 | 0.1093 | 0.10373 | 0.1071 | 0.1093 | 0.10373 | 0.1071 | 0.025241 | 0.023955 | 0.024734 | 0.025241 | 0.023955 | 0.024734 | -0.002287 | -0.0015639 | -0.00073471 | 0.0024076 | 0.0016739 | 0.00084566 | -0.027224 | -0.026016 | -0.026841 | 0.02746 | 0.026234 | 0.027071 | 94.746 | -26.4725 | -148.2061 | -85.254 | 153.5275 | 31.7939 |  | 1.0824 | 1.088 | 1.0856 | 1.0921 | 1.0974 | 1.095 | -0.055864 | -119.9125 | 120.226 | -0.26483 | -120.1233 | 120.0047
Line2_1_4 | 0.11112 | 0.13212 | 0.13478 | 0.11112 | 0.13212 | 0.13478 | 0.025662 | 0.030512 | 0.031125 | 0.025662 | 0.030512 | 0.031125 | -0.0046949 | -0.010075 | -0.008946 | 0.0048166 | 0.01024 | 0.0091376 | -0.027376 | -0.031631 | -0.032583 | 0.027632 | 0.031975 | 0.032942 | 99.6756 | -12.2458 | -134.4211 | -80.3244 | 167.7542 | 45.5789 |  | 1.0824 | 1.088 | 1.0856 | 1.093 | 1.1004 | 1.0983 | -0.055864 | -119.9125 | 120.226 | -0.21257 | -120.004 | 120.0755
Line3_1_5 | 0 | 0 | 0 | 0 | 0 | 0 | 0 | 0 | 0 | 0 | 0 | 0 | 6.2851e-10 | 4.6947e-10 | -2.5442e-10 | -4.4273e-10 | -3.8638e-10 | -1.4446e-11 | 4.1202e-10 | -5.3883e-10 | 8.4571e-11 | -2.1007e-10 | 2.7581e-10 | -2.5802e-11 | 0 | 0 | 0 | 0 | 0 | 0 |  | 1.0824 | 1.088 | 1.0856 | 1.0824 | 1.088 | 1.0856 | -0.055864 | -119.9125 | 120.226 | -0.055864 | -119.9125 | 120.226
Line4_2_6 | 0.12268 | 0.11643 | 0.12 | 0.12268 | 0.11643 | 0.12 | 0.028332 | 0.026888 | 0.027714 | 0.028332 | 0.026888 | 0.027714 | -0.0027621 | -0.0020075 | -0.0010537 | 0.0029139 | 0.0021462 | 0.0011931 | -0.030851 | -0.029469 | -0.030361 | 0.031147 | 0.029744 | 0.03065 | 94.8271 | -26.2499 | -148.0326 | -85.1729 | 153.7501 | 31.9674 |  | 1.0933 | 1.0985 | 1.0962 | 1.1042 | 1.1091 | 1.1068 | -0.28897 | -120.147 | 119.9798 | -0.51748 | -120.377 | 119.7383
Line5_6_7 | 0.12268 | 0.11643 | 0.12 | 0.12268 | 0.11643 | 0.12 | 0.028332 | 0.026888 | 0.027714 | 0.028332 | 0.026888 | 0.027714 | -0.0029139 | -0.0021462 | -0.0011931 | 0.0030657 | 0.0022849 | 0.0013324 | -0.031147 | -0.029744 | -0.03065 | 0.031443 | 0.030018 | 0.030939 | 94.8271 | -26.2499 | -148.0326 | -85.1729 | 153.7501 | 31.9674 |  | 1.1042 | 1.1091 | 1.1068 | 1.1151 | 1.1196 | 1.1174 | -0.51748 | -120.377 | 119.7383 | -0.74151 | -120.6028 | 119.5014
Line6_7_8 | 0 | 0 | 0 | 0 | 0 | 0 | 0 | 0 | 0 | 0 | 0 | 0 | 1.3296e-09 | 1.0144e-09 | 1.427e-10 | -1.1528e-09 | -9.6242e-10 | -3.7141e-10 | 6.5023e-10 | -5.6731e-10 | 3.2717e-10 | -4.8904e-10 | 3.3286e-10 | -2.5555e-10 | 0 | 0 | 0 | 0 | 0 | 0 |  | 1.1151 | 1.1196 | 1.1174 | 1.1151 | 1.1196 | 1.1174 | -0.74151 | -120.6028 | 119.5014 | -0.74151 | -120.6028 | 119.5014
Line7_8_9 | 0 | 0 | 0 | 0 | 0 | 0 | 0 | 0 | 0 | 0 | 0 | 0 | 4.4318e-10 | 3.3815e-10 | 4.7565e-11 | -2.6648e-10 | -2.8613e-10 | -2.7628e-10 | 2.1674e-10 | -1.891e-10 | 1.0906e-10 | -5.5559e-11 | -4.5347e-11 | -3.7438e-11 | 0 | 0 | 0 | 0 | 0 | 0 |  | 1.1151 | 1.1196 | 1.1174 | 1.1151 | 1.1196 | 1.1174 | -0.74151 | -120.6028 | 119.5014 | -0.74151 | -120.6028 | 119.5014
Line8_8_10 | 0 | 0 | 0 | 0 | 0 | 0 | 0 | 0 | 0 | 0 | 0 | 0 | 4.4318e-10 | 3.3815e-10 | 4.7565e-11 | -2.6648e-10 | -2.8613e-10 | -2.7628e-10 | 2.1674e-10 | -1.891e-10 | 1.0906e-10 | -5.5559e-11 | -4.5347e-11 | -3.7438e-11 | 0 | 0 | 0 | 0 | 0 | 0 |  | 1.1151 | 1.1196 | 1.1174 | 1.1151 | 1.1196 | 1.1174 | -0.74151 | -120.6028 | 119.5014 | -0.74151 | -120.6028 | 119.5014
Line9_3_11 | 0.1093 | 0.10373 | 0.1071 | 0.1093 | 0.10373 | 0.1071 | 0.025241 | 0.023955 | 0.024734 | 0.025241 | 0.023955 | 0.024734 | -0.0024076 | -0.0016739 | -0.00084566 | 0.0025283 | 0.0017839 | 0.0009566 | -0.02746 | -0.026234 | -0.027071 | 0.027695 | 0.026452 | 0.027301 | 94.746 | -26.4725 | -148.2061 | -85.254 | 153.5275 | 31.7939 |  | 1.0921 | 1.0974 | 1.095 | 1.1018 | 1.1068 | 1.1045 | -0.26483 | -120.1233 | 120.0047 | -0.47012 | -120.3306 | 119.7872

## LG_max_fault_10
name | pf_ikss_a_from_ka | pf_ikss_b_from_ka | pf_ikss_c_from_ka | pf_ikss_a_to_ka | pf_ikss_b_to_ka | pf_ikss_c_to_ka | pf_skss_a_from_mw | pf_skss_b_from_mw | pf_skss_c_from_mw | pf_skss_a_to_mw | pf_skss_b_to_mw | pf_skss_c_to_mw | pf_p_a_from_mw | pf_p_b_from_mw | pf_p_c_from_mw | pf_p_a_to_mw | pf_p_b_to_mw | pf_p_c_to_mw | pf_q_a_from_mvar | pf_q_b_from_mvar | pf_q_c_from_mvar | pf_q_a_to_mvar | pf_q_b_to_mvar | pf_q_c_to_mvar | pf_ikss_a_from_degree | pf_ikss_b_from_degree | pf_ikss_c_from_degree | pf_ikss_a_to_degree | pf_ikss_b_to_degree | pf_ikss_c_to_degree | 3xI0 | pf_vm_a_from_pu | pf_vm_b_from_pu | pf_vm_c_from_pu | pf_vm_a_to_pu | pf_vm_b_to_pu | pf_vm_c_to_pu | pf_va_a_from_degree | pf_va_b_from_degree | pf_va_c_from_degree | pf_va_a_to_degree | pf_va_b_to_degree | pf_va_c_to_degree
Line0_1_2 | 0.1237 | 0.11714 | 0.12087 | 0.1237 | 0.11714 | 0.12087 | 0.028568 | 0.027052 | 0.027914 | 0.028568 | 0.027052 | 0.027914 | -0.0028225 | -0.0020088 | -0.00096089 | 0.0029768 | 0.0021494 | 0.0011021 | -0.032272 | -0.030777 | -0.031738 | 0.032574 | 0.031055 | 0.032031 | 94.9325 | -26.1811 | -148.0381 | -85.0675 | 153.8189 | 31.9619 |  | 1.134 | 1.1401 | 1.1375 | 1.145 | 1.1507 | 1.1482 | -0.065677 | -119.9155 | 120.2278 | -0.28909 | -120.1403 | 119.9913
Line10_11_12 | 0.11066 | 0.10479 | 0.10832 | 0.11066 | 0.10479 | 0.10832 | 0.025556 | 0.024199 | 0.025015 | 0.025556 | 0.024199 | 0.025015 | -0.0027334 | -0.0019158 | -0.0010027 | 0.0028571 | 0.0020282 | 0.001116 | -0.029355 | -0.027984 | -0.028915 | 0.029596 | 0.028206 | 0.02915 | 94.8554 | -26.4016 | -148.2094 | -85.1446 | 153.5984 | 31.7906 |  | 1.1536 | 1.1591 | 1.1566 | 1.1635 | 1.1686 | 1.1661 | -0.46438 | -120.3181 | 119.8045 | -0.65868 | -120.5145 | 119.5981
Line11_12_13 | 0.11066 | 0.10479 | 0.10832 | 0.11066 | 0.10479 | 0.10832 | 0.025556 | 0.024199 | 0.025015 | 0.025556 | 0.024199 | 0.025015 | -0.0028571 | -0.0020282 | -0.001116 | 0.0029808 | 0.0021406 | 0.0012294 | -0.029596 | -0.028206 | -0.02915 | 0.029837 | 0.028429 | 0.029385 | 94.8554 | -26.4016 | -148.2094 | -85.1446 | 153.5984 | 31.7906 |  | 1.1635 | 1.1686 | 1.1661 | 1.1733 | 1.1781 | 1.1757 | -0.65868 | -120.5145 | 119.5981 | -0.84971 | -120.7077 | 119.395
Line12_13_15 | 0 | 0 | 0 | 0 | 0 | 0 | 0 | 0 | 0 | 0 | 0 | 0 | 1.542e-09 | 1.1782e-09 | 2.214e-10 | -1.3441e-09 | -1.1232e-09 | -4.7432e-10 | 7.4077e-10 | -6.0619e-10 | 3.9675e-10 | -5.6403e-10 | 3.4544e-10 | -3.1457e-10 | 0 | 0 | 0 | 0 | 0 | 0 |  | 1.1733 | 1.1781 | 1.1757 | 1.1733 | 1.1781 | 1.1757 | -0.84971 | -120.7077 | 119.395 | -0.84971 | -120.7077 | 119.395
Line13_13_14 | 0.11066 | 0.10479 | 0.10832 | 0.11066 | 0.10479 | 0.10832 | 0.025556 | 0.024199 | 0.025015 | 0.025556 | 0.024199 | 0.025015 | -0.0029808 | -0.0021406 | -0.0012294 | 0.0031045 | 0.002253 | 0.0013427 | -0.029837 | -0.028429 | -0.029385 | 0.030078 | 0.028651 | 0.029621 | 94.8554 | -26.4016 | -148.2094 | -85.1446 | 153.5984 | 31.7906 |  | 1.1733 | 1.1781 | 1.1757 | 1.1832 | 1.1876 | 1.1853 | -0.84971 | -120.7077 | 119.395 | -1.0376 | -120.8978 | 119.1952
Line14_15_16 | 0 | 0 | 0 | 0 | 0 | 0 | 0 | 0 | 0 | 0 | 0 | 0 | 1.028e-09 | 7.8544e-10 | 1.476e-10 | -8.3004e-10 | -7.305e-10 | -4.0052e-10 | 4.9385e-10 | -4.0413e-10 | 2.645e-10 | -3.171e-10 | 1.4338e-10 | -1.8232e-10 | 0 | 0 | 0 | 0 | 0 | 0 |  | 1.1733 | 1.1781 | 1.1757 | 1.1733 | 1.1781 | 1.1757 | -0.84971 | -120.7077 | 119.395 | -0.84971 | -120.7077 | 119.395
Line15_16_17 | 0 | 0 | 0 | 0 | 0 | 0 | 0 | 0 | 0 | 0 | 0 | 0 | 5.1401e-10 | 3.9272e-10 | 7.3799e-11 | -3.1603e-10 | -3.3778e-10 | -3.2672e-10 | 2.4692e-10 | -2.0206e-10 | 1.3225e-10 | -7.0181e-11 | -5.8687e-11 | -5.0073e-11 | 0 | 0 | 0 | 0 | 0 | 0 |  | 1.1733 | 1.1781 | 1.1757 | 1.1733 | 1.1781 | 1.1757 | -0.84971 | -120.7077 | 119.395 | -0.84971 | -120.7077 | 119.395
Line16_4_18 | 0.037287 | 0 | 0 | 0.037287 | 0 | 0 | 0.008611 | 0 | 0 | 0.008611 | 0 | 0 | 0.0069631 | 3.5708e-10 | -1.6261e-10 | -0.0069515 | -2.1988e-10 | -2.1138e-10 | 0.0069747 | -3.5476e-10 | 5.3366e-11 | -0.0069515 | 1.2315e-12 | 4.0555e-12 | -45.2678 | 0 | 0 | 134.7322 | 0 | 0 |  | 1.1445 | 1.1525 | 1.1502 | 1.1417 | 1.1521 | 1.1501 | -0.22021 | -120.0048 | 120.0794 | -0.26783 | -119.9848 | 120.0501
Line17_5_19 | 0 | 0 | 0 | 0 | 0 | 0 | 0 | 0 | 0 | 0 | 0 | 0 | 3.5384e-10 | 2.6239e-10 | -1.5067e-10 | -1.4133e-10 | -1.6782e-10 | -1.5641e-10 | 2.3564e-10 | -3.074e-10 | 4.9245e-11 | -5.2427e-12 | 6.7805e-12 | 1.8238e-11 | 0 | 0 | 0 | 0 | 0 | 0 |  | 1.134 | 1.1401 | 1.1375 | 1.134 | 1.1401 | 1.1375 | -0.065677 | -119.9155 | 120.2278 | -0.065677 | -119.9155 | 120.2278
Line1_1_3 | 0.11066 | 0.10479 | 0.10832 | 0.11066 | 0.10479 | 0.10832 | 0.025556 | 0.024199 | 0.025015 | 0.025556 | 0.024199 | 0.025015 | -0.002486 | -0.001691 | -0.00077605 | 0.0026097 | 0.0018034 | 0.00088938 | -0.028873 | -0.027539 | -0.028444 | 0.029114 | 0.027761 | 0.02868 | 94.8554 | -26.4016 | -148.2094 | -85.1446 | 153.5984 | 31.7906 |  | 1.134 | 1.1401 | 1.1375 | 1.1438 | 1.1496 | 1.147 | -0.065677 | -119.9155 | 120.2278 | -0.26674 | -120.1185 | 120.0144
Line2_1_4 | 0.11029 | 0.13226 | 0.13505 | 0.11029 | 0.13226 | 0.13505 | 0.02547 | 0.030544 | 0.031189 | 0.02547 | 0.030544 | 0.031189 | -0.0045279 | -0.010439 | -0.0092078 | 0.0046475 | 0.010604 | 0.0094007 | -0.028525 | -0.033223 | -0.034261 | 0.028778 | 0.033566 | 0.034621 | 98.9537 | -12.4722 | -134.7294 | -81.0463 | 167.5278 | 45.2706 |  | 1.134 | 1.1401 | 1.1375 | 1.1445 | 1.1525 | 1.1502 | -0.065677 | -119.9155 | 120.2278 | -0.22021 | -120.0048 | 120.0794
Line3_1_5 | 0 | 0 | 0 | 0 | 0 | 0 | 0 | 0 | 0 | 0 | 0 | 0 | 7.0769e-10 | 5.2478e-10 | -3.0135e-10 | -4.9517e-10 | -4.3021e-10 | -5.7363e-12 | 4.7129e-10 | -6.148e-10 | 9.8489e-11 | -2.4089e-10 | 3.1418e-10 | -3.1007e-11 | 0 | 0 | 0 | 0 | 0 | 0 |  | 1.134 | 1.1401 | 1.1375 | 1.134 | 1.1401 | 1.1375 | -0.065677 | -119.9155 | 120.2278 | -0.065677 | -119.9155 | 120.2278
Line4_2_6 | 0.1237 | 0.11714 | 0.12087 | 0.1237 | 0.11714 | 0.12087 | 0.028568 | 0.027052 | 0.027914 | 0.028568 | 0.027052 | 0.027914 | -0.0029768 | -0.0021494 | -0.0011021 | 0.0031312 | 0.0022899 | 0.0012433 | -0.032574 | -0.031055 | -0.032031 | 0.032875 | 0.031333 | 0.032324 | 94.9325 | -26.1811 | -148.0381 | -85.0675 | 153.8189 | 31.9619 |  | 1.145 | 1.1507 | 1.1482 | 1.156 | 1.1614 | 1.1588 | -0.28909 | -120.1403 | 119.9913 | -0.50827 | -120.361 | 119.7592
Line5_6_7 | 0.1237 | 0.11714 | 0.12087 | 0.1237 | 0.11714 | 0.12087 | 0.028568 | 0.027052 | 0.027914 | 0.028568 | 0.027052 | 0.027914 | -0.0031312 | -0.0022899 | -0.0012433 | 0.0032856 | 0.0024305 | 0.0013846 | -0.032875 | -0.031333 | -0.032324 | 0.033176 | 0.031611 | 0.032617 | 94.9325 | -26.1811 | -148.0381 | -85.0675 | 153.8189 | 31.9619 |  | 1.156 | 1.1614 | 1.1588 | 1.167 | 1.172 | 1.1695 | -0.50827 | -120.361 | 119.7592 | -0.7233 | -120.5777 | 119.5313
Line6_7_8 | 0 | 0 | 0 | 0 | 0 | 0 | 0 | 0 | 0 | 0 | 0 | 0 | 1.469e-09 | 1.11e-09 | 1.0586e-10 | -1.2663e-09 | -1.0496e-09 | -3.6893e-10 | 7.3523e-10 | -6.6507e-10 | 3.609e-10 | -5.4957e-10 | 3.9572e-10 | -2.7919e-10 | 0 | 0 | 0 | 0 | 0 | 0 |  | 1.167 | 1.172 | 1.1695 | 1.167 | 1.172 | 1.1695 | -0.7233 | -120.5777 | 119.5313 | -0.7233 | -120.5777 | 119.5313
Line7_8_9 | 0 | 0 | 0 | 0 | 0 | 0 | 0 | 0 | 0 | 0 | 0 | 0 | 4.8966e-10 | 3.6999e-10 | 3.5287e-11 | -2.8698e-10 | -3.0961e-10 | -2.9835e-10 | 2.4508e-10 | -2.2169e-10 | 1.203e-10 | -5.9417e-11 | -4.7664e-11 | -3.859e-11 | 0 | 0 | 0 | 0 | 0 | 0 |  | 1.167 | 1.172 | 1.1695 | 1.167 | 1.172 | 1.1695 | -0.7233 | -120.5777 | 119.5313 | -0.7233 | -120.5777 | 119.5313
Line8_8_10 | 0 | 0 | 0 | 0 | 0 | 0 | 0 | 0 | 0 | 0 | 0 | 0 | 4.8966e-10 | 3.6999e-10 | 3.5287e-11 | -2.8698e-10 | -3.0961e-10 | -2.9835e-10 | 2.4508e-10 | -2.2169e-10 | 1.203e-10 | -5.9417e-11 | -4.7664e-11 | -3.859e-11 | 0 | 0 | 0 | 0 | 0 | 0 |  | 1.167 | 1.172 | 1.1695 | 1.167 | 1.172 | 1.1695 | -0.7233 | -120.5777 | 119.5313 | -0.7233 | -120.5777 | 119.5313
Line9_3_11 | 0.11066 | 0.10479 | 0.10832 | 0.11066 | 0.10479 | 0.10832 | 0.025556 | 0.024199 | 0.025015 | 0.025556 | 0.024199 | 0.025015 | -0.0026097 | -0.0018034 | -0.00088938 | 0.0027334 | 0.0019158 | 0.0010027 | -0.029114 | -0.027761 | -0.02868 | 0.029355 | 0.027984 | 0.028915 | 94.8554 | -26.4016 | -148.2094 | -85.1446 | 153.5984 | 31.7906 |  | 1.1438 | 1.1496 | 1.147 | 1.1536 | 1.1591 | 1.1566 | -0.26674 | -120.1185 | 120.0144 | -0.46438 | -120.3181 | 119.8045

## LG_min_6
name | pf_ikss_a_from_ka | pf_ikss_b_from_ka | pf_ikss_c_from_ka | pf_ikss_a_to_ka | pf_ikss_b_to_ka | pf_ikss_c_to_ka | pf_skss_a_from_mw | pf_skss_b_from_mw | pf_skss_c_from_mw | pf_skss_a_to_mw | pf_skss_b_to_mw | pf_skss_c_to_mw | pf_p_a_from_mw | pf_p_b_from_mw | pf_p_c_from_mw | pf_p_a_to_mw | pf_p_b_to_mw | pf_p_c_to_mw | pf_q_a_from_mvar | pf_q_b_from_mvar | pf_q_c_from_mvar | pf_q_a_to_mvar | pf_q_b_to_mvar | pf_q_c_to_mvar | pf_ikss_a_from_degree | pf_ikss_b_from_degree | pf_ikss_c_from_degree | pf_ikss_a_to_degree | pf_ikss_b_to_degree | pf_ikss_c_to_degree | 3xI0 | pf_vm_a_from_pu | pf_vm_b_from_pu | pf_vm_c_from_pu | pf_vm_a_to_pu | pf_vm_b_to_pu | pf_vm_c_to_pu | pf_va_a_from_degree | pf_va_b_from_degree | pf_va_c_from_degree | pf_va_a_to_degree | pf_va_b_to_degree | pf_va_c_to_degree
Line0_1_2 | 0.023808 | 0.022844 | 0.022661 | 0.023809 | 0.022844 | 0.022661 | 0.0054983 | 0.0052755 | 0.0052333 | 0.0054984 | 0.0052756 | 0.0052334 | -0.00050478 | -0.004071 | 0.0045469 | 0.00051037 | 0.004076 | -0.0045421 | -0.00052258 | 0.0070476 | 0.0061088 | 0.00052843 | -0.0070426 | -0.0061039 | 96.07 | 95.7951 | 95.9632 | -83.93 | -84.2049 | -84.0368 |  | 0.13214 | 1.5428 | 1.4551 | 0.13361 | 1.5424 | 1.4538 | -37.9374 | -144.1922 | 149.3024 | -37.9341 | -144.1438 | 149.309
Line10_11_12 | 0.023749 | 0.022786 | 0.022605 | 0.023749 | 0.022787 | 0.022605 | 0.0054845 | 0.0052623 | 0.0052204 | 0.0054846 | 0.0052624 | 0.0052204 | -0.00051587 | -0.0040539 | 0.0045404 | 0.00052143 | 0.0040589 | -0.0045357 | -0.00053171 | 0.0070295 | 0.0060729 | 0.00053753 | -0.0070244 | -0.006068 | 96.2054 | 95.9324 | 96.099 | -83.7946 | -84.0677 | -83.901 |  | 0.13508 | 1.542 | 1.4525 | 0.13655 | 1.5417 | 1.4512 | -37.9281 | -144.0957 | 149.3152 | -37.9235 | -144.0474 | 149.3217
Line11_12_13 | 0.023749 | 0.022787 | 0.022605 | 0.023749 | 0.022787 | 0.022605 | 0.0054846 | 0.0052624 | 0.0052204 | 0.0054846 | 0.0052624 | 0.0052205 | -0.00052143 | -0.0040589 | 0.0045357 | 0.000527 | 0.0040639 | -0.0045309 | -0.00053754 | 0.0070244 | 0.006068 | 0.00054336 | -0.0070194 | -0.006063 | 96.2054 | 95.9323 | 96.099 | -83.7946 | -84.0677 | -83.901 |  | 0.13655 | 1.5417 | 1.4512 | 0.13801 | 1.5413 | 1.4499 | -37.9235 | -144.0474 | 149.3217 | -37.9191 | -143.9991 | 149.3281
Line12_13_15 | 0 | 0 | 0 | 0 | 0 | 0 | 0 | 0 | 0 | 0 | 0 | 0 | 1.831e-08 | 1.662e-07 | -1.6411e-07 | -1.1897e-08 | -1.1461e-07 | 1.061e-07 | 2.0856e-08 | -2.6166e-07 | -2.4103e-07 | -1.4199e-08 | 1.7226e-07 | 1.6316e-07 | 0 | 0 | 0 | 0 | 0 | 0 |  | 0.13801 | 1.5413 | 1.4499 | 0.13801 | 1.5413 | 1.4499 | -37.9191 | -143.9991 | 149.3281 | -37.9191 | -143.9991 | 149.3281
Line13_13_14 | 0.02375 | 0.022788 | 0.022606 | 0.02375 | 0.022788 | 0.022607 | 0.0054848 | 0.0052626 | 0.0052207 | 0.0054849 | 0.0052627 | 0.0052208 | -0.00052702 | -0.004064 | 0.0045311 | 0.00053259 | 0.004069 | -0.0045263 | -0.00054338 | 0.0070197 | 0.0060633 | 0.00054921 | -0.0070146 | -0.0060583 | 96.2052 | 95.9322 | 96.0988 | -83.7948 | -84.0678 | -83.9012 |  | 0.13801 | 1.5413 | 1.4499 | 0.13948 | 1.5409 | 1.4485 | -37.9191 | -143.9991 | 149.3281 | -37.9148 | -143.9507 | 149.3346
Line14_15_16 | 0 | 0 | 0 | 0 | 0 | 0 | 0 | 0 | 0 | 0 | 0 | 0 | 1.2207e-08 | 1.108e-07 | -1.094e-07 | -5.7939e-09 | -5.9206e-08 | 5.1398e-08 | 1.3904e-08 | -1.7444e-07 | -1.6068e-07 | -7.2474e-09 | 8.5036e-08 | 8.2816e-08 | 0 | 0 | 0 | 0 | 0 | 0 |  | 0.13801 | 1.5413 | 1.4499 | 0.13801 | 1.5413 | 1.4499 | -37.9191 | -143.9991 | 149.3281 | -37.9191 | -143.9991 | 149.3281
Line15_16_17 | 0 | 0 | 0 | 0 | 0 | 0 | 0 | 0 | 0 | 0 | 0 | 0 | 6.1033e-09 | 5.54e-08 | -5.4702e-08 | 3.0941e-10 | -3.8057e-09 | -3.3046e-09 | 6.952e-09 | -8.7219e-08 | -8.0342e-08 | -2.9544e-10 | -2.1836e-09 | 2.4737e-09 | 0 | 0 | 0 | 0 | 0 | 0 |  | 0.13801 | 1.5413 | 1.4499 | 0.13801 | 1.5413 | 1.4499 | -37.9191 | -143.9991 | 149.3281 | -37.9191 | -143.9991 | 149.3281
Line16_4_18 | 0.66829 | 0 | 0 | 0.66829 | 0 | 0 | 0.15434 | 0 | 0 | 0.15434 | 0 | 0 | 0.0071459 | 5.8779e-08 | -5.4037e-08 | -5.6407e-15 | -3.7258e-09 | -3.1402e-09 | 0.0074436 | -8.7724e-08 | -8.2784e-08 | 3.921e-15 | -2.1054e-09 | 2.444e-09 | -84.1357 | 0 | 0 | 95.8643 | 0 | 0 |  | 0.066857 | 1.5387 | 1.4406 | 0 | 1.5352 | 1.4273 | -37.9665 | -143.666 | 149.3754 | 0 | -143.1856 | 149.444
Line17_5_19 | 0 | 0 | 0 | 0 | 0 | 0 | 0 | 0 | 0 | 0 | 0 | 0 | 5.8431e-09 | 5.5854e-08 | -5.4827e-08 | 2.99e-10 | -3.8252e-09 | -3.3437e-09 | 6.7157e-09 | -8.7663e-08 | -8.1276e-08 | -2.8299e-10 | -2.2023e-09 | 2.4807e-09 | 0 | 0 | 0 | 0 | 0 | 0 |  | 0.13214 | 1.5428 | 1.4551 | 0.13214 | 1.5428 | 1.4551 | -37.9374 | -144.1922 | 149.3024 | -37.9374 | -144.1922 | 149.3024
Line1_1_3 | 0.023748 | 0.022786 | 0.022604 | 0.023748 | 0.022786 | 0.022605 | 0.0054844 | 0.0052622 | 0.0052202 | 0.0054844 | 0.0052622 | 0.0052203 | -0.00050473 | -0.0040439 | 0.0045499 | 0.0005103 | 0.0040489 | -0.0045452 | -0.00052006 | 0.0070395 | 0.0060828 | 0.00052589 | -0.0070345 | -0.0060778 | 96.2055 | 95.9324 | 96.0991 | -83.7945 | -84.0676 | -83.9009 |  | 0.13214 | 1.5428 | 1.4551 | 0.13361 | 1.5424 | 1.4538 | -37.9374 | -144.1922 | 149.3024 | -37.9327 | -144.1439 | 149.3088
Line2_1_4 | 0.64348 | 0.022904 | 0.022604 | 0.64348 | 0.022904 | 0.022605 | 0.1486 | 0.0052895 | 0.0052203 | 0.1486 | 0.0052896 | 0.0052203 | 0.013608 | -0.0041391 | 0.0045383 | -0.0068884 | 0.0041926 | -0.0044853 | 0.014158 | 0.0070329 | 0.0060915 | -0.0071597 | -0.0069764 | -0.0060363 | -84.0729 | 95.3295 | 95.9895 | 95.9271 | -84.6705 | -84.0105 |  | 0.13214 | 1.5428 | 1.4551 | 0.066857 | 1.5387 | 1.4406 | -37.9374 | -144.1922 | 149.3024 | -37.9665 | -143.666 | 149.3754
Line3_1_5 | 0 | 0 | 0 | 0 | 0 | 0 | 0 | 0 | 0 | 0 | 0 | 0 | 1.1686e-08 | 1.1171e-07 | -1.0965e-07 | -5.5441e-09 | -5.9679e-08 | 5.1483e-08 | 1.3431e-08 | -1.7533e-07 | -1.6255e-07 | -6.9987e-09 | 8.5461e-08 | 8.3757e-08 | 0 | 0 | 0 | 0 | 0 | 0 |  | 0.13214 | 1.5428 | 1.4551 | 0.13214 | 1.5428 | 1.4551 | -37.9374 | -144.1922 | 149.3024 | -37.9374 | -144.1922 | 149.3024
Line4_2_6 | 0.023809 | 0.022844 | 0.022661 | 0.023809 | 0.022844 | 0.022662 | 0.0054984 | 0.0052756 | 0.0052334 | 0.0054984 | 0.0052756 | 0.0052335 | -0.00051037 | -0.004076 | 0.0045421 | 0.00051597 | 0.0040811 | -0.0045373 | -0.00052843 | 0.0070426 | 0.0061039 | 0.00053429 | -0.0070375 | -0.0060989 | 96.07 | 95.7951 | 95.9631 | -83.93 | -84.2049 | -84.0369 |  | 0.13361 | 1.5424 | 1.4538 | 0.13509 | 1.542 | 1.4525 | -37.9341 | -144.1438 | 149.309 | -37.931 | -144.0954 | 149.3155
Line5_6_7 | 0.023809 | 0.022844 | 0.022662 | 0.023809 | 0.022844 | 0.022662 | 0.0054984 | 0.0052756 | 0.0052335 | 0.0054985 | 0.0052757 | 0.0052335 | -0.00051597 | -0.0040811 | 0.0045373 | 0.00052157 | 0.0040861 | -0.0045325 | -0.00053429 | 0.0070375 | 0.0060989 | 0.00054014 | -0.0070324 | -0.006094 | 96.0699 | 95.7951 | 95.9631 | -83.9301 | -84.2049 | -84.0369 |  | 0.13509 | 1.542 | 1.4525 | 0.13656 | 1.5417 | 1.4512 | -37.931 | -144.0954 | 149.3155 | -37.9279 | -144.0469 | 149.3221
Line6_7_8 | 0 | 0 | 0 | 0 | 0 | 0 | 0 | 0 | 0 | 0 | 0 | 0 | 1.8118e-08 | 1.6654e-07 | -1.642e-07 | -1.1772e-08 | -1.1484e-07 | 1.0615e-07 | 2.068e-08 | -2.6199e-07 | -2.4172e-07 | -1.4079e-08 | 1.7247e-07 | 1.6362e-07 | 0 | 0 | 0 | 0 | 0 | 0 |  | 0.13656 | 1.5417 | 1.4512 | 0.13656 | 1.5417 | 1.4512 | -37.9279 | -144.0469 | 149.3221 | -37.9279 | -144.0469 | 149.3221
Line7_8_9 | 0 | 0 | 0 | 0 | 0 | 0 | 0 | 0 | 0 | 0 | 0 | 0 | 6.0393e-09 | 5.5513e-08 | -5.4734e-08 | 3.0683e-10 | -3.8106e-09 | -3.3143e-09 | 6.8934e-09 | -8.7331e-08 | -8.0574e-08 | -2.9238e-10 | -2.1882e-09 | 2.4755e-09 | 0 | 0 | 0 | 0 | 0 | 0 |  | 0.13656 | 1.5417 | 1.4512 | 0.13656 | 1.5417 | 1.4512 | -37.9279 | -144.0469 | 149.3221 | -37.9279 | -144.0469 | 149.3221
Line8_8_10 | 0 | 0 | 0 | 0 | 0 | 0 | 0 | 0 | 0 | 0 | 0 | 0 | 6.0393e-09 | 5.5513e-08 | -5.4734e-08 | 3.0683e-10 | -3.8106e-09 | -3.3143e-09 | 6.8934e-09 | -8.7331e-08 | -8.0574e-08 | -2.9238e-10 | -2.1882e-09 | 2.4755e-09 | 0 | 0 | 0 | 0 | 0 | 0 |  | 0.13656 | 1.5417 | 1.4512 | 0.13656 | 1.5417 | 1.4512 | -37.9279 | -144.0469 | 149.3221 | -37.9279 | -144.0469 | 149.3221
Line9_3_11 | 0.023748 | 0.022786 | 0.022605 | 0.023749 | 0.022786 | 0.022605 | 0.0054844 | 0.0052622 | 0.0052203 | 0.0054845 | 0.0052623 | 0.0052204 | -0.0005103 | -0.0040489 | 0.0045452 | 0.00051587 | 0.0040539 | -0.0045404 | -0.00052589 | 0.0070345 | 0.0060778 | 0.00053171 | -0.0070295 | -0.0060729 | 96.2055 | 95.9324 | 96.099 | -83.7945 | -84.0676 | -83.901 |  | 0.13361 | 1.5424 | 1.4538 | 0.13508 | 1.542 | 1.4525 | -37.9327 | -144.1439 | 149.3088 | -37.9281 | -144.0957 | 149.3152

## LG_min_10
name | pf_ikss_a_from_ka | pf_ikss_b_from_ka | pf_ikss_c_from_ka | pf_ikss_a_to_ka | pf_ikss_b_to_ka | pf_ikss_c_to_ka | pf_skss_a_from_mw | pf_skss_b_from_mw | pf_skss_c_from_mw | pf_skss_a_to_mw | pf_skss_b_to_mw | pf_skss_c_to_mw | pf_p_a_from_mw | pf_p_b_from_mw | pf_p_c_from_mw | pf_p_a_to_mw | pf_p_b_to_mw | pf_p_c_to_mw | pf_q_a_from_mvar | pf_q_b_from_mvar | pf_q_c_from_mvar | pf_q_a_to_mvar | pf_q_b_to_mvar | pf_q_c_to_mvar | pf_ikss_a_from_degree | pf_ikss_b_from_degree | pf_ikss_c_from_degree | pf_ikss_a_to_degree | pf_ikss_b_to_degree | pf_ikss_c_to_degree | 3xI0 | pf_vm_a_from_pu | pf_vm_b_from_pu | pf_vm_c_from_pu | pf_vm_a_to_pu | pf_vm_b_to_pu | pf_vm_c_to_pu | pf_va_a_from_degree | pf_va_b_from_degree | pf_va_c_from_degree | pf_va_a_to_degree | pf_va_b_to_degree | pf_va_c_to_degree
Line0_1_2 | 0.022555 | 0.021641 | 0.021468 | 0.022556 | 0.021642 | 0.021469 | 0.0052089 | 0.0049978 | 0.0049579 | 0.005209 | 0.0049979 | 0.004958 | -0.00045304 | -0.0036538 | 0.0040808 | 0.00045806 | 0.0036583 | -0.0040766 | -0.00046902 | 0.0063253 | 0.0054827 | 0.00047427 | -0.0063207 | -0.0054783 | 96.07 | 95.7951 | 95.9632 | -83.93 | -84.2049 | -84.0368 |  | 0.12519 | 1.4616 | 1.3786 | 0.12658 | 1.4612 | 1.3773 | -37.9374 | -144.1922 | 149.3024 | -37.9341 | -144.1438 | 149.309
Line10_11_12 | 0.022499 | 0.021587 | 0.021415 | 0.022499 | 0.021587 | 0.021415 | 0.0051958 | 0.0049853 | 0.0049456 | 0.0051959 | 0.0049854 | 0.0049457 | -0.00046299 | -0.0036384 | 0.0040751 | 0.00046799 | 0.0036429 | -0.0040708 | -0.00047721 | 0.006309 | 0.0054505 | 0.00048244 | -0.0063045 | -0.005446 | 96.2054 | 95.9324 | 96.099 | -83.7946 | -84.0677 | -83.901 |  | 0.12797 | 1.4609 | 1.3761 | 0.12936 | 1.4605 | 1.3748 | -37.9281 | -144.0957 | 149.3152 | -37.9235 | -144.0474 | 149.3217
Line11_12_13 | 0.022499 | 0.021587 | 0.021415 | 0.022499 | 0.021588 | 0.021416 | 0.0051959 | 0.0049854 | 0.0049457 | 0.005196 | 0.0049855 | 0.0049457 | -0.00046799 | -0.0036429 | 0.0040708 | 0.00047299 | 0.0036473 | -0.0040665 | -0.00048244 | 0.0063045 | 0.005446 | 0.00048767 | -0.0063 | -0.0054416 | 96.2054 | 95.9323 | 96.099 | -83.7946 | -84.0677 | -83.901 |  | 0.12936 | 1.4605 | 1.3748 | 0.13075 | 1.4602 | 1.3736 | -37.9235 | -144.0474 | 149.3217 | -37.9191 | -143.9991 | 149.3281
Line12_13_15 | 0 | 0 | 0 | 0 | 0 | 0 | 0 | 0 | 0 | 0 | 0 | 0 | 1.6433e-08 | 1.4917e-07 | -1.4729e-07 | -1.0678e-08 | -1.0286e-07 | 9.5226e-08 | 1.8718e-08 | -2.3484e-07 | -2.1632e-07 | -1.2744e-08 | 1.546e-07 | 1.4644e-07 | 0 | 0 | 0 | 0 | 0 | 0 |  | 0.13075 | 1.4602 | 1.3736 | 0.13075 | 1.4602 | 1.3736 | -37.9191 | -143.9991 | 149.3281 | -37.9191 | -143.9991 | 149.3281
Line13_13_14 | 0.0225 | 0.021589 | 0.021417 | 0.0225 | 0.021589 | 0.021417 | 0.0051962 | 0.0049857 | 0.0049459 | 0.0051962 | 0.0049857 | 0.004946 | -0.00047301 | -0.0036475 | 0.0040667 | 0.000478 | 0.003652 | -0.0040624 | -0.00048769 | 0.0063002 | 0.0054418 | 0.00049292 | -0.0062957 | -0.0054374 | 96.2052 | 95.9322 | 96.0988 | -83.7948 | -84.0678 | -83.9012 |  | 0.13075 | 1.4602 | 1.3736 | 0.13214 | 1.4598 | 1.3723 | -37.9191 | -143.9991 | 149.3281 | -37.9148 | -143.9507 | 149.3346
Line14_15_16 | 0 | 0 | 0 | 0 | 0 | 0 | 0 | 0 | 0 | 0 | 0 | 0 | 1.0955e-08 | 9.9444e-08 | -9.8191e-08 | -5.2e-09 | -5.3137e-08 | 4.613e-08 | 1.2479e-08 | -1.5656e-07 | -1.4422e-07 | -6.5046e-09 | 7.632e-08 | 7.4328e-08 | 0 | 0 | 0 | 0 | 0 | 0 |  | 0.13075 | 1.4602 | 1.3736 | 0.13075 | 1.4602 | 1.3736 | -37.9191 | -143.9991 | 149.3281 | -37.9191 | -143.9991 | 149.3281
Line15_16_17 | 0 | 0 | 0 | 0 | 0 | 0 | 0 | 0 | 0 | 0 | 0 | 0 | 5.4777e-09 | 4.9722e-08 | -4.9096e-08 | 2.777e-10 | -3.4156e-09 | -2.9659e-09 | 6.2395e-09 | -7.828e-08 | -7.2108e-08 | -2.6516e-10 | -1.9598e-09 | 2.2202e-09 | 0 | 0 | 0 | 0 | 0 | 0 |  | 0.13075 | 1.4602 | 1.3736 | 0.13075 | 1.4602 | 1.3736 | -37.9191 | -143.9991 | 149.3281 | -37.9191 | -143.9991 | 149.3281
Line16_4_18 | 0.63312 | 0 | 0 | 0.63312 | 0 | 0 | 0.14621 | 0 | 0 | 0.14621 | 0 | 0 | 0.0064135 | 5.2754e-08 | -4.8499e-08 | -5.0411e-15 | -3.344e-09 | -2.8184e-09 | 0.0066807 | -7.8733e-08 | -7.4299e-08 | 3.6019e-15 | -1.8896e-09 | 2.1935e-09 | -84.1357 | 0 | 0 | 95.8643 | 0 | 0 |  | 0.063338 | 1.4578 | 1.3648 | 0 | 1.4544 | 1.3522 | -37.9665 | -143.666 | 149.3754 | 0 | -143.1856 | 149.444
Line17_5_19 | 0 | 0 | 0 | 0 | 0 | 0 | 0 | 0 | 0 | 0 | 0 | 0 | 5.2443e-09 | 5.0129e-08 | -4.9207e-08 | 2.6836e-10 | -3.4332e-09 | -3.001e-09 | 6.0274e-09 | -7.8678e-08 | -7.2946e-08 | -2.5399e-10 | -1.9765e-09 | 2.2265e-09 | 0 | 0 | 0 | 0 | 0 | 0 |  | 0.12519 | 1.4616 | 1.3786 | 0.12519 | 1.4616 | 1.3786 | -37.9374 | -144.1922 | 149.3024 | -37.9374 | -144.1922 | 149.3024
Line1_1_3 | 0.022498 | 0.021587 | 0.021415 | 0.022498 | 0.021587 | 0.021415 | 0.0051957 | 0.0049852 | 0.0049455 | 0.0051958 | 0.0049853 | 0.0049455 | -0.000453 | -0.0036294 | 0.0040836 | 0.000458 | 0.0036339 | -0.0040793 | -0.00046676 | 0.006318 | 0.0054593 | 0.00047199 | -0.0063135 | -0.0054549 | 96.2055 | 95.9324 | 96.0991 | -83.7945 | -84.0676 | -83.9009 |  | 0.12519 | 1.4616 | 1.3786 | 0.12658 | 1.4612 | 1.3773 | -37.9374 | -144.1922 | 149.3024 | -37.9327 | -144.1439 | 149.3088
Line2_1_4 | 0.60961 | 0.021699 | 0.021415 | 0.60961 | 0.021699 | 0.021415 | 0.14078 | 0.0050111 | 0.0049455 | 0.14078 | 0.0050112 | 0.0049456 | 0.012213 | -0.0037149 | 0.0040732 | -0.0061823 | 0.0037629 | -0.0040256 | 0.012707 | 0.0063121 | 0.0054671 | -0.0064258 | -0.0062613 | -0.0054176 | -84.0729 | 95.3295 | 95.9895 | 95.9271 | -84.6705 | -84.0105 |  | 0.12519 | 1.4616 | 1.3786 | 0.063338 | 1.4578 | 1.3648 | -37.9374 | -144.1922 | 149.3024 | -37.9665 | -143.666 | 149.3754
Line3_1_5 | 0 | 0 | 0 | 0 | 0 | 0 | 0 | 0 | 0 | 0 | 0 | 0 | 1.0489e-08 | 1.0026e-07 | -9.8415e-08 | -4.9759e-09 | -5.3562e-08 | 4.6206e-08 | 1.2055e-08 | -1.5736e-07 | -1.4589e-07 | -6.2814e-09 | 7.6702e-08 | 7.5173e-08 | 0 | 0 | 0 | 0 | 0 | 0 |  | 0.12519 | 1.4616 | 1.3786 | 0.12519 | 1.4616 | 1.3786 | -37.9374 | -144.1922 | 149.3024 | -37.9374 | -144.1922 | 149.3024
Line4_2_6 | 0.022556 | 0.021642 | 0.021469 | 0.022556 | 0.021642 | 0.021469 | 0.005209 | 0.0049979 | 0.004958 | 0.005209 | 0.004998 | 0.004958 | -0.00045806 | -0.0036583 | 0.0040766 | 0.00046309 | 0.0036628 | -0.0040723 | -0.00047427 | 0.0063207 | 0.0054783 | 0.00047952 | -0.0063162 | -0.0054738 | 96.07 | 95.7951 | 95.9631 | -83.93 | -84.2049 | -84.0369 |  | 0.12658 | 1.4612 | 1.3773 | 0.12798 | 1.4609 | 1.376 | -37.9341 | -144.1438 | 149.309 | -37.931 | -144.0954 | 149.3155
Line5_6_7 | 0.022556 | 0.021642 | 0.021469 | 0.022556 | 0.021642 | 0.021469 | 0.005209 | 0.004998 | 0.004958 | 0.0052091 | 0.004998 | 0.0049581 | -0.00046309 | -0.0036628 | 0.0040723 | 0.00046811 | 0.0036673 | -0.004068 | -0.00047953 | 0.0063162 | 0.0054738 | 0.00048478 | -0.0063117 | -0.0054694 | 96.0699 | 95.7951 | 95.9631 | -83.9301 | -84.2049 | -84.0369 |  | 0.12798 | 1.4609 | 1.376 | 0.12937 | 1.4605 | 1.3748 | -37.931 | -144.0954 | 149.3155 | -37.9279 | -144.0469 | 149.3221
Line6_7_8 | 0 | 0 | 0 | 0 | 0 | 0 | 0 | 0 | 0 | 0 | 0 | 0 | 1.6261e-08 | 1.4947e-07 | -1.4737e-07 | -1.0565e-08 | -1.0307e-07 | 9.5274e-08 | 1.8561e-08 | -2.3514e-07 | -2.1695e-07 | -1.2636e-08 | 1.548e-07 | 1.4685e-07 | 0 | 0 | 0 | 0 | 0 | 0 |  | 0.12937 | 1.4605 | 1.3748 | 0.12937 | 1.4605 | 1.3748 | -37.9279 | -144.0469 | 149.3221 | -37.9279 | -144.0469 | 149.3221
Line7_8_9 | 0 | 0 | 0 | 0 | 0 | 0 | 0 | 0 | 0 | 0 | 0 | 0 | 5.4203e-09 | 4.9823e-08 | -4.9124e-08 | 2.7538e-10 | -3.42e-09 | -2.9746e-09 | 6.1869e-09 | -7.838e-08 | -7.2316e-08 | -2.6241e-10 | -1.964e-09 | 2.2218e-09 | 0 | 0 | 0 | 0 | 0 | 0 |  | 0.12937 | 1.4605 | 1.3748 | 0.12937 | 1.4605 | 1.3748 | -37.9279 | -144.0469 | 149.3221 | -37.9279 | -144.0469 | 149.3221
Line8_8_10 | 0 | 0 | 0 | 0 | 0 | 0 | 0 | 0 | 0 | 0 | 0 | 0 | 5.4203e-09 | 4.9823e-08 | -4.9124e-08 | 2.7538e-10 | -3.42e-09 | -2.9746e-09 | 6.1869e-09 | -7.838e-08 | -7.2316e-08 | -2.6241e-10 | -1.964e-09 | 2.2218e-09 | 0 | 0 | 0 | 0 | 0 | 0 |  | 0.12937 | 1.4605 | 1.3748 | 0.12937 | 1.4605 | 1.3748 | -37.9279 | -144.0469 | 149.3221 | -37.9279 | -144.0469 | 149.3221
Line9_3_11 | 0.022498 | 0.021587 | 0.021415 | 0.022499 | 0.021587 | 0.021415 | 0.0051958 | 0.0049853 | 0.0049455 | 0.0051958 | 0.0049853 | 0.0049456 | -0.000458 | -0.0036339 | 0.0040793 | 0.00046299 | 0.0036384 | -0.0040751 | -0.00047199 | 0.0063135 | 0.0054549 | 0.00047721 | -0.006309 | -0.0054505 | 96.2055 | 95.9324 | 96.099 | -83.7945 | -84.0676 | -83.901 |  | 0.12658 | 1.4612 | 1.3773 | 0.12797 | 1.4609 | 1.3761 | -37.9327 | -144.1439 | 149.3088 | -37.9281 | -144.0957 | 149.3152

## LG_min_fault_6
name | pf_ikss_a_from_ka | pf_ikss_b_from_ka | pf_ikss_c_from_ka | pf_ikss_a_to_ka | pf_ikss_b_to_ka | pf_ikss_c_to_ka | pf_skss_a_from_mw | pf_skss_b_from_mw | pf_skss_c_from_mw | pf_skss_a_to_mw | pf_skss_b_to_mw | pf_skss_c_to_mw | pf_p_a_from_mw | pf_p_b_from_mw | pf_p_c_from_mw | pf_p_a_to_mw | pf_p_b_to_mw | pf_p_c_to_mw | pf_q_a_from_mvar | pf_q_b_from_mvar | pf_q_c_from_mvar | pf_q_a_to_mvar | pf_q_b_to_mvar | pf_q_c_to_mvar | pf_ikss_a_from_degree | pf_ikss_b_from_degree | pf_ikss_c_from_degree | pf_ikss_a_to_degree | pf_ikss_b_to_degree | pf_ikss_c_to_degree | 3xI0 | pf_vm_a_from_pu | pf_vm_b_from_pu | pf_vm_c_from_pu | pf_vm_a_to_pu | pf_vm_b_to_pu | pf_vm_c_to_pu | pf_va_a_from_degree | pf_va_b_from_degree | pf_va_c_from_degree | pf_va_a_to_degree | pf_va_b_to_degree | pf_va_c_to_degree
Line0_1_2 | 0.0010665 | 0.0010233 | 0.0010151 | 0.0010665 | 0.0010233 | 0.0010151 | 0.0002463 | 0.00023632 | 0.00023443 | 0.0002463 | 0.00023632 | 0.00023443 | -0.00016122 | -6.4485e-05 | 0.00021659 | 0.00016123 | 6.4496e-05 | -0.00021658 | -0.00016011 | 0.0002233 | -4.3715e-05 | 0.00016012 | -0.0002233 | 4.3726e-05 | 133.5855 | 133.3107 | 133.4787 | -46.4145 | -46.6893 | -46.5213 |  | 0.92253 | 0.98355 | 0.94252 | 0.9226 | 0.98351 | 0.94249 | -1.6124 | -120.5819 | 122.0676 | -1.6123 | -120.5789 | 122.0646
Line10_11_12 | 0.0010638 | 0.0010207 | 0.0010126 | 0.0010638 | 0.0010207 | 0.0010126 | 0.00024568 | 0.00023573 | 0.00023385 | 0.00024568 | 0.00023573 | 0.00023385 | -0.00016122 | -6.381e-05 | 0.00021593 | 0.00016123 | 6.3821e-05 | -0.00021592 | -0.00015935 | 0.00022288 | -4.4139e-05 | 0.00015937 | -0.00022287 | 4.4149e-05 | 133.7209 | 133.4479 | 133.6145 | -46.2791 | -46.5521 | -46.3855 |  | 0.92266 | 0.98348 | 0.94246 | 0.92273 | 0.98345 | 0.94242 | -1.6122 | -120.5758 | 122.0615 | -1.6121 | -120.5728 | 122.0584
Line11_12_13 | 0.0010638 | 0.0010207 | 0.0010126 | 0.0010639 | 0.0010208 | 0.0010126 | 0.00024568 | 0.00023573 | 0.00023385 | 0.00024569 | 0.00023573 | 0.00023385 | -0.00016123 | -6.3821e-05 | 0.00021592 | 0.00016124 | 6.3831e-05 | -0.00021591 | -0.00015937 | 0.00022287 | -4.4149e-05 | 0.00015938 | -0.00022286 | 4.416e-05 | 133.7209 | 133.4478 | 133.6145 | -46.2791 | -46.5522 | -46.3855 |  | 0.92273 | 0.98345 | 0.94242 | 0.92279 | 0.98342 | 0.94239 | -1.6121 | -120.5728 | 122.0584 | -1.612 | -120.5697 | 122.0554
Line12_13_15 | 0 | 0 | 0 | 0 | 0 | 0 | 0 | 0 | 0 | 0 | 0 | 0 | 5.6146e-09 | 2.7873e-09 | -8.3847e-09 | -3.6523e-09 | -1.9789e-09 | 5.614e-09 | 6.1296e-09 | -8.4099e-09 | 1.3337e-09 | -4.1768e-09 | 5.5726e-09 | -7.7139e-10 | 0 | 0 | 0 | 0 | 0 | 0 |  | 0.92279 | 0.98342 | 0.94239 | 0.92279 | 0.98342 | 0.94239 | -1.612 | -120.5697 | 122.0554 | -1.612 | -120.5697 | 122.0554
Line13_13_14 | 0.0010639 | 0.0010208 | 0.0010127 | 0.0010639 | 0.0010208 | 0.0010127 | 0.00024569 | 0.00023574 | 0.00023386 | 0.0002457 | 0.00023574 | 0.00023387 | -0.00016125 | -6.3834e-05 | 0.00021592 | 0.00016126 | 6.3845e-05 | -0.00021591 | -0.00015939 | 0.00022287 | -4.4161e-05 | 0.0001594 | -0.00022287 | 4.4172e-05 | 133.7208 | 133.4477 | 133.6143 | -46.2792 | -46.5523 | -46.3857 |  | 0.92279 | 0.98342 | 0.94239 | 0.92286 | 0.98339 | 0.94236 | -1.612 | -120.5697 | 122.0554 | -1.6119 | -120.5667 | 122.0523
Line14_15_16 | 0 | 0 | 0 | 0 | 0 | 0 | 0 | 0 | 0 | 0 | 0 | 0 | 3.743e-09 | 1.8582e-09 | -5.5898e-09 | -1.7807e-09 | -1.0498e-09 | 2.8191e-09 | 4.0864e-09 | -5.6066e-09 | 8.8912e-10 | -2.1336e-09 | 2.7693e-09 | -3.2683e-10 | 0 | 0 | 0 | 0 | 0 | 0 |  | 0.92279 | 0.98342 | 0.94239 | 0.92279 | 0.98342 | 0.94239 | -1.612 | -120.5697 | 122.0554 | -1.612 | -120.5697 | 122.0554
Line15_16_17 | 0 | 0 | 0 | 0 | 0 | 0 | 0 | 0 | 0 | 0 | 0 | 0 | 1.8715e-09 | 9.291e-10 | -2.7949e-09 | 9.0785e-11 | -1.2069e-10 | 2.4178e-11 | 2.0432e-09 | -2.8033e-09 | 4.4456e-10 | -9.0423e-11 | -3.4062e-11 | 1.1773e-10 | 0 | 0 | 0 | 0 | 0 | 0 |  | 0.92279 | 0.98342 | 0.94239 | 0.92279 | 0.98342 | 0.94239 | -1.612 | -120.5697 | 122.0554 | -1.612 | -120.5697 | 122.0554
Line16_4_18 | 0.029936 | 0 | 0 | 0.029936 | 0 | 0 | 0.0069135 | 0 | 0 | 0.0069135 | 0 | 0 | 0.0044953 | 1.0052e-09 | -2.8681e-09 | -0.0044809 | -1.1877e-10 | 2.6158e-11 | 0.0044959 | -2.8504e-09 | 4.0266e-10 | -0.0044809 | -3.0983e-11 | 1.1468e-10 | -46.6201 | 0 | 0 | 133.3799 | 0 | 0 |  | 0.91961 | 0.98321 | 0.94217 | 0.91661 | 0.98291 | 0.94184 | -1.6163 | -120.5487 | 122.0339 | -1.6201 | -120.5185 | 122.0031
Line17_5_19 | 0 | 0 | 0 | 0 | 0 | 0 | 0 | 0 | 0 | 0 | 0 | 0 | 1.8706e-09 | 9.4668e-10 | -2.8115e-09 | 9.1648e-11 | -1.2115e-10 | 2.3717e-11 | 2.0618e-09 | -2.8134e-09 | 4.3287e-10 | -9.0423e-11 | -3.4796e-11 | 1.1845e-10 | 0 | 0 | 0 | 0 | 0 | 0 |  | 0.92253 | 0.98355 | 0.94252 | 0.92253 | 0.98355 | 0.94252 | -1.6124 | -120.5819 | 122.0676 | -1.6124 | -120.5819 | 122.0676
Line1_1_3 | 0.0010638 | 0.0010207 | 0.0010126 | 0.0010638 | 0.0010207 | 0.0010126 | 0.00024567 | 0.00023572 | 0.00023384 | 0.00024568 | 0.00023572 | 0.00023384 | -0.00016119 | -6.3788e-05 | 0.00021594 | 0.0001612 | 6.3799e-05 | -0.00021593 | -0.00015932 | 0.00022289 | -4.4118e-05 | 0.00015934 | -0.00022289 | 4.4128e-05 | 133.721 | 133.4479 | 133.6146 | -46.279 | -46.5521 | -46.3854 |  | 0.92253 | 0.98355 | 0.94252 | 0.9226 | 0.98351 | 0.94249 | -1.6124 | -120.5819 | 122.0676 | -1.6123 | -120.5789 | 122.0646
Line2_1_4 | 0.028825 | 0.001026 | 0.0010126 | 0.028825 | 0.001026 | 0.0010126 | 0.0066568 | 0.00023694 | 0.00023384 | 0.0066568 | 0.00023695 | 0.00023385 | 0.0043466 | -6.6473e-05 | 0.00021602 | -0.0043331 | 6.6581e-05 | -0.00021592 | 0.0043382 | 0.00022336 | -4.3705e-05 | -0.0043242 | -0.00022325 | 4.3816e-05 | -46.5574 | 132.845 | 133.505 | 133.4426 | -47.155 | -46.495 |  | 0.92253 | 0.98355 | 0.94252 | 0.91961 | 0.98321 | 0.94217 | -1.6124 | -120.5819 | 122.0676 | -1.6163 | -120.5487 | 122.0339
Line3_1_5 | 0 | 0 | 0 | 0 | 0 | 0 | 0 | 0 | 0 | 0 | 0 | 0 | 3.7411e-09 | 1.8934e-09 | -5.6229e-09 | -1.7789e-09 | -1.0678e-09 | 2.8352e-09 | 4.1236e-09 | -5.6268e-09 | 8.6573e-10 | -2.1522e-09 | 2.7786e-09 | -3.1442e-10 | 0 | 0 | 0 | 0 | 0 | 0 |  | 0.92253 | 0.98355 | 0.94252 | 0.92253 | 0.98355 | 0.94252 | -1.6124 | -120.5819 | 122.0676 | -1.6124 | -120.5819 | 122.0676
Line4_2_6 | 0.0010665 | 0.0010233 | 0.0010151 | 0.0010665 | 0.0010233 | 0.0010151 | 0.0002463 | 0.00023632 | 0.00023443 | 0.0002463 | 0.00023632 | 0.00023443 | -0.00016123 | -6.4496e-05 | 0.00021658 | 0.00016125 | 6.4507e-05 | -0.00021657 | -0.00016012 | 0.0002233 | -4.3725e-05 | 0.00016014 | -0.00022329 | 4.3736e-05 | 133.5855 | 133.3106 | 133.4787 | -46.4145 | -46.6894 | -46.5213 |  | 0.9226 | 0.98351 | 0.94249 | 0.92266 | 0.98348 | 0.94245 | -1.6123 | -120.5789 | 122.0646 | -1.6122 | -120.5758 | 122.0615
Line5_6_7 | 0.0010665 | 0.0010233 | 0.0010151 | 0.0010665 | 0.0010233 | 0.0010151 | 0.0002463 | 0.00023632 | 0.00023443 | 0.00024631 | 0.00023633 | 0.00023444 | -0.00016125 | -6.4507e-05 | 0.00021657 | 0.00016126 | 6.4517e-05 | -0.00021657 | -0.00016014 | 0.00022329 | -4.3736e-05 | 0.00016015 | -0.00022328 | 4.3747e-05 | 133.5855 | 133.3106 | 133.4786 | -46.4145 | -46.6894 | -46.5214 |  | 0.92266 | 0.98348 | 0.94245 | 0.92273 | 0.98345 | 0.94242 | -1.6122 | -120.5758 | 122.0615 | -1.6121 | -120.5727 | 122.0584
Line6_7_8 | 0 | 0 | 0 | 0 | 0 | 0 | 0 | 0 | 0 | 0 | 0 | 0 | 5.614e-09 | 2.8003e-09 | -8.3971e-09 | -3.6516e-09 | -1.9877e-09 | 5.6221e-09 | 6.1435e-09 | -8.4176e-09 | 1.3251e-09 | -4.1861e-09 | 5.5775e-09 | -7.6546e-10 | 0 | 0 | 0 | 0 | 0 | 0 |  | 0.92273 | 0.98345 | 0.94242 | 0.92273 | 0.98345 | 0.94242 | -1.6121 | -120.5727 | 122.0584 | -1.6121 | -120.5727 | 122.0584
Line7_8_9 | 0 | 0 | 0 | 0 | 0 | 0 | 0 | 0 | 0 | 0 | 0 | 0 | 1.8713e-09 | 9.3345e-10 | -2.799e-09 | 9.0999e-11 | -1.2081e-10 | 2.4065e-11 | 2.0478e-09 | -2.8059e-09 | 4.4169e-10 | -9.0425e-11 | -3.4243e-11 | 1.1791e-10 | 0 | 0 | 0 | 0 | 0 | 0 |  | 0.92273 | 0.98345 | 0.94242 | 0.92273 | 0.98345 | 0.94242 | -1.6121 | -120.5727 | 122.0584 | -1.6121 | -120.5727 | 122.0584
Line8_8_10 | 0 | 0 | 0 | 0 | 0 | 0 | 0 | 0 | 0 | 0 | 0 | 0 | 1.8713e-09 | 9.3345e-10 | -2.799e-09 | 9.0999e-11 | -1.2081e-10 | 2.4065e-11 | 2.0478e-09 | -2.8059e-09 | 4.4169e-10 | -9.0425e-11 | -3.4243e-11 | 1.1791e-10 | 0 | 0 | 0 | 0 | 0 | 0 |  | 0.92273 | 0.98345 | 0.94242 | 0.92273 | 0.98345 | 0.94242 | -1.6121 | -120.5727 | 122.0584 | -1.6121 | -120.5727 | 122.0584
Line9_3_11 | 0.0010638 | 0.0010207 | 0.0010126 | 0.0010638 | 0.0010207 | 0.0010126 | 0.00024568 | 0.00023572 | 0.00023384 | 0.00024568 | 0.00023573 | 0.00023385 | -0.0001612 | -6.3799e-05 | 0.00021593 | 0.00016122 | 6.381e-05 | -0.00021593 | -0.00015934 | 0.00022289 | -4.4128e-05 | 0.00015935 | -0.00022288 | 4.4139e-05 | 133.721 | 133.4479 | 133.6145 | -46.279 | -46.5521 | -46.3855 |  | 0.9226 | 0.98351 | 0.94249 | 0.92266 | 0.98348 | 0.94246 | -1.6123 | -120.5789 | 122.0646 | -1.6122 | -120.5758 | 122.0615

## LG_min_fault_10
name | pf_ikss_a_from_ka | pf_ikss_b_from_ka | pf_ikss_c_from_ka | pf_ikss_a_to_ka | pf_ikss_b_to_ka | pf_ikss_c_to_ka | pf_skss_a_from_mw | pf_skss_b_from_mw | pf_skss_c_from_mw | pf_skss_a_to_mw | pf_skss_b_to_mw | pf_skss_c_to_mw | pf_p_a_from_mw | pf_p_b_from_mw | pf_p_c_from_mw | pf_p_a_to_mw | pf_p_b_to_mw | pf_p_c_to_mw | pf_q_a_from_mvar | pf_q_b_from_mvar | pf_q_c_from_mvar | pf_q_a_to_mvar | pf_q_b_to_mvar | pf_q_c_to_mvar | pf_ikss_a_from_degree | pf_ikss_b_from_degree | pf_ikss_c_from_degree | pf_ikss_a_to_degree | pf_ikss_b_to_degree | pf_ikss_c_to_degree | 3xI0 | pf_vm_a_from_pu | pf_vm_b_from_pu | pf_vm_c_from_pu | pf_vm_a_to_pu | pf_vm_b_to_pu | pf_vm_c_to_pu | pf_va_a_from_degree | pf_va_b_from_degree | pf_va_c_from_degree | pf_va_a_to_degree | pf_va_b_to_degree | pf_va_c_to_degree
Line0_1_2 | 0.0010104 | 0.00096943 | 0.00096168 | 0.0010104 | 0.00096944 | 0.00096169 | 0.00023333 | 0.00022388 | 0.00022209 | 0.00023334 | 0.00022388 | 0.00022209 | -0.0001447 | -5.7876e-05 | 0.00019439 | 0.00014471 | 5.7885e-05 | -0.00019438 | -0.0001437 | 0.00020042 | -3.9234e-05 | 0.00014371 | -0.00020041 | 3.9244e-05 | 133.5855 | 133.3107 | 133.4787 | -46.4145 | -46.6893 | -46.5213 |  | 0.87398 | 0.93178 | 0.89291 | 0.87404 | 0.93175 | 0.89288 | -1.6124 | -120.5819 | 122.0676 | -1.6123 | -120.5789 | 122.0646
Line10_11_12 | 0.0010078 | 0.000967 | 0.0009593 | 0.0010078 | 0.00096702 | 0.00095931 | 0.00023275 | 0.00022332 | 0.00022154 | 0.00023275 | 0.00022332 | 0.00022154 | -0.00014469 | -5.727e-05 | 0.0001938 | 0.0001447 | 5.7279e-05 | -0.00019379 | -0.00014302 | 0.00020004 | -3.9615e-05 | 0.00014303 | -0.00020003 | 3.9624e-05 | 133.7209 | 133.4479 | 133.6145 | -46.2791 | -46.5521 | -46.3855 |  | 0.8741 | 0.93172 | 0.89285 | 0.87416 | 0.93169 | 0.89282 | -1.6122 | -120.5758 | 122.0615 | -1.6121 | -120.5728 | 122.0584
Line11_12_13 | 0.0010078 | 0.00096702 | 0.00095931 | 0.0010079 | 0.00096703 | 0.00095932 | 0.00023275 | 0.00022332 | 0.00022154 | 0.00023275 | 0.00022333 | 0.00022155 | -0.0001447 | -5.7279e-05 | 0.00019379 | 0.00014472 | 5.7289e-05 | -0.00019378 | -0.00014303 | 0.00020003 | -3.9624e-05 | 0.00014304 | -0.00020002 | 3.9634e-05 | 133.7209 | 133.4478 | 133.6145 | -46.2791 | -46.5522 | -46.3855 |  | 0.87416 | 0.93169 | 0.89282 | 0.87422 | 0.93166 | 0.89279 | -1.6121 | -120.5728 | 122.0584 | -1.612 | -120.5697 | 122.0554
Line12_13_15 | 0 | 0 | 0 | 0 | 0 | 0 | 0 | 0 | 0 | 0 | 0 | 0 | 5.0391e-09 | 2.5016e-09 | -7.5253e-09 | -3.2779e-09 | -1.7761e-09 | 5.0386e-09 | 5.5014e-09 | -7.548e-09 | 1.197e-09 | -3.7487e-09 | 5.0014e-09 | -6.9232e-10 | 0 | 0 | 0 | 0 | 0 | 0 |  | 0.87422 | 0.93166 | 0.89279 | 0.87422 | 0.93166 | 0.89279 | -1.612 | -120.5697 | 122.0554 | -1.612 | -120.5697 | 122.0554
Line13_13_14 | 0.0010079 | 0.00096707 | 0.00095936 | 0.0010079 | 0.00096708 | 0.00095937 | 0.00023276 | 0.00022333 | 0.00022155 | 0.00023277 | 0.00022334 | 0.00022156 | -0.00014472 | -5.7292e-05 | 0.00019379 | 0.00014473 | 5.7301e-05 | -0.00019378 | -0.00014305 | 0.00020003 | -3.9635e-05 | 0.00014306 | -0.00020002 | 3.9644e-05 | 133.7208 | 133.4477 | 133.6143 | -46.2792 | -46.5523 | -46.3857 |  | 0.87422 | 0.93166 | 0.89279 | 0.87429 | 0.93164 | 0.89276 | -1.612 | -120.5697 | 122.0554 | -1.6119 | -120.5667 | 122.0523
Line14_15_16 | 0 | 0 | 0 | 0 | 0 | 0 | 0 | 0 | 0 | 0 | 0 | 0 | 3.3594e-09 | 1.6677e-09 | -5.0169e-09 | -1.5982e-09 | -9.422e-10 | 2.5301e-09 | 3.6676e-09 | -5.032e-09 | 7.9799e-10 | -1.915e-09 | 2.4854e-09 | -2.9333e-10 | 0 | 0 | 0 | 0 | 0 | 0 |  | 0.87422 | 0.93166 | 0.89279 | 0.87422 | 0.93166 | 0.89279 | -1.612 | -120.5697 | 122.0554 | -1.612 | -120.5697 | 122.0554
Line15_16_17 | 0 | 0 | 0 | 0 | 0 | 0 | 0 | 0 | 0 | 0 | 0 | 0 | 1.6797e-09 | 8.3387e-10 | -2.5084e-09 | 8.1481e-11 | -1.0832e-10 | 2.17e-11 | 1.8338e-09 | -2.516e-09 | 3.99e-10 | -8.1156e-11 | -3.057e-11 | 1.0567e-10 | 0 | 0 | 0 | 0 | 0 | 0 |  | 0.87422 | 0.93166 | 0.89279 | 0.87422 | 0.93166 | 0.89279 | -1.612 | -120.5697 | 122.0554 | -1.612 | -120.5697 | 122.0554
Line16_4_18 | 0.028361 | 0 | 0 | 0.028361 | 0 | 0 | 0.0065497 | 0 | 0 | 0.0065497 | 0 | 0 | 0.0040346 | 9.022e-10 | -2.5742e-09 | -0.0040217 | -1.0659e-10 | 2.3477e-11 | 0.0040351 | -2.5583e-09 | 3.6139e-10 | -0.0040217 | -2.7808e-11 | 1.0292e-10 | -46.6201 | 0 | 0 | 133.3799 | 0 | 0 |  | 0.87121 | 0.93147 | 0.89258 | 0.86837 | 0.93118 | 0.89227 | -1.6163 | -120.5487 | 122.0339 | -1.6201 | -120.5185 | 122.0031
Line17_5_19 | 0 | 0 | 0 | 0 | 0 | 0 | 0 | 0 | 0 | 0 | 0 | 0 | 1.6789e-09 | 8.4965e-10 | -2.5233e-09 | 8.2255e-11 | -1.0873e-10 | 2.1286e-11 | 1.8505e-09 | -2.5251e-09 | 3.885e-10 | -8.1156e-11 | -3.123e-11 | 1.0631e-10 | 0 | 0 | 0 | 0 | 0 | 0 |  | 0.87398 | 0.93178 | 0.89291 | 0.87398 | 0.93178 | 0.89291 | -1.6124 | -120.5819 | 122.0676 | -1.6124 | -120.5819 | 122.0676
Line1_1_3 | 0.0010078 | 0.00096698 | 0.00095927 | 0.0010078 | 0.00096699 | 0.00095928 | 0.00023274 | 0.00022331 | 0.00022153 | 0.00023275 | 0.00022332 | 0.00022154 | -0.00014467 | -5.725e-05 | 0.00019381 | 0.00014468 | 5.726e-05 | -0.0001938 | -0.00014299 | 0.00020005 | -3.9596e-05 | 0.00014301 | -0.00020004 | 3.9605e-05 | 133.721 | 133.4479 | 133.6146 | -46.279 | -46.5521 | -46.3854 |  | 0.87398 | 0.93178 | 0.89291 | 0.87404 | 0.93175 | 0.89288 | -1.6124 | -120.5819 | 122.0676 | -1.6123 | -120.5789 | 122.0646
Line2_1_4 | 0.027308 | 0.000972 | 0.00095928 | 0.027308 | 0.00097201 | 0.00095929 | 0.0063064 | 0.00022447 | 0.00022154 | 0.0063064 | 0.00022448 | 0.00022154 | 0.0039011 | -5.966e-05 | 0.00019388 | -0.003889 | 5.9757e-05 | -0.00019379 | 0.0038936 | 0.00020047 | -3.9226e-05 | -0.003881 | -0.00020037 | 3.9326e-05 | -46.5574 | 132.845 | 133.505 | 133.4426 | -47.155 | -46.495 |  | 0.87398 | 0.93178 | 0.89291 | 0.87121 | 0.93147 | 0.89258 | -1.6124 | -120.5819 | 122.0676 | -1.6163 | -120.5487 | 122.0339
Line3_1_5 | 0 | 0 | 0 | 0 | 0 | 0 | 0 | 0 | 0 | 0 | 0 | 0 | 3.3577e-09 | 1.6993e-09 | -5.0466e-09 | -1.5966e-09 | -9.5839e-10 | 2.5446e-09 | 3.7009e-09 | -5.0501e-09 | 7.77e-10 | -1.9316e-09 | 2.4938e-09 | -2.8219e-10 | 0 | 0 | 0 | 0 | 0 | 0 |  | 0.87398 | 0.93178 | 0.89291 | 0.87398 | 0.93178 | 0.89291 | -1.6124 | -120.5819 | 122.0676 | -1.6124 | -120.5819 | 122.0676
Line4_2_6 | 0.0010104 | 0.00096944 | 0.00096169 | 0.0010104 | 0.00096945 | 0.0009617 | 0.00023334 | 0.00022388 | 0.00022209 | 0.00023334 | 0.00022389 | 0.0002221 | -0.00014471 | -5.7885e-05 | 0.00019438 | 0.00014472 | 5.7895e-05 | -0.00019437 | -0.00014371 | 0.00020041 | -3.9244e-05 | 0.00014373 | -0.0002004 | 3.9253e-05 | 133.5855 | 133.3106 | 133.4787 | -46.4145 | -46.6894 | -46.5213 |  | 0.87404 | 0.93175 | 0.89288 | 0.8741 | 0.93172 | 0.89285 | -1.6123 | -120.5789 | 122.0646 | -1.6122 | -120.5758 | 122.0615
Line5_6_7 | 0.0010104 | 0.00096945 | 0.0009617 | 0.0010104 | 0.00096946 | 0.00096172 | 0.00023334 | 0.00022389 | 0.0002221 | 0.00023334 | 0.00022389 | 0.0002221 | -0.00014472 | -5.7895e-05 | 0.00019437 | 0.00014473 | 5.7905e-05 | -0.00019437 | -0.00014373 | 0.0002004 | -3.9253e-05 | 0.00014374 | -0.0002004 | 3.9263e-05 | 133.5855 | 133.3106 | 133.4786 | -46.4145 | -46.6894 | -46.5214 |  | 0.8741 | 0.93172 | 0.89285 | 0.87416 | 0.93169 | 0.89282 | -1.6122 | -120.5758 | 122.0615 | -1.6121 | -120.5727 | 122.0584
Line6_7_8 | 0 | 0 | 0 | 0 | 0 | 0 | 0 | 0 | 0 | 0 | 0 | 0 | 5.0386e-09 | 2.5133e-09 | -7.5364e-09 | -3.2774e-09 | -1.784e-09 | 5.0459e-09 | 5.5138e-09 | -7.5548e-09 | 1.1893e-09 | -3.757e-09 | 5.0058e-09 | -6.8701e-10 | 0 | 0 | 0 | 0 | 0 | 0 |  | 0.87416 | 0.93169 | 0.89282 | 0.87416 | 0.93169 | 0.89282 | -1.6121 | -120.5727 | 122.0584 | -1.6121 | -120.5727 | 122.0584
Line7_8_9 | 0 | 0 | 0 | 0 | 0 | 0 | 0 | 0 | 0 | 0 | 0 | 0 | 1.6795e-09 | 8.3777e-10 | -2.5121e-09 | 8.1673e-11 | -1.0843e-10 | 2.1599e-11 | 1.8379e-09 | -2.5183e-09 | 3.9642e-10 | -8.1157e-11 | -3.0733e-11 | 1.0583e-10 | 0 | 0 | 0 | 0 | 0 | 0 |  | 0.87416 | 0.93169 | 0.89282 | 0.87416 | 0.93169 | 0.89282 | -1.6121 | -120.5727 | 122.0584 | -1.6121 | -120.5727 | 122.0584
Line8_8_10 | 0 | 0 | 0 | 0 | 0 | 0 | 0 | 0 | 0 | 0 | 0 | 0 | 1.6795e-09 | 8.3777e-10 | -2.5121e-09 | 8.1673e-11 | -1.0843e-10 | 2.1599e-11 | 1.8379e-09 | -2.5183e-09 | 3.9642e-10 | -8.1157e-11 | -3.0733e-11 | 1.0583e-10 | 0 | 0 | 0 | 0 | 0 | 0 |  | 0.87416 | 0.93169 | 0.89282 | 0.87416 | 0.93169 | 0.89282 | -1.6121 | -120.5727 | 122.0584 | -1.6121 | -120.5727 | 122.0584
Line9_3_11 | 0.0010078 | 0.00096699 | 0.00095928 | 0.0010078 | 0.000967 | 0.0009593 | 0.00023275 | 0.00022332 | 0.00022154 | 0.00023275 | 0.00022332 | 0.00022154 | -0.00014468 | -5.726e-05 | 0.0001938 | 0.00014469 | 5.727e-05 | -0.0001938 | -0.00014301 | 0.00020004 | -3.9605e-05 | 0.00014302 | -0.00020004 | 3.9615e-05 | 133.721 | 133.4479 | 133.6145 | -46.279 | -46.5521 | -46.3855 |  | 0.87404 | 0.93175 | 0.89288 | 0.8741 | 0.93172 | 0.89285 | -1.6123 | -120.5789 | 122.0646 | -1.6122 | -120.5758 | 122.0615

## LLG_max_6
name | pf_ikss_a_from_ka | pf_ikss_b_from_ka | pf_ikss_c_from_ka | pf_ikss_a_to_ka | pf_ikss_b_to_ka | pf_ikss_c_to_ka | pf_skss_a_from_mw | pf_skss_b_from_mw | pf_skss_c_from_mw | pf_skss_a_to_mw | pf_skss_b_to_mw | pf_skss_c_to_mw | pf_p_a_from_mw | pf_p_b_from_mw | pf_p_c_from_mw | pf_p_a_to_mw | pf_p_b_to_mw | pf_p_c_to_mw | pf_q_a_from_mvar | pf_q_b_from_mvar | pf_q_c_from_mvar | pf_q_a_to_mvar | pf_q_b_to_mvar | pf_q_c_to_mvar | pf_ikss_a_from_degree | pf_ikss_b_from_degree | pf_ikss_c_from_degree | pf_ikss_a_to_degree | pf_ikss_b_to_degree | pf_ikss_c_to_degree | 3xI0 | pf_vm_a_from_pu | pf_vm_b_from_pu | pf_vm_c_from_pu | pf_vm_a_to_pu | pf_vm_b_to_pu | pf_vm_c_to_pu | pf_va_a_from_degree | pf_va_b_from_degree | pf_va_c_from_degree | pf_va_a_to_degree | pf_va_b_to_degree | pf_va_c_to_degree
Line0_1_2 | 0.18133 | 0.50734 | 0.54914 | 0.18133 | 0.50734 | 0.54914 | 0.041877 | 0.11717 | 0.12682 | 0.041877 | 0.11717 | 0.12682 | 0.0098538 | 0.025332 | -0.082101 | -0.0098376 | -0.024525 | 0.085254 | 0.053449 | -0.073119 | -0.039395 | -0.05345 | 0.077246 | 0.043221 | -77.2444 | -42.632 | -106.1847 | 102.7556 | 137.368 | 73.8153 |  | 1.2978 | 0.66046 | 0.71806 | 1.2978 | 0.69172 | 0.7537 | 2.3098 | -113.5238 | 99.4485 | 2.3268 | -115.0176 | 100.6986
Line10_11_12 | 0.16771 | 0.45923 | 0.49019 | 0.16771 | 0.45923 | 0.49019 | 0.03873 | 0.10605 | 0.11321 | 0.03873 | 0.10605 | 0.11321 | 0.013168 | 0.020193 | -0.079348 | -0.013172 | -0.019517 | 0.081878 | 0.048467 | -0.073359 | -0.039054 | -0.048444 | 0.076715 | 0.042079 | -72.5142 | -41.4383 | -104.5053 | 107.4858 | 138.5617 | 75.4947 |  | 1.2968 | 0.71745 | 0.78122 | 1.2962 | 0.7464 | 0.8132 | 2.2864 | -116.048 | 101.7005 | 2.2747 | -117.1644 | 102.6945
Line11_12_13 | 0.16771 | 0.45923 | 0.49019 | 0.16771 | 0.45923 | 0.49019 | 0.03873 | 0.10605 | 0.11321 | 0.03873 | 0.10605 | 0.11321 | 0.013172 | 0.019517 | -0.081878 | -0.013176 | -0.018841 | 0.084409 | 0.048444 | -0.076715 | -0.042079 | -0.048421 | 0.080071 | 0.045105 | -72.5142 | -41.4383 | -104.5053 | 107.4858 | 138.5617 | 75.4948 |  | 1.2962 | 0.7464 | 0.8132 | 1.2957 | 0.77562 | 0.8454 | 2.2747 | -117.1644 | 102.6945 | 2.263 | -118.1972 | 103.6131
Line12_13_15 | 0 | 0 | 0 | 0 | 0 | 0 | 0 | 0 | 0 | 0 | 0 | 0 | -1.3886e-08 | -3.8286e-08 | 5.1843e-08 | 8.0864e-09 | 2.6303e-08 | -3.406e-08 | -8.0494e-08 | 3.2944e-08 | 1.8843e-09 | 5.3859e-08 | -2.1869e-08 | -2.1744e-09 | 0 | 0 | 0 | 0 | 0 | 0 |  | 1.2957 | 0.77562 | 0.8454 | 1.2957 | 0.77562 | 0.8454 | 2.263 | -118.1972 | 103.6131 | 2.263 | -118.1972 | 103.6131
Line13_13_14 | 0.16771 | 0.45923 | 0.49019 | 0.16771 | 0.45923 | 0.49019 | 0.03873 | 0.10605 | 0.11321 | 0.03873 | 0.10605 | 0.11321 | 0.013176 | 0.018841 | -0.084409 | -0.013181 | -0.018165 | 0.086939 | 0.048421 | -0.080071 | -0.045105 | -0.048398 | 0.083427 | 0.04813 | -72.5142 | -41.4383 | -104.5052 | 107.4858 | 138.5617 | 75.4948 |  | 1.2957 | 0.77562 | 0.8454 | 1.2951 | 0.80508 | 0.87781 | 2.263 | -118.1972 | 103.6131 | 2.2513 | -119.1546 | 104.4641
Line14_15_16 | 0 | 0 | 0 | 0 | 0 | 0 | 0 | 0 | 0 | 0 | 0 | 0 | -9.2575e-09 | -2.5524e-08 | 3.4562e-08 | 3.4577e-09 | 1.3541e-08 | -1.6779e-08 | -5.3662e-08 | 2.1963e-08 | 1.2562e-09 | 2.7028e-08 | -1.0887e-08 | -1.5463e-09 | 0 | 0 | 0 | 0 | 0 | 0 |  | 1.2957 | 0.77562 | 0.8454 | 1.2957 | 0.77562 | 0.8454 | 2.263 | -118.1972 | 103.6131 | 2.263 | -118.1972 | 103.6131
Line15_16_17 | 0 | 0 | 0 | 0 | 0 | 0 | 0 | 0 | 0 | 0 | 0 | 0 | -4.6288e-09 | -1.2762e-08 | 1.7281e-08 | -1.1711e-09 | 7.7883e-10 | 5.02e-10 | -2.6831e-08 | 1.0981e-08 | 6.2809e-10 | 1.9697e-10 | 9.3945e-11 | -9.1825e-10 | 0 | 0 | 0 | 0 | 0 | 0 |  | 1.2957 | 0.77562 | 0.8454 | 1.2957 | 0.77562 | 0.8454 | 2.263 | -118.1972 | 103.6131 | 2.263 | -118.1972 | 103.6131
Line16_4_18 | 0 | 3.8828 | 4.3415 | 0 | 3.8828 | 4.3415 | 0 | 0.89669 | 1.0026 | 0 | 0.89669 | 1.0026 | -9.2262e-10 | 0.098458 | 0.21869 | -6.4635e-10 | 7.9277e-14 | 3.2953e-14 | -3.9151e-08 | 0.30791 | 0.32639 | 3.376e-10 | 9.5576e-15 | 1.011e-14 | 0 | 172.197 | 44.3925 | 0 | -7.803 | -135.6075 |  | 1.2504 | 0.36051 | 0.39185 | 1.1947 | 0 | 0 | 3.3336 | -115.5355 | 100.5692 | 4.2091 | 0 | 0
Line17_5_19 | 0 | 0 | 0 | 0 | 0 | 0 | 0 | 0 | 0 | 0 | 0 | 0 | -3.0946e-09 | -1.5264e-08 | 1.7917e-08 | -1.1834e-09 | 9.2712e-10 | 6.9802e-10 | -3.3573e-08 | 9.0731e-09 | 9.1644e-10 | 2.0138e-10 | 2.868e-10 | -9.7048e-10 | 0 | 0 | 0 | 0 | 0 | 0 |  | 1.2978 | 0.66046 | 0.71806 | 1.2978 | 0.66046 | 0.71806 | 2.3098 | -113.5238 | 99.4485 | 2.3098 | -113.5238 | 99.4485
Line1_1_3 | 0.16771 | 0.45922 | 0.49019 | 0.16771 | 0.45922 | 0.49019 | 0.03873 | 0.10605 | 0.11321 | 0.03873 | 0.10605 | 0.11321 | 0.013159 | 0.021545 | -0.074287 | -0.013163 | -0.020869 | 0.076818 | 0.048512 | -0.066648 | -0.033003 | -0.048489 | 0.070003 | 0.036029 | -72.5142 | -41.4382 | -104.5053 | 107.4858 | 138.5617 | 75.4947 |  | 1.2978 | 0.66046 | 0.71806 | 1.2973 | 0.68878 | 0.74949 | 2.3098 | -113.5238 | 99.4485 | 2.2981 | -114.8381 | 100.622
Line2_1_4 | 0.19099 | 3.1832 | 3.516 | 0.19099 | 3.1832 | 3.516 | 0.044108 | 0.73513 | 0.81198 | 0.044108 | 0.73513 | 0.81198 | -0.019668 | 0.18464 | 0.29963 | 0.019872 | -0.10933 | -0.15814 | 0.05376 | 0.44904 | 0.50017 | -0.051449 | -0.24142 | -0.27609 | -107.7854 | 178.8276 | 40.3727 | 72.2147 | -1.1724 | -139.6273 |  | 1.2978 | 0.66046 | 0.71806 | 1.2504 | 0.36051 | 0.39185 | 2.3098 | -113.5238 | 99.4485 | 3.3336 | -115.5355 | 100.5692
Line3_1_5 | 0 | 0 | 0 | 0 | 0 | 0 | 0 | 0 | 0 | 0 | 0 | 0 | -6.1893e-09 | -3.0528e-08 | 3.5834e-08 | 1.9112e-09 | 1.6191e-08 | -1.7219e-08 | -6.7147e-08 | 1.8146e-08 | 1.8329e-09 | 3.3775e-08 | -8.7863e-09 | -1.8869e-09 | 0 | 0 | 0 | 0 | 0 | 0 |  | 1.2978 | 0.66046 | 0.71806 | 1.2978 | 0.66046 | 0.71806 | 2.3098 | -113.5238 | 99.4485 | 2.3098 | -113.5238 | 99.4485
Line4_2_6 | 0.18133 | 0.50734 | 0.54914 | 0.18133 | 0.50734 | 0.54914 | 0.041877 | 0.11717 | 0.12682 | 0.041877 | 0.11717 | 0.12682 | 0.0098376 | 0.024525 | -0.085254 | -0.0098215 | -0.023719 | 0.088407 | 0.05345 | -0.077246 | -0.043221 | -0.053452 | 0.081373 | 0.047047 | -77.2444 | -42.632 | -106.1847 | 102.7556 | 137.368 | 73.8153 |  | 1.2978 | 0.69172 | 0.7537 | 1.2978 | 0.72341 | 0.78968 | 2.3268 | -115.0176 | 100.6986 | 2.3439 | -116.3814 | 101.8353
Line5_6_7 | 0.18133 | 0.50734 | 0.54914 | 0.18133 | 0.50734 | 0.54914 | 0.041877 | 0.11717 | 0.12682 | 0.041877 | 0.11717 | 0.12682 | 0.0098215 | 0.023719 | -0.088407 | -0.0098053 | -0.022913 | 0.091561 | 0.053452 | -0.081373 | -0.047047 | -0.053453 | 0.0855 | 0.050872 | -77.2444 | -42.632 | -106.1847 | 102.7556 | 137.368 | 73.8154 |  | 1.2978 | 0.72341 | 0.78968 | 1.2977 | 0.75548 | 0.82593 | 2.3439 | -116.3814 | 101.8353 | 2.361 | -117.6301 | 102.8725
Line6_7_8 | 0 | 0 | 0 | 0 | 0 | 0 | 0 | 0 | 0 | 0 | 0 | 0 | -1.3601e-08 | -3.9627e-08 | 5.2724e-08 | 7.8842e-09 | 2.7231e-08 | -3.4612e-08 | -8.4269e-08 | 3.2629e-08 | 1.7901e-09 | 5.6385e-08 | -2.1632e-08 | -2.1299e-09 | 0 | 0 | 0 | 0 | 0 | 0 |  | 1.2977 | 0.75548 | 0.82593 | 1.2977 | 0.75548 | 0.82593 | 2.361 | -117.6301 | 102.8725 | 2.361 | -117.6301 | 102.8725
Line7_8_9 | 0 | 0 | 0 | 0 | 0 | 0 | 0 | 0 | 0 | 0 | 0 | 0 | -4.5336e-09 | -1.3209e-08 | 1.7575e-08 | -1.1831e-09 | 8.1336e-10 | 5.3755e-10 | -2.809e-08 | 1.0876e-08 | 5.9671e-10 | 2.0582e-10 | 1.2027e-10 | -9.3646e-10 | 0 | 0 | 0 | 0 | 0 | 0 |  | 1.2977 | 0.75548 | 0.82593 | 1.2977 | 0.75548 | 0.82593 | 2.361 | -117.6301 | 102.8725 | 2.361 | -117.6301 | 102.8725
Line8_8_10 | 0 | 0 | 0 | 0 | 0 | 0 | 0 | 0 | 0 | 0 | 0 | 0 | -4.5336e-09 | -1.3209e-08 | 1.7575e-08 | -1.1831e-09 | 8.1336e-10 | 5.3755e-10 | -2.809e-08 | 1.0876e-08 | 5.9671e-10 | 2.0582e-10 | 1.2027e-10 | -9.3646e-10 | 0 | 0 | 0 | 0 | 0 | 0 |  | 1.2977 | 0.75548 | 0.82593 | 1.2977 | 0.75548 | 0.82593 | 2.361 | -117.6301 | 102.8725 | 2.361 | -117.6301 | 102.8725
Line9_3_11 | 0.16771 | 0.45922 | 0.49019 | 0.16771 | 0.45923 | 0.49019 | 0.03873 | 0.10605 | 0.11321 | 0.03873 | 0.10605 | 0.11321 | 0.013163 | 0.020869 | -0.076818 | -0.013168 | -0.020193 | 0.079348 | 0.048489 | -0.070003 | -0.036029 | -0.048467 | 0.073359 | 0.039054 | -72.5142 | -41.4383 | -104.5053 | 107.4858 | 138.5617 | 75.4947 |  | 1.2973 | 0.68878 | 0.74949 | 1.2968 | 0.71745 | 0.78122 | 2.2981 | -114.8381 | 100.622 | 2.2864 | -116.048 | 101.7005

## LLG_max_10
name | pf_ikss_a_from_ka | pf_ikss_b_from_ka | pf_ikss_c_from_ka | pf_ikss_a_to_ka | pf_ikss_b_to_ka | pf_ikss_c_to_ka | pf_skss_a_from_mw | pf_skss_b_from_mw | pf_skss_c_from_mw | pf_skss_a_to_mw | pf_skss_b_to_mw | pf_skss_c_to_mw | pf_p_a_from_mw | pf_p_b_from_mw | pf_p_c_from_mw | pf_p_a_to_mw | pf_p_b_to_mw | pf_p_c_to_mw | pf_q_a_from_mvar | pf_q_b_from_mvar | pf_q_c_from_mvar | pf_q_a_to_mvar | pf_q_b_to_mvar | pf_q_c_to_mvar | pf_ikss_a_from_degree | pf_ikss_b_from_degree | pf_ikss_c_from_degree | pf_ikss_a_to_degree | pf_ikss_b_to_degree | pf_ikss_c_to_degree | 3xI0 | pf_vm_a_from_pu | pf_vm_b_from_pu | pf_vm_c_from_pu | pf_vm_a_to_pu | pf_vm_b_to_pu | pf_vm_c_to_pu | pf_va_a_from_degree | pf_va_b_from_degree | pf_va_c_from_degree | pf_va_a_to_degree | pf_va_b_to_degree | pf_va_c_to_degree
Line0_1_2 | 0.18574 | 0.51759 | 0.56224 | 0.18574 | 0.51759 | 0.56224 | 0.042895 | 0.11953 | 0.12984 | 0.042895 | 0.11953 | 0.12984 | 0.0097268 | 0.026506 | -0.086732 | -0.0097022 | -0.025675 | 0.090039 | 0.057612 | -0.077067 | -0.041659 | -0.057613 | 0.081376 | 0.045678 | -78.1001 | -42.5263 | -106.5801 | 101.8999 | 137.4736 | 73.4199 |  | 1.3621 | 0.68181 | 0.74103 | 1.362 | 0.71387 | 0.77757 | 2.3168 | -113.5466 | 99.0758 | 2.3409 | -115.0156 | 100.3192
Line10_11_12 | 0.17224 | 0.47024 | 0.50402 | 0.17224 | 0.47024 | 0.50402 | 0.039777 | 0.1086 | 0.1164 | 0.039777 | 0.1086 | 0.1164 | 0.01328 | 0.021258 | -0.084134 | -0.013278 | -0.020557 | 0.08681 | 0.05248 | -0.077551 | -0.041531 | -0.052458 | 0.081081 | 0.044737 | -73.4902 | -41.3687 | -104.95 | 106.5098 | 138.6313 | 75.05 |  | 1.361 | 0.74046 | 0.80608 | 1.3604 | 0.77025 | 0.83901 | 2.3091 | -116.0391 | 101.3222 | 2.3053 | -117.142 | 102.314
Line11_12_13 | 0.17224 | 0.47024 | 0.50402 | 0.17224 | 0.47024 | 0.50402 | 0.039777 | 0.1086 | 0.1164 | 0.039777 | 0.1086 | 0.1164 | 0.013278 | 0.020557 | -0.08681 | -0.013276 | -0.019855 | 0.089486 | 0.052458 | -0.081081 | -0.044737 | -0.052435 | 0.084612 | 0.047943 | -73.4902 | -41.3687 | -104.95 | 106.5098 | 138.6313 | 75.05 |  | 1.3604 | 0.77025 | 0.83901 | 1.3598 | 0.8003 | 0.87218 | 2.3053 | -117.142 | 102.314 | 2.3015 | -118.1625 | 103.2306
Line12_13_15 | 0 | 0 | 0 | 0 | 0 | 0 | 0 | 0 | 0 | 0 | 0 | 0 | -1.5073e-08 | -4.2552e-08 | 5.7155e-08 | 8.7486e-09 | 2.9246e-08 | -3.7524e-08 | -9.0512e-08 | 3.6124e-08 | 2.023e-09 | 6.0561e-08 | -2.3979e-08 | -2.3636e-09 | 0 | 0 | 0 | 0 | 0 | 0 |  | 1.3598 | 0.8003 | 0.87218 | 1.3598 | 0.8003 | 0.87218 | 2.3015 | -118.1625 | 103.2306 | 2.3015 | -118.1625 | 103.2306
Line13_13_14 | 0.17224 | 0.47024 | 0.50402 | 0.17224 | 0.47024 | 0.50402 | 0.039777 | 0.1086 | 0.1164 | 0.039777 | 0.1086 | 0.1164 | 0.013276 | 0.019855 | -0.089486 | -0.013274 | -0.019154 | 0.092163 | 0.052435 | -0.084612 | -0.047943 | -0.052412 | 0.088143 | 0.05115 | -73.4902 | -41.3688 | -104.95 | 106.5098 | 138.6312 | 75.05 |  | 1.3598 | 0.8003 | 0.87218 | 1.3593 | 0.83059 | 0.90556 | 2.3015 | -118.1625 | 103.2306 | 2.2976 | -119.1087 | 104.0799
Line14_15_16 | 0 | 0 | 0 | 0 | 0 | 0 | 0 | 0 | 0 | 0 | 0 | 0 | -1.0049e-08 | -2.8368e-08 | 3.8103e-08 | 3.7244e-09 | 1.5062e-08 | -1.8473e-08 | -6.0341e-08 | 2.4083e-08 | 1.3487e-09 | 3.0391e-08 | -1.1938e-08 | -1.6893e-09 | 0 | 0 | 0 | 0 | 0 | 0 |  | 1.3598 | 0.8003 | 0.87218 | 1.3598 | 0.8003 | 0.87218 | 2.3015 | -118.1625 | 103.2306 | 2.3015 | -118.1625 | 103.2306
Line15_16_17 | 0 | 0 | 0 | 0 | 0 | 0 | 0 | 0 | 0 | 0 | 0 | 0 | -5.0243e-09 | -1.4184e-08 | 1.9052e-08 | -1.2999e-09 | 8.7778e-10 | 5.7896e-10 | -3.0171e-08 | 1.2041e-08 | 6.7434e-10 | 2.2025e-10 | 1.0351e-10 | -1.015e-09 | 0 | 0 | 0 | 0 | 0 | 0 |  | 1.3598 | 0.8003 | 0.87218 | 1.3598 | 0.8003 | 0.87218 | 2.3015 | -118.1625 | 103.2306 | 2.3015 | -118.1624 | 103.2306
Line16_4_18 | 0 | 3.995 | 4.4662 | 0 | 3.995 | 4.4662 | 0 | 0.9226 | 1.0314 | 0 | 0.9226 | 1.0314 | -9.6291e-10 | 0.1048 | 0.23132 | -7.3615e-10 | 1.3236e-13 | 9.5915e-14 | -4.3365e-08 | 0.32621 | 0.34602 | 3.6945e-10 | -4.4733e-14 | -4.1579e-14 | 0 | 172.2964 | 43.9561 | 0 | -7.7036 | -136.0439 |  | 1.3135 | 0.37138 | 0.40354 | 1.2568 | 0 | 0 | 3.3212 | -115.5133 | 100.1927 | 4.1795 | 0 | 0
Line17_5_19 | 0 | 0 | 0 | 0 | 0 | 0 | 0 | 0 | 0 | 0 | 0 | 0 | -3.3408e-09 | -1.6758e-08 | 1.9606e-08 | -1.3134e-09 | 1.028e-09 | 7.7826e-10 | -3.7401e-08 | 9.9056e-09 | 9.3349e-10 | 2.2208e-10 | 3.0908e-10 | -1.0674e-09 | 0 | 0 | 0 | 0 | 0 | 0 |  | 1.3621 | 0.68181 | 0.74103 | 1.3621 | 0.68181 | 0.74103 | 2.3168 | -113.5466 | 99.0758 | 2.3168 | -113.5466 | 99.0758
Line1_1_3 | 0.17224 | 0.47024 | 0.50402 | 0.17224 | 0.47024 | 0.50402 | 0.039777 | 0.1086 | 0.1164 | 0.039777 | 0.1086 | 0.1164 | 0.013284 | 0.022662 | -0.078781 | -0.013282 | -0.02196 | 0.081457 | 0.052526 | -0.070489 | -0.035118 | -0.052503 | 0.07402 | 0.038324 | -73.4902 | -41.3687 | -104.95 | 106.5098 | 138.6313 | 75.05 |  | 1.3621 | 0.68181 | 0.74103 | 1.3615 | 0.71097 | 0.7734 | 2.3168 | -113.5466 | 99.0758 | 2.313 | -114.8443 | 100.2462
Line2_1_4 | 0.19517 | 3.2915 | 3.6359 | 0.19517 | 3.2915 | 3.6359 | 0.045072 | 0.76013 | 0.83969 | 0.045072 | 0.76013 | 0.83969 | -0.020827 | 0.19699 | 0.3194 | 0.021058 | -0.1162 | -0.16823 | 0.057751 | 0.47937 | 0.534 | -0.055331 | -0.25727 | -0.29413 | -107.5148 | 178.7926 | 39.961 | 72.4852 | -1.2073 | -140.0391 |  | 1.3621 | 0.68181 | 0.74103 | 1.3135 | 0.37138 | 0.40354 | 2.3168 | -113.5466 | 99.0758 | 3.3212 | -115.5133 | 100.1927
Line3_1_5 | 0 | 0 | 0 | 0 | 0 | 0 | 0 | 0 | 0 | 0 | 0 | 0 | -6.6816e-09 | -3.3516e-08 | 3.9212e-08 | 2.0273e-09 | 1.7786e-08 | -1.8828e-08 | -7.4802e-08 | 1.9811e-08 | 1.867e-09 | 3.7623e-08 | -9.5965e-09 | -2.0009e-09 | 0 | 0 | 0 | 0 | 0 | 0 |  | 1.3621 | 0.68181 | 0.74103 | 1.3621 | 0.68181 | 0.74103 | 2.3168 | -113.5466 | 99.0758 | 2.3168 | -113.5466 | 99.0758
Line4_2_6 | 0.18574 | 0.51759 | 0.56224 | 0.18574 | 0.51759 | 0.56224 | 0.042895 | 0.11953 | 0.12984 | 0.042895 | 0.11953 | 0.12984 | 0.0097022 | 0.025675 | -0.090039 | -0.0096776 | -0.024843 | 0.093346 | 0.057613 | -0.081376 | -0.045678 | -0.057615 | 0.085685 | 0.049697 | -78.1001 | -42.5264 | -106.5801 | 101.8999 | 137.4736 | 73.4199 |  | 1.362 | 0.71387 | 0.77757 | 1.362 | 0.74636 | 0.81445 | 2.3409 | -115.0156 | 100.3192 | 2.365 | -116.3576 | 101.4505
Line5_6_7 | 0.18574 | 0.51759 | 0.56224 | 0.18574 | 0.51759 | 0.56224 | 0.042895 | 0.11953 | 0.12984 | 0.042895 | 0.11953 | 0.12984 | 0.0096776 | 0.024843 | -0.093346 | -0.009653 | -0.024012 | 0.096654 | 0.057615 | -0.085685 | -0.049697 | -0.057617 | 0.089995 | 0.053716 | -78.1001 | -42.5264 | -106.5801 | 101.8999 | 137.4736 | 73.4199 |  | 1.362 | 0.74636 | 0.81445 | 1.3619 | 0.77923 | 0.85162 | 2.365 | -116.3576 | 101.4505 | 2.3891 | -117.5869 | 102.4834
Line6_7_8 | 0 | 0 | 0 | 0 | 0 | 0 | 0 | 0 | 0 | 0 | 0 | 0 | -1.471e-08 | -4.3969e-08 | 5.8026e-08 | 8.4936e-09 | 3.0226e-08 | -3.8068e-08 | -9.4627e-08 | 3.57e-08 | 1.9169e-09 | 6.3314e-08 | -2.3667e-08 | -2.3117e-09 | 0 | 0 | 0 | 0 | 0 | 0 |  | 1.3619 | 0.77923 | 0.85162 | 1.3619 | 0.77923 | 0.85162 | 2.3891 | -117.5869 | 102.4834 | 2.3891 | -117.5869 | 102.4834
Line7_8_9 | 0 | 0 | 0 | 0 | 0 | 0 | 0 | 0 | 0 | 0 | 0 | 0 | -4.9032e-09 | -1.4656e-08 | 1.9342e-08 | -1.3128e-09 | 9.1371e-10 | 6.1632e-10 | -3.1542e-08 | 1.19e-08 | 6.3895e-10 | 2.2899e-10 | 1.3233e-10 | -1.0338e-09 | 0 | 0 | 0 | 0 | 0 | 0 |  | 1.3619 | 0.77923 | 0.85162 | 1.3619 | 0.77923 | 0.85162 | 2.3891 | -117.5869 | 102.4834 | 2.3891 | -117.5869 | 102.4834
Line8_8_10 | 0 | 0 | 0 | 0 | 0 | 0 | 0 | 0 | 0 | 0 | 0 | 0 | -4.9032e-09 | -1.4656e-08 | 1.9342e-08 | -1.3128e-09 | 9.1371e-10 | 6.1632e-10 | -3.1542e-08 | 1.19e-08 | 6.3895e-10 | 2.2899e-10 | 1.3233e-10 | -1.0338e-09 | 0 | 0 | 0 | 0 | 0 | 0 |  | 1.3619 | 0.77923 | 0.85162 | 1.3619 | 0.77923 | 0.85162 | 2.3891 | -117.5869 | 102.4834 | 2.3891 | -117.5869 | 102.4834
Line9_3_11 | 0.17224 | 0.47024 | 0.50402 | 0.17224 | 0.47024 | 0.50402 | 0.039777 | 0.1086 | 0.1164 | 0.039777 | 0.1086 | 0.1164 | 0.013282 | 0.02196 | -0.081457 | -0.01328 | -0.021258 | 0.084134 | 0.052503 | -0.07402 | -0.038324 | -0.05248 | 0.077551 | 0.041531 | -73.4902 | -41.3687 | -104.95 | 106.5098 | 138.6313 | 75.05 |  | 1.3615 | 0.71097 | 0.7734 | 1.361 | 0.74046 | 0.80608 | 2.313 | -114.8443 | 100.2462 | 2.3091 | -116.0391 | 101.3222

## LLG_max_fault_6
name | pf_ikss_a_from_ka | pf_ikss_b_from_ka | pf_ikss_c_from_ka | pf_ikss_a_to_ka | pf_ikss_b_to_ka | pf_ikss_c_to_ka | pf_skss_a_from_mw | pf_skss_b_from_mw | pf_skss_c_from_mw | pf_skss_a_to_mw | pf_skss_b_to_mw | pf_skss_c_to_mw | pf_p_a_from_mw | pf_p_b_from_mw | pf_p_c_from_mw | pf_p_a_to_mw | pf_p_b_to_mw | pf_p_c_to_mw | pf_q_a_from_mvar | pf_q_b_from_mvar | pf_q_c_from_mvar | pf_q_a_to_mvar | pf_q_b_to_mvar | pf_q_c_to_mvar | pf_ikss_a_from_degree | pf_ikss_b_from_degree | pf_ikss_c_from_degree | pf_ikss_a_to_degree | pf_ikss_b_to_degree | pf_ikss_c_to_degree | 3xI0 | pf_vm_a_from_pu | pf_vm_b_from_pu | pf_vm_c_from_pu | pf_vm_a_to_pu | pf_vm_b_to_pu | pf_vm_c_to_pu | pf_va_a_from_degree | pf_va_b_from_degree | pf_va_c_from_degree | pf_va_a_to_degree | pf_va_b_to_degree | pf_va_c_to_degree
Line0_1_2 | 0.11709 | 0.12328 | 0.11982 | 0.11709 | 0.12328 | 0.11982 | 0.02704 | 0.028471 | 0.02767 | 0.02704 | 0.028471 | 0.02767 | -0.0011263 | -0.0018675 | -0.002821 | 0.001262 | 0.0020162 | 0.0029691 | -0.029385 | -0.030746 | -0.029871 | 0.029664 | 0.031047 | 0.030157 | 92.3916 | -26.4703 | -144.6899 | -87.6084 | 153.5297 | 35.3101 |  | 1.0875 | 1.0819 | 1.0843 | 1.098 | 1.0928 | 1.0951 | 0.19656 | -119.9462 | 119.9151 | -0.044487 | -120.1859 | 119.6871
Line10_11_12 | 0.10444 | 0.10995 | 0.10667 | 0.10444 | 0.10995 | 0.10667 | 0.024118 | 0.025392 | 0.024635 | 0.024118 | 0.025392 | 0.024635 | -0.0011124 | -0.0018563 | -0.002683 | 0.0012201 | 0.0019746 | 0.0028005 | -0.026658 | -0.027901 | -0.027054 | 0.026879 | 0.02814 | 0.027281 | 92.1559 | -26.5661 | -144.8269 | -87.8441 | 153.4339 | 35.1731 |  | 1.1062 | 1.1013 | 1.1036 | 1.1156 | 1.111 | 1.1132 | -0.23352 | -120.3725 | 119.5095 | -0.44315 | -120.5801 | 119.312
Line11_12_13 | 0.10444 | 0.10995 | 0.10667 | 0.10444 | 0.10995 | 0.10667 | 0.024118 | 0.025392 | 0.024635 | 0.024118 | 0.025392 | 0.024635 | -0.0012201 | -0.0019746 | -0.0028005 | 0.0013279 | 0.002093 | 0.002918 | -0.026879 | -0.02814 | -0.027281 | 0.027101 | 0.028379 | 0.027507 | 92.1559 | -26.5661 | -144.8269 | -87.8441 | 153.4339 | 35.1731 |  | 1.1156 | 1.111 | 1.1132 | 1.125 | 1.1207 | 1.1229 | -0.44315 | -120.5801 | 119.312 | -0.64928 | -120.7841 | 119.1179
Line12_13_15 | 0 | 0 | 0 | 0 | 0 | 0 | 0 | 0 | 0 | 0 | 0 | 0 | 4.1246e-10 | 7.3132e-10 | 1.559e-09 | -5.8466e-10 | -7.7835e-10 | -1.3398e-09 | -3.1641e-10 | 8.5404e-10 | -1.814e-11 | 1.6186e-10 | -6.284e-10 | -5.4462e-11 | 0 | 0 | 0 | 0 | 0 | 0 |  | 1.125 | 1.1207 | 1.1229 | 1.125 | 1.1207 | 1.1229 | -0.64928 | -120.7841 | 119.1179 | -0.64928 | -120.7841 | 119.1179
Line13_13_14 | 0.10444 | 0.10995 | 0.10667 | 0.10444 | 0.10995 | 0.10667 | 0.024118 | 0.025392 | 0.024635 | 0.024118 | 0.025392 | 0.024635 | -0.0013279 | -0.002093 | -0.002918 | 0.0014357 | 0.0022113 | 0.0030355 | -0.027101 | -0.028379 | -0.027507 | 0.027322 | 0.028617 | 0.027734 | 92.1559 | -26.5661 | -144.8269 | -87.8441 | 153.4339 | 35.1731 |  | 1.125 | 1.1207 | 1.1229 | 1.1344 | 1.1304 | 1.1325 | -0.64928 | -120.7841 | 119.1179 | -0.85199 | -120.9846 | 118.927
Line14_15_16 | 0 | 0 | 0 | 0 | 0 | 0 | 0 | 0 | 0 | 0 | 0 | 0 | 2.7498e-10 | 4.8754e-10 | 1.0393e-09 | -4.4717e-10 | -5.3458e-10 | -8.2011e-10 | -2.1094e-10 | 5.6936e-10 | -1.2093e-11 | 5.6387e-11 | -3.4372e-10 | -6.0508e-11 | 0 | 0 | 0 | 0 | 0 | 0 |  | 1.125 | 1.1207 | 1.1229 | 1.125 | 1.1207 | 1.1229 | -0.64928 | -120.7841 | 119.1179 | -0.64928 | -120.7841 | 119.1179
Line15_16_17 | 0 | 0 | 0 | 0 | 0 | 0 | 0 | 0 | 0 | 0 | 0 | 0 | 1.3749e-10 | 2.4377e-10 | 5.1967e-10 | -3.0968e-10 | -2.9081e-10 | -3.0044e-10 | -1.0547e-10 | 2.8468e-10 | -6.0466e-12 | -4.9081e-11 | -5.9044e-11 | -6.6555e-11 | 0 | 0 | 0 | 0 | 0 | 0 |  | 1.125 | 1.1207 | 1.1229 | 1.125 | 1.1207 | 1.1229 | -0.64928 | -120.7841 | 119.1179 | -0.64928 | -120.7841 | 119.1179
Line16_4_18 | 0 | 0.035585 | 0.035642 | 0 | 0.035585 | 0.035642 | 0 | 0.0082181 | 0.0082311 | 0 | 0.0082181 | 0.0082311 | -9.2638e-12 | 0.0063395 | 0.0063669 | -1.9846e-10 | -0.0063315 | -0.0063516 | -2.6575e-10 | 0.0063566 | 0.0063731 | 4.585e-12 | -0.0063315 | -0.0063516 | 0 | -165.214 | 74.7558 | 0 | 14.786 | -105.2442 |  | 1.0998 | 1.0924 | 1.0945 | 1.0992 | 1.0896 | 1.0913 | 0.071355 | -120.1369 | 119.7835 | 0.062074 | -120.214 | 119.7558
Line17_5_19 | 0 | 0 | 0 | 0 | 0 | 0 | 0 | 0 | 0 | 0 | 0 | 0 | -3.5826e-11 | 4.3878e-11 | 4.047e-10 | -1.4971e-10 | -1.2654e-10 | -1.365e-10 | -2.1818e-10 | 2.5752e-10 | -5.3732e-11 | 1.4364e-11 | 3.9138e-12 | -6.1846e-12 | 0 | 0 | 0 | 0 | 0 | 0 |  | 1.0875 | 1.0819 | 1.0843 | 1.0875 | 1.0819 | 1.0843 | 0.19656 | -119.9462 | 119.9151 | 0.19656 | -119.9462 | 119.9151
Line1_1_3 | 0.10444 | 0.10995 | 0.10667 | 0.10444 | 0.10995 | 0.10667 | 0.024118 | 0.025392 | 0.024635 | 0.024118 | 0.025392 | 0.024635 | -0.00089681 | -0.0016197 | -0.002448 | 0.0010046 | 0.001738 | 0.0025655 | -0.026214 | -0.027423 | -0.0266 | 0.026436 | 0.027662 | 0.026827 | 92.1559 | -26.5661 | -144.8269 | -87.8441 | 153.4339 | 35.1731 |  | 1.0875 | 1.0819 | 1.0843 | 1.0969 | 1.0916 | 1.0939 | 0.19656 | -119.9462 | 119.9151 | -0.020316 | -120.1612 | 119.7105
Line2_1_4 | 0.13198 | 0.11143 | 0.10811 | 0.13198 | 0.11143 | 0.10811 | 0.03048 | 0.025733 | 0.024966 | 0.03048 | 0.025733 | 0.024966 | -0.0093 | -0.0039327 | -0.0050258 | 0.0094751 | 0.0040635 | 0.0051344 | -0.031817 | -0.027562 | -0.026601 | 0.032154 | 0.027816 | 0.026838 | 106.4903 | -21.8257 | -139.386 | -73.5097 | 158.1743 | 40.614 |  | 1.0875 | 1.0819 | 1.0843 | 1.0998 | 1.0924 | 1.0945 | 0.19656 | -119.9462 | 119.9151 | 0.071355 | -120.1369 | 119.7835
Line3_1_5 | 0 | 0 | 0 | 0 | 0 | 0 | 0 | 0 | 0 | 0 | 0 | 0 | -7.1651e-11 | 8.7757e-11 | 8.0939e-10 | -1.1389e-10 | -1.7042e-10 | -5.4119e-10 | -4.3637e-10 | 5.1504e-10 | -1.0746e-10 | 2.3255e-10 | -2.5361e-10 | 4.7547e-11 | 0 | 0 | 0 | 0 | 0 | 0 |  | 1.0875 | 1.0819 | 1.0843 | 1.0875 | 1.0819 | 1.0843 | 0.19656 | -119.9462 | 119.9151 | 0.19656 | -119.9462 | 119.9151
Line4_2_6 | 0.11709 | 0.12328 | 0.11982 | 0.11709 | 0.12328 | 0.11982 | 0.02704 | 0.028471 | 0.02767 | 0.02704 | 0.028471 | 0.02767 | -0.001262 | -0.0020162 | -0.0029691 | 0.0013977 | 0.0021648 | 0.0031172 | -0.029664 | -0.031047 | -0.030157 | 0.029943 | 0.031347 | 0.030442 | 92.3916 | -26.4703 | -144.6899 | -87.6084 | 153.5297 | 35.3101 |  | 1.098 | 1.0928 | 1.0951 | 1.1086 | 1.1036 | 1.1059 | -0.044487 | -120.1859 | 119.6871 | -0.28096 | -120.4209 | 119.4636
Line5_6_7 | 0.11709 | 0.12328 | 0.11982 | 0.11709 | 0.12328 | 0.11982 | 0.02704 | 0.028471 | 0.02767 | 0.02704 | 0.028471 | 0.02767 | -0.0013977 | -0.0021648 | -0.0031172 | 0.0015334 | 0.0023135 | 0.0032653 | -0.029943 | -0.031347 | -0.030442 | 0.030221 | 0.031647 | 0.030728 | 92.3916 | -26.4703 | -144.6899 | -87.6084 | 153.5297 | 35.3101 |  | 1.1086 | 1.1036 | 1.1059 | 1.1191 | 1.1145 | 1.1168 | -0.28096 | -120.4209 | 119.4636 | -0.51299 | -120.6513 | 119.2444
Line6_7_8 | 0 | 0 | 0 | 0 | 0 | 0 | 0 | 0 | 0 | 0 | 0 | 0 | 3.2144e-10 | 6.367e-10 | 1.5062e-09 | -4.9794e-10 | -6.8846e-10 | -1.2779e-09 | -3.7197e-10 | 8.4626e-10 | -4.7078e-11 | 2.094e-10 | -6.1295e-10 | -2.5313e-11 | 0 | 0 | 0 | 0 | 0 | 0 |  | 1.1191 | 1.1145 | 1.1168 | 1.1191 | 1.1145 | 1.1168 | -0.51299 | -120.6513 | 119.2444 | -0.51299 | -120.6513 | 119.2444
Line7_8_9 | 0 | 0 | 0 | 0 | 0 | 0 | 0 | 0 | 0 | 0 | 0 | 0 | 1.0715e-10 | 2.1223e-10 | 5.0207e-10 | -2.8365e-10 | -2.6399e-10 | -2.7381e-10 | -1.2399e-10 | 2.8209e-10 | -1.5693e-11 | -3.8575e-11 | -4.8777e-11 | -5.6698e-11 | 0 | 0 | 0 | 0 | 0 | 0 |  | 1.1191 | 1.1145 | 1.1168 | 1.1191 | 1.1145 | 1.1168 | -0.51299 | -120.6513 | 119.2444 | -0.51299 | -120.6513 | 119.2444
Line8_8_10 | 0 | 0 | 0 | 0 | 0 | 0 | 0 | 0 | 0 | 0 | 0 | 0 | 1.0715e-10 | 2.1223e-10 | 5.0207e-10 | -2.8365e-10 | -2.6399e-10 | -2.7381e-10 | -1.2399e-10 | 2.8209e-10 | -1.5693e-11 | -3.8575e-11 | -4.8777e-11 | -5.6698e-11 | 0 | 0 | 0 | 0 | 0 | 0 |  | 1.1191 | 1.1145 | 1.1168 | 1.1191 | 1.1145 | 1.1168 | -0.51299 | -120.6513 | 119.2444 | -0.51299 | -120.6513 | 119.2444
Line9_3_11 | 0.10444 | 0.10995 | 0.10667 | 0.10444 | 0.10995 | 0.10667 | 0.024118 | 0.025392 | 0.024635 | 0.024118 | 0.025392 | 0.024635 | -0.0010046 | -0.001738 | -0.0025655 | 0.0011124 | 0.0018563 | 0.002683 | -0.026436 | -0.027662 | -0.026827 | 0.026658 | 0.027901 | 0.027054 | 92.1559 | -26.5661 | -144.8269 | -87.8441 | 153.4339 | 35.1731 |  | 1.0969 | 1.0916 | 1.0939 | 1.1062 | 1.1013 | 1.1036 | -0.020316 | -120.1612 | 119.7105 | -0.23352 | -120.3725 | 119.5095

## LLG_max_fault_10
name | pf_ikss_a_from_ka | pf_ikss_b_from_ka | pf_ikss_c_from_ka | pf_ikss_a_to_ka | pf_ikss_b_to_ka | pf_ikss_c_to_ka | pf_skss_a_from_mw | pf_skss_b_from_mw | pf_skss_c_from_mw | pf_skss_a_to_mw | pf_skss_b_to_mw | pf_skss_c_to_mw | pf_p_a_from_mw | pf_p_b_from_mw | pf_p_c_from_mw | pf_p_a_to_mw | pf_p_b_to_mw | pf_p_c_to_mw | pf_q_a_from_mvar | pf_q_b_from_mvar | pf_q_c_from_mvar | pf_q_a_to_mvar | pf_q_b_to_mvar | pf_q_c_to_mvar | pf_ikss_a_from_degree | pf_ikss_b_from_degree | pf_ikss_c_from_degree | pf_ikss_a_to_degree | pf_ikss_b_to_degree | pf_ikss_c_to_degree | 3xI0 | pf_vm_a_from_pu | pf_vm_b_from_pu | pf_vm_c_from_pu | pf_vm_a_to_pu | pf_vm_b_to_pu | pf_vm_c_to_pu | pf_va_a_from_degree | pf_va_b_from_degree | pf_va_c_from_degree | pf_va_a_to_degree | pf_va_b_to_degree | pf_va_c_to_degree
Line0_1_2 | 0.11782 | 0.12432 | 0.12071 | 0.11782 | 0.12432 | 0.12071 | 0.027209 | 0.028711 | 0.027876 | 0.027209 | 0.028711 | 0.027876 | -0.0011951 | -0.0020084 | -0.0030551 | 0.0013325 | 0.0021594 | 0.0032056 | -0.030985 | -0.032481 | -0.031523 | 0.031267 | 0.032787 | 0.031813 | 92.4064 | -26.4138 | -144.5599 | -87.5936 | 153.5862 | 35.4401 |  | 1.1396 | 1.1335 | 1.1361 | 1.1502 | 1.1444 | 1.147 | 0.19751 | -119.952 | 119.9045 | -0.033812 | -120.182 | 119.6862
Line10_11_12 | 0.10552 | 0.11133 | 0.10791 | 0.10552 | 0.11133 | 0.10791 | 0.024369 | 0.025711 | 0.02492 | 0.024369 | 0.025711 | 0.02492 | -0.0011769 | -0.001994 | -0.0029063 | 0.0012869 | 0.0021152 | 0.0030267 | -0.028207 | -0.02958 | -0.02865 | 0.028434 | 0.029824 | 0.028882 | 92.1722 | -26.5062 | -144.6932 | -87.8279 | 153.4938 | 35.3068 |  | 1.1585 | 1.1531 | 1.1556 | 1.168 | 1.1629 | 1.1653 | -0.21698 | -120.3627 | 119.5145 | -0.41918 | -120.5629 | 119.3244
Line11_12_13 | 0.10552 | 0.11133 | 0.10791 | 0.10552 | 0.11133 | 0.10791 | 0.024369 | 0.025711 | 0.02492 | 0.024369 | 0.025711 | 0.02492 | -0.0012869 | -0.0021152 | -0.0030267 | 0.0013968 | 0.0022364 | 0.003147 | -0.028434 | -0.029824 | -0.028882 | 0.02866 | 0.030069 | 0.029114 | 92.1722 | -26.5062 | -144.6932 | -87.8278 | 153.4938 | 35.3068 |  | 1.168 | 1.1629 | 1.1653 | 1.1775 | 1.1727 | 1.1751 | -0.41918 | -120.5629 | 119.3244 | -0.61813 | -120.7598 | 119.1375
Line12_13_15 | 0 | 0 | 0 | 0 | 0 | 0 | 0 | 0 | 0 | 0 | 0 | 0 | 4.1148e-10 | 7.7545e-10 | 1.7297e-09 | -6.0922e-10 | -8.3011e-10 | -1.4773e-09 | -3.8114e-10 | 9.6656e-10 | -3.5007e-11 | 2.0286e-10 | -7.0709e-10 | -4.8008e-11 | 0 | 0 | 0 | 0 | 0 | 0 |  | 1.1775 | 1.1727 | 1.1751 | 1.1775 | 1.1727 | 1.1751 | -0.61813 | -120.7598 | 119.1375 | -0.61813 | -120.7598 | 119.1375
Line13_13_14 | 0.10552 | 0.11133 | 0.10791 | 0.10552 | 0.11133 | 0.10791 | 0.024369 | 0.025711 | 0.02492 | 0.024369 | 0.025711 | 0.02492 | -0.0013968 | -0.0022364 | -0.003147 | 0.0015068 | 0.0023576 | 0.0032674 | -0.02866 | -0.030069 | -0.029114 | 0.028887 | 0.030314 | 0.029346 | 92.1722 | -26.5062 | -144.6932 | -87.8278 | 153.4938 | 35.3068 |  | 1.1775 | 1.1727 | 1.1751 | 1.187 | 1.1826 | 1.1849 | -0.61813 | -120.7598 | 119.1375 | -0.81389 | -120.9533 | 118.9536
Line14_15_16 | 0 | 0 | 0 | 0 | 0 | 0 | 0 | 0 | 0 | 0 | 0 | 0 | 2.7432e-10 | 5.1696e-10 | 1.1531e-09 | -4.7206e-10 | -5.7163e-10 | -9.0074e-10 | -2.5409e-10 | 6.4437e-10 | -2.3338e-11 | 7.581e-11 | -3.849e-10 | -5.9677e-11 | 0 | 0 | 0 | 0 | 0 | 0 |  | 1.1775 | 1.1727 | 1.1751 | 1.1775 | 1.1727 | 1.1751 | -0.61813 | -120.7598 | 119.1375 | -0.61813 | -120.7598 | 119.1375
Line15_16_17 | 0 | 0 | 0 | 0 | 0 | 0 | 0 | 0 | 0 | 0 | 0 | 0 | 1.3716e-10 | 2.5848e-10 | 5.7657e-10 | -3.349e-10 | -3.1314e-10 | -3.2417e-10 | -1.2705e-10 | 3.2219e-10 | -1.1669e-11 | -5.1236e-11 | -6.2719e-11 | -7.1346e-11 | 0 | 0 | 0 | 0 | 0 | 0 |  | 1.1775 | 1.1727 | 1.1751 | 1.1775 | 1.1727 | 1.1751 | -0.61813 | -120.7598 | 119.1375 | -0.61813 | -120.7598 | 119.1375
Line16_4_18 | 0 | 0.037262 | 0.037324 | 0 | 0.037262 | 0.037324 | 0 | 0.0086052 | 0.0086196 | 0 | 0.0086052 | 0.0086196 | -2.0059e-11 | 0.0069509 | 0.0069822 | -2.1649e-10 | -0.0069422 | -0.0069655 | -3.0099e-10 | 0.0069696 | 0.006989 | 5.2841e-12 | -0.0069422 | -0.0069655 | 0 | -165.2177 | 74.7474 | 0 | 14.7823 | -105.2526 |  | 1.1519 | 1.1439 | 1.1461 | 1.1513 | 1.1409 | 1.1428 | 0.074471 | -120.1405 | 119.7751 | 0.065199 | -120.2177 | 119.7474
Line17_5_19 | 0 | 0 | 0 | 0 | 0 | 0 | 0 | 0 | 0 | 0 | 0 | 0 | -4.6629e-11 | 4.504e-11 | 4.5674e-10 | -1.6559e-10 | -1.391e-10 | -1.5046e-10 | -2.4847e-10 | 2.949e-10 | -6.1199e-11 | 1.5845e-11 | 3.8337e-12 | -7.6376e-12 | 0 | 0 | 0 | 0 | 0 | 0 |  | 1.1396 | 1.1335 | 1.1361 | 1.1396 | 1.1335 | 1.1361 | 0.19751 | -119.952 | 119.9045 | 0.19751 | -119.952 | 119.9045
Line1_1_3 | 0.10552 | 0.11133 | 0.10791 | 0.10552 | 0.11133 | 0.10791 | 0.024369 | 0.025711 | 0.02492 | 0.024369 | 0.025711 | 0.02492 | -0.00095691 | -0.0017516 | -0.0026655 | 0.0010669 | 0.0018728 | 0.0027859 | -0.027755 | -0.02909 | -0.028186 | 0.027981 | 0.029335 | 0.028418 | 92.1722 | -26.5062 | -144.6932 | -87.8279 | 153.4938 | 35.3068 |  | 1.1396 | 1.1335 | 1.1361 | 1.1491 | 1.1433 | 1.1458 | 0.19751 | -119.952 | 119.9045 | -0.01144 | -120.1591 | 119.7079
Line2_1_4 | 0.13213 | 0.11065 | 0.10712 | 0.13213 | 0.11065 | 0.10712 | 0.030514 | 0.025554 | 0.024739 | 0.030514 | 0.025554 | 0.024739 | -0.0095919 | -0.0036947 | -0.0048855 | 0.0097674 | 0.003824 | 0.0049915 | -0.033425 | -0.028728 | -0.027679 | 0.033763 | 0.02898 | 0.027911 | 106.2093 | -22.6236 | -140.0855 | -73.7907 | 157.3764 | 39.9145 |  | 1.1396 | 1.1335 | 1.1361 | 1.1519 | 1.1439 | 1.1461 | 0.19751 | -119.952 | 119.9045 | 0.074471 | -120.1405 | 119.7751
Line3_1_5 | 0 | 0 | 0 | 0 | 0 | 0 | 0 | 0 | 0 | 0 | 0 | 0 | -9.3259e-11 | 9.008e-11 | 9.1348e-10 | -1.1896e-10 | -1.8414e-10 | -6.0721e-10 | -4.9694e-10 | 5.8979e-10 | -1.224e-10 | 2.6432e-10 | -2.9106e-10 | 5.3561e-11 | 0 | 0 | 0 | 0 | 0 | 0 |  | 1.1396 | 1.1335 | 1.1361 | 1.1396 | 1.1335 | 1.1361 | 0.19751 | -119.952 | 119.9045 | 0.19751 | -119.952 | 119.9045
Line4_2_6 | 0.11782 | 0.12432 | 0.12071 | 0.11782 | 0.12432 | 0.12071 | 0.027209 | 0.028711 | 0.027876 | 0.027209 | 0.028711 | 0.027876 | -0.0013325 | -0.0021594 | -0.0032056 | 0.0014698 | 0.0023105 | 0.0033561 | -0.031267 | -0.032787 | -0.031813 | 0.03155 | 0.033092 | 0.032103 | 92.4064 | -26.4138 | -144.5599 | -87.5936 | 153.5862 | 35.4401 |  | 1.1502 | 1.1444 | 1.147 | 1.1608 | 1.1554 | 1.1579 | -0.033812 | -120.182 | 119.6862 | -0.26092 | -120.4076 | 119.472
Line5_6_7 | 0.11782 | 0.12432 | 0.12071 | 0.11782 | 0.12432 | 0.12071 | 0.027209 | 0.028711 | 0.027876 | 0.027209 | 0.028711 | 0.027876 | -0.0014698 | -0.0023105 | -0.0033561 | 0.0016071 | 0.0024615 | 0.0035066 | -0.03155 | -0.033092 | -0.032103 | 0.031832 | 0.033398 | 0.032393 | 92.4064 | -26.4138 | -144.5599 | -87.5936 | 153.5862 | 35.4401 |  | 1.1608 | 1.1554 | 1.1579 | 1.1714 | 1.1664 | 1.1688 | -0.26092 | -120.4076 | 119.472 | -0.48391 | -120.629 | 119.2618
Line6_7_8 | 0 | 0 | 0 | 0 | 0 | 0 | 0 | 0 | 0 | 0 | 0 | 0 | 3.1305e-10 | 6.7222e-10 | 1.6736e-09 | -5.1548e-10 | -7.3229e-10 | -1.4111e-09 | -4.4225e-10 | 9.5884e-10 | -6.5703e-11 | 2.5493e-10 | -6.9087e-10 | -1.6931e-11 | 0 | 0 | 0 | 0 | 0 | 0 |  | 1.1714 | 1.1664 | 1.1688 | 1.1714 | 1.1664 | 1.1688 | -0.48391 | -120.629 | 119.2618 | -0.48391 | -120.629 | 119.2618
Line7_8_9 | 0 | 0 | 0 | 0 | 0 | 0 | 0 | 0 | 0 | 0 | 0 | 0 | 1.0435e-10 | 2.2407e-10 | 5.5786e-10 | -3.0678e-10 | -2.8414e-10 | -2.9536e-10 | -1.4742e-10 | 3.1961e-10 | -2.1901e-11 | -3.9903e-11 | -5.1645e-11 | -6.0733e-11 | 0 | 0 | 0 | 0 | 0 | 0 |  | 1.1714 | 1.1664 | 1.1688 | 1.1714 | 1.1664 | 1.1688 | -0.48391 | -120.629 | 119.2618 | -0.48391 | -120.629 | 119.2618
Line8_8_10 | 0 | 0 | 0 | 0 | 0 | 0 | 0 | 0 | 0 | 0 | 0 | 0 | 1.0435e-10 | 2.2407e-10 | 5.5786e-10 | -3.0678e-10 | -2.8414e-10 | -2.9536e-10 | -1.4742e-10 | 3.1961e-10 | -2.1901e-11 | -3.9903e-11 | -5.1645e-11 | -6.0733e-11 | 0 | 0 | 0 | 0 | 0 | 0 |  | 1.1714 | 1.1664 | 1.1688 | 1.1714 | 1.1664 | 1.1688 | -0.48391 | -120.629 | 119.2618 | -0.48391 | -120.629 | 119.2618
Line9_3_11 | 0.10552 | 0.11133 | 0.10791 | 0.10552 | 0.11133 | 0.10791 | 0.024369 | 0.025711 | 0.02492 | 0.024369 | 0.025711 | 0.02492 | -0.0010669 | -0.0018728 | -0.0027859 | 0.0011769 | 0.001994 | 0.0029063 | -0.027981 | -0.029335 | -0.028418 | 0.028207 | 0.02958 | 0.02865 | 92.1722 | -26.5062 | -144.6932 | -87.8279 | 153.4938 | 35.3068 |  | 1.1491 | 1.1433 | 1.1458 | 1.1585 | 1.1531 | 1.1556 | -0.01144 | -120.1591 | 119.7079 | -0.21698 | -120.3627 | 119.5145

## LLG_min_6
name | pf_ikss_a_from_ka | pf_ikss_b_from_ka | pf_ikss_c_from_ka | pf_ikss_a_to_ka | pf_ikss_b_to_ka | pf_ikss_c_to_ka | pf_skss_a_from_mw | pf_skss_b_from_mw | pf_skss_c_from_mw | pf_skss_a_to_mw | pf_skss_b_to_mw | pf_skss_c_to_mw | pf_p_a_from_mw | pf_p_b_from_mw | pf_p_c_from_mw | pf_p_a_to_mw | pf_p_b_to_mw | pf_p_c_to_mw | pf_q_a_from_mvar | pf_q_b_from_mvar | pf_q_c_from_mvar | pf_q_a_to_mvar | pf_q_b_to_mvar | pf_q_c_to_mvar | pf_ikss_a_from_degree | pf_ikss_b_from_degree | pf_ikss_c_from_degree | pf_ikss_a_to_degree | pf_ikss_b_to_degree | pf_ikss_c_to_degree | 3xI0 | pf_vm_a_from_pu | pf_vm_b_from_pu | pf_vm_c_from_pu | pf_vm_a_to_pu | pf_vm_b_to_pu | pf_vm_c_to_pu | pf_va_a_from_degree | pf_va_b_from_degree | pf_va_c_from_degree | pf_va_a_to_degree | pf_va_b_to_degree | pf_va_c_to_degree
Line0_1_2 | 0.012807 | 0.011275 | 0.015428 | 0.012807 | 0.011275 | 0.015429 | 0.0029577 | 0.0026038 | 0.0035631 | 0.0029577 | 0.0026038 | 0.0035631 | -0.000102 | 0.0012436 | -0.0022003 | 0.00010367 | -0.001243 | 0.0022034 | 0.0040924 | -0.0008969 | 3.5262e-05 | -0.0040909 | 0.00089853 | -3.2818e-05 | -90.5875 | -68.212 | -98.3162 | 89.4125 | 111.7877 | 81.6839 |  | 1.3841 | 0.58887 | 0.61761 | 1.3836 | 0.58904 | 0.61846 | 0.84026 | -104.0115 | 80.7656 | 0.86411 | -104.0751 | 80.8306
Line10_11_12 | 0.012776 | 0.011248 | 0.015387 | 0.012776 | 0.011248 | 0.015387 | 0.0029505 | 0.0025975 | 0.0035535 | 0.0029505 | 0.0025976 | 0.0035536 | -9.4448e-05 | 0.0012374 | -0.0022004 | 9.6103e-05 | -0.0012368 | 0.0022035 | 0.0040797 | -0.00090063 | 3.5349e-05 | -0.0040782 | 0.00090225 | -3.2919e-05 | -90.4385 | -68.0899 | -98.1843 | 89.5616 | 111.9098 | 81.8158 |  | 1.3831 | 0.5892 | 0.61931 | 1.3826 | 0.58937 | 0.62016 | 0.88774 | -104.1382 | 80.8953 | 0.91151 | -104.2014 | 80.9599
Line11_12_13 | 0.012776 | 0.011248 | 0.015387 | 0.012776 | 0.011248 | 0.015388 | 0.0029505 | 0.0025976 | 0.0035536 | 0.0029506 | 0.0025976 | 0.0035536 | -9.6105e-05 | 0.0012368 | -0.0022035 | 9.776e-05 | -0.0012362 | 0.0022066 | 0.0040782 | -0.00090225 | 3.2918e-05 | -0.0040767 | 0.00090388 | -3.0487e-05 | -90.4385 | -68.0902 | -98.1842 | 89.5616 | 111.9095 | 81.8159 |  | 1.3826 | 0.58937 | 0.62016 | 1.3821 | 0.58953 | 0.62101 | 0.91151 | -104.2014 | 80.9599 | 0.93529 | -104.2647 | 81.0243
Line12_13_15 | 0 | 0 | 0 | 0 | 0 | 0 | 0 | 0 | 0 | 0 | 0 | 0 | 1.611e-09 | -6.5149e-08 | 6.7199e-08 | -3.2641e-09 | 4.4135e-08 | -4.4532e-08 | -1.5473e-07 | 1.765e-08 | -1.0062e-08 | 1.0323e-07 | -1.121e-08 | 5.3473e-09 | 0 | 0 | 0 | 0 | 0 | 0 |  | 1.3821 | 0.58953 | 0.62101 | 1.3821 | 0.58953 | 0.62101 | 0.93529 | -104.2647 | 81.0243 | 0.93529 | -104.2647 | 81.0243
Line13_13_14 | 0.012777 | 0.011248 | 0.015388 | 0.012777 | 0.011249 | 0.015388 | 0.0029507 | 0.0025977 | 0.0035537 | 0.0029507 | 0.0025977 | 0.0035537 | -9.7764e-05 | 0.0012362 | -0.0022067 | 9.942e-05 | -0.0012356 | 0.0022098 | 0.0040768 | -0.0009039 | 3.0496e-05 | -0.0040753 | 0.00090552 | -2.8065e-05 | -90.4384 | -68.0914 | -98.1839 | 89.5616 | 111.9083 | 81.8162 |  | 1.3821 | 0.58953 | 0.62101 | 1.3815 | 0.5897 | 0.62186 | 0.93529 | -104.2647 | 81.0243 | 0.95909 | -104.3279 | 81.0886
Line14_15_16 | 0 | 0 | 0 | 0 | 0 | 0 | 0 | 0 | 0 | 0 | 0 | 0 | 1.074e-09 | -4.3433e-08 | 4.4799e-08 | -2.7271e-09 | 2.2419e-08 | -2.2132e-08 | -1.0315e-07 | 1.1766e-08 | -6.7079e-09 | 5.1656e-08 | -5.3263e-09 | 1.9933e-09 | 0 | 0 | 0 | 0 | 0 | 0 |  | 1.3821 | 0.58953 | 0.62101 | 1.3821 | 0.58953 | 0.62101 | 0.93529 | -104.2647 | 81.0243 | 0.93529 | -104.2647 | 81.0243
Line15_16_17 | 0 | 0 | 0 | 0 | 0 | 0 | 0 | 0 | 0 | 0 | 0 | 0 | 5.3701e-10 | -2.1716e-08 | 2.24e-08 | -2.1901e-09 | 7.0223e-10 | 2.6763e-10 | -5.1577e-08 | 5.8832e-09 | -3.354e-09 | 7.8582e-11 | 5.5691e-10 | -1.3606e-09 | 0 | 0 | 0 | 0 | 0 | 0 |  | 1.3821 | 0.58953 | 0.62101 | 1.3821 | 0.58953 | 0.62101 | 0.93529 | -104.2647 | 81.0243 | 0.93529 | -104.2647 | 81.0243
Line16_4_18 | 0 | 2.4277 | 2.6111 | 0 | 2.4277 | 2.6111 | 0 | 0.56064 | 0.60301 | 0 | 0.56064 | 0.60301 | 1.6548e-09 | 0.1117 | 0.13191 | -2.1285e-09 | -1.5559e-15 | -2.2968e-14 | -5.2625e-08 | 0.12178 | 0.13198 | 1.0692e-10 | -9.3493e-15 | 5.7471e-15 | 0 | -151.5813 | 35.7892 | 0 | 28.4187 | -144.2108 |  | 1.3782 | 0.29476 | 0.30945 | 1.3727 | 0 | 0 | 1.0723 | -104.1092 | 80.8045 | 1.2813 | 0 | 0
Line17_5_19 | 0 | 0 | 0 | 0 | 0 | 0 | 0 | 0 | 0 | 0 | 0 | 0 | 7.0066e-10 | -2.1855e-08 | 2.2389e-08 | -2.2035e-09 | 7.004e-10 | 2.6774e-10 | -5.1909e-08 | 5.7062e-09 | -3.3459e-09 | 7.0703e-11 | 5.65e-10 | -1.3607e-09 | 0 | 0 | 0 | 0 | 0 | 0 |  | 1.3841 | 0.58887 | 0.61761 | 1.3841 | 0.58887 | 0.61761 | 0.84026 | -104.0115 | 80.7656 | 0.84026 | -104.0115 | 80.7656
Line1_1_3 | 0.012776 | 0.011247 | 0.015387 | 0.012776 | 0.011247 | 0.015387 | 0.0029504 | 0.0025974 | 0.0035535 | 0.0029505 | 0.0025975 | 0.0035535 | -9.1133e-05 | 0.0012387 | -0.0021943 | 9.2788e-05 | -0.001238 | 0.0021974 | 0.0040826 | -0.00089738 | 4.0213e-05 | -0.0040811 | 0.000899 | -3.7783e-05 | -90.4385 | -68.0893 | -98.1844 | 89.5615 | 111.9104 | 81.8157 |  | 1.3841 | 0.58887 | 0.61761 | 1.3836 | 0.58904 | 0.61846 | 0.84026 | -104.0115 | 80.7656 | 0.86399 | -104.0749 | 80.8306
Line2_1_4 | 0.012453 | 2.4251 | 2.5966 | 0.012454 | 2.4251 | 2.5966 | 0.002876 | 0.56006 | 0.59965 | 0.002876 | 0.56006 | 0.59965 | -0.00036005 | 0.22392 | 0.26111 | 0.00037449 | -0.11229 | -0.13074 | 0.0039643 | 0.24213 | 0.26264 | -0.0039459 | -0.12101 | -0.13169 | -94.3493 | -151.2486 | 35.5974 | 85.6508 | 28.7514 | -144.4026 |  | 1.3841 | 0.58887 | 0.61761 | 1.3782 | 0.29476 | 0.30945 | 0.84026 | -104.0115 | 80.7656 | 1.0723 | -104.1092 | 80.8045
Line3_1_5 | 0 | 0 | 0 | 0 | 0 | 0 | 0 | 0 | 0 | 0 | 0 | 0 | 1.4013e-09 | -4.3709e-08 | 4.4779e-08 | -2.9041e-09 | 2.2555e-08 | -2.2122e-08 | -1.0382e-07 | 1.1412e-08 | -6.6918e-09 | 5.1979e-08 | -5.1412e-09 | 1.9852e-09 | 0 | 0 | 0 | 0 | 0 | 0 |  | 1.3841 | 0.58887 | 0.61761 | 1.3841 | 0.58887 | 0.61761 | 0.84026 | -104.0115 | 80.7656 | 0.84026 | -104.0115 | 80.7656
Line4_2_6 | 0.012807 | 0.011275 | 0.015429 | 0.012808 | 0.011275 | 0.015429 | 0.0029577 | 0.0026038 | 0.0035631 | 0.0029578 | 0.0026038 | 0.0035631 | -0.00010367 | 0.001243 | -0.0022034 | 0.00010533 | -0.0012423 | 0.0022065 | 0.0040909 | -0.00089853 | 3.2816e-05 | -0.0040894 | 0.00090016 | -3.0372e-05 | -90.5875 | -68.2123 | -98.3161 | 89.4125 | 111.7874 | 81.684 |  | 1.3836 | 0.58904 | 0.61846 | 1.3831 | 0.5892 | 0.61931 | 0.86411 | -104.0751 | 80.8306 | 0.88797 | -104.1386 | 80.8954
Line5_6_7 | 0.012808 | 0.011275 | 0.015429 | 0.012808 | 0.011275 | 0.015429 | 0.0029578 | 0.0026038 | 0.0035631 | 0.0029578 | 0.0026039 | 0.0035632 | -0.00010533 | 0.0012423 | -0.0022065 | 0.000107 | -0.0012417 | 0.0022096 | 0.0040894 | -0.00090016 | 3.0371e-05 | -0.004088 | 0.0009018 | -2.7927e-05 | -90.5875 | -68.2126 | -98.3161 | 89.4126 | 111.7871 | 81.6841 |  | 1.3831 | 0.5892 | 0.61931 | 1.3826 | 0.58937 | 0.62017 | 0.88797 | -104.1386 | 80.8954 | 0.91186 | -104.202 | 80.9599
Line6_7_8 | 0 | 0 | 0 | 0 | 0 | 0 | 0 | 0 | 0 | 0 | 0 | 0 | 1.732e-09 | -6.5253e-08 | 6.7193e-08 | -3.3481e-09 | 4.4203e-08 | -4.4527e-08 | -1.5498e-07 | 1.7519e-08 | -1.0057e-08 | 1.034e-07 | -1.112e-08 | 5.3437e-09 | 0 | 0 | 0 | 0 | 0 | 0 |  | 1.3826 | 0.58937 | 0.62017 | 1.3826 | 0.58937 | 0.62017 | 0.91186 | -104.202 | 80.9599 | 0.91186 | -104.202 | 80.9599
Line7_8_9 | 0 | 0 | 0 | 0 | 0 | 0 | 0 | 0 | 0 | 0 | 0 | 0 | 5.7733e-10 | -2.1751e-08 | 2.2398e-08 | -2.1934e-09 | 7.0179e-10 | 2.6765e-10 | -5.166e-08 | 5.8396e-09 | -3.3522e-09 | 7.6642e-11 | 5.5891e-10 | -1.3607e-09 | 0 | 0 | 0 | 0 | 0 | 0 |  | 1.3826 | 0.58937 | 0.62017 | 1.3826 | 0.58937 | 0.62017 | 0.91186 | -104.202 | 80.9599 | 0.91186 | -104.202 | 80.9599
Line8_8_10 | 0 | 0 | 0 | 0 | 0 | 0 | 0 | 0 | 0 | 0 | 0 | 0 | 5.7733e-10 | -2.1751e-08 | 2.2398e-08 | -2.1934e-09 | 7.0179e-10 | 2.6765e-10 | -5.166e-08 | 5.8396e-09 | -3.3522e-09 | 7.6642e-11 | 5.5891e-10 | -1.3607e-09 | 0 | 0 | 0 | 0 | 0 | 0 |  | 1.3826 | 0.58937 | 0.62017 | 1.3826 | 0.58937 | 0.62017 | 0.91186 | -104.202 | 80.9599 | 0.91186 | -104.202 | 80.9599
Line9_3_11 | 0.012776 | 0.011247 | 0.015387 | 0.012776 | 0.011248 | 0.015387 | 0.0029505 | 0.0025975 | 0.0035535 | 0.0029505 | 0.0025975 | 0.0035535 | -9.279e-05 | 0.001238 | -0.0021974 | 9.4445e-05 | -0.0012374 | 0.0022004 | 0.0040811 | -0.000899 | 3.7781e-05 | -0.0040796 | 0.00090063 | -3.5351e-05 | -90.4385 | -68.0896 | -98.1844 | 89.5616 | 111.9101 | 81.8157 |  | 1.3836 | 0.58904 | 0.61846 | 1.3831 | 0.5892 | 0.61931 | 0.86399 | -104.0749 | 80.8306 | 0.88774 | -104.1382 | 80.8953

## LLG_min_10
name | pf_ikss_a_from_ka | pf_ikss_b_from_ka | pf_ikss_c_from_ka | pf_ikss_a_to_ka | pf_ikss_b_to_ka | pf_ikss_c_to_ka | pf_skss_a_from_mw | pf_skss_b_from_mw | pf_skss_c_from_mw | pf_skss_a_to_mw | pf_skss_b_to_mw | pf_skss_c_to_mw | pf_p_a_from_mw | pf_p_b_from_mw | pf_p_c_from_mw | pf_p_a_to_mw | pf_p_b_to_mw | pf_p_c_to_mw | pf_q_a_from_mvar | pf_q_b_from_mvar | pf_q_c_from_mvar | pf_q_a_to_mvar | pf_q_b_to_mvar | pf_q_c_to_mvar | pf_ikss_a_from_degree | pf_ikss_b_from_degree | pf_ikss_c_from_degree | pf_ikss_a_to_degree | pf_ikss_b_to_degree | pf_ikss_c_to_degree | 3xI0 | pf_vm_a_from_pu | pf_vm_b_from_pu | pf_vm_c_from_pu | pf_vm_a_to_pu | pf_vm_b_to_pu | pf_vm_c_to_pu | pf_va_a_from_degree | pf_va_b_from_degree | pf_va_c_from_degree | pf_va_a_to_degree | pf_va_b_to_degree | pf_va_c_to_degree
Line0_1_2 | 0.012133 | 0.010681 | 0.014616 | 0.012133 | 0.010681 | 0.014617 | 0.002802 | 0.0024667 | 0.0033755 | 0.0028021 | 0.0024668 | 0.0033756 | -9.1547e-05 | 0.0011161 | -0.0019748 | 9.304e-05 | -0.0011156 | 0.0019776 | 0.003673 | -0.00080497 | 3.1648e-05 | -0.0036716 | 0.00080644 | -2.9454e-05 | -90.5875 | -68.212 | -98.3162 | 89.4125 | 111.7877 | 81.6839 |  | 1.3112 | 0.55788 | 0.5851 | 1.3108 | 0.55804 | 0.58591 | 0.84026 | -104.0115 | 80.7656 | 0.86411 | -104.0751 | 80.8306
Line10_11_12 | 0.012104 | 0.010656 | 0.014577 | 0.012104 | 0.010656 | 0.014578 | 0.0027952 | 0.0024608 | 0.0033665 | 0.0027952 | 0.0024608 | 0.0033665 | -8.4767e-05 | 0.0011106 | -0.0019749 | 8.6253e-05 | -0.00111 | 0.0019777 | 0.0036615 | -0.00080832 | 3.1726e-05 | -0.0036602 | 0.00080978 | -2.9545e-05 | -90.4385 | -68.0899 | -98.1843 | 89.5616 | 111.9098 | 81.8158 |  | 1.3103 | 0.55819 | 0.58671 | 1.3098 | 0.55835 | 0.58752 | 0.88774 | -104.1382 | 80.8953 | 0.91151 | -104.2014 | 80.9599
Line11_12_13 | 0.012104 | 0.010656 | 0.014578 | 0.012104 | 0.010656 | 0.014578 | 0.0027952 | 0.0024608 | 0.0033665 | 0.0027953 | 0.0024609 | 0.0033666 | -8.6255e-05 | 0.00111 | -0.0019777 | 8.7741e-05 | -0.0011095 | 0.0019804 | 0.0036602 | -0.00080978 | 2.9544e-05 | -0.0036588 | 0.00081124 | -2.7362e-05 | -90.4385 | -68.0902 | -98.1842 | 89.5616 | 111.9095 | 81.8159 |  | 1.3098 | 0.55835 | 0.58752 | 1.3093 | 0.55851 | 0.58833 | 0.91151 | -104.2014 | 80.9599 | 0.93529 | -104.2647 | 81.0243
Line12_13_15 | 0 | 0 | 0 | 0 | 0 | 0 | 0 | 0 | 0 | 0 | 0 | 0 | 1.4459e-09 | -5.8472e-08 | 6.0312e-08 | -2.9295e-09 | 3.9612e-08 | -3.9968e-08 | -1.3887e-07 | 1.5841e-08 | -9.0306e-09 | 9.2653e-08 | -1.0061e-08 | 4.7992e-09 | 0 | 0 | 0 | 0 | 0 | 0 |  | 1.3093 | 0.55851 | 0.58833 | 1.3093 | 0.55851 | 0.58833 | 0.93529 | -104.2647 | 81.0243 | 0.93529 | -104.2647 | 81.0243
Line13_13_14 | 0.012104 | 0.010656 | 0.014578 | 0.012105 | 0.010656 | 0.014578 | 0.0027954 | 0.002461 | 0.0033667 | 0.0027954 | 0.002461 | 0.0033667 | -8.7744e-05 | 0.0011095 | -0.0019805 | 8.923e-05 | -0.001109 | 0.0019833 | 0.003659 | -0.00081125 | 2.737e-05 | -0.0036577 | 0.00081271 | -2.5189e-05 | -90.4384 | -68.0914 | -98.1839 | 89.5616 | 111.9083 | 81.8162 |  | 1.3093 | 0.55851 | 0.58833 | 1.3088 | 0.55866 | 0.58913 | 0.93529 | -104.2647 | 81.0243 | 0.95909 | -104.3279 | 81.0886
Line14_15_16 | 0 | 0 | 0 | 0 | 0 | 0 | 0 | 0 | 0 | 0 | 0 | 0 | 9.6394e-10 | -3.8981e-08 | 4.0208e-08 | -2.4476e-09 | 2.0121e-08 | -1.9864e-08 | -9.2582e-08 | 1.056e-08 | -6.0204e-09 | 4.6362e-08 | -4.7804e-09 | 1.789e-09 | 0 | 0 | 0 | 0 | 0 | 0 |  | 1.3093 | 0.55851 | 0.58833 | 1.3093 | 0.55851 | 0.58833 | 0.93529 | -104.2647 | 81.0243 | 0.93529 | -104.2647 | 81.0243
Line15_16_17 | 0 | 0 | 0 | 0 | 0 | 0 | 0 | 0 | 0 | 0 | 0 | 0 | 4.8197e-10 | -1.9491e-08 | 2.0104e-08 | -1.9656e-09 | 6.3026e-10 | 2.402e-10 | -4.6291e-08 | 5.2802e-09 | -3.0102e-09 | 7.0528e-11 | 4.9983e-10 | -1.2212e-09 | 0 | 0 | 0 | 0 | 0 | 0 |  | 1.3093 | 0.55851 | 0.58833 | 1.3093 | 0.55851 | 0.58833 | 0.93529 | -104.2647 | 81.0243 | 0.93529 | -104.2647 | 81.0243
Line16_4_18 | 0 | 2.2999 | 2.4737 | 0 | 2.2999 | 2.4737 | 0 | 0.53114 | 0.57127 | 0 | 0.53114 | 0.57127 | 1.4852e-09 | 0.10025 | 0.11839 | -1.9104e-09 | -1.0246e-15 | -2.0608e-14 | -4.7231e-08 | 0.1093 | 0.11846 | 9.5963e-11 | -8.8322e-15 | 5.6312e-15 | 0 | -151.5813 | 35.7892 | 0 | 28.4187 | -144.2108 |  | 1.3056 | 0.27924 | 0.29317 | 1.3004 | 0 | 0 | 1.0723 | -104.1092 | 80.8045 | 1.2813 | 0 | 0
Line17_5_19 | 0 | 0 | 0 | 0 | 0 | 0 | 0 | 0 | 0 | 0 | 0 | 0 | 6.2885e-10 | -1.9615e-08 | 2.0095e-08 | -1.9776e-09 | 6.2861e-10 | 2.403e-10 | -4.6588e-08 | 5.1213e-09 | -3.003e-09 | 6.3456e-11 | 5.0709e-10 | -1.2212e-09 | 0 | 0 | 0 | 0 | 0 | 0 |  | 1.3112 | 0.55788 | 0.5851 | 1.3112 | 0.55788 | 0.5851 | 0.84026 | -104.0115 | 80.7656 | 0.84026 | -104.0115 | 80.7656
Line1_1_3 | 0.012103 | 0.010655 | 0.014577 | 0.012103 | 0.010655 | 0.014577 | 0.0027951 | 0.0024607 | 0.0033664 | 0.0027952 | 0.0024608 | 0.0033665 | -8.1792e-05 | 0.0011117 | -0.0019694 | 8.3278e-05 | -0.0011112 | 0.0019721 | 0.0036642 | -0.0008054 | 3.6091e-05 | -0.0036628 | 0.00080686 | -3.391e-05 | -90.4385 | -68.0893 | -98.1844 | 89.5615 | 111.9104 | 81.8157 |  | 1.3112 | 0.55788 | 0.5851 | 1.3108 | 0.55804 | 0.58591 | 0.84026 | -104.0115 | 80.7656 | 0.86399 | -104.0749 | 80.8306
Line2_1_4 | 0.011798 | 2.2975 | 2.4599 | 0.011798 | 2.2975 | 2.4599 | 0.0027246 | 0.53058 | 0.56809 | 0.0027247 | 0.53058 | 0.56809 | -0.00032315 | 0.20097 | 0.23434 | 0.00033611 | -0.10078 | -0.11734 | 0.003558 | 0.21731 | 0.23572 | -0.0035415 | -0.1086 | -0.11819 | -94.3493 | -151.2486 | 35.5974 | 85.6508 | 28.7514 | -144.4026 |  | 1.3112 | 0.55788 | 0.5851 | 1.3056 | 0.27924 | 0.29317 | 0.84026 | -104.0115 | 80.7656 | 1.0723 | -104.1092 | 80.8045
Line3_1_5 | 0 | 0 | 0 | 0 | 0 | 0 | 0 | 0 | 0 | 0 | 0 | 0 | 1.2577e-09 | -3.923e-08 | 4.0189e-08 | -2.6065e-09 | 2.0243e-08 | -1.9854e-08 | -9.3177e-08 | 1.0243e-08 | -6.0059e-09 | 4.6652e-08 | -4.6142e-09 | 1.7817e-09 | 0 | 0 | 0 | 0 | 0 | 0 |  | 1.3112 | 0.55788 | 0.5851 | 1.3112 | 0.55788 | 0.5851 | 0.84026 | -104.0115 | 80.7656 | 0.84026 | -104.0115 | 80.7656
Line4_2_6 | 0.012133 | 0.010681 | 0.014617 | 0.012133 | 0.010681 | 0.014617 | 0.0028021 | 0.0024668 | 0.0033756 | 0.0028021 | 0.0024668 | 0.0033756 | -9.3042e-05 | 0.0011156 | -0.0019776 | 9.4535e-05 | -0.001115 | 0.0019803 | 0.0036716 | -0.00080644 | 2.9453e-05 | -0.0036703 | 0.0008079 | -2.7259e-05 | -90.5875 | -68.2123 | -98.3161 | 89.4125 | 111.7874 | 81.684 |  | 1.3108 | 0.55804 | 0.58591 | 1.3103 | 0.55819 | 0.58672 | 0.86411 | -104.0751 | 80.8306 | 0.88797 | -104.1386 | 80.8954
Line5_6_7 | 0.012133 | 0.010681 | 0.014617 | 0.012134 | 0.010682 | 0.014617 | 0.0028021 | 0.0024668 | 0.0033756 | 0.0028021 | 0.0024668 | 0.0033756 | -9.4537e-05 | 0.001115 | -0.0019803 | 9.603e-05 | -0.0011144 | 0.0019831 | 0.0036703 | -0.0008079 | 2.7258e-05 | -0.003669 | 0.00080937 | -2.5064e-05 | -90.5875 | -68.2126 | -98.3161 | 89.4126 | 111.7871 | 81.6841 |  | 1.3103 | 0.55819 | 0.58672 | 1.3098 | 0.55835 | 0.58753 | 0.88797 | -104.1386 | 80.8954 | 0.91186 | -104.202 | 80.9599
Line6_7_8 | 0 | 0 | 0 | 0 | 0 | 0 | 0 | 0 | 0 | 0 | 0 | 0 | 1.5545e-09 | -5.8565e-08 | 6.0306e-08 | -3.0049e-09 | 3.9673e-08 | -3.9964e-08 | -1.391e-07 | 1.5723e-08 | -9.0259e-09 | 9.2799e-08 | -9.9806e-09 | 4.796e-09 | 0 | 0 | 0 | 0 | 0 | 0 |  | 1.3098 | 0.55835 | 0.58753 | 1.3098 | 0.55835 | 0.58753 | 0.91186 | -104.202 | 80.9599 | 0.91186 | -104.202 | 80.9599
Line7_8_9 | 0 | 0 | 0 | 0 | 0 | 0 | 0 | 0 | 0 | 0 | 0 | 0 | 5.1816e-10 | -1.9522e-08 | 2.0102e-08 | -1.9686e-09 | 6.2986e-10 | 2.4021e-10 | -4.6365e-08 | 5.2411e-09 | -3.0086e-09 | 6.8787e-11 | 5.0163e-10 | -1.2212e-09 | 0 | 0 | 0 | 0 | 0 | 0 |  | 1.3098 | 0.55835 | 0.58753 | 1.3098 | 0.55835 | 0.58753 | 0.91186 | -104.202 | 80.9599 | 0.91186 | -104.202 | 80.9599
Line8_8_10 | 0 | 0 | 0 | 0 | 0 | 0 | 0 | 0 | 0 | 0 | 0 | 0 | 5.1816e-10 | -1.9522e-08 | 2.0102e-08 | -1.9686e-09 | 6.2986e-10 | 2.4021e-10 | -4.6365e-08 | 5.2411e-09 | -3.0086e-09 | 6.8787e-11 | 5.0163e-10 | -1.2212e-09 | 0 | 0 | 0 | 0 | 0 | 0 |  | 1.3098 | 0.55835 | 0.58753 | 1.3098 | 0.55835 | 0.58753 | 0.91186 | -104.202 | 80.9599 | 0.91186 | -104.202 | 80.9599
Line9_3_11 | 0.012103 | 0.010655 | 0.014577 | 0.012104 | 0.010656 | 0.014577 | 0.0027952 | 0.0024608 | 0.0033665 | 0.0027952 | 0.0024608 | 0.0033665 | -8.328e-05 | 0.0011112 | -0.0019721 | 8.4765e-05 | -0.0011106 | 0.0019749 | 0.0036628 | -0.00080686 | 3.3909e-05 | -0.0036615 | 0.00080832 | -3.1728e-05 | -90.4385 | -68.0896 | -98.1844 | 89.5616 | 111.9101 | 81.8157 |  | 1.3108 | 0.55804 | 0.58591 | 1.3103 | 0.55819 | 0.58671 | 0.86399 | -104.0749 | 80.8306 | 0.88774 | -104.1382 | 80.8953

## LLG_min_fault_6
name | pf_ikss_a_from_ka | pf_ikss_b_from_ka | pf_ikss_c_from_ka | pf_ikss_a_to_ka | pf_ikss_b_to_ka | pf_ikss_c_to_ka | pf_skss_a_from_mw | pf_skss_b_from_mw | pf_skss_c_from_mw | pf_skss_a_to_mw | pf_skss_b_to_mw | pf_skss_c_to_mw | pf_p_a_from_mw | pf_p_b_from_mw | pf_p_c_from_mw | pf_p_a_to_mw | pf_p_b_to_mw | pf_p_c_to_mw | pf_q_a_from_mvar | pf_q_b_from_mvar | pf_q_c_from_mvar | pf_q_a_to_mvar | pf_q_b_to_mvar | pf_q_c_to_mvar | pf_ikss_a_from_degree | pf_ikss_b_from_degree | pf_ikss_c_from_degree | pf_ikss_a_to_degree | pf_ikss_b_to_degree | pf_ikss_c_to_degree | 3xI0 | pf_vm_a_from_pu | pf_vm_b_from_pu | pf_vm_c_from_pu | pf_vm_a_to_pu | pf_vm_b_to_pu | pf_vm_c_to_pu | pf_va_a_from_degree | pf_va_b_from_degree | pf_va_c_from_degree | pf_va_a_to_degree | pf_va_b_to_degree | pf_va_c_to_degree
Line0_1_2 | 0.00099138 | 0.0010117 | 0.0010258 | 0.00099139 | 0.0010117 | 0.0010258 | 0.00022895 | 0.00023364 | 0.00023689 | 0.00022895 | 0.00023364 | 0.0002369 | 0.00014422 | 5.8351e-05 | -0.00022131 | -0.00014421 | -5.8343e-05 | 0.00022132 | 0.00017056 | -0.00020573 | 4.7157e-05 | -0.00017056 | 0.00020575 | -4.7147e-05 | -48.4451 | -45.3007 | -50.0909 | 131.5549 | 134.6993 | 129.9092 |  | 0.9756 | 0.91529 | 0.95519 | 0.97554 | 0.91533 | 0.95523 | 1.3389 | -119.4661 | 117.8804 | 1.3392 | -119.4694 | 117.8835
Line10_11_12 | 0.00098893 | 0.0010092 | 0.0010232 | 0.00098894 | 0.0010092 | 0.0010232 | 0.00022838 | 0.00023306 | 0.00023629 | 0.00022839 | 0.00023306 | 0.0002363 | 0.00014425 | 5.7707e-05 | -0.00022066 | -0.00014424 | -5.7699e-05 | 0.00022067 | 0.00016978 | -0.00020538 | 4.7543e-05 | -0.00016977 | 0.00020539 | -4.7534e-05 | -48.3073 | -45.1668 | -49.9542 | 131.6927 | 134.8332 | 130.0458 |  | 0.97548 | 0.91536 | 0.95526 | 0.97542 | 0.91539 | 0.95529 | 1.3394 | -119.4725 | 117.8867 | 1.3396 | -119.4757 | 117.8898
Line11_12_13 | 0.00098894 | 0.0010092 | 0.0010232 | 0.00098896 | 0.0010092 | 0.0010232 | 0.00022839 | 0.00023306 | 0.0002363 | 0.00022839 | 0.00023307 | 0.0002363 | 0.00014424 | 5.7699e-05 | -0.00022067 | -0.00014424 | -5.7691e-05 | 0.00022068 | 0.00016977 | -0.00020539 | 4.7533e-05 | -0.00016976 | 0.00020541 | -4.7524e-05 | -48.3074 | -45.1668 | -49.9542 | 131.6926 | 134.8331 | 130.0458 |  | 0.97542 | 0.91539 | 0.95529 | 0.97537 | 0.91543 | 0.95533 | 1.3396 | -119.4757 | 117.8898 | 1.3399 | -119.4789 | 117.8929
Line12_13_15 | 0 | 0 | 0 | 0 | 0 | 0 | 0 | 0 | 0 | 0 | 0 | 0 | -5.3143e-09 | -2.884e-09 | 8.1882e-09 | 3.4512e-09 | 2.0386e-09 | -5.4797e-09 | -6.7193e-09 | 7.5343e-09 | -1.6923e-09 | 4.559e-09 | -4.9939e-09 | 1.0059e-09 | 0 | 0 | 0 | 0 | 0 | 0 |  | 0.97537 | 0.91543 | 0.95533 | 0.97537 | 0.91543 | 0.95533 | 1.3399 | -119.4789 | 117.8929 | 1.3399 | -119.4789 | 117.8929
Line13_13_14 | 0.00098899 | 0.0010092 | 0.0010232 | 0.00098901 | 0.0010093 | 0.0010233 | 0.0002284 | 0.00023307 | 0.00023631 | 0.0002284 | 0.00023308 | 0.00023631 | 0.00014424 | 5.7694e-05 | -0.00022069 | -0.00014424 | -5.7685e-05 | 0.00022071 | 0.00016977 | -0.00020541 | 4.7525e-05 | -0.00016976 | 0.00020543 | -4.7516e-05 | -48.3075 | -45.1671 | -49.9543 | 131.6925 | 134.8329 | 130.0458 |  | 0.97537 | 0.91543 | 0.95533 | 0.97531 | 0.91546 | 0.95536 | 1.3399 | -119.4789 | 117.8929 | 1.3401 | -119.4821 | 117.896
Line14_15_16 | 0 | 0 | 0 | 0 | 0 | 0 | 0 | 0 | 0 | 0 | 0 | 0 | -3.5429e-09 | -1.9226e-09 | 5.4588e-09 | 1.6798e-09 | 1.0772e-09 | -2.7503e-09 | -4.4795e-09 | 5.0229e-09 | -1.1282e-09 | 2.3192e-09 | -2.4824e-09 | 4.4176e-10 | 0 | 0 | 0 | 0 | 0 | 0 |  | 0.97537 | 0.91543 | 0.95533 | 0.97537 | 0.91543 | 0.95533 | 1.3399 | -119.4789 | 117.8929 | 1.3399 | -119.4789 | 117.8929
Line15_16_17 | 0 | 0 | 0 | 0 | 0 | 0 | 0 | 0 | 0 | 0 | 0 | 0 | -1.7714e-09 | -9.6132e-10 | 2.7294e-09 | -9.1645e-11 | 1.1592e-10 | -2.0917e-11 | -2.2398e-09 | 2.5114e-09 | -5.6411e-10 | 7.9444e-11 | 2.9e-11 | -1.2235e-10 | 0 | 0 | 0 | 0 | 0 | 0 |  | 0.97537 | 0.91543 | 0.95533 | 0.97537 | 0.91543 | 0.95533 | 1.3399 | -119.4789 | 117.8929 | 1.3399 | -119.4789 | 117.8929
Line16_4_18 | 0 | 0.02968 | 0.030974 | 0 | 0.02968 | 0.030974 | 0 | 0.0068542 | 0.0071531 | 0 | 0.0068542 | 0.0071531 | -1.7695e-09 | 0.0044175 | 0.0048164 | -8.802e-11 | -0.0044044 | -0.0047969 | -2.3252e-09 | 0.0044232 | 0.004812 | 7.9549e-11 | -0.0044044 | -0.0047969 | 0 | -164.5434 | 72.935 | 0 | 15.4566 | -107.065 |  | 0.97496 | 0.91204 | 0.9518 | 0.97438 | 0.90875 | 0.94838 | 1.3411 | -119.5063 | 117.9091 | 1.343 | -119.5434 | 117.935
Line17_5_19 | 0 | 0 | 0 | 0 | 0 | 0 | 0 | 0 | 0 | 0 | 0 | 0 | -1.77e-09 | -9.7857e-10 | 2.7452e-09 | -9.2498e-11 | 1.1634e-10 | -2.0454e-11 | -2.2599e-09 | 2.5188e-09 | -5.5436e-10 | 7.9407e-11 | 2.9706e-11 | -1.2306e-10 | 0 | 0 | 0 | 0 | 0 | 0 |  | 0.9756 | 0.91529 | 0.95519 | 0.9756 | 0.91529 | 0.95519 | 1.3389 | -119.4661 | 117.8804 | 1.3389 | -119.4661 | 117.8804
Line1_1_3 | 0.0009889 | 0.0010092 | 0.0010232 | 0.00098892 | 0.0010092 | 0.0010232 | 0.00022838 | 0.00023305 | 0.00023629 | 0.00022838 | 0.00023306 | 0.00023629 | 0.00014427 | 5.7724e-05 | -0.00022063 | -0.00014426 | -5.7716e-05 | 0.00022064 | 0.00016979 | -0.00020535 | 4.7563e-05 | -0.00016978 | 0.00020537 | -4.7553e-05 | -48.3073 | -45.1666 | -49.9542 | 131.6927 | 134.8333 | 130.0458 |  | 0.9756 | 0.91529 | 0.95519 | 0.97554 | 0.91533 | 0.95522 | 1.3389 | -119.4661 | 117.8804 | 1.3392 | -119.4693 | 117.8835
Line2_1_4 | 0.00098397 | 0.029153 | 0.030374 | 0.00098398 | 0.029153 | 0.030374 | 0.00022724 | 0.0067326 | 0.0070145 | 0.00022724 | 0.0067326 | 0.0070145 | 0.0001416 | 0.0044865 | 0.0046111 | -0.0001415 | -0.0044735 | -0.0045924 | 0.00017058 | 0.0042244 | 0.0048611 | -0.00017047 | -0.0042063 | -0.0048461 | -48.964 | -162.743 | 71.3689 | 131.036 | 17.257 | -108.6311 |  | 0.9756 | 0.91529 | 0.95519 | 0.97496 | 0.91204 | 0.9518 | 1.3389 | -119.4661 | 117.8804 | 1.3411 | -119.5063 | 117.9091
Line3_1_5 | 0 | 0 | 0 | 0 | 0 | 0 | 0 | 0 | 0 | 0 | 0 | 0 | -3.5401e-09 | -1.9571e-09 | 5.4905e-09 | 1.6775e-09 | 1.0949e-09 | -2.7657e-09 | -4.5199e-09 | 5.0377e-09 | -1.1087e-09 | 2.3393e-09 | -2.4891e-09 | 4.313e-10 | 0 | 0 | 0 | 0 | 0 | 0 |  | 0.9756 | 0.91529 | 0.95519 | 0.9756 | 0.91529 | 0.95519 | 1.3389 | -119.4661 | 117.8804 | 1.3389 | -119.4661 | 117.8804
Line4_2_6 | 0.00099139 | 0.0010117 | 0.0010258 | 0.0009914 | 0.0010117 | 0.0010258 | 0.00022895 | 0.00023364 | 0.0002369 | 0.00022895 | 0.00023365 | 0.0002369 | 0.00014421 | 5.8343e-05 | -0.00022132 | -0.0001442 | -5.8334e-05 | 0.00022134 | 0.00017056 | -0.00020575 | 4.7147e-05 | -0.00017055 | 0.00020576 | -4.7137e-05 | -48.4452 | -45.3007 | -50.0909 | 131.5548 | 134.6992 | 129.9092 |  | 0.97554 | 0.91533 | 0.95523 | 0.97548 | 0.91536 | 0.95526 | 1.3392 | -119.4694 | 117.8835 | 1.3394 | -119.4726 | 117.8867
Line5_6_7 | 0.0009914 | 0.0010117 | 0.0010258 | 0.00099141 | 0.0010117 | 0.0010258 | 0.00022895 | 0.00023365 | 0.0002369 | 0.00022896 | 0.00023365 | 0.0002369 | 0.0001442 | 5.8334e-05 | -0.00022134 | -0.0001442 | -5.8326e-05 | 0.00022135 | 0.00017055 | -0.00020576 | 4.7137e-05 | -0.00017054 | 0.00020577 | -4.7128e-05 | -48.4452 | -45.3008 | -50.0909 | 131.5548 | 134.6992 | 129.9092 |  | 0.97548 | 0.91536 | 0.95526 | 0.97542 | 0.91539 | 0.95529 | 1.3394 | -119.4726 | 117.8867 | 1.3397 | -119.4758 | 117.8898
Line6_7_8 | 0 | 0 | 0 | 0 | 0 | 0 | 0 | 0 | 0 | 0 | 0 | 0 | -5.3134e-09 | -2.8968e-09 | 8.2001e-09 | 3.4504e-09 | 2.0472e-09 | -5.4875e-09 | -6.7343e-09 | 7.5399e-09 | -1.6852e-09 | 4.569e-09 | -4.9974e-09 | 1.0009e-09 | 0 | 0 | 0 | 0 | 0 | 0 |  | 0.97542 | 0.91539 | 0.95529 | 0.97542 | 0.91539 | 0.95529 | 1.3397 | -119.4758 | 117.8898 | 1.3397 | -119.4758 | 117.8898
Line7_8_9 | 0 | 0 | 0 | 0 | 0 | 0 | 0 | 0 | 0 | 0 | 0 | 0 | -1.7711e-09 | -9.6558e-10 | 2.7334e-09 | -9.1857e-11 | 1.1603e-10 | -2.0804e-11 | -2.2448e-09 | 2.5133e-09 | -5.6172e-10 | 7.9436e-11 | 2.9175e-11 | -1.2253e-10 | 0 | 0 | 0 | 0 | 0 | 0 |  | 0.97542 | 0.91539 | 0.95529 | 0.97542 | 0.91539 | 0.95529 | 1.3397 | -119.4758 | 117.8898 | 1.3397 | -119.4758 | 117.8898
Line8_8_10 | 0 | 0 | 0 | 0 | 0 | 0 | 0 | 0 | 0 | 0 | 0 | 0 | -1.7711e-09 | -9.6558e-10 | 2.7334e-09 | -9.1857e-11 | 1.1603e-10 | -2.0804e-11 | -2.2448e-09 | 2.5133e-09 | -5.6172e-10 | 7.9436e-11 | 2.9175e-11 | -1.2253e-10 | 0 | 0 | 0 | 0 | 0 | 0 |  | 0.97542 | 0.91539 | 0.95529 | 0.97542 | 0.91539 | 0.95529 | 1.3397 | -119.4758 | 117.8898 | 1.3397 | -119.4758 | 117.8898
Line9_3_11 | 0.00098892 | 0.0010092 | 0.0010232 | 0.00098893 | 0.0010092 | 0.0010232 | 0.00022838 | 0.00023306 | 0.00023629 | 0.00022838 | 0.00023306 | 0.00023629 | 0.00014426 | 5.7716e-05 | -0.00022064 | -0.00014425 | -5.7707e-05 | 0.00022066 | 0.00016978 | -0.00020537 | 4.7553e-05 | -0.00016978 | 0.00020538 | -4.7543e-05 | -48.3073 | -45.1667 | -49.9542 | 131.6927 | 134.8333 | 130.0458 |  | 0.97554 | 0.91533 | 0.95522 | 0.97548 | 0.91536 | 0.95526 | 1.3392 | -119.4693 | 117.8835 | 1.3394 | -119.4725 | 117.8867

## LLG_min_fault_10
name | pf_ikss_a_from_ka | pf_ikss_b_from_ka | pf_ikss_c_from_ka | pf_ikss_a_to_ka | pf_ikss_b_to_ka | pf_ikss_c_to_ka | pf_skss_a_from_mw | pf_skss_b_from_mw | pf_skss_c_from_mw | pf_skss_a_to_mw | pf_skss_b_to_mw | pf_skss_c_to_mw | pf_p_a_from_mw | pf_p_b_from_mw | pf_p_c_from_mw | pf_p_a_to_mw | pf_p_b_to_mw | pf_p_c_to_mw | pf_q_a_from_mvar | pf_q_b_from_mvar | pf_q_c_from_mvar | pf_q_a_to_mvar | pf_q_b_to_mvar | pf_q_c_to_mvar | pf_ikss_a_from_degree | pf_ikss_b_from_degree | pf_ikss_c_from_degree | pf_ikss_a_to_degree | pf_ikss_b_to_degree | pf_ikss_c_to_degree | 3xI0 | pf_vm_a_from_pu | pf_vm_b_from_pu | pf_vm_c_from_pu | pf_vm_a_to_pu | pf_vm_b_to_pu | pf_vm_c_to_pu | pf_va_a_from_degree | pf_va_b_from_degree | pf_va_c_from_degree | pf_va_a_to_degree | pf_va_b_to_degree | pf_va_c_to_degree
Line0_1_2 | 0.0009392 | 0.00095845 | 0.00097179 | 0.00093921 | 0.00095846 | 0.0009718 | 0.0002169 | 0.00022134 | 0.00022443 | 0.0002169 | 0.00022135 | 0.00022443 | 0.00012944 | 5.237e-05 | -0.00019863 | -0.00012943 | -5.2363e-05 | 0.00019864 | 0.00015308 | -0.00018465 | 4.2324e-05 | -0.00015307 | 0.00018466 | -4.2315e-05 | -48.4451 | -45.3007 | -50.0909 | 131.5549 | 134.6993 | 129.9092 |  | 0.92425 | 0.86712 | 0.90492 | 0.9242 | 0.86715 | 0.90495 | 1.3389 | -119.4661 | 117.8804 | 1.3392 | -119.4694 | 117.8835
Line10_11_12 | 0.00093688 | 0.00095606 | 0.00096933 | 0.00093689 | 0.00095608 | 0.00096934 | 0.00021636 | 0.00022079 | 0.00022386 | 0.00021637 | 0.0002208 | 0.00022386 | 0.00012947 | 5.1793e-05 | -0.00019804 | -0.00012946 | -5.1785e-05 | 0.00019805 | 0.00015238 | -0.00018433 | 4.267e-05 | -0.00015237 | 0.00018434 | -4.2662e-05 | -48.3073 | -45.1668 | -49.9542 | 131.6927 | 134.8332 | 130.0458 |  | 0.92414 | 0.86718 | 0.90498 | 0.92409 | 0.86721 | 0.90502 | 1.3394 | -119.4725 | 117.8867 | 1.3396 | -119.4757 | 117.8898
Line11_12_13 | 0.00093689 | 0.00095608 | 0.00096934 | 0.00093691 | 0.00095609 | 0.00096935 | 0.00021637 | 0.0002208 | 0.00022386 | 0.00021637 | 0.0002208 | 0.00022386 | 0.00012946 | 5.1785e-05 | -0.00019805 | -0.00012945 | -5.1778e-05 | 0.00019807 | 0.00015237 | -0.00018434 | 4.2662e-05 | -0.00015236 | 0.00018435 | -4.2653e-05 | -48.3074 | -45.1668 | -49.9542 | 131.6926 | 134.8331 | 130.0458 |  | 0.92409 | 0.86721 | 0.90502 | 0.92403 | 0.86724 | 0.90505 | 1.3396 | -119.4757 | 117.8898 | 1.3399 | -119.4789 | 117.8929
Line12_13_15 | 0 | 0 | 0 | 0 | 0 | 0 | 0 | 0 | 0 | 0 | 0 | 0 | -4.7697e-09 | -2.5884e-09 | 7.349e-09 | 3.0975e-09 | 1.8296e-09 | -4.9181e-09 | -6.0306e-09 | 6.7621e-09 | -1.5189e-09 | 4.0917e-09 | -4.4821e-09 | 9.0277e-10 | 0 | 0 | 0 | 0 | 0 | 0 |  | 0.92403 | 0.86724 | 0.90505 | 0.92403 | 0.86724 | 0.90505 | 1.3399 | -119.4789 | 117.8929 | 1.3399 | -119.4789 | 117.8929
Line13_13_14 | 0.00093694 | 0.00095612 | 0.00096939 | 0.00093695 | 0.00095614 | 0.0009694 | 0.00021638 | 0.00022081 | 0.00022387 | 0.00021638 | 0.00022081 | 0.00022387 | 0.00012946 | 5.178e-05 | -0.00019807 | -0.00012945 | -5.1773e-05 | 0.00019809 | 0.00015237 | -0.00018436 | 4.2654e-05 | -0.00015236 | 0.00018437 | -4.2646e-05 | -48.3075 | -45.1671 | -49.9543 | 131.6925 | 134.8329 | 130.0458 |  | 0.92403 | 0.86724 | 0.90505 | 0.92398 | 0.86728 | 0.90508 | 1.3399 | -119.4789 | 117.8929 | 1.3401 | -119.4821 | 117.896
Line14_15_16 | 0 | 0 | 0 | 0 | 0 | 0 | 0 | 0 | 0 | 0 | 0 | 0 | -3.1798e-09 | -1.7256e-09 | 4.8993e-09 | 1.5076e-09 | 9.6683e-10 | -2.4684e-09 | -4.0204e-09 | 4.5081e-09 | -1.0126e-09 | 2.0815e-09 | -2.228e-09 | 3.9648e-10 | 0 | 0 | 0 | 0 | 0 | 0 |  | 0.92403 | 0.86724 | 0.90505 | 0.92403 | 0.86724 | 0.90505 | 1.3399 | -119.4789 | 117.8929 | 1.3399 | -119.4789 | 117.8929
Line15_16_17 | 0 | 0 | 0 | 0 | 0 | 0 | 0 | 0 | 0 | 0 | 0 | 0 | -1.5899e-09 | -8.6279e-10 | 2.4497e-09 | -8.2252e-11 | 1.0404e-10 | -1.8773e-11 | -2.0102e-09 | 2.254e-09 | -5.0629e-10 | 7.1302e-11 | 2.6028e-11 | -1.0981e-10 | 0 | 0 | 0 | 0 | 0 | 0 |  | 0.92403 | 0.86724 | 0.90505 | 0.92403 | 0.86724 | 0.90505 | 1.3399 | -119.4789 | 117.8929 | 1.3399 | -119.4789 | 117.8929
Line16_4_18 | 0 | 0.028118 | 0.029344 | 0 | 0.028118 | 0.029344 | 0 | 0.0064935 | 0.0067766 | 0 | 0.0064935 | 0.0067766 | -1.5882e-09 | 0.0039647 | 0.0043228 | -7.8999e-11 | -0.003953 | -0.0043052 | -2.0869e-09 | 0.0039699 | 0.0043188 | 7.1396e-11 | -0.003953 | -0.0043052 | 0 | -164.5434 | 72.935 | 0 | 15.4566 | -107.065 |  | 0.92365 | 0.86404 | 0.90171 | 0.92309 | 0.86092 | 0.89846 | 1.3411 | -119.5063 | 117.9091 | 1.343 | -119.5434 | 117.935
Line17_5_19 | 0 | 0 | 0 | 0 | 0 | 0 | 0 | 0 | 0 | 0 | 0 | 0 | -1.5886e-09 | -8.7828e-10 | 2.4639e-09 | -8.3018e-11 | 1.0442e-10 | -1.8358e-11 | -2.0283e-09 | 2.2607e-09 | -4.9754e-10 | 7.1268e-11 | 2.6662e-11 | -1.1045e-10 | 0 | 0 | 0 | 0 | 0 | 0 |  | 0.92425 | 0.86712 | 0.90492 | 0.92425 | 0.86712 | 0.90492 | 1.3389 | -119.4661 | 117.8804 | 1.3389 | -119.4661 | 117.8804
Line1_1_3 | 0.00093686 | 0.00095604 | 0.0009693 | 0.00093687 | 0.00095605 | 0.00096932 | 0.00021636 | 0.00022079 | 0.00022385 | 0.00021636 | 0.00022079 | 0.00022385 | 0.00012948 | 5.1808e-05 | -0.00019802 | -0.00012947 | -5.18e-05 | 0.00019803 | 0.00015239 | -0.00018431 | 4.2688e-05 | -0.00015238 | 0.00018432 | -4.2679e-05 | -48.3073 | -45.1666 | -49.9542 | 131.6927 | 134.8333 | 130.0458 |  | 0.92425 | 0.86712 | 0.90492 | 0.9242 | 0.86715 | 0.90495 | 1.3389 | -119.4661 | 117.8804 | 1.3392 | -119.4693 | 117.8835
Line2_1_4 | 0.00093218 | 0.027619 | 0.028775 | 0.00093219 | 0.027619 | 0.028775 | 0.00021528 | 0.0063783 | 0.0066453 | 0.00021528 | 0.0063783 | 0.0066453 | 0.00012709 | 0.0040266 | 0.0041385 | -0.000127 | -0.004015 | -0.0041217 | 0.00015309 | 0.0037914 | 0.0043629 | -0.000153 | -0.0037752 | -0.0043494 | -48.964 | -162.743 | 71.3689 | 131.036 | 17.257 | -108.6311 |  | 0.92425 | 0.86712 | 0.90492 | 0.92365 | 0.86404 | 0.90171 | 1.3389 | -119.4661 | 117.8804 | 1.3411 | -119.5063 | 117.9091
Line3_1_5 | 0 | 0 | 0 | 0 | 0 | 0 | 0 | 0 | 0 | 0 | 0 | 0 | -3.1773e-09 | -1.7566e-09 | 4.9277e-09 | 1.5056e-09 | 9.8269e-10 | -2.4822e-09 | -4.0566e-09 | 4.5213e-09 | -9.9509e-10 | 2.0996e-09 | -2.234e-09 | 3.871e-10 | 0 | 0 | 0 | 0 | 0 | 0 |  | 0.92425 | 0.86712 | 0.90492 | 0.92425 | 0.86712 | 0.90492 | 1.3389 | -119.4661 | 117.8804 | 1.3389 | -119.4661 | 117.8804
Line4_2_6 | 0.00093921 | 0.00095846 | 0.0009718 | 0.00093922 | 0.00095847 | 0.00097182 | 0.0002169 | 0.00022135 | 0.00022443 | 0.0002169 | 0.00022135 | 0.00022443 | 0.00012943 | 5.2363e-05 | -0.00019864 | -0.00012942 | -5.2355e-05 | 0.00019865 | 0.00015307 | -0.00018466 | 4.2315e-05 | -0.00015307 | 0.00018467 | -4.2306e-05 | -48.4452 | -45.3007 | -50.0909 | 131.5548 | 134.6992 | 129.9092 |  | 0.9242 | 0.86715 | 0.90495 | 0.92414 | 0.86718 | 0.90498 | 1.3392 | -119.4694 | 117.8835 | 1.3394 | -119.4726 | 117.8867
Line5_6_7 | 0.00093922 | 0.00095847 | 0.00097182 | 0.00093923 | 0.00095848 | 0.00097183 | 0.0002169 | 0.00022135 | 0.00022443 | 0.00021691 | 0.00022135 | 0.00022443 | 0.00012942 | 5.2355e-05 | -0.00019865 | -0.00012942 | -5.2348e-05 | 0.00019866 | 0.00015307 | -0.00018467 | 4.2306e-05 | -0.00015306 | 0.00018468 | -4.2297e-05 | -48.4452 | -45.3008 | -50.0909 | 131.5548 | 134.6992 | 129.9092 |  | 0.92414 | 0.86718 | 0.90498 | 0.92409 | 0.86721 | 0.90502 | 1.3394 | -119.4726 | 117.8867 | 1.3397 | -119.4758 | 117.8898
Line6_7_8 | 0 | 0 | 0 | 0 | 0 | 0 | 0 | 0 | 0 | 0 | 0 | 0 | -4.7688e-09 | -2.5999e-09 | 7.3596e-09 | 3.0968e-09 | 1.8374e-09 | -4.9251e-09 | -6.0441e-09 | 6.7671e-09 | -1.5124e-09 | 4.1007e-09 | -4.4852e-09 | 8.9833e-10 | 0 | 0 | 0 | 0 | 0 | 0 |  | 0.92409 | 0.86721 | 0.90502 | 0.92409 | 0.86721 | 0.90502 | 1.3397 | -119.4758 | 117.8898 | 1.3397 | -119.4758 | 117.8898
Line7_8_9 | 0 | 0 | 0 | 0 | 0 | 0 | 0 | 0 | 0 | 0 | 0 | 0 | -1.5896e-09 | -8.6662e-10 | 2.4532e-09 | -8.2442e-11 | 1.0414e-10 | -1.8671e-11 | -2.0147e-09 | 2.2557e-09 | -5.0415e-10 | 7.1295e-11 | 2.6184e-11 | -1.0997e-10 | 0 | 0 | 0 | 0 | 0 | 0 |  | 0.92409 | 0.86721 | 0.90502 | 0.92409 | 0.86721 | 0.90502 | 1.3397 | -119.4758 | 117.8898 | 1.3397 | -119.4758 | 117.8898
Line8_8_10 | 0 | 0 | 0 | 0 | 0 | 0 | 0 | 0 | 0 | 0 | 0 | 0 | -1.5896e-09 | -8.6662e-10 | 2.4532e-09 | -8.2442e-11 | 1.0414e-10 | -1.8671e-11 | -2.0147e-09 | 2.2557e-09 | -5.0415e-10 | 7.1295e-11 | 2.6184e-11 | -1.0997e-10 | 0 | 0 | 0 | 0 | 0 | 0 |  | 0.92409 | 0.86721 | 0.90502 | 0.92409 | 0.86721 | 0.90502 | 1.3397 | -119.4758 | 117.8898 | 1.3397 | -119.4758 | 117.8898
Line9_3_11 | 0.00093687 | 0.00095605 | 0.00096932 | 0.00093688 | 0.00095606 | 0.00096933 | 0.00021636 | 0.00022079 | 0.00022385 | 0.00021636 | 0.00022079 | 0.00022386 | 0.00012947 | 5.18e-05 | -0.00019803 | -0.00012947 | -5.1793e-05 | 0.00019804 | 0.00015238 | -0.00018432 | 4.2679e-05 | -0.00015238 | 0.00018433 | -4.267e-05 | -48.3073 | -45.1667 | -49.9542 | 131.6927 | 134.8333 | 130.0458 |  | 0.9242 | 0.86715 | 0.90495 | 0.92414 | 0.86718 | 0.90498 | 1.3392 | -119.4693 | 117.8835 | 1.3394 | -119.4725 | 117.8867