## LLL_max_6
name | pf_ikss_from_ka | pf_ikss_to_ka | pf_ip_from_ka | pf_ip_to_ka | pf_skss_from_mw | pf_skss_to_mw | pf_p_from_mw | pf_p_to_mw | pf_q_from_mvar | pf_q_to_mvar | pf_ikss_from_degree | pf_ikss_to_degree | pf_vm_from_pu | pf_vm_to_pu | pf_va_from_degree | pf_va_to_degree
Line0_1_2 | 0 | 0 | 0 | 0 | 0 | 0 | 0 | 0 | 0 | 0 | 0 | 0 | 0.70184 | 0.70184 | -7.4193 | -7.4193
Line10_11_12 | 0 | 0 | 0 | 0 | 0 | 0 | 0 | 0 | 0 | 0 | 0 | 0 | 0.70184 | 0.70184 | -7.4193 | -7.4193
Line11_12_13 | 0 | 0 | 0 | 0 | 0 | 0 | 0 | 0 | 0 | 0 | 0 | 0 | 0.70184 | 0.70184 | -7.4193 | -7.4193
Line12_13_15 | 0 | 0 | 0 | 0 | 0 | 0 | 0 | 0 | 0 | 0 | 0 | 0 | 0.70184 | 0.70184 | -7.4193 | -7.4193
Line13_13_14 | 0 | 0 | 0 | 0 | 0 | 0 | 0 | 0 | 0 | 0 | 0 | 0 | 0.70184 | 0.70184 | -7.4193 | -7.4193
Line14_15_16 | 0 | 0 | 0 | 0 | 0 | 0 | 0 | 0 | 0 | 0 | 0 | 0 | 0.70184 | 0.70184 | -7.4193 | -7.4193
Line15_16_17 | 0 | 0 | 0 | 0 | 0 | 0 | 0 | 0 | 0 | 0 | 0 | 0 | 0.70184 | 0.70184 | -7.4193 | -7.4193
Line16_4_18 | 3.6243 | 3.6243 | 0 | 7.0007 | 2.511 | 2.511 | 0.39406 | -1e-07 | 0.78812 | -1e-07 | -70.8543 | 109.1457 | 0.35092 | 0 | -7.4193 | 0
Line17_5_19 | 0 | 0 | 0 | 0 | 0 | 0 | 0 | 0 | 0 | 0 | 0 | 0 | 0.70184 | 0.70184 | -7.4193 | -7.4193
Line1_1_3 | 0 | 0 | 0 | 0 | 0 | 0 | 0 | 0 | 0 | 0 | 0 | 0 | 0.70184 | 0.70184 | -7.4193 | -7.4193
Line2_1_4 | 3.6243 | 3.6243 | 0 | 0 | 2.511 | 2.511 | 0.78812 | -0.39406 | 1.5762 | -0.78812 | -70.8543 | 109.1457 | 0.70184 | 0.35092 | -7.4193 | -7.4193
Line3_1_5 | 0 | 0 | 0 | 0 | 0 | 0 | 0 | 0 | 0 | 0 | 0 | 0 | 0.70184 | 0.70184 | -7.4193 | -7.4193
Line4_2_6 | 0 | 0 | 0 | 0 | 0 | 0 | 0 | 0 | 0 | 0 | 0 | 0 | 0.70184 | 0.70184 | -7.4193 | -7.4193
Line5_6_7 | 0 | 0 | 0 | 0 | 0 | 0 | 0 | 0 | 0 | 0 | 0 | 0 | 0.70184 | 0.70184 | -7.4193 | -7.4193
Line6_7_8 | 0 | 0 | 0 | 0 | 0 | 0 | 0 | 0 | 0 | 0 | 0 | 0 | 0.70184 | 0.70184 | -7.4193 | -7.4193
Line7_8_9 | 0 | 0 | 0 | 0 | 0 | 0 | 0 | 0 | 0 | 0 | 0 | 0 | 0.70184 | 0.70184 | -7.4193 | -7.4193
Line8_8_10 | 0 | 0 | 0 | 0 | 0 | 0 | 0 | 0 | 0 | 0 | 0 | 0 | 0.70184 | 0.70184 | -7.4193 | -7.4193
Line9_3_11 | 0 | 0 | 0 | 0 | 0 | 0 | 0 | 0 | 0 | 0 | 0 | 0 | 0.70184 | 0.70184 | -7.4193 | -7.4193

## LLL_max_10
name | pf_ikss_from_ka | pf_ikss_to_ka | pf_ip_from_ka | pf_ip_to_ka | pf_skss_from_mw | pf_skss_to_mw | pf_p_from_mw | pf_p_to_mw | pf_q_from_mvar | pf_q_to_mvar | pf_ikss_from_degree | pf_ikss_to_degree | pf_vm_from_pu | pf_vm_to_pu | pf_va_from_degree | pf_va_to_degree
Line0_1_2 | 0 | 0 | 0 | 0 | 0 | 0 | 0 | 0 | 0 | 0 | 0 | 0 | 0.72372 | 0.72372 | -7.6495 | -7.6495
Line10_11_12 | 0 | 0 | 0 | 0 | 0 | 0 | 0 | 0 | 0 | 0 | 0 | 0 | 0.72372 | 0.72372 | -7.6495 | -7.6495
Line11_12_13 | 0 | 0 | 0 | 0 | 0 | 0 | 0 | 0 | 0 | 0 | 0 | 0 | 0.72372 | 0.72372 | -7.6495 | -7.6495
Line12_13_15 | 0 | 0 | 0 | 0 | 0 | 0 | 0 | 0 | 0 | 0 | 0 | 0 | 0.72372 | 0.72372 | -7.6495 | -7.6495
Line13_13_14 | 0 | 0 | 0 | 0 | 0 | 0 | 0 | 0 | 0 | 0 | 0 | 0 | 0.72372 | 0.72372 | -7.6495 | -7.6495
Line14_15_16 | 0 | 0 | 0 | 0 | 0 | 0 | 0 | 0 | 0 | 0 | 0 | 0 | 0.72372 | 0.72372 | -7.6495 | -7.6495
Line15_16_17 | 0 | 0 | 0 | 0 | 0 | 0 | 0 | 0 | 0 | 0 | 0 | 0 | 0.72372 | 0.72372 | -7.6495 | -7.6495
Line16_4_18 | 3.7373 | 3.7373 | 0 | 7.2438 | 2.5893 | 2.5893 | 0.41902 | -1e-07 | 0.83803 | -1e-07 | -71.0844 | 108.9156 | 0.36186 | 0 | -7.6495 | 0
Line17_5_19 | 0 | 0 | 0 | 0 | 0 | 0 | 0 | 0 | 0 | 0 | 0 | 0 | 0.72372 | 0.72372 | -7.6495 | -7.6495
Line1_1_3 | 0 | 0 | 0 | 0 | 0 | 0 | 0 | 0 | 0 | 0 | 0 | 0 | 0.72372 | 0.72372 | -7.6495 | -7.6495
Line2_1_4 | 3.7373 | 3.7373 | 0 | 0 | 2.5893 | 2.5893 | 0.83803 | -0.41902 | 1.6761 | -0.83803 | -71.0844 | 108.9156 | 0.72372 | 0.36186 | -7.6495 | -7.6495
Line3_1_5 | 0 | 0 | 0 | 0 | 0 | 0 | 0 | 0 | 0 | 0 | 0 | 0 | 0.72372 | 0.72372 | -7.6495 | -7.6495
Line4_2_6 | 0 | 0 | 0 | 0 | 0 | 0 | 0 | 0 | 0 | 0 | 0 | 0 | 0.72372 | 0.72372 | -7.6495 | -7.6495
Line5_6_7 | 0 | 0 | 0 | 0 | 0 | 0 | 0 | 0 | 0 | 0 | 0 | 0 | 0.72372 | 0.72372 | -7.6495 | -7.6495
Line6_7_8 | 0 | 0 | 0 | 0 | 0 | 0 | 0 | 0 | 0 | 0 | 0 | 0 | 0.72372 | 0.72372 | -7.6495 | -7.6495
Line7_8_9 | 0 | 0 | 0 | 0 | 0 | 0 | 0 | 0 | 0 | 0 | 0 | 0 | 0.72372 | 0.72372 | -7.6495 | -7.6495
Line8_8_10 | 0 | 0 | 0 | 0 | 0 | 0 | 0 | 0 | 0 | 0 | 0 | 0 | 0.72372 | 0.72372 | -7.6495 | -7.6495
Line9_3_11 | 0 | 0 | 0 | 0 | 0 | 0 | 0 | 0 | 0 | 0 | 0 | 0 | 0.72372 | 0.72372 | -7.6495 | -7.6495

## LLL_max_fault_6
name | pf_ikss_from_ka | pf_ikss_to_ka | pf_ip_from_ka | pf_ip_to_ka | pf_skss_from_mw | pf_skss_to_mw | pf_p_from_mw | pf_p_to_mw | pf_q_from_mvar | pf_q_to_mvar | pf_ikss_from_degree | pf_ikss_to_degree | pf_vm_from_pu | pf_vm_to_pu | pf_va_from_degree | pf_va_to_degree
Line0_1_2 | 0 | 0 | 0 | 0 | 0 | 0 | 0 | 0 | 0 | 0 | 0 | 0 | 1.0474 | 1.0474 | -0.12051 | -0.12051
Line10_11_12 | 0 | 0 | 0 | 0 | 0 | 0 | 0 | 0 | 0 | 0 | 0 | 0 | 1.0474 | 1.0474 | -0.12051 | -0.12051
Line11_12_13 | 0 | 0 | 0 | 0 | 0 | 0 | 0 | 0 | 0 | 0 | 0 | 0 | 1.0474 | 1.0474 | -0.12051 | -0.12051
Line12_13_15 | 0 | 0 | 0 | 0 | 0 | 0 | 0 | 0 | 0 | 0 | 0 | 0 | 1.0474 | 1.0474 | -0.12051 | -0.12051
Line13_13_14 | 0 | 0 | 0 | 0 | 0 | 0 | 0 | 0 | 0 | 0 | 0 | 0 | 1.0474 | 1.0474 | -0.12051 | -0.12051
Line14_15_16 | 0 | 0 | 0 | 0 | 0 | 0 | 0 | 0 | 0 | 0 | 0 | 0 | 1.0474 | 1.0474 | -0.12051 | -0.12051
Line15_16_17 | 0 | 0 | 0 | 0 | 0 | 0 | 0 | 0 | 0 | 0 | 0 | 0 | 1.0474 | 1.0474 | -0.12051 | -0.12051
Line16_4_18 | 0.034003 | 0.034003 | 0 | 0.065681 | 0.023558 | 0.023558 | 0.017378 | -0.017343 | 0.017412 | -0.017343 | -45.2344 | 134.7656 | 1.0442 | 1.0411 | -0.17729 | -0.23442
Line17_5_19 | 0 | 0 | 0 | 0 | 0 | 0 | 0 | 0 | 0 | 0 | 0 | 0 | 1.0474 | 1.0474 | -0.12051 | -0.12051
Line1_1_3 | 0 | 0 | 0 | 0 | 0 | 0 | 0 | 0 | 0 | 0 | 0 | 0 | 1.0474 | 1.0474 | -0.12051 | -0.12051
Line2_1_4 | 0.034003 | 0.034003 | 0 | 0 | 0.023558 | 0.023558 | 0.017412 | -0.017378 | 0.017482 | -0.017412 | -45.2344 | 134.7656 | 1.0474 | 1.0442 | -0.12051 | -0.17729
Line3_1_5 | 0 | 0 | 0 | 0 | 0 | 0 | 0 | 0 | 0 | 0 | 0 | 0 | 1.0474 | 1.0474 | -0.12051 | -0.12051
Line4_2_6 | 0 | 0 | 0 | 0 | 0 | 0 | 0 | 0 | 0 | 0 | 0 | 0 | 1.0474 | 1.0474 | -0.12051 | -0.12051
Line5_6_7 | 0 | 0 | 0 | 0 | 0 | 0 | 0 | 0 | 0 | 0 | 0 | 0 | 1.0474 | 1.0474 | -0.12051 | -0.12051
Line6_7_8 | 0 | 0 | 0 | 0 | 0 | 0 | 0 | 0 | 0 | 0 | 0 | 0 | 1.0474 | 1.0474 | -0.12051 | -0.12051
Line7_8_9 | 0 | 0 | 0 | 0 | 0 | 0 | 0 | 0 | 0 | 0 | 0 | 0 | 1.0474 | 1.0474 | -0.12051 | -0.12051
Line8_8_10 | 0 | 0 | 0 | 0 | 0 | 0 | 0 | 0 | 0 | 0 | 0 | 0 | 1.0474 | 1.0474 | -0.12051 | -0.12051
Line9_3_11 | 0 | 0 | 0 | 0 | 0 | 0 | 0 | 0 | 0 | 0 | 0 | 0 | 1.0474 | 1.0474 | -0.12051 | -0.12051

## LLL_max_fault_10
name | pf_ikss_from_ka | pf_ikss_to_ka | pf_ip_from_ka | pf_ip_to_ka | pf_skss_from_mw | pf_skss_to_mw | pf_p_from_mw | pf_p_to_mw | pf_q_from_mvar | pf_q_to_mvar | pf_ikss_from_degree | pf_ikss_to_degree | pf_vm_from_pu | pf_vm_to_pu | pf_va_from_degree | pf_va_to_degree
Line0_1_2 | 0 | 0 | 0 | 0 | 0 | 0 | 0 | 0 | 0 | 0 | 0 | 0 | 1.0971 | 1.0971 | -0.12619 | -0.12619
Line10_11_12 | 0 | 0 | 0 | 0 | 0 | 0 | 0 | 0 | 0 | 0 | 0 | 0 | 1.0971 | 1.0971 | -0.12619 | -0.12619
Line11_12_13 | 0 | 0 | 0 | 0 | 0 | 0 | 0 | 0 | 0 | 0 | 0 | 0 | 1.0971 | 1.0971 | -0.12619 | -0.12619
Line12_13_15 | 0 | 0 | 0 | 0 | 0 | 0 | 0 | 0 | 0 | 0 | 0 | 0 | 1.0971 | 1.0971 | -0.12619 | -0.12619
Line13_13_14 | 0 | 0 | 0 | 0 | 0 | 0 | 0 | 0 | 0 | 0 | 0 | 0 | 1.0971 | 1.0971 | -0.12619 | -0.12619
Line14_15_16 | 0 | 0 | 0 | 0 | 0 | 0 | 0 | 0 | 0 | 0 | 0 | 0 | 1.0971 | 1.0971 | -0.12619 | -0.12619
Line15_16_17 | 0 | 0 | 0 | 0 | 0 | 0 | 0 | 0 | 0 | 0 | 0 | 0 | 1.0971 | 1.0971 | -0.12619 | -0.12619
Line16_4_18 | 0.035618 | 0.035618 | 0 | 0.069037 | 0.024677 | 0.024677 | 0.019068 | -0.01903 | 0.019106 | -0.01903 | -45.2401 | 134.7599 | 1.0938 | 1.0906 | -0.18297 | -0.2401
Line17_5_19 | 0 | 0 | 0 | 0 | 0 | 0 | 0 | 0 | 0 | 0 | 0 | 0 | 1.0971 | 1.0971 | -0.12619 | -0.12619
Line1_1_3 | 0 | 0 | 0 | 0 | 0 | 0 | 0 | 0 | 0 | 0 | 0 | 0 | 1.0971 | 1.0971 | -0.12619 | -0.12619
Line2_1_4 | 0.035618 | 0.035618 | 0 | 0 | 0.024677 | 0.024677 | 0.019106 | -0.019068 | 0.019182 | -0.019106 | -45.2401 | 134.7599 | 1.0971 | 1.0938 | -0.12619 | -0.18297
Line3_1_5 | 0 | 0 | 0 | 0 | 0 | 0 | 0 | 0 | 0 | 0 | 0 | 0 | 1.0971 | 1.0971 | -0.12619 | -0.12619
Line4_2_6 | 0 | 0 | 0 | 0 | 0 | 0 | 0 | 0 | 0 | 0 | 0 | 0 | 1.0971 | 1.0971 | -0.12619 | -0.12619
Line5_6_7 | 0 | 0 | 0 | 0 | 0 | 0 | 0 | 0 | 0 | 0 | 0 | 0 | 1.0971 | 1.0971 | -0.12619 | -0.12619
Line6_7_8 | 0 | 0 | 0 | 0 | 0 | 0 | 0 | 0 | 0 | 0 | 0 | 0 | 1.0971 | 1.0971 | -0.12619 | -0.12619
Line7_8_9 | 0 | 0 | 0 | 0 | 0 | 0 | 0 | 0 | 0 | 0 | 0 | 0 | 1.0971 | 1.0971 | -0.12619 | -0.12619
Line8_8_10 | 0 | 0 | 0 | 0 | 0 | 0 | 0 | 0 | 0 | 0 | 0 | 0 | 1.0971 | 1.0971 | -0.12619 | -0.12619
Line9_3_11 | 0 | 0 | 0 | 0 | 0 | 0 | 0 | 0 | 0 | 0 | 0 | 0 | 1.0971 | 1.0971 | -0.12619 | -0.12619

## LLL_min_6
name | pf_ikss_from_ka | pf_ikss_to_ka | pf_ip_from_ka | pf_ip_to_ka | pf_skss_from_mw | pf_skss_to_mw | pf_p_from_mw | pf_p_to_mw | pf_q_from_mvar | pf_q_to_mvar | pf_ikss_from_degree | pf_ikss_to_degree | pf_vm_from_pu | pf_vm_to_pu | pf_va_from_degree | pf_va_to_degree
Line0_1_2 | 0 | 0 | 0 | 0 | 0 | 0 | 0 | 0 | 0 | 0 | 0 | 0 | 0.695 | 0.695 | -11.6026 | -11.6026
Line10_11_12 | 0 | 0 | 0 | 0 | 0 | 0 | 0 | 0 | 0 | 0 | 0 | 0 | 0.695 | 0.695 | -11.6026 | -11.6026
Line11_12_13 | 0 | 0 | 0 | 0 | 0 | 0 | 0 | 0 | 0 | 0 | 0 | 0 | 0.695 | 0.695 | -11.6026 | -11.6026
Line12_13_15 | 0 | 0 | 0 | 0 | 0 | 0 | 0 | 0 | 0 | 0 | 0 | 0 | 0.695 | 0.695 | -11.6026 | -11.6026
Line13_13_14 | 0 | 0 | 0 | 0 | 0 | 0 | 0 | 0 | 0 | 0 | 0 | 0 | 0.695 | 0.695 | -11.6026 | -11.6026
Line14_15_16 | 0 | 0 | 0 | 0 | 0 | 0 | 0 | 0 | 0 | 0 | 0 | 0 | 0.695 | 0.695 | -11.6026 | -11.6026
Line15_16_17 | 0 | 0 | 0 | 0 | 0 | 0 | 0 | 0 | 0 | 0 | 0 | 0 | 0.695 | 0.695 | -11.6026 | -11.6026
Line16_4_18 | 2.8946 | 2.8946 | 0 | 4.7808 | 2.0055 | 2.0055 | 0.48263 | -1e-07 | 0.50274 | -1e-07 | -57.7717 | 122.2283 | 0.3475 | 0 | -11.6026 | 0
Line17_5_19 | 0 | 0 | 0 | 0 | 0 | 0 | 0 | 0 | 0 | 0 | 0 | 0 | 0.695 | 0.695 | -11.6026 | -11.6026
Line1_1_3 | 0 | 0 | 0 | 0 | 0 | 0 | 0 | 0 | 0 | 0 | 0 | 0 | 0.695 | 0.695 | -11.6026 | -11.6026
Line2_1_4 | 2.8946 | 2.8946 | 0 | 0 | 2.0055 | 2.0055 | 0.96525 | -0.48263 | 1.0055 | -0.50274 | -57.7717 | 122.2283 | 0.695 | 0.3475 | -11.6026 | -11.6026
Line3_1_5 | 0 | 0 | 0 | 0 | 0 | 0 | 0 | 0 | 0 | 0 | 0 | 0 | 0.695 | 0.695 | -11.6026 | -11.6026
Line4_2_6 | 0 | 0 | 0 | 0 | 0 | 0 | 0 | 0 | 0 | 0 | 0 | 0 | 0.695 | 0.695 | -11.6026 | -11.6026
Line5_6_7 | 0 | 0 | 0 | 0 | 0 | 0 | 0 | 0 | 0 | 0 | 0 | 0 | 0.695 | 0.695 | -11.6026 | -11.6026
Line6_7_8 | 0 | 0 | 0 | 0 | 0 | 0 | 0 | 0 | 0 | 0 | 0 | 0 | 0.695 | 0.695 | -11.6026 | -11.6026
Line7_8_9 | 0 | 0 | 0 | 0 | 0 | 0 | 0 | 0 | 0 | 0 | 0 | 0 | 0.695 | 0.695 | -11.6026 | -11.6026
Line8_8_10 | 0 | 0 | 0 | 0 | 0 | 0 | 0 | 0 | 0 | 0 | 0 | 0 | 0.695 | 0.695 | -11.6026 | -11.6026
Line9_3_11 | 0 | 0 | 0 | 0 | 0 | 0 | 0 | 0 | 0 | 0 | 0 | 0 | 0.695 | 0.695 | -11.6026 | -11.6026

## LLL_min_10
name | pf_ikss_from_ka | pf_ikss_to_ka | pf_ip_from_ka | pf_ip_to_ka | pf_skss_from_mw | pf_skss_to_mw | pf_p_from_mw | pf_p_to_mw | pf_q_from_mvar | pf_q_to_mvar | pf_ikss_from_degree | pf_ikss_to_degree | pf_vm_from_pu | pf_vm_to_pu | pf_va_from_degree | pf_va_to_degree
Line0_1_2 | 0 | 0 | 0 | 0 | 0 | 0 | 0 | 0 | 0 | 0 | 0 | 0 | 0.65842 | 0.65842 | -11.6026 | -11.6026
Line10_11_12 | 0 | 0 | 0 | 0 | 0 | 0 | 0 | 0 | 0 | 0 | 0 | 0 | 0.65842 | 0.65842 | -11.6026 | -11.6026
Line11_12_13 | 0 | 0 | 0 | 0 | 0 | 0 | 0 | 0 | 0 | 0 | 0 | 0 | 0.65842 | 0.65842 | -11.6026 | -11.6026
Line12_13_15 | 0 | 0 | 0 | 0 | 0 | 0 | 0 | 0 | 0 | 0 | 0 | 0 | 0.65842 | 0.65842 | -11.6026 | -11.6026
Line13_13_14 | 0 | 0 | 0 | 0 | 0 | 0 | 0 | 0 | 0 | 0 | 0 | 0 | 0.65842 | 0.65842 | -11.6026 | -11.6026
Line14_15_16 | 0 | 0 | 0 | 0 | 0 | 0 | 0 | 0 | 0 | 0 | 0 | 0 | 0.65842 | 0.65842 | -11.6026 | -11.6026
Line15_16_17 | 0 | 0 | 0 | 0 | 0 | 0 | 0 | 0 | 0 | 0 | 0 | 0 | 0.65842 | 0.65842 | -11.6026 | -11.6026
Line16_4_18 | 2.7423 | 2.7423 | 0 | 4.5292 | 1.8999 | 1.8999 | 0.43316 | -1e-07 | 0.45121 | -1e-07 | -57.7717 | 122.2283 | 0.32921 | 0 | -11.6026 | 0
Line17_5_19 | 0 | 0 | 0 | 0 | 0 | 0 | 0 | 0 | 0 | 0 | 0 | 0 | 0.65842 | 0.65842 | -11.6026 | -11.6026
Line1_1_3 | 0 | 0 | 0 | 0 | 0 | 0 | 0 | 0 | 0 | 0 | 0 | 0 | 0.65842 | 0.65842 | -11.6026 | -11.6026
Line2_1_4 | 2.7423 | 2.7423 | 0 | 0 | 1.8999 | 1.8999 | 0.86632 | -0.43316 | 0.90242 | -0.45121 | -57.7717 | 122.2283 | 0.65842 | 0.32921 | -11.6026 | -11.6026
Line3_1_5 | 0 | 0 | 0 | 0 | 0 | 0 | 0 | 0 | 0 | 0 | 0 | 0 | 0.65842 | 0.65842 | -11.6026 | -11.6026
Line4_2_6 | 0 | 0 | 0 | 0 | 0 | 0 | 0 | 0 | 0 | 0 | 0 | 0 | 0.65842 | 0.65842 | -11.6026 | -11.6026
Line5_6_7 | 0 | 0 | 0 | 0 | 0 | 0 | 0 | 0 | 0 | 0 | 0 | 0 | 0.65842 | 0.65842 | -11.6026 | -11.6026
Line6_7_8 | 0 | 0 | 0 | 0 | 0 | 0 | 0 | 0 | 0 | 0 | 0 | 0 | 0.65842 | 0.65842 | -11.6026 | -11.6026
Line7_8_9 | 0 | 0 | 0 | 0 | 0 | 0 | 0 | 0 | 0 | 0 | 0 | 0 | 0.65842 | 0.65842 | -11.6026 | -11.6026
Line8_8_10 | 0 | 0 | 0 | 0 | 0 | 0 | 0 | 0 | 0 | 0 | 0 | 0 | 0.65842 | 0.65842 | -11.6026 | -11.6026
Line9_3_11 | 0 | 0 | 0 | 0 | 0 | 0 | 0 | 0 | 0 | 0 | 0 | 0 | 0.65842 | 0.65842 | -11.6026 | -11.6026

## LLL_min_fault_6
name | pf_ikss_from_ka | pf_ikss_to_ka | pf_ip_from_ka | pf_ip_to_ka | pf_skss_from_mw | pf_skss_to_mw | pf_p_from_mw | pf_p_to_mw | pf_q_from_mvar | pf_q_to_mvar | pf_ikss_from_degree | pf_ikss_to_degree | pf_vm_from_pu | pf_vm_to_pu | pf_va_from_degree | pf_va_to_degree
Line0_1_2 | 0 | 0 | 0 | 0 | 0 | 0 | 0 | 0 | 0 | 0 | 0 | 0 | 0.94754 | 0.94754 | -0.12527 | -0.12527
Line10_11_12 | 0 | 0 | 0 | 0 | 0 | 0 | 0 | 0 | 0 | 0 | 0 | 0 | 0.94754 | 0.94754 | -0.12527 | -0.12527
Line11_12_13 | 0 | 0 | 0 | 0 | 0 | 0 | 0 | 0 | 0 | 0 | 0 | 0 | 0.94754 | 0.94754 | -0.12527 | -0.12527
Line12_13_15 | 0 | 0 | 0 | 0 | 0 | 0 | 0 | 0 | 0 | 0 | 0 | 0 | 0.94754 | 0.94754 | -0.12527 | -0.12527
Line13_13_14 | 0 | 0 | 0 | 0 | 0 | 0 | 0 | 0 | 0 | 0 | 0 | 0 | 0.94754 | 0.94754 | -0.12527 | -0.12527
Line14_15_16 | 0 | 0 | 0 | 0 | 0 | 0 | 0 | 0 | 0 | 0 | 0 | 0 | 0.94754 | 0.94754 | -0.12527 | -0.12527
Line15_16_17 | 0 | 0 | 0 | 0 | 0 | 0 | 0 | 0 | 0 | 0 | 0 | 0 | 0.94754 | 0.94754 | -0.12527 | -0.12527
Line16_4_18 | 0.030706 | 0.030706 | 0 | 0.050714 | 0.021274 | 0.021274 | 0.014197 | -0.014143 | 0.014199 | -0.014143 | -45.1344 | 134.8656 | 0.94385 | 0.94017 | -0.1298 | -0.13436
Line17_5_19 | 0 | 0 | 0 | 0 | 0 | 0 | 0 | 0 | 0 | 0 | 0 | 0 | 0.94754 | 0.94754 | -0.12527 | -0.12527
Line1_1_3 | 0 | 0 | 0 | 0 | 0 | 0 | 0 | 0 | 0 | 0 | 0 | 0 | 0.94754 | 0.94754 | -0.12527 | -0.12527
Line2_1_4 | 0.030706 | 0.030706 | 0 | 0 | 0.021274 | 0.021274 | 0.014251 | -0.014197 | 0.014256 | -0.014199 | -45.1344 | 134.8656 | 0.94754 | 0.94385 | -0.12527 | -0.1298
Line3_1_5 | 0 | 0 | 0 | 0 | 0 | 0 | 0 | 0 | 0 | 0 | 0 | 0 | 0.94754 | 0.94754 | -0.12527 | -0.12527
Line4_2_6 | 0 | 0 | 0 | 0 | 0 | 0 | 0 | 0 | 0 | 0 | 0 | 0 | 0.94754 | 0.94754 | -0.12527 | -0.12527
Line5_6_7 | 0 | 0 | 0 | 0 | 0 | 0 | 0 | 0 | 0 | 0 | 0 | 0 | 0.94754 | 0.94754 | -0.12527 | -0.12527
Line6_7_8 | 0 | 0 | 0 | 0 | 0 | 0 | 0 | 0 | 0 | 0 | 0 | 0 | 0.94754 | 0.94754 | -0.12527 | -0.12527
Line7_8_9 | 0 | 0 | 0 | 0 | 0 | 0 | 0 | 0 | 0 | 0 | 0 | 0 | 0.94754 | 0.94754 | -0.12527 | -0.12527
Line8_8_10 | 0 | 0 | 0 | 0 | 0 | 0 | 0 | 0 | 0 | 0 | 0 | 0 | 0.94754 | 0.94754 | -0.12527 | -0.12527
Line9_3_11 | 0 | 0 | 0 | 0 | 0 | 0 | 0 | 0 | 0 | 0 | 0 | 0 | 0.94754 | 0.94754 | -0.12527 | -0.12527

## LLL_min_fault_10
name | pf_ikss_from_ka | pf_ikss_to_ka | pf_ip_from_ka | pf_ip_to_ka | pf_skss_from_mw | pf_skss_to_mw | pf_p_from_mw | pf_p_to_mw | pf_q_from_mvar | pf_q_to_mvar | pf_ikss_from_degree | pf_ikss_to_degree | pf_vm_from_pu | pf_vm_to_pu | pf_va_from_degree | pf_va_to_degree
Line0_1_2 | 0 | 0 | 0 | 0 | 0 | 0 | 0 | 0 | 0 | 0 | 0 | 0 | 0.89767 | 0.89767 | -0.12527 | -0.12527
Line10_11_12 | 0 | 0 | 0 | 0 | 0 | 0 | 0 | 0 | 0 | 0 | 0 | 0 | 0.89767 | 0.89767 | -0.12527 | -0.12527
Line11_12_13 | 0 | 0 | 0 | 0 | 0 | 0 | 0 | 0 | 0 | 0 | 0 | 0 | 0.89767 | 0.89767 | -0.12527 | -0.12527
Line12_13_15 | 0 | 0 | 0 | 0 | 0 | 0 | 0 | 0 | 0 | 0 | 0 | 0 | 0.89767 | 0.89767 | -0.12527 | -0.12527
Line13_13_14 | 0 | 0 | 0 | 0 | 0 | 0 | 0 | 0 | 0 | 0 | 0 | 0 | 0.89767 | 0.89767 | -0.12527 | -0.12527
Line14_15_16 | 0 | 0 | 0 | 0 | 0 | 0 | 0 | 0 | 0 | 0 | 0 | 0 | 0.89767 | 0.89767 | -0.12527 | -0.12527
Line15_16_17 | 0 | 0 | 0 | 0 | 0 | 0 | 0 | 0 | 0 | 0 | 0 | 0 | 0.89767 | 0.89767 | -0.12527 | -0.12527
Line16_4_18 | 0.02909 | 0.02909 | 0 | 0.048045 | 0.020154 | 0.020154 | 0.012742 | -0.012693 | 0.012744 | -0.012693 | -45.1344 | 134.8656 | 0.89418 | 0.89069 | -0.1298 | -0.13436
Line17_5_19 | 0 | 0 | 0 | 0 | 0 | 0 | 0 | 0 | 0 | 0 | 0 | 0 | 0.89767 | 0.89767 | -0.12527 | -0.12527
Line1_1_3 | 0 | 0 | 0 | 0 | 0 | 0 | 0 | 0 | 0 | 0 | 0 | 0 | 0.89767 | 0.89767 | -0.12527 | -0.12527
Line2_1_4 | 0.02909 | 0.02909 | 0 | 0 | 0.020154 | 0.020154 | 0.012791 | -0.012742 | 0.012795 | -0.012744 | -45.1344 | 134.8656 | 0.89767 | 0.89418 | -0.12527 | -0.1298
Line3_1_5 | 0 | 0 | 0 | 0 | 0 | 0 | 0 | 0 | 0 | 0 | 0 | 0 | 0.89767 | 0.89767 | -0.12527 | -0.12527
Line4_2_6 | 0 | 0 | 0 | 0 | 0 | 0 | 0 | 0 | 0 | 0 | 0 | 0 | 0.89767 | 0.89767 | -0.12527 | -0.12527
Line5_6_7 | 0 | 0 | 0 | 0 | 0 | 0 | 0 | 0 | 0 | 0 | 0 | 0 | 0.89767 | 0.89767 | -0.12527 | -0.12527
Line6_7_8 | 0 | 0 | 0 | 0 | 0 | 0 | 0 | 0 | 0 | 0 | 0 | 0 | 0.89767 | 0.89767 | -0.12527 | -0.12527
Line7_8_9 | 0 | 0 | 0 | 0 | 0 | 0 | 0 | 0 | 0 | 0 | 0 | 0 | 0.89767 | 0.89767 | -0.12527 | -0.12527
Line8_8_10 | 0 | 0 | 0 | 0 | 0 | 0 | 0 | 0 | 0 | 0 | 0 | 0 | 0.89767 | 0.89767 | -0.12527 | -0.12527
Line9_3_11 | 0 | 0 | 0 | 0 | 0 | 0 | 0 | 0 | 0 | 0 | 0 | 0 | 0.89767 | 0.89767 | -0.12527 | -0.12527

## LL_max_6
name | pf_ikss_a_from_ka | pf_ikss_b_from_ka | pf_ikss_c_from_ka | pf_ikss_a_to_ka | pf_ikss_b_to_ka | pf_ikss_c_to_ka | pf_skss_a_from_mw | pf_skss_b_from_mw | pf_skss_c_from_mw | pf_skss_a_to_mw | pf_skss_b_to_mw | pf_skss_c_to_mw | pf_p_a_from_mw | pf_p_b_from_mw | pf_p_c_from_mw | pf_p_a_to_mw | pf_p_b_to_mw | pf_p_c_to_mw | pf_q_a_from_mvar | pf_q_b_from_mvar | pf_q_c_from_mvar | pf_q_a_to_mvar | pf_q_b_to_mvar | pf_q_c_to_mvar | pf_ikss_a_from_degree | pf_ikss_b_from_degree | pf_ikss_c_from_degree | pf_ikss_a_to_degree | pf_ikss_b_to_degree | pf_ikss_c_to_degree | pf_vm_a_from_pu | pf_vm_b_from_pu | pf_vm_c_from_pu | pf_vm_a_to_pu | pf_vm_b_to_pu | pf_vm_c_to_pu | pf_va_a_from_degree | pf_va_b_from_degree | pf_va_c_from_degree | pf_va_a_to_degree | pf_va_b_to_degree | pf_va_c_to_degree
Line0_1_2 | 0 | 0 | 0 | 0 | 0 | 0 | 0 | 0 | 0 | 0 | 0 | 0 | 5.8287e-16 | -3.0235e-09 | -4.8365e-09 | -5.4401e-16 | 3.0235e-09 | 4.8365e-09 | -5.8287e-17 | 5.1114e-09 | -1.9712e-09 | 5.8287e-17 | -5.1114e-09 | 1.9712e-09 | 0 | 0 | 0 | 0 | 0 | 0 | 1.05 | 0.85292 | 0.7501 | 1.05 | 0.85292 | 0.7501 | -9.3059e-12 | -135.0364 | 126.5322 | -9.3199e-12 | -135.0364 | 126.5322
Line10_11_12 | 0 | 0 | 0 | 0 | 0 | 0 | 0 | 0 | 0 | 0 | 0 | 0 | 5.4401e-16 | -3.0235e-09 | -4.8365e-09 | -5.4401e-16 | 3.0235e-09 | 4.8365e-09 | 1.9429e-17 | 5.1114e-09 | -1.9712e-09 | -3.8858e-17 | -5.1114e-09 | 1.9712e-09 | 0 | 0 | 0 | 0 | 0 | 0 | 1.05 | 0.85292 | 0.7501 | 1.05 | 0.85292 | 0.7501 | -9.3275e-12 | -135.0364 | 126.5322 | -9.3368e-12 | -135.0364 | 126.5322
Line11_12_13 | 0 | 0 | 0 | 0 | 0 | 0 | 0 | 0 | 0 | 0 | 0 | 0 | 4.6629e-16 | -2.5196e-09 | -4.0305e-09 | -5.0515e-16 | 2.5196e-09 | 4.0305e-09 | -5.8287e-17 | 4.2595e-09 | -1.6426e-09 | 1.9429e-17 | -4.2595e-09 | 1.6426e-09 | 0 | 0 | 0 | 0 | 0 | 0 | 1.05 | 0.85292 | 0.7501 | 1.05 | 0.85292 | 0.7501 | -9.3368e-12 | -135.0364 | 126.5322 | -9.344e-12 | -135.0364 | 126.5322
Line12_13_15 | 0 | 0 | 0 | 0 | 0 | 0 | 0 | 0 | 0 | 0 | 0 | 0 | 2.72e-16 | -1.5118e-09 | -2.4183e-09 | -2.72e-16 | 1.5118e-09 | 2.4183e-09 | 3.8858e-17 | 2.5557e-09 | -9.8558e-10 | -1.9429e-17 | -2.5557e-09 | 9.8558e-10 | 0 | 0 | 0 | 0 | 0 | 0 | 1.05 | 0.85292 | 0.7501 | 1.05 | 0.85292 | 0.7501 | -9.344e-12 | -135.0364 | 126.5322 | -9.3475e-12 | -135.0364 | 126.5322
Line13_13_14 | 0 | 0 | 0 | 0 | 0 | 0 | 0 | 0 | 0 | 0 | 0 | 0 | -3.8858e-17 | -5.0392e-10 | -8.0609e-10 | 0 | 5.0392e-10 | 8.0609e-10 | 1.9429e-17 | 8.5191e-10 | -3.2853e-10 | 0 | -8.5191e-10 | 3.2853e-10 | 0 | 0 | 0 | 0 | 0 | 0 | 1.05 | 0.85292 | 0.7501 | 1.05 | 0.85292 | 0.7501 | -9.344e-12 | -135.0364 | 126.5322 | -9.345e-12 | -135.0364 | 126.5322
Line14_15_16 | 0 | 0 | 0 | 0 | 0 | 0 | 0 | 0 | 0 | 0 | 0 | 0 | 1.5543e-16 | -1.0078e-09 | -1.6122e-09 | -7.7716e-17 | 1.0078e-09 | 1.6122e-09 | 1.9429e-17 | 1.7038e-09 | -6.5706e-10 | 1.2681e-29 | -1.7038e-09 | 6.5706e-10 | 0 | 0 | 0 | 0 | 0 | 0 | 1.05 | 0.85292 | 0.7501 | 1.05 | 0.85292 | 0.7501 | -9.3475e-12 | -135.0364 | 126.5322 | -9.3493e-12 | -135.0364 | 126.5322
Line15_16_17 | 0 | 0 | 0 | 0 | 0 | 0 | 0 | 0 | 0 | 0 | 0 | 0 | -1.1657e-16 | -5.0392e-10 | -8.0609e-10 | 3.8858e-17 | 5.0392e-10 | 8.0609e-10 | 1.9022e-29 | 8.5191e-10 | -3.2853e-10 | -1.9429e-17 | -8.5191e-10 | 3.2853e-10 | 0 | 0 | 0 | 0 | 0 | 0 | 1.05 | 0.85292 | 0.7501 | 1.05 | 0.85292 | 0.7501 | -9.3493e-12 | -135.0364 | 126.5322 | -9.3498e-12 | -135.0364 | 126.5322
Line16_4_18 | 0 | 3.1387 | 3.1387 | 0 | 3.1387 | 3.1387 | 0 | 0.72485 | 0.72485 | 0 | 0.72485 | 0.72485 | -1.5543e-16 | 0.45801 | -0.26098 | 1.5543e-16 | -0.3595 | 0.3595 | -3.8858e-17 | 0.072221 | 0.32184 | 3.8858e-17 | 0.12481 | -0.12481 | 0 | -160.8543 | 19.1457 | 0 | 19.1457 | -160.8543 | 1.05 | 0.63968 | 0.57164 | 1.05 | 0.525 | 0.525 | -9.3111e-12 | -151.8935 | 148.1848 | -9.3131e-12 | -180 | -180
Line17_5_19 | 0 | 0 | 0 | 0 | 0 | 0 | 0 | 0 | 0 | 0 | 0 | 0 | -1.1657e-16 | -5.0392e-10 | -8.0609e-10 | 1.1657e-16 | 5.0392e-10 | 8.0609e-10 | 1.9429e-17 | 8.5191e-10 | -3.2853e-10 | -3.8858e-17 | -8.5191e-10 | 3.2853e-10 | 0 | 0 | 0 | 0 | 0 | 0 | 1.05 | 0.85292 | 0.7501 | 1.05 | 0.85292 | 0.7501 | -9.3079e-12 | -135.0364 | 126.5322 | -9.3084e-12 | -135.0364 | 126.5322
Line1_1_3 | 0 | 0 | 0 | 0 | 0 | 0 | 0 | 0 | 0 | 0 | 0 | 0 | 7.383e-16 | -4.0313e-09 | -6.4487e-09 | -6.9944e-16 | 4.0313e-09 | 6.4487e-09 | 1.36e-16 | 6.8153e-09 | -2.6282e-09 | -1.5543e-16 | -6.8153e-09 | 2.6282e-09 | 0 | 0 | 0 | 0 | 0 | 0 | 1.05 | 0.85292 | 0.7501 | 1.05 | 0.85292 | 0.7501 | -9.3059e-12 | -135.0364 | 126.5322 | -9.317e-12 | -135.0364 | 126.5322
Line2_1_4 | 0 | 3.1387 | 3.1387 | 0 | 3.1387 | 3.1387 | 0 | 0.72485 | 0.72485 | 0 | 0.72485 | 0.72485 | 3.1086e-16 | 0.55653 | -0.16247 | -3.1086e-16 | -0.45801 | 0.26098 | -3.8858e-17 | 0.26925 | 0.51887 | 7.7716e-17 | -0.072221 | -0.32184 | 0 | -160.8543 | 19.1457 | 0 | 19.1457 | -160.8543 | 1.05 | 0.85292 | 0.7501 | 1.05 | 0.63968 | 0.57164 | -9.3059e-12 | -135.0364 | 126.5322 | -9.3111e-12 | -151.8935 | 148.1848
Line3_1_5 | 0 | 0 | 0 | 0 | 0 | 0 | 0 | 0 | 0 | 0 | 0 | 0 | 1.9429e-16 | -1.0078e-09 | -1.6122e-09 | -1.1657e-16 | 1.0078e-09 | 1.6122e-09 | -7.7716e-17 | 1.7038e-09 | -6.5705e-10 | 3.8858e-17 | -1.7038e-09 | 6.5706e-10 | 0 | 0 | 0 | 0 | 0 | 0 | 1.05 | 0.85292 | 0.7501 | 1.05 | 0.85292 | 0.7501 | -9.3059e-12 | -135.0364 | 126.5322 | -9.3079e-12 | -135.0364 | 126.5322
Line4_2_6 | 0 | 0 | 0 | 0 | 0 | 0 | 0 | 0 | 0 | 0 | 0 | 0 | 4.2744e-16 | -2.5196e-09 | -4.0305e-09 | -4.2744e-16 | 2.5196e-09 | 4.0305e-09 | -1.9429e-17 | 4.2595e-09 | -1.6426e-09 | 3.8858e-17 | -4.2595e-09 | 1.6426e-09 | 0 | 0 | 0 | 0 | 0 | 0 | 1.05 | 0.85292 | 0.7501 | 1.05 | 0.85292 | 0.7501 | -9.3199e-12 | -135.0364 | 126.5322 | -9.3316e-12 | -135.0364 | 126.5322
Line5_6_7 | 0 | 0 | 0 | 0 | 0 | 0 | 0 | 0 | 0 | 0 | 0 | 0 | 2.72e-16 | -2.0157e-09 | -3.2244e-09 | -3.4972e-16 | 2.0157e-09 | 3.2244e-09 | -5.8287e-17 | 3.4076e-09 | -1.3141e-09 | 7.7716e-17 | -3.4076e-09 | 1.3141e-09 | 0 | 0 | 0 | 0 | 0 | 0 | 1.05 | 0.85292 | 0.7501 | 1.05 | 0.85292 | 0.7501 | -9.3316e-12 | -135.0364 | 126.5322 | -9.3381e-12 | -135.0364 | 126.5322
Line6_7_8 | 0 | 0 | 0 | 0 | 0 | 0 | 0 | 0 | 0 | 0 | 0 | 0 | 2.3315e-16 | -1.5118e-09 | -2.4183e-09 | -1.9429e-16 | 1.5118e-09 | 2.4183e-09 | -1.1657e-16 | 2.5557e-09 | -9.8558e-10 | 9.7145e-17 | -2.5557e-09 | 9.8558e-10 | 0 | 0 | 0 | 0 | 0 | 0 | 1.05 | 0.85292 | 0.7501 | 1.05 | 0.85292 | 0.7501 | -9.3381e-12 | -135.0364 | 126.5322 | -9.3419e-12 | -135.0364 | 126.5322
Line7_8_9 | 0 | 0 | 0 | 0 | 0 | 0 | 0 | 0 | 0 | 0 | 0 | 0 | -3.8858e-17 | -5.0392e-10 | -8.0609e-10 | -3.8858e-17 | 5.0392e-10 | 8.0609e-10 | -1.9429e-17 | 8.5191e-10 | -3.2853e-10 | 6.3363e-30 | -8.5191e-10 | 3.2853e-10 | 0 | 0 | 0 | 0 | 0 | 0 | 1.05 | 0.85292 | 0.7501 | 1.05 | 0.85292 | 0.7501 | -9.3419e-12 | -135.0364 | 126.5322 | -9.3429e-12 | -135.0364 | 126.5322
Line8_8_10 | 0 | 0 | 0 | 0 | 0 | 0 | 0 | 0 | 0 | 0 | 0 | 0 | -7.7716e-17 | -5.0392e-10 | -8.0609e-10 | 3.8858e-17 | 5.0392e-10 | 8.0609e-10 | 1.2671e-29 | 8.5191e-10 | -3.2853e-10 | -1.9429e-17 | -8.5191e-10 | 3.2853e-10 | 0 | 0 | 0 | 0 | 0 | 0 | 1.05 | 0.85292 | 0.7501 | 1.05 | 0.85292 | 0.7501 | -9.3419e-12 | -135.0364 | 126.5322 | -9.343e-12 | -135.0364 | 126.5322
Line9_3_11 | 0 | 0 | 0 | 0 | 0 | 0 | 0 | 0 | 0 | 0 | 0 | 0 | 5.8287e-16 | -3.5274e-09 | -5.6426e-09 | -5.8287e-16 | 3.5274e-09 | 5.6426e-09 | 5.8287e-17 | 5.9633e-09 | -2.2997e-09 | -7.7716e-17 | -5.9633e-09 | 2.2997e-09 | 0 | 0 | 0 | 0 | 0 | 0 | 1.05 | 0.85292 | 0.7501 | 1.05 | 0.85292 | 0.7501 | -9.317e-12 | -135.0364 | 126.5322 | -9.3275e-12 | -135.0364 | 126.5322

## LL_max_10
name | pf_ikss_a_from_ka | pf_ikss_b_from_ka | pf_ikss_c_from_ka | pf_ikss_a_to_ka | pf_ikss_b_to_ka | pf_ikss_c_to_ka | pf_skss_a_from_mw | pf_skss_b_from_mw | pf_skss_c_from_mw | pf_skss_a_to_mw | pf_skss_b_to_mw | pf_skss_c_to_mw | pf_p_a_from_mw | pf_p_b_from_mw | pf_p_c_from_mw | pf_p_a_to_mw | pf_p_b_to_mw | pf_p_c_to_mw | pf_q_a_from_mvar | pf_q_b_from_mvar | pf_q_c_from_mvar | pf_q_a_to_mvar | pf_q_b_to_mvar | pf_q_c_to_mvar | pf_ikss_a_from_degree | pf_ikss_b_from_degree | pf_ikss_c_from_degree | pf_ikss_a_to_degree | pf_ikss_b_to_degree | pf_ikss_c_to_degree | pf_vm_a_from_pu | pf_vm_b_from_pu | pf_vm_c_from_pu | pf_vm_a_to_pu | pf_vm_b_to_pu | pf_vm_c_to_pu | pf_va_a_from_degree | pf_va_b_from_degree | pf_va_c_from_degree | pf_va_a_to_degree | pf_va_b_to_degree | pf_va_c_to_degree
Line0_1_2 | 0 | 0 | 0 | 0 | 0 | 0 | 0 | 0 | 0 | 0 | 0 | 0 | 4.0708e-16 | -3.3669e-09 | -5.3859e-09 | -4.4779e-16 | 3.3669e-09 | 5.3859e-09 | 1.2212e-16 | 5.759e-09 | -2.262e-09 | -1.2212e-16 | -5.759e-09 | 2.262e-09 | 0 | 0 | 0 | 0 | 0 | 0 | 1.1 | 0.88719 | 0.77689 | 1.1 | 0.88719 | 0.77689 | -1.7082e-11 | -135.5593 | 126.9102 | -1.7086e-11 | -135.5593 | 126.9102
Line10_11_12 | 0 | 0 | 0 | 0 | 0 | 0 | 0 | 0 | 0 | 0 | 0 | 0 | 6.1062e-16 | -3.3669e-09 | -5.3859e-09 | -5.6991e-16 | 3.3669e-09 | 5.3859e-09 | -1.8231e-28 | 5.759e-09 | -2.262e-09 | 1.7025e-28 | -5.759e-09 | 2.262e-09 | 0 | 0 | 0 | 0 | 0 | 0 | 1.1 | 0.88719 | 0.77689 | 1.1 | 0.88719 | 0.77689 | -1.7106e-11 | -135.5593 | 126.9102 | -1.7116e-11 | -135.5593 | 126.9102
Line11_12_13 | 0 | 0 | 0 | 0 | 0 | 0 | 0 | 0 | 0 | 0 | 0 | 0 | 4.885e-16 | -2.8058e-09 | -4.4883e-09 | -4.4779e-16 | 2.8058e-09 | 4.4883e-09 | -1.4593e-28 | 4.7992e-09 | -1.885e-09 | 1.3382e-28 | -4.7992e-09 | 1.885e-09 | 0 | 0 | 0 | 0 | 0 | 0 | 1.1 | 0.88719 | 0.77689 | 1.1 | 0.88719 | 0.77689 | -1.7116e-11 | -135.5593 | 126.9102 | -1.7123e-11 | -135.5593 | 126.9102
Line12_13_15 | 0 | 0 | 0 | 0 | 0 | 0 | 0 | 0 | 0 | 0 | 0 | 0 | 2.4425e-16 | -1.6835e-09 | -2.693e-09 | -2.4425e-16 | 1.6835e-09 | 2.693e-09 | 4.0708e-17 | 2.8795e-09 | -1.131e-09 | -4.0708e-17 | -2.8795e-09 | 1.131e-09 | 0 | 0 | 0 | 0 | 0 | 0 | 1.1 | 0.88719 | 0.77689 | 1.1 | 0.88719 | 0.77689 | -1.7123e-11 | -135.5593 | 126.9102 | -1.7127e-11 | -135.5593 | 126.9102
Line13_13_14 | 0 | 0 | 0 | 0 | 0 | 0 | 0 | 0 | 0 | 0 | 0 | 0 | 8.1416e-17 | -5.6115e-10 | -8.9765e-10 | -8.1416e-17 | 5.6115e-10 | 8.9765e-10 | -2.4332e-29 | 9.5983e-10 | -3.77e-10 | 4.0708e-17 | -9.5983e-10 | 3.77e-10 | 0 | 0 | 0 | 0 | 0 | 0 | 1.1 | 0.88719 | 0.77689 | 1.1 | 0.88719 | 0.77689 | -1.7123e-11 | -135.5593 | 126.9102 | -1.7124e-11 | -135.5593 | 126.9102
Line14_15_16 | 0 | 0 | 0 | 0 | 0 | 0 | 0 | 0 | 0 | 0 | 0 | 0 | 1.6283e-16 | -1.1223e-09 | -1.7953e-09 | -1.2212e-16 | 1.1223e-09 | 1.7953e-09 | 4.0708e-17 | 1.9197e-09 | -7.5399e-10 | 3.6509e-29 | -1.9197e-09 | 7.54e-10 | 0 | 0 | 0 | 0 | 0 | 0 | 1.1 | 0.88719 | 0.77689 | 1.1 | 0.88719 | 0.77689 | -1.7127e-11 | -135.5593 | 126.9102 | -1.7128e-11 | -135.5593 | 126.9102
Line15_16_17 | 0 | 0 | 0 | 0 | 0 | 0 | 0 | 0 | 0 | 0 | 0 | 0 | -8.1416e-17 | -5.6115e-10 | -8.9765e-10 | 8.1416e-17 | 5.6115e-10 | 8.9765e-10 | 4.0708e-17 | 9.5983e-10 | -3.77e-10 | -4.0708e-17 | -9.5983e-10 | 3.77e-10 | 0 | 0 | 0 | 0 | 0 | 0 | 1.1 | 0.88719 | 0.77689 | 1.1 | 0.88719 | 0.77689 | -1.7128e-11 | -135.5593 | 126.9102 | -1.7129e-11 | -135.5593 | 126.9102
Line16_4_18 | 0 | 3.2366 | 3.2366 | 0 | 3.2366 | 3.2366 | 0 | 0.74746 | 0.74746 | 0 | 0.74746 | 0.74746 | -3.2567e-16 | 0.49365 | -0.28415 | 1.6283e-16 | -0.3889 | 0.3889 | 8.1416e-17 | 0.07624 | 0.34278 | -8.1416e-17 | 0.13327 | -0.13327 | 0 | -161.0844 | 18.9156 | 0 | 18.9156 | -161.0844 | 1.1 | 0.66828 | 0.59567 | 1.1 | 0.55 | 0.55 | -1.7089e-11 | -152.305 | 148.5727 | -1.7092e-11 | -180 | -180
Line17_5_19 | 0 | 0 | 0 | 0 | 0 | 0 | 0 | 0 | 0 | 0 | 0 | 0 | -1.2139e-29 | -5.6115e-10 | -8.9765e-10 | 0 | 5.6115e-10 | 8.9765e-10 | -4.0708e-17 | 9.5983e-10 | -3.77e-10 | 0 | -9.5983e-10 | 3.77e-10 | 0 | 0 | 0 | 0 | 0 | 0 | 1.1 | 0.88719 | 0.77689 | 1.1 | 0.88719 | 0.77689 | -1.7085e-11 | -135.5593 | 126.9102 | -1.7086e-11 | -135.5593 | 126.9102
Line1_1_3 | 0 | 0 | 0 | 0 | 0 | 0 | 0 | 0 | 0 | 0 | 0 | 0 | 7.7346e-16 | -4.4892e-09 | -7.1812e-09 | -7.7346e-16 | 4.4892e-09 | 7.1812e-09 | 1.6283e-16 | 7.6787e-09 | -3.016e-09 | -1.6283e-16 | -7.6787e-09 | 3.016e-09 | 0 | 0 | 0 | 0 | 0 | 0 | 1.1 | 0.88719 | 0.77689 | 1.1 | 0.88719 | 0.77689 | -1.7082e-11 | -135.5593 | 126.9102 | -1.7095e-11 | -135.5593 | 126.9102
Line2_1_4 | 0 | 3.2366 | 3.2366 | 0 | 3.2366 | 3.2366 | 0 | 0.74746 | 0.74746 | 0 | 0.74746 | 0.74746 | 2.4425e-16 | 0.59841 | -0.17939 | -1.6283e-16 | -0.49365 | 0.28415 | 8.1416e-17 | 0.28575 | 0.55229 | -8.1416e-17 | -0.07624 | -0.34278 | 0 | -161.0844 | 18.9156 | 0 | 18.9156 | -161.0844 | 1.1 | 0.88719 | 0.77689 | 1.1 | 0.66828 | 0.59567 | -1.7082e-11 | -135.5593 | 126.9102 | -1.7089e-11 | -152.305 | 148.5727
Line3_1_5 | 0 | 0 | 0 | 0 | 0 | 0 | 0 | 0 | 0 | 0 | 0 | 0 | 1.6283e-16 | -1.1223e-09 | -1.7953e-09 | -1.2212e-16 | 1.1223e-09 | 1.7953e-09 | -4.8548e-29 | 1.9197e-09 | -7.5399e-10 | 3.6417e-29 | -1.9197e-09 | 7.54e-10 | 0 | 0 | 0 | 0 | 0 | 0 | 1.1 | 0.88719 | 0.77689 | 1.1 | 0.88719 | 0.77689 | -1.7082e-11 | -135.5593 | 126.9102 | -1.7085e-11 | -135.5593 | 126.9102
Line4_2_6 | 0 | 0 | 0 | 0 | 0 | 0 | 0 | 0 | 0 | 0 | 0 | 0 | 2.4425e-16 | -2.8058e-09 | -4.4883e-09 | -2.8496e-16 | 2.8058e-09 | 4.4883e-09 | 4.0708e-17 | 4.7992e-09 | -1.885e-09 | -4.0708e-17 | -4.7992e-09 | 1.885e-09 | 0 | 0 | 0 | 0 | 0 | 0 | 1.1 | 0.88719 | 0.77689 | 1.1 | 0.88719 | 0.77689 | -1.7086e-11 | -135.5593 | 126.9102 | -1.709e-11 | -135.5593 | 126.9102
Line5_6_7 | 0 | 0 | 0 | 0 | 0 | 0 | 0 | 0 | 0 | 0 | 0 | 0 | 1.2212e-16 | -2.2446e-09 | -3.5906e-09 | -8.1416e-17 | 2.2446e-09 | 3.5906e-09 | 8.1416e-17 | 3.8393e-09 | -1.508e-09 | -4.0708e-17 | -3.8393e-09 | 1.508e-09 | 0 | 0 | 0 | 0 | 0 | 0 | 1.1 | 0.88719 | 0.77689 | 1.1 | 0.88719 | 0.77689 | -1.709e-11 | -135.5593 | 126.9102 | -1.7094e-11 | -135.5593 | 126.9102
Line6_7_8 | 0 | 0 | 0 | 0 | 0 | 0 | 0 | 0 | 0 | 0 | 0 | 0 | 4.0708e-17 | -1.6835e-09 | -2.693e-09 | -4.0708e-17 | 1.6835e-09 | 2.693e-09 | -8.1416e-17 | 2.8795e-09 | -1.131e-09 | 4.0708e-17 | -2.8795e-09 | 1.131e-09 | 0 | 0 | 0 | 0 | 0 | 0 | 1.1 | 0.88719 | 0.77689 | 1.1 | 0.88719 | 0.77689 | -1.7094e-11 | -135.5593 | 126.9102 | -1.7095e-11 | -135.5593 | 126.9102
Line7_8_9 | 0 | 0 | 0 | 0 | 0 | 0 | 0 | 0 | 0 | 0 | 0 | 0 | 1.6283e-16 | -5.6115e-10 | -8.9765e-10 | -1.2212e-16 | 5.6115e-10 | 8.9765e-10 | -8.1416e-17 | 9.5983e-10 | -3.77e-10 | 8.1416e-17 | -9.5983e-10 | 3.77e-10 | 0 | 0 | 0 | 0 | 0 | 0 | 1.1 | 0.88719 | 0.77689 | 1.1 | 0.88719 | 0.77689 | -1.7095e-11 | -135.5593 | 126.9102 | -1.7096e-11 | -135.5593 | 126.9102
Line8_8_10 | 0 | 0 | 0 | 0 | 0 | 0 | 0 | 0 | 0 | 0 | 0 | 0 | -4.0708e-17 | -5.6115e-10 | -8.9765e-10 | 4.0708e-17 | 5.6115e-10 | 8.9765e-10 | 1.2146e-29 | 9.5983e-10 | -3.77e-10 | -4.0708e-17 | -9.5983e-10 | 3.77e-10 | 0 | 0 | 0 | 0 | 0 | 0 | 1.1 | 0.88719 | 0.77689 | 1.1 | 0.88719 | 0.77689 | -1.7095e-11 | -135.5593 | 126.9102 | -1.7095e-11 | -135.5593 | 126.9102
Line9_3_11 | 0 | 0 | 0 | 0 | 0 | 0 | 0 | 0 | 0 | 0 | 0 | 0 | 7.7346e-16 | -3.9281e-09 | -6.2836e-09 | -7.7346e-16 | 3.9281e-09 | 6.2836e-09 | 8.1416e-17 | 6.7188e-09 | -2.639e-09 | -8.1416e-17 | -6.7188e-09 | 2.639e-09 | 0 | 0 | 0 | 0 | 0 | 0 | 1.1 | 0.88719 | 0.77689 | 1.1 | 0.88719 | 0.77689 | -1.7095e-11 | -135.5593 | 126.9102 | -1.7106e-11 | -135.5593 | 126.9102

## LL_max_fault_6
name | pf_ikss_a_from_ka | pf_ikss_b_from_ka | pf_ikss_c_from_ka | pf_ikss_a_to_ka | pf_ikss_b_to_ka | pf_ikss_c_to_ka | pf_skss_a_from_mw | pf_skss_b_from_mw | pf_skss_c_from_mw | pf_skss_a_to_mw | pf_skss_b_to_mw | pf_skss_c_to_mw | pf_p_a_from_mw | pf_p_b_from_mw | pf_p_c_from_mw | pf_p_a_to_mw | pf_p_b_to_mw | pf_p_c_to_mw | pf_q_a_from_mvar | pf_q_b_from_mvar | pf_q_c_from_mvar | pf_q_a_to_mvar | pf_q_b_to_mvar | pf_q_c_to_mvar | pf_ikss_a_from_degree | pf_ikss_b_from_degree | pf_ikss_c_from_degree | pf_ikss_a_to_degree | pf_ikss_b_to_degree | pf_ikss_c_to_degree | pf_vm_a_from_pu | pf_vm_b_from_pu | pf_vm_c_from_pu | pf_vm_a_to_pu | pf_vm_b_to_pu | pf_vm_c_to_pu | pf_va_a_from_degree | pf_va_b_from_degree | pf_va_c_from_degree | pf_va_a_to_degree | pf_va_b_to_degree | pf_va_c_to_degree
Line0_1_2 | 0 | 0 | 0 | 0 | 0 | 0 | 0 | 0 | 0 | 0 | 0 | 0 | 9.1073e-18 | -4.6325e-11 | -1.333e-10 | -9.1073e-18 | 4.6325e-11 | 1.333e-10 | 1.8215e-18 | 1.2762e-10 | 2.3032e-11 | -2.4286e-18 | -1.2762e-10 | -2.3032e-11 | 0 | 0 | 0 | 0 | 0 | 0 | 1.05 | 1.048 | 1.0442 | 1.05 | 1.048 | 1.0442 | -2.6975e-15 | -120.3021 | 119.9453 | -2.8688e-15 | -120.3021 | 119.9453
Line10_11_12 | 0 | 0 | 0 | 0 | 0 | 0 | 0 | 0 | 0 | 0 | 0 | 0 | 6.6787e-18 | -4.6325e-11 | -1.333e-10 | -7.2858e-18 | 4.6325e-11 | 1.333e-10 | 3.6429e-18 | 1.2762e-10 | 2.3032e-11 | -2.4286e-18 | -1.2762e-10 | -2.3032e-11 | 0 | 0 | 0 | 0 | 0 | 0 | 1.05 | 1.048 | 1.0442 | 1.05 | 1.048 | 1.0442 | -3.0326e-15 | -120.3021 | 119.9453 | -3.1836e-15 | -120.3021 | 119.9453
Line11_12_13 | 0 | 0 | 0 | 0 | 0 | 0 | 0 | 0 | 0 | 0 | 0 | 0 | 6.9823e-18 | -3.8604e-11 | -1.1109e-10 | -6.3751e-18 | 3.8604e-11 | 1.1109e-10 | 6.0715e-19 | 1.0635e-10 | 1.9193e-11 | -1.2143e-18 | -1.0635e-10 | -1.9193e-11 | 0 | 0 | 0 | 0 | 0 | 0 | 1.05 | 1.048 | 1.0442 | 1.05 | 1.048 | 1.0442 | -3.1836e-15 | -120.3021 | 119.9453 | -3.3063e-15 | -120.3021 | 119.9453
Line12_13_15 | 0 | 0 | 0 | 0 | 0 | 0 | 0 | 0 | 0 | 0 | 0 | 0 | 3.9465e-18 | -2.3162e-11 | -6.6652e-11 | -3.9465e-18 | 2.3162e-11 | 6.6652e-11 | 2.4286e-18 | 6.3811e-11 | 1.1516e-11 | -1.2143e-18 | -6.3811e-11 | -1.1516e-11 | 0 | 0 | 0 | 0 | 0 | 0 | 1.05 | 1.048 | 1.0442 | 1.05 | 1.048 | 1.0442 | -3.3063e-15 | -120.3021 | 119.9453 | -3.3666e-15 | -120.3021 | 119.9453
Line13_13_14 | 0 | 0 | 0 | 0 | 0 | 0 | 0 | 0 | 0 | 0 | 0 | 0 | 9.1073e-19 | -7.7208e-12 | -2.2217e-11 | -9.1073e-19 | 7.7208e-12 | 2.2217e-11 | -6.0715e-19 | 2.127e-11 | 3.8387e-12 | 5.2783e-35 | -2.127e-11 | -3.8387e-12 | 0 | 0 | 0 | 0 | 0 | 0 | 1.05 | 1.048 | 1.0442 | 1.05 | 1.048 | 1.0442 | -3.3063e-15 | -120.3021 | 119.9453 | -3.3207e-15 | -120.3021 | 119.9453
Line14_15_16 | 0 | 0 | 0 | 0 | 0 | 0 | 0 | 0 | 0 | 0 | 0 | 0 | 1.8215e-18 | -1.5442e-11 | -4.4435e-11 | -1.8215e-18 | 1.5442e-11 | 4.4435e-11 | 1.2143e-18 | 4.2541e-11 | 7.6773e-12 | -6.0715e-19 | -4.2541e-11 | -7.6773e-12 | 0 | 0 | 0 | 0 | 0 | 0 | 1.05 | 1.048 | 1.0442 | 1.05 | 1.048 | 1.0442 | -3.3666e-15 | -120.3021 | 119.9453 | -3.3958e-15 | -120.3021 | 119.9453
Line15_16_17 | 0 | 0 | 0 | 0 | 0 | 0 | 0 | 0 | 0 | 0 | 0 | 0 | 3.0358e-19 | -7.7208e-12 | -2.2217e-11 | -3.0358e-19 | 7.7208e-12 | 2.2217e-11 | 1.2143e-18 | 2.127e-11 | 3.8387e-12 | -1.2143e-18 | -2.127e-11 | -3.8387e-12 | 0 | 0 | 0 | 0 | 0 | 0 | 1.05 | 1.048 | 1.0442 | 1.05 | 1.048 | 1.0442 | -3.3958e-15 | -120.3021 | 119.9453 | -3.4147e-15 | -120.3021 | 119.9453
Line16_4_18 | 0 | 0.0584 | 0.0584 | 0 | 0.0584 | 0.0584 | 0 | 0.013487 | 0.013487 | 0 | 0.013487 | 0.013487 | -3.6429e-18 | 0.013608 | 0.0035134 | 4.8572e-18 | -0.013574 | -0.0034793 | 1.7632e-34 | 0.0036287 | 0.013561 | -2.3836e-34 | -0.0035605 | -0.013493 | 0 | -135.4649 | 44.5351 | 0 | 44.5351 | -135.4649 | 1.05 | 1.0442 | 1.0387 | 1.05 | 1.0405 | 1.0331 | -2.7732e-15 | -120.5336 | 120.01 | -2.8117e-15 | -120.7668 | 120.0754
Line17_5_19 | 0 | 0 | 0 | 0 | 0 | 0 | 0 | 0 | 0 | 0 | 0 | 0 | 6.0715e-19 | -7.7208e-12 | -2.2217e-11 | 2.9101e-35 | 7.7208e-12 | 2.2217e-11 | -6.0715e-19 | 2.127e-11 | 3.8387e-12 | 6.0715e-19 | -2.127e-11 | -3.8387e-12 | 0 | 0 | 0 | 0 | 0 | 0 | 1.05 | 1.048 | 1.0442 | 1.05 | 1.048 | 1.0442 | -2.7274e-15 | -120.3021 | 119.9453 | -2.7462e-15 | -120.3021 | 119.9453
Line1_1_3 | 0 | 0 | 0 | 0 | 0 | 0 | 0 | 0 | 0 | 0 | 0 | 0 | 1.0929e-17 | -6.1766e-11 | -1.7774e-10 | -1.0929e-17 | 6.1766e-11 | 1.7774e-10 | 6.0715e-18 | 1.7016e-10 | 3.0709e-11 | -6.6787e-18 | -1.7016e-10 | -3.0709e-11 | 0 | 0 | 0 | 0 | 0 | 0 | 1.05 | 1.048 | 1.0442 | 1.05 | 1.048 | 1.0442 | -2.6975e-15 | -120.3021 | 119.9453 | -2.8663e-15 | -120.3021 | 119.9453
Line2_1_4 | 0 | 0.0584 | 0.0584 | 0 | 0.0584 | 0.0584 | 0 | 0.013487 | 0.013487 | 0 | 0.013487 | 0.013487 | 6.0715e-18 | 0.013642 | 0.0035475 | -4.8572e-18 | -0.013608 | -0.0035134 | -1.2143e-18 | 0.003697 | 0.013629 | 1.2143e-18 | -0.0036287 | -0.013561 | 0 | -135.4649 | 44.5351 | 0 | 44.5351 | -135.4649 | 1.05 | 1.048 | 1.0442 | 1.05 | 1.0442 | 1.0387 | -2.6975e-15 | -120.3021 | 119.9453 | -2.7732e-15 | -120.5336 | 120.01
Line3_1_5 | 0 | 0 | 0 | 0 | 0 | 0 | 0 | 0 | 0 | 0 | 0 | 0 | 2.4286e-18 | -1.5442e-11 | -4.4435e-11 | -2.4286e-18 | 1.5442e-11 | 4.4435e-11 | 6.0715e-19 | 4.2541e-11 | 7.6773e-12 | -6.0715e-19 | -4.2541e-11 | -7.6773e-12 | 0 | 0 | 0 | 0 | 0 | 0 | 1.05 | 1.048 | 1.0442 | 1.05 | 1.048 | 1.0442 | -2.6975e-15 | -120.3021 | 119.9453 | -2.7274e-15 | -120.3021 | 119.9453
Line4_2_6 | 0 | 0 | 0 | 0 | 0 | 0 | 0 | 0 | 0 | 0 | 0 | 0 | 5.768e-18 | -3.8604e-11 | -1.1109e-10 | -5.768e-18 | 3.8604e-11 | 1.1109e-10 | 2.4286e-18 | 1.0635e-10 | 1.9193e-11 | -1.8215e-18 | -1.0635e-10 | -1.9193e-11 | 0 | 0 | 0 | 0 | 0 | 0 | 1.05 | 1.048 | 1.0442 | 1.05 | 1.048 | 1.0442 | -2.8688e-15 | -120.3021 | 119.9453 | -3.0155e-15 | -120.3021 | 119.9453
Line5_6_7 | 0 | 0 | 0 | 0 | 0 | 0 | 0 | 0 | 0 | 0 | 0 | 0 | 4.2501e-18 | -3.0883e-11 | -8.887e-11 | -4.8572e-18 | 3.0883e-11 | 8.887e-11 | -2.2369e-34 | 8.5081e-11 | 1.5355e-11 | -1.2143e-18 | -8.5081e-11 | -1.5355e-11 | 0 | 0 | 0 | 0 | 0 | 0 | 1.05 | 1.048 | 1.0442 | 1.05 | 1.048 | 1.0442 | -3.0155e-15 | -120.3021 | 119.9453 | -3.1236e-15 | -120.3021 | 119.9453
Line6_7_8 | 0 | 0 | 0 | 0 | 0 | 0 | 0 | 0 | 0 | 0 | 0 | 0 | 3.0358e-18 | -2.3162e-11 | -6.6652e-11 | -3.0358e-18 | 2.3162e-11 | 6.6652e-11 | -1.655e-34 | 6.3811e-11 | 1.1516e-11 | 1.8215e-18 | -6.3811e-11 | -1.1516e-11 | 0 | 0 | 0 | 0 | 0 | 0 | 1.05 | 1.048 | 1.0442 | 1.05 | 1.048 | 1.0442 | -3.1236e-15 | -120.3021 | 119.9453 | -3.1877e-15 | -120.3021 | 119.9453
Line7_8_9 | 0 | 0 | 0 | 0 | 0 | 0 | 0 | 0 | 0 | 0 | 0 | 0 | -3.0358e-19 | -7.7208e-12 | -2.2217e-11 | -9.1073e-19 | 7.7208e-12 | 2.2217e-11 | -6.0715e-19 | 2.127e-11 | 3.8387e-12 | 5.0898e-35 | -2.127e-11 | -3.8387e-12 | 0 | 0 | 0 | 0 | 0 | 0 | 1.05 | 1.048 | 1.0442 | 1.05 | 1.048 | 1.0442 | -3.1877e-15 | -120.3021 | 119.9453 | -3.2021e-15 | -120.3021 | 119.9453
Line8_8_10 | 0 | 0 | 0 | 0 | 0 | 0 | 0 | 0 | 0 | 0 | 0 | 0 | -9.1073e-19 | -7.7208e-12 | -2.2217e-11 | -3.0358e-19 | 7.7208e-12 | 2.2217e-11 | 5.067e-35 | 2.127e-11 | 3.8387e-12 | -1.2143e-18 | -2.127e-11 | -3.8387e-12 | 0 | 0 | 0 | 0 | 0 | 0 | 1.05 | 1.048 | 1.0442 | 1.05 | 1.048 | 1.0442 | -3.1877e-15 | -120.3021 | 119.9453 | -3.2037e-15 | -120.3021 | 119.9453
Line9_3_11 | 0 | 0 | 0 | 0 | 0 | 0 | 0 | 0 | 0 | 0 | 0 | 0 | 9.4109e-18 | -5.4045e-11 | -1.5552e-10 | -9.4109e-18 | 5.4045e-11 | 1.5552e-10 | 4.8572e-18 | 1.4889e-10 | 2.6871e-11 | -4.2501e-18 | -1.4889e-10 | -2.6871e-11 | 0 | 0 | 0 | 0 | 0 | 0 | 1.05 | 1.048 | 1.0442 | 1.05 | 1.048 | 1.0442 | -2.8663e-15 | -120.3021 | 119.9453 | -3.0326e-15 | -120.3021 | 119.9453

## LL_max_fault_10
name | pf_ikss_a_from_ka | pf_ikss_b_from_ka | pf_ikss_c_from_ka | pf_ikss_a_to_ka | pf_ikss_b_to_ka | pf_ikss_c_to_ka | pf_skss_a_from_mw | pf_skss_b_from_mw | pf_skss_c_from_mw | pf_skss_a_to_mw | pf_skss_b_to_mw | pf_skss_c_to_mw | pf_p_a_from_mw | pf_p_b_from_mw | pf_p_c_from_mw | pf_p_a_to_mw | pf_p_b_to_mw | pf_p_c_to_mw | pf_q_a_from_mvar | pf_q_b_from_mvar | pf_q_c_from_mvar | pf_q_a_to_mvar | pf_q_b_to_mvar | pf_q_c_to_mvar | pf_ikss_a_from_degree | pf_ikss_b_from_degree | pf_ikss_c_from_degree | pf_ikss_a_to_degree | pf_ikss_b_to_degree | pf_ikss_c_to_degree | pf_vm_a_from_pu | pf_vm_b_from_pu | pf_vm_c_from_pu | pf_vm_a_to_pu | pf_vm_b_to_pu | pf_vm_c_to_pu | pf_va_a_from_degree | pf_va_b_from_degree | pf_va_c_from_degree | pf_va_a_to_degree | pf_va_b_to_degree | pf_va_c_to_degree
Line0_1_2 | 0 | 0 | 0 | 0 | 0 | 0 | 0 | 0 | 0 | 0 | 0 | 0 | 5.4066e-18 | -5.3219e-11 | -1.5314e-10 | -5.4066e-18 | 5.3219e-11 | 1.5314e-10 | 6.9967e-18 | 1.4664e-10 | 2.6437e-11 | -7.6328e-18 | -1.4664e-10 | -2.6437e-11 | 0 | 0 | 0 | 0 | 0 | 0 | 1.1 | 1.0978 | 1.0936 | 1.1 | 1.0978 | 1.0936 | -4.3818e-14 | -120.3163 | 119.9428 | -4.3854e-14 | -120.3163 | 119.9428
Line10_11_12 | 0 | 0 | 0 | 0 | 0 | 0 | 0 | 0 | 0 | 0 | 0 | 0 | 8.5869e-18 | -5.3219e-11 | -1.5314e-10 | -8.5869e-18 | 5.3219e-11 | 1.5314e-10 | 3.8164e-18 | 1.4664e-10 | 2.6437e-11 | -3.1803e-18 | -1.4664e-10 | -2.6437e-11 | 0 | 0 | 0 | 0 | 0 | 0 | 1.1 | 1.0978 | 1.0936 | 1.1 | 1.0978 | 1.0936 | -4.4191e-14 | -120.3163 | 119.9428 | -4.4349e-14 | -120.3163 | 119.9428
Line11_12_13 | 0 | 0 | 0 | 0 | 0 | 0 | 0 | 0 | 0 | 0 | 0 | 0 | 7.9508e-18 | -4.4349e-11 | -1.2762e-10 | -8.5869e-18 | 4.4349e-11 | 1.2762e-10 | 1.2721e-18 | 1.222e-10 | 2.2031e-11 | -1.2721e-18 | -1.222e-10 | -2.2031e-11 | 0 | 0 | 0 | 0 | 0 | 0 | 1.1 | 1.0978 | 1.0936 | 1.1 | 1.0978 | 1.0936 | -4.4349e-14 | -120.3163 | 119.9428 | -4.4478e-14 | -120.3163 | 119.9428
Line12_13_15 | 0 | 0 | 0 | 0 | 0 | 0 | 0 | 0 | 0 | 0 | 0 | 0 | 3.8164e-18 | -2.6609e-11 | -7.6572e-11 | -3.8164e-18 | 2.6609e-11 | 7.6572e-11 | 1.9082e-18 | 7.332e-11 | 1.3218e-11 | -2.5443e-18 | -7.332e-11 | -1.3218e-11 | 0 | 0 | 0 | 0 | 0 | 0 | 1.1 | 1.0978 | 1.0936 | 1.1 | 1.0978 | 1.0936 | -4.4478e-14 | -120.3163 | 119.9428 | -4.4541e-14 | -120.3163 | 119.9428
Line13_13_14 | 0 | 0 | 0 | 0 | 0 | 0 | 0 | 0 | 0 | 0 | 0 | 0 | -4.9377e-34 | -8.8698e-12 | -2.5524e-11 | 4.9394e-34 | 8.8698e-12 | 2.5524e-11 | -6.3607e-19 | 2.444e-11 | 4.4061e-12 | 6.3607e-19 | -2.444e-11 | -4.4061e-12 | 0 | 0 | 0 | 0 | 0 | 0 | 1.1 | 1.0978 | 1.0936 | 1.1 | 1.0978 | 1.0936 | -4.4478e-14 | -120.3163 | 119.9428 | -4.4493e-14 | -120.3163 | 119.9428
Line14_15_16 | 0 | 0 | 0 | 0 | 0 | 0 | 0 | 0 | 0 | 0 | 0 | 0 | 2.8623e-18 | -1.774e-11 | -5.1048e-11 | -2.8623e-18 | 1.774e-11 | 5.1048e-11 | 6.3607e-19 | 4.888e-11 | 8.8123e-12 | -6.3607e-19 | -4.888e-11 | -8.8123e-12 | 0 | 0 | 0 | 0 | 0 | 0 | 1.1 | 1.0978 | 1.0936 | 1.1 | 1.0978 | 1.0936 | -4.4541e-14 | -120.3163 | 119.9428 | -4.4572e-14 | -120.3163 | 119.9428
Line15_16_17 | 0 | 0 | 0 | 0 | 0 | 0 | 0 | 0 | 0 | 0 | 0 | 0 | -6.3607e-19 | -8.8697e-12 | -2.5524e-11 | 6.3607e-19 | 8.8697e-12 | 2.5524e-11 | -6.3607e-19 | 2.444e-11 | 4.4061e-12 | -1.2721e-18 | -2.444e-11 | -4.4061e-12 | 0 | 0 | 0 | 0 | 0 | 0 | 1.1 | 1.0978 | 1.0936 | 1.1 | 1.0978 | 1.0936 | -4.4572e-14 | -120.3163 | 119.9428 | -4.4591e-14 | -120.3163 | 119.9428
Line16_4_18 | 0 | 0.061167 | 0.061167 | 0 | 0.061167 | 0.061167 | 0 | 0.014126 | 0.014126 | 0 | 0.014126 | 0.014126 | -2.5443e-18 | 0.01493 | 0.0038518 | 3.8164e-18 | -0.014893 | -0.0038144 | -2.5443e-18 | 0.0039805 | 0.014876 | -2.9257e-33 | -0.0039057 | -0.014801 | 0 | -135.4761 | 44.5239 | 0 | 44.5239 | -135.4761 | 1.1 | 1.0938 | 1.0878 | 1.1 | 1.0899 | 1.0821 | -4.3894e-14 | -120.5478 | 120.0075 | -4.3924e-14 | -120.781 | 120.073
Line17_5_19 | 0 | 0 | 0 | 0 | 0 | 0 | 0 | 0 | 0 | 0 | 0 | 0 | 6.3607e-19 | -8.8698e-12 | -2.5524e-11 | -6.3607e-19 | 8.8698e-12 | 2.5524e-11 | -1.2721e-18 | 2.444e-11 | 4.4061e-12 | 4.8718e-34 | -2.444e-11 | -4.4061e-12 | 0 | 0 | 0 | 0 | 0 | 0 | 1.1 | 1.0978 | 1.0936 | 1.1 | 1.0978 | 1.0936 | -4.3865e-14 | -120.3163 | 119.9428 | -4.3884e-14 | -120.3163 | 119.9428
Line1_1_3 | 0 | 0 | 0 | 0 | 0 | 0 | 0 | 0 | 0 | 0 | 0 | 0 | 1.1131e-17 | -7.0958e-11 | -2.0419e-10 | -1.1767e-17 | 7.0958e-11 | 2.0419e-10 | 8.9049e-18 | 1.9552e-10 | 3.5249e-11 | -8.9049e-18 | -1.9552e-10 | -3.5249e-11 | 0 | 0 | 0 | 0 | 0 | 0 | 1.1 | 1.0978 | 1.0936 | 1.1 | 1.0978 | 1.0936 | -4.3818e-14 | -120.3163 | 119.9428 | -4.4017e-14 | -120.3163 | 119.9428
Line2_1_4 | 0 | 0.061167 | 0.061167 | 0 | 0.061167 | 0.061167 | 0 | 0.014126 | 0.014126 | 0 | 0.014126 | 0.014126 | 3.8164e-18 | 0.014968 | 0.0038892 | -3.8164e-18 | -0.01493 | -0.0038518 | 1.2721e-18 | 0.0040553 | 0.014951 | -2.5443e-18 | -0.0039805 | -0.014876 | 0 | -135.4761 | 44.5239 | 0 | 44.5239 | -135.4761 | 1.1 | 1.0978 | 1.0936 | 1.1 | 1.0938 | 1.0878 | -4.3818e-14 | -120.3163 | 119.9428 | -4.3894e-14 | -120.5478 | 120.0075
Line3_1_5 | 0 | 0 | 0 | 0 | 0 | 0 | 0 | 0 | 0 | 0 | 0 | 0 | 1.2721e-18 | -1.7739e-11 | -5.1048e-11 | -1.9082e-18 | 1.7739e-11 | 5.1048e-11 | 1.9082e-18 | 4.888e-11 | 8.8123e-12 | -2.5443e-18 | -4.888e-11 | -8.8123e-12 | 0 | 0 | 0 | 0 | 0 | 0 | 1.1 | 1.0978 | 1.0936 | 1.1 | 1.0978 | 1.0936 | -4.3818e-14 | -120.3163 | 119.9428 | -4.3865e-14 | -120.3163 | 119.9428
Line4_2_6 | 0 | 0 | 0 | 0 | 0 | 0 | 0 | 0 | 0 | 0 | 0 | 0 | 4.7705e-18 | -4.4349e-11 | -1.2762e-10 | -4.7705e-18 | 4.4349e-11 | 1.2762e-10 | 5.0885e-18 | 1.222e-10 | 2.2031e-11 | -3.8164e-18 | -1.222e-10 | -2.2031e-11 | 0 | 0 | 0 | 0 | 0 | 0 | 1.1 | 1.0978 | 1.0936 | 1.1 | 1.0978 | 1.0936 | -4.3854e-14 | -120.3163 | 119.9428 | -4.3919e-14 | -120.3163 | 119.9428
Line5_6_7 | 0 | 0 | 0 | 0 | 0 | 0 | 0 | 0 | 0 | 0 | 0 | 0 | 1.9082e-18 | -3.5479e-11 | -1.021e-10 | -1.9082e-18 | 3.5479e-11 | 1.021e-10 | 1.2721e-18 | 9.776e-11 | 1.7625e-11 | -1.9082e-18 | -9.776e-11 | -1.7624e-11 | 0 | 0 | 0 | 0 | 0 | 0 | 1.1 | 1.0978 | 1.0936 | 1.1 | 1.0978 | 1.0936 | -4.3919e-14 | -120.3163 | 119.9428 | -4.3975e-14 | -120.3163 | 119.9428
Line6_7_8 | 0 | 0 | 0 | 0 | 0 | 0 | 0 | 0 | 0 | 0 | 0 | 0 | 1.2721e-18 | -2.6609e-11 | -7.6572e-11 | -1.9082e-18 | 2.6609e-11 | 7.6572e-11 | 1.9082e-18 | 7.332e-11 | 1.3218e-11 | -6.3607e-19 | -7.332e-11 | -1.3218e-11 | 0 | 0 | 0 | 0 | 0 | 0 | 1.1 | 1.0978 | 1.0936 | 1.1 | 1.0978 | 1.0936 | -4.3975e-14 | -120.3163 | 119.9428 | -4.4015e-14 | -120.3163 | 119.9428
Line7_8_9 | 0 | 0 | 0 | 0 | 0 | 0 | 0 | 0 | 0 | 0 | 0 | 0 | 6.3607e-19 | -8.8698e-12 | -2.5524e-11 | -6.3607e-19 | 8.8698e-12 | 2.5524e-11 | -4.8862e-34 | 2.444e-11 | 4.4061e-12 | 4.8879e-34 | -2.444e-11 | -4.4061e-12 | 0 | 0 | 0 | 0 | 0 | 0 | 1.1 | 1.0978 | 1.0936 | 1.1 | 1.0978 | 1.0936 | -4.4015e-14 | -120.3163 | 119.9428 | -4.403e-14 | -120.3163 | 119.9428
Line8_8_10 | 0 | 0 | 0 | 0 | 0 | 0 | 0 | 0 | 0 | 0 | 0 | 0 | -6.3607e-19 | -8.8697e-12 | -2.5524e-11 | 6.3607e-19 | 8.8697e-12 | 2.5524e-11 | 2.5443e-18 | 2.444e-11 | 4.4061e-12 | -2.5443e-18 | -2.444e-11 | -4.4061e-12 | 0 | 0 | 0 | 0 | 0 | 0 | 1.1 | 1.0978 | 1.0936 | 1.1 | 1.0978 | 1.0936 | -4.4015e-14 | -120.3163 | 119.9428 | -4.401e-14 | -120.3163 | 119.9428
Line9_3_11 | 0 | 0 | 0 | 0 | 0 | 0 | 0 | 0 | 0 | 0 | 0 | 0 | 1.2085e-17 | -6.2088e-11 | -1.7867e-10 | -1.2085e-17 | 6.2088e-11 | 1.7867e-10 | 4.4525e-18 | 1.7108e-10 | 3.0843e-11 | -4.4525e-18 | -1.7108e-10 | -3.0843e-11 | 0 | 0 | 0 | 0 | 0 | 0 | 1.1 | 1.0978 | 1.0936 | 1.1 | 1.0978 | 1.0936 | -4.4017e-14 | -120.3163 | 119.9428 | -4.4191e-14 | -120.3163 | 119.9428

## LL_min_6
name | pf_ikss_a_from_ka | pf_ikss_b_from_ka | pf_ikss_c_from_ka | pf_ikss_a_to_ka | pf_ikss_b_to_ka | pf_ikss_c_to_ka | pf_skss_a_from_mw | pf_skss_b_from_mw | pf_skss_c_from_mw | pf_skss_a_to_mw | pf_skss_b_to_mw | pf_skss_c_to_mw | pf_p_a_from_mw | pf_p_b_from_mw | pf_p_c_from_mw | pf_p_a_to_mw | pf_p_b_to_mw | pf_p_c_to_mw | pf_q_a_from_mvar | pf_q_b_from_mvar | pf_q_c_from_mvar | pf_q_a_to_mvar | pf_q_b_to_mvar | pf_q_c_to_mvar | pf_ikss_a_from_degree | pf_ikss_b_from_degree | pf_ikss_c_from_degree | pf_ikss_a_to_degree | pf_ikss_b_to_degree | pf_ikss_c_to_degree | pf_vm_a_from_pu | pf_vm_b_from_pu | pf_vm_c_from_pu | pf_vm_a_to_pu | pf_vm_b_to_pu | pf_vm_c_to_pu | pf_va_a_from_degree | pf_va_b_from_degree | pf_va_c_from_degree | pf_va_a_to_degree | pf_va_b_to_degree | pf_va_c_to_degree
Line0_1_2 | 0 | 0 | 0 | 0 | 0 | 0 | 0 | 0 | 0 | 0 | 0 | 0 | -1.7579e-17 | -1.4366e-09 | -3.9666e-09 | 1.7579e-17 | 1.4366e-09 | 3.9666e-09 | 1.5821e-16 | 4.6273e-09 | -2.4518e-10 | -1.5821e-16 | -4.6273e-09 | 2.4518e-10 | 0 | 0 | 0 | 0 | 0 | 0 | 0.95 | 0.83839 | 0.68767 | 0.95 | 0.83839 | 0.68767 | -5.3938e-12 | -135.3123 | 120.9775 | -5.3877e-12 | -135.3123 | 120.9775
Line10_11_12 | 0 | 0 | 0 | 0 | 0 | 0 | 0 | 0 | 0 | 0 | 0 | 0 | -1.7579e-17 | -1.4366e-09 | -3.9666e-09 | 1.7579e-17 | 1.4366e-09 | 3.9666e-09 | 1.2305e-16 | 4.6273e-09 | -2.4518e-10 | -1.2305e-16 | -4.6273e-09 | 2.4518e-10 | 0 | 0 | 0 | 0 | 0 | 0 | 0.95 | 0.83839 | 0.68767 | 0.95 | 0.83839 | 0.68767 | -5.3864e-12 | -135.3123 | 120.9775 | -5.3823e-12 | -135.3123 | 120.9775
Line11_12_13 | 0 | 0 | 0 | 0 | 0 | 0 | 0 | 0 | 0 | 0 | 0 | 0 | -2.6368e-17 | -1.1971e-09 | -3.3055e-09 | 2.6368e-17 | 1.1971e-09 | 3.3055e-09 | 1.0547e-16 | 3.8561e-09 | -2.0432e-10 | -1.4063e-16 | -3.8561e-09 | 2.0432e-10 | 0 | 0 | 0 | 0 | 0 | 0 | 0.95 | 0.83839 | 0.68767 | 0.95 | 0.83839 | 0.68767 | -5.3823e-12 | -135.3123 | 120.9775 | -5.3786e-12 | -135.3123 | 120.9775
Line12_13_15 | 0 | 0 | 0 | 0 | 0 | 0 | 0 | 0 | 0 | 0 | 0 | 0 | 8.7893e-18 | -7.1829e-10 | -1.9833e-09 | 8.7893e-18 | 7.1829e-10 | 1.9833e-09 | 3.5157e-17 | 2.3136e-09 | -1.2259e-10 | -1.7579e-17 | -2.3136e-09 | 1.2259e-10 | 0 | 0 | 0 | 0 | 0 | 0 | 0.95 | 0.83839 | 0.68767 | 0.95 | 0.83839 | 0.68767 | -5.3786e-12 | -135.3123 | 120.9775 | -5.377e-12 | -135.3123 | 120.9775
Line13_13_14 | 0 | 0 | 0 | 0 | 0 | 0 | 0 | 0 | 0 | 0 | 0 | 0 | 1.6502e-30 | -2.3943e-10 | -6.611e-10 | 0 | 2.3943e-10 | 6.611e-10 | 1.7579e-17 | 7.7122e-10 | -4.0864e-11 | 0 | -7.7122e-10 | 4.0864e-11 | 0 | 0 | 0 | 0 | 0 | 0 | 0.95 | 0.83839 | 0.68767 | 0.95 | 0.83839 | 0.68767 | -5.3786e-12 | -135.3123 | 120.9775 | -5.3788e-12 | -135.3123 | 120.9775
Line14_15_16 | 0 | 0 | 0 | 0 | 0 | 0 | 0 | 0 | 0 | 0 | 0 | 0 | -8.7893e-18 | -4.7886e-10 | -1.3222e-09 | 2.6368e-17 | 4.7886e-10 | 1.3222e-09 | 1.7579e-17 | 1.5424e-09 | -8.1728e-11 | -1.7579e-17 | -1.5424e-09 | 8.1728e-11 | 0 | 0 | 0 | 0 | 0 | 0 | 0.95 | 0.83839 | 0.68767 | 0.95 | 0.83839 | 0.68767 | -5.377e-12 | -135.3123 | 120.9775 | -5.3757e-12 | -135.3123 | 120.9775
Line15_16_17 | 0 | 0 | 0 | 0 | 0 | 0 | 0 | 0 | 0 | 0 | 0 | 0 | -3.5157e-17 | -2.3943e-10 | -6.611e-10 | 3.5157e-17 | 2.3943e-10 | 6.611e-10 | 3.5157e-17 | 7.7122e-10 | -4.0864e-11 | -5.2736e-17 | -7.7122e-10 | 4.0864e-11 | 0 | 0 | 0 | 0 | 0 | 0 | 0.95 | 0.83839 | 0.68767 | 0.95 | 0.83839 | 0.68767 | -5.3757e-12 | -135.3123 | 120.9775 | -5.3754e-12 | -135.3123 | 120.9775
Line16_4_18 | 0 | 2.5068 | 2.5068 | 0 | 2.5068 | 2.5068 | 0 | 0.57893 | 0.57893 | 0 | 0.57893 | 0.57893 | -7.0314e-17 | 0.35328 | -0.11197 | -6.6204e-30 | -0.23262 | 0.23262 | 7.0314e-17 | -0.020967 | 0.27233 | -7.0314e-17 | 0.14665 | -0.14665 | 0 | -147.7717 | 32.2283 | 0 | 32.2283 | -147.7717 | 0.95 | 0.6113 | 0.50862 | 0.95 | 0.475 | 0.475 | -5.3937e-12 | -151.1682 | 144.5775 | -5.3946e-12 | -180 | -180
Line17_5_19 | 0 | 0 | 0 | 0 | 0 | 0 | 0 | 0 | 0 | 0 | 0 | 0 | -8.7893e-18 | -2.3943e-10 | -6.611e-10 | 8.7893e-18 | 2.3943e-10 | 6.611e-10 | 3.5157e-17 | 7.7122e-10 | -4.0864e-11 | -3.5157e-17 | -7.7122e-10 | 4.0864e-11 | 0 | 0 | 0 | 0 | 0 | 0 | 0.95 | 0.83839 | 0.68767 | 0.95 | 0.83839 | 0.68767 | -5.3923e-12 | -135.3123 | 120.9775 | -5.3921e-12 | -135.3123 | 120.9775
Line1_1_3 | 0 | 0 | 0 | 0 | 0 | 0 | 0 | 0 | 0 | 0 | 0 | 0 | -8.7893e-18 | -1.9154e-09 | -5.2888e-09 | 8.7893e-18 | 1.9154e-09 | 5.2888e-09 | 8.7893e-17 | 6.1697e-09 | -3.2691e-10 | -7.0314e-17 | -6.1697e-09 | 3.2691e-10 | 0 | 0 | 0 | 0 | 0 | 0 | 0.95 | 0.83839 | 0.68767 | 0.95 | 0.83839 | 0.68767 | -5.3938e-12 | -135.3123 | 120.9775 | -5.3905e-12 | -135.3123 | 120.9775
Line2_1_4 | 0 | 2.5068 | 2.5068 | 0 | 2.5068 | 2.5068 | 0 | 0.57893 | 0.57893 | 0 | 0.57893 | 0.57893 | -3.5157e-17 | 0.47394 | 0.0086903 | 7.0314e-17 | -0.35328 | 0.11197 | -7.0314e-17 | 0.10472 | 0.39802 | 7.0314e-17 | 0.020967 | -0.27233 | 0 | -147.7717 | 32.2283 | 0 | 32.2283 | -147.7717 | 0.95 | 0.83839 | 0.68767 | 0.95 | 0.6113 | 0.50862 | -5.3938e-12 | -135.3123 | 120.9775 | -5.3937e-12 | -151.1682 | 144.5775
Line3_1_5 | 0 | 0 | 0 | 0 | 0 | 0 | 0 | 0 | 0 | 0 | 0 | 0 | -3.5157e-17 | -4.7886e-10 | -1.3222e-09 | 5.2736e-17 | 4.7886e-10 | 1.3222e-09 | 3.3097e-30 | 1.5424e-09 | -8.1728e-11 | 1.7579e-17 | -1.5424e-09 | 8.1728e-11 | 0 | 0 | 0 | 0 | 0 | 0 | 0.95 | 0.83839 | 0.68767 | 0.95 | 0.83839 | 0.68767 | -5.3938e-12 | -135.3123 | 120.9775 | -5.3923e-12 | -135.3123 | 120.9775
Line4_2_6 | 0 | 0 | 0 | 0 | 0 | 0 | 0 | 0 | 0 | 0 | 0 | 0 | -1.7579e-17 | -1.1971e-09 | -3.3055e-09 | -1.4862e-29 | 1.1971e-09 | 3.3055e-09 | 1.7579e-16 | 3.8561e-09 | -2.0432e-10 | -1.5821e-16 | -3.8561e-09 | 2.0432e-10 | 0 | 0 | 0 | 0 | 0 | 0 | 0.95 | 0.83839 | 0.68767 | 0.95 | 0.83839 | 0.68767 | -5.3877e-12 | -135.3123 | 120.9775 | -5.3823e-12 | -135.3123 | 120.9775
Line5_6_7 | 0 | 0 | 0 | 0 | 0 | 0 | 0 | 0 | 0 | 0 | 0 | 0 | 3.5157e-17 | -9.5772e-10 | -2.6444e-09 | -1.7579e-17 | 9.5772e-10 | 2.6444e-09 | 1.5821e-16 | 3.0849e-09 | -1.6346e-10 | -1.4063e-16 | -3.0849e-09 | 1.6346e-10 | 0 | 0 | 0 | 0 | 0 | 0 | 0.95 | 0.83839 | 0.68767 | 0.95 | 0.83839 | 0.68767 | -5.3823e-12 | -135.3123 | 120.9775 | -5.3791e-12 | -135.3123 | 120.9775
Line6_7_8 | 0 | 0 | 0 | 0 | 0 | 0 | 0 | 0 | 0 | 0 | 0 | 0 | 2.6368e-17 | -7.1829e-10 | -1.9833e-09 | -8.7893e-18 | 7.1829e-10 | 1.9833e-09 | 1.5821e-16 | 2.3136e-09 | -1.2259e-10 | -1.4063e-16 | -2.3136e-09 | 1.2259e-10 | 0 | 0 | 0 | 0 | 0 | 0 | 0.95 | 0.83839 | 0.68767 | 0.95 | 0.83839 | 0.68767 | -5.3791e-12 | -135.3123 | 120.9775 | -5.3763e-12 | -135.3123 | 120.9775
Line7_8_9 | 0 | 0 | 0 | 0 | 0 | 0 | 0 | 0 | 0 | 0 | 0 | 0 | -5.2736e-17 | -2.3943e-10 | -6.611e-10 | 3.5157e-17 | 2.3943e-10 | 6.611e-10 | 7.0314e-17 | 7.7122e-10 | -4.0864e-11 | -5.2736e-17 | -7.7122e-10 | 4.0864e-11 | 0 | 0 | 0 | 0 | 0 | 0 | 0.95 | 0.83839 | 0.68767 | 0.95 | 0.83839 | 0.68767 | -5.3763e-12 | -135.3123 | 120.9775 | -5.3765e-12 | -135.3123 | 120.9775
Line8_8_10 | 0 | 0 | 0 | 0 | 0 | 0 | 0 | 0 | 0 | 0 | 0 | 0 | -2.6368e-17 | -2.3943e-10 | -6.611e-10 | 2.6368e-17 | 2.3943e-10 | 6.611e-10 | 5.2736e-17 | 7.7122e-10 | -4.0864e-11 | -3.5157e-17 | -7.7122e-10 | 4.0864e-11 | 0 | 0 | 0 | 0 | 0 | 0 | 0.95 | 0.83839 | 0.68767 | 0.95 | 0.83839 | 0.68767 | -5.3763e-12 | -135.3123 | 120.9775 | -5.3757e-12 | -135.3123 | 120.9775
Line9_3_11 | 0 | 0 | 0 | 0 | 0 | 0 | 0 | 0 | 0 | 0 | 0 | 0 | -8.7893e-18 | -1.676e-09 | -4.6277e-09 | 8.7893e-18 | 1.676e-09 | 4.6277e-09 | 1.0547e-16 | 5.3985e-09 | -2.8605e-10 | -8.7893e-17 | -5.3985e-09 | 2.8605e-10 | 0 | 0 | 0 | 0 | 0 | 0 | 0.95 | 0.83839 | 0.68767 | 0.95 | 0.83839 | 0.68767 | -5.3905e-12 | -135.3123 | 120.9775 | -5.3864e-12 | -135.3123 | 120.9775

## LL_min_10
name | pf_ikss_a_from_ka | pf_ikss_b_from_ka | pf_ikss_c_from_ka | pf_ikss_a_to_ka | pf_ikss_b_to_ka | pf_ikss_c_to_ka | pf_skss_a_from_mw | pf_skss_b_from_mw | pf_skss_c_from_mw | pf_skss_a_to_mw | pf_skss_b_to_mw | pf_skss_c_to_mw | pf_p_a_from_mw | pf_p_b_from_mw | pf_p_c_from_mw | pf_p_a_to_mw | pf_p_b_to_mw | pf_p_c_to_mw | pf_q_a_from_mvar | pf_q_b_from_mvar | pf_q_c_from_mvar | pf_q_a_to_mvar | pf_q_b_to_mvar | pf_q_c_to_mvar | pf_ikss_a_from_degree | pf_ikss_b_from_degree | pf_ikss_c_from_degree | pf_ikss_a_to_degree | pf_ikss_b_to_degree | pf_ikss_c_to_degree | pf_vm_a_from_pu | pf_vm_b_from_pu | pf_vm_c_from_pu | pf_vm_a_to_pu | pf_vm_b_to_pu | pf_vm_c_to_pu | pf_va_a_from_degree | pf_va_b_from_degree | pf_va_c_from_degree | pf_va_a_to_degree | pf_va_b_to_degree | pf_va_c_to_degree
Line0_1_2 | 0 | 0 | 0 | 0 | 0 | 0 | 0 | 0 | 0 | 0 | 0 | 0 | 4.996e-17 | -1.2893e-09 | -3.56e-09 | -4.996e-17 | 1.2893e-09 | 3.56e-09 | 1.1657e-16 | 4.153e-09 | -2.2005e-10 | -1.1657e-16 | -4.153e-09 | 2.2005e-10 | 0 | 0 | 0 | 0 | 0 | 0 | 0.9 | 0.79426 | 0.65148 | 0.9 | 0.79426 | 0.65148 | -7.8609e-12 | -135.3123 | 120.9775 | -7.8561e-12 | -135.3123 | 120.9775
Line10_11_12 | 0 | 0 | 0 | 0 | 0 | 0 | 0 | 0 | 0 | 0 | 0 | 0 | -1.6653e-17 | -1.2893e-09 | -3.56e-09 | -1.8252e-29 | 1.2893e-09 | 3.56e-09 | 8.3267e-17 | 4.153e-09 | -2.2006e-10 | -1.3323e-16 | -4.153e-09 | 2.2006e-10 | 0 | 0 | 0 | 0 | 0 | 0 | 0.9 | 0.79426 | 0.65148 | 0.9 | 0.79426 | 0.65148 | -7.8534e-12 | -135.3123 | 120.9775 | -7.8493e-12 | -135.3123 | 120.9775
Line11_12_13 | 0 | 0 | 0 | 0 | 0 | 0 | 0 | 0 | 0 | 0 | 0 | 0 | -3.3307e-17 | -1.0744e-09 | -2.9667e-09 | 1.6653e-17 | 1.0744e-09 | 2.9667e-09 | 9.992e-17 | 3.4609e-09 | -1.8338e-10 | -1.1657e-16 | -3.4609e-09 | 1.8338e-10 | 0 | 0 | 0 | 0 | 0 | 0 | 0.9 | 0.79426 | 0.65148 | 0.9 | 0.79426 | 0.65148 | -7.8493e-12 | -135.3123 | 120.9775 | -7.8457e-12 | -135.3123 | 120.9775
Line12_13_15 | 0 | 0 | 0 | 0 | 0 | 0 | 0 | 0 | 0 | 0 | 0 | 0 | -1.6653e-17 | -6.4467e-10 | -1.78e-09 | -4.5598e-30 | 6.4467e-10 | 1.78e-09 | 1.6653e-17 | 2.0765e-09 | -1.1003e-10 | -3.3307e-17 | -2.0765e-09 | 1.1003e-10 | 0 | 0 | 0 | 0 | 0 | 0 | 0.9 | 0.79426 | 0.65148 | 0.9 | 0.79426 | 0.65148 | -7.8457e-12 | -135.3123 | 120.9775 | -7.844e-12 | -135.3123 | 120.9775
Line13_13_14 | 0 | 0 | 0 | 0 | 0 | 0 | 0 | 0 | 0 | 0 | 0 | 0 | 0 | -2.1489e-10 | -5.9334e-10 | -2.2804e-30 | 2.1489e-10 | 5.9334e-10 | 0 | 6.9217e-10 | -3.6676e-11 | -1.6653e-17 | -6.9217e-10 | 3.6676e-11 | 0 | 0 | 0 | 0 | 0 | 0 | 0.9 | 0.79426 | 0.65148 | 0.9 | 0.79426 | 0.65148 | -7.8457e-12 | -135.3123 | 120.9775 | -7.8458e-12 | -135.3123 | 120.9775
Line14_15_16 | 0 | 0 | 0 | 0 | 0 | 0 | 0 | 0 | 0 | 0 | 0 | 0 | -2.498e-17 | -4.2978e-10 | -1.1867e-09 | 4.1633e-17 | 4.2978e-10 | 1.1867e-09 | 1.6653e-17 | 1.3843e-09 | -7.3352e-11 | -3.3307e-17 | -1.3843e-09 | 7.3352e-11 | 0 | 0 | 0 | 0 | 0 | 0 | 0.9 | 0.79426 | 0.65148 | 0.9 | 0.79426 | 0.65148 | -7.844e-12 | -135.3123 | 120.9775 | -7.8428e-12 | -135.3123 | 120.9775
Line15_16_17 | 0 | 0 | 0 | 0 | 0 | 0 | 0 | 0 | 0 | 0 | 0 | 0 | 1.6653e-17 | -2.1489e-10 | -5.9334e-10 | -3.3307e-17 | 2.1489e-10 | 5.9334e-10 | -3.3307e-17 | 6.9217e-10 | -3.6676e-11 | 4.5589e-30 | -6.9217e-10 | 3.6676e-11 | 0 | 0 | 0 | 0 | 0 | 0 | 0.9 | 0.79426 | 0.65148 | 0.9 | 0.79426 | 0.65148 | -7.8428e-12 | -135.3123 | 120.9775 | -7.8425e-12 | -135.3123 | 120.9775
Line16_4_18 | 0 | 2.3749 | 2.3749 | 0 | 2.3749 | 2.3749 | 0 | 0.54846 | 0.54846 | 0 | 0.54846 | 0.54846 | -9.1382e-30 | 0.31707 | -0.10049 | 9.1387e-30 | -0.20878 | 0.20878 | -6.6613e-17 | -0.018818 | 0.24442 | 6.6613e-17 | 0.13162 | -0.13162 | 0 | -147.7717 | 32.2283 | 0 | 32.2283 | -147.7717 | 0.9 | 0.57913 | 0.48185 | 0.9 | 0.45 | 0.45 | -7.86e-12 | -151.1682 | 144.5775 | -7.8604e-12 | -180 | -180
Line17_5_19 | 0 | 0 | 0 | 0 | 0 | 0 | 0 | 0 | 0 | 0 | 0 | 0 | -3.3307e-17 | -2.1489e-10 | -5.9334e-10 | 3.3307e-17 | 2.1489e-10 | 5.9334e-10 | 4.996e-17 | 6.9217e-10 | -3.6676e-11 | -4.996e-17 | -6.9217e-10 | 3.6676e-11 | 0 | 0 | 0 | 0 | 0 | 0 | 0.9 | 0.79426 | 0.65148 | 0.9 | 0.79426 | 0.65148 | -7.8594e-12 | -135.3123 | 120.9775 | -7.8591e-12 | -135.3123 | 120.9775
Line1_1_3 | 0 | 0 | 0 | 0 | 0 | 0 | 0 | 0 | 0 | 0 | 0 | 0 | 1.6653e-17 | -1.7191e-09 | -4.7467e-09 | -9.1353e-30 | 1.7191e-09 | 4.7467e-09 | 4.996e-17 | 5.5374e-09 | -2.9341e-10 | -6.6613e-17 | -5.5374e-09 | 2.9341e-10 | 0 | 0 | 0 | 0 | 0 | 0 | 0.9 | 0.79426 | 0.65148 | 0.9 | 0.79426 | 0.65148 | -7.8609e-12 | -135.3123 | 120.9775 | -7.8575e-12 | -135.3123 | 120.9775
Line2_1_4 | 0 | 2.3749 | 2.3749 | 0 | 2.3749 | 2.3749 | 0 | 0.54846 | 0.54846 | 0 | 0.54846 | 0.54846 | -6.6613e-17 | 0.42536 | 0.0077996 | 9.992e-17 | -0.31707 | 0.10049 | -3.3307e-17 | 0.093984 | 0.35722 | 3.3307e-17 | 0.018818 | -0.24442 | 0 | -147.7717 | 32.2283 | 0 | 32.2283 | -147.7717 | 0.9 | 0.79426 | 0.65148 | 0.9 | 0.57913 | 0.48185 | -7.8609e-12 | -135.3123 | 120.9775 | -7.86e-12 | -151.1682 | 144.5775
Line3_1_5 | 0 | 0 | 0 | 0 | 0 | 0 | 0 | 0 | 0 | 0 | 0 | 0 | -2.498e-17 | -4.2978e-10 | -1.1867e-09 | 2.498e-17 | 4.2978e-10 | 1.1867e-09 | 3.4272e-30 | 1.3843e-09 | -7.3352e-11 | -1.6653e-17 | -1.3843e-09 | 7.3352e-11 | 0 | 0 | 0 | 0 | 0 | 0 | 0.9 | 0.79426 | 0.65148 | 0.9 | 0.79426 | 0.65148 | -7.8609e-12 | -135.3123 | 120.9775 | -7.8594e-12 | -135.3123 | 120.9775
Line4_2_6 | 0 | 0 | 0 | 0 | 0 | 0 | 0 | 0 | 0 | 0 | 0 | 0 | 4.996e-17 | -1.0744e-09 | -2.9667e-09 | -4.996e-17 | 1.0744e-09 | 2.9667e-09 | 1.1657e-16 | 3.4609e-09 | -1.8338e-10 | -1.1657e-16 | -3.4609e-09 | 1.8338e-10 | 0 | 0 | 0 | 0 | 0 | 0 | 0.9 | 0.79426 | 0.65148 | 0.9 | 0.79426 | 0.65148 | -7.8561e-12 | -135.3123 | 120.9775 | -7.8525e-12 | -135.3123 | 120.9775
Line5_6_7 | 0 | 0 | 0 | 0 | 0 | 0 | 0 | 0 | 0 | 0 | 0 | 0 | 4.1633e-17 | -8.5956e-10 | -2.3734e-09 | -4.1633e-17 | 8.5956e-10 | 2.3734e-09 | 1.4988e-16 | 2.7687e-09 | -1.467e-10 | -1.3323e-16 | -2.7687e-09 | 1.467e-10 | 0 | 0 | 0 | 0 | 0 | 0 | 0.9 | 0.79426 | 0.65148 | 0.9 | 0.79426 | 0.65148 | -7.8525e-12 | -135.3123 | 120.9775 | -7.8494e-12 | -135.3123 | 120.9775
Line6_7_8 | 0 | 0 | 0 | 0 | 0 | 0 | 0 | 0 | 0 | 0 | 0 | 0 | 9.992e-17 | -6.4467e-10 | -1.78e-09 | -8.3267e-17 | 6.4467e-10 | 1.78e-09 | 9.992e-17 | 2.0765e-09 | -1.1003e-10 | -9.992e-17 | -2.0765e-09 | 1.1003e-10 | 0 | 0 | 0 | 0 | 0 | 0 | 0.9 | 0.79426 | 0.65148 | 0.9 | 0.79426 | 0.65148 | -7.8494e-12 | -135.3123 | 120.9775 | -7.8468e-12 | -135.3123 | 120.9775
Line7_8_9 | 0 | 0 | 0 | 0 | 0 | 0 | 0 | 0 | 0 | 0 | 0 | 0 | 4.5615e-30 | -2.1489e-10 | -5.9334e-10 | -4.5616e-30 | 2.1489e-10 | 5.9334e-10 | 3.3307e-17 | 6.9217e-10 | -3.6676e-11 | -3.3307e-17 | -6.9217e-10 | 3.6676e-11 | 0 | 0 | 0 | 0 | 0 | 0 | 0.9 | 0.79426 | 0.65148 | 0.9 | 0.79426 | 0.65148 | -7.8468e-12 | -135.3123 | 120.9775 | -7.847e-12 | -135.3123 | 120.9775
Line8_8_10 | 0 | 0 | 0 | 0 | 0 | 0 | 0 | 0 | 0 | 0 | 0 | 0 | 8.3267e-18 | -2.1489e-10 | -5.9334e-10 | -8.3267e-18 | 2.1489e-10 | 5.9334e-10 | 3.3307e-17 | 6.9217e-10 | -3.6676e-11 | -3.3307e-17 | -6.9217e-10 | 3.6676e-11 | 0 | 0 | 0 | 0 | 0 | 0 | 0.9 | 0.79426 | 0.65148 | 0.9 | 0.79426 | 0.65148 | -7.8468e-12 | -135.3123 | 120.9775 | -7.8463e-12 | -135.3123 | 120.9775
Line9_3_11 | 0 | 0 | 0 | 0 | 0 | 0 | 0 | 0 | 0 | 0 | 0 | 0 | -8.3267e-18 | -1.5042e-09 | -4.1534e-09 | 2.498e-17 | 1.5042e-09 | 4.1534e-09 | 6.6613e-17 | 4.8452e-09 | -2.5673e-10 | -6.6613e-17 | -4.8452e-09 | 2.5673e-10 | 0 | 0 | 0 | 0 | 0 | 0 | 0.9 | 0.79426 | 0.65148 | 0.9 | 0.79426 | 0.65148 | -7.8575e-12 | -135.3123 | 120.9775 | -7.8534e-12 | -135.3123 | 120.9775

## LL_min_fault_6
name | pf_ikss_a_from_ka | pf_ikss_b_from_ka | pf_ikss_c_from_ka | pf_ikss_a_to_ka | pf_ikss_b_to_ka | pf_ikss_c_to_ka | pf_skss_a_from_mw | pf_skss_b_from_mw | pf_skss_c_from_mw | pf_skss_a_to_mw | pf_skss_b_to_mw | pf_skss_c_to_mw | pf_p_a_from_mw | pf_p_b_from_mw | pf_p_c_from_mw | pf_p_a_to_mw | pf_p_b_to_mw | pf_p_c_to_mw | pf_q_a_from_mvar | pf_q_b_from_mvar | pf_q_c_from_mvar | pf_q_a_to_mvar | pf_q_b_to_mvar | pf_q_c_to_mvar | pf_ikss_a_from_degree | pf_ikss_b_from_degree | pf_ikss_c_from_degree | pf_ikss_a_to_degree | pf_ikss_b_to_degree | pf_ikss_c_to_degree | pf_vm_a_from_pu | pf_vm_b_from_pu | pf_vm_c_from_pu | pf_vm_a_to_pu | pf_vm_b_to_pu | pf_vm_c_to_pu | pf_va_a_from_degree | pf_va_b_from_degree | pf_va_c_from_degree | pf_va_a_to_degree | pf_va_b_to_degree | pf_va_c_to_degree
Line0_1_2 | 0 | 0 | 0 | 0 | 0 | 0 | 0 | 0 | 0 | 0 | 0 | 0 | 1.0987e-18 | -3.8862e-11 | -1.1288e-10 | -1.0987e-18 | 3.8862e-11 | 1.1288e-10 | 2.7466e-18 | 1.0829e-10 | 1.9912e-11 | -2.7466e-18 | -1.0829e-10 | -1.9912e-11 | 0 | 0 | 0 | 0 | 0 | 0 | 0.95 | 0.94812 | 0.94457 | 0.95 | 0.94812 | 0.94457 | -1.7826e-13 | -120.3131 | 119.9422 | -1.7816e-13 | -120.3131 | 119.9422
Line10_11_12 | 0 | 0 | 0 | 0 | 0 | 0 | 0 | 0 | 0 | 0 | 0 | 0 | 4.8066e-19 | -3.8862e-11 | -1.1288e-10 | -4.8066e-19 | 3.8862e-11 | 1.1288e-10 | 2.1973e-18 | 1.0829e-10 | 1.9912e-11 | -2.7466e-18 | -1.0829e-10 | -1.9912e-11 | 0 | 0 | 0 | 0 | 0 | 0 | 0.95 | 0.94812 | 0.94457 | 0.95 | 0.94812 | 0.94457 | -1.7813e-13 | -120.3131 | 119.9422 | -1.7805e-13 | -120.3131 | 119.9422
Line11_12_13 | 0 | 0 | 0 | 0 | 0 | 0 | 0 | 0 | 0 | 0 | 0 | 0 | -9.6133e-19 | -3.2385e-11 | -9.4068e-11 | 9.6133e-19 | 3.2385e-11 | 9.4068e-11 | 2.1973e-18 | 9.0245e-11 | 1.6593e-11 | -2.7466e-18 | -9.0245e-11 | -1.6593e-11 | 0 | 0 | 0 | 0 | 0 | 0 | 0.95 | 0.94812 | 0.94457 | 0.95 | 0.94812 | 0.94457 | -1.7805e-13 | -120.3131 | 119.9422 | -1.7798e-13 | -120.3131 | 119.9422
Line12_13_15 | 0 | 0 | 0 | 0 | 0 | 0 | 0 | 0 | 0 | 0 | 0 | 0 | -6.8666e-19 | -1.9431e-11 | -5.6441e-11 | 6.8666e-19 | 1.9431e-11 | 5.6441e-11 | 1.648e-18 | 5.4147e-11 | 9.9561e-12 | -1.0987e-18 | -5.4147e-11 | -9.9561e-12 | 0 | 0 | 0 | 0 | 0 | 0 | 0.95 | 0.94812 | 0.94457 | 0.95 | 0.94812 | 0.94457 | -1.7798e-13 | -120.3131 | 119.9422 | -1.7795e-13 | -120.3131 | 119.9422
Line13_13_14 | 0 | 0 | 0 | 0 | 0 | 0 | 0 | 0 | 0 | 0 | 0 | 0 | 2.06e-19 | -6.477e-12 | -1.8814e-11 | -2.06e-19 | 6.477e-12 | 1.8814e-11 | -6.3991e-34 | 1.8049e-11 | 3.3187e-12 | 6.3991e-34 | -1.8049e-11 | -3.3187e-12 | 0 | 0 | 0 | 0 | 0 | 0 | 0.95 | 0.94812 | 0.94457 | 0.95 | 0.94812 | 0.94457 | -1.7798e-13 | -120.3131 | 119.9422 | -1.7798e-13 | -120.3131 | 119.9422
Line14_15_16 | 0 | 0 | 0 | 0 | 0 | 0 | 0 | 0 | 0 | 0 | 0 | 0 | 6.8666e-20 | -1.2954e-11 | -3.7627e-11 | -6.8666e-20 | 1.2954e-11 | 3.7627e-11 | 1.0987e-18 | 3.6098e-11 | 6.6374e-12 | -1.0987e-18 | -3.6098e-11 | -6.6374e-12 | 0 | 0 | 0 | 0 | 0 | 0 | 0.95 | 0.94812 | 0.94457 | 0.95 | 0.94812 | 0.94457 | -1.7795e-13 | -120.3131 | 119.9422 | -1.7791e-13 | -120.3131 | 119.9422
Line15_16_17 | 0 | 0 | 0 | 0 | 0 | 0 | 0 | 0 | 0 | 0 | 0 | 0 | -4.8066e-19 | -6.477e-12 | -1.8814e-11 | 4.8066e-19 | 6.477e-12 | 1.8814e-11 | 5.4933e-19 | 1.8049e-11 | 3.3187e-12 | -1.0987e-18 | -1.8049e-11 | -3.3187e-12 | 0 | 0 | 0 | 0 | 0 | 0 | 0.95 | 0.94812 | 0.94457 | 0.95 | 0.94812 | 0.94457 | -1.7791e-13 | -120.3131 | 119.9422 | -1.779e-13 | -120.3131 | 119.9422
Line16_4_18 | 0 | 0.052639 | 0.052639 | 0 | 0.052639 | 0.052639 | 0 | 0.012156 | 0.012156 | 0 | 0.012156 | 0.012156 | 2.1973e-18 | 0.011082 | 0.0028784 | -1.0987e-18 | -0.011029 | -0.0028252 | -2.1973e-18 | 0.0029185 | 0.011047 | 1.0987e-18 | -0.0028631 | -0.010991 | 0 | -135.266 | 44.734 | 0 | 44.734 | -135.266 | 0.95 | 0.94272 | 0.93905 | 0.95 | 0.93734 | 0.93354 | -1.7822e-13 | -120.5122 | 120.1294 | -1.7822e-13 | -120.7135 | 120.3187
Line17_5_19 | 0 | 0 | 0 | 0 | 0 | 0 | 0 | 0 | 0 | 0 | 0 | 0 | -2.7466e-19 | -6.477e-12 | -1.8814e-11 | 2.7466e-19 | 6.477e-12 | 1.8814e-11 | 8.5437e-34 | 1.8049e-11 | 3.3187e-12 | -1.0987e-18 | -1.8049e-11 | -3.3187e-12 | 0 | 0 | 0 | 0 | 0 | 0 | 0.95 | 0.94812 | 0.94457 | 0.95 | 0.94812 | 0.94457 | -1.7822e-13 | -120.3131 | 119.9422 | -1.7821e-13 | -120.3131 | 119.9422
Line1_1_3 | 0 | 0 | 0 | 0 | 0 | 0 | 0 | 0 | 0 | 0 | 0 | 0 | 1.0987e-18 | -5.1816e-11 | -1.5051e-10 | -1.3733e-18 | 5.1816e-11 | 1.5051e-10 | 2.7466e-18 | 1.4439e-10 | 2.655e-11 | -2.7466e-18 | -1.4439e-10 | -2.655e-11 | 0 | 0 | 0 | 0 | 0 | 0 | 0.95 | 0.94812 | 0.94457 | 0.95 | 0.94812 | 0.94457 | -1.7826e-13 | -120.3131 | 119.9422 | -1.782e-13 | -120.3131 | 119.9422
Line2_1_4 | 0 | 0.052639 | 0.052639 | 0 | 0.052639 | 0.052639 | 0 | 0.012156 | 0.012156 | 0 | 0.012156 | 0.012156 | 0 | 0.011136 | 0.0029316 | -5.4933e-19 | -0.011082 | -0.0028784 | 0 | 0.0029739 | 0.011102 | 1.7087e-33 | -0.0029185 | -0.011047 | 0 | -135.266 | 44.734 | 0 | 44.734 | -135.266 | 0.95 | 0.94812 | 0.94457 | 0.95 | 0.94272 | 0.93905 | -1.7826e-13 | -120.3131 | 119.9422 | -1.7822e-13 | -120.5122 | 120.1294
Line3_1_5 | 0 | 0 | 0 | 0 | 0 | 0 | 0 | 0 | 0 | 0 | 0 | 0 | 6.8666e-20 | -1.2954e-11 | -3.7627e-11 | 2.06e-19 | 1.2954e-11 | 3.7627e-11 | 1.648e-18 | 3.6098e-11 | 6.6374e-12 | -1.0987e-18 | -3.6098e-11 | -6.6374e-12 | 0 | 0 | 0 | 0 | 0 | 0 | 0.95 | 0.94812 | 0.94457 | 0.95 | 0.94812 | 0.94457 | -1.7826e-13 | -120.3131 | 119.9422 | -1.7822e-13 | -120.3131 | 119.9422
Line4_2_6 | 0 | 0 | 0 | 0 | 0 | 0 | 0 | 0 | 0 | 0 | 0 | 0 | 2.4033e-18 | -3.2385e-11 | -9.4068e-11 | -2.4033e-18 | 3.2385e-11 | 9.4068e-11 | 3.296e-18 | 9.0245e-11 | 1.6593e-11 | -2.7466e-18 | -9.0245e-11 | -1.6593e-11 | 0 | 0 | 0 | 0 | 0 | 0 | 0.95 | 0.94812 | 0.94457 | 0.95 | 0.94812 | 0.94457 | -1.7816e-13 | -120.3131 | 119.9422 | -1.7808e-13 | -120.3131 | 119.9422
Line5_6_7 | 0 | 0 | 0 | 0 | 0 | 0 | 0 | 0 | 0 | 0 | 0 | 0 | 1.442e-18 | -2.5908e-11 | -7.5255e-11 | -1.7167e-18 | 2.5908e-11 | 7.5255e-11 | 3.296e-18 | 7.2196e-11 | 1.3275e-11 | -2.7466e-18 | -7.2196e-11 | -1.3275e-11 | 0 | 0 | 0 | 0 | 0 | 0 | 0.95 | 0.94812 | 0.94457 | 0.95 | 0.94812 | 0.94457 | -1.7808e-13 | -120.3131 | 119.9422 | -1.7802e-13 | -120.3131 | 119.9422
Line6_7_8 | 0 | 0 | 0 | 0 | 0 | 0 | 0 | 0 | 0 | 0 | 0 | 0 | 1.03e-18 | -1.9431e-11 | -5.6441e-11 | -7.5533e-19 | 1.9431e-11 | 5.6441e-11 | 3.296e-18 | 5.4147e-11 | 9.9561e-12 | -3.296e-18 | -5.4147e-11 | -9.9561e-12 | 0 | 0 | 0 | 0 | 0 | 0 | 0.95 | 0.94812 | 0.94457 | 0.95 | 0.94812 | 0.94457 | -1.7802e-13 | -120.3131 | 119.9422 | -1.7796e-13 | -120.3131 | 119.9422
Line7_8_9 | 0 | 0 | 0 | 0 | 0 | 0 | 0 | 0 | 0 | 0 | 0 | 0 | 7.5533e-19 | -6.477e-12 | -1.8814e-11 | -7.5533e-19 | 6.477e-12 | 1.8814e-11 | 5.4933e-19 | 1.8049e-11 | 3.3187e-12 | -1.0987e-18 | -1.8049e-11 | -3.3187e-12 | 0 | 0 | 0 | 0 | 0 | 0 | 0.95 | 0.94812 | 0.94457 | 0.95 | 0.94812 | 0.94457 | -1.7796e-13 | -120.3131 | 119.9422 | -1.7796e-13 | -120.3131 | 119.9422
Line8_8_10 | 0 | 0 | 0 | 0 | 0 | 0 | 0 | 0 | 0 | 0 | 0 | 0 | -1.3733e-19 | -6.477e-12 | -1.8814e-11 | 1.3733e-19 | 6.477e-12 | 1.8814e-11 | 1.0987e-18 | 1.8049e-11 | 3.3187e-12 | -1.648e-18 | -1.8049e-11 | -3.3187e-12 | 0 | 0 | 0 | 0 | 0 | 0 | 0.95 | 0.94812 | 0.94457 | 0.95 | 0.94812 | 0.94457 | -1.7796e-13 | -120.3131 | 119.9422 | -1.7795e-13 | -120.3131 | 119.9422
Line9_3_11 | 0 | 0 | 0 | 0 | 0 | 0 | 0 | 0 | 0 | 0 | 0 | 0 | 8.2399e-19 | -4.5339e-11 | -1.317e-10 | -1.0987e-18 | 4.5339e-11 | 1.317e-10 | 3.296e-18 | 1.2634e-10 | 2.3231e-11 | -2.7466e-18 | -1.2634e-10 | -2.3231e-11 | 0 | 0 | 0 | 0 | 0 | 0 | 0.95 | 0.94812 | 0.94457 | 0.95 | 0.94812 | 0.94457 | -1.782e-13 | -120.3131 | 119.9422 | -1.7813e-13 | -120.3131 | 119.9422

## LL_min_fault_10
name | pf_ikss_a_from_ka | pf_ikss_b_from_ka | pf_ikss_c_from_ka | pf_ikss_a_to_ka | pf_ikss_b_to_ka | pf_ikss_c_to_ka | pf_skss_a_from_mw | pf_skss_b_from_mw | pf_skss_c_from_mw | pf_skss_a_to_mw | pf_skss_b_to_mw | pf_skss_c_to_mw | pf_p_a_from_mw | pf_p_b_from_mw | pf_p_c_from_mw | pf_p_a_to_mw | pf_p_b_to_mw | pf_p_c_to_mw | pf_q_a_from_mvar | pf_q_b_from_mvar | pf_q_c_from_mvar | pf_q_a_to_mvar | pf_q_b_to_mvar | pf_q_c_to_mvar | pf_ikss_a_from_degree | pf_ikss_b_from_degree | pf_ikss_c_from_degree | pf_ikss_a_to_degree | pf_ikss_b_to_degree | pf_ikss_c_to_degree | pf_vm_a_from_pu | pf_vm_b_from_pu | pf_vm_c_from_pu | pf_vm_a_to_pu | pf_vm_b_to_pu | pf_vm_c_to_pu | pf_va_a_from_degree | pf_va_b_from_degree | pf_va_c_from_degree | pf_va_a_to_degree | pf_va_b_to_degree | pf_va_c_to_degree
Line0_1_2 | 0 | 0 | 0 | 0 | 0 | 0 | 0 | 0 | 0 | 0 | 0 | 0 | 3.9031e-19 | -3.4879e-11 | -1.0131e-10 | -3.9031e-19 | 3.4879e-11 | 1.0131e-10 | 2.6021e-18 | 9.7195e-11 | 1.7871e-11 | -2.0817e-18 | -9.7195e-11 | -1.7871e-11 | 0 | 0 | 0 | 0 | 0 | 0 | 0.9 | 0.89822 | 0.89485 | 0.9 | 0.89822 | 0.89485 | -8.2819e-14 | -120.3131 | 119.9422 | -8.2729e-14 | -120.3131 | 119.9422
Line10_11_12 | 0 | 0 | 0 | 0 | 0 | 0 | 0 | 0 | 0 | 0 | 0 | 0 | 3.9031e-19 | -3.4879e-11 | -1.0131e-10 | -1.301e-19 | 3.4879e-11 | 1.0131e-10 | 3.1225e-18 | 9.7195e-11 | 1.7871e-11 | -2.6021e-18 | -9.7195e-11 | -1.7871e-11 | 0 | 0 | 0 | 0 | 0 | 0 | 0.9 | 0.89822 | 0.89485 | 0.9 | 0.89822 | 0.89485 | -8.2684e-14 | -120.3131 | 119.9422 | -8.2609e-14 | -120.3131 | 119.9422
Line11_12_13 | 0 | 0 | 0 | 0 | 0 | 0 | 0 | 0 | 0 | 0 | 0 | 0 | 1.1059e-18 | -2.9066e-11 | -8.4427e-11 | -8.4568e-19 | 2.9066e-11 | 8.4427e-11 | 2.6021e-18 | 8.0996e-11 | 1.4893e-11 | -2.0817e-18 | -8.0996e-11 | -1.4893e-11 | 0 | 0 | 0 | 0 | 0 | 0 | 0.9 | 0.89822 | 0.89485 | 0.9 | 0.89822 | 0.89485 | -8.2609e-14 | -120.3131 | 119.9422 | -8.2538e-14 | -120.3131 | 119.9422
Line12_13_15 | 0 | 0 | 0 | 0 | 0 | 0 | 0 | 0 | 0 | 0 | 0 | 0 | -9.1073e-19 | -1.7439e-11 | -5.0656e-11 | 6.5052e-19 | 1.7439e-11 | 5.0656e-11 | 1.5613e-18 | 4.8598e-11 | 8.9356e-12 | -1.0408e-18 | -4.8598e-11 | -8.9356e-12 | 0 | 0 | 0 | 0 | 0 | 0 | 0.9 | 0.89822 | 0.89485 | 0.9 | 0.89822 | 0.89485 | -8.2538e-14 | -120.3131 | 119.9422 | -8.2501e-14 | -120.3131 | 119.9422
Line13_13_14 | 0 | 0 | 0 | 0 | 0 | 0 | 0 | 0 | 0 | 0 | 0 | 0 | -1.301e-19 | -5.8131e-12 | -1.6885e-11 | 3.9031e-19 | 5.8131e-12 | 1.6885e-11 | 5.2042e-19 | 1.6199e-11 | 2.9786e-12 | -5.6227e-34 | -1.6199e-11 | -2.9785e-12 | 0 | 0 | 0 | 0 | 0 | 0 | 0.9 | 0.89822 | 0.89485 | 0.9 | 0.89822 | 0.89485 | -8.2538e-14 | -120.3131 | 119.9422 | -8.2539e-14 | -120.3131 | 119.9422
Line14_15_16 | 0 | 0 | 0 | 0 | 0 | 0 | 0 | 0 | 0 | 0 | 0 | 0 | -9.1073e-19 | -1.1626e-11 | -3.3771e-11 | 6.5052e-19 | 1.1626e-11 | 3.3771e-11 | 1.5613e-18 | 3.2398e-11 | 5.9571e-12 | -1.0408e-18 | -3.2398e-11 | -5.9571e-12 | 0 | 0 | 0 | 0 | 0 | 0 | 0.9 | 0.89822 | 0.89485 | 0.9 | 0.89822 | 0.89485 | -8.2501e-14 | -120.3131 | 119.9422 | -8.2468e-14 | -120.3131 | 119.9422
Line15_16_17 | 0 | 0 | 0 | 0 | 0 | 0 | 0 | 0 | 0 | 0 | 0 | 0 | -5.2042e-19 | -5.8131e-12 | -1.6885e-11 | 5.2042e-19 | 5.8131e-12 | 1.6885e-11 | 5.2042e-19 | 1.6199e-11 | 2.9785e-12 | -5.2042e-19 | -1.6199e-11 | -2.9786e-12 | 0 | 0 | 0 | 0 | 0 | 0 | 0.9 | 0.89822 | 0.89485 | 0.9 | 0.89822 | 0.89485 | -8.2468e-14 | -120.3131 | 119.9422 | -8.2456e-14 | -120.3131 | 119.9422
Line16_4_18 | 0 | 0.049869 | 0.049869 | 0 | 0.049869 | 0.049869 | 0 | 0.011517 | 0.011517 | 0 | 0.011517 | 0.011517 | 1.5037e-33 | 0.0099465 | 0.0025834 | 1.0408e-18 | -0.0098987 | -0.0025356 | 1.0408e-18 | 0.0026194 | 0.0099144 | -1.5036e-33 | -0.0025697 | -0.0098647 | 0 | -135.266 | 44.734 | 0 | 44.734 | -135.266 | 0.9 | 0.89311 | 0.88962 | 0.9 | 0.888 | 0.8844 | -8.2775e-14 | -120.5122 | 120.1294 | -8.2771e-14 | -120.7135 | 120.3187
Line17_5_19 | 0 | 0 | 0 | 0 | 0 | 0 | 0 | 0 | 0 | 0 | 0 | 0 | -7.5189e-34 | -5.8131e-12 | -1.6885e-11 | -2.6021e-19 | 5.8131e-12 | 1.6885e-11 | -5.2042e-19 | 1.6199e-11 | 2.9786e-12 | 5.2042e-19 | -1.6199e-11 | -2.9786e-12 | 0 | 0 | 0 | 0 | 0 | 0 | 0.9 | 0.89822 | 0.89485 | 0.9 | 0.89822 | 0.89485 | -8.278e-14 | -120.3131 | 119.9422 | -8.2768e-14 | -120.3131 | 119.9422
Line1_1_3 | 0 | 0 | 0 | 0 | 0 | 0 | 0 | 0 | 0 | 0 | 0 | 0 | 6.5052e-19 | -4.6505e-11 | -1.3508e-10 | -6.5052e-19 | 4.6505e-11 | 1.3508e-10 | 2.6021e-18 | 1.2959e-10 | 2.3828e-11 | -2.0817e-18 | -1.2959e-10 | -2.3828e-11 | 0 | 0 | 0 | 0 | 0 | 0 | 0.9 | 0.89822 | 0.89485 | 0.9 | 0.89822 | 0.89485 | -8.2819e-14 | -120.3131 | 119.9422 | -8.2758e-14 | -120.3131 | 119.9422
Line2_1_4 | 0 | 0.049869 | 0.049869 | 0 | 0.049869 | 0.049869 | 0 | 0.011517 | 0.011517 | 0 | 0.011517 | 0.011517 | -2.0817e-18 | 0.0099942 | 0.0026311 | 2.0817e-18 | -0.0099465 | -0.0025834 | 2.0817e-18 | 0.0026691 | 0.0099642 | -3.0074e-33 | -0.0026194 | -0.0099144 | 0 | -135.266 | 44.734 | 0 | 44.734 | -135.266 | 0.9 | 0.89822 | 0.89485 | 0.9 | 0.89311 | 0.88962 | -8.2819e-14 | -120.3131 | 119.9422 | -8.2775e-14 | -120.5122 | 120.1294
Line3_1_5 | 0 | 0 | 0 | 0 | 0 | 0 | 0 | 0 | 0 | 0 | 0 | 0 | -1.4311e-18 | -1.1626e-11 | -3.3771e-11 | 1.1709e-18 | 1.1626e-11 | 3.3771e-11 | 1.5613e-18 | 3.2398e-11 | 5.9571e-12 | -5.2042e-19 | -3.2398e-11 | -5.9571e-12 | 0 | 0 | 0 | 0 | 0 | 0 | 0.9 | 0.89822 | 0.89485 | 0.9 | 0.89822 | 0.89485 | -8.2819e-14 | -120.3131 | 119.9422 | -8.278e-14 | -120.3131 | 119.9422
Line4_2_6 | 0 | 0 | 0 | 0 | 0 | 0 | 0 | 0 | 0 | 0 | 0 | 0 | 1.5613e-18 | -2.9066e-11 | -8.4427e-11 | -1.5613e-18 | 2.9066e-11 | 8.4427e-11 | 2.6021e-18 | 8.0996e-11 | 1.4893e-11 | -3.1225e-18 | -8.0996e-11 | -1.4893e-11 | 0 | 0 | 0 | 0 | 0 | 0 | 0.9 | 0.89822 | 0.89485 | 0.9 | 0.89822 | 0.89485 | -8.2729e-14 | -120.3131 | 119.9422 | -8.2673e-14 | -120.3131 | 119.9422
Line5_6_7 | 0 | 0 | 0 | 0 | 0 | 0 | 0 | 0 | 0 | 0 | 0 | 0 | 1.8215e-18 | -2.3253e-11 | -6.7542e-11 | -1.5613e-18 | 2.3253e-11 | 6.7542e-11 | 1.0408e-18 | 6.4797e-11 | 1.1914e-11 | -1.5613e-18 | -6.4797e-11 | -1.1914e-11 | 0 | 0 | 0 | 0 | 0 | 0 | 0.9 | 0.89822 | 0.89485 | 0.9 | 0.89822 | 0.89485 | -8.2673e-14 | -120.3131 | 119.9422 | -8.263e-14 | -120.3131 | 119.9422
Line6_7_8 | 0 | 0 | 0 | 0 | 0 | 0 | 0 | 0 | 0 | 0 | 0 | 0 | 1.236e-18 | -1.7439e-11 | -5.0656e-11 | -9.7578e-19 | 1.7439e-11 | 5.0656e-11 | 1.5613e-18 | 4.8598e-11 | 8.9357e-12 | -2.0817e-18 | -4.8598e-11 | -8.9357e-12 | 0 | 0 | 0 | 0 | 0 | 0 | 0.9 | 0.89822 | 0.89485 | 0.9 | 0.89822 | 0.89485 | -8.263e-14 | -120.3131 | 119.9422 | -8.258e-14 | -120.3131 | 119.9422
Line7_8_9 | 0 | 0 | 0 | 0 | 0 | 0 | 0 | 0 | 0 | 0 | 0 | 0 | 1.9516e-19 | -5.8131e-12 | -1.6885e-11 | 6.5052e-20 | 5.8131e-12 | 1.6885e-11 | 5.2042e-19 | 1.6199e-11 | 2.9786e-12 | -5.2042e-19 | -1.6199e-11 | -2.9786e-12 | 0 | 0 | 0 | 0 | 0 | 0 | 0.9 | 0.89822 | 0.89485 | 0.9 | 0.89822 | 0.89485 | -8.258e-14 | -120.3131 | 119.9422 | -8.2581e-14 | -120.3131 | 119.9422
Line8_8_10 | 0 | 0 | 0 | 0 | 0 | 0 | 0 | 0 | 0 | 0 | 0 | 0 | 6.5052e-20 | -5.8131e-12 | -1.6885e-11 | 1.9516e-19 | 5.8131e-12 | 1.6885e-11 | 5.2042e-19 | 1.6199e-11 | 2.9785e-12 | -5.2042e-19 | -1.6199e-11 | -2.9785e-12 | 0 | 0 | 0 | 0 | 0 | 0 | 0.9 | 0.89822 | 0.89485 | 0.9 | 0.89822 | 0.89485 | -8.258e-14 | -120.3131 | 119.9422 | -8.2571e-14 | -120.3131 | 119.9422
Line9_3_11 | 0 | 0 | 0 | 0 | 0 | 0 | 0 | 0 | 0 | 0 | 0 | 0 | 1.1709e-18 | -4.0692e-11 | -1.182e-10 | -1.1709e-18 | 4.0692e-11 | 1.182e-10 | 3.1225e-18 | 1.1339e-10 | 2.085e-11 | -2.0817e-18 | -1.1339e-10 | -2.085e-11 | 0 | 0 | 0 | 0 | 0 | 0 | 0.9 | 0.89822 | 0.89485 | 0.9 | 0.89822 | 0.89485 | -8.2758e-14 | -120.3131 | 119.9422 | -8.2684e-14 | -120.3131 | 119.9422

## LG_max_6
name | pf_ikss_a_from_ka | pf_ikss_b_from_ka | pf_ikss_c_from_ka | pf_ikss_a_to_ka | pf_ikss_b_to_ka | pf_ikss_c_to_ka | pf_skss_a_from_mw | pf_skss_b_from_mw | pf_skss_c_from_mw | pf_skss_a_to_mw | pf_skss_b_to_mw | pf_skss_c_to_mw | pf_p_a_from_mw | pf_p_b_from_mw | pf_p_c_from_mw | pf_p_a_to_mw | pf_p_b_to_mw | pf_p_c_to_mw | pf_q_a_from_mvar | pf_q_b_from_mvar | pf_q_c_from_mvar | pf_q_a_to_mvar | pf_q_b_to_mvar | pf_q_c_to_mvar | pf_ikss_a_from_degree | pf_ikss_b_from_degree | pf_ikss_c_from_degree | pf_ikss_a_to_degree | pf_ikss_b_to_degree | pf_ikss_c_to_degree | pf_vm_a_from_pu | pf_vm_b_from_pu | pf_vm_c_from_pu | pf_vm_a_to_pu | pf_vm_b_to_pu | pf_vm_c_to_pu | pf_va_a_from_degree | pf_va_b_from_degree | pf_va_c_from_degree | pf_va_a_to_degree | pf_va_b_to_degree | pf_va_c_to_degree
Line0_1_2 | 2.2729e-06 | 2.2727e-06 | 2.2727e-06 | 1.8949e-06 | 1.8947e-06 | 1.8947e-06 | 5.249e-07 | 5.2485e-07 | 5.2485e-07 | 4.3761e-07 | 4.3756e-07 | 4.3756e-07 | -8.9078e-10 | 5.1308e-07 | -4.4042e-07 | 7.6176e-10 | -4.3354e-07 | 3.6102e-07 | 2.6233e-09 | -7.9968e-07 | -8.4395e-07 | -2.1804e-09 | 6.6292e-07 | 7.0676e-07 | -92.6646 | -92.6586 | -92.6586 | 86.8343 | 86.8414 | 86.8414 | 0.0052779 | 1.8103 | 1.8138 | 0.0052779 | 1.8103 | 1.8138 | 16.0913 | -149.9741 | 149.7834 | 16.092 | -149.9741 | 149.7834
Line10_11_12 | 2.2729e-06 | 2.2727e-06 | 2.2727e-06 | 1.8949e-06 | 1.8947e-06 | 1.8947e-06 | 5.249e-07 | 5.2485e-07 | 5.2485e-07 | 4.3761e-07 | 4.3756e-07 | 4.3756e-07 | -8.9084e-10 | 5.1308e-07 | -4.4042e-07 | 7.6181e-10 | -4.3354e-07 | 3.6102e-07 | 2.6232e-09 | -7.9968e-07 | -8.4395e-07 | -2.1803e-09 | 6.6292e-07 | 7.0676e-07 | -92.6646 | -92.6586 | -92.6586 | 86.8343 | 86.8414 | 86.8414 | 0.0052777 | 1.8103 | 1.8138 | 0.0052777 | 1.8103 | 1.8138 | 16.0932 | -149.9741 | 149.7834 | 16.094 | -149.9741 | 149.7834
Line11_12_13 | 1.8941e-06 | 1.8939e-06 | 1.8939e-06 | 1.5161e-06 | 1.5159e-06 | 1.5159e-06 | 4.3742e-07 | 4.3738e-07 | 4.3738e-07 | 3.5013e-07 | 3.5009e-07 | 3.5009e-07 | -7.4239e-10 | 4.2757e-07 | -3.6702e-07 | 6.1334e-10 | -3.4803e-07 | 2.8761e-07 | 2.1859e-09 | -6.664e-07 | -7.033e-07 | -1.7431e-09 | 5.2964e-07 | 5.6611e-07 | -92.6646 | -92.6586 | -92.6586 | 86.709 | 86.7165 | 86.7165 | 0.0052777 | 1.8103 | 1.8138 | 0.0052776 | 1.8103 | 1.8138 | 16.094 | -149.9741 | 149.7834 | 16.0947 | -149.9741 | 149.7834
Line12_13_15 | 1.1364e-06 | 1.1363e-06 | 1.1363e-06 | 0 | 0 | 0 | 2.6245e-07 | 2.6243e-07 | 2.6243e-07 | 0 | 0 | 0 | -4.4544e-10 | 2.5654e-07 | -2.2021e-07 | 3.1639e-10 | -1.77e-07 | 1.4081e-07 | 1.3115e-09 | -3.9984e-07 | -4.2198e-07 | -8.6872e-10 | 2.6308e-07 | 2.8479e-07 | -92.6646 | -92.6586 | -92.6586 | 0 | 0 | 0 | 0.0052776 | 1.8103 | 1.8138 | 0.0052776 | 1.8103 | 1.8138 | 16.0947 | -149.9741 | 149.7834 | 16.095 | -149.9741 | 149.7834
Line13_13_14 | 0 | 0 | 0 | 0 | 0 | 0 | 0 | 0 | 0 | 0 | 0 | 0 | -1.4848e-10 | 8.5513e-08 | -7.3404e-08 | 1.942e-11 | -5.9785e-09 | -6.0018e-09 | 4.3718e-10 | -1.3328e-07 | -1.4066e-07 | 5.6329e-12 | -3.482e-09 | 3.4686e-09 | 0 | 0 | 0 | 0 | 0 | 0 | 0.0052776 | 1.8103 | 1.8138 | 0.0052776 | 1.8103 | 1.8138 | 16.0947 | -149.9741 | 149.7834 | 16.0947 | -149.9741 | 149.7834
Line14_15_16 | 0 | 0 | 0 | 0 | 0 | 0 | 0 | 0 | 0 | 0 | 0 | 0 | -2.9697e-10 | 1.7103e-07 | -1.4681e-07 | 1.679e-10 | -9.1492e-08 | 6.7402e-08 | 8.7435e-10 | -2.6656e-07 | -2.8132e-07 | -4.3154e-10 | 1.298e-07 | 1.4413e-07 | 0 | 0 | 0 | 0 | 0 | 0 | 0.0052776 | 1.8103 | 1.8138 | 0.0052776 | 1.8103 | 1.8138 | 16.095 | -149.9741 | 149.7834 | 16.0952 | -149.9742 | 149.7834
Line15_16_17 | 0 | 0 | 0 | 0 | 0 | 0 | 0 | 0 | 0 | 0 | 0 | 0 | -1.4848e-10 | 8.5513e-08 | -7.3404e-08 | 1.942e-11 | -5.9785e-09 | -6.0018e-09 | 4.3717e-10 | -1.3328e-07 | -1.4066e-07 | 5.6331e-12 | -3.482e-09 | 3.4686e-09 | 0 | 0 | 0 | 0 | 0 | 0 | 0.0052776 | 1.8103 | 1.8138 | 0.0052776 | 1.8103 | 1.8138 | 16.0952 | -149.9742 | 149.7834 | 16.0953 | -149.9742 | 149.7834
Line16_4_18 | 0.032706 | 0 | 0 | 0.032706 | 0 | 0 | 0.0075532 | 0 | 0 | 0.0075531 | 0 | 0 | 8.914e-06 | 8.552e-08 | -7.351e-08 | -6.4785e-15 | -5.9678e-09 | -5.9931e-09 | 1.7828e-05 | -1.3335e-07 | -1.4069e-07 | 1.3716e-14 | -3.4792e-09 | 3.4647e-09 | -47.3439 | 0 | 0 | 132.6566 | 0 | 0 | 0.002639 | 1.8098 | 1.8134 | 0 | 1.8092 | 1.813 | 16.0914 | -149.9701 | 149.7713 | 0 | -149.9661 | 149.7593
Line17_5_19 | 0 | 0 | 0 | 0 | 0 | 0 | 0 | 0 | 0 | 0 | 0 | 0 | -1.4846e-10 | 8.5513e-08 | -7.3404e-08 | 1.9422e-11 | -5.9785e-09 | -6.0018e-09 | 4.3721e-10 | -1.3328e-07 | -1.4066e-07 | 5.6321e-12 | -3.482e-09 | 3.4686e-09 | 0 | 0 | 0 | 0 | 0 | 0 | 0.0052779 | 1.8103 | 1.8138 | 0.0052779 | 1.8103 | 1.8138 | 16.0915 | -149.9741 | 149.7834 | 16.0915 | -149.9741 | 149.7834
Line1_1_3 | 3.0305e-06 | 3.0302e-06 | 3.0302e-06 | 2.6525e-06 | 2.6522e-06 | 2.6522e-06 | 6.9987e-07 | 6.9981e-07 | 6.9981e-07 | 6.1257e-07 | 6.1251e-07 | 6.1251e-07 | -1.1877e-09 | 6.841e-07 | -5.8723e-07 | 1.0587e-09 | -6.0457e-07 | 5.0782e-07 | 3.4977e-09 | -1.0662e-06 | -1.1253e-06 | -3.0548e-09 | 9.2948e-07 | 9.8808e-07 | -92.6646 | -92.6586 | -92.6586 | 86.9774 | 86.9842 | 86.9842 | 0.0052779 | 1.8103 | 1.8138 | 0.0052778 | 1.8103 | 1.8138 | 16.0913 | -149.9741 | 149.7834 | 16.0923 | -149.9741 | 149.7834
Line2_1_4 | 0.032707 | 0 | 0 | 0.032706 | 0 | 0 | 0.0075532 | 0 | 0 | 0.0075532 | 0 | 0 | 1.7828e-05 | 1.7105e-07 | -1.4693e-07 | -8.914e-06 | -9.1494e-08 | 6.7513e-08 | 3.5657e-05 | -2.6672e-07 | -2.8142e-07 | -1.7828e-05 | 1.2987e-07 | 1.4416e-07 | -47.3444 | 0 | 0 | 132.6561 | 0 | 0 | 0.0052779 | 1.8103 | 1.8138 | 0.002639 | 1.8098 | 1.8134 | 16.0913 | -149.9741 | 149.7834 | 16.0914 | -149.9701 | 149.7713
Line3_1_5 | 0 | 0 | 0 | 0 | 0 | 0 | 0 | 0 | 0 | 0 | 0 | 0 | -2.9693e-10 | 1.7103e-07 | -1.4681e-07 | 1.6789e-10 | -9.1492e-08 | 6.7402e-08 | 8.7443e-10 | -2.6656e-07 | -2.8132e-07 | -4.3158e-10 | 1.298e-07 | 1.4413e-07 | 0 | 0 | 0 | 0 | 0 | 0 | 0.0052779 | 1.8103 | 1.8138 | 0.0052779 | 1.8103 | 1.8138 | 16.0913 | -149.9741 | 149.7834 | 16.0915 | -149.9741 | 149.7834
Line4_2_6 | 1.8941e-06 | 1.8939e-06 | 1.8939e-06 | 1.5161e-06 | 1.5159e-06 | 1.5159e-06 | 4.3742e-07 | 4.3738e-07 | 4.3738e-07 | 3.5013e-07 | 3.5009e-07 | 3.5009e-07 | -7.4234e-10 | 4.2757e-07 | -3.6702e-07 | 6.133e-10 | -3.4803e-07 | 2.8761e-07 | 2.186e-09 | -6.664e-07 | -7.033e-07 | -1.7432e-09 | 5.2964e-07 | 5.6611e-07 | -92.6646 | -92.6586 | -92.6586 | 86.7091 | 86.7165 | 86.7165 | 0.0052779 | 1.8103 | 1.8138 | 0.0052778 | 1.8103 | 1.8138 | 16.092 | -149.9741 | 149.7834 | 16.0927 | -149.9741 | 149.7834
Line5_6_7 | 1.5153e-06 | 1.5151e-06 | 1.5151e-06 | 1.1373e-06 | 1.1372e-06 | 1.1372e-06 | 3.4993e-07 | 3.499e-07 | 3.499e-07 | 2.6265e-07 | 2.6262e-07 | 2.6262e-07 | -5.9388e-10 | 3.4205e-07 | -2.9361e-07 | 4.6484e-10 | -2.6252e-07 | 2.1421e-07 | 1.7488e-09 | -5.3312e-07 | -5.6264e-07 | -1.3059e-09 | 3.9636e-07 | 4.2545e-07 | -92.6646 | -92.6586 | -92.6586 | 86.5004 | 86.5083 | 86.5083 | 0.0052778 | 1.8103 | 1.8138 | 0.0052778 | 1.8103 | 1.8138 | 16.0927 | -149.9741 | 149.7834 | 16.0932 | -149.9741 | 149.7834
Line6_7_8 | 1.1364e-06 | 1.1363e-06 | 1.1363e-06 | 0 | 0 | 0 | 2.6245e-07 | 2.6243e-07 | 2.6243e-07 | 0 | 0 | 0 | -4.4542e-10 | 2.5654e-07 | -2.2021e-07 | 3.1637e-10 | -1.77e-07 | 1.4081e-07 | 1.3116e-09 | -3.9984e-07 | -4.2198e-07 | -8.6875e-10 | 2.6308e-07 | 2.8479e-07 | -92.6646 | -92.6586 | -92.6586 | 0 | 0 | 0 | 0.0052778 | 1.8103 | 1.8138 | 0.0052777 | 1.8103 | 1.8138 | 16.0932 | -149.9741 | 149.7834 | 16.0935 | -149.9741 | 149.7834
Line7_8_9 | 0 | 0 | 0 | 0 | 0 | 0 | 0 | 0 | 0 | 0 | 0 | 0 | -1.4848e-10 | 8.5513e-08 | -7.3404e-08 | 1.9421e-11 | -5.9785e-09 | -6.0018e-09 | 4.3719e-10 | -1.3328e-07 | -1.4066e-07 | 5.6326e-12 | -3.482e-09 | 3.4686e-09 | 0 | 0 | 0 | 0 | 0 | 0 | 0.0052777 | 1.8103 | 1.8138 | 0.0052777 | 1.8103 | 1.8138 | 16.0935 | -149.9741 | 149.7834 | 16.0936 | -149.9741 | 149.7834
Line8_8_10 | 0 | 0 | 0 | 0 | 0 | 0 | 0 | 0 | 0 | 0 | 0 | 0 | -1.4848e-10 | 8.5513e-08 | -7.3404e-08 | 1.9421e-11 | -5.9785e-09 | -6.0018e-09 | 4.3719e-10 | -1.3328e-07 | -1.4066e-07 | 5.6326e-12 | -3.482e-09 | 3.4686e-09 | 0 | 0 | 0 | 0 | 0 | 0 | 0.0052777 | 1.8103 | 1.8138 | 0.0052777 | 1.8103 | 1.8138 | 16.0935 | -149.9741 | 149.7834 | 16.0936 | -149.9741 | 149.7834
Line9_3_11 | 2.6517e-06 | 2.6515e-06 | 2.6515e-06 | 2.2737e-06 | 2.2735e-06 | 2.2735e-06 | 6.1239e-07 | 6.1233e-07 | 6.1233e-07 | 5.2509e-07 | 5.2503e-07 | 5.2503e-07 | -1.0393e-09 | 5.9859e-07 | -5.1383e-07 | 9.1026e-10 | -5.1906e-07 | 4.3442e-07 | 3.0604e-09 | -9.3296e-07 | -9.8461e-07 | -2.6175e-09 | 7.962e-07 | 8.4742e-07 | -92.6646 | -92.6586 | -92.6586 | 86.9178 | 86.9247 | 86.9247 | 0.0052778 | 1.8103 | 1.8138 | 0.0052777 | 1.8103 | 1.8138 | 16.0923 | -149.9741 | 149.7834 | 16.0932 | -149.9741 | 149.7834

## LG_max_10
name | pf_ikss_a_from_ka | pf_ikss_b_from_ka | pf_ikss_c_from_ka | pf_ikss_a_to_ka | pf_ikss_b_to_ka | pf_ikss_c_to_ka | pf_skss_a_from_mw | pf_skss_b_from_mw | pf_skss_c_from_mw | pf_skss_a_to_mw | pf_skss_b_to_mw | pf_skss_c_to_mw | pf_p_a_from_mw | pf_p_b_from_mw | pf_p_c_from_mw | pf_p_a_to_mw | pf_p_b_to_mw | pf_p_c_to_mw | pf_q_a_from_mvar | pf_q_b_from_mvar | pf_q_c_from_mvar | pf_q_a_to_mvar | pf_q_b_to_mvar | pf_q_c_to_mvar | pf_ikss_a_from_degree | pf_ikss_b_from_degree | pf_ikss_c_from_degree | pf_ikss_a_to_degree | pf_ikss_b_to_degree | pf_ikss_c_to_degree | pf_vm_a_from_pu | pf_vm_b_from_pu | pf_vm_c_from_pu | pf_vm_a_to_pu | pf_vm_b_to_pu | pf_vm_c_to_pu | pf_va_a_from_degree | pf_va_b_from_degree | pf_va_c_from_degree | pf_va_a_to_degree | pf_va_b_to_degree | pf_va_c_to_degree
Line0_1_2 | 2.3809e-06 | 2.3807e-06 | 2.3807e-06 | 1.985e-06 | 1.9848e-06 | 1.9848e-06 | 5.4986e-07 | 5.498e-07 | 5.498e-07 | 4.5841e-07 | 4.5836e-07 | 4.5836e-07 | -9.7745e-10 | 5.6306e-07 | -4.8333e-07 | 8.3587e-10 | -4.7577e-07 | 3.9619e-07 | 2.8786e-09 | -8.7748e-07 | -9.2613e-07 | -2.3926e-09 | 7.2741e-07 | 7.7558e-07 | -92.6683 | -92.662 | -92.662 | 86.8306 | 86.8381 | 86.8381 | 0.0055287 | 1.8963 | 1.9001 | 0.0055286 | 1.8963 | 1.9001 | 16.0872 | -149.9748 | 149.7788 | 16.088 | -149.9748 | 149.7788
Line10_11_12 | 2.3809e-06 | 2.3807e-06 | 2.3807e-06 | 1.985e-06 | 1.9848e-06 | 1.9848e-06 | 5.4986e-07 | 5.498e-07 | 5.498e-07 | 4.5841e-07 | 4.5836e-07 | 4.5836e-07 | -9.7751e-10 | 5.6306e-07 | -4.8333e-07 | 8.3593e-10 | -4.7577e-07 | 3.9619e-07 | 2.8784e-09 | -8.7748e-07 | -9.2613e-07 | -2.3925e-09 | 7.2741e-07 | 7.7558e-07 | -92.6683 | -92.662 | -92.662 | 86.8306 | 86.8381 | 86.8381 | 0.0055285 | 1.8963 | 1.9001 | 0.0055284 | 1.8963 | 1.9001 | 16.0892 | -149.9748 | 149.7788 | 16.09 | -149.9748 | 149.7788
Line11_12_13 | 1.9841e-06 | 1.9839e-06 | 1.9839e-06 | 1.5882e-06 | 1.588e-06 | 1.588e-06 | 4.5821e-07 | 4.5817e-07 | 4.5817e-07 | 3.6677e-07 | 3.6673e-07 | 3.6673e-07 | -8.1462e-10 | 4.6921e-07 | -4.0278e-07 | 6.7302e-10 | -3.8193e-07 | 3.1563e-07 | 2.3986e-09 | -7.3124e-07 | -7.7178e-07 | -1.9127e-09 | 5.8117e-07 | 6.2123e-07 | -92.6683 | -92.662 | -92.662 | 86.7053 | 86.7131 | 86.7131 | 0.0055284 | 1.8963 | 1.9001 | 0.0055284 | 1.8963 | 1.9001 | 16.09 | -149.9748 | 149.7788 | 16.0906 | -149.9748 | 149.7788
Line12_13_15 | 1.1905e-06 | 1.1904e-06 | 1.1904e-06 | 0 | 0 | 0 | 2.7493e-07 | 2.749e-07 | 2.749e-07 | 0 | 0 | 0 | -4.8878e-10 | 2.8153e-07 | -2.4167e-07 | 3.4717e-10 | -1.9425e-07 | 1.5452e-07 | 1.4392e-09 | -4.3874e-07 | -4.6307e-07 | -9.5326e-10 | 2.8867e-07 | 3.1252e-07 | -92.6683 | -92.662 | -92.662 | 0 | 0 | 0 | 0.0055284 | 1.8963 | 1.9001 | 0.0055283 | 1.8963 | 1.9001 | 16.0906 | -149.9748 | 149.7788 | 16.091 | -149.9748 | 149.7788
Line13_13_14 | 0 | 0 | 0 | 0 | 0 | 0 | 0 | 0 | 0 | 0 | 0 | 0 | -1.6293e-10 | 9.3843e-08 | -8.0555e-08 | 2.1312e-11 | -6.5598e-09 | -6.586e-09 | 4.7972e-10 | -1.4625e-07 | -1.5436e-07 | 6.18e-12 | -3.8213e-09 | 3.8062e-09 | 0 | 0 | 0 | 0 | 0 | 0 | 0.0055284 | 1.8963 | 1.9001 | 0.0055284 | 1.8963 | 1.9001 | 16.0906 | -149.9748 | 149.7788 | 16.0907 | -149.9748 | 149.7788
Line14_15_16 | 0 | 0 | 0 | 0 | 0 | 0 | 0 | 0 | 0 | 0 | 0 | 0 | -3.2586e-10 | 1.8769e-07 | -1.6111e-07 | 1.8424e-10 | -1.004e-07 | 7.3969e-08 | 9.5944e-10 | -2.9249e-07 | -3.0871e-07 | -4.7354e-10 | 1.4243e-07 | 1.5816e-07 | 0 | 0 | 0 | 0 | 0 | 0 | 0.0055283 | 1.8963 | 1.9001 | 0.0055283 | 1.8963 | 1.9001 | 16.091 | -149.9748 | 149.7788 | 16.0912 | -149.9748 | 149.7788
Line15_16_17 | 0 | 0 | 0 | 0 | 0 | 0 | 0 | 0 | 0 | 0 | 0 | 0 | -1.6293e-10 | 9.3843e-08 | -8.0555e-08 | 2.1312e-11 | -6.5598e-09 | -6.586e-09 | 4.7972e-10 | -1.4625e-07 | -1.5436e-07 | 6.1802e-12 | -3.8213e-09 | 3.8062e-09 | 0 | 0 | 0 | 0 | 0 | 0 | 0.0055283 | 1.8963 | 1.9001 | 0.0055283 | 1.8963 | 1.9001 | 16.0912 | -149.9748 | 149.7788 | 16.0913 | -149.9748 | 149.7788
Line16_4_18 | 0.03426 | 0 | 0 | 0.03426 | 0 | 0 | 0.0079121 | 0 | 0 | 0.007912 | 0 | 0 | 9.7812e-06 | 9.3851e-08 | -8.0672e-08 | 2.9043e-15 | -6.5481e-09 | -6.5765e-09 | 1.9563e-05 | -1.4633e-07 | -1.5439e-07 | 1.7602e-14 | -3.8182e-09 | 3.8018e-09 | -47.3479 | 0 | 0 | 132.6525 | 0 | 0 | 0.0027643 | 1.8958 | 1.8997 | 0 | 1.8952 | 1.8993 | 16.0874 | -149.9708 | 149.7668 | 0 | -149.9667 | 149.7547
Line17_5_19 | 0 | 0 | 0 | 0 | 0 | 0 | 0 | 0 | 0 | 0 | 0 | 0 | -1.6291e-10 | 9.3843e-08 | -8.0555e-08 | 2.1314e-11 | -6.5598e-09 | -6.586e-09 | 4.7976e-10 | -1.4625e-07 | -1.5436e-07 | 6.1792e-12 | -3.8213e-09 | 3.8062e-09 | 0 | 0 | 0 | 0 | 0 | 0 | 0.0055287 | 1.8963 | 1.9001 | 0.0055287 | 1.8963 | 1.9001 | 16.0874 | -149.9748 | 149.7788 | 16.0875 | -149.9748 | 149.7788
Line1_1_3 | 3.1746e-06 | 3.1743e-06 | 3.1743e-06 | 2.7786e-06 | 2.7783e-06 | 2.7783e-06 | 7.3314e-07 | 7.3307e-07 | 7.3307e-07 | 6.4169e-07 | 6.4162e-07 | 6.4162e-07 | -1.3033e-09 | 7.5074e-07 | -6.4444e-07 | 1.1617e-09 | -6.6346e-07 | 5.573e-07 | 3.8381e-09 | -1.17e-06 | -1.2348e-06 | -3.3521e-09 | 1.0199e-06 | 1.0843e-06 | -92.6683 | -92.662 | -92.662 | 86.9737 | 86.9809 | 86.9809 | 0.0055287 | 1.8963 | 1.9001 | 0.0055286 | 1.8963 | 1.9001 | 16.0872 | -149.9748 | 149.7788 | 16.0883 | -149.9748 | 149.7788
Line2_1_4 | 0.034261 | 0 | 0 | 0.03426 | 0 | 0 | 0.0079121 | 0 | 0 | 0.0079121 | 0 | 0 | 1.9562e-05 | 1.8772e-07 | -1.6125e-07 | -9.7812e-06 | -1.004e-07 | 7.4091e-08 | 3.9126e-05 | -2.9267e-07 | -3.0882e-07 | -1.9563e-05 | 1.4251e-07 | 1.582e-07 | -47.3484 | 0 | 0 | 132.6521 | 0 | 0 | 0.0055287 | 1.8963 | 1.9001 | 0.0027643 | 1.8958 | 1.8997 | 16.0872 | -149.9748 | 149.7788 | 16.0874 | -149.9708 | 149.7668
Line3_1_5 | 0 | 0 | 0 | 0 | 0 | 0 | 0 | 0 | 0 | 0 | 0 | 0 | -3.2582e-10 | 1.8769e-07 | -1.6111e-07 | 1.8422e-10 | -1.004e-07 | 7.3969e-08 | 9.5952e-10 | -2.9249e-07 | -3.0871e-07 | -4.7358e-10 | 1.4243e-07 | 1.5816e-07 | 0 | 0 | 0 | 0 | 0 | 0 | 0.0055287 | 1.8963 | 1.9001 | 0.0055287 | 1.8963 | 1.9001 | 16.0872 | -149.9748 | 149.7788 | 16.0874 | -149.9748 | 149.7788
Line4_2_6 | 1.9841e-06 | 1.9839e-06 | 1.9839e-06 | 1.5882e-06 | 1.588e-06 | 1.588e-06 | 4.5821e-07 | 4.5817e-07 | 4.5817e-07 | 3.6677e-07 | 3.6673e-07 | 3.6673e-07 | -8.1456e-10 | 4.6921e-07 | -4.0278e-07 | 6.7298e-10 | -3.8193e-07 | 3.1563e-07 | 2.3988e-09 | -7.3124e-07 | -7.7178e-07 | -1.9128e-09 | 5.8117e-07 | 6.2123e-07 | -92.6683 | -92.662 | -92.662 | 86.7053 | 86.7131 | 86.7131 | 0.0055286 | 1.8963 | 1.9001 | 0.0055286 | 1.8963 | 1.9001 | 16.088 | -149.9748 | 149.7788 | 16.0886 | -149.9748 | 149.7788
Line5_6_7 | 1.5873e-06 | 1.5871e-06 | 1.5871e-06 | 1.1914e-06 | 1.1912e-06 | 1.1912e-06 | 3.6657e-07 | 3.6654e-07 | 3.6654e-07 | 2.7514e-07 | 2.751e-07 | 2.751e-07 | -6.5166e-10 | 3.7537e-07 | -3.2222e-07 | 5.1007e-10 | -2.8809e-07 | 2.3508e-07 | 1.919e-09 | -5.8499e-07 | -6.1742e-07 | -1.433e-09 | 4.3492e-07 | 4.6687e-07 | -92.6683 | -92.662 | -92.662 | 86.4967 | 86.505 | 86.505 | 0.0055286 | 1.8963 | 1.9001 | 0.0055285 | 1.8963 | 1.9001 | 16.0886 | -149.9748 | 149.7788 | 16.0891 | -149.9748 | 149.7788
Line6_7_8 | 1.1905e-06 | 1.1904e-06 | 1.1904e-06 | 0 | 0 | 0 | 2.7493e-07 | 2.749e-07 | 2.749e-07 | 0 | 0 | 0 | -4.8876e-10 | 2.8153e-07 | -2.4167e-07 | 3.4715e-10 | -1.9425e-07 | 1.5452e-07 | 1.4392e-09 | -4.3874e-07 | -4.6307e-07 | -9.5329e-10 | 2.8867e-07 | 3.1252e-07 | -92.6683 | -92.662 | -92.662 | 0 | 0 | 0 | 0.0055285 | 1.8963 | 1.9001 | 0.0055285 | 1.8963 | 1.9001 | 16.0891 | -149.9748 | 149.7788 | 16.0895 | -149.9748 | 149.7788
Line7_8_9 | 0 | 0 | 0 | 0 | 0 | 0 | 0 | 0 | 0 | 0 | 0 | 0 | -1.6292e-10 | 9.3843e-08 | -8.0555e-08 | 2.1313e-11 | -6.5598e-09 | -6.586e-09 | 4.7974e-10 | -1.4625e-07 | -1.5436e-07 | 6.1797e-12 | -3.8213e-09 | 3.8062e-09 | 0 | 0 | 0 | 0 | 0 | 0 | 0.0055285 | 1.8963 | 1.9001 | 0.0055285 | 1.8963 | 1.9001 | 16.0895 | -149.9748 | 149.7788 | 16.0896 | -149.9748 | 149.7788
Line8_8_10 | 0 | 0 | 0 | 0 | 0 | 0 | 0 | 0 | 0 | 0 | 0 | 0 | -1.6292e-10 | 9.3843e-08 | -8.0555e-08 | 2.1313e-11 | -6.5598e-09 | -6.586e-09 | 4.7974e-10 | -1.4625e-07 | -1.5436e-07 | 6.1797e-12 | -3.8213e-09 | 3.8062e-09 | 0 | 0 | 0 | 0 | 0 | 0 | 0.0055285 | 1.8963 | 1.9001 | 0.0055285 | 1.8963 | 1.9001 | 16.0895 | -149.9748 | 149.7788 | 16.0896 | -149.9748 | 149.7788
Line9_3_11 | 2.7778e-06 | 2.7775e-06 | 2.7775e-06 | 2.3818e-06 | 2.3815e-06 | 2.3815e-06 | 6.415e-07 | 6.4144e-07 | 6.4144e-07 | 5.5005e-07 | 5.4999e-07 | 5.4999e-07 | -1.1404e-09 | 6.569e-07 | -5.6389e-07 | 9.9883e-10 | -5.6962e-07 | 4.7674e-07 | 3.3582e-09 | -1.0237e-06 | -1.0805e-06 | -2.8723e-09 | 8.7366e-07 | 9.2994e-07 | -92.6683 | -92.662 | -92.662 | 86.9141 | 86.9214 | 86.9214 | 0.0055286 | 1.8963 | 1.9001 | 0.0055285 | 1.8963 | 1.9001 | 16.0883 | -149.9748 | 149.7788 | 16.0892 | -149.9748 | 149.7788

## LG_max_fault_6
name | pf_ikss_a_from_ka | pf_ikss_b_from_ka | pf_ikss_c_from_ka | pf_ikss_a_to_ka | pf_ikss_b_to_ka | pf_ikss_c_to_ka | pf_skss_a_from_mw | pf_skss_b_from_mw | pf_skss_c_from_mw | pf_skss_a_to_mw | pf_skss_b_to_mw | pf_skss_c_to_mw | pf_p_a_from_mw | pf_p_b_from_mw | pf_p_c_from_mw | pf_p_a_to_mw | pf_p_b_to_mw | pf_p_c_to_mw | pf_q_a_from_mvar | pf_q_b_from_mvar | pf_q_c_from_mvar | pf_q_a_to_mvar | pf_q_b_to_mvar | pf_q_c_to_mvar | pf_ikss_a_from_degree | pf_ikss_b_from_degree | pf_ikss_c_from_degree | pf_ikss_a_to_degree | pf_ikss_b_to_degree | pf_ikss_c_to_degree | pf_vm_a_from_pu | pf_vm_b_from_pu | pf_vm_c_from_pu | pf_vm_a_to_pu | pf_vm_b_to_pu | pf_vm_c_to_pu | pf_va_a_from_degree | pf_va_b_from_degree | pf_va_c_from_degree | pf_va_a_to_degree | pf_va_b_to_degree | pf_va_c_to_degree
Line0_1_2 | 1.1636e-06 | 1.1635e-06 | 1.1635e-06 | 0 | 0 | 0 | 2.6872e-07 | 2.687e-07 | 2.687e-07 | 0 | 0 | 0 | -1.0057e-09 | 2.5415e-07 | -2.3435e-07 | 1.848e-09 | -2.1389e-07 | 1.9325e-07 | 1.3845e-07 | -2.7781e-07 | -2.9073e-07 | -1.1542e-07 | 2.2975e-07 | 2.4407e-07 | -91.5206 | -91.5146 | -91.5146 | 0 | 0 | 0 | 0.51524 | 1.4013 | 1.3897 | 0.51524 | 1.4013 | 1.3897 | -1.1044 | -139.0613 | 139.6137 | -1.1044 | -139.0613 | 139.6137
Line10_11_12 | 1.1636e-06 | 1.1635e-06 | 1.1635e-06 | 0 | 0 | 0 | 2.6872e-07 | 2.687e-07 | 2.687e-07 | 0 | 0 | 0 | -1.0058e-09 | 2.5415e-07 | -2.3435e-07 | 1.8481e-09 | -2.1389e-07 | 1.9325e-07 | 1.3845e-07 | -2.7781e-07 | -2.9073e-07 | -1.1542e-07 | 2.2975e-07 | 2.4407e-07 | -91.5206 | -91.5146 | -91.5146 | 0 | 0 | 0 | 0.51524 | 1.4013 | 1.3897 | 0.51524 | 1.4013 | 1.3897 | -1.1044 | -139.0613 | 139.6137 | -1.1044 | -139.0613 | 139.6137
Line11_12_13 | 0 | 0 | 0 | 0 | 0 | 0 | 0 | 0 | 0 | 0 | 0 | 0 | -8.3815e-10 | 2.1179e-07 | -1.9529e-07 | 1.6804e-09 | -1.7153e-07 | 1.5419e-07 | 1.1538e-07 | -2.3151e-07 | -2.4227e-07 | -9.234e-08 | 1.8344e-07 | 1.9561e-07 | 0 | 0 | 0 | 0 | 0 | 0 | 0.51524 | 1.4013 | 1.3897 | 0.51524 | 1.4013 | 1.3897 | -1.1044 | -139.0613 | 139.6137 | -1.1044 | -139.0613 | 139.6137
Line12_13_15 | 0 | 0 | 0 | 0 | 0 | 0 | 0 | 0 | 0 | 0 | 0 | 0 | -5.0289e-10 | 1.2708e-07 | -1.1717e-07 | 1.3452e-09 | -8.6817e-08 | 7.6075e-08 | 6.9226e-08 | -1.3891e-07 | -1.4536e-07 | -4.6189e-08 | 9.0841e-08 | 9.8705e-08 | 0 | 0 | 0 | 0 | 0 | 0 | 0.51524 | 1.4013 | 1.3897 | 0.51524 | 1.4013 | 1.3897 | -1.1044 | -139.0613 | 139.6137 | -1.1044 | -139.0613 | 139.6137
Line13_13_14 | 0 | 0 | 0 | 0 | 0 | 0 | 0 | 0 | 0 | 0 | 0 | 0 | -1.6763e-10 | 4.2358e-08 | -3.9058e-08 | 1.0099e-09 | -2.1007e-09 | -2.0416e-09 | 2.3075e-08 | -4.6302e-08 | -4.8454e-08 | -3.8235e-11 | -1.7619e-09 | 1.796e-09 | 0 | 0 | 0 | 0 | 0 | 0 | 0.51524 | 1.4013 | 1.3897 | 0.51524 | 1.4013 | 1.3897 | -1.1044 | -139.0613 | 139.6137 | -1.1044 | -139.0613 | 139.6137
Line14_15_16 | 0 | 0 | 0 | 0 | 0 | 0 | 0 | 0 | 0 | 0 | 0 | 0 | -3.3526e-10 | 8.4717e-08 | -7.8117e-08 | 1.1775e-09 | -4.4459e-08 | 3.7017e-08 | 4.6151e-08 | -9.2603e-08 | -9.6909e-08 | -2.3114e-08 | 4.454e-08 | 5.025e-08 | 0 | 0 | 0 | 0 | 0 | 0 | 0.51524 | 1.4013 | 1.3897 | 0.51524 | 1.4013 | 1.3897 | -1.1044 | -139.0613 | 139.6137 | -1.1044 | -139.0613 | 139.6137
Line15_16_17 | 0 | 0 | 0 | 0 | 0 | 0 | 0 | 0 | 0 | 0 | 0 | 0 | -1.6763e-10 | 4.2358e-08 | -3.9058e-08 | 1.0099e-09 | -2.1007e-09 | -2.0416e-09 | 2.3075e-08 | -4.6302e-08 | -4.8454e-08 | -3.8235e-11 | -1.7619e-09 | 1.796e-09 | 0 | 0 | 0 | 0 | 0 | 0 | 0.51524 | 1.4013 | 1.3897 | 0.51524 | 1.4013 | 1.3897 | -1.1044 | -139.0613 | 139.6137 | -1.1044 | -139.0613 | 139.6137
Line16_4_18 | 0.016744 | 0 | 0 | 0.016744 | 0 | 0 | 0.0038668 | 0 | 0 | 0.0038668 | 0 | 0 | 0.0014041 | 4.2371e-08 | -3.9103e-08 | -0.0014018 | -2.0972e-09 | -2.0391e-09 | 0.0014065 | -4.6335e-08 | -4.8466e-08 | -0.0014018 | -1.7605e-09 | 1.794e-09 | -46.1999 | 0 | 0 | 133.8005 | 0 | 0 | 0.51395 | 1.401 | 1.3896 | 0.51267 | 1.4008 | 1.3894 | -1.1518 | -139.0568 | 139.6043 | -1.1995 | -139.0524 | 139.5949
Line17_5_19 | 0 | 0 | 0 | 0 | 0 | 0 | 0 | 0 | 0 | 0 | 0 | 0 | -1.6762e-10 | 4.2358e-08 | -3.9058e-08 | 1.0099e-09 | -2.1007e-09 | -2.0416e-09 | 2.3075e-08 | -4.6302e-08 | -4.8454e-08 | -3.8235e-11 | -1.7619e-09 | 1.796e-09 | 0 | 0 | 0 | 0 | 0 | 0 | 0.51524 | 1.4013 | 1.3897 | 0.51524 | 1.4013 | 1.3897 | -1.1044 | -139.0613 | 139.6137 | -1.1044 | -139.0613 | 139.6137
Line1_1_3 | 1.5515e-06 | 1.5513e-06 | 1.5513e-06 | 1.3579e-06 | 1.3578e-06 | 1.3578e-06 | 3.583e-07 | 3.5827e-07 | 3.5827e-07 | 3.136e-07 | 3.1357e-07 | 3.1357e-07 | -1.341e-09 | 3.3887e-07 | -3.1247e-07 | 2.1833e-09 | -2.9861e-07 | 2.7137e-07 | 1.846e-07 | -3.7041e-07 | -3.8764e-07 | -1.6157e-07 | 3.2235e-07 | 3.4098e-07 | -91.5206 | -91.5146 | -91.5146 | 88.1213 | 88.1282 | 88.1282 | 0.51524 | 1.4013 | 1.3897 | 0.51524 | 1.4013 | 1.3897 | -1.1044 | -139.0613 | 139.6137 | -1.1044 | -139.0613 | 139.6137
Line2_1_4 | 0.016744 | 0 | 0 | 0.016744 | 0 | 0 | 0.0038669 | 0 | 0 | 0.0038668 | 0 | 0 | 0.0014064 | 8.4738e-08 | -7.8172e-08 | -0.0014041 | -4.447e-08 | 3.7063e-08 | 0.0014112 | -9.2663e-08 | -9.6939e-08 | -0.0014065 | 4.4574e-08 | 5.0261e-08 | -46.2004 | 0 | 0 | 133.8 | 0 | 0 | 0.51524 | 1.4013 | 1.3897 | 0.51395 | 1.401 | 1.3896 | -1.1044 | -139.0613 | 139.6137 | -1.1518 | -139.0568 | 139.6043
Line3_1_5 | 0 | 0 | 0 | 0 | 0 | 0 | 0 | 0 | 0 | 0 | 0 | 0 | -3.3524e-10 | 8.4717e-08 | -7.8117e-08 | 1.1775e-09 | -4.4459e-08 | 3.7017e-08 | 4.6151e-08 | -9.2603e-08 | -9.6909e-08 | -2.3114e-08 | 4.454e-08 | 5.025e-08 | 0 | 0 | 0 | 0 | 0 | 0 | 0.51524 | 1.4013 | 1.3897 | 0.51524 | 1.4013 | 1.3897 | -1.1044 | -139.0613 | 139.6137 | -1.1044 | -139.0613 | 139.6137
Line4_2_6 | 0 | 0 | 0 | 0 | 0 | 0 | 0 | 0 | 0 | 0 | 0 | 0 | -8.3813e-10 | 2.1179e-07 | -1.9529e-07 | 1.6804e-09 | -1.7153e-07 | 1.5419e-07 | 1.1538e-07 | -2.3151e-07 | -2.4227e-07 | -9.234e-08 | 1.8344e-07 | 1.9561e-07 | 0 | 0 | 0 | 0 | 0 | 0 | 0.51524 | 1.4013 | 1.3897 | 0.51524 | 1.4013 | 1.3897 | -1.1044 | -139.0613 | 139.6137 | -1.1044 | -139.0613 | 139.6137
Line5_6_7 | 0 | 0 | 0 | 0 | 0 | 0 | 0 | 0 | 0 | 0 | 0 | 0 | -6.7051e-10 | 1.6943e-07 | -1.5623e-07 | 1.5128e-09 | -1.2918e-07 | 1.1513e-07 | 9.2302e-08 | -1.8521e-07 | -1.9382e-07 | -6.9264e-08 | 1.3714e-07 | 1.4716e-07 | 0 | 0 | 0 | 0 | 0 | 0 | 0.51524 | 1.4013 | 1.3897 | 0.51524 | 1.4013 | 1.3897 | -1.1044 | -139.0613 | 139.6137 | -1.1044 | -139.0613 | 139.6137
Line6_7_8 | 0 | 0 | 0 | 0 | 0 | 0 | 0 | 0 | 0 | 0 | 0 | 0 | -5.0288e-10 | 1.2707e-07 | -1.1717e-07 | 1.3452e-09 | -8.6817e-08 | 7.6075e-08 | 6.9226e-08 | -1.389e-07 | -1.4536e-07 | -4.6189e-08 | 9.0841e-08 | 9.8705e-08 | 0 | 0 | 0 | 0 | 0 | 0 | 0.51524 | 1.4013 | 1.3897 | 0.51524 | 1.4013 | 1.3897 | -1.1044 | -139.0613 | 139.6137 | -1.1044 | -139.0613 | 139.6137
Line7_8_9 | 0 | 0 | 0 | 0 | 0 | 0 | 0 | 0 | 0 | 0 | 0 | 0 | -1.6763e-10 | 4.2358e-08 | -3.9058e-08 | 1.0099e-09 | -2.1007e-09 | -2.0416e-09 | 2.3075e-08 | -4.6302e-08 | -4.8454e-08 | -3.8235e-11 | -1.7619e-09 | 1.796e-09 | 0 | 0 | 0 | 0 | 0 | 0 | 0.51524 | 1.4013 | 1.3897 | 0.51524 | 1.4013 | 1.3897 | -1.1044 | -139.0613 | 139.6137 | -1.1044 | -139.0613 | 139.6137
Line8_8_10 | 0 | 0 | 0 | 0 | 0 | 0 | 0 | 0 | 0 | 0 | 0 | 0 | -1.6763e-10 | 4.2358e-08 | -3.9058e-08 | 1.0099e-09 | -2.1007e-09 | -2.0416e-09 | 2.3075e-08 | -4.6302e-08 | -4.8454e-08 | -3.8235e-11 | -1.7619e-09 | 1.796e-09 | 0 | 0 | 0 | 0 | 0 | 0 | 0.51524 | 1.4013 | 1.3897 | 0.51524 | 1.4013 | 1.3897 | -1.1044 | -139.0613 | 139.6137 | -1.1044 | -139.0613 | 139.6137
Line9_3_11 | 1.3575e-06 | 1.3574e-06 | 1.3574e-06 | 1.164e-06 | 1.1639e-06 | 1.1639e-06 | 3.1351e-07 | 3.1348e-07 | 3.1348e-07 | 2.6882e-07 | 2.6879e-07 | 2.6879e-07 | -1.1734e-09 | 2.9651e-07 | -2.7341e-07 | 2.0157e-09 | -2.5625e-07 | 2.3231e-07 | 1.6153e-07 | -3.2411e-07 | -3.3918e-07 | -1.3849e-07 | 2.7605e-07 | 2.9252e-07 | -91.5206 | -91.5146 | -91.5146 | 88.0617 | 88.0687 | 88.0687 | 0.51524 | 1.4013 | 1.3897 | 0.51524 | 1.4013 | 1.3897 | -1.1044 | -139.0613 | 139.6137 | -1.1044 | -139.0613 | 139.6137

## LG_max_fault_10
name | pf_ikss_a_from_ka | pf_ikss_b_from_ka | pf_ikss_c_from_ka | pf_ikss_a_to_ka | pf_ikss_b_to_ka | pf_ikss_c_to_ka | pf_skss_a_from_mw | pf_skss_b_from_mw | pf_skss_c_from_mw | pf_skss_a_to_mw | pf_skss_b_to_mw | pf_skss_c_to_mw | pf_p_a_from_mw | pf_p_b_from_mw | pf_p_c_from_mw | pf_p_a_to_mw | pf_p_b_to_mw | pf_p_c_to_mw | pf_q_a_from_mvar | pf_q_b_from_mvar | pf_q_c_from_mvar | pf_q_a_to_mvar | pf_q_b_to_mvar | pf_q_c_to_mvar | pf_ikss_a_from_degree | pf_ikss_b_from_degree | pf_ikss_c_from_degree | pf_ikss_a_to_degree | pf_ikss_b_to_degree | pf_ikss_c_to_degree | pf_vm_a_from_pu | pf_vm_b_from_pu | pf_vm_c_from_pu | pf_vm_a_to_pu | pf_vm_b_to_pu | pf_vm_c_to_pu | pf_va_a_from_degree | pf_va_b_from_degree | pf_va_c_from_degree | pf_va_a_to_degree | pf_va_b_to_degree | pf_va_c_to_degree
Line0_1_2 | 1.219e-06 | 1.2189e-06 | 1.2189e-06 | 1.0163e-06 | 1.0161e-06 | 1.0161e-06 | 2.8151e-07 | 2.8149e-07 | 2.8149e-07 | 2.347e-07 | 2.3467e-07 | 2.3467e-07 | -1.1027e-09 | 2.7892e-07 | -2.5719e-07 | 2.0273e-09 | -2.3474e-07 | 2.1209e-07 | 1.5194e-07 | -3.0487e-07 | -3.1906e-07 | -1.2666e-07 | 2.5213e-07 | 2.6786e-07 | -91.5224 | -91.5161 | -91.5161 | 87.9764 | 87.9839 | 87.9839 | 0.53974 | 1.468 | 1.4559 | 0.53974 | 1.468 | 1.4559 | -1.1066 | -139.0613 | 139.6118 | -1.1066 | -139.0613 | 139.6118
Line10_11_12 | 1.219e-06 | 1.2189e-06 | 1.2189e-06 | 1.0163e-06 | 1.0161e-06 | 1.0161e-06 | 2.8151e-07 | 2.8149e-07 | 2.8149e-07 | 2.347e-07 | 2.3467e-07 | 2.3467e-07 | -1.1028e-09 | 2.7892e-07 | -2.5719e-07 | 2.0274e-09 | -2.3474e-07 | 2.1209e-07 | 1.5194e-07 | -3.0487e-07 | -3.1906e-07 | -1.2666e-07 | 2.5213e-07 | 2.6786e-07 | -91.5224 | -91.5161 | -91.5161 | 87.9764 | 87.9839 | 87.9839 | 0.53974 | 1.468 | 1.4559 | 0.53974 | 1.468 | 1.4559 | -1.1066 | -139.0613 | 139.6118 | -1.1066 | -139.0613 | 139.6118
Line11_12_13 | 1.0158e-06 | 1.0157e-06 | 1.0157e-06 | 0 | 0 | 0 | 2.3459e-07 | 2.3457e-07 | 2.3457e-07 | 0 | 0 | 0 | -9.1898e-10 | 2.3243e-07 | -2.1433e-07 | 1.8436e-09 | -1.8825e-07 | 1.6922e-07 | 1.2662e-07 | -2.5406e-07 | -2.6588e-07 | -1.0134e-07 | 2.0131e-07 | 2.1468e-07 | -91.5224 | -91.5161 | -91.5161 | 0 | 0 | 0 | 0.53974 | 1.468 | 1.4559 | 0.53974 | 1.468 | 1.4559 | -1.1066 | -139.0613 | 139.6118 | -1.1066 | -139.0613 | 139.6118
Line12_13_15 | 0 | 0 | 0 | 0 | 0 | 0 | 0 | 0 | 0 | 0 | 0 | 0 | -5.5139e-10 | 1.3946e-07 | -1.286e-07 | 1.476e-09 | -9.5279e-08 | 8.3491e-08 | 7.597e-08 | -1.5244e-07 | -1.5953e-07 | -5.0689e-08 | 9.969e-08 | 1.0832e-07 | 0 | 0 | 0 | 0 | 0 | 0 | 0.53974 | 1.468 | 1.4559 | 0.53974 | 1.468 | 1.4559 | -1.1066 | -139.0613 | 139.6118 | -1.1066 | -139.0613 | 139.6118
Line13_13_14 | 0 | 0 | 0 | 0 | 0 | 0 | 0 | 0 | 0 | 0 | 0 | 0 | -1.838e-10 | 4.6487e-08 | -4.2866e-08 | 1.1084e-09 | -2.3052e-09 | -2.2406e-09 | 2.5323e-08 | -5.0812e-08 | -5.3177e-08 | -4.2041e-11 | -1.9336e-09 | 1.971e-09 | 0 | 0 | 0 | 0 | 0 | 0 | 0.53974 | 1.468 | 1.4559 | 0.53974 | 1.468 | 1.4559 | -1.1066 | -139.0613 | 139.6118 | -1.1066 | -139.0613 | 139.6118
Line14_15_16 | 0 | 0 | 0 | 0 | 0 | 0 | 0 | 0 | 0 | 0 | 0 | 0 | -3.676e-10 | 9.2974e-08 | -8.5731e-08 | 1.2922e-09 | -4.8792e-08 | 4.0625e-08 | 5.0647e-08 | -1.0162e-07 | -1.0635e-07 | -2.5365e-08 | 4.8878e-08 | 5.5148e-08 | 0 | 0 | 0 | 0 | 0 | 0 | 0.53974 | 1.468 | 1.4559 | 0.53974 | 1.468 | 1.4559 | -1.1066 | -139.0613 | 139.6118 | -1.1066 | -139.0613 | 139.6118
Line15_16_17 | 0 | 0 | 0 | 0 | 0 | 0 | 0 | 0 | 0 | 0 | 0 | 0 | -1.838e-10 | 4.6487e-08 | -4.2866e-08 | 1.1084e-09 | -2.3052e-09 | -2.2406e-09 | 2.5323e-08 | -5.0812e-08 | -5.3177e-08 | -4.2041e-11 | -1.9336e-09 | 1.971e-09 | 0 | 0 | 0 | 0 | 0 | 0 | 0.53974 | 1.468 | 1.4559 | 0.53974 | 1.468 | 1.4559 | -1.1066 | -139.0613 | 139.6118 | -1.1066 | -139.0613 | 139.6118
Line16_4_18 | 0.01754 | 0 | 0 | 0.01754 | 0 | 0 | 0.0040508 | 0 | 0 | 0.0040507 | 0 | 0 | 0.0015409 | 4.6501e-08 | -4.2915e-08 | -0.0015383 | -2.3013e-09 | -2.2378e-09 | 0.0015435 | -5.0848e-08 | -5.3189e-08 | -0.0015383 | -1.9321e-09 | 1.9687e-09 | -46.2021 | 0 | 0 | 133.7984 | 0 | 0 | 0.5384 | 1.4677 | 1.4557 | 0.53706 | 1.4674 | 1.4556 | -1.154 | -139.0569 | 139.6023 | -1.2016 | -139.0524 | 139.5929
Line17_5_19 | 0 | 0 | 0 | 0 | 0 | 0 | 0 | 0 | 0 | 0 | 0 | 0 | -1.8379e-10 | 4.6487e-08 | -4.2866e-08 | 1.1084e-09 | -2.3052e-09 | -2.2406e-09 | 2.5323e-08 | -5.0812e-08 | -5.3177e-08 | -4.2042e-11 | -1.9336e-09 | 1.971e-09 | 0 | 0 | 0 | 0 | 0 | 0 | 0.53974 | 1.468 | 1.4559 | 0.53974 | 1.468 | 1.4559 | -1.1066 | -139.0613 | 139.6118 | -1.1066 | -139.0613 | 139.6118
Line1_1_3 | 1.6253e-06 | 1.6252e-06 | 1.6252e-06 | 1.4226e-06 | 1.4224e-06 | 1.4224e-06 | 3.7535e-07 | 3.7531e-07 | 3.7531e-07 | 3.2853e-07 | 3.2849e-07 | 3.2849e-07 | -1.4703e-09 | 3.7189e-07 | -3.4293e-07 | 2.3949e-09 | -3.2771e-07 | 2.9782e-07 | 2.0259e-07 | -4.065e-07 | -4.2541e-07 | -1.7731e-07 | 3.5375e-07 | 3.7421e-07 | -91.5224 | -91.5161 | -91.5161 | 88.1196 | 88.1267 | 88.1267 | 0.53974 | 1.468 | 1.4559 | 0.53974 | 1.468 | 1.4559 | -1.1066 | -139.0613 | 139.6118 | -1.1066 | -139.0613 | 139.6118
Line2_1_4 | 0.017541 | 0 | 0 | 0.01754 | 0 | 0 | 0.0040508 | 0 | 0 | 0.0040508 | 0 | 0 | 0.0015434 | 9.2997e-08 | -8.5792e-08 | -0.0015409 | -4.8804e-08 | 4.0676e-08 | 0.0015486 | -1.0169e-07 | -1.0639e-07 | -0.0015435 | 4.8916e-08 | 5.5159e-08 | -46.2025 | 0 | 0 | 133.7979 | 0 | 0 | 0.53974 | 1.468 | 1.4559 | 0.5384 | 1.4677 | 1.4557 | -1.1066 | -139.0613 | 139.6118 | -1.154 | -139.0569 | 139.6023
Line3_1_5 | 0 | 0 | 0 | 0 | 0 | 0 | 0 | 0 | 0 | 0 | 0 | 0 | -3.6757e-10 | 9.2974e-08 | -8.5731e-08 | 1.2922e-09 | -4.8792e-08 | 4.0625e-08 | 5.0647e-08 | -1.0162e-07 | -1.0635e-07 | -2.5365e-08 | 4.8878e-08 | 5.5148e-08 | 0 | 0 | 0 | 0 | 0 | 0 | 0.53974 | 1.468 | 1.4559 | 0.53974 | 1.468 | 1.4559 | -1.1066 | -139.0613 | 139.6118 | -1.1066 | -139.0613 | 139.6118
Line4_2_6 | 1.0158e-06 | 1.0157e-06 | 1.0157e-06 | 0 | 0 | 0 | 2.3459e-07 | 2.3457e-07 | 2.3457e-07 | 0 | 0 | 0 | -9.1895e-10 | 2.3243e-07 | -2.1433e-07 | 1.8435e-09 | -1.8825e-07 | 1.6922e-07 | 1.2662e-07 | -2.5406e-07 | -2.6588e-07 | -1.0134e-07 | 2.0131e-07 | 2.1468e-07 | -91.5224 | -91.5161 | -91.5161 | 0 | 0 | 0 | 0.53974 | 1.468 | 1.4559 | 0.53974 | 1.468 | 1.4559 | -1.1066 | -139.0613 | 139.6118 | -1.1066 | -139.0613 | 139.6118
Line5_6_7 | 0 | 0 | 0 | 0 | 0 | 0 | 0 | 0 | 0 | 0 | 0 | 0 | -7.3517e-10 | 1.8595e-07 | -1.7146e-07 | 1.6598e-09 | -1.4177e-07 | 1.2636e-07 | 1.0129e-07 | -2.0325e-07 | -2.1271e-07 | -7.6012e-08 | 1.505e-07 | 1.615e-07 | 0 | 0 | 0 | 0 | 0 | 0 | 0.53974 | 1.468 | 1.4559 | 0.53974 | 1.468 | 1.4559 | -1.1066 | -139.0613 | 139.6118 | -1.1066 | -139.0613 | 139.6118
Line6_7_8 | 0 | 0 | 0 | 0 | 0 | 0 | 0 | 0 | 0 | 0 | 0 | 0 | -5.5138e-10 | 1.3946e-07 | -1.286e-07 | 1.476e-09 | -9.5279e-08 | 8.3491e-08 | 7.597e-08 | -1.5244e-07 | -1.5953e-07 | -5.0689e-08 | 9.969e-08 | 1.0832e-07 | 0 | 0 | 0 | 0 | 0 | 0 | 0.53974 | 1.468 | 1.4559 | 0.53974 | 1.468 | 1.4559 | -1.1066 | -139.0613 | 139.6118 | -1.1066 | -139.0613 | 139.6118
Line7_8_9 | 0 | 0 | 0 | 0 | 0 | 0 | 0 | 0 | 0 | 0 | 0 | 0 | -1.8379e-10 | 4.6487e-08 | -4.2866e-08 | 1.1084e-09 | -2.3052e-09 | -2.2406e-09 | 2.5323e-08 | -5.0812e-08 | -5.3177e-08 | -4.2041e-11 | -1.9336e-09 | 1.971e-09 | 0 | 0 | 0 | 0 | 0 | 0 | 0.53974 | 1.468 | 1.4559 | 0.53974 | 1.468 | 1.4559 | -1.1066 | -139.0613 | 139.6118 | -1.1066 | -139.0613 | 139.6118
Line8_8_10 | 0 | 0 | 0 | 0 | 0 | 0 | 0 | 0 | 0 | 0 | 0 | 0 | -1.8379e-10 | 4.6487e-08 | -4.2866e-08 | 1.1084e-09 | -2.3052e-09 | -2.2406e-09 | 2.5323e-08 | -5.0812e-08 | -5.3177e-08 | -4.2042e-11 | -1.9336e-09 | 1.971e-09 | 0 | 0 | 0 | 0 | 0 | 0 | 0.53974 | 1.468 | 1.4559 | 0.53974 | 1.468 | 1.4559 | -1.1066 | -139.0613 | 139.6118 | -1.1066 | -139.0613 | 139.6118
Line9_3_11 | 1.4221e-06 | 1.422e-06 | 1.422e-06 | 1.2194e-06 | 1.2193e-06 | 1.2193e-06 | 3.2843e-07 | 3.284e-07 | 3.284e-07 | 2.8161e-07 | 2.8158e-07 | 2.8158e-07 | -1.2865e-09 | 3.2541e-07 | -3.0006e-07 | 2.2111e-09 | -2.8123e-07 | 2.5495e-07 | 1.7726e-07 | -3.5568e-07 | -3.7224e-07 | -1.5198e-07 | 3.0294e-07 | 3.2103e-07 | -91.5224 | -91.5161 | -91.5161 | 88.0599 | 88.0672 | 88.0672 | 0.53974 | 1.468 | 1.4559 | 0.53974 | 1.468 | 1.4559 | -1.1066 | -139.0613 | 139.6118 | -1.1066 | -139.0613 | 139.6118

## LG_min_6
name | pf_ikss_a_from_ka | pf_ikss_b_from_ka | pf_ikss_c_from_ka | pf_ikss_a_to_ka | pf_ikss_b_to_ka | pf_ikss_c_to_ka | pf_skss_a_from_mw | pf_skss_b_from_mw | pf_skss_c_from_mw | pf_skss_a_to_mw | pf_skss_b_to_mw | pf_skss_c_to_mw | pf_p_a_from_mw | pf_p_b_from_mw | pf_p_c_from_mw | pf_p_a_to_mw | pf_p_b_to_mw | pf_p_c_to_mw | pf_q_a_from_mvar | pf_q_b_from_mvar | pf_q_c_from_mvar | pf_q_a_to_mvar | pf_q_b_to_mvar | pf_q_c_to_mvar | pf_ikss_a_from_degree | pf_ikss_b_from_degree | pf_ikss_c_from_degree | pf_ikss_a_to_degree | pf_ikss_b_to_degree | pf_ikss_c_to_degree | pf_vm_a_from_pu | pf_vm_b_from_pu | pf_vm_c_from_pu | pf_vm_a_to_pu | pf_vm_b_to_pu | pf_vm_c_to_pu | pf_va_a_from_degree | pf_va_b_from_degree | pf_va_c_from_degree | pf_va_a_to_degree | pf_va_b_to_degree | pf_va_c_to_degree
Line0_1_2 | 2.0534e-06 | 2.0532e-06 | 2.0532e-06 | 1.7119e-06 | 1.7117e-06 | 1.7117e-06 | 4.7422e-07 | 4.7417e-07 | 4.7417e-07 | 3.9535e-07 | 3.9531e-07 | 3.9531e-07 | -7.2886e-11 | 4.1904e-07 | -3.604e-07 | 8.1231e-11 | -3.5409e-07 | 2.9543e-07 | 2.8026e-09 | -6.5357e-07 | -6.8862e-07 | -2.3359e-09 | 5.418e-07 | 5.7669e-07 | -92.5806 | -92.5744 | -92.5744 | 86.9182 | 86.9257 | 86.9257 | 0.0059119 | 1.6373 | 1.6391 | 0.0059119 | 1.6373 | 1.6391 | -1.0909 | -149.9082 | 149.7998 | -1.0901 | -149.9082 | 149.7998
Line10_11_12 | 2.0534e-06 | 2.0532e-06 | 2.0532e-06 | 1.7119e-06 | 1.7117e-06 | 1.7117e-06 | 4.7422e-07 | 4.7417e-07 | 4.7417e-07 | 3.9535e-07 | 3.9531e-07 | 3.9531e-07 | -7.2981e-11 | 4.1904e-07 | -3.604e-07 | 8.1309e-11 | -3.5409e-07 | 2.9543e-07 | 2.8025e-09 | -6.5357e-07 | -6.8862e-07 | -2.3358e-09 | 5.418e-07 | 5.7669e-07 | -92.5806 | -92.5744 | -92.5744 | 86.9182 | 86.9256 | 86.9257 | 0.0059117 | 1.6373 | 1.6391 | 0.0059117 | 1.6373 | 1.6391 | -1.0889 | -149.9082 | 149.7998 | -1.0881 | -149.9082 | 149.7998
Line11_12_13 | 1.7112e-06 | 1.711e-06 | 1.711e-06 | 1.3697e-06 | 1.3695e-06 | 1.3695e-06 | 3.9518e-07 | 3.9514e-07 | 3.9514e-07 | 3.1632e-07 | 3.1628e-07 | 3.1628e-07 | -6.0849e-11 | 3.492e-07 | -3.0033e-07 | 6.916e-11 | -2.8425e-07 | 2.3537e-07 | 2.3354e-09 | -5.4464e-07 | -5.7385e-07 | -1.8687e-09 | 4.3287e-07 | 4.6192e-07 | -92.5806 | -92.5744 | -92.5744 | 86.793 | 86.8007 | 86.8007 | 0.0059117 | 1.6373 | 1.6391 | 0.0059116 | 1.6373 | 1.6391 | -1.0881 | -149.9082 | 149.7998 | -1.0875 | -149.9082 | 149.7998
Line12_13_15 | 1.0267e-06 | 1.0266e-06 | 1.0266e-06 | 0 | 0 | 0 | 2.3711e-07 | 2.3709e-07 | 2.3709e-07 | 0 | 0 | 0 | -3.6525e-11 | 2.0952e-07 | -1.802e-07 | 4.4816e-11 | -1.4457e-07 | 1.1524e-07 | 1.4012e-09 | -3.2679e-07 | -3.4431e-07 | -9.3453e-10 | 2.1501e-07 | 2.3238e-07 | -92.5806 | -92.5744 | -92.5744 | 0 | 0 | 0 | 0.0059116 | 1.6373 | 1.6391 | 0.0059116 | 1.6373 | 1.6391 | -1.0875 | -149.9082 | 149.7998 | -1.0871 | -149.9082 | 149.7998
Line13_13_14 | 0 | 0 | 0 | 0 | 0 | 0 | 0 | 0 | 0 | 0 | 0 | 0 | -1.2175e-11 | 6.984e-08 | -6.0066e-08 | 2.046e-11 | -4.8859e-09 | -4.8967e-09 | 4.6707e-10 | -1.0893e-07 | -1.1477e-07 | -3.9078e-13 | -2.8437e-09 | 2.8375e-09 | 0 | 0 | 0 | 0 | 0 | 0 | 0.0059116 | 1.6373 | 1.6391 | 0.0059116 | 1.6373 | 1.6391 | -1.0875 | -149.9082 | 149.7998 | -1.0874 | -149.9082 | 149.7998
Line14_15_16 | 0 | 0 | 0 | 0 | 0 | 0 | 0 | 0 | 0 | 0 | 0 | 0 | -2.4356e-11 | 1.3968e-07 | -1.2013e-07 | 3.2639e-11 | -7.4726e-08 | 5.5169e-08 | 9.3413e-10 | -2.1786e-07 | -2.2954e-07 | -4.6746e-10 | 1.0609e-07 | 1.1761e-07 | 0 | 0 | 0 | 0 | 0 | 0 | 0.0059116 | 1.6373 | 1.6391 | 0.0059115 | 1.6373 | 1.6391 | -1.0871 | -149.9082 | 149.7998 | -1.0869 | -149.9082 | 149.7998
Line15_16_17 | 0 | 0 | 0 | 0 | 0 | 0 | 0 | 0 | 0 | 0 | 0 | 0 | -1.2179e-11 | 6.984e-08 | -6.0066e-08 | 2.046e-11 | -4.8859e-09 | -4.8967e-09 | 4.6707e-10 | -1.0893e-07 | -1.1477e-07 | -3.9057e-13 | -2.8437e-09 | 2.8375e-09 | 0 | 0 | 0 | 0 | 0 | 0 | 0.0059115 | 1.6373 | 1.6391 | 0.0059115 | 1.6373 | 1.6391 | -1.0869 | -149.9082 | 149.7998 | -1.0868 | -149.9082 | 149.7998
Line16_4_18 | 0.029547 | 0 | 0 | 0.029547 | 0 | 0 | 0.0068237 | 0 | 0 | 0.0068236 | 0 | 0 | 1.3969e-05 | 6.9896e-08 | -6.0133e-08 | 3.8029e-15 | -4.8757e-09 | -4.8864e-09 | 1.4551e-05 | -1.0899e-07 | -1.1483e-07 | -1.642e-15 | -2.8401e-09 | 2.834e-09 | -47.2602 | 0 | 0 | 132.7403 | 0 | 0 | 0.002956 | 1.6368 | 1.6386 | 0 | 1.6363 | 1.6381 | -1.0907 | -149.8974 | 149.7897 | 0 | -149.8867 | 149.7797
Line17_5_19 | 0 | 0 | 0 | 0 | 0 | 0 | 0 | 0 | 0 | 0 | 0 | 0 | -1.2149e-11 | 6.984e-08 | -6.0066e-08 | 2.0461e-11 | -4.8859e-09 | -4.8967e-09 | 4.671e-10 | -1.0893e-07 | -1.1477e-07 | -3.9196e-13 | -2.8437e-09 | 2.8375e-09 | 0 | 0 | 0 | 0 | 0 | 0 | 0.0059119 | 1.6373 | 1.6391 | 0.0059119 | 1.6373 | 1.6391 | -1.0907 | -149.9082 | 149.7998 | -1.0906 | -149.9082 | 149.7998
Line1_1_3 | 2.7379e-06 | 2.7376e-06 | 2.7376e-06 | 2.3964e-06 | 2.3961e-06 | 2.3961e-06 | 6.3229e-07 | 6.3223e-07 | 6.3223e-07 | 5.5342e-07 | 5.5336e-07 | 5.5336e-07 | -9.7182e-11 | 5.5872e-07 | -4.8053e-07 | 1.0555e-10 | -4.9377e-07 | 4.1557e-07 | 3.7368e-09 | -8.7143e-07 | -9.1816e-07 | -3.27e-09 | 7.5966e-07 | 8.0622e-07 | -92.5806 | -92.5744 | -92.5744 | 87.0614 | 87.0685 | 87.0685 | 0.0059119 | 1.6373 | 1.6391 | 0.0059118 | 1.6373 | 1.6391 | -1.0909 | -149.9082 | 149.7998 | -1.0898 | -149.9082 | 149.7998
Line2_1_4 | 0.029548 | 0 | 0 | 0.029547 | 0 | 0 | 0.0068238 | 0 | 0 | 0.0068237 | 0 | 0 | 2.7937e-05 | 1.3976e-07 | -1.2022e-07 | -1.3969e-05 | -7.4777e-08 | 5.5241e-08 | 2.9102e-05 | -2.18e-07 | -2.2968e-07 | -1.4551e-05 | 1.0615e-07 | 1.1766e-07 | -47.2607 | 0 | 0 | 132.7398 | 0 | 0 | 0.0059119 | 1.6373 | 1.6391 | 0.002956 | 1.6368 | 1.6386 | -1.0909 | -149.9082 | 149.7998 | -1.0907 | -149.8974 | 149.7897
Line3_1_5 | 0 | 0 | 0 | 0 | 0 | 0 | 0 | 0 | 0 | 0 | 0 | 0 | -2.4295e-11 | 1.3968e-07 | -1.2013e-07 | 3.2611e-11 | -7.4726e-08 | 5.5169e-08 | 9.342e-10 | -2.1786e-07 | -2.2954e-07 | -4.6749e-10 | 1.0609e-07 | 1.1761e-07 | 0 | 0 | 0 | 0 | 0 | 0 | 0.0059119 | 1.6373 | 1.6391 | 0.0059119 | 1.6373 | 1.6391 | -1.0909 | -149.9082 | 149.7998 | -1.0907 | -149.9082 | 149.7998
Line4_2_6 | 1.7112e-06 | 1.711e-06 | 1.711e-06 | 1.3697e-06 | 1.3695e-06 | 1.3695e-06 | 3.9518e-07 | 3.9514e-07 | 3.9514e-07 | 3.1632e-07 | 3.1628e-07 | 3.1628e-07 | -6.077e-11 | 3.492e-07 | -3.0033e-07 | 6.9097e-11 | -2.8425e-07 | 2.3537e-07 | 2.3355e-09 | -5.4464e-07 | -5.7385e-07 | -1.8687e-09 | 4.3287e-07 | 4.6192e-07 | -92.5806 | -92.5744 | -92.5744 | 86.793 | 86.8007 | 86.8007 | 0.0059119 | 1.6373 | 1.6391 | 0.0059118 | 1.6373 | 1.6391 | -1.0901 | -149.9082 | 149.7998 | -1.0895 | -149.9082 | 149.7998
Line5_6_7 | 1.3689e-06 | 1.3688e-06 | 1.3688e-06 | 1.0275e-06 | 1.0274e-06 | 1.0274e-06 | 3.1614e-07 | 3.1611e-07 | 3.1611e-07 | 2.3729e-07 | 2.3726e-07 | 2.3726e-07 | -4.8636e-11 | 2.7936e-07 | -2.4026e-07 | 5.695e-11 | -2.1441e-07 | 1.753e-07 | 1.8683e-09 | -4.3572e-07 | -4.5908e-07 | -1.4016e-09 | 3.2394e-07 | 3.4715e-07 | -92.5806 | -92.5744 | -92.5744 | 86.5844 | 86.5926 | 86.5926 | 0.0059118 | 1.6373 | 1.6391 | 0.0059117 | 1.6373 | 1.6391 | -1.0895 | -149.9082 | 149.7998 | -1.089 | -149.9082 | 149.7998
Line6_7_8 | 1.0267e-06 | 1.0266e-06 | 1.0266e-06 | 0 | 0 | 0 | 2.3711e-07 | 2.3709e-07 | 2.3709e-07 | 0 | 0 | 0 | -3.6489e-11 | 2.0952e-07 | -1.802e-07 | 4.4792e-11 | -1.4457e-07 | 1.1524e-07 | 1.4012e-09 | -3.2679e-07 | -3.4431e-07 | -9.3455e-10 | 2.1501e-07 | 2.3238e-07 | -92.5806 | -92.5744 | -92.5744 | 0 | 0 | 0 | 0.0059117 | 1.6373 | 1.6391 | 0.0059117 | 1.6373 | 1.6391 | -1.089 | -149.9082 | 149.7998 | -1.0886 | -149.9082 | 149.7998
Line7_8_9 | 0 | 0 | 0 | 0 | 0 | 0 | 0 | 0 | 0 | 0 | 0 | 0 | -1.2166e-11 | 6.984e-08 | -6.0066e-08 | 2.0461e-11 | -4.8859e-09 | -4.8967e-09 | 4.6708e-10 | -1.0893e-07 | -1.1477e-07 | -3.912e-13 | -2.8437e-09 | 2.8375e-09 | 0 | 0 | 0 | 0 | 0 | 0 | 0.0059117 | 1.6373 | 1.6391 | 0.0059117 | 1.6373 | 1.6391 | -1.0886 | -149.9082 | 149.7998 | -1.0885 | -149.9082 | 149.7998
Line8_8_10 | 0 | 0 | 0 | 0 | 0 | 0 | 0 | 0 | 0 | 0 | 0 | 0 | -1.2166e-11 | 6.984e-08 | -6.0066e-08 | 2.0461e-11 | -4.8859e-09 | -4.8967e-09 | 4.6708e-10 | -1.0893e-07 | -1.1477e-07 | -3.912e-13 | -2.8437e-09 | 2.8375e-09 | 0 | 0 | 0 | 0 | 0 | 0 | 0.0059117 | 1.6373 | 1.6391 | 0.0059117 | 1.6373 | 1.6391 | -1.0886 | -149.9082 | 149.7998 | -1.0885 | -149.9082 | 149.7998
Line9_3_11 | 2.3957e-06 | 2.3954e-06 | 2.3954e-06 | 2.0541e-06 | 2.0539e-06 | 2.0539e-06 | 5.5325e-07 | 5.532e-07 | 5.532e-07 | 4.7439e-07 | 4.7433e-07 | 4.7433e-07 | -8.5094e-11 | 4.8888e-07 | -4.2046e-07 | 9.3442e-11 | -4.2393e-07 | 3.555e-07 | 3.2696e-09 | -7.625e-07 | -8.0339e-07 | -2.8029e-09 | 6.5073e-07 | 6.9146e-07 | -92.5806 | -92.5744 | -92.5744 | 87.0017 | 87.009 | 87.009 | 0.0059118 | 1.6373 | 1.6391 | 0.0059117 | 1.6373 | 1.6391 | -1.0898 | -149.9082 | 149.7998 | -1.0889 | -149.9082 | 149.7998

## LG_min_10
name | pf_ikss_a_from_ka | pf_ikss_b_from_ka | pf_ikss_c_from_ka | pf_ikss_a_to_ka | pf_ikss_b_to_ka | pf_ikss_c_to_ka | pf_skss_a_from_mw | pf_skss_b_from_mw | pf_skss_c_from_mw | pf_skss_a_to_mw | pf_skss_b_to_mw | pf_skss_c_to_mw | pf_p_a_from_mw | pf_p_b_from_mw | pf_p_c_from_mw | pf_p_a_to_mw | pf_p_b_to_mw | pf_p_c_to_mw | pf_q_a_from_mvar | pf_q_b_from_mvar | pf_q_c_from_mvar | pf_q_a_to_mvar | pf_q_b_to_mvar | pf_q_c_to_mvar | pf_ikss_a_from_degree | pf_ikss_b_from_degree | pf_ikss_c_from_degree | pf_ikss_a_to_degree | pf_ikss_b_to_degree | pf_ikss_c_to_degree | pf_vm_a_from_pu | pf_vm_b_from_pu | pf_vm_c_from_pu | pf_vm_a_to_pu | pf_vm_b_to_pu | pf_vm_c_to_pu | pf_va_a_from_degree | pf_va_b_from_degree | pf_va_c_from_degree | pf_va_a_to_degree | pf_va_b_to_degree | pf_va_c_to_degree
Line0_1_2 | 1.9453e-06 | 1.9452e-06 | 1.9452e-06 | 1.6218e-06 | 1.6216e-06 | 1.6216e-06 | 4.4926e-07 | 4.4922e-07 | 4.4922e-07 | 3.7454e-07 | 3.745e-07 | 3.745e-07 | -6.5416e-11 | 3.7609e-07 | -3.2346e-07 | 7.2905e-11 | -3.178e-07 | 2.6515e-07 | 2.5153e-09 | -5.8659e-07 | -6.1804e-07 | -2.0964e-09 | 4.8627e-07 | 5.1758e-07 | -92.5806 | -92.5744 | -92.5744 | 86.9182 | 86.9257 | 86.9257 | 0.0056008 | 1.5511 | 1.5529 | 0.0056007 | 1.5511 | 1.5529 | -1.0909 | -149.9082 | 149.7998 | -1.0901 | -149.9082 | 149.7998
Line10_11_12 | 1.9453e-06 | 1.9452e-06 | 1.9452e-06 | 1.6218e-06 | 1.6216e-06 | 1.6216e-06 | 4.4926e-07 | 4.4922e-07 | 4.4922e-07 | 3.7454e-07 | 3.745e-07 | 3.745e-07 | -6.5501e-11 | 3.7609e-07 | -3.2346e-07 | 7.2976e-11 | -3.178e-07 | 2.6515e-07 | 2.5153e-09 | -5.8659e-07 | -6.1804e-07 | -2.0964e-09 | 4.8627e-07 | 5.1758e-07 | -92.5806 | -92.5744 | -92.5744 | 86.9182 | 86.9256 | 86.9257 | 0.0056006 | 1.5511 | 1.5529 | 0.0056005 | 1.5511 | 1.5529 | -1.0889 | -149.9082 | 149.7998 | -1.0881 | -149.9082 | 149.7998
Line11_12_13 | 1.6211e-06 | 1.621e-06 | 1.621e-06 | 1.2976e-06 | 1.2975e-06 | 1.2975e-06 | 3.7438e-07 | 3.7435e-07 | 3.7435e-07 | 2.9967e-07 | 2.9964e-07 | 2.9964e-07 | -5.4612e-11 | 3.1341e-07 | -2.6955e-07 | 6.2071e-11 | -2.5511e-07 | 2.1124e-07 | 2.096e-09 | -4.8882e-07 | -5.1503e-07 | -1.6771e-09 | 3.8851e-07 | 4.1457e-07 | -92.5806 | -92.5744 | -92.5744 | 86.793 | 86.8007 | 86.8007 | 0.0056005 | 1.5511 | 1.5529 | 0.0056005 | 1.5511 | 1.5529 | -1.0881 | -149.9082 | 149.7998 | -1.0875 | -149.9082 | 149.7998
Line12_13_15 | 0 | 0 | 0 | 0 | 0 | 0 | 0 | 0 | 0 | 0 | 0 | 0 | -3.2781e-11 | 1.8805e-07 | -1.6173e-07 | 4.0222e-11 | -1.2975e-07 | 1.0342e-07 | 1.2576e-09 | -2.9329e-07 | -3.0902e-07 | -8.3874e-10 | 1.9298e-07 | 2.0856e-07 | 0 | 0 | 0 | 0 | 0 | 0 | 0.0056005 | 1.5511 | 1.5529 | 0.0056004 | 1.5511 | 1.5529 | -1.0875 | -149.9082 | 149.7998 | -1.0871 | -149.9082 | 149.7998
Line13_13_14 | 0 | 0 | 0 | 0 | 0 | 0 | 0 | 0 | 0 | 0 | 0 | 0 | -1.0927e-11 | 6.2682e-08 | -5.391e-08 | 1.8363e-11 | -4.3851e-09 | -4.3948e-09 | 4.192e-10 | -9.7764e-08 | -1.0301e-07 | -3.5073e-13 | -2.5523e-09 | 2.5467e-09 | 0 | 0 | 0 | 0 | 0 | 0 | 0.0056005 | 1.5511 | 1.5529 | 0.0056004 | 1.5511 | 1.5529 | -1.0875 | -149.9082 | 149.7998 | -1.0874 | -149.9082 | 149.7998
Line14_15_16 | 0 | 0 | 0 | 0 | 0 | 0 | 0 | 0 | 0 | 0 | 0 | 0 | -2.1859e-11 | 1.2536e-07 | -1.0782e-07 | 2.9294e-11 | -6.7067e-08 | 4.9515e-08 | 8.3839e-10 | -1.9553e-07 | -2.0601e-07 | -4.1955e-10 | 9.5212e-08 | 1.0555e-07 | 0 | 0 | 0 | 0 | 0 | 0 | 0.0056004 | 1.5511 | 1.5529 | 0.0056004 | 1.5511 | 1.5529 | -1.0871 | -149.9082 | 149.7998 | -1.0869 | -149.9082 | 149.7998
Line15_16_17 | 0 | 0 | 0 | 0 | 0 | 0 | 0 | 0 | 0 | 0 | 0 | 0 | -1.0931e-11 | 6.2682e-08 | -5.391e-08 | 1.8363e-11 | -4.3851e-09 | -4.3948e-09 | 4.1919e-10 | -9.7764e-08 | -1.0301e-07 | -3.5054e-13 | -2.5523e-09 | 2.5467e-09 | 0 | 0 | 0 | 0 | 0 | 0 | 0.0056004 | 1.5511 | 1.5529 | 0.0056004 | 1.5511 | 1.5529 | -1.0869 | -149.9082 | 149.7998 | -1.0868 | -149.9082 | 149.7998
Line16_4_18 | 0.027992 | 0 | 0 | 0.027992 | 0 | 0 | 0.0064646 | 0 | 0 | 0.0064645 | 0 | 0 | 1.2537e-05 | 6.2732e-08 | -5.397e-08 | 3.4142e-15 | -4.376e-09 | -4.3856e-09 | 1.306e-05 | -9.7819e-08 | -1.0306e-07 | -1.4722e-15 | -2.549e-09 | 2.5435e-09 | -47.2602 | 0 | 0 | 132.7403 | 0 | 0 | 0.0028004 | 1.5507 | 1.5524 | 0 | 1.5502 | 1.5519 | -1.0907 | -149.8974 | 149.7897 | 0 | -149.8867 | 149.7797
Line17_5_19 | 0 | 0 | 0 | 0 | 0 | 0 | 0 | 0 | 0 | 0 | 0 | 0 | -1.0904e-11 | 6.2682e-08 | -5.391e-08 | 1.8364e-11 | -4.3851e-09 | -4.3948e-09 | 4.1922e-10 | -9.7764e-08 | -1.0301e-07 | -3.5178e-13 | -2.5523e-09 | 2.5467e-09 | 0 | 0 | 0 | 0 | 0 | 0 | 0.0056008 | 1.5511 | 1.5529 | 0.0056008 | 1.5511 | 1.5529 | -1.0907 | -149.9082 | 149.7998 | -1.0906 | -149.9082 | 149.7998
Line1_1_3 | 2.5938e-06 | 2.5935e-06 | 2.5935e-06 | 2.2703e-06 | 2.27e-06 | 2.27e-06 | 5.9901e-07 | 5.9895e-07 | 5.9895e-07 | 5.2429e-07 | 5.2424e-07 | 5.2424e-07 | -8.7222e-11 | 5.0146e-07 | -4.3128e-07 | 9.4736e-11 | -4.4316e-07 | 3.7297e-07 | 3.3538e-09 | -7.8211e-07 | -8.2405e-07 | -2.9349e-09 | 6.818e-07 | 7.2359e-07 | -92.5806 | -92.5744 | -92.5744 | 87.0614 | 87.0685 | 87.0685 | 0.0056008 | 1.5511 | 1.5529 | 0.0056007 | 1.5511 | 1.5529 | -1.0909 | -149.9082 | 149.7998 | -1.0898 | -149.9082 | 149.7998
Line2_1_4 | 0.027993 | 0 | 0 | 0.027992 | 0 | 0 | 0.0064646 | 0 | 0 | 0.0064646 | 0 | 0 | 2.5074e-05 | 1.2543e-07 | -1.079e-07 | -1.2537e-05 | -6.7113e-08 | 4.9579e-08 | 2.6119e-05 | -1.9566e-07 | -2.0614e-07 | -1.306e-05 | 9.5268e-08 | 1.056e-07 | -47.2607 | 0 | 0 | 132.7398 | 0 | 0 | 0.0056008 | 1.5511 | 1.5529 | 0.0028004 | 1.5507 | 1.5524 | -1.0909 | -149.9082 | 149.7998 | -1.0907 | -149.8974 | 149.7897
Line3_1_5 | 0 | 0 | 0 | 0 | 0 | 0 | 0 | 0 | 0 | 0 | 0 | 0 | -2.1805e-11 | 1.2536e-07 | -1.0782e-07 | 2.9268e-11 | -6.7067e-08 | 4.9515e-08 | 8.3845e-10 | -1.9553e-07 | -2.0601e-07 | -4.1957e-10 | 9.5212e-08 | 1.0555e-07 | 0 | 0 | 0 | 0 | 0 | 0 | 0.0056008 | 1.5511 | 1.5529 | 0.0056008 | 1.5511 | 1.5529 | -1.0909 | -149.9082 | 149.7998 | -1.0907 | -149.9082 | 149.7998
Line4_2_6 | 1.6211e-06 | 1.621e-06 | 1.621e-06 | 1.2976e-06 | 1.2975e-06 | 1.2975e-06 | 3.7438e-07 | 3.7435e-07 | 3.7435e-07 | 2.9967e-07 | 2.9964e-07 | 2.9964e-07 | -5.4541e-11 | 3.1341e-07 | -2.6955e-07 | 6.2015e-11 | -2.5511e-07 | 2.1124e-07 | 2.0961e-09 | -4.8882e-07 | -5.1503e-07 | -1.6772e-09 | 3.8851e-07 | 4.1457e-07 | -92.5806 | -92.5744 | -92.5744 | 86.793 | 86.8007 | 86.8007 | 0.0056007 | 1.5511 | 1.5529 | 0.0056006 | 1.5511 | 1.5529 | -1.0901 | -149.9082 | 149.7998 | -1.0895 | -149.9082 | 149.7998
Line5_6_7 | 1.2969e-06 | 1.2968e-06 | 1.2968e-06 | 0 | 0 | 0 | 2.9951e-07 | 2.9948e-07 | 2.9948e-07 | 0 | 0 | 0 | -4.3651e-11 | 2.5073e-07 | -2.1564e-07 | 5.1113e-11 | -1.9243e-07 | 1.5733e-07 | 1.6769e-09 | -3.9106e-07 | -4.1203e-07 | -1.258e-09 | 2.9074e-07 | 3.1157e-07 | -92.5806 | -92.5744 | -92.5744 | 0 | 0 | 0 | 0.0056006 | 1.5511 | 1.5529 | 0.0056006 | 1.5511 | 1.5529 | -1.0895 | -149.9082 | 149.7998 | -1.089 | -149.9082 | 149.7998
Line6_7_8 | 0 | 0 | 0 | 0 | 0 | 0 | 0 | 0 | 0 | 0 | 0 | 0 | -3.2749e-11 | 1.8805e-07 | -1.6173e-07 | 4.0201e-11 | -1.2975e-07 | 1.0342e-07 | 1.2576e-09 | -2.9329e-07 | -3.0902e-07 | -8.3877e-10 | 1.9298e-07 | 2.0856e-07 | 0 | 0 | 0 | 0 | 0 | 0 | 0.0056006 | 1.5511 | 1.5529 | 0.0056006 | 1.5511 | 1.5529 | -1.089 | -149.9082 | 149.7998 | -1.0886 | -149.9082 | 149.7998
Line7_8_9 | 0 | 0 | 0 | 0 | 0 | 0 | 0 | 0 | 0 | 0 | 0 | 0 | -1.0919e-11 | 6.2682e-08 | -5.391e-08 | 1.8363e-11 | -4.3851e-09 | -4.3948e-09 | 4.1921e-10 | -9.7764e-08 | -1.0301e-07 | -3.5111e-13 | -2.5523e-09 | 2.5467e-09 | 0 | 0 | 0 | 0 | 0 | 0 | 0.0056006 | 1.5511 | 1.5529 | 0.0056006 | 1.5511 | 1.5529 | -1.0886 | -149.9082 | 149.7998 | -1.0885 | -149.9082 | 149.7998
Line8_8_10 | 0 | 0 | 0 | 0 | 0 | 0 | 0 | 0 | 0 | 0 | 0 | 0 | -1.0919e-11 | 6.2682e-08 | -5.391e-08 | 1.8363e-11 | -4.3851e-09 | -4.3948e-09 | 4.1921e-10 | -9.7764e-08 | -1.0301e-07 | -3.511e-13 | -2.5523e-09 | 2.5467e-09 | 0 | 0 | 0 | 0 | 0 | 0 | 0.0056006 | 1.5511 | 1.5529 | 0.0056006 | 1.5511 | 1.5529 | -1.0886 | -149.9082 | 149.7998 | -1.0885 | -149.9082 | 149.7998
Line9_3_11 | 2.2696e-06 | 2.2694e-06 | 2.2694e-06 | 1.946e-06 | 1.9458e-06 | 1.9458e-06 | 5.2413e-07 | 5.2408e-07 | 5.2408e-07 | 4.4942e-07 | 4.4937e-07 | 4.4937e-07 | -7.6372e-11 | 4.3878e-07 | -3.7737e-07 | 8.3865e-11 | -3.8048e-07 | 3.1906e-07 | 2.9345e-09 | -6.8435e-07 | -7.2105e-07 | -2.5156e-09 | 5.8403e-07 | 6.2059e-07 | -92.5806 | -92.5744 | -92.5744 | 87.0017 | 87.009 | 87.009 | 0.0056007 | 1.5511 | 1.5529 | 0.0056006 | 1.5511 | 1.5529 | -1.0898 | -149.9082 | 149.7998 | -1.0889 | -149.9082 | 149.7998

## LG_min_fault_6
name | pf_ikss_a_from_ka | pf_ikss_b_from_ka | pf_ikss_c_from_ka | pf_ikss_a_to_ka | pf_ikss_b_to_ka | pf_ikss_c_to_ka | pf_skss_a_from_mw | pf_skss_b_from_mw | pf_skss_c_from_mw | pf_skss_a_to_mw | pf_skss_b_to_mw | pf_skss_c_to_mw | pf_p_a_from_mw | pf_p_b_from_mw | pf_p_c_from_mw | pf_p_a_to_mw | pf_p_b_to_mw | pf_p_c_to_mw | pf_q_a_from_mvar | pf_q_b_from_mvar | pf_q_c_from_mvar | pf_q_a_to_mvar | pf_q_b_to_mvar | pf_q_c_to_mvar | pf_ikss_a_from_degree | pf_ikss_b_from_degree | pf_ikss_c_from_degree | pf_ikss_a_to_degree | pf_ikss_b_to_degree | pf_ikss_c_to_degree | pf_vm_a_from_pu | pf_vm_b_from_pu | pf_vm_c_from_pu | pf_vm_a_to_pu | pf_vm_b_to_pu | pf_vm_c_to_pu | pf_va_a_from_degree | pf_va_b_from_degree | pf_va_c_from_degree | pf_va_a_to_degree | pf_va_b_to_degree | pf_va_c_to_degree
Line0_1_2 | 1.052e-06 | 1.0519e-06 | 1.0519e-06 | 0 | 0 | 0 | 2.4295e-07 | 2.4292e-07 | 2.4292e-07 | 0 | 0 | 0 | -6.4977e-10 | 2.078e-07 | -1.9179e-07 | 1.3682e-09 | -1.7488e-07 | 1.5816e-07 | 1.1334e-07 | -2.273e-07 | -2.3757e-07 | -9.448e-08 | 1.8798e-07 | 1.9944e-07 | -91.4784 | -91.4721 | -91.4721 | 0 | 0 | 0 | 0.46652 | 1.2678 | 1.2569 | 0.46652 | 1.2678 | 1.2569 | -1.1499 | -139.0383 | 139.614 | -1.1499 | -139.0383 | 139.614
Line10_11_12 | 1.052e-06 | 1.0519e-06 | 1.0519e-06 | 0 | 0 | 0 | 2.4295e-07 | 2.4292e-07 | 2.4292e-07 | 0 | 0 | 0 | -6.4982e-10 | 2.078e-07 | -1.9179e-07 | 1.3682e-09 | -1.7488e-07 | 1.5816e-07 | 1.1334e-07 | -2.273e-07 | -2.3757e-07 | -9.448e-08 | 1.8798e-07 | 1.9944e-07 | -91.4784 | -91.4721 | -91.4721 | 0 | 0 | 0 | 0.46652 | 1.2678 | 1.2569 | 0.46652 | 1.2678 | 1.2569 | -1.1499 | -139.0383 | 139.614 | -1.1499 | -139.0383 | 139.614
Line11_12_13 | 0 | 0 | 0 | 0 | 0 | 0 | 0 | 0 | 0 | 0 | 0 | 0 | -5.4152e-10 | 1.7317e-07 | -1.5982e-07 | 1.2599e-09 | -1.4025e-07 | 1.2619e-07 | 9.4447e-08 | -1.8942e-07 | -1.9797e-07 | -7.559e-08 | 1.5009e-07 | 1.5985e-07 | 0 | 0 | 0 | 0 | 0 | 0 | 0.46652 | 1.2678 | 1.2569 | 0.46652 | 1.2678 | 1.2569 | -1.1499 | -139.0383 | 139.614 | -1.1499 | -139.0383 | 139.614
Line12_13_15 | 0 | 0 | 0 | 0 | 0 | 0 | 0 | 0 | 0 | 0 | 0 | 0 | -3.2492e-10 | 1.039e-07 | -9.5894e-08 | 1.0433e-09 | -7.0985e-08 | 6.2261e-08 | 5.6668e-08 | -1.1365e-07 | -1.1878e-07 | -3.7812e-08 | 7.4326e-08 | 8.0659e-08 | 0 | 0 | 0 | 0 | 0 | 0 | 0.46652 | 1.2678 | 1.2569 | 0.46652 | 1.2678 | 1.2569 | -1.1499 | -139.0383 | 139.614 | -1.1499 | -139.0383 | 139.614
Line13_13_14 | 0 | 0 | 0 | 0 | 0 | 0 | 0 | 0 | 0 | 0 | 0 | 0 | -1.0831e-10 | 3.4633e-08 | -3.1965e-08 | 8.267e-10 | -1.7187e-09 | -1.6682e-09 | 1.8889e-08 | -3.7883e-08 | -3.9595e-08 | -3.261e-11 | -1.4405e-09 | 1.4696e-09 | 0 | 0 | 0 | 0 | 0 | 0 | 0.46652 | 1.2678 | 1.2569 | 0.46652 | 1.2678 | 1.2569 | -1.1499 | -139.0383 | 139.614 | -1.1499 | -139.0383 | 139.614
Line14_15_16 | 0 | 0 | 0 | 0 | 0 | 0 | 0 | 0 | 0 | 0 | 0 | 0 | -2.1662e-10 | 6.9266e-08 | -6.393e-08 | 9.3501e-10 | -3.6352e-08 | 3.0297e-08 | 3.7779e-08 | -7.5767e-08 | -7.919e-08 | -1.8922e-08 | 3.6443e-08 | 4.1064e-08 | 0 | 0 | 0 | 0 | 0 | 0 | 0.46652 | 1.2678 | 1.2569 | 0.46652 | 1.2678 | 1.2569 | -1.1499 | -139.0383 | 139.614 | -1.1499 | -139.0383 | 139.614
Line15_16_17 | 0 | 0 | 0 | 0 | 0 | 0 | 0 | 0 | 0 | 0 | 0 | 0 | -1.0831e-10 | 3.4633e-08 | -3.1965e-08 | 8.267e-10 | -1.7187e-09 | -1.6682e-09 | 1.8889e-08 | -3.7883e-08 | -3.9595e-08 | -3.261e-11 | -1.4405e-09 | 1.4696e-09 | 0 | 0 | 0 | 0 | 0 | 0 | 0.46652 | 1.2678 | 1.2569 | 0.46652 | 1.2678 | 1.2569 | -1.1499 | -139.0383 | 139.614 | -1.1499 | -139.0383 | 139.614
Line16_4_18 | 0.015138 | 0 | 0 | 0.015137 | 0 | 0 | 0.0034959 | 0 | 0 | 0.0034958 | 0 | 0 | 0.0011494 | 3.4662e-08 | -3.1998e-08 | -0.0011457 | -1.7155e-09 | -1.665e-09 | 0.0011495 | -3.7909e-08 | -3.9617e-08 | -0.0011457 | -1.4387e-09 | 1.4678e-09 | -46.1579 | 0 | 0 | 133.8425 | 0 | 0 | 0.465 | 1.2675 | 1.2566 | 0.46349 | 1.2673 | 1.2564 | -1.1537 | -139.0293 | 139.6051 | -1.1575 | -139.0203 | 139.5961
Line17_5_19 | 0 | 0 | 0 | 0 | 0 | 0 | 0 | 0 | 0 | 0 | 0 | 0 | -1.0829e-10 | 3.4633e-08 | -3.1965e-08 | 8.267e-10 | -1.7187e-09 | -1.6682e-09 | 1.8889e-08 | -3.7883e-08 | -3.9595e-08 | -3.2611e-11 | -1.4405e-09 | 1.4696e-09 | 0 | 0 | 0 | 0 | 0 | 0 | 0.46652 | 1.2678 | 1.2569 | 0.46652 | 1.2678 | 1.2569 | -1.1499 | -139.0383 | 139.614 | -1.1499 | -139.0383 | 139.614
Line1_1_3 | 1.4027e-06 | 1.4025e-06 | 1.4025e-06 | 1.2277e-06 | 1.2276e-06 | 1.2276e-06 | 3.2393e-07 | 3.239e-07 | 3.239e-07 | 2.8352e-07 | 2.8349e-07 | 2.8349e-07 | -8.6638e-10 | 2.7707e-07 | -2.5572e-07 | 1.5848e-09 | -2.4415e-07 | 2.2209e-07 | 1.5112e-07 | -3.0307e-07 | -3.1676e-07 | -1.3226e-07 | 2.6374e-07 | 2.7863e-07 | -91.4784 | -91.4721 | -91.4721 | 88.1636 | 88.1707 | 88.1707 | 0.46652 | 1.2678 | 1.2569 | 0.46652 | 1.2678 | 1.2569 | -1.1499 | -139.0383 | 139.614 | -1.1499 | -139.0383 | 139.614
Line2_1_4 | 0.015138 | 0 | 0 | 0.015138 | 0 | 0 | 0.0034959 | 0 | 0 | 0.0034959 | 0 | 0 | 0.001153 | 6.9305e-08 | -6.3974e-08 | -0.0011494 | -3.6379e-08 | 3.0332e-08 | 0.0011534 | -7.5818e-08 | -7.9235e-08 | -0.0011495 | 3.647e-08 | 4.1086e-08 | -46.1584 | 0 | 0 | 133.842 | 0 | 0 | 0.46652 | 1.2678 | 1.2569 | 0.465 | 1.2675 | 1.2566 | -1.1499 | -139.0383 | 139.614 | -1.1537 | -139.0293 | 139.6051
Line3_1_5 | 0 | 0 | 0 | 0 | 0 | 0 | 0 | 0 | 0 | 0 | 0 | 0 | -2.1658e-10 | 6.9266e-08 | -6.393e-08 | 9.3499e-10 | -3.6352e-08 | 3.0297e-08 | 3.7779e-08 | -7.5767e-08 | -7.9189e-08 | -1.8922e-08 | 3.6443e-08 | 4.1064e-08 | 0 | 0 | 0 | 0 | 0 | 0 | 0.46652 | 1.2678 | 1.2569 | 0.46652 | 1.2678 | 1.2569 | -1.1499 | -139.0383 | 139.614 | -1.1499 | -139.0383 | 139.614
Line4_2_6 | 0 | 0 | 0 | 0 | 0 | 0 | 0 | 0 | 0 | 0 | 0 | 0 | -5.4149e-10 | 1.7317e-07 | -1.5982e-07 | 1.2599e-09 | -1.4025e-07 | 1.2619e-07 | 9.4447e-08 | -1.8942e-07 | -1.9797e-07 | -7.559e-08 | 1.5009e-07 | 1.5985e-07 | 0 | 0 | 0 | 0 | 0 | 0 | 0.46652 | 1.2678 | 1.2569 | 0.46652 | 1.2678 | 1.2569 | -1.1499 | -139.0383 | 139.614 | -1.1499 | -139.0383 | 139.614
Line5_6_7 | 0 | 0 | 0 | 0 | 0 | 0 | 0 | 0 | 0 | 0 | 0 | 0 | -4.332e-10 | 1.3853e-07 | -1.2786e-07 | 1.1516e-09 | -1.0562e-07 | 9.4226e-08 | 7.5558e-08 | -1.5153e-07 | -1.5838e-07 | -5.6701e-08 | 1.1221e-07 | 1.2025e-07 | 0 | 0 | 0 | 0 | 0 | 0 | 0.46652 | 1.2678 | 1.2569 | 0.46652 | 1.2678 | 1.2569 | -1.1499 | -139.0383 | 139.614 | -1.1499 | -139.0383 | 139.614
Line6_7_8 | 0 | 0 | 0 | 0 | 0 | 0 | 0 | 0 | 0 | 0 | 0 | 0 | -3.249e-10 | 1.039e-07 | -9.5894e-08 | 1.0433e-09 | -7.0985e-08 | 6.2261e-08 | 5.6668e-08 | -1.1365e-07 | -1.1878e-07 | -3.7812e-08 | 7.4326e-08 | 8.0659e-08 | 0 | 0 | 0 | 0 | 0 | 0 | 0.46652 | 1.2678 | 1.2569 | 0.46652 | 1.2678 | 1.2569 | -1.1499 | -139.0383 | 139.614 | -1.1499 | -139.0383 | 139.614
Line7_8_9 | 0 | 0 | 0 | 0 | 0 | 0 | 0 | 0 | 0 | 0 | 0 | 0 | -1.083e-10 | 3.4633e-08 | -3.1965e-08 | 8.267e-10 | -1.7187e-09 | -1.6682e-09 | 1.8889e-08 | -3.7883e-08 | -3.9595e-08 | -3.261e-11 | -1.4405e-09 | 1.4696e-09 | 0 | 0 | 0 | 0 | 0 | 0 | 0.46652 | 1.2678 | 1.2569 | 0.46652 | 1.2678 | 1.2569 | -1.1499 | -139.0383 | 139.614 | -1.1499 | -139.0383 | 139.614
Line8_8_10 | 0 | 0 | 0 | 0 | 0 | 0 | 0 | 0 | 0 | 0 | 0 | 0 | -1.083e-10 | 3.4633e-08 | -3.1965e-08 | 8.267e-10 | -1.7187e-09 | -1.6682e-09 | 1.8889e-08 | -3.7883e-08 | -3.9595e-08 | -3.261e-11 | -1.4405e-09 | 1.4696e-09 | 0 | 0 | 0 | 0 | 0 | 0 | 0.46652 | 1.2678 | 1.2569 | 0.46652 | 1.2678 | 1.2569 | -1.1499 | -139.0383 | 139.614 | -1.1499 | -139.0383 | 139.614
Line9_3_11 | 1.2273e-06 | 1.2272e-06 | 1.2272e-06 | 1.0524e-06 | 1.0523e-06 | 1.0523e-06 | 2.8344e-07 | 2.8341e-07 | 2.8341e-07 | 2.4303e-07 | 2.4301e-07 | 2.4301e-07 | -7.581e-10 | 2.4243e-07 | -2.2375e-07 | 1.4765e-09 | -2.0952e-07 | 1.9012e-07 | 1.3223e-07 | -2.6518e-07 | -2.7716e-07 | -1.1337e-07 | 2.2586e-07 | 2.3904e-07 | -91.4784 | -91.4721 | -91.4721 | 88.104 | 88.1112 | 88.1112 | 0.46652 | 1.2678 | 1.2569 | 0.46652 | 1.2678 | 1.2569 | -1.1499 | -139.0383 | 139.614 | -1.1499 | -139.0383 | 139.614

## LG_min_fault_10
name | pf_ikss_a_from_ka | pf_ikss_b_from_ka | pf_ikss_c_from_ka | pf_ikss_a_to_ka | pf_ikss_b_to_ka | pf_ikss_c_to_ka | pf_skss_a_from_mw | pf_skss_b_from_mw | pf_skss_c_from_mw | pf_skss_a_to_mw | pf_skss_b_to_mw | pf_skss_c_to_mw | pf_p_a_from_mw | pf_p_b_from_mw | pf_p_c_from_mw | pf_p_a_to_mw | pf_p_b_to_mw | pf_p_c_to_mw | pf_q_a_from_mvar | pf_q_b_from_mvar | pf_q_c_from_mvar | pf_q_a_to_mvar | pf_q_b_to_mvar | pf_q_c_to_mvar | pf_ikss_a_from_degree | pf_ikss_b_from_degree | pf_ikss_c_from_degree | pf_ikss_a_to_degree | pf_ikss_b_to_degree | pf_ikss_c_to_degree | pf_vm_a_from_pu | pf_vm_b_from_pu | pf_vm_c_from_pu | pf_vm_a_to_pu | pf_vm_b_to_pu | pf_vm_c_to_pu | pf_va_a_from_degree | pf_va_b_from_degree | pf_va_c_from_degree | pf_va_a_to_degree | pf_va_b_to_degree | pf_va_c_to_degree
Line0_1_2 | 0 | 0 | 0 | 0 | 0 | 0 | 0 | 0 | 0 | 0 | 0 | 0 | -5.8317e-10 | 1.865e-07 | -1.7213e-07 | 1.228e-09 | -1.5696e-07 | 1.4195e-07 | 1.0172e-07 | -2.04e-07 | -2.1322e-07 | -8.4796e-08 | 1.6871e-07 | 1.79e-07 | 0 | 0 | 0 | 0 | 0 | 0 | 0.44196 | 1.201 | 1.1907 | 0.44196 | 1.201 | 1.1907 | -1.1499 | -139.0383 | 139.614 | -1.1499 | -139.0383 | 139.614
Line10_11_12 | 0 | 0 | 0 | 0 | 0 | 0 | 0 | 0 | 0 | 0 | 0 | 0 | -5.8322e-10 | 1.865e-07 | -1.7213e-07 | 1.228e-09 | -1.5696e-07 | 1.4195e-07 | 1.0172e-07 | -2.04e-07 | -2.1322e-07 | -8.4796e-08 | 1.6871e-07 | 1.79e-07 | 0 | 0 | 0 | 0 | 0 | 0 | 0.44196 | 1.201 | 1.1907 | 0.44196 | 1.201 | 1.1907 | -1.1499 | -139.0383 | 139.614 | -1.1499 | -139.0383 | 139.614
Line11_12_13 | 0 | 0 | 0 | 0 | 0 | 0 | 0 | 0 | 0 | 0 | 0 | 0 | -4.8602e-10 | 1.5542e-07 | -1.4344e-07 | 1.1308e-09 | -1.2588e-07 | 1.1326e-07 | 8.4767e-08 | -1.7e-07 | -1.7768e-07 | -6.7843e-08 | 1.3471e-07 | 1.4347e-07 | 0 | 0 | 0 | 0 | 0 | 0 | 0.44196 | 1.201 | 1.1907 | 0.44196 | 1.201 | 1.1907 | -1.1499 | -139.0383 | 139.614 | -1.1499 | -139.0383 | 139.614
Line12_13_15 | 0 | 0 | 0 | 0 | 0 | 0 | 0 | 0 | 0 | 0 | 0 | 0 | -2.9162e-10 | 9.3251e-08 | -8.6066e-08 | 9.3638e-10 | -6.371e-08 | 5.588e-08 | 5.086e-08 | -1.02e-07 | -1.0661e-07 | -3.3936e-08 | 6.6708e-08 | 7.2392e-08 | 0 | 0 | 0 | 0 | 0 | 0 | 0.44196 | 1.201 | 1.1907 | 0.44196 | 1.201 | 1.1907 | -1.1499 | -139.0383 | 139.614 | -1.1499 | -139.0383 | 139.614
Line13_13_14 | 0 | 0 | 0 | 0 | 0 | 0 | 0 | 0 | 0 | 0 | 0 | 0 | -9.7205e-11 | 3.1084e-08 | -2.8689e-08 | 7.4197e-10 | -1.5425e-09 | -1.4972e-09 | 1.6953e-08 | -3.4001e-08 | -3.5537e-08 | -2.9268e-11 | -1.2929e-09 | 1.319e-09 | 0 | 0 | 0 | 0 | 0 | 0 | 0.44196 | 1.201 | 1.1907 | 0.44196 | 1.201 | 1.1907 | -1.1499 | -139.0383 | 139.614 | -1.1499 | -139.0383 | 139.614
Line14_15_16 | 0 | 0 | 0 | 0 | 0 | 0 | 0 | 0 | 0 | 0 | 0 | 0 | -1.9441e-10 | 6.2167e-08 | -5.7377e-08 | 8.3918e-10 | -3.2626e-08 | 2.7191e-08 | 3.3907e-08 | -6.8001e-08 | -7.1073e-08 | -1.6983e-08 | 3.2708e-08 | 3.6856e-08 | 0 | 0 | 0 | 0 | 0 | 0 | 0.44196 | 1.201 | 1.1907 | 0.44196 | 1.201 | 1.1907 | -1.1499 | -139.0383 | 139.614 | -1.1499 | -139.0383 | 139.614
Line15_16_17 | 0 | 0 | 0 | 0 | 0 | 0 | 0 | 0 | 0 | 0 | 0 | 0 | -9.7208e-11 | 3.1084e-08 | -2.8689e-08 | 7.4197e-10 | -1.5425e-09 | -1.4972e-09 | 1.6953e-08 | -3.4001e-08 | -3.5537e-08 | -2.9268e-11 | -1.2929e-09 | 1.319e-09 | 0 | 0 | 0 | 0 | 0 | 0 | 0.44196 | 1.201 | 1.1907 | 0.44196 | 1.201 | 1.1907 | -1.1499 | -139.0383 | 139.614 | -1.1499 | -139.0383 | 139.614
Line16_4_18 | 0.014341 | 0 | 0 | 0.014341 | 0 | 0 | 0.0033119 | 0 | 0 | 0.0033118 | 0 | 0 | 0.0010316 | 3.111e-08 | -2.8719e-08 | -0.0010283 | -1.5396e-09 | -1.4944e-09 | 0.0010317 | -3.4024e-08 | -3.5557e-08 | -0.0010283 | -1.2912e-09 | 1.3174e-09 | -46.1579 | 0 | 0 | 133.8425 | 0 | 0 | 0.44053 | 1.2008 | 1.1905 | 0.43909 | 1.2006 | 1.1903 | -1.1537 | -139.0293 | 139.6051 | -1.1575 | -139.0203 | 139.5961
Line17_5_19 | 0 | 0 | 0 | 0 | 0 | 0 | 0 | 0 | 0 | 0 | 0 | 0 | -9.7193e-11 | 3.1084e-08 | -2.8689e-08 | 7.4197e-10 | -1.5425e-09 | -1.4972e-09 | 1.6953e-08 | -3.4001e-08 | -3.5537e-08 | -2.9268e-11 | -1.2929e-09 | 1.319e-09 | 0 | 0 | 0 | 0 | 0 | 0 | 0.44196 | 1.201 | 1.1907 | 0.44196 | 1.201 | 1.1907 | -1.1499 | -139.0383 | 139.614 | -1.1499 | -139.0383 | 139.614
Line1_1_3 | 1.3288e-06 | 1.3287e-06 | 1.3287e-06 | 1.1631e-06 | 1.163e-06 | 1.163e-06 | 3.0688e-07 | 3.0685e-07 | 3.0685e-07 | 2.686e-07 | 2.6857e-07 | 2.6857e-07 | -7.7758e-10 | 2.4867e-07 | -2.2951e-07 | 1.4224e-09 | -2.1913e-07 | 1.9932e-07 | 1.3563e-07 | -2.72e-07 | -2.8429e-07 | -1.187e-07 | 2.3671e-07 | 2.5008e-07 | -91.4784 | -91.4721 | -91.4721 | 88.1636 | 88.1707 | 88.1707 | 0.44196 | 1.201 | 1.1907 | 0.44196 | 1.201 | 1.1907 | -1.1499 | -139.0383 | 139.614 | -1.1499 | -139.0383 | 139.614
Line2_1_4 | 0.014341 | 0 | 0 | 0.014341 | 0 | 0 | 0.0033119 | 0 | 0 | 0.0033119 | 0 | 0 | 0.0010349 | 6.2202e-08 | -5.7417e-08 | -0.0010316 | -3.2651e-08 | 2.7223e-08 | 0.0010352 | -6.8047e-08 | -7.1114e-08 | -0.0010317 | 3.2732e-08 | 3.6875e-08 | -46.1584 | 0 | 0 | 133.842 | 0 | 0 | 0.44196 | 1.201 | 1.1907 | 0.44053 | 1.2008 | 1.1905 | -1.1499 | -139.0383 | 139.614 | -1.1537 | -139.0293 | 139.6051
Line3_1_5 | 0 | 0 | 0 | 0 | 0 | 0 | 0 | 0 | 0 | 0 | 0 | 0 | -1.9439e-10 | 6.2167e-08 | -5.7377e-08 | 8.3916e-10 | -3.2626e-08 | 2.7191e-08 | 3.3907e-08 | -6.8001e-08 | -7.1073e-08 | -1.6983e-08 | 3.2708e-08 | 3.6856e-08 | 0 | 0 | 0 | 0 | 0 | 0 | 0.44196 | 1.201 | 1.1907 | 0.44196 | 1.201 | 1.1907 | -1.1499 | -139.0383 | 139.614 | -1.1499 | -139.0383 | 139.614
Line4_2_6 | 0 | 0 | 0 | 0 | 0 | 0 | 0 | 0 | 0 | 0 | 0 | 0 | -4.8599e-10 | 1.5542e-07 | -1.4344e-07 | 1.1308e-09 | -1.2588e-07 | 1.1326e-07 | 8.4767e-08 | -1.7e-07 | -1.7768e-07 | -6.7843e-08 | 1.3471e-07 | 1.4347e-07 | 0 | 0 | 0 | 0 | 0 | 0 | 0.44196 | 1.201 | 1.1907 | 0.44196 | 1.201 | 1.1907 | -1.1499 | -139.0383 | 139.614 | -1.1499 | -139.0383 | 139.614
Line5_6_7 | 0 | 0 | 0 | 0 | 0 | 0 | 0 | 0 | 0 | 0 | 0 | 0 | -3.888e-10 | 1.2433e-07 | -1.1475e-07 | 1.0336e-09 | -9.4793e-08 | 8.4569e-08 | 6.7814e-08 | -1.36e-07 | -1.4215e-07 | -5.089e-08 | 1.0071e-07 | 1.0793e-07 | 0 | 0 | 0 | 0 | 0 | 0 | 0.44196 | 1.201 | 1.1907 | 0.44196 | 1.201 | 1.1907 | -1.1499 | -139.0383 | 139.614 | -1.1499 | -139.0383 | 139.614
Line6_7_8 | 0 | 0 | 0 | 0 | 0 | 0 | 0 | 0 | 0 | 0 | 0 | 0 | -2.916e-10 | 9.3251e-08 | -8.6066e-08 | 9.3637e-10 | -6.371e-08 | 5.588e-08 | 5.086e-08 | -1.02e-07 | -1.0661e-07 | -3.3936e-08 | 6.6708e-08 | 7.2392e-08 | 0 | 0 | 0 | 0 | 0 | 0 | 0.44196 | 1.201 | 1.1907 | 0.44196 | 1.201 | 1.1907 | -1.1499 | -139.0383 | 139.614 | -1.1499 | -139.0383 | 139.614
Line7_8_9 | 0 | 0 | 0 | 0 | 0 | 0 | 0 | 0 | 0 | 0 | 0 | 0 | -9.7201e-11 | 3.1084e-08 | -2.8689e-08 | 7.4197e-10 | -1.5425e-09 | -1.4972e-09 | 1.6953e-08 | -3.4001e-08 | -3.5537e-08 | -2.9268e-11 | -1.2929e-09 | 1.319e-09 | 0 | 0 | 0 | 0 | 0 | 0 | 0.44196 | 1.201 | 1.1907 | 0.44196 | 1.201 | 1.1907 | -1.1499 | -139.0383 | 139.614 | -1.1499 | -139.0383 | 139.614
Line8_8_10 | 0 | 0 | 0 | 0 | 0 | 0 | 0 | 0 | 0 | 0 | 0 | 0 | -9.7201e-11 | 3.1084e-08 | -2.8689e-08 | 7.4197e-10 | -1.5425e-09 | -1.4972e-09 | 1.6953e-08 | -3.4001e-08 | -3.5537e-08 | -2.9268e-11 | -1.2929e-09 | 1.319e-09 | 0 | 0 | 0 | 0 | 0 | 0 | 0.44196 | 1.201 | 1.1907 | 0.44196 | 1.201 | 1.1907 | -1.1499 | -139.0383 | 139.614 | -1.1499 | -139.0383 | 139.614
Line9_3_11 | 1.1627e-06 | 1.1626e-06 | 1.1626e-06 | 0 | 0 | 0 | 2.6852e-07 | 2.685e-07 | 2.685e-07 | 0 | 0 | 0 | -6.804e-10 | 2.1758e-07 | -2.0082e-07 | 1.3252e-09 | -1.8804e-07 | 1.7063e-07 | 1.1867e-07 | -2.38e-07 | -2.4876e-07 | -1.0175e-07 | 2.0271e-07 | 2.1454e-07 | -91.4784 | -91.4721 | -91.4721 | 0 | 0 | 0 | 0.44196 | 1.201 | 1.1907 | 0.44196 | 1.201 | 1.1907 | -1.1499 | -139.0383 | 139.614 | -1.1499 | -139.0383 | 139.614

## LLG_max_6
name | pf_ikss_a_from_ka | pf_ikss_b_from_ka | pf_ikss_c_from_ka | pf_ikss_a_to_ka | pf_ikss_b_to_ka | pf_ikss_c_to_ka | pf_skss_a_from_mw | pf_skss_b_from_mw | pf_skss_c_from_mw | pf_skss_a_to_mw | pf_skss_b_to_mw | pf_skss_c_to_mw | pf_p_a_from_mw | pf_p_b_from_mw | pf_p_c_from_mw | pf_p_a_to_mw | pf_p_b_to_mw | pf_p_c_to_mw | pf_q_a_from_mvar | pf_q_b_from_mvar | pf_q_c_from_mvar | pf_q_a_to_mvar | pf_q_b_to_mvar | pf_q_c_to_mvar | pf_ikss_a_from_degree | pf_ikss_b_from_degree | pf_ikss_c_from_degree | pf_ikss_a_to_degree | pf_ikss_b_to_degree | pf_ikss_c_to_degree | pf_vm_a_from_pu | pf_vm_b_from_pu | pf_vm_c_from_pu | pf_vm_a_to_pu | pf_vm_b_to_pu | pf_vm_c_to_pu | pf_va_a_from_degree | pf_va_b_from_degree | pf_va_c_from_degree | pf_va_a_to_degree | pf_va_b_to_degree | pf_va_c_to_degree
Line0_1_2 | 1.1411e-06 | 1.17e-06 | 1.1123e-06 | 0 | 0 | 0 | 2.6352e-07 | 2.702e-07 | 2.5688e-07 | 0 | 0 | 0 | 1.827e-08 | -1.6362e-07 | 1.5558e-07 | -1.8244e-08 | 1.3716e-07 | -1.2914e-07 | -4.142e-07 | 1.5416e-08 | -1.1747e-08 | 3.4516e-07 | -1.1951e-08 | 8.3709e-09 | 87.445 | 87.8716 | 86.9901 | 0 | 0 | 0 | 1.5733 | 0.60823 | 0.60739 | 1.5733 | 0.60823 | 0.60739 | -0.029316 | -97.5108 | 82.6723 | -0.029317 | -97.5108 | 82.6723
Line10_11_12 | 1.1411e-06 | 1.17e-06 | 1.1123e-06 | 0 | 0 | 0 | 2.6352e-07 | 2.702e-07 | 2.5688e-07 | 0 | 0 | 0 | 1.827e-08 | -1.6362e-07 | 1.5558e-07 | -1.8244e-08 | 1.3716e-07 | -1.2914e-07 | -4.142e-07 | 1.5416e-08 | -1.1747e-08 | 3.4516e-07 | -1.1951e-08 | 8.3709e-09 | 87.445 | 87.8716 | 86.9901 | 0 | 0 | 0 | 1.5733 | 0.60823 | 0.60739 | 1.5733 | 0.60823 | 0.60739 | -0.029319 | -97.5108 | 82.6723 | -0.02932 | -97.5108 | 82.6723
Line11_12_13 | 0 | 0 | 0 | 0 | 0 | 0 | 0 | 0 | 0 | 0 | 0 | 0 | 1.5225e-08 | -1.3635e-07 | 1.2965e-07 | -1.5199e-08 | 1.0989e-07 | -1.0321e-07 | -3.4516e-07 | 1.2847e-08 | -9.7889e-09 | 2.7613e-07 | -9.3815e-09 | 6.4131e-09 | 0 | 0 | 0 | 0 | 0 | 0 | 1.5733 | 0.60823 | 0.60739 | 1.5733 | 0.60823 | 0.60739 | -0.02932 | -97.5108 | 82.6723 | -0.02932 | -97.5108 | 82.6723
Line12_13_15 | 0 | 0 | 0 | 0 | 0 | 0 | 0 | 0 | 0 | 0 | 0 | 0 | 9.1352e-09 | -8.181e-08 | 7.779e-08 | -9.1091e-09 | 5.5347e-08 | -5.1353e-08 | -2.071e-07 | 7.7079e-09 | -5.8733e-09 | 1.3806e-07 | -4.2429e-09 | 2.4976e-09 | 0 | 0 | 0 | 0 | 0 | 0 | 1.5733 | 0.60823 | 0.60739 | 1.5733 | 0.60823 | 0.60739 | -0.02932 | -97.5108 | 82.6723 | -0.029321 | -97.5108 | 82.6723
Line13_13_14 | 0 | 0 | 0 | 0 | 0 | 0 | 0 | 0 | 0 | 0 | 0 | 0 | 3.0451e-09 | -2.727e-08 | 2.593e-08 | -3.019e-09 | 8.0714e-10 | 5.0678e-10 | -6.9033e-08 | 2.5693e-09 | -1.9578e-09 | -3.0986e-12 | 8.9572e-10 | -1.418e-09 | 0 | 0 | 0 | 0 | 0 | 0 | 1.5733 | 0.60823 | 0.60739 | 1.5733 | 0.60823 | 0.60739 | -0.02932 | -97.5108 | 82.6723 | -0.02932 | -97.5108 | 82.6723
Line14_15_16 | 0 | 0 | 0 | 0 | 0 | 0 | 0 | 0 | 0 | 0 | 0 | 0 | 6.0901e-09 | -5.454e-08 | 5.186e-08 | -6.0641e-09 | 2.8077e-08 | -2.5423e-08 | -1.3807e-07 | 5.1386e-09 | -3.9156e-09 | 6.903e-08 | -1.6736e-09 | 5.3981e-10 | 0 | 0 | 0 | 0 | 0 | 0 | 1.5733 | 0.60823 | 0.60739 | 1.5733 | 0.60823 | 0.60739 | -0.029321 | -97.5108 | 82.6723 | -0.029321 | -97.5108 | 82.6723
Line15_16_17 | 0 | 0 | 0 | 0 | 0 | 0 | 0 | 0 | 0 | 0 | 0 | 0 | 3.0451e-09 | -2.727e-08 | 2.593e-08 | -3.019e-09 | 8.0714e-10 | 5.0678e-10 | -6.9033e-08 | 2.5693e-09 | -1.9578e-09 | -3.0996e-12 | 8.9572e-10 | -1.418e-09 | 0 | 0 | 0 | 0 | 0 | 0 | 1.5733 | 0.60823 | 0.60739 | 1.5733 | 0.60823 | 0.60739 | -0.029321 | -97.5108 | 82.6723 | -0.029321 | -97.5108 | 82.6723
Line16_4_18 | 0 | 3.142 | 3.1354 | 0 | 3.142 | 3.1354 | 0 | 0.72562 | 0.7241 | 0 | 0.72562 | 0.7241 | 3.0237e-09 | 0.09853 | 0.098501 | -3.0151e-09 | 4.4495e-13 | -3.13e-13 | -6.9071e-08 | 0.19745 | 0.19661 | -3.669e-12 | 4.6821e-13 | -4.584e-13 | 0 | -160.9915 | 19.2832 | 0 | 19.0085 | -160.7168 | 1.5731 | 0.30412 | 0.30369 | 1.5728 | 0 | 0 | -0.032013 | -97.5108 | 82.6723 | -0.034711 | 0 | 0
Line17_5_19 | 0 | 0 | 0 | 0 | 0 | 0 | 0 | 0 | 0 | 0 | 0 | 0 | 3.045e-09 | -2.727e-08 | 2.593e-08 | -3.019e-09 | 8.0714e-10 | 5.0678e-10 | -6.9033e-08 | 2.5693e-09 | -1.9578e-09 | -3.0993e-12 | 8.9572e-10 | -1.418e-09 | 0 | 0 | 0 | 0 | 0 | 0 | 1.5733 | 0.60823 | 0.60739 | 1.5733 | 0.60823 | 0.60739 | -0.029317 | -97.5108 | 82.6723 | -0.029317 | -97.5108 | 82.6723
Line1_1_3 | 1.5214e-06 | 1.56e-06 | 1.4831e-06 | 1.3316e-06 | 1.3701e-06 | 1.2934e-06 | 3.5136e-07 | 3.6026e-07 | 3.425e-07 | 3.0753e-07 | 3.1642e-07 | 2.9869e-07 | 2.436e-08 | -2.1816e-07 | 2.0744e-07 | -2.4334e-08 | 1.917e-07 | -1.81e-07 | -5.5226e-07 | 2.0555e-08 | -1.5662e-08 | 4.8323e-07 | -1.7089e-08 | 1.2286e-08 | 87.445 | 87.8716 | 86.9901 | -92.9122 | -92.4164 | -93.4444 | 1.5733 | 0.60823 | 0.60739 | 1.5733 | 0.60823 | 0.60739 | -0.029316 | -97.5108 | 82.6723 | -0.029318 | -97.5108 | 82.6723
Line2_1_4 | 0 | 3.142 | 3.1354 | 0 | 3.142 | 3.1354 | 0 | 0.72562 | 0.7241 | 0 | 0.72562 | 0.7241 | 6.0662e-09 | 0.19706 | 0.197 | -6.0408e-09 | -0.09853 | -0.098501 | -1.3813e-07 | 0.39491 | 0.39322 | 6.9068e-08 | -0.19745 | -0.19661 | 0 | -160.9915 | 19.2832 | 0 | 19.0085 | -160.7168 | 1.5733 | 0.60823 | 0.60739 | 1.5731 | 0.30412 | 0.30369 | -0.029316 | -97.5108 | 82.6723 | -0.032013 | -97.5108 | 82.6723
Line3_1_5 | 0 | 0 | 0 | 0 | 0 | 0 | 0 | 0 | 0 | 0 | 0 | 0 | 6.0901e-09 | -5.454e-08 | 5.186e-08 | -6.0641e-09 | 2.8077e-08 | -2.5423e-08 | -1.3807e-07 | 5.1386e-09 | -3.9155e-09 | 6.903e-08 | -1.6736e-09 | 5.3981e-10 | 0 | 0 | 0 | 0 | 0 | 0 | 1.5733 | 0.60823 | 0.60739 | 1.5733 | 0.60823 | 0.60739 | -0.029316 | -97.5108 | 82.6723 | -0.029317 | -97.5108 | 82.6723
Line4_2_6 | 0 | 0 | 0 | 0 | 0 | 0 | 0 | 0 | 0 | 0 | 0 | 0 | 1.5225e-08 | -1.3635e-07 | 1.2965e-07 | -1.5199e-08 | 1.0989e-07 | -1.0321e-07 | -3.4516e-07 | 1.2847e-08 | -9.7889e-09 | 2.7613e-07 | -9.3815e-09 | 6.4131e-09 | 0 | 0 | 0 | 0 | 0 | 0 | 1.5733 | 0.60823 | 0.60739 | 1.5733 | 0.60823 | 0.60739 | -0.029317 | -97.5108 | 82.6723 | -0.029318 | -97.5108 | 82.6723
Line5_6_7 | 0 | 0 | 0 | 0 | 0 | 0 | 0 | 0 | 0 | 0 | 0 | 0 | 1.218e-08 | -1.0908e-07 | 1.0372e-07 | -1.2154e-08 | 8.2617e-08 | -7.7283e-08 | -2.7613e-07 | 1.0277e-08 | -7.8311e-09 | 2.071e-07 | -6.8122e-09 | 4.4554e-09 | 0 | 0 | 0 | 0 | 0 | 0 | 1.5733 | 0.60823 | 0.60739 | 1.5733 | 0.60823 | 0.60739 | -0.029318 | -97.5108 | 82.6723 | -0.029319 | -97.5108 | 82.6723
Line6_7_8 | 0 | 0 | 0 | 0 | 0 | 0 | 0 | 0 | 0 | 0 | 0 | 0 | 9.1352e-09 | -8.181e-08 | 7.779e-08 | -9.1091e-09 | 5.5347e-08 | -5.1353e-08 | -2.071e-07 | 7.7079e-09 | -5.8733e-09 | 1.3806e-07 | -4.2429e-09 | 2.4976e-09 | 0 | 0 | 0 | 0 | 0 | 0 | 1.5733 | 0.60823 | 0.60739 | 1.5733 | 0.60823 | 0.60739 | -0.029319 | -97.5108 | 82.6723 | -0.029319 | -97.5108 | 82.6723
Line7_8_9 | 0 | 0 | 0 | 0 | 0 | 0 | 0 | 0 | 0 | 0 | 0 | 0 | 3.0451e-09 | -2.727e-08 | 2.593e-08 | -3.019e-09 | 8.0714e-10 | 5.0678e-10 | -6.9033e-08 | 2.5693e-09 | -1.9578e-09 | -3.0997e-12 | 8.9572e-10 | -1.418e-09 | 0 | 0 | 0 | 0 | 0 | 0 | 1.5733 | 0.60823 | 0.60739 | 1.5733 | 0.60823 | 0.60739 | -0.029319 | -97.5108 | 82.6723 | -0.029319 | -97.5108 | 82.6723
Line8_8_10 | 0 | 0 | 0 | 0 | 0 | 0 | 0 | 0 | 0 | 0 | 0 | 0 | 3.0451e-09 | -2.727e-08 | 2.593e-08 | -3.019e-09 | 8.0714e-10 | 5.0678e-10 | -6.9033e-08 | 2.5693e-09 | -1.9578e-09 | -3.0993e-12 | 8.9572e-10 | -1.418e-09 | 0 | 0 | 0 | 0 | 0 | 0 | 1.5733 | 0.60823 | 0.60739 | 1.5733 | 0.60823 | 0.60739 | -0.029319 | -97.5108 | 82.6723 | -0.029319 | -97.5108 | 82.6723
Line9_3_11 | 1.3312e-06 | 1.365e-06 | 1.2977e-06 | 1.1415e-06 | 1.1751e-06 | 1.108e-06 | 3.0744e-07 | 3.1523e-07 | 2.9969e-07 | 2.6361e-07 | 2.7139e-07 | 2.5588e-07 | 2.1315e-08 | -1.9089e-07 | 1.8151e-07 | -2.1289e-08 | 1.6443e-07 | -1.5507e-07 | -4.8323e-07 | 1.7985e-08 | -1.3704e-08 | 4.1419e-07 | -1.452e-08 | 1.0329e-08 | 87.445 | 87.8716 | 86.9901 | -92.9717 | -92.4642 | -93.5171 | 1.5733 | 0.60823 | 0.60739 | 1.5733 | 0.60823 | 0.60739 | -0.029318 | -97.5108 | 82.6723 | -0.029319 | -97.5108 | 82.6723

## LLG_max_10
name | pf_ikss_a_from_ka | pf_ikss_b_from_ka | pf_ikss_c_from_ka | pf_ikss_a_to_ka | pf_ikss_b_to_ka | pf_ikss_c_to_ka | pf_skss_a_from_mw | pf_skss_b_from_mw | pf_skss_c_from_mw | pf_skss_a_to_mw | pf_skss_b_to_mw | pf_skss_c_to_mw | pf_p_a_from_mw | pf_p_b_from_mw | pf_p_c_from_mw | pf_p_a_to_mw | pf_p_b_to_mw | pf_p_c_to_mw | pf_q_a_from_mvar | pf_q_b_from_mvar | pf_q_c_from_mvar | pf_q_a_to_mvar | pf_q_b_to_mvar | pf_q_c_to_mvar | pf_ikss_a_from_degree | pf_ikss_b_from_degree | pf_ikss_c_from_degree | pf_ikss_a_to_degree | pf_ikss_b_to_degree | pf_ikss_c_to_degree | pf_vm_a_from_pu | pf_vm_b_from_pu | pf_vm_c_from_pu | pf_vm_a_to_pu | pf_vm_b_to_pu | pf_vm_c_to_pu | pf_va_a_from_degree | pf_va_b_from_degree | pf_va_c_from_degree | pf_va_a_to_degree | pf_va_b_to_degree | pf_va_c_to_degree
Line0_1_2 | 1.1954e-06 | 1.2267e-06 | 1.1643e-06 | 0 | 1.0278e-06 | 0 | 2.7606e-07 | 2.8328e-07 | 2.6888e-07 | 0 | 2.3735e-07 | 0 | 2.005e-08 | -1.7682e-07 | 1.6787e-07 | -2.0022e-08 | 1.4825e-07 | -1.3933e-07 | -4.5456e-07 | 1.74e-08 | -1.3323e-08 | 3.788e-07 | -1.3542e-08 | 9.5624e-09 | 87.4442 | 87.8778 | 86.9809 | 0 | -92.5231 | 0 | 1.6482 | 0.62721 | 0.62631 | 1.6482 | 0.62721 | 0.62631 | -0.030191 | -97.7423 | 82.4434 | -0.030192 | -97.7423 | 82.4434
Line10_11_12 | 1.1954e-06 | 1.2267e-06 | 1.1643e-06 | 0 | 1.0278e-06 | 0 | 2.7606e-07 | 2.8328e-07 | 2.6888e-07 | 0 | 2.3735e-07 | 0 | 2.005e-08 | -1.7682e-07 | 1.6787e-07 | -2.0022e-08 | 1.4825e-07 | -1.3933e-07 | -4.5456e-07 | 1.74e-08 | -1.3323e-08 | 3.788e-07 | -1.3542e-08 | 9.5624e-09 | 87.4442 | 87.8778 | 86.9809 | 0 | -92.5231 | 0 | 1.6482 | 0.62721 | 0.62631 | 1.6482 | 0.62721 | 0.62631 | -0.030193 | -97.7422 | 82.4434 | -0.030194 | -97.7422 | 82.4434
Line11_12_13 | 0 | 1.0222e-06 | 0 | 0 | 0 | 0 | 0 | 2.3607e-07 | 0 | 0 | 0 | 0 | 1.6709e-08 | -1.4735e-07 | 1.399e-07 | -1.668e-08 | 1.1878e-07 | -1.1135e-07 | -3.788e-07 | 1.45e-08 | -1.1102e-08 | 3.0304e-07 | -1.0642e-08 | 7.342e-09 | 0 | 87.8778 | 0 | 0 | 0 | 0 | 1.6482 | 0.62721 | 0.62631 | 1.6482 | 0.62721 | 0.62631 | -0.030194 | -97.7422 | 82.4434 | -0.030195 | -97.7422 | 82.4434
Line12_13_15 | 0 | 0 | 0 | 0 | 0 | 0 | 0 | 0 | 0 | 0 | 0 | 0 | 1.0025e-08 | -8.8412e-08 | 8.3937e-08 | -9.9966e-09 | 5.984e-08 | -5.5394e-08 | -2.2728e-07 | 8.7e-09 | -6.6613e-09 | 1.5152e-07 | -4.8418e-09 | 2.9011e-09 | 0 | 0 | 0 | 0 | 0 | 0 | 1.6482 | 0.62721 | 0.62631 | 1.6482 | 0.62721 | 0.62631 | -0.030195 | -97.7422 | 82.4434 | -0.030195 | -97.7422 | 82.4434
Line13_13_14 | 0 | 0 | 0 | 0 | 0 | 0 | 0 | 0 | 0 | 0 | 0 | 0 | 3.3417e-09 | -2.9471e-08 | 2.7979e-08 | -3.3131e-09 | 8.9881e-10 | 5.6428e-10 | -7.5761e-08 | 2.9e-09 | -2.2204e-09 | -3.5042e-12 | 9.582e-10 | -1.5398e-09 | 0 | 0 | 0 | 0 | 0 | 0 | 1.6482 | 0.62721 | 0.62631 | 1.6482 | 0.62721 | 0.62631 | -0.030195 | -97.7422 | 82.4434 | -0.030195 | -97.7422 | 82.4434
Line14_15_16 | 0 | 0 | 0 | 0 | 0 | 0 | 0 | 0 | 0 | 0 | 0 | 0 | 6.6834e-09 | -5.8941e-08 | 5.5958e-08 | -6.6548e-09 | 3.037e-08 | -2.7415e-08 | -1.5152e-07 | 5.8e-09 | -4.4409e-09 | 7.5757e-08 | -1.9418e-09 | 6.8066e-10 | 0 | 0 | 0 | 0 | 0 | 0 | 1.6482 | 0.62721 | 0.62631 | 1.6482 | 0.62721 | 0.62631 | -0.030195 | -97.7422 | 82.4434 | -0.030196 | -97.7422 | 82.4434
Line15_16_17 | 0 | 0 | 0 | 0 | 0 | 0 | 0 | 0 | 0 | 0 | 0 | 0 | 3.3417e-09 | -2.9471e-08 | 2.7979e-08 | -3.3131e-09 | 8.9881e-10 | 5.6428e-10 | -7.5761e-08 | 2.9e-09 | -2.2204e-09 | -3.5033e-12 | 9.582e-10 | -1.5398e-09 | 0 | 0 | 0 | 0 | 0 | 0 | 1.6482 | 0.62721 | 0.62631 | 1.6482 | 0.62721 | 0.62631 | -0.030196 | -97.7422 | 82.4434 | -0.030196 | -97.7422 | 82.4434
Line16_4_18 | 0 | 3.2401 | 3.2331 | 0 | 3.2401 | 3.2331 | 0 | 0.74826 | 0.74665 | 0 | 0.74826 | 0.74665 | 3.3183e-09 | 0.10477 | 0.10474 | -3.3088e-09 | 8.0924e-13 | -6.4715e-13 | -7.5803e-08 | 0.20997 | 0.20905 | -4.128e-12 | 2.645e-13 | -2.6637e-13 | 0 | -161.2236 | 19.055 | 0 | 18.7765 | -160.945 | 1.648 | 0.31361 | 0.31316 | 1.6477 | 0 | 0 | -0.032888 | -97.7423 | 82.4434 | -0.035585 | 0 | 0
Line17_5_19 | 0 | 0 | 0 | 0 | 0 | 0 | 0 | 0 | 0 | 0 | 0 | 0 | 3.3417e-09 | -2.9471e-08 | 2.7979e-08 | -3.3131e-09 | 8.9882e-10 | 5.6428e-10 | -7.5761e-08 | 2.9e-09 | -2.2204e-09 | -3.5022e-12 | 9.582e-10 | -1.5398e-09 | 0 | 0 | 0 | 0 | 0 | 0 | 1.6482 | 0.62721 | 0.62631 | 1.6482 | 0.62721 | 0.62631 | -0.030191 | -97.7423 | 82.4434 | -0.030191 | -97.7423 | 82.4434
Line1_1_3 | 1.5938e-06 | 1.6355e-06 | 1.5524e-06 | 1.395e-06 | 1.4366e-06 | 1.3536e-06 | 3.6808e-07 | 3.7771e-07 | 3.5851e-07 | 3.2216e-07 | 3.3178e-07 | 3.1261e-07 | 2.6734e-08 | -2.3577e-07 | 2.2383e-07 | -2.6705e-08 | 2.0719e-07 | -1.9529e-07 | -6.0609e-07 | 2.32e-08 | -1.7763e-08 | 5.3032e-07 | -1.9342e-08 | 1.4003e-08 | 87.4442 | 87.8778 | 86.9809 | -92.913 | -92.409 | -93.4552 | 1.6482 | 0.62721 | 0.62631 | 1.6482 | 0.62721 | 0.62631 | -0.030191 | -97.7423 | 82.4434 | -0.030192 | -97.7423 | 82.4434
Line2_1_4 | 0 | 3.2401 | 3.2331 | 0 | 3.2401 | 3.2331 | 0 | 0.74826 | 0.74665 | 0 | 0.74826 | 0.74665 | 6.6571e-09 | 0.20955 | 0.20947 | -6.6293e-09 | -0.10477 | -0.10474 | -1.5159e-07 | 0.41994 | 0.4181 | 7.5799e-08 | -0.20997 | -0.20905 | 0 | -161.2236 | 19.055 | 0 | 18.7764 | -160.945 | 1.6482 | 0.62721 | 0.62631 | 1.648 | 0.31361 | 0.31316 | -0.030191 | -97.7423 | 82.4434 | -0.032888 | -97.7423 | 82.4434
Line3_1_5 | 0 | 0 | 0 | 0 | 0 | 0 | 0 | 0 | 0 | 0 | 0 | 0 | 6.6834e-09 | -5.8941e-08 | 5.5958e-08 | -6.6548e-09 | 3.037e-08 | -2.7415e-08 | -1.5152e-07 | 5.8001e-09 | -4.4409e-09 | 7.5757e-08 | -1.9418e-09 | 6.8065e-10 | 0 | 0 | 0 | 0 | 0 | 0 | 1.6482 | 0.62721 | 0.62631 | 1.6482 | 0.62721 | 0.62631 | -0.030191 | -97.7423 | 82.4434 | -0.030191 | -97.7423 | 82.4434
Line4_2_6 | 0 | 1.0222e-06 | 0 | 0 | 0 | 0 | 0 | 2.3607e-07 | 0 | 0 | 0 | 0 | 1.6709e-08 | -1.4735e-07 | 1.399e-07 | -1.668e-08 | 1.1878e-07 | -1.1135e-07 | -3.788e-07 | 1.45e-08 | -1.1102e-08 | 3.0304e-07 | -1.0642e-08 | 7.342e-09 | 0 | 87.8778 | 0 | 0 | 0 | 0 | 1.6482 | 0.62721 | 0.62631 | 1.6482 | 0.62721 | 0.62631 | -0.030192 | -97.7423 | 82.4434 | -0.030193 | -97.7423 | 82.4434
Line5_6_7 | 0 | 0 | 0 | 0 | 0 | 0 | 0 | 0 | 0 | 0 | 0 | 0 | 1.3367e-08 | -1.1788e-07 | 1.1192e-07 | -1.3338e-08 | 8.9311e-08 | -8.3373e-08 | -3.0304e-07 | 1.16e-08 | -8.8818e-09 | 2.2728e-07 | -7.7419e-09 | 5.1215e-09 | 0 | 0 | 0 | 0 | 0 | 0 | 1.6482 | 0.62721 | 0.62631 | 1.6482 | 0.62721 | 0.62631 | -0.030193 | -97.7423 | 82.4434 | -0.030193 | -97.7422 | 82.4434
Line6_7_8 | 0 | 0 | 0 | 0 | 0 | 0 | 0 | 0 | 0 | 0 | 0 | 0 | 1.0025e-08 | -8.8412e-08 | 8.3937e-08 | -9.9965e-09 | 5.984e-08 | -5.5394e-08 | -2.2728e-07 | 8.7001e-09 | -6.6613e-09 | 1.5152e-07 | -4.8418e-09 | 2.9011e-09 | 0 | 0 | 0 | 0 | 0 | 0 | 1.6482 | 0.62721 | 0.62631 | 1.6482 | 0.62721 | 0.62631 | -0.030193 | -97.7422 | 82.4434 | -0.030194 | -97.7422 | 82.4434
Line7_8_9 | 0 | 0 | 0 | 0 | 0 | 0 | 0 | 0 | 0 | 0 | 0 | 0 | 3.3417e-09 | -2.9471e-08 | 2.7979e-08 | -3.3131e-09 | 8.9882e-10 | 5.6428e-10 | -7.5761e-08 | 2.9e-09 | -2.2204e-09 | -3.5028e-12 | 9.582e-10 | -1.5398e-09 | 0 | 0 | 0 | 0 | 0 | 0 | 1.6482 | 0.62721 | 0.62631 | 1.6482 | 0.62721 | 0.62631 | -0.030194 | -97.7422 | 82.4434 | -0.030194 | -97.7422 | 82.4434
Line8_8_10 | 0 | 0 | 0 | 0 | 0 | 0 | 0 | 0 | 0 | 0 | 0 | 0 | 3.3417e-09 | -2.9471e-08 | 2.7979e-08 | -3.3131e-09 | 8.9882e-10 | 5.6428e-10 | -7.5761e-08 | 2.9e-09 | -2.2204e-09 | -3.5022e-12 | 9.582e-10 | -1.5398e-09 | 0 | 0 | 0 | 0 | 0 | 0 | 1.6482 | 0.62721 | 0.62631 | 1.6482 | 0.62721 | 0.62631 | -0.030194 | -97.7422 | 82.4434 | -0.030194 | -97.7422 | 82.4434
Line9_3_11 | 1.3946e-06 | 1.4311e-06 | 1.3583e-06 | 1.1958e-06 | 1.2322e-06 | 1.1596e-06 | 3.2207e-07 | 3.305e-07 | 3.1369e-07 | 2.7615e-07 | 2.8456e-07 | 2.678e-07 | 2.3392e-08 | -2.0629e-07 | 1.9585e-07 | -2.3363e-08 | 1.7772e-07 | -1.6731e-07 | -5.3033e-07 | 2.03e-08 | -1.5543e-08 | 4.5456e-07 | -1.6442e-08 | 1.1783e-08 | 87.4442 | 87.8778 | 86.9809 | -92.9725 | -92.4566 | -93.5282 | 1.6482 | 0.62721 | 0.62631 | 1.6482 | 0.62721 | 0.62631 | -0.030192 | -97.7423 | 82.4434 | -0.030193 | -97.7422 | 82.4434

## LLG_max_fault_6
name | pf_ikss_a_from_ka | pf_ikss_b_from_ka | pf_ikss_c_from_ka | pf_ikss_a_to_ka | pf_ikss_b_to_ka | pf_ikss_c_to_ka | pf_skss_a_from_mw | pf_skss_b_from_mw | pf_skss_c_from_mw | pf_skss_a_to_mw | pf_skss_b_to_mw | pf_skss_c_to_mw | pf_p_a_from_mw | pf_p_b_from_mw | pf_p_c_from_mw | pf_p_a_to_mw | pf_p_b_to_mw | pf_p_c_to_mw | pf_q_a_from_mvar | pf_q_b_from_mvar | pf_q_c_from_mvar | pf_q_a_to_mvar | pf_q_b_to_mvar | pf_q_c_to_mvar | pf_ikss_a_from_degree | pf_ikss_b_from_degree | pf_ikss_c_from_degree | pf_ikss_a_to_degree | pf_ikss_b_to_degree | pf_ikss_c_to_degree | pf_vm_a_from_pu | pf_vm_b_from_pu | pf_vm_c_from_pu | pf_vm_a_to_pu | pf_vm_b_to_pu | pf_vm_c_to_pu | pf_va_a_from_degree | pf_va_b_from_degree | pf_va_c_from_degree | pf_va_a_to_degree | pf_va_b_to_degree | pf_va_c_to_degree
Line0_1_2 | 0 | 0 | 0 | 0 | 0 | 0 | 0 | 0 | 0 | 0 | 0 | 0 | 8.6903e-09 | -1.6184e-07 | 1.6133e-07 | -9.0638e-09 | 1.3511e-07 | -1.3423e-07 | -2.5006e-07 | 2.5639e-08 | 3.5284e-08 | 2.084e-07 | -2.0203e-08 | -3.0595e-08 | 0 | 0 | 0 | 0 | 0 | 0 | 1.4039 | 0.91911 | 0.92683 | 1.4039 | 0.91911 | 0.92683 | 0.16061 | -100.821 | 100.4899 | 0.16061 | -100.821 | 100.4899
Line10_11_12 | 0 | 0 | 0 | 0 | 0 | 0 | 0 | 0 | 0 | 0 | 0 | 0 | 8.6903e-09 | -1.6184e-07 | 1.6133e-07 | -9.0638e-09 | 1.3511e-07 | -1.3423e-07 | -2.5006e-07 | 2.5639e-08 | 3.5284e-08 | 2.084e-07 | -2.0203e-08 | -3.0595e-08 | 0 | 0 | 0 | 0 | 0 | 0 | 1.4039 | 0.91911 | 0.92683 | 1.4039 | 0.91911 | 0.92683 | 0.16061 | -100.821 | 100.4899 | 0.1606 | -100.821 | 100.4899
Line11_12_13 | 0 | 0 | 0 | 0 | 0 | 0 | 0 | 0 | 0 | 0 | 0 | 0 | 7.2419e-09 | -1.3487e-07 | 1.3444e-07 | -7.6154e-09 | 1.0814e-07 | -1.0734e-07 | -2.0838e-07 | 2.1366e-08 | 2.9403e-08 | 1.6672e-07 | -1.593e-08 | -2.4714e-08 | 0 | 0 | 0 | 0 | 0 | 0 | 1.4039 | 0.91911 | 0.92683 | 1.4039 | 0.91911 | 0.92683 | 0.1606 | -100.821 | 100.4899 | 0.1606 | -100.821 | 100.4899
Line12_13_15 | 0 | 0 | 0 | 0 | 0 | 0 | 0 | 0 | 0 | 0 | 0 | 0 | 4.3452e-09 | -8.0919e-08 | 8.0665e-08 | -4.7187e-09 | 5.4191e-08 | -5.3563e-08 | -1.2503e-07 | 1.282e-08 | 1.7642e-08 | 8.3368e-08 | -7.3839e-09 | -1.2953e-08 | 0 | 0 | 0 | 0 | 0 | 0 | 1.4039 | 0.91911 | 0.92683 | 1.4039 | 0.91911 | 0.92683 | 0.1606 | -100.821 | 100.4899 | 0.1606 | -100.821 | 100.4899
Line13_13_14 | 0 | 0 | 0 | 0 | 0 | 0 | 0 | 0 | 0 | 0 | 0 | 0 | 1.4484e-09 | -2.6973e-08 | 2.6888e-08 | -1.8219e-09 | 2.4471e-10 | 2.1371e-10 | -4.1676e-08 | 4.2732e-09 | 5.8806e-09 | 1.5151e-11 | 1.1625e-09 | -1.1917e-09 | 0 | 0 | 0 | 0 | 0 | 0 | 1.4039 | 0.91911 | 0.92683 | 1.4039 | 0.91911 | 0.92683 | 0.1606 | -100.821 | 100.4899 | 0.1606 | -100.821 | 100.4899
Line14_15_16 | 0 | 0 | 0 | 0 | 0 | 0 | 0 | 0 | 0 | 0 | 0 | 0 | 2.8968e-09 | -5.3946e-08 | 5.3776e-08 | -3.2703e-09 | 2.7218e-08 | -2.6674e-08 | -8.3353e-08 | 8.5464e-09 | 1.1761e-08 | 4.1691e-08 | -3.1107e-09 | -7.0723e-09 | 0 | 0 | 0 | 0 | 0 | 0 | 1.4039 | 0.91911 | 0.92683 | 1.4039 | 0.91911 | 0.92683 | 0.1606 | -100.821 | 100.4899 | 0.1606 | -100.821 | 100.4899
Line15_16_17 | 0 | 0 | 0 | 0 | 0 | 0 | 0 | 0 | 0 | 0 | 0 | 0 | 1.4484e-09 | -2.6973e-08 | 2.6888e-08 | -1.8219e-09 | 2.4471e-10 | 2.1371e-10 | -4.1676e-08 | 4.2732e-09 | 5.8806e-09 | 1.5151e-11 | 1.1625e-09 | -1.1917e-09 | 0 | 0 | 0 | 0 | 0 | 0 | 1.4039 | 0.91911 | 0.92683 | 1.4039 | 0.91911 | 0.92683 | 0.1606 | -100.821 | 100.4899 | 0.1606 | -100.821 | 100.4899
Line16_4_18 | 0 | 0.029844 | 0.030088 | 0 | 0.029844 | 0.030088 | 0 | 0.0068922 | 0.0069486 | 0 | 0.0068922 | 0.0069486 | 1.4358e-09 | 0.0044611 | 0.0045365 | -1.8197e-09 | -0.0044534 | -0.0045265 | -4.1701e-08 | 0.0044716 | 0.0045438 | 1.475e-11 | -0.0044534 | -0.0045265 | 0 | -145.9549 | 55.3981 | 0 | 34.0453 | -124.602 | 1.4037 | 0.91645 | 0.92404 | 1.4036 | 0.91379 | 0.92126 | 0.1585 | -100.8877 | 100.4441 | 0.15639 | -100.9547 | 100.398
Line17_5_19 | 0 | 0 | 0 | 0 | 0 | 0 | 0 | 0 | 0 | 0 | 0 | 0 | 1.4484e-09 | -2.6973e-08 | 2.6888e-08 | -1.8219e-09 | 2.4471e-10 | 2.1371e-10 | -4.1676e-08 | 4.2732e-09 | 5.8806e-09 | 1.5152e-11 | 1.1625e-09 | -1.1917e-09 | 0 | 0 | 0 | 0 | 0 | 0 | 1.4039 | 0.91911 | 0.92683 | 1.4039 | 0.91911 | 0.92683 | 0.16061 | -100.821 | 100.4899 | 0.16061 | -100.821 | 100.4899
Line1_1_3 | 1.029e-06 | 1.0293e-06 | 1.0287e-06 | 0 | 0 | 0 | 2.3763e-07 | 2.377e-07 | 2.3757e-07 | 0 | 0 | 0 | 1.1587e-08 | -2.1578e-07 | 2.1511e-07 | -1.1961e-08 | 1.8906e-07 | -1.88e-07 | -3.3341e-07 | 3.4186e-08 | 4.7045e-08 | 2.9175e-07 | -2.875e-08 | -4.2356e-08 | 88.1702 | 88.1812 | 88.1532 | 0 | 0 | 0 | 1.4039 | 0.91911 | 0.92683 | 1.4039 | 0.91911 | 0.92683 | 0.16061 | -100.821 | 100.4899 | 0.16061 | -100.821 | 100.4899
Line2_1_4 | 0 | 0.029844 | 0.030088 | 0 | 0.029844 | 0.030088 | 0 | 0.0068922 | 0.0069486 | 0 | 0.0068922 | 0.0069486 | 2.8819e-09 | 0.0044688 | 0.0045466 | -3.2566e-09 | -0.0044611 | -0.0045365 | -8.3392e-08 | 0.0044898 | 0.0045612 | 4.1716e-08 | -0.0044716 | -0.0045438 | 0 | -145.9551 | 55.3983 | 0 | 34.0451 | -124.6019 | 1.4039 | 0.91911 | 0.92683 | 1.4037 | 0.91645 | 0.92404 | 0.16061 | -100.821 | 100.4899 | 0.1585 | -100.8877 | 100.4441
Line3_1_5 | 0 | 0 | 0 | 0 | 0 | 0 | 0 | 0 | 0 | 0 | 0 | 0 | 2.8968e-09 | -5.3946e-08 | 5.3776e-08 | -3.2703e-09 | 2.7218e-08 | -2.6674e-08 | -8.3352e-08 | 8.5464e-09 | 1.1761e-08 | 4.1691e-08 | -3.1107e-09 | -7.0723e-09 | 0 | 0 | 0 | 0 | 0 | 0 | 1.4039 | 0.91911 | 0.92683 | 1.4039 | 0.91911 | 0.92683 | 0.16061 | -100.821 | 100.4899 | 0.16061 | -100.821 | 100.4899
Line4_2_6 | 0 | 0 | 0 | 0 | 0 | 0 | 0 | 0 | 0 | 0 | 0 | 0 | 7.2419e-09 | -1.3487e-07 | 1.3444e-07 | -7.6154e-09 | 1.0814e-07 | -1.0734e-07 | -2.0838e-07 | 2.1366e-08 | 2.9403e-08 | 1.6672e-07 | -1.593e-08 | -2.4714e-08 | 0 | 0 | 0 | 0 | 0 | 0 | 1.4039 | 0.91911 | 0.92683 | 1.4039 | 0.91911 | 0.92683 | 0.16061 | -100.821 | 100.4899 | 0.16061 | -100.821 | 100.4899
Line5_6_7 | 0 | 0 | 0 | 0 | 0 | 0 | 0 | 0 | 0 | 0 | 0 | 0 | 5.7935e-09 | -1.0789e-07 | 1.0755e-07 | -6.1671e-09 | 8.1164e-08 | -8.0451e-08 | -1.667e-07 | 1.7093e-08 | 2.3522e-08 | 1.2504e-07 | -1.1657e-08 | -1.8834e-08 | 0 | 0 | 0 | 0 | 0 | 0 | 1.4039 | 0.91911 | 0.92683 | 1.4039 | 0.91911 | 0.92683 | 0.16061 | -100.821 | 100.4899 | 0.16061 | -100.821 | 100.4899
Line6_7_8 | 0 | 0 | 0 | 0 | 0 | 0 | 0 | 0 | 0 | 0 | 0 | 0 | 4.3451e-09 | -8.0919e-08 | 8.0665e-08 | -4.7187e-09 | 5.4191e-08 | -5.3563e-08 | -1.2503e-07 | 1.282e-08 | 1.7642e-08 | 8.3368e-08 | -7.3839e-09 | -1.2953e-08 | 0 | 0 | 0 | 0 | 0 | 0 | 1.4039 | 0.91911 | 0.92683 | 1.4039 | 0.91911 | 0.92683 | 0.16061 | -100.821 | 100.4899 | 0.16061 | -100.821 | 100.4899
Line7_8_9 | 0 | 0 | 0 | 0 | 0 | 0 | 0 | 0 | 0 | 0 | 0 | 0 | 1.4484e-09 | -2.6973e-08 | 2.6888e-08 | -1.8219e-09 | 2.4471e-10 | 2.1371e-10 | -4.1676e-08 | 4.2732e-09 | 5.8806e-09 | 1.5151e-11 | 1.1625e-09 | -1.1917e-09 | 0 | 0 | 0 | 0 | 0 | 0 | 1.4039 | 0.91911 | 0.92683 | 1.4039 | 0.91911 | 0.92683 | 0.16061 | -100.821 | 100.4899 | 0.1606 | -100.821 | 100.4899
Line8_8_10 | 0 | 0 | 0 | 0 | 0 | 0 | 0 | 0 | 0 | 0 | 0 | 0 | 1.4484e-09 | -2.6973e-08 | 2.6888e-08 | -1.8219e-09 | 2.4471e-10 | 2.1371e-10 | -4.1676e-08 | 4.2732e-09 | 5.8806e-09 | 1.5151e-11 | 1.1625e-09 | -1.1917e-09 | 0 | 0 | 0 | 0 | 0 | 0 | 1.4039 | 0.91911 | 0.92683 | 1.4039 | 0.91911 | 0.92683 | 0.16061 | -100.821 | 100.4899 | 0.1606 | -100.821 | 100.4899
Line9_3_11 | 0 | 0 | 0 | 0 | 0 | 0 | 0 | 0 | 0 | 0 | 0 | 0 | 1.0139e-08 | -1.8881e-07 | 1.8822e-07 | -1.0512e-08 | 1.6208e-07 | -1.6112e-07 | -2.9173e-07 | 2.9912e-08 | 4.1164e-08 | 2.5007e-07 | -2.4477e-08 | -3.6475e-08 | 0 | 0 | 0 | 0 | 0 | 0 | 1.4039 | 0.91911 | 0.92683 | 1.4039 | 0.91911 | 0.92683 | 0.16061 | -100.821 | 100.4899 | 0.16061 | -100.821 | 100.4899

## LLG_max_fault_10
name | pf_ikss_a_from_ka | pf_ikss_b_from_ka | pf_ikss_c_from_ka | pf_ikss_a_to_ka | pf_ikss_b_to_ka | pf_ikss_c_to_ka | pf_skss_a_from_mw | pf_skss_b_from_mw | pf_skss_c_from_mw | pf_skss_a_to_mw | pf_skss_b_to_mw | pf_skss_c_to_mw | pf_p_a_from_mw | pf_p_b_from_mw | pf_p_c_from_mw | pf_p_a_to_mw | pf_p_b_to_mw | pf_p_c_to_mw | pf_q_a_from_mvar | pf_q_b_from_mvar | pf_q_c_from_mvar | pf_q_a_to_mvar | pf_q_b_to_mvar | pf_q_c_to_mvar | pf_ikss_a_from_degree | pf_ikss_b_from_degree | pf_ikss_c_from_degree | pf_ikss_a_to_degree | pf_ikss_b_to_degree | pf_ikss_c_to_degree | pf_vm_a_from_pu | pf_vm_b_from_pu | pf_vm_c_from_pu | pf_vm_a_to_pu | pf_vm_b_to_pu | pf_vm_c_to_pu | pf_va_a_from_degree | pf_va_b_from_degree | pf_va_c_from_degree | pf_va_a_to_degree | pf_va_b_to_degree | pf_va_c_to_degree
Line0_1_2 | 0 | 0 | 0 | 0 | 0 | 0 | 0 | 0 | 0 | 0 | 0 | 0 | 9.5364e-09 | -1.776e-07 | 1.7704e-07 | -9.9464e-09 | 1.4827e-07 | -1.473e-07 | -2.7443e-07 | 2.8157e-08 | 3.8708e-08 | 2.2871e-07 | -2.2189e-08 | -3.3564e-08 | 0 | 0 | 0 | 0 | 0 | 0 | 1.4708 | 0.96278 | 0.97084 | 1.4708 | 0.96278 | 0.97084 | 0.16005 | -100.8275 | 100.4853 | 0.16005 | -100.8275 | 100.4853
Line10_11_12 | 0 | 0 | 0 | 0 | 0 | 0 | 0 | 0 | 0 | 0 | 0 | 0 | 9.5364e-09 | -1.776e-07 | 1.7704e-07 | -9.9465e-09 | 1.4827e-07 | -1.473e-07 | -2.7443e-07 | 2.8157e-08 | 3.8708e-08 | 2.2871e-07 | -2.2189e-08 | -3.3564e-08 | 0 | 0 | 0 | 0 | 0 | 0 | 1.4708 | 0.96278 | 0.97084 | 1.4708 | 0.96278 | 0.97084 | 0.16005 | -100.8275 | 100.4853 | 0.16005 | -100.8275 | 100.4853
Line11_12_13 | 0 | 0 | 0 | 0 | 0 | 0 | 0 | 0 | 0 | 0 | 0 | 0 | 7.947e-09 | -1.48e-07 | 1.4753e-07 | -8.3571e-09 | 1.1867e-07 | -1.1779e-07 | -2.287e-07 | 2.3464e-08 | 3.2256e-08 | 1.8297e-07 | -1.7496e-08 | -2.7113e-08 | 0 | 0 | 0 | 0 | 0 | 0 | 1.4708 | 0.96278 | 0.97084 | 1.4708 | 0.96278 | 0.97084 | 0.16005 | -100.8275 | 100.4853 | 0.16005 | -100.8275 | 100.4853
Line12_13_15 | 0 | 0 | 0 | 0 | 0 | 0 | 0 | 0 | 0 | 0 | 0 | 0 | 4.7682e-09 | -8.88e-08 | 8.8518e-08 | -5.1782e-09 | 5.9469e-08 | -5.8777e-08 | -1.3722e-07 | 1.4079e-08 | 1.9354e-08 | 9.1495e-08 | -8.1104e-09 | -1.4211e-08 | 0 | 0 | 0 | 0 | 0 | 0 | 1.4708 | 0.96278 | 0.97084 | 1.4708 | 0.96278 | 0.97084 | 0.16005 | -100.8275 | 100.4853 | 0.16005 | -100.8275 | 100.4853
Line13_13_14 | 0 | 0 | 0 | 0 | 0 | 0 | 0 | 0 | 0 | 0 | 0 | 0 | 1.5894e-09 | -2.96e-08 | 2.9506e-08 | -1.9994e-09 | 2.6903e-10 | 2.3486e-10 | -4.5739e-08 | 4.6929e-09 | 6.4513e-09 | 1.6571e-11 | 1.2753e-09 | -1.308e-09 | 0 | 0 | 0 | 0 | 0 | 0 | 1.4708 | 0.96278 | 0.97084 | 1.4708 | 0.96278 | 0.97084 | 0.16005 | -100.8275 | 100.4853 | 0.16005 | -100.8275 | 100.4853
Line14_15_16 | 0 | 0 | 0 | 0 | 0 | 0 | 0 | 0 | 0 | 0 | 0 | 0 | 3.1788e-09 | -5.92e-08 | 5.9012e-08 | -3.5888e-09 | 2.9869e-08 | -2.9271e-08 | -9.1478e-08 | 9.3857e-09 | 1.2903e-08 | 4.5756e-08 | -3.4176e-09 | -7.7593e-09 | 0 | 0 | 0 | 0 | 0 | 0 | 1.4708 | 0.96278 | 0.97084 | 1.4708 | 0.96278 | 0.97084 | 0.16005 | -100.8275 | 100.4853 | 0.16005 | -100.8275 | 100.4853
Line15_16_17 | 0 | 0 | 0 | 0 | 0 | 0 | 0 | 0 | 0 | 0 | 0 | 0 | 1.5894e-09 | -2.96e-08 | 2.9506e-08 | -1.9994e-09 | 2.6903e-10 | 2.3486e-10 | -4.5739e-08 | 4.6929e-09 | 6.4513e-09 | 1.6571e-11 | 1.2753e-09 | -1.308e-09 | 0 | 0 | 0 | 0 | 0 | 0 | 1.4708 | 0.96278 | 0.97084 | 1.4708 | 0.96278 | 0.97084 | 0.16005 | -100.8275 | 100.4853 | 0.16005 | -100.8275 | 100.4853
Line16_4_18 | 0 | 0.031262 | 0.031517 | 0 | 0.031262 | 0.031517 | 0 | 0.0072197 | 0.0072785 | 0 | 0.0072197 | 0.0072785 | 1.5756e-09 | 0.0048951 | 0.0049776 | -1.997e-09 | -0.0048867 | -0.0049665 | -4.5766e-08 | 0.0049066 | 0.0049856 | 1.613e-11 | -0.0048867 | -0.0049666 | 0 | -145.9614 | 55.3936 | 0 | 34.0388 | -124.6066 | 1.4706 | 0.95999 | 0.96792 | 1.4704 | 0.95721 | 0.965 | 0.15794 | -100.8942 | 100.4395 | 0.15583 | -100.9612 | 100.3934
Line17_5_19 | 0 | 0 | 0 | 0 | 0 | 0 | 0 | 0 | 0 | 0 | 0 | 0 | 1.5894e-09 | -2.96e-08 | 2.9506e-08 | -1.9994e-09 | 2.6903e-10 | 2.3486e-10 | -4.5739e-08 | 4.6929e-09 | 6.4513e-09 | 1.6571e-11 | 1.2753e-09 | -1.308e-09 | 0 | 0 | 0 | 0 | 0 | 0 | 1.4708 | 0.96278 | 0.97084 | 1.4708 | 0.96278 | 0.97084 | 0.16005 | -100.8275 | 100.4853 | 0.16005 | -100.8275 | 100.4853
Line1_1_3 | 1.078e-06 | 1.0783e-06 | 1.0777e-06 | 0 | 0 | 0 | 2.4894e-07 | 2.4903e-07 | 2.4888e-07 | 0 | 0 | 0 | 1.2715e-08 | -2.368e-07 | 2.3605e-07 | -1.3125e-08 | 2.0747e-07 | -2.0631e-07 | -3.6591e-07 | 3.7543e-08 | 5.161e-08 | 3.2019e-07 | -3.1575e-08 | -4.6467e-08 | 88.1699 | 88.1814 | 88.152 | 0 | 0 | 0 | 1.4708 | 0.96278 | 0.97084 | 1.4708 | 0.96278 | 0.97084 | 0.16005 | -100.8275 | 100.4853 | 0.16005 | -100.8275 | 100.4853
Line2_1_4 | 0 | 0.031262 | 0.031517 | 0 | 0.031262 | 0.031517 | 0 | 0.0072197 | 0.0072786 | 0 | 0.0072197 | 0.0072785 | 3.1625e-09 | 0.0049036 | 0.0049886 | -3.5738e-09 | -0.0048951 | -0.0049776 | -9.1522e-08 | 0.0049266 | 0.0050046 | 4.5783e-08 | -0.0049066 | -0.0049856 | 0 | -145.9616 | 55.3937 | 0 | 34.0386 | -124.6065 | 1.4708 | 0.96278 | 0.97084 | 1.4706 | 0.95999 | 0.96792 | 0.16005 | -100.8275 | 100.4853 | 0.15794 | -100.8942 | 100.4395
Line3_1_5 | 0 | 0 | 0 | 0 | 0 | 0 | 0 | 0 | 0 | 0 | 0 | 0 | 3.1788e-09 | -5.92e-08 | 5.9012e-08 | -3.5888e-09 | 2.9869e-08 | -2.9271e-08 | -9.1478e-08 | 9.3857e-09 | 1.2903e-08 | 4.5756e-08 | -3.4176e-09 | -7.7593e-09 | 0 | 0 | 0 | 0 | 0 | 0 | 1.4708 | 0.96278 | 0.97084 | 1.4708 | 0.96278 | 0.97084 | 0.16005 | -100.8275 | 100.4853 | 0.16005 | -100.8275 | 100.4853
Line4_2_6 | 0 | 0 | 0 | 0 | 0 | 0 | 0 | 0 | 0 | 0 | 0 | 0 | 7.947e-09 | -1.48e-07 | 1.4753e-07 | -8.357e-09 | 1.1867e-07 | -1.1779e-07 | -2.287e-07 | 2.3464e-08 | 3.2256e-08 | 1.8297e-07 | -1.7496e-08 | -2.7113e-08 | 0 | 0 | 0 | 0 | 0 | 0 | 1.4708 | 0.96278 | 0.97084 | 1.4708 | 0.96278 | 0.97084 | 0.16005 | -100.8275 | 100.4853 | 0.16005 | -100.8275 | 100.4853
Line5_6_7 | 0 | 0 | 0 | 0 | 0 | 0 | 0 | 0 | 0 | 0 | 0 | 0 | 6.3576e-09 | -1.184e-07 | 1.1802e-07 | -6.7676e-09 | 8.9069e-08 | -8.8283e-08 | -1.8296e-07 | 1.8771e-08 | 2.5805e-08 | 1.3723e-07 | -1.2803e-08 | -2.0662e-08 | 0 | 0 | 0 | 0 | 0 | 0 | 1.4708 | 0.96278 | 0.97084 | 1.4708 | 0.96278 | 0.97084 | 0.16005 | -100.8275 | 100.4853 | 0.16005 | -100.8275 | 100.4853
Line6_7_8 | 0 | 0 | 0 | 0 | 0 | 0 | 0 | 0 | 0 | 0 | 0 | 0 | 4.7682e-09 | -8.8799e-08 | 8.8518e-08 | -5.1782e-09 | 5.9469e-08 | -5.8777e-08 | -1.3722e-07 | 1.4079e-08 | 1.9354e-08 | 9.1495e-08 | -8.1104e-09 | -1.4211e-08 | 0 | 0 | 0 | 0 | 0 | 0 | 1.4708 | 0.96278 | 0.97084 | 1.4708 | 0.96278 | 0.97084 | 0.16005 | -100.8275 | 100.4853 | 0.16005 | -100.8275 | 100.4853
Line7_8_9 | 0 | 0 | 0 | 0 | 0 | 0 | 0 | 0 | 0 | 0 | 0 | 0 | 1.5894e-09 | -2.96e-08 | 2.9506e-08 | -1.9994e-09 | 2.6903e-10 | 2.3486e-10 | -4.5739e-08 | 4.6929e-09 | 6.4513e-09 | 1.6571e-11 | 1.2753e-09 | -1.308e-09 | 0 | 0 | 0 | 0 | 0 | 0 | 1.4708 | 0.96278 | 0.97084 | 1.4708 | 0.96278 | 0.97084 | 0.16005 | -100.8275 | 100.4853 | 0.16005 | -100.8275 | 100.4853
Line8_8_10 | 0 | 0 | 0 | 0 | 0 | 0 | 0 | 0 | 0 | 0 | 0 | 0 | 1.5894e-09 | -2.96e-08 | 2.9506e-08 | -1.9994e-09 | 2.6903e-10 | 2.3486e-10 | -4.5739e-08 | 4.6929e-09 | 6.4513e-09 | 1.6571e-11 | 1.2753e-09 | -1.308e-09 | 0 | 0 | 0 | 0 | 0 | 0 | 1.4708 | 0.96278 | 0.97084 | 1.4708 | 0.96278 | 0.97084 | 0.16005 | -100.8275 | 100.4853 | 0.16005 | -100.8275 | 100.4853
Line9_3_11 | 0 | 0 | 0 | 0 | 0 | 0 | 0 | 0 | 0 | 0 | 0 | 0 | 1.1126e-08 | -2.072e-07 | 2.0654e-07 | -1.1536e-08 | 1.7787e-07 | -1.768e-07 | -3.2017e-07 | 3.285e-08 | 4.5159e-08 | 2.7445e-07 | -2.6882e-08 | -4.0016e-08 | 0 | 0 | 0 | 0 | 0 | 0 | 1.4708 | 0.96278 | 0.97084 | 1.4708 | 0.96278 | 0.97084 | 0.16005 | -100.8275 | 100.4853 | 0.16005 | -100.8275 | 100.4853

## LLG_min_6
name | pf_ikss_a_from_ka | pf_ikss_b_from_ka | pf_ikss_c_from_ka | pf_ikss_a_to_ka | pf_ikss_b_to_ka | pf_ikss_c_to_ka | pf_skss_a_from_mw | pf_skss_b_from_mw | pf_skss_c_from_mw | pf_skss_a_to_mw | pf_skss_b_to_mw | pf_skss_c_to_mw | pf_p_a_from_mw | pf_p_b_from_mw | pf_p_c_from_mw | pf_p_a_to_mw | pf_p_b_to_mw | pf_p_c_to_mw | pf_q_a_from_mvar | pf_q_b_from_mvar | pf_q_c_from_mvar | pf_q_a_to_mvar | pf_q_b_to_mvar | pf_q_c_to_mvar | pf_ikss_a_from_degree | pf_ikss_b_from_degree | pf_ikss_c_from_degree | pf_ikss_a_to_degree | pf_ikss_b_to_degree | pf_ikss_c_to_degree | pf_vm_a_from_pu | pf_vm_b_from_pu | pf_vm_c_from_pu | pf_vm_a_to_pu | pf_vm_b_to_pu | pf_vm_c_to_pu | pf_va_a_from_degree | pf_va_b_from_degree | pf_va_c_from_degree | pf_va_a_to_degree | pf_va_b_to_degree | pf_va_c_to_degree
Line0_1_2 | 1.0318e-06 | 1.0536e-06 | 1.0102e-06 | 0 | 0 | 0 | 2.3828e-07 | 2.4332e-07 | 2.333e-07 | 0 | 0 | 0 | 1.4806e-08 | -1.4433e-07 | 1.3892e-07 | -1.4808e-08 | 1.2094e-07 | -1.1552e-07 | -3.388e-07 | 2.5112e-08 | -2.0163e-08 | 2.8233e-07 | -2.0268e-08 | 1.5414e-08 | 87.4793 | 88.1558 | 86.7672 | 0 | 0 | 0 | 1.4232 | 0.60211 | 0.60167 | 1.4232 | 0.60211 | 0.60167 | -0.018418 | -101.7138 | 78.5087 | -0.01842 | -101.7137 | 78.5087
Line10_11_12 | 1.0318e-06 | 1.0536e-06 | 1.0102e-06 | 0 | 0 | 0 | 2.3828e-07 | 2.4332e-07 | 2.333e-07 | 0 | 0 | 0 | 1.4806e-08 | -1.4433e-07 | 1.3892e-07 | -1.4808e-08 | 1.2094e-07 | -1.1552e-07 | -3.388e-07 | 2.5112e-08 | -2.0163e-08 | 2.8233e-07 | -2.0268e-08 | 1.5414e-08 | 87.4793 | 88.1558 | 86.7672 | 0 | 0 | 0 | 1.4232 | 0.60211 | 0.60167 | 1.4232 | 0.60211 | 0.60167 | -0.018423 | -101.7137 | 78.5086 | -0.018424 | -101.7137 | 78.5086
Line11_12_13 | 0 | 0 | 0 | 0 | 0 | 0 | 0 | 0 | 0 | 0 | 0 | 0 | 1.2338e-08 | -1.2028e-07 | 1.1576e-07 | -1.234e-08 | 9.6885e-08 | -9.2369e-08 | -2.8233e-07 | 2.0926e-08 | -1.6803e-08 | 2.2586e-07 | -1.6083e-08 | 1.2054e-08 | 0 | 0 | 0 | 0 | 0 | 0 | 1.4232 | 0.60211 | 0.60167 | 1.4232 | 0.60211 | 0.60167 | -0.018424 | -101.7137 | 78.5086 | -0.018426 | -101.7137 | 78.5086
Line12_13_15 | 0 | 0 | 0 | 0 | 0 | 0 | 0 | 0 | 0 | 0 | 0 | 0 | 7.403e-09 | -7.2167e-08 | 6.9459e-08 | -7.4047e-09 | 4.8774e-08 | -4.6063e-08 | -1.694e-07 | 1.2556e-08 | -1.0082e-08 | 1.1293e-07 | -7.7124e-09 | 5.3326e-09 | 0 | 0 | 0 | 0 | 0 | 0 | 1.4232 | 0.60211 | 0.60167 | 1.4232 | 0.60211 | 0.60167 | -0.018426 | -101.7137 | 78.5086 | -0.018426 | -101.7137 | 78.5086
Line13_13_14 | 0 | 0 | 0 | 0 | 0 | 0 | 0 | 0 | 0 | 0 | 0 | 0 | 2.4677e-09 | -2.4056e-08 | 2.3153e-08 | -2.4693e-09 | 6.6214e-10 | 2.4252e-10 | -5.6466e-08 | 4.1852e-09 | -3.3605e-09 | -1.5941e-12 | 6.5807e-10 | -1.3885e-09 | 0 | 0 | 0 | 0 | 0 | 0 | 1.4232 | 0.60211 | 0.60167 | 1.4232 | 0.60211 | 0.60167 | -0.018426 | -101.7137 | 78.5086 | -0.018426 | -101.7137 | 78.5086
Line14_15_16 | 0 | 0 | 0 | 0 | 0 | 0 | 0 | 0 | 0 | 0 | 0 | 0 | 4.9354e-09 | -4.8112e-08 | 4.6306e-08 | -4.937e-09 | 2.4718e-08 | -2.291e-08 | -1.1293e-07 | 8.3705e-09 | -6.7211e-09 | 5.6465e-08 | -3.5272e-09 | 1.972e-09 | 0 | 0 | 0 | 0 | 0 | 0 | 1.4232 | 0.60211 | 0.60167 | 1.4232 | 0.60211 | 0.60167 | -0.018426 | -101.7137 | 78.5086 | -0.018427 | -101.7137 | 78.5086
Line15_16_17 | 0 | 0 | 0 | 0 | 0 | 0 | 0 | 0 | 0 | 0 | 0 | 0 | 2.4677e-09 | -2.4056e-08 | 2.3153e-08 | -2.4693e-09 | 6.6214e-10 | 2.4252e-10 | -5.6466e-08 | 4.1852e-09 | -3.3605e-09 | -1.5945e-12 | 6.5807e-10 | -1.3885e-09 | 0 | 0 | 0 | 0 | 0 | 0 | 1.4232 | 0.60211 | 0.60167 | 1.4232 | 0.60211 | 0.60167 | -0.018427 | -101.7137 | 78.5086 | -0.018427 | -101.7137 | 78.5086
Line16_4_18 | 0 | 2.5082 | 2.5055 | 0 | 2.5082 | 2.5055 | 0 | 0.57924 | 0.57862 | 0 | 0.57924 | 0.57862 | 2.4652e-09 | 0.12064 | 0.12067 | -2.4652e-09 | -7.6935e-14 | 5.4709e-14 | -5.6508e-08 | 0.12592 | 0.12545 | -1.5558e-12 | -1.8849e-13 | 2.2837e-13 | 0 | -147.9384 | 32.3952 | 0 | 32.0616 | -147.6048 | 1.4229 | 0.30105 | 0.30084 | 1.4226 | 0 | 0 | -0.018206 | -101.7138 | 78.5087 | -0.017994 | 0 | 0
Line17_5_19 | 0 | 0 | 0 | 0 | 0 | 0 | 0 | 0 | 0 | 0 | 0 | 0 | 2.4677e-09 | -2.4056e-08 | 2.3153e-08 | -2.4693e-09 | 6.6214e-10 | 2.4252e-10 | -5.6466e-08 | 4.1853e-09 | -3.3605e-09 | -1.5936e-12 | 6.5807e-10 | -1.3885e-09 | 0 | 0 | 0 | 0 | 0 | 0 | 1.4232 | 0.60211 | 0.60167 | 1.4232 | 0.60211 | 0.60167 | -0.018419 | -101.7138 | 78.5087 | -0.018419 | -101.7138 | 78.5087
Line1_1_3 | 1.3757e-06 | 1.4048e-06 | 1.347e-06 | 1.2041e-06 | 1.2331e-06 | 1.1755e-06 | 3.1771e-07 | 3.2442e-07 | 3.1107e-07 | 2.7808e-07 | 2.8477e-07 | 2.7147e-07 | 1.9741e-08 | -1.9245e-07 | 1.8522e-07 | -1.9743e-08 | 1.6905e-07 | -1.6183e-07 | -4.5173e-07 | 3.3482e-08 | -2.6884e-08 | 3.9526e-07 | -2.8639e-08 | 2.2135e-08 | 87.4793 | 88.1558 | 86.7672 | -92.8779 | -92.0987 | -93.7026 | 1.4232 | 0.60211 | 0.60167 | 1.4232 | 0.60211 | 0.60167 | -0.018418 | -101.7138 | 78.5087 | -0.018421 | -101.7137 | 78.5087
Line2_1_4 | 0 | 2.5082 | 2.5055 | 0 | 2.5082 | 2.5055 | 0 | 0.57924 | 0.57862 | 0 | 0.57924 | 0.57862 | 4.9319e-09 | 0.24129 | 0.24134 | -4.9325e-09 | -0.12064 | -0.12067 | -1.13e-07 | 0.25183 | 0.25091 | 5.6506e-08 | -0.12592 | -0.12545 | 0 | -147.9384 | 32.3952 | 0 | 32.0616 | -147.6048 | 1.4232 | 0.60211 | 0.60167 | 1.4229 | 0.30105 | 0.30084 | -0.018418 | -101.7138 | 78.5087 | -0.018206 | -101.7138 | 78.5087
Line3_1_5 | 0 | 0 | 0 | 0 | 0 | 0 | 0 | 0 | 0 | 0 | 0 | 0 | 4.9353e-09 | -4.8112e-08 | 4.6306e-08 | -4.937e-09 | 2.4718e-08 | -2.291e-08 | -1.1293e-07 | 8.3705e-09 | -6.7211e-09 | 5.6465e-08 | -3.5272e-09 | 1.972e-09 | 0 | 0 | 0 | 0 | 0 | 0 | 1.4232 | 0.60211 | 0.60167 | 1.4232 | 0.60211 | 0.60167 | -0.018418 | -101.7138 | 78.5087 | -0.018419 | -101.7138 | 78.5087
Line4_2_6 | 0 | 0 | 0 | 0 | 0 | 0 | 0 | 0 | 0 | 0 | 0 | 0 | 1.2338e-08 | -1.2028e-07 | 1.1576e-07 | -1.234e-08 | 9.6885e-08 | -9.2369e-08 | -2.8233e-07 | 2.0926e-08 | -1.6803e-08 | 2.2586e-07 | -1.6083e-08 | 1.2054e-08 | 0 | 0 | 0 | 0 | 0 | 0 | 1.4232 | 0.60211 | 0.60167 | 1.4232 | 0.60211 | 0.60167 | -0.01842 | -101.7137 | 78.5087 | -0.018421 | -101.7137 | 78.5087
Line5_6_7 | 0 | 0 | 0 | 0 | 0 | 0 | 0 | 0 | 0 | 0 | 0 | 0 | 9.8707e-09 | -9.6223e-08 | 9.2611e-08 | -9.8724e-09 | 7.283e-08 | -6.9216e-08 | -2.2587e-07 | 1.6741e-08 | -1.3442e-08 | 1.694e-07 | -1.1898e-08 | 8.6931e-09 | 0 | 0 | 0 | 0 | 0 | 0 | 1.4232 | 0.60211 | 0.60167 | 1.4232 | 0.60211 | 0.60167 | -0.018421 | -101.7137 | 78.5087 | -0.018422 | -101.7137 | 78.5086
Line6_7_8 | 0 | 0 | 0 | 0 | 0 | 0 | 0 | 0 | 0 | 0 | 0 | 0 | 7.403e-09 | -7.2167e-08 | 6.9459e-08 | -7.4047e-09 | 4.8774e-08 | -4.6063e-08 | -1.694e-07 | 1.2556e-08 | -1.0082e-08 | 1.1293e-07 | -7.7124e-09 | 5.3326e-09 | 0 | 0 | 0 | 0 | 0 | 0 | 1.4232 | 0.60211 | 0.60167 | 1.4232 | 0.60211 | 0.60167 | -0.018422 | -101.7137 | 78.5086 | -0.018423 | -101.7137 | 78.5086
Line7_8_9 | 0 | 0 | 0 | 0 | 0 | 0 | 0 | 0 | 0 | 0 | 0 | 0 | 2.4677e-09 | -2.4056e-08 | 2.3153e-08 | -2.4693e-09 | 6.6214e-10 | 2.4252e-10 | -5.6466e-08 | 4.1853e-09 | -3.3605e-09 | -1.5942e-12 | 6.5807e-10 | -1.3885e-09 | 0 | 0 | 0 | 0 | 0 | 0 | 1.4232 | 0.60211 | 0.60167 | 1.4232 | 0.60211 | 0.60167 | -0.018423 | -101.7137 | 78.5086 | -0.018423 | -101.7137 | 78.5086
Line8_8_10 | 0 | 0 | 0 | 0 | 0 | 0 | 0 | 0 | 0 | 0 | 0 | 0 | 2.4677e-09 | -2.4056e-08 | 2.3153e-08 | -2.4693e-09 | 6.6214e-10 | 2.4252e-10 | -5.6466e-08 | 4.1853e-09 | -3.3605e-09 | -1.5939e-12 | 6.5807e-10 | -1.3885e-09 | 0 | 0 | 0 | 0 | 0 | 0 | 1.4232 | 0.60211 | 0.60167 | 1.4232 | 0.60211 | 0.60167 | -0.018423 | -101.7137 | 78.5086 | -0.018423 | -101.7137 | 78.5086
Line9_3_11 | 1.2038e-06 | 1.2292e-06 | 1.1786e-06 | 1.0321e-06 | 1.0575e-06 | 1.0071e-06 | 2.78e-07 | 2.8387e-07 | 2.7219e-07 | 2.3836e-07 | 2.4422e-07 | 2.3258e-07 | 1.7274e-08 | -1.6839e-07 | 1.6207e-07 | -1.7275e-08 | 1.45e-07 | -1.3867e-07 | -3.9527e-07 | 2.9297e-08 | -2.3524e-08 | 3.388e-07 | -2.4453e-08 | 1.8775e-08 | 87.4793 | 88.1558 | 86.7672 | -92.9374 | -92.141 | -93.7811 | 1.4232 | 0.60211 | 0.60167 | 1.4232 | 0.60211 | 0.60167 | -0.018421 | -101.7137 | 78.5087 | -0.018423 | -101.7137 | 78.5086

## LLG_min_10
name | pf_ikss_a_from_ka | pf_ikss_b_from_ka | pf_ikss_c_from_ka | pf_ikss_a_to_ka | pf_ikss_b_to_ka | pf_ikss_c_to_ka | pf_skss_a_from_mw | pf_skss_b_from_mw | pf_skss_c_from_mw | pf_skss_a_to_mw | pf_skss_b_to_mw | pf_skss_c_to_mw | pf_p_a_from_mw | pf_p_b_from_mw | pf_p_c_from_mw | pf_p_a_to_mw | pf_p_b_to_mw | pf_p_c_to_mw | pf_q_a_from_mvar | pf_q_b_from_mvar | pf_q_c_from_mvar | pf_q_a_to_mvar | pf_q_b_to_mvar | pf_q_c_to_mvar | pf_ikss_a_from_degree | pf_ikss_b_from_degree | pf_ikss_c_from_degree | pf_ikss_a_to_degree | pf_ikss_b_to_degree | pf_ikss_c_to_degree | pf_vm_a_from_pu | pf_vm_b_from_pu | pf_vm_c_from_pu | pf_vm_a_to_pu | pf_vm_b_to_pu | pf_vm_c_to_pu | pf_va_a_from_degree | pf_va_b_from_degree | pf_va_c_from_degree | pf_va_a_to_degree | pf_va_b_to_degree | pf_va_c_to_degree
Line0_1_2 | 0 | 0 | 0 | 0 | 0 | 0 | 0 | 0 | 0 | 0 | 0 | 0 | 1.3289e-08 | -1.2954e-07 | 1.2468e-07 | -1.329e-08 | 1.0855e-07 | -1.0368e-07 | -3.0407e-07 | 2.2538e-08 | -1.8097e-08 | 2.5339e-07 | -1.8191e-08 | 1.3834e-08 | 0 | 0 | 0 | 0 | 0 | 0 | 1.3483 | 0.57042 | 0.57001 | 1.3483 | 0.57042 | 0.57001 | -0.018418 | -101.7138 | 78.5087 | -0.01842 | -101.7137 | 78.5087
Line10_11_12 | 0 | 0 | 0 | 0 | 0 | 0 | 0 | 0 | 0 | 0 | 0 | 0 | 1.3289e-08 | -1.2954e-07 | 1.2468e-07 | -1.329e-08 | 1.0855e-07 | -1.0368e-07 | -3.0407e-07 | 2.2538e-08 | -1.8097e-08 | 2.5339e-07 | -1.8191e-08 | 1.3834e-08 | 0 | 0 | 0 | 0 | 0 | 0 | 1.3483 | 0.57042 | 0.57001 | 1.3483 | 0.57042 | 0.57001 | -0.018423 | -101.7137 | 78.5086 | -0.018424 | -101.7137 | 78.5086
Line11_12_13 | 0 | 0 | 0 | 0 | 0 | 0 | 0 | 0 | 0 | 0 | 0 | 0 | 1.1074e-08 | -1.0795e-07 | 1.039e-07 | -1.1075e-08 | 8.6955e-08 | -8.2902e-08 | -2.534e-07 | 1.8781e-08 | -1.5081e-08 | 2.0271e-07 | -1.4435e-08 | 1.0818e-08 | 0 | 0 | 0 | 0 | 0 | 0 | 1.3483 | 0.57042 | 0.57001 | 1.3483 | 0.57042 | 0.57001 | -0.018424 | -101.7137 | 78.5086 | -0.018426 | -101.7137 | 78.5086
Line12_13_15 | 0 | 0 | 0 | 0 | 0 | 0 | 0 | 0 | 0 | 0 | 0 | 0 | 6.6443e-09 | -6.4771e-08 | 6.2339e-08 | -6.6458e-09 | 4.3775e-08 | -4.1342e-08 | -1.5204e-07 | 1.1269e-08 | -9.0483e-09 | 1.0136e-07 | -6.9219e-09 | 4.786e-09 | 0 | 0 | 0 | 0 | 0 | 0 | 1.3483 | 0.57042 | 0.57001 | 1.3483 | 0.57042 | 0.57001 | -0.018426 | -101.7137 | 78.5086 | -0.018426 | -101.7137 | 78.5086
Line13_13_14 | 0 | 0 | 0 | 0 | 0 | 0 | 0 | 0 | 0 | 0 | 0 | 0 | 2.2148e-09 | -2.159e-08 | 2.078e-08 | -2.2163e-09 | 5.9427e-10 | 2.1766e-10 | -5.0679e-08 | 3.7563e-09 | -3.0161e-09 | -1.4305e-12 | 5.9063e-10 | -1.2462e-09 | 0 | 0 | 0 | 0 | 0 | 0 | 1.3483 | 0.57042 | 0.57001 | 1.3483 | 0.57042 | 0.57001 | -0.018426 | -101.7137 | 78.5086 | -0.018426 | -101.7137 | 78.5086
Line14_15_16 | 0 | 0 | 0 | 0 | 0 | 0 | 0 | 0 | 0 | 0 | 0 | 0 | 4.4295e-09 | -4.3181e-08 | 4.156e-08 | -4.431e-09 | 2.2185e-08 | -2.0562e-08 | -1.0136e-07 | 7.5126e-09 | -6.0322e-09 | 5.0678e-08 | -3.1657e-09 | 1.7699e-09 | 0 | 0 | 0 | 0 | 0 | 0 | 1.3483 | 0.57042 | 0.57001 | 1.3483 | 0.57042 | 0.57001 | -0.018426 | -101.7137 | 78.5086 | -0.018427 | -101.7137 | 78.5086
Line15_16_17 | 0 | 0 | 0 | 0 | 0 | 0 | 0 | 0 | 0 | 0 | 0 | 0 | 2.2148e-09 | -2.159e-08 | 2.078e-08 | -2.2163e-09 | 5.9427e-10 | 2.1766e-10 | -5.0679e-08 | 3.7563e-09 | -3.0161e-09 | -1.4305e-12 | 5.9063e-10 | -1.2462e-09 | 0 | 0 | 0 | 0 | 0 | 0 | 1.3483 | 0.57042 | 0.57001 | 1.3483 | 0.57042 | 0.57001 | -0.018427 | -101.7137 | 78.5086 | -0.018427 | -101.7137 | 78.5086
Line16_4_18 | 0 | 2.3762 | 2.3736 | 0 | 2.3762 | 2.3736 | 0 | 0.54876 | 0.54816 | 0 | 0.54876 | 0.54816 | 2.2125e-09 | 0.10828 | 0.1083 | -2.2125e-09 | -5.8594e-14 | 3.8463e-14 | -5.0716e-08 | 0.11301 | 0.1126 | -1.3964e-12 | -1.3871e-13 | 1.7467e-13 | 0 | -147.9384 | 32.3952 | 0 | 32.0616 | -147.6048 | 1.348 | 0.28521 | 0.285 | 1.3477 | 0 | 0 | -0.018206 | -101.7138 | 78.5087 | -0.017994 | 0 | 0
Line17_5_19 | 0 | 0 | 0 | 0 | 0 | 0 | 0 | 0 | 0 | 0 | 0 | 0 | 2.2147e-09 | -2.159e-08 | 2.078e-08 | -2.2162e-09 | 5.9427e-10 | 2.1766e-10 | -5.0679e-08 | 3.7563e-09 | -3.0161e-09 | -1.4298e-12 | 5.9062e-10 | -1.2462e-09 | 0 | 0 | 0 | 0 | 0 | 0 | 1.3483 | 0.57042 | 0.57001 | 1.3483 | 0.57042 | 0.57001 | -0.018419 | -101.7138 | 78.5087 | -0.018419 | -101.7138 | 78.5087
Line1_1_3 | 1.3033e-06 | 1.3309e-06 | 1.2761e-06 | 1.1407e-06 | 1.1682e-06 | 1.1136e-06 | 3.0099e-07 | 3.0735e-07 | 2.947e-07 | 2.6344e-07 | 2.6978e-07 | 2.5718e-07 | 1.7718e-08 | -1.7272e-07 | 1.6624e-07 | -1.772e-08 | 1.5173e-07 | -1.4524e-07 | -4.0543e-07 | 3.005e-08 | -2.4129e-08 | 3.5475e-07 | -2.5703e-08 | 1.9867e-08 | 87.4793 | 88.1558 | 86.7672 | -92.8779 | -92.0987 | -93.7026 | 1.3483 | 0.57042 | 0.57001 | 1.3483 | 0.57042 | 0.57001 | -0.018418 | -101.7138 | 78.5087 | -0.018421 | -101.7137 | 78.5087
Line2_1_4 | 0 | 2.3762 | 2.3736 | 0 | 2.3762 | 2.3736 | 0 | 0.54876 | 0.54816 | 0 | 0.54876 | 0.54816 | 4.4264e-09 | 0.21656 | 0.2166 | -4.4269e-09 | -0.10828 | -0.1083 | -1.0142e-07 | 0.22602 | 0.22519 | 5.0715e-08 | -0.11301 | -0.1126 | 0 | -147.9384 | 32.3952 | 0 | 32.0616 | -147.6048 | 1.3483 | 0.57042 | 0.57001 | 1.348 | 0.28521 | 0.285 | -0.018418 | -101.7138 | 78.5087 | -0.018206 | -101.7138 | 78.5087
Line3_1_5 | 0 | 0 | 0 | 0 | 0 | 0 | 0 | 0 | 0 | 0 | 0 | 0 | 4.4295e-09 | -4.3181e-08 | 4.156e-08 | -4.431e-09 | 2.2185e-08 | -2.0562e-08 | -1.0136e-07 | 7.5126e-09 | -6.0322e-09 | 5.0678e-08 | -3.1657e-09 | 1.7699e-09 | 0 | 0 | 0 | 0 | 0 | 0 | 1.3483 | 0.57042 | 0.57001 | 1.3483 | 0.57042 | 0.57001 | -0.018418 | -101.7138 | 78.5087 | -0.018419 | -101.7138 | 78.5087
Line4_2_6 | 0 | 0 | 0 | 0 | 0 | 0 | 0 | 0 | 0 | 0 | 0 | 0 | 1.1074e-08 | -1.0795e-07 | 1.039e-07 | -1.1075e-08 | 8.6955e-08 | -8.2902e-08 | -2.534e-07 | 1.8781e-08 | -1.5081e-08 | 2.0271e-07 | -1.4435e-08 | 1.0818e-08 | 0 | 0 | 0 | 0 | 0 | 0 | 1.3483 | 0.57042 | 0.57001 | 1.3483 | 0.57042 | 0.57001 | -0.01842 | -101.7137 | 78.5087 | -0.018421 | -101.7137 | 78.5087
Line5_6_7 | 0 | 0 | 0 | 0 | 0 | 0 | 0 | 0 | 0 | 0 | 0 | 0 | 8.859e-09 | -8.6361e-08 | 8.3119e-08 | -8.8605e-09 | 6.5365e-08 | -6.2122e-08 | -2.0272e-07 | 1.5025e-08 | -1.2064e-08 | 1.5204e-07 | -1.0678e-08 | 7.8022e-09 | 0 | 0 | 0 | 0 | 0 | 0 | 1.3483 | 0.57042 | 0.57001 | 1.3483 | 0.57042 | 0.57001 | -0.018421 | -101.7137 | 78.5087 | -0.018422 | -101.7137 | 78.5086
Line6_7_8 | 0 | 0 | 0 | 0 | 0 | 0 | 0 | 0 | 0 | 0 | 0 | 0 | 6.6443e-09 | -6.4771e-08 | 6.2339e-08 | -6.6458e-09 | 4.3775e-08 | -4.1342e-08 | -1.5204e-07 | 1.1269e-08 | -9.0483e-09 | 1.0136e-07 | -6.922e-09 | 4.786e-09 | 0 | 0 | 0 | 0 | 0 | 0 | 1.3483 | 0.57042 | 0.57001 | 1.3483 | 0.57042 | 0.57001 | -0.018422 | -101.7137 | 78.5086 | -0.018423 | -101.7137 | 78.5086
Line7_8_9 | 0 | 0 | 0 | 0 | 0 | 0 | 0 | 0 | 0 | 0 | 0 | 0 | 2.2148e-09 | -2.159e-08 | 2.078e-08 | -2.2163e-09 | 5.9427e-10 | 2.1766e-10 | -5.0679e-08 | 3.7563e-09 | -3.0161e-09 | -1.4305e-12 | 5.9063e-10 | -1.2462e-09 | 0 | 0 | 0 | 0 | 0 | 0 | 1.3483 | 0.57042 | 0.57001 | 1.3483 | 0.57042 | 0.57001 | -0.018423 | -101.7137 | 78.5086 | -0.018423 | -101.7137 | 78.5086
Line8_8_10 | 0 | 0 | 0 | 0 | 0 | 0 | 0 | 0 | 0 | 0 | 0 | 0 | 2.2148e-09 | -2.159e-08 | 2.078e-08 | -2.2163e-09 | 5.9427e-10 | 2.1766e-10 | -5.0679e-08 | 3.7563e-09 | -3.0161e-09 | -1.4304e-12 | 5.9063e-10 | -1.2462e-09 | 0 | 0 | 0 | 0 | 0 | 0 | 1.3483 | 0.57042 | 0.57001 | 1.3483 | 0.57042 | 0.57001 | -0.018423 | -101.7137 | 78.5086 | -0.018423 | -101.7137 | 78.5086
Line9_3_11 | 1.1404e-06 | 1.1645e-06 | 1.1166e-06 | 0 | 1.0018e-06 | 0 | 2.6336e-07 | 2.6893e-07 | 2.5786e-07 | 0 | 2.3136e-07 | 0 | 1.5503e-08 | -1.5113e-07 | 1.4546e-07 | -1.5505e-08 | 1.3014e-07 | -1.2446e-07 | -3.5475e-07 | 2.6294e-08 | -2.1113e-08 | 3.0407e-07 | -2.1947e-08 | 1.685e-08 | 87.4793 | 88.1558 | 86.7672 | 0 | -92.141 | 0 | 1.3483 | 0.57042 | 0.57001 | 1.3483 | 0.57042 | 0.57001 | -0.018421 | -101.7137 | 78.5087 | -0.018423 | -101.7137 | 78.5086

## LLG_min_fault_6
name | pf_ikss_a_from_ka | pf_ikss_b_from_ka | pf_ikss_c_from_ka | pf_ikss_a_to_ka | pf_ikss_b_to_ka | pf_ikss_c_to_ka | pf_skss_a_from_mw | pf_skss_b_from_mw | pf_skss_c_from_mw | pf_skss_a_to_mw | pf_skss_b_to_mw | pf_skss_c_to_mw | pf_p_a_from_mw | pf_p_b_from_mw | pf_p_c_from_mw | pf_p_a_to_mw | pf_p_b_to_mw | pf_p_c_to_mw | pf_q_a_from_mvar | pf_q_b_from_mvar | pf_q_c_from_mvar | pf_q_a_to_mvar | pf_q_b_to_mvar | pf_q_c_to_mvar | pf_ikss_a_from_degree | pf_ikss_b_from_degree | pf_ikss_c_from_degree | pf_ikss_a_to_degree | pf_ikss_b_to_degree | pf_ikss_c_to_degree | pf_vm_a_from_pu | pf_vm_b_from_pu | pf_vm_c_from_pu | pf_vm_a_to_pu | pf_vm_b_to_pu | pf_vm_c_to_pu | pf_va_a_from_degree | pf_va_b_from_degree | pf_va_c_from_degree | pf_va_a_to_degree | pf_va_b_to_degree | pf_va_c_to_degree
Line0_1_2 | 0 | 0 | 0 | 0 | 0 | 0 | 0 | 0 | 0 | 0 | 0 | 0 | 7.0471e-09 | -1.3239e-07 | 1.3203e-07 | -7.3632e-09 | 1.1053e-07 | -1.0985e-07 | -2.046e-07 | 2.1066e-08 | 2.8829e-08 | 1.7051e-07 | -1.6604e-08 | -2.5e-08 | 0 | 0 | 0 | 0 | 0 | 0 | 1.2701 | 0.83141 | 0.83862 | 1.2701 | 0.83141 | 0.83862 | 0.16598 | -100.8365 | 100.4928 | 0.16598 | -100.8365 | 100.4928
Line10_11_12 | 0 | 0 | 0 | 0 | 0 | 0 | 0 | 0 | 0 | 0 | 0 | 0 | 7.0471e-09 | -1.3239e-07 | 1.3203e-07 | -7.3632e-09 | 1.1053e-07 | -1.0985e-07 | -2.046e-07 | 2.1066e-08 | 2.8829e-08 | 1.7051e-07 | -1.6604e-08 | -2.5e-08 | 0 | 0 | 0 | 0 | 0 | 0 | 1.2701 | 0.83141 | 0.83862 | 1.2701 | 0.83141 | 0.83862 | 0.16598 | -100.8365 | 100.4928 | 0.16598 | -100.8365 | 100.4928
Line11_12_13 | 0 | 0 | 0 | 0 | 0 | 0 | 0 | 0 | 0 | 0 | 0 | 0 | 5.8726e-09 | -1.1032e-07 | 1.1003e-07 | -6.1887e-09 | 8.846e-08 | -8.7845e-08 | -1.705e-07 | 1.7555e-08 | 2.4024e-08 | 1.3641e-07 | -1.3093e-08 | -2.0195e-08 | 0 | 0 | 0 | 0 | 0 | 0 | 1.2701 | 0.83141 | 0.83862 | 1.2701 | 0.83141 | 0.83862 | 0.16598 | -100.8365 | 100.4928 | 0.16598 | -100.8365 | 100.4928
Line12_13_15 | 0 | 0 | 0 | 0 | 0 | 0 | 0 | 0 | 0 | 0 | 0 | 0 | 3.5236e-09 | -6.6194e-08 | 6.6015e-08 | -3.8397e-09 | 4.4331e-08 | -4.3835e-08 | -1.023e-07 | 1.0533e-08 | 1.4414e-08 | 6.8211e-08 | -6.0713e-09 | -1.0585e-08 | 0 | 0 | 0 | 0 | 0 | 0 | 1.2701 | 0.83141 | 0.83862 | 1.2701 | 0.83141 | 0.83862 | 0.16598 | -100.8365 | 100.4928 | 0.16598 | -100.8365 | 100.4928
Line13_13_14 | 0 | 0 | 0 | 0 | 0 | 0 | 0 | 0 | 0 | 0 | 0 | 0 | 1.1745e-09 | -2.2065e-08 | 2.2005e-08 | -1.4906e-09 | 2.0104e-10 | 1.748e-10 | -3.4099e-08 | 3.511e-09 | 4.8048e-09 | 1.2816e-11 | 9.5068e-10 | -9.7547e-10 | 0 | 0 | 0 | 0 | 0 | 0 | 1.2701 | 0.83141 | 0.83862 | 1.2701 | 0.83141 | 0.83862 | 0.16598 | -100.8365 | 100.4928 | 0.16598 | -100.8365 | 100.4928
Line14_15_16 | 0 | 0 | 0 | 0 | 0 | 0 | 0 | 0 | 0 | 0 | 0 | 0 | 2.349e-09 | -4.413e-08 | 4.401e-08 | -2.6651e-09 | 2.2266e-08 | -2.183e-08 | -6.8198e-08 | 7.022e-09 | 9.6096e-09 | 3.4112e-08 | -2.5603e-09 | -5.7803e-09 | 0 | 0 | 0 | 0 | 0 | 0 | 1.2701 | 0.83141 | 0.83862 | 1.2701 | 0.83141 | 0.83862 | 0.16598 | -100.8365 | 100.4928 | 0.16598 | -100.8365 | 100.4928
Line15_16_17 | 0 | 0 | 0 | 0 | 0 | 0 | 0 | 0 | 0 | 0 | 0 | 0 | 1.1745e-09 | -2.2065e-08 | 2.2005e-08 | -1.4906e-09 | 2.0104e-10 | 1.748e-10 | -3.4099e-08 | 3.511e-09 | 4.8048e-09 | 1.2816e-11 | 9.5068e-10 | -9.7547e-10 | 0 | 0 | 0 | 0 | 0 | 0 | 1.2701 | 0.83141 | 0.83862 | 1.2701 | 0.83141 | 0.83862 | 0.16598 | -100.8365 | 100.4928 | 0.16597 | -100.8365 | 100.4928
Line16_4_18 | 0 | 0.026945 | 0.027179 | 0 | 0.026945 | 0.027179 | 0 | 0.0062226 | 0.0062767 | 0 | 0.0062227 | 0.0062767 | 1.1728e-09 | 0.003643 | 0.0037083 | -1.4883e-09 | -0.0036301 | -0.0036934 | -3.4126e-08 | 0.0036454 | 0.0037072 | 1.2824e-11 | -0.0036301 | -0.0036934 | 0 | -145.8731 | 55.5108 | 0 | 34.1271 | -124.4893 | 1.2699 | 0.82821 | 0.8354 | 1.2697 | 0.82501 | 0.83218 | 0.16606 | -100.8546 | 100.5017 | 0.16614 | -100.8729 | 100.5107
Line17_5_19 | 0 | 0 | 0 | 0 | 0 | 0 | 0 | 0 | 0 | 0 | 0 | 0 | 1.1745e-09 | -2.2065e-08 | 2.2005e-08 | -1.4906e-09 | 2.0104e-10 | 1.748e-10 | -3.4099e-08 | 3.511e-09 | 4.8048e-09 | 1.2816e-11 | 9.5068e-10 | -9.7547e-10 | 0 | 0 | 0 | 0 | 0 | 0 | 1.2701 | 0.83141 | 0.83862 | 1.2701 | 0.83141 | 0.83862 | 0.16598 | -100.8365 | 100.4928 | 0.16598 | -100.8365 | 100.4928
Line1_1_3 | 0 | 0 | 0 | 0 | 0 | 0 | 0 | 0 | 0 | 0 | 0 | 0 | 9.3962e-09 | -1.7652e-07 | 1.7604e-07 | -9.7123e-09 | 1.5465e-07 | -1.5386e-07 | -2.7279e-07 | 2.8088e-08 | 3.8438e-08 | 2.3871e-07 | -2.3626e-08 | -3.4609e-08 | 0 | 0 | 0 | 0 | 0 | 0 | 1.2701 | 0.83141 | 0.83862 | 1.2701 | 0.83141 | 0.83862 | 0.16598 | -100.8365 | 100.4928 | 0.16598 | -100.8365 | 100.4928
Line2_1_4 | 0 | 0.026945 | 0.027179 | 0 | 0.026945 | 0.027179 | 0 | 0.0062226 | 0.0062767 | 0 | 0.0062226 | 0.0062767 | 2.3466e-09 | 0.0036559 | 0.0037232 | -2.6622e-09 | -0.003643 | -0.0037083 | -6.8241e-08 | 0.0036606 | 0.0037209 | 3.4139e-08 | -0.0036454 | -0.0037072 | 0 | -145.8733 | 55.5109 | 0 | 34.1269 | -124.4892 | 1.2701 | 0.83141 | 0.83862 | 1.2699 | 0.82821 | 0.8354 | 0.16598 | -100.8365 | 100.4928 | 0.16606 | -100.8546 | 100.5017
Line3_1_5 | 0 | 0 | 0 | 0 | 0 | 0 | 0 | 0 | 0 | 0 | 0 | 0 | 2.349e-09 | -4.413e-08 | 4.401e-08 | -2.6651e-09 | 2.2266e-08 | -2.183e-08 | -6.8198e-08 | 7.022e-09 | 9.6096e-09 | 3.4112e-08 | -2.5603e-09 | -5.7803e-09 | 0 | 0 | 0 | 0 | 0 | 0 | 1.2701 | 0.83141 | 0.83862 | 1.2701 | 0.83141 | 0.83862 | 0.16598 | -100.8365 | 100.4928 | 0.16598 | -100.8365 | 100.4928
Line4_2_6 | 0 | 0 | 0 | 0 | 0 | 0 | 0 | 0 | 0 | 0 | 0 | 0 | 5.8726e-09 | -1.1032e-07 | 1.1003e-07 | -6.1887e-09 | 8.846e-08 | -8.7845e-08 | -1.705e-07 | 1.7555e-08 | 2.4024e-08 | 1.3641e-07 | -1.3093e-08 | -2.0195e-08 | 0 | 0 | 0 | 0 | 0 | 0 | 1.2701 | 0.83141 | 0.83862 | 1.2701 | 0.83141 | 0.83862 | 0.16598 | -100.8365 | 100.4928 | 0.16598 | -100.8365 | 100.4928
Line5_6_7 | 0 | 0 | 0 | 0 | 0 | 0 | 0 | 0 | 0 | 0 | 0 | 0 | 4.6981e-09 | -8.8259e-08 | 8.802e-08 | -5.0142e-09 | 6.6396e-08 | -6.584e-08 | -1.364e-07 | 1.4044e-08 | 1.9219e-08 | 1.0231e-07 | -9.5823e-09 | -1.539e-08 | 0 | 0 | 0 | 0 | 0 | 0 | 1.2701 | 0.83141 | 0.83862 | 1.2701 | 0.83141 | 0.83862 | 0.16598 | -100.8365 | 100.4928 | 0.16598 | -100.8365 | 100.4928
Line6_7_8 | 0 | 0 | 0 | 0 | 0 | 0 | 0 | 0 | 0 | 0 | 0 | 0 | 3.5236e-09 | -6.6194e-08 | 6.6015e-08 | -3.8396e-09 | 4.4331e-08 | -4.3835e-08 | -1.023e-07 | 1.0533e-08 | 1.4414e-08 | 6.8211e-08 | -6.0713e-09 | -1.0585e-08 | 0 | 0 | 0 | 0 | 0 | 0 | 1.2701 | 0.83141 | 0.83862 | 1.2701 | 0.83141 | 0.83862 | 0.16598 | -100.8365 | 100.4928 | 0.16598 | -100.8365 | 100.4928
Line7_8_9 | 0 | 0 | 0 | 0 | 0 | 0 | 0 | 0 | 0 | 0 | 0 | 0 | 1.1745e-09 | -2.2065e-08 | 2.2005e-08 | -1.4906e-09 | 2.0104e-10 | 1.748e-10 | -3.4099e-08 | 3.511e-09 | 4.8048e-09 | 1.2816e-11 | 9.5068e-10 | -9.7547e-10 | 0 | 0 | 0 | 0 | 0 | 0 | 1.2701 | 0.83141 | 0.83862 | 1.2701 | 0.83141 | 0.83862 | 0.16598 | -100.8365 | 100.4928 | 0.16598 | -100.8365 | 100.4928
Line8_8_10 | 0 | 0 | 0 | 0 | 0 | 0 | 0 | 0 | 0 | 0 | 0 | 0 | 1.1745e-09 | -2.2065e-08 | 2.2005e-08 | -1.4906e-09 | 2.0104e-10 | 1.748e-10 | -3.4099e-08 | 3.511e-09 | 4.8048e-09 | 1.2816e-11 | 9.5068e-10 | -9.7547e-10 | 0 | 0 | 0 | 0 | 0 | 0 | 1.2701 | 0.83141 | 0.83862 | 1.2701 | 0.83141 | 0.83862 | 0.16598 | -100.8365 | 100.4928 | 0.16598 | -100.8365 | 100.4928
Line9_3_11 | 0 | 0 | 0 | 0 | 0 | 0 | 0 | 0 | 0 | 0 | 0 | 0 | 8.2217e-09 | -1.5445e-07 | 1.5404e-07 | -8.5377e-09 | 1.3259e-07 | -1.3186e-07 | -2.3869e-07 | 2.4577e-08 | 3.3634e-08 | 2.0461e-07 | -2.0115e-08 | -2.9804e-08 | 0 | 0 | 0 | 0 | 0 | 0 | 1.2701 | 0.83141 | 0.83862 | 1.2701 | 0.83141 | 0.83862 | 0.16598 | -100.8365 | 100.4928 | 0.16598 | -100.8365 | 100.4928

## LLG_min_fault_10
name | pf_ikss_a_from_ka | pf_ikss_b_from_ka | pf_ikss_c_from_ka | pf_ikss_a_to_ka | pf_ikss_b_to_ka | pf_ikss_c_to_ka | pf_skss_a_from_mw | pf_skss_b_from_mw | pf_skss_c_from_mw | pf_skss_a_to_mw | pf_skss_b_to_mw | pf_skss_c_to_mw | pf_p_a_from_mw | pf_p_b_from_mw | pf_p_c_from_mw | pf_p_a_to_mw | pf_p_b_to_mw | pf_p_c_to_mw | pf_q_a_from_mvar | pf_q_b_from_mvar | pf_q_c_from_mvar | pf_q_a_to_mvar | pf_q_b_to_mvar | pf_q_c_to_mvar | pf_ikss_a_from_degree | pf_ikss_b_from_degree | pf_ikss_c_from_degree | pf_ikss_a_to_degree | pf_ikss_b_to_degree | pf_ikss_c_to_degree | pf_vm_a_from_pu | pf_vm_b_from_pu | pf_vm_c_from_pu | pf_vm_a_to_pu | pf_vm_b_to_pu | pf_vm_c_to_pu | pf_va_a_from_degree | pf_va_b_from_degree | pf_va_c_from_degree | pf_va_a_to_degree | pf_va_b_to_degree | pf_va_c_to_degree
Line0_1_2 | 0 | 0 | 0 | 0 | 0 | 0 | 0 | 0 | 0 | 0 | 0 | 0 | 6.3248e-09 | -1.1882e-07 | 1.185e-07 | -6.6085e-09 | 9.9197e-08 | -9.8592e-08 | -1.8363e-07 | 1.8907e-08 | 2.5874e-08 | 1.5303e-07 | -1.4902e-08 | -2.2437e-08 | 0 | 0 | 0 | 0 | 0 | 0 | 1.2032 | 0.78765 | 0.79449 | 1.2032 | 0.78765 | 0.79449 | 0.16598 | -100.8365 | 100.4928 | 0.16598 | -100.8365 | 100.4928
Line10_11_12 | 0 | 0 | 0 | 0 | 0 | 0 | 0 | 0 | 0 | 0 | 0 | 0 | 6.3249e-09 | -1.1882e-07 | 1.185e-07 | -6.6085e-09 | 9.9197e-08 | -9.8592e-08 | -1.8363e-07 | 1.8907e-08 | 2.5874e-08 | 1.5303e-07 | -1.4902e-08 | -2.2437e-08 | 0 | 0 | 0 | 0 | 0 | 0 | 1.2032 | 0.78765 | 0.79449 | 1.2032 | 0.78765 | 0.79449 | 0.16598 | -100.8365 | 100.4928 | 0.16598 | -100.8365 | 100.4928
Line11_12_13 | 0 | 0 | 0 | 0 | 0 | 0 | 0 | 0 | 0 | 0 | 0 | 0 | 5.2707e-09 | -9.9017e-08 | 9.8749e-08 | -5.5544e-09 | 7.9394e-08 | -7.8842e-08 | -1.5302e-07 | 1.5756e-08 | 2.1562e-08 | 1.2243e-07 | -1.1751e-08 | -1.8125e-08 | 0 | 0 | 0 | 0 | 0 | 0 | 1.2032 | 0.78765 | 0.79449 | 1.2032 | 0.78765 | 0.79449 | 0.16598 | -100.8365 | 100.4928 | 0.16598 | -100.8365 | 100.4928
Line12_13_15 | 0 | 0 | 0 | 0 | 0 | 0 | 0 | 0 | 0 | 0 | 0 | 0 | 3.1624e-09 | -5.941e-08 | 5.9249e-08 | -3.4461e-09 | 3.9787e-08 | -3.9343e-08 | -9.1813e-08 | 9.4534e-09 | 1.2937e-08 | 6.122e-08 | -5.449e-09 | -9.5002e-09 | 0 | 0 | 0 | 0 | 0 | 0 | 1.2032 | 0.78765 | 0.79449 | 1.2032 | 0.78765 | 0.79449 | 0.16598 | -100.8365 | 100.4928 | 0.16598 | -100.8365 | 100.4928
Line13_13_14 | 0 | 0 | 0 | 0 | 0 | 0 | 0 | 0 | 0 | 0 | 0 | 0 | 1.0541e-09 | -1.9803e-08 | 1.975e-08 | -1.3378e-09 | 1.8043e-10 | 1.5688e-10 | -3.0604e-08 | 3.1511e-09 | 4.3124e-09 | 1.1502e-11 | 8.5324e-10 | -8.7549e-10 | 0 | 0 | 0 | 0 | 0 | 0 | 1.2032 | 0.78765 | 0.79449 | 1.2032 | 0.78765 | 0.79449 | 0.16598 | -100.8365 | 100.4928 | 0.16598 | -100.8365 | 100.4928
Line14_15_16 | 0 | 0 | 0 | 0 | 0 | 0 | 0 | 0 | 0 | 0 | 0 | 0 | 2.1083e-09 | -3.9607e-08 | 3.9499e-08 | -2.392e-09 | 1.9984e-08 | -1.9593e-08 | -6.1209e-08 | 6.3023e-09 | 8.6247e-09 | 3.0616e-08 | -2.2979e-09 | -5.1878e-09 | 0 | 0 | 0 | 0 | 0 | 0 | 1.2032 | 0.78765 | 0.79449 | 1.2032 | 0.78765 | 0.79449 | 0.16598 | -100.8365 | 100.4928 | 0.16598 | -100.8365 | 100.4928
Line15_16_17 | 0 | 0 | 0 | 0 | 0 | 0 | 0 | 0 | 0 | 0 | 0 | 0 | 1.0541e-09 | -1.9803e-08 | 1.975e-08 | -1.3378e-09 | 1.8043e-10 | 1.5688e-10 | -3.0604e-08 | 3.1511e-09 | 4.3124e-09 | 1.1502e-11 | 8.5324e-10 | -8.7549e-10 | 0 | 0 | 0 | 0 | 0 | 0 | 1.2032 | 0.78765 | 0.79449 | 1.2032 | 0.78765 | 0.79449 | 0.16598 | -100.8365 | 100.4928 | 0.16597 | -100.8365 | 100.4928
Line16_4_18 | 0 | 0.025527 | 0.025748 | 0 | 0.025527 | 0.025748 | 0 | 0.0058951 | 0.0059463 | 0 | 0.0058951 | 0.0059463 | 1.0526e-09 | 0.0032696 | 0.0033283 | -1.3357e-09 | -0.0032581 | -0.0033149 | -3.0628e-08 | 0.0032717 | 0.0033272 | 1.151e-11 | -0.0032581 | -0.0033149 | 0 | -145.8731 | 55.5108 | 0 | 34.1271 | -124.4893 | 1.203 | 0.78462 | 0.79143 | 1.2029 | 0.78159 | 0.78838 | 0.16606 | -100.8546 | 100.5017 | 0.16614 | -100.8729 | 100.5107
Line17_5_19 | 0 | 0 | 0 | 0 | 0 | 0 | 0 | 0 | 0 | 0 | 0 | 0 | 1.0541e-09 | -1.9803e-08 | 1.975e-08 | -1.3378e-09 | 1.8043e-10 | 1.5688e-10 | -3.0604e-08 | 3.1511e-09 | 4.3123e-09 | 1.1503e-11 | 8.5324e-10 | -8.7549e-10 | 0 | 0 | 0 | 0 | 0 | 0 | 1.2032 | 0.78765 | 0.79449 | 1.2032 | 0.78765 | 0.79449 | 0.16598 | -100.8365 | 100.4928 | 0.16598 | -100.8365 | 100.4928
Line1_1_3 | 0 | 0 | 0 | 0 | 0 | 0 | 0 | 0 | 0 | 0 | 0 | 0 | 8.4331e-09 | -1.5843e-07 | 1.58e-07 | -8.7168e-09 | 1.388e-07 | -1.3809e-07 | -2.4483e-07 | 2.5209e-08 | 3.4499e-08 | 2.1424e-07 | -2.1205e-08 | -3.1062e-08 | 0 | 0 | 0 | 0 | 0 | 0 | 1.2032 | 0.78765 | 0.79449 | 1.2032 | 0.78765 | 0.79449 | 0.16598 | -100.8365 | 100.4928 | 0.16598 | -100.8365 | 100.4928
Line2_1_4 | 0 | 0.025527 | 0.025748 | 0 | 0.025527 | 0.025748 | 0 | 0.0058951 | 0.0059464 | 0 | 0.0058951 | 0.0059463 | 2.1061e-09 | 0.0032812 | 0.0033416 | -2.3893e-09 | -0.0032696 | -0.0033283 | -6.1247e-08 | 0.0032854 | 0.0033395 | 3.064e-08 | -0.0032717 | -0.0033272 | 0 | -145.8733 | 55.5109 | 0 | 34.1269 | -124.4892 | 1.2032 | 0.78765 | 0.79449 | 1.203 | 0.78462 | 0.79143 | 0.16598 | -100.8365 | 100.4928 | 0.16606 | -100.8546 | 100.5017
Line3_1_5 | 0 | 0 | 0 | 0 | 0 | 0 | 0 | 0 | 0 | 0 | 0 | 0 | 2.1083e-09 | -3.9607e-08 | 3.9499e-08 | -2.392e-09 | 1.9984e-08 | -1.9593e-08 | -6.1209e-08 | 6.3023e-09 | 8.6247e-09 | 3.0616e-08 | -2.2979e-09 | -5.1878e-09 | 0 | 0 | 0 | 0 | 0 | 0 | 1.2032 | 0.78765 | 0.79449 | 1.2032 | 0.78765 | 0.79449 | 0.16598 | -100.8365 | 100.4928 | 0.16598 | -100.8365 | 100.4928
Line4_2_6 | 0 | 0 | 0 | 0 | 0 | 0 | 0 | 0 | 0 | 0 | 0 | 0 | 5.2707e-09 | -9.9017e-08 | 9.8749e-08 | -5.5544e-09 | 7.9394e-08 | -7.8842e-08 | -1.5302e-07 | 1.5756e-08 | 2.1562e-08 | 1.2243e-07 | -1.1751e-08 | -1.8125e-08 | 0 | 0 | 0 | 0 | 0 | 0 | 1.2032 | 0.78765 | 0.79449 | 1.2032 | 0.78765 | 0.79449 | 0.16598 | -100.8365 | 100.4928 | 0.16598 | -100.8365 | 100.4928
Line5_6_7 | 0 | 0 | 0 | 0 | 0 | 0 | 0 | 0 | 0 | 0 | 0 | 0 | 4.2166e-09 | -7.9213e-08 | 7.8999e-08 | -4.5002e-09 | 5.959e-08 | -5.9092e-08 | -1.2242e-07 | 1.2605e-08 | 1.7249e-08 | 9.1824e-08 | -8.6002e-09 | -1.3813e-08 | 0 | 0 | 0 | 0 | 0 | 0 | 1.2032 | 0.78765 | 0.79449 | 1.2032 | 0.78765 | 0.79449 | 0.16598 | -100.8365 | 100.4928 | 0.16598 | -100.8365 | 100.4928
Line6_7_8 | 0 | 0 | 0 | 0 | 0 | 0 | 0 | 0 | 0 | 0 | 0 | 0 | 3.1624e-09 | -5.941e-08 | 5.9249e-08 | -3.4461e-09 | 3.9787e-08 | -3.9343e-08 | -9.1813e-08 | 9.4534e-09 | 1.2937e-08 | 6.122e-08 | -5.449e-09 | -9.5002e-09 | 0 | 0 | 0 | 0 | 0 | 0 | 1.2032 | 0.78765 | 0.79449 | 1.2032 | 0.78765 | 0.79449 | 0.16598 | -100.8365 | 100.4928 | 0.16598 | -100.8365 | 100.4928
Line7_8_9 | 0 | 0 | 0 | 0 | 0 | 0 | 0 | 0 | 0 | 0 | 0 | 0 | 1.0541e-09 | -1.9803e-08 | 1.975e-08 | -1.3378e-09 | 1.8043e-10 | 1.5688e-10 | -3.0604e-08 | 3.1511e-09 | 4.3123e-09 | 1.1503e-11 | 8.5324e-10 | -8.7549e-10 | 0 | 0 | 0 | 0 | 0 | 0 | 1.2032 | 0.78765 | 0.79449 | 1.2032 | 0.78765 | 0.79449 | 0.16598 | -100.8365 | 100.4928 | 0.16598 | -100.8365 | 100.4928
Line8_8_10 | 0 | 0 | 0 | 0 | 0 | 0 | 0 | 0 | 0 | 0 | 0 | 0 | 1.0541e-09 | -1.9803e-08 | 1.975e-08 | -1.3378e-09 | 1.8043e-10 | 1.5688e-10 | -3.0604e-08 | 3.1511e-09 | 4.3123e-09 | 1.1503e-11 | 8.5324e-10 | -8.7549e-10 | 0 | 0 | 0 | 0 | 0 | 0 | 1.2032 | 0.78765 | 0.79449 | 1.2032 | 0.78765 | 0.79449 | 0.16598 | -100.8365 | 100.4928 | 0.16598 | -100.8365 | 100.4928
Line9_3_11 | 0 | 0 | 0 | 0 | 0 | 0 | 0 | 0 | 0 | 0 | 0 | 0 | 7.379e-09 | -1.3862e-07 | 1.3825e-07 | -7.6627e-09 | 1.19e-07 | -1.1834e-07 | -2.1423e-07 | 2.2058e-08 | 3.0186e-08 | 1.8364e-07 | -1.8054e-08 | -2.675e-08 | 0 | 0 | 0 | 0 | 0 | 0 | 1.2032 | 0.78765 | 0.79449 | 1.2032 | 0.78765 | 0.79449 | 0.16598 | -100.8365 | 100.4928 | 0.16598 | -100.8365 | 100.4928