## LLL_max_6
name | pf_ikss_from_ka | pf_ikss_to_ka | pf_ip_from_ka | pf_ip_to_ka | pf_skss_from_mw | pf_skss_to_mw | pf_p_from_mw | pf_p_to_mw | pf_q_from_mvar | pf_q_to_mvar | pf_ikss_from_degree | pf_ikss_to_degree | pf_vm_from_pu | pf_vm_to_pu | pf_va_from_degree | pf_va_to_degree
Line0_1_2 | 0 | 0 | 0 | 0 | 0 | 0 | 0 | 0 | 0 | 0 | 0 | 0 | 0.70184 | 0.70184 | -7.4193 | -7.4193
Line10_11_12 | 0 | 0 | 0 | 0 | 0 | 0 | 0 | 0 | 0 | 0 | 0 | 0 | 0.70184 | 0.70184 | -7.4193 | -7.4193
Line11_12_13 | 0 | 0 | 0 | 0 | 0 | 0 | 0 | 0 | 0 | 0 | 0 | 0 | 0.70184 | 0.70184 | -7.4193 | -7.4193
Line12_13_15 | 0 | 0 | 0 | 0 | 0 | 0 | 0 | 0 | 0 | 0 | 0 | 0 | 0.70184 | 0.70184 | -7.4193 | -7.4193
Line13_13_14 | 0 | 0 | 0 | 0 | 0 | 0 | 0 | 0 | 0 | 0 | 0 | 0 | 0.70184 | 0.70184 | -7.4193 | -7.4193
Line14_15_16 | 0 | 0 | 0 | 0 | 0 | 0 | 0 | 0 | 0 | 0 | 0 | 0 | 0.70184 | 0.70184 | -7.4193 | -7.4193
Line15_16_17 | 0 | 0 | 0 | 0 | 0 | 0 | 0 | 0 | 0 | 0 | 0 | 0 | 0.70184 | 0.70184 | -7.4193 | -7.4193
Line16_4_18 | 3.6243 | 3.6243 | 0 | 7.0007 | 2.511 | 2.511 | 0.39406 | -1e-07 | 0.78812 | -1e-07 | -70.8543 | 109.1457 | 0.35092 | 0 | -7.4193 | 0
Line17_5_19 | 0 | 0 | 0 | 0 | 0 | 0 | 0 | 0 | 0 | 0 | 0 | 0 | 0.70184 | 0.70184 | -7.4193 | -7.4193
Line1_1_3 | 0 | 0 | 0 | 0 | 0 | 0 | 0 | 0 | 0 | 0 | 0 | 0 | 0.70184 | 0.70184 | -7.4193 | -7.4193
Line2_1_4 | 3.6243 | 3.6243 | 0 | 0 | 2.511 | 2.511 | 0.78812 | -0.39406 | 1.5762 | -0.78812 | -70.8543 | 109.1457 | 0.70184 | 0.35092 | -7.4193 | -7.4193
Line3_1_5 | 0 | 0 | 0 | 0 | 0 | 0 | 0 | 0 | 0 | 0 | 0 | 0 | 0.70184 | 0.70184 | -7.4193 | -7.4193
Line4_2_6 | 0 | 0 | 0 | 0 | 0 | 0 | 0 | 0 | 0 | 0 | 0 | 0 | 0.70184 | 0.70184 | -7.4193 | -7.4193
Line5_6_7 | 0 | 0 | 0 | 0 | 0 | 0 | 0 | 0 | 0 | 0 | 0 | 0 | 0.70184 | 0.70184 | -7.4193 | -7.4193
Line6_7_8 | 0 | 0 | 0 | 0 | 0 | 0 | 0 | 0 | 0 | 0 | 0 | 0 | 0.70184 | 0.70184 | -7.4193 | -7.4193
Line7_8_9 | 0 | 0 | 0 | 0 | 0 | 0 | 0 | 0 | 0 | 0 | 0 | 0 | 0.70184 | 0.70184 | -7.4193 | -7.4193
Line8_8_10 | 0 | 0 | 0 | 0 | 0 | 0 | 0 | 0 | 0 | 0 | 0 | 0 | 0.70184 | 0.70184 | -7.4193 | -7.4193
Line9_3_11 | 0 | 0 | 0 | 0 | 0 | 0 | 0 | 0 | 0 | 0 | 0 | 0 | 0.70184 | 0.70184 | -7.4193 | -7.4193

## LLL_max_10
name | pf_ikss_from_ka | pf_ikss_to_ka | pf_ip_from_ka | pf_ip_to_ka | pf_skss_from_mw | pf_skss_to_mw | pf_p_from_mw | pf_p_to_mw | pf_q_from_mvar | pf_q_to_mvar | pf_ikss_from_degree | pf_ikss_to_degree | pf_vm_from_pu | pf_vm_to_pu | pf_va_from_degree | pf_va_to_degree
Line0_1_2 | 0 | 0 | 0 | 0 | 0 | 0 | 0 | 0 | 0 | 0 | 0 | 0 | 0.72372 | 0.72372 | -7.6495 | -7.6495
Line10_11_12 | 0 | 0 | 0 | 0 | 0 | 0 | 0 | 0 | 0 | 0 | 0 | 0 | 0.72372 | 0.72372 | -7.6495 | -7.6495
Line11_12_13 | 0 | 0 | 0 | 0 | 0 | 0 | 0 | 0 | 0 | 0 | 0 | 0 | 0.72372 | 0.72372 | -7.6495 | -7.6495
Line12_13_15 | 0 | 0 | 0 | 0 | 0 | 0 | 0 | 0 | 0 | 0 | 0 | 0 | 0.72372 | 0.72372 | -7.6495 | -7.6495
Line13_13_14 | 0 | 0 | 0 | 0 | 0 | 0 | 0 | 0 | 0 | 0 | 0 | 0 | 0.72372 | 0.72372 | -7.6495 | -7.6495
Line14_15_16 | 0 | 0 | 0 | 0 | 0 | 0 | 0 | 0 | 0 | 0 | 0 | 0 | 0.72372 | 0.72372 | -7.6495 | -7.6495
Line15_16_17 | 0 | 0 | 0 | 0 | 0 | 0 | 0 | 0 | 0 | 0 | 0 | 0 | 0.72372 | 0.72372 | -7.6495 | -7.6495
Line16_4_18 | 3.7373 | 3.7373 | 0 | 7.2438 | 2.5893 | 2.5893 | 0.41902 | -1e-07 | 0.83803 | -1e-07 | -71.0844 | 108.9156 | 0.36186 | 0 | -7.6495 | 0
Line17_5_19 | 0 | 0 | 0 | 0 | 0 | 0 | 0 | 0 | 0 | 0 | 0 | 0 | 0.72372 | 0.72372 | -7.6495 | -7.6495
Line1_1_3 | 0 | 0 | 0 | 0 | 0 | 0 | 0 | 0 | 0 | 0 | 0 | 0 | 0.72372 | 0.72372 | -7.6495 | -7.6495
Line2_1_4 | 3.7373 | 3.7373 | 0 | 0 | 2.5893 | 2.5893 | 0.83803 | -0.41902 | 1.6761 | -0.83803 | -71.0844 | 108.9156 | 0.72372 | 0.36186 | -7.6495 | -7.6495
Line3_1_5 | 0 | 0 | 0 | 0 | 0 | 0 | 0 | 0 | 0 | 0 | 0 | 0 | 0.72372 | 0.72372 | -7.6495 | -7.6495
Line4_2_6 | 0 | 0 | 0 | 0 | 0 | 0 | 0 | 0 | 0 | 0 | 0 | 0 | 0.72372 | 0.72372 | -7.6495 | -7.6495
Line5_6_7 | 0 | 0 | 0 | 0 | 0 | 0 | 0 | 0 | 0 | 0 | 0 | 0 | 0.72372 | 0.72372 | -7.6495 | -7.6495
Line6_7_8 | 0 | 0 | 0 | 0 | 0 | 0 | 0 | 0 | 0 | 0 | 0 | 0 | 0.72372 | 0.72372 | -7.6495 | -7.6495
Line7_8_9 | 0 | 0 | 0 | 0 | 0 | 0 | 0 | 0 | 0 | 0 | 0 | 0 | 0.72372 | 0.72372 | -7.6495 | -7.6495
Line8_8_10 | 0 | 0 | 0 | 0 | 0 | 0 | 0 | 0 | 0 | 0 | 0 | 0 | 0.72372 | 0.72372 | -7.6495 | -7.6495
Line9_3_11 | 0 | 0 | 0 | 0 | 0 | 0 | 0 | 0 | 0 | 0 | 0 | 0 | 0.72372 | 0.72372 | -7.6495 | -7.6495

## LLL_max_fault_6
name | pf_ikss_from_ka | pf_ikss_to_ka | pf_ip_from_ka | pf_ip_to_ka | pf_skss_from_mw | pf_skss_to_mw | pf_p_from_mw | pf_p_to_mw | pf_q_from_mvar | pf_q_to_mvar | pf_ikss_from_degree | pf_ikss_to_degree | pf_vm_from_pu | pf_vm_to_pu | pf_va_from_degree | pf_va_to_degree
Line0_1_2 | 0 | 0 | 0 | 0 | 0 | 0 | 0 | 0 | 0 | 0 | 0 | 0 | 1.0474 | 1.0474 | -0.12051 | -0.12051
Line10_11_12 | 0 | 0 | 0 | 0 | 0 | 0 | 0 | 0 | 0 | 0 | 0 | 0 | 1.0474 | 1.0474 | -0.12051 | -0.12051
Line11_12_13 | 0 | 0 | 0 | 0 | 0 | 0 | 0 | 0 | 0 | 0 | 0 | 0 | 1.0474 | 1.0474 | -0.12051 | -0.12051
Line12_13_15 | 0 | 0 | 0 | 0 | 0 | 0 | 0 | 0 | 0 | 0 | 0 | 0 | 1.0474 | 1.0474 | -0.12051 | -0.12051
Line13_13_14 | 0 | 0 | 0 | 0 | 0 | 0 | 0 | 0 | 0 | 0 | 0 | 0 | 1.0474 | 1.0474 | -0.12051 | -0.12051
Line14_15_16 | 0 | 0 | 0 | 0 | 0 | 0 | 0 | 0 | 0 | 0 | 0 | 0 | 1.0474 | 1.0474 | -0.12051 | -0.12051
Line15_16_17 | 0 | 0 | 0 | 0 | 0 | 0 | 0 | 0 | 0 | 0 | 0 | 0 | 1.0474 | 1.0474 | -0.12051 | -0.12051
Line16_4_18 | 0.034003 | 0.034003 | 0 | 0.065681 | 0.023558 | 0.023558 | 0.017378 | -0.017343 | 0.017412 | -0.017343 | -45.2344 | 134.7656 | 1.0442 | 1.0411 | -0.17729 | -0.23442
Line17_5_19 | 0 | 0 | 0 | 0 | 0 | 0 | 0 | 0 | 0 | 0 | 0 | 0 | 1.0474 | 1.0474 | -0.12051 | -0.12051
Line1_1_3 | 0 | 0 | 0 | 0 | 0 | 0 | 0 | 0 | 0 | 0 | 0 | 0 | 1.0474 | 1.0474 | -0.12051 | -0.12051
Line2_1_4 | 0.034003 | 0.034003 | 0 | 0 | 0.023558 | 0.023558 | 0.017412 | -0.017378 | 0.017482 | -0.017412 | -45.2344 | 134.7656 | 1.0474 | 1.0442 | -0.12051 | -0.17729
Line3_1_5 | 0 | 0 | 0 | 0 | 0 | 0 | 0 | 0 | 0 | 0 | 0 | 0 | 1.0474 | 1.0474 | -0.12051 | -0.12051
Line4_2_6 | 0 | 0 | 0 | 0 | 0 | 0 | 0 | 0 | 0 | 0 | 0 | 0 | 1.0474 | 1.0474 | -0.12051 | -0.12051
Line5_6_7 | 0 | 0 | 0 | 0 | 0 | 0 | 0 | 0 | 0 | 0 | 0 | 0 | 1.0474 | 1.0474 | -0.12051 | -0.12051
Line6_7_8 | 0 | 0 | 0 | 0 | 0 | 0 | 0 | 0 | 0 | 0 | 0 | 0 | 1.0474 | 1.0474 | -0.12051 | -0.12051
Line7_8_9 | 0 | 0 | 0 | 0 | 0 | 0 | 0 | 0 | 0 | 0 | 0 | 0 | 1.0474 | 1.0474 | -0.12051 | -0.12051
Line8_8_10 | 0 | 0 | 0 | 0 | 0 | 0 | 0 | 0 | 0 | 0 | 0 | 0 | 1.0474 | 1.0474 | -0.12051 | -0.12051
Line9_3_11 | 0 | 0 | 0 | 0 | 0 | 0 | 0 | 0 | 0 | 0 | 0 | 0 | 1.0474 | 1.0474 | -0.12051 | -0.12051

## LLL_max_fault_10
name | pf_ikss_from_ka | pf_ikss_to_ka | pf_ip_from_ka | pf_ip_to_ka | pf_skss_from_mw | pf_skss_to_mw | pf_p_from_mw | pf_p_to_mw | pf_q_from_mvar | pf_q_to_mvar | pf_ikss_from_degree | pf_ikss_to_degree | pf_vm_from_pu | pf_vm_to_pu | pf_va_from_degree | pf_va_to_degree
Line0_1_2 | 0 | 0 | 0 | 0 | 0 | 0 | 0 | 0 | 0 | 0 | 0 | 0 | 1.0971 | 1.0971 | -0.12619 | -0.12619
Line10_11_12 | 0 | 0 | 0 | 0 | 0 | 0 | 0 | 0 | 0 | 0 | 0 | 0 | 1.0971 | 1.0971 | -0.12619 | -0.12619
Line11_12_13 | 0 | 0 | 0 | 0 | 0 | 0 | 0 | 0 | 0 | 0 | 0 | 0 | 1.0971 | 1.0971 | -0.12619 | -0.12619
Line12_13_15 | 0 | 0 | 0 | 0 | 0 | 0 | 0 | 0 | 0 | 0 | 0 | 0 | 1.0971 | 1.0971 | -0.12619 | -0.12619
Line13_13_14 | 0 | 0 | 0 | 0 | 0 | 0 | 0 | 0 | 0 | 0 | 0 | 0 | 1.0971 | 1.0971 | -0.12619 | -0.12619
Line14_15_16 | 0 | 0 | 0 | 0 | 0 | 0 | 0 | 0 | 0 | 0 | 0 | 0 | 1.0971 | 1.0971 | -0.12619 | -0.12619
Line15_16_17 | 0 | 0 | 0 | 0 | 0 | 0 | 0 | 0 | 0 | 0 | 0 | 0 | 1.0971 | 1.0971 | -0.12619 | -0.12619
Line16_4_18 | 0.035618 | 0.035618 | 0 | 0.069037 | 0.024677 | 0.024677 | 0.019068 | -0.01903 | 0.019106 | -0.01903 | -45.2401 | 134.7599 | 1.0938 | 1.0906 | -0.18297 | -0.2401
Line17_5_19 | 0 | 0 | 0 | 0 | 0 | 0 | 0 | 0 | 0 | 0 | 0 | 0 | 1.0971 | 1.0971 | -0.12619 | -0.12619
Line1_1_3 | 0 | 0 | 0 | 0 | 0 | 0 | 0 | 0 | 0 | 0 | 0 | 0 | 1.0971 | 1.0971 | -0.12619 | -0.12619
Line2_1_4 | 0.035618 | 0.035618 | 0 | 0 | 0.024677 | 0.024677 | 0.019106 | -0.019068 | 0.019182 | -0.019106 | -45.2401 | 134.7599 | 1.0971 | 1.0938 | -0.12619 | -0.18297
Line3_1_5 | 0 | 0 | 0 | 0 | 0 | 0 | 0 | 0 | 0 | 0 | 0 | 0 | 1.0971 | 1.0971 | -0.12619 | -0.12619
Line4_2_6 | 0 | 0 | 0 | 0 | 0 | 0 | 0 | 0 | 0 | 0 | 0 | 0 | 1.0971 | 1.0971 | -0.12619 | -0.12619
Line5_6_7 | 0 | 0 | 0 | 0 | 0 | 0 | 0 | 0 | 0 | 0 | 0 | 0 | 1.0971 | 1.0971 | -0.12619 | -0.12619
Line6_7_8 | 0 | 0 | 0 | 0 | 0 | 0 | 0 | 0 | 0 | 0 | 0 | 0 | 1.0971 | 1.0971 | -0.12619 | -0.12619
Line7_8_9 | 0 | 0 | 0 | 0 | 0 | 0 | 0 | 0 | 0 | 0 | 0 | 0 | 1.0971 | 1.0971 | -0.12619 | -0.12619
Line8_8_10 | 0 | 0 | 0 | 0 | 0 | 0 | 0 | 0 | 0 | 0 | 0 | 0 | 1.0971 | 1.0971 | -0.12619 | -0.12619
Line9_3_11 | 0 | 0 | 0 | 0 | 0 | 0 | 0 | 0 | 0 | 0 | 0 | 0 | 1.0971 | 1.0971 | -0.12619 | -0.12619

## LLL_min_6
name | pf_ikss_from_ka | pf_ikss_to_ka | pf_ip_from_ka | pf_ip_to_ka | pf_skss_from_mw | pf_skss_to_mw | pf_p_from_mw | pf_p_to_mw | pf_q_from_mvar | pf_q_to_mvar | pf_ikss_from_degree | pf_ikss_to_degree | pf_vm_from_pu | pf_vm_to_pu | pf_va_from_degree | pf_va_to_degree
Line0_1_2 | 0 | 0 | 0 | 0 | 0 | 0 | 0 | 0 | 0 | 0 | 0 | 0 | 0.695 | 0.695 | -11.6026 | -11.6026
Line10_11_12 | 0 | 0 | 0 | 0 | 0 | 0 | 0 | 0 | 0 | 0 | 0 | 0 | 0.695 | 0.695 | -11.6026 | -11.6026
Line11_12_13 | 0 | 0 | 0 | 0 | 0 | 0 | 0 | 0 | 0 | 0 | 0 | 0 | 0.695 | 0.695 | -11.6026 | -11.6026
Line12_13_15 | 0 | 0 | 0 | 0 | 0 | 0 | 0 | 0 | 0 | 0 | 0 | 0 | 0.695 | 0.695 | -11.6026 | -11.6026
Line13_13_14 | 0 | 0 | 0 | 0 | 0 | 0 | 0 | 0 | 0 | 0 | 0 | 0 | 0.695 | 0.695 | -11.6026 | -11.6026
Line14_15_16 | 0 | 0 | 0 | 0 | 0 | 0 | 0 | 0 | 0 | 0 | 0 | 0 | 0.695 | 0.695 | -11.6026 | -11.6026
Line15_16_17 | 0 | 0 | 0 | 0 | 0 | 0 | 0 | 0 | 0 | 0 | 0 | 0 | 0.695 | 0.695 | -11.6026 | -11.6026
Line16_4_18 | 2.8946 | 2.8946 | 0 | 4.7808 | 2.0055 | 2.0055 | 0.48263 | -1e-07 | 0.50274 | -1e-07 | -57.7717 | 122.2283 | 0.3475 | 0 | -11.6026 | 0
Line17_5_19 | 0 | 0 | 0 | 0 | 0 | 0 | 0 | 0 | 0 | 0 | 0 | 0 | 0.695 | 0.695 | -11.6026 | -11.6026
Line1_1_3 | 0 | 0 | 0 | 0 | 0 | 0 | 0 | 0 | 0 | 0 | 0 | 0 | 0.695 | 0.695 | -11.6026 | -11.6026
Line2_1_4 | 2.8946 | 2.8946 | 0 | 0 | 2.0055 | 2.0055 | 0.96525 | -0.48263 | 1.0055 | -0.50274 | -57.7717 | 122.2283 | 0.695 | 0.3475 | -11.6026 | -11.6026
Line3_1_5 | 0 | 0 | 0 | 0 | 0 | 0 | 0 | 0 | 0 | 0 | 0 | 0 | 0.695 | 0.695 | -11.6026 | -11.6026
Line4_2_6 | 0 | 0 | 0 | 0 | 0 | 0 | 0 | 0 | 0 | 0 | 0 | 0 | 0.695 | 0.695 | -11.6026 | -11.6026
Line5_6_7 | 0 | 0 | 0 | 0 | 0 | 0 | 0 | 0 | 0 | 0 | 0 | 0 | 0.695 | 0.695 | -11.6026 | -11.6026
Line6_7_8 | 0 | 0 | 0 | 0 | 0 | 0 | 0 | 0 | 0 | 0 | 0 | 0 | 0.695 | 0.695 | -11.6026 | -11.6026
Line7_8_9 | 0 | 0 | 0 | 0 | 0 | 0 | 0 | 0 | 0 | 0 | 0 | 0 | 0.695 | 0.695 | -11.6026 | -11.6026
Line8_8_10 | 0 | 0 | 0 | 0 | 0 | 0 | 0 | 0 | 0 | 0 | 0 | 0 | 0.695 | 0.695 | -11.6026 | -11.6026
Line9_3_11 | 0 | 0 | 0 | 0 | 0 | 0 | 0 | 0 | 0 | 0 | 0 | 0 | 0.695 | 0.695 | -11.6026 | -11.6026

## LLL_min_10
name | pf_ikss_from_ka | pf_ikss_to_ka | pf_ip_from_ka | pf_ip_to_ka | pf_skss_from_mw | pf_skss_to_mw | pf_p_from_mw | pf_p_to_mw | pf_q_from_mvar | pf_q_to_mvar | pf_ikss_from_degree | pf_ikss_to_degree | pf_vm_from_pu | pf_vm_to_pu | pf_va_from_degree | pf_va_to_degree
Line0_1_2 | 0 | 0 | 0 | 0 | 0 | 0 | 0 | 0 | 0 | 0 | 0 | 0 | 0.65842 | 0.65842 | -11.6026 | -11.6026
Line10_11_12 | 0 | 0 | 0 | 0 | 0 | 0 | 0 | 0 | 0 | 0 | 0 | 0 | 0.65842 | 0.65842 | -11.6026 | -11.6026
Line11_12_13 | 0 | 0 | 0 | 0 | 0 | 0 | 0 | 0 | 0 | 0 | 0 | 0 | 0.65842 | 0.65842 | -11.6026 | -11.6026
Line12_13_15 | 0 | 0 | 0 | 0 | 0 | 0 | 0 | 0 | 0 | 0 | 0 | 0 | 0.65842 | 0.65842 | -11.6026 | -11.6026
Line13_13_14 | 0 | 0 | 0 | 0 | 0 | 0 | 0 | 0 | 0 | 0 | 0 | 0 | 0.65842 | 0.65842 | -11.6026 | -11.6026
Line14_15_16 | 0 | 0 | 0 | 0 | 0 | 0 | 0 | 0 | 0 | 0 | 0 | 0 | 0.65842 | 0.65842 | -11.6026 | -11.6026
Line15_16_17 | 0 | 0 | 0 | 0 | 0 | 0 | 0 | 0 | 0 | 0 | 0 | 0 | 0.65842 | 0.65842 | -11.6026 | -11.6026
Line16_4_18 | 2.7423 | 2.7423 | 0 | 4.5292 | 1.8999 | 1.8999 | 0.43316 | -1e-07 | 0.45121 | -1e-07 | -57.7717 | 122.2283 | 0.32921 | 0 | -11.6026 | 0
Line17_5_19 | 0 | 0 | 0 | 0 | 0 | 0 | 0 | 0 | 0 | 0 | 0 | 0 | 0.65842 | 0.65842 | -11.6026 | -11.6026
Line1_1_3 | 0 | 0 | 0 | 0 | 0 | 0 | 0 | 0 | 0 | 0 | 0 | 0 | 0.65842 | 0.65842 | -11.6026 | -11.6026
Line2_1_4 | 2.7423 | 2.7423 | 0 | 0 | 1.8999 | 1.8999 | 0.86632 | -0.43316 | 0.90242 | -0.45121 | -57.7717 | 122.2283 | 0.65842 | 0.32921 | -11.6026 | -11.6026
Line3_1_5 | 0 | 0 | 0 | 0 | 0 | 0 | 0 | 0 | 0 | 0 | 0 | 0 | 0.65842 | 0.65842 | -11.6026 | -11.6026
Line4_2_6 | 0 | 0 | 0 | 0 | 0 | 0 | 0 | 0 | 0 | 0 | 0 | 0 | 0.65842 | 0.65842 | -11.6026 | -11.6026
Line5_6_7 | 0 | 0 | 0 | 0 | 0 | 0 | 0 | 0 | 0 | 0 | 0 | 0 | 0.65842 | 0.65842 | -11.6026 | -11.6026
Line6_7_8 | 0 | 0 | 0 | 0 | 0 | 0 | 0 | 0 | 0 | 0 | 0 | 0 | 0.65842 | 0.65842 | -11.6026 | -11.6026
Line7_8_9 | 0 | 0 | 0 | 0 | 0 | 0 | 0 | 0 | 0 | 0 | 0 | 0 | 0.65842 | 0.65842 | -11.6026 | -11.6026
Line8_8_10 | 0 | 0 | 0 | 0 | 0 | 0 | 0 | 0 | 0 | 0 | 0 | 0 | 0.65842 | 0.65842 | -11.6026 | -11.6026
Line9_3_11 | 0 | 0 | 0 | 0 | 0 | 0 | 0 | 0 | 0 | 0 | 0 | 0 | 0.65842 | 0.65842 | -11.6026 | -11.6026

## LLL_min_fault_6
name | pf_ikss_from_ka | pf_ikss_to_ka | pf_ip_from_ka | pf_ip_to_ka | pf_skss_from_mw | pf_skss_to_mw | pf_p_from_mw | pf_p_to_mw | pf_q_from_mvar | pf_q_to_mvar | pf_ikss_from_degree | pf_ikss_to_degree | pf_vm_from_pu | pf_vm_to_pu | pf_va_from_degree | pf_va_to_degree
Line0_1_2 | 0 | 0 | 0 | 0 | 0 | 0 | 0 | 0 | 0 | 0 | 0 | 0 | 0.94754 | 0.94754 | -0.12527 | -0.12527
Line10_11_12 | 0 | 0 | 0 | 0 | 0 | 0 | 0 | 0 | 0 | 0 | 0 | 0 | 0.94754 | 0.94754 | -0.12527 | -0.12527
Line11_12_13 | 0 | 0 | 0 | 0 | 0 | 0 | 0 | 0 | 0 | 0 | 0 | 0 | 0.94754 | 0.94754 | -0.12527 | -0.12527
Line12_13_15 | 0 | 0 | 0 | 0 | 0 | 0 | 0 | 0 | 0 | 0 | 0 | 0 | 0.94754 | 0.94754 | -0.12527 | -0.12527
Line13_13_14 | 0 | 0 | 0 | 0 | 0 | 0 | 0 | 0 | 0 | 0 | 0 | 0 | 0.94754 | 0.94754 | -0.12527 | -0.12527
Line14_15_16 | 0 | 0 | 0 | 0 | 0 | 0 | 0 | 0 | 0 | 0 | 0 | 0 | 0.94754 | 0.94754 | -0.12527 | -0.12527
Line15_16_17 | 0 | 0 | 0 | 0 | 0 | 0 | 0 | 0 | 0 | 0 | 0 | 0 | 0.94754 | 0.94754 | -0.12527 | -0.12527
Line16_4_18 | 0.030706 | 0.030706 | 0 | 0.050714 | 0.021274 | 0.021274 | 0.014197 | -0.014143 | 0.014199 | -0.014143 | -45.1344 | 134.8656 | 0.94385 | 0.94017 | -0.1298 | -0.13436
Line17_5_19 | 0 | 0 | 0 | 0 | 0 | 0 | 0 | 0 | 0 | 0 | 0 | 0 | 0.94754 | 0.94754 | -0.12527 | -0.12527
Line1_1_3 | 0 | 0 | 0 | 0 | 0 | 0 | 0 | 0 | 0 | 0 | 0 | 0 | 0.94754 | 0.94754 | -0.12527 | -0.12527
Line2_1_4 | 0.030706 | 0.030706 | 0 | 0 | 0.021274 | 0.021274 | 0.014251 | -0.014197 | 0.014256 | -0.014199 | -45.1344 | 134.8656 | 0.94754 | 0.94385 | -0.12527 | -0.1298
Line3_1_5 | 0 | 0 | 0 | 0 | 0 | 0 | 0 | 0 | 0 | 0 | 0 | 0 | 0.94754 | 0.94754 | -0.12527 | -0.12527
Line4_2_6 | 0 | 0 | 0 | 0 | 0 | 0 | 0 | 0 | 0 | 0 | 0 | 0 | 0.94754 | 0.94754 | -0.12527 | -0.12527
Line5_6_7 | 0 | 0 | 0 | 0 | 0 | 0 | 0 | 0 | 0 | 0 | 0 | 0 | 0.94754 | 0.94754 | -0.12527 | -0.12527
Line6_7_8 | 0 | 0 | 0 | 0 | 0 | 0 | 0 | 0 | 0 | 0 | 0 | 0 | 0.94754 | 0.94754 | -0.12527 | -0.12527
Line7_8_9 | 0 | 0 | 0 | 0 | 0 | 0 | 0 | 0 | 0 | 0 | 0 | 0 | 0.94754 | 0.94754 | -0.12527 | -0.12527
Line8_8_10 | 0 | 0 | 0 | 0 | 0 | 0 | 0 | 0 | 0 | 0 | 0 | 0 | 0.94754 | 0.94754 | -0.12527 | -0.12527
Line9_3_11 | 0 | 0 | 0 | 0 | 0 | 0 | 0 | 0 | 0 | 0 | 0 | 0 | 0.94754 | 0.94754 | -0.12527 | -0.12527

## LLL_min_fault_10
name | pf_ikss_from_ka | pf_ikss_to_ka | pf_ip_from_ka | pf_ip_to_ka | pf_skss_from_mw | pf_skss_to_mw | pf_p_from_mw | pf_p_to_mw | pf_q_from_mvar | pf_q_to_mvar | pf_ikss_from_degree | pf_ikss_to_degree | pf_vm_from_pu | pf_vm_to_pu | pf_va_from_degree | pf_va_to_degree
Line0_1_2 | 0 | 0 | 0 | 0 | 0 | 0 | 0 | 0 | 0 | 0 | 0 | 0 | 0.89767 | 0.89767 | -0.12527 | -0.12527
Line10_11_12 | 0 | 0 | 0 | 0 | 0 | 0 | 0 | 0 | 0 | 0 | 0 | 0 | 0.89767 | 0.89767 | -0.12527 | -0.12527
Line11_12_13 | 0 | 0 | 0 | 0 | 0 | 0 | 0 | 0 | 0 | 0 | 0 | 0 | 0.89767 | 0.89767 | -0.12527 | -0.12527
Line12_13_15 | 0 | 0 | 0 | 0 | 0 | 0 | 0 | 0 | 0 | 0 | 0 | 0 | 0.89767 | 0.89767 | -0.12527 | -0.12527
Line13_13_14 | 0 | 0 | 0 | 0 | 0 | 0 | 0 | 0 | 0 | 0 | 0 | 0 | 0.89767 | 0.89767 | -0.12527 | -0.12527
Line14_15_16 | 0 | 0 | 0 | 0 | 0 | 0 | 0 | 0 | 0 | 0 | 0 | 0 | 0.89767 | 0.89767 | -0.12527 | -0.12527
Line15_16_17 | 0 | 0 | 0 | 0 | 0 | 0 | 0 | 0 | 0 | 0 | 0 | 0 | 0.89767 | 0.89767 | -0.12527 | -0.12527
Line16_4_18 | 0.02909 | 0.02909 | 0 | 0.048045 | 0.020154 | 0.020154 | 0.012742 | -0.012693 | 0.012744 | -0.012693 | -45.1344 | 134.8656 | 0.89418 | 0.89069 | -0.1298 | -0.13436
Line17_5_19 | 0 | 0 | 0 | 0 | 0 | 0 | 0 | 0 | 0 | 0 | 0 | 0 | 0.89767 | 0.89767 | -0.12527 | -0.12527
Line1_1_3 | 0 | 0 | 0 | 0 | 0 | 0 | 0 | 0 | 0 | 0 | 0 | 0 | 0.89767 | 0.89767 | -0.12527 | -0.12527
Line2_1_4 | 0.02909 | 0.02909 | 0 | 0 | 0.020154 | 0.020154 | 0.012791 | -0.012742 | 0.012795 | -0.012744 | -45.1344 | 134.8656 | 0.89767 | 0.89418 | -0.12527 | -0.1298
Line3_1_5 | 0 | 0 | 0 | 0 | 0 | 0 | 0 | 0 | 0 | 0 | 0 | 0 | 0.89767 | 0.89767 | -0.12527 | -0.12527
Line4_2_6 | 0 | 0 | 0 | 0 | 0 | 0 | 0 | 0 | 0 | 0 | 0 | 0 | 0.89767 | 0.89767 | -0.12527 | -0.12527
Line5_6_7 | 0 | 0 | 0 | 0 | 0 | 0 | 0 | 0 | 0 | 0 | 0 | 0 | 0.89767 | 0.89767 | -0.12527 | -0.12527
Line6_7_8 | 0 | 0 | 0 | 0 | 0 | 0 | 0 | 0 | 0 | 0 | 0 | 0 | 0.89767 | 0.89767 | -0.12527 | -0.12527
Line7_8_9 | 0 | 0 | 0 | 0 | 0 | 0 | 0 | 0 | 0 | 0 | 0 | 0 | 0.89767 | 0.89767 | -0.12527 | -0.12527
Line8_8_10 | 0 | 0 | 0 | 0 | 0 | 0 | 0 | 0 | 0 | 0 | 0 | 0 | 0.89767 | 0.89767 | -0.12527 | -0.12527
Line9_3_11 | 0 | 0 | 0 | 0 | 0 | 0 | 0 | 0 | 0 | 0 | 0 | 0 | 0.89767 | 0.89767 | -0.12527 | -0.12527

## LL_max_6
name | pf_ikss_a_from_ka | pf_ikss_b_from_ka | pf_ikss_c_from_ka | pf_ikss_a_to_ka | pf_ikss_b_to_ka | pf_ikss_c_to_ka | pf_skss_a_from_mw | pf_skss_b_from_mw | pf_skss_c_from_mw | pf_skss_a_to_mw | pf_skss_b_to_mw | pf_skss_c_to_mw | pf_p_a_from_mw | pf_p_b_from_mw | pf_p_c_from_mw | pf_p_a_to_mw | pf_p_b_to_mw | pf_p_c_to_mw | pf_q_a_from_mvar | pf_q_b_from_mvar | pf_q_c_from_mvar | pf_q_a_to_mvar | pf_q_b_to_mvar | pf_q_c_to_mvar | pf_ikss_a_from_degree | pf_ikss_b_from_degree | pf_ikss_c_from_degree | pf_ikss_a_to_degree | pf_ikss_b_to_degree | pf_ikss_c_to_degree | pf_vm_a_from_pu | pf_vm_b_from_pu | pf_vm_c_from_pu | pf_vm_a_to_pu | pf_vm_b_to_pu | pf_vm_c_to_pu | pf_va_a_from_degree | pf_va_b_from_degree | pf_va_c_from_degree | pf_va_a_to_degree | pf_va_b_to_degree | pf_va_c_to_degree
Line0_1_2 | 0 | 0 | 0 | 0 | 0 | 0 | 0 | 0 | 0 | 0 | 0 | 0 | 3.1086e-16 | -3.0235e-09 | -4.8365e-09 | -3.8858e-16 | 3.0235e-09 | 4.8365e-09 | -3.8858e-17 | 5.1114e-09 | -1.9712e-09 | 7.7716e-17 | -5.1114e-09 | 1.9712e-09 | 0 | 0 | 0 | 0 | 0 | 0 | 1.05 | 0.85292 | 0.7501 | 1.05 | 0.85292 | 0.7501 | 5.5672e-12 | -135.0364 | 126.5322 | 5.561e-12 | -135.0364 | 126.5322
Line10_11_12 | 0 | 0 | 0 | 0 | 0 | 0 | 0 | 0 | 0 | 0 | 0 | 0 | 5.0515e-16 | -3.0235e-09 | -4.8365e-09 | -4.2744e-16 | 3.0235e-09 | 4.8365e-09 | 1.9429e-17 | 5.1114e-09 | -1.9712e-09 | -1.9429e-17 | -5.1114e-09 | 1.9712e-09 | 0 | 0 | 0 | 0 | 0 | 0 | 1.05 | 0.85292 | 0.7501 | 1.05 | 0.85292 | 0.7501 | 5.5446e-12 | -135.0364 | 126.5322 | 5.5353e-12 | -135.0364 | 126.5322
Line11_12_13 | 0 | 0 | 0 | 0 | 0 | 0 | 0 | 0 | 0 | 0 | 0 | 0 | 4.2744e-16 | -2.5196e-09 | -4.0305e-09 | -4.6629e-16 | 2.5196e-09 | 4.0305e-09 | 4.1294e-29 | 4.2595e-09 | -1.6426e-09 | 3.8858e-17 | -4.2595e-09 | 1.6426e-09 | 0 | 0 | 0 | 0 | 0 | 0 | 1.05 | 0.85292 | 0.7501 | 1.05 | 0.85292 | 0.7501 | 5.5353e-12 | -135.0364 | 126.5322 | 5.5281e-12 | -135.0364 | 126.5322
Line12_13_15 | 0 | 0 | 0 | 0 | 0 | 0 | 0 | 0 | 0 | 0 | 0 | 0 | 1.9429e-16 | -1.5118e-09 | -2.4183e-09 | -2.3315e-16 | 1.5118e-09 | 2.4183e-09 | 9.7145e-17 | 2.5557e-09 | -9.8558e-10 | -7.7716e-17 | -2.5557e-09 | 9.8558e-10 | 0 | 0 | 0 | 0 | 0 | 0 | 1.05 | 0.85292 | 0.7501 | 1.05 | 0.85292 | 0.7501 | 5.5281e-12 | -135.0364 | 126.5322 | 5.5246e-12 | -135.0364 | 126.5322
Line13_13_14 | 0 | 0 | 0 | 0 | 0 | 0 | 0 | 0 | 0 | 0 | 0 | 0 | -1.8746e-30 | -5.0392e-10 | -8.0609e-10 | 0 | 5.0392e-10 | 8.0609e-10 | 1.9429e-17 | 8.5191e-10 | -3.2853e-10 | 0 | -8.5191e-10 | 3.2853e-10 | 0 | 0 | 0 | 0 | 0 | 0 | 1.05 | 0.85292 | 0.7501 | 1.05 | 0.85292 | 0.7501 | 5.5281e-12 | -135.0364 | 126.5322 | 5.5271e-12 | -135.0364 | 126.5322
Line14_15_16 | 0 | 0 | 0 | 0 | 0 | 0 | 0 | 0 | 0 | 0 | 0 | 0 | 1.1657e-16 | -1.0078e-09 | -1.6122e-09 | -7.7716e-17 | 1.0078e-09 | 1.6122e-09 | 1.9429e-17 | 1.7038e-09 | -6.5706e-10 | -1.9429e-17 | -1.7038e-09 | 6.5706e-10 | 0 | 0 | 0 | 0 | 0 | 0 | 1.05 | 0.85292 | 0.7501 | 1.05 | 0.85292 | 0.7501 | 5.5246e-12 | -135.0364 | 126.5322 | 5.5228e-12 | -135.0364 | 126.5322
Line15_16_17 | 0 | 0 | 0 | 0 | 0 | 0 | 0 | 0 | 0 | 0 | 0 | 0 | -3.8858e-17 | -5.0392e-10 | -8.0609e-10 | 3.8858e-17 | 5.0392e-10 | 8.0609e-10 | -3.7455e-30 | 8.5191e-10 | -3.2853e-10 | 1.9429e-17 | -8.5191e-10 | 3.2853e-10 | 0 | 0 | 0 | 0 | 0 | 0 | 1.05 | 0.85292 | 0.7501 | 1.05 | 0.85292 | 0.7501 | 5.5228e-12 | -135.0364 | 126.5322 | 5.5223e-12 | -135.0364 | 126.5322
Line16_4_18 | 0 | 3.1387 | 3.1387 | 0 | 3.1387 | 3.1387 | 0 | 0.72485 | 0.72485 | 0 | 0.72485 | 0.72485 | 3.1086e-16 | 0.45801 | -0.26098 | -3.1086e-16 | -0.3595 | 0.3595 | -2.72e-16 | 0.072221 | 0.32184 | 2.72e-16 | 0.12481 | -0.12481 | 0 | -160.8543 | 19.1457 | 0 | 19.1457 | -160.8543 | 1.05 | 0.63968 | 0.57164 | 1.05 | 0.525 | 0.525 | 5.563e-12 | -151.8935 | 148.1848 | 5.5614e-12 | 180 | 180
Line17_5_19 | 0 | 0 | 0 | 0 | 0 | 0 | 0 | 0 | 0 | 0 | 0 | 0 | 5.6616e-30 | -5.0392e-10 | -8.0609e-10 | -3.8858e-17 | 5.0392e-10 | 8.0609e-10 | -5.8287e-17 | 8.5191e-10 | -3.2853e-10 | 5.8287e-17 | -8.5191e-10 | 3.2853e-10 | 0 | 0 | 0 | 0 | 0 | 0 | 1.05 | 0.85292 | 0.7501 | 1.05 | 0.85292 | 0.7501 | 5.5653e-12 | -135.0364 | 126.5322 | 5.5648e-12 | -135.0364 | 126.5322
Line1_1_3 | 0 | 0 | 0 | 0 | 0 | 0 | 0 | 0 | 0 | 0 | 0 | 0 | 7.383e-16 | -4.0313e-09 | -6.4487e-09 | -8.1601e-16 | 4.0313e-09 | 6.4487e-09 | 7.7716e-17 | 6.8153e-09 | -2.6282e-09 | -5.8287e-17 | -6.8153e-09 | 2.6282e-09 | 0 | 0 | 0 | 0 | 0 | 0 | 1.05 | 0.85292 | 0.7501 | 1.05 | 0.85292 | 0.7501 | 5.5672e-12 | -135.0364 | 126.5322 | 5.5551e-12 | -135.0364 | 126.5322
Line2_1_4 | 0 | 3.1387 | 3.1387 | 0 | 3.1387 | 3.1387 | 0 | 0.72485 | 0.72485 | 0 | 0.72485 | 0.72485 | 7.7716e-17 | 0.55653 | -0.16247 | -2.3315e-16 | -0.45801 | 0.26098 | 3.8858e-17 | 0.26925 | 0.51887 | -3.8858e-17 | -0.072221 | -0.32184 | 0 | -160.8543 | 19.1457 | 0 | 19.1457 | -160.8543 | 1.05 | 0.85292 | 0.7501 | 1.05 | 0.63968 | 0.57164 | 5.5672e-12 | -135.0364 | 126.5322 | 5.563e-12 | -151.8935 | 148.1848
Line3_1_5 | 0 | 0 | 0 | 0 | 0 | 0 | 0 | 0 | 0 | 0 | 0 | 0 | -3.7756e-30 | -1.0078e-09 | -1.6122e-09 | -1.5543e-16 | 1.0078e-09 | 1.6122e-09 | 3.8858e-17 | 1.7038e-09 | -6.5706e-10 | -1.9429e-17 | -1.7038e-09 | 6.5706e-10 | 0 | 0 | 0 | 0 | 0 | 0 | 1.05 | 0.85292 | 0.7501 | 1.05 | 0.85292 | 0.7501 | 5.5672e-12 | -135.0364 | 126.5322 | 5.5653e-12 | -135.0364 | 126.5322
Line4_2_6 | 0 | 0 | 0 | 0 | 0 | 0 | 0 | 0 | 0 | 0 | 0 | 0 | 2.72e-16 | -2.5196e-09 | -4.0305e-09 | -3.1086e-16 | 2.5196e-09 | 4.0305e-09 | -1.9429e-17 | 4.2595e-09 | -1.6426e-09 | -3.015e-29 | -4.2595e-09 | 1.6426e-09 | 0 | 0 | 0 | 0 | 0 | 0 | 1.05 | 0.85292 | 0.7501 | 1.05 | 0.85292 | 0.7501 | 5.561e-12 | -135.0364 | 126.5322 | 5.557e-12 | -135.0364 | 126.5322
Line5_6_7 | 0 | 0 | 0 | 0 | 0 | 0 | 0 | 0 | 0 | 0 | 0 | 0 | 1.5543e-16 | -2.0157e-09 | -3.2244e-09 | -1.5543e-16 | 2.0157e-09 | 3.2244e-09 | -5.8287e-17 | 3.4076e-09 | -1.3141e-09 | 5.8287e-17 | -3.4076e-09 | 1.3141e-09 | 0 | 0 | 0 | 0 | 0 | 0 | 1.05 | 0.85292 | 0.7501 | 1.05 | 0.85292 | 0.7501 | 5.557e-12 | -135.0364 | 126.5322 | 5.5538e-12 | -135.0364 | 126.5322
Line6_7_8 | 0 | 0 | 0 | 0 | 0 | 0 | 0 | 0 | 0 | 0 | 0 | 0 | 1.9429e-16 | -1.5118e-09 | -2.4183e-09 | -1.9429e-16 | 1.5118e-09 | 2.4183e-09 | -1.1657e-16 | 2.5557e-09 | -9.8558e-10 | 7.7716e-17 | -2.5557e-09 | 9.8558e-10 | 0 | 0 | 0 | 0 | 0 | 0 | 1.05 | 0.85292 | 0.7501 | 1.05 | 0.85292 | 0.7501 | 5.5538e-12 | -135.0364 | 126.5322 | 5.5515e-12 | -135.0364 | 126.5322
Line7_8_9 | 0 | 0 | 0 | 0 | 0 | 0 | 0 | 0 | 0 | 0 | 0 | 0 | 1.8825e-30 | -5.0392e-10 | -8.0609e-10 | -7.7716e-17 | 5.0392e-10 | 8.0609e-10 | -1.9429e-17 | 8.5191e-10 | -3.2853e-10 | -7.5286e-30 | -8.5191e-10 | 3.2853e-10 | 0 | 0 | 0 | 0 | 0 | 0 | 1.05 | 0.85292 | 0.7501 | 1.05 | 0.85292 | 0.7501 | 5.5515e-12 | -135.0364 | 126.5322 | 5.5505e-12 | -135.0364 | 126.5322
Line8_8_10 | 0 | 0 | 0 | 0 | 0 | 0 | 0 | 0 | 0 | 0 | 0 | 0 | -3.8858e-17 | -5.0392e-10 | -8.0609e-10 | -3.8858e-17 | 5.0392e-10 | 8.0609e-10 | -1.9429e-17 | 8.5191e-10 | -3.2853e-10 | 1.9429e-17 | -8.5191e-10 | 3.2853e-10 | 0 | 0 | 0 | 0 | 0 | 0 | 1.05 | 0.85292 | 0.7501 | 1.05 | 0.85292 | 0.7501 | 5.5515e-12 | -135.0364 | 126.5322 | 5.5506e-12 | -135.0364 | 126.5322
Line9_3_11 | 0 | 0 | 0 | 0 | 0 | 0 | 0 | 0 | 0 | 0 | 0 | 0 | 6.2172e-16 | -3.5274e-09 | -5.6426e-09 | -6.2172e-16 | 3.5274e-09 | 5.6426e-09 | 1.1657e-16 | 5.9633e-09 | -2.2997e-09 | -1.1657e-16 | -5.9633e-09 | 2.2997e-09 | 0 | 0 | 0 | 0 | 0 | 0 | 1.05 | 0.85292 | 0.7501 | 1.05 | 0.85292 | 0.7501 | 5.5551e-12 | -135.0364 | 126.5322 | 5.5446e-12 | -135.0364 | 126.5322

## LL_max_10
name | pf_ikss_a_from_ka | pf_ikss_b_from_ka | pf_ikss_c_from_ka | pf_ikss_a_to_ka | pf_ikss_b_to_ka | pf_ikss_c_to_ka | pf_skss_a_from_mw | pf_skss_b_from_mw | pf_skss_c_from_mw | pf_skss_a_to_mw | pf_skss_b_to_mw | pf_skss_c_to_mw | pf_p_a_from_mw | pf_p_b_from_mw | pf_p_c_from_mw | pf_p_a_to_mw | pf_p_b_to_mw | pf_p_c_to_mw | pf_q_a_from_mvar | pf_q_b_from_mvar | pf_q_c_from_mvar | pf_q_a_to_mvar | pf_q_b_to_mvar | pf_q_c_to_mvar | pf_ikss_a_from_degree | pf_ikss_b_from_degree | pf_ikss_c_from_degree | pf_ikss_a_to_degree | pf_ikss_b_to_degree | pf_ikss_c_to_degree | pf_vm_a_from_pu | pf_vm_b_from_pu | pf_vm_c_from_pu | pf_vm_a_to_pu | pf_vm_b_to_pu | pf_vm_c_to_pu | pf_va_a_from_degree | pf_va_b_from_degree | pf_va_c_from_degree | pf_va_a_to_degree | pf_va_b_to_degree | pf_va_c_to_degree
Line0_1_2 | 0 | 0 | 0 | 0 | 0 | 0 | 0 | 0 | 0 | 0 | 0 | 0 | 4.0708e-16 | -3.3669e-09 | -5.3859e-09 | -4.885e-16 | 3.3669e-09 | 5.3859e-09 | 3.5191e-29 | 5.759e-09 | -2.262e-09 | -4.0708e-17 | -5.759e-09 | 2.262e-09 | 0 | 0 | 0 | 0 | 0 | 0 | 1.1 | 0.88719 | 0.77689 | 1.1 | 0.88719 | 0.77689 | 4.953e-12 | -135.5593 | 126.9102 | 4.9456e-12 | -135.5593 | 126.9102
Line10_11_12 | 0 | 0 | 0 | 0 | 0 | 0 | 0 | 0 | 0 | 0 | 0 | 0 | 6.1062e-16 | -3.3669e-09 | -5.3859e-09 | -6.1062e-16 | 3.3669e-09 | 5.3859e-09 | 8.1416e-17 | 5.759e-09 | -2.262e-09 | -5.2435e-29 | -5.759e-09 | 2.262e-09 | 0 | 0 | 0 | 0 | 0 | 0 | 1.1 | 0.88719 | 0.77689 | 1.1 | 0.88719 | 0.77689 | 4.9296e-12 | -135.5593 | 126.9102 | 4.92e-12 | -135.5593 | 126.9102
Line11_12_13 | 0 | 0 | 0 | 0 | 0 | 0 | 0 | 0 | 0 | 0 | 0 | 0 | 4.885e-16 | -2.8058e-09 | -4.4883e-09 | -5.6991e-16 | 2.8058e-09 | 4.4883e-09 | -4.0708e-17 | 4.7992e-09 | -1.885e-09 | 4.0708e-17 | -4.7992e-09 | 1.885e-09 | 0 | 0 | 0 | 0 | 0 | 0 | 1.1 | 0.88719 | 0.77689 | 1.1 | 0.88719 | 0.77689 | 4.92e-12 | -135.5593 | 126.9102 | 4.9126e-12 | -135.5593 | 126.9102
Line12_13_15 | 0 | 0 | 0 | 0 | 0 | 0 | 0 | 0 | 0 | 0 | 0 | 0 | 1.6283e-16 | -1.6835e-09 | -2.693e-09 | -2.4425e-16 | 1.6835e-09 | 2.693e-09 | 8.1416e-17 | 2.8795e-09 | -1.131e-09 | -8.1416e-17 | -2.8795e-09 | 1.131e-09 | 0 | 0 | 0 | 0 | 0 | 0 | 1.1 | 0.88719 | 0.77689 | 1.1 | 0.88719 | 0.77689 | 4.9126e-12 | -135.5593 | 126.9102 | 4.909e-12 | -135.5593 | 126.9102
Line13_13_14 | 0 | 0 | 0 | 0 | 0 | 0 | 0 | 0 | 0 | 0 | 0 | 0 | 3.4904e-30 | -5.6115e-10 | -8.9765e-10 | -4.0708e-17 | 5.6115e-10 | 8.9765e-10 | -4.0708e-17 | 9.5983e-10 | -3.77e-10 | 4.0708e-17 | -9.5983e-10 | 3.77e-10 | 0 | 0 | 0 | 0 | 0 | 0 | 1.1 | 0.88719 | 0.77689 | 1.1 | 0.88719 | 0.77689 | 4.9126e-12 | -135.5593 | 126.9102 | 4.9115e-12 | -135.5593 | 126.9102
Line14_15_16 | 0 | 0 | 0 | 0 | 0 | 0 | 0 | 0 | 0 | 0 | 0 | 0 | 8.1416e-17 | -1.1223e-09 | -1.7953e-09 | -8.1416e-17 | 1.1223e-09 | 1.7953e-09 | 8.1416e-17 | 1.9197e-09 | -7.54e-10 | -6.9729e-30 | -1.9197e-09 | 7.5399e-10 | 0 | 0 | 0 | 0 | 0 | 0 | 1.1 | 0.88719 | 0.77689 | 1.1 | 0.88719 | 0.77689 | 4.909e-12 | -135.5593 | 126.9102 | 4.9071e-12 | -135.5593 | 126.9102
Line15_16_17 | 0 | 0 | 0 | 0 | 0 | 0 | 0 | 0 | 0 | 0 | 0 | 0 | -1.2212e-16 | -5.6115e-10 | -8.9765e-10 | 1.2212e-16 | 5.6115e-10 | 8.9765e-10 | 4.0708e-17 | 9.5983e-10 | -3.77e-10 | 1.0458e-29 | -9.5983e-10 | 3.77e-10 | 0 | 0 | 0 | 0 | 0 | 0 | 1.1 | 0.88719 | 0.77689 | 1.1 | 0.88719 | 0.77689 | 4.9071e-12 | -135.5593 | 126.9102 | 4.9066e-12 | -135.5593 | 126.9102
Line16_4_18 | 0 | 3.2366 | 3.2366 | 0 | 3.2366 | 3.2366 | 0 | 0.74746 | 0.74746 | 0 | 0.74746 | 0.74746 | 0 | 0.49365 | -0.28415 | 0 | -0.3889 | 0.3889 | 0 | 0.07624 | 0.34278 | 0 | 0.13327 | -0.13327 | 0 | -161.0844 | 18.9156 | 0 | 18.9156 | -161.0844 | 1.1 | 0.66828 | 0.59567 | 1.1 | 0.55 | 0.55 | 4.9468e-12 | -152.305 | 148.5727 | 4.9447e-12 | 180 | 180
Line17_5_19 | 0 | 0 | 0 | 0 | 0 | 0 | 0 | 0 | 0 | 0 | 0 | 0 | 8.1416e-17 | -5.6115e-10 | -8.9765e-10 | -3.5174e-30 | 5.6115e-10 | 8.9765e-10 | -4.0708e-17 | 9.5983e-10 | -3.77e-10 | 4.0708e-17 | -9.5983e-10 | 3.77e-10 | 0 | 0 | 0 | 0 | 0 | 0 | 1.1 | 0.88719 | 0.77689 | 1.1 | 0.88719 | 0.77689 | 4.9513e-12 | -135.5593 | 126.9102 | 4.9507e-12 | -135.5593 | 126.9102
Line1_1_3 | 0 | 0 | 0 | 0 | 0 | 0 | 0 | 0 | 0 | 0 | 0 | 0 | 8.5487e-16 | -4.4892e-09 | -7.1812e-09 | -8.9558e-16 | 4.4892e-09 | 7.1812e-09 | 1.2212e-16 | 7.6787e-09 | -3.016e-09 | -8.1416e-17 | -7.6787e-09 | 3.016e-09 | 0 | 0 | 0 | 0 | 0 | 0 | 1.1 | 0.88719 | 0.77689 | 1.1 | 0.88719 | 0.77689 | 4.953e-12 | -135.5593 | 126.9102 | 4.9404e-12 | -135.5593 | 126.9102
Line2_1_4 | 0 | 3.2366 | 3.2366 | 0 | 3.2366 | 3.2366 | 0 | 0.74746 | 0.74746 | 0 | 0.74746 | 0.74746 | 1.6283e-16 | 0.59841 | -0.17939 | -1.6283e-16 | -0.49365 | 0.28415 | 1.4076e-29 | 0.28575 | 0.55229 | -1.4059e-29 | -0.07624 | -0.34278 | 0 | -161.0844 | 18.9156 | 0 | 18.9156 | -161.0844 | 1.1 | 0.88719 | 0.77689 | 1.1 | 0.66828 | 0.59567 | 4.953e-12 | -135.5593 | 126.9102 | 4.9468e-12 | -152.305 | 148.5727
Line3_1_5 | 0 | 0 | 0 | 0 | 0 | 0 | 0 | 0 | 0 | 0 | 0 | 0 | 8.1416e-17 | -1.1223e-09 | -1.7953e-09 | -8.1416e-17 | 1.1223e-09 | 1.7953e-09 | -4.0708e-17 | 1.9197e-09 | -7.5399e-10 | -7.0357e-30 | -1.9197e-09 | 7.5399e-10 | 0 | 0 | 0 | 0 | 0 | 0 | 1.1 | 0.88719 | 0.77689 | 1.1 | 0.88719 | 0.77689 | 4.953e-12 | -135.5593 | 126.9102 | 4.9513e-12 | -135.5593 | 126.9102
Line4_2_6 | 0 | 0 | 0 | 0 | 0 | 0 | 0 | 0 | 0 | 0 | 0 | 0 | 4.4779e-16 | -2.8058e-09 | -4.4883e-09 | -4.0708e-16 | 2.8058e-09 | 4.4883e-09 | 3.8652e-29 | 4.7992e-09 | -1.885e-09 | -3.5084e-29 | -4.7992e-09 | 1.885e-09 | 0 | 0 | 0 | 0 | 0 | 0 | 1.1 | 0.88719 | 0.77689 | 1.1 | 0.88719 | 0.77689 | 4.9456e-12 | -135.5593 | 126.9102 | 4.938e-12 | -135.5593 | 126.9102
Line5_6_7 | 0 | 0 | 0 | 0 | 0 | 0 | 0 | 0 | 0 | 0 | 0 | 0 | 3.2567e-16 | -2.2446e-09 | -3.5906e-09 | -3.2567e-16 | 2.2446e-09 | 3.5906e-09 | -1.2212e-16 | 3.8393e-09 | -1.508e-09 | 4.0708e-17 | -3.8393e-09 | 1.508e-09 | 0 | 0 | 0 | 0 | 0 | 0 | 1.1 | 0.88719 | 0.77689 | 1.1 | 0.88719 | 0.77689 | 4.938e-12 | -135.5593 | 126.9102 | 4.9317e-12 | -135.5593 | 126.9102
Line6_7_8 | 0 | 0 | 0 | 0 | 0 | 0 | 0 | 0 | 0 | 0 | 0 | 0 | 1.2212e-16 | -1.6835e-09 | -2.693e-09 | -1.6283e-16 | 1.6835e-09 | 2.693e-09 | -4.0708e-17 | 2.8795e-09 | -1.131e-09 | 8.1416e-17 | -2.8795e-09 | 1.131e-09 | 0 | 0 | 0 | 0 | 0 | 0 | 1.1 | 0.88719 | 0.77689 | 1.1 | 0.88719 | 0.77689 | 4.9317e-12 | -135.5593 | 126.9102 | 4.9287e-12 | -135.5593 | 126.9102
Line7_8_9 | 0 | 0 | 0 | 0 | 0 | 0 | 0 | 0 | 0 | 0 | 0 | 0 | 0 | -5.6115e-10 | -8.9765e-10 | -3.5011e-30 | 5.6115e-10 | 8.9765e-10 | 0 | 9.5983e-10 | -3.77e-10 | 4.0708e-17 | -9.5983e-10 | 3.77e-10 | 0 | 0 | 0 | 0 | 0 | 0 | 1.1 | 0.88719 | 0.77689 | 1.1 | 0.88719 | 0.77689 | 4.9287e-12 | -135.5593 | 126.9102 | 4.9277e-12 | -135.5593 | 126.9102
Line8_8_10 | 0 | 0 | 0 | 0 | 0 | 0 | 0 | 0 | 0 | 0 | 0 | 0 | -8.1416e-17 | -5.6115e-10 | -8.9765e-10 | 8.1416e-17 | 5.6115e-10 | 8.9765e-10 | -7.0037e-30 | 9.5983e-10 | -3.77e-10 | 4.0708e-17 | -9.5983e-10 | 3.77e-10 | 0 | 0 | 0 | 0 | 0 | 0 | 1.1 | 0.88719 | 0.77689 | 1.1 | 0.88719 | 0.77689 | 4.9287e-12 | -135.5593 | 126.9102 | 4.9276e-12 | -135.5593 | 126.9102
Line9_3_11 | 0 | 0 | 0 | 0 | 0 | 0 | 0 | 0 | 0 | 0 | 0 | 0 | 6.9204e-16 | -3.9281e-09 | -6.2836e-09 | -6.9204e-16 | 3.9281e-09 | 6.2836e-09 | 8.1416e-17 | 6.7188e-09 | -2.639e-09 | -8.1416e-17 | -6.7188e-09 | 2.639e-09 | 0 | 0 | 0 | 0 | 0 | 0 | 1.1 | 0.88719 | 0.77689 | 1.1 | 0.88719 | 0.77689 | 4.9404e-12 | -135.5593 | 126.9102 | 4.9296e-12 | -135.5593 | 126.9102

## LL_max_fault_6
name | pf_ikss_a_from_ka | pf_ikss_b_from_ka | pf_ikss_c_from_ka | pf_ikss_a_to_ka | pf_ikss_b_to_ka | pf_ikss_c_to_ka | pf_skss_a_from_mw | pf_skss_b_from_mw | pf_skss_c_from_mw | pf_skss_a_to_mw | pf_skss_b_to_mw | pf_skss_c_to_mw | pf_p_a_from_mw | pf_p_b_from_mw | pf_p_c_from_mw | pf_p_a_to_mw | pf_p_b_to_mw | pf_p_c_to_mw | pf_q_a_from_mvar | pf_q_b_from_mvar | pf_q_c_from_mvar | pf_q_a_to_mvar | pf_q_b_to_mvar | pf_q_c_to_mvar | pf_ikss_a_from_degree | pf_ikss_b_from_degree | pf_ikss_c_from_degree | pf_ikss_a_to_degree | pf_ikss_b_to_degree | pf_ikss_c_to_degree | pf_vm_a_from_pu | pf_vm_b_from_pu | pf_vm_c_from_pu | pf_vm_a_to_pu | pf_vm_b_to_pu | pf_vm_c_to_pu | pf_va_a_from_degree | pf_va_b_from_degree | pf_va_c_from_degree | pf_va_a_to_degree | pf_va_b_to_degree | pf_va_c_to_degree
Line0_1_2 | 0 | 0 | 0 | 0 | 0 | 0 | 0 | 0 | 0 | 0 | 0 | 0 | 6.0715e-18 | -4.6325e-11 | -1.333e-10 | -5.4644e-18 | 4.6325e-11 | 1.333e-10 | 2.4286e-18 | 1.2762e-10 | 2.3032e-11 | -3.0358e-18 | -1.2762e-10 | -2.3032e-11 | 0 | 0 | 0 | 0 | 0 | 0 | 1.05 | 1.048 | 1.0442 | 1.05 | 1.048 | 1.0442 | 2.1995e-13 | -120.3021 | 119.9453 | 2.1987e-13 | -120.3021 | 119.9453
Line10_11_12 | 0 | 0 | 0 | 0 | 0 | 0 | 0 | 0 | 0 | 0 | 0 | 0 | 7.2858e-18 | -4.6325e-11 | -1.333e-10 | -6.0715e-18 | 4.6325e-11 | 1.333e-10 | 4.8572e-18 | 1.2762e-10 | 2.3032e-11 | -4.8572e-18 | -1.2762e-10 | -2.3032e-11 | 0 | 0 | 0 | 0 | 0 | 0 | 1.05 | 1.048 | 1.0442 | 1.05 | 1.048 | 1.0442 | 2.196e-13 | -120.3021 | 119.9453 | 2.1945e-13 | -120.3021 | 119.9453
Line11_12_13 | 0 | 0 | 0 | 0 | 0 | 0 | 0 | 0 | 0 | 0 | 0 | 0 | 6.3751e-18 | -3.8604e-11 | -1.1109e-10 | -6.3751e-18 | 3.8604e-11 | 1.1109e-10 | 2.4418e-32 | 1.0635e-10 | 1.9193e-11 | -6.0715e-19 | -1.0635e-10 | -1.9193e-11 | 0 | 0 | 0 | 0 | 0 | 0 | 1.05 | 1.048 | 1.0442 | 1.05 | 1.048 | 1.0442 | 2.1945e-13 | -120.3021 | 119.9453 | 2.1933e-13 | -120.3021 | 119.9453
Line12_13_15 | 0 | 0 | 0 | 0 | 0 | 0 | 0 | 0 | 0 | 0 | 0 | 0 | 3.6429e-18 | -2.3162e-11 | -6.6652e-11 | -4.2501e-18 | 2.3162e-11 | 6.6652e-11 | 3.0358e-18 | 6.3811e-11 | 1.1516e-11 | -2.4286e-18 | -6.3811e-11 | -1.1516e-11 | 0 | 0 | 0 | 0 | 0 | 0 | 1.05 | 1.048 | 1.0442 | 1.05 | 1.048 | 1.0442 | 2.1933e-13 | -120.3021 | 119.9453 | 2.1927e-13 | -120.3021 | 119.9453
Line13_13_14 | 0 | 0 | 0 | 0 | 0 | 0 | 0 | 0 | 0 | 0 | 0 | 0 | 9.1073e-19 | -7.7208e-12 | -2.2217e-11 | -9.1073e-19 | 7.7208e-12 | 2.2217e-11 | 3.4863e-33 | 2.127e-11 | 3.8387e-12 | -6.0715e-19 | -2.127e-11 | -3.8386e-12 | 0 | 0 | 0 | 0 | 0 | 0 | 1.05 | 1.048 | 1.0442 | 1.05 | 1.048 | 1.0442 | 2.1933e-13 | -120.3021 | 119.9453 | 2.1931e-13 | -120.3021 | 119.9453
Line14_15_16 | 0 | 0 | 0 | 0 | 0 | 0 | 0 | 0 | 0 | 0 | 0 | 0 | 1.8215e-18 | -1.5442e-11 | -4.4435e-11 | -1.8215e-18 | 1.5442e-11 | 4.4435e-11 | 6.0715e-19 | 4.2541e-11 | 7.6773e-12 | -6.0715e-19 | -4.2541e-11 | -7.6773e-12 | 0 | 0 | 0 | 0 | 0 | 0 | 1.05 | 1.048 | 1.0442 | 1.05 | 1.048 | 1.0442 | 2.1927e-13 | -120.3021 | 119.9453 | 2.1924e-13 | -120.3021 | 119.9453
Line15_16_17 | 0 | 0 | 0 | 0 | 0 | 0 | 0 | 0 | 0 | 0 | 0 | 0 | 1.2143e-18 | -7.7208e-12 | -2.2217e-11 | -6.0715e-19 | 7.7208e-12 | 2.2217e-11 | -2.4286e-18 | 2.127e-11 | 3.8387e-12 | 2.4286e-18 | -2.127e-11 | -3.8387e-12 | 0 | 0 | 0 | 0 | 0 | 0 | 1.05 | 1.048 | 1.0442 | 1.05 | 1.048 | 1.0442 | 2.1924e-13 | -120.3021 | 119.9453 | 2.1922e-13 | -120.3021 | 119.9453
Line16_4_18 | 0 | 0.0584 | 0.0584 | 0 | 0.0584 | 0.0584 | 0 | 0.013487 | 0.013487 | 0 | 0.013487 | 0.013487 | -2.4286e-18 | 0.013608 | 0.0035134 | 3.6429e-18 | -0.013574 | -0.0034793 | -2.4286e-18 | 0.0036287 | 0.013561 | 2.4286e-18 | -0.0035605 | -0.013493 | 0 | -135.4649 | 44.5351 | 0 | 44.5351 | -135.4649 | 1.05 | 1.0442 | 1.0387 | 1.05 | 1.0405 | 1.0331 | 2.1984e-13 | -120.5336 | 120.01 | 2.1976e-13 | -120.7668 | 120.0754
Line17_5_19 | 0 | 0 | 0 | 0 | 0 | 0 | 0 | 0 | 0 | 0 | 0 | 0 | -3.0358e-19 | -7.7208e-12 | -2.2217e-11 | 3.0358e-19 | 7.7208e-12 | 2.2217e-11 | -6.0715e-19 | 2.127e-11 | 3.8387e-12 | 6.0715e-19 | -2.127e-11 | -3.8387e-12 | 0 | 0 | 0 | 0 | 0 | 0 | 1.05 | 1.048 | 1.0442 | 1.05 | 1.048 | 1.0442 | 2.1992e-13 | -120.3021 | 119.9453 | 2.199e-13 | -120.3021 | 119.9453
Line1_1_3 | 0 | 0 | 0 | 0 | 0 | 0 | 0 | 0 | 0 | 0 | 0 | 0 | 1.0018e-17 | -6.1766e-11 | -1.7774e-10 | -1.0018e-17 | 6.1766e-11 | 1.7774e-10 | 7.2858e-18 | 1.7016e-10 | 3.0709e-11 | -6.6787e-18 | -1.7016e-10 | -3.0709e-11 | 0 | 0 | 0 | 0 | 0 | 0 | 1.05 | 1.048 | 1.0442 | 1.05 | 1.048 | 1.0442 | 2.1995e-13 | -120.3021 | 119.9453 | 2.1977e-13 | -120.3021 | 119.9453
Line2_1_4 | 0 | 0.0584 | 0.0584 | 0 | 0.0584 | 0.0584 | 0 | 0.013487 | 0.013487 | 0 | 0.013487 | 0.013487 | 3.6429e-18 | 0.013642 | 0.0035475 | -3.0358e-18 | -0.013608 | -0.0035134 | 1.2143e-18 | 0.003697 | 0.013629 | -1.1648e-32 | -0.0036287 | -0.013561 | 0 | -135.4649 | 44.5351 | 0 | 44.5351 | -135.4649 | 1.05 | 1.048 | 1.0442 | 1.05 | 1.0442 | 1.0387 | 2.1995e-13 | -120.3021 | 119.9453 | 2.1984e-13 | -120.5336 | 120.01
Line3_1_5 | 0 | 0 | 0 | 0 | 0 | 0 | 0 | 0 | 0 | 0 | 0 | 0 | 3.0358e-18 | -1.5442e-11 | -4.4435e-11 | -2.4286e-18 | 1.5442e-11 | 4.4435e-11 | 1.2143e-18 | 4.2541e-11 | 7.6773e-12 | -6.0715e-19 | -4.2541e-11 | -7.6773e-12 | 0 | 0 | 0 | 0 | 0 | 0 | 1.05 | 1.048 | 1.0442 | 1.05 | 1.048 | 1.0442 | 2.1995e-13 | -120.3021 | 119.9453 | 2.1992e-13 | -120.3021 | 119.9453
Line4_2_6 | 0 | 0 | 0 | 0 | 0 | 0 | 0 | 0 | 0 | 0 | 0 | 0 | 5.4644e-18 | -3.8604e-11 | -1.1109e-10 | -5.4644e-18 | 3.8604e-11 | 1.1109e-10 | 1.8215e-18 | 1.0635e-10 | 1.9193e-11 | -1.8215e-18 | -1.0635e-10 | -1.9193e-11 | 0 | 0 | 0 | 0 | 0 | 0 | 1.05 | 1.048 | 1.0442 | 1.05 | 1.048 | 1.0442 | 2.1987e-13 | -120.3021 | 119.9453 | 2.1983e-13 | -120.3021 | 119.9453
Line5_6_7 | 0 | 0 | 0 | 0 | 0 | 0 | 0 | 0 | 0 | 0 | 0 | 0 | 2.125e-18 | -3.0883e-11 | -8.887e-11 | -2.7322e-18 | 3.0883e-11 | 8.887e-11 | 8.1532e-33 | 8.5081e-11 | 1.5355e-11 | -1.048e-32 | -8.5081e-11 | -1.5355e-11 | 0 | 0 | 0 | 0 | 0 | 0 | 1.05 | 1.048 | 1.0442 | 1.05 | 1.048 | 1.0442 | 2.1983e-13 | -120.3021 | 119.9453 | 2.1978e-13 | -120.3021 | 119.9453
Line6_7_8 | 0 | 0 | 0 | 0 | 0 | 0 | 0 | 0 | 0 | 0 | 0 | 0 | 2.4286e-18 | -2.3162e-11 | -6.6652e-11 | -2.4286e-18 | 2.3162e-11 | 6.6652e-11 | -1.2143e-18 | 6.3811e-11 | 1.1516e-11 | -9.314e-33 | -6.3811e-11 | -1.1516e-11 | 0 | 0 | 0 | 0 | 0 | 0 | 1.05 | 1.048 | 1.0442 | 1.05 | 1.048 | 1.0442 | 2.1978e-13 | -120.3021 | 119.9453 | 2.1974e-13 | -120.3021 | 119.9453
Line7_8_9 | 0 | 0 | 0 | 0 | 0 | 0 | 0 | 0 | 0 | 0 | 0 | 0 | 1.5179e-18 | -7.7208e-12 | -2.2217e-11 | -1.5179e-18 | 7.7208e-12 | 2.2217e-11 | -1.2143e-18 | 2.127e-11 | 3.8387e-12 | 1.2143e-18 | -2.127e-11 | -3.8387e-12 | 0 | 0 | 0 | 0 | 0 | 0 | 1.05 | 1.048 | 1.0442 | 1.05 | 1.048 | 1.0442 | 2.1974e-13 | -120.3021 | 119.9453 | 2.1972e-13 | -120.3021 | 119.9453
Line8_8_10 | 0 | 0 | 0 | 0 | 0 | 0 | 0 | 0 | 0 | 0 | 0 | 0 | 6.0715e-19 | -7.7208e-12 | -2.2217e-11 | -6.0715e-19 | 7.7208e-12 | 2.2217e-11 | -1.2143e-18 | 2.127e-11 | 3.8387e-12 | 1.2143e-18 | -2.127e-11 | -3.8387e-12 | 0 | 0 | 0 | 0 | 0 | 0 | 1.05 | 1.048 | 1.0442 | 1.05 | 1.048 | 1.0442 | 2.1974e-13 | -120.3021 | 119.9453 | 2.1973e-13 | -120.3021 | 119.9453
Line9_3_11 | 0 | 0 | 0 | 0 | 0 | 0 | 0 | 0 | 0 | 0 | 0 | 0 | 1.0018e-17 | -5.4045e-11 | -1.5552e-10 | -1.0018e-17 | 5.4045e-11 | 1.5552e-10 | 3.6429e-18 | 1.4889e-10 | 2.6871e-11 | -4.2501e-18 | -1.4889e-10 | -2.6871e-11 | 0 | 0 | 0 | 0 | 0 | 0 | 1.05 | 1.048 | 1.0442 | 1.05 | 1.048 | 1.0442 | 2.1977e-13 | -120.3021 | 119.9453 | 2.196e-13 | -120.3021 | 119.9453

## LL_max_fault_10
name | pf_ikss_a_from_ka | pf_ikss_b_from_ka | pf_ikss_c_from_ka | pf_ikss_a_to_ka | pf_ikss_b_to_ka | pf_ikss_c_to_ka | pf_skss_a_from_mw | pf_skss_b_from_mw | pf_skss_c_from_mw | pf_skss_a_to_mw | pf_skss_b_to_mw | pf_skss_c_to_mw | pf_p_a_from_mw | pf_p_b_from_mw | pf_p_c_from_mw | pf_p_a_to_mw | pf_p_b_to_mw | pf_p_c_to_mw | pf_q_a_from_mvar | pf_q_b_from_mvar | pf_q_c_from_mvar | pf_q_a_to_mvar | pf_q_b_to_mvar | pf_q_c_to_mvar | pf_ikss_a_from_degree | pf_ikss_b_from_degree | pf_ikss_c_from_degree | pf_ikss_a_to_degree | pf_ikss_b_to_degree | pf_ikss_c_to_degree | pf_vm_a_from_pu | pf_vm_b_from_pu | pf_vm_c_from_pu | pf_vm_a_to_pu | pf_vm_b_to_pu | pf_vm_c_to_pu | pf_va_a_from_degree | pf_va_b_from_degree | pf_va_c_from_degree | pf_va_a_to_degree | pf_va_b_to_degree | pf_va_c_to_degree
Line0_1_2 | 0 | 0 | 0 | 0 | 0 | 0 | 0 | 0 | 0 | 0 | 0 | 0 | 6.6787e-18 | -5.3219e-11 | -1.5314e-10 | -6.0426e-18 | 5.3219e-11 | 1.5314e-10 | 6.3607e-18 | 1.4664e-10 | 2.6437e-11 | -5.0885e-18 | -1.4664e-10 | -2.6437e-11 | 0 | 0 | 0 | 0 | 0 | 0 | 1.1 | 1.0978 | 1.0936 | 1.1 | 1.0978 | 1.0936 | 1.1495e-13 | -120.3163 | 119.9428 | 1.1483e-13 | -120.3163 | 119.9428
Line10_11_12 | 0 | 0 | 0 | 0 | 0 | 0 | 0 | 0 | 0 | 0 | 0 | 0 | 7.9508e-18 | -5.3219e-11 | -1.5314e-10 | -7.9508e-18 | 5.3219e-11 | 1.5314e-10 | 3.1803e-18 | 1.4664e-10 | 2.6437e-11 | -3.8164e-18 | -1.4664e-10 | -2.6437e-11 | 0 | 0 | 0 | 0 | 0 | 0 | 1.1 | 1.0978 | 1.0936 | 1.1 | 1.0978 | 1.0936 | 1.1458e-13 | -120.3163 | 119.9428 | 1.1442e-13 | -120.3163 | 119.9428
Line11_12_13 | 0 | 0 | 0 | 0 | 0 | 0 | 0 | 0 | 0 | 0 | 0 | 0 | 8.2688e-18 | -4.4349e-11 | -1.2762e-10 | -8.2688e-18 | 4.4349e-11 | 1.2762e-10 | -6.3607e-19 | 1.222e-10 | 2.2031e-11 | -6.3607e-19 | -1.222e-10 | -2.2031e-11 | 0 | 0 | 0 | 0 | 0 | 0 | 1.1 | 1.0978 | 1.0936 | 1.1 | 1.0978 | 1.0936 | 1.1442e-13 | -120.3163 | 119.9428 | 1.1429e-13 | -120.3163 | 119.9428
Line12_13_15 | 0 | 0 | 0 | 0 | 0 | 0 | 0 | 0 | 0 | 0 | 0 | 0 | 4.7705e-18 | -2.6609e-11 | -7.6572e-11 | -4.1344e-18 | 2.6609e-11 | 7.6572e-11 | 3.1803e-18 | 7.332e-11 | 1.3218e-11 | -3.8164e-18 | -7.332e-11 | -1.3218e-11 | 0 | 0 | 0 | 0 | 0 | 0 | 1.1 | 1.0978 | 1.0936 | 1.1 | 1.0978 | 1.0936 | 1.1429e-13 | -120.3163 | 119.9428 | 1.1423e-13 | -120.3163 | 119.9428
Line13_13_14 | 0 | 0 | 0 | 0 | 0 | 0 | 0 | 0 | 0 | 0 | 0 | 0 | 6.3607e-19 | -8.8698e-12 | -2.5524e-11 | -6.3607e-19 | 8.8698e-12 | 2.5524e-11 | -6.3607e-19 | 2.444e-11 | 4.4061e-12 | 6.3607e-19 | -2.444e-11 | -4.4061e-12 | 0 | 0 | 0 | 0 | 0 | 0 | 1.1 | 1.0978 | 1.0936 | 1.1 | 1.0978 | 1.0936 | 1.1429e-13 | -120.3163 | 119.9428 | 1.1428e-13 | -120.3163 | 119.9428
Line14_15_16 | 0 | 0 | 0 | 0 | 0 | 0 | 0 | 0 | 0 | 0 | 0 | 0 | 2.8623e-18 | -1.7739e-11 | -5.1048e-11 | -2.8623e-18 | 1.774e-11 | 5.1048e-11 | 1.2721e-18 | 4.888e-11 | 8.8123e-12 | -2.5443e-18 | -4.888e-11 | -8.8123e-12 | 0 | 0 | 0 | 0 | 0 | 0 | 1.1 | 1.0978 | 1.0936 | 1.1 | 1.0978 | 1.0936 | 1.1423e-13 | -120.3163 | 119.9428 | 1.142e-13 | -120.3163 | 119.9428
Line15_16_17 | 0 | 0 | 0 | 0 | 0 | 0 | 0 | 0 | 0 | 0 | 0 | 0 | 6.3607e-19 | -8.8697e-12 | -2.5524e-11 | -6.3607e-19 | 8.8698e-12 | 2.5524e-11 | 1.2677e-33 | 2.444e-11 | 4.4061e-12 | -6.3607e-19 | -2.444e-11 | -4.4061e-12 | 0 | 0 | 0 | 0 | 0 | 0 | 1.1 | 1.0978 | 1.0936 | 1.1 | 1.0978 | 1.0936 | 1.142e-13 | -120.3163 | 119.9428 | 1.1418e-13 | -120.3163 | 119.9428
Line16_4_18 | 0 | 0.061167 | 0.061167 | 0 | 0.061167 | 0.061167 | 0 | 0.014126 | 0.014126 | 0 | 0.014126 | 0.014126 | -3.8164e-18 | 0.01493 | 0.0038518 | 1.2721e-18 | -0.014893 | -0.0038144 | -2.5443e-18 | 0.0039805 | 0.014876 | 2.5443e-18 | -0.0039057 | -0.014801 | 0 | -135.4761 | 44.5239 | 0 | 44.5239 | -135.4761 | 1.1 | 1.0938 | 1.0878 | 1.1 | 1.0899 | 1.0821 | 1.1487e-13 | -120.5478 | 120.0075 | 1.1482e-13 | -120.781 | 120.073
Line17_5_19 | 0 | 0 | 0 | 0 | 0 | 0 | 0 | 0 | 0 | 0 | 0 | 0 | 9.541e-19 | -8.8697e-12 | -2.5524e-11 | -9.541e-19 | 8.8698e-12 | 2.5524e-11 | 1.9137e-33 | 2.444e-11 | 4.4061e-12 | 6.3607e-19 | -2.444e-11 | -4.4061e-12 | 0 | 0 | 0 | 0 | 0 | 0 | 1.1 | 1.0978 | 1.0936 | 1.1 | 1.0978 | 1.0936 | 1.1492e-13 | -120.3163 | 119.9428 | 1.149e-13 | -120.3163 | 119.9428
Line1_1_3 | 0 | 0 | 0 | 0 | 0 | 0 | 0 | 0 | 0 | 0 | 0 | 0 | 1.1767e-17 | -7.0958e-11 | -2.0419e-10 | -1.1767e-17 | 7.0958e-11 | 2.0419e-10 | 6.9967e-18 | 1.9552e-10 | 3.5249e-11 | -6.9967e-18 | -1.9552e-10 | -3.5249e-11 | 0 | 0 | 0 | 0 | 0 | 0 | 1.1 | 1.0978 | 1.0936 | 1.1 | 1.0978 | 1.0936 | 1.1495e-13 | -120.3163 | 119.9428 | 1.1475e-13 | -120.3163 | 119.9428
Line2_1_4 | 0 | 0.061167 | 0.061167 | 0 | 0.061167 | 0.061167 | 0 | 0.014126 | 0.014126 | 0 | 0.014126 | 0.014126 | 5.0885e-18 | 0.014968 | 0.0038892 | -3.8164e-18 | -0.01493 | -0.0038518 | 2.5443e-18 | 0.0040553 | 0.014951 | -1.2721e-18 | -0.0039805 | -0.014876 | 0 | -135.4761 | 44.5239 | 0 | 44.5239 | -135.4761 | 1.1 | 1.0978 | 1.0936 | 1.1 | 1.0938 | 1.0878 | 1.1495e-13 | -120.3163 | 119.9428 | 1.1487e-13 | -120.5478 | 120.0075
Line3_1_5 | 0 | 0 | 0 | 0 | 0 | 0 | 0 | 0 | 0 | 0 | 0 | 0 | 6.3607e-19 | -1.7739e-11 | -5.1048e-11 | -1.2721e-18 | 1.7739e-11 | 5.1048e-11 | 6.3607e-19 | 4.888e-11 | 8.8123e-12 | -6.3607e-19 | -4.888e-11 | -8.8123e-12 | 0 | 0 | 0 | 0 | 0 | 0 | 1.1 | 1.0978 | 1.0936 | 1.1 | 1.0978 | 1.0936 | 1.1495e-13 | -120.3163 | 119.9428 | 1.1492e-13 | -120.3163 | 119.9428
Line4_2_6 | 0 | 0 | 0 | 0 | 0 | 0 | 0 | 0 | 0 | 0 | 0 | 0 | 6.3607e-18 | -4.4349e-11 | -1.2762e-10 | -6.9967e-18 | 4.4349e-11 | 1.2762e-10 | 4.4525e-18 | 1.222e-10 | 2.2031e-11 | -5.0885e-18 | -1.222e-10 | -2.2031e-11 | 0 | 0 | 0 | 0 | 0 | 0 | 1.1 | 1.0978 | 1.0936 | 1.1 | 1.0978 | 1.0936 | 1.1483e-13 | -120.3163 | 119.9428 | 1.147e-13 | -120.3163 | 119.9428
Line5_6_7 | 0 | 0 | 0 | 0 | 0 | 0 | 0 | 0 | 0 | 0 | 0 | 0 | 3.8164e-18 | -3.5479e-11 | -1.021e-10 | -3.8164e-18 | 3.5479e-11 | 1.021e-10 | 6.3607e-19 | 9.776e-11 | 1.7624e-11 | -7.632e-33 | -9.776e-11 | -1.7624e-11 | 0 | 0 | 0 | 0 | 0 | 0 | 1.1 | 1.0978 | 1.0936 | 1.1 | 1.0978 | 1.0936 | 1.147e-13 | -120.3163 | 119.9428 | 1.1458e-13 | -120.3163 | 119.9428
Line6_7_8 | 0 | 0 | 0 | 0 | 0 | 0 | 0 | 0 | 0 | 0 | 0 | 0 | 2.8623e-18 | -2.6609e-11 | -7.6572e-11 | -2.8623e-18 | 2.6609e-11 | 7.6572e-11 | -2.5443e-18 | 7.332e-11 | 1.3218e-11 | 2.5443e-18 | -7.332e-11 | -1.3218e-11 | 0 | 0 | 0 | 0 | 0 | 0 | 1.1 | 1.0978 | 1.0936 | 1.1 | 1.0978 | 1.0936 | 1.1458e-13 | -120.3163 | 119.9428 | 1.1451e-13 | -120.3163 | 119.9428
Line7_8_9 | 0 | 0 | 0 | 0 | 0 | 0 | 0 | 0 | 0 | 0 | 0 | 0 | -3.1803e-19 | -8.8698e-12 | -2.5524e-11 | 3.1803e-19 | 8.8698e-12 | 2.5524e-11 | -6.3607e-19 | 2.444e-11 | 4.4061e-12 | 6.3607e-19 | -2.444e-11 | -4.4061e-12 | 0 | 0 | 0 | 0 | 0 | 0 | 1.1 | 1.0978 | 1.0936 | 1.1 | 1.0978 | 1.0936 | 1.1451e-13 | -120.3163 | 119.9428 | 1.145e-13 | -120.3163 | 119.9428
Line8_8_10 | 0 | 0 | 0 | 0 | 0 | 0 | 0 | 0 | 0 | 0 | 0 | 0 | -9.541e-19 | -8.8698e-12 | -2.5524e-11 | 9.541e-19 | 8.8698e-12 | 2.5524e-11 | -1.2721e-18 | 2.444e-11 | 4.4061e-12 | 1.2721e-18 | -2.444e-11 | -4.4061e-12 | 0 | 0 | 0 | 0 | 0 | 0 | 1.1 | 1.0978 | 1.0936 | 1.1 | 1.0978 | 1.0936 | 1.1451e-13 | -120.3163 | 119.9428 | 1.1449e-13 | -120.3163 | 119.9428
Line9_3_11 | 0 | 0 | 0 | 0 | 0 | 0 | 0 | 0 | 0 | 0 | 0 | 0 | 1.0813e-17 | -6.2088e-11 | -1.7867e-10 | -1.1449e-17 | 6.2088e-11 | 1.7867e-10 | 6.3607e-18 | 1.7108e-10 | 3.0843e-11 | -5.0885e-18 | -1.7108e-10 | -3.0843e-11 | 0 | 0 | 0 | 0 | 0 | 0 | 1.1 | 1.0978 | 1.0936 | 1.1 | 1.0978 | 1.0936 | 1.1475e-13 | -120.3163 | 119.9428 | 1.1458e-13 | -120.3163 | 119.9428

## LL_min_6
name | pf_ikss_a_from_ka | pf_ikss_b_from_ka | pf_ikss_c_from_ka | pf_ikss_a_to_ka | pf_ikss_b_to_ka | pf_ikss_c_to_ka | pf_skss_a_from_mw | pf_skss_b_from_mw | pf_skss_c_from_mw | pf_skss_a_to_mw | pf_skss_b_to_mw | pf_skss_c_to_mw | pf_p_a_from_mw | pf_p_b_from_mw | pf_p_c_from_mw | pf_p_a_to_mw | pf_p_b_to_mw | pf_p_c_to_mw | pf_q_a_from_mvar | pf_q_b_from_mvar | pf_q_c_from_mvar | pf_q_a_to_mvar | pf_q_b_to_mvar | pf_q_c_to_mvar | pf_ikss_a_from_degree | pf_ikss_b_from_degree | pf_ikss_c_from_degree | pf_ikss_a_to_degree | pf_ikss_b_to_degree | pf_ikss_c_to_degree | pf_vm_a_from_pu | pf_vm_b_from_pu | pf_vm_c_from_pu | pf_vm_a_to_pu | pf_vm_b_to_pu | pf_vm_c_to_pu | pf_va_a_from_degree | pf_va_b_from_degree | pf_va_c_from_degree | pf_va_a_to_degree | pf_va_b_to_degree | pf_va_c_to_degree
Line0_1_2 | 0 | 0 | 0 | 0 | 0 | 0 | 0 | 0 | 0 | 0 | 0 | 0 | 3.5157e-17 | -1.4366e-09 | -3.9666e-09 | -3.5157e-17 | 1.4366e-09 | 3.9666e-09 | 1.5821e-16 | 4.6273e-09 | -2.4518e-10 | -1.5821e-16 | -4.6273e-09 | 2.4518e-10 | 0 | 0 | 0 | 0 | 0 | 0 | 0.95 | 0.83839 | 0.68767 | 0.95 | 0.83839 | 0.68767 | -1.3927e-12 | -135.3123 | 120.9775 | -1.3881e-12 | -135.3123 | 120.9775
Line10_11_12 | 0 | 0 | 0 | 0 | 0 | 0 | 0 | 0 | 0 | 0 | 0 | 0 | -8.7893e-18 | -1.4366e-09 | -3.9666e-09 | 4.3946e-17 | 1.4366e-09 | 3.9666e-09 | 8.7893e-17 | 4.6273e-09 | -2.4518e-10 | -1.0547e-16 | -4.6273e-09 | 2.4518e-10 | 0 | 0 | 0 | 0 | 0 | 0 | 0.95 | 0.83839 | 0.68767 | 0.95 | 0.83839 | 0.68767 | -1.3846e-12 | -135.3123 | 120.9775 | -1.3805e-12 | -135.3123 | 120.9775
Line11_12_13 | 0 | 0 | 0 | 0 | 0 | 0 | 0 | 0 | 0 | 0 | 0 | 0 | -1.7579e-17 | -1.1971e-09 | -3.3055e-09 | 3.5157e-17 | 1.1971e-09 | 3.3055e-09 | 1.2305e-16 | 3.8561e-09 | -2.0432e-10 | -1.2305e-16 | -3.8561e-09 | 2.0432e-10 | 0 | 0 | 0 | 0 | 0 | 0 | 0.95 | 0.83839 | 0.68767 | 0.95 | 0.83839 | 0.68767 | -1.3805e-12 | -135.3123 | 120.9775 | -1.3768e-12 | -135.3123 | 120.9775
Line12_13_15 | 0 | 0 | 0 | 0 | 0 | 0 | 0 | 0 | 0 | 0 | 0 | 0 | 4.2241e-31 | -7.1829e-10 | -1.9833e-09 | 1.7579e-17 | 7.1829e-10 | 1.9833e-09 | 1.7579e-17 | 2.3136e-09 | -1.2259e-10 | -3.5157e-17 | -2.3137e-09 | 1.2259e-10 | 0 | 0 | 0 | 0 | 0 | 0 | 0.95 | 0.83839 | 0.68767 | 0.95 | 0.83839 | 0.68767 | -1.3768e-12 | -135.3123 | 120.9775 | -1.3752e-12 | -135.3123 | 120.9775
Line13_13_14 | 0 | 0 | 0 | 0 | 0 | 0 | 0 | 0 | 0 | 0 | 0 | 0 | 1.7579e-17 | -2.3943e-10 | -6.611e-10 | -4.2246e-31 | 2.3943e-10 | 6.611e-10 | -4.2241e-31 | 7.7122e-10 | -4.0864e-11 | -1.7579e-17 | -7.7122e-10 | 4.0864e-11 | 0 | 0 | 0 | 0 | 0 | 0 | 0.95 | 0.83839 | 0.68767 | 0.95 | 0.83839 | 0.68767 | -1.3768e-12 | -135.3123 | 120.9775 | -1.377e-12 | -135.3123 | 120.9775
Line14_15_16 | 0 | 0 | 0 | 0 | 0 | 0 | 0 | 0 | 0 | 0 | 0 | 0 | -2.6368e-17 | -4.7886e-10 | -1.3222e-09 | 2.6368e-17 | 4.7886e-10 | 1.3222e-09 | 1.7579e-17 | 1.5424e-09 | -8.1728e-11 | -1.7579e-17 | -1.5424e-09 | 8.1728e-11 | 0 | 0 | 0 | 0 | 0 | 0 | 0.95 | 0.83839 | 0.68767 | 0.95 | 0.83839 | 0.68767 | -1.3752e-12 | -135.3123 | 120.9775 | -1.3739e-12 | -135.3123 | 120.9775
Line15_16_17 | 0 | 0 | 0 | 0 | 0 | 0 | 0 | 0 | 0 | 0 | 0 | 0 | 2.6368e-17 | -2.3943e-10 | -6.611e-10 | -4.3946e-17 | 2.3943e-10 | 6.611e-10 | -6.3229e-31 | 7.7122e-10 | -4.0864e-11 | 1.7579e-17 | -7.7122e-10 | 4.0864e-11 | 0 | 0 | 0 | 0 | 0 | 0 | 0.95 | 0.83839 | 0.68767 | 0.95 | 0.83839 | 0.68767 | -1.3739e-12 | -135.3123 | 120.9775 | -1.3736e-12 | -135.3123 | 120.9775
Line16_4_18 | 0 | 2.5068 | 2.5068 | 0 | 2.5068 | 2.5068 | 0 | 0.57893 | 0.57893 | 0 | 0.57893 | 0.57893 | 1.7084e-30 | 0.35328 | -0.11197 | -1.7095e-30 | -0.23262 | 0.23262 | 7.0314e-17 | -0.020967 | 0.27233 | -7.0314e-17 | 0.14665 | -0.14665 | 0 | -147.7717 | 32.2283 | 0 | 32.2283 | -147.7717 | 0.95 | 0.6113 | 0.50862 | 0.95 | 0.475 | 0.475 | -1.3921e-12 | -151.1682 | 144.5775 | -1.393e-12 | -180 | -180
Line17_5_19 | 0 | 0 | 0 | 0 | 0 | 0 | 0 | 0 | 0 | 0 | 0 | 0 | 4.2685e-31 | -2.3943e-10 | -6.611e-10 | -4.2676e-31 | 2.3943e-10 | 6.611e-10 | 1.7579e-17 | 7.7122e-10 | -4.0864e-11 | -1.7579e-17 | -7.7122e-10 | 4.0864e-11 | 0 | 0 | 0 | 0 | 0 | 0 | 0.95 | 0.83839 | 0.68767 | 0.95 | 0.83839 | 0.68767 | -1.3913e-12 | -135.3123 | 120.9775 | -1.391e-12 | -135.3123 | 120.9775
Line1_1_3 | 0 | 0 | 0 | 0 | 0 | 0 | 0 | 0 | 0 | 0 | 0 | 0 | 8.7893e-18 | -1.9154e-09 | -5.2888e-09 | -8.7893e-18 | 1.9154e-09 | 5.2888e-09 | 1.5821e-16 | 6.1697e-09 | -3.2691e-10 | -1.5821e-16 | -6.1697e-09 | 3.2691e-10 | 0 | 0 | 0 | 0 | 0 | 0 | 0.95 | 0.83839 | 0.68767 | 0.95 | 0.83839 | 0.68767 | -1.3927e-12 | -135.3123 | 120.9775 | -1.3887e-12 | -135.3123 | 120.9775
Line2_1_4 | 0 | 2.5068 | 2.5068 | 0 | 2.5068 | 2.5068 | 0 | 0.57893 | 0.57893 | 0 | 0.57893 | 0.57893 | -3.5157e-17 | 0.47394 | 0.0086903 | 0 | -0.35328 | 0.11197 | 8.5455e-31 | 0.10472 | 0.39802 | 0 | 0.020967 | -0.27233 | 0 | -147.7717 | 32.2283 | 0 | 32.2283 | -147.7717 | 0.95 | 0.83839 | 0.68767 | 0.95 | 0.6113 | 0.50862 | -1.3927e-12 | -135.3123 | 120.9775 | -1.3921e-12 | -151.1682 | 144.5775
Line3_1_5 | 0 | 0 | 0 | 0 | 0 | 0 | 0 | 0 | 0 | 0 | 0 | 0 | 8.7893e-18 | -4.7886e-10 | -1.3222e-09 | -8.7893e-18 | 4.7886e-10 | 1.3222e-09 | 5.2736e-17 | 1.5424e-09 | -8.1728e-11 | -5.2736e-17 | -1.5424e-09 | 8.1728e-11 | 0 | 0 | 0 | 0 | 0 | 0 | 0.95 | 0.83839 | 0.68767 | 0.95 | 0.83839 | 0.68767 | -1.3927e-12 | -135.3123 | 120.9775 | -1.3913e-12 | -135.3123 | 120.9775
Line4_2_6 | 0 | 0 | 0 | 0 | 0 | 0 | 0 | 0 | 0 | 0 | 0 | 0 | 4.3946e-17 | -1.1971e-09 | -3.3055e-09 | -6.1525e-17 | 1.1971e-09 | 3.3055e-09 | 1.2305e-16 | 3.8561e-09 | -2.0432e-10 | -1.4063e-16 | -3.8561e-09 | 2.0432e-10 | 0 | 0 | 0 | 0 | 0 | 0 | 0.95 | 0.83839 | 0.68767 | 0.95 | 0.83839 | 0.68767 | -1.3881e-12 | -135.3123 | 120.9775 | -1.3855e-12 | -135.3123 | 120.9775
Line5_6_7 | 0 | 0 | 0 | 0 | 0 | 0 | 0 | 0 | 0 | 0 | 0 | 0 | 5.2736e-17 | -9.5772e-10 | -2.6444e-09 | -5.2736e-17 | 9.5772e-10 | 2.6444e-09 | 1.0547e-16 | 3.0849e-09 | -1.6346e-10 | -1.0547e-16 | -3.0849e-09 | 1.6346e-10 | 0 | 0 | 0 | 0 | 0 | 0 | 0.95 | 0.83839 | 0.68767 | 0.95 | 0.83839 | 0.68767 | -1.3855e-12 | -135.3123 | 120.9775 | -1.3836e-12 | -135.3123 | 120.9775
Line6_7_8 | 0 | 0 | 0 | 0 | 0 | 0 | 0 | 0 | 0 | 0 | 0 | 0 | 4.3946e-17 | -7.1829e-10 | -1.9833e-09 | -2.6368e-17 | 7.1829e-10 | 1.9833e-09 | 8.7893e-17 | 2.3136e-09 | -1.2259e-10 | -1.0547e-16 | -2.3136e-09 | 1.2259e-10 | 0 | 0 | 0 | 0 | 0 | 0 | 0.95 | 0.83839 | 0.68767 | 0.95 | 0.83839 | 0.68767 | -1.3836e-12 | -135.3123 | 120.9775 | -1.3816e-12 | -135.3123 | 120.9775
Line7_8_9 | 0 | 0 | 0 | 0 | 0 | 0 | 0 | 0 | 0 | 0 | 0 | 0 | 8.7893e-18 | -2.3943e-10 | -6.611e-10 | -8.7893e-18 | 2.3943e-10 | 6.611e-10 | 1.7579e-17 | 7.7122e-10 | -4.0864e-11 | -3.5157e-17 | -7.7122e-10 | 4.0864e-11 | 0 | 0 | 0 | 0 | 0 | 0 | 0.95 | 0.83839 | 0.68767 | 0.95 | 0.83839 | 0.68767 | -1.3816e-12 | -135.3123 | 120.9775 | -1.3818e-12 | -135.3123 | 120.9775
Line8_8_10 | 0 | 0 | 0 | 0 | 0 | 0 | 0 | 0 | 0 | 0 | 0 | 0 | 3.5157e-17 | -2.3943e-10 | -6.611e-10 | -3.5157e-17 | 2.3943e-10 | 6.611e-10 | -1.7579e-17 | 7.7122e-10 | -4.0864e-11 | 8.4732e-31 | -7.7122e-10 | 4.0864e-11 | 0 | 0 | 0 | 0 | 0 | 0 | 0.95 | 0.83839 | 0.68767 | 0.95 | 0.83839 | 0.68767 | -1.3816e-12 | -135.3123 | 120.9775 | -1.3809e-12 | -135.3123 | 120.9775
Line9_3_11 | 0 | 0 | 0 | 0 | 0 | 0 | 0 | 0 | 0 | 0 | 0 | 0 | 1.7579e-17 | -1.676e-09 | -4.6277e-09 | -2.124e-30 | 1.676e-09 | 4.6277e-09 | 1.0547e-16 | 5.3985e-09 | -2.8605e-10 | -8.7893e-17 | -5.3985e-09 | 2.8605e-10 | 0 | 0 | 0 | 0 | 0 | 0 | 0.95 | 0.83839 | 0.68767 | 0.95 | 0.83839 | 0.68767 | -1.3887e-12 | -135.3123 | 120.9775 | -1.3846e-12 | -135.3123 | 120.9775

## LL_min_10
name | pf_ikss_a_from_ka | pf_ikss_b_from_ka | pf_ikss_c_from_ka | pf_ikss_a_to_ka | pf_ikss_b_to_ka | pf_ikss_c_to_ka | pf_skss_a_from_mw | pf_skss_b_from_mw | pf_skss_c_from_mw | pf_skss_a_to_mw | pf_skss_b_to_mw | pf_skss_c_to_mw | pf_p_a_from_mw | pf_p_b_from_mw | pf_p_c_from_mw | pf_p_a_to_mw | pf_p_b_to_mw | pf_p_c_to_mw | pf_q_a_from_mvar | pf_q_b_from_mvar | pf_q_c_from_mvar | pf_q_a_to_mvar | pf_q_b_to_mvar | pf_q_c_to_mvar | pf_ikss_a_from_degree | pf_ikss_b_from_degree | pf_ikss_c_from_degree | pf_ikss_a_to_degree | pf_ikss_b_to_degree | pf_ikss_c_to_degree | pf_vm_a_from_pu | pf_vm_b_from_pu | pf_vm_c_from_pu | pf_vm_a_to_pu | pf_vm_b_to_pu | pf_vm_c_to_pu | pf_va_a_from_degree | pf_va_b_from_degree | pf_va_c_from_degree | pf_va_a_to_degree | pf_va_b_to_degree | pf_va_c_to_degree
Line0_1_2 | 0 | 0 | 0 | 0 | 0 | 0 | 0 | 0 | 0 | 0 | 0 | 0 | 4.1633e-17 | -1.2893e-09 | -3.56e-09 | -5.8287e-17 | 1.2893e-09 | 3.56e-09 | 1.1657e-16 | 4.153e-09 | -2.2005e-10 | -1.1657e-16 | -4.153e-09 | 2.2005e-10 | 0 | 0 | 0 | 0 | 0 | 0 | 0.9 | 0.79426 | 0.65148 | 0.9 | 0.79426 | 0.65148 | -2.001e-12 | -135.3123 | 120.9775 | -1.9969e-12 | -135.3123 | 120.9775
Line10_11_12 | 0 | 0 | 0 | 0 | 0 | 0 | 0 | 0 | 0 | 0 | 0 | 0 | 3.4755e-30 | -1.2893e-09 | -3.56e-09 | -4.0464e-30 | 1.2893e-09 | 3.56e-09 | 9.992e-17 | 4.153e-09 | -2.2006e-10 | -1.1657e-16 | -4.153e-09 | 2.2006e-10 | 0 | 0 | 0 | 0 | 0 | 0 | 0.9 | 0.79426 | 0.65148 | 0.9 | 0.79426 | 0.65148 | -1.9929e-12 | -135.3123 | 120.9775 | -1.9888e-12 | -135.3123 | 120.9775
Line11_12_13 | 0 | 0 | 0 | 0 | 0 | 0 | 0 | 0 | 0 | 0 | 0 | 0 | -3.3307e-17 | -1.0744e-09 | -2.9667e-09 | 1.6653e-17 | 1.0744e-09 | 2.9667e-09 | 8.3267e-17 | 3.4609e-09 | -1.8338e-10 | -1.1657e-16 | -3.4609e-09 | 1.8338e-10 | 0 | 0 | 0 | 0 | 0 | 0 | 0.9 | 0.79426 | 0.65148 | 0.9 | 0.79426 | 0.65148 | -1.9888e-12 | -135.3123 | 120.9775 | -1.9851e-12 | -135.3123 | 120.9775
Line12_13_15 | 0 | 0 | 0 | 0 | 0 | 0 | 0 | 0 | 0 | 0 | 0 | 0 | -8.3267e-18 | -6.4467e-10 | -1.78e-09 | 2.498e-17 | 6.4467e-10 | 1.78e-09 | 3.3307e-17 | 2.0765e-09 | -1.1003e-10 | -6.6613e-17 | -2.0765e-09 | 1.1003e-10 | 0 | 0 | 0 | 0 | 0 | 0 | 0.9 | 0.79426 | 0.65148 | 0.9 | 0.79426 | 0.65148 | -1.9851e-12 | -135.3123 | 120.9775 | -1.9835e-12 | -135.3123 | 120.9775
Line13_13_14 | 0 | 0 | 0 | 0 | 0 | 0 | 0 | 0 | 0 | 0 | 0 | 0 | 1.731e-30 | -2.1489e-10 | -5.9334e-10 | -1.7311e-30 | 2.1489e-10 | 5.9334e-10 | 4.996e-17 | 6.9217e-10 | -3.6676e-11 | -4.996e-17 | -6.9217e-10 | 3.6676e-11 | 0 | 0 | 0 | 0 | 0 | 0 | 0.9 | 0.79426 | 0.65148 | 0.9 | 0.79426 | 0.65148 | -1.9851e-12 | -135.3123 | 120.9775 | -1.9853e-12 | -135.3123 | 120.9775
Line14_15_16 | 0 | 0 | 0 | 0 | 0 | 0 | 0 | 0 | 0 | 0 | 0 | 0 | 1.153e-30 | -4.2978e-10 | -1.1867e-09 | 3.3307e-17 | 4.2978e-10 | 1.1867e-09 | 3.3307e-17 | 1.3843e-09 | -7.3352e-11 | -6.6613e-17 | -1.3843e-09 | 7.3352e-11 | 0 | 0 | 0 | 0 | 0 | 0 | 0.9 | 0.79426 | 0.65148 | 0.9 | 0.79426 | 0.65148 | -1.9835e-12 | -135.3123 | 120.9775 | -1.9823e-12 | -135.3123 | 120.9775
Line15_16_17 | 0 | 0 | 0 | 0 | 0 | 0 | 0 | 0 | 0 | 0 | 0 | 0 | -8.3267e-18 | -2.1489e-10 | -5.9334e-10 | 4.1633e-17 | 2.1489e-10 | 5.9334e-10 | 1.6653e-17 | 6.9217e-10 | -3.6676e-11 | -1.4402e-30 | -6.9217e-10 | 3.6676e-11 | 0 | 0 | 0 | 0 | 0 | 0 | 0.9 | 0.79426 | 0.65148 | 0.9 | 0.79426 | 0.65148 | -1.9823e-12 | -135.3123 | 120.9775 | -1.982e-12 | -135.3123 | 120.9775
Line16_4_18 | 0 | 2.3749 | 2.3749 | 0 | 2.3749 | 2.3749 | 0 | 0.54846 | 0.54846 | 0 | 0.54846 | 0.54846 | -6.6613e-17 | 0.31707 | -0.10049 | 0 | -0.20878 | 0.20878 | 2.3248e-30 | -0.018818 | 0.24442 | 0 | 0.13162 | -0.13162 | 0 | -147.7717 | 32.2283 | 0 | 32.2283 | -147.7717 | 0.9 | 0.57913 | 0.48185 | 0.9 | 0.45 | 0.45 | -1.9996e-12 | -151.1682 | 144.5775 | -2.0005e-12 | -180 | -180
Line17_5_19 | 0 | 0 | 0 | 0 | 0 | 0 | 0 | 0 | 0 | 0 | 0 | 0 | -4.1633e-17 | -2.1489e-10 | -5.9334e-10 | 4.1633e-17 | 2.1489e-10 | 5.9334e-10 | 4.996e-17 | 6.9217e-10 | -3.6676e-11 | -6.6613e-17 | -6.9217e-10 | 3.6676e-11 | 0 | 0 | 0 | 0 | 0 | 0 | 0.9 | 0.79426 | 0.65148 | 0.9 | 0.79426 | 0.65148 | -1.9996e-12 | -135.3123 | 120.9775 | -1.9993e-12 | -135.3123 | 120.9775
Line1_1_3 | 0 | 0 | 0 | 0 | 0 | 0 | 0 | 0 | 0 | 0 | 0 | 0 | 8.3267e-18 | -1.7191e-09 | -4.7467e-09 | -2.498e-17 | 1.7191e-09 | 4.7467e-09 | 8.3267e-17 | 5.5374e-09 | -2.9341e-10 | -9.992e-17 | -5.5374e-09 | 2.9341e-10 | 0 | 0 | 0 | 0 | 0 | 0 | 0.9 | 0.79426 | 0.65148 | 0.9 | 0.79426 | 0.65148 | -2.001e-12 | -135.3123 | 120.9775 | -1.997e-12 | -135.3123 | 120.9775
Line2_1_4 | 0 | 2.3749 | 2.3749 | 0 | 2.3749 | 2.3749 | 0 | 0.54846 | 0.54846 | 0 | 0.54846 | 0.54846 | -9.992e-17 | 0.42536 | 0.0077996 | 9.992e-17 | -0.31707 | 0.10049 | 3.4896e-30 | 0.093984 | 0.35722 | -3.4871e-30 | 0.018818 | -0.24442 | 0 | -147.7717 | 32.2283 | 0 | 32.2283 | -147.7717 | 0.9 | 0.79426 | 0.65148 | 0.9 | 0.57913 | 0.48185 | -2.001e-12 | -135.3123 | 120.9775 | -1.9996e-12 | -151.1682 | 144.5775
Line3_1_5 | 0 | 0 | 0 | 0 | 0 | 0 | 0 | 0 | 0 | 0 | 0 | 0 | -3.3307e-17 | -4.2978e-10 | -1.1867e-09 | 1.6653e-17 | 4.2978e-10 | 1.1867e-09 | 4.996e-17 | 1.3843e-09 | -7.3352e-11 | -3.3307e-17 | -1.3843e-09 | 7.3352e-11 | 0 | 0 | 0 | 0 | 0 | 0 | 0.9 | 0.79426 | 0.65148 | 0.9 | 0.79426 | 0.65148 | -2.001e-12 | -135.3123 | 120.9775 | -1.9996e-12 | -135.3123 | 120.9775
Line4_2_6 | 0 | 0 | 0 | 0 | 0 | 0 | 0 | 0 | 0 | 0 | 0 | 0 | 9.1593e-17 | -1.0744e-09 | -2.9667e-09 | -7.494e-17 | 1.0744e-09 | 2.9667e-09 | 1.1657e-16 | 3.4609e-09 | -1.8338e-10 | -1.1657e-16 | -3.4609e-09 | 1.8338e-10 | 0 | 0 | 0 | 0 | 0 | 0 | 0.9 | 0.79426 | 0.65148 | 0.9 | 0.79426 | 0.65148 | -1.9969e-12 | -135.3123 | 120.9775 | -1.9937e-12 | -135.3123 | 120.9775
Line5_6_7 | 0 | 0 | 0 | 0 | 0 | 0 | 0 | 0 | 0 | 0 | 0 | 0 | 4.1633e-17 | -8.5956e-10 | -2.3734e-09 | -5.8287e-17 | 8.5956e-10 | 2.3734e-09 | 1.1657e-16 | 2.7687e-09 | -1.467e-10 | -1.1657e-16 | -2.7687e-09 | 1.467e-10 | 0 | 0 | 0 | 0 | 0 | 0 | 0.9 | 0.79426 | 0.65148 | 0.9 | 0.79426 | 0.65148 | -1.9937e-12 | -135.3123 | 120.9775 | -1.991e-12 | -135.3123 | 120.9775
Line6_7_8 | 0 | 0 | 0 | 0 | 0 | 0 | 0 | 0 | 0 | 0 | 0 | 0 | 4.996e-17 | -6.4467e-10 | -1.78e-09 | -4.996e-17 | 6.4467e-10 | 1.78e-09 | 6.6613e-17 | 2.0765e-09 | -1.1003e-10 | -6.6613e-17 | -2.0765e-09 | 1.1003e-10 | 0 | 0 | 0 | 0 | 0 | 0 | 0.9 | 0.79426 | 0.65148 | 0.9 | 0.79426 | 0.65148 | -1.991e-12 | -135.3123 | 120.9775 | -1.9882e-12 | -135.3123 | 120.9775
Line7_8_9 | 0 | 0 | 0 | 0 | 0 | 0 | 0 | 0 | 0 | 0 | 0 | 0 | 1.6653e-17 | -2.1489e-10 | -5.9334e-10 | -3.3307e-17 | 2.1489e-10 | 5.9334e-10 | 6.6613e-17 | 6.9217e-10 | -3.6676e-11 | -4.996e-17 | -6.9217e-10 | 3.6676e-11 | 0 | 0 | 0 | 0 | 0 | 0 | 0.9 | 0.79426 | 0.65148 | 0.9 | 0.79426 | 0.65148 | -1.9882e-12 | -135.3123 | 120.9775 | -1.9884e-12 | -135.3123 | 120.9775
Line8_8_10 | 0 | 0 | 0 | 0 | 0 | 0 | 0 | 0 | 0 | 0 | 0 | 0 | -3.3307e-17 | -2.1489e-10 | -5.9334e-10 | -1.1551e-30 | 2.1489e-10 | 5.9334e-10 | 4.996e-17 | 6.9217e-10 | -3.6676e-11 | -3.3307e-17 | -6.9217e-10 | 3.6676e-11 | 0 | 0 | 0 | 0 | 0 | 0 | 0.9 | 0.79426 | 0.65148 | 0.9 | 0.79426 | 0.65148 | -1.9882e-12 | -135.3123 | 120.9775 | -1.987e-12 | -135.3123 | 120.9775
Line9_3_11 | 0 | 0 | 0 | 0 | 0 | 0 | 0 | 0 | 0 | 0 | 0 | 0 | -2.498e-17 | -1.5042e-09 | -4.1534e-09 | 2.498e-17 | 1.5042e-09 | 4.1534e-09 | 4.996e-17 | 4.8452e-09 | -2.5673e-10 | -6.6613e-17 | -4.8452e-09 | 2.5673e-10 | 0 | 0 | 0 | 0 | 0 | 0 | 0.9 | 0.79426 | 0.65148 | 0.9 | 0.79426 | 0.65148 | -1.997e-12 | -135.3123 | 120.9775 | -1.9929e-12 | -135.3123 | 120.9775

## LL_min_fault_6
name | pf_ikss_a_from_ka | pf_ikss_b_from_ka | pf_ikss_c_from_ka | pf_ikss_a_to_ka | pf_ikss_b_to_ka | pf_ikss_c_to_ka | pf_skss_a_from_mw | pf_skss_b_from_mw | pf_skss_c_from_mw | pf_skss_a_to_mw | pf_skss_b_to_mw | pf_skss_c_to_mw | pf_p_a_from_mw | pf_p_b_from_mw | pf_p_c_from_mw | pf_p_a_to_mw | pf_p_b_to_mw | pf_p_c_to_mw | pf_q_a_from_mvar | pf_q_b_from_mvar | pf_q_c_from_mvar | pf_q_a_to_mvar | pf_q_b_to_mvar | pf_q_c_to_mvar | pf_ikss_a_from_degree | pf_ikss_b_from_degree | pf_ikss_c_from_degree | pf_ikss_a_to_degree | pf_ikss_b_to_degree | pf_ikss_c_to_degree | pf_vm_a_from_pu | pf_vm_b_from_pu | pf_vm_c_from_pu | pf_vm_a_to_pu | pf_vm_b_to_pu | pf_vm_c_to_pu | pf_va_a_from_degree | pf_va_b_from_degree | pf_va_c_from_degree | pf_va_a_to_degree | pf_va_b_to_degree | pf_va_c_to_degree
Line0_1_2 | 0 | 0 | 0 | 0 | 0 | 0 | 0 | 0 | 0 | 0 | 0 | 0 | 1.3047e-18 | -3.8862e-11 | -1.1288e-10 | -1.5793e-18 | 3.8862e-11 | 1.1288e-10 | 2.7466e-18 | 1.0829e-10 | 1.9912e-11 | -2.7466e-18 | -1.0829e-10 | -1.9912e-11 | 0 | 0 | 0 | 0 | 0 | 0 | 0.95 | 0.94812 | 0.94457 | 0.95 | 0.94812 | 0.94457 | -5.7335e-14 | -120.3131 | 119.9422 | -5.722e-14 | -120.3131 | 119.9422
Line10_11_12 | 0 | 0 | 0 | 0 | 0 | 0 | 0 | 0 | 0 | 0 | 0 | 0 | 2.7466e-19 | -3.8862e-11 | -1.1288e-10 | -2.7466e-19 | 3.8862e-11 | 1.1288e-10 | 2.1973e-18 | 1.0829e-10 | 1.9912e-11 | -2.1973e-18 | -1.0829e-10 | -1.9912e-11 | 0 | 0 | 0 | 0 | 0 | 0 | 0.95 | 0.94812 | 0.94457 | 0.95 | 0.94812 | 0.94457 | -5.7191e-14 | -120.3131 | 119.9422 | -5.7116e-14 | -120.3131 | 119.9422
Line11_12_13 | 0 | 0 | 0 | 0 | 0 | 0 | 0 | 0 | 0 | 0 | 0 | 0 | -1.3047e-18 | -3.2385e-11 | -9.4068e-11 | 1.03e-18 | 3.2385e-11 | 9.4068e-11 | 3.296e-18 | 9.0245e-11 | 1.6593e-11 | -3.8453e-18 | -9.0245e-11 | -1.6593e-11 | 0 | 0 | 0 | 0 | 0 | 0 | 0.95 | 0.94812 | 0.94457 | 0.95 | 0.94812 | 0.94457 | -5.7116e-14 | -120.3131 | 119.9422 | -5.7045e-14 | -120.3131 | 119.9422
Line12_13_15 | 0 | 0 | 0 | 0 | 0 | 0 | 0 | 0 | 0 | 0 | 0 | 0 | 2.06e-19 | -1.9431e-11 | -5.6441e-11 | 3.4333e-19 | 1.9431e-11 | 5.6441e-11 | 1.0987e-18 | 5.4147e-11 | 9.9561e-12 | -1.648e-18 | -5.4147e-11 | -9.9561e-12 | 0 | 0 | 0 | 0 | 0 | 0 | 0.95 | 0.94812 | 0.94457 | 0.95 | 0.94812 | 0.94457 | -5.7045e-14 | -120.3131 | 119.9422 | -5.7008e-14 | -120.3131 | 119.9422
Line13_13_14 | 0 | 0 | 0 | 0 | 0 | 0 | 0 | 0 | 0 | 0 | 0 | 0 | 4.8066e-19 | -6.477e-12 | -1.8814e-11 | -2.06e-19 | 6.477e-12 | 1.8814e-11 | -4.7856e-34 | 1.8049e-11 | 3.3187e-12 | -5.4933e-19 | -1.8049e-11 | -3.3187e-12 | 0 | 0 | 0 | 0 | 0 | 0 | 0.95 | 0.94812 | 0.94457 | 0.95 | 0.94812 | 0.94457 | -5.7045e-14 | -120.3131 | 119.9422 | -5.7046e-14 | -120.3131 | 119.9422
Line14_15_16 | 0 | 0 | 0 | 0 | 0 | 0 | 0 | 0 | 0 | 0 | 0 | 0 | -4.8066e-19 | -1.2954e-11 | -3.7627e-11 | 7.5533e-19 | 1.2954e-11 | 3.7627e-11 | 1.648e-18 | 3.6098e-11 | 6.6374e-12 | -1.0987e-18 | -3.6098e-11 | -6.6374e-12 | 0 | 0 | 0 | 0 | 0 | 0 | 0.95 | 0.94812 | 0.94457 | 0.95 | 0.94812 | 0.94457 | -5.7008e-14 | -120.3131 | 119.9422 | -5.6975e-14 | -120.3131 | 119.9422
Line15_16_17 | 0 | 0 | 0 | 0 | 0 | 0 | 0 | 0 | 0 | 0 | 0 | 0 | -5.4933e-19 | -6.477e-12 | -1.8814e-11 | 8.2399e-19 | 6.477e-12 | 1.8814e-11 | 5.4625e-34 | 1.8049e-11 | 3.3187e-12 | -8.192e-34 | -1.8049e-11 | -3.3187e-12 | 0 | 0 | 0 | 0 | 0 | 0 | 0.95 | 0.94812 | 0.94457 | 0.95 | 0.94812 | 0.94457 | -5.6975e-14 | -120.3131 | 119.9422 | -5.6963e-14 | -120.3131 | 119.9422
Line16_4_18 | 0 | 0.052639 | 0.052639 | 0 | 0.052639 | 0.052639 | 0 | 0.012156 | 0.012156 | 0 | 0.012156 | 0.012156 | 1.0987e-18 | 0.011082 | 0.0028784 | -1.0987e-18 | -0.011029 | -0.0028252 | -1.0984e-33 | 0.0029185 | 0.011047 | 1.0984e-33 | -0.0028631 | -0.010991 | 0 | -135.266 | 44.734 | 0 | 44.734 | -135.266 | 0.95 | 0.94272 | 0.93905 | 0.95 | 0.93734 | 0.93354 | -5.7283e-14 | -120.5122 | 120.1294 | -5.728e-14 | -120.7135 | 120.3187
Line17_5_19 | 0 | 0 | 0 | 0 | 0 | 0 | 0 | 0 | 0 | 0 | 0 | 0 | -1.5793e-18 | -6.477e-12 | -1.8814e-11 | 1.5793e-18 | 6.477e-12 | 1.8814e-11 | 1.0987e-18 | 1.8049e-11 | 3.3187e-12 | -1.5793e-33 | -1.8049e-11 | -3.3187e-12 | 0 | 0 | 0 | 0 | 0 | 0 | 0.95 | 0.94812 | 0.94457 | 0.95 | 0.94812 | 0.94457 | -5.7305e-14 | -120.3131 | 119.9422 | -5.7293e-14 | -120.3131 | 119.9422
Line1_1_3 | 0 | 0 | 0 | 0 | 0 | 0 | 0 | 0 | 0 | 0 | 0 | 0 | 8.9266e-19 | -5.1816e-11 | -1.5051e-10 | -1.442e-18 | 5.1816e-11 | 1.5051e-10 | 3.296e-18 | 1.4439e-10 | 2.655e-11 | -3.296e-18 | -1.4439e-10 | -2.655e-11 | 0 | 0 | 0 | 0 | 0 | 0 | 0.95 | 0.94812 | 0.94457 | 0.95 | 0.94812 | 0.94457 | -5.7335e-14 | -120.3131 | 119.9422 | -5.7265e-14 | -120.3131 | 119.9422
Line2_1_4 | 0 | 0.052639 | 0.052639 | 0 | 0.052639 | 0.052639 | 0 | 0.012156 | 0.012156 | 0 | 0.012156 | 0.012156 | -1.648e-18 | 0.011136 | 0.0029316 | 5.4933e-19 | -0.011082 | -0.0028784 | 1.0987e-18 | 0.0029739 | 0.011102 | -1.0987e-18 | -0.0029185 | -0.011047 | 0 | -135.266 | 44.734 | 0 | 44.734 | -135.266 | 0.95 | 0.94812 | 0.94457 | 0.95 | 0.94272 | 0.93905 | -5.7335e-14 | -120.3131 | 119.9422 | -5.7283e-14 | -120.5122 | 120.1294
Line3_1_5 | 0 | 0 | 0 | 0 | 0 | 0 | 0 | 0 | 0 | 0 | 0 | 0 | -4.12e-19 | -1.2954e-11 | -3.7627e-11 | 1.3733e-19 | 1.2954e-11 | 3.7627e-11 | 5.4933e-19 | 3.6098e-11 | 6.6374e-12 | -1.0987e-18 | -3.6098e-11 | -6.6374e-12 | 0 | 0 | 0 | 0 | 0 | 0 | 0.95 | 0.94812 | 0.94457 | 0.95 | 0.94812 | 0.94457 | -5.7335e-14 | -120.3131 | 119.9422 | -5.7305e-14 | -120.3131 | 119.9422
Line4_2_6 | 0 | 0 | 0 | 0 | 0 | 0 | 0 | 0 | 0 | 0 | 0 | 0 | 1.03e-18 | -3.2385e-11 | -9.4068e-11 | -1.3047e-18 | 3.2385e-11 | 9.4068e-11 | 3.296e-18 | 9.0245e-11 | 1.6593e-11 | -3.8453e-18 | -9.0245e-11 | -1.6593e-11 | 0 | 0 | 0 | 0 | 0 | 0 | 0.95 | 0.94812 | 0.94457 | 0.95 | 0.94812 | 0.94457 | -5.722e-14 | -120.3131 | 119.9422 | -5.7131e-14 | -120.3131 | 119.9422
Line5_6_7 | 0 | 0 | 0 | 0 | 0 | 0 | 0 | 0 | 0 | 0 | 0 | 0 | 1.7853e-18 | -2.5908e-11 | -7.5255e-11 | -1.7853e-18 | 2.5908e-11 | 7.5255e-11 | 2.7466e-18 | 7.2196e-11 | 1.3275e-11 | -2.1973e-18 | -7.2196e-11 | -1.3275e-11 | 0 | 0 | 0 | 0 | 0 | 0 | 0.95 | 0.94812 | 0.94457 | 0.95 | 0.94812 | 0.94457 | -5.7131e-14 | -120.3131 | 119.9422 | -5.707e-14 | -120.3131 | 119.9422
Line6_7_8 | 0 | 0 | 0 | 0 | 0 | 0 | 0 | 0 | 0 | 0 | 0 | 0 | 1.1673e-18 | -1.9431e-11 | -5.6441e-11 | -6.18e-19 | 1.9431e-11 | 5.6441e-11 | 2.7466e-18 | 5.4147e-11 | 9.9561e-12 | -2.7466e-18 | -5.4147e-11 | -9.9561e-12 | 0 | 0 | 0 | 0 | 0 | 0 | 0.95 | 0.94812 | 0.94457 | 0.95 | 0.94812 | 0.94457 | -5.707e-14 | -120.3131 | 119.9422 | -5.7014e-14 | -120.3131 | 119.9422
Line7_8_9 | 0 | 0 | 0 | 0 | 0 | 0 | 0 | 0 | 0 | 0 | 0 | 0 | 4.8066e-19 | -6.477e-12 | -1.8814e-11 | -4.8066e-19 | 6.477e-12 | 1.8814e-11 | 5.4933e-19 | 1.8049e-11 | 3.3187e-12 | -1.0987e-18 | -1.8049e-11 | -3.3187e-12 | 0 | 0 | 0 | 0 | 0 | 0 | 0.95 | 0.94812 | 0.94457 | 0.95 | 0.94812 | 0.94457 | -5.7014e-14 | -120.3131 | 119.9422 | -5.7015e-14 | -120.3131 | 119.9422
Line8_8_10 | 0 | 0 | 0 | 0 | 0 | 0 | 0 | 0 | 0 | 0 | 0 | 0 | -5.4933e-19 | -6.477e-12 | -1.8814e-11 | 2.7466e-19 | 6.477e-12 | 1.8814e-11 | 1.0987e-18 | 1.8049e-11 | 3.3187e-12 | -1.0987e-18 | -1.8049e-11 | -3.3187e-12 | 0 | 0 | 0 | 0 | 0 | 0 | 0.95 | 0.94812 | 0.94457 | 0.95 | 0.94812 | 0.94457 | -5.7014e-14 | -120.3131 | 119.9422 | -5.6987e-14 | -120.3131 | 119.9422
Line9_3_11 | 0 | 0 | 0 | 0 | 0 | 0 | 0 | 0 | 0 | 0 | 0 | 0 | 1.3733e-18 | -4.5339e-11 | -1.317e-10 | -1.0987e-18 | 4.5339e-11 | 1.317e-10 | 2.1973e-18 | 1.2634e-10 | 2.3231e-11 | -1.648e-18 | -1.2634e-10 | -2.3231e-11 | 0 | 0 | 0 | 0 | 0 | 0 | 0.95 | 0.94812 | 0.94457 | 0.95 | 0.94812 | 0.94457 | -5.7265e-14 | -120.3131 | 119.9422 | -5.7191e-14 | -120.3131 | 119.9422

## LL_min_fault_10
name | pf_ikss_a_from_ka | pf_ikss_b_from_ka | pf_ikss_c_from_ka | pf_ikss_a_to_ka | pf_ikss_b_to_ka | pf_ikss_c_to_ka | pf_skss_a_from_mw | pf_skss_b_from_mw | pf_skss_c_from_mw | pf_skss_a_to_mw | pf_skss_b_to_mw | pf_skss_c_to_mw | pf_p_a_from_mw | pf_p_b_from_mw | pf_p_c_from_mw | pf_p_a_to_mw | pf_p_b_to_mw | pf_p_c_to_mw | pf_q_a_from_mvar | pf_q_b_from_mvar | pf_q_c_from_mvar | pf_q_a_to_mvar | pf_q_b_to_mvar | pf_q_c_to_mvar | pf_ikss_a_from_degree | pf_ikss_b_from_degree | pf_ikss_c_from_degree | pf_ikss_a_to_degree | pf_ikss_b_to_degree | pf_ikss_c_to_degree | pf_vm_a_from_pu | pf_vm_b_from_pu | pf_vm_c_from_pu | pf_vm_a_to_pu | pf_vm_b_to_pu | pf_vm_c_to_pu | pf_va_a_from_degree | pf_va_b_from_degree | pf_va_c_from_degree | pf_va_a_to_degree | pf_va_b_to_degree | pf_va_c_to_degree
Line0_1_2 | 0 | 0 | 0 | 0 | 0 | 0 | 0 | 0 | 0 | 0 | 0 | 0 | 1.6914e-18 | -3.4879e-11 | -1.0131e-10 | -1.6914e-18 | 3.4879e-11 | 1.0131e-10 | 3.1225e-18 | 9.7195e-11 | 1.7871e-11 | -3.6429e-18 | -9.7195e-11 | -1.7871e-11 | 0 | 0 | 0 | 0 | 0 | 0 | 0.9 | 0.89822 | 0.89485 | 0.9 | 0.89822 | 0.89485 | -4.8142e-14 | -120.3131 | 119.9422 | -4.8013e-14 | -120.3131 | 119.9422
Line10_11_12 | 0 | 0 | 0 | 0 | 0 | 0 | 0 | 0 | 0 | 0 | 0 | 0 | 7.1557e-19 | -3.4879e-11 | -1.0131e-10 | -4.5536e-19 | 3.4879e-11 | 1.0131e-10 | 2.0817e-18 | 9.7195e-11 | 1.7871e-11 | -2.0817e-18 | -9.7195e-11 | -1.7871e-11 | 0 | 0 | 0 | 0 | 0 | 0 | 0.9 | 0.89822 | 0.89485 | 0.9 | 0.89822 | 0.89485 | -4.7997e-14 | -120.3131 | 119.9422 | -4.7922e-14 | -120.3131 | 119.9422
Line11_12_13 | 0 | 0 | 0 | 0 | 0 | 0 | 0 | 0 | 0 | 0 | 0 | 0 | -1.0408e-18 | -2.9066e-11 | -8.4427e-11 | 1.0408e-18 | 2.9066e-11 | 8.4427e-11 | 3.6429e-18 | 8.0996e-11 | 1.4893e-11 | -3.6429e-18 | -8.0996e-11 | -1.4893e-11 | 0 | 0 | 0 | 0 | 0 | 0 | 0.9 | 0.89822 | 0.89485 | 0.9 | 0.89822 | 0.89485 | -4.7922e-14 | -120.3131 | 119.9422 | -4.7851e-14 | -120.3131 | 119.9422
Line12_13_15 | 0 | 0 | 0 | 0 | 0 | 0 | 0 | 0 | 0 | 0 | 0 | 0 | -5.8547e-19 | -1.7439e-11 | -5.0656e-11 | 5.8547e-19 | 1.7439e-11 | 5.0656e-11 | 1.0408e-18 | 4.8598e-11 | 8.9356e-12 | -5.2042e-19 | -4.8598e-11 | -8.9356e-12 | 0 | 0 | 0 | 0 | 0 | 0 | 0.9 | 0.89822 | 0.89485 | 0.9 | 0.89822 | 0.89485 | -4.7851e-14 | -120.3131 | 119.9422 | -4.7814e-14 | -120.3131 | 119.9422
Line13_13_14 | 0 | 0 | 0 | 0 | 0 | 0 | 0 | 0 | 0 | 0 | 0 | 0 | 4.5536e-19 | -5.8131e-12 | -1.6885e-11 | -4.5536e-19 | 5.8131e-12 | 1.6885e-11 | 1.0408e-18 | 1.6199e-11 | 2.9786e-12 | -1.0408e-18 | -1.6199e-11 | -2.9786e-12 | 0 | 0 | 0 | 0 | 0 | 0 | 0.9 | 0.89822 | 0.89485 | 0.9 | 0.89822 | 0.89485 | -4.7851e-14 | -120.3131 | 119.9422 | -4.7852e-14 | -120.3131 | 119.9422
Line14_15_16 | 0 | 0 | 0 | 0 | 0 | 0 | 0 | 0 | 0 | 0 | 0 | 0 | -4.5536e-19 | -1.1626e-11 | -3.3771e-11 | 4.5536e-19 | 1.1626e-11 | 3.3771e-11 | 5.2042e-19 | 3.2398e-11 | 5.9571e-12 | -5.2042e-19 | -3.2398e-11 | -5.9571e-12 | 0 | 0 | 0 | 0 | 0 | 0 | 0.9 | 0.89822 | 0.89485 | 0.9 | 0.89822 | 0.89485 | -4.7814e-14 | -120.3131 | 119.9422 | -4.7781e-14 | -120.3131 | 119.9422
Line15_16_17 | 0 | 0 | 0 | 0 | 0 | 0 | 0 | 0 | 0 | 0 | 0 | 0 | -4.5536e-19 | -5.8131e-12 | -1.6885e-11 | 4.5536e-19 | 5.8131e-12 | 1.6885e-11 | 5.2042e-19 | 1.6199e-11 | 2.9785e-12 | -5.2042e-19 | -1.6199e-11 | -2.9785e-12 | 0 | 0 | 0 | 0 | 0 | 0 | 0.9 | 0.89822 | 0.89485 | 0.9 | 0.89822 | 0.89485 | -4.7781e-14 | -120.3131 | 119.9422 | -4.7769e-14 | -120.3131 | 119.9422
Line16_4_18 | 0 | 0.049869 | 0.049869 | 0 | 0.049869 | 0.049869 | 0 | 0.011517 | 0.011517 | 0 | 0.011517 | 0.011517 | -3.1225e-18 | 0.0099465 | 0.0025834 | 2.0817e-18 | -0.0098987 | -0.0025356 | 2.0817e-18 | 0.0026194 | 0.0099144 | -2.0817e-18 | -0.0025697 | -0.0098647 | 0 | -135.266 | 44.734 | 0 | 44.734 | -135.266 | 0.9 | 0.89311 | 0.88962 | 0.9 | 0.888 | 0.8844 | -4.813e-14 | -120.5122 | 120.1294 | -4.8147e-14 | -120.7135 | 120.3187
Line17_5_19 | 0 | 0 | 0 | 0 | 0 | 0 | 0 | 0 | 0 | 0 | 0 | 0 | -7.8063e-19 | -5.8131e-12 | -1.6885e-11 | 1.0408e-18 | 5.8131e-12 | 1.6885e-11 | -5.2042e-19 | 1.6199e-11 | 2.9786e-12 | 5.2042e-19 | -1.6199e-11 | -2.9786e-12 | 0 | 0 | 0 | 0 | 0 | 0 | 0.9 | 0.89822 | 0.89485 | 0.9 | 0.89822 | 0.89485 | -4.8112e-14 | -120.3131 | 119.9422 | -4.8099e-14 | -120.3131 | 119.9422
Line1_1_3 | 0 | 0 | 0 | 0 | 0 | 0 | 0 | 0 | 0 | 0 | 0 | 0 | 1.4311e-18 | -4.6505e-11 | -1.3508e-10 | -1.6914e-18 | 4.6505e-11 | 1.3508e-10 | 2.0817e-18 | 1.2959e-10 | 2.3828e-11 | -2.6021e-18 | -1.2959e-10 | -2.3828e-11 | 0 | 0 | 0 | 0 | 0 | 0 | 0.9 | 0.89822 | 0.89485 | 0.9 | 0.89822 | 0.89485 | -4.8142e-14 | -120.3131 | 119.9422 | -4.8071e-14 | -120.3131 | 119.9422
Line2_1_4 | 0 | 0.049869 | 0.049869 | 0 | 0.049869 | 0.049869 | 0 | 0.011517 | 0.011517 | 0 | 0.011517 | 0.011517 | -8.7454e-34 | 0.0099942 | 0.0026311 | 0 | -0.0099465 | -0.0025834 | -1.0408e-18 | 0.0026691 | 0.0099642 | 0 | -0.0026194 | -0.0099144 | 0 | -135.266 | 44.734 | 0 | 44.734 | -135.266 | 0.9 | 0.89822 | 0.89485 | 0.9 | 0.89311 | 0.88962 | -4.8142e-14 | -120.3131 | 119.9422 | -4.813e-14 | -120.5122 | 120.1294
Line3_1_5 | 0 | 0 | 0 | 0 | 0 | 0 | 0 | 0 | 0 | 0 | 0 | 0 | -1.301e-19 | -1.1626e-11 | -3.3771e-11 | 3.9031e-19 | 1.1626e-11 | 3.3771e-11 | 1.0408e-18 | 3.2398e-11 | 5.9571e-12 | -2.0817e-18 | -3.2398e-11 | -5.9571e-12 | 0 | 0 | 0 | 0 | 0 | 0 | 0.9 | 0.89822 | 0.89485 | 0.9 | 0.89822 | 0.89485 | -4.8142e-14 | -120.3131 | 119.9422 | -4.8112e-14 | -120.3131 | 119.9422
Line4_2_6 | 0 | 0 | 0 | 0 | 0 | 0 | 0 | 0 | 0 | 0 | 0 | 0 | 1.4311e-18 | -2.9066e-11 | -8.4427e-11 | -1.4311e-18 | 2.9066e-11 | 8.4427e-11 | 2.6021e-18 | 8.0996e-11 | 1.4893e-11 | -2.0817e-18 | -8.0996e-11 | -1.4893e-11 | 0 | 0 | 0 | 0 | 0 | 0 | 0.9 | 0.89822 | 0.89485 | 0.9 | 0.89822 | 0.89485 | -4.8013e-14 | -120.3131 | 119.9422 | -4.793e-14 | -120.3131 | 119.9422
Line5_6_7 | 0 | 0 | 0 | 0 | 0 | 0 | 0 | 0 | 0 | 0 | 0 | 0 | 8.4568e-19 | -2.3253e-11 | -6.7542e-11 | -8.4568e-19 | 2.3253e-11 | 6.7542e-11 | 2.0817e-18 | 6.4797e-11 | 1.1914e-11 | -2.0817e-18 | -6.4797e-11 | -1.1914e-11 | 0 | 0 | 0 | 0 | 0 | 0 | 0.9 | 0.89822 | 0.89485 | 0.9 | 0.89822 | 0.89485 | -4.793e-14 | -120.3131 | 119.9422 | -4.7862e-14 | -120.3131 | 119.9422
Line6_7_8 | 0 | 0 | 0 | 0 | 0 | 0 | 0 | 0 | 0 | 0 | 0 | 0 | 4.5536e-19 | -1.7439e-11 | -5.0656e-11 | -1.9516e-19 | 1.7439e-11 | 5.0656e-11 | 1.5613e-18 | 4.8598e-11 | 8.9356e-12 | -2.0817e-18 | -4.8598e-11 | -8.9356e-12 | 0 | 0 | 0 | 0 | 0 | 0 | 0.9 | 0.89822 | 0.89485 | 0.9 | 0.89822 | 0.89485 | -4.7862e-14 | -120.3131 | 119.9422 | -4.7808e-14 | -120.3131 | 119.9422
Line7_8_9 | 0 | 0 | 0 | 0 | 0 | 0 | 0 | 0 | 0 | 0 | 0 | 0 | -3.2526e-19 | -5.8131e-12 | -1.6885e-11 | 3.2526e-19 | 5.8131e-12 | 1.6885e-11 | 1.0408e-18 | 1.6199e-11 | 2.9786e-12 | -1.5613e-18 | -1.6199e-11 | -2.9786e-12 | 0 | 0 | 0 | 0 | 0 | 0 | 0.9 | 0.89822 | 0.89485 | 0.9 | 0.89822 | 0.89485 | -4.7808e-14 | -120.3131 | 119.9422 | -4.7809e-14 | -120.3131 | 119.9422
Line8_8_10 | 0 | 0 | 0 | 0 | 0 | 0 | 0 | 0 | 0 | 0 | 0 | 0 | -1.301e-19 | -5.8131e-12 | -1.6885e-11 | 3.9031e-19 | 5.8131e-12 | 1.6885e-11 | 1.0408e-18 | 1.6199e-11 | 2.9785e-12 | -1.5613e-18 | -1.6199e-11 | -2.9785e-12 | 0 | 0 | 0 | 0 | 0 | 0 | 0.9 | 0.89822 | 0.89485 | 0.9 | 0.89822 | 0.89485 | -4.7808e-14 | -120.3131 | 119.9422 | -4.7779e-14 | -120.3131 | 119.9422
Line9_3_11 | 0 | 0 | 0 | 0 | 0 | 0 | 0 | 0 | 0 | 0 | 0 | 0 | 1.1709e-18 | -4.0692e-11 | -1.182e-10 | -1.1709e-18 | 4.0692e-11 | 1.182e-10 | 3.1225e-18 | 1.1339e-10 | 2.085e-11 | -2.0817e-18 | -1.1339e-10 | -2.085e-11 | 0 | 0 | 0 | 0 | 0 | 0 | 0.9 | 0.89822 | 0.89485 | 0.9 | 0.89822 | 0.89485 | -4.8071e-14 | -120.3131 | 119.9422 | -4.7997e-14 | -120.3131 | 119.9422

## LG_max_6
name | pf_ikss_a_from_ka | pf_ikss_b_from_ka | pf_ikss_c_from_ka | pf_ikss_a_to_ka | pf_ikss_b_to_ka | pf_ikss_c_to_ka | pf_skss_a_from_mw | pf_skss_b_from_mw | pf_skss_c_from_mw | pf_skss_a_to_mw | pf_skss_b_to_mw | pf_skss_c_to_mw | pf_p_a_from_mw | pf_p_b_from_mw | pf_p_c_from_mw | pf_p_a_to_mw | pf_p_b_to_mw | pf_p_c_to_mw | pf_q_a_from_mvar | pf_q_b_from_mvar | pf_q_c_from_mvar | pf_q_a_to_mvar | pf_q_b_to_mvar | pf_q_c_to_mvar | pf_ikss_a_from_degree | pf_ikss_b_from_degree | pf_ikss_c_from_degree | pf_ikss_a_to_degree | pf_ikss_b_to_degree | pf_ikss_c_to_degree | pf_vm_a_from_pu | pf_vm_b_from_pu | pf_vm_c_from_pu | pf_vm_a_to_pu | pf_vm_b_to_pu | pf_vm_c_to_pu | pf_va_a_from_degree | pf_va_b_from_degree | pf_va_c_from_degree | pf_va_a_to_degree | pf_va_b_to_degree | pf_va_c_to_degree
Line0_1_2 | 2.2671e-06 | 2.2671e-06 | 2.2671e-06 | 1.89e-06 | 1.89e-06 | 1.89e-06 | 5.2356e-07 | 5.2356e-07 | 5.2356e-07 | 4.3648e-07 | 4.3649e-07 | 4.3649e-07 | 1.5298e-09 | 5.1062e-07 | -4.4079e-07 | -1.2503e-09 | -4.3149e-07 | 3.6137e-07 | 3.4301e-09 | -7.9894e-07 | -8.3739e-07 | -2.8706e-09 | 6.6233e-07 | 7.013e-07 | -92.3248 | -92.314 | -92.314 | 87.1734 | 87.1864 | 87.1864 | 0.0071736 | 1.811 | 1.8074 | 0.0071735 | 1.811 | 1.8074 | -26.3617 | -149.7306 | 149.9246 | -26.3617 | -149.7306 | 149.9246
Line10_11_12 | 2.2671e-06 | 2.2671e-06 | 2.2671e-06 | 1.89e-06 | 1.89e-06 | 1.89e-06 | 5.2356e-07 | 5.2356e-07 | 5.2356e-07 | 4.3648e-07 | 4.3649e-07 | 4.3649e-07 | 1.5298e-09 | 5.1062e-07 | -4.4079e-07 | -1.2502e-09 | -4.3149e-07 | 3.6137e-07 | 3.43e-09 | -7.9894e-07 | -8.3739e-07 | -2.8705e-09 | 6.6233e-07 | 7.013e-07 | -92.3248 | -92.314 | -92.314 | 87.1734 | 87.1864 | 87.1864 | 0.0071733 | 1.811 | 1.8074 | 0.0071732 | 1.811 | 1.8074 | -26.3616 | -149.7306 | 149.9246 | -26.3616 | -149.7306 | 149.9246
Line11_12_13 | 1.8892e-06 | 1.8893e-06 | 1.8893e-06 | 1.5122e-06 | 1.5122e-06 | 1.5122e-06 | 4.363e-07 | 4.363e-07 | 4.363e-07 | 3.4923e-07 | 3.4923e-07 | 3.4923e-07 | 1.2748e-09 | 4.2552e-07 | -3.6732e-07 | -9.9526e-10 | -3.4638e-07 | 2.8791e-07 | 2.8583e-09 | -6.6579e-07 | -6.9782e-07 | -2.2989e-09 | 5.2917e-07 | 5.6173e-07 | -92.3248 | -92.314 | -92.314 | 87.048 | 87.0615 | 87.0615 | 0.0071732 | 1.811 | 1.8074 | 0.0071731 | 1.811 | 1.8074 | -26.3616 | -149.7306 | 149.9246 | -26.3615 | -149.7306 | 149.9246
Line12_13_15 | 1.1335e-06 | 1.1336e-06 | 1.1336e-06 | 0 | 0 | 0 | 2.6178e-07 | 2.6178e-07 | 2.6178e-07 | 0 | 0 | 0 | 7.6486e-10 | 2.5531e-07 | -2.2039e-07 | -4.8535e-10 | -1.7618e-07 | 1.4098e-07 | 1.7149e-09 | -3.9947e-07 | -4.1869e-07 | -1.1556e-09 | 2.6286e-07 | 2.826e-07 | -92.3248 | -92.314 | -92.314 | 0 | 0 | 0 | 0.0071731 | 1.811 | 1.8074 | 0.0071731 | 1.811 | 1.8074 | -26.3615 | -149.7306 | 149.9246 | -26.3615 | -149.7306 | 149.9246
Line13_13_14 | 0 | 0 | 0 | 0 | 0 | 0 | 0 | 0 | 0 | 0 | 0 | 0 | 2.5495e-10 | 8.5103e-08 | -7.3464e-08 | 2.4556e-11 | -5.9712e-09 | -5.9475e-09 | 5.7165e-10 | -1.3316e-07 | -1.3956e-07 | -1.2263e-11 | -3.4578e-09 | 3.4714e-09 | 0 | 0 | 0 | 0 | 0 | 0 | 0.0071731 | 1.811 | 1.8074 | 0.0071731 | 1.811 | 1.8074 | -26.3615 | -149.7306 | 149.9246 | -26.3615 | -149.7306 | 149.9246
Line14_15_16 | 0 | 0 | 0 | 0 | 0 | 0 | 0 | 0 | 0 | 0 | 0 | 0 | 5.0991e-10 | 1.7021e-07 | -1.4693e-07 | -2.304e-10 | -9.1075e-08 | 6.7517e-08 | 1.1433e-09 | -2.6631e-07 | -2.7913e-07 | -5.8391e-10 | 1.297e-07 | 1.4304e-07 | 0 | 0 | 0 | 0 | 0 | 0 | 0.0071731 | 1.811 | 1.8074 | 0.007173 | 1.811 | 1.8074 | -26.3615 | -149.7306 | 149.9246 | -26.3615 | -149.7306 | 149.9246
Line15_16_17 | 0 | 0 | 0 | 0 | 0 | 0 | 0 | 0 | 0 | 0 | 0 | 0 | 2.5495e-10 | 8.5103e-08 | -7.3464e-08 | 2.4556e-11 | -5.9712e-09 | -5.9476e-09 | 5.7164e-10 | -1.3316e-07 | -1.3956e-07 | -1.2263e-11 | -3.4578e-09 | 3.4714e-09 | 0 | 0 | 0 | 0 | 0 | 0 | 0.007173 | 1.811 | 1.8074 | 0.007173 | 1.811 | 1.8074 | -26.3615 | -149.7306 | 149.9246 | -26.3615 | -149.7306 | 149.9246
Line16_4_18 | 0.044453 | 0 | 0 | 0.044453 | 0 | 0 | 0.010266 | 0 | 0 | 0.010266 | 0 | 0 | 1.6467e-05 | 8.526e-08 | -7.3459e-08 | -2.0088e-14 | -5.9611e-09 | -5.9332e-09 | 3.2934e-05 | -1.332e-07 | -1.3967e-07 | 1.3828e-14 | -3.4522e-09 | 3.4683e-09 | -89.7967 | 0 | 0 | 90.2033 | 0 | 0 | 0.0035868 | 1.8106 | 1.8067 | 0 | 1.8102 | 1.806 | -26.3617 | -149.7116 | 149.9231 | 0 | -149.6926 | 149.9216
Line17_5_19 | 0 | 0 | 0 | 0 | 0 | 0 | 0 | 0 | 0 | 0 | 0 | 0 | 2.5497e-10 | 8.5103e-08 | -7.3464e-08 | 2.4557e-11 | -5.9712e-09 | -5.9475e-09 | 5.7168e-10 | -1.3316e-07 | -1.3956e-07 | -1.2263e-11 | -3.4578e-09 | 3.4714e-09 | 0 | 0 | 0 | 0 | 0 | 0 | 0.0071735 | 1.811 | 1.8074 | 0.0071735 | 1.811 | 1.8074 | -26.3617 | -149.7306 | 149.9246 | -26.3617 | -149.7306 | 149.9246
Line1_1_3 | 3.0228e-06 | 3.0228e-06 | 3.0228e-06 | 2.6457e-06 | 2.6457e-06 | 2.6457e-06 | 6.9808e-07 | 6.9809e-07 | 6.9809e-07 | 6.11e-07 | 6.11e-07 | 6.11e-07 | 2.0398e-09 | 6.8083e-07 | -5.8771e-07 | -1.7602e-09 | -6.017e-07 | 5.083e-07 | 4.5735e-09 | -1.0653e-06 | -1.1165e-06 | -4.014e-09 | 9.2864e-07 | 9.8043e-07 | -92.3248 | -92.314 | -92.314 | 87.3168 | 87.3291 | 87.3291 | 0.0071736 | 1.811 | 1.8074 | 0.0071734 | 1.811 | 1.8074 | -26.3617 | -149.7306 | 149.9246 | -26.3616 | -149.7306 | 149.9246
Line2_1_4 | 0.044453 | 0 | 0 | 0.044453 | 0 | 0 | 0.010266 | 0 | 0 | 0.010266 | 0 | 0 | 3.2935e-05 | 1.7038e-07 | -1.4696e-07 | -1.6467e-05 | -9.1226e-08 | 6.7518e-08 | 6.587e-05 | -2.6645e-07 | -2.7935e-07 | -3.2934e-05 | 1.2974e-07 | 1.4314e-07 | -89.7967 | 0 | 0 | 90.2033 | 0 | 0 | 0.0071736 | 1.811 | 1.8074 | 0.0035868 | 1.8106 | 1.8067 | -26.3617 | -149.7306 | 149.9246 | -26.3617 | -149.7116 | 149.9231
Line3_1_5 | 0 | 0 | 0 | 0 | 0 | 0 | 0 | 0 | 0 | 0 | 0 | 0 | 5.0994e-10 | 1.7021e-07 | -1.4693e-07 | -2.3041e-10 | -9.1075e-08 | 6.7517e-08 | 1.1434e-09 | -2.6631e-07 | -2.7913e-07 | -5.8394e-10 | 1.297e-07 | 1.4304e-07 | 0 | 0 | 0 | 0 | 0 | 0 | 0.0071736 | 1.811 | 1.8074 | 0.0071735 | 1.811 | 1.8074 | -26.3617 | -149.7306 | 149.9246 | -26.3617 | -149.7306 | 149.9246
Line4_2_6 | 1.8892e-06 | 1.8893e-06 | 1.8893e-06 | 1.5122e-06 | 1.5122e-06 | 1.5122e-06 | 4.363e-07 | 4.363e-07 | 4.363e-07 | 3.4923e-07 | 3.4923e-07 | 3.4923e-07 | 1.2748e-09 | 4.2552e-07 | -3.6732e-07 | -9.953e-10 | -3.4638e-07 | 2.8791e-07 | 2.8584e-09 | -6.6579e-07 | -6.9782e-07 | -2.2989e-09 | 5.2917e-07 | 5.6173e-07 | -92.3248 | -92.314 | -92.314 | 87.048 | 87.0615 | 87.0615 | 0.0071735 | 1.811 | 1.8074 | 0.0071734 | 1.811 | 1.8074 | -26.3617 | -149.7306 | 149.9246 | -26.3616 | -149.7306 | 149.9246
Line5_6_7 | 1.5114e-06 | 1.5114e-06 | 1.5114e-06 | 1.1344e-06 | 1.1344e-06 | 1.1344e-06 | 3.4904e-07 | 3.4904e-07 | 3.4904e-07 | 2.6198e-07 | 2.6198e-07 | 2.6198e-07 | 1.0199e-09 | 3.4041e-07 | -2.9386e-07 | -7.4033e-10 | -2.6128e-07 | 2.1445e-07 | 2.2867e-09 | -5.3263e-07 | -5.5826e-07 | -1.7273e-09 | 3.9601e-07 | 4.2217e-07 | -92.3248 | -92.314 | -92.314 | 86.8391 | 86.8535 | 86.8535 | 0.0071734 | 1.811 | 1.8074 | 0.0071733 | 1.811 | 1.8074 | -26.3616 | -149.7306 | 149.9246 | -26.3616 | -149.7306 | 149.9246
Line6_7_8 | 1.1335e-06 | 1.1336e-06 | 1.1336e-06 | 0 | 0 | 0 | 2.6178e-07 | 2.6178e-07 | 2.6178e-07 | 0 | 0 | 0 | 7.6489e-10 | 2.5531e-07 | -2.2039e-07 | -4.8536e-10 | -1.7618e-07 | 1.4098e-07 | 1.715e-09 | -3.9947e-07 | -4.1869e-07 | -1.1556e-09 | 2.6286e-07 | 2.826e-07 | -92.3248 | -92.314 | -92.314 | 0 | 0 | 0 | 0.0071733 | 1.811 | 1.8074 | 0.0071733 | 1.811 | 1.8074 | -26.3616 | -149.7306 | 149.9246 | -26.3616 | -149.7306 | 149.9246
Line7_8_9 | 0 | 0 | 0 | 0 | 0 | 0 | 0 | 0 | 0 | 0 | 0 | 0 | 2.5496e-10 | 8.5103e-08 | -7.3464e-08 | 2.4556e-11 | -5.9712e-09 | -5.9475e-09 | 5.7166e-10 | -1.3316e-07 | -1.3956e-07 | -1.2263e-11 | -3.4578e-09 | 3.4714e-09 | 0 | 0 | 0 | 0 | 0 | 0 | 0.0071733 | 1.811 | 1.8074 | 0.0071733 | 1.811 | 1.8074 | -26.3616 | -149.7306 | 149.9246 | -26.3616 | -149.7306 | 149.9246
Line8_8_10 | 0 | 0 | 0 | 0 | 0 | 0 | 0 | 0 | 0 | 0 | 0 | 0 | 2.5496e-10 | 8.5103e-08 | -7.3464e-08 | 2.4556e-11 | -5.9712e-09 | -5.9475e-09 | 5.7166e-10 | -1.3316e-07 | -1.3956e-07 | -1.2263e-11 | -3.4578e-09 | 3.4714e-09 | 0 | 0 | 0 | 0 | 0 | 0 | 0.0071733 | 1.811 | 1.8074 | 0.0071733 | 1.811 | 1.8074 | -26.3616 | -149.7306 | 149.9246 | -26.3616 | -149.7306 | 149.9246
Line9_3_11 | 2.6449e-06 | 2.645e-06 | 2.645e-06 | 2.2679e-06 | 2.2679e-06 | 2.2679e-06 | 6.1082e-07 | 6.1083e-07 | 6.1083e-07 | 5.2374e-07 | 5.2375e-07 | 5.2375e-07 | 1.7848e-09 | 5.9572e-07 | -5.1425e-07 | -1.5052e-09 | -5.1659e-07 | 4.3484e-07 | 4.0017e-09 | -9.321e-07 | -9.7695e-07 | -3.4422e-09 | 7.9549e-07 | 8.4086e-07 | -92.3248 | -92.314 | -92.314 | 87.257 | 87.2696 | 87.2696 | 0.0071734 | 1.811 | 1.8074 | 0.0071733 | 1.811 | 1.8074 | -26.3616 | -149.7306 | 149.9246 | -26.3616 | -149.7306 | 149.9246

## LG_max_10
name | pf_ikss_a_from_ka | pf_ikss_b_from_ka | pf_ikss_c_from_ka | pf_ikss_a_to_ka | pf_ikss_b_to_ka | pf_ikss_c_to_ka | pf_skss_a_from_mw | pf_skss_b_from_mw | pf_skss_c_from_mw | pf_skss_a_to_mw | pf_skss_b_to_mw | pf_skss_c_to_mw | pf_p_a_from_mw | pf_p_b_from_mw | pf_p_c_from_mw | pf_p_a_to_mw | pf_p_b_to_mw | pf_p_c_to_mw | pf_q_a_from_mvar | pf_q_b_from_mvar | pf_q_c_from_mvar | pf_q_a_to_mvar | pf_q_b_to_mvar | pf_q_c_to_mvar | pf_ikss_a_from_degree | pf_ikss_b_from_degree | pf_ikss_c_from_degree | pf_ikss_a_to_degree | pf_ikss_b_to_degree | pf_ikss_c_to_degree | pf_vm_a_from_pu | pf_vm_b_from_pu | pf_vm_c_from_pu | pf_vm_a_to_pu | pf_vm_b_to_pu | pf_vm_c_to_pu | pf_va_a_from_degree | pf_va_b_from_degree | pf_va_c_from_degree | pf_va_a_to_degree | pf_va_b_to_degree | pf_va_c_to_degree
Line0_1_2 | 2.3747e-06 | 2.3747e-06 | 2.3747e-06 | 1.9798e-06 | 1.9798e-06 | 1.9798e-06 | 5.4842e-07 | 5.4842e-07 | 5.4842e-07 | 4.5721e-07 | 4.5721e-07 | 4.5721e-07 | 1.6784e-09 | 5.6033e-07 | -4.8371e-07 | -1.3717e-09 | -4.7349e-07 | 3.9656e-07 | 3.7635e-09 | -8.7662e-07 | -9.1879e-07 | -3.1496e-09 | 7.2672e-07 | 7.6947e-07 | -92.3245 | -92.3132 | -92.3132 | 87.1736 | 87.1872 | 87.1872 | 0.0075139 | 1.8971 | 1.8933 | 0.0075138 | 1.8971 | 1.8933 | -26.3605 | -149.7268 | 149.9217 | -26.3604 | -149.7268 | 149.9217
Line10_11_12 | 2.3747e-06 | 2.3747e-06 | 2.3747e-06 | 1.9798e-06 | 1.9798e-06 | 1.9798e-06 | 5.4842e-07 | 5.4842e-07 | 5.4842e-07 | 4.5721e-07 | 4.5721e-07 | 4.5721e-07 | 1.6784e-09 | 5.6033e-07 | -4.8371e-07 | -1.3717e-09 | -4.7349e-07 | 3.9656e-07 | 3.7633e-09 | -8.7662e-07 | -9.1879e-07 | -3.1495e-09 | 7.2672e-07 | 7.6947e-07 | -92.3245 | -92.3132 | -92.3132 | 87.1736 | 87.1872 | 87.1872 | 0.0075136 | 1.8971 | 1.8933 | 0.0075135 | 1.8971 | 1.8933 | -26.3604 | -149.7268 | 149.9217 | -26.3603 | -149.7268 | 149.9217
Line11_12_13 | 1.9789e-06 | 1.979e-06 | 1.979e-06 | 1.584e-06 | 1.584e-06 | 1.584e-06 | 4.5702e-07 | 4.5702e-07 | 4.5702e-07 | 3.6581e-07 | 3.6581e-07 | 3.6581e-07 | 1.3986e-09 | 4.6694e-07 | -4.0309e-07 | -1.0919e-09 | -3.801e-07 | 3.1595e-07 | 3.1361e-09 | -7.3051e-07 | -7.6566e-07 | -2.5223e-09 | 5.8062e-07 | 6.1634e-07 | -92.3245 | -92.3132 | -92.3132 | 87.0482 | 87.0623 | 87.0623 | 0.0075135 | 1.8971 | 1.8933 | 0.0075135 | 1.8971 | 1.8933 | -26.3603 | -149.7268 | 149.9217 | -26.3603 | -149.7268 | 149.9217
Line12_13_15 | 1.1874e-06 | 1.1874e-06 | 1.1874e-06 | 0 | 0 | 0 | 2.7421e-07 | 2.7421e-07 | 2.7421e-07 | 0 | 0 | 0 | 8.3916e-10 | 2.8016e-07 | -2.4185e-07 | -5.3249e-10 | -1.9333e-07 | 1.5471e-07 | 1.8816e-09 | -4.3831e-07 | -4.594e-07 | -1.2679e-09 | 2.8841e-07 | 3.1007e-07 | -92.3245 | -92.3132 | -92.3132 | 0 | 0 | 0 | 0.0075135 | 1.8971 | 1.8933 | 0.0075134 | 1.8971 | 1.8933 | -26.3603 | -149.7268 | 149.9217 | -26.3603 | -149.7268 | 149.9217
Line13_13_14 | 0 | 0 | 0 | 0 | 0 | 0 | 0 | 0 | 0 | 0 | 0 | 0 | 2.7972e-10 | 9.3388e-08 | -8.0618e-08 | 2.6946e-11 | -6.5513e-09 | -6.5252e-09 | 6.2721e-10 | -1.461e-07 | -1.5313e-07 | -1.3455e-11 | -3.7941e-09 | 3.8091e-09 | 0 | 0 | 0 | 0 | 0 | 0 | 0.0075135 | 1.8971 | 1.8933 | 0.0075134 | 1.8971 | 1.8933 | -26.3603 | -149.7268 | 149.9217 | -26.3603 | -149.7268 | 149.9217
Line14_15_16 | 0 | 0 | 0 | 0 | 0 | 0 | 0 | 0 | 0 | 0 | 0 | 0 | 5.5943e-10 | 1.8678e-07 | -1.6124e-07 | -2.5277e-10 | -9.9939e-08 | 7.4093e-08 | 1.2544e-09 | -2.9221e-07 | -3.0626e-07 | -6.4065e-10 | 1.4231e-07 | 1.5694e-07 | 0 | 0 | 0 | 0 | 0 | 0 | 0.0075134 | 1.8971 | 1.8933 | 0.0075134 | 1.8971 | 1.8933 | -26.3603 | -149.7268 | 149.9217 | -26.3602 | -149.7268 | 149.9217
Line15_16_17 | 0 | 0 | 0 | 0 | 0 | 0 | 0 | 0 | 0 | 0 | 0 | 0 | 2.7972e-10 | 9.3388e-08 | -8.0618e-08 | 2.6946e-11 | -6.5513e-09 | -6.5252e-09 | 6.272e-10 | -1.461e-07 | -1.5313e-07 | -1.3455e-11 | -3.7941e-09 | 3.8092e-09 | 0 | 0 | 0 | 0 | 0 | 0 | 0.0075134 | 1.8971 | 1.8933 | 0.0075134 | 1.8971 | 1.8933 | -26.3602 | -149.7268 | 149.9217 | -26.3602 | -149.7268 | 149.9217
Line16_4_18 | 0.046562 | 0 | 0 | 0.046562 | 0 | 0 | 0.010753 | 0 | 0 | 0.010753 | 0 | 0 | 1.8067e-05 | 9.356e-08 | -8.0612e-08 | -1.8415e-14 | -6.5402e-09 | -6.5094e-09 | 3.6134e-05 | -1.4615e-07 | -1.5325e-07 | 5.2541e-15 | -3.7881e-09 | 3.8058e-09 | -89.7954 | 0 | 0 | 90.2046 | 0 | 0 | 0.0037569 | 1.8967 | 1.8926 | 0 | 1.8962 | 1.8918 | -26.3604 | -149.7078 | 149.9202 | 0 | -149.6889 | 149.9187
Line17_5_19 | 0 | 0 | 0 | 0 | 0 | 0 | 0 | 0 | 0 | 0 | 0 | 0 | 2.7974e-10 | 9.3388e-08 | -8.0618e-08 | 2.6948e-11 | -6.5513e-09 | -6.5252e-09 | 6.2724e-10 | -1.461e-07 | -1.5313e-07 | -1.3456e-11 | -3.7941e-09 | 3.8092e-09 | 0 | 0 | 0 | 0 | 0 | 0 | 0.0075139 | 1.8971 | 1.8933 | 0.0075139 | 1.8971 | 1.8933 | -26.3604 | -149.7268 | 149.9217 | -26.3604 | -149.7268 | 149.9217
Line1_1_3 | 3.1663e-06 | 3.1663e-06 | 3.1663e-06 | 2.7713e-06 | 2.7713e-06 | 2.7713e-06 | 7.3122e-07 | 7.3123e-07 | 7.3123e-07 | 6.4001e-07 | 6.4001e-07 | 6.4001e-07 | 2.2379e-09 | 7.471e-07 | -6.4494e-07 | -1.9312e-09 | -6.6027e-07 | 5.578e-07 | 5.0179e-09 | -1.1688e-06 | -1.2251e-06 | -4.4041e-09 | 1.0189e-06 | 1.0757e-06 | -92.3245 | -92.3132 | -92.3132 | 87.317 | 87.3299 | 87.3299 | 0.0075139 | 1.8971 | 1.8933 | 0.0075138 | 1.8971 | 1.8933 | -26.3605 | -149.7268 | 149.9217 | -26.3604 | -149.7268 | 149.9217
Line2_1_4 | 0.046563 | 0 | 0 | 0.046562 | 0 | 0 | 0.010753 | 0 | 0 | 0.010753 | 0 | 0 | 3.6134e-05 | 1.8697e-07 | -1.6127e-07 | -1.8067e-05 | -1.0011e-07 | 7.4095e-08 | 7.2268e-05 | -2.9235e-07 | -3.065e-07 | -3.6134e-05 | 1.4236e-07 | 1.5705e-07 | -89.7954 | 0 | 0 | 90.2046 | 0 | 0 | 0.0075139 | 1.8971 | 1.8933 | 0.0037569 | 1.8967 | 1.8926 | -26.3605 | -149.7268 | 149.9217 | -26.3604 | -149.7078 | 149.9202
Line3_1_5 | 0 | 0 | 0 | 0 | 0 | 0 | 0 | 0 | 0 | 0 | 0 | 0 | 5.5948e-10 | 1.8678e-07 | -1.6124e-07 | -2.5279e-10 | -9.9939e-08 | 7.4093e-08 | 1.2545e-09 | -2.9221e-07 | -3.0626e-07 | -6.407e-10 | 1.4231e-07 | 1.5694e-07 | 0 | 0 | 0 | 0 | 0 | 0 | 0.0075139 | 1.8971 | 1.8933 | 0.0075139 | 1.8971 | 1.8933 | -26.3605 | -149.7268 | 149.9217 | -26.3604 | -149.7268 | 149.9217
Line4_2_6 | 1.9789e-06 | 1.979e-06 | 1.979e-06 | 1.584e-06 | 1.584e-06 | 1.584e-06 | 4.5702e-07 | 4.5702e-07 | 4.5702e-07 | 3.6581e-07 | 3.6581e-07 | 3.6581e-07 | 1.3987e-09 | 4.6694e-07 | -4.0309e-07 | -1.092e-09 | -3.801e-07 | 3.1595e-07 | 3.1362e-09 | -7.3051e-07 | -7.6566e-07 | -2.5224e-09 | 5.8062e-07 | 6.1634e-07 | -92.3245 | -92.3132 | -92.3132 | 87.0482 | 87.0623 | 87.0623 | 0.0075138 | 1.8971 | 1.8933 | 0.0075137 | 1.8971 | 1.8933 | -26.3604 | -149.7268 | 149.9217 | -26.3604 | -149.7268 | 149.9217
Line5_6_7 | 1.5831e-06 | 1.5832e-06 | 1.5832e-06 | 1.1882e-06 | 1.1883e-06 | 1.1883e-06 | 3.6561e-07 | 3.6562e-07 | 3.6562e-07 | 2.7441e-07 | 2.7442e-07 | 2.7442e-07 | 1.1189e-09 | 3.7355e-07 | -3.2247e-07 | -8.1224e-10 | -2.8671e-07 | 2.3533e-07 | 2.5089e-09 | -5.8441e-07 | -6.1253e-07 | -1.8951e-09 | 4.3451e-07 | 4.632e-07 | -92.3245 | -92.3132 | -92.3132 | 86.8393 | 86.8543 | 86.8543 | 0.0075137 | 1.8971 | 1.8933 | 0.0075137 | 1.8971 | 1.8933 | -26.3604 | -149.7268 | 149.9217 | -26.3604 | -149.7268 | 149.9217
Line6_7_8 | 1.1874e-06 | 1.1874e-06 | 1.1874e-06 | 0 | 0 | 0 | 2.7421e-07 | 2.7421e-07 | 2.7421e-07 | 0 | 0 | 0 | 8.3918e-10 | 2.8016e-07 | -2.4185e-07 | -5.325e-10 | -1.9333e-07 | 1.5471e-07 | 1.8817e-09 | -4.3831e-07 | -4.5939e-07 | -1.2679e-09 | 2.8841e-07 | 3.1007e-07 | -92.3245 | -92.3132 | -92.3132 | 0 | 0 | 0 | 0.0075137 | 1.8971 | 1.8933 | 0.0075136 | 1.8971 | 1.8933 | -26.3604 | -149.7268 | 149.9217 | -26.3603 | -149.7268 | 149.9217
Line7_8_9 | 0 | 0 | 0 | 0 | 0 | 0 | 0 | 0 | 0 | 0 | 0 | 0 | 2.7973e-10 | 9.3388e-08 | -8.0618e-08 | 2.6947e-11 | -6.5513e-09 | -6.5252e-09 | 6.2722e-10 | -1.461e-07 | -1.5313e-07 | -1.3456e-11 | -3.7941e-09 | 3.8092e-09 | 0 | 0 | 0 | 0 | 0 | 0 | 0.0075136 | 1.8971 | 1.8933 | 0.0075136 | 1.8971 | 1.8933 | -26.3603 | -149.7268 | 149.9217 | -26.3603 | -149.7268 | 149.9217
Line8_8_10 | 0 | 0 | 0 | 0 | 0 | 0 | 0 | 0 | 0 | 0 | 0 | 0 | 2.7973e-10 | 9.3388e-08 | -8.0618e-08 | 2.6947e-11 | -6.5513e-09 | -6.5252e-09 | 6.2722e-10 | -1.461e-07 | -1.5313e-07 | -1.3456e-11 | -3.7941e-09 | 3.8092e-09 | 0 | 0 | 0 | 0 | 0 | 0 | 0.0075136 | 1.8971 | 1.8933 | 0.0075136 | 1.8971 | 1.8933 | -26.3603 | -149.7268 | 149.9217 | -26.3603 | -149.7268 | 149.9217
Line9_3_11 | 2.7705e-06 | 2.7705e-06 | 2.7705e-06 | 2.3755e-06 | 2.3756e-06 | 2.3756e-06 | 6.3982e-07 | 6.3983e-07 | 6.3983e-07 | 5.4861e-07 | 5.4861e-07 | 5.4861e-07 | 1.9581e-09 | 6.5371e-07 | -5.6433e-07 | -1.6514e-09 | -5.6688e-07 | 4.7718e-07 | 4.3906e-09 | -1.0227e-06 | -1.0719e-06 | -3.7768e-09 | 8.7282e-07 | 9.226e-07 | -92.3245 | -92.3132 | -92.3132 | 87.2572 | 87.2704 | 87.2704 | 0.0075138 | 1.8971 | 1.8933 | 0.0075136 | 1.8971 | 1.8933 | -26.3604 | -149.7268 | 149.9217 | -26.3604 | -149.7268 | 149.9217

## LG_max_fault_6
name | pf_ikss_a_from_ka | pf_ikss_b_from_ka | pf_ikss_c_from_ka | pf_ikss_a_to_ka | pf_ikss_b_to_ka | pf_ikss_c_to_ka | pf_skss_a_from_mw | pf_skss_b_from_mw | pf_skss_c_from_mw | pf_skss_a_to_mw | pf_skss_b_to_mw | pf_skss_c_to_mw | pf_p_a_from_mw | pf_p_b_from_mw | pf_p_c_from_mw | pf_p_a_to_mw | pf_p_b_to_mw | pf_p_c_to_mw | pf_q_a_from_mvar | pf_q_b_from_mvar | pf_q_c_from_mvar | pf_q_a_to_mvar | pf_q_b_to_mvar | pf_q_c_to_mvar | pf_ikss_a_from_degree | pf_ikss_b_from_degree | pf_ikss_c_from_degree | pf_ikss_a_to_degree | pf_ikss_b_to_degree | pf_ikss_c_to_degree | pf_vm_a_from_pu | pf_vm_b_from_pu | pf_vm_c_from_pu | pf_vm_a_to_pu | pf_vm_b_to_pu | pf_vm_c_to_pu | pf_va_a_from_degree | pf_va_b_from_degree | pf_va_c_from_degree | pf_va_a_to_degree | pf_va_b_to_degree | pf_va_c_to_degree
Line0_1_2 | 1.0663e-06 | 1.0664e-06 | 1.0664e-06 | 0 | 0 | 0 | 2.4626e-07 | 2.4626e-07 | 2.4626e-07 | 0 | 0 | 0 | 1.0679e-07 | 1.6042e-07 | -2.5145e-07 | -8.8173e-08 | -1.3612e-07 | 2.0852e-07 | 1.1705e-07 | -3.271e-07 | -1.5119e-07 | -9.8357e-08 | 2.7152e-07 | 1.2786e-07 | -66.8827 | -66.8719 | -66.8719 | 0 | 0 | 0 | 0.6434 | 1.4794 | 1.1914 | 0.6434 | 1.4794 | 1.1914 | -19.2595 | -130.7469 | 144.1449 | -19.2595 | -130.7469 | 144.1449
Line10_11_12 | 1.0663e-06 | 1.0664e-06 | 1.0664e-06 | 0 | 0 | 0 | 2.4626e-07 | 2.4626e-07 | 2.4626e-07 | 0 | 0 | 0 | 1.0679e-07 | 1.6042e-07 | -2.5145e-07 | -8.8173e-08 | -1.3612e-07 | 2.0852e-07 | 1.1705e-07 | -3.271e-07 | -1.5119e-07 | -9.8357e-08 | 2.7152e-07 | 1.2786e-07 | -66.8827 | -66.8719 | -66.8719 | 0 | 0 | 0 | 0.6434 | 1.4794 | 1.1914 | 0.6434 | 1.4794 | 1.1914 | -19.2595 | -130.7469 | 144.1449 | -19.2595 | -130.7469 | 144.1449
Line11_12_13 | 0 | 0 | 0 | 0 | 0 | 0 | 0 | 0 | 0 | 0 | 0 | 0 | 8.8994e-08 | 1.3369e-07 | -2.0954e-07 | -7.0374e-08 | -1.0938e-07 | 1.6661e-07 | 9.754e-08 | -2.7259e-07 | -1.2599e-07 | -7.8849e-08 | 2.1701e-07 | 1.0267e-07 | 0 | 0 | 0 | 0 | 0 | 0 | 0.6434 | 1.4794 | 1.1914 | 0.6434 | 1.4794 | 1.1914 | -19.2595 | -130.7469 | 144.1449 | -19.2595 | -130.7469 | 144.1449
Line12_13_15 | 0 | 0 | 0 | 0 | 0 | 0 | 0 | 0 | 0 | 0 | 0 | 0 | 5.3396e-08 | 8.0212e-08 | -1.2572e-07 | -3.4777e-08 | -5.5904e-08 | 8.2798e-08 | 5.8524e-08 | -1.6355e-07 | -7.5593e-08 | -3.9833e-08 | 1.0797e-07 | 5.2272e-08 | 0 | 0 | 0 | 0 | 0 | 0 | 0.6434 | 1.4794 | 1.1914 | 0.6434 | 1.4794 | 1.1914 | -19.2595 | -130.7469 | 144.1449 | -19.2595 | -130.7469 | 144.1449
Line13_13_14 | 0 | 0 | 0 | 0 | 0 | 0 | 0 | 0 | 0 | 0 | 0 | 0 | 1.7799e-08 | 2.6737e-08 | -4.1908e-08 | 8.2059e-10 | -2.4292e-09 | -1.019e-09 | 1.9508e-08 | -5.4517e-08 | -2.5198e-08 | -8.1706e-10 | -1.0621e-09 | 1.8763e-09 | 0 | 0 | 0 | 0 | 0 | 0 | 0.6434 | 1.4794 | 1.1914 | 0.6434 | 1.4794 | 1.1914 | -19.2595 | -130.7469 | 144.1449 | -19.2595 | -130.7469 | 144.1449
Line14_15_16 | 0 | 0 | 0 | 0 | 0 | 0 | 0 | 0 | 0 | 0 | 0 | 0 | 3.5598e-08 | 5.3474e-08 | -8.3817e-08 | -1.6978e-08 | -2.9166e-08 | 4.0889e-08 | 3.9016e-08 | -1.0903e-07 | -5.0395e-08 | -2.0325e-08 | 5.3455e-08 | 2.7074e-08 | 0 | 0 | 0 | 0 | 0 | 0 | 0.6434 | 1.4794 | 1.1914 | 0.6434 | 1.4794 | 1.1914 | -19.2595 | -130.7469 | 144.1449 | -19.2595 | -130.7469 | 144.1449
Line15_16_17 | 0 | 0 | 0 | 0 | 0 | 0 | 0 | 0 | 0 | 0 | 0 | 0 | 1.7799e-08 | 2.6737e-08 | -4.1908e-08 | 8.2059e-10 | -2.4292e-09 | -1.019e-09 | 1.9508e-08 | -5.4517e-08 | -2.5198e-08 | -8.1706e-10 | -1.0621e-09 | 1.8763e-09 | 0 | 0 | 0 | 0 | 0 | 0 | 0.6434 | 1.4794 | 1.1914 | 0.6434 | 1.4794 | 1.1914 | -19.2595 | -130.7469 | 144.1449 | -19.2595 | -130.7469 | 144.1449
Line16_4_18 | 0.020909 | 0 | 0 | 0.020909 | 0 | 0 | 0.0048287 | 0 | 0 | 0.0048287 | 0 | 0 | 0.0021895 | 2.6789e-08 | -4.1934e-08 | -0.0021859 | -2.4258e-09 | -1.0155e-09 | 0.0021932 | -5.4548e-08 | -2.5225e-08 | -0.0021859 | -1.0598e-09 | 1.874e-09 | -64.3545 | 0 | 0 | 115.6455 | 0 | 0 | 0.6418 | 1.4792 | 1.1911 | 0.6402 | 1.479 | 1.1909 | -19.3069 | -130.7369 | 144.1356 | -19.3545 | -130.7269 | 144.1263
Line17_5_19 | 0 | 0 | 0 | 0 | 0 | 0 | 0 | 0 | 0 | 0 | 0 | 0 | 1.7799e-08 | 2.6737e-08 | -4.1908e-08 | 8.2059e-10 | -2.4292e-09 | -1.019e-09 | 1.9508e-08 | -5.4517e-08 | -2.5198e-08 | -8.1706e-10 | -1.0621e-09 | 1.8763e-09 | 0 | 0 | 0 | 0 | 0 | 0 | 0.6434 | 1.4794 | 1.1914 | 0.6434 | 1.4794 | 1.1914 | -19.2595 | -130.7469 | 144.1449 | -19.2595 | -130.7469 | 144.1449
Line1_1_3 | 1.4218e-06 | 1.4218e-06 | 1.4218e-06 | 1.2444e-06 | 1.2444e-06 | 1.2444e-06 | 3.2835e-07 | 3.2835e-07 | 3.2835e-07 | 2.8739e-07 | 2.8739e-07 | 2.8739e-07 | 1.4239e-07 | 2.139e-07 | -3.3527e-07 | -1.2377e-07 | -1.8959e-07 | 2.9234e-07 | 1.5606e-07 | -4.3614e-07 | -2.0158e-07 | -1.3737e-07 | 3.8056e-07 | 1.7826e-07 | -66.8827 | -66.8719 | -66.8719 | 112.7589 | 112.7712 | 112.7712 | 0.6434 | 1.4794 | 1.1914 | 0.6434 | 1.4794 | 1.1914 | -19.2595 | -130.7469 | 144.1449 | -19.2595 | -130.7469 | 144.1449
Line2_1_4 | 0.020909 | 0 | 0 | 0.020909 | 0 | 0 | 0.0048288 | 0 | 0 | 0.0048287 | 0 | 0 | 0.0021932 | 5.3535e-08 | -8.3859e-08 | -0.0021895 | -2.9216e-08 | 4.0917e-08 | 0.0022005 | -1.0909e-07 | -5.0448e-08 | -0.0021932 | 5.3487e-08 | 2.71e-08 | -64.3546 | 0 | 0 | 115.6454 | 0 | 0 | 0.6434 | 1.4794 | 1.1914 | 0.6418 | 1.4792 | 1.1911 | -19.2595 | -130.7469 | 144.1449 | -19.3069 | -130.7369 | 144.1356
Line3_1_5 | 0 | 0 | 0 | 0 | 0 | 0 | 0 | 0 | 0 | 0 | 0 | 0 | 3.5598e-08 | 5.3474e-08 | -8.3817e-08 | -1.6978e-08 | -2.9166e-08 | 4.0889e-08 | 3.9016e-08 | -1.0903e-07 | -5.0395e-08 | -2.0325e-08 | 5.3455e-08 | 2.7074e-08 | 0 | 0 | 0 | 0 | 0 | 0 | 0.6434 | 1.4794 | 1.1914 | 0.6434 | 1.4794 | 1.1914 | -19.2595 | -130.7469 | 144.1449 | -19.2595 | -130.7469 | 144.1449
Line4_2_6 | 0 | 0 | 0 | 0 | 0 | 0 | 0 | 0 | 0 | 0 | 0 | 0 | 8.8994e-08 | 1.3369e-07 | -2.0954e-07 | -7.0374e-08 | -1.0938e-07 | 1.6661e-07 | 9.754e-08 | -2.7259e-07 | -1.2599e-07 | -7.8849e-08 | 2.1701e-07 | 1.0267e-07 | 0 | 0 | 0 | 0 | 0 | 0 | 0.6434 | 1.4794 | 1.1914 | 0.6434 | 1.4794 | 1.1914 | -19.2595 | -130.7469 | 144.1449 | -19.2595 | -130.7469 | 144.1449
Line5_6_7 | 0 | 0 | 0 | 0 | 0 | 0 | 0 | 0 | 0 | 0 | 0 | 0 | 7.1195e-08 | 1.0695e-07 | -1.6763e-07 | -5.2576e-08 | -8.2641e-08 | 1.2471e-07 | 7.8032e-08 | -2.1807e-07 | -1.0079e-07 | -5.9341e-08 | 1.6249e-07 | 7.7469e-08 | 0 | 0 | 0 | 0 | 0 | 0 | 0.6434 | 1.4794 | 1.1914 | 0.6434 | 1.4794 | 1.1914 | -19.2595 | -130.7469 | 144.1449 | -19.2595 | -130.7469 | 144.1449
Line6_7_8 | 0 | 0 | 0 | 0 | 0 | 0 | 0 | 0 | 0 | 0 | 0 | 0 | 5.3396e-08 | 8.0212e-08 | -1.2572e-07 | -3.4777e-08 | -5.5904e-08 | 8.2798e-08 | 5.8524e-08 | -1.6355e-07 | -7.5593e-08 | -3.9833e-08 | 1.0797e-07 | 5.2272e-08 | 0 | 0 | 0 | 0 | 0 | 0 | 0.6434 | 1.4794 | 1.1914 | 0.6434 | 1.4794 | 1.1914 | -19.2595 | -130.7469 | 144.1449 | -19.2595 | -130.7469 | 144.1449
Line7_8_9 | 0 | 0 | 0 | 0 | 0 | 0 | 0 | 0 | 0 | 0 | 0 | 0 | 1.7799e-08 | 2.6737e-08 | -4.1908e-08 | 8.2059e-10 | -2.4292e-09 | -1.019e-09 | 1.9508e-08 | -5.4517e-08 | -2.5198e-08 | -8.1706e-10 | -1.0621e-09 | 1.8763e-09 | 0 | 0 | 0 | 0 | 0 | 0 | 0.6434 | 1.4794 | 1.1914 | 0.6434 | 1.4794 | 1.1914 | -19.2595 | -130.7469 | 144.1449 | -19.2595 | -130.7469 | 144.1449
Line8_8_10 | 0 | 0 | 0 | 0 | 0 | 0 | 0 | 0 | 0 | 0 | 0 | 0 | 1.7799e-08 | 2.6737e-08 | -4.1908e-08 | 8.2059e-10 | -2.4292e-09 | -1.019e-09 | 1.9508e-08 | -5.4517e-08 | -2.5198e-08 | -8.1706e-10 | -1.0621e-09 | 1.8763e-09 | 0 | 0 | 0 | 0 | 0 | 0 | 0.6434 | 1.4794 | 1.1914 | 0.6434 | 1.4794 | 1.1914 | -19.2595 | -130.7469 | 144.1449 | -19.2595 | -130.7469 | 144.1449
Line9_3_11 | 1.2441e-06 | 1.2441e-06 | 1.2441e-06 | 1.0667e-06 | 1.0667e-06 | 1.0667e-06 | 2.8731e-07 | 2.8731e-07 | 2.8731e-07 | 2.4635e-07 | 2.4635e-07 | 2.4635e-07 | 1.2459e-07 | 1.8716e-07 | -2.9336e-07 | -1.0597e-07 | -1.6285e-07 | 2.5043e-07 | 1.3656e-07 | -3.8162e-07 | -1.7638e-07 | -1.1786e-07 | 3.2604e-07 | 1.5306e-07 | -66.8827 | -66.8719 | -66.8719 | 112.6991 | 112.7117 | 112.7117 | 0.6434 | 1.4794 | 1.1914 | 0.6434 | 1.4794 | 1.1914 | -19.2595 | -130.7469 | 144.1449 | -19.2595 | -130.7469 | 144.1449

## LG_max_fault_10
name | pf_ikss_a_from_ka | pf_ikss_b_from_ka | pf_ikss_c_from_ka | pf_ikss_a_to_ka | pf_ikss_b_to_ka | pf_ikss_c_to_ka | pf_skss_a_from_mw | pf_skss_b_from_mw | pf_skss_c_from_mw | pf_skss_a_to_mw | pf_skss_b_to_mw | pf_skss_c_to_mw | pf_p_a_from_mw | pf_p_b_from_mw | pf_p_c_from_mw | pf_p_a_to_mw | pf_p_b_to_mw | pf_p_c_to_mw | pf_q_a_from_mvar | pf_q_b_from_mvar | pf_q_c_from_mvar | pf_q_a_to_mvar | pf_q_b_to_mvar | pf_q_c_to_mvar | pf_ikss_a_from_degree | pf_ikss_b_from_degree | pf_ikss_c_from_degree | pf_ikss_a_to_degree | pf_ikss_b_to_degree | pf_ikss_c_to_degree | pf_vm_a_from_pu | pf_vm_b_from_pu | pf_vm_c_from_pu | pf_vm_a_to_pu | pf_vm_b_to_pu | pf_vm_c_to_pu | pf_va_a_from_degree | pf_va_b_from_degree | pf_va_c_from_degree | pf_va_a_to_degree | pf_va_b_to_degree | pf_va_c_to_degree
Line0_1_2 | 1.1171e-06 | 1.1171e-06 | 1.1171e-06 | 0 | 0 | 0 | 2.5798e-07 | 2.5798e-07 | 2.5798e-07 | 0 | 0 | 0 | 1.1719e-07 | 1.7607e-07 | -2.7595e-07 | -9.6757e-08 | -1.4939e-07 | 2.2884e-07 | 1.2845e-07 | -3.5896e-07 | -1.6592e-07 | -1.0794e-07 | 2.9797e-07 | 1.4032e-07 | -66.885 | -66.8737 | -66.8737 | 0 | 0 | 0 | 0.67399 | 1.5498 | 1.2481 | 0.67399 | 1.5498 | 1.2481 | -19.2609 | -130.7466 | 144.1423 | -19.2609 | -130.7466 | 144.1423
Line10_11_12 | 1.1171e-06 | 1.1171e-06 | 1.1171e-06 | 0 | 0 | 0 | 2.5798e-07 | 2.5798e-07 | 2.5798e-07 | 0 | 0 | 0 | 1.1719e-07 | 1.7607e-07 | -2.7596e-07 | -9.6757e-08 | -1.4939e-07 | 2.2884e-07 | 1.2845e-07 | -3.5896e-07 | -1.6592e-07 | -1.0794e-07 | 2.9797e-07 | 1.4032e-07 | -66.885 | -66.8737 | -66.8737 | 0 | 0 | 0 | 0.67399 | 1.5498 | 1.2481 | 0.67399 | 1.5498 | 1.2481 | -19.2609 | -130.7466 | 144.1423 | -19.2609 | -130.7466 | 144.1423
Line11_12_13 | 0 | 0 | 0 | 0 | 0 | 0 | 0 | 0 | 0 | 0 | 0 | 0 | 9.7658e-08 | 1.4672e-07 | -2.2996e-07 | -7.7226e-08 | -1.2004e-07 | 1.8285e-07 | 1.0704e-07 | -2.9914e-07 | -1.3826e-07 | -8.6528e-08 | 2.3814e-07 | 1.1267e-07 | 0 | 0 | 0 | 0 | 0 | 0 | 0.67399 | 1.5498 | 1.2481 | 0.67399 | 1.5498 | 1.2481 | -19.2609 | -130.7466 | 144.1423 | -19.2609 | -130.7466 | 144.1423
Line12_13_15 | 0 | 0 | 0 | 0 | 0 | 0 | 0 | 0 | 0 | 0 | 0 | 0 | 5.8595e-08 | 8.8033e-08 | -1.3798e-07 | -3.8163e-08 | -6.1354e-08 | 9.0867e-08 | 6.4224e-08 | -1.7948e-07 | -8.2958e-08 | -4.3713e-08 | 1.1849e-07 | 5.7364e-08 | 0 | 0 | 0 | 0 | 0 | 0 | 0.67399 | 1.5498 | 1.2481 | 0.67399 | 1.5498 | 1.2481 | -19.2609 | -130.7466 | 144.1423 | -19.2609 | -130.7466 | 144.1423
Line13_13_14 | 0 | 0 | 0 | 0 | 0 | 0 | 0 | 0 | 0 | 0 | 0 | 0 | 1.9532e-08 | 2.9344e-08 | -4.5993e-08 | 9.0064e-10 | -2.6657e-09 | -1.1182e-09 | 2.1408e-08 | -5.9827e-08 | -2.7653e-08 | -8.9672e-10 | -1.1656e-09 | 2.059e-09 | 0 | 0 | 0 | 0 | 0 | 0 | 0.67399 | 1.5498 | 1.2481 | 0.67399 | 1.5498 | 1.2481 | -19.2609 | -130.7466 | 144.1423 | -19.2609 | -130.7466 | 144.1423
Line14_15_16 | 0 | 0 | 0 | 0 | 0 | 0 | 0 | 0 | 0 | 0 | 0 | 0 | 3.9063e-08 | 5.8688e-08 | -9.1985e-08 | -1.8631e-08 | -3.201e-08 | 4.4874e-08 | 4.2816e-08 | -1.1965e-07 | -5.5305e-08 | -2.2305e-08 | 5.8662e-08 | 2.9712e-08 | 0 | 0 | 0 | 0 | 0 | 0 | 0.67399 | 1.5498 | 1.2481 | 0.67399 | 1.5498 | 1.2481 | -19.2609 | -130.7466 | 144.1423 | -19.2609 | -130.7466 | 144.1423
Line15_16_17 | 0 | 0 | 0 | 0 | 0 | 0 | 0 | 0 | 0 | 0 | 0 | 0 | 1.9532e-08 | 2.9344e-08 | -4.5993e-08 | 9.0064e-10 | -2.6657e-09 | -1.1182e-09 | 2.1408e-08 | -5.9827e-08 | -2.7653e-08 | -8.9672e-10 | -1.1656e-09 | 2.059e-09 | 0 | 0 | 0 | 0 | 0 | 0 | 0.67399 | 1.5498 | 1.2481 | 0.67399 | 1.5498 | 1.2481 | -19.2609 | -130.7466 | 144.1423 | -19.2609 | -130.7466 | 144.1423
Line16_4_18 | 0.021903 | 0 | 0 | 0.021903 | 0 | 0 | 0.0050583 | 0 | 0 | 0.0050582 | 0 | 0 | 0.0024027 | 2.9401e-08 | -4.6021e-08 | -0.0023987 | -2.6619e-09 | -1.1144e-09 | 0.0024067 | -5.986e-08 | -2.7682e-08 | -0.0023987 | -1.1631e-09 | 2.0565e-09 | -64.3559 | 0 | 0 | 115.6441 | 0 | 0 | 0.67231 | 1.5496 | 1.2478 | 0.67063 | 1.5493 | 1.2476 | -19.3083 | -130.7366 | 144.133 | -19.3559 | -130.7265 | 144.1237
Line17_5_19 | 0 | 0 | 0 | 0 | 0 | 0 | 0 | 0 | 0 | 0 | 0 | 0 | 1.9532e-08 | 2.9344e-08 | -4.5992e-08 | 9.0064e-10 | -2.6657e-09 | -1.1182e-09 | 2.1408e-08 | -5.9827e-08 | -2.7653e-08 | -8.9672e-10 | -1.1656e-09 | 2.059e-09 | 0 | 0 | 0 | 0 | 0 | 0 | 0.67399 | 1.5498 | 1.2481 | 0.67399 | 1.5498 | 1.2481 | -19.2609 | -130.7466 | 144.1423 | -19.2609 | -130.7466 | 144.1423
Line1_1_3 | 1.4894e-06 | 1.4894e-06 | 1.4894e-06 | 1.3036e-06 | 1.3036e-06 | 1.3036e-06 | 3.4397e-07 | 3.4397e-07 | 3.4397e-07 | 3.0106e-07 | 3.0106e-07 | 3.0106e-07 | 1.5625e-07 | 2.3475e-07 | -3.6794e-07 | -1.3582e-07 | -2.0807e-07 | 3.2083e-07 | 1.7126e-07 | -4.7862e-07 | -2.2122e-07 | -1.5075e-07 | 4.1762e-07 | 1.9563e-07 | -66.885 | -66.8737 | -66.8737 | 112.7564 | 112.7693 | 112.7693 | 0.67399 | 1.5498 | 1.2481 | 0.67399 | 1.5498 | 1.2481 | -19.2609 | -130.7466 | 144.1423 | -19.2609 | -130.7466 | 144.1423
Line2_1_4 | 0.021903 | 0 | 0 | 0.021903 | 0 | 0 | 0.0050583 | 0 | 0 | 0.0050583 | 0 | 0 | 0.0024067 | 5.8755e-08 | -9.2031e-08 | -0.0024027 | -3.2064e-08 | 4.4904e-08 | 0.0024147 | -1.1972e-07 | -5.5363e-08 | -0.0024067 | 5.8696e-08 | 2.974e-08 | -64.356 | 0 | 0 | 115.644 | 0 | 0 | 0.67399 | 1.5498 | 1.2481 | 0.67231 | 1.5496 | 1.2478 | -19.2609 | -130.7466 | 144.1423 | -19.3083 | -130.7366 | 144.133
Line3_1_5 | 0 | 0 | 0 | 0 | 0 | 0 | 0 | 0 | 0 | 0 | 0 | 0 | 3.9063e-08 | 5.8688e-08 | -9.1985e-08 | -1.8631e-08 | -3.201e-08 | 4.4874e-08 | 4.2816e-08 | -1.1965e-07 | -5.5305e-08 | -2.2305e-08 | 5.8662e-08 | 2.9712e-08 | 0 | 0 | 0 | 0 | 0 | 0 | 0.67399 | 1.5498 | 1.2481 | 0.67399 | 1.5498 | 1.2481 | -19.2609 | -130.7466 | 144.1423 | -19.2609 | -130.7466 | 144.1423
Line4_2_6 | 0 | 0 | 0 | 0 | 0 | 0 | 0 | 0 | 0 | 0 | 0 | 0 | 9.7658e-08 | 1.4672e-07 | -2.2996e-07 | -7.7226e-08 | -1.2004e-07 | 1.8285e-07 | 1.0704e-07 | -2.9914e-07 | -1.3826e-07 | -8.6528e-08 | 2.3814e-07 | 1.1267e-07 | 0 | 0 | 0 | 0 | 0 | 0 | 0.67399 | 1.5498 | 1.2481 | 0.67399 | 1.5498 | 1.2481 | -19.2609 | -130.7466 | 144.1423 | -19.2609 | -130.7466 | 144.1423
Line5_6_7 | 0 | 0 | 0 | 0 | 0 | 0 | 0 | 0 | 0 | 0 | 0 | 0 | 7.8126e-08 | 1.1738e-07 | -1.8397e-07 | -5.7694e-08 | -9.0698e-08 | 1.3686e-07 | 8.5632e-08 | -2.3931e-07 | -1.1061e-07 | -6.512e-08 | 1.7832e-07 | 8.5017e-08 | 0 | 0 | 0 | 0 | 0 | 0 | 0.67399 | 1.5498 | 1.2481 | 0.67399 | 1.5498 | 1.2481 | -19.2609 | -130.7466 | 144.1423 | -19.2609 | -130.7466 | 144.1423
Line6_7_8 | 0 | 0 | 0 | 0 | 0 | 0 | 0 | 0 | 0 | 0 | 0 | 0 | 5.8595e-08 | 8.8033e-08 | -1.3798e-07 | -3.8163e-08 | -6.1354e-08 | 9.0867e-08 | 6.4224e-08 | -1.7948e-07 | -8.2958e-08 | -4.3713e-08 | 1.1849e-07 | 5.7364e-08 | 0 | 0 | 0 | 0 | 0 | 0 | 0.67399 | 1.5498 | 1.2481 | 0.67399 | 1.5498 | 1.2481 | -19.2609 | -130.7466 | 144.1423 | -19.2609 | -130.7466 | 144.1423
Line7_8_9 | 0 | 0 | 0 | 0 | 0 | 0 | 0 | 0 | 0 | 0 | 0 | 0 | 1.9532e-08 | 2.9344e-08 | -4.5993e-08 | 9.0064e-10 | -2.6657e-09 | -1.1182e-09 | 2.1408e-08 | -5.9827e-08 | -2.7653e-08 | -8.9672e-10 | -1.1656e-09 | 2.059e-09 | 0 | 0 | 0 | 0 | 0 | 0 | 0.67399 | 1.5498 | 1.2481 | 0.67399 | 1.5498 | 1.2481 | -19.2609 | -130.7466 | 144.1423 | -19.2609 | -130.7466 | 144.1423
Line8_8_10 | 0 | 0 | 0 | 0 | 0 | 0 | 0 | 0 | 0 | 0 | 0 | 0 | 1.9532e-08 | 2.9344e-08 | -4.5993e-08 | 9.0064e-10 | -2.6657e-09 | -1.1182e-09 | 2.1408e-08 | -5.9827e-08 | -2.7653e-08 | -8.9672e-10 | -1.1656e-09 | 2.059e-09 | 0 | 0 | 0 | 0 | 0 | 0 | 0.67399 | 1.5498 | 1.2481 | 0.67399 | 1.5498 | 1.2481 | -19.2609 | -130.7466 | 144.1423 | -19.2609 | -130.7466 | 144.1423
Line9_3_11 | 1.3033e-06 | 1.3033e-06 | 1.3033e-06 | 1.1175e-06 | 1.1175e-06 | 1.1175e-06 | 3.0097e-07 | 3.0098e-07 | 3.0098e-07 | 2.5807e-07 | 2.5807e-07 | 2.5807e-07 | 1.3672e-07 | 2.0541e-07 | -3.2195e-07 | -1.1629e-07 | -1.7873e-07 | 2.7484e-07 | 1.4986e-07 | -4.1879e-07 | -1.9357e-07 | -1.2934e-07 | 3.578e-07 | 1.6797e-07 | -66.885 | -66.8737 | -66.8737 | 112.6967 | 112.7099 | 112.7099 | 0.67399 | 1.5498 | 1.2481 | 0.67399 | 1.5498 | 1.2481 | -19.2609 | -130.7466 | 144.1423 | -19.2609 | -130.7466 | 144.1423

## LG_min_6
name | pf_ikss_a_from_ka | pf_ikss_b_from_ka | pf_ikss_c_from_ka | pf_ikss_a_to_ka | pf_ikss_b_to_ka | pf_ikss_c_to_ka | pf_skss_a_from_mw | pf_skss_b_from_mw | pf_skss_c_from_mw | pf_skss_a_to_mw | pf_skss_b_to_mw | pf_skss_c_to_mw | pf_p_a_from_mw | pf_p_b_from_mw | pf_p_c_from_mw | pf_p_a_to_mw | pf_p_b_to_mw | pf_p_c_to_mw | pf_q_a_from_mvar | pf_q_b_from_mvar | pf_q_c_from_mvar | pf_q_a_to_mvar | pf_q_b_to_mvar | pf_q_c_to_mvar | pf_ikss_a_from_degree | pf_ikss_b_from_degree | pf_ikss_c_from_degree | pf_ikss_a_to_degree | pf_ikss_b_to_degree | pf_ikss_c_to_degree | pf_vm_a_from_pu | pf_vm_b_from_pu | pf_vm_c_from_pu | pf_vm_a_to_pu | pf_vm_b_to_pu | pf_vm_c_to_pu | pf_va_a_from_degree | pf_va_b_from_degree | pf_va_c_from_degree | pf_va_a_to_degree | pf_va_b_to_degree | pf_va_c_to_degree
Line0_1_2 | 2.0509e-06 | 2.0509e-06 | 2.0509e-06 | 1.7098e-06 | 1.7098e-06 | 1.7098e-06 | 4.7364e-07 | 4.7364e-07 | 4.7364e-07 | 3.9486e-07 | 3.9487e-07 | 3.9487e-07 | 2.5153e-09 | 4.1734e-07 | -3.6146e-07 | -2.0759e-09 | -3.5268e-07 | 2.9636e-07 | 2.8629e-09 | -6.5497e-07 | -6.8424e-07 | -2.405e-09 | 5.4298e-07 | 5.7305e-07 | -92.1635 | -92.1523 | -92.1523 | 87.3346 | 87.3481 | 87.3481 | 0.008046 | 1.6397 | 1.6338 | 0.0080459 | 1.6397 | 1.6338 | -43.4655 | -149.6472 | 150.0019 | -43.4654 | -149.6472 | 150.0019
Line10_11_12 | 2.0509e-06 | 2.0509e-06 | 2.0509e-06 | 1.7098e-06 | 1.7098e-06 | 1.7098e-06 | 4.7364e-07 | 4.7364e-07 | 4.7364e-07 | 3.9486e-07 | 3.9487e-07 | 3.9487e-07 | 2.5152e-09 | 4.1734e-07 | -3.6146e-07 | -2.0759e-09 | -3.5268e-07 | 2.9636e-07 | 2.8628e-09 | -6.5497e-07 | -6.8424e-07 | -2.4049e-09 | 5.4299e-07 | 5.7305e-07 | -92.1635 | -92.1523 | -92.1523 | 87.3346 | 87.348 | 87.348 | 0.0080457 | 1.6397 | 1.6338 | 0.0080456 | 1.6397 | 1.6338 | -43.4654 | -149.6473 | 150.0019 | -43.4653 | -149.6473 | 150.0019
Line11_12_13 | 1.7091e-06 | 1.7091e-06 | 1.7091e-06 | 1.368e-06 | 1.368e-06 | 1.368e-06 | 3.947e-07 | 3.947e-07 | 3.947e-07 | 3.1593e-07 | 3.1593e-07 | 3.1593e-07 | 2.096e-09 | 3.4779e-07 | -3.0122e-07 | -1.6567e-09 | -2.8312e-07 | 2.3611e-07 | 2.3856e-09 | -5.4581e-07 | -5.702e-07 | -1.9278e-09 | 4.3382e-07 | 4.5901e-07 | -92.1635 | -92.1523 | -92.1523 | 87.2092 | 87.2232 | 87.2232 | 0.0080456 | 1.6397 | 1.6338 | 0.0080455 | 1.6397 | 1.6338 | -43.4653 | -149.6473 | 150.0019 | -43.4653 | -149.6473 | 150.0019
Line12_13_15 | 1.0255e-06 | 1.0255e-06 | 1.0255e-06 | 0 | 0 | 0 | 2.3682e-07 | 2.3682e-07 | 2.3682e-07 | 0 | 0 | 0 | 1.2576e-09 | 2.0867e-07 | -1.8073e-07 | -8.1827e-10 | -1.4401e-07 | 1.1563e-07 | 1.4314e-09 | -3.2749e-07 | -3.4212e-07 | -9.7352e-10 | 2.155e-07 | 2.3093e-07 | -92.1635 | -92.1523 | -92.1523 | 0 | 0 | 0 | 0.0080455 | 1.6397 | 1.6338 | 0.0080455 | 1.6397 | 1.6338 | -43.4653 | -149.6473 | 150.0019 | -43.4653 | -149.6473 | 150.0019
Line13_13_14 | 0 | 0 | 0 | 0 | 0 | 0 | 0 | 0 | 0 | 0 | 0 | 0 | 4.1919e-10 | 6.9557e-08 | -6.0243e-08 | 2.0103e-11 | -4.8945e-09 | -4.8591e-09 | 4.7712e-10 | -1.0916e-07 | -1.1404e-07 | -1.9279e-11 | -2.8253e-09 | 2.8457e-09 | 0 | 0 | 0 | 0 | 0 | 0 | 0.0080455 | 1.6397 | 1.6338 | 0.0080455 | 1.6397 | 1.6338 | -43.4653 | -149.6473 | 150.0019 | -43.4653 | -149.6473 | 150.0019
Line14_15_16 | 0 | 0 | 0 | 0 | 0 | 0 | 0 | 0 | 0 | 0 | 0 | 0 | 8.3837e-10 | 1.3911e-07 | -1.2049e-07 | -3.9908e-10 | -7.4452e-08 | 5.5384e-08 | 9.5424e-10 | -2.1832e-07 | -2.2808e-07 | -4.964e-10 | 1.0634e-07 | 1.1689e-07 | 0 | 0 | 0 | 0 | 0 | 0 | 0.0080455 | 1.6397 | 1.6338 | 0.0080454 | 1.6397 | 1.6338 | -43.4653 | -149.6473 | 150.0019 | -43.4653 | -149.6473 | 150.0019
Line15_16_17 | 0 | 0 | 0 | 0 | 0 | 0 | 0 | 0 | 0 | 0 | 0 | 0 | 4.1918e-10 | 6.9557e-08 | -6.0243e-08 | 2.0103e-11 | -4.8945e-09 | -4.8591e-09 | 4.7712e-10 | -1.0916e-07 | -1.1404e-07 | -1.9279e-11 | -2.8253e-09 | 2.8457e-09 | 0 | 0 | 0 | 0 | 0 | 0 | 0.0080454 | 1.6397 | 1.6338 | 0.0080454 | 1.6397 | 1.6338 | -43.4653 | -149.6473 | 150.0019 | -43.4652 | -149.6473 | 150.0019
Line16_4_18 | 0.040213 | 0 | 0 | 0.040213 | 0 | 0 | 0.0092869 | 0 | 0 | 0.0092868 | 0 | 0 | 2.5874e-05 | 6.9756e-08 | -6.0172e-08 | 6.8913e-15 | -4.8878e-09 | -4.8458e-09 | 2.6952e-05 | -1.0917e-07 | -1.1416e-07 | 3.3445e-16 | -2.8199e-09 | 2.8441e-09 | -89.6346 | 0 | 0 | 90.3654 | 0 | 0 | 0.004023 | 1.6395 | 1.633 | 0 | 1.6393 | 1.6323 | -43.4654 | -149.6202 | 150.0085 | 0 | -149.5932 | 150.0151
Line17_5_19 | 0 | 0 | 0 | 0 | 0 | 0 | 0 | 0 | 0 | 0 | 0 | 0 | 4.1921e-10 | 6.9557e-08 | -6.0243e-08 | 2.0104e-11 | -4.8945e-09 | -4.8591e-09 | 4.7715e-10 | -1.0916e-07 | -1.1404e-07 | -1.928e-11 | -2.8253e-09 | 2.8457e-09 | 0 | 0 | 0 | 0 | 0 | 0 | 0.008046 | 1.6397 | 1.6338 | 0.008046 | 1.6397 | 1.6338 | -43.4654 | -149.6472 | 150.0019 | -43.4654 | -149.6472 | 150.0019
Line1_1_3 | 2.7346e-06 | 2.7346e-06 | 2.7346e-06 | 2.3934e-06 | 2.3935e-06 | 2.3935e-06 | 6.3152e-07 | 6.3152e-07 | 6.3152e-07 | 5.5274e-07 | 5.5274e-07 | 5.5274e-07 | 3.3537e-09 | 5.5646e-07 | -4.8195e-07 | -2.9143e-09 | -4.918e-07 | 4.1684e-07 | 3.8172e-09 | -8.733e-07 | -9.1232e-07 | -3.3593e-09 | 7.6131e-07 | 8.0113e-07 | -92.1635 | -92.1523 | -92.1523 | 87.478 | 87.4908 | 87.4908 | 0.008046 | 1.6397 | 1.6338 | 0.0080458 | 1.6397 | 1.6338 | -43.4655 | -149.6472 | 150.0019 | -43.4654 | -149.6472 | 150.0019
Line2_1_4 | 0.040214 | 0 | 0 | 0.040213 | 0 | 0 | 0.009287 | 0 | 0 | 0.0092869 | 0 | 0 | 5.1748e-05 | 1.3932e-07 | -1.2045e-07 | -2.5874e-05 | -7.4647e-08 | 5.532e-08 | 5.3904e-05 | -2.184e-07 | -2.283e-07 | -2.6952e-05 | 1.0635e-07 | 1.17e-07 | -89.6346 | 0 | 0 | 90.3654 | 0 | 0 | 0.008046 | 1.6397 | 1.6338 | 0.004023 | 1.6395 | 1.633 | -43.4655 | -149.6472 | 150.0019 | -43.4654 | -149.6202 | 150.0085
Line3_1_5 | 0 | 0 | 0 | 0 | 0 | 0 | 0 | 0 | 0 | 0 | 0 | 0 | 8.3843e-10 | 1.3911e-07 | -1.2049e-07 | -3.9911e-10 | -7.4452e-08 | 5.5384e-08 | 9.543e-10 | -2.1832e-07 | -2.2808e-07 | -4.9643e-10 | 1.0634e-07 | 1.1689e-07 | 0 | 0 | 0 | 0 | 0 | 0 | 0.008046 | 1.6397 | 1.6338 | 0.008046 | 1.6397 | 1.6338 | -43.4655 | -149.6472 | 150.0019 | -43.4654 | -149.6472 | 150.0019
Line4_2_6 | 1.7091e-06 | 1.7091e-06 | 1.7091e-06 | 1.368e-06 | 1.368e-06 | 1.368e-06 | 3.947e-07 | 3.947e-07 | 3.947e-07 | 3.1593e-07 | 3.1593e-07 | 3.1593e-07 | 2.096e-09 | 3.4779e-07 | -3.0122e-07 | -1.6567e-09 | -2.8312e-07 | 2.3611e-07 | 2.3857e-09 | -5.4581e-07 | -5.702e-07 | -1.9278e-09 | 4.3382e-07 | 4.5901e-07 | -92.1635 | -92.1523 | -92.1523 | 87.2092 | 87.2232 | 87.2232 | 0.0080459 | 1.6397 | 1.6338 | 0.0080458 | 1.6397 | 1.6338 | -43.4654 | -149.6472 | 150.0019 | -43.4654 | -149.6472 | 150.0019
Line5_6_7 | 1.3673e-06 | 1.3673e-06 | 1.3673e-06 | 1.0262e-06 | 1.0262e-06 | 1.0262e-06 | 3.1576e-07 | 3.1576e-07 | 3.1576e-07 | 2.37e-07 | 2.37e-07 | 2.37e-07 | 1.6768e-09 | 2.7823e-07 | -2.4097e-07 | -1.2375e-09 | -2.1357e-07 | 1.7587e-07 | 1.9086e-09 | -4.3665e-07 | -4.5616e-07 | -1.4507e-09 | 3.2466e-07 | 3.4497e-07 | -92.1635 | -92.1523 | -92.1523 | 87.0003 | 87.0152 | 87.0152 | 0.0080458 | 1.6397 | 1.6338 | 0.0080457 | 1.6397 | 1.6338 | -43.4654 | -149.6472 | 150.0019 | -43.4654 | -149.6472 | 150.0019
Line6_7_8 | 1.0255e-06 | 1.0255e-06 | 1.0255e-06 | 0 | 0 | 0 | 2.3682e-07 | 2.3682e-07 | 2.3682e-07 | 0 | 0 | 0 | 1.2576e-09 | 2.0867e-07 | -1.8073e-07 | -8.1829e-10 | -1.4401e-07 | 1.1563e-07 | 1.4314e-09 | -3.2749e-07 | -3.4212e-07 | -9.7354e-10 | 2.155e-07 | 2.3093e-07 | -92.1635 | -92.1523 | -92.1523 | 0 | 0 | 0 | 0.0080457 | 1.6397 | 1.6338 | 0.0080457 | 1.6397 | 1.6338 | -43.4654 | -149.6472 | 150.0019 | -43.4653 | -149.6473 | 150.0019
Line7_8_9 | 0 | 0 | 0 | 0 | 0 | 0 | 0 | 0 | 0 | 0 | 0 | 0 | 4.192e-10 | 6.9557e-08 | -6.0243e-08 | 2.0103e-11 | -4.8945e-09 | -4.8591e-09 | 4.7713e-10 | -1.0916e-07 | -1.1404e-07 | -1.9279e-11 | -2.8253e-09 | 2.8457e-09 | 0 | 0 | 0 | 0 | 0 | 0 | 0.0080457 | 1.6397 | 1.6338 | 0.0080457 | 1.6397 | 1.6338 | -43.4653 | -149.6473 | 150.0019 | -43.4653 | -149.6473 | 150.0019
Line8_8_10 | 0 | 0 | 0 | 0 | 0 | 0 | 0 | 0 | 0 | 0 | 0 | 0 | 4.192e-10 | 6.9557e-08 | -6.0243e-08 | 2.0103e-11 | -4.8945e-09 | -4.8591e-09 | 4.7713e-10 | -1.0916e-07 | -1.1404e-07 | -1.9279e-11 | -2.8253e-09 | 2.8457e-09 | 0 | 0 | 0 | 0 | 0 | 0 | 0.0080457 | 1.6397 | 1.6338 | 0.0080457 | 1.6397 | 1.6338 | -43.4653 | -149.6473 | 150.0019 | -43.4653 | -149.6473 | 150.0019
Line9_3_11 | 2.3927e-06 | 2.3928e-06 | 2.3928e-06 | 2.0516e-06 | 2.0516e-06 | 2.0516e-06 | 5.5258e-07 | 5.5258e-07 | 5.5258e-07 | 4.738e-07 | 4.7381e-07 | 4.7381e-07 | 2.9344e-09 | 4.869e-07 | -4.217e-07 | -2.4951e-09 | -4.2224e-07 | 3.566e-07 | 3.34e-09 | -7.6413e-07 | -7.9828e-07 | -2.8821e-09 | 6.5215e-07 | 6.8709e-07 | -92.1635 | -92.1523 | -92.1523 | 87.4182 | 87.4313 | 87.4313 | 0.0080458 | 1.6397 | 1.6338 | 0.0080457 | 1.6397 | 1.6338 | -43.4654 | -149.6472 | 150.0019 | -43.4654 | -149.6473 | 150.0019

## LG_min_10
name | pf_ikss_a_from_ka | pf_ikss_b_from_ka | pf_ikss_c_from_ka | pf_ikss_a_to_ka | pf_ikss_b_to_ka | pf_ikss_c_to_ka | pf_skss_a_from_mw | pf_skss_b_from_mw | pf_skss_c_from_mw | pf_skss_a_to_mw | pf_skss_b_to_mw | pf_skss_c_to_mw | pf_p_a_from_mw | pf_p_b_from_mw | pf_p_c_from_mw | pf_p_a_to_mw | pf_p_b_to_mw | pf_p_c_to_mw | pf_q_a_from_mvar | pf_q_b_from_mvar | pf_q_c_from_mvar | pf_q_a_to_mvar | pf_q_b_to_mvar | pf_q_c_to_mvar | pf_ikss_a_from_degree | pf_ikss_b_from_degree | pf_ikss_c_from_degree | pf_ikss_a_to_degree | pf_ikss_b_to_degree | pf_ikss_c_to_degree | pf_vm_a_from_pu | pf_vm_b_from_pu | pf_vm_c_from_pu | pf_vm_a_to_pu | pf_vm_b_to_pu | pf_vm_c_to_pu | pf_va_a_from_degree | pf_va_b_from_degree | pf_va_c_from_degree | pf_va_a_to_degree | pf_va_b_to_degree | pf_va_c_to_degree
Line0_1_2 | 1.943e-06 | 1.943e-06 | 1.943e-06 | 1.6198e-06 | 1.6198e-06 | 1.6198e-06 | 4.4871e-07 | 4.4871e-07 | 4.4871e-07 | 3.7408e-07 | 3.7409e-07 | 3.7409e-07 | 2.2575e-09 | 3.7457e-07 | -3.2441e-07 | -1.8632e-09 | -3.1653e-07 | 2.6598e-07 | 2.5695e-09 | -5.8784e-07 | -6.1411e-07 | -2.1585e-09 | 4.8733e-07 | 5.1431e-07 | -92.1635 | -92.1523 | -92.1523 | 87.3346 | 87.3481 | 87.3481 | 0.0076225 | 1.5534 | 1.5478 | 0.0076224 | 1.5534 | 1.5478 | -43.4655 | -149.6472 | 150.0019 | -43.4654 | -149.6472 | 150.0019
Line10_11_12 | 1.943e-06 | 1.943e-06 | 1.943e-06 | 1.6198e-06 | 1.6198e-06 | 1.6198e-06 | 4.4871e-07 | 4.4871e-07 | 4.4871e-07 | 3.7408e-07 | 3.7409e-07 | 3.7409e-07 | 2.2574e-09 | 3.7457e-07 | -3.2441e-07 | -1.8631e-09 | -3.1653e-07 | 2.6598e-07 | 2.5694e-09 | -5.8784e-07 | -6.1411e-07 | -2.1584e-09 | 4.8733e-07 | 5.1431e-07 | -92.1635 | -92.1523 | -92.1523 | 87.3346 | 87.348 | 87.348 | 0.0076223 | 1.5534 | 1.5478 | 0.0076221 | 1.5534 | 1.5478 | -43.4654 | -149.6473 | 150.0019 | -43.4653 | -149.6473 | 150.0019
Line11_12_13 | 1.6191e-06 | 1.6192e-06 | 1.6192e-06 | 1.296e-06 | 1.296e-06 | 1.296e-06 | 3.7393e-07 | 3.7393e-07 | 3.7393e-07 | 2.993e-07 | 2.993e-07 | 2.993e-07 | 1.8811e-09 | 3.1214e-07 | -2.7034e-07 | -1.4869e-09 | -2.5411e-07 | 2.1191e-07 | 2.1411e-09 | -4.8987e-07 | -5.1176e-07 | -1.7302e-09 | 3.8936e-07 | 4.1196e-07 | -92.1635 | -92.1523 | -92.1523 | 87.2092 | 87.2232 | 87.2232 | 0.0076221 | 1.5534 | 1.5478 | 0.0076221 | 1.5534 | 1.5478 | -43.4653 | -149.6473 | 150.0019 | -43.4653 | -149.6473 | 150.0019
Line12_13_15 | 0 | 0 | 0 | 0 | 0 | 0 | 0 | 0 | 0 | 0 | 0 | 0 | 1.1287e-09 | 1.8728e-07 | -1.6221e-07 | -7.344e-10 | -1.2925e-07 | 1.0378e-07 | 1.2847e-09 | -2.9392e-07 | -3.0706e-07 | -8.7374e-10 | 1.9341e-07 | 2.0726e-07 | 0 | 0 | 0 | 0 | 0 | 0 | 0.0076221 | 1.5534 | 1.5478 | 0.007622 | 1.5534 | 1.5478 | -43.4653 | -149.6473 | 150.0019 | -43.4653 | -149.6473 | 150.0019
Line13_13_14 | 0 | 0 | 0 | 0 | 0 | 0 | 0 | 0 | 0 | 0 | 0 | 0 | 3.7622e-10 | 6.2428e-08 | -5.4069e-08 | 1.8043e-11 | -4.3928e-09 | -4.3611e-09 | 4.2822e-10 | -9.7974e-08 | -1.0235e-07 | -1.7303e-11 | -2.5358e-09 | 2.5541e-09 | 0 | 0 | 0 | 0 | 0 | 0 | 0.0076221 | 1.5534 | 1.5478 | 0.007622 | 1.5534 | 1.5478 | -43.4653 | -149.6473 | 150.0019 | -43.4653 | -149.6473 | 150.0019
Line14_15_16 | 0 | 0 | 0 | 0 | 0 | 0 | 0 | 0 | 0 | 0 | 0 | 0 | 7.5244e-10 | 1.2486e-07 | -1.0814e-07 | -3.5818e-10 | -6.6821e-08 | 4.9708e-08 | 8.5644e-10 | -1.9595e-07 | -2.047e-07 | -4.4552e-10 | 9.5438e-08 | 1.0491e-07 | 0 | 0 | 0 | 0 | 0 | 0 | 0.007622 | 1.5534 | 1.5478 | 0.007622 | 1.5534 | 1.5478 | -43.4653 | -149.6473 | 150.0019 | -43.4653 | -149.6473 | 150.0019
Line15_16_17 | 0 | 0 | 0 | 0 | 0 | 0 | 0 | 0 | 0 | 0 | 0 | 0 | 3.7622e-10 | 6.2428e-08 | -5.4069e-08 | 1.8042e-11 | -4.3928e-09 | -4.3611e-09 | 4.2822e-10 | -9.7974e-08 | -1.0235e-07 | -1.7303e-11 | -2.5358e-09 | 2.5541e-09 | 0 | 0 | 0 | 0 | 0 | 0 | 0.007622 | 1.5534 | 1.5478 | 0.007622 | 1.5534 | 1.5478 | -43.4653 | -149.6473 | 150.0019 | -43.4652 | -149.6473 | 150.0019
Line16_4_18 | 0.038097 | 0 | 0 | 0.038097 | 0 | 0 | 0.0087981 | 0 | 0 | 0.008798 | 0 | 0 | 2.3222e-05 | 6.2606e-08 | -5.4005e-08 | 6.1836e-15 | -4.3868e-09 | -4.3491e-09 | 2.4189e-05 | -9.7981e-08 | -1.0246e-07 | 2.9267e-16 | -2.5309e-09 | 2.5526e-09 | -89.6346 | 0 | 0 | 90.3654 | 0 | 0 | 0.0038113 | 1.5532 | 1.5471 | 0 | 1.553 | 1.5463 | -43.4654 | -149.6202 | 150.0085 | 0 | -149.5932 | 150.0151
Line17_5_19 | 0 | 0 | 0 | 0 | 0 | 0 | 0 | 0 | 0 | 0 | 0 | 0 | 3.7625e-10 | 6.2428e-08 | -5.4069e-08 | 1.8044e-11 | -4.3928e-09 | -4.3611e-09 | 4.2824e-10 | -9.7974e-08 | -1.0235e-07 | -1.7304e-11 | -2.5358e-09 | 2.5541e-09 | 0 | 0 | 0 | 0 | 0 | 0 | 0.0076225 | 1.5534 | 1.5478 | 0.0076225 | 1.5534 | 1.5478 | -43.4654 | -149.6472 | 150.0019 | -43.4654 | -149.6472 | 150.0019
Line1_1_3 | 2.5906e-06 | 2.5906e-06 | 2.5906e-06 | 2.2675e-06 | 2.2675e-06 | 2.2675e-06 | 5.9828e-07 | 5.9828e-07 | 5.9828e-07 | 5.2365e-07 | 5.2365e-07 | 5.2365e-07 | 3.01e-09 | 4.9943e-07 | -4.3255e-07 | -2.6156e-09 | -4.4139e-07 | 3.7412e-07 | 3.426e-09 | -7.8379e-07 | -8.1882e-07 | -3.015e-09 | 6.8328e-07 | 7.1902e-07 | -92.1635 | -92.1523 | -92.1523 | 87.478 | 87.4908 | 87.4908 | 0.0076225 | 1.5534 | 1.5478 | 0.0076224 | 1.5534 | 1.5478 | -43.4655 | -149.6472 | 150.0019 | -43.4654 | -149.6472 | 150.0019
Line2_1_4 | 0.038097 | 0 | 0 | 0.038097 | 0 | 0 | 0.0087982 | 0 | 0 | 0.0087981 | 0 | 0 | 4.6444e-05 | 1.2504e-07 | -1.081e-07 | -2.3222e-05 | -6.6996e-08 | 4.965e-08 | 4.8379e-05 | -1.9602e-07 | -2.049e-07 | -2.4189e-05 | 9.5447e-08 | 1.0501e-07 | -89.6346 | 0 | 0 | 90.3654 | 0 | 0 | 0.0076225 | 1.5534 | 1.5478 | 0.0038113 | 1.5532 | 1.5471 | -43.4655 | -149.6472 | 150.0019 | -43.4654 | -149.6202 | 150.0085
Line3_1_5 | 0 | 0 | 0 | 0 | 0 | 0 | 0 | 0 | 0 | 0 | 0 | 0 | 7.525e-10 | 1.2486e-07 | -1.0814e-07 | -3.582e-10 | -6.6821e-08 | 4.9708e-08 | 8.5649e-10 | -1.9595e-07 | -2.047e-07 | -4.4555e-10 | 9.5438e-08 | 1.0491e-07 | 0 | 0 | 0 | 0 | 0 | 0 | 0.0076225 | 1.5534 | 1.5478 | 0.0076225 | 1.5534 | 1.5478 | -43.4655 | -149.6472 | 150.0019 | -43.4654 | -149.6472 | 150.0019
Line4_2_6 | 1.6191e-06 | 1.6192e-06 | 1.6192e-06 | 1.296e-06 | 1.296e-06 | 1.296e-06 | 3.7393e-07 | 3.7393e-07 | 3.7393e-07 | 2.993e-07 | 2.993e-07 | 2.993e-07 | 1.8812e-09 | 3.1214e-07 | -2.7034e-07 | -1.4869e-09 | -2.5411e-07 | 2.1191e-07 | 2.1412e-09 | -4.8987e-07 | -5.1176e-07 | -1.7302e-09 | 3.8936e-07 | 4.1196e-07 | -92.1635 | -92.1523 | -92.1523 | 87.2092 | 87.2232 | 87.2232 | 0.0076224 | 1.5534 | 1.5478 | 0.0076223 | 1.5534 | 1.5478 | -43.4654 | -149.6472 | 150.0019 | -43.4654 | -149.6472 | 150.0019
Line5_6_7 | 1.2953e-06 | 1.2953e-06 | 1.2953e-06 | 0 | 0 | 0 | 2.9914e-07 | 2.9914e-07 | 2.9914e-07 | 0 | 0 | 0 | 1.505e-09 | 2.4971e-07 | -2.1627e-07 | -1.1107e-09 | -1.9168e-07 | 1.5784e-07 | 1.7129e-09 | -3.9189e-07 | -4.0941e-07 | -1.302e-09 | 2.9139e-07 | 3.0961e-07 | -92.1635 | -92.1523 | -92.1523 | 0 | 0 | 0 | 0.0076223 | 1.5534 | 1.5478 | 0.0076223 | 1.5534 | 1.5478 | -43.4654 | -149.6472 | 150.0019 | -43.4654 | -149.6472 | 150.0019
Line6_7_8 | 0 | 0 | 0 | 0 | 0 | 0 | 0 | 0 | 0 | 0 | 0 | 0 | 1.1287e-09 | 1.8728e-07 | -1.6221e-07 | -7.3442e-10 | -1.2925e-07 | 1.0378e-07 | 1.2847e-09 | -2.9392e-07 | -3.0706e-07 | -8.7376e-10 | 1.9341e-07 | 2.0726e-07 | 0 | 0 | 0 | 0 | 0 | 0 | 0.0076223 | 1.5534 | 1.5478 | 0.0076222 | 1.5534 | 1.5478 | -43.4654 | -149.6472 | 150.0019 | -43.4653 | -149.6473 | 150.0019
Line7_8_9 | 0 | 0 | 0 | 0 | 0 | 0 | 0 | 0 | 0 | 0 | 0 | 0 | 3.7623e-10 | 6.2428e-08 | -5.4069e-08 | 1.8043e-11 | -4.3928e-09 | -4.3611e-09 | 4.2823e-10 | -9.7974e-08 | -1.0235e-07 | -1.7303e-11 | -2.5358e-09 | 2.5541e-09 | 0 | 0 | 0 | 0 | 0 | 0 | 0.0076222 | 1.5534 | 1.5478 | 0.0076222 | 1.5534 | 1.5478 | -43.4653 | -149.6473 | 150.0019 | -43.4653 | -149.6473 | 150.0019
Line8_8_10 | 0 | 0 | 0 | 0 | 0 | 0 | 0 | 0 | 0 | 0 | 0 | 0 | 3.7623e-10 | 6.2428e-08 | -5.4069e-08 | 1.8043e-11 | -4.3928e-09 | -4.3611e-09 | 4.2823e-10 | -9.7974e-08 | -1.0235e-07 | -1.7303e-11 | -2.5358e-09 | 2.5541e-09 | 0 | 0 | 0 | 0 | 0 | 0 | 0.0076222 | 1.5534 | 1.5478 | 0.0076222 | 1.5534 | 1.5478 | -43.4653 | -149.6473 | 150.0019 | -43.4653 | -149.6473 | 150.0019
Line9_3_11 | 2.2668e-06 | 2.2668e-06 | 2.2668e-06 | 1.9436e-06 | 1.9437e-06 | 1.9437e-06 | 5.235e-07 | 5.235e-07 | 5.235e-07 | 4.4887e-07 | 4.4887e-07 | 4.4887e-07 | 2.6337e-09 | 4.37e-07 | -3.7848e-07 | -2.2394e-09 | -3.7896e-07 | 3.2005e-07 | 2.9977e-09 | -6.8582e-07 | -7.1646e-07 | -2.5867e-09 | 5.8531e-07 | 6.1667e-07 | -92.1635 | -92.1523 | -92.1523 | 87.4182 | 87.4313 | 87.4313 | 0.0076224 | 1.5534 | 1.5478 | 0.0076223 | 1.5534 | 1.5478 | -43.4654 | -149.6472 | 150.0019 | -43.4654 | -149.6473 | 150.0019

## LG_min_fault_6
name | pf_ikss_a_from_ka | pf_ikss_b_from_ka | pf_ikss_c_from_ka | pf_ikss_a_to_ka | pf_ikss_b_to_ka | pf_ikss_c_to_ka | pf_skss_a_from_mw | pf_skss_b_from_mw | pf_skss_c_from_mw | pf_skss_a_to_mw | pf_skss_b_to_mw | pf_skss_c_to_mw | pf_p_a_from_mw | pf_p_b_from_mw | pf_p_c_from_mw | pf_p_a_to_mw | pf_p_b_to_mw | pf_p_c_to_mw | pf_q_a_from_mvar | pf_q_b_from_mvar | pf_q_c_from_mvar | pf_q_a_to_mvar | pf_q_b_to_mvar | pf_q_c_to_mvar | pf_ikss_a_from_degree | pf_ikss_b_from_degree | pf_ikss_c_from_degree | pf_ikss_a_to_degree | pf_ikss_b_to_degree | pf_ikss_c_to_degree | pf_vm_a_from_pu | pf_vm_b_from_pu | pf_vm_c_from_pu | pf_vm_a_to_pu | pf_vm_b_to_pu | pf_vm_c_to_pu | pf_va_a_from_degree | pf_va_b_from_degree | pf_va_c_from_degree | pf_va_a_to_degree | pf_va_b_to_degree | pf_va_c_to_degree
Line0_1_2 | 0 | 0 | 0 | 0 | 0 | 0 | 0 | 0 | 0 | 0 | 0 | 0 | 8.7589e-08 | 1.3104e-07 | -2.0574e-07 | -7.232e-08 | -1.1119e-07 | 1.7062e-07 | 9.5709e-08 | -2.6768e-07 | -1.2337e-07 | -8.0428e-08 | 2.222e-07 | 1.0435e-07 | 0 | 0 | 0 | 0 | 0 | 0 | 0.58264 | 1.3384 | 1.0773 | 0.58264 | 1.3384 | 1.0773 | -19.2798 | -130.7217 | 144.1442 | -19.2798 | -130.7217 | 144.1442
Line10_11_12 | 0 | 0 | 0 | 0 | 0 | 0 | 0 | 0 | 0 | 0 | 0 | 0 | 8.7589e-08 | 1.3104e-07 | -2.0574e-07 | -7.232e-08 | -1.1119e-07 | 1.7062e-07 | 9.5709e-08 | -2.6768e-07 | -1.2338e-07 | -8.0428e-08 | 2.222e-07 | 1.0435e-07 | 0 | 0 | 0 | 0 | 0 | 0 | 0.58264 | 1.3384 | 1.0773 | 0.58264 | 1.3384 | 1.0773 | -19.2798 | -130.7217 | 144.1442 | -19.2798 | -130.7217 | 144.1442
Line11_12_13 | 0 | 0 | 0 | 0 | 0 | 0 | 0 | 0 | 0 | 0 | 0 | 0 | 7.2991e-08 | 1.092e-07 | -1.7145e-07 | -5.7722e-08 | -8.9349e-08 | 1.3633e-07 | 7.9758e-08 | -2.2307e-07 | -1.0281e-07 | -6.4476e-08 | 1.7759e-07 | 8.3785e-08 | 0 | 0 | 0 | 0 | 0 | 0 | 0.58264 | 1.3384 | 1.0773 | 0.58264 | 1.3384 | 1.0773 | -19.2798 | -130.7217 | 144.1442 | -19.2798 | -130.7217 | 144.1442
Line12_13_15 | 0 | 0 | 0 | 0 | 0 | 0 | 0 | 0 | 0 | 0 | 0 | 0 | 4.3795e-08 | 6.5521e-08 | -1.0287e-07 | -2.8525e-08 | -4.5668e-08 | 6.7749e-08 | 4.7855e-08 | -1.3384e-07 | -6.1688e-08 | -3.2573e-08 | 8.8361e-08 | 4.266e-08 | 0 | 0 | 0 | 0 | 0 | 0 | 0.58264 | 1.3384 | 1.0773 | 0.58264 | 1.3384 | 1.0773 | -19.2798 | -130.7217 | 144.1442 | -19.2798 | -130.7217 | 144.1442
Line13_13_14 | 0 | 0 | 0 | 0 | 0 | 0 | 0 | 0 | 0 | 0 | 0 | 0 | 1.4598e-08 | 2.184e-08 | -3.429e-08 | 6.7099e-10 | -1.9878e-09 | -8.3136e-10 | 1.5952e-08 | -4.4614e-08 | -2.0563e-08 | -6.7012e-10 | -8.6736e-10 | 1.535e-09 | 0 | 0 | 0 | 0 | 0 | 0 | 0.58264 | 1.3384 | 1.0773 | 0.58264 | 1.3384 | 1.0773 | -19.2798 | -130.7217 | 144.1442 | -19.2798 | -130.7217 | 144.1442
Line14_15_16 | 0 | 0 | 0 | 0 | 0 | 0 | 0 | 0 | 0 | 0 | 0 | 0 | 2.9196e-08 | 4.3681e-08 | -6.8581e-08 | -1.3927e-08 | -2.3828e-08 | 3.3459e-08 | 3.1903e-08 | -8.9228e-08 | -4.1125e-08 | -1.6622e-08 | 4.3747e-08 | 2.2098e-08 | 0 | 0 | 0 | 0 | 0 | 0 | 0.58264 | 1.3384 | 1.0773 | 0.58264 | 1.3384 | 1.0773 | -19.2798 | -130.7217 | 144.1442 | -19.2798 | -130.7217 | 144.1442
Line15_16_17 | 0 | 0 | 0 | 0 | 0 | 0 | 0 | 0 | 0 | 0 | 0 | 0 | 1.4598e-08 | 2.184e-08 | -3.429e-08 | 6.7099e-10 | -1.9878e-09 | -8.3136e-10 | 1.5952e-08 | -4.4614e-08 | -2.0563e-08 | -6.7012e-10 | -8.6736e-10 | 1.535e-09 | 0 | 0 | 0 | 0 | 0 | 0 | 0.58264 | 1.3384 | 1.0773 | 0.58264 | 1.3384 | 1.0773 | -19.2798 | -130.7217 | 144.1442 | -19.2798 | -130.7217 | 144.1442
Line16_4_18 | 0.018906 | 0 | 0 | 0.018905 | 0 | 0 | 0.0043661 | 0 | 0 | 0.004366 | 0 | 0 | 0.0017928 | 2.1907e-08 | -3.43e-08 | -0.0017871 | -1.9855e-09 | -8.2763e-10 | 0.0017931 | -4.4631e-08 | -2.06e-08 | -0.0017871 | -8.6478e-10 | 1.5333e-09 | -64.2874 | 0 | 0 | 115.7126 | 0 | 0 | 0.58075 | 1.3383 | 1.077 | 0.57886 | 1.3382 | 1.0766 | -19.2836 | -130.7067 | 144.1381 | -19.2874 | -130.6918 | 144.1319
Line17_5_19 | 0 | 0 | 0 | 0 | 0 | 0 | 0 | 0 | 0 | 0 | 0 | 0 | 1.4598e-08 | 2.184e-08 | -3.429e-08 | 6.7099e-10 | -1.9878e-09 | -8.3136e-10 | 1.5952e-08 | -4.4614e-08 | -2.0562e-08 | -6.7012e-10 | -8.6736e-10 | 1.535e-09 | 0 | 0 | 0 | 0 | 0 | 0 | 0.58264 | 1.3384 | 1.0773 | 0.58264 | 1.3384 | 1.0773 | -19.2798 | -130.7217 | 144.1442 | -19.2798 | -130.7217 | 144.1442
Line1_1_3 | 1.2856e-06 | 1.2856e-06 | 1.2856e-06 | 1.1252e-06 | 1.1252e-06 | 1.1252e-06 | 2.969e-07 | 2.969e-07 | 2.969e-07 | 2.5986e-07 | 2.5986e-07 | 2.5986e-07 | 1.1679e-07 | 1.7472e-07 | -2.7432e-07 | -1.0152e-07 | -1.5487e-07 | 2.392e-07 | 1.2761e-07 | -3.5691e-07 | -1.645e-07 | -1.1233e-07 | 3.1143e-07 | 1.4547e-07 | -66.8164 | -66.8052 | -66.8052 | 112.8251 | 112.8379 | 112.8379 | 0.58264 | 1.3384 | 1.0773 | 0.58264 | 1.3384 | 1.0773 | -19.2798 | -130.7217 | 144.1442 | -19.2798 | -130.7217 | 144.1442
Line2_1_4 | 0.018906 | 0 | 0 | 0.018906 | 0 | 0 | 0.0043661 | 0 | 0 | 0.0043661 | 0 | 0 | 0.0017986 | 4.3757e-08 | -6.8606e-08 | -0.0017928 | -2.3893e-08 | 3.347e-08 | 0.001799 | -8.9266e-08 | -4.1189e-08 | -0.0017931 | 4.3765e-08 | 2.2134e-08 | -64.2875 | 0 | 0 | 115.7125 | 0 | 0 | 0.58264 | 1.3384 | 1.0773 | 0.58075 | 1.3383 | 1.077 | -19.2798 | -130.7217 | 144.1442 | -19.2836 | -130.7067 | 144.1381
Line3_1_5 | 0 | 0 | 0 | 0 | 0 | 0 | 0 | 0 | 0 | 0 | 0 | 0 | 2.9196e-08 | 4.3681e-08 | -6.8581e-08 | -1.3927e-08 | -2.3828e-08 | 3.3459e-08 | 3.1903e-08 | -8.9228e-08 | -4.1125e-08 | -1.6622e-08 | 4.3747e-08 | 2.2097e-08 | 0 | 0 | 0 | 0 | 0 | 0 | 0.58264 | 1.3384 | 1.0773 | 0.58264 | 1.3384 | 1.0773 | -19.2798 | -130.7217 | 144.1442 | -19.2798 | -130.7217 | 144.1442
Line4_2_6 | 0 | 0 | 0 | 0 | 0 | 0 | 0 | 0 | 0 | 0 | 0 | 0 | 7.2991e-08 | 1.092e-07 | -1.7145e-07 | -5.7722e-08 | -8.9349e-08 | 1.3633e-07 | 7.9758e-08 | -2.2307e-07 | -1.0281e-07 | -6.4476e-08 | 1.7759e-07 | 8.3785e-08 | 0 | 0 | 0 | 0 | 0 | 0 | 0.58264 | 1.3384 | 1.0773 | 0.58264 | 1.3384 | 1.0773 | -19.2798 | -130.7217 | 144.1442 | -19.2798 | -130.7217 | 144.1442
Line5_6_7 | 0 | 0 | 0 | 0 | 0 | 0 | 0 | 0 | 0 | 0 | 0 | 0 | 5.8393e-08 | 8.7361e-08 | -1.3716e-07 | -4.3124e-08 | -6.7509e-08 | 1.0204e-07 | 6.3806e-08 | -1.7846e-07 | -8.225e-08 | -4.8525e-08 | 1.3298e-07 | 6.3223e-08 | 0 | 0 | 0 | 0 | 0 | 0 | 0.58264 | 1.3384 | 1.0773 | 0.58264 | 1.3384 | 1.0773 | -19.2798 | -130.7217 | 144.1442 | -19.2798 | -130.7217 | 144.1442
Line6_7_8 | 0 | 0 | 0 | 0 | 0 | 0 | 0 | 0 | 0 | 0 | 0 | 0 | 4.3795e-08 | 6.5521e-08 | -1.0287e-07 | -2.8525e-08 | -4.5668e-08 | 6.7749e-08 | 4.7855e-08 | -1.3384e-07 | -6.1688e-08 | -3.2573e-08 | 8.8361e-08 | 4.266e-08 | 0 | 0 | 0 | 0 | 0 | 0 | 0.58264 | 1.3384 | 1.0773 | 0.58264 | 1.3384 | 1.0773 | -19.2798 | -130.7217 | 144.1442 | -19.2798 | -130.7217 | 144.1442
Line7_8_9 | 0 | 0 | 0 | 0 | 0 | 0 | 0 | 0 | 0 | 0 | 0 | 0 | 1.4598e-08 | 2.184e-08 | -3.429e-08 | 6.7099e-10 | -1.9878e-09 | -8.3136e-10 | 1.5952e-08 | -4.4614e-08 | -2.0563e-08 | -6.7012e-10 | -8.6736e-10 | 1.535e-09 | 0 | 0 | 0 | 0 | 0 | 0 | 0.58264 | 1.3384 | 1.0773 | 0.58264 | 1.3384 | 1.0773 | -19.2798 | -130.7217 | 144.1442 | -19.2798 | -130.7217 | 144.1442
Line8_8_10 | 0 | 0 | 0 | 0 | 0 | 0 | 0 | 0 | 0 | 0 | 0 | 0 | 1.4598e-08 | 2.184e-08 | -3.429e-08 | 6.7099e-10 | -1.9878e-09 | -8.3136e-10 | 1.5952e-08 | -4.4614e-08 | -2.0563e-08 | -6.7012e-10 | -8.6736e-10 | 1.535e-09 | 0 | 0 | 0 | 0 | 0 | 0 | 0.58264 | 1.3384 | 1.0773 | 0.58264 | 1.3384 | 1.0773 | -19.2798 | -130.7217 | 144.1442 | -19.2798 | -130.7217 | 144.1442
Line9_3_11 | 1.1249e-06 | 1.1249e-06 | 1.1249e-06 | 0 | 0 | 0 | 2.5979e-07 | 2.5979e-07 | 2.5979e-07 | 0 | 0 | 0 | 1.0219e-07 | 1.5288e-07 | -2.4003e-07 | -8.6918e-08 | -1.3303e-07 | 2.0491e-07 | 1.1166e-07 | -3.123e-07 | -1.4394e-07 | -9.6379e-08 | 2.6682e-07 | 1.2491e-07 | -66.8164 | -66.8052 | -66.8052 | 0 | 0 | 0 | 0.58264 | 1.3384 | 1.0773 | 0.58264 | 1.3384 | 1.0773 | -19.2798 | -130.7217 | 144.1442 | -19.2798 | -130.7217 | 144.1442

## LG_min_fault_10
name | pf_ikss_a_from_ka | pf_ikss_b_from_ka | pf_ikss_c_from_ka | pf_ikss_a_to_ka | pf_ikss_b_to_ka | pf_ikss_c_to_ka | pf_skss_a_from_mw | pf_skss_b_from_mw | pf_skss_c_from_mw | pf_skss_a_to_mw | pf_skss_b_to_mw | pf_skss_c_to_mw | pf_p_a_from_mw | pf_p_b_from_mw | pf_p_c_from_mw | pf_p_a_to_mw | pf_p_b_to_mw | pf_p_c_to_mw | pf_q_a_from_mvar | pf_q_b_from_mvar | pf_q_c_from_mvar | pf_q_a_to_mvar | pf_q_b_to_mvar | pf_q_c_to_mvar | pf_ikss_a_from_degree | pf_ikss_b_from_degree | pf_ikss_c_from_degree | pf_ikss_a_to_degree | pf_ikss_b_to_degree | pf_ikss_c_to_degree | pf_vm_a_from_pu | pf_vm_b_from_pu | pf_vm_c_from_pu | pf_vm_a_to_pu | pf_vm_b_to_pu | pf_vm_c_to_pu | pf_va_a_from_degree | pf_va_b_from_degree | pf_va_c_from_degree | pf_va_a_to_degree | pf_va_b_to_degree | pf_va_c_to_degree
Line0_1_2 | 0 | 0 | 0 | 0 | 0 | 0 | 0 | 0 | 0 | 0 | 0 | 0 | 7.8612e-08 | 1.1761e-07 | -1.8465e-07 | -6.4908e-08 | -9.9793e-08 | 1.5313e-07 | 8.59e-08 | -2.4025e-07 | -1.1073e-07 | -7.2184e-08 | 1.9943e-07 | 9.3653e-08 | 0 | 0 | 0 | 0 | 0 | 0 | 0.55198 | 1.268 | 1.0206 | 0.55198 | 1.268 | 1.0206 | -19.2798 | -130.7217 | 144.1442 | -19.2798 | -130.7217 | 144.1442
Line10_11_12 | 0 | 0 | 0 | 0 | 0 | 0 | 0 | 0 | 0 | 0 | 0 | 0 | 7.8612e-08 | 1.1761e-07 | -1.8465e-07 | -6.4908e-08 | -9.9793e-08 | 1.5313e-07 | 8.59e-08 | -2.4025e-07 | -1.1073e-07 | -7.2184e-08 | 1.9943e-07 | 9.3653e-08 | 0 | 0 | 0 | 0 | 0 | 0 | 0.55198 | 1.268 | 1.0206 | 0.55198 | 1.268 | 1.0206 | -19.2798 | -130.7217 | 144.1442 | -19.2798 | -130.7217 | 144.1442
Line11_12_13 | 0 | 0 | 0 | 0 | 0 | 0 | 0 | 0 | 0 | 0 | 0 | 0 | 6.551e-08 | 9.8009e-08 | -1.5388e-07 | -5.1806e-08 | -8.0191e-08 | 1.2236e-07 | 7.1583e-08 | -2.0021e-07 | -9.2275e-08 | -5.7868e-08 | 1.5939e-07 | 7.5198e-08 | 0 | 0 | 0 | 0 | 0 | 0 | 0.55198 | 1.268 | 1.0206 | 0.55198 | 1.268 | 1.0206 | -19.2798 | -130.7217 | 144.1442 | -19.2798 | -130.7217 | 144.1442
Line12_13_15 | 0 | 0 | 0 | 0 | 0 | 0 | 0 | 0 | 0 | 0 | 0 | 0 | 3.9306e-08 | 5.8806e-08 | -9.2327e-08 | -2.5602e-08 | -4.0988e-08 | 6.0806e-08 | 4.295e-08 | -1.2012e-07 | -5.5365e-08 | -2.9235e-08 | 7.9305e-08 | 3.8288e-08 | 0 | 0 | 0 | 0 | 0 | 0 | 0.55198 | 1.268 | 1.0206 | 0.55198 | 1.268 | 1.0206 | -19.2798 | -130.7217 | 144.1442 | -19.2798 | -130.7217 | 144.1442
Line13_13_14 | 0 | 0 | 0 | 0 | 0 | 0 | 0 | 0 | 0 | 0 | 0 | 0 | 1.3102e-08 | 1.9602e-08 | -3.0776e-08 | 6.0221e-10 | -1.784e-09 | -7.4615e-10 | 1.4317e-08 | -4.0042e-08 | -1.8455e-08 | -6.0143e-10 | -7.7846e-10 | 1.3777e-09 | 0 | 0 | 0 | 0 | 0 | 0 | 0.55198 | 1.268 | 1.0206 | 0.55198 | 1.268 | 1.0206 | -19.2798 | -130.7217 | 144.1442 | -19.2798 | -130.7217 | 144.1442
Line14_15_16 | 0 | 0 | 0 | 0 | 0 | 0 | 0 | 0 | 0 | 0 | 0 | 0 | 2.6204e-08 | 3.9204e-08 | -6.1552e-08 | -1.25e-08 | -2.1386e-08 | 3.003e-08 | 2.8633e-08 | -8.0083e-08 | -3.691e-08 | -1.4918e-08 | 3.9263e-08 | 1.9833e-08 | 0 | 0 | 0 | 0 | 0 | 0 | 0.55198 | 1.268 | 1.0206 | 0.55198 | 1.268 | 1.0206 | -19.2798 | -130.7217 | 144.1442 | -19.2798 | -130.7217 | 144.1442
Line15_16_17 | 0 | 0 | 0 | 0 | 0 | 0 | 0 | 0 | 0 | 0 | 0 | 0 | 1.3102e-08 | 1.9602e-08 | -3.0776e-08 | 6.0221e-10 | -1.784e-09 | -7.4615e-10 | 1.4317e-08 | -4.0042e-08 | -1.8455e-08 | -6.0143e-10 | -7.7846e-10 | 1.3777e-09 | 0 | 0 | 0 | 0 | 0 | 0 | 0.55198 | 1.268 | 1.0206 | 0.55198 | 1.268 | 1.0206 | -19.2798 | -130.7217 | 144.1442 | -19.2798 | -130.7217 | 144.1442
Line16_4_18 | 0.017911 | 0 | 0 | 0.01791 | 0 | 0 | 0.0041363 | 0 | 0 | 0.0041362 | 0 | 0 | 0.0016091 | 1.9662e-08 | -3.0784e-08 | -0.0016039 | -1.782e-09 | -7.428e-10 | 0.0016093 | -4.0057e-08 | -1.8488e-08 | -0.0016039 | -7.7615e-10 | 1.3761e-09 | -64.2874 | 0 | 0 | 115.7126 | 0 | 0 | 0.55018 | 1.2679 | 1.0203 | 0.54839 | 1.2677 | 1.02 | -19.2836 | -130.7067 | 144.1381 | -19.2874 | -130.6918 | 144.1319
Line17_5_19 | 0 | 0 | 0 | 0 | 0 | 0 | 0 | 0 | 0 | 0 | 0 | 0 | 1.3102e-08 | 1.9602e-08 | -3.0776e-08 | 6.0221e-10 | -1.784e-09 | -7.4615e-10 | 1.4317e-08 | -4.0041e-08 | -1.8455e-08 | -6.0143e-10 | -7.7846e-10 | 1.3777e-09 | 0 | 0 | 0 | 0 | 0 | 0 | 0.55198 | 1.268 | 1.0206 | 0.55198 | 1.268 | 1.0206 | -19.2798 | -130.7217 | 144.1442 | -19.2798 | -130.7217 | 144.1442
Line1_1_3 | 1.2179e-06 | 1.2179e-06 | 1.2179e-06 | 1.066e-06 | 1.066e-06 | 1.066e-06 | 2.8127e-07 | 2.8127e-07 | 2.8127e-07 | 2.4618e-07 | 2.4619e-07 | 2.4619e-07 | 1.0482e-07 | 1.5681e-07 | -2.4621e-07 | -9.1112e-08 | -1.39e-07 | 2.1468e-07 | 1.1453e-07 | -3.2033e-07 | -1.4764e-07 | -1.0082e-07 | 2.7951e-07 | 1.3056e-07 | -66.8164 | -66.8052 | -66.8052 | 112.8251 | 112.8379 | 112.8379 | 0.55198 | 1.268 | 1.0206 | 0.55198 | 1.268 | 1.0206 | -19.2798 | -130.7217 | 144.1442 | -19.2798 | -130.7217 | 144.1442
Line2_1_4 | 0.017911 | 0 | 0 | 0.017911 | 0 | 0 | 0.0041363 | 0 | 0 | 0.0041363 | 0 | 0 | 0.0016142 | 3.9272e-08 | -6.1574e-08 | -0.0016091 | -2.1445e-08 | 3.004e-08 | 0.0016146 | -8.0117e-08 | -3.6967e-08 | -0.0016093 | 3.928e-08 | 1.9865e-08 | -64.2875 | 0 | 0 | 115.7125 | 0 | 0 | 0.55198 | 1.268 | 1.0206 | 0.55018 | 1.2679 | 1.0203 | -19.2798 | -130.7217 | 144.1442 | -19.2836 | -130.7067 | 144.1381
Line3_1_5 | 0 | 0 | 0 | 0 | 0 | 0 | 0 | 0 | 0 | 0 | 0 | 0 | 2.6204e-08 | 3.9204e-08 | -6.1552e-08 | -1.25e-08 | -2.1386e-08 | 3.003e-08 | 2.8633e-08 | -8.0083e-08 | -3.691e-08 | -1.4918e-08 | 3.9263e-08 | 1.9833e-08 | 0 | 0 | 0 | 0 | 0 | 0 | 0.55198 | 1.268 | 1.0206 | 0.55198 | 1.268 | 1.0206 | -19.2798 | -130.7217 | 144.1442 | -19.2798 | -130.7217 | 144.1442
Line4_2_6 | 0 | 0 | 0 | 0 | 0 | 0 | 0 | 0 | 0 | 0 | 0 | 0 | 6.551e-08 | 9.8009e-08 | -1.5388e-07 | -5.1806e-08 | -8.0191e-08 | 1.2236e-07 | 7.1583e-08 | -2.0021e-07 | -9.2275e-08 | -5.7868e-08 | 1.5939e-07 | 7.5198e-08 | 0 | 0 | 0 | 0 | 0 | 0 | 0.55198 | 1.268 | 1.0206 | 0.55198 | 1.268 | 1.0206 | -19.2798 | -130.7217 | 144.1442 | -19.2798 | -130.7217 | 144.1442
Line5_6_7 | 0 | 0 | 0 | 0 | 0 | 0 | 0 | 0 | 0 | 0 | 0 | 0 | 5.2408e-08 | 7.8407e-08 | -1.231e-07 | -3.8704e-08 | -6.059e-08 | 9.1581e-08 | 5.7266e-08 | -1.6017e-07 | -7.382e-08 | -4.3551e-08 | 1.1935e-07 | 5.6743e-08 | 0 | 0 | 0 | 0 | 0 | 0 | 0.55198 | 1.268 | 1.0206 | 0.55198 | 1.268 | 1.0206 | -19.2798 | -130.7217 | 144.1442 | -19.2798 | -130.7217 | 144.1442
Line6_7_8 | 0 | 0 | 0 | 0 | 0 | 0 | 0 | 0 | 0 | 0 | 0 | 0 | 3.9306e-08 | 5.8805e-08 | -9.2327e-08 | -2.5602e-08 | -4.0988e-08 | 6.0805e-08 | 4.295e-08 | -1.2012e-07 | -5.5365e-08 | -2.9235e-08 | 7.9305e-08 | 3.8288e-08 | 0 | 0 | 0 | 0 | 0 | 0 | 0.55198 | 1.268 | 1.0206 | 0.55198 | 1.268 | 1.0206 | -19.2798 | -130.7217 | 144.1442 | -19.2798 | -130.7217 | 144.1442
Line7_8_9 | 0 | 0 | 0 | 0 | 0 | 0 | 0 | 0 | 0 | 0 | 0 | 0 | 1.3102e-08 | 1.9602e-08 | -3.0776e-08 | 6.0221e-10 | -1.784e-09 | -7.4615e-10 | 1.4317e-08 | -4.0042e-08 | -1.8455e-08 | -6.0143e-10 | -7.7846e-10 | 1.3777e-09 | 0 | 0 | 0 | 0 | 0 | 0 | 0.55198 | 1.268 | 1.0206 | 0.55198 | 1.268 | 1.0206 | -19.2798 | -130.7217 | 144.1442 | -19.2798 | -130.7217 | 144.1442
Line8_8_10 | 0 | 0 | 0 | 0 | 0 | 0 | 0 | 0 | 0 | 0 | 0 | 0 | 1.3102e-08 | 1.9602e-08 | -3.0776e-08 | 6.0221e-10 | -1.784e-09 | -7.4615e-10 | 1.4317e-08 | -4.0042e-08 | -1.8455e-08 | -6.0143e-10 | -7.7846e-10 | 1.3777e-09 | 0 | 0 | 0 | 0 | 0 | 0 | 0.55198 | 1.268 | 1.0206 | 0.55198 | 1.268 | 1.0206 | -19.2798 | -130.7217 | 144.1442 | -19.2798 | -130.7217 | 144.1442
Line9_3_11 | 1.0657e-06 | 1.0657e-06 | 1.0657e-06 | 0 | 0 | 0 | 2.4611e-07 | 2.4611e-07 | 2.4611e-07 | 0 | 0 | 0 | 9.1714e-08 | 1.3721e-07 | -2.1543e-07 | -7.801e-08 | -1.194e-07 | 1.8391e-07 | 1.0022e-07 | -2.8029e-07 | -1.2918e-07 | -8.6501e-08 | 2.3947e-07 | 1.1211e-07 | -66.8164 | -66.8052 | -66.8052 | 0 | 0 | 0 | 0.55198 | 1.268 | 1.0206 | 0.55198 | 1.268 | 1.0206 | -19.2798 | -130.7217 | 144.1442 | -19.2798 | -130.7217 | 144.1442

## LLG_max_6
name | pf_ikss_a_from_ka | pf_ikss_b_from_ka | pf_ikss_c_from_ka | pf_ikss_a_to_ka | pf_ikss_b_to_ka | pf_ikss_c_to_ka | pf_skss_a_from_mw | pf_skss_b_from_mw | pf_skss_c_from_mw | pf_skss_a_to_mw | pf_skss_b_to_mw | pf_skss_c_to_mw | pf_p_a_from_mw | pf_p_b_from_mw | pf_p_c_from_mw | pf_p_a_to_mw | pf_p_b_to_mw | pf_p_c_to_mw | pf_q_a_from_mvar | pf_q_b_from_mvar | pf_q_c_from_mvar | pf_q_a_to_mvar | pf_q_b_to_mvar | pf_q_c_to_mvar | pf_ikss_a_from_degree | pf_ikss_b_from_degree | pf_ikss_c_from_degree | pf_ikss_a_to_degree | pf_ikss_b_to_degree | pf_ikss_c_to_degree | pf_vm_a_from_pu | pf_vm_b_from_pu | pf_vm_c_from_pu | pf_vm_a_to_pu | pf_vm_b_to_pu | pf_vm_c_to_pu | pf_va_a_from_degree | pf_va_b_from_degree | pf_va_c_from_degree | pf_va_a_to_degree | pf_va_b_to_degree | pf_va_c_to_degree
Line0_1_2 | 1.1402e-06 | 1.1691e-06 | 1.1113e-06 | 0 | 0 | 0 | 2.6331e-07 | 2.6998e-07 | 2.5665e-07 | 0 | 0 | 0 | 1.774e-08 | -1.632e-07 | 1.5565e-07 | -1.7797e-08 | 1.3681e-07 | -1.2921e-07 | -4.137e-07 | 1.5832e-08 | -1.1998e-08 | 3.4475e-07 | -1.23e-08 | 8.5794e-09 | 87.5713 | 87.9928 | 87.1168 | 0 | 0 | 0 | 1.5726 | 0.60734 | 0.60828 | 1.5726 | 0.60734 | 0.60828 | 0.026805 | -97.548 | 82.7092 | 0.026804 | -97.548 | 82.7091
Line10_11_12 | 1.1402e-06 | 1.1691e-06 | 1.1113e-06 | 0 | 0 | 0 | 2.6331e-07 | 2.6998e-07 | 2.5665e-07 | 0 | 0 | 0 | 1.7741e-08 | -1.632e-07 | 1.5565e-07 | -1.7797e-08 | 1.3681e-07 | -1.2921e-07 | -4.137e-07 | 1.5832e-08 | -1.1998e-08 | 3.4475e-07 | -1.23e-08 | 8.5794e-09 | 87.5713 | 87.9928 | 87.1168 | 0 | 0 | 0 | 1.5726 | 0.60734 | 0.60828 | 1.5726 | 0.60734 | 0.60828 | 0.026802 | -97.548 | 82.7091 | 0.026801 | -97.548 | 82.7091
Line11_12_13 | 0 | 0 | 0 | 0 | 0 | 0 | 0 | 0 | 0 | 0 | 0 | 0 | 1.4784e-08 | -1.36e-07 | 1.2971e-07 | -1.484e-08 | 1.0961e-07 | -1.0326e-07 | -3.4475e-07 | 1.3193e-08 | -9.9982e-09 | 2.758e-07 | -9.6617e-09 | 6.5797e-09 | 0 | 0 | 0 | 0 | 0 | 0 | 1.5726 | 0.60734 | 0.60828 | 1.5726 | 0.60734 | 0.60828 | 0.026801 | -97.548 | 82.7091 | 0.026801 | -97.548 | 82.7091
Line12_13_15 | 0 | 0 | 0 | 0 | 0 | 0 | 0 | 0 | 0 | 0 | 0 | 0 | 8.8703e-09 | -8.1602e-08 | 7.7827e-08 | -8.9268e-09 | 5.521e-08 | -5.1378e-08 | -2.0685e-07 | 7.916e-09 | -5.9989e-09 | 1.379e-07 | -4.3844e-09 | 2.5804e-09 | 0 | 0 | 0 | 0 | 0 | 0 | 1.5726 | 0.60734 | 0.60828 | 1.5726 | 0.60734 | 0.60828 | 0.026801 | -97.548 | 82.7091 | 0.0268 | -97.548 | 82.7091
Line13_13_14 | 0 | 0 | 0 | 0 | 0 | 0 | 0 | 0 | 0 | 0 | 0 | 0 | 2.9568e-09 | -2.7201e-08 | 2.5942e-08 | -3.0133e-09 | 8.0852e-10 | 5.0644e-10 | -6.8949e-08 | 2.6387e-09 | -1.9996e-09 | 2.833e-12 | 8.93e-10 | -1.4189e-09 | 0 | 0 | 0 | 0 | 0 | 0 | 1.5726 | 0.60734 | 0.60828 | 1.5726 | 0.60734 | 0.60828 | 0.026801 | -97.548 | 82.7091 | 0.026801 | -97.548 | 82.7091
Line14_15_16 | 0 | 0 | 0 | 0 | 0 | 0 | 0 | 0 | 0 | 0 | 0 | 0 | 5.9135e-09 | -5.4401e-08 | 5.1885e-08 | -5.9701e-09 | 2.8009e-08 | -2.5436e-08 | -1.379e-07 | 5.2774e-09 | -3.9993e-09 | 6.8952e-08 | -1.7457e-09 | 5.8079e-10 | 0 | 0 | 0 | 0 | 0 | 0 | 1.5726 | 0.60734 | 0.60828 | 1.5726 | 0.60734 | 0.60828 | 0.0268 | -97.548 | 82.7091 | 0.0268 | -97.548 | 82.7091
Line15_16_17 | 0 | 0 | 0 | 0 | 0 | 0 | 0 | 0 | 0 | 0 | 0 | 0 | 2.9568e-09 | -2.7201e-08 | 2.5942e-08 | -3.0133e-09 | 8.0853e-10 | 5.0644e-10 | -6.8949e-08 | 2.6387e-09 | -1.9996e-09 | 2.8324e-12 | 8.93e-10 | -1.4189e-09 | 0 | 0 | 0 | 0 | 0 | 0 | 1.5726 | 0.60734 | 0.60828 | 1.5726 | 0.60734 | 0.60828 | 0.0268 | -97.548 | 82.7091 | 0.0268 | -97.548 | 82.7091
Line16_4_18 | 0 | 3.1351 | 3.1424 | 0 | 3.1351 | 3.1424 | 0 | 0.72402 | 0.7257 | 0 | 0.72402 | 0.7257 | 2.9913e-09 | 0.098104 | 0.098928 | -3.0083e-09 | 7.0807e-13 | -5.7506e-13 | -6.9e-08 | 0.19676 | 0.1973 | 4.0716e-12 | 4.3863e-13 | -4.3449e-13 | 0 | -161.0474 | 19.3384 | 0 | 18.9526 | -160.6616 | 1.5723 | 0.30367 | 0.30414 | 1.5719 | 0 | 0 | 0.032671 | -97.548 | 82.7092 | 0.03854 | 0 | 0
Line17_5_19 | 0 | 0 | 0 | 0 | 0 | 0 | 0 | 0 | 0 | 0 | 0 | 0 | 2.9567e-09 | -2.7201e-08 | 2.5942e-08 | -3.0133e-09 | 8.0853e-10 | 5.0644e-10 | -6.8949e-08 | 2.6387e-09 | -1.9996e-09 | 2.8338e-12 | 8.93e-10 | -1.4189e-09 | 0 | 0 | 0 | 0 | 0 | 0 | 1.5726 | 0.60734 | 0.60828 | 1.5726 | 0.60734 | 0.60828 | 0.026804 | -97.548 | 82.7092 | 0.026804 | -97.548 | 82.7092
Line1_1_3 | 1.5202e-06 | 1.5587e-06 | 1.4818e-06 | 1.3306e-06 | 1.369e-06 | 1.2922e-06 | 3.5108e-07 | 3.5998e-07 | 3.422e-07 | 3.0728e-07 | 3.1617e-07 | 2.9842e-07 | 2.3654e-08 | -2.1761e-07 | 2.0754e-07 | -2.3711e-08 | 1.9121e-07 | -1.8109e-07 | -5.5159e-07 | 2.111e-08 | -1.5997e-08 | 4.8265e-07 | -1.7578e-08 | 1.2579e-08 | 87.5713 | 87.9928 | 87.1168 | -92.7857 | -92.2957 | -93.3174 | 1.5726 | 0.60734 | 0.60828 | 1.5726 | 0.60734 | 0.60828 | 0.026805 | -97.548 | 82.7092 | 0.026803 | -97.548 | 82.7091
Line2_1_4 | 0 | 3.1351 | 3.1424 | 0 | 3.1351 | 3.1424 | 0 | 0.72402 | 0.7257 | 0 | 0.72402 | 0.7257 | 5.9503e-09 | 0.19621 | 0.19786 | -6.0021e-09 | -0.098104 | -0.098928 | -1.3799e-07 | 0.39352 | 0.39461 | 6.9004e-08 | -0.19676 | -0.1973 | 0 | -161.0474 | 19.3384 | 0 | 18.9526 | -160.6616 | 1.5726 | 0.60734 | 0.60828 | 1.5723 | 0.30367 | 0.30414 | 0.026805 | -97.548 | 82.7092 | 0.032671 | -97.548 | 82.7092
Line3_1_5 | 0 | 0 | 0 | 0 | 0 | 0 | 0 | 0 | 0 | 0 | 0 | 0 | 5.9135e-09 | -5.4401e-08 | 5.1885e-08 | -5.97e-09 | 2.8009e-08 | -2.5436e-08 | -1.379e-07 | 5.2774e-09 | -3.9993e-09 | 6.8952e-08 | -1.7457e-09 | 5.8079e-10 | 0 | 0 | 0 | 0 | 0 | 0 | 1.5726 | 0.60734 | 0.60828 | 1.5726 | 0.60734 | 0.60828 | 0.026805 | -97.548 | 82.7092 | 0.026804 | -97.548 | 82.7092
Line4_2_6 | 0 | 0 | 0 | 0 | 0 | 0 | 0 | 0 | 0 | 0 | 0 | 0 | 1.4784e-08 | -1.36e-07 | 1.2971e-07 | -1.484e-08 | 1.0961e-07 | -1.0326e-07 | -3.4475e-07 | 1.3193e-08 | -9.9982e-09 | 2.758e-07 | -9.6617e-09 | 6.5797e-09 | 0 | 0 | 0 | 0 | 0 | 0 | 1.5726 | 0.60734 | 0.60828 | 1.5726 | 0.60734 | 0.60828 | 0.026804 | -97.548 | 82.7091 | 0.026803 | -97.548 | 82.7091
Line5_6_7 | 0 | 0 | 0 | 0 | 0 | 0 | 0 | 0 | 0 | 0 | 0 | 0 | 1.1827e-08 | -1.088e-07 | 1.0377e-07 | -1.1884e-08 | 8.2411e-08 | -7.732e-08 | -2.758e-07 | 1.0555e-08 | -7.9986e-09 | 2.0685e-07 | -7.0231e-09 | 4.5801e-09 | 0 | 0 | 0 | 0 | 0 | 0 | 1.5726 | 0.60734 | 0.60828 | 1.5726 | 0.60734 | 0.60828 | 0.026803 | -97.548 | 82.7091 | 0.026802 | -97.548 | 82.7091
Line6_7_8 | 0 | 0 | 0 | 0 | 0 | 0 | 0 | 0 | 0 | 0 | 0 | 0 | 8.8702e-09 | -8.1602e-08 | 7.7827e-08 | -8.9268e-09 | 5.521e-08 | -5.1378e-08 | -2.0685e-07 | 7.9161e-09 | -5.9989e-09 | 1.379e-07 | -4.3844e-09 | 2.5804e-09 | 0 | 0 | 0 | 0 | 0 | 0 | 1.5726 | 0.60734 | 0.60828 | 1.5726 | 0.60734 | 0.60828 | 0.026802 | -97.548 | 82.7091 | 0.026802 | -97.548 | 82.7091
Line7_8_9 | 0 | 0 | 0 | 0 | 0 | 0 | 0 | 0 | 0 | 0 | 0 | 0 | 2.9567e-09 | -2.7201e-08 | 2.5942e-08 | -3.0133e-09 | 8.0852e-10 | 5.0644e-10 | -6.8949e-08 | 2.6387e-09 | -1.9996e-09 | 2.8328e-12 | 8.93e-10 | -1.4189e-09 | 0 | 0 | 0 | 0 | 0 | 0 | 1.5726 | 0.60734 | 0.60828 | 1.5726 | 0.60734 | 0.60828 | 0.026802 | -97.548 | 82.7091 | 0.026802 | -97.548 | 82.7091
Line8_8_10 | 0 | 0 | 0 | 0 | 0 | 0 | 0 | 0 | 0 | 0 | 0 | 0 | 2.9567e-09 | -2.7201e-08 | 2.5942e-08 | -3.0133e-09 | 8.0853e-10 | 5.0644e-10 | -6.8949e-08 | 2.6387e-09 | -1.9996e-09 | 2.8333e-12 | 8.93e-10 | -1.4189e-09 | 0 | 0 | 0 | 0 | 0 | 0 | 1.5726 | 0.60734 | 0.60828 | 1.5726 | 0.60734 | 0.60828 | 0.026802 | -97.548 | 82.7091 | 0.026802 | -97.548 | 82.7091
Line9_3_11 | 1.3302e-06 | 1.3639e-06 | 1.2965e-06 | 1.1406e-06 | 1.1742e-06 | 1.107e-06 | 3.0719e-07 | 3.1498e-07 | 2.9943e-07 | 2.634e-07 | 2.7117e-07 | 2.5565e-07 | 2.0697e-08 | -1.9041e-07 | 1.816e-07 | -2.0754e-08 | 1.6401e-07 | -1.5515e-07 | -4.8264e-07 | 1.8471e-08 | -1.3997e-08 | 4.137e-07 | -1.4939e-08 | 1.0579e-08 | 87.5713 | 87.9928 | 87.1168 | -92.8451 | -92.3436 | -93.3901 | 1.5726 | 0.60734 | 0.60828 | 1.5726 | 0.60734 | 0.60828 | 0.026803 | -97.548 | 82.7091 | 0.026802 | -97.548 | 82.7091

## LLG_max_10
name | pf_ikss_a_from_ka | pf_ikss_b_from_ka | pf_ikss_c_from_ka | pf_ikss_a_to_ka | pf_ikss_b_to_ka | pf_ikss_c_to_ka | pf_skss_a_from_mw | pf_skss_b_from_mw | pf_skss_c_from_mw | pf_skss_a_to_mw | pf_skss_b_to_mw | pf_skss_c_to_mw | pf_p_a_from_mw | pf_p_b_from_mw | pf_p_c_from_mw | pf_p_a_to_mw | pf_p_b_to_mw | pf_p_c_to_mw | pf_q_a_from_mvar | pf_q_b_from_mvar | pf_q_c_from_mvar | pf_q_a_to_mvar | pf_q_b_to_mvar | pf_q_c_to_mvar | pf_ikss_a_from_degree | pf_ikss_b_from_degree | pf_ikss_c_from_degree | pf_ikss_a_to_degree | pf_ikss_b_to_degree | pf_ikss_c_to_degree | pf_vm_a_from_pu | pf_vm_b_from_pu | pf_vm_c_from_pu | pf_vm_a_to_pu | pf_vm_b_to_pu | pf_vm_c_to_pu | pf_va_a_from_degree | pf_va_b_from_degree | pf_va_c_from_degree | pf_va_a_to_degree | pf_va_b_to_degree | pf_va_c_to_degree
Line0_1_2 | 1.1944e-06 | 1.2257e-06 | 1.1632e-06 | 0 | 1.0269e-06 | 0 | 2.7584e-07 | 2.8305e-07 | 2.6864e-07 | 0 | 2.3716e-07 | 0 | 1.9468e-08 | -1.7637e-07 | 1.6795e-07 | -1.953e-08 | 1.4787e-07 | -1.394e-07 | -4.54e-07 | 1.7853e-08 | -1.3595e-08 | 3.7834e-07 | -1.3923e-08 | 9.7881e-09 | 87.5716 | 87.9999 | 87.1088 | 0 | -92.4017 | 0 | 1.6474 | 0.62627 | 0.62725 | 1.6474 | 0.62627 | 0.62725 | 0.026961 | -97.7804 | 82.4812 | 0.02696 | -97.7804 | 82.4812
Line10_11_12 | 1.1944e-06 | 1.2257e-06 | 1.1632e-06 | 0 | 1.0269e-06 | 0 | 2.7584e-07 | 2.8305e-07 | 2.6864e-07 | 0 | 2.3716e-07 | 0 | 1.9468e-08 | -1.7637e-07 | 1.6795e-07 | -1.953e-08 | 1.4787e-07 | -1.394e-07 | -4.54e-07 | 1.7853e-08 | -1.3595e-08 | 3.7834e-07 | -1.3922e-08 | 9.7881e-09 | 87.5716 | 87.9999 | 87.1088 | 0 | -92.4017 | 0 | 1.6474 | 0.62627 | 0.62725 | 1.6474 | 0.62627 | 0.62725 | 0.026959 | -97.7804 | 82.4812 | 0.026958 | -97.7804 | 82.4812
Line11_12_13 | 0 | 1.0214e-06 | 0 | 0 | 0 | 0 | 0 | 2.3588e-07 | 0 | 0 | 0 | 0 | 1.6223e-08 | -1.4697e-07 | 1.3996e-07 | -1.6285e-08 | 1.1848e-07 | -1.1141e-07 | -3.7834e-07 | 1.4878e-08 | -1.1329e-08 | 3.0267e-07 | -1.0947e-08 | 7.5224e-09 | 0 | 87.9999 | 0 | 0 | 0 | 0 | 1.6474 | 0.62627 | 0.62725 | 1.6474 | 0.62627 | 0.62725 | 0.026958 | -97.7804 | 82.4812 | 0.026957 | -97.7804 | 82.4812
Line12_13_15 | 0 | 0 | 0 | 0 | 0 | 0 | 0 | 0 | 0 | 0 | 0 | 0 | 9.7338e-09 | -8.8184e-08 | 8.3977e-08 | -9.7959e-09 | 5.9689e-08 | -5.5421e-08 | -2.27e-07 | 8.9266e-09 | -6.7974e-09 | 1.5134e-07 | -4.9959e-09 | 2.9908e-09 | 0 | 0 | 0 | 0 | 0 | 0 | 1.6474 | 0.62627 | 0.62725 | 1.6474 | 0.62627 | 0.62725 | 0.026957 | -97.7804 | 82.4812 | 0.026957 | -97.7804 | 82.4812
Line13_13_14 | 0 | 0 | 0 | 0 | 0 | 0 | 0 | 0 | 0 | 0 | 0 | 0 | 3.2446e-09 | -2.9395e-08 | 2.7992e-08 | -3.3067e-09 | 9.0026e-10 | 5.6398e-10 | -7.5667e-08 | 2.9755e-09 | -2.2658e-09 | 3.1271e-12 | 9.5522e-10 | -1.5408e-09 | 0 | 0 | 0 | 0 | 0 | 0 | 1.6474 | 0.62627 | 0.62725 | 1.6474 | 0.62627 | 0.62725 | 0.026957 | -97.7804 | 82.4812 | 0.026957 | -97.7804 | 82.4812
Line14_15_16 | 0 | 0 | 0 | 0 | 0 | 0 | 0 | 0 | 0 | 0 | 0 | 0 | 6.4892e-09 | -5.8789e-08 | 5.5985e-08 | -6.5513e-09 | 3.0295e-08 | -2.7428e-08 | -1.5133e-07 | 5.9511e-09 | -4.5316e-09 | 7.567e-08 | -2.0203e-09 | 7.2502e-10 | 0 | 0 | 0 | 0 | 0 | 0 | 1.6474 | 0.62627 | 0.62725 | 1.6474 | 0.62627 | 0.62725 | 0.026957 | -97.7804 | 82.4812 | 0.026957 | -97.7804 | 82.4812
Line15_16_17 | 0 | 0 | 0 | 0 | 0 | 0 | 0 | 0 | 0 | 0 | 0 | 0 | 3.2446e-09 | -2.9395e-08 | 2.7992e-08 | -3.3067e-09 | 9.0026e-10 | 5.6398e-10 | -7.5667e-08 | 2.9755e-09 | -2.2658e-09 | 3.1261e-12 | 9.5522e-10 | -1.5408e-09 | 0 | 0 | 0 | 0 | 0 | 0 | 1.6474 | 0.62627 | 0.62725 | 1.6474 | 0.62627 | 0.62725 | 0.026957 | -97.7804 | 82.4812 | 0.026957 | -97.7804 | 82.4812
Line16_4_18 | 0 | 3.2328 | 3.2404 | 0 | 3.2328 | 3.2404 | 0 | 0.74659 | 0.74833 | 0 | 0.74659 | 0.74833 | 3.2825e-09 | 0.10431 | 0.1052 | -3.3012e-09 | 3.8347e-13 | -2.1469e-13 | -7.5723e-08 | 0.20922 | 0.2098 | 4.4867e-12 | 3.7827e-13 | -3.9426e-13 | 0 | -161.2809 | 19.1115 | 0 | 18.7191 | -160.8885 | 1.6471 | 0.31314 | 0.31362 | 1.6467 | 0 | 0 | 0.032827 | -97.7804 | 82.4812 | 0.038696 | 0 | 0
Line17_5_19 | 0 | 0 | 0 | 0 | 0 | 0 | 0 | 0 | 0 | 0 | 0 | 0 | 3.2446e-09 | -2.9395e-08 | 2.7992e-08 | -3.3067e-09 | 9.0026e-10 | 5.6398e-10 | -7.5667e-08 | 2.9756e-09 | -2.2658e-09 | 3.1276e-12 | 9.5522e-10 | -1.5408e-09 | 0 | 0 | 0 | 0 | 0 | 0 | 1.6474 | 0.62627 | 0.62725 | 1.6474 | 0.62627 | 0.62725 | 0.026961 | -97.7804 | 82.4812 | 0.026961 | -97.7804 | 82.4812
Line1_1_3 | 1.5926e-06 | 1.6342e-06 | 1.551e-06 | 1.3939e-06 | 1.4355e-06 | 1.3524e-06 | 3.6778e-07 | 3.774e-07 | 3.5818e-07 | 3.2191e-07 | 3.3151e-07 | 3.1233e-07 | 2.5957e-08 | -2.3516e-07 | 2.2394e-07 | -2.6019e-08 | 2.0666e-07 | -1.9538e-07 | -6.0534e-07 | 2.3804e-08 | -1.8126e-08 | 5.2967e-07 | -1.9874e-08 | 1.432e-08 | 87.5716 | 87.9999 | 87.1088 | -92.7853 | -92.2874 | -93.327 | 1.6474 | 0.62627 | 0.62725 | 1.6474 | 0.62627 | 0.62725 | 0.026961 | -97.7804 | 82.4812 | 0.02696 | -97.7804 | 82.4812
Line2_1_4 | 0 | 3.2328 | 3.2404 | 0 | 3.2328 | 3.2404 | 0 | 0.74659 | 0.74833 | 0 | 0.74659 | 0.74833 | 6.5296e-09 | 0.20862 | 0.2104 | -6.5865e-09 | -0.10431 | -0.1052 | -1.5143e-07 | 0.41844 | 0.4196 | 7.5727e-08 | -0.20922 | -0.2098 | 0 | -161.2809 | 19.1115 | 0 | 18.7191 | -160.8885 | 1.6474 | 0.62627 | 0.62725 | 1.6471 | 0.31314 | 0.31362 | 0.026961 | -97.7804 | 82.4812 | 0.032827 | -97.7804 | 82.4812
Line3_1_5 | 0 | 0 | 0 | 0 | 0 | 0 | 0 | 0 | 0 | 0 | 0 | 0 | 6.4892e-09 | -5.8789e-08 | 5.5985e-08 | -6.5513e-09 | 3.0295e-08 | -2.7428e-08 | -1.5133e-07 | 5.9511e-09 | -4.5316e-09 | 7.567e-08 | -2.0203e-09 | 7.2501e-10 | 0 | 0 | 0 | 0 | 0 | 0 | 1.6474 | 0.62627 | 0.62725 | 1.6474 | 0.62627 | 0.62725 | 0.026961 | -97.7804 | 82.4812 | 0.026961 | -97.7804 | 82.4812
Line4_2_6 | 0 | 1.0214e-06 | 0 | 0 | 0 | 0 | 0 | 2.3588e-07 | 0 | 0 | 0 | 0 | 1.6223e-08 | -1.4697e-07 | 1.3996e-07 | -1.6285e-08 | 1.1848e-07 | -1.1141e-07 | -3.7834e-07 | 1.4878e-08 | -1.1329e-08 | 3.0267e-07 | -1.0947e-08 | 7.5224e-09 | 0 | 87.9999 | 0 | 0 | 0 | 0 | 1.6474 | 0.62627 | 0.62725 | 1.6474 | 0.62627 | 0.62725 | 0.02696 | -97.7804 | 82.4812 | 0.02696 | -97.7804 | 82.4812
Line5_6_7 | 0 | 0 | 0 | 0 | 0 | 0 | 0 | 0 | 0 | 0 | 0 | 0 | 1.2978e-08 | -1.1758e-07 | 1.1197e-07 | -1.3041e-08 | 8.9084e-08 | -8.3413e-08 | -3.0267e-07 | 1.1902e-08 | -9.0631e-09 | 2.27e-07 | -7.9714e-09 | 5.2566e-09 | 0 | 0 | 0 | 0 | 0 | 0 | 1.6474 | 0.62627 | 0.62725 | 1.6474 | 0.62627 | 0.62725 | 0.02696 | -97.7804 | 82.4812 | 0.026959 | -97.7804 | 82.4812
Line6_7_8 | 0 | 0 | 0 | 0 | 0 | 0 | 0 | 0 | 0 | 0 | 0 | 0 | 9.7338e-09 | -8.8184e-08 | 8.3977e-08 | -9.7959e-09 | 5.9689e-08 | -5.5421e-08 | -2.27e-07 | 8.9266e-09 | -6.7973e-09 | 1.5134e-07 | -4.9959e-09 | 2.9908e-09 | 0 | 0 | 0 | 0 | 0 | 0 | 1.6474 | 0.62627 | 0.62725 | 1.6474 | 0.62627 | 0.62725 | 0.026959 | -97.7804 | 82.4812 | 0.026959 | -97.7804 | 82.4812
Line7_8_9 | 0 | 0 | 0 | 0 | 0 | 0 | 0 | 0 | 0 | 0 | 0 | 0 | 3.2446e-09 | -2.9395e-08 | 2.7992e-08 | -3.3067e-09 | 9.0026e-10 | 5.6398e-10 | -7.5667e-08 | 2.9755e-09 | -2.2658e-09 | 3.1275e-12 | 9.5522e-10 | -1.5408e-09 | 0 | 0 | 0 | 0 | 0 | 0 | 1.6474 | 0.62627 | 0.62725 | 1.6474 | 0.62627 | 0.62725 | 0.026959 | -97.7804 | 82.4812 | 0.026959 | -97.7804 | 82.4812
Line8_8_10 | 0 | 0 | 0 | 0 | 0 | 0 | 0 | 0 | 0 | 0 | 0 | 0 | 3.2446e-09 | -2.9395e-08 | 2.7992e-08 | -3.3067e-09 | 9.0026e-10 | 5.6398e-10 | -7.5667e-08 | 2.9755e-09 | -2.2658e-09 | 3.1275e-12 | 9.5522e-10 | -1.5408e-09 | 0 | 0 | 0 | 0 | 0 | 0 | 1.6474 | 0.62627 | 0.62725 | 1.6474 | 0.62627 | 0.62725 | 0.026959 | -97.7804 | 82.4812 | 0.026959 | -97.7804 | 82.4812
Line9_3_11 | 1.3935e-06 | 1.4299e-06 | 1.3571e-06 | 1.1948e-06 | 1.2312e-06 | 1.1585e-06 | 3.2181e-07 | 3.3023e-07 | 3.1341e-07 | 2.7593e-07 | 2.8433e-07 | 2.6755e-07 | 2.2712e-08 | -2.0576e-07 | 1.9595e-07 | -2.2774e-08 | 1.7727e-07 | -1.6739e-07 | -5.2967e-07 | 2.0829e-08 | -1.586e-08 | 4.5401e-07 | -1.6898e-08 | 1.2054e-08 | 87.5716 | 87.9999 | 87.1088 | -92.8448 | -92.3351 | -93.4 | 1.6474 | 0.62627 | 0.62725 | 1.6474 | 0.62627 | 0.62725 | 0.02696 | -97.7804 | 82.4812 | 0.026959 | -97.7804 | 82.4812

## LLG_max_fault_6
name | pf_ikss_a_from_ka | pf_ikss_b_from_ka | pf_ikss_c_from_ka | pf_ikss_a_to_ka | pf_ikss_b_to_ka | pf_ikss_c_to_ka | pf_skss_a_from_mw | pf_skss_b_from_mw | pf_skss_c_from_mw | pf_skss_a_to_mw | pf_skss_b_to_mw | pf_skss_c_to_mw | pf_p_a_from_mw | pf_p_b_from_mw | pf_p_c_from_mw | pf_p_a_to_mw | pf_p_b_to_mw | pf_p_c_to_mw | pf_q_a_from_mvar | pf_q_b_from_mvar | pf_q_c_from_mvar | pf_q_a_to_mvar | pf_q_b_to_mvar | pf_q_c_to_mvar | pf_ikss_a_from_degree | pf_ikss_b_from_degree | pf_ikss_c_from_degree | pf_ikss_a_to_degree | pf_ikss_b_to_degree | pf_ikss_c_to_degree | pf_vm_a_from_pu | pf_vm_b_from_pu | pf_vm_c_from_pu | pf_vm_a_to_pu | pf_vm_b_to_pu | pf_vm_c_to_pu | pf_va_a_from_degree | pf_va_b_from_degree | pf_va_c_from_degree | pf_va_a_to_degree | pf_va_b_to_degree | pf_va_c_to_degree
Line0_1_2 | 0 | 0 | 0 | 0 | 0 | 0 | 0 | 0 | 0 | 0 | 0 | 0 | -4.428e-08 | -1.2448e-07 | 1.7635e-07 | 3.5222e-08 | 1.0428e-07 | -1.4709e-07 | -2.3277e-07 | 6.9265e-08 | -1.2287e-08 | 1.9437e-07 | -5.6844e-08 | 8.9521e-09 | 0 | 0 | 0 | 0 | 0 | 0 | 1.379 | 0.82877 | 1.0292 | 1.379 | 0.82877 | 1.0292 | 4.2786 | -104.0404 | 101.0495 | 4.2786 | -104.0404 | 101.0495
Line10_11_12 | 0 | 0 | 0 | 0 | 0 | 0 | 0 | 0 | 0 | 0 | 0 | 0 | -4.428e-08 | -1.2448e-07 | 1.7635e-07 | 3.5222e-08 | 1.0428e-07 | -1.4709e-07 | -2.3277e-07 | 6.9265e-08 | -1.2287e-08 | 1.9437e-07 | -5.6844e-08 | 8.9521e-09 | 0 | 0 | 0 | 0 | 0 | 0 | 1.379 | 0.82877 | 1.0292 | 1.379 | 0.82877 | 1.0292 | 4.2786 | -104.0403 | 101.0495 | 4.2786 | -104.0403 | 101.0495
Line11_12_13 | 0 | 0 | 0 | 0 | 0 | 0 | 0 | 0 | 0 | 0 | 0 | 0 | -3.69e-08 | -1.0373e-07 | 1.4696e-07 | 2.7842e-08 | 8.3534e-08 | -1.177e-07 | -1.9397e-07 | 5.7721e-08 | -1.0239e-08 | 1.5557e-07 | -4.5299e-08 | 6.9043e-09 | 0 | 0 | 0 | 0 | 0 | 0 | 1.379 | 0.82877 | 1.0292 | 1.379 | 0.82877 | 1.0292 | 4.2786 | -104.0403 | 101.0495 | 4.2786 | -104.0403 | 101.0495
Line12_13_15 | 0 | 0 | 0 | 0 | 0 | 0 | 0 | 0 | 0 | 0 | 0 | 0 | -2.214e-08 | -6.2239e-08 | 8.8174e-08 | 1.3082e-08 | 4.2042e-08 | -5.8919e-08 | -1.1638e-07 | 3.4633e-08 | -6.1433e-09 | 7.7985e-08 | -2.2211e-08 | 2.8088e-09 | 0 | 0 | 0 | 0 | 0 | 0 | 1.379 | 0.82877 | 1.0292 | 1.379 | 0.82877 | 1.0292 | 4.2786 | -104.0403 | 101.0495 | 4.2786 | -104.0403 | 101.0495
Line13_13_14 | 0 | 0 | 0 | 0 | 0 | 0 | 0 | 0 | 0 | 0 | 0 | 0 | -7.38e-09 | -2.0746e-08 | 2.9391e-08 | -1.6781e-09 | 5.493e-10 | -1.3617e-10 | -3.8794e-08 | 1.1544e-08 | -2.0478e-09 | 3.9609e-10 | 8.7733e-10 | -1.2868e-09 | 0 | 0 | 0 | 0 | 0 | 0 | 1.379 | 0.82877 | 1.0292 | 1.379 | 0.82877 | 1.0292 | 4.2786 | -104.0403 | 101.0495 | 4.2786 | -104.0403 | 101.0495
Line14_15_16 | 0 | 0 | 0 | 0 | 0 | 0 | 0 | 0 | 0 | 0 | 0 | 0 | -1.476e-08 | -4.1492e-08 | 5.8782e-08 | 5.7019e-09 | 2.1295e-08 | -2.9527e-08 | -7.7589e-08 | 2.3088e-08 | -4.0956e-09 | 3.919e-08 | -1.0667e-08 | 7.6101e-10 | 0 | 0 | 0 | 0 | 0 | 0 | 1.379 | 0.82877 | 1.0292 | 1.379 | 0.82877 | 1.0292 | 4.2786 | -104.0403 | 101.0495 | 4.2786 | -104.0403 | 101.0495
Line15_16_17 | 0 | 0 | 0 | 0 | 0 | 0 | 0 | 0 | 0 | 0 | 0 | 0 | -7.38e-09 | -2.0746e-08 | 2.9391e-08 | -1.6781e-09 | 5.493e-10 | -1.3617e-10 | -3.8794e-08 | 1.1544e-08 | -2.0478e-09 | 3.9609e-10 | 8.7733e-10 | -1.2868e-09 | 0 | 0 | 0 | 0 | 0 | 0 | 1.379 | 0.82877 | 1.0292 | 1.379 | 0.82877 | 1.0292 | 4.2786 | -104.0403 | 101.0495 | 4.2786 | -104.0403 | 101.0495
Line16_4_18 | 0 | 0.026907 | 0.033417 | 0 | 0.026907 | 0.033417 | 0 | 0.006214 | 0.0077174 | 0 | 0.006214 | 0.0077174 | -7.3702e-09 | 0.0036261 | 0.0055956 | -1.6753e-09 | -0.00362 | -0.0055836 | -3.8828e-08 | 0.0036354 | 0.0056043 | 3.9637e-10 | -0.00362 | -0.0055836 | 0 | -149.1869 | 55.9604 | 0 | 30.8133 | -124.0398 | 1.3787 | 0.82632 | 1.0262 | 1.3785 | 0.82386 | 1.0232 | 4.2809 | -104.1133 | 101.005 | 4.2831 | -104.1867 | 100.9602
Line17_5_19 | 0 | 0 | 0 | 0 | 0 | 0 | 0 | 0 | 0 | 0 | 0 | 0 | -7.38e-09 | -2.0746e-08 | 2.9391e-08 | -1.6781e-09 | 5.493e-10 | -1.3617e-10 | -3.8794e-08 | 1.1544e-08 | -2.0478e-09 | 3.9609e-10 | 8.7733e-10 | -1.2868e-09 | 0 | 0 | 0 | 0 | 0 | 0 | 1.379 | 0.82877 | 1.0292 | 1.379 | 0.82877 | 1.0292 | 4.2786 | -104.0404 | 101.0495 | 4.2786 | -104.0404 | 101.0495
Line1_1_3 | 0 | 0 | 0 | 0 | 0 | 0 | 0 | 0 | 0 | 0 | 0 | 0 | -5.904e-08 | -1.6597e-07 | 2.3513e-07 | 4.9982e-08 | 1.4577e-07 | -2.0587e-07 | -3.1035e-07 | 9.2354e-08 | -1.6382e-08 | 2.7196e-07 | -7.9932e-08 | 1.3048e-08 | 0 | 0 | 0 | 0 | 0 | 0 | 1.379 | 0.82877 | 1.0292 | 1.379 | 0.82877 | 1.0292 | 4.2786 | -104.0404 | 101.0495 | 4.2786 | -104.0403 | 101.0495
Line2_1_4 | 0 | 0.026907 | 0.033418 | 0 | 0.026907 | 0.033417 | 0 | 0.006214 | 0.0077174 | 0 | 0.006214 | 0.0077174 | -1.4751e-08 | 0.0036322 | 0.0056075 | 5.6935e-09 | -0.0036261 | -0.0055956 | -7.7642e-08 | 0.0036509 | 0.005625 | 3.9225e-08 | -0.0036354 | -0.0056043 | 0 | -149.1872 | 55.9605 | 0 | 30.8131 | -124.0397 | 1.379 | 0.82877 | 1.0292 | 1.3787 | 0.82632 | 1.0262 | 4.2786 | -104.0404 | 101.0495 | 4.2809 | -104.1133 | 101.005
Line3_1_5 | 0 | 0 | 0 | 0 | 0 | 0 | 0 | 0 | 0 | 0 | 0 | 0 | -1.476e-08 | -4.1492e-08 | 5.8782e-08 | 5.7019e-09 | 2.1295e-08 | -2.9527e-08 | -7.7588e-08 | 2.3088e-08 | -4.0956e-09 | 3.919e-08 | -1.0667e-08 | 7.6101e-10 | 0 | 0 | 0 | 0 | 0 | 0 | 1.379 | 0.82877 | 1.0292 | 1.379 | 0.82877 | 1.0292 | 4.2786 | -104.0404 | 101.0495 | 4.2786 | -104.0404 | 101.0495
Line4_2_6 | 0 | 0 | 0 | 0 | 0 | 0 | 0 | 0 | 0 | 0 | 0 | 0 | -3.69e-08 | -1.0373e-07 | 1.4696e-07 | 2.7842e-08 | 8.3534e-08 | -1.177e-07 | -1.9397e-07 | 5.7721e-08 | -1.0239e-08 | 1.5557e-07 | -4.5299e-08 | 6.9043e-09 | 0 | 0 | 0 | 0 | 0 | 0 | 1.379 | 0.82877 | 1.0292 | 1.379 | 0.82877 | 1.0292 | 4.2786 | -104.0404 | 101.0495 | 4.2786 | -104.0403 | 101.0495
Line5_6_7 | 0 | 0 | 0 | 0 | 0 | 0 | 0 | 0 | 0 | 0 | 0 | 0 | -2.952e-08 | -8.2985e-08 | 1.1756e-07 | 2.0462e-08 | 6.2788e-08 | -8.831e-08 | -1.5518e-07 | 4.6177e-08 | -8.1911e-09 | 1.1678e-07 | -3.3755e-08 | 4.8566e-09 | 0 | 0 | 0 | 0 | 0 | 0 | 1.379 | 0.82877 | 1.0292 | 1.379 | 0.82877 | 1.0292 | 4.2786 | -104.0403 | 101.0495 | 4.2786 | -104.0403 | 101.0495
Line6_7_8 | 0 | 0 | 0 | 0 | 0 | 0 | 0 | 0 | 0 | 0 | 0 | 0 | -2.214e-08 | -6.2238e-08 | 8.8174e-08 | 1.3082e-08 | 4.2042e-08 | -5.8919e-08 | -1.1638e-07 | 3.4633e-08 | -6.1433e-09 | 7.7985e-08 | -2.2211e-08 | 2.8088e-09 | 0 | 0 | 0 | 0 | 0 | 0 | 1.379 | 0.82877 | 1.0292 | 1.379 | 0.82877 | 1.0292 | 4.2786 | -104.0403 | 101.0495 | 4.2786 | -104.0403 | 101.0495
Line7_8_9 | 0 | 0 | 0 | 0 | 0 | 0 | 0 | 0 | 0 | 0 | 0 | 0 | -7.38e-09 | -2.0746e-08 | 2.9391e-08 | -1.6781e-09 | 5.493e-10 | -1.3617e-10 | -3.8794e-08 | 1.1544e-08 | -2.0478e-09 | 3.9609e-10 | 8.7733e-10 | -1.2868e-09 | 0 | 0 | 0 | 0 | 0 | 0 | 1.379 | 0.82877 | 1.0292 | 1.379 | 0.82877 | 1.0292 | 4.2786 | -104.0403 | 101.0495 | 4.2786 | -104.0403 | 101.0495
Line8_8_10 | 0 | 0 | 0 | 0 | 0 | 0 | 0 | 0 | 0 | 0 | 0 | 0 | -7.38e-09 | -2.0746e-08 | 2.9391e-08 | -1.6781e-09 | 5.493e-10 | -1.3617e-10 | -3.8794e-08 | 1.1544e-08 | -2.0478e-09 | 3.9609e-10 | 8.7733e-10 | -1.2868e-09 | 0 | 0 | 0 | 0 | 0 | 0 | 1.379 | 0.82877 | 1.0292 | 1.379 | 0.82877 | 1.0292 | 4.2786 | -104.0403 | 101.0495 | 4.2786 | -104.0403 | 101.0495
Line9_3_11 | 0 | 0 | 0 | 0 | 0 | 0 | 0 | 0 | 0 | 0 | 0 | 0 | -5.166e-08 | -1.4522e-07 | 2.0574e-07 | 4.2602e-08 | 1.2503e-07 | -1.7648e-07 | -2.7156e-07 | 8.0809e-08 | -1.4334e-08 | 2.3316e-07 | -6.8388e-08 | 1.1e-08 | 0 | 0 | 0 | 0 | 0 | 0 | 1.379 | 0.82877 | 1.0292 | 1.379 | 0.82877 | 1.0292 | 4.2786 | -104.0403 | 101.0495 | 4.2786 | -104.0403 | 101.0495

## LLG_max_fault_10
name | pf_ikss_a_from_ka | pf_ikss_b_from_ka | pf_ikss_c_from_ka | pf_ikss_a_to_ka | pf_ikss_b_to_ka | pf_ikss_c_to_ka | pf_skss_a_from_mw | pf_skss_b_from_mw | pf_skss_c_from_mw | pf_skss_a_to_mw | pf_skss_b_to_mw | pf_skss_c_to_mw | pf_p_a_from_mw | pf_p_b_from_mw | pf_p_c_from_mw | pf_p_a_to_mw | pf_p_b_to_mw | pf_p_c_to_mw | pf_q_a_from_mvar | pf_q_b_from_mvar | pf_q_c_from_mvar | pf_q_a_to_mvar | pf_q_b_to_mvar | pf_q_c_to_mvar | pf_ikss_a_from_degree | pf_ikss_b_from_degree | pf_ikss_c_from_degree | pf_ikss_a_to_degree | pf_ikss_b_to_degree | pf_ikss_c_to_degree | pf_vm_a_from_pu | pf_vm_b_from_pu | pf_vm_c_from_pu | pf_vm_a_to_pu | pf_vm_b_to_pu | pf_vm_c_to_pu | pf_va_a_from_degree | pf_va_b_from_degree | pf_va_c_from_degree | pf_va_a_to_degree | pf_va_b_to_degree | pf_va_c_to_degree
Line0_1_2 | 0 | 0 | 0 | 0 | 0 | 0 | 0 | 0 | 0 | 0 | 0 | 0 | -4.8595e-08 | -1.3659e-07 | 1.9351e-07 | 3.8654e-08 | 1.1443e-07 | -1.6141e-07 | -2.5545e-07 | 7.6028e-08 | -1.3492e-08 | 2.1331e-07 | -6.2394e-08 | 9.8311e-09 | 0 | 0 | 0 | 0 | 0 | 0 | 1.4446 | 0.86815 | 1.078 | 1.4446 | 0.86815 | 1.078 | 4.2782 | -104.0475 | 101.0453 | 4.2782 | -104.0475 | 101.0453
Line10_11_12 | 0 | 0 | 0 | 0 | 0 | 0 | 0 | 0 | 0 | 0 | 0 | 0 | -4.8595e-08 | -1.3659e-07 | 1.9351e-07 | 3.8654e-08 | 1.1443e-07 | -1.6141e-07 | -2.5545e-07 | 7.6028e-08 | -1.3492e-08 | 2.1331e-07 | -6.2394e-08 | 9.8311e-09 | 0 | 0 | 0 | 0 | 0 | 0 | 1.4446 | 0.86815 | 1.078 | 1.4446 | 0.86815 | 1.078 | 4.2782 | -104.0475 | 101.0453 | 4.2782 | -104.0475 | 101.0453
Line11_12_13 | 0 | 0 | 0 | 0 | 0 | 0 | 0 | 0 | 0 | 0 | 0 | 0 | -4.0496e-08 | -1.1383e-07 | 1.6126e-07 | 3.0555e-08 | 9.1665e-08 | -1.2916e-07 | -2.1288e-07 | 6.3356e-08 | -1.1243e-08 | 1.7074e-07 | -4.9723e-08 | 7.5824e-09 | 0 | 0 | 0 | 0 | 0 | 0 | 1.4446 | 0.86815 | 1.078 | 1.4446 | 0.86815 | 1.078 | 4.2782 | -104.0475 | 101.0453 | 4.2782 | -104.0475 | 101.0453
Line12_13_15 | 0 | 0 | 0 | 0 | 0 | 0 | 0 | 0 | 0 | 0 | 0 | 0 | -2.4297e-08 | -6.8296e-08 | 9.6756e-08 | 1.4357e-08 | 4.6134e-08 | -6.4653e-08 | -1.2773e-07 | 3.8014e-08 | -6.7461e-09 | 8.5586e-08 | -2.438e-08 | 3.085e-09 | 0 | 0 | 0 | 0 | 0 | 0 | 1.4446 | 0.86815 | 1.078 | 1.4446 | 0.86815 | 1.078 | 4.2782 | -104.0475 | 101.0453 | 4.2782 | -104.0475 | 101.0453
Line13_13_14 | 0 | 0 | 0 | 0 | 0 | 0 | 0 | 0 | 0 | 0 | 0 | 0 | -8.0991e-09 | -2.2765e-08 | 3.2252e-08 | -1.8416e-09 | 6.0319e-10 | -1.49e-10 | -4.2576e-08 | 1.2671e-08 | -2.2487e-09 | 4.3466e-10 | 9.6236e-10 | -1.4124e-09 | 0 | 0 | 0 | 0 | 0 | 0 | 1.4446 | 0.86815 | 1.078 | 1.4446 | 0.86815 | 1.078 | 4.2782 | -104.0475 | 101.0453 | 4.2782 | -104.0475 | 101.0453
Line14_15_16 | 0 | 0 | 0 | 0 | 0 | 0 | 0 | 0 | 0 | 0 | 0 | 0 | -1.6198e-08 | -4.5531e-08 | 6.4504e-08 | 6.2576e-09 | 2.3369e-08 | -3.2401e-08 | -8.5151e-08 | 2.5343e-08 | -4.4974e-09 | 4.301e-08 | -1.1709e-08 | 8.3632e-10 | 0 | 0 | 0 | 0 | 0 | 0 | 1.4446 | 0.86815 | 1.078 | 1.4446 | 0.86815 | 1.078 | 4.2782 | -104.0475 | 101.0453 | 4.2782 | -104.0475 | 101.0453
Line15_16_17 | 0 | 0 | 0 | 0 | 0 | 0 | 0 | 0 | 0 | 0 | 0 | 0 | -8.0991e-09 | -2.2765e-08 | 3.2252e-08 | -1.8416e-09 | 6.0319e-10 | -1.49e-10 | -4.2576e-08 | 1.2671e-08 | -2.2487e-09 | 4.3466e-10 | 9.6236e-10 | -1.4124e-09 | 0 | 0 | 0 | 0 | 0 | 0 | 1.4446 | 0.86815 | 1.078 | 1.4446 | 0.86815 | 1.078 | 4.2782 | -104.0475 | 101.0453 | 4.2782 | -104.0475 | 101.0453
Line16_4_18 | 0 | 0.028186 | 0.035004 | 0 | 0.028186 | 0.035004 | 0 | 0.0065092 | 0.0080839 | 0 | 0.0065092 | 0.0080839 | -8.0884e-09 | 0.0039789 | 0.0061396 | -1.8385e-09 | -0.0039722 | -0.0061265 | -4.2613e-08 | 0.0039891 | 0.0061492 | 4.3497e-10 | -0.0039722 | -0.0061265 | 0 | -149.1941 | 55.9561 | 0 | 30.8062 | -124.044 | 1.4444 | 0.86558 | 1.0749 | 1.4441 | 0.86301 | 1.0718 | 4.2805 | -104.1204 | 101.0008 | 4.2827 | -104.1938 | 100.956
Line17_5_19 | 0 | 0 | 0 | 0 | 0 | 0 | 0 | 0 | 0 | 0 | 0 | 0 | -8.0992e-09 | -2.2765e-08 | 3.2252e-08 | -1.8416e-09 | 6.0319e-10 | -1.49e-10 | -4.2576e-08 | 1.2671e-08 | -2.2487e-09 | 4.3466e-10 | 9.6236e-10 | -1.4124e-09 | 0 | 0 | 0 | 0 | 0 | 0 | 1.4446 | 0.86815 | 1.078 | 1.4446 | 0.86815 | 1.078 | 4.2782 | -104.0475 | 101.0453 | 4.2782 | -104.0475 | 101.0453
Line1_1_3 | 1.0393e-06 | 1.0396e-06 | 1.0389e-06 | 0 | 0 | 0 | 2.4001e-07 | 2.4009e-07 | 2.3992e-07 | 0 | 0 | 0 | -6.4793e-08 | -1.8212e-07 | 2.5802e-07 | 5.4852e-08 | 1.5996e-07 | -2.2591e-07 | -3.4061e-07 | 1.0137e-07 | -1.7989e-08 | 2.9846e-07 | -8.7736e-08 | 1.4328e-08 | 105.0489 | 105.0528 | 105.0336 | 0 | 0 | 0 | 1.4446 | 0.86815 | 1.078 | 1.4446 | 0.86815 | 1.078 | 4.2782 | -104.0475 | 101.0453 | 4.2782 | -104.0475 | 101.0453
Line2_1_4 | 0 | 0.028186 | 0.035004 | 0 | 0.028186 | 0.035004 | 0 | 0.0065092 | 0.0080839 | 0 | 0.0065092 | 0.0080839 | -1.6188e-08 | 0.0039856 | 0.0061528 | 6.2484e-09 | -0.0039789 | -0.0061396 | -8.521e-08 | 0.0040061 | 0.0061719 | 4.3048e-08 | -0.0039891 | -0.0061492 | 0 | -149.1943 | 55.9563 | 0 | 30.8059 | -124.0439 | 1.4446 | 0.86815 | 1.078 | 1.4444 | 0.86558 | 1.0749 | 4.2782 | -104.0475 | 101.0453 | 4.2805 | -104.1204 | 101.0008
Line3_1_5 | 0 | 0 | 0 | 0 | 0 | 0 | 0 | 0 | 0 | 0 | 0 | 0 | -1.6198e-08 | -4.5531e-08 | 6.4504e-08 | 6.2576e-09 | 2.3369e-08 | -3.2401e-08 | -8.5151e-08 | 2.5343e-08 | -4.4974e-09 | 4.301e-08 | -1.1709e-08 | 8.3633e-10 | 0 | 0 | 0 | 0 | 0 | 0 | 1.4446 | 0.86815 | 1.078 | 1.4446 | 0.86815 | 1.078 | 4.2782 | -104.0475 | 101.0453 | 4.2782 | -104.0475 | 101.0453
Line4_2_6 | 0 | 0 | 0 | 0 | 0 | 0 | 0 | 0 | 0 | 0 | 0 | 0 | -4.0496e-08 | -1.1383e-07 | 1.6126e-07 | 3.0555e-08 | 9.1665e-08 | -1.2916e-07 | -2.1288e-07 | 6.3356e-08 | -1.1243e-08 | 1.7074e-07 | -4.9723e-08 | 7.5824e-09 | 0 | 0 | 0 | 0 | 0 | 0 | 1.4446 | 0.86815 | 1.078 | 1.4446 | 0.86815 | 1.078 | 4.2782 | -104.0475 | 101.0453 | 4.2782 | -104.0475 | 101.0453
Line5_6_7 | 0 | 0 | 0 | 0 | 0 | 0 | 0 | 0 | 0 | 0 | 0 | 0 | -3.2397e-08 | -9.1062e-08 | 1.2901e-07 | 2.2456e-08 | 6.89e-08 | -9.6905e-08 | -1.703e-07 | 5.0685e-08 | -8.9947e-09 | 1.2816e-07 | -3.7051e-08 | 5.3337e-09 | 0 | 0 | 0 | 0 | 0 | 0 | 1.4446 | 0.86815 | 1.078 | 1.4446 | 0.86815 | 1.078 | 4.2782 | -104.0475 | 101.0453 | 4.2782 | -104.0475 | 101.0453
Line6_7_8 | 0 | 0 | 0 | 0 | 0 | 0 | 0 | 0 | 0 | 0 | 0 | 0 | -2.4297e-08 | -6.8296e-08 | 9.6756e-08 | 1.4357e-08 | 4.6134e-08 | -6.4653e-08 | -1.2773e-07 | 3.8014e-08 | -6.7461e-09 | 8.5586e-08 | -2.438e-08 | 3.085e-09 | 0 | 0 | 0 | 0 | 0 | 0 | 1.4446 | 0.86815 | 1.078 | 1.4446 | 0.86815 | 1.078 | 4.2782 | -104.0475 | 101.0453 | 4.2782 | -104.0475 | 101.0453
Line7_8_9 | 0 | 0 | 0 | 0 | 0 | 0 | 0 | 0 | 0 | 0 | 0 | 0 | -8.0991e-09 | -2.2765e-08 | 3.2252e-08 | -1.8416e-09 | 6.0319e-10 | -1.49e-10 | -4.2576e-08 | 1.2671e-08 | -2.2487e-09 | 4.3466e-10 | 9.6236e-10 | -1.4124e-09 | 0 | 0 | 0 | 0 | 0 | 0 | 1.4446 | 0.86815 | 1.078 | 1.4446 | 0.86815 | 1.078 | 4.2782 | -104.0475 | 101.0453 | 4.2782 | -104.0475 | 101.0453
Line8_8_10 | 0 | 0 | 0 | 0 | 0 | 0 | 0 | 0 | 0 | 0 | 0 | 0 | -8.0991e-09 | -2.2765e-08 | 3.2252e-08 | -1.8416e-09 | 6.0319e-10 | -1.49e-10 | -4.2576e-08 | 1.2671e-08 | -2.2487e-09 | 4.3466e-10 | 9.6236e-10 | -1.4124e-09 | 0 | 0 | 0 | 0 | 0 | 0 | 1.4446 | 0.86815 | 1.078 | 1.4446 | 0.86815 | 1.078 | 4.2782 | -104.0475 | 101.0453 | 4.2782 | -104.0475 | 101.0453
Line9_3_11 | 0 | 0 | 0 | 0 | 0 | 0 | 0 | 0 | 0 | 0 | 0 | 0 | -5.6694e-08 | -1.5936e-07 | 2.2576e-07 | 4.6753e-08 | 1.372e-07 | -1.9366e-07 | -2.9803e-07 | 8.8699e-08 | -1.5741e-08 | 2.5589e-07 | -7.5065e-08 | 1.208e-08 | 0 | 0 | 0 | 0 | 0 | 0 | 1.4446 | 0.86815 | 1.078 | 1.4446 | 0.86815 | 1.078 | 4.2782 | -104.0475 | 101.0453 | 4.2782 | -104.0475 | 101.0453

## LLG_min_6
name | pf_ikss_a_from_ka | pf_ikss_b_from_ka | pf_ikss_c_from_ka | pf_ikss_a_to_ka | pf_ikss_b_to_ka | pf_ikss_c_to_ka | pf_skss_a_from_mw | pf_skss_b_from_mw | pf_skss_c_from_mw | pf_skss_a_to_mw | pf_skss_b_to_mw | pf_skss_c_to_mw | pf_p_a_from_mw | pf_p_b_from_mw | pf_p_c_from_mw | pf_p_a_to_mw | pf_p_b_to_mw | pf_p_c_to_mw | pf_q_a_from_mvar | pf_q_b_from_mvar | pf_q_c_from_mvar | pf_q_a_to_mvar | pf_q_b_to_mvar | pf_q_c_to_mvar | pf_ikss_a_from_degree | pf_ikss_b_from_degree | pf_ikss_c_from_degree | pf_ikss_a_to_degree | pf_ikss_b_to_degree | pf_ikss_c_to_degree | pf_vm_a_from_pu | pf_vm_b_from_pu | pf_vm_c_from_pu | pf_vm_a_to_pu | pf_vm_b_to_pu | pf_vm_c_to_pu | pf_va_a_from_degree | pf_va_b_from_degree | pf_va_c_from_degree | pf_va_a_to_degree | pf_va_b_to_degree | pf_va_c_to_degree
Line0_1_2 | 1.0315e-06 | 1.0533e-06 | 1.0099e-06 | 0 | 0 | 0 | 2.3822e-07 | 2.4326e-07 | 2.3323e-07 | 0 | 0 | 0 | 1.4265e-08 | -1.4396e-07 | 1.3907e-07 | -1.4354e-08 | 1.2063e-07 | -1.1565e-07 | -3.3864e-07 | 2.5491e-08 | -2.0529e-08 | 2.822e-07 | -2.0586e-08 | 1.5717e-08 | 87.6364 | 88.3074 | 86.925 | 0 | 0 | 0 | 1.4228 | 0.60103 | 0.60275 | 1.4228 | 0.60103 | 0.60275 | 0.048466 | -101.7333 | 78.5278 | 0.048464 | -101.7333 | 78.5278
Line10_11_12 | 1.0315e-06 | 1.0533e-06 | 1.0099e-06 | 0 | 0 | 0 | 2.3822e-07 | 2.4326e-07 | 2.3323e-07 | 0 | 0 | 0 | 1.4265e-08 | -1.4396e-07 | 1.3907e-07 | -1.4354e-08 | 1.2063e-07 | -1.1565e-07 | -3.3864e-07 | 2.5491e-08 | -2.0529e-08 | 2.822e-07 | -2.0586e-08 | 1.5717e-08 | 87.6363 | 88.3074 | 86.9249 | 0 | 0 | 0 | 1.4228 | 0.60103 | 0.60275 | 1.4228 | 0.60103 | 0.60275 | 0.048461 | -101.7333 | 78.5278 | 0.04846 | -101.7333 | 78.5278
Line11_12_13 | 0 | 0 | 0 | 0 | 0 | 0 | 0 | 0 | 0 | 0 | 0 | 0 | 1.1887e-08 | -1.1997e-07 | 1.1589e-07 | -1.1976e-08 | 9.664e-08 | -9.2473e-08 | -2.822e-07 | 2.1242e-08 | -1.7108e-08 | 2.2576e-07 | -1.6337e-08 | 1.2296e-08 | 0 | 0 | 0 | 0 | 0 | 0 | 1.4228 | 0.60103 | 0.60275 | 1.4228 | 0.60103 | 0.60275 | 0.04846 | -101.7333 | 78.5278 | 0.048458 | -101.7333 | 78.5278
Line12_13_15 | 0 | 0 | 0 | 0 | 0 | 0 | 0 | 0 | 0 | 0 | 0 | 0 | 7.1325e-09 | -7.1982e-08 | 6.9535e-08 | -7.2214e-09 | 4.8652e-08 | -4.6116e-08 | -1.6932e-07 | 1.2745e-08 | -1.0265e-08 | 1.1288e-07 | -7.8406e-09 | 5.4526e-09 | 0 | 0 | 0 | 0 | 0 | 0 | 1.4228 | 0.60103 | 0.60275 | 1.4228 | 0.60103 | 0.60275 | 0.048458 | -101.7333 | 78.5278 | 0.048458 | -101.7333 | 78.5278
Line13_13_14 | 0 | 0 | 0 | 0 | 0 | 0 | 0 | 0 | 0 | 0 | 0 | 0 | 2.3775e-09 | -2.3994e-08 | 2.3178e-08 | -2.4664e-09 | 6.6355e-10 | 2.4104e-10 | -5.644e-08 | 4.2484e-09 | -3.4215e-09 | 4.1915e-12 | 6.5622e-10 | -1.3905e-09 | 0 | 0 | 0 | 0 | 0 | 0 | 1.4228 | 0.60103 | 0.60275 | 1.4228 | 0.60103 | 0.60275 | 0.048458 | -101.7333 | 78.5278 | 0.048458 | -101.7333 | 78.5278
Line14_15_16 | 0 | 0 | 0 | 0 | 0 | 0 | 0 | 0 | 0 | 0 | 0 | 0 | 4.755e-09 | -4.7988e-08 | 4.6357e-08 | -4.8439e-09 | 2.4658e-08 | -2.2937e-08 | -1.1288e-07 | 8.4968e-09 | -6.8431e-09 | 5.6444e-08 | -3.5922e-09 | 2.0311e-09 | 0 | 0 | 0 | 0 | 0 | 0 | 1.4228 | 0.60103 | 0.60275 | 1.4228 | 0.60103 | 0.60275 | 0.048458 | -101.7333 | 78.5278 | 0.048457 | -101.7333 | 78.5278
Line15_16_17 | 0 | 0 | 0 | 0 | 0 | 0 | 0 | 0 | 0 | 0 | 0 | 0 | 2.3775e-09 | -2.3994e-08 | 2.3178e-08 | -2.4664e-09 | 6.6355e-10 | 2.4104e-10 | -5.644e-08 | 4.2484e-09 | -3.4215e-09 | 4.1917e-12 | 6.5622e-10 | -1.3905e-09 | 0 | 0 | 0 | 0 | 0 | 0 | 1.4228 | 0.60103 | 0.60275 | 1.4228 | 0.60103 | 0.60275 | 0.048457 | -101.7333 | 78.5278 | 0.048457 | -101.7333 | 78.5278
Line16_4_18 | 0 | 2.5015 | 2.5122 | 0 | 2.5015 | 2.5122 | 0 | 0.57769 | 0.58017 | 0 | 0.57769 | 0.58017 | 2.435e-09 | 0.12008 | 0.12123 | -2.4623e-09 | -1.4831e-13 | 1.3255e-13 | -5.6483e-08 | 0.12537 | 0.126 | 6.1393e-12 | -2.8783e-13 | 2.7751e-13 | 0 | -147.968 | 32.4237 | 0 | 32.032 | -147.5763 | 1.4225 | 0.30052 | 0.30138 | 1.4222 | 0 | 0 | 0.059732 | -101.7333 | 78.5278 | 0.071003 | 0 | 0
Line17_5_19 | 0 | 0 | 0 | 0 | 0 | 0 | 0 | 0 | 0 | 0 | 0 | 0 | 2.3775e-09 | -2.3994e-08 | 2.3178e-08 | -2.4664e-09 | 6.6355e-10 | 2.4104e-10 | -5.644e-08 | 4.2484e-09 | -3.4215e-09 | 4.192e-12 | 6.5622e-10 | -1.3905e-09 | 0 | 0 | 0 | 0 | 0 | 0 | 1.4228 | 0.60103 | 0.60275 | 1.4228 | 0.60103 | 0.60275 | 0.048465 | -101.7333 | 78.5278 | 0.048465 | -101.7333 | 78.5278
Line1_1_3 | 1.3754e-06 | 1.4044e-06 | 1.3465e-06 | 1.2038e-06 | 1.2328e-06 | 1.1751e-06 | 3.1763e-07 | 3.2434e-07 | 3.1097e-07 | 2.7801e-07 | 2.847e-07 | 2.7137e-07 | 1.902e-08 | -1.9195e-07 | 1.8543e-07 | -1.9109e-08 | 1.6862e-07 | -1.6201e-07 | -4.5152e-07 | 3.3987e-08 | -2.7372e-08 | 3.9508e-07 | -2.9083e-08 | 2.256e-08 | 87.6363 | 88.3074 | 86.9249 | -92.7206 | -91.9477 | -93.5446 | 1.4228 | 0.60103 | 0.60275 | 1.4228 | 0.60103 | 0.60275 | 0.048466 | -101.7333 | 78.5278 | 0.048463 | -101.7333 | 78.5278
Line2_1_4 | 0 | 2.5015 | 2.5122 | 0 | 2.5015 | 2.5122 | 0 | 0.57769 | 0.58017 | 0 | 0.57769 | 0.58017 | 4.8171e-09 | 0.24017 | 0.24246 | -4.8994e-09 | -0.12008 | -0.12123 | -1.1295e-07 | 0.25075 | 0.25199 | 5.6488e-08 | -0.12537 | -0.126 | 0 | -147.968 | 32.4237 | 0 | 32.032 | -147.5763 | 1.4228 | 0.60103 | 0.60275 | 1.4225 | 0.30052 | 0.30138 | 0.048466 | -101.7333 | 78.5278 | 0.059732 | -101.7333 | 78.5278
Line3_1_5 | 0 | 0 | 0 | 0 | 0 | 0 | 0 | 0 | 0 | 0 | 0 | 0 | 4.755e-09 | -4.7988e-08 | 4.6357e-08 | -4.8439e-09 | 2.4658e-08 | -2.2937e-08 | -1.1288e-07 | 8.4969e-09 | -6.8431e-09 | 5.6444e-08 | -3.5922e-09 | 2.0311e-09 | 0 | 0 | 0 | 0 | 0 | 0 | 1.4228 | 0.60103 | 0.60275 | 1.4228 | 0.60103 | 0.60275 | 0.048466 | -101.7333 | 78.5278 | 0.048465 | -101.7333 | 78.5278
Line4_2_6 | 0 | 0 | 0 | 0 | 0 | 0 | 0 | 0 | 0 | 0 | 0 | 0 | 1.1887e-08 | -1.1997e-07 | 1.1589e-07 | -1.1976e-08 | 9.664e-08 | -9.2473e-08 | -2.822e-07 | 2.1242e-08 | -1.7108e-08 | 2.2576e-07 | -1.6338e-08 | 1.2296e-08 | 0 | 0 | 0 | 0 | 0 | 0 | 1.4228 | 0.60103 | 0.60275 | 1.4228 | 0.60103 | 0.60275 | 0.048464 | -101.7333 | 78.5278 | 0.048463 | -101.7333 | 78.5278
Line5_6_7 | 0 | 0 | 0 | 0 | 0 | 0 | 0 | 0 | 0 | 0 | 0 | 0 | 9.5099e-09 | -9.5977e-08 | 9.2714e-08 | -9.5988e-09 | 7.2646e-08 | -6.9294e-08 | -2.2576e-07 | 1.6994e-08 | -1.3686e-08 | 1.6932e-07 | -1.2089e-08 | 8.8741e-09 | 0 | 0 | 0 | 0 | 0 | 0 | 1.4228 | 0.60103 | 0.60275 | 1.4228 | 0.60103 | 0.60275 | 0.048463 | -101.7333 | 78.5278 | 0.048462 | -101.7333 | 78.5278
Line6_7_8 | 0 | 0 | 0 | 0 | 0 | 0 | 0 | 0 | 0 | 0 | 0 | 0 | 7.1325e-09 | -7.1982e-08 | 6.9535e-08 | -7.2214e-09 | 4.8652e-08 | -4.6116e-08 | -1.6932e-07 | 1.2745e-08 | -1.0265e-08 | 1.1288e-07 | -7.8406e-09 | 5.4526e-09 | 0 | 0 | 0 | 0 | 0 | 0 | 1.4228 | 0.60103 | 0.60275 | 1.4228 | 0.60103 | 0.60275 | 0.048462 | -101.7333 | 78.5278 | 0.048461 | -101.7333 | 78.5278
Line7_8_9 | 0 | 0 | 0 | 0 | 0 | 0 | 0 | 0 | 0 | 0 | 0 | 0 | 2.3775e-09 | -2.3994e-08 | 2.3178e-08 | -2.4664e-09 | 6.6355e-10 | 2.4104e-10 | -5.644e-08 | 4.2484e-09 | -3.4215e-09 | 4.1917e-12 | 6.5622e-10 | -1.3905e-09 | 0 | 0 | 0 | 0 | 0 | 0 | 1.4228 | 0.60103 | 0.60275 | 1.4228 | 0.60103 | 0.60275 | 0.048461 | -101.7333 | 78.5278 | 0.048461 | -101.7333 | 78.5278
Line8_8_10 | 0 | 0 | 0 | 0 | 0 | 0 | 0 | 0 | 0 | 0 | 0 | 0 | 2.3775e-09 | -2.3994e-08 | 2.3178e-08 | -2.4664e-09 | 6.6355e-10 | 2.4104e-10 | -5.644e-08 | 4.2484e-09 | -3.4215e-09 | 4.1917e-12 | 6.5622e-10 | -1.3905e-09 | 0 | 0 | 0 | 0 | 0 | 0 | 1.4228 | 0.60103 | 0.60275 | 1.4228 | 0.60103 | 0.60275 | 0.048461 | -101.7333 | 78.5278 | 0.048461 | -101.7333 | 78.5278
Line9_3_11 | 1.2035e-06 | 1.2289e-06 | 1.1782e-06 | 1.0319e-06 | 1.0572e-06 | 1.0068e-06 | 2.7793e-07 | 2.838e-07 | 2.721e-07 | 2.3831e-07 | 2.4416e-07 | 2.3251e-07 | 1.6642e-08 | -1.6796e-07 | 1.6225e-07 | -1.6731e-08 | 1.4463e-07 | -1.3883e-07 | -3.9508e-07 | 2.9739e-08 | -2.3951e-08 | 3.3864e-07 | -2.4834e-08 | 1.9139e-08 | 87.6363 | 88.3074 | 86.9249 | -92.78 | -91.99 | -93.6231 | 1.4228 | 0.60103 | 0.60275 | 1.4228 | 0.60103 | 0.60275 | 0.048463 | -101.7333 | 78.5278 | 0.048461 | -101.7333 | 78.5278

## LLG_min_10
name | pf_ikss_a_from_ka | pf_ikss_b_from_ka | pf_ikss_c_from_ka | pf_ikss_a_to_ka | pf_ikss_b_to_ka | pf_ikss_c_to_ka | pf_skss_a_from_mw | pf_skss_b_from_mw | pf_skss_c_from_mw | pf_skss_a_to_mw | pf_skss_b_to_mw | pf_skss_c_to_mw | pf_p_a_from_mw | pf_p_b_from_mw | pf_p_c_from_mw | pf_p_a_to_mw | pf_p_b_to_mw | pf_p_c_to_mw | pf_q_a_from_mvar | pf_q_b_from_mvar | pf_q_c_from_mvar | pf_q_a_to_mvar | pf_q_b_to_mvar | pf_q_c_to_mvar | pf_ikss_a_from_degree | pf_ikss_b_from_degree | pf_ikss_c_from_degree | pf_ikss_a_to_degree | pf_ikss_b_to_degree | pf_ikss_c_to_degree | pf_vm_a_from_pu | pf_vm_b_from_pu | pf_vm_c_from_pu | pf_vm_a_to_pu | pf_vm_b_to_pu | pf_vm_c_to_pu | pf_va_a_from_degree | pf_va_b_from_degree | pf_va_c_from_degree | pf_va_a_to_degree | pf_va_b_to_degree | pf_va_c_to_degree
Line0_1_2 | 0 | 0 | 0 | 0 | 0 | 0 | 0 | 0 | 0 | 0 | 0 | 0 | 1.2803e-08 | -1.2921e-07 | 1.2482e-07 | -1.2883e-08 | 1.0827e-07 | -1.038e-07 | -3.0393e-07 | 2.2878e-08 | -1.8425e-08 | 2.5328e-07 | -1.8476e-08 | 1.4106e-08 | 0 | 0 | 0 | 0 | 0 | 0 | 1.3479 | 0.5694 | 0.57103 | 1.3479 | 0.5694 | 0.57103 | 0.048466 | -101.7333 | 78.5278 | 0.048464 | -101.7333 | 78.5278
Line10_11_12 | 0 | 0 | 0 | 0 | 0 | 0 | 0 | 0 | 0 | 0 | 0 | 0 | 1.2803e-08 | -1.2921e-07 | 1.2482e-07 | -1.2883e-08 | 1.0827e-07 | -1.038e-07 | -3.0393e-07 | 2.2878e-08 | -1.8425e-08 | 2.5328e-07 | -1.8476e-08 | 1.4106e-08 | 0 | 0 | 0 | 0 | 0 | 0 | 1.3479 | 0.5694 | 0.57103 | 1.3479 | 0.5694 | 0.57103 | 0.048461 | -101.7333 | 78.5278 | 0.04846 | -101.7333 | 78.5278
Line11_12_13 | 0 | 0 | 0 | 0 | 0 | 0 | 0 | 0 | 0 | 0 | 0 | 0 | 1.0669e-08 | -1.0767e-07 | 1.0401e-07 | -1.0749e-08 | 8.6735e-08 | -8.2995e-08 | -2.5328e-07 | 1.9065e-08 | -1.5354e-08 | 2.0262e-07 | -1.4663e-08 | 1.1035e-08 | 0 | 0 | 0 | 0 | 0 | 0 | 1.3479 | 0.5694 | 0.57103 | 1.3479 | 0.5694 | 0.57103 | 0.04846 | -101.7333 | 78.5278 | 0.048458 | -101.7333 | 78.5278
Line12_13_15 | 0 | 0 | 0 | 0 | 0 | 0 | 0 | 0 | 0 | 0 | 0 | 0 | 6.4014e-09 | -6.4605e-08 | 6.2409e-08 | -6.4812e-09 | 4.3665e-08 | -4.1389e-08 | -1.5197e-07 | 1.1439e-08 | -9.2125e-09 | 1.0131e-07 | -7.037e-09 | 4.8937e-09 | 0 | 0 | 0 | 0 | 0 | 0 | 1.3479 | 0.5694 | 0.57103 | 1.3479 | 0.5694 | 0.57103 | 0.048458 | -101.7333 | 78.5278 | 0.048458 | -101.7333 | 78.5278
Line13_13_14 | 0 | 0 | 0 | 0 | 0 | 0 | 0 | 0 | 0 | 0 | 0 | 0 | 2.1338e-09 | -2.1535e-08 | 2.0803e-08 | -2.2136e-09 | 5.9554e-10 | 2.1633e-10 | -5.0655e-08 | 3.813e-09 | -3.0708e-09 | 3.7621e-12 | 5.8896e-10 | -1.2479e-09 | 0 | 0 | 0 | 0 | 0 | 0 | 1.3479 | 0.5694 | 0.57103 | 1.3479 | 0.5694 | 0.57103 | 0.048458 | -101.7333 | 78.5278 | 0.048458 | -101.7333 | 78.5278
Line14_15_16 | 0 | 0 | 0 | 0 | 0 | 0 | 0 | 0 | 0 | 0 | 0 | 0 | 4.2676e-09 | -4.307e-08 | 4.1606e-08 | -4.3474e-09 | 2.213e-08 | -2.0587e-08 | -1.0131e-07 | 7.626e-09 | -6.1417e-09 | 5.0659e-08 | -3.224e-09 | 1.8229e-09 | 0 | 0 | 0 | 0 | 0 | 0 | 1.3479 | 0.5694 | 0.57103 | 1.3479 | 0.5694 | 0.57103 | 0.048458 | -101.7333 | 78.5278 | 0.048457 | -101.7333 | 78.5278
Line15_16_17 | 0 | 0 | 0 | 0 | 0 | 0 | 0 | 0 | 0 | 0 | 0 | 0 | 2.1338e-09 | -2.1535e-08 | 2.0803e-08 | -2.2136e-09 | 5.9554e-10 | 2.1633e-10 | -5.0655e-08 | 3.813e-09 | -3.0708e-09 | 3.7621e-12 | 5.8896e-10 | -1.2479e-09 | 0 | 0 | 0 | 0 | 0 | 0 | 1.3479 | 0.5694 | 0.57103 | 1.3479 | 0.5694 | 0.57103 | 0.048457 | -101.7333 | 78.5278 | 0.048457 | -101.7333 | 78.5278
Line16_4_18 | 0 | 2.3698 | 2.38 | 0 | 2.3698 | 2.38 | 0 | 0.54729 | 0.54964 | 0 | 0.54729 | 0.54964 | 2.1855e-09 | 0.10778 | 0.10881 | -2.21e-09 | -1.3588e-13 | 1.219e-13 | -5.0694e-08 | 0.11252 | 0.11308 | 5.5101e-12 | -2.6088e-13 | 2.5149e-13 | 0 | -147.968 | 32.4237 | 0 | 32.032 | -147.5763 | 1.3476 | 0.2847 | 0.28551 | 1.3473 | 0 | 0 | 0.059732 | -101.7333 | 78.5278 | 0.071003 | 0 | 0
Line17_5_19 | 0 | 0 | 0 | 0 | 0 | 0 | 0 | 0 | 0 | 0 | 0 | 0 | 2.1338e-09 | -2.1535e-08 | 2.0803e-08 | -2.2136e-09 | 5.9554e-10 | 2.1633e-10 | -5.0655e-08 | 3.813e-09 | -3.0708e-09 | 3.7627e-12 | 5.8896e-10 | -1.2479e-09 | 0 | 0 | 0 | 0 | 0 | 0 | 1.3479 | 0.5694 | 0.57103 | 1.3479 | 0.5694 | 0.57103 | 0.048465 | -101.7333 | 78.5278 | 0.048465 | -101.7333 | 78.5278
Line1_1_3 | 1.303e-06 | 1.3305e-06 | 1.2757e-06 | 1.1405e-06 | 1.1679e-06 | 1.1132e-06 | 3.0092e-07 | 3.0727e-07 | 2.946e-07 | 2.6338e-07 | 2.6971e-07 | 2.5709e-07 | 1.7071e-08 | -1.7228e-07 | 1.6642e-07 | -1.715e-08 | 1.5134e-07 | -1.454e-07 | -4.0524e-07 | 3.0504e-08 | -2.4567e-08 | 3.5459e-07 | -2.6102e-08 | 2.0248e-08 | 87.6363 | 88.3074 | 86.9249 | -92.7206 | -91.9477 | -93.5446 | 1.3479 | 0.5694 | 0.57103 | 1.3479 | 0.5694 | 0.57103 | 0.048466 | -101.7333 | 78.5278 | 0.048463 | -101.7333 | 78.5278
Line2_1_4 | 0 | 2.3698 | 2.38 | 0 | 2.3698 | 2.38 | 0 | 0.54729 | 0.54964 | 0 | 0.54729 | 0.54964 | 4.3233e-09 | 0.21555 | 0.21761 | -4.3972e-09 | -0.10778 | -0.10881 | -1.0138e-07 | 0.22505 | 0.22617 | 5.0699e-08 | -0.11252 | -0.11308 | 0 | -147.968 | 32.4237 | 0 | 32.032 | -147.5763 | 1.3479 | 0.5694 | 0.57103 | 1.3476 | 0.2847 | 0.28551 | 0.048466 | -101.7333 | 78.5278 | 0.059732 | -101.7333 | 78.5278
Line3_1_5 | 0 | 0 | 0 | 0 | 0 | 0 | 0 | 0 | 0 | 0 | 0 | 0 | 4.2676e-09 | -4.307e-08 | 4.1606e-08 | -4.3474e-09 | 2.213e-08 | -2.0586e-08 | -1.0131e-07 | 7.626e-09 | -6.1417e-09 | 5.0659e-08 | -3.224e-09 | 1.8229e-09 | 0 | 0 | 0 | 0 | 0 | 0 | 1.3479 | 0.5694 | 0.57103 | 1.3479 | 0.5694 | 0.57103 | 0.048466 | -101.7333 | 78.5278 | 0.048465 | -101.7333 | 78.5278
Line4_2_6 | 0 | 0 | 0 | 0 | 0 | 0 | 0 | 0 | 0 | 0 | 0 | 0 | 1.0669e-08 | -1.0767e-07 | 1.0401e-07 | -1.0749e-08 | 8.6735e-08 | -8.2995e-08 | -2.5328e-07 | 1.9065e-08 | -1.5354e-08 | 2.0262e-07 | -1.4663e-08 | 1.1035e-08 | 0 | 0 | 0 | 0 | 0 | 0 | 1.3479 | 0.5694 | 0.57103 | 1.3479 | 0.5694 | 0.57103 | 0.048464 | -101.7333 | 78.5278 | 0.048463 | -101.7333 | 78.5278
Line5_6_7 | 0 | 0 | 0 | 0 | 0 | 0 | 0 | 0 | 0 | 0 | 0 | 0 | 8.5352e-09 | -8.614e-08 | 8.3211e-08 | -8.615e-09 | 6.52e-08 | -6.2192e-08 | -2.0262e-07 | 1.5252e-08 | -1.2283e-08 | 1.5197e-07 | -1.085e-08 | 7.9646e-09 | 0 | 0 | 0 | 0 | 0 | 0 | 1.3479 | 0.5694 | 0.57103 | 1.3479 | 0.5694 | 0.57103 | 0.048463 | -101.7333 | 78.5278 | 0.048462 | -101.7333 | 78.5278
Line6_7_8 | 0 | 0 | 0 | 0 | 0 | 0 | 0 | 0 | 0 | 0 | 0 | 0 | 6.4014e-09 | -6.4605e-08 | 6.2409e-08 | -6.4812e-09 | 4.3665e-08 | -4.1389e-08 | -1.5197e-07 | 1.1439e-08 | -9.2125e-09 | 1.0131e-07 | -7.037e-09 | 4.8937e-09 | 0 | 0 | 0 | 0 | 0 | 0 | 1.3479 | 0.5694 | 0.57103 | 1.3479 | 0.5694 | 0.57103 | 0.048462 | -101.7333 | 78.5278 | 0.048461 | -101.7333 | 78.5278
Line7_8_9 | 0 | 0 | 0 | 0 | 0 | 0 | 0 | 0 | 0 | 0 | 0 | 0 | 2.1338e-09 | -2.1535e-08 | 2.0803e-08 | -2.2136e-09 | 5.9554e-10 | 2.1633e-10 | -5.0655e-08 | 3.813e-09 | -3.0708e-09 | 3.7618e-12 | 5.8896e-10 | -1.2479e-09 | 0 | 0 | 0 | 0 | 0 | 0 | 1.3479 | 0.5694 | 0.57103 | 1.3479 | 0.5694 | 0.57103 | 0.048461 | -101.7333 | 78.5278 | 0.048461 | -101.7333 | 78.5278
Line8_8_10 | 0 | 0 | 0 | 0 | 0 | 0 | 0 | 0 | 0 | 0 | 0 | 0 | 2.1338e-09 | -2.1535e-08 | 2.0803e-08 | -2.2136e-09 | 5.9554e-10 | 2.1633e-10 | -5.0655e-08 | 3.813e-09 | -3.0708e-09 | 3.762e-12 | 5.8896e-10 | -1.2479e-09 | 0 | 0 | 0 | 0 | 0 | 0 | 1.3479 | 0.5694 | 0.57103 | 1.3479 | 0.5694 | 0.57103 | 0.048461 | -101.7333 | 78.5278 | 0.048461 | -101.7333 | 78.5278
Line9_3_11 | 1.1401e-06 | 1.1642e-06 | 1.1162e-06 | 0 | 1.0016e-06 | 0 | 2.633e-07 | 2.6886e-07 | 2.5778e-07 | 0 | 2.3131e-07 | 0 | 1.4937e-08 | -1.5074e-07 | 1.4562e-07 | -1.5016e-08 | 1.2981e-07 | -1.246e-07 | -3.5459e-07 | 2.6691e-08 | -2.1496e-08 | 3.0394e-07 | -2.2289e-08 | 1.7177e-08 | 87.6363 | 88.3074 | 86.9249 | 0 | -91.99 | 0 | 1.3479 | 0.5694 | 0.57103 | 1.3479 | 0.5694 | 0.57103 | 0.048463 | -101.7333 | 78.5278 | 0.048461 | -101.7333 | 78.5278

## LLG_min_fault_6
name | pf_ikss_a_from_ka | pf_ikss_b_from_ka | pf_ikss_c_from_ka | pf_ikss_a_to_ka | pf_ikss_b_to_ka | pf_ikss_c_to_ka | pf_skss_a_from_mw | pf_skss_b_from_mw | pf_skss_c_from_mw | pf_skss_a_to_mw | pf_skss_b_to_mw | pf_skss_c_to_mw | pf_p_a_from_mw | pf_p_b_from_mw | pf_p_c_from_mw | pf_p_a_to_mw | pf_p_b_to_mw | pf_p_c_to_mw | pf_q_a_from_mvar | pf_q_b_from_mvar | pf_q_c_from_mvar | pf_q_a_to_mvar | pf_q_b_to_mvar | pf_q_c_to_mvar | pf_ikss_a_from_degree | pf_ikss_b_from_degree | pf_ikss_c_from_degree | pf_ikss_a_to_degree | pf_ikss_b_to_degree | pf_ikss_c_to_degree | pf_vm_a_from_pu | pf_vm_b_from_pu | pf_vm_c_from_pu | pf_vm_a_to_pu | pf_vm_b_to_pu | pf_vm_c_to_pu | pf_va_a_from_degree | pf_va_b_from_degree | pf_va_c_from_degree | pf_va_a_to_degree | pf_va_b_to_degree | pf_va_c_to_degree
Line0_1_2 | 0 | 0 | 0 | 0 | 0 | 0 | 0 | 0 | 0 | 0 | 0 | 0 | -3.6338e-08 | -1.0179e-07 | 1.4433e-07 | 2.8909e-08 | 8.5273e-08 | -1.2039e-07 | -1.9046e-07 | 5.6777e-08 | -1.015e-08 | 1.5904e-07 | -4.6597e-08 | 7.4048e-09 | 0 | 0 | 0 | 0 | 0 | 0 | 1.2475 | 0.74963 | 0.93128 | 1.2475 | 0.74963 | 0.93128 | 4.2873 | -104.0594 | 101.0516 | 4.2873 | -104.0594 | 101.0516
Line10_11_12 | 0 | 0 | 0 | 0 | 0 | 0 | 0 | 0 | 0 | 0 | 0 | 0 | -3.6338e-08 | -1.0179e-07 | 1.4433e-07 | 2.8909e-08 | 8.5274e-08 | -1.2039e-07 | -1.9046e-07 | 5.6777e-08 | -1.015e-08 | 1.5904e-07 | -4.6597e-08 | 7.4048e-09 | 0 | 0 | 0 | 0 | 0 | 0 | 1.2475 | 0.74963 | 0.93128 | 1.2475 | 0.74963 | 0.93128 | 4.2873 | -104.0594 | 101.0516 | 4.2873 | -104.0594 | 101.0516
Line11_12_13 | 0 | 0 | 0 | 0 | 0 | 0 | 0 | 0 | 0 | 0 | 0 | 0 | -3.0282e-08 | -8.4823e-08 | 1.2028e-07 | 2.2853e-08 | 6.8309e-08 | -9.6334e-08 | -1.5871e-07 | 4.7314e-08 | -8.4582e-09 | 1.273e-07 | -3.7134e-08 | 5.7132e-09 | 0 | 0 | 0 | 0 | 0 | 0 | 1.2475 | 0.74963 | 0.93128 | 1.2475 | 0.74963 | 0.93128 | 4.2873 | -104.0594 | 101.0516 | 4.2873 | -104.0594 | 101.0516
Line12_13_15 | 0 | 0 | 0 | 0 | 0 | 0 | 0 | 0 | 0 | 0 | 0 | 0 | -1.8169e-08 | -5.0894e-08 | 7.2167e-08 | 1.074e-08 | 3.438e-08 | -4.8223e-08 | -9.5228e-08 | 2.8388e-08 | -5.0749e-09 | 6.381e-08 | -1.8208e-08 | 2.3299e-09 | 0 | 0 | 0 | 0 | 0 | 0 | 1.2475 | 0.74963 | 0.93128 | 1.2475 | 0.74963 | 0.93128 | 4.2873 | -104.0594 | 101.0516 | 4.2873 | -104.0594 | 101.0516
Line13_13_14 | 0 | 0 | 0 | 0 | 0 | 0 | 0 | 0 | 0 | 0 | 0 | 0 | -6.0564e-09 | -1.6965e-08 | 2.4056e-08 | -1.373e-09 | 4.5033e-10 | -1.1185e-10 | -3.1743e-08 | 9.4628e-09 | -1.6916e-09 | 3.2485e-10 | 7.1715e-10 | -1.0534e-09 | 0 | 0 | 0 | 0 | 0 | 0 | 1.2475 | 0.74963 | 0.93128 | 1.2475 | 0.74963 | 0.93128 | 4.2873 | -104.0594 | 101.0516 | 4.2873 | -104.0594 | 101.0516
Line14_15_16 | 0 | 0 | 0 | 0 | 0 | 0 | 0 | 0 | 0 | 0 | 0 | 0 | -1.2113e-08 | -3.3929e-08 | 4.8111e-08 | 4.6834e-09 | 1.7415e-08 | -2.4167e-08 | -6.3485e-08 | 1.8926e-08 | -3.3833e-09 | 3.2067e-08 | -8.7457e-09 | 6.3828e-10 | 0 | 0 | 0 | 0 | 0 | 0 | 1.2475 | 0.74963 | 0.93128 | 1.2475 | 0.74963 | 0.93128 | 4.2873 | -104.0594 | 101.0516 | 4.2873 | -104.0594 | 101.0516
Line15_16_17 | 0 | 0 | 0 | 0 | 0 | 0 | 0 | 0 | 0 | 0 | 0 | 0 | -6.0564e-09 | -1.6965e-08 | 2.4056e-08 | -1.373e-09 | 4.5033e-10 | -1.1185e-10 | -3.1743e-08 | 9.4628e-09 | -1.6916e-09 | 3.2485e-10 | 7.1715e-10 | -1.0534e-09 | 0 | 0 | 0 | 0 | 0 | 0 | 1.2475 | 0.74963 | 0.93128 | 1.2475 | 0.74963 | 0.93128 | 4.2873 | -104.0594 | 101.0516 | 4.2873 | -104.0594 | 101.0516
Line16_4_18 | 0 | 0.024289 | 0.030189 | 0 | 0.024289 | 0.030189 | 0 | 0.0056093 | 0.0069719 | 0 | 0.0056093 | 0.0069719 | -6.033e-09 | 0.0029603 | 0.0045747 | -1.3705e-09 | -0.0029498 | -0.0045569 | -3.1774e-08 | 0.0029628 | 0.0045733 | 3.2567e-10 | -0.0029498 | -0.0045569 | 0 | -149.1082 | 56.0685 | 0 | 30.892 | -123.9317 | 1.2473 | 0.74666 | 0.92781 | 1.247 | 0.74369 | 0.92435 | 4.2934 | -104.0836 | 101.0599 | 4.2996 | -104.108 | 101.0683
Line17_5_19 | 0 | 0 | 0 | 0 | 0 | 0 | 0 | 0 | 0 | 0 | 0 | 0 | -6.0564e-09 | -1.6965e-08 | 2.4056e-08 | -1.373e-09 | 4.5033e-10 | -1.1185e-10 | -3.1743e-08 | 9.4628e-09 | -1.6916e-09 | 3.2485e-10 | 7.1715e-10 | -1.0534e-09 | 0 | 0 | 0 | 0 | 0 | 0 | 1.2475 | 0.74963 | 0.93128 | 1.2475 | 0.74963 | 0.93128 | 4.2873 | -104.0594 | 101.0516 | 4.2873 | -104.0594 | 101.0516
Line1_1_3 | 0 | 0 | 0 | 0 | 0 | 0 | 0 | 0 | 0 | 0 | 0 | 0 | -4.8451e-08 | -1.3572e-07 | 1.9244e-07 | 4.1022e-08 | 1.192e-07 | -1.685e-07 | -2.5394e-07 | 7.5703e-08 | -1.3533e-08 | 2.2252e-07 | -6.5523e-08 | 1.0788e-08 | 0 | 0 | 0 | 0 | 0 | 0 | 1.2475 | 0.74963 | 0.93128 | 1.2475 | 0.74963 | 0.93128 | 4.2873 | -104.0594 | 101.0516 | 4.2873 | -104.0594 | 101.0516
Line2_1_4 | 0 | 0.024289 | 0.030189 | 0 | 0.024289 | 0.030189 | 0 | 0.0056093 | 0.0069719 | 0 | 0.0056093 | 0.0069719 | -1.2088e-08 | 0.0029708 | 0.0045924 | 4.6612e-09 | -0.0029603 | -0.0045747 | -6.3535e-08 | 0.0029759 | 0.0045897 | 3.21e-08 | -0.0029628 | -0.0045733 | 0 | -149.1085 | 56.0687 | 0 | 30.8918 | -123.9315 | 1.2475 | 0.74963 | 0.93128 | 1.2473 | 0.74666 | 0.92781 | 4.2873 | -104.0594 | 101.0516 | 4.2934 | -104.0836 | 101.0599
Line3_1_5 | 0 | 0 | 0 | 0 | 0 | 0 | 0 | 0 | 0 | 0 | 0 | 0 | -1.2113e-08 | -3.3929e-08 | 4.8111e-08 | 4.6834e-09 | 1.7415e-08 | -2.4167e-08 | -6.3485e-08 | 1.8926e-08 | -3.3833e-09 | 3.2067e-08 | -8.7457e-09 | 6.3828e-10 | 0 | 0 | 0 | 0 | 0 | 0 | 1.2475 | 0.74963 | 0.93128 | 1.2475 | 0.74963 | 0.93128 | 4.2873 | -104.0594 | 101.0516 | 4.2873 | -104.0594 | 101.0516
Line4_2_6 | 0 | 0 | 0 | 0 | 0 | 0 | 0 | 0 | 0 | 0 | 0 | 0 | -3.0282e-08 | -8.4823e-08 | 1.2028e-07 | 2.2853e-08 | 6.8309e-08 | -9.6334e-08 | -1.5871e-07 | 4.7314e-08 | -8.4582e-09 | 1.273e-07 | -3.7134e-08 | 5.7132e-09 | 0 | 0 | 0 | 0 | 0 | 0 | 1.2475 | 0.74963 | 0.93128 | 1.2475 | 0.74963 | 0.93128 | 4.2873 | -104.0594 | 101.0516 | 4.2873 | -104.0594 | 101.0516
Line5_6_7 | 0 | 0 | 0 | 0 | 0 | 0 | 0 | 0 | 0 | 0 | 0 | 0 | -2.4226e-08 | -6.7859e-08 | 9.6222e-08 | 1.6796e-08 | 5.1344e-08 | -7.2279e-08 | -1.2697e-07 | 3.7851e-08 | -6.7666e-09 | 9.5553e-08 | -2.7671e-08 | 4.0216e-09 | 0 | 0 | 0 | 0 | 0 | 0 | 1.2475 | 0.74963 | 0.93128 | 1.2475 | 0.74963 | 0.93128 | 4.2873 | -104.0594 | 101.0516 | 4.2873 | -104.0594 | 101.0516
Line6_7_8 | 0 | 0 | 0 | 0 | 0 | 0 | 0 | 0 | 0 | 0 | 0 | 0 | -1.8169e-08 | -5.0894e-08 | 7.2167e-08 | 1.074e-08 | 3.438e-08 | -4.8223e-08 | -9.5228e-08 | 2.8388e-08 | -5.0749e-09 | 6.381e-08 | -1.8208e-08 | 2.3299e-09 | 0 | 0 | 0 | 0 | 0 | 0 | 1.2475 | 0.74963 | 0.93128 | 1.2475 | 0.74963 | 0.93128 | 4.2873 | -104.0594 | 101.0516 | 4.2873 | -104.0594 | 101.0516
Line7_8_9 | 0 | 0 | 0 | 0 | 0 | 0 | 0 | 0 | 0 | 0 | 0 | 0 | -6.0564e-09 | -1.6965e-08 | 2.4056e-08 | -1.373e-09 | 4.5033e-10 | -1.1185e-10 | -3.1743e-08 | 9.4628e-09 | -1.6916e-09 | 3.2485e-10 | 7.1715e-10 | -1.0534e-09 | 0 | 0 | 0 | 0 | 0 | 0 | 1.2475 | 0.74963 | 0.93128 | 1.2475 | 0.74963 | 0.93128 | 4.2873 | -104.0594 | 101.0516 | 4.2873 | -104.0594 | 101.0516
Line8_8_10 | 0 | 0 | 0 | 0 | 0 | 0 | 0 | 0 | 0 | 0 | 0 | 0 | -6.0564e-09 | -1.6965e-08 | 2.4056e-08 | -1.373e-09 | 4.5033e-10 | -1.1185e-10 | -3.1743e-08 | 9.4628e-09 | -1.6916e-09 | 3.2485e-10 | 7.1715e-10 | -1.0534e-09 | 0 | 0 | 0 | 0 | 0 | 0 | 1.2475 | 0.74963 | 0.93128 | 1.2475 | 0.74963 | 0.93128 | 4.2873 | -104.0594 | 101.0516 | 4.2873 | -104.0594 | 101.0516
Line9_3_11 | 0 | 0 | 0 | 0 | 0 | 0 | 0 | 0 | 0 | 0 | 0 | 0 | -4.2395e-08 | -1.1875e-07 | 1.6839e-07 | 3.4965e-08 | 1.0224e-07 | -1.4445e-07 | -2.222e-07 | 6.624e-08 | -1.1841e-08 | 1.9078e-07 | -5.606e-08 | 9.0965e-09 | 0 | 0 | 0 | 0 | 0 | 0 | 1.2475 | 0.74963 | 0.93128 | 1.2475 | 0.74963 | 0.93128 | 4.2873 | -104.0594 | 101.0516 | 4.2873 | -104.0594 | 101.0516

## LLG_min_fault_10
name | pf_ikss_a_from_ka | pf_ikss_b_from_ka | pf_ikss_c_from_ka | pf_ikss_a_to_ka | pf_ikss_b_to_ka | pf_ikss_c_to_ka | pf_skss_a_from_mw | pf_skss_b_from_mw | pf_skss_c_from_mw | pf_skss_a_to_mw | pf_skss_b_to_mw | pf_skss_c_to_mw | pf_p_a_from_mw | pf_p_b_from_mw | pf_p_c_from_mw | pf_p_a_to_mw | pf_p_b_to_mw | pf_p_c_to_mw | pf_q_a_from_mvar | pf_q_b_from_mvar | pf_q_c_from_mvar | pf_q_a_to_mvar | pf_q_b_to_mvar | pf_q_c_to_mvar | pf_ikss_a_from_degree | pf_ikss_b_from_degree | pf_ikss_c_from_degree | pf_ikss_a_to_degree | pf_ikss_b_to_degree | pf_ikss_c_to_degree | pf_vm_a_from_pu | pf_vm_b_from_pu | pf_vm_c_from_pu | pf_vm_a_to_pu | pf_vm_b_to_pu | pf_vm_c_to_pu | pf_va_a_from_degree | pf_va_b_from_degree | pf_va_c_from_degree | pf_va_a_to_degree | pf_va_b_to_degree | pf_va_c_to_degree
Line0_1_2 | 0 | 0 | 0 | 0 | 0 | 0 | 0 | 0 | 0 | 0 | 0 | 0 | -3.2614e-08 | -9.1355e-08 | 1.2954e-07 | 2.5946e-08 | 7.6534e-08 | -1.0805e-07 | -1.7094e-07 | 5.0958e-08 | -9.1096e-09 | 1.4274e-07 | -4.1821e-08 | 6.6459e-09 | 0 | 0 | 0 | 0 | 0 | 0 | 1.1818 | 0.71018 | 0.88226 | 1.1818 | 0.71018 | 0.88226 | 4.2873 | -104.0594 | 101.0516 | 4.2873 | -104.0594 | 101.0516
Line10_11_12 | 0 | 0 | 0 | 0 | 0 | 0 | 0 | 0 | 0 | 0 | 0 | 0 | -3.2614e-08 | -9.1355e-08 | 1.2954e-07 | 2.5946e-08 | 7.6534e-08 | -1.0805e-07 | -1.7094e-07 | 5.0958e-08 | -9.1095e-09 | 1.4274e-07 | -4.1821e-08 | 6.6459e-09 | 0 | 0 | 0 | 0 | 0 | 0 | 1.1818 | 0.71018 | 0.88226 | 1.1818 | 0.71018 | 0.88226 | 4.2873 | -104.0594 | 101.0516 | 4.2873 | -104.0594 | 101.0516
Line11_12_13 | 0 | 0 | 0 | 0 | 0 | 0 | 0 | 0 | 0 | 0 | 0 | 0 | -2.7178e-08 | -7.6129e-08 | 1.0795e-07 | 2.051e-08 | 6.1308e-08 | -8.646e-08 | -1.4245e-07 | 4.2465e-08 | -7.5913e-09 | 1.1425e-07 | -3.3328e-08 | 5.1276e-09 | 0 | 0 | 0 | 0 | 0 | 0 | 1.1818 | 0.71018 | 0.88226 | 1.1818 | 0.71018 | 0.88226 | 4.2873 | -104.0594 | 101.0516 | 4.2873 | -104.0594 | 101.0516
Line12_13_15 | 0 | 0 | 0 | 0 | 0 | 0 | 0 | 0 | 0 | 0 | 0 | 0 | -1.6307e-08 | -4.5678e-08 | 6.477e-08 | 9.639e-09 | 3.0856e-08 | -4.328e-08 | -8.5468e-08 | 2.5479e-08 | -4.5548e-09 | 5.727e-08 | -1.6342e-08 | 2.0911e-09 | 0 | 0 | 0 | 0 | 0 | 0 | 1.1818 | 0.71018 | 0.88226 | 1.1818 | 0.71018 | 0.88226 | 4.2873 | -104.0594 | 101.0516 | 4.2873 | -104.0594 | 101.0516
Line13_13_14 | 0 | 0 | 0 | 0 | 0 | 0 | 0 | 0 | 0 | 0 | 0 | 0 | -5.4357e-09 | -1.5226e-08 | 2.159e-08 | -1.2323e-09 | 4.0417e-10 | -1.0038e-10 | -2.8489e-08 | 8.4929e-09 | -1.5183e-09 | 2.9156e-10 | 6.4365e-10 | -9.454e-10 | 0 | 0 | 0 | 0 | 0 | 0 | 1.1818 | 0.71018 | 0.88226 | 1.1818 | 0.71018 | 0.88226 | 4.2873 | -104.0594 | 101.0516 | 4.2873 | -104.0594 | 101.0516
Line14_15_16 | 0 | 0 | 0 | 0 | 0 | 0 | 0 | 0 | 0 | 0 | 0 | 0 | -1.0871e-08 | -3.0452e-08 | 4.318e-08 | 4.2034e-09 | 1.563e-08 | -2.169e-08 | -5.6978e-08 | 1.6986e-08 | -3.0365e-09 | 2.8781e-08 | -7.8493e-09 | 5.7286e-10 | 0 | 0 | 0 | 0 | 0 | 0 | 1.1818 | 0.71018 | 0.88226 | 1.1818 | 0.71018 | 0.88226 | 4.2873 | -104.0594 | 101.0516 | 4.2873 | -104.0594 | 101.0516
Line15_16_17 | 0 | 0 | 0 | 0 | 0 | 0 | 0 | 0 | 0 | 0 | 0 | 0 | -5.4357e-09 | -1.5226e-08 | 2.159e-08 | -1.2323e-09 | 4.0417e-10 | -1.0038e-10 | -2.8489e-08 | 8.4929e-09 | -1.5183e-09 | 2.9156e-10 | 6.4365e-10 | -9.454e-10 | 0 | 0 | 0 | 0 | 0 | 0 | 1.1818 | 0.71018 | 0.88226 | 1.1818 | 0.71018 | 0.88226 | 4.2873 | -104.0594 | 101.0516 | 4.2873 | -104.0594 | 101.0516
Line16_4_18 | 0 | 0.023011 | 0.0286 | 0 | 0.023011 | 0.0286 | 0 | 0.0053141 | 0.0066049 | 0 | 0.0053141 | 0.0066049 | -5.4146e-09 | 0.0026569 | 0.0041058 | -1.23e-09 | -0.0026474 | -0.0040899 | -2.8518e-08 | 0.0026591 | 0.0041046 | 2.9229e-10 | -0.0026474 | -0.0040899 | 0 | -149.1082 | 56.0685 | 0 | 30.892 | -123.9317 | 1.1816 | 0.70737 | 0.87898 | 1.1814 | 0.70455 | 0.8757 | 4.2934 | -104.0836 | 101.0599 | 4.2996 | -104.108 | 101.0683
Line17_5_19 | 0 | 0 | 0 | 0 | 0 | 0 | 0 | 0 | 0 | 0 | 0 | 0 | -5.4357e-09 | -1.5226e-08 | 2.159e-08 | -1.2323e-09 | 4.0417e-10 | -1.0038e-10 | -2.8489e-08 | 8.4929e-09 | -1.5183e-09 | 2.9156e-10 | 6.4365e-10 | -9.454e-10 | 0 | 0 | 0 | 0 | 0 | 0 | 1.1818 | 0.71018 | 0.88226 | 1.1818 | 0.71018 | 0.88226 | 4.2873 | -104.0594 | 101.0516 | 4.2873 | -104.0594 | 101.0516
Line1_1_3 | 0 | 0 | 0 | 0 | 0 | 0 | 0 | 0 | 0 | 0 | 0 | 0 | -4.3485e-08 | -1.2181e-07 | 1.7272e-07 | 3.6817e-08 | 1.0699e-07 | -1.5123e-07 | -2.2791e-07 | 6.7944e-08 | -1.2146e-08 | 1.9972e-07 | -5.8807e-08 | 9.6824e-09 | 0 | 0 | 0 | 0 | 0 | 0 | 1.1818 | 0.71018 | 0.88226 | 1.1818 | 0.71018 | 0.88226 | 4.2873 | -104.0594 | 101.0516 | 4.2873 | -104.0594 | 101.0516
Line2_1_4 | 0 | 0.02301 | 0.0286 | 0 | 0.023011 | 0.0286 | 0 | 0.005314 | 0.006605 | 0 | 0.0053141 | 0.0066049 | -1.0849e-08 | 0.0026663 | 0.0041218 | 4.1835e-09 | -0.0026569 | -0.0041058 | -5.7023e-08 | 0.0026709 | 0.0041193 | 2.881e-08 | -0.0026591 | -0.0041046 | 0 | -149.1085 | 56.0687 | 0 | 30.8918 | -123.9315 | 1.1818 | 0.71018 | 0.88226 | 1.1816 | 0.70737 | 0.87898 | 4.2873 | -104.0594 | 101.0516 | 4.2934 | -104.0836 | 101.0599
Line3_1_5 | 0 | 0 | 0 | 0 | 0 | 0 | 0 | 0 | 0 | 0 | 0 | 0 | -1.0871e-08 | -3.0452e-08 | 4.318e-08 | 4.2034e-09 | 1.563e-08 | -2.169e-08 | -5.6978e-08 | 1.6986e-08 | -3.0365e-09 | 2.8781e-08 | -7.8493e-09 | 5.7286e-10 | 0 | 0 | 0 | 0 | 0 | 0 | 1.1818 | 0.71018 | 0.88226 | 1.1818 | 0.71018 | 0.88226 | 4.2873 | -104.0594 | 101.0516 | 4.2873 | -104.0594 | 101.0516
Line4_2_6 | 0 | 0 | 0 | 0 | 0 | 0 | 0 | 0 | 0 | 0 | 0 | 0 | -2.7178e-08 | -7.6129e-08 | 1.0795e-07 | 2.051e-08 | 6.1308e-08 | -8.646e-08 | -1.4245e-07 | 4.2465e-08 | -7.5913e-09 | 1.1425e-07 | -3.3328e-08 | 5.1276e-09 | 0 | 0 | 0 | 0 | 0 | 0 | 1.1818 | 0.71018 | 0.88226 | 1.1818 | 0.71018 | 0.88226 | 4.2873 | -104.0594 | 101.0516 | 4.2873 | -104.0594 | 101.0516
Line5_6_7 | 0 | 0 | 0 | 0 | 0 | 0 | 0 | 0 | 0 | 0 | 0 | 0 | -2.1743e-08 | -6.0904e-08 | 8.636e-08 | 1.5075e-08 | 4.6082e-08 | -6.487e-08 | -1.1396e-07 | 3.3972e-08 | -6.073e-09 | 8.5759e-08 | -2.4835e-08 | 3.6094e-09 | 0 | 0 | 0 | 0 | 0 | 0 | 1.1818 | 0.71018 | 0.88226 | 1.1818 | 0.71018 | 0.88226 | 4.2873 | -104.0594 | 101.0516 | 4.2873 | -104.0594 | 101.0516
Line6_7_8 | 0 | 0 | 0 | 0 | 0 | 0 | 0 | 0 | 0 | 0 | 0 | 0 | -1.6307e-08 | -4.5678e-08 | 6.477e-08 | 9.6391e-09 | 3.0856e-08 | -4.328e-08 | -8.5468e-08 | 2.5479e-08 | -4.5548e-09 | 5.727e-08 | -1.6342e-08 | 2.0911e-09 | 0 | 0 | 0 | 0 | 0 | 0 | 1.1818 | 0.71018 | 0.88226 | 1.1818 | 0.71018 | 0.88226 | 4.2873 | -104.0594 | 101.0516 | 4.2873 | -104.0594 | 101.0516
Line7_8_9 | 0 | 0 | 0 | 0 | 0 | 0 | 0 | 0 | 0 | 0 | 0 | 0 | -5.4357e-09 | -1.5226e-08 | 2.159e-08 | -1.2323e-09 | 4.0417e-10 | -1.0038e-10 | -2.8489e-08 | 8.4929e-09 | -1.5183e-09 | 2.9156e-10 | 6.4365e-10 | -9.454e-10 | 0 | 0 | 0 | 0 | 0 | 0 | 1.1818 | 0.71018 | 0.88226 | 1.1818 | 0.71018 | 0.88226 | 4.2873 | -104.0594 | 101.0516 | 4.2873 | -104.0594 | 101.0516
Line8_8_10 | 0 | 0 | 0 | 0 | 0 | 0 | 0 | 0 | 0 | 0 | 0 | 0 | -5.4357e-09 | -1.5226e-08 | 2.159e-08 | -1.2323e-09 | 4.0417e-10 | -1.0038e-10 | -2.8489e-08 | 8.4929e-09 | -1.5183e-09 | 2.9156e-10 | 6.4365e-10 | -9.454e-10 | 0 | 0 | 0 | 0 | 0 | 0 | 1.1818 | 0.71018 | 0.88226 | 1.1818 | 0.71018 | 0.88226 | 4.2873 | -104.0594 | 101.0516 | 4.2873 | -104.0594 | 101.0516
Line9_3_11 | 0 | 0 | 0 | 0 | 0 | 0 | 0 | 0 | 0 | 0 | 0 | 0 | -3.805e-08 | -1.0658e-07 | 1.5113e-07 | 3.1382e-08 | 9.1759e-08 | -1.2964e-07 | -1.9942e-07 | 5.9451e-08 | -1.0628e-08 | 1.7123e-07 | -5.0314e-08 | 8.1642e-09 | 0 | 0 | 0 | 0 | 0 | 0 | 1.1818 | 0.71018 | 0.88226 | 1.1818 | 0.71018 | 0.88226 | 4.2873 | -104.0594 | 101.0516 | 4.2873 | -104.0594 | 101.0516