## LLL_max_6
name | pf_ikss_from_ka | pf_ikss_to_ka | pf_ip_from_ka | pf_ip_to_ka | pf_skss_from_mw | pf_skss_to_mw | pf_p_from_mw | pf_p_to_mw | pf_q_from_mvar | pf_q_to_mvar | pf_ikss_from_degree | pf_ikss_to_degree | pf_vm_from_pu | pf_vm_to_pu | pf_va_from_degree | pf_va_to_degree
Line0_1_2 | 0 | 0 | 0 | 0 | 0 | 0 | 0 | 0 | 0 | 0 | 0 | 0 | 0.70184 | 0.70184 | -7.4193 | -7.4193
Line10_11_12 | 0 | 0 | 0 | 0 | 0 | 0 | 0 | 0 | 0 | 0 | 0 | 0 | 0.70184 | 0.70184 | -7.4193 | -7.4193
Line11_12_13 | 0 | 0 | 0 | 0 | 0 | 0 | 0 | 0 | 0 | 0 | 0 | 0 | 0.70184 | 0.70184 | -7.4193 | -7.4193
Line12_13_15 | 0 | 0 | 0 | 0 | 0 | 0 | 0 | 0 | 0 | 0 | 0 | 0 | 0.70184 | 0.70184 | -7.4193 | -7.4193
Line13_13_14 | 0 | 0 | 0 | 0 | 0 | 0 | 0 | 0 | 0 | 0 | 0 | 0 | 0.70184 | 0.70184 | -7.4193 | -7.4193
Line14_15_16 | 0 | 0 | 0 | 0 | 0 | 0 | 0 | 0 | 0 | 0 | 0 | 0 | 0.70184 | 0.70184 | -7.4193 | -7.4193
Line15_16_17 | 0 | 0 | 0 | 0 | 0 | 0 | 0 | 0 | 0 | 0 | 0 | 0 | 0.70184 | 0.70184 | -7.4193 | -7.4193
Line16_4_18 | 3.6243 | 3.6243 | 0 | 7.0007 | 2.511 | 2.511 | 0.39406 | -1e-07 | 0.78812 | -1e-07 | -70.8543 | 109.1457 | 0.35092 | 0 | -7.4193 | 0
Line17_5_19 | 0 | 0 | 0 | 0 | 0 | 0 | 0 | 0 | 0 | 0 | 0 | 0 | 0.70184 | 0.70184 | -7.4193 | -7.4193
Line1_1_3 | 0 | 0 | 0 | 0 | 0 | 0 | 0 | 0 | 0 | 0 | 0 | 0 | 0.70184 | 0.70184 | -7.4193 | -7.4193
Line2_1_4 | 3.6243 | 3.6243 | 0 | 0 | 2.511 | 2.511 | 0.78812 | -0.39406 | 1.5762 | -0.78812 | -70.8543 | 109.1457 | 0.70184 | 0.35092 | -7.4193 | -7.4193
Line3_1_5 | 0 | 0 | 0 | 0 | 0 | 0 | 0 | 0 | 0 | 0 | 0 | 0 | 0.70184 | 0.70184 | -7.4193 | -7.4193
Line4_2_6 | 0 | 0 | 0 | 0 | 0 | 0 | 0 | 0 | 0 | 0 | 0 | 0 | 0.70184 | 0.70184 | -7.4193 | -7.4193
Line5_6_7 | 0 | 0 | 0 | 0 | 0 | 0 | 0 | 0 | 0 | 0 | 0 | 0 | 0.70184 | 0.70184 | -7.4193 | -7.4193
Line6_7_8 | 0 | 0 | 0 | 0 | 0 | 0 | 0 | 0 | 0 | 0 | 0 | 0 | 0.70184 | 0.70184 | -7.4193 | -7.4193
Line7_8_9 | 0 | 0 | 0 | 0 | 0 | 0 | 0 | 0 | 0 | 0 | 0 | 0 | 0.70184 | 0.70184 | -7.4193 | -7.4193
Line8_8_10 | 0 | 0 | 0 | 0 | 0 | 0 | 0 | 0 | 0 | 0 | 0 | 0 | 0.70184 | 0.70184 | -7.4193 | -7.4193
Line9_3_11 | 0 | 0 | 0 | 0 | 0 | 0 | 0 | 0 | 0 | 0 | 0 | 0 | 0.70184 | 0.70184 | -7.4193 | -7.4193

## LLL_max_10
name | pf_ikss_from_ka | pf_ikss_to_ka | pf_ip_from_ka | pf_ip_to_ka | pf_skss_from_mw | pf_skss_to_mw | pf_p_from_mw | pf_p_to_mw | pf_q_from_mvar | pf_q_to_mvar | pf_ikss_from_degree | pf_ikss_to_degree | pf_vm_from_pu | pf_vm_to_pu | pf_va_from_degree | pf_va_to_degree
Line0_1_2 | 0 | 0 | 0 | 0 | 0 | 0 | 0 | 0 | 0 | 0 | 0 | 0 | 0.72372 | 0.72372 | -7.6495 | -7.6495
Line10_11_12 | 0 | 0 | 0 | 0 | 0 | 0 | 0 | 0 | 0 | 0 | 0 | 0 | 0.72372 | 0.72372 | -7.6495 | -7.6495
Line11_12_13 | 0 | 0 | 0 | 0 | 0 | 0 | 0 | 0 | 0 | 0 | 0 | 0 | 0.72372 | 0.72372 | -7.6495 | -7.6495
Line12_13_15 | 0 | 0 | 0 | 0 | 0 | 0 | 0 | 0 | 0 | 0 | 0 | 0 | 0.72372 | 0.72372 | -7.6495 | -7.6495
Line13_13_14 | 0 | 0 | 0 | 0 | 0 | 0 | 0 | 0 | 0 | 0 | 0 | 0 | 0.72372 | 0.72372 | -7.6495 | -7.6495
Line14_15_16 | 0 | 0 | 0 | 0 | 0 | 0 | 0 | 0 | 0 | 0 | 0 | 0 | 0.72372 | 0.72372 | -7.6495 | -7.6495
Line15_16_17 | 0 | 0 | 0 | 0 | 0 | 0 | 0 | 0 | 0 | 0 | 0 | 0 | 0.72372 | 0.72372 | -7.6495 | -7.6495
Line16_4_18 | 3.7373 | 3.7373 | 0 | 7.2438 | 2.5893 | 2.5893 | 0.41902 | -1e-07 | 0.83803 | -1e-07 | -71.0844 | 108.9156 | 0.36186 | 0 | -7.6495 | 0
Line17_5_19 | 0 | 0 | 0 | 0 | 0 | 0 | 0 | 0 | 0 | 0 | 0 | 0 | 0.72372 | 0.72372 | -7.6495 | -7.6495
Line1_1_3 | 0 | 0 | 0 | 0 | 0 | 0 | 0 | 0 | 0 | 0 | 0 | 0 | 0.72372 | 0.72372 | -7.6495 | -7.6495
Line2_1_4 | 3.7373 | 3.7373 | 0 | 0 | 2.5893 | 2.5893 | 0.83803 | -0.41902 | 1.6761 | -0.83803 | -71.0844 | 108.9156 | 0.72372 | 0.36186 | -7.6495 | -7.6495
Line3_1_5 | 0 | 0 | 0 | 0 | 0 | 0 | 0 | 0 | 0 | 0 | 0 | 0 | 0.72372 | 0.72372 | -7.6495 | -7.6495
Line4_2_6 | 0 | 0 | 0 | 0 | 0 | 0 | 0 | 0 | 0 | 0 | 0 | 0 | 0.72372 | 0.72372 | -7.6495 | -7.6495
Line5_6_7 | 0 | 0 | 0 | 0 | 0 | 0 | 0 | 0 | 0 | 0 | 0 | 0 | 0.72372 | 0.72372 | -7.6495 | -7.6495
Line6_7_8 | 0 | 0 | 0 | 0 | 0 | 0 | 0 | 0 | 0 | 0 | 0 | 0 | 0.72372 | 0.72372 | -7.6495 | -7.6495
Line7_8_9 | 0 | 0 | 0 | 0 | 0 | 0 | 0 | 0 | 0 | 0 | 0 | 0 | 0.72372 | 0.72372 | -7.6495 | -7.6495
Line8_8_10 | 0 | 0 | 0 | 0 | 0 | 0 | 0 | 0 | 0 | 0 | 0 | 0 | 0.72372 | 0.72372 | -7.6495 | -7.6495
Line9_3_11 | 0 | 0 | 0 | 0 | 0 | 0 | 0 | 0 | 0 | 0 | 0 | 0 | 0.72372 | 0.72372 | -7.6495 | -7.6495

## LLL_max_fault_6
name | pf_ikss_from_ka | pf_ikss_to_ka | pf_ip_from_ka | pf_ip_to_ka | pf_skss_from_mw | pf_skss_to_mw | pf_p_from_mw | pf_p_to_mw | pf_q_from_mvar | pf_q_to_mvar | pf_ikss_from_degree | pf_ikss_to_degree | pf_vm_from_pu | pf_vm_to_pu | pf_va_from_degree | pf_va_to_degree
Line0_1_2 | 0 | 0 | 0 | 0 | 0 | 0 | 0 | 0 | 0 | 0 | 0 | 0 | 1.0474 | 1.0474 | -0.12051 | -0.12051
Line10_11_12 | 0 | 0 | 0 | 0 | 0 | 0 | 0 | 0 | 0 | 0 | 0 | 0 | 1.0474 | 1.0474 | -0.12051 | -0.12051
Line11_12_13 | 0 | 0 | 0 | 0 | 0 | 0 | 0 | 0 | 0 | 0 | 0 | 0 | 1.0474 | 1.0474 | -0.12051 | -0.12051
Line12_13_15 | 0 | 0 | 0 | 0 | 0 | 0 | 0 | 0 | 0 | 0 | 0 | 0 | 1.0474 | 1.0474 | -0.12051 | -0.12051
Line13_13_14 | 0 | 0 | 0 | 0 | 0 | 0 | 0 | 0 | 0 | 0 | 0 | 0 | 1.0474 | 1.0474 | -0.12051 | -0.12051
Line14_15_16 | 0 | 0 | 0 | 0 | 0 | 0 | 0 | 0 | 0 | 0 | 0 | 0 | 1.0474 | 1.0474 | -0.12051 | -0.12051
Line15_16_17 | 0 | 0 | 0 | 0 | 0 | 0 | 0 | 0 | 0 | 0 | 0 | 0 | 1.0474 | 1.0474 | -0.12051 | -0.12051
Line16_4_18 | 0.034003 | 0.034003 | 0 | 0.065681 | 0.023558 | 0.023558 | 0.017378 | -0.017343 | 0.017412 | -0.017343 | -45.2344 | 134.7656 | 1.0442 | 1.0411 | -0.17729 | -0.23442
Line17_5_19 | 0 | 0 | 0 | 0 | 0 | 0 | 0 | 0 | 0 | 0 | 0 | 0 | 1.0474 | 1.0474 | -0.12051 | -0.12051
Line1_1_3 | 0 | 0 | 0 | 0 | 0 | 0 | 0 | 0 | 0 | 0 | 0 | 0 | 1.0474 | 1.0474 | -0.12051 | -0.12051
Line2_1_4 | 0.034003 | 0.034003 | 0 | 0 | 0.023558 | 0.023558 | 0.017412 | -0.017378 | 0.017482 | -0.017412 | -45.2344 | 134.7656 | 1.0474 | 1.0442 | -0.12051 | -0.17729
Line3_1_5 | 0 | 0 | 0 | 0 | 0 | 0 | 0 | 0 | 0 | 0 | 0 | 0 | 1.0474 | 1.0474 | -0.12051 | -0.12051
Line4_2_6 | 0 | 0 | 0 | 0 | 0 | 0 | 0 | 0 | 0 | 0 | 0 | 0 | 1.0474 | 1.0474 | -0.12051 | -0.12051
Line5_6_7 | 0 | 0 | 0 | 0 | 0 | 0 | 0 | 0 | 0 | 0 | 0 | 0 | 1.0474 | 1.0474 | -0.12051 | -0.12051
Line6_7_8 | 0 | 0 | 0 | 0 | 0 | 0 | 0 | 0 | 0 | 0 | 0 | 0 | 1.0474 | 1.0474 | -0.12051 | -0.12051
Line7_8_9 | 0 | 0 | 0 | 0 | 0 | 0 | 0 | 0 | 0 | 0 | 0 | 0 | 1.0474 | 1.0474 | -0.12051 | -0.12051
Line8_8_10 | 0 | 0 | 0 | 0 | 0 | 0 | 0 | 0 | 0 | 0 | 0 | 0 | 1.0474 | 1.0474 | -0.12051 | -0.12051
Line9_3_11 | 0 | 0 | 0 | 0 | 0 | 0 | 0 | 0 | 0 | 0 | 0 | 0 | 1.0474 | 1.0474 | -0.12051 | -0.12051

## LLL_max_fault_10
name | pf_ikss_from_ka | pf_ikss_to_ka | pf_ip_from_ka | pf_ip_to_ka | pf_skss_from_mw | pf_skss_to_mw | pf_p_from_mw | pf_p_to_mw | pf_q_from_mvar | pf_q_to_mvar | pf_ikss_from_degree | pf_ikss_to_degree | pf_vm_from_pu | pf_vm_to_pu | pf_va_from_degree | pf_va_to_degree
Line0_1_2 | 0 | 0 | 0 | 0 | 0 | 0 | 0 | 0 | 0 | 0 | 0 | 0 | 1.0971 | 1.0971 | -0.12619 | -0.12619
Line10_11_12 | 0 | 0 | 0 | 0 | 0 | 0 | 0 | 0 | 0 | 0 | 0 | 0 | 1.0971 | 1.0971 | -0.12619 | -0.12619
Line11_12_13 | 0 | 0 | 0 | 0 | 0 | 0 | 0 | 0 | 0 | 0 | 0 | 0 | 1.0971 | 1.0971 | -0.12619 | -0.12619
Line12_13_15 | 0 | 0 | 0 | 0 | 0 | 0 | 0 | 0 | 0 | 0 | 0 | 0 | 1.0971 | 1.0971 | -0.12619 | -0.12619
Line13_13_14 | 0 | 0 | 0 | 0 | 0 | 0 | 0 | 0 | 0 | 0 | 0 | 0 | 1.0971 | 1.0971 | -0.12619 | -0.12619
Line14_15_16 | 0 | 0 | 0 | 0 | 0 | 0 | 0 | 0 | 0 | 0 | 0 | 0 | 1.0971 | 1.0971 | -0.12619 | -0.12619
Line15_16_17 | 0 | 0 | 0 | 0 | 0 | 0 | 0 | 0 | 0 | 0 | 0 | 0 | 1.0971 | 1.0971 | -0.12619 | -0.12619
Line16_4_18 | 0.035618 | 0.035618 | 0 | 0.069037 | 0.024677 | 0.024677 | 0.019068 | -0.01903 | 0.019106 | -0.01903 | -45.2401 | 134.7599 | 1.0938 | 1.0906 | -0.18297 | -0.2401
Line17_5_19 | 0 | 0 | 0 | 0 | 0 | 0 | 0 | 0 | 0 | 0 | 0 | 0 | 1.0971 | 1.0971 | -0.12619 | -0.12619
Line1_1_3 | 0 | 0 | 0 | 0 | 0 | 0 | 0 | 0 | 0 | 0 | 0 | 0 | 1.0971 | 1.0971 | -0.12619 | -0.12619
Line2_1_4 | 0.035618 | 0.035618 | 0 | 0 | 0.024677 | 0.024677 | 0.019106 | -0.019068 | 0.019182 | -0.019106 | -45.2401 | 134.7599 | 1.0971 | 1.0938 | -0.12619 | -0.18297
Line3_1_5 | 0 | 0 | 0 | 0 | 0 | 0 | 0 | 0 | 0 | 0 | 0 | 0 | 1.0971 | 1.0971 | -0.12619 | -0.12619
Line4_2_6 | 0 | 0 | 0 | 0 | 0 | 0 | 0 | 0 | 0 | 0 | 0 | 0 | 1.0971 | 1.0971 | -0.12619 | -0.12619
Line5_6_7 | 0 | 0 | 0 | 0 | 0 | 0 | 0 | 0 | 0 | 0 | 0 | 0 | 1.0971 | 1.0971 | -0.12619 | -0.12619
Line6_7_8 | 0 | 0 | 0 | 0 | 0 | 0 | 0 | 0 | 0 | 0 | 0 | 0 | 1.0971 | 1.0971 | -0.12619 | -0.12619
Line7_8_9 | 0 | 0 | 0 | 0 | 0 | 0 | 0 | 0 | 0 | 0 | 0 | 0 | 1.0971 | 1.0971 | -0.12619 | -0.12619
Line8_8_10 | 0 | 0 | 0 | 0 | 0 | 0 | 0 | 0 | 0 | 0 | 0 | 0 | 1.0971 | 1.0971 | -0.12619 | -0.12619
Line9_3_11 | 0 | 0 | 0 | 0 | 0 | 0 | 0 | 0 | 0 | 0 | 0 | 0 | 1.0971 | 1.0971 | -0.12619 | -0.12619

## LLL_min_6
name | pf_ikss_from_ka | pf_ikss_to_ka | pf_ip_from_ka | pf_ip_to_ka | pf_skss_from_mw | pf_skss_to_mw | pf_p_from_mw | pf_p_to_mw | pf_q_from_mvar | pf_q_to_mvar | pf_ikss_from_degree | pf_ikss_to_degree | pf_vm_from_pu | pf_vm_to_pu | pf_va_from_degree | pf_va_to_degree
Line0_1_2 | 0 | 0 | 0 | 0 | 0 | 0 | 0 | 0 | 0 | 0 | 0 | 0 | 0.695 | 0.695 | -11.6026 | -11.6026
Line10_11_12 | 0 | 0 | 0 | 0 | 0 | 0 | 0 | 0 | 0 | 0 | 0 | 0 | 0.695 | 0.695 | -11.6026 | -11.6026
Line11_12_13 | 0 | 0 | 0 | 0 | 0 | 0 | 0 | 0 | 0 | 0 | 0 | 0 | 0.695 | 0.695 | -11.6026 | -11.6026
Line12_13_15 | 0 | 0 | 0 | 0 | 0 | 0 | 0 | 0 | 0 | 0 | 0 | 0 | 0.695 | 0.695 | -11.6026 | -11.6026
Line13_13_14 | 0 | 0 | 0 | 0 | 0 | 0 | 0 | 0 | 0 | 0 | 0 | 0 | 0.695 | 0.695 | -11.6026 | -11.6026
Line14_15_16 | 0 | 0 | 0 | 0 | 0 | 0 | 0 | 0 | 0 | 0 | 0 | 0 | 0.695 | 0.695 | -11.6026 | -11.6026
Line15_16_17 | 0 | 0 | 0 | 0 | 0 | 0 | 0 | 0 | 0 | 0 | 0 | 0 | 0.695 | 0.695 | -11.6026 | -11.6026
Line16_4_18 | 2.8946 | 2.8946 | 0 | 4.7808 | 2.0055 | 2.0055 | 0.48263 | -1e-07 | 0.50274 | -1e-07 | -57.7717 | 122.2283 | 0.3475 | 0 | -11.6026 | 0
Line17_5_19 | 0 | 0 | 0 | 0 | 0 | 0 | 0 | 0 | 0 | 0 | 0 | 0 | 0.695 | 0.695 | -11.6026 | -11.6026
Line1_1_3 | 0 | 0 | 0 | 0 | 0 | 0 | 0 | 0 | 0 | 0 | 0 | 0 | 0.695 | 0.695 | -11.6026 | -11.6026
Line2_1_4 | 2.8946 | 2.8946 | 0 | 0 | 2.0055 | 2.0055 | 0.96525 | -0.48263 | 1.0055 | -0.50274 | -57.7717 | 122.2283 | 0.695 | 0.3475 | -11.6026 | -11.6026
Line3_1_5 | 0 | 0 | 0 | 0 | 0 | 0 | 0 | 0 | 0 | 0 | 0 | 0 | 0.695 | 0.695 | -11.6026 | -11.6026
Line4_2_6 | 0 | 0 | 0 | 0 | 0 | 0 | 0 | 0 | 0 | 0 | 0 | 0 | 0.695 | 0.695 | -11.6026 | -11.6026
Line5_6_7 | 0 | 0 | 0 | 0 | 0 | 0 | 0 | 0 | 0 | 0 | 0 | 0 | 0.695 | 0.695 | -11.6026 | -11.6026
Line6_7_8 | 0 | 0 | 0 | 0 | 0 | 0 | 0 | 0 | 0 | 0 | 0 | 0 | 0.695 | 0.695 | -11.6026 | -11.6026
Line7_8_9 | 0 | 0 | 0 | 0 | 0 | 0 | 0 | 0 | 0 | 0 | 0 | 0 | 0.695 | 0.695 | -11.6026 | -11.6026
Line8_8_10 | 0 | 0 | 0 | 0 | 0 | 0 | 0 | 0 | 0 | 0 | 0 | 0 | 0.695 | 0.695 | -11.6026 | -11.6026
Line9_3_11 | 0 | 0 | 0 | 0 | 0 | 0 | 0 | 0 | 0 | 0 | 0 | 0 | 0.695 | 0.695 | -11.6026 | -11.6026

## LLL_min_10
name | pf_ikss_from_ka | pf_ikss_to_ka | pf_ip_from_ka | pf_ip_to_ka | pf_skss_from_mw | pf_skss_to_mw | pf_p_from_mw | pf_p_to_mw | pf_q_from_mvar | pf_q_to_mvar | pf_ikss_from_degree | pf_ikss_to_degree | pf_vm_from_pu | pf_vm_to_pu | pf_va_from_degree | pf_va_to_degree
Line0_1_2 | 0 | 0 | 0 | 0 | 0 | 0 | 0 | 0 | 0 | 0 | 0 | 0 | 0.65842 | 0.65842 | -11.6026 | -11.6026
Line10_11_12 | 0 | 0 | 0 | 0 | 0 | 0 | 0 | 0 | 0 | 0 | 0 | 0 | 0.65842 | 0.65842 | -11.6026 | -11.6026
Line11_12_13 | 0 | 0 | 0 | 0 | 0 | 0 | 0 | 0 | 0 | 0 | 0 | 0 | 0.65842 | 0.65842 | -11.6026 | -11.6026
Line12_13_15 | 0 | 0 | 0 | 0 | 0 | 0 | 0 | 0 | 0 | 0 | 0 | 0 | 0.65842 | 0.65842 | -11.6026 | -11.6026
Line13_13_14 | 0 | 0 | 0 | 0 | 0 | 0 | 0 | 0 | 0 | 0 | 0 | 0 | 0.65842 | 0.65842 | -11.6026 | -11.6026
Line14_15_16 | 0 | 0 | 0 | 0 | 0 | 0 | 0 | 0 | 0 | 0 | 0 | 0 | 0.65842 | 0.65842 | -11.6026 | -11.6026
Line15_16_17 | 0 | 0 | 0 | 0 | 0 | 0 | 0 | 0 | 0 | 0 | 0 | 0 | 0.65842 | 0.65842 | -11.6026 | -11.6026
Line16_4_18 | 2.7423 | 2.7423 | 0 | 4.5292 | 1.8999 | 1.8999 | 0.43316 | -1e-07 | 0.45121 | -1e-07 | -57.7717 | 122.2283 | 0.32921 | 0 | -11.6026 | 0
Line17_5_19 | 0 | 0 | 0 | 0 | 0 | 0 | 0 | 0 | 0 | 0 | 0 | 0 | 0.65842 | 0.65842 | -11.6026 | -11.6026
Line1_1_3 | 0 | 0 | 0 | 0 | 0 | 0 | 0 | 0 | 0 | 0 | 0 | 0 | 0.65842 | 0.65842 | -11.6026 | -11.6026
Line2_1_4 | 2.7423 | 2.7423 | 0 | 0 | 1.8999 | 1.8999 | 0.86632 | -0.43316 | 0.90242 | -0.45121 | -57.7717 | 122.2283 | 0.65842 | 0.32921 | -11.6026 | -11.6026
Line3_1_5 | 0 | 0 | 0 | 0 | 0 | 0 | 0 | 0 | 0 | 0 | 0 | 0 | 0.65842 | 0.65842 | -11.6026 | -11.6026
Line4_2_6 | 0 | 0 | 0 | 0 | 0 | 0 | 0 | 0 | 0 | 0 | 0 | 0 | 0.65842 | 0.65842 | -11.6026 | -11.6026
Line5_6_7 | 0 | 0 | 0 | 0 | 0 | 0 | 0 | 0 | 0 | 0 | 0 | 0 | 0.65842 | 0.65842 | -11.6026 | -11.6026
Line6_7_8 | 0 | 0 | 0 | 0 | 0 | 0 | 0 | 0 | 0 | 0 | 0 | 0 | 0.65842 | 0.65842 | -11.6026 | -11.6026
Line7_8_9 | 0 | 0 | 0 | 0 | 0 | 0 | 0 | 0 | 0 | 0 | 0 | 0 | 0.65842 | 0.65842 | -11.6026 | -11.6026
Line8_8_10 | 0 | 0 | 0 | 0 | 0 | 0 | 0 | 0 | 0 | 0 | 0 | 0 | 0.65842 | 0.65842 | -11.6026 | -11.6026
Line9_3_11 | 0 | 0 | 0 | 0 | 0 | 0 | 0 | 0 | 0 | 0 | 0 | 0 | 0.65842 | 0.65842 | -11.6026 | -11.6026

## LLL_min_fault_6
name | pf_ikss_from_ka | pf_ikss_to_ka | pf_ip_from_ka | pf_ip_to_ka | pf_skss_from_mw | pf_skss_to_mw | pf_p_from_mw | pf_p_to_mw | pf_q_from_mvar | pf_q_to_mvar | pf_ikss_from_degree | pf_ikss_to_degree | pf_vm_from_pu | pf_vm_to_pu | pf_va_from_degree | pf_va_to_degree
Line0_1_2 | 0 | 0 | 0 | 0 | 0 | 0 | 0 | 0 | 0 | 0 | 0 | 0 | 0.94754 | 0.94754 | -0.12527 | -0.12527
Line10_11_12 | 0 | 0 | 0 | 0 | 0 | 0 | 0 | 0 | 0 | 0 | 0 | 0 | 0.94754 | 0.94754 | -0.12527 | -0.12527
Line11_12_13 | 0 | 0 | 0 | 0 | 0 | 0 | 0 | 0 | 0 | 0 | 0 | 0 | 0.94754 | 0.94754 | -0.12527 | -0.12527
Line12_13_15 | 0 | 0 | 0 | 0 | 0 | 0 | 0 | 0 | 0 | 0 | 0 | 0 | 0.94754 | 0.94754 | -0.12527 | -0.12527
Line13_13_14 | 0 | 0 | 0 | 0 | 0 | 0 | 0 | 0 | 0 | 0 | 0 | 0 | 0.94754 | 0.94754 | -0.12527 | -0.12527
Line14_15_16 | 0 | 0 | 0 | 0 | 0 | 0 | 0 | 0 | 0 | 0 | 0 | 0 | 0.94754 | 0.94754 | -0.12527 | -0.12527
Line15_16_17 | 0 | 0 | 0 | 0 | 0 | 0 | 0 | 0 | 0 | 0 | 0 | 0 | 0.94754 | 0.94754 | -0.12527 | -0.12527
Line16_4_18 | 0.030706 | 0.030706 | 0 | 0.050714 | 0.021274 | 0.021274 | 0.014197 | -0.014143 | 0.014199 | -0.014143 | -45.1344 | 134.8656 | 0.94385 | 0.94017 | -0.1298 | -0.13436
Line17_5_19 | 0 | 0 | 0 | 0 | 0 | 0 | 0 | 0 | 0 | 0 | 0 | 0 | 0.94754 | 0.94754 | -0.12527 | -0.12527
Line1_1_3 | 0 | 0 | 0 | 0 | 0 | 0 | 0 | 0 | 0 | 0 | 0 | 0 | 0.94754 | 0.94754 | -0.12527 | -0.12527
Line2_1_4 | 0.030706 | 0.030706 | 0 | 0 | 0.021274 | 0.021274 | 0.014251 | -0.014197 | 0.014256 | -0.014199 | -45.1344 | 134.8656 | 0.94754 | 0.94385 | -0.12527 | -0.1298
Line3_1_5 | 0 | 0 | 0 | 0 | 0 | 0 | 0 | 0 | 0 | 0 | 0 | 0 | 0.94754 | 0.94754 | -0.12527 | -0.12527
Line4_2_6 | 0 | 0 | 0 | 0 | 0 | 0 | 0 | 0 | 0 | 0 | 0 | 0 | 0.94754 | 0.94754 | -0.12527 | -0.12527
Line5_6_7 | 0 | 0 | 0 | 0 | 0 | 0 | 0 | 0 | 0 | 0 | 0 | 0 | 0.94754 | 0.94754 | -0.12527 | -0.12527
Line6_7_8 | 0 | 0 | 0 | 0 | 0 | 0 | 0 | 0 | 0 | 0 | 0 | 0 | 0.94754 | 0.94754 | -0.12527 | -0.12527
Line7_8_9 | 0 | 0 | 0 | 0 | 0 | 0 | 0 | 0 | 0 | 0 | 0 | 0 | 0.94754 | 0.94754 | -0.12527 | -0.12527
Line8_8_10 | 0 | 0 | 0 | 0 | 0 | 0 | 0 | 0 | 0 | 0 | 0 | 0 | 0.94754 | 0.94754 | -0.12527 | -0.12527
Line9_3_11 | 0 | 0 | 0 | 0 | 0 | 0 | 0 | 0 | 0 | 0 | 0 | 0 | 0.94754 | 0.94754 | -0.12527 | -0.12527

## LLL_min_fault_10
name | pf_ikss_from_ka | pf_ikss_to_ka | pf_ip_from_ka | pf_ip_to_ka | pf_skss_from_mw | pf_skss_to_mw | pf_p_from_mw | pf_p_to_mw | pf_q_from_mvar | pf_q_to_mvar | pf_ikss_from_degree | pf_ikss_to_degree | pf_vm_from_pu | pf_vm_to_pu | pf_va_from_degree | pf_va_to_degree
Line0_1_2 | 0 | 0 | 0 | 0 | 0 | 0 | 0 | 0 | 0 | 0 | 0 | 0 | 0.89767 | 0.89767 | -0.12527 | -0.12527
Line10_11_12 | 0 | 0 | 0 | 0 | 0 | 0 | 0 | 0 | 0 | 0 | 0 | 0 | 0.89767 | 0.89767 | -0.12527 | -0.12527
Line11_12_13 | 0 | 0 | 0 | 0 | 0 | 0 | 0 | 0 | 0 | 0 | 0 | 0 | 0.89767 | 0.89767 | -0.12527 | -0.12527
Line12_13_15 | 0 | 0 | 0 | 0 | 0 | 0 | 0 | 0 | 0 | 0 | 0 | 0 | 0.89767 | 0.89767 | -0.12527 | -0.12527
Line13_13_14 | 0 | 0 | 0 | 0 | 0 | 0 | 0 | 0 | 0 | 0 | 0 | 0 | 0.89767 | 0.89767 | -0.12527 | -0.12527
Line14_15_16 | 0 | 0 | 0 | 0 | 0 | 0 | 0 | 0 | 0 | 0 | 0 | 0 | 0.89767 | 0.89767 | -0.12527 | -0.12527
Line15_16_17 | 0 | 0 | 0 | 0 | 0 | 0 | 0 | 0 | 0 | 0 | 0 | 0 | 0.89767 | 0.89767 | -0.12527 | -0.12527
Line16_4_18 | 0.02909 | 0.02909 | 0 | 0.048045 | 0.020154 | 0.020154 | 0.012742 | -0.012693 | 0.012744 | -0.012693 | -45.1344 | 134.8656 | 0.89418 | 0.89069 | -0.1298 | -0.13436
Line17_5_19 | 0 | 0 | 0 | 0 | 0 | 0 | 0 | 0 | 0 | 0 | 0 | 0 | 0.89767 | 0.89767 | -0.12527 | -0.12527
Line1_1_3 | 0 | 0 | 0 | 0 | 0 | 0 | 0 | 0 | 0 | 0 | 0 | 0 | 0.89767 | 0.89767 | -0.12527 | -0.12527
Line2_1_4 | 0.02909 | 0.02909 | 0 | 0 | 0.020154 | 0.020154 | 0.012791 | -0.012742 | 0.012795 | -0.012744 | -45.1344 | 134.8656 | 0.89767 | 0.89418 | -0.12527 | -0.1298
Line3_1_5 | 0 | 0 | 0 | 0 | 0 | 0 | 0 | 0 | 0 | 0 | 0 | 0 | 0.89767 | 0.89767 | -0.12527 | -0.12527
Line4_2_6 | 0 | 0 | 0 | 0 | 0 | 0 | 0 | 0 | 0 | 0 | 0 | 0 | 0.89767 | 0.89767 | -0.12527 | -0.12527
Line5_6_7 | 0 | 0 | 0 | 0 | 0 | 0 | 0 | 0 | 0 | 0 | 0 | 0 | 0.89767 | 0.89767 | -0.12527 | -0.12527
Line6_7_8 | 0 | 0 | 0 | 0 | 0 | 0 | 0 | 0 | 0 | 0 | 0 | 0 | 0.89767 | 0.89767 | -0.12527 | -0.12527
Line7_8_9 | 0 | 0 | 0 | 0 | 0 | 0 | 0 | 0 | 0 | 0 | 0 | 0 | 0.89767 | 0.89767 | -0.12527 | -0.12527
Line8_8_10 | 0 | 0 | 0 | 0 | 0 | 0 | 0 | 0 | 0 | 0 | 0 | 0 | 0.89767 | 0.89767 | -0.12527 | -0.12527
Line9_3_11 | 0 | 0 | 0 | 0 | 0 | 0 | 0 | 0 | 0 | 0 | 0 | 0 | 0.89767 | 0.89767 | -0.12527 | -0.12527

## LL_max_6
name | pf_ikss_a_from_ka | pf_ikss_b_from_ka | pf_ikss_c_from_ka | pf_ikss_a_to_ka | pf_ikss_b_to_ka | pf_ikss_c_to_ka | pf_skss_a_from_mw | pf_skss_b_from_mw | pf_skss_c_from_mw | pf_skss_a_to_mw | pf_skss_b_to_mw | pf_skss_c_to_mw | pf_p_a_from_mw | pf_p_b_from_mw | pf_p_c_from_mw | pf_p_a_to_mw | pf_p_b_to_mw | pf_p_c_to_mw | pf_q_a_from_mvar | pf_q_b_from_mvar | pf_q_c_from_mvar | pf_q_a_to_mvar | pf_q_b_to_mvar | pf_q_c_to_mvar | pf_ikss_a_from_degree | pf_ikss_b_from_degree | pf_ikss_c_from_degree | pf_ikss_a_to_degree | pf_ikss_b_to_degree | pf_ikss_c_to_degree | pf_vm_a_from_pu | pf_vm_b_from_pu | pf_vm_c_from_pu | pf_vm_a_to_pu | pf_vm_b_to_pu | pf_vm_c_to_pu | pf_va_a_from_degree | pf_va_b_from_degree | pf_va_c_from_degree | pf_va_a_to_degree | pf_va_b_to_degree | pf_va_c_to_degree
Line0_1_2 | 0 | 0 | 0 | 0 | 0 | 0 | 0 | 0 | 0 | 0 | 0 | 0 | 5.4401e-16 | -3.0235e-09 | -4.8365e-09 | -5.0515e-16 | 3.0235e-09 | 4.8365e-09 | -3.8858e-17 | 5.1114e-09 | -1.9712e-09 | 3.8858e-17 | -5.1114e-09 | 1.9712e-09 | 0 | 0 | 0 | 0 | 0 | 0 | 1.05 | 0.85292 | 0.7501 | 1.05 | 0.85292 | 0.7501 | -1.6651e-11 | -135.0364 | 126.5322 | -1.6658e-11 | -135.0364 | 126.5322
Line10_11_12 | 0 | 0 | 0 | 0 | 0 | 0 | 0 | 0 | 0 | 0 | 0 | 0 | 4.2744e-16 | -3.0235e-09 | -4.8365e-09 | -5.0515e-16 | 3.0235e-09 | 4.8365e-09 | 1.9429e-17 | 5.1114e-09 | -1.9712e-09 | -7.7716e-17 | -5.1114e-09 | 1.9712e-09 | 0 | 0 | 0 | 0 | 0 | 0 | 1.05 | 0.85292 | 0.7501 | 1.05 | 0.85292 | 0.7501 | -1.6673e-11 | -135.0364 | 126.5322 | -1.6683e-11 | -135.0364 | 126.5322
Line11_12_13 | 0 | 0 | 0 | 0 | 0 | 0 | 0 | 0 | 0 | 0 | 0 | 0 | 4.2744e-16 | -2.5196e-09 | -4.0305e-09 | -4.2744e-16 | 2.5196e-09 | 4.0305e-09 | -5.8287e-17 | 4.2595e-09 | -1.6426e-09 | 3.8858e-17 | -4.2595e-09 | 1.6426e-09 | 0 | 0 | 0 | 0 | 0 | 0 | 1.05 | 0.85292 | 0.7501 | 1.05 | 0.85292 | 0.7501 | -1.6683e-11 | -135.0364 | 126.5322 | -1.669e-11 | -135.0364 | 126.5322
Line12_13_15 | 0 | 0 | 0 | 0 | 0 | 0 | 0 | 0 | 0 | 0 | 0 | 0 | 2.72e-16 | -1.5118e-09 | -2.4183e-09 | -2.3315e-16 | 1.5118e-09 | 2.4183e-09 | 3.8858e-17 | 2.5557e-09 | -9.8558e-10 | -5.8287e-17 | -2.5557e-09 | 9.8558e-10 | 0 | 0 | 0 | 0 | 0 | 0 | 1.05 | 0.85292 | 0.7501 | 1.05 | 0.85292 | 0.7501 | -1.669e-11 | -135.0364 | 126.5322 | -1.6693e-11 | -135.0364 | 126.5322
Line13_13_14 | 0 | 0 | 0 | 0 | 0 | 0 | 0 | 0 | 0 | 0 | 0 | 0 | 1.1657e-16 | -5.0392e-10 | -8.0609e-10 | -3.8858e-17 | 5.0392e-10 | 8.0609e-10 | -5.8287e-17 | 8.5191e-10 | -3.2853e-10 | 3.8858e-17 | -8.5191e-10 | 3.2853e-10 | 0 | 0 | 0 | 0 | 0 | 0 | 1.05 | 0.85292 | 0.7501 | 1.05 | 0.85292 | 0.7501 | -1.669e-11 | -135.0364 | 126.5322 | -1.6691e-11 | -135.0364 | 126.5322
Line14_15_16 | 0 | 0 | 0 | 0 | 0 | 0 | 0 | 0 | 0 | 0 | 0 | 0 | 1.5543e-16 | -1.0078e-09 | -1.6122e-09 | -2.72e-16 | 1.0078e-09 | 1.6122e-09 | 1.9429e-17 | 1.7038e-09 | -6.5706e-10 | 7.9258e-29 | -1.7038e-09 | 6.5706e-10 | 0 | 0 | 0 | 0 | 0 | 0 | 1.05 | 0.85292 | 0.7501 | 1.05 | 0.85292 | 0.7501 | -1.6693e-11 | -135.0364 | 126.5322 | -1.6695e-11 | -135.0364 | 126.5322
Line15_16_17 | 0 | 0 | 0 | 0 | 0 | 0 | 0 | 0 | 0 | 0 | 0 | 0 | -2.2645e-29 | -5.0392e-10 | -8.0609e-10 | 3.8858e-17 | 5.0392e-10 | 8.0609e-10 | -7.7716e-17 | 8.5191e-10 | -3.2853e-10 | 3.8858e-17 | -8.5191e-10 | 3.2853e-10 | 0 | 0 | 0 | 0 | 0 | 0 | 1.05 | 0.85292 | 0.7501 | 1.05 | 0.85292 | 0.7501 | -1.6695e-11 | -135.0364 | 126.5322 | -1.6696e-11 | -135.0364 | 126.5322
Line16_4_18 | 0 | 3.1387 | 3.1387 | 0 | 3.1387 | 3.1387 | 0 | 0.72485 | 0.72485 | 0 | 0.72485 | 0.72485 | -1.5543e-16 | 0.45801 | -0.26098 | 1.5543e-16 | -0.3595 | 0.3595 | -3.8858e-17 | 0.072221 | 0.32184 | 3.8858e-17 | 0.12481 | -0.12481 | 0 | -160.8543 | 19.1457 | 0 | 19.1457 | -160.8543 | 1.05 | 0.63968 | 0.57164 | 1.05 | 0.525 | 0.525 | -1.6657e-11 | -151.8935 | 148.1848 | -1.6658e-11 | -180 | -180
Line17_5_19 | 0 | 0 | 0 | 0 | 0 | 0 | 0 | 0 | 0 | 0 | 0 | 0 | -3.8858e-17 | -5.0392e-10 | -8.0609e-10 | 3.8858e-17 | 5.0392e-10 | 8.0609e-10 | -1.9429e-17 | 8.5191e-10 | -3.2853e-10 | 1.9429e-17 | -8.5191e-10 | 3.2853e-10 | 0 | 0 | 0 | 0 | 0 | 0 | 1.05 | 0.85292 | 0.7501 | 1.05 | 0.85292 | 0.7501 | -1.6653e-11 | -135.0364 | 126.5322 | -1.6654e-11 | -135.0364 | 126.5322
Line1_1_3 | 0 | 0 | 0 | 0 | 0 | 0 | 0 | 0 | 0 | 0 | 0 | 0 | 6.6058e-16 | -4.0313e-09 | -6.4487e-09 | -6.9944e-16 | 4.0313e-09 | 6.4487e-09 | 1.7486e-16 | 6.8153e-09 | -2.6282e-09 | -1.7486e-16 | -6.8153e-09 | 2.6282e-09 | 0 | 0 | 0 | 0 | 0 | 0 | 1.05 | 0.85292 | 0.7501 | 1.05 | 0.85292 | 0.7501 | -1.6651e-11 | -135.0364 | 126.5322 | -1.6663e-11 | -135.0364 | 126.5322
Line2_1_4 | 0 | 3.1387 | 3.1387 | 0 | 3.1387 | 3.1387 | 0 | 0.72485 | 0.72485 | 0 | 0.72485 | 0.72485 | 2.3315e-16 | 0.55653 | -0.16247 | -2.3315e-16 | -0.45801 | 0.26098 | -6.7756e-29 | 0.26925 | 0.51887 | 7.7716e-17 | -0.072221 | -0.32184 | 0 | -160.8543 | 19.1457 | 0 | 19.1457 | -160.8543 | 1.05 | 0.85292 | 0.7501 | 1.05 | 0.63968 | 0.57164 | -1.6651e-11 | -135.0364 | 126.5322 | -1.6657e-11 | -151.8935 | 148.1848
Line3_1_5 | 0 | 0 | 0 | 0 | 0 | 0 | 0 | 0 | 0 | 0 | 0 | 0 | 1.1657e-16 | -1.0078e-09 | -1.6122e-09 | -1.1657e-16 | 1.0078e-09 | 1.6122e-09 | 1.9429e-17 | 1.7038e-09 | -6.5706e-10 | 1.9429e-17 | -1.7038e-09 | 6.5706e-10 | 0 | 0 | 0 | 0 | 0 | 0 | 1.05 | 0.85292 | 0.7501 | 1.05 | 0.85292 | 0.7501 | -1.6651e-11 | -135.0364 | 126.5322 | -1.6653e-11 | -135.0364 | 126.5322
Line4_2_6 | 0 | 0 | 0 | 0 | 0 | 0 | 0 | 0 | 0 | 0 | 0 | 0 | 3.4972e-16 | -2.5196e-09 | -4.0305e-09 | -3.4972e-16 | 2.5196e-09 | 4.0305e-09 | -1.0168e-28 | 4.2595e-09 | -1.6426e-09 | 1.0171e-28 | -4.2595e-09 | 1.6426e-09 | 0 | 0 | 0 | 0 | 0 | 0 | 1.05 | 0.85292 | 0.7501 | 1.05 | 0.85292 | 0.7501 | -1.6658e-11 | -135.0364 | 126.5322 | -1.6664e-11 | -135.0364 | 126.5322
Line5_6_7 | 0 | 0 | 0 | 0 | 0 | 0 | 0 | 0 | 0 | 0 | 0 | 0 | 2.3315e-16 | -2.0157e-09 | -3.2244e-09 | -2.3315e-16 | 2.0157e-09 | 3.2244e-09 | -6.7808e-29 | 3.4076e-09 | -1.3141e-09 | -1.9429e-17 | -3.4076e-09 | 1.3141e-09 | 0 | 0 | 0 | 0 | 0 | 0 | 1.05 | 0.85292 | 0.7501 | 1.05 | 0.85292 | 0.7501 | -1.6664e-11 | -135.0364 | 126.5322 | -1.6667e-11 | -135.0364 | 126.5322
Line6_7_8 | 0 | 0 | 0 | 0 | 0 | 0 | 0 | 0 | 0 | 0 | 0 | 0 | 1.5543e-16 | -1.5118e-09 | -2.4183e-09 | -1.5543e-16 | 1.5118e-09 | 2.4183e-09 | -5.8287e-17 | 2.5557e-09 | -9.8558e-10 | 7.7716e-17 | -2.5557e-09 | 9.8558e-10 | 0 | 0 | 0 | 0 | 0 | 0 | 1.05 | 0.85292 | 0.7501 | 1.05 | 0.85292 | 0.7501 | -1.6667e-11 | -135.0364 | 126.5322 | -1.6669e-11 | -135.0364 | 126.5322
Line7_8_9 | 0 | 0 | 0 | 0 | 0 | 0 | 0 | 0 | 0 | 0 | 0 | 0 | 3.8858e-17 | -5.0392e-10 | -8.0609e-10 | -3.8858e-17 | 5.0392e-10 | 8.0609e-10 | -1.1305e-29 | 8.5191e-10 | -3.2853e-10 | 1.1306e-29 | -8.5191e-10 | 3.2853e-10 | 0 | 0 | 0 | 0 | 0 | 0 | 1.05 | 0.85292 | 0.7501 | 1.05 | 0.85292 | 0.7501 | -1.6669e-11 | -135.0364 | 126.5322 | -1.667e-11 | -135.0364 | 126.5322
Line8_8_10 | 0 | 0 | 0 | 0 | 0 | 0 | 0 | 0 | 0 | 0 | 0 | 0 | 0 | -5.0392e-10 | -8.0609e-10 | -1.1305e-29 | 5.0392e-10 | 8.0609e-10 | 0 | 8.5191e-10 | -3.2853e-10 | -3.8858e-17 | -8.5191e-10 | 3.2853e-10 | 0 | 0 | 0 | 0 | 0 | 0 | 1.05 | 0.85292 | 0.7501 | 1.05 | 0.85292 | 0.7501 | -1.6669e-11 | -135.0364 | 126.5322 | -1.667e-11 | -135.0364 | 126.5322
Line9_3_11 | 0 | 0 | 0 | 0 | 0 | 0 | 0 | 0 | 0 | 0 | 0 | 0 | 6.6058e-16 | -3.5274e-09 | -5.6426e-09 | -6.6058e-16 | 3.5274e-09 | 5.6426e-09 | 3.8858e-17 | 5.9633e-09 | -2.2997e-09 | 1.9223e-28 | -5.9633e-09 | 2.2997e-09 | 0 | 0 | 0 | 0 | 0 | 0 | 1.05 | 0.85292 | 0.7501 | 1.05 | 0.85292 | 0.7501 | -1.6663e-11 | -135.0364 | 126.5322 | -1.6673e-11 | -135.0364 | 126.5322

## LL_max_10
name | pf_ikss_a_from_ka | pf_ikss_b_from_ka | pf_ikss_c_from_ka | pf_ikss_a_to_ka | pf_ikss_b_to_ka | pf_ikss_c_to_ka | pf_skss_a_from_mw | pf_skss_b_from_mw | pf_skss_c_from_mw | pf_skss_a_to_mw | pf_skss_b_to_mw | pf_skss_c_to_mw | pf_p_a_from_mw | pf_p_b_from_mw | pf_p_c_from_mw | pf_p_a_to_mw | pf_p_b_to_mw | pf_p_c_to_mw | pf_q_a_from_mvar | pf_q_b_from_mvar | pf_q_c_from_mvar | pf_q_a_to_mvar | pf_q_b_to_mvar | pf_q_c_to_mvar | pf_ikss_a_from_degree | pf_ikss_b_from_degree | pf_ikss_c_from_degree | pf_ikss_a_to_degree | pf_ikss_b_to_degree | pf_ikss_c_to_degree | pf_vm_a_from_pu | pf_vm_b_from_pu | pf_vm_c_from_pu | pf_vm_a_to_pu | pf_vm_b_to_pu | pf_vm_c_to_pu | pf_va_a_from_degree | pf_va_b_from_degree | pf_va_c_from_degree | pf_va_a_to_degree | pf_va_b_to_degree | pf_va_c_to_degree
Line0_1_2 | 0 | 0 | 0 | 0 | 0 | 0 | 0 | 0 | 0 | 0 | 0 | 0 | 1.2212e-16 | -3.3669e-09 | -5.3859e-09 | -8.1416e-17 | 3.3669e-09 | 5.3859e-09 | 1.2212e-16 | 5.759e-09 | -2.262e-09 | -1.2212e-16 | -5.759e-09 | 2.262e-09 | 0 | 0 | 0 | 0 | 0 | 0 | 1.1 | 0.88719 | 0.77689 | 1.1 | 0.88719 | 0.77689 | -1.6016e-11 | -135.5593 | 126.9102 | -1.602e-11 | -135.5593 | 126.9102
Line10_11_12 | 0 | 0 | 0 | 0 | 0 | 0 | 0 | 0 | 0 | 0 | 0 | 0 | 4.885e-16 | -3.3669e-09 | -5.3859e-09 | -5.6991e-16 | 3.3669e-09 | 5.3859e-09 | 4.0708e-17 | 5.759e-09 | -2.262e-09 | -8.1416e-17 | -5.759e-09 | 2.262e-09 | 0 | 0 | 0 | 0 | 0 | 0 | 1.1 | 0.88719 | 0.77689 | 1.1 | 0.88719 | 0.77689 | -1.604e-11 | -135.5593 | 126.9102 | -1.605e-11 | -135.5593 | 126.9102
Line11_12_13 | 0 | 0 | 0 | 0 | 0 | 0 | 0 | 0 | 0 | 0 | 0 | 0 | 4.0708e-16 | -2.8058e-09 | -4.4883e-09 | -4.0708e-16 | 2.8058e-09 | 4.4883e-09 | -1.1403e-28 | 4.7992e-09 | -1.885e-09 | -4.0708e-17 | -4.7992e-09 | 1.885e-09 | 0 | 0 | 0 | 0 | 0 | 0 | 1.1 | 0.88719 | 0.77689 | 1.1 | 0.88719 | 0.77689 | -1.605e-11 | -135.5593 | 126.9102 | -1.6057e-11 | -135.5593 | 126.9102
Line12_13_15 | 0 | 0 | 0 | 0 | 0 | 0 | 0 | 0 | 0 | 0 | 0 | 0 | 3.6637e-16 | -1.6835e-09 | -2.693e-09 | -3.6637e-16 | 1.6835e-09 | 2.693e-09 | 8.1416e-17 | 2.8795e-09 | -1.131e-09 | 1.027e-28 | -2.8795e-09 | 1.131e-09 | 0 | 0 | 0 | 0 | 0 | 0 | 1.1 | 0.88719 | 0.77689 | 1.1 | 0.88719 | 0.77689 | -1.6057e-11 | -135.5593 | 126.9102 | -1.6061e-11 | -135.5593 | 126.9102
Line13_13_14 | 0 | 0 | 0 | 0 | 0 | 0 | 0 | 0 | 0 | 0 | 0 | 0 | 8.1416e-17 | -5.6115e-10 | -8.9765e-10 | -8.1416e-17 | 5.6115e-10 | 8.9765e-10 | -4.0708e-17 | 9.5983e-10 | -3.77e-10 | 8.1416e-17 | -9.5983e-10 | 3.77e-10 | 0 | 0 | 0 | 0 | 0 | 0 | 1.1 | 0.88719 | 0.77689 | 1.1 | 0.88719 | 0.77689 | -1.6057e-11 | -135.5593 | 126.9102 | -1.6058e-11 | -135.5593 | 126.9102
Line14_15_16 | 0 | 0 | 0 | 0 | 0 | 0 | 0 | 0 | 0 | 0 | 0 | 0 | 1.2212e-16 | -1.1223e-09 | -1.7953e-09 | -1.2212e-16 | 1.1223e-09 | 1.7953e-09 | 4.0708e-17 | 1.9197e-09 | -7.5399e-10 | 3.4237e-29 | -1.9197e-09 | 7.54e-10 | 0 | 0 | 0 | 0 | 0 | 0 | 1.1 | 0.88719 | 0.77689 | 1.1 | 0.88719 | 0.77689 | -1.6061e-11 | -135.5593 | 126.9102 | -1.6063e-11 | -135.5593 | 126.9102
Line15_16_17 | 0 | 0 | 0 | 0 | 0 | 0 | 0 | 0 | 0 | 0 | 0 | 0 | -8.1416e-17 | -5.6115e-10 | -8.9765e-10 | 8.1416e-17 | 5.6115e-10 | 8.9765e-10 | -4.0708e-17 | 9.5983e-10 | -3.77e-10 | -2.2825e-29 | -9.5983e-10 | 3.77e-10 | 0 | 0 | 0 | 0 | 0 | 0 | 1.1 | 0.88719 | 0.77689 | 1.1 | 0.88719 | 0.77689 | -1.6063e-11 | -135.5593 | 126.9102 | -1.6063e-11 | -135.5593 | 126.9102
Line16_4_18 | 0 | 3.2366 | 3.2366 | 0 | 3.2366 | 3.2366 | 0 | 0.74746 | 0.74746 | 0 | 0.74746 | 0.74746 | -2.2768e-29 | 0.49365 | -0.28415 | 2.2771e-29 | -0.3889 | 0.3889 | -8.1416e-17 | 0.07624 | 0.34278 | 8.1416e-17 | 0.13327 | -0.13327 | 0 | -161.0844 | 18.9156 | 0 | 18.9156 | -161.0844 | 1.1 | 0.66828 | 0.59567 | 1.1 | 0.55 | 0.55 | -1.6023e-11 | -152.305 | 148.5727 | -1.6025e-11 | -180 | -180
Line17_5_19 | 0 | 0 | 0 | 0 | 0 | 0 | 0 | 0 | 0 | 0 | 0 | 0 | -8.1416e-17 | -5.6115e-10 | -8.9765e-10 | 1.2212e-16 | 5.6115e-10 | 8.9765e-10 | 4.0708e-17 | 9.5983e-10 | -3.77e-10 | -4.0708e-17 | -9.5983e-10 | 3.77e-10 | 0 | 0 | 0 | 0 | 0 | 0 | 1.1 | 0.88719 | 0.77689 | 1.1 | 0.88719 | 0.77689 | -1.6019e-11 | -135.5593 | 126.9102 | -1.6019e-11 | -135.5593 | 126.9102
Line1_1_3 | 0 | 0 | 0 | 0 | 0 | 0 | 0 | 0 | 0 | 0 | 0 | 0 | 8.1416e-16 | -4.4892e-09 | -7.1812e-09 | -7.7346e-16 | 4.4892e-09 | 7.1812e-09 | 1.6283e-16 | 7.6787e-09 | -3.016e-09 | -1.6283e-16 | -7.6787e-09 | 3.016e-09 | 0 | 0 | 0 | 0 | 0 | 0 | 1.1 | 0.88719 | 0.77689 | 1.1 | 0.88719 | 0.77689 | -1.6016e-11 | -135.5593 | 126.9102 | -1.6029e-11 | -135.5593 | 126.9102
Line2_1_4 | 0 | 3.2366 | 3.2366 | 0 | 3.2366 | 3.2366 | 0 | 0.74746 | 0.74746 | 0 | 0.74746 | 0.74746 | 3.2567e-16 | 0.59841 | -0.17939 | -3.2567e-16 | -0.49365 | 0.28415 | -9.1035e-29 | 0.28575 | 0.55229 | -4.0708e-17 | -0.07624 | -0.34278 | 0 | -161.0844 | 18.9156 | 0 | 18.9156 | -161.0844 | 1.1 | 0.88719 | 0.77689 | 1.1 | 0.66828 | 0.59567 | -1.6016e-11 | -135.5593 | 126.9102 | -1.6023e-11 | -152.305 | 148.5727
Line3_1_5 | 0 | 0 | 0 | 0 | 0 | 0 | 0 | 0 | 0 | 0 | 0 | 0 | 1.6283e-16 | -1.1223e-09 | -1.7953e-09 | -1.2212e-16 | 1.1223e-09 | 1.7953e-09 | 4.0708e-17 | 1.9197e-09 | -7.5399e-10 | -4.0708e-17 | -1.9197e-09 | 7.5399e-10 | 0 | 0 | 0 | 0 | 0 | 0 | 1.1 | 0.88719 | 0.77689 | 1.1 | 0.88719 | 0.77689 | -1.6016e-11 | -135.5593 | 126.9102 | -1.6019e-11 | -135.5593 | 126.9102
Line4_2_6 | 0 | 0 | 0 | 0 | 0 | 0 | 0 | 0 | 0 | 0 | 0 | 0 | 8.1416e-17 | -2.8058e-09 | -4.4883e-09 | -8.1416e-17 | 2.8058e-09 | 4.4883e-09 | 1.2212e-16 | 4.7992e-09 | -1.885e-09 | -1.2212e-16 | -4.7992e-09 | 1.885e-09 | 0 | 0 | 0 | 0 | 0 | 0 | 1.1 | 0.88719 | 0.77689 | 1.1 | 0.88719 | 0.77689 | -1.602e-11 | -135.5593 | 126.9102 | -1.6024e-11 | -135.5593 | 126.9102
Line5_6_7 | 0 | 0 | 0 | 0 | 0 | 0 | 0 | 0 | 0 | 0 | 0 | 0 | 1.2212e-16 | -2.2446e-09 | -3.5906e-09 | -8.1416e-17 | 2.2446e-09 | 3.5906e-09 | -1.2212e-16 | 3.8393e-09 | -1.508e-09 | 8.1416e-17 | -3.8393e-09 | 1.508e-09 | 0 | 0 | 0 | 0 | 0 | 0 | 1.1 | 0.88719 | 0.77689 | 1.1 | 0.88719 | 0.77689 | -1.6024e-11 | -135.5593 | 126.9102 | -1.6028e-11 | -135.5593 | 126.9102
Line6_7_8 | 0 | 0 | 0 | 0 | 0 | 0 | 0 | 0 | 0 | 0 | 0 | 0 | 1.2212e-16 | -1.6835e-09 | -2.693e-09 | -2.4425e-16 | 1.6835e-09 | 2.693e-09 | -4.0708e-17 | 2.8795e-09 | -1.131e-09 | 4.0708e-17 | -2.8795e-09 | 1.131e-09 | 0 | 0 | 0 | 0 | 0 | 0 | 1.1 | 0.88719 | 0.77689 | 1.1 | 0.88719 | 0.77689 | -1.6028e-11 | -135.5593 | 126.9102 | -1.6031e-11 | -135.5593 | 126.9102
Line7_8_9 | 0 | 0 | 0 | 0 | 0 | 0 | 0 | 0 | 0 | 0 | 0 | 0 | 8.1416e-17 | -5.6115e-10 | -8.9765e-10 | -4.0708e-17 | 5.6115e-10 | 8.9765e-10 | -4.0708e-17 | 9.5983e-10 | -3.77e-10 | -4.0708e-17 | -9.5983e-10 | 3.77e-10 | 0 | 0 | 0 | 0 | 0 | 0 | 1.1 | 0.88719 | 0.77689 | 1.1 | 0.88719 | 0.77689 | -1.6031e-11 | -135.5593 | 126.9102 | -1.6032e-11 | -135.5593 | 126.9102
Line8_8_10 | 0 | 0 | 0 | 0 | 0 | 0 | 0 | 0 | 0 | 0 | 0 | 0 | 4.0708e-17 | -5.6115e-10 | -8.9765e-10 | 0 | 5.6115e-10 | 8.9765e-10 | -4.0708e-17 | 9.5983e-10 | -3.77e-10 | 0 | -9.5983e-10 | 3.77e-10 | 0 | 0 | 0 | 0 | 0 | 0 | 1.1 | 0.88719 | 0.77689 | 1.1 | 0.88719 | 0.77689 | -1.6031e-11 | -135.5593 | 126.9102 | -1.6033e-11 | -135.5593 | 126.9102
Line9_3_11 | 0 | 0 | 0 | 0 | 0 | 0 | 0 | 0 | 0 | 0 | 0 | 0 | 7.3275e-16 | -3.9281e-09 | -6.2836e-09 | -7.3275e-16 | 3.9281e-09 | 6.2836e-09 | 4.0708e-17 | 6.7188e-09 | -2.639e-09 | -4.0708e-17 | -6.7188e-09 | 2.639e-09 | 0 | 0 | 0 | 0 | 0 | 0 | 1.1 | 0.88719 | 0.77689 | 1.1 | 0.88719 | 0.77689 | -1.6029e-11 | -135.5593 | 126.9102 | -1.604e-11 | -135.5593 | 126.9102

## LL_max_fault_6
name | pf_ikss_a_from_ka | pf_ikss_b_from_ka | pf_ikss_c_from_ka | pf_ikss_a_to_ka | pf_ikss_b_to_ka | pf_ikss_c_to_ka | pf_skss_a_from_mw | pf_skss_b_from_mw | pf_skss_c_from_mw | pf_skss_a_to_mw | pf_skss_b_to_mw | pf_skss_c_to_mw | pf_p_a_from_mw | pf_p_b_from_mw | pf_p_c_from_mw | pf_p_a_to_mw | pf_p_b_to_mw | pf_p_c_to_mw | pf_q_a_from_mvar | pf_q_b_from_mvar | pf_q_c_from_mvar | pf_q_a_to_mvar | pf_q_b_to_mvar | pf_q_c_to_mvar | pf_ikss_a_from_degree | pf_ikss_b_from_degree | pf_ikss_c_from_degree | pf_ikss_a_to_degree | pf_ikss_b_to_degree | pf_ikss_c_to_degree | pf_vm_a_from_pu | pf_vm_b_from_pu | pf_vm_c_from_pu | pf_vm_a_to_pu | pf_vm_b_to_pu | pf_vm_c_to_pu | pf_va_a_from_degree | pf_va_b_from_degree | pf_va_c_from_degree | pf_va_a_to_degree | pf_va_b_to_degree | pf_va_c_to_degree
Line0_1_2 | 0 | 0 | 0 | 0 | 0 | 0 | 0 | 0 | 0 | 0 | 0 | 0 | 6.6787e-18 | -4.6325e-11 | -1.333e-10 | -6.0715e-18 | 4.6325e-11 | 1.333e-10 | 6.0715e-18 | 1.2762e-10 | 2.3032e-11 | -7.2858e-18 | -1.2762e-10 | -2.3032e-11 | 0 | 0 | 0 | 0 | 0 | 0 | 1.05 | 1.048 | 1.0442 | 1.05 | 1.048 | 1.0442 | -9.5303e-14 | -120.3021 | 119.9453 | -9.5375e-14 | -120.3021 | 119.9453
Line10_11_12 | 0 | 0 | 0 | 0 | 0 | 0 | 0 | 0 | 0 | 0 | 0 | 0 | 6.9823e-18 | -4.6325e-11 | -1.333e-10 | -6.9823e-18 | 4.6325e-11 | 1.333e-10 | 3.0358e-18 | 1.2762e-10 | 2.3032e-11 | -3.6429e-18 | -1.2762e-10 | -2.3032e-11 | 0 | 0 | 0 | 0 | 0 | 0 | 1.05 | 1.048 | 1.0442 | 1.05 | 1.048 | 1.0442 | -9.5646e-14 | -120.3021 | 119.9453 | -9.5797e-14 | -120.3021 | 119.9453
Line11_12_13 | 0 | 0 | 0 | 0 | 0 | 0 | 0 | 0 | 0 | 0 | 0 | 0 | 7.2858e-18 | -3.8604e-11 | -1.1109e-10 | -7.893e-18 | 3.8604e-11 | 1.1109e-10 | 2.4286e-18 | 1.0635e-10 | 1.9193e-11 | -1.2143e-18 | -1.0635e-10 | -1.9193e-11 | 0 | 0 | 0 | 0 | 0 | 0 | 1.05 | 1.048 | 1.0442 | 1.05 | 1.048 | 1.0442 | -9.5797e-14 | -120.3021 | 119.9453 | -9.592e-14 | -120.3021 | 119.9453
Line12_13_15 | 0 | 0 | 0 | 0 | 0 | 0 | 0 | 0 | 0 | 0 | 0 | 0 | 4.2501e-18 | -2.3162e-11 | -6.6652e-11 | -4.2501e-18 | 2.3162e-11 | 6.6652e-11 | 6.0715e-19 | 6.3811e-11 | 1.1516e-11 | -2.4286e-18 | -6.3811e-11 | -1.1516e-11 | 0 | 0 | 0 | 0 | 0 | 0 | 1.05 | 1.048 | 1.0442 | 1.05 | 1.048 | 1.0442 | -9.592e-14 | -120.3021 | 119.9453 | -9.598e-14 | -120.3021 | 119.9453
Line13_13_14 | 0 | 0 | 0 | 0 | 0 | 0 | 0 | 0 | 0 | 0 | 0 | 0 | -3.0358e-19 | -7.7208e-12 | -2.2217e-11 | 3.0358e-19 | 7.7208e-12 | 2.2217e-11 | 5.0822e-34 | 2.127e-11 | 3.8387e-12 | -6.0715e-19 | -2.127e-11 | -3.8386e-12 | 0 | 0 | 0 | 0 | 0 | 0 | 1.05 | 1.048 | 1.0442 | 1.05 | 1.048 | 1.0442 | -9.592e-14 | -120.3021 | 119.9453 | -9.5934e-14 | -120.3021 | 119.9453
Line14_15_16 | 0 | 0 | 0 | 0 | 0 | 0 | 0 | 0 | 0 | 0 | 0 | 0 | 2.4286e-18 | -1.5442e-11 | -4.4435e-11 | -2.4286e-18 | 1.5442e-11 | 4.4435e-11 | -4.0683e-33 | 4.2541e-11 | 7.6773e-12 | -6.0715e-19 | -4.2541e-11 | -7.6773e-12 | 0 | 0 | 0 | 0 | 0 | 0 | 1.05 | 1.048 | 1.0442 | 1.05 | 1.048 | 1.0442 | -9.598e-14 | -120.3021 | 119.9453 | -9.6009e-14 | -120.3021 | 119.9453
Line15_16_17 | 0 | 0 | 0 | 0 | 0 | 0 | 0 | 0 | 0 | 0 | 0 | 0 | 9.1073e-19 | -7.7208e-12 | -2.2217e-11 | -9.1073e-19 | 7.7208e-12 | 2.2217e-11 | -1.5261e-33 | 2.127e-11 | 3.8387e-12 | 1.2143e-18 | -2.127e-11 | -3.8387e-12 | 0 | 0 | 0 | 0 | 0 | 0 | 1.05 | 1.048 | 1.0442 | 1.05 | 1.048 | 1.0442 | -9.6009e-14 | -120.3021 | 119.9453 | -9.6028e-14 | -120.3021 | 119.9453
Line16_4_18 | 0 | 0.0584 | 0.0584 | 0 | 0.0584 | 0.0584 | 0 | 0.013487 | 0.013487 | 0 | 0.013487 | 0.013487 | -3.6429e-18 | 0.013608 | 0.0035134 | 1.2143e-18 | -0.013574 | -0.0034793 | -2.4286e-18 | 0.0036287 | 0.013561 | 2.4286e-18 | -0.0035605 | -0.013493 | 0 | -135.4649 | 44.5351 | 0 | 44.5351 | -135.4649 | 1.05 | 1.0442 | 1.0387 | 1.05 | 1.0405 | 1.0331 | -9.5384e-14 | -120.5336 | 120.01 | -9.5431e-14 | -120.7668 | 120.0754
Line17_5_19 | 0 | 0 | 0 | 0 | 0 | 0 | 0 | 0 | 0 | 0 | 0 | 0 | -2.0206e-33 | -7.7208e-12 | -2.2217e-11 | 2.021e-33 | 7.7208e-12 | 2.2217e-11 | -1.2143e-18 | 2.127e-11 | 3.8387e-12 | 1.2143e-18 | -2.127e-11 | -3.8387e-12 | 0 | 0 | 0 | 0 | 0 | 0 | 1.05 | 1.048 | 1.0442 | 1.05 | 1.048 | 1.0442 | -9.5341e-14 | -120.3021 | 119.9453 | -9.536e-14 | -120.3021 | 119.9453
Line1_1_3 | 0 | 0 | 0 | 0 | 0 | 0 | 0 | 0 | 0 | 0 | 0 | 0 | 1.0322e-17 | -6.1766e-11 | -1.7774e-10 | -9.7145e-18 | 6.1766e-11 | 1.7774e-10 | 7.893e-18 | 1.7016e-10 | 3.0709e-11 | -7.893e-18 | -1.7016e-10 | -3.0709e-11 | 0 | 0 | 0 | 0 | 0 | 0 | 1.05 | 1.048 | 1.0442 | 1.05 | 1.048 | 1.0442 | -9.5303e-14 | -120.3021 | 119.9453 | -9.548e-14 | -120.3021 | 119.9453
Line2_1_4 | 0 | 0.0584 | 0.0584 | 0 | 0.0584 | 0.0584 | 0 | 0.013487 | 0.013487 | 0 | 0.013487 | 0.013487 | 3.6429e-18 | 0.013642 | 0.0035475 | -4.2501e-18 | -0.013608 | -0.0035134 | -6.0595e-33 | 0.003697 | 0.013629 | -1.2143e-18 | -0.0036287 | -0.013561 | 0 | -135.4649 | 44.5351 | 0 | 44.5351 | -135.4649 | 1.05 | 1.048 | 1.0442 | 1.05 | 1.0442 | 1.0387 | -9.5303e-14 | -120.3021 | 119.9453 | -9.5384e-14 | -120.5336 | 120.01
Line3_1_5 | 0 | 0 | 0 | 0 | 0 | 0 | 0 | 0 | 0 | 0 | 0 | 0 | 9.1073e-19 | -1.5442e-11 | -4.4435e-11 | -3.0358e-19 | 1.5442e-11 | 4.4435e-11 | 6.0715e-19 | 4.2541e-11 | 7.6773e-12 | -1.8215e-18 | -4.2541e-11 | -7.6773e-12 | 0 | 0 | 0 | 0 | 0 | 0 | 1.05 | 1.048 | 1.0442 | 1.05 | 1.048 | 1.0442 | -9.5303e-14 | -120.3021 | 119.9453 | -9.5341e-14 | -120.3021 | 119.9453
Line4_2_6 | 0 | 0 | 0 | 0 | 0 | 0 | 0 | 0 | 0 | 0 | 0 | 0 | 4.2501e-18 | -3.8604e-11 | -1.1109e-10 | -4.2501e-18 | 3.8604e-11 | 1.1109e-10 | 5.4644e-18 | 1.0635e-10 | 1.9193e-11 | -5.4644e-18 | -1.0635e-10 | -1.9193e-11 | 0 | 0 | 0 | 0 | 0 | 0 | 1.05 | 1.048 | 1.0442 | 1.05 | 1.048 | 1.0442 | -9.5375e-14 | -120.3021 | 119.9453 | -9.5426e-14 | -120.3021 | 119.9453
Line5_6_7 | 0 | 0 | 0 | 0 | 0 | 0 | 0 | 0 | 0 | 0 | 0 | 0 | 3.0358e-18 | -3.0883e-11 | -8.887e-11 | -3.0358e-18 | 3.0883e-11 | 8.887e-11 | 2.4286e-18 | 8.5081e-11 | 1.5355e-11 | -2.4286e-18 | -8.5081e-11 | -1.5355e-11 | 0 | 0 | 0 | 0 | 0 | 0 | 1.05 | 1.048 | 1.0442 | 1.05 | 1.048 | 1.0442 | -9.5426e-14 | -120.3021 | 119.9453 | -9.5464e-14 | -120.3021 | 119.9453
Line6_7_8 | 0 | 0 | 0 | 0 | 0 | 0 | 0 | 0 | 0 | 0 | 0 | 0 | 1.2143e-18 | -2.3162e-11 | -6.6652e-11 | -1.2143e-18 | 2.3162e-11 | 6.6652e-11 | 6.0715e-19 | 6.3811e-11 | 1.1516e-11 | 2.0237e-33 | -6.3811e-11 | -1.1516e-11 | 0 | 0 | 0 | 0 | 0 | 0 | 1.05 | 1.048 | 1.0442 | 1.05 | 1.048 | 1.0442 | -9.5464e-14 | -120.3021 | 119.9453 | -9.5486e-14 | -120.3021 | 119.9453
Line7_8_9 | 0 | 0 | 0 | 0 | 0 | 0 | 0 | 0 | 0 | 0 | 0 | 0 | 3.0358e-19 | -7.7208e-12 | -2.2217e-11 | -3.0358e-19 | 7.7208e-12 | 2.2217e-11 | -1.2143e-18 | 2.127e-11 | 3.8387e-12 | 5.06e-34 | -2.127e-11 | -3.8387e-12 | 0 | 0 | 0 | 0 | 0 | 0 | 1.05 | 1.048 | 1.0442 | 1.05 | 1.048 | 1.0442 | -9.5486e-14 | -120.3021 | 119.9453 | -9.5501e-14 | -120.3021 | 119.9453
Line8_8_10 | 0 | 0 | 0 | 0 | 0 | 0 | 0 | 0 | 0 | 0 | 0 | 0 | -6.0715e-19 | -7.7208e-12 | -2.2217e-11 | 6.0715e-19 | 7.7208e-12 | 2.2217e-11 | 1.0119e-33 | 2.127e-11 | 3.8387e-12 | -1.2143e-18 | -2.127e-11 | -3.8386e-12 | 0 | 0 | 0 | 0 | 0 | 0 | 1.05 | 1.048 | 1.0442 | 1.05 | 1.048 | 1.0442 | -9.5486e-14 | -120.3021 | 119.9453 | -9.5494e-14 | -120.3021 | 119.9453
Line9_3_11 | 0 | 0 | 0 | 0 | 0 | 0 | 0 | 0 | 0 | 0 | 0 | 0 | 9.4109e-18 | -5.4045e-11 | -1.5552e-10 | -8.8037e-18 | 5.4045e-11 | 1.5552e-10 | 4.8572e-18 | 1.4889e-10 | 2.6871e-11 | -5.4644e-18 | -1.4889e-10 | -2.6871e-11 | 0 | 0 | 0 | 0 | 0 | 0 | 1.05 | 1.048 | 1.0442 | 1.05 | 1.048 | 1.0442 | -9.548e-14 | -120.3021 | 119.9453 | -9.5646e-14 | -120.3021 | 119.9453

## LL_max_fault_10
name | pf_ikss_a_from_ka | pf_ikss_b_from_ka | pf_ikss_c_from_ka | pf_ikss_a_to_ka | pf_ikss_b_to_ka | pf_ikss_c_to_ka | pf_skss_a_from_mw | pf_skss_b_from_mw | pf_skss_c_from_mw | pf_skss_a_to_mw | pf_skss_b_to_mw | pf_skss_c_to_mw | pf_p_a_from_mw | pf_p_b_from_mw | pf_p_c_from_mw | pf_p_a_to_mw | pf_p_b_to_mw | pf_p_c_to_mw | pf_q_a_from_mvar | pf_q_b_from_mvar | pf_q_c_from_mvar | pf_q_a_to_mvar | pf_q_b_to_mvar | pf_q_c_to_mvar | pf_ikss_a_from_degree | pf_ikss_b_from_degree | pf_ikss_c_from_degree | pf_ikss_a_to_degree | pf_ikss_b_to_degree | pf_ikss_c_to_degree | pf_vm_a_from_pu | pf_vm_b_from_pu | pf_vm_c_from_pu | pf_vm_a_to_pu | pf_vm_b_to_pu | pf_vm_c_to_pu | pf_va_a_from_degree | pf_va_b_from_degree | pf_va_c_from_degree | pf_va_a_to_degree | pf_va_b_to_degree | pf_va_c_to_degree
Line0_1_2 | 0 | 0 | 0 | 0 | 0 | 0 | 0 | 0 | 0 | 0 | 0 | 0 | 4.7705e-18 | -5.3219e-11 | -1.5314e-10 | -4.7705e-18 | 5.3219e-11 | 1.5314e-10 | 6.3607e-18 | 1.4664e-10 | 2.6437e-11 | -6.9967e-18 | -1.4664e-10 | -2.6437e-11 | 0 | 0 | 0 | 0 | 0 | 0 | 1.1 | 1.0978 | 1.0936 | 1.1 | 1.0978 | 1.0936 | 1.9781e-14 | -120.3163 | 119.9428 | 1.9716e-14 | -120.3163 | 119.9428
Line10_11_12 | 0 | 0 | 0 | 0 | 0 | 0 | 0 | 0 | 0 | 0 | 0 | 0 | 9.2229e-18 | -5.3219e-11 | -1.5314e-10 | -9.2229e-18 | 5.3219e-11 | 1.5314e-10 | 3.1803e-18 | 1.4664e-10 | 2.6437e-11 | -3.8164e-18 | -1.4664e-10 | -2.6437e-11 | 0 | 0 | 0 | 0 | 0 | 0 | 1.1 | 1.0978 | 1.0936 | 1.1 | 1.0978 | 1.0936 | 1.9406e-14 | -120.3163 | 119.9428 | 1.9248e-14 | -120.3163 | 119.9428
Line11_12_13 | 0 | 0 | 0 | 0 | 0 | 0 | 0 | 0 | 0 | 0 | 0 | 0 | 6.6787e-18 | -4.4349e-11 | -1.2762e-10 | -6.6787e-18 | 4.4349e-11 | 1.2762e-10 | 1.9082e-18 | 1.222e-10 | 2.2031e-11 | -1.2721e-18 | -1.222e-10 | -2.2031e-11 | 0 | 0 | 0 | 0 | 0 | 0 | 1.1 | 1.0978 | 1.0936 | 1.1 | 1.0978 | 1.0936 | 1.9248e-14 | -120.3163 | 119.9428 | 1.9119e-14 | -120.3163 | 119.9428
Line12_13_15 | 0 | 0 | 0 | 0 | 0 | 0 | 0 | 0 | 0 | 0 | 0 | 0 | 3.8164e-18 | -2.6609e-11 | -7.6572e-11 | -4.4525e-18 | 2.6609e-11 | 7.6572e-11 | 2.5443e-18 | 7.332e-11 | 1.3218e-11 | -3.8164e-18 | -7.332e-11 | -1.3218e-11 | 0 | 0 | 0 | 0 | 0 | 0 | 1.1 | 1.0978 | 1.0936 | 1.1 | 1.0978 | 1.0936 | 1.9119e-14 | -120.3163 | 119.9428 | 1.9056e-14 | -120.3163 | 119.9428
Line13_13_14 | 0 | 0 | 0 | 0 | 0 | 0 | 0 | 0 | 0 | 0 | 0 | 0 | -9.541e-19 | -8.8698e-12 | -2.5524e-11 | 3.1803e-19 | 8.8698e-12 | 2.5524e-11 | 6.3607e-19 | 2.444e-11 | 4.4061e-12 | -6.3607e-19 | -2.444e-11 | -4.4061e-12 | 0 | 0 | 0 | 0 | 0 | 0 | 1.1 | 1.0978 | 1.0936 | 1.1 | 1.0978 | 1.0936 | 1.9119e-14 | -120.3163 | 119.9428 | 1.9104e-14 | -120.3163 | 119.9428
Line14_15_16 | 0 | 0 | 0 | 0 | 0 | 0 | 0 | 0 | 0 | 0 | 0 | 0 | 1.9082e-18 | -1.7739e-11 | -5.1048e-11 | -1.9082e-18 | 1.7739e-11 | 5.1048e-11 | 3.1803e-18 | 4.888e-11 | 8.8123e-12 | -3.1803e-18 | -4.888e-11 | -8.8123e-12 | 0 | 0 | 0 | 0 | 0 | 0 | 1.1 | 1.0978 | 1.0936 | 1.1 | 1.0978 | 1.0936 | 1.9056e-14 | -120.3163 | 119.9428 | 1.9025e-14 | -120.3163 | 119.9428
Line15_16_17 | 0 | 0 | 0 | 0 | 0 | 0 | 0 | 0 | 0 | 0 | 0 | 0 | 6.3607e-19 | -8.8697e-12 | -2.5524e-11 | -6.3607e-19 | 8.8698e-12 | 2.5524e-11 | 2.1121e-34 | 2.444e-11 | 4.4061e-12 | 6.3607e-19 | -2.444e-11 | -4.4061e-12 | 0 | 0 | 0 | 0 | 0 | 0 | 1.1 | 1.0978 | 1.0936 | 1.1 | 1.0978 | 1.0936 | 1.9025e-14 | -120.3163 | 119.9428 | 1.9006e-14 | -120.3163 | 119.9428
Line16_4_18 | 0 | 0.061167 | 0.061167 | 0 | 0.061167 | 0.061167 | 0 | 0.014126 | 0.014126 | 0 | 0.014126 | 0.014126 | 1.2721e-18 | 0.01493 | 0.0038518 | -1.2721e-18 | -0.014893 | -0.0038144 | 4.3712e-34 | 0.0039805 | 0.014876 | 2.5443e-18 | -0.0039057 | -0.014801 | 0 | -135.4761 | 44.5239 | 0 | 44.5239 | -135.4761 | 1.1 | 1.0938 | 1.0878 | 1.1 | 1.0899 | 1.0821 | 1.9687e-14 | -120.5478 | 120.0075 | 1.963e-14 | -120.781 | 120.073
Line17_5_19 | 0 | 0 | 0 | 0 | 0 | 0 | 0 | 0 | 0 | 0 | 0 | 0 | -9.541e-19 | -8.8697e-12 | -2.5524e-11 | 3.1803e-19 | 8.8698e-12 | 2.5524e-11 | -1.2721e-18 | 2.444e-11 | 4.4061e-12 | 1.2721e-18 | -2.444e-11 | -4.4061e-12 | 0 | 0 | 0 | 0 | 0 | 0 | 1.1 | 1.0978 | 1.0936 | 1.1 | 1.0978 | 1.0936 | 1.9736e-14 | -120.3163 | 119.9428 | 1.9716e-14 | -120.3163 | 119.9428
Line1_1_3 | 0 | 0 | 0 | 0 | 0 | 0 | 0 | 0 | 0 | 0 | 0 | 0 | 1.3357e-17 | -7.0958e-11 | -2.0419e-10 | -1.3357e-17 | 7.0958e-11 | 2.0419e-10 | 8.9049e-18 | 1.9552e-10 | 3.5249e-11 | -8.9049e-18 | -1.9552e-10 | -3.5249e-11 | 0 | 0 | 0 | 0 | 0 | 0 | 1.1 | 1.0978 | 1.0936 | 1.1 | 1.0978 | 1.0936 | 1.9781e-14 | -120.3163 | 119.9428 | 1.958e-14 | -120.3163 | 119.9428
Line2_1_4 | 0 | 0.061167 | 0.061167 | 0 | 0.061167 | 0.061167 | 0 | 0.014126 | 0.014126 | 0 | 0.014126 | 0.014126 | 5.0885e-18 | 0.014968 | 0.0038892 | -3.8164e-18 | -0.01493 | -0.0038518 | 2.5443e-18 | 0.0040553 | 0.014951 | -1.2721e-18 | -0.0039805 | -0.014876 | 0 | -135.4761 | 44.5239 | 0 | 44.5239 | -135.4761 | 1.1 | 1.0978 | 1.0936 | 1.1 | 1.0938 | 1.0878 | 1.9781e-14 | -120.3163 | 119.9428 | 1.9687e-14 | -120.5478 | 120.0075
Line3_1_5 | 0 | 0 | 0 | 0 | 0 | 0 | 0 | 0 | 0 | 0 | 0 | 0 | 2.2262e-18 | -1.7739e-11 | -5.1048e-11 | -2.2262e-18 | 1.7739e-11 | 5.1048e-11 | 1.2721e-18 | 4.888e-11 | 8.8123e-12 | -1.9082e-18 | -4.888e-11 | -8.8123e-12 | 0 | 0 | 0 | 0 | 0 | 0 | 1.1 | 1.0978 | 1.0936 | 1.1 | 1.0978 | 1.0936 | 1.9781e-14 | -120.3163 | 119.9428 | 1.9736e-14 | -120.3163 | 119.9428
Line4_2_6 | 0 | 0 | 0 | 0 | 0 | 0 | 0 | 0 | 0 | 0 | 0 | 0 | 1.2721e-18 | -4.4349e-11 | -1.2762e-10 | -1.9082e-18 | 4.4349e-11 | 1.2762e-10 | 3.8164e-18 | 1.222e-10 | 2.2031e-11 | -3.8164e-18 | -1.222e-10 | -2.2031e-11 | 0 | 0 | 0 | 0 | 0 | 0 | 1.1 | 1.0978 | 1.0936 | 1.1 | 1.0978 | 1.0936 | 1.9716e-14 | -120.3163 | 119.9428 | 1.966e-14 | -120.3163 | 119.9428
Line5_6_7 | 0 | 0 | 0 | 0 | 0 | 0 | 0 | 0 | 0 | 0 | 0 | 0 | 3.4984e-18 | -3.5479e-11 | -1.021e-10 | -2.8623e-18 | 3.5479e-11 | 1.021e-10 | 6.3607e-19 | 9.776e-11 | 1.7624e-11 | -6.3607e-19 | -9.776e-11 | -1.7624e-11 | 0 | 0 | 0 | 0 | 0 | 0 | 1.1 | 1.0978 | 1.0936 | 1.1 | 1.0978 | 1.0936 | 1.966e-14 | -120.3163 | 119.9428 | 1.9579e-14 | -120.3163 | 119.9428
Line6_7_8 | 0 | 0 | 0 | 0 | 0 | 0 | 0 | 0 | 0 | 0 | 0 | 0 | 2.5443e-18 | -2.6609e-11 | -7.6572e-11 | -2.5443e-18 | 2.6609e-11 | 7.6572e-11 | 2.5443e-18 | 7.332e-11 | 1.3218e-11 | -2.5443e-18 | -7.332e-11 | -1.3218e-11 | 0 | 0 | 0 | 0 | 0 | 0 | 1.1 | 1.0978 | 1.0936 | 1.1 | 1.0978 | 1.0936 | 1.9579e-14 | -120.3163 | 119.9428 | 1.9518e-14 | -120.3163 | 119.9428
Line7_8_9 | 0 | 0 | 0 | 0 | 0 | 0 | 0 | 0 | 0 | 0 | 0 | 0 | 3.1803e-19 | -8.8698e-12 | -2.5524e-11 | -3.1803e-19 | 8.8698e-12 | 2.5524e-11 | 6.3607e-19 | 2.444e-11 | 4.4061e-12 | -6.3607e-19 | -2.444e-11 | -4.4061e-12 | 0 | 0 | 0 | 0 | 0 | 0 | 1.1 | 1.0978 | 1.0936 | 1.1 | 1.0978 | 1.0936 | 1.9518e-14 | -120.3163 | 119.9428 | 1.9503e-14 | -120.3163 | 119.9428
Line8_8_10 | 0 | 0 | 0 | 0 | 0 | 0 | 0 | 0 | 0 | 0 | 0 | 0 | 9.541e-19 | -8.8698e-12 | -2.5524e-11 | -9.541e-19 | 8.8698e-12 | 2.5524e-11 | 3.2502e-34 | 2.444e-11 | 4.4061e-12 | -3.2458e-34 | -2.444e-11 | -4.4061e-12 | 0 | 0 | 0 | 0 | 0 | 0 | 1.1 | 1.0978 | 1.0936 | 1.1 | 1.0978 | 1.0936 | 1.9518e-14 | -120.3163 | 119.9428 | 1.9492e-14 | -120.3163 | 119.9428
Line9_3_11 | 0 | 0 | 0 | 0 | 0 | 0 | 0 | 0 | 0 | 0 | 0 | 0 | 1.1131e-17 | -6.2088e-11 | -1.7867e-10 | -1.1131e-17 | 6.2088e-11 | 1.7867e-10 | 5.0885e-18 | 1.7108e-10 | 3.0843e-11 | -4.4525e-18 | -1.7108e-10 | -3.0843e-11 | 0 | 0 | 0 | 0 | 0 | 0 | 1.1 | 1.0978 | 1.0936 | 1.1 | 1.0978 | 1.0936 | 1.958e-14 | -120.3163 | 119.9428 | 1.9406e-14 | -120.3163 | 119.9428

## LL_min_6
name | pf_ikss_a_from_ka | pf_ikss_b_from_ka | pf_ikss_c_from_ka | pf_ikss_a_to_ka | pf_ikss_b_to_ka | pf_ikss_c_to_ka | pf_skss_a_from_mw | pf_skss_b_from_mw | pf_skss_c_from_mw | pf_skss_a_to_mw | pf_skss_b_to_mw | pf_skss_c_to_mw | pf_p_a_from_mw | pf_p_b_from_mw | pf_p_c_from_mw | pf_p_a_to_mw | pf_p_b_to_mw | pf_p_c_to_mw | pf_q_a_from_mvar | pf_q_b_from_mvar | pf_q_c_from_mvar | pf_q_a_to_mvar | pf_q_b_to_mvar | pf_q_c_to_mvar | pf_ikss_a_from_degree | pf_ikss_b_from_degree | pf_ikss_c_from_degree | pf_ikss_a_to_degree | pf_ikss_b_to_degree | pf_ikss_c_to_degree | pf_vm_a_from_pu | pf_vm_b_from_pu | pf_vm_c_from_pu | pf_vm_a_to_pu | pf_vm_b_to_pu | pf_vm_c_to_pu | pf_va_a_from_degree | pf_va_b_from_degree | pf_va_c_from_degree | pf_va_a_to_degree | pf_va_b_to_degree | pf_va_c_to_degree
Line0_1_2 | 0 | 0 | 0 | 0 | 0 | 0 | 0 | 0 | 0 | 0 | 0 | 0 | 2.6368e-17 | -1.4366e-09 | -3.9666e-09 | -2.6368e-17 | 1.4366e-09 | 3.9666e-09 | 5.2736e-17 | 4.6273e-09 | -2.4518e-10 | -1.7579e-17 | -4.6273e-09 | 2.4518e-10 | 0 | 0 | 0 | 0 | 0 | 0 | 0.95 | 0.83839 | 0.68767 | 0.95 | 0.83839 | 0.68767 | -1.2671e-11 | -135.3123 | 120.9775 | -1.2668e-11 | -135.3123 | 120.9775
Line10_11_12 | 0 | 0 | 0 | 0 | 0 | 0 | 0 | 0 | 0 | 0 | 0 | 0 | -2.6368e-17 | -1.4366e-09 | -3.9666e-09 | 8.7893e-18 | 1.4366e-09 | 3.9666e-09 | 1.2305e-16 | 4.6273e-09 | -2.4518e-10 | -8.7893e-17 | -4.6273e-09 | 2.4518e-10 | 0 | 0 | 0 | 0 | 0 | 0 | 0.95 | 0.83839 | 0.68767 | 0.95 | 0.83839 | 0.68767 | -1.2663e-11 | -135.3123 | 120.9775 | -1.2659e-11 | -135.3123 | 120.9775
Line11_12_13 | 0 | 0 | 0 | 0 | 0 | 0 | 0 | 0 | 0 | 0 | 0 | 0 | -3.5157e-17 | -1.1971e-09 | -3.3055e-09 | 3.5157e-17 | 1.1971e-09 | 3.3055e-09 | 1.2305e-16 | 3.8561e-09 | -2.0432e-10 | -1.4063e-16 | -3.8561e-09 | 2.0432e-10 | 0 | 0 | 0 | 0 | 0 | 0 | 0.95 | 0.83839 | 0.68767 | 0.95 | 0.83839 | 0.68767 | -1.2659e-11 | -135.3123 | 120.9775 | -1.2656e-11 | -135.3123 | 120.9775
Line12_13_15 | 0 | 0 | 0 | 0 | 0 | 0 | 0 | 0 | 0 | 0 | 0 | 0 | -3.5157e-17 | -7.1829e-10 | -1.9833e-09 | 1.7579e-17 | 7.1829e-10 | 1.9833e-09 | 7.7655e-30 | 2.3137e-09 | -1.2259e-10 | -1.7579e-17 | -2.3137e-09 | 1.2259e-10 | 0 | 0 | 0 | 0 | 0 | 0 | 0.95 | 0.83839 | 0.68767 | 0.95 | 0.83839 | 0.68767 | -1.2656e-11 | -135.3123 | 120.9775 | -1.2654e-11 | -135.3123 | 120.9775
Line13_13_14 | 0 | 0 | 0 | 0 | 0 | 0 | 0 | 0 | 0 | 0 | 0 | 0 | 3.5157e-17 | -2.3943e-10 | -6.611e-10 | -3.5157e-17 | 2.3943e-10 | 6.611e-10 | 1.7579e-17 | 7.7122e-10 | -4.0864e-11 | -1.7579e-17 | -7.7122e-10 | 4.0864e-11 | 0 | 0 | 0 | 0 | 0 | 0 | 0.95 | 0.83839 | 0.68767 | 0.95 | 0.83839 | 0.68767 | -1.2656e-11 | -135.3123 | 120.9775 | -1.2656e-11 | -135.3123 | 120.9775
Line14_15_16 | 0 | 0 | 0 | 0 | 0 | 0 | 0 | 0 | 0 | 0 | 0 | 0 | -3.5157e-17 | -4.7886e-10 | -1.3222e-09 | 1.7579e-17 | 4.7886e-10 | 1.3222e-09 | 7.7645e-30 | 1.5424e-09 | -8.1728e-11 | -1.7579e-17 | -1.5424e-09 | 8.1728e-11 | 0 | 0 | 0 | 0 | 0 | 0 | 0.95 | 0.83839 | 0.68767 | 0.95 | 0.83839 | 0.68767 | -1.2654e-11 | -135.3123 | 120.9775 | -1.2653e-11 | -135.3123 | 120.9775
Line15_16_17 | 0 | 0 | 0 | 0 | 0 | 0 | 0 | 0 | 0 | 0 | 0 | 0 | 3.8819e-30 | -2.3943e-10 | -6.611e-10 | -3.8818e-30 | 2.3943e-10 | 6.611e-10 | 1.7579e-17 | 7.7122e-10 | -4.0864e-11 | -1.7579e-17 | -7.7122e-10 | 4.0864e-11 | 0 | 0 | 0 | 0 | 0 | 0 | 0.95 | 0.83839 | 0.68767 | 0.95 | 0.83839 | 0.68767 | -1.2653e-11 | -135.3123 | 120.9775 | -1.2652e-11 | -135.3123 | 120.9775
Line16_4_18 | 0 | 2.5068 | 2.5068 | 0 | 2.5068 | 2.5068 | 0 | 0.57893 | 0.57893 | 0 | 0.57893 | 0.57893 | 7.0314e-17 | 0.35328 | -0.11197 | -7.0314e-17 | -0.23262 | 0.23262 | -7.0314e-17 | -0.020967 | 0.27233 | 7.0314e-17 | 0.14665 | -0.14665 | 0 | -147.7717 | 32.2283 | 0 | 32.2283 | -147.7717 | 0.95 | 0.6113 | 0.50862 | 0.95 | 0.475 | 0.475 | -1.267e-11 | -151.1682 | 144.5775 | -1.2671e-11 | -180 | -180
Line17_5_19 | 0 | 0 | 0 | 0 | 0 | 0 | 0 | 0 | 0 | 0 | 0 | 0 | -1.7579e-17 | -2.3943e-10 | -6.611e-10 | -7.7741e-30 | 2.3943e-10 | 6.611e-10 | 1.7579e-17 | 7.7122e-10 | -4.0864e-11 | -3.5157e-17 | -7.7122e-10 | 4.0864e-11 | 0 | 0 | 0 | 0 | 0 | 0 | 0.95 | 0.83839 | 0.68767 | 0.95 | 0.83839 | 0.68767 | -1.267e-11 | -135.3123 | 120.9775 | -1.2669e-11 | -135.3123 | 120.9775
Line1_1_3 | 0 | 0 | 0 | 0 | 0 | 0 | 0 | 0 | 0 | 0 | 0 | 0 | -4.3946e-17 | -1.9154e-09 | -5.2888e-09 | 4.3946e-17 | 1.9154e-09 | 5.2888e-09 | 1.2305e-16 | 6.1697e-09 | -3.2691e-10 | -1.0547e-16 | -6.1697e-09 | 3.2691e-10 | 0 | 0 | 0 | 0 | 0 | 0 | 0.95 | 0.83839 | 0.68767 | 0.95 | 0.83839 | 0.68767 | -1.2671e-11 | -135.3123 | 120.9775 | -1.2667e-11 | -135.3123 | 120.9775
Line2_1_4 | 0 | 2.5068 | 2.5068 | 0 | 2.5068 | 2.5068 | 0 | 0.57893 | 0.57893 | 0 | 0.57893 | 0.57893 | -3.5157e-17 | 0.47394 | 0.0086903 | 3.5157e-17 | -0.35328 | 0.11197 | 7.7752e-30 | 0.10472 | 0.39802 | 7.0314e-17 | 0.020967 | -0.27233 | 0 | -147.7717 | 32.2283 | 0 | 32.2283 | -147.7717 | 0.95 | 0.83839 | 0.68767 | 0.95 | 0.6113 | 0.50862 | -1.2671e-11 | -135.3123 | 120.9775 | -1.267e-11 | -151.1682 | 144.5775
Line3_1_5 | 0 | 0 | 0 | 0 | 0 | 0 | 0 | 0 | 0 | 0 | 0 | 0 | -5.2736e-17 | -4.7886e-10 | -1.3222e-09 | 3.5157e-17 | 4.7886e-10 | 1.3222e-09 | 1.7579e-17 | 1.5424e-09 | -8.1728e-11 | 1.7579e-17 | -1.5424e-09 | 8.1728e-11 | 0 | 0 | 0 | 0 | 0 | 0 | 0.95 | 0.83839 | 0.68767 | 0.95 | 0.83839 | 0.68767 | -1.2671e-11 | -135.3123 | 120.9775 | -1.267e-11 | -135.3123 | 120.9775
Line4_2_6 | 0 | 0 | 0 | 0 | 0 | 0 | 0 | 0 | 0 | 0 | 0 | 0 | 5.2736e-17 | -1.1971e-09 | -3.3055e-09 | -5.2736e-17 | 1.1971e-09 | 3.3055e-09 | 1.7579e-17 | 3.8561e-09 | -2.0432e-10 | -1.7579e-17 | -3.8561e-09 | 2.0432e-10 | 0 | 0 | 0 | 0 | 0 | 0 | 0.95 | 0.83839 | 0.68767 | 0.95 | 0.83839 | 0.68767 | -1.2668e-11 | -135.3123 | 120.9775 | -1.2666e-11 | -135.3123 | 120.9775
Line5_6_7 | 0 | 0 | 0 | 0 | 0 | 0 | 0 | 0 | 0 | 0 | 0 | 0 | 8.7893e-18 | -9.5772e-10 | -2.6444e-09 | -8.7893e-18 | 9.5772e-10 | 2.6444e-09 | 1.2305e-16 | 3.0849e-09 | -1.6346e-10 | -7.0314e-17 | -3.0849e-09 | 1.6346e-10 | 0 | 0 | 0 | 0 | 0 | 0 | 0.95 | 0.83839 | 0.68767 | 0.95 | 0.83839 | 0.68767 | -1.2666e-11 | -135.3123 | 120.9775 | -1.2664e-11 | -135.3123 | 120.9775
Line6_7_8 | 0 | 0 | 0 | 0 | 0 | 0 | 0 | 0 | 0 | 0 | 0 | 0 | 5.2736e-17 | -7.1829e-10 | -1.9833e-09 | -3.5157e-17 | 7.1829e-10 | 1.9833e-09 | 5.2736e-17 | 2.3136e-09 | -1.2259e-10 | -5.2736e-17 | -2.3136e-09 | 1.2259e-10 | 0 | 0 | 0 | 0 | 0 | 0 | 0.95 | 0.83839 | 0.68767 | 0.95 | 0.83839 | 0.68767 | -1.2664e-11 | -135.3123 | 120.9775 | -1.2662e-11 | -135.3123 | 120.9775
Line7_8_9 | 0 | 0 | 0 | 0 | 0 | 0 | 0 | 0 | 0 | 0 | 0 | 0 | -8.7893e-18 | -2.3943e-10 | -6.611e-10 | 8.7893e-18 | 2.3943e-10 | 6.611e-10 | 1.7579e-17 | 7.7122e-10 | -4.0864e-11 | -1.9424e-30 | -7.7122e-10 | 4.0864e-11 | 0 | 0 | 0 | 0 | 0 | 0 | 0.95 | 0.83839 | 0.68767 | 0.95 | 0.83839 | 0.68767 | -1.2662e-11 | -135.3123 | 120.9775 | -1.2662e-11 | -135.3123 | 120.9775
Line8_8_10 | 0 | 0 | 0 | 0 | 0 | 0 | 0 | 0 | 0 | 0 | 0 | 0 | -1.7579e-17 | -2.3943e-10 | -6.611e-10 | 1.7579e-17 | 2.3943e-10 | 6.611e-10 | 7.0314e-17 | 7.7122e-10 | -4.0864e-11 | -5.2736e-17 | -7.7122e-10 | 4.0864e-11 | 0 | 0 | 0 | 0 | 0 | 0 | 0.95 | 0.83839 | 0.68767 | 0.95 | 0.83839 | 0.68767 | -1.2662e-11 | -135.3123 | 120.9775 | -1.2663e-11 | -135.3123 | 120.9775
Line9_3_11 | 0 | 0 | 0 | 0 | 0 | 0 | 0 | 0 | 0 | 0 | 0 | 0 | 1.7579e-17 | -1.676e-09 | -4.6277e-09 | -1.7579e-17 | 1.676e-09 | 4.6277e-09 | 1.2305e-16 | 5.3985e-09 | -2.8605e-10 | -1.2305e-16 | -5.3985e-09 | 2.8605e-10 | 0 | 0 | 0 | 0 | 0 | 0 | 0.95 | 0.83839 | 0.68767 | 0.95 | 0.83839 | 0.68767 | -1.2667e-11 | -135.3123 | 120.9775 | -1.2663e-11 | -135.3123 | 120.9775

## LL_min_10
name | pf_ikss_a_from_ka | pf_ikss_b_from_ka | pf_ikss_c_from_ka | pf_ikss_a_to_ka | pf_ikss_b_to_ka | pf_ikss_c_to_ka | pf_skss_a_from_mw | pf_skss_b_from_mw | pf_skss_c_from_mw | pf_skss_a_to_mw | pf_skss_b_to_mw | pf_skss_c_to_mw | pf_p_a_from_mw | pf_p_b_from_mw | pf_p_c_from_mw | pf_p_a_to_mw | pf_p_b_to_mw | pf_p_c_to_mw | pf_q_a_from_mvar | pf_q_b_from_mvar | pf_q_c_from_mvar | pf_q_a_to_mvar | pf_q_b_to_mvar | pf_q_c_to_mvar | pf_ikss_a_from_degree | pf_ikss_b_from_degree | pf_ikss_c_from_degree | pf_ikss_a_to_degree | pf_ikss_b_to_degree | pf_ikss_c_to_degree | pf_vm_a_from_pu | pf_vm_b_from_pu | pf_vm_c_from_pu | pf_vm_a_to_pu | pf_vm_b_to_pu | pf_vm_c_to_pu | pf_va_a_from_degree | pf_va_b_from_degree | pf_va_c_from_degree | pf_va_a_to_degree | pf_va_b_to_degree | pf_va_c_to_degree
Line0_1_2 | 0 | 0 | 0 | 0 | 0 | 0 | 0 | 0 | 0 | 0 | 0 | 0 | 7.494e-17 | -1.2893e-09 | -3.56e-09 | -5.8287e-17 | 1.2893e-09 | 3.56e-09 | -4.996e-17 | 4.153e-09 | -2.2005e-10 | 3.3307e-17 | -4.153e-09 | 2.2005e-10 | 0 | 0 | 0 | 0 | 0 | 0 | 0.9 | 0.79426 | 0.65148 | 0.9 | 0.79426 | 0.65148 | -1.3101e-11 | -135.3123 | 120.9775 | -1.3099e-11 | -135.3123 | 120.9775
Line10_11_12 | 0 | 0 | 0 | 0 | 0 | 0 | 0 | 0 | 0 | 0 | 0 | 0 | -1.6653e-17 | -1.2893e-09 | -3.56e-09 | 3.3307e-17 | 1.2893e-09 | 3.56e-09 | 9.992e-17 | 4.153e-09 | -2.2006e-10 | -1.1657e-16 | -4.153e-09 | 2.2006e-10 | 0 | 0 | 0 | 0 | 0 | 0 | 0.9 | 0.79426 | 0.65148 | 0.9 | 0.79426 | 0.65148 | -1.3093e-11 | -135.3123 | 120.9775 | -1.3089e-11 | -135.3123 | 120.9775
Line11_12_13 | 0 | 0 | 0 | 0 | 0 | 0 | 0 | 0 | 0 | 0 | 0 | 0 | -2.498e-17 | -1.0744e-09 | -2.9667e-09 | 4.1633e-17 | 1.0744e-09 | 2.9667e-09 | 9.992e-17 | 3.4609e-09 | -1.8338e-10 | -6.6613e-17 | -3.4609e-09 | 1.8338e-10 | 0 | 0 | 0 | 0 | 0 | 0 | 0.9 | 0.79426 | 0.65148 | 0.9 | 0.79426 | 0.65148 | -1.3089e-11 | -135.3123 | 120.9775 | -1.3085e-11 | -135.3123 | 120.9775
Line12_13_15 | 0 | 0 | 0 | 0 | 0 | 0 | 0 | 0 | 0 | 0 | 0 | 0 | 8.3267e-18 | -6.4467e-10 | -1.78e-09 | 8.3267e-18 | 6.4467e-10 | 1.78e-09 | 3.3307e-17 | 2.0765e-09 | -1.1003e-10 | -1.9014e-30 | -2.0765e-09 | 1.1003e-10 | 0 | 0 | 0 | 0 | 0 | 0 | 0.9 | 0.79426 | 0.65148 | 0.9 | 0.79426 | 0.65148 | -1.3085e-11 | -135.3123 | 120.9775 | -1.3083e-11 | -135.3123 | 120.9775
Line13_13_14 | 0 | 0 | 0 | 0 | 0 | 0 | 0 | 0 | 0 | 0 | 0 | 0 | 2.498e-17 | -2.1489e-10 | -5.9334e-10 | -8.3267e-18 | 2.1489e-10 | 5.9334e-10 | 3.3307e-17 | 6.9217e-10 | -3.6676e-11 | -3.3307e-17 | -6.9217e-10 | 3.6676e-11 | 0 | 0 | 0 | 0 | 0 | 0 | 0.9 | 0.79426 | 0.65148 | 0.9 | 0.79426 | 0.65148 | -1.3085e-11 | -135.3123 | 120.9775 | -1.3085e-11 | -135.3123 | 120.9775
Line14_15_16 | 0 | 0 | 0 | 0 | 0 | 0 | 0 | 0 | 0 | 0 | 0 | 0 | -2.498e-17 | -4.2978e-10 | -1.1867e-09 | 2.498e-17 | 4.2978e-10 | 1.1867e-09 | 3.3307e-17 | 1.3843e-09 | -7.3352e-11 | -3.3307e-17 | -1.3843e-09 | 7.3352e-11 | 0 | 0 | 0 | 0 | 0 | 0 | 0.9 | 0.79426 | 0.65148 | 0.9 | 0.79426 | 0.65148 | -1.3083e-11 | -135.3123 | 120.9775 | -1.3082e-11 | -135.3123 | 120.9775
Line15_16_17 | 0 | 0 | 0 | 0 | 0 | 0 | 0 | 0 | 0 | 0 | 0 | 0 | -8.3267e-18 | -2.1489e-10 | -5.9334e-10 | 2.498e-17 | 2.1489e-10 | 5.9334e-10 | 4.996e-17 | 6.9217e-10 | -3.6676e-11 | -4.996e-17 | -6.9217e-10 | 3.6676e-11 | 0 | 0 | 0 | 0 | 0 | 0 | 0.9 | 0.79426 | 0.65148 | 0.9 | 0.79426 | 0.65148 | -1.3082e-11 | -135.3123 | 120.9775 | -1.3082e-11 | -135.3123 | 120.9775
Line16_4_18 | 0 | 2.3749 | 2.3749 | 0 | 2.3749 | 2.3749 | 0 | 0.54846 | 0.54846 | 0 | 0.54846 | 0.54846 | 6.6613e-17 | 0.31707 | -0.10049 | -6.6613e-17 | -0.20878 | 0.20878 | -6.6613e-17 | -0.018818 | 0.24442 | 6.6613e-17 | 0.13162 | -0.13162 | 0 | -147.7717 | 32.2283 | 0 | 32.2283 | -147.7717 | 0.9 | 0.57913 | 0.48185 | 0.9 | 0.45 | 0.45 | -1.31e-11 | -151.1682 | 144.5775 | -1.3101e-11 | -180 | -180
Line17_5_19 | 0 | 0 | 0 | 0 | 0 | 0 | 0 | 0 | 0 | 0 | 0 | 0 | -2.498e-17 | -2.1489e-10 | -5.9334e-10 | 4.1633e-17 | 2.1489e-10 | 5.9334e-10 | 4.996e-17 | 6.9217e-10 | -3.6676e-11 | -9.5181e-30 | -6.9217e-10 | 3.6676e-11 | 0 | 0 | 0 | 0 | 0 | 0 | 0.9 | 0.79426 | 0.65148 | 0.9 | 0.79426 | 0.65148 | -1.3099e-11 | -135.3123 | 120.9775 | -1.3099e-11 | -135.3123 | 120.9775
Line1_1_3 | 0 | 0 | 0 | 0 | 0 | 0 | 0 | 0 | 0 | 0 | 0 | 0 | 1.6653e-17 | -1.7191e-09 | -4.7467e-09 | -1.6653e-17 | 1.7191e-09 | 4.7467e-09 | 4.996e-17 | 5.5374e-09 | -2.9341e-10 | -4.996e-17 | -5.5374e-09 | 2.9341e-10 | 0 | 0 | 0 | 0 | 0 | 0 | 0.9 | 0.79426 | 0.65148 | 0.9 | 0.79426 | 0.65148 | -1.3101e-11 | -135.3123 | 120.9775 | -1.3097e-11 | -135.3123 | 120.9775
Line2_1_4 | 0 | 2.3749 | 2.3749 | 0 | 2.3749 | 2.3749 | 0 | 0.54846 | 0.54846 | 0 | 0.54846 | 0.54846 | -3.3307e-17 | 0.42536 | 0.0077996 | 3.3307e-17 | -0.31707 | 0.10049 | -6.6613e-17 | 0.093984 | 0.35722 | 6.6613e-17 | 0.018818 | -0.24442 | 0 | -147.7717 | 32.2283 | 0 | 32.2283 | -147.7717 | 0.9 | 0.79426 | 0.65148 | 0.9 | 0.57913 | 0.48185 | -1.3101e-11 | -135.3123 | 120.9775 | -1.31e-11 | -151.1682 | 144.5775
Line3_1_5 | 0 | 0 | 0 | 0 | 0 | 0 | 0 | 0 | 0 | 0 | 0 | 0 | -1.6653e-17 | -4.2978e-10 | -1.1867e-09 | 4.996e-17 | 4.2978e-10 | 1.1867e-09 | -1.6653e-17 | 1.3843e-09 | -7.3352e-11 | -1.1422e-29 | -1.3843e-09 | 7.3352e-11 | 0 | 0 | 0 | 0 | 0 | 0 | 0.9 | 0.79426 | 0.65148 | 0.9 | 0.79426 | 0.65148 | -1.3101e-11 | -135.3123 | 120.9775 | -1.3099e-11 | -135.3123 | 120.9775
Line4_2_6 | 0 | 0 | 0 | 0 | 0 | 0 | 0 | 0 | 0 | 0 | 0 | 0 | 7.494e-17 | -1.0744e-09 | -2.9667e-09 | -7.494e-17 | 1.0744e-09 | 2.9667e-09 | 3.3307e-17 | 3.4609e-09 | -1.8338e-10 | -3.3307e-17 | -3.4609e-09 | 1.8338e-10 | 0 | 0 | 0 | 0 | 0 | 0 | 0.9 | 0.79426 | 0.65148 | 0.9 | 0.79426 | 0.65148 | -1.3099e-11 | -135.3123 | 120.9775 | -1.3097e-11 | -135.3123 | 120.9775
Line5_6_7 | 0 | 0 | 0 | 0 | 0 | 0 | 0 | 0 | 0 | 0 | 0 | 0 | 4.996e-17 | -8.5956e-10 | -2.3734e-09 | -4.996e-17 | 8.5956e-10 | 2.3734e-09 | 4.996e-17 | 2.7687e-09 | -1.467e-10 | -6.6613e-17 | -2.7687e-09 | 1.467e-10 | 0 | 0 | 0 | 0 | 0 | 0 | 0.9 | 0.79426 | 0.65148 | 0.9 | 0.79426 | 0.65148 | -1.3097e-11 | -135.3123 | 120.9775 | -1.3095e-11 | -135.3123 | 120.9775
Line6_7_8 | 0 | 0 | 0 | 0 | 0 | 0 | 0 | 0 | 0 | 0 | 0 | 0 | 8.3267e-18 | -6.4467e-10 | -1.78e-09 | -8.3267e-18 | 6.4467e-10 | 1.78e-09 | 3.3307e-17 | 2.0765e-09 | -1.1003e-10 | -3.3307e-17 | -2.0765e-09 | 1.1003e-10 | 0 | 0 | 0 | 0 | 0 | 0 | 0.9 | 0.79426 | 0.65148 | 0.9 | 0.79426 | 0.65148 | -1.3095e-11 | -135.3123 | 120.9775 | -1.3093e-11 | -135.3123 | 120.9775
Line7_8_9 | 0 | 0 | 0 | 0 | 0 | 0 | 0 | 0 | 0 | 0 | 0 | 0 | 8.3267e-18 | -2.1489e-10 | -5.9334e-10 | -2.498e-17 | 2.1489e-10 | 5.9334e-10 | -1.6653e-17 | 6.9217e-10 | -3.6676e-11 | 5.7084e-30 | -6.9217e-10 | 3.6676e-11 | 0 | 0 | 0 | 0 | 0 | 0 | 0.9 | 0.79426 | 0.65148 | 0.9 | 0.79426 | 0.65148 | -1.3093e-11 | -135.3123 | 120.9775 | -1.3093e-11 | -135.3123 | 120.9775
Line8_8_10 | 0 | 0 | 0 | 0 | 0 | 0 | 0 | 0 | 0 | 0 | 0 | 0 | 8.3267e-18 | -2.1489e-10 | -5.9334e-10 | 8.3267e-18 | 2.1489e-10 | 5.9334e-10 | -1.9028e-30 | 6.9217e-10 | -3.6676e-11 | -1.9028e-30 | -6.9217e-10 | 3.6676e-11 | 0 | 0 | 0 | 0 | 0 | 0 | 0.9 | 0.79426 | 0.65148 | 0.9 | 0.79426 | 0.65148 | -1.3093e-11 | -135.3123 | 120.9775 | -1.3093e-11 | -135.3123 | 120.9775
Line9_3_11 | 0 | 0 | 0 | 0 | 0 | 0 | 0 | 0 | 0 | 0 | 0 | 0 | 1.6653e-17 | -1.5042e-09 | -4.1534e-09 | -1.6653e-17 | 1.5042e-09 | 4.1534e-09 | 8.3267e-17 | 4.8452e-09 | -2.5673e-10 | -8.3267e-17 | -4.8452e-09 | 2.5673e-10 | 0 | 0 | 0 | 0 | 0 | 0 | 0.9 | 0.79426 | 0.65148 | 0.9 | 0.79426 | 0.65148 | -1.3097e-11 | -135.3123 | 120.9775 | -1.3093e-11 | -135.3123 | 120.9775

## LL_min_fault_6
name | pf_ikss_a_from_ka | pf_ikss_b_from_ka | pf_ikss_c_from_ka | pf_ikss_a_to_ka | pf_ikss_b_to_ka | pf_ikss_c_to_ka | pf_skss_a_from_mw | pf_skss_b_from_mw | pf_skss_c_from_mw | pf_skss_a_to_mw | pf_skss_b_to_mw | pf_skss_c_to_mw | pf_p_a_from_mw | pf_p_b_from_mw | pf_p_c_from_mw | pf_p_a_to_mw | pf_p_b_to_mw | pf_p_c_to_mw | pf_q_a_from_mvar | pf_q_b_from_mvar | pf_q_c_from_mvar | pf_q_a_to_mvar | pf_q_b_to_mvar | pf_q_c_to_mvar | pf_ikss_a_from_degree | pf_ikss_b_from_degree | pf_ikss_c_from_degree | pf_ikss_a_to_degree | pf_ikss_b_to_degree | pf_ikss_c_to_degree | pf_vm_a_from_pu | pf_vm_b_from_pu | pf_vm_c_from_pu | pf_vm_a_to_pu | pf_vm_b_to_pu | pf_vm_c_to_pu | pf_va_a_from_degree | pf_va_b_from_degree | pf_va_c_from_degree | pf_va_a_to_degree | pf_va_b_to_degree | pf_va_c_to_degree
Line0_1_2 | 0 | 0 | 0 | 0 | 0 | 0 | 0 | 0 | 0 | 0 | 0 | 0 | 1.03e-18 | -3.8862e-11 | -1.1288e-10 | -7.5533e-19 | 3.8862e-11 | 1.1288e-10 | -4.6356e-33 | 1.0829e-10 | 1.9912e-11 | 3.3986e-33 | -1.0829e-10 | -1.9912e-11 | 0 | 0 | 0 | 0 | 0 | 0 | 0.95 | 0.94812 | 0.94457 | 0.95 | 0.94812 | 0.94457 | -2.5787e-13 | -120.3131 | 119.9422 | -2.578e-13 | -120.3131 | 119.9422
Line10_11_12 | 0 | 0 | 0 | 0 | 0 | 0 | 0 | 0 | 0 | 0 | 0 | 0 | 5.4933e-19 | -3.8862e-11 | -1.1288e-10 | -5.4933e-19 | 3.8862e-11 | 1.1288e-10 | 2.7466e-18 | 1.0829e-10 | 1.9912e-11 | -2.1973e-18 | -1.0829e-10 | -1.9912e-11 | 0 | 0 | 0 | 0 | 0 | 0 | 0.95 | 0.94812 | 0.94457 | 0.95 | 0.94812 | 0.94457 | -2.5772e-13 | -120.3131 | 119.9422 | -2.5765e-13 | -120.3131 | 119.9422
Line11_12_13 | 0 | 0 | 0 | 0 | 0 | 0 | 0 | 0 | 0 | 0 | 0 | 0 | -4.8066e-19 | -3.2385e-11 | -9.4068e-11 | 4.8066e-19 | 3.2385e-11 | 9.4068e-11 | 3.296e-18 | 9.0245e-11 | 1.6593e-11 | -3.296e-18 | -9.0245e-11 | -1.6593e-11 | 0 | 0 | 0 | 0 | 0 | 0 | 0.95 | 0.94812 | 0.94457 | 0.95 | 0.94812 | 0.94457 | -2.5765e-13 | -120.3131 | 119.9422 | -2.5758e-13 | -120.3131 | 119.9422
Line12_13_15 | 0 | 0 | 0 | 0 | 0 | 0 | 0 | 0 | 0 | 0 | 0 | 0 | 1.3733e-19 | -1.9431e-11 | -5.6441e-11 | -4.12e-19 | 1.9431e-11 | 5.6441e-11 | 1.648e-18 | 5.4147e-11 | 9.9561e-12 | -5.4933e-19 | -5.4147e-11 | -9.9561e-12 | 0 | 0 | 0 | 0 | 0 | 0 | 0.95 | 0.94812 | 0.94457 | 0.95 | 0.94812 | 0.94457 | -2.5758e-13 | -120.3131 | 119.9422 | -2.5754e-13 | -120.3131 | 119.9422
Line13_13_14 | 0 | 0 | 0 | 0 | 0 | 0 | 0 | 0 | 0 | 0 | 0 | 0 | -3.4333e-19 | -6.477e-12 | -1.8814e-11 | 3.4333e-19 | 6.477e-12 | 1.8814e-11 | 1.0987e-18 | 1.8049e-11 | 3.3187e-12 | -5.4933e-19 | -1.8049e-11 | -3.3187e-12 | 0 | 0 | 0 | 0 | 0 | 0 | 0.95 | 0.94812 | 0.94457 | 0.95 | 0.94812 | 0.94457 | -2.5758e-13 | -120.3131 | 119.9422 | -2.5758e-13 | -120.3131 | 119.9422
Line14_15_16 | 0 | 0 | 0 | 0 | 0 | 0 | 0 | 0 | 0 | 0 | 0 | 0 | -6.8666e-19 | -1.2954e-11 | -3.7627e-11 | 4.12e-19 | 1.2954e-11 | 3.7627e-11 | 1.0987e-18 | 3.6098e-11 | 6.6374e-12 | -1.0987e-18 | -3.6098e-11 | -6.6374e-12 | 0 | 0 | 0 | 0 | 0 | 0 | 0.95 | 0.94812 | 0.94457 | 0.95 | 0.94812 | 0.94457 | -2.5754e-13 | -120.3131 | 119.9422 | -2.5751e-13 | -120.3131 | 119.9422
Line15_16_17 | 0 | 0 | 0 | 0 | 0 | 0 | 0 | 0 | 0 | 0 | 0 | 0 | -8.2399e-19 | -6.477e-12 | -1.8814e-11 | 8.2399e-19 | 6.477e-12 | 1.8814e-11 | 3.7033e-33 | 1.8049e-11 | 3.3187e-12 | -1.0987e-18 | -1.8049e-11 | -3.3187e-12 | 0 | 0 | 0 | 0 | 0 | 0 | 0.95 | 0.94812 | 0.94457 | 0.95 | 0.94812 | 0.94457 | -2.5751e-13 | -120.3131 | 119.9422 | -2.575e-13 | -120.3131 | 119.9422
Line16_4_18 | 0 | 0.052639 | 0.052639 | 0 | 0.052639 | 0.052639 | 0 | 0.012156 | 0.012156 | 0 | 0.012156 | 0.012156 | -1.0987e-18 | 0.011082 | 0.0028784 | -1.4832e-32 | -0.011029 | -0.0028252 | 3.296e-18 | 0.0029185 | 0.011047 | -3.296e-18 | -0.0028631 | -0.010991 | 0 | -135.266 | 44.734 | 0 | 44.734 | -135.266 | 0.95 | 0.94272 | 0.93905 | 0.95 | 0.93734 | 0.93354 | -2.5783e-13 | -120.5122 | 120.1294 | -2.5783e-13 | -120.7135 | 120.3187
Line17_5_19 | 0 | 0 | 0 | 0 | 0 | 0 | 0 | 0 | 0 | 0 | 0 | 0 | -2.06e-19 | -6.477e-12 | -1.8814e-11 | 2.06e-19 | 6.477e-12 | 1.8814e-11 | 5.4933e-19 | 1.8049e-11 | 3.3187e-12 | -9.2695e-34 | -1.8049e-11 | -3.3187e-12 | 0 | 0 | 0 | 0 | 0 | 0 | 0.95 | 0.94812 | 0.94457 | 0.95 | 0.94812 | 0.94457 | -2.5783e-13 | -120.3131 | 119.9422 | -2.5782e-13 | -120.3131 | 119.9422
Line1_1_3 | 0 | 0 | 0 | 0 | 0 | 0 | 0 | 0 | 0 | 0 | 0 | 0 | 2.1287e-18 | -5.1816e-11 | -1.5051e-10 | -1.5793e-18 | 5.1816e-11 | 1.5051e-10 | 2.7466e-18 | 1.4439e-10 | 2.655e-11 | -2.7466e-18 | -1.4439e-10 | -2.655e-11 | 0 | 0 | 0 | 0 | 0 | 0 | 0.95 | 0.94812 | 0.94457 | 0.95 | 0.94812 | 0.94457 | -2.5787e-13 | -120.3131 | 119.9422 | -2.578e-13 | -120.3131 | 119.9422
Line2_1_4 | 0 | 0.052639 | 0.052639 | 0 | 0.052639 | 0.052639 | 0 | 0.012156 | 0.012156 | 0 | 0.012156 | 0.012156 | -5.4933e-19 | 0.011136 | 0.0029316 | 1.0987e-18 | -0.011082 | -0.0028784 | 2.4723e-33 | 0.0029739 | 0.011102 | -1.0987e-18 | -0.0029185 | -0.011047 | 0 | -135.266 | 44.734 | 0 | 44.734 | -135.266 | 0.95 | 0.94812 | 0.94457 | 0.95 | 0.94272 | 0.93905 | -2.5787e-13 | -120.3131 | 119.9422 | -2.5783e-13 | -120.5122 | 120.1294
Line3_1_5 | 0 | 0 | 0 | 0 | 0 | 0 | 0 | 0 | 0 | 0 | 0 | 0 | -1.3047e-18 | -1.2954e-11 | -3.7627e-11 | 1.3047e-18 | 1.2954e-11 | 3.7627e-11 | 5.4933e-19 | 3.6098e-11 | 6.6374e-12 | -1.0987e-18 | -3.6098e-11 | -6.6374e-12 | 0 | 0 | 0 | 0 | 0 | 0 | 0.95 | 0.94812 | 0.94457 | 0.95 | 0.94812 | 0.94457 | -2.5787e-13 | -120.3131 | 119.9422 | -2.5783e-13 | -120.3131 | 119.9422
Line4_2_6 | 0 | 0 | 0 | 0 | 0 | 0 | 0 | 0 | 0 | 0 | 0 | 0 | 1.3047e-18 | -3.2385e-11 | -9.4068e-11 | -1.3047e-18 | 3.2385e-11 | 9.4068e-11 | 1.0987e-18 | 9.0245e-11 | 1.6593e-11 | -5.4933e-19 | -9.0245e-11 | -1.6593e-11 | 0 | 0 | 0 | 0 | 0 | 0 | 0.95 | 0.94812 | 0.94457 | 0.95 | 0.94812 | 0.94457 | -2.578e-13 | -120.3131 | 119.9422 | -2.5777e-13 | -120.3131 | 119.9422
Line5_6_7 | 0 | 0 | 0 | 0 | 0 | 0 | 0 | 0 | 0 | 0 | 0 | 0 | 1.5107e-18 | -2.5908e-11 | -7.5255e-11 | -1.236e-18 | 2.5908e-11 | 7.5255e-11 | 1.648e-18 | 7.2196e-11 | 1.3275e-11 | -1.648e-18 | -7.2196e-11 | -1.3275e-11 | 0 | 0 | 0 | 0 | 0 | 0 | 0.95 | 0.94812 | 0.94457 | 0.95 | 0.94812 | 0.94457 | -2.5777e-13 | -120.3131 | 119.9422 | -2.5772e-13 | -120.3131 | 119.9422
Line6_7_8 | 0 | 0 | 0 | 0 | 0 | 0 | 0 | 0 | 0 | 0 | 0 | 0 | 2.7466e-19 | -1.9431e-11 | -5.6441e-11 | -2.7466e-19 | 1.9431e-11 | 5.6441e-11 | 1.648e-18 | 5.4147e-11 | 9.9561e-12 | -1.648e-18 | -5.4147e-11 | -9.9561e-12 | 0 | 0 | 0 | 0 | 0 | 0 | 0.95 | 0.94812 | 0.94457 | 0.95 | 0.94812 | 0.94457 | -2.5772e-13 | -120.3131 | 119.9422 | -2.5768e-13 | -120.3131 | 119.9422
Line7_8_9 | 0 | 0 | 0 | 0 | 0 | 0 | 0 | 0 | 0 | 0 | 0 | 0 | 2.06e-19 | -6.477e-12 | -1.8814e-11 | -2.06e-19 | 6.477e-12 | 1.8814e-11 | 5.4933e-19 | 1.8049e-11 | 3.3187e-12 | -1.0987e-18 | -1.8049e-11 | -3.3187e-12 | 0 | 0 | 0 | 0 | 0 | 0 | 0.95 | 0.94812 | 0.94457 | 0.95 | 0.94812 | 0.94457 | -2.5768e-13 | -120.3131 | 119.9422 | -2.5768e-13 | -120.3131 | 119.9422
Line8_8_10 | 0 | 0 | 0 | 0 | 0 | 0 | 0 | 0 | 0 | 0 | 0 | 0 | 3.4333e-19 | -6.477e-12 | -1.8814e-11 | -3.4333e-19 | 6.477e-12 | 1.8814e-11 | 5.4933e-19 | 1.8049e-11 | 3.3187e-12 | -5.4933e-19 | -1.8049e-11 | -3.3187e-12 | 0 | 0 | 0 | 0 | 0 | 0 | 0.95 | 0.94812 | 0.94457 | 0.95 | 0.94812 | 0.94457 | -2.5768e-13 | -120.3131 | 119.9422 | -2.5767e-13 | -120.3131 | 119.9422
Line9_3_11 | 0 | 0 | 0 | 0 | 0 | 0 | 0 | 0 | 0 | 0 | 0 | 0 | 1.0987e-18 | -4.5339e-11 | -1.317e-10 | -8.2399e-19 | 4.5339e-11 | 1.317e-10 | 2.1973e-18 | 1.2634e-10 | 2.3231e-11 | -2.1973e-18 | -1.2634e-10 | -2.3231e-11 | 0 | 0 | 0 | 0 | 0 | 0 | 0.95 | 0.94812 | 0.94457 | 0.95 | 0.94812 | 0.94457 | -2.578e-13 | -120.3131 | 119.9422 | -2.5772e-13 | -120.3131 | 119.9422

## LL_min_fault_10
name | pf_ikss_a_from_ka | pf_ikss_b_from_ka | pf_ikss_c_from_ka | pf_ikss_a_to_ka | pf_ikss_b_to_ka | pf_ikss_c_to_ka | pf_skss_a_from_mw | pf_skss_b_from_mw | pf_skss_c_from_mw | pf_skss_a_to_mw | pf_skss_b_to_mw | pf_skss_c_to_mw | pf_p_a_from_mw | pf_p_b_from_mw | pf_p_c_from_mw | pf_p_a_to_mw | pf_p_b_to_mw | pf_p_c_to_mw | pf_q_a_from_mvar | pf_q_b_from_mvar | pf_q_c_from_mvar | pf_q_a_to_mvar | pf_q_b_to_mvar | pf_q_c_to_mvar | pf_ikss_a_from_degree | pf_ikss_b_from_degree | pf_ikss_c_from_degree | pf_ikss_a_to_degree | pf_ikss_b_to_degree | pf_ikss_c_to_degree | pf_vm_a_from_pu | pf_vm_b_from_pu | pf_vm_c_from_pu | pf_vm_a_to_pu | pf_vm_b_to_pu | pf_vm_c_to_pu | pf_va_a_from_degree | pf_va_b_from_degree | pf_va_c_from_degree | pf_va_a_to_degree | pf_va_b_to_degree | pf_va_c_to_degree
Line0_1_2 | 0 | 0 | 0 | 0 | 0 | 0 | 0 | 0 | 0 | 0 | 0 | 0 | 9.1073e-19 | -3.4879e-11 | -1.0131e-10 | -1.1709e-18 | 3.4879e-11 | 1.0131e-10 | -1.0408e-18 | 9.7195e-11 | 1.7871e-11 | 5.6682e-33 | -9.7195e-11 | -1.7871e-11 | 0 | 0 | 0 | 0 | 0 | 0 | 0.9 | 0.89822 | 0.89485 | 0.9 | 0.89822 | 0.89485 | -2.7741e-13 | -120.3131 | 119.9422 | -2.7735e-13 | -120.3131 | 119.9422
Line10_11_12 | 0 | 0 | 0 | 0 | 0 | 0 | 0 | 0 | 0 | 0 | 0 | 0 | 9.1073e-19 | -3.4879e-11 | -1.0131e-10 | -9.1073e-19 | 3.4879e-11 | 1.0131e-10 | 2.6021e-18 | 9.7195e-11 | 1.7871e-11 | -2.6021e-18 | -9.7195e-11 | -1.7871e-11 | 0 | 0 | 0 | 0 | 0 | 0 | 0.9 | 0.89822 | 0.89485 | 0.9 | 0.89822 | 0.89485 | -2.7727e-13 | -120.3131 | 119.9422 | -2.772e-13 | -120.3131 | 119.9422
Line11_12_13 | 0 | 0 | 0 | 0 | 0 | 0 | 0 | 0 | 0 | 0 | 0 | 0 | -1.9516e-19 | -2.9066e-11 | -8.4427e-11 | -6.5052e-20 | 2.9066e-11 | 8.4427e-11 | 3.1225e-18 | 8.0996e-11 | 1.4893e-11 | -3.1225e-18 | -8.0996e-11 | -1.4893e-11 | 0 | 0 | 0 | 0 | 0 | 0 | 0.9 | 0.89822 | 0.89485 | 0.9 | 0.89822 | 0.89485 | -2.772e-13 | -120.3131 | 119.9422 | -2.7712e-13 | -120.3131 | 119.9422
Line12_13_15 | 0 | 0 | 0 | 0 | 0 | 0 | 0 | 0 | 0 | 0 | 0 | 0 | -1.1709e-18 | -1.7439e-11 | -5.0656e-11 | 1.1709e-18 | 1.7439e-11 | 5.0656e-11 | 1.5613e-18 | 4.8598e-11 | 8.9356e-12 | -1.0408e-18 | -4.8598e-11 | -8.9356e-12 | 0 | 0 | 0 | 0 | 0 | 0 | 0.9 | 0.89822 | 0.89485 | 0.9 | 0.89822 | 0.89485 | -2.7712e-13 | -120.3131 | 119.9422 | -2.7709e-13 | -120.3131 | 119.9422
Line13_13_14 | 0 | 0 | 0 | 0 | 0 | 0 | 0 | 0 | 0 | 0 | 0 | 0 | -3.9031e-19 | -5.8131e-12 | -1.6885e-11 | 3.9031e-19 | 5.8131e-12 | 1.6885e-11 | 5.2042e-19 | 1.6199e-11 | 2.9786e-12 | 5.2042e-19 | -1.6199e-11 | -2.9785e-12 | 0 | 0 | 0 | 0 | 0 | 0 | 0.9 | 0.89822 | 0.89485 | 0.9 | 0.89822 | 0.89485 | -2.7712e-13 | -120.3131 | 119.9422 | -2.7713e-13 | -120.3131 | 119.9422
Line14_15_16 | 0 | 0 | 0 | 0 | 0 | 0 | 0 | 0 | 0 | 0 | 0 | 0 | -3.9031e-19 | -1.1626e-11 | -3.3771e-11 | 3.9031e-19 | 1.1626e-11 | 3.3771e-11 | 5.2042e-19 | 3.2398e-11 | 5.9571e-12 | -5.2042e-19 | -3.2398e-11 | -5.9571e-12 | 0 | 0 | 0 | 0 | 0 | 0 | 0.9 | 0.89822 | 0.89485 | 0.9 | 0.89822 | 0.89485 | -2.7709e-13 | -120.3131 | 119.9422 | -2.7706e-13 | -120.3131 | 119.9422
Line15_16_17 | 0 | 0 | 0 | 0 | 0 | 0 | 0 | 0 | 0 | 0 | 0 | 0 | -2.6021e-19 | -5.8131e-12 | -1.6885e-11 | -5.0328e-33 | 5.8131e-12 | 1.6885e-11 | 5.2042e-19 | 1.6199e-11 | 2.9786e-12 | -1.0408e-18 | -1.6199e-11 | -2.9786e-12 | 0 | 0 | 0 | 0 | 0 | 0 | 0.9 | 0.89822 | 0.89485 | 0.9 | 0.89822 | 0.89485 | -2.7706e-13 | -120.3131 | 119.9422 | -2.7704e-13 | -120.3131 | 119.9422
Line16_4_18 | 0 | 0.049869 | 0.049869 | 0 | 0.049869 | 0.049869 | 0 | 0.011517 | 0.011517 | 0 | 0.011517 | 0.011517 | -1.0408e-18 | 0.0099465 | 0.0025834 | 1.0408e-18 | -0.0098987 | -0.0025356 | 1.0408e-18 | 0.0026194 | 0.0099144 | -2.0817e-18 | -0.0025697 | -0.0098647 | 0 | -135.266 | 44.734 | 0 | 44.734 | -135.266 | 0.9 | 0.89311 | 0.88962 | 0.9 | 0.888 | 0.8844 | -2.7737e-13 | -120.5122 | 120.1294 | -2.7738e-13 | -120.7135 | 120.3187
Line17_5_19 | 0 | 0 | 0 | 0 | 0 | 0 | 0 | 0 | 0 | 0 | 0 | 0 | -5.2042e-19 | -5.8131e-12 | -1.6885e-11 | 5.2042e-19 | 5.8131e-12 | 1.6885e-11 | 2.5194e-33 | 1.6199e-11 | 2.9785e-12 | -2.5193e-33 | -1.6199e-11 | -2.9786e-12 | 0 | 0 | 0 | 0 | 0 | 0 | 0.9 | 0.89822 | 0.89485 | 0.9 | 0.89822 | 0.89485 | -2.7738e-13 | -120.3131 | 119.9422 | -2.7737e-13 | -120.3131 | 119.9422
Line1_1_3 | 0 | 0 | 0 | 0 | 0 | 0 | 0 | 0 | 0 | 0 | 0 | 0 | 8.4568e-19 | -4.6505e-11 | -1.3508e-10 | -1.1059e-18 | 4.6505e-11 | 1.3508e-10 | 3.1225e-18 | 1.2959e-10 | 2.3828e-11 | -3.1225e-18 | -1.2959e-10 | -2.3828e-11 | 0 | 0 | 0 | 0 | 0 | 0 | 0.9 | 0.89822 | 0.89485 | 0.9 | 0.89822 | 0.89485 | -2.7741e-13 | -120.3131 | 119.9422 | -2.7735e-13 | -120.3131 | 119.9422
Line2_1_4 | 0 | 0.049869 | 0.049869 | 0 | 0.049869 | 0.049869 | 0 | 0.011517 | 0.011517 | 0 | 0.011517 | 0.011517 | -1.5613e-18 | 0.0099942 | 0.0026311 | 1.0408e-18 | -0.0099465 | -0.0025834 | 1.0408e-18 | 0.0026691 | 0.0099642 | -2.0817e-18 | -0.0026194 | -0.0099144 | 0 | -135.266 | 44.734 | 0 | 44.734 | -135.266 | 0.9 | 0.89822 | 0.89485 | 0.9 | 0.89311 | 0.88962 | -2.7741e-13 | -120.3131 | 119.9422 | -2.7737e-13 | -120.5122 | 120.1294
Line3_1_5 | 0 | 0 | 0 | 0 | 0 | 0 | 0 | 0 | 0 | 0 | 0 | 0 | 1.301e-19 | -1.1626e-11 | -3.3771e-11 | -3.9031e-19 | 1.1626e-11 | 3.3771e-11 | 1.0408e-18 | 3.2398e-11 | 5.9571e-12 | -1.0408e-18 | -3.2398e-11 | -5.9571e-12 | 0 | 0 | 0 | 0 | 0 | 0 | 0.9 | 0.89822 | 0.89485 | 0.9 | 0.89822 | 0.89485 | -2.7741e-13 | -120.3131 | 119.9422 | -2.7738e-13 | -120.3131 | 119.9422
Line4_2_6 | 0 | 0 | 0 | 0 | 0 | 0 | 0 | 0 | 0 | 0 | 0 | 0 | 2.6671e-18 | -2.9066e-11 | -8.4427e-11 | -2.6671e-18 | 2.9066e-11 | 8.4427e-11 | 2.0817e-18 | 8.0996e-11 | 1.4893e-11 | -1.0408e-18 | -8.0996e-11 | -1.4893e-11 | 0 | 0 | 0 | 0 | 0 | 0 | 0.9 | 0.89822 | 0.89485 | 0.9 | 0.89822 | 0.89485 | -2.7735e-13 | -120.3131 | 119.9422 | -2.773e-13 | -120.3131 | 119.9422
Line5_6_7 | 0 | 0 | 0 | 0 | 0 | 0 | 0 | 0 | 0 | 0 | 0 | 0 | 5.8547e-19 | -2.3253e-11 | -6.7542e-11 | -8.4568e-19 | 2.3253e-11 | 6.7542e-11 | 1.5613e-18 | 6.4797e-11 | 1.1914e-11 | -1.0408e-18 | -6.4797e-11 | -1.1914e-11 | 0 | 0 | 0 | 0 | 0 | 0 | 0.9 | 0.89822 | 0.89485 | 0.9 | 0.89822 | 0.89485 | -2.773e-13 | -120.3131 | 119.9422 | -2.7726e-13 | -120.3131 | 119.9422
Line6_7_8 | 0 | 0 | 0 | 0 | 0 | 0 | 0 | 0 | 0 | 0 | 0 | 0 | 1.301e-18 | -1.7439e-11 | -5.0656e-11 | -1.0408e-18 | 1.7439e-11 | 5.0656e-11 | 1.5613e-18 | 4.8598e-11 | 8.9357e-12 | -2.0817e-18 | -4.8598e-11 | -8.9357e-12 | 0 | 0 | 0 | 0 | 0 | 0 | 0.9 | 0.89822 | 0.89485 | 0.9 | 0.89822 | 0.89485 | -2.7726e-13 | -120.3131 | 119.9422 | -2.7722e-13 | -120.3131 | 119.9422
Line7_8_9 | 0 | 0 | 0 | 0 | 0 | 0 | 0 | 0 | 0 | 0 | 0 | 0 | 4.5536e-19 | -5.8131e-12 | -1.6885e-11 | -1.9516e-19 | 5.8131e-12 | 1.6885e-11 | -2.2032e-33 | 1.6199e-11 | 2.9786e-12 | 1.0408e-18 | -1.6199e-11 | -2.9786e-12 | 0 | 0 | 0 | 0 | 0 | 0 | 0.9 | 0.89822 | 0.89485 | 0.9 | 0.89822 | 0.89485 | -2.7722e-13 | -120.3131 | 119.9422 | -2.7722e-13 | -120.3131 | 119.9422
Line8_8_10 | 0 | 0 | 0 | 0 | 0 | 0 | 0 | 0 | 0 | 0 | 0 | 0 | 2.518e-33 | -5.8131e-12 | -1.6885e-11 | 5.2042e-19 | 5.8131e-12 | 1.6885e-11 | 5.2042e-19 | 1.6199e-11 | 2.9785e-12 | -5.2042e-19 | -1.6199e-11 | -2.9785e-12 | 0 | 0 | 0 | 0 | 0 | 0 | 0.9 | 0.89822 | 0.89485 | 0.9 | 0.89822 | 0.89485 | -2.7722e-13 | -120.3131 | 119.9422 | -2.7722e-13 | -120.3131 | 119.9422
Line9_3_11 | 0 | 0 | 0 | 0 | 0 | 0 | 0 | 0 | 0 | 0 | 0 | 0 | 1.4311e-18 | -4.0692e-11 | -1.182e-10 | -1.1709e-18 | 4.0692e-11 | 1.182e-10 | 1.5613e-18 | 1.1339e-10 | 2.085e-11 | -2.6021e-18 | -1.1339e-10 | -2.085e-11 | 0 | 0 | 0 | 0 | 0 | 0 | 0.9 | 0.89822 | 0.89485 | 0.9 | 0.89822 | 0.89485 | -2.7735e-13 | -120.3131 | 119.9422 | -2.7727e-13 | -120.3131 | 119.9422

## LG_max_6
name | pf_ikss_a_from_ka | pf_ikss_b_from_ka | pf_ikss_c_from_ka | pf_ikss_a_to_ka | pf_ikss_b_to_ka | pf_ikss_c_to_ka | pf_skss_a_from_mw | pf_skss_b_from_mw | pf_skss_c_from_mw | pf_skss_a_to_mw | pf_skss_b_to_mw | pf_skss_c_to_mw | pf_p_a_from_mw | pf_p_b_from_mw | pf_p_c_from_mw | pf_p_a_to_mw | pf_p_b_to_mw | pf_p_c_to_mw | pf_q_a_from_mvar | pf_q_b_from_mvar | pf_q_c_from_mvar | pf_q_a_to_mvar | pf_q_b_to_mvar | pf_q_c_to_mvar | pf_ikss_a_from_degree | pf_ikss_b_from_degree | pf_ikss_c_from_degree | pf_ikss_a_to_degree | pf_ikss_b_to_degree | pf_ikss_c_to_degree | pf_vm_a_from_pu | pf_vm_b_from_pu | pf_vm_c_from_pu | pf_vm_a_to_pu | pf_vm_b_to_pu | pf_vm_c_to_pu | pf_va_a_from_degree | pf_va_b_from_degree | pf_va_c_from_degree | pf_va_a_to_degree | pf_va_b_to_degree | pf_va_c_to_degree
Line0_1_2 | 2.2779e-06 | 2.2774e-06 | 2.2774e-06 | 1.8991e-06 | 1.8986e-06 | 1.8986e-06 | 5.2605e-07 | 5.2595e-07 | 5.2595e-07 | 4.3857e-07 | 4.3847e-07 | 4.3847e-07 | -3.5846e-09 | 5.1543e-07 | -4.3974e-07 | 3.0027e-09 | -4.3551e-07 | 3.6039e-07 | 1.9583e-09 | -7.9955e-07 | -8.5032e-07 | -1.6064e-09 | 6.6279e-07 | 7.1206e-07 | -93.0438 | -93.0424 | -93.0424 | 86.4557 | 86.4573 | 86.4573 | 0.0077647 | 1.8087 | 1.8201 | 0.0077647 | 1.8087 | 1.8201 | 58.3082 | -150.2345 | 149.6122 | 58.309 | -150.2345 | 149.6122
Line10_11_12 | 2.2779e-06 | 2.2774e-06 | 2.2774e-06 | 1.8991e-06 | 1.8986e-06 | 1.8986e-06 | 5.2605e-07 | 5.2595e-07 | 5.2595e-07 | 4.3857e-07 | 4.3847e-07 | 4.3847e-07 | -3.5847e-09 | 5.1543e-07 | -4.3974e-07 | 3.0027e-09 | -4.3551e-07 | 3.6039e-07 | 1.9582e-09 | -7.9955e-07 | -8.5032e-07 | -1.6063e-09 | 6.6279e-07 | 7.1206e-07 | -93.0438 | -93.0424 | -93.0424 | 86.4557 | 86.4573 | 86.4573 | 0.0077647 | 1.8087 | 1.8201 | 0.0077647 | 1.8087 | 1.8201 | 58.3101 | -150.2345 | 149.6122 | 58.3109 | -150.2345 | 149.6122
Line11_12_13 | 1.8982e-06 | 1.8979e-06 | 1.8979e-06 | 1.5195e-06 | 1.5191e-06 | 1.5191e-06 | 4.3838e-07 | 4.3829e-07 | 4.3829e-07 | 3.509e-07 | 3.5081e-07 | 3.5081e-07 | -2.9872e-09 | 4.2953e-07 | -3.6645e-07 | 2.4053e-09 | -3.496e-07 | 2.871e-07 | 1.6318e-09 | -6.663e-07 | -7.086e-07 | -1.2799e-09 | 5.2953e-07 | 5.7034e-07 | -93.0438 | -93.0424 | -93.0424 | 86.3307 | 86.3323 | 86.3323 | 0.0077647 | 1.8087 | 1.8201 | 0.0077647 | 1.8087 | 1.8201 | 58.3109 | -150.2345 | 149.6122 | 58.3115 | -150.2345 | 149.6122
Line12_13_15 | 1.1389e-06 | 1.1387e-06 | 1.1387e-06 | 0 | 0 | 0 | 2.6303e-07 | 2.6297e-07 | 2.6297e-07 | 0 | 0 | 0 | -1.7924e-09 | 2.5772e-07 | -2.1987e-07 | 1.2104e-09 | -1.7779e-07 | 1.4052e-07 | 9.7904e-10 | -3.9978e-07 | -4.2516e-07 | -6.2725e-10 | 2.6301e-07 | 2.869e-07 | -93.0438 | -93.0424 | -93.0424 | 0 | 0 | 0 | 0.0077647 | 1.8087 | 1.8201 | 0.0077646 | 1.8087 | 1.8201 | 58.3115 | -150.2345 | 149.6122 | 58.3118 | -150.2345 | 149.6122
Line13_13_14 | 0 | 0 | 0 | 0 | 0 | 0 | 0 | 0 | 0 | 0 | 0 | 0 | -5.9745e-10 | 8.5905e-08 | -7.3289e-08 | 1.5482e-11 | -5.9791e-09 | -6.055e-09 | 3.2635e-10 | -1.3326e-07 | -1.4172e-07 | 2.5437e-11 | -3.5064e-09 | 3.4626e-09 | 0 | 0 | 0 | 0 | 0 | 0 | 0.0077647 | 1.8087 | 1.8201 | 0.0077647 | 1.8087 | 1.8201 | 58.3115 | -150.2345 | 149.6122 | 58.3116 | -150.2345 | 149.6122
Line14_15_16 | 0 | 0 | 0 | 0 | 0 | 0 | 0 | 0 | 0 | 0 | 0 | 0 | -1.1949e-09 | 1.7181e-07 | -1.4658e-07 | 6.1294e-10 | -9.1885e-08 | 6.7234e-08 | 6.5268e-10 | -2.6652e-07 | -2.8344e-07 | -3.009e-10 | 1.2975e-07 | 1.4518e-07 | 0 | 0 | 0 | 0 | 0 | 0 | 0.0077646 | 1.8087 | 1.8201 | 0.0077646 | 1.8087 | 1.8201 | 58.3118 | -150.2345 | 149.6122 | 58.312 | -150.2345 | 149.6122
Line15_16_17 | 0 | 0 | 0 | 0 | 0 | 0 | 0 | 0 | 0 | 0 | 0 | 0 | -5.9745e-10 | 8.5905e-08 | -7.3289e-08 | 1.5482e-11 | -5.9791e-09 | -6.055e-09 | 3.2634e-10 | -1.3326e-07 | -1.4172e-07 | 2.5437e-11 | -3.5064e-09 | 3.4626e-09 | 0 | 0 | 0 | 0 | 0 | 0 | 0.0077646 | 1.8087 | 1.8201 | 0.0077646 | 1.8087 | 1.8201 | 58.312 | -150.2345 | 149.6122 | 58.3121 | -150.2345 | 149.6122
Line16_4_18 | 0.048116 | 0 | 0 | 0.048116 | 0 | 0 | 0.011112 | 0 | 0 | 0.011112 | 0 | 0 | 1.9293e-05 | 8.5752e-08 | -7.3527e-08 | 4.8124e-16 | -5.9669e-09 | -6.0517e-09 | 3.8586e-05 | -1.3338e-07 | -1.4168e-07 | 1.6219e-15 | -3.5063e-09 | 3.4573e-09 | -5.1269 | 0 | 0 | 174.8736 | 0 | 0 | 0.0038823 | 1.808 | 1.8201 | 0 | 1.8074 | 1.8201 | 58.3084 | -150.2463 | 149.5878 | 0 | -150.258 | 149.5634
Line17_5_19 | 0 | 0 | 0 | 0 | 0 | 0 | 0 | 0 | 0 | 0 | 0 | 0 | -5.9743e-10 | 8.5905e-08 | -7.3289e-08 | 1.5484e-11 | -5.979e-09 | -6.055e-09 | 3.2638e-10 | -1.3326e-07 | -1.4172e-07 | 2.5436e-11 | -3.5064e-09 | 3.4626e-09 | 0 | 0 | 0 | 0 | 0 | 0 | 0.0077647 | 1.8087 | 1.8201 | 0.0077647 | 1.8087 | 1.8201 | 58.3085 | -150.2345 | 149.6122 | 58.3085 | -150.2345 | 149.6122
Line1_1_3 | 3.0372e-06 | 3.0366e-06 | 3.0366e-06 | 2.6584e-06 | 2.6577e-06 | 2.6577e-06 | 7.0141e-07 | 7.0126e-07 | 7.0126e-07 | 6.1392e-07 | 6.1378e-07 | 6.1378e-07 | -4.7795e-09 | 6.8724e-07 | -5.8632e-07 | 4.1976e-09 | -6.0732e-07 | 5.0697e-07 | 2.611e-09 | -1.0661e-06 | -1.1338e-06 | -2.2592e-09 | 9.2931e-07 | 9.955e-07 | -93.0438 | -93.0424 | -93.0424 | 86.5987 | 86.6002 | 86.6002 | 0.0077647 | 1.8087 | 1.8201 | 0.0077647 | 1.8087 | 1.8201 | 58.3082 | -150.2345 | 149.6122 | 58.3093 | -150.2345 | 149.6122
Line2_1_4 | 0.048116 | 0 | 0 | 0.048116 | 0 | 0 | 0.011112 | 0 | 0 | 0.011112 | 0 | 0 | 3.8585e-05 | 1.7168e-07 | -1.4682e-07 | -1.9293e-05 | -9.1725e-08 | 6.7474e-08 | 7.7172e-05 | -2.6672e-07 | -2.8343e-07 | -3.8586e-05 | 1.2987e-07 | 1.4514e-07 | -5.1273 | 0 | 0 | 174.8731 | 0 | 0 | 0.0077647 | 1.8087 | 1.8201 | 0.0038823 | 1.808 | 1.8201 | 58.3082 | -150.2345 | 149.6122 | 58.3084 | -150.2463 | 149.5878
Line3_1_5 | 0 | 0 | 0 | 0 | 0 | 0 | 0 | 0 | 0 | 0 | 0 | 0 | -1.1949e-09 | 1.7181e-07 | -1.4658e-07 | 6.1292e-10 | -9.1884e-08 | 6.7234e-08 | 6.5276e-10 | -2.6652e-07 | -2.8344e-07 | -3.0094e-10 | 1.2975e-07 | 1.4518e-07 | 0 | 0 | 0 | 0 | 0 | 0 | 0.0077647 | 1.8087 | 1.8201 | 0.0077647 | 1.8087 | 1.8201 | 58.3082 | -150.2345 | 149.6122 | 58.3085 | -150.2345 | 149.6122
Line4_2_6 | 1.8982e-06 | 1.8979e-06 | 1.8979e-06 | 1.5195e-06 | 1.5191e-06 | 1.5191e-06 | 4.3838e-07 | 4.3829e-07 | 4.3829e-07 | 3.509e-07 | 3.5081e-07 | 3.5081e-07 | -2.9872e-09 | 4.2953e-07 | -3.6645e-07 | 2.4052e-09 | -3.496e-07 | 2.871e-07 | 1.6319e-09 | -6.663e-07 | -7.086e-07 | -1.28e-09 | 5.2953e-07 | 5.7034e-07 | -93.0438 | -93.0424 | -93.0424 | 86.3307 | 86.3323 | 86.3323 | 0.0077647 | 1.8087 | 1.8201 | 0.0077647 | 1.8087 | 1.8201 | 58.309 | -150.2345 | 149.6122 | 58.3096 | -150.2345 | 149.6122
Line5_6_7 | 1.5186e-06 | 1.5183e-06 | 1.5183e-06 | 1.1398e-06 | 1.1395e-06 | 1.1395e-06 | 3.507e-07 | 3.5063e-07 | 3.5063e-07 | 2.6323e-07 | 2.6316e-07 | 2.6316e-07 | -2.3898e-09 | 3.4362e-07 | -2.9316e-07 | 1.8078e-09 | -2.637e-07 | 2.1381e-07 | 1.3055e-09 | -5.3304e-07 | -5.6688e-07 | -9.5365e-10 | 3.9627e-07 | 4.2862e-07 | -93.0438 | -93.0424 | -93.0424 | 86.1224 | 86.124 | 86.124 | 0.0077647 | 1.8087 | 1.8201 | 0.0077647 | 1.8087 | 1.8201 | 58.3096 | -150.2345 | 149.6122 | 58.3101 | -150.2345 | 149.6122
Line6_7_8 | 1.1389e-06 | 1.1387e-06 | 1.1387e-06 | 0 | 0 | 0 | 2.6303e-07 | 2.6297e-07 | 2.6297e-07 | 0 | 0 | 0 | -1.7923e-09 | 2.5772e-07 | -2.1987e-07 | 1.2104e-09 | -1.7779e-07 | 1.4052e-07 | 9.7908e-10 | -3.9978e-07 | -4.2516e-07 | -6.2728e-10 | 2.6301e-07 | 2.869e-07 | -93.0438 | -93.0424 | -93.0424 | 0 | 0 | 0 | 0.0077647 | 1.8087 | 1.8201 | 0.0077647 | 1.8087 | 1.8201 | 58.3101 | -150.2345 | 149.6122 | 58.3104 | -150.2345 | 149.6122
Line7_8_9 | 0 | 0 | 0 | 0 | 0 | 0 | 0 | 0 | 0 | 0 | 0 | 0 | -5.9745e-10 | 8.5905e-08 | -7.3289e-08 | 1.5483e-11 | -5.9791e-09 | -6.055e-09 | 3.2636e-10 | -1.3326e-07 | -1.4172e-07 | 2.5437e-11 | -3.5064e-09 | 3.4626e-09 | 0 | 0 | 0 | 0 | 0 | 0 | 0.0077647 | 1.8087 | 1.8201 | 0.0077647 | 1.8087 | 1.8201 | 58.3104 | -150.2345 | 149.6122 | 58.3105 | -150.2345 | 149.6122
Line8_8_10 | 0 | 0 | 0 | 0 | 0 | 0 | 0 | 0 | 0 | 0 | 0 | 0 | -5.9745e-10 | 8.5905e-08 | -7.3289e-08 | 1.5483e-11 | -5.9791e-09 | -6.055e-09 | 3.2636e-10 | -1.3326e-07 | -1.4172e-07 | 2.5437e-11 | -3.5064e-09 | 3.4626e-09 | 0 | 0 | 0 | 0 | 0 | 0 | 0.0077647 | 1.8087 | 1.8201 | 0.0077647 | 1.8087 | 1.8201 | 58.3104 | -150.2345 | 149.6122 | 58.3105 | -150.2345 | 149.6122
Line9_3_11 | 2.6575e-06 | 2.657e-06 | 2.657e-06 | 2.2787e-06 | 2.2782e-06 | 2.2782e-06 | 6.1373e-07 | 6.1361e-07 | 6.1361e-07 | 5.2625e-07 | 5.2612e-07 | 5.2612e-07 | -4.1821e-09 | 6.0134e-07 | -5.1303e-07 | 3.6001e-09 | -5.2141e-07 | 4.3368e-07 | 2.2846e-09 | -9.3281e-07 | -9.9204e-07 | -1.9327e-09 | 7.9605e-07 | 8.5378e-07 | -93.0438 | -93.0424 | -93.0424 | 86.5391 | 86.5406 | 86.5406 | 0.0077647 | 1.8087 | 1.8201 | 0.0077647 | 1.8087 | 1.8201 | 58.3093 | -150.2345 | 149.6122 | 58.3101 | -150.2345 | 149.6122

## LG_max_10
name | pf_ikss_a_from_ka | pf_ikss_b_from_ka | pf_ikss_c_from_ka | pf_ikss_a_to_ka | pf_ikss_b_to_ka | pf_ikss_c_to_ka | pf_skss_a_from_mw | pf_skss_b_from_mw | pf_skss_c_from_mw | pf_skss_a_to_mw | pf_skss_b_to_mw | pf_skss_c_to_mw | pf_p_a_from_mw | pf_p_b_from_mw | pf_p_c_from_mw | pf_p_a_to_mw | pf_p_b_to_mw | pf_p_c_to_mw | pf_q_a_from_mvar | pf_q_b_from_mvar | pf_q_c_from_mvar | pf_q_a_to_mvar | pf_q_b_to_mvar | pf_q_c_to_mvar | pf_ikss_a_from_degree | pf_ikss_b_from_degree | pf_ikss_c_from_degree | pf_ikss_a_to_degree | pf_ikss_b_to_degree | pf_ikss_c_to_degree | pf_vm_a_from_pu | pf_vm_b_from_pu | pf_vm_c_from_pu | pf_vm_a_to_pu | pf_vm_b_to_pu | pf_vm_c_to_pu | pf_va_a_from_degree | pf_va_b_from_degree | pf_va_c_from_degree | pf_va_a_to_degree | pf_va_b_to_degree | pf_va_c_to_degree
Line0_1_2 | 2.3863e-06 | 2.3858e-06 | 2.3858e-06 | 1.9895e-06 | 1.989e-06 | 1.989e-06 | 5.5109e-07 | 5.5098e-07 | 5.5098e-07 | 4.5945e-07 | 4.5933e-07 | 4.5933e-07 | -3.9338e-09 | 5.6567e-07 | -4.826e-07 | 3.2952e-09 | -4.7795e-07 | 3.9552e-07 | 2.1492e-09 | -8.7739e-07 | -9.3326e-07 | -1.7631e-09 | 7.2731e-07 | 7.8151e-07 | -93.052 | -93.0506 | -93.0506 | 86.4475 | 86.4491 | 86.4491 | 0.0081341 | 1.8947 | 1.9069 | 0.0081341 | 1.8947 | 1.9069 | 58.2981 | -150.2401 | 149.6055 | 58.2989 | -150.2401 | 149.6055
Line10_11_12 | 2.3863e-06 | 2.3858e-06 | 2.3858e-06 | 1.9895e-06 | 1.989e-06 | 1.989e-06 | 5.5109e-07 | 5.5098e-07 | 5.5098e-07 | 4.5945e-07 | 4.5933e-07 | 4.5933e-07 | -3.9339e-09 | 5.6567e-07 | -4.826e-07 | 3.2953e-09 | -4.7795e-07 | 3.9552e-07 | 2.1491e-09 | -8.7739e-07 | -9.3326e-07 | -1.763e-09 | 7.2731e-07 | 7.8151e-07 | -93.052 | -93.0506 | -93.0506 | 86.4475 | 86.4491 | 86.4491 | 0.0081341 | 1.8947 | 1.9069 | 0.0081341 | 1.8947 | 1.9069 | 58.3 | -150.2401 | 149.6055 | 58.3008 | -150.2401 | 149.6055
Line11_12_13 | 1.9886e-06 | 1.9882e-06 | 1.9882e-06 | 1.5918e-06 | 1.5914e-06 | 1.5914e-06 | 4.5925e-07 | 4.5915e-07 | 4.5915e-07 | 3.6761e-07 | 3.6751e-07 | 3.6751e-07 | -3.2783e-09 | 4.7139e-07 | -4.0216e-07 | 2.6396e-09 | -3.8367e-07 | 3.1509e-07 | 1.7909e-09 | -7.3116e-07 | -7.7771e-07 | -1.4048e-09 | 5.8108e-07 | 6.2597e-07 | -93.052 | -93.0506 | -93.0506 | 86.3224 | 86.3241 | 86.3241 | 0.0081341 | 1.8947 | 1.9069 | 0.0081341 | 1.8947 | 1.9069 | 58.3008 | -150.2401 | 149.6055 | 58.3014 | -150.2401 | 149.6055
Line12_13_15 | 1.1932e-06 | 1.1929e-06 | 1.1929e-06 | 0 | 0 | 0 | 2.7555e-07 | 2.7549e-07 | 2.7549e-07 | 0 | 0 | 0 | -1.967e-09 | 2.8283e-07 | -2.413e-07 | 1.3283e-09 | -1.9512e-07 | 1.5422e-07 | 1.0745e-09 | -4.387e-07 | -4.6663e-07 | -6.8841e-10 | 2.8862e-07 | 3.1489e-07 | -93.052 | -93.0506 | -93.0506 | 0 | 0 | 0 | 0.0081341 | 1.8947 | 1.9069 | 0.0081341 | 1.8947 | 1.9069 | 58.3014 | -150.2401 | 149.6055 | 58.3017 | -150.2401 | 149.6055
Line13_13_14 | 0 | 0 | 0 | 0 | 0 | 0 | 0 | 0 | 0 | 0 | 0 | 0 | -6.5566e-10 | 9.4278e-08 | -8.0433e-08 | 1.6996e-11 | -6.5608e-09 | -6.6458e-09 | 3.5817e-10 | -1.4623e-07 | -1.5554e-07 | 2.7913e-11 | -3.8487e-09 | 3.7996e-09 | 0 | 0 | 0 | 0 | 0 | 0 | 0.0081341 | 1.8947 | 1.9069 | 0.0081341 | 1.8947 | 1.9069 | 58.3014 | -150.2401 | 149.6055 | 58.3015 | -150.2401 | 149.6055
Line14_15_16 | 0 | 0 | 0 | 0 | 0 | 0 | 0 | 0 | 0 | 0 | 0 | 0 | -1.3113e-09 | 1.8856e-07 | -1.6087e-07 | 6.7265e-10 | -1.0084e-07 | 7.3787e-08 | 7.1633e-10 | -2.9246e-07 | -3.1109e-07 | -3.3025e-10 | 1.4238e-07 | 1.5934e-07 | 0 | 0 | 0 | 0 | 0 | 0 | 0.0081341 | 1.8947 | 1.9069 | 0.0081341 | 1.8947 | 1.9069 | 58.3017 | -150.2401 | 149.6055 | 58.3019 | -150.2401 | 149.6055
Line15_16_17 | 0 | 0 | 0 | 0 | 0 | 0 | 0 | 0 | 0 | 0 | 0 | 0 | -6.5566e-10 | 9.4278e-08 | -8.0433e-08 | 1.6996e-11 | -6.5608e-09 | -6.6458e-09 | 3.5816e-10 | -1.4623e-07 | -1.5554e-07 | 2.7913e-11 | -3.8487e-09 | 3.7996e-09 | 0 | 0 | 0 | 0 | 0 | 0 | 0.0081341 | 1.8947 | 1.9069 | 0.0081341 | 1.8947 | 1.9069 | 58.3019 | -150.2401 | 149.6055 | 58.302 | -150.2401 | 149.6055
Line16_4_18 | 0.050405 | 0 | 0 | 0.050405 | 0 | 0 | 0.011641 | 0 | 0 | 0.011641 | 0 | 0 | 2.1172e-05 | 9.411e-08 | -8.0694e-08 | 1.5281e-15 | -6.5475e-09 | -6.6422e-09 | 4.2345e-05 | -1.4636e-07 | -1.555e-07 | 1.42e-15 | -3.8485e-09 | 3.7938e-09 | -5.137 | 0 | 0 | 174.8635 | 0 | 0 | 0.004067 | 1.894 | 1.9069 | 0 | 1.8933 | 1.9069 | 58.2983 | -150.2518 | 149.5811 | 0 | -150.2636 | 149.5566
Line17_5_19 | 0 | 0 | 0 | 0 | 0 | 0 | 0 | 0 | 0 | 0 | 0 | 0 | -6.5564e-10 | 9.4278e-08 | -8.0433e-08 | 1.6998e-11 | -6.5608e-09 | -6.6458e-09 | 3.582e-10 | -1.4623e-07 | -1.5554e-07 | 2.7912e-11 | -3.8487e-09 | 3.7996e-09 | 0 | 0 | 0 | 0 | 0 | 0 | 0.0081341 | 1.8947 | 1.9069 | 0.0081341 | 1.8947 | 1.9069 | 58.2983 | -150.2401 | 149.6055 | 58.2984 | -150.2401 | 149.6055
Line1_1_3 | 3.1817e-06 | 3.1811e-06 | 3.1811e-06 | 2.7849e-06 | 2.7842e-06 | 2.7842e-06 | 7.3479e-07 | 7.3464e-07 | 7.3464e-07 | 6.4314e-07 | 6.4299e-07 | 6.4299e-07 | -5.2451e-09 | 7.5423e-07 | -6.4346e-07 | 4.6065e-09 | -6.6651e-07 | 5.5638e-07 | 2.8656e-09 | -1.1699e-06 | -1.2443e-06 | -2.4794e-09 | 1.0198e-06 | 1.0926e-06 | -93.052 | -93.0506 | -93.0506 | 86.5904 | 86.592 | 86.592 | 0.0081341 | 1.8947 | 1.9069 | 0.0081341 | 1.8947 | 1.9069 | 58.2981 | -150.2401 | 149.6055 | 58.2992 | -150.2401 | 149.6055
Line2_1_4 | 0.050405 | 0 | 0 | 0.050405 | 0 | 0 | 0.011641 | 0 | 0 | 0.011641 | 0 | 0 | 4.2344e-05 | 1.8842e-07 | -1.6113e-07 | -2.1172e-05 | -1.0066e-07 | 7.405e-08 | 8.469e-05 | -2.9268e-07 | -3.1107e-07 | -4.2345e-05 | 1.4251e-07 | 1.593e-07 | -5.1374 | 0 | 0 | 174.863 | 0 | 0 | 0.0081341 | 1.8947 | 1.9069 | 0.004067 | 1.894 | 1.9069 | 58.2981 | -150.2401 | 149.6055 | 58.2983 | -150.2518 | 149.5811
Line3_1_5 | 0 | 0 | 0 | 0 | 0 | 0 | 0 | 0 | 0 | 0 | 0 | 0 | -1.3113e-09 | 1.8856e-07 | -1.6087e-07 | 6.7263e-10 | -1.0084e-07 | 7.3787e-08 | 7.1641e-10 | -2.9246e-07 | -3.1109e-07 | -3.3029e-10 | 1.4238e-07 | 1.5934e-07 | 0 | 0 | 0 | 0 | 0 | 0 | 0.0081341 | 1.8947 | 1.9069 | 0.0081341 | 1.8947 | 1.9069 | 58.2981 | -150.2401 | 149.6055 | 58.2983 | -150.2401 | 149.6055
Line4_2_6 | 1.9886e-06 | 1.9882e-06 | 1.9882e-06 | 1.5918e-06 | 1.5914e-06 | 1.5914e-06 | 4.5924e-07 | 4.5915e-07 | 4.5915e-07 | 3.6761e-07 | 3.6751e-07 | 3.6751e-07 | -3.2782e-09 | 4.7139e-07 | -4.0216e-07 | 2.6396e-09 | -3.8367e-07 | 3.1509e-07 | 1.791e-09 | -7.3116e-07 | -7.7771e-07 | -1.4048e-09 | 5.8108e-07 | 6.2597e-07 | -93.052 | -93.0506 | -93.0506 | 86.3225 | 86.3241 | 86.3241 | 0.0081341 | 1.8947 | 1.9069 | 0.0081341 | 1.8947 | 1.9069 | 58.2989 | -150.2401 | 149.6055 | 58.2995 | -150.2401 | 149.6055
Line5_6_7 | 1.5909e-06 | 1.5905e-06 | 1.5905e-06 | 1.1941e-06 | 1.1938e-06 | 1.1938e-06 | 3.674e-07 | 3.6732e-07 | 3.6732e-07 | 2.7576e-07 | 2.7569e-07 | 2.7569e-07 | -2.6226e-09 | 3.7711e-07 | -3.2173e-07 | 1.9839e-09 | -2.894e-07 | 2.3465e-07 | 1.4328e-09 | -5.8493e-07 | -6.2217e-07 | -1.0466e-09 | 4.3485e-07 | 4.7043e-07 | -93.052 | -93.0506 | -93.0506 | 86.1141 | 86.1158 | 86.1158 | 0.0081341 | 1.8947 | 1.9069 | 0.0081341 | 1.8947 | 1.9069 | 58.2995 | -150.2401 | 149.6055 | 58.3 | -150.2401 | 149.6055
Line6_7_8 | 1.1932e-06 | 1.1929e-06 | 1.1929e-06 | 0 | 0 | 0 | 2.7555e-07 | 2.7549e-07 | 2.7549e-07 | 0 | 0 | 0 | -1.9669e-09 | 2.8283e-07 | -2.413e-07 | 1.3283e-09 | -1.9512e-07 | 1.5422e-07 | 1.0746e-09 | -4.387e-07 | -4.6663e-07 | -6.8845e-10 | 2.8862e-07 | 3.1489e-07 | -93.052 | -93.0506 | -93.0506 | 0 | 0 | 0 | 0.0081341 | 1.8947 | 1.9069 | 0.0081341 | 1.8947 | 1.9069 | 58.3 | -150.2401 | 149.6055 | 58.3003 | -150.2401 | 149.6055
Line7_8_9 | 0 | 0 | 0 | 0 | 0 | 0 | 0 | 0 | 0 | 0 | 0 | 0 | -6.5565e-10 | 9.4278e-08 | -8.0433e-08 | 1.6997e-11 | -6.5608e-09 | -6.6458e-09 | 3.5818e-10 | -1.4623e-07 | -1.5554e-07 | 2.7913e-11 | -3.8487e-09 | 3.7996e-09 | 0 | 0 | 0 | 0 | 0 | 0 | 0.0081341 | 1.8947 | 1.9069 | 0.0081341 | 1.8947 | 1.9069 | 58.3003 | -150.2401 | 149.6055 | 58.3004 | -150.2401 | 149.6055
Line8_8_10 | 0 | 0 | 0 | 0 | 0 | 0 | 0 | 0 | 0 | 0 | 0 | 0 | -6.5565e-10 | 9.4278e-08 | -8.0433e-08 | 1.6997e-11 | -6.5608e-09 | -6.6458e-09 | 3.5818e-10 | -1.4623e-07 | -1.5554e-07 | 2.7913e-11 | -3.8487e-09 | 3.7996e-09 | 0 | 0 | 0 | 0 | 0 | 0 | 0.0081341 | 1.8947 | 1.9069 | 0.0081341 | 1.8947 | 1.9069 | 58.3003 | -150.2401 | 149.6055 | 58.3004 | -150.2401 | 149.6055
Line9_3_11 | 2.784e-06 | 2.7834e-06 | 2.7834e-06 | 2.3872e-06 | 2.3866e-06 | 2.3866e-06 | 6.4294e-07 | 6.4281e-07 | 6.4281e-07 | 5.513e-07 | 5.5116e-07 | 5.5116e-07 | -4.5895e-09 | 6.5995e-07 | -5.6303e-07 | 3.9509e-09 | -5.7223e-07 | 4.7595e-07 | 2.5074e-09 | -1.0236e-06 | -1.0888e-06 | -2.1212e-09 | 8.7354e-07 | 9.3706e-07 | -93.052 | -93.0506 | -93.0506 | 86.5309 | 86.5325 | 86.5325 | 0.0081341 | 1.8947 | 1.9069 | 0.0081341 | 1.8947 | 1.9069 | 58.2992 | -150.2401 | 149.6055 | 58.3 | -150.2401 | 149.6055

## LG_max_fault_6
name | pf_ikss_a_from_ka | pf_ikss_b_from_ka | pf_ikss_c_from_ka | pf_ikss_a_to_ka | pf_ikss_b_to_ka | pf_ikss_c_to_ka | pf_skss_a_from_mw | pf_skss_b_from_mw | pf_skss_c_from_mw | pf_skss_a_to_mw | pf_skss_b_to_mw | pf_skss_c_to_mw | pf_p_a_from_mw | pf_p_b_from_mw | pf_p_c_from_mw | pf_p_a_to_mw | pf_p_b_to_mw | pf_p_c_to_mw | pf_q_a_from_mvar | pf_q_b_from_mvar | pf_q_c_from_mvar | pf_q_a_to_mvar | pf_q_b_to_mvar | pf_q_c_to_mvar | pf_ikss_a_from_degree | pf_ikss_b_from_degree | pf_ikss_c_from_degree | pf_ikss_a_to_degree | pf_ikss_b_to_degree | pf_ikss_c_to_degree | pf_vm_a_from_pu | pf_vm_b_from_pu | pf_vm_c_from_pu | pf_vm_a_to_pu | pf_vm_b_to_pu | pf_vm_c_to_pu | pf_va_a_from_degree | pf_va_b_from_degree | pf_va_c_from_degree | pf_va_a_to_degree | pf_va_b_to_degree | pf_va_c_to_degree
Line0_1_2 | 1.0065e-06 | 1.0063e-06 | 1.0063e-06 | 0 | 0 | 0 | 2.3243e-07 | 2.3239e-07 | 2.3239e-07 | 0 | 0 | 0 | -1.0373e-07 | 2.4807e-07 | -1.3029e-07 | 8.7284e-08 | -2.0769e-07 | 1.0635e-07 | 1.1119e-07 | -1.2228e-07 | -3.106e-07 | -9.1937e-08 | 1.0013e-07 | 2.5988e-07 | -116.4622 | -116.4609 | -116.4609 | 0 | 0 | 0 | 0.6542 | 1.1901 | 1.4494 | 0.6542 | 1.1901 | 1.4494 | 16.5501 | -142.7011 | 130.7826 | 16.5501 | -142.7011 | 130.7826
Line10_11_12 | 1.0065e-06 | 1.0063e-06 | 1.0063e-06 | 0 | 0 | 0 | 2.3243e-07 | 2.3239e-07 | 2.3239e-07 | 0 | 0 | 0 | -1.0373e-07 | 2.4807e-07 | -1.3029e-07 | 8.7284e-08 | -2.0769e-07 | 1.0635e-07 | 1.1119e-07 | -1.2228e-07 | -3.106e-07 | -9.1937e-08 | 1.0013e-07 | 2.5988e-07 | -116.4623 | -116.4609 | -116.4609 | 0 | 0 | 0 | 0.6542 | 1.1901 | 1.4494 | 0.6542 | 1.1901 | 1.4494 | 16.5501 | -142.7011 | 130.7826 | 16.5501 | -142.7011 | 130.7826
Line11_12_13 | 0 | 0 | 0 | 0 | 0 | 0 | 0 | 0 | 0 | 0 | 0 | 0 | -8.6439e-08 | 2.0672e-07 | -1.0857e-07 | 6.9996e-08 | -1.6635e-07 | 8.4637e-08 | 9.2654e-08 | -1.019e-07 | -2.5883e-07 | -7.3406e-08 | 7.9753e-08 | 2.0811e-07 | 0 | 0 | 0 | 0 | 0 | 0 | 0.6542 | 1.1901 | 1.4494 | 0.6542 | 1.1901 | 1.4494 | 16.5501 | -142.7011 | 130.7826 | 16.5501 | -142.7011 | 130.7826
Line12_13_15 | 0 | 0 | 0 | 0 | 0 | 0 | 0 | 0 | 0 | 0 | 0 | 0 | -5.1863e-08 | 1.2403e-07 | -6.5144e-08 | 3.5421e-08 | -8.3656e-08 | 4.1208e-08 | 5.5593e-08 | -6.1141e-08 | -1.553e-07 | -3.6344e-08 | 3.8992e-08 | 1.0458e-07 | 0 | 0 | 0 | 0 | 0 | 0 | 0.6542 | 1.1901 | 1.4494 | 0.6542 | 1.1901 | 1.4494 | 16.5501 | -142.7011 | 130.7826 | 16.5501 | -142.7011 | 130.7826
Line13_13_14 | 0 | 0 | 0 | 0 | 0 | 0 | 0 | 0 | 0 | 0 | 0 | 0 | -1.7288e-08 | 4.1345e-08 | -2.1715e-08 | 8.4508e-10 | -9.6645e-10 | -2.221e-09 | 1.8531e-08 | -2.038e-08 | -5.1767e-08 | 7.1745e-10 | -1.7683e-09 | 1.0439e-09 | 0 | 0 | 0 | 0 | 0 | 0 | 0.6542 | 1.1901 | 1.4494 | 0.6542 | 1.1901 | 1.4494 | 16.5501 | -142.7011 | 130.7826 | 16.5501 | -142.7011 | 130.7826
Line14_15_16 | 0 | 0 | 0 | 0 | 0 | 0 | 0 | 0 | 0 | 0 | 0 | 0 | -3.4576e-08 | 8.269e-08 | -4.3429e-08 | 1.8133e-08 | -4.2311e-08 | 1.9493e-08 | 3.7062e-08 | -4.076e-08 | -1.0353e-07 | -1.7813e-08 | 1.8612e-08 | 5.2811e-08 | 0 | 0 | 0 | 0 | 0 | 0 | 0.6542 | 1.1901 | 1.4494 | 0.6542 | 1.1901 | 1.4494 | 16.5501 | -142.7011 | 130.7826 | 16.5501 | -142.7011 | 130.7826
Line15_16_17 | 0 | 0 | 0 | 0 | 0 | 0 | 0 | 0 | 0 | 0 | 0 | 0 | -1.7288e-08 | 4.1345e-08 | -2.1715e-08 | 8.4508e-10 | -9.6645e-10 | -2.221e-09 | 1.8531e-08 | -2.038e-08 | -5.1767e-08 | 7.1745e-10 | -1.7683e-09 | 1.0439e-09 | 0 | 0 | 0 | 0 | 0 | 0 | 0.6542 | 1.1901 | 1.4494 | 0.6542 | 1.1901 | 1.4494 | 16.5501 | -142.7011 | 130.7826 | 16.5501 | -142.7011 | 130.7826
Line16_4_18 | 0.02126 | 0 | 0 | 0.02126 | 0 | 0 | 0.0049097 | 0 | 0 | 0.0049097 | 0 | 0 | 0.0022636 | 4.1332e-08 | -2.1789e-08 | -0.0022599 | -9.6286e-10 | -2.2201e-09 | 0.0022674 | -2.0425e-08 | -5.1763e-08 | -0.0022599 | -1.7672e-09 | 1.0413e-09 | -28.5454 | 0 | 0 | 151.4551 | 0 | 0 | 0.65257 | 1.1898 | 1.4494 | 0.65094 | 1.1894 | 1.4493 | 16.5027 | -142.7004 | 130.7691 | 16.4551 | -142.6997 | 130.7556
Line17_5_19 | 0 | 0 | 0 | 0 | 0 | 0 | 0 | 0 | 0 | 0 | 0 | 0 | -1.7288e-08 | 4.1345e-08 | -2.1715e-08 | 8.4508e-10 | -9.6644e-10 | -2.221e-09 | 1.8531e-08 | -2.038e-08 | -5.1767e-08 | 7.1745e-10 | -1.7683e-09 | 1.0439e-09 | 0 | 0 | 0 | 0 | 0 | 0 | 0.6542 | 1.1901 | 1.4494 | 0.6542 | 1.1901 | 1.4494 | 16.5501 | -142.7011 | 130.7826 | 16.5501 | -142.7011 | 130.7826
Line1_1_3 | 1.342e-06 | 1.3417e-06 | 1.3417e-06 | 1.1746e-06 | 1.1743e-06 | 1.1743e-06 | 3.0991e-07 | 3.0985e-07 | 3.0985e-07 | 2.7126e-07 | 2.7119e-07 | 2.7119e-07 | -1.383e-07 | 3.3076e-07 | -1.7372e-07 | 1.2186e-07 | -2.9038e-07 | 1.4978e-07 | 1.4825e-07 | -1.6304e-07 | -4.1413e-07 | -1.29e-07 | 1.4089e-07 | 3.6341e-07 | -116.4622 | -116.4609 | -116.4609 | 63.1802 | 63.1817 | 63.1817 | 0.6542 | 1.1901 | 1.4494 | 0.6542 | 1.1901 | 1.4494 | 16.5501 | -142.7011 | 130.7826 | 16.5501 | -142.7011 | 130.7826
Line2_1_4 | 0.02126 | 0 | 0 | 0.02126 | 0 | 0 | 0.0049097 | 0 | 0 | 0.0049097 | 0 | 0 | 0.0022674 | 8.2688e-08 | -4.3512e-08 | -0.0022636 | -4.2297e-08 | 1.9568e-08 | 0.002275 | -4.0829e-08 | -1.0354e-07 | -0.0022674 | 1.8657e-08 | 5.2806e-08 | -28.5458 | 0 | 0 | 151.4546 | 0 | 0 | 0.6542 | 1.1901 | 1.4494 | 0.65257 | 1.1898 | 1.4494 | 16.5501 | -142.7011 | 130.7826 | 16.5027 | -142.7004 | 130.7691
Line3_1_5 | 0 | 0 | 0 | 0 | 0 | 0 | 0 | 0 | 0 | 0 | 0 | 0 | -3.4576e-08 | 8.2689e-08 | -4.3429e-08 | 1.8133e-08 | -4.2311e-08 | 1.9493e-08 | 3.7062e-08 | -4.076e-08 | -1.0353e-07 | -1.7813e-08 | 1.8612e-08 | 5.2811e-08 | 0 | 0 | 0 | 0 | 0 | 0 | 0.6542 | 1.1901 | 1.4494 | 0.6542 | 1.1901 | 1.4494 | 16.5501 | -142.7011 | 130.7826 | 16.5501 | -142.7011 | 130.7826
Line4_2_6 | 0 | 0 | 0 | 0 | 0 | 0 | 0 | 0 | 0 | 0 | 0 | 0 | -8.6439e-08 | 2.0672e-07 | -1.0857e-07 | 6.9996e-08 | -1.6635e-07 | 8.4637e-08 | 9.2654e-08 | -1.019e-07 | -2.5883e-07 | -7.3406e-08 | 7.9752e-08 | 2.0811e-07 | 0 | 0 | 0 | 0 | 0 | 0 | 0.6542 | 1.1901 | 1.4494 | 0.6542 | 1.1901 | 1.4494 | 16.5501 | -142.7011 | 130.7826 | 16.5501 | -142.7011 | 130.7826
Line5_6_7 | 0 | 0 | 0 | 0 | 0 | 0 | 0 | 0 | 0 | 0 | 0 | 0 | -6.9151e-08 | 1.6538e-07 | -8.6858e-08 | 5.2709e-08 | -1.25e-07 | 6.2922e-08 | 7.4124e-08 | -8.1521e-08 | -2.0707e-07 | -5.4875e-08 | 5.9372e-08 | 1.5634e-07 | 0 | 0 | 0 | 0 | 0 | 0 | 0.6542 | 1.1901 | 1.4494 | 0.6542 | 1.1901 | 1.4494 | 16.5501 | -142.7011 | 130.7826 | 16.5501 | -142.7011 | 130.7826
Line6_7_8 | 0 | 0 | 0 | 0 | 0 | 0 | 0 | 0 | 0 | 0 | 0 | 0 | -5.1863e-08 | 1.2403e-07 | -6.5144e-08 | 3.5421e-08 | -8.3656e-08 | 4.1208e-08 | 5.5593e-08 | -6.1141e-08 | -1.553e-07 | -3.6344e-08 | 3.8992e-08 | 1.0458e-07 | 0 | 0 | 0 | 0 | 0 | 0 | 0.6542 | 1.1901 | 1.4494 | 0.6542 | 1.1901 | 1.4494 | 16.5501 | -142.7011 | 130.7826 | 16.5501 | -142.7011 | 130.7826
Line7_8_9 | 0 | 0 | 0 | 0 | 0 | 0 | 0 | 0 | 0 | 0 | 0 | 0 | -1.7288e-08 | 4.1345e-08 | -2.1715e-08 | 8.4508e-10 | -9.6644e-10 | -2.221e-09 | 1.8531e-08 | -2.038e-08 | -5.1767e-08 | 7.1745e-10 | -1.7683e-09 | 1.044e-09 | 0 | 0 | 0 | 0 | 0 | 0 | 0.6542 | 1.1901 | 1.4494 | 0.6542 | 1.1901 | 1.4494 | 16.5501 | -142.7011 | 130.7826 | 16.5501 | -142.7011 | 130.7826
Line8_8_10 | 0 | 0 | 0 | 0 | 0 | 0 | 0 | 0 | 0 | 0 | 0 | 0 | -1.7288e-08 | 4.1345e-08 | -2.1715e-08 | 8.4508e-10 | -9.6644e-10 | -2.221e-09 | 1.8531e-08 | -2.038e-08 | -5.1767e-08 | 7.1745e-10 | -1.7683e-09 | 1.0439e-09 | 0 | 0 | 0 | 0 | 0 | 0 | 0.6542 | 1.1901 | 1.4494 | 0.6542 | 1.1901 | 1.4494 | 16.5501 | -142.7011 | 130.7826 | 16.5501 | -142.7011 | 130.7826
Line9_3_11 | 1.1742e-06 | 1.174e-06 | 1.174e-06 | 1.0068e-06 | 1.0066e-06 | 1.0066e-06 | 2.7117e-07 | 2.7112e-07 | 2.7112e-07 | 2.3252e-07 | 2.3246e-07 | 2.3246e-07 | -1.2101e-07 | 2.8941e-07 | -1.52e-07 | 1.0457e-07 | -2.4903e-07 | 1.2807e-07 | 1.2972e-07 | -1.4266e-07 | -3.6237e-07 | -1.1047e-07 | 1.2051e-07 | 3.1164e-07 | -116.4623 | -116.4609 | -116.4609 | 63.1206 | 63.1222 | 63.1222 | 0.6542 | 1.1901 | 1.4494 | 0.6542 | 1.1901 | 1.4494 | 16.5501 | -142.7011 | 130.7826 | 16.5501 | -142.7011 | 130.7826

## LG_max_fault_10
name | pf_ikss_a_from_ka | pf_ikss_b_from_ka | pf_ikss_c_from_ka | pf_ikss_a_to_ka | pf_ikss_b_to_ka | pf_ikss_c_to_ka | pf_skss_a_from_mw | pf_skss_b_from_mw | pf_skss_c_from_mw | pf_skss_a_to_mw | pf_skss_b_to_mw | pf_skss_c_to_mw | pf_p_a_from_mw | pf_p_b_from_mw | pf_p_c_from_mw | pf_p_a_to_mw | pf_p_b_to_mw | pf_p_c_to_mw | pf_q_a_from_mvar | pf_q_b_from_mvar | pf_q_c_from_mvar | pf_q_a_to_mvar | pf_q_b_to_mvar | pf_q_c_to_mvar | pf_ikss_a_from_degree | pf_ikss_b_from_degree | pf_ikss_c_from_degree | pf_ikss_a_to_degree | pf_ikss_b_to_degree | pf_ikss_c_to_degree | pf_vm_a_from_pu | pf_vm_b_from_pu | pf_vm_c_from_pu | pf_vm_a_to_pu | pf_vm_b_to_pu | pf_vm_c_to_pu | pf_va_a_from_degree | pf_va_b_from_degree | pf_va_c_from_degree | pf_va_a_to_degree | pf_va_b_to_degree | pf_va_c_to_degree
Line0_1_2 | 1.0544e-06 | 1.0541e-06 | 1.0541e-06 | 0 | 0 | 0 | 2.435e-07 | 2.4344e-07 | 2.4344e-07 | 0 | 0 | 0 | -1.1383e-07 | 2.7224e-07 | -1.4299e-07 | 9.5785e-08 | -2.2793e-07 | 1.1672e-07 | 1.2202e-07 | -1.3419e-07 | -3.4087e-07 | -1.009e-07 | 1.0988e-07 | 2.8521e-07 | -116.4641 | -116.4626 | -116.4626 | 0 | 0 | 0 | 0.68532 | 1.2467 | 1.5184 | 0.68532 | 1.2467 | 1.5184 | 16.5464 | -142.7013 | 130.7805 | 16.5464 | -142.7013 | 130.7805
Line10_11_12 | 1.0544e-06 | 1.0541e-06 | 1.0541e-06 | 0 | 0 | 0 | 2.435e-07 | 2.4344e-07 | 2.4344e-07 | 0 | 0 | 0 | -1.1383e-07 | 2.7224e-07 | -1.4299e-07 | 9.5785e-08 | -2.2793e-07 | 1.1672e-07 | 1.2202e-07 | -1.3419e-07 | -3.4087e-07 | -1.009e-07 | 1.0988e-07 | 2.8521e-07 | -116.4641 | -116.4626 | -116.4626 | 0 | 0 | 0 | 0.68532 | 1.2467 | 1.5184 | 0.68532 | 1.2467 | 1.5184 | 16.5464 | -142.7013 | 130.7805 | 16.5464 | -142.7013 | 130.7805
Line11_12_13 | 0 | 0 | 0 | 0 | 0 | 0 | 0 | 0 | 0 | 0 | 0 | 0 | -9.4857e-08 | 2.2687e-07 | -1.1916e-07 | 7.6813e-08 | -1.8255e-07 | 9.2887e-08 | 1.0168e-07 | -1.1182e-07 | -2.8406e-07 | -8.056e-08 | 8.7517e-08 | 2.2839e-07 | 0 | 0 | 0 | 0 | 0 | 0 | 0.68532 | 1.2467 | 1.5184 | 0.68532 | 1.2467 | 1.5184 | 16.5464 | -142.7013 | 130.7805 | 16.5464 | -142.7013 | 130.7805
Line12_13_15 | 0 | 0 | 0 | 0 | 0 | 0 | 0 | 0 | 0 | 0 | 0 | 0 | -5.6914e-08 | 1.3612e-07 | -7.1494e-08 | 3.887e-08 | -9.1807e-08 | 4.5225e-08 | 6.1011e-08 | -6.7093e-08 | -1.7044e-07 | -3.9887e-08 | 4.2788e-08 | 1.1477e-07 | 0 | 0 | 0 | 0 | 0 | 0 | 0.68532 | 1.2467 | 1.5184 | 0.68532 | 1.2467 | 1.5184 | 16.5464 | -142.7013 | 130.7805 | 16.5464 | -142.7013 | 130.7805
Line13_13_14 | 0 | 0 | 0 | 0 | 0 | 0 | 0 | 0 | 0 | 0 | 0 | 0 | -1.8971e-08 | 4.5373e-08 | -2.3831e-08 | 9.2756e-10 | -1.0604e-09 | -2.4376e-09 | 2.0337e-08 | -2.2364e-08 | -5.6812e-08 | 7.872e-10 | -1.9407e-09 | 1.1455e-09 | 0 | 0 | 0 | 0 | 0 | 0 | 0.68532 | 1.2467 | 1.5184 | 0.68532 | 1.2467 | 1.5184 | 16.5464 | -142.7013 | 130.7805 | 16.5464 | -142.7013 | 130.7805
Line14_15_16 | 0 | 0 | 0 | 0 | 0 | 0 | 0 | 0 | 0 | 0 | 0 | 0 | -3.7943e-08 | 9.0746e-08 | -4.7663e-08 | 1.9899e-08 | -4.6434e-08 | 2.1394e-08 | 4.0674e-08 | -4.4729e-08 | -1.1362e-07 | -1.955e-08 | 2.0424e-08 | 5.7958e-08 | 0 | 0 | 0 | 0 | 0 | 0 | 0.68532 | 1.2467 | 1.5184 | 0.68532 | 1.2467 | 1.5184 | 16.5464 | -142.7013 | 130.7805 | 16.5464 | -142.7013 | 130.7805
Line15_16_17 | 0 | 0 | 0 | 0 | 0 | 0 | 0 | 0 | 0 | 0 | 0 | 0 | -1.8971e-08 | 4.5373e-08 | -2.3831e-08 | 9.2756e-10 | -1.0604e-09 | -2.4376e-09 | 2.0337e-08 | -2.2364e-08 | -5.6812e-08 | 7.872e-10 | -1.9406e-09 | 1.1455e-09 | 0 | 0 | 0 | 0 | 0 | 0 | 0.68532 | 1.2467 | 1.5184 | 0.68532 | 1.2467 | 1.5184 | 16.5464 | -142.7013 | 130.7805 | 16.5464 | -142.7013 | 130.7805
Line16_4_18 | 0.022271 | 0 | 0 | 0.022271 | 0 | 0 | 0.0051433 | 0 | 0 | 0.0051433 | 0 | 0 | 0.0024841 | 4.5359e-08 | -2.3913e-08 | -0.00248 | -1.0565e-09 | -2.4365e-09 | 0.0024883 | -2.2414e-08 | -5.6808e-08 | -0.00248 | -1.9394e-09 | 1.1426e-09 | -28.5491 | 0 | 0 | 151.4514 | 0 | 0 | 0.68361 | 1.2464 | 1.5184 | 0.68191 | 1.246 | 1.5183 | 16.499 | -142.7006 | 130.767 | 16.4514 | -142.6999 | 130.7536
Line17_5_19 | 0 | 0 | 0 | 0 | 0 | 0 | 0 | 0 | 0 | 0 | 0 | 0 | -1.8971e-08 | 4.5373e-08 | -2.3831e-08 | 9.2756e-10 | -1.0604e-09 | -2.4376e-09 | 2.0337e-08 | -2.2364e-08 | -5.6812e-08 | 7.872e-10 | -1.9406e-09 | 1.1455e-09 | 0 | 0 | 0 | 0 | 0 | 0 | 0.68532 | 1.2467 | 1.5184 | 0.68532 | 1.2467 | 1.5184 | 16.5464 | -142.7013 | 130.7805 | 16.5464 | -142.7013 | 130.7805
Line1_1_3 | 1.4058e-06 | 1.4055e-06 | 1.4055e-06 | 1.2305e-06 | 1.2302e-06 | 1.2302e-06 | 3.2466e-07 | 3.2459e-07 | 3.2459e-07 | 2.8417e-07 | 2.841e-07 | 2.841e-07 | -1.5177e-07 | 3.6298e-07 | -1.9065e-07 | 1.3373e-07 | -3.1867e-07 | 1.6438e-07 | 1.627e-07 | -1.7892e-07 | -4.545e-07 | -1.4157e-07 | 1.5461e-07 | 3.9883e-07 | -116.4641 | -116.4626 | -116.4626 | 63.1784 | 63.18 | 63.18 | 0.68532 | 1.2467 | 1.5184 | 0.68532 | 1.2467 | 1.5184 | 16.5464 | -142.7013 | 130.7805 | 16.5464 | -142.7013 | 130.7805
Line2_1_4 | 0.022271 | 0 | 0 | 0.022271 | 0 | 0 | 0.0051433 | 0 | 0 | 0.0051433 | 0 | 0 | 0.0024882 | 9.0744e-08 | -4.7754e-08 | -0.0024841 | -4.6418e-08 | 2.1476e-08 | 0.0024966 | -4.4804e-08 | -1.1363e-07 | -0.0024883 | 2.0474e-08 | 5.7952e-08 | -28.5495 | 0 | 0 | 151.4509 | 0 | 0 | 0.68532 | 1.2467 | 1.5184 | 0.68361 | 1.2464 | 1.5184 | 16.5464 | -142.7013 | 130.7805 | 16.499 | -142.7006 | 130.767
Line3_1_5 | 0 | 0 | 0 | 0 | 0 | 0 | 0 | 0 | 0 | 0 | 0 | 0 | -3.7943e-08 | 9.0746e-08 | -4.7663e-08 | 1.9899e-08 | -4.6433e-08 | 2.1394e-08 | 4.0674e-08 | -4.4729e-08 | -1.1362e-07 | -1.955e-08 | 2.0424e-08 | 5.7958e-08 | 0 | 0 | 0 | 0 | 0 | 0 | 0.68532 | 1.2467 | 1.5184 | 0.68532 | 1.2467 | 1.5184 | 16.5464 | -142.7013 | 130.7805 | 16.5464 | -142.7013 | 130.7805
Line4_2_6 | 0 | 0 | 0 | 0 | 0 | 0 | 0 | 0 | 0 | 0 | 0 | 0 | -9.4857e-08 | 2.2687e-07 | -1.1916e-07 | 7.6813e-08 | -1.8255e-07 | 9.2887e-08 | 1.0168e-07 | -1.1182e-07 | -2.8406e-07 | -8.056e-08 | 8.7517e-08 | 2.2839e-07 | 0 | 0 | 0 | 0 | 0 | 0 | 0.68532 | 1.2467 | 1.5184 | 0.68532 | 1.2467 | 1.5184 | 16.5464 | -142.7013 | 130.7805 | 16.5464 | -142.7013 | 130.7805
Line5_6_7 | 0 | 0 | 0 | 0 | 0 | 0 | 0 | 0 | 0 | 0 | 0 | 0 | -7.5886e-08 | 1.8149e-07 | -9.5325e-08 | 5.7842e-08 | -1.3718e-07 | 6.9056e-08 | 8.1348e-08 | -8.9458e-08 | -2.2725e-07 | -6.0223e-08 | 6.5153e-08 | 1.7158e-07 | 0 | 0 | 0 | 0 | 0 | 0 | 0.68532 | 1.2467 | 1.5184 | 0.68532 | 1.2467 | 1.5184 | 16.5464 | -142.7013 | 130.7805 | 16.5464 | -142.7013 | 130.7805
Line6_7_8 | 0 | 0 | 0 | 0 | 0 | 0 | 0 | 0 | 0 | 0 | 0 | 0 | -5.6914e-08 | 1.3612e-07 | -7.1494e-08 | 3.887e-08 | -9.1807e-08 | 4.5225e-08 | 6.1011e-08 | -6.7093e-08 | -1.7044e-07 | -3.9887e-08 | 4.2788e-08 | 1.1477e-07 | 0 | 0 | 0 | 0 | 0 | 0 | 0.68532 | 1.2467 | 1.5184 | 0.68532 | 1.2467 | 1.5184 | 16.5464 | -142.7013 | 130.7805 | 16.5464 | -142.7013 | 130.7805
Line7_8_9 | 0 | 0 | 0 | 0 | 0 | 0 | 0 | 0 | 0 | 0 | 0 | 0 | -1.8971e-08 | 4.5373e-08 | -2.3831e-08 | 9.2756e-10 | -1.0604e-09 | -2.4376e-09 | 2.0337e-08 | -2.2364e-08 | -5.6812e-08 | 7.872e-10 | -1.9407e-09 | 1.1455e-09 | 0 | 0 | 0 | 0 | 0 | 0 | 0.68532 | 1.2467 | 1.5184 | 0.68532 | 1.2467 | 1.5184 | 16.5464 | -142.7013 | 130.7805 | 16.5464 | -142.7013 | 130.7805
Line8_8_10 | 0 | 0 | 0 | 0 | 0 | 0 | 0 | 0 | 0 | 0 | 0 | 0 | -1.8971e-08 | 4.5373e-08 | -2.3831e-08 | 9.2756e-10 | -1.0604e-09 | -2.4376e-09 | 2.0337e-08 | -2.2364e-08 | -5.6812e-08 | 7.872e-10 | -1.9406e-09 | 1.1455e-09 | 0 | 0 | 0 | 0 | 0 | 0 | 0.68532 | 1.2467 | 1.5184 | 0.68532 | 1.2467 | 1.5184 | 16.5464 | -142.7013 | 130.7805 | 16.5464 | -142.7013 | 130.7805
Line9_3_11 | 1.2301e-06 | 1.2298e-06 | 1.2298e-06 | 1.0548e-06 | 1.0545e-06 | 1.0545e-06 | 2.8408e-07 | 2.8402e-07 | 2.8402e-07 | 2.4359e-07 | 2.4353e-07 | 2.4353e-07 | -1.328e-07 | 3.1761e-07 | -1.6682e-07 | 1.1476e-07 | -2.733e-07 | 1.4055e-07 | 1.4236e-07 | -1.5655e-07 | -3.9768e-07 | -1.2123e-07 | 1.3225e-07 | 3.4202e-07 | -116.4641 | -116.4626 | -116.4626 | 63.1188 | 63.1204 | 63.1204 | 0.68532 | 1.2467 | 1.5184 | 0.68532 | 1.2467 | 1.5184 | 16.5464 | -142.7013 | 130.7805 | 16.5464 | -142.7013 | 130.7805

## LG_min_6
name | pf_ikss_a_from_ka | pf_ikss_b_from_ka | pf_ikss_c_from_ka | pf_ikss_a_to_ka | pf_ikss_b_to_ka | pf_ikss_c_to_ka | pf_skss_a_from_mw | pf_skss_b_from_mw | pf_skss_c_from_mw | pf_skss_a_to_mw | pf_skss_b_to_mw | pf_skss_c_to_mw | pf_p_a_from_mw | pf_p_b_from_mw | pf_p_c_from_mw | pf_p_a_to_mw | pf_p_b_to_mw | pf_p_c_to_mw | pf_q_a_from_mvar | pf_q_b_from_mvar | pf_q_c_from_mvar | pf_q_a_to_mvar | pf_q_b_to_mvar | pf_q_c_to_mvar | pf_ikss_a_from_degree | pf_ikss_b_from_degree | pf_ikss_c_from_degree | pf_ikss_a_to_degree | pf_ikss_b_to_degree | pf_ikss_c_to_degree | pf_vm_a_from_pu | pf_vm_b_from_pu | pf_vm_c_from_pu | pf_vm_a_to_pu | pf_vm_b_to_pu | pf_vm_c_to_pu | pf_va_a_from_degree | pf_va_b_from_degree | pf_va_c_from_degree | pf_va_a_to_degree | pf_va_b_to_degree | pf_va_c_to_degree
Line0_1_2 | 2.0547e-06 | 2.0543e-06 | 2.0543e-06 | 1.713e-06 | 1.7126e-06 | 1.7126e-06 | 4.7451e-07 | 4.7441e-07 | 4.7441e-07 | 3.956e-07 | 3.955e-07 | 3.955e-07 | -2.8667e-09 | 4.2053e-07 | -3.5899e-07 | 2.4115e-09 | -3.5531e-07 | 2.9423e-07 | 2.9598e-09 | -6.5121e-07 | -6.9252e-07 | -2.4466e-09 | 5.3982e-07 | 5.7993e-07 | -93.0351 | -93.0336 | -93.0336 | 86.4645 | 86.4661 | 86.4661 | 0.0086837 | 1.634 | 1.6442 | 0.0086837 | 1.634 | 1.6442 | 41.0496 | -150.1807 | 149.565 | 41.0504 | -150.1807 | 149.565
Line10_11_12 | 2.0547e-06 | 2.0543e-06 | 2.0543e-06 | 1.713e-06 | 1.7126e-06 | 1.7126e-06 | 4.7451e-07 | 4.7441e-07 | 4.7441e-07 | 3.956e-07 | 3.955e-07 | 3.955e-07 | -2.8668e-09 | 4.2053e-07 | -3.5899e-07 | 2.4116e-09 | -3.5531e-07 | 2.9423e-07 | 2.9597e-09 | -6.5121e-07 | -6.9252e-07 | -2.4465e-09 | 5.3982e-07 | 5.7993e-07 | -93.0351 | -93.0336 | -93.0336 | 86.4644 | 86.4661 | 86.4661 | 0.0086837 | 1.634 | 1.6442 | 0.0086837 | 1.634 | 1.6442 | 41.0515 | -150.1807 | 149.565 | 41.0523 | -150.1807 | 149.565
Line11_12_13 | 1.7122e-06 | 1.7119e-06 | 1.7119e-06 | 1.3706e-06 | 1.3702e-06 | 1.3702e-06 | 3.9542e-07 | 3.9534e-07 | 3.9534e-07 | 3.1652e-07 | 3.1644e-07 | 3.1644e-07 | -2.389e-09 | 3.5044e-07 | -2.9916e-07 | 1.9338e-09 | -2.8522e-07 | 2.344e-07 | 2.4664e-09 | -5.4268e-07 | -5.771e-07 | -1.9532e-09 | 4.3128e-07 | 4.6451e-07 | -93.0351 | -93.0336 | -93.0336 | 86.3394 | 86.341 | 86.341 | 0.0086837 | 1.634 | 1.6442 | 0.0086837 | 1.634 | 1.6442 | 41.0523 | -150.1807 | 149.565 | 41.0529 | -150.1807 | 149.565
Line12_13_15 | 1.0273e-06 | 1.0271e-06 | 1.0271e-06 | 0 | 0 | 0 | 2.3725e-07 | 2.372e-07 | 2.372e-07 | 0 | 0 | 0 | -1.4334e-09 | 2.1026e-07 | -1.795e-07 | 9.7816e-10 | -1.4505e-07 | 1.1473e-07 | 1.4798e-09 | -3.2561e-07 | -3.4626e-07 | -9.6667e-10 | 2.1421e-07 | 2.3367e-07 | -93.0351 | -93.0336 | -93.0336 | 0 | 0 | 0 | 0.0086837 | 1.634 | 1.6442 | 0.0086837 | 1.634 | 1.6442 | 41.0529 | -150.1807 | 149.565 | 41.0532 | -150.1807 | 149.565
Line13_13_14 | 0 | 0 | 0 | 0 | 0 | 0 | 0 | 0 | 0 | 0 | 0 | 0 | -4.7781e-10 | 7.0088e-08 | -5.9832e-08 | 2.2534e-11 | -4.8698e-09 | -4.9312e-09 | 4.9327e-10 | -1.0854e-07 | -1.1542e-07 | 1.9866e-11 | -2.8614e-09 | 2.826e-09 | 0 | 0 | 0 | 0 | 0 | 0 | 0.0086837 | 1.634 | 1.6442 | 0.0086837 | 1.634 | 1.6442 | 41.0529 | -150.1807 | 149.565 | 41.053 | -150.1807 | 149.565
Line14_15_16 | 0 | 0 | 0 | 0 | 0 | 0 | 0 | 0 | 0 | 0 | 0 | 0 | -9.5563e-10 | 1.4018e-07 | -1.1966e-07 | 5.0035e-10 | -7.4958e-08 | 5.4901e-08 | 9.8654e-10 | -2.1707e-07 | -2.3084e-07 | -4.734e-10 | 1.0567e-07 | 1.1825e-07 | 0 | 0 | 0 | 0 | 0 | 0 | 0.0086837 | 1.634 | 1.6442 | 0.0086837 | 1.634 | 1.6442 | 41.0532 | -150.1807 | 149.565 | 41.0534 | -150.1807 | 149.565
Line15_16_17 | 0 | 0 | 0 | 0 | 0 | 0 | 0 | 0 | 0 | 0 | 0 | 0 | -4.7782e-10 | 7.0088e-08 | -5.9832e-08 | 2.2534e-11 | -4.8698e-09 | -4.9312e-09 | 4.9327e-10 | -1.0854e-07 | -1.1542e-07 | 1.9866e-11 | -2.8614e-09 | 2.826e-09 | 0 | 0 | 0 | 0 | 0 | 0 | 0.0086837 | 1.634 | 1.6442 | 0.0086837 | 1.634 | 1.6442 | 41.0534 | -150.1807 | 149.565 | 41.0535 | -150.1807 | 149.565
Line16_4_18 | 0.0434 | 0 | 0 | 0.0434 | 0 | 0 | 0.010023 | 0 | 0 | 0.010023 | 0 | 0 | 3.0137e-05 | 6.9996e-08 | -6.0053e-08 | -1.6541e-16 | -4.8551e-09 | -4.9234e-09 | 3.1393e-05 | -1.0866e-07 | -1.1542e-07 | -3.6772e-17 | -2.8595e-09 | 2.82e-09 | -5.1197 | 0 | 0 | 174.8808 | 0 | 0 | 0.0043419 | 1.6332 | 1.644 | 0 | 1.6323 | 1.6437 | 41.0498 | -150.1866 | 149.5363 | 0 | -150.1926 | 149.5076
Line17_5_19 | 0 | 0 | 0 | 0 | 0 | 0 | 0 | 0 | 0 | 0 | 0 | 0 | -4.7779e-10 | 7.0088e-08 | -5.9832e-08 | 2.2535e-11 | -4.8698e-09 | -4.9312e-09 | 4.933e-10 | -1.0854e-07 | -1.1542e-07 | 1.9865e-11 | -2.8614e-09 | 2.826e-09 | 0 | 0 | 0 | 0 | 0 | 0 | 0.0086837 | 1.634 | 1.6442 | 0.0086837 | 1.634 | 1.6442 | 41.0499 | -150.1807 | 149.565 | 41.0499 | -150.1807 | 149.565
Line1_1_3 | 2.7396e-06 | 2.739e-06 | 2.739e-06 | 2.3979e-06 | 2.3973e-06 | 2.3973e-06 | 6.3268e-07 | 6.3255e-07 | 6.3255e-07 | 5.5377e-07 | 5.5363e-07 | 5.5363e-07 | -3.8223e-09 | 5.6071e-07 | -4.7866e-07 | 3.3671e-09 | -4.9549e-07 | 4.1389e-07 | 3.9464e-09 | -8.6828e-07 | -9.2337e-07 | -3.4332e-09 | 7.5689e-07 | 8.1077e-07 | -93.0351 | -93.0336 | -93.0336 | 86.6074 | 86.609 | 86.609 | 0.0086837 | 1.634 | 1.6442 | 0.0086837 | 1.634 | 1.6442 | 41.0496 | -150.1807 | 149.565 | 41.0507 | -150.1807 | 149.565
Line2_1_4 | 0.0434 | 0 | 0 | 0.0434 | 0 | 0 | 0.010023 | 0 | 0 | 0.010023 | 0 | 0 | 6.0275e-05 | 1.4011e-07 | -1.199e-07 | -3.0137e-05 | -7.4858e-08 | 5.5126e-08 | 6.2787e-05 | -2.173e-07 | -2.309e-07 | -3.1393e-05 | 1.058e-07 | 1.1824e-07 | -5.1201 | 0 | 0 | 174.8803 | 0 | 0 | 0.0086837 | 1.634 | 1.6442 | 0.0043419 | 1.6332 | 1.644 | 41.0496 | -150.1807 | 149.565 | 41.0498 | -150.1866 | 149.5363
Line3_1_5 | 0 | 0 | 0 | 0 | 0 | 0 | 0 | 0 | 0 | 0 | 0 | 0 | -9.5557e-10 | 1.4018e-07 | -1.1966e-07 | 5.0032e-10 | -7.4958e-08 | 5.4901e-08 | 9.866e-10 | -2.1707e-07 | -2.3084e-07 | -4.7343e-10 | 1.0567e-07 | 1.1825e-07 | 0 | 0 | 0 | 0 | 0 | 0 | 0.0086837 | 1.634 | 1.6442 | 0.0086837 | 1.634 | 1.6442 | 41.0496 | -150.1807 | 149.565 | 41.0499 | -150.1807 | 149.565
Line4_2_6 | 1.7122e-06 | 1.7119e-06 | 1.7119e-06 | 1.3706e-06 | 1.3702e-06 | 1.3702e-06 | 3.9542e-07 | 3.9534e-07 | 3.9534e-07 | 3.1652e-07 | 3.1644e-07 | 3.1644e-07 | -2.389e-09 | 3.5044e-07 | -2.9916e-07 | 1.9337e-09 | -2.8522e-07 | 2.344e-07 | 2.4665e-09 | -5.4268e-07 | -5.771e-07 | -1.9533e-09 | 4.3128e-07 | 4.6451e-07 | -93.0351 | -93.0336 | -93.0336 | 86.3394 | 86.341 | 86.341 | 0.0086837 | 1.634 | 1.6442 | 0.0086837 | 1.634 | 1.6442 | 41.0504 | -150.1807 | 149.565 | 41.051 | -150.1807 | 149.565
Line5_6_7 | 1.3698e-06 | 1.3695e-06 | 1.3695e-06 | 1.0282e-06 | 1.0279e-06 | 1.0279e-06 | 3.1634e-07 | 3.1627e-07 | 3.1627e-07 | 2.3744e-07 | 2.3738e-07 | 2.3738e-07 | -1.9112e-09 | 2.8035e-07 | -2.3933e-07 | 1.4559e-09 | -2.1513e-07 | 1.7456e-07 | 1.9732e-09 | -4.3414e-07 | -4.6168e-07 | -1.46e-09 | 3.2274e-07 | 3.4909e-07 | -93.0351 | -93.0336 | -93.0336 | 86.1311 | 86.1328 | 86.1328 | 0.0086837 | 1.634 | 1.6442 | 0.0086837 | 1.634 | 1.6442 | 41.051 | -150.1807 | 149.565 | 41.0515 | -150.1807 | 149.565
Line6_7_8 | 1.0273e-06 | 1.0271e-06 | 1.0271e-06 | 0 | 0 | 0 | 2.3725e-07 | 2.372e-07 | 2.372e-07 | 0 | 0 | 0 | -1.4334e-09 | 2.1026e-07 | -1.795e-07 | 9.7814e-10 | -1.4505e-07 | 1.1473e-07 | 1.4799e-09 | -3.2561e-07 | -3.4626e-07 | -9.667e-10 | 2.1421e-07 | 2.3367e-07 | -93.0351 | -93.0336 | -93.0336 | 0 | 0 | 0 | 0.0086837 | 1.634 | 1.6442 | 0.0086837 | 1.634 | 1.6442 | 41.0515 | -150.1807 | 149.565 | 41.0518 | -150.1807 | 149.565
Line7_8_9 | 0 | 0 | 0 | 0 | 0 | 0 | 0 | 0 | 0 | 0 | 0 | 0 | -4.778e-10 | 7.0088e-08 | -5.9832e-08 | 2.2534e-11 | -4.8698e-09 | -4.9312e-09 | 4.9328e-10 | -1.0854e-07 | -1.1542e-07 | 1.9865e-11 | -2.8614e-09 | 2.826e-09 | 0 | 0 | 0 | 0 | 0 | 0 | 0.0086837 | 1.634 | 1.6442 | 0.0086837 | 1.634 | 1.6442 | 41.0518 | -150.1807 | 149.565 | 41.0519 | -150.1807 | 149.565
Line8_8_10 | 0 | 0 | 0 | 0 | 0 | 0 | 0 | 0 | 0 | 0 | 0 | 0 | -4.778e-10 | 7.0088e-08 | -5.9832e-08 | 2.2534e-11 | -4.8698e-09 | -4.9312e-09 | 4.9328e-10 | -1.0854e-07 | -1.1542e-07 | 1.9865e-11 | -2.8614e-09 | 2.826e-09 | 0 | 0 | 0 | 0 | 0 | 0 | 0.0086837 | 1.634 | 1.6442 | 0.0086837 | 1.634 | 1.6442 | 41.0518 | -150.1807 | 149.565 | 41.0519 | -150.1807 | 149.565
Line9_3_11 | 2.3971e-06 | 2.3966e-06 | 2.3966e-06 | 2.0554e-06 | 2.0549e-06 | 2.0549e-06 | 5.5359e-07 | 5.5348e-07 | 5.5348e-07 | 4.7468e-07 | 4.7457e-07 | 4.7457e-07 | -3.3446e-09 | 4.9062e-07 | -4.1882e-07 | 2.8893e-09 | -4.254e-07 | 3.5406e-07 | 3.453e-09 | -7.5975e-07 | -8.0794e-07 | -2.9398e-09 | 6.4835e-07 | 6.9535e-07 | -93.0351 | -93.0336 | -93.0336 | 86.5478 | 86.5494 | 86.5494 | 0.0086837 | 1.634 | 1.6442 | 0.0086837 | 1.634 | 1.6442 | 41.0507 | -150.1807 | 149.565 | 41.0515 | -150.1807 | 149.565

## LG_min_10
name | pf_ikss_a_from_ka | pf_ikss_b_from_ka | pf_ikss_c_from_ka | pf_ikss_a_to_ka | pf_ikss_b_to_ka | pf_ikss_c_to_ka | pf_skss_a_from_mw | pf_skss_b_from_mw | pf_skss_c_from_mw | pf_skss_a_to_mw | pf_skss_b_to_mw | pf_skss_c_to_mw | pf_p_a_from_mw | pf_p_b_from_mw | pf_p_c_from_mw | pf_p_a_to_mw | pf_p_b_to_mw | pf_p_c_to_mw | pf_q_a_from_mvar | pf_q_b_from_mvar | pf_q_c_from_mvar | pf_q_a_to_mvar | pf_q_b_to_mvar | pf_q_c_to_mvar | pf_ikss_a_from_degree | pf_ikss_b_from_degree | pf_ikss_c_from_degree | pf_ikss_a_to_degree | pf_ikss_b_to_degree | pf_ikss_c_to_degree | pf_vm_a_from_pu | pf_vm_b_from_pu | pf_vm_c_from_pu | pf_vm_a_to_pu | pf_vm_b_to_pu | pf_vm_c_to_pu | pf_va_a_from_degree | pf_va_b_from_degree | pf_va_c_from_degree | pf_va_a_to_degree | pf_va_b_to_degree | pf_va_c_to_degree
Line0_1_2 | 1.9465e-06 | 1.9461e-06 | 1.9461e-06 | 1.6228e-06 | 1.6224e-06 | 1.6224e-06 | 4.4953e-07 | 4.4944e-07 | 4.4944e-07 | 3.7478e-07 | 3.7469e-07 | 3.7469e-07 | -2.5729e-09 | 3.7743e-07 | -3.222e-07 | 2.1643e-09 | -3.1889e-07 | 2.6407e-07 | 2.6564e-09 | -5.8447e-07 | -6.2154e-07 | -2.1958e-09 | 4.8449e-07 | 5.2049e-07 | -93.0351 | -93.0336 | -93.0336 | 86.4645 | 86.4661 | 86.4661 | 0.0082267 | 1.548 | 1.5577 | 0.0082267 | 1.548 | 1.5577 | 41.0496 | -150.1807 | 149.565 | 41.0504 | -150.1807 | 149.565
Line10_11_12 | 1.9465e-06 | 1.9461e-06 | 1.9461e-06 | 1.6228e-06 | 1.6224e-06 | 1.6224e-06 | 4.4953e-07 | 4.4944e-07 | 4.4944e-07 | 3.7478e-07 | 3.7469e-07 | 3.7469e-07 | -2.573e-09 | 3.7743e-07 | -3.222e-07 | 2.1644e-09 | -3.1889e-07 | 2.6407e-07 | 2.6564e-09 | -5.8447e-07 | -6.2155e-07 | -2.1958e-09 | 4.8449e-07 | 5.2049e-07 | -93.0351 | -93.0336 | -93.0336 | 86.4644 | 86.4661 | 86.4661 | 0.0082267 | 1.548 | 1.5577 | 0.0082267 | 1.548 | 1.5577 | 41.0515 | -150.1807 | 149.565 | 41.0523 | -150.1807 | 149.565
Line11_12_13 | 1.6221e-06 | 1.6218e-06 | 1.6218e-06 | 1.2984e-06 | 1.2981e-06 | 1.2981e-06 | 3.7461e-07 | 3.7453e-07 | 3.7453e-07 | 2.9986e-07 | 2.9978e-07 | 2.9978e-07 | -2.1442e-09 | 3.1452e-07 | -2.685e-07 | 1.7356e-09 | -2.5599e-07 | 2.1037e-07 | 2.2136e-09 | -4.8706e-07 | -5.1795e-07 | -1.753e-09 | 3.8708e-07 | 4.169e-07 | -93.0351 | -93.0336 | -93.0336 | 86.3394 | 86.341 | 86.341 | 0.0082267 | 1.548 | 1.5577 | 0.0082267 | 1.548 | 1.5577 | 41.0523 | -150.1807 | 149.565 | 41.0529 | -150.1807 | 149.565
Line12_13_15 | 0 | 0 | 0 | 0 | 0 | 0 | 0 | 0 | 0 | 0 | 0 | 0 | -1.2865e-09 | 1.8871e-07 | -1.611e-07 | 8.7791e-10 | -1.3018e-07 | 1.0297e-07 | 1.3281e-09 | -2.9223e-07 | -3.1077e-07 | -8.6759e-10 | 1.9225e-07 | 2.0972e-07 | 0 | 0 | 0 | 0 | 0 | 0 | 0.0082267 | 1.548 | 1.5577 | 0.0082267 | 1.548 | 1.5577 | 41.0529 | -150.1807 | 149.565 | 41.0532 | -150.1807 | 149.565
Line13_13_14 | 0 | 0 | 0 | 0 | 0 | 0 | 0 | 0 | 0 | 0 | 0 | 0 | -4.2884e-10 | 6.2905e-08 | -5.37e-08 | 2.0224e-11 | -4.3707e-09 | -4.4258e-09 | 4.4271e-10 | -9.7411e-08 | -1.0359e-07 | 1.783e-11 | -2.5682e-09 | 2.5363e-09 | 0 | 0 | 0 | 0 | 0 | 0 | 0.0082267 | 1.548 | 1.5577 | 0.0082267 | 1.548 | 1.5577 | 41.0529 | -150.1807 | 149.565 | 41.053 | -150.1807 | 149.565
Line14_15_16 | 0 | 0 | 0 | 0 | 0 | 0 | 0 | 0 | 0 | 0 | 0 | 0 | -8.5769e-10 | 1.2581e-07 | -1.074e-07 | 4.4907e-10 | -6.7275e-08 | 4.9274e-08 | 8.8542e-10 | -1.9482e-07 | -2.0718e-07 | -4.2488e-10 | 9.4843e-08 | 1.0613e-07 | 0 | 0 | 0 | 0 | 0 | 0 | 0.0082267 | 1.548 | 1.5577 | 0.0082267 | 1.548 | 1.5577 | 41.0532 | -150.1807 | 149.565 | 41.0534 | -150.1807 | 149.565
Line15_16_17 | 0 | 0 | 0 | 0 | 0 | 0 | 0 | 0 | 0 | 0 | 0 | 0 | -4.2884e-10 | 6.2905e-08 | -5.37e-08 | 2.0224e-11 | -4.3707e-09 | -4.4258e-09 | 4.4271e-10 | -9.7411e-08 | -1.0359e-07 | 1.783e-11 | -2.5682e-09 | 2.5363e-09 | 0 | 0 | 0 | 0 | 0 | 0 | 0.0082267 | 1.548 | 1.5577 | 0.0082267 | 1.548 | 1.5577 | 41.0534 | -150.1807 | 149.565 | 41.0535 | -150.1807 | 149.565
Line16_4_18 | 0.041116 | 0 | 0 | 0.041116 | 0 | 0 | 0.0094954 | 0 | 0 | 0.0094954 | 0 | 0 | 2.7049e-05 | 6.2821e-08 | -5.3898e-08 | -1.4733e-16 | -4.3575e-09 | -4.4188e-09 | 2.8176e-05 | -9.7522e-08 | -1.0359e-07 | -3.3144e-17 | -2.5664e-09 | 2.531e-09 | -5.1197 | 0 | 0 | 174.8808 | 0 | 0 | 0.0041133 | 1.5472 | 1.5574 | 0 | 1.5464 | 1.5572 | 41.0498 | -150.1866 | 149.5363 | 0 | -150.1926 | 149.5076
Line17_5_19 | 0 | 0 | 0 | 0 | 0 | 0 | 0 | 0 | 0 | 0 | 0 | 0 | -4.2882e-10 | 6.2905e-08 | -5.37e-08 | 2.0225e-11 | -4.3706e-09 | -4.4258e-09 | 4.4274e-10 | -9.7411e-08 | -1.0359e-07 | 1.7829e-11 | -2.5682e-09 | 2.5363e-09 | 0 | 0 | 0 | 0 | 0 | 0 | 0.0082267 | 1.548 | 1.5577 | 0.0082267 | 1.548 | 1.5577 | 41.0499 | -150.1807 | 149.565 | 41.0499 | -150.1807 | 149.565
Line1_1_3 | 2.5954e-06 | 2.5948e-06 | 2.5948e-06 | 2.2717e-06 | 2.2711e-06 | 2.2711e-06 | 5.9938e-07 | 5.9925e-07 | 5.9925e-07 | 5.2462e-07 | 5.245e-07 | 5.245e-07 | -3.4305e-09 | 5.0324e-07 | -4.296e-07 | 3.022e-09 | -4.447e-07 | 3.7147e-07 | 3.5419e-09 | -7.7929e-07 | -8.2873e-07 | -3.0813e-09 | 6.7931e-07 | 7.2767e-07 | -93.0351 | -93.0336 | -93.0336 | 86.6074 | 86.609 | 86.609 | 0.0082267 | 1.548 | 1.5577 | 0.0082267 | 1.548 | 1.5577 | 41.0496 | -150.1807 | 149.565 | 41.0507 | -150.1807 | 149.565
Line2_1_4 | 0.041116 | 0 | 0 | 0.041116 | 0 | 0 | 0.0094954 | 0 | 0 | 0.0094954 | 0 | 0 | 5.4097e-05 | 1.2575e-07 | -1.0761e-07 | -2.7049e-05 | -6.7186e-08 | 4.9476e-08 | 5.6352e-05 | -1.9503e-07 | -2.0724e-07 | -2.8176e-05 | 9.4955e-08 | 1.0612e-07 | -5.1201 | 0 | 0 | 174.8803 | 0 | 0 | 0.0082267 | 1.548 | 1.5577 | 0.0041133 | 1.5472 | 1.5574 | 41.0496 | -150.1807 | 149.565 | 41.0498 | -150.1866 | 149.5363
Line3_1_5 | 0 | 0 | 0 | 0 | 0 | 0 | 0 | 0 | 0 | 0 | 0 | 0 | -8.5763e-10 | 1.2581e-07 | -1.074e-07 | 4.4904e-10 | -6.7275e-08 | 4.9274e-08 | 8.8548e-10 | -1.9482e-07 | -2.0718e-07 | -4.2491e-10 | 9.4843e-08 | 1.0613e-07 | 0 | 0 | 0 | 0 | 0 | 0 | 0.0082267 | 1.548 | 1.5577 | 0.0082267 | 1.548 | 1.5577 | 41.0496 | -150.1807 | 149.565 | 41.0499 | -150.1807 | 149.565
Line4_2_6 | 1.6221e-06 | 1.6218e-06 | 1.6218e-06 | 1.2984e-06 | 1.2981e-06 | 1.2981e-06 | 3.7461e-07 | 3.7453e-07 | 3.7453e-07 | 2.9986e-07 | 2.9978e-07 | 2.9978e-07 | -2.1441e-09 | 3.1452e-07 | -2.685e-07 | 1.7355e-09 | -2.5599e-07 | 2.1037e-07 | 2.2137e-09 | -4.8706e-07 | -5.1795e-07 | -1.7531e-09 | 3.8708e-07 | 4.169e-07 | -93.0351 | -93.0336 | -93.0336 | 86.3394 | 86.341 | 86.341 | 0.0082267 | 1.548 | 1.5577 | 0.0082267 | 1.548 | 1.5577 | 41.0504 | -150.1807 | 149.565 | 41.051 | -150.1807 | 149.565
Line5_6_7 | 1.2977e-06 | 1.2974e-06 | 1.2974e-06 | 0 | 0 | 0 | 2.9969e-07 | 2.9963e-07 | 2.9963e-07 | 0 | 0 | 0 | -1.7153e-09 | 2.5162e-07 | -2.148e-07 | 1.3067e-09 | -1.9308e-07 | 1.5667e-07 | 1.7709e-09 | -3.8965e-07 | -4.1436e-07 | -1.3103e-09 | 2.8967e-07 | 3.1331e-07 | -93.0351 | -93.0336 | -93.0336 | 0 | 0 | 0 | 0.0082267 | 1.548 | 1.5577 | 0.0082267 | 1.548 | 1.5577 | 41.051 | -150.1807 | 149.565 | 41.0515 | -150.1807 | 149.565
Line6_7_8 | 0 | 0 | 0 | 0 | 0 | 0 | 0 | 0 | 0 | 0 | 0 | 0 | -1.2865e-09 | 1.8871e-07 | -1.611e-07 | 8.7789e-10 | -1.3018e-07 | 1.0297e-07 | 1.3282e-09 | -2.9223e-07 | -3.1077e-07 | -8.6762e-10 | 1.9225e-07 | 2.0972e-07 | 0 | 0 | 0 | 0 | 0 | 0 | 0.0082267 | 1.548 | 1.5577 | 0.0082267 | 1.548 | 1.5577 | 41.0515 | -150.1807 | 149.565 | 41.0518 | -150.1807 | 149.565
Line7_8_9 | 0 | 0 | 0 | 0 | 0 | 0 | 0 | 0 | 0 | 0 | 0 | 0 | -4.2883e-10 | 6.2905e-08 | -5.37e-08 | 2.0225e-11 | -4.3707e-09 | -4.4258e-09 | 4.4272e-10 | -9.7411e-08 | -1.0359e-07 | 1.7829e-11 | -2.5682e-09 | 2.5363e-09 | 0 | 0 | 0 | 0 | 0 | 0 | 0.0082267 | 1.548 | 1.5577 | 0.0082267 | 1.548 | 1.5577 | 41.0518 | -150.1807 | 149.565 | 41.0519 | -150.1807 | 149.565
Line8_8_10 | 0 | 0 | 0 | 0 | 0 | 0 | 0 | 0 | 0 | 0 | 0 | 0 | -4.2883e-10 | 6.2905e-08 | -5.37e-08 | 2.0225e-11 | -4.3706e-09 | -4.4258e-09 | 4.4272e-10 | -9.7411e-08 | -1.0359e-07 | 1.7829e-11 | -2.5682e-09 | 2.5363e-09 | 0 | 0 | 0 | 0 | 0 | 0 | 0.0082267 | 1.548 | 1.5577 | 0.0082267 | 1.548 | 1.5577 | 41.0518 | -150.1807 | 149.565 | 41.0519 | -150.1807 | 149.565
Line9_3_11 | 2.271e-06 | 2.2705e-06 | 2.2705e-06 | 1.9473e-06 | 1.9468e-06 | 1.9468e-06 | 5.2446e-07 | 5.2435e-07 | 5.2435e-07 | 4.497e-07 | 4.4959e-07 | 4.4959e-07 | -3.0018e-09 | 4.4033e-07 | -3.759e-07 | 2.5932e-09 | -3.818e-07 | 3.1777e-07 | 3.0991e-09 | -6.8188e-07 | -7.2514e-07 | -2.6385e-09 | 5.819e-07 | 6.2408e-07 | -93.0351 | -93.0336 | -93.0336 | 86.5478 | 86.5494 | 86.5494 | 0.0082267 | 1.548 | 1.5577 | 0.0082267 | 1.548 | 1.5577 | 41.0507 | -150.1807 | 149.565 | 41.0515 | -150.1807 | 149.565

## LG_min_fault_6
name | pf_ikss_a_from_ka | pf_ikss_b_from_ka | pf_ikss_c_from_ka | pf_ikss_a_to_ka | pf_ikss_b_to_ka | pf_ikss_c_to_ka | pf_skss_a_from_mw | pf_skss_b_from_mw | pf_skss_c_from_mw | pf_skss_a_to_mw | pf_skss_b_to_mw | pf_skss_c_to_mw | pf_p_a_from_mw | pf_p_b_from_mw | pf_p_c_from_mw | pf_p_a_to_mw | pf_p_b_to_mw | pf_p_c_to_mw | pf_q_a_from_mvar | pf_q_b_from_mvar | pf_q_c_from_mvar | pf_q_a_to_mvar | pf_q_b_to_mvar | pf_q_c_to_mvar | pf_ikss_a_from_degree | pf_ikss_b_from_degree | pf_ikss_c_from_degree | pf_ikss_a_to_degree | pf_ikss_b_to_degree | pf_ikss_c_to_degree | pf_vm_a_from_pu | pf_vm_b_from_pu | pf_vm_c_from_pu | pf_vm_a_to_pu | pf_vm_b_to_pu | pf_vm_c_to_pu | pf_va_a_from_degree | pf_va_b_from_degree | pf_va_c_from_degree | pf_va_a_to_degree | pf_va_b_to_degree | pf_va_c_to_degree
Line0_1_2 | 0 | 0 | 0 | 0 | 0 | 0 | 0 | 0 | 0 | 0 | 0 | 0 | -8.4693e-08 | 2.028e-07 | -1.0664e-07 | 7.1269e-08 | -1.6979e-07 | 8.7048e-08 | 9.1066e-08 | -9.9994e-08 | -2.5377e-07 | -7.5302e-08 | 8.1882e-08 | 2.1233e-07 | 0 | 0 | 0 | 0 | 0 | 0 | 0.59207 | 1.0767 | 1.3108 | 0.59207 | 1.0767 | 1.3108 | 16.4964 | -142.6714 | 130.7823 | 16.4964 | -142.6714 | 130.7823
Line10_11_12 | 0 | 0 | 0 | 0 | 0 | 0 | 0 | 0 | 0 | 0 | 0 | 0 | -8.4693e-08 | 2.028e-07 | -1.0664e-07 | 7.1269e-08 | -1.6979e-07 | 8.7048e-08 | 9.1066e-08 | -9.9994e-08 | -2.5377e-07 | -7.5302e-08 | 8.1882e-08 | 2.1233e-07 | 0 | 0 | 0 | 0 | 0 | 0 | 0.59207 | 1.0767 | 1.3108 | 0.59207 | 1.0767 | 1.3108 | 16.4964 | -142.6714 | 130.7823 | 16.4964 | -142.6714 | 130.7823
Line11_12_13 | 0 | 0 | 0 | 0 | 0 | 0 | 0 | 0 | 0 | 0 | 0 | 0 | -7.0577e-08 | 1.69e-07 | -8.8863e-08 | 5.7154e-08 | -1.3599e-07 | 6.9276e-08 | 7.5888e-08 | -8.3328e-08 | -2.1148e-07 | -6.0125e-08 | 6.5217e-08 | 1.7004e-07 | 0 | 0 | 0 | 0 | 0 | 0 | 0.59207 | 1.0767 | 1.3108 | 0.59207 | 1.0767 | 1.3108 | 16.4964 | -142.6714 | 130.7823 | 16.4964 | -142.6714 | 130.7823
Line12_13_15 | 0 | 0 | 0 | 0 | 0 | 0 | 0 | 0 | 0 | 0 | 0 | 0 | -4.2346e-08 | 1.014e-07 | -5.3318e-08 | 2.8923e-08 | -6.8392e-08 | 3.373e-08 | 4.5533e-08 | -4.9997e-08 | -1.2689e-07 | -2.977e-08 | 3.1886e-08 | 8.5445e-08 | 0 | 0 | 0 | 0 | 0 | 0 | 0.59207 | 1.0767 | 1.3108 | 0.59207 | 1.0767 | 1.3108 | 16.4964 | -142.6714 | 130.7823 | 16.4964 | -142.6714 | 130.7823
Line13_13_14 | 0 | 0 | 0 | 0 | 0 | 0 | 0 | 0 | 0 | 0 | 0 | 0 | -1.4115e-08 | 3.3801e-08 | -1.7773e-08 | 6.9214e-10 | -7.9019e-10 | -1.8147e-09 | 1.5178e-08 | -1.6666e-08 | -4.2296e-08 | 5.8563e-10 | -1.4457e-09 | 8.5419e-10 | 0 | 0 | 0 | 0 | 0 | 0 | 0.59207 | 1.0767 | 1.3108 | 0.59207 | 1.0767 | 1.3108 | 16.4964 | -142.6714 | 130.7823 | 16.4964 | -142.6714 | 130.7823
Line14_15_16 | 0 | 0 | 0 | 0 | 0 | 0 | 0 | 0 | 0 | 0 | 0 | 0 | -2.8231e-08 | 6.7601e-08 | -3.5545e-08 | 1.4808e-08 | -3.4591e-08 | 1.5958e-08 | 3.0355e-08 | -3.3331e-08 | -8.4591e-08 | -1.4592e-08 | 1.522e-08 | 4.315e-08 | 0 | 0 | 0 | 0 | 0 | 0 | 0.59207 | 1.0767 | 1.3108 | 0.59207 | 1.0767 | 1.3108 | 16.4964 | -142.6714 | 130.7823 | 16.4964 | -142.6714 | 130.7823
Line15_16_17 | 0 | 0 | 0 | 0 | 0 | 0 | 0 | 0 | 0 | 0 | 0 | 0 | -1.4115e-08 | 3.3801e-08 | -1.7773e-08 | 6.9214e-10 | -7.9019e-10 | -1.8147e-09 | 1.5178e-08 | -1.6666e-08 | -4.2296e-08 | 5.8563e-10 | -1.4457e-09 | 8.5418e-10 | 0 | 0 | 0 | 0 | 0 | 0 | 0.59207 | 1.0767 | 1.3108 | 0.59207 | 1.0767 | 1.3108 | 16.4964 | -142.6714 | 130.7823 | 16.4964 | -142.6714 | 130.7823
Line16_4_18 | 0.019212 | 0 | 0 | 0.019211 | 0 | 0 | 0.0044367 | 0 | 0 | 0.0044367 | 0 | 0 | 0.0018513 | 3.3806e-08 | -1.7842e-08 | -0.0018454 | -7.8645e-10 | -1.8123e-09 | 0.0018516 | -1.6706e-08 | -4.2307e-08 | -0.0018454 | -1.4439e-09 | 8.5157e-10 | -28.5116 | 0 | 0 | 151.4888 | 0 | 0 | 0.59015 | 1.0764 | 1.3106 | 0.58823 | 1.076 | 1.3105 | 16.4926 | -142.6645 | 130.7669 | 16.4888 | -142.6576 | 130.7514
Line17_5_19 | 0 | 0 | 0 | 0 | 0 | 0 | 0 | 0 | 0 | 0 | 0 | 0 | -1.4115e-08 | 3.3801e-08 | -1.7773e-08 | 6.9214e-10 | -7.9019e-10 | -1.8147e-09 | 1.5178e-08 | -1.6666e-08 | -4.2296e-08 | 5.8563e-10 | -1.4457e-09 | 8.5418e-10 | 0 | 0 | 0 | 0 | 0 | 0 | 0.59207 | 1.0767 | 1.3108 | 0.59207 | 1.0767 | 1.3108 | 16.4964 | -142.6714 | 130.7823 | 16.4964 | -142.6714 | 130.7823
Line1_1_3 | 1.2127e-06 | 1.2124e-06 | 1.2124e-06 | 1.0614e-06 | 1.0612e-06 | 1.0612e-06 | 2.8006e-07 | 2.8e-07 | 2.8e-07 | 2.4513e-07 | 2.4507e-07 | 2.4507e-07 | -1.1292e-07 | 2.7041e-07 | -1.4218e-07 | 9.95e-08 | -2.374e-07 | 1.2259e-07 | 1.2142e-07 | -1.3333e-07 | -3.3836e-07 | -1.0566e-07 | 1.1521e-07 | 2.9692e-07 | -116.427 | -116.4256 | -116.4256 | 63.2154 | 63.217 | 63.217 | 0.59207 | 1.0767 | 1.3108 | 0.59207 | 1.0767 | 1.3108 | 16.4964 | -142.6714 | 130.7823 | 16.4964 | -142.6714 | 130.7823
Line2_1_4 | 0.019212 | 0 | 0 | 0.019212 | 0 | 0 | 0.0044367 | 0 | 0 | 0.0044367 | 0 | 0 | 0.0018572 | 6.7621e-08 | -3.5625e-08 | -0.0018513 | -3.4594e-08 | 1.6028e-08 | 0.0018577 | -3.3398e-08 | -8.4619e-08 | -0.0018516 | 1.5261e-08 | 4.316e-08 | -28.5121 | 0 | 0 | 151.4884 | 0 | 0 | 0.59207 | 1.0767 | 1.3108 | 0.59015 | 1.0764 | 1.3106 | 16.4964 | -142.6714 | 130.7823 | 16.4926 | -142.6645 | 130.7669
Line3_1_5 | 0 | 0 | 0 | 0 | 0 | 0 | 0 | 0 | 0 | 0 | 0 | 0 | -2.8231e-08 | 6.7601e-08 | -3.5545e-08 | 1.4808e-08 | -3.4591e-08 | 1.5958e-08 | 3.0355e-08 | -3.3331e-08 | -8.4591e-08 | -1.4592e-08 | 1.522e-08 | 4.315e-08 | 0 | 0 | 0 | 0 | 0 | 0 | 0.59207 | 1.0767 | 1.3108 | 0.59207 | 1.0767 | 1.3108 | 16.4964 | -142.6714 | 130.7823 | 16.4964 | -142.6714 | 130.7823
Line4_2_6 | 0 | 0 | 0 | 0 | 0 | 0 | 0 | 0 | 0 | 0 | 0 | 0 | -7.0577e-08 | 1.69e-07 | -8.8863e-08 | 5.7154e-08 | -1.3599e-07 | 6.9276e-08 | 7.5888e-08 | -8.3328e-08 | -2.1148e-07 | -6.0125e-08 | 6.5217e-08 | 1.7004e-07 | 0 | 0 | 0 | 0 | 0 | 0 | 0.59207 | 1.0767 | 1.3108 | 0.59207 | 1.0767 | 1.3108 | 16.4964 | -142.6714 | 130.7823 | 16.4964 | -142.6714 | 130.7823
Line5_6_7 | 0 | 0 | 0 | 0 | 0 | 0 | 0 | 0 | 0 | 0 | 0 | 0 | -5.6462e-08 | 1.352e-07 | -7.109e-08 | 4.3039e-08 | -1.0219e-07 | 5.1503e-08 | 6.071e-08 | -6.6663e-08 | -1.6918e-07 | -4.4947e-08 | 4.8551e-08 | 1.2774e-07 | 0 | 0 | 0 | 0 | 0 | 0 | 0.59207 | 1.0767 | 1.3108 | 0.59207 | 1.0767 | 1.3108 | 16.4964 | -142.6714 | 130.7823 | 16.4964 | -142.6714 | 130.7823
Line6_7_8 | 0 | 0 | 0 | 0 | 0 | 0 | 0 | 0 | 0 | 0 | 0 | 0 | -4.2346e-08 | 1.014e-07 | -5.3318e-08 | 2.8923e-08 | -6.8392e-08 | 3.373e-08 | 4.5533e-08 | -4.9997e-08 | -1.2689e-07 | -2.977e-08 | 3.1886e-08 | 8.5445e-08 | 0 | 0 | 0 | 0 | 0 | 0 | 0.59207 | 1.0767 | 1.3108 | 0.59207 | 1.0767 | 1.3108 | 16.4964 | -142.6714 | 130.7823 | 16.4964 | -142.6714 | 130.7823
Line7_8_9 | 0 | 0 | 0 | 0 | 0 | 0 | 0 | 0 | 0 | 0 | 0 | 0 | -1.4115e-08 | 3.3801e-08 | -1.7773e-08 | 6.9214e-10 | -7.9019e-10 | -1.8147e-09 | 1.5178e-08 | -1.6666e-08 | -4.2296e-08 | 5.8563e-10 | -1.4457e-09 | 8.5418e-10 | 0 | 0 | 0 | 0 | 0 | 0 | 0.59207 | 1.0767 | 1.3108 | 0.59207 | 1.0767 | 1.3108 | 16.4964 | -142.6714 | 130.7823 | 16.4964 | -142.6714 | 130.7823
Line8_8_10 | 0 | 0 | 0 | 0 | 0 | 0 | 0 | 0 | 0 | 0 | 0 | 0 | -1.4115e-08 | 3.3801e-08 | -1.7773e-08 | 6.9214e-10 | -7.9019e-10 | -1.8147e-09 | 1.5178e-08 | -1.6666e-08 | -4.2296e-08 | 5.8563e-10 | -1.4457e-09 | 8.5418e-10 | 0 | 0 | 0 | 0 | 0 | 0 | 0.59207 | 1.0767 | 1.3108 | 0.59207 | 1.0767 | 1.3108 | 16.4964 | -142.6714 | 130.7823 | 16.4964 | -142.6714 | 130.7823
Line9_3_11 | 1.0611e-06 | 1.0609e-06 | 1.0609e-06 | 0 | 0 | 0 | 2.4505e-07 | 2.45e-07 | 2.45e-07 | 0 | 0 | 0 | -9.8808e-08 | 2.3661e-07 | -1.2441e-07 | 8.5385e-08 | -2.0359e-07 | 1.0482e-07 | 1.0624e-07 | -1.1666e-07 | -2.9607e-07 | -9.048e-08 | 9.8548e-08 | 2.5463e-07 | -116.427 | -116.4256 | -116.4256 | 0 | 0 | 0 | 0.59207 | 1.0767 | 1.3108 | 0.59207 | 1.0767 | 1.3108 | 16.4964 | -142.6714 | 130.7823 | 16.4964 | -142.6714 | 130.7823

## LG_min_fault_10
name | pf_ikss_a_from_ka | pf_ikss_b_from_ka | pf_ikss_c_from_ka | pf_ikss_a_to_ka | pf_ikss_b_to_ka | pf_ikss_c_to_ka | pf_skss_a_from_mw | pf_skss_b_from_mw | pf_skss_c_from_mw | pf_skss_a_to_mw | pf_skss_b_to_mw | pf_skss_c_to_mw | pf_p_a_from_mw | pf_p_b_from_mw | pf_p_c_from_mw | pf_p_a_to_mw | pf_p_b_to_mw | pf_p_c_to_mw | pf_q_a_from_mvar | pf_q_b_from_mvar | pf_q_c_from_mvar | pf_q_a_to_mvar | pf_q_b_to_mvar | pf_q_c_to_mvar | pf_ikss_a_from_degree | pf_ikss_b_from_degree | pf_ikss_c_from_degree | pf_ikss_a_to_degree | pf_ikss_b_to_degree | pf_ikss_c_to_degree | pf_vm_a_from_pu | pf_vm_b_from_pu | pf_vm_c_from_pu | pf_vm_a_to_pu | pf_vm_b_to_pu | pf_vm_c_to_pu | pf_va_a_from_degree | pf_va_b_from_degree | pf_va_c_from_degree | pf_va_a_to_degree | pf_va_b_to_degree | pf_va_c_to_degree
Line0_1_2 | 0 | 0 | 0 | 0 | 0 | 0 | 0 | 0 | 0 | 0 | 0 | 0 | -7.6012e-08 | 1.8202e-07 | -9.5706e-08 | 6.3965e-08 | -1.5239e-07 | 7.8126e-08 | 8.1732e-08 | -8.9745e-08 | -2.2776e-07 | -6.7584e-08 | 7.349e-08 | 1.9057e-07 | 0 | 0 | 0 | 0 | 0 | 0 | 0.56091 | 1.0201 | 1.2418 | 0.56091 | 1.0201 | 1.2418 | 16.4964 | -142.6714 | 130.7823 | 16.4964 | -142.6714 | 130.7823
Line10_11_12 | 0 | 0 | 0 | 0 | 0 | 0 | 0 | 0 | 0 | 0 | 0 | 0 | -7.6012e-08 | 1.8202e-07 | -9.5706e-08 | 6.3965e-08 | -1.5239e-07 | 7.8126e-08 | 8.1732e-08 | -8.9745e-08 | -2.2776e-07 | -6.7584e-08 | 7.349e-08 | 1.9057e-07 | 0 | 0 | 0 | 0 | 0 | 0 | 0.56091 | 1.0201 | 1.2418 | 0.56091 | 1.0201 | 1.2418 | 16.4964 | -142.6714 | 130.7823 | 16.4964 | -142.6714 | 130.7823
Line11_12_13 | 0 | 0 | 0 | 0 | 0 | 0 | 0 | 0 | 0 | 0 | 0 | 0 | -6.3344e-08 | 1.5168e-07 | -7.9755e-08 | 5.1296e-08 | -1.2205e-07 | 6.2175e-08 | 6.811e-08 | -7.4788e-08 | -1.898e-07 | -5.3962e-08 | 5.8533e-08 | 1.5261e-07 | 0 | 0 | 0 | 0 | 0 | 0 | 0.56091 | 1.0201 | 1.2418 | 0.56091 | 1.0201 | 1.2418 | 16.4964 | -142.6714 | 130.7823 | 16.4964 | -142.6714 | 130.7823
Line12_13_15 | 0 | 0 | 0 | 0 | 0 | 0 | 0 | 0 | 0 | 0 | 0 | 0 | -3.8006e-08 | 9.1009e-08 | -4.7853e-08 | 2.5959e-08 | -6.1382e-08 | 3.0273e-08 | 4.0866e-08 | -4.4873e-08 | -1.1388e-07 | -2.6718e-08 | 2.8618e-08 | 7.6688e-08 | 0 | 0 | 0 | 0 | 0 | 0 | 0.56091 | 1.0201 | 1.2418 | 0.56091 | 1.0201 | 1.2418 | 16.4964 | -142.6714 | 130.7823 | 16.4964 | -142.6714 | 130.7823
Line13_13_14 | 0 | 0 | 0 | 0 | 0 | 0 | 0 | 0 | 0 | 0 | 0 | 0 | -1.2669e-08 | 3.0336e-08 | -1.5951e-08 | 6.212e-10 | -7.092e-10 | -1.6287e-09 | 1.3622e-08 | -1.4958e-08 | -3.7961e-08 | 5.256e-10 | -1.2975e-09 | 7.6664e-10 | 0 | 0 | 0 | 0 | 0 | 0 | 0.56091 | 1.0201 | 1.2418 | 0.56091 | 1.0201 | 1.2418 | 16.4964 | -142.6714 | 130.7823 | 16.4964 | -142.6714 | 130.7823
Line14_15_16 | 0 | 0 | 0 | 0 | 0 | 0 | 0 | 0 | 0 | 0 | 0 | 0 | -2.5337e-08 | 6.0673e-08 | -3.1902e-08 | 1.329e-08 | -3.1046e-08 | 1.4322e-08 | 2.7244e-08 | -2.9915e-08 | -7.5921e-08 | -1.3096e-08 | 1.366e-08 | 3.8727e-08 | 0 | 0 | 0 | 0 | 0 | 0 | 0.56091 | 1.0201 | 1.2418 | 0.56091 | 1.0201 | 1.2418 | 16.4964 | -142.6714 | 130.7823 | 16.4964 | -142.6714 | 130.7823
Line15_16_17 | 0 | 0 | 0 | 0 | 0 | 0 | 0 | 0 | 0 | 0 | 0 | 0 | -1.2669e-08 | 3.0336e-08 | -1.5951e-08 | 6.212e-10 | -7.092e-10 | -1.6287e-09 | 1.3622e-08 | -1.4958e-08 | -3.7961e-08 | 5.256e-10 | -1.2975e-09 | 7.6664e-10 | 0 | 0 | 0 | 0 | 0 | 0 | 0.56091 | 1.0201 | 1.2418 | 0.56091 | 1.0201 | 1.2418 | 16.4964 | -142.6714 | 130.7823 | 16.4964 | -142.6714 | 130.7823
Line16_4_18 | 0.0182 | 0 | 0 | 0.0182 | 0 | 0 | 0.0042032 | 0 | 0 | 0.0042032 | 0 | 0 | 0.0016616 | 3.0341e-08 | -1.6013e-08 | -0.0016563 | -7.0585e-10 | -1.6266e-09 | 0.0016618 | -1.4994e-08 | -3.7971e-08 | -0.0016563 | -1.2959e-09 | 7.6429e-10 | -28.5116 | 0 | 0 | 151.4888 | 0 | 0 | 0.55909 | 1.0197 | 1.2417 | 0.55727 | 1.0194 | 1.2415 | 16.4926 | -142.6645 | 130.7669 | 16.4888 | -142.6576 | 130.7514
Line17_5_19 | 0 | 0 | 0 | 0 | 0 | 0 | 0 | 0 | 0 | 0 | 0 | 0 | -1.2669e-08 | 3.0336e-08 | -1.5951e-08 | 6.212e-10 | -7.092e-10 | -1.6287e-09 | 1.3622e-08 | -1.4958e-08 | -3.7961e-08 | 5.256e-10 | -1.2975e-09 | 7.6664e-10 | 0 | 0 | 0 | 0 | 0 | 0 | 0.56091 | 1.0201 | 1.2418 | 0.56091 | 1.0201 | 1.2418 | 16.4964 | -142.6714 | 130.7823 | 16.4964 | -142.6714 | 130.7823
Line1_1_3 | 1.1489e-06 | 1.1486e-06 | 1.1486e-06 | 1.0056e-06 | 1.0053e-06 | 1.0053e-06 | 2.6532e-07 | 2.6526e-07 | 2.6526e-07 | 2.3223e-07 | 2.3217e-07 | 2.3217e-07 | -1.0135e-07 | 2.4269e-07 | -1.2761e-07 | 8.9302e-08 | -2.1306e-07 | 1.1003e-07 | 1.0898e-07 | -1.1966e-07 | -3.0368e-07 | -9.4828e-08 | 1.0341e-07 | 2.6649e-07 | -116.427 | -116.4256 | -116.4256 | 63.2154 | 63.217 | 63.217 | 0.56091 | 1.0201 | 1.2418 | 0.56091 | 1.0201 | 1.2418 | 16.4964 | -142.6714 | 130.7823 | 16.4964 | -142.6714 | 130.7823
Line2_1_4 | 0.0182 | 0 | 0 | 0.0182 | 0 | 0 | 0.0042032 | 0 | 0 | 0.0042032 | 0 | 0 | 0.0016668 | 6.069e-08 | -3.1974e-08 | -0.0016616 | -3.1049e-08 | 1.4385e-08 | 0.0016673 | -2.9975e-08 | -7.5946e-08 | -0.0016618 | 1.3697e-08 | 3.8737e-08 | -28.5121 | 0 | 0 | 151.4884 | 0 | 0 | 0.56091 | 1.0201 | 1.2418 | 0.55909 | 1.0197 | 1.2417 | 16.4964 | -142.6714 | 130.7823 | 16.4926 | -142.6645 | 130.7669
Line3_1_5 | 0 | 0 | 0 | 0 | 0 | 0 | 0 | 0 | 0 | 0 | 0 | 0 | -2.5337e-08 | 6.0673e-08 | -3.1902e-08 | 1.329e-08 | -3.1046e-08 | 1.4322e-08 | 2.7244e-08 | -2.9915e-08 | -7.5921e-08 | -1.3096e-08 | 1.366e-08 | 3.8727e-08 | 0 | 0 | 0 | 0 | 0 | 0 | 0.56091 | 1.0201 | 1.2418 | 0.56091 | 1.0201 | 1.2418 | 16.4964 | -142.6714 | 130.7823 | 16.4964 | -142.6714 | 130.7823
Line4_2_6 | 0 | 0 | 0 | 0 | 0 | 0 | 0 | 0 | 0 | 0 | 0 | 0 | -6.3344e-08 | 1.5168e-07 | -7.9755e-08 | 5.1296e-08 | -1.2205e-07 | 6.2175e-08 | 6.811e-08 | -7.4788e-08 | -1.898e-07 | -5.3962e-08 | 5.8533e-08 | 1.5261e-07 | 0 | 0 | 0 | 0 | 0 | 0 | 0.56091 | 1.0201 | 1.2418 | 0.56091 | 1.0201 | 1.2418 | 16.4964 | -142.6714 | 130.7823 | 16.4964 | -142.6714 | 130.7823
Line5_6_7 | 0 | 0 | 0 | 0 | 0 | 0 | 0 | 0 | 0 | 0 | 0 | 0 | -5.0675e-08 | 1.2135e-07 | -6.3804e-08 | 3.8627e-08 | -9.1718e-08 | 4.6224e-08 | 5.4488e-08 | -5.983e-08 | -1.5184e-07 | -4.034e-08 | 4.3575e-08 | 1.1465e-07 | 0 | 0 | 0 | 0 | 0 | 0 | 0.56091 | 1.0201 | 1.2418 | 0.56091 | 1.0201 | 1.2418 | 16.4964 | -142.6714 | 130.7823 | 16.4964 | -142.6714 | 130.7823
Line6_7_8 | 0 | 0 | 0 | 0 | 0 | 0 | 0 | 0 | 0 | 0 | 0 | 0 | -3.8006e-08 | 9.1009e-08 | -4.7853e-08 | 2.5959e-08 | -6.1382e-08 | 3.0273e-08 | 4.0866e-08 | -4.4873e-08 | -1.1388e-07 | -2.6718e-08 | 2.8618e-08 | 7.6688e-08 | 0 | 0 | 0 | 0 | 0 | 0 | 0.56091 | 1.0201 | 1.2418 | 0.56091 | 1.0201 | 1.2418 | 16.4964 | -142.6714 | 130.7823 | 16.4964 | -142.6714 | 130.7823
Line7_8_9 | 0 | 0 | 0 | 0 | 0 | 0 | 0 | 0 | 0 | 0 | 0 | 0 | -1.2669e-08 | 3.0336e-08 | -1.5951e-08 | 6.212e-10 | -7.092e-10 | -1.6287e-09 | 1.3622e-08 | -1.4958e-08 | -3.7961e-08 | 5.256e-10 | -1.2975e-09 | 7.6664e-10 | 0 | 0 | 0 | 0 | 0 | 0 | 0.56091 | 1.0201 | 1.2418 | 0.56091 | 1.0201 | 1.2418 | 16.4964 | -142.6714 | 130.7823 | 16.4964 | -142.6714 | 130.7823
Line8_8_10 | 0 | 0 | 0 | 0 | 0 | 0 | 0 | 0 | 0 | 0 | 0 | 0 | -1.2669e-08 | 3.0336e-08 | -1.5951e-08 | 6.212e-10 | -7.092e-10 | -1.6287e-09 | 1.3622e-08 | -1.4958e-08 | -3.7961e-08 | 5.256e-10 | -1.2975e-09 | 7.6664e-10 | 0 | 0 | 0 | 0 | 0 | 0 | 0.56091 | 1.0201 | 1.2418 | 0.56091 | 1.0201 | 1.2418 | 16.4964 | -142.6714 | 130.7823 | 16.4964 | -142.6714 | 130.7823
Line9_3_11 | 1.0053e-06 | 1.005e-06 | 1.005e-06 | 0 | 0 | 0 | 2.3215e-07 | 2.3211e-07 | 2.3211e-07 | 0 | 0 | 0 | -8.8681e-08 | 2.1235e-07 | -1.1166e-07 | 7.6634e-08 | -1.8273e-07 | 9.4077e-08 | 9.5354e-08 | -1.047e-07 | -2.6572e-07 | -8.1206e-08 | 8.8448e-08 | 2.2853e-07 | -116.427 | -116.4256 | -116.4256 | 0 | 0 | 0 | 0.56091 | 1.0201 | 1.2418 | 0.56091 | 1.0201 | 1.2418 | 16.4964 | -142.6714 | 130.7823 | 16.4964 | -142.6714 | 130.7823

## LLG_max_6
name | pf_ikss_a_from_ka | pf_ikss_b_from_ka | pf_ikss_c_from_ka | pf_ikss_a_to_ka | pf_ikss_b_to_ka | pf_ikss_c_to_ka | pf_skss_a_from_mw | pf_skss_b_from_mw | pf_skss_c_from_mw | pf_skss_a_to_mw | pf_skss_b_to_mw | pf_skss_c_to_mw | pf_p_a_from_mw | pf_p_b_from_mw | pf_p_c_from_mw | pf_p_a_to_mw | pf_p_b_to_mw | pf_p_c_to_mw | pf_q_a_from_mvar | pf_q_b_from_mvar | pf_q_c_from_mvar | pf_q_a_to_mvar | pf_q_b_to_mvar | pf_q_c_to_mvar | pf_ikss_a_from_degree | pf_ikss_b_from_degree | pf_ikss_c_from_degree | pf_ikss_a_to_degree | pf_ikss_b_to_degree | pf_ikss_c_to_degree | pf_vm_a_from_pu | pf_vm_b_from_pu | pf_vm_c_from_pu | pf_vm_a_to_pu | pf_vm_b_to_pu | pf_vm_c_to_pu | pf_va_a_from_degree | pf_va_b_from_degree | pf_va_c_from_degree | pf_va_a_to_degree | pf_va_b_to_degree | pf_va_c_to_degree
Line0_1_2 | 1.1418e-06 | 1.1708e-06 | 1.1131e-06 | 0 | 0 | 0 | 2.6369e-07 | 2.7038e-07 | 2.5707e-07 | 0 | 0 | 0 | 1.8847e-08 | -1.6404e-07 | 1.5546e-07 | -1.873e-08 | 1.3751e-07 | -1.2904e-07 | -4.1462e-07 | 1.4975e-08 | -1.1441e-08 | 3.455e-07 | -1.1581e-08 | 8.1177e-09 | 87.3053 | 87.7373 | 86.8494 | 0 | 0 | 0 | 1.574 | 0.60923 | 0.60639 | 1.574 | 0.60923 | 0.60639 | -0.092068 | -97.4787 | 82.6403 | -0.092069 | -97.4787 | 82.6403
Line10_11_12 | 1.1418e-06 | 1.1708e-06 | 1.1131e-06 | 0 | 0 | 0 | 2.6369e-07 | 2.7038e-07 | 2.5707e-07 | 0 | 0 | 0 | 1.8847e-08 | -1.6404e-07 | 1.5546e-07 | -1.873e-08 | 1.3751e-07 | -1.2904e-07 | -4.1462e-07 | 1.4975e-08 | -1.1441e-08 | 3.455e-07 | -1.1581e-08 | 8.1177e-09 | 87.3053 | 87.7373 | 86.8494 | 0 | 0 | 0 | 1.574 | 0.60923 | 0.60639 | 1.574 | 0.60923 | 0.60639 | -0.09207 | -97.4787 | 82.6403 | -0.092071 | -97.4787 | 82.6403
Line11_12_13 | 0 | 0 | 0 | 0 | 0 | 0 | 0 | 0 | 0 | 0 | 0 | 0 | 1.5706e-08 | -1.367e-07 | 1.2955e-07 | -1.5589e-08 | 1.1017e-07 | -1.0313e-07 | -3.4551e-07 | 1.2479e-08 | -9.5344e-09 | 2.764e-07 | -9.085e-09 | 6.2108e-09 | 0 | 0 | 0 | 0 | 0 | 0 | 1.574 | 0.60923 | 0.60639 | 1.574 | 0.60923 | 0.60639 | -0.092071 | -97.4787 | 82.6403 | -0.092072 | -97.4787 | 82.6403
Line12_13_15 | 0 | 0 | 0 | 0 | 0 | 0 | 0 | 0 | 0 | 0 | 0 | 0 | 9.4234e-09 | -8.2021e-08 | 7.7731e-08 | -9.3064e-09 | 5.5486e-08 | -5.1313e-08 | -2.0731e-07 | 7.4876e-09 | -5.7206e-09 | 1.382e-07 | -4.0933e-09 | 2.3971e-09 | 0 | 0 | 0 | 0 | 0 | 0 | 1.574 | 0.60923 | 0.60639 | 1.574 | 0.60923 | 0.60639 | -0.092072 | -97.4787 | 82.6403 | -0.092072 | -97.4787 | 82.6403
Line13_13_14 | 0 | 0 | 0 | 0 | 0 | 0 | 0 | 0 | 0 | 0 | 0 | 0 | 3.1411e-09 | -2.734e-08 | 2.591e-08 | -3.0241e-09 | 8.0573e-10 | 5.0738e-10 | -6.9103e-08 | 2.4959e-09 | -1.9069e-09 | -9.7373e-12 | 8.9841e-10 | -1.4167e-09 | 0 | 0 | 0 | 0 | 0 | 0 | 1.574 | 0.60923 | 0.60639 | 1.574 | 0.60923 | 0.60639 | -0.092072 | -97.4787 | 82.6403 | -0.092072 | -97.4787 | 82.6403
Line14_15_16 | 0 | 0 | 0 | 0 | 0 | 0 | 0 | 0 | 0 | 0 | 0 | 0 | 6.2823e-09 | -5.4681e-08 | 5.182e-08 | -6.1653e-09 | 2.8146e-08 | -2.5403e-08 | -1.3821e-07 | 4.9917e-09 | -3.8137e-09 | 6.9093e-08 | -1.5975e-09 | 4.9021e-10 | 0 | 0 | 0 | 0 | 0 | 0 | 1.574 | 0.60923 | 0.60639 | 1.574 | 0.60923 | 0.60639 | -0.092072 | -97.4787 | 82.6403 | -0.092072 | -97.4787 | 82.6403
Line15_16_17 | 0 | 0 | 0 | 0 | 0 | 0 | 0 | 0 | 0 | 0 | 0 | 0 | 3.1411e-09 | -2.734e-08 | 2.591e-08 | -3.0241e-09 | 8.0573e-10 | 5.0738e-10 | -6.9103e-08 | 2.4959e-09 | -1.9069e-09 | -9.7379e-12 | 8.9841e-10 | -1.4167e-09 | 0 | 0 | 0 | 0 | 0 | 0 | 1.574 | 0.60923 | 0.60639 | 1.574 | 0.60923 | 0.60639 | -0.092072 | -97.4787 | 82.6403 | -0.092073 | -97.4787 | 82.6403
Line16_4_18 | 0 | 3.1497 | 3.1277 | 0 | 3.1497 | 3.1277 | 0 | 0.7274 | 0.72231 | 0 | 0.7274 | 0.72231 | 3.058e-09 | 0.098991 | 0.098042 | -3.021e-09 | 2.7695e-14 | 5.6926e-14 | -6.913e-08 | 0.19824 | 0.19583 | -1.2297e-11 | 1.6328e-13 | -1.2238e-13 | 0 | -160.9433 | 19.2353 | 0 | 19.0567 | -160.7647 | 1.5738 | 0.30462 | 0.30319 | 1.5736 | 0 | 0 | -0.10418 | -97.4787 | 82.6403 | -0.1163 | 0 | 0
Line17_5_19 | 0 | 0 | 0 | 0 | 0 | 0 | 0 | 0 | 0 | 0 | 0 | 0 | 3.1411e-09 | -2.734e-08 | 2.591e-08 | -3.0241e-09 | 8.0573e-10 | 5.0738e-10 | -6.9103e-08 | 2.4959e-09 | -1.9069e-09 | -9.7367e-12 | 8.9841e-10 | -1.4167e-09 | 0 | 0 | 0 | 0 | 0 | 0 | 1.574 | 0.60923 | 0.60639 | 1.574 | 0.60923 | 0.60639 | -0.092068 | -97.4787 | 82.6403 | -0.092068 | -97.4787 | 82.6403
Line1_1_3 | 1.5224e-06 | 1.561e-06 | 1.4842e-06 | 1.3325e-06 | 1.371e-06 | 1.2943e-06 | 3.5159e-07 | 3.6051e-07 | 3.4276e-07 | 3.0772e-07 | 3.1663e-07 | 2.9891e-07 | 2.5129e-08 | -2.1872e-07 | 2.0728e-07 | -2.5012e-08 | 1.9219e-07 | -1.8086e-07 | -5.5282e-07 | 1.9967e-08 | -1.5255e-08 | 4.8371e-07 | -1.6573e-08 | 1.1931e-08 | 87.3053 | 87.7373 | 86.8494 | -93.0521 | -92.5502 | -93.5854 | 1.574 | 0.60923 | 0.60639 | 1.574 | 0.60923 | 0.60639 | -0.092068 | -97.4787 | 82.6403 | -0.092069 | -97.4787 | 82.6403
Line2_1_4 | 0 | 3.1497 | 3.1277 | 0 | 3.1497 | 3.1277 | 0 | 0.7274 | 0.72231 | 0 | 0.7274 | 0.72231 | 6.191e-09 | 0.19798 | 0.19608 | -6.0805e-09 | -0.098991 | -0.098042 | -1.3825e-07 | 0.39647 | 0.39166 | 6.9119e-08 | -0.19824 | -0.19583 | 0 | -160.9433 | 19.2353 | 0 | 19.0567 | -160.7647 | 1.574 | 0.60923 | 0.60639 | 1.5738 | 0.30462 | 0.30319 | -0.092068 | -97.4787 | 82.6403 | -0.10418 | -97.4787 | 82.6403
Line3_1_5 | 0 | 0 | 0 | 0 | 0 | 0 | 0 | 0 | 0 | 0 | 0 | 0 | 6.2823e-09 | -5.4681e-08 | 5.182e-08 | -6.1652e-09 | 2.8146e-08 | -2.5403e-08 | -1.3821e-07 | 4.9918e-09 | -3.8137e-09 | 6.9093e-08 | -1.5975e-09 | 4.902e-10 | 0 | 0 | 0 | 0 | 0 | 0 | 1.574 | 0.60923 | 0.60639 | 1.574 | 0.60923 | 0.60639 | -0.092068 | -97.4787 | 82.6403 | -0.092068 | -97.4787 | 82.6403
Line4_2_6 | 0 | 0 | 0 | 0 | 0 | 0 | 0 | 0 | 0 | 0 | 0 | 0 | 1.5706e-08 | -1.367e-07 | 1.2955e-07 | -1.5589e-08 | 1.1017e-07 | -1.0313e-07 | -3.4551e-07 | 1.2479e-08 | -9.5343e-09 | 2.764e-07 | -9.0851e-09 | 6.2108e-09 | 0 | 0 | 0 | 0 | 0 | 0 | 1.574 | 0.60923 | 0.60639 | 1.574 | 0.60923 | 0.60639 | -0.092069 | -97.4787 | 82.6403 | -0.092069 | -97.4787 | 82.6403
Line5_6_7 | 0 | 0 | 0 | 0 | 0 | 0 | 0 | 0 | 0 | 0 | 0 | 0 | 1.2565e-08 | -1.0936e-07 | 1.0364e-07 | -1.2448e-08 | 8.2827e-08 | -7.7223e-08 | -2.7641e-07 | 9.9835e-09 | -7.6275e-09 | 2.073e-07 | -6.5892e-09 | 4.3039e-09 | 0 | 0 | 0 | 0 | 0 | 0 | 1.574 | 0.60923 | 0.60639 | 1.574 | 0.60923 | 0.60639 | -0.092069 | -97.4787 | 82.6403 | -0.09207 | -97.4787 | 82.6403
Line6_7_8 | 0 | 0 | 0 | 0 | 0 | 0 | 0 | 0 | 0 | 0 | 0 | 0 | 9.4234e-09 | -8.2021e-08 | 7.7731e-08 | -9.3064e-09 | 5.5486e-08 | -5.1313e-08 | -2.0731e-07 | 7.4876e-09 | -5.7206e-09 | 1.382e-07 | -4.0933e-09 | 2.3971e-09 | 0 | 0 | 0 | 0 | 0 | 0 | 1.574 | 0.60923 | 0.60639 | 1.574 | 0.60923 | 0.60639 | -0.09207 | -97.4787 | 82.6403 | -0.09207 | -97.4787 | 82.6403
Line7_8_9 | 0 | 0 | 0 | 0 | 0 | 0 | 0 | 0 | 0 | 0 | 0 | 0 | 3.1411e-09 | -2.734e-08 | 2.591e-08 | -3.0241e-09 | 8.0573e-10 | 5.0738e-10 | -6.9103e-08 | 2.4959e-09 | -1.9069e-09 | -9.7372e-12 | 8.9841e-10 | -1.4167e-09 | 0 | 0 | 0 | 0 | 0 | 0 | 1.574 | 0.60923 | 0.60639 | 1.574 | 0.60923 | 0.60639 | -0.09207 | -97.4787 | 82.6403 | -0.092071 | -97.4787 | 82.6403
Line8_8_10 | 0 | 0 | 0 | 0 | 0 | 0 | 0 | 0 | 0 | 0 | 0 | 0 | 3.1411e-09 | -2.734e-08 | 2.591e-08 | -3.0241e-09 | 8.0573e-10 | 5.0738e-10 | -6.9103e-08 | 2.4959e-09 | -1.9069e-09 | -9.7358e-12 | 8.9841e-10 | -1.4167e-09 | 0 | 0 | 0 | 0 | 0 | 0 | 1.574 | 0.60923 | 0.60639 | 1.574 | 0.60923 | 0.60639 | -0.09207 | -97.4787 | 82.6403 | -0.092071 | -97.4787 | 82.6403
Line9_3_11 | 1.3321e-06 | 1.3659e-06 | 1.2987e-06 | 1.1422e-06 | 1.1759e-06 | 1.1088e-06 | 3.0764e-07 | 3.1544e-07 | 2.9991e-07 | 2.6378e-07 | 2.7157e-07 | 2.5607e-07 | 2.1988e-08 | -1.9138e-07 | 1.8137e-07 | -2.1871e-08 | 1.6485e-07 | -1.5495e-07 | -4.8372e-07 | 1.7471e-08 | -1.3348e-08 | 4.1461e-07 | -1.4077e-08 | 1.0025e-08 | 87.3053 | 87.7373 | 86.8494 | -93.1117 | -92.5979 | -93.6581 | 1.574 | 0.60923 | 0.60639 | 1.574 | 0.60923 | 0.60639 | -0.092069 | -97.4787 | 82.6403 | -0.09207 | -97.4787 | 82.6403

## LLG_max_10
name | pf_ikss_a_from_ka | pf_ikss_b_from_ka | pf_ikss_c_from_ka | pf_ikss_a_to_ka | pf_ikss_b_to_ka | pf_ikss_c_to_ka | pf_skss_a_from_mw | pf_skss_b_from_mw | pf_skss_c_from_mw | pf_skss_a_to_mw | pf_skss_b_to_mw | pf_skss_c_to_mw | pf_p_a_from_mw | pf_p_b_from_mw | pf_p_c_from_mw | pf_p_a_to_mw | pf_p_b_to_mw | pf_p_c_to_mw | pf_q_a_from_mvar | pf_q_b_from_mvar | pf_q_c_from_mvar | pf_q_a_to_mvar | pf_q_b_to_mvar | pf_q_c_to_mvar | pf_ikss_a_from_degree | pf_ikss_b_from_degree | pf_ikss_c_from_degree | pf_ikss_a_to_degree | pf_ikss_b_to_degree | pf_ikss_c_to_degree | pf_vm_a_from_pu | pf_vm_b_from_pu | pf_vm_c_from_pu | pf_vm_a_to_pu | pf_vm_b_to_pu | pf_vm_c_to_pu | pf_va_a_from_degree | pf_va_b_from_degree | pf_va_c_from_degree | pf_va_a_to_degree | pf_va_b_to_degree | pf_va_c_to_degree
Line0_1_2 | 1.1962e-06 | 1.2275e-06 | 1.1652e-06 | 0 | 1.0285e-06 | 0 | 2.7624e-07 | 2.8348e-07 | 2.6908e-07 | 0 | 2.3751e-07 | 0 | 2.0684e-08 | -1.7729e-07 | 1.6775e-07 | -2.0556e-08 | 1.4864e-07 | -1.3922e-07 | -4.5504e-07 | 1.692e-08 | -1.2991e-08 | 3.7919e-07 | -1.3139e-08 | 9.2876e-09 | 87.3032 | 87.7424 | 86.839 | 0 | -92.6577 | 0 | 1.6489 | 0.62825 | 0.62527 | 1.6489 | 0.62825 | 0.62527 | -0.094127 | -97.7093 | 82.4106 | -0.094128 | -97.7093 | 82.4106
Line10_11_12 | 1.1962e-06 | 1.2275e-06 | 1.1652e-06 | 0 | 1.0285e-06 | 0 | 2.7624e-07 | 2.8348e-07 | 2.6908e-07 | 0 | 2.3751e-07 | 0 | 2.0684e-08 | -1.7729e-07 | 1.6775e-07 | -2.0556e-08 | 1.4864e-07 | -1.3922e-07 | -4.5504e-07 | 1.692e-08 | -1.2991e-08 | 3.7919e-07 | -1.3139e-08 | 9.2877e-09 | 87.3032 | 87.7424 | 86.839 | 0 | -92.6577 | 0 | 1.6489 | 0.62825 | 0.62527 | 1.6489 | 0.62825 | 0.62527 | -0.094129 | -97.7093 | 82.4106 | -0.09413 | -97.7093 | 82.4106
Line11_12_13 | 0 | 1.0229e-06 | 0 | 0 | 0 | 0 | 0 | 2.3623e-07 | 0 | 0 | 0 | 0 | 1.7237e-08 | -1.4774e-07 | 1.3979e-07 | -1.7108e-08 | 1.1909e-07 | -1.1127e-07 | -3.792e-07 | 1.41e-08 | -1.0826e-08 | 3.0335e-07 | -1.0319e-08 | 7.1225e-09 | 0 | 87.7424 | 0 | 0 | 0 | 0 | 1.6489 | 0.62825 | 0.62527 | 1.6489 | 0.62825 | 0.62527 | -0.09413 | -97.7093 | 82.4106 | -0.094131 | -97.7093 | 82.4106
Line12_13_15 | 0 | 0 | 0 | 0 | 0 | 0 | 0 | 0 | 0 | 0 | 0 | 0 | 1.0342e-08 | -8.8645e-08 | 8.3873e-08 | -1.0214e-08 | 5.9994e-08 | -5.5351e-08 | -2.2752e-07 | 8.4601e-09 | -6.4956e-09 | 1.5167e-07 | -4.6789e-09 | 2.792e-09 | 0 | 0 | 0 | 0 | 0 | 0 | 1.6489 | 0.62825 | 0.62527 | 1.6489 | 0.62825 | 0.62527 | -0.094131 | -97.7093 | 82.4106 | -0.094131 | -97.7093 | 82.4106
Line13_13_14 | 0 | 0 | 0 | 0 | 0 | 0 | 0 | 0 | 0 | 0 | 0 | 0 | 3.4473e-09 | -2.9548e-08 | 2.7958e-08 | -3.3189e-09 | 8.9735e-10 | 5.6485e-10 | -7.5839e-08 | 2.82e-09 | -2.1652e-09 | -1.0926e-11 | 9.6115e-10 | -1.5384e-09 | 0 | 0 | 0 | 0 | 0 | 0 | 1.6489 | 0.62825 | 0.62527 | 1.6489 | 0.62825 | 0.62527 | -0.094131 | -97.7093 | 82.4106 | -0.094131 | -97.7093 | 82.4106
Line14_15_16 | 0 | 0 | 0 | 0 | 0 | 0 | 0 | 0 | 0 | 0 | 0 | 0 | 6.8947e-09 | -5.9097e-08 | 5.5916e-08 | -6.7662e-09 | 3.0446e-08 | -2.7393e-08 | -1.5168e-07 | 5.6401e-09 | -4.3304e-09 | 7.5828e-08 | -1.8589e-09 | 6.2684e-10 | 0 | 0 | 0 | 0 | 0 | 0 | 1.6489 | 0.62825 | 0.62527 | 1.6489 | 0.62825 | 0.62527 | -0.094131 | -97.7093 | 82.4106 | -0.094132 | -97.7093 | 82.4106
Line15_16_17 | 0 | 0 | 0 | 0 | 0 | 0 | 0 | 0 | 0 | 0 | 0 | 0 | 3.4473e-09 | -2.9548e-08 | 2.7958e-08 | -3.3189e-09 | 8.9735e-10 | 5.6485e-10 | -7.5839e-08 | 2.82e-09 | -2.1652e-09 | -1.0926e-11 | 9.6115e-10 | -1.5384e-09 | 0 | 0 | 0 | 0 | 0 | 0 | 1.6489 | 0.62825 | 0.62527 | 1.6489 | 0.62825 | 0.62527 | -0.094132 | -97.7093 | 82.4106 | -0.094132 | -97.7093 | 82.4106
Line16_4_18 | 0 | 3.2482 | 3.225 | 0 | 3.2482 | 3.225 | 0 | 0.75013 | 0.74478 | 0 | 0.75013 | 0.74478 | 3.356e-09 | 0.10527 | 0.10424 | -3.3155e-09 | 4.7316e-14 | -6.9305e-15 | -7.587e-08 | 0.21081 | 0.20821 | -1.3736e-11 | 1.6433e-13 | -1.6282e-13 | 0 | -161.174 | 19.0058 | 0 | 18.826 | -160.9942 | 1.6487 | 0.31413 | 0.31263 | 1.6485 | 0 | 0 | -0.10624 | -97.7093 | 82.4106 | -0.11836 | 0 | 0
Line17_5_19 | 0 | 0 | 0 | 0 | 0 | 0 | 0 | 0 | 0 | 0 | 0 | 0 | 3.4473e-09 | -2.9548e-08 | 2.7958e-08 | -3.3189e-09 | 8.9735e-10 | 5.6485e-10 | -7.5839e-08 | 2.8201e-09 | -2.1652e-09 | -1.0926e-11 | 9.6115e-10 | -1.5384e-09 | 0 | 0 | 0 | 0 | 0 | 0 | 1.6489 | 0.62825 | 0.62527 | 1.6489 | 0.62825 | 0.62527 | -0.094127 | -97.7093 | 82.4106 | -0.094127 | -97.7093 | 82.4106
Line1_1_3 | 1.5949e-06 | 1.6367e-06 | 1.5536e-06 | 1.3959e-06 | 1.4376e-06 | 1.3547e-06 | 3.6832e-07 | 3.7797e-07 | 3.5878e-07 | 3.2237e-07 | 3.32e-07 | 3.1285e-07 | 2.7579e-08 | -2.3639e-07 | 2.2366e-07 | -2.745e-08 | 2.0774e-07 | -1.9514e-07 | -6.0671e-07 | 2.256e-08 | -1.7322e-08 | 5.3086e-07 | -1.8779e-08 | 1.3618e-08 | 87.3032 | 87.7424 | 86.839 | -93.0542 | -92.5438 | -93.5974 | 1.6489 | 0.62825 | 0.62527 | 1.6489 | 0.62825 | 0.62527 | -0.094127 | -97.7093 | 82.4106 | -0.094128 | -97.7093 | 82.4106
Line2_1_4 | 0 | 3.2482 | 3.225 | 0 | 3.2482 | 3.225 | 0 | 0.75013 | 0.74478 | 0 | 0.75013 | 0.74478 | 6.7945e-09 | 0.21054 | 0.20848 | -6.6732e-09 | -0.10527 | -0.10424 | -1.5173e-07 | 0.42163 | 0.41642 | 7.5858e-08 | -0.21081 | -0.20821 | 0 | -161.174 | 19.0058 | 0 | 18.826 | -160.9942 | 1.6489 | 0.62825 | 0.62527 | 1.6487 | 0.31413 | 0.31263 | -0.094127 | -97.7093 | 82.4106 | -0.10624 | -97.7093 | 82.4106
Line3_1_5 | 0 | 0 | 0 | 0 | 0 | 0 | 0 | 0 | 0 | 0 | 0 | 0 | 6.8946e-09 | -5.9097e-08 | 5.5916e-08 | -6.7662e-09 | 3.0446e-08 | -2.7393e-08 | -1.5168e-07 | 5.6401e-09 | -4.3304e-09 | 7.5828e-08 | -1.8589e-09 | 6.2684e-10 | 0 | 0 | 0 | 0 | 0 | 0 | 1.6489 | 0.62825 | 0.62527 | 1.6489 | 0.62825 | 0.62527 | -0.094127 | -97.7093 | 82.4106 | -0.094127 | -97.7093 | 82.4106
Line4_2_6 | 0 | 1.0229e-06 | 0 | 0 | 0 | 0 | 0 | 2.3623e-07 | 0 | 0 | 0 | 0 | 1.7237e-08 | -1.4774e-07 | 1.3979e-07 | -1.7108e-08 | 1.1909e-07 | -1.1127e-07 | -3.792e-07 | 1.41e-08 | -1.0826e-08 | 3.0335e-07 | -1.0319e-08 | 7.1224e-09 | 0 | 87.7424 | 0 | 0 | 0 | 0 | 1.6489 | 0.62825 | 0.62527 | 1.6489 | 0.62825 | 0.62527 | -0.094128 | -97.7093 | 82.4106 | -0.094129 | -97.7093 | 82.4106
Line5_6_7 | 0 | 0 | 0 | 0 | 0 | 0 | 0 | 0 | 0 | 0 | 0 | 0 | 1.3789e-08 | -1.1819e-07 | 1.1183e-07 | -1.3661e-08 | 8.9543e-08 | -8.3308e-08 | -3.0336e-07 | 1.128e-08 | -8.6608e-09 | 2.2751e-07 | -7.499e-09 | 4.9572e-09 | 0 | 0 | 0 | 0 | 0 | 0 | 1.6489 | 0.62825 | 0.62527 | 1.6489 | 0.62825 | 0.62527 | -0.094129 | -97.7093 | 82.4106 | -0.094129 | -97.7093 | 82.4106
Line6_7_8 | 0 | 0 | 0 | 0 | 0 | 0 | 0 | 0 | 0 | 0 | 0 | 0 | 1.0342e-08 | -8.8645e-08 | 8.3873e-08 | -1.0214e-08 | 5.9994e-08 | -5.5351e-08 | -2.2752e-07 | 8.4602e-09 | -6.4956e-09 | 1.5167e-07 | -4.679e-09 | 2.792e-09 | 0 | 0 | 0 | 0 | 0 | 0 | 1.6489 | 0.62825 | 0.62527 | 1.6489 | 0.62825 | 0.62527 | -0.094129 | -97.7093 | 82.4106 | -0.09413 | -97.7093 | 82.4106
Line7_8_9 | 0 | 0 | 0 | 0 | 0 | 0 | 0 | 0 | 0 | 0 | 0 | 0 | 3.4473e-09 | -2.9548e-08 | 2.7958e-08 | -3.3189e-09 | 8.9735e-10 | 5.6485e-10 | -7.5839e-08 | 2.8201e-09 | -2.1652e-09 | -1.0926e-11 | 9.6115e-10 | -1.5384e-09 | 0 | 0 | 0 | 0 | 0 | 0 | 1.6489 | 0.62825 | 0.62527 | 1.6489 | 0.62825 | 0.62527 | -0.09413 | -97.7093 | 82.4106 | -0.09413 | -97.7093 | 82.4106
Line8_8_10 | 0 | 0 | 0 | 0 | 0 | 0 | 0 | 0 | 0 | 0 | 0 | 0 | 3.4473e-09 | -2.9548e-08 | 2.7958e-08 | -3.3189e-09 | 8.9735e-10 | 5.6485e-10 | -7.5839e-08 | 2.8201e-09 | -2.1652e-09 | -1.0927e-11 | 9.6115e-10 | -1.5384e-09 | 0 | 0 | 0 | 0 | 0 | 0 | 1.6489 | 0.62825 | 0.62527 | 1.6489 | 0.62825 | 0.62527 | -0.09413 | -97.7093 | 82.4106 | -0.09413 | -97.7093 | 82.4106
Line9_3_11 | 1.3955e-06 | 1.4321e-06 | 1.3594e-06 | 1.1966e-06 | 1.233e-06 | 1.1605e-06 | 3.2228e-07 | 3.3072e-07 | 3.1393e-07 | 2.7633e-07 | 2.8476e-07 | 2.68e-07 | 2.4131e-08 | -2.0684e-07 | 1.957e-07 | -2.4003e-08 | 1.7819e-07 | -1.6718e-07 | -5.3088e-07 | 1.974e-08 | -1.5156e-08 | 4.5502e-07 | -1.5959e-08 | 1.1453e-08 | 87.3032 | 87.7424 | 86.839 | -93.1137 | -92.5913 | -93.6705 | 1.6489 | 0.62825 | 0.62527 | 1.6489 | 0.62825 | 0.62527 | -0.094128 | -97.7093 | 82.4106 | -0.094129 | -97.7093 | 82.4106

## LLG_max_fault_6
name | pf_ikss_a_from_ka | pf_ikss_b_from_ka | pf_ikss_c_from_ka | pf_ikss_a_to_ka | pf_ikss_b_to_ka | pf_ikss_c_to_ka | pf_skss_a_from_mw | pf_skss_b_from_mw | pf_skss_c_from_mw | pf_skss_a_to_mw | pf_skss_b_to_mw | pf_skss_c_to_mw | pf_p_a_from_mw | pf_p_b_from_mw | pf_p_c_from_mw | pf_p_a_to_mw | pf_p_b_to_mw | pf_p_c_to_mw | pf_q_a_from_mvar | pf_q_b_from_mvar | pf_q_c_from_mvar | pf_q_a_to_mvar | pf_q_b_to_mvar | pf_q_c_to_mvar | pf_ikss_a_from_degree | pf_ikss_b_from_degree | pf_ikss_c_from_degree | pf_ikss_a_to_degree | pf_ikss_b_to_degree | pf_ikss_c_to_degree | pf_vm_a_from_pu | pf_vm_b_from_pu | pf_vm_c_from_pu | pf_vm_a_to_pu | pf_vm_b_to_pu | pf_vm_c_to_pu | pf_va_a_from_degree | pf_va_b_from_degree | pf_va_c_from_degree | pf_va_a_to_degree | pf_va_b_to_degree | pf_va_c_to_degree
Line0_1_2 | 0 | 0 | 0 | 0 | 0 | 0 | 0 | 0 | 0 | 0 | 0 | 0 | 5.8958e-08 | -1.6707e-07 | 1.1507e-07 | -5.0729e-08 | 1.3913e-07 | -9.5364e-08 | -2.1691e-07 | -2.0789e-08 | 7.6544e-08 | 1.8039e-07 | 1.8538e-08 | -6.4654e-08 | 0 | 0 | 0 | 0 | 0 | 0 | 1.3663 | 1.0231 | 0.84016 | 1.3663 | 1.0231 | 0.84016 | -3.9517 | -102.0462 | 104.4533 | -3.9517 | -102.0462 | 104.4533
Line10_11_12 | 0 | 0 | 0 | 0 | 0 | 0 | 0 | 0 | 0 | 0 | 0 | 0 | 5.8958e-08 | -1.6707e-07 | 1.1507e-07 | -5.0729e-08 | 1.3913e-07 | -9.5364e-08 | -2.1691e-07 | -2.0789e-08 | 7.6544e-08 | 1.8039e-07 | 1.8538e-08 | -6.4654e-08 | 0 | 0 | 0 | 0 | 0 | 0 | 1.3663 | 1.0231 | 0.84016 | 1.3663 | 1.0231 | 0.84016 | -3.9517 | -102.0462 | 104.4533 | -3.9517 | -102.0462 | 104.4533
Line11_12_13 | 0 | 0 | 0 | 0 | 0 | 0 | 0 | 0 | 0 | 0 | 0 | 0 | 4.9132e-08 | -1.3922e-07 | 9.5892e-08 | -4.0902e-08 | 1.1129e-07 | -7.6186e-08 | -1.8076e-07 | -1.7324e-08 | 6.3787e-08 | 1.4424e-07 | 1.5073e-08 | -5.1896e-08 | 0 | 0 | 0 | 0 | 0 | 0 | 1.3663 | 1.0231 | 0.84016 | 1.3663 | 1.0231 | 0.84016 | -3.9517 | -102.0462 | 104.4533 | -3.9517 | -102.0462 | 104.4533
Line12_13_15 | 0 | 0 | 0 | 0 | 0 | 0 | 0 | 0 | 0 | 0 | 0 | 0 | 2.9479e-08 | -8.3535e-08 | 5.7535e-08 | -2.125e-08 | 5.5599e-08 | -3.7829e-08 | -1.0845e-07 | -1.0395e-08 | 3.8272e-08 | 7.194e-08 | 8.1438e-09 | -2.6382e-08 | 0 | 0 | 0 | 0 | 0 | 0 | 1.3663 | 1.0231 | 0.84016 | 1.3663 | 1.0231 | 0.84016 | -3.9517 | -102.0462 | 104.4533 | -3.9517 | -102.0462 | 104.4533
Line13_13_14 | 0 | 0 | 0 | 0 | 0 | 0 | 0 | 0 | 0 | 0 | 0 | 0 | 9.8263e-09 | -2.7845e-08 | 1.9178e-08 | -1.5972e-09 | -9.0733e-11 | 5.2808e-10 | -3.6151e-08 | -3.4648e-09 | 1.2757e-08 | -3.6252e-10 | 1.2141e-09 | -8.6696e-10 | 0 | 0 | 0 | 0 | 0 | 0 | 1.3663 | 1.0231 | 0.84016 | 1.3663 | 1.0231 | 0.84016 | -3.9517 | -102.0462 | 104.4533 | -3.9517 | -102.0462 | 104.4533
Line14_15_16 | 0 | 0 | 0 | 0 | 0 | 0 | 0 | 0 | 0 | 0 | 0 | 0 | 1.9653e-08 | -5.569e-08 | 3.8357e-08 | -1.1423e-08 | 2.7754e-08 | -1.865e-08 | -7.2302e-08 | -6.9297e-09 | 2.5515e-08 | 3.5789e-08 | 4.679e-09 | -1.3624e-08 | 0 | 0 | 0 | 0 | 0 | 0 | 1.3663 | 1.0231 | 0.84016 | 1.3663 | 1.0231 | 0.84016 | -3.9517 | -102.0462 | 104.4533 | -3.9517 | -102.0462 | 104.4533
Line15_16_17 | 0 | 0 | 0 | 0 | 0 | 0 | 0 | 0 | 0 | 0 | 0 | 0 | 9.8263e-09 | -2.7845e-08 | 1.9178e-08 | -1.5972e-09 | -9.0733e-11 | 5.2808e-10 | -3.6151e-08 | -3.4648e-09 | 1.2757e-08 | -3.6252e-10 | 1.2141e-09 | -8.6696e-10 | 0 | 0 | 0 | 0 | 0 | 0 | 1.3663 | 1.0231 | 0.84016 | 1.3663 | 1.0231 | 0.84016 | -3.9517 | -102.0462 | 104.4533 | -3.9517 | -102.0462 | 104.4533
Line16_4_18 | 0 | 0.033226 | 0.027269 | 0 | 0.033226 | 0.027269 | 0 | 0.0076733 | 0.0062974 | 0 | 0.0076733 | 0.0062974 | 9.7887e-09 | 0.0055291 | 0.0037268 | -1.5952e-09 | -0.00552 | -0.0037179 | -3.6175e-08 | 0.0055417 | 0.0037323 | -3.6377e-10 | -0.00552 | -0.0037179 | 0 | -147.1761 | 59.3688 | 0 | 32.824 | -120.6313 | 1.3661 | 1.0202 | 0.83754 | 1.366 | 1.0173 | 0.83493 | -3.9591 | -102.1109 | 104.4111 | -3.9664 | -102.176 | 104.3687
Line17_5_19 | 0 | 0 | 0 | 0 | 0 | 0 | 0 | 0 | 0 | 0 | 0 | 0 | 9.8263e-09 | -2.7845e-08 | 1.9178e-08 | -1.5972e-09 | -9.0733e-11 | 5.2808e-10 | -3.6151e-08 | -3.4648e-09 | 1.2757e-08 | -3.6252e-10 | 1.2141e-09 | -8.6696e-10 | 0 | 0 | 0 | 0 | 0 | 0 | 1.3663 | 1.0231 | 0.84016 | 1.3663 | 1.0231 | 0.84016 | -3.9517 | -102.0462 | 104.4533 | -3.9517 | -102.0462 | 104.4533
Line1_1_3 | 0 | 0 | 0 | 0 | 0 | 0 | 0 | 0 | 0 | 0 | 0 | 0 | 7.8611e-08 | -2.2276e-07 | 1.5343e-07 | -7.0381e-08 | 1.9482e-07 | -1.3372e-07 | -2.8921e-07 | -2.7719e-08 | 1.0206e-07 | 2.527e-07 | 2.5468e-08 | -9.0169e-08 | 0 | 0 | 0 | 0 | 0 | 0 | 1.3663 | 1.0231 | 0.84016 | 1.3663 | 1.0231 | 0.84016 | -3.9517 | -102.0462 | 104.4533 | -3.9517 | -102.0462 | 104.4533
Line2_1_4 | 0 | 0.033226 | 0.027269 | 0 | 0.033226 | 0.027269 | 0 | 0.0076733 | 0.0062975 | 0 | 0.0076733 | 0.0062974 | 1.961e-08 | 0.0055383 | 0.0037357 | -1.1385e-08 | -0.0055291 | -0.0037268 | -7.2338e-08 | 0.0055635 | 0.0037467 | 3.5812e-08 | -0.0055417 | -0.0037323 | 0 | -147.1762 | 59.3688 | 0 | 32.8239 | -120.6312 | 1.3663 | 1.0231 | 0.84016 | 1.3661 | 1.0202 | 0.83754 | -3.9517 | -102.0462 | 104.4533 | -3.9591 | -102.1109 | 104.4111
Line3_1_5 | 0 | 0 | 0 | 0 | 0 | 0 | 0 | 0 | 0 | 0 | 0 | 0 | 1.9653e-08 | -5.569e-08 | 3.8357e-08 | -1.1423e-08 | 2.7754e-08 | -1.865e-08 | -7.2302e-08 | -6.9296e-09 | 2.5515e-08 | 3.5789e-08 | 4.679e-09 | -1.3624e-08 | 0 | 0 | 0 | 0 | 0 | 0 | 1.3663 | 1.0231 | 0.84016 | 1.3663 | 1.0231 | 0.84016 | -3.9517 | -102.0462 | 104.4533 | -3.9517 | -102.0462 | 104.4533
Line4_2_6 | 0 | 0 | 0 | 0 | 0 | 0 | 0 | 0 | 0 | 0 | 0 | 0 | 4.9132e-08 | -1.3922e-07 | 9.5892e-08 | -4.0902e-08 | 1.1129e-07 | -7.6186e-08 | -1.8076e-07 | -1.7324e-08 | 6.3787e-08 | 1.4424e-07 | 1.5073e-08 | -5.1896e-08 | 0 | 0 | 0 | 0 | 0 | 0 | 1.3663 | 1.0231 | 0.84016 | 1.3663 | 1.0231 | 0.84016 | -3.9517 | -102.0462 | 104.4533 | -3.9517 | -102.0462 | 104.4533
Line5_6_7 | 0 | 0 | 0 | 0 | 0 | 0 | 0 | 0 | 0 | 0 | 0 | 0 | 3.9305e-08 | -1.1138e-07 | 7.6714e-08 | -3.1076e-08 | 8.3444e-08 | -5.7007e-08 | -1.446e-07 | -1.3859e-08 | 5.103e-08 | 1.0809e-07 | 1.1609e-08 | -3.9139e-08 | 0 | 0 | 0 | 0 | 0 | 0 | 1.3663 | 1.0231 | 0.84016 | 1.3663 | 1.0231 | 0.84016 | -3.9517 | -102.0462 | 104.4533 | -3.9517 | -102.0462 | 104.4533
Line6_7_8 | 0 | 0 | 0 | 0 | 0 | 0 | 0 | 0 | 0 | 0 | 0 | 0 | 2.9479e-08 | -8.3535e-08 | 5.7535e-08 | -2.125e-08 | 5.5599e-08 | -3.7829e-08 | -1.0845e-07 | -1.0394e-08 | 3.8272e-08 | 7.194e-08 | 8.1438e-09 | -2.6382e-08 | 0 | 0 | 0 | 0 | 0 | 0 | 1.3663 | 1.0231 | 0.84016 | 1.3663 | 1.0231 | 0.84016 | -3.9517 | -102.0462 | 104.4533 | -3.9517 | -102.0462 | 104.4533
Line7_8_9 | 0 | 0 | 0 | 0 | 0 | 0 | 0 | 0 | 0 | 0 | 0 | 0 | 9.8263e-09 | -2.7845e-08 | 1.9178e-08 | -1.5972e-09 | -9.0733e-11 | 5.2808e-10 | -3.6151e-08 | -3.4648e-09 | 1.2757e-08 | -3.6252e-10 | 1.2141e-09 | -8.6696e-10 | 0 | 0 | 0 | 0 | 0 | 0 | 1.3663 | 1.0231 | 0.84016 | 1.3663 | 1.0231 | 0.84016 | -3.9517 | -102.0462 | 104.4533 | -3.9517 | -102.0462 | 104.4533
Line8_8_10 | 0 | 0 | 0 | 0 | 0 | 0 | 0 | 0 | 0 | 0 | 0 | 0 | 9.8263e-09 | -2.7845e-08 | 1.9178e-08 | -1.5972e-09 | -9.0734e-11 | 5.2808e-10 | -3.6151e-08 | -3.4648e-09 | 1.2757e-08 | -3.6252e-10 | 1.2141e-09 | -8.6696e-10 | 0 | 0 | 0 | 0 | 0 | 0 | 1.3663 | 1.0231 | 0.84016 | 1.3663 | 1.0231 | 0.84016 | -3.9517 | -102.0462 | 104.4533 | -3.9517 | -102.0462 | 104.4533
Line9_3_11 | 0 | 0 | 0 | 0 | 0 | 0 | 0 | 0 | 0 | 0 | 0 | 0 | 6.8784e-08 | -1.9491e-07 | 1.3425e-07 | -6.0555e-08 | 1.6698e-07 | -1.1454e-07 | -2.5306e-07 | -2.4254e-08 | 8.9302e-08 | 2.1654e-07 | 2.2003e-08 | -7.7411e-08 | 0 | 0 | 0 | 0 | 0 | 0 | 1.3663 | 1.0231 | 0.84016 | 1.3663 | 1.0231 | 0.84016 | -3.9517 | -102.0462 | 104.4533 | -3.9517 | -102.0462 | 104.4533

## LLG_max_fault_10
name | pf_ikss_a_from_ka | pf_ikss_b_from_ka | pf_ikss_c_from_ka | pf_ikss_a_to_ka | pf_ikss_b_to_ka | pf_ikss_c_to_ka | pf_skss_a_from_mw | pf_skss_b_from_mw | pf_skss_c_from_mw | pf_skss_a_to_mw | pf_skss_b_to_mw | pf_skss_c_to_mw | pf_p_a_from_mw | pf_p_b_from_mw | pf_p_c_from_mw | pf_p_a_to_mw | pf_p_b_to_mw | pf_p_c_to_mw | pf_q_a_from_mvar | pf_q_b_from_mvar | pf_q_c_from_mvar | pf_q_a_to_mvar | pf_q_b_to_mvar | pf_q_c_to_mvar | pf_ikss_a_from_degree | pf_ikss_b_from_degree | pf_ikss_c_from_degree | pf_ikss_a_to_degree | pf_ikss_b_to_degree | pf_ikss_c_to_degree | pf_vm_a_from_pu | pf_vm_b_from_pu | pf_vm_c_from_pu | pf_vm_a_to_pu | pf_vm_b_to_pu | pf_vm_c_to_pu | pf_va_a_from_degree | pf_va_b_from_degree | pf_va_c_from_degree | pf_va_a_to_degree | pf_va_b_to_degree | pf_va_c_to_degree
Line0_1_2 | 0 | 0 | 0 | 0 | 0 | 0 | 0 | 0 | 0 | 0 | 0 | 0 | 6.4702e-08 | -1.8335e-07 | 1.2628e-07 | -5.5671e-08 | 1.5269e-07 | -1.0465e-07 | -2.3805e-07 | -2.2792e-08 | 8.3988e-08 | 1.9798e-07 | 2.0325e-08 | -7.0941e-08 | 0 | 0 | 0 | 0 | 0 | 0 | 1.4314 | 1.0717 | 0.88005 | 1.4314 | 1.0717 | 0.88005 | -3.9527 | -102.0524 | 104.4489 | -3.9527 | -102.0524 | 104.4489
Line10_11_12 | 0 | 0 | 0 | 0 | 0 | 0 | 0 | 0 | 0 | 0 | 0 | 0 | 6.4702e-08 | -1.8335e-07 | 1.2628e-07 | -5.5671e-08 | 1.5269e-07 | -1.0465e-07 | -2.3805e-07 | -2.2792e-08 | 8.3988e-08 | 1.9798e-07 | 2.0325e-08 | -7.0941e-08 | 0 | 0 | 0 | 0 | 0 | 0 | 1.4314 | 1.0717 | 0.88005 | 1.4314 | 1.0717 | 0.88005 | -3.9527 | -102.0524 | 104.4489 | -3.9527 | -102.0524 | 104.4489
Line11_12_13 | 0 | 0 | 0 | 0 | 0 | 0 | 0 | 0 | 0 | 0 | 0 | 0 | 5.3918e-08 | -1.5279e-07 | 1.0523e-07 | -4.4888e-08 | 1.2213e-07 | -8.3604e-08 | -1.9838e-07 | -1.8993e-08 | 6.999e-08 | 1.583e-07 | 1.6527e-08 | -5.6943e-08 | 0 | 0 | 0 | 0 | 0 | 0 | 1.4314 | 1.0717 | 0.88005 | 1.4314 | 1.0717 | 0.88005 | -3.9527 | -102.0524 | 104.4489 | -3.9527 | -102.0524 | 104.4489
Line12_13_15 | 0 | 0 | 0 | 0 | 0 | 0 | 0 | 0 | 0 | 0 | 0 | 0 | 3.2351e-08 | -9.1673e-08 | 6.3138e-08 | -2.332e-08 | 6.1016e-08 | -4.1512e-08 | -1.1903e-07 | -1.1396e-08 | 4.1994e-08 | 7.8953e-08 | 8.9293e-09 | -2.8947e-08 | 0 | 0 | 0 | 0 | 0 | 0 | 1.4314 | 1.0717 | 0.88005 | 1.4314 | 1.0717 | 0.88005 | -3.9527 | -102.0524 | 104.4489 | -3.9527 | -102.0524 | 104.4489
Line13_13_14 | 0 | 0 | 0 | 0 | 0 | 0 | 0 | 0 | 0 | 0 | 0 | 0 | 1.0784e-08 | -3.0558e-08 | 2.1046e-08 | -1.7528e-09 | -9.9029e-11 | 5.7981e-10 | -3.9675e-08 | -3.7987e-09 | 1.3998e-08 | -3.9796e-10 | 1.3319e-09 | -9.5162e-10 | 0 | 0 | 0 | 0 | 0 | 0 | 1.4314 | 1.0717 | 0.88005 | 1.4314 | 1.0717 | 0.88005 | -3.9527 | -102.0524 | 104.4489 | -3.9527 | -102.0524 | 104.4489
Line14_15_16 | 0 | 0 | 0 | 0 | 0 | 0 | 0 | 0 | 0 | 0 | 0 | 0 | 2.1567e-08 | -6.1115e-08 | 4.2092e-08 | -1.2537e-08 | 3.0459e-08 | -2.0466e-08 | -7.9351e-08 | -7.5973e-09 | 2.7996e-08 | 3.9277e-08 | 5.1306e-09 | -1.495e-08 | 0 | 0 | 0 | 0 | 0 | 0 | 1.4314 | 1.0717 | 0.88005 | 1.4314 | 1.0717 | 0.88005 | -3.9527 | -102.0524 | 104.4489 | -3.9527 | -102.0524 | 104.4489
Line15_16_17 | 0 | 0 | 0 | 0 | 0 | 0 | 0 | 0 | 0 | 0 | 0 | 0 | 1.0784e-08 | -3.0558e-08 | 2.1046e-08 | -1.7528e-09 | -9.9029e-11 | 5.7981e-10 | -3.9675e-08 | -3.7987e-09 | 1.3998e-08 | -3.9796e-10 | 1.3319e-09 | -9.5162e-10 | 0 | 0 | 0 | 0 | 0 | 0 | 1.4314 | 1.0717 | 0.88005 | 1.4314 | 1.0717 | 0.88005 | -3.9527 | -102.0524 | 104.4489 | -3.9527 | -102.0524 | 104.4489
Line16_4_18 | 0 | 0.034805 | 0.028563 | 0 | 0.034805 | 0.028563 | 0 | 0.0080379 | 0.0065964 | 0 | 0.0080379 | 0.0065964 | 1.0742e-08 | 0.0060671 | 0.004089 | -1.7506e-09 | -0.006057 | -0.0040792 | -3.9702e-08 | 0.0060809 | 0.0040951 | -3.9934e-10 | -0.006057 | -0.0040792 | 0 | -147.1823 | 59.3644 | 0 | 32.8178 | -120.6357 | 1.4312 | 1.0687 | 0.8773 | 1.431 | 1.0657 | 0.87456 | -3.96 | -102.1171 | 104.4068 | -3.9674 | -102.1822 | 104.3643
Line17_5_19 | 0 | 0 | 0 | 0 | 0 | 0 | 0 | 0 | 0 | 0 | 0 | 0 | 1.0784e-08 | -3.0558e-08 | 2.1046e-08 | -1.7528e-09 | -9.9028e-11 | 5.7981e-10 | -3.9675e-08 | -3.7987e-09 | 1.3998e-08 | -3.9796e-10 | 1.3319e-09 | -9.5162e-10 | 0 | 0 | 0 | 0 | 0 | 0 | 1.4314 | 1.0717 | 0.88005 | 1.4314 | 1.0717 | 0.88005 | -3.9527 | -102.0524 | 104.4489 | -3.9527 | -102.0524 | 104.4489
Line1_1_3 | 0 | 0 | 0 | 0 | 0 | 0 | 0 | 0 | 0 | 0 | 0 | 0 | 8.627e-08 | -2.4446e-07 | 1.6837e-07 | -7.7239e-08 | 2.138e-07 | -1.4674e-07 | -3.174e-07 | -3.0389e-08 | 1.1198e-07 | 2.7733e-07 | 2.7923e-08 | -9.8937e-08 | 0 | 0 | 0 | 0 | 0 | 0 | 1.4314 | 1.0717 | 0.88005 | 1.4314 | 1.0717 | 0.88005 | -3.9527 | -102.0524 | 104.4489 | -3.9527 | -102.0524 | 104.4489
Line2_1_4 | 0 | 0.034805 | 0.028563 | 0 | 0.034805 | 0.028563 | 0 | 0.0080379 | 0.0065964 | 0 | 0.0080379 | 0.0065964 | 2.1521e-08 | 0.0060772 | 0.0040988 | -1.2494e-08 | -0.0060671 | -0.004089 | -7.939e-08 | 0.0061048 | 0.0041109 | 3.9303e-08 | -0.0060809 | -0.0040951 | 0 | -147.1824 | 59.3644 | 0 | 32.8177 | -120.6356 | 1.4314 | 1.0717 | 0.88005 | 1.4312 | 1.0687 | 0.8773 | -3.9527 | -102.0524 | 104.4489 | -3.96 | -102.1171 | 104.4068
Line3_1_5 | 0 | 0 | 0 | 0 | 0 | 0 | 0 | 0 | 0 | 0 | 0 | 0 | 2.1567e-08 | -6.1115e-08 | 4.2092e-08 | -1.2537e-08 | 3.0459e-08 | -2.0466e-08 | -7.9351e-08 | -7.5973e-09 | 2.7996e-08 | 3.9277e-08 | 5.1306e-09 | -1.495e-08 | 0 | 0 | 0 | 0 | 0 | 0 | 1.4314 | 1.0717 | 0.88005 | 1.4314 | 1.0717 | 0.88005 | -3.9527 | -102.0524 | 104.4489 | -3.9527 | -102.0524 | 104.4489
Line4_2_6 | 0 | 0 | 0 | 0 | 0 | 0 | 0 | 0 | 0 | 0 | 0 | 0 | 5.3918e-08 | -1.5279e-07 | 1.0523e-07 | -4.4888e-08 | 1.2213e-07 | -8.3604e-08 | -1.9838e-07 | -1.8993e-08 | 6.999e-08 | 1.583e-07 | 1.6527e-08 | -5.6943e-08 | 0 | 0 | 0 | 0 | 0 | 0 | 1.4314 | 1.0717 | 0.88005 | 1.4314 | 1.0717 | 0.88005 | -3.9527 | -102.0524 | 104.4489 | -3.9527 | -102.0524 | 104.4489
Line5_6_7 | 0 | 0 | 0 | 0 | 0 | 0 | 0 | 0 | 0 | 0 | 0 | 0 | 4.3135e-08 | -1.2223e-07 | 8.4184e-08 | -3.4104e-08 | 9.1574e-08 | -6.2558e-08 | -1.587e-07 | -1.5195e-08 | 5.5992e-08 | 1.1863e-07 | 1.2728e-08 | -4.2945e-08 | 0 | 0 | 0 | 0 | 0 | 0 | 1.4314 | 1.0717 | 0.88005 | 1.4314 | 1.0717 | 0.88005 | -3.9527 | -102.0524 | 104.4489 | -3.9527 | -102.0524 | 104.4489
Line6_7_8 | 0 | 0 | 0 | 0 | 0 | 0 | 0 | 0 | 0 | 0 | 0 | 0 | 3.2351e-08 | -9.1673e-08 | 6.3138e-08 | -2.332e-08 | 6.1016e-08 | -4.1512e-08 | -1.1903e-07 | -1.1396e-08 | 4.1994e-08 | 7.8953e-08 | 8.9293e-09 | -2.8947e-08 | 0 | 0 | 0 | 0 | 0 | 0 | 1.4314 | 1.0717 | 0.88005 | 1.4314 | 1.0717 | 0.88005 | -3.9527 | -102.0524 | 104.4489 | -3.9527 | -102.0524 | 104.4489
Line7_8_9 | 0 | 0 | 0 | 0 | 0 | 0 | 0 | 0 | 0 | 0 | 0 | 0 | 1.0784e-08 | -3.0558e-08 | 2.1046e-08 | -1.7528e-09 | -9.9029e-11 | 5.7981e-10 | -3.9675e-08 | -3.7987e-09 | 1.3998e-08 | -3.9796e-10 | 1.3319e-09 | -9.5162e-10 | 0 | 0 | 0 | 0 | 0 | 0 | 1.4314 | 1.0717 | 0.88005 | 1.4314 | 1.0717 | 0.88005 | -3.9527 | -102.0524 | 104.4489 | -3.9527 | -102.0524 | 104.4489
Line8_8_10 | 0 | 0 | 0 | 0 | 0 | 0 | 0 | 0 | 0 | 0 | 0 | 0 | 1.0784e-08 | -3.0558e-08 | 2.1046e-08 | -1.7528e-09 | -9.9028e-11 | 5.7981e-10 | -3.9675e-08 | -3.7987e-09 | 1.3998e-08 | -3.9796e-10 | 1.3319e-09 | -9.5162e-10 | 0 | 0 | 0 | 0 | 0 | 0 | 1.4314 | 1.0717 | 0.88005 | 1.4314 | 1.0717 | 0.88005 | -3.9527 | -102.0524 | 104.4489 | -3.9527 | -102.0524 | 104.4489
Line9_3_11 | 0 | 0 | 0 | 0 | 0 | 0 | 0 | 0 | 0 | 0 | 0 | 0 | 7.5486e-08 | -2.139e-07 | 1.4732e-07 | -6.6455e-08 | 1.8325e-07 | -1.257e-07 | -2.7773e-07 | -2.6591e-08 | 9.7985e-08 | 2.3765e-07 | 2.4124e-08 | -8.4939e-08 | 0 | 0 | 0 | 0 | 0 | 0 | 1.4314 | 1.0717 | 0.88005 | 1.4314 | 1.0717 | 0.88005 | -3.9527 | -102.0524 | 104.4489 | -3.9527 | -102.0524 | 104.4489

## LLG_min_6
name | pf_ikss_a_from_ka | pf_ikss_b_from_ka | pf_ikss_c_from_ka | pf_ikss_a_to_ka | pf_ikss_b_to_ka | pf_ikss_c_to_ka | pf_skss_a_from_mw | pf_skss_b_from_mw | pf_skss_c_from_mw | pf_skss_a_to_mw | pf_skss_b_to_mw | pf_skss_c_to_mw | pf_p_a_from_mw | pf_p_b_from_mw | pf_p_c_from_mw | pf_p_a_to_mw | pf_p_b_to_mw | pf_p_c_to_mw | pf_q_a_from_mvar | pf_q_b_from_mvar | pf_q_c_from_mvar | pf_q_a_to_mvar | pf_q_b_to_mvar | pf_q_c_to_mvar | pf_ikss_a_from_degree | pf_ikss_b_from_degree | pf_ikss_c_from_degree | pf_ikss_a_to_degree | pf_ikss_b_to_degree | pf_ikss_c_to_degree | pf_vm_a_from_pu | pf_vm_b_from_pu | pf_vm_c_from_pu | pf_vm_a_to_pu | pf_vm_b_to_pu | pf_vm_c_to_pu | pf_va_a_from_degree | pf_va_b_from_degree | pf_va_c_from_degree | pf_va_a_to_degree | pf_va_b_to_degree | pf_va_c_to_degree
Line0_1_2 | 1.0318e-06 | 1.0536e-06 | 1.0103e-06 | 0 | 0 | 0 | 2.3828e-07 | 2.4332e-07 | 2.3333e-07 | 0 | 0 | 0 | 1.538e-08 | -1.447e-07 | 1.3872e-07 | -1.5288e-08 | 1.2124e-07 | -1.1535e-07 | -3.3885e-07 | 2.4718e-08 | -1.9739e-08 | 2.8237e-07 | -1.9939e-08 | 1.5063e-08 | 87.3094 | 87.9918 | 86.5963 | 0 | 0 | 0 | 1.4235 | 0.60328 | 0.6005 | 1.4235 | 0.60328 | 0.6005 | -0.091764 | -101.7023 | 78.4976 | -0.091765 | -101.7023 | 78.4976
Line10_11_12 | 1.0318e-06 | 1.0536e-06 | 1.0103e-06 | 0 | 0 | 0 | 2.3828e-07 | 2.4332e-07 | 2.3333e-07 | 0 | 0 | 0 | 1.538e-08 | -1.447e-07 | 1.3872e-07 | -1.5288e-08 | 1.2124e-07 | -1.1535e-07 | -3.3885e-07 | 2.4718e-08 | -1.9739e-08 | 2.8237e-07 | -1.9939e-08 | 1.5063e-08 | 87.3094 | 87.9918 | 86.5963 | 0 | 0 | 0 | 1.4235 | 0.60328 | 0.6005 | 1.4235 | 0.60328 | 0.6005 | -0.091768 | -101.7023 | 78.4976 | -0.091769 | -101.7023 | 78.4976
Line11_12_13 | 0 | 0 | 0 | 0 | 0 | 0 | 0 | 0 | 0 | 0 | 0 | 0 | 1.2817e-08 | -1.2058e-07 | 1.156e-07 | -1.2725e-08 | 9.7126e-08 | -9.2233e-08 | -2.8237e-07 | 2.0599e-08 | -1.6449e-08 | 2.2589e-07 | -1.5819e-08 | 1.1773e-08 | 0 | 0 | 0 | 0 | 0 | 0 | 1.4235 | 0.60328 | 0.6005 | 1.4235 | 0.60328 | 0.6005 | -0.091769 | -101.7023 | 78.4976 | -0.091771 | -101.7023 | 78.4976
Line12_13_15 | 0 | 0 | 0 | 0 | 0 | 0 | 0 | 0 | 0 | 0 | 0 | 0 | 7.6901e-09 | -7.2349e-08 | 6.9358e-08 | -7.5982e-09 | 4.8893e-08 | -4.5994e-08 | -1.6942e-07 | 1.2359e-08 | -9.8695e-09 | 1.1294e-07 | -7.5797e-09 | 5.1936e-09 | 0 | 0 | 0 | 0 | 0 | 0 | 1.4235 | 0.60328 | 0.6005 | 1.4235 | 0.60328 | 0.6005 | -0.091771 | -101.7023 | 78.4976 | -0.091772 | -101.7023 | 78.4976
Line13_13_14 | 0 | 0 | 0 | 0 | 0 | 0 | 0 | 0 | 0 | 0 | 0 | 0 | 2.5634e-09 | -2.4116e-08 | 2.3119e-08 | -2.4715e-09 | 6.607e-10 | 2.4437e-10 | -5.6475e-08 | 4.1197e-09 | -3.2898e-09 | -7.942e-12 | 6.5976e-10 | -1.3861e-09 | 0 | 0 | 0 | 0 | 0 | 0 | 1.4235 | 0.60328 | 0.6005 | 1.4235 | 0.60328 | 0.6005 | -0.091771 | -101.7023 | 78.4976 | -0.091771 | -101.7023 | 78.4976
Line14_15_16 | 0 | 0 | 0 | 0 | 0 | 0 | 0 | 0 | 0 | 0 | 0 | 0 | 5.1267e-09 | -4.8233e-08 | 4.6239e-08 | -5.0348e-09 | 2.4777e-08 | -2.2875e-08 | -1.1295e-07 | 8.2394e-09 | -6.5797e-09 | 5.6467e-08 | -3.46e-09 | 1.9037e-09 | 0 | 0 | 0 | 0 | 0 | 0 | 1.4235 | 0.60328 | 0.6005 | 1.4235 | 0.60328 | 0.6005 | -0.091772 | -101.7023 | 78.4976 | -0.091772 | -101.7023 | 78.4976
Line15_16_17 | 0 | 0 | 0 | 0 | 0 | 0 | 0 | 0 | 0 | 0 | 0 | 0 | 2.5634e-09 | -2.4116e-08 | 2.3119e-08 | -2.4715e-09 | 6.607e-10 | 2.4437e-10 | -5.6475e-08 | 4.1197e-09 | -3.2898e-09 | -7.9419e-12 | 6.5976e-10 | -1.3861e-09 | 0 | 0 | 0 | 0 | 0 | 0 | 1.4235 | 0.60328 | 0.6005 | 1.4235 | 0.60328 | 0.6005 | -0.091772 | -101.7023 | 78.4976 | -0.091772 | -101.7023 | 78.4976
Line16_4_18 | 0 | 2.5155 | 2.4981 | 0 | 2.5155 | 2.4981 | 0 | 0.58094 | 0.57692 | 0 | 0.58094 | 0.57692 | 2.4962e-09 | 0.12125 | 0.12007 | -2.4669e-09 | -9.0905e-14 | 7.4328e-15 | -5.6518e-08 | 0.12652 | 0.12485 | -9.9507e-12 | 4.5027e-14 | -1.3814e-14 | 0 | -147.9211 | 32.3787 | 0 | 32.0789 | -147.6213 | 1.4232 | 0.30164 | 0.30025 | 1.4228 | 0 | 0 | -0.1034 | -101.7023 | 78.4976 | -0.11503 | 0 | 0
Line17_5_19 | 0 | 0 | 0 | 0 | 0 | 0 | 0 | 0 | 0 | 0 | 0 | 0 | 2.5633e-09 | -2.4116e-08 | 2.3119e-08 | -2.4715e-09 | 6.607e-10 | 2.4437e-10 | -5.6475e-08 | 4.1197e-09 | -3.2898e-09 | -7.9416e-12 | 6.5976e-10 | -1.3861e-09 | 0 | 0 | 0 | 0 | 0 | 0 | 1.4235 | 0.60328 | 0.6005 | 1.4235 | 0.60328 | 0.6005 | -0.091764 | -101.7023 | 78.4976 | -0.091764 | -101.7023 | 78.4976
Line1_1_3 | 1.3757e-06 | 1.4048e-06 | 1.3471e-06 | 1.2041e-06 | 1.2331e-06 | 1.1756e-06 | 3.1771e-07 | 3.2443e-07 | 3.111e-07 | 2.7808e-07 | 2.8478e-07 | 2.715e-07 | 2.0507e-08 | -1.9293e-07 | 1.8495e-07 | -2.0415e-08 | 1.6947e-07 | -1.6159e-07 | -4.518e-07 | 3.2958e-08 | -2.6319e-08 | 3.9532e-07 | -2.8178e-08 | 2.1643e-08 | 87.3094 | 87.9918 | 86.5963 | -93.048 | -92.2622 | -93.8739 | 1.4235 | 0.60328 | 0.6005 | 1.4235 | 0.60328 | 0.6005 | -0.091764 | -101.7023 | 78.4976 | -0.091766 | -101.7023 | 78.4976
Line2_1_4 | 0 | 2.5155 | 2.4981 | 0 | 2.5155 | 2.4981 | 0 | 0.58094 | 0.57692 | 0 | 0.58094 | 0.57692 | 5.0527e-09 | 0.24249 | 0.24014 | -4.9654e-09 | -0.12125 | -0.12007 | -1.1302e-07 | 0.25304 | 0.24971 | 5.6509e-08 | -0.12652 | -0.12485 | 0 | -147.9212 | 32.3787 | 0 | 32.0789 | -147.6213 | 1.4235 | 0.60328 | 0.6005 | 1.4232 | 0.30164 | 0.30025 | -0.091764 | -101.7023 | 78.4976 | -0.1034 | -101.7023 | 78.4976
Line3_1_5 | 0 | 0 | 0 | 0 | 0 | 0 | 0 | 0 | 0 | 0 | 0 | 0 | 5.1267e-09 | -4.8233e-08 | 4.6239e-08 | -5.0348e-09 | 2.4777e-08 | -2.2875e-08 | -1.1295e-07 | 8.2395e-09 | -6.5797e-09 | 5.6467e-08 | -3.46e-09 | 1.9037e-09 | 0 | 0 | 0 | 0 | 0 | 0 | 1.4235 | 0.60328 | 0.6005 | 1.4235 | 0.60328 | 0.6005 | -0.091764 | -101.7023 | 78.4976 | -0.091764 | -101.7023 | 78.4976
Line4_2_6 | 0 | 0 | 0 | 0 | 0 | 0 | 0 | 0 | 0 | 0 | 0 | 0 | 1.2817e-08 | -1.2058e-07 | 1.156e-07 | -1.2725e-08 | 9.7126e-08 | -9.2233e-08 | -2.8237e-07 | 2.0599e-08 | -1.6449e-08 | 2.2589e-07 | -1.5819e-08 | 1.1773e-08 | 0 | 0 | 0 | 0 | 0 | 0 | 1.4235 | 0.60328 | 0.6005 | 1.4235 | 0.60328 | 0.6005 | -0.091765 | -101.7023 | 78.4976 | -0.091767 | -101.7023 | 78.4976
Line5_6_7 | 0 | 0 | 0 | 0 | 0 | 0 | 0 | 0 | 0 | 0 | 0 | 0 | 1.0253e-08 | -9.6465e-08 | 9.2477e-08 | -1.0162e-08 | 7.301e-08 | -6.9114e-08 | -2.259e-07 | 1.6479e-08 | -1.3159e-08 | 1.6942e-07 | -1.1699e-08 | 8.4834e-09 | 0 | 0 | 0 | 0 | 0 | 0 | 1.4235 | 0.60328 | 0.6005 | 1.4235 | 0.60328 | 0.6005 | -0.091767 | -101.7023 | 78.4976 | -0.091768 | -101.7023 | 78.4976
Line6_7_8 | 0 | 0 | 0 | 0 | 0 | 0 | 0 | 0 | 0 | 0 | 0 | 0 | 7.6901e-09 | -7.2349e-08 | 6.9358e-08 | -7.5982e-09 | 4.8893e-08 | -4.5994e-08 | -1.6942e-07 | 1.2359e-08 | -9.8695e-09 | 1.1294e-07 | -7.5797e-09 | 5.1936e-09 | 0 | 0 | 0 | 0 | 0 | 0 | 1.4235 | 0.60328 | 0.6005 | 1.4235 | 0.60328 | 0.6005 | -0.091768 | -101.7023 | 78.4976 | -0.091768 | -101.7023 | 78.4976
Line7_8_9 | 0 | 0 | 0 | 0 | 0 | 0 | 0 | 0 | 0 | 0 | 0 | 0 | 2.5634e-09 | -2.4116e-08 | 2.3119e-08 | -2.4715e-09 | 6.607e-10 | 2.4437e-10 | -5.6475e-08 | 4.1197e-09 | -3.2898e-09 | -7.9418e-12 | 6.5976e-10 | -1.3861e-09 | 0 | 0 | 0 | 0 | 0 | 0 | 1.4235 | 0.60328 | 0.6005 | 1.4235 | 0.60328 | 0.6005 | -0.091768 | -101.7023 | 78.4976 | -0.091769 | -101.7023 | 78.4976
Line8_8_10 | 0 | 0 | 0 | 0 | 0 | 0 | 0 | 0 | 0 | 0 | 0 | 0 | 2.5634e-09 | -2.4116e-08 | 2.3119e-08 | -2.4715e-09 | 6.607e-10 | 2.4437e-10 | -5.6475e-08 | 4.1197e-09 | -3.2898e-09 | -7.9418e-12 | 6.5976e-10 | -1.3861e-09 | 0 | 0 | 0 | 0 | 0 | 0 | 1.4235 | 0.60328 | 0.6005 | 1.4235 | 0.60328 | 0.6005 | -0.091768 | -101.7023 | 78.4976 | -0.091769 | -101.7023 | 78.4976
Line9_3_11 | 1.2038e-06 | 1.2292e-06 | 1.1787e-06 | 1.0321e-06 | 1.0575e-06 | 1.0072e-06 | 2.78e-07 | 2.8388e-07 | 2.7222e-07 | 2.3836e-07 | 2.4422e-07 | 2.3261e-07 | 1.7944e-08 | -1.6881e-07 | 1.6184e-07 | -1.7852e-08 | 1.4536e-07 | -1.3847e-07 | -3.9532e-07 | 2.8838e-08 | -2.3029e-08 | 3.3884e-07 | -2.4059e-08 | 1.8353e-08 | 87.3094 | 87.9918 | 86.5963 | -93.1076 | -92.3044 | -93.9525 | 1.4235 | 0.60328 | 0.6005 | 1.4235 | 0.60328 | 0.6005 | -0.091766 | -101.7023 | 78.4976 | -0.091768 | -101.7023 | 78.4976

## LLG_min_10
name | pf_ikss_a_from_ka | pf_ikss_b_from_ka | pf_ikss_c_from_ka | pf_ikss_a_to_ka | pf_ikss_b_to_ka | pf_ikss_c_to_ka | pf_skss_a_from_mw | pf_skss_b_from_mw | pf_skss_c_from_mw | pf_skss_a_to_mw | pf_skss_b_to_mw | pf_skss_c_to_mw | pf_p_a_from_mw | pf_p_b_from_mw | pf_p_c_from_mw | pf_p_a_to_mw | pf_p_b_to_mw | pf_p_c_to_mw | pf_q_a_from_mvar | pf_q_b_from_mvar | pf_q_c_from_mvar | pf_q_a_to_mvar | pf_q_b_to_mvar | pf_q_c_to_mvar | pf_ikss_a_from_degree | pf_ikss_b_from_degree | pf_ikss_c_from_degree | pf_ikss_a_to_degree | pf_ikss_b_to_degree | pf_ikss_c_to_degree | pf_vm_a_from_pu | pf_vm_b_from_pu | pf_vm_c_from_pu | pf_vm_a_to_pu | pf_vm_b_to_pu | pf_vm_c_to_pu | pf_va_a_from_degree | pf_va_b_from_degree | pf_va_c_from_degree | pf_va_a_to_degree | pf_va_b_to_degree | pf_va_c_to_degree
Line0_1_2 | 0 | 0 | 0 | 0 | 0 | 0 | 0 | 0 | 0 | 0 | 0 | 0 | 1.3804e-08 | -1.2987e-07 | 1.245e-07 | -1.3721e-08 | 1.0882e-07 | -1.0353e-07 | -3.0412e-07 | 2.2185e-08 | -1.7716e-08 | 2.5343e-07 | -1.7895e-08 | 1.3519e-08 | 0 | 0 | 0 | 0 | 0 | 0 | 1.3486 | 0.57153 | 0.56889 | 1.3486 | 0.57153 | 0.56889 | -0.091764 | -101.7023 | 78.4976 | -0.091765 | -101.7023 | 78.4976
Line10_11_12 | 0 | 0 | 0 | 0 | 0 | 0 | 0 | 0 | 0 | 0 | 0 | 0 | 1.3804e-08 | -1.2987e-07 | 1.245e-07 | -1.3721e-08 | 1.0882e-07 | -1.0353e-07 | -3.0412e-07 | 2.2185e-08 | -1.7716e-08 | 2.5343e-07 | -1.7895e-08 | 1.3519e-08 | 0 | 0 | 0 | 0 | 0 | 0 | 1.3486 | 0.57153 | 0.56889 | 1.3486 | 0.57153 | 0.56889 | -0.091768 | -101.7023 | 78.4976 | -0.091769 | -101.7023 | 78.4976
Line11_12_13 | 0 | 0 | 0 | 0 | 0 | 0 | 0 | 0 | 0 | 0 | 0 | 0 | 1.1503e-08 | -1.0822e-07 | 1.0375e-07 | -1.1421e-08 | 8.7171e-08 | -8.278e-08 | -2.5343e-07 | 1.8487e-08 | -1.4763e-08 | 2.0274e-07 | -1.4198e-08 | 1.0567e-08 | 0 | 0 | 0 | 0 | 0 | 0 | 1.3486 | 0.57153 | 0.56889 | 1.3486 | 0.57153 | 0.56889 | -0.091769 | -101.7023 | 78.4976 | -0.091771 | -101.7023 | 78.4976
Line12_13_15 | 0 | 0 | 0 | 0 | 0 | 0 | 0 | 0 | 0 | 0 | 0 | 0 | 6.9019e-09 | -6.4934e-08 | 6.2249e-08 | -6.8194e-09 | 4.3882e-08 | -4.128e-08 | -1.5206e-07 | 1.1092e-08 | -8.8579e-09 | 1.0137e-07 | -6.8028e-09 | 4.6613e-09 | 0 | 0 | 0 | 0 | 0 | 0 | 1.3486 | 0.57153 | 0.56889 | 1.3486 | 0.57153 | 0.56889 | -0.091771 | -101.7023 | 78.4976 | -0.091772 | -101.7023 | 78.4976
Line13_13_14 | 0 | 0 | 0 | 0 | 0 | 0 | 0 | 0 | 0 | 0 | 0 | 0 | 2.3006e-09 | -2.1645e-08 | 2.075e-08 | -2.2182e-09 | 5.9298e-10 | 2.1932e-10 | -5.0687e-08 | 3.6975e-09 | -2.9526e-09 | -7.1278e-12 | 5.9214e-10 | -1.244e-09 | 0 | 0 | 0 | 0 | 0 | 0 | 1.3486 | 0.57153 | 0.56889 | 1.3486 | 0.57153 | 0.56889 | -0.091771 | -101.7023 | 78.4976 | -0.091771 | -101.7023 | 78.4976
Line14_15_16 | 0 | 0 | 0 | 0 | 0 | 0 | 0 | 0 | 0 | 0 | 0 | 0 | 4.6013e-09 | -4.3289e-08 | 4.15e-08 | -4.5188e-09 | 2.2238e-08 | -2.053e-08 | -1.0137e-07 | 7.3949e-09 | -5.9053e-09 | 5.0679e-08 | -3.1053e-09 | 1.7086e-09 | 0 | 0 | 0 | 0 | 0 | 0 | 1.3486 | 0.57153 | 0.56889 | 1.3486 | 0.57153 | 0.56889 | -0.091772 | -101.7023 | 78.4976 | -0.091772 | -101.7023 | 78.4976
Line15_16_17 | 0 | 0 | 0 | 0 | 0 | 0 | 0 | 0 | 0 | 0 | 0 | 0 | 2.3006e-09 | -2.1645e-08 | 2.075e-08 | -2.2182e-09 | 5.9298e-10 | 2.1932e-10 | -5.0687e-08 | 3.6975e-09 | -2.9526e-09 | -7.1284e-12 | 5.9214e-10 | -1.244e-09 | 0 | 0 | 0 | 0 | 0 | 0 | 1.3486 | 0.57153 | 0.56889 | 1.3486 | 0.57153 | 0.56889 | -0.091772 | -101.7023 | 78.4976 | -0.091772 | -101.7023 | 78.4976
Line16_4_18 | 0 | 2.3831 | 2.3667 | 0 | 2.3831 | 2.3667 | 0 | 0.55036 | 0.54656 | 0 | 0.55036 | 0.54656 | 2.2404e-09 | 0.10882 | 0.10776 | -2.2141e-09 | -8.0516e-14 | 5.621e-15 | -5.0725e-08 | 0.11355 | 0.11206 | -8.9309e-12 | 3.9e-14 | -1.0965e-14 | 0 | -147.9211 | 32.3787 | 0 | 32.0789 | -147.6213 | 1.3483 | 0.28577 | 0.28445 | 1.348 | 0 | 0 | -0.1034 | -101.7023 | 78.4976 | -0.11503 | 0 | 0
Line17_5_19 | 0 | 0 | 0 | 0 | 0 | 0 | 0 | 0 | 0 | 0 | 0 | 0 | 2.3006e-09 | -2.1645e-08 | 2.075e-08 | -2.2182e-09 | 5.9298e-10 | 2.1932e-10 | -5.0687e-08 | 3.6975e-09 | -2.9526e-09 | -7.1273e-12 | 5.9213e-10 | -1.244e-09 | 0 | 0 | 0 | 0 | 0 | 0 | 1.3486 | 0.57153 | 0.56889 | 1.3486 | 0.57153 | 0.56889 | -0.091764 | -101.7023 | 78.4976 | -0.091764 | -101.7023 | 78.4976
Line1_1_3 | 1.3033e-06 | 1.3309e-06 | 1.2762e-06 | 1.1407e-06 | 1.1682e-06 | 1.1137e-06 | 3.0099e-07 | 3.0736e-07 | 2.9473e-07 | 2.6344e-07 | 2.6979e-07 | 2.5721e-07 | 1.8405e-08 | -1.7316e-07 | 1.66e-07 | -1.8323e-08 | 1.521e-07 | -1.4503e-07 | -4.0549e-07 | 2.958e-08 | -2.3621e-08 | 3.548e-07 | -2.529e-08 | 1.9424e-08 | 87.3094 | 87.9918 | 86.5963 | -93.048 | -92.2622 | -93.8739 | 1.3486 | 0.57153 | 0.56889 | 1.3486 | 0.57153 | 0.56889 | -0.091764 | -101.7023 | 78.4976 | -0.091766 | -101.7023 | 78.4976
Line2_1_4 | 0 | 2.3831 | 2.3667 | 0 | 2.3831 | 2.3667 | 0 | 0.55036 | 0.54656 | 0 | 0.55036 | 0.54656 | 4.5348e-09 | 0.21764 | 0.21553 | -4.4565e-09 | -0.10882 | -0.10776 | -1.0144e-07 | 0.2271 | 0.22411 | 5.0717e-08 | -0.11355 | -0.11206 | 0 | -147.9212 | 32.3787 | 0 | 32.0789 | -147.6213 | 1.3486 | 0.57153 | 0.56889 | 1.3483 | 0.28577 | 0.28445 | -0.091764 | -101.7023 | 78.4976 | -0.1034 | -101.7023 | 78.4976
Line3_1_5 | 0 | 0 | 0 | 0 | 0 | 0 | 0 | 0 | 0 | 0 | 0 | 0 | 4.6012e-09 | -4.3289e-08 | 4.1499e-08 | -4.5188e-09 | 2.2237e-08 | -2.053e-08 | -1.0137e-07 | 7.395e-09 | -5.9053e-09 | 5.0679e-08 | -3.1054e-09 | 1.7086e-09 | 0 | 0 | 0 | 0 | 0 | 0 | 1.3486 | 0.57153 | 0.56889 | 1.3486 | 0.57153 | 0.56889 | -0.091764 | -101.7023 | 78.4976 | -0.091764 | -101.7023 | 78.4976
Line4_2_6 | 0 | 0 | 0 | 0 | 0 | 0 | 0 | 0 | 0 | 0 | 0 | 0 | 1.1503e-08 | -1.0822e-07 | 1.0375e-07 | -1.1421e-08 | 8.7171e-08 | -8.278e-08 | -2.5343e-07 | 1.8487e-08 | -1.4763e-08 | 2.0274e-07 | -1.4198e-08 | 1.0567e-08 | 0 | 0 | 0 | 0 | 0 | 0 | 1.3486 | 0.57153 | 0.56889 | 1.3486 | 0.57153 | 0.56889 | -0.091765 | -101.7023 | 78.4976 | -0.091767 | -101.7023 | 78.4976
Line5_6_7 | 0 | 0 | 0 | 0 | 0 | 0 | 0 | 0 | 0 | 0 | 0 | 0 | 9.2025e-09 | -8.6578e-08 | 8.2999e-08 | -9.12e-09 | 6.5527e-08 | -6.203e-08 | -2.0275e-07 | 1.479e-08 | -1.1811e-08 | 1.5205e-07 | -1.05e-08 | 7.6139e-09 | 0 | 0 | 0 | 0 | 0 | 0 | 1.3486 | 0.57153 | 0.56889 | 1.3486 | 0.57153 | 0.56889 | -0.091767 | -101.7023 | 78.4976 | -0.091768 | -101.7023 | 78.4976
Line6_7_8 | 0 | 0 | 0 | 0 | 0 | 0 | 0 | 0 | 0 | 0 | 0 | 0 | 6.9019e-09 | -6.4934e-08 | 6.2249e-08 | -6.8194e-09 | 4.3882e-08 | -4.128e-08 | -1.5206e-07 | 1.1092e-08 | -8.8579e-09 | 1.0137e-07 | -6.8028e-09 | 4.6613e-09 | 0 | 0 | 0 | 0 | 0 | 0 | 1.3486 | 0.57153 | 0.56889 | 1.3486 | 0.57153 | 0.56889 | -0.091768 | -101.7023 | 78.4976 | -0.091768 | -101.7023 | 78.4976
Line7_8_9 | 0 | 0 | 0 | 0 | 0 | 0 | 0 | 0 | 0 | 0 | 0 | 0 | 2.3006e-09 | -2.1645e-08 | 2.075e-08 | -2.2182e-09 | 5.9298e-10 | 2.1932e-10 | -5.0687e-08 | 3.6975e-09 | -2.9526e-09 | -7.1276e-12 | 5.9214e-10 | -1.244e-09 | 0 | 0 | 0 | 0 | 0 | 0 | 1.3486 | 0.57153 | 0.56889 | 1.3486 | 0.57153 | 0.56889 | -0.091768 | -101.7023 | 78.4976 | -0.091769 | -101.7023 | 78.4976
Line8_8_10 | 0 | 0 | 0 | 0 | 0 | 0 | 0 | 0 | 0 | 0 | 0 | 0 | 2.3006e-09 | -2.1645e-08 | 2.075e-08 | -2.2182e-09 | 5.9298e-10 | 2.1932e-10 | -5.0687e-08 | 3.6975e-09 | -2.9526e-09 | -7.1282e-12 | 5.9214e-10 | -1.244e-09 | 0 | 0 | 0 | 0 | 0 | 0 | 1.3486 | 0.57153 | 0.56889 | 1.3486 | 0.57153 | 0.56889 | -0.091768 | -101.7023 | 78.4976 | -0.091769 | -101.7023 | 78.4976
Line9_3_11 | 1.1404e-06 | 1.1645e-06 | 1.1167e-06 | 0 | 1.0019e-06 | 0 | 2.6337e-07 | 2.6894e-07 | 2.5789e-07 | 0 | 2.3137e-07 | 0 | 1.6104e-08 | -1.5151e-07 | 1.4525e-07 | -1.6022e-08 | 1.3046e-07 | -1.2428e-07 | -3.5481e-07 | 2.5882e-08 | -2.0668e-08 | 3.0411e-07 | -2.1593e-08 | 1.6472e-08 | 87.3094 | 87.9918 | 86.5963 | 0 | -92.3044 | 0 | 1.3486 | 0.57153 | 0.56889 | 1.3486 | 0.57153 | 0.56889 | -0.091766 | -101.7023 | 78.4976 | -0.091768 | -101.7023 | 78.4976

## LLG_min_fault_6
name | pf_ikss_a_from_ka | pf_ikss_b_from_ka | pf_ikss_c_from_ka | pf_ikss_a_to_ka | pf_ikss_b_to_ka | pf_ikss_c_to_ka | pf_skss_a_from_mw | pf_skss_b_from_mw | pf_skss_c_from_mw | pf_skss_a_to_mw | pf_skss_b_to_mw | pf_skss_c_to_mw | pf_p_a_from_mw | pf_p_b_from_mw | pf_p_c_from_mw | pf_p_a_to_mw | pf_p_b_to_mw | pf_p_c_to_mw | pf_q_a_from_mvar | pf_q_b_from_mvar | pf_q_c_from_mvar | pf_q_a_to_mvar | pf_q_b_to_mvar | pf_q_c_to_mvar | pf_ikss_a_from_degree | pf_ikss_b_from_degree | pf_ikss_c_from_degree | pf_ikss_a_to_degree | pf_ikss_b_to_degree | pf_ikss_c_to_degree | pf_vm_a_from_pu | pf_vm_b_from_pu | pf_vm_c_from_pu | pf_vm_a_to_pu | pf_vm_b_to_pu | pf_vm_c_to_pu | pf_va_a_from_degree | pf_va_b_from_degree | pf_va_c_from_degree | pf_va_a_to_degree | pf_va_b_to_degree | pf_va_c_to_degree
Line0_1_2 | 0 | 0 | 0 | 0 | 0 | 0 | 0 | 0 | 0 | 0 | 0 | 0 | 4.8188e-08 | -1.3665e-07 | 9.4149e-08 | -4.1463e-08 | 1.138e-07 | -7.8026e-08 | -1.7741e-07 | -1.6922e-08 | 6.2608e-08 | 1.4755e-07 | 1.5094e-08 | -5.2883e-08 | 0 | 0 | 0 | 0 | 0 | 0 | 1.236 | 0.92546 | 0.76024 | 1.236 | 0.92546 | 0.76024 | -3.9467 | -102.0638 | 104.4599 | -3.9467 | -102.0638 | 104.4599
Line10_11_12 | 0 | 0 | 0 | 0 | 0 | 0 | 0 | 0 | 0 | 0 | 0 | 0 | 4.8188e-08 | -1.3665e-07 | 9.4149e-08 | -4.1463e-08 | 1.138e-07 | -7.8026e-08 | -1.7741e-07 | -1.6922e-08 | 6.2608e-08 | 1.4755e-07 | 1.5094e-08 | -5.2883e-08 | 0 | 0 | 0 | 0 | 0 | 0 | 1.236 | 0.92546 | 0.76024 | 1.236 | 0.92546 | 0.76024 | -3.9467 | -102.0638 | 104.4599 | -3.9467 | -102.0638 | 104.4599
Line11_12_13 | 0 | 0 | 0 | 0 | 0 | 0 | 0 | 0 | 0 | 0 | 0 | 0 | 4.0156e-08 | -1.1388e-07 | 7.8458e-08 | -3.3431e-08 | 9.1028e-08 | -6.2334e-08 | -1.4784e-07 | -1.4101e-08 | 5.2173e-08 | 1.1798e-07 | 1.2274e-08 | -4.2448e-08 | 0 | 0 | 0 | 0 | 0 | 0 | 1.236 | 0.92546 | 0.76024 | 1.236 | 0.92546 | 0.76024 | -3.9467 | -102.0638 | 104.4599 | -3.9467 | -102.0638 | 104.4599
Line12_13_15 | 0 | 0 | 0 | 0 | 0 | 0 | 0 | 0 | 0 | 0 | 0 | 0 | 2.4094e-08 | -6.8326e-08 | 4.7075e-08 | -1.7369e-08 | 4.5477e-08 | -3.0951e-08 | -8.8706e-08 | -8.4609e-09 | 3.1304e-08 | 5.8841e-08 | 6.6333e-09 | -2.1579e-08 | 0 | 0 | 0 | 0 | 0 | 0 | 1.236 | 0.92546 | 0.76024 | 1.236 | 0.92546 | 0.76024 | -3.9467 | -102.0638 | 104.4599 | -3.9467 | -102.0638 | 104.4599
Line13_13_14 | 0 | 0 | 0 | 0 | 0 | 0 | 0 | 0 | 0 | 0 | 0 | 0 | 8.0313e-09 | -2.2775e-08 | 1.5692e-08 | -1.3063e-09 | -7.3401e-11 | 4.3215e-10 | -2.9569e-08 | -2.8203e-09 | 1.0435e-08 | -2.9633e-10 | 9.9276e-10 | -7.0948e-10 | 0 | 0 | 0 | 0 | 0 | 0 | 1.236 | 0.92546 | 0.76024 | 1.236 | 0.92546 | 0.76024 | -3.9467 | -102.0638 | 104.4599 | -3.9467 | -102.0638 | 104.4599
Line14_15_16 | 0 | 0 | 0 | 0 | 0 | 0 | 0 | 0 | 0 | 0 | 0 | 0 | 1.6063e-08 | -4.555e-08 | 3.1383e-08 | -9.3376e-09 | 2.2702e-08 | -1.5259e-08 | -5.9137e-08 | -5.6406e-09 | 2.0869e-08 | 2.9272e-08 | 3.8131e-09 | -1.1144e-08 | 0 | 0 | 0 | 0 | 0 | 0 | 1.236 | 0.92546 | 0.76024 | 1.236 | 0.92546 | 0.76024 | -3.9467 | -102.0638 | 104.4599 | -3.9467 | -102.0638 | 104.4599
Line15_16_17 | 0 | 0 | 0 | 0 | 0 | 0 | 0 | 0 | 0 | 0 | 0 | 0 | 8.0313e-09 | -2.2775e-08 | 1.5692e-08 | -1.3063e-09 | -7.3401e-11 | 4.3215e-10 | -2.9569e-08 | -2.8203e-09 | 1.0435e-08 | -2.9633e-10 | 9.9276e-10 | -7.0948e-10 | 0 | 0 | 0 | 0 | 0 | 0 | 1.236 | 0.92546 | 0.76024 | 1.236 | 0.92546 | 0.76024 | -3.9467 | -102.0638 | 104.4599 | -3.9467 | -102.0638 | 104.4599
Line16_4_18 | 0 | 0.030001 | 0.024633 | 0 | 0.030001 | 0.024633 | 0 | 0.0069284 | 0.0056888 | 0 | 0.0069284 | 0.0056888 | 8.004e-09 | 0.0045157 | 0.0030469 | -1.3037e-09 | -0.0045003 | -0.003034 | -2.96e-08 | 0.0045185 | 0.0030452 | -2.9713e-10 | -0.0045003 | -0.003034 | 0 | -147.1 | 59.4912 | 0 | 32.9002 | -120.5089 | 1.2358 | 0.92202 | 0.75724 | 1.2355 | 0.91859 | 0.75423 | -3.9528 | -102.0818 | 104.4754 | -3.9589 | -102.0998 | 104.4911
Line17_5_19 | 0 | 0 | 0 | 0 | 0 | 0 | 0 | 0 | 0 | 0 | 0 | 0 | 8.0313e-09 | -2.2775e-08 | 1.5692e-08 | -1.3063e-09 | -7.34e-11 | 4.3215e-10 | -2.9569e-08 | -2.8203e-09 | 1.0435e-08 | -2.9633e-10 | 9.9276e-10 | -7.0948e-10 | 0 | 0 | 0 | 0 | 0 | 0 | 1.236 | 0.92546 | 0.76024 | 1.236 | 0.92546 | 0.76024 | -3.9467 | -102.0638 | 104.4599 | -3.9467 | -102.0638 | 104.4599
Line1_1_3 | 0 | 0 | 0 | 0 | 0 | 0 | 0 | 0 | 0 | 0 | 0 | 0 | 6.425e-08 | -1.822e-07 | 1.2553e-07 | -5.7525e-08 | 1.5935e-07 | -1.0941e-07 | -2.3655e-07 | -2.2562e-08 | 8.3477e-08 | 2.0668e-07 | 2.0735e-08 | -7.3752e-08 | 0 | 0 | 0 | 0 | 0 | 0 | 1.236 | 0.92546 | 0.76024 | 1.236 | 0.92546 | 0.76024 | -3.9467 | -102.0638 | 104.4599 | -3.9467 | -102.0638 | 104.4599
Line2_1_4 | 0 | 0.030001 | 0.024633 | 0 | 0.030001 | 0.024633 | 0 | 0.0069284 | 0.0056888 | 0 | 0.0069284 | 0.0056888 | 1.6032e-08 | 0.0045311 | 0.0030598 | -9.309e-09 | -0.0045157 | -0.0030469 | -5.9185e-08 | 0.0045368 | 0.0030565 | 2.9303e-08 | -0.0045185 | -0.0030452 | 0 | -147.1001 | 59.4912 | 0 | 32.9 | -120.5088 | 1.236 | 0.92546 | 0.76024 | 1.2358 | 0.92202 | 0.75724 | -3.9467 | -102.0638 | 104.4599 | -3.9528 | -102.0818 | 104.4754
Line3_1_5 | 0 | 0 | 0 | 0 | 0 | 0 | 0 | 0 | 0 | 0 | 0 | 0 | 1.6063e-08 | -4.555e-08 | 3.1383e-08 | -9.3376e-09 | 2.2702e-08 | -1.5259e-08 | -5.9137e-08 | -5.6406e-09 | 2.0869e-08 | 2.9272e-08 | 3.813e-09 | -1.1144e-08 | 0 | 0 | 0 | 0 | 0 | 0 | 1.236 | 0.92546 | 0.76024 | 1.236 | 0.92546 | 0.76024 | -3.9467 | -102.0638 | 104.4599 | -3.9467 | -102.0638 | 104.4599
Line4_2_6 | 0 | 0 | 0 | 0 | 0 | 0 | 0 | 0 | 0 | 0 | 0 | 0 | 4.0156e-08 | -1.1388e-07 | 7.8458e-08 | -3.3431e-08 | 9.1028e-08 | -6.2334e-08 | -1.4784e-07 | -1.4101e-08 | 5.2173e-08 | 1.1798e-07 | 1.2274e-08 | -4.2448e-08 | 0 | 0 | 0 | 0 | 0 | 0 | 1.236 | 0.92546 | 0.76024 | 1.236 | 0.92546 | 0.76024 | -3.9467 | -102.0638 | 104.4599 | -3.9467 | -102.0638 | 104.4599
Line5_6_7 | 0 | 0 | 0 | 0 | 0 | 0 | 0 | 0 | 0 | 0 | 0 | 0 | 3.2125e-08 | -9.1101e-08 | 6.2766e-08 | -2.54e-08 | 6.8252e-08 | -4.6642e-08 | -1.1827e-07 | -1.1281e-08 | 4.1739e-08 | 8.8409e-08 | 9.4536e-09 | -3.2013e-08 | 0 | 0 | 0 | 0 | 0 | 0 | 1.236 | 0.92546 | 0.76024 | 1.236 | 0.92546 | 0.76024 | -3.9467 | -102.0638 | 104.4599 | -3.9467 | -102.0638 | 104.4599
Line6_7_8 | 0 | 0 | 0 | 0 | 0 | 0 | 0 | 0 | 0 | 0 | 0 | 0 | 2.4094e-08 | -6.8326e-08 | 4.7075e-08 | -1.7369e-08 | 4.5477e-08 | -3.0951e-08 | -8.8706e-08 | -8.4609e-09 | 3.1304e-08 | 5.8841e-08 | 6.6333e-09 | -2.1579e-08 | 0 | 0 | 0 | 0 | 0 | 0 | 1.236 | 0.92546 | 0.76024 | 1.236 | 0.92546 | 0.76024 | -3.9467 | -102.0638 | 104.4599 | -3.9467 | -102.0638 | 104.4599
Line7_8_9 | 0 | 0 | 0 | 0 | 0 | 0 | 0 | 0 | 0 | 0 | 0 | 0 | 8.0313e-09 | -2.2775e-08 | 1.5692e-08 | -1.3063e-09 | -7.3401e-11 | 4.3215e-10 | -2.9569e-08 | -2.8203e-09 | 1.0435e-08 | -2.9633e-10 | 9.9276e-10 | -7.0948e-10 | 0 | 0 | 0 | 0 | 0 | 0 | 1.236 | 0.92546 | 0.76024 | 1.236 | 0.92546 | 0.76024 | -3.9467 | -102.0638 | 104.4599 | -3.9467 | -102.0638 | 104.4599
Line8_8_10 | 0 | 0 | 0 | 0 | 0 | 0 | 0 | 0 | 0 | 0 | 0 | 0 | 8.0313e-09 | -2.2775e-08 | 1.5692e-08 | -1.3063e-09 | -7.3401e-11 | 4.3215e-10 | -2.9569e-08 | -2.8203e-09 | 1.0435e-08 | -2.9633e-10 | 9.9276e-10 | -7.0948e-10 | 0 | 0 | 0 | 0 | 0 | 0 | 1.236 | 0.92546 | 0.76024 | 1.236 | 0.92546 | 0.76024 | -3.9467 | -102.0638 | 104.4599 | -3.9467 | -102.0638 | 104.4599
Line9_3_11 | 0 | 0 | 0 | 0 | 0 | 0 | 0 | 0 | 0 | 0 | 0 | 0 | 5.6219e-08 | -1.5943e-07 | 1.0984e-07 | -4.9494e-08 | 1.3658e-07 | -9.3717e-08 | -2.0698e-07 | -1.9742e-08 | 7.3043e-08 | 1.7712e-07 | 1.7914e-08 | -6.3317e-08 | 0 | 0 | 0 | 0 | 0 | 0 | 1.236 | 0.92546 | 0.76024 | 1.236 | 0.92546 | 0.76024 | -3.9467 | -102.0638 | 104.4599 | -3.9467 | -102.0638 | 104.4599

## LLG_min_fault_10
name | pf_ikss_a_from_ka | pf_ikss_b_from_ka | pf_ikss_c_from_ka | pf_ikss_a_to_ka | pf_ikss_b_to_ka | pf_ikss_c_to_ka | pf_skss_a_from_mw | pf_skss_b_from_mw | pf_skss_c_from_mw | pf_skss_a_to_mw | pf_skss_b_to_mw | pf_skss_c_to_mw | pf_p_a_from_mw | pf_p_b_from_mw | pf_p_c_from_mw | pf_p_a_to_mw | pf_p_b_to_mw | pf_p_c_to_mw | pf_q_a_from_mvar | pf_q_b_from_mvar | pf_q_c_from_mvar | pf_q_a_to_mvar | pf_q_b_to_mvar | pf_q_c_to_mvar | pf_ikss_a_from_degree | pf_ikss_b_from_degree | pf_ikss_c_from_degree | pf_ikss_a_to_degree | pf_ikss_b_to_degree | pf_ikss_c_to_degree | pf_vm_a_from_pu | pf_vm_b_from_pu | pf_vm_c_from_pu | pf_vm_a_to_pu | pf_vm_b_to_pu | pf_vm_c_to_pu | pf_va_a_from_degree | pf_va_b_from_degree | pf_va_c_from_degree | pf_va_a_to_degree | pf_va_b_to_degree | pf_va_c_to_degree
Line0_1_2 | 0 | 0 | 0 | 0 | 0 | 0 | 0 | 0 | 0 | 0 | 0 | 0 | 4.3249e-08 | -1.2265e-07 | 8.45e-08 | -3.7213e-08 | 1.0214e-07 | -7.0028e-08 | -1.5923e-07 | -1.5187e-08 | 5.6191e-08 | 1.3242e-07 | 1.3547e-08 | -4.7463e-08 | 0 | 0 | 0 | 0 | 0 | 0 | 1.1709 | 0.87675 | 0.72023 | 1.1709 | 0.87675 | 0.72023 | -3.9467 | -102.0638 | 104.4599 | -3.9467 | -102.0638 | 104.4599
Line10_11_12 | 0 | 0 | 0 | 0 | 0 | 0 | 0 | 0 | 0 | 0 | 0 | 0 | 4.3249e-08 | -1.2265e-07 | 8.45e-08 | -3.7213e-08 | 1.0214e-07 | -7.0028e-08 | -1.5923e-07 | -1.5187e-08 | 5.6191e-08 | 1.3242e-07 | 1.3547e-08 | -4.7463e-08 | 0 | 0 | 0 | 0 | 0 | 0 | 1.1709 | 0.87675 | 0.72023 | 1.1709 | 0.87675 | 0.72023 | -3.9467 | -102.0638 | 104.4599 | -3.9467 | -102.0638 | 104.4599
Line11_12_13 | 0 | 0 | 0 | 0 | 0 | 0 | 0 | 0 | 0 | 0 | 0 | 0 | 3.6041e-08 | -1.022e-07 | 7.0416e-08 | -3.0005e-08 | 8.1698e-08 | -5.5945e-08 | -1.3269e-07 | -1.2656e-08 | 4.6826e-08 | 1.0589e-07 | 1.1016e-08 | -3.8097e-08 | 0 | 0 | 0 | 0 | 0 | 0 | 1.1709 | 0.87675 | 0.72023 | 1.1709 | 0.87675 | 0.72023 | -3.9467 | -102.0638 | 104.4599 | -3.9467 | -102.0638 | 104.4599
Line12_13_15 | 0 | 0 | 0 | 0 | 0 | 0 | 0 | 0 | 0 | 0 | 0 | 0 | 2.1624e-08 | -6.1323e-08 | 4.225e-08 | -1.5589e-08 | 4.0816e-08 | -2.7779e-08 | -7.9614e-08 | -7.5937e-09 | 2.8096e-08 | 5.281e-08 | 5.9535e-09 | -1.9367e-08 | 0 | 0 | 0 | 0 | 0 | 0 | 1.1709 | 0.87675 | 0.72023 | 1.1709 | 0.87675 | 0.72023 | -3.9467 | -102.0638 | 104.4599 | -3.9467 | -102.0638 | 104.4599
Line13_13_14 | 0 | 0 | 0 | 0 | 0 | 0 | 0 | 0 | 0 | 0 | 0 | 0 | 7.2081e-09 | -2.0441e-08 | 1.4083e-08 | -1.1724e-09 | -6.5878e-11 | 3.8786e-10 | -2.6538e-08 | -2.5312e-09 | 9.3652e-09 | -2.6596e-10 | 8.9101e-10 | -6.3677e-10 | 0 | 0 | 0 | 0 | 0 | 0 | 1.1709 | 0.87675 | 0.72023 | 1.1709 | 0.87675 | 0.72023 | -3.9467 | -102.0638 | 104.4599 | -3.9467 | -102.0638 | 104.4599
Line14_15_16 | 0 | 0 | 0 | 0 | 0 | 0 | 0 | 0 | 0 | 0 | 0 | 0 | 1.4416e-08 | -4.0882e-08 | 2.8167e-08 | -8.3805e-09 | 2.0375e-08 | -1.3695e-08 | -5.3076e-08 | -5.0625e-09 | 1.873e-08 | 2.6272e-08 | 3.4222e-09 | -1.0002e-08 | 0 | 0 | 0 | 0 | 0 | 0 | 1.1709 | 0.87675 | 0.72023 | 1.1709 | 0.87675 | 0.72023 | -3.9467 | -102.0638 | 104.4599 | -3.9467 | -102.0638 | 104.4599
Line15_16_17 | 0 | 0 | 0 | 0 | 0 | 0 | 0 | 0 | 0 | 0 | 0 | 0 | 7.2081e-09 | -2.0441e-08 | 1.4083e-08 | -1.1724e-09 | -6.5878e-11 | 3.8786e-10 | -2.6538e-08 | -2.5312e-09 | 9.3652e-09 | -2.6596e-10 | 8.9101e-10 | -6.3677e-10 | 0 | 0 | 0 | 0 | 0 | 0 | 1.1709 | 0.87675 | 0.72023 | 1.1709 | 0.87675 | 0.72023 | -3.9467 | -102.0638 | 104.4599 | -3.9467 | -102.0638 | 104.4599
Line16_4_18 | 0 | 0.028422 | 0.023337 | 0 | 0.028422 | 0.023337 | 0 | 0.0065637 | 0.0053894 | 0 | 0.0065638 | 0.0053894 | 7.1836e-09 | 0.0040528 | 0.0027346 | -1.1701e-09 | -0.004039 | -0.002723 | -2.6566e-08 | 0.0040554 | 0.0027331 | -2.6668e-10 | -0.004039 | -0.002723 | 0 | -147.1 | 59.4912 | 0 | 32.9002 | -120.5089 | 1.1707 | 0.8735 | 0.71738 | 1.1705 | 0.87024 | 0.71454 | -3.9528 | -102.0818 | 104.4754 | -3.9589 | -102.0998 | 104.4911
Line17_5_19 | 0 | 0 | 0 | 0 | 0 | 0 | 0 | 0 | 0 | 0 | 0 | 0 | 7.2081e-09 | -2.0441e-08 | 1.4083e-08 | -1.1724e-09 | -6.5877e-11 | 3.8785e-10 | -2.6538e-08 | -2.5312e-09 | 9.3652e-09 | -2.6596e-10 | 8.9101e-10 | -6.3677e-10 | 0 | 0 | 0 | 0 | 0 | 0 | 1.1709 | 0.87675 | 0.72023 | 1.1709 | 0.87675 | 0.72023 | -3.9467 | -102.0638 | 104.4599 | -3.9467 | -102.0638 | 104.4599
Line1_1_3 | 0 | 0 | 0 | 0 | 0 | 0 | 0 | 0 | 0 | 0 | 0 | 0 | 5.7665e-08 | -1.6353e-07 | 1.1267e-07 | -5.1629e-08 | 1.4302e-07 | -9.8195e-08 | -2.123e-07 | -2.025e-08 | 7.4921e-08 | 1.855e-07 | 1.861e-08 | -6.6193e-08 | 0 | 0 | 0 | 0 | 0 | 0 | 1.1709 | 0.87675 | 0.72023 | 1.1709 | 0.87675 | 0.72023 | -3.9467 | -102.0638 | 104.4599 | -3.9467 | -102.0638 | 104.4599
Line2_1_4 | 0 | 0.028422 | 0.023337 | 0 | 0.028422 | 0.023337 | 0 | 0.0065637 | 0.0053894 | 0 | 0.0065637 | 0.0053894 | 1.4389e-08 | 0.0040667 | 0.0027462 | -8.3549e-09 | -0.0040528 | -0.0027346 | -5.3119e-08 | 0.0040718 | 0.0027432 | 2.6299e-08 | -0.0040554 | -0.0027331 | 0 | -147.1001 | 59.4912 | 0 | 32.9 | -120.5088 | 1.1709 | 0.87675 | 0.72023 | 1.1707 | 0.8735 | 0.71738 | -3.9467 | -102.0638 | 104.4599 | -3.9528 | -102.0818 | 104.4754
Line3_1_5 | 0 | 0 | 0 | 0 | 0 | 0 | 0 | 0 | 0 | 0 | 0 | 0 | 1.4416e-08 | -4.0882e-08 | 2.8167e-08 | -8.3805e-09 | 2.0375e-08 | -1.3695e-08 | -5.3076e-08 | -5.0624e-09 | 1.873e-08 | 2.6272e-08 | 3.4222e-09 | -1.0002e-08 | 0 | 0 | 0 | 0 | 0 | 0 | 1.1709 | 0.87675 | 0.72023 | 1.1709 | 0.87675 | 0.72023 | -3.9467 | -102.0638 | 104.4599 | -3.9467 | -102.0638 | 104.4599
Line4_2_6 | 0 | 0 | 0 | 0 | 0 | 0 | 0 | 0 | 0 | 0 | 0 | 0 | 3.6041e-08 | -1.022e-07 | 7.0416e-08 | -3.0005e-08 | 8.1698e-08 | -5.5945e-08 | -1.3269e-07 | -1.2656e-08 | 4.6826e-08 | 1.0589e-07 | 1.1016e-08 | -3.8097e-08 | 0 | 0 | 0 | 0 | 0 | 0 | 1.1709 | 0.87675 | 0.72023 | 1.1709 | 0.87675 | 0.72023 | -3.9467 | -102.0638 | 104.4599 | -3.9467 | -102.0638 | 104.4599
Line5_6_7 | 0 | 0 | 0 | 0 | 0 | 0 | 0 | 0 | 0 | 0 | 0 | 0 | 2.8832e-08 | -8.1764e-08 | 5.6333e-08 | -2.2797e-08 | 6.1257e-08 | -4.1862e-08 | -1.0615e-07 | -1.0125e-08 | 3.7461e-08 | 7.9348e-08 | 8.4847e-09 | -2.8732e-08 | 0 | 0 | 0 | 0 | 0 | 0 | 1.1709 | 0.87675 | 0.72023 | 1.1709 | 0.87675 | 0.72023 | -3.9467 | -102.0638 | 104.4599 | -3.9467 | -102.0638 | 104.4599
Line6_7_8 | 0 | 0 | 0 | 0 | 0 | 0 | 0 | 0 | 0 | 0 | 0 | 0 | 2.1624e-08 | -6.1323e-08 | 4.225e-08 | -1.5589e-08 | 4.0816e-08 | -2.7779e-08 | -7.9614e-08 | -7.5937e-09 | 2.8095e-08 | 5.281e-08 | 5.9535e-09 | -1.9367e-08 | 0 | 0 | 0 | 0 | 0 | 0 | 1.1709 | 0.87675 | 0.72023 | 1.1709 | 0.87675 | 0.72023 | -3.9467 | -102.0638 | 104.4599 | -3.9467 | -102.0638 | 104.4599
Line7_8_9 | 0 | 0 | 0 | 0 | 0 | 0 | 0 | 0 | 0 | 0 | 0 | 0 | 7.2081e-09 | -2.0441e-08 | 1.4083e-08 | -1.1724e-09 | -6.5877e-11 | 3.8786e-10 | -2.6538e-08 | -2.5312e-09 | 9.3652e-09 | -2.6596e-10 | 8.9101e-10 | -6.3677e-10 | 0 | 0 | 0 | 0 | 0 | 0 | 1.1709 | 0.87675 | 0.72023 | 1.1709 | 0.87675 | 0.72023 | -3.9467 | -102.0638 | 104.4599 | -3.9467 | -102.0638 | 104.4599
Line8_8_10 | 0 | 0 | 0 | 0 | 0 | 0 | 0 | 0 | 0 | 0 | 0 | 0 | 7.2081e-09 | -2.0441e-08 | 1.4083e-08 | -1.1724e-09 | -6.5878e-11 | 3.8786e-10 | -2.6538e-08 | -2.5312e-09 | 9.3652e-09 | -2.6596e-10 | 8.9101e-10 | -6.3677e-10 | 0 | 0 | 0 | 0 | 0 | 0 | 1.1709 | 0.87675 | 0.72023 | 1.1709 | 0.87675 | 0.72023 | -3.9467 | -102.0638 | 104.4599 | -3.9467 | -102.0638 | 104.4599
Line9_3_11 | 0 | 0 | 0 | 0 | 0 | 0 | 0 | 0 | 0 | 0 | 0 | 0 | 5.0457e-08 | -1.4309e-07 | 9.8583e-08 | -4.4421e-08 | 1.2258e-07 | -8.4112e-08 | -1.8577e-07 | -1.7719e-08 | 6.5556e-08 | 1.5896e-07 | 1.6078e-08 | -5.6828e-08 | 0 | 0 | 0 | 0 | 0 | 0 | 1.1709 | 0.87675 | 0.72023 | 1.1709 | 0.87675 | 0.72023 | -3.9467 | -102.0638 | 104.4599 | -3.9467 | -102.0638 | 104.4599