## LLL_max_6
name | pf_ikss_from_ka | pf_ikss_to_ka | pf_ip_from_ka | pf_ip_to_ka | pf_skss_from_mw | pf_skss_to_mw | pf_p_from_mw | pf_p_to_mw | pf_q_from_mvar | pf_q_to_mvar | pf_ikss_from_degree | pf_ikss_to_degree | pf_vm_from_pu | pf_vm_to_pu | pf_va_from_degree | pf_va_to_degree
Line0_1_2 | 2.1201 | 2.1201 | 0 | 0 | 1.4689 | 1.4689 | 0.59647 | -0.46163 | 1.1734 | -0.90374 | -66.6388 | 113.3612 | 0.89616 | 0.69088 | -3.5837 | -3.6966
Line10_11_12 | 0.21073 | 0.21073 | 0 | 0 | 0.146 | 0.146 | -0.054311 | 0.055643 | -0.12554 | 0.12821 | 109.6654 | -70.3346 | 0.9369 | 0.95727 | -3.7281 | -3.7956
Line11_12_13 | 0.21073 | 0.21073 | 0 | 0 | 0.146 | 0.146 | -0.055643 | 0.056975 | -0.12821 | 0.13087 | 109.6654 | -70.3346 | 0.95727 | 0.97765 | -3.7956 | -3.8604
Line12_13_15 | 0 | 0 | 0 | 0 | 0 | 0 | 0 | 0 | 0 | 0 | 0 | 0 | 0.97765 | 0.97765 | -3.8604 | -3.8604
Line13_13_14 | 0.21073 | 0.21073 | 0 | 0 | 0.146 | 0.146 | -0.056975 | 0.058307 | -0.13087 | 0.13354 | 109.6654 | -70.3346 | 0.97765 | 0.99802 | -3.8604 | -3.9225
Line14_15_16 | 0 | 0 | 0 | 0 | 0 | 0 | 0 | 0 | 0 | 0 | 0 | 0 | 0.97765 | 0.97765 | -3.8604 | -3.8604
Line15_16_17 | 0 | 0 | 0 | 0 | 0 | 0 | 0 | 0 | 0 | 0 | 0 | 0 | 0.97765 | 0.97765 | -3.8604 | -3.8604
Line16_4_18 | 0 | 0 | 0 | 0 | 0 | 0 | 0 | 0 | 0 | 0 | 0 | 0 | 0.92233 | 0.92233 | -3.7021 | -3.7021
Line17_5_19 | 0 | 0 | 0 | 0 | 0 | 0 | 0 | 0 | 0 | 0 | 0 | 0 | 0.89616 | 0.89616 | -3.5837 | -3.5837
Line1_1_3 | 0.21073 | 0.21073 | 0 | 0 | 0.146 | 0.146 | -0.051646 | 0.052978 | -0.12022 | 0.12288 | 109.6654 | -70.3346 | 0.89616 | 0.91653 | -3.5837 | -3.6575
Line2_1_4 | 0.27103 | 0.27103 | 0 | 0 | 0.18778 | 0.18778 | -0.064121 | 0.066325 | -0.15558 | 0.15999 | 108.8149 | -71.1851 | 0.89616 | 0.92233 | -3.5837 | -3.7021
Line3_1_5 | 0 | 0 | 0 | 0 | 0 | 0 | 0 | 0 | 0 | 0 | 0 | 0 | 0.89616 | 0.89616 | -3.5837 | -3.5837
Line4_2_6 | 2.1201 | 2.1201 | 0 | 0 | 1.4689 | 1.4689 | 0.46163 | -0.32678 | 0.90374 | -0.63404 | -66.6388 | 113.3612 | 0.69088 | 0.48561 | -3.6966 | -3.9048
Line5_6_7 | 2.1201 | 2.1201 | 0 | 0 | 1.4689 | 1.4689 | 0.32678 | -0.19193 | 0.63404 | -0.36435 | -66.6388 | 113.3612 | 0.48561 | 0.28036 | -3.9048 | -4.4181
Line6_7_8 | 2.8955 | 2.8955 | 0 | 5.2971 | 2.0061 | 2.0061 | 0.25152 | -1e-07 | 0.50304 | -1e-07 | -67.853 | 112.147 | 0.28036 | 0 | -4.4181 | 0
Line7_8_9 | 0 | 0 | 0 | 0 | 0 | 0 | 5.9499e-22 | 0 | 2.9853e-22 | 0 | 0 | 0 | 0 | 0 | 0 | 0
Line8_8_10 | 0 | 0 | 0 | 0 | 0 | 0 | 5.9499e-22 | 0 | 2.9853e-22 | 0 | 0 | 0 | 0 | 0 | 0 | 0
Line9_3_11 | 0.21073 | 0.21073 | 0 | 0 | 0.146 | 0.146 | -0.052978 | 0.054311 | -0.12288 | 0.12554 | 109.6654 | -70.3346 | 0.91653 | 0.9369 | -3.6575 | -3.7281

## LLL_max_10
name | pf_ikss_from_ka | pf_ikss_to_ka | pf_ip_from_ka | pf_ip_to_ka | pf_skss_from_mw | pf_skss_to_mw | pf_p_from_mw | pf_p_to_mw | pf_q_from_mvar | pf_q_to_mvar | pf_ikss_from_degree | pf_ikss_to_degree | pf_vm_from_pu | pf_vm_to_pu | pf_va_from_degree | pf_va_to_degree
Line0_1_2 | 2.2097 | 2.2097 | 0 | 0 | 1.5309 | 1.5309 | 0.64541 | -0.49893 | 1.271 | -0.97807 | -66.8022 | 113.1978 | 0.93116 | 0.71722 | -3.723 | -3.8291
Line10_11_12 | 0.21778 | 0.21778 | 0 | 0 | 0.15088 | 0.15088 | -0.059191 | 0.060613 | -0.1344 | 0.13724 | 109.92 | -70.08 | 0.97328 | 0.99434 | -3.8496 | -3.9088
Line11_12_13 | 0.21778 | 0.21778 | 0 | 0 | 0.15088 | 0.15088 | -0.060613 | 0.062036 | -0.13724 | 0.14009 | 109.92 | -70.08 | 0.99434 | 1.0154 | -3.9088 | -3.9656
Line12_13_15 | 0 | 0 | 0 | 0 | 0 | 0 | 0 | 0 | 0 | 0 | 0 | 0 | 1.0154 | 1.0154 | -3.9656 | -3.9656
Line13_13_14 | 0.21778 | 0.21778 | 0 | 0 | 0.15088 | 0.15088 | -0.062036 | 0.063459 | -0.14009 | 0.14293 | 109.92 | -70.08 | 1.0154 | 1.0365 | -3.9656 | -4.0201
Line14_15_16 | 0 | 0 | 0 | 0 | 0 | 0 | 0 | 0 | 0 | 0 | 0 | 0 | 1.0154 | 1.0154 | -3.9656 | -3.9656
Line15_16_17 | 0 | 0 | 0 | 0 | 0 | 0 | 0 | 0 | 0 | 0 | 0 | 0 | 1.0154 | 1.0154 | -3.9656 | -3.9656
Line16_4_18 | 0 | 0 | 0 | 0 | 0 | 0 | 0 | 0 | 0 | 0 | 0 | 0 | 0.95797 | 0.95797 | -3.8287 | -3.8287
Line17_5_19 | 0 | 0 | 0 | 0 | 0 | 0 | 0 | 0 | 0 | 0 | 0 | 0 | 0.93116 | 0.93116 | -3.723 | -3.723
Line1_1_3 | 0.21778 | 0.21778 | 0 | 0 | 0.15088 | 0.15088 | -0.056345 | 0.057768 | -0.1287 | 0.13155 | 109.92 | -70.08 | 0.93116 | 0.95222 | -3.723 | -3.7877
Line2_1_4 | 0.27744 | 0.27744 | 0 | 0 | 0.19221 | 0.19221 | -0.069343 | 0.071653 | -0.165 | 0.16962 | 109.0718 | -70.9282 | 0.93116 | 0.95797 | -3.723 | -3.8287
Line3_1_5 | 0 | 0 | 0 | 0 | 0 | 0 | 0 | 0 | 0 | 0 | 0 | 0 | 0.93116 | 0.93116 | -3.723 | -3.723
Line4_2_6 | 2.2097 | 2.2097 | 0 | 0 | 1.5309 | 1.5309 | 0.49893 | -0.35246 | 0.97807 | -0.68512 | -66.8022 | 113.1978 | 0.71722 | 0.50328 | -3.8291 | -4.0255
Line5_6_7 | 2.2097 | 2.2097 | 0 | 0 | 1.5309 | 1.5309 | 0.35246 | -0.20598 | 0.68512 | -0.39217 | -66.8022 | 113.1978 | 0.50328 | 0.28935 | -4.0255 | -4.5121
Line6_7_8 | 2.9884 | 2.9884 | 0 | 5.4745 | 2.0704 | 2.0704 | 0.26792 | -1e-07 | 0.53584 | -1e-07 | -67.9471 | 112.0529 | 0.28935 | 0 | -4.5121 | 0
Line7_8_9 | 0 | 0 | 0 | 0 | 0 | 0 | 8.9468e-22 | 0 | -9.755e-23 | 0 | 0 | 0 | 0 | 0 | 0 | 0
Line8_8_10 | 0 | 0 | 0 | 0 | 0 | 0 | 8.9468e-22 | 0 | -9.755e-23 | 0 | 0 | 0 | 0 | 0 | 0 | 0
Line9_3_11 | 0.21778 | 0.21778 | 0 | 0 | 0.15088 | 0.15088 | -0.057768 | 0.059191 | -0.13155 | 0.1344 | 109.92 | -70.08 | 0.95222 | 0.97328 | -3.7877 | -3.8496

## LLL_max_fault_6
name | pf_ikss_from_ka | pf_ikss_to_ka | pf_ip_from_ka | pf_ip_to_ka | pf_skss_from_mw | pf_skss_to_mw | pf_p_from_mw | pf_p_to_mw | pf_q_from_mvar | pf_q_to_mvar | pf_ikss_from_degree | pf_ikss_to_degree | pf_vm_from_pu | pf_vm_to_pu | pf_va_from_degree | pf_va_to_degree
Line0_1_2 | 0.093421 | 0.093421 | 0 | 0 | 0.064724 | 0.064724 | -0.018934 | 0.019196 | -0.067551 | 0.068075 | 105.7019 | -74.2981 | 1.0839 | 1.0928 | 0.04413 | -0.045609
Line10_11_12 | 0.10745 | 0.10745 | 0 | 0 | 0.074445 | 0.074445 | -0.0039941 | 0.0043405 | -0.082009 | 0.082702 | 92.3889 | -87.6111 | 1.1029 | 1.1124 | -0.39934 | -0.61538
Line11_12_13 | 0.10745 | 0.10745 | 0 | 0 | 0.074445 | 0.074445 | -0.0043405 | 0.0046868 | -0.082702 | 0.083395 | 92.3889 | -87.6111 | 1.1124 | 1.122 | -0.61538 | -0.82775
Line12_13_15 | 0 | 0 | 0 | 0 | 0 | 0 | 0 | 0 | 0 | 0 | 0 | 0 | 1.122 | 1.122 | -0.82775 | -0.82775
Line13_13_14 | 0.10745 | 0.10745 | 0 | 0 | 0.074445 | 0.074445 | -0.0046868 | 0.0050332 | -0.083395 | 0.084088 | 92.3889 | -87.6111 | 1.122 | 1.1315 | -0.82775 | -1.0365
Line14_15_16 | 0 | 0 | 0 | 0 | 0 | 0 | 0 | 0 | 0 | 0 | 0 | 0 | 1.122 | 1.122 | -0.82775 | -0.82775
Line15_16_17 | 0 | 0 | 0 | 0 | 0 | 0 | 0 | 0 | 0 | 0 | 0 | 0 | 1.122 | 1.122 | -0.82775 | -0.82775
Line16_4_18 | 0 | 0 | 0 | 0 | 0 | 0 | 0 | 0 | 0 | 0 | 0 | 0 | 1.0961 | 1.0961 | -0.23699 | -0.23699
Line17_5_19 | 0 | 0 | 0 | 0 | 0 | 0 | 0 | 0 | 0 | 0 | 0 | 0 | 1.0839 | 1.0839 | 0.04413 | 0.04413
Line1_1_3 | 0.10745 | 0.10745 | 0 | 0 | 0.074445 | 0.074445 | -0.0033013 | 0.0036477 | -0.080624 | 0.081317 | 92.3889 | -87.6111 | 1.0839 | 1.0934 | 0.04413 | -0.17953
Line2_1_4 | 0.13724 | 0.13724 | 0 | 0 | 0.09508 | 0.09508 | -0.0048393 | 0.0054043 | -0.10294 | 0.10407 | 92.7355 | -87.2645 | 1.0839 | 1.0961 | 0.04413 | -0.23699
Line3_1_5 | 0 | 0 | 0 | 0 | 0 | 0 | 0 | 0 | 0 | 0 | 0 | 0 | 1.0839 | 1.0839 | 0.04413 | 0.04413
Line4_2_6 | 0.093421 | 0.093421 | 0 | 0 | 0.064724 | 0.064724 | -0.019196 | 0.019458 | -0.068075 | 0.068599 | 105.7019 | -74.2981 | 1.0928 | 1.1017 | -0.045609 | -0.1339
Line5_6_7 | 0.093421 | 0.093421 | 0 | 0 | 0.064724 | 0.064724 | -0.019458 | 0.01972 | -0.068599 | 0.069122 | 105.7019 | -74.2981 | 1.1017 | 1.1106 | -0.1339 | -0.22078
Line6_7_8 | 0.036162 | 0.036162 | 0 | 0.066155 | 0.025054 | 0.025054 | 0.019655 | -0.019616 | 0.019694 | -0.019616 | -45.2779 | 134.7221 | 1.1106 | 1.1072 | -0.22078 | -0.27791
Line7_8_9 | 0 | 0 | 0 | 0 | 0 | 0 | 6.9732e-10 | 0 | 6.2029e-11 | 0 | 0 | 0 | 1.1072 | 1.1072 | -0.27791 | -0.27791
Line8_8_10 | 0 | 0 | 0 | 0 | 0 | 0 | 6.9732e-10 | 0 | 6.2029e-11 | 0 | 0 | 0 | 1.1072 | 1.1072 | -0.27791 | -0.27791
Line9_3_11 | 0.10745 | 0.10745 | 0 | 0 | 0.074445 | 0.074445 | -0.0036477 | 0.0039941 | -0.081317 | 0.082009 | 92.3889 | -87.6111 | 1.0934 | 1.1029 | -0.17953 | -0.39934

## LLL_max_fault_10
name | pf_ikss_from_ka | pf_ikss_to_ka | pf_ip_from_ka | pf_ip_to_ka | pf_skss_from_mw | pf_skss_to_mw | pf_p_from_mw | pf_p_to_mw | pf_q_from_mvar | pf_q_to_mvar | pf_ikss_from_degree | pf_ikss_to_degree | pf_vm_from_pu | pf_vm_to_pu | pf_va_from_degree | pf_va_to_degree
Line0_1_2 | 0.092972 | 0.092972 | 0 | 0 | 0.064413 | 0.064413 | -0.018976 | 0.019235 | -0.070646 | 0.071165 | 105.0751 | -74.9249 | 1.1356 | 1.1445 | 0.040403 | -0.049679
Line10_11_12 | 0.10871 | 0.10871 | 0 | 0 | 0.075315 | 0.075315 | -0.0043777 | 0.0047322 | -0.086871 | 0.08758 | 92.4987 | -87.5013 | 1.1549 | 1.1645 | -0.38616 | -0.59415
Line11_12_13 | 0.10871 | 0.10871 | 0 | 0 | 0.075315 | 0.075315 | -0.0047322 | 0.0050868 | -0.08758 | 0.088289 | 92.4987 | -87.5013 | 1.1645 | 1.1742 | -0.59415 | -0.79872
Line12_13_15 | 0 | 0 | 0 | 0 | 0 | 0 | 0 | 0 | 0 | 0 | 0 | 0 | 1.1742 | 1.1742 | -0.79872 | -0.79872
Line13_13_14 | 0.10871 | 0.10871 | 0 | 0 | 0.075315 | 0.075315 | -0.0050868 | 0.0054413 | -0.088289 | 0.088998 | 92.4987 | -87.5013 | 1.1742 | 1.1839 | -0.79872 | -0.99995
Line14_15_16 | 0 | 0 | 0 | 0 | 0 | 0 | 0 | 0 | 0 | 0 | 0 | 0 | 1.1742 | 1.1742 | -0.79872 | -0.79872
Line15_16_17 | 0 | 0 | 0 | 0 | 0 | 0 | 0 | 0 | 0 | 0 | 0 | 0 | 1.1742 | 1.1742 | -0.79872 | -0.79872
Line16_4_18 | 0 | 0 | 0 | 0 | 0 | 0 | 0 | 0 | 0 | 0 | 0 | 0 | 1.1479 | 1.1479 | -0.22756 | -0.22756
Line17_5_19 | 0 | 0 | 0 | 0 | 0 | 0 | 0 | 0 | 0 | 0 | 0 | 0 | 1.1356 | 1.1356 | 0.040403 | 0.040403
Line1_1_3 | 0.10871 | 0.10871 | 0 | 0 | 0.075315 | 0.075315 | -0.0036687 | 0.0040232 | -0.085453 | 0.086162 | 92.4987 | -87.5013 | 1.1356 | 1.1453 | 0.040403 | -0.17467
Line2_1_4 | 0.13756 | 0.13756 | 0 | 0 | 0.095304 | 0.095304 | -0.0052804 | 0.0058481 | -0.1081 | 0.10924 | 92.8368 | -87.1632 | 1.1356 | 1.1479 | 0.040403 | -0.22756
Line3_1_5 | 0 | 0 | 0 | 0 | 0 | 0 | 0 | 0 | 0 | 0 | 0 | 0 | 1.1356 | 1.1356 | 0.040403 | 0.040403
Line4_2_6 | 0.092972 | 0.092972 | 0 | 0 | 0.064413 | 0.064413 | -0.019235 | 0.019494 | -0.071165 | 0.071684 | 105.0751 | -74.9249 | 1.1445 | 1.1533 | -0.049679 | -0.13838
Line5_6_7 | 0.092972 | 0.092972 | 0 | 0 | 0.064413 | 0.064413 | -0.019494 | 0.019753 | -0.071684 | 0.072202 | 105.0751 | -74.9249 | 1.1533 | 1.1621 | -0.13838 | -0.22574
Line6_7_8 | 0.037841 | 0.037841 | 0 | 0.069321 | 0.026217 | 0.026217 | 0.021522 | -0.021479 | 0.021565 | -0.021479 | -45.2829 | 134.7171 | 1.1621 | 1.1586 | -0.22574 | -0.28286
Line7_8_9 | 0 | 0 | 0 | 0 | 0 | 0 | 7.4762e-10 | 0 | 6.9214e-11 | 0 | 0 | 0 | 1.1586 | 1.1586 | -0.28286 | -0.28286
Line8_8_10 | 0 | 0 | 0 | 0 | 0 | 0 | 7.4762e-10 | 0 | 6.9214e-11 | 0 | 0 | 0 | 1.1586 | 1.1586 | -0.28286 | -0.28286
Line9_3_11 | 0.10871 | 0.10871 | 0 | 0 | 0.075315 | 0.075315 | -0.0040232 | 0.0043777 | -0.086162 | 0.086871 | 92.4987 | -87.5013 | 1.1453 | 1.1549 | -0.17467 | -0.38616

## LLL_min_6
name | pf_ikss_from_ka | pf_ikss_to_ka | pf_ip_from_ka | pf_ip_to_ka | pf_skss_from_mw | pf_skss_to_mw | pf_p_from_mw | pf_p_to_mw | pf_q_from_mvar | pf_q_to_mvar | pf_ikss_from_degree | pf_ikss_to_degree | pf_vm_from_pu | pf_vm_to_pu | pf_va_from_degree | pf_va_to_degree
Line0_1_2 | 1.6785 | 1.6785 | 0 | 0 | 1.1629 | 1.1629 | 0.65062 | -0.48835 | 0.67693 | -0.5079 | -52.8091 | 127.1909 | 0.8074 | 0.6059 | -6.6736 | -6.6848
Line10_11_12 | 0.0028599 | 0.0028599 | 0 | 0 | 0.0019814 | 0.0019814 | -0.0013271 | 0.0013276 | -0.00089578 | 0.00089627 | 139.3175 | -40.6825 | 0.80807 | 0.80841 | -6.6633 | -6.6582
Line11_12_13 | 0.0028599 | 0.0028599 | 0 | 0 | 0.0019814 | 0.0019814 | -0.0013276 | 0.001328 | -0.00089627 | 0.00089676 | 139.3174 | -40.6826 | 0.80841 | 0.80874 | -6.6582 | -6.6531
Line12_13_15 | 0 | 0 | 0 | 0 | 0 | 0 | 0 | 0 | 0 | 0 | 0 | 0 | 0.80874 | 0.80874 | -6.6531 | -6.6531
Line13_13_14 | 0.0028599 | 0.0028599 | 0 | 0 | 0.0019814 | 0.0019814 | -0.001328 | 0.0013285 | -0.00089677 | 0.00089726 | 139.3172 | -40.6828 | 0.80874 | 0.80908 | -6.6531 | -6.648
Line14_15_16 | 0 | 0 | 0 | 0 | 0 | 0 | 0 | 0 | 0 | 0 | 0 | 0 | 0.80874 | 0.80874 | -6.6531 | -6.6531
Line15_16_17 | 0 | 0 | 0 | 0 | 0 | 0 | 0 | 0 | 0 | 0 | 0 | 0 | 0.80874 | 0.80874 | -6.6531 | -6.6531
Line16_4_18 | 0 | 0 | 0 | 0 | 0 | 0 | 0 | 0 | 0 | 0 | 0 | 0 | 0.80774 | 0.80774 | -6.6685 | -6.6685
Line17_5_19 | 0 | 0 | 0 | 0 | 0 | 0 | 0 | 0 | 0 | 0 | 0 | 0 | 0.8074 | 0.8074 | -6.6736 | -6.6736
Line1_1_3 | 0.0028599 | 0.0028599 | 0 | 0 | 0.0019814 | 0.0019814 | -0.0013262 | 0.0013266 | -0.0008948 | 0.00089529 | 139.3176 | -40.6824 | 0.8074 | 0.80774 | -6.6736 | -6.6685
Line2_1_4 | 0.00288 | 0.00288 | 0 | 0 | 0.0019953 | 0.0019953 | -0.0013322 | 0.0013327 | -0.00090585 | 0.00090635 | 139.1129 | -40.8871 | 0.8074 | 0.80774 | -6.6736 | -6.6685
Line3_1_5 | 0 | 0 | 0 | 0 | 0 | 0 | 0 | 0 | 0 | 0 | 0 | 0 | 0.8074 | 0.8074 | -6.6736 | -6.6736
Line4_2_6 | 1.6785 | 1.6785 | 0 | 0 | 1.1629 | 1.1629 | 0.48835 | -0.32607 | 0.5079 | -0.33886 | -52.8091 | 127.1909 | 0.6059 | 0.4044 | -6.6848 | -6.7071
Line5_6_7 | 1.6785 | 1.6785 | 0 | 0 | 1.1629 | 1.1629 | 0.32607 | -0.1638 | 0.33886 | -0.16983 | -52.8091 | 127.1909 | 0.4044 | 0.2029 | -6.7071 | -6.7737
Line6_7_8 | 1.6901 | 1.6901 | 0 | 2.6832 | 1.171 | 1.171 | 0.16454 | -1e-07 | 0.1714 | -1e-07 | -52.9428 | 127.0572 | 0.2029 | 0 | -6.7737 | 0
Line7_8_9 | 0 | 0 | 0 | 0 | 0 | 0 | 6.6827e-22 | 0 | 8.866e-22 | 0 | 0 | 0 | 0 | 0 | 0 | 0
Line8_8_10 | 0 | 0 | 0 | 0 | 0 | 0 | 6.6827e-22 | 0 | 8.866e-22 | 0 | 0 | 0 | 0 | 0 | 0 | 0
Line9_3_11 | 0.0028599 | 0.0028599 | 0 | 0 | 0.0019814 | 0.0019814 | -0.0013266 | 0.0013271 | -0.00089529 | 0.00089578 | 139.3175 | -40.6825 | 0.80774 | 0.80807 | -6.6685 | -6.6633

## LLL_min_10
name | pf_ikss_from_ka | pf_ikss_to_ka | pf_ip_from_ka | pf_ip_to_ka | pf_skss_from_mw | pf_skss_to_mw | pf_p_from_mw | pf_p_to_mw | pf_q_from_mvar | pf_q_to_mvar | pf_ikss_from_degree | pf_ikss_to_degree | pf_vm_from_pu | pf_vm_to_pu | pf_va_from_degree | pf_va_to_degree
Line0_1_2 | 1.5901 | 1.5901 | 0 | 0 | 1.1017 | 1.1017 | 0.58394 | -0.43829 | 0.60755 | -0.45584 | -52.8091 | 127.1909 | 0.76491 | 0.57401 | -6.6736 | -6.6848
Line10_11_12 | 0.0027094 | 0.0027094 | 0 | 0 | 0.0018771 | 0.0018771 | -0.0011911 | 0.0011915 | -0.00080397 | 0.00080441 | 139.3175 | -40.6825 | 0.76554 | 0.76586 | -6.6633 | -6.6582
Line11_12_13 | 0.0027094 | 0.0027094 | 0 | 0 | 0.0018771 | 0.0018771 | -0.0011915 | 0.0011919 | -0.00080441 | 0.00080485 | 139.3174 | -40.6826 | 0.76586 | 0.76618 | -6.6582 | -6.6531
Line12_13_15 | 0 | 0 | 0 | 0 | 0 | 0 | 0 | 0 | 0 | 0 | 0 | 0 | 0.76618 | 0.76618 | -6.6531 | -6.6531
Line13_13_14 | 0.0027094 | 0.0027094 | 0 | 0 | 0.0018771 | 0.0018771 | -0.0011919 | 0.0011923 | -0.00080486 | 0.0008053 | 139.3172 | -40.6828 | 0.76618 | 0.7665 | -6.6531 | -6.648
Line14_15_16 | 0 | 0 | 0 | 0 | 0 | 0 | 0 | 0 | 0 | 0 | 0 | 0 | 0.76618 | 0.76618 | -6.6531 | -6.6531
Line15_16_17 | 0 | 0 | 0 | 0 | 0 | 0 | 0 | 0 | 0 | 0 | 0 | 0 | 0.76618 | 0.76618 | -6.6531 | -6.6531
Line16_4_18 | 0 | 0 | 0 | 0 | 0 | 0 | 0 | 0 | 0 | 0 | 0 | 0 | 0.76523 | 0.76523 | -6.6685 | -6.6685
Line17_5_19 | 0 | 0 | 0 | 0 | 0 | 0 | 0 | 0 | 0 | 0 | 0 | 0 | 0.76491 | 0.76491 | -6.6736 | -6.6736
Line1_1_3 | 0.0027094 | 0.0027094 | 0 | 0 | 0.0018771 | 0.0018771 | -0.0011902 | 0.0011907 | -0.00080309 | 0.00080353 | 139.3176 | -40.6824 | 0.76491 | 0.76522 | -6.6736 | -6.6685
Line2_1_4 | 0.0027284 | 0.0027284 | 0 | 0 | 0.0018903 | 0.0018903 | -0.0011957 | 0.0011961 | -0.00081301 | 0.00081346 | 139.1129 | -40.8871 | 0.76491 | 0.76523 | -6.6736 | -6.6685
Line3_1_5 | 0 | 0 | 0 | 0 | 0 | 0 | 0 | 0 | 0 | 0 | 0 | 0 | 0.76491 | 0.76491 | -6.6736 | -6.6736
Line4_2_6 | 1.5901 | 1.5901 | 0 | 0 | 1.1017 | 1.1017 | 0.43829 | -0.29265 | 0.45584 | -0.30413 | -52.8091 | 127.1909 | 0.57401 | 0.38312 | -6.6848 | -6.7071
Line5_6_7 | 1.5901 | 1.5901 | 0 | 0 | 1.1017 | 1.1017 | 0.29265 | -0.14701 | 0.30413 | -0.15242 | -52.8091 | 127.1909 | 0.38312 | 0.19222 | -6.7071 | -6.7737
Line6_7_8 | 1.6012 | 1.6012 | 0 | 2.542 | 1.1093 | 1.1093 | 0.14768 | -1e-07 | 0.15383 | -1e-07 | -52.9428 | 127.0572 | 0.19222 | 0 | -6.7737 | 0
Line7_8_9 | 0 | 0 | 0 | 0 | 0 | 0 | 6.0122e-22 | 0 | 7.9807e-22 | 0 | 0 | 0 | 0 | 0 | 0 | 0
Line8_8_10 | 0 | 0 | 0 | 0 | 0 | 0 | 6.0122e-22 | 0 | 7.9807e-22 | 0 | 0 | 0 | 0 | 0 | 0 | 0
Line9_3_11 | 0.0027094 | 0.0027094 | 0 | 0 | 0.0018771 | 0.0018771 | -0.0011907 | 0.0011911 | -0.00080353 | 0.00080397 | 139.3175 | -40.6825 | 0.76522 | 0.76554 | -6.6685 | -6.6633

## LLL_min_fault_6
name | pf_ikss_from_ka | pf_ikss_to_ka | pf_ip_from_ka | pf_ip_to_ka | pf_skss_from_mw | pf_skss_to_mw | pf_p_from_mw | pf_p_to_mw | pf_q_from_mvar | pf_q_to_mvar | pf_ikss_from_degree | pf_ikss_to_degree | pf_vm_from_pu | pf_vm_to_pu | pf_va_from_degree | pf_va_to_degree
Line0_1_2 | 0.030262 | 0.030262 | 0 | 0 | 0.020966 | 0.020966 | 0.014076 | -0.014024 | 0.01402 | -0.013965 | -45.0091 | 134.9909 | 0.94759 | 0.94395 | -0.12325 | -0.12819
Line10_11_12 | 5.1563e-05 | 5.1563e-05 | 0 | 0 | 3.5724e-05 | 3.5724e-05 | -2.8468e-05 | 2.8468e-05 | -1.8318e-05 | 1.8318e-05 | 147.1175 | -32.8825 | 0.9476 | 0.9476 | -0.12308 | -0.12299
Line11_12_13 | 5.1563e-05 | 5.1563e-05 | 0 | 0 | 3.5724e-05 | 3.5724e-05 | -2.8468e-05 | 2.8468e-05 | -1.8318e-05 | 1.8318e-05 | 147.1175 | -32.8825 | 0.9476 | 0.94761 | -0.12299 | -0.1229
Line12_13_15 | 0 | 0 | 0 | 0 | 0 | 0 | 0 | 0 | 0 | 0 | 0 | 0 | 0.94761 | 0.94761 | -0.1229 | -0.1229
Line13_13_14 | 5.1563e-05 | 5.1563e-05 | 0 | 0 | 3.5724e-05 | 3.5724e-05 | -2.8468e-05 | 2.8468e-05 | -1.8318e-05 | 1.8318e-05 | 147.1173 | -32.8827 | 0.94761 | 0.94762 | -0.1229 | -0.12282
Line14_15_16 | 0 | 0 | 0 | 0 | 0 | 0 | 0 | 0 | 0 | 0 | 0 | 0 | 0.94761 | 0.94761 | -0.1229 | -0.1229
Line15_16_17 | 0 | 0 | 0 | 0 | 0 | 0 | 0 | 0 | 0 | 0 | 0 | 0 | 0.94761 | 0.94761 | -0.1229 | -0.1229
Line16_4_18 | 0 | 0 | 0 | 0 | 0 | 0 | 0 | 0 | 0 | 0 | 0 | 0 | 0.94759 | 0.94759 | -0.12317 | -0.12317
Line17_5_19 | 0 | 0 | 0 | 0 | 0 | 0 | 0 | 0 | 0 | 0 | 0 | 0 | 0.94759 | 0.94759 | -0.12325 | -0.12325
Line1_1_3 | 5.1563e-05 | 5.1563e-05 | 0 | 0 | 3.5724e-05 | 3.5724e-05 | -2.8468e-05 | 2.8468e-05 | -1.8317e-05 | 1.8318e-05 | 147.1177 | -32.8823 | 0.94759 | 0.94759 | -0.12325 | -0.12316
Line2_1_4 | 5.1926e-05 | 5.1926e-05 | 0 | 0 | 3.5975e-05 | 3.5975e-05 | -2.8602e-05 | 2.8602e-05 | -1.8549e-05 | 1.8549e-05 | 146.913 | -33.087 | 0.94759 | 0.94759 | -0.12325 | -0.12317
Line3_1_5 | 0 | 0 | 0 | 0 | 0 | 0 | 0 | 0 | 0 | 0 | 0 | 0 | 0.94759 | 0.94759 | -0.12325 | -0.12325
Line4_2_6 | 0.030262 | 0.030262 | 0 | 0 | 0.020966 | 0.020966 | 0.014024 | -0.013971 | 0.013965 | -0.01391 | -45.0091 | 134.9909 | 0.94395 | 0.94032 | -0.12819 | -0.13317
Line5_6_7 | 0.030262 | 0.030262 | 0 | 0 | 0.020966 | 0.020966 | 0.013971 | -0.013918 | 0.01391 | -0.013855 | -45.0091 | 134.9909 | 0.94032 | 0.93669 | -0.13317 | -0.13818
Line6_7_8 | 0.030473 | 0.030473 | 0 | 0.048378 | 0.021112 | 0.021112 | 0.013982 | -0.013929 | 0.013985 | -0.013929 | -45.1427 | 134.8573 | 0.93669 | 0.93303 | -0.13818 | -0.14275
Line7_8_9 | 0 | 0 | 0 | 0 | 0 | 0 | -1.7411e-10 | 0 | 2.4292e-11 | 0 | 0 | 0 | 0.93303 | 0.93303 | -0.14275 | -0.14275
Line8_8_10 | 0 | 0 | 0 | 0 | 0 | 0 | -1.7411e-10 | 0 | 2.4292e-11 | 0 | 0 | 0 | 0.93303 | 0.93303 | -0.14275 | -0.14275
Line9_3_11 | 5.1563e-05 | 5.1563e-05 | 0 | 0 | 3.5724e-05 | 3.5724e-05 | -2.8468e-05 | 2.8468e-05 | -1.8318e-05 | 1.8318e-05 | 147.1176 | -32.8824 | 0.94759 | 0.9476 | -0.12316 | -0.12308

## LLL_min_fault_10
name | pf_ikss_from_ka | pf_ikss_to_ka | pf_ip_from_ka | pf_ip_to_ka | pf_skss_from_mw | pf_skss_to_mw | pf_p_from_mw | pf_p_to_mw | pf_q_from_mvar | pf_q_to_mvar | pf_ikss_from_degree | pf_ikss_to_degree | pf_vm_from_pu | pf_vm_to_pu | pf_va_from_degree | pf_va_to_degree
Line0_1_2 | 0.028669 | 0.028669 | 0 | 0 | 0.019863 | 0.019863 | 0.012634 | -0.012586 | 0.012583 | -0.012534 | -45.0091 | 134.9909 | 0.89771 | 0.89427 | -0.12325 | -0.12819
Line10_11_12 | 4.885e-05 | 4.885e-05 | 0 | 0 | 3.3844e-05 | 3.3844e-05 | -2.555e-05 | 2.555e-05 | -1.644e-05 | 1.6441e-05 | 147.1175 | -32.8825 | 0.89773 | 0.89773 | -0.12308 | -0.12299
Line11_12_13 | 4.885e-05 | 4.885e-05 | 0 | 0 | 3.3844e-05 | 3.3844e-05 | -2.555e-05 | 2.555e-05 | -1.6441e-05 | 1.6441e-05 | 147.1175 | -32.8825 | 0.89773 | 0.89774 | -0.12299 | -0.1229
Line12_13_15 | 0 | 0 | 0 | 0 | 0 | 0 | 0 | 0 | 0 | 0 | 0 | 0 | 0.89774 | 0.89774 | -0.1229 | -0.1229
Line13_13_14 | 4.8849e-05 | 4.8849e-05 | 0 | 0 | 3.3844e-05 | 3.3844e-05 | -2.555e-05 | 2.5551e-05 | -1.6441e-05 | 1.6441e-05 | 147.1173 | -32.8827 | 0.89774 | 0.89774 | -0.1229 | -0.12282
Line14_15_16 | 0 | 0 | 0 | 0 | 0 | 0 | 0 | 0 | 0 | 0 | 0 | 0 | 0.89774 | 0.89774 | -0.1229 | -0.1229
Line15_16_17 | 0 | 0 | 0 | 0 | 0 | 0 | 0 | 0 | 0 | 0 | 0 | 0 | 0.89774 | 0.89774 | -0.1229 | -0.1229
Line16_4_18 | 0 | 0 | 0 | 0 | 0 | 0 | 0 | 0 | 0 | 0 | 0 | 0 | 0.89772 | 0.89772 | -0.12317 | -0.12317
Line17_5_19 | 0 | 0 | 0 | 0 | 0 | 0 | 0 | 0 | 0 | 0 | 0 | 0 | 0.89771 | 0.89771 | -0.12325 | -0.12325
Line1_1_3 | 4.885e-05 | 4.885e-05 | 0 | 0 | 3.3844e-05 | 3.3844e-05 | -2.555e-05 | 2.555e-05 | -1.644e-05 | 1.644e-05 | 147.1177 | -32.8823 | 0.89771 | 0.89772 | -0.12325 | -0.12316
Line2_1_4 | 4.9193e-05 | 4.9193e-05 | 0 | 0 | 3.4082e-05 | 3.4082e-05 | -2.567e-05 | 2.567e-05 | -1.6647e-05 | 1.6648e-05 | 146.913 | -33.087 | 0.89771 | 0.89772 | -0.12325 | -0.12317
Line3_1_5 | 0 | 0 | 0 | 0 | 0 | 0 | 0 | 0 | 0 | 0 | 0 | 0 | 0.89771 | 0.89771 | -0.12325 | -0.12325
Line4_2_6 | 0.028669 | 0.028669 | 0 | 0 | 0.019863 | 0.019863 | 0.012586 | -0.012539 | 0.012534 | -0.012485 | -45.0091 | 134.9909 | 0.89427 | 0.89083 | -0.12819 | -0.13317
Line5_6_7 | 0.028669 | 0.028669 | 0 | 0 | 0.019863 | 0.019863 | 0.012539 | -0.012492 | 0.012485 | -0.012435 | -45.0091 | 134.9909 | 0.89083 | 0.88739 | -0.13317 | -0.13818
Line6_7_8 | 0.028869 | 0.028869 | 0 | 0.045831 | 0.020001 | 0.020001 | 0.012549 | -0.012501 | 0.012551 | -0.012501 | -45.1427 | 134.8573 | 0.88739 | 0.88393 | -0.13818 | -0.14275
Line7_8_9 | 0 | 0 | 0 | 0 | 0 | 0 | -1.5626e-10 | 0 | 2.1802e-11 | 0 | 0 | 0 | 0.88393 | 0.88393 | -0.14275 | -0.14275
Line8_8_10 | 0 | 0 | 0 | 0 | 0 | 0 | -1.5626e-10 | 0 | 2.1802e-11 | 0 | 0 | 0 | 0.88393 | 0.88393 | -0.14275 | -0.14275
Line9_3_11 | 4.885e-05 | 4.885e-05 | 0 | 0 | 3.3844e-05 | 3.3844e-05 | -2.555e-05 | 2.555e-05 | -1.644e-05 | 1.644e-05 | 147.1176 | -32.8824 | 0.89772 | 0.89773 | -0.12316 | -0.12308

## LL_max_6
name | pf_ikss_a_from_ka | pf_ikss_b_from_ka | pf_ikss_c_from_ka | pf_ikss_a_to_ka | pf_ikss_b_to_ka | pf_ikss_c_to_ka | pf_skss_a_from_mw | pf_skss_b_from_mw | pf_skss_c_from_mw | pf_skss_a_to_mw | pf_skss_b_to_mw | pf_skss_c_to_mw | pf_p_a_from_mw | pf_p_b_from_mw | pf_p_c_from_mw | pf_p_a_to_mw | pf_p_b_to_mw | pf_p_c_to_mw | pf_q_a_from_mvar | pf_q_b_from_mvar | pf_q_c_from_mvar | pf_q_a_to_mvar | pf_q_b_to_mvar | pf_q_c_to_mvar | pf_ikss_a_from_degree | pf_ikss_b_from_degree | pf_ikss_c_from_degree | pf_ikss_a_to_degree | pf_ikss_b_to_degree | pf_ikss_c_to_degree | pf_vm_a_from_pu | pf_vm_b_from_pu | pf_vm_c_from_pu | pf_vm_a_to_pu | pf_vm_b_to_pu | pf_vm_c_to_pu | pf_va_a_from_degree | pf_va_b_from_degree | pf_va_c_from_degree | pf_va_a_to_degree | pf_va_b_to_degree | pf_va_c_to_degree
Line0_1_2 | 0.17327 | 1.8186 | 1.8788 | 0.17327 | 1.8186 | 1.8788 | 0.040014 | 0.42 | 0.43389 | 0.040014 | 0.42 | 0.43389 | -0.029848 | 0.36908 | -0.079014 | 0.030148 | -0.33601 | 0.11431 | -0.031684 | 0.18374 | 0.38771 | 0.032284 | -0.11759 | -0.31712 | 133.9243 | -153.8478 | 21.1138 | -46.0757 | 26.1522 | -158.8862 | 1.0878 | 0.98164 | 0.91195 | 1.1039 | 0.8476 | 0.77691 | 0.63311 | -127.3826 | 122.6326 | 0.88371 | -134.5599 | 130.9367
Line10_11_12 | 0.10472 | 0.17971 | 0.19845 | 0.10472 | 0.17971 | 0.19845 | 0.024183 | 0.041502 | 0.04583 | 0.024183 | 0.041502 | 0.04583 | -0.0026482 | -0.02539 | -8.9685e-05 | 0.0027579 | 0.025713 | 0.00048351 | -0.026633 | -0.033656 | -0.043364 | 0.026853 | 0.034302 | 0.044152 | 95.9307 | 0.01653 | -148.3242 | -84.0693 | -179.9835 | 31.6758 | 1.1067 | 1.0158 | 0.9462 | 1.1162 | 1.033 | 0.96344 | 0.25232 | -127.0137 | 121.5573 | 0.066775 | -126.8384 | 121.0484
Line11_12_13 | 0.10472 | 0.17971 | 0.19845 | 0.10472 | 0.17971 | 0.19845 | 0.024183 | 0.041502 | 0.04583 | 0.024183 | 0.041502 | 0.04583 | -0.0027579 | -0.025713 | -0.00048351 | 0.0028675 | 0.026036 | 0.00087733 | -0.026853 | -0.034302 | -0.044152 | 0.027072 | 0.034948 | 0.044939 | 95.9307 | 0.016529 | -148.3242 | -84.0693 | -179.9835 | 31.6758 | 1.1162 | 1.033 | 0.96344 | 1.1257 | 1.0501 | 0.98075 | 0.066775 | -126.8384 | 121.0484 | -0.11565 | -126.6688 | 120.5574
Line12_13_15 | 0 | 0 | 0 | 0 | 0 | 0 | 0 | 0 | 0 | 0 | 0 | 0 | 9.376e-10 | 8.3035e-11 | -7.4653e-10 | -9.376e-10 | -8.3035e-11 | 7.4653e-10 | 2.6244e-11 | 1.4085e-09 | -1.1019e-10 | -2.6244e-11 | -1.4085e-09 | 1.1019e-10 | 0 | 0 | 0 | 0 | 0 | 0 | 1.1257 | 1.0501 | 0.98075 | 1.1257 | 1.0501 | 0.98075 | -0.11565 | -126.6688 | 120.5574 | -0.11565 | -126.6688 | 120.5574
Line13_13_14 | 0.10472 | 0.17971 | 0.19845 | 0.10472 | 0.17971 | 0.19845 | 0.024183 | 0.041502 | 0.04583 | 0.024183 | 0.041502 | 0.04583 | -0.0028675 | -0.026036 | -0.00087733 | 0.0029772 | 0.026359 | 0.0012712 | -0.027072 | -0.034948 | -0.044939 | 0.027291 | 0.035594 | 0.045727 | 95.9307 | 0.016528 | -148.3242 | -84.0693 | -179.9835 | 31.6758 | 1.1257 | 1.0501 | 0.98075 | 1.1352 | 1.0672 | 0.99814 | -0.11565 | -126.6688 | 120.5574 | -0.29502 | -126.5046 | 120.0834
Line14_15_16 | 0 | 0 | 0 | 0 | 0 | 0 | 0 | 0 | 0 | 0 | 0 | 0 | 6.2507e-10 | 5.5356e-11 | -4.9768e-10 | -6.2507e-10 | -5.5356e-11 | 4.9768e-10 | 1.7496e-11 | 9.3898e-10 | -7.3461e-11 | -1.7496e-11 | -9.3898e-10 | 7.3461e-11 | 0 | 0 | 0 | 0 | 0 | 0 | 1.1257 | 1.0501 | 0.98075 | 1.1257 | 1.0501 | 0.98075 | -0.11565 | -126.6688 | 120.5574 | -0.11565 | -126.6688 | 120.5574
Line15_16_17 | 0 | 0 | 0 | 0 | 0 | 0 | 0 | 0 | 0 | 0 | 0 | 0 | 3.1253e-10 | 2.7678e-11 | -2.4884e-10 | -3.1253e-10 | -2.7678e-11 | 2.4884e-10 | 8.7478e-12 | 4.6949e-10 | -3.673e-11 | -8.7479e-12 | -4.6949e-10 | 3.673e-11 | 0 | 0 | 0 | 0 | 0 | 0 | 1.1257 | 1.0501 | 0.98075 | 1.1257 | 1.0501 | 0.98075 | -0.11565 | -126.6688 | 120.5574 | -0.11565 | -126.6688 | 120.5574
Line16_4_18 | 0 | 0 | 0 | 0 | 0 | 0 | 0 | 0 | 0 | 0 | 0 | 0 | 2.0277e-10 | -1.3908e-10 | -3.9753e-10 | -2.0277e-10 | 1.3908e-10 | 3.9753e-10 | -3.024e-11 | 4.8304e-10 | -1.2066e-10 | 3.024e-11 | -4.8304e-10 | 1.2066e-10 | 0 | 0 | 0 | 0 | 0 | 0 | 1.1002 | 1.004 | 0.93323 | 1.1002 | 1.004 | 0.93323 | 0.40904 | -127.1787 | 121.9244 | 0.40904 | -127.1787 | 121.9244
Line17_5_19 | 0 | 0 | 0 | 0 | 0 | 0 | 0 | 0 | 0 | 0 | 0 | 0 | 1.5113e-10 | -2.1471e-10 | -4.5791e-10 | -1.5113e-10 | 2.1471e-10 | 4.5791e-10 | -4.6278e-11 | 4.8562e-10 | -1.6127e-10 | 4.6278e-11 | -4.8562e-10 | 1.6127e-10 | 0 | 0 | 0 | 0 | 0 | 0 | 1.0878 | 0.98164 | 0.91195 | 1.0878 | 0.98164 | 0.91195 | 0.63311 | -127.3826 | 122.6326 | 0.63311 | -127.3826 | 122.6326
Line1_1_3 | 0.10472 | 0.17971 | 0.19845 | 0.10472 | 0.17971 | 0.19845 | 0.024183 | 0.041502 | 0.04583 | 0.024183 | 0.041502 | 0.04583 | -0.0024289 | -0.024744 | 0.00069796 | 0.0025386 | 0.025067 | -0.00030414 | -0.026195 | -0.032365 | -0.041789 | 0.026414 | 0.03301 | 0.042576 | 95.9307 | 0.016531 | -148.3242 | -84.0693 | -179.9835 | 31.6758 | 1.0878 | 0.98164 | 0.91195 | 1.0973 | 0.99874 | 0.92903 | 0.63311 | -127.3826 | 122.6326 | 0.44108 | -127.195 | 122.0851
Line2_1_4 | 0.13559 | 0.23365 | 0.24939 | 0.13559 | 0.23365 | 0.24939 | 0.031313 | 0.05396 | 0.057594 | 0.031313 | 0.05396 | 0.057594 | -0.0044061 | -0.030872 | 0.001806 | 0.0045899 | 0.031418 | -0.0011841 | -0.033776 | -0.043042 | -0.052492 | 0.034144 | 0.044134 | 0.053736 | 98.0653 | -1.7324 | -149.3379 | -81.9347 | 178.2676 | 30.6621 | 1.0878 | 0.98164 | 0.91195 | 1.1002 | 1.004 | 0.93323 | 0.63311 | -127.3826 | 122.6326 | 0.40904 | -127.1787 | 121.9244
Line3_1_5 | 0 | 0 | 0 | 0 | 0 | 0 | 0 | 0 | 0 | 0 | 0 | 0 | 3.0225e-10 | -4.2942e-10 | -9.1583e-10 | -3.0225e-10 | 4.2942e-10 | 9.1583e-10 | -9.2555e-11 | 9.7125e-10 | -3.2254e-10 | 9.2555e-11 | -9.7125e-10 | 3.2254e-10 | 0 | 0 | 0 | 0 | 0 | 0 | 1.0878 | 0.98164 | 0.91195 | 1.0878 | 0.98164 | 0.91195 | 0.63311 | -127.3826 | 122.6326 | 0.63311 | -127.3826 | 122.6326
Line4_2_6 | 0.17327 | 1.8186 | 1.8788 | 0.17327 | 1.8186 | 1.8788 | 0.040014 | 0.42 | 0.43389 | 0.040014 | 0.42 | 0.43389 | -0.030148 | 0.33601 | -0.11431 | 0.030448 | -0.30293 | 0.14961 | -0.032284 | 0.11759 | 0.31712 | 0.032884 | -0.05144 | -0.24652 | 133.9243 | -153.8478 | 21.1138 | -46.0757 | 26.1522 | -158.8862 | 1.1039 | 0.8476 | 0.77691 | 1.12 | 0.7316 | 0.66461 | 0.88371 | -134.5599 | 130.9367 | 1.1271 | -144.2106 | 142.367
Line5_6_7 | 0.17327 | 1.8186 | 1.8788 | 0.17327 | 1.8186 | 1.8788 | 0.040014 | 0.42 | 0.43389 | 0.040014 | 0.42 | 0.43389 | -0.030448 | 0.30293 | -0.14961 | 0.030749 | -0.26986 | 0.18491 | -0.032884 | 0.05144 | 0.24652 | 0.033485 | 0.014709 | -0.17592 | 133.9243 | -153.8478 | 21.1138 | -46.0757 | 26.1522 | -158.8862 | 1.12 | 0.7316 | 0.66461 | 1.1361 | 0.64348 | 0.58823 | 1.1271 | -144.2106 | 142.367 | 1.3636 | -156.9677 | 157.5403
Line6_7_8 | 0 | 2.4733 | 2.4733 | 0 | 2.4733 | 2.4733 | 0 | 0.57118 | 0.57118 | 0 | 0.57118 | 0.57118 | 1.0799e-09 | 0.36725 | -0.24491 | -1.0799e-09 | -0.30608 | 0.30608 | -3.1227e-10 | 0.01467 | 0.23002 | 3.1227e-10 | 0.10767 | -0.10767 | 0 | -159.2553 | 20.7447 | 0 | 20.7447 | -159.2553 | 1.1361 | 0.64348 | 0.58823 | 1.1361 | 0.56806 | 0.56806 | 1.3636 | -156.9677 | 157.5403 | 1.3636 | -178.6364 | -178.6364
Line7_8_9 | 0 | 0 | 0 | 0 | 0 | 0 | 0 | 0 | 0 | 0 | 0 | 0 | 3.5998e-10 | 4.4923e-11 | 1.3507e-10 | -3.5998e-10 | -4.4923e-11 | -1.3507e-10 | -1.0409e-10 | 1.8675e-09 | -1.9195e-09 | 1.0409e-10 | -1.8675e-09 | 1.9195e-09 | 0 | 0 | 0 | 0 | 0 | 0 | 1.1361 | 0.56806 | 0.56806 | 1.1361 | 0.56806 | 0.56806 | 1.3636 | -178.6364 | -178.6364 | 1.3636 | -178.6364 | -178.6364
Line8_8_10 | 0 | 0 | 0 | 0 | 0 | 0 | 0 | 0 | 0 | 0 | 0 | 0 | 3.5998e-10 | 4.4923e-11 | 1.3507e-10 | -3.5998e-10 | -4.4923e-11 | -1.3507e-10 | -1.0409e-10 | 1.8675e-09 | -1.9195e-09 | 1.0409e-10 | -1.8675e-09 | 1.9195e-09 | 0 | 0 | 0 | 0 | 0 | 0 | 1.1361 | 0.56806 | 0.56806 | 1.1361 | 0.56806 | 0.56806 | 1.3636 | -178.6364 | -178.6364 | 1.3636 | -178.6364 | -178.6364
Line9_3_11 | 0.10472 | 0.17971 | 0.19845 | 0.10472 | 0.17971 | 0.19845 | 0.024183 | 0.041502 | 0.04583 | 0.024183 | 0.041502 | 0.04583 | -0.0025386 | -0.025067 | 0.00030414 | 0.0026482 | 0.02539 | 8.9686e-05 | -0.026414 | -0.03301 | -0.042576 | 0.026633 | 0.033656 | 0.043364 | 95.9307 | 0.01653 | -148.3242 | -84.0693 | -179.9835 | 31.6758 | 1.0973 | 0.99874 | 0.92903 | 1.1067 | 1.0158 | 0.9462 | 0.44108 | -127.195 | 122.0851 | 0.25232 | -127.0137 | 121.5573

## LL_max_10
name | pf_ikss_a_from_ka | pf_ikss_b_from_ka | pf_ikss_c_from_ka | pf_ikss_a_to_ka | pf_ikss_b_to_ka | pf_ikss_c_to_ka | pf_skss_a_from_mw | pf_skss_b_from_mw | pf_skss_c_from_mw | pf_skss_a_to_mw | pf_skss_b_to_mw | pf_skss_c_to_mw | pf_p_a_from_mw | pf_p_b_from_mw | pf_p_c_from_mw | pf_p_a_to_mw | pf_p_b_to_mw | pf_p_c_to_mw | pf_q_a_from_mvar | pf_q_b_from_mvar | pf_q_c_from_mvar | pf_q_a_to_mvar | pf_q_b_to_mvar | pf_q_c_to_mvar | pf_ikss_a_from_degree | pf_ikss_b_from_degree | pf_ikss_c_from_degree | pf_ikss_a_to_degree | pf_ikss_b_to_degree | pf_ikss_c_to_degree | pf_vm_a_from_pu | pf_vm_b_from_pu | pf_vm_c_from_pu | pf_vm_a_to_pu | pf_vm_b_to_pu | pf_vm_c_to_pu | pf_va_a_from_degree | pf_va_b_from_degree | pf_va_c_from_degree | pf_va_a_to_degree | pf_va_b_to_degree | pf_va_c_to_degree
Line0_1_2 | 0.17465 | 1.8958 | 1.9566 | 0.17465 | 1.8958 | 1.9566 | 0.040334 | 0.43781 | 0.45185 | 0.040334 | 0.43781 | 0.45185 | -0.031443 | 0.40151 | -0.0875 | 0.031748 | -0.36557 | 0.12578 | -0.033544 | 0.19962 | 0.41967 | 0.034154 | -0.12774 | -0.34311 | 133.793 | -154.1231 | 21.0046 | -46.207 | 25.8769 | -158.9954 | 1.1399 | 1.0242 | 0.94877 | 1.1561 | 0.88451 | 0.80877 | 0.64459 | -127.6878 | 122.7817 | 0.88377 | -134.8621 | 131.1369
Line10_11_12 | 0.10593 | 0.18566 | 0.20423 | 0.10593 | 0.18566 | 0.20423 | 0.024464 | 0.042877 | 0.047166 | 0.024464 | 0.042877 | 0.047166 | -0.0029833 | -0.027846 | 0.00010494 | 0.0030955 | 0.028191 | 0.00031218 | -0.0282 | -0.035888 | -0.046408 | 0.028424 | 0.036578 | 0.047242 | 96.322 | 0.51287 | -148.4208 | -83.678 | -179.4871 | 31.5792 | 1.1591 | 1.0594 | 0.98394 | 1.1687 | 1.0771 | 1.0016 | 0.28305 | -127.2956 | 121.7087 | 0.10673 | -127.1092 | 121.2005
Line11_12_13 | 0.10593 | 0.18566 | 0.20423 | 0.10593 | 0.18566 | 0.20423 | 0.024464 | 0.042877 | 0.047166 | 0.024464 | 0.042877 | 0.047166 | -0.0030955 | -0.028191 | -0.00031218 | 0.0032077 | 0.028536 | 0.00072929 | -0.028424 | -0.036578 | -0.047242 | 0.028648 | 0.037267 | 0.048076 | 96.322 | 0.51287 | -148.4209 | -83.678 | -179.4871 | 31.5791 | 1.1687 | 1.0771 | 1.0016 | 1.1783 | 1.0947 | 1.0194 | 0.10673 | -127.1092 | 121.2005 | -0.066706 | -126.9287 | 120.7101
Line12_13_15 | 0 | 0 | 0 | 0 | 0 | 0 | 0 | 0 | 0 | 0 | 0 | 0 | 1.0154e-09 | 3.303e-11 | -9.0258e-10 | -1.0154e-09 | -3.303e-11 | 9.0258e-10 | 1.66e-11 | 1.5979e-09 | -1.5287e-10 | -1.66e-11 | -1.5979e-09 | 1.5287e-10 | 0 | 0 | 0 | 0 | 0 | 0 | 1.1783 | 1.0947 | 1.0194 | 1.1783 | 1.0947 | 1.0194 | -0.066706 | -126.9287 | 120.7101 | -0.066706 | -126.9287 | 120.7101
Line13_13_14 | 0.10593 | 0.18566 | 0.20423 | 0.10593 | 0.18566 | 0.20423 | 0.024464 | 0.042877 | 0.047166 | 0.024464 | 0.042877 | 0.047166 | -0.0032077 | -0.028536 | -0.00072929 | 0.00332 | 0.028881 | 0.0011464 | -0.028648 | -0.037267 | -0.048076 | 0.028873 | 0.037957 | 0.048911 | 96.3221 | 0.51286 | -148.4209 | -83.6779 | -179.4871 | 31.5791 | 1.1783 | 1.0947 | 1.0194 | 1.188 | 1.1124 | 1.0373 | -0.066706 | -126.9287 | 120.7101 | -0.23733 | -126.754 | 120.2365
Line14_15_16 | 0 | 0 | 0 | 0 | 0 | 0 | 0 | 0 | 0 | 0 | 0 | 0 | 6.7696e-10 | 2.202e-11 | -6.0172e-10 | -6.7696e-10 | -2.202e-11 | 6.0172e-10 | 1.1066e-11 | 1.0653e-09 | -1.0191e-10 | -1.1066e-11 | -1.0653e-09 | 1.0191e-10 | 0 | 0 | 0 | 0 | 0 | 0 | 1.1783 | 1.0947 | 1.0194 | 1.1783 | 1.0947 | 1.0194 | -0.066706 | -126.9287 | 120.7101 | -0.066706 | -126.9287 | 120.7101
Line15_16_17 | 0 | 0 | 0 | 0 | 0 | 0 | 0 | 0 | 0 | 0 | 0 | 0 | 3.3848e-10 | 1.101e-11 | -3.0086e-10 | -3.3848e-10 | -1.101e-11 | 3.0086e-10 | 5.5332e-12 | 5.3264e-10 | -5.0956e-11 | -5.5332e-12 | -5.3264e-10 | 5.0956e-11 | 0 | 0 | 0 | 0 | 0 | 0 | 1.1783 | 1.0947 | 1.0194 | 1.1783 | 1.0947 | 1.0194 | -0.066706 | -126.9287 | 120.7101 | -0.066706 | -126.9287 | 120.7101
Line16_4_18 | 0 | 0 | 0 | 0 | 0 | 0 | 0 | 0 | 0 | 0 | 0 | 0 | 2.2152e-10 | -1.6767e-10 | -4.5847e-10 | -2.2152e-10 | 1.6767e-10 | 4.5847e-10 | -3.5206e-11 | 5.4902e-10 | -1.422e-10 | 3.5206e-11 | -5.4902e-10 | 1.422e-10 | 0 | 0 | 0 | 0 | 0 | 0 | 1.1524 | 1.047 | 0.97043 | 1.1524 | 1.047 | 0.97043 | 0.43399 | -127.4703 | 122.082 | 0.43399 | -127.4703 | 122.082
Line17_5_19 | 0 | 0 | 0 | 0 | 0 | 0 | 0 | 0 | 0 | 0 | 0 | 0 | 1.6714e-10 | -2.4758e-10 | -5.2159e-10 | -1.6714e-10 | 2.4758e-10 | 5.2159e-10 | -5.1723e-11 | 5.5261e-10 | -1.8571e-10 | 5.1723e-11 | -5.5261e-10 | 1.8571e-10 | 0 | 0 | 0 | 0 | 0 | 0 | 1.1399 | 1.0242 | 0.94877 | 1.1399 | 1.0242 | 0.94877 | 0.64459 | -127.6878 | 122.7817 | 0.64459 | -127.6878 | 122.7817
Line1_1_3 | 0.10593 | 0.18566 | 0.20423 | 0.10593 | 0.18566 | 0.20423 | 0.024464 | 0.042877 | 0.047166 | 0.024464 | 0.042877 | 0.047166 | -0.0027589 | -0.027157 | 0.00093916 | 0.0028711 | 0.027502 | -0.00052205 | -0.027751 | -0.03451 | -0.044739 | 0.027975 | 0.035199 | 0.045574 | 96.322 | 0.51287 | -148.4208 | -83.678 | -179.4871 | 31.5792 | 1.1399 | 1.0242 | 0.94877 | 1.1495 | 1.0418 | 0.96631 | 0.64459 | -127.6878 | 122.7817 | 0.46231 | -127.4884 | 122.2354
Line2_1_4 | 0.13599 | 0.23897 | 0.25431 | 0.13599 | 0.23897 | 0.25431 | 0.031405 | 0.055188 | 0.058731 | 0.031405 | 0.055188 | 0.058731 | -0.0048586 | -0.033585 | 0.0021423 | 0.0050435 | 0.034156 | -0.0014956 | -0.035468 | -0.045463 | -0.055681 | 0.035838 | 0.046605 | 0.056974 | 98.4446 | -1.2331 | -149.4216 | -81.5554 | 178.7669 | 30.5784 | 1.1399 | 1.0242 | 0.94877 | 1.1524 | 1.047 | 0.97043 | 0.64459 | -127.6878 | 122.7817 | 0.43399 | -127.4703 | 122.082
Line3_1_5 | 0 | 0 | 0 | 0 | 0 | 0 | 0 | 0 | 0 | 0 | 0 | 0 | 3.3427e-10 | -4.9517e-10 | -1.0432e-09 | -3.3427e-10 | 4.9517e-10 | 1.0432e-09 | -1.0345e-10 | 1.1052e-09 | -3.7143e-10 | 1.0345e-10 | -1.1052e-09 | 3.7143e-10 | 0 | 0 | 0 | 0 | 0 | 0 | 1.1399 | 1.0242 | 0.94877 | 1.1399 | 1.0242 | 0.94877 | 0.64459 | -127.6878 | 122.7817 | 0.64459 | -127.6878 | 122.7817
Line4_2_6 | 0.17465 | 1.8958 | 1.9566 | 0.17465 | 1.8958 | 1.9566 | 0.040334 | 0.43781 | 0.45185 | 0.040334 | 0.43781 | 0.45185 | -0.031748 | 0.36557 | -0.12578 | 0.032053 | -0.32963 | 0.16406 | -0.034154 | 0.12774 | 0.34311 | 0.034764 | -0.055864 | -0.26655 | 133.793 | -154.1231 | 21.0046 | -46.207 | 25.8769 | -158.9954 | 1.1561 | 0.88451 | 0.80877 | 1.1724 | 0.76365 | 0.6927 | 0.88377 | -134.8621 | 131.1369 | 1.1163 | -144.5044 | 142.617
Line5_6_7 | 0.17465 | 1.8958 | 1.9566 | 0.17465 | 1.8958 | 1.9566 | 0.040334 | 0.43781 | 0.45185 | 0.040334 | 0.43781 | 0.45185 | -0.032053 | 0.32963 | -0.16406 | 0.032358 | -0.29369 | 0.20234 | -0.034764 | 0.055864 | 0.26655 | 0.035374 | 0.016014 | -0.18999 | 133.793 | -154.1231 | 21.0046 | -46.207 | 25.8769 | -158.9954 | 1.1724 | 0.76365 | 0.6927 | 1.1886 | 0.67182 | 0.61427 | 1.1163 | -144.5044 | 142.617 | 1.3425 | -157.2443 | 157.8084
Line6_7_8 | 0 | 2.5535 | 2.5535 | 0 | 2.5535 | 2.5535 | 0 | 0.58971 | 0.58971 | 0 | 0.58971 | 0.58971 | 1.1627e-09 | 0.39592 | -0.26551 | -1.1627e-09 | -0.33072 | 0.33072 | -3.3698e-10 | 0.014396 | 0.24643 | 3.3698e-10 | 0.11601 | -0.11601 | 0 | -159.3267 | 20.6733 | 0 | 20.6733 | -159.3267 | 1.1886 | 0.67182 | 0.61427 | 1.1886 | 0.59431 | 0.59431 | 1.3425 | -157.2443 | 157.8084 | 1.3425 | -178.6575 | -178.6575
Line7_8_9 | 0 | 0 | 0 | 0 | 0 | 0 | 0 | 0 | 0 | 0 | 0 | 0 | 3.8758e-10 | 4.8257e-11 | 1.4553e-10 | -3.8758e-10 | -4.8256e-11 | -1.4553e-10 | -1.1233e-10 | 2.0473e-09 | -2.1034e-09 | 1.1233e-10 | -2.0473e-09 | 2.1034e-09 | 0 | 0 | 0 | 0 | 0 | 0 | 1.1886 | 0.59431 | 0.59431 | 1.1886 | 0.59431 | 0.59431 | 1.3425 | -178.6575 | -178.6575 | 1.3425 | -178.6575 | -178.6575
Line8_8_10 | 0 | 0 | 0 | 0 | 0 | 0 | 0 | 0 | 0 | 0 | 0 | 0 | 3.8758e-10 | 4.8257e-11 | 1.4553e-10 | -3.8758e-10 | -4.8257e-11 | -1.4553e-10 | -1.1233e-10 | 2.0473e-09 | -2.1034e-09 | 1.1233e-10 | -2.0473e-09 | 2.1034e-09 | 0 | 0 | 0 | 0 | 0 | 0 | 1.1886 | 0.59431 | 0.59431 | 1.1886 | 0.59431 | 0.59431 | 1.3425 | -178.6575 | -178.6575 | 1.3425 | -178.6575 | -178.6575
Line9_3_11 | 0.10593 | 0.18566 | 0.20423 | 0.10593 | 0.18566 | 0.20423 | 0.024464 | 0.042877 | 0.047166 | 0.024464 | 0.042877 | 0.047166 | -0.0028711 | -0.027502 | 0.00052205 | 0.0029833 | 0.027846 | -0.00010494 | -0.027975 | -0.035199 | -0.045574 | 0.0282 | 0.035888 | 0.046408 | 96.322 | 0.51287 | -148.4208 | -83.678 | -179.4871 | 31.5792 | 1.1495 | 1.0418 | 0.96631 | 1.1591 | 1.0594 | 0.98394 | 0.46231 | -127.4884 | 122.2354 | 0.28305 | -127.2956 | 121.7087

## LL_max_fault_6
name | pf_ikss_a_from_ka | pf_ikss_b_from_ka | pf_ikss_c_from_ka | pf_ikss_a_to_ka | pf_ikss_b_to_ka | pf_ikss_c_to_ka | pf_skss_a_from_mw | pf_skss_b_from_mw | pf_skss_c_from_mw | pf_skss_a_to_mw | pf_skss_b_to_mw | pf_skss_c_to_mw | pf_p_a_from_mw | pf_p_b_from_mw | pf_p_c_from_mw | pf_p_a_to_mw | pf_p_b_to_mw | pf_p_c_to_mw | pf_q_a_from_mvar | pf_q_b_from_mvar | pf_q_c_from_mvar | pf_q_a_to_mvar | pf_q_b_to_mvar | pf_q_c_to_mvar | pf_ikss_a_from_degree | pf_ikss_b_from_degree | pf_ikss_c_from_degree | pf_ikss_a_to_degree | pf_ikss_b_to_degree | pf_ikss_c_to_degree | pf_vm_a_from_pu | pf_vm_b_from_pu | pf_vm_c_from_pu | pf_vm_a_to_pu | pf_vm_b_to_pu | pf_vm_c_to_pu | pf_va_a_from_degree | pf_va_b_from_degree | pf_va_c_from_degree | pf_va_a_to_degree | pf_va_b_to_degree | pf_va_c_to_degree
Line0_1_2 | 0.11879 | 0.099306 | 0.069296 | 0.11879 | 0.099306 | 0.069296 | 0.027433 | 0.022934 | 0.016003 | 0.027433 | 0.022934 | 0.016003 | -0.011775 | 0.00036099 | -0.0077744 | 0.011916 | -0.00026237 | 0.0078224 | -0.027359 | -0.02487 | -0.015462 | 0.027642 | 0.025067 | 0.015558 | 113.4271 | -30.9187 | -123.2228 | -66.5729 | 149.0813 | 56.7772 | 1.0858 | 1.0845 | 1.0814 | 1.0973 | 1.0931 | 1.0881 | 0.14068 | -120.0872 | 120.0834 | 0.10633 | -120.3191 | 120.0842
Line10_11_12 | 0.10655 | 0.10703 | 0.10878 | 0.10655 | 0.10703 | 0.10878 | 0.024606 | 0.024718 | 0.025123 | 0.024606 | 0.024718 | 0.025123 | -0.0010158 | -0.0017068 | -0.0012557 | 0.0011293 | 0.0018213 | 0.0013741 | -0.027159 | -0.027225 | -0.027623 | 0.027386 | 0.027454 | 0.027859 | 91.8324 | -26.9273 | -147.767 | -88.1676 | 153.0727 | 32.233 | 1.1045 | 1.1036 | 1.1006 | 1.1139 | 1.1131 | 1.1103 | -0.3095 | -120.5146 | 119.6301 | -0.5289 | -120.7228 | 119.4094
Line11_12_13 | 0.10655 | 0.10703 | 0.10878 | 0.10655 | 0.10703 | 0.10878 | 0.024606 | 0.024718 | 0.025123 | 0.024606 | 0.024718 | 0.025123 | -0.0011293 | -0.0018213 | -0.0013741 | 0.0012428 | 0.0019359 | 0.0014924 | -0.027386 | -0.027454 | -0.027859 | 0.027613 | 0.027683 | 0.028096 | 91.8324 | -26.9273 | -147.767 | -88.1676 | 153.0727 | 32.233 | 1.1139 | 1.1131 | 1.1103 | 1.1234 | 1.1227 | 1.1199 | -0.5289 | -120.7228 | 119.4094 | -0.74462 | -120.9275 | 119.1924
Line12_13_15 | 0 | 0 | 0 | 0 | 0 | 0 | 0 | 0 | 0 | 0 | 0 | 0 | 9.0753e-10 | 8.9968e-10 | 8.6273e-10 | -9.0753e-10 | -8.9968e-10 | -8.6273e-10 | 1.6862e-10 | 2.0991e-10 | 1.8232e-10 | -1.6862e-10 | -2.0991e-10 | -1.8232e-10 | 0 | 0 | 0 | 0 | 0 | 0 | 1.1234 | 1.1227 | 1.1199 | 1.1234 | 1.1227 | 1.1199 | -0.74462 | -120.9275 | 119.1924 | -0.74462 | -120.9275 | 119.1924
Line13_13_14 | 0.10655 | 0.10703 | 0.10878 | 0.10655 | 0.10703 | 0.10878 | 0.024606 | 0.024718 | 0.025123 | 0.024606 | 0.024718 | 0.025123 | -0.0012428 | -0.0019359 | -0.0014924 | 0.0013563 | 0.0020504 | 0.0016108 | -0.027613 | -0.027683 | -0.028096 | 0.02784 | 0.027912 | 0.028333 | 91.8324 | -26.9273 | -147.767 | -88.1676 | 153.0727 | 32.233 | 1.1234 | 1.1227 | 1.1199 | 1.1328 | 1.1323 | 1.1296 | -0.74462 | -120.9275 | 119.1924 | -0.95675 | -121.1287 | 118.9792
Line14_15_16 | 0 | 0 | 0 | 0 | 0 | 0 | 0 | 0 | 0 | 0 | 0 | 0 | 6.0502e-10 | 5.9979e-10 | 5.7516e-10 | -6.0502e-10 | -5.9979e-10 | -5.7516e-10 | 1.1241e-10 | 1.3994e-10 | 1.2154e-10 | -1.1241e-10 | -1.3994e-10 | -1.2154e-10 | 0 | 0 | 0 | 0 | 0 | 0 | 1.1234 | 1.1227 | 1.1199 | 1.1234 | 1.1227 | 1.1199 | -0.74462 | -120.9275 | 119.1924 | -0.74462 | -120.9275 | 119.1924
Line15_16_17 | 0 | 0 | 0 | 0 | 0 | 0 | 0 | 0 | 0 | 0 | 0 | 0 | 3.0251e-10 | 2.9989e-10 | 2.8758e-10 | -3.0251e-10 | -2.9989e-10 | -2.8758e-10 | 5.6205e-11 | 6.997e-11 | 6.0772e-11 | -5.6205e-11 | -6.997e-11 | -6.0772e-11 | 0 | 0 | 0 | 0 | 0 | 0 | 1.1234 | 1.1227 | 1.1199 | 1.1234 | 1.1227 | 1.1199 | -0.74462 | -120.9275 | 119.1924 | -0.74462 | -120.9275 | 119.1924
Line16_4_18 | 0 | 0 | 0 | 0 | 0 | 0 | 0 | 0 | 0 | 0 | 0 | 0 | 1.9235e-10 | 1.881e-10 | 1.7532e-10 | -1.9235e-10 | -1.881e-10 | -1.7532e-10 | 1.0617e-11 | 2.6412e-11 | 1.5024e-11 | -1.0617e-11 | -2.6412e-11 | -1.5024e-11 | 0 | 0 | 0 | 0 | 0 | 0 | 1.0978 | 1.0968 | 1.0937 | 1.0978 | 1.0968 | 1.0937 | -0.14393 | -120.3584 | 119.7956 | -0.14393 | -120.3584 | 119.7956
Line17_5_19 | 0 | 0 | 0 | 0 | 0 | 0 | 0 | 0 | 0 | 0 | 0 | 0 | 1.4247e-10 | 1.374e-10 | 1.2462e-10 | -1.4247e-10 | -1.374e-10 | -1.2462e-10 | -1.0264e-11 | 6.3518e-12 | -6.0615e-12 | 1.0264e-11 | -6.3518e-12 | 6.0615e-12 | 0 | 0 | 0 | 0 | 0 | 0 | 1.0858 | 1.0845 | 1.0814 | 1.0858 | 1.0845 | 1.0814 | 0.14068 | -120.0872 | 120.0834 | 0.14068 | -120.0872 | 120.0834
Line1_1_3 | 0.10655 | 0.10703 | 0.10878 | 0.10655 | 0.10703 | 0.10878 | 0.024606 | 0.024718 | 0.025123 | 0.024606 | 0.024718 | 0.025123 | -0.00078874 | -0.0014777 | -0.001019 | 0.00090226 | 0.0015922 | 0.0011374 | -0.026705 | -0.026767 | -0.027149 | 0.026932 | 0.026996 | 0.027386 | 91.8324 | -26.9273 | -147.767 | -88.1676 | 153.0727 | 32.233 | 1.0858 | 1.0845 | 1.0814 | 1.0952 | 1.0941 | 1.091 | 0.14068 | -120.0872 | 120.0834 | -0.086337 | -120.3027 | 119.8548
Line2_1_4 | 0.13601 | 0.13686 | 0.13884 | 0.13601 | 0.13686 | 0.13884 | 0.031409 | 0.031608 | 0.032063 | 0.031409 | 0.031608 | 0.032063 | -0.0012515 | -0.002092 | -0.0014759 | 0.0014365 | 0.0022793 | 0.0016686 | -0.034081 | -0.034216 | -0.034643 | 0.034451 | 0.034591 | 0.035028 | 92.2437 | -26.5884 | -147.4771 | -87.7563 | 153.4116 | 32.5229 | 1.0858 | 1.0845 | 1.0814 | 1.0978 | 1.0968 | 1.0937 | 0.14068 | -120.0872 | 120.0834 | -0.14393 | -120.3584 | 119.7956
Line3_1_5 | 0 | 0 | 0 | 0 | 0 | 0 | 0 | 0 | 0 | 0 | 0 | 0 | 2.8494e-10 | 2.748e-10 | 2.4924e-10 | -2.8494e-10 | -2.748e-10 | -2.4924e-10 | -2.0528e-11 | 1.2703e-11 | -1.2123e-11 | 2.0528e-11 | -1.2703e-11 | 1.2123e-11 | 0 | 0 | 0 | 0 | 0 | 0 | 1.0858 | 1.0845 | 1.0814 | 1.0858 | 1.0845 | 1.0814 | 0.14068 | -120.0872 | 120.0834 | 0.14068 | -120.0872 | 120.0834
Line4_2_6 | 0.11879 | 0.099306 | 0.069296 | 0.11879 | 0.099306 | 0.069296 | 0.027433 | 0.022934 | 0.016003 | 0.027433 | 0.022934 | 0.016003 | -0.011916 | 0.00026237 | -0.0078224 | 0.012057 | -0.00016376 | 0.0078704 | -0.027642 | -0.025067 | -0.015558 | 0.027924 | 0.025265 | 0.015654 | 113.4271 | -30.9187 | -123.2228 | -66.5729 | 149.0813 | 56.7772 | 1.0973 | 1.0931 | 1.0881 | 1.1087 | 1.1017 | 1.0948 | 0.10633 | -120.3191 | 120.0842 | 0.072695 | -120.5474 | 120.085
Line5_6_7 | 0.11879 | 0.099306 | 0.069296 | 0.11879 | 0.099306 | 0.069296 | 0.027433 | 0.022934 | 0.016003 | 0.027433 | 0.022934 | 0.016003 | -0.012057 | 0.00016376 | -0.0078704 | 0.012198 | -6.514e-05 | 0.0079184 | -0.027924 | -0.025265 | -0.015654 | 0.028206 | 0.025462 | 0.01575 | 113.4271 | -30.9187 | -123.2228 | -66.5729 | 149.0813 | 56.7772 | 1.1087 | 1.1017 | 1.0948 | 1.1202 | 1.1102 | 1.1016 | 0.072695 | -120.5474 | 120.085 | 0.039749 | -120.7722 | 120.0858
Line6_7_8 | 0 | 0.061915 | 0.061915 | 0 | 0.061915 | 0.061915 | 0 | 0.014299 | 0.014299 | 0 | 0.014299 | 0.014299 | 8.6545e-10 | 0.015347 | 0.0038971 | -8.6545e-10 | -0.015309 | -0.0038588 | -8.9763e-12 | 0.0040598 | 0.015261 | 8.9762e-12 | -0.0039831 | -0.015184 | 0 | -135.5892 | 44.4108 | 0 | 44.4108 | -135.5892 | 1.1202 | 1.1102 | 1.1016 | 1.1202 | 1.1063 | 1.0957 | 0.039749 | -120.7722 | 120.0858 | 0.039749 | -121.0051 | 120.1522
Line7_8_9 | 0 | 0 | 0 | 0 | 0 | 0 | 0 | 0 | 0 | 0 | 0 | 0 | 2.8848e-10 | 2.2897e-10 | 1.8361e-10 | -2.8848e-10 | -2.2897e-10 | -1.8361e-10 | -2.9921e-12 | 7.4714e-11 | -1.1208e-11 | 2.992e-12 | -7.4715e-11 | 1.1208e-11 | 0 | 0 | 0 | 0 | 0 | 0 | 1.1202 | 1.1063 | 1.0957 | 1.1202 | 1.1063 | 1.0957 | 0.039749 | -121.0051 | 120.1522 | 0.039749 | -121.0051 | 120.1522
Line8_8_10 | 0 | 0 | 0 | 0 | 0 | 0 | 0 | 0 | 0 | 0 | 0 | 0 | 2.8848e-10 | 2.2897e-10 | 1.8361e-10 | -2.8848e-10 | -2.2897e-10 | -1.8361e-10 | -2.9921e-12 | 7.4714e-11 | -1.1208e-11 | 2.9921e-12 | -7.4714e-11 | 1.1208e-11 | 0 | 0 | 0 | 0 | 0 | 0 | 1.1202 | 1.1063 | 1.0957 | 1.1202 | 1.1063 | 1.0957 | 0.039749 | -121.0051 | 120.1522 | 0.039749 | -121.0051 | 120.1522
Line9_3_11 | 0.10655 | 0.10703 | 0.10878 | 0.10655 | 0.10703 | 0.10878 | 0.024606 | 0.024718 | 0.025123 | 0.024606 | 0.024718 | 0.025123 | -0.00090226 | -0.0015922 | -0.0011374 | 0.0010158 | 0.0017068 | 0.0012557 | -0.026932 | -0.026996 | -0.027386 | 0.027159 | 0.027225 | 0.027623 | 91.8324 | -26.9273 | -147.767 | -88.1676 | 153.0727 | 32.233 | 1.0952 | 1.0941 | 1.091 | 1.1045 | 1.1036 | 1.1006 | -0.086337 | -120.3027 | 119.8548 | -0.3095 | -120.5146 | 119.6301

## LL_max_fault_10
name | pf_ikss_a_from_ka | pf_ikss_b_from_ka | pf_ikss_c_from_ka | pf_ikss_a_to_ka | pf_ikss_b_to_ka | pf_ikss_c_to_ka | pf_skss_a_from_mw | pf_skss_b_from_mw | pf_skss_c_from_mw | pf_skss_a_to_mw | pf_skss_b_to_mw | pf_skss_c_to_mw | pf_p_a_from_mw | pf_p_b_from_mw | pf_p_c_from_mw | pf_p_a_to_mw | pf_p_b_to_mw | pf_p_c_to_mw | pf_q_a_from_mvar | pf_q_b_from_mvar | pf_q_c_from_mvar | pf_q_a_to_mvar | pf_q_b_to_mvar | pf_q_c_to_mvar | pf_ikss_a_from_degree | pf_ikss_b_from_degree | pf_ikss_c_from_degree | pf_ikss_a_to_degree | pf_ikss_b_to_degree | pf_ikss_c_to_degree | pf_vm_a_from_pu | pf_vm_b_from_pu | pf_vm_c_from_pu | pf_vm_a_to_pu | pf_vm_b_to_pu | pf_vm_c_to_pu | pf_va_a_from_degree | pf_va_b_from_degree | pf_va_c_from_degree | pf_va_a_to_degree | pf_va_b_to_degree | pf_va_c_to_degree
Line0_1_2 | 0.11964 | 0.099635 | 0.067517 | 0.11964 | 0.099635 | 0.067517 | 0.02763 | 0.02301 | 0.015592 | 0.02763 | 0.02301 | 0.015592 | -0.012342 | 0.0010456 | -0.0079644 | 0.012485 | -0.00094629 | 0.00801 | -0.028912 | -0.026126 | -0.015768 | 0.029198 | 0.026325 | 0.015859 | 113.2582 | -32.3895 | -123.1191 | -66.7418 | 147.6105 | 56.8809 | 1.1377 | 1.1364 | 1.1329 | 1.1493 | 1.1448 | 1.1395 | 0.14174 | -120.0978 | 120.0821 | 0.107 | -120.3308 | 120.0835
Line10_11_12 | 0.10774 | 0.10827 | 0.11012 | 0.10774 | 0.10827 | 0.11012 | 0.02488 | 0.025004 | 0.025432 | 0.02488 | 0.025004 | 0.025432 | -0.0011093 | -0.0018788 | -0.0013718 | 0.0012254 | 0.001996 | 0.0014931 | -0.028758 | -0.028835 | -0.029275 | 0.02899 | 0.02907 | 0.029518 | 91.9175 | -26.7803 | -147.6717 | -88.0825 | 153.2197 | 32.3283 | 1.1567 | 1.1556 | 1.1524 | 1.1662 | 1.1653 | 1.1621 | -0.29156 | -120.5081 | 119.6455 | -0.50292 | -120.7082 | 119.4327
Line11_12_13 | 0.10774 | 0.10827 | 0.11012 | 0.10774 | 0.10827 | 0.11012 | 0.02488 | 0.025004 | 0.025432 | 0.02488 | 0.025004 | 0.025432 | -0.0012254 | -0.001996 | -0.0014931 | 0.0013414 | 0.0021132 | 0.0016143 | -0.02899 | -0.02907 | -0.029518 | 0.029222 | 0.029304 | 0.02976 | 91.9175 | -26.7803 | -147.6717 | -88.0825 | 153.2197 | 32.3283 | 1.1662 | 1.1653 | 1.1621 | 1.1757 | 1.175 | 1.1719 | -0.50292 | -120.7082 | 119.4327 | -0.71085 | -120.9049 | 119.2234
Line12_13_15 | 0 | 0 | 0 | 0 | 0 | 0 | 0 | 0 | 0 | 0 | 0 | 0 | 9.806e-10 | 9.7112e-10 | 9.284e-10 | -9.806e-10 | -9.7112e-10 | -9.284e-10 | 1.765e-10 | 2.2454e-10 | 1.922e-10 | -1.765e-10 | -2.2454e-10 | -1.922e-10 | 0 | 0 | 0 | 0 | 0 | 0 | 1.1757 | 1.175 | 1.1719 | 1.1757 | 1.175 | 1.1719 | -0.71085 | -120.9049 | 119.2234 | -0.71085 | -120.9049 | 119.2234
Line13_13_14 | 0.10774 | 0.10827 | 0.11012 | 0.10774 | 0.10827 | 0.11012 | 0.02488 | 0.025004 | 0.025432 | 0.02488 | 0.025004 | 0.025432 | -0.0013414 | -0.0021132 | -0.0016143 | 0.0014575 | 0.0022304 | 0.0017356 | -0.029222 | -0.029304 | -0.02976 | 0.029454 | 0.029538 | 0.030003 | 91.9175 | -26.7803 | -147.6717 | -88.0825 | 153.2197 | 32.3283 | 1.1757 | 1.175 | 1.1719 | 1.1853 | 1.1847 | 1.1817 | -0.71085 | -120.9049 | 119.2234 | -0.91544 | -121.0985 | 119.0176
Line14_15_16 | 0 | 0 | 0 | 0 | 0 | 0 | 0 | 0 | 0 | 0 | 0 | 0 | 6.5373e-10 | 6.4742e-10 | 6.1893e-10 | -6.5373e-10 | -6.4742e-10 | -6.1893e-10 | 1.1766e-10 | 1.4969e-10 | 1.2813e-10 | -1.1767e-10 | -1.4969e-10 | -1.2813e-10 | 0 | 0 | 0 | 0 | 0 | 0 | 1.1757 | 1.175 | 1.1719 | 1.1757 | 1.175 | 1.1719 | -0.71085 | -120.9049 | 119.2234 | -0.71085 | -120.9049 | 119.2234
Line15_16_17 | 0 | 0 | 0 | 0 | 0 | 0 | 0 | 0 | 0 | 0 | 0 | 0 | 3.2687e-10 | 3.2371e-10 | 3.0947e-10 | -3.2687e-10 | -3.2371e-10 | -3.0947e-10 | 5.8832e-11 | 7.4847e-11 | 6.4067e-11 | -5.8833e-11 | -7.4847e-11 | -6.4067e-11 | 0 | 0 | 0 | 0 | 0 | 0 | 1.1757 | 1.175 | 1.1719 | 1.1757 | 1.175 | 1.1719 | -0.71085 | -120.9049 | 119.2234 | -0.71085 | -120.9049 | 119.2234
Line16_4_18 | 0 | 0 | 0 | 0 | 0 | 0 | 0 | 0 | 0 | 0 | 0 | 0 | 2.0976e-10 | 2.0476e-10 | 1.9003e-10 | -2.0976e-10 | -2.0476e-10 | -1.9003e-10 | 1.0497e-11 | 2.877e-11 | 1.553e-11 | -1.0497e-11 | -2.877e-11 | -1.553e-11 | 0 | 0 | 0 | 0 | 0 | 0 | 1.1498 | 1.1486 | 1.1452 | 1.1498 | 1.1486 | 1.1452 | -0.1297 | -120.3558 | 119.8074 | -0.1297 | -120.3558 | 119.8074
Line17_5_19 | 0 | 0 | 0 | 0 | 0 | 0 | 0 | 0 | 0 | 0 | 0 | 0 | 1.5739e-10 | 1.5147e-10 | 1.3676e-10 | -1.5739e-10 | -1.5147e-10 | -1.3676e-10 | -1.1352e-11 | 7.8246e-12 | -6.5505e-12 | 1.1352e-11 | -7.8246e-12 | 6.5504e-12 | 0 | 0 | 0 | 0 | 0 | 0 | 1.1377 | 1.1364 | 1.1329 | 1.1377 | 1.1364 | 1.1329 | 0.14174 | -120.0978 | 120.0821 | 0.14174 | -120.0978 | 120.0821
Line1_1_3 | 0.10774 | 0.10827 | 0.11012 | 0.10774 | 0.10827 | 0.11012 | 0.02488 | 0.025004 | 0.025432 | 0.02488 | 0.025004 | 0.025432 | -0.00087715 | -0.0016443 | -0.0011292 | 0.00099322 | 0.0017615 | 0.0012505 | -0.028293 | -0.028366 | -0.02879 | 0.028526 | 0.028601 | 0.029033 | 91.9175 | -26.7803 | -147.6717 | -88.0825 | 153.2197 | 32.3283 | 1.1377 | 1.1364 | 1.1329 | 1.1472 | 1.146 | 1.1426 | 0.14174 | -120.0978 | 120.0821 | -0.076702 | -120.3047 | 119.862
Line2_1_4 | 0.13626 | 0.13718 | 0.13925 | 0.13626 | 0.13718 | 0.13925 | 0.031467 | 0.03168 | 0.032158 | 0.031467 | 0.03168 | 0.032158 | -0.0013618 | -0.00229 | -0.0016062 | 0.0015475 | 0.0024781 | 0.0018001 | -0.035775 | -0.035927 | -0.036397 | 0.036146 | 0.036303 | 0.036785 | 92.3218 | -26.4507 | -147.391 | -87.6782 | 153.5493 | 32.609 | 1.1377 | 1.1364 | 1.1329 | 1.1498 | 1.1486 | 1.1452 | 0.14174 | -120.0978 | 120.0821 | -0.1297 | -120.3558 | 119.8074
Line3_1_5 | 0 | 0 | 0 | 0 | 0 | 0 | 0 | 0 | 0 | 0 | 0 | 0 | 3.1478e-10 | 3.0295e-10 | 2.7351e-10 | -3.1478e-10 | -3.0295e-10 | -2.7351e-10 | -2.2704e-11 | 1.5649e-11 | -1.3101e-11 | 2.2704e-11 | -1.5649e-11 | 1.3101e-11 | 0 | 0 | 0 | 0 | 0 | 0 | 1.1377 | 1.1364 | 1.1329 | 1.1377 | 1.1364 | 1.1329 | 0.14174 | -120.0978 | 120.0821 | 0.14174 | -120.0978 | 120.0821
Line4_2_6 | 0.11964 | 0.099635 | 0.067517 | 0.11964 | 0.099635 | 0.067517 | 0.02763 | 0.02301 | 0.015592 | 0.02763 | 0.02301 | 0.015592 | -0.012485 | 0.00094629 | -0.00801 | 0.012628 | -0.00084702 | 0.0080556 | -0.029198 | -0.026325 | -0.015859 | 0.029484 | 0.026523 | 0.01595 | 113.2582 | -32.3895 | -123.1191 | -66.7418 | 147.6105 | 56.8809 | 1.1493 | 1.1448 | 1.1395 | 1.1609 | 1.1533 | 1.146 | 0.107 | -120.3308 | 120.0835 | 0.072951 | -120.5604 | 120.0848
Line5_6_7 | 0.11964 | 0.099635 | 0.067517 | 0.11964 | 0.099635 | 0.067517 | 0.02763 | 0.02301 | 0.015592 | 0.02763 | 0.02301 | 0.015592 | -0.012628 | 0.00084702 | -0.0080556 | 0.012771 | -0.00074775 | 0.0081012 | -0.029484 | -0.026523 | -0.01595 | 0.029771 | 0.026722 | 0.016041 | 113.2582 | -32.3895 | -123.1191 | -66.7418 | 147.6105 | 56.8809 | 1.1609 | 1.1533 | 1.146 | 1.1724 | 1.1618 | 1.1525 | 0.072951 | -120.5604 | 120.0848 | 0.039575 | -120.7867 | 120.0861
Line6_7_8 | 0 | 0.06478 | 0.06478 | 0 | 0.06478 | 0.06478 | 0 | 0.01496 | 0.01496 | 0 | 0.01496 | 0.01496 | 9.3393e-10 | 0.016803 | 0.0042632 | -9.3393e-10 | -0.016761 | -0.0042213 | -9.7988e-12 | 0.0044434 | 0.016707 | 9.7988e-12 | -0.0043595 | -0.016623 | 0 | -135.5988 | 44.4012 | 0 | 44.4012 | -135.5988 | 1.1724 | 1.1618 | 1.1525 | 1.1724 | 1.1576 | 1.1464 | 0.039575 | -120.7867 | 120.0861 | 0.039575 | -121.0196 | 120.1526
Line7_8_9 | 0 | 0 | 0 | 0 | 0 | 0 | 0 | 0 | 0 | 0 | 0 | 0 | 3.1131e-10 | 2.4544e-10 | 1.9507e-10 | -3.1131e-10 | -2.4544e-10 | -1.9507e-10 | -3.2663e-12 | 8.3087e-11 | -1.2317e-11 | 3.2662e-12 | -8.3087e-11 | 1.2317e-11 | 0 | 0 | 0 | 0 | 0 | 0 | 1.1724 | 1.1576 | 1.1464 | 1.1724 | 1.1576 | 1.1464 | 0.039575 | -121.0196 | 120.1526 | 0.039575 | -121.0196 | 120.1526
Line8_8_10 | 0 | 0 | 0 | 0 | 0 | 0 | 0 | 0 | 0 | 0 | 0 | 0 | 3.1131e-10 | 2.4544e-10 | 1.9507e-10 | -3.1131e-10 | -2.4544e-10 | -1.9507e-10 | -3.2664e-12 | 8.3087e-11 | -1.2317e-11 | 3.2663e-12 | -8.3087e-11 | 1.2317e-11 | 0 | 0 | 0 | 0 | 0 | 0 | 1.1724 | 1.1576 | 1.1464 | 1.1724 | 1.1576 | 1.1464 | 0.039575 | -121.0196 | 120.1526 | 0.039575 | -121.0196 | 120.1526
Line9_3_11 | 0.10774 | 0.10827 | 0.11012 | 0.10774 | 0.10827 | 0.11012 | 0.02488 | 0.025004 | 0.025432 | 0.02488 | 0.025004 | 0.025432 | -0.00099322 | -0.0017615 | -0.0012505 | 0.0011093 | 0.0018788 | 0.0013718 | -0.028526 | -0.028601 | -0.029033 | 0.028758 | 0.028835 | 0.029275 | 91.9175 | -26.7803 | -147.6717 | -88.0825 | 153.2197 | 32.3283 | 1.1472 | 1.146 | 1.1426 | 1.1567 | 1.1556 | 1.1524 | -0.076702 | -120.3047 | 119.862 | -0.29156 | -120.5081 | 119.6455

## LL_min_6
name | pf_ikss_a_from_ka | pf_ikss_b_from_ka | pf_ikss_c_from_ka | pf_ikss_a_to_ka | pf_ikss_b_to_ka | pf_ikss_c_to_ka | pf_skss_a_from_mw | pf_skss_b_from_mw | pf_skss_c_from_mw | pf_skss_a_to_mw | pf_skss_b_to_mw | pf_skss_c_to_mw | pf_p_a_from_mw | pf_p_b_from_mw | pf_p_c_from_mw | pf_p_a_to_mw | pf_p_b_to_mw | pf_p_c_to_mw | pf_q_a_from_mvar | pf_q_b_from_mvar | pf_q_c_from_mvar | pf_q_a_to_mvar | pf_q_b_to_mvar | pf_q_c_to_mvar | pf_ikss_a_from_degree | pf_ikss_b_from_degree | pf_ikss_c_from_degree | pf_ikss_a_to_degree | pf_ikss_b_to_degree | pf_ikss_c_to_degree | pf_vm_a_from_pu | pf_vm_b_from_pu | pf_vm_c_from_pu | pf_vm_a_to_pu | pf_vm_b_to_pu | pf_vm_c_to_pu | pf_va_a_from_degree | pf_va_b_from_degree | pf_va_c_from_degree | pf_va_a_to_degree | pf_va_b_to_degree | pf_va_c_to_degree
Line0_1_2 | 0.0018277 | 1.4533 | 1.4545 | 0.0018277 | 1.4533 | 1.4545 | 0.00042209 | 0.33563 | 0.3359 | 0.00042209 | 0.33563 | 0.3359 | -0.00038952 | 0.28972 | 0.035522 | 0.00038959 | -0.24917 | 0.0050963 | -9.525e-05 | 0.072693 | 0.26574 | 9.5316e-05 | -0.03045 | -0.22343 | 166.2754 | -142.7793 | 37.1648 | -13.7246 | 37.2207 | -142.8352 | 0.95004 | 0.88997 | 0.79818 | 0.95023 | 0.74791 | 0.66535 | 0.016174 | -128.6942 | 119.5512 | 0.023268 | -135.812 | 128.4714
Line10_11_12 | 0.00042042 | 0.0024973 | 0.0021139 | 0.00042042 | 0.0024973 | 0.0021139 | 9.7091e-05 | 0.00057673 | 0.00048818 | 9.7091e-05 | 0.00057673 | 0.00048818 | -8.8016e-05 | -0.00050282 | -9.6701e-05 | 8.8019e-05 | 0.00050294 | 9.6786e-05 | 2.7612e-05 | -0.00010444 | -0.00037769 | -2.7609e-05 | 0.00010457 | 0.00037778 | -162.5608 | 39.5932 | -136.1056 | 17.4392 | -140.4068 | 43.8944 | 0.95009 | 0.89047 | 0.79862 | 0.95011 | 0.89071 | 0.79884 | 0.021626 | -128.6724 | 119.5333 | 0.024352 | -128.6615 | 119.5244
Line11_12_13 | 0.00042042 | 0.0024973 | 0.0021139 | 0.00042042 | 0.0024973 | 0.0021139 | 9.7091e-05 | 0.00057673 | 0.00048818 | 9.7091e-05 | 0.00057673 | 0.00048818 | -8.8019e-05 | -0.00050294 | -9.6786e-05 | 8.8022e-05 | 0.00050306 | 9.6872e-05 | 2.7609e-05 | -0.00010457 | -0.00037778 | -2.7605e-05 | 0.00010469 | 0.00037787 | -162.5608 | 39.5932 | -136.1057 | 17.4392 | -140.4068 | 43.8943 | 0.95011 | 0.89071 | 0.79884 | 0.95013 | 0.89096 | 0.79906 | 0.024352 | -128.6615 | 119.5244 | 0.027078 | -128.6506 | 119.5154
Line12_13_15 | 0 | 0 | 0 | 0 | 0 | 0 | 0 | 0 | 0 | 0 | 0 | 0 | 1.3766e-12 | -4.727e-10 | -1.3264e-09 | -1.3766e-12 | 4.727e-10 | 1.3264e-09 | -4.6923e-12 | 1.4004e-09 | 7.0621e-11 | 4.6923e-12 | -1.4004e-09 | -7.0622e-11 | 0 | 0 | 0 | 0 | 0 | 0 | 0.95013 | 0.89096 | 0.79906 | 0.95013 | 0.89096 | 0.79906 | 0.027078 | -128.6506 | 119.5154 | 0.027078 | -128.6506 | 119.5154
Line13_13_14 | 0.00042042 | 0.0024973 | 0.0021139 | 0.00042042 | 0.0024973 | 0.0021139 | 9.7091e-05 | 0.00057673 | 0.00048818 | 9.7091e-05 | 0.00057673 | 0.00048818 | -8.8022e-05 | -0.00050306 | -9.687e-05 | 8.8026e-05 | 0.00050318 | 9.6956e-05 | 2.7605e-05 | -0.0001047 | -0.00037787 | -2.7601e-05 | 0.00010482 | 0.00037796 | -162.5608 | 39.593 | -136.1059 | 17.4392 | -140.407 | 43.8941 | 0.95013 | 0.89096 | 0.79906 | 0.95015 | 0.89121 | 0.79929 | 0.027078 | -128.6506 | 119.5154 | 0.029803 | -128.6397 | 119.5065
Line14_15_16 | 0 | 0 | 0 | 0 | 0 | 0 | 0 | 0 | 0 | 0 | 0 | 0 | 9.1771e-13 | -3.1514e-10 | -8.8425e-10 | -9.1769e-13 | 3.1514e-10 | 8.8425e-10 | -3.1282e-12 | 9.3358e-10 | 4.7081e-11 | 3.1282e-12 | -9.3358e-10 | -4.7081e-11 | 0 | 0 | 0 | 0 | 0 | 0 | 0.95013 | 0.89096 | 0.79906 | 0.95013 | 0.89096 | 0.79906 | 0.027078 | -128.6506 | 119.5154 | 0.027078 | -128.6506 | 119.5154
Line15_16_17 | 0 | 0 | 0 | 0 | 0 | 0 | 0 | 0 | 0 | 0 | 0 | 0 | 4.5885e-13 | -1.5757e-10 | -4.4213e-10 | -4.5885e-13 | 1.5757e-10 | 4.4213e-10 | -1.5641e-12 | 4.6679e-10 | 2.354e-11 | 1.5641e-12 | -4.6679e-10 | -2.3541e-11 | 0 | 0 | 0 | 0 | 0 | 0 | 0.95013 | 0.89096 | 0.79906 | 0.95013 | 0.89096 | 0.79906 | 0.027078 | -128.6506 | 119.5154 | 0.027078 | -128.6506 | 119.5154
Line16_4_18 | 0 | 0 | 0 | 0 | 0 | 0 | 0 | 0 | 0 | 0 | 0 | 0 | 2.2628e-13 | -1.5958e-10 | -4.4371e-10 | -2.2629e-13 | 1.5958e-10 | 4.4371e-10 | -1.0929e-12 | 4.6816e-10 | 2.2222e-11 | 1.0929e-12 | -4.6816e-10 | -2.2222e-11 | 0 | 0 | 0 | 0 | 0 | 0 | 0.95006 | 0.89022 | 0.7984 | 0.95006 | 0.89022 | 0.7984 | 0.018921 | -128.6833 | 119.5422 | 0.018921 | -128.6833 | 119.5422
Line17_5_19 | 0 | 0 | 0 | 0 | 0 | 0 | 0 | 0 | 0 | 0 | 0 | 0 | 1.4574e-13 | -1.6026e-10 | -4.4424e-10 | -1.4574e-13 | 1.6026e-10 | 4.4424e-10 | -9.3416e-13 | 4.6861e-10 | 2.1776e-11 | 9.3416e-13 | -4.6861e-10 | -2.1776e-11 | 0 | 0 | 0 | 0 | 0 | 0 | 0.95004 | 0.88997 | 0.79818 | 0.95004 | 0.88997 | 0.79818 | 0.016174 | -128.6942 | 119.5512 | 0.016174 | -128.6942 | 119.5512
Line1_1_3 | 0.00042042 | 0.0024973 | 0.0021139 | 0.00042042 | 0.0024973 | 0.0021139 | 9.7091e-05 | 0.00057673 | 0.00048818 | 9.7091e-05 | 0.00057673 | 0.00048818 | -8.8009e-05 | -0.00050259 | -9.653e-05 | 8.8012e-05 | 0.00050271 | 9.6616e-05 | 2.7619e-05 | -0.00010419 | -0.00037751 | -2.7616e-05 | 0.00010432 | 0.0003776 | -162.5608 | 39.5933 | -136.1055 | 17.4392 | -140.4067 | 43.8945 | 0.95004 | 0.88997 | 0.79818 | 0.95006 | 0.89022 | 0.7984 | 0.016174 | -128.6942 | 119.5512 | 0.0189 | -128.6833 | 119.5423
Line2_1_4 | 0.00042551 | 0.0025131 | 0.0021258 | 0.00042551 | 0.0025131 | 0.0021258 | 9.8268e-05 | 0.00058038 | 0.00049094 | 9.8268e-05 | 0.00058038 | 0.00049094 | -8.9307e-05 | -0.00050529 | -9.5813e-05 | 8.931e-05 | 0.00050541 | 9.59e-05 | 2.7206e-05 | -0.00010714 | -0.00037996 | -2.7202e-05 | 0.00010727 | 0.00038005 | -163.0414 | 39.3341 | -136.2959 | 16.9586 | -140.6659 | 43.7041 | 0.95004 | 0.88997 | 0.79818 | 0.95006 | 0.89022 | 0.7984 | 0.016174 | -128.6942 | 119.5512 | 0.018921 | -128.6833 | 119.5422
Line3_1_5 | 0 | 0 | 0 | 0 | 0 | 0 | 0 | 0 | 0 | 0 | 0 | 0 | 2.9143e-13 | -3.2053e-10 | -8.8848e-10 | -2.9143e-13 | 3.2053e-10 | 8.8848e-10 | -1.8683e-12 | 9.3722e-10 | 4.3552e-11 | 1.8683e-12 | -9.3722e-10 | -4.3552e-11 | 0 | 0 | 0 | 0 | 0 | 0 | 0.95004 | 0.88997 | 0.79818 | 0.95004 | 0.88997 | 0.79818 | 0.016174 | -128.6942 | 119.5512 | 0.016174 | -128.6942 | 119.5512
Line4_2_6 | 0.0018277 | 1.4533 | 1.4545 | 0.0018277 | 1.4533 | 1.4545 | 0.00042209 | 0.33563 | 0.3359 | 0.00042209 | 0.33563 | 0.3359 | -0.00038959 | 0.24917 | -0.0050963 | 0.00038965 | -0.20862 | 0.045714 | -9.5316e-05 | 0.03045 | 0.22343 | 9.5383e-05 | 0.011794 | -0.18112 | 166.2754 | -142.7793 | 37.1648 | -13.7246 | 37.2207 | -142.8352 | 0.95023 | 0.74791 | 0.66535 | 0.95041 | 0.62255 | 0.55613 | 0.023268 | -135.812 | 128.4714 | 0.03036 | -146.0149 | 141.33
Line5_6_7 | 0.0018277 | 1.4533 | 1.4545 | 0.0018277 | 1.4533 | 1.4545 | 0.00042209 | 0.33563 | 0.3359 | 0.00042209 | 0.33563 | 0.3359 | -0.00038965 | 0.20862 | -0.045714 | 0.00038972 | -0.16806 | 0.086332 | -9.5383e-05 | -0.011794 | 0.18112 | 9.545e-05 | 0.054037 | -0.13881 | 166.2754 | -142.7793 | 37.1648 | -13.7246 | 37.2207 | -142.8352 | 0.95041 | 0.62255 | 0.55613 | 0.9506 | 0.52598 | 0.48666 | 0.03036 | -146.0149 | 141.33 | 0.037449 | -160.6035 | 159.0437
Line6_7_8 | 0 | 1.4628 | 1.4628 | 0 | 1.4628 | 1.4628 | 0 | 0.33782 | 0.33782 | 0 | 0.33782 | 0.33782 | 6.2495e-12 | 0.16935 | -0.087179 | -6.2495e-12 | -0.12826 | 0.12826 | -6.4926e-12 | -0.053795 | 0.13939 | 6.4926e-12 | 0.09659 | -0.09659 | 0 | -142.9803 | 37.0197 | 0 | 37.0197 | -142.9803 | 0.9506 | 0.52598 | 0.48666 | 0.9506 | 0.4753 | 0.4753 | 0.037449 | -160.6035 | 159.0437 | 0.037449 | -179.9626 | -179.9626
Line7_8_9 | 0 | 0 | 0 | 0 | 0 | 0 | 0 | 0 | 0 | 0 | 0 | 0 | 2.0832e-12 | -4.1629e-13 | 1.458e-12 | -2.0832e-12 | 4.1608e-13 | -1.458e-12 | -2.1641e-12 | 1.4333e-09 | -1.4344e-09 | 2.1641e-12 | -1.4333e-09 | 1.4344e-09 | 0 | 0 | 0 | 0 | 0 | 0 | 0.9506 | 0.4753 | 0.4753 | 0.9506 | 0.4753 | 0.4753 | 0.037449 | -179.9626 | -179.9626 | 0.037449 | -179.9626 | -179.9626
Line8_8_10 | 0 | 0 | 0 | 0 | 0 | 0 | 0 | 0 | 0 | 0 | 0 | 0 | 2.083e-12 | -4.1647e-13 | 1.4583e-12 | -2.083e-12 | 4.1626e-13 | -1.4582e-12 | -2.1642e-12 | 1.4333e-09 | -1.4344e-09 | 2.1641e-12 | -1.4333e-09 | 1.4344e-09 | 0 | 0 | 0 | 0 | 0 | 0 | 0.9506 | 0.4753 | 0.4753 | 0.9506 | 0.4753 | 0.4753 | 0.037449 | -179.9626 | -179.9626 | 0.037449 | -179.9626 | -179.9626
Line9_3_11 | 0.00042042 | 0.0024973 | 0.0021139 | 0.00042042 | 0.0024973 | 0.0021139 | 9.7091e-05 | 0.00057673 | 0.00048818 | 9.7091e-05 | 0.00057673 | 0.00048818 | -8.8012e-05 | -0.00050271 | -9.6615e-05 | 8.8016e-05 | 0.00050283 | 9.6701e-05 | 2.7616e-05 | -0.00010432 | -0.0003776 | -2.7612e-05 | 0.00010444 | 0.00037769 | -162.5608 | 39.5933 | -136.1056 | 17.4392 | -140.4067 | 43.8944 | 0.95006 | 0.89022 | 0.7984 | 0.95009 | 0.89047 | 0.79862 | 0.0189 | -128.6833 | 119.5423 | 0.021626 | -128.6724 | 119.5333

## LL_min_10
name | pf_ikss_a_from_ka | pf_ikss_b_from_ka | pf_ikss_c_from_ka | pf_ikss_a_to_ka | pf_ikss_b_to_ka | pf_ikss_c_to_ka | pf_skss_a_from_mw | pf_skss_b_from_mw | pf_skss_c_from_mw | pf_skss_a_to_mw | pf_skss_b_to_mw | pf_skss_c_to_mw | pf_p_a_from_mw | pf_p_b_from_mw | pf_p_c_from_mw | pf_p_a_to_mw | pf_p_b_to_mw | pf_p_c_to_mw | pf_q_a_from_mvar | pf_q_b_from_mvar | pf_q_c_from_mvar | pf_q_a_to_mvar | pf_q_b_to_mvar | pf_q_c_to_mvar | pf_ikss_a_from_degree | pf_ikss_b_from_degree | pf_ikss_c_from_degree | pf_ikss_a_to_degree | pf_ikss_b_to_degree | pf_ikss_c_to_degree | pf_vm_a_from_pu | pf_vm_b_from_pu | pf_vm_c_from_pu | pf_vm_a_to_pu | pf_vm_b_to_pu | pf_vm_c_to_pu | pf_va_a_from_degree | pf_va_b_from_degree | pf_va_c_from_degree | pf_va_a_to_degree | pf_va_b_to_degree | pf_va_c_to_degree
Line0_1_2 | 0.0017315 | 1.3768 | 1.3779 | 0.0017315 | 1.3768 | 1.3779 | 0.00039987 | 0.31797 | 0.31822 | 0.00039987 | 0.31797 | 0.31822 | -0.0003496 | 0.26003 | 0.031881 | 0.00034966 | -0.22363 | 0.004574 | -8.5487e-05 | 0.065243 | 0.23851 | 8.5547e-05 | -0.027329 | -0.20053 | 166.2754 | -142.7793 | 37.1648 | -13.7246 | 37.2207 | -142.8352 | 0.90004 | 0.84313 | 0.75617 | 0.90022 | 0.70855 | 0.63034 | 0.016174 | -128.6942 | 119.5512 | 0.023268 | -135.812 | 128.4714
Line10_11_12 | 0.00039829 | 0.0023659 | 0.0020026 | 0.00039829 | 0.0023659 | 0.0020026 | 9.1981e-05 | 0.00054638 | 0.00046249 | 9.1981e-05 | 0.00054638 | 0.00046249 | -7.8995e-05 | -0.00045129 | -8.6789e-05 | 7.8998e-05 | 0.0004514 | 8.6866e-05 | 2.4782e-05 | -9.374e-05 | -0.00033898 | -2.4779e-05 | 9.3852e-05 | 0.00033906 | -162.5608 | 39.5932 | -136.1056 | 17.4392 | -140.4068 | 43.8944 | 0.90008 | 0.8436 | 0.75659 | 0.9001 | 0.84383 | 0.7568 | 0.021626 | -128.6724 | 119.5333 | 0.024352 | -128.6615 | 119.5244
Line11_12_13 | 0.00039829 | 0.0023659 | 0.0020026 | 0.00039829 | 0.0023659 | 0.0020026 | 9.1981e-05 | 0.00054638 | 0.00046249 | 9.1981e-05 | 0.00054638 | 0.00046249 | -7.8998e-05 | -0.0004514 | -8.6866e-05 | 7.9001e-05 | 0.0004515 | 8.6943e-05 | 2.4779e-05 | -9.3852e-05 | -0.00033906 | -2.4776e-05 | 9.3964e-05 | 0.00033914 | -162.5608 | 39.5932 | -136.1057 | 17.4392 | -140.4068 | 43.8943 | 0.9001 | 0.84383 | 0.7568 | 0.90012 | 0.84407 | 0.75701 | 0.024352 | -128.6615 | 119.5244 | 0.027078 | -128.6506 | 119.5154
Line12_13_15 | 0 | 0 | 0 | 0 | 0 | 0 | 0 | 0 | 0 | 0 | 0 | 0 | 1.2355e-12 | -4.2425e-10 | -1.1904e-09 | -1.2355e-12 | 4.2425e-10 | 1.1904e-09 | -4.2114e-12 | 1.2568e-09 | 6.3383e-11 | 4.2114e-12 | -1.2568e-09 | -6.3383e-11 | 0 | 0 | 0 | 0 | 0 | 0 | 0.90012 | 0.84407 | 0.75701 | 0.90012 | 0.84407 | 0.75701 | 0.027078 | -128.6506 | 119.5154 | 0.027078 | -128.6506 | 119.5154
Line13_13_14 | 0.00039829 | 0.0023659 | 0.0020026 | 0.00039829 | 0.0023659 | 0.0020026 | 9.1981e-05 | 0.00054637 | 0.00046249 | 9.1981e-05 | 0.00054637 | 0.00046249 | -7.9001e-05 | -0.0004515 | -8.6941e-05 | 7.9004e-05 | 0.00045161 | 8.7018e-05 | 2.4776e-05 | -9.3966e-05 | -0.00033914 | -2.4773e-05 | 9.4078e-05 | 0.00033922 | -162.5608 | 39.593 | -136.1059 | 17.4392 | -140.407 | 43.8941 | 0.90012 | 0.84407 | 0.75701 | 0.90015 | 0.8443 | 0.75722 | 0.027078 | -128.6506 | 119.5154 | 0.029803 | -128.6397 | 119.5065
Line14_15_16 | 0 | 0 | 0 | 0 | 0 | 0 | 0 | 0 | 0 | 0 | 0 | 0 | 8.2365e-13 | -2.8284e-10 | -7.9362e-10 | -8.2365e-13 | 2.8284e-10 | 7.9362e-10 | -2.8076e-12 | 8.379e-10 | 4.2255e-11 | 2.8076e-12 | -8.379e-10 | -4.2255e-11 | 0 | 0 | 0 | 0 | 0 | 0 | 0.90012 | 0.84407 | 0.75701 | 0.90012 | 0.84407 | 0.75701 | 0.027078 | -128.6506 | 119.5154 | 0.027078 | -128.6506 | 119.5154
Line15_16_17 | 0 | 0 | 0 | 0 | 0 | 0 | 0 | 0 | 0 | 0 | 0 | 0 | 4.118e-13 | -1.4142e-10 | -3.9681e-10 | -4.118e-13 | 1.4142e-10 | 3.9681e-10 | -1.4038e-12 | 4.1895e-10 | 2.1128e-11 | 1.4038e-12 | -4.1895e-10 | -2.1128e-11 | 0 | 0 | 0 | 0 | 0 | 0 | 0.90012 | 0.84407 | 0.75701 | 0.90012 | 0.84407 | 0.75701 | 0.027078 | -128.6506 | 119.5154 | 0.027078 | -128.6506 | 119.5154
Line16_4_18 | 0 | 0 | 0 | 0 | 0 | 0 | 0 | 0 | 0 | 0 | 0 | 0 | 2.0308e-13 | -1.4323e-10 | -3.9823e-10 | -2.0308e-13 | 1.4323e-10 | 3.9823e-10 | -9.8088e-13 | 4.2017e-10 | 1.9945e-11 | 9.8088e-13 | -4.2017e-10 | -1.9945e-11 | 0 | 0 | 0 | 0 | 0 | 0 | 0.90006 | 0.84337 | 0.75638 | 0.90006 | 0.84337 | 0.75638 | 0.018921 | -128.6833 | 119.5422 | 0.018921 | -128.6833 | 119.5422
Line17_5_19 | 0 | 0 | 0 | 0 | 0 | 0 | 0 | 0 | 0 | 0 | 0 | 0 | 1.3079e-13 | -1.4384e-10 | -3.9871e-10 | -1.3079e-13 | 1.4384e-10 | 3.9871e-10 | -8.3845e-13 | 4.2058e-10 | 1.9544e-11 | 8.3843e-13 | -4.2058e-10 | -1.9544e-11 | 0 | 0 | 0 | 0 | 0 | 0 | 0.90004 | 0.84313 | 0.75617 | 0.90004 | 0.84313 | 0.75617 | 0.016174 | -128.6942 | 119.5512 | 0.016174 | -128.6942 | 119.5512
Line1_1_3 | 0.00039829 | 0.0023659 | 0.0020026 | 0.00039829 | 0.0023659 | 0.0020026 | 9.1981e-05 | 0.00054638 | 0.00046249 | 9.1981e-05 | 0.00054638 | 0.00046249 | -7.8988e-05 | -0.00045107 | -8.6636e-05 | 7.8992e-05 | 0.00045118 | 8.6713e-05 | 2.4788e-05 | -9.3515e-05 | -0.00033882 | -2.4785e-05 | 9.3627e-05 | 0.0003389 | -162.5608 | 39.5933 | -136.1055 | 17.4392 | -140.4067 | 43.8945 | 0.90004 | 0.84313 | 0.75617 | 0.90006 | 0.84337 | 0.75638 | 0.016174 | -128.6942 | 119.5512 | 0.0189 | -128.6833 | 119.5423
Line2_1_4 | 0.00040312 | 0.0023809 | 0.0020139 | 0.00040312 | 0.0023809 | 0.0020139 | 9.3096e-05 | 0.00054984 | 0.0004651 | 9.3096e-05 | 0.00054984 | 0.0004651 | -8.0154e-05 | -0.0004535 | -8.5993e-05 | 8.0157e-05 | 0.00045361 | 8.6071e-05 | 2.4417e-05 | -9.6161e-05 | -0.00034102 | -2.4414e-05 | 9.6274e-05 | 0.0003411 | -163.0414 | 39.3341 | -136.2959 | 16.9586 | -140.6659 | 43.7041 | 0.90004 | 0.84313 | 0.75617 | 0.90006 | 0.84337 | 0.75638 | 0.016174 | -128.6942 | 119.5512 | 0.018921 | -128.6833 | 119.5422
Line3_1_5 | 0 | 0 | 0 | 0 | 0 | 0 | 0 | 0 | 0 | 0 | 0 | 0 | 2.6158e-13 | -2.8768e-10 | -7.9742e-10 | -2.6158e-13 | 2.8768e-10 | 7.9742e-10 | -1.6768e-12 | 8.4116e-10 | 3.9088e-11 | 1.6768e-12 | -8.4116e-10 | -3.9088e-11 | 0 | 0 | 0 | 0 | 0 | 0 | 0.90004 | 0.84313 | 0.75617 | 0.90004 | 0.84313 | 0.75617 | 0.016174 | -128.6942 | 119.5512 | 0.016174 | -128.6942 | 119.5512
Line4_2_6 | 0.0017315 | 1.3768 | 1.3779 | 0.0017315 | 1.3768 | 1.3779 | 0.00039987 | 0.31797 | 0.31822 | 0.00039987 | 0.31797 | 0.31822 | -0.00034966 | 0.22363 | -0.004574 | 0.00034972 | -0.18723 | 0.041029 | -8.5547e-05 | 0.027329 | 0.20053 | 8.5607e-05 | 0.010585 | -0.16256 | 166.2754 | -142.7793 | 37.1648 | -13.7246 | 37.2207 | -142.8352 | 0.90022 | 0.70855 | 0.63034 | 0.90039 | 0.58979 | 0.52686 | 0.023268 | -135.812 | 128.4714 | 0.03036 | -146.0149 | 141.33
Line5_6_7 | 0.0017315 | 1.3768 | 1.3779 | 0.0017315 | 1.3768 | 1.3779 | 0.00039987 | 0.31797 | 0.31822 | 0.00039987 | 0.31797 | 0.31822 | -0.00034972 | 0.18723 | -0.041029 | 0.00034977 | -0.15084 | 0.077484 | -8.5607e-05 | -0.010585 | 0.16256 | 8.5667e-05 | 0.048499 | -0.12459 | 166.2754 | -142.7793 | 37.1648 | -13.7246 | 37.2207 | -142.8352 | 0.90039 | 0.58979 | 0.52686 | 0.90057 | 0.4983 | 0.46105 | 0.03036 | -146.0149 | 141.33 | 0.037449 | -160.6035 | 159.0437
Line6_7_8 | 0 | 1.3858 | 1.3858 | 0 | 1.3858 | 1.3858 | 0 | 0.32004 | 0.32004 | 0 | 0.32004 | 0.32004 | 5.6091e-12 | 0.15199 | -0.078244 | -5.6091e-12 | -0.11512 | 0.11512 | -5.8273e-12 | -0.048281 | 0.1251 | 5.8273e-12 | 0.08669 | -0.08669 | 0 | -142.9803 | 37.0197 | 0 | 37.0197 | -142.9803 | 0.90057 | 0.4983 | 0.46105 | 0.90057 | 0.45028 | 0.45028 | 0.037449 | -160.6035 | 159.0437 | 0.037449 | -179.9626 | -179.9626
Line7_8_9 | 0 | 0 | 0 | 0 | 0 | 0 | 0 | 0 | 0 | 0 | 0 | 0 | 1.8698e-12 | -3.7367e-13 | 1.3085e-12 | -1.8697e-12 | 3.736e-13 | -1.3085e-12 | -1.9423e-12 | 1.2864e-09 | -1.2873e-09 | 1.9424e-12 | -1.2864e-09 | 1.2873e-09 | 0 | 0 | 0 | 0 | 0 | 0 | 0.90057 | 0.45028 | 0.45028 | 0.90057 | 0.45028 | 0.45028 | 0.037449 | -179.9626 | -179.9626 | 0.037449 | -179.9626 | -179.9626
Line8_8_10 | 0 | 0 | 0 | 0 | 0 | 0 | 0 | 0 | 0 | 0 | 0 | 0 | 1.8696e-12 | -3.7373e-13 | 1.3088e-12 | -1.8696e-12 | 3.738e-13 | -1.3088e-12 | -1.9424e-12 | 1.2864e-09 | -1.2873e-09 | 1.9424e-12 | -1.2864e-09 | 1.2873e-09 | 0 | 0 | 0 | 0 | 0 | 0 | 0.90057 | 0.45028 | 0.45028 | 0.90057 | 0.45028 | 0.45028 | 0.037449 | -179.9626 | -179.9626 | 0.037449 | -179.9626 | -179.9626
Line9_3_11 | 0.00039829 | 0.0023659 | 0.0020026 | 0.00039829 | 0.0023659 | 0.0020026 | 9.1981e-05 | 0.00054638 | 0.00046249 | 9.1981e-05 | 0.00054638 | 0.00046249 | -7.8992e-05 | -0.00045118 | -8.6713e-05 | 7.8995e-05 | 0.00045129 | 8.679e-05 | 2.4785e-05 | -9.3628e-05 | -0.0003389 | -2.4782e-05 | 9.374e-05 | 0.00033898 | -162.5608 | 39.5933 | -136.1056 | 17.4392 | -140.4067 | 43.8944 | 0.90006 | 0.84337 | 0.75638 | 0.90008 | 0.8436 | 0.75659 | 0.0189 | -128.6833 | 119.5423 | 0.021626 | -128.6724 | 119.5333

## LL_min_fault_6
name | pf_ikss_a_from_ka | pf_ikss_b_from_ka | pf_ikss_c_from_ka | pf_ikss_a_to_ka | pf_ikss_b_to_ka | pf_ikss_c_to_ka | pf_skss_a_from_mw | pf_skss_b_from_mw | pf_skss_c_from_mw | pf_skss_a_to_mw | pf_skss_b_to_mw | pf_skss_c_to_mw | pf_p_a_from_mw | pf_p_b_from_mw | pf_p_c_from_mw | pf_p_a_to_mw | pf_p_b_to_mw | pf_p_c_to_mw | pf_q_a_from_mvar | pf_q_b_from_mvar | pf_q_c_from_mvar | pf_q_a_to_mvar | pf_q_b_to_mvar | pf_q_c_to_mvar | pf_ikss_a_from_degree | pf_ikss_b_from_degree | pf_ikss_c_from_degree | pf_ikss_a_to_degree | pf_ikss_b_to_degree | pf_ikss_c_to_degree | pf_vm_a_from_pu | pf_vm_b_from_pu | pf_vm_c_from_pu | pf_vm_a_to_pu | pf_vm_b_to_pu | pf_vm_c_to_pu | pf_va_a_from_degree | pf_va_b_from_degree | pf_va_c_from_degree | pf_va_a_to_degree | pf_va_b_to_degree | pf_va_c_to_degree
Line0_1_2 | 6.4788e-05 | 0.051518 | 0.051558 | 6.4788e-05 | 0.051518 | 0.051558 | 1.4962e-05 | 0.011897 | 0.011907 | 1.4962e-05 | 0.011897 | 0.011907 | -1.4135e-05 | 0.010908 | 0.0028962 | 1.4136e-05 | -0.010857 | -0.0028451 | -1.4924e-06 | 0.002877 | 0.010869 | 1.4925e-06 | -0.0028239 | -0.010816 | 173.9737 | -135.081 | 44.8631 | -6.0263 | 44.919 | -135.1369 | 0.95 | 0.94818 | 0.9447 | 0.95001 | 0.94291 | 0.93928 | 0.00058015 | -120.3057 | 119.943 | 0.00088256 | -120.5015 | 120.1255
Line10_11_12 | 1.4903e-05 | 8.8525e-05 | 7.4933e-05 | 1.4903e-05 | 8.8525e-05 | 7.4933e-05 | 3.4417e-06 | 2.0444e-05 | 1.7305e-05 | 3.4417e-06 | 2.0444e-05 | 1.7305e-05 | -2.96e-06 | -1.8932e-05 | -6.0315e-06 | 2.96e-06 | 1.8933e-05 | 6.0316e-06 | 1.3889e-06 | -4.1638e-06 | -1.5195e-05 | -1.3889e-06 | 4.1639e-06 | 1.5195e-05 | -154.8624 | 47.2916 | -128.4073 | 25.1376 | -132.7084 | 51.5927 | 0.95 | 0.9482 | 0.94471 | 0.95 | 0.94821 | 0.94472 | 0.00078457 | -120.305 | 119.9425 | 0.00088678 | -120.3047 | 119.9423
Line11_12_13 | 1.4903e-05 | 8.8525e-05 | 7.4933e-05 | 1.4903e-05 | 8.8525e-05 | 7.4933e-05 | 3.4417e-06 | 2.0444e-05 | 1.7305e-05 | 3.4417e-06 | 2.0444e-05 | 1.7305e-05 | -2.96e-06 | -1.8933e-05 | -6.0316e-06 | 2.96e-06 | 1.8933e-05 | 6.0317e-06 | 1.3889e-06 | -4.1639e-06 | -1.5195e-05 | -1.3889e-06 | 4.1641e-06 | 1.5195e-05 | -154.8624 | 47.2915 | -128.4073 | 25.1376 | -132.7085 | 51.5927 | 0.95 | 0.94821 | 0.94472 | 0.95 | 0.94822 | 0.94473 | 0.00088678 | -120.3047 | 119.9423 | 0.00098899 | -120.3043 | 119.9421
Line12_13_15 | 0 | 0 | 0 | 0 | 0 | 0 | 0 | 0 | 0 | 0 | 0 | 0 | 2.5994e-14 | -1.843e-11 | -5.4767e-11 | -2.5994e-14 | 1.843e-11 | 5.4767e-11 | -1.7136e-13 | 5.2626e-11 | 9.972e-12 | 1.7136e-13 | -5.2626e-11 | -9.972e-12 | 0 | 0 | 0 | 0 | 0 | 0 | 0.95 | 0.94822 | 0.94473 | 0.95 | 0.94822 | 0.94473 | 0.00098899 | -120.3043 | 119.9421 | 0.00098899 | -120.3043 | 119.9421
Line13_13_14 | 1.4903e-05 | 8.8525e-05 | 7.4933e-05 | 1.4903e-05 | 8.8525e-05 | 7.4933e-05 | 3.4417e-06 | 2.0444e-05 | 1.7305e-05 | 3.4417e-06 | 2.0444e-05 | 1.7305e-05 | -2.96e-06 | -1.8933e-05 | -6.0316e-06 | 2.96e-06 | 1.8933e-05 | 6.0317e-06 | 1.3889e-06 | -4.1642e-06 | -1.5195e-05 | -1.3889e-06 | 4.1643e-06 | 1.5195e-05 | -154.8624 | 47.2913 | -128.4076 | 25.1376 | -132.7087 | 51.5924 | 0.95 | 0.94822 | 0.94473 | 0.95 | 0.94823 | 0.94474 | 0.00098899 | -120.3043 | 119.9421 | 0.0010912 | -120.3039 | 119.9419
Line14_15_16 | 0 | 0 | 0 | 0 | 0 | 0 | 0 | 0 | 0 | 0 | 0 | 0 | 1.7329e-14 | -1.2286e-11 | -3.6511e-11 | -1.7329e-14 | 1.2286e-11 | 3.6511e-11 | -1.1424e-13 | 3.5084e-11 | 6.648e-12 | 1.1424e-13 | -3.5084e-11 | -6.648e-12 | 0 | 0 | 0 | 0 | 0 | 0 | 0.95 | 0.94822 | 0.94473 | 0.95 | 0.94822 | 0.94473 | 0.00098899 | -120.3043 | 119.9421 | 0.00098899 | -120.3043 | 119.9421
Line15_16_17 | 0 | 0 | 0 | 0 | 0 | 0 | 0 | 0 | 0 | 0 | 0 | 0 | 8.6639e-15 | -6.1432e-12 | -1.8256e-11 | -8.6639e-15 | 6.1432e-12 | 1.8256e-11 | -5.7119e-14 | 1.7542e-11 | 3.324e-12 | 5.7119e-14 | -1.7542e-11 | -3.324e-12 | 0 | 0 | 0 | 0 | 0 | 0 | 0.95 | 0.94822 | 0.94473 | 0.95 | 0.94822 | 0.94473 | 0.00098899 | -120.3043 | 119.9421 | 0.00098899 | -120.3043 | 119.9421
Line16_4_18 | 0 | 0 | 0 | 0 | 0 | 0 | 0 | 0 | 0 | 0 | 0 | 0 | 2.7456e-15 | -6.2345e-12 | -1.8342e-11 | -2.7462e-15 | 6.2345e-12 | 1.8342e-11 | -3.9465e-14 | 1.7603e-11 | 3.2886e-12 | 3.9464e-14 | -1.7603e-11 | -3.2886e-12 | 0 | 0 | 0 | 0 | 0 | 0 | 0.95 | 0.94819 | 0.9447 | 0.95 | 0.94819 | 0.9447 | 0.0006833 | -120.3054 | 119.9427 | 0.0006833 | -120.3054 | 119.9427
Line17_5_19 | 0 | 0 | 0 | 0 | 0 | 0 | 0 | 0 | 0 | 0 | 0 | 0 | 6.7327e-16 | -6.2654e-12 | -1.837e-11 | -6.7347e-16 | 6.2654e-12 | 1.837e-11 | -3.3506e-14 | 1.7624e-11 | 3.2766e-12 | 3.3507e-14 | -1.7624e-11 | -3.2766e-12 | 0 | 0 | 0 | 0 | 0 | 0 | 0.95 | 0.94818 | 0.9447 | 0.95 | 0.94818 | 0.9447 | 0.00058015 | -120.3057 | 119.943 | 0.00058015 | -120.3057 | 119.943
Line1_1_3 | 1.4903e-05 | 8.8525e-05 | 7.4933e-05 | 1.4903e-05 | 8.8525e-05 | 7.4933e-05 | 3.4417e-06 | 2.0444e-05 | 1.7305e-05 | 3.4417e-06 | 2.0444e-05 | 1.7305e-05 | -2.96e-06 | -1.8932e-05 | -6.0313e-06 | 2.96e-06 | 1.8932e-05 | 6.0314e-06 | 1.3889e-06 | -4.1634e-06 | -1.5195e-05 | -1.3889e-06 | 4.1636e-06 | 1.5195e-05 | -154.8624 | 47.2917 | -128.4071 | 25.1376 | -132.7083 | 51.5929 | 0.95 | 0.94818 | 0.9447 | 0.95 | 0.94819 | 0.9447 | 0.00058015 | -120.3057 | 119.943 | 0.00068236 | -120.3054 | 119.9427
Line2_1_4 | 1.5084e-05 | 8.9085e-05 | 7.5356e-05 | 1.5084e-05 | 8.9085e-05 | 7.5356e-05 | 3.4834e-06 | 2.0573e-05 | 1.7403e-05 | 3.4834e-06 | 2.0573e-05 | 1.7403e-05 | -3.0075e-06 | -1.9033e-05 | -6.0146e-06 | 3.0075e-06 | 1.9033e-05 | 6.0147e-06 | 1.3805e-06 | -4.2759e-06 | -1.5301e-05 | -1.3805e-06 | 4.2761e-06 | 1.5301e-05 | -155.3431 | 47.0324 | -128.5976 | 24.6569 | -132.9676 | 51.4024 | 0.95 | 0.94818 | 0.9447 | 0.95 | 0.94819 | 0.9447 | 0.00058015 | -120.3057 | 119.943 | 0.0006833 | -120.3054 | 119.9427
Line3_1_5 | 0 | 0 | 0 | 0 | 0 | 0 | 0 | 0 | 0 | 0 | 0 | 0 | 1.3484e-15 | -1.2531e-11 | -3.6741e-11 | -1.3485e-15 | 1.2531e-11 | 3.6741e-11 | -6.7013e-14 | 3.5247e-11 | 6.5531e-12 | 6.7014e-14 | -3.5247e-11 | -6.5531e-12 | 0 | 0 | 0 | 0 | 0 | 0 | 0.95 | 0.94818 | 0.9447 | 0.95 | 0.94818 | 0.9447 | 0.00058015 | -120.3057 | 119.943 | 0.00058015 | -120.3057 | 119.943
Line4_2_6 | 6.4788e-05 | 0.051518 | 0.051558 | 6.4788e-05 | 0.051518 | 0.051558 | 1.4962e-05 | 0.011897 | 0.011907 | 1.4962e-05 | 0.011897 | 0.011907 | -1.4136e-05 | 0.010857 | 0.0028451 | 1.4136e-05 | -0.010806 | -0.0027941 | -1.4925e-06 | 0.0028239 | 0.010816 | 1.4926e-06 | -0.0027708 | -0.010763 | 173.9737 | -135.081 | 44.8631 | -6.0263 | 44.919 | -135.1369 | 0.95001 | 0.94291 | 0.93928 | 0.95001 | 0.93765 | 0.93388 | 0.00088256 | -120.5015 | 120.1255 | 0.001185 | -120.6995 | 120.3101
Line5_6_7 | 6.4788e-05 | 0.051518 | 0.051558 | 6.4788e-05 | 0.051518 | 0.051558 | 1.4962e-05 | 0.011897 | 0.011907 | 1.4962e-05 | 0.011897 | 0.011907 | -1.4136e-05 | 0.010806 | 0.0027941 | 1.4136e-05 | -0.010755 | -0.0027431 | -1.4926e-06 | 0.0027708 | 0.010763 | 1.4926e-06 | -0.0027177 | -0.01071 | 173.9737 | -135.081 | 44.8631 | -6.0263 | 44.919 | -135.1369 | 0.95001 | 0.93765 | 0.93388 | 0.95002 | 0.9324 | 0.92848 | 0.001185 | -120.6995 | 120.3101 | 0.0014874 | -120.8997 | 120.4969
Line6_7_8 | 0 | 0.051853 | 0.051853 | 0 | 0.051853 | 0.051853 | 0 | 0.011975 | 0.011975 | 0 | 0.011975 | 0.011975 | 1.8843e-13 | 0.010815 | 0.0027314 | -1.8843e-13 | -0.010764 | -0.0026798 | -2.5771e-13 | 0.0027734 | 0.010778 | 2.5771e-13 | -0.0027196 | -0.010724 | 0 | -135.282 | 44.718 | 0 | 44.718 | -135.282 | 0.95002 | 0.9324 | 0.92848 | 0.95002 | 0.92711 | 0.92308 | 0.0014874 | -120.8997 | 120.4969 | 0.0014874 | -121.1023 | 120.6878
Line7_8_9 | 0 | 0 | 0 | 0 | 0 | 0 | 0 | 0 | 0 | 0 | 0 | 0 | 6.2805e-14 | -7.7211e-11 | -9.0889e-11 | -6.2807e-14 | 7.7211e-11 | 9.0889e-11 | -8.5902e-14 | 6.2127e-11 | -3.8599e-11 | 8.5904e-14 | -6.2127e-11 | 3.8599e-11 | 0 | 0 | 0 | 0 | 0 | 0 | 0.95002 | 0.92711 | 0.92308 | 0.95002 | 0.92711 | 0.92308 | 0.0014874 | -121.1023 | 120.6878 | 0.0014874 | -121.1023 | 120.6878
Line8_8_10 | 0 | 0 | 0 | 0 | 0 | 0 | 0 | 0 | 0 | 0 | 0 | 0 | 6.2807e-14 | -7.7211e-11 | -9.0889e-11 | -6.2807e-14 | 7.7211e-11 | 9.0889e-11 | -8.5904e-14 | 6.2127e-11 | -3.8599e-11 | 8.5904e-14 | -6.2127e-11 | 3.8599e-11 | 0 | 0 | 0 | 0 | 0 | 0 | 0.95002 | 0.92711 | 0.92308 | 0.95002 | 0.92711 | 0.92308 | 0.0014874 | -121.1023 | 120.6878 | 0.0014874 | -121.1023 | 120.6878
Line9_3_11 | 1.4903e-05 | 8.8525e-05 | 7.4933e-05 | 1.4903e-05 | 8.8525e-05 | 7.4933e-05 | 3.4417e-06 | 2.0444e-05 | 1.7305e-05 | 3.4417e-06 | 2.0444e-05 | 1.7305e-05 | -2.96e-06 | -1.8932e-05 | -6.0314e-06 | 2.96e-06 | 1.8932e-05 | 6.0315e-06 | 1.3889e-06 | -4.1636e-06 | -1.5195e-05 | -1.3889e-06 | 4.1637e-06 | 1.5195e-05 | -154.8624 | 47.2916 | -128.4072 | 25.1376 | -132.7084 | 51.5928 | 0.95 | 0.94819 | 0.9447 | 0.95 | 0.9482 | 0.94471 | 0.00068236 | -120.3054 | 119.9427 | 0.00078457 | -120.305 | 119.9425

## LL_min_fault_10
name | pf_ikss_a_from_ka | pf_ikss_b_from_ka | pf_ikss_c_from_ka | pf_ikss_a_to_ka | pf_ikss_b_to_ka | pf_ikss_c_to_ka | pf_skss_a_from_mw | pf_skss_b_from_mw | pf_skss_c_from_mw | pf_skss_a_to_mw | pf_skss_b_to_mw | pf_skss_c_to_mw | pf_p_a_from_mw | pf_p_b_from_mw | pf_p_c_from_mw | pf_p_a_to_mw | pf_p_b_to_mw | pf_p_c_to_mw | pf_q_a_from_mvar | pf_q_b_from_mvar | pf_q_c_from_mvar | pf_q_a_to_mvar | pf_q_b_to_mvar | pf_q_c_to_mvar | pf_ikss_a_from_degree | pf_ikss_b_from_degree | pf_ikss_c_from_degree | pf_ikss_a_to_degree | pf_ikss_b_to_degree | pf_ikss_c_to_degree | pf_vm_a_from_pu | pf_vm_b_from_pu | pf_vm_c_from_pu | pf_vm_a_to_pu | pf_vm_b_to_pu | pf_vm_c_to_pu | pf_va_a_from_degree | pf_va_b_from_degree | pf_va_c_from_degree | pf_va_a_to_degree | pf_va_b_to_degree | pf_va_c_to_degree
Line0_1_2 | 6.1378e-05 | 0.048806 | 0.048845 | 6.1378e-05 | 0.048806 | 0.048845 | 1.4175e-05 | 0.011271 | 0.01128 | 1.4175e-05 | 0.011271 | 0.01128 | -1.2687e-05 | 0.00979 | 0.0025993 | 1.2687e-05 | -0.0097443 | -0.0025535 | -1.3394e-06 | 0.0025821 | 0.0097552 | 1.3395e-06 | -0.0025345 | -0.0097075 | 173.9737 | -135.081 | 44.8631 | -6.0263 | 44.919 | -135.1369 | 0.9 | 0.89828 | 0.89498 | 0.90001 | 0.89328 | 0.88985 | 0.00058015 | -120.3057 | 119.943 | 0.00088256 | -120.5015 | 120.1255
Line10_11_12 | 1.4119e-05 | 8.3865e-05 | 7.0989e-05 | 1.4119e-05 | 8.3865e-05 | 7.0989e-05 | 3.2605e-06 | 1.9368e-05 | 1.6394e-05 | 3.2605e-06 | 1.9368e-05 | 1.6394e-05 | -2.6566e-06 | -1.6992e-05 | -5.4133e-06 | 2.6566e-06 | 1.6992e-05 | 5.4134e-06 | 1.2465e-06 | -3.737e-06 | -1.3638e-05 | -1.2465e-06 | 3.7371e-06 | 1.3638e-05 | -154.8624 | 47.2916 | -128.4073 | 25.1376 | -132.7084 | 51.5927 | 0.9 | 0.8983 | 0.89499 | 0.9 | 0.89831 | 0.895 | 0.00078457 | -120.305 | 119.9425 | 0.00088678 | -120.3047 | 119.9423
Line11_12_13 | 1.4119e-05 | 8.3865e-05 | 7.0989e-05 | 1.4119e-05 | 8.3865e-05 | 7.0989e-05 | 3.2605e-06 | 1.9368e-05 | 1.6394e-05 | 3.2605e-06 | 1.9368e-05 | 1.6394e-05 | -2.6566e-06 | -1.6992e-05 | -5.4134e-06 | 2.6566e-06 | 1.6992e-05 | 5.4135e-06 | 1.2465e-06 | -3.7372e-06 | -1.3638e-05 | -1.2465e-06 | 3.7373e-06 | 1.3638e-05 | -154.8624 | 47.2915 | -128.4073 | 25.1376 | -132.7085 | 51.5927 | 0.9 | 0.89831 | 0.895 | 0.9 | 0.89831 | 0.89501 | 0.00088678 | -120.3047 | 119.9423 | 0.00098899 | -120.3043 | 119.9421
Line12_13_15 | 0 | 0 | 0 | 0 | 0 | 0 | 0 | 0 | 0 | 0 | 0 | 0 | 2.3329e-14 | -1.6541e-11 | -4.9154e-11 | -2.3329e-14 | 1.6541e-11 | 4.9154e-11 | -1.538e-13 | 4.7232e-11 | 8.9499e-12 | 1.538e-13 | -4.7232e-11 | -8.9499e-12 | 0 | 0 | 0 | 0 | 0 | 0 | 0.9 | 0.89831 | 0.89501 | 0.9 | 0.89831 | 0.89501 | 0.00098899 | -120.3043 | 119.9421 | 0.00098899 | -120.3043 | 119.9421
Line13_13_14 | 1.4119e-05 | 8.3865e-05 | 7.0989e-05 | 1.4119e-05 | 8.3865e-05 | 7.0989e-05 | 3.2605e-06 | 1.9368e-05 | 1.6394e-05 | 3.2605e-06 | 1.9368e-05 | 1.6394e-05 | -2.6566e-06 | -1.6992e-05 | -5.4134e-06 | 2.6566e-06 | 1.6992e-05 | 5.4135e-06 | 1.2465e-06 | -3.7374e-06 | -1.3638e-05 | -1.2465e-06 | 3.7375e-06 | 1.3638e-05 | -154.8624 | 47.2913 | -128.4076 | 25.1376 | -132.7087 | 51.5924 | 0.9 | 0.89831 | 0.89501 | 0.9 | 0.89832 | 0.89501 | 0.00098899 | -120.3043 | 119.9421 | 0.0010912 | -120.3039 | 119.9419
Line14_15_16 | 0 | 0 | 0 | 0 | 0 | 0 | 0 | 0 | 0 | 0 | 0 | 0 | 1.5553e-14 | -1.1027e-11 | -3.2769e-11 | -1.5553e-14 | 1.1027e-11 | 3.2769e-11 | -1.0253e-13 | 3.1488e-11 | 5.9666e-12 | 1.0253e-13 | -3.1488e-11 | -5.9666e-12 | 0 | 0 | 0 | 0 | 0 | 0 | 0.9 | 0.89831 | 0.89501 | 0.9 | 0.89831 | 0.89501 | 0.00098899 | -120.3043 | 119.9421 | 0.00098899 | -120.3043 | 119.9421
Line15_16_17 | 0 | 0 | 0 | 0 | 0 | 0 | 0 | 0 | 0 | 0 | 0 | 0 | 7.7752e-15 | -5.5135e-12 | -1.6385e-11 | -7.7752e-15 | 5.5135e-12 | 1.6385e-11 | -5.1265e-14 | 1.5744e-11 | 2.9833e-12 | 5.1265e-14 | -1.5744e-11 | -2.9833e-12 | 0 | 0 | 0 | 0 | 0 | 0 | 0.9 | 0.89831 | 0.89501 | 0.9 | 0.89831 | 0.89501 | 0.00098899 | -120.3043 | 119.9421 | 0.00098899 | -120.3043 | 119.9421
Line16_4_18 | 0 | 0 | 0 | 0 | 0 | 0 | 0 | 0 | 0 | 0 | 0 | 0 | 2.4646e-15 | -5.5955e-12 | -1.6462e-11 | -2.4645e-15 | 5.5955e-12 | 1.6462e-11 | -3.542e-14 | 1.5799e-11 | 2.9515e-12 | 3.542e-14 | -1.5799e-11 | -2.9515e-12 | 0 | 0 | 0 | 0 | 0 | 0 | 0.9 | 0.89829 | 0.89498 | 0.9 | 0.89829 | 0.89498 | 0.0006833 | -120.3054 | 119.9427 | 0.0006833 | -120.3054 | 119.9427
Line17_5_19 | 0 | 0 | 0 | 0 | 0 | 0 | 0 | 0 | 0 | 0 | 0 | 0 | 6.0418e-16 | -5.6232e-12 | -1.6488e-11 | -6.0399e-16 | 5.6232e-12 | 1.6488e-11 | -3.0072e-14 | 1.5817e-11 | 2.9407e-12 | 3.0072e-14 | -1.5817e-11 | -2.9407e-12 | 0 | 0 | 0 | 0 | 0 | 0 | 0.9 | 0.89828 | 0.89498 | 0.9 | 0.89828 | 0.89498 | 0.00058015 | -120.3057 | 119.943 | 0.00058015 | -120.3057 | 119.943
Line1_1_3 | 1.4119e-05 | 8.3865e-05 | 7.0989e-05 | 1.4119e-05 | 8.3865e-05 | 7.0989e-05 | 3.2605e-06 | 1.9368e-05 | 1.6394e-05 | 3.2605e-06 | 1.9368e-05 | 1.6394e-05 | -2.6566e-06 | -1.6992e-05 | -5.4132e-06 | 2.6566e-06 | 1.6992e-05 | 5.4133e-06 | 1.2465e-06 | -3.7367e-06 | -1.3637e-05 | -1.2465e-06 | 3.7368e-06 | 1.3637e-05 | -154.8624 | 47.2917 | -128.4071 | 25.1376 | -132.7083 | 51.5929 | 0.9 | 0.89828 | 0.89498 | 0.9 | 0.89829 | 0.89498 | 0.00058015 | -120.3057 | 119.943 | 0.00068236 | -120.3054 | 119.9427
Line2_1_4 | 1.429e-05 | 8.4397e-05 | 7.139e-05 | 1.429e-05 | 8.4397e-05 | 7.139e-05 | 3.3001e-06 | 1.9491e-05 | 1.6487e-05 | 3.3001e-06 | 1.9491e-05 | 1.6487e-05 | -2.6993e-06 | -1.7082e-05 | -5.3981e-06 | 2.6993e-06 | 1.7082e-05 | 5.3982e-06 | 1.239e-06 | -3.8377e-06 | -1.3732e-05 | -1.239e-06 | 3.8378e-06 | 1.3733e-05 | -155.3431 | 47.0324 | -128.5976 | 24.6569 | -132.9676 | 51.4024 | 0.9 | 0.89828 | 0.89498 | 0.9 | 0.89829 | 0.89498 | 0.00058015 | -120.3057 | 119.943 | 0.0006833 | -120.3054 | 119.9427
Line3_1_5 | 0 | 0 | 0 | 0 | 0 | 0 | 0 | 0 | 0 | 0 | 0 | 0 | 1.2101e-15 | -1.1246e-11 | -3.2975e-11 | -1.2102e-15 | 1.1246e-11 | 3.2975e-11 | -6.0145e-14 | 3.1634e-11 | 5.8815e-12 | 6.0145e-14 | -3.1634e-11 | -5.8815e-12 | 0 | 0 | 0 | 0 | 0 | 0 | 0.9 | 0.89828 | 0.89498 | 0.9 | 0.89828 | 0.89498 | 0.00058015 | -120.3057 | 119.943 | 0.00058015 | -120.3057 | 119.943
Line4_2_6 | 6.1378e-05 | 0.048806 | 0.048845 | 6.1378e-05 | 0.048806 | 0.048845 | 1.4175e-05 | 0.011271 | 0.01128 | 1.4175e-05 | 0.011271 | 0.01128 | -1.2687e-05 | 0.0097443 | 0.0025535 | 1.2687e-05 | -0.0096985 | -0.0025077 | -1.3395e-06 | 0.0025345 | 0.0097075 | 1.3396e-06 | -0.0024868 | -0.0096597 | 173.9737 | -135.081 | 44.8631 | -6.0263 | 44.919 | -135.1369 | 0.90001 | 0.89328 | 0.88985 | 0.90001 | 0.8883 | 0.88473 | 0.00088256 | -120.5015 | 120.1255 | 0.001185 | -120.6995 | 120.3101
Line5_6_7 | 6.1378e-05 | 0.048806 | 0.048845 | 6.1378e-05 | 0.048806 | 0.048845 | 1.4175e-05 | 0.011271 | 0.01128 | 1.4175e-05 | 0.011271 | 0.01128 | -1.2687e-05 | 0.0096985 | 0.0025077 | 1.2687e-05 | -0.0096528 | -0.0024619 | -1.3396e-06 | 0.0024868 | 0.0096597 | 1.3397e-06 | -0.0024392 | -0.009612 | 173.9737 | -135.081 | 44.8631 | -6.0263 | 44.919 | -135.1369 | 0.90001 | 0.8883 | 0.88473 | 0.90002 | 0.88332 | 0.87962 | 0.001185 | -120.6995 | 120.3101 | 0.0014874 | -120.8997 | 120.4969
Line6_7_8 | 0 | 0.049124 | 0.049124 | 0 | 0.049124 | 0.049124 | 0 | 0.011345 | 0.011345 | 0 | 0.011345 | 0.011345 | 1.6912e-13 | 0.0097069 | 0.0024515 | -1.6912e-13 | -0.0096606 | -0.0024051 | -2.313e-13 | 0.0024891 | 0.0096732 | 2.3129e-13 | -0.0024409 | -0.0096249 | 0 | -135.282 | 44.718 | 0 | 44.718 | -135.282 | 0.90002 | 0.88332 | 0.87962 | 0.90002 | 0.87832 | 0.87449 | 0.0014874 | -120.8997 | 120.4969 | 0.0014874 | -121.1023 | 120.6878
Line7_8_9 | 0 | 0 | 0 | 0 | 0 | 0 | 0 | 0 | 0 | 0 | 0 | 0 | 5.637e-14 | -6.9297e-11 | -8.1574e-11 | -5.6373e-14 | 6.9297e-11 | 8.1574e-11 | -7.7101e-14 | 5.5759e-11 | -3.4643e-11 | 7.7101e-14 | -5.5759e-11 | 3.4643e-11 | 0 | 0 | 0 | 0 | 0 | 0 | 0.90002 | 0.87832 | 0.87449 | 0.90002 | 0.87832 | 0.87449 | 0.0014874 | -121.1023 | 120.6878 | 0.0014874 | -121.1023 | 120.6878
Line8_8_10 | 0 | 0 | 0 | 0 | 0 | 0 | 0 | 0 | 0 | 0 | 0 | 0 | 5.637e-14 | -6.9297e-11 | -8.1574e-11 | -5.6373e-14 | 6.9297e-11 | 8.1574e-11 | -7.7107e-14 | 5.5759e-11 | -3.4643e-11 | 7.7105e-14 | -5.5759e-11 | 3.4643e-11 | 0 | 0 | 0 | 0 | 0 | 0 | 0.90002 | 0.87832 | 0.87449 | 0.90002 | 0.87832 | 0.87449 | 0.0014874 | -121.1023 | 120.6878 | 0.0014874 | -121.1023 | 120.6878
Line9_3_11 | 1.4119e-05 | 8.3865e-05 | 7.0989e-05 | 1.4119e-05 | 8.3865e-05 | 7.0989e-05 | 3.2605e-06 | 1.9368e-05 | 1.6394e-05 | 3.2605e-06 | 1.9368e-05 | 1.6394e-05 | -2.6566e-06 | -1.6992e-05 | -5.4132e-06 | 2.6566e-06 | 1.6992e-05 | 5.4133e-06 | 1.2465e-06 | -3.7368e-06 | -1.3637e-05 | -1.2465e-06 | 3.737e-06 | 1.3638e-05 | -154.8624 | 47.2916 | -128.4072 | 25.1376 | -132.7084 | 51.5928 | 0.9 | 0.89829 | 0.89498 | 0.9 | 0.8983 | 0.89499 | 0.00068236 | -120.3054 | 119.9427 | 0.00078457 | -120.305 | 119.9425

## LG_max_6
name | pf_ikss_a_from_ka | pf_ikss_b_from_ka | pf_ikss_c_from_ka | pf_ikss_a_to_ka | pf_ikss_b_to_ka | pf_ikss_c_to_ka | pf_skss_a_from_mw | pf_skss_b_from_mw | pf_skss_c_from_mw | pf_skss_a_to_mw | pf_skss_b_to_mw | pf_skss_c_to_mw | pf_p_a_from_mw | pf_p_b_from_mw | pf_p_c_from_mw | pf_p_a_to_mw | pf_p_b_to_mw | pf_p_c_to_mw | pf_q_a_from_mvar | pf_q_b_from_mvar | pf_q_c_from_mvar | pf_q_a_to_mvar | pf_q_b_to_mvar | pf_q_c_to_mvar | pf_ikss_a_from_degree | pf_ikss_b_from_degree | pf_ikss_c_from_degree | pf_ikss_a_to_degree | pf_ikss_b_to_degree | pf_ikss_c_to_degree | 3xI0 | pf_vm_a_from_pu | pf_vm_b_from_pu | pf_vm_c_from_pu | pf_vm_a_to_pu | pf_vm_b_to_pu | pf_vm_c_to_pu | pf_va_a_from_degree | pf_va_b_from_degree | pf_va_c_from_degree | pf_va_a_to_degree | pf_va_b_to_degree | pf_va_c_to_degree
Line0_1_2 | 1.9832 | 0.24812 | 0.16119 | 1.9832 | 0.24812 | 0.16119 | 0.458 | 0.057301 | 0.037225 | 0.458 | 0.057301 | 0.037225 | 0.15584 | -0.065894 | 0.038384 | -0.12178 | 0.066222 | -0.03719 | 0.29716 | 0.022114 | -0.017802 | -0.22963 | -0.019369 | 0.01868 | -70.2022 | 73.6855 | 153.4639 | 109.7978 | -106.3145 | -26.5361 |  | 0.73263 | 1.213 | 1.1366 | 0.56752 | 1.2041 | 1.118 | -7.8758 | -124.8661 | 128.5822 | -8.1415 | -122.6176 | 126.7935
Line10_11_12 | 0.42442 | 0.14825 | 0.21707 | 0.42442 | 0.14825 | 0.21707 | 0.098016 | 0.034237 | 0.050129 | 0.098016 | 0.034237 | 0.050129 | -0.035002 | -0.036177 | 0.055424 | 0.036365 | 0.036405 | -0.055447 | -0.069166 | 0.021127 | -0.014616 | 0.071675 | -0.021099 | 0.015214 | 108.8331 | 85.8034 | 142.203 | -71.1669 | -94.1966 | -37.797 |  | 0.79087 | 1.2237 | 1.1434 | 0.82 | 1.229 | 1.147 | -8.0088 | -124.4811 | 127.4301 | -8.0682 | -124.2911 | 126.8593
Line11_12_13 | 0.42442 | 0.14825 | 0.21707 | 0.42442 | 0.14825 | 0.21707 | 0.098016 | 0.034237 | 0.050129 | 0.098016 | 0.034237 | 0.050129 | -0.036365 | -0.036405 | 0.055447 | 0.037728 | 0.036634 | -0.055471 | -0.071675 | 0.021099 | -0.015214 | 0.074185 | -0.021071 | 0.015813 | 108.8331 | 85.8034 | 142.203 | -71.1669 | -94.1966 | -37.797 |  | 0.82 | 1.229 | 1.147 | 0.84912 | 1.2344 | 1.1506 | -8.0682 | -124.2911 | 126.8593 | -8.1235 | -124.1028 | 126.2921
Line12_13_15 | 0 | 0 | 0 | 0 | 0 | 0 | 0 | 0 | 0 | 0 | 0 | 0 | 1.8692e-08 | 3.5695e-08 | -5.2272e-08 | -1.1869e-08 | -2.4644e-08 | 3.4396e-08 | 3.6732e-08 | -4.8239e-08 | -1.5164e-08 | -2.495e-08 | 3.1819e-08 | 1.0595e-08 | 0 | 0 | 0 | 0 | 0 | 0 |  | 0.84912 | 1.2344 | 1.1506 | 0.84912 | 1.2344 | 1.1506 | -8.1235 | -124.1028 | 126.2921 | -8.1235 | -124.1028 | 126.2921
Line13_13_14 | 0.42442 | 0.14825 | 0.21707 | 0.42442 | 0.14825 | 0.21707 | 0.098016 | 0.034237 | 0.050129 | 0.098016 | 0.034237 | 0.050129 | -0.037728 | -0.036634 | 0.055471 | 0.039092 | 0.036862 | -0.055494 | -0.074185 | 0.021071 | -0.015813 | 0.076694 | -0.021043 | 0.016411 | 108.8331 | 85.8035 | 142.203 | -71.1669 | -94.1965 | -37.797 |  | 0.84912 | 1.2344 | 1.1506 | 0.87824 | 1.2398 | 1.1544 | -8.1235 | -124.1028 | 126.2921 | -8.1752 | -123.9161 | 125.7285
Line14_15_16 | 0 | 0 | 0 | 0 | 0 | 0 | 0 | 0 | 0 | 0 | 0 | 0 | 1.2462e-08 | 2.3797e-08 | -3.4848e-08 | -5.6382e-09 | -1.2745e-08 | 1.6973e-08 | 2.4488e-08 | -3.2159e-08 | -1.0109e-08 | -1.2706e-08 | 1.574e-08 | 5.5402e-09 | 0 | 0 | 0 | 0 | 0 | 0 |  | 0.84912 | 1.2344 | 1.1506 | 0.84912 | 1.2344 | 1.1506 | -8.1235 | -124.1028 | 126.2921 | -8.1235 | -124.1028 | 126.2921
Line15_16_17 | 0 | 0 | 0 | 0 | 0 | 0 | 0 | 0 | 0 | 0 | 0 | 0 | 6.2308e-09 | 1.1898e-08 | -1.7424e-08 | 5.9262e-10 | -8.4668e-10 | -4.5129e-10 | 1.2244e-08 | -1.608e-08 | -5.0546e-09 | -4.6195e-10 | -3.4001e-10 | 4.8551e-10 | 0 | 0 | 0 | 0 | 0 | 0 |  | 0.84912 | 1.2344 | 1.1506 | 0.84912 | 1.2344 | 1.1506 | -8.1235 | -124.1028 | 126.2921 | -8.1235 | -124.1028 | 126.2921
Line16_4_18 | 0 | 0 | 0 | 0 | 0 | 0 | 0 | 0 | 0 | 0 | 0 | 0 | 5.6867e-09 | 1.4406e-08 | -1.9653e-08 | 7.6235e-10 | -7.8074e-10 | -4.2152e-10 | 1.3225e-08 | -1.7855e-08 | -7.623e-09 | -4.1714e-10 | -3.7699e-10 | 6.0383e-10 | 0 | 0 | 0 | 0 | 0 | 0 |  | 0.76925 | 1.221 | 1.1408 | 0.76925 | 1.221 | 1.1408 | -8.097 | -124.5998 | 127.9022 | -8.097 | -124.5998 | 127.9022
Line17_5_19 | 0 | 0 | 0 | 0 | 0 | 0 | 0 | 0 | 0 | 0 | 0 | 0 | 5.268e-09 | 1.5535e-08 | -2.0477e-08 | 8.2595e-10 | -7.4181e-10 | -4.1013e-10 | 1.3517e-08 | -1.8461e-08 | -8.9066e-09 | -3.865e-10 | -3.9615e-10 | 6.5304e-10 | 0 | 0 | 0 | 0 | 0 | 0 |  | 0.73263 | 1.213 | 1.1366 | 0.73263 | 1.213 | 1.1366 | -7.8758 | -124.8661 | 128.5822 | -7.8758 | -124.8661 | 128.5822
Line1_1_3 | 0.42442 | 0.14825 | 0.21707 | 0.42442 | 0.14825 | 0.21707 | 0.098016 | 0.034237 | 0.050129 | 0.098016 | 0.034237 | 0.050129 | -0.032275 | -0.03572 | 0.055377 | 0.033639 | 0.035949 | -0.0554 | -0.064147 | 0.021183 | -0.013418 | 0.066657 | -0.021155 | 0.014017 | 108.8332 | 85.8034 | 142.203 | -71.1668 | -94.1966 | -37.797 |  | 0.73263 | 1.213 | 1.1366 | 0.76175 | 1.2183 | 1.14 | -7.8758 | -124.8661 | 128.5822 | -7.9449 | -124.6728 | 128.0045
Line2_1_4 | 0.53202 | 0.19542 | 0.25458 | 0.53202 | 0.19542 | 0.25458 | 0.12287 | 0.045129 | 0.058793 | 0.12287 | 0.045129 | 0.058793 | -0.035524 | -0.050511 | 0.06563 | 0.037635 | 0.050942 | -0.065715 | -0.082709 | 0.021103 | -0.012587 | 0.086699 | -0.021006 | 0.013414 | 105.368 | 77.8086 | 139.439 | -74.632 | -102.1914 | -40.5611 |  | 0.73263 | 1.213 | 1.1366 | 0.76925 | 1.221 | 1.1408 | -7.8758 | -124.8661 | 128.5822 | -8.097 | -124.5998 | 127.9022
Line3_1_5 | 0 | 0 | 0 | 0 | 0 | 0 | 0 | 0 | 0 | 0 | 0 | 0 | 1.0536e-08 | 3.107e-08 | -4.0954e-08 | -4.4421e-09 | -1.6277e-08 | 2.0067e-08 | 2.7034e-08 | -3.6922e-08 | -1.7813e-08 | -1.3904e-08 | 1.8065e-08 | 9.5597e-09 | 0 | 0 | 0 | 0 | 0 | 0 |  | 0.73263 | 1.213 | 1.1366 | 0.73263 | 1.213 | 1.1366 | -7.8758 | -124.8661 | 128.5822 | -7.8758 | -124.8661 | 128.5822
Line4_2_6 | 1.9832 | 0.24812 | 0.16119 | 1.9832 | 0.24812 | 0.16119 | 0.458 | 0.057301 | 0.037225 | 0.458 | 0.057301 | 0.037225 | 0.12178 | -0.066222 | 0.03719 | -0.08773 | 0.066551 | -0.035995 | 0.22963 | 0.019369 | -0.01868 | -0.1621 | -0.016623 | 0.019558 | -70.2022 | 73.6855 | 153.4639 | 109.7978 | -106.3144 | -26.5361 |  | 0.56752 | 1.2041 | 1.118 | 0.40243 | 1.1971 | 1.1005 | -8.1415 | -122.6176 | 126.7935 | -8.6251 | -120.3392 | 124.9459
Line5_6_7 | 1.9832 | 0.24812 | 0.16119 | 1.9832 | 0.24812 | 0.16119 | 0.458 | 0.057301 | 0.037225 | 0.458 | 0.057301 | 0.037225 | 0.08773 | -0.066551 | 0.035995 | -0.053675 | 0.066879 | -0.0348 | 0.1621 | 0.016623 | -0.019558 | -0.094565 | -0.013878 | 0.020436 | -70.2022 | 73.6856 | 153.4639 | 109.7978 | -106.3144 | -26.5362 |  | 0.40243 | 1.1971 | 1.1005 | 0.23741 | 1.192 | 1.0841 | -8.6251 | -120.3392 | 124.9459 | -9.7813 | -118.0377 | 123.0407
Line6_7_8 | 2.9424 | 0 | 0 | 2.9424 | 0 | 0 | 0.67951 | 0 | 0 | 0.67951 | 0 | 0 | 0.072147 | 8.518e-08 | -8.6815e-08 | -6.6297e-15 | -5.9759e-08 | 5.8034e-08 | 0.14429 | -6.4029e-08 | -3.903e-08 | 6.6929e-14 | 4.0766e-08 | 2.4381e-08 | -73.2162 | 0 | 0 | 106.7838 | 0 | 0 |  | 0.23741 | 1.192 | 1.0841 | 0 | 1.178 | 1.0524 | -9.7813 | -118.0377 | 123.0407 | 0 | -115.844 | 121.1443
Line7_8_9 | 0 | 0 | 0 | 0 | 0 | 0 | 0 | 0 | 0 | 0 | 0 | 0 | 1.061e-21 | 2.9597e-08 | -2.9022e-08 | -9.0129e-18 | -5.6484e-10 | -1.0249e-11 | -2.7252e-21 | -2.0219e-08 | -1.215e-08 | 8.2788e-18 | 3.2869e-10 | 8.0922e-11 | 0 | 0 | 0 | 0 | 0 | 0 |  | 0 | 1.178 | 1.0524 | 0 | 1.178 | 1.0524 | 0 | -115.844 | 121.1443 | 0 | -115.844 | 121.1443
Line8_8_10 | 0 | 0 | 0 | 0 | 0 | 0 | 0 | 0 | 0 | 0 | 0 | 0 | 1.061e-21 | 2.9597e-08 | -2.9022e-08 | -9.0129e-18 | -5.6484e-10 | -1.0249e-11 | -2.7252e-21 | -2.0219e-08 | -1.215e-08 | 8.2788e-18 | 3.2869e-10 | 8.0922e-11 | 0 | 0 | 0 | 0 | 0 | 0 |  | 0 | 1.178 | 1.0524 | 0 | 1.178 | 1.0524 | 0 | -115.844 | 121.1443 | 0 | -115.844 | 121.1443
Line9_3_11 | 0.42442 | 0.14825 | 0.21707 | 0.42442 | 0.14825 | 0.21707 | 0.098016 | 0.034237 | 0.050129 | 0.098016 | 0.034237 | 0.050129 | -0.033639 | -0.035949 | 0.0554 | 0.035002 | 0.036177 | -0.055424 | -0.066657 | 0.021155 | -0.014017 | 0.069166 | -0.021127 | 0.014616 | 108.8331 | 85.8034 | 142.203 | -71.1669 | -94.1966 | -37.797 |  | 0.76175 | 1.2183 | 1.14 | 0.79087 | 1.2237 | 1.1434 | -7.9449 | -124.6728 | 128.0045 | -8.0088 | -124.4811 | 127.4301

## LG_max_10
name | pf_ikss_a_from_ka | pf_ikss_b_from_ka | pf_ikss_c_from_ka | pf_ikss_a_to_ka | pf_ikss_b_to_ka | pf_ikss_c_to_ka | pf_skss_a_from_mw | pf_skss_b_from_mw | pf_skss_c_from_mw | pf_skss_a_to_mw | pf_skss_b_to_mw | pf_skss_c_to_mw | pf_p_a_from_mw | pf_p_b_from_mw | pf_p_c_from_mw | pf_p_a_to_mw | pf_p_b_to_mw | pf_p_c_to_mw | pf_q_a_from_mvar | pf_q_b_from_mvar | pf_q_c_from_mvar | pf_q_a_to_mvar | pf_q_b_to_mvar | pf_q_c_to_mvar | pf_ikss_a_from_degree | pf_ikss_b_from_degree | pf_ikss_c_from_degree | pf_ikss_a_to_degree | pf_ikss_b_to_degree | pf_ikss_c_to_degree | 3xI0 | pf_vm_a_from_pu | pf_vm_b_from_pu | pf_vm_c_from_pu | pf_vm_a_to_pu | pf_vm_b_to_pu | pf_vm_c_to_pu | pf_va_a_from_degree | pf_va_b_from_degree | pf_va_c_from_degree | pf_va_a_to_degree | pf_va_b_to_degree | pf_va_c_to_degree
Line0_1_2 | 2.0537 | 0.25493 | 0.16663 | 2.0537 | 0.25493 | 0.16663 | 0.47428 | 0.058874 | 0.038482 | 0.47428 | 0.058874 | 0.038482 | 0.1664 | -0.070829 | 0.042284 | -0.12988 | 0.071198 | -0.041017 | 0.31798 | 0.024699 | -0.017881 | -0.24553 | -0.021787 | 0.018845 | -70.4889 | 74.2334 | 151.6903 | 109.5111 | -105.7666 | -28.3098 |  | 0.75669 | 1.2741 | 1.193 | 0.58565 | 1.2647 | 1.173 | -8.1127 | -124.9911 | 128.7671 | -8.3661 | -122.7812 | 127.0144
Line10_11_12 | 0.43865 | 0.1559 | 0.22314 | 0.43865 | 0.1559 | 0.22314 | 0.1013 | 0.036003 | 0.051531 | 0.1013 | 0.036004 | 0.051531 | -0.037417 | -0.03975 | 0.060078 | 0.038866 | 0.039997 | -0.060104 | -0.073797 | 0.023657 | -0.014533 | 0.076474 | -0.02362 | 0.015157 | 108.6512 | 86.1611 | 141.2466 | -71.3488 | -93.8389 | -38.7534 |  | 0.81676 | 1.2848 | 1.1995 | 0.84681 | 1.2902 | 1.2029 | -8.2352 | -124.5971 | 127.6482 | -8.2899 | -124.4025 | 127.0933
Line11_12_13 | 0.43865 | 0.1559 | 0.22314 | 0.43865 | 0.1559 | 0.22314 | 0.1013 | 0.036004 | 0.051531 | 0.1013 | 0.036004 | 0.051531 | -0.038866 | -0.039997 | 0.060104 | 0.040316 | 0.040243 | -0.060131 | -0.076474 | 0.02362 | -0.015157 | 0.079151 | -0.023583 | 0.015781 | 108.6512 | 86.1611 | 141.2466 | -71.3488 | -93.8389 | -38.7534 |  | 0.84681 | 1.2902 | 1.2029 | 0.87685 | 1.2955 | 1.2064 | -8.2899 | -124.4025 | 127.0933 | -8.3409 | -124.2096 | 126.5416
Line12_13_15 | 0 | 0 | 0 | 0 | 0 | 0 | 0 | 0 | 0 | 0 | 0 | 0 | 2.0799e-08 | 4.0812e-08 | -5.9316e-08 | -1.3186e-08 | -2.8151e-08 | 3.9042e-08 | 4.1185e-08 | -5.4771e-08 | -1.7888e-08 | -2.797e-08 | 3.613e-08 | 1.248e-08 | 0 | 0 | 0 | 0 | 0 | 0 |  | 0.87685 | 1.2955 | 1.2064 | 0.87685 | 1.2955 | 1.2064 | -8.3409 | -124.2096 | 126.5416 | -8.3409 | -124.2096 | 126.5416
Line13_13_14 | 0.43865 | 0.1559 | 0.22314 | 0.43865 | 0.1559 | 0.22314 | 0.1013 | 0.036004 | 0.051531 | 0.1013 | 0.036004 | 0.051531 | -0.040316 | -0.040243 | 0.060131 | 0.041765 | 0.040489 | -0.060157 | -0.079151 | 0.023583 | -0.015781 | 0.081828 | -0.023546 | 0.016405 | 108.6512 | 86.1611 | 141.2465 | -71.3488 | -93.8389 | -38.7535 |  | 0.87685 | 1.2955 | 1.2064 | 0.90689 | 1.3009 | 1.21 | -8.3409 | -124.2096 | 126.5416 | -8.3885 | -124.0182 | 125.9932
Line14_15_16 | 0 | 0 | 0 | 0 | 0 | 0 | 0 | 0 | 0 | 0 | 0 | 0 | 1.3866e-08 | 2.7208e-08 | -3.9544e-08 | -6.2531e-09 | -1.4547e-08 | 1.927e-08 | 2.7457e-08 | -3.6514e-08 | -1.1926e-08 | -1.4241e-08 | 1.7873e-08 | 6.5171e-09 | 0 | 0 | 0 | 0 | 0 | 0 |  | 0.87685 | 1.2955 | 1.2064 | 0.87685 | 1.2955 | 1.2064 | -8.3409 | -124.2096 | 126.5416 | -8.3409 | -124.2096 | 126.5416
Line15_16_17 | 0 | 0 | 0 | 0 | 0 | 0 | 0 | 0 | 0 | 0 | 0 | 0 | 6.9332e-09 | 1.3604e-08 | -1.9772e-08 | 6.8005e-10 | -9.4292e-10 | -5.023e-10 | 1.3728e-08 | -1.8257e-08 | -5.9628e-09 | -5.1303e-10 | -3.8356e-10 | 5.5433e-10 | 0 | 0 | 0 | 0 | 0 | 0 |  | 0.87685 | 1.2955 | 1.2064 | 0.87685 | 1.2955 | 1.2064 | -8.3409 | -124.2096 | 126.5416 | -8.3409 | -124.2096 | 126.5416
Line16_4_18 | 0 | 0 | 0 | 0 | 0 | 0 | 0 | 0 | 0 | 0 | 0 | 0 | 6.3154e-09 | 1.6352e-08 | -2.2177e-08 | 8.5693e-10 | -8.7341e-10 | -4.7375e-10 | 1.4728e-08 | -2.0186e-08 | -8.809e-09 | -4.6357e-10 | -4.2574e-10 | 6.8123e-10 | 0 | 0 | 0 | 0 | 0 | 0 |  | 0.79412 | 1.2821 | 1.1969 | 0.79412 | 1.2821 | 1.1969 | -8.3217 | -124.7227 | 128.1121 | -8.3217 | -124.7227 | 128.1121
Line17_5_19 | 0 | 0 | 0 | 0 | 0 | 0 | 0 | 0 | 0 | 0 | 0 | 0 | 5.8612e-09 | 1.7572e-08 | -2.3059e-08 | 9.2199e-10 | -8.329e-10 | -4.6305e-10 | 1.5014e-08 | -2.0842e-08 | -1.0206e-08 | -4.3069e-10 | -4.4709e-10 | 7.3341e-10 | 0 | 0 | 0 | 0 | 0 | 0 |  | 0.75669 | 1.2741 | 1.193 | 0.75669 | 1.2741 | 1.193 | -8.1127 | -124.9911 | 128.7671 | -8.1127 | -124.9911 | 128.7671
Line1_1_3 | 0.43865 | 0.1559 | 0.22314 | 0.43865 | 0.1559 | 0.22314 | 0.1013 | 0.036003 | 0.051531 | 0.1013 | 0.036003 | 0.051531 | -0.034519 | -0.039257 | 0.060024 | 0.035968 | 0.039504 | -0.060051 | -0.068442 | 0.02373 | -0.013285 | 0.07112 | -0.023693 | 0.013909 | 108.6512 | 86.161 | 141.2466 | -71.3488 | -93.839 | -38.7534 |  | 0.75669 | 1.2741 | 1.193 | 0.78672 | 1.2794 | 1.1962 | -8.1127 | -124.9911 | 128.7671 | -8.1763 | -124.7933 | 128.2061
Line2_1_4 | 0.54485 | 0.20286 | 0.25992 | 0.54485 | 0.20286 | 0.25992 | 0.12583 | 0.046849 | 0.060025 | 0.12583 | 0.046849 | 0.060025 | -0.037803 | -0.054754 | 0.070577 | 0.040008 | 0.055207 | -0.070667 | -0.087386 | 0.02377 | -0.012119 | 0.091563 | -0.02366 | 0.012968 | 105.2807 | 78.4755 | 138.5105 | -74.7193 | -101.5245 | -41.4895 |  | 0.75669 | 1.2741 | 1.193 | 0.79412 | 1.2821 | 1.1969 | -8.1127 | -124.9911 | 128.7671 | -8.3217 | -124.7227 | 128.1121
Line3_1_5 | 0 | 0 | 0 | 0 | 0 | 0 | 0 | 0 | 0 | 0 | 0 | 0 | 1.1722e-08 | 3.5143e-08 | -4.6118e-08 | -4.9392e-09 | -1.8404e-08 | 2.2596e-08 | 3.0028e-08 | -4.1684e-08 | -2.0411e-08 | -1.5444e-08 | 2.0395e-08 | 1.0939e-08 | 0 | 0 | 0 | 0 | 0 | 0 |  | 0.75669 | 1.2741 | 1.193 | 0.75669 | 1.2741 | 1.193 | -8.1127 | -124.9911 | 128.7671 | -8.1127 | -124.9911 | 128.7671
Line4_2_6 | 2.0537 | 0.25493 | 0.16663 | 2.0537 | 0.25493 | 0.16663 | 0.47428 | 0.058874 | 0.038482 | 0.47428 | 0.058874 | 0.038482 | 0.12988 | -0.071198 | 0.041017 | -0.093352 | 0.071566 | -0.039751 | 0.24553 | 0.021787 | -0.018845 | -0.17309 | -0.018875 | 0.019808 | -70.4889 | 74.2334 | 151.6902 | 109.5111 | -105.7666 | -28.3098 |  | 0.58565 | 1.2647 | 1.173 | 0.41464 | 1.2572 | 1.1541 | -8.3661 | -122.7812 | 127.0144 | -8.8286 | -120.5416 | 125.2026
Line5_6_7 | 2.0537 | 0.25493 | 0.16663 | 2.0537 | 0.25493 | 0.16663 | 0.47428 | 0.058874 | 0.038482 | 0.47428 | 0.058874 | 0.038482 | 0.093352 | -0.071566 | 0.039751 | -0.056827 | 0.071935 | -0.038485 | 0.17309 | 0.018875 | -0.019808 | -0.10064 | -0.015963 | 0.020772 | -70.4889 | 74.2334 | 151.6902 | 109.5111 | -105.7666 | -28.3098 |  | 0.41464 | 1.2572 | 1.1541 | 0.24369 | 1.2516 | 1.1364 | -8.8286 | -120.5416 | 125.2026 | -9.9402 | -118.2784 | 123.3324
Line6_7_8 | 3.0201 | 0 | 0 | 3.0201 | 0 | 0 | 0.69747 | 0 | 0 | 0.69747 | 0 | 0 | 0.076011 | 9.4584e-08 | -9.6321e-08 | 2.3648e-15 | -6.6299e-08 | 6.4351e-08 | 0.15202 | -7.1649e-08 | -4.3945e-08 | 2.2891e-14 | 4.5656e-08 | 2.754e-08 | -73.3751 | 0 | 0 | 106.6249 | 0 | 0 |  | 0.24369 | 1.2516 | 1.1364 | 0 | 1.2371 | 1.1036 | -9.9402 | -118.2784 | 123.3324 | 0 | -116.1353 | 121.4898
Line7_8_9 | 0 | 0 | 0 | 0 | 0 | 0 | 0 | 0 | 0 | 0 | 0 | 0 | 1.6958e-22 | 3.2833e-08 | -3.2184e-08 | -1.0048e-17 | -6.333e-10 | -1.6074e-11 | -1.0195e-21 | -2.266e-08 | -1.3712e-08 | 9.1158e-18 | 3.363e-10 | 1.1573e-10 | 0 | 0 | 0 | 0 | 0 | 0 |  | 0 | 1.2371 | 1.1036 | 0 | 1.2371 | 1.1036 | 0 | -116.1353 | 121.4898 | 0 | -116.1353 | 121.4898
Line8_8_10 | 0 | 0 | 0 | 0 | 0 | 0 | 0 | 0 | 0 | 0 | 0 | 0 | 1.6958e-22 | 3.2833e-08 | -3.2184e-08 | -1.0048e-17 | -6.333e-10 | -1.6074e-11 | -1.0195e-21 | -2.266e-08 | -1.3712e-08 | 9.1158e-18 | 3.363e-10 | 1.1573e-10 | 0 | 0 | 0 | 0 | 0 | 0 |  | 0 | 1.2371 | 1.1036 | 0 | 1.2371 | 1.1036 | 0 | -116.1353 | 121.4898 | 0 | -116.1353 | 121.4898
Line9_3_11 | 0.43865 | 0.1559 | 0.22314 | 0.43865 | 0.1559 | 0.22314 | 0.1013 | 0.036003 | 0.051531 | 0.1013 | 0.036003 | 0.051531 | -0.035968 | -0.039504 | 0.060051 | 0.037417 | 0.03975 | -0.060078 | -0.07112 | 0.023693 | -0.013909 | 0.073797 | -0.023657 | 0.014533 | 108.6512 | 86.161 | 141.2466 | -71.3488 | -93.8389 | -38.7534 |  | 0.78672 | 1.2794 | 1.1962 | 0.81676 | 1.2848 | 1.1995 | -8.1763 | -124.7933 | 128.2061 | -8.2352 | -124.5971 | 127.6482

## LG_max_fault_6
name | pf_ikss_a_from_ka | pf_ikss_b_from_ka | pf_ikss_c_from_ka | pf_ikss_a_to_ka | pf_ikss_b_to_ka | pf_ikss_c_to_ka | pf_skss_a_from_mw | pf_skss_b_from_mw | pf_skss_c_from_mw | pf_skss_a_to_mw | pf_skss_b_to_mw | pf_skss_c_to_mw | pf_p_a_from_mw | pf_p_b_from_mw | pf_p_c_from_mw | pf_p_a_to_mw | pf_p_b_to_mw | pf_p_c_to_mw | pf_q_a_from_mvar | pf_q_b_from_mvar | pf_q_c_from_mvar | pf_q_a_to_mvar | pf_q_b_to_mvar | pf_q_c_to_mvar | pf_ikss_a_from_degree | pf_ikss_b_from_degree | pf_ikss_c_from_degree | pf_ikss_a_to_degree | pf_ikss_b_to_degree | pf_ikss_c_to_degree | 3xI0 | pf_vm_a_from_pu | pf_vm_b_from_pu | pf_vm_c_from_pu | pf_vm_a_to_pu | pf_vm_b_to_pu | pf_vm_c_to_pu | pf_va_a_from_degree | pf_va_b_from_degree | pf_va_c_from_degree | pf_va_a_to_degree | pf_va_b_to_degree | pf_va_c_to_degree
Line0_1_2 | 0.0957 | 0.11616 | 0.1184 | 0.0957 | 0.11616 | 0.1184 | 0.022101 | 0.026826 | 0.027343 | 0.022101 | 0.026826 | 0.027343 | -0.0065661 | -0.011637 | -0.010735 | 0.0066568 | 0.011764 | 0.010883 | -0.023006 | -0.02676 | -0.027666 | 0.023196 | 0.027026 | 0.027942 | 105.8888 | -6.3933 | -128.5571 | -74.1112 | 173.6067 | 51.4429 |  | 1.0825 | 1.0878 | 1.0853 | 1.0919 | 1.0987 | 1.0967 | -0.040348 | -119.8953 | 120.2356 | -0.12349 | -119.9161 | 120.1626
Line10_11_12 | 0.10925 | 0.10408 | 0.10754 | 0.10925 | 0.10408 | 0.10754 | 0.02523 | 0.024036 | 0.024834 | 0.02523 | 0.024036 | 0.024834 | -0.001863 | -0.0011 | -0.00033791 | 0.0019837 | 0.0012105 | 0.0004499 | -0.027734 | -0.02657 | -0.027415 | 0.02797 | 0.02679 | 0.027647 | 93.3634 | -27.9685 | -149.5222 | -86.6366 | 152.0315 | 30.4778 |  | 1.1017 | 1.1064 | 1.104 | 1.1114 | 1.1157 | 1.1134 | -0.47958 | -120.3393 | 119.7717 | -0.69349 | -120.5557 | 119.5456
Line11_12_13 | 0.10925 | 0.10408 | 0.10754 | 0.10925 | 0.10408 | 0.10754 | 0.02523 | 0.024036 | 0.024834 | 0.02523 | 0.024036 | 0.024834 | -0.0019837 | -0.0012105 | -0.0004499 | 0.0021044 | 0.001321 | 0.00056188 | -0.02797 | -0.02679 | -0.027647 | 0.028205 | 0.027009 | 0.027879 | 93.3634 | -27.9685 | -149.5222 | -86.6366 | 152.0315 | 30.4778 |  | 1.1114 | 1.1157 | 1.1134 | 1.121 | 1.125 | 1.1228 | -0.69349 | -120.5557 | 119.5456 | -0.90373 | -120.7685 | 119.3232
Line12_13_15 | 0 | 0 | 0 | 0 | 0 | 0 | 0 | 0 | 0 | 0 | 0 | 0 | 1.3906e-09 | 1.0383e-09 | 2.7818e-10 | -1.2195e-09 | -1.0021e-09 | -4.8556e-10 | 6.239e-10 | -4.8235e-10 | 3.8595e-10 | -4.8401e-10 | 2.6347e-10 | -3.0836e-10 | 0 | 0 | 0 | 0 | 0 | 0 |  | 1.121 | 1.125 | 1.1228 | 1.121 | 1.125 | 1.1228 | -0.90373 | -120.7685 | 119.3232 | -0.90373 | -120.7685 | 119.3232
Line13_13_14 | 0.10925 | 0.10408 | 0.10754 | 0.10925 | 0.10408 | 0.10754 | 0.02523 | 0.024036 | 0.024834 | 0.02523 | 0.024036 | 0.024834 | -0.0021044 | -0.001321 | -0.00056188 | 0.0022252 | 0.0014314 | 0.00067387 | -0.028205 | -0.027009 | -0.027879 | 0.02844 | 0.027229 | 0.02811 | 93.3634 | -27.9685 | -149.5222 | -86.6366 | 152.0315 | 30.4778 |  | 1.121 | 1.125 | 1.1228 | 1.1307 | 1.1344 | 1.1322 | -0.90373 | -120.7685 | 119.3232 | -1.1104 | -120.9779 | 119.1046
Line14_15_16 | 0 | 0 | 0 | 0 | 0 | 0 | 0 | 0 | 0 | 0 | 0 | 0 | 9.2709e-10 | 6.9221e-10 | 1.8545e-10 | -7.5593e-10 | -6.5599e-10 | -3.9283e-10 | 4.1593e-10 | -3.2157e-10 | 2.573e-10 | -2.7604e-10 | 1.0269e-10 | -1.7971e-10 | 0 | 0 | 0 | 0 | 0 | 0 |  | 1.121 | 1.125 | 1.1228 | 1.121 | 1.125 | 1.1228 | -0.90373 | -120.7685 | 119.3232 | -0.90373 | -120.7685 | 119.3232
Line15_16_17 | 0 | 0 | 0 | 0 | 0 | 0 | 0 | 0 | 0 | 0 | 0 | 0 | 4.6354e-10 | 3.461e-10 | 9.2726e-11 | -2.9238e-10 | -3.0989e-10 | -3.0011e-10 | 2.0797e-10 | -1.6078e-10 | 1.2865e-10 | -6.8071e-11 | -5.8096e-11 | -5.106e-11 | 0 | 0 | 0 | 0 | 0 | 0 |  | 1.121 | 1.125 | 1.1228 | 1.121 | 1.125 | 1.1228 | -0.90373 | -120.7685 | 119.3232 | -0.90373 | -120.7685 | 119.3232
Line16_4_18 | 0 | 0 | 0 | 0 | 0 | 0 | 0 | 0 | 0 | 0 | 0 | 0 | 3.6298e-10 | 2.5839e-10 | -5.0946e-11 | -1.7991e-10 | -2.0035e-10 | -1.9016e-10 | 1.9524e-10 | -2.3234e-10 | 7.601e-11 | -2.3523e-11 | -1.3001e-11 | -4.2674e-12 | 0 | 0 | 0 | 0 | 0 | 0 |  | 1.0948 | 1.0997 | 1.0973 | 1.0948 | 1.0997 | 1.0973 | -0.31976 | -120.1759 | 119.9421 | -0.31976 | -120.1759 | 119.9421
Line17_5_19 | 0 | 0 | 0 | 0 | 0 | 0 | 0 | 0 | 0 | 0 | 0 | 0 | 3.1486e-10 | 2.1998e-10 | -1.1465e-10 | -1.2904e-10 | -1.5067e-10 | -1.4048e-10 | 1.8912e-10 | -2.6274e-10 | 4.9597e-11 | -2.9348e-12 | 7.6537e-12 | 1.7183e-11 | 0 | 0 | 0 | 0 | 0 | 0 |  | 1.0825 | 1.0878 | 1.0853 | 1.0825 | 1.0878 | 1.0853 | -0.040348 | -119.8953 | 120.2356 | -0.040348 | -119.8953 | 120.2356
Line1_1_3 | 0.10925 | 0.10408 | 0.10754 | 0.10925 | 0.10408 | 0.10754 | 0.02523 | 0.024036 | 0.024834 | 0.02523 | 0.024036 | 0.024834 | -0.0016215 | -0.00087908 | -0.00011394 | 0.0017423 | 0.00098955 | 0.00022593 | -0.027264 | -0.026131 | -0.026952 | 0.027499 | 0.026351 | 0.027184 | 93.3633 | -27.9685 | -149.5222 | -86.6367 | 152.0315 | 30.4778 |  | 1.0825 | 1.0878 | 1.0853 | 1.0921 | 1.0971 | 1.0946 | -0.040348 | -119.8953 | 120.2356 | -0.2619 | -120.1192 | 120.0017
Line2_1_4 | 0.13967 | 0.13304 | 0.13695 | 0.13967 | 0.13304 | 0.13695 | 0.032255 | 0.030725 | 0.031628 | 0.032255 | 0.030725 | 0.031628 | -0.0021915 | -0.001412 | -0.00037577 | 0.0023882 | 0.0015928 | 0.00055767 | -0.034848 | -0.033392 | -0.034323 | 0.035232 | 0.03375 | 0.0347 | 93.5581 | -27.474 | -149.1371 | -86.4419 | 152.526 | 30.8629 |  | 1.0825 | 1.0878 | 1.0853 | 1.0948 | 1.0997 | 1.0973 | -0.040348 | -119.8953 | 120.2356 | -0.31976 | -120.1759 | 119.9421
Line3_1_5 | 0 | 0 | 0 | 0 | 0 | 0 | 0 | 0 | 0 | 0 | 0 | 0 | 6.2972e-10 | 4.3996e-10 | -2.293e-10 | -4.4389e-10 | -3.7065e-10 | -2.5833e-11 | 3.7824e-10 | -5.2547e-10 | 9.9194e-11 | -1.9206e-10 | 2.7039e-10 | -3.2414e-11 | 0 | 0 | 0 | 0 | 0 | 0 |  | 1.0825 | 1.0878 | 1.0853 | 1.0825 | 1.0878 | 1.0853 | -0.040348 | -119.8953 | 120.2356 | -0.040348 | -119.8953 | 120.2356
Line4_2_6 | 0.0957 | 0.11616 | 0.1184 | 0.0957 | 0.11616 | 0.1184 | 0.022101 | 0.026826 | 0.027343 | 0.022101 | 0.026826 | 0.027343 | -0.0066568 | -0.011764 | -0.010883 | 0.0067476 | 0.011891 | 0.011031 | -0.023196 | -0.027026 | -0.027942 | 0.023387 | 0.027292 | 0.028218 | 105.8888 | -6.3933 | -128.5571 | -74.1112 | 173.6067 | 51.4429 |  | 1.0919 | 1.0987 | 1.0967 | 1.1013 | 1.1097 | 1.108 | -0.12349 | -119.9161 | 120.1626 | -0.2052 | -119.9364 | 120.091
Line5_6_7 | 0.0957 | 0.11616 | 0.1184 | 0.0957 | 0.11616 | 0.1184 | 0.022101 | 0.026826 | 0.027343 | 0.022101 | 0.026826 | 0.027343 | -0.0067476 | -0.011891 | -0.011031 | 0.0068384 | 0.012018 | 0.011179 | -0.023387 | -0.027292 | -0.028218 | 0.023577 | 0.027557 | 0.028494 | 105.8888 | -6.3933 | -128.5571 | -74.1112 | 173.6067 | 51.4429 |  | 1.1013 | 1.1097 | 1.108 | 1.1108 | 1.1207 | 1.1194 | -0.2052 | -119.9364 | 120.091 | -0.28553 | -119.9564 | 120.021
Line6_7_8 | 0.036187 | 0 | 0 | 0.036187 | 0 | 0 | 0.008357 | 0 | 0 | 0.008357 | 0 | 0 | 0.0065583 | 1.342e-09 | -3.4612e-10 | -0.0065474 | -1.1954e-09 | -3.5822e-11 | 0.0065692 | -1.1263e-09 | 1.462e-10 | -0.0065474 | 7.6863e-10 | -9.4441e-11 | -45.3332 | 0 | 0 | 134.6668 | 0 | 0 |  | 1.1108 | 1.1207 | 1.1194 | 1.108 | 1.1203 | 1.1193 | -0.28553 | -119.9564 | 120.021 | -0.33316 | -119.9364 | 119.9917
Line7_8_9 | 0 | 0 | 0 | 0 | 0 | 0 | 0 | 0 | 0 | 0 | 0 | 0 | 4.7943e-10 | 4.534e-10 | -1.2427e-10 | -2.3565e-10 | -2.8856e-10 | -2.8435e-10 | 3.5082e-10 | -3.8192e-10 | 4.6908e-11 | -2.4804e-11 | 4.7858e-12 | -6.241e-13 | 0 | 0 | 0 | 0 | 0 | 0 |  | 1.108 | 1.1203 | 1.1193 | 1.108 | 1.1203 | 1.1193 | -0.33316 | -119.9364 | 119.9917 | -0.33316 | -119.9364 | 119.9917
Line8_8_10 | 0 | 0 | 0 | 0 | 0 | 0 | 0 | 0 | 0 | 0 | 0 | 0 | 4.7943e-10 | 4.534e-10 | -1.2427e-10 | -2.3565e-10 | -2.8856e-10 | -2.8435e-10 | 3.5082e-10 | -3.8192e-10 | 4.6908e-11 | -2.4804e-11 | 4.7858e-12 | -6.241e-13 | 0 | 0 | 0 | 0 | 0 | 0 |  | 1.108 | 1.1203 | 1.1193 | 1.108 | 1.1203 | 1.1193 | -0.33316 | -119.9364 | 119.9917 | -0.33316 | -119.9364 | 119.9917
Line9_3_11 | 0.10925 | 0.10408 | 0.10754 | 0.10925 | 0.10408 | 0.10754 | 0.02523 | 0.024036 | 0.024834 | 0.02523 | 0.024036 | 0.024834 | -0.0017423 | -0.00098955 | -0.00022593 | 0.001863 | 0.0011 | 0.00033791 | -0.027499 | -0.026351 | -0.027184 | 0.027734 | 0.02657 | 0.027415 | 93.3633 | -27.9685 | -149.5222 | -86.6366 | 152.0315 | 30.4778 |  | 1.0921 | 1.0971 | 1.0946 | 1.1017 | 1.1064 | 1.104 | -0.2619 | -120.1192 | 120.0017 | -0.47958 | -120.3393 | 119.7717

## LG_max_fault_10
name | pf_ikss_a_from_ka | pf_ikss_b_from_ka | pf_ikss_c_from_ka | pf_ikss_a_to_ka | pf_ikss_b_to_ka | pf_ikss_c_to_ka | pf_skss_a_from_mw | pf_skss_b_from_mw | pf_skss_c_from_mw | pf_skss_a_to_mw | pf_skss_b_to_mw | pf_skss_c_to_mw | pf_p_a_from_mw | pf_p_b_from_mw | pf_p_c_from_mw | pf_p_a_to_mw | pf_p_b_to_mw | pf_p_c_to_mw | pf_q_a_from_mvar | pf_q_b_from_mvar | pf_q_c_from_mvar | pf_q_a_to_mvar | pf_q_b_to_mvar | pf_q_c_to_mvar | pf_ikss_a_from_degree | pf_ikss_b_from_degree | pf_ikss_c_from_degree | pf_ikss_a_to_degree | pf_ikss_b_to_degree | pf_ikss_c_to_degree | 3xI0 | pf_vm_a_from_pu | pf_vm_b_from_pu | pf_vm_c_from_pu | pf_vm_a_to_pu | pf_vm_b_to_pu | pf_vm_c_to_pu | pf_va_a_from_degree | pf_va_b_from_degree | pf_va_c_from_degree | pf_va_a_to_degree | pf_va_b_to_degree | pf_va_c_to_degree
Line0_1_2 | 0.095375 | 0.11689 | 0.11925 | 0.095375 | 0.11689 | 0.11925 | 0.022026 | 0.026994 | 0.027539 | 0.022026 | 0.026994 | 0.027539 | -0.006615 | -0.012201 | -0.011202 | 0.0067051 | 0.012329 | 0.011353 | -0.024088 | -0.028248 | -0.029245 | 0.024278 | 0.028517 | 0.029524 | 105.308 | -6.5355 | -128.7993 | -74.692 | 173.4645 | 51.2007 |  | 1.1341 | 1.1399 | 1.1372 | 1.1435 | 1.1509 | 1.1486 | -0.047756 | -119.8957 | 120.2409 | -0.1311 | -119.9165 | 120.1675
Line10_11_12 | 0.11062 | 0.10513 | 0.10877 | 0.11062 | 0.10513 | 0.10877 | 0.025548 | 0.024279 | 0.025119 | 0.025548 | 0.024279 | 0.025119 | -0.0020443 | -0.0012046 | -0.00035584 | 0.0021681 | 0.0013174 | 0.00047024 | -0.0294 | -0.028107 | -0.029039 | 0.029641 | 0.028331 | 0.029276 | 93.5074 | -27.8688 | -149.5042 | -86.4926 | 152.1312 | 30.4958 |  | 1.1536 | 1.1587 | 1.1561 | 1.1633 | 1.1681 | 1.1656 | -0.47015 | -120.3228 | 119.7937 | -0.67604 | -120.5311 | 119.5755
Line11_12_13 | 0.11062 | 0.10513 | 0.10877 | 0.11062 | 0.10513 | 0.10877 | 0.025548 | 0.024279 | 0.025119 | 0.025548 | 0.024279 | 0.025119 | -0.0021681 | -0.0013174 | -0.00047024 | 0.0022919 | 0.0014302 | 0.00058464 | -0.029641 | -0.028331 | -0.029276 | 0.029883 | 0.028555 | 0.029513 | 93.5074 | -27.8688 | -149.5042 | -86.4926 | 152.1312 | 30.4958 |  | 1.1633 | 1.1681 | 1.1656 | 1.1731 | 1.1776 | 1.1752 | -0.67604 | -120.5311 | 119.5755 | -0.8785 | -120.7362 | 119.3609
Line12_13_15 | 0 | 0 | 0 | 0 | 0 | 0 | 0 | 0 | 0 | 0 | 0 | 0 | 1.5375e-09 | 1.1349e-09 | 2.5119e-10 | -1.34e-09 | -1.092e-09 | -4.9157e-10 | 7.0562e-10 | -5.7647e-10 | 4.2504e-10 | -5.4296e-10 | 3.2329e-10 | -3.3623e-10 | 0 | 0 | 0 | 0 | 0 | 0 |  | 1.1731 | 1.1776 | 1.1752 | 1.1731 | 1.1776 | 1.1752 | -0.8785 | -120.7362 | 119.3609 | -0.8785 | -120.7362 | 119.3609
Line13_13_14 | 0.11062 | 0.10513 | 0.10877 | 0.11062 | 0.10513 | 0.10877 | 0.025548 | 0.024279 | 0.025119 | 0.025548 | 0.024279 | 0.025119 | -0.0022919 | -0.0014302 | -0.00058464 | 0.0024157 | 0.0015431 | 0.00069904 | -0.029883 | -0.028555 | -0.029513 | 0.030124 | 0.028779 | 0.02975 | 93.5074 | -27.8688 | -149.5042 | -86.4926 | 152.1312 | 30.4958 |  | 1.1731 | 1.1776 | 1.1752 | 1.1829 | 1.187 | 1.1847 | -0.8785 | -120.7362 | 119.3609 | -1.0776 | -120.9379 | 119.1497
Line14_15_16 | 0 | 0 | 0 | 0 | 0 | 0 | 0 | 0 | 0 | 0 | 0 | 0 | 1.025e-09 | 7.566e-10 | 1.6746e-10 | -8.2753e-10 | -7.1367e-10 | -4.0784e-10 | 4.7041e-10 | -3.8431e-10 | 2.8336e-10 | -3.0775e-10 | 1.3113e-10 | -1.9455e-10 | 0 | 0 | 0 | 0 | 0 | 0 |  | 1.1731 | 1.1776 | 1.1752 | 1.1731 | 1.1776 | 1.1752 | -0.8785 | -120.7362 | 119.3609 | -0.8785 | -120.7362 | 119.3609
Line15_16_17 | 0 | 0 | 0 | 0 | 0 | 0 | 0 | 0 | 0 | 0 | 0 | 0 | 5.1249e-10 | 3.783e-10 | 8.3729e-11 | -3.1504e-10 | -3.3537e-10 | -3.2411e-10 | 2.3521e-10 | -1.9216e-10 | 1.4168e-10 | -7.2545e-11 | -6.1024e-11 | -5.2867e-11 | 0 | 0 | 0 | 0 | 0 | 0 |  | 1.1731 | 1.1776 | 1.1752 | 1.1731 | 1.1776 | 1.1752 | -0.8785 | -120.7362 | 119.3609 | -0.8785 | -120.7362 | 119.3609
Line16_4_18 | 0 | 0 | 0 | 0 | 0 | 0 | 0 | 0 | 0 | 0 | 0 | 0 | 4.0575e-10 | 2.8638e-10 | -7.0562e-11 | -1.9537e-10 | -2.1894e-10 | -2.0726e-10 | 2.2346e-10 | -2.6917e-10 | 8.5195e-11 | -2.5344e-11 | -1.3234e-11 | -3.1879e-12 | 0 | 0 | 0 | 0 | 0 | 0 |  | 1.1465 | 1.1518 | 1.1492 | 1.1465 | 1.1518 | 1.1492 | -0.31404 | -120.1632 | 119.9606 | -0.31404 | -120.1632 | 119.9606
Line17_5_19 | 0 | 0 | 0 | 0 | 0 | 0 | 0 | 0 | 0 | 0 | 0 | 0 | 3.5528e-10 | 2.4663e-10 | -1.3812e-10 | -1.419e-10 | -1.6679e-10 | -1.5511e-10 | 2.1784e-10 | -3.0146e-10 | 5.723e-11 | -3.8127e-12 | 8.3685e-12 | 1.9288e-11 | 0 | 0 | 0 | 0 | 0 | 0 |  | 1.1341 | 1.1399 | 1.1372 | 1.1341 | 1.1399 | 1.1372 | -0.047756 | -119.8957 | 120.2409 | -0.047756 | -119.8957 | 120.2409
Line1_1_3 | 0.11062 | 0.10513 | 0.10877 | 0.11062 | 0.10513 | 0.10877 | 0.025548 | 0.024279 | 0.025119 | 0.025548 | 0.024279 | 0.025119 | -0.0017966 | -0.00097888 | -0.00012704 | 0.0019205 | 0.0010917 | 0.00024144 | -0.028918 | -0.027659 | -0.028565 | 0.029159 | 0.027883 | 0.028802 | 93.5074 | -27.8688 | -149.5042 | -86.4926 | 152.1312 | 30.4958 |  | 1.1341 | 1.1399 | 1.1372 | 1.1438 | 1.1493 | 1.1467 | -0.047756 | -119.8957 | 120.2409 | -0.26075 | -120.111 | 120.0155
Line2_1_4 | 0.14012 | 0.13315 | 0.13724 | 0.14012 | 0.13315 | 0.13724 | 0.032359 | 0.03075 | 0.031694 | 0.032359 | 0.03075 | 0.031694 | -0.0023932 | -0.0015381 | -0.00039816 | 0.0025912 | 0.0017194 | 0.00058056 | -0.036621 | -0.035019 | -0.03604 | 0.037008 | 0.035378 | 0.036418 | 93.6911 | -27.3807 | -149.1261 | -86.3089 | 152.6193 | 30.8739 |  | 1.1341 | 1.1399 | 1.1372 | 1.1465 | 1.1518 | 1.1492 | -0.047756 | -119.8957 | 120.2409 | -0.31404 | -120.1632 | 119.9606
Line3_1_5 | 0 | 0 | 0 | 0 | 0 | 0 | 0 | 0 | 0 | 0 | 0 | 0 | 7.1056e-10 | 4.9326e-10 | -2.7624e-10 | -4.9718e-10 | -4.1342e-10 | -1.6987e-11 | 4.3568e-10 | -6.0291e-10 | 1.1446e-10 | -2.2165e-10 | 3.0983e-10 | -3.7941e-11 | 0 | 0 | 0 | 0 | 0 | 0 |  | 1.1341 | 1.1399 | 1.1372 | 1.1341 | 1.1399 | 1.1372 | -0.047756 | -119.8957 | 120.2409 | -0.047756 | -119.8957 | 120.2409
Line4_2_6 | 0.095375 | 0.11689 | 0.11925 | 0.095375 | 0.11689 | 0.11925 | 0.022026 | 0.026994 | 0.027539 | 0.022026 | 0.026994 | 0.027539 | -0.0067051 | -0.012329 | -0.011353 | 0.0067951 | 0.012458 | 0.011504 | -0.024278 | -0.028517 | -0.029524 | 0.024467 | 0.028786 | 0.029804 | 105.308 | -6.5355 | -128.7993 | -74.692 | 173.4645 | 51.2007 |  | 1.1435 | 1.1509 | 1.1486 | 1.1529 | 1.162 | 1.1601 | -0.1311 | -119.9165 | 120.1675 | -0.2131 | -119.937 | 120.0955
Line5_6_7 | 0.095375 | 0.11689 | 0.11925 | 0.095375 | 0.11689 | 0.11925 | 0.022026 | 0.026994 | 0.027539 | 0.022026 | 0.026994 | 0.027539 | -0.0067951 | -0.012458 | -0.011504 | 0.0068852 | 0.012586 | 0.011654 | -0.024467 | -0.028786 | -0.029804 | 0.024657 | 0.029055 | 0.030084 | 105.308 | -6.5355 | -128.7993 | -74.692 | 173.4645 | 51.2007 |  | 1.1529 | 1.162 | 1.1601 | 1.1623 | 1.173 | 1.1715 | -0.2131 | -119.937 | 120.0955 | -0.29376 | -119.957 | 120.0249
Line6_7_8 | 0.037865 | 0 | 0 | 0.037865 | 0 | 0 | 0.0087446 | 0 | 0 | 0.0087446 | 0 | 0 | 0.0071808 | 1.4709e-09 | -4.3689e-10 | -0.0071688 | -1.3057e-09 | 4.0769e-12 | 0.0071927 | -1.2759e-09 | 1.6831e-10 | -0.0071688 | 8.6997e-10 | -1.0858e-10 | -45.3414 | 0 | 0 | 134.6586 | 0 | 0 |  | 1.1623 | 1.173 | 1.1715 | 1.1594 | 1.1725 | 1.1714 | -0.29376 | -119.957 | 120.0249 | -0.34139 | -119.9371 | 119.9956
Line7_8_9 | 0 | 0 | 0 | 0 | 0 | 0 | 0 | 0 | 0 | 0 | 0 | 0 | 5.2938e-10 | 4.9695e-10 | -1.5537e-10 | -2.525e-10 | -3.1181e-10 | -3.0666e-10 | 3.9566e-10 | -4.3239e-10 | 5.4111e-11 | -2.7862e-11 | 5.1945e-12 | -3.6155e-13 | 0 | 0 | 0 | 0 | 0 | 0 |  | 1.1594 | 1.1725 | 1.1714 | 1.1594 | 1.1725 | 1.1714 | -0.34139 | -119.9371 | 119.9956 | -0.34139 | -119.9371 | 119.9956
Line8_8_10 | 0 | 0 | 0 | 0 | 0 | 0 | 0 | 0 | 0 | 0 | 0 | 0 | 5.2938e-10 | 4.9695e-10 | -1.5537e-10 | -2.525e-10 | -3.1181e-10 | -3.0666e-10 | 3.9566e-10 | -4.3239e-10 | 5.4111e-11 | -2.7862e-11 | 5.1945e-12 | -3.6157e-13 | 0 | 0 | 0 | 0 | 0 | 0 |  | 1.1594 | 1.1725 | 1.1714 | 1.1594 | 1.1725 | 1.1714 | -0.34139 | -119.9371 | 119.9956 | -0.34139 | -119.9371 | 119.9956
Line9_3_11 | 0.11062 | 0.10513 | 0.10877 | 0.11062 | 0.10513 | 0.10877 | 0.025548 | 0.024279 | 0.025119 | 0.025548 | 0.024279 | 0.025119 | -0.0019205 | -0.0010917 | -0.00024144 | 0.0020443 | 0.0012046 | 0.00035584 | -0.029159 | -0.027883 | -0.028802 | 0.0294 | 0.028107 | 0.029039 | 93.5074 | -27.8688 | -149.5042 | -86.4926 | 152.1312 | 30.4958 |  | 1.1438 | 1.1493 | 1.1467 | 1.1536 | 1.1587 | 1.1561 | -0.26075 | -120.111 | 120.0155 | -0.47015 | -120.3228 | 119.7937

## LG_min_6
name | pf_ikss_a_from_ka | pf_ikss_b_from_ka | pf_ikss_c_from_ka | pf_ikss_a_to_ka | pf_ikss_b_to_ka | pf_ikss_c_to_ka | pf_skss_a_from_mw | pf_skss_b_from_mw | pf_skss_c_from_mw | pf_skss_a_to_mw | pf_skss_b_to_mw | pf_skss_c_to_mw | pf_p_a_from_mw | pf_p_b_from_mw | pf_p_c_from_mw | pf_p_a_to_mw | pf_p_b_to_mw | pf_p_c_to_mw | pf_q_a_from_mvar | pf_q_b_from_mvar | pf_q_c_from_mvar | pf_q_a_to_mvar | pf_q_b_to_mvar | pf_q_c_to_mvar | pf_ikss_a_from_degree | pf_ikss_b_from_degree | pf_ikss_c_from_degree | pf_ikss_a_to_degree | pf_ikss_b_to_degree | pf_ikss_c_to_degree | 3xI0 | pf_vm_a_from_pu | pf_vm_b_from_pu | pf_vm_c_from_pu | pf_vm_a_to_pu | pf_vm_b_to_pu | pf_vm_c_to_pu | pf_va_a_from_degree | pf_va_b_from_degree | pf_va_c_from_degree | pf_va_a_to_degree | pf_va_b_to_degree | pf_va_c_to_degree
Line0_1_2 | 0.21795 | 0.024634 | 0.024425 | 0.21795 | 0.024635 | 0.024425 | 0.050333 | 0.0056891 | 0.0056406 | 0.050333 | 0.0056891 | 0.0056407 | 0.0032522 | -0.0045311 | 0.0048379 | -0.0024551 | 0.0045544 | -0.0048148 | 0.0033487 | 0.0078125 | 0.0071603 | -0.0025245 | -0.0077851 | -0.0071333 | -81.4837 | 93.3513 | 93.8676 | 98.5163 | -86.6487 | -86.1324 |  | 0.092744 | 1.5875 | 1.532 | 0.069962 | 1.5854 | 1.5257 | -35.6462 | -146.5359 | 149.8224 | -35.6854 | -146.3203 | 149.8493
Line10_11_12 | 0.024906 | 0.02456 | 0.024493 | 0.024907 | 0.02456 | 0.024493 | 0.0057519 | 0.0056719 | 0.0056563 | 0.0057519 | 0.005672 | 0.0056564 | -0.00035217 | -0.0044654 | 0.0048392 | 0.00035818 | 0.0044712 | -0.0048335 | -0.00042348 | 0.0078135 | 0.0071688 | 0.00042976 | -0.0078076 | -0.0071629 | 93.9714 | 93.818 | 93.862 | -86.0286 | -86.182 | -86.138 |  | 0.095757 | 1.5867 | 1.5291 | 0.097263 | 1.5862 | 1.5277 | -35.7763 | -146.4342 | 149.841 | -35.8383 | -146.3833 | 149.8504
Line11_12_13 | 0.024907 | 0.02456 | 0.024493 | 0.024907 | 0.024561 | 0.024493 | 0.0057519 | 0.005672 | 0.0056564 | 0.005752 | 0.0056721 | 0.0056565 | -0.00035818 | -0.0044712 | 0.0048335 | 0.00036419 | 0.004477 | -0.0048279 | -0.00042976 | 0.0078075 | 0.0071629 | 0.00043604 | -0.0078016 | -0.007157 | 93.9713 | 93.818 | 93.8619 | -86.0287 | -86.182 | -86.1381 |  | 0.097263 | 1.5862 | 1.5277 | 0.09877 | 1.5858 | 1.5262 | -35.8383 | -146.3833 | 149.8504 | -35.8985 | -146.3324 | 149.8597
Line12_13_15 | 0 | 0 | 0 | 0 | 0 | 0 | 0 | 0 | 0 | 0 | 0 | 0 | 1.2835e-08 | 1.8246e-07 | -1.7142e-07 | -8.3135e-09 | -1.2591e-07 | 1.1035e-07 | 1.6934e-08 | -2.8825e-07 | -2.8002e-07 | -1.1491e-08 | 1.8972e-07 | 1.8933e-07 | 0 | 0 | 0 | 0 | 0 | 0 |  | 0.09877 | 1.5858 | 1.5262 | 0.09877 | 1.5858 | 1.5262 | -35.8985 | -146.3324 | 149.8597 | -35.8984 | -146.3324 | 149.8597
Line13_13_14 | 0.024908 | 0.024562 | 0.024494 | 0.024908 | 0.024562 | 0.024494 | 0.0057522 | 0.0056723 | 0.0056567 | 0.0057523 | 0.0056723 | 0.0056568 | -0.00036421 | -0.0044772 | 0.004828 | 0.00037022 | 0.004483 | -0.0048224 | -0.00043606 | 0.0078019 | 0.0071573 | 0.00044234 | -0.007796 | -0.0071514 | 93.9712 | 93.8179 | 93.8618 | -86.0288 | -86.1821 | -86.1382 |  | 0.09877 | 1.5858 | 1.5262 | 0.10028 | 1.5854 | 1.5248 | -35.8985 | -146.3324 | 149.8597 | -35.9568 | -146.2814 | 149.8691
Line14_15_16 | 0 | 0 | 0 | 0 | 0 | 0 | 0 | 0 | 0 | 0 | 0 | 0 | 8.5564e-09 | 1.2164e-07 | -1.1428e-07 | -4.0353e-09 | -6.5092e-08 | 5.3211e-08 | 1.129e-08 | -1.9217e-07 | -1.8668e-07 | -5.8465e-09 | 9.3634e-08 | 9.5988e-08 | 0 | 0 | 0 | 0 | 0 | 0 |  | 0.09877 | 1.5858 | 1.5262 | 0.09877 | 1.5858 | 1.5262 | -35.8984 | -146.3324 | 149.8597 | -35.8984 | -146.3324 | 149.8597
Line15_16_17 | 0 | 0 | 0 | 0 | 0 | 0 | 0 | 0 | 0 | 0 | 0 | 0 | 4.2782e-09 | 6.0821e-08 | -5.7141e-08 | 2.4293e-10 | -4.2704e-09 | -3.9306e-09 | 5.6448e-09 | -9.6084e-08 | -9.3341e-08 | -2.0173e-10 | -2.4503e-09 | 2.6469e-09 | 0 | 0 | 0 | 0 | 0 | 0 |  | 0.09877 | 1.5858 | 1.5262 | 0.09877 | 1.5858 | 1.5262 | -35.8984 | -146.3324 | 149.8597 | -35.8984 | -146.3324 | 149.8597
Line16_4_18 | 0 | 0 | 0 | 0 | 0 | 0 | 0 | 0 | 0 | 0 | 0 | 0 | 4.0616e-09 | 6.1185e-08 | -5.7228e-08 | 2.34e-10 | -4.2875e-09 | -3.9646e-09 | 5.4346e-09 | -9.6465e-08 | -9.4133e-08 | -1.9167e-10 | -2.4654e-09 | 2.6522e-09 | 0 | 0 | 0 | 0 | 0 | 0 |  | 0.094257 | 1.5871 | 1.5306 | 0.094257 | 1.5871 | 1.5306 | -35.717 | -146.4847 | 149.832 | -35.717 | -146.4847 | 149.832
Line17_5_19 | 0 | 0 | 0 | 0 | 0 | 0 | 0 | 0 | 0 | 0 | 0 | 0 | 3.9883e-09 | 6.1307e-08 | -5.7257e-08 | 2.3099e-10 | -4.2932e-09 | -3.976e-09 | 5.3638e-09 | -9.6592e-08 | -9.4399e-08 | -1.8827e-10 | -2.4705e-09 | 2.6539e-09 | 0 | 0 | 0 | 0 | 0 | 0 |  | 0.092744 | 1.5875 | 1.532 | 0.092744 | 1.5875 | 1.532 | -35.6462 | -146.5359 | 149.8224 | -35.6462 | -146.5359 | 149.8224
Line1_1_3 | 0.024906 | 0.02456 | 0.024492 | 0.024906 | 0.02456 | 0.024492 | 0.0057517 | 0.0056718 | 0.0056562 | 0.0057518 | 0.0056718 | 0.0056563 | -0.00034015 | -0.0044537 | 0.0048505 | 0.00034616 | 0.0044595 | -0.0048449 | -0.00041092 | 0.0078253 | 0.0071805 | 0.0004172 | -0.0078194 | -0.0071746 | 93.9714 | 93.8181 | 93.862 | -86.0286 | -86.1819 | -86.138 |  | 0.092744 | 1.5875 | 1.532 | 0.09425 | 1.5871 | 1.5306 | -35.6462 | -146.5359 | 149.8224 | -35.7123 | -146.4851 | 149.8317
Line2_1_4 | 0.025033 | 0.024685 | 0.024616 | 0.025033 | 0.024685 | 0.024617 | 0.005781 | 0.0057006 | 0.0056849 | 0.0057811 | 0.0057007 | 0.005685 | -0.00033992 | -0.0045139 | 0.0048407 | 0.00034599 | 0.0045198 | -0.004835 | -0.00041463 | 0.0078436 | 0.0072401 | 0.00042098 | -0.0078377 | -0.0072341 | 93.6988 | 93.5442 | 93.5891 | -86.3012 | -86.4558 | -86.4109 |  | 0.092744 | 1.5875 | 1.532 | 0.094257 | 1.5871 | 1.5306 | -35.6462 | -146.5359 | 149.8224 | -35.717 | -146.4847 | 149.832
Line3_1_5 | 0 | 0 | 0 | 0 | 0 | 0 | 0 | 0 | 0 | 0 | 0 | 0 | 7.9766e-09 | 1.2261e-07 | -1.1451e-07 | -3.7573e-09 | -6.56e-08 | 5.3281e-08 | 1.0728e-08 | -1.9318e-07 | -1.888e-07 | -5.552e-09 | 9.4122e-08 | 9.7053e-08 | 0 | 0 | 0 | 0 | 0 | 0 |  | 0.092744 | 1.5875 | 1.532 | 0.092744 | 1.5875 | 1.532 | -35.6462 | -146.5359 | 149.8224 | -35.6462 | -146.5359 | 149.8224
Line4_2_6 | 0.21795 | 0.024635 | 0.024425 | 0.21795 | 0.024635 | 0.024425 | 0.050333 | 0.0056891 | 0.0056407 | 0.050333 | 0.0056892 | 0.0056408 | 0.0024551 | -0.0045544 | 0.0048148 | -0.0016579 | 0.0045778 | -0.0047917 | 0.0025245 | 0.0077851 | 0.0071333 | -0.0017002 | -0.0077577 | -0.0071064 | -81.4837 | 93.3512 | 93.8676 | 98.5163 | -86.6488 | -86.1324 |  | 0.069962 | 1.5854 | 1.5257 | 0.04718 | 1.5833 | 1.5195 | -35.6854 | -146.3203 | 149.8493 | -35.7625 | -146.1042 | 149.8765
Line5_6_7 | 0.21795 | 0.024635 | 0.024425 | 0.21795 | 0.024635 | 0.024426 | 0.050333 | 0.0056892 | 0.0056408 | 0.050333 | 0.0056893 | 0.0056409 | 0.0016579 | -0.0045778 | 0.0047917 | -0.00086074 | 0.0046012 | -0.0047686 | 0.0017002 | 0.0077577 | 0.0071064 | -0.00087589 | -0.0077304 | -0.0070795 | -81.4837 | 93.3512 | 93.8675 | 98.5163 | -86.6488 | -86.1325 |  | 0.04718 | 1.5833 | 1.5195 | 0.024398 | 1.5812 | 1.5132 | -35.7625 | -146.1042 | 149.8765 | -35.9837 | -145.8875 | 149.9039
Line6_7_8 | 0.24388 | 0 | 0 | 0.24388 | 0 | 0 | 0.056322 | 0 | 0 | 0.056322 | 0 | 0 | 0.00095163 | 1.9157e-07 | -1.6924e-07 | 3.115e-15 | -1.3253e-07 | 1.0859e-07 | 0.00099129 | -2.8899e-07 | -2.854e-07 | -1.111e-15 | 1.8978e-07 | 1.9252e-07 | -82.1528 | 0 | 0 | 97.8472 | 0 | 0 |  | 0.024398 | 1.5812 | 1.5132 | 0 | 1.5796 | 1.5084 | -35.9837 | -145.8875 | 149.9039 | 0 | -145.721 | 149.9229
Line7_8_9 | 0 | 0 | 0 | 0 | 0 | 0 | 0 | 0 | 0 | 0 | 0 | 0 | -4.1874e-21 | 6.4172e-08 | -5.6192e-08 | -2.2502e-17 | -4.1915e-09 | -3.7884e-09 | 8.885e-22 | -9.6081e-08 | -9.4948e-08 | 2.3998e-17 | -2.3879e-09 | 2.6209e-09 | 0 | 0 | 0 | 0 | 0 | 0 |  | 0 | 1.5796 | 1.5084 | 0 | 1.5796 | 1.5084 | 0 | -145.721 | 149.9229 | 0 | -145.721 | 149.9229
Line8_8_10 | 0 | 0 | 0 | 0 | 0 | 0 | 0 | 0 | 0 | 0 | 0 | 0 | -4.1874e-21 | 6.4172e-08 | -5.6192e-08 | -2.2502e-17 | -4.1915e-09 | -3.7884e-09 | 8.885e-22 | -9.6082e-08 | -9.4948e-08 | 2.3998e-17 | -2.3879e-09 | 2.6209e-09 | 0 | 0 | 0 | 0 | 0 | 0 |  | 0 | 1.5796 | 1.5084 | 0 | 1.5796 | 1.5084 | 0 | -145.721 | 149.9229 | 0 | -145.721 | 149.9229
Line9_3_11 | 0.024906 | 0.02456 | 0.024492 | 0.024906 | 0.02456 | 0.024493 | 0.0057518 | 0.0056718 | 0.0056563 | 0.0057519 | 0.0056719 | 0.0056563 | -0.00034616 | -0.0044595 | 0.0048449 | 0.00035217 | 0.0044654 | -0.0048392 | -0.0004172 | 0.0078194 | 0.0071746 | 0.00042348 | -0.0078135 | -0.0071688 | 93.9714 | 93.818 | 93.862 | -86.0286 | -86.182 | -86.138 |  | 0.09425 | 1.5871 | 1.5306 | 0.095757 | 1.5867 | 1.5291 | -35.7123 | -146.4851 | 149.8317 | -35.7763 | -146.4342 | 149.841

## LG_min_10
name | pf_ikss_a_from_ka | pf_ikss_b_from_ka | pf_ikss_c_from_ka | pf_ikss_a_to_ka | pf_ikss_b_to_ka | pf_ikss_c_to_ka | pf_skss_a_from_mw | pf_skss_b_from_mw | pf_skss_c_from_mw | pf_skss_a_to_mw | pf_skss_b_to_mw | pf_skss_c_to_mw | pf_p_a_from_mw | pf_p_b_from_mw | pf_p_c_from_mw | pf_p_a_to_mw | pf_p_b_to_mw | pf_p_c_to_mw | pf_q_a_from_mvar | pf_q_b_from_mvar | pf_q_c_from_mvar | pf_q_a_to_mvar | pf_q_b_to_mvar | pf_q_c_to_mvar | pf_ikss_a_from_degree | pf_ikss_b_from_degree | pf_ikss_c_from_degree | pf_ikss_a_to_degree | pf_ikss_b_to_degree | pf_ikss_c_to_degree | 3xI0 | pf_vm_a_from_pu | pf_vm_b_from_pu | pf_vm_c_from_pu | pf_vm_a_to_pu | pf_vm_b_to_pu | pf_vm_c_to_pu | pf_va_a_from_degree | pf_va_b_from_degree | pf_va_c_from_degree | pf_va_a_to_degree | pf_va_b_to_degree | pf_va_c_to_degree
Line0_1_2 | 0.20648 | 0.023338 | 0.023139 | 0.20648 | 0.023338 | 0.023139 | 0.047684 | 0.0053896 | 0.0053438 | 0.047684 | 0.0053897 | 0.0053438 | 0.0029189 | -0.0040667 | 0.004342 | -0.0022034 | 0.0040876 | -0.0043213 | 0.0030055 | 0.0070117 | 0.0064264 | -0.0022657 | -0.0069872 | -0.0064022 | -81.4837 | 93.3513 | 93.8676 | 98.5163 | -86.6487 | -86.1324 |  | 0.087863 | 1.5039 | 1.4514 | 0.06628 | 1.5019 | 1.4454 | -35.6462 | -146.5359 | 149.8224 | -35.6854 | -146.3203 | 149.8493
Line10_11_12 | 0.023595 | 0.023267 | 0.023204 | 0.023596 | 0.023268 | 0.023204 | 0.0054491 | 0.0053734 | 0.0053586 | 0.0054492 | 0.0053735 | 0.0053587 | -0.00031608 | -0.0040077 | 0.0043432 | 0.00032147 | 0.0040129 | -0.0043381 | -0.00038007 | 0.0070126 | 0.006434 | 0.00038571 | -0.0070073 | -0.0064287 | 93.9714 | 93.818 | 93.862 | -86.0286 | -86.182 | -86.138 |  | 0.090717 | 1.5032 | 1.4486 | 0.092144 | 1.5028 | 1.4473 | -35.7763 | -146.4342 | 149.841 | -35.8383 | -146.3833 | 149.8504
Line11_12_13 | 0.023596 | 0.023268 | 0.023204 | 0.023596 | 0.023268 | 0.023204 | 0.0054492 | 0.0053735 | 0.0053587 | 0.0054493 | 0.0053735 | 0.0053588 | -0.00032147 | -0.0040129 | 0.0043381 | 0.00032687 | 0.0040182 | -0.0043331 | -0.00038571 | 0.0070073 | 0.0064287 | 0.00039135 | -0.007002 | -0.0064235 | 93.9713 | 93.818 | 93.8619 | -86.0287 | -86.182 | -86.1381 |  | 0.092144 | 1.5028 | 1.4473 | 0.093572 | 1.5024 | 1.4459 | -35.8383 | -146.3833 | 149.8504 | -35.8985 | -146.3324 | 149.8597
Line12_13_15 | 0 | 0 | 0 | 0 | 0 | 0 | 0 | 0 | 0 | 0 | 0 | 0 | 1.1519e-08 | 1.6376e-07 | -1.5385e-07 | -7.4614e-09 | -1.1301e-07 | 9.9042e-08 | 1.5199e-08 | -2.5871e-07 | -2.5132e-07 | -1.0314e-08 | 1.7027e-07 | 1.6992e-07 | 0 | 0 | 0 | 0 | 0 | 0 |  | 0.093572 | 1.5024 | 1.4459 | 0.093572 | 1.5024 | 1.4459 | -35.8985 | -146.3324 | 149.8597 | -35.8984 | -146.3324 | 149.8597
Line13_13_14 | 0.023597 | 0.023269 | 0.023205 | 0.023597 | 0.023269 | 0.023205 | 0.0054495 | 0.0053737 | 0.005359 | 0.0054495 | 0.0053738 | 0.005359 | -0.00032688 | -0.0040183 | 0.0043332 | 0.00033227 | 0.0040236 | -0.0043281 | -0.00039136 | 0.0070023 | 0.0064237 | 0.000397 | -0.006997 | -0.0064185 | 93.9712 | 93.8179 | 93.8618 | -86.0288 | -86.1821 | -86.1382 |  | 0.093572 | 1.5024 | 1.4459 | 0.094999 | 1.502 | 1.4446 | -35.8985 | -146.3324 | 149.8597 | -35.9568 | -146.2814 | 149.8691
Line14_15_16 | 0 | 0 | 0 | 0 | 0 | 0 | 0 | 0 | 0 | 0 | 0 | 0 | 7.6795e-09 | 1.0917e-07 | -1.0257e-07 | -3.6217e-09 | -5.842e-08 | 4.7757e-08 | 1.0133e-08 | -1.7247e-07 | -1.6755e-07 | -5.2473e-09 | 8.4037e-08 | 8.615e-08 | 0 | 0 | 0 | 0 | 0 | 0 |  | 0.093572 | 1.5024 | 1.4459 | 0.093571 | 1.5024 | 1.4459 | -35.8984 | -146.3324 | 149.8597 | -35.8984 | -146.3324 | 149.8597
Line15_16_17 | 0 | 0 | 0 | 0 | 0 | 0 | 0 | 0 | 0 | 0 | 0 | 0 | 3.8397e-09 | 5.4587e-08 | -5.1285e-08 | 2.1803e-10 | -3.8327e-09 | -3.5277e-09 | 5.0663e-09 | -8.6236e-08 | -8.3774e-08 | -1.8106e-10 | -2.1992e-09 | 2.3756e-09 | 0 | 0 | 0 | 0 | 0 | 0 |  | 0.093571 | 1.5024 | 1.4459 | 0.093571 | 1.5024 | 1.4459 | -35.8984 | -146.3324 | 149.8597 | -35.8984 | -146.3324 | 149.8597
Line16_4_18 | 0 | 0 | 0 | 0 | 0 | 0 | 0 | 0 | 0 | 0 | 0 | 0 | 3.6453e-09 | 5.4914e-08 | -5.1363e-08 | 2.1001e-10 | -3.8481e-09 | -3.5582e-09 | 4.8776e-09 | -8.6578e-08 | -8.4485e-08 | -1.7203e-10 | -2.2127e-09 | 2.3803e-09 | 0 | 0 | 0 | 0 | 0 | 0 |  | 0.089296 | 1.5036 | 1.45 | 0.089296 | 1.5036 | 1.45 | -35.717 | -146.4847 | 149.832 | -35.717 | -146.4847 | 149.832
Line17_5_19 | 0 | 0 | 0 | 0 | 0 | 0 | 0 | 0 | 0 | 0 | 0 | 0 | 3.5795e-09 | 5.5023e-08 | -5.1388e-08 | 2.0731e-10 | -3.8532e-09 | -3.5685e-09 | 4.814e-09 | -8.6692e-08 | -8.4724e-08 | -1.6897e-10 | -2.2173e-09 | 2.3819e-09 | 0 | 0 | 0 | 0 | 0 | 0 |  | 0.087863 | 1.5039 | 1.4514 | 0.087863 | 1.5039 | 1.4514 | -35.6462 | -146.5359 | 149.8224 | -35.6462 | -146.5359 | 149.8224
Line1_1_3 | 0.023595 | 0.023267 | 0.023203 | 0.023595 | 0.023267 | 0.023203 | 0.005449 | 0.0053733 | 0.0053585 | 0.0054491 | 0.0053733 | 0.0053586 | -0.00030529 | -0.0039972 | 0.0043534 | 0.00031068 | 0.0040024 | -0.0043483 | -0.0003688 | 0.0070232 | 0.0064445 | 0.00037444 | -0.0070179 | -0.0064393 | 93.9714 | 93.8181 | 93.862 | -86.0286 | -86.1819 | -86.138 |  | 0.087863 | 1.5039 | 1.4514 | 0.08929 | 1.5035 | 1.45 | -35.6462 | -146.5359 | 149.8224 | -35.7123 | -146.4851 | 149.8317
Line2_1_4 | 0.023715 | 0.023385 | 0.023321 | 0.023715 | 0.023386 | 0.023321 | 0.0054768 | 0.0054006 | 0.0053857 | 0.0054768 | 0.0054007 | 0.0053857 | -0.00030508 | -0.0040513 | 0.0043446 | 0.00031053 | 0.0040565 | -0.0043394 | -0.00037213 | 0.0070397 | 0.006498 | 0.00037783 | -0.0070343 | -0.0064927 | 93.6988 | 93.5442 | 93.5891 | -86.3012 | -86.4558 | -86.4109 |  | 0.087863 | 1.5039 | 1.4514 | 0.089296 | 1.5036 | 1.45 | -35.6462 | -146.5359 | 149.8224 | -35.717 | -146.4847 | 149.832
Line3_1_5 | 0 | 0 | 0 | 0 | 0 | 0 | 0 | 0 | 0 | 0 | 0 | 0 | 7.1591e-09 | 1.1005e-07 | -1.0278e-07 | -3.3722e-09 | -5.8876e-08 | 4.782e-08 | 9.628e-09 | -1.7338e-07 | -1.6945e-07 | -4.983e-09 | 8.4475e-08 | 8.7106e-08 | 0 | 0 | 0 | 0 | 0 | 0 |  | 0.087863 | 1.5039 | 1.4514 | 0.087863 | 1.5039 | 1.4514 | -35.6462 | -146.5359 | 149.8224 | -35.6462 | -146.5359 | 149.8224
Line4_2_6 | 0.20648 | 0.023338 | 0.023139 | 0.20648 | 0.023338 | 0.02314 | 0.047684 | 0.0053897 | 0.0053438 | 0.047684 | 0.0053898 | 0.0053439 | 0.0022034 | -0.0040876 | 0.0043213 | -0.001488 | 0.0041086 | -0.0043006 | 0.0022657 | 0.0069872 | 0.0064022 | -0.0015259 | -0.0069626 | -0.0063781 | -81.4837 | 93.3512 | 93.8676 | 98.5163 | -86.6488 | -86.1324 |  | 0.06628 | 1.5019 | 1.4454 | 0.044697 | 1.5 | 1.4395 | -35.6854 | -146.3203 | 149.8493 | -35.7625 | -146.1042 | 149.8765
Line5_6_7 | 0.20648 | 0.023338 | 0.02314 | 0.20648 | 0.023339 | 0.02314 | 0.047684 | 0.0053898 | 0.0053439 | 0.047684 | 0.0053898 | 0.005344 | 0.001488 | -0.0041086 | 0.0043006 | -0.00077252 | 0.0041296 | -0.0042799 | 0.0015259 | 0.0069626 | 0.0063781 | -0.00078612 | -0.0069381 | -0.0063539 | -81.4837 | 93.3512 | 93.8675 | 98.5163 | -86.6488 | -86.1325 |  | 0.044697 | 1.5 | 1.4395 | 0.023114 | 1.498 | 1.4336 | -35.7625 | -146.1042 | 149.8765 | -35.9837 | -145.8875 | 149.9039
Line6_7_8 | 0.23104 | 0 | 0 | 0.23104 | 0 | 0 | 0.053357 | 0 | 0 | 0.053357 | 0 | 0 | 0.0008541 | 1.7194e-07 | -1.519e-07 | 2.794e-15 | -1.1895e-07 | 9.7465e-08 | 0.00088969 | -2.5937e-07 | -2.5615e-07 | -1.0249e-15 | 1.7032e-07 | 1.7279e-07 | -82.1528 | 0 | 0 | 97.8472 | 0 | 0 |  | 0.023114 | 1.498 | 1.4336 | 0 | 1.4964 | 1.429 | -35.9837 | -145.8875 | 149.9039 | 0 | -145.721 | 149.9229
Line7_8_9 | 0 | 0 | 0 | 0 | 0 | 0 | 0 | 0 | 0 | 0 | 0 | 0 | -3.7607e-21 | 5.7594e-08 | -5.0432e-08 | -2.0196e-17 | -3.7619e-09 | -3.4001e-09 | 8.3336e-22 | -8.6234e-08 | -8.5217e-08 | 2.1538e-17 | -2.1432e-09 | 2.3523e-09 | 0 | 0 | 0 | 0 | 0 | 0 |  | 0 | 1.4964 | 1.429 | 0 | 1.4964 | 1.429 | 0 | -145.721 | 149.9229 | 0 | -145.721 | 149.9229
Line8_8_10 | 0 | 0 | 0 | 0 | 0 | 0 | 0 | 0 | 0 | 0 | 0 | 0 | -3.7607e-21 | 5.7594e-08 | -5.0432e-08 | -2.0196e-17 | -3.7619e-09 | -3.4001e-09 | 8.3336e-22 | -8.6234e-08 | -8.5217e-08 | 2.1538e-17 | -2.1432e-09 | 2.3523e-09 | 0 | 0 | 0 | 0 | 0 | 0 |  | 0 | 1.4964 | 1.429 | 0 | 1.4964 | 1.429 | 0 | -145.721 | 149.9229 | 0 | -145.721 | 149.9229
Line9_3_11 | 0.023595 | 0.023267 | 0.023203 | 0.023595 | 0.023267 | 0.023204 | 0.0054491 | 0.0053733 | 0.0053586 | 0.0054491 | 0.0053734 | 0.0053586 | -0.00031068 | -0.0040025 | 0.0043483 | 0.00031608 | 0.0040077 | -0.0043432 | -0.00037444 | 0.0070179 | 0.0064393 | 0.00038007 | -0.0070126 | -0.006434 | 93.9714 | 93.818 | 93.862 | -86.0286 | -86.182 | -86.138 |  | 0.08929 | 1.5035 | 1.45 | 0.090717 | 1.5032 | 1.4486 | -35.7123 | -146.4851 | 149.8317 | -35.7763 | -146.4342 | 149.841

## LG_min_fault_6
name | pf_ikss_a_from_ka | pf_ikss_b_from_ka | pf_ikss_c_from_ka | pf_ikss_a_to_ka | pf_ikss_b_to_ka | pf_ikss_c_to_ka | pf_skss_a_from_mw | pf_skss_b_from_mw | pf_skss_c_from_mw | pf_skss_a_to_mw | pf_skss_b_to_mw | pf_skss_c_to_mw | pf_p_a_from_mw | pf_p_b_from_mw | pf_p_c_from_mw | pf_p_a_to_mw | pf_p_b_to_mw | pf_p_c_to_mw | pf_q_a_from_mvar | pf_q_b_from_mvar | pf_q_c_from_mvar | pf_q_a_to_mvar | pf_q_b_to_mvar | pf_q_c_to_mvar | pf_ikss_a_from_degree | pf_ikss_b_from_degree | pf_ikss_c_from_degree | pf_ikss_a_to_degree | pf_ikss_b_to_degree | pf_ikss_c_to_degree | 3xI0 | pf_vm_a_from_pu | pf_vm_b_from_pu | pf_vm_c_from_pu | pf_vm_a_to_pu | pf_vm_b_to_pu | pf_vm_c_to_pu | pf_va_a_from_degree | pf_va_b_from_degree | pf_va_c_from_degree | pf_va_a_to_degree | pf_va_b_to_degree | pf_va_c_to_degree
Line0_1_2 | 0.025114 | 0.0028386 | 0.0028144 | 0.025114 | 0.0028387 | 0.0028145 | 0.0057999 | 0.00065555 | 0.00064997 | 0.0057999 | 0.00065556 | 0.00064998 | 0.003613 | -0.00024841 | 0.00061319 | -0.0036024 | 0.00024873 | -0.00061289 | 0.0035318 | 0.00063546 | -1.1835e-05 | -0.0035209 | -0.0006351 | 1.2193e-05 | -48.3215 | 126.5135 | 127.0298 | 131.6785 | -53.4865 | -52.9702 |  | 0.87113 | 1.0408 | 0.94359 | 0.86851 | 1.0404 | 0.94313 | -3.9721 | -122.1349 | 125.9242 | -3.9769 | -122.0995 | 125.8901
Line10_11_12 | 0.0028699 | 0.0028301 | 0.0028223 | 0.00287 | 0.0028301 | 0.0028223 | 0.00066279 | 0.00065357 | 0.00065178 | 0.00066279 | 0.00065358 | 0.00065179 | -0.00037975 | -0.00024265 | 0.00061474 | 0.00037984 | 0.00024273 | -0.00061468 | -0.00043522 | 0.00063538 | -1.1965e-05 | 0.0004353 | -0.00063531 | 1.2044e-05 | 127.1336 | 126.9802 | 127.0242 | -52.8664 | -53.0198 | -52.9758 |  | 0.87148 | 1.0406 | 0.94336 | 0.87165 | 1.0406 | 0.94324 | -3.9731 | -122.118 | 125.9091 | -3.9737 | -122.1096 | 125.9016
Line11_12_13 | 0.00287 | 0.0028301 | 0.0028223 | 0.00287 | 0.0028301 | 0.0028224 | 0.00066279 | 0.00065358 | 0.00065179 | 0.0006628 | 0.00065359 | 0.00065179 | -0.00037984 | -0.00024273 | 0.00061468 | 0.00037992 | 0.00024281 | -0.00061461 | -0.00043531 | 0.00063531 | -1.2044e-05 | 0.00043539 | -0.00063524 | 1.2123e-05 | 127.1336 | 126.9802 | 127.0242 | -52.8664 | -53.0198 | -52.9758 |  | 0.87165 | 1.0406 | 0.94324 | 0.87183 | 1.0405 | 0.94313 | -3.9737 | -122.1096 | 125.9016 | -3.9742 | -122.1012 | 125.8941
Line12_13_15 | 0 | 0 | 0 | 0 | 0 | 0 | 0 | 0 | 0 | 0 | 0 | 0 | 1.3423e-08 | 1.0245e-08 | -2.3372e-08 | -8.7063e-09 | -7.1774e-09 | 1.5588e-08 | 1.6938e-08 | -2.3671e-08 | -5.7045e-10 | -1.1503e-08 | 1.5648e-08 | 7.1766e-10 | 0 | 0 | 0 | 0 | 0 | 0 |  | 0.87183 | 1.0405 | 0.94313 | 0.87183 | 1.0405 | 0.94313 | -3.9742 | -122.1012 | 125.8941 | -3.9742 | -122.1012 | 125.8941
Line13_13_14 | 0.0028701 | 0.0028302 | 0.0028225 | 0.0028702 | 0.0028303 | 0.0028225 | 0.00066283 | 0.00065362 | 0.00065182 | 0.00066284 | 0.00065362 | 0.00065183 | -0.00037994 | -0.00024282 | 0.00061463 | 0.00038002 | 0.0002429 | -0.00061456 | -0.00043541 | 0.00063526 | -1.2122e-05 | 0.0004355 | -0.00063519 | 1.2202e-05 | 127.1334 | 126.9801 | 127.024 | -52.8666 | -53.0199 | -52.976 |  | 0.87183 | 1.0405 | 0.94313 | 0.872 | 1.0404 | 0.94302 | -3.9742 | -122.1012 | 125.8941 | -3.9747 | -122.0927 | 125.8866
Line14_15_16 | 0 | 0 | 0 | 0 | 0 | 0 | 0 | 0 | 0 | 0 | 0 | 0 | 8.9489e-09 | 6.8297e-09 | -1.5581e-08 | -4.2319e-09 | -3.7625e-09 | 7.797e-09 | 1.1292e-08 | -1.578e-08 | -3.803e-10 | -5.8565e-09 | 7.7573e-09 | 5.2751e-10 | 0 | 0 | 0 | 0 | 0 | 0 |  | 0.87183 | 1.0405 | 0.94313 | 0.87183 | 1.0405 | 0.94313 | -3.9742 | -122.1012 | 125.8941 | -3.9742 | -122.1012 | 125.8941
Line15_16_17 | 0 | 0 | 0 | 0 | 0 | 0 | 0 | 0 | 0 | 0 | 0 | 0 | 4.4745e-09 | 3.4148e-09 | -7.7906e-09 | 2.426e-10 | -3.4771e-10 | 6.3892e-12 | 5.6461e-09 | -7.8902e-09 | -1.9015e-10 | -2.1048e-10 | -1.3289e-10 | 3.3736e-10 | 0 | 0 | 0 | 0 | 0 | 0 |  | 0.87183 | 1.0405 | 0.94313 | 0.87183 | 1.0405 | 0.94313 | -3.9742 | -122.1012 | 125.8941 | -3.9742 | -122.1012 | 125.8941
Line16_4_18 | 0 | 0 | 0 | 0 | 0 | 0 | 0 | 0 | 0 | 0 | 0 | 0 | 4.4682e-09 | 3.4531e-09 | -7.8218e-09 | 2.4412e-10 | -3.4867e-10 | 5.0775e-12 | 5.68e-09 | -7.9107e-09 | -2.2189e-10 | -2.1027e-10 | -1.3451e-10 | 3.3877e-10 | 0 | 0 | 0 | 0 | 0 | 0 |  | 0.87131 | 1.0407 | 0.94347 | 0.87131 | 1.0407 | 0.94347 | -3.9727 | -122.1264 | 125.9166 | -3.9727 | -122.1264 | 125.9166
Line17_5_19 | 0 | 0 | 0 | 0 | 0 | 0 | 0 | 0 | 0 | 0 | 0 | 0 | 4.466e-09 | 3.466e-09 | -7.8323e-09 | 2.4463e-10 | -3.4898e-10 | 4.6343e-12 | 5.6913e-09 | -7.9175e-09 | -2.3261e-10 | -2.102e-10 | -1.3506e-10 | 3.3924e-10 | 0 | 0 | 0 | 0 | 0 | 0 |  | 0.87113 | 1.0408 | 0.94359 | 0.87113 | 1.0408 | 0.94359 | -3.9721 | -122.1349 | 125.9242 | -3.9721 | -122.1349 | 125.9242
Line1_1_3 | 0.0028699 | 0.00283 | 0.0028222 | 0.0028699 | 0.00283 | 0.0028222 | 0.00066277 | 0.00065356 | 0.00065176 | 0.00066278 | 0.00065357 | 0.00065177 | -0.00037958 | -0.00024249 | 0.00061488 | 0.00037967 | 0.00024257 | -0.00061481 | -0.00043504 | 0.00063552 | -1.1807e-05 | 0.00043513 | -0.00063545 | 1.1887e-05 | 127.1337 | 126.9803 | 127.0243 | -52.8663 | -53.0197 | -52.9757 |  | 0.87113 | 1.0408 | 0.94359 | 0.8713 | 1.0407 | 0.94347 | -3.9721 | -122.1349 | 125.9242 | -3.9726 | -122.1265 | 125.9167
Line2_1_4 | 0.0028845 | 0.0028444 | 0.0028365 | 0.0028845 | 0.0028444 | 0.0028366 | 0.00066615 | 0.00065688 | 0.00065507 | 0.00066615 | 0.00065689 | 0.00065508 | -0.00037943 | -0.00024677 | 0.00061805 | 0.00037952 | 0.00024686 | -0.00061798 | -0.00043906 | 0.00063759 | -8.9229e-06 | 0.00043915 | -0.00063751 | 9.0029e-06 | 126.8611 | 126.7064 | 126.7513 | -53.1389 | -53.2936 | -53.2487 |  | 0.87113 | 1.0408 | 0.94359 | 0.87131 | 1.0407 | 0.94347 | -3.9721 | -122.1349 | 125.9242 | -3.9727 | -122.1264 | 125.9166
Line3_1_5 | 0 | 0 | 0 | 0 | 0 | 0 | 0 | 0 | 0 | 0 | 0 | 0 | 8.932e-09 | 6.932e-09 | -1.5665e-08 | -4.2214e-09 | -3.815e-09 | 7.8369e-09 | 1.1383e-08 | -1.5835e-08 | -4.6521e-10 | -5.9015e-09 | 7.7825e-09 | 5.7185e-10 | 0 | 0 | 0 | 0 | 0 | 0 |  | 0.87113 | 1.0408 | 0.94359 | 0.87113 | 1.0408 | 0.94359 | -3.9721 | -122.1349 | 125.9242 | -3.9721 | -122.1349 | 125.9242
Line4_2_6 | 0.025114 | 0.0028387 | 0.0028145 | 0.025114 | 0.0028387 | 0.0028145 | 0.0057999 | 0.00065556 | 0.00064998 | 0.0057999 | 0.00065557 | 0.00064999 | 0.0036024 | -0.00024873 | 0.00061289 | -0.0035918 | 0.00024904 | -0.00061259 | 0.0035209 | 0.0006351 | -1.2193e-05 | -0.0035099 | -0.00063475 | 1.2552e-05 | -48.3214 | 126.5135 | 127.0298 | 131.6786 | -53.4865 | -52.9702 |  | 0.86851 | 1.0404 | 0.94313 | 0.86588 | 1.0401 | 0.94266 | -3.9769 | -122.0995 | 125.8901 | -3.9818 | -122.0642 | 125.856
Line5_6_7 | 0.025114 | 0.0028387 | 0.0028145 | 0.025114 | 0.0028387 | 0.0028146 | 0.0057999 | 0.00065557 | 0.00064999 | 0.0057999 | 0.00065558 | 0.00064999 | 0.0035918 | -0.00024904 | 0.00061259 | -0.0035812 | 0.00024935 | -0.00061229 | 0.0035099 | 0.00063475 | -1.2552e-05 | -0.003499 | -0.00063439 | 1.2911e-05 | -48.3214 | 126.5134 | 127.0298 | 131.6786 | -53.4866 | -52.9702 |  | 0.86588 | 1.0401 | 0.94266 | 0.86326 | 1.0398 | 0.9422 | -3.9818 | -122.0642 | 125.856 | -3.9868 | -122.0288 | 125.8218
Line6_7_8 | 0.028102 | 0 | 0 | 0.028102 | 0 | 0 | 0.0064899 | 0 | 0 | 0.0064899 | 0 | 0 | 0.0039613 | 1.0785e-08 | -2.3791e-08 | -0.0039486 | -7.5529e-09 | 1.5878e-08 | 0.0039618 | -2.3956e-08 | -8.6712e-10 | -0.0039487 | 1.5844e-08 | 9.1097e-10 | -48.9906 | 0 | 0 | 131.0094 | 0 | 0 |  | 0.86326 | 1.0398 | 0.9422 | 0.86045 | 1.0395 | 0.94185 | -3.9868 | -122.0288 | 125.8218 | -3.9906 | -122.0017 | 125.7951
Line7_8_9 | 0 | 0 | 0 | 0 | 0 | 0 | 0 | 0 | 0 | 0 | 0 | 0 | 4.385e-09 | 3.6048e-09 | -7.9332e-09 | 2.7527e-10 | -3.4324e-10 | 1.1374e-11 | 5.7457e-09 | -7.9855e-09 | -2.8985e-10 | -2.0858e-10 | -1.2647e-10 | 3.3126e-10 | 0 | 0 | 0 | 0 | 0 | 0 |  | 0.86045 | 1.0395 | 0.94185 | 0.86045 | 1.0395 | 0.94185 | -3.9906 | -122.0017 | 125.7951 | -3.9906 | -122.0017 | 125.7951
Line8_8_10 | 0 | 0 | 0 | 0 | 0 | 0 | 0 | 0 | 0 | 0 | 0 | 0 | 4.385e-09 | 3.6048e-09 | -7.9332e-09 | 2.7527e-10 | -3.4324e-10 | 1.1374e-11 | 5.7457e-09 | -7.9855e-09 | -2.8985e-10 | -2.0858e-10 | -1.2647e-10 | 3.3126e-10 | 0 | 0 | 0 | 0 | 0 | 0 |  | 0.86045 | 1.0395 | 0.94185 | 0.86045 | 1.0395 | 0.94185 | -3.9906 | -122.0017 | 125.7951 | -3.9906 | -122.0017 | 125.7951
Line9_3_11 | 0.0028699 | 0.00283 | 0.0028222 | 0.0028699 | 0.0028301 | 0.0028223 | 0.00066278 | 0.00065357 | 0.00065177 | 0.00066279 | 0.00065357 | 0.00065178 | -0.00037967 | -0.00024257 | 0.00061481 | 0.00037975 | 0.00024265 | -0.00061474 | -0.00043513 | 0.00063545 | -1.1886e-05 | 0.00043522 | -0.00063538 | 1.1966e-05 | 127.1336 | 126.9803 | 127.0242 | -52.8664 | -53.0197 | -52.9758 |  | 0.8713 | 1.0407 | 0.94347 | 0.87148 | 1.0406 | 0.94336 | -3.9726 | -122.1265 | 125.9167 | -3.9731 | -122.118 | 125.9091

## LG_min_fault_10
name | pf_ikss_a_from_ka | pf_ikss_b_from_ka | pf_ikss_c_from_ka | pf_ikss_a_to_ka | pf_ikss_b_to_ka | pf_ikss_c_to_ka | pf_skss_a_from_mw | pf_skss_b_from_mw | pf_skss_c_from_mw | pf_skss_a_to_mw | pf_skss_b_to_mw | pf_skss_c_to_mw | pf_p_a_from_mw | pf_p_b_from_mw | pf_p_c_from_mw | pf_p_a_to_mw | pf_p_b_to_mw | pf_p_c_to_mw | pf_q_a_from_mvar | pf_q_b_from_mvar | pf_q_c_from_mvar | pf_q_a_to_mvar | pf_q_b_to_mvar | pf_q_c_to_mvar | pf_ikss_a_from_degree | pf_ikss_b_from_degree | pf_ikss_c_from_degree | pf_ikss_a_to_degree | pf_ikss_b_to_degree | pf_ikss_c_to_degree | 3xI0 | pf_vm_a_from_pu | pf_vm_b_from_pu | pf_vm_c_from_pu | pf_vm_a_to_pu | pf_vm_b_to_pu | pf_vm_c_to_pu | pf_va_a_from_degree | pf_va_b_from_degree | pf_va_c_from_degree | pf_va_a_to_degree | pf_va_b_to_degree | pf_va_c_to_degree
Line0_1_2 | 0.023792 | 0.0026892 | 0.0026663 | 0.023792 | 0.0026892 | 0.0026664 | 0.0054946 | 0.00062105 | 0.00061576 | 0.0054946 | 0.00062106 | 0.00061577 | 0.0032427 | -0.00022295 | 0.00055034 | -0.0032332 | 0.00022323 | -0.00055007 | 0.0031698 | 0.00057033 | -1.0622e-05 | -0.00316 | -0.00057001 | 1.0944e-05 | -48.3215 | 126.5135 | 127.0298 | 131.6785 | -53.4865 | -52.9702 |  | 0.82528 | 0.98601 | 0.89392 | 0.8228 | 0.98568 | 0.89349 | -3.9721 | -122.1349 | 125.9242 | -3.9769 | -122.0995 | 125.8901
Line10_11_12 | 0.0027189 | 0.0026811 | 0.0026737 | 0.0027189 | 0.0026811 | 0.0026738 | 0.0006279 | 0.00061918 | 0.00061747 | 0.00062791 | 0.00061918 | 0.00061748 | -0.00034083 | -0.00021778 | 0.00055174 | 0.00034091 | 0.00021785 | -0.00055168 | -0.00039061 | 0.00057026 | -1.0739e-05 | 0.00039069 | -0.00057019 | 1.081e-05 | 127.1336 | 126.9802 | 127.0242 | -52.8664 | -53.0198 | -52.9758 |  | 0.82561 | 0.98587 | 0.89371 | 0.82578 | 0.9858 | 0.8936 | -3.9731 | -122.118 | 125.9091 | -3.9737 | -122.1096 | 125.9016
Line11_12_13 | 0.0027189 | 0.0026811 | 0.0026738 | 0.002719 | 0.0026812 | 0.0026738 | 0.00062791 | 0.00061918 | 0.00061748 | 0.00062792 | 0.00061919 | 0.00061749 | -0.00034091 | -0.00021785 | 0.00055168 | 0.00034098 | 0.00021792 | -0.00055161 | -0.00039069 | 0.00057019 | -1.081e-05 | 0.00039077 | -0.00057013 | 1.0881e-05 | 127.1336 | 126.9802 | 127.0242 | -52.8664 | -53.0198 | -52.9758 |  | 0.82578 | 0.9858 | 0.8936 | 0.82594 | 0.98574 | 0.89349 | -3.9737 | -122.1096 | 125.9016 | -3.9742 | -122.1012 | 125.8941
Line12_13_15 | 0 | 0 | 0 | 0 | 0 | 0 | 0 | 0 | 0 | 0 | 0 | 0 | 1.2048e-08 | 9.1945e-09 | -2.0976e-08 | -7.814e-09 | -6.4418e-09 | 1.399e-08 | 1.5202e-08 | -2.1245e-08 | -5.1198e-10 | -1.0324e-08 | 1.4044e-08 | 6.4411e-10 | 0 | 0 | 0 | 0 | 0 | 0 |  | 0.82594 | 0.98574 | 0.89349 | 0.82594 | 0.98574 | 0.89349 | -3.9742 | -122.1012 | 125.8941 | -3.9742 | -122.1012 | 125.8941
Line13_13_14 | 0.0027191 | 0.0026813 | 0.0026739 | 0.0027191 | 0.0026813 | 0.0026739 | 0.00062794 | 0.00061921 | 0.00061751 | 0.00062795 | 0.00061922 | 0.00061752 | -0.00034099 | -0.00021793 | 0.00055163 | 0.00034107 | 0.000218 | -0.00055157 | -0.00039078 | 0.00057015 | -1.088e-05 | 0.00039086 | -0.00057009 | 1.0951e-05 | 127.1334 | 126.9801 | 127.024 | -52.8666 | -53.0199 | -52.976 |  | 0.82594 | 0.98574 | 0.89349 | 0.82611 | 0.98567 | 0.89338 | -3.9742 | -122.1012 | 125.8941 | -3.9747 | -122.0927 | 125.8866
Line14_15_16 | 0 | 0 | 0 | 0 | 0 | 0 | 0 | 0 | 0 | 0 | 0 | 0 | 8.0317e-09 | 6.1297e-09 | -1.3984e-08 | -3.7981e-09 | -3.3769e-09 | 6.9978e-09 | 1.0135e-08 | -1.4163e-08 | -3.4132e-10 | -5.2563e-09 | 6.9622e-09 | 4.7345e-10 | 0 | 0 | 0 | 0 | 0 | 0 |  | 0.82594 | 0.98574 | 0.89349 | 0.82594 | 0.98574 | 0.89349 | -3.9742 | -122.1012 | 125.8941 | -3.9742 | -122.1012 | 125.8941
Line15_16_17 | 0 | 0 | 0 | 0 | 0 | 0 | 0 | 0 | 0 | 0 | 0 | 0 | 4.0159e-09 | 3.0648e-09 | -6.9921e-09 | 2.1773e-10 | -3.1207e-10 | 5.7344e-12 | 5.0674e-09 | -7.0815e-09 | -1.7066e-10 | -1.889e-10 | -1.1927e-10 | 3.0279e-10 | 0 | 0 | 0 | 0 | 0 | 0 |  | 0.82594 | 0.98574 | 0.89349 | 0.82594 | 0.98574 | 0.89349 | -3.9742 | -122.1012 | 125.8941 | -3.9742 | -122.1012 | 125.8941
Line16_4_18 | 0 | 0 | 0 | 0 | 0 | 0 | 0 | 0 | 0 | 0 | 0 | 0 | 4.0102e-09 | 3.0992e-09 | -7.0202e-09 | 2.191e-10 | -3.1293e-10 | 4.5571e-12 | 5.0978e-09 | -7.0999e-09 | -1.9915e-10 | -1.8872e-10 | -1.2072e-10 | 3.0405e-10 | 0 | 0 | 0 | 0 | 0 | 0 |  | 0.82545 | 0.98594 | 0.89382 | 0.82545 | 0.98594 | 0.89382 | -3.9727 | -122.1264 | 125.9166 | -3.9727 | -122.1264 | 125.9166
Line17_5_19 | 0 | 0 | 0 | 0 | 0 | 0 | 0 | 0 | 0 | 0 | 0 | 0 | 4.0083e-09 | 3.1107e-09 | -7.0295e-09 | 2.1956e-10 | -3.1322e-10 | 4.1593e-12 | 5.108e-09 | -7.106e-09 | -2.0877e-10 | -1.8865e-10 | -1.2121e-10 | 3.0447e-10 | 0 | 0 | 0 | 0 | 0 | 0 |  | 0.82528 | 0.98601 | 0.89392 | 0.82528 | 0.98601 | 0.89392 | -3.9721 | -122.1349 | 125.9242 | -3.9721 | -122.1349 | 125.9242
Line1_1_3 | 0.0027188 | 0.002681 | 0.0026737 | 0.0027189 | 0.0026811 | 0.0026737 | 0.00062789 | 0.00061916 | 0.00061746 | 0.00062789 | 0.00061917 | 0.00061747 | -0.00034068 | -0.00021764 | 0.00055186 | 0.00034076 | 0.00021771 | -0.0005518 | -0.00039045 | 0.00057039 | -1.0597e-05 | 0.00039053 | -0.00057032 | 1.0668e-05 | 127.1337 | 126.9803 | 127.0243 | -52.8663 | -53.0197 | -52.9757 |  | 0.82528 | 0.98601 | 0.89392 | 0.82545 | 0.98594 | 0.89382 | -3.9721 | -122.1349 | 125.9242 | -3.9726 | -122.1265 | 125.9167
Line2_1_4 | 0.0027327 | 0.0026947 | 0.0026872 | 0.0027327 | 0.0026947 | 0.0026873 | 0.00063109 | 0.00062231 | 0.00062059 | 0.00063109 | 0.00062232 | 0.0006206 | -0.00034054 | -0.00022148 | 0.0005547 | 0.00034062 | 0.00022155 | -0.00055464 | -0.00039406 | 0.00057224 | -8.0083e-06 | 0.00039414 | -0.00057217 | 8.0801e-06 | 126.8611 | 126.7064 | 126.7513 | -53.1389 | -53.2936 | -53.2487 |  | 0.82528 | 0.98601 | 0.89392 | 0.82545 | 0.98594 | 0.89382 | -3.9721 | -122.1349 | 125.9242 | -3.9727 | -122.1264 | 125.9166
Line3_1_5 | 0 | 0 | 0 | 0 | 0 | 0 | 0 | 0 | 0 | 0 | 0 | 0 | 8.0166e-09 | 6.2215e-09 | -1.4059e-08 | -3.7887e-09 | -3.424e-09 | 7.0337e-09 | 1.0216e-08 | -1.4212e-08 | -4.1753e-10 | -5.2967e-09 | 6.9848e-09 | 5.1324e-10 | 0 | 0 | 0 | 0 | 0 | 0 |  | 0.82528 | 0.98601 | 0.89392 | 0.82528 | 0.98601 | 0.89392 | -3.9721 | -122.1349 | 125.9242 | -3.9721 | -122.1349 | 125.9242
Line4_2_6 | 0.023792 | 0.0026892 | 0.0026664 | 0.023792 | 0.0026893 | 0.0026664 | 0.0054946 | 0.00062106 | 0.00061577 | 0.0054946 | 0.00062106 | 0.00061578 | 0.0032332 | -0.00022323 | 0.00055007 | -0.0032237 | 0.00022352 | -0.0005498 | 0.00316 | 0.00057001 | -1.0943e-05 | -0.0031502 | -0.00056969 | 1.1266e-05 | -48.3214 | 126.5135 | 127.0298 | 131.6786 | -53.4865 | -52.9702 |  | 0.8228 | 0.98568 | 0.89349 | 0.82031 | 0.98535 | 0.89305 | -3.9769 | -122.0995 | 125.8901 | -3.9818 | -122.0642 | 125.856
Line5_6_7 | 0.023792 | 0.0026893 | 0.0026664 | 0.023792 | 0.0026893 | 0.0026664 | 0.0054946 | 0.00062106 | 0.00061578 | 0.0054946 | 0.00062107 | 0.00061578 | 0.0032237 | -0.00022352 | 0.0005498 | -0.0032142 | 0.0002238 | -0.00054953 | 0.0031502 | 0.00056969 | -1.1265e-05 | -0.0031404 | -0.00056937 | 1.1587e-05 | -48.3214 | 126.5134 | 127.0298 | 131.6786 | -53.4866 | -52.9702 |  | 0.82031 | 0.98535 | 0.89305 | 0.81782 | 0.98503 | 0.89261 | -3.9818 | -122.0642 | 125.856 | -3.9868 | -122.0288 | 125.8218
Line6_7_8 | 0.026623 | 0 | 0 | 0.026623 | 0 | 0 | 0.0061484 | 0 | 0 | 0.0061483 | 0 | 0 | 0.0035553 | 9.6793e-09 | -2.1352e-08 | -0.0035439 | -6.7788e-09 | 1.425e-08 | 0.0035558 | -2.1501e-08 | -7.7825e-10 | -0.0035439 | 1.422e-08 | 8.176e-10 | -48.9906 | 0 | 0 | 131.0094 | 0 | 0 |  | 0.81782 | 0.98503 | 0.89261 | 0.81516 | 0.98477 | 0.89228 | -3.9868 | -122.0288 | 125.8218 | -3.9906 | -122.0017 | 125.7951
Line7_8_9 | 0 | 0 | 0 | 0 | 0 | 0 | 0 | 0 | 0 | 0 | 0 | 0 | 3.9356e-09 | 3.2354e-09 | -7.1201e-09 | 2.4706e-10 | -3.0806e-10 | 1.0208e-11 | 5.1568e-09 | -7.167e-09 | -2.6014e-10 | -1.8721e-10 | -1.1351e-10 | 2.9731e-10 | 0 | 0 | 0 | 0 | 0 | 0 |  | 0.81516 | 0.98477 | 0.89228 | 0.81516 | 0.98477 | 0.89228 | -3.9906 | -122.0017 | 125.7951 | -3.9906 | -122.0017 | 125.7951
Line8_8_10 | 0 | 0 | 0 | 0 | 0 | 0 | 0 | 0 | 0 | 0 | 0 | 0 | 3.9356e-09 | 3.2354e-09 | -7.1201e-09 | 2.4706e-10 | -3.0806e-10 | 1.0208e-11 | 5.1568e-09 | -7.167e-09 | -2.6014e-10 | -1.8721e-10 | -1.1351e-10 | 2.9731e-10 | 0 | 0 | 0 | 0 | 0 | 0 |  | 0.81516 | 0.98477 | 0.89228 | 0.81516 | 0.98477 | 0.89228 | -3.9906 | -122.0017 | 125.7951 | -3.9906 | -122.0017 | 125.7951
Line9_3_11 | 0.0027189 | 0.0026811 | 0.0026737 | 0.0027189 | 0.0026811 | 0.0026737 | 0.00062789 | 0.00061917 | 0.00061747 | 0.0006279 | 0.00061918 | 0.00061747 | -0.00034076 | -0.00021771 | 0.0005518 | 0.00034083 | 0.00021778 | -0.00055174 | -0.00039053 | 0.00057032 | -1.0668e-05 | 0.00039061 | -0.00057026 | 1.0739e-05 | 127.1336 | 126.9803 | 127.0242 | -52.8664 | -53.0197 | -52.9758 |  | 0.82545 | 0.98594 | 0.89382 | 0.82561 | 0.98587 | 0.89371 | -3.9726 | -122.1265 | 125.9167 | -3.9731 | -122.118 | 125.9091

## LLG_max_6
name | pf_ikss_a_from_ka | pf_ikss_b_from_ka | pf_ikss_c_from_ka | pf_ikss_a_to_ka | pf_ikss_b_to_ka | pf_ikss_c_to_ka | pf_skss_a_from_mw | pf_skss_b_from_mw | pf_skss_c_from_mw | pf_skss_a_to_mw | pf_skss_b_to_mw | pf_skss_c_to_mw | pf_p_a_from_mw | pf_p_b_from_mw | pf_p_c_from_mw | pf_p_a_to_mw | pf_p_b_to_mw | pf_p_c_to_mw | pf_q_a_from_mvar | pf_q_b_from_mvar | pf_q_c_from_mvar | pf_q_a_to_mvar | pf_q_b_to_mvar | pf_q_c_to_mvar | pf_ikss_a_from_degree | pf_ikss_b_from_degree | pf_ikss_c_from_degree | pf_ikss_a_to_degree | pf_ikss_b_to_degree | pf_ikss_c_to_degree | 3xI0 | pf_vm_a_from_pu | pf_vm_b_from_pu | pf_vm_c_from_pu | pf_vm_a_to_pu | pf_vm_b_to_pu | pf_vm_c_to_pu | pf_va_a_from_degree | pf_va_b_from_degree | pf_va_c_from_degree | pf_va_a_to_degree | pf_va_b_to_degree | pf_va_c_to_degree
Line0_1_2 | 0.11893 | 1.9304 | 2.1673 | 0.11893 | 1.9304 | 2.1673 | 0.027466 | 0.44581 | 0.50051 | 0.027466 | 0.44581 | 0.50051 | -0.021348 | 0.12051 | 0.23649 | 0.021138 | -0.09568 | -0.18174 | 0.027103 | 0.32725 | 0.36207 | -0.026136 | -0.25178 | -0.27977 | -125.5701 | 175.9508 | 47.8817 | 54.4299 | -4.0492 | -132.1183 |  | 1.2561 | 0.78224 | 0.86404 | 1.2239 | 0.60416 | 0.66656 | 2.6563 | -114.2653 | 104.7305 | 3.3947 | -114.8571 | 104.8738
Line10_11_12 | 0.12018 | 0.37864 | 0.37342 | 0.12018 | 0.37864 | 0.37342 | 0.027754 | 0.087442 | 0.086237 | 0.027754 | 0.087442 | 0.086237 | 0.017453 | 0.02034 | -0.070302 | -0.017524 | -0.019783 | 0.071787 | 0.030227 | -0.069375 | -0.035341 | -0.030211 | 0.071588 | 0.037055 | -57.5681 | -42.5461 | -100.6279 | 122.4319 | 137.4539 | 79.3721 |  | 1.2576 | 0.82678 | 0.91243 | 1.2584 | 0.84938 | 0.9368 | 2.4292 | -116.2052 | 106.0607 | 2.3159 | -117.0984 | 106.6741
Line11_12_13 | 0.12018 | 0.37864 | 0.37342 | 0.12018 | 0.37864 | 0.37342 | 0.027754 | 0.087442 | 0.086237 | 0.027754 | 0.087442 | 0.086237 | 0.017524 | 0.019783 | -0.071787 | -0.017594 | -0.019225 | 0.073272 | 0.030211 | -0.071588 | -0.037055 | -0.030194 | 0.073802 | 0.03877 | -57.5681 | -42.5461 | -100.6279 | 122.4319 | 137.4538 | 79.3722 |  | 1.2584 | 0.84938 | 0.9368 | 1.2592 | 0.87218 | 0.96127 | 2.3159 | -117.0984 | 106.6741 | 2.2026 | -117.9451 | 107.2563
Line12_13_15 | 0 | 0 | 0 | 0 | 0 | 0 | 0 | 0 | 0 | 0 | 0 | 0 | -1.5456e-08 | -3.1418e-08 | 4.7417e-08 | 9.3346e-09 | 2.1512e-08 | -3.139e-08 | -6.0839e-08 | 3.1608e-08 | 8.636e-10 | 4.0746e-08 | -2.0952e-08 | -1.3921e-09 | 0 | 0 | 0 | 0 | 0 | 0 |  | 1.2592 | 0.87218 | 0.96127 | 1.2592 | 0.87218 | 0.96127 | 2.2026 | -117.9451 | 107.2563 | 2.2026 | -117.9451 | 107.2563
Line13_13_14 | 0.12018 | 0.37864 | 0.37342 | 0.12018 | 0.37864 | 0.37342 | 0.027754 | 0.087442 | 0.086237 | 0.027754 | 0.087442 | 0.086237 | 0.017594 | 0.019225 | -0.073272 | -0.017665 | -0.018668 | 0.074757 | 0.030194 | -0.073802 | -0.03877 | -0.030178 | 0.076015 | 0.040484 | -57.5682 | -42.5462 | -100.6278 | 122.4318 | 137.4538 | 79.3722 |  | 1.2592 | 0.87218 | 0.96127 | 1.2599 | 0.89515 | 0.98583 | 2.2026 | -117.9451 | 107.2563 | 2.0896 | -118.7484 | 107.8095
Line14_15_16 | 0 | 0 | 0 | 0 | 0 | 0 | 0 | 0 | 0 | 0 | 0 | 0 | -1.0304e-08 | -2.0945e-08 | 3.1611e-08 | 4.1827e-09 | 1.1039e-08 | -1.5584e-08 | -4.056e-08 | 2.1072e-08 | 5.7574e-10 | 2.0466e-08 | -1.0416e-08 | -1.1042e-09 | 0 | 0 | 0 | 0 | 0 | 0 |  | 1.2592 | 0.87218 | 0.96127 | 1.2592 | 0.87218 | 0.96127 | 2.2026 | -117.9451 | 107.2563 | 2.2026 | -117.9451 | 107.2563
Line15_16_17 | 0 | 0 | 0 | 0 | 0 | 0 | 0 | 0 | 0 | 0 | 0 | 0 | -5.1519e-09 | -1.0473e-08 | 1.5806e-08 | -9.692e-10 | 5.6652e-10 | 2.2158e-10 | -2.028e-08 | 1.0536e-08 | 2.8787e-10 | 1.8632e-10 | 1.2041e-10 | -8.1638e-10 | 0 | 0 | 0 | 0 | 0 | 0 |  | 1.2592 | 0.87218 | 0.96127 | 1.2592 | 0.87218 | 0.96127 | 2.2026 | -117.9451 | 107.2563 | 2.2026 | -117.9451 | 107.2563
Line16_4_18 | 0 | 0 | 0 | 0 | 0 | 0 | 0 | 0 | 0 | 0 | 0 | 0 | -4.627e-09 | -1.2483e-08 | 1.6973e-08 | -9.649e-10 | 7.0467e-10 | 3.9706e-10 | -2.3968e-08 | 1.0136e-08 | 7.6706e-10 | 2.1738e-10 | 2.4121e-10 | -8.6316e-10 | 0 | 0 | 0 | 0 | 0 | 0 |  | 1.2581 | 0.80941 | 0.89567 | 1.2581 | 0.80941 | 0.89567 | 2.5722 | -115.5606 | 105.504 | 2.5722 | -115.5606 | 105.504
Line17_5_19 | 0 | 0 | 0 | 0 | 0 | 0 | 0 | 0 | 0 | 0 | 0 | 0 | -4.218e-09 | -1.3341e-08 | 1.7289e-08 | -9.5453e-10 | 7.5293e-10 | 4.7172e-10 | -2.5522e-08 | 9.7042e-09 | 1.0368e-09 | 2.2413e-10 | 3.0093e-10 | -8.7608e-10 | 0 | 0 | 0 | 0 | 0 | 0 |  | 1.2561 | 0.78224 | 0.86404 | 1.2561 | 0.78224 | 0.86404 | 2.6563 | -114.2653 | 104.7305 | 2.6563 | -114.2653 | 104.7305
Line1_1_3 | 0.12018 | 0.37864 | 0.37342 | 0.12018 | 0.37864 | 0.37342 | 0.027754 | 0.087442 | 0.086237 | 0.027754 | 0.087442 | 0.086237 | 0.017313 | 0.021455 | -0.067332 | -0.017383 | -0.020898 | 0.068817 | 0.03026 | -0.064948 | -0.031912 | -0.030243 | 0.067162 | 0.033626 | -57.5681 | -42.5461 | -100.6279 | 122.4319 | 137.4539 | 79.3721 |  | 1.2561 | 0.78224 | 0.86404 | 1.2569 | 0.80439 | 0.88818 | 2.6563 | -114.2653 | 104.7305 | 2.5427 | -115.2621 | 105.4137
Line2_1_4 | 0.13541 | 0.46672 | 0.47704 | 0.13541 | 0.46672 | 0.47704 | 0.031272 | 0.10778 | 0.11017 | 0.031272 | 0.10778 | 0.11017 | 0.012799 | 0.030021 | -0.083109 | -0.012874 | -0.029213 | 0.085494 | 0.037138 | -0.078787 | -0.04641 | -0.037178 | 0.082206 | 0.049268 | -68.3277 | -45.1238 | -104.4496 | 111.6723 | 134.8761 | 75.5504 |  | 1.2561 | 0.78224 | 0.86404 | 1.2581 | 0.80941 | 0.89567 | 2.6563 | -114.2653 | 104.7305 | 2.5722 | -115.5606 | 105.504
Line3_1_5 | 0 | 0 | 0 | 0 | 0 | 0 | 0 | 0 | 0 | 0 | 0 | 0 | -8.436e-09 | -2.6683e-08 | 3.4578e-08 | 3.2635e-09 | 1.4094e-08 | -1.6817e-08 | -5.1044e-08 | 1.9408e-08 | 2.0737e-09 | 2.5746e-08 | -9.4032e-09 | -1.9129e-09 | 0 | 0 | 0 | 0 | 0 | 0 |  | 1.2561 | 0.78224 | 0.86404 | 1.2561 | 0.78224 | 0.86404 | 2.6563 | -114.2653 | 104.7305 | 2.6563 | -114.2653 | 104.7305
Line4_2_6 | 0.11893 | 1.9304 | 2.1673 | 0.11893 | 1.9304 | 2.1673 | 0.027466 | 0.44581 | 0.50051 | 0.027466 | 0.44581 | 0.50051 | -0.021138 | 0.09568 | 0.18174 | 0.020928 | -0.070853 | -0.12699 | 0.026136 | 0.25178 | 0.27977 | -0.02517 | -0.1763 | -0.19748 | -125.5701 | 175.9508 | 47.8817 | 54.4299 | -4.0492 | -132.1183 |  | 1.2239 | 0.60416 | 0.66656 | 1.1918 | 0.42621 | 0.46909 | 3.3947 | -114.8571 | 104.8738 | 4.173 | -115.9434 | 105.1377
Line5_6_7 | 0.11893 | 1.9304 | 2.1673 | 0.11893 | 1.9304 | 2.1673 | 0.027466 | 0.44581 | 0.50051 | 0.027466 | 0.44581 | 0.50051 | -0.020928 | 0.070853 | 0.12699 | 0.020719 | -0.046026 | -0.072241 | 0.02517 | 0.1763 | 0.19748 | -0.024203 | -0.10083 | -0.11518 | -125.5701 | 175.9508 | 47.8817 | 54.43 | -4.0492 | -132.1183 |  | 1.1918 | 0.42621 | 0.46909 | 1.16 | 0.24863 | 0.27164 | 4.173 | -115.9434 | 105.1377 | 4.9941 | -118.5839 | 105.7852
Line6_7_8 | 0 | 2.7524 | 3.0808 | 0 | 2.7524 | 3.0808 | 0 | 0.63565 | 0.71148 | 0 | 0.63565 | 0.71148 | -1.3221e-09 | 0.044358 | 0.1107 | -8.3614e-10 | 3.9411e-14 | 7.5972e-15 | -1.0722e-07 | 0.15169 | 0.15842 | 7.0475e-08 | 4.7529e-15 | -9.3053e-16 | 0 | 167.7169 | 50.7286 | 0 | -12.2831 | -129.2714 |  | 1.16 | 0.24863 | 0.27164 | 1.113 | 0 | 0 | 4.9941 | -118.5839 | 105.7852 | 5.7624 | 0 | 0
Line7_8_9 | 0 | 0 | 0 | 0 | 0 | 0 | 0 | 0 | 0 | 0 | 0 | 0 | 2.7871e-10 | -2.7591e-22 | -1.9593e-22 | -2.7871e-10 | -3.0936e-19 | -6.2468e-18 | -3.5023e-08 | -2.1229e-21 | 2.2331e-22 | 4.3023e-10 | 1.7764e-17 | -3.219e-18 | 0 | 0 | 0 | 0 | 0 | 0 |  | 1.113 | 0 | 0 | 1.113 | 0 | 0 | 5.7624 | 0 | 0 | 5.7624 | 0 | 0
Line8_8_10 | 0 | 0 | 0 | 0 | 0 | 0 | 0 | 0 | 0 | 0 | 0 | 0 | 2.7871e-10 | -2.7591e-22 | -1.9593e-22 | -2.7871e-10 | -3.0936e-19 | -6.2468e-18 | -3.5023e-08 | -2.1229e-21 | 2.2331e-22 | 4.3023e-10 | 1.7764e-17 | -3.219e-18 | 0 | 0 | 0 | 0 | 0 | 0 |  | 1.113 | 0 | 0 | 1.113 | 0 | 0 | 5.7624 | 0 | 0 | 5.7624 | 0 | 0
Line9_3_11 | 0.12018 | 0.37864 | 0.37342 | 0.12018 | 0.37864 | 0.37342 | 0.027754 | 0.087442 | 0.086237 | 0.027754 | 0.087442 | 0.086237 | 0.017383 | 0.020898 | -0.068817 | -0.017453 | -0.02034 | 0.070302 | 0.030243 | -0.067162 | -0.033626 | -0.030227 | 0.069375 | 0.035341 | -57.5681 | -42.5461 | -100.6279 | 122.4319 | 137.4539 | 79.3721 |  | 1.2569 | 0.80439 | 0.88818 | 1.2576 | 0.82678 | 0.91243 | 2.5427 | -115.2621 | 105.4137 | 2.4292 | -116.2052 | 106.0607

## LLG_max_10
name | pf_ikss_a_from_ka | pf_ikss_b_from_ka | pf_ikss_c_from_ka | pf_ikss_a_to_ka | pf_ikss_b_to_ka | pf_ikss_c_to_ka | pf_skss_a_from_mw | pf_skss_b_from_mw | pf_skss_c_from_mw | pf_skss_a_to_mw | pf_skss_b_to_mw | pf_skss_c_to_mw | pf_p_a_from_mw | pf_p_b_from_mw | pf_p_c_from_mw | pf_p_a_to_mw | pf_p_b_to_mw | pf_p_c_to_mw | pf_q_a_from_mvar | pf_q_b_from_mvar | pf_q_c_from_mvar | pf_q_a_to_mvar | pf_q_b_to_mvar | pf_q_c_to_mvar | pf_ikss_a_from_degree | pf_ikss_b_from_degree | pf_ikss_c_from_degree | pf_ikss_a_to_degree | pf_ikss_b_to_degree | pf_ikss_c_to_degree | 3xI0 | pf_vm_a_from_pu | pf_vm_b_from_pu | pf_vm_c_from_pu | pf_vm_a_to_pu | pf_vm_b_to_pu | pf_vm_c_to_pu | pf_va_a_from_degree | pf_va_b_from_degree | pf_va_c_from_degree | pf_va_a_to_degree | pf_va_b_to_degree | pf_va_c_to_degree
Line0_1_2 | 0.12328 | 2.0055 | 2.254 | 0.12328 | 2.0055 | 2.254 | 0.02847 | 0.46314 | 0.52055 | 0.02847 | 0.46314 | 0.52055 | -0.022547 | 0.13005 | 0.25455 | 0.022347 | -0.10309 | -0.19542 | 0.030047 | 0.3526 | 0.39125 | -0.029005 | -0.27104 | -0.30206 | -124.2154 | 176.0743 | 47.4095 | 55.7847 | -3.9256 | -132.5906 |  | 1.3195 | 0.81145 | 0.89669 | 1.2861 | 0.62612 | 0.69112 | 2.6682 | -114.1708 | 104.361 | 3.3973 | -114.7489 | 104.5084
Line10_11_12 | 0.12482 | 0.38864 | 0.38601 | 0.12482 | 0.38864 | 0.38601 | 0.028826 | 0.089752 | 0.089145 | 0.028826 | 0.089752 | 0.089145 | 0.01812 | 0.021927 | -0.07545 | -0.018189 | -0.021348 | 0.077032 | 0.033485 | -0.073744 | -0.037796 | -0.033469 | 0.076078 | 0.039631 | -59.1159 | -42.6497 | -100.9123 | 120.8841 | 137.3503 | 79.0877 |  | 1.3208 | 0.85719 | 0.94663 | 1.3215 | 0.88039 | 0.97177 | 2.4638 | -116.0906 | 105.6962 | 2.3618 | -116.9752 | 106.3122
Line11_12_13 | 0.12482 | 0.38864 | 0.38601 | 0.12482 | 0.38864 | 0.38601 | 0.028826 | 0.089752 | 0.089145 | 0.028826 | 0.089752 | 0.089145 | 0.018189 | 0.021348 | -0.077032 | -0.018258 | -0.02077 | 0.078615 | 0.033469 | -0.076078 | -0.039631 | -0.033454 | 0.078413 | 0.041465 | -59.1159 | -42.6497 | -100.9123 | 120.884 | 137.3503 | 79.0877 |  | 1.3215 | 0.88039 | 0.97177 | 1.3221 | 0.90379 | 0.99703 | 2.3618 | -116.9752 | 106.3122 | 2.2598 | -117.8142 | 106.897
Line12_13_15 | 0 | 0 | 0 | 0 | 0 | 0 | 0 | 0 | 0 | 0 | 0 | 0 | -1.6976e-08 | -3.5463e-08 | 5.2925e-08 | 1.0236e-08 | 2.429e-08 | -3.5011e-08 | -6.9004e-08 | 3.4965e-08 | 1.0114e-09 | 4.6213e-08 | -2.3171e-08 | -1.5859e-09 | 0 | 0 | 0 | 0 | 0 | 0 |  | 1.3221 | 0.90379 | 0.99703 | 1.3221 | 0.90379 | 0.99703 | 2.2598 | -117.8142 | 106.897 | 2.2598 | -117.8142 | 106.897
Line13_13_14 | 0.12482 | 0.38864 | 0.38601 | 0.12482 | 0.38864 | 0.38601 | 0.028826 | 0.089752 | 0.089145 | 0.028826 | 0.089752 | 0.089145 | 0.018258 | 0.02077 | -0.078615 | -0.018327 | -0.020191 | 0.080198 | 0.033454 | -0.078413 | -0.041465 | -0.033439 | 0.080748 | 0.0433 | -59.116 | -42.6497 | -100.9123 | 120.884 | 137.3503 | 79.0877 |  | 1.3221 | 0.90379 | 0.99703 | 1.3228 | 0.92738 | 1.0224 | 2.2598 | -117.8142 | 106.897 | 2.158 | -118.6106 | 107.4529
Line14_15_16 | 0 | 0 | 0 | 0 | 0 | 0 | 0 | 0 | 0 | 0 | 0 | 0 | -1.1318e-08 | -2.3642e-08 | 3.5283e-08 | 4.5777e-09 | 1.2469e-08 | -1.737e-08 | -4.6003e-08 | 2.331e-08 | 6.743e-10 | 2.3212e-08 | -1.1516e-08 | -1.2488e-09 | 0 | 0 | 0 | 0 | 0 | 0 |  | 1.3221 | 0.90379 | 0.99703 | 1.3221 | 0.90379 | 0.99703 | 2.2598 | -117.8142 | 106.897 | 2.2598 | -117.8142 | 106.897
Line15_16_17 | 0 | 0 | 0 | 0 | 0 | 0 | 0 | 0 | 0 | 0 | 0 | 0 | -5.6588e-09 | -1.1821e-08 | 1.7642e-08 | -1.0811e-09 | 6.4756e-10 | 2.7174e-10 | -2.3001e-08 | 1.1655e-08 | 3.3715e-10 | 2.1027e-10 | 1.3903e-10 | -9.1165e-10 | 0 | 0 | 0 | 0 | 0 | 0 |  | 1.3221 | 0.90379 | 0.99703 | 1.3221 | 0.90379 | 0.99703 | 2.2598 | -117.8142 | 106.897 | 2.2598 | -117.8142 | 106.897
Line16_4_18 | 0 | 0 | 0 | 0 | 0 | 0 | 0 | 0 | 0 | 0 | 0 | 0 | -5.054e-09 | -1.3963e-08 | 1.8846e-08 | -1.0779e-09 | 7.9193e-10 | 4.5708e-10 | -2.7004e-08 | 1.1156e-08 | 8.3742e-10 | 2.4139e-10 | 2.6906e-10 | -9.6135e-10 | 0 | 0 | 0 | 0 | 0 | 0 |  | 1.3214 | 0.83913 | 0.92899 | 1.3214 | 0.83913 | 0.92899 | 2.596 | -115.4402 | 105.1334 | 2.596 | -115.4402 | 105.1334
Line17_5_19 | 0 | 0 | 0 | 0 | 0 | 0 | 0 | 0 | 0 | 0 | 0 | 0 | -4.6085e-09 | -1.4863e-08 | 1.9163e-08 | -1.0677e-09 | 8.4161e-10 | 5.3456e-10 | -2.8672e-08 | 1.0674e-08 | 1.1123e-09 | 2.4775e-10 | 3.324e-10 | -9.7496e-10 | 0 | 0 | 0 | 0 | 0 | 0 |  | 1.3195 | 0.81145 | 0.89669 | 1.3195 | 0.81145 | 0.89669 | 2.6682 | -114.1708 | 104.361 | 2.6682 | -114.1708 | 104.361
Line1_1_3 | 0.12482 | 0.38864 | 0.38601 | 0.12482 | 0.38864 | 0.38601 | 0.028826 | 0.089752 | 0.089145 | 0.028826 | 0.089752 | 0.089145 | 0.017983 | 0.023084 | -0.072284 | -0.018052 | -0.022505 | 0.073867 | 0.033516 | -0.069074 | -0.034128 | -0.0335 | 0.071409 | 0.035962 | -59.1159 | -42.6496 | -100.9123 | 120.8841 | 137.3504 | 79.0877 |  | 1.3195 | 0.81145 | 0.89669 | 1.3201 | 0.8342 | 0.9216 | 2.6682 | -114.1708 | 104.361 | 2.566 | -115.157 | 105.0467
Line2_1_4 | 0.14041 | 0.47506 | 0.48829 | 0.14041 | 0.47506 | 0.48829 | 0.032426 | 0.10971 | 0.11277 | 0.032426 | 0.10971 | 0.11277 | 0.013072 | 0.03187 | -0.088461 | -0.013142 | -0.031045 | 0.090955 | 0.040739 | -0.083124 | -0.048981 | -0.040781 | 0.086669 | 0.051976 | -69.5422 | -45.148 | -104.6125 | 110.4578 | 134.852 | 75.3875 |  | 1.3195 | 0.81145 | 0.89669 | 1.3214 | 0.83913 | 0.92899 | 2.6682 | -114.1708 | 104.361 | 2.596 | -115.4402 | 105.1334
Line3_1_5 | 0 | 0 | 0 | 0 | 0 | 0 | 0 | 0 | 0 | 0 | 0 | 0 | -9.217e-09 | -2.9725e-08 | 3.8325e-08 | 3.5408e-09 | 1.5704e-08 | -1.8628e-08 | -5.7344e-08 | 2.1348e-08 | 2.2247e-09 | 2.892e-08 | -1.0342e-08 | -2.0873e-09 | 0 | 0 | 0 | 0 | 0 | 0 |  | 1.3195 | 0.81145 | 0.89669 | 1.3195 | 0.81145 | 0.89669 | 2.6682 | -114.1708 | 104.361 | 2.6682 | -114.1708 | 104.361
Line4_2_6 | 0.12328 | 2.0055 | 2.254 | 0.12328 | 2.0055 | 2.254 | 0.02847 | 0.46314 | 0.52055 | 0.02847 | 0.46314 | 0.52055 | -0.022347 | 0.10309 | 0.19542 | 0.022147 | -0.076124 | -0.13628 | 0.029005 | 0.27104 | 0.30206 | -0.027963 | -0.18949 | -0.21287 | -124.2153 | 176.0744 | 47.4095 | 55.7847 | -3.9256 | -132.5906 |  | 1.2861 | 0.62612 | 0.69112 | 1.2529 | 0.44091 | 0.48556 | 3.3973 | -114.7489 | 104.5084 | 4.165 | -115.8129 | 104.7808
Line5_6_7 | 0.12328 | 2.0055 | 2.254 | 0.12328 | 2.0055 | 2.254 | 0.02847 | 0.46314 | 0.52055 | 0.02847 | 0.46314 | 0.52055 | -0.022147 | 0.076124 | 0.13628 | 0.021948 | -0.049162 | -0.077149 | 0.027963 | 0.18949 | 0.21287 | -0.02692 | -0.10793 | -0.12367 | -124.2153 | 176.0744 | 47.4094 | 55.7847 | -3.9256 | -132.5906 |  | 1.2529 | 0.44091 | 0.48556 | 1.22 | 0.25607 | 0.28002 | 4.165 | -115.8129 | 104.7808 | 4.9744 | -118.4154 | 105.4529
Line6_7_8 | 0 | 2.8293 | 3.1716 | 0 | 2.8293 | 3.1716 | 0 | 0.65341 | 0.73246 | 0 | 0.65341 | 0.73246 | -1.3365e-09 | 0.047142 | 0.11726 | -1.0008e-09 | 7.172e-14 | 3.9105e-14 | -1.1882e-07 | 0.16054 | 0.16827 | 7.8148e-08 | -9.6869e-15 | -1.479e-14 | 0 | 167.9494 | 50.3243 | 0 | -12.0506 | -129.6757 |  | 1.22 | 0.25607 | 0.28002 | 1.1721 | 0 | 0 | 4.9744 | -118.4154 | 105.4529 | 5.7265 | 0 | 0
Line7_8_9 | 0 | 0 | 0 | 0 | 0 | 0 | 0 | 0 | 0 | 0 | 0 | 0 | 3.336e-10 | -1.4795e-21 | -7.5793e-22 | -3.336e-10 | -3.4892e-19 | -6.9142e-18 | -3.8838e-08 | -3.7127e-21 | 1.4782e-21 | 4.7172e-10 | 1.9569e-17 | -3.5772e-18 | 0 | 0 | 0 | 0 | 0 | 0 |  | 1.1721 | 0 | 0 | 1.1721 | 0 | 0 | 5.7265 | 0 | 0 | 5.7265 | 0 | 0
Line8_8_10 | 0 | 0 | 0 | 0 | 0 | 0 | 0 | 0 | 0 | 0 | 0 | 0 | 3.336e-10 | -1.4795e-21 | -7.5793e-22 | -3.336e-10 | -3.4891e-19 | -6.9142e-18 | -3.8838e-08 | -3.7127e-21 | 1.4782e-21 | 4.7172e-10 | 1.9569e-17 | -3.5772e-18 | 0 | 0 | 0 | 0 | 0 | 0 |  | 1.1721 | 0 | 0 | 1.1721 | 0 | 0 | 5.7265 | 0 | 0 | 5.7265 | 0 | 0
Line9_3_11 | 0.12482 | 0.38864 | 0.38601 | 0.12482 | 0.38864 | 0.38601 | 0.028826 | 0.089752 | 0.089145 | 0.028826 | 0.089752 | 0.089145 | 0.018052 | 0.022505 | -0.073867 | -0.01812 | -0.021927 | 0.07545 | 0.0335 | -0.071409 | -0.035962 | -0.033485 | 0.073744 | 0.037796 | -59.1159 | -42.6496 | -100.9123 | 120.8841 | 137.3503 | 79.0877 |  | 1.3201 | 0.8342 | 0.9216 | 1.3208 | 0.85719 | 0.94663 | 2.566 | -115.157 | 105.0467 | 2.4638 | -116.0906 | 105.6962

## LLG_max_fault_6
name | pf_ikss_a_from_ka | pf_ikss_b_from_ka | pf_ikss_c_from_ka | pf_ikss_a_to_ka | pf_ikss_b_to_ka | pf_ikss_c_to_ka | pf_skss_a_from_mw | pf_skss_b_from_mw | pf_skss_c_from_mw | pf_skss_a_to_mw | pf_skss_b_to_mw | pf_skss_c_to_mw | pf_p_a_from_mw | pf_p_b_from_mw | pf_p_c_from_mw | pf_p_a_to_mw | pf_p_b_to_mw | pf_p_c_to_mw | pf_q_a_from_mvar | pf_q_b_from_mvar | pf_q_c_from_mvar | pf_q_a_to_mvar | pf_q_b_to_mvar | pf_q_c_to_mvar | pf_ikss_a_from_degree | pf_ikss_b_from_degree | pf_ikss_c_from_degree | pf_ikss_a_to_degree | pf_ikss_b_to_degree | pf_ikss_c_to_degree | 3xI0 | pf_vm_a_from_pu | pf_vm_b_from_pu | pf_vm_c_from_pu | pf_vm_a_to_pu | pf_vm_b_to_pu | pf_vm_c_to_pu | pf_va_a_from_degree | pf_va_b_from_degree | pf_va_c_from_degree | pf_va_a_to_degree | pf_va_b_to_degree | pf_va_c_to_degree
Line0_1_2 | 0.11609 | 0.095956 | 0.093213 | 0.11609 | 0.095956 | 0.093213 | 0.026811 | 0.02216 | 0.021527 | 0.026811 | 0.02216 | 0.021527 | -0.011059 | -0.0060057 | -0.0068717 | 0.011194 | 0.0061036 | 0.0069521 | -0.02697 | -0.023212 | -0.02231 | 0.027231 | 0.023401 | 0.022487 | 112.5086 | -15.4261 | -132.9444 | -67.4914 | 164.5739 | 47.0556 |  | 1.0872 | 1.082 | 1.0845 | 1.0981 | 1.0913 | 1.0934 | 0.21212 | -119.9324 | 119.9363 | 0.16197 | -120.0449 | 119.8759
Line10_11_12 | 0.10493 | 0.11005 | 0.10667 | 0.10493 | 0.11005 | 0.10667 | 0.024232 | 0.025414 | 0.024635 | 0.024232 | 0.025414 | 0.024635 | -0.00045285 | -0.0012162 | -0.0019783 | 0.00056149 | 0.001335 | 0.0020957 | -0.026792 | -0.027958 | -0.027112 | 0.027015 | 0.028197 | 0.027339 | 90.7245 | -27.893 | -146.3216 | -89.2755 | 152.107 | 33.6784 |  | 1.1058 | 1.1011 | 1.1035 | 1.1151 | 1.1108 | 1.113 | -0.24389 | -120.3838 | 119.505 | -0.4662 | -120.6037 | 119.2949
Line11_12_13 | 0.10493 | 0.11005 | 0.10667 | 0.10493 | 0.11005 | 0.10667 | 0.024232 | 0.025414 | 0.024635 | 0.024232 | 0.025414 | 0.024635 | -0.00056149 | -0.001335 | -0.0020957 | 0.00067012 | 0.0014538 | 0.0022131 | -0.027015 | -0.028197 | -0.027339 | 0.027239 | 0.028436 | 0.027566 | 90.7245 | -27.893 | -146.3216 | -89.2755 | 152.107 | 33.6784 |  | 1.1151 | 1.1108 | 1.113 | 1.1244 | 1.1204 | 1.1226 | -0.4662 | -120.6037 | 119.2949 | -0.68482 | -120.8197 | 119.0883
Line12_13_15 | 0 | 0 | 0 | 0 | 0 | 0 | 0 | 0 | 0 | 0 | 0 | 0 | 4.0766e-10 | 7.6093e-10 | 1.5198e-09 | -5.789e-10 | -7.9689e-10 | -1.3126e-09 | -2.6816e-10 | 8.3962e-10 | -2.8989e-11 | 1.2703e-10 | -6.2146e-10 | -4.944e-11 | 0 | 0 | 0 | 0 | 0 | 0 |  | 1.1244 | 1.1204 | 1.1226 | 1.1244 | 1.1204 | 1.1226 | -0.68482 | -120.8197 | 119.0883 | -0.68482 | -120.8197 | 119.0883
Line13_13_14 | 0.10493 | 0.11005 | 0.10667 | 0.10493 | 0.11005 | 0.10667 | 0.024232 | 0.025414 | 0.024635 | 0.024232 | 0.025414 | 0.024635 | -0.00067012 | -0.0014538 | -0.0022131 | 0.00077876 | 0.0015727 | 0.0023305 | -0.027239 | -0.028436 | -0.027566 | 0.027462 | 0.028676 | 0.027793 | 90.7245 | -27.893 | -146.3216 | -89.2755 | 152.107 | 33.6784 |  | 1.1244 | 1.1204 | 1.1226 | 1.1338 | 1.13 | 1.1322 | -0.68482 | -120.8197 | 119.0883 | -0.89985 | -121.0321 | 118.8853
Line14_15_16 | 0 | 0 | 0 | 0 | 0 | 0 | 0 | 0 | 0 | 0 | 0 | 0 | 2.7178e-10 | 5.0729e-10 | 1.0132e-09 | -4.4302e-10 | -5.4324e-10 | -8.0597e-10 | -1.7877e-10 | 5.5975e-10 | -1.9326e-11 | 3.7645e-11 | -3.4158e-10 | -5.9103e-11 | 0 | 0 | 0 | 0 | 0 | 0 |  | 1.1244 | 1.1204 | 1.1226 | 1.1244 | 1.1204 | 1.1226 | -0.68482 | -120.8197 | 119.0883 | -0.68482 | -120.8197 | 119.0883
Line15_16_17 | 0 | 0 | 0 | 0 | 0 | 0 | 0 | 0 | 0 | 0 | 0 | 0 | 1.3589e-10 | 2.5364e-10 | 5.0658e-10 | -3.0713e-10 | -2.896e-10 | -2.9939e-10 | -8.9386e-11 | 2.7987e-10 | -9.6631e-12 | -5.1741e-11 | -6.1711e-11 | -6.8767e-11 | 0 | 0 | 0 | 0 | 0 | 0 |  | 1.1244 | 1.1204 | 1.1226 | 1.1244 | 1.1204 | 1.1226 | -0.68482 | -120.8197 | 119.0883 | -0.68482 | -120.8197 | 119.0883
Line16_4_18 | 0 | 0 | 0 | 0 | 0 | 0 | 0 | 0 | 0 | 0 | 0 | 0 | 1.4776e-11 | 1.1978e-10 | 4.2847e-10 | -1.9791e-10 | -1.7746e-10 | -1.8765e-10 | -1.6775e-10 | 2.6044e-10 | -4.8e-11 | -5.5959e-12 | -1.6112e-11 | -2.4868e-11 | 0 | 0 | 0 | 0 | 0 | 0 |  | 1.0991 | 1.0942 | 1.0966 | 1.0991 | 1.0942 | 1.0966 | -0.075769 | -120.2191 | 119.6625 | -0.075769 | -120.2191 | 119.6625
Line17_5_19 | 0 | 0 | 0 | 0 | 0 | 0 | 0 | 0 | 0 | 0 | 0 | 0 | -3.7435e-11 | 5.7907e-11 | 3.9178e-10 | -1.4846e-10 | -1.268e-10 | -1.3699e-10 | -2.0351e-10 | 2.4902e-10 | -6.3404e-11 | 1.5497e-11 | 4.9157e-12 | -4.6388e-12 | 0 | 0 | 0 | 0 | 0 | 0 |  | 1.0872 | 1.082 | 1.0845 | 1.0872 | 1.082 | 1.0845 | 0.21212 | -119.9324 | 119.9363 | 0.21212 | -119.9324 | 119.9363
Line1_1_3 | 0.10493 | 0.11005 | 0.10667 | 0.10493 | 0.11005 | 0.10667 | 0.024232 | 0.025414 | 0.024635 | 0.024232 | 0.025414 | 0.024635 | -0.00023558 | -0.00097853 | -0.0017436 | 0.00034422 | 0.0010974 | 0.0018609 | -0.026345 | -0.027479 | -0.026658 | 0.026569 | 0.027719 | 0.026885 | 90.7245 | -27.893 | -146.3216 | -89.2755 | 152.107 | 33.6784 |  | 1.0872 | 1.082 | 1.0845 | 1.0965 | 1.0915 | 1.094 | 0.21212 | -119.9324 | 119.9363 | -0.017814 | -120.1601 | 119.7188
Line2_1_4 | 0.1338 | 0.14037 | 0.13656 | 0.1338 | 0.14037 | 0.13656 | 0.030899 | 0.032417 | 0.031537 | 0.030899 | 0.032417 | 0.031537 | -0.00060444 | -0.0013843 | -0.0024205 | 0.00078165 | 0.0015774 | 0.0026125 | -0.033589 | -0.035047 | -0.034115 | 0.033952 | 0.035436 | 0.034487 | 91.2431 | -27.6704 | -146.0053 | -88.7569 | 152.3296 | 33.9947 |  | 1.0872 | 1.082 | 1.0845 | 1.0991 | 1.0942 | 1.0966 | 0.21212 | -119.9324 | 119.9363 | -0.075769 | -120.2191 | 119.6625
Line3_1_5 | 0 | 0 | 0 | 0 | 0 | 0 | 0 | 0 | 0 | 0 | 0 | 0 | -7.4871e-11 | 1.1581e-10 | 7.8357e-10 | -1.1103e-10 | -1.8471e-10 | -5.2878e-10 | -4.0701e-10 | 4.9804e-10 | -1.2681e-10 | 2.19e-10 | -2.441e-10 | 5.8766e-11 | 0 | 0 | 0 | 0 | 0 | 0 |  | 1.0872 | 1.082 | 1.0845 | 1.0872 | 1.082 | 1.0845 | 0.21212 | -119.9324 | 119.9363 | 0.21212 | -119.9324 | 119.9363
Line4_2_6 | 0.11609 | 0.095956 | 0.093213 | 0.11609 | 0.095956 | 0.093213 | 0.026811 | 0.02216 | 0.021527 | 0.026811 | 0.02216 | 0.021527 | -0.011194 | -0.0061036 | -0.0069521 | 0.011329 | 0.0062015 | 0.0070326 | -0.027231 | -0.023401 | -0.022487 | 0.027491 | 0.023589 | 0.022664 | 112.5086 | -15.4261 | -132.9444 | -67.4914 | 164.5739 | 47.0556 |  | 1.0981 | 1.0913 | 1.0934 | 1.109 | 1.1007 | 1.1023 | 0.16197 | -120.0449 | 119.8759 | 0.11281 | -120.1556 | 119.8165
Line5_6_7 | 0.11609 | 0.095956 | 0.093213 | 0.11609 | 0.095956 | 0.093213 | 0.026811 | 0.02216 | 0.021527 | 0.026811 | 0.02216 | 0.021527 | -0.011329 | -0.0062015 | -0.0070326 | 0.011463 | 0.0062993 | 0.007113 | -0.027491 | -0.023589 | -0.022664 | 0.027752 | 0.023778 | 0.02284 | 112.5086 | -15.4261 | -132.9444 | -67.4914 | 164.5739 | 47.0556 |  | 1.109 | 1.1007 | 1.1023 | 1.1199 | 1.11 | 1.1113 | 0.11281 | -120.1556 | 119.8165 | 0.064608 | -120.2643 | 119.758
Line6_7_8 | 0 | 0.036159 | 0.03619 | 0 | 0.036159 | 0.03619 | 0 | 0.0083506 | 0.0083577 | 0 | 0.0083506 | 0.0083577 | 1.307e-10 | 0.0065456 | 0.0065644 | -3.6614e-10 | -0.0065374 | -0.0065486 | -9.8094e-10 | 0.0065632 | 0.0065707 | 6.7518e-10 | -0.0065374 | -0.0065486 | 0 | -165.3415 | 74.7304 | 0 | 14.6585 | -105.2696 |  | 1.1199 | 1.11 | 1.1113 | 1.1194 | 1.1071 | 1.1081 | 0.064608 | -120.2643 | 119.758 | 0.055354 | -120.3415 | 119.7304
Line7_8_9 | 0 | 0 | 0 | 0 | 0 | 0 | 0 | 0 | 0 | 0 | 0 | 0 | 4.0665e-11 | 7.1535e-11 | 6.4071e-10 | -2.8481e-10 | -2.3203e-10 | -2.3607e-10 | -3.3551e-10 | 3.9951e-10 | -2.7519e-11 | 4.1635e-12 | -2.5406e-11 | -2.0076e-11 | 0 | 0 | 0 | 0 | 0 | 0 |  | 1.1194 | 1.1071 | 1.1081 | 1.1194 | 1.1071 | 1.1081 | 0.055354 | -120.3415 | 119.7304 | 0.055354 | -120.3415 | 119.7304
Line8_8_10 | 0 | 0 | 0 | 0 | 0 | 0 | 0 | 0 | 0 | 0 | 0 | 0 | 4.0665e-11 | 7.1535e-11 | 6.4071e-10 | -2.8481e-10 | -2.3203e-10 | -2.3607e-10 | -3.3551e-10 | 3.9951e-10 | -2.7519e-11 | 4.1636e-12 | -2.5406e-11 | -2.0076e-11 | 0 | 0 | 0 | 0 | 0 | 0 |  | 1.1194 | 1.1071 | 1.1081 | 1.1194 | 1.1071 | 1.1081 | 0.055354 | -120.3415 | 119.7304 | 0.055354 | -120.3415 | 119.7304
Line9_3_11 | 0.10493 | 0.11005 | 0.10667 | 0.10493 | 0.11005 | 0.10667 | 0.024232 | 0.025414 | 0.024635 | 0.024232 | 0.025414 | 0.024635 | -0.00034422 | -0.0010974 | -0.0018609 | 0.00045285 | 0.0012162 | 0.0019783 | -0.026569 | -0.027719 | -0.026885 | 0.026792 | 0.027958 | 0.027112 | 90.7245 | -27.893 | -146.3216 | -89.2755 | 152.107 | 33.6784 |  | 1.0965 | 1.0915 | 1.094 | 1.1058 | 1.1011 | 1.1035 | -0.017814 | -120.1601 | 119.7188 | -0.24389 | -120.3838 | 119.505

## LLG_max_fault_10
name | pf_ikss_a_from_ka | pf_ikss_b_from_ka | pf_ikss_c_from_ka | pf_ikss_a_to_ka | pf_ikss_b_to_ka | pf_ikss_c_to_ka | pf_skss_a_from_mw | pf_skss_b_from_mw | pf_skss_c_from_mw | pf_skss_a_to_mw | pf_skss_b_to_mw | pf_skss_c_to_mw | pf_p_a_from_mw | pf_p_b_from_mw | pf_p_c_from_mw | pf_p_a_to_mw | pf_p_b_to_mw | pf_p_c_to_mw | pf_q_a_from_mvar | pf_q_b_from_mvar | pf_q_c_from_mvar | pf_q_a_to_mvar | pf_q_b_to_mvar | pf_q_c_to_mvar | pf_ikss_a_from_degree | pf_ikss_b_from_degree | pf_ikss_c_from_degree | pf_ikss_a_to_degree | pf_ikss_b_to_degree | pf_ikss_c_to_degree | 3xI0 | pf_vm_a_from_pu | pf_vm_b_from_pu | pf_vm_c_from_pu | pf_vm_a_to_pu | pf_vm_b_to_pu | pf_vm_c_to_pu | pf_va_a_from_degree | pf_va_b_from_degree | pf_va_c_from_degree | pf_va_a_to_degree | pf_va_b_to_degree | pf_va_c_to_degree
Line0_1_2 | 0.11681 | 0.095661 | 0.092737 | 0.11681 | 0.095661 | 0.092737 | 0.026976 | 0.022092 | 0.021417 | 0.026976 | 0.022092 | 0.021417 | -0.011558 | -0.0059914 | -0.0069487 | 0.011694 | 0.006089 | 0.0070279 | -0.028478 | -0.024315 | -0.023321 | 0.028742 | 0.024502 | 0.023497 | 112.306 | -16.0924 | -133.4804 | -67.694 | 163.9076 | 46.5196 |  | 1.1393 | 1.1335 | 1.1362 | 1.1503 | 1.1428 | 1.1451 | 0.21638 | -119.9351 | 119.9279 | 0.16593 | -120.0481 | 119.8674
Line10_11_12 | 0.10601 | 0.11145 | 0.1079 | 0.10601 | 0.11145 | 0.1079 | 0.024483 | 0.025738 | 0.024919 | 0.024483 | 0.025738 | 0.024919 | -0.0004874 | -0.0013275 | -0.0021762 | 0.00059824 | 0.0014492 | 0.0022965 | -0.028349 | -0.029645 | -0.028712 | 0.028577 | 0.02989 | 0.028944 | 90.7622 | -27.8058 | -146.1521 | -89.2378 | 152.1942 | 33.8479 |  | 1.1581 | 1.1529 | 1.1555 | 1.1675 | 1.1627 | 1.1652 | -0.22279 | -120.3697 | 119.5135 | -0.43708 | -120.5816 | 119.3115
Line11_12_13 | 0.10601 | 0.11145 | 0.1079 | 0.10601 | 0.11145 | 0.1079 | 0.024483 | 0.025738 | 0.024919 | 0.024483 | 0.025738 | 0.024919 | -0.00059824 | -0.0014492 | -0.0022965 | 0.00070908 | 0.001571 | 0.0024167 | -0.028577 | -0.02989 | -0.028944 | 0.028806 | 0.030135 | 0.029177 | 90.7622 | -27.8058 | -146.1521 | -89.2378 | 152.1942 | 33.8479 |  | 1.1675 | 1.1627 | 1.1652 | 1.1769 | 1.1724 | 1.1749 | -0.43708 | -120.5816 | 119.3115 | -0.64793 | -120.7899 | 119.1128
Line12_13_15 | 0 | 0 | 0 | 0 | 0 | 0 | 0 | 0 | 0 | 0 | 0 | 0 | 4.041e-10 | 8.0773e-10 | 1.6898e-09 | -6.0161e-10 | -8.5035e-10 | -1.4497e-09 | -3.3146e-10 | 9.5241e-10 | -4.9338e-11 | 1.6729e-10 | -7.0013e-10 | -4.0481e-11 | 0 | 0 | 0 | 0 | 0 | 0 |  | 1.1769 | 1.1724 | 1.1749 | 1.1769 | 1.1724 | 1.1749 | -0.64793 | -120.7899 | 119.1128 | -0.64793 | -120.7899 | 119.1128
Line13_13_14 | 0.10601 | 0.11145 | 0.1079 | 0.10601 | 0.11145 | 0.1079 | 0.024483 | 0.025738 | 0.024919 | 0.024483 | 0.025738 | 0.024919 | -0.00070908 | -0.001571 | -0.0024167 | 0.00081993 | 0.0016927 | 0.002537 | -0.028806 | -0.030135 | -0.029177 | 0.029034 | 0.03038 | 0.029409 | 90.7622 | -27.8058 | -146.1521 | -89.2378 | 152.1942 | 33.8479 |  | 1.1769 | 1.1724 | 1.1749 | 1.1864 | 1.1822 | 1.1846 | -0.64793 | -120.7899 | 119.1128 | -0.85543 | -120.9948 | 118.9173
Line14_15_16 | 0 | 0 | 0 | 0 | 0 | 0 | 0 | 0 | 0 | 0 | 0 | 0 | 2.694e-10 | 5.3849e-10 | 1.1265e-09 | -4.6691e-10 | -5.8111e-10 | -8.8639e-10 | -2.2097e-10 | 6.3494e-10 | -3.2892e-11 | 5.6806e-11 | -3.8266e-10 | -5.6927e-11 | 0 | 0 | 0 | 0 | 0 | 0 |  | 1.1769 | 1.1724 | 1.1749 | 1.1769 | 1.1724 | 1.1749 | -0.64793 | -120.7899 | 119.1128 | -0.64793 | -120.7899 | 119.1128
Line15_16_17 | 0 | 0 | 0 | 0 | 0 | 0 | 0 | 0 | 0 | 0 | 0 | 0 | 1.347e-10 | 2.6924e-10 | 5.6326e-10 | -3.3221e-10 | -3.1187e-10 | -3.2313e-10 | -1.1049e-10 | 3.1747e-10 | -1.6446e-11 | -5.3679e-11 | -6.5193e-11 | -7.3373e-11 | 0 | 0 | 0 | 0 | 0 | 0 |  | 1.1769 | 1.1724 | 1.1749 | 1.1769 | 1.1724 | 1.1749 | -0.64793 | -120.7899 | 119.1128 | -0.64793 | -120.7899 | 119.1128
Line16_4_18 | 0 | 0 | 0 | 0 | 0 | 0 | 0 | 0 | 0 | 0 | 0 | 0 | 5.712e-12 | 1.2556e-10 | 4.817e-10 | -2.1616e-10 | -1.9256e-10 | -2.0424e-10 | -1.9536e-10 | 2.9799e-10 | -5.6443e-11 | -4.7281e-12 | -1.683e-11 | -2.6903e-11 | 0 | 0 | 0 | 0 | 0 | 0 |  | 1.1512 | 1.1458 | 1.1485 | 1.1512 | 1.1458 | 1.1485 | -0.058344 | -120.2087 | 119.6672 | -0.058344 | -120.2087 | 119.6672
Line17_5_19 | 0 | 0 | 0 | 0 | 0 | 0 | 0 | 0 | 0 | 0 | 0 | 0 | -4.9192e-11 | 5.9989e-11 | 4.4381e-10 | -1.6426e-10 | -1.3933e-10 | -1.5102e-10 | -2.3357e-10 | 2.865e-10 | -7.2248e-11 | 1.7354e-11 | 5.182e-12 | -5.7667e-12 | 0 | 0 | 0 | 0 | 0 | 0 |  | 1.1393 | 1.1335 | 1.1362 | 1.1393 | 1.1335 | 1.1362 | 0.21638 | -119.9351 | 119.9279 | 0.21638 | -119.9351 | 119.9279
Line1_1_3 | 0.10601 | 0.11145 | 0.1079 | 0.10601 | 0.11145 | 0.1079 | 0.024483 | 0.025738 | 0.024919 | 0.024483 | 0.025738 | 0.024919 | -0.00026572 | -0.001084 | -0.0019356 | 0.00037656 | 0.0012057 | 0.0020559 | -0.027892 | -0.029154 | -0.028248 | 0.028121 | 0.029399 | 0.02848 | 90.7622 | -27.8058 | -146.1521 | -89.2378 | 152.1942 | 33.8479 |  | 1.1393 | 1.1335 | 1.1362 | 1.1487 | 1.1432 | 1.1459 | 0.21638 | -119.9351 | 119.9279 | -0.0050003 | -120.1542 | 119.719
Line2_1_4 | 0.13393 | 0.14084 | 0.13686 | 0.13393 | 0.14084 | 0.13686 | 0.03093 | 0.032526 | 0.031608 | 0.03093 | 0.032526 | 0.031608 | -0.00065146 | -0.0015068 | -0.0026466 | 0.00082896 | 0.001701 | 0.0028398 | -0.035233 | -0.036838 | -0.035816 | 0.035598 | 0.03723 | 0.036189 | 91.2757 | -27.5928 | -145.846 | -88.7243 | 152.4072 | 34.154 |  | 1.1393 | 1.1335 | 1.1362 | 1.1512 | 1.1458 | 1.1485 | 0.21638 | -119.9351 | 119.9279 | -0.058344 | -120.2087 | 119.6672
Line3_1_5 | 0 | 0 | 0 | 0 | 0 | 0 | 0 | 0 | 0 | 0 | 0 | 0 | -9.8384e-11 | 1.1998e-10 | 8.8762e-10 | -1.1507e-10 | -1.9932e-10 | -5.9483e-10 | -4.6714e-10 | 5.73e-10 | -1.445e-10 | 2.5092e-10 | -2.8132e-10 | 6.6481e-11 | 0 | 0 | 0 | 0 | 0 | 0 |  | 1.1393 | 1.1335 | 1.1362 | 1.1393 | 1.1335 | 1.1362 | 0.21638 | -119.9351 | 119.9279 | 0.21638 | -119.9351 | 119.9279
Line4_2_6 | 0.11681 | 0.095661 | 0.092737 | 0.11681 | 0.095661 | 0.092737 | 0.026976 | 0.022092 | 0.021417 | 0.026976 | 0.022092 | 0.021417 | -0.011694 | -0.006089 | -0.0070279 | 0.011831 | 0.0061865 | 0.0071071 | -0.028742 | -0.024502 | -0.023497 | 0.029005 | 0.02469 | 0.023672 | 112.306 | -16.0924 | -133.4804 | -67.694 | 163.9076 | 46.5196 |  | 1.1503 | 1.1428 | 1.1451 | 1.1612 | 1.1522 | 1.154 | 0.16593 | -120.0481 | 119.8674 | 0.11644 | -120.1593 | 119.8078
Line5_6_7 | 0.11681 | 0.095661 | 0.092737 | 0.11681 | 0.095661 | 0.092737 | 0.026976 | 0.022092 | 0.021417 | 0.026976 | 0.022092 | 0.021417 | -0.011831 | -0.0061865 | -0.0071071 | 0.011967 | 0.0062841 | 0.0071863 | -0.029005 | -0.02469 | -0.023672 | 0.029269 | 0.024878 | 0.023847 | 112.306 | -16.0924 | -133.4804 | -67.694 | 163.9076 | 46.5196 |  | 1.1612 | 1.1522 | 1.154 | 1.1722 | 1.1615 | 1.1629 | 0.11644 | -120.1593 | 119.8078 | 0.067871 | -120.2687 | 119.7491
Line6_7_8 | 0 | 0.037835 | 0.037871 | 0 | 0.037835 | 0.037871 | 0 | 0.0087376 | 0.008746 | 0 | 0.0087376 | 0.008746 | 1.0034e-10 | 0.0071664 | 0.0071885 | -3.6809e-10 | -0.0071574 | -0.0071712 | -1.1084e-09 | 0.0071857 | 0.0071954 | 7.6244e-10 | -0.0071574 | -0.0071712 | 0 | -165.3458 | 74.7215 | 0 | 14.6542 | -105.2785 |  | 1.1722 | 1.1615 | 1.1629 | 1.1716 | 1.1585 | 1.1596 | 0.067871 | -120.2687 | 119.7491 | 0.058627 | -120.3458 | 119.7215
Line7_8_9 | 0 | 0 | 0 | 0 | 0 | 0 | 0 | 0 | 0 | 0 | 0 | 0 | 3.0275e-11 | 6.8208e-11 | 7.1077e-10 | -3.0754e-10 | -2.4838e-10 | -2.5333e-10 | -3.788e-10 | 4.518e-10 | -3.2552e-11 | 4.8352e-12 | -2.8202e-11 | -2.2734e-11 | 0 | 0 | 0 | 0 | 0 | 0 |  | 1.1716 | 1.1585 | 1.1596 | 1.1716 | 1.1585 | 1.1596 | 0.058627 | -120.3458 | 119.7215 | 0.058627 | -120.3458 | 119.7215
Line8_8_10 | 0 | 0 | 0 | 0 | 0 | 0 | 0 | 0 | 0 | 0 | 0 | 0 | 3.0275e-11 | 6.8208e-11 | 7.1077e-10 | -3.0754e-10 | -2.4838e-10 | -2.5333e-10 | -3.788e-10 | 4.518e-10 | -3.2552e-11 | 4.8352e-12 | -2.8202e-11 | -2.2734e-11 | 0 | 0 | 0 | 0 | 0 | 0 |  | 1.1716 | 1.1585 | 1.1596 | 1.1716 | 1.1585 | 1.1596 | 0.058627 | -120.3458 | 119.7215 | 0.058627 | -120.3458 | 119.7215
Line9_3_11 | 0.10601 | 0.11145 | 0.1079 | 0.10601 | 0.11145 | 0.1079 | 0.024483 | 0.025738 | 0.024919 | 0.024483 | 0.025738 | 0.024919 | -0.00037656 | -0.0012057 | -0.0020559 | 0.0004874 | 0.0013275 | 0.0021762 | -0.028121 | -0.029399 | -0.02848 | 0.028349 | 0.029645 | 0.028712 | 90.7622 | -27.8058 | -146.1521 | -89.2378 | 152.1942 | 33.8479 |  | 1.1487 | 1.1432 | 1.1459 | 1.1581 | 1.1529 | 1.1555 | -0.0050003 | -120.1542 | 119.719 | -0.22279 | -120.3697 | 119.5135

## LLG_min_6
name | pf_ikss_a_from_ka | pf_ikss_b_from_ka | pf_ikss_c_from_ka | pf_ikss_a_to_ka | pf_ikss_b_to_ka | pf_ikss_c_to_ka | pf_skss_a_from_mw | pf_skss_b_from_mw | pf_skss_c_from_mw | pf_skss_a_to_mw | pf_skss_b_to_mw | pf_skss_c_to_mw | pf_p_a_from_mw | pf_p_b_from_mw | pf_p_c_from_mw | pf_p_a_to_mw | pf_p_b_to_mw | pf_p_c_to_mw | pf_q_a_from_mvar | pf_q_b_from_mvar | pf_q_c_from_mvar | pf_q_a_to_mvar | pf_q_b_to_mvar | pf_q_c_to_mvar | pf_ikss_a_from_degree | pf_ikss_b_from_degree | pf_ikss_c_from_degree | pf_ikss_a_to_degree | pf_ikss_b_to_degree | pf_ikss_c_to_degree | 3xI0 | pf_vm_a_from_pu | pf_vm_b_from_pu | pf_vm_c_from_pu | pf_vm_a_to_pu | pf_vm_b_to_pu | pf_vm_c_to_pu | pf_va_a_from_degree | pf_va_b_from_degree | pf_va_c_from_degree | pf_va_a_to_degree | pf_va_b_to_degree | pf_va_c_to_degree
Line0_1_2 | 0.012732 | 1.4281 | 1.4811 | 0.012732 | 1.4281 | 1.4811 | 0.0029403 | 0.32979 | 0.34204 | 0.0029403 | 0.32979 | 0.34204 | -0.00049892 | 0.15632 | 0.16942 | 0.00050465 | -0.11735 | -0.12715 | 0.004098 | 0.16528 | 0.17351 | -0.0040901 | -0.12393 | -0.13023 | -96.4674 | -144.5699 | 38.8925 | 83.5327 | 35.4301 | -141.1075 |  | 1.404 | 0.68981 | 0.70901 | 1.4016 | 0.51753 | 0.53213 | 0.4741 | -97.9731 | 84.5753 | 0.56638 | -98.0078 | 84.5801
Line10_11_12 | 0.013207 | 0.011815 | 0.014699 | 0.013207 | 0.011815 | 0.014699 | 0.0030501 | 0.0027286 | 0.0033946 | 0.0030501 | 0.0027287 | 0.0033946 | -4.1109e-05 | 0.0017735 | -0.0024114 | 4.2845e-05 | -0.0017726 | 0.0024139 | 0.0042789 | -0.00062798 | 4.106e-05 | -0.0042772 | 0.0006295 | -3.8862e-05 | -90.0294 | -78.5807 | -94.3424 | 89.9706 | 101.4192 | 85.6576 |  | 1.4029 | 0.68952 | 0.71046 | 1.4024 | 0.68938 | 0.71119 | 0.521 | -98.079 | 84.6821 | 0.54448 | -98.132 | 84.7353
Line11_12_13 | 0.013207 | 0.011815 | 0.014699 | 0.013208 | 0.011816 | 0.014699 | 0.0030501 | 0.0027287 | 0.0033946 | 0.0030502 | 0.0027287 | 0.0033947 | -4.2847e-05 | 0.0017726 | -0.0024139 | 4.4583e-05 | -0.0017717 | 0.0024164 | 0.0042772 | -0.0006295 | 3.8861e-05 | -0.0042756 | 0.00063101 | -3.6663e-05 | -90.0295 | -78.5809 | -94.3424 | 89.9706 | 101.419 | 85.6577 |  | 1.4024 | 0.68938 | 0.71119 | 1.4018 | 0.68923 | 0.71192 | 0.54448 | -98.132 | 84.7353 | 0.56798 | -98.185 | 84.7884
Line12_13_15 | 0 | 0 | 0 | 0 | 0 | 0 | 0 | 0 | 0 | 0 | 0 | 0 | 3.7863e-09 | -7.9329e-08 | 8.0546e-08 | -4.8468e-09 | 5.3373e-08 | -5.353e-08 | -1.6088e-07 | 1.0895e-08 | -5.5378e-09 | 1.073e-07 | -6.3714e-09 | 2.262e-09 | 0 | 0 | 0 | 0 | 0 | 0 |  | 1.4018 | 0.68923 | 0.71192 | 1.4018 | 0.68923 | 0.71192 | 0.56798 | -98.185 | 84.7884 | 0.56798 | -98.185 | 84.7884
Line13_13_14 | 0.013208 | 0.011816 | 0.0147 | 0.013208 | 0.011816 | 0.0147 | 0.0030503 | 0.0027288 | 0.0033948 | 0.0030503 | 0.0027288 | 0.0033948 | -4.4589e-05 | 0.0017718 | -0.0024165 | 4.6325e-05 | -0.0017708 | 0.0024191 | 0.0042757 | -0.00063102 | 3.6667e-05 | -0.0042741 | 0.00063253 | -3.4469e-05 | -90.0295 | -78.5815 | -94.3423 | 89.9705 | 101.4183 | 85.6578 |  | 1.4018 | 0.68923 | 0.71192 | 1.4013 | 0.68909 | 0.71265 | 0.56798 | -98.185 | 84.7884 | 0.5915 | -98.2381 | 84.8415
Line14_15_16 | 0 | 0 | 0 | 0 | 0 | 0 | 0 | 0 | 0 | 0 | 0 | 0 | 2.5242e-09 | -5.2886e-08 | 5.3697e-08 | -3.5847e-09 | 2.693e-08 | -2.6681e-08 | -1.0725e-07 | 7.2636e-09 | -3.6919e-09 | 5.3674e-08 | -2.7396e-09 | 4.1607e-10 | 0 | 0 | 0 | 0 | 0 | 0 |  | 1.4018 | 0.68923 | 0.71192 | 1.4018 | 0.68923 | 0.71192 | 0.56798 | -98.185 | 84.7884 | 0.56798 | -98.185 | 84.7884
Line15_16_17 | 0 | 0 | 0 | 0 | 0 | 0 | 0 | 0 | 0 | 0 | 0 | 0 | 1.2621e-09 | -2.6443e-08 | 2.6849e-08 | -2.3226e-09 | 4.8708e-10 | 1.6774e-10 | -5.3625e-08 | 3.6318e-09 | -1.8459e-09 | 4.8405e-11 | 8.9218e-10 | -1.4299e-09 | 0 | 0 | 0 | 0 | 0 | 0 |  | 1.4018 | 0.68923 | 0.71192 | 1.4018 | 0.68923 | 0.71192 | 0.56798 | -98.185 | 84.7884 | 0.56798 | -98.185 | 84.7884
Line16_4_18 | 0 | 0 | 0 | 0 | 0 | 0 | 0 | 0 | 0 | 0 | 0 | 0 | 1.3941e-09 | -2.6582e-08 | 2.6869e-08 | -2.3338e-09 | 4.8382e-10 | 1.6891e-10 | -5.3886e-08 | 3.4796e-09 | -1.8259e-09 | 4.2472e-11 | 8.989e-10 | -1.4311e-09 | 0 | 0 | 0 | 0 | 0 | 0 |  | 1.4035 | 0.68966 | 0.70974 | 1.4035 | 0.68966 | 0.70974 | 0.49778 | -98.0262 | 84.6287 | 0.49778 | -98.0262 | 84.6287
Line17_5_19 | 0 | 0 | 0 | 0 | 0 | 0 | 0 | 0 | 0 | 0 | 0 | 0 | 1.4386e-09 | -2.6628e-08 | 2.6875e-08 | -2.3376e-09 | 4.8272e-10 | 1.6931e-10 | -5.3974e-08 | 3.4281e-09 | -1.819e-09 | 4.0468e-11 | 9.0116e-10 | -1.4315e-09 | 0 | 0 | 0 | 0 | 0 | 0 |  | 1.404 | 0.68981 | 0.70901 | 1.404 | 0.68981 | 0.70901 | 0.4741 | -97.9731 | 84.5753 | 0.4741 | -97.9731 | 84.5753
Line1_1_3 | 0.013207 | 0.011815 | 0.014699 | 0.013207 | 0.011815 | 0.014699 | 0.00305 | 0.0027285 | 0.0033945 | 0.00305 | 0.0027286 | 0.0033946 | -3.7633e-05 | 0.0017754 | -0.0024063 | 3.9369e-05 | -0.0017745 | 0.0024088 | 0.0042821 | -0.00062496 | 4.5458e-05 | -0.0042805 | 0.00062647 | -4.326e-05 | -90.0294 | -78.5804 | -94.3425 | 89.9706 | 101.4195 | 85.6576 |  | 1.404 | 0.68981 | 0.70901 | 1.4035 | 0.68966 | 0.70973 | 0.4741 | -97.9731 | 84.5753 | 0.49754 | -98.026 | 84.6287
Line2_1_4 | 0.013273 | 0.011873 | 0.014776 | 0.013274 | 0.011873 | 0.014777 | 0.0030654 | 0.002742 | 0.0034125 | 0.0030654 | 0.002742 | 0.0034125 | -5.9424e-05 | 0.0017869 | -0.0024192 | 6.1178e-05 | -0.001786 | 0.0024218 | 0.0043035 | -0.0006199 | 3.4409e-05 | -0.0043018 | 0.00062143 | -3.2187e-05 | -90.317 | -78.8412 | -94.6099 | 89.683 | 101.1586 | 85.3902 |  | 1.404 | 0.68981 | 0.70901 | 1.4035 | 0.68966 | 0.70974 | 0.4741 | -97.9731 | 84.5753 | 0.49778 | -98.0262 | 84.6287
Line3_1_5 | 0 | 0 | 0 | 0 | 0 | 0 | 0 | 0 | 0 | 0 | 0 | 0 | 2.8772e-09 | -5.3256e-08 | 5.375e-08 | -3.7762e-09 | 2.7111e-08 | -2.6706e-08 | -1.0795e-07 | 6.8563e-09 | -3.6381e-09 | 5.4014e-08 | -2.527e-09 | 3.8752e-10 | 0 | 0 | 0 | 0 | 0 | 0 |  | 1.404 | 0.68981 | 0.70901 | 1.404 | 0.68981 | 0.70901 | 0.4741 | -97.9731 | 84.5753 | 0.4741 | -97.9731 | 84.5753
Line4_2_6 | 0.012732 | 1.4281 | 1.4811 | 0.012732 | 1.4281 | 1.4811 | 0.0029403 | 0.32979 | 0.34204 | 0.0029403 | 0.32979 | 0.34204 | -0.00050465 | 0.11735 | 0.12715 | 0.00051038 | -0.078387 | -0.084868 | 0.0040901 | 0.12393 | 0.13023 | -0.0040823 | -0.082581 | -0.08696 | -96.4674 | -144.5699 | 38.8925 | 83.5327 | 35.4301 | -141.1075 |  | 1.4016 | 0.51753 | 0.53213 | 1.3992 | 0.34524 | 0.35525 | 0.56638 | -98.0078 | 84.5801 | 0.65899 | -98.0773 | 84.5898
Line5_6_7 | 0.012732 | 1.4281 | 1.4811 | 0.012732 | 1.4281 | 1.4811 | 0.0029403 | 0.32979 | 0.34204 | 0.0029404 | 0.32979 | 0.34204 | -0.00051038 | 0.078387 | 0.084868 | 0.00051611 | -0.039421 | -0.04259 | 0.0040823 | 0.082581 | 0.08696 | -0.0040745 | -0.04123 | -0.043684 | -96.4673 | -144.5699 | 38.8925 | 83.5328 | 35.4301 | -141.1075 |  | 1.3992 | 0.34524 | 0.35525 | 1.3968 | 0.17296 | 0.17837 | 0.65899 | -98.0773 | 84.5898 | 0.75191 | -98.2852 | 84.6188
Line6_7_8 | 0 | 1.4301 | 1.4976 | 0 | 1.4301 | 1.4976 | 0 | 0.33027 | 0.34587 | 0 | 0.33027 | 0.34587 | 6.5482e-09 | 0.039015 | 0.043263 | -6.8252e-09 | -1.0699e-15 | 5.3055e-15 | -1.6331e-07 | 0.041726 | 0.043981 | 1.0886e-07 | -2.3903e-14 | 1.6675e-14 | 0 | -145.2083 | 39.1478 | 0 | 34.7917 | -140.8522 |  | 1.3968 | 0.17296 | 0.17837 | 1.3948 | 0 | 0 | 0.75191 | -98.2852 | 84.6188 | 0.819 | 0 | 0
Line7_8_9 | 0 | 0 | 0 | 0 | 0 | 0 | 0 | 0 | 0 | 0 | 0 | 0 | 2.2751e-09 | -2.5258e-21 | -1.6693e-21 | -2.2751e-09 | 6.8343e-18 | -1.2044e-17 | -5.4394e-08 | -1.6938e-21 | -7.2192e-22 | 6.9445e-11 | 2.2077e-17 | -2.0775e-18 | 0 | 0 | 0 | 0 | 0 | 0 |  | 1.3948 | 0 | 0 | 1.3948 | 0 | 0 | 0.819 | 0 | 0 | 0.819 | 0 | 0
Line8_8_10 | 0 | 0 | 0 | 0 | 0 | 0 | 0 | 0 | 0 | 0 | 0 | 0 | 2.2751e-09 | -2.5258e-21 | -1.6693e-21 | -2.2751e-09 | 6.8343e-18 | -1.2044e-17 | -5.4394e-08 | -1.6938e-21 | -7.2192e-22 | 6.9445e-11 | 2.2077e-17 | -2.0775e-18 | 0 | 0 | 0 | 0 | 0 | 0 |  | 1.3948 | 0 | 0 | 1.3948 | 0 | 0 | 0.819 | 0 | 0 | 0.819 | 0 | 0
Line9_3_11 | 0.013207 | 0.011815 | 0.014699 | 0.013207 | 0.011815 | 0.014699 | 0.0030501 | 0.0027286 | 0.0033946 | 0.0030501 | 0.0027286 | 0.0033946 | -3.9371e-05 | 0.0017745 | -0.0024088 | 4.1107e-05 | -0.0017735 | 0.0024114 | 0.0042805 | -0.00062647 | 4.3259e-05 | -0.0042789 | 0.00062798 | -4.1061e-05 | -90.0294 | -78.5805 | -94.3425 | 89.9706 | 101.4193 | 85.6576 |  | 1.4035 | 0.68966 | 0.70973 | 1.4029 | 0.68952 | 0.71046 | 0.49754 | -98.026 | 84.6287 | 0.521 | -98.079 | 84.6821

## LLG_min_10
name | pf_ikss_a_from_ka | pf_ikss_b_from_ka | pf_ikss_c_from_ka | pf_ikss_a_to_ka | pf_ikss_b_to_ka | pf_ikss_c_to_ka | pf_skss_a_from_mw | pf_skss_b_from_mw | pf_skss_c_from_mw | pf_skss_a_to_mw | pf_skss_b_to_mw | pf_skss_c_to_mw | pf_p_a_from_mw | pf_p_b_from_mw | pf_p_c_from_mw | pf_p_a_to_mw | pf_p_b_to_mw | pf_p_c_to_mw | pf_q_a_from_mvar | pf_q_b_from_mvar | pf_q_c_from_mvar | pf_q_a_to_mvar | pf_q_b_to_mvar | pf_q_c_to_mvar | pf_ikss_a_from_degree | pf_ikss_b_from_degree | pf_ikss_c_from_degree | pf_ikss_a_to_degree | pf_ikss_b_to_degree | pf_ikss_c_to_degree | 3xI0 | pf_vm_a_from_pu | pf_vm_b_from_pu | pf_vm_c_from_pu | pf_vm_a_to_pu | pf_vm_b_to_pu | pf_vm_c_to_pu | pf_va_a_from_degree | pf_va_b_from_degree | pf_va_c_from_degree | pf_va_a_to_degree | pf_va_b_to_degree | pf_va_c_to_degree
Line0_1_2 | 0.012062 | 1.3529 | 1.4031 | 0.012062 | 1.3529 | 1.4031 | 0.0027855 | 0.31244 | 0.32404 | 0.0027855 | 0.31244 | 0.32404 | -0.00044779 | 0.1403 | 0.15206 | 0.00045293 | -0.10532 | -0.11411 | 0.0036779 | 0.14834 | 0.15573 | -0.0036709 | -0.11123 | -0.11689 | -96.4674 | -144.5699 | 38.8925 | 83.5327 | 35.4301 | -141.1075 |  | 1.3301 | 0.6535 | 0.67169 | 1.3278 | 0.49029 | 0.50412 | 0.4741 | -97.9731 | 84.5753 | 0.56638 | -98.0078 | 84.5801
Line10_11_12 | 0.012512 | 0.011193 | 0.013925 | 0.012512 | 0.011194 | 0.013926 | 0.0028896 | 0.002585 | 0.0032159 | 0.0028896 | 0.002585 | 0.003216 | -3.6896e-05 | 0.0015918 | -0.0021642 | 3.8453e-05 | -0.0015909 | 0.0021665 | 0.0038403 | -0.00056362 | 3.6851e-05 | -0.0038388 | 0.00056498 | -3.4879e-05 | -90.0294 | -78.5807 | -94.3424 | 89.9706 | 101.4192 | 85.6576 |  | 1.3291 | 0.65323 | 0.67307 | 1.3286 | 0.65309 | 0.67376 | 0.521 | -98.079 | 84.6821 | 0.54448 | -98.132 | 84.7353
Line11_12_13 | 0.012512 | 0.011194 | 0.013926 | 0.012512 | 0.011194 | 0.013926 | 0.0028896 | 0.002585 | 0.003216 | 0.0028896 | 0.0025851 | 0.003216 | -3.8455e-05 | 0.0015909 | -0.0021665 | 4.0013e-05 | -0.0015901 | 0.0021688 | 0.0038388 | -0.00056498 | 3.4878e-05 | -0.0038373 | 0.00056634 | -3.2905e-05 | -90.0295 | -78.5809 | -94.3424 | 89.9706 | 101.419 | 85.6577 |  | 1.3286 | 0.65309 | 0.67376 | 1.328 | 0.65296 | 0.67445 | 0.54448 | -98.132 | 84.7353 | 0.56798 | -98.185 | 84.7884
Line12_13_15 | 0 | 0 | 0 | 0 | 0 | 0 | 0 | 0 | 0 | 0 | 0 | 0 | 3.3983e-09 | -7.1198e-08 | 7.2291e-08 | -4.3501e-09 | 4.7903e-08 | -4.8043e-08 | -1.4439e-07 | 9.7786e-09 | -4.9702e-09 | 9.6301e-08 | -5.7184e-09 | 2.0302e-09 | 0 | 0 | 0 | 0 | 0 | 0 |  | 1.328 | 0.65296 | 0.67445 | 1.328 | 0.65296 | 0.67445 | 0.56798 | -98.185 | 84.7884 | 0.56798 | -98.185 | 84.7884
Line13_13_14 | 0.012513 | 0.011194 | 0.013926 | 0.012513 | 0.011194 | 0.013926 | 0.0028897 | 0.0025852 | 0.0032161 | 0.0028898 | 0.0025852 | 0.0032162 | -4.0019e-05 | 0.0015902 | -0.0021689 | 4.1577e-05 | -0.0015893 | 0.0021711 | 0.0038375 | -0.00056635 | 3.2909e-05 | -0.003836 | 0.0005677 | -3.0936e-05 | -90.0295 | -78.5815 | -94.3423 | 89.9705 | 101.4183 | 85.6578 |  | 1.328 | 0.65296 | 0.67445 | 1.3275 | 0.65282 | 0.67514 | 0.56798 | -98.185 | 84.7884 | 0.5915 | -98.2381 | 84.8415
Line14_15_16 | 0 | 0 | 0 | 0 | 0 | 0 | 0 | 0 | 0 | 0 | 0 | 0 | 2.2655e-09 | -4.7466e-08 | 4.8194e-08 | -3.2173e-09 | 2.417e-08 | -2.3946e-08 | -9.6258e-08 | 6.5191e-09 | -3.3135e-09 | 4.8172e-08 | -2.4588e-09 | 3.7343e-10 | 0 | 0 | 0 | 0 | 0 | 0 |  | 1.328 | 0.65296 | 0.67445 | 1.328 | 0.65296 | 0.67445 | 0.56798 | -98.185 | 84.7884 | 0.56798 | -98.185 | 84.7884
Line15_16_17 | 0 | 0 | 0 | 0 | 0 | 0 | 0 | 0 | 0 | 0 | 0 | 0 | 1.1328e-09 | -2.3733e-08 | 2.4097e-08 | -2.0846e-09 | 4.3716e-10 | 1.5055e-10 | -4.8129e-08 | 3.2595e-09 | -1.6567e-09 | 4.3444e-11 | 8.0073e-10 | -1.2833e-09 | 0 | 0 | 0 | 0 | 0 | 0 |  | 1.328 | 0.65296 | 0.67445 | 1.328 | 0.65296 | 0.67445 | 0.56798 | -98.185 | 84.7884 | 0.56798 | -98.185 | 84.7884
Line16_4_18 | 0 | 0 | 0 | 0 | 0 | 0 | 0 | 0 | 0 | 0 | 0 | 0 | 1.2512e-09 | -2.3857e-08 | 2.4115e-08 | -2.0946e-09 | 4.3423e-10 | 1.516e-10 | -4.8363e-08 | 3.1229e-09 | -1.6388e-09 | 3.812e-11 | 8.0677e-10 | -1.2844e-09 | 0 | 0 | 0 | 0 | 0 | 0 |  | 1.3296 | 0.65336 | 0.67239 | 1.3296 | 0.65336 | 0.67239 | 0.49778 | -98.0262 | 84.6287 | 0.49778 | -98.0262 | 84.6287
Line17_5_19 | 0 | 0 | 0 | 0 | 0 | 0 | 0 | 0 | 0 | 0 | 0 | 0 | 1.2912e-09 | -2.3899e-08 | 2.412e-08 | -2.098e-09 | 4.3324e-10 | 1.5196e-10 | -4.8442e-08 | 3.0768e-09 | -1.6326e-09 | 3.6321e-11 | 8.088e-10 | -1.2848e-09 | 0 | 0 | 0 | 0 | 0 | 0 |  | 1.3301 | 0.6535 | 0.67169 | 1.3301 | 0.6535 | 0.67169 | 0.4741 | -97.9731 | 84.5753 | 0.4741 | -97.9731 | 84.5753
Line1_1_3 | 0.012512 | 0.011193 | 0.013925 | 0.012512 | 0.011193 | 0.013925 | 0.0028895 | 0.0025849 | 0.0032159 | 0.0028895 | 0.002585 | 0.0032159 | -3.3776e-05 | 0.0015934 | -0.0021597 | 3.5334e-05 | -0.0015926 | 0.002162 | 0.0038433 | -0.0005609 | 4.0799e-05 | -0.0038418 | 0.00056226 | -3.8826e-05 | -90.0294 | -78.5804 | -94.3425 | 89.9706 | 101.4195 | 85.6576 |  | 1.3301 | 0.6535 | 0.67169 | 1.3296 | 0.65337 | 0.67238 | 0.4741 | -97.9731 | 84.5753 | 0.49754 | -98.026 | 84.6287
Line2_1_4 | 0.012575 | 0.011248 | 0.013999 | 0.012575 | 0.011248 | 0.013999 | 0.002904 | 0.0025976 | 0.0032329 | 0.0029041 | 0.0025977 | 0.0032329 | -5.3333e-05 | 0.0016038 | -0.0021713 | 5.4907e-05 | -0.001603 | 0.0021736 | 0.0038624 | -0.00055636 | 3.0882e-05 | -0.0038609 | 0.00055774 | -2.8888e-05 | -90.317 | -78.8412 | -94.6099 | 89.683 | 101.1586 | 85.3902 |  | 1.3301 | 0.6535 | 0.67169 | 1.3296 | 0.65336 | 0.67239 | 0.4741 | -97.9731 | 84.5753 | 0.49778 | -98.0262 | 84.6287
Line3_1_5 | 0 | 0 | 0 | 0 | 0 | 0 | 0 | 0 | 0 | 0 | 0 | 0 | 2.5823e-09 | -4.7798e-08 | 4.8241e-08 | -3.3891e-09 | 2.4332e-08 | -2.3968e-08 | -9.6883e-08 | 6.1535e-09 | -3.2652e-09 | 4.8478e-08 | -2.268e-09 | 3.478e-10 | 0 | 0 | 0 | 0 | 0 | 0 |  | 1.3301 | 0.6535 | 0.67169 | 1.3301 | 0.6535 | 0.67169 | 0.4741 | -97.9731 | 84.5753 | 0.4741 | -97.9731 | 84.5753
Line4_2_6 | 0.012062 | 1.3529 | 1.4031 | 0.012062 | 1.3529 | 1.4031 | 0.0027855 | 0.31244 | 0.32404 | 0.0027856 | 0.31244 | 0.32404 | -0.00045293 | 0.10532 | 0.11411 | 0.00045807 | -0.070353 | -0.07617 | 0.0036709 | 0.11123 | 0.11689 | -0.0036639 | -0.074117 | -0.078047 | -96.4674 | -144.5699 | 38.8925 | 83.5327 | 35.4301 | -141.1075 |  | 1.3278 | 0.49029 | 0.50412 | 1.3256 | 0.32707 | 0.33655 | 0.56638 | -98.0078 | 84.5801 | 0.65899 | -98.0773 | 84.5898
Line5_6_7 | 0.012062 | 1.3529 | 1.4031 | 0.012062 | 1.3529 | 1.4031 | 0.0027856 | 0.31244 | 0.32404 | 0.0027856 | 0.31244 | 0.32404 | -0.00045807 | 0.070353 | 0.07617 | 0.00046322 | -0.035381 | -0.038225 | 0.0036639 | 0.074117 | 0.078047 | -0.0036569 | -0.037004 | -0.039207 | -96.4673 | -144.5699 | 38.8925 | 83.5328 | 35.4301 | -141.1075 |  | 1.3256 | 0.32707 | 0.33655 | 1.3233 | 0.16386 | 0.16898 | 0.65899 | -98.0773 | 84.5898 | 0.75191 | -98.2852 | 84.6188
Line6_7_8 | 0 | 1.3548 | 1.4188 | 0 | 1.3548 | 1.4188 | 0 | 0.31289 | 0.32766 | 0 | 0.31289 | 0.32766 | 5.8771e-09 | 0.035017 | 0.038829 | -6.1257e-09 | -1.5373e-15 | 5.4705e-15 | -1.4657e-07 | 0.03745 | 0.039473 | 9.7701e-08 | -2.1816e-14 | 1.5248e-14 | 0 | -145.2083 | 39.1478 | 0 | 34.7917 | -140.8522 |  | 1.3233 | 0.16386 | 0.16898 | 1.3214 | 0 | 0 | 0.75191 | -98.2852 | 84.6188 | 0.819 | 0 | 0
Line7_8_9 | 0 | 0 | 0 | 0 | 0 | 0 | 0 | 0 | 0 | 0 | 0 | 0 | 2.0419e-09 | -2.3476e-21 | -1.5687e-21 | -2.0419e-09 | 6.1338e-18 | -1.0809e-17 | -4.8819e-08 | -1.4886e-21 | -6.1163e-22 | 6.2328e-11 | 1.9814e-17 | -1.8645e-18 | 0 | 0 | 0 | 0 | 0 | 0 |  | 1.3214 | 0 | 0 | 1.3214 | 0 | 0 | 0.819 | 0 | 0 | 0.819 | 0 | 0
Line8_8_10 | 0 | 0 | 0 | 0 | 0 | 0 | 0 | 0 | 0 | 0 | 0 | 0 | 2.0419e-09 | -2.3476e-21 | -1.5687e-21 | -2.0419e-09 | 6.1338e-18 | -1.0809e-17 | -4.8819e-08 | -1.4886e-21 | -6.1163e-22 | 6.2328e-11 | 1.9814e-17 | -1.8645e-18 | 0 | 0 | 0 | 0 | 0 | 0 |  | 1.3214 | 0 | 0 | 1.3214 | 0 | 0 | 0.819 | 0 | 0 | 0.819 | 0 | 0
Line9_3_11 | 0.012512 | 0.011193 | 0.013925 | 0.012512 | 0.011193 | 0.013925 | 0.0028895 | 0.002585 | 0.0032159 | 0.0028896 | 0.002585 | 0.0032159 | -3.5336e-05 | 0.0015926 | -0.002162 | 3.6894e-05 | -0.0015918 | 0.0021642 | 0.0038418 | -0.00056226 | 3.8825e-05 | -0.0038403 | 0.00056362 | -3.6853e-05 | -90.0294 | -78.5805 | -94.3425 | 89.9706 | 101.4193 | 85.6576 |  | 1.3296 | 0.65337 | 0.67238 | 1.3291 | 0.65323 | 0.67307 | 0.49754 | -98.026 | 84.6287 | 0.521 | -98.079 | 84.6821

## LLG_min_fault_6
name | pf_ikss_a_from_ka | pf_ikss_b_from_ka | pf_ikss_c_from_ka | pf_ikss_a_to_ka | pf_ikss_b_to_ka | pf_ikss_c_to_ka | pf_skss_a_from_mw | pf_skss_b_from_mw | pf_skss_c_from_mw | pf_skss_a_to_mw | pf_skss_b_to_mw | pf_skss_c_to_mw | pf_p_a_from_mw | pf_p_b_from_mw | pf_p_c_from_mw | pf_p_a_to_mw | pf_p_b_to_mw | pf_p_c_to_mw | pf_q_a_from_mvar | pf_q_b_from_mvar | pf_q_c_from_mvar | pf_q_a_to_mvar | pf_q_b_to_mvar | pf_q_c_to_mvar | pf_ikss_a_from_degree | pf_ikss_b_from_degree | pf_ikss_c_from_degree | pf_ikss_a_to_degree | pf_ikss_b_to_degree | pf_ikss_c_to_degree | 3xI0 | pf_vm_a_from_pu | pf_vm_b_from_pu | pf_vm_c_from_pu | pf_vm_a_to_pu | pf_vm_b_to_pu | pf_vm_c_to_pu | pf_va_a_from_degree | pf_va_b_from_degree | pf_va_c_from_degree | pf_va_a_to_degree | pf_va_b_to_degree | pf_va_c_to_degree
Line0_1_2 | 0.0025924 | 0.027141 | 0.029167 | 0.0025924 | 0.027141 | 0.029167 | 0.00059869 | 0.0062679 | 0.0067358 | 0.0005987 | 0.0062679 | 0.0067358 | 0.0003087 | 0.0041847 | 0.0042393 | -0.00030844 | -0.0041725 | -0.0042221 | 0.00053166 | 0.0034733 | 0.0048584 | -0.00053136 | -0.0034575 | -0.0048437 | -57.0714 | -157.1437 | 65.5719 | 122.9287 | 22.8564 | -114.4281 |  | 1.0269 | 0.86765 | 0.95726 | 1.0262 | 0.86455 | 0.95394 | 2.7881 | -117.4511 | 114.4653 | 2.7946 | -117.4974 | 114.4943
Line10_11_12 | 0.0026118 | 0.0026211 | 0.0026469 | 0.0026118 | 0.0026211 | 0.002647 | 0.00060317 | 0.00060531 | 0.00061128 | 0.00060317 | 0.00060532 | 0.00061129 | 0.00031675 | 0.00024474 | -0.00057882 | -0.00031669 | -0.00024468 | 0.0005789 | 0.00053205 | -0.00046476 | 8.6638e-05 | -0.00053199 | 0.00046483 | -8.6569e-05 | -56.441 | -55.2421 | -57.0065 | 123.559 | 124.7579 | 122.9935 |  | 1.0266 | 0.86775 | 0.95745 | 1.0264 | 0.8678 | 0.95754 | 2.7921 | -117.4707 | 114.4807 | 2.7941 | -117.4805 | 114.4885
Line11_12_13 | 0.0026118 | 0.0026211 | 0.002647 | 0.0026119 | 0.0026211 | 0.002647 | 0.00060317 | 0.00060532 | 0.00061129 | 0.00060318 | 0.00060533 | 0.0006113 | 0.00031669 | 0.00024468 | -0.0005789 | -0.00031662 | -0.00024462 | 0.00057898 | 0.00053199 | -0.00046483 | 8.6569e-05 | -0.00053192 | 0.00046491 | -8.65e-05 | -56.441 | -55.2421 | -57.0065 | 123.559 | 124.7579 | 122.9935 |  | 1.0264 | 0.8678 | 0.95754 | 1.0263 | 0.86786 | 0.95764 | 2.7941 | -117.4805 | 114.4885 | 2.7961 | -117.4902 | 114.4962
Line12_13_15 | 0 | 0 | 0 | 0 | 0 | 0 | 0 | 0 | 0 | 0 | 0 | 0 | -1.1194e-08 | -1.0352e-08 | 2.1771e-08 | 7.1716e-09 | 7.1595e-09 | -1.4556e-08 | -2.0685e-08 | 1.7014e-08 | -2.5468e-09 | 1.3964e-08 | -1.121e-08 | 1.3779e-09 | 0 | 0 | 0 | 0 | 0 | 0 |  | 1.0263 | 0.86786 | 0.95764 | 1.0263 | 0.86786 | 0.95764 | 2.7961 | -117.4902 | 114.4962 | 2.7961 | -117.4902 | 114.4962
Line13_13_14 | 0.002612 | 0.0026212 | 0.0026471 | 0.002612 | 0.0026213 | 0.0026471 | 0.0006032 | 0.00060535 | 0.00061132 | 0.00060321 | 0.00060536 | 0.00061133 | 0.00031663 | 0.00024463 | -0.000579 | -0.00031657 | -0.00024457 | 0.00057907 | 0.00053195 | -0.00046493 | 8.6502e-05 | -0.00053188 | 0.000465 | -8.6434e-05 | -56.4412 | -55.2423 | -57.0066 | 123.5588 | 124.7577 | 122.9934 |  | 1.0263 | 0.86786 | 0.95764 | 1.0261 | 0.86791 | 0.95773 | 2.7961 | -117.4902 | 114.4962 | 2.7981 | -117.5 | 114.504
Line14_15_16 | 0 | 0 | 0 | 0 | 0 | 0 | 0 | 0 | 0 | 0 | 0 | 0 | -7.4629e-09 | -6.901e-09 | 1.4514e-08 | 3.4402e-09 | 3.709e-09 | -7.2991e-09 | -1.379e-08 | 1.1343e-08 | -1.6979e-09 | 7.0694e-09 | -5.5389e-09 | 5.29e-10 | 0 | 0 | 0 | 0 | 0 | 0 |  | 1.0263 | 0.86786 | 0.95764 | 1.0263 | 0.86786 | 0.95764 | 2.7961 | -117.4902 | 114.4962 | 2.7961 | -117.4902 | 114.4962
Line15_16_17 | 0 | 0 | 0 | 0 | 0 | 0 | 0 | 0 | 0 | 0 | 0 | 0 | -3.7314e-09 | -3.4505e-09 | 7.2569e-09 | -2.9126e-10 | 2.5849e-10 | -4.2199e-11 | -6.895e-09 | 5.6713e-09 | -8.4894e-10 | 1.7439e-10 | 1.3238e-10 | -3.1994e-10 | 0 | 0 | 0 | 0 | 0 | 0 |  | 1.0263 | 0.86786 | 0.95764 | 1.0263 | 0.86786 | 0.95764 | 2.7961 | -117.4902 | 114.4962 | 2.7961 | -117.4902 | 114.4962
Line16_4_18 | 0 | 0 | 0 | 0 | 0 | 0 | 0 | 0 | 0 | 0 | 0 | 0 | -3.7231e-09 | -3.486e-09 | 7.2846e-09 | -2.9308e-10 | 2.5888e-10 | -4.1327e-11 | -6.9369e-09 | 5.6774e-09 | -8.2885e-10 | 1.7409e-10 | 1.339e-10 | -3.2119e-10 | 0 | 0 | 0 | 0 | 0 | 0 |  | 1.0267 | 0.8677 | 0.95736 | 1.0267 | 0.8677 | 0.95736 | 2.7901 | -117.461 | 114.473 | 2.7901 | -117.461 | 114.473
Line17_5_19 | 0 | 0 | 0 | 0 | 0 | 0 | 0 | 0 | 0 | 0 | 0 | 0 | -3.7202e-09 | -3.4979e-09 | 7.2939e-09 | -2.9369e-10 | 2.5901e-10 | -4.1031e-11 | -6.9509e-09 | 5.6794e-09 | -8.2205e-10 | 1.7399e-10 | 1.3441e-10 | -3.2161e-10 | 0 | 0 | 0 | 0 | 0 | 0 |  | 1.0269 | 0.86765 | 0.95726 | 1.0269 | 0.86765 | 0.95726 | 2.7881 | -117.4511 | 114.4653 | 2.7881 | -117.4511 | 114.4653
Line1_1_3 | 0.0026117 | 0.002621 | 0.0026469 | 0.0026118 | 0.002621 | 0.0026469 | 0.00060315 | 0.0006053 | 0.00061127 | 0.00060316 | 0.0006053 | 0.00061127 | 0.00031687 | 0.00024486 | -0.00057867 | -0.00031681 | -0.0002448 | 0.00057875 | 0.00053217 | -0.00046461 | 8.6775e-05 | -0.00053211 | 0.00046468 | -8.6707e-05 | -56.4409 | -55.242 | -57.0064 | 123.5591 | 124.758 | 122.9936 |  | 1.0269 | 0.86765 | 0.95726 | 1.0267 | 0.8677 | 0.95736 | 2.7881 | -117.4511 | 114.4653 | 2.7901 | -117.4609 | 114.473
Line2_1_4 | 0.002625 | 0.0026343 | 0.0026604 | 0.002625 | 0.0026343 | 0.0026604 | 0.00060621 | 0.00060837 | 0.00061439 | 0.00060622 | 0.00060838 | 0.0006144 | 0.00031591 | 0.00024832 | -0.00058204 | -0.00031585 | -0.00024826 | 0.00058212 | 0.00053638 | -0.00046579 | 8.4444e-05 | -0.00053632 | 0.00046587 | -8.4375e-05 | -56.7154 | -55.5136 | -57.2797 | 123.2846 | 124.4863 | 122.7203 |  | 1.0269 | 0.86765 | 0.95726 | 1.0267 | 0.8677 | 0.95736 | 2.7881 | -117.4511 | 114.4653 | 2.7901 | -117.461 | 114.473
Line3_1_5 | 0 | 0 | 0 | 0 | 0 | 0 | 0 | 0 | 0 | 0 | 0 | 0 | -7.4405e-09 | -6.9959e-09 | 1.4588e-08 | 3.4266e-09 | 3.757e-09 | -7.3349e-09 | -1.3902e-08 | 1.1359e-08 | -1.6441e-09 | 7.1249e-09 | -5.545e-09 | 5.0044e-10 | 0 | 0 | 0 | 0 | 0 | 0 |  | 1.0269 | 0.86765 | 0.95726 | 1.0269 | 0.86765 | 0.95726 | 2.7881 | -117.4511 | 114.4653 | 2.7881 | -117.4511 | 114.4653
Line4_2_6 | 0.0025924 | 0.027141 | 0.029167 | 0.0025925 | 0.027141 | 0.029167 | 0.0005987 | 0.0062679 | 0.0067358 | 0.00059871 | 0.0062679 | 0.0067358 | 0.00030844 | 0.0041725 | 0.0042221 | -0.00030819 | -0.0041604 | -0.0042049 | 0.00053136 | 0.0034575 | 0.0048437 | -0.00053106 | -0.0034417 | -0.0048289 | -57.0714 | -157.1436 | 65.5719 | 122.9286 | 22.8565 | -114.4282 |  | 1.0262 | 0.86455 | 0.95394 | 1.0256 | 0.86146 | 0.95061 | 2.7946 | -117.4974 | 114.4943 | 2.8011 | -117.544 | 114.5235
Line5_6_7 | 0.0025925 | 0.027141 | 0.029167 | 0.0025925 | 0.027141 | 0.029167 | 0.00059871 | 0.0062679 | 0.0067358 | 0.00059871 | 0.0062679 | 0.0067358 | 0.00030819 | 0.0041604 | 0.0042049 | -0.00030793 | -0.0041483 | -0.0041877 | 0.00053106 | 0.0034417 | 0.0048289 | -0.00053076 | -0.003426 | -0.0048142 | -57.0714 | -157.1435 | 65.5718 | 122.9286 | 22.8565 | -114.4282 |  | 1.0256 | 0.86146 | 0.95061 | 1.0249 | 0.85837 | 0.94729 | 2.8011 | -117.544 | 114.5235 | 2.8076 | -117.5909 | 114.553
Line6_7_8 | 0 | 0.027931 | 0.030826 | 0 | 0.027931 | 0.030826 | 0 | 0.0064504 | 0.007119 | 0 | 0.0064504 | 0.007119 | -1.111e-08 | 0.0039126 | 0.0047704 | 7.1158e-09 | -0.0039007 | -0.0047512 | -2.1208e-08 | 0.0039176 | 0.0047666 | 1.4322e-08 | -0.0039007 | -0.0047512 | 0 | -162.628 | 69.5756 | 0 | 17.3721 | -110.4245 |  | 1.0249 | 0.85837 | 0.94729 | 1.0244 | 0.85521 | 0.94385 | 2.8076 | -117.5909 | 114.553 | 2.8121 | -117.6278 | 114.5754
Line7_8_9 | 0 | 0 | 0 | 0 | 0 | 0 | 0 | 0 | 0 | 0 | 0 | 0 | -3.6997e-09 | -3.5752e-09 | 7.2573e-09 | -2.8368e-10 | 2.947e-10 | 6.5585e-12 | -7.0734e-09 | 5.6616e-09 | -7.4118e-10 | 1.7506e-10 | 1.233e-10 | -3.1081e-10 | 0 | 0 | 0 | 0 | 0 | 0 |  | 1.0244 | 0.85521 | 0.94385 | 1.0244 | 0.85521 | 0.94385 | 2.8121 | -117.6278 | 114.5754 | 2.8121 | -117.6278 | 114.5754
Line8_8_10 | 0 | 0 | 0 | 0 | 0 | 0 | 0 | 0 | 0 | 0 | 0 | 0 | -3.6997e-09 | -3.5752e-09 | 7.2573e-09 | -2.8368e-10 | 2.947e-10 | 6.5585e-12 | -7.0734e-09 | 5.6616e-09 | -7.4118e-10 | 1.7506e-10 | 1.233e-10 | -3.1081e-10 | 0 | 0 | 0 | 0 | 0 | 0 |  | 1.0244 | 0.85521 | 0.94385 | 1.0244 | 0.85521 | 0.94385 | 2.8121 | -117.6278 | 114.5754 | 2.8121 | -117.6278 | 114.5754
Line9_3_11 | 0.0026118 | 0.002621 | 0.0026469 | 0.0026118 | 0.0026211 | 0.0026469 | 0.00060316 | 0.0006053 | 0.00061127 | 0.00060317 | 0.00060531 | 0.00061128 | 0.00031681 | 0.0002448 | -0.00057875 | -0.00031675 | -0.00024474 | 0.00057882 | 0.00053211 | -0.00046468 | 8.6706e-05 | -0.00053205 | 0.00046476 | -8.6638e-05 | -56.441 | -55.242 | -57.0065 | 123.559 | 124.7579 | 122.9935 |  | 1.0267 | 0.8677 | 0.95736 | 1.0266 | 0.86775 | 0.95745 | 2.7901 | -117.4609 | 114.473 | 2.7921 | -117.4707 | 114.4807

## LLG_min_fault_10
name | pf_ikss_a_from_ka | pf_ikss_b_from_ka | pf_ikss_c_from_ka | pf_ikss_a_to_ka | pf_ikss_b_to_ka | pf_ikss_c_to_ka | pf_skss_a_from_mw | pf_skss_b_from_mw | pf_skss_c_from_mw | pf_skss_a_to_mw | pf_skss_b_to_mw | pf_skss_c_to_mw | pf_p_a_from_mw | pf_p_b_from_mw | pf_p_c_from_mw | pf_p_a_to_mw | pf_p_b_to_mw | pf_p_c_to_mw | pf_q_a_from_mvar | pf_q_b_from_mvar | pf_q_c_from_mvar | pf_q_a_to_mvar | pf_q_b_to_mvar | pf_q_c_to_mvar | pf_ikss_a_from_degree | pf_ikss_b_from_degree | pf_ikss_c_from_degree | pf_ikss_a_to_degree | pf_ikss_b_to_degree | pf_ikss_c_to_degree | 3xI0 | pf_vm_a_from_pu | pf_vm_b_from_pu | pf_vm_c_from_pu | pf_vm_a_to_pu | pf_vm_b_to_pu | pf_vm_c_to_pu | pf_va_a_from_degree | pf_va_b_from_degree | pf_va_c_from_degree | pf_va_a_to_degree | pf_va_b_to_degree | pf_va_c_to_degree
Line0_1_2 | 0.002456 | 0.025712 | 0.027632 | 0.002456 | 0.025712 | 0.027632 | 0.00056718 | 0.005938 | 0.0063813 | 0.00056719 | 0.005938 | 0.0063813 | 0.00027706 | 0.0037558 | 0.0038048 | -0.00027683 | -0.0037449 | -0.0037893 | 0.00047717 | 0.0031173 | 0.0043605 | -0.0004769 | -0.0031031 | -0.0043472 | -57.0714 | -157.1437 | 65.5719 | 122.9287 | 22.8564 | -114.4281 |  | 0.97283 | 0.82198 | 0.90688 | 0.9722 | 0.81905 | 0.90373 | 2.7881 | -117.4511 | 114.4653 | 2.7946 | -117.4974 | 114.4943
Line10_11_12 | 0.0024743 | 0.0024831 | 0.0025076 | 0.0024744 | 0.0024832 | 0.0025076 | 0.00057142 | 0.00057345 | 0.00057911 | 0.00057143 | 0.00057346 | 0.00057912 | 0.00028428 | 0.00021966 | -0.0005195 | -0.00028423 | -0.0002196 | 0.00051957 | 0.00047751 | -0.00041712 | 7.7758e-05 | -0.00047746 | 0.00041719 | -7.7696e-05 | -56.441 | -55.2421 | -57.0065 | 123.559 | 124.7579 | 122.9935 |  | 0.97254 | 0.82208 | 0.90706 | 0.9724 | 0.82213 | 0.90715 | 2.7921 | -117.4707 | 114.4807 | 2.7941 | -117.4805 | 114.4885
Line11_12_13 | 0.0024744 | 0.0024832 | 0.0025076 | 0.0024744 | 0.0024832 | 0.0025077 | 0.00057143 | 0.00057346 | 0.00057912 | 0.00057144 | 0.00057347 | 0.00057912 | 0.00028423 | 0.0002196 | -0.00051957 | -0.00028417 | -0.00021955 | 0.00051963 | 0.00047746 | -0.00041719 | 7.7696e-05 | -0.00047741 | 0.00041726 | -7.7634e-05 | -56.441 | -55.2421 | -57.0065 | 123.559 | 124.7579 | 122.9935 |  | 0.9724 | 0.82213 | 0.90715 | 0.97226 | 0.82218 | 0.90724 | 2.7941 | -117.4805 | 114.4885 | 2.7961 | -117.4902 | 114.4962
Line12_13_15 | 0 | 0 | 0 | 0 | 0 | 0 | 0 | 0 | 0 | 0 | 0 | 0 | -1.0047e-08 | -9.2905e-09 | 1.9539e-08 | 6.4366e-09 | 6.4257e-09 | -1.3064e-08 | -1.8565e-08 | 1.527e-08 | -2.2858e-09 | 1.2533e-08 | -1.0061e-08 | 1.2367e-09 | 0 | 0 | 0 | 0 | 0 | 0 |  | 0.97226 | 0.82218 | 0.90724 | 0.97226 | 0.82218 | 0.90724 | 2.7961 | -117.4902 | 114.4962 | 2.7961 | -117.4902 | 114.4962
Line13_13_14 | 0.0024745 | 0.0024833 | 0.0025078 | 0.0024745 | 0.0024833 | 0.0025078 | 0.00057146 | 0.00057349 | 0.00057915 | 0.00057146 | 0.0005735 | 0.00057915 | 0.00028418 | 0.00021956 | -0.00051965 | -0.00028413 | -0.0002195 | 0.00051972 | 0.00047742 | -0.00041727 | 7.7636e-05 | -0.00047737 | 0.00041734 | -7.7575e-05 | -56.4412 | -55.2423 | -57.0066 | 123.5588 | 124.7577 | 122.9934 |  | 0.97226 | 0.82218 | 0.90724 | 0.97211 | 0.82223 | 0.90733 | 2.7961 | -117.4902 | 114.4962 | 2.7981 | -117.5 | 114.504
Line14_15_16 | 0 | 0 | 0 | 0 | 0 | 0 | 0 | 0 | 0 | 0 | 0 | 0 | -6.698e-09 | -6.1937e-09 | 1.3026e-08 | 3.0876e-09 | 3.3289e-09 | -6.551e-09 | -1.2377e-08 | 1.018e-08 | -1.5239e-09 | 6.3448e-09 | -4.9712e-09 | 4.7478e-10 | 0 | 0 | 0 | 0 | 0 | 0 |  | 0.97226 | 0.82218 | 0.90724 | 0.97226 | 0.82218 | 0.90724 | 2.7961 | -117.4902 | 114.4962 | 2.7961 | -117.4902 | 114.4962
Line15_16_17 | 0 | 0 | 0 | 0 | 0 | 0 | 0 | 0 | 0 | 0 | 0 | 0 | -3.349e-09 | -3.0969e-09 | 6.5131e-09 | -2.614e-10 | 2.32e-10 | -3.7874e-11 | -6.1883e-09 | 5.09e-09 | -7.6193e-10 | 1.5651e-10 | 1.1881e-10 | -2.8715e-10 | 0 | 0 | 0 | 0 | 0 | 0 |  | 0.97226 | 0.82218 | 0.90724 | 0.97226 | 0.82218 | 0.90724 | 2.7961 | -117.4902 | 114.4962 | 2.7961 | -117.4902 | 114.4962
Line16_4_18 | 0 | 0 | 0 | 0 | 0 | 0 | 0 | 0 | 0 | 0 | 0 | 0 | -3.3415e-09 | -3.1287e-09 | 6.538e-09 | -2.6304e-10 | 2.3235e-10 | -3.7091e-11 | -6.2259e-09 | 5.0955e-09 | -7.439e-10 | 1.5625e-10 | 1.2017e-10 | -2.8827e-10 | 0 | 0 | 0 | 0 | 0 | 0 |  | 0.97269 | 0.82203 | 0.90697 | 0.97269 | 0.82203 | 0.90697 | 2.7901 | -117.461 | 114.473 | 2.7901 | -117.461 | 114.473
Line17_5_19 | 0 | 0 | 0 | 0 | 0 | 0 | 0 | 0 | 0 | 0 | 0 | 0 | -3.3389e-09 | -3.1394e-09 | 6.5463e-09 | -2.6359e-10 | 2.3246e-10 | -3.6826e-11 | -6.2385e-09 | 5.0973e-09 | -7.3779e-10 | 1.5616e-10 | 1.2063e-10 | -2.8864e-10 | 0 | 0 | 0 | 0 | 0 | 0 |  | 0.97283 | 0.82198 | 0.90688 | 0.97283 | 0.82198 | 0.90688 | 2.7881 | -117.4511 | 114.4653 | 2.7881 | -117.4511 | 114.4653
Line1_1_3 | 0.0024743 | 0.0024831 | 0.0025076 | 0.0024743 | 0.0024831 | 0.0025076 | 0.00057141 | 0.00057344 | 0.00057909 | 0.00057141 | 0.00057345 | 0.0005791 | 0.00028439 | 0.00021977 | -0.00051936 | -0.00028434 | -0.00021971 | 0.00051943 | 0.00047762 | -0.00041699 | 7.7881e-05 | -0.00047757 | 0.00041706 | -7.782e-05 | -56.4409 | -55.242 | -57.0064 | 123.5591 | 124.758 | 122.9936 |  | 0.97283 | 0.82198 | 0.90688 | 0.97269 | 0.82203 | 0.90697 | 2.7881 | -117.4511 | 114.4653 | 2.7901 | -117.4609 | 114.473
Line2_1_4 | 0.0024868 | 0.0024957 | 0.0025204 | 0.0024868 | 0.0024957 | 0.0025204 | 0.0005743 | 0.00057635 | 0.00058206 | 0.00057431 | 0.00057636 | 0.00058206 | 0.00028353 | 0.00022287 | -0.00052239 | -0.00028348 | -0.00022281 | 0.00052245 | 0.00048141 | -0.00041805 | 7.5789e-05 | -0.00048135 | 0.00041812 | -7.5727e-05 | -56.7154 | -55.5136 | -57.2797 | 123.2846 | 124.4863 | 122.7203 |  | 0.97283 | 0.82198 | 0.90688 | 0.97269 | 0.82203 | 0.90697 | 2.7881 | -117.4511 | 114.4653 | 2.7901 | -117.461 | 114.473
Line3_1_5 | 0 | 0 | 0 | 0 | 0 | 0 | 0 | 0 | 0 | 0 | 0 | 0 | -6.6779e-09 | -6.2789e-09 | 1.3093e-08 | 3.0754e-09 | 3.3719e-09 | -6.5832e-09 | -1.2477e-08 | 1.0195e-08 | -1.4756e-09 | 6.3947e-09 | -4.9766e-09 | 4.4915e-10 | 0 | 0 | 0 | 0 | 0 | 0 |  | 0.97283 | 0.82198 | 0.90688 | 0.97283 | 0.82198 | 0.90688 | 2.7881 | -117.4511 | 114.4653 | 2.7881 | -117.4511 | 114.4653
Line4_2_6 | 0.002456 | 0.025712 | 0.027632 | 0.002456 | 0.025712 | 0.027632 | 0.00056719 | 0.005938 | 0.0063813 | 0.00056719 | 0.005938 | 0.0063813 | 0.00027683 | 0.0037449 | 0.0037893 | -0.0002766 | -0.003734 | -0.0037739 | 0.0004769 | 0.0031031 | 0.0043472 | -0.00047663 | -0.003089 | -0.004334 | -57.0714 | -157.1436 | 65.5719 | 122.9286 | 22.8565 | -114.4282 |  | 0.9722 | 0.81905 | 0.90373 | 0.97158 | 0.81612 | 0.90058 | 2.7946 | -117.4974 | 114.4943 | 2.8011 | -117.544 | 114.5235
Line5_6_7 | 0.002456 | 0.025712 | 0.027632 | 0.0024561 | 0.025712 | 0.027632 | 0.00056719 | 0.005938 | 0.0063813 | 0.0005672 | 0.005938 | 0.0063813 | 0.0002766 | 0.003734 | 0.0037739 | -0.00027637 | -0.0037231 | -0.0037585 | 0.00047663 | 0.003089 | 0.004334 | -0.00047636 | -0.0030748 | -0.0043208 | -57.0714 | -157.1435 | 65.5718 | 122.9286 | 22.8565 | -114.4282 |  | 0.97158 | 0.81612 | 0.90058 | 0.97095 | 0.81319 | 0.89743 | 2.8011 | -117.544 | 114.5235 | 2.8076 | -117.5909 | 114.553
Line6_7_8 | 0 | 0.026461 | 0.029204 | 0 | 0.026461 | 0.029204 | 0 | 0.0061109 | 0.0067443 | 0 | 0.0061109 | 0.0067443 | -9.9712e-09 | 0.0035116 | 0.0042815 | 6.3865e-09 | -0.0035009 | -0.0042643 | -1.9034e-08 | 0.0035161 | 0.0042781 | 1.2854e-08 | -0.0035009 | -0.0042643 | 0 | -162.628 | 69.5756 | 0 | 17.3721 | -110.4245 |  | 0.97095 | 0.81319 | 0.89743 | 0.97047 | 0.81019 | 0.89417 | 2.8076 | -117.5909 | 114.553 | 2.8121 | -117.6278 | 114.5754
Line7_8_9 | 0 | 0 | 0 | 0 | 0 | 0 | 0 | 0 | 0 | 0 | 0 | 0 | -3.3205e-09 | -3.2087e-09 | 6.5135e-09 | -2.546e-10 | 2.6449e-10 | 5.8863e-12 | -6.3485e-09 | 5.0814e-09 | -6.6522e-10 | 1.5712e-10 | 1.1067e-10 | -2.7895e-10 | 0 | 0 | 0 | 0 | 0 | 0 |  | 0.97047 | 0.81019 | 0.89417 | 0.97047 | 0.81019 | 0.89417 | 2.8121 | -117.6278 | 114.5754 | 2.8121 | -117.6278 | 114.5754
Line8_8_10 | 0 | 0 | 0 | 0 | 0 | 0 | 0 | 0 | 0 | 0 | 0 | 0 | -3.3205e-09 | -3.2087e-09 | 6.5135e-09 | -2.546e-10 | 2.6449e-10 | 5.8863e-12 | -6.3485e-09 | 5.0814e-09 | -6.6522e-10 | 1.5712e-10 | 1.1067e-10 | -2.7895e-10 | 0 | 0 | 0 | 0 | 0 | 0 |  | 0.97047 | 0.81019 | 0.89417 | 0.97047 | 0.81019 | 0.89417 | 2.8121 | -117.6278 | 114.5754 | 2.8121 | -117.6278 | 114.5754
Line9_3_11 | 0.0024743 | 0.0024831 | 0.0025076 | 0.0024743 | 0.0024831 | 0.0025076 | 0.00057141 | 0.00057345 | 0.0005791 | 0.00057142 | 0.00057345 | 0.00057911 | 0.00028434 | 0.00021971 | -0.00051943 | -0.00028428 | -0.00021966 | 0.0005195 | 0.00047757 | -0.00041706 | 7.782e-05 | -0.00047751 | 0.00041712 | -7.7758e-05 | -56.441 | -55.242 | -57.0065 | 123.559 | 124.7579 | 122.9935 |  | 0.97269 | 0.82203 | 0.90697 | 0.97254 | 0.82208 | 0.90706 | 2.7901 | -117.4609 | 114.473 | 2.7921 | -117.4707 | 114.4807