## LLL_max_6
name | pf_ikss_from_ka | pf_ikss_to_ka | pf_ip_from_ka | pf_ip_to_ka | pf_skss_from_mw | pf_skss_to_mw | pf_p_from_mw | pf_p_to_mw | pf_q_from_mvar | pf_q_to_mvar | pf_ikss_from_degree | pf_ikss_to_degree | pf_vm_from_pu | pf_vm_to_pu | pf_va_from_degree | pf_va_to_degree
Line0_1_2 | 2.1201 | 2.1201 | 0 | 0 | 1.4689 | 1.4689 | 0.59647 | -0.46163 | 1.1734 | -0.90374 | -66.6388 | 113.3612 | 0.89616 | 0.69088 | -3.5837 | -3.6966
Line10_11_12 | 0.21073 | 0.21073 | 0 | 0 | 0.146 | 0.146 | -0.054311 | 0.055643 | -0.12554 | 0.12821 | 109.6654 | -70.3346 | 0.9369 | 0.95727 | -3.7281 | -3.7956
Line11_12_13 | 0.21073 | 0.21073 | 0 | 0 | 0.146 | 0.146 | -0.055643 | 0.056975 | -0.12821 | 0.13087 | 109.6654 | -70.3346 | 0.95727 | 0.97765 | -3.7956 | -3.8604
Line12_13_15 | 0 | 0 | 0 | 0 | 0 | 0 | 0 | 0 | 0 | 0 | 0 | 0 | 0.97765 | 0.97765 | -3.8604 | -3.8604
Line13_13_14 | 0.21073 | 0.21073 | 0 | 0 | 0.146 | 0.146 | -0.056975 | 0.058307 | -0.13087 | 0.13354 | 109.6654 | -70.3346 | 0.97765 | 0.99802 | -3.8604 | -3.9225
Line14_15_16 | 0 | 0 | 0 | 0 | 0 | 0 | 0 | 0 | 0 | 0 | 0 | 0 | 0.97765 | 0.97765 | -3.8604 | -3.8604
Line15_16_17 | 0 | 0 | 0 | 0 | 0 | 0 | 0 | 0 | 0 | 0 | 0 | 0 | 0.97765 | 0.97765 | -3.8604 | -3.8604
Line16_4_18 | 0 | 0 | 0 | 0 | 0 | 0 | 0 | 0 | 0 | 0 | 0 | 0 | 0.92233 | 0.92233 | -3.7021 | -3.7021
Line17_5_19 | 0 | 0 | 0 | 0 | 0 | 0 | 0 | 0 | 0 | 0 | 0 | 0 | 0.89616 | 0.89616 | -3.5837 | -3.5837
Line1_1_3 | 0.21073 | 0.21073 | 0 | 0 | 0.146 | 0.146 | -0.051646 | 0.052978 | -0.12022 | 0.12288 | 109.6654 | -70.3346 | 0.89616 | 0.91653 | -3.5837 | -3.6575
Line2_1_4 | 0.27103 | 0.27103 | 0 | 0 | 0.18778 | 0.18778 | -0.064121 | 0.066325 | -0.15558 | 0.15999 | 108.8149 | -71.1851 | 0.89616 | 0.92233 | -3.5837 | -3.7021
Line3_1_5 | 0 | 0 | 0 | 0 | 0 | 0 | 0 | 0 | 0 | 0 | 0 | 0 | 0.89616 | 0.89616 | -3.5837 | -3.5837
Line4_2_6 | 2.1201 | 2.1201 | 0 | 0 | 1.4689 | 1.4689 | 0.46163 | -0.32678 | 0.90374 | -0.63404 | -66.6388 | 113.3612 | 0.69088 | 0.48561 | -3.6966 | -3.9048
Line5_6_7 | 2.1201 | 2.1201 | 0 | 0 | 1.4689 | 1.4689 | 0.32678 | -0.19193 | 0.63404 | -0.36435 | -66.6388 | 113.3612 | 0.48561 | 0.28036 | -3.9048 | -4.4181
Line6_7_8 | 2.8955 | 2.8955 | 0 | 5.2971 | 2.0061 | 2.0061 | 0.25152 | -1e-07 | 0.50304 | -1e-07 | -67.853 | 112.147 | 0.28036 | 0 | -4.4181 | 0
Line7_8_9 | 0 | 0 | 0 | 0 | 0 | 0 | 5.9499e-22 | 0 | 2.9853e-22 | 0 | 0 | 0 | 0 | 0 | 0 | 0
Line8_8_10 | 0 | 0 | 0 | 0 | 0 | 0 | 5.9499e-22 | 0 | 2.9853e-22 | 0 | 0 | 0 | 0 | 0 | 0 | 0
Line9_3_11 | 0.21073 | 0.21073 | 0 | 0 | 0.146 | 0.146 | -0.052978 | 0.054311 | -0.12288 | 0.12554 | 109.6654 | -70.3346 | 0.91653 | 0.9369 | -3.6575 | -3.7281

## LLL_max_10
name | pf_ikss_from_ka | pf_ikss_to_ka | pf_ip_from_ka | pf_ip_to_ka | pf_skss_from_mw | pf_skss_to_mw | pf_p_from_mw | pf_p_to_mw | pf_q_from_mvar | pf_q_to_mvar | pf_ikss_from_degree | pf_ikss_to_degree | pf_vm_from_pu | pf_vm_to_pu | pf_va_from_degree | pf_va_to_degree
Line0_1_2 | 2.2097 | 2.2097 | 0 | 0 | 1.5309 | 1.5309 | 0.64541 | -0.49893 | 1.271 | -0.97807 | -66.8022 | 113.1978 | 0.93116 | 0.71722 | -3.723 | -3.8291
Line10_11_12 | 0.21778 | 0.21778 | 0 | 0 | 0.15088 | 0.15088 | -0.059191 | 0.060613 | -0.1344 | 0.13724 | 109.92 | -70.08 | 0.97328 | 0.99434 | -3.8496 | -3.9088
Line11_12_13 | 0.21778 | 0.21778 | 0 | 0 | 0.15088 | 0.15088 | -0.060613 | 0.062036 | -0.13724 | 0.14009 | 109.92 | -70.08 | 0.99434 | 1.0154 | -3.9088 | -3.9656
Line12_13_15 | 0 | 0 | 0 | 0 | 0 | 0 | 0 | 0 | 0 | 0 | 0 | 0 | 1.0154 | 1.0154 | -3.9656 | -3.9656
Line13_13_14 | 0.21778 | 0.21778 | 0 | 0 | 0.15088 | 0.15088 | -0.062036 | 0.063459 | -0.14009 | 0.14293 | 109.92 | -70.08 | 1.0154 | 1.0365 | -3.9656 | -4.0201
Line14_15_16 | 0 | 0 | 0 | 0 | 0 | 0 | 0 | 0 | 0 | 0 | 0 | 0 | 1.0154 | 1.0154 | -3.9656 | -3.9656
Line15_16_17 | 0 | 0 | 0 | 0 | 0 | 0 | 0 | 0 | 0 | 0 | 0 | 0 | 1.0154 | 1.0154 | -3.9656 | -3.9656
Line16_4_18 | 0 | 0 | 0 | 0 | 0 | 0 | 0 | 0 | 0 | 0 | 0 | 0 | 0.95797 | 0.95797 | -3.8287 | -3.8287
Line17_5_19 | 0 | 0 | 0 | 0 | 0 | 0 | 0 | 0 | 0 | 0 | 0 | 0 | 0.93116 | 0.93116 | -3.723 | -3.723
Line1_1_3 | 0.21778 | 0.21778 | 0 | 0 | 0.15088 | 0.15088 | -0.056345 | 0.057768 | -0.1287 | 0.13155 | 109.92 | -70.08 | 0.93116 | 0.95222 | -3.723 | -3.7877
Line2_1_4 | 0.27744 | 0.27744 | 0 | 0 | 0.19221 | 0.19221 | -0.069343 | 0.071653 | -0.165 | 0.16962 | 109.0718 | -70.9282 | 0.93116 | 0.95797 | -3.723 | -3.8287
Line3_1_5 | 0 | 0 | 0 | 0 | 0 | 0 | 0 | 0 | 0 | 0 | 0 | 0 | 0.93116 | 0.93116 | -3.723 | -3.723
Line4_2_6 | 2.2097 | 2.2097 | 0 | 0 | 1.5309 | 1.5309 | 0.49893 | -0.35246 | 0.97807 | -0.68512 | -66.8022 | 113.1978 | 0.71722 | 0.50328 | -3.8291 | -4.0255
Line5_6_7 | 2.2097 | 2.2097 | 0 | 0 | 1.5309 | 1.5309 | 0.35246 | -0.20598 | 0.68512 | -0.39217 | -66.8022 | 113.1978 | 0.50328 | 0.28935 | -4.0255 | -4.5121
Line6_7_8 | 2.9884 | 2.9884 | 0 | 5.4745 | 2.0704 | 2.0704 | 0.26792 | -1e-07 | 0.53584 | -1e-07 | -67.9471 | 112.0529 | 0.28935 | 0 | -4.5121 | 0
Line7_8_9 | 0 | 0 | 0 | 0 | 0 | 0 | 8.9468e-22 | 0 | -9.755e-23 | 0 | 0 | 0 | 0 | 0 | 0 | 0
Line8_8_10 | 0 | 0 | 0 | 0 | 0 | 0 | 8.9468e-22 | 0 | -9.755e-23 | 0 | 0 | 0 | 0 | 0 | 0 | 0
Line9_3_11 | 0.21778 | 0.21778 | 0 | 0 | 0.15088 | 0.15088 | -0.057768 | 0.059191 | -0.13155 | 0.1344 | 109.92 | -70.08 | 0.95222 | 0.97328 | -3.7877 | -3.8496

## LLL_max_fault_6
name | pf_ikss_from_ka | pf_ikss_to_ka | pf_ip_from_ka | pf_ip_to_ka | pf_skss_from_mw | pf_skss_to_mw | pf_p_from_mw | pf_p_to_mw | pf_q_from_mvar | pf_q_to_mvar | pf_ikss_from_degree | pf_ikss_to_degree | pf_vm_from_pu | pf_vm_to_pu | pf_va_from_degree | pf_va_to_degree
Line0_1_2 | 0.093421 | 0.093421 | 0 | 0 | 0.064724 | 0.064724 | -0.018934 | 0.019196 | -0.067551 | 0.068075 | 105.7019 | -74.2981 | 1.0839 | 1.0928 | 0.04413 | -0.045609
Line10_11_12 | 0.10745 | 0.10745 | 0 | 0 | 0.074445 | 0.074445 | -0.0039941 | 0.0043405 | -0.082009 | 0.082702 | 92.3889 | -87.6111 | 1.1029 | 1.1124 | -0.39934 | -0.61538
Line11_12_13 | 0.10745 | 0.10745 | 0 | 0 | 0.074445 | 0.074445 | -0.0043405 | 0.0046868 | -0.082702 | 0.083395 | 92.3889 | -87.6111 | 1.1124 | 1.122 | -0.61538 | -0.82775
Line12_13_15 | 0 | 0 | 0 | 0 | 0 | 0 | 0 | 0 | 0 | 0 | 0 | 0 | 1.122 | 1.122 | -0.82775 | -0.82775
Line13_13_14 | 0.10745 | 0.10745 | 0 | 0 | 0.074445 | 0.074445 | -0.0046868 | 0.0050332 | -0.083395 | 0.084088 | 92.3889 | -87.6111 | 1.122 | 1.1315 | -0.82775 | -1.0365
Line14_15_16 | 0 | 0 | 0 | 0 | 0 | 0 | 0 | 0 | 0 | 0 | 0 | 0 | 1.122 | 1.122 | -0.82775 | -0.82775
Line15_16_17 | 0 | 0 | 0 | 0 | 0 | 0 | 0 | 0 | 0 | 0 | 0 | 0 | 1.122 | 1.122 | -0.82775 | -0.82775
Line16_4_18 | 0 | 0 | 0 | 0 | 0 | 0 | 0 | 0 | 0 | 0 | 0 | 0 | 1.0961 | 1.0961 | -0.23699 | -0.23699
Line17_5_19 | 0 | 0 | 0 | 0 | 0 | 0 | 0 | 0 | 0 | 0 | 0 | 0 | 1.0839 | 1.0839 | 0.04413 | 0.04413
Line1_1_3 | 0.10745 | 0.10745 | 0 | 0 | 0.074445 | 0.074445 | -0.0033013 | 0.0036477 | -0.080624 | 0.081317 | 92.3889 | -87.6111 | 1.0839 | 1.0934 | 0.04413 | -0.17953
Line2_1_4 | 0.13724 | 0.13724 | 0 | 0 | 0.09508 | 0.09508 | -0.0048393 | 0.0054043 | -0.10294 | 0.10407 | 92.7355 | -87.2645 | 1.0839 | 1.0961 | 0.04413 | -0.23699
Line3_1_5 | 0 | 0 | 0 | 0 | 0 | 0 | 0 | 0 | 0 | 0 | 0 | 0 | 1.0839 | 1.0839 | 0.04413 | 0.04413
Line4_2_6 | 0.093421 | 0.093421 | 0 | 0 | 0.064724 | 0.064724 | -0.019196 | 0.019458 | -0.068075 | 0.068599 | 105.7019 | -74.2981 | 1.0928 | 1.1017 | -0.045609 | -0.1339
Line5_6_7 | 0.093421 | 0.093421 | 0 | 0 | 0.064724 | 0.064724 | -0.019458 | 0.01972 | -0.068599 | 0.069122 | 105.7019 | -74.2981 | 1.1017 | 1.1106 | -0.1339 | -0.22078
Line6_7_8 | 0.036162 | 0.036162 | 0 | 0.066155 | 0.025054 | 0.025054 | 0.019655 | -0.019616 | 0.019694 | -0.019616 | -45.2779 | 134.7221 | 1.1106 | 1.1072 | -0.22078 | -0.27791
Line7_8_9 | 0 | 0 | 0 | 0 | 0 | 0 | 6.9732e-10 | 0 | 6.2029e-11 | 0 | 0 | 0 | 1.1072 | 1.1072 | -0.27791 | -0.27791
Line8_8_10 | 0 | 0 | 0 | 0 | 0 | 0 | 6.9732e-10 | 0 | 6.2029e-11 | 0 | 0 | 0 | 1.1072 | 1.1072 | -0.27791 | -0.27791
Line9_3_11 | 0.10745 | 0.10745 | 0 | 0 | 0.074445 | 0.074445 | -0.0036477 | 0.0039941 | -0.081317 | 0.082009 | 92.3889 | -87.6111 | 1.0934 | 1.1029 | -0.17953 | -0.39934

## LLL_max_fault_10
name | pf_ikss_from_ka | pf_ikss_to_ka | pf_ip_from_ka | pf_ip_to_ka | pf_skss_from_mw | pf_skss_to_mw | pf_p_from_mw | pf_p_to_mw | pf_q_from_mvar | pf_q_to_mvar | pf_ikss_from_degree | pf_ikss_to_degree | pf_vm_from_pu | pf_vm_to_pu | pf_va_from_degree | pf_va_to_degree
Line0_1_2 | 0.092972 | 0.092972 | 0 | 0 | 0.064413 | 0.064413 | -0.018976 | 0.019235 | -0.070646 | 0.071165 | 105.0751 | -74.9249 | 1.1356 | 1.1445 | 0.040403 | -0.049679
Line10_11_12 | 0.10871 | 0.10871 | 0 | 0 | 0.075315 | 0.075315 | -0.0043777 | 0.0047322 | -0.086871 | 0.08758 | 92.4987 | -87.5013 | 1.1549 | 1.1645 | -0.38616 | -0.59415
Line11_12_13 | 0.10871 | 0.10871 | 0 | 0 | 0.075315 | 0.075315 | -0.0047322 | 0.0050868 | -0.08758 | 0.088289 | 92.4987 | -87.5013 | 1.1645 | 1.1742 | -0.59415 | -0.79872
Line12_13_15 | 0 | 0 | 0 | 0 | 0 | 0 | 0 | 0 | 0 | 0 | 0 | 0 | 1.1742 | 1.1742 | -0.79872 | -0.79872
Line13_13_14 | 0.10871 | 0.10871 | 0 | 0 | 0.075315 | 0.075315 | -0.0050868 | 0.0054413 | -0.088289 | 0.088998 | 92.4987 | -87.5013 | 1.1742 | 1.1839 | -0.79872 | -0.99995
Line14_15_16 | 0 | 0 | 0 | 0 | 0 | 0 | 0 | 0 | 0 | 0 | 0 | 0 | 1.1742 | 1.1742 | -0.79872 | -0.79872
Line15_16_17 | 0 | 0 | 0 | 0 | 0 | 0 | 0 | 0 | 0 | 0 | 0 | 0 | 1.1742 | 1.1742 | -0.79872 | -0.79872
Line16_4_18 | 0 | 0 | 0 | 0 | 0 | 0 | 0 | 0 | 0 | 0 | 0 | 0 | 1.1479 | 1.1479 | -0.22756 | -0.22756
Line17_5_19 | 0 | 0 | 0 | 0 | 0 | 0 | 0 | 0 | 0 | 0 | 0 | 0 | 1.1356 | 1.1356 | 0.040403 | 0.040403
Line1_1_3 | 0.10871 | 0.10871 | 0 | 0 | 0.075315 | 0.075315 | -0.0036687 | 0.0040232 | -0.085453 | 0.086162 | 92.4987 | -87.5013 | 1.1356 | 1.1453 | 0.040403 | -0.17467
Line2_1_4 | 0.13756 | 0.13756 | 0 | 0 | 0.095304 | 0.095304 | -0.0052804 | 0.0058481 | -0.1081 | 0.10924 | 92.8368 | -87.1632 | 1.1356 | 1.1479 | 0.040403 | -0.22756
Line3_1_5 | 0 | 0 | 0 | 0 | 0 | 0 | 0 | 0 | 0 | 0 | 0 | 0 | 1.1356 | 1.1356 | 0.040403 | 0.040403
Line4_2_6 | 0.092972 | 0.092972 | 0 | 0 | 0.064413 | 0.064413 | -0.019235 | 0.019494 | -0.071165 | 0.071684 | 105.0751 | -74.9249 | 1.1445 | 1.1533 | -0.049679 | -0.13838
Line5_6_7 | 0.092972 | 0.092972 | 0 | 0 | 0.064413 | 0.064413 | -0.019494 | 0.019753 | -0.071684 | 0.072202 | 105.0751 | -74.9249 | 1.1533 | 1.1621 | -0.13838 | -0.22574
Line6_7_8 | 0.037841 | 0.037841 | 0 | 0.069321 | 0.026217 | 0.026217 | 0.021522 | -0.021479 | 0.021565 | -0.021479 | -45.2829 | 134.7171 | 1.1621 | 1.1586 | -0.22574 | -0.28286
Line7_8_9 | 0 | 0 | 0 | 0 | 0 | 0 | 7.4762e-10 | 0 | 6.9214e-11 | 0 | 0 | 0 | 1.1586 | 1.1586 | -0.28286 | -0.28286
Line8_8_10 | 0 | 0 | 0 | 0 | 0 | 0 | 7.4762e-10 | 0 | 6.9214e-11 | 0 | 0 | 0 | 1.1586 | 1.1586 | -0.28286 | -0.28286
Line9_3_11 | 0.10871 | 0.10871 | 0 | 0 | 0.075315 | 0.075315 | -0.0040232 | 0.0043777 | -0.086162 | 0.086871 | 92.4987 | -87.5013 | 1.1453 | 1.1549 | -0.17467 | -0.38616

## LLL_min_6
name | pf_ikss_from_ka | pf_ikss_to_ka | pf_ip_from_ka | pf_ip_to_ka | pf_skss_from_mw | pf_skss_to_mw | pf_p_from_mw | pf_p_to_mw | pf_q_from_mvar | pf_q_to_mvar | pf_ikss_from_degree | pf_ikss_to_degree | pf_vm_from_pu | pf_vm_to_pu | pf_va_from_degree | pf_va_to_degree
Line0_1_2 | 1.6785 | 1.6785 | 0 | 0 | 1.1629 | 1.1629 | 0.65062 | -0.48835 | 0.67693 | -0.5079 | -52.8091 | 127.1909 | 0.8074 | 0.6059 | -6.6736 | -6.6848
Line10_11_12 | 0.0028599 | 0.0028599 | 0 | 0 | 0.0019814 | 0.0019814 | -0.0013271 | 0.0013276 | -0.00089578 | 0.00089627 | 139.3175 | -40.6825 | 0.80807 | 0.80841 | -6.6633 | -6.6582
Line11_12_13 | 0.0028599 | 0.0028599 | 0 | 0 | 0.0019814 | 0.0019814 | -0.0013276 | 0.001328 | -0.00089627 | 0.00089676 | 139.3174 | -40.6826 | 0.80841 | 0.80874 | -6.6582 | -6.6531
Line12_13_15 | 0 | 0 | 0 | 0 | 0 | 0 | 0 | 0 | 0 | 0 | 0 | 0 | 0.80874 | 0.80874 | -6.6531 | -6.6531
Line13_13_14 | 0.0028599 | 0.0028599 | 0 | 0 | 0.0019814 | 0.0019814 | -0.001328 | 0.0013285 | -0.00089677 | 0.00089726 | 139.3172 | -40.6828 | 0.80874 | 0.80908 | -6.6531 | -6.648
Line14_15_16 | 0 | 0 | 0 | 0 | 0 | 0 | 0 | 0 | 0 | 0 | 0 | 0 | 0.80874 | 0.80874 | -6.6531 | -6.6531
Line15_16_17 | 0 | 0 | 0 | 0 | 0 | 0 | 0 | 0 | 0 | 0 | 0 | 0 | 0.80874 | 0.80874 | -6.6531 | -6.6531
Line16_4_18 | 0 | 0 | 0 | 0 | 0 | 0 | 0 | 0 | 0 | 0 | 0 | 0 | 0.80774 | 0.80774 | -6.6685 | -6.6685
Line17_5_19 | 0 | 0 | 0 | 0 | 0 | 0 | 0 | 0 | 0 | 0 | 0 | 0 | 0.8074 | 0.8074 | -6.6736 | -6.6736
Line1_1_3 | 0.0028599 | 0.0028599 | 0 | 0 | 0.0019814 | 0.0019814 | -0.0013262 | 0.0013266 | -0.0008948 | 0.00089529 | 139.3176 | -40.6824 | 0.8074 | 0.80774 | -6.6736 | -6.6685
Line2_1_4 | 0.00288 | 0.00288 | 0 | 0 | 0.0019953 | 0.0019953 | -0.0013322 | 0.0013327 | -0.00090585 | 0.00090635 | 139.1129 | -40.8871 | 0.8074 | 0.80774 | -6.6736 | -6.6685
Line3_1_5 | 0 | 0 | 0 | 0 | 0 | 0 | 0 | 0 | 0 | 0 | 0 | 0 | 0.8074 | 0.8074 | -6.6736 | -6.6736
Line4_2_6 | 1.6785 | 1.6785 | 0 | 0 | 1.1629 | 1.1629 | 0.48835 | -0.32607 | 0.5079 | -0.33886 | -52.8091 | 127.1909 | 0.6059 | 0.4044 | -6.6848 | -6.7071
Line5_6_7 | 1.6785 | 1.6785 | 0 | 0 | 1.1629 | 1.1629 | 0.32607 | -0.1638 | 0.33886 | -0.16983 | -52.8091 | 127.1909 | 0.4044 | 0.2029 | -6.7071 | -6.7737
Line6_7_8 | 1.6901 | 1.6901 | 0 | 2.6832 | 1.171 | 1.171 | 0.16454 | -1e-07 | 0.1714 | -1e-07 | -52.9428 | 127.0572 | 0.2029 | 0 | -6.7737 | 0
Line7_8_9 | 0 | 0 | 0 | 0 | 0 | 0 | 6.6827e-22 | 0 | 8.866e-22 | 0 | 0 | 0 | 0 | 0 | 0 | 0
Line8_8_10 | 0 | 0 | 0 | 0 | 0 | 0 | 6.6827e-22 | 0 | 8.866e-22 | 0 | 0 | 0 | 0 | 0 | 0 | 0
Line9_3_11 | 0.0028599 | 0.0028599 | 0 | 0 | 0.0019814 | 0.0019814 | -0.0013266 | 0.0013271 | -0.00089529 | 0.00089578 | 139.3175 | -40.6825 | 0.80774 | 0.80807 | -6.6685 | -6.6633

## LLL_min_10
name | pf_ikss_from_ka | pf_ikss_to_ka | pf_ip_from_ka | pf_ip_to_ka | pf_skss_from_mw | pf_skss_to_mw | pf_p_from_mw | pf_p_to_mw | pf_q_from_mvar | pf_q_to_mvar | pf_ikss_from_degree | pf_ikss_to_degree | pf_vm_from_pu | pf_vm_to_pu | pf_va_from_degree | pf_va_to_degree
Line0_1_2 | 1.5901 | 1.5901 | 0 | 0 | 1.1017 | 1.1017 | 0.58394 | -0.43829 | 0.60755 | -0.45584 | -52.8091 | 127.1909 | 0.76491 | 0.57401 | -6.6736 | -6.6848
Line10_11_12 | 0.0027094 | 0.0027094 | 0 | 0 | 0.0018771 | 0.0018771 | -0.0011911 | 0.0011915 | -0.00080397 | 0.00080441 | 139.3175 | -40.6825 | 0.76554 | 0.76586 | -6.6633 | -6.6582
Line11_12_13 | 0.0027094 | 0.0027094 | 0 | 0 | 0.0018771 | 0.0018771 | -0.0011915 | 0.0011919 | -0.00080441 | 0.00080485 | 139.3174 | -40.6826 | 0.76586 | 0.76618 | -6.6582 | -6.6531
Line12_13_15 | 0 | 0 | 0 | 0 | 0 | 0 | 0 | 0 | 0 | 0 | 0 | 0 | 0.76618 | 0.76618 | -6.6531 | -6.6531
Line13_13_14 | 0.0027094 | 0.0027094 | 0 | 0 | 0.0018771 | 0.0018771 | -0.0011919 | 0.0011923 | -0.00080486 | 0.0008053 | 139.3172 | -40.6828 | 0.76618 | 0.7665 | -6.6531 | -6.648
Line14_15_16 | 0 | 0 | 0 | 0 | 0 | 0 | 0 | 0 | 0 | 0 | 0 | 0 | 0.76618 | 0.76618 | -6.6531 | -6.6531
Line15_16_17 | 0 | 0 | 0 | 0 | 0 | 0 | 0 | 0 | 0 | 0 | 0 | 0 | 0.76618 | 0.76618 | -6.6531 | -6.6531
Line16_4_18 | 0 | 0 | 0 | 0 | 0 | 0 | 0 | 0 | 0 | 0 | 0 | 0 | 0.76523 | 0.76523 | -6.6685 | -6.6685
Line17_5_19 | 0 | 0 | 0 | 0 | 0 | 0 | 0 | 0 | 0 | 0 | 0 | 0 | 0.76491 | 0.76491 | -6.6736 | -6.6736
Line1_1_3 | 0.0027094 | 0.0027094 | 0 | 0 | 0.0018771 | 0.0018771 | -0.0011902 | 0.0011907 | -0.00080309 | 0.00080353 | 139.3176 | -40.6824 | 0.76491 | 0.76522 | -6.6736 | -6.6685
Line2_1_4 | 0.0027284 | 0.0027284 | 0 | 0 | 0.0018903 | 0.0018903 | -0.0011957 | 0.0011961 | -0.00081301 | 0.00081346 | 139.1129 | -40.8871 | 0.76491 | 0.76523 | -6.6736 | -6.6685
Line3_1_5 | 0 | 0 | 0 | 0 | 0 | 0 | 0 | 0 | 0 | 0 | 0 | 0 | 0.76491 | 0.76491 | -6.6736 | -6.6736
Line4_2_6 | 1.5901 | 1.5901 | 0 | 0 | 1.1017 | 1.1017 | 0.43829 | -0.29265 | 0.45584 | -0.30413 | -52.8091 | 127.1909 | 0.57401 | 0.38312 | -6.6848 | -6.7071
Line5_6_7 | 1.5901 | 1.5901 | 0 | 0 | 1.1017 | 1.1017 | 0.29265 | -0.14701 | 0.30413 | -0.15242 | -52.8091 | 127.1909 | 0.38312 | 0.19222 | -6.7071 | -6.7737
Line6_7_8 | 1.6012 | 1.6012 | 0 | 2.542 | 1.1093 | 1.1093 | 0.14768 | -1e-07 | 0.15383 | -1e-07 | -52.9428 | 127.0572 | 0.19222 | 0 | -6.7737 | 0
Line7_8_9 | 0 | 0 | 0 | 0 | 0 | 0 | 6.0122e-22 | 0 | 7.9807e-22 | 0 | 0 | 0 | 0 | 0 | 0 | 0
Line8_8_10 | 0 | 0 | 0 | 0 | 0 | 0 | 6.0122e-22 | 0 | 7.9807e-22 | 0 | 0 | 0 | 0 | 0 | 0 | 0
Line9_3_11 | 0.0027094 | 0.0027094 | 0 | 0 | 0.0018771 | 0.0018771 | -0.0011907 | 0.0011911 | -0.00080353 | 0.00080397 | 139.3175 | -40.6825 | 0.76522 | 0.76554 | -6.6685 | -6.6633

## LLL_min_fault_6
name | pf_ikss_from_ka | pf_ikss_to_ka | pf_ip_from_ka | pf_ip_to_ka | pf_skss_from_mw | pf_skss_to_mw | pf_p_from_mw | pf_p_to_mw | pf_q_from_mvar | pf_q_to_mvar | pf_ikss_from_degree | pf_ikss_to_degree | pf_vm_from_pu | pf_vm_to_pu | pf_va_from_degree | pf_va_to_degree
Line0_1_2 | 0.030262 | 0.030262 | 0 | 0 | 0.020966 | 0.020966 | 0.014076 | -0.014024 | 0.01402 | -0.013965 | -45.0091 | 134.9909 | 0.94759 | 0.94395 | -0.12325 | -0.12819
Line10_11_12 | 5.1563e-05 | 5.1563e-05 | 0 | 0 | 3.5724e-05 | 3.5724e-05 | -2.8468e-05 | 2.8468e-05 | -1.8318e-05 | 1.8318e-05 | 147.1175 | -32.8825 | 0.9476 | 0.9476 | -0.12308 | -0.12299
Line11_12_13 | 5.1563e-05 | 5.1563e-05 | 0 | 0 | 3.5724e-05 | 3.5724e-05 | -2.8468e-05 | 2.8468e-05 | -1.8318e-05 | 1.8318e-05 | 147.1175 | -32.8825 | 0.9476 | 0.94761 | -0.12299 | -0.1229
Line12_13_15 | 0 | 0 | 0 | 0 | 0 | 0 | 0 | 0 | 0 | 0 | 0 | 0 | 0.94761 | 0.94761 | -0.1229 | -0.1229
Line13_13_14 | 5.1563e-05 | 5.1563e-05 | 0 | 0 | 3.5724e-05 | 3.5724e-05 | -2.8468e-05 | 2.8468e-05 | -1.8318e-05 | 1.8318e-05 | 147.1173 | -32.8827 | 0.94761 | 0.94762 | -0.1229 | -0.12282
Line14_15_16 | 0 | 0 | 0 | 0 | 0 | 0 | 0 | 0 | 0 | 0 | 0 | 0 | 0.94761 | 0.94761 | -0.1229 | -0.1229
Line15_16_17 | 0 | 0 | 0 | 0 | 0 | 0 | 0 | 0 | 0 | 0 | 0 | 0 | 0.94761 | 0.94761 | -0.1229 | -0.1229
Line16_4_18 | 0 | 0 | 0 | 0 | 0 | 0 | 0 | 0 | 0 | 0 | 0 | 0 | 0.94759 | 0.94759 | -0.12317 | -0.12317
Line17_5_19 | 0 | 0 | 0 | 0 | 0 | 0 | 0 | 0 | 0 | 0 | 0 | 0 | 0.94759 | 0.94759 | -0.12325 | -0.12325
Line1_1_3 | 5.1563e-05 | 5.1563e-05 | 0 | 0 | 3.5724e-05 | 3.5724e-05 | -2.8468e-05 | 2.8468e-05 | -1.8317e-05 | 1.8318e-05 | 147.1177 | -32.8823 | 0.94759 | 0.94759 | -0.12325 | -0.12316
Line2_1_4 | 5.1926e-05 | 5.1926e-05 | 0 | 0 | 3.5975e-05 | 3.5975e-05 | -2.8602e-05 | 2.8602e-05 | -1.8549e-05 | 1.8549e-05 | 146.913 | -33.087 | 0.94759 | 0.94759 | -0.12325 | -0.12317
Line3_1_5 | 0 | 0 | 0 | 0 | 0 | 0 | 0 | 0 | 0 | 0 | 0 | 0 | 0.94759 | 0.94759 | -0.12325 | -0.12325
Line4_2_6 | 0.030262 | 0.030262 | 0 | 0 | 0.020966 | 0.020966 | 0.014024 | -0.013971 | 0.013965 | -0.01391 | -45.0091 | 134.9909 | 0.94395 | 0.94032 | -0.12819 | -0.13317
Line5_6_7 | 0.030262 | 0.030262 | 0 | 0 | 0.020966 | 0.020966 | 0.013971 | -0.013918 | 0.01391 | -0.013855 | -45.0091 | 134.9909 | 0.94032 | 0.93669 | -0.13317 | -0.13818
Line6_7_8 | 0.030473 | 0.030473 | 0 | 0.048378 | 0.021112 | 0.021112 | 0.013982 | -0.013929 | 0.013985 | -0.013929 | -45.1427 | 134.8573 | 0.93669 | 0.93303 | -0.13818 | -0.14275
Line7_8_9 | 0 | 0 | 0 | 0 | 0 | 0 | -1.7411e-10 | 0 | 2.4292e-11 | 0 | 0 | 0 | 0.93303 | 0.93303 | -0.14275 | -0.14275
Line8_8_10 | 0 | 0 | 0 | 0 | 0 | 0 | -1.7411e-10 | 0 | 2.4292e-11 | 0 | 0 | 0 | 0.93303 | 0.93303 | -0.14275 | -0.14275
Line9_3_11 | 5.1563e-05 | 5.1563e-05 | 0 | 0 | 3.5724e-05 | 3.5724e-05 | -2.8468e-05 | 2.8468e-05 | -1.8318e-05 | 1.8318e-05 | 147.1176 | -32.8824 | 0.94759 | 0.9476 | -0.12316 | -0.12308

## LLL_min_fault_10
name | pf_ikss_from_ka | pf_ikss_to_ka | pf_ip_from_ka | pf_ip_to_ka | pf_skss_from_mw | pf_skss_to_mw | pf_p_from_mw | pf_p_to_mw | pf_q_from_mvar | pf_q_to_mvar | pf_ikss_from_degree | pf_ikss_to_degree | pf_vm_from_pu | pf_vm_to_pu | pf_va_from_degree | pf_va_to_degree
Line0_1_2 | 0.028669 | 0.028669 | 0 | 0 | 0.019863 | 0.019863 | 0.012634 | -0.012586 | 0.012583 | -0.012534 | -45.0091 | 134.9909 | 0.89771 | 0.89427 | -0.12325 | -0.12819
Line10_11_12 | 4.885e-05 | 4.885e-05 | 0 | 0 | 3.3844e-05 | 3.3844e-05 | -2.555e-05 | 2.555e-05 | -1.644e-05 | 1.6441e-05 | 147.1175 | -32.8825 | 0.89773 | 0.89773 | -0.12308 | -0.12299
Line11_12_13 | 4.885e-05 | 4.885e-05 | 0 | 0 | 3.3844e-05 | 3.3844e-05 | -2.555e-05 | 2.555e-05 | -1.6441e-05 | 1.6441e-05 | 147.1175 | -32.8825 | 0.89773 | 0.89774 | -0.12299 | -0.1229
Line12_13_15 | 0 | 0 | 0 | 0 | 0 | 0 | 0 | 0 | 0 | 0 | 0 | 0 | 0.89774 | 0.89774 | -0.1229 | -0.1229
Line13_13_14 | 4.8849e-05 | 4.8849e-05 | 0 | 0 | 3.3844e-05 | 3.3844e-05 | -2.555e-05 | 2.5551e-05 | -1.6441e-05 | 1.6441e-05 | 147.1173 | -32.8827 | 0.89774 | 0.89774 | -0.1229 | -0.12282
Line14_15_16 | 0 | 0 | 0 | 0 | 0 | 0 | 0 | 0 | 0 | 0 | 0 | 0 | 0.89774 | 0.89774 | -0.1229 | -0.1229
Line15_16_17 | 0 | 0 | 0 | 0 | 0 | 0 | 0 | 0 | 0 | 0 | 0 | 0 | 0.89774 | 0.89774 | -0.1229 | -0.1229
Line16_4_18 | 0 | 0 | 0 | 0 | 0 | 0 | 0 | 0 | 0 | 0 | 0 | 0 | 0.89772 | 0.89772 | -0.12317 | -0.12317
Line17_5_19 | 0 | 0 | 0 | 0 | 0 | 0 | 0 | 0 | 0 | 0 | 0 | 0 | 0.89771 | 0.89771 | -0.12325 | -0.12325
Line1_1_3 | 4.885e-05 | 4.885e-05 | 0 | 0 | 3.3844e-05 | 3.3844e-05 | -2.555e-05 | 2.555e-05 | -1.644e-05 | 1.644e-05 | 147.1177 | -32.8823 | 0.89771 | 0.89772 | -0.12325 | -0.12316
Line2_1_4 | 4.9193e-05 | 4.9193e-05 | 0 | 0 | 3.4082e-05 | 3.4082e-05 | -2.567e-05 | 2.567e-05 | -1.6647e-05 | 1.6648e-05 | 146.913 | -33.087 | 0.89771 | 0.89772 | -0.12325 | -0.12317
Line3_1_5 | 0 | 0 | 0 | 0 | 0 | 0 | 0 | 0 | 0 | 0 | 0 | 0 | 0.89771 | 0.89771 | -0.12325 | -0.12325
Line4_2_6 | 0.028669 | 0.028669 | 0 | 0 | 0.019863 | 0.019863 | 0.012586 | -0.012539 | 0.012534 | -0.012485 | -45.0091 | 134.9909 | 0.89427 | 0.89083 | -0.12819 | -0.13317
Line5_6_7 | 0.028669 | 0.028669 | 0 | 0 | 0.019863 | 0.019863 | 0.012539 | -0.012492 | 0.012485 | -0.012435 | -45.0091 | 134.9909 | 0.89083 | 0.88739 | -0.13317 | -0.13818
Line6_7_8 | 0.028869 | 0.028869 | 0 | 0.045831 | 0.020001 | 0.020001 | 0.012549 | -0.012501 | 0.012551 | -0.012501 | -45.1427 | 134.8573 | 0.88739 | 0.88393 | -0.13818 | -0.14275
Line7_8_9 | 0 | 0 | 0 | 0 | 0 | 0 | -1.5626e-10 | 0 | 2.1802e-11 | 0 | 0 | 0 | 0.88393 | 0.88393 | -0.14275 | -0.14275
Line8_8_10 | 0 | 0 | 0 | 0 | 0 | 0 | -1.5626e-10 | 0 | 2.1802e-11 | 0 | 0 | 0 | 0.88393 | 0.88393 | -0.14275 | -0.14275
Line9_3_11 | 4.885e-05 | 4.885e-05 | 0 | 0 | 3.3844e-05 | 3.3844e-05 | -2.555e-05 | 2.555e-05 | -1.644e-05 | 1.644e-05 | 147.1176 | -32.8824 | 0.89772 | 0.89773 | -0.12316 | -0.12308

## LL_max_6
name | pf_ikss_a_from_ka | pf_ikss_b_from_ka | pf_ikss_c_from_ka | pf_ikss_a_to_ka | pf_ikss_b_to_ka | pf_ikss_c_to_ka | pf_skss_a_from_mw | pf_skss_b_from_mw | pf_skss_c_from_mw | pf_skss_a_to_mw | pf_skss_b_to_mw | pf_skss_c_to_mw | pf_p_a_from_mw | pf_p_b_from_mw | pf_p_c_from_mw | pf_p_a_to_mw | pf_p_b_to_mw | pf_p_c_to_mw | pf_q_a_from_mvar | pf_q_b_from_mvar | pf_q_c_from_mvar | pf_q_a_to_mvar | pf_q_b_to_mvar | pf_q_c_to_mvar | pf_ikss_a_from_degree | pf_ikss_b_from_degree | pf_ikss_c_from_degree | pf_ikss_a_to_degree | pf_ikss_b_to_degree | pf_ikss_c_to_degree | pf_vm_a_from_pu | pf_vm_b_from_pu | pf_vm_c_from_pu | pf_vm_a_to_pu | pf_vm_b_to_pu | pf_vm_c_to_pu | pf_va_a_from_degree | pf_va_b_from_degree | pf_va_c_from_degree | pf_va_a_to_degree | pf_va_b_to_degree | pf_va_c_to_degree
Line0_1_2 | 0.17327 | 1.8186 | 1.8788 | 0.17327 | 1.8186 | 1.8788 | 0.040014 | 0.42 | 0.43389 | 0.040014 | 0.42 | 0.43389 | -0.029848 | 0.36908 | -0.079014 | 0.030148 | -0.33601 | 0.11431 | -0.031684 | 0.18374 | 0.38771 | 0.032284 | -0.11759 | -0.31712 | 133.9243 | -153.8478 | 21.1138 | -46.0757 | 26.1522 | -158.8862 | 1.0878 | 0.98164 | 0.91195 | 1.1039 | 0.8476 | 0.77691 | 0.63311 | -127.3826 | 122.6326 | 0.88371 | -134.5599 | 130.9367
Line10_11_12 | 0.10472 | 0.17971 | 0.19845 | 0.10472 | 0.17971 | 0.19845 | 0.024183 | 0.041502 | 0.04583 | 0.024183 | 0.041502 | 0.04583 | -0.0026482 | -0.02539 | -8.9685e-05 | 0.0027579 | 0.025713 | 0.00048351 | -0.026633 | -0.033656 | -0.043364 | 0.026853 | 0.034302 | 0.044152 | 95.9307 | 0.01653 | -148.3242 | -84.0693 | -179.9835 | 31.6758 | 1.1067 | 1.0158 | 0.9462 | 1.1162 | 1.033 | 0.96344 | 0.25232 | -127.0137 | 121.5573 | 0.066775 | -126.8384 | 121.0484
Line11_12_13 | 0.10472 | 0.17971 | 0.19845 | 0.10472 | 0.17971 | 0.19845 | 0.024183 | 0.041502 | 0.04583 | 0.024183 | 0.041502 | 0.04583 | -0.0027579 | -0.025713 | -0.00048351 | 0.0028675 | 0.026036 | 0.00087733 | -0.026853 | -0.034302 | -0.044152 | 0.027072 | 0.034948 | 0.044939 | 95.9307 | 0.016529 | -148.3242 | -84.0693 | -179.9835 | 31.6758 | 1.1162 | 1.033 | 0.96344 | 1.1257 | 1.0501 | 0.98075 | 0.066775 | -126.8384 | 121.0484 | -0.11565 | -126.6688 | 120.5574
Line12_13_15 | 0 | 0 | 0 | 0 | 0 | 0 | 0 | 0 | 0 | 0 | 0 | 0 | 9.376e-10 | 8.3035e-11 | -7.4653e-10 | -9.376e-10 | -8.3035e-11 | 7.4653e-10 | 2.6244e-11 | 1.4085e-09 | -1.1019e-10 | -2.6244e-11 | -1.4085e-09 | 1.1019e-10 | 0 | 0 | 0 | 0 | 0 | 0 | 1.1257 | 1.0501 | 0.98075 | 1.1257 | 1.0501 | 0.98075 | -0.11565 | -126.6688 | 120.5574 | -0.11565 | -126.6688 | 120.5574
Line13_13_14 | 0.10472 | 0.17971 | 0.19845 | 0.10472 | 0.17971 | 0.19845 | 0.024183 | 0.041502 | 0.04583 | 0.024183 | 0.041502 | 0.04583 | -0.0028675 | -0.026036 | -0.00087733 | 0.0029772 | 0.026359 | 0.0012712 | -0.027072 | -0.034948 | -0.044939 | 0.027291 | 0.035594 | 0.045727 | 95.9307 | 0.016528 | -148.3242 | -84.0693 | -179.9835 | 31.6758 | 1.1257 | 1.0501 | 0.98075 | 1.1352 | 1.0672 | 0.99814 | -0.11565 | -126.6688 | 120.5574 | -0.29502 | -126.5046 | 120.0834
Line14_15_16 | 0 | 0 | 0 | 0 | 0 | 0 | 0 | 0 | 0 | 0 | 0 | 0 | 6.2507e-10 | 5.5356e-11 | -4.9768e-10 | -6.2507e-10 | -5.5356e-11 | 4.9768e-10 | 1.7496e-11 | 9.3898e-10 | -7.3461e-11 | -1.7496e-11 | -9.3898e-10 | 7.3461e-11 | 0 | 0 | 0 | 0 | 0 | 0 | 1.1257 | 1.0501 | 0.98075 | 1.1257 | 1.0501 | 0.98075 | -0.11565 | -126.6688 | 120.5574 | -0.11565 | -126.6688 | 120.5574
Line15_16_17 | 0 | 0 | 0 | 0 | 0 | 0 | 0 | 0 | 0 | 0 | 0 | 0 | 3.1253e-10 | 2.7678e-11 | -2.4884e-10 | -3.1253e-10 | -2.7678e-11 | 2.4884e-10 | 8.7478e-12 | 4.6949e-10 | -3.673e-11 | -8.7478e-12 | -4.6949e-10 | 3.673e-11 | 0 | 0 | 0 | 0 | 0 | 0 | 1.1257 | 1.0501 | 0.98075 | 1.1257 | 1.0501 | 0.98075 | -0.11565 | -126.6688 | 120.5574 | -0.11565 | -126.6688 | 120.5574
Line16_4_18 | 0 | 0 | 0 | 0 | 0 | 0 | 0 | 0 | 0 | 0 | 0 | 0 | 2.0277e-10 | -1.3908e-10 | -3.9753e-10 | -2.0277e-10 | 1.3908e-10 | 3.9753e-10 | -3.024e-11 | 4.8304e-10 | -1.2066e-10 | 3.024e-11 | -4.8304e-10 | 1.2066e-10 | 0 | 0 | 0 | 0 | 0 | 0 | 1.1002 | 1.004 | 0.93323 | 1.1002 | 1.004 | 0.93323 | 0.40904 | -127.1787 | 121.9244 | 0.40904 | -127.1787 | 121.9244
Line17_5_19 | 0 | 0 | 0 | 0 | 0 | 0 | 0 | 0 | 0 | 0 | 0 | 0 | 1.5113e-10 | -2.1471e-10 | -4.5791e-10 | -1.5113e-10 | 2.1471e-10 | 4.5791e-10 | -4.6278e-11 | 4.8562e-10 | -1.6127e-10 | 4.6277e-11 | -4.8562e-10 | 1.6127e-10 | 0 | 0 | 0 | 0 | 0 | 0 | 1.0878 | 0.98164 | 0.91195 | 1.0878 | 0.98164 | 0.91195 | 0.63311 | -127.3826 | 122.6326 | 0.63311 | -127.3826 | 122.6326
Line1_1_3 | 0.10472 | 0.17971 | 0.19845 | 0.10472 | 0.17971 | 0.19845 | 0.024183 | 0.041502 | 0.04583 | 0.024183 | 0.041502 | 0.04583 | -0.0024289 | -0.024744 | 0.00069796 | 0.0025386 | 0.025067 | -0.00030414 | -0.026195 | -0.032365 | -0.041789 | 0.026414 | 0.03301 | 0.042576 | 95.9307 | 0.016531 | -148.3242 | -84.0693 | -179.9835 | 31.6758 | 1.0878 | 0.98164 | 0.91195 | 1.0973 | 0.99874 | 0.92903 | 0.63311 | -127.3826 | 122.6326 | 0.44108 | -127.195 | 122.0851
Line2_1_4 | 0.13559 | 0.23365 | 0.24939 | 0.13559 | 0.23365 | 0.24939 | 0.031313 | 0.05396 | 0.057594 | 0.031313 | 0.05396 | 0.057594 | -0.0044061 | -0.030872 | 0.001806 | 0.0045899 | 0.031418 | -0.0011841 | -0.033776 | -0.043042 | -0.052492 | 0.034144 | 0.044134 | 0.053736 | 98.0653 | -1.7324 | -149.3379 | -81.9347 | 178.2676 | 30.6621 | 1.0878 | 0.98164 | 0.91195 | 1.1002 | 1.004 | 0.93323 | 0.63311 | -127.3826 | 122.6326 | 0.40904 | -127.1787 | 121.9244
Line3_1_5 | 0 | 0 | 0 | 0 | 0 | 0 | 0 | 0 | 0 | 0 | 0 | 0 | 3.0225e-10 | -4.2942e-10 | -9.1583e-10 | -3.0225e-10 | 4.2942e-10 | 9.1583e-10 | -9.2555e-11 | 9.7125e-10 | -3.2254e-10 | 9.2555e-11 | -9.7125e-10 | 3.2254e-10 | 0 | 0 | 0 | 0 | 0 | 0 | 1.0878 | 0.98164 | 0.91195 | 1.0878 | 0.98164 | 0.91195 | 0.63311 | -127.3826 | 122.6326 | 0.63311 | -127.3826 | 122.6326
Line4_2_6 | 0.17327 | 1.8186 | 1.8788 | 0.17327 | 1.8186 | 1.8788 | 0.040014 | 0.42 | 0.43389 | 0.040014 | 0.42 | 0.43389 | -0.030148 | 0.33601 | -0.11431 | 0.030448 | -0.30293 | 0.14961 | -0.032284 | 0.11759 | 0.31712 | 0.032884 | -0.05144 | -0.24652 | 133.9243 | -153.8478 | 21.1138 | -46.0757 | 26.1522 | -158.8862 | 1.1039 | 0.8476 | 0.77691 | 1.12 | 0.7316 | 0.66461 | 0.88371 | -134.5599 | 130.9367 | 1.1271 | -144.2106 | 142.367
Line5_6_7 | 0.17327 | 1.8186 | 1.8788 | 0.17327 | 1.8186 | 1.8788 | 0.040014 | 0.42 | 0.43389 | 0.040014 | 0.42 | 0.43389 | -0.030448 | 0.30293 | -0.14961 | 0.030749 | -0.26986 | 0.18491 | -0.032884 | 0.05144 | 0.24652 | 0.033485 | 0.014709 | -0.17592 | 133.9243 | -153.8478 | 21.1138 | -46.0757 | 26.1522 | -158.8862 | 1.12 | 0.7316 | 0.66461 | 1.1361 | 0.64348 | 0.58823 | 1.1271 | -144.2106 | 142.367 | 1.3636 | -156.9677 | 157.5403
Line6_7_8 | 0 | 2.4733 | 2.4733 | 0 | 2.4733 | 2.4733 | 0 | 0.57118 | 0.57118 | 0 | 0.57118 | 0.57118 | 1.0799e-09 | 0.36725 | -0.24491 | -1.0799e-09 | -0.30608 | 0.30608 | -3.1227e-10 | 0.01467 | 0.23002 | 3.1227e-10 | 0.10767 | -0.10767 | 0 | -159.2553 | 20.7447 | 0 | 20.7447 | -159.2553 | 1.1361 | 0.64348 | 0.58823 | 1.1361 | 0.56806 | 0.56806 | 1.3636 | -156.9677 | 157.5403 | 1.3636 | -178.6364 | -178.6364
Line7_8_9 | 0 | 0 | 0 | 0 | 0 | 0 | 0 | 0 | 0 | 0 | 0 | 0 | 3.5998e-10 | 4.4924e-11 | 1.3507e-10 | -3.5998e-10 | -4.4923e-11 | -1.3507e-10 | -1.0409e-10 | 1.8675e-09 | -1.9195e-09 | 1.0409e-10 | -1.8675e-09 | 1.9195e-09 | 0 | 0 | 0 | 0 | 0 | 0 | 1.1361 | 0.56806 | 0.56806 | 1.1361 | 0.56806 | 0.56806 | 1.3636 | -178.6364 | -178.6364 | 1.3636 | -178.6364 | -178.6364
Line8_8_10 | 0 | 0 | 0 | 0 | 0 | 0 | 0 | 0 | 0 | 0 | 0 | 0 | 3.5998e-10 | 4.4923e-11 | 1.3507e-10 | -3.5998e-10 | -4.4923e-11 | -1.3507e-10 | -1.0409e-10 | 1.8675e-09 | -1.9195e-09 | 1.0409e-10 | -1.8675e-09 | 1.9195e-09 | 0 | 0 | 0 | 0 | 0 | 0 | 1.1361 | 0.56806 | 0.56806 | 1.1361 | 0.56806 | 0.56806 | 1.3636 | -178.6364 | -178.6364 | 1.3636 | -178.6364 | -178.6364
Line9_3_11 | 0.10472 | 0.17971 | 0.19845 | 0.10472 | 0.17971 | 0.19845 | 0.024183 | 0.041502 | 0.04583 | 0.024183 | 0.041502 | 0.04583 | -0.0025386 | -0.025067 | 0.00030414 | 0.0026482 | 0.02539 | 8.9686e-05 | -0.026414 | -0.03301 | -0.042576 | 0.026633 | 0.033656 | 0.043364 | 95.9307 | 0.01653 | -148.3242 | -84.0693 | -179.9835 | 31.6758 | 1.0973 | 0.99874 | 0.92903 | 1.1067 | 1.0158 | 0.9462 | 0.44108 | -127.195 | 122.0851 | 0.25232 | -127.0137 | 121.5573

## LL_max_10
name | pf_ikss_a_from_ka | pf_ikss_b_from_ka | pf_ikss_c_from_ka | pf_ikss_a_to_ka | pf_ikss_b_to_ka | pf_ikss_c_to_ka | pf_skss_a_from_mw | pf_skss_b_from_mw | pf_skss_c_from_mw | pf_skss_a_to_mw | pf_skss_b_to_mw | pf_skss_c_to_mw | pf_p_a_from_mw | pf_p_b_from_mw | pf_p_c_from_mw | pf_p_a_to_mw | pf_p_b_to_mw | pf_p_c_to_mw | pf_q_a_from_mvar | pf_q_b_from_mvar | pf_q_c_from_mvar | pf_q_a_to_mvar | pf_q_b_to_mvar | pf_q_c_to_mvar | pf_ikss_a_from_degree | pf_ikss_b_from_degree | pf_ikss_c_from_degree | pf_ikss_a_to_degree | pf_ikss_b_to_degree | pf_ikss_c_to_degree | pf_vm_a_from_pu | pf_vm_b_from_pu | pf_vm_c_from_pu | pf_vm_a_to_pu | pf_vm_b_to_pu | pf_vm_c_to_pu | pf_va_a_from_degree | pf_va_b_from_degree | pf_va_c_from_degree | pf_va_a_to_degree | pf_va_b_to_degree | pf_va_c_to_degree
Line0_1_2 | 0.17465 | 1.8958 | 1.9566 | 0.17465 | 1.8958 | 1.9566 | 0.040334 | 0.43781 | 0.45185 | 0.040334 | 0.43781 | 0.45185 | -0.031443 | 0.40151 | -0.0875 | 0.031748 | -0.36557 | 0.12578 | -0.033544 | 0.19962 | 0.41967 | 0.034154 | -0.12774 | -0.34311 | 133.793 | -154.1231 | 21.0046 | -46.207 | 25.8769 | -158.9954 | 1.1399 | 1.0242 | 0.94877 | 1.1561 | 0.88451 | 0.80877 | 0.64459 | -127.6878 | 122.7817 | 0.88377 | -134.8621 | 131.1369
Line10_11_12 | 0.10593 | 0.18566 | 0.20423 | 0.10593 | 0.18566 | 0.20423 | 0.024464 | 0.042877 | 0.047166 | 0.024464 | 0.042877 | 0.047166 | -0.0029833 | -0.027846 | 0.00010494 | 0.0030955 | 0.028191 | 0.00031218 | -0.0282 | -0.035888 | -0.046408 | 0.028424 | 0.036578 | 0.047242 | 96.322 | 0.51287 | -148.4208 | -83.678 | -179.4871 | 31.5792 | 1.1591 | 1.0594 | 0.98394 | 1.1687 | 1.0771 | 1.0016 | 0.28305 | -127.2956 | 121.7087 | 0.10673 | -127.1092 | 121.2005
Line11_12_13 | 0.10593 | 0.18566 | 0.20423 | 0.10593 | 0.18566 | 0.20423 | 0.024464 | 0.042877 | 0.047166 | 0.024464 | 0.042877 | 0.047166 | -0.0030955 | -0.028191 | -0.00031218 | 0.0032077 | 0.028536 | 0.00072929 | -0.028424 | -0.036578 | -0.047242 | 0.028648 | 0.037267 | 0.048076 | 96.322 | 0.51287 | -148.4209 | -83.678 | -179.4871 | 31.5791 | 1.1687 | 1.0771 | 1.0016 | 1.1783 | 1.0947 | 1.0194 | 0.10673 | -127.1092 | 121.2005 | -0.066706 | -126.9287 | 120.7101
Line12_13_15 | 0 | 0 | 0 | 0 | 0 | 0 | 0 | 0 | 0 | 0 | 0 | 0 | 1.0154e-09 | 3.303e-11 | -9.0258e-10 | -1.0154e-09 | -3.303e-11 | 9.0258e-10 | 1.66e-11 | 1.5979e-09 | -1.5287e-10 | -1.66e-11 | -1.5979e-09 | 1.5287e-10 | 0 | 0 | 0 | 0 | 0 | 0 | 1.1783 | 1.0947 | 1.0194 | 1.1783 | 1.0947 | 1.0194 | -0.066706 | -126.9287 | 120.7101 | -0.066706 | -126.9287 | 120.7101
Line13_13_14 | 0.10593 | 0.18566 | 0.20423 | 0.10593 | 0.18566 | 0.20423 | 0.024464 | 0.042877 | 0.047166 | 0.024464 | 0.042877 | 0.047166 | -0.0032077 | -0.028536 | -0.00072929 | 0.00332 | 0.028881 | 0.0011464 | -0.028648 | -0.037267 | -0.048076 | 0.028873 | 0.037957 | 0.048911 | 96.3221 | 0.51286 | -148.4209 | -83.6779 | -179.4871 | 31.5791 | 1.1783 | 1.0947 | 1.0194 | 1.188 | 1.1124 | 1.0373 | -0.066706 | -126.9287 | 120.7101 | -0.23733 | -126.754 | 120.2365
Line14_15_16 | 0 | 0 | 0 | 0 | 0 | 0 | 0 | 0 | 0 | 0 | 0 | 0 | 6.7696e-10 | 2.202e-11 | -6.0172e-10 | -6.7696e-10 | -2.202e-11 | 6.0172e-10 | 1.1066e-11 | 1.0653e-09 | -1.0191e-10 | -1.1066e-11 | -1.0653e-09 | 1.0191e-10 | 0 | 0 | 0 | 0 | 0 | 0 | 1.1783 | 1.0947 | 1.0194 | 1.1783 | 1.0947 | 1.0194 | -0.066706 | -126.9287 | 120.7101 | -0.066706 | -126.9287 | 120.7101
Line15_16_17 | 0 | 0 | 0 | 0 | 0 | 0 | 0 | 0 | 0 | 0 | 0 | 0 | 3.3848e-10 | 1.101e-11 | -3.0086e-10 | -3.3848e-10 | -1.101e-11 | 3.0086e-10 | 5.5331e-12 | 5.3264e-10 | -5.0956e-11 | -5.5332e-12 | -5.3264e-10 | 5.0956e-11 | 0 | 0 | 0 | 0 | 0 | 0 | 1.1783 | 1.0947 | 1.0194 | 1.1783 | 1.0947 | 1.0194 | -0.066706 | -126.9287 | 120.7101 | -0.066706 | -126.9287 | 120.7101
Line16_4_18 | 0 | 0 | 0 | 0 | 0 | 0 | 0 | 0 | 0 | 0 | 0 | 0 | 2.2152e-10 | -1.6767e-10 | -4.5847e-10 | -2.2152e-10 | 1.6767e-10 | 4.5847e-10 | -3.5206e-11 | 5.4902e-10 | -1.422e-10 | 3.5206e-11 | -5.4902e-10 | 1.422e-10 | 0 | 0 | 0 | 0 | 0 | 0 | 1.1524 | 1.047 | 0.97043 | 1.1524 | 1.047 | 0.97043 | 0.43399 | -127.4703 | 122.082 | 0.43399 | -127.4703 | 122.082
Line17_5_19 | 0 | 0 | 0 | 0 | 0 | 0 | 0 | 0 | 0 | 0 | 0 | 0 | 1.6714e-10 | -2.4758e-10 | -5.2159e-10 | -1.6714e-10 | 2.4758e-10 | 5.2159e-10 | -5.1723e-11 | 5.5261e-10 | -1.8571e-10 | 5.1723e-11 | -5.5261e-10 | 1.8571e-10 | 0 | 0 | 0 | 0 | 0 | 0 | 1.1399 | 1.0242 | 0.94877 | 1.1399 | 1.0242 | 0.94877 | 0.64459 | -127.6878 | 122.7817 | 0.64459 | -127.6878 | 122.7817
Line1_1_3 | 0.10593 | 0.18566 | 0.20423 | 0.10593 | 0.18566 | 0.20423 | 0.024464 | 0.042877 | 0.047166 | 0.024464 | 0.042877 | 0.047166 | -0.0027589 | -0.027157 | 0.00093916 | 0.0028711 | 0.027502 | -0.00052205 | -0.027751 | -0.03451 | -0.044739 | 0.027975 | 0.035199 | 0.045574 | 96.322 | 0.51287 | -148.4208 | -83.678 | -179.4871 | 31.5792 | 1.1399 | 1.0242 | 0.94877 | 1.1495 | 1.0418 | 0.96631 | 0.64459 | -127.6878 | 122.7817 | 0.46231 | -127.4884 | 122.2354
Line2_1_4 | 0.13599 | 0.23897 | 0.25431 | 0.13599 | 0.23897 | 0.25431 | 0.031405 | 0.055188 | 0.058731 | 0.031405 | 0.055188 | 0.058731 | -0.0048586 | -0.033585 | 0.0021423 | 0.0050435 | 0.034156 | -0.0014956 | -0.035468 | -0.045463 | -0.055681 | 0.035838 | 0.046605 | 0.056974 | 98.4446 | -1.2331 | -149.4216 | -81.5554 | 178.7669 | 30.5784 | 1.1399 | 1.0242 | 0.94877 | 1.1524 | 1.047 | 0.97043 | 0.64459 | -127.6878 | 122.7817 | 0.43399 | -127.4703 | 122.082
Line3_1_5 | 0 | 0 | 0 | 0 | 0 | 0 | 0 | 0 | 0 | 0 | 0 | 0 | 3.3427e-10 | -4.9517e-10 | -1.0432e-09 | -3.3427e-10 | 4.9517e-10 | 1.0432e-09 | -1.0345e-10 | 1.1052e-09 | -3.7143e-10 | 1.0345e-10 | -1.1052e-09 | 3.7143e-10 | 0 | 0 | 0 | 0 | 0 | 0 | 1.1399 | 1.0242 | 0.94877 | 1.1399 | 1.0242 | 0.94877 | 0.64459 | -127.6878 | 122.7817 | 0.64459 | -127.6878 | 122.7817
Line4_2_6 | 0.17465 | 1.8958 | 1.9566 | 0.17465 | 1.8958 | 1.9566 | 0.040334 | 0.43781 | 0.45185 | 0.040334 | 0.43781 | 0.45185 | -0.031748 | 0.36557 | -0.12578 | 0.032053 | -0.32963 | 0.16406 | -0.034154 | 0.12774 | 0.34311 | 0.034764 | -0.055864 | -0.26655 | 133.793 | -154.1231 | 21.0046 | -46.207 | 25.8769 | -158.9954 | 1.1561 | 0.88451 | 0.80877 | 1.1724 | 0.76365 | 0.6927 | 0.88377 | -134.8621 | 131.1369 | 1.1163 | -144.5044 | 142.617
Line5_6_7 | 0.17465 | 1.8958 | 1.9566 | 0.17465 | 1.8958 | 1.9566 | 0.040334 | 0.43781 | 0.45185 | 0.040334 | 0.43781 | 0.45185 | -0.032053 | 0.32963 | -0.16406 | 0.032358 | -0.29369 | 0.20234 | -0.034764 | 0.055864 | 0.26655 | 0.035374 | 0.016014 | -0.18999 | 133.793 | -154.1231 | 21.0046 | -46.207 | 25.8769 | -158.9954 | 1.1724 | 0.76365 | 0.6927 | 1.1886 | 0.67182 | 0.61427 | 1.1163 | -144.5044 | 142.617 | 1.3425 | -157.2443 | 157.8084
Line6_7_8 | 0 | 2.5535 | 2.5535 | 0 | 2.5535 | 2.5535 | 0 | 0.58971 | 0.58971 | 0 | 0.58971 | 0.58971 | 1.1627e-09 | 0.39592 | -0.26551 | -1.1627e-09 | -0.33072 | 0.33072 | -3.3698e-10 | 0.014396 | 0.24643 | 3.3698e-10 | 0.11601 | -0.11601 | 0 | -159.3267 | 20.6733 | 0 | 20.6733 | -159.3267 | 1.1886 | 0.67182 | 0.61427 | 1.1886 | 0.59431 | 0.59431 | 1.3425 | -157.2443 | 157.8084 | 1.3425 | -178.6575 | -178.6575
Line7_8_9 | 0 | 0 | 0 | 0 | 0 | 0 | 0 | 0 | 0 | 0 | 0 | 0 | 3.8758e-10 | 4.8257e-11 | 1.4553e-10 | -3.8758e-10 | -4.8257e-11 | -1.4553e-10 | -1.1233e-10 | 2.0473e-09 | -2.1034e-09 | 1.1233e-10 | -2.0473e-09 | 2.1034e-09 | 0 | 0 | 0 | 0 | 0 | 0 | 1.1886 | 0.59431 | 0.59431 | 1.1886 | 0.59431 | 0.59431 | 1.3425 | -178.6575 | -178.6575 | 1.3425 | -178.6575 | -178.6575
Line8_8_10 | 0 | 0 | 0 | 0 | 0 | 0 | 0 | 0 | 0 | 0 | 0 | 0 | 3.8758e-10 | 4.8257e-11 | 1.4553e-10 | -3.8758e-10 | -4.8257e-11 | -1.4553e-10 | -1.1233e-10 | 2.0473e-09 | -2.1034e-09 | 1.1233e-10 | -2.0473e-09 | 2.1034e-09 | 0 | 0 | 0 | 0 | 0 | 0 | 1.1886 | 0.59431 | 0.59431 | 1.1886 | 0.59431 | 0.59431 | 1.3425 | -178.6575 | -178.6575 | 1.3425 | -178.6575 | -178.6575
Line9_3_11 | 0.10593 | 0.18566 | 0.20423 | 0.10593 | 0.18566 | 0.20423 | 0.024464 | 0.042877 | 0.047166 | 0.024464 | 0.042877 | 0.047166 | -0.0028711 | -0.027502 | 0.00052205 | 0.0029833 | 0.027846 | -0.00010494 | -0.027975 | -0.035199 | -0.045574 | 0.0282 | 0.035888 | 0.046408 | 96.322 | 0.51287 | -148.4208 | -83.678 | -179.4871 | 31.5792 | 1.1495 | 1.0418 | 0.96631 | 1.1591 | 1.0594 | 0.98394 | 0.46231 | -127.4884 | 122.2354 | 0.28305 | -127.2956 | 121.7087

## LL_max_fault_6
name | pf_ikss_a_from_ka | pf_ikss_b_from_ka | pf_ikss_c_from_ka | pf_ikss_a_to_ka | pf_ikss_b_to_ka | pf_ikss_c_to_ka | pf_skss_a_from_mw | pf_skss_b_from_mw | pf_skss_c_from_mw | pf_skss_a_to_mw | pf_skss_b_to_mw | pf_skss_c_to_mw | pf_p_a_from_mw | pf_p_b_from_mw | pf_p_c_from_mw | pf_p_a_to_mw | pf_p_b_to_mw | pf_p_c_to_mw | pf_q_a_from_mvar | pf_q_b_from_mvar | pf_q_c_from_mvar | pf_q_a_to_mvar | pf_q_b_to_mvar | pf_q_c_to_mvar | pf_ikss_a_from_degree | pf_ikss_b_from_degree | pf_ikss_c_from_degree | pf_ikss_a_to_degree | pf_ikss_b_to_degree | pf_ikss_c_to_degree | pf_vm_a_from_pu | pf_vm_b_from_pu | pf_vm_c_from_pu | pf_vm_a_to_pu | pf_vm_b_to_pu | pf_vm_c_to_pu | pf_va_a_from_degree | pf_va_b_from_degree | pf_va_c_from_degree | pf_va_a_to_degree | pf_va_b_to_degree | pf_va_c_to_degree
Line0_1_2 | 0.11879 | 0.099306 | 0.069296 | 0.11879 | 0.099306 | 0.069296 | 0.027433 | 0.022934 | 0.016003 | 0.027433 | 0.022934 | 0.016003 | -0.011775 | 0.00036099 | -0.0077744 | 0.011916 | -0.00026237 | 0.0078224 | -0.027359 | -0.02487 | -0.015462 | 0.027642 | 0.025067 | 0.015558 | 113.4271 | -30.9187 | -123.2228 | -66.5729 | 149.0813 | 56.7772 | 1.0858 | 1.0845 | 1.0814 | 1.0973 | 1.0931 | 1.0881 | 0.14068 | -120.0872 | 120.0834 | 0.10633 | -120.3191 | 120.0842
Line10_11_12 | 0.10655 | 0.10703 | 0.10878 | 0.10655 | 0.10703 | 0.10878 | 0.024606 | 0.024718 | 0.025123 | 0.024606 | 0.024718 | 0.025123 | -0.0010158 | -0.0017068 | -0.0012557 | 0.0011293 | 0.0018213 | 0.0013741 | -0.027159 | -0.027225 | -0.027623 | 0.027386 | 0.027454 | 0.027859 | 91.8324 | -26.9273 | -147.767 | -88.1676 | 153.0727 | 32.233 | 1.1045 | 1.1036 | 1.1006 | 1.1139 | 1.1131 | 1.1103 | -0.3095 | -120.5146 | 119.6301 | -0.5289 | -120.7228 | 119.4094
Line11_12_13 | 0.10655 | 0.10703 | 0.10878 | 0.10655 | 0.10703 | 0.10878 | 0.024606 | 0.024718 | 0.025123 | 0.024606 | 0.024718 | 0.025123 | -0.0011293 | -0.0018213 | -0.0013741 | 0.0012428 | 0.0019359 | 0.0014924 | -0.027386 | -0.027454 | -0.027859 | 0.027613 | 0.027683 | 0.028096 | 91.8324 | -26.9273 | -147.767 | -88.1676 | 153.0727 | 32.233 | 1.1139 | 1.1131 | 1.1103 | 1.1234 | 1.1227 | 1.1199 | -0.5289 | -120.7228 | 119.4094 | -0.74462 | -120.9275 | 119.1924
Line12_13_15 | 0 | 0 | 0 | 0 | 0 | 0 | 0 | 0 | 0 | 0 | 0 | 0 | 9.0753e-10 | 8.9968e-10 | 8.6273e-10 | -9.0753e-10 | -8.9968e-10 | -8.6273e-10 | 1.6862e-10 | 2.0991e-10 | 1.8232e-10 | -1.6862e-10 | -2.0991e-10 | -1.8232e-10 | 0 | 0 | 0 | 0 | 0 | 0 | 1.1234 | 1.1227 | 1.1199 | 1.1234 | 1.1227 | 1.1199 | -0.74462 | -120.9275 | 119.1924 | -0.74462 | -120.9275 | 119.1924
Line13_13_14 | 0.10655 | 0.10703 | 0.10878 | 0.10655 | 0.10703 | 0.10878 | 0.024606 | 0.024718 | 0.025123 | 0.024606 | 0.024718 | 0.025123 | -0.0012428 | -0.0019359 | -0.0014924 | 0.0013563 | 0.0020504 | 0.0016108 | -0.027613 | -0.027683 | -0.028096 | 0.02784 | 0.027912 | 0.028333 | 91.8324 | -26.9273 | -147.767 | -88.1676 | 153.0727 | 32.233 | 1.1234 | 1.1227 | 1.1199 | 1.1328 | 1.1323 | 1.1296 | -0.74462 | -120.9275 | 119.1924 | -0.95675 | -121.1287 | 118.9792
Line14_15_16 | 0 | 0 | 0 | 0 | 0 | 0 | 0 | 0 | 0 | 0 | 0 | 0 | 6.0502e-10 | 5.9979e-10 | 5.7516e-10 | -6.0502e-10 | -5.9979e-10 | -5.7516e-10 | 1.1241e-10 | 1.3994e-10 | 1.2154e-10 | -1.1241e-10 | -1.3994e-10 | -1.2154e-10 | 0 | 0 | 0 | 0 | 0 | 0 | 1.1234 | 1.1227 | 1.1199 | 1.1234 | 1.1227 | 1.1199 | -0.74462 | -120.9275 | 119.1924 | -0.74462 | -120.9275 | 119.1924
Line15_16_17 | 0 | 0 | 0 | 0 | 0 | 0 | 0 | 0 | 0 | 0 | 0 | 0 | 3.0251e-10 | 2.9989e-10 | 2.8758e-10 | -3.0251e-10 | -2.9989e-10 | -2.8758e-10 | 5.6205e-11 | 6.997e-11 | 6.0772e-11 | -5.6205e-11 | -6.997e-11 | -6.0772e-11 | 0 | 0 | 0 | 0 | 0 | 0 | 1.1234 | 1.1227 | 1.1199 | 1.1234 | 1.1227 | 1.1199 | -0.74462 | -120.9275 | 119.1924 | -0.74462 | -120.9275 | 119.1924
Line16_4_18 | 0 | 0 | 0 | 0 | 0 | 0 | 0 | 0 | 0 | 0 | 0 | 0 | 1.9235e-10 | 1.881e-10 | 1.7532e-10 | -1.9235e-10 | -1.881e-10 | -1.7532e-10 | 1.0617e-11 | 2.6412e-11 | 1.5024e-11 | -1.0617e-11 | -2.6412e-11 | -1.5024e-11 | 0 | 0 | 0 | 0 | 0 | 0 | 1.0978 | 1.0968 | 1.0937 | 1.0978 | 1.0968 | 1.0937 | -0.14393 | -120.3584 | 119.7956 | -0.14393 | -120.3584 | 119.7956
Line17_5_19 | 0 | 0 | 0 | 0 | 0 | 0 | 0 | 0 | 0 | 0 | 0 | 0 | 1.4247e-10 | 1.374e-10 | 1.2462e-10 | -1.4247e-10 | -1.374e-10 | -1.2462e-10 | -1.0264e-11 | 6.3518e-12 | -6.0616e-12 | 1.0264e-11 | -6.3518e-12 | 6.0615e-12 | 0 | 0 | 0 | 0 | 0 | 0 | 1.0858 | 1.0845 | 1.0814 | 1.0858 | 1.0845 | 1.0814 | 0.14068 | -120.0872 | 120.0834 | 0.14068 | -120.0872 | 120.0834
Line1_1_3 | 0.10655 | 0.10703 | 0.10878 | 0.10655 | 0.10703 | 0.10878 | 0.024606 | 0.024718 | 0.025123 | 0.024606 | 0.024718 | 0.025123 | -0.00078874 | -0.0014777 | -0.001019 | 0.00090226 | 0.0015922 | 0.0011374 | -0.026705 | -0.026767 | -0.027149 | 0.026932 | 0.026996 | 0.027386 | 91.8324 | -26.9273 | -147.767 | -88.1676 | 153.0727 | 32.233 | 1.0858 | 1.0845 | 1.0814 | 1.0952 | 1.0941 | 1.091 | 0.14068 | -120.0872 | 120.0834 | -0.086337 | -120.3027 | 119.8548
Line2_1_4 | 0.13601 | 0.13686 | 0.13884 | 0.13601 | 0.13686 | 0.13884 | 0.031409 | 0.031608 | 0.032063 | 0.031409 | 0.031608 | 0.032063 | -0.0012515 | -0.002092 | -0.0014759 | 0.0014365 | 0.0022793 | 0.0016686 | -0.034081 | -0.034216 | -0.034643 | 0.034451 | 0.034591 | 0.035028 | 92.2437 | -26.5884 | -147.4771 | -87.7563 | 153.4116 | 32.5229 | 1.0858 | 1.0845 | 1.0814 | 1.0978 | 1.0968 | 1.0937 | 0.14068 | -120.0872 | 120.0834 | -0.14393 | -120.3584 | 119.7956
Line3_1_5 | 0 | 0 | 0 | 0 | 0 | 0 | 0 | 0 | 0 | 0 | 0 | 0 | 2.8494e-10 | 2.748e-10 | 2.4924e-10 | -2.8494e-10 | -2.748e-10 | -2.4924e-10 | -2.0528e-11 | 1.2703e-11 | -1.2123e-11 | 2.0528e-11 | -1.2703e-11 | 1.2123e-11 | 0 | 0 | 0 | 0 | 0 | 0 | 1.0858 | 1.0845 | 1.0814 | 1.0858 | 1.0845 | 1.0814 | 0.14068 | -120.0872 | 120.0834 | 0.14068 | -120.0872 | 120.0834
Line4_2_6 | 0.11879 | 0.099306 | 0.069296 | 0.11879 | 0.099306 | 0.069296 | 0.027433 | 0.022934 | 0.016003 | 0.027433 | 0.022934 | 0.016003 | -0.011916 | 0.00026237 | -0.0078224 | 0.012057 | -0.00016376 | 0.0078704 | -0.027642 | -0.025067 | -0.015558 | 0.027924 | 0.025265 | 0.015654 | 113.4271 | -30.9187 | -123.2228 | -66.5729 | 149.0813 | 56.7772 | 1.0973 | 1.0931 | 1.0881 | 1.1087 | 1.1017 | 1.0948 | 0.10633 | -120.3191 | 120.0842 | 0.072695 | -120.5474 | 120.085
Line5_6_7 | 0.11879 | 0.099306 | 0.069296 | 0.11879 | 0.099306 | 0.069296 | 0.027433 | 0.022934 | 0.016003 | 0.027433 | 0.022934 | 0.016003 | -0.012057 | 0.00016376 | -0.0078704 | 0.012198 | -6.514e-05 | 0.0079184 | -0.027924 | -0.025265 | -0.015654 | 0.028206 | 0.025462 | 0.01575 | 113.4271 | -30.9187 | -123.2228 | -66.5729 | 149.0813 | 56.7772 | 1.1087 | 1.1017 | 1.0948 | 1.1202 | 1.1102 | 1.1016 | 0.072695 | -120.5474 | 120.085 | 0.039749 | -120.7722 | 120.0858
Line6_7_8 | 0 | 0.061915 | 0.061915 | 0 | 0.061915 | 0.061915 | 0 | 0.014299 | 0.014299 | 0 | 0.014299 | 0.014299 | 8.6545e-10 | 0.015347 | 0.0038971 | -8.6545e-10 | -0.015309 | -0.0038588 | -8.9764e-12 | 0.0040598 | 0.015261 | 8.9763e-12 | -0.0039831 | -0.015184 | 0 | -135.5892 | 44.4108 | 0 | 44.4108 | -135.5892 | 1.1202 | 1.1102 | 1.1016 | 1.1202 | 1.1063 | 1.0957 | 0.039749 | -120.7722 | 120.0858 | 0.039749 | -121.0051 | 120.1522
Line7_8_9 | 0 | 0 | 0 | 0 | 0 | 0 | 0 | 0 | 0 | 0 | 0 | 0 | 2.8848e-10 | 2.2897e-10 | 1.8361e-10 | -2.8848e-10 | -2.2897e-10 | -1.8361e-10 | -2.9921e-12 | 7.4714e-11 | -1.1208e-11 | 2.9921e-12 | -7.4715e-11 | 1.1208e-11 | 0 | 0 | 0 | 0 | 0 | 0 | 1.1202 | 1.1063 | 1.0957 | 1.1202 | 1.1063 | 1.0957 | 0.039749 | -121.0051 | 120.1522 | 0.039749 | -121.0051 | 120.1522
Line8_8_10 | 0 | 0 | 0 | 0 | 0 | 0 | 0 | 0 | 0 | 0 | 0 | 0 | 2.8848e-10 | 2.2897e-10 | 1.8361e-10 | -2.8848e-10 | -2.2897e-10 | -1.8361e-10 | -2.9922e-12 | 7.4714e-11 | -1.1208e-11 | 2.9922e-12 | -7.4715e-11 | 1.1208e-11 | 0 | 0 | 0 | 0 | 0 | 0 | 1.1202 | 1.1063 | 1.0957 | 1.1202 | 1.1063 | 1.0957 | 0.039749 | -121.0051 | 120.1522 | 0.039749 | -121.0051 | 120.1522
Line9_3_11 | 0.10655 | 0.10703 | 0.10878 | 0.10655 | 0.10703 | 0.10878 | 0.024606 | 0.024718 | 0.025123 | 0.024606 | 0.024718 | 0.025123 | -0.00090226 | -0.0015922 | -0.0011374 | 0.0010158 | 0.0017068 | 0.0012557 | -0.026932 | -0.026996 | -0.027386 | 0.027159 | 0.027225 | 0.027623 | 91.8324 | -26.9273 | -147.767 | -88.1676 | 153.0727 | 32.233 | 1.0952 | 1.0941 | 1.091 | 1.1045 | 1.1036 | 1.1006 | -0.086337 | -120.3027 | 119.8548 | -0.3095 | -120.5146 | 119.6301

## LL_max_fault_10
name | pf_ikss_a_from_ka | pf_ikss_b_from_ka | pf_ikss_c_from_ka | pf_ikss_a_to_ka | pf_ikss_b_to_ka | pf_ikss_c_to_ka | pf_skss_a_from_mw | pf_skss_b_from_mw | pf_skss_c_from_mw | pf_skss_a_to_mw | pf_skss_b_to_mw | pf_skss_c_to_mw | pf_p_a_from_mw | pf_p_b_from_mw | pf_p_c_from_mw | pf_p_a_to_mw | pf_p_b_to_mw | pf_p_c_to_mw | pf_q_a_from_mvar | pf_q_b_from_mvar | pf_q_c_from_mvar | pf_q_a_to_mvar | pf_q_b_to_mvar | pf_q_c_to_mvar | pf_ikss_a_from_degree | pf_ikss_b_from_degree | pf_ikss_c_from_degree | pf_ikss_a_to_degree | pf_ikss_b_to_degree | pf_ikss_c_to_degree | pf_vm_a_from_pu | pf_vm_b_from_pu | pf_vm_c_from_pu | pf_vm_a_to_pu | pf_vm_b_to_pu | pf_vm_c_to_pu | pf_va_a_from_degree | pf_va_b_from_degree | pf_va_c_from_degree | pf_va_a_to_degree | pf_va_b_to_degree | pf_va_c_to_degree
Line0_1_2 | 0.11964 | 0.099635 | 0.067517 | 0.11964 | 0.099635 | 0.067517 | 0.02763 | 0.02301 | 0.015592 | 0.02763 | 0.02301 | 0.015592 | -0.012342 | 0.0010456 | -0.0079644 | 0.012485 | -0.00094629 | 0.00801 | -0.028912 | -0.026126 | -0.015768 | 0.029198 | 0.026325 | 0.015859 | 113.2582 | -32.3895 | -123.1191 | -66.7418 | 147.6105 | 56.8809 | 1.1377 | 1.1364 | 1.1329 | 1.1493 | 1.1448 | 1.1395 | 0.14174 | -120.0978 | 120.0821 | 0.107 | -120.3308 | 120.0835
Line10_11_12 | 0.10774 | 0.10827 | 0.11012 | 0.10774 | 0.10827 | 0.11012 | 0.02488 | 0.025004 | 0.025432 | 0.02488 | 0.025004 | 0.025432 | -0.0011093 | -0.0018788 | -0.0013718 | 0.0012254 | 0.001996 | 0.0014931 | -0.028758 | -0.028835 | -0.029275 | 0.02899 | 0.02907 | 0.029518 | 91.9175 | -26.7803 | -147.6717 | -88.0825 | 153.2197 | 32.3283 | 1.1567 | 1.1556 | 1.1524 | 1.1662 | 1.1653 | 1.1621 | -0.29156 | -120.5081 | 119.6455 | -0.50292 | -120.7082 | 119.4327
Line11_12_13 | 0.10774 | 0.10827 | 0.11012 | 0.10774 | 0.10827 | 0.11012 | 0.02488 | 0.025004 | 0.025432 | 0.02488 | 0.025004 | 0.025432 | -0.0012254 | -0.001996 | -0.0014931 | 0.0013414 | 0.0021132 | 0.0016143 | -0.02899 | -0.02907 | -0.029518 | 0.029222 | 0.029304 | 0.02976 | 91.9175 | -26.7803 | -147.6717 | -88.0825 | 153.2197 | 32.3283 | 1.1662 | 1.1653 | 1.1621 | 1.1757 | 1.175 | 1.1719 | -0.50292 | -120.7082 | 119.4327 | -0.71085 | -120.9049 | 119.2234
Line12_13_15 | 0 | 0 | 0 | 0 | 0 | 0 | 0 | 0 | 0 | 0 | 0 | 0 | 9.806e-10 | 9.7112e-10 | 9.284e-10 | -9.806e-10 | -9.7112e-10 | -9.284e-10 | 1.765e-10 | 2.2454e-10 | 1.922e-10 | -1.765e-10 | -2.2454e-10 | -1.922e-10 | 0 | 0 | 0 | 0 | 0 | 0 | 1.1757 | 1.175 | 1.1719 | 1.1757 | 1.175 | 1.1719 | -0.71085 | -120.9049 | 119.2234 | -0.71085 | -120.9049 | 119.2234
Line13_13_14 | 0.10774 | 0.10827 | 0.11012 | 0.10774 | 0.10827 | 0.11012 | 0.02488 | 0.025004 | 0.025432 | 0.02488 | 0.025004 | 0.025432 | -0.0013414 | -0.0021132 | -0.0016143 | 0.0014575 | 0.0022304 | 0.0017356 | -0.029222 | -0.029304 | -0.02976 | 0.029454 | 0.029538 | 0.030003 | 91.9175 | -26.7803 | -147.6717 | -88.0825 | 153.2197 | 32.3283 | 1.1757 | 1.175 | 1.1719 | 1.1853 | 1.1847 | 1.1817 | -0.71085 | -120.9049 | 119.2234 | -0.91544 | -121.0985 | 119.0176
Line14_15_16 | 0 | 0 | 0 | 0 | 0 | 0 | 0 | 0 | 0 | 0 | 0 | 0 | 6.5373e-10 | 6.4742e-10 | 6.1893e-10 | -6.5373e-10 | -6.4742e-10 | -6.1893e-10 | 1.1767e-10 | 1.4969e-10 | 1.2813e-10 | -1.1767e-10 | -1.4969e-10 | -1.2813e-10 | 0 | 0 | 0 | 0 | 0 | 0 | 1.1757 | 1.175 | 1.1719 | 1.1757 | 1.175 | 1.1719 | -0.71085 | -120.9049 | 119.2234 | -0.71085 | -120.9049 | 119.2234
Line15_16_17 | 0 | 0 | 0 | 0 | 0 | 0 | 0 | 0 | 0 | 0 | 0 | 0 | 3.2687e-10 | 3.2371e-10 | 3.0947e-10 | -3.2687e-10 | -3.2371e-10 | -3.0947e-10 | 5.8832e-11 | 7.4847e-11 | 6.4067e-11 | -5.8832e-11 | -7.4847e-11 | -6.4067e-11 | 0 | 0 | 0 | 0 | 0 | 0 | 1.1757 | 1.175 | 1.1719 | 1.1757 | 1.175 | 1.1719 | -0.71085 | -120.9049 | 119.2234 | -0.71085 | -120.9049 | 119.2234
Line16_4_18 | 0 | 0 | 0 | 0 | 0 | 0 | 0 | 0 | 0 | 0 | 0 | 0 | 2.0976e-10 | 2.0476e-10 | 1.9003e-10 | -2.0976e-10 | -2.0476e-10 | -1.9003e-10 | 1.0497e-11 | 2.877e-11 | 1.553e-11 | -1.0497e-11 | -2.877e-11 | -1.553e-11 | 0 | 0 | 0 | 0 | 0 | 0 | 1.1498 | 1.1486 | 1.1452 | 1.1498 | 1.1486 | 1.1452 | -0.1297 | -120.3558 | 119.8074 | -0.1297 | -120.3558 | 119.8074
Line17_5_19 | 0 | 0 | 0 | 0 | 0 | 0 | 0 | 0 | 0 | 0 | 0 | 0 | 1.5739e-10 | 1.5147e-10 | 1.3676e-10 | -1.5739e-10 | -1.5147e-10 | -1.3676e-10 | -1.1352e-11 | 7.8246e-12 | -6.5504e-12 | 1.1352e-11 | -7.8246e-12 | 6.5504e-12 | 0 | 0 | 0 | 0 | 0 | 0 | 1.1377 | 1.1364 | 1.1329 | 1.1377 | 1.1364 | 1.1329 | 0.14174 | -120.0978 | 120.0821 | 0.14174 | -120.0978 | 120.0821
Line1_1_3 | 0.10774 | 0.10827 | 0.11012 | 0.10774 | 0.10827 | 0.11012 | 0.02488 | 0.025004 | 0.025432 | 0.02488 | 0.025004 | 0.025432 | -0.00087715 | -0.0016443 | -0.0011292 | 0.00099322 | 0.0017615 | 0.0012505 | -0.028293 | -0.028366 | -0.02879 | 0.028526 | 0.028601 | 0.029033 | 91.9175 | -26.7803 | -147.6717 | -88.0825 | 153.2197 | 32.3283 | 1.1377 | 1.1364 | 1.1329 | 1.1472 | 1.146 | 1.1426 | 0.14174 | -120.0978 | 120.0821 | -0.076702 | -120.3047 | 119.862
Line2_1_4 | 0.13626 | 0.13718 | 0.13925 | 0.13626 | 0.13718 | 0.13925 | 0.031467 | 0.03168 | 0.032158 | 0.031467 | 0.03168 | 0.032158 | -0.0013618 | -0.00229 | -0.0016062 | 0.0015475 | 0.0024781 | 0.0018001 | -0.035775 | -0.035927 | -0.036397 | 0.036146 | 0.036303 | 0.036785 | 92.3218 | -26.4507 | -147.391 | -87.6782 | 153.5493 | 32.609 | 1.1377 | 1.1364 | 1.1329 | 1.1498 | 1.1486 | 1.1452 | 0.14174 | -120.0978 | 120.0821 | -0.1297 | -120.3558 | 119.8074
Line3_1_5 | 0 | 0 | 0 | 0 | 0 | 0 | 0 | 0 | 0 | 0 | 0 | 0 | 3.1478e-10 | 3.0295e-10 | 2.7351e-10 | -3.1478e-10 | -3.0295e-10 | -2.7351e-10 | -2.2704e-11 | 1.5649e-11 | -1.3101e-11 | 2.2704e-11 | -1.5649e-11 | 1.3101e-11 | 0 | 0 | 0 | 0 | 0 | 0 | 1.1377 | 1.1364 | 1.1329 | 1.1377 | 1.1364 | 1.1329 | 0.14174 | -120.0978 | 120.0821 | 0.14174 | -120.0978 | 120.0821
Line4_2_6 | 0.11964 | 0.099635 | 0.067517 | 0.11964 | 0.099635 | 0.067517 | 0.02763 | 0.02301 | 0.015592 | 0.02763 | 0.02301 | 0.015592 | -0.012485 | 0.00094629 | -0.00801 | 0.012628 | -0.00084702 | 0.0080556 | -0.029198 | -0.026325 | -0.015859 | 0.029484 | 0.026523 | 0.01595 | 113.2582 | -32.3895 | -123.1191 | -66.7418 | 147.6105 | 56.8809 | 1.1493 | 1.1448 | 1.1395 | 1.1609 | 1.1533 | 1.146 | 0.107 | -120.3308 | 120.0835 | 0.072951 | -120.5604 | 120.0848
Line5_6_7 | 0.11964 | 0.099635 | 0.067517 | 0.11964 | 0.099635 | 0.067517 | 0.02763 | 0.02301 | 0.015592 | 0.02763 | 0.02301 | 0.015592 | -0.012628 | 0.00084702 | -0.0080556 | 0.012771 | -0.00074775 | 0.0081012 | -0.029484 | -0.026523 | -0.01595 | 0.029771 | 0.026722 | 0.016041 | 113.2582 | -32.3895 | -123.1191 | -66.7418 | 147.6105 | 56.8809 | 1.1609 | 1.1533 | 1.146 | 1.1724 | 1.1618 | 1.1525 | 0.072951 | -120.5604 | 120.0848 | 0.039575 | -120.7867 | 120.0861
Line6_7_8 | 0 | 0.06478 | 0.06478 | 0 | 0.06478 | 0.06478 | 0 | 0.01496 | 0.01496 | 0 | 0.01496 | 0.01496 | 9.3393e-10 | 0.016803 | 0.0042632 | -9.3393e-10 | -0.016761 | -0.0042213 | -9.7988e-12 | 0.0044434 | 0.016707 | 9.7988e-12 | -0.0043595 | -0.016623 | 0 | -135.5988 | 44.4012 | 0 | 44.4012 | -135.5988 | 1.1724 | 1.1618 | 1.1525 | 1.1724 | 1.1576 | 1.1464 | 0.039575 | -120.7867 | 120.0861 | 0.039575 | -121.0196 | 120.1526
Line7_8_9 | 0 | 0 | 0 | 0 | 0 | 0 | 0 | 0 | 0 | 0 | 0 | 0 | 3.1131e-10 | 2.4544e-10 | 1.9507e-10 | -3.1131e-10 | -2.4544e-10 | -1.9507e-10 | -3.2663e-12 | 8.3087e-11 | -1.2317e-11 | 3.2662e-12 | -8.3087e-11 | 1.2317e-11 | 0 | 0 | 0 | 0 | 0 | 0 | 1.1724 | 1.1576 | 1.1464 | 1.1724 | 1.1576 | 1.1464 | 0.039575 | -121.0196 | 120.1526 | 0.039575 | -121.0196 | 120.1526
Line8_8_10 | 0 | 0 | 0 | 0 | 0 | 0 | 0 | 0 | 0 | 0 | 0 | 0 | 3.1131e-10 | 2.4544e-10 | 1.9507e-10 | -3.1131e-10 | -2.4544e-10 | -1.9507e-10 | -3.2663e-12 | 8.3087e-11 | -1.2317e-11 | 3.2662e-12 | -8.3087e-11 | 1.2317e-11 | 0 | 0 | 0 | 0 | 0 | 0 | 1.1724 | 1.1576 | 1.1464 | 1.1724 | 1.1576 | 1.1464 | 0.039575 | -121.0196 | 120.1526 | 0.039575 | -121.0196 | 120.1526
Line9_3_11 | 0.10774 | 0.10827 | 0.11012 | 0.10774 | 0.10827 | 0.11012 | 0.02488 | 0.025004 | 0.025432 | 0.02488 | 0.025004 | 0.025432 | -0.00099322 | -0.0017615 | -0.0012505 | 0.0011093 | 0.0018788 | 0.0013718 | -0.028526 | -0.028601 | -0.029033 | 0.028758 | 0.028835 | 0.029275 | 91.9175 | -26.7803 | -147.6717 | -88.0825 | 153.2197 | 32.3283 | 1.1472 | 1.146 | 1.1426 | 1.1567 | 1.1556 | 1.1524 | -0.076702 | -120.3047 | 119.862 | -0.29156 | -120.5081 | 119.6455

## LL_min_6
name | pf_ikss_a_from_ka | pf_ikss_b_from_ka | pf_ikss_c_from_ka | pf_ikss_a_to_ka | pf_ikss_b_to_ka | pf_ikss_c_to_ka | pf_skss_a_from_mw | pf_skss_b_from_mw | pf_skss_c_from_mw | pf_skss_a_to_mw | pf_skss_b_to_mw | pf_skss_c_to_mw | pf_p_a_from_mw | pf_p_b_from_mw | pf_p_c_from_mw | pf_p_a_to_mw | pf_p_b_to_mw | pf_p_c_to_mw | pf_q_a_from_mvar | pf_q_b_from_mvar | pf_q_c_from_mvar | pf_q_a_to_mvar | pf_q_b_to_mvar | pf_q_c_to_mvar | pf_ikss_a_from_degree | pf_ikss_b_from_degree | pf_ikss_c_from_degree | pf_ikss_a_to_degree | pf_ikss_b_to_degree | pf_ikss_c_to_degree | pf_vm_a_from_pu | pf_vm_b_from_pu | pf_vm_c_from_pu | pf_vm_a_to_pu | pf_vm_b_to_pu | pf_vm_c_to_pu | pf_va_a_from_degree | pf_va_b_from_degree | pf_va_c_from_degree | pf_va_a_to_degree | pf_va_b_to_degree | pf_va_c_to_degree
Line0_1_2 | 0.0018277 | 1.4533 | 1.4545 | 0.0018277 | 1.4533 | 1.4545 | 0.00042209 | 0.33563 | 0.3359 | 0.00042209 | 0.33563 | 0.3359 | -0.00038952 | 0.28972 | 0.035522 | 0.00038959 | -0.24917 | 0.0050963 | -9.525e-05 | 0.072693 | 0.26574 | 9.5316e-05 | -0.03045 | -0.22343 | 166.2754 | -142.7793 | 37.1648 | -13.7246 | 37.2207 | -142.8352 | 0.95004 | 0.88997 | 0.79818 | 0.95023 | 0.74791 | 0.66535 | 0.016174 | -128.6942 | 119.5512 | 0.023268 | -135.812 | 128.4714
Line10_11_12 | 0.00042042 | 0.0024973 | 0.0021139 | 0.00042042 | 0.0024973 | 0.0021139 | 9.7091e-05 | 0.00057673 | 0.00048818 | 9.7091e-05 | 0.00057673 | 0.00048818 | -8.8016e-05 | -0.00050282 | -9.6701e-05 | 8.8019e-05 | 0.00050294 | 9.6786e-05 | 2.7612e-05 | -0.00010444 | -0.00037769 | -2.7609e-05 | 0.00010457 | 0.00037778 | -162.5608 | 39.5932 | -136.1056 | 17.4392 | -140.4068 | 43.8944 | 0.95009 | 0.89047 | 0.79862 | 0.95011 | 0.89071 | 0.79884 | 0.021626 | -128.6724 | 119.5333 | 0.024352 | -128.6615 | 119.5244
Line11_12_13 | 0.00042042 | 0.0024973 | 0.0021139 | 0.00042042 | 0.0024973 | 0.0021139 | 9.7091e-05 | 0.00057673 | 0.00048818 | 9.7091e-05 | 0.00057673 | 0.00048818 | -8.8019e-05 | -0.00050294 | -9.6786e-05 | 8.8022e-05 | 0.00050306 | 9.6872e-05 | 2.7609e-05 | -0.00010457 | -0.00037778 | -2.7605e-05 | 0.00010469 | 0.00037787 | -162.5608 | 39.5932 | -136.1057 | 17.4392 | -140.4068 | 43.8943 | 0.95011 | 0.89071 | 0.79884 | 0.95013 | 0.89096 | 0.79906 | 0.024352 | -128.6615 | 119.5244 | 0.027078 | -128.6506 | 119.5154
Line12_13_15 | 0 | 0 | 0 | 0 | 0 | 0 | 0 | 0 | 0 | 0 | 0 | 0 | 1.3766e-12 | -4.727e-10 | -1.3264e-09 | -1.3766e-12 | 4.727e-10 | 1.3264e-09 | -4.6923e-12 | 1.4004e-09 | 7.0621e-11 | 4.6923e-12 | -1.4004e-09 | -7.0621e-11 | 0 | 0 | 0 | 0 | 0 | 0 | 0.95013 | 0.89096 | 0.79906 | 0.95013 | 0.89096 | 0.79906 | 0.027078 | -128.6506 | 119.5154 | 0.027078 | -128.6506 | 119.5154
Line13_13_14 | 0.00042042 | 0.0024973 | 0.0021139 | 0.00042042 | 0.0024973 | 0.0021139 | 9.7091e-05 | 0.00057673 | 0.00048818 | 9.7091e-05 | 0.00057673 | 0.00048818 | -8.8022e-05 | -0.00050306 | -9.687e-05 | 8.8026e-05 | 0.00050318 | 9.6956e-05 | 2.7605e-05 | -0.0001047 | -0.00037787 | -2.7601e-05 | 0.00010482 | 0.00037796 | -162.5608 | 39.593 | -136.1059 | 17.4392 | -140.407 | 43.8941 | 0.95013 | 0.89096 | 0.79906 | 0.95015 | 0.89121 | 0.79929 | 0.027078 | -128.6506 | 119.5154 | 0.029803 | -128.6397 | 119.5065
Line14_15_16 | 0 | 0 | 0 | 0 | 0 | 0 | 0 | 0 | 0 | 0 | 0 | 0 | 9.1771e-13 | -3.1514e-10 | -8.8425e-10 | -9.1771e-13 | 3.1514e-10 | 8.8425e-10 | -3.1282e-12 | 9.3358e-10 | 4.7081e-11 | 3.1282e-12 | -9.3358e-10 | -4.7081e-11 | 0 | 0 | 0 | 0 | 0 | 0 | 0.95013 | 0.89096 | 0.79906 | 0.95013 | 0.89096 | 0.79906 | 0.027078 | -128.6506 | 119.5154 | 0.027078 | -128.6506 | 119.5154
Line15_16_17 | 0 | 0 | 0 | 0 | 0 | 0 | 0 | 0 | 0 | 0 | 0 | 0 | 4.5883e-13 | -1.5757e-10 | -4.4213e-10 | -4.5882e-13 | 1.5757e-10 | 4.4213e-10 | -1.5641e-12 | 4.6679e-10 | 2.354e-11 | 1.564e-12 | -4.6679e-10 | -2.354e-11 | 0 | 0 | 0 | 0 | 0 | 0 | 0.95013 | 0.89096 | 0.79906 | 0.95013 | 0.89096 | 0.79906 | 0.027078 | -128.6506 | 119.5154 | 0.027078 | -128.6506 | 119.5154
Line16_4_18 | 0 | 0 | 0 | 0 | 0 | 0 | 0 | 0 | 0 | 0 | 0 | 0 | 2.2628e-13 | -1.5958e-10 | -4.4371e-10 | -2.2629e-13 | 1.5958e-10 | 4.4371e-10 | -1.0929e-12 | 4.6816e-10 | 2.2222e-11 | 1.0929e-12 | -4.6816e-10 | -2.2222e-11 | 0 | 0 | 0 | 0 | 0 | 0 | 0.95006 | 0.89022 | 0.7984 | 0.95006 | 0.89022 | 0.7984 | 0.018921 | -128.6833 | 119.5422 | 0.018921 | -128.6833 | 119.5422
Line17_5_19 | 0 | 0 | 0 | 0 | 0 | 0 | 0 | 0 | 0 | 0 | 0 | 0 | 1.4571e-13 | -1.6026e-10 | -4.4424e-10 | -1.4572e-13 | 1.6026e-10 | 4.4424e-10 | -9.3414e-13 | 4.6861e-10 | 2.1776e-11 | 9.3418e-13 | -4.6861e-10 | -2.1776e-11 | 0 | 0 | 0 | 0 | 0 | 0 | 0.95004 | 0.88997 | 0.79818 | 0.95004 | 0.88997 | 0.79818 | 0.016174 | -128.6942 | 119.5512 | 0.016174 | -128.6942 | 119.5512
Line1_1_3 | 0.00042042 | 0.0024973 | 0.0021139 | 0.00042042 | 0.0024973 | 0.0021139 | 9.7091e-05 | 0.00057673 | 0.00048818 | 9.7091e-05 | 0.00057673 | 0.00048818 | -8.8009e-05 | -0.00050259 | -9.653e-05 | 8.8012e-05 | 0.00050271 | 9.6616e-05 | 2.7619e-05 | -0.00010419 | -0.00037751 | -2.7616e-05 | 0.00010432 | 0.0003776 | -162.5608 | 39.5933 | -136.1055 | 17.4392 | -140.4067 | 43.8945 | 0.95004 | 0.88997 | 0.79818 | 0.95006 | 0.89022 | 0.7984 | 0.016174 | -128.6942 | 119.5512 | 0.0189 | -128.6833 | 119.5423
Line2_1_4 | 0.00042551 | 0.0025131 | 0.0021258 | 0.00042551 | 0.0025131 | 0.0021258 | 9.8268e-05 | 0.00058038 | 0.00049094 | 9.8268e-05 | 0.00058038 | 0.00049094 | -8.9307e-05 | -0.00050529 | -9.5813e-05 | 8.931e-05 | 0.00050541 | 9.59e-05 | 2.7206e-05 | -0.00010714 | -0.00037996 | -2.7202e-05 | 0.00010727 | 0.00038005 | -163.0414 | 39.3341 | -136.2959 | 16.9586 | -140.6659 | 43.7041 | 0.95004 | 0.88997 | 0.79818 | 0.95006 | 0.89022 | 0.7984 | 0.016174 | -128.6942 | 119.5512 | 0.018921 | -128.6833 | 119.5422
Line3_1_5 | 0 | 0 | 0 | 0 | 0 | 0 | 0 | 0 | 0 | 0 | 0 | 0 | 2.9144e-13 | -3.2053e-10 | -8.8848e-10 | -2.9144e-13 | 3.2053e-10 | 8.8848e-10 | -1.8683e-12 | 9.3722e-10 | 4.3552e-11 | 1.8683e-12 | -9.3722e-10 | -4.3552e-11 | 0 | 0 | 0 | 0 | 0 | 0 | 0.95004 | 0.88997 | 0.79818 | 0.95004 | 0.88997 | 0.79818 | 0.016174 | -128.6942 | 119.5512 | 0.016174 | -128.6942 | 119.5512
Line4_2_6 | 0.0018277 | 1.4533 | 1.4545 | 0.0018277 | 1.4533 | 1.4545 | 0.00042209 | 0.33563 | 0.3359 | 0.00042209 | 0.33563 | 0.3359 | -0.00038959 | 0.24917 | -0.0050963 | 0.00038965 | -0.20862 | 0.045714 | -9.5316e-05 | 0.03045 | 0.22343 | 9.5383e-05 | 0.011794 | -0.18112 | 166.2754 | -142.7793 | 37.1648 | -13.7246 | 37.2207 | -142.8352 | 0.95023 | 0.74791 | 0.66535 | 0.95041 | 0.62255 | 0.55613 | 0.023268 | -135.812 | 128.4714 | 0.03036 | -146.0149 | 141.33
Line5_6_7 | 0.0018277 | 1.4533 | 1.4545 | 0.0018277 | 1.4533 | 1.4545 | 0.00042209 | 0.33563 | 0.3359 | 0.00042209 | 0.33563 | 0.3359 | -0.00038965 | 0.20862 | -0.045714 | 0.00038972 | -0.16806 | 0.086332 | -9.5383e-05 | -0.011794 | 0.18112 | 9.545e-05 | 0.054037 | -0.13881 | 166.2754 | -142.7793 | 37.1648 | -13.7246 | 37.2207 | -142.8352 | 0.95041 | 0.62255 | 0.55613 | 0.9506 | 0.52598 | 0.48666 | 0.03036 | -146.0149 | 141.33 | 0.037449 | -160.6035 | 159.0437
Line6_7_8 | 0 | 1.4628 | 1.4628 | 0 | 1.4628 | 1.4628 | 0 | 0.33782 | 0.33782 | 0 | 0.33782 | 0.33782 | 6.2495e-12 | 0.16935 | -0.087179 | -6.2495e-12 | -0.12826 | 0.12826 | -6.4927e-12 | -0.053795 | 0.13939 | 6.4928e-12 | 0.09659 | -0.09659 | 0 | -142.9803 | 37.0197 | 0 | 37.0197 | -142.9803 | 0.9506 | 0.52598 | 0.48666 | 0.9506 | 0.4753 | 0.4753 | 0.037449 | -160.6035 | 159.0437 | 0.037449 | -179.9626 | -179.9626
Line7_8_9 | 0 | 0 | 0 | 0 | 0 | 0 | 0 | 0 | 0 | 0 | 0 | 0 | 2.0832e-12 | -4.1615e-13 | 1.4579e-12 | -2.0831e-12 | 4.1622e-13 | -1.4577e-12 | -2.1641e-12 | 1.4333e-09 | -1.4344e-09 | 2.1642e-12 | -1.4333e-09 | 1.4344e-09 | 0 | 0 | 0 | 0 | 0 | 0 | 0.9506 | 0.4753 | 0.4753 | 0.9506 | 0.4753 | 0.4753 | 0.037449 | -179.9626 | -179.9626 | 0.037449 | -179.9626 | -179.9626
Line8_8_10 | 0 | 0 | 0 | 0 | 0 | 0 | 0 | 0 | 0 | 0 | 0 | 0 | 2.0831e-12 | -4.1618e-13 | 1.4583e-12 | -2.0831e-12 | 4.1615e-13 | -1.4582e-12 | -2.1641e-12 | 1.4333e-09 | -1.4344e-09 | 2.1642e-12 | -1.4333e-09 | 1.4344e-09 | 0 | 0 | 0 | 0 | 0 | 0 | 0.9506 | 0.4753 | 0.4753 | 0.9506 | 0.4753 | 0.4753 | 0.037449 | -179.9626 | -179.9626 | 0.037449 | -179.9626 | -179.9626
Line9_3_11 | 0.00042042 | 0.0024973 | 0.0021139 | 0.00042042 | 0.0024973 | 0.0021139 | 9.7091e-05 | 0.00057673 | 0.00048818 | 9.7091e-05 | 0.00057673 | 0.00048818 | -8.8012e-05 | -0.00050271 | -9.6615e-05 | 8.8016e-05 | 0.00050283 | 9.6701e-05 | 2.7616e-05 | -0.00010432 | -0.0003776 | -2.7612e-05 | 0.00010444 | 0.00037769 | -162.5608 | 39.5933 | -136.1056 | 17.4392 | -140.4067 | 43.8944 | 0.95006 | 0.89022 | 0.7984 | 0.95009 | 0.89047 | 0.79862 | 0.0189 | -128.6833 | 119.5423 | 0.021626 | -128.6724 | 119.5333

## LL_min_10
name | pf_ikss_a_from_ka | pf_ikss_b_from_ka | pf_ikss_c_from_ka | pf_ikss_a_to_ka | pf_ikss_b_to_ka | pf_ikss_c_to_ka | pf_skss_a_from_mw | pf_skss_b_from_mw | pf_skss_c_from_mw | pf_skss_a_to_mw | pf_skss_b_to_mw | pf_skss_c_to_mw | pf_p_a_from_mw | pf_p_b_from_mw | pf_p_c_from_mw | pf_p_a_to_mw | pf_p_b_to_mw | pf_p_c_to_mw | pf_q_a_from_mvar | pf_q_b_from_mvar | pf_q_c_from_mvar | pf_q_a_to_mvar | pf_q_b_to_mvar | pf_q_c_to_mvar | pf_ikss_a_from_degree | pf_ikss_b_from_degree | pf_ikss_c_from_degree | pf_ikss_a_to_degree | pf_ikss_b_to_degree | pf_ikss_c_to_degree | pf_vm_a_from_pu | pf_vm_b_from_pu | pf_vm_c_from_pu | pf_vm_a_to_pu | pf_vm_b_to_pu | pf_vm_c_to_pu | pf_va_a_from_degree | pf_va_b_from_degree | pf_va_c_from_degree | pf_va_a_to_degree | pf_va_b_to_degree | pf_va_c_to_degree
Line0_1_2 | 0.0017315 | 1.3768 | 1.3779 | 0.0017315 | 1.3768 | 1.3779 | 0.00039987 | 0.31797 | 0.31822 | 0.00039987 | 0.31797 | 0.31822 | -0.0003496 | 0.26003 | 0.031881 | 0.00034966 | -0.22363 | 0.004574 | -8.5487e-05 | 0.065243 | 0.23851 | 8.5547e-05 | -0.027329 | -0.20053 | 166.2754 | -142.7793 | 37.1648 | -13.7246 | 37.2207 | -142.8352 | 0.90004 | 0.84313 | 0.75617 | 0.90022 | 0.70855 | 0.63034 | 0.016174 | -128.6942 | 119.5512 | 0.023268 | -135.812 | 128.4714
Line10_11_12 | 0.00039829 | 0.0023659 | 0.0020026 | 0.00039829 | 0.0023659 | 0.0020026 | 9.1981e-05 | 0.00054638 | 0.00046249 | 9.1981e-05 | 0.00054638 | 0.00046249 | -7.8995e-05 | -0.00045129 | -8.6789e-05 | 7.8998e-05 | 0.0004514 | 8.6866e-05 | 2.4782e-05 | -9.374e-05 | -0.00033898 | -2.4779e-05 | 9.3852e-05 | 0.00033906 | -162.5608 | 39.5932 | -136.1056 | 17.4392 | -140.4068 | 43.8944 | 0.90008 | 0.8436 | 0.75659 | 0.9001 | 0.84383 | 0.7568 | 0.021626 | -128.6724 | 119.5333 | 0.024352 | -128.6615 | 119.5244
Line11_12_13 | 0.00039829 | 0.0023659 | 0.0020026 | 0.00039829 | 0.0023659 | 0.0020026 | 9.1981e-05 | 0.00054638 | 0.00046249 | 9.1981e-05 | 0.00054638 | 0.00046249 | -7.8998e-05 | -0.0004514 | -8.6866e-05 | 7.9001e-05 | 0.0004515 | 8.6943e-05 | 2.4779e-05 | -9.3852e-05 | -0.00033906 | -2.4776e-05 | 9.3964e-05 | 0.00033914 | -162.5608 | 39.5932 | -136.1057 | 17.4392 | -140.4068 | 43.8943 | 0.9001 | 0.84383 | 0.7568 | 0.90012 | 0.84407 | 0.75701 | 0.024352 | -128.6615 | 119.5244 | 0.027078 | -128.6506 | 119.5154
Line12_13_15 | 0 | 0 | 0 | 0 | 0 | 0 | 0 | 0 | 0 | 0 | 0 | 0 | 1.2355e-12 | -4.2425e-10 | -1.1904e-09 | -1.2355e-12 | 4.2425e-10 | 1.1904e-09 | -4.2114e-12 | 1.2568e-09 | 6.3383e-11 | 4.2114e-12 | -1.2568e-09 | -6.3383e-11 | 0 | 0 | 0 | 0 | 0 | 0 | 0.90012 | 0.84407 | 0.75701 | 0.90012 | 0.84407 | 0.75701 | 0.027078 | -128.6506 | 119.5154 | 0.027078 | -128.6506 | 119.5154
Line13_13_14 | 0.00039829 | 0.0023659 | 0.0020026 | 0.00039829 | 0.0023659 | 0.0020026 | 9.1981e-05 | 0.00054637 | 0.00046249 | 9.1981e-05 | 0.00054637 | 0.00046249 | -7.9001e-05 | -0.0004515 | -8.6941e-05 | 7.9004e-05 | 0.00045161 | 8.7018e-05 | 2.4776e-05 | -9.3966e-05 | -0.00033914 | -2.4773e-05 | 9.4078e-05 | 0.00033922 | -162.5608 | 39.593 | -136.1059 | 17.4392 | -140.407 | 43.8941 | 0.90012 | 0.84407 | 0.75701 | 0.90015 | 0.8443 | 0.75722 | 0.027078 | -128.6506 | 119.5154 | 0.029803 | -128.6397 | 119.5065
Line14_15_16 | 0 | 0 | 0 | 0 | 0 | 0 | 0 | 0 | 0 | 0 | 0 | 0 | 8.2364e-13 | -2.8284e-10 | -7.9362e-10 | -8.2364e-13 | 2.8284e-10 | 7.9362e-10 | -2.8076e-12 | 8.379e-10 | 4.2255e-11 | 2.8076e-12 | -8.379e-10 | -4.2255e-11 | 0 | 0 | 0 | 0 | 0 | 0 | 0.90012 | 0.84407 | 0.75701 | 0.90012 | 0.84407 | 0.75701 | 0.027078 | -128.6506 | 119.5154 | 0.027078 | -128.6506 | 119.5154
Line15_16_17 | 0 | 0 | 0 | 0 | 0 | 0 | 0 | 0 | 0 | 0 | 0 | 0 | 4.1183e-13 | -1.4142e-10 | -3.9681e-10 | -4.1182e-13 | 1.4142e-10 | 3.9681e-10 | -1.4038e-12 | 4.1895e-10 | 2.1128e-11 | 1.4038e-12 | -4.1895e-10 | -2.1128e-11 | 0 | 0 | 0 | 0 | 0 | 0 | 0.90012 | 0.84407 | 0.75701 | 0.90012 | 0.84407 | 0.75701 | 0.027078 | -128.6506 | 119.5154 | 0.027078 | -128.6506 | 119.5154
Line16_4_18 | 0 | 0 | 0 | 0 | 0 | 0 | 0 | 0 | 0 | 0 | 0 | 0 | 2.0308e-13 | -1.4323e-10 | -3.9823e-10 | -2.0309e-13 | 1.4323e-10 | 3.9823e-10 | -9.8085e-13 | 4.2017e-10 | 1.9944e-11 | 9.8087e-13 | -4.2017e-10 | -1.9945e-11 | 0 | 0 | 0 | 0 | 0 | 0 | 0.90006 | 0.84337 | 0.75638 | 0.90006 | 0.84337 | 0.75638 | 0.018921 | -128.6833 | 119.5422 | 0.018921 | -128.6833 | 119.5422
Line17_5_19 | 0 | 0 | 0 | 0 | 0 | 0 | 0 | 0 | 0 | 0 | 0 | 0 | 1.3079e-13 | -1.4384e-10 | -3.9871e-10 | -1.3079e-13 | 1.4384e-10 | 3.9871e-10 | -8.3841e-13 | 4.2058e-10 | 1.9544e-11 | 8.3843e-13 | -4.2058e-10 | -1.9544e-11 | 0 | 0 | 0 | 0 | 0 | 0 | 0.90004 | 0.84313 | 0.75617 | 0.90004 | 0.84313 | 0.75617 | 0.016174 | -128.6942 | 119.5512 | 0.016174 | -128.6942 | 119.5512
Line1_1_3 | 0.00039829 | 0.0023659 | 0.0020026 | 0.00039829 | 0.0023659 | 0.0020026 | 9.1981e-05 | 0.00054638 | 0.00046249 | 9.1981e-05 | 0.00054638 | 0.00046249 | -7.8988e-05 | -0.00045107 | -8.6636e-05 | 7.8992e-05 | 0.00045118 | 8.6713e-05 | 2.4788e-05 | -9.3515e-05 | -0.00033882 | -2.4785e-05 | 9.3627e-05 | 0.0003389 | -162.5608 | 39.5933 | -136.1055 | 17.4392 | -140.4067 | 43.8945 | 0.90004 | 0.84313 | 0.75617 | 0.90006 | 0.84337 | 0.75638 | 0.016174 | -128.6942 | 119.5512 | 0.0189 | -128.6833 | 119.5423
Line2_1_4 | 0.00040312 | 0.0023809 | 0.0020139 | 0.00040312 | 0.0023809 | 0.0020139 | 9.3096e-05 | 0.00054984 | 0.0004651 | 9.3096e-05 | 0.00054984 | 0.0004651 | -8.0154e-05 | -0.0004535 | -8.5993e-05 | 8.0157e-05 | 0.00045361 | 8.6071e-05 | 2.4417e-05 | -9.6161e-05 | -0.00034102 | -2.4414e-05 | 9.6274e-05 | 0.0003411 | -163.0414 | 39.3341 | -136.2959 | 16.9586 | -140.6659 | 43.7041 | 0.90004 | 0.84313 | 0.75617 | 0.90006 | 0.84337 | 0.75638 | 0.016174 | -128.6942 | 119.5512 | 0.018921 | -128.6833 | 119.5422
Line3_1_5 | 0 | 0 | 0 | 0 | 0 | 0 | 0 | 0 | 0 | 0 | 0 | 0 | 2.6157e-13 | -2.8768e-10 | -7.9742e-10 | -2.6158e-13 | 2.8768e-10 | 7.9742e-10 | -1.6768e-12 | 8.4116e-10 | 3.9088e-11 | 1.6768e-12 | -8.4116e-10 | -3.9088e-11 | 0 | 0 | 0 | 0 | 0 | 0 | 0.90004 | 0.84313 | 0.75617 | 0.90004 | 0.84313 | 0.75617 | 0.016174 | -128.6942 | 119.5512 | 0.016174 | -128.6942 | 119.5512
Line4_2_6 | 0.0017315 | 1.3768 | 1.3779 | 0.0017315 | 1.3768 | 1.3779 | 0.00039987 | 0.31797 | 0.31822 | 0.00039987 | 0.31797 | 0.31822 | -0.00034966 | 0.22363 | -0.004574 | 0.00034972 | -0.18723 | 0.041029 | -8.5547e-05 | 0.027329 | 0.20053 | 8.5607e-05 | 0.010585 | -0.16256 | 166.2754 | -142.7793 | 37.1648 | -13.7246 | 37.2207 | -142.8352 | 0.90022 | 0.70855 | 0.63034 | 0.90039 | 0.58979 | 0.52686 | 0.023268 | -135.812 | 128.4714 | 0.03036 | -146.0149 | 141.33
Line5_6_7 | 0.0017315 | 1.3768 | 1.3779 | 0.0017315 | 1.3768 | 1.3779 | 0.00039987 | 0.31797 | 0.31822 | 0.00039987 | 0.31797 | 0.31822 | -0.00034972 | 0.18723 | -0.041029 | 0.00034977 | -0.15084 | 0.077484 | -8.5607e-05 | -0.010585 | 0.16256 | 8.5667e-05 | 0.048499 | -0.12459 | 166.2754 | -142.7793 | 37.1648 | -13.7246 | 37.2207 | -142.8352 | 0.90039 | 0.58979 | 0.52686 | 0.90057 | 0.4983 | 0.46105 | 0.03036 | -146.0149 | 141.33 | 0.037449 | -160.6035 | 159.0437
Line6_7_8 | 0 | 1.3858 | 1.3858 | 0 | 1.3858 | 1.3858 | 0 | 0.32004 | 0.32004 | 0 | 0.32004 | 0.32004 | 5.6089e-12 | 0.15199 | -0.078244 | -5.6089e-12 | -0.11512 | 0.11512 | -5.8271e-12 | -0.048281 | 0.1251 | 5.8271e-12 | 0.08669 | -0.08669 | 0 | -142.9803 | 37.0197 | 0 | 37.0197 | -142.9803 | 0.90057 | 0.4983 | 0.46105 | 0.90057 | 0.45028 | 0.45028 | 0.037449 | -160.6035 | 159.0437 | 0.037449 | -179.9626 | -179.9626
Line7_8_9 | 0 | 0 | 0 | 0 | 0 | 0 | 0 | 0 | 0 | 0 | 0 | 0 | 1.8696e-12 | -3.7346e-13 | 1.3085e-12 | -1.8697e-12 | 3.7347e-13 | -1.3084e-12 | -1.9424e-12 | 1.2864e-09 | -1.2873e-09 | 1.9424e-12 | -1.2864e-09 | 1.2873e-09 | 0 | 0 | 0 | 0 | 0 | 0 | 0.90057 | 0.45028 | 0.45028 | 0.90057 | 0.45028 | 0.45028 | 0.037449 | -179.9626 | -179.9626 | 0.037449 | -179.9626 | -179.9626
Line8_8_10 | 0 | 0 | 0 | 0 | 0 | 0 | 0 | 0 | 0 | 0 | 0 | 0 | 1.8696e-12 | -3.7343e-13 | 1.3087e-12 | -1.8697e-12 | 3.7343e-13 | -1.3085e-12 | -1.9424e-12 | 1.2864e-09 | -1.2873e-09 | 1.9424e-12 | -1.2864e-09 | 1.2873e-09 | 0 | 0 | 0 | 0 | 0 | 0 | 0.90057 | 0.45028 | 0.45028 | 0.90057 | 0.45028 | 0.45028 | 0.037449 | -179.9626 | -179.9626 | 0.037449 | -179.9626 | -179.9626
Line9_3_11 | 0.00039829 | 0.0023659 | 0.0020026 | 0.00039829 | 0.0023659 | 0.0020026 | 9.1981e-05 | 0.00054638 | 0.00046249 | 9.1981e-05 | 0.00054638 | 0.00046249 | -7.8992e-05 | -0.00045118 | -8.6713e-05 | 7.8995e-05 | 0.00045129 | 8.679e-05 | 2.4785e-05 | -9.3628e-05 | -0.0003389 | -2.4782e-05 | 9.374e-05 | 0.00033898 | -162.5608 | 39.5933 | -136.1056 | 17.4392 | -140.4067 | 43.8944 | 0.90006 | 0.84337 | 0.75638 | 0.90008 | 0.8436 | 0.75659 | 0.0189 | -128.6833 | 119.5423 | 0.021626 | -128.6724 | 119.5333

## LL_min_fault_6
name | pf_ikss_a_from_ka | pf_ikss_b_from_ka | pf_ikss_c_from_ka | pf_ikss_a_to_ka | pf_ikss_b_to_ka | pf_ikss_c_to_ka | pf_skss_a_from_mw | pf_skss_b_from_mw | pf_skss_c_from_mw | pf_skss_a_to_mw | pf_skss_b_to_mw | pf_skss_c_to_mw | pf_p_a_from_mw | pf_p_b_from_mw | pf_p_c_from_mw | pf_p_a_to_mw | pf_p_b_to_mw | pf_p_c_to_mw | pf_q_a_from_mvar | pf_q_b_from_mvar | pf_q_c_from_mvar | pf_q_a_to_mvar | pf_q_b_to_mvar | pf_q_c_to_mvar | pf_ikss_a_from_degree | pf_ikss_b_from_degree | pf_ikss_c_from_degree | pf_ikss_a_to_degree | pf_ikss_b_to_degree | pf_ikss_c_to_degree | pf_vm_a_from_pu | pf_vm_b_from_pu | pf_vm_c_from_pu | pf_vm_a_to_pu | pf_vm_b_to_pu | pf_vm_c_to_pu | pf_va_a_from_degree | pf_va_b_from_degree | pf_va_c_from_degree | pf_va_a_to_degree | pf_va_b_to_degree | pf_va_c_to_degree
Line0_1_2 | 6.4788e-05 | 0.051518 | 0.051558 | 6.4788e-05 | 0.051518 | 0.051558 | 1.4962e-05 | 0.011897 | 0.011907 | 1.4962e-05 | 0.011897 | 0.011907 | -1.4135e-05 | 0.010908 | 0.0028962 | 1.4136e-05 | -0.010857 | -0.0028451 | -1.4924e-06 | 0.002877 | 0.010869 | 1.4925e-06 | -0.0028239 | -0.010816 | 173.9737 | -135.081 | 44.8631 | -6.0263 | 44.919 | -135.1369 | 0.95 | 0.94818 | 0.9447 | 0.95001 | 0.94291 | 0.93928 | 0.00058015 | -120.3057 | 119.943 | 0.00088256 | -120.5015 | 120.1255
Line10_11_12 | 1.4903e-05 | 8.8525e-05 | 7.4933e-05 | 1.4903e-05 | 8.8525e-05 | 7.4933e-05 | 3.4417e-06 | 2.0444e-05 | 1.7305e-05 | 3.4417e-06 | 2.0444e-05 | 1.7305e-05 | -2.96e-06 | -1.8932e-05 | -6.0315e-06 | 2.96e-06 | 1.8933e-05 | 6.0316e-06 | 1.3889e-06 | -4.1638e-06 | -1.5195e-05 | -1.3889e-06 | 4.1639e-06 | 1.5195e-05 | -154.8624 | 47.2916 | -128.4073 | 25.1376 | -132.7084 | 51.5927 | 0.95 | 0.9482 | 0.94471 | 0.95 | 0.94821 | 0.94472 | 0.00078457 | -120.305 | 119.9425 | 0.00088678 | -120.3047 | 119.9423
Line11_12_13 | 1.4903e-05 | 8.8525e-05 | 7.4933e-05 | 1.4903e-05 | 8.8525e-05 | 7.4933e-05 | 3.4417e-06 | 2.0444e-05 | 1.7305e-05 | 3.4417e-06 | 2.0444e-05 | 1.7305e-05 | -2.96e-06 | -1.8933e-05 | -6.0316e-06 | 2.96e-06 | 1.8933e-05 | 6.0317e-06 | 1.3889e-06 | -4.1639e-06 | -1.5195e-05 | -1.3889e-06 | 4.1641e-06 | 1.5195e-05 | -154.8624 | 47.2915 | -128.4073 | 25.1376 | -132.7085 | 51.5927 | 0.95 | 0.94821 | 0.94472 | 0.95 | 0.94822 | 0.94473 | 0.00088678 | -120.3047 | 119.9423 | 0.00098899 | -120.3043 | 119.9421
Line12_13_15 | 0 | 0 | 0 | 0 | 0 | 0 | 0 | 0 | 0 | 0 | 0 | 0 | 2.5994e-14 | -1.843e-11 | -5.4767e-11 | -2.5994e-14 | 1.843e-11 | 5.4767e-11 | -1.7136e-13 | 5.2626e-11 | 9.972e-12 | 1.7136e-13 | -5.2626e-11 | -9.972e-12 | 0 | 0 | 0 | 0 | 0 | 0 | 0.95 | 0.94822 | 0.94473 | 0.95 | 0.94822 | 0.94473 | 0.00098899 | -120.3043 | 119.9421 | 0.00098899 | -120.3043 | 119.9421
Line13_13_14 | 1.4903e-05 | 8.8525e-05 | 7.4933e-05 | 1.4903e-05 | 8.8525e-05 | 7.4933e-05 | 3.4417e-06 | 2.0444e-05 | 1.7305e-05 | 3.4417e-06 | 2.0444e-05 | 1.7305e-05 | -2.96e-06 | -1.8933e-05 | -6.0316e-06 | 2.96e-06 | 1.8933e-05 | 6.0317e-06 | 1.3889e-06 | -4.1642e-06 | -1.5195e-05 | -1.3889e-06 | 4.1643e-06 | 1.5195e-05 | -154.8624 | 47.2913 | -128.4076 | 25.1376 | -132.7087 | 51.5924 | 0.95 | 0.94822 | 0.94473 | 0.95 | 0.94823 | 0.94474 | 0.00098899 | -120.3043 | 119.9421 | 0.0010912 | -120.3039 | 119.9419
Line14_15_16 | 0 | 0 | 0 | 0 | 0 | 0 | 0 | 0 | 0 | 0 | 0 | 0 | 1.7329e-14 | -1.2286e-11 | -3.6511e-11 | -1.7329e-14 | 1.2286e-11 | 3.6511e-11 | -1.1424e-13 | 3.5084e-11 | 6.648e-12 | 1.1424e-13 | -3.5084e-11 | -6.648e-12 | 0 | 0 | 0 | 0 | 0 | 0 | 0.95 | 0.94822 | 0.94473 | 0.95 | 0.94822 | 0.94473 | 0.00098899 | -120.3043 | 119.9421 | 0.00098899 | -120.3043 | 119.9421
Line15_16_17 | 0 | 0 | 0 | 0 | 0 | 0 | 0 | 0 | 0 | 0 | 0 | 0 | 8.6644e-15 | -6.1432e-12 | -1.8256e-11 | -8.6644e-15 | 6.1432e-12 | 1.8256e-11 | -5.7119e-14 | 1.7542e-11 | 3.324e-12 | 5.7119e-14 | -1.7542e-11 | -3.324e-12 | 0 | 0 | 0 | 0 | 0 | 0 | 0.95 | 0.94822 | 0.94473 | 0.95 | 0.94822 | 0.94473 | 0.00098899 | -120.3043 | 119.9421 | 0.00098899 | -120.3043 | 119.9421
Line16_4_18 | 0 | 0 | 0 | 0 | 0 | 0 | 0 | 0 | 0 | 0 | 0 | 0 | 2.7456e-15 | -6.2345e-12 | -1.8342e-11 | -2.7462e-15 | 6.2345e-12 | 1.8342e-11 | -3.9464e-14 | 1.7603e-11 | 3.2886e-12 | 3.9465e-14 | -1.7603e-11 | -3.2886e-12 | 0 | 0 | 0 | 0 | 0 | 0 | 0.95 | 0.94819 | 0.9447 | 0.95 | 0.94819 | 0.9447 | 0.0006833 | -120.3054 | 119.9427 | 0.0006833 | -120.3054 | 119.9427
Line17_5_19 | 0 | 0 | 0 | 0 | 0 | 0 | 0 | 0 | 0 | 0 | 0 | 0 | 6.7389e-16 | -6.2654e-12 | -1.837e-11 | -6.7375e-16 | 6.2654e-12 | 1.837e-11 | -3.3506e-14 | 1.7624e-11 | 3.2766e-12 | 3.3506e-14 | -1.7624e-11 | -3.2766e-12 | 0 | 0 | 0 | 0 | 0 | 0 | 0.95 | 0.94818 | 0.9447 | 0.95 | 0.94818 | 0.9447 | 0.00058015 | -120.3057 | 119.943 | 0.00058015 | -120.3057 | 119.943
Line1_1_3 | 1.4903e-05 | 8.8525e-05 | 7.4933e-05 | 1.4903e-05 | 8.8525e-05 | 7.4933e-05 | 3.4417e-06 | 2.0444e-05 | 1.7305e-05 | 3.4417e-06 | 2.0444e-05 | 1.7305e-05 | -2.96e-06 | -1.8932e-05 | -6.0313e-06 | 2.96e-06 | 1.8932e-05 | 6.0314e-06 | 1.3889e-06 | -4.1634e-06 | -1.5195e-05 | -1.3889e-06 | 4.1636e-06 | 1.5195e-05 | -154.8624 | 47.2917 | -128.4071 | 25.1376 | -132.7083 | 51.5929 | 0.95 | 0.94818 | 0.9447 | 0.95 | 0.94819 | 0.9447 | 0.00058015 | -120.3057 | 119.943 | 0.00068236 | -120.3054 | 119.9427
Line2_1_4 | 1.5084e-05 | 8.9085e-05 | 7.5356e-05 | 1.5084e-05 | 8.9085e-05 | 7.5356e-05 | 3.4834e-06 | 2.0573e-05 | 1.7403e-05 | 3.4834e-06 | 2.0573e-05 | 1.7403e-05 | -3.0075e-06 | -1.9033e-05 | -6.0146e-06 | 3.0075e-06 | 1.9033e-05 | 6.0147e-06 | 1.3805e-06 | -4.2759e-06 | -1.5301e-05 | -1.3805e-06 | 4.2761e-06 | 1.5301e-05 | -155.3431 | 47.0324 | -128.5976 | 24.6569 | -132.9676 | 51.4024 | 0.95 | 0.94818 | 0.9447 | 0.95 | 0.94819 | 0.9447 | 0.00058015 | -120.3057 | 119.943 | 0.0006833 | -120.3054 | 119.9427
Line3_1_5 | 0 | 0 | 0 | 0 | 0 | 0 | 0 | 0 | 0 | 0 | 0 | 0 | 1.3482e-15 | -1.2531e-11 | -3.6741e-11 | -1.348e-15 | 1.2531e-11 | 3.6741e-11 | -6.7012e-14 | 3.5247e-11 | 6.5531e-12 | 6.7012e-14 | -3.5247e-11 | -6.5531e-12 | 0 | 0 | 0 | 0 | 0 | 0 | 0.95 | 0.94818 | 0.9447 | 0.95 | 0.94818 | 0.9447 | 0.00058015 | -120.3057 | 119.943 | 0.00058015 | -120.3057 | 119.943
Line4_2_6 | 6.4788e-05 | 0.051518 | 0.051558 | 6.4788e-05 | 0.051518 | 0.051558 | 1.4962e-05 | 0.011897 | 0.011907 | 1.4962e-05 | 0.011897 | 0.011907 | -1.4136e-05 | 0.010857 | 0.0028451 | 1.4136e-05 | -0.010806 | -0.0027941 | -1.4925e-06 | 0.0028239 | 0.010816 | 1.4926e-06 | -0.0027708 | -0.010763 | 173.9737 | -135.081 | 44.8631 | -6.0263 | 44.919 | -135.1369 | 0.95001 | 0.94291 | 0.93928 | 0.95001 | 0.93765 | 0.93388 | 0.00088256 | -120.5015 | 120.1255 | 0.001185 | -120.6995 | 120.3101
Line5_6_7 | 6.4788e-05 | 0.051518 | 0.051558 | 6.4788e-05 | 0.051518 | 0.051558 | 1.4962e-05 | 0.011897 | 0.011907 | 1.4962e-05 | 0.011897 | 0.011907 | -1.4136e-05 | 0.010806 | 0.0027941 | 1.4136e-05 | -0.010755 | -0.0027431 | -1.4926e-06 | 0.0027708 | 0.010763 | 1.4926e-06 | -0.0027177 | -0.01071 | 173.9737 | -135.081 | 44.8631 | -6.0263 | 44.919 | -135.1369 | 0.95001 | 0.93765 | 0.93388 | 0.95002 | 0.9324 | 0.92848 | 0.001185 | -120.6995 | 120.3101 | 0.0014874 | -120.8997 | 120.4969
Line6_7_8 | 0 | 0.051853 | 0.051853 | 0 | 0.051853 | 0.051853 | 0 | 0.011975 | 0.011975 | 0 | 0.011975 | 0.011975 | 1.8843e-13 | 0.010815 | 0.0027314 | -1.8843e-13 | -0.010764 | -0.0026798 | -2.5771e-13 | 0.0027734 | 0.010778 | 2.5772e-13 | -0.0027196 | -0.010724 | 0 | -135.282 | 44.718 | 0 | 44.718 | -135.282 | 0.95002 | 0.9324 | 0.92848 | 0.95002 | 0.92711 | 0.92308 | 0.0014874 | -120.8997 | 120.4969 | 0.0014874 | -121.1023 | 120.6878
Line7_8_9 | 0 | 0 | 0 | 0 | 0 | 0 | 0 | 0 | 0 | 0 | 0 | 0 | 6.2812e-14 | -7.7211e-11 | -9.0889e-11 | -6.2807e-14 | 7.7211e-11 | 9.0889e-11 | -8.5902e-14 | 6.2127e-11 | -3.8599e-11 | 8.5902e-14 | -6.2127e-11 | 3.8599e-11 | 0 | 0 | 0 | 0 | 0 | 0 | 0.95002 | 0.92711 | 0.92308 | 0.95002 | 0.92711 | 0.92308 | 0.0014874 | -121.1023 | 120.6878 | 0.0014874 | -121.1023 | 120.6878
Line8_8_10 | 0 | 0 | 0 | 0 | 0 | 0 | 0 | 0 | 0 | 0 | 0 | 0 | 6.2812e-14 | -7.7211e-11 | -9.0889e-11 | -6.2807e-14 | 7.7211e-11 | 9.0889e-11 | -8.5904e-14 | 6.2127e-11 | -3.8599e-11 | 8.5902e-14 | -6.2127e-11 | 3.8599e-11 | 0 | 0 | 0 | 0 | 0 | 0 | 0.95002 | 0.92711 | 0.92308 | 0.95002 | 0.92711 | 0.92308 | 0.0014874 | -121.1023 | 120.6878 | 0.0014874 | -121.1023 | 120.6878
Line9_3_11 | 1.4903e-05 | 8.8525e-05 | 7.4933e-05 | 1.4903e-05 | 8.8525e-05 | 7.4933e-05 | 3.4417e-06 | 2.0444e-05 | 1.7305e-05 | 3.4417e-06 | 2.0444e-05 | 1.7305e-05 | -2.96e-06 | -1.8932e-05 | -6.0314e-06 | 2.96e-06 | 1.8932e-05 | 6.0315e-06 | 1.3889e-06 | -4.1636e-06 | -1.5195e-05 | -1.3889e-06 | 4.1637e-06 | 1.5195e-05 | -154.8624 | 47.2916 | -128.4072 | 25.1376 | -132.7084 | 51.5928 | 0.95 | 0.94819 | 0.9447 | 0.95 | 0.9482 | 0.94471 | 0.00068236 | -120.3054 | 119.9427 | 0.00078457 | -120.305 | 119.9425

## LL_min_fault_10
name | pf_ikss_a_from_ka | pf_ikss_b_from_ka | pf_ikss_c_from_ka | pf_ikss_a_to_ka | pf_ikss_b_to_ka | pf_ikss_c_to_ka | pf_skss_a_from_mw | pf_skss_b_from_mw | pf_skss_c_from_mw | pf_skss_a_to_mw | pf_skss_b_to_mw | pf_skss_c_to_mw | pf_p_a_from_mw | pf_p_b_from_mw | pf_p_c_from_mw | pf_p_a_to_mw | pf_p_b_to_mw | pf_p_c_to_mw | pf_q_a_from_mvar | pf_q_b_from_mvar | pf_q_c_from_mvar | pf_q_a_to_mvar | pf_q_b_to_mvar | pf_q_c_to_mvar | pf_ikss_a_from_degree | pf_ikss_b_from_degree | pf_ikss_c_from_degree | pf_ikss_a_to_degree | pf_ikss_b_to_degree | pf_ikss_c_to_degree | pf_vm_a_from_pu | pf_vm_b_from_pu | pf_vm_c_from_pu | pf_vm_a_to_pu | pf_vm_b_to_pu | pf_vm_c_to_pu | pf_va_a_from_degree | pf_va_b_from_degree | pf_va_c_from_degree | pf_va_a_to_degree | pf_va_b_to_degree | pf_va_c_to_degree
Line0_1_2 | 6.1378e-05 | 0.048806 | 0.048845 | 6.1378e-05 | 0.048806 | 0.048845 | 1.4175e-05 | 0.011271 | 0.01128 | 1.4175e-05 | 0.011271 | 0.01128 | -1.2687e-05 | 0.00979 | 0.0025993 | 1.2687e-05 | -0.0097443 | -0.0025535 | -1.3394e-06 | 0.0025821 | 0.0097552 | 1.3395e-06 | -0.0025345 | -0.0097075 | 173.9737 | -135.081 | 44.8631 | -6.0263 | 44.919 | -135.1369 | 0.9 | 0.89828 | 0.89498 | 0.90001 | 0.89328 | 0.88985 | 0.00058015 | -120.3057 | 119.943 | 0.00088256 | -120.5015 | 120.1255
Line10_11_12 | 1.4119e-05 | 8.3865e-05 | 7.0989e-05 | 1.4119e-05 | 8.3865e-05 | 7.0989e-05 | 3.2605e-06 | 1.9368e-05 | 1.6394e-05 | 3.2605e-06 | 1.9368e-05 | 1.6394e-05 | -2.6566e-06 | -1.6992e-05 | -5.4133e-06 | 2.6566e-06 | 1.6992e-05 | 5.4134e-06 | 1.2465e-06 | -3.737e-06 | -1.3638e-05 | -1.2465e-06 | 3.7371e-06 | 1.3638e-05 | -154.8624 | 47.2916 | -128.4073 | 25.1376 | -132.7084 | 51.5927 | 0.9 | 0.8983 | 0.89499 | 0.9 | 0.89831 | 0.895 | 0.00078457 | -120.305 | 119.9425 | 0.00088678 | -120.3047 | 119.9423
Line11_12_13 | 1.4119e-05 | 8.3865e-05 | 7.0989e-05 | 1.4119e-05 | 8.3865e-05 | 7.0989e-05 | 3.2605e-06 | 1.9368e-05 | 1.6394e-05 | 3.2605e-06 | 1.9368e-05 | 1.6394e-05 | -2.6566e-06 | -1.6992e-05 | -5.4134e-06 | 2.6566e-06 | 1.6992e-05 | 5.4135e-06 | 1.2465e-06 | -3.7372e-06 | -1.3638e-05 | -1.2465e-06 | 3.7373e-06 | 1.3638e-05 | -154.8624 | 47.2915 | -128.4073 | 25.1376 | -132.7085 | 51.5927 | 0.9 | 0.89831 | 0.895 | 0.9 | 0.89831 | 0.89501 | 0.00088678 | -120.3047 | 119.9423 | 0.00098899 | -120.3043 | 119.9421
Line12_13_15 | 0 | 0 | 0 | 0 | 0 | 0 | 0 | 0 | 0 | 0 | 0 | 0 | 2.3329e-14 | -1.6541e-11 | -4.9154e-11 | -2.3329e-14 | 1.6541e-11 | 4.9154e-11 | -1.538e-13 | 4.7232e-11 | 8.9499e-12 | 1.538e-13 | -4.7232e-11 | -8.9499e-12 | 0 | 0 | 0 | 0 | 0 | 0 | 0.9 | 0.89831 | 0.89501 | 0.9 | 0.89831 | 0.89501 | 0.00098899 | -120.3043 | 119.9421 | 0.00098899 | -120.3043 | 119.9421
Line13_13_14 | 1.4119e-05 | 8.3865e-05 | 7.0989e-05 | 1.4119e-05 | 8.3865e-05 | 7.0989e-05 | 3.2605e-06 | 1.9368e-05 | 1.6394e-05 | 3.2605e-06 | 1.9368e-05 | 1.6394e-05 | -2.6566e-06 | -1.6992e-05 | -5.4134e-06 | 2.6566e-06 | 1.6992e-05 | 5.4135e-06 | 1.2465e-06 | -3.7374e-06 | -1.3638e-05 | -1.2465e-06 | 3.7375e-06 | 1.3638e-05 | -154.8624 | 47.2913 | -128.4076 | 25.1376 | -132.7087 | 51.5924 | 0.9 | 0.89831 | 0.89501 | 0.9 | 0.89832 | 0.89501 | 0.00098899 | -120.3043 | 119.9421 | 0.0010912 | -120.3039 | 119.9419
Line14_15_16 | 0 | 0 | 0 | 0 | 0 | 0 | 0 | 0 | 0 | 0 | 0 | 0 | 1.5553e-14 | -1.1027e-11 | -3.2769e-11 | -1.5553e-14 | 1.1027e-11 | 3.2769e-11 | -1.0253e-13 | 3.1488e-11 | 5.9666e-12 | 1.0253e-13 | -3.1488e-11 | -5.9666e-12 | 0 | 0 | 0 | 0 | 0 | 0 | 0.9 | 0.89831 | 0.89501 | 0.9 | 0.89831 | 0.89501 | 0.00098899 | -120.3043 | 119.9421 | 0.00098899 | -120.3043 | 119.9421
Line15_16_17 | 0 | 0 | 0 | 0 | 0 | 0 | 0 | 0 | 0 | 0 | 0 | 0 | 7.7763e-15 | -5.5135e-12 | -1.6385e-11 | -7.7763e-15 | 5.5135e-12 | 1.6385e-11 | -5.1266e-14 | 1.5744e-11 | 2.9833e-12 | 5.1266e-14 | -1.5744e-11 | -2.9833e-12 | 0 | 0 | 0 | 0 | 0 | 0 | 0.9 | 0.89831 | 0.89501 | 0.9 | 0.89831 | 0.89501 | 0.00098899 | -120.3043 | 119.9421 | 0.00098899 | -120.3043 | 119.9421
Line16_4_18 | 0 | 0 | 0 | 0 | 0 | 0 | 0 | 0 | 0 | 0 | 0 | 0 | 2.4656e-15 | -5.5955e-12 | -1.6462e-11 | -2.4658e-15 | 5.5955e-12 | 1.6462e-11 | -3.5421e-14 | 1.5799e-11 | 2.9515e-12 | 3.542e-14 | -1.5799e-11 | -2.9515e-12 | 0 | 0 | 0 | 0 | 0 | 0 | 0.9 | 0.89829 | 0.89498 | 0.9 | 0.89829 | 0.89498 | 0.0006833 | -120.3054 | 119.9427 | 0.0006833 | -120.3054 | 119.9427
Line17_5_19 | 0 | 0 | 0 | 0 | 0 | 0 | 0 | 0 | 0 | 0 | 0 | 0 | 6.0542e-16 | -5.6232e-12 | -1.6488e-11 | -6.0529e-16 | 5.6232e-12 | 1.6488e-11 | -3.0073e-14 | 1.5817e-11 | 2.9407e-12 | 3.0072e-14 | -1.5817e-11 | -2.9407e-12 | 0 | 0 | 0 | 0 | 0 | 0 | 0.9 | 0.89828 | 0.89498 | 0.9 | 0.89828 | 0.89498 | 0.00058015 | -120.3057 | 119.943 | 0.00058015 | -120.3057 | 119.943
Line1_1_3 | 1.4119e-05 | 8.3865e-05 | 7.0989e-05 | 1.4119e-05 | 8.3865e-05 | 7.0989e-05 | 3.2605e-06 | 1.9368e-05 | 1.6394e-05 | 3.2605e-06 | 1.9368e-05 | 1.6394e-05 | -2.6566e-06 | -1.6992e-05 | -5.4132e-06 | 2.6566e-06 | 1.6992e-05 | 5.4133e-06 | 1.2465e-06 | -3.7367e-06 | -1.3637e-05 | -1.2465e-06 | 3.7368e-06 | 1.3637e-05 | -154.8624 | 47.2917 | -128.4071 | 25.1376 | -132.7083 | 51.5929 | 0.9 | 0.89828 | 0.89498 | 0.9 | 0.89829 | 0.89498 | 0.00058015 | -120.3057 | 119.943 | 0.00068236 | -120.3054 | 119.9427
Line2_1_4 | 1.429e-05 | 8.4397e-05 | 7.139e-05 | 1.429e-05 | 8.4397e-05 | 7.139e-05 | 3.3001e-06 | 1.9491e-05 | 1.6487e-05 | 3.3001e-06 | 1.9491e-05 | 1.6487e-05 | -2.6993e-06 | -1.7082e-05 | -5.3981e-06 | 2.6993e-06 | 1.7082e-05 | 5.3982e-06 | 1.239e-06 | -3.8377e-06 | -1.3732e-05 | -1.239e-06 | 3.8378e-06 | 1.3733e-05 | -155.3431 | 47.0324 | -128.5976 | 24.6569 | -132.9676 | 51.4024 | 0.9 | 0.89828 | 0.89498 | 0.9 | 0.89829 | 0.89498 | 0.00058015 | -120.3057 | 119.943 | 0.0006833 | -120.3054 | 119.9427
Line3_1_5 | 0 | 0 | 0 | 0 | 0 | 0 | 0 | 0 | 0 | 0 | 0 | 0 | 1.2107e-15 | -1.1246e-11 | -3.2975e-11 | -1.2105e-15 | 1.1246e-11 | 3.2975e-11 | -6.0144e-14 | 3.1634e-11 | 5.8815e-12 | 6.0144e-14 | -3.1634e-11 | -5.8815e-12 | 0 | 0 | 0 | 0 | 0 | 0 | 0.9 | 0.89828 | 0.89498 | 0.9 | 0.89828 | 0.89498 | 0.00058015 | -120.3057 | 119.943 | 0.00058015 | -120.3057 | 119.943
Line4_2_6 | 6.1378e-05 | 0.048806 | 0.048845 | 6.1378e-05 | 0.048806 | 0.048845 | 1.4175e-05 | 0.011271 | 0.01128 | 1.4175e-05 | 0.011271 | 0.01128 | -1.2687e-05 | 0.0097443 | 0.0025535 | 1.2687e-05 | -0.0096985 | -0.0025077 | -1.3395e-06 | 0.0025345 | 0.0097075 | 1.3396e-06 | -0.0024868 | -0.0096597 | 173.9737 | -135.081 | 44.8631 | -6.0263 | 44.919 | -135.1369 | 0.90001 | 0.89328 | 0.88985 | 0.90001 | 0.8883 | 0.88473 | 0.00088256 | -120.5015 | 120.1255 | 0.001185 | -120.6995 | 120.3101
Line5_6_7 | 6.1378e-05 | 0.048806 | 0.048845 | 6.1378e-05 | 0.048806 | 0.048845 | 1.4175e-05 | 0.011271 | 0.01128 | 1.4175e-05 | 0.011271 | 0.01128 | -1.2687e-05 | 0.0096985 | 0.0025077 | 1.2687e-05 | -0.0096528 | -0.0024619 | -1.3396e-06 | 0.0024868 | 0.0096597 | 1.3397e-06 | -0.0024392 | -0.009612 | 173.9737 | -135.081 | 44.8631 | -6.0263 | 44.919 | -135.1369 | 0.90001 | 0.8883 | 0.88473 | 0.90002 | 0.88332 | 0.87962 | 0.001185 | -120.6995 | 120.3101 | 0.0014874 | -120.8997 | 120.4969
Line6_7_8 | 0 | 0.049124 | 0.049124 | 0 | 0.049124 | 0.049124 | 0 | 0.011345 | 0.011345 | 0 | 0.011345 | 0.011345 | 1.6912e-13 | 0.0097069 | 0.0024515 | -1.6912e-13 | -0.0096606 | -0.0024051 | -2.313e-13 | 0.0024891 | 0.0096732 | 2.313e-13 | -0.0024409 | -0.0096249 | 0 | -135.282 | 44.718 | 0 | 44.718 | -135.282 | 0.90002 | 0.88332 | 0.87962 | 0.90002 | 0.87832 | 0.87449 | 0.0014874 | -120.8997 | 120.4969 | 0.0014874 | -121.1023 | 120.6878
Line7_8_9 | 0 | 0 | 0 | 0 | 0 | 0 | 0 | 0 | 0 | 0 | 0 | 0 | 5.637e-14 | -6.9297e-11 | -8.1574e-11 | -5.6366e-14 | 6.9297e-11 | 8.1574e-11 | -7.7099e-14 | 5.5759e-11 | -3.4643e-11 | 7.7099e-14 | -5.5759e-11 | 3.4643e-11 | 0 | 0 | 0 | 0 | 0 | 0 | 0.90002 | 0.87832 | 0.87449 | 0.90002 | 0.87832 | 0.87449 | 0.0014874 | -121.1023 | 120.6878 | 0.0014874 | -121.1023 | 120.6878
Line8_8_10 | 0 | 0 | 0 | 0 | 0 | 0 | 0 | 0 | 0 | 0 | 0 | 0 | 5.6375e-14 | -6.9297e-11 | -8.1574e-11 | -5.6373e-14 | 6.9297e-11 | 8.1574e-11 | -7.7099e-14 | 5.5759e-11 | -3.4643e-11 | 7.7103e-14 | -5.5759e-11 | 3.4643e-11 | 0 | 0 | 0 | 0 | 0 | 0 | 0.90002 | 0.87832 | 0.87449 | 0.90002 | 0.87832 | 0.87449 | 0.0014874 | -121.1023 | 120.6878 | 0.0014874 | -121.1023 | 120.6878
Line9_3_11 | 1.4119e-05 | 8.3865e-05 | 7.0989e-05 | 1.4119e-05 | 8.3865e-05 | 7.0989e-05 | 3.2605e-06 | 1.9368e-05 | 1.6394e-05 | 3.2605e-06 | 1.9368e-05 | 1.6394e-05 | -2.6566e-06 | -1.6992e-05 | -5.4132e-06 | 2.6566e-06 | 1.6992e-05 | 5.4133e-06 | 1.2465e-06 | -3.7368e-06 | -1.3637e-05 | -1.2465e-06 | 3.737e-06 | 1.3638e-05 | -154.8624 | 47.2916 | -128.4072 | 25.1376 | -132.7084 | 51.5928 | 0.9 | 0.89829 | 0.89498 | 0.9 | 0.8983 | 0.89499 | 0.00068236 | -120.3054 | 119.9427 | 0.00078457 | -120.305 | 119.9425

## LG_max_6
name | pf_ikss_a_from_ka | pf_ikss_b_from_ka | pf_ikss_c_from_ka | pf_ikss_a_to_ka | pf_ikss_b_to_ka | pf_ikss_c_to_ka | pf_skss_a_from_mw | pf_skss_b_from_mw | pf_skss_c_from_mw | pf_skss_a_to_mw | pf_skss_b_to_mw | pf_skss_c_to_mw | pf_p_a_from_mw | pf_p_b_from_mw | pf_p_c_from_mw | pf_p_a_to_mw | pf_p_b_to_mw | pf_p_c_to_mw | pf_q_a_from_mvar | pf_q_b_from_mvar | pf_q_c_from_mvar | pf_q_a_to_mvar | pf_q_b_to_mvar | pf_q_c_to_mvar | pf_ikss_a_from_degree | pf_ikss_b_from_degree | pf_ikss_c_from_degree | pf_ikss_a_to_degree | pf_ikss_b_to_degree | pf_ikss_c_to_degree | 3xI0 | pf_vm_a_from_pu | pf_vm_b_from_pu | pf_vm_c_from_pu | pf_vm_a_to_pu | pf_vm_b_to_pu | pf_vm_c_to_pu | pf_va_a_from_degree | pf_va_b_from_degree | pf_va_c_from_degree | pf_va_a_to_degree | pf_va_b_to_degree | pf_va_c_to_degree
Line0_1_2 | 2.0149 | 0.23826 | 0.15375 | 2.0149 | 0.23826 | 0.15375 | 0.46531 | 0.055024 | 0.035507 | 0.46531 | 0.055024 | 0.035507 | 0.16007 | -0.063514 | 0.035181 | -0.12504 | 0.063761 | -0.034004 | 0.30548 | 0.019197 | -0.019397 | -0.23596 | -0.016567 | 0.020166 | -70.0854 | 72.3152 | 156.9994 | 109.9146 | -107.6848 | -23.0006 |  | 0.74118 | 1.2059 | 1.1314 | 0.5739 | 1.1973 | 1.1134 | -7.7401 | -124.5024 | 128.129 | -8.0049 | -122.2502 | 126.3294
Line10_11_12 | 0.41472 | 0.13822 | 0.20872 | 0.41472 | 0.13822 | 0.20872 | 0.095775 | 0.031919 | 0.048201 | 0.095775 | 0.03192 | 0.048201 | -0.034575 | -0.034115 | 0.052512 | 0.035889 | 0.034325 | -0.05254 | -0.068219 | 0.01858 | -0.016049 | 0.070632 | -0.018565 | 0.016615 | 109.0058 | 84.4098 | 144.0052 | -70.9942 | -95.5902 | -35.9948 |  | 0.79854 | 1.217 | 1.1392 | 0.82722 | 1.2226 | 1.1432 | -7.8711 | -124.1641 | 127.0103 | -7.9298 | -123.9973 | 126.4567
Line11_12_13 | 0.41472 | 0.13822 | 0.20872 | 0.41472 | 0.13822 | 0.20872 | 0.095775 | 0.03192 | 0.048201 | 0.095775 | 0.03192 | 0.048201 | -0.035889 | -0.034325 | 0.05254 | 0.037203 | 0.034535 | -0.052568 | -0.070632 | 0.018565 | -0.016615 | 0.073046 | -0.01855 | 0.01718 | 109.0058 | 84.4098 | 144.0052 | -70.9942 | -95.5902 | -35.9948 |  | 0.82722 | 1.2226 | 1.1432 | 0.8559 | 1.2282 | 1.1474 | -7.9298 | -123.9973 | 126.4567 | -7.9845 | -123.832 | 125.9071
Line12_13_15 | 0 | 0 | 0 | 0 | 0 | 0 | 0 | 0 | 0 | 0 | 0 | 0 | 1.8233e-08 | 3.3933e-08 | -5.016e-08 | -1.1578e-08 | -2.3435e-08 | 3.3007e-08 | 3.5433e-08 | -4.6142e-08 | -1.3732e-08 | -2.408e-08 | 3.0445e-08 | 9.6092e-09 | 0 | 0 | 0 | 0 | 0 | 0 |  | 0.8559 | 1.2282 | 1.1474 | 0.8559 | 1.2282 | 1.1474 | -7.9845 | -123.832 | 125.9071 | -7.9845 | -123.832 | 125.9071
Line13_13_14 | 0.41472 | 0.13822 | 0.20872 | 0.41472 | 0.13822 | 0.20872 | 0.095776 | 0.03192 | 0.048201 | 0.095776 | 0.03192 | 0.048201 | -0.037203 | -0.034536 | 0.052568 | 0.038518 | 0.034746 | -0.052596 | -0.073046 | 0.01855 | -0.01718 | 0.075459 | -0.018535 | 0.017745 | 109.0058 | 84.4098 | 144.0051 | -70.9942 | -95.5902 | -35.9949 |  | 0.8559 | 1.2282 | 1.1474 | 0.88458 | 1.2338 | 1.1516 | -7.9845 | -123.832 | 125.9071 | -8.0357 | -123.6682 | 125.3615
Line14_15_16 | 0 | 0 | 0 | 0 | 0 | 0 | 0 | 0 | 0 | 0 | 0 | 0 | 1.2155e-08 | 2.2622e-08 | -3.344e-08 | -5.5005e-09 | -1.2124e-08 | 1.6287e-08 | 2.3622e-08 | -3.0761e-08 | -9.1546e-09 | -1.2269e-08 | 1.5065e-08 | 5.0319e-09 | 0 | 0 | 0 | 0 | 0 | 0 |  | 0.8559 | 1.2282 | 1.1474 | 0.8559 | 1.2282 | 1.1474 | -7.9845 | -123.832 | 125.9071 | -7.9845 | -123.832 | 125.9071
Line15_16_17 | 0 | 0 | 0 | 0 | 0 | 0 | 0 | 0 | 0 | 0 | 0 | 0 | 6.0777e-09 | 1.1311e-08 | -1.672e-08 | 5.772e-10 | -8.1285e-10 | -4.3309e-10 | 1.1811e-08 | -1.5381e-08 | -4.5773e-09 | -4.5773e-10 | -3.16e-10 | 4.5462e-10 | 0 | 0 | 0 | 0 | 0 | 0 |  | 0.8559 | 1.2282 | 1.1474 | 0.8559 | 1.2282 | 1.1474 | -7.9845 | -123.832 | 125.9071 | -7.9845 | -123.832 | 125.9071
Line16_4_18 | 0 | 0 | 0 | 0 | 0 | 0 | 0 | 0 | 0 | 0 | 0 | 0 | 5.5643e-09 | 1.3703e-08 | -1.8876e-08 | 7.4849e-10 | -7.4357e-10 | -3.9638e-10 | 1.2791e-08 | -1.7061e-08 | -6.9791e-09 | -4.1414e-10 | -3.4771e-10 | 5.6852e-10 | 0 | 0 | 0 | 0 | 0 | 0 |  | 0.77726 | 1.2141 | 1.1362 | 0.77726 | 1.2141 | 1.1362 | -7.955 | -124.266 | 127.4674 | -7.955 | -124.266 | 127.4674
Line17_5_19 | 0 | 0 | 0 | 0 | 0 | 0 | 0 | 0 | 0 | 0 | 0 | 0 | 5.1659e-09 | 1.4782e-08 | -1.9676e-08 | 8.1327e-10 | -7.0356e-10 | -3.8166e-10 | 1.3091e-08 | -1.763e-08 | -8.1828e-09 | -3.8431e-10 | -3.6445e-10 | 6.1596e-10 | 0 | 0 | 0 | 0 | 0 | 0 |  | 0.74118 | 1.2059 | 1.1314 | 0.74118 | 1.2059 | 1.1314 | -7.7401 | -124.5024 | 128.129 | -7.7401 | -124.5024 | 128.129
Line1_1_3 | 0.41472 | 0.13822 | 0.20872 | 0.41472 | 0.13822 | 0.20872 | 0.095775 | 0.031919 | 0.048201 | 0.095775 | 0.031919 | 0.048201 | -0.031946 | -0.033694 | 0.052456 | 0.033261 | 0.033904 | -0.052484 | -0.063392 | 0.018609 | -0.014919 | 0.065805 | -0.018594 | 0.015484 | 109.0058 | 84.4098 | 144.0052 | -70.9942 | -95.5902 | -35.9948 |  | 0.74118 | 1.2059 | 1.1314 | 0.76986 | 1.2114 | 1.1353 | -7.7401 | -124.5024 | 128.129 | -7.808 | -124.3325 | 127.5677
Line2_1_4 | 0.52012 | 0.18333 | 0.2446 | 0.52012 | 0.18333 | 0.2446 | 0.12012 | 0.042338 | 0.056487 | 0.12012 | 0.042338 | 0.056487 | -0.035235 | -0.047724 | 0.062199 | 0.037272 | 0.048125 | -0.062287 | -0.081758 | 0.018137 | -0.0147 | 0.085599 | -0.018063 | 0.015483 | 105.5743 | 76.3068 | 141.4264 | -74.4257 | -103.6932 | -38.5736 |  | 0.74118 | 1.2059 | 1.1314 | 0.77726 | 1.2141 | 1.1362 | -7.7401 | -124.5024 | 128.129 | -7.955 | -124.266 | 127.4674
Line3_1_5 | 0 | 0 | 0 | 0 | 0 | 0 | 0 | 0 | 0 | 0 | 0 | 0 | 1.0332e-08 | 2.9564e-08 | -3.9352e-08 | -4.3526e-09 | -1.5485e-08 | 1.9294e-08 | 2.6182e-08 | -3.5261e-08 | -1.6366e-08 | -1.3475e-08 | 1.7266e-08 | 8.7988e-09 | 0 | 0 | 0 | 0 | 0 | 0 |  | 0.74118 | 1.2059 | 1.1314 | 0.74118 | 1.2059 | 1.1314 | -7.7401 | -124.5024 | 128.129 | -7.7401 | -124.5024 | 128.129
Line4_2_6 | 2.0149 | 0.23826 | 0.15375 | 2.0149 | 0.23826 | 0.15375 | 0.46531 | 0.055024 | 0.035507 | 0.46531 | 0.055024 | 0.035507 | 0.12504 | -0.063761 | 0.034004 | -0.090001 | 0.064007 | -0.032826 | 0.23596 | 0.016567 | -0.020166 | -0.16644 | -0.013937 | 0.020934 | -70.0854 | 72.3152 | 156.9994 | 109.9146 | -107.6848 | -23.0007 |  | 0.5739 | 1.1973 | 1.1134 | 0.40664 | 1.1905 | 1.0965 | -8.0049 | -122.2502 | 126.3294 | -8.4877 | -119.9689 | 124.4724
Line5_6_7 | 2.0149 | 0.23826 | 0.15375 | 2.0149 | 0.23826 | 0.15375 | 0.46531 | 0.055024 | 0.035507 | 0.46531 | 0.055024 | 0.035507 | 0.090001 | -0.064007 | 0.032826 | -0.054965 | 0.064254 | -0.031649 | 0.16644 | 0.013937 | -0.020934 | -0.096915 | -0.011307 | 0.021703 | -70.0854 | 72.3152 | 156.9993 | 109.9146 | -107.6847 | -23.0007 |  | 0.40664 | 1.1905 | 1.0965 | 0.23945 | 1.1857 | 1.0808 | -8.4877 | -119.9689 | 124.4724 | -9.6449 | -117.6654 | 122.5593
Line6_7_8 | 2.9676 | 0 | 0 | 2.9676 | 0 | 0 | 0.68533 | 0 | 0 | 0.68533 | 0 | 0 | 0.073388 | 8.3461e-08 | -8.5157e-08 | -6.2358e-15 | -5.8577e-08 | 5.6973e-08 | 0.14678 | -6.1938e-08 | -3.7397e-08 | 6.6475e-14 | 3.9424e-08 | 2.3276e-08 | -73.0798 | 0 | 0 | 106.9202 | 0 | 0 |  | 0.23945 | 1.1857 | 1.0808 | 0 | 1.1718 | 1.0492 | -9.6449 | -117.6654 | 122.5593 | 0 | -115.4381 | 120.6217
Line7_8_9 | 0 | 0 | 0 | 0 | 0 | 0 | 0 | 0 | 0 | 0 | 0 | 0 | 1.0265e-21 | 2.902e-08 | -2.8485e-08 | -8.7841e-18 | -5.3744e-10 | 2.8398e-12 | -2.6304e-21 | -1.9533e-08 | -1.1616e-08 | 8.239e-18 | 3.5881e-10 | 4.3831e-11 | 0 | 0 | 0 | 0 | 0 | 0 |  | 0 | 1.1718 | 1.0492 | 0 | 1.1718 | 1.0492 | 0 | -115.4381 | 120.6217 | 0 | -115.4381 | 120.6217
Line8_8_10 | 0 | 0 | 0 | 0 | 0 | 0 | 0 | 0 | 0 | 0 | 0 | 0 | 1.0265e-21 | 2.902e-08 | -2.8485e-08 | -8.7841e-18 | -5.3744e-10 | 2.8399e-12 | -2.6304e-21 | -1.9533e-08 | -1.1616e-08 | 8.239e-18 | 3.5881e-10 | 4.3831e-11 | 0 | 0 | 0 | 0 | 0 | 0 |  | 0 | 1.1718 | 1.0492 | 0 | 1.1718 | 1.0492 | 0 | -115.4381 | 120.6217 | 0 | -115.4381 | 120.6217
Line9_3_11 | 0.41472 | 0.13822 | 0.20872 | 0.41472 | 0.13822 | 0.20872 | 0.095775 | 0.031919 | 0.048201 | 0.095775 | 0.031919 | 0.048201 | -0.033261 | -0.033904 | 0.052484 | 0.034575 | 0.034115 | -0.052512 | -0.065805 | 0.018594 | -0.015484 | 0.068219 | -0.01858 | 0.016049 | 109.0058 | 84.4098 | 144.0052 | -70.9942 | -95.5902 | -35.9948 |  | 0.76986 | 1.2114 | 1.1353 | 0.79854 | 1.217 | 1.1392 | -7.808 | -124.3325 | 127.5677 | -7.8711 | -124.1641 | 127.0103

## LG_max_10
name | pf_ikss_a_from_ka | pf_ikss_b_from_ka | pf_ikss_c_from_ka | pf_ikss_a_to_ka | pf_ikss_b_to_ka | pf_ikss_c_to_ka | pf_skss_a_from_mw | pf_skss_b_from_mw | pf_skss_c_from_mw | pf_skss_a_to_mw | pf_skss_b_to_mw | pf_skss_c_to_mw | pf_p_a_from_mw | pf_p_b_from_mw | pf_p_c_from_mw | pf_p_a_to_mw | pf_p_b_to_mw | pf_p_c_to_mw | pf_q_a_from_mvar | pf_q_b_from_mvar | pf_q_c_from_mvar | pf_q_a_to_mvar | pf_q_b_to_mvar | pf_q_c_to_mvar | pf_ikss_a_from_degree | pf_ikss_b_from_degree | pf_ikss_c_from_degree | pf_ikss_a_to_degree | pf_ikss_b_to_degree | pf_ikss_c_to_degree | 3xI0 | pf_vm_a_from_pu | pf_vm_b_from_pu | pf_vm_c_from_pu | pf_vm_a_to_pu | pf_vm_b_to_pu | pf_vm_c_to_pu | pf_va_a_from_degree | pf_va_b_from_degree | pf_va_c_from_degree | pf_va_a_to_degree | pf_va_b_to_degree | pf_va_c_to_degree
Line0_1_2 | 2.0884 | 0.24432 | 0.15842 | 2.0884 | 0.24432 | 0.15842 | 0.4823 | 0.056423 | 0.036586 | 0.4823 | 0.056423 | 0.036586 | 0.17121 | -0.068155 | 0.038704 | -0.13357 | 0.068434 | -0.037457 | 0.32743 | 0.021421 | -0.019711 | -0.25272 | -0.018636 | 0.020553 | -70.3638 | 72.8422 | 155.2773 | 109.6362 | -107.1578 | -24.7227 |  | 0.76611 | 1.2662 | 1.1872 | 0.59268 | 1.257 | 1.1678 | -7.9685 | -124.6058 | 128.2882 | -8.2211 | -122.3912 | 126.5229
Line10_11_12 | 0.42831 | 0.1451 | 0.21411 | 0.42831 | 0.1451 | 0.21411 | 0.098913 | 0.03351 | 0.049446 | 0.098913 | 0.03351 | 0.049446 | -0.036964 | -0.037419 | 0.056813 | 0.038359 | 0.037645 | -0.056845 | -0.072779 | 0.020784 | -0.016185 | 0.075351 | -0.020763 | 0.016772 | 108.8364 | 84.7906 | 143.1042 | -71.1636 | -95.2094 | -36.8958 |  | 0.82525 | 1.2774 | 1.1947 | 0.85482 | 1.283 | 1.1986 | -8.0889 | -124.2595 | 127.2027 | -8.1429 | -124.0886 | 126.6652
Line11_12_13 | 0.42831 | 0.1451 | 0.21411 | 0.42831 | 0.1451 | 0.21411 | 0.098913 | 0.03351 | 0.049446 | 0.098914 | 0.03351 | 0.049446 | -0.038359 | -0.037645 | 0.056845 | 0.039755 | 0.037871 | -0.056876 | -0.075351 | 0.020763 | -0.016772 | 0.077923 | -0.020742 | 0.017359 | 108.8364 | 84.7906 | 143.1042 | -71.1636 | -95.2094 | -36.8959 |  | 0.85482 | 1.283 | 1.1986 | 0.88439 | 1.2886 | 1.2026 | -8.1429 | -124.0886 | 126.6652 | -8.1933 | -123.9191 | 126.1313
Line12_13_15 | 0 | 0 | 0 | 0 | 0 | 0 | 0 | 0 | 0 | 0 | 0 | 0 | 2.0275e-08 | 3.8738e-08 | -5.685e-08 | -1.2854e-08 | -2.6728e-08 | 3.742e-08 | 3.97e-08 | -5.23e-08 | -1.6169e-08 | -2.6975e-08 | 3.4512e-08 | 1.1297e-08 | 0 | 0 | 0 | 0 | 0 | 0 |  | 0.88439 | 1.2886 | 1.2026 | 0.88439 | 1.2886 | 1.2026 | -8.1933 | -123.9191 | 126.1313 | -8.1933 | -123.9191 | 126.1313
Line13_13_14 | 0.42831 | 0.1451 | 0.21411 | 0.42831 | 0.1451 | 0.21411 | 0.098914 | 0.03351 | 0.049446 | 0.098914 | 0.03351 | 0.049447 | -0.039755 | -0.037871 | 0.056877 | 0.04115 | 0.038098 | -0.056908 | -0.077923 | 0.020742 | -0.017359 | 0.080495 | -0.020721 | 0.017947 | 108.8364 | 84.7906 | 143.1041 | -71.1636 | -95.2094 | -36.8959 |  | 0.88439 | 1.2886 | 1.2026 | 0.91396 | 1.2942 | 1.2068 | -8.1933 | -123.9191 | 126.1313 | -8.2404 | -123.7512 | 125.6009
Line14_15_16 | 0 | 0 | 0 | 0 | 0 | 0 | 0 | 0 | 0 | 0 | 0 | 0 | 1.3516e-08 | 2.5825e-08 | -3.79e-08 | -6.0955e-09 | -1.3816e-08 | 1.847e-08 | 2.6467e-08 | -3.4867e-08 | -1.0779e-08 | -1.3742e-08 | 1.7078e-08 | 5.9077e-09 | 0 | 0 | 0 | 0 | 0 | 0 |  | 0.88439 | 1.2886 | 1.2026 | 0.88439 | 1.2886 | 1.2026 | -8.1933 | -123.9191 | 126.1313 | -8.1933 | -123.9191 | 126.1313
Line15_16_17 | 0 | 0 | 0 | 0 | 0 | 0 | 0 | 0 | 0 | 0 | 0 | 0 | 6.7582e-09 | 1.2913e-08 | -1.895e-08 | 6.6276e-10 | -9.0311e-10 | -4.8039e-10 | 1.3233e-08 | -1.7433e-08 | -5.3896e-09 | -5.0835e-10 | -3.5522e-10 | 5.1809e-10 | 0 | 0 | 0 | 0 | 0 | 0 |  | 0.88439 | 1.2886 | 1.2026 | 0.88439 | 1.2886 | 1.2026 | -8.1933 | -123.9191 | 126.1313 | -8.1933 | -123.9191 | 126.1313
Line16_4_18 | 0 | 0 | 0 | 0 | 0 | 0 | 0 | 0 | 0 | 0 | 0 | 0 | 6.1759e-09 | 1.5531e-08 | -2.1274e-08 | 8.4164e-10 | -8.298e-10 | -4.4391e-10 | 1.4236e-08 | -1.9253e-08 | -8.0452e-09 | -4.6032e-10 | -3.9144e-10 | 6.4002e-10 | 0 | 0 | 0 | 0 | 0 | 0 |  | 0.80297 | 1.2744 | 1.1918 | 0.80297 | 1.2744 | 1.1918 | -8.1713 | -124.3676 | 127.6515 | -8.1713 | -124.3676 | 127.6515
Line17_5_19 | 0 | 0 | 0 | 0 | 0 | 0 | 0 | 0 | 0 | 0 | 0 | 0 | 5.7444e-09 | 1.6694e-08 | -2.2129e-08 | 9.0809e-10 | -7.8805e-10 | -4.2945e-10 | 1.4532e-08 | -1.9869e-08 | -9.3516e-09 | -4.2836e-10 | -4.1009e-10 | 6.9023e-10 | 0 | 0 | 0 | 0 | 0 | 0 |  | 0.76611 | 1.2662 | 1.1872 | 0.76611 | 1.2662 | 1.1872 | -7.9685 | -124.6058 | 128.2882 | -7.9685 | -124.6058 | 128.2882
Line1_1_3 | 0.42831 | 0.1451 | 0.21411 | 0.42831 | 0.1451 | 0.21411 | 0.098913 | 0.03351 | 0.049446 | 0.098913 | 0.03351 | 0.049446 | -0.034173 | -0.036966 | 0.05675 | 0.035568 | 0.037193 | -0.056781 | -0.067636 | 0.020826 | -0.015011 | 0.070208 | -0.020805 | 0.015598 | 108.8364 | 84.7905 | 143.1042 | -71.1636 | -95.2094 | -36.8958 |  | 0.76611 | 1.2662 | 1.1872 | 0.79568 | 1.2718 | 1.1909 | -7.9685 | -124.6058 | 128.2882 | -8.0309 | -124.4319 | 127.7437
Line2_1_4 | 0.53226 | 0.18994 | 0.24919 | 0.53226 | 0.18994 | 0.24919 | 0.12292 | 0.043865 | 0.057547 | 0.12292 | 0.043865 | 0.057547 | -0.037501 | -0.051641 | 0.066759 | 0.039626 | 0.052061 | -0.066853 | -0.086381 | 0.020445 | -0.014512 | 0.090398 | -0.020361 | 0.015313 | 105.4992 | 76.9927 | 140.5525 | -74.5008 | -103.0073 | -39.4475 |  | 0.76611 | 1.2662 | 1.1872 | 0.80297 | 1.2744 | 1.1918 | -7.9685 | -124.6058 | 128.2882 | -8.1713 | -124.3676 | 127.6515
Line3_1_5 | 0 | 0 | 0 | 0 | 0 | 0 | 0 | 0 | 0 | 0 | 0 | 0 | 1.1489e-08 | 3.3389e-08 | -4.4259e-08 | -4.8363e-09 | -1.7482e-08 | 2.17e-08 | 2.9064e-08 | -3.9737e-08 | -1.8703e-08 | -1.496e-08 | 1.9459e-08 | 1.0042e-08 | 0 | 0 | 0 | 0 | 0 | 0 |  | 0.76611 | 1.2662 | 1.1872 | 0.76611 | 1.2662 | 1.1872 | -7.9685 | -124.6058 | 128.2882 | -7.9685 | -124.6058 | 128.2882
Line4_2_6 | 2.0884 | 0.24432 | 0.15842 | 2.0884 | 0.24432 | 0.15842 | 0.4823 | 0.056423 | 0.036586 | 0.4823 | 0.056423 | 0.036586 | 0.13357 | -0.068434 | 0.037457 | -0.095926 | 0.068713 | -0.03621 | 0.25272 | 0.018636 | -0.020553 | -0.17801 | -0.015851 | 0.021395 | -70.3638 | 72.8422 | 155.2773 | 109.6362 | -107.1578 | -24.7227 |  | 0.59268 | 1.257 | 1.1678 | 0.41927 | 1.2498 | 1.1496 | -8.2211 | -122.3912 | 126.5229 | -8.6828 | -120.1476 | 124.6998
Line5_6_7 | 2.0884 | 0.24432 | 0.15842 | 2.0884 | 0.24432 | 0.15842 | 0.4823 | 0.056423 | 0.036586 | 0.4823 | 0.056423 | 0.036586 | 0.095926 | -0.068713 | 0.03621 | -0.058284 | 0.068992 | -0.034963 | 0.17801 | 0.015851 | -0.021395 | -0.1033 | -0.013066 | 0.022237 | -70.3638 | 72.8422 | 155.2773 | 109.6362 | -107.1578 | -24.7228 |  | 0.41927 | 1.2498 | 1.1496 | 0.24593 | 1.2445 | 1.1326 | -8.6828 | -120.1476 | 124.6998 | -9.7954 | -117.8813 | 122.8201
Line6_7_8 | 3.048 | 0 | 0 | 3.048 | 0 | 0 | 0.7039 | 0 | 0 | 0.7039 | 0 | 0 | 0.077419 | 9.2568e-08 | -9.4382e-08 | 4.7979e-15 | -6.4913e-08 | 6.3111e-08 | 0.15484 | -6.9185e-08 | -4.1998e-08 | 2.2714e-14 | 4.4073e-08 | 2.6222e-08 | -73.2303 | 0 | 0 | 106.7697 | 0 | 0 |  | 0.24593 | 1.2445 | 1.1326 | 0 | 1.2301 | 1.0999 | -9.7954 | -117.8813 | 122.8201 | 0 | -115.703 | 120.934
Line7_8_9 | 0 | 0 | 0 | 0 | 0 | 0 | 0 | 0 | 0 | 0 | 0 | 0 | 6.6555e-23 | 3.2156e-08 | -3.1555e-08 | -9.7799e-18 | -6.0087e-10 | 1.3011e-14 | -1.01e-21 | -2.1851e-08 | -1.3075e-08 | 9.0679e-18 | 3.7175e-10 | 7.2315e-11 | 0 | 0 | 0 | 0 | 0 | 0 |  | 0 | 1.2301 | 1.0999 | 0 | 1.2301 | 1.0999 | 0 | -115.703 | 120.934 | 0 | -115.703 | 120.934
Line8_8_10 | 0 | 0 | 0 | 0 | 0 | 0 | 0 | 0 | 0 | 0 | 0 | 0 | 6.6555e-23 | 3.2156e-08 | -3.1555e-08 | -9.7799e-18 | -6.0087e-10 | 1.3103e-14 | -1.01e-21 | -2.1851e-08 | -1.3075e-08 | 9.0679e-18 | 3.7175e-10 | 7.2315e-11 | 0 | 0 | 0 | 0 | 0 | 0 |  | 0 | 1.2301 | 1.0999 | 0 | 1.2301 | 1.0999 | 0 | -115.703 | 120.934 | 0 | -115.703 | 120.934
Line9_3_11 | 0.42831 | 0.1451 | 0.21411 | 0.42831 | 0.1451 | 0.21411 | 0.098913 | 0.03351 | 0.049446 | 0.098913 | 0.03351 | 0.049446 | -0.035568 | -0.037193 | 0.056781 | 0.036964 | 0.037419 | -0.056813 | -0.070208 | 0.020805 | -0.015598 | 0.072779 | -0.020784 | 0.016185 | 108.8364 | 84.7906 | 143.1042 | -71.1636 | -95.2094 | -36.8958 |  | 0.79568 | 1.2718 | 1.1909 | 0.82525 | 1.2774 | 1.1947 | -8.0309 | -124.4319 | 127.7437 | -8.0889 | -124.2595 | 127.2027

## LG_max_fault_6
name | pf_ikss_a_from_ka | pf_ikss_b_from_ka | pf_ikss_c_from_ka | pf_ikss_a_to_ka | pf_ikss_b_to_ka | pf_ikss_c_to_ka | pf_skss_a_from_mw | pf_skss_b_from_mw | pf_skss_c_from_mw | pf_skss_a_to_mw | pf_skss_b_to_mw | pf_skss_c_to_mw | pf_p_a_from_mw | pf_p_b_from_mw | pf_p_c_from_mw | pf_p_a_to_mw | pf_p_b_to_mw | pf_p_c_to_mw | pf_q_a_from_mvar | pf_q_b_from_mvar | pf_q_c_from_mvar | pf_q_a_to_mvar | pf_q_b_to_mvar | pf_q_c_to_mvar | pf_ikss_a_from_degree | pf_ikss_b_from_degree | pf_ikss_c_from_degree | pf_ikss_a_to_degree | pf_ikss_b_to_degree | pf_ikss_c_to_degree | 3xI0 | pf_vm_a_from_pu | pf_vm_b_from_pu | pf_vm_c_from_pu | pf_vm_a_to_pu | pf_vm_b_to_pu | pf_vm_c_to_pu | pf_va_a_from_degree | pf_va_b_from_degree | pf_va_c_from_degree | pf_va_a_to_degree | pf_va_b_to_degree | pf_va_c_to_degree
Line0_1_2 | 0.095552 | 0.11629 | 0.11842 | 0.095552 | 0.11629 | 0.11842 | 0.022067 | 0.026856 | 0.027349 | 0.022067 | 0.026856 | 0.027349 | -0.0065354 | -0.011622 | -0.010779 | 0.0066259 | 0.011749 | 0.010928 | -0.022979 | -0.026798 | -0.027656 | 0.023169 | 0.027064 | 0.027931 | 105.8409 | -6.4464 | -128.4772 | -74.1591 | 173.5536 | 51.5228 |  | 1.0826 | 1.0876 | 1.0853 | 1.092 | 1.0986 | 1.0967 | -0.035579 | -119.8926 | 120.2281 | -0.11888 | -119.9137 | 120.1556
Line10_11_12 | 0.10914 | 0.10422 | 0.1075 | 0.10914 | 0.10422 | 0.1075 | 0.025205 | 0.02407 | 0.024825 | 0.025205 | 0.02407 | 0.024825 | -0.0018334 | -0.0010895 | -0.00037811 | 0.0019538 | 0.0012002 | 0.00049019 | -0.02771 | -0.026605 | -0.027406 | 0.027945 | 0.026825 | 0.027637 | 93.3102 | -27.9921 | -149.4445 | -86.6898 | 152.0079 | 30.5555 |  | 1.1018 | 1.1062 | 1.104 | 1.1114 | 1.1156 | 1.1134 | -0.4751 | -120.3371 | 119.7651 | -0.68916 | -120.5538 | 119.5394
Line11_12_13 | 0.10914 | 0.10422 | 0.1075 | 0.10914 | 0.10422 | 0.1075 | 0.025205 | 0.02407 | 0.024825 | 0.025205 | 0.02407 | 0.024825 | -0.0019538 | -0.0012002 | -0.00049019 | 0.0020743 | 0.0013108 | 0.00060227 | -0.027945 | -0.026825 | -0.027637 | 0.02818 | 0.027045 | 0.027868 | 93.3102 | -27.9921 | -149.4445 | -86.6898 | 152.0079 | 30.5555 |  | 1.1114 | 1.1156 | 1.1134 | 1.1211 | 1.1249 | 1.1229 | -0.68916 | -120.5538 | 119.5394 | -0.89955 | -120.767 | 119.3175
Line12_13_15 | 0 | 0 | 0 | 0 | 0 | 0 | 0 | 0 | 0 | 0 | 0 | 0 | 1.3686e-09 | 1.0281e-09 | 3.1036e-10 | -1.2051e-09 | -9.9482e-10 | -5.0715e-10 | 5.9978e-10 | -4.5092e-10 | 3.7905e-10 | -4.6762e-10 | 2.4264e-10 | -3.0419e-10 | 0 | 0 | 0 | 0 | 0 | 0 |  | 1.1211 | 1.1249 | 1.1229 | 1.1211 | 1.1249 | 1.1229 | -0.89955 | -120.767 | 119.3175 | -0.89955 | -120.767 | 119.3175
Line13_13_14 | 0.10914 | 0.10422 | 0.1075 | 0.10914 | 0.10422 | 0.1075 | 0.025205 | 0.02407 | 0.024825 | 0.025205 | 0.02407 | 0.024825 | -0.0020743 | -0.0013108 | -0.00060227 | 0.0021947 | 0.0014215 | 0.00071435 | -0.02818 | -0.027045 | -0.027868 | 0.028415 | 0.027265 | 0.0281 | 93.3102 | -27.9921 | -149.4445 | -86.6898 | 152.0079 | 30.5555 |  | 1.1211 | 1.1249 | 1.1229 | 1.1307 | 1.1343 | 1.1323 | -0.89955 | -120.767 | 119.3175 | -1.1063 | -120.9766 | 119.0993
Line14_15_16 | 0 | 0 | 0 | 0 | 0 | 0 | 0 | 0 | 0 | 0 | 0 | 0 | 9.124e-10 | 6.8543e-10 | 2.0691e-10 | -7.4894e-10 | -6.5211e-10 | -4.0369e-10 | 3.9986e-10 | -3.0062e-10 | 2.527e-10 | -2.6769e-10 | 9.2336e-11 | -1.7784e-10 | 0 | 0 | 0 | 0 | 0 | 0 |  | 1.1211 | 1.1249 | 1.1229 | 1.1211 | 1.1249 | 1.1229 | -0.89955 | -120.767 | 119.3175 | -0.89955 | -120.767 | 119.3175
Line15_16_17 | 0 | 0 | 0 | 0 | 0 | 0 | 0 | 0 | 0 | 0 | 0 | 0 | 4.562e-10 | 3.4271e-10 | 1.0345e-10 | -2.9274e-10 | -3.0939e-10 | -3.0024e-10 | 1.9993e-10 | -1.5031e-10 | 1.2635e-10 | -6.7761e-11 | -5.7972e-11 | -5.1495e-11 | 0 | 0 | 0 | 0 | 0 | 0 |  | 1.1211 | 1.1249 | 1.1229 | 1.1211 | 1.1249 | 1.1229 | -0.89955 | -120.767 | 119.3175 | -0.89955 | -120.767 | 119.3175
Line16_4_18 | 0 | 0 | 0 | 0 | 0 | 0 | 0 | 0 | 0 | 0 | 0 | 0 | 3.5528e-10 | 2.5375e-10 | -3.8617e-11 | -1.8034e-10 | -1.9981e-10 | -1.9027e-10 | 1.8555e-10 | -2.2071e-10 | 7.4253e-11 | -2.3185e-11 | -1.2828e-11 | -4.7795e-12 | 0 | 0 | 0 | 0 | 0 | 0 |  | 1.0949 | 1.0996 | 1.0973 | 1.0949 | 1.0996 | 1.0973 | -0.31514 | -120.1736 | 119.9352 | -0.31514 | -120.1736 | 119.9352
Line17_5_19 | 0 | 0 | 0 | 0 | 0 | 0 | 0 | 0 | 0 | 0 | 0 | 0 | 3.0713e-10 | 2.1472e-10 | -1.0167e-10 | -1.2949e-10 | -1.5012e-10 | -1.4057e-10 | 1.7871e-10 | -2.5071e-10 | 4.8192e-11 | -2.5882e-12 | 7.8514e-12 | 1.6638e-11 | 0 | 0 | 0 | 0 | 0 | 0 |  | 1.0826 | 1.0876 | 1.0853 | 1.0826 | 1.0876 | 1.0853 | -0.035579 | -119.8926 | 120.2281 | -0.035579 | -119.8926 | 120.2281
Line1_1_3 | 0.10914 | 0.10422 | 0.1075 | 0.10914 | 0.10422 | 0.1075 | 0.025205 | 0.02407 | 0.024825 | 0.025205 | 0.02407 | 0.024825 | -0.0015925 | -0.00086819 | -0.00015395 | 0.001713 | 0.00097885 | 0.00026603 | -0.02724 | -0.026165 | -0.026943 | 0.027475 | 0.026385 | 0.027174 | 93.3102 | -27.9921 | -149.4445 | -86.6898 | 152.0079 | 30.5555 |  | 1.0826 | 1.0876 | 1.0853 | 1.0922 | 1.0969 | 1.0947 | -0.035579 | -119.8926 | 120.2281 | -0.25727 | -120.1167 | 119.9946
Line2_1_4 | 0.13952 | 0.13322 | 0.13692 | 0.13952 | 0.13322 | 0.13692 | 0.032221 | 0.030765 | 0.031621 | 0.032221 | 0.030765 | 0.031621 | -0.0021586 | -0.0013946 | -0.00042611 | 0.0023549 | 0.0015757 | 0.0006082 | -0.034816 | -0.033432 | -0.034316 | 0.0352 | 0.033791 | 0.034692 | 93.5122 | -27.5039 | -149.0604 | -86.4878 | 152.4961 | 30.9396 |  | 1.0826 | 1.0876 | 1.0853 | 1.0949 | 1.0996 | 1.0973 | -0.035579 | -119.8926 | 120.2281 | -0.31514 | -120.1736 | 119.9352
Line3_1_5 | 0 | 0 | 0 | 0 | 0 | 0 | 0 | 0 | 0 | 0 | 0 | 0 | 6.1426e-10 | 4.2945e-10 | -2.0335e-10 | -4.3662e-10 | -3.6484e-10 | -3.8896e-11 | 3.5741e-10 | -5.0142e-10 | 9.6383e-11 | -1.813e-10 | 2.5856e-10 | -3.1554e-11 | 0 | 0 | 0 | 0 | 0 | 0 |  | 1.0826 | 1.0876 | 1.0853 | 1.0826 | 1.0876 | 1.0853 | -0.035579 | -119.8926 | 120.2281 | -0.035579 | -119.8926 | 120.2281
Line4_2_6 | 0.095552 | 0.11629 | 0.11842 | 0.095552 | 0.11629 | 0.11842 | 0.022067 | 0.026856 | 0.027349 | 0.022067 | 0.026856 | 0.027349 | -0.0066259 | -0.011749 | -0.010928 | 0.0067164 | 0.011877 | 0.011076 | -0.023169 | -0.027064 | -0.027931 | 0.023359 | 0.02733 | 0.028207 | 105.8409 | -6.4464 | -128.4772 | -74.1591 | 173.5536 | 51.5228 |  | 1.092 | 1.0986 | 1.0967 | 1.1014 | 1.1096 | 1.1081 | -0.11888 | -119.9137 | 120.1556 | -0.20077 | -119.9343 | 120.0845
Line5_6_7 | 0.095552 | 0.11629 | 0.11842 | 0.095552 | 0.11629 | 0.11842 | 0.022067 | 0.026856 | 0.027349 | 0.022067 | 0.026856 | 0.027349 | -0.0067164 | -0.011877 | -0.011076 | 0.0068068 | 0.012004 | 0.011224 | -0.023359 | -0.02733 | -0.028207 | 0.023549 | 0.027596 | 0.028483 | 105.8409 | -6.4464 | -128.4772 | -74.1591 | 173.5536 | 51.5228 |  | 1.1014 | 1.1096 | 1.1081 | 1.1108 | 1.1206 | 1.1194 | -0.20077 | -119.9343 | 120.0845 | -0.28126 | -119.9546 | 120.0149
Line6_7_8 | 0.03619 | 0 | 0 | 0.03619 | 0 | 0 | 0.0083576 | 0 | 0 | 0.0083576 | 0 | 0 | 0.0065593 | 1.3306e-09 | -3.126e-10 | -0.0065484 | -1.1873e-09 | -5.8281e-11 | 0.0065703 | -1.0939e-09 | 1.3988e-10 | -0.0065484 | 7.4718e-10 | -9.0672e-11 | -45.3289 | 0 | 0 | 134.6711 | 0 | 0 |  | 1.1108 | 1.1206 | 1.1194 | 1.1081 | 1.1201 | 1.1193 | -0.28126 | -119.9546 | 120.0149 | -0.32889 | -119.9346 | 119.9857
Line7_8_9 | 0 | 0 | 0 | 0 | 0 | 0 | 0 | 0 | 0 | 0 | 0 | 0 | 4.7204e-10 | 4.4961e-10 | -1.131e-10 | -2.3602e-10 | -2.8805e-10 | -2.8448e-10 | 3.4241e-10 | -3.7113e-10 | 4.4796e-11 | -2.4488e-11 | 4.9197e-12 | -1.0793e-12 | 0 | 0 | 0 | 0 | 0 | 0 |  | 1.1081 | 1.1201 | 1.1193 | 1.1081 | 1.1201 | 1.1193 | -0.32889 | -119.9346 | 119.9857 | -0.32889 | -119.9346 | 119.9857
Line8_8_10 | 0 | 0 | 0 | 0 | 0 | 0 | 0 | 0 | 0 | 0 | 0 | 0 | 4.7204e-10 | 4.4961e-10 | -1.131e-10 | -2.3602e-10 | -2.8805e-10 | -2.8448e-10 | 3.4241e-10 | -3.7113e-10 | 4.4796e-11 | -2.4488e-11 | 4.9197e-12 | -1.0793e-12 | 0 | 0 | 0 | 0 | 0 | 0 |  | 1.1081 | 1.1201 | 1.1193 | 1.1081 | 1.1201 | 1.1193 | -0.32889 | -119.9346 | 119.9857 | -0.32889 | -119.9346 | 119.9857
Line9_3_11 | 0.10914 | 0.10422 | 0.1075 | 0.10914 | 0.10422 | 0.1075 | 0.025205 | 0.02407 | 0.024825 | 0.025205 | 0.02407 | 0.024825 | -0.001713 | -0.00097885 | -0.00026603 | 0.0018334 | 0.0010895 | 0.00037811 | -0.027475 | -0.026385 | -0.027174 | 0.02771 | 0.026605 | 0.027406 | 93.3102 | -27.9921 | -149.4445 | -86.6898 | 152.0079 | 30.5555 |  | 1.0922 | 1.0969 | 1.0947 | 1.1018 | 1.1062 | 1.104 | -0.25727 | -120.1167 | 119.9946 | -0.4751 | -120.3371 | 119.7651

## LG_max_fault_10
name | pf_ikss_a_from_ka | pf_ikss_b_from_ka | pf_ikss_c_from_ka | pf_ikss_a_to_ka | pf_ikss_b_to_ka | pf_ikss_c_to_ka | pf_skss_a_from_mw | pf_skss_b_from_mw | pf_skss_c_from_mw | pf_skss_a_to_mw | pf_skss_b_to_mw | pf_skss_c_to_mw | pf_p_a_from_mw | pf_p_b_from_mw | pf_p_c_from_mw | pf_p_a_to_mw | pf_p_b_to_mw | pf_p_c_to_mw | pf_q_a_from_mvar | pf_q_b_from_mvar | pf_q_c_from_mvar | pf_q_a_to_mvar | pf_q_b_to_mvar | pf_q_c_to_mvar | pf_ikss_a_from_degree | pf_ikss_b_from_degree | pf_ikss_c_from_degree | pf_ikss_a_to_degree | pf_ikss_b_to_degree | pf_ikss_c_to_degree | 3xI0 | pf_vm_a_from_pu | pf_vm_b_from_pu | pf_vm_c_from_pu | pf_vm_a_to_pu | pf_vm_b_to_pu | pf_vm_c_to_pu | pf_va_a_from_degree | pf_va_b_from_degree | pf_va_c_from_degree | pf_va_a_to_degree | pf_va_b_to_degree | pf_va_c_to_degree
Line0_1_2 | 0.095213 | 0.11703 | 0.11927 | 0.095213 | 0.11703 | 0.11927 | 0.021988 | 0.027026 | 0.027545 | 0.021988 | 0.027026 | 0.027545 | -0.0065798 | -0.012184 | -0.011254 | 0.0066696 | 0.012312 | 0.011404 | -0.024057 | -0.028291 | -0.029233 | 0.024246 | 0.02856 | 0.029513 | 105.2544 | -6.5932 | -128.7124 | -74.7456 | 173.4068 | 51.2876 |  | 1.1342 | 1.1398 | 1.1372 | 1.1436 | 1.1508 | 1.1487 | -0.042563 | -119.8928 | 120.2328 | -0.12609 | -119.9139 | 120.1599
Line10_11_12 | 0.1105 | 0.10529 | 0.10873 | 0.1105 | 0.10529 | 0.10873 | 0.025519 | 0.024316 | 0.025109 | 0.025519 | 0.024316 | 0.025109 | -0.0020103 | -0.0011924 | -0.00040213 | 0.0021338 | 0.0013054 | 0.00051664 | -0.029373 | -0.028146 | -0.029028 | 0.029613 | 0.028371 | 0.029264 | 93.45 | -27.8947 | -149.4198 | -86.55 | 152.1053 | 30.5802 |  | 1.1537 | 1.1586 | 1.1562 | 1.1634 | 1.168 | 1.1657 | -0.46526 | -120.3205 | 119.7865 | -0.6713 | -120.5291 | 119.5688
Line11_12_13 | 0.1105 | 0.10529 | 0.10873 | 0.1105 | 0.10529 | 0.10873 | 0.025519 | 0.024316 | 0.025109 | 0.025519 | 0.024316 | 0.025109 | -0.0021338 | -0.0013054 | -0.00051664 | 0.0022573 | 0.0014184 | 0.00063114 | -0.029613 | -0.028371 | -0.029264 | 0.029854 | 0.028596 | 0.029501 | 93.45 | -27.8947 | -149.4198 | -86.55 | 152.1053 | 30.5802 |  | 1.1634 | 1.168 | 1.1657 | 1.1732 | 1.1775 | 1.1752 | -0.6713 | -120.5291 | 119.5688 | -0.87392 | -120.7345 | 119.3546
Line12_13_15 | 0 | 0 | 0 | 0 | 0 | 0 | 0 | 0 | 0 | 0 | 0 | 0 | 1.511e-09 | 1.1226e-09 | 2.8986e-10 | -1.3228e-09 | -1.0832e-09 | -5.1751e-10 | 6.7662e-10 | -5.3873e-10 | 4.1681e-10 | -5.2325e-10 | 2.9828e-10 | -3.3127e-10 | 0 | 0 | 0 | 0 | 0 | 0 |  | 1.1732 | 1.1775 | 1.1752 | 1.1732 | 1.1775 | 1.1752 | -0.87392 | -120.7345 | 119.3546 | -0.87392 | -120.7345 | 119.3546
Line13_13_14 | 0.1105 | 0.10529 | 0.10873 | 0.1105 | 0.10529 | 0.10873 | 0.025519 | 0.024316 | 0.025109 | 0.025519 | 0.024316 | 0.025109 | -0.0022573 | -0.0014184 | -0.00063114 | 0.0023808 | 0.0015315 | 0.00074565 | -0.029854 | -0.028596 | -0.029501 | 0.030095 | 0.02882 | 0.029738 | 93.45 | -27.8947 | -149.4198 | -86.55 | 152.1053 | 30.5802 |  | 1.1732 | 1.1775 | 1.1752 | 1.183 | 1.1869 | 1.1847 | -0.87392 | -120.7345 | 119.3546 | -1.0732 | -120.9365 | 119.1439
Line14_15_16 | 0 | 0 | 0 | 0 | 0 | 0 | 0 | 0 | 0 | 0 | 0 | 0 | 1.0074e-09 | 7.4842e-10 | 1.9324e-10 | -8.1915e-10 | -7.0898e-10 | -4.2089e-10 | 4.5108e-10 | -3.5915e-10 | 2.7788e-10 | -2.9771e-10 | 1.187e-10 | -1.9233e-10 | 0 | 0 | 0 | 0 | 0 | 0 |  | 1.1732 | 1.1775 | 1.1752 | 1.1732 | 1.1775 | 1.1752 | -0.87392 | -120.7345 | 119.3546 | -0.87392 | -120.7345 | 119.3546
Line15_16_17 | 0 | 0 | 0 | 0 | 0 | 0 | 0 | 0 | 0 | 0 | 0 | 0 | 5.0368e-10 | 3.7421e-10 | 9.662e-11 | -3.1547e-10 | -3.3477e-10 | -3.2427e-10 | 2.2554e-10 | -1.7958e-10 | 1.3894e-10 | -7.2172e-11 | -6.0875e-11 | -5.339e-11 | 0 | 0 | 0 | 0 | 0 | 0 |  | 1.1732 | 1.1775 | 1.1752 | 1.1732 | 1.1775 | 1.1752 | -0.87392 | -120.7345 | 119.3546 | -0.87392 | -120.7345 | 119.3546
Line16_4_18 | 0 | 0 | 0 | 0 | 0 | 0 | 0 | 0 | 0 | 0 | 0 | 0 | 3.9655e-10 | 2.8084e-10 | -5.5826e-11 | -1.9588e-10 | -2.183e-10 | -2.0739e-10 | 2.119e-10 | -2.5527e-10 | 8.3091e-11 | -2.494e-11 | -1.3028e-11 | -3.8e-12 | 0 | 0 | 0 | 0 | 0 | 0 |  | 1.1466 | 1.1517 | 1.1492 | 1.1466 | 1.1517 | 1.1492 | -0.30899 | -120.1607 | 119.953 | -0.30899 | -120.1607 | 119.953
Line17_5_19 | 0 | 0 | 0 | 0 | 0 | 0 | 0 | 0 | 0 | 0 | 0 | 0 | 3.4604e-10 | 2.4039e-10 | -1.2265e-10 | -1.4244e-10 | -1.6613e-10 | -1.5521e-10 | 2.0544e-10 | -2.871e-10 | 5.5527e-11 | -3.3985e-12 | 8.6031e-12 | 1.8638e-11 | 0 | 0 | 0 | 0 | 0 | 0 |  | 1.1342 | 1.1398 | 1.1372 | 1.1342 | 1.1398 | 1.1372 | -0.042563 | -119.8928 | 120.2328 | -0.042563 | -119.8928 | 120.2328
Line1_1_3 | 0.1105 | 0.10529 | 0.10873 | 0.1105 | 0.10529 | 0.10873 | 0.025519 | 0.024316 | 0.025109 | 0.025519 | 0.024316 | 0.025109 | -0.0017633 | -0.00096627 | -0.00017312 | 0.0018868 | 0.0010793 | 0.00028763 | -0.028891 | -0.027697 | -0.028554 | 0.029132 | 0.027922 | 0.028791 | 93.45 | -27.8947 | -149.4198 | -86.55 | 152.1053 | 30.5802 |  | 1.1342 | 1.1398 | 1.1372 | 1.144 | 1.1492 | 1.1467 | -0.042563 | -119.8928 | 120.2328 | -0.25571 | -120.1084 | 120.0078
Line2_1_4 | 0.13996 | 0.13334 | 0.13721 | 0.13996 | 0.13334 | 0.13721 | 0.032322 | 0.030794 | 0.031686 | 0.032322 | 0.030794 | 0.031686 | -0.0023556 | -0.0015184 | -0.00045562 | 0.0025531 | 0.0016999 | 0.00063823 | -0.036585 | -0.035064 | -0.036031 | 0.036972 | 0.035424 | 0.036409 | 93.6413 | -27.4133 | -149.0427 | -86.3587 | 152.5867 | 30.9573 |  | 1.1342 | 1.1398 | 1.1372 | 1.1466 | 1.1517 | 1.1492 | -0.042563 | -119.8928 | 120.2328 | -0.30899 | -120.1607 | 119.953
Line3_1_5 | 0 | 0 | 0 | 0 | 0 | 0 | 0 | 0 | 0 | 0 | 0 | 0 | 6.9208e-10 | 4.8078e-10 | -2.4529e-10 | -4.8848e-10 | -4.0652e-10 | -3.2566e-11 | 4.1088e-10 | -5.742e-10 | 1.1105e-10 | -2.0884e-10 | 2.957e-10 | -3.6889e-11 | 0 | 0 | 0 | 0 | 0 | 0 |  | 1.1342 | 1.1398 | 1.1372 | 1.1342 | 1.1398 | 1.1372 | -0.042563 | -119.8928 | 120.2328 | -0.042563 | -119.8928 | 120.2328
Line4_2_6 | 0.095213 | 0.11703 | 0.11927 | 0.095213 | 0.11703 | 0.11927 | 0.021988 | 0.027026 | 0.027545 | 0.021988 | 0.027026 | 0.027545 | -0.0066696 | -0.012312 | -0.011404 | 0.0067593 | 0.012441 | 0.011555 | -0.024246 | -0.02856 | -0.029513 | 0.024435 | 0.02883 | 0.029792 | 105.2544 | -6.5932 | -128.7124 | -74.7456 | 173.4068 | 51.2876 |  | 1.1436 | 1.1508 | 1.1487 | 1.153 | 1.1618 | 1.1601 | -0.12609 | -119.9139 | 120.1599 | -0.20825 | -119.9347 | 120.0883
Line5_6_7 | 0.095213 | 0.11703 | 0.11927 | 0.095213 | 0.11703 | 0.11927 | 0.021988 | 0.027026 | 0.027545 | 0.021988 | 0.027026 | 0.027545 | -0.0067593 | -0.012441 | -0.011555 | 0.006849 | 0.012569 | 0.011706 | -0.024435 | -0.02883 | -0.029792 | 0.024624 | 0.029099 | 0.030072 | 105.2544 | -6.5932 | -128.7124 | -74.7456 | 173.4068 | 51.2876 |  | 1.153 | 1.1618 | 1.1601 | 1.1624 | 1.1728 | 1.1716 | -0.20825 | -119.9347 | 120.0883 | -0.28909 | -119.9551 | 120.0182
Line6_7_8 | 0.037868 | 0 | 0 | 0.037868 | 0 | 0 | 0.0087453 | 0 | 0 | 0.0087453 | 0 | 0 | 0.007182 | 1.4572e-09 | -3.9667e-10 | -0.0071701 | -1.296e-09 | -2.2874e-11 | 0.007194 | -1.237e-09 | 1.6078e-10 | -0.0071701 | 8.4424e-10 | -1.041e-10 | -45.3367 | 0 | 0 | 134.6633 | 0 | 0 |  | 1.1624 | 1.1728 | 1.1716 | 1.1595 | 1.1724 | 1.1714 | -0.28909 | -119.9551 | 120.0182 | -0.33672 | -119.9351 | 119.989
Line7_8_9 | 0 | 0 | 0 | 0 | 0 | 0 | 0 | 0 | 0 | 0 | 0 | 0 | 5.2052e-10 | 4.9238e-10 | -1.4196e-10 | -2.5294e-10 | -3.112e-10 | -3.068e-10 | 3.8556e-10 | -4.1944e-10 | 5.1595e-11 | -2.7483e-11 | 5.3559e-12 | -9.0854e-13 | 0 | 0 | 0 | 0 | 0 | 0 |  | 1.1595 | 1.1724 | 1.1714 | 1.1595 | 1.1724 | 1.1714 | -0.33672 | -119.9351 | 119.989 | -0.33672 | -119.9351 | 119.989
Line8_8_10 | 0 | 0 | 0 | 0 | 0 | 0 | 0 | 0 | 0 | 0 | 0 | 0 | 5.2052e-10 | 4.9238e-10 | -1.4196e-10 | -2.5294e-10 | -3.112e-10 | -3.068e-10 | 3.8556e-10 | -4.1944e-10 | 5.1594e-11 | -2.7483e-11 | 5.3559e-12 | -9.085e-13 | 0 | 0 | 0 | 0 | 0 | 0 |  | 1.1595 | 1.1724 | 1.1714 | 1.1595 | 1.1724 | 1.1714 | -0.33672 | -119.9351 | 119.989 | -0.33672 | -119.9351 | 119.989
Line9_3_11 | 0.1105 | 0.10529 | 0.10873 | 0.1105 | 0.10529 | 0.10873 | 0.025519 | 0.024316 | 0.025109 | 0.025519 | 0.024316 | 0.025109 | -0.0018868 | -0.0010793 | -0.00028763 | 0.0020103 | 0.0011924 | 0.00040213 | -0.029132 | -0.027922 | -0.028791 | 0.029373 | 0.028146 | 0.029028 | 93.45 | -27.8947 | -149.4198 | -86.55 | 152.1053 | 30.5802 |  | 1.144 | 1.1492 | 1.1467 | 1.1537 | 1.1586 | 1.1562 | -0.25571 | -120.1084 | 120.0078 | -0.46526 | -120.3205 | 119.7865

## LG_min_6
name | pf_ikss_a_from_ka | pf_ikss_b_from_ka | pf_ikss_c_from_ka | pf_ikss_a_to_ka | pf_ikss_b_to_ka | pf_ikss_c_to_ka | pf_skss_a_from_mw | pf_skss_b_from_mw | pf_skss_c_from_mw | pf_skss_a_to_mw | pf_skss_b_to_mw | pf_skss_c_to_mw | pf_p_a_from_mw | pf_p_b_from_mw | pf_p_c_from_mw | pf_p_a_to_mw | pf_p_b_to_mw | pf_p_c_to_mw | pf_q_a_from_mvar | pf_q_b_from_mvar | pf_q_c_from_mvar | pf_q_a_to_mvar | pf_q_b_to_mvar | pf_q_c_to_mvar | pf_ikss_a_from_degree | pf_ikss_b_from_degree | pf_ikss_c_from_degree | pf_ikss_a_to_degree | pf_ikss_b_to_degree | pf_ikss_c_to_degree | 3xI0 | pf_vm_a_from_pu | pf_vm_b_from_pu | pf_vm_c_from_pu | pf_vm_a_to_pu | pf_vm_b_to_pu | pf_vm_c_to_pu | pf_va_a_from_degree | pf_va_b_from_degree | pf_va_c_from_degree | pf_va_a_to_degree | pf_va_b_to_degree | pf_va_c_to_degree
Line0_1_2 | 0.57873 | 0.020558 | 0.02008 | 0.57873 | 0.020558 | 0.020081 | 0.13365 | 0.0047476 | 0.0046374 | 0.13365 | 0.0047477 | 0.0046374 | 0.021903 | -0.0035579 | 0.0041943 | -0.016469 | 0.0036007 | -0.0041517 | 0.022776 | 0.0061817 | 0.0047022 | -0.017116 | -0.0061357 | -0.0046585 | -79.7196 | 99.1847 | 100.8269 | 100.2804 | -80.8153 | -79.1731 |  | 0.23643 | 1.5023 | 1.3588 | 0.17772 | 1.4985 | 1.3456 | -33.6 | -140.8923 | 149.0946 | -33.6151 | -140.4088 | 149.1193
Line10_11_12 | 0.021364 | 0.020499 | 0.020336 | 0.021364 | 0.020499 | 0.020336 | 0.0049339 | 0.004734 | 0.0046964 | 0.0049339 | 0.0047341 | 0.0046965 | -0.00082188 | -0.0034347 | 0.00421 | 0.00082639 | 0.0034387 | -0.0042062 | -0.00084605 | 0.0062238 | 0.0047804 | 0.00085077 | -0.0062197 | -0.0047764 | 100.5748 | 100.3036 | 100.4688 | -79.4252 | -79.6964 | -79.5312 |  | 0.23907 | 1.5016 | 1.3564 | 0.24039 | 1.5012 | 1.3552 | -33.5949 | -140.8037 | 149.0989 | -33.5924 | -140.7593 | 149.1011
Line11_12_13 | 0.021364 | 0.020499 | 0.020336 | 0.021365 | 0.020499 | 0.020337 | 0.0049339 | 0.0047341 | 0.0046965 | 0.004934 | 0.0047341 | 0.0046965 | -0.00082639 | -0.0034387 | 0.0042062 | 0.0008309 | 0.0034428 | -0.0042024 | -0.00085077 | 0.0062197 | 0.0047764 | 0.00085549 | -0.0062156 | -0.0047724 | 100.5748 | 100.3036 | 100.4688 | -79.4252 | -79.6964 | -79.5312 |  | 0.24039 | 1.5012 | 1.3552 | 0.24171 | 1.5009 | 1.354 | -33.5924 | -140.7593 | 149.1011 | -33.5899 | -140.7149 | 149.1032
Line12_13_15 | 0 | 0 | 0 | 0 | 0 | 0 | 0 | 0 | 0 | 0 | 0 | 0 | 2.8871e-08 | 1.4123e-07 | -1.5365e-07 | -1.876e-08 | -9.752e-08 | 9.983e-08 | 3.2839e-08 | -2.3194e-07 | -1.9079e-07 | -2.2358e-08 | 1.5278e-07 | 1.2949e-07 | 0 | 0 | 0 | 0 | 0 | 0 |  | 0.24171 | 1.5009 | 1.354 | 0.24171 | 1.5009 | 1.354 | -33.5899 | -140.7149 | 149.1032 | -33.5899 | -140.7149 | 149.1032
Line13_13_14 | 0.021366 | 0.0205 | 0.020337 | 0.021366 | 0.0205 | 0.020338 | 0.0049342 | 0.0047343 | 0.0046967 | 0.0049342 | 0.0047344 | 0.0046968 | -0.00083093 | -0.0034429 | 0.0042025 | 0.00083544 | 0.0034469 | -0.0041987 | -0.00085552 | 0.0062159 | 0.0047726 | 0.00086024 | -0.0062118 | -0.0047686 | 100.5747 | 100.3034 | 100.4686 | -79.4253 | -79.6966 | -79.5314 |  | 0.24171 | 1.5009 | 1.354 | 0.24303 | 1.5005 | 1.3528 | -33.5899 | -140.7149 | 149.1032 | -33.5875 | -140.6705 | 149.1054
Line14_15_16 | 0 | 0 | 0 | 0 | 0 | 0 | 0 | 0 | 0 | 0 | 0 | 0 | 1.9247e-08 | 9.4151e-08 | -1.0243e-07 | -9.1366e-09 | -5.0445e-08 | 4.8615e-08 | 2.1892e-08 | -1.5463e-07 | -1.272e-07 | -1.1412e-08 | 7.5464e-08 | 6.5892e-08 | 0 | 0 | 0 | 0 | 0 | 0 |  | 0.24171 | 1.5009 | 1.354 | 0.24171 | 1.5009 | 1.354 | -33.5899 | -140.7149 | 149.1032 | -33.5899 | -140.7149 | 149.1032
Line15_16_17 | 0 | 0 | 0 | 0 | 0 | 0 | 0 | 0 | 0 | 0 | 0 | 0 | 9.6237e-09 | 4.7075e-08 | -5.1216e-08 | 4.8714e-10 | -3.3696e-09 | -2.601e-09 | 1.0946e-08 | -7.7313e-08 | -6.3598e-08 | -4.6581e-10 | -1.8493e-09 | 2.2939e-09 | 0 | 0 | 0 | 0 | 0 | 0 |  | 0.24171 | 1.5009 | 1.354 | 0.24171 | 1.5009 | 1.354 | -33.5899 | -140.7149 | 149.1032 | -33.5899 | -140.7149 | 149.1032
Line16_4_18 | 0 | 0 | 0 | 0 | 0 | 0 | 0 | 0 | 0 | 0 | 0 | 0 | 9.465e-09 | 4.7383e-08 | -5.1323e-08 | 4.8255e-10 | -3.3823e-09 | -2.6254e-09 | 1.084e-08 | -7.76e-08 | -6.4184e-08 | -4.5829e-10 | -1.8619e-09 | 2.2996e-09 | 0 | 0 | 0 | 0 | 0 | 0 |  | 0.23775 | 1.502 | 1.3575 | 0.23775 | 1.502 | 1.3575 | -33.599 | -140.8477 | 149.097 | -33.599 | -140.8477 | 149.097
Line17_5_19 | 0 | 0 | 0 | 0 | 0 | 0 | 0 | 0 | 0 | 0 | 0 | 0 | 9.4112e-09 | 4.7486e-08 | -5.1358e-08 | 4.81e-10 | -3.3865e-09 | -2.6336e-09 | 1.0804e-08 | -7.7695e-08 | -6.438e-08 | -4.5575e-10 | -1.8662e-09 | 2.3014e-09 | 0 | 0 | 0 | 0 | 0 | 0 |  | 0.23643 | 1.5023 | 1.3588 | 0.23643 | 1.5023 | 1.3588 | -33.6 | -140.8923 | 149.0946 | -33.6 | -140.8923 | 149.0946
Line1_1_3 | 0.021364 | 0.020498 | 0.020335 | 0.021364 | 0.020499 | 0.020336 | 0.0049337 | 0.0047339 | 0.0046963 | 0.0049338 | 0.004734 | 0.0046963 | -0.00081286 | -0.0034266 | 0.0042177 | 0.00081737 | 0.0034306 | -0.0042139 | -0.00083661 | 0.0062319 | 0.0047884 | 0.00084133 | -0.0062278 | -0.0047844 | 100.5749 | 100.3036 | 100.4689 | -79.4251 | -79.6964 | -79.5311 |  | 0.23643 | 1.5023 | 1.3588 | 0.23775 | 1.502 | 1.3576 | -33.6 | -140.8923 | 149.0946 | -33.5975 | -140.848 | 149.0968
Line2_1_4 | 0.021473 | 0.020603 | 0.020438 | 0.021473 | 0.020603 | 0.020438 | 0.004959 | 0.004758 | 0.00472 | 0.004959 | 0.0047581 | 0.0047201 | -0.00081301 | -0.0034741 | 0.0042161 | 0.00081757 | 0.0034782 | -0.0042122 | -0.00084475 | 0.006247 | 0.0048327 | 0.00084952 | -0.0062429 | -0.0048287 | 100.3032 | 100.0283 | 100.1964 | -79.6968 | -79.9717 | -79.8036 |  | 0.23643 | 1.5023 | 1.3588 | 0.23775 | 1.502 | 1.3575 | -33.6 | -140.8923 | 149.0946 | -33.599 | -140.8477 | 149.097
Line3_1_5 | 0 | 0 | 0 | 0 | 0 | 0 | 0 | 0 | 0 | 0 | 0 | 0 | 1.8822e-08 | 9.4972e-08 | -1.0272e-07 | -8.9302e-09 | -5.0872e-08 | 4.8724e-08 | 2.1608e-08 | -1.5539e-07 | -1.2876e-07 | -1.126e-08 | 7.5829e-08 | 6.6682e-08 | 0 | 0 | 0 | 0 | 0 | 0 |  | 0.23643 | 1.5023 | 1.3588 | 0.23643 | 1.5023 | 1.3588 | -33.6 | -140.8923 | 149.0946 | -33.6 | -140.8923 | 149.0946
Line4_2_6 | 0.57873 | 0.020558 | 0.020081 | 0.57873 | 0.020558 | 0.020081 | 0.13365 | 0.0047477 | 0.0046374 | 0.13365 | 0.0047478 | 0.0046375 | 0.016469 | -0.0036007 | 0.0041517 | -0.011034 | 0.0036436 | -0.0041091 | 0.017116 | 0.0061357 | 0.0046585 | -0.011456 | -0.0060898 | -0.0046148 | -79.7196 | 99.1847 | 100.8268 | 100.2804 | -80.8153 | -79.1732 |  | 0.17772 | 1.4985 | 1.3456 | 0.11901 | 1.4947 | 1.3324 | -33.6151 | -140.4088 | 149.1193 | -33.645 | -139.9228 | 149.1446
Line5_6_7 | 0.57873 | 0.020558 | 0.020081 | 0.57873 | 0.020559 | 0.020081 | 0.13365 | 0.0047478 | 0.0046375 | 0.13365 | 0.0047478 | 0.0046375 | 0.011034 | -0.0036436 | 0.0041091 | -0.0055994 | 0.0036864 | -0.0040665 | 0.011456 | 0.0060898 | 0.0046148 | -0.0057956 | -0.0060439 | -0.0045711 | -79.7196 | 99.1846 | 100.8268 | 100.2804 | -80.8154 | -79.1733 |  | 0.11901 | 1.4947 | 1.3324 | 0.060296 | 1.4911 | 1.3193 | -33.645 | -139.9228 | 149.1446 | -33.7332 | -139.4345 | 149.1703
Line6_7_8 | 0.60271 | 0 | 0 | 0.60271 | 0 | 0 | 0.13919 | 0 | 0 | 0.13919 | 0 | 0 | 0.0058122 | 1.6227e-07 | -1.4942e-07 | -4.6464e-15 | -1.1285e-07 | 9.633e-08 | 0.0060543 | -2.3283e-07 | -2.0178e-07 | 4.1551e-15 | 1.5248e-07 | 1.36e-07 | -79.9023 | 0 | 0 | 100.0977 | 0 | 0 |  | 0.060296 | 1.4911 | 1.3193 | 0 | 1.4879 | 1.3072 | -33.7332 | -139.4345 | 149.1703 | 0 | -138.9874 | 149.1971
Line7_8_9 | 0 | 0 | 0 | 0 | 0 | 0 | 0 | 0 | 0 | 0 | 0 | 0 | 2.2693e-21 | 5.4817e-08 | -4.931e-08 | -2.0273e-17 | -3.2163e-09 | -2.2907e-09 | -1.6698e-21 | -7.7084e-08 | -6.689e-08 | 1.9381e-17 | -1.6863e-09 | 2.2213e-09 | 0 | 0 | 0 | 0 | 0 | 0 |  | 0 | 1.4879 | 1.3072 | 0 | 1.4879 | 1.3072 | 0 | -138.9874 | 149.1971 | 0 | -138.9874 | 149.1971
Line8_8_10 | 0 | 0 | 0 | 0 | 0 | 0 | 0 | 0 | 0 | 0 | 0 | 0 | 2.2693e-21 | 5.4817e-08 | -4.931e-08 | -2.0273e-17 | -3.2163e-09 | -2.2907e-09 | -1.6698e-21 | -7.7084e-08 | -6.689e-08 | 1.9381e-17 | -1.6863e-09 | 2.2213e-09 | 0 | 0 | 0 | 0 | 0 | 0 |  | 0 | 1.4879 | 1.3072 | 0 | 1.4879 | 1.3072 | 0 | -138.9874 | 149.1971 | 0 | -138.9874 | 149.1971
Line9_3_11 | 0.021364 | 0.020499 | 0.020336 | 0.021364 | 0.020499 | 0.020336 | 0.0049338 | 0.004734 | 0.0046963 | 0.0049339 | 0.004734 | 0.0046964 | -0.00081737 | -0.0034306 | 0.0042139 | 0.00082188 | 0.0034347 | -0.00421 | -0.00084133 | 0.0062278 | 0.0047844 | 0.00084605 | -0.0062238 | -0.0047804 | 100.5749 | 100.3036 | 100.4688 | -79.4251 | -79.6964 | -79.5312 |  | 0.23775 | 1.502 | 1.3576 | 0.23907 | 1.5016 | 1.3564 | -33.5975 | -140.848 | 149.0968 | -33.5949 | -140.8037 | 149.0989

## LG_min_10
name | pf_ikss_a_from_ka | pf_ikss_b_from_ka | pf_ikss_c_from_ka | pf_ikss_a_to_ka | pf_ikss_b_to_ka | pf_ikss_c_to_ka | pf_skss_a_from_mw | pf_skss_b_from_mw | pf_skss_c_from_mw | pf_skss_a_to_mw | pf_skss_b_to_mw | pf_skss_c_to_mw | pf_p_a_from_mw | pf_p_b_from_mw | pf_p_c_from_mw | pf_p_a_to_mw | pf_p_b_to_mw | pf_p_c_to_mw | pf_q_a_from_mvar | pf_q_b_from_mvar | pf_q_c_from_mvar | pf_q_a_to_mvar | pf_q_b_to_mvar | pf_q_c_to_mvar | pf_ikss_a_from_degree | pf_ikss_b_from_degree | pf_ikss_c_from_degree | pf_ikss_a_to_degree | pf_ikss_b_to_degree | pf_ikss_c_to_degree | 3xI0 | pf_vm_a_from_pu | pf_vm_b_from_pu | pf_vm_c_from_pu | pf_vm_a_to_pu | pf_vm_b_to_pu | pf_vm_c_to_pu | pf_va_a_from_degree | pf_va_b_from_degree | pf_va_c_from_degree | pf_va_a_to_degree | pf_va_b_to_degree | pf_va_c_to_degree
Line0_1_2 | 0.54827 | 0.019476 | 0.019023 | 0.54827 | 0.019476 | 0.019024 | 0.12662 | 0.0044978 | 0.0043933 | 0.12662 | 0.0044978 | 0.0043933 | 0.019658 | -0.0031932 | 0.0037644 | -0.014781 | 0.0032317 | -0.0037262 | 0.020442 | 0.0055481 | 0.0042203 | -0.015362 | -0.0055069 | -0.004181 | -79.7196 | 99.1847 | 100.8269 | 100.2804 | -80.8153 | -79.1731 |  | 0.22398 | 1.4232 | 1.2872 | 0.16836 | 1.4196 | 1.2748 | -33.6 | -140.8923 | 149.0946 | -33.6151 | -140.4088 | 149.1193
Line10_11_12 | 0.02024 | 0.01942 | 0.019266 | 0.02024 | 0.01942 | 0.019266 | 0.0046742 | 0.0044849 | 0.0044492 | 0.0046742 | 0.0044849 | 0.0044493 | -0.00073764 | -0.0030826 | 0.0037785 | 0.00074169 | 0.0030863 | -0.0037751 | -0.00075933 | 0.0055859 | 0.0042905 | 0.00076357 | -0.0055822 | -0.0042869 | 100.5748 | 100.3036 | 100.4688 | -79.4252 | -79.6964 | -79.5312 |  | 0.22649 | 1.4226 | 1.285 | 0.22774 | 1.4222 | 1.2838 | -33.5949 | -140.8037 | 149.0989 | -33.5924 | -140.7593 | 149.1011
Line11_12_13 | 0.02024 | 0.01942 | 0.019266 | 0.02024 | 0.019421 | 0.019266 | 0.0046742 | 0.0044849 | 0.0044493 | 0.0046743 | 0.004485 | 0.0044493 | -0.00074169 | -0.0030863 | 0.0037751 | 0.00074574 | 0.0030899 | -0.0037717 | -0.00076357 | 0.0055822 | 0.0042869 | 0.00076781 | -0.0055786 | -0.0042833 | 100.5748 | 100.3036 | 100.4688 | -79.4252 | -79.6964 | -79.5312 |  | 0.22774 | 1.4222 | 1.2838 | 0.22899 | 1.4219 | 1.2827 | -33.5924 | -140.7593 | 149.1011 | -33.5899 | -140.7149 | 149.1032
Line12_13_15 | 0 | 0 | 0 | 0 | 0 | 0 | 0 | 0 | 0 | 0 | 0 | 0 | 2.5912e-08 | 1.2675e-07 | -1.379e-07 | -1.6838e-08 | -8.7525e-08 | 8.9598e-08 | 2.9473e-08 | -2.0817e-07 | -1.7124e-07 | -2.0067e-08 | 1.3712e-07 | 1.1622e-07 | 0 | 0 | 0 | 0 | 0 | 0 |  | 0.22899 | 1.4219 | 1.2827 | 0.22899 | 1.4219 | 1.2827 | -33.5899 | -140.7149 | 149.1032 | -33.5899 | -140.7149 | 149.1032
Line13_13_14 | 0.020241 | 0.019421 | 0.019267 | 0.020241 | 0.019422 | 0.019267 | 0.0046745 | 0.0044851 | 0.0044495 | 0.0046745 | 0.0044852 | 0.0044496 | -0.00074577 | -0.00309 | 0.0037718 | 0.00074982 | 0.0030937 | -0.0037683 | -0.00076784 | 0.0055788 | 0.0042835 | 0.00077207 | -0.0055751 | -0.0042799 | 100.5747 | 100.3034 | 100.4686 | -79.4253 | -79.6966 | -79.5314 |  | 0.22899 | 1.4219 | 1.2827 | 0.23024 | 1.4216 | 1.2816 | -33.5899 | -140.7149 | 149.1032 | -33.5875 | -140.6705 | 149.1054
Line14_15_16 | 0 | 0 | 0 | 0 | 0 | 0 | 0 | 0 | 0 | 0 | 0 | 0 | 1.7275e-08 | 8.4501e-08 | -9.1933e-08 | -8.2002e-09 | -4.5275e-08 | 4.3632e-08 | 1.9649e-08 | -1.3878e-07 | -1.1416e-07 | -1.0242e-08 | 6.7729e-08 | 5.9139e-08 | 0 | 0 | 0 | 0 | 0 | 0 |  | 0.22899 | 1.4219 | 1.2827 | 0.22899 | 1.4219 | 1.2827 | -33.5899 | -140.7149 | 149.1032 | -33.5899 | -140.7149 | 149.1032
Line15_16_17 | 0 | 0 | 0 | 0 | 0 | 0 | 0 | 0 | 0 | 0 | 0 | 0 | 8.6374e-09 | 4.225e-08 | -4.5966e-08 | 4.3721e-10 | -3.0243e-09 | -2.3344e-09 | 9.8243e-09 | -6.9389e-08 | -5.708e-08 | -4.1806e-10 | -1.6597e-09 | 2.0588e-09 | 0 | 0 | 0 | 0 | 0 | 0 |  | 0.22899 | 1.4219 | 1.2827 | 0.22899 | 1.4219 | 1.2827 | -33.5899 | -140.7149 | 149.1032 | -33.5899 | -140.7149 | 149.1032
Line16_4_18 | 0 | 0 | 0 | 0 | 0 | 0 | 0 | 0 | 0 | 0 | 0 | 0 | 8.4949e-09 | 4.2526e-08 | -4.6062e-08 | 4.3309e-10 | -3.0356e-09 | -2.3563e-09 | 9.7289e-09 | -6.9646e-08 | -5.7605e-08 | -4.1132e-10 | -1.6711e-09 | 2.0639e-09 | 0 | 0 | 0 | 0 | 0 | 0 |  | 0.22524 | 1.4229 | 1.2861 | 0.22524 | 1.4229 | 1.2861 | -33.599 | -140.8477 | 149.097 | -33.599 | -140.8477 | 149.097
Line17_5_19 | 0 | 0 | 0 | 0 | 0 | 0 | 0 | 0 | 0 | 0 | 0 | 0 | 8.4466e-09 | 4.2619e-08 | -4.6094e-08 | 4.317e-10 | -3.0394e-09 | -2.3637e-09 | 9.6967e-09 | -6.9732e-08 | -5.7782e-08 | -4.0904e-10 | -1.6749e-09 | 2.0655e-09 | 0 | 0 | 0 | 0 | 0 | 0 |  | 0.22398 | 1.4232 | 1.2872 | 0.22398 | 1.4232 | 1.2872 | -33.6 | -140.8923 | 149.0946 | -33.6 | -140.8923 | 149.0946
Line1_1_3 | 0.020239 | 0.01942 | 0.019265 | 0.02024 | 0.01942 | 0.019265 | 0.0046741 | 0.0044847 | 0.0044491 | 0.0046741 | 0.0044848 | 0.0044492 | -0.00072954 | -0.0030754 | 0.0037854 | 0.00073359 | 0.003079 | -0.003782 | -0.00075086 | 0.0055932 | 0.0042976 | 0.0007551 | -0.0055895 | -0.004294 | 100.5749 | 100.3036 | 100.4689 | -79.4251 | -79.6964 | -79.5311 |  | 0.22398 | 1.4232 | 1.2872 | 0.22523 | 1.4229 | 1.2861 | -33.6 | -140.8923 | 149.0946 | -33.5975 | -140.848 | 149.0968
Line2_1_4 | 0.020343 | 0.019518 | 0.019362 | 0.020343 | 0.019519 | 0.019363 | 0.004698 | 0.0045076 | 0.0044716 | 0.004698 | 0.0045077 | 0.0044716 | -0.00072969 | -0.003118 | 0.003784 | 0.00073378 | 0.0031217 | -0.0037805 | -0.00075817 | 0.0056067 | 0.0043374 | 0.00076245 | -0.0056031 | -0.0043338 | 100.3032 | 100.0283 | 100.1964 | -79.6968 | -79.9717 | -79.8036 |  | 0.22398 | 1.4232 | 1.2872 | 0.22524 | 1.4229 | 1.2861 | -33.6 | -140.8923 | 149.0946 | -33.599 | -140.8477 | 149.097
Line3_1_5 | 0 | 0 | 0 | 0 | 0 | 0 | 0 | 0 | 0 | 0 | 0 | 0 | 1.6893e-08 | 8.5238e-08 | -9.2188e-08 | -8.0149e-09 | -4.5658e-08 | 4.373e-08 | 1.9393e-08 | -1.3946e-07 | -1.1556e-07 | -1.0106e-08 | 6.8057e-08 | 5.9847e-08 | 0 | 0 | 0 | 0 | 0 | 0 |  | 0.22398 | 1.4232 | 1.2872 | 0.22398 | 1.4232 | 1.2872 | -33.6 | -140.8923 | 149.0946 | -33.6 | -140.8923 | 149.0946
Line4_2_6 | 0.54827 | 0.019476 | 0.019024 | 0.54827 | 0.019476 | 0.019024 | 0.12662 | 0.0044978 | 0.0043933 | 0.12662 | 0.0044979 | 0.0043934 | 0.014781 | -0.0032317 | 0.0037262 | -0.0099031 | 0.0032701 | -0.0036879 | 0.015362 | 0.0055069 | 0.004181 | -0.010282 | -0.0054656 | -0.0041418 | -79.7196 | 99.1847 | 100.8268 | 100.2804 | -80.8153 | -79.1732 |  | 0.16836 | 1.4196 | 1.2748 | 0.11274 | 1.4161 | 1.2623 | -33.6151 | -140.4088 | 149.1193 | -33.645 | -139.9228 | 149.1446
Line5_6_7 | 0.54827 | 0.019476 | 0.019024 | 0.54827 | 0.019477 | 0.019024 | 0.12662 | 0.0044979 | 0.0043934 | 0.12662 | 0.0044979 | 0.0043935 | 0.0099031 | -0.0032701 | 0.0036879 | -0.0050255 | 0.0033086 | -0.0036497 | 0.010282 | 0.0054656 | 0.0041418 | -0.0052016 | -0.0054244 | -0.0041026 | -79.7196 | 99.1846 | 100.8268 | 100.2804 | -80.8154 | -79.1733 |  | 0.11274 | 1.4161 | 1.2623 | 0.057123 | 1.4126 | 1.2498 | -33.645 | -139.9228 | 149.1446 | -33.7332 | -139.4345 | 149.1703
Line6_7_8 | 0.57099 | 0 | 0 | 0.57099 | 0 | 0 | 0.13186 | 0 | 0 | 0.13186 | 0 | 0 | 0.0052165 | 1.4564e-07 | -1.3411e-07 | -4.1852e-15 | -1.0128e-07 | 8.6457e-08 | 0.0054338 | -2.0896e-07 | -1.811e-07 | 3.7045e-15 | 1.3685e-07 | 1.2206e-07 | -79.9023 | 0 | 0 | 100.0977 | 0 | 0 |  | 0.057123 | 1.4126 | 1.2498 | 0 | 1.4096 | 1.2384 | -33.7332 | -139.4345 | 149.1703 | 0 | -138.9874 | 149.1971
Line7_8_9 | 0 | 0 | 0 | 0 | 0 | 0 | 0 | 0 | 0 | 0 | 0 | 0 | 2.0423e-21 | 4.9199e-08 | -4.4256e-08 | -1.8195e-17 | -2.8867e-09 | -2.0559e-09 | -1.4869e-21 | -6.9183e-08 | -6.0035e-08 | 1.7395e-17 | -1.5134e-09 | 1.9936e-09 | 0 | 0 | 0 | 0 | 0 | 0 |  | 0 | 1.4096 | 1.2384 | 0 | 1.4096 | 1.2384 | 0 | -138.9874 | 149.1971 | 0 | -138.9874 | 149.1971
Line8_8_10 | 0 | 0 | 0 | 0 | 0 | 0 | 0 | 0 | 0 | 0 | 0 | 0 | 2.0423e-21 | 4.9199e-08 | -4.4256e-08 | -1.8195e-17 | -2.8867e-09 | -2.0559e-09 | -1.4869e-21 | -6.9183e-08 | -6.0035e-08 | 1.7395e-17 | -1.5134e-09 | 1.9936e-09 | 0 | 0 | 0 | 0 | 0 | 0 |  | 0 | 1.4096 | 1.2384 | 0 | 1.4096 | 1.2384 | 0 | -138.9874 | 149.1971 | 0 | -138.9874 | 149.1971
Line9_3_11 | 0.02024 | 0.01942 | 0.019265 | 0.02024 | 0.01942 | 0.019266 | 0.0046741 | 0.0044848 | 0.0044492 | 0.0046742 | 0.0044849 | 0.0044492 | -0.00073359 | -0.003079 | 0.003782 | 0.00073764 | 0.0030826 | -0.0037785 | -0.0007551 | 0.0055895 | 0.004294 | 0.00075933 | -0.0055859 | -0.0042905 | 100.5749 | 100.3036 | 100.4688 | -79.4251 | -79.6964 | -79.5312 |  | 0.22523 | 1.4229 | 1.2861 | 0.22649 | 1.4226 | 1.285 | -33.5975 | -140.848 | 149.0968 | -33.5949 | -140.8037 | 149.0989

## LG_min_fault_6
name | pf_ikss_a_from_ka | pf_ikss_b_from_ka | pf_ikss_c_from_ka | pf_ikss_a_to_ka | pf_ikss_b_to_ka | pf_ikss_c_to_ka | pf_skss_a_from_mw | pf_skss_b_from_mw | pf_skss_c_from_mw | pf_skss_a_to_mw | pf_skss_b_to_mw | pf_skss_c_to_mw | pf_p_a_from_mw | pf_p_b_from_mw | pf_p_c_from_mw | pf_p_a_to_mw | pf_p_b_to_mw | pf_p_c_to_mw | pf_q_a_from_mvar | pf_q_b_from_mvar | pf_q_c_from_mvar | pf_q_a_to_mvar | pf_q_b_to_mvar | pf_q_c_to_mvar | pf_ikss_a_from_degree | pf_ikss_b_from_degree | pf_ikss_c_from_degree | pf_ikss_a_to_degree | pf_ikss_b_to_degree | pf_ikss_c_to_degree | 3xI0 | pf_vm_a_from_pu | pf_vm_b_from_pu | pf_vm_c_from_pu | pf_vm_a_to_pu | pf_vm_b_to_pu | pf_vm_c_to_pu | pf_va_a_from_degree | pf_va_b_from_degree | pf_va_c_from_degree | pf_va_a_to_degree | pf_va_b_to_degree | pf_va_c_to_degree
Line0_1_2 | 0.028574 | 0.001015 | 0.00099144 | 0.028574 | 0.001015 | 0.00099146 | 0.006599 | 0.00023441 | 0.00022896 | 0.0065989 | 0.00023441 | 0.00022897 | 0.0043185 | -6.7233e-05 | 0.00021103 | -0.0043053 | 6.7338e-05 | -0.00021093 | 0.0042935 | 0.00022047 | -4.5092e-05 | -0.0042797 | -0.00022036 | 4.52e-05 | -46.4362 | 132.4682 | 134.1103 | 133.5638 | -47.5318 | -45.8897 |  | 0.92282 | 0.98329 | 0.9425 | 0.91992 | 0.98296 | 0.94215 | -1.6024 | -120.5724 | 122.0491 | -1.6066 | -120.5395 | 122.0156
Line10_11_12 | 0.0010548 | 0.0010121 | 0.0010041 | 0.0010548 | 0.0010121 | 0.0010041 | 0.0002436 | 0.00023374 | 0.00023188 | 0.00024361 | 0.00023374 | 0.00023188 | -0.00016025 | -6.2754e-05 | 0.00021398 | 0.00016027 | 6.2765e-05 | -0.00021398 | -0.0001577 | 0.00022108 | -4.435e-05 | 0.00015771 | -0.00022107 | 4.436e-05 | 133.8583 | 133.587 | 133.7523 | -46.1417 | -46.413 | -46.2477 |  | 0.92295 | 0.98322 | 0.94243 | 0.92302 | 0.98319 | 0.9424 | -1.6021 | -120.5664 | 122.043 | -1.602 | -120.5634 | 122.04
Line11_12_13 | 0.0010548 | 0.0010121 | 0.0010041 | 0.0010549 | 0.0010121 | 0.0010041 | 0.00024361 | 0.00023374 | 0.00023188 | 0.00024361 | 0.00023374 | 0.00023189 | -0.00016027 | -6.2765e-05 | 0.00021398 | 0.00016028 | 6.2775e-05 | -0.00021397 | -0.00015771 | 0.00022107 | -4.436e-05 | 0.00015773 | -0.00022107 | 4.437e-05 | 133.8583 | 133.587 | 133.7522 | -46.1417 | -46.413 | -46.2478 |  | 0.92302 | 0.98319 | 0.9424 | 0.92308 | 0.98316 | 0.94237 | -1.602 | -120.5634 | 122.04 | -1.6019 | -120.5603 | 122.0369
Line12_13_15 | 0 | 0 | 0 | 0 | 0 | 0 | 0 | 0 | 0 | 0 | 0 | 0 | 5.5825e-09 | 2.7443e-09 | -8.3101e-09 | -3.6318e-09 | -1.9493e-09 | 5.5643e-09 | 6.0674e-09 | -8.343e-09 | 1.3451e-09 | -4.1348e-09 | 5.5285e-09 | -7.8005e-10 | 0 | 0 | 0 | 0 | 0 | 0 |  | 0.92308 | 0.98316 | 0.94237 | 0.92308 | 0.98316 | 0.94237 | -1.6019 | -120.5603 | 122.0369 | -1.6019 | -120.5603 | 122.0369
Line13_13_14 | 0.0010549 | 0.0010122 | 0.0010041 | 0.0010549 | 0.0010122 | 0.0010041 | 0.00024362 | 0.00023375 | 0.00023189 | 0.00024362 | 0.00023375 | 0.0002319 | -0.00016029 | -6.2778e-05 | 0.00021398 | 0.0001603 | 6.2789e-05 | -0.00021397 | -0.00015773 | 0.00022108 | -4.4372e-05 | 0.00015775 | -0.00022107 | 4.4382e-05 | 133.8581 | 133.5869 | 133.7521 | -46.1419 | -46.4131 | -46.2479 |  | 0.92308 | 0.98316 | 0.94237 | 0.92315 | 0.98313 | 0.94234 | -1.6019 | -120.5603 | 122.0369 | -1.6018 | -120.5573 | 122.0339
Line14_15_16 | 0 | 0 | 0 | 0 | 0 | 0 | 0 | 0 | 0 | 0 | 0 | 0 | 3.7217e-09 | 1.8295e-09 | -5.5401e-09 | -1.771e-09 | -1.0345e-09 | 2.7943e-09 | 4.0449e-09 | -5.562e-09 | 8.9673e-10 | -2.1123e-09 | 2.7475e-09 | -3.3169e-10 | 0 | 0 | 0 | 0 | 0 | 0 |  | 0.92308 | 0.98316 | 0.94237 | 0.92308 | 0.98316 | 0.94237 | -1.6019 | -120.5603 | 122.0369 | -1.6019 | -120.5603 | 122.0369
Line15_16_17 | 0 | 0 | 0 | 0 | 0 | 0 | 0 | 0 | 0 | 0 | 0 | 0 | 1.8608e-09 | 9.1477e-10 | -2.77e-09 | 8.9846e-11 | -1.1972e-10 | 2.4291e-11 | 2.0225e-09 | -2.781e-09 | 4.4836e-10 | -8.9886e-11 | -3.3492e-11 | 1.1668e-10 | 0 | 0 | 0 | 0 | 0 | 0 |  | 0.92308 | 0.98316 | 0.94237 | 0.92308 | 0.98316 | 0.94237 | -1.6019 | -120.5603 | 122.0369 | -1.6019 | -120.5603 | 122.0369
Line16_4_18 | 0 | 0 | 0 | 0 | 0 | 0 | 0 | 0 | 0 | 0 | 0 | 0 | 1.8602e-09 | 9.278e-10 | -2.7824e-09 | 9.0487e-11 | -1.2006e-10 | 2.3951e-11 | 2.0363e-09 | -2.7885e-09 | 4.3974e-10 | -8.9889e-11 | -3.4037e-11 | 1.1721e-10 | 0 | 0 | 0 | 0 | 0 | 0 |  | 0.92289 | 0.98326 | 0.94246 | 0.92289 | 0.98326 | 0.94246 | -1.6023 | -120.5694 | 122.0461 | -1.6023 | -120.5694 | 122.0461
Line17_5_19 | 0 | 0 | 0 | 0 | 0 | 0 | 0 | 0 | 0 | 0 | 0 | 0 | 1.8599e-09 | 9.3218e-10 | -2.7865e-09 | 9.0702e-11 | -1.2018e-10 | 2.3835e-11 | 2.0409e-09 | -2.791e-09 | 4.3682e-10 | -8.9888e-11 | -3.422e-11 | 1.1739e-10 | 0 | 0 | 0 | 0 | 0 | 0 |  | 0.92282 | 0.98329 | 0.9425 | 0.92282 | 0.98329 | 0.9425 | -1.6024 | -120.5724 | 122.0491 | -1.6024 | -120.5724 | 122.0491
Line1_1_3 | 0.0010548 | 0.0010121 | 0.001004 | 0.0010548 | 0.0010121 | 0.0010041 | 0.0002436 | 0.00023373 | 0.00023187 | 0.0002436 | 0.00023373 | 0.00023188 | -0.00016023 | -6.2733e-05 | 0.000214 | 0.00016024 | 6.2743e-05 | -0.00021399 | -0.00015767 | 0.0002211 | -4.4329e-05 | 0.00015769 | -0.00022109 | 4.4339e-05 | 133.8584 | 133.5871 | 133.7523 | -46.1416 | -46.4129 | -46.2477 |  | 0.92282 | 0.98329 | 0.9425 | 0.92289 | 0.98325 | 0.94246 | -1.6024 | -120.5724 | 122.0491 | -1.6023 | -120.5694 | 122.0461
Line2_1_4 | 0.0010602 | 0.0010172 | 0.0010091 | 0.0010602 | 0.0010173 | 0.0010091 | 0.00024484 | 0.00023492 | 0.00023304 | 0.00024485 | 0.00023492 | 0.00023305 | -0.00016029 | -6.4119e-05 | 0.00021529 | 0.00016031 | 6.413e-05 | -0.00021528 | -0.00015924 | 0.00022192 | -4.353e-05 | 0.00015925 | -0.00022191 | 4.354e-05 | 133.5867 | 133.3118 | 133.4798 | -46.4133 | -46.6882 | -46.5202 |  | 0.92282 | 0.98329 | 0.9425 | 0.92289 | 0.98326 | 0.94246 | -1.6024 | -120.5724 | 122.0491 | -1.6023 | -120.5694 | 122.0461
Line3_1_5 | 0 | 0 | 0 | 0 | 0 | 0 | 0 | 0 | 0 | 0 | 0 | 0 | 3.7199e-09 | 1.8644e-09 | -5.573e-09 | -1.7692e-09 | -1.0524e-09 | 2.8103e-09 | 4.0818e-09 | -5.5821e-09 | 8.7363e-10 | -2.1308e-09 | 2.7568e-09 | -3.1943e-10 | 0 | 0 | 0 | 0 | 0 | 0 |  | 0.92282 | 0.98329 | 0.9425 | 0.92282 | 0.98329 | 0.9425 | -1.6024 | -120.5724 | 122.0491 | -1.6024 | -120.5724 | 122.0491
Line4_2_6 | 0.028574 | 0.001015 | 0.00099146 | 0.028574 | 0.001015 | 0.00099147 | 0.0065989 | 0.00023441 | 0.00022897 | 0.0065989 | 0.00023441 | 0.00022897 | 0.0043053 | -6.7338e-05 | 0.00021093 | -0.004292 | 6.7443e-05 | -0.00021083 | 0.0042797 | 0.00022036 | -4.5199e-05 | -0.0042659 | -0.00022025 | 4.5307e-05 | -46.4362 | 132.4681 | 134.1103 | 133.5638 | -47.5319 | -45.8897 |  | 0.91992 | 0.98296 | 0.94215 | 0.91703 | 0.98263 | 0.9418 | -1.6066 | -120.5395 | 122.0156 | -1.6108 | -120.5065 | 121.9821
Line5_6_7 | 0.028574 | 0.001015 | 0.00099147 | 0.028574 | 0.0010151 | 0.00099148 | 0.0065989 | 0.00023441 | 0.00022897 | 0.0065989 | 0.00023442 | 0.00022897 | 0.004292 | -6.7443e-05 | 0.00021083 | -0.0042788 | 6.7548e-05 | -0.00021073 | 0.0042659 | 0.00022025 | -4.5307e-05 | -0.0042521 | -0.00022014 | 4.5414e-05 | -46.4362 | 132.4681 | 134.1102 | 133.5638 | -47.5319 | -45.8898 |  | 0.91703 | 0.98263 | 0.9418 | 0.91413 | 0.9823 | 0.94146 | -1.6108 | -120.5065 | 121.9821 | -1.6151 | -120.4735 | 121.9486
Line6_7_8 | 0.029758 | 0 | 0 | 0.029758 | 0 | 0 | 0.0068724 | 0 | 0 | 0.0068723 | 0 | 0 | 0.0044419 | 3.2406e-09 | -8.7804e-09 | -0.0044277 | -2.2923e-09 | 5.8932e-09 | 0.0044425 | -8.6434e-09 | 1.082e-09 | -0.0044277 | 5.741e-09 | -6.0614e-10 | -46.6189 | 0 | 0 | 133.3811 | 0 | 0 |  | 0.91413 | 0.9823 | 0.94146 | 0.91115 | 0.98201 | 0.94114 | -1.6151 | -120.4735 | 121.9486 | -1.6189 | -120.4435 | 121.918
Line7_8_9 | 0 | 0 | 0 | 0 | 0 | 0 | 0 | 0 | 0 | 0 | 0 | 0 | 1.8019e-09 | 1.0885e-09 | -2.9322e-09 | 1.2852e-10 | -1.1534e-10 | 2.8745e-11 | 2.1826e-09 | -2.8838e-09 | 3.5793e-10 | -8.9663e-11 | -2.6475e-11 | 1.0972e-10 | 0 | 0 | 0 | 0 | 0 | 0 |  | 0.91115 | 0.98201 | 0.94114 | 0.91115 | 0.98201 | 0.94114 | -1.6189 | -120.4435 | 121.918 | -1.6189 | -120.4435 | 121.918
Line8_8_10 | 0 | 0 | 0 | 0 | 0 | 0 | 0 | 0 | 0 | 0 | 0 | 0 | 1.8019e-09 | 1.0885e-09 | -2.9322e-09 | 1.2852e-10 | -1.1534e-10 | 2.8745e-11 | 2.1826e-09 | -2.8838e-09 | 3.5793e-10 | -8.9663e-11 | -2.6475e-11 | 1.0972e-10 | 0 | 0 | 0 | 0 | 0 | 0 |  | 0.91115 | 0.98201 | 0.94114 | 0.91115 | 0.98201 | 0.94114 | -1.6189 | -120.4435 | 121.918 | -1.6189 | -120.4435 | 121.918
Line9_3_11 | 0.0010548 | 0.0010121 | 0.0010041 | 0.0010548 | 0.0010121 | 0.0010041 | 0.0002436 | 0.00023373 | 0.00023188 | 0.0002436 | 0.00023374 | 0.00023188 | -0.00016024 | -6.2743e-05 | 0.00021399 | 0.00016025 | 6.2754e-05 | -0.00021398 | -0.00015769 | 0.00022109 | -4.4339e-05 | 0.0001577 | -0.00022108 | 4.435e-05 | 133.8583 | 133.5871 | 133.7523 | -46.1417 | -46.4129 | -46.2477 |  | 0.92289 | 0.98325 | 0.94246 | 0.92295 | 0.98322 | 0.94243 | -1.6023 | -120.5694 | 122.0461 | -1.6021 | -120.5664 | 122.043

## LG_min_fault_10
name | pf_ikss_a_from_ka | pf_ikss_b_from_ka | pf_ikss_c_from_ka | pf_ikss_a_to_ka | pf_ikss_b_to_ka | pf_ikss_c_to_ka | pf_skss_a_from_mw | pf_skss_b_from_mw | pf_skss_c_from_mw | pf_skss_a_to_mw | pf_skss_b_to_mw | pf_skss_c_to_mw | pf_p_a_from_mw | pf_p_b_from_mw | pf_p_c_from_mw | pf_p_a_to_mw | pf_p_b_to_mw | pf_p_c_to_mw | pf_q_a_from_mvar | pf_q_b_from_mvar | pf_q_c_from_mvar | pf_q_a_to_mvar | pf_q_b_to_mvar | pf_q_c_to_mvar | pf_ikss_a_from_degree | pf_ikss_b_from_degree | pf_ikss_c_from_degree | pf_ikss_a_to_degree | pf_ikss_b_to_degree | pf_ikss_c_to_degree | 3xI0 | pf_vm_a_from_pu | pf_vm_b_from_pu | pf_vm_c_from_pu | pf_vm_a_to_pu | pf_vm_b_to_pu | pf_vm_c_to_pu | pf_va_a_from_degree | pf_va_b_from_degree | pf_va_c_from_degree | pf_va_a_to_degree | pf_va_b_to_degree | pf_va_c_to_degree
Line0_1_2 | 0.02707 | 0.0009616 | 0.00093926 | 0.02707 | 0.00096161 | 0.00093927 | 0.0062516 | 0.00022207 | 0.00021691 | 0.0062516 | 0.00022207 | 0.00021692 | 0.0038759 | -6.0342e-05 | 0.0001894 | -0.003864 | 6.0436e-05 | -0.00018931 | 0.0038535 | 0.00019787 | -4.0471e-05 | -0.0038411 | -0.00019777 | 4.0567e-05 | -46.4362 | 132.4682 | 134.1103 | 133.5638 | -47.5318 | -45.8897 |  | 0.87425 | 0.93153 | 0.89289 | 0.87151 | 0.93122 | 0.89256 | -1.6024 | -120.5724 | 122.0491 | -1.6066 | -120.5395 | 122.0156
Line10_11_12 | 0.00099932 | 0.00095884 | 0.00095122 | 0.00099933 | 0.00095885 | 0.00095123 | 0.00023078 | 0.00022143 | 0.00021968 | 0.00023079 | 0.00022144 | 0.00021968 | -0.00014383 | -5.6322e-05 | 0.00019205 | 0.00014384 | 5.6332e-05 | -0.00019205 | -0.00014154 | 0.00019842 | -3.9804e-05 | 0.00014155 | -0.00019842 | 3.9814e-05 | 133.8583 | 133.587 | 133.7523 | -46.1417 | -46.413 | -46.2477 |  | 0.87438 | 0.93148 | 0.89283 | 0.87444 | 0.93145 | 0.8928 | -1.6021 | -120.5664 | 122.043 | -1.602 | -120.5634 | 122.04
Line11_12_13 | 0.00099933 | 0.00095885 | 0.00095123 | 0.00099934 | 0.00095887 | 0.00095125 | 0.00023079 | 0.00022144 | 0.00021968 | 0.00023079 | 0.00022144 | 0.00021968 | -0.00014384 | -5.6332e-05 | 0.00019205 | 0.00014385 | 5.6341e-05 | -0.00019204 | -0.00014155 | 0.00019842 | -3.9813e-05 | 0.00014156 | -0.00019841 | 3.9823e-05 | 133.8583 | 133.587 | 133.7522 | -46.1417 | -46.413 | -46.2478 |  | 0.87444 | 0.93145 | 0.8928 | 0.8745 | 0.93142 | 0.89277 | -1.602 | -120.5634 | 122.04 | -1.6019 | -120.5603 | 122.0369
Line12_13_15 | 0 | 0 | 0 | 0 | 0 | 0 | 0 | 0 | 0 | 0 | 0 | 0 | 5.0103e-09 | 2.463e-09 | -7.4584e-09 | -3.2596e-09 | -1.7495e-09 | 4.994e-09 | 5.4455e-09 | -7.4879e-09 | 1.2072e-09 | -3.711e-09 | 4.9619e-09 | -7.001e-10 | 0 | 0 | 0 | 0 | 0 | 0 |  | 0.8745 | 0.93142 | 0.89277 | 0.8745 | 0.93142 | 0.89277 | -1.6019 | -120.5603 | 122.0369 | -1.6019 | -120.5603 | 122.0369
Line13_13_14 | 0.00099938 | 0.0009589 | 0.00095128 | 0.00099939 | 0.00095891 | 0.00095129 | 0.0002308 | 0.00022145 | 0.00021969 | 0.0002308 | 0.00022145 | 0.00021969 | -0.00014386 | -5.6344e-05 | 0.00019205 | 0.00014387 | 5.6353e-05 | -0.00019204 | -0.00014157 | 0.00019842 | -3.9824e-05 | 0.00014158 | -0.00019841 | 3.9833e-05 | 133.8581 | 133.5869 | 133.7521 | -46.1419 | -46.4131 | -46.2479 |  | 0.8745 | 0.93142 | 0.89277 | 0.87456 | 0.93139 | 0.89274 | -1.6019 | -120.5603 | 122.0369 | -1.6018 | -120.5573 | 122.0339
Line14_15_16 | 0 | 0 | 0 | 0 | 0 | 0 | 0 | 0 | 0 | 0 | 0 | 0 | 3.3402e-09 | 1.642e-09 | -4.9722e-09 | -1.5895e-09 | -9.2847e-10 | 2.5079e-09 | 3.6303e-09 | -4.9919e-09 | 8.0482e-10 | -1.8958e-09 | 2.4659e-09 | -2.9769e-10 | 0 | 0 | 0 | 0 | 0 | 0 |  | 0.8745 | 0.93142 | 0.89277 | 0.8745 | 0.93142 | 0.89277 | -1.6019 | -120.5603 | 122.0369 | -1.6019 | -120.5603 | 122.0369
Line15_16_17 | 0 | 0 | 0 | 0 | 0 | 0 | 0 | 0 | 0 | 0 | 0 | 0 | 1.6701e-09 | 8.2102e-10 | -2.4861e-09 | 8.0637e-11 | -1.0745e-10 | 2.1801e-11 | 1.8152e-09 | -2.496e-09 | 4.0241e-10 | -8.0673e-11 | -3.006e-11 | 1.0472e-10 | 0 | 0 | 0 | 0 | 0 | 0 |  | 0.8745 | 0.93142 | 0.89277 | 0.8745 | 0.93142 | 0.89277 | -1.6019 | -120.5603 | 122.0369 | -1.6019 | -120.5603 | 122.0369
Line16_4_18 | 0 | 0 | 0 | 0 | 0 | 0 | 0 | 0 | 0 | 0 | 0 | 0 | 1.6695e-09 | 8.3271e-10 | -2.4972e-09 | 8.1212e-11 | -1.0776e-10 | 2.1496e-11 | 1.8276e-09 | -2.5027e-09 | 3.9467e-10 | -8.0676e-11 | -3.0548e-11 | 1.052e-10 | 0 | 0 | 0 | 0 | 0 | 0 |  | 0.87432 | 0.9315 | 0.89286 | 0.87432 | 0.9315 | 0.89286 | -1.6023 | -120.5694 | 122.0461 | -1.6023 | -120.5694 | 122.0461
Line17_5_19 | 0 | 0 | 0 | 0 | 0 | 0 | 0 | 0 | 0 | 0 | 0 | 0 | 1.6693e-09 | 8.3664e-10 | -2.5009e-09 | 8.1405e-11 | -1.0786e-10 | 2.1392e-11 | 1.8317e-09 | -2.505e-09 | 3.9205e-10 | -8.0675e-11 | -3.0713e-11 | 1.0536e-10 | 0 | 0 | 0 | 0 | 0 | 0 |  | 0.87425 | 0.93153 | 0.89289 | 0.87425 | 0.93153 | 0.89289 | -1.6024 | -120.5724 | 122.0491 | -1.6024 | -120.5724 | 122.0491
Line1_1_3 | 0.00099929 | 0.00095882 | 0.0009512 | 0.0009993 | 0.00095883 | 0.00095121 | 0.00023078 | 0.00022143 | 0.00021967 | 0.00023078 | 0.00022143 | 0.00021967 | -0.00014381 | -5.6303e-05 | 0.00019206 | 0.00014382 | 5.6312e-05 | -0.00019206 | -0.00014151 | 0.00019844 | -3.9786e-05 | 0.00014152 | -0.00019843 | 3.9795e-05 | 133.8584 | 133.5871 | 133.7523 | -46.1416 | -46.4129 | -46.2477 |  | 0.87425 | 0.93153 | 0.89289 | 0.87431 | 0.9315 | 0.89286 | -1.6024 | -120.5724 | 122.0491 | -1.6023 | -120.5694 | 122.0461
Line2_1_4 | 0.0010044 | 0.0009637 | 0.000956 | 0.0010044 | 0.00096371 | 0.00095601 | 0.00023196 | 0.00022256 | 0.00022078 | 0.00023196 | 0.00022256 | 0.00022078 | -0.00014387 | -5.7548e-05 | 0.00019322 | 0.00014388 | 5.7557e-05 | -0.00019322 | -0.00014292 | 0.00019917 | -3.9068e-05 | 0.00014293 | -0.00019917 | 3.9078e-05 | 133.5867 | 133.3118 | 133.4798 | -46.4133 | -46.6882 | -46.5202 |  | 0.87425 | 0.93153 | 0.89289 | 0.87432 | 0.9315 | 0.89286 | -1.6024 | -120.5724 | 122.0491 | -1.6023 | -120.5694 | 122.0461
Line3_1_5 | 0 | 0 | 0 | 0 | 0 | 0 | 0 | 0 | 0 | 0 | 0 | 0 | 3.3386e-09 | 1.6733e-09 | -5.0018e-09 | -1.5879e-09 | -9.445e-10 | 2.5223e-09 | 3.6634e-09 | -5.01e-09 | 7.8409e-10 | -1.9124e-09 | 2.4743e-09 | -2.8669e-10 | 0 | 0 | 0 | 0 | 0 | 0 |  | 0.87425 | 0.93153 | 0.89289 | 0.87425 | 0.93153 | 0.89289 | -1.6024 | -120.5724 | 122.0491 | -1.6024 | -120.5724 | 122.0491
Line4_2_6 | 0.02707 | 0.00096161 | 0.00093927 | 0.02707 | 0.00096162 | 0.00093929 | 0.0062516 | 0.00022207 | 0.00021692 | 0.0062516 | 0.00022208 | 0.00021692 | 0.003864 | -6.0436e-05 | 0.00018931 | -0.0038521 | 6.0531e-05 | -0.00018922 | 0.0038411 | 0.00019777 | -4.0567e-05 | -0.0038287 | -0.00019767 | 4.0663e-05 | -46.4362 | 132.4681 | 134.1103 | 133.5638 | -47.5319 | -45.8897 |  | 0.87151 | 0.93122 | 0.89256 | 0.86876 | 0.93091 | 0.89223 | -1.6066 | -120.5395 | 122.0156 | -1.6108 | -120.5065 | 121.9821
Line5_6_7 | 0.02707 | 0.00096162 | 0.00093929 | 0.02707 | 0.00096163 | 0.0009393 | 0.0062516 | 0.00022208 | 0.00021692 | 0.0062516 | 0.00022208 | 0.00021692 | 0.0038521 | -6.0531e-05 | 0.00018922 | -0.0038402 | 6.0625e-05 | -0.00018913 | 0.0038287 | 0.00019767 | -4.0663e-05 | -0.0038163 | -0.00019758 | 4.0759e-05 | -46.4362 | 132.4681 | 134.1102 | 133.5638 | -47.5319 | -45.8898 |  | 0.86876 | 0.93091 | 0.89223 | 0.86602 | 0.9306 | 0.89191 | -1.6108 | -120.5065 | 121.9821 | -1.6151 | -120.4735 | 121.9486
Line6_7_8 | 0.028192 | 0 | 0 | 0.028192 | 0 | 0 | 0.0065106 | 0 | 0 | 0.0065106 | 0 | 0 | 0.0039866 | 2.9085e-09 | -7.8805e-09 | -0.0039739 | -2.0573e-09 | 5.2892e-09 | 0.0039872 | -7.7575e-09 | 9.7114e-10 | -0.0039739 | 5.1526e-09 | -5.4402e-10 | -46.6189 | 0 | 0 | 133.3811 | 0 | 0 |  | 0.86602 | 0.9306 | 0.89191 | 0.8632 | 0.93032 | 0.8916 | -1.6151 | -120.4735 | 121.9486 | -1.6189 | -120.4435 | 121.918
Line7_8_9 | 0 | 0 | 0 | 0 | 0 | 0 | 0 | 0 | 0 | 0 | 0 | 0 | 1.6172e-09 | 9.769e-10 | -2.6317e-09 | 1.1535e-10 | -1.0352e-10 | 2.5799e-11 | 1.9589e-09 | -2.5882e-09 | 3.2125e-10 | -8.0473e-11 | -2.3762e-11 | 9.8475e-11 | 0 | 0 | 0 | 0 | 0 | 0 |  | 0.8632 | 0.93032 | 0.8916 | 0.8632 | 0.93032 | 0.8916 | -1.6189 | -120.4435 | 121.918 | -1.6189 | -120.4435 | 121.918
Line8_8_10 | 0 | 0 | 0 | 0 | 0 | 0 | 0 | 0 | 0 | 0 | 0 | 0 | 1.6172e-09 | 9.769e-10 | -2.6317e-09 | 1.1535e-10 | -1.0352e-10 | 2.5799e-11 | 1.9589e-09 | -2.5882e-09 | 3.2125e-10 | -8.0473e-11 | -2.3762e-11 | 9.8475e-11 | 0 | 0 | 0 | 0 | 0 | 0 |  | 0.8632 | 0.93032 | 0.8916 | 0.8632 | 0.93032 | 0.8916 | -1.6189 | -120.4435 | 121.918 | -1.6189 | -120.4435 | 121.918
Line9_3_11 | 0.0009993 | 0.00095883 | 0.00095121 | 0.00099932 | 0.00095884 | 0.00095122 | 0.00023078 | 0.00022143 | 0.00021967 | 0.00023078 | 0.00022143 | 0.00021968 | -0.00014382 | -5.6313e-05 | 0.00019206 | 0.00014383 | 5.6322e-05 | -0.00019205 | -0.00014152 | 0.00019843 | -3.9795e-05 | 0.00014154 | -0.00019842 | 3.9804e-05 | 133.8583 | 133.5871 | 133.7523 | -46.1417 | -46.4129 | -46.2477 |  | 0.87431 | 0.9315 | 0.89286 | 0.87438 | 0.93148 | 0.89283 | -1.6023 | -120.5694 | 122.0461 | -1.6021 | -120.5664 | 122.043

## LLG_max_6
name | pf_ikss_a_from_ka | pf_ikss_b_from_ka | pf_ikss_c_from_ka | pf_ikss_a_to_ka | pf_ikss_b_to_ka | pf_ikss_c_to_ka | pf_skss_a_from_mw | pf_skss_b_from_mw | pf_skss_c_from_mw | pf_skss_a_to_mw | pf_skss_b_to_mw | pf_skss_c_to_mw | pf_p_a_from_mw | pf_p_b_from_mw | pf_p_c_from_mw | pf_p_a_to_mw | pf_p_b_to_mw | pf_p_c_to_mw | pf_q_a_from_mvar | pf_q_b_from_mvar | pf_q_c_from_mvar | pf_q_a_to_mvar | pf_q_b_to_mvar | pf_q_c_to_mvar | pf_ikss_a_from_degree | pf_ikss_b_from_degree | pf_ikss_c_from_degree | pf_ikss_a_to_degree | pf_ikss_b_to_degree | pf_ikss_c_to_degree | 3xI0 | pf_vm_a_from_pu | pf_vm_b_from_pu | pf_vm_c_from_pu | pf_vm_a_to_pu | pf_vm_b_to_pu | pf_vm_c_to_pu | pf_va_a_from_degree | pf_va_b_from_degree | pf_va_c_from_degree | pf_va_a_to_degree | pf_va_b_to_degree | pf_va_c_to_degree
Line0_1_2 | 0.11172 | 1.9447 | 2.1814 | 0.11172 | 1.9447 | 2.1814 | 0.0258 | 0.44911 | 0.50378 | 0.0258 | 0.44911 | 0.50378 | -0.021478 | 0.11986 | 0.24046 | 0.021216 | -0.095121 | -0.18485 | 0.023944 | 0.33156 | 0.36424 | -0.023049 | -0.25514 | -0.28138 | -129.2346 | 175.0982 | 48.6398 | 50.7655 | -4.9017 | -131.3602 |  | 1.2467 | 0.78502 | 0.86636 | 1.2142 | 0.60631 | 0.66829 | 2.658 | -114.7768 | 105.2082 | 3.3945 | -115.3479 | 105.3371
Line10_11_12 | 0.11185 | 0.37257 | 0.36549 | 0.11185 | 0.37257 | 0.36549 | 0.025831 | 0.086042 | 0.084406 | 0.025831 | 0.086042 | 0.084406 | 0.017085 | 0.018532 | -0.068503 | -0.017159 | -0.017983 | 0.06994 | 0.027372 | -0.068946 | -0.03556 | -0.027362 | 0.071105 | 0.037215 | -55.6134 | -41.6737 | -100.9607 | 124.3866 | 138.3263 | 79.0393 |  | 1.2491 | 0.82975 | 0.91443 | 1.2503 | 0.85241 | 0.93861 | 2.4149 | -116.6285 | 106.4732 | 2.2937 | -117.481 | 107.0569
Line11_12_13 | 0.11185 | 0.37257 | 0.36549 | 0.11185 | 0.37257 | 0.36549 | 0.025831 | 0.086042 | 0.084406 | 0.025831 | 0.086042 | 0.084406 | 0.017159 | 0.017983 | -0.06994 | -0.017234 | -0.017433 | 0.071376 | 0.027362 | -0.071105 | -0.037215 | -0.027352 | 0.073263 | 0.03887 | -55.6134 | -41.6737 | -100.9607 | 124.3866 | 138.3263 | 79.0393 |  | 1.2503 | 0.85241 | 0.93861 | 1.2516 | 0.87526 | 0.9629 | 2.2937 | -117.481 | 107.0569 | 2.1727 | -118.2892 | 107.6113
Line12_13_15 | 0 | 0 | 0 | 0 | 0 | 0 | 0 | 0 | 0 | 0 | 0 | 0 | -1.5428e-08 | -3.0078e-08 | 4.5951e-08 | 9.3569e-09 | 2.0612e-08 | -3.0412e-08 | -5.8375e-08 | 3.1179e-08 | 7.2228e-10 | 3.9099e-08 | -2.0685e-08 | -1.2769e-09 | 0 | 0 | 0 | 0 | 0 | 0 |  | 1.2516 | 0.87526 | 0.9629 | 1.2516 | 0.87526 | 0.9629 | 2.1727 | -118.2892 | 107.6113 | 2.1727 | -118.2892 | 107.6113
Line13_13_14 | 0.11185 | 0.37257 | 0.36549 | 0.11185 | 0.37257 | 0.36549 | 0.025831 | 0.086042 | 0.084406 | 0.025831 | 0.086042 | 0.084406 | 0.017234 | 0.017433 | -0.071376 | -0.017308 | -0.016883 | 0.072813 | 0.027352 | -0.073264 | -0.03887 | -0.027343 | 0.075422 | 0.040526 | -55.6135 | -41.6738 | -100.9606 | 124.3865 | 138.3262 | 79.0394 |  | 1.2516 | 0.87526 | 0.9629 | 1.2528 | 0.89827 | 0.98726 | 2.1727 | -118.2892 | 107.6113 | 2.052 | -119.0561 | 108.1384
Line14_15_16 | 0 | 0 | 0 | 0 | 0 | 0 | 0 | 0 | 0 | 0 | 0 | 0 | -1.0285e-08 | -2.0052e-08 | 3.0634e-08 | 4.2142e-09 | 1.0585e-08 | -1.5096e-08 | -3.8917e-08 | 2.0786e-08 | 4.8152e-10 | 1.9641e-08 | -1.0292e-08 | -1.0361e-09 | 0 | 0 | 0 | 0 | 0 | 0 |  | 1.2516 | 0.87526 | 0.9629 | 1.2516 | 0.87526 | 0.9629 | 2.1727 | -118.2892 | 107.6113 | 2.1727 | -118.2892 | 107.6113
Line15_16_17 | 0 | 0 | 0 | 0 | 0 | 0 | 0 | 0 | 0 | 0 | 0 | 0 | -5.1427e-09 | -1.0026e-08 | 1.5317e-08 | -9.2848e-10 | 5.5929e-10 | 2.2121e-10 | -1.9458e-08 | 1.0393e-08 | 2.4076e-10 | 1.8268e-10 | 1.006e-10 | -7.9534e-10 | 0 | 0 | 0 | 0 | 0 | 0 |  | 1.2516 | 0.87526 | 0.9629 | 1.2516 | 0.87526 | 0.9629 | 2.1727 | -118.2892 | 107.6113 | 2.1727 | -118.2892 | 107.6113
Line16_4_18 | 0 | 0 | 0 | 0 | 0 | 0 | 0 | 0 | 0 | 0 | 0 | 0 | -4.6641e-09 | -1.1971e-08 | 1.6455e-08 | -9.1752e-10 | 7.0026e-10 | 3.9763e-10 | -2.2992e-08 | 1.0056e-08 | 7.2493e-10 | 2.1502e-10 | 2.1729e-10 | -8.3959e-10 | 0 | 0 | 0 | 0 | 0 | 0 |  | 1.2493 | 0.81237 | 0.89776 | 1.2493 | 0.81237 | 0.89776 | 2.5623 | -116.0162 | 105.9416 | 2.5623 | -116.0162 | 105.9416
Line17_5_19 | 0 | 0 | 0 | 0 | 0 | 0 | 0 | 0 | 0 | 0 | 0 | 0 | -4.2804e-09 | -1.2803e-08 | 1.6765e-08 | -9.0447e-10 | 7.5017e-10 | 4.7283e-10 | -2.4481e-08 | 9.6601e-09 | 9.9771e-10 | 2.226e-10 | 2.7514e-10 | -8.5157e-10 | 0 | 0 | 0 | 0 | 0 | 0 |  | 1.2467 | 0.78502 | 0.86636 | 1.2467 | 0.78502 | 0.86636 | 2.658 | -114.7768 | 105.2082 | 2.658 | -114.7768 | 105.2082
Line1_1_3 | 0.11185 | 0.37257 | 0.36549 | 0.11185 | 0.37257 | 0.36549 | 0.025831 | 0.086042 | 0.084406 | 0.025831 | 0.086042 | 0.084406 | 0.016936 | 0.019632 | -0.06563 | -0.01701 | -0.019082 | 0.067067 | 0.027391 | -0.064629 | -0.03225 | -0.027381 | 0.066787 | 0.033905 | -55.6134 | -41.6737 | -100.9607 | 124.3866 | 138.3263 | 79.0393 |  | 1.2467 | 0.78502 | 0.86636 | 1.2479 | 0.80728 | 0.89034 | 2.658 | -114.7768 | 105.2082 | 2.5364 | -115.7283 | 105.8577
Line2_1_4 | 0.12469 | 0.45954 | 0.46724 | 0.12469 | 0.45954 | 0.46724 | 0.028795 | 0.10613 | 0.1079 | 0.028795 | 0.10613 | 0.1079 | 0.012671 | 0.027719 | -0.080998 | -0.012753 | -0.02692 | 0.083308 | 0.033589 | -0.078564 | -0.046675 | -0.033636 | 0.081903 | 0.049437 | -66.6737 | -44.2109 | -104.7444 | 113.3263 | 135.7891 | 75.2556 |  | 1.2467 | 0.78502 | 0.86636 | 1.2493 | 0.81237 | 0.89776 | 2.658 | -114.7768 | 105.2082 | 2.5623 | -116.0162 | 105.9416
Line3_1_5 | 0 | 0 | 0 | 0 | 0 | 0 | 0 | 0 | 0 | 0 | 0 | 0 | -8.5607e-09 | -2.5606e-08 | 3.353e-08 | 3.3759e-09 | 1.3553e-08 | -1.6292e-08 | -4.8963e-08 | 1.932e-08 | 1.9954e-09 | 2.4704e-08 | -9.385e-09 | -1.8493e-09 | 0 | 0 | 0 | 0 | 0 | 0 |  | 1.2467 | 0.78502 | 0.86636 | 1.2467 | 0.78502 | 0.86636 | 2.658 | -114.7768 | 105.2082 | 2.658 | -114.7768 | 105.2082
Line4_2_6 | 0.11172 | 1.9447 | 2.1814 | 0.11172 | 1.9447 | 2.1814 | 0.0258 | 0.44911 | 0.50378 | 0.0258 | 0.44911 | 0.50378 | -0.021216 | 0.095121 | 0.18485 | 0.020954 | -0.070384 | -0.12925 | 0.023049 | 0.25514 | 0.28138 | -0.022153 | -0.17873 | -0.19853 | -129.2346 | 175.0983 | 48.6398 | 50.7655 | -4.9017 | -131.3602 |  | 1.2142 | 0.60631 | 0.66829 | 1.1819 | 0.42772 | 0.47024 | 3.3945 | -115.3479 | 105.3371 | 4.1713 | -116.3961 | 105.5747
Line5_6_7 | 0.11172 | 1.9447 | 2.1814 | 0.11172 | 1.9447 | 2.1814 | 0.0258 | 0.44911 | 0.50378 | 0.0258 | 0.44911 | 0.50378 | -0.020954 | 0.070384 | 0.12925 | 0.020692 | -0.045647 | -0.073643 | 0.022153 | 0.17873 | 0.19853 | -0.021258 | -0.10232 | -0.11568 | -129.2345 | 175.0983 | 48.6398 | 50.7655 | -4.9017 | -131.3602 |  | 1.1819 | 0.42772 | 0.47024 | 1.1498 | 0.24948 | 0.2722 | 4.1713 | -116.3961 | 105.5747 | 4.9917 | -118.9443 | 106.1581
Line6_7_8 | 0 | 2.7697 | 3.0933 | 0 | 2.7697 | 3.0933 | 0 | 0.63964 | 0.71437 | 0 | 0.63964 | 0.71437 | -1.4639e-09 | 0.044547 | 0.11167 | -6.9403e-10 | 3.962e-14 | 7.5678e-15 | -1.0517e-07 | 0.15323 | 0.15919 | 6.9097e-08 | 5.095e-15 | 7.968e-17 | 0 | 167.2656 | 51.2058 | 0 | -12.7344 | -128.7942 |  | 1.1498 | 0.24948 | 0.2722 | 1.1019 | 0 | 0 | 4.9917 | -118.9443 | 106.1581 | 5.7725 | 0 | 0
Line7_8_9 | 0 | 0 | 0 | 0 | 0 | 0 | 0 | 0 | 0 | 0 | 0 | 0 | 2.3134e-10 | -2.7251e-22 | -2.195e-22 | -2.3134e-10 | -2.8081e-19 | -6.1556e-18 | -3.4335e-08 | -2.1039e-21 | 1.8844e-22 | 4.267e-10 | 1.7642e-17 | -3.1334e-18 | 0 | 0 | 0 | 0 | 0 | 0 |  | 1.1019 | 0 | 0 | 1.1019 | 0 | 0 | 5.7725 | 0 | 0 | 5.7725 | 0 | 0
Line8_8_10 | 0 | 0 | 0 | 0 | 0 | 0 | 0 | 0 | 0 | 0 | 0 | 0 | 2.3134e-10 | -2.7251e-22 | -2.195e-22 | -2.3134e-10 | -2.8081e-19 | -6.1556e-18 | -3.4335e-08 | -2.1039e-21 | 1.8844e-22 | 4.267e-10 | 1.7642e-17 | -3.1334e-18 | 0 | 0 | 0 | 0 | 0 | 0 |  | 1.1019 | 0 | 0 | 1.1019 | 0 | 0 | 5.7725 | 0 | 0 | 5.7725 | 0 | 0
Line9_3_11 | 0.11185 | 0.37257 | 0.36549 | 0.11185 | 0.37257 | 0.36549 | 0.025831 | 0.086042 | 0.084406 | 0.025831 | 0.086042 | 0.084406 | 0.01701 | 0.019082 | -0.067067 | -0.017085 | -0.018532 | 0.068503 | 0.027381 | -0.066787 | -0.033905 | -0.027372 | 0.068946 | 0.03556 | -55.6134 | -41.6737 | -100.9607 | 124.3866 | 138.3263 | 79.0393 |  | 1.2479 | 0.80728 | 0.89034 | 1.2491 | 0.82975 | 0.91443 | 2.5364 | -115.7283 | 105.8577 | 2.4149 | -116.6285 | 106.4732

## LLG_max_10
name | pf_ikss_a_from_ka | pf_ikss_b_from_ka | pf_ikss_c_from_ka | pf_ikss_a_to_ka | pf_ikss_b_to_ka | pf_ikss_c_to_ka | pf_skss_a_from_mw | pf_skss_b_from_mw | pf_skss_c_from_mw | pf_skss_a_to_mw | pf_skss_b_to_mw | pf_skss_c_to_mw | pf_p_a_from_mw | pf_p_b_from_mw | pf_p_c_from_mw | pf_p_a_to_mw | pf_p_b_to_mw | pf_p_c_to_mw | pf_q_a_from_mvar | pf_q_b_from_mvar | pf_q_c_from_mvar | pf_q_a_to_mvar | pf_q_b_to_mvar | pf_q_c_to_mvar | pf_ikss_a_from_degree | pf_ikss_b_from_degree | pf_ikss_c_from_degree | pf_ikss_a_to_degree | pf_ikss_b_to_degree | pf_ikss_c_to_degree | 3xI0 | pf_vm_a_from_pu | pf_vm_b_from_pu | pf_vm_c_from_pu | pf_vm_a_to_pu | pf_vm_b_to_pu | pf_vm_c_to_pu | pf_va_a_from_degree | pf_va_b_from_degree | pf_va_c_from_degree | pf_va_a_to_degree | pf_va_b_to_degree | pf_va_c_to_degree
Line0_1_2 | 0.11543 | 2.0207 | 2.2693 | 0.11543 | 2.0207 | 2.2693 | 0.026658 | 0.46666 | 0.52408 | 0.026658 | 0.46666 | 0.52408 | -0.02267 | 0.1293 | 0.259 | 0.022413 | -0.10245 | -0.1989 | 0.026534 | 0.35738 | 0.39371 | -0.025569 | -0.27478 | -0.30388 | -127.8377 | 175.1808 | 48.2011 | 52.1623 | -4.8192 | -131.7989 |  | 1.3092 | 0.81441 | 0.89922 | 1.2755 | 0.62841 | 0.69301 | 2.6716 | -114.709 | 104.8618 | 3.3992 | -115.2661 | 104.9947
Line10_11_12 | 0.11592 | 0.38231 | 0.37766 | 0.11592 | 0.38231 | 0.37766 | 0.026771 | 0.08829 | 0.087216 | 0.026771 | 0.08829 | 0.087216 | 0.017736 | 0.019926 | -0.073486 | -0.01781 | -0.019356 | 0.075016 | 0.030299 | -0.073302 | -0.03805 | -0.030291 | 0.075578 | 0.03982 | -57.2051 | -41.7462 | -101.2443 | 122.7949 | 138.2538 | 78.7557 |  | 1.3114 | 0.86037 | 0.94882 | 1.3126 | 0.88365 | 0.97378 | 2.4508 | -116.5385 | 106.1303 | 2.3407 | -117.3814 | 106.716
Line11_12_13 | 0.11592 | 0.38231 | 0.37766 | 0.11592 | 0.38231 | 0.37766 | 0.026771 | 0.08829 | 0.087216 | 0.026771 | 0.08829 | 0.087216 | 0.01781 | 0.019356 | -0.075016 | -0.017884 | -0.018785 | 0.076546 | 0.030291 | -0.075578 | -0.03982 | -0.030283 | 0.077854 | 0.04159 | -57.2051 | -41.7462 | -101.2443 | 122.7949 | 138.2538 | 78.7557 |  | 1.3126 | 0.88365 | 0.97378 | 1.3137 | 0.90711 | 0.99884 | 2.3407 | -117.3814 | 106.716 | 2.2308 | -118.1809 | 107.2724
Line12_13_15 | 0 | 0 | 0 | 0 | 0 | 0 | 0 | 0 | 0 | 0 | 0 | 0 | -1.6965e-08 | -3.3921e-08 | 5.1253e-08 | 1.0276e-08 | 2.3254e-08 | -3.3897e-08 | -6.6138e-08 | 3.4501e-08 | 8.5753e-10 | 4.4299e-08 | -2.2885e-08 | -1.4593e-09 | 0 | 0 | 0 | 0 | 0 | 0 |  | 1.3137 | 0.90711 | 0.99884 | 1.3137 | 0.90711 | 0.99884 | 2.2308 | -118.1809 | 107.2724 | 2.2308 | -118.1809 | 107.2724
Line13_13_14 | 0.11592 | 0.38231 | 0.37766 | 0.11592 | 0.38231 | 0.37766 | 0.026771 | 0.08829 | 0.087217 | 0.026771 | 0.08829 | 0.087217 | 0.017884 | 0.018785 | -0.076546 | -0.017958 | -0.018214 | 0.078076 | 0.030283 | -0.077854 | -0.04159 | -0.030276 | 0.080131 | 0.04336 | -57.2051 | -41.7462 | -101.2443 | 122.7949 | 138.2538 | 78.7557 |  | 1.3137 | 0.90711 | 0.99884 | 1.3149 | 0.93074 | 1.024 | 2.2308 | -118.1809 | 107.2724 | 2.1211 | -118.94 | 107.8014
Line14_15_16 | 0 | 0 | 0 | 0 | 0 | 0 | 0 | 0 | 0 | 0 | 0 | 0 | -1.131e-08 | -2.2614e-08 | 3.4169e-08 | 4.6214e-09 | 1.1947e-08 | -1.6813e-08 | -4.4092e-08 | 2.3001e-08 | 5.7168e-10 | 2.2252e-08 | -1.1384e-08 | -1.1734e-09 | 0 | 0 | 0 | 0 | 0 | 0 |  | 1.3137 | 0.90711 | 0.99884 | 1.3137 | 0.90711 | 0.99884 | 2.2308 | -118.1809 | 107.2724 | 2.2308 | -118.1809 | 107.2724
Line15_16_17 | 0 | 0 | 0 | 0 | 0 | 0 | 0 | 0 | 0 | 0 | 0 | 0 | -5.6549e-09 | -1.1307e-08 | 1.7084e-08 | -1.0335e-09 | 6.3973e-10 | 2.7151e-10 | -2.2046e-08 | 1.15e-08 | 2.8584e-10 | 2.0625e-10 | 1.1614e-10 | -8.8758e-10 | 0 | 0 | 0 | 0 | 0 | 0 |  | 1.3137 | 0.90711 | 0.99884 | 1.3137 | 0.90711 | 0.99884 | 2.2308 | -118.1809 | 107.2724 | 2.2308 | -118.1809 | 107.2724
Line16_4_18 | 0 | 0 | 0 | 0 | 0 | 0 | 0 | 0 | 0 | 0 | 0 | 0 | -5.1026e-09 | -1.3377e-08 | 1.8258e-08 | -1.023e-09 | 7.8731e-10 | 4.5801e-10 | -2.5877e-08 | 1.1074e-08 | 7.9348e-10 | 2.3885e-10 | 2.4161e-10 | -9.3453e-10 | 0 | 0 | 0 | 0 | 0 | 0 |  | 1.3116 | 0.84229 | 0.93128 | 1.3116 | 0.84229 | 0.93128 | 2.5878 | -115.9218 | 105.5935 | 2.5878 | -115.9218 | 105.5935
Line17_5_19 | 0 | 0 | 0 | 0 | 0 | 0 | 0 | 0 | 0 | 0 | 0 | 0 | -4.685e-09 | -1.4249e-08 | 1.8569e-08 | -1.0097e-09 | 8.3882e-10 | 5.3614e-10 | -2.7472e-08 | 1.0632e-08 | 1.0726e-09 | 2.4612e-10 | 3.029e-10 | -9.4715e-10 | 0 | 0 | 0 | 0 | 0 | 0 |  | 1.3092 | 0.81441 | 0.89922 | 1.3092 | 0.81441 | 0.89922 | 2.6716 | -114.709 | 104.8618 | 2.6716 | -114.709 | 104.8618
Line1_1_3 | 0.11592 | 0.38231 | 0.37766 | 0.11592 | 0.38231 | 0.37766 | 0.026771 | 0.08829 | 0.087216 | 0.026771 | 0.08829 | 0.087216 | 0.017589 | 0.021067 | -0.070426 | -0.017663 | -0.020497 | 0.071956 | 0.030314 | -0.068749 | -0.034511 | -0.030306 | 0.071025 | 0.03628 | -57.2051 | -41.7462 | -101.2443 | 122.7949 | 138.2538 | 78.7557 |  | 1.3092 | 0.81441 | 0.89922 | 1.3103 | 0.83728 | 0.92396 | 2.6716 | -114.709 | 104.8618 | 2.5611 | -115.6488 | 105.5131
Line2_1_4 | 0.12908 | 0.46762 | 0.47806 | 0.12908 | 0.46762 | 0.47806 | 0.02981 | 0.10799 | 0.1104 | 0.02981 | 0.10799 | 0.1104 | 0.01295 | 0.029352 | -0.086175 | -0.013029 | -0.028535 | 0.088588 | 0.036814 | -0.082907 | -0.049291 | -0.036864 | 0.086368 | 0.052184 | -67.9477 | -44.2044 | -104.9073 | 112.0523 | 135.7955 | 75.0927 |  | 1.3092 | 0.81441 | 0.89922 | 1.3116 | 0.84229 | 0.93128 | 2.6716 | -114.709 | 104.8618 | 2.5878 | -115.9218 | 105.5935
Line3_1_5 | 0 | 0 | 0 | 0 | 0 | 0 | 0 | 0 | 0 | 0 | 0 | 0 | -9.37e-09 | -2.8498e-08 | 3.7138e-08 | 3.6753e-09 | 1.5088e-08 | -1.8033e-08 | -5.4944e-08 | 2.1264e-08 | 2.1452e-09 | 2.7718e-08 | -1.0329e-08 | -2.0198e-09 | 0 | 0 | 0 | 0 | 0 | 0 |  | 1.3092 | 0.81441 | 0.89922 | 1.3092 | 0.81441 | 0.89922 | 2.6716 | -114.709 | 104.8618 | 2.6716 | -114.709 | 104.8618
Line4_2_6 | 0.11543 | 2.0207 | 2.2693 | 0.11543 | 2.0207 | 2.2693 | 0.026658 | 0.46666 | 0.52408 | 0.026659 | 0.46666 | 0.52408 | -0.022413 | 0.10245 | 0.1989 | 0.022156 | -0.075592 | -0.13881 | 0.025569 | 0.27478 | 0.30388 | -0.024604 | -0.19218 | -0.21406 | -127.8377 | 175.1808 | 48.2011 | 52.1624 | -4.8192 | -131.7989 |  | 1.2755 | 0.62841 | 0.69301 | 1.242 | 0.44252 | 0.48681 | 3.3992 | -115.2661 | 104.9947 | 4.166 | -116.2913 | 105.2403
Line5_6_7 | 0.11543 | 2.0207 | 2.2693 | 0.11543 | 2.0207 | 2.2693 | 0.026659 | 0.46666 | 0.52408 | 0.026659 | 0.46666 | 0.52408 | -0.022156 | 0.075592 | 0.13881 | 0.021899 | -0.048738 | -0.078708 | 0.024604 | 0.19218 | 0.21406 | -0.023639 | -0.10957 | -0.12424 | -127.8376 | 175.1808 | 48.2011 | 52.1624 | -4.8192 | -131.7989 |  | 1.242 | 0.44252 | 0.48681 | 1.2088 | 0.25698 | 0.28064 | 4.166 | -116.2913 | 105.2403 | 4.9753 | -118.7992 | 105.8468
Line6_7_8 | 0 | 2.8479 | 3.1853 | 0 | 2.8479 | 3.1853 | 0 | 0.6577 | 0.7356 | 0 | 0.6577 | 0.7356 | -1.5038e-09 | 0.047339 | 0.11836 | -8.3483e-10 | 7.121e-14 | 3.9335e-14 | -1.1644e-07 | 0.16225 | 0.16914 | 7.6545e-08 | -9.7514e-15 | -1.8412e-14 | 0 | 167.4662 | 50.8292 | 0 | -12.5338 | -129.1708 |  | 1.2088 | 0.25698 | 0.28064 | 1.1599 | 0 | 0 | 4.9753 | -118.7992 | 105.8468 | 5.7408 | 0 | 0
Line7_8_9 | 0 | 0 | 0 | 0 | 0 | 0 | 0 | 0 | 0 | 0 | 0 | 0 | 2.7828e-10 | -1.4817e-21 | -6.719e-22 | -2.7828e-10 | -3.168e-19 | -6.8079e-18 | -3.8039e-08 | -3.6141e-21 | 1.5595e-21 | 4.6797e-10 | 1.9428e-17 | -3.4787e-18 | 0 | 0 | 0 | 0 | 0 | 0 |  | 1.1599 | 0 | 0 | 1.1599 | 0 | 0 | 5.7408 | 0 | 0 | 5.7408 | 0 | 0
Line8_8_10 | 0 | 0 | 0 | 0 | 0 | 0 | 0 | 0 | 0 | 0 | 0 | 0 | 2.7828e-10 | -1.4817e-21 | -6.719e-22 | -2.7828e-10 | -3.168e-19 | -6.8079e-18 | -3.8039e-08 | -3.6141e-21 | 1.5595e-21 | 4.6797e-10 | 1.9428e-17 | -3.4787e-18 | 0 | 0 | 0 | 0 | 0 | 0 |  | 1.1599 | 0 | 0 | 1.1599 | 0 | 0 | 5.7408 | 0 | 0 | 5.7408 | 0 | 0
Line9_3_11 | 0.11592 | 0.38231 | 0.37766 | 0.11592 | 0.38231 | 0.37766 | 0.026771 | 0.08829 | 0.087216 | 0.026771 | 0.08829 | 0.087216 | 0.017663 | 0.020497 | -0.071956 | -0.017736 | -0.019926 | 0.073486 | 0.030306 | -0.071025 | -0.03628 | -0.030299 | 0.073302 | 0.03805 | -57.2051 | -41.7462 | -101.2443 | 122.7949 | 138.2538 | 78.7557 |  | 1.3103 | 0.83728 | 0.92396 | 1.3114 | 0.86037 | 0.94882 | 2.5611 | -115.6488 | 105.5131 | 2.4508 | -116.5385 | 106.1303

## LLG_max_fault_6
name | pf_ikss_a_from_ka | pf_ikss_b_from_ka | pf_ikss_c_from_ka | pf_ikss_a_to_ka | pf_ikss_b_to_ka | pf_ikss_c_to_ka | pf_skss_a_from_mw | pf_skss_b_from_mw | pf_skss_c_from_mw | pf_skss_a_to_mw | pf_skss_b_to_mw | pf_skss_c_to_mw | pf_p_a_from_mw | pf_p_b_from_mw | pf_p_c_from_mw | pf_p_a_to_mw | pf_p_b_to_mw | pf_p_c_to_mw | pf_q_a_from_mvar | pf_q_b_from_mvar | pf_q_c_from_mvar | pf_q_a_to_mvar | pf_q_b_to_mvar | pf_q_c_to_mvar | pf_ikss_a_from_degree | pf_ikss_b_from_degree | pf_ikss_c_from_degree | pf_ikss_a_to_degree | pf_ikss_b_to_degree | pf_ikss_c_to_degree | 3xI0 | pf_vm_a_from_pu | pf_vm_b_from_pu | pf_vm_c_from_pu | pf_vm_a_to_pu | pf_vm_b_to_pu | pf_vm_c_to_pu | pf_va_a_from_degree | pf_va_b_from_degree | pf_va_c_from_degree | pf_va_a_to_degree | pf_va_b_to_degree | pf_va_c_to_degree
Line0_1_2 | 0.11625 | 0.09581 | 0.093204 | 0.11625 | 0.09581 | 0.093204 | 0.026847 | 0.022126 | 0.021525 | 0.026847 | 0.022126 | 0.021525 | -0.011089 | -0.0060192 | -0.0068277 | 0.011224 | 0.006117 | 0.0069079 | -0.026997 | -0.023174 | -0.022321 | 0.027258 | 0.023362 | 0.022498 | 112.5377 | -15.3748 | -133.0479 | -67.4623 | 164.6252 | 46.9521 |  | 1.0871 | 1.0821 | 1.0844 | 1.098 | 1.0914 | 1.0934 | 0.20739 | -119.9351 | 119.9438 | 0.1574 | -120.0474 | 119.8829
Line10_11_12 | 0.10504 | 0.1099 | 0.1067 | 0.10504 | 0.1099 | 0.1067 | 0.024257 | 0.025381 | 0.024642 | 0.024257 | 0.025381 | 0.024642 | -0.00048246 | -0.0012268 | -0.0019382 | 0.00059138 | 0.0013454 | 0.0020555 | -0.026817 | -0.027924 | -0.027122 | 0.02704 | 0.028163 | 0.02735 | 90.7824 | -27.8704 | -146.4009 | -89.2176 | 152.1296 | 33.5991 |  | 1.1057 | 1.1013 | 1.1035 | 1.115 | 1.1109 | 1.113 | -0.24834 | -120.3859 | 119.5116 | -0.4705 | -120.6055 | 119.3011
Line11_12_13 | 0.10504 | 0.1099 | 0.1067 | 0.10504 | 0.1099 | 0.1067 | 0.024257 | 0.025381 | 0.024642 | 0.024257 | 0.025381 | 0.024642 | -0.00059138 | -0.0013454 | -0.0020555 | 0.0007003 | 0.001464 | 0.0021728 | -0.02704 | -0.028163 | -0.02735 | 0.027264 | 0.028401 | 0.027577 | 90.7824 | -27.8704 | -146.4009 | -89.2176 | 152.1296 | 33.5991 |  | 1.115 | 1.1109 | 1.113 | 1.1243 | 1.1205 | 1.1226 | -0.4705 | -120.6055 | 119.3011 | -0.68898 | -120.8213 | 119.0941
Line12_13_15 | 0 | 0 | 0 | 0 | 0 | 0 | 0 | 0 | 0 | 0 | 0 | 0 | 4.2962e-10 | 7.7109e-10 | 1.4876e-09 | -5.9318e-10 | -8.0415e-10 | -1.291e-09 | -2.4372e-10 | 8.0849e-10 | -2.1889e-11 | 1.1043e-10 | -6.0083e-10 | -5.3739e-11 | 0 | 0 | 0 | 0 | 0 | 0 |  | 1.1243 | 1.1205 | 1.1226 | 1.1243 | 1.1205 | 1.1226 | -0.68898 | -120.8213 | 119.0941 | -0.68898 | -120.8213 | 119.0941
Line13_13_14 | 0.10504 | 0.1099 | 0.1067 | 0.10504 | 0.1099 | 0.1067 | 0.024257 | 0.025381 | 0.024642 | 0.024257 | 0.025381 | 0.024642 | -0.0007003 | -0.001464 | -0.0021728 | 0.00080921 | 0.0015827 | 0.0022901 | -0.027264 | -0.028401 | -0.027577 | 0.027488 | 0.02864 | 0.027804 | 90.7824 | -27.8704 | -146.4009 | -89.2176 | 152.1296 | 33.5991 |  | 1.1243 | 1.1205 | 1.1226 | 1.1337 | 1.1301 | 1.1321 | -0.68898 | -120.8213 | 119.0941 | -0.90387 | -121.0334 | 118.8906
Line14_15_16 | 0 | 0 | 0 | 0 | 0 | 0 | 0 | 0 | 0 | 0 | 0 | 0 | 2.8641e-10 | 5.1406e-10 | 9.9175e-10 | -4.4997e-10 | -5.4712e-10 | -7.9513e-10 | -1.6248e-10 | 5.3899e-10 | -1.4592e-11 | 2.919e-11 | -3.3133e-10 | -6.1036e-11 | 0 | 0 | 0 | 0 | 0 | 0 |  | 1.1243 | 1.1205 | 1.1226 | 1.1243 | 1.1205 | 1.1226 | -0.68898 | -120.8213 | 119.0941 | -0.68898 | -120.8213 | 119.0941
Line15_16_17 | 0 | 0 | 0 | 0 | 0 | 0 | 0 | 0 | 0 | 0 | 0 | 0 | 1.4321e-10 | 2.5703e-10 | 4.9587e-10 | -3.0677e-10 | -2.9009e-10 | -2.9925e-10 | -8.1242e-11 | 2.695e-10 | -7.2963e-12 | -5.2051e-11 | -6.1836e-11 | -6.8332e-11 | 0 | 0 | 0 | 0 | 0 | 0 |  | 1.1243 | 1.1205 | 1.1226 | 1.1243 | 1.1205 | 1.1226 | -0.68898 | -120.8213 | 119.0941 | -0.68898 | -120.8213 | 119.0941
Line16_4_18 | 0 | 0 | 0 | 0 | 0 | 0 | 0 | 0 | 0 | 0 | 0 | 0 | 2.2442e-11 | 1.2441e-10 | 4.1616e-10 | -1.9748e-10 | -1.7799e-10 | -1.8754e-10 | -1.5793e-10 | 2.4895e-10 | -4.615e-11 | -5.9345e-12 | -1.6286e-11 | -2.4357e-11 | 0 | 0 | 0 | 0 | 0 | 0 |  | 1.099 | 1.0944 | 1.0966 | 1.099 | 1.0944 | 1.0966 | -0.080362 | -120.2215 | 119.6695 | -0.080362 | -120.2215 | 119.6695
Line17_5_19 | 0 | 0 | 0 | 0 | 0 | 0 | 0 | 0 | 0 | 0 | 0 | 0 | -2.974e-11 | 6.315e-11 | 3.7884e-10 | -1.48e-10 | -1.2735e-10 | -1.369e-10 | -1.9294e-10 | 2.3714e-10 | -6.1892e-11 | 1.515e-11 | 4.7167e-12 | -4.0939e-12 | 0 | 0 | 0 | 0 | 0 | 0 |  | 1.0871 | 1.0821 | 1.0844 | 1.0871 | 1.0821 | 1.0844 | 0.20739 | -119.9351 | 119.9438 | 0.20739 | -119.9351 | 119.9438
Line1_1_3 | 0.10504 | 0.1099 | 0.1067 | 0.10504 | 0.1099 | 0.1067 | 0.024257 | 0.025381 | 0.024642 | 0.024257 | 0.025381 | 0.024642 | -0.00026463 | -0.0009895 | -0.0017037 | 0.00037355 | 0.0011081 | 0.0018209 | -0.026369 | -0.027446 | -0.026668 | 0.026593 | 0.027685 | 0.026895 | 90.7824 | -27.8704 | -146.4009 | -89.2176 | 152.1296 | 33.5991 |  | 1.0871 | 1.0821 | 1.0844 | 1.0964 | 1.0917 | 1.0939 | 0.20739 | -119.9351 | 119.9438 | -0.022402 | -120.1625 | 119.7258
Line2_1_4 | 0.13394 | 0.1402 | 0.13658 | 0.13394 | 0.1402 | 0.13658 | 0.030932 | 0.032377 | 0.031542 | 0.030932 | 0.032377 | 0.031542 | -0.00063735 | -0.0014017 | -0.0023702 | 0.00081501 | 0.0015945 | 0.0025621 | -0.033621 | -0.035007 | -0.034123 | 0.033985 | 0.035396 | 0.034495 | 91.2934 | -27.6421 | -146.0828 | -88.7066 | 152.3579 | 33.9172 |  | 1.0871 | 1.0821 | 1.0844 | 1.099 | 1.0944 | 1.0966 | 0.20739 | -119.9351 | 119.9438 | -0.080362 | -120.2215 | 119.6695
Line3_1_5 | 0 | 0 | 0 | 0 | 0 | 0 | 0 | 0 | 0 | 0 | 0 | 0 | -5.948e-11 | 1.263e-10 | 7.5767e-10 | -1.1826e-10 | -1.905e-10 | -5.1574e-10 | -3.8587e-10 | 4.7428e-10 | -1.2378e-10 | 2.0809e-10 | -2.3242e-10 | 5.7798e-11 | 0 | 0 | 0 | 0 | 0 | 0 |  | 1.0871 | 1.0821 | 1.0844 | 1.0871 | 1.0821 | 1.0844 | 0.20739 | -119.9351 | 119.9438 | 0.20739 | -119.9351 | 119.9438
Line4_2_6 | 0.11625 | 0.09581 | 0.093204 | 0.11625 | 0.09581 | 0.093204 | 0.026847 | 0.022126 | 0.021525 | 0.026847 | 0.022126 | 0.021525 | -0.011224 | -0.006117 | -0.0069079 | 0.011359 | 0.0062147 | 0.0069882 | -0.027258 | -0.023362 | -0.022498 | 0.027519 | 0.02355 | 0.022674 | 112.5377 | -15.3748 | -133.0479 | -67.4623 | 164.6252 | 46.9521 |  | 1.098 | 1.0914 | 1.0934 | 1.1089 | 1.1008 | 1.1023 | 0.1574 | -120.0474 | 119.8829 | 0.1084 | -120.1577 | 119.823
Line5_6_7 | 0.11625 | 0.09581 | 0.093204 | 0.11625 | 0.09581 | 0.093204 | 0.026847 | 0.022126 | 0.021525 | 0.026847 | 0.022126 | 0.021525 | -0.011359 | -0.0062147 | -0.0069882 | 0.011494 | 0.0063124 | 0.0070684 | -0.027519 | -0.02355 | -0.022674 | 0.02778 | 0.023738 | 0.022851 | 112.5377 | -15.3748 | -133.0479 | -67.4623 | 164.6252 | 46.9521 |  | 1.1089 | 1.1008 | 1.1023 | 1.1199 | 1.1101 | 1.1113 | 0.1084 | -120.1577 | 119.823 | 0.060344 | -120.2661 | 119.764
Line6_7_8 | 0 | 0.036163 | 0.036189 | 0 | 0.036163 | 0.036189 | 0 | 0.0083514 | 0.0083575 | 0 | 0.0083514 | 0.0083575 | 1.5275e-10 | 0.0065469 | 0.0065641 | -3.8045e-10 | -0.0065387 | -0.0065483 | -9.5501e-10 | 0.0065646 | 0.0065704 | 6.5758e-10 | -0.0065387 | -0.0065483 | 0 | -165.3433 | 74.7364 | 0 | 14.6567 | -105.2636 |  | 1.1199 | 1.1101 | 1.1113 | 1.1193 | 1.1073 | 1.1081 | 0.060344 | -120.2661 | 119.764 | 0.051081 | -120.3433 | 119.7364
Line7_8_9 | 0 | 0 | 0 | 0 | 0 | 0 | 0 | 0 | 0 | 0 | 0 | 0 | 4.8012e-11 | 7.521e-11 | 6.2967e-10 | -2.8442e-10 | -2.3252e-10 | -2.3595e-10 | -3.2687e-10 | 3.8894e-10 | -2.5328e-11 | 3.8419e-12 | -2.5541e-11 | -1.9625e-11 | 0 | 0 | 0 | 0 | 0 | 0 |  | 1.1193 | 1.1073 | 1.1081 | 1.1193 | 1.1073 | 1.1081 | 0.051081 | -120.3433 | 119.7364 | 0.051081 | -120.3433 | 119.7364
Line8_8_10 | 0 | 0 | 0 | 0 | 0 | 0 | 0 | 0 | 0 | 0 | 0 | 0 | 4.8012e-11 | 7.521e-11 | 6.2967e-10 | -2.8442e-10 | -2.3252e-10 | -2.3595e-10 | -3.2687e-10 | 3.8894e-10 | -2.5328e-11 | 3.842e-12 | -2.5541e-11 | -1.9625e-11 | 0 | 0 | 0 | 0 | 0 | 0 |  | 1.1193 | 1.1073 | 1.1081 | 1.1193 | 1.1073 | 1.1081 | 0.051081 | -120.3433 | 119.7364 | 0.051081 | -120.3433 | 119.7364
Line9_3_11 | 0.10504 | 0.1099 | 0.1067 | 0.10504 | 0.1099 | 0.1067 | 0.024257 | 0.025381 | 0.024642 | 0.024257 | 0.025381 | 0.024642 | -0.00037355 | -0.0011081 | -0.0018209 | 0.00048246 | 0.0012268 | 0.0019382 | -0.026593 | -0.027685 | -0.026895 | 0.026817 | 0.027924 | 0.027122 | 90.7824 | -27.8704 | -146.4009 | -89.2176 | 152.1296 | 33.5991 |  | 1.0964 | 1.0917 | 1.0939 | 1.1057 | 1.1013 | 1.1035 | -0.022402 | -120.1625 | 119.7258 | -0.24834 | -120.3859 | 119.5116

## LLG_max_fault_10
name | pf_ikss_a_from_ka | pf_ikss_b_from_ka | pf_ikss_c_from_ka | pf_ikss_a_to_ka | pf_ikss_b_to_ka | pf_ikss_c_to_ka | pf_skss_a_from_mw | pf_skss_b_from_mw | pf_skss_c_from_mw | pf_skss_a_to_mw | pf_skss_b_to_mw | pf_skss_c_to_mw | pf_p_a_from_mw | pf_p_b_from_mw | pf_p_c_from_mw | pf_p_a_to_mw | pf_p_b_to_mw | pf_p_c_to_mw | pf_q_a_from_mvar | pf_q_b_from_mvar | pf_q_c_from_mvar | pf_q_a_to_mvar | pf_q_b_to_mvar | pf_q_c_to_mvar | pf_ikss_a_from_degree | pf_ikss_b_from_degree | pf_ikss_c_from_degree | pf_ikss_a_to_degree | pf_ikss_b_to_degree | pf_ikss_c_to_degree | 3xI0 | pf_vm_a_from_pu | pf_vm_b_from_pu | pf_vm_c_from_pu | pf_vm_a_to_pu | pf_vm_b_to_pu | pf_vm_c_to_pu | pf_va_a_from_degree | pf_va_b_from_degree | pf_va_c_from_degree | pf_va_a_to_degree | pf_va_b_to_degree | pf_va_c_to_degree
Line0_1_2 | 0.11698 | 0.095501 | 0.092729 | 0.11698 | 0.095501 | 0.092729 | 0.027016 | 0.022055 | 0.021415 | 0.027016 | 0.022055 | 0.021415 | -0.011592 | -0.0060069 | -0.0068982 | 0.011729 | 0.0061043 | 0.0069773 | -0.028509 | -0.024271 | -0.023334 | 0.028773 | 0.024458 | 0.023509 | 112.3379 | -16.0371 | -133.5945 | -67.6621 | 163.9629 | 46.4055 |  | 1.1392 | 1.1337 | 1.1362 | 1.1501 | 1.143 | 1.1451 | 0.21123 | -119.938 | 119.936 | 0.16095 | -120.0507 | 119.875
Line10_11_12 | 0.10613 | 0.11129 | 0.10793 | 0.10613 | 0.11129 | 0.10793 | 0.02451 | 0.025701 | 0.024926 | 0.02451 | 0.025701 | 0.024926 | -0.00052139 | -0.0013398 | -0.00213 | 0.00063254 | 0.0014613 | 0.0022501 | -0.028377 | -0.029605 | -0.028724 | 0.028606 | 0.02985 | 0.028956 | 90.825 | -27.781 | -146.2383 | -89.175 | 152.219 | 33.7617 |  | 1.158 | 1.1531 | 1.1555 | 1.1674 | 1.1628 | 1.1652 | -0.22764 | -120.372 | 119.5207 | -0.44178 | -120.5836 | 119.3182
Line11_12_13 | 0.10613 | 0.11129 | 0.10793 | 0.10613 | 0.11129 | 0.10793 | 0.02451 | 0.025701 | 0.024926 | 0.02451 | 0.025701 | 0.024926 | -0.00063255 | -0.0014613 | -0.0022501 | 0.0007437 | 0.0015828 | 0.0023703 | -0.028606 | -0.02985 | -0.028956 | 0.028835 | 0.030095 | 0.029189 | 90.825 | -27.781 | -146.2383 | -89.175 | 152.219 | 33.7617 |  | 1.1674 | 1.1628 | 1.1652 | 1.1768 | 1.1726 | 1.1748 | -0.44178 | -120.5836 | 119.3182 | -0.65249 | -120.7917 | 119.1191
Line12_13_15 | 0 | 0 | 0 | 0 | 0 | 0 | 0 | 0 | 0 | 0 | 0 | 0 | 4.3043e-10 | 8.1999e-10 | 1.6512e-09 | -6.1873e-10 | -8.5911e-10 | -1.4238e-09 | -3.0205e-10 | 9.1504e-10 | -4.0863e-11 | 1.4732e-10 | -6.7537e-10 | -4.5608e-11 | 0 | 0 | 0 | 0 | 0 | 0 |  | 1.1768 | 1.1726 | 1.1748 | 1.1768 | 1.1726 | 1.1748 | -0.65249 | -120.7917 | 119.1191 | -0.65249 | -120.7917 | 119.1191
Line13_13_14 | 0.10613 | 0.11129 | 0.10793 | 0.10613 | 0.11129 | 0.10793 | 0.02451 | 0.025701 | 0.024926 | 0.02451 | 0.025701 | 0.024926 | -0.0007437 | -0.0015828 | -0.0023703 | 0.00085486 | 0.0017044 | 0.0024905 | -0.028835 | -0.030095 | -0.029189 | 0.029063 | 0.030339 | 0.029421 | 90.825 | -27.781 | -146.2383 | -89.175 | 152.219 | 33.7617 |  | 1.1768 | 1.1726 | 1.1748 | 1.1863 | 1.1823 | 1.1845 | -0.65249 | -120.7917 | 119.1191 | -0.85984 | -120.9963 | 118.9232
Line14_15_16 | 0 | 0 | 0 | 0 | 0 | 0 | 0 | 0 | 0 | 0 | 0 | 0 | 2.8695e-10 | 5.4666e-10 | 1.1008e-09 | -4.7525e-10 | -5.8578e-10 | -8.7336e-10 | -2.0137e-10 | 6.1003e-10 | -2.7242e-11 | 4.6632e-11 | -3.7036e-10 | -5.9229e-11 | 0 | 0 | 0 | 0 | 0 | 0 |  | 1.1768 | 1.1726 | 1.1748 | 1.1768 | 1.1726 | 1.1748 | -0.65249 | -120.7917 | 119.1191 | -0.65249 | -120.7917 | 119.1191
Line15_16_17 | 0 | 0 | 0 | 0 | 0 | 0 | 0 | 0 | 0 | 0 | 0 | 0 | 1.4348e-10 | 2.7333e-10 | 5.504e-10 | -3.3178e-10 | -3.1246e-10 | -3.2296e-10 | -1.0068e-10 | 3.0501e-10 | -1.3621e-11 | -5.4052e-11 | -6.5344e-11 | -7.285e-11 | 0 | 0 | 0 | 0 | 0 | 0 |  | 1.1768 | 1.1726 | 1.1748 | 1.1768 | 1.1726 | 1.1748 | -0.65249 | -120.7917 | 119.1191 | -0.65249 | -120.7917 | 119.1191
Line16_4_18 | 0 | 0 | 0 | 0 | 0 | 0 | 0 | 0 | 0 | 0 | 0 | 0 | 1.4878e-11 | 1.3109e-10 | 4.6699e-10 | -2.1565e-10 | -1.932e-10 | -2.0411e-10 | -1.8362e-10 | 2.8425e-10 | -5.4223e-11 | -5.1332e-12 | -1.7038e-11 | -2.6292e-11 | 0 | 0 | 0 | 0 | 0 | 0 |  | 1.1511 | 1.146 | 1.1485 | 1.1511 | 1.146 | 1.1485 | -0.06335 | -120.2112 | 119.6748 | -0.06335 | -120.2112 | 119.6748
Line17_5_19 | 0 | 0 | 0 | 0 | 0 | 0 | 0 | 0 | 0 | 0 | 0 | 0 | -3.9993e-11 | 6.6215e-11 | 4.2837e-10 | -1.6371e-10 | -1.3998e-10 | -1.5091e-10 | -2.2098e-10 | 2.7233e-10 | -7.0413e-11 | 1.6939e-11 | 4.9458e-12 | -5.1173e-12 | 0 | 0 | 0 | 0 | 0 | 0 |  | 1.1392 | 1.1337 | 1.1362 | 1.1392 | 1.1337 | 1.1362 | 0.21123 | -119.938 | 119.936 | 0.21123 | -119.938 | 119.936
Line1_1_3 | 0.10613 | 0.11129 | 0.10793 | 0.10613 | 0.11129 | 0.10793 | 0.02451 | 0.025701 | 0.024926 | 0.02451 | 0.025701 | 0.024926 | -0.00029908 | -0.0010967 | -0.0018897 | 0.00041023 | 0.0012182 | 0.0020098 | -0.02792 | -0.029116 | -0.028259 | 0.028149 | 0.029361 | 0.028491 | 90.825 | -27.781 | -146.2383 | -89.175 | 152.219 | 33.7617 |  | 1.1392 | 1.1337 | 1.1362 | 1.1486 | 1.1434 | 1.1459 | 0.21123 | -119.938 | 119.936 | -0.010001 | -120.1569 | 119.7266
Line2_1_4 | 0.13409 | 0.14065 | 0.13689 | 0.13409 | 0.14065 | 0.13689 | 0.030966 | 0.032483 | 0.031613 | 0.030966 | 0.032483 | 0.031613 | -0.00068904 | -0.0015266 | -0.0025893 | 0.00086703 | 0.0017205 | 0.0027822 | -0.03527 | -0.036793 | -0.035826 | 0.035635 | 0.037184 | 0.036199 | 91.3304 | -27.562 | -145.9301 | -88.6696 | 152.438 | 34.0699 |  | 1.1392 | 1.1337 | 1.1362 | 1.1511 | 1.146 | 1.1485 | 0.21123 | -119.938 | 119.936 | -0.06335 | -120.2112 | 119.6748
Line3_1_5 | 0 | 0 | 0 | 0 | 0 | 0 | 0 | 0 | 0 | 0 | 0 | 0 | -7.9985e-11 | 1.3243e-10 | 8.5675e-10 | -1.2371e-10 | -2.062e-10 | -5.7928e-10 | -4.4195e-10 | 5.4465e-10 | -1.4083e-10 | 2.3791e-10 | -2.6738e-10 | 6.5296e-11 | 0 | 0 | 0 | 0 | 0 | 0 |  | 1.1392 | 1.1337 | 1.1362 | 1.1392 | 1.1337 | 1.1362 | 0.21123 | -119.938 | 119.936 | 0.21123 | -119.938 | 119.936
Line4_2_6 | 0.11698 | 0.095501 | 0.092729 | 0.11698 | 0.095501 | 0.092729 | 0.027016 | 0.022055 | 0.021415 | 0.027016 | 0.022055 | 0.021415 | -0.011729 | -0.0061043 | -0.0069773 | 0.011865 | 0.0062017 | 0.0070563 | -0.028773 | -0.024458 | -0.023509 | 0.029037 | 0.024646 | 0.023684 | 112.3379 | -16.0371 | -133.5945 | -67.6621 | 163.9629 | 46.4055 |  | 1.1501 | 1.143 | 1.1451 | 1.1611 | 1.1523 | 1.154 | 0.16095 | -120.0507 | 119.875 | 0.11162 | -120.1615 | 119.8149
Line5_6_7 | 0.11698 | 0.095501 | 0.092729 | 0.11698 | 0.095501 | 0.092729 | 0.027016 | 0.022055 | 0.021415 | 0.027016 | 0.022055 | 0.021415 | -0.011865 | -0.0062017 | -0.0070563 | 0.012002 | 0.0062991 | 0.0071353 | -0.029037 | -0.024646 | -0.023684 | 0.029301 | 0.024833 | 0.023859 | 112.3379 | -16.0371 | -133.5945 | -67.6621 | 163.9629 | 46.4055 |  | 1.1611 | 1.1523 | 1.154 | 1.1721 | 1.1616 | 1.1629 | 0.11162 | -120.1615 | 119.8149 | 0.063206 | -120.2706 | 119.7557
Line6_7_8 | 0 | 0.037839 | 0.03787 | 0 | 0.037839 | 0.03787 | 0 | 0.0087386 | 0.0087458 | 0 | 0.0087386 | 0.0087458 | 1.2676e-10 | 0.007168 | 0.0071881 | -3.8523e-10 | -0.007159 | -0.0071708 | -1.0772e-09 | 0.0071874 | 0.007195 | 7.413e-10 | -0.007159 | -0.0071708 | 0 | -165.3478 | 74.7281 | 0 | 14.6522 | -105.2719 |  | 1.1721 | 1.1616 | 1.1629 | 1.1715 | 1.1586 | 1.1595 | 0.063206 | -120.2706 | 119.7557 | 0.053953 | -120.3478 | 119.7281
Line7_8_9 | 0 | 0 | 0 | 0 | 0 | 0 | 0 | 0 | 0 | 0 | 0 | 0 | 3.9076e-11 | 7.2629e-11 | 6.9753e-10 | -3.0708e-10 | -2.4897e-10 | -2.5319e-10 | -3.6842e-10 | 4.3913e-10 | -2.9936e-11 | 4.4493e-12 | -2.8365e-11 | -2.2192e-11 | 0 | 0 | 0 | 0 | 0 | 0 |  | 1.1715 | 1.1586 | 1.1595 | 1.1715 | 1.1586 | 1.1595 | 0.053953 | -120.3478 | 119.7281 | 0.053953 | -120.3478 | 119.7281
Line8_8_10 | 0 | 0 | 0 | 0 | 0 | 0 | 0 | 0 | 0 | 0 | 0 | 0 | 3.9076e-11 | 7.2629e-11 | 6.9753e-10 | -3.0708e-10 | -2.4897e-10 | -2.5319e-10 | -3.6842e-10 | 4.3913e-10 | -2.9936e-11 | 4.4493e-12 | -2.8365e-11 | -2.2192e-11 | 0 | 0 | 0 | 0 | 0 | 0 |  | 1.1715 | 1.1586 | 1.1595 | 1.1715 | 1.1586 | 1.1595 | 0.053953 | -120.3478 | 119.7281 | 0.053953 | -120.3478 | 119.7281
Line9_3_11 | 0.10613 | 0.11129 | 0.10793 | 0.10613 | 0.11129 | 0.10793 | 0.02451 | 0.025701 | 0.024926 | 0.02451 | 0.025701 | 0.024926 | -0.00041024 | -0.0012182 | -0.0020098 | 0.00052139 | 0.0013398 | 0.00213 | -0.028149 | -0.029361 | -0.028491 | 0.028377 | 0.029605 | 0.028724 | 90.825 | -27.781 | -146.2383 | -89.175 | 152.219 | 33.7617 |  | 1.1486 | 1.1434 | 1.1459 | 1.158 | 1.1531 | 1.1555 | -0.010001 | -120.1569 | 119.7266 | -0.22764 | -120.372 | 119.5207

## LLG_min_6
name | pf_ikss_a_from_ka | pf_ikss_b_from_ka | pf_ikss_c_from_ka | pf_ikss_a_to_ka | pf_ikss_b_to_ka | pf_ikss_c_to_ka | pf_skss_a_from_mw | pf_skss_b_from_mw | pf_skss_c_from_mw | pf_skss_a_to_mw | pf_skss_b_to_mw | pf_skss_c_to_mw | pf_p_a_from_mw | pf_p_b_from_mw | pf_p_c_from_mw | pf_p_a_to_mw | pf_p_b_to_mw | pf_p_c_to_mw | pf_q_a_from_mvar | pf_q_b_from_mvar | pf_q_c_from_mvar | pf_q_a_to_mvar | pf_q_b_to_mvar | pf_q_c_to_mvar | pf_ikss_a_from_degree | pf_ikss_b_from_degree | pf_ikss_c_from_degree | pf_ikss_a_to_degree | pf_ikss_b_to_degree | pf_ikss_c_to_degree | 3xI0 | pf_vm_a_from_pu | pf_vm_b_from_pu | pf_vm_c_from_pu | pf_vm_a_to_pu | pf_vm_b_to_pu | pf_vm_c_to_pu | pf_va_a_from_degree | pf_va_b_from_degree | pf_va_c_from_degree | pf_va_a_to_degree | pf_va_b_to_degree | pf_va_c_to_degree
Line0_1_2 | 0.01159 | 1.3719 | 1.5492 | 0.01159 | 1.3719 | 1.5492 | 0.0026766 | 0.31682 | 0.35777 | 0.0026766 | 0.31682 | 0.35777 | -0.00035248 | 0.14228 | 0.18605 | 0.00036483 | -0.10682 | -0.13962 | 0.0036359 | 0.1581 | 0.18339 | -0.0036193 | -0.11855 | -0.13764 | -94.0663 | -148.6213 | 42.3401 | 85.9339 | 31.3787 | -137.6599 |  | 1.3648 | 0.67132 | 0.73018 | 1.359 | 0.50368 | 0.548 | 1.471 | -100.6063 | 86.9273 | 1.6899 | -100.6411 | 86.9305
Line10_11_12 | 0.01219 | 0.011125 | 0.013822 | 0.01219 | 0.011125 | 0.013822 | 0.0028151 | 0.0025692 | 0.0031921 | 0.0028152 | 0.0025692 | 0.0031921 | 0.00010001 | 0.001544 | -0.0023348 | -9.8546e-05 | -0.0015432 | 0.002337 | 0.0038378 | -0.00076798 | 4.6121e-05 | -0.0038364 | 0.00076936 | -4.4183e-05 | -86.9936 | -74.2674 | -91.8434 | 93.0065 | 105.7325 | 88.1567 |  | 1.3637 | 0.67121 | 0.73156 | 1.3632 | 0.67116 | 0.73226 | 1.5137 | -100.7129 | 87.0249 | 1.535 | -100.7663 | 87.0736
Line11_12_13 | 0.01219 | 0.011125 | 0.013822 | 0.01219 | 0.011125 | 0.013822 | 0.0028152 | 0.0025692 | 0.0031921 | 0.0028152 | 0.0025692 | 0.0031922 | 9.8544e-05 | 0.0015432 | -0.002337 | -9.7078e-05 | -0.0015424 | 0.0023393 | 0.0038364 | -0.00076936 | 4.4182e-05 | -0.003835 | 0.00077075 | -4.2243e-05 | -86.9936 | -74.2675 | -91.8433 | 93.0065 | 105.7323 | 88.1567 |  | 1.3632 | 0.67116 | 0.73226 | 1.3627 | 0.67111 | 0.73295 | 1.535 | -100.7663 | 87.0736 | 1.5564 | -100.8196 | 87.1222
Line12_13_15 | 0 | 0 | 0 | 0 | 0 | 0 | 0 | 0 | 0 | 0 | 0 | 0 | -2.398e-09 | -7.081e-08 | 7.7207e-08 | -4.6512e-10 | 4.7763e-08 | -5.1297e-08 | -1.46e-07 | 1.7198e-08 | -6.5036e-09 | 9.7463e-08 | -1.0697e-08 | 2.9498e-09 | 0 | 0 | 0 | 0 | 0 | 0 |  | 1.3627 | 0.67111 | 0.73295 | 1.3627 | 0.67111 | 0.73295 | 1.5564 | -100.8196 | 87.1222 | 1.5564 | -100.8196 | 87.1222
Line13_13_14 | 0.012191 | 0.011126 | 0.013823 | 0.012191 | 0.011126 | 0.013823 | 0.0028153 | 0.0025693 | 0.0031923 | 0.0028153 | 0.0025694 | 0.0031923 | 9.7078e-05 | 0.0015425 | -0.0023394 | -9.5612e-05 | -0.0015416 | 0.0023417 | 0.0038352 | -0.00077076 | 4.2249e-05 | -0.0038338 | 0.00077215 | -4.031e-05 | -86.9936 | -74.2683 | -91.8432 | 93.0064 | 105.7316 | 88.1569 |  | 1.3627 | 0.67111 | 0.73295 | 1.3622 | 0.67106 | 0.73364 | 1.5564 | -100.8196 | 87.1222 | 1.5778 | -100.8729 | 87.1707
Line14_15_16 | 0 | 0 | 0 | 0 | 0 | 0 | 0 | 0 | 0 | 0 | 0 | 0 | -1.5987e-09 | -4.7207e-08 | 5.1471e-08 | -1.2644e-09 | 2.416e-08 | -2.5561e-08 | -9.7334e-08 | 1.1465e-08 | -4.3357e-09 | 4.8796e-08 | -4.9646e-09 | 7.8192e-10 | 0 | 0 | 0 | 0 | 0 | 0 |  | 1.3627 | 0.67111 | 0.73295 | 1.3627 | 0.67111 | 0.73295 | 1.5564 | -100.8196 | 87.1222 | 1.5564 | -100.8196 | 87.1222
Line15_16_17 | 0 | 0 | 0 | 0 | 0 | 0 | 0 | 0 | 0 | 0 | 0 | 0 | -7.9933e-10 | -2.3603e-08 | 2.5736e-08 | -2.0638e-09 | 5.565e-10 | 1.7439e-10 | -4.8667e-08 | 5.7326e-09 | -2.1679e-09 | 1.2893e-10 | 7.6804e-10 | -1.386e-09 | 0 | 0 | 0 | 0 | 0 | 0 |  | 1.3627 | 0.67111 | 0.73295 | 1.3627 | 0.67111 | 0.73295 | 1.5564 | -100.8196 | 87.1222 | 1.5564 | -100.8196 | 87.1222
Line16_4_18 | 0 | 0 | 0 | 0 | 0 | 0 | 0 | 0 | 0 | 0 | 0 | 0 | -6.8383e-10 | -2.3734e-08 | 2.5761e-08 | -2.0738e-09 | 5.5411e-10 | 1.7593e-10 | -4.8907e-08 | 5.605e-09 | -2.1432e-09 | 1.2378e-10 | 7.7436e-10 | -1.3875e-09 | 0 | 0 | 0 | 0 | 0 | 0 |  | 1.3643 | 0.67126 | 0.73087 | 1.3643 | 0.67126 | 0.73087 | 1.4925 | -100.6599 | 86.9762 | 1.4925 | -100.6599 | 86.9762
Line17_5_19 | 0 | 0 | 0 | 0 | 0 | 0 | 0 | 0 | 0 | 0 | 0 | 0 | -6.4481e-10 | -2.3777e-08 | 2.577e-08 | -2.0771e-09 | 5.5329e-10 | 1.7645e-10 | -4.8987e-08 | 5.5619e-09 | -2.1348e-09 | 1.2204e-10 | 7.7649e-10 | -1.388e-09 | 0 | 0 | 0 | 0 | 0 | 0 |  | 1.3648 | 0.67132 | 0.73018 | 1.3648 | 0.67132 | 0.73018 | 1.471 | -100.6063 | 86.9273 | 1.471 | -100.6063 | 86.9273
Line1_1_3 | 0.01219 | 0.011124 | 0.013822 | 0.01219 | 0.011125 | 0.013822 | 0.002815 | 0.0025691 | 0.003192 | 0.0028151 | 0.0025691 | 0.0031921 | 0.00010295 | 0.0015456 | -0.0023302 | -0.00010148 | -0.0015448 | 0.0023325 | 0.0038405 | -0.00076521 | 5.0001e-05 | -0.0038391 | 0.0007666 | -4.8062e-05 | -86.9935 | -74.267 | -91.8435 | 93.0065 | 105.7329 | 88.1566 |  | 1.3648 | 0.67132 | 0.73018 | 1.3643 | 0.67127 | 0.73087 | 1.471 | -100.6063 | 86.9273 | 1.4923 | -100.6596 | 86.9762
Line2_1_4 | 0.012251 | 0.011179 | 0.013895 | 0.012251 | 0.011179 | 0.013896 | 0.0028292 | 0.0025817 | 0.003209 | 0.0028292 | 0.0025818 | 0.003209 | 8.3988e-05 | 0.0015567 | -0.0023428 | -8.2507e-05 | -0.0015559 | 0.0023451 | 0.0038602 | -0.00076196 | 3.9321e-05 | -0.0038588 | 0.00076336 | -3.7362e-05 | -87.2826 | -74.5256 | -92.1112 | 92.7174 | 105.4743 | 87.8889 |  | 1.3648 | 0.67132 | 0.73018 | 1.3643 | 0.67126 | 0.73087 | 1.471 | -100.6063 | 86.9273 | 1.4925 | -100.6599 | 86.9762
Line3_1_5 | 0 | 0 | 0 | 0 | 0 | 0 | 0 | 0 | 0 | 0 | 0 | 0 | -1.2896e-09 | -4.7555e-08 | 5.1539e-08 | -1.4323e-09 | 2.4331e-08 | -2.5593e-08 | -9.7974e-08 | 1.1124e-08 | -4.2696e-09 | 4.9109e-08 | -4.7854e-09 | 7.4685e-10 | 0 | 0 | 0 | 0 | 0 | 0 |  | 1.3648 | 0.67132 | 0.73018 | 1.3648 | 0.67132 | 0.73018 | 1.471 | -100.6063 | 86.9273 | 1.471 | -100.6063 | 86.9273
Line4_2_6 | 0.01159 | 1.3719 | 1.5492 | 0.01159 | 1.3719 | 1.5492 | 0.0026767 | 0.31682 | 0.35777 | 0.0026767 | 0.31682 | 0.35777 | -0.00036483 | 0.10682 | 0.13962 | 0.00037718 | -0.071363 | -0.093199 | 0.0036193 | 0.11855 | 0.13764 | -0.0036027 | -0.079008 | -0.091896 | -94.0662 | -148.6213 | 42.3401 | 85.9339 | 31.3787 | -137.6599 |  | 1.359 | 0.50368 | 0.548 | 1.3533 | 0.33604 | 0.36583 | 1.6899 | -100.6411 | 86.9305 | 1.9107 | -100.7106 | 86.9369
Line5_6_7 | 0.01159 | 1.3719 | 1.5492 | 0.011591 | 1.3719 | 1.5492 | 0.0026767 | 0.31682 | 0.35777 | 0.0026767 | 0.31682 | 0.35777 | -0.00037718 | 0.071363 | 0.093199 | 0.00038952 | -0.035906 | -0.046774 | 0.0036027 | 0.079008 | 0.091896 | -0.003586 | -0.039464 | -0.046151 | -94.0661 | -148.6213 | 42.3401 | 85.934 | 31.3787 | -137.66 |  | 1.3533 | 0.33604 | 0.36583 | 1.3476 | 0.1684 | 0.18366 | 1.9107 | -100.7106 | 86.9369 | 2.1333 | -100.9183 | 86.9559
Line6_7_8 | 0 | 1.3756 | 1.5657 | 0 | 1.3756 | 1.5657 | 0 | 0.31768 | 0.36159 | 0 | 0.31768 | 0.36159 | 5.0254e-09 | 0.035553 | 0.047439 | -5.8027e-09 | 4.9031e-15 | -6.2136e-15 | -1.5182e-07 | 0.039977 | 0.046474 | 1.0119e-07 | -9.7669e-15 | 5.4303e-15 | 0 | -149.2704 | 42.5451 | 0 | 30.7296 | -137.4549 |  | 1.3476 | 0.1684 | 0.18366 | 1.3422 | 0 | 0 | 2.1333 | -100.9183 | 86.9559 | 2.3346 | 0 | 0
Line7_8_9 | 0 | 0 | 0 | 0 | 0 | 0 | 0 | 0 | 0 | 0 | 0 | 0 | 1.9342e-09 | -7.4408e-22 | 2.4016e-23 | -1.9342e-09 | 6.2944e-18 | -1.1251e-17 | -5.05e-08 | -1.1766e-21 | -7.855e-22 | 1.9045e-10 | 2.1474e-17 | -2.2434e-18 | 0 | 0 | 0 | 0 | 0 | 0 |  | 1.3422 | 0 | 0 | 1.3422 | 0 | 0 | 2.3346 | 0 | 0 | 2.3346 | 0 | 0
Line8_8_10 | 0 | 0 | 0 | 0 | 0 | 0 | 0 | 0 | 0 | 0 | 0 | 0 | 1.9342e-09 | -7.4408e-22 | 2.4016e-23 | -1.9342e-09 | 6.2944e-18 | -1.1251e-17 | -5.05e-08 | -1.1766e-21 | -7.855e-22 | 1.9045e-10 | 2.1474e-17 | -2.2434e-18 | 0 | 0 | 0 | 0 | 0 | 0 |  | 1.3422 | 0 | 0 | 1.3422 | 0 | 0 | 2.3346 | 0 | 0 | 2.3346 | 0 | 0
Line9_3_11 | 0.01219 | 0.011125 | 0.013822 | 0.01219 | 0.011125 | 0.013822 | 0.0028151 | 0.0025691 | 0.0031921 | 0.0028151 | 0.0025692 | 0.0031921 | 0.00010148 | 0.0015448 | -0.0023325 | -0.00010001 | -0.001544 | 0.0023348 | 0.0038391 | -0.0007666 | 4.8061e-05 | -0.0038378 | 0.00076798 | -4.6123e-05 | -86.9935 | -74.2672 | -91.8434 | 93.0065 | 105.7327 | 88.1567 |  | 1.3643 | 0.67127 | 0.73087 | 1.3637 | 0.67121 | 0.73156 | 1.4923 | -100.6596 | 86.9762 | 1.5137 | -100.7129 | 87.0249

## LLG_min_10
name | pf_ikss_a_from_ka | pf_ikss_b_from_ka | pf_ikss_c_from_ka | pf_ikss_a_to_ka | pf_ikss_b_to_ka | pf_ikss_c_to_ka | pf_skss_a_from_mw | pf_skss_b_from_mw | pf_skss_c_from_mw | pf_skss_a_to_mw | pf_skss_b_to_mw | pf_skss_c_to_mw | pf_p_a_from_mw | pf_p_b_from_mw | pf_p_c_from_mw | pf_p_a_to_mw | pf_p_b_to_mw | pf_p_c_to_mw | pf_q_a_from_mvar | pf_q_b_from_mvar | pf_q_c_from_mvar | pf_q_a_to_mvar | pf_q_b_to_mvar | pf_q_c_to_mvar | pf_ikss_a_from_degree | pf_ikss_b_from_degree | pf_ikss_c_from_degree | pf_ikss_a_to_degree | pf_ikss_b_to_degree | pf_ikss_c_to_degree | 3xI0 | pf_vm_a_from_pu | pf_vm_b_from_pu | pf_vm_c_from_pu | pf_vm_a_to_pu | pf_vm_b_to_pu | pf_vm_c_to_pu | pf_va_a_from_degree | pf_va_b_from_degree | pf_va_c_from_degree | pf_va_a_to_degree | pf_va_b_to_degree | pf_va_c_to_degree
Line0_1_2 | 0.01098 | 1.2997 | 1.4677 | 0.01098 | 1.2997 | 1.4677 | 0.0025357 | 0.30015 | 0.33894 | 0.0025358 | 0.30015 | 0.33894 | -0.00031636 | 0.12769 | 0.16698 | 0.00032744 | -0.095871 | -0.12531 | 0.0032633 | 0.14189 | 0.16459 | -0.0032483 | -0.1064 | -0.12353 | -94.0663 | -148.6213 | 42.3401 | 85.9339 | 31.3787 | -137.6599 |  | 1.2929 | 0.63599 | 0.69175 | 1.2875 | 0.47717 | 0.51916 | 1.471 | -100.6063 | 86.9273 | 1.6899 | -100.6411 | 86.9305
Line10_11_12 | 0.011548 | 0.010539 | 0.013095 | 0.011548 | 0.010539 | 0.013095 | 0.002667 | 0.0024339 | 0.0030241 | 0.002667 | 0.002434 | 0.0030241 | 8.9762e-05 | 0.0013858 | -0.0020955 | -8.8446e-05 | -0.001385 | 0.0020975 | 0.0034444 | -0.00068927 | 4.1394e-05 | -0.0034432 | 0.00069051 | -3.9655e-05 | -86.9936 | -74.2674 | -91.8434 | 93.0065 | 105.7325 | 88.1567 |  | 1.292 | 0.63589 | 0.69306 | 1.2915 | 0.63584 | 0.69372 | 1.5137 | -100.7129 | 87.0249 | 1.535 | -100.7663 | 87.0736
Line11_12_13 | 0.011548 | 0.010539 | 0.013095 | 0.011549 | 0.01054 | 0.013095 | 0.002667 | 0.002434 | 0.0030241 | 0.002667 | 0.002434 | 0.0030242 | 8.8444e-05 | 0.001385 | -0.0020975 | -8.7128e-05 | -0.0013843 | 0.0020996 | 0.0034432 | -0.00069051 | 3.9653e-05 | -0.0034419 | 0.00069175 | -3.7914e-05 | -86.9936 | -74.2675 | -91.8433 | 93.0065 | 105.7323 | 88.1567 |  | 1.2915 | 0.63584 | 0.69372 | 1.291 | 0.63579 | 0.69437 | 1.535 | -100.7663 | 87.0736 | 1.5564 | -100.8196 | 87.1222
Line12_13_15 | 0 | 0 | 0 | 0 | 0 | 0 | 0 | 0 | 0 | 0 | 0 | 0 | -2.1522e-09 | -6.3552e-08 | 6.9294e-08 | -4.1745e-10 | 4.2868e-08 | -4.6039e-08 | -1.3104e-07 | 1.5435e-08 | -5.837e-09 | 8.7474e-08 | -9.6008e-09 | 2.6475e-09 | 0 | 0 | 0 | 0 | 0 | 0 |  | 1.291 | 0.63579 | 0.69437 | 1.291 | 0.63579 | 0.69437 | 1.5564 | -100.8196 | 87.1222 | 1.5564 | -100.8196 | 87.1222
Line13_13_14 | 0.011549 | 0.01054 | 0.013095 | 0.011549 | 0.01054 | 0.013096 | 0.0026671 | 0.0024341 | 0.0030243 | 0.0026672 | 0.0024341 | 0.0030243 | 8.7128e-05 | 0.0013844 | -0.0020996 | -8.5812e-05 | -0.0013836 | 0.0021017 | 0.0034421 | -0.00069177 | 3.7918e-05 | -0.0034408 | 0.00069301 | -3.6179e-05 | -86.9936 | -74.2683 | -91.8432 | 93.0064 | 105.7316 | 88.1569 |  | 1.291 | 0.63579 | 0.69437 | 1.2905 | 0.63574 | 0.69503 | 1.5564 | -100.8196 | 87.1222 | 1.5778 | -100.8729 | 87.1707
Line14_15_16 | 0 | 0 | 0 | 0 | 0 | 0 | 0 | 0 | 0 | 0 | 0 | 0 | -1.4348e-09 | -4.2368e-08 | 4.6196e-08 | -1.1349e-09 | 2.1684e-08 | -2.2941e-08 | -8.7358e-08 | 1.029e-08 | -3.8914e-09 | 4.3795e-08 | -4.4557e-09 | 7.0178e-10 | 0 | 0 | 0 | 0 | 0 | 0 |  | 1.291 | 0.63579 | 0.69437 | 1.291 | 0.63579 | 0.69437 | 1.5564 | -100.8196 | 87.1222 | 1.5564 | -100.8196 | 87.1222
Line15_16_17 | 0 | 0 | 0 | 0 | 0 | 0 | 0 | 0 | 0 | 0 | 0 | 0 | -7.174e-10 | -2.1184e-08 | 2.3098e-08 | -1.8523e-09 | 4.9947e-10 | 1.5651e-10 | -4.3679e-08 | 5.1451e-09 | -1.9457e-09 | 1.1571e-10 | 6.8932e-10 | -1.2439e-09 | 0 | 0 | 0 | 0 | 0 | 0 |  | 1.291 | 0.63579 | 0.69437 | 1.291 | 0.63579 | 0.69437 | 1.5564 | -100.8196 | 87.1222 | 1.5564 | -100.8196 | 87.1222
Line16_4_18 | 0 | 0 | 0 | 0 | 0 | 0 | 0 | 0 | 0 | 0 | 0 | 0 | -6.1374e-10 | -2.1301e-08 | 2.3121e-08 | -1.8613e-09 | 4.9731e-10 | 1.5789e-10 | -4.3894e-08 | 5.0306e-09 | -1.9236e-09 | 1.1109e-10 | 6.95e-10 | -1.2453e-09 | 0 | 0 | 0 | 0 | 0 | 0 |  | 1.2924 | 0.63593 | 0.69241 | 1.2924 | 0.63593 | 0.69241 | 1.4925 | -100.6599 | 86.9762 | 1.4925 | -100.6599 | 86.9762
Line17_5_19 | 0 | 0 | 0 | 0 | 0 | 0 | 0 | 0 | 0 | 0 | 0 | 0 | -5.7872e-10 | -2.134e-08 | 2.3128e-08 | -1.8643e-09 | 4.9658e-10 | 1.5836e-10 | -4.3966e-08 | 4.9919e-09 | -1.916e-09 | 1.0953e-10 | 6.9691e-10 | -1.2457e-09 | 0 | 0 | 0 | 0 | 0 | 0 |  | 1.2929 | 0.63599 | 0.69175 | 1.2929 | 0.63599 | 0.69175 | 1.471 | -100.6063 | 86.9273 | 1.471 | -100.6063 | 86.9273
Line1_1_3 | 0.011548 | 0.010539 | 0.013094 | 0.011548 | 0.010539 | 0.013095 | 0.0026669 | 0.0024339 | 0.003024 | 0.0026669 | 0.0024339 | 0.0030241 | 9.2397e-05 | 0.0013872 | -0.0020914 | -9.1081e-05 | -0.0013865 | 0.0020934 | 0.0034469 | -0.00068679 | 4.4876e-05 | -0.0034457 | 0.00068803 | -4.3136e-05 | -86.9935 | -74.267 | -91.8435 | 93.0065 | 105.7329 | 88.1566 |  | 1.2929 | 0.63599 | 0.69175 | 1.2924 | 0.63594 | 0.6924 | 1.471 | -100.6063 | 86.9273 | 1.4923 | -100.6596 | 86.9762
Line2_1_4 | 0.011606 | 0.010591 | 0.013164 | 0.011606 | 0.010591 | 0.013164 | 0.0026803 | 0.0024458 | 0.0030401 | 0.0026803 | 0.0024459 | 0.0030401 | 7.538e-05 | 0.0013971 | -0.0021027 | -7.4051e-05 | -0.0013964 | 0.0021048 | 0.0034646 | -0.00068387 | 3.5291e-05 | -0.0034633 | 0.00068512 | -3.3532e-05 | -87.2826 | -74.5256 | -92.1112 | 92.7174 | 105.4743 | 87.8889 |  | 1.2929 | 0.63599 | 0.69175 | 1.2924 | 0.63593 | 0.69241 | 1.471 | -100.6063 | 86.9273 | 1.4925 | -100.6599 | 86.9762
Line3_1_5 | 0 | 0 | 0 | 0 | 0 | 0 | 0 | 0 | 0 | 0 | 0 | 0 | -1.1574e-09 | -4.2681e-08 | 4.6257e-08 | -1.2855e-09 | 2.1837e-08 | -2.297e-08 | -8.7932e-08 | 9.9837e-09 | -3.832e-09 | 4.4076e-08 | -4.2949e-09 | 6.703e-10 | 0 | 0 | 0 | 0 | 0 | 0 |  | 1.2929 | 0.63599 | 0.69175 | 1.2929 | 0.63599 | 0.69175 | 1.471 | -100.6063 | 86.9273 | 1.471 | -100.6063 | 86.9273
Line4_2_6 | 0.01098 | 1.2997 | 1.4677 | 0.01098 | 1.2997 | 1.4677 | 0.0025358 | 0.30015 | 0.33894 | 0.0025358 | 0.30015 | 0.33894 | -0.00032744 | 0.095871 | 0.12531 | 0.00033852 | -0.064048 | -0.083646 | 0.0032483 | 0.1064 | 0.12353 | -0.0032334 | -0.07091 | -0.082477 | -94.0662 | -148.6213 | 42.3401 | 85.9339 | 31.3787 | -137.6599 |  | 1.2875 | 0.47717 | 0.51916 | 1.2821 | 0.31835 | 0.34658 | 1.6899 | -100.6411 | 86.9305 | 1.9107 | -100.7106 | 86.9369
Line5_6_7 | 0.01098 | 1.2997 | 1.4677 | 0.010981 | 1.2997 | 1.4677 | 0.0025358 | 0.30015 | 0.33894 | 0.0025358 | 0.30015 | 0.33894 | -0.00033852 | 0.064048 | 0.083646 | 0.0003496 | -0.032226 | -0.04198 | 0.0032334 | 0.07091 | 0.082477 | -0.0032185 | -0.035419 | -0.041421 | -94.0661 | -148.6213 | 42.3401 | 85.934 | 31.3787 | -137.66 |  | 1.2821 | 0.31835 | 0.34658 | 1.2767 | 0.15954 | 0.174 | 1.9107 | -100.7106 | 86.9369 | 2.1333 | -100.9183 | 86.9559
Line6_7_8 | 0 | 1.3032 | 1.4833 | 0 | 1.3032 | 1.4833 | 0 | 0.30096 | 0.34255 | 0 | 0.30096 | 0.34255 | 4.5103e-09 | 0.031909 | 0.042577 | -5.208e-09 | 4.2942e-15 | -5.4334e-15 | -1.3626e-07 | 0.035879 | 0.04171 | 9.0819e-08 | -8.9276e-15 | 4.9351e-15 | 0 | -149.2704 | 42.5451 | 0 | 30.7296 | -137.4549 |  | 1.2767 | 0.15954 | 0.174 | 1.2716 | 0 | 0 | 2.1333 | -100.9183 | 86.9559 | 2.3346 | 0 | 0
Line7_8_9 | 0 | 0 | 0 | 0 | 0 | 0 | 0 | 0 | 0 | 0 | 0 | 0 | 1.736e-09 | -6.9246e-22 | 7.9826e-24 | -1.736e-09 | 5.6492e-18 | -1.0098e-17 | -4.5324e-08 | -1.055e-21 | -6.9898e-22 | 1.7093e-10 | 1.9273e-17 | -2.0135e-18 | 0 | 0 | 0 | 0 | 0 | 0 |  | 1.2716 | 0 | 0 | 1.2716 | 0 | 0 | 2.3346 | 0 | 0 | 2.3346 | 0 | 0
Line8_8_10 | 0 | 0 | 0 | 0 | 0 | 0 | 0 | 0 | 0 | 0 | 0 | 0 | 1.736e-09 | -6.9246e-22 | 7.9826e-24 | -1.736e-09 | 5.6492e-18 | -1.0098e-17 | -4.5324e-08 | -1.055e-21 | -6.9898e-22 | 1.7093e-10 | 1.9273e-17 | -2.0135e-18 | 0 | 0 | 0 | 0 | 0 | 0 |  | 1.2716 | 0 | 0 | 1.2716 | 0 | 0 | 2.3346 | 0 | 0 | 2.3346 | 0 | 0
Line9_3_11 | 0.011548 | 0.010539 | 0.013095 | 0.011548 | 0.010539 | 0.013095 | 0.0026669 | 0.0024339 | 0.0030241 | 0.002667 | 0.0024339 | 0.0030241 | 9.1079e-05 | 0.0013865 | -0.0020934 | -8.9763e-05 | -0.0013858 | 0.0020955 | 0.0034457 | -0.00068803 | 4.3135e-05 | -0.0034444 | 0.00068927 | -4.1395e-05 | -86.9935 | -74.2672 | -91.8434 | 93.0065 | 105.7327 | 88.1567 |  | 1.2924 | 0.63594 | 0.6924 | 1.292 | 0.63589 | 0.69306 | 1.4923 | -100.6596 | 86.9762 | 1.5137 | -100.7129 | 87.0249

## LLG_min_fault_6
name | pf_ikss_a_from_ka | pf_ikss_b_from_ka | pf_ikss_c_from_ka | pf_ikss_a_to_ka | pf_ikss_b_to_ka | pf_ikss_c_to_ka | pf_skss_a_from_mw | pf_skss_b_from_mw | pf_skss_c_from_mw | pf_skss_a_to_mw | pf_skss_b_to_mw | pf_skss_c_to_mw | pf_p_a_from_mw | pf_p_b_from_mw | pf_p_c_from_mw | pf_p_a_to_mw | pf_p_b_to_mw | pf_p_c_to_mw | pf_q_a_from_mvar | pf_q_b_from_mvar | pf_q_c_from_mvar | pf_q_a_to_mvar | pf_q_b_to_mvar | pf_q_c_to_mvar | pf_ikss_a_from_degree | pf_ikss_b_from_degree | pf_ikss_c_from_degree | pf_ikss_a_to_degree | pf_ikss_b_to_degree | pf_ikss_c_to_degree | 3xI0 | pf_vm_a_from_pu | pf_vm_b_from_pu | pf_vm_c_from_pu | pf_vm_a_to_pu | pf_vm_b_to_pu | pf_vm_c_to_pu | pf_va_a_from_degree | pf_va_b_from_degree | pf_va_c_from_degree | pf_va_a_to_degree | pf_va_b_to_degree | pf_va_c_to_degree
Line0_1_2 | 0.0009554 | 0.028859 | 0.030069 | 0.00095541 | 0.028859 | 0.030069 | 0.00022064 | 0.0066647 | 0.0069442 | 0.00022064 | 0.0066647 | 0.0069442 | 0.00013605 | 0.0044446 | 0.0045791 | -0.00013595 | -0.0044318 | -0.0045607 | 0.00016675 | 0.0041804 | 0.0047993 | -0.00016665 | -0.0041626 | -0.0047847 | -49.4559 | -162.7206 | 71.5509 | 130.5441 | 17.2794 | -108.4491 |  | 0.97537 | 0.91551 | 0.95525 | 0.97473 | 0.91229 | 0.95189 | 1.3339 | -119.4747 | 117.896 | 1.3361 | -119.5146 | 117.9239
Line10_11_12 | 0.00098221 | 0.0010023 | 0.0010161 | 0.00098222 | 0.0010023 | 0.0010161 | 0.00022683 | 0.00023147 | 0.00023466 | 0.00022683 | 0.00023148 | 0.00023467 | 0.00014369 | 5.6823e-05 | -0.00021903 | -0.00014368 | -5.6814e-05 | 0.00021905 | 0.0001682 | -0.00020417 | 4.7738e-05 | -0.00016819 | 0.00020419 | -4.7729e-05 | -48.1599 | -45.0332 | -49.8026 | 131.8401 | 134.9668 | 130.1974 |  | 0.97525 | 0.91558 | 0.95532 | 0.97519 | 0.91561 | 0.95535 | 1.3344 | -119.481 | 117.9022 | 1.3346 | -119.4842 | 117.9053
Line11_12_13 | 0.00098222 | 0.0010023 | 0.0010161 | 0.00098223 | 0.0010023 | 0.0010161 | 0.00022683 | 0.00023148 | 0.00023467 | 0.00022684 | 0.00023148 | 0.00023467 | 0.00014368 | 5.6814e-05 | -0.00021905 | -0.00014367 | -5.6806e-05 | 0.00021906 | 0.00016819 | -0.00020419 | 4.7729e-05 | -0.00016819 | 0.0002042 | -4.7719e-05 | -48.16 | -45.0332 | -49.8026 | 131.84 | 134.9667 | 130.1974 |  | 0.97519 | 0.91561 | 0.95535 | 0.97514 | 0.91564 | 0.95538 | 1.3346 | -119.4842 | 117.9053 | 1.3348 | -119.4873 | 117.9084
Line12_13_15 | 0 | 0 | 0 | 0 | 0 | 0 | 0 | 0 | 0 | 0 | 0 | 0 | -5.2942e-09 | -2.8449e-09 | 8.1291e-09 | 3.4386e-09 | 2.0119e-09 | -5.4405e-09 | -6.6581e-09 | 7.4922e-09 | -1.6992e-09 | 4.5178e-09 | -4.9662e-09 | 1.0113e-09 | 0 | 0 | 0 | 0 | 0 | 0 |  | 0.97514 | 0.91564 | 0.95538 | 0.97514 | 0.91564 | 0.95538 | 1.3348 | -119.4873 | 117.9084 | 1.3348 | -119.4873 | 117.9084
Line13_13_14 | 0.00098227 | 0.0010024 | 0.0010162 | 0.00098228 | 0.0010024 | 0.0010162 | 0.00022685 | 0.00023149 | 0.00023468 | 0.00022685 | 0.00023149 | 0.00023468 | 0.00014368 | 5.6809e-05 | -0.00021907 | -0.00014367 | -5.68e-05 | 0.00021908 | 0.00016819 | -0.00020421 | 4.7721e-05 | -0.00016819 | 0.00020422 | -4.7711e-05 | -48.1601 | -45.0335 | -49.8026 | 131.8399 | 134.9665 | 130.1974 |  | 0.97514 | 0.91564 | 0.95538 | 0.97508 | 0.91568 | 0.95542 | 1.3348 | -119.4873 | 117.9084 | 1.3351 | -119.4905 | 117.9115
Line14_15_16 | 0 | 0 | 0 | 0 | 0 | 0 | 0 | 0 | 0 | 0 | 0 | 0 | -3.5294e-09 | -1.8966e-09 | 5.4194e-09 | 1.6739e-09 | 1.0635e-09 | -2.7308e-09 | -4.4387e-09 | 4.9948e-09 | -1.1328e-09 | 2.2985e-09 | -2.4688e-09 | 4.4494e-10 | 0 | 0 | 0 | 0 | 0 | 0 |  | 0.97514 | 0.91564 | 0.95538 | 0.97514 | 0.91564 | 0.95538 | 1.3348 | -119.4873 | 117.9084 | 1.3348 | -119.4873 | 117.9084
Line15_16_17 | 0 | 0 | 0 | 0 | 0 | 0 | 0 | 0 | 0 | 0 | 0 | 0 | -1.7647e-09 | -9.4832e-10 | 2.7097e-09 | -9.0795e-11 | 1.1522e-10 | -2.1081e-11 | -2.2194e-09 | 2.4974e-09 | -5.664e-10 | 7.9128e-11 | 2.8539e-11 | -1.2146e-10 | 0 | 0 | 0 | 0 | 0 | 0 |  | 0.97514 | 0.91564 | 0.95538 | 0.97514 | 0.91564 | 0.95538 | 1.3348 | -119.4873 | 117.9084 | 1.3348 | -119.4873 | 117.9084
Line16_4_18 | 0 | 0 | 0 | 0 | 0 | 0 | 0 | 0 | 0 | 0 | 0 | 0 | -1.7637e-09 | -9.6112e-10 | 2.7215e-09 | -9.1429e-11 | 1.1554e-10 | -2.0739e-11 | -2.2344e-09 | 2.5029e-09 | -5.592e-10 | 7.9102e-11 | 2.9063e-11 | -1.2199e-10 | 0 | 0 | 0 | 0 | 0 | 0 |  | 0.97531 | 0.91554 | 0.95528 | 0.97531 | 0.91554 | 0.95528 | 1.3342 | -119.4779 | 117.8991 | 1.3342 | -119.4779 | 117.8991
Line17_5_19 | 0 | 0 | 0 | 0 | 0 | 0 | 0 | 0 | 0 | 0 | 0 | 0 | -1.7634e-09 | -9.6543e-10 | 2.7254e-09 | -9.1642e-11 | 1.1564e-10 | -2.0623e-11 | -2.2394e-09 | 2.5048e-09 | -5.5675e-10 | 7.9093e-11 | 2.9239e-11 | -1.2216e-10 | 0 | 0 | 0 | 0 | 0 | 0 |  | 0.97537 | 0.91551 | 0.95525 | 0.97537 | 0.91551 | 0.95525 | 1.3339 | -119.4747 | 117.896 | 1.3339 | -119.4747 | 117.896
Line1_1_3 | 0.00098218 | 0.0010023 | 0.0010161 | 0.0009822 | 0.0010023 | 0.0010161 | 0.00022683 | 0.00023147 | 0.00023466 | 0.00022683 | 0.00023147 | 0.00023466 | 0.0001437 | 5.6839e-05 | -0.00021901 | -0.00014369 | -5.6831e-05 | 0.00021902 | 0.00016822 | -0.00020415 | 4.7757e-05 | -0.00016821 | 0.00020416 | -4.7748e-05 | -48.1599 | -45.033 | -49.8026 | 131.8401 | 134.9669 | 130.1975 |  | 0.97537 | 0.91551 | 0.95525 | 0.97531 | 0.91554 | 0.95528 | 1.3339 | -119.4747 | 117.896 | 1.3342 | -119.4778 | 117.8991
Line2_1_4 | 0.00098713 | 0.0010074 | 0.0010213 | 0.00098714 | 0.0010074 | 0.0010213 | 0.00022797 | 0.00023264 | 0.00023587 | 0.00022797 | 0.00023265 | 0.00023587 | 0.00014361 | 5.809e-05 | -0.00022037 | -0.0001436 | -5.8081e-05 | 0.00022038 | 0.00016976 | -0.00020491 | 4.6951e-05 | -0.00016975 | 0.00020492 | -4.6941e-05 | -48.4363 | -45.3019 | -50.0766 | 131.5637 | 134.698 | 129.9235 |  | 0.97537 | 0.91551 | 0.95525 | 0.97531 | 0.91554 | 0.95528 | 1.3339 | -119.4747 | 117.896 | 1.3342 | -119.4779 | 117.8991
Line3_1_5 | 0 | 0 | 0 | 0 | 0 | 0 | 0 | 0 | 0 | 0 | 0 | 0 | -3.5268e-09 | -1.9309e-09 | 5.4509e-09 | 1.6717e-09 | 1.0811e-09 | -2.7461e-09 | -4.4788e-09 | 5.0095e-09 | -1.1135e-09 | 2.3185e-09 | -2.4755e-09 | 4.3459e-10 | 0 | 0 | 0 | 0 | 0 | 0 |  | 0.97537 | 0.91551 | 0.95525 | 0.97537 | 0.91551 | 0.95525 | 1.3339 | -119.4747 | 117.896 | 1.3339 | -119.4747 | 117.896
Line4_2_6 | 0.00095541 | 0.028859 | 0.030069 | 0.00095543 | 0.028859 | 0.030069 | 0.00022064 | 0.0066647 | 0.0069442 | 0.00022065 | 0.0066647 | 0.0069442 | 0.00013595 | 0.0044318 | 0.0045607 | -0.00013586 | -0.0044191 | -0.0045423 | 0.00016665 | 0.0041626 | 0.0047847 | -0.00016655 | -0.0041449 | -0.0047701 | -49.4559 | -162.7206 | 71.5509 | 130.5441 | 17.2795 | -108.4491 |  | 0.97473 | 0.91229 | 0.95189 | 0.9741 | 0.90908 | 0.94854 | 1.3361 | -119.5146 | 117.9239 | 1.3382 | -119.5548 | 117.9519
Line5_6_7 | 0.00095543 | 0.028859 | 0.030069 | 0.00095544 | 0.028859 | 0.030069 | 0.00022065 | 0.0066647 | 0.0069442 | 0.00022065 | 0.0066647 | 0.0069442 | 0.00013586 | 0.0044191 | 0.0045423 | -0.00013577 | -0.0044064 | -0.0045239 | 0.00016655 | 0.0041449 | 0.0047701 | -0.00016645 | -0.0041271 | -0.0047554 | -49.456 | -162.7205 | 71.5509 | 130.544 | 17.2795 | -108.4491 |  | 0.9741 | 0.90908 | 0.94854 | 0.97347 | 0.90586 | 0.94519 | 1.3382 | -119.5548 | 117.9519 | 1.3403 | -119.5953 | 117.9801
Line6_7_8 | 0 | 0.029479 | 0.030759 | 0 | 0.029479 | 0.030759 | 0 | 0.0068078 | 0.0071034 | 0 | 0.0068078 | 0.0071034 | -5.2791e-09 | 0.0043578 | 0.0047497 | 3.4337e-09 | -0.0043449 | -0.0047305 | -7.206e-09 | 0.0043635 | 0.0047454 | 4.8964e-09 | -0.0043449 | -0.0047304 | 0 | -164.6325 | 73.0062 | 0 | 15.3675 | -106.9938 |  | 0.97347 | 0.90586 | 0.94519 | 0.97289 | 0.90259 | 0.94178 | 1.3403 | -119.5953 | 117.9801 | 1.3422 | -119.6324 | 118.0061
Line7_8_9 | 0 | 0 | 0 | 0 | 0 | 0 | 0 | 0 | 0 | 0 | 0 | 0 | -1.7581e-09 | -1.1306e-09 | 2.7881e-09 | -8.2579e-11 | 1.5683e-10 | 2.6382e-11 | -2.4085e-09 | 2.5561e-09 | -4.6644e-10 | 7.9383e-11 | 2.0171e-11 | -1.1414e-10 | 0 | 0 | 0 | 0 | 0 | 0 |  | 0.97289 | 0.90259 | 0.94178 | 0.97289 | 0.90259 | 0.94178 | 1.3422 | -119.6324 | 118.0061 | 1.3422 | -119.6324 | 118.0061
Line8_8_10 | 0 | 0 | 0 | 0 | 0 | 0 | 0 | 0 | 0 | 0 | 0 | 0 | -1.7581e-09 | -1.1306e-09 | 2.7881e-09 | -8.2579e-11 | 1.5683e-10 | 2.6382e-11 | -2.4085e-09 | 2.5561e-09 | -4.6644e-10 | 7.9383e-11 | 2.0171e-11 | -1.1414e-10 | 0 | 0 | 0 | 0 | 0 | 0 |  | 0.97289 | 0.90259 | 0.94178 | 0.97289 | 0.90259 | 0.94178 | 1.3422 | -119.6324 | 118.0061 | 1.3422 | -119.6324 | 118.0061
Line9_3_11 | 0.0009822 | 0.0010023 | 0.0010161 | 0.00098221 | 0.0010023 | 0.0010161 | 0.00022683 | 0.00023147 | 0.00023466 | 0.00022683 | 0.00023147 | 0.00023466 | 0.00014369 | 5.6831e-05 | -0.00021902 | -0.00014369 | -5.6822e-05 | 0.00021903 | 0.00016821 | -0.00020416 | 4.7748e-05 | -0.0001682 | 0.00020417 | -4.7738e-05 | -48.1599 | -45.0331 | -49.8026 | 131.8401 | 134.9669 | 130.1975 |  | 0.97531 | 0.91554 | 0.95528 | 0.97525 | 0.91558 | 0.95532 | 1.3342 | -119.4778 | 117.8991 | 1.3344 | -119.481 | 117.9022

## LLG_min_fault_10
name | pf_ikss_a_from_ka | pf_ikss_b_from_ka | pf_ikss_c_from_ka | pf_ikss_a_to_ka | pf_ikss_b_to_ka | pf_ikss_c_to_ka | pf_skss_a_from_mw | pf_skss_b_from_mw | pf_skss_c_from_mw | pf_skss_a_to_mw | pf_skss_b_to_mw | pf_skss_c_to_mw | pf_p_a_from_mw | pf_p_b_from_mw | pf_p_c_from_mw | pf_p_a_to_mw | pf_p_b_to_mw | pf_p_c_to_mw | pf_q_a_from_mvar | pf_q_b_from_mvar | pf_q_c_from_mvar | pf_q_a_to_mvar | pf_q_b_to_mvar | pf_q_c_to_mvar | pf_ikss_a_from_degree | pf_ikss_b_from_degree | pf_ikss_c_from_degree | pf_ikss_a_to_degree | pf_ikss_b_to_degree | pf_ikss_c_to_degree | 3xI0 | pf_vm_a_from_pu | pf_vm_b_from_pu | pf_vm_c_from_pu | pf_vm_a_to_pu | pf_vm_b_to_pu | pf_vm_c_to_pu | pf_va_a_from_degree | pf_va_b_from_degree | pf_va_c_from_degree | pf_va_a_to_degree | pf_va_b_to_degree | pf_va_c_to_degree
Line0_1_2 | 0.00090512 | 0.02734 | 0.028487 | 0.00090513 | 0.02734 | 0.028486 | 0.00020903 | 0.006314 | 0.0065787 | 0.00020903 | 0.006314 | 0.0065787 | 0.0001221 | 0.003989 | 0.0041098 | -0.00012202 | -0.0039776 | -0.0040933 | 0.00014966 | 0.003752 | 0.0043074 | -0.00014957 | -0.003736 | -0.0042943 | -49.4559 | -162.7206 | 71.5509 | 130.5441 | 17.2794 | -108.4491 |  | 0.92403 | 0.86733 | 0.90497 | 0.92343 | 0.86428 | 0.90179 | 1.3339 | -119.4747 | 117.896 | 1.3361 | -119.5146 | 117.9239
Line10_11_12 | 0.00093051 | 0.00094956 | 0.00096264 | 0.00093053 | 0.00094957 | 0.00096265 | 0.00021489 | 0.00021929 | 0.00022231 | 0.0002149 | 0.00021929 | 0.00022231 | 0.00012896 | 5.0999e-05 | -0.00019659 | -0.00012895 | -5.0991e-05 | 0.0001966 | 0.00015096 | -0.00018325 | 4.2845e-05 | -0.00015096 | 0.00018326 | -4.2837e-05 | -48.1599 | -45.0332 | -49.8026 | 131.8401 | 134.9668 | 130.1974 |  | 0.92392 | 0.86739 | 0.90504 | 0.92387 | 0.86742 | 0.90507 | 1.3344 | -119.481 | 117.9022 | 1.3346 | -119.4842 | 117.9053
Line11_12_13 | 0.00093053 | 0.00094957 | 0.00096265 | 0.00093054 | 0.00094958 | 0.00096266 | 0.0002149 | 0.00021929 | 0.00022231 | 0.0002149 | 0.0002193 | 0.00022232 | 0.00012895 | 5.0991e-05 | -0.0001966 | -0.00012895 | -5.0984e-05 | 0.00019661 | 0.00015096 | -0.00018326 | 4.2837e-05 | -0.00015095 | 0.00018327 | -4.2828e-05 | -48.16 | -45.0332 | -49.8026 | 131.84 | 134.9667 | 130.1974 |  | 0.92387 | 0.86742 | 0.90507 | 0.92381 | 0.86745 | 0.9051 | 1.3346 | -119.4842 | 117.9053 | 1.3348 | -119.4873 | 117.9084
Line12_13_15 | 0 | 0 | 0 | 0 | 0 | 0 | 0 | 0 | 0 | 0 | 0 | 0 | -4.7515e-09 | -2.5534e-09 | 7.2959e-09 | 3.0862e-09 | 1.8057e-09 | -4.8829e-09 | -5.9757e-09 | 6.7243e-09 | -1.525e-09 | 4.0548e-09 | -4.4572e-09 | 9.0768e-10 | 0 | 0 | 0 | 0 | 0 | 0 |  | 0.92381 | 0.86745 | 0.9051 | 0.92381 | 0.86745 | 0.9051 | 1.3348 | -119.4873 | 117.9084 | 1.3348 | -119.4873 | 117.9084
Line13_13_14 | 0.00093057 | 0.00094962 | 0.0009627 | 0.00093059 | 0.00094963 | 0.00096271 | 0.00021491 | 0.00021931 | 0.00022233 | 0.00021491 | 0.00021931 | 0.00022233 | 0.00012895 | 5.0986e-05 | -0.00019662 | -0.00012894 | -5.0979e-05 | 0.00019663 | 0.00015095 | -0.00018328 | 4.283e-05 | -0.00015095 | 0.00018329 | -4.2821e-05 | -48.1601 | -45.0335 | -49.8026 | 131.8399 | 134.9665 | 130.1974 |  | 0.92381 | 0.86745 | 0.9051 | 0.92376 | 0.86748 | 0.90513 | 1.3348 | -119.4873 | 117.9084 | 1.3351 | -119.4905 | 117.9115
Line14_15_16 | 0 | 0 | 0 | 0 | 0 | 0 | 0 | 0 | 0 | 0 | 0 | 0 | -3.1677e-09 | -1.7022e-09 | 4.8639e-09 | 1.5024e-09 | 9.5453e-10 | -2.4509e-09 | -3.9838e-09 | 4.4828e-09 | -1.0167e-09 | 2.0629e-09 | -2.2158e-09 | 3.9934e-10 | 0 | 0 | 0 | 0 | 0 | 0 |  | 0.92381 | 0.86745 | 0.9051 | 0.92381 | 0.86745 | 0.9051 | 1.3348 | -119.4873 | 117.9084 | 1.3348 | -119.4873 | 117.9084
Line15_16_17 | 0 | 0 | 0 | 0 | 0 | 0 | 0 | 0 | 0 | 0 | 0 | 0 | -1.5838e-09 | -8.5112e-10 | 2.432e-09 | -8.1489e-11 | 1.0341e-10 | -1.8921e-11 | -1.9919e-09 | 2.2414e-09 | -5.0835e-10 | 7.1018e-11 | 2.5614e-11 | -1.0901e-10 | 0 | 0 | 0 | 0 | 0 | 0 |  | 0.92381 | 0.86745 | 0.9051 | 0.92381 | 0.86745 | 0.9051 | 1.3348 | -119.4873 | 117.9084 | 1.3348 | -119.4873 | 117.9084
Line16_4_18 | 0 | 0 | 0 | 0 | 0 | 0 | 0 | 0 | 0 | 0 | 0 | 0 | -1.583e-09 | -8.6261e-10 | 2.4426e-09 | -8.2059e-11 | 1.037e-10 | -1.8614e-11 | -2.0053e-09 | 2.2464e-09 | -5.0188e-10 | 7.0995e-11 | 2.6084e-11 | -1.0948e-10 | 0 | 0 | 0 | 0 | 0 | 0 |  | 0.92398 | 0.86736 | 0.905 | 0.92398 | 0.86736 | 0.905 | 1.3342 | -119.4779 | 117.8991 | 1.3342 | -119.4779 | 117.8991
Line17_5_19 | 0 | 0 | 0 | 0 | 0 | 0 | 0 | 0 | 0 | 0 | 0 | 0 | -1.5826e-09 | -8.6648e-10 | 2.4461e-09 | -8.225e-11 | 1.0379e-10 | -1.851e-11 | -2.0099e-09 | 2.248e-09 | -4.9969e-10 | 7.0986e-11 | 2.6242e-11 | -1.0964e-10 | 0 | 0 | 0 | 0 | 0 | 0 |  | 0.92403 | 0.86733 | 0.90497 | 0.92403 | 0.86733 | 0.90497 | 1.3339 | -119.4747 | 117.896 | 1.3339 | -119.4747 | 117.896
Line1_1_3 | 0.00093049 | 0.00094954 | 0.00096261 | 0.0009305 | 0.00094955 | 0.00096263 | 0.00021489 | 0.00021929 | 0.00022231 | 0.00021489 | 0.00021929 | 0.00022231 | 0.00012897 | 5.1013e-05 | -0.00019656 | -0.00012897 | -5.1006e-05 | 0.00019657 | 0.00015097 | -0.00018322 | 4.2863e-05 | -0.00015097 | 0.00018324 | -4.2854e-05 | -48.1599 | -45.033 | -49.8026 | 131.8401 | 134.9669 | 130.1975 |  | 0.92403 | 0.86733 | 0.90497 | 0.92398 | 0.86736 | 0.905 | 1.3339 | -119.4747 | 117.896 | 1.3342 | -119.4778 | 117.8991
Line2_1_4 | 0.00093517 | 0.00095435 | 0.00096758 | 0.00093518 | 0.00095436 | 0.00096759 | 0.00021597 | 0.0002204 | 0.00022345 | 0.00021597 | 0.0002204 | 0.00022346 | 0.00012889 | 5.2136e-05 | -0.00019778 | -0.00012888 | -5.2128e-05 | 0.00019779 | 0.00015236 | -0.00018391 | 4.2138e-05 | -0.00015235 | 0.00018392 | -4.213e-05 | -48.4363 | -45.3019 | -50.0766 | 131.5637 | 134.698 | 129.9235 |  | 0.92403 | 0.86733 | 0.90497 | 0.92398 | 0.86736 | 0.905 | 1.3339 | -119.4747 | 117.896 | 1.3342 | -119.4779 | 117.8991
Line3_1_5 | 0 | 0 | 0 | 0 | 0 | 0 | 0 | 0 | 0 | 0 | 0 | 0 | -3.1653e-09 | -1.733e-09 | 4.8922e-09 | 1.5004e-09 | 9.7027e-10 | -2.4646e-09 | -4.0197e-09 | 4.4961e-09 | -9.9938e-10 | 2.0808e-09 | -2.2218e-09 | 3.9005e-10 | 0 | 0 | 0 | 0 | 0 | 0 |  | 0.92403 | 0.86733 | 0.90497 | 0.92403 | 0.86733 | 0.90497 | 1.3339 | -119.4747 | 117.896 | 1.3339 | -119.4747 | 117.896
Line4_2_6 | 0.00090513 | 0.02734 | 0.028486 | 0.00090514 | 0.02734 | 0.028486 | 0.00020903 | 0.006314 | 0.0065787 | 0.00020903 | 0.006314 | 0.0065787 | 0.00012202 | 0.0039776 | 0.0040933 | -0.00012194 | -0.0039662 | -0.0040768 | 0.00014957 | 0.003736 | 0.0042943 | -0.00014948 | -0.00372 | -0.0042812 | -49.4559 | -162.7206 | 71.5509 | 130.5441 | 17.2795 | -108.4491 |  | 0.92343 | 0.86428 | 0.90179 | 0.92283 | 0.86123 | 0.89862 | 1.3361 | -119.5146 | 117.9239 | 1.3382 | -119.5548 | 117.9519
Line5_6_7 | 0.00090514 | 0.02734 | 0.028486 | 0.00090515 | 0.02734 | 0.028486 | 0.00020903 | 0.006314 | 0.0065787 | 0.00020904 | 0.006314 | 0.0065787 | 0.00012194 | 0.0039662 | 0.0040768 | -0.00012185 | -0.0039548 | -0.0040602 | 0.00014948 | 0.00372 | 0.0042812 | -0.00014939 | -0.0037041 | -0.004268 | -49.456 | -162.7205 | 71.5509 | 130.544 | 17.2795 | -108.4491 |  | 0.92283 | 0.86123 | 0.89862 | 0.92223 | 0.85818 | 0.89544 | 1.3382 | -119.5548 | 117.9519 | 1.3403 | -119.5953 | 117.9801
Line6_7_8 | 0 | 0.027927 | 0.02914 | 0 | 0.027927 | 0.02914 | 0 | 0.0064495 | 0.0067295 | 0 | 0.0064495 | 0.0067295 | -4.7381e-09 | 0.0039112 | 0.0042629 | 3.0818e-09 | -0.0038996 | -0.0042456 | -6.4675e-09 | 0.0039162 | 0.004259 | 4.3946e-09 | -0.0038996 | -0.0042456 | 0 | -164.6325 | 73.0062 | 0 | 15.3675 | -106.9938 |  | 0.92223 | 0.85818 | 0.89544 | 0.92168 | 0.85509 | 0.89222 | 1.3403 | -119.5953 | 117.9801 | 1.3422 | -119.6324 | 118.0061
Line7_8_9 | 0 | 0 | 0 | 0 | 0 | 0 | 0 | 0 | 0 | 0 | 0 | 0 | -1.5779e-09 | -1.0148e-09 | 2.5024e-09 | -7.4115e-11 | 1.4076e-10 | 2.3678e-11 | -2.1617e-09 | 2.2941e-09 | -4.1863e-10 | 7.1247e-11 | 1.8104e-11 | -1.0244e-10 | 0 | 0 | 0 | 0 | 0 | 0 |  | 0.92168 | 0.85509 | 0.89222 | 0.92168 | 0.85509 | 0.89222 | 1.3422 | -119.6324 | 118.0061 | 1.3422 | -119.6324 | 118.0061
Line8_8_10 | 0 | 0 | 0 | 0 | 0 | 0 | 0 | 0 | 0 | 0 | 0 | 0 | -1.5779e-09 | -1.0148e-09 | 2.5024e-09 | -7.4115e-11 | 1.4076e-10 | 2.3678e-11 | -2.1617e-09 | 2.2941e-09 | -4.1864e-10 | 7.1247e-11 | 1.8104e-11 | -1.0244e-10 | 0 | 0 | 0 | 0 | 0 | 0 |  | 0.92168 | 0.85509 | 0.89222 | 0.92168 | 0.85509 | 0.89222 | 1.3422 | -119.6324 | 118.0061 | 1.3422 | -119.6324 | 118.0061
Line9_3_11 | 0.0009305 | 0.00094955 | 0.00096263 | 0.00093051 | 0.00094956 | 0.00096264 | 0.00021489 | 0.00021929 | 0.00022231 | 0.00021489 | 0.00021929 | 0.00022231 | 0.00012897 | 5.1006e-05 | -0.00019657 | -0.00012896 | -5.0998e-05 | 0.00019659 | 0.00015097 | -0.00018324 | 4.2854e-05 | -0.00015096 | 0.00018325 | -4.2845e-05 | -48.1599 | -45.0331 | -49.8026 | 131.8401 | 134.9669 | 130.1975 |  | 0.92398 | 0.86736 | 0.905 | 0.92392 | 0.86739 | 0.90504 | 1.3342 | -119.4778 | 117.8991 | 1.3344 | -119.481 | 117.9022