## LLL_max_6
name | pf_ikss_from_ka | pf_ikss_to_ka | pf_ip_from_ka | pf_ip_to_ka | pf_skss_from_mw | pf_skss_to_mw | pf_p_from_mw | pf_p_to_mw | pf_q_from_mvar | pf_q_to_mvar | pf_ikss_from_degree | pf_ikss_to_degree | pf_vm_from_pu | pf_vm_to_pu | pf_va_from_degree | pf_va_to_degree
Line0_1_2 | 2.1767 | 2.1767 | 0 | 0 | 1.508 | 1.508 | 0.56854 | -0.42641 | 1.1371 | -0.85282 | -67.8829 | 112.1171 | 0.84302 | 0.63226 | -4.4479 | -4.4479
Line10_11_12 | 0 | 0 | 0 | 0 | 0 | 0 | 0 | 0 | 0 | 0 | 0 | 0 | 0.84302 | 0.84302 | -4.4479 | -4.4479
Line11_12_13 | 0 | 0 | 0 | 0 | 0 | 0 | 0 | 0 | 0 | 0 | 0 | 0 | 0.84302 | 0.84302 | -4.4479 | -4.4479
Line12_13_15 | 0 | 0 | 0 | 0 | 0 | 0 | 0 | 0 | 0 | 0 | 0 | 0 | 0.84302 | 0.84302 | -4.4479 | -4.4479
Line13_13_14 | 0 | 0 | 0 | 0 | 0 | 0 | 0 | 0 | 0 | 0 | 0 | 0 | 0.84302 | 0.84302 | -4.4479 | -4.4479
Line14_15_16 | 0 | 0 | 0 | 0 | 0 | 0 | 0 | 0 | 0 | 0 | 0 | 0 | 0.84302 | 0.84302 | -4.4479 | -4.4479
Line15_16_17 | 0 | 0 | 0 | 0 | 0 | 0 | 0 | 0 | 0 | 0 | 0 | 0 | 0.84302 | 0.84302 | -4.4479 | -4.4479
Line16_4_18 | 0 | 0 | 0 | 0 | 0 | 0 | 0 | 0 | 0 | 0 | 0 | 0 | 0.84302 | 0.84302 | -4.4479 | -4.4479
Line17_5_19 | 0 | 0 | 0 | 0 | 0 | 0 | 0 | 0 | 0 | 0 | 0 | 0 | 0.84302 | 0.84302 | -4.4479 | -4.4479
Line1_1_3 | 0 | 0 | 0 | 0 | 0 | 0 | 0 | 0 | 0 | 0 | 0 | 0 | 0.84302 | 0.84302 | -4.4479 | -4.4479
Line2_1_4 | 0 | 0 | 0 | 0 | 0 | 0 | 0 | 0 | 0 | 0 | 0 | 0 | 0.84302 | 0.84302 | -4.4479 | -4.4479
Line3_1_5 | 0 | 0 | 0 | 0 | 0 | 0 | 0 | 0 | 0 | 0 | 0 | 0 | 0.84302 | 0.84302 | -4.4479 | -4.4479
Line4_2_6 | 2.1767 | 2.1767 | 0 | 0 | 1.508 | 1.508 | 0.42641 | -0.28427 | 0.85282 | -0.56854 | -67.8829 | 112.1171 | 0.63226 | 0.42151 | -4.4479 | -4.4479
Line5_6_7 | 2.1767 | 2.1767 | 0 | 0 | 1.508 | 1.508 | 0.28427 | -0.14214 | 0.56854 | -0.28427 | -67.8829 | 112.1171 | 0.42151 | 0.21075 | -4.4479 | -4.4479
Line6_7_8 | 2.1767 | 2.1767 | 0 | 4.0311 | 1.508 | 1.508 | 0.14214 | -1e-07 | 0.28427 | -1e-07 | -67.8829 | 112.1171 | 0.21075 | 0 | -4.4479 | 0
Line7_8_9 | 0 | 0 | 0 | 0 | 0 | 0 | 8.4632e-22 | 0 | 4.2265e-22 | 0 | 0 | 0 | 0 | 0 | 0 | 0
Line8_8_10 | 0 | 0 | 0 | 0 | 0 | 0 | 8.4632e-22 | 0 | 4.2265e-22 | 0 | 0 | 0 | 0 | 0 | 0 | 0
Line9_3_11 | 0 | 0 | 0 | 0 | 0 | 0 | 0 | 0 | 0 | 0 | 0 | 0 | 0.84302 | 0.84302 | -4.4479 | -4.4479

## LLL_max_10
name | pf_ikss_from_ka | pf_ikss_to_ka | pf_ip_from_ka | pf_ip_to_ka | pf_skss_from_mw | pf_skss_to_mw | pf_p_from_mw | pf_p_to_mw | pf_q_from_mvar | pf_q_to_mvar | pf_ikss_from_degree | pf_ikss_to_degree | pf_vm_from_pu | pf_vm_to_pu | pf_va_from_degree | pf_va_to_degree
Line0_1_2 | 2.259 | 2.259 | 0 | 0 | 1.5651 | 1.5651 | 0.61237 | -0.45928 | 1.2247 | -0.91856 | -68.05 | 111.95 | 0.87491 | 0.65618 | -4.615 | -4.615
Line10_11_12 | 0 | 0 | 0 | 0 | 0 | 0 | 0 | 0 | 0 | 0 | 0 | 0 | 0.87491 | 0.87491 | -4.615 | -4.615
Line11_12_13 | 0 | 0 | 0 | 0 | 0 | 0 | 0 | 0 | 0 | 0 | 0 | 0 | 0.87491 | 0.87491 | -4.615 | -4.615
Line12_13_15 | 0 | 0 | 0 | 0 | 0 | 0 | 0 | 0 | 0 | 0 | 0 | 0 | 0.87491 | 0.87491 | -4.615 | -4.615
Line13_13_14 | 0 | 0 | 0 | 0 | 0 | 0 | 0 | 0 | 0 | 0 | 0 | 0 | 0.87491 | 0.87491 | -4.615 | -4.615
Line14_15_16 | 0 | 0 | 0 | 0 | 0 | 0 | 0 | 0 | 0 | 0 | 0 | 0 | 0.87491 | 0.87491 | -4.615 | -4.615
Line15_16_17 | 0 | 0 | 0 | 0 | 0 | 0 | 0 | 0 | 0 | 0 | 0 | 0 | 0.87491 | 0.87491 | -4.615 | -4.615
Line16_4_18 | 0 | 0 | 0 | 0 | 0 | 0 | 0 | 0 | 0 | 0 | 0 | 0 | 0.87491 | 0.87491 | -4.615 | -4.615
Line17_5_19 | 0 | 0 | 0 | 0 | 0 | 0 | 0 | 0 | 0 | 0 | 0 | 0 | 0.87491 | 0.87491 | -4.615 | -4.615
Line1_1_3 | 0 | 0 | 0 | 0 | 0 | 0 | 0 | 0 | 0 | 0 | 0 | 0 | 0.87491 | 0.87491 | -4.615 | -4.615
Line2_1_4 | 0 | 0 | 0 | 0 | 0 | 0 | 0 | 0 | 0 | 0 | 0 | 0 | 0.87491 | 0.87491 | -4.615 | -4.615
Line3_1_5 | 0 | 0 | 0 | 0 | 0 | 0 | 0 | 0 | 0 | 0 | 0 | 0 | 0.87491 | 0.87491 | -4.615 | -4.615
Line4_2_6 | 2.259 | 2.259 | 0 | 0 | 1.5651 | 1.5651 | 0.45928 | -0.30619 | 0.91856 | -0.61237 | -68.05 | 111.95 | 0.65618 | 0.43745 | -4.615 | -4.615
Line5_6_7 | 2.259 | 2.259 | 0 | 0 | 1.5651 | 1.5651 | 0.30619 | -0.15309 | 0.61237 | -0.30619 | -68.05 | 111.95 | 0.43745 | 0.21873 | -4.615 | -4.615
Line6_7_8 | 2.259 | 2.259 | 0 | 4.1931 | 1.5651 | 1.5651 | 0.15309 | -1e-07 | 0.30619 | -1e-07 | -68.05 | 111.95 | 0.21873 | 0 | -4.615 | 0
Line7_8_9 | 0 | 0 | 0 | 0 | 0 | 0 | 1.1499e-21 | 0 | -5.8009e-22 | 0 | 0 | 0 | 0 | 0 | 0 | 0
Line8_8_10 | 0 | 0 | 0 | 0 | 0 | 0 | 1.1499e-21 | 0 | -5.8009e-22 | 0 | 0 | 0 | 0 | 0 | 0 | 0
Line9_3_11 | 0 | 0 | 0 | 0 | 0 | 0 | 0 | 0 | 0 | 0 | 0 | 0 | 0.87491 | 0.87491 | -4.615 | -4.615

## LLL_max_fault_6
name | pf_ikss_from_ka | pf_ikss_to_ka | pf_ip_from_ka | pf_ip_to_ka | pf_skss_from_mw | pf_skss_to_mw | pf_p_from_mw | pf_p_to_mw | pf_q_from_mvar | pf_q_to_mvar | pf_ikss_from_degree | pf_ikss_to_degree | pf_vm_from_pu | pf_vm_to_pu | pf_va_from_degree | pf_va_to_degree
Line0_1_2 | 0.033802 | 0.033802 | 0 | 0 | 0.023418 | 0.023418 | 0.017275 | -0.017241 | 0.017412 | -0.017344 | -45.346 | 134.654 | 1.0474 | 1.0443 | -0.11952 | -0.17563
Line10_11_12 | 0 | 0 | 0 | 0 | 0 | 0 | 0 | 0 | 0 | 0 | 0 | 0 | 1.0474 | 1.0474 | -0.11952 | -0.11952
Line11_12_13 | 0 | 0 | 0 | 0 | 0 | 0 | 0 | 0 | 0 | 0 | 0 | 0 | 1.0474 | 1.0474 | -0.11952 | -0.11952
Line12_13_15 | 0 | 0 | 0 | 0 | 0 | 0 | 0 | 0 | 0 | 0 | 0 | 0 | 1.0474 | 1.0474 | -0.11952 | -0.11952
Line13_13_14 | 0 | 0 | 0 | 0 | 0 | 0 | 0 | 0 | 0 | 0 | 0 | 0 | 1.0474 | 1.0474 | -0.11952 | -0.11952
Line14_15_16 | 0 | 0 | 0 | 0 | 0 | 0 | 0 | 0 | 0 | 0 | 0 | 0 | 1.0474 | 1.0474 | -0.11952 | -0.11952
Line15_16_17 | 0 | 0 | 0 | 0 | 0 | 0 | 0 | 0 | 0 | 0 | 0 | 0 | 1.0474 | 1.0474 | -0.11952 | -0.11952
Line16_4_18 | 0 | 0 | 0 | 0 | 0 | 0 | 0 | 0 | 0 | 0 | 0 | 0 | 1.0474 | 1.0474 | -0.11952 | -0.11952
Line17_5_19 | 0 | 0 | 0 | 0 | 0 | 0 | 0 | 0 | 0 | 0 | 0 | 0 | 1.0474 | 1.0474 | -0.11952 | -0.11952
Line1_1_3 | 0 | 0 | 0 | 0 | 0 | 0 | 0 | 0 | 0 | 0 | 0 | 0 | 1.0474 | 1.0474 | -0.11952 | -0.11952
Line2_1_4 | 0 | 0 | 0 | 0 | 0 | 0 | 0 | 0 | 0 | 0 | 0 | 0 | 1.0474 | 1.0474 | -0.11952 | -0.11952
Line3_1_5 | 0 | 0 | 0 | 0 | 0 | 0 | 0 | 0 | 0 | 0 | 0 | 0 | 1.0474 | 1.0474 | -0.11952 | -0.11952
Line4_2_6 | 0.033802 | 0.033802 | 0 | 0 | 0.023418 | 0.023418 | 0.017241 | -0.017207 | 0.017344 | -0.017275 | -45.346 | 134.654 | 1.0443 | 1.0412 | -0.17563 | -0.23207
Line5_6_7 | 0.033802 | 0.033802 | 0 | 0 | 0.023418 | 0.023418 | 0.017207 | -0.017173 | 0.017275 | -0.017207 | -45.346 | 134.654 | 1.0412 | 1.0381 | -0.23207 | -0.28886
Line6_7_8 | 0.033802 | 0.033802 | 0 | 0.0626 | 0.023418 | 0.023418 | 0.017173 | -0.017138 | 0.017207 | -0.017138 | -45.346 | 134.654 | 1.0381 | 1.035 | -0.28886 | -0.34598
Line7_8_9 | 0 | 0 | 0 | 0 | 0 | 0 | -1.7102e-10 | 0 | 7.2182e-11 | 0 | 0 | 0 | 1.035 | 1.035 | -0.34598 | -0.34598
Line8_8_10 | 0 | 0 | 0 | 0 | 0 | 0 | -1.7102e-10 | 0 | 7.2182e-11 | 0 | 0 | 0 | 1.035 | 1.035 | -0.34598 | -0.34598
Line9_3_11 | 0 | 0 | 0 | 0 | 0 | 0 | 0 | 0 | 0 | 0 | 0 | 0 | 1.0474 | 1.0474 | -0.11952 | -0.11952

## LLL_max_fault_10
name | pf_ikss_from_ka | pf_ikss_to_ka | pf_ip_from_ka | pf_ip_to_ka | pf_skss_from_mw | pf_skss_to_mw | pf_p_from_mw | pf_p_to_mw | pf_q_from_mvar | pf_q_to_mvar | pf_ikss_from_degree | pf_ikss_to_degree | pf_vm_from_pu | pf_vm_to_pu | pf_va_from_degree | pf_va_to_degree
Line0_1_2 | 0.035407 | 0.035407 | 0 | 0 | 0.024531 | 0.024531 | 0.018955 | -0.018918 | 0.019106 | -0.019031 | -45.3516 | 134.6484 | 1.0971 | 1.0939 | -0.12515 | -0.18126
Line10_11_12 | 0 | 0 | 0 | 0 | 0 | 0 | 0 | 0 | 0 | 0 | 0 | 0 | 1.0971 | 1.0971 | -0.12515 | -0.12515
Line11_12_13 | 0 | 0 | 0 | 0 | 0 | 0 | 0 | 0 | 0 | 0 | 0 | 0 | 1.0971 | 1.0971 | -0.12515 | -0.12515
Line12_13_15 | 0 | 0 | 0 | 0 | 0 | 0 | 0 | 0 | 0 | 0 | 0 | 0 | 1.0971 | 1.0971 | -0.12515 | -0.12515
Line13_13_14 | 0 | 0 | 0 | 0 | 0 | 0 | 0 | 0 | 0 | 0 | 0 | 0 | 1.0971 | 1.0971 | -0.12515 | -0.12515
Line14_15_16 | 0 | 0 | 0 | 0 | 0 | 0 | 0 | 0 | 0 | 0 | 0 | 0 | 1.0971 | 1.0971 | -0.12515 | -0.12515
Line15_16_17 | 0 | 0 | 0 | 0 | 0 | 0 | 0 | 0 | 0 | 0 | 0 | 0 | 1.0971 | 1.0971 | -0.12515 | -0.12515
Line16_4_18 | 0 | 0 | 0 | 0 | 0 | 0 | 0 | 0 | 0 | 0 | 0 | 0 | 1.0971 | 1.0971 | -0.12515 | -0.12515
Line17_5_19 | 0 | 0 | 0 | 0 | 0 | 0 | 0 | 0 | 0 | 0 | 0 | 0 | 1.0971 | 1.0971 | -0.12515 | -0.12515
Line1_1_3 | 0 | 0 | 0 | 0 | 0 | 0 | 0 | 0 | 0 | 0 | 0 | 0 | 1.0971 | 1.0971 | -0.12515 | -0.12515
Line2_1_4 | 0 | 0 | 0 | 0 | 0 | 0 | 0 | 0 | 0 | 0 | 0 | 0 | 1.0971 | 1.0971 | -0.12515 | -0.12515
Line3_1_5 | 0 | 0 | 0 | 0 | 0 | 0 | 0 | 0 | 0 | 0 | 0 | 0 | 1.0971 | 1.0971 | -0.12515 | -0.12515
Line4_2_6 | 0.035407 | 0.035407 | 0 | 0 | 0.024531 | 0.024531 | 0.018918 | -0.01888 | 0.019031 | -0.018955 | -45.3516 | 134.6484 | 1.0939 | 1.0906 | -0.18126 | -0.23771
Line5_6_7 | 0.035407 | 0.035407 | 0 | 0 | 0.024531 | 0.024531 | 0.01888 | -0.018842 | 0.018955 | -0.01888 | -45.3516 | 134.6484 | 1.0906 | 1.0874 | -0.23771 | -0.29449
Line6_7_8 | 0.035407 | 0.035407 | 0 | 0.065722 | 0.024531 | 0.024531 | 0.018842 | -0.018805 | 0.01888 | -0.018805 | -45.3516 | 134.6484 | 1.0874 | 1.0841 | -0.29449 | -0.35161
Line7_8_9 | 0 | 0 | 0 | 0 | 0 | 0 | -1.8919e-10 | 0 | 8.0501e-11 | 0 | 0 | 0 | 1.0841 | 1.0841 | -0.35161 | -0.35161
Line8_8_10 | 0 | 0 | 0 | 0 | 0 | 0 | -1.8919e-10 | 0 | 8.0501e-11 | 0 | 0 | 0 | 1.0841 | 1.0841 | -0.35161 | -0.35161
Line9_3_11 | 0 | 0 | 0 | 0 | 0 | 0 | 0 | 0 | 0 | 0 | 0 | 0 | 1.0971 | 1.0971 | -0.12515 | -0.12515

## LLL_min_6
name | pf_ikss_from_ka | pf_ikss_to_ka | pf_ip_from_ka | pf_ip_to_ka | pf_skss_from_mw | pf_skss_to_mw | pf_p_from_mw | pf_p_to_mw | pf_q_from_mvar | pf_q_to_mvar | pf_ikss_from_degree | pf_ikss_to_degree | pf_vm_from_pu | pf_vm_to_pu | pf_va_from_degree | pf_va_to_degree
Line0_1_2 | 1.6801 | 1.6801 | 0 | 0 | 1.164 | 1.164 | 0.65034 | -0.48775 | 0.67743 | -0.50807 | -52.8727 | 127.1273 | 0.80677 | 0.60508 | -6.7036 | -6.7036
Line10_11_12 | 0 | 0 | 0 | 0 | 0 | 0 | 0 | 0 | 0 | 0 | 0 | 0 | 0.80677 | 0.80677 | -6.7036 | -6.7036
Line11_12_13 | 0 | 0 | 0 | 0 | 0 | 0 | 0 | 0 | 0 | 0 | 0 | 0 | 0.80677 | 0.80677 | -6.7036 | -6.7036
Line12_13_15 | 0 | 0 | 0 | 0 | 0 | 0 | 0 | 0 | 0 | 0 | 0 | 0 | 0.80677 | 0.80677 | -6.7036 | -6.7036
Line13_13_14 | 0 | 0 | 0 | 0 | 0 | 0 | 0 | 0 | 0 | 0 | 0 | 0 | 0.80677 | 0.80677 | -6.7036 | -6.7036
Line14_15_16 | 0 | 0 | 0 | 0 | 0 | 0 | 0 | 0 | 0 | 0 | 0 | 0 | 0.80677 | 0.80677 | -6.7036 | -6.7036
Line15_16_17 | 0 | 0 | 0 | 0 | 0 | 0 | 0 | 0 | 0 | 0 | 0 | 0 | 0.80677 | 0.80677 | -6.7036 | -6.7036
Line16_4_18 | 0 | 0 | 0 | 0 | 0 | 0 | 0 | 0 | 0 | 0 | 0 | 0 | 0.80677 | 0.80677 | -6.7036 | -6.7036
Line17_5_19 | 0 | 0 | 0 | 0 | 0 | 0 | 0 | 0 | 0 | 0 | 0 | 0 | 0.80677 | 0.80677 | -6.7036 | -6.7036
Line1_1_3 | 0 | 0 | 0 | 0 | 0 | 0 | 0 | 0 | 0 | 0 | 0 | 0 | 0.80677 | 0.80677 | -6.7036 | -6.7036
Line2_1_4 | 0 | 0 | 0 | 0 | 0 | 0 | 0 | 0 | 0 | 0 | 0 | 0 | 0.80677 | 0.80677 | -6.7036 | -6.7036
Line3_1_5 | 0 | 0 | 0 | 0 | 0 | 0 | 0 | 0 | 0 | 0 | 0 | 0 | 0.80677 | 0.80677 | -6.7036 | -6.7036
Line4_2_6 | 1.6801 | 1.6801 | 0 | 0 | 1.164 | 1.164 | 0.48775 | -0.32517 | 0.50807 | -0.33872 | -52.8727 | 127.1273 | 0.60508 | 0.40338 | -6.7036 | -6.7036
Line5_6_7 | 1.6801 | 1.6801 | 0 | 0 | 1.164 | 1.164 | 0.32517 | -0.16258 | 0.33872 | -0.16936 | -52.8727 | 127.1273 | 0.40338 | 0.20169 | -6.7036 | -6.7036
Line6_7_8 | 1.6801 | 1.6801 | 0 | 2.6638 | 1.164 | 1.164 | 0.16258 | -1e-07 | 0.16936 | -1e-07 | -52.8727 | 127.1273 | 0.20169 | 0 | -6.7036 | 0
Line7_8_9 | 0 | 0 | 0 | 0 | 0 | 0 | 7.0075e-22 | 0 | 9.1561e-22 | 0 | 0 | 0 | 0 | 0 | 0 | 0
Line8_8_10 | 0 | 0 | 0 | 0 | 0 | 0 | 7.0075e-22 | 0 | 9.1561e-22 | 0 | 0 | 0 | 0 | 0 | 0 | 0
Line9_3_11 | 0 | 0 | 0 | 0 | 0 | 0 | 0 | 0 | 0 | 0 | 0 | 0 | 0.80677 | 0.80677 | -6.7036 | -6.7036

## LLL_min_10
name | pf_ikss_from_ka | pf_ikss_to_ka | pf_ip_from_ka | pf_ip_to_ka | pf_skss_from_mw | pf_skss_to_mw | pf_p_from_mw | pf_p_to_mw | pf_q_from_mvar | pf_q_to_mvar | pf_ikss_from_degree | pf_ikss_to_degree | pf_vm_from_pu | pf_vm_to_pu | pf_va_from_degree | pf_va_to_degree
Line0_1_2 | 1.5916 | 1.5916 | 0 | 0 | 1.1027 | 1.1027 | 0.58368 | -0.43776 | 0.608 | -0.456 | -52.8727 | 127.1273 | 0.76431 | 0.57323 | -6.7036 | -6.7036
Line10_11_12 | 0 | 0 | 0 | 0 | 0 | 0 | 0 | 0 | 0 | 0 | 0 | 0 | 0.76431 | 0.76431 | -6.7036 | -6.7036
Line11_12_13 | 0 | 0 | 0 | 0 | 0 | 0 | 0 | 0 | 0 | 0 | 0 | 0 | 0.76431 | 0.76431 | -6.7036 | -6.7036
Line12_13_15 | 0 | 0 | 0 | 0 | 0 | 0 | 0 | 0 | 0 | 0 | 0 | 0 | 0.76431 | 0.76431 | -6.7036 | -6.7036
Line13_13_14 | 0 | 0 | 0 | 0 | 0 | 0 | 0 | 0 | 0 | 0 | 0 | 0 | 0.76431 | 0.76431 | -6.7036 | -6.7036
Line14_15_16 | 0 | 0 | 0 | 0 | 0 | 0 | 0 | 0 | 0 | 0 | 0 | 0 | 0.76431 | 0.76431 | -6.7036 | -6.7036
Line15_16_17 | 0 | 0 | 0 | 0 | 0 | 0 | 0 | 0 | 0 | 0 | 0 | 0 | 0.76431 | 0.76431 | -6.7036 | -6.7036
Line16_4_18 | 0 | 0 | 0 | 0 | 0 | 0 | 0 | 0 | 0 | 0 | 0 | 0 | 0.76431 | 0.76431 | -6.7036 | -6.7036
Line17_5_19 | 0 | 0 | 0 | 0 | 0 | 0 | 0 | 0 | 0 | 0 | 0 | 0 | 0.76431 | 0.76431 | -6.7036 | -6.7036
Line1_1_3 | 0 | 0 | 0 | 0 | 0 | 0 | 0 | 0 | 0 | 0 | 0 | 0 | 0.76431 | 0.76431 | -6.7036 | -6.7036
Line2_1_4 | 0 | 0 | 0 | 0 | 0 | 0 | 0 | 0 | 0 | 0 | 0 | 0 | 0.76431 | 0.76431 | -6.7036 | -6.7036
Line3_1_5 | 0 | 0 | 0 | 0 | 0 | 0 | 0 | 0 | 0 | 0 | 0 | 0 | 0.76431 | 0.76431 | -6.7036 | -6.7036
Line4_2_6 | 1.5916 | 1.5916 | 0 | 0 | 1.1027 | 1.1027 | 0.43776 | -0.29184 | 0.456 | -0.304 | -52.8727 | 127.1273 | 0.57323 | 0.38215 | -6.7036 | -6.7036
Line5_6_7 | 1.5916 | 1.5916 | 0 | 0 | 1.1027 | 1.1027 | 0.29184 | -0.14592 | 0.304 | -0.152 | -52.8727 | 127.1273 | 0.38215 | 0.19108 | -6.7036 | -6.7036
Line6_7_8 | 1.5916 | 1.5916 | 0 | 2.5236 | 1.1027 | 1.1027 | 0.14592 | -1e-07 | 0.152 | -1e-07 | -52.8727 | 127.1273 | 0.19108 | 0 | -6.7036 | 0
Line7_8_9 | 0 | 0 | 0 | 0 | 0 | 0 | 6.276e-22 | 0 | 8.2153e-22 | 0 | 0 | 0 | 0 | 0 | 0 | 0
Line8_8_10 | 0 | 0 | 0 | 0 | 0 | 0 | 6.276e-22 | 0 | 8.2153e-22 | 0 | 0 | 0 | 0 | 0 | 0 | 0
Line9_3_11 | 0 | 0 | 0 | 0 | 0 | 0 | 0 | 0 | 0 | 0 | 0 | 0 | 0.76431 | 0.76431 | -6.7036 | -6.7036

## LLL_min_fault_6
name | pf_ikss_from_ka | pf_ikss_to_ka | pf_ip_from_ka | pf_ip_to_ka | pf_skss_from_mw | pf_skss_to_mw | pf_p_from_mw | pf_p_to_mw | pf_q_from_mvar | pf_q_to_mvar | pf_ikss_from_degree | pf_ikss_to_degree | pf_vm_from_pu | pf_vm_to_pu | pf_va_from_degree | pf_va_to_degree
Line0_1_2 | 0.030469 | 0.030469 | 0 | 0 | 0.02111 | 0.02111 | 0.01414 | -0.014086 | 0.014149 | -0.014093 | -45.1423 | 134.8577 | 0.94756 | 0.9439 | -0.12428 | -0.12874
Line10_11_12 | 0 | 0 | 0 | 0 | 0 | 0 | 0 | 0 | 0 | 0 | 0 | 0 | 0.94756 | 0.94756 | -0.12428 | -0.12428
Line11_12_13 | 0 | 0 | 0 | 0 | 0 | 0 | 0 | 0 | 0 | 0 | 0 | 0 | 0.94756 | 0.94756 | -0.12428 | -0.12428
Line12_13_15 | 0 | 0 | 0 | 0 | 0 | 0 | 0 | 0 | 0 | 0 | 0 | 0 | 0.94756 | 0.94756 | -0.12428 | -0.12428
Line13_13_14 | 0 | 0 | 0 | 0 | 0 | 0 | 0 | 0 | 0 | 0 | 0 | 0 | 0.94756 | 0.94756 | -0.12428 | -0.12428
Line14_15_16 | 0 | 0 | 0 | 0 | 0 | 0 | 0 | 0 | 0 | 0 | 0 | 0 | 0.94756 | 0.94756 | -0.12428 | -0.12428
Line15_16_17 | 0 | 0 | 0 | 0 | 0 | 0 | 0 | 0 | 0 | 0 | 0 | 0 | 0.94756 | 0.94756 | -0.12428 | -0.12428
Line16_4_18 | 0 | 0 | 0 | 0 | 0 | 0 | 0 | 0 | 0 | 0 | 0 | 0 | 0.94756 | 0.94756 | -0.12428 | -0.12428
Line17_5_19 | 0 | 0 | 0 | 0 | 0 | 0 | 0 | 0 | 0 | 0 | 0 | 0 | 0.94756 | 0.94756 | -0.12428 | -0.12428
Line1_1_3 | 0 | 0 | 0 | 0 | 0 | 0 | 0 | 0 | 0 | 0 | 0 | 0 | 0.94756 | 0.94756 | -0.12428 | -0.12428
Line2_1_4 | 0 | 0 | 0 | 0 | 0 | 0 | 0 | 0 | 0 | 0 | 0 | 0 | 0.94756 | 0.94756 | -0.12428 | -0.12428
Line3_1_5 | 0 | 0 | 0 | 0 | 0 | 0 | 0 | 0 | 0 | 0 | 0 | 0 | 0.94756 | 0.94756 | -0.12428 | -0.12428
Line4_2_6 | 0.030469 | 0.030469 | 0 | 0 | 0.02111 | 0.02111 | 0.014086 | -0.014033 | 0.014093 | -0.014037 | -45.1423 | 134.8577 | 0.9439 | 0.94024 | -0.12874 | -0.13323
Line5_6_7 | 0.030469 | 0.030469 | 0 | 0 | 0.02111 | 0.02111 | 0.014033 | -0.013979 | 0.014037 | -0.013981 | -45.1423 | 134.8577 | 0.94024 | 0.93659 | -0.13323 | -0.13776
Line6_7_8 | 0.030469 | 0.030469 | 0 | 0.04831 | 0.02111 | 0.02111 | 0.013979 | -0.013926 | 0.013981 | -0.013926 | -45.1423 | 134.8577 | 0.93659 | 0.93293 | -0.13776 | -0.14233
Line7_8_9 | 0 | 0 | 0 | 0 | 0 | 0 | -1.7514e-10 | 0 | 2.4218e-11 | 0 | 0 | 0 | 0.93293 | 0.93293 | -0.14233 | -0.14233
Line8_8_10 | 0 | 0 | 0 | 0 | 0 | 0 | -1.7514e-10 | 0 | 2.4218e-11 | 0 | 0 | 0 | 0.93293 | 0.93293 | -0.14233 | -0.14233
Line9_3_11 | 0 | 0 | 0 | 0 | 0 | 0 | 0 | 0 | 0 | 0 | 0 | 0 | 0.94756 | 0.94756 | -0.12428 | -0.12428

## LLL_min_fault_10
name | pf_ikss_from_ka | pf_ikss_to_ka | pf_ip_from_ka | pf_ip_to_ka | pf_skss_from_mw | pf_skss_to_mw | pf_p_from_mw | pf_p_to_mw | pf_q_from_mvar | pf_q_to_mvar | pf_ikss_from_degree | pf_ikss_to_degree | pf_vm_from_pu | pf_vm_to_pu | pf_va_from_degree | pf_va_to_degree
Line0_1_2 | 0.028866 | 0.028866 | 0 | 0 | 0.019999 | 0.019999 | 0.01269 | -0.012642 | 0.012698 | -0.012648 | -45.1423 | 134.8577 | 0.89769 | 0.89422 | -0.12428 | -0.12874
Line10_11_12 | 0 | 0 | 0 | 0 | 0 | 0 | 0 | 0 | 0 | 0 | 0 | 0 | 0.89769 | 0.89769 | -0.12428 | -0.12428
Line11_12_13 | 0 | 0 | 0 | 0 | 0 | 0 | 0 | 0 | 0 | 0 | 0 | 0 | 0.89769 | 0.89769 | -0.12428 | -0.12428
Line12_13_15 | 0 | 0 | 0 | 0 | 0 | 0 | 0 | 0 | 0 | 0 | 0 | 0 | 0.89769 | 0.89769 | -0.12428 | -0.12428
Line13_13_14 | 0 | 0 | 0 | 0 | 0 | 0 | 0 | 0 | 0 | 0 | 0 | 0 | 0.89769 | 0.89769 | -0.12428 | -0.12428
Line14_15_16 | 0 | 0 | 0 | 0 | 0 | 0 | 0 | 0 | 0 | 0 | 0 | 0 | 0.89769 | 0.89769 | -0.12428 | -0.12428
Line15_16_17 | 0 | 0 | 0 | 0 | 0 | 0 | 0 | 0 | 0 | 0 | 0 | 0 | 0.89769 | 0.89769 | -0.12428 | -0.12428
Line16_4_18 | 0 | 0 | 0 | 0 | 0 | 0 | 0 | 0 | 0 | 0 | 0 | 0 | 0.89769 | 0.89769 | -0.12428 | -0.12428
Line17_5_19 | 0 | 0 | 0 | 0 | 0 | 0 | 0 | 0 | 0 | 0 | 0 | 0 | 0.89769 | 0.89769 | -0.12428 | -0.12428
Line1_1_3 | 0 | 0 | 0 | 0 | 0 | 0 | 0 | 0 | 0 | 0 | 0 | 0 | 0.89769 | 0.89769 | -0.12428 | -0.12428
Line2_1_4 | 0 | 0 | 0 | 0 | 0 | 0 | 0 | 0 | 0 | 0 | 0 | 0 | 0.89769 | 0.89769 | -0.12428 | -0.12428
Line3_1_5 | 0 | 0 | 0 | 0 | 0 | 0 | 0 | 0 | 0 | 0 | 0 | 0 | 0.89769 | 0.89769 | -0.12428 | -0.12428
Line4_2_6 | 0.028866 | 0.028866 | 0 | 0 | 0.019999 | 0.019999 | 0.012642 | -0.012594 | 0.012648 | -0.012598 | -45.1423 | 134.8577 | 0.89422 | 0.89076 | -0.12874 | -0.13323
Line5_6_7 | 0.028866 | 0.028866 | 0 | 0 | 0.019999 | 0.019999 | 0.012594 | -0.012546 | 0.012598 | -0.012548 | -45.1423 | 134.8577 | 0.89076 | 0.88729 | -0.13323 | -0.13776
Line6_7_8 | 0.028866 | 0.028866 | 0 | 0.045767 | 0.019999 | 0.019999 | 0.012546 | -0.012498 | 0.012548 | -0.012498 | -45.1423 | 134.8577 | 0.88729 | 0.88383 | -0.13776 | -0.14233
Line7_8_9 | 0 | 0 | 0 | 0 | 0 | 0 | -1.5719e-10 | 0 | 2.1736e-11 | 0 | 0 | 0 | 0.88383 | 0.88383 | -0.14233 | -0.14233
Line8_8_10 | 0 | 0 | 0 | 0 | 0 | 0 | -1.5719e-10 | 0 | 2.1736e-11 | 0 | 0 | 0 | 0.88383 | 0.88383 | -0.14233 | -0.14233
Line9_3_11 | 0 | 0 | 0 | 0 | 0 | 0 | 0 | 0 | 0 | 0 | 0 | 0 | 0.89769 | 0.89769 | -0.12428 | -0.12428

## LL_max_6
name | pf_ikss_a_from_ka | pf_ikss_b_from_ka | pf_ikss_c_from_ka | pf_ikss_a_to_ka | pf_ikss_b_to_ka | pf_ikss_c_to_ka | pf_skss_a_from_mw | pf_skss_b_from_mw | pf_skss_c_from_mw | pf_skss_a_to_mw | pf_skss_b_to_mw | pf_skss_c_to_mw | pf_p_a_from_mw | pf_p_b_from_mw | pf_p_c_from_mw | pf_p_a_to_mw | pf_p_b_to_mw | pf_p_c_to_mw | pf_q_a_from_mvar | pf_q_b_from_mvar | pf_q_c_from_mvar | pf_q_a_to_mvar | pf_q_b_to_mvar | pf_q_c_to_mvar | pf_ikss_a_from_degree | pf_ikss_b_from_degree | pf_ikss_c_from_degree | pf_ikss_a_to_degree | pf_ikss_b_to_degree | pf_ikss_c_to_degree | pf_vm_a_from_pu | pf_vm_b_from_pu | pf_vm_c_from_pu | pf_vm_a_to_pu | pf_vm_b_to_pu | pf_vm_c_to_pu | pf_va_a_from_degree | pf_va_b_from_degree | pf_va_c_from_degree | pf_va_a_to_degree | pf_va_b_to_degree | pf_va_c_to_degree
Line0_1_2 | 0 | 1.885 | 1.885 | 0 | 1.885 | 1.885 | 0 | 0.43533 | 0.43533 | 0 | 0.43533 | 0.43533 | 1.0492e-15 | 0.35387 | -0.069596 | -1.0492e-15 | -0.31833 | 0.10513 | -3.4972e-16 | 0.19822 | 0.37032 | 3.4972e-16 | -0.12715 | -0.29925 | 0 | -157.8829 | 22.1171 | 0 | 22.1171 | -157.8829 | 1.05 | 0.93171 | 0.86555 | 1.05 | 0.78742 | 0.7286 | -9.2246e-12 | -128.6271 | 122.7608 | -9.2512e-12 | -136.1092 | 131.4739
Line10_11_12 | 0 | 0 | 0 | 0 | 0 | 0 | 0 | 0 | 0 | 0 | 0 | 0 | 2.72e-16 | -2.1811e-09 | -3.489e-09 | -2.72e-16 | 2.1811e-09 | 3.489e-09 | 1.9429e-17 | 3.2284e-09 | -9.6307e-10 | -1.9429e-17 | -3.2284e-09 | 9.6307e-10 | 0 | 0 | 0 | 0 | 0 | 0 | 1.05 | 0.93171 | 0.86555 | 1.05 | 0.93171 | 0.86555 | -9.2375e-12 | -128.6271 | 122.7608 | -9.243e-12 | -128.6271 | 122.7608
Line11_12_13 | 0 | 0 | 0 | 0 | 0 | 0 | 0 | 0 | 0 | 0 | 0 | 0 | 2.9143e-16 | -1.8176e-09 | -2.9075e-09 | -2.5258e-16 | 1.8176e-09 | 2.9075e-09 | -3.8858e-17 | 2.6904e-09 | -8.0256e-10 | 3.8858e-17 | -2.6904e-09 | 8.0256e-10 | 0 | 0 | 0 | 0 | 0 | 0 | 1.05 | 0.93171 | 0.86555 | 1.05 | 0.93171 | 0.86555 | -9.243e-12 | -128.6271 | 122.7608 | -9.2473e-12 | -128.6271 | 122.7608
Line12_13_15 | 0 | 0 | 0 | 0 | 0 | 0 | 0 | 0 | 0 | 0 | 0 | 0 | 1.36e-16 | -1.0906e-09 | -1.7445e-09 | -1.7486e-16 | 1.0906e-09 | 1.7445e-09 | 3.8858e-17 | 1.6142e-09 | -4.8153e-10 | -5.8287e-17 | -1.6142e-09 | 4.8153e-10 | 0 | 0 | 0 | 0 | 0 | 0 | 1.05 | 0.93171 | 0.86555 | 1.05 | 0.93171 | 0.86555 | -9.2473e-12 | -128.6271 | 122.7608 | -9.2495e-12 | -128.6271 | 122.7608
Line13_13_14 | 0 | 0 | 0 | 0 | 0 | 0 | 0 | 0 | 0 | 0 | 0 | 0 | -1.9429e-17 | -3.6352e-10 | -5.8151e-10 | -3.136e-30 | 3.6352e-10 | 5.8151e-10 | 3.1358e-30 | 5.3807e-10 | -1.6051e-10 | -1.9429e-17 | -5.3807e-10 | 1.6051e-10 | 0 | 0 | 0 | 0 | 0 | 0 | 1.05 | 0.93171 | 0.86555 | 1.05 | 0.93171 | 0.86555 | -9.2473e-12 | -128.6271 | 122.7608 | -9.248e-12 | -128.6271 | 122.7608
Line14_15_16 | 0 | 0 | 0 | 0 | 0 | 0 | 0 | 0 | 0 | 0 | 0 | 0 | 5.8287e-17 | -7.2704e-10 | -1.163e-09 | -3.8858e-17 | 7.2704e-10 | 1.163e-09 | 1.9429e-17 | 1.0761e-09 | -3.2102e-10 | -3.8858e-17 | -1.0761e-09 | 3.2102e-10 | 0 | 0 | 0 | 0 | 0 | 0 | 1.05 | 0.93171 | 0.86555 | 1.05 | 0.93171 | 0.86555 | -9.2495e-12 | -128.6271 | 122.7608 | -9.2505e-12 | -128.6271 | 122.7608
Line15_16_17 | 0 | 0 | 0 | 0 | 0 | 0 | 0 | 0 | 0 | 0 | 0 | 0 | -6.2737e-30 | -3.6352e-10 | -5.8151e-10 | 3.137e-30 | 3.6352e-10 | 5.8151e-10 | -3.8858e-17 | 5.3807e-10 | -1.6051e-10 | 1.9429e-17 | -5.3807e-10 | 1.6051e-10 | 0 | 0 | 0 | 0 | 0 | 0 | 1.05 | 0.93171 | 0.86555 | 1.05 | 0.93171 | 0.86555 | -9.2505e-12 | -128.6271 | 122.7608 | -9.2509e-12 | -128.6271 | 122.7608
Line16_4_18 | 0 | 0 | 0 | 0 | 0 | 0 | 0 | 0 | 0 | 0 | 0 | 0 | 0 | -3.6352e-10 | -5.8151e-10 | 0 | 3.6352e-10 | 5.8151e-10 | 0 | 5.3807e-10 | -1.6051e-10 | 0 | -5.3807e-10 | 1.6051e-10 | 0 | 0 | 0 | 0 | 0 | 0 | 1.05 | 0.93171 | 0.86555 | 1.05 | 0.93171 | 0.86555 | -9.2258e-12 | -128.6271 | 122.7608 | -9.2261e-12 | -128.6271 | 122.7608
Line17_5_19 | 0 | 0 | 0 | 0 | 0 | 0 | 0 | 0 | 0 | 0 | 0 | 0 | 0 | -3.6352e-10 | -5.8151e-10 | 0 | 3.6352e-10 | 5.8151e-10 | 0 | 5.3807e-10 | -1.6051e-10 | 0 | -5.3807e-10 | 1.6051e-10 | 0 | 0 | 0 | 0 | 0 | 0 | 1.05 | 0.93171 | 0.86555 | 1.05 | 0.93171 | 0.86555 | -9.2258e-12 | -128.6271 | 122.7608 | -9.2261e-12 | -128.6271 | 122.7608
Line1_1_3 | 0 | 0 | 0 | 0 | 0 | 0 | 0 | 0 | 0 | 0 | 0 | 0 | 3.8858e-16 | -2.9082e-09 | -4.6521e-09 | -4.0801e-16 | 2.9082e-09 | 4.6521e-09 | 1.1657e-16 | 4.3046e-09 | -1.2841e-09 | -1.36e-16 | -4.3046e-09 | 1.2841e-09 | 0 | 0 | 0 | 0 | 0 | 0 | 1.05 | 0.93171 | 0.86555 | 1.05 | 0.93171 | 0.86555 | -9.2246e-12 | -128.6271 | 122.7608 | -9.2312e-12 | -128.6271 | 122.7608
Line2_1_4 | 0 | 0 | 0 | 0 | 0 | 0 | 0 | 0 | 0 | 0 | 0 | 0 | 1.9429e-17 | -7.2704e-10 | -1.163e-09 | -3.8858e-17 | 7.2704e-10 | 1.163e-09 | 1.9429e-17 | 1.0761e-09 | -3.2102e-10 | 6.2569e-30 | -1.0761e-09 | 3.2102e-10 | 0 | 0 | 0 | 0 | 0 | 0 | 1.05 | 0.93171 | 0.86555 | 1.05 | 0.93171 | 0.86555 | -9.2246e-12 | -128.6271 | 122.7608 | -9.2258e-12 | -128.6271 | 122.7608
Line3_1_5 | 0 | 0 | 0 | 0 | 0 | 0 | 0 | 0 | 0 | 0 | 0 | 0 | 1.9429e-17 | -7.2704e-10 | -1.163e-09 | -3.8858e-17 | 7.2704e-10 | 1.163e-09 | 1.9429e-17 | 1.0761e-09 | -3.2102e-10 | 6.2569e-30 | -1.0761e-09 | 3.2102e-10 | 0 | 0 | 0 | 0 | 0 | 0 | 1.05 | 0.93171 | 0.86555 | 1.05 | 0.93171 | 0.86555 | -9.2246e-12 | -128.6271 | 122.7608 | -9.2258e-12 | -128.6271 | 122.7608
Line4_2_6 | 0 | 1.885 | 1.885 | 0 | 1.885 | 1.885 | 0 | 0.43533 | 0.43533 | 0 | 0.43533 | 0.43533 | 1.0103e-15 | 0.31833 | -0.10513 | -1.0103e-15 | -0.2828 | 0.14066 | -3.8858e-16 | 0.12715 | 0.29925 | 3.8858e-16 | -0.056087 | -0.22819 | 0 | -157.8829 | 22.1171 | 0 | 22.1171 | -157.8829 | 1.05 | 0.78742 | 0.7286 | 1.05 | 0.66227 | 0.61575 | -9.2512e-12 | -136.1092 | 131.4739 | -9.275e-12 | -146.6652 | 143.7688
Line5_6_7 | 0 | 1.885 | 1.885 | 0 | 1.885 | 1.885 | 0 | 0.43533 | 0.43533 | 0 | 0.43533 | 0.43533 | 6.2172e-16 | 0.2828 | -0.14066 | -5.4401e-16 | -0.24727 | 0.1762 | -3.1086e-16 | 0.056087 | 0.22819 | 3.1086e-16 | 0.014981 | -0.15712 | 0 | -157.8829 | 22.1171 | 0 | 22.1171 | -157.8829 | 1.05 | 0.66227 | 0.61575 | 1.05 | 0.56903 | 0.54229 | -9.275e-12 | -146.6652 | 143.7688 | -9.2895e-12 | -161.35 | 160.3935
Line6_7_8 | 0 | 1.885 | 1.885 | 0 | 1.885 | 1.885 | 0 | 0.43533 | 0.43533 | 0 | 0.43533 | 0.43533 | 4.6629e-16 | 0.24727 | -0.1762 | -3.8858e-16 | -0.21173 | 0.21173 | -2.72e-16 | -0.014981 | 0.15712 | 2.72e-16 | 0.086049 | -0.086049 | 0 | -157.8829 | 22.1171 | 0 | 22.1171 | -157.8829 | 1.05 | 0.56903 | 0.54229 | 1.05 | 0.525 | 0.525 | -9.2895e-12 | -161.35 | 160.3935 | -9.2974e-12 | -180 | -180
Line7_8_9 | 0 | 0 | 0 | 0 | 0 | 0 | 0 | 0 | 0 | 0 | 0 | 0 | 2.3315e-16 | -3.8858e-17 | -1.5543e-16 | -1.5543e-16 | 4.0943e-17 | 1.5752e-16 | -1.1657e-16 | 1.7505e-09 | -1.7505e-09 | 7.7716e-17 | -1.7505e-09 | 1.7505e-09 | 0 | 0 | 0 | 0 | 0 | 0 | 1.05 | 0.525 | 0.525 | 1.05 | 0.525 | 0.525 | -9.2974e-12 | -180 | -180 | -9.3006e-12 | -180 | 180
Line8_8_10 | 0 | 0 | 0 | 0 | 0 | 0 | 0 | 0 | 0 | 0 | 0 | 0 | 0 | 4.2744e-16 | -1.5543e-16 | 7.7716e-17 | -2.6992e-16 | 2.0838e-18 | 0 | 1.7505e-09 | -1.7505e-09 | 3.8858e-17 | -1.7505e-09 | 1.7505e-09 | 0 | 0 | 0 | 0 | 0 | 0 | 1.05 | 0.525 | 0.525 | 1.05 | 0.525 | 0.525 | -9.2974e-12 | -180 | -180 | -9.2991e-12 | -180 | 180
Line9_3_11 | 0 | 0 | 0 | 0 | 0 | 0 | 0 | 0 | 0 | 0 | 0 | 0 | 3.6915e-16 | -2.5447e-09 | -4.0705e-09 | -3.6915e-16 | 2.5447e-09 | 4.0705e-09 | 5.8287e-17 | 3.7665e-09 | -1.1236e-09 | -5.8287e-17 | -3.7665e-09 | 1.1236e-09 | 0 | 0 | 0 | 0 | 0 | 0 | 1.05 | 0.93171 | 0.86555 | 1.05 | 0.93171 | 0.86555 | -9.2312e-12 | -128.6271 | 122.7608 | -9.2375e-12 | -128.6271 | 122.7608

## LL_max_10
name | pf_ikss_a_from_ka | pf_ikss_b_from_ka | pf_ikss_c_from_ka | pf_ikss_a_to_ka | pf_ikss_b_to_ka | pf_ikss_c_to_ka | pf_skss_a_from_mw | pf_skss_b_from_mw | pf_skss_c_from_mw | pf_skss_a_to_mw | pf_skss_b_to_mw | pf_skss_c_to_mw | pf_p_a_from_mw | pf_p_b_from_mw | pf_p_c_from_mw | pf_p_a_to_mw | pf_p_b_to_mw | pf_p_c_to_mw | pf_q_a_from_mvar | pf_q_b_from_mvar | pf_q_c_from_mvar | pf_q_a_to_mvar | pf_q_b_to_mvar | pf_q_c_to_mvar | pf_ikss_a_from_degree | pf_ikss_b_from_degree | pf_ikss_c_from_degree | pf_ikss_a_to_degree | pf_ikss_b_to_degree | pf_ikss_c_to_degree | pf_vm_a_from_pu | pf_vm_b_from_pu | pf_vm_c_from_pu | pf_vm_a_to_pu | pf_vm_b_to_pu | pf_vm_c_to_pu | pf_va_a_from_degree | pf_va_b_from_degree | pf_va_c_from_degree | pf_va_a_to_degree | pf_va_b_to_degree | pf_va_c_to_degree
Line0_1_2 | 0 | 1.9564 | 1.9564 | 0 | 1.9564 | 1.9564 | 0 | 0.4518 | 0.4518 | 0 | 0.4518 | 0.4518 | 1.0177e-15 | 0.38357 | -0.077384 | -1.0177e-15 | -0.3453 | 0.11566 | -2.0354e-16 | 0.2133 | 0.39907 | 2.4425e-16 | -0.13675 | -0.32252 | 0 | -158.05 | 21.95 | 0 | 21.95 | -158.05 | 1.1 | 0.97142 | 0.89974 | 1.1 | 0.82203 | 0.75838 | -2.1117e-11 | -128.9719 | 122.9242 | -2.1132e-11 | -136.444 | 131.678
Line10_11_12 | 0 | 0 | 0 | 0 | 0 | 0 | 0 | 0 | 0 | 0 | 0 | 0 | 3.6637e-16 | -2.4603e-09 | -3.9356e-09 | -3.6637e-16 | 2.4603e-09 | 3.9356e-09 | 2.0354e-17 | 3.6661e-09 | -1.1108e-09 | -4.0708e-17 | -3.6661e-09 | 1.1108e-09 | 0 | 0 | 0 | 0 | 0 | 0 | 1.1 | 0.97142 | 0.89974 | 1.1 | 0.97142 | 0.89974 | -2.1132e-11 | -128.9719 | 122.9242 | -2.1137e-11 | -128.9719 | 122.9242
Line11_12_13 | 0 | 0 | 0 | 0 | 0 | 0 | 0 | 0 | 0 | 0 | 0 | 0 | 3.0531e-16 | -2.0502e-09 | -3.2797e-09 | -3.0531e-16 | 2.0502e-09 | 3.2797e-09 | -6.1062e-17 | 3.0551e-09 | -9.2564e-10 | 2.0354e-17 | -3.0551e-09 | 9.2564e-10 | 0 | 0 | 0 | 0 | 0 | 0 | 1.1 | 0.97142 | 0.89974 | 1.1 | 0.97142 | 0.89974 | -2.1137e-11 | -128.9719 | 122.9242 | -2.1142e-11 | -128.9719 | 122.9242
Line12_13_15 | 0 | 0 | 0 | 0 | 0 | 0 | 0 | 0 | 0 | 0 | 0 | 0 | 1.4248e-16 | -1.2301e-09 | -1.9678e-09 | -1.4248e-16 | 1.2301e-09 | 1.9678e-09 | 6.1062e-17 | 1.8331e-09 | -5.5539e-10 | -4.0708e-17 | -1.8331e-09 | 5.5539e-10 | 0 | 0 | 0 | 0 | 0 | 0 | 1.1 | 0.97142 | 0.89974 | 1.1 | 0.97142 | 0.89974 | -2.1142e-11 | -128.9719 | 122.9242 | -2.1144e-11 | -128.9719 | 122.9242
Line13_13_14 | 0 | 0 | 0 | 0 | 0 | 0 | 0 | 0 | 0 | 0 | 0 | 0 | 0 | -4.1005e-10 | -6.5593e-10 | -2.0354e-17 | 4.1005e-10 | 6.5593e-10 | 0 | 6.1102e-10 | -1.8513e-10 | 7.5108e-30 | -6.1102e-10 | 1.8513e-10 | 0 | 0 | 0 | 0 | 0 | 0 | 1.1 | 0.97142 | 0.89974 | 1.1 | 0.97142 | 0.89974 | -2.1142e-11 | -128.9719 | 122.9242 | -2.1143e-11 | -128.9719 | 122.9242
Line14_15_16 | 0 | 0 | 0 | 0 | 0 | 0 | 0 | 0 | 0 | 0 | 0 | 0 | 8.1416e-17 | -8.2009e-10 | -1.3119e-09 | -1.0177e-16 | 8.2009e-10 | 1.3119e-09 | 4.0708e-17 | 1.222e-09 | -3.7026e-10 | -2.0354e-17 | -1.222e-09 | 3.7026e-10 | 0 | 0 | 0 | 0 | 0 | 0 | 1.1 | 0.97142 | 0.89974 | 1.1 | 0.97142 | 0.89974 | -2.1144e-11 | -128.9719 | 122.9242 | -2.1145e-11 | -128.9719 | 122.9242
Line15_16_17 | 0 | 0 | 0 | 0 | 0 | 0 | 0 | 0 | 0 | 0 | 0 | 0 | -4.0708e-17 | -4.1005e-10 | -6.5593e-10 | 2.0354e-17 | 4.1005e-10 | 6.5593e-10 | 2.0354e-17 | 6.1102e-10 | -1.8513e-10 | -4.0708e-17 | -6.1102e-10 | 1.8513e-10 | 0 | 0 | 0 | 0 | 0 | 0 | 1.1 | 0.97142 | 0.89974 | 1.1 | 0.97142 | 0.89974 | -2.1145e-11 | -128.9719 | 122.9242 | -2.1146e-11 | -128.9719 | 122.9242
Line16_4_18 | 0 | 0 | 0 | 0 | 0 | 0 | 0 | 0 | 0 | 0 | 0 | 0 | -2.0354e-17 | -4.1005e-10 | -6.5593e-10 | 4.0708e-17 | 4.1005e-10 | 6.5593e-10 | -2.0354e-17 | 6.1102e-10 | -1.8513e-10 | -1.5005e-29 | -6.1102e-10 | 1.8513e-10 | 0 | 0 | 0 | 0 | 0 | 0 | 1.1 | 0.97142 | 0.89974 | 1.1 | 0.97142 | 0.89974 | -2.1119e-11 | -128.9719 | 122.9242 | -2.1119e-11 | -128.9719 | 122.9242
Line17_5_19 | 0 | 0 | 0 | 0 | 0 | 0 | 0 | 0 | 0 | 0 | 0 | 0 | -2.0354e-17 | -4.1005e-10 | -6.5593e-10 | 4.0708e-17 | 4.1005e-10 | 6.5593e-10 | -2.0354e-17 | 6.1102e-10 | -1.8513e-10 | -1.5005e-29 | -6.1102e-10 | 1.8513e-10 | 0 | 0 | 0 | 0 | 0 | 0 | 1.1 | 0.97142 | 0.89974 | 1.1 | 0.97142 | 0.89974 | -2.1119e-11 | -128.9719 | 122.9242 | -2.1119e-11 | -128.9719 | 122.9242
Line1_1_3 | 0 | 0 | 0 | 0 | 0 | 0 | 0 | 0 | 0 | 0 | 0 | 0 | 4.6814e-16 | -3.2804e-09 | -5.2475e-09 | -4.6814e-16 | 3.2804e-09 | 5.2475e-09 | 1.2212e-16 | 4.8882e-09 | -1.481e-09 | -1.0177e-16 | -4.8882e-09 | 1.481e-09 | 0 | 0 | 0 | 0 | 0 | 0 | 1.1 | 0.97142 | 0.89974 | 1.1 | 0.97142 | 0.89974 | -2.1117e-11 | -128.9719 | 122.9242 | -2.1125e-11 | -128.9719 | 122.9242
Line2_1_4 | 0 | 0 | 0 | 0 | 0 | 0 | 0 | 0 | 0 | 0 | 0 | 0 | 4.0708e-17 | -8.2009e-10 | -1.3119e-09 | -8.1416e-17 | 8.2009e-10 | 1.3119e-09 | 6.1062e-17 | 1.222e-09 | -3.7026e-10 | -4.0708e-17 | -1.222e-09 | 3.7026e-10 | 0 | 0 | 0 | 0 | 0 | 0 | 1.1 | 0.97142 | 0.89974 | 1.1 | 0.97142 | 0.89974 | -2.1117e-11 | -128.9719 | 122.9242 | -2.1119e-11 | -128.9719 | 122.9242
Line3_1_5 | 0 | 0 | 0 | 0 | 0 | 0 | 0 | 0 | 0 | 0 | 0 | 0 | 4.0708e-17 | -8.2009e-10 | -1.3119e-09 | -8.1416e-17 | 8.2009e-10 | 1.3119e-09 | 6.1062e-17 | 1.222e-09 | -3.7026e-10 | -4.0708e-17 | -1.222e-09 | 3.7026e-10 | 0 | 0 | 0 | 0 | 0 | 0 | 1.1 | 0.97142 | 0.89974 | 1.1 | 0.97142 | 0.89974 | -2.1117e-11 | -128.9719 | 122.9242 | -2.1119e-11 | -128.9719 | 122.9242
Line4_2_6 | 0 | 1.9564 | 1.9564 | 0 | 1.9564 | 1.9564 | 0 | 0.4518 | 0.4518 | 0 | 0.4518 | 0.4518 | 8.9558e-16 | 0.3453 | -0.11566 | -9.77e-16 | -0.30702 | 0.15393 | -2.8496e-16 | 0.13675 | 0.32252 | 2.4425e-16 | -0.060208 | -0.24598 | 0 | -158.05 | 21.95 | 0 | 21.95 | -158.05 | 1.1 | 0.82203 | 0.75838 | 1.1 | 0.6925 | 0.64226 | -2.1132e-11 | -136.444 | 131.678 | -2.1146e-11 | -146.955 | 143.988
Line5_6_7 | 0 | 1.9564 | 1.9564 | 0 | 1.9564 | 1.9564 | 0 | 0.4518 | 0.4518 | 0 | 0.4518 | 0.4518 | 4.0708e-16 | 0.30702 | -0.15393 | -4.0708e-16 | -0.26875 | 0.1922 | -2.8496e-16 | 0.060208 | 0.24598 | 2.4425e-16 | 0.016339 | -0.16943 | 0 | -158.05 | 21.95 | 0 | 21.95 | -158.05 | 1.1 | 0.6925 | 0.64226 | 1.1 | 0.59594 | 0.56711 | -2.1146e-11 | -146.955 | 143.988 | -2.1157e-11 | -161.529 | 160.5532
Line6_7_8 | 0 | 1.9564 | 1.9564 | 0 | 1.9564 | 1.9564 | 0 | 0.4518 | 0.4518 | 0 | 0.4518 | 0.4518 | 4.885e-16 | 0.26875 | -0.1922 | -4.885e-16 | -0.23048 | 0.23048 | -3.2567e-16 | -0.016339 | 0.16943 | 3.2567e-16 | 0.092885 | -0.092885 | 0 | -158.05 | 21.95 | 0 | 21.95 | -158.05 | 1.1 | 0.59594 | 0.56711 | 1.1 | 0.55 | 0.55 | -2.1157e-11 | -161.529 | 160.5532 | -2.1162e-11 | -180 | -180
Line7_8_9 | 0 | 0 | 0 | 0 | 0 | 0 | 0 | 0 | 0 | 0 | 0 | 0 | 1.6283e-16 | -1.6283e-16 | -3.2566e-16 | -1.6283e-16 | 2.4654e-16 | 2.2862e-18 | -8.1416e-17 | 1.9211e-09 | -1.9211e-09 | 8.1416e-17 | -1.9211e-09 | 1.9211e-09 | 0 | 0 | 0 | 0 | 0 | 0 | 1.1 | 0.55 | 0.55 | 1.1 | 0.55 | 0.55 | -2.1162e-11 | -180 | -180 | -2.1166e-11 | -180 | 180
Line8_8_10 | 0 | 0 | 0 | 0 | 0 | 0 | 0 | 0 | 0 | 0 | 0 | 0 | 0 | 4.0708e-16 | -3.2566e-16 | 0 | 2.289e-18 | 3.2795e-16 | 0 | 1.9211e-09 | -1.9211e-09 | 0 | -1.9211e-09 | 1.9211e-09 | 0 | 0 | 0 | 0 | 0 | 0 | 1.1 | 0.55 | 0.55 | 1.1 | 0.55 | 0.55 | -2.1162e-11 | -180 | -180 | -2.1164e-11 | -180 | 180
Line9_3_11 | 0 | 0 | 0 | 0 | 0 | 0 | 0 | 0 | 0 | 0 | 0 | 0 | 4.2744e-16 | -2.8703e-09 | -4.5915e-09 | -4.4779e-16 | 2.8703e-09 | 4.5915e-09 | 1.0177e-16 | 4.2771e-09 | -1.2959e-09 | -1.2212e-16 | -4.2771e-09 | 1.2959e-09 | 0 | 0 | 0 | 0 | 0 | 0 | 1.1 | 0.97142 | 0.89974 | 1.1 | 0.97142 | 0.89974 | -2.1125e-11 | -128.9719 | 122.9242 | -2.1132e-11 | -128.9719 | 122.9242

## LL_max_fault_6
name | pf_ikss_a_from_ka | pf_ikss_b_from_ka | pf_ikss_c_from_ka | pf_ikss_a_to_ka | pf_ikss_b_to_ka | pf_ikss_c_to_ka | pf_skss_a_from_mw | pf_skss_b_from_mw | pf_skss_c_from_mw | pf_skss_a_to_mw | pf_skss_b_to_mw | pf_skss_c_to_mw | pf_p_a_from_mw | pf_p_b_from_mw | pf_p_c_from_mw | pf_p_a_to_mw | pf_p_b_to_mw | pf_p_c_to_mw | pf_q_a_from_mvar | pf_q_b_from_mvar | pf_q_c_from_mvar | pf_q_a_to_mvar | pf_q_b_to_mvar | pf_q_c_to_mvar | pf_ikss_a_from_degree | pf_ikss_b_from_degree | pf_ikss_c_from_degree | pf_ikss_a_to_degree | pf_ikss_b_to_degree | pf_ikss_c_to_degree | pf_vm_a_from_pu | pf_vm_b_from_pu | pf_vm_c_from_pu | pf_vm_a_to_pu | pf_vm_b_to_pu | pf_vm_c_to_pu | pf_va_a_from_degree | pf_va_b_from_degree | pf_va_c_from_degree | pf_va_a_to_degree | pf_va_b_to_degree | pf_va_c_to_degree
Line0_1_2 | 0 | 0.057717 | 0.057717 | 0 | 0.057717 | 0.057717 | 0 | 0.013329 | 0.013329 | 0 | 0.013329 | 0.013329 | 3.3393e-17 | 0.013468 | 0.0034547 | -3.3393e-17 | -0.013435 | -0.0034214 | 1.2143e-18 | 0.0037057 | 0.013484 | -3.6429e-18 | -0.0036391 | -0.013417 | 0 | -135.6822 | 44.3178 | 0 | 44.3178 | -135.6822 | 1.05 | 1.048 | 1.0443 | 1.05 | 1.0443 | 1.0388 | 3.2024e-14 | -120.2981 | 119.9471 | 3.1294e-14 | -120.5262 | 120.0122
Line10_11_12 | 0 | 0 | 0 | 0 | 0 | 0 | 0 | 0 | 0 | 0 | 0 | 0 | 6.3751e-18 | -4.627e-11 | -1.3184e-10 | -6.3751e-18 | 4.627e-11 | 1.3184e-10 | 4.2501e-18 | 1.2595e-10 | 2.226e-11 | -4.2501e-18 | -1.2595e-10 | -2.226e-11 | 0 | 0 | 0 | 0 | 0 | 0 | 1.05 | 1.048 | 1.0443 | 1.05 | 1.048 | 1.0443 | 3.1692e-14 | -120.2981 | 119.9471 | 3.1543e-14 | -120.2981 | 119.9471
Line11_12_13 | 0 | 0 | 0 | 0 | 0 | 0 | 0 | 0 | 0 | 0 | 0 | 0 | 5.4644e-18 | -3.8558e-11 | -1.0987e-10 | -5.4644e-18 | 3.8558e-11 | 1.0987e-10 | -6.0715e-19 | 1.0496e-10 | 1.855e-11 | -2.9967e-33 | -1.0496e-10 | -1.855e-11 | 0 | 0 | 0 | 0 | 0 | 0 | 1.05 | 1.048 | 1.0443 | 1.05 | 1.048 | 1.0443 | 3.1543e-14 | -120.2981 | 119.9471 | 3.1421e-14 | -120.2981 | 119.9471
Line12_13_15 | 0 | 0 | 0 | 0 | 0 | 0 | 0 | 0 | 0 | 0 | 0 | 0 | 4.5536e-18 | -2.3135e-11 | -6.592e-11 | -5.1608e-18 | 2.3135e-11 | 6.592e-11 | 1.2143e-18 | 6.2976e-11 | 1.113e-11 | -1.2143e-18 | -6.2976e-11 | -1.113e-11 | 0 | 0 | 0 | 0 | 0 | 0 | 1.05 | 1.048 | 1.0443 | 1.05 | 1.048 | 1.0443 | 3.1421e-14 | -120.2981 | 119.9471 | 3.1361e-14 | -120.2981 | 119.9471
Line13_13_14 | 0 | 0 | 0 | 0 | 0 | 0 | 0 | 0 | 0 | 0 | 0 | 0 | 6.0715e-19 | -7.7116e-12 | -2.1973e-11 | -1.2143e-18 | 7.7116e-12 | 2.1973e-11 | 1.2143e-18 | 2.0992e-11 | 3.71e-12 | -6.6562e-34 | -2.0992e-11 | -3.71e-12 | 0 | 0 | 0 | 0 | 0 | 0 | 1.05 | 1.048 | 1.0443 | 1.05 | 1.048 | 1.0443 | 3.1421e-14 | -120.2981 | 119.9471 | 3.1407e-14 | -120.2981 | 119.9471
Line14_15_16 | 0 | 0 | 0 | 0 | 0 | 0 | 0 | 0 | 0 | 0 | 0 | 0 | 3.0358e-18 | -1.5423e-11 | -4.3946e-11 | -1.8215e-18 | 1.5423e-11 | 4.3946e-11 | 6.0715e-19 | 4.1984e-11 | 7.42e-12 | -1.2143e-18 | -4.1984e-11 | -7.42e-12 | 0 | 0 | 0 | 0 | 0 | 0 | 1.05 | 1.048 | 1.0443 | 1.05 | 1.048 | 1.0443 | 3.1361e-14 | -120.2981 | 119.9471 | 3.1332e-14 | -120.2981 | 119.9471
Line15_16_17 | 0 | 0 | 0 | 0 | 0 | 0 | 0 | 0 | 0 | 0 | 0 | 0 | -3.0358e-19 | -7.7116e-12 | -2.1973e-11 | -3.0358e-19 | 7.7116e-12 | 2.1973e-11 | 1.8215e-18 | 2.0992e-11 | 3.71e-12 | -6.0715e-19 | -2.0992e-11 | -3.71e-12 | 0 | 0 | 0 | 0 | 0 | 0 | 1.05 | 1.048 | 1.0443 | 1.05 | 1.048 | 1.0443 | 3.1332e-14 | -120.2981 | 119.9471 | 3.1314e-14 | -120.2981 | 119.9471
Line16_4_18 | 0 | 0 | 0 | 0 | 0 | 0 | 0 | 0 | 0 | 0 | 0 | 0 | 0 | -7.7116e-12 | -2.1973e-11 | 6.0715e-19 | 7.7116e-12 | 2.1973e-11 | 0 | 2.0992e-11 | 3.71e-12 | 1.2143e-18 | -2.0992e-11 | -3.71e-12 | 0 | 0 | 0 | 0 | 0 | 0 | 1.05 | 1.048 | 1.0443 | 1.05 | 1.048 | 1.0443 | 3.1995e-14 | -120.2981 | 119.9471 | 3.1976e-14 | -120.2981 | 119.9471
Line17_5_19 | 0 | 0 | 0 | 0 | 0 | 0 | 0 | 0 | 0 | 0 | 0 | 0 | 0 | -7.7116e-12 | -2.1973e-11 | 6.0715e-19 | 7.7116e-12 | 2.1973e-11 | 0 | 2.0992e-11 | 3.71e-12 | 1.2143e-18 | -2.0992e-11 | -3.71e-12 | 0 | 0 | 0 | 0 | 0 | 0 | 1.05 | 1.048 | 1.0443 | 1.05 | 1.048 | 1.0443 | 3.1995e-14 | -120.2981 | 119.9471 | 3.1976e-14 | -120.2981 | 119.9471
Line1_1_3 | 0 | 0 | 0 | 0 | 0 | 0 | 0 | 0 | 0 | 0 | 0 | 0 | 9.4109e-18 | -6.1693e-11 | -1.7579e-10 | -8.8037e-18 | 6.1693e-11 | 1.7579e-10 | 6.6787e-18 | 1.6794e-10 | 2.968e-11 | -8.5001e-18 | -1.6794e-10 | -2.968e-11 | 0 | 0 | 0 | 0 | 0 | 0 | 1.05 | 1.048 | 1.0443 | 1.05 | 1.048 | 1.0443 | 3.2024e-14 | -120.2981 | 119.9471 | 3.1857e-14 | -120.2981 | 119.9471
Line2_1_4 | 0 | 0 | 0 | 0 | 0 | 0 | 0 | 0 | 0 | 0 | 0 | 0 | 1.2143e-18 | -1.5423e-11 | -4.3946e-11 | -6.0715e-19 | 1.5423e-11 | 4.3946e-11 | 6.7871e-34 | 4.1984e-11 | 7.42e-12 | -6.0715e-19 | -4.1984e-11 | -7.42e-12 | 0 | 0 | 0 | 0 | 0 | 0 | 1.05 | 1.048 | 1.0443 | 1.05 | 1.048 | 1.0443 | 3.2024e-14 | -120.2981 | 119.9471 | 3.1995e-14 | -120.2981 | 119.9471
Line3_1_5 | 0 | 0 | 0 | 0 | 0 | 0 | 0 | 0 | 0 | 0 | 0 | 0 | 1.2143e-18 | -1.5423e-11 | -4.3946e-11 | -6.0715e-19 | 1.5423e-11 | 4.3946e-11 | 6.7871e-34 | 4.1984e-11 | 7.42e-12 | -6.0715e-19 | -4.1984e-11 | -7.42e-12 | 0 | 0 | 0 | 0 | 0 | 0 | 1.05 | 1.048 | 1.0443 | 1.05 | 1.048 | 1.0443 | 3.2024e-14 | -120.2981 | 119.9471 | 3.1995e-14 | -120.2981 | 119.9471
Line4_2_6 | 0 | 0.057717 | 0.057717 | 0 | 0.057717 | 0.057717 | 0 | 0.013329 | 0.013329 | 0 | 0.013329 | 0.013329 | 2.55e-17 | 0.013435 | 0.0034214 | -2.6715e-17 | -0.013402 | -0.003388 | 2.4286e-18 | 0.0036391 | 0.013417 | -1.427e-32 | -0.0035725 | -0.01335 | 0 | -135.6822 | 44.3178 | 0 | 44.3178 | -135.6822 | 1.05 | 1.0443 | 1.0388 | 1.05 | 1.0405 | 1.0333 | 3.1294e-14 | -120.5262 | 120.0122 | 3.0605e-14 | -120.7558 | 120.078
Line5_6_7 | 0 | 0.057717 | 0.057717 | 0 | 0.057717 | 0.057717 | 0 | 0.013329 | 0.013329 | 0 | 0.013329 | 0.013329 | 2.1858e-17 | 0.013402 | 0.003388 | -2.1858e-17 | -0.013368 | -0.0033547 | -2.4286e-18 | 0.0035725 | 0.01335 | -1.1489e-32 | -0.0035059 | -0.013284 | 0 | -135.6822 | 44.3178 | 0 | 44.3178 | -135.6822 | 1.05 | 1.0405 | 1.0333 | 1.05 | 1.0368 | 1.0279 | 3.0605e-14 | -120.7558 | 120.078 | 3.0118e-14 | -120.9872 | 120.1445
Line6_7_8 | 0 | 0.057717 | 0.057717 | 0 | 0.057717 | 0.057717 | 0 | 0.013329 | 0.013329 | 0 | 0.013329 | 0.013329 | 1.7e-17 | 0.013368 | 0.0033547 | -1.9429e-17 | -0.013335 | -0.0033214 | -2.4286e-18 | 0.0035059 | 0.013284 | 4.8572e-18 | -0.0034392 | -0.013217 | 0 | -135.6822 | 44.3178 | 0 | 44.3178 | -135.6822 | 1.05 | 1.0368 | 1.0279 | 1.05 | 1.0332 | 1.0224 | 3.0118e-14 | -120.9872 | 120.1445 | 2.9834e-14 | -121.2201 | 120.2117
Line7_8_9 | 0 | 0 | 0 | 0 | 0 | 0 | 0 | 0 | 0 | 0 | 0 | 0 | -7.2858e-18 | -6.2856e-11 | -1.0336e-10 | 9.7145e-18 | 6.2856e-11 | 1.0336e-10 | 2.4286e-18 | 8.4699e-11 | -1.4546e-11 | -4.8572e-18 | -8.4699e-11 | 1.4546e-11 | 0 | 0 | 0 | 0 | 0 | 0 | 1.05 | 1.0332 | 1.0224 | 1.05 | 1.0332 | 1.0224 | 2.9834e-14 | -121.2201 | 120.2117 | 2.9747e-14 | -121.2201 | 120.2117
Line8_8_10 | 0 | 0 | 0 | 0 | 0 | 0 | 0 | 0 | 0 | 0 | 0 | 0 | 2.4286e-18 | -6.2856e-11 | -1.0336e-10 | 2.4286e-18 | 6.2856e-11 | 1.0336e-10 | 1.2646e-33 | 8.4699e-11 | -1.4546e-11 | -2.4286e-18 | -8.4699e-11 | 1.4546e-11 | 0 | 0 | 0 | 0 | 0 | 0 | 1.05 | 1.0332 | 1.0224 | 1.05 | 1.0332 | 1.0224 | 2.9834e-14 | -121.2201 | 120.2117 | 2.9747e-14 | -121.2201 | 120.2117
Line9_3_11 | 0 | 0 | 0 | 0 | 0 | 0 | 0 | 0 | 0 | 0 | 0 | 0 | 9.4109e-18 | -5.3981e-11 | -1.5381e-10 | -8.8037e-18 | 5.3981e-11 | 1.5381e-10 | 4.8572e-18 | 1.4694e-10 | 2.597e-11 | -4.8572e-18 | -1.4694e-10 | -2.597e-11 | 0 | 0 | 0 | 0 | 0 | 0 | 1.05 | 1.048 | 1.0443 | 1.05 | 1.048 | 1.0443 | 3.1857e-14 | -120.2981 | 119.9471 | 3.1692e-14 | -120.2981 | 119.9471

## LL_max_fault_10
name | pf_ikss_a_from_ka | pf_ikss_b_from_ka | pf_ikss_c_from_ka | pf_ikss_a_to_ka | pf_ikss_b_to_ka | pf_ikss_c_to_ka | pf_skss_a_from_mw | pf_skss_b_from_mw | pf_skss_c_from_mw | pf_skss_a_to_mw | pf_skss_b_to_mw | pf_skss_c_to_mw | pf_p_a_from_mw | pf_p_b_from_mw | pf_p_c_from_mw | pf_p_a_to_mw | pf_p_b_to_mw | pf_p_c_to_mw | pf_q_a_from_mvar | pf_q_b_from_mvar | pf_q_c_from_mvar | pf_q_a_to_mvar | pf_q_b_to_mvar | pf_q_c_to_mvar | pf_ikss_a_from_degree | pf_ikss_b_from_degree | pf_ikss_c_from_degree | pf_ikss_a_to_degree | pf_ikss_b_to_degree | pf_ikss_c_to_degree | pf_vm_a_from_pu | pf_vm_b_from_pu | pf_vm_c_from_pu | pf_vm_a_to_pu | pf_vm_b_to_pu | pf_vm_c_to_pu | pf_va_a_from_degree | pf_va_b_from_degree | pf_va_c_from_degree | pf_va_a_to_degree | pf_va_b_to_degree | pf_va_c_to_degree
Line0_1_2 | 0 | 0.060452 | 0.060452 | 0 | 0.060452 | 0.060452 | 0 | 0.013961 | 0.013961 | 0 | 0.013961 | 0.013961 | 2.5443e-17 | 0.014777 | 0.0037874 | -2.6715e-17 | -0.01474 | -0.0037509 | 1.0177e-17 | 0.004065 | 0.014792 | -1.0177e-17 | -0.0039919 | -0.014719 | 0 | -135.6932 | 44.3068 | 0 | 44.3068 | -135.6932 | 1.1 | 1.0978 | 1.0937 | 1.1 | 1.0939 | 1.088 | -2.6067e-13 | -120.3121 | 119.9447 | -2.6098e-13 | -120.5402 | 120.0098
Line10_11_12 | 0 | 0 | 0 | 0 | 0 | 0 | 0 | 0 | 0 | 0 | 0 | 0 | 7.9508e-18 | -5.3155e-11 | -1.5146e-10 | -7.9508e-18 | 5.3155e-11 | 1.5146e-10 | 3.1803e-18 | 1.4472e-10 | 2.555e-11 | -3.8164e-18 | -1.4472e-10 | -2.555e-11 | 0 | 0 | 0 | 0 | 0 | 0 | 1.1 | 1.0978 | 1.0937 | 1.1 | 1.0978 | 1.0937 | -2.6104e-13 | -120.3121 | 119.9447 | -2.6119e-13 | -120.3121 | 119.9447
Line11_12_13 | 0 | 0 | 0 | 0 | 0 | 0 | 0 | 0 | 0 | 0 | 0 | 0 | 7.6328e-18 | -4.4296e-11 | -1.2622e-10 | -7.6328e-18 | 4.4296e-11 | 1.2622e-10 | 1.9082e-18 | 1.206e-10 | 2.1292e-11 | -2.5443e-18 | -1.206e-10 | -2.1292e-11 | 0 | 0 | 0 | 0 | 0 | 0 | 1.1 | 1.0978 | 1.0937 | 1.1 | 1.0978 | 1.0937 | -2.6119e-13 | -120.3121 | 119.9447 | -2.6132e-13 | -120.3121 | 119.9447
Line12_13_15 | 0 | 0 | 0 | 0 | 0 | 0 | 0 | 0 | 0 | 0 | 0 | 0 | 4.1344e-18 | -2.6578e-11 | -7.5731e-11 | -2.8623e-18 | 2.6578e-11 | 7.5731e-11 | 1.2721e-18 | 7.2361e-11 | 1.2775e-11 | -1.9082e-18 | -7.2361e-11 | -1.2775e-11 | 0 | 0 | 0 | 0 | 0 | 0 | 1.1 | 1.0978 | 1.0937 | 1.1 | 1.0978 | 1.0937 | -2.6132e-13 | -120.3121 | 119.9447 | -2.6138e-13 | -120.3121 | 119.9447
Line13_13_14 | 0 | 0 | 0 | 0 | 0 | 0 | 0 | 0 | 0 | 0 | 0 | 0 | 1.9082e-18 | -8.8592e-12 | -2.5244e-11 | -1.2721e-18 | 8.8592e-12 | 2.5244e-11 | -1.2721e-18 | 2.412e-11 | 4.2584e-12 | 6.3607e-19 | -2.412e-11 | -4.2584e-12 | 0 | 0 | 0 | 0 | 0 | 0 | 1.1 | 1.0978 | 1.0937 | 1.1 | 1.0978 | 1.0937 | -2.6132e-13 | -120.3121 | 119.9447 | -2.6134e-13 | -120.3121 | 119.9447
Line14_15_16 | 0 | 0 | 0 | 0 | 0 | 0 | 0 | 0 | 0 | 0 | 0 | 0 | 2.2262e-18 | -1.7718e-11 | -5.0487e-11 | -2.2262e-18 | 1.7718e-11 | 5.0487e-11 | 1.2721e-18 | 4.824e-11 | 8.5168e-12 | -1.9082e-18 | -4.824e-11 | -8.5168e-12 | 0 | 0 | 0 | 0 | 0 | 0 | 1.1 | 1.0978 | 1.0937 | 1.1 | 1.0978 | 1.0937 | -2.6138e-13 | -120.3121 | 119.9447 | -2.6141e-13 | -120.3121 | 119.9447
Line15_16_17 | 0 | 0 | 0 | 0 | 0 | 0 | 0 | 0 | 0 | 0 | 0 | 0 | 3.1803e-19 | -8.8592e-12 | -2.5244e-11 | 3.1803e-19 | 8.8592e-12 | 2.5244e-11 | -6.3607e-19 | 2.412e-11 | 4.2584e-12 | 6.3607e-19 | -2.412e-11 | -4.2584e-12 | 0 | 0 | 0 | 0 | 0 | 0 | 1.1 | 1.0978 | 1.0937 | 1.1 | 1.0978 | 1.0937 | -2.6141e-13 | -120.3121 | 119.9447 | -2.6143e-13 | -120.3121 | 119.9447
Line16_4_18 | 0 | 0 | 0 | 0 | 0 | 0 | 0 | 0 | 0 | 0 | 0 | 0 | -3.1803e-19 | -8.8592e-12 | -2.5244e-11 | -3.1803e-19 | 8.8592e-12 | 2.5244e-11 | 1.2721e-18 | 2.412e-11 | 4.2584e-12 | 1.4473e-33 | -2.412e-11 | -4.2584e-12 | 0 | 0 | 0 | 0 | 0 | 0 | 1.1 | 1.0978 | 1.0937 | 1.1 | 1.0978 | 1.0937 | -2.6071e-13 | -120.3121 | 119.9447 | -2.6073e-13 | -120.3121 | 119.9447
Line17_5_19 | 0 | 0 | 0 | 0 | 0 | 0 | 0 | 0 | 0 | 0 | 0 | 0 | -3.1803e-19 | -8.8592e-12 | -2.5244e-11 | -3.1803e-19 | 8.8592e-12 | 2.5244e-11 | 1.2721e-18 | 2.412e-11 | 4.2584e-12 | 1.4473e-33 | -2.412e-11 | -4.2584e-12 | 0 | 0 | 0 | 0 | 0 | 0 | 1.1 | 1.0978 | 1.0937 | 1.1 | 1.0978 | 1.0937 | -2.6071e-13 | -120.3121 | 119.9447 | -2.6073e-13 | -120.3121 | 119.9447
Line1_1_3 | 0 | 0 | 0 | 0 | 0 | 0 | 0 | 0 | 0 | 0 | 0 | 0 | 1.2085e-17 | -7.0874e-11 | -2.0195e-10 | -1.3357e-17 | 7.0874e-11 | 2.0195e-10 | 5.7246e-18 | 1.9296e-10 | 3.4067e-11 | -7.6328e-18 | -1.9296e-10 | -3.4067e-11 | 0 | 0 | 0 | 0 | 0 | 0 | 1.1 | 1.0978 | 1.0937 | 1.1 | 1.0978 | 1.0937 | -2.6067e-13 | -120.3121 | 119.9447 | -2.6086e-13 | -120.3121 | 119.9447
Line2_1_4 | 0 | 0 | 0 | 0 | 0 | 0 | 0 | 0 | 0 | 0 | 0 | 0 | 3.8164e-18 | -1.7718e-11 | -5.0487e-11 | -4.4525e-18 | 1.7718e-11 | 5.0487e-11 | -1.2721e-18 | 4.824e-11 | 8.5168e-12 | -6.3607e-19 | -4.824e-11 | -8.5168e-12 | 0 | 0 | 0 | 0 | 0 | 0 | 1.1 | 1.0978 | 1.0937 | 1.1 | 1.0978 | 1.0937 | -2.6067e-13 | -120.3121 | 119.9447 | -2.6071e-13 | -120.3121 | 119.9447
Line3_1_5 | 0 | 0 | 0 | 0 | 0 | 0 | 0 | 0 | 0 | 0 | 0 | 0 | 3.8164e-18 | -1.7718e-11 | -5.0487e-11 | -4.4525e-18 | 1.7718e-11 | 5.0487e-11 | -1.2721e-18 | 4.824e-11 | 8.5168e-12 | -6.3607e-19 | -4.824e-11 | -8.5168e-12 | 0 | 0 | 0 | 0 | 0 | 0 | 1.1 | 1.0978 | 1.0937 | 1.1 | 1.0978 | 1.0937 | -2.6067e-13 | -120.3121 | 119.9447 | -2.6071e-13 | -120.3121 | 119.9447
Line4_2_6 | 0 | 0.060452 | 0.060452 | 0 | 0.060452 | 0.060452 | 0 | 0.013961 | 0.013961 | 0 | 0.013961 | 0.013961 | 2.1626e-17 | 0.01474 | 0.0037509 | -2.1626e-17 | -0.014704 | -0.0037143 | 5.0885e-18 | 0.0039919 | 0.014719 | -5.0885e-18 | -0.0039188 | -0.014646 | 0 | -135.6932 | 44.3068 | 0 | 44.3068 | -135.6932 | 1.1 | 1.0939 | 1.088 | 1.1 | 1.09 | 1.0823 | -2.6098e-13 | -120.5402 | 120.0098 | -2.6133e-13 | -120.7698 | 120.0757
Line5_6_7 | 0 | 0.060452 | 0.060452 | 0 | 0.060452 | 0.060452 | 0 | 0.013961 | 0.013961 | 0 | 0.013961 | 0.013961 | 1.781e-17 | 0.014704 | 0.0037143 | -1.781e-17 | -0.014667 | -0.0036778 | 2.5443e-18 | 0.0039188 | 0.014646 | 8.1316e-32 | -0.0038457 | -0.014572 | 0 | -135.6932 | 44.3068 | 0 | 44.3068 | -135.6932 | 1.1 | 1.09 | 1.0823 | 1.1 | 1.0861 | 1.0765 | -2.6133e-13 | -120.7698 | 120.0757 | -2.616e-13 | -121.0011 | 120.1422
Line6_7_8 | 0 | 0.060452 | 0.060452 | 0 | 0.060452 | 0.060452 | 0 | 0.013961 | 0.013961 | 0 | 0.013961 | 0.013961 | 1.2721e-17 | 0.014667 | 0.0036778 | -1.0177e-17 | -0.014631 | -0.0036413 | -2.5443e-18 | 0.0038457 | 0.014572 | 2.5443e-18 | -0.0037726 | -0.014499 | 0 | -135.6932 | 44.3068 | 0 | 44.3068 | -135.6932 | 1.1 | 1.0861 | 1.0765 | 1.1 | 1.0823 | 1.0708 | -2.616e-13 | -121.0011 | 120.1422 | -2.6176e-13 | -121.2341 | 120.2095
Line7_8_9 | 0 | 0 | 0 | 0 | 0 | 0 | 0 | 0 | 0 | 0 | 0 | 0 | 2.5443e-18 | -6.9334e-11 | -1.1449e-10 | -1.1627e-32 | 6.9334e-11 | 1.1449e-10 | -1.1623e-32 | 9.4011e-11 | -1.5791e-11 | -2.5443e-18 | -9.4011e-11 | 1.5791e-11 | 0 | 0 | 0 | 0 | 0 | 0 | 1.1 | 1.0823 | 1.0708 | 1.1 | 1.0823 | 1.0708 | -2.6176e-13 | -121.2341 | 120.2095 | -2.6184e-13 | -121.2341 | 120.2095
Line8_8_10 | 0 | 0 | 0 | 0 | 0 | 0 | 0 | 0 | 0 | 0 | 0 | 0 | -2.5443e-18 | -6.9334e-11 | -1.1449e-10 | 2.5443e-18 | 6.9334e-11 | 1.1449e-10 | 2.5443e-18 | 9.4011e-11 | -1.5791e-11 | -5.0885e-18 | -9.4011e-11 | 1.5791e-11 | 0 | 0 | 0 | 0 | 0 | 0 | 1.1 | 1.0823 | 1.0708 | 1.1 | 1.0823 | 1.0708 | -2.6176e-13 | -121.2341 | 120.2095 | -2.6179e-13 | -121.2341 | 120.2095
Line9_3_11 | 0 | 0 | 0 | 0 | 0 | 0 | 0 | 0 | 0 | 0 | 0 | 0 | 1.1449e-17 | -6.2015e-11 | -1.7671e-10 | -1.0813e-17 | 6.2015e-11 | 1.7671e-10 | 6.3607e-18 | 1.6884e-10 | 2.9809e-11 | -4.4525e-18 | -1.6884e-10 | -2.9809e-11 | 0 | 0 | 0 | 0 | 0 | 0 | 1.1 | 1.0978 | 1.0937 | 1.1 | 1.0978 | 1.0937 | -2.6086e-13 | -120.3121 | 119.9447 | -2.6104e-13 | -120.3121 | 119.9447

## LL_min_6
name | pf_ikss_a_from_ka | pf_ikss_b_from_ka | pf_ikss_c_from_ka | pf_ikss_a_to_ka | pf_ikss_b_to_ka | pf_ikss_c_to_ka | pf_skss_a_from_mw | pf_skss_b_from_mw | pf_skss_c_from_mw | pf_skss_a_to_mw | pf_skss_b_to_mw | pf_skss_c_to_mw | pf_p_a_from_mw | pf_p_b_from_mw | pf_p_c_from_mw | pf_p_a_to_mw | pf_p_b_to_mw | pf_p_c_to_mw | pf_q_a_from_mvar | pf_q_b_from_mvar | pf_q_c_from_mvar | pf_q_a_to_mvar | pf_q_b_to_mvar | pf_q_c_to_mvar | pf_ikss_a_from_degree | pf_ikss_b_from_degree | pf_ikss_c_from_degree | pf_ikss_a_to_degree | pf_ikss_b_to_degree | pf_ikss_c_to_degree | pf_vm_a_from_pu | pf_vm_b_from_pu | pf_vm_c_from_pu | pf_vm_a_to_pu | pf_vm_b_to_pu | pf_vm_c_to_pu | pf_va_a_from_degree | pf_va_b_from_degree | pf_va_c_from_degree | pf_va_a_to_degree | pf_va_b_to_degree | pf_va_c_to_degree
Line0_1_2 | 0 | 1.455 | 1.455 | 0 | 1.455 | 1.455 | 0 | 0.33601 | 0.33601 | 0 | 0.33601 | 0.33601 | -1.0547e-16 | 0.28984 | 0.03533 | 1.0547e-16 | -0.24919 | 0.005316 | 4.0431e-16 | 0.073022 | 0.26569 | -4.2188e-16 | -0.030682 | -0.22336 | 0 | -142.8727 | 37.1273 | 0 | 37.1273 | -142.8727 | 0.95 | 0.88953 | 0.79769 | 0.95 | 0.74721 | 0.66491 | -4.6888e-12 | -128.7319 | 119.553 | -4.6748e-12 | -135.8534 | 128.4907
Line10_11_12 | 0 | 0 | 0 | 0 | 0 | 0 | 0 | 0 | 0 | 0 | 0 | 0 | 4.3118e-30 | -9.6789e-10 | -2.6725e-09 | -4.3098e-30 | 9.6789e-10 | 2.6725e-09 | 5.2736e-17 | 2.8224e-09 | 1.3007e-10 | -5.2736e-17 | -2.8224e-09 | -1.3007e-10 | 0 | 0 | 0 | 0 | 0 | 0 | 0.95 | 0.88953 | 0.79769 | 0.95 | 0.88953 | 0.79769 | -4.6847e-12 | -128.7319 | 119.553 | -4.6824e-12 | -128.7319 | 119.553
Line11_12_13 | 0 | 0 | 0 | 0 | 0 | 0 | 0 | 0 | 0 | 0 | 0 | 0 | -2.6368e-17 | -8.0657e-10 | -2.2271e-09 | 2.6368e-17 | 8.0657e-10 | 2.2271e-09 | 5.2736e-17 | 2.352e-09 | 1.0839e-10 | -5.2736e-17 | -2.352e-09 | -1.0839e-10 | 0 | 0 | 0 | 0 | 0 | 0 | 0.95 | 0.88953 | 0.79769 | 0.95 | 0.88953 | 0.79769 | -4.6824e-12 | -128.7319 | 119.553 | -4.6803e-12 | -128.7319 | 119.553
Line12_13_15 | 0 | 0 | 0 | 0 | 0 | 0 | 0 | 0 | 0 | 0 | 0 | 0 | -1.7579e-17 | -4.8394e-10 | -1.3362e-09 | 2.6368e-17 | 4.8394e-10 | 1.3362e-09 | 7.0314e-17 | 1.4112e-09 | 6.5035e-11 | -7.0314e-17 | -1.4112e-09 | -6.5035e-11 | 0 | 0 | 0 | 0 | 0 | 0 | 0.95 | 0.88953 | 0.79769 | 0.95 | 0.88953 | 0.79769 | -4.6803e-12 | -128.7319 | 119.553 | -4.6794e-12 | -128.7319 | 119.553
Line13_13_14 | 0 | 0 | 0 | 0 | 0 | 0 | 0 | 0 | 0 | 0 | 0 | 0 | -1.3184e-17 | -1.6131e-10 | -4.4541e-10 | 1.3184e-17 | 1.6131e-10 | 4.4541e-10 | 3.5157e-17 | 4.7039e-10 | 2.1678e-11 | -3.5157e-17 | -4.7039e-10 | -2.1679e-11 | 0 | 0 | 0 | 0 | 0 | 0 | 0.95 | 0.88953 | 0.79769 | 0.95 | 0.88953 | 0.79769 | -4.6803e-12 | -128.7319 | 119.553 | -4.6804e-12 | -128.7319 | 119.553
Line14_15_16 | 0 | 0 | 0 | 0 | 0 | 0 | 0 | 0 | 0 | 0 | 0 | 0 | -4.3946e-18 | -3.2263e-10 | -8.9083e-10 | 1.3184e-17 | 3.2263e-10 | 8.9083e-10 | 1.7579e-17 | 9.4079e-10 | 4.3357e-11 | -1.7579e-17 | -9.4079e-10 | -4.3357e-11 | 0 | 0 | 0 | 0 | 0 | 0 | 0.95 | 0.88953 | 0.79769 | 0.95 | 0.88953 | 0.79769 | -4.6794e-12 | -128.7319 | 119.553 | -4.6786e-12 | -128.7319 | 119.553
Line15_16_17 | 0 | 0 | 0 | 0 | 0 | 0 | 0 | 0 | 0 | 0 | 0 | 0 | -2.6368e-17 | -1.6131e-10 | -4.4541e-10 | 2.6368e-17 | 1.6131e-10 | 4.4541e-10 | 5.2736e-17 | 4.7039e-10 | 2.1678e-11 | -5.2736e-17 | -4.7039e-10 | -2.1678e-11 | 0 | 0 | 0 | 0 | 0 | 0 | 0.95 | 0.88953 | 0.79769 | 0.95 | 0.88953 | 0.79769 | -4.6786e-12 | -128.7319 | 119.553 | -4.6783e-12 | -128.7319 | 119.553
Line16_4_18 | 0 | 0 | 0 | 0 | 0 | 0 | 0 | 0 | 0 | 0 | 0 | 0 | -2.6368e-17 | -1.6131e-10 | -4.4541e-10 | 1.7579e-17 | 1.6131e-10 | 4.4541e-10 | 1.7579e-17 | 4.7039e-10 | 2.1678e-11 | -1.7579e-17 | -4.7039e-10 | -2.1678e-11 | 0 | 0 | 0 | 0 | 0 | 0 | 0.95 | 0.88953 | 0.79769 | 0.95 | 0.88953 | 0.79769 | -4.6879e-12 | -128.7319 | 119.553 | -4.6876e-12 | -128.7319 | 119.553
Line17_5_19 | 0 | 0 | 0 | 0 | 0 | 0 | 0 | 0 | 0 | 0 | 0 | 0 | -2.6368e-17 | -1.6131e-10 | -4.4541e-10 | 1.7579e-17 | 1.6131e-10 | 4.4541e-10 | 1.7579e-17 | 4.7039e-10 | 2.1678e-11 | -1.7579e-17 | -4.7039e-10 | -2.1678e-11 | 0 | 0 | 0 | 0 | 0 | 0 | 0.95 | 0.88953 | 0.79769 | 0.95 | 0.88953 | 0.79769 | -4.6879e-12 | -128.7319 | 119.553 | -4.6876e-12 | -128.7319 | 119.553
Line1_1_3 | 0 | 0 | 0 | 0 | 0 | 0 | 0 | 0 | 0 | 0 | 0 | 0 | 4.3946e-18 | -1.2905e-09 | -3.5633e-09 | -4.3946e-18 | 1.2905e-09 | 3.5633e-09 | 5.2736e-17 | 3.7632e-09 | 1.7343e-10 | -5.2736e-17 | -3.7632e-09 | -1.7343e-10 | 0 | 0 | 0 | 0 | 0 | 0 | 0.95 | 0.88953 | 0.79769 | 0.95 | 0.88953 | 0.79769 | -4.6888e-12 | -128.7319 | 119.553 | -4.687e-12 | -128.7319 | 119.553
Line2_1_4 | 0 | 0 | 0 | 0 | 0 | 0 | 0 | 0 | 0 | 0 | 0 | 0 | -8.7893e-18 | -3.2263e-10 | -8.9083e-10 | 8.7893e-18 | 3.2263e-10 | 8.9083e-10 | 1.7579e-17 | 9.4079e-10 | 4.3357e-11 | -1.7579e-17 | -9.4079e-10 | -4.3357e-11 | 0 | 0 | 0 | 0 | 0 | 0 | 0.95 | 0.88953 | 0.79769 | 0.95 | 0.88953 | 0.79769 | -4.6888e-12 | -128.7319 | 119.553 | -4.6879e-12 | -128.7319 | 119.553
Line3_1_5 | 0 | 0 | 0 | 0 | 0 | 0 | 0 | 0 | 0 | 0 | 0 | 0 | -8.7893e-18 | -3.2263e-10 | -8.9083e-10 | 8.7893e-18 | 3.2263e-10 | 8.9083e-10 | 1.7579e-17 | 9.4079e-10 | 4.3357e-11 | -1.7579e-17 | -9.4079e-10 | -4.3357e-11 | 0 | 0 | 0 | 0 | 0 | 0 | 0.95 | 0.88953 | 0.79769 | 0.95 | 0.88953 | 0.79769 | -4.6888e-12 | -128.7319 | 119.553 | -4.6879e-12 | -128.7319 | 119.553
Line4_2_6 | 0 | 1.455 | 1.455 | 0 | 1.455 | 1.455 | 0 | 0.33601 | 0.33601 | 0 | 0.33601 | 0.33601 | -7.0314e-17 | 0.24919 | -0.005316 | 7.0314e-17 | -0.20855 | 0.045962 | 3.8673e-16 | 0.030682 | 0.22336 | -3.8673e-16 | 0.011658 | -0.18102 | 0 | -142.8727 | 37.1273 | 0 | 37.1273 | -142.8727 | 0.95 | 0.74721 | 0.66491 | 0.95 | 0.62161 | 0.55581 | -4.6748e-12 | -135.8534 | 128.4907 | -4.6612e-12 | -146.0722 | 141.3743
Line5_6_7 | 0 | 1.455 | 1.455 | 0 | 1.455 | 1.455 | 0 | 0.33601 | 0.33601 | 0 | 0.33601 | 0.33601 | 2.8602e-29 | 0.20855 | -0.045962 | -2.8542e-29 | -0.1679 | 0.086608 | 3.5157e-16 | -0.011658 | 0.18102 | -3.5157e-16 | 0.053997 | -0.13868 | 0 | -142.8727 | 37.1273 | 0 | 37.1273 | -142.8727 | 0.95 | 0.62161 | 0.55581 | 0.95 | 0.52489 | 0.48658 | -4.6612e-12 | -146.0722 | 141.3743 | -4.6515e-12 | -160.7007 | 159.1134
Line6_7_8 | 0 | 1.455 | 1.455 | 0 | 1.455 | 1.455 | 0 | 0.33601 | 0.33601 | 0 | 0.33601 | 0.33601 | -7.0314e-17 | 0.1679 | -0.086608 | 7.0314e-17 | -0.12725 | 0.12725 | 3.5157e-16 | -0.053997 | 0.13868 | -3.5157e-16 | 0.096337 | -0.096337 | 0 | -142.8727 | 37.1273 | 0 | 37.1273 | -142.8727 | 0.95 | 0.52489 | 0.48658 | 0.95 | 0.475 | 0.475 | -4.6515e-12 | -160.7007 | 159.1134 | -4.6454e-12 | -180 | -180
Line7_8_9 | 0 | 0 | 0 | 0 | 0 | 0 | 0 | 0 | 0 | 0 | 0 | 0 | -7.0314e-17 | 1.0547e-16 | 1.4063e-16 | -7.0314e-17 | -1.0219e-16 | 3.2759e-18 | 7.0314e-17 | 1.4329e-09 | -1.4329e-09 | -7.0314e-17 | -1.4329e-09 | 1.4329e-09 | 0 | 0 | 0 | 0 | 0 | 0 | 0.95 | 0.475 | 0.475 | 0.95 | 0.475 | 0.475 | -4.6454e-12 | -180 | -180 | -4.6465e-12 | -180 | 180
Line8_8_10 | 0 | 0 | 0 | 0 | 0 | 0 | 0 | 0 | 0 | 0 | 0 | 0 | 7.0314e-17 | -3.1641e-16 | 1.4063e-16 | -7.0314e-17 | 2.8453e-16 | 1.439e-16 | 7.0314e-17 | 1.4329e-09 | -1.4329e-09 | 5.6998e-30 | -1.4329e-09 | 1.4329e-09 | 0 | 0 | 0 | 0 | 0 | 0 | 0.95 | 0.475 | 0.475 | 0.95 | 0.475 | 0.475 | -4.6454e-12 | -180 | -180 | -4.6445e-12 | -180 | 180
Line9_3_11 | 0 | 0 | 0 | 0 | 0 | 0 | 0 | 0 | 0 | 0 | 0 | 0 | 2.6368e-17 | -1.1292e-09 | -3.1179e-09 | -2.6368e-17 | 1.1292e-09 | 3.1179e-09 | 3.5157e-17 | 3.2928e-09 | 1.5175e-10 | -3.5157e-17 | -3.2928e-09 | -1.5175e-10 | 0 | 0 | 0 | 0 | 0 | 0 | 0.95 | 0.88953 | 0.79769 | 0.95 | 0.88953 | 0.79769 | -4.687e-12 | -128.7319 | 119.553 | -4.6847e-12 | -128.7319 | 119.553

## LL_min_10
name | pf_ikss_a_from_ka | pf_ikss_b_from_ka | pf_ikss_c_from_ka | pf_ikss_a_to_ka | pf_ikss_b_to_ka | pf_ikss_c_to_ka | pf_skss_a_from_mw | pf_skss_b_from_mw | pf_skss_c_from_mw | pf_skss_a_to_mw | pf_skss_b_to_mw | pf_skss_c_to_mw | pf_p_a_from_mw | pf_p_b_from_mw | pf_p_c_from_mw | pf_p_a_to_mw | pf_p_b_to_mw | pf_p_c_to_mw | pf_q_a_from_mvar | pf_q_b_from_mvar | pf_q_c_from_mvar | pf_q_a_to_mvar | pf_q_b_to_mvar | pf_q_c_to_mvar | pf_ikss_a_from_degree | pf_ikss_b_from_degree | pf_ikss_c_from_degree | pf_ikss_a_to_degree | pf_ikss_b_to_degree | pf_ikss_c_to_degree | pf_vm_a_from_pu | pf_vm_b_from_pu | pf_vm_c_from_pu | pf_vm_a_to_pu | pf_vm_b_to_pu | pf_vm_c_to_pu | pf_va_a_from_degree | pf_va_b_from_degree | pf_va_c_from_degree | pf_va_a_to_degree | pf_va_b_to_degree | pf_va_c_to_degree
Line0_1_2 | 0 | 1.3784 | 1.3784 | 0 | 1.3784 | 1.3784 | 0 | 0.31833 | 0.31833 | 0 | 0.31833 | 0.31833 | -4.996e-17 | 0.26013 | 0.031709 | 6.6613e-17 | -0.22365 | 0.0047711 | 3.9968e-16 | 0.065537 | 0.23846 | -4.1633e-16 | -0.027537 | -0.20046 | 0 | -142.8727 | 37.1273 | 0 | 37.1273 | -142.8727 | 0.9 | 0.84271 | 0.7557 | 0.9 | 0.70788 | 0.62991 | -4.1799e-12 | -128.7319 | 119.553 | -4.1676e-12 | -135.8534 | 128.4907
Line10_11_12 | 0 | 0 | 0 | 0 | 0 | 0 | 0 | 0 | 0 | 0 | 0 | 0 | -1.6653e-17 | -8.6869e-10 | -2.3986e-09 | 8.3267e-18 | 8.6869e-10 | 2.3986e-09 | 6.6613e-17 | 2.5331e-09 | 1.1674e-10 | -8.3267e-17 | -2.5331e-09 | -1.1674e-10 | 0 | 0 | 0 | 0 | 0 | 0 | 0.9 | 0.84271 | 0.7557 | 0.9 | 0.84271 | 0.7557 | -4.1757e-12 | -128.7319 | 119.553 | -4.1735e-12 | -128.7319 | 119.553
Line11_12_13 | 0 | 0 | 0 | 0 | 0 | 0 | 0 | 0 | 0 | 0 | 0 | 0 | -2.0817e-17 | -7.2391e-10 | -1.9988e-09 | 1.249e-17 | 7.2391e-10 | 1.9988e-09 | 4.996e-17 | 2.1109e-09 | 9.7283e-11 | -4.996e-17 | -2.1109e-09 | -9.7283e-11 | 0 | 0 | 0 | 0 | 0 | 0 | 0.9 | 0.84271 | 0.7557 | 0.9 | 0.84271 | 0.7557 | -4.1735e-12 | -128.7319 | 119.553 | -4.1714e-12 | -128.7319 | 119.553
Line12_13_15 | 0 | 0 | 0 | 0 | 0 | 0 | 0 | 0 | 0 | 0 | 0 | 0 | 1.249e-17 | -4.3434e-10 | -1.1993e-09 | -4.1633e-18 | 4.3434e-10 | 1.1993e-09 | 3.3307e-17 | 1.2665e-09 | 5.837e-11 | -1.6653e-17 | -1.2665e-09 | -5.837e-11 | 0 | 0 | 0 | 0 | 0 | 0 | 0.9 | 0.84271 | 0.7557 | 0.9 | 0.84271 | 0.7557 | -4.1714e-12 | -128.7319 | 119.553 | -4.1704e-12 | -128.7319 | 119.553
Line13_13_14 | 0 | 0 | 0 | 0 | 0 | 0 | 0 | 0 | 0 | 0 | 0 | 0 | 1.2124e-30 | -1.4478e-10 | -3.9976e-10 | 8.3267e-18 | 1.4478e-10 | 3.9976e-10 | 1.6653e-17 | 4.2218e-10 | 1.9457e-11 | -1.6653e-17 | -4.2218e-10 | -1.9457e-11 | 0 | 0 | 0 | 0 | 0 | 0 | 0.9 | 0.84271 | 0.7557 | 0.9 | 0.84271 | 0.7557 | -4.1714e-12 | -128.7319 | 119.553 | -4.1715e-12 | -128.7319 | 119.553
Line14_15_16 | 0 | 0 | 0 | 0 | 0 | 0 | 0 | 0 | 0 | 0 | 0 | 0 | -2.498e-17 | -2.8956e-10 | -7.9952e-10 | 3.3307e-17 | 2.8956e-10 | 7.9952e-10 | 3.3307e-17 | 8.4436e-10 | 3.8913e-11 | -1.6653e-17 | -8.4436e-10 | -3.8913e-11 | 0 | 0 | 0 | 0 | 0 | 0 | 0.9 | 0.84271 | 0.7557 | 0.9 | 0.84271 | 0.7557 | -4.1704e-12 | -128.7319 | 119.553 | -4.1696e-12 | -128.7319 | 119.553
Line15_16_17 | 0 | 0 | 0 | 0 | 0 | 0 | 0 | 0 | 0 | 0 | 0 | 0 | 4.1633e-18 | -1.4478e-10 | -3.9976e-10 | 1.249e-17 | 1.4478e-10 | 3.9976e-10 | 3.3307e-17 | 4.2218e-10 | 1.9457e-11 | -1.6653e-17 | -4.2218e-10 | -1.9457e-11 | 0 | 0 | 0 | 0 | 0 | 0 | 0.9 | 0.84271 | 0.7557 | 0.9 | 0.84271 | 0.7557 | -4.1696e-12 | -128.7319 | 119.553 | -4.1694e-12 | -128.7319 | 119.553
Line16_4_18 | 0 | 0 | 0 | 0 | 0 | 0 | 0 | 0 | 0 | 0 | 0 | 0 | -1.249e-17 | -1.4478e-10 | -3.9976e-10 | 1.249e-17 | 1.4478e-10 | 3.9976e-10 | 1.6653e-17 | 4.2218e-10 | 1.9457e-11 | -9.1092e-31 | -4.2218e-10 | -1.9457e-11 | 0 | 0 | 0 | 0 | 0 | 0 | 0.9 | 0.84271 | 0.7557 | 0.9 | 0.84271 | 0.7557 | -4.1789e-12 | -128.7319 | 119.553 | -4.1787e-12 | -128.7319 | 119.553
Line17_5_19 | 0 | 0 | 0 | 0 | 0 | 0 | 0 | 0 | 0 | 0 | 0 | 0 | -1.249e-17 | -1.4478e-10 | -3.9976e-10 | 1.249e-17 | 1.4478e-10 | 3.9976e-10 | 1.6653e-17 | 4.2218e-10 | 1.9457e-11 | -9.1092e-31 | -4.2218e-10 | -1.9457e-11 | 0 | 0 | 0 | 0 | 0 | 0 | 0.9 | 0.84271 | 0.7557 | 0.9 | 0.84271 | 0.7557 | -4.1789e-12 | -128.7319 | 119.553 | -4.1787e-12 | -128.7319 | 119.553
Line1_1_3 | 0 | 0 | 0 | 0 | 0 | 0 | 0 | 0 | 0 | 0 | 0 | 0 | 8.3267e-18 | -1.1582e-09 | -3.1981e-09 | -3.6431e-30 | 1.1582e-09 | 3.1981e-09 | 4.996e-17 | 3.3775e-09 | 1.5565e-10 | -4.996e-17 | -3.3775e-09 | -1.5565e-10 | 0 | 0 | 0 | 0 | 0 | 0 | 0.9 | 0.84271 | 0.7557 | 0.9 | 0.84271 | 0.7557 | -4.1799e-12 | -128.7319 | 119.553 | -4.178e-12 | -128.7319 | 119.553
Line2_1_4 | 0 | 0 | 0 | 0 | 0 | 0 | 0 | 0 | 0 | 0 | 0 | 0 | -1.6653e-17 | -2.8956e-10 | -7.9952e-10 | 2.498e-17 | 2.8956e-10 | 7.9952e-10 | 1.2149e-30 | 8.4436e-10 | 3.8913e-11 | -1.6653e-17 | -8.4436e-10 | -3.8913e-11 | 0 | 0 | 0 | 0 | 0 | 0 | 0.9 | 0.84271 | 0.7557 | 0.9 | 0.84271 | 0.7557 | -4.1799e-12 | -128.7319 | 119.553 | -4.1789e-12 | -128.7319 | 119.553
Line3_1_5 | 0 | 0 | 0 | 0 | 0 | 0 | 0 | 0 | 0 | 0 | 0 | 0 | -1.6653e-17 | -2.8956e-10 | -7.9952e-10 | 2.498e-17 | 2.8956e-10 | 7.9952e-10 | 1.2149e-30 | 8.4436e-10 | 3.8913e-11 | -1.6653e-17 | -8.4436e-10 | -3.8913e-11 | 0 | 0 | 0 | 0 | 0 | 0 | 0.9 | 0.84271 | 0.7557 | 0.9 | 0.84271 | 0.7557 | -4.1799e-12 | -128.7319 | 119.553 | -4.1789e-12 | -128.7319 | 119.553
Line4_2_6 | 0 | 1.3784 | 1.3784 | 0 | 1.3784 | 1.3784 | 0 | 0.31833 | 0.31833 | 0 | 0.31833 | 0.31833 | 2.1804e-29 | 0.22365 | -0.0047711 | -2.1741e-29 | -0.18717 | 0.041251 | 2.9976e-16 | 0.027537 | 0.20046 | -2.9976e-16 | 0.010463 | -0.16246 | 0 | -142.8727 | 37.1273 | 0 | 37.1273 | -142.8727 | 0.9 | 0.70788 | 0.62991 | 0.9 | 0.5889 | 0.52656 | -4.1676e-12 | -135.8534 | 128.4907 | -4.1556e-12 | -146.0722 | 141.3743
Line5_6_7 | 0 | 1.3784 | 1.3784 | 0 | 1.3784 | 1.3784 | 0 | 0.31833 | 0.31833 | 0 | 0.31833 | 0.31833 | 6.6613e-17 | 0.18717 | -0.041251 | -6.6613e-17 | -0.15069 | 0.077731 | 3.6637e-16 | -0.010463 | 0.16246 | -3.6637e-16 | 0.048463 | -0.12446 | 0 | -142.8727 | 37.1273 | 0 | 37.1273 | -142.8727 | 0.9 | 0.5889 | 0.52656 | 0.9 | 0.49726 | 0.46097 | -4.1556e-12 | -146.0722 | 141.3743 | -4.1471e-12 | -160.7007 | 159.1134
Line6_7_8 | 0 | 1.3784 | 1.3784 | 0 | 1.3784 | 1.3784 | 0 | 0.31833 | 0.31833 | 0 | 0.31833 | 0.31833 | 1.4464e-29 | 0.15069 | -0.077731 | -1.4444e-29 | -0.11421 | 0.11421 | 1.9984e-16 | -0.048463 | 0.12446 | -1.9984e-16 | 0.086463 | -0.086463 | 0 | -142.8727 | 37.1273 | 0 | 37.1273 | -142.8727 | 0.9 | 0.49726 | 0.46097 | 0.9 | 0.45 | 0.45 | -4.1471e-12 | -160.7007 | 159.1134 | -4.1412e-12 | -180 | -180
Line7_8_9 | 0 | 0 | 0 | 0 | 0 | 0 | 0 | 0 | 0 | 0 | 0 | 0 | 1.3323e-16 | -2.0719e-22 | -1.3323e-16 | -6.6613e-17 | -1.3029e-16 | 1.3617e-16 | 1.3323e-16 | 1.286e-09 | -1.286e-09 | -1.3323e-16 | -1.286e-09 | 1.286e-09 | 0 | 0 | 0 | 0 | 0 | 0 | 0.9 | 0.45 | 0.45 | 0.9 | 0.45 | 0.45 | -4.1412e-12 | -180 | -180 | -4.1423e-12 | -180 | 180
Line8_8_10 | 0 | 0 | 0 | 0 | 0 | 0 | 0 | 0 | 0 | 0 | 0 | 0 | 1.3323e-16 | -2.3315e-16 | -1.3323e-16 | -1.9984e-16 | 2.6939e-16 | 2.6939e-16 | -9.6294e-30 | 1.286e-09 | -1.286e-09 | 1.4443e-29 | -1.286e-09 | 1.286e-09 | 0 | 0 | 0 | 0 | 0 | 0 | 0.9 | 0.45 | 0.45 | 0.9 | 0.45 | 0.45 | -4.1412e-12 | -180 | -180 | -4.1408e-12 | -180 | 180
Line9_3_11 | 0 | 0 | 0 | 0 | 0 | 0 | 0 | 0 | 0 | 0 | 0 | 0 | 2.9143e-17 | -1.0135e-09 | -2.7983e-09 | -2.9143e-17 | 1.0135e-09 | 2.7983e-09 | 4.996e-17 | 2.9553e-09 | 1.362e-10 | -4.996e-17 | -2.9553e-09 | -1.362e-10 | 0 | 0 | 0 | 0 | 0 | 0 | 0.9 | 0.84271 | 0.7557 | 0.9 | 0.84271 | 0.7557 | -4.178e-12 | -128.7319 | 119.553 | -4.1757e-12 | -128.7319 | 119.553

## LL_min_fault_6
name | pf_ikss_a_from_ka | pf_ikss_b_from_ka | pf_ikss_c_from_ka | pf_ikss_a_to_ka | pf_ikss_b_to_ka | pf_ikss_c_to_ka | pf_skss_a_from_mw | pf_skss_b_from_mw | pf_skss_c_from_mw | pf_skss_a_to_mw | pf_skss_b_to_mw | pf_skss_c_to_mw | pf_p_a_from_mw | pf_p_b_from_mw | pf_p_c_from_mw | pf_p_a_to_mw | pf_p_b_to_mw | pf_p_c_to_mw | pf_q_a_from_mvar | pf_q_b_from_mvar | pf_q_c_from_mvar | pf_q_a_to_mvar | pf_q_b_to_mvar | pf_q_c_to_mvar | pf_ikss_a_from_degree | pf_ikss_b_from_degree | pf_ikss_c_from_degree | pf_ikss_a_to_degree | pf_ikss_b_to_degree | pf_ikss_c_to_degree | pf_vm_a_from_pu | pf_vm_b_from_pu | pf_vm_c_from_pu | pf_vm_a_to_pu | pf_vm_b_to_pu | pf_vm_c_to_pu | pf_va_a_from_degree | pf_va_b_from_degree | pf_va_c_from_degree | pf_va_a_to_degree | pf_va_b_to_degree | pf_va_c_to_degree
Line0_1_2 | 0 | 0.051843 | 0.051843 | 0 | 0.051843 | 0.051843 | 0 | 0.011973 | 0.011973 | 0 | 0.011973 | 0.011973 | -5.4933e-19 | 0.010966 | 0.0028847 | -4.6973e-32 | -0.010915 | -0.0028331 | 1.4283e-17 | 0.0029326 | 0.010936 | -1.4283e-17 | -0.0028788 | -0.010882 | 0 | -135.2796 | 44.7204 | 0 | 44.7204 | -135.2796 | 0.95 | 0.94815 | 0.94465 | 0.95 | 0.94283 | 0.93921 | -1.8891e-13 | -120.3084 | 119.9432 | -1.8844e-13 | -120.5043 | 120.1275
Line10_11_12 | 0 | 0 | 0 | 0 | 0 | 0 | 0 | 0 | 0 | 0 | 0 | 0 | 2.7466e-19 | -3.8309e-11 | -1.1119e-10 | -2.7466e-19 | 3.8309e-11 | 1.1119e-10 | 2.7466e-18 | 1.0665e-10 | 1.9584e-11 | -2.7466e-18 | -1.0665e-10 | -1.9584e-11 | 0 | 0 | 0 | 0 | 0 | 0 | 0.95 | 0.94815 | 0.94465 | 0.95 | 0.94815 | 0.94465 | -1.8878e-13 | -120.3084 | 119.9432 | -1.887e-13 | -120.3084 | 119.9432
Line11_12_13 | 0 | 0 | 0 | 0 | 0 | 0 | 0 | 0 | 0 | 0 | 0 | 0 | -4.8066e-19 | -3.1925e-11 | -9.2658e-11 | 2.06e-19 | 3.1925e-11 | 9.2658e-11 | 3.296e-18 | 8.8872e-11 | 1.632e-11 | -3.296e-18 | -8.8872e-11 | -1.632e-11 | 0 | 0 | 0 | 0 | 0 | 0 | 0.95 | 0.94815 | 0.94465 | 0.95 | 0.94815 | 0.94465 | -1.887e-13 | -120.3084 | 119.9432 | -1.8863e-13 | -120.3084 | 119.9432
Line12_13_15 | 0 | 0 | 0 | 0 | 0 | 0 | 0 | 0 | 0 | 0 | 0 | 0 | -1.3733e-19 | -1.9155e-11 | -5.5595e-11 | 4.12e-19 | 1.9155e-11 | 5.5595e-11 | 1.0987e-18 | 5.3323e-11 | 9.7921e-12 | -1.0987e-18 | -5.3323e-11 | -9.7921e-12 | 0 | 0 | 0 | 0 | 0 | 0 | 0.95 | 0.94815 | 0.94465 | 0.95 | 0.94815 | 0.94465 | -1.8863e-13 | -120.3084 | 119.9432 | -1.886e-13 | -120.3084 | 119.9432
Line13_13_14 | 0 | 0 | 0 | 0 | 0 | 0 | 0 | 0 | 0 | 0 | 0 | 0 | 4.12e-19 | -6.3849e-12 | -1.8532e-11 | -4.12e-19 | 6.3849e-12 | 1.8532e-11 | 5.4933e-19 | 1.7774e-11 | 3.264e-12 | 1.3564e-33 | -1.7774e-11 | -3.264e-12 | 0 | 0 | 0 | 0 | 0 | 0 | 0.95 | 0.94815 | 0.94465 | 0.95 | 0.94815 | 0.94465 | -1.8863e-13 | -120.3084 | 119.9432 | -1.8863e-13 | -120.3084 | 119.9432
Line14_15_16 | 0 | 0 | 0 | 0 | 0 | 0 | 0 | 0 | 0 | 0 | 0 | 0 | -4.12e-19 | -1.277e-11 | -3.7063e-11 | 6.8666e-19 | 1.277e-11 | 3.7063e-11 | 1.648e-18 | 3.5549e-11 | 6.5281e-12 | -5.4933e-19 | -3.5549e-11 | -6.5281e-12 | 0 | 0 | 0 | 0 | 0 | 0 | 0.95 | 0.94815 | 0.94465 | 0.95 | 0.94815 | 0.94465 | -1.886e-13 | -120.3084 | 119.9432 | -1.8856e-13 | -120.3084 | 119.9432
Line15_16_17 | 0 | 0 | 0 | 0 | 0 | 0 | 0 | 0 | 0 | 0 | 0 | 0 | -1.0987e-18 | -6.3849e-12 | -1.8532e-11 | 1.0987e-18 | 6.3849e-12 | 1.8532e-11 | 5.4933e-19 | 1.7774e-11 | 3.264e-12 | -1.0987e-18 | -1.7774e-11 | -3.264e-12 | 0 | 0 | 0 | 0 | 0 | 0 | 0.95 | 0.94815 | 0.94465 | 0.95 | 0.94815 | 0.94465 | -1.8856e-13 | -120.3084 | 119.9432 | -1.8855e-13 | -120.3084 | 119.9432
Line16_4_18 | 0 | 0 | 0 | 0 | 0 | 0 | 0 | 0 | 0 | 0 | 0 | 0 | -1.648e-18 | -6.3849e-12 | -1.8532e-11 | 1.648e-18 | 6.3849e-12 | 1.8532e-11 | 1.0987e-18 | 1.7774e-11 | 3.264e-12 | -5.4933e-19 | -1.7775e-11 | -3.264e-12 | 0 | 0 | 0 | 0 | 0 | 0 | 0.95 | 0.94815 | 0.94465 | 0.95 | 0.94815 | 0.94465 | -1.8887e-13 | -120.3084 | 119.9432 | -1.8886e-13 | -120.3084 | 119.9432
Line17_5_19 | 0 | 0 | 0 | 0 | 0 | 0 | 0 | 0 | 0 | 0 | 0 | 0 | -1.648e-18 | -6.3849e-12 | -1.8532e-11 | 1.648e-18 | 6.3849e-12 | 1.8532e-11 | 1.0987e-18 | 1.7774e-11 | 3.264e-12 | -5.4933e-19 | -1.7775e-11 | -3.264e-12 | 0 | 0 | 0 | 0 | 0 | 0 | 0.95 | 0.94815 | 0.94465 | 0.95 | 0.94815 | 0.94465 | -1.8887e-13 | -120.3084 | 119.9432 | -1.8886e-13 | -120.3084 | 119.9432
Line1_1_3 | 0 | 0 | 0 | 0 | 0 | 0 | 0 | 0 | 0 | 0 | 0 | 0 | 4.8066e-19 | -5.1079e-11 | -1.4825e-10 | -7.5533e-19 | 5.1079e-11 | 1.4825e-10 | 3.296e-18 | 1.422e-10 | 2.6112e-11 | -2.7466e-18 | -1.422e-10 | -2.6112e-11 | 0 | 0 | 0 | 0 | 0 | 0 | 0.95 | 0.94815 | 0.94465 | 0.95 | 0.94815 | 0.94465 | -1.8891e-13 | -120.3084 | 119.9432 | -1.8885e-13 | -120.3084 | 119.9432
Line2_1_4 | 0 | 0 | 0 | 0 | 0 | 0 | 0 | 0 | 0 | 0 | 0 | 0 | -4.8066e-19 | -1.277e-11 | -3.7063e-11 | 4.8066e-19 | 1.277e-11 | 3.7063e-11 | 1.0987e-18 | 3.5549e-11 | 6.5281e-12 | -5.4933e-19 | -3.5549e-11 | -6.5281e-12 | 0 | 0 | 0 | 0 | 0 | 0 | 0.95 | 0.94815 | 0.94465 | 0.95 | 0.94815 | 0.94465 | -1.8891e-13 | -120.3084 | 119.9432 | -1.8887e-13 | -120.3084 | 119.9432
Line3_1_5 | 0 | 0 | 0 | 0 | 0 | 0 | 0 | 0 | 0 | 0 | 0 | 0 | -4.8066e-19 | -1.277e-11 | -3.7063e-11 | 4.8066e-19 | 1.277e-11 | 3.7063e-11 | 1.0987e-18 | 3.5549e-11 | 6.5281e-12 | -5.4933e-19 | -3.5549e-11 | -6.5281e-12 | 0 | 0 | 0 | 0 | 0 | 0 | 0.95 | 0.94815 | 0.94465 | 0.95 | 0.94815 | 0.94465 | -1.8891e-13 | -120.3084 | 119.9432 | -1.8887e-13 | -120.3084 | 119.9432
Line4_2_6 | 0 | 0.051843 | 0.051843 | 0 | 0.051843 | 0.051843 | 0 | 0.011973 | 0.011973 | 0 | 0.011973 | 0.011973 | 4.6973e-32 | 0.010915 | 0.0028331 | 1.0987e-18 | -0.010863 | -0.0027815 | 1.4283e-17 | 0.0028788 | 0.010882 | -1.4283e-17 | -0.0028251 | -0.010828 | 0 | -135.2796 | 44.7204 | 0 | 44.7204 | -135.2796 | 0.95 | 0.94283 | 0.93921 | 0.95 | 0.93752 | 0.93379 | -1.8844e-13 | -120.5043 | 120.1275 | -1.8796e-13 | -120.7024 | 120.3141
Line5_6_7 | 0 | 0.051843 | 0.051843 | 0 | 0.051843 | 0.051843 | 0 | 0.011973 | 0.011973 | 0 | 0.011973 | 0.011973 | 4.3251e-32 | 0.010863 | 0.0027815 | 2.1973e-18 | -0.010812 | -0.0027299 | 1.3184e-17 | 0.0028251 | 0.010828 | -1.5381e-17 | -0.0027713 | -0.010775 | 0 | -135.2796 | 44.7204 | 0 | 44.7204 | -135.2796 | 0.95 | 0.93752 | 0.93379 | 0.95 | 0.93223 | 0.92837 | -1.8796e-13 | -120.7024 | 120.3141 | -1.8759e-13 | -120.9028 | 120.5028
Line6_7_8 | 0 | 0.051843 | 0.051843 | 0 | 0.051843 | 0.051843 | 0 | 0.011973 | 0.011973 | 0 | 0.011973 | 0.011973 | -2.1973e-18 | 0.010812 | 0.0027299 | 2.1973e-18 | -0.01076 | -0.0026783 | 1.3184e-17 | 0.0027713 | 0.010775 | -1.3184e-17 | -0.0027175 | -0.010721 | 0 | -135.2796 | 44.7204 | 0 | 44.7204 | -135.2796 | 0.95 | 0.93223 | 0.92837 | 0.95 | 0.92694 | 0.92297 | -1.8759e-13 | -120.9028 | 120.5028 | -1.8732e-13 | -121.1055 | 120.6937
Line7_8_9 | 0 | 0 | 0 | 0 | 0 | 0 | 0 | 0 | 0 | 0 | 0 | 0 | 6.5919e-18 | -7.7759e-11 | -9.1252e-11 | -2.1973e-18 | 7.7759e-11 | 9.1252e-11 | 2.1973e-18 | 6.2294e-11 | -3.8923e-11 | -2.1973e-18 | -6.2294e-11 | 3.8923e-11 | 0 | 0 | 0 | 0 | 0 | 0 | 0.95 | 0.92694 | 0.92297 | 0.95 | 0.92694 | 0.92297 | -1.8732e-13 | -121.1055 | 120.6937 | -1.8735e-13 | -121.1055 | 120.6937
Line8_8_10 | 0 | 0 | 0 | 0 | 0 | 0 | 0 | 0 | 0 | 0 | 0 | 0 | 1.4367e-32 | -7.7759e-11 | -9.1252e-11 | 4.3946e-18 | 7.7759e-11 | 9.1252e-11 | 4.3946e-18 | 6.2294e-11 | -3.8923e-11 | -4.3946e-18 | -6.2294e-11 | 3.8923e-11 | 0 | 0 | 0 | 0 | 0 | 0 | 0.95 | 0.92694 | 0.92297 | 0.95 | 0.92694 | 0.92297 | -1.8732e-13 | -121.1055 | 120.6937 | -1.8729e-13 | -121.1055 | 120.6937
Line9_3_11 | 0 | 0 | 0 | 0 | 0 | 0 | 0 | 0 | 0 | 0 | 0 | 0 | 1.5793e-18 | -4.4694e-11 | -1.2972e-10 | -1.5793e-18 | 4.4694e-11 | 1.2972e-10 | 2.7466e-18 | 1.2442e-10 | 2.2848e-11 | -2.1973e-18 | -1.2442e-10 | -2.2848e-11 | 0 | 0 | 0 | 0 | 0 | 0 | 0.95 | 0.94815 | 0.94465 | 0.95 | 0.94815 | 0.94465 | -1.8885e-13 | -120.3084 | 119.9432 | -1.8878e-13 | -120.3084 | 119.9432

## LL_min_fault_10
name | pf_ikss_a_from_ka | pf_ikss_b_from_ka | pf_ikss_c_from_ka | pf_ikss_a_to_ka | pf_ikss_b_to_ka | pf_ikss_c_to_ka | pf_skss_a_from_mw | pf_skss_b_from_mw | pf_skss_c_from_mw | pf_skss_a_to_mw | pf_skss_b_to_mw | pf_skss_c_to_mw | pf_p_a_from_mw | pf_p_b_from_mw | pf_p_c_from_mw | pf_p_a_to_mw | pf_p_b_to_mw | pf_p_c_to_mw | pf_q_a_from_mvar | pf_q_b_from_mvar | pf_q_c_from_mvar | pf_q_a_to_mvar | pf_q_b_to_mvar | pf_q_c_to_mvar | pf_ikss_a_from_degree | pf_ikss_b_from_degree | pf_ikss_c_from_degree | pf_ikss_a_to_degree | pf_ikss_b_to_degree | pf_ikss_c_to_degree | pf_vm_a_from_pu | pf_vm_b_from_pu | pf_vm_c_from_pu | pf_vm_a_to_pu | pf_vm_b_to_pu | pf_vm_c_to_pu | pf_va_a_from_degree | pf_va_b_from_degree | pf_va_c_from_degree | pf_va_a_to_degree | pf_va_b_to_degree | pf_va_c_to_degree
Line0_1_2 | 0 | 0.049114 | 0.049114 | 0 | 0.049114 | 0.049114 | 0 | 0.011342 | 0.011342 | 0 | 0.011342 | 0.011342 | -1.0408e-18 | 0.0098425 | 0.002589 | -3.1332e-32 | -0.0097961 | -0.0025427 | 1.3531e-17 | 0.002632 | 0.009815 | -1.3531e-17 | -0.0025837 | -0.0097667 | 0 | -135.2796 | 44.7204 | 0 | 44.7204 | -135.2796 | 0.9 | 0.89825 | 0.89493 | 0.9 | 0.89321 | 0.88978 | -1.3313e-13 | -120.3084 | 119.9432 | -1.3267e-13 | -120.5043 | 120.1275
Line10_11_12 | 0 | 0 | 0 | 0 | 0 | 0 | 0 | 0 | 0 | 0 | 0 | 0 | 3.9031e-19 | -3.4383e-11 | -9.9793e-11 | -1.301e-19 | 3.4383e-11 | 9.9793e-11 | 3.1225e-18 | 9.5716e-11 | 1.7577e-11 | -2.6021e-18 | -9.5716e-11 | -1.7577e-11 | 0 | 0 | 0 | 0 | 0 | 0 | 0.9 | 0.89825 | 0.89493 | 0.9 | 0.89825 | 0.89493 | -1.3299e-13 | -120.3084 | 119.9432 | -1.3292e-13 | -120.3084 | 119.9432
Line11_12_13 | 0 | 0 | 0 | 0 | 0 | 0 | 0 | 0 | 0 | 0 | 0 | 0 | -2.6021e-19 | -2.8652e-11 | -8.3161e-11 | 2.6021e-19 | 2.8652e-11 | 8.3161e-11 | 1.0408e-18 | 7.9764e-11 | 1.4648e-11 | -1.0408e-18 | -7.9764e-11 | -1.4648e-11 | 0 | 0 | 0 | 0 | 0 | 0 | 0.9 | 0.89825 | 0.89493 | 0.9 | 0.89825 | 0.89493 | -1.3292e-13 | -120.3084 | 119.9432 | -1.3285e-13 | -120.3084 | 119.9432
Line12_13_15 | 0 | 0 | 0 | 0 | 0 | 0 | 0 | 0 | 0 | 0 | 0 | 0 | -9.1073e-19 | -1.7191e-11 | -4.9896e-11 | 9.1073e-19 | 1.7191e-11 | 4.9896e-11 | 2.0817e-18 | 4.7858e-11 | 8.7885e-12 | -2.0817e-18 | -4.7858e-11 | -8.7885e-12 | 0 | 0 | 0 | 0 | 0 | 0 | 0.9 | 0.89825 | 0.89493 | 0.9 | 0.89825 | 0.89493 | -1.3285e-13 | -120.3084 | 119.9432 | -1.3281e-13 | -120.3084 | 119.9432
Line13_13_14 | 0 | 0 | 0 | 0 | 0 | 0 | 0 | 0 | 0 | 0 | 0 | 0 | -8.4568e-19 | -5.7305e-12 | -1.6632e-11 | 8.4568e-19 | 5.7305e-12 | 1.6632e-11 | 1.5613e-18 | 1.5953e-11 | 2.9295e-12 | -1.5613e-18 | -1.5953e-11 | -2.9295e-12 | 0 | 0 | 0 | 0 | 0 | 0 | 0.9 | 0.89825 | 0.89493 | 0.9 | 0.89825 | 0.89493 | -1.3285e-13 | -120.3084 | 119.9432 | -1.3285e-13 | -120.3084 | 119.9432
Line14_15_16 | 0 | 0 | 0 | 0 | 0 | 0 | 0 | 0 | 0 | 0 | 0 | 0 | -1.301e-19 | -1.1461e-11 | -3.3264e-11 | 1.301e-19 | 1.1461e-11 | 3.3264e-11 | 1.5613e-18 | 3.1905e-11 | 5.859e-12 | -1.5613e-18 | -3.1905e-11 | -5.859e-12 | 0 | 0 | 0 | 0 | 0 | 0 | 0.9 | 0.89825 | 0.89493 | 0.9 | 0.89825 | 0.89493 | -1.3281e-13 | -120.3084 | 119.9432 | -1.3278e-13 | -120.3084 | 119.9432
Line15_16_17 | 0 | 0 | 0 | 0 | 0 | 0 | 0 | 0 | 0 | 0 | 0 | 0 | -7.1557e-19 | -5.7305e-12 | -1.6632e-11 | 4.5536e-19 | 5.7305e-12 | 1.6632e-11 | 5.2042e-19 | 1.5953e-11 | 2.9295e-12 | -1.0408e-18 | -1.5953e-11 | -2.9295e-12 | 0 | 0 | 0 | 0 | 0 | 0 | 0.9 | 0.89825 | 0.89493 | 0.9 | 0.89825 | 0.89493 | -1.3278e-13 | -120.3084 | 119.9432 | -1.3277e-13 | -120.3084 | 119.9432
Line16_4_18 | 0 | 0 | 0 | 0 | 0 | 0 | 0 | 0 | 0 | 0 | 0 | 0 | 1.2088e-33 | -5.7305e-12 | -1.6632e-11 | -2.6021e-19 | 5.7305e-12 | 1.6632e-11 | 5.2042e-19 | 1.5953e-11 | 2.9295e-12 | -5.2042e-19 | -1.5953e-11 | -2.9295e-12 | 0 | 0 | 0 | 0 | 0 | 0 | 0.9 | 0.89825 | 0.89493 | 0.9 | 0.89825 | 0.89493 | -1.3309e-13 | -120.3084 | 119.9432 | -1.3308e-13 | -120.3084 | 119.9432
Line17_5_19 | 0 | 0 | 0 | 0 | 0 | 0 | 0 | 0 | 0 | 0 | 0 | 0 | 1.2088e-33 | -5.7305e-12 | -1.6632e-11 | -2.6021e-19 | 5.7305e-12 | 1.6632e-11 | 5.2042e-19 | 1.5953e-11 | 2.9295e-12 | -5.2042e-19 | -1.5953e-11 | -2.9295e-12 | 0 | 0 | 0 | 0 | 0 | 0 | 0.9 | 0.89825 | 0.89493 | 0.9 | 0.89825 | 0.89493 | -1.3309e-13 | -120.3084 | 119.9432 | -1.3308e-13 | -120.3084 | 119.9432
Line1_1_3 | 0 | 0 | 0 | 0 | 0 | 0 | 0 | 0 | 0 | 0 | 0 | 0 | 8.4568e-19 | -4.5844e-11 | -1.3306e-10 | -8.4568e-19 | 4.5844e-11 | 1.3306e-10 | 2.0817e-18 | 1.2762e-10 | 2.3436e-11 | -2.6021e-18 | -1.2762e-10 | -2.3436e-11 | 0 | 0 | 0 | 0 | 0 | 0 | 0.9 | 0.89825 | 0.89493 | 0.9 | 0.89825 | 0.89493 | -1.3313e-13 | -120.3084 | 119.9432 | -1.3307e-13 | -120.3084 | 119.9432
Line2_1_4 | 0 | 0 | 0 | 0 | 0 | 0 | 0 | 0 | 0 | 0 | 0 | 0 | -3.9031e-19 | -1.1461e-11 | -3.3264e-11 | 1.301e-19 | 1.1461e-11 | 3.3264e-11 | 1.0408e-18 | 3.1905e-11 | 5.859e-12 | -1.0408e-18 | -3.1905e-11 | -5.859e-12 | 0 | 0 | 0 | 0 | 0 | 0 | 0.9 | 0.89825 | 0.89493 | 0.9 | 0.89825 | 0.89493 | -1.3313e-13 | -120.3084 | 119.9432 | -1.3309e-13 | -120.3084 | 119.9432
Line3_1_5 | 0 | 0 | 0 | 0 | 0 | 0 | 0 | 0 | 0 | 0 | 0 | 0 | -3.9031e-19 | -1.1461e-11 | -3.3264e-11 | 1.301e-19 | 1.1461e-11 | 3.3264e-11 | 1.0408e-18 | 3.1905e-11 | 5.859e-12 | -1.0408e-18 | -3.1905e-11 | -5.859e-12 | 0 | 0 | 0 | 0 | 0 | 0 | 0.9 | 0.89825 | 0.89493 | 0.9 | 0.89825 | 0.89493 | -1.3313e-13 | -120.3084 | 119.9432 | -1.3309e-13 | -120.3084 | 119.9432
Line4_2_6 | 0 | 0.049114 | 0.049114 | 0 | 0.049114 | 0.049114 | 0 | 0.011342 | 0.011342 | 0 | 0.011342 | 0.011342 | 2.8922e-32 | 0.0097961 | 0.0025427 | -3.1221e-32 | -0.0097498 | -0.0024964 | 1.249e-17 | 0.0025837 | 0.0097667 | -1.3531e-17 | -0.0025355 | -0.0097185 | 0 | -135.2796 | 44.7204 | 0 | 44.7204 | -135.2796 | 0.9 | 0.89321 | 0.88978 | 0.9 | 0.88818 | 0.88464 | -1.3267e-13 | -120.5043 | 120.1275 | -1.3221e-13 | -120.7024 | 120.3141
Line5_6_7 | 0 | 0.049114 | 0.049114 | 0 | 0.049114 | 0.049114 | 0 | 0.011342 | 0.011342 | 0 | 0.011342 | 0.011342 | 1.0408e-18 | 0.0097498 | 0.0024964 | -1.0408e-18 | -0.0097035 | -0.0024501 | 1.249e-17 | 0.0025355 | 0.0097185 | -1.4572e-17 | -0.0024873 | -0.0096702 | 0 | -135.2796 | 44.7204 | 0 | 44.7204 | -135.2796 | 0.9 | 0.88818 | 0.88464 | 0.9 | 0.88316 | 0.87951 | -1.3221e-13 | -120.7024 | 120.3141 | -1.3184e-13 | -120.9028 | 120.5028
Line6_7_8 | 0 | 0.049114 | 0.049114 | 0 | 0.049114 | 0.049114 | 0 | 0.011342 | 0.011342 | 0 | 0.011342 | 0.011342 | 2.0817e-18 | 0.0097035 | 0.0024501 | -2.0817e-18 | -0.0096572 | -0.0024038 | 1.0408e-17 | 0.0024873 | 0.0096702 | -1.249e-17 | -0.002439 | -0.009622 | 0 | -135.2796 | 44.7204 | 0 | 44.7204 | -135.2796 | 0.9 | 0.88316 | 0.87951 | 0.9 | 0.87816 | 0.87439 | -1.3184e-13 | -120.9028 | 120.5028 | -1.3156e-13 | -121.1055 | 120.6937
Line7_8_9 | 0 | 0 | 0 | 0 | 0 | 0 | 0 | 0 | 0 | 0 | 0 | 0 | 4.7799e-33 | -6.9789e-11 | -8.1899e-11 | 2.0817e-18 | 6.9789e-11 | 8.1899e-11 | 2.0817e-18 | 5.5909e-11 | -3.4934e-11 | -2.0817e-18 | -5.5909e-11 | 3.4934e-11 | 0 | 0 | 0 | 0 | 0 | 0 | 0.9 | 0.87816 | 0.87439 | 0.9 | 0.87816 | 0.87439 | -1.3156e-13 | -121.1055 | 120.6937 | -1.316e-13 | -121.1055 | 120.6937
Line8_8_10 | 0 | 0 | 0 | 0 | 0 | 0 | 0 | 0 | 0 | 0 | 0 | 0 | -2.0817e-18 | -6.9789e-11 | -8.1899e-11 | 2.0817e-18 | 6.9789e-11 | 8.1899e-11 | 4.1633e-18 | 5.5909e-11 | -3.4934e-11 | -4.1633e-18 | -5.5909e-11 | 3.4934e-11 | 0 | 0 | 0 | 0 | 0 | 0 | 0.9 | 0.87816 | 0.87439 | 0.9 | 0.87816 | 0.87439 | -1.3156e-13 | -121.1055 | 120.6937 | -1.3151e-13 | -121.1055 | 120.6937
Line9_3_11 | 0 | 0 | 0 | 0 | 0 | 0 | 0 | 0 | 0 | 0 | 0 | 0 | 9.1073e-19 | -4.0113e-11 | -1.1643e-10 | -6.5052e-19 | 4.0113e-11 | 1.1643e-10 | 2.6021e-18 | 1.1167e-10 | 2.0507e-11 | -2.6021e-18 | -1.1167e-10 | -2.0507e-11 | 0 | 0 | 0 | 0 | 0 | 0 | 0.9 | 0.89825 | 0.89493 | 0.9 | 0.89825 | 0.89493 | -1.3307e-13 | -120.3084 | 119.9432 | -1.3299e-13 | -120.3084 | 119.9432

## LG_max_6
name | pf_ikss_a_from_ka | pf_ikss_b_from_ka | pf_ikss_c_from_ka | pf_ikss_a_to_ka | pf_ikss_b_to_ka | pf_ikss_c_to_ka | pf_skss_a_from_mw | pf_skss_b_from_mw | pf_skss_c_from_mw | pf_skss_a_to_mw | pf_skss_b_to_mw | pf_skss_c_to_mw | pf_p_a_from_mw | pf_p_b_from_mw | pf_p_c_from_mw | pf_p_a_to_mw | pf_p_b_to_mw | pf_p_c_to_mw | pf_q_a_from_mvar | pf_q_b_from_mvar | pf_q_c_from_mvar | pf_q_a_to_mvar | pf_q_b_to_mvar | pf_q_c_to_mvar | pf_ikss_a_from_degree | pf_ikss_b_from_degree | pf_ikss_c_from_degree | pf_ikss_a_to_degree | pf_ikss_b_to_degree | pf_ikss_c_to_degree | pf_vm_a_from_pu | pf_vm_b_from_pu | pf_vm_c_from_pu | pf_vm_a_to_pu | pf_vm_b_to_pu | pf_vm_c_to_pu | pf_va_a_from_degree | pf_va_b_from_degree | pf_va_c_from_degree | pf_va_a_to_degree | pf_va_b_to_degree | pf_va_c_to_degree
Line0_1_2 | 0.03255 | 2.2646e-06 | 2.2646e-06 | 0.03255 | 1.8883e-06 | 1.8883e-06 | 0.0075172 | 5.2299e-07 | 5.2299e-07 | 0.0075171 | 4.3609e-07 | 4.3609e-07 | 3.5314e-05 | 5.111e-07 | -4.3897e-07 | -2.6486e-05 | -4.318e-07 | 3.6006e-07 | 7.0634e-05 | -7.9379e-07 | -8.3876e-07 | -5.2975e-05 | 6.5798e-07 | 7.0231e-07 | -47.4257 | -92.7096 | -92.7096 | 132.5748 | 86.7958 | 86.7958 | 0.010505 | 1.8052 | 1.8101 | 0.0078789 | 1.8047 | 1.8098 | 16.011 | -149.9335 | 149.6646 | 16.0111 | -149.9295 | 149.6526
Line10_11_12 | 2.262e-06 | 2.2618e-06 | 2.2618e-06 | 1.8858e-06 | 1.8856e-06 | 1.8856e-06 | 5.2238e-07 | 5.2233e-07 | 5.2233e-07 | 4.355e-07 | 4.3546e-07 | 4.3546e-07 | -1.7645e-09 | 5.1085e-07 | -4.3801e-07 | 1.5089e-09 | -4.3163e-07 | 3.5905e-07 | 5.1962e-09 | -7.9254e-07 | -8.3792e-07 | -4.319e-09 | 6.5699e-07 | 7.0172e-07 | -92.744 | -92.738 | -92.738 | 86.7548 | 86.762 | 86.762 | 0.010505 | 1.8052 | 1.8101 | 0.010505 | 1.8052 | 1.8101 | 16.012 | -149.9335 | 149.6646 | 16.0124 | -149.9335 | 149.6646
Line11_12_13 | 1.885e-06 | 1.8848e-06 | 1.8848e-06 | 1.5088e-06 | 1.5086e-06 | 1.5086e-06 | 4.3532e-07 | 4.3528e-07 | 4.3528e-07 | 3.4844e-07 | 3.4841e-07 | 3.4841e-07 | -1.4704e-09 | 4.2571e-07 | -3.6501e-07 | 1.2148e-09 | -3.4649e-07 | 2.8605e-07 | 4.3301e-09 | -6.6045e-07 | -6.9827e-07 | -3.4529e-09 | 5.249e-07 | 5.6206e-07 | -92.744 | -92.738 | -92.738 | 86.6296 | 86.6371 | 86.6371 | 0.010505 | 1.8052 | 1.8101 | 0.010505 | 1.8052 | 1.8101 | 16.0124 | -149.9335 | 149.6646 | 16.0127 | -149.9335 | 149.6646
Line12_13_15 | 1.131e-06 | 1.1309e-06 | 1.1309e-06 | 0 | 0 | 0 | 2.6119e-07 | 2.6117e-07 | 2.6117e-07 | 0 | 0 | 0 | -8.8226e-10 | 2.5542e-07 | -2.19e-07 | 6.2665e-10 | -1.7621e-07 | 1.4004e-07 | 2.5981e-09 | -3.9627e-07 | -4.1896e-07 | -1.7209e-09 | 2.6071e-07 | 2.8276e-07 | -92.744 | -92.738 | -92.738 | 0 | 0 | 0 | 0.010505 | 1.8052 | 1.8101 | 0.010505 | 1.8052 | 1.8101 | 16.0127 | -149.9335 | 149.6646 | 16.0129 | -149.9335 | 149.6646
Line13_13_14 | 0 | 0 | 0 | 0 | 0 | 0 | 0 | 0 | 0 | 0 | 0 | 0 | -2.9409e-10 | 8.5141e-08 | -7.3001e-08 | 3.847e-11 | -5.9259e-09 | -5.9586e-09 | 8.6602e-10 | -1.3209e-07 | -1.3965e-07 | 1.1157e-11 | -3.468e-09 | 3.4491e-09 | 0 | 0 | 0 | 0 | 0 | 0 | 0.010505 | 1.8052 | 1.8101 | 0.010505 | 1.8052 | 1.8101 | 16.0127 | -149.9335 | 149.6646 | 16.0127 | -149.9335 | 149.6646
Line14_15_16 | 0 | 0 | 0 | 0 | 0 | 0 | 0 | 0 | 0 | 0 | 0 | 0 | -5.8818e-10 | 1.7028e-07 | -1.46e-07 | 3.3256e-10 | -9.1067e-08 | 6.7043e-08 | 1.732e-09 | -2.6418e-07 | -2.7931e-07 | -8.5486e-10 | 1.2862e-07 | 1.431e-07 | 0 | 0 | 0 | 0 | 0 | 0 | 0.010505 | 1.8052 | 1.8101 | 0.010505 | 1.8052 | 1.8101 | 16.0129 | -149.9335 | 149.6646 | 16.013 | -149.9335 | 149.6646
Line15_16_17 | 0 | 0 | 0 | 0 | 0 | 0 | 0 | 0 | 0 | 0 | 0 | 0 | -2.9409e-10 | 8.5141e-08 | -7.3001e-08 | 3.847e-11 | -5.9259e-09 | -5.9586e-09 | 8.6602e-10 | -1.3209e-07 | -1.3965e-07 | 1.1157e-11 | -3.468e-09 | 3.4491e-09 | 0 | 0 | 0 | 0 | 0 | 0 | 0.010505 | 1.8052 | 1.8101 | 0.010505 | 1.8052 | 1.8101 | 16.013 | -149.9335 | 149.6646 | 16.013 | -149.9335 | 149.6646
Line16_4_18 | 0 | 0 | 0 | 0 | 0 | 0 | 0 | 0 | 0 | 0 | 0 | 0 | -2.9407e-10 | 8.5141e-08 | -7.3001e-08 | 3.8472e-11 | -5.9259e-09 | -5.9586e-09 | 8.6605e-10 | -1.3209e-07 | -1.3965e-07 | 1.1156e-11 | -3.468e-09 | 3.4491e-09 | 0 | 0 | 0 | 0 | 0 | 0 | 0.010505 | 1.8052 | 1.8101 | 0.010505 | 1.8052 | 1.8101 | 16.0111 | -149.9335 | 149.6646 | 16.0111 | -149.9335 | 149.6646
Line17_5_19 | 0 | 0 | 0 | 0 | 0 | 0 | 0 | 0 | 0 | 0 | 0 | 0 | -2.9407e-10 | 8.5141e-08 | -7.3001e-08 | 3.8472e-11 | -5.9259e-09 | -5.9586e-09 | 8.6605e-10 | -1.3209e-07 | -1.3965e-07 | 1.1156e-11 | -3.468e-09 | 3.4491e-09 | 0 | 0 | 0 | 0 | 0 | 0 | 0.010505 | 1.8052 | 1.8101 | 0.010505 | 1.8052 | 1.8101 | 16.0111 | -149.9335 | 149.6646 | 16.0111 | -149.9335 | 149.6646
Line1_1_3 | 3.016e-06 | 3.0157e-06 | 3.0157e-06 | 2.6398e-06 | 2.6395e-06 | 2.6395e-06 | 6.965e-07 | 6.9644e-07 | 6.9644e-07 | 6.0963e-07 | 6.0956e-07 | 6.0956e-07 | -2.3526e-09 | 6.8113e-07 | -5.8401e-07 | 2.097e-09 | -6.0192e-07 | 5.0505e-07 | 6.9284e-09 | -1.0567e-06 | -1.1172e-06 | -6.0512e-09 | 9.2117e-07 | 9.8103e-07 | -92.744 | -92.738 | -92.738 | 86.898 | 86.9048 | 86.9048 | 0.010505 | 1.8052 | 1.8101 | 0.010505 | 1.8052 | 1.8101 | 16.011 | -149.9335 | 149.6646 | 16.0115 | -149.9335 | 149.6646
Line2_1_4 | 0 | 0 | 0 | 0 | 0 | 0 | 0 | 0 | 0 | 0 | 0 | 0 | -5.8814e-10 | 1.7028e-07 | -1.46e-07 | 3.3254e-10 | -9.1067e-08 | 6.7043e-08 | 1.7321e-09 | -2.6418e-07 | -2.7931e-07 | -8.549e-10 | 1.2862e-07 | 1.431e-07 | 0 | 0 | 0 | 0 | 0 | 0 | 0.010505 | 1.8052 | 1.8101 | 0.010505 | 1.8052 | 1.8101 | 16.011 | -149.9335 | 149.6646 | 16.0111 | -149.9335 | 149.6646
Line3_1_5 | 0 | 0 | 0 | 0 | 0 | 0 | 0 | 0 | 0 | 0 | 0 | 0 | -5.8814e-10 | 1.7028e-07 | -1.46e-07 | 3.3254e-10 | -9.1067e-08 | 6.7043e-08 | 1.7321e-09 | -2.6418e-07 | -2.7931e-07 | -8.549e-10 | 1.2862e-07 | 1.431e-07 | 0 | 0 | 0 | 0 | 0 | 0 | 0.010505 | 1.8052 | 1.8101 | 0.010505 | 1.8052 | 1.8101 | 16.011 | -149.9335 | 149.6646 | 16.0111 | -149.9335 | 149.6646
Line4_2_6 | 0.03255 | 1.8876e-06 | 1.8876e-06 | 0.03255 | 1.5111e-06 | 1.5111e-06 | 0.0075171 | 4.3591e-07 | 4.3591e-07 | 0.0075171 | 3.4898e-07 | 3.4898e-07 | 2.6486e-05 | 4.2587e-07 | -3.6601e-07 | -1.7657e-05 | -3.4658e-07 | 2.8702e-07 | 5.2975e-05 | -6.6145e-07 | -6.9886e-07 | -3.5316e-05 | 5.2564e-07 | 5.6244e-07 | -47.4252 | -92.7051 | -92.7051 | 132.5753 | 86.6757 | 86.6757 | 0.0078789 | 1.8047 | 1.8098 | 0.0052526 | 1.8042 | 1.8094 | 16.0111 | -149.9295 | 149.6526 | 16.0113 | -149.9254 | 149.6405
Line5_6_7 | 0.03255 | 1.5103e-06 | 1.5103e-06 | 0.03255 | 1.1337e-06 | 1.1337e-06 | 0.0075171 | 3.4879e-07 | 3.4879e-07 | 0.007517 | 2.6182e-07 | 2.6182e-07 | 1.7657e-05 | 3.4067e-07 | -2.9297e-07 | -8.8286e-06 | -2.6138e-07 | 2.1388e-07 | 3.5316e-05 | -5.2911e-07 | -5.59e-07 | -1.7658e-05 | 3.9331e-07 | 4.2262e-07 | -47.4247 | -92.701 | -92.701 | 132.5757 | 86.472 | 86.472 | 0.0052526 | 1.8042 | 1.8094 | 0.0026263 | 1.8037 | 1.8091 | 16.0113 | -149.9254 | 149.6405 | 16.0114 | -149.9214 | 149.6285
Line6_7_8 | 0.03255 | 1.1329e-06 | 1.1329e-06 | 0.032549 | 0 | 0 | 0.007517 | 2.6164e-07 | 2.6164e-07 | 0.0075169 | 0 | 0 | 8.8286e-06 | 2.5547e-07 | -2.1983e-07 | -6.4493e-15 | -1.762e-07 | 1.4066e-07 | 1.7658e-05 | -3.9678e-07 | -4.1917e-07 | 1.3625e-14 | 2.61e-07 | 2.8282e-07 | -47.4243 | -92.6976 | -92.6976 | 132.5762 | 0 | 0 | 0.0026263 | 1.8037 | 1.8091 | 0 | 1.8032 | 1.8087 | 16.0114 | -149.9214 | 149.6285 | 0 | -149.9173 | 149.6164
Line7_8_9 | 0 | 0 | 0 | 0 | 0 | 0 | 0 | 0 | 0 | 0 | 0 | 0 | 1.6506e-19 | 8.5146e-08 | -7.33e-08 | -3.0008e-17 | -5.9048e-09 | -5.9414e-09 | -5.8007e-20 | -1.3223e-07 | -1.3969e-07 | 1.864e-17 | -3.4624e-09 | 3.4413e-09 | 0 | 0 | 0 | 0 | 0 | 0 | 0 | 1.8032 | 1.8087 | 0 | 1.8032 | 1.8087 | 0 | -149.9173 | 149.6164 | 0 | -149.9173 | 149.6164
Line8_8_10 | 0 | 0 | 0 | 0 | 0 | 0 | 0 | 0 | 0 | 0 | 0 | 0 | 1.6506e-19 | 8.5146e-08 | -7.33e-08 | -3.0008e-17 | -5.9048e-09 | -5.9414e-09 | -5.8007e-20 | -1.3223e-07 | -1.3969e-07 | 1.864e-17 | -3.4624e-09 | 3.4413e-09 | 0 | 0 | 0 | 0 | 0 | 0 | 0 | 1.8032 | 1.8087 | 0 | 1.8032 | 1.8087 | 0 | -149.9173 | 149.6164 | 0 | -149.9173 | 149.6164
Line9_3_11 | 2.639e-06 | 2.6387e-06 | 2.6387e-06 | 2.2628e-06 | 2.2625e-06 | 2.2625e-06 | 6.0944e-07 | 6.0939e-07 | 6.0939e-07 | 5.2256e-07 | 5.2251e-07 | 5.2251e-07 | -2.0585e-09 | 5.9599e-07 | -5.1101e-07 | 1.803e-09 | -5.1677e-07 | 4.3205e-07 | 6.0623e-09 | -9.2464e-07 | -9.7758e-07 | -5.1851e-09 | 7.8908e-07 | 8.4137e-07 | -92.744 | -92.738 | -92.738 | 86.8383 | 86.8453 | 86.8453 | 0.010505 | 1.8052 | 1.8101 | 0.010505 | 1.8052 | 1.8101 | 16.0115 | -149.9335 | 149.6646 | 16.012 | -149.9335 | 149.6646

## LG_max_10
name | pf_ikss_a_from_ka | pf_ikss_b_from_ka | pf_ikss_c_from_ka | pf_ikss_a_to_ka | pf_ikss_b_to_ka | pf_ikss_c_to_ka | pf_skss_a_from_mw | pf_skss_b_from_mw | pf_skss_c_from_mw | pf_skss_a_to_mw | pf_skss_b_to_mw | pf_skss_c_to_mw | pf_p_a_from_mw | pf_p_b_from_mw | pf_p_c_from_mw | pf_p_a_to_mw | pf_p_b_to_mw | pf_p_c_to_mw | pf_q_a_from_mvar | pf_q_b_from_mvar | pf_q_c_from_mvar | pf_q_a_to_mvar | pf_q_b_to_mvar | pf_q_c_to_mvar | pf_ikss_a_from_degree | pf_ikss_b_from_degree | pf_ikss_c_from_degree | pf_ikss_a_to_degree | pf_ikss_b_to_degree | pf_ikss_c_to_degree | pf_vm_a_from_pu | pf_vm_b_from_pu | pf_vm_c_from_pu | pf_vm_a_to_pu | pf_vm_b_to_pu | pf_vm_c_to_pu | pf_va_a_from_degree | pf_va_b_from_degree | pf_va_c_from_degree | pf_va_a_to_degree | pf_va_b_to_degree | pf_va_c_to_degree
Line0_1_2 | 0.034097 | 2.3722e-06 | 2.3722e-06 | 0.034097 | 1.9781e-06 | 1.9781e-06 | 0.0078743 | 5.4785e-07 | 5.4785e-07 | 0.0078743 | 4.5682e-07 | 4.5682e-07 | 3.875e-05 | 5.6088e-07 | -4.8174e-07 | -2.9062e-05 | -4.7385e-07 | 3.9514e-07 | 7.7506e-05 | -8.7102e-07 | -9.2043e-07 | -5.8128e-05 | 7.22e-07 | 7.7069e-07 | -47.4297 | -92.713 | -92.713 | 132.5708 | 86.7925 | 86.7925 | 0.011004 | 1.891 | 1.8963 | 0.0082533 | 1.8905 | 1.8959 | 16.007 | -149.9342 | 149.6601 | 16.0071 | -149.9301 | 149.648
Line10_11_12 | 2.3695e-06 | 2.3693e-06 | 2.3693e-06 | 1.9754e-06 | 1.9752e-06 | 1.9752e-06 | 5.4721e-07 | 5.4716e-07 | 5.4716e-07 | 4.5621e-07 | 4.5616e-07 | 4.5616e-07 | -1.9362e-09 | 5.6061e-07 | -4.8068e-07 | 1.6557e-09 | -4.7368e-07 | 3.9403e-07 | 5.7019e-09 | -8.6965e-07 | -9.1951e-07 | -4.7393e-09 | 7.2091e-07 | 7.7005e-07 | -92.7477 | -92.7414 | -92.7414 | 86.7512 | 86.7587 | 86.7587 | 0.011004 | 1.891 | 1.8963 | 0.011004 | 1.891 | 1.8963 | 16.008 | -149.9342 | 149.6601 | 16.0083 | -149.9342 | 149.6601
Line11_12_13 | 1.9746e-06 | 1.9744e-06 | 1.9744e-06 | 1.5805e-06 | 1.5804e-06 | 1.5804e-06 | 4.5601e-07 | 4.5597e-07 | 4.5597e-07 | 3.6501e-07 | 3.6497e-07 | 3.6497e-07 | -1.6135e-09 | 4.6717e-07 | -4.0057e-07 | 1.333e-09 | -3.8024e-07 | 3.1391e-07 | 4.7515e-09 | -7.2471e-07 | -7.6626e-07 | -3.789e-09 | 5.7596e-07 | 6.1679e-07 | -92.7477 | -92.7414 | -92.7414 | 86.6259 | 86.6337 | 86.6337 | 0.011004 | 1.891 | 1.8963 | 0.011004 | 1.891 | 1.8963 | 16.0083 | -149.9342 | 149.6601 | 16.0087 | -149.9342 | 149.6601
Line12_13_15 | 1.1847e-06 | 1.1846e-06 | 1.1846e-06 | 0 | 0 | 0 | 2.7361e-07 | 2.7358e-07 | 2.7358e-07 | 0 | 0 | 0 | -9.681e-10 | 2.803e-07 | -2.4034e-07 | 6.8762e-10 | -1.9337e-07 | 1.5369e-07 | 2.8509e-09 | -4.3483e-07 | -4.5976e-07 | -1.8884e-09 | 2.8608e-07 | 3.1029e-07 | -92.7477 | -92.7414 | -92.7414 | 0 | 0 | 0 | 0.011004 | 1.891 | 1.8963 | 0.011004 | 1.891 | 1.8963 | 16.0087 | -149.9342 | 149.6601 | 16.0088 | -149.9342 | 149.6601
Line13_13_14 | 0 | 0 | 0 | 0 | 0 | 0 | 0 | 0 | 0 | 0 | 0 | 0 | -3.227e-10 | 9.3435e-08 | -8.0113e-08 | 4.2218e-11 | -6.5021e-09 | -6.5387e-09 | 9.503e-10 | -1.4494e-07 | -1.5325e-07 | 1.224e-11 | -3.8059e-09 | 3.7848e-09 | 0 | 0 | 0 | 0 | 0 | 0 | 0.011004 | 1.891 | 1.8963 | 0.011004 | 1.891 | 1.8963 | 16.0087 | -149.9342 | 149.6601 | 16.0087 | -149.9342 | 149.6601
Line14_15_16 | 0 | 0 | 0 | 0 | 0 | 0 | 0 | 0 | 0 | 0 | 0 | 0 | -6.454e-10 | 1.8687e-07 | -1.6023e-07 | 3.6492e-10 | -9.9937e-08 | 7.3575e-08 | 1.9006e-09 | -2.8988e-07 | -3.065e-07 | -9.3805e-10 | 1.4114e-07 | 1.5704e-07 | 0 | 0 | 0 | 0 | 0 | 0 | 0.011004 | 1.891 | 1.8963 | 0.011004 | 1.891 | 1.8963 | 16.0088 | -149.9342 | 149.6601 | 16.009 | -149.9342 | 149.6601
Line15_16_17 | 0 | 0 | 0 | 0 | 0 | 0 | 0 | 0 | 0 | 0 | 0 | 0 | -3.227e-10 | 9.3435e-08 | -8.0113e-08 | 4.2218e-11 | -6.5021e-09 | -6.5387e-09 | 9.5029e-10 | -1.4494e-07 | -1.5325e-07 | 1.224e-11 | -3.8059e-09 | 3.7848e-09 | 0 | 0 | 0 | 0 | 0 | 0 | 0.011004 | 1.891 | 1.8963 | 0.011004 | 1.891 | 1.8963 | 16.009 | -149.9342 | 149.6601 | 16.009 | -149.9342 | 149.6601
Line16_4_18 | 0 | 0 | 0 | 0 | 0 | 0 | 0 | 0 | 0 | 0 | 0 | 0 | -3.2268e-10 | 9.3435e-08 | -8.0113e-08 | 4.2219e-11 | -6.5021e-09 | -6.5387e-09 | 9.5033e-10 | -1.4494e-07 | -1.5325e-07 | 1.2239e-11 | -3.8059e-09 | 3.7848e-09 | 0 | 0 | 0 | 0 | 0 | 0 | 0.011004 | 1.891 | 1.8963 | 0.011004 | 1.891 | 1.8963 | 16.0071 | -149.9342 | 149.6601 | 16.0071 | -149.9342 | 149.6601
Line17_5_19 | 0 | 0 | 0 | 0 | 0 | 0 | 0 | 0 | 0 | 0 | 0 | 0 | -3.2268e-10 | 9.3435e-08 | -8.0113e-08 | 4.2219e-11 | -6.5021e-09 | -6.5387e-09 | 9.5033e-10 | -1.4494e-07 | -1.5325e-07 | 1.2239e-11 | -3.8059e-09 | 3.7848e-09 | 0 | 0 | 0 | 0 | 0 | 0 | 0.011004 | 1.891 | 1.8963 | 0.011004 | 1.891 | 1.8963 | 16.0071 | -149.9342 | 149.6601 | 16.0071 | -149.9342 | 149.6601
Line1_1_3 | 3.1593e-06 | 3.159e-06 | 3.159e-06 | 2.7653e-06 | 2.765e-06 | 2.765e-06 | 7.2962e-07 | 7.2955e-07 | 7.2955e-07 | 6.3861e-07 | 6.3854e-07 | 6.3854e-07 | -2.5815e-09 | 7.4748e-07 | -6.4091e-07 | 2.301e-09 | -6.6055e-07 | 5.5425e-07 | 7.6027e-09 | -1.1595e-06 | -1.226e-06 | -6.64e-09 | 1.0108e-06 | 1.0766e-06 | -92.7477 | -92.7414 | -92.7414 | 86.8943 | 86.9015 | 86.9015 | 0.011004 | 1.891 | 1.8963 | 0.011004 | 1.891 | 1.8963 | 16.007 | -149.9342 | 149.6601 | 16.0075 | -149.9342 | 149.6601
Line2_1_4 | 0 | 0 | 0 | 0 | 0 | 0 | 0 | 0 | 0 | 0 | 0 | 0 | -6.4536e-10 | 1.8687e-07 | -1.6023e-07 | 3.649e-10 | -9.9937e-08 | 7.3575e-08 | 1.9007e-09 | -2.8988e-07 | -3.065e-07 | -9.3809e-10 | 1.4114e-07 | 1.5704e-07 | 0 | 0 | 0 | 0 | 0 | 0 | 0.011004 | 1.891 | 1.8963 | 0.011004 | 1.891 | 1.8963 | 16.007 | -149.9342 | 149.6601 | 16.0071 | -149.9342 | 149.6601
Line3_1_5 | 0 | 0 | 0 | 0 | 0 | 0 | 0 | 0 | 0 | 0 | 0 | 0 | -6.4536e-10 | 1.8687e-07 | -1.6023e-07 | 3.649e-10 | -9.9937e-08 | 7.3575e-08 | 1.9007e-09 | -2.8988e-07 | -3.065e-07 | -9.3809e-10 | 1.4114e-07 | 1.5704e-07 | 0 | 0 | 0 | 0 | 0 | 0 | 0.011004 | 1.891 | 1.8963 | 0.011004 | 1.891 | 1.8963 | 16.007 | -149.9342 | 149.6601 | 16.0071 | -149.9342 | 149.6601
Line4_2_6 | 0.034097 | 1.9773e-06 | 1.9773e-06 | 0.034096 | 1.5829e-06 | 1.5829e-06 | 0.0078743 | 4.5663e-07 | 4.5663e-07 | 0.0078742 | 3.6556e-07 | 3.6556e-07 | 2.9062e-05 | 4.6736e-07 | -4.0167e-07 | -1.9375e-05 | -3.8034e-07 | 3.1498e-07 | 5.8128e-05 | -7.258e-07 | -7.6691e-07 | -3.8752e-05 | 5.7678e-07 | 6.1721e-07 | -47.4292 | -92.7085 | -92.7085 | 132.5712 | 86.6724 | 86.6724 | 0.0082533 | 1.8905 | 1.8959 | 0.0055022 | 1.8899 | 1.8955 | 16.0071 | -149.9301 | 149.648 | 16.0072 | -149.9261 | 149.636
Line5_6_7 | 0.034096 | 1.5821e-06 | 1.5821e-06 | 0.034096 | 1.1876e-06 | 1.1876e-06 | 0.0078742 | 3.6538e-07 | 3.6538e-07 | 0.0078742 | 2.7427e-07 | 2.7427e-07 | 1.9375e-05 | 3.7385e-07 | -3.2151e-07 | -9.6875e-06 | -2.8684e-07 | 2.3472e-07 | 3.8752e-05 | -5.8059e-07 | -6.1343e-07 | -1.9376e-05 | 4.3158e-07 | 4.6377e-07 | -47.4287 | -92.7043 | -92.7043 | 132.5717 | 86.4687 | 86.4687 | 0.0055022 | 1.8899 | 1.8955 | 0.0027511 | 1.8894 | 1.8951 | 16.0072 | -149.9261 | 149.636 | 16.0074 | -149.922 | 149.624
Line6_7_8 | 0.034096 | 1.1868e-06 | 1.1868e-06 | 0.034096 | 0 | 0 | 0.0078742 | 2.7407e-07 | 2.7407e-07 | 0.0078741 | 0 | 0 | 9.6875e-06 | 2.8036e-07 | -2.4124e-07 | 2.8794e-15 | -1.9336e-07 | 1.5436e-07 | 1.9376e-05 | -4.3538e-07 | -4.5999e-07 | 1.7526e-14 | 2.8639e-07 | 3.1036e-07 | -47.4283 | -92.7009 | -92.7009 | 132.5722 | 0 | 0 | 0.0027511 | 1.8894 | 1.8951 | 0 | 1.8889 | 1.8948 | 16.0074 | -149.922 | 149.624 | 0 | -149.9179 | 149.6119
Line7_8_9 | 0 | 0 | 0 | 0 | 0 | 0 | 0 | 0 | 0 | 0 | 0 | 0 | 1.211e-19 | 9.344e-08 | -8.0441e-08 | -3.2935e-17 | -6.4789e-09 | -6.5198e-09 | -1.6682e-19 | -1.4509e-07 | -1.5329e-07 | 2.0462e-17 | -3.7998e-09 | 3.7762e-09 | 0 | 0 | 0 | 0 | 0 | 0 | 0 | 1.8889 | 1.8948 | 0 | 1.8889 | 1.8948 | 0 | -149.9179 | 149.6119 | 0 | -149.9179 | 149.6119
Line8_8_10 | 0 | 0 | 0 | 0 | 0 | 0 | 0 | 0 | 0 | 0 | 0 | 0 | 1.211e-19 | 9.344e-08 | -8.0441e-08 | -3.2935e-17 | -6.4789e-09 | -6.5198e-09 | -1.6682e-19 | -1.4509e-07 | -1.5329e-07 | 2.0462e-17 | -3.7998e-09 | 3.7762e-09 | 0 | 0 | 0 | 0 | 0 | 0 | 0 | 1.8889 | 1.8948 | 0 | 1.8889 | 1.8948 | 0 | -149.9179 | 149.6119 | 0 | -149.9179 | 149.6119
Line9_3_11 | 2.7644e-06 | 2.7642e-06 | 2.7642e-06 | 2.3703e-06 | 2.3701e-06 | 2.3701e-06 | 6.3841e-07 | 6.3835e-07 | 6.3835e-07 | 5.4741e-07 | 5.4735e-07 | 5.4735e-07 | -2.2588e-09 | 6.5404e-07 | -5.6079e-07 | 1.9784e-09 | -5.6711e-07 | 4.7414e-07 | 6.6523e-09 | -1.0146e-06 | -1.0728e-06 | -5.6896e-09 | 8.6585e-07 | 9.233e-07 | -92.7477 | -92.7414 | -92.7414 | 86.8347 | 86.842 | 86.842 | 0.011004 | 1.891 | 1.8963 | 0.011004 | 1.891 | 1.8963 | 16.0075 | -149.9342 | 149.6601 | 16.008 | -149.9342 | 149.6601

## LG_max_fault_6
name | pf_ikss_a_from_ka | pf_ikss_b_from_ka | pf_ikss_c_from_ka | pf_ikss_a_to_ka | pf_ikss_b_to_ka | pf_ikss_c_to_ka | pf_skss_a_from_mw | pf_skss_b_from_mw | pf_skss_c_from_mw | pf_skss_a_to_mw | pf_skss_b_to_mw | pf_skss_c_to_mw | pf_p_a_from_mw | pf_p_b_from_mw | pf_p_c_from_mw | pf_p_a_to_mw | pf_p_b_to_mw | pf_p_c_to_mw | pf_q_a_from_mvar | pf_q_b_from_mvar | pf_q_c_from_mvar | pf_q_a_to_mvar | pf_q_b_to_mvar | pf_q_c_to_mvar | pf_ikss_a_from_degree | pf_ikss_b_from_degree | pf_ikss_c_from_degree | pf_ikss_a_to_degree | pf_ikss_b_to_degree | pf_ikss_c_to_degree | pf_vm_a_from_pu | pf_vm_b_from_pu | pf_vm_c_from_pu | pf_vm_a_to_pu | pf_vm_b_to_pu | pf_vm_c_to_pu | pf_va_a_from_degree | pf_va_b_from_degree | pf_va_c_from_degree | pf_va_a_to_degree | pf_va_b_to_degree | pf_va_c_to_degree
Line0_1_2 | 0.016704 | 1.1621e-06 | 1.1621e-06 | 0.016703 | 0 | 0 | 0.0038575 | 2.6838e-07 | 2.6838e-07 | 0.0038575 | 0 | 0 | 0.0014042 | 2.5379e-07 | -2.3412e-07 | -0.0014019 | -2.1359e-07 | 1.9314e-07 | 0.0014136 | -2.7706e-07 | -2.9009e-07 | -0.001409 | 2.2913e-07 | 2.4351e-07 | -46.2459 | -91.5298 | -91.5298 | 133.7546 | 0 | 0 | 0.51653 | 1.4 | 1.389 | 0.51525 | 1.3998 | 1.3889 | -1.0539 | -139.0396 | 139.5655 | -1.1009 | -139.0351 | 139.5561
Line10_11_12 | 1.1608e-06 | 1.1606e-06 | 1.1606e-06 | 0 | 0 | 0 | 2.6806e-07 | 2.6804e-07 | 2.6804e-07 | 0 | 0 | 0 | -1.2332e-09 | 2.5361e-07 | -2.3368e-07 | 2.0377e-09 | -2.1344e-07 | 1.927e-07 | 1.3846e-07 | -2.7659e-07 | -2.8985e-07 | -1.1542e-07 | 2.2873e-07 | 2.4333e-07 | -91.5642 | -91.5582 | -91.5582 | 0 | 0 | 0 | 0.51653 | 1.4 | 1.389 | 0.51653 | 1.4 | 1.389 | -1.0539 | -139.0396 | 139.5655 | -1.0539 | -139.0396 | 139.5655
Line11_12_13 | 0 | 0 | 0 | 0 | 0 | 0 | 0 | 0 | 0 | 0 | 0 | 0 | -1.0277e-09 | 2.1134e-07 | -1.9473e-07 | 1.8322e-09 | -1.7117e-07 | 1.5375e-07 | 1.1538e-07 | -2.3049e-07 | -2.4154e-07 | -9.2342e-08 | 1.8264e-07 | 1.9502e-07 | 0 | 0 | 0 | 0 | 0 | 0 | 0.51653 | 1.4 | 1.389 | 0.51653 | 1.4 | 1.389 | -1.0539 | -139.0396 | 139.5655 | -1.0539 | -139.0396 | 139.5655
Line12_13_15 | 0 | 0 | 0 | 0 | 0 | 0 | 0 | 0 | 0 | 0 | 0 | 0 | -6.1659e-10 | 1.2681e-07 | -1.1684e-07 | 1.4211e-09 | -8.663e-08 | 7.5857e-08 | 6.9229e-08 | -1.383e-07 | -1.4492e-07 | -4.6189e-08 | 9.0438e-08 | 9.8406e-08 | 0 | 0 | 0 | 0 | 0 | 0 | 0.51653 | 1.4 | 1.389 | 0.51653 | 1.4 | 1.389 | -1.0539 | -139.0396 | 139.5655 | -1.0539 | -139.0396 | 139.5655
Line13_13_14 | 0 | 0 | 0 | 0 | 0 | 0 | 0 | 0 | 0 | 0 | 0 | 0 | -2.0553e-10 | 4.2269e-08 | -3.8946e-08 | 1.01e-09 | -2.0917e-09 | -2.0354e-09 | 2.3076e-08 | -4.6098e-08 | -4.8308e-08 | -3.6578e-11 | -1.7584e-09 | 1.7909e-09 | 0 | 0 | 0 | 0 | 0 | 0 | 0.51653 | 1.4 | 1.389 | 0.51653 | 1.4 | 1.389 | -1.0539 | -139.0396 | 139.5655 | -1.0539 | -139.0396 | 139.5655
Line14_15_16 | 0 | 0 | 0 | 0 | 0 | 0 | 0 | 0 | 0 | 0 | 0 | 0 | -4.1106e-10 | 8.4538e-08 | -7.7893e-08 | 1.2156e-09 | -4.4361e-08 | 3.6911e-08 | 4.6153e-08 | -9.2197e-08 | -9.6615e-08 | -2.3113e-08 | 4.434e-08 | 5.0099e-08 | 0 | 0 | 0 | 0 | 0 | 0 | 0.51653 | 1.4 | 1.389 | 0.51653 | 1.4 | 1.389 | -1.0539 | -139.0396 | 139.5655 | -1.0539 | -139.0396 | 139.5655
Line15_16_17 | 0 | 0 | 0 | 0 | 0 | 0 | 0 | 0 | 0 | 0 | 0 | 0 | -2.0553e-10 | 4.2269e-08 | -3.8946e-08 | 1.01e-09 | -2.0917e-09 | -2.0354e-09 | 2.3076e-08 | -4.6098e-08 | -4.8308e-08 | -3.6579e-11 | -1.7584e-09 | 1.7909e-09 | 0 | 0 | 0 | 0 | 0 | 0 | 0.51653 | 1.4 | 1.389 | 0.51653 | 1.4 | 1.389 | -1.0539 | -139.0396 | 139.5655 | -1.0539 | -139.0396 | 139.5655
Line16_4_18 | 0 | 0 | 0 | 0 | 0 | 0 | 0 | 0 | 0 | 0 | 0 | 0 | -2.0552e-10 | 4.2269e-08 | -3.8946e-08 | 1.01e-09 | -2.0917e-09 | -2.0354e-09 | 2.3076e-08 | -4.6098e-08 | -4.8308e-08 | -3.6579e-11 | -1.7584e-09 | 1.7909e-09 | 0 | 0 | 0 | 0 | 0 | 0 | 0.51653 | 1.4 | 1.389 | 0.51653 | 1.4 | 1.389 | -1.0539 | -139.0396 | 139.5655 | -1.0539 | -139.0396 | 139.5655
Line17_5_19 | 0 | 0 | 0 | 0 | 0 | 0 | 0 | 0 | 0 | 0 | 0 | 0 | -2.0552e-10 | 4.2269e-08 | -3.8946e-08 | 1.01e-09 | -2.0917e-09 | -2.0354e-09 | 2.3076e-08 | -4.6098e-08 | -4.8308e-08 | -3.6579e-11 | -1.7584e-09 | 1.7909e-09 | 0 | 0 | 0 | 0 | 0 | 0 | 0.51653 | 1.4 | 1.389 | 0.51653 | 1.4 | 1.389 | -1.0539 | -139.0396 | 139.5655 | -1.0539 | -139.0396 | 139.5655
Line1_1_3 | 1.5477e-06 | 1.5475e-06 | 1.5475e-06 | 1.3546e-06 | 1.3545e-06 | 1.3545e-06 | 3.5742e-07 | 3.5739e-07 | 3.5739e-07 | 3.1284e-07 | 3.128e-07 | 3.128e-07 | -1.6442e-09 | 3.3815e-07 | -3.1157e-07 | 2.4487e-09 | -2.9797e-07 | 2.7059e-07 | 1.8461e-07 | -3.6879e-07 | -3.8646e-07 | -1.6157e-07 | 3.2093e-07 | 3.3994e-07 | -91.5642 | -91.5582 | -91.5582 | 88.0778 | 88.0846 | 88.0846 | 0.51653 | 1.4 | 1.389 | 0.51653 | 1.4 | 1.389 | -1.0539 | -139.0396 | 139.5655 | -1.0539 | -139.0396 | 139.5655
Line2_1_4 | 0 | 0 | 0 | 0 | 0 | 0 | 0 | 0 | 0 | 0 | 0 | 0 | -4.1104e-10 | 8.4538e-08 | -7.7893e-08 | 1.2155e-09 | -4.4361e-08 | 3.6911e-08 | 4.6153e-08 | -9.2197e-08 | -9.6615e-08 | -2.3113e-08 | 4.434e-08 | 5.0098e-08 | 0 | 0 | 0 | 0 | 0 | 0 | 0.51653 | 1.4 | 1.389 | 0.51653 | 1.4 | 1.389 | -1.0539 | -139.0396 | 139.5655 | -1.0539 | -139.0396 | 139.5655
Line3_1_5 | 0 | 0 | 0 | 0 | 0 | 0 | 0 | 0 | 0 | 0 | 0 | 0 | -4.1104e-10 | 8.4538e-08 | -7.7893e-08 | 1.2155e-09 | -4.4361e-08 | 3.6911e-08 | 4.6153e-08 | -9.2197e-08 | -9.6615e-08 | -2.3113e-08 | 4.434e-08 | 5.0098e-08 | 0 | 0 | 0 | 0 | 0 | 0 | 0.51653 | 1.4 | 1.389 | 0.51653 | 1.4 | 1.389 | -1.0539 | -139.0396 | 139.5655 | -1.0539 | -139.0396 | 139.5655
Line4_2_6 | 0.016703 | 0 | 0 | 0.016703 | 0 | 0 | 0.0038575 | 0 | 0 | 0.0038575 | 0 | 0 | 0.0014019 | 2.115e-07 | -1.9517e-07 | -0.0013996 | -1.7129e-07 | 1.5417e-07 | 0.001409 | -2.3089e-07 | -2.4172e-07 | -0.0014043 | 1.8296e-07 | 1.9515e-07 | -46.2454 | 0 | 0 | 133.7551 | 0 | 0 | 0.51525 | 1.3998 | 1.3889 | 0.51397 | 1.3995 | 1.3887 | -1.1009 | -139.0351 | 139.5561 | -1.148 | -139.0307 | 139.5467
Line5_6_7 | 0.016703 | 0 | 0 | 0.016703 | 0 | 0 | 0.0038575 | 0 | 0 | 0.0038574 | 0 | 0 | 0.0013996 | 1.692e-07 | -1.562e-07 | -0.0013972 | -1.2899e-07 | 1.1516e-07 | 0.0014043 | -1.8472e-07 | -1.9336e-07 | -0.0013996 | 1.3678e-07 | 1.4679e-07 | -46.2449 | 0 | 0 | 133.7555 | 0 | 0 | 0.51397 | 1.3995 | 1.3887 | 0.51269 | 1.3993 | 1.3886 | -1.148 | -139.0307 | 139.5467 | -1.1954 | -139.0262 | 139.5373
Line6_7_8 | 0.016703 | 0 | 0 | 0.016703 | 0 | 0 | 0.0038574 | 0 | 0 | 0.0038574 | 0 | 0 | 0.0013972 | 1.269e-07 | -1.1719e-07 | -0.0013949 | -8.6683e-08 | 7.6111e-08 | 0.0013996 | -1.3853e-07 | -1.45e-07 | -0.001395 | 9.0586e-08 | 9.8436e-08 | -46.2445 | 0 | 0 | 133.756 | 0 | 0 | 0.51269 | 1.3993 | 1.3886 | 0.51142 | 1.399 | 1.3884 | -1.1954 | -139.0262 | 139.5373 | -1.243 | -139.0218 | 139.5279
Line7_8_9 | 0 | 0 | 0 | 0 | 0 | 0 | 0 | 0 | 0 | 0 | 0 | 0 | -1.2307e-10 | 4.2299e-08 | -3.9071e-08 | 1.0095e-09 | -2.0846e-09 | -2.0304e-09 | 2.2895e-08 | -4.6171e-08 | -4.8324e-08 | -4.2713e-11 | -1.7555e-09 | 1.7868e-09 | 0 | 0 | 0 | 0 | 0 | 0 | 0.51142 | 1.399 | 1.3884 | 0.51142 | 1.399 | 1.3884 | -1.243 | -139.0218 | 139.5279 | -1.243 | -139.0218 | 139.5279
Line8_8_10 | 0 | 0 | 0 | 0 | 0 | 0 | 0 | 0 | 0 | 0 | 0 | 0 | -1.2307e-10 | 4.2299e-08 | -3.9071e-08 | 1.0095e-09 | -2.0846e-09 | -2.0304e-09 | 2.2895e-08 | -4.6171e-08 | -4.8324e-08 | -4.2713e-11 | -1.7555e-09 | 1.7868e-09 | 0 | 0 | 0 | 0 | 0 | 0 | 0.51142 | 1.399 | 1.3884 | 0.51142 | 1.399 | 1.3884 | -1.243 | -139.0218 | 139.5279 | -1.243 | -139.0218 | 139.5279
Line9_3_11 | 1.3542e-06 | 1.3541e-06 | 1.3541e-06 | 1.1612e-06 | 1.161e-06 | 1.161e-06 | 3.1274e-07 | 3.1271e-07 | 3.1271e-07 | 2.6816e-07 | 2.6813e-07 | 2.6813e-07 | -1.4387e-09 | 2.9588e-07 | -2.7262e-07 | 2.2432e-09 | -2.5571e-07 | 2.3164e-07 | 1.6153e-07 | -3.2269e-07 | -3.3815e-07 | -1.3849e-07 | 2.7483e-07 | 2.9164e-07 | -91.5642 | -91.5582 | -91.5582 | 88.0181 | 88.0251 | 88.0251 | 0.51653 | 1.4 | 1.389 | 0.51653 | 1.4 | 1.389 | -1.0539 | -139.0396 | 139.5655 | -1.0539 | -139.0396 | 139.5655

## LG_max_fault_10
name | pf_ikss_a_from_ka | pf_ikss_b_from_ka | pf_ikss_c_from_ka | pf_ikss_a_to_ka | pf_ikss_b_to_ka | pf_ikss_c_to_ka | pf_skss_a_from_mw | pf_skss_b_from_mw | pf_skss_c_from_mw | pf_skss_a_to_mw | pf_skss_b_to_mw | pf_skss_c_to_mw | pf_p_a_from_mw | pf_p_b_from_mw | pf_p_c_from_mw | pf_p_a_to_mw | pf_p_b_to_mw | pf_p_c_to_mw | pf_q_a_from_mvar | pf_q_b_from_mvar | pf_q_c_from_mvar | pf_q_a_to_mvar | pf_q_b_to_mvar | pf_q_c_to_mvar | pf_ikss_a_from_degree | pf_ikss_b_from_degree | pf_ikss_c_from_degree | pf_ikss_a_to_degree | pf_ikss_b_to_degree | pf_ikss_c_to_degree | pf_vm_a_from_pu | pf_vm_b_from_pu | pf_vm_c_from_pu | pf_vm_a_to_pu | pf_vm_b_to_pu | pf_vm_c_to_pu | pf_va_a_from_degree | pf_va_b_from_degree | pf_va_c_from_degree | pf_va_a_to_degree | pf_va_b_to_degree | pf_va_c_to_degree
Line0_1_2 | 0.017498 | 1.2174e-06 | 1.2174e-06 | 0.017498 | 1.0151e-06 | 1.0151e-06 | 0.004041 | 2.8115e-07 | 2.8115e-07 | 0.004041 | 2.3443e-07 | 2.3443e-07 | 0.001541 | 2.7853e-07 | -2.5694e-07 | -0.0015384 | -2.3441e-07 | 2.1197e-07 | 0.0015513 | -3.0405e-07 | -3.1837e-07 | -0.0015462 | 2.5146e-07 | 2.6724e-07 | -46.248 | -91.5313 | -91.5313 | 133.7525 | 87.9742 | 87.9742 | 0.5411 | 1.4666 | 1.4552 | 0.53976 | 1.4664 | 1.455 | -1.0561 | -139.0396 | 139.5636 | -1.103 | -139.0351 | 139.5542
Line10_11_12 | 1.216e-06 | 1.2159e-06 | 1.2159e-06 | 1.0138e-06 | 1.0137e-06 | 1.0137e-06 | 2.8082e-07 | 2.808e-07 | 2.808e-07 | 2.3412e-07 | 2.3409e-07 | 2.3409e-07 | -1.3523e-09 | 2.7833e-07 | -2.5646e-07 | 2.2354e-09 | -2.3424e-07 | 2.1148e-07 | 1.5195e-07 | -3.0353e-07 | -3.1809e-07 | -1.2666e-07 | 2.5101e-07 | 2.6704e-07 | -91.566 | -91.5597 | -91.5597 | 87.9328 | 87.9404 | 87.9404 | 0.5411 | 1.4666 | 1.4552 | 0.5411 | 1.4666 | 1.4552 | -1.0561 | -139.0396 | 139.5636 | -1.0561 | -139.0396 | 139.5636
Line11_12_13 | 1.0133e-06 | 1.0132e-06 | 1.0132e-06 | 0 | 0 | 0 | 2.3402e-07 | 2.34e-07 | 2.34e-07 | 0 | 0 | 0 | -1.1269e-09 | 2.3194e-07 | -2.1371e-07 | 2.0101e-09 | -1.8785e-07 | 1.6874e-07 | 1.2662e-07 | -2.5294e-07 | -2.6508e-07 | -1.0134e-07 | 2.0043e-07 | 2.1403e-07 | -91.566 | -91.5597 | -91.5597 | 0 | 0 | 0 | 0.5411 | 1.4666 | 1.4552 | 0.5411 | 1.4666 | 1.4552 | -1.0561 | -139.0396 | 139.5636 | -1.0561 | -139.0396 | 139.5636
Line12_13_15 | 0 | 0 | 0 | 0 | 0 | 0 | 0 | 0 | 0 | 0 | 0 | 0 | -6.7617e-10 | 1.3917e-07 | -1.2823e-07 | 1.5593e-09 | -9.5073e-08 | 8.3252e-08 | 7.5974e-08 | -1.5177e-07 | -1.5905e-07 | -5.0689e-08 | 9.9248e-08 | 1.08e-07 | 0 | 0 | 0 | 0 | 0 | 0 | 0.5411 | 1.4666 | 1.4552 | 0.5411 | 1.4666 | 1.4552 | -1.0561 | -139.0396 | 139.5636 | -1.0561 | -139.0396 | 139.5636
Line13_13_14 | 0 | 0 | 0 | 0 | 0 | 0 | 0 | 0 | 0 | 0 | 0 | 0 | -2.2539e-10 | 4.6389e-08 | -4.2743e-08 | 1.1085e-09 | -2.2953e-09 | -2.2338e-09 | 2.5325e-08 | -5.0589e-08 | -5.3016e-08 | -4.0224e-11 | -1.9298e-09 | 1.9653e-09 | 0 | 0 | 0 | 0 | 0 | 0 | 0.5411 | 1.4666 | 1.4552 | 0.5411 | 1.4666 | 1.4552 | -1.0561 | -139.0396 | 139.5636 | -1.0561 | -139.0396 | 139.5636
Line14_15_16 | 0 | 0 | 0 | 0 | 0 | 0 | 0 | 0 | 0 | 0 | 0 | 0 | -4.5078e-10 | 9.2778e-08 | -8.5486e-08 | 1.3339e-09 | -4.8684e-08 | 4.0509e-08 | 5.0649e-08 | -1.0118e-07 | -1.0603e-07 | -2.5365e-08 | 4.8659e-08 | 5.4981e-08 | 0 | 0 | 0 | 0 | 0 | 0 | 0.5411 | 1.4666 | 1.4552 | 0.5411 | 1.4666 | 1.4552 | -1.0561 | -139.0396 | 139.5636 | -1.0561 | -139.0396 | 139.5636
Line15_16_17 | 0 | 0 | 0 | 0 | 0 | 0 | 0 | 0 | 0 | 0 | 0 | 0 | -2.2539e-10 | 4.6389e-08 | -4.2743e-08 | 1.1085e-09 | -2.2953e-09 | -2.2338e-09 | 2.5325e-08 | -5.0589e-08 | -5.3016e-08 | -4.0224e-11 | -1.9298e-09 | 1.9653e-09 | 0 | 0 | 0 | 0 | 0 | 0 | 0.5411 | 1.4666 | 1.4552 | 0.5411 | 1.4666 | 1.4552 | -1.0561 | -139.0396 | 139.5636 | -1.0561 | -139.0396 | 139.5636
Line16_4_18 | 0 | 0 | 0 | 0 | 0 | 0 | 0 | 0 | 0 | 0 | 0 | 0 | -2.2538e-10 | 4.6389e-08 | -4.2743e-08 | 1.1085e-09 | -2.2953e-09 | -2.2338e-09 | 2.5325e-08 | -5.0589e-08 | -5.3016e-08 | -4.0224e-11 | -1.9297e-09 | 1.9653e-09 | 0 | 0 | 0 | 0 | 0 | 0 | 0.5411 | 1.4666 | 1.4552 | 0.5411 | 1.4666 | 1.4552 | -1.0561 | -139.0396 | 139.5636 | -1.0561 | -139.0396 | 139.5636
Line17_5_19 | 0 | 0 | 0 | 0 | 0 | 0 | 0 | 0 | 0 | 0 | 0 | 0 | -2.2538e-10 | 4.6389e-08 | -4.2743e-08 | 1.1085e-09 | -2.2953e-09 | -2.2338e-09 | 2.5325e-08 | -5.0589e-08 | -5.3016e-08 | -4.0224e-11 | -1.9297e-09 | 1.9653e-09 | 0 | 0 | 0 | 0 | 0 | 0 | 0.5411 | 1.4666 | 1.4552 | 0.5411 | 1.4666 | 1.4552 | -1.0561 | -139.0396 | 139.5636 | -1.0561 | -139.0396 | 139.5636
Line1_1_3 | 1.6213e-06 | 1.6212e-06 | 1.6212e-06 | 1.4191e-06 | 1.4189e-06 | 1.4189e-06 | 3.7443e-07 | 3.7439e-07 | 3.7439e-07 | 3.2772e-07 | 3.2769e-07 | 3.2769e-07 | -1.8031e-09 | 3.7111e-07 | -3.4194e-07 | 2.6862e-09 | -3.2702e-07 | 2.9697e-07 | 2.026e-07 | -4.0471e-07 | -4.2413e-07 | -1.7731e-07 | 3.5219e-07 | 3.7308e-07 | -91.566 | -91.5597 | -91.5597 | 88.076 | 88.0832 | 88.0832 | 0.5411 | 1.4666 | 1.4552 | 0.5411 | 1.4666 | 1.4552 | -1.0561 | -139.0396 | 139.5636 | -1.0561 | -139.0396 | 139.5636
Line2_1_4 | 0 | 0 | 0 | 0 | 0 | 0 | 0 | 0 | 0 | 0 | 0 | 0 | -4.5076e-10 | 9.2778e-08 | -8.5486e-08 | 1.3339e-09 | -4.8684e-08 | 4.0509e-08 | 5.0649e-08 | -1.0118e-07 | -1.0603e-07 | -2.5365e-08 | 4.8659e-08 | 5.4981e-08 | 0 | 0 | 0 | 0 | 0 | 0 | 0.5411 | 1.4666 | 1.4552 | 0.5411 | 1.4666 | 1.4552 | -1.0561 | -139.0396 | 139.5636 | -1.0561 | -139.0396 | 139.5636
Line3_1_5 | 0 | 0 | 0 | 0 | 0 | 0 | 0 | 0 | 0 | 0 | 0 | 0 | -4.5076e-10 | 9.2778e-08 | -8.5486e-08 | 1.3339e-09 | -4.8684e-08 | 4.0509e-08 | 5.0649e-08 | -1.0118e-07 | -1.0603e-07 | -2.5365e-08 | 4.8659e-08 | 5.4981e-08 | 0 | 0 | 0 | 0 | 0 | 0 | 0.5411 | 1.4666 | 1.4552 | 0.5411 | 1.4666 | 1.4552 | -1.0561 | -139.0396 | 139.5636 | -1.0561 | -139.0396 | 139.5636
Line4_2_6 | 0.017498 | 1.0147e-06 | 1.0147e-06 | 0.017498 | 0 | 0 | 0.004041 | 2.3434e-07 | 2.3434e-07 | 0.0040409 | 0 | 0 | 0.0015384 | 2.3212e-07 | -2.142e-07 | -0.0015359 | -1.8799e-07 | 1.6919e-07 | 0.0015462 | -2.5338e-07 | -2.6528e-07 | -0.0015411 | 2.0078e-07 | 2.1416e-07 | -46.2475 | -91.5268 | -91.5268 | 133.7529 | 0 | 0 | 0.53976 | 1.4664 | 1.455 | 0.53842 | 1.4661 | 1.4548 | -1.103 | -139.0351 | 139.5542 | -1.1501 | -139.0307 | 139.5448
Line5_6_7 | 0.017498 | 0 | 0 | 0.017498 | 0 | 0 | 0.0040409 | 0 | 0 | 0.0040409 | 0 | 0 | 0.0015359 | 1.857e-07 | -1.7142e-07 | -0.0015333 | -1.4156e-07 | 1.2638e-07 | 0.0015411 | -2.0271e-07 | -2.122e-07 | -0.0015359 | 1.501e-07 | 1.6109e-07 | -46.247 | 0 | 0 | 133.7534 | 0 | 0 | 0.53842 | 1.4661 | 1.4548 | 0.53708 | 1.4659 | 1.4547 | -1.1501 | -139.0307 | 139.5448 | -1.1975 | -139.0263 | 139.5354
Line6_7_8 | 0.017498 | 0 | 0 | 0.017498 | 0 | 0 | 0.0040409 | 0 | 0 | 0.0040409 | 0 | 0 | 0.0015333 | 1.3927e-07 | -1.2861e-07 | -0.0015308 | -9.5132e-08 | 8.353e-08 | 0.0015359 | -1.5203e-07 | -1.5913e-07 | -0.0015308 | 9.941e-08 | 1.0803e-07 | -46.2466 | 0 | 0 | 133.7539 | 0 | 0 | 0.53708 | 1.4659 | 1.4547 | 0.53574 | 1.4656 | 1.4545 | -1.1975 | -139.0263 | 139.5354 | -1.2452 | -139.0218 | 139.526
Line7_8_9 | 0 | 0 | 0 | 0 | 0 | 0 | 0 | 0 | 0 | 0 | 0 | 0 | -1.3489e-10 | 4.6422e-08 | -4.2879e-08 | 1.1079e-09 | -2.2875e-09 | -2.2283e-09 | 2.5126e-08 | -5.0668e-08 | -5.3034e-08 | -4.6955e-11 | -1.9267e-09 | 1.9608e-09 | 0 | 0 | 0 | 0 | 0 | 0 | 0.53574 | 1.4656 | 1.4545 | 0.53574 | 1.4656 | 1.4545 | -1.2452 | -139.0218 | 139.526 | -1.2452 | -139.0218 | 139.526
Line8_8_10 | 0 | 0 | 0 | 0 | 0 | 0 | 0 | 0 | 0 | 0 | 0 | 0 | -1.3489e-10 | 4.6422e-08 | -4.2879e-08 | 1.1079e-09 | -2.2875e-09 | -2.2283e-09 | 2.5126e-08 | -5.0668e-08 | -5.3034e-08 | -4.6956e-11 | -1.9267e-09 | 1.9608e-09 | 0 | 0 | 0 | 0 | 0 | 0 | 0.53574 | 1.4656 | 1.4545 | 0.53574 | 1.4656 | 1.4545 | -1.2452 | -139.0218 | 139.526 | -1.2452 | -139.0218 | 139.526
Line9_3_11 | 1.4187e-06 | 1.4185e-06 | 1.4185e-06 | 1.2164e-06 | 1.2163e-06 | 1.2163e-06 | 3.2763e-07 | 3.276e-07 | 3.276e-07 | 2.8092e-07 | 2.8089e-07 | 2.8089e-07 | -1.5777e-09 | 3.2472e-07 | -2.992e-07 | 2.4608e-09 | -2.8063e-07 | 2.5422e-07 | 1.7727e-07 | -3.5412e-07 | -3.7111e-07 | -1.5199e-07 | 3.016e-07 | 3.2006e-07 | -91.566 | -91.5597 | -91.5597 | 88.0163 | 88.0237 | 88.0237 | 0.5411 | 1.4666 | 1.4552 | 0.5411 | 1.4666 | 1.4552 | -1.0561 | -139.0396 | 139.5636 | -1.0561 | -139.0396 | 139.5636

## LG_min_6
name | pf_ikss_a_from_ka | pf_ikss_b_from_ka | pf_ikss_c_from_ka | pf_ikss_a_to_ka | pf_ikss_b_to_ka | pf_ikss_c_to_ka | pf_skss_a_from_mw | pf_skss_b_from_mw | pf_skss_c_from_mw | pf_skss_a_to_mw | pf_skss_b_to_mw | pf_skss_c_to_mw | pf_p_a_from_mw | pf_p_b_from_mw | pf_p_c_from_mw | pf_p_a_to_mw | pf_p_b_to_mw | pf_p_c_to_mw | pf_q_a_from_mvar | pf_q_b_from_mvar | pf_q_c_from_mvar | pf_q_a_to_mvar | pf_q_b_to_mvar | pf_q_c_to_mvar | pf_ikss_a_from_degree | pf_ikss_b_from_degree | pf_ikss_c_from_degree | pf_ikss_a_to_degree | pf_ikss_b_to_degree | pf_ikss_c_to_degree | pf_vm_a_from_pu | pf_vm_b_from_pu | pf_vm_c_from_pu | pf_vm_a_to_pu | pf_vm_b_to_pu | pf_vm_c_to_pu | pf_va_a_from_degree | pf_va_b_from_degree | pf_va_c_from_degree | pf_va_a_to_degree | pf_va_b_to_degree | pf_va_c_to_degree
Line0_1_2 | 0.029366 | 2.0439e-06 | 2.0439e-06 | 0.029366 | 1.7044e-06 | 1.7044e-06 | 0.0067818 | 4.7203e-07 | 4.7203e-07 | 0.0067817 | 3.9362e-07 | 3.9362e-07 | 5.5188e-05 | 4.1692e-07 | -3.59e-07 | -4.1391e-05 | -3.5234e-07 | 2.9442e-07 | 5.7491e-05 | -6.4797e-07 | -6.8267e-07 | -4.3117e-05 | 5.3707e-07 | 5.7162e-07 | -47.2558 | -92.5604 | -92.5604 | 132.7447 | 86.9419 | 86.9419 | 0.011751 | 1.6323 | 1.634 | 0.0088132 | 1.6318 | 1.6335 | -1.085 | -149.802 | 149.7008 | -1.0848 | -149.7913 | 149.6907
Line10_11_12 | 2.0407e-06 | 2.0405e-06 | 2.0405e-06 | 1.7013e-06 | 1.7011e-06 | 1.7011e-06 | 4.7128e-07 | 4.7124e-07 | 4.7124e-07 | 3.9291e-07 | 3.9286e-07 | 3.9286e-07 | -1.4399e-10 | 4.1631e-07 | -3.5831e-07 | 1.6044e-10 | -3.5176e-07 | 2.9375e-07 | 5.5361e-09 | -6.4684e-07 | -6.8157e-07 | -4.6141e-09 | 5.362e-07 | 5.708e-07 | -92.5739 | -92.5676 | -92.5676 | 86.925 | 86.9324 | 86.9324 | 0.011751 | 1.6323 | 1.634 | 0.011751 | 1.6323 | 1.634 | -1.084 | -149.802 | 149.7008 | -1.0836 | -149.802 | 149.7008
Line11_12_13 | 1.7006e-06 | 1.7004e-06 | 1.7004e-06 | 1.3612e-06 | 1.3611e-06 | 1.3611e-06 | 3.9274e-07 | 3.927e-07 | 3.927e-07 | 3.1436e-07 | 3.1433e-07 | 3.1433e-07 | -1.2002e-10 | 3.4692e-07 | -2.986e-07 | 1.3646e-10 | -2.8238e-07 | 2.3403e-07 | 4.6133e-09 | -5.3903e-07 | -5.6798e-07 | -3.6914e-09 | 4.284e-07 | 4.572e-07 | -92.5739 | -92.5676 | -92.5676 | 86.7997 | 86.8075 | 86.8075 | 0.011751 | 1.6323 | 1.634 | 0.011751 | 1.6323 | 1.634 | -1.0836 | -149.802 | 149.7008 | -1.0833 | -149.802 | 149.7008
Line12_13_15 | 1.0204e-06 | 1.0203e-06 | 1.0203e-06 | 0 | 0 | 0 | 2.3564e-07 | 2.3562e-07 | 2.3562e-07 | 0 | 0 | 0 | -7.2029e-11 | 2.0815e-07 | -1.7916e-07 | 8.8442e-11 | -1.4361e-07 | 1.1459e-07 | 2.768e-09 | -3.2342e-07 | -3.4079e-07 | -1.8461e-09 | 2.1279e-07 | 2.3001e-07 | -92.5739 | -92.5676 | -92.5676 | 0 | 0 | 0 | 0.011751 | 1.6323 | 1.634 | 0.011751 | 1.6323 | 1.634 | -1.0833 | -149.802 | 149.7008 | -1.0831 | -149.802 | 149.7008
Line13_13_14 | 0 | 0 | 0 | 0 | 0 | 0 | 0 | 0 | 0 | 0 | 0 | 0 | -2.401e-11 | 6.9385e-08 | -5.9719e-08 | 4.0418e-11 | -4.836e-09 | -4.8461e-09 | 9.2266e-10 | -1.0781e-07 | -1.136e-07 | -7.7379e-13 | -2.826e-09 | 2.8202e-09 | 0 | 0 | 0 | 0 | 0 | 0 | 0.011751 | 1.6323 | 1.634 | 0.011751 | 1.6323 | 1.634 | -1.0833 | -149.802 | 149.7008 | -1.0832 | -149.802 | 149.7008
Line14_15_16 | 0 | 0 | 0 | 0 | 0 | 0 | 0 | 0 | 0 | 0 | 0 | 0 | -4.8025e-11 | 1.3877e-07 | -1.1944e-07 | 6.4432e-11 | -7.4221e-08 | 5.4873e-08 | 1.8453e-09 | -2.1561e-07 | -2.2719e-07 | -9.2343e-10 | 1.0498e-07 | 1.1642e-07 | 0 | 0 | 0 | 0 | 0 | 0 | 0.011751 | 1.6323 | 1.634 | 0.011751 | 1.6323 | 1.634 | -1.0831 | -149.802 | 149.7008 | -1.083 | -149.802 | 149.7008
Line15_16_17 | 0 | 0 | 0 | 0 | 0 | 0 | 0 | 0 | 0 | 0 | 0 | 0 | -2.4014e-11 | 6.9385e-08 | -5.9719e-08 | 4.0417e-11 | -4.836e-09 | -4.8461e-09 | 9.2266e-10 | -1.0781e-07 | -1.136e-07 | -7.7358e-13 | -2.826e-09 | 2.8202e-09 | 0 | 0 | 0 | 0 | 0 | 0 | 0.011751 | 1.6323 | 1.634 | 0.011751 | 1.6323 | 1.634 | -1.083 | -149.802 | 149.7008 | -1.0829 | -149.802 | 149.7008
Line16_4_18 | 0 | 0 | 0 | 0 | 0 | 0 | 0 | 0 | 0 | 0 | 0 | 0 | -2.3984e-11 | 6.9385e-08 | -5.9719e-08 | 4.0419e-11 | -4.836e-09 | -4.8461e-09 | 9.2269e-10 | -1.0781e-07 | -1.136e-07 | -7.7495e-13 | -2.826e-09 | 2.8202e-09 | 0 | 0 | 0 | 0 | 0 | 0 | 0.011751 | 1.6323 | 1.634 | 0.011751 | 1.6323 | 1.634 | -1.0848 | -149.802 | 149.7008 | -1.0848 | -149.802 | 149.7008
Line17_5_19 | 0 | 0 | 0 | 0 | 0 | 0 | 0 | 0 | 0 | 0 | 0 | 0 | -2.3984e-11 | 6.9385e-08 | -5.9719e-08 | 4.0419e-11 | -4.836e-09 | -4.8461e-09 | 9.2269e-10 | -1.0781e-07 | -1.136e-07 | -7.7495e-13 | -2.826e-09 | 2.8202e-09 | 0 | 0 | 0 | 0 | 0 | 0 | 0.011751 | 1.6323 | 1.634 | 0.011751 | 1.6323 | 1.634 | -1.0848 | -149.802 | 149.7008 | -1.0848 | -149.802 | 149.7008
Line1_1_3 | 2.721e-06 | 2.7207e-06 | 2.7207e-06 | 2.3816e-06 | 2.3813e-06 | 2.3813e-06 | 6.2838e-07 | 6.2832e-07 | 6.2832e-07 | 5.5e-07 | 5.4994e-07 | 5.4994e-07 | -1.9186e-10 | 5.5508e-07 | -4.7775e-07 | 2.0836e-10 | -4.9053e-07 | 4.1319e-07 | 7.3815e-09 | -8.6245e-07 | -9.0876e-07 | -6.4596e-09 | 7.5182e-07 | 7.9799e-07 | -92.5739 | -92.5676 | -92.5676 | 87.0681 | 87.0752 | 87.0752 | 0.011751 | 1.6323 | 1.634 | 0.011751 | 1.6323 | 1.634 | -1.085 | -149.802 | 149.7008 | -1.0844 | -149.802 | 149.7008
Line2_1_4 | 0 | 0 | 0 | 0 | 0 | 0 | 0 | 0 | 0 | 0 | 0 | 0 | -4.7965e-11 | 1.3877e-07 | -1.1944e-07 | 6.4403e-11 | -7.4221e-08 | 5.4873e-08 | 1.8454e-09 | -2.1561e-07 | -2.2719e-07 | -9.2347e-10 | 1.0498e-07 | 1.1642e-07 | 0 | 0 | 0 | 0 | 0 | 0 | 0.011751 | 1.6323 | 1.634 | 0.011751 | 1.6323 | 1.634 | -1.085 | -149.802 | 149.7008 | -1.0848 | -149.802 | 149.7008
Line3_1_5 | 0 | 0 | 0 | 0 | 0 | 0 | 0 | 0 | 0 | 0 | 0 | 0 | -4.7965e-11 | 1.3877e-07 | -1.1944e-07 | 6.4403e-11 | -7.4221e-08 | 5.4873e-08 | 1.8454e-09 | -2.1561e-07 | -2.2719e-07 | -9.2347e-10 | 1.0498e-07 | 1.1642e-07 | 0 | 0 | 0 | 0 | 0 | 0 | 0.011751 | 1.6323 | 1.634 | 0.011751 | 1.6323 | 1.634 | -1.085 | -149.802 | 149.7008 | -1.0848 | -149.802 | 149.7008
Line4_2_6 | 0.029366 | 1.7037e-06 | 1.7037e-06 | 0.029365 | 1.364e-06 | 1.364e-06 | 0.0067817 | 3.9346e-07 | 3.9346e-07 | 0.0067817 | 3.1501e-07 | 3.1501e-07 | 4.1391e-05 | 3.4751e-07 | -2.9926e-07 | -2.7594e-05 | -2.8289e-07 | 2.3465e-07 | 4.3117e-05 | -5.3989e-07 | -5.6881e-07 | -2.8744e-05 | 4.2902e-07 | 4.5779e-07 | -47.2553 | -92.5594 | -92.5594 | 132.7451 | 86.8188 | 86.8188 | 0.0088132 | 1.6318 | 1.6335 | 0.0058754 | 1.6313 | 1.633 | -1.0848 | -149.7913 | 149.6907 | -1.0847 | -149.7806 | 149.6806
Line5_6_7 | 0.029365 | 1.3633e-06 | 1.3633e-06 | 0.029365 | 1.0235e-06 | 1.0235e-06 | 0.0067817 | 3.1485e-07 | 3.1485e-07 | 0.0067816 | 2.3636e-07 | 2.3636e-07 | 2.7594e-05 | 2.7807e-07 | -2.3948e-07 | -1.3797e-05 | -2.1341e-07 | 1.7483e-07 | 2.8744e-05 | -4.3184e-07 | -4.5497e-07 | -1.4372e-05 | 3.2099e-07 | 3.4397e-07 | -47.2548 | -92.5585 | -92.5585 | 132.7456 | 86.6127 | 86.6127 | 0.0058754 | 1.6313 | 1.633 | 0.0029377 | 1.6308 | 1.6325 | -1.0847 | -149.7806 | 149.6806 | -1.0845 | -149.7699 | 149.6706
Line6_7_8 | 0.029365 | 1.0227e-06 | 1.0227e-06 | 0.029365 | 0 | 0 | 0.0067816 | 2.3619e-07 | 2.3619e-07 | 0.0067816 | 0 | 0 | 1.3797e-05 | 2.0859e-07 | -1.7966e-07 | 3.7208e-15 | -1.4389e-07 | 1.1496e-07 | 1.4372e-05 | -3.2381e-07 | -3.4116e-07 | -1.6151e-15 | 2.1299e-07 | 2.3018e-07 | -47.2544 | -92.5578 | -92.5578 | 132.7461 | 0 | 0 | 0.0029377 | 1.6308 | 1.6325 | 0 | 1.6303 | 1.632 | -1.0845 | -149.7699 | 149.6706 | 0 | -149.7591 | 149.6605
Line7_8_9 | 0 | 0 | 0 | 0 | 0 | 0 | 0 | 0 | 0 | 0 | 0 | 0 | -4.3706e-20 | 6.9535e-08 | -5.9893e-08 | -2.3454e-17 | -4.816e-09 | -4.8258e-09 | -1.7555e-20 | -1.079e-07 | -1.1368e-07 | 2.6997e-17 | -2.8188e-09 | 2.8131e-09 | 0 | 0 | 0 | 0 | 0 | 0 | 0 | 1.6303 | 1.632 | 0 | 1.6303 | 1.632 | 0 | -149.7591 | 149.6605 | 0 | -149.7591 | 149.6605
Line8_8_10 | 0 | 0 | 0 | 0 | 0 | 0 | 0 | 0 | 0 | 0 | 0 | 0 | -4.3706e-20 | 6.9535e-08 | -5.9893e-08 | -2.3454e-17 | -4.816e-09 | -4.8258e-09 | -1.7555e-20 | -1.079e-07 | -1.1368e-07 | 2.6997e-17 | -2.8188e-09 | 2.8131e-09 | 0 | 0 | 0 | 0 | 0 | 0 | 0 | 1.6303 | 1.632 | 0 | 1.6303 | 1.632 | 0 | -149.7591 | 149.6605 | 0 | -149.7591 | 149.6605
Line9_3_11 | 2.3808e-06 | 2.3806e-06 | 2.3806e-06 | 2.0414e-06 | 2.0412e-06 | 2.0412e-06 | 5.4983e-07 | 5.4978e-07 | 5.4978e-07 | 4.7145e-07 | 4.714e-07 | 4.714e-07 | -1.6794e-10 | 4.8569e-07 | -4.1803e-07 | 1.8441e-10 | -4.2114e-07 | 3.5347e-07 | 6.4588e-09 | -7.5464e-07 | -7.9517e-07 | -5.5368e-09 | 6.4401e-07 | 6.8439e-07 | -92.5739 | -92.5676 | -92.5676 | 87.0085 | 87.0157 | 87.0157 | 0.011751 | 1.6323 | 1.634 | 0.011751 | 1.6323 | 1.634 | -1.0844 | -149.802 | 149.7008 | -1.084 | -149.802 | 149.7008

## LG_min_10
name | pf_ikss_a_from_ka | pf_ikss_b_from_ka | pf_ikss_c_from_ka | pf_ikss_a_to_ka | pf_ikss_b_to_ka | pf_ikss_c_to_ka | pf_skss_a_from_mw | pf_skss_b_from_mw | pf_skss_c_from_mw | pf_skss_a_to_mw | pf_skss_b_to_mw | pf_skss_c_to_mw | pf_p_a_from_mw | pf_p_b_from_mw | pf_p_c_from_mw | pf_p_a_to_mw | pf_p_b_to_mw | pf_p_c_to_mw | pf_q_a_from_mvar | pf_q_b_from_mvar | pf_q_c_from_mvar | pf_q_a_to_mvar | pf_q_b_to_mvar | pf_q_c_to_mvar | pf_ikss_a_from_degree | pf_ikss_b_from_degree | pf_ikss_c_from_degree | pf_ikss_a_to_degree | pf_ikss_b_to_degree | pf_ikss_c_to_degree | pf_vm_a_from_pu | pf_vm_b_from_pu | pf_vm_c_from_pu | pf_vm_a_to_pu | pf_vm_b_to_pu | pf_vm_c_to_pu | pf_va_a_from_degree | pf_va_b_from_degree | pf_va_c_from_degree | pf_va_a_to_degree | pf_va_b_to_degree | pf_va_c_to_degree
Line0_1_2 | 0.02782 | 1.9364e-06 | 1.9364e-06 | 0.02782 | 1.6147e-06 | 1.6147e-06 | 0.0064248 | 4.4718e-07 | 4.4718e-07 | 0.0064248 | 3.7291e-07 | 3.7291e-07 | 4.9531e-05 | 3.7419e-07 | -3.222e-07 | -3.7148e-05 | -3.1623e-07 | 2.6424e-07 | 5.1598e-05 | -5.8156e-07 | -6.127e-07 | -3.8698e-05 | 4.8202e-07 | 5.1304e-07 | -47.2558 | -92.5604 | -92.5604 | 132.7447 | 86.9419 | 86.9419 | 0.011132 | 1.5464 | 1.548 | 0.0083493 | 1.546 | 1.5475 | -1.085 | -149.802 | 149.7008 | -1.0848 | -149.7913 | 149.6907
Line10_11_12 | 1.9333e-06 | 1.9331e-06 | 1.9331e-06 | 1.6118e-06 | 1.6116e-06 | 1.6116e-06 | 4.4648e-07 | 4.4644e-07 | 4.4644e-07 | 3.7223e-07 | 3.7219e-07 | 3.7219e-07 | -1.2923e-10 | 3.7364e-07 | -3.2159e-07 | 1.44e-10 | -3.1571e-07 | 2.6364e-07 | 4.9686e-09 | -5.8054e-07 | -6.1172e-07 | -4.1412e-09 | 4.8125e-07 | 5.123e-07 | -92.5739 | -92.5676 | -92.5676 | 86.925 | 86.9324 | 86.9324 | 0.011132 | 1.5464 | 1.548 | 0.011132 | 1.5464 | 1.548 | -1.084 | -149.802 | 149.7008 | -1.0836 | -149.802 | 149.7008
Line11_12_13 | 1.6111e-06 | 1.6109e-06 | 1.6109e-06 | 1.2896e-06 | 1.2894e-06 | 1.2894e-06 | 3.7207e-07 | 3.7203e-07 | 3.7203e-07 | 2.9782e-07 | 2.9778e-07 | 2.9778e-07 | -1.0772e-10 | 3.1137e-07 | -2.6799e-07 | 1.2247e-10 | -2.5343e-07 | 2.1004e-07 | 4.1405e-09 | -4.8378e-07 | -5.0976e-07 | -3.3131e-09 | 3.8449e-07 | 4.1034e-07 | -92.5739 | -92.5676 | -92.5676 | 86.7997 | 86.8075 | 86.8075 | 0.011132 | 1.5464 | 1.548 | 0.011132 | 1.5464 | 1.548 | -1.0836 | -149.802 | 149.7008 | -1.0833 | -149.802 | 149.7008
Line12_13_15 | 0 | 0 | 0 | 0 | 0 | 0 | 0 | 0 | 0 | 0 | 0 | 0 | -6.4647e-11 | 1.8682e-07 | -1.6079e-07 | 7.9378e-11 | -1.2889e-07 | 1.0285e-07 | 2.4843e-09 | -2.9027e-07 | -3.0586e-07 | -1.6569e-09 | 1.9098e-07 | 2.0644e-07 | 0 | 0 | 0 | 0 | 0 | 0 | 0.011132 | 1.5464 | 1.548 | 0.011132 | 1.5464 | 1.548 | -1.0833 | -149.802 | 149.7008 | -1.0831 | -149.802 | 149.7008
Line13_13_14 | 0 | 0 | 0 | 0 | 0 | 0 | 0 | 0 | 0 | 0 | 0 | 0 | -2.1549e-11 | 6.2273e-08 | -5.3598e-08 | 3.6275e-11 | -4.3404e-09 | -4.3494e-09 | 8.281e-10 | -9.6757e-08 | -1.0195e-07 | -6.9449e-13 | -2.5363e-09 | 2.5311e-09 | 0 | 0 | 0 | 0 | 0 | 0 | 0.011132 | 1.5464 | 1.548 | 0.011132 | 1.5464 | 1.548 | -1.0833 | -149.802 | 149.7008 | -1.0832 | -149.802 | 149.7008
Line14_15_16 | 0 | 0 | 0 | 0 | 0 | 0 | 0 | 0 | 0 | 0 | 0 | 0 | -4.3103e-11 | 1.2455e-07 | -1.072e-07 | 5.7828e-11 | -6.6614e-08 | 4.9249e-08 | 1.6562e-09 | -1.9351e-07 | -2.0391e-07 | -8.2879e-10 | 9.422e-08 | 1.0448e-07 | 0 | 0 | 0 | 0 | 0 | 0 | 0.011132 | 1.5464 | 1.548 | 0.011132 | 1.5464 | 1.548 | -1.0831 | -149.802 | 149.7008 | -1.083 | -149.802 | 149.7008
Line15_16_17 | 0 | 0 | 0 | 0 | 0 | 0 | 0 | 0 | 0 | 0 | 0 | 0 | -2.1553e-11 | 6.2273e-08 | -5.3598e-08 | 3.6275e-11 | -4.3404e-09 | -4.3494e-09 | 8.2809e-10 | -9.6757e-08 | -1.0195e-07 | -6.9429e-13 | -2.5363e-09 | 2.5311e-09 | 0 | 0 | 0 | 0 | 0 | 0 | 0.011132 | 1.5464 | 1.548 | 0.011132 | 1.5464 | 1.548 | -1.083 | -149.802 | 149.7008 | -1.0829 | -149.802 | 149.7008
Line16_4_18 | 0 | 0 | 0 | 0 | 0 | 0 | 0 | 0 | 0 | 0 | 0 | 0 | -2.1526e-11 | 6.2273e-08 | -5.3598e-08 | 3.6276e-11 | -4.3404e-09 | -4.3494e-09 | 8.2812e-10 | -9.6757e-08 | -1.0195e-07 | -6.9552e-13 | -2.5363e-09 | 2.5311e-09 | 0 | 0 | 0 | 0 | 0 | 0 | 0.011132 | 1.5464 | 1.548 | 0.011132 | 1.5464 | 1.548 | -1.0848 | -149.802 | 149.7008 | -1.0848 | -149.802 | 149.7008
Line17_5_19 | 0 | 0 | 0 | 0 | 0 | 0 | 0 | 0 | 0 | 0 | 0 | 0 | -2.1526e-11 | 6.2273e-08 | -5.3598e-08 | 3.6276e-11 | -4.3404e-09 | -4.3494e-09 | 8.2812e-10 | -9.6757e-08 | -1.0195e-07 | -6.9552e-13 | -2.5363e-09 | 2.5311e-09 | 0 | 0 | 0 | 0 | 0 | 0 | 0.011132 | 1.5464 | 1.548 | 0.011132 | 1.5464 | 1.548 | -1.0848 | -149.802 | 149.7008 | -1.0848 | -149.802 | 149.7008
Line1_1_3 | 2.5778e-06 | 2.5775e-06 | 2.5775e-06 | 2.2562e-06 | 2.256e-06 | 2.256e-06 | 5.9531e-07 | 5.9525e-07 | 5.9525e-07 | 5.2105e-07 | 5.2099e-07 | 5.2099e-07 | -1.722e-10 | 4.9819e-07 | -4.2879e-07 | 1.87e-10 | -4.4025e-07 | 3.7084e-07 | 6.625e-09 | -7.7405e-07 | -8.1562e-07 | -5.7975e-09 | 6.7476e-07 | 7.162e-07 | -92.5739 | -92.5676 | -92.5676 | 87.0681 | 87.0752 | 87.0752 | 0.011132 | 1.5464 | 1.548 | 0.011132 | 1.5464 | 1.548 | -1.085 | -149.802 | 149.7008 | -1.0844 | -149.802 | 149.7008
Line2_1_4 | 0 | 0 | 0 | 0 | 0 | 0 | 0 | 0 | 0 | 0 | 0 | 0 | -4.3049e-11 | 1.2455e-07 | -1.072e-07 | 5.7802e-11 | -6.6614e-08 | 4.9249e-08 | 1.6562e-09 | -1.9351e-07 | -2.0391e-07 | -8.2882e-10 | 9.422e-08 | 1.0448e-07 | 0 | 0 | 0 | 0 | 0 | 0 | 0.011132 | 1.5464 | 1.548 | 0.011132 | 1.5464 | 1.548 | -1.085 | -149.802 | 149.7008 | -1.0848 | -149.802 | 149.7008
Line3_1_5 | 0 | 0 | 0 | 0 | 0 | 0 | 0 | 0 | 0 | 0 | 0 | 0 | -4.3049e-11 | 1.2455e-07 | -1.072e-07 | 5.7802e-11 | -6.6614e-08 | 4.9249e-08 | 1.6562e-09 | -1.9351e-07 | -2.0391e-07 | -8.2882e-10 | 9.422e-08 | 1.0448e-07 | 0 | 0 | 0 | 0 | 0 | 0 | 0.011132 | 1.5464 | 1.548 | 0.011132 | 1.5464 | 1.548 | -1.085 | -149.802 | 149.7008 | -1.0848 | -149.802 | 149.7008
Line4_2_6 | 0.02782 | 1.6141e-06 | 1.6141e-06 | 0.02782 | 1.2923e-06 | 1.2923e-06 | 0.0064248 | 3.7275e-07 | 3.7275e-07 | 0.0064247 | 2.9843e-07 | 2.9843e-07 | 3.7148e-05 | 3.119e-07 | -2.6859e-07 | -2.4765e-05 | -2.539e-07 | 2.106e-07 | 3.8698e-05 | -4.8456e-07 | -5.1051e-07 | -2.5798e-05 | 3.8505e-07 | 4.1087e-07 | -47.2553 | -92.5594 | -92.5594 | 132.7451 | 86.8188 | 86.8188 | 0.0083493 | 1.546 | 1.5475 | 0.0055662 | 1.5455 | 1.5471 | -1.0848 | -149.7913 | 149.6907 | -1.0847 | -149.7806 | 149.6806
Line5_6_7 | 0.02782 | 1.2916e-06 | 1.2916e-06 | 0.02782 | 0 | 0 | 0.0064247 | 2.9828e-07 | 2.9828e-07 | 0.0064247 | 0 | 0 | 2.4765e-05 | 2.4957e-07 | -2.1494e-07 | -1.2383e-05 | -1.9154e-07 | 1.5691e-07 | 2.5798e-05 | -3.8758e-07 | -4.0834e-07 | -1.2899e-05 | 2.8809e-07 | 3.0872e-07 | -47.2548 | -92.5585 | -92.5585 | 132.7456 | 0 | 0 | 0.0055662 | 1.5455 | 1.5471 | 0.0027831 | 1.545 | 1.5466 | -1.0847 | -149.7806 | 149.6806 | -1.0845 | -149.7699 | 149.6706
Line6_7_8 | 0.02782 | 0 | 0 | 0.027819 | 0 | 0 | 0.0064247 | 0 | 0 | 0.0064246 | 0 | 0 | 1.2383e-05 | 1.8721e-07 | -1.6124e-07 | 3.3392e-15 | -1.2914e-07 | 1.0318e-07 | 1.2899e-05 | -2.9063e-07 | -3.0619e-07 | -1.4516e-15 | 1.9116e-07 | 2.0659e-07 | -47.2544 | 0 | 0 | 132.7461 | 0 | 0 | 0.0027831 | 1.545 | 1.5466 | 0 | 1.5445 | 1.5461 | -1.0845 | -149.7699 | 149.6706 | 0 | -149.7591 | 149.6605
Line7_8_9 | 0 | 0 | 0 | 0 | 0 | 0 | 0 | 0 | 0 | 0 | 0 | 0 | -3.9241e-20 | 6.2408e-08 | -5.3754e-08 | -2.105e-17 | -4.3224e-09 | -4.3312e-09 | -1.5737e-20 | -9.6844e-08 | -1.0203e-07 | 2.423e-17 | -2.5299e-09 | 2.5248e-09 | 0 | 0 | 0 | 0 | 0 | 0 | 0 | 1.5445 | 1.5461 | 0 | 1.5445 | 1.5461 | 0 | -149.7591 | 149.6605 | 0 | -149.7591 | 149.6605
Line8_8_10 | 0 | 0 | 0 | 0 | 0 | 0 | 0 | 0 | 0 | 0 | 0 | 0 | -3.9241e-20 | 6.2408e-08 | -5.3754e-08 | -2.105e-17 | -4.3224e-09 | -4.3312e-09 | -1.5737e-20 | -9.6844e-08 | -1.0203e-07 | 2.423e-17 | -2.5299e-09 | 2.5248e-09 | 0 | 0 | 0 | 0 | 0 | 0 | 0 | 1.5445 | 1.5461 | 0 | 1.5445 | 1.5461 | 0 | -149.7591 | 149.6605 | 0 | -149.7591 | 149.6605
Line9_3_11 | 2.2555e-06 | 2.2553e-06 | 2.2553e-06 | 1.934e-06 | 1.9338e-06 | 1.9338e-06 | 5.2089e-07 | 5.2084e-07 | 5.2084e-07 | 4.4664e-07 | 4.4659e-07 | 4.4659e-07 | -1.5073e-10 | 4.3591e-07 | -3.7519e-07 | 1.6551e-10 | -3.7798e-07 | 3.1724e-07 | 5.7968e-09 | -6.773e-07 | -7.1367e-07 | -4.9693e-09 | 5.78e-07 | 6.1425e-07 | -92.5739 | -92.5676 | -92.5676 | 87.0085 | 87.0157 | 87.0157 | 0.011132 | 1.5464 | 1.548 | 0.011132 | 1.5464 | 1.548 | -1.0844 | -149.802 | 149.7008 | -1.084 | -149.802 | 149.7008

## LG_min_fault_6
name | pf_ikss_a_from_ka | pf_ikss_b_from_ka | pf_ikss_c_from_ka | pf_ikss_a_to_ka | pf_ikss_b_to_ka | pf_ikss_c_to_ka | pf_skss_a_from_mw | pf_skss_b_from_mw | pf_skss_c_from_mw | pf_skss_a_to_mw | pf_skss_b_to_mw | pf_skss_c_to_mw | pf_p_a_from_mw | pf_p_b_from_mw | pf_p_c_from_mw | pf_p_a_to_mw | pf_p_b_to_mw | pf_p_c_to_mw | pf_q_a_from_mvar | pf_q_b_from_mvar | pf_q_c_from_mvar | pf_q_a_to_mvar | pf_q_b_to_mvar | pf_q_c_to_mvar | pf_ikss_a_from_degree | pf_ikss_b_from_degree | pf_ikss_c_from_degree | pf_ikss_a_to_degree | pf_ikss_b_to_degree | pf_ikss_c_to_degree | pf_vm_a_from_pu | pf_vm_b_from_pu | pf_vm_c_from_pu | pf_vm_a_to_pu | pf_vm_b_to_pu | pf_vm_c_to_pu | pf_va_a_from_degree | pf_va_b_from_degree | pf_va_c_from_degree | pf_va_a_to_degree | pf_va_b_to_degree | pf_va_c_to_degree
Line0_1_2 | 0.01509 | 1.0503e-06 | 1.0503e-06 | 0.01509 | 0 | 0 | 0.0034849 | 2.4256e-07 | 2.4256e-07 | 0.0034849 | 0 | 0 | 0.001153 | 2.0744e-07 | -1.9154e-07 | -0.0011494 | -1.7462e-07 | 1.5801e-07 | 0.0011537 | -2.2661e-07 | -2.3681e-07 | -0.0011499 | 1.874e-07 | 1.988e-07 | -46.1603 | -91.465 | -91.465 | 133.8401 | 0 | 0 | 0.46805 | 1.2666 | 1.2557 | 0.46654 | 1.2664 | 1.2555 | -1.1424 | -138.9937 | 139.5678 | -1.1462 | -138.9848 | 139.5588
Line10_11_12 | 1.0486e-06 | 1.0486e-06 | 1.0486e-06 | 0 | 0 | 0 | 2.4218e-07 | 2.4215e-07 | 2.4215e-07 | 0 | 0 | 0 | -6.6471e-10 | 2.0712e-07 | -1.9119e-07 | 1.3807e-09 | -1.7431e-07 | 1.5767e-07 | 1.1335e-07 | -2.2621e-07 | -2.3644e-07 | -9.449e-08 | 1.8707e-07 | 1.985e-07 | -91.4784 | -91.4721 | -91.4721 | 0 | 0 | 0 | 0.46805 | 1.2666 | 1.2557 | 0.46805 | 1.2666 | 1.2557 | -1.1424 | -138.9937 | 139.5678 | -1.1424 | -138.9937 | 139.5678
Line11_12_13 | 0 | 0 | 0 | 0 | 0 | 0 | 0 | 0 | 0 | 0 | 0 | 0 | -5.5393e-10 | 1.726e-07 | -1.5933e-07 | 1.2699e-09 | -1.3979e-07 | 1.258e-07 | 9.4457e-08 | -1.8851e-07 | -1.9704e-07 | -7.5598e-08 | 1.4937e-07 | 1.5909e-07 | 0 | 0 | 0 | 0 | 0 | 0 | 0.46805 | 1.2666 | 1.2557 | 0.46805 | 1.2666 | 1.2557 | -1.1424 | -138.9937 | 139.5678 | -1.1424 | -138.9937 | 139.5678
Line12_13_15 | 0 | 0 | 0 | 0 | 0 | 0 | 0 | 0 | 0 | 0 | 0 | 0 | -3.3236e-10 | 1.0356e-07 | -9.5597e-08 | 1.0484e-09 | -7.0752e-08 | 6.2071e-08 | 5.6674e-08 | -1.131e-07 | -1.1822e-07 | -3.7815e-08 | 7.3966e-08 | 8.0279e-08 | 0 | 0 | 0 | 0 | 0 | 0 | 0.46805 | 1.2666 | 1.2557 | 0.46805 | 1.2666 | 1.2557 | -1.1424 | -138.9937 | 139.5678 | -1.1424 | -138.9938 | 139.5678
Line13_13_14 | 0 | 0 | 0 | 0 | 0 | 0 | 0 | 0 | 0 | 0 | 0 | 0 | -1.1079e-10 | 3.4521e-08 | -3.1866e-08 | 8.2679e-10 | -1.7105e-09 | -1.6602e-09 | 1.8891e-08 | -3.7701e-08 | -3.9407e-08 | -3.2505e-11 | -1.4359e-09 | 1.465e-09 | 0 | 0 | 0 | 0 | 0 | 0 | 0.46805 | 1.2666 | 1.2557 | 0.46805 | 1.2666 | 1.2557 | -1.1424 | -138.9937 | 139.5678 | -1.1424 | -138.9937 | 139.5678
Line14_15_16 | 0 | 0 | 0 | 0 | 0 | 0 | 0 | 0 | 0 | 0 | 0 | 0 | -2.2158e-10 | 6.9041e-08 | -6.3732e-08 | 9.3758e-10 | -3.6231e-08 | 3.0206e-08 | 3.7783e-08 | -7.5402e-08 | -7.8814e-08 | -1.8924e-08 | 3.6265e-08 | 4.0872e-08 | 0 | 0 | 0 | 0 | 0 | 0 | 0.46805 | 1.2666 | 1.2557 | 0.46805 | 1.2666 | 1.2557 | -1.1424 | -138.9938 | 139.5678 | -1.1424 | -138.9938 | 139.5678
Line15_16_17 | 0 | 0 | 0 | 0 | 0 | 0 | 0 | 0 | 0 | 0 | 0 | 0 | -1.1079e-10 | 3.4521e-08 | -3.1866e-08 | 8.2679e-10 | -1.7105e-09 | -1.6602e-09 | 1.8891e-08 | -3.7701e-08 | -3.9407e-08 | -3.2505e-11 | -1.4359e-09 | 1.465e-09 | 0 | 0 | 0 | 0 | 0 | 0 | 0.46805 | 1.2666 | 1.2557 | 0.46805 | 1.2666 | 1.2557 | -1.1424 | -138.9938 | 139.5678 | -1.1424 | -138.9938 | 139.5678
Line16_4_18 | 0 | 0 | 0 | 0 | 0 | 0 | 0 | 0 | 0 | 0 | 0 | 0 | -1.1077e-10 | 3.452e-08 | -3.1866e-08 | 8.2679e-10 | -1.7105e-09 | -1.6602e-09 | 1.8891e-08 | -3.7701e-08 | -3.9407e-08 | -3.2506e-11 | -1.4359e-09 | 1.465e-09 | 0 | 0 | 0 | 0 | 0 | 0 | 0.46805 | 1.2666 | 1.2557 | 0.46805 | 1.2666 | 1.2557 | -1.1424 | -138.9937 | 139.5678 | -1.1424 | -138.9937 | 139.5678
Line17_5_19 | 0 | 0 | 0 | 0 | 0 | 0 | 0 | 0 | 0 | 0 | 0 | 0 | -1.1077e-10 | 3.452e-08 | -3.1866e-08 | 8.2679e-10 | -1.7105e-09 | -1.6602e-09 | 1.8891e-08 | -3.7701e-08 | -3.9407e-08 | -3.2506e-11 | -1.4359e-09 | 1.465e-09 | 0 | 0 | 0 | 0 | 0 | 0 | 0.46805 | 1.2666 | 1.2557 | 0.46805 | 1.2666 | 1.2557 | -1.1424 | -138.9937 | 139.5678 | -1.1424 | -138.9937 | 139.5678
Line1_1_3 | 1.3982e-06 | 1.3981e-06 | 1.3981e-06 | 1.2238e-06 | 1.2237e-06 | 1.2237e-06 | 3.229e-07 | 3.2287e-07 | 3.2287e-07 | 2.8262e-07 | 2.8259e-07 | 2.8259e-07 | -8.8623e-10 | 2.7616e-07 | -2.5493e-07 | 1.6023e-09 | -2.4335e-07 | 2.214e-07 | 1.5113e-07 | -3.0161e-07 | -3.1526e-07 | -1.3227e-07 | 2.6247e-07 | 2.7731e-07 | -91.4784 | -91.4721 | -91.4721 | 88.1636 | 88.1707 | 88.1707 | 0.46805 | 1.2666 | 1.2557 | 0.46805 | 1.2666 | 1.2557 | -1.1424 | -138.9937 | 139.5678 | -1.1424 | -138.9937 | 139.5678
Line2_1_4 | 0 | 0 | 0 | 0 | 0 | 0 | 0 | 0 | 0 | 0 | 0 | 0 | -2.2155e-10 | 6.9041e-08 | -6.3732e-08 | 9.3756e-10 | -3.6231e-08 | 3.0206e-08 | 3.7783e-08 | -7.5402e-08 | -7.8814e-08 | -1.8924e-08 | 3.6265e-08 | 4.0872e-08 | 0 | 0 | 0 | 0 | 0 | 0 | 0.46805 | 1.2666 | 1.2557 | 0.46805 | 1.2666 | 1.2557 | -1.1424 | -138.9937 | 139.5678 | -1.1424 | -138.9937 | 139.5678
Line3_1_5 | 0 | 0 | 0 | 0 | 0 | 0 | 0 | 0 | 0 | 0 | 0 | 0 | -2.2155e-10 | 6.9041e-08 | -6.3732e-08 | 9.3756e-10 | -3.6231e-08 | 3.0206e-08 | 3.7783e-08 | -7.5402e-08 | -7.8814e-08 | -1.8924e-08 | 3.6265e-08 | 4.0872e-08 | 0 | 0 | 0 | 0 | 0 | 0 | 0.46805 | 1.2666 | 1.2557 | 0.46805 | 1.2666 | 1.2557 | -1.1424 | -138.9937 | 139.5678 | -1.1424 | -138.9937 | 139.5678
Line4_2_6 | 0.01509 | 0 | 0 | 0.01509 | 0 | 0 | 0.0034849 | 0 | 0 | 0.0034848 | 0 | 0 | 0.0011494 | 1.7291e-07 | -1.5967e-07 | -0.0011457 | -1.4007e-07 | 1.2611e-07 | 0.0011499 | -1.8883e-07 | -1.9733e-07 | -0.0011461 | 1.4962e-07 | 1.5932e-07 | -46.1599 | 0 | 0 | 133.8406 | 0 | 0 | 0.46654 | 1.2664 | 1.2555 | 0.46503 | 1.2661 | 1.2553 | -1.1462 | -138.9848 | 139.5588 | -1.1499 | -138.9758 | 139.5499
Line5_6_7 | 0.01509 | 0 | 0 | 0.01509 | 0 | 0 | 0.0034848 | 0 | 0 | 0.0034848 | 0 | 0 | 0.0011457 | 1.3836e-07 | -1.2777e-07 | -0.0011421 | -1.0549e-07 | 9.4195e-08 | 0.0011461 | -1.5106e-07 | -1.5786e-07 | -0.0011423 | 1.1185e-07 | 1.1984e-07 | -46.1594 | 0 | 0 | 133.8411 | 0 | 0 | 0.46503 | 1.2661 | 1.2553 | 0.46352 | 1.2659 | 1.255 | -1.1499 | -138.9758 | 139.5499 | -1.1537 | -138.9669 | 139.541
Line6_7_8 | 0.01509 | 0 | 0 | 0.01509 | 0 | 0 | 0.0034848 | 0 | 0 | 0.0034848 | 0 | 0 | 0.0011421 | 1.0379e-07 | -9.585e-08 | -0.0011384 | -7.0902e-08 | 6.2254e-08 | 0.0011423 | -1.1328e-07 | -1.1838e-07 | -0.0011385 | 7.4073e-08 | 8.0364e-08 | -46.1589 | 0 | 0 | 133.8415 | 0 | 0 | 0.46352 | 1.2659 | 1.255 | 0.46201 | 1.2657 | 1.2548 | -1.1537 | -138.9669 | 139.541 | -1.1575 | -138.9579 | 139.532
Line7_8_9 | 0 | 0 | 0 | 0 | 0 | 0 | 0 | 0 | 0 | 0 | 0 | 0 | -1.1372e-10 | 3.4599e-08 | -3.1954e-08 | 8.2634e-10 | -1.7041e-09 | -1.6538e-09 | 1.8695e-08 | -3.7753e-08 | -3.9451e-08 | -3.251e-11 | -1.4323e-09 | 1.4613e-09 | 0 | 0 | 0 | 0 | 0 | 0 | 0.46201 | 1.2657 | 1.2548 | 0.46201 | 1.2657 | 1.2548 | -1.1575 | -138.9579 | 139.532 | -1.1575 | -138.9579 | 139.532
Line8_8_10 | 0 | 0 | 0 | 0 | 0 | 0 | 0 | 0 | 0 | 0 | 0 | 0 | -1.1372e-10 | 3.4599e-08 | -3.1954e-08 | 8.2634e-10 | -1.7041e-09 | -1.6538e-09 | 1.8695e-08 | -3.7753e-08 | -3.9451e-08 | -3.251e-11 | -1.4323e-09 | 1.4613e-09 | 0 | 0 | 0 | 0 | 0 | 0 | 0.46201 | 1.2657 | 1.2548 | 0.46201 | 1.2657 | 1.2548 | -1.1575 | -138.9579 | 139.532 | -1.1575 | -138.9579 | 139.532
Line9_3_11 | 1.2234e-06 | 1.2233e-06 | 1.2233e-06 | 1.049e-06 | 1.0489e-06 | 1.0489e-06 | 2.8254e-07 | 2.8251e-07 | 2.8251e-07 | 2.4226e-07 | 2.4223e-07 | 2.4223e-07 | -7.7547e-10 | 2.4164e-07 | -2.2306e-07 | 1.4915e-09 | -2.0883e-07 | 1.8953e-07 | 1.3224e-07 | -2.6391e-07 | -2.7585e-07 | -1.1338e-07 | 2.2477e-07 | 2.3791e-07 | -91.4784 | -91.4721 | -91.4721 | 88.1039 | 88.1112 | 88.1112 | 0.46805 | 1.2666 | 1.2557 | 0.46805 | 1.2666 | 1.2557 | -1.1424 | -138.9937 | 139.5678 | -1.1424 | -138.9937 | 139.5678

## LG_min_fault_10
name | pf_ikss_a_from_ka | pf_ikss_b_from_ka | pf_ikss_c_from_ka | pf_ikss_a_to_ka | pf_ikss_b_to_ka | pf_ikss_c_to_ka | pf_skss_a_from_mw | pf_skss_b_from_mw | pf_skss_c_from_mw | pf_skss_a_to_mw | pf_skss_b_to_mw | pf_skss_c_to_mw | pf_p_a_from_mw | pf_p_b_from_mw | pf_p_c_from_mw | pf_p_a_to_mw | pf_p_b_to_mw | pf_p_c_to_mw | pf_q_a_from_mvar | pf_q_b_from_mvar | pf_q_c_from_mvar | pf_q_a_to_mvar | pf_q_b_to_mvar | pf_q_c_to_mvar | pf_ikss_a_from_degree | pf_ikss_b_from_degree | pf_ikss_c_from_degree | pf_ikss_a_to_degree | pf_ikss_b_to_degree | pf_ikss_c_to_degree | pf_vm_a_from_pu | pf_vm_b_from_pu | pf_vm_c_from_pu | pf_vm_a_to_pu | pf_vm_b_to_pu | pf_vm_c_to_pu | pf_va_a_from_degree | pf_va_b_from_degree | pf_va_c_from_degree | pf_va_a_to_degree | pf_va_b_to_degree | pf_va_c_to_degree
Line0_1_2 | 0.014296 | 0 | 0 | 0.014296 | 0 | 0 | 0.0033015 | 0 | 0 | 0.0033015 | 0 | 0 | 0.0010348 | 1.8618e-07 | -1.7191e-07 | -0.0010316 | -1.5672e-07 | 1.4181e-07 | 0.0010355 | -2.0338e-07 | -2.1254e-07 | -0.0010321 | 1.6819e-07 | 1.7842e-07 | -46.1603 | 0 | 0 | 133.8401 | 0 | 0 | 0.44342 | 1.1999 | 1.1896 | 0.44199 | 1.1997 | 1.1894 | -1.1424 | -138.9937 | 139.5678 | -1.1462 | -138.9848 | 139.5588
Line10_11_12 | 0 | 0 | 0 | 0 | 0 | 0 | 0 | 0 | 0 | 0 | 0 | 0 | -5.9658e-10 | 1.8589e-07 | -1.716e-07 | 1.2392e-09 | -1.5645e-07 | 1.4151e-07 | 1.0173e-07 | -2.0302e-07 | -2.1221e-07 | -8.4805e-08 | 1.679e-07 | 1.7816e-07 | 0 | 0 | 0 | 0 | 0 | 0 | 0.44342 | 1.1999 | 1.1896 | 0.44342 | 1.1999 | 1.1896 | -1.1424 | -138.9937 | 139.5678 | -1.1424 | -138.9937 | 139.5678
Line11_12_13 | 0 | 0 | 0 | 0 | 0 | 0 | 0 | 0 | 0 | 0 | 0 | 0 | -4.9716e-10 | 1.5491e-07 | -1.43e-07 | 1.1398e-09 | -1.2546e-07 | 1.1291e-07 | 8.4776e-08 | -1.6918e-07 | -1.7684e-07 | -6.785e-08 | 1.3406e-07 | 1.4279e-07 | 0 | 0 | 0 | 0 | 0 | 0 | 0.44342 | 1.1999 | 1.1896 | 0.44342 | 1.1999 | 1.1896 | -1.1424 | -138.9937 | 139.5678 | -1.1424 | -138.9937 | 139.5678
Line12_13_15 | 0 | 0 | 0 | 0 | 0 | 0 | 0 | 0 | 0 | 0 | 0 | 0 | -2.983e-10 | 9.2947e-08 | -8.5799e-08 | 9.4092e-10 | -6.35e-08 | 5.571e-08 | 5.0865e-08 | -1.0151e-07 | -1.061e-07 | -3.3939e-08 | 6.6385e-08 | 7.2051e-08 | 0 | 0 | 0 | 0 | 0 | 0 | 0.44342 | 1.1999 | 1.1896 | 0.44342 | 1.1999 | 1.1896 | -1.1424 | -138.9937 | 139.5678 | -1.1424 | -138.9938 | 139.5678
Line13_13_14 | 0 | 0 | 0 | 0 | 0 | 0 | 0 | 0 | 0 | 0 | 0 | 0 | -9.9433e-11 | 3.0982e-08 | -2.86e-08 | 7.4205e-10 | -1.5352e-09 | -1.49e-09 | 1.6955e-08 | -3.3837e-08 | -3.5368e-08 | -2.9174e-11 | -1.2888e-09 | 1.3148e-09 | 0 | 0 | 0 | 0 | 0 | 0 | 0.44342 | 1.1999 | 1.1896 | 0.44342 | 1.1999 | 1.1896 | -1.1424 | -138.9937 | 139.5678 | -1.1424 | -138.9937 | 139.5678
Line14_15_16 | 0 | 0 | 0 | 0 | 0 | 0 | 0 | 0 | 0 | 0 | 0 | 0 | -1.9887e-10 | 6.1965e-08 | -5.72e-08 | 8.4148e-10 | -3.2518e-08 | 2.711e-08 | 3.391e-08 | -6.7674e-08 | -7.0736e-08 | -1.6984e-08 | 3.2548e-08 | 3.6683e-08 | 0 | 0 | 0 | 0 | 0 | 0 | 0.44342 | 1.1999 | 1.1896 | 0.44342 | 1.1999 | 1.1896 | -1.1424 | -138.9938 | 139.5678 | -1.1424 | -138.9938 | 139.5678
Line15_16_17 | 0 | 0 | 0 | 0 | 0 | 0 | 0 | 0 | 0 | 0 | 0 | 0 | -9.9435e-11 | 3.0982e-08 | -2.86e-08 | 7.4205e-10 | -1.5352e-09 | -1.49e-09 | 1.6955e-08 | -3.3837e-08 | -3.5368e-08 | -2.9174e-11 | -1.2888e-09 | 1.3148e-09 | 0 | 0 | 0 | 0 | 0 | 0 | 0.44342 | 1.1999 | 1.1896 | 0.44342 | 1.1999 | 1.1896 | -1.1424 | -138.9938 | 139.5678 | -1.1424 | -138.9938 | 139.5678
Line16_4_18 | 0 | 0 | 0 | 0 | 0 | 0 | 0 | 0 | 0 | 0 | 0 | 0 | -9.942e-11 | 3.0982e-08 | -2.86e-08 | 7.4205e-10 | -1.5352e-09 | -1.49e-09 | 1.6955e-08 | -3.3837e-08 | -3.5368e-08 | -2.9174e-11 | -1.2888e-09 | 1.3148e-09 | 0 | 0 | 0 | 0 | 0 | 0 | 0.44342 | 1.1999 | 1.1896 | 0.44342 | 1.1999 | 1.1896 | -1.1424 | -138.9937 | 139.5678 | -1.1424 | -138.9937 | 139.5678
Line17_5_19 | 0 | 0 | 0 | 0 | 0 | 0 | 0 | 0 | 0 | 0 | 0 | 0 | -9.942e-11 | 3.0982e-08 | -2.86e-08 | 7.4205e-10 | -1.5352e-09 | -1.49e-09 | 1.6955e-08 | -3.3837e-08 | -3.5368e-08 | -2.9174e-11 | -1.2888e-09 | 1.3148e-09 | 0 | 0 | 0 | 0 | 0 | 0 | 0.44342 | 1.1999 | 1.1896 | 0.44342 | 1.1999 | 1.1896 | -1.1424 | -138.9937 | 139.5678 | -1.1424 | -138.9937 | 139.5678
Line1_1_3 | 1.3246e-06 | 1.3245e-06 | 1.3245e-06 | 1.1594e-06 | 1.1593e-06 | 1.1593e-06 | 3.0591e-07 | 3.0588e-07 | 3.0588e-07 | 2.6775e-07 | 2.6772e-07 | 2.6772e-07 | -7.954e-10 | 2.4786e-07 | -2.288e-07 | 1.438e-09 | -2.1841e-07 | 1.9871e-07 | 1.3564e-07 | -2.707e-07 | -2.8295e-07 | -1.1872e-07 | 2.3557e-07 | 2.4889e-07 | -91.4784 | -91.4721 | -91.4721 | 88.1636 | 88.1707 | 88.1707 | 0.44342 | 1.1999 | 1.1896 | 0.44342 | 1.1999 | 1.1896 | -1.1424 | -138.9937 | 139.5678 | -1.1424 | -138.9937 | 139.5678
Line2_1_4 | 0 | 0 | 0 | 0 | 0 | 0 | 0 | 0 | 0 | 0 | 0 | 0 | -1.9884e-10 | 6.1965e-08 | -5.72e-08 | 8.4147e-10 | -3.2518e-08 | 2.711e-08 | 3.391e-08 | -6.7674e-08 | -7.0736e-08 | -1.6984e-08 | 3.2548e-08 | 3.6683e-08 | 0 | 0 | 0 | 0 | 0 | 0 | 0.44342 | 1.1999 | 1.1896 | 0.44342 | 1.1999 | 1.1896 | -1.1424 | -138.9937 | 139.5678 | -1.1424 | -138.9937 | 139.5678
Line3_1_5 | 0 | 0 | 0 | 0 | 0 | 0 | 0 | 0 | 0 | 0 | 0 | 0 | -1.9884e-10 | 6.1965e-08 | -5.72e-08 | 8.4147e-10 | -3.2518e-08 | 2.711e-08 | 3.391e-08 | -6.7674e-08 | -7.0736e-08 | -1.6984e-08 | 3.2548e-08 | 3.6683e-08 | 0 | 0 | 0 | 0 | 0 | 0 | 0.44342 | 1.1999 | 1.1896 | 0.44342 | 1.1999 | 1.1896 | -1.1424 | -138.9937 | 139.5678 | -1.1424 | -138.9937 | 139.5678
Line4_2_6 | 0.014296 | 0 | 0 | 0.014296 | 0 | 0 | 0.0033015 | 0 | 0 | 0.0033014 | 0 | 0 | 0.0010316 | 1.5519e-07 | -1.433e-07 | -0.0010283 | -1.2571e-07 | 1.1319e-07 | 0.0010321 | -1.6948e-07 | -1.7711e-07 | -0.0010286 | 1.3429e-07 | 1.4299e-07 | -46.1599 | 0 | 0 | 133.8406 | 0 | 0 | 0.44199 | 1.1997 | 1.1894 | 0.44056 | 1.1995 | 1.1892 | -1.1462 | -138.9848 | 139.5588 | -1.1499 | -138.9758 | 139.5499
Line5_6_7 | 0.014296 | 0 | 0 | 0.014295 | 0 | 0 | 0.0033014 | 0 | 0 | 0.0033014 | 0 | 0 | 0.0010283 | 1.2418e-07 | -1.1467e-07 | -0.001025 | -9.4681e-08 | 8.454e-08 | 0.0010286 | -1.3558e-07 | -1.4168e-07 | -0.0010252 | 1.0039e-07 | 1.0756e-07 | -46.1594 | 0 | 0 | 133.8411 | 0 | 0 | 0.44056 | 1.1995 | 1.1892 | 0.43913 | 1.1993 | 1.189 | -1.1499 | -138.9758 | 139.5499 | -1.1537 | -138.9669 | 139.541
Line6_7_8 | 0.014295 | 0 | 0 | 0.014295 | 0 | 0 | 0.0033014 | 0 | 0 | 0.0033014 | 0 | 0 | 0.001025 | 9.315e-08 | -8.6026e-08 | -0.0010218 | -6.3635e-08 | 5.5873e-08 | 0.0010252 | -1.0167e-07 | -1.0625e-07 | -0.0010218 | 6.6481e-08 | 7.2127e-08 | -46.1589 | 0 | 0 | 133.8415 | 0 | 0 | 0.43913 | 1.1993 | 1.189 | 0.4377 | 1.1991 | 1.1888 | -1.1537 | -138.9669 | 139.541 | -1.1575 | -138.9579 | 139.532
Line7_8_9 | 0 | 0 | 0 | 0 | 0 | 0 | 0 | 0 | 0 | 0 | 0 | 0 | -1.0206e-10 | 3.1053e-08 | -2.8679e-08 | 7.4165e-10 | -1.5295e-09 | -1.4843e-09 | 1.6779e-08 | -3.3883e-08 | -3.5408e-08 | -2.9178e-11 | -1.2855e-09 | 1.3115e-09 | 0 | 0 | 0 | 0 | 0 | 0 | 0.4377 | 1.1991 | 1.1888 | 0.4377 | 1.1991 | 1.1888 | -1.1575 | -138.9579 | 139.532 | -1.1575 | -138.9579 | 139.532
Line8_8_10 | 0 | 0 | 0 | 0 | 0 | 0 | 0 | 0 | 0 | 0 | 0 | 0 | -1.0206e-10 | 3.1053e-08 | -2.8679e-08 | 7.4165e-10 | -1.5295e-09 | -1.4843e-09 | 1.6779e-08 | -3.3883e-08 | -3.5408e-08 | -2.9178e-11 | -1.2855e-09 | 1.3115e-09 | 0 | 0 | 0 | 0 | 0 | 0 | 0.4377 | 1.1991 | 1.1888 | 0.4377 | 1.1991 | 1.1888 | -1.1575 | -138.9579 | 139.532 | -1.1575 | -138.9579 | 139.532
Line9_3_11 | 1.159e-06 | 1.1589e-06 | 1.1589e-06 | 0 | 0 | 0 | 2.6767e-07 | 2.6764e-07 | 2.6764e-07 | 0 | 0 | 0 | -6.9599e-10 | 2.1688e-07 | -2.002e-07 | 1.3386e-09 | -1.8743e-07 | 1.7011e-07 | 1.1869e-07 | -2.3686e-07 | -2.4758e-07 | -1.0176e-07 | 2.0173e-07 | 2.1352e-07 | -91.4784 | -91.4721 | -91.4721 | 0 | 0 | 0 | 0.44342 | 1.1999 | 1.1896 | 0.44342 | 1.1999 | 1.1896 | -1.1424 | -138.9937 | 139.5678 | -1.1424 | -138.9937 | 139.5678

## LLG_max_6
name | pf_ikss_a_from_ka | pf_ikss_b_from_ka | pf_ikss_c_from_ka | pf_ikss_a_to_ka | pf_ikss_b_to_ka | pf_ikss_c_to_ka | pf_skss_a_from_mw | pf_skss_b_from_mw | pf_skss_c_from_mw | pf_skss_a_to_mw | pf_skss_b_to_mw | pf_skss_c_to_mw | pf_p_a_from_mw | pf_p_b_from_mw | pf_p_c_from_mw | pf_p_a_to_mw | pf_p_b_to_mw | pf_p_c_to_mw | pf_q_a_from_mvar | pf_q_b_from_mvar | pf_q_c_from_mvar | pf_q_a_to_mvar | pf_q_b_to_mvar | pf_q_c_to_mvar | pf_ikss_a_from_degree | pf_ikss_b_from_degree | pf_ikss_c_from_degree | pf_ikss_a_to_degree | pf_ikss_b_to_degree | pf_ikss_c_to_degree | pf_vm_a_from_pu | pf_vm_b_from_pu | pf_vm_c_from_pu | pf_vm_a_to_pu | pf_vm_b_to_pu | pf_vm_c_to_pu | pf_va_a_from_degree | pf_va_b_from_degree | pf_va_c_from_degree | pf_va_a_to_degree | pf_va_b_to_degree | pf_va_c_to_degree
Line0_1_2 | 1.1403e-06 | 1.8879 | 1.8822 | 0 | 1.8879 | 1.8822 | 2.6334e-07 | 0.436 | 0.43467 | 0 | 0.436 | 0.43467 | 1.8197e-08 | 0.14211 | 0.14216 | -1.8131e-08 | -0.10659 | -0.10662 | -4.1365e-07 | 0.28519 | 0.28336 | 3.4472e-07 | -0.21389 | -0.21252 | 87.4412 | -158.1157 | 22.3507 | 0 | 21.8843 | -157.6494 | 1.5723 | 0.73082 | 0.72933 | 1.5721 | 0.54812 | 0.547 | -0.039973 | -94.6032 | 85.7077 | -0.042664 | -94.6032 | 85.7077
Line10_11_12 | 1.1389e-06 | 1.1559e-06 | 1.1219e-06 | 0 | 0 | 0 | 2.6301e-07 | 2.6695e-07 | 2.5909e-07 | 0 | 0 | 0 | 1.8379e-08 | -1.9494e-07 | 1.8891e-07 | -1.8327e-08 | 1.6303e-07 | -1.5705e-07 | -4.1312e-07 | 7.8934e-09 | -4.5741e-09 | 3.4426e-07 | -5.371e-09 | 2.2297e-09 | 87.4128 | 87.7156 | 87.0947 | 0 | 0 | 0 | 1.5723 | 0.73082 | 0.72933 | 1.5723 | 0.73082 | 0.72933 | -0.039976 | -94.6032 | 85.7077 | -0.039977 | -94.6032 | 85.7077
Line11_12_13 | 0 | 0 | 0 | 0 | 0 | 0 | 0 | 0 | 0 | 0 | 0 | 0 | 1.5315e-08 | -1.6245e-07 | 1.5742e-07 | -1.5264e-08 | 1.3054e-07 | -1.2557e-07 | -3.4427e-07 | 6.5778e-09 | -3.8117e-09 | 2.7541e-07 | -4.0555e-09 | 1.4674e-09 | 0 | 0 | 0 | 0 | 0 | 0 | 1.5723 | 0.73082 | 0.72933 | 1.5723 | 0.73082 | 0.72933 | -0.039977 | -94.6032 | 85.7077 | -0.039977 | -94.6032 | 85.7077
Line12_13_15 | 0 | 0 | 0 | 0 | 0 | 0 | 0 | 0 | 0 | 0 | 0 | 0 | 9.1893e-09 | -9.7468e-08 | 9.4454e-08 | -9.1374e-09 | 6.5562e-08 | -6.26e-08 | -2.0656e-07 | 3.9467e-09 | -2.287e-09 | 1.377e-07 | -1.4244e-09 | -5.7338e-11 | 0 | 0 | 0 | 0 | 0 | 0 | 1.5723 | 0.73082 | 0.72933 | 1.5723 | 0.73082 | 0.72933 | -0.039977 | -94.6032 | 85.7077 | -0.039978 | -94.6032 | 85.7077
Line13_13_14 | 0 | 0 | 0 | 0 | 0 | 0 | 0 | 0 | 0 | 0 | 0 | 0 | 3.0631e-09 | -3.2489e-08 | 3.1485e-08 | -3.0112e-09 | 5.8338e-10 | 3.6944e-10 | -6.8854e-08 | 1.3156e-09 | -7.6235e-10 | -4.2233e-12 | 1.2067e-09 | -1.582e-09 | 0 | 0 | 0 | 0 | 0 | 0 | 1.5723 | 0.73082 | 0.72933 | 1.5723 | 0.73082 | 0.72933 | -0.039977 | -94.6032 | 85.7077 | -0.039977 | -94.6032 | 85.7077
Line14_15_16 | 0 | 0 | 0 | 0 | 0 | 0 | 0 | 0 | 0 | 0 | 0 | 0 | 6.1262e-09 | -6.4979e-08 | 6.2969e-08 | -6.0743e-09 | 3.3073e-08 | -3.1115e-08 | -1.3771e-07 | 2.6311e-09 | -1.5247e-09 | 6.8849e-08 | -1.0881e-10 | -8.1968e-10 | 0 | 0 | 0 | 0 | 0 | 0 | 1.5723 | 0.73082 | 0.72933 | 1.5723 | 0.73082 | 0.72933 | -0.039978 | -94.6032 | 85.7077 | -0.039978 | -94.6032 | 85.7077
Line15_16_17 | 0 | 0 | 0 | 0 | 0 | 0 | 0 | 0 | 0 | 0 | 0 | 0 | 3.0631e-09 | -3.2489e-08 | 3.1485e-08 | -3.0112e-09 | 5.8338e-10 | 3.6944e-10 | -6.8854e-08 | 1.3156e-09 | -7.6235e-10 | -4.2233e-12 | 1.2067e-09 | -1.582e-09 | 0 | 0 | 0 | 0 | 0 | 0 | 1.5723 | 0.73082 | 0.72933 | 1.5723 | 0.73082 | 0.72933 | -0.039978 | -94.6032 | 85.7077 | -0.039978 | -94.6032 | 85.7077
Line16_4_18 | 0 | 0 | 0 | 0 | 0 | 0 | 0 | 0 | 0 | 0 | 0 | 0 | 3.0631e-09 | -3.2489e-08 | 3.1485e-08 | -3.0112e-09 | 5.8338e-10 | 3.6944e-10 | -6.8854e-08 | 1.3156e-09 | -7.6235e-10 | -4.2221e-12 | 1.2067e-09 | -1.582e-09 | 0 | 0 | 0 | 0 | 0 | 0 | 1.5723 | 0.73082 | 0.72933 | 1.5723 | 0.73082 | 0.72933 | -0.039974 | -94.6032 | 85.7077 | -0.039974 | -94.6032 | 85.7077
Line17_5_19 | 0 | 0 | 0 | 0 | 0 | 0 | 0 | 0 | 0 | 0 | 0 | 0 | 3.0631e-09 | -3.2489e-08 | 3.1485e-08 | -3.0112e-09 | 5.8338e-10 | 3.6944e-10 | -6.8854e-08 | 1.3156e-09 | -7.6235e-10 | -4.2221e-12 | 1.2067e-09 | -1.582e-09 | 0 | 0 | 0 | 0 | 0 | 0 | 1.5723 | 0.73082 | 0.72933 | 1.5723 | 0.73082 | 0.72933 | -0.039974 | -94.6032 | 85.7077 | -0.039974 | -94.6032 | 85.7077
Line1_1_3 | 1.5185e-06 | 1.5413e-06 | 1.4959e-06 | 1.329e-06 | 1.3518e-06 | 1.3065e-06 | 3.5068e-07 | 3.5594e-07 | 3.4546e-07 | 3.0693e-07 | 3.1218e-07 | 3.0172e-07 | 2.4505e-08 | -2.5992e-07 | 2.5188e-07 | -2.4453e-08 | 2.2801e-07 | -2.2002e-07 | -5.5083e-07 | 1.0525e-08 | -6.0987e-09 | 4.8197e-07 | -8.0022e-09 | 3.7544e-09 | 87.4128 | 87.7156 | 87.0947 | -92.9444 | -92.5932 | -93.3148 | 1.5723 | 0.73082 | 0.72933 | 1.5723 | 0.73082 | 0.72933 | -0.039973 | -94.6032 | 85.7077 | -0.039975 | -94.6032 | 85.7077
Line2_1_4 | 0 | 0 | 0 | 0 | 0 | 0 | 0 | 0 | 0 | 0 | 0 | 0 | 6.1262e-09 | -6.4979e-08 | 6.2969e-08 | -6.0743e-09 | 3.3073e-08 | -3.1115e-08 | -1.3771e-07 | 2.6311e-09 | -1.5247e-09 | 6.8849e-08 | -1.0883e-10 | -8.1969e-10 | 0 | 0 | 0 | 0 | 0 | 0 | 1.5723 | 0.73082 | 0.72933 | 1.5723 | 0.73082 | 0.72933 | -0.039973 | -94.6032 | 85.7077 | -0.039974 | -94.6032 | 85.7077
Line3_1_5 | 0 | 0 | 0 | 0 | 0 | 0 | 0 | 0 | 0 | 0 | 0 | 0 | 6.1262e-09 | -6.4979e-08 | 6.2969e-08 | -6.0743e-09 | 3.3073e-08 | -3.1115e-08 | -1.3771e-07 | 2.6311e-09 | -1.5247e-09 | 6.8849e-08 | -1.0883e-10 | -8.1969e-10 | 0 | 0 | 0 | 0 | 0 | 0 | 1.5723 | 0.73082 | 0.72933 | 1.5723 | 0.73082 | 0.72933 | -0.039973 | -94.6032 | 85.7077 | -0.039974 | -94.6032 | 85.7077
Line4_2_6 | 0 | 1.8879 | 1.8822 | 0 | 1.8879 | 1.8822 | 0 | 0.436 | 0.43467 | 0 | 0.436 | 0.43467 | 1.5121e-08 | 0.10659 | 0.10662 | -1.5072e-08 | -0.071057 | -0.07108 | -3.4472e-07 | 0.21389 | 0.21252 | 2.7578e-07 | -0.1426 | -0.14168 | 0 | -158.1157 | 22.3506 | 0 | 21.8843 | -157.6494 | 1.5721 | 0.54812 | 0.547 | 1.5718 | 0.36541 | 0.36467 | -0.042664 | -94.6032 | 85.7077 | -0.045355 | -94.6032 | 85.7077
Line5_6_7 | 0 | 1.8879 | 1.8822 | 0 | 1.8879 | 1.8822 | 0 | 0.436 | 0.43467 | 0 | 0.436 | 0.43467 | 1.2064e-08 | 0.071057 | 0.07108 | -1.2032e-08 | -0.035529 | -0.03554 | -2.7579e-07 | 0.1426 | 0.14168 | 2.0684e-07 | -0.071298 | -0.070839 | 0 | -158.1157 | 22.3506 | 0 | 21.8843 | -157.6494 | 1.5718 | 0.36541 | 0.36467 | 1.5716 | 0.18271 | 0.18233 | -0.045355 | -94.6032 | 85.7077 | -0.048047 | -94.6032 | 85.7077
Line6_7_8 | 0 | 1.8879 | 1.8822 | 0 | 1.8879 | 1.8822 | 0 | 0.436 | 0.43467 | 0 | 0.436 | 0.43467 | 9.0264e-09 | 0.035529 | 0.03554 | -9.0103e-09 | 3.1267e-13 | -2.6375e-13 | -2.0684e-07 | 0.071298 | 0.070839 | 1.3788e-07 | 2.862e-13 | -2.5733e-13 | 0 | -158.1157 | 22.3506 | 0 | 21.8844 | -157.6494 | 1.5716 | 0.18271 | 0.18233 | 1.5713 | 0 | 0 | -0.048047 | -94.6032 | 85.7077 | -0.05074 | 0 | 0
Line7_8_9 | 0 | 0 | 0 | 0 | 0 | 0 | 0 | 0 | 0 | 0 | 0 | 0 | 3.0034e-09 | 4.2204e-20 | 3.2215e-20 | -3.0034e-09 | 1.8294e-19 | -1.1151e-17 | -6.8942e-08 | -1.8145e-20 | -1.2097e-20 | -5.3577e-12 | 2.3143e-17 | -5.4817e-18 | 0 | 0 | 0 | 0 | 0 | 0 | 1.5713 | 0 | 0 | 1.5713 | 0 | 0 | -0.05074 | 0 | 0 | -0.05074 | 0 | 0
Line8_8_10 | 0 | 0 | 0 | 0 | 0 | 0 | 0 | 0 | 0 | 0 | 0 | 0 | 3.0034e-09 | 4.2204e-20 | 3.2215e-20 | -3.0034e-09 | 1.8295e-19 | -1.1151e-17 | -6.8942e-08 | -1.8145e-20 | -1.2097e-20 | -5.3572e-12 | 2.3143e-17 | -5.4817e-18 | 0 | 0 | 0 | 0 | 0 | 0 | 1.5713 | 0 | 0 | 1.5713 | 0 | 0 | -0.05074 | 0 | 0 | -0.05074 | 0 | 0
Line9_3_11 | 1.3287e-06 | 1.3486e-06 | 1.3089e-06 | 1.1392e-06 | 1.1591e-06 | 1.1195e-06 | 3.0684e-07 | 3.1145e-07 | 3.0227e-07 | 2.631e-07 | 2.6769e-07 | 2.5854e-07 | 2.1442e-08 | -2.2743e-07 | 2.2039e-07 | -2.139e-08 | 1.9552e-07 | -1.8854e-07 | -4.8198e-07 | 9.2089e-09 | -5.3364e-09 | 4.1312e-07 | -6.6866e-09 | 2.992e-09 | 87.4128 | 87.7156 | 87.0947 | -93.0039 | -92.6445 | -93.3832 | 1.5723 | 0.73082 | 0.72933 | 1.5723 | 0.73082 | 0.72933 | -0.039975 | -94.6032 | 85.7077 | -0.039976 | -94.6032 | 85.7077

## LLG_max_10
name | pf_ikss_a_from_ka | pf_ikss_b_from_ka | pf_ikss_c_from_ka | pf_ikss_a_to_ka | pf_ikss_b_to_ka | pf_ikss_c_to_ka | pf_skss_a_from_mw | pf_skss_b_from_mw | pf_skss_c_from_mw | pf_skss_a_to_mw | pf_skss_b_to_mw | pf_skss_c_to_mw | pf_p_a_from_mw | pf_p_b_from_mw | pf_p_c_from_mw | pf_p_a_to_mw | pf_p_b_to_mw | pf_p_c_to_mw | pf_q_a_from_mvar | pf_q_b_from_mvar | pf_q_c_from_mvar | pf_q_a_to_mvar | pf_q_b_to_mvar | pf_q_c_to_mvar | pf_ikss_a_from_degree | pf_ikss_b_from_degree | pf_ikss_c_from_degree | pf_ikss_a_to_degree | pf_ikss_b_to_degree | pf_ikss_c_to_degree | pf_vm_a_from_pu | pf_vm_b_from_pu | pf_vm_c_from_pu | pf_vm_a_to_pu | pf_vm_b_to_pu | pf_vm_c_to_pu | pf_va_a_from_degree | pf_va_b_from_degree | pf_va_c_from_degree | pf_va_a_to_degree | pf_va_b_to_degree | pf_va_c_to_degree
Line0_1_2 | 1.1946e-06 | 1.9594 | 1.9533 | 0 | 1.9594 | 1.9533 | 2.7587e-07 | 0.45251 | 0.4511 | 0 | 0.45251 | 0.4511 | 1.9969e-08 | 0.15307 | 0.15312 | -1.9897e-08 | -0.1148 | -0.11484 | -4.5396e-07 | 0.30719 | 0.30519 | 3.7832e-07 | -0.23039 | -0.22889 | 87.4404 | -158.2847 | 22.1855 | 0 | 21.7153 | -157.8145 | 1.6472 | 0.75848 | 0.75691 | 1.6469 | 0.56886 | 0.56768 | -0.040845 | -94.7716 | 85.5419 | -0.043536 | -94.7716 | 85.5419
Line10_11_12 | 1.1931e-06 | 1.2117e-06 | 1.1746e-06 | 0 | 1.0132e-06 | 0 | 2.7553e-07 | 2.7982e-07 | 2.7127e-07 | 0 | 2.3398e-07 | 0 | 2.0169e-08 | -2.1204e-07 | 2.0525e-07 | -2.0112e-08 | 1.7736e-07 | -1.7062e-07 | -4.5339e-07 | 9.2391e-09 | -5.5271e-09 | 3.7782e-07 | -6.3953e-09 | 2.8786e-09 | 87.412 | 87.7234 | 87.0844 | 0 | -92.7064 | 0 | 1.6472 | 0.75848 | 0.75691 | 1.6472 | 0.75848 | 0.75691 | -0.040847 | -94.7716 | 85.5419 | -0.040848 | -94.7715 | 85.5419
Line11_12_13 | 0 | 1.0097e-06 | 0 | 0 | 0 | 0 | 0 | 2.3318e-07 | 0 | 0 | 0 | 0 | 1.6807e-08 | -1.767e-07 | 1.7104e-07 | -1.6751e-08 | 1.4202e-07 | -1.3642e-07 | -3.7782e-07 | 7.6992e-09 | -4.6059e-09 | 3.0225e-07 | -4.8554e-09 | 1.9574e-09 | 0 | 87.7234 | 0 | 0 | 0 | 0 | 1.6472 | 0.75848 | 0.75691 | 1.6472 | 0.75848 | 0.75691 | -0.040848 | -94.7715 | 85.5419 | -0.040849 | -94.7715 | 85.5419
Line12_13_15 | 0 | 0 | 0 | 0 | 0 | 0 | 0 | 0 | 0 | 0 | 0 | 0 | 1.0084e-08 | -1.0602e-07 | 1.0262e-07 | -1.0028e-08 | 7.1337e-08 | -6.8e-08 | -2.2669e-07 | 4.6195e-09 | -2.7636e-09 | 1.5112e-07 | -1.7757e-09 | 1.1505e-10 | 0 | 0 | 0 | 0 | 0 | 0 | 1.6472 | 0.75848 | 0.75691 | 1.6472 | 0.75848 | 0.75691 | -0.040849 | -94.7715 | 85.5419 | -0.040849 | -94.7715 | 85.5419
Line13_13_14 | 0 | 0 | 0 | 0 | 0 | 0 | 0 | 0 | 0 | 0 | 0 | 0 | 3.3615e-09 | -3.534e-08 | 3.4208e-08 | -3.3046e-09 | 6.58e-10 | 4.1654e-10 | -7.5564e-08 | 1.5398e-09 | -9.2118e-10 | -4.7362e-12 | 1.3039e-09 | -1.7273e-09 | 0 | 0 | 0 | 0 | 0 | 0 | 1.6472 | 0.75848 | 0.75691 | 1.6472 | 0.75848 | 0.75691 | -0.040849 | -94.7715 | 85.5419 | -0.040849 | -94.7715 | 85.5419
Line14_15_16 | 0 | 0 | 0 | 0 | 0 | 0 | 0 | 0 | 0 | 0 | 0 | 0 | 6.723e-09 | -7.0679e-08 | 6.8416e-08 | -6.6661e-09 | 3.5998e-08 | -3.3792e-08 | -1.5113e-07 | 3.0797e-09 | -1.8424e-09 | 7.5559e-08 | -2.3591e-10 | -8.0614e-10 | 0 | 0 | 0 | 0 | 0 | 0 | 1.6472 | 0.75848 | 0.75691 | 1.6472 | 0.75848 | 0.75691 | -0.040849 | -94.7715 | 85.5419 | -0.04085 | -94.7715 | 85.5419
Line15_16_17 | 0 | 0 | 0 | 0 | 0 | 0 | 0 | 0 | 0 | 0 | 0 | 0 | 3.3615e-09 | -3.534e-08 | 3.4208e-08 | -3.3046e-09 | 6.58e-10 | 4.1653e-10 | -7.5564e-08 | 1.5398e-09 | -9.2118e-10 | -4.7357e-12 | 1.3039e-09 | -1.7273e-09 | 0 | 0 | 0 | 0 | 0 | 0 | 1.6472 | 0.75848 | 0.75691 | 1.6472 | 0.75848 | 0.75691 | -0.04085 | -94.7715 | 85.5419 | -0.04085 | -94.7715 | 85.5419
Line16_4_18 | 0 | 0 | 0 | 0 | 0 | 0 | 0 | 0 | 0 | 0 | 0 | 0 | 3.3615e-09 | -3.534e-08 | 3.4208e-08 | -3.3046e-09 | 6.58e-10 | 4.1654e-10 | -7.5564e-08 | 1.5399e-09 | -9.2118e-10 | -4.7353e-12 | 1.3039e-09 | -1.7273e-09 | 0 | 0 | 0 | 0 | 0 | 0 | 1.6472 | 0.75848 | 0.75691 | 1.6472 | 0.75848 | 0.75691 | -0.040845 | -94.7716 | 85.5419 | -0.040845 | -94.7716 | 85.5419
Line17_5_19 | 0 | 0 | 0 | 0 | 0 | 0 | 0 | 0 | 0 | 0 | 0 | 0 | 3.3615e-09 | -3.534e-08 | 3.4208e-08 | -3.3046e-09 | 6.58e-10 | 4.1654e-10 | -7.5564e-08 | 1.5399e-09 | -9.2118e-10 | -4.7353e-12 | 1.3039e-09 | -1.7273e-09 | 0 | 0 | 0 | 0 | 0 | 0 | 1.6472 | 0.75848 | 0.75691 | 1.6472 | 0.75848 | 0.75691 | -0.040845 | -94.7716 | 85.5419 | -0.040845 | -94.7716 | 85.5419
Line1_1_3 | 1.5907e-06 | 1.6155e-06 | 1.5662e-06 | 1.3923e-06 | 1.417e-06 | 1.3678e-06 | 3.6737e-07 | 3.7309e-07 | 3.6169e-07 | 3.2154e-07 | 3.2725e-07 | 3.1587e-07 | 2.6892e-08 | -2.8272e-07 | 2.7366e-07 | -2.6835e-08 | 2.4803e-07 | -2.3904e-07 | -6.0451e-07 | 1.2319e-08 | -7.3694e-09 | 5.2894e-07 | -9.475e-09 | 4.7209e-09 | 87.412 | 87.7234 | 87.0844 | -92.9452 | -92.5839 | -93.3267 | 1.6472 | 0.75848 | 0.75691 | 1.6472 | 0.75848 | 0.75691 | -0.040845 | -94.7716 | 85.5419 | -0.040846 | -94.7716 | 85.5419
Line2_1_4 | 0 | 0 | 0 | 0 | 0 | 0 | 0 | 0 | 0 | 0 | 0 | 0 | 6.723e-09 | -7.0679e-08 | 6.8416e-08 | -6.6661e-09 | 3.5998e-08 | -3.3792e-08 | -1.5113e-07 | 3.0797e-09 | -1.8424e-09 | 7.5559e-08 | -2.3593e-10 | -8.0614e-10 | 0 | 0 | 0 | 0 | 0 | 0 | 1.6472 | 0.75848 | 0.75691 | 1.6472 | 0.75848 | 0.75691 | -0.040845 | -94.7716 | 85.5419 | -0.040845 | -94.7716 | 85.5419
Line3_1_5 | 0 | 0 | 0 | 0 | 0 | 0 | 0 | 0 | 0 | 0 | 0 | 0 | 6.723e-09 | -7.0679e-08 | 6.8416e-08 | -6.6661e-09 | 3.5998e-08 | -3.3792e-08 | -1.5113e-07 | 3.0797e-09 | -1.8424e-09 | 7.5559e-08 | -2.3593e-10 | -8.0614e-10 | 0 | 0 | 0 | 0 | 0 | 0 | 1.6472 | 0.75848 | 0.75691 | 1.6472 | 0.75848 | 0.75691 | -0.040845 | -94.7716 | 85.5419 | -0.040845 | -94.7716 | 85.5419
Line4_2_6 | 0 | 1.9594 | 1.9533 | 0 | 1.9594 | 1.9533 | 0 | 0.45251 | 0.4511 | 0 | 0.45251 | 0.4511 | 1.6594e-08 | 0.1148 | 0.11484 | -1.654e-08 | -0.076537 | -0.076558 | -3.7832e-07 | 0.23039 | 0.22889 | 3.0266e-07 | -0.1536 | -0.15259 | 0 | -158.2847 | 22.1855 | 0 | 21.7153 | -157.8145 | 1.6469 | 0.56886 | 0.56768 | 1.6466 | 0.37924 | 0.37845 | -0.043536 | -94.7716 | 85.5419 | -0.046227 | -94.7716 | 85.5419
Line5_6_7 | 0 | 1.9594 | 1.9533 | 0 | 1.9594 | 1.9533 | 0 | 0.45251 | 0.4511 | 0 | 0.45251 | 0.4511 | 1.324e-08 | 0.076537 | 0.076558 | -1.3204e-08 | -0.038268 | -0.038279 | -3.0267e-07 | 0.1536 | 0.15259 | 2.2699e-07 | -0.076798 | -0.076296 | 0 | -158.2847 | 22.1855 | 0 | 21.7153 | -157.8145 | 1.6466 | 0.37924 | 0.37845 | 1.6464 | 0.18962 | 0.18923 | -0.046227 | -94.7716 | 85.5419 | -0.048919 | -94.7716 | 85.5419
Line6_7_8 | 0 | 1.9594 | 1.9533 | 0 | 1.9594 | 1.9533 | 0 | 0.45251 | 0.4511 | 0 | 0.45251 | 0.4511 | 9.9057e-09 | 0.038268 | 0.038279 | -9.8881e-09 | 5.0939e-13 | -4.1402e-13 | -2.27e-07 | 0.076798 | 0.076296 | 1.5132e-07 | 1.5111e-13 | -1.2134e-13 | 0 | -158.2847 | 22.1855 | 0 | 21.7153 | -157.8145 | 1.6464 | 0.18962 | 0.18923 | 1.6461 | 0 | 0 | -0.048919 | -94.7716 | 85.5419 | -0.051611 | 0 | 0
Line7_8_9 | 0 | 0 | 0 | 0 | 0 | 0 | 0 | 0 | 0 | 0 | 0 | 0 | 3.296e-09 | 3.7844e-20 | 2.6839e-20 | -3.296e-09 | 2.0083e-19 | -1.224e-17 | -7.5661e-08 | -4.412e-20 | -3.0557e-20 | -5.9803e-12 | 2.5401e-17 | -6.0166e-18 | 0 | 0 | 0 | 0 | 0 | 0 | 1.6461 | 0 | 0 | 1.6461 | 0 | 0 | -0.051611 | 0 | 0 | -0.051611 | 0 | 0
Line8_8_10 | 0 | 0 | 0 | 0 | 0 | 0 | 0 | 0 | 0 | 0 | 0 | 0 | 3.296e-09 | 3.7844e-20 | 2.6839e-20 | -3.296e-09 | 2.0083e-19 | -1.224e-17 | -7.5661e-08 | -4.412e-20 | -3.0557e-20 | -5.9795e-12 | 2.5401e-17 | -6.0166e-18 | 0 | 0 | 0 | 0 | 0 | 0 | 1.6461 | 0 | 0 | 1.6461 | 0 | 0 | -0.051611 | 0 | 0 | -0.051611 | 0 | 0
Line9_3_11 | 1.3919e-06 | 1.4136e-06 | 1.3704e-06 | 1.1935e-06 | 1.2151e-06 | 1.172e-06 | 3.2145e-07 | 3.2646e-07 | 3.1648e-07 | 2.7562e-07 | 2.8062e-07 | 2.7066e-07 | 2.353e-08 | -2.4738e-07 | 2.3946e-07 | -2.3474e-08 | 2.127e-07 | -2.0483e-07 | -5.2895e-07 | 1.0779e-08 | -6.4483e-09 | 4.5338e-07 | -7.9351e-09 | 3.7998e-09 | 87.412 | 87.7234 | 87.0844 | -93.0047 | -92.635 | -93.3954 | 1.6472 | 0.75848 | 0.75691 | 1.6472 | 0.75848 | 0.75691 | -0.040846 | -94.7716 | 85.5419 | -0.040847 | -94.7716 | 85.5419

## LLG_max_fault_6
name | pf_ikss_a_from_ka | pf_ikss_b_from_ka | pf_ikss_c_from_ka | pf_ikss_a_to_ka | pf_ikss_b_to_ka | pf_ikss_c_to_ka | pf_skss_a_from_mw | pf_skss_b_from_mw | pf_skss_c_from_mw | pf_skss_a_to_mw | pf_skss_b_to_mw | pf_skss_c_to_mw | pf_p_a_from_mw | pf_p_b_from_mw | pf_p_c_from_mw | pf_p_a_to_mw | pf_p_b_to_mw | pf_p_c_to_mw | pf_q_a_from_mvar | pf_q_b_from_mvar | pf_q_c_from_mvar | pf_q_a_to_mvar | pf_q_b_to_mvar | pf_q_c_to_mvar | pf_ikss_a_from_degree | pf_ikss_b_from_degree | pf_ikss_c_from_degree | pf_ikss_a_to_degree | pf_ikss_b_to_degree | pf_ikss_c_to_degree | pf_vm_a_from_pu | pf_vm_b_from_pu | pf_vm_c_from_pu | pf_vm_a_to_pu | pf_vm_b_to_pu | pf_vm_c_to_pu | pf_va_a_from_degree | pf_va_b_from_degree | pf_va_c_from_degree | pf_va_a_to_degree | pf_va_b_to_degree | pf_va_c_to_degree
Line0_1_2 | 0 | 0.02968 | 0.029907 | 0 | 0.02968 | 0.029907 | 0 | 0.0068542 | 0.0069068 | 0 | 0.0068543 | 0.0069068 | 8.6367e-09 | 0.004435 | 0.0045119 | -8.9916e-09 | -0.0044273 | -0.004502 | -2.4996e-07 | 0.0044765 | 0.0045406 | 2.0834e-07 | -0.0044585 | -0.0045235 | 0 | -146.1136 | 55.3387 | 0 | 33.8866 | -124.6614 | 1.4035 | 0.91935 | 0.92678 | 1.4033 | 0.9167 | 0.92401 | 0.15472 | -100.8465 | 100.5204 | 0.15262 | -100.9124 | 100.4752
Line10_11_12 | 0 | 0 | 0 | 0 | 0 | 0 | 0 | 0 | 0 | 0 | 0 | 0 | 8.7496e-09 | -1.6167e-07 | 1.6108e-07 | -9.1102e-09 | 1.3497e-07 | -1.3402e-07 | -2.4965e-07 | 2.562e-08 | 3.5385e-08 | 2.0805e-07 | -2.0188e-08 | -3.0678e-08 | 0 | 0 | 0 | 0 | 0 | 0 | 1.4035 | 0.91935 | 0.92678 | 1.4035 | 0.91935 | 0.92678 | 0.15472 | -100.8465 | 100.5204 | 0.15472 | -100.8465 | 100.5204
Line11_12_13 | 0 | 0 | 0 | 0 | 0 | 0 | 0 | 0 | 0 | 0 | 0 | 0 | 7.2913e-09 | -1.3472e-07 | 1.3423e-07 | -7.652e-09 | 1.0802e-07 | -1.0717e-07 | -2.0804e-07 | 2.135e-08 | 2.9488e-08 | 1.6645e-07 | -1.5918e-08 | -2.478e-08 | 0 | 0 | 0 | 0 | 0 | 0 | 1.4035 | 0.91935 | 0.92678 | 1.4035 | 0.91935 | 0.92678 | 0.15472 | -100.8465 | 100.5204 | 0.15472 | -100.8465 | 100.5204
Line12_13_15 | 0 | 0 | 0 | 0 | 0 | 0 | 0 | 0 | 0 | 0 | 0 | 0 | 4.3748e-09 | -8.0834e-08 | 8.0539e-08 | -4.7355e-09 | 5.4134e-08 | -5.3478e-08 | -1.2482e-07 | 1.281e-08 | 1.7693e-08 | 8.323e-08 | -7.3785e-09 | -1.2985e-08 | 0 | 0 | 0 | 0 | 0 | 0 | 1.4035 | 0.91935 | 0.92678 | 1.4035 | 0.91935 | 0.92678 | 0.15472 | -100.8465 | 100.5204 | 0.15472 | -100.8465 | 100.5204
Line13_13_14 | 0 | 0 | 0 | 0 | 0 | 0 | 0 | 0 | 0 | 0 | 0 | 0 | 1.4583e-09 | -2.6945e-08 | 2.6846e-08 | -1.8189e-09 | 2.4449e-10 | 2.1449e-10 | -4.1608e-08 | 4.2699e-09 | 5.8976e-09 | 1.4591e-11 | 1.1613e-09 | -1.1899e-09 | 0 | 0 | 0 | 0 | 0 | 0 | 1.4035 | 0.91935 | 0.92678 | 1.4035 | 0.91935 | 0.92678 | 0.15472 | -100.8465 | 100.5204 | 0.15472 | -100.8465 | 100.5204
Line14_15_16 | 0 | 0 | 0 | 0 | 0 | 0 | 0 | 0 | 0 | 0 | 0 | 0 | 2.9165e-09 | -5.3889e-08 | 5.3693e-08 | -3.2772e-09 | 2.7189e-08 | -2.6632e-08 | -8.3216e-08 | 8.5398e-09 | 1.1795e-08 | 4.1622e-08 | -3.1086e-09 | -7.0874e-09 | 0 | 0 | 0 | 0 | 0 | 0 | 1.4035 | 0.91935 | 0.92678 | 1.4035 | 0.91935 | 0.92678 | 0.15472 | -100.8465 | 100.5204 | 0.15472 | -100.8465 | 100.5204
Line15_16_17 | 0 | 0 | 0 | 0 | 0 | 0 | 0 | 0 | 0 | 0 | 0 | 0 | 1.4583e-09 | -2.6945e-08 | 2.6846e-08 | -1.8189e-09 | 2.4449e-10 | 2.1449e-10 | -4.1608e-08 | 4.2699e-09 | 5.8976e-09 | 1.4591e-11 | 1.1613e-09 | -1.1899e-09 | 0 | 0 | 0 | 0 | 0 | 0 | 1.4035 | 0.91935 | 0.92678 | 1.4035 | 0.91935 | 0.92678 | 0.15472 | -100.8465 | 100.5204 | 0.15472 | -100.8465 | 100.5204
Line16_4_18 | 0 | 0 | 0 | 0 | 0 | 0 | 0 | 0 | 0 | 0 | 0 | 0 | 1.4583e-09 | -2.6945e-08 | 2.6846e-08 | -1.8189e-09 | 2.4449e-10 | 2.1449e-10 | -4.1608e-08 | 4.2699e-09 | 5.8976e-09 | 1.4592e-11 | 1.1613e-09 | -1.1899e-09 | 0 | 0 | 0 | 0 | 0 | 0 | 1.4035 | 0.91935 | 0.92678 | 1.4035 | 0.91935 | 0.92678 | 0.15472 | -100.8465 | 100.5204 | 0.15472 | -100.8465 | 100.5204
Line17_5_19 | 0 | 0 | 0 | 0 | 0 | 0 | 0 | 0 | 0 | 0 | 0 | 0 | 1.4583e-09 | -2.6945e-08 | 2.6846e-08 | -1.8189e-09 | 2.4449e-10 | 2.1449e-10 | -4.1608e-08 | 4.2699e-09 | 5.8976e-09 | 1.4592e-11 | 1.1613e-09 | -1.1899e-09 | 0 | 0 | 0 | 0 | 0 | 0 | 1.4035 | 0.91935 | 0.92678 | 1.4035 | 0.91935 | 0.92678 | 0.15472 | -100.8465 | 100.5204 | 0.15472 | -100.8465 | 100.5204
Line1_1_3 | 1.0276e-06 | 1.0279e-06 | 1.0274e-06 | 0 | 0 | 0 | 2.3732e-07 | 2.3739e-07 | 2.3726e-07 | 0 | 0 | 0 | 1.1666e-08 | -2.1556e-07 | 2.1477e-07 | -1.2027e-08 | 1.8886e-07 | -1.8771e-07 | -3.3286e-07 | 3.4159e-08 | 4.718e-08 | 2.9127e-07 | -2.8728e-08 | -4.2473e-08 | 88.1475 | 88.1584 | 88.1305 | 0 | 0 | 0 | 1.4035 | 0.91935 | 0.92678 | 1.4035 | 0.91935 | 0.92678 | 0.15472 | -100.8465 | 100.5204 | 0.15472 | -100.8465 | 100.5204
Line2_1_4 | 0 | 0 | 0 | 0 | 0 | 0 | 0 | 0 | 0 | 0 | 0 | 0 | 2.9165e-09 | -5.3889e-08 | 5.3693e-08 | -3.2772e-09 | 2.7189e-08 | -2.6632e-08 | -8.3216e-08 | 8.5399e-09 | 1.1795e-08 | 4.1622e-08 | -3.1086e-09 | -7.0874e-09 | 0 | 0 | 0 | 0 | 0 | 0 | 1.4035 | 0.91935 | 0.92678 | 1.4035 | 0.91935 | 0.92678 | 0.15472 | -100.8465 | 100.5204 | 0.15472 | -100.8465 | 100.5204
Line3_1_5 | 0 | 0 | 0 | 0 | 0 | 0 | 0 | 0 | 0 | 0 | 0 | 0 | 2.9165e-09 | -5.3889e-08 | 5.3693e-08 | -3.2772e-09 | 2.7189e-08 | -2.6632e-08 | -8.3216e-08 | 8.5399e-09 | 1.1795e-08 | 4.1622e-08 | -3.1086e-09 | -7.0874e-09 | 0 | 0 | 0 | 0 | 0 | 0 | 1.4035 | 0.91935 | 0.92678 | 1.4035 | 0.91935 | 0.92678 | 0.15472 | -100.8465 | 100.5204 | 0.15472 | -100.8465 | 100.5204
Line4_2_6 | 0 | 0.02968 | 0.029907 | 0 | 0.02968 | 0.029907 | 0 | 0.0068543 | 0.0069068 | 0 | 0.0068543 | 0.0069068 | 7.1738e-09 | 0.0044273 | 0.004502 | -7.538e-09 | -0.0044197 | -0.004492 | -2.0832e-07 | 0.0044585 | 0.0045235 | 1.6668e-07 | -0.0044405 | -0.0045063 | 0 | -146.1134 | 55.3386 | 0 | 33.8868 | -124.6616 | 1.4033 | 0.9167 | 0.92401 | 1.4031 | 0.91405 | 0.92124 | 0.15262 | -100.9124 | 100.4752 | 0.15051 | -100.9787 | 100.4297
Line5_6_7 | 0 | 0.02968 | 0.029907 | 0 | 0.02968 | 0.029907 | 0 | 0.0068543 | 0.0069068 | 0 | 0.0068543 | 0.0069068 | 5.7213e-09 | 0.0044197 | 0.004492 | -6.0947e-09 | -0.0044121 | -0.0044821 | -1.6667e-07 | 0.0044405 | 0.0045063 | 1.2502e-07 | -0.0044226 | -0.0044892 | 0 | -146.1132 | 55.3384 | 0 | 33.887 | -124.6617 | 1.4031 | 0.91405 | 0.92124 | 1.4029 | 0.91141 | 0.91847 | 0.15051 | -100.9787 | 100.4297 | 0.1484 | -101.0453 | 100.3839
Line6_7_8 | 0 | 0.02968 | 0.029907 | 0 | 0.02968 | 0.029907 | 0 | 0.0068543 | 0.0069068 | 0 | 0.0068543 | 0.0069067 | 4.2791e-09 | 0.0044121 | 0.0044821 | -4.6618e-09 | -0.0044045 | -0.0044721 | -1.2501e-07 | 0.0044226 | 0.0044892 | 8.3348e-08 | -0.0044046 | -0.0044721 | 0 | -146.113 | 55.3383 | 0 | 33.8872 | -124.6618 | 1.4029 | 0.91141 | 0.91847 | 1.4028 | 0.90877 | 0.9157 | 0.1484 | -101.0453 | 100.3839 | 0.1463 | -101.1124 | 100.3379
Line7_8_9 | 0 | 0 | 0 | 0 | 0 | 0 | 0 | 0 | 0 | 0 | 0 | 0 | 1.4237e-09 | -2.6698e-08 | 2.6561e-08 | -1.8145e-09 | 2.8222e-10 | 2.4535e-10 | -4.1667e-08 | 4.3842e-09 | 5.7462e-09 | 1.379e-11 | 1.1326e-09 | -1.1862e-09 | 0 | 0 | 0 | 0 | 0 | 0 | 1.4028 | 0.90877 | 0.9157 | 1.4028 | 0.90877 | 0.9157 | 0.1463 | -101.1124 | 100.3379 | 0.1463 | -101.1124 | 100.3379
Line8_8_10 | 0 | 0 | 0 | 0 | 0 | 0 | 0 | 0 | 0 | 0 | 0 | 0 | 1.4237e-09 | -2.6698e-08 | 2.6561e-08 | -1.8145e-09 | 2.8222e-10 | 2.4535e-10 | -4.1667e-08 | 4.3842e-09 | 5.7462e-09 | 1.3791e-11 | 1.1326e-09 | -1.1862e-09 | 0 | 0 | 0 | 0 | 0 | 0 | 1.4028 | 0.90877 | 0.9157 | 1.4028 | 0.90877 | 0.9157 | 0.1463 | -101.1124 | 100.3379 | 0.1463 | -101.1124 | 100.3379
Line9_3_11 | 0 | 0 | 0 | 0 | 0 | 0 | 0 | 0 | 0 | 0 | 0 | 0 | 1.0208e-08 | -1.8861e-07 | 1.8792e-07 | -1.0568e-08 | 1.6191e-07 | -1.6086e-07 | -2.9125e-07 | 2.9889e-08 | 4.1283e-08 | 2.4966e-07 | -2.4458e-08 | -3.6575e-08 | 0 | 0 | 0 | 0 | 0 | 0 | 1.4035 | 0.91935 | 0.92678 | 1.4035 | 0.91935 | 0.92678 | 0.15472 | -100.8465 | 100.5204 | 0.15472 | -100.8465 | 100.5204

## LLG_max_fault_10
name | pf_ikss_a_from_ka | pf_ikss_b_from_ka | pf_ikss_c_from_ka | pf_ikss_a_to_ka | pf_ikss_b_to_ka | pf_ikss_c_to_ka | pf_skss_a_from_mw | pf_skss_b_from_mw | pf_skss_c_from_mw | pf_skss_a_to_mw | pf_skss_b_to_mw | pf_skss_c_to_mw | pf_p_a_from_mw | pf_p_b_from_mw | pf_p_c_from_mw | pf_p_a_to_mw | pf_p_b_to_mw | pf_p_c_to_mw | pf_q_a_from_mvar | pf_q_b_from_mvar | pf_q_c_from_mvar | pf_q_a_to_mvar | pf_q_b_to_mvar | pf_q_c_to_mvar | pf_ikss_a_from_degree | pf_ikss_b_from_degree | pf_ikss_c_from_degree | pf_ikss_a_to_degree | pf_ikss_b_to_degree | pf_ikss_c_to_degree | pf_vm_a_from_pu | pf_vm_b_from_pu | pf_vm_c_from_pu | pf_vm_a_to_pu | pf_vm_b_to_pu | pf_vm_c_to_pu | pf_va_a_from_degree | pf_va_b_from_degree | pf_va_c_from_degree | pf_va_a_to_degree | pf_va_b_to_degree | pf_va_c_to_degree
Line0_1_2 | 0 | 0.03109 | 0.031328 | 0 | 0.03109 | 0.031327 | 0 | 0.0071799 | 0.0072348 | 0 | 0.0071799 | 0.0072348 | 9.4776e-09 | 0.0048664 | 0.0049505 | -9.8672e-09 | -0.0048581 | -0.0049396 | -2.7433e-07 | 0.004912 | 0.004982 | 2.2865e-07 | -0.0048923 | -0.0049633 | 0 | -146.12 | 55.3342 | 0 | 33.8802 | -124.666 | 1.4703 | 0.96303 | 0.97079 | 1.4701 | 0.96026 | 0.96789 | 0.15417 | -100.8529 | 100.5158 | 0.15206 | -100.9188 | 100.4706
Line10_11_12 | 0 | 0 | 0 | 0 | 0 | 0 | 0 | 0 | 0 | 0 | 0 | 0 | 9.6015e-09 | -1.7741e-07 | 1.7676e-07 | -9.9974e-09 | 1.4811e-07 | -1.4706e-07 | -2.7398e-07 | 2.8135e-08 | 3.8819e-08 | 2.2834e-07 | -2.2172e-08 | -3.3656e-08 | 0 | 0 | 0 | 0 | 0 | 0 | 1.4703 | 0.96303 | 0.97079 | 1.4703 | 0.96303 | 0.97079 | 0.15417 | -100.8529 | 100.5158 | 0.15417 | -100.8529 | 100.5158
Line11_12_13 | 0 | 0 | 0 | 0 | 0 | 0 | 0 | 0 | 0 | 0 | 0 | 0 | 8.0012e-09 | -1.4784e-07 | 1.473e-07 | -8.3971e-09 | 1.1854e-07 | -1.176e-07 | -2.2832e-07 | 2.3446e-08 | 3.235e-08 | 1.8267e-07 | -1.7483e-08 | -2.7186e-08 | 0 | 0 | 0 | 0 | 0 | 0 | 1.4703 | 0.96303 | 0.97079 | 1.4703 | 0.96303 | 0.97079 | 0.15417 | -100.8529 | 100.5158 | 0.15416 | -100.8529 | 100.5158
Line12_13_15 | 0 | 0 | 0 | 0 | 0 | 0 | 0 | 0 | 0 | 0 | 0 | 0 | 4.8007e-09 | -8.8706e-08 | 8.838e-08 | -5.1967e-09 | 5.9406e-08 | -5.8684e-08 | -1.3699e-07 | 1.4068e-08 | 1.941e-08 | 9.1344e-08 | -8.1045e-09 | -1.4246e-08 | 0 | 0 | 0 | 0 | 0 | 0 | 1.4703 | 0.96303 | 0.97079 | 1.4703 | 0.96303 | 0.97079 | 0.15416 | -100.8529 | 100.5158 | 0.15416 | -100.8529 | 100.5158
Line13_13_14 | 0 | 0 | 0 | 0 | 0 | 0 | 0 | 0 | 0 | 0 | 0 | 0 | 1.6002e-09 | -2.9569e-08 | 2.946e-08 | -1.9962e-09 | 2.6879e-10 | 2.3572e-10 | -4.5664e-08 | 4.6892e-09 | 6.4699e-09 | 1.5956e-11 | 1.274e-09 | -1.306e-09 | 0 | 0 | 0 | 0 | 0 | 0 | 1.4703 | 0.96303 | 0.97079 | 1.4703 | 0.96303 | 0.97079 | 0.15416 | -100.8529 | 100.5158 | 0.15416 | -100.8529 | 100.5158
Line14_15_16 | 0 | 0 | 0 | 0 | 0 | 0 | 0 | 0 | 0 | 0 | 0 | 0 | 3.2005e-09 | -5.9137e-08 | 5.892e-08 | -3.5964e-09 | 2.9837e-08 | -2.9224e-08 | -9.1328e-08 | 9.3785e-09 | 1.294e-08 | 4.568e-08 | -3.4152e-09 | -7.7759e-09 | 0 | 0 | 0 | 0 | 0 | 0 | 1.4703 | 0.96303 | 0.97079 | 1.4703 | 0.96303 | 0.97079 | 0.15416 | -100.8529 | 100.5158 | 0.15416 | -100.8529 | 100.5158
Line15_16_17 | 0 | 0 | 0 | 0 | 0 | 0 | 0 | 0 | 0 | 0 | 0 | 0 | 1.6002e-09 | -2.9569e-08 | 2.946e-08 | -1.9962e-09 | 2.6879e-10 | 2.3571e-10 | -4.5664e-08 | 4.6892e-09 | 6.4699e-09 | 1.5957e-11 | 1.274e-09 | -1.306e-09 | 0 | 0 | 0 | 0 | 0 | 0 | 1.4703 | 0.96303 | 0.97079 | 1.4703 | 0.96303 | 0.97079 | 0.15416 | -100.8529 | 100.5158 | 0.15416 | -100.8529 | 100.5158
Line16_4_18 | 0 | 0 | 0 | 0 | 0 | 0 | 0 | 0 | 0 | 0 | 0 | 0 | 1.6002e-09 | -2.9569e-08 | 2.946e-08 | -1.9962e-09 | 2.6879e-10 | 2.3571e-10 | -4.5664e-08 | 4.6893e-09 | 6.4699e-09 | 1.5957e-11 | 1.274e-09 | -1.306e-09 | 0 | 0 | 0 | 0 | 0 | 0 | 1.4703 | 0.96303 | 0.97079 | 1.4703 | 0.96303 | 0.97079 | 0.15417 | -100.8529 | 100.5158 | 0.15417 | -100.8529 | 100.5158
Line17_5_19 | 0 | 0 | 0 | 0 | 0 | 0 | 0 | 0 | 0 | 0 | 0 | 0 | 1.6002e-09 | -2.9569e-08 | 2.946e-08 | -1.9962e-09 | 2.6879e-10 | 2.3571e-10 | -4.5664e-08 | 4.6893e-09 | 6.4699e-09 | 1.5957e-11 | 1.274e-09 | -1.306e-09 | 0 | 0 | 0 | 0 | 0 | 0 | 1.4703 | 0.96303 | 0.97079 | 1.4703 | 0.96303 | 0.97079 | 0.15417 | -100.8529 | 100.5158 | 0.15417 | -100.8529 | 100.5158
Line1_1_3 | 1.0765e-06 | 1.0769e-06 | 1.0763e-06 | 0 | 0 | 0 | 2.4862e-07 | 2.487e-07 | 2.4856e-07 | 0 | 0 | 0 | 1.2802e-08 | -2.3655e-07 | 2.3568e-07 | -1.3198e-08 | 2.0725e-07 | -2.0598e-07 | -3.6531e-07 | 3.7514e-08 | 5.1759e-08 | 3.1966e-07 | -3.1551e-08 | -4.6595e-08 | 88.1471 | 88.1585 | 88.1294 | 0 | 0 | 0 | 1.4703 | 0.96303 | 0.97079 | 1.4703 | 0.96303 | 0.97079 | 0.15417 | -100.8529 | 100.5158 | 0.15417 | -100.8529 | 100.5158
Line2_1_4 | 0 | 0 | 0 | 0 | 0 | 0 | 0 | 0 | 0 | 0 | 0 | 0 | 3.2005e-09 | -5.9137e-08 | 5.892e-08 | -3.5964e-09 | 2.9837e-08 | -2.9224e-08 | -9.1328e-08 | 9.3785e-09 | 1.294e-08 | 4.568e-08 | -3.4153e-09 | -7.7759e-09 | 0 | 0 | 0 | 0 | 0 | 0 | 1.4703 | 0.96303 | 0.97079 | 1.4703 | 0.96303 | 0.97079 | 0.15417 | -100.8529 | 100.5158 | 0.15417 | -100.8529 | 100.5158
Line3_1_5 | 0 | 0 | 0 | 0 | 0 | 0 | 0 | 0 | 0 | 0 | 0 | 0 | 3.2005e-09 | -5.9137e-08 | 5.892e-08 | -3.5964e-09 | 2.9837e-08 | -2.9224e-08 | -9.1328e-08 | 9.3785e-09 | 1.294e-08 | 4.568e-08 | -3.4153e-09 | -7.7759e-09 | 0 | 0 | 0 | 0 | 0 | 0 | 1.4703 | 0.96303 | 0.97079 | 1.4703 | 0.96303 | 0.97079 | 0.15417 | -100.8529 | 100.5158 | 0.15417 | -100.8529 | 100.5158
Line4_2_6 | 0 | 0.03109 | 0.031327 | 0 | 0.03109 | 0.031327 | 0 | 0.0071799 | 0.0072348 | 0 | 0.00718 | 0.0072347 | 7.8723e-09 | 0.0048581 | 0.0049396 | -8.2721e-09 | -0.0048497 | -0.0049287 | -2.2863e-07 | 0.0048923 | 0.0049633 | 1.8293e-07 | -0.0048725 | -0.0049445 | 0 | -146.1198 | 55.334 | 0 | 33.8804 | -124.6661 | 1.4701 | 0.96026 | 0.96789 | 1.4699 | 0.95748 | 0.96499 | 0.15206 | -100.9188 | 100.4706 | 0.14996 | -100.9851 | 100.4252
Line5_6_7 | 0 | 0.03109 | 0.031327 | 0 | 0.03109 | 0.031327 | 0 | 0.00718 | 0.0072347 | 0 | 0.00718 | 0.0072347 | 6.2783e-09 | 0.0048497 | 0.0049287 | -6.6883e-09 | -0.0048414 | -0.0049178 | -1.8292e-07 | 0.0048725 | 0.0049445 | 1.3721e-07 | -0.0048528 | -0.0049257 | 0 | -146.1196 | 55.3339 | 0 | 33.8806 | -124.6662 | 1.4699 | 0.95748 | 0.96499 | 1.4697 | 0.95471 | 0.96209 | 0.14996 | -100.9851 | 100.4252 | 0.14785 | -101.0518 | 100.3794
Line6_7_8 | 0 | 0.03109 | 0.031327 | 0 | 0.03109 | 0.031327 | 0 | 0.00718 | 0.0072347 | 0 | 0.00718 | 0.0072347 | 4.6957e-09 | 0.0048414 | 0.0049178 | -5.1159e-09 | -0.004833 | -0.0049069 | -1.3719e-07 | 0.0048528 | 0.0049257 | 9.1473e-08 | -0.0048331 | -0.0049069 | 0 | -146.1194 | 55.3338 | 0 | 33.8808 | -124.6664 | 1.4697 | 0.95471 | 0.96209 | 1.4696 | 0.95195 | 0.95919 | 0.14785 | -101.0518 | 100.3794 | 0.14574 | -101.1188 | 100.3334
Line7_8_9 | 0 | 0 | 0 | 0 | 0 | 0 | 0 | 0 | 0 | 0 | 0 | 0 | 1.5623e-09 | -2.9298e-08 | 2.9147e-08 | -1.9913e-09 | 3.1018e-10 | 2.6957e-10 | -4.5729e-08 | 4.8146e-09 | 6.3038e-09 | 1.5077e-11 | 1.2425e-09 | -1.302e-09 | 0 | 0 | 0 | 0 | 0 | 0 | 1.4696 | 0.95195 | 0.95919 | 1.4696 | 0.95195 | 0.95919 | 0.14574 | -101.1188 | 100.3334 | 0.14574 | -101.1188 | 100.3334
Line8_8_10 | 0 | 0 | 0 | 0 | 0 | 0 | 0 | 0 | 0 | 0 | 0 | 0 | 1.5623e-09 | -2.9298e-08 | 2.9147e-08 | -1.9913e-09 | 3.1018e-10 | 2.6957e-10 | -4.5729e-08 | 4.8146e-09 | 6.3038e-09 | 1.5077e-11 | 1.2425e-09 | -1.302e-09 | 0 | 0 | 0 | 0 | 0 | 0 | 1.4696 | 0.95195 | 0.95919 | 1.4696 | 0.95195 | 0.95919 | 0.14574 | -101.1188 | 100.3334 | 0.14574 | -101.1188 | 100.3334
Line9_3_11 | 0 | 0 | 0 | 0 | 0 | 0 | 0 | 0 | 0 | 0 | 0 | 0 | 1.1202e-08 | -2.0698e-07 | 2.0622e-07 | -1.1598e-08 | 1.7768e-07 | -1.7652e-07 | -3.1965e-07 | 3.2825e-08 | 4.5289e-08 | 2.74e-07 | -2.6861e-08 | -4.0125e-08 | 0 | 0 | 0 | 0 | 0 | 0 | 1.4703 | 0.96303 | 0.97079 | 1.4703 | 0.96303 | 0.97079 | 0.15417 | -100.8529 | 100.5158 | 0.15417 | -100.8529 | 100.5158

## LLG_min_6
name | pf_ikss_a_from_ka | pf_ikss_b_from_ka | pf_ikss_c_from_ka | pf_ikss_a_to_ka | pf_ikss_b_to_ka | pf_ikss_c_to_ka | pf_skss_a_from_mw | pf_skss_b_from_mw | pf_skss_c_from_mw | pf_skss_a_to_mw | pf_skss_b_to_mw | pf_skss_c_to_mw | pf_p_a_from_mw | pf_p_b_from_mw | pf_p_c_from_mw | pf_p_a_to_mw | pf_p_b_to_mw | pf_p_c_to_mw | pf_q_a_from_mvar | pf_q_b_from_mvar | pf_q_c_from_mvar | pf_q_a_to_mvar | pf_q_b_to_mvar | pf_q_c_to_mvar | pf_ikss_a_from_degree | pf_ikss_b_from_degree | pf_ikss_c_from_degree | pf_ikss_a_to_degree | pf_ikss_b_to_degree | pf_ikss_c_to_degree | pf_vm_a_from_pu | pf_vm_b_from_pu | pf_vm_c_from_pu | pf_vm_a_to_pu | pf_vm_b_to_pu | pf_vm_c_to_pu | pf_va_a_from_degree | pf_va_b_from_degree | pf_va_c_from_degree | pf_va_a_to_degree | pf_va_b_to_degree | pf_va_c_to_degree
Line0_1_2 | 1.0309e-06 | 1.4557 | 1.4543 | 0 | 1.4557 | 1.4543 | 2.3808e-07 | 0.33619 | 0.33585 | 0 | 0.33619 | 0.33585 | 1.4729e-08 | 0.16244 | 0.16274 | -1.473e-08 | -0.12183 | -0.12205 | -3.3824e-07 | 0.16978 | 0.16894 | 2.8188e-07 | -0.12733 | -0.12671 | 87.489 | -143.1628 | 37.4176 | 0 | 36.8372 | -142.5824 | 1.422 | 0.69892 | 0.69845 | 1.4217 | 0.52419 | 0.52384 | -0.017525 | -96.897 | 83.49 | -0.017314 | -96.897 | 83.49
Line10_11_12 | 1.0292e-06 | 1.0412e-06 | 1.0174e-06 | 0 | 0 | 0 | 2.3769e-07 | 2.4046e-07 | 2.3495e-07 | 0 | 0 | 0 | 1.4747e-08 | -1.6746e-07 | 1.6379e-07 | -1.475e-08 | 1.4e-07 | -1.3633e-07 | -3.3767e-07 | 1.4158e-08 | -1.0079e-08 | 2.8139e-07 | -1.0843e-08 | 6.9517e-09 | 87.4819 | 87.9356 | 87.0112 | 0 | 0 | 0 | 1.422 | 0.69892 | 0.69845 | 1.422 | 0.69892 | 0.69845 | -0.017529 | -96.897 | 83.4899 | -0.01753 | -96.897 | 83.4899
Line11_12_13 | 0 | 0 | 0 | 0 | 0 | 0 | 0 | 0 | 0 | 0 | 0 | 0 | 1.2289e-08 | -1.3955e-07 | 1.365e-07 | -1.2292e-08 | 1.1209e-07 | -1.0903e-07 | -2.8139e-07 | 1.1798e-08 | -8.3992e-09 | 2.2511e-07 | -8.4834e-09 | 5.2718e-09 | 0 | 0 | 0 | 0 | 0 | 0 | 1.422 | 0.69892 | 0.69845 | 1.422 | 0.69892 | 0.69845 | -0.01753 | -96.897 | 83.4899 | -0.017532 | -96.897 | 83.4899
Line12_13_15 | 0 | 0 | 0 | 0 | 0 | 0 | 0 | 0 | 0 | 0 | 0 | 0 | 7.3734e-09 | -8.3732e-08 | 8.1897e-08 | -7.3767e-09 | 5.6269e-08 | -5.4431e-08 | -1.6884e-07 | 7.0791e-09 | -5.0395e-09 | 1.1256e-07 | -3.7641e-09 | 1.9122e-09 | 0 | 0 | 0 | 0 | 0 | 0 | 1.422 | 0.69892 | 0.69845 | 1.422 | 0.69892 | 0.69845 | -0.017532 | -96.897 | 83.4899 | -0.017533 | -96.897 | 83.4899
Line13_13_14 | 0 | 0 | 0 | 0 | 0 | 0 | 0 | 0 | 0 | 0 | 0 | 0 | 2.4578e-09 | -2.7911e-08 | 2.7299e-08 | -2.4611e-09 | 4.4819e-10 | 1.6675e-10 | -5.6279e-08 | 2.3597e-09 | -1.6798e-09 | -1.5155e-12 | 9.5529e-10 | -1.4475e-09 | 0 | 0 | 0 | 0 | 0 | 0 | 1.422 | 0.69892 | 0.69845 | 1.422 | 0.69892 | 0.69845 | -0.017532 | -96.897 | 83.4899 | -0.017532 | -96.897 | 83.4899
Line14_15_16 | 0 | 0 | 0 | 0 | 0 | 0 | 0 | 0 | 0 | 0 | 0 | 0 | 4.9156e-09 | -5.5821e-08 | 5.4598e-08 | -4.9189e-09 | 2.8359e-08 | -2.7132e-08 | -1.1256e-07 | 4.7194e-09 | -3.3597e-09 | 5.6277e-08 | -1.4044e-09 | 2.3232e-10 | 0 | 0 | 0 | 0 | 0 | 0 | 1.422 | 0.69892 | 0.69845 | 1.422 | 0.69892 | 0.69845 | -0.017533 | -96.897 | 83.4899 | -0.017533 | -96.897 | 83.4899
Line15_16_17 | 0 | 0 | 0 | 0 | 0 | 0 | 0 | 0 | 0 | 0 | 0 | 0 | 2.4578e-09 | -2.7911e-08 | 2.7299e-08 | -2.4611e-09 | 4.4819e-10 | 1.6675e-10 | -5.6279e-08 | 2.3597e-09 | -1.6798e-09 | -1.5156e-12 | 9.5529e-10 | -1.4475e-09 | 0 | 0 | 0 | 0 | 0 | 0 | 1.422 | 0.69892 | 0.69845 | 1.422 | 0.69892 | 0.69845 | -0.017533 | -96.897 | 83.4899 | -0.017533 | -96.897 | 83.4899
Line16_4_18 | 0 | 0 | 0 | 0 | 0 | 0 | 0 | 0 | 0 | 0 | 0 | 0 | 2.4578e-09 | -2.7911e-08 | 2.7299e-08 | -2.4611e-09 | 4.4819e-10 | 1.6675e-10 | -5.6279e-08 | 2.3597e-09 | -1.6798e-09 | -1.5149e-12 | 9.5529e-10 | -1.4475e-09 | 0 | 0 | 0 | 0 | 0 | 0 | 1.422 | 0.69892 | 0.69845 | 1.422 | 0.69892 | 0.69845 | -0.017525 | -96.897 | 83.49 | -0.017525 | -96.897 | 83.49
Line17_5_19 | 0 | 0 | 0 | 0 | 0 | 0 | 0 | 0 | 0 | 0 | 0 | 0 | 2.4578e-09 | -2.7911e-08 | 2.7299e-08 | -2.4611e-09 | 4.4819e-10 | 1.6675e-10 | -5.6279e-08 | 2.3597e-09 | -1.6798e-09 | -1.5149e-12 | 9.5529e-10 | -1.4475e-09 | 0 | 0 | 0 | 0 | 0 | 0 | 1.422 | 0.69892 | 0.69845 | 1.422 | 0.69892 | 0.69845 | -0.017525 | -96.897 | 83.49 | -0.017525 | -96.897 | 83.49
Line1_1_3 | 1.3723e-06 | 1.3883e-06 | 1.3565e-06 | 1.2011e-06 | 1.217e-06 | 1.1854e-06 | 3.1692e-07 | 3.2061e-07 | 3.1327e-07 | 2.7738e-07 | 2.8106e-07 | 2.7375e-07 | 1.9662e-08 | -2.2329e-07 | 2.1839e-07 | -1.9666e-08 | 1.9582e-07 | -1.9093e-07 | -4.5023e-07 | 1.8878e-08 | -1.3439e-08 | 3.9395e-07 | -1.5563e-08 | 1.0311e-08 | 87.4819 | 87.9356 | 87.0112 | -92.8753 | -92.3531 | -93.4187 | 1.422 | 0.69892 | 0.69845 | 1.422 | 0.69892 | 0.69845 | -0.017525 | -96.897 | 83.49 | -0.017527 | -96.897 | 83.49
Line2_1_4 | 0 | 0 | 0 | 0 | 0 | 0 | 0 | 0 | 0 | 0 | 0 | 0 | 4.9156e-09 | -5.5821e-08 | 5.4598e-08 | -4.9189e-09 | 2.8359e-08 | -2.7132e-08 | -1.1256e-07 | 4.7194e-09 | -3.3597e-09 | 5.6277e-08 | -1.4044e-09 | 2.3233e-10 | 0 | 0 | 0 | 0 | 0 | 0 | 1.422 | 0.69892 | 0.69845 | 1.422 | 0.69892 | 0.69845 | -0.017525 | -96.897 | 83.49 | -0.017525 | -96.897 | 83.49
Line3_1_5 | 0 | 0 | 0 | 0 | 0 | 0 | 0 | 0 | 0 | 0 | 0 | 0 | 4.9156e-09 | -5.5821e-08 | 5.4598e-08 | -4.9189e-09 | 2.8359e-08 | -2.7132e-08 | -1.1256e-07 | 4.7194e-09 | -3.3597e-09 | 5.6277e-08 | -1.4044e-09 | 2.3233e-10 | 0 | 0 | 0 | 0 | 0 | 0 | 1.422 | 0.69892 | 0.69845 | 1.422 | 0.69892 | 0.69845 | -0.017525 | -96.897 | 83.49 | -0.017525 | -96.897 | 83.49
Line4_2_6 | 0 | 1.4557 | 1.4543 | 0 | 1.4557 | 1.4543 | 0 | 0.33619 | 0.33585 | 0 | 0.33619 | 0.33585 | 1.2271e-08 | 0.12183 | 0.12205 | -1.2271e-08 | -0.081218 | -0.081368 | -2.8188e-07 | 0.12733 | 0.12671 | 2.2551e-07 | -0.084889 | -0.084472 | 0 | -143.1628 | 37.4176 | 0 | 36.8372 | -142.5824 | 1.4217 | 0.52419 | 0.52384 | 1.4214 | 0.34946 | 0.34923 | -0.017314 | -96.897 | 83.49 | -0.017104 | -96.897 | 83.49
Line5_6_7 | 0 | 1.4557 | 1.4543 | 0 | 1.4557 | 1.4543 | 0 | 0.33619 | 0.33585 | 0 | 0.33619 | 0.33585 | 9.8144e-09 | 0.081218 | 0.081368 | -9.8143e-09 | -0.040609 | -0.040684 | -2.2552e-07 | 0.084889 | 0.084472 | 1.6914e-07 | -0.042444 | -0.042236 | 0 | -143.1628 | 37.4176 | 0 | 36.8372 | -142.5824 | 1.4214 | 0.34946 | 0.34923 | 1.4211 | 0.17473 | 0.17461 | -0.017104 | -96.897 | 83.49 | -0.016893 | -96.897 | 83.49
Line6_7_8 | 0 | 1.4557 | 1.4543 | 0 | 1.4557 | 1.4543 | 0 | 0.33619 | 0.33585 | 0 | 0.33619 | 0.33585 | 7.3593e-09 | 0.040609 | 0.040684 | -7.3587e-09 | -2.6615e-14 | 3.0822e-14 | -1.6914e-07 | 0.042444 | 0.042236 | 1.1274e-07 | -1.3984e-13 | 1.6059e-13 | 0 | -143.1628 | 37.4176 | 0 | 36.8372 | -142.5824 | 1.4211 | 0.17473 | 0.17461 | 1.4208 | 0 | 0 | -0.016893 | -96.897 | 83.49 | -0.016681 | 0 | 0
Line7_8_9 | 0 | 0 | 0 | 0 | 0 | 0 | 0 | 0 | 0 | 0 | 0 | 0 | 2.4529e-09 | -1.5913e-20 | -1.5586e-20 | -2.4529e-09 | 7.1412e-18 | -1.2448e-17 | -5.6373e-08 | -8.6087e-21 | -8.7431e-21 | -1.4411e-12 | 2.2367e-17 | -1.9567e-18 | 0 | 0 | 0 | 0 | 0 | 0 | 1.4208 | 0 | 0 | 1.4208 | 0 | 0 | -0.016681 | 0 | 0 | -0.016681 | 0 | 0
Line8_8_10 | 0 | 0 | 0 | 0 | 0 | 0 | 0 | 0 | 0 | 0 | 0 | 0 | 2.4529e-09 | -1.5913e-20 | -1.5586e-20 | -2.4529e-09 | 7.1412e-18 | -1.2448e-17 | -5.6373e-08 | -8.6087e-21 | -8.7431e-21 | -1.4406e-12 | 2.2367e-17 | -1.9567e-18 | 0 | 0 | 0 | 0 | 0 | 0 | 1.4208 | 0 | 0 | 1.4208 | 0 | 0 | -0.016681 | 0 | 0 | -0.016681 | 0 | 0
Line9_3_11 | 1.2008e-06 | 1.2148e-06 | 1.1869e-06 | 1.0296e-06 | 1.0435e-06 | 1.0158e-06 | 2.773e-07 | 2.8053e-07 | 2.7411e-07 | 2.3777e-07 | 2.4099e-07 | 2.346e-07 | 1.7205e-08 | -1.9537e-07 | 1.9109e-07 | -1.7208e-08 | 1.6791e-07 | -1.6363e-07 | -3.9395e-07 | 1.6518e-08 | -1.1759e-08 | 3.3767e-07 | -1.3203e-08 | 8.6315e-09 | 87.4819 | 87.9356 | 87.0112 | -92.9348 | -92.4011 | -93.4904 | 1.422 | 0.69892 | 0.69845 | 1.422 | 0.69892 | 0.69845 | -0.017527 | -96.897 | 83.49 | -0.017529 | -96.897 | 83.4899

## LLG_min_10
name | pf_ikss_a_from_ka | pf_ikss_b_from_ka | pf_ikss_c_from_ka | pf_ikss_a_to_ka | pf_ikss_b_to_ka | pf_ikss_c_to_ka | pf_skss_a_from_mw | pf_skss_b_from_mw | pf_skss_c_from_mw | pf_skss_a_to_mw | pf_skss_b_to_mw | pf_skss_c_to_mw | pf_p_a_from_mw | pf_p_b_from_mw | pf_p_c_from_mw | pf_p_a_to_mw | pf_p_b_to_mw | pf_p_c_to_mw | pf_q_a_from_mvar | pf_q_b_from_mvar | pf_q_c_from_mvar | pf_q_a_to_mvar | pf_q_b_to_mvar | pf_q_c_to_mvar | pf_ikss_a_from_degree | pf_ikss_b_from_degree | pf_ikss_c_from_degree | pf_ikss_a_to_degree | pf_ikss_b_to_degree | pf_ikss_c_to_degree | pf_vm_a_from_pu | pf_vm_b_from_pu | pf_vm_c_from_pu | pf_vm_a_to_pu | pf_vm_b_to_pu | pf_vm_c_to_pu | pf_va_a_from_degree | pf_va_b_from_degree | pf_va_c_from_degree | pf_va_a_to_degree | pf_va_b_to_degree | pf_va_c_to_degree
Line0_1_2 | 0 | 1.3791 | 1.3777 | 0 | 1.3791 | 1.3777 | 0 | 0.31849 | 0.31817 | 0 | 0.31849 | 0.31817 | 1.3219e-08 | 0.14579 | 0.14606 | -1.322e-08 | -0.10934 | -0.10954 | -3.0357e-07 | 0.15238 | 0.15163 | 2.5299e-07 | -0.11428 | -0.11372 | 0 | -143.1628 | 37.4176 | 0 | 36.8372 | -142.5824 | 1.3472 | 0.66214 | 0.66169 | 1.3469 | 0.4966 | 0.49627 | -0.017525 | -96.897 | 83.49 | -0.017314 | -96.897 | 83.49
Line10_11_12 | 0 | 0 | 0 | 0 | 0 | 0 | 0 | 0 | 0 | 0 | 0 | 0 | 1.3235e-08 | -1.503e-07 | 1.4701e-07 | -1.3238e-08 | 1.2565e-07 | -1.2236e-07 | -3.0306e-07 | 1.2707e-08 | -9.046e-09 | 2.5255e-07 | -9.7318e-09 | 6.2392e-09 | 0 | 0 | 0 | 0 | 0 | 0 | 1.3472 | 0.66214 | 0.66169 | 1.3472 | 0.66214 | 0.66169 | -0.017529 | -96.897 | 83.4899 | -0.01753 | -96.897 | 83.4899
Line11_12_13 | 0 | 0 | 0 | 0 | 0 | 0 | 0 | 0 | 0 | 0 | 0 | 0 | 1.1029e-08 | -1.2525e-07 | 1.2251e-07 | -1.1032e-08 | 1.006e-07 | -9.7855e-08 | -2.5255e-07 | 1.0589e-08 | -7.5383e-09 | 2.0204e-07 | -7.6139e-09 | 4.7315e-09 | 0 | 0 | 0 | 0 | 0 | 0 | 1.3472 | 0.66214 | 0.66169 | 1.3472 | 0.66214 | 0.66169 | -0.01753 | -96.897 | 83.4899 | -0.017532 | -96.897 | 83.4899
Line12_13_15 | 0 | 0 | 0 | 0 | 0 | 0 | 0 | 0 | 0 | 0 | 0 | 0 | 6.6177e-09 | -7.515e-08 | 7.3503e-08 | -6.6207e-09 | 5.0502e-08 | -4.8852e-08 | -1.5153e-07 | 6.3535e-09 | -4.523e-09 | 1.0102e-07 | -3.3783e-09 | 1.7162e-09 | 0 | 0 | 0 | 0 | 0 | 0 | 1.3472 | 0.66214 | 0.66169 | 1.3472 | 0.66214 | 0.66169 | -0.017532 | -96.897 | 83.4899 | -0.017533 | -96.897 | 83.4899
Line13_13_14 | 0 | 0 | 0 | 0 | 0 | 0 | 0 | 0 | 0 | 0 | 0 | 0 | 2.2059e-09 | -2.505e-08 | 2.4501e-08 | -2.2089e-09 | 4.0225e-10 | 1.4966e-10 | -5.0511e-08 | 2.1178e-09 | -1.5077e-09 | -1.3602e-12 | 8.5738e-10 | -1.2992e-09 | 0 | 0 | 0 | 0 | 0 | 0 | 1.3472 | 0.66214 | 0.66169 | 1.3472 | 0.66214 | 0.66169 | -0.017532 | -96.897 | 83.4899 | -0.017532 | -96.897 | 83.4899
Line14_15_16 | 0 | 0 | 0 | 0 | 0 | 0 | 0 | 0 | 0 | 0 | 0 | 0 | 4.4118e-09 | -5.01e-08 | 4.9002e-08 | -4.4148e-09 | 2.5452e-08 | -2.4351e-08 | -1.0102e-07 | 4.2357e-09 | -3.0153e-09 | 5.0509e-08 | -1.2604e-09 | 2.0851e-10 | 0 | 0 | 0 | 0 | 0 | 0 | 1.3472 | 0.66214 | 0.66169 | 1.3472 | 0.66214 | 0.66169 | -0.017533 | -96.897 | 83.4899 | -0.017533 | -96.897 | 83.4899
Line15_16_17 | 0 | 0 | 0 | 0 | 0 | 0 | 0 | 0 | 0 | 0 | 0 | 0 | 2.2059e-09 | -2.505e-08 | 2.4501e-08 | -2.2089e-09 | 4.0225e-10 | 1.4966e-10 | -5.0511e-08 | 2.1178e-09 | -1.5077e-09 | -1.3602e-12 | 8.5738e-10 | -1.2992e-09 | 0 | 0 | 0 | 0 | 0 | 0 | 1.3472 | 0.66214 | 0.66169 | 1.3472 | 0.66214 | 0.66169 | -0.017533 | -96.897 | 83.4899 | -0.017533 | -96.897 | 83.4899
Line16_4_18 | 0 | 0 | 0 | 0 | 0 | 0 | 0 | 0 | 0 | 0 | 0 | 0 | 2.2059e-09 | -2.505e-08 | 2.4501e-08 | -2.2089e-09 | 4.0226e-10 | 1.4966e-10 | -5.0511e-08 | 2.1178e-09 | -1.5077e-09 | -1.3594e-12 | 8.5738e-10 | -1.2992e-09 | 0 | 0 | 0 | 0 | 0 | 0 | 1.3472 | 0.66214 | 0.66169 | 1.3472 | 0.66214 | 0.66169 | -0.017525 | -96.897 | 83.49 | -0.017525 | -96.897 | 83.49
Line17_5_19 | 0 | 0 | 0 | 0 | 0 | 0 | 0 | 0 | 0 | 0 | 0 | 0 | 2.2059e-09 | -2.505e-08 | 2.4501e-08 | -2.2089e-09 | 4.0226e-10 | 1.4966e-10 | -5.0511e-08 | 2.1178e-09 | -1.5077e-09 | -1.3594e-12 | 8.5738e-10 | -1.2992e-09 | 0 | 0 | 0 | 0 | 0 | 0 | 1.3472 | 0.66214 | 0.66169 | 1.3472 | 0.66214 | 0.66169 | -0.017525 | -96.897 | 83.49 | -0.017525 | -96.897 | 83.49
Line1_1_3 | 1.3001e-06 | 1.3152e-06 | 1.2851e-06 | 1.1379e-06 | 1.153e-06 | 1.123e-06 | 3.0024e-07 | 3.0374e-07 | 2.9678e-07 | 2.6278e-07 | 2.6627e-07 | 2.5935e-07 | 1.7647e-08 | -2.004e-07 | 1.9601e-07 | -1.765e-08 | 1.7575e-07 | -1.7136e-07 | -4.0409e-07 | 1.6943e-08 | -1.2061e-08 | 3.5357e-07 | -1.3967e-08 | 9.2545e-09 | 87.4819 | 87.9356 | 87.0112 | -92.8753 | -92.3531 | -93.4187 | 1.3472 | 0.66214 | 0.66169 | 1.3472 | 0.66214 | 0.66169 | -0.017525 | -96.897 | 83.49 | -0.017527 | -96.897 | 83.49
Line2_1_4 | 0 | 0 | 0 | 0 | 0 | 0 | 0 | 0 | 0 | 0 | 0 | 0 | 4.4118e-09 | -5.01e-08 | 4.9002e-08 | -4.4148e-09 | 2.5452e-08 | -2.4351e-08 | -1.0102e-07 | 4.2357e-09 | -3.0153e-09 | 5.0509e-08 | -1.2605e-09 | 2.0852e-10 | 0 | 0 | 0 | 0 | 0 | 0 | 1.3472 | 0.66214 | 0.66169 | 1.3472 | 0.66214 | 0.66169 | -0.017525 | -96.897 | 83.49 | -0.017525 | -96.897 | 83.49
Line3_1_5 | 0 | 0 | 0 | 0 | 0 | 0 | 0 | 0 | 0 | 0 | 0 | 0 | 4.4118e-09 | -5.01e-08 | 4.9002e-08 | -4.4148e-09 | 2.5452e-08 | -2.4351e-08 | -1.0102e-07 | 4.2357e-09 | -3.0153e-09 | 5.0509e-08 | -1.2605e-09 | 2.0852e-10 | 0 | 0 | 0 | 0 | 0 | 0 | 1.3472 | 0.66214 | 0.66169 | 1.3472 | 0.66214 | 0.66169 | -0.017525 | -96.897 | 83.49 | -0.017525 | -96.897 | 83.49
Line4_2_6 | 0 | 1.3791 | 1.3777 | 0 | 1.3791 | 1.3777 | 0 | 0.31849 | 0.31817 | 0 | 0.31849 | 0.31817 | 1.1013e-08 | 0.10934 | 0.10954 | -1.1014e-08 | -0.072894 | -0.073029 | -2.5299e-07 | 0.11428 | 0.11372 | 2.024e-07 | -0.076188 | -0.075815 | 0 | -143.1628 | 37.4176 | 0 | 36.8372 | -142.5824 | 1.3469 | 0.4966 | 0.49627 | 1.3466 | 0.33107 | 0.33085 | -0.017314 | -96.897 | 83.49 | -0.017104 | -96.897 | 83.49
Line5_6_7 | 0 | 1.3791 | 1.3777 | 0 | 1.3791 | 1.3777 | 0 | 0.31849 | 0.31817 | 0 | 0.31849 | 0.31817 | 8.8084e-09 | 0.072894 | 0.073029 | -8.8084e-09 | -0.036447 | -0.036514 | -2.024e-07 | 0.076188 | 0.075815 | 1.518e-07 | -0.038094 | -0.037907 | 0 | -143.1628 | 37.4176 | 0 | 36.8372 | -142.5824 | 1.3466 | 0.33107 | 0.33085 | 1.3463 | 0.16553 | 0.16542 | -0.017104 | -96.897 | 83.49 | -0.016893 | -96.897 | 83.49
Line6_7_8 | 0 | 1.3791 | 1.3777 | 0 | 1.3791 | 1.3777 | 0 | 0.31849 | 0.31817 | 0 | 0.31849 | 0.31817 | 6.605e-09 | 0.036447 | 0.036514 | -6.6045e-09 | -3.3917e-14 | 3.7621e-14 | -1.518e-07 | 0.038094 | 0.037907 | 1.0119e-07 | -1.2463e-13 | 1.4321e-13 | 0 | -143.1628 | 37.4176 | 0 | 36.8372 | -142.5824 | 1.3463 | 0.16553 | 0.16542 | 1.3461 | 0 | 0 | -0.016893 | -96.897 | 83.49 | -0.016681 | 0 | 0
Line7_8_9 | 0 | 0 | 0 | 0 | 0 | 0 | 0 | 0 | 0 | 0 | 0 | 0 | 2.2015e-09 | -1.5002e-20 | -1.4613e-20 | -2.2015e-09 | 6.4094e-18 | -1.1173e-17 | -5.0595e-08 | -6.6682e-21 | -6.95e-21 | -1.2931e-12 | 2.0074e-17 | -1.7561e-18 | 0 | 0 | 0 | 0 | 0 | 0 | 1.3461 | 0 | 0 | 1.3461 | 0 | 0 | -0.016681 | 0 | 0 | -0.016681 | 0 | 0
Line8_8_10 | 0 | 0 | 0 | 0 | 0 | 0 | 0 | 0 | 0 | 0 | 0 | 0 | 2.2015e-09 | -1.5002e-20 | -1.4613e-20 | -2.2015e-09 | 6.4094e-18 | -1.1173e-17 | -5.0595e-08 | -6.6682e-21 | -6.95e-21 | -1.2931e-12 | 2.0074e-17 | -1.7561e-18 | 0 | 0 | 0 | 0 | 0 | 0 | 1.3461 | 0 | 0 | 1.3461 | 0 | 0 | -0.016681 | 0 | 0 | -0.016681 | 0 | 0
Line9_3_11 | 1.1376e-06 | 1.1508e-06 | 1.1245e-06 | 0 | 0 | 0 | 2.6271e-07 | 2.6577e-07 | 2.5969e-07 | 0 | 0 | 0 | 1.5441e-08 | -1.7535e-07 | 1.7151e-07 | -1.5444e-08 | 1.507e-07 | -1.4686e-07 | -3.5358e-07 | 1.4825e-08 | -1.0554e-08 | 3.0306e-07 | -1.185e-08 | 7.7468e-09 | 87.4819 | 87.9356 | 87.0112 | 0 | 0 | 0 | 1.3472 | 0.66214 | 0.66169 | 1.3472 | 0.66214 | 0.66169 | -0.017527 | -96.897 | 83.49 | -0.017529 | -96.897 | 83.4899

## LLG_min_fault_6
name | pf_ikss_a_from_ka | pf_ikss_b_from_ka | pf_ikss_c_from_ka | pf_ikss_a_to_ka | pf_ikss_b_to_ka | pf_ikss_c_to_ka | pf_skss_a_from_mw | pf_skss_b_from_mw | pf_skss_c_from_mw | pf_skss_a_to_mw | pf_skss_b_to_mw | pf_skss_c_to_mw | pf_p_a_from_mw | pf_p_b_from_mw | pf_p_c_from_mw | pf_p_a_to_mw | pf_p_b_to_mw | pf_p_c_to_mw | pf_q_a_from_mvar | pf_q_b_from_mvar | pf_q_c_from_mvar | pf_q_a_to_mvar | pf_q_b_to_mvar | pf_q_c_to_mvar | pf_ikss_a_from_degree | pf_ikss_b_from_degree | pf_ikss_c_from_degree | pf_ikss_a_to_degree | pf_ikss_b_to_degree | pf_ikss_c_to_degree | pf_vm_a_from_pu | pf_vm_b_from_pu | pf_vm_c_from_pu | pf_vm_a_to_pu | pf_vm_b_to_pu | pf_vm_c_to_pu | pf_va_a_from_degree | pf_va_b_from_degree | pf_va_c_from_degree | pf_va_a_to_degree | pf_va_b_to_degree | pf_va_c_to_degree
Line0_1_2 | 0 | 0.026743 | 0.026976 | 0 | 0.026743 | 0.026976 | 0 | 0.006176 | 0.0062298 | 0 | 0.006176 | 0.0062297 | 7.0161e-09 | 0.0036267 | 0.0036971 | -7.3309e-09 | -0.003614 | -0.0036824 | -2.045e-07 | 0.003636 | 0.0036924 | 1.7045e-07 | -0.003621 | -0.0036788 | 0 | -145.9456 | 55.5665 | 0 | 34.0546 | -124.4336 | 1.2695 | 0.83153 | 0.83874 | 1.2693 | 0.82836 | 0.83554 | 0.16591 | -100.872 | 100.53 | 0.16599 | -100.8899 | 100.5388
Line10_11_12 | 0 | 0 | 0 | 0 | 0 | 0 | 0 | 0 | 0 | 0 | 0 | 0 | 7.03e-09 | -1.3217e-07 | 1.3181e-07 | -7.3458e-09 | 1.1034e-07 | -1.0966e-07 | -2.0416e-07 | 2.1116e-08 | 2.8868e-08 | 1.7015e-07 | -1.6648e-08 | -2.5031e-08 | 0 | 0 | 0 | 0 | 0 | 0 | 1.2695 | 0.83153 | 0.83874 | 1.2695 | 0.83153 | 0.83874 | 0.16591 | -100.872 | 100.53 | 0.16591 | -100.872 | 100.53
Line11_12_13 | 0 | 0 | 0 | 0 | 0 | 0 | 0 | 0 | 0 | 0 | 0 | 0 | 5.8584e-09 | -1.1014e-07 | 1.0984e-07 | -6.1741e-09 | 8.8315e-08 | -8.7696e-08 | -1.7014e-07 | 1.7597e-08 | 2.4057e-08 | 1.3612e-07 | -1.3128e-08 | -2.0219e-08 | 0 | 0 | 0 | 0 | 0 | 0 | 1.2695 | 0.83153 | 0.83874 | 1.2695 | 0.83153 | 0.83874 | 0.16591 | -100.872 | 100.53 | 0.1659 | -100.872 | 100.53
Line12_13_15 | 0 | 0 | 0 | 0 | 0 | 0 | 0 | 0 | 0 | 0 | 0 | 0 | 3.515e-09 | -6.6085e-08 | 6.5904e-08 | -3.8308e-09 | 4.4258e-08 | -4.3761e-08 | -1.0208e-07 | 1.0558e-08 | 1.4434e-08 | 6.8067e-08 | -6.0896e-09 | -1.0597e-08 | 0 | 0 | 0 | 0 | 0 | 0 | 1.2695 | 0.83153 | 0.83874 | 1.2695 | 0.83153 | 0.83874 | 0.1659 | -100.872 | 100.53 | 0.1659 | -100.872 | 100.5299
Line13_13_14 | 0 | 0 | 0 | 0 | 0 | 0 | 0 | 0 | 0 | 0 | 0 | 0 | 1.1717e-09 | -2.2028e-08 | 2.1968e-08 | -1.4875e-09 | 2.0129e-10 | 1.751e-10 | -3.4027e-08 | 3.5194e-09 | 4.8114e-09 | 1.2805e-11 | 9.4912e-10 | -9.7381e-10 | 0 | 0 | 0 | 0 | 0 | 0 | 1.2695 | 0.83153 | 0.83874 | 1.2695 | 0.83153 | 0.83874 | 0.1659 | -100.872 | 100.53 | 0.1659 | -100.872 | 100.53
Line14_15_16 | 0 | 0 | 0 | 0 | 0 | 0 | 0 | 0 | 0 | 0 | 0 | 0 | 2.3433e-09 | -4.4057e-08 | 4.3936e-08 | -2.6591e-09 | 2.223e-08 | -2.1793e-08 | -6.8054e-08 | 7.0387e-09 | 9.6227e-09 | 3.404e-08 | -2.5702e-09 | -5.7852e-09 | 0 | 0 | 0 | 0 | 0 | 0 | 1.2695 | 0.83153 | 0.83874 | 1.2695 | 0.83153 | 0.83874 | 0.1659 | -100.872 | 100.5299 | 0.1659 | -100.872 | 100.5299
Line15_16_17 | 0 | 0 | 0 | 0 | 0 | 0 | 0 | 0 | 0 | 0 | 0 | 0 | 1.1717e-09 | -2.2028e-08 | 2.1968e-08 | -1.4875e-09 | 2.0129e-10 | 1.751e-10 | -3.4027e-08 | 3.5194e-09 | 4.8114e-09 | 1.2805e-11 | 9.4912e-10 | -9.7381e-10 | 0 | 0 | 0 | 0 | 0 | 0 | 1.2695 | 0.83153 | 0.83874 | 1.2695 | 0.83153 | 0.83874 | 0.1659 | -100.872 | 100.5299 | 0.1659 | -100.872 | 100.5299
Line16_4_18 | 0 | 0 | 0 | 0 | 0 | 0 | 0 | 0 | 0 | 0 | 0 | 0 | 1.1717e-09 | -2.2028e-08 | 2.1968e-08 | -1.4875e-09 | 2.0129e-10 | 1.751e-10 | -3.4027e-08 | 3.5194e-09 | 4.8113e-09 | 1.2805e-11 | 9.4912e-10 | -9.7381e-10 | 0 | 0 | 0 | 0 | 0 | 0 | 1.2695 | 0.83153 | 0.83874 | 1.2695 | 0.83153 | 0.83874 | 0.16591 | -100.872 | 100.53 | 0.16591 | -100.872 | 100.53
Line17_5_19 | 0 | 0 | 0 | 0 | 0 | 0 | 0 | 0 | 0 | 0 | 0 | 0 | 1.1717e-09 | -2.2028e-08 | 2.1968e-08 | -1.4875e-09 | 2.0129e-10 | 1.751e-10 | -3.4027e-08 | 3.5194e-09 | 4.8113e-09 | 1.2805e-11 | 9.4912e-10 | -9.7381e-10 | 0 | 0 | 0 | 0 | 0 | 0 | 1.2695 | 0.83153 | 0.83874 | 1.2695 | 0.83153 | 0.83874 | 0.16591 | -100.872 | 100.53 | 0.16591 | -100.872 | 100.53
Line1_1_3 | 0 | 0 | 0 | 0 | 0 | 0 | 0 | 0 | 0 | 0 | 0 | 0 | 9.3734e-09 | -1.7623e-07 | 1.7574e-07 | -9.6891e-09 | 1.544e-07 | -1.536e-07 | -2.7222e-07 | 2.8155e-08 | 3.8491e-08 | 2.382e-07 | -2.3686e-08 | -3.4653e-08 | 0 | 0 | 0 | 0 | 0 | 0 | 1.2695 | 0.83153 | 0.83874 | 1.2695 | 0.83153 | 0.83874 | 0.16591 | -100.872 | 100.53 | 0.16591 | -100.872 | 100.53
Line2_1_4 | 0 | 0 | 0 | 0 | 0 | 0 | 0 | 0 | 0 | 0 | 0 | 0 | 2.3433e-09 | -4.4057e-08 | 4.3936e-08 | -2.6591e-09 | 2.223e-08 | -2.1793e-08 | -6.8054e-08 | 7.0387e-09 | 9.6227e-09 | 3.404e-08 | -2.5702e-09 | -5.7852e-09 | 0 | 0 | 0 | 0 | 0 | 0 | 1.2695 | 0.83153 | 0.83874 | 1.2695 | 0.83153 | 0.83874 | 0.16591 | -100.872 | 100.53 | 0.16591 | -100.872 | 100.53
Line3_1_5 | 0 | 0 | 0 | 0 | 0 | 0 | 0 | 0 | 0 | 0 | 0 | 0 | 2.3433e-09 | -4.4057e-08 | 4.3936e-08 | -2.6591e-09 | 2.223e-08 | -2.1793e-08 | -6.8054e-08 | 7.0387e-09 | 9.6227e-09 | 3.404e-08 | -2.5702e-09 | -5.7852e-09 | 0 | 0 | 0 | 0 | 0 | 0 | 1.2695 | 0.83153 | 0.83874 | 1.2695 | 0.83153 | 0.83874 | 0.16591 | -100.872 | 100.53 | 0.16591 | -100.872 | 100.53
Line4_2_6 | 0 | 0.026743 | 0.026976 | 0 | 0.026743 | 0.026975 | 0 | 0.006176 | 0.0062297 | 0 | 0.006176 | 0.0062297 | 5.8446e-09 | 0.003614 | 0.0036824 | -6.1592e-09 | -0.0036013 | -0.0036677 | -1.7044e-07 | 0.003621 | 0.0036788 | 1.3638e-07 | -0.003606 | -0.0036653 | 0 | -145.9454 | 55.5664 | 0 | 34.0548 | -124.4337 | 1.2693 | 0.82836 | 0.83554 | 1.2691 | 0.82518 | 0.83234 | 0.16599 | -100.8899 | 100.5388 | 0.16606 | -100.9079 | 100.5477
Line5_6_7 | 0 | 0.026743 | 0.026975 | 0 | 0.026743 | 0.026975 | 0 | 0.006176 | 0.0062297 | 0 | 0.006176 | 0.0062297 | 4.6741e-09 | 0.0036013 | 0.0036677 | -4.9886e-09 | -0.0035886 | -0.003653 | -1.3636e-07 | 0.003606 | 0.0036653 | 1.0229e-07 | -0.003591 | -0.0036518 | 0 | -145.9452 | 55.5663 | 0 | 34.055 | -124.4339 | 1.2691 | 0.82518 | 0.83234 | 1.2689 | 0.82201 | 0.82914 | 0.16606 | -100.9079 | 100.5477 | 0.16614 | -100.9261 | 100.5567
Line6_7_8 | 0 | 0.026743 | 0.026975 | 0 | 0.026743 | 0.026975 | 0 | 0.006176 | 0.0062297 | 0 | 0.006176 | 0.0062297 | 3.5046e-09 | 0.0035886 | 0.003653 | -3.819e-09 | -0.0035759 | -0.0036383 | -1.0228e-07 | 0.003591 | 0.0036518 | 6.8195e-08 | -0.003576 | -0.0036383 | 0 | -145.945 | 55.5661 | 0 | 34.0552 | -124.434 | 1.2689 | 0.82201 | 0.82914 | 1.2687 | 0.81884 | 0.82594 | 0.16614 | -100.9261 | 100.5567 | 0.16622 | -100.9444 | 100.5657
Line7_8_9 | 0 | 0 | 0 | 0 | 0 | 0 | 0 | 0 | 0 | 0 | 0 | 0 | 1.1681e-09 | -2.178e-08 | 2.1645e-08 | -1.4828e-09 | 2.3751e-10 | 2.1179e-10 | -3.4091e-08 | 3.5064e-09 | 4.7603e-09 | 1.2821e-11 | 9.3123e-10 | -9.5726e-10 | 0 | 0 | 0 | 0 | 0 | 0 | 1.2687 | 0.81884 | 0.82594 | 1.2687 | 0.81884 | 0.82594 | 0.16622 | -100.9444 | 100.5657 | 0.16622 | -100.9444 | 100.5657
Line8_8_10 | 0 | 0 | 0 | 0 | 0 | 0 | 0 | 0 | 0 | 0 | 0 | 0 | 1.1681e-09 | -2.178e-08 | 2.1645e-08 | -1.4828e-09 | 2.3751e-10 | 2.1179e-10 | -3.4091e-08 | 3.5064e-09 | 4.7603e-09 | 1.2821e-11 | 9.3123e-10 | -9.5726e-10 | 0 | 0 | 0 | 0 | 0 | 0 | 1.2687 | 0.81884 | 0.82594 | 1.2687 | 0.81884 | 0.82594 | 0.16622 | -100.9444 | 100.5657 | 0.16622 | -100.9444 | 100.5657
Line9_3_11 | 0 | 0 | 0 | 0 | 0 | 0 | 0 | 0 | 0 | 0 | 0 | 0 | 8.2017e-09 | -1.542e-07 | 1.5377e-07 | -8.5175e-09 | 1.3237e-07 | -1.3163e-07 | -2.3819e-07 | 2.4636e-08 | 3.3679e-08 | 2.0418e-07 | -2.0167e-08 | -2.9842e-08 | 0 | 0 | 0 | 0 | 0 | 0 | 1.2695 | 0.83153 | 0.83874 | 1.2695 | 0.83153 | 0.83874 | 0.16591 | -100.872 | 100.53 | 0.16591 | -100.872 | 100.53

## LLG_min_fault_10
name | pf_ikss_a_from_ka | pf_ikss_b_from_ka | pf_ikss_c_from_ka | pf_ikss_a_to_ka | pf_ikss_b_to_ka | pf_ikss_c_to_ka | pf_skss_a_from_mw | pf_skss_b_from_mw | pf_skss_c_from_mw | pf_skss_a_to_mw | pf_skss_b_to_mw | pf_skss_c_to_mw | pf_p_a_from_mw | pf_p_b_from_mw | pf_p_c_from_mw | pf_p_a_to_mw | pf_p_b_to_mw | pf_p_c_to_mw | pf_q_a_from_mvar | pf_q_b_from_mvar | pf_q_c_from_mvar | pf_q_a_to_mvar | pf_q_b_to_mvar | pf_q_c_to_mvar | pf_ikss_a_from_degree | pf_ikss_b_from_degree | pf_ikss_c_from_degree | pf_ikss_a_to_degree | pf_ikss_b_to_degree | pf_ikss_c_to_degree | pf_vm_a_from_pu | pf_vm_b_from_pu | pf_vm_c_from_pu | pf_vm_a_to_pu | pf_vm_b_to_pu | pf_vm_c_to_pu | pf_va_a_from_degree | pf_va_b_from_degree | pf_va_c_from_degree | pf_va_a_to_degree | pf_va_b_to_degree | pf_va_c_to_degree
Line0_1_2 | 0 | 0.025335 | 0.025556 | 0 | 0.025335 | 0.025556 | 0 | 0.0058509 | 0.0059019 | 0 | 0.0058509 | 0.0059018 | 6.297e-09 | 0.003255 | 0.0033182 | -6.5795e-09 | -0.0032436 | -0.003305 | -1.8354e-07 | 0.0032633 | 0.0033139 | 1.5298e-07 | -0.0032499 | -0.0033018 | 0 | -145.9456 | 55.5665 | 0 | 34.0546 | -124.4336 | 1.2027 | 0.78776 | 0.79459 | 1.2025 | 0.78476 | 0.79156 | 0.16591 | -100.872 | 100.53 | 0.16599 | -100.8899 | 100.5388
Line10_11_12 | 0 | 0 | 0 | 0 | 0 | 0 | 0 | 0 | 0 | 0 | 0 | 0 | 6.3095e-09 | -1.1862e-07 | 1.183e-07 | -6.5929e-09 | 9.9034e-08 | -9.8424e-08 | -1.8324e-07 | 1.8952e-08 | 2.5909e-08 | 1.5271e-07 | -1.4941e-08 | -2.2465e-08 | 0 | 0 | 0 | 0 | 0 | 0 | 1.2027 | 0.78776 | 0.79459 | 1.2027 | 0.78776 | 0.79459 | 0.16591 | -100.872 | 100.53 | 0.16591 | -100.872 | 100.53
Line11_12_13 | 0 | 0 | 0 | 0 | 0 | 0 | 0 | 0 | 0 | 0 | 0 | 0 | 5.2579e-09 | -9.8853e-08 | 9.8581e-08 | -5.5413e-09 | 7.9263e-08 | -7.8708e-08 | -1.527e-07 | 1.5793e-08 | 2.1591e-08 | 1.2217e-07 | -1.1783e-08 | -1.8147e-08 | 0 | 0 | 0 | 0 | 0 | 0 | 1.2027 | 0.78776 | 0.79459 | 1.2027 | 0.78776 | 0.79459 | 0.16591 | -100.872 | 100.53 | 0.1659 | -100.872 | 100.53
Line12_13_15 | 0 | 0 | 0 | 0 | 0 | 0 | 0 | 0 | 0 | 0 | 0 | 0 | 3.1547e-09 | -5.9312e-08 | 5.9149e-08 | -3.4382e-09 | 3.9722e-08 | -3.9275e-08 | -9.1619e-08 | 9.4759e-09 | 1.2955e-08 | 6.1091e-08 | -5.4654e-09 | -9.5105e-09 | 0 | 0 | 0 | 0 | 0 | 0 | 1.2027 | 0.78776 | 0.79459 | 1.2027 | 0.78776 | 0.79459 | 0.1659 | -100.872 | 100.53 | 0.1659 | -100.872 | 100.5299
Line13_13_14 | 0 | 0 | 0 | 0 | 0 | 0 | 0 | 0 | 0 | 0 | 0 | 0 | 1.0516e-09 | -1.9771e-08 | 1.9716e-08 | -1.335e-09 | 1.8066e-10 | 1.5716e-10 | -3.054e-08 | 3.1586e-09 | 4.3182e-09 | 1.1493e-11 | 8.5184e-10 | -8.74e-10 | 0 | 0 | 0 | 0 | 0 | 0 | 1.2027 | 0.78776 | 0.79459 | 1.2027 | 0.78776 | 0.79459 | 0.1659 | -100.872 | 100.53 | 0.1659 | -100.872 | 100.53
Line14_15_16 | 0 | 0 | 0 | 0 | 0 | 0 | 0 | 0 | 0 | 0 | 0 | 0 | 2.1032e-09 | -3.9541e-08 | 3.9433e-08 | -2.3866e-09 | 1.9951e-08 | -1.9559e-08 | -6.1079e-08 | 6.3173e-09 | 8.6365e-09 | 3.0551e-08 | -2.3068e-09 | -5.1922e-09 | 0 | 0 | 0 | 0 | 0 | 0 | 1.2027 | 0.78776 | 0.79459 | 1.2027 | 0.78776 | 0.79459 | 0.1659 | -100.872 | 100.5299 | 0.1659 | -100.872 | 100.5299
Line15_16_17 | 0 | 0 | 0 | 0 | 0 | 0 | 0 | 0 | 0 | 0 | 0 | 0 | 1.0516e-09 | -1.9771e-08 | 1.9716e-08 | -1.335e-09 | 1.8066e-10 | 1.5716e-10 | -3.054e-08 | 3.1586e-09 | 4.3182e-09 | 1.1492e-11 | 8.5184e-10 | -8.74e-10 | 0 | 0 | 0 | 0 | 0 | 0 | 1.2027 | 0.78776 | 0.79459 | 1.2027 | 0.78776 | 0.79459 | 0.1659 | -100.872 | 100.5299 | 0.1659 | -100.872 | 100.5299
Line16_4_18 | 0 | 0 | 0 | 0 | 0 | 0 | 0 | 0 | 0 | 0 | 0 | 0 | 1.0516e-09 | -1.9771e-08 | 1.9716e-08 | -1.335e-09 | 1.8066e-10 | 1.5716e-10 | -3.054e-08 | 3.1587e-09 | 4.3182e-09 | 1.1493e-11 | 8.5184e-10 | -8.74e-10 | 0 | 0 | 0 | 0 | 0 | 0 | 1.2027 | 0.78776 | 0.79459 | 1.2027 | 0.78776 | 0.79459 | 0.16591 | -100.872 | 100.53 | 0.16591 | -100.872 | 100.53
Line17_5_19 | 0 | 0 | 0 | 0 | 0 | 0 | 0 | 0 | 0 | 0 | 0 | 0 | 1.0516e-09 | -1.9771e-08 | 1.9716e-08 | -1.335e-09 | 1.8066e-10 | 1.5716e-10 | -3.054e-08 | 3.1587e-09 | 4.3182e-09 | 1.1493e-11 | 8.5184e-10 | -8.74e-10 | 0 | 0 | 0 | 0 | 0 | 0 | 1.2027 | 0.78776 | 0.79459 | 1.2027 | 0.78776 | 0.79459 | 0.16591 | -100.872 | 100.53 | 0.16591 | -100.872 | 100.53
Line1_1_3 | 0 | 0 | 0 | 0 | 0 | 0 | 0 | 0 | 0 | 0 | 0 | 0 | 8.4127e-09 | -1.5817e-07 | 1.5773e-07 | -8.6961e-09 | 1.3858e-07 | -1.3786e-07 | -2.4432e-07 | 2.5269e-08 | 3.4546e-08 | 2.1379e-07 | -2.1259e-08 | -3.1102e-08 | 0 | 0 | 0 | 0 | 0 | 0 | 1.2027 | 0.78776 | 0.79459 | 1.2027 | 0.78776 | 0.79459 | 0.16591 | -100.872 | 100.53 | 0.16591 | -100.872 | 100.53
Line2_1_4 | 0 | 0 | 0 | 0 | 0 | 0 | 0 | 0 | 0 | 0 | 0 | 0 | 2.1031e-09 | -3.9541e-08 | 3.9433e-08 | -2.3866e-09 | 1.9951e-08 | -1.9559e-08 | -6.1079e-08 | 6.3173e-09 | 8.6364e-09 | 3.0551e-08 | -2.3068e-09 | -5.1922e-09 | 0 | 0 | 0 | 0 | 0 | 0 | 1.2027 | 0.78776 | 0.79459 | 1.2027 | 0.78776 | 0.79459 | 0.16591 | -100.872 | 100.53 | 0.16591 | -100.872 | 100.53
Line3_1_5 | 0 | 0 | 0 | 0 | 0 | 0 | 0 | 0 | 0 | 0 | 0 | 0 | 2.1031e-09 | -3.9541e-08 | 3.9433e-08 | -2.3866e-09 | 1.9951e-08 | -1.9559e-08 | -6.1079e-08 | 6.3173e-09 | 8.6364e-09 | 3.0551e-08 | -2.3068e-09 | -5.1922e-09 | 0 | 0 | 0 | 0 | 0 | 0 | 1.2027 | 0.78776 | 0.79459 | 1.2027 | 0.78776 | 0.79459 | 0.16591 | -100.872 | 100.53 | 0.16591 | -100.872 | 100.53
Line4_2_6 | 0 | 0.025335 | 0.025556 | 0 | 0.025335 | 0.025556 | 0 | 0.0058509 | 0.0059018 | 0 | 0.0058509 | 0.0059018 | 5.2456e-09 | 0.0032436 | 0.003305 | -5.5279e-09 | -0.0032322 | -0.0032918 | -1.5297e-07 | 0.0032499 | 0.0033018 | 1.224e-07 | -0.0032364 | -0.0032896 | 0 | -145.9454 | 55.5664 | 0 | 34.0548 | -124.4337 | 1.2025 | 0.78476 | 0.79156 | 1.2023 | 0.78175 | 0.78853 | 0.16599 | -100.8899 | 100.5388 | 0.16606 | -100.9079 | 100.5477
Line5_6_7 | 0 | 0.025335 | 0.025556 | 0 | 0.025335 | 0.025556 | 0 | 0.0058509 | 0.0059018 | 0 | 0.0058509 | 0.0059018 | 4.195e-09 | 0.0032322 | 0.0032918 | -4.4773e-09 | -0.0032208 | -0.0032786 | -1.2239e-07 | 0.0032364 | 0.0032896 | 9.1807e-08 | -0.0032229 | -0.0032775 | 0 | -145.9452 | 55.5663 | 0 | 34.055 | -124.4339 | 1.2023 | 0.78175 | 0.78853 | 1.2021 | 0.77875 | 0.7855 | 0.16606 | -100.9079 | 100.5477 | 0.16614 | -100.9261 | 100.5567
Line6_7_8 | 0 | 0.025335 | 0.025556 | 0 | 0.025335 | 0.025555 | 0 | 0.005851 | 0.0059018 | 0 | 0.005851 | 0.0059018 | 3.1454e-09 | 0.0032208 | 0.0032786 | -3.4276e-09 | -0.0032094 | -0.0032654 | -9.1796e-08 | 0.0032229 | 0.0032775 | 6.1205e-08 | -0.0032095 | -0.0032654 | 0 | -145.945 | 55.5661 | 0 | 34.0552 | -124.434 | 1.2021 | 0.77875 | 0.7855 | 1.202 | 0.77574 | 0.78247 | 0.16614 | -100.9261 | 100.5567 | 0.16622 | -100.9444 | 100.5657
Line7_8_9 | 0 | 0 | 0 | 0 | 0 | 0 | 0 | 0 | 0 | 0 | 0 | 0 | 1.0484e-09 | -1.9548e-08 | 1.9427e-08 | -1.3308e-09 | 2.1316e-10 | 1.9008e-10 | -3.0597e-08 | 3.147e-09 | 4.2724e-09 | 1.1507e-11 | 8.3578e-10 | -8.5914e-10 | 0 | 0 | 0 | 0 | 0 | 0 | 1.202 | 0.77574 | 0.78247 | 1.202 | 0.77574 | 0.78247 | 0.16622 | -100.9444 | 100.5657 | 0.16622 | -100.9444 | 100.5657
Line8_8_10 | 0 | 0 | 0 | 0 | 0 | 0 | 0 | 0 | 0 | 0 | 0 | 0 | 1.0484e-09 | -1.9548e-08 | 1.9427e-08 | -1.3308e-09 | 2.1316e-10 | 1.9008e-10 | -3.0597e-08 | 3.147e-09 | 4.2724e-09 | 1.1507e-11 | 8.3578e-10 | -8.5914e-10 | 0 | 0 | 0 | 0 | 0 | 0 | 1.202 | 0.77574 | 0.78247 | 1.202 | 0.77574 | 0.78247 | 0.16622 | -100.9444 | 100.5657 | 0.16622 | -100.9444 | 100.5657
Line9_3_11 | 0 | 0 | 0 | 0 | 0 | 0 | 0 | 0 | 0 | 0 | 0 | 0 | 7.3611e-09 | -1.3839e-07 | 1.3801e-07 | -7.6445e-09 | 1.188e-07 | -1.1814e-07 | -2.1378e-07 | 2.2111e-08 | 3.0228e-08 | 1.8325e-07 | -1.81e-08 | -2.6783e-08 | 0 | 0 | 0 | 0 | 0 | 0 | 1.2027 | 0.78776 | 0.79459 | 1.2027 | 0.78776 | 0.79459 | 0.16591 | -100.872 | 100.53 | 0.16591 | -100.872 | 100.53