## LLL_max_6
name | pf_ikss_from_ka | pf_ikss_to_ka | pf_ip_from_ka | pf_ip_to_ka | pf_skss_from_mw | pf_skss_to_mw | pf_p_from_mw | pf_p_to_mw | pf_q_from_mvar | pf_q_to_mvar | pf_ikss_from_degree | pf_ikss_to_degree | pf_vm_from_pu | pf_vm_to_pu | pf_va_from_degree | pf_va_to_degree
Line0_1_2 | 2.1767 | 2.1767 | 0 | 0 | 1.508 | 1.508 | 0.56854 | -0.42641 | 1.1371 | -0.85282 | -67.8829 | 112.1171 | 0.84302 | 0.63226 | -4.4479 | -4.4479
Line10_11_12 | 0 | 0 | 0 | 0 | 0 | 0 | 0 | 0 | 0 | 0 | 0 | 0 | 0.84302 | 0.84302 | -4.4479 | -4.4479
Line11_12_13 | 0 | 0 | 0 | 0 | 0 | 0 | 0 | 0 | 0 | 0 | 0 | 0 | 0.84302 | 0.84302 | -4.4479 | -4.4479
Line12_13_15 | 0 | 0 | 0 | 0 | 0 | 0 | 0 | 0 | 0 | 0 | 0 | 0 | 0.84302 | 0.84302 | -4.4479 | -4.4479
Line13_13_14 | 0 | 0 | 0 | 0 | 0 | 0 | 0 | 0 | 0 | 0 | 0 | 0 | 0.84302 | 0.84302 | -4.4479 | -4.4479
Line14_15_16 | 0 | 0 | 0 | 0 | 0 | 0 | 0 | 0 | 0 | 0 | 0 | 0 | 0.84302 | 0.84302 | -4.4479 | -4.4479
Line15_16_17 | 0 | 0 | 0 | 0 | 0 | 0 | 0 | 0 | 0 | 0 | 0 | 0 | 0.84302 | 0.84302 | -4.4479 | -4.4479
Line16_4_18 | 0 | 0 | 0 | 0 | 0 | 0 | 0 | 0 | 0 | 0 | 0 | 0 | 0.84302 | 0.84302 | -4.4479 | -4.4479
Line17_5_19 | 0 | 0 | 0 | 0 | 0 | 0 | 0 | 0 | 0 | 0 | 0 | 0 | 0.84302 | 0.84302 | -4.4479 | -4.4479
Line1_1_3 | 0 | 0 | 0 | 0 | 0 | 0 | 0 | 0 | 0 | 0 | 0 | 0 | 0.84302 | 0.84302 | -4.4479 | -4.4479
Line2_1_4 | 0 | 0 | 0 | 0 | 0 | 0 | 0 | 0 | 0 | 0 | 0 | 0 | 0.84302 | 0.84302 | -4.4479 | -4.4479
Line3_1_5 | 0 | 0 | 0 | 0 | 0 | 0 | 0 | 0 | 0 | 0 | 0 | 0 | 0.84302 | 0.84302 | -4.4479 | -4.4479
Line4_2_6 | 2.1767 | 2.1767 | 0 | 0 | 1.508 | 1.508 | 0.42641 | -0.28427 | 0.85282 | -0.56854 | -67.8829 | 112.1171 | 0.63226 | 0.42151 | -4.4479 | -4.4479
Line5_6_7 | 2.1767 | 2.1767 | 0 | 0 | 1.508 | 1.508 | 0.28427 | -0.14214 | 0.56854 | -0.28427 | -67.8829 | 112.1171 | 0.42151 | 0.21075 | -4.4479 | -4.4479
Line6_7_8 | 2.1767 | 2.1767 | 0 | 4.0311 | 1.508 | 1.508 | 0.14214 | -1e-07 | 0.28427 | -1e-07 | -67.8829 | 112.1171 | 0.21075 | 0 | -4.4479 | 0
Line7_8_9 | 0 | 0 | 0 | 0 | 0 | 0 | 7.9247e-22 | 0 | 4.6423e-22 | 0 | 0 | 0 | 0 | 0 | 0 | 0
Line8_8_10 | 0 | 0 | 0 | 0 | 0 | 0 | 7.9247e-22 | 0 | 4.6423e-22 | 0 | 0 | 0 | 0 | 0 | 0 | 0
Line9_3_11 | 0 | 0 | 0 | 0 | 0 | 0 | 0 | 0 | 0 | 0 | 0 | 0 | 0.84302 | 0.84302 | -4.4479 | -4.4479

## LLL_max_10
name | pf_ikss_from_ka | pf_ikss_to_ka | pf_ip_from_ka | pf_ip_to_ka | pf_skss_from_mw | pf_skss_to_mw | pf_p_from_mw | pf_p_to_mw | pf_q_from_mvar | pf_q_to_mvar | pf_ikss_from_degree | pf_ikss_to_degree | pf_vm_from_pu | pf_vm_to_pu | pf_va_from_degree | pf_va_to_degree
Line0_1_2 | 2.259 | 2.259 | 0 | 0 | 1.5651 | 1.5651 | 0.61237 | -0.45928 | 1.2247 | -0.91856 | -68.05 | 111.95 | 0.87491 | 0.65618 | -4.615 | -4.615
Line10_11_12 | 0 | 0 | 0 | 0 | 0 | 0 | 0 | 0 | 0 | 0 | 0 | 0 | 0.87491 | 0.87491 | -4.615 | -4.615
Line11_12_13 | 0 | 0 | 0 | 0 | 0 | 0 | 0 | 0 | 0 | 0 | 0 | 0 | 0.87491 | 0.87491 | -4.615 | -4.615
Line12_13_15 | 0 | 0 | 0 | 0 | 0 | 0 | 0 | 0 | 0 | 0 | 0 | 0 | 0.87491 | 0.87491 | -4.615 | -4.615
Line13_13_14 | 0 | 0 | 0 | 0 | 0 | 0 | 0 | 0 | 0 | 0 | 0 | 0 | 0.87491 | 0.87491 | -4.615 | -4.615
Line14_15_16 | 0 | 0 | 0 | 0 | 0 | 0 | 0 | 0 | 0 | 0 | 0 | 0 | 0.87491 | 0.87491 | -4.615 | -4.615
Line15_16_17 | 0 | 0 | 0 | 0 | 0 | 0 | 0 | 0 | 0 | 0 | 0 | 0 | 0.87491 | 0.87491 | -4.615 | -4.615
Line16_4_18 | 0 | 0 | 0 | 0 | 0 | 0 | 0 | 0 | 0 | 0 | 0 | 0 | 0.87491 | 0.87491 | -4.615 | -4.615
Line17_5_19 | 0 | 0 | 0 | 0 | 0 | 0 | 0 | 0 | 0 | 0 | 0 | 0 | 0.87491 | 0.87491 | -4.615 | -4.615
Line1_1_3 | 0 | 0 | 0 | 0 | 0 | 0 | 0 | 0 | 0 | 0 | 0 | 0 | 0.87491 | 0.87491 | -4.615 | -4.615
Line2_1_4 | 0 | 0 | 0 | 0 | 0 | 0 | 0 | 0 | 0 | 0 | 0 | 0 | 0.87491 | 0.87491 | -4.615 | -4.615
Line3_1_5 | 0 | 0 | 0 | 0 | 0 | 0 | 0 | 0 | 0 | 0 | 0 | 0 | 0.87491 | 0.87491 | -4.615 | -4.615
Line4_2_6 | 2.259 | 2.259 | 0 | 0 | 1.5651 | 1.5651 | 0.45928 | -0.30619 | 0.91856 | -0.61237 | -68.05 | 111.95 | 0.65618 | 0.43745 | -4.615 | -4.615
Line5_6_7 | 2.259 | 2.259 | 0 | 0 | 1.5651 | 1.5651 | 0.30619 | -0.15309 | 0.61237 | -0.30619 | -68.05 | 111.95 | 0.43745 | 0.21873 | -4.615 | -4.615
Line6_7_8 | 2.259 | 2.259 | 0 | 4.1931 | 1.5651 | 1.5651 | 0.15309 | -1e-07 | 0.30619 | -1e-07 | -68.05 | 111.95 | 0.21873 | 0 | -4.615 | 0
Line7_8_9 | 0 | 0 | 0 | 0 | 0 | 0 | 1.1123e-21 | 0 | -5.2195e-22 | 0 | 0 | 0 | 0 | 0 | 0 | 0
Line8_8_10 | 0 | 0 | 0 | 0 | 0 | 0 | 1.1123e-21 | 0 | -5.2195e-22 | 0 | 0 | 0 | 0 | 0 | 0 | 0
Line9_3_11 | 0 | 0 | 0 | 0 | 0 | 0 | 0 | 0 | 0 | 0 | 0 | 0 | 0.87491 | 0.87491 | -4.615 | -4.615

## LLL_max_fault_6
name | pf_ikss_from_ka | pf_ikss_to_ka | pf_ip_from_ka | pf_ip_to_ka | pf_skss_from_mw | pf_skss_to_mw | pf_p_from_mw | pf_p_to_mw | pf_q_from_mvar | pf_q_to_mvar | pf_ikss_from_degree | pf_ikss_to_degree | pf_vm_from_pu | pf_vm_to_pu | pf_va_from_degree | pf_va_to_degree
Line0_1_2 | 0.033802 | 0.033802 | 0 | 0 | 0.023418 | 0.023418 | 0.017275 | -0.017241 | 0.017412 | -0.017344 | -45.346 | 134.654 | 1.0474 | 1.0443 | -0.11952 | -0.17563
Line10_11_12 | 0 | 0 | 0 | 0 | 0 | 0 | 0 | 0 | 0 | 0 | 0 | 0 | 1.0474 | 1.0474 | -0.11952 | -0.11952
Line11_12_13 | 0 | 0 | 0 | 0 | 0 | 0 | 0 | 0 | 0 | 0 | 0 | 0 | 1.0474 | 1.0474 | -0.11952 | -0.11952
Line12_13_15 | 0 | 0 | 0 | 0 | 0 | 0 | 0 | 0 | 0 | 0 | 0 | 0 | 1.0474 | 1.0474 | -0.11952 | -0.11952
Line13_13_14 | 0 | 0 | 0 | 0 | 0 | 0 | 0 | 0 | 0 | 0 | 0 | 0 | 1.0474 | 1.0474 | -0.11952 | -0.11952
Line14_15_16 | 0 | 0 | 0 | 0 | 0 | 0 | 0 | 0 | 0 | 0 | 0 | 0 | 1.0474 | 1.0474 | -0.11952 | -0.11952
Line15_16_17 | 0 | 0 | 0 | 0 | 0 | 0 | 0 | 0 | 0 | 0 | 0 | 0 | 1.0474 | 1.0474 | -0.11952 | -0.11952
Line16_4_18 | 0 | 0 | 0 | 0 | 0 | 0 | 0 | 0 | 0 | 0 | 0 | 0 | 1.0474 | 1.0474 | -0.11952 | -0.11952
Line17_5_19 | 0 | 0 | 0 | 0 | 0 | 0 | 0 | 0 | 0 | 0 | 0 | 0 | 1.0474 | 1.0474 | -0.11952 | -0.11952
Line1_1_3 | 0 | 0 | 0 | 0 | 0 | 0 | 0 | 0 | 0 | 0 | 0 | 0 | 1.0474 | 1.0474 | -0.11952 | -0.11952
Line2_1_4 | 0 | 0 | 0 | 0 | 0 | 0 | 0 | 0 | 0 | 0 | 0 | 0 | 1.0474 | 1.0474 | -0.11952 | -0.11952
Line3_1_5 | 0 | 0 | 0 | 0 | 0 | 0 | 0 | 0 | 0 | 0 | 0 | 0 | 1.0474 | 1.0474 | -0.11952 | -0.11952
Line4_2_6 | 0.033802 | 0.033802 | 0 | 0 | 0.023418 | 0.023418 | 0.017241 | -0.017207 | 0.017344 | -0.017275 | -45.346 | 134.654 | 1.0443 | 1.0412 | -0.17563 | -0.23207
Line5_6_7 | 0.033802 | 0.033802 | 0 | 0 | 0.023418 | 0.023418 | 0.017207 | -0.017173 | 0.017275 | -0.017207 | -45.346 | 134.654 | 1.0412 | 1.0381 | -0.23207 | -0.28886
Line6_7_8 | 0.033802 | 0.033802 | 0 | 0.0626 | 0.023418 | 0.023418 | 0.017173 | -0.017138 | 0.017207 | -0.017138 | -45.346 | 134.654 | 1.0381 | 1.035 | -0.28886 | -0.34598
Line7_8_9 | 0 | 0 | 0 | 0 | 0 | 0 | -1.7102e-10 | 0 | 7.2182e-11 | 0 | 0 | 0 | 1.035 | 1.035 | -0.34598 | -0.34598
Line8_8_10 | 0 | 0 | 0 | 0 | 0 | 0 | -1.7102e-10 | 0 | 7.2182e-11 | 0 | 0 | 0 | 1.035 | 1.035 | -0.34598 | -0.34598
Line9_3_11 | 0 | 0 | 0 | 0 | 0 | 0 | 0 | 0 | 0 | 0 | 0 | 0 | 1.0474 | 1.0474 | -0.11952 | -0.11952

## LLL_max_fault_10
name | pf_ikss_from_ka | pf_ikss_to_ka | pf_ip_from_ka | pf_ip_to_ka | pf_skss_from_mw | pf_skss_to_mw | pf_p_from_mw | pf_p_to_mw | pf_q_from_mvar | pf_q_to_mvar | pf_ikss_from_degree | pf_ikss_to_degree | pf_vm_from_pu | pf_vm_to_pu | pf_va_from_degree | pf_va_to_degree
Line0_1_2 | 0.035407 | 0.035407 | 0 | 0 | 0.024531 | 0.024531 | 0.018955 | -0.018918 | 0.019106 | -0.019031 | -45.3516 | 134.6484 | 1.0971 | 1.0939 | -0.12515 | -0.18126
Line10_11_12 | 0 | 0 | 0 | 0 | 0 | 0 | 0 | 0 | 0 | 0 | 0 | 0 | 1.0971 | 1.0971 | -0.12515 | -0.12515
Line11_12_13 | 0 | 0 | 0 | 0 | 0 | 0 | 0 | 0 | 0 | 0 | 0 | 0 | 1.0971 | 1.0971 | -0.12515 | -0.12515
Line12_13_15 | 0 | 0 | 0 | 0 | 0 | 0 | 0 | 0 | 0 | 0 | 0 | 0 | 1.0971 | 1.0971 | -0.12515 | -0.12515
Line13_13_14 | 0 | 0 | 0 | 0 | 0 | 0 | 0 | 0 | 0 | 0 | 0 | 0 | 1.0971 | 1.0971 | -0.12515 | -0.12515
Line14_15_16 | 0 | 0 | 0 | 0 | 0 | 0 | 0 | 0 | 0 | 0 | 0 | 0 | 1.0971 | 1.0971 | -0.12515 | -0.12515
Line15_16_17 | 0 | 0 | 0 | 0 | 0 | 0 | 0 | 0 | 0 | 0 | 0 | 0 | 1.0971 | 1.0971 | -0.12515 | -0.12515
Line16_4_18 | 0 | 0 | 0 | 0 | 0 | 0 | 0 | 0 | 0 | 0 | 0 | 0 | 1.0971 | 1.0971 | -0.12515 | -0.12515
Line17_5_19 | 0 | 0 | 0 | 0 | 0 | 0 | 0 | 0 | 0 | 0 | 0 | 0 | 1.0971 | 1.0971 | -0.12515 | -0.12515
Line1_1_3 | 0 | 0 | 0 | 0 | 0 | 0 | 0 | 0 | 0 | 0 | 0 | 0 | 1.0971 | 1.0971 | -0.12515 | -0.12515
Line2_1_4 | 0 | 0 | 0 | 0 | 0 | 0 | 0 | 0 | 0 | 0 | 0 | 0 | 1.0971 | 1.0971 | -0.12515 | -0.12515
Line3_1_5 | 0 | 0 | 0 | 0 | 0 | 0 | 0 | 0 | 0 | 0 | 0 | 0 | 1.0971 | 1.0971 | -0.12515 | -0.12515
Line4_2_6 | 0.035407 | 0.035407 | 0 | 0 | 0.024531 | 0.024531 | 0.018918 | -0.01888 | 0.019031 | -0.018955 | -45.3516 | 134.6484 | 1.0939 | 1.0906 | -0.18126 | -0.23771
Line5_6_7 | 0.035407 | 0.035407 | 0 | 0 | 0.024531 | 0.024531 | 0.01888 | -0.018842 | 0.018955 | -0.01888 | -45.3516 | 134.6484 | 1.0906 | 1.0874 | -0.23771 | -0.29449
Line6_7_8 | 0.035407 | 0.035407 | 0 | 0.065722 | 0.024531 | 0.024531 | 0.018842 | -0.018805 | 0.01888 | -0.018805 | -45.3516 | 134.6484 | 1.0874 | 1.0841 | -0.29449 | -0.35161
Line7_8_9 | 0 | 0 | 0 | 0 | 0 | 0 | -1.8919e-10 | 0 | 8.0501e-11 | 0 | 0 | 0 | 1.0841 | 1.0841 | -0.35161 | -0.35161
Line8_8_10 | 0 | 0 | 0 | 0 | 0 | 0 | -1.8919e-10 | 0 | 8.0501e-11 | 0 | 0 | 0 | 1.0841 | 1.0841 | -0.35161 | -0.35161
Line9_3_11 | 0 | 0 | 0 | 0 | 0 | 0 | 0 | 0 | 0 | 0 | 0 | 0 | 1.0971 | 1.0971 | -0.12515 | -0.12515

## LLL_min_6
name | pf_ikss_from_ka | pf_ikss_to_ka | pf_ip_from_ka | pf_ip_to_ka | pf_skss_from_mw | pf_skss_to_mw | pf_p_from_mw | pf_p_to_mw | pf_q_from_mvar | pf_q_to_mvar | pf_ikss_from_degree | pf_ikss_to_degree | pf_vm_from_pu | pf_vm_to_pu | pf_va_from_degree | pf_va_to_degree
Line0_1_2 | 1.6801 | 1.6801 | 0 | 0 | 1.164 | 1.164 | 0.65034 | -0.48775 | 0.67743 | -0.50807 | -52.8727 | 127.1273 | 0.80677 | 0.60508 | -6.7036 | -6.7036
Line10_11_12 | 0 | 0 | 0 | 0 | 0 | 0 | 0 | 0 | 0 | 0 | 0 | 0 | 0.80677 | 0.80677 | -6.7036 | -6.7036
Line11_12_13 | 0 | 0 | 0 | 0 | 0 | 0 | 0 | 0 | 0 | 0 | 0 | 0 | 0.80677 | 0.80677 | -6.7036 | -6.7036
Line12_13_15 | 0 | 0 | 0 | 0 | 0 | 0 | 0 | 0 | 0 | 0 | 0 | 0 | 0.80677 | 0.80677 | -6.7036 | -6.7036
Line13_13_14 | 0 | 0 | 0 | 0 | 0 | 0 | 0 | 0 | 0 | 0 | 0 | 0 | 0.80677 | 0.80677 | -6.7036 | -6.7036
Line14_15_16 | 0 | 0 | 0 | 0 | 0 | 0 | 0 | 0 | 0 | 0 | 0 | 0 | 0.80677 | 0.80677 | -6.7036 | -6.7036
Line15_16_17 | 0 | 0 | 0 | 0 | 0 | 0 | 0 | 0 | 0 | 0 | 0 | 0 | 0.80677 | 0.80677 | -6.7036 | -6.7036
Line16_4_18 | 0 | 0 | 0 | 0 | 0 | 0 | 0 | 0 | 0 | 0 | 0 | 0 | 0.80677 | 0.80677 | -6.7036 | -6.7036
Line17_5_19 | 0 | 0 | 0 | 0 | 0 | 0 | 0 | 0 | 0 | 0 | 0 | 0 | 0.80677 | 0.80677 | -6.7036 | -6.7036
Line1_1_3 | 0 | 0 | 0 | 0 | 0 | 0 | 0 | 0 | 0 | 0 | 0 | 0 | 0.80677 | 0.80677 | -6.7036 | -6.7036
Line2_1_4 | 0 | 0 | 0 | 0 | 0 | 0 | 0 | 0 | 0 | 0 | 0 | 0 | 0.80677 | 0.80677 | -6.7036 | -6.7036
Line3_1_5 | 0 | 0 | 0 | 0 | 0 | 0 | 0 | 0 | 0 | 0 | 0 | 0 | 0.80677 | 0.80677 | -6.7036 | -6.7036
Line4_2_6 | 1.6801 | 1.6801 | 0 | 0 | 1.164 | 1.164 | 0.48775 | -0.32517 | 0.50807 | -0.33872 | -52.8727 | 127.1273 | 0.60508 | 0.40338 | -6.7036 | -6.7036
Line5_6_7 | 1.6801 | 1.6801 | 0 | 0 | 1.164 | 1.164 | 0.32517 | -0.16258 | 0.33872 | -0.16936 | -52.8727 | 127.1273 | 0.40338 | 0.20169 | -6.7036 | -6.7036
Line6_7_8 | 1.6801 | 1.6801 | 0 | 2.6638 | 1.164 | 1.164 | 0.16258 | -1e-07 | 0.16936 | -1e-07 | -52.8727 | 127.1273 | 0.20169 | 0 | -6.7036 | 0
Line7_8_9 | 0 | 0 | 0 | 0 | 0 | 0 | 6.7987e-22 | 0 | 9.0104e-22 | 0 | 0 | 0 | 0 | 0 | 0 | 0
Line8_8_10 | 0 | 0 | 0 | 0 | 0 | 0 | 6.7987e-22 | 0 | 9.0104e-22 | 0 | 0 | 0 | 0 | 0 | 0 | 0
Line9_3_11 | 0 | 0 | 0 | 0 | 0 | 0 | 0 | 0 | 0 | 0 | 0 | 0 | 0.80677 | 0.80677 | -6.7036 | -6.7036

## LLL_min_10
name | pf_ikss_from_ka | pf_ikss_to_ka | pf_ip_from_ka | pf_ip_to_ka | pf_skss_from_mw | pf_skss_to_mw | pf_p_from_mw | pf_p_to_mw | pf_q_from_mvar | pf_q_to_mvar | pf_ikss_from_degree | pf_ikss_to_degree | pf_vm_from_pu | pf_vm_to_pu | pf_va_from_degree | pf_va_to_degree
Line0_1_2 | 1.5916 | 1.5916 | 0 | 0 | 1.1027 | 1.1027 | 0.58368 | -0.43776 | 0.608 | -0.456 | -52.8727 | 127.1273 | 0.76431 | 0.57323 | -6.7036 | -6.7036
Line10_11_12 | 0 | 0 | 0 | 0 | 0 | 0 | 0 | 0 | 0 | 0 | 0 | 0 | 0.76431 | 0.76431 | -6.7036 | -6.7036
Line11_12_13 | 0 | 0 | 0 | 0 | 0 | 0 | 0 | 0 | 0 | 0 | 0 | 0 | 0.76431 | 0.76431 | -6.7036 | -6.7036
Line12_13_15 | 0 | 0 | 0 | 0 | 0 | 0 | 0 | 0 | 0 | 0 | 0 | 0 | 0.76431 | 0.76431 | -6.7036 | -6.7036
Line13_13_14 | 0 | 0 | 0 | 0 | 0 | 0 | 0 | 0 | 0 | 0 | 0 | 0 | 0.76431 | 0.76431 | -6.7036 | -6.7036
Line14_15_16 | 0 | 0 | 0 | 0 | 0 | 0 | 0 | 0 | 0 | 0 | 0 | 0 | 0.76431 | 0.76431 | -6.7036 | -6.7036
Line15_16_17 | 0 | 0 | 0 | 0 | 0 | 0 | 0 | 0 | 0 | 0 | 0 | 0 | 0.76431 | 0.76431 | -6.7036 | -6.7036
Line16_4_18 | 0 | 0 | 0 | 0 | 0 | 0 | 0 | 0 | 0 | 0 | 0 | 0 | 0.76431 | 0.76431 | -6.7036 | -6.7036
Line17_5_19 | 0 | 0 | 0 | 0 | 0 | 0 | 0 | 0 | 0 | 0 | 0 | 0 | 0.76431 | 0.76431 | -6.7036 | -6.7036
Line1_1_3 | 0 | 0 | 0 | 0 | 0 | 0 | 0 | 0 | 0 | 0 | 0 | 0 | 0.76431 | 0.76431 | -6.7036 | -6.7036
Line2_1_4 | 0 | 0 | 0 | 0 | 0 | 0 | 0 | 0 | 0 | 0 | 0 | 0 | 0.76431 | 0.76431 | -6.7036 | -6.7036
Line3_1_5 | 0 | 0 | 0 | 0 | 0 | 0 | 0 | 0 | 0 | 0 | 0 | 0 | 0.76431 | 0.76431 | -6.7036 | -6.7036
Line4_2_6 | 1.5916 | 1.5916 | 0 | 0 | 1.1027 | 1.1027 | 0.43776 | -0.29184 | 0.456 | -0.304 | -52.8727 | 127.1273 | 0.57323 | 0.38215 | -6.7036 | -6.7036
Line5_6_7 | 1.5916 | 1.5916 | 0 | 0 | 1.1027 | 1.1027 | 0.29184 | -0.14592 | 0.304 | -0.152 | -52.8727 | 127.1273 | 0.38215 | 0.19108 | -6.7036 | -6.7036
Line6_7_8 | 1.5916 | 1.5916 | 0 | 2.5236 | 1.1027 | 1.1027 | 0.14592 | -1e-07 | 0.152 | -1e-07 | -52.8727 | 127.1273 | 0.19108 | 0 | -6.7036 | 0
Line7_8_9 | 0 | 0 | 0 | 0 | 0 | 0 | 6.1001e-22 | 0 | 8.0913e-22 | 0 | 0 | 0 | 0 | 0 | 0 | 0
Line8_8_10 | 0 | 0 | 0 | 0 | 0 | 0 | 6.1001e-22 | 0 | 8.0913e-22 | 0 | 0 | 0 | 0 | 0 | 0 | 0
Line9_3_11 | 0 | 0 | 0 | 0 | 0 | 0 | 0 | 0 | 0 | 0 | 0 | 0 | 0.76431 | 0.76431 | -6.7036 | -6.7036

## LLL_min_fault_6
name | pf_ikss_from_ka | pf_ikss_to_ka | pf_ip_from_ka | pf_ip_to_ka | pf_skss_from_mw | pf_skss_to_mw | pf_p_from_mw | pf_p_to_mw | pf_q_from_mvar | pf_q_to_mvar | pf_ikss_from_degree | pf_ikss_to_degree | pf_vm_from_pu | pf_vm_to_pu | pf_va_from_degree | pf_va_to_degree
Line0_1_2 | 0.030469 | 0.030469 | 0 | 0 | 0.02111 | 0.02111 | 0.01414 | -0.014086 | 0.014149 | -0.014093 | -45.1423 | 134.8577 | 0.94756 | 0.9439 | -0.12428 | -0.12874
Line10_11_12 | 0 | 0 | 0 | 0 | 0 | 0 | 0 | 0 | 0 | 0 | 0 | 0 | 0.94756 | 0.94756 | -0.12428 | -0.12428
Line11_12_13 | 0 | 0 | 0 | 0 | 0 | 0 | 0 | 0 | 0 | 0 | 0 | 0 | 0.94756 | 0.94756 | -0.12428 | -0.12428
Line12_13_15 | 0 | 0 | 0 | 0 | 0 | 0 | 0 | 0 | 0 | 0 | 0 | 0 | 0.94756 | 0.94756 | -0.12428 | -0.12428
Line13_13_14 | 0 | 0 | 0 | 0 | 0 | 0 | 0 | 0 | 0 | 0 | 0 | 0 | 0.94756 | 0.94756 | -0.12428 | -0.12428
Line14_15_16 | 0 | 0 | 0 | 0 | 0 | 0 | 0 | 0 | 0 | 0 | 0 | 0 | 0.94756 | 0.94756 | -0.12428 | -0.12428
Line15_16_17 | 0 | 0 | 0 | 0 | 0 | 0 | 0 | 0 | 0 | 0 | 0 | 0 | 0.94756 | 0.94756 | -0.12428 | -0.12428
Line16_4_18 | 0 | 0 | 0 | 0 | 0 | 0 | 0 | 0 | 0 | 0 | 0 | 0 | 0.94756 | 0.94756 | -0.12428 | -0.12428
Line17_5_19 | 0 | 0 | 0 | 0 | 0 | 0 | 0 | 0 | 0 | 0 | 0 | 0 | 0.94756 | 0.94756 | -0.12428 | -0.12428
Line1_1_3 | 0 | 0 | 0 | 0 | 0 | 0 | 0 | 0 | 0 | 0 | 0 | 0 | 0.94756 | 0.94756 | -0.12428 | -0.12428
Line2_1_4 | 0 | 0 | 0 | 0 | 0 | 0 | 0 | 0 | 0 | 0 | 0 | 0 | 0.94756 | 0.94756 | -0.12428 | -0.12428
Line3_1_5 | 0 | 0 | 0 | 0 | 0 | 0 | 0 | 0 | 0 | 0 | 0 | 0 | 0.94756 | 0.94756 | -0.12428 | -0.12428
Line4_2_6 | 0.030469 | 0.030469 | 0 | 0 | 0.02111 | 0.02111 | 0.014086 | -0.014033 | 0.014093 | -0.014037 | -45.1423 | 134.8577 | 0.9439 | 0.94024 | -0.12874 | -0.13323
Line5_6_7 | 0.030469 | 0.030469 | 0 | 0 | 0.02111 | 0.02111 | 0.014033 | -0.013979 | 0.014037 | -0.013981 | -45.1423 | 134.8577 | 0.94024 | 0.93659 | -0.13323 | -0.13776
Line6_7_8 | 0.030469 | 0.030469 | 0 | 0.04831 | 0.02111 | 0.02111 | 0.013979 | -0.013926 | 0.013981 | -0.013926 | -45.1423 | 134.8577 | 0.93659 | 0.93293 | -0.13776 | -0.14233
Line7_8_9 | 0 | 0 | 0 | 0 | 0 | 0 | -1.7514e-10 | 0 | 2.4218e-11 | 0 | 0 | 0 | 0.93293 | 0.93293 | -0.14233 | -0.14233
Line8_8_10 | 0 | 0 | 0 | 0 | 0 | 0 | -1.7514e-10 | 0 | 2.4218e-11 | 0 | 0 | 0 | 0.93293 | 0.93293 | -0.14233 | -0.14233
Line9_3_11 | 0 | 0 | 0 | 0 | 0 | 0 | 0 | 0 | 0 | 0 | 0 | 0 | 0.94756 | 0.94756 | -0.12428 | -0.12428

## LLL_min_fault_10
name | pf_ikss_from_ka | pf_ikss_to_ka | pf_ip_from_ka | pf_ip_to_ka | pf_skss_from_mw | pf_skss_to_mw | pf_p_from_mw | pf_p_to_mw | pf_q_from_mvar | pf_q_to_mvar | pf_ikss_from_degree | pf_ikss_to_degree | pf_vm_from_pu | pf_vm_to_pu | pf_va_from_degree | pf_va_to_degree
Line0_1_2 | 0.028866 | 0.028866 | 0 | 0 | 0.019999 | 0.019999 | 0.01269 | -0.012642 | 0.012698 | -0.012648 | -45.1423 | 134.8577 | 0.89769 | 0.89422 | -0.12428 | -0.12874
Line10_11_12 | 0 | 0 | 0 | 0 | 0 | 0 | 0 | 0 | 0 | 0 | 0 | 0 | 0.89769 | 0.89769 | -0.12428 | -0.12428
Line11_12_13 | 0 | 0 | 0 | 0 | 0 | 0 | 0 | 0 | 0 | 0 | 0 | 0 | 0.89769 | 0.89769 | -0.12428 | -0.12428
Line12_13_15 | 0 | 0 | 0 | 0 | 0 | 0 | 0 | 0 | 0 | 0 | 0 | 0 | 0.89769 | 0.89769 | -0.12428 | -0.12428
Line13_13_14 | 0 | 0 | 0 | 0 | 0 | 0 | 0 | 0 | 0 | 0 | 0 | 0 | 0.89769 | 0.89769 | -0.12428 | -0.12428
Line14_15_16 | 0 | 0 | 0 | 0 | 0 | 0 | 0 | 0 | 0 | 0 | 0 | 0 | 0.89769 | 0.89769 | -0.12428 | -0.12428
Line15_16_17 | 0 | 0 | 0 | 0 | 0 | 0 | 0 | 0 | 0 | 0 | 0 | 0 | 0.89769 | 0.89769 | -0.12428 | -0.12428
Line16_4_18 | 0 | 0 | 0 | 0 | 0 | 0 | 0 | 0 | 0 | 0 | 0 | 0 | 0.89769 | 0.89769 | -0.12428 | -0.12428
Line17_5_19 | 0 | 0 | 0 | 0 | 0 | 0 | 0 | 0 | 0 | 0 | 0 | 0 | 0.89769 | 0.89769 | -0.12428 | -0.12428
Line1_1_3 | 0 | 0 | 0 | 0 | 0 | 0 | 0 | 0 | 0 | 0 | 0 | 0 | 0.89769 | 0.89769 | -0.12428 | -0.12428
Line2_1_4 | 0 | 0 | 0 | 0 | 0 | 0 | 0 | 0 | 0 | 0 | 0 | 0 | 0.89769 | 0.89769 | -0.12428 | -0.12428
Line3_1_5 | 0 | 0 | 0 | 0 | 0 | 0 | 0 | 0 | 0 | 0 | 0 | 0 | 0.89769 | 0.89769 | -0.12428 | -0.12428
Line4_2_6 | 0.028866 | 0.028866 | 0 | 0 | 0.019999 | 0.019999 | 0.012642 | -0.012594 | 0.012648 | -0.012598 | -45.1423 | 134.8577 | 0.89422 | 0.89076 | -0.12874 | -0.13323
Line5_6_7 | 0.028866 | 0.028866 | 0 | 0 | 0.019999 | 0.019999 | 0.012594 | -0.012546 | 0.012598 | -0.012548 | -45.1423 | 134.8577 | 0.89076 | 0.88729 | -0.13323 | -0.13776
Line6_7_8 | 0.028866 | 0.028866 | 0 | 0.045767 | 0.019999 | 0.019999 | 0.012546 | -0.012498 | 0.012548 | -0.012498 | -45.1423 | 134.8577 | 0.88729 | 0.88383 | -0.13776 | -0.14233
Line7_8_9 | 0 | 0 | 0 | 0 | 0 | 0 | -1.5719e-10 | 0 | 2.1736e-11 | 0 | 0 | 0 | 0.88383 | 0.88383 | -0.14233 | -0.14233
Line8_8_10 | 0 | 0 | 0 | 0 | 0 | 0 | -1.5719e-10 | 0 | 2.1736e-11 | 0 | 0 | 0 | 0.88383 | 0.88383 | -0.14233 | -0.14233
Line9_3_11 | 0 | 0 | 0 | 0 | 0 | 0 | 0 | 0 | 0 | 0 | 0 | 0 | 0.89769 | 0.89769 | -0.12428 | -0.12428

## LL_max_6
name | pf_ikss_a_from_ka | pf_ikss_b_from_ka | pf_ikss_c_from_ka | pf_ikss_a_to_ka | pf_ikss_b_to_ka | pf_ikss_c_to_ka | pf_skss_a_from_mw | pf_skss_b_from_mw | pf_skss_c_from_mw | pf_skss_a_to_mw | pf_skss_b_to_mw | pf_skss_c_to_mw | pf_p_a_from_mw | pf_p_b_from_mw | pf_p_c_from_mw | pf_p_a_to_mw | pf_p_b_to_mw | pf_p_c_to_mw | pf_q_a_from_mvar | pf_q_b_from_mvar | pf_q_c_from_mvar | pf_q_a_to_mvar | pf_q_b_to_mvar | pf_q_c_to_mvar | pf_ikss_a_from_degree | pf_ikss_b_from_degree | pf_ikss_c_from_degree | pf_ikss_a_to_degree | pf_ikss_b_to_degree | pf_ikss_c_to_degree | pf_vm_a_from_pu | pf_vm_b_from_pu | pf_vm_c_from_pu | pf_vm_a_to_pu | pf_vm_b_to_pu | pf_vm_c_to_pu | pf_va_a_from_degree | pf_va_b_from_degree | pf_va_c_from_degree | pf_va_a_to_degree | pf_va_b_to_degree | pf_va_c_to_degree
Line0_1_2 | 0 | 1.885 | 1.885 | 0 | 1.885 | 1.885 | 0 | 0.43533 | 0.43533 | 0 | 0.43533 | 0.43533 | 1.0492e-15 | 0.35387 | -0.069596 | -1.0492e-15 | -0.31833 | 0.10513 | 3.4972e-16 | 0.19822 | 0.37032 | -3.6915e-16 | -0.12715 | -0.29925 | 0 | -157.8829 | 22.1171 | 0 | 22.1171 | -157.8829 | 1.05 | 0.93171 | 0.86555 | 1.05 | 0.78742 | 0.7286 | -1.4595e-12 | -128.6271 | 122.7608 | -1.4706e-12 | -136.1092 | 131.4739
Line10_11_12 | 0 | 0 | 0 | 0 | 0 | 0 | 0 | 0 | 0 | 0 | 0 | 0 | 3.8858e-17 | -2.1811e-09 | -3.489e-09 | -1.9429e-17 | 2.1811e-09 | 3.489e-09 | 3.4972e-16 | 3.2284e-09 | -9.6307e-10 | -3.3029e-16 | -3.2284e-09 | 9.6307e-10 | 0 | 0 | 0 | 0 | 0 | 0 | 1.05 | 0.93171 | 0.86555 | 1.05 | 0.93171 | 0.86555 | -1.4629e-12 | -128.6271 | 122.7608 | -1.464e-12 | -128.6271 | 122.7608
Line11_12_13 | 0 | 0 | 0 | 0 | 0 | 0 | 0 | 0 | 0 | 0 | 0 | 0 | 1.9429e-17 | -1.8176e-09 | -2.9075e-09 | -3.8858e-17 | 1.8176e-09 | 2.9075e-09 | 3.3029e-16 | 2.6904e-09 | -8.0256e-10 | -3.3029e-16 | -2.6904e-09 | 8.0256e-10 | 0 | 0 | 0 | 0 | 0 | 0 | 1.05 | 0.93171 | 0.86555 | 1.05 | 0.93171 | 0.86555 | -1.464e-12 | -128.6271 | 122.7608 | -1.4646e-12 | -128.6271 | 122.7608
Line12_13_15 | 0 | 0 | 0 | 0 | 0 | 0 | 0 | 0 | 0 | 0 | 0 | 0 | 1.5543e-16 | -1.0906e-09 | -1.7445e-09 | -1.36e-16 | 1.0906e-09 | 1.7445e-09 | 3.8858e-17 | 1.6142e-09 | -4.8153e-10 | -1.9429e-17 | -1.6142e-09 | 4.8153e-10 | 0 | 0 | 0 | 0 | 0 | 0 | 1.05 | 0.93171 | 0.86555 | 1.05 | 0.93171 | 0.86555 | -1.4646e-12 | -128.6271 | 122.7608 | -1.4667e-12 | -128.6271 | 122.7608
Line13_13_14 | 0 | 0 | 0 | 0 | 0 | 0 | 0 | 0 | 0 | 0 | 0 | 0 | -1.1657e-16 | -3.6352e-10 | -5.8151e-10 | 1.1657e-16 | 3.6352e-10 | 5.8151e-10 | 2.9143e-16 | 5.3807e-10 | -1.6051e-10 | -2.72e-16 | -5.3807e-10 | 1.6051e-10 | 0 | 0 | 0 | 0 | 0 | 0 | 1.05 | 0.93171 | 0.86555 | 1.05 | 0.93171 | 0.86555 | -1.4646e-12 | -128.6271 | 122.7608 | -1.4616e-12 | -128.6271 | 122.7608
Line14_15_16 | 0 | 0 | 0 | 0 | 0 | 0 | 0 | 0 | 0 | 0 | 0 | 0 | 1.1657e-16 | -7.2704e-10 | -1.163e-09 | -1.36e-16 | 7.2704e-10 | 1.163e-09 | -2.9842e-30 | 1.0761e-09 | -3.2102e-10 | 3.4841e-30 | -1.0761e-09 | 3.2102e-10 | 0 | 0 | 0 | 0 | 0 | 0 | 1.05 | 0.93171 | 0.86555 | 1.05 | 0.93171 | 0.86555 | -1.4667e-12 | -128.6271 | 122.7608 | -1.4678e-12 | -128.6271 | 122.7608
Line15_16_17 | 0 | 0 | 0 | 0 | 0 | 0 | 0 | 0 | 0 | 0 | 0 | 0 | -3.8858e-17 | -3.6352e-10 | -5.8151e-10 | 3.8858e-17 | 3.6352e-10 | 5.8151e-10 | -3.8858e-17 | 5.3807e-10 | -1.6051e-10 | 1.9429e-17 | -5.3807e-10 | 1.6051e-10 | 0 | 0 | 0 | 0 | 0 | 0 | 1.05 | 0.93171 | 0.86555 | 1.05 | 0.93171 | 0.86555 | -1.4678e-12 | -128.6271 | 122.7608 | -1.4682e-12 | -128.6271 | 122.7608
Line16_4_18 | 0 | 0 | 0 | 0 | 0 | 0 | 0 | 0 | 0 | 0 | 0 | 0 | 0 | -3.6352e-10 | -5.8151e-10 | 1.9429e-17 | 3.6352e-10 | 5.8151e-10 | 0 | 5.3807e-10 | -1.6051e-10 | -4.9467e-31 | -5.3807e-10 | 1.6051e-10 | 0 | 0 | 0 | 0 | 0 | 0 | 1.05 | 0.93171 | 0.86555 | 1.05 | 0.93171 | 0.86555 | -1.4584e-12 | -128.6271 | 122.7608 | -1.4588e-12 | -128.6271 | 122.7608
Line17_5_19 | 0 | 0 | 0 | 0 | 0 | 0 | 0 | 0 | 0 | 0 | 0 | 0 | 0 | -3.6352e-10 | -5.8151e-10 | -1.9429e-17 | 3.6352e-10 | 5.8151e-10 | 0 | 5.3807e-10 | -1.6051e-10 | 1.9429e-17 | -5.3807e-10 | 1.6051e-10 | 0 | 0 | 0 | 0 | 0 | 0 | 1.05 | 0.93171 | 0.86555 | 1.05 | 0.93171 | 0.86555 | -1.4613e-12 | -128.6271 | 122.7608 | -1.4616e-12 | -128.6271 | 122.7608
Line1_1_3 | 0 | 0 | 0 | 0 | 0 | 0 | 0 | 0 | 0 | 0 | 0 | 0 | 1.7486e-16 | -2.9082e-09 | -4.6521e-09 | -1.9429e-16 | 2.9082e-09 | 4.6521e-09 | 3.6915e-16 | 4.3046e-09 | -1.2841e-09 | -3.8858e-16 | -4.3046e-09 | 1.2841e-09 | 0 | 0 | 0 | 0 | 0 | 0 | 1.05 | 0.93171 | 0.86555 | 1.05 | 0.93171 | 0.86555 | -1.4595e-12 | -128.6271 | 122.7608 | -1.461e-12 | -128.6271 | 122.7608
Line2_1_4 | 0 | 0 | 0 | 0 | 0 | 0 | 0 | 0 | 0 | 0 | 0 | 0 | -3.8858e-17 | -7.2704e-10 | -1.163e-09 | 1.9429e-17 | 7.2704e-10 | 1.163e-09 | 2.9143e-16 | 1.0761e-09 | -3.2102e-10 | -3.3029e-16 | -1.0761e-09 | 3.2102e-10 | 0 | 0 | 0 | 0 | 0 | 0 | 1.05 | 0.93171 | 0.86555 | 1.05 | 0.93171 | 0.86555 | -1.4595e-12 | -128.6271 | 122.7608 | -1.4584e-12 | -128.6271 | 122.7608
Line3_1_5 | 0 | 0 | 0 | 0 | 0 | 0 | 0 | 0 | 0 | 0 | 0 | 0 | 7.7716e-17 | -7.2704e-10 | -1.163e-09 | -9.7145e-17 | 7.2704e-10 | 1.163e-09 | 3.8858e-17 | 1.0761e-09 | -3.2102e-10 | -5.8287e-17 | -1.0761e-09 | 3.2102e-10 | 0 | 0 | 0 | 0 | 0 | 0 | 1.05 | 0.93171 | 0.86555 | 1.05 | 0.93171 | 0.86555 | -1.4595e-12 | -128.6271 | 122.7608 | -1.4613e-12 | -128.6271 | 122.7608
Line4_2_6 | 0 | 1.885 | 1.885 | 0 | 1.885 | 1.885 | 0 | 0.43533 | 0.43533 | 0 | 0.43533 | 0.43533 | 1.0103e-15 | 0.31833 | -0.10513 | -1.0103e-15 | -0.2828 | 0.14066 | 3.4972e-16 | 0.12715 | 0.29925 | -2.72e-16 | -0.056087 | -0.22819 | 0 | -157.8829 | 22.1171 | 0 | 22.1171 | -157.8829 | 1.05 | 0.78742 | 0.7286 | 1.05 | 0.66227 | 0.61575 | -1.4706e-12 | -136.1092 | 131.4739 | -1.4816e-12 | -146.6652 | 143.7688
Line5_6_7 | 0 | 1.885 | 1.885 | 0 | 1.885 | 1.885 | 0 | 0.43533 | 0.43533 | 0 | 0.43533 | 0.43533 | 6.2172e-16 | 0.2828 | -0.14066 | -6.2172e-16 | -0.24727 | 0.1762 | 3.4972e-16 | 0.056087 | 0.22819 | -3.1086e-16 | 0.014981 | -0.15712 | 0 | -157.8829 | 22.1171 | 0 | 22.1171 | -157.8829 | 1.05 | 0.66227 | 0.61575 | 1.05 | 0.56903 | 0.54229 | -1.4816e-12 | -146.6652 | 143.7688 | -1.4888e-12 | -161.35 | 160.3935
Line6_7_8 | 0 | 1.885 | 1.885 | 0 | 1.885 | 1.885 | 0 | 0.43533 | 0.43533 | 0 | 0.43533 | 0.43533 | 3.8858e-16 | 0.24727 | -0.1762 | -3.8858e-16 | -0.21173 | 0.21173 | -2.72e-16 | -0.014981 | 0.15712 | 2.72e-16 | 0.086049 | -0.086049 | 0 | -157.8829 | 22.1171 | 0 | 22.1171 | -157.8829 | 1.05 | 0.56903 | 0.54229 | 1.05 | 0.525 | 0.525 | -1.4888e-12 | -161.35 | 160.3935 | -1.4961e-12 | -180 | -180
Line7_8_9 | 0 | 0 | 0 | 0 | 0 | 0 | 0 | 0 | 0 | 0 | 0 | 0 | 2.3315e-16 | 1.1657e-16 | -4.6629e-16 | -2.3315e-16 | 1.9637e-16 | 1.5752e-16 | -1.5543e-16 | 1.7505e-09 | -1.7505e-09 | 1.1657e-16 | -1.7505e-09 | 1.7505e-09 | 0 | 0 | 0 | 0 | 0 | 0 | 1.05 | 0.525 | 0.525 | 1.05 | 0.525 | 0.525 | -1.4961e-12 | -180 | -180 | -1.4993e-12 | -180 | 180
Line8_8_10 | 0 | 0 | 0 | 0 | 0 | 0 | 0 | 0 | 0 | 0 | 0 | 0 | 7.7716e-17 | 1.9429e-16 | -1.5543e-16 | -7.7716e-17 | 1.1866e-16 | -1.5335e-16 | -3.8858e-17 | 1.7505e-09 | -1.7505e-09 | 2.0331e-30 | -1.7505e-09 | 1.7505e-09 | 0 | 0 | 0 | 0 | 0 | 0 | 1.05 | 0.525 | 0.525 | 1.05 | 0.525 | 0.525 | -1.4961e-12 | -180 | -180 | -1.4989e-12 | -180 | 180
Line9_3_11 | 0 | 0 | 0 | 0 | 0 | 0 | 0 | 0 | 0 | 0 | 0 | 0 | 5.8287e-17 | -2.5447e-09 | -4.0705e-09 | -5.8287e-17 | 2.5447e-09 | 4.0705e-09 | 3.6915e-16 | 3.7665e-09 | -1.1236e-09 | -3.6915e-16 | -3.7665e-09 | 1.1236e-09 | 0 | 0 | 0 | 0 | 0 | 0 | 1.05 | 0.93171 | 0.86555 | 1.05 | 0.93171 | 0.86555 | -1.461e-12 | -128.6271 | 122.7608 | -1.4629e-12 | -128.6271 | 122.7608

## LL_max_10
name | pf_ikss_a_from_ka | pf_ikss_b_from_ka | pf_ikss_c_from_ka | pf_ikss_a_to_ka | pf_ikss_b_to_ka | pf_ikss_c_to_ka | pf_skss_a_from_mw | pf_skss_b_from_mw | pf_skss_c_from_mw | pf_skss_a_to_mw | pf_skss_b_to_mw | pf_skss_c_to_mw | pf_p_a_from_mw | pf_p_b_from_mw | pf_p_c_from_mw | pf_p_a_to_mw | pf_p_b_to_mw | pf_p_c_to_mw | pf_q_a_from_mvar | pf_q_b_from_mvar | pf_q_c_from_mvar | pf_q_a_to_mvar | pf_q_b_to_mvar | pf_q_c_to_mvar | pf_ikss_a_from_degree | pf_ikss_b_from_degree | pf_ikss_c_from_degree | pf_ikss_a_to_degree | pf_ikss_b_to_degree | pf_ikss_c_to_degree | pf_vm_a_from_pu | pf_vm_b_from_pu | pf_vm_c_from_pu | pf_vm_a_to_pu | pf_vm_b_to_pu | pf_vm_c_to_pu | pf_va_a_from_degree | pf_va_b_from_degree | pf_va_c_from_degree | pf_va_a_to_degree | pf_va_b_to_degree | pf_va_c_to_degree
Line0_1_2 | 0 | 1.9564 | 1.9564 | 0 | 1.9564 | 1.9564 | 0 | 0.4518 | 0.4518 | 0 | 0.4518 | 0.4518 | 1.1805e-15 | 0.38357 | -0.077384 | -1.2212e-15 | -0.3453 | 0.11566 | 6.5133e-16 | 0.2133 | 0.39907 | -6.9204e-16 | -0.13675 | -0.32252 | 0 | -158.05 | 21.95 | 0 | 21.95 | -158.05 | 1.1 | 0.97142 | 0.89974 | 1.1 | 0.82203 | 0.75838 | -1.8189e-12 | -128.9719 | 122.9242 | -1.8323e-12 | -136.444 | 131.678
Line10_11_12 | 0 | 0 | 0 | 0 | 0 | 0 | 0 | 0 | 0 | 0 | 0 | 0 | 1.2212e-16 | -2.4603e-09 | -3.9356e-09 | -1.2212e-16 | 2.4603e-09 | 3.9356e-09 | 4.4779e-16 | 3.6661e-09 | -1.1108e-09 | -4.885e-16 | -3.6661e-09 | 1.1108e-09 | 0 | 0 | 0 | 0 | 0 | 0 | 1.1 | 0.97142 | 0.89974 | 1.1 | 0.97142 | 0.89974 | -1.8227e-12 | -128.9719 | 122.9242 | -1.8242e-12 | -128.9719 | 122.9242
Line11_12_13 | 0 | 0 | 0 | 0 | 0 | 0 | 0 | 0 | 0 | 0 | 0 | 0 | 1.0177e-16 | -2.0502e-09 | -3.2797e-09 | -1.6283e-16 | 2.0502e-09 | 3.2797e-09 | 4.4779e-16 | 3.0551e-09 | -9.2564e-10 | -4.2744e-16 | -3.0551e-09 | 9.2564e-10 | 0 | 0 | 0 | 0 | 0 | 0 | 1.1 | 0.97142 | 0.89974 | 1.1 | 0.97142 | 0.89974 | -1.8242e-12 | -128.9719 | 122.9242 | -1.8252e-12 | -128.9719 | 122.9242
Line12_13_15 | 0 | 0 | 0 | 0 | 0 | 0 | 0 | 0 | 0 | 0 | 0 | 0 | 2.0354e-16 | -1.2301e-09 | -1.9678e-09 | -1.8319e-16 | 1.2301e-09 | 1.9678e-09 | 2.0354e-17 | 1.8331e-09 | -5.5539e-10 | -4.0708e-17 | -1.8331e-09 | 5.5539e-10 | 0 | 0 | 0 | 0 | 0 | 0 | 1.1 | 0.97142 | 0.89974 | 1.1 | 0.97142 | 0.89974 | -1.8252e-12 | -128.9719 | 122.9242 | -1.8274e-12 | -128.9719 | 122.9242
Line13_13_14 | 0 | 0 | 0 | 0 | 0 | 0 | 0 | 0 | 0 | 0 | 0 | 0 | -1.0177e-16 | -4.1005e-10 | -6.5593e-10 | 1.0177e-16 | 4.1005e-10 | 6.5593e-10 | 4.2744e-16 | 6.1102e-10 | -1.8513e-10 | -4.2744e-16 | -6.1102e-10 | 1.8513e-10 | 0 | 0 | 0 | 0 | 0 | 0 | 1.1 | 0.97142 | 0.89974 | 1.1 | 0.97142 | 0.89974 | -1.8252e-12 | -128.9719 | 122.9242 | -1.8227e-12 | -128.9719 | 122.9242
Line14_15_16 | 0 | 0 | 0 | 0 | 0 | 0 | 0 | 0 | 0 | 0 | 0 | 0 | 1.0177e-16 | -8.2009e-10 | -1.3119e-09 | -8.1416e-17 | 8.2009e-10 | 1.3119e-09 | 4.0708e-17 | 1.222e-09 | -3.7026e-10 | -6.1062e-17 | -1.222e-09 | 3.7026e-10 | 0 | 0 | 0 | 0 | 0 | 0 | 1.1 | 0.97142 | 0.89974 | 1.1 | 0.97142 | 0.89974 | -1.8274e-12 | -128.9719 | 122.9242 | -1.8285e-12 | -128.9719 | 122.9242
Line15_16_17 | 0 | 0 | 0 | 0 | 0 | 0 | 0 | 0 | 0 | 0 | 0 | 0 | 2.0354e-17 | -4.1005e-10 | -6.5593e-10 | -4.0708e-17 | 4.1005e-10 | 6.5593e-10 | -2.0354e-17 | 6.1102e-10 | -1.8513e-10 | 2.0354e-17 | -6.1102e-10 | 1.8513e-10 | 0 | 0 | 0 | 0 | 0 | 0 | 1.1 | 0.97142 | 0.89974 | 1.1 | 0.97142 | 0.89974 | -1.8285e-12 | -128.9719 | 122.9242 | -1.8289e-12 | -128.9719 | 122.9242
Line16_4_18 | 0 | 0 | 0 | 0 | 0 | 0 | 0 | 0 | 0 | 0 | 0 | 0 | 2.0354e-17 | -4.1005e-10 | -6.5593e-10 | -2.0354e-17 | 4.1005e-10 | 6.5593e-10 | -4.0708e-17 | 6.1102e-10 | -1.8513e-10 | 2.0354e-17 | -6.1102e-10 | 1.8513e-10 | 0 | 0 | 0 | 0 | 0 | 0 | 1.1 | 0.97142 | 0.89974 | 1.1 | 0.97142 | 0.89974 | -1.8175e-12 | -128.9719 | 122.9242 | -1.8178e-12 | -128.9719 | 122.9242
Line17_5_19 | 0 | 0 | 0 | 0 | 0 | 0 | 0 | 0 | 0 | 0 | 0 | 0 | -4.0708e-17 | -4.1005e-10 | -6.5593e-10 | 2.0354e-17 | 4.1005e-10 | 6.5593e-10 | -2.0354e-17 | 6.1102e-10 | -1.8513e-10 | 2.0354e-17 | -6.1102e-10 | 1.8513e-10 | 0 | 0 | 0 | 0 | 0 | 0 | 1.1 | 0.97142 | 0.89974 | 1.1 | 0.97142 | 0.89974 | -1.8198e-12 | -128.9719 | 122.9242 | -1.8202e-12 | -128.9719 | 122.9242
Line1_1_3 | 0 | 0 | 0 | 0 | 0 | 0 | 0 | 0 | 0 | 0 | 0 | 0 | 1.6283e-16 | -3.2804e-09 | -5.2475e-09 | -2.0354e-16 | 3.2804e-09 | 5.2475e-09 | 4.6814e-16 | 4.8882e-09 | -1.481e-09 | -4.6814e-16 | -4.8882e-09 | 1.481e-09 | 0 | 0 | 0 | 0 | 0 | 0 | 1.1 | 0.97142 | 0.89974 | 1.1 | 0.97142 | 0.89974 | -1.8189e-12 | -128.9719 | 122.9242 | -1.8204e-12 | -128.9719 | 122.9242
Line2_1_4 | 0 | 0 | 0 | 0 | 0 | 0 | 0 | 0 | 0 | 0 | 0 | 0 | -6.1062e-17 | -8.2009e-10 | -1.3119e-09 | 2.0354e-17 | 8.2009e-10 | 1.3119e-09 | 4.4779e-16 | 1.222e-09 | -3.7026e-10 | -4.6814e-16 | -1.222e-09 | 3.7026e-10 | 0 | 0 | 0 | 0 | 0 | 0 | 1.1 | 0.97142 | 0.89974 | 1.1 | 0.97142 | 0.89974 | -1.8189e-12 | -128.9719 | 122.9242 | -1.8175e-12 | -128.9719 | 122.9242
Line3_1_5 | 0 | 0 | 0 | 0 | 0 | 0 | 0 | 0 | 0 | 0 | 0 | 0 | 6.4616e-31 | -8.2009e-10 | -1.3119e-09 | -4.0708e-17 | 8.2009e-10 | 1.3119e-09 | 2.0354e-17 | 1.222e-09 | -3.7026e-10 | -2.0354e-17 | -1.222e-09 | 3.7026e-10 | 0 | 0 | 0 | 0 | 0 | 0 | 1.1 | 0.97142 | 0.89974 | 1.1 | 0.97142 | 0.89974 | -1.8189e-12 | -128.9719 | 122.9242 | -1.8198e-12 | -128.9719 | 122.9242
Line4_2_6 | 0 | 1.9564 | 1.9564 | 0 | 1.9564 | 1.9564 | 0 | 0.4518 | 0.4518 | 0 | 0.4518 | 0.4518 | 8.9558e-16 | 0.3453 | -0.11566 | -9.77e-16 | -0.30702 | 0.15393 | 6.1062e-16 | 0.13675 | 0.32252 | -6.5133e-16 | -0.060208 | -0.24598 | 0 | -158.05 | 21.95 | 0 | 21.95 | -158.05 | 1.1 | 0.82203 | 0.75838 | 1.1 | 0.6925 | 0.64226 | -1.8323e-12 | -136.444 | 131.678 | -1.8448e-12 | -146.955 | 143.988
Line5_6_7 | 0 | 1.9564 | 1.9564 | 0 | 1.9564 | 1.9564 | 0 | 0.4518 | 0.4518 | 0 | 0.4518 | 0.4518 | 1.2212e-15 | 0.30702 | -0.15393 | -1.1398e-15 | -0.26875 | 0.1922 | 4.4779e-16 | 0.060208 | 0.24598 | -4.885e-16 | 0.016339 | -0.16943 | 0 | -158.05 | 21.95 | 0 | 21.95 | -158.05 | 1.1 | 0.6925 | 0.64226 | 1.1 | 0.59594 | 0.56711 | -1.8448e-12 | -146.955 | 143.988 | -1.856e-12 | -161.529 | 160.5532
Line6_7_8 | 0 | 1.9564 | 1.9564 | 0 | 1.9564 | 1.9564 | 0 | 0.4518 | 0.4518 | 0 | 0.4518 | 0.4518 | 8.1416e-16 | 0.26875 | -0.1922 | -8.1416e-16 | -0.23048 | 0.23048 | -1.6283e-16 | -0.016339 | 0.16943 | 1.6283e-16 | 0.092885 | -0.092885 | 0 | -158.05 | 21.95 | 0 | 21.95 | -158.05 | 1.1 | 0.59594 | 0.56711 | 1.1 | 0.55 | 0.55 | -1.856e-12 | -161.529 | 160.5532 | -1.8663e-12 | -180 | -180
Line7_8_9 | 0 | 0 | 0 | 0 | 0 | 0 | 0 | 0 | 0 | 0 | 0 | 0 | 0 | 2.4425e-16 | -3.2567e-16 | 2.6565e-30 | 2.2877e-18 | 2.2875e-18 | 0 | 1.9211e-09 | -1.9211e-09 | 8.1416e-17 | -1.9211e-09 | 1.9211e-09 | 0 | 0 | 0 | 0 | 0 | 0 | 1.1 | 0.55 | 0.55 | 1.1 | 0.55 | 0.55 | -1.8663e-12 | -180 | -180 | -1.8695e-12 | -180 | 180
Line8_8_10 | 0 | 0 | 0 | 0 | 0 | 0 | 0 | 0 | 0 | 0 | 0 | 0 | -1.6283e-16 | 5.6991e-16 | -3.2567e-16 | 1.6283e-16 | -3.2338e-16 | -3.2338e-16 | 5.3039e-30 | 1.9211e-09 | -1.9211e-09 | -8.1416e-17 | -1.9211e-09 | 1.9211e-09 | 0 | 0 | 0 | 0 | 0 | 0 | 1.1 | 0.55 | 0.55 | 1.1 | 0.55 | 0.55 | -1.8663e-12 | -180 | -180 | -1.8676e-12 | -180 | 180
Line9_3_11 | 0 | 0 | 0 | 0 | 0 | 0 | 0 | 0 | 0 | 0 | 0 | 0 | 1.6283e-16 | -2.8703e-09 | -4.5915e-09 | -1.4248e-16 | 2.8703e-09 | 4.5915e-09 | 4.4779e-16 | 4.2771e-09 | -1.2959e-09 | -4.4779e-16 | -4.2771e-09 | 1.2959e-09 | 0 | 0 | 0 | 0 | 0 | 0 | 1.1 | 0.97142 | 0.89974 | 1.1 | 0.97142 | 0.89974 | -1.8204e-12 | -128.9719 | 122.9242 | -1.8227e-12 | -128.9719 | 122.9242

## LL_max_fault_6
name | pf_ikss_a_from_ka | pf_ikss_b_from_ka | pf_ikss_c_from_ka | pf_ikss_a_to_ka | pf_ikss_b_to_ka | pf_ikss_c_to_ka | pf_skss_a_from_mw | pf_skss_b_from_mw | pf_skss_c_from_mw | pf_skss_a_to_mw | pf_skss_b_to_mw | pf_skss_c_to_mw | pf_p_a_from_mw | pf_p_b_from_mw | pf_p_c_from_mw | pf_p_a_to_mw | pf_p_b_to_mw | pf_p_c_to_mw | pf_q_a_from_mvar | pf_q_b_from_mvar | pf_q_c_from_mvar | pf_q_a_to_mvar | pf_q_b_to_mvar | pf_q_c_to_mvar | pf_ikss_a_from_degree | pf_ikss_b_from_degree | pf_ikss_c_from_degree | pf_ikss_a_to_degree | pf_ikss_b_to_degree | pf_ikss_c_to_degree | pf_vm_a_from_pu | pf_vm_b_from_pu | pf_vm_c_from_pu | pf_vm_a_to_pu | pf_vm_b_to_pu | pf_vm_c_to_pu | pf_va_a_from_degree | pf_va_b_from_degree | pf_va_c_from_degree | pf_va_a_to_degree | pf_va_b_to_degree | pf_va_c_to_degree
Line0_1_2 | 0 | 0.057717 | 0.057717 | 0 | 0.057717 | 0.057717 | 0 | 0.013329 | 0.013329 | 0 | 0.013329 | 0.013329 | 3.4608e-17 | 0.013468 | 0.0034547 | -3.2786e-17 | -0.013435 | -0.0034214 | 1.5786e-17 | 0.0037057 | 0.013484 | -1.5786e-17 | -0.0036391 | -0.013417 | 0 | -135.6822 | 44.3178 | 0 | 44.3178 | -135.6822 | 1.05 | 1.048 | 1.0443 | 1.05 | 1.0443 | 1.0388 | -1.2757e-14 | -120.2981 | 119.9471 | -1.3127e-14 | -120.5262 | 120.0122
Line10_11_12 | 0 | 0 | 0 | 0 | 0 | 0 | 0 | 0 | 0 | 0 | 0 | 0 | 1.2143e-18 | -4.627e-11 | -1.3184e-10 | -1.2143e-18 | 4.627e-11 | 1.3184e-10 | 4.2501e-18 | 1.2595e-10 | 2.226e-11 | -3.6429e-18 | -1.2595e-10 | -2.226e-11 | 0 | 0 | 0 | 0 | 0 | 0 | 1.05 | 1.048 | 1.0443 | 1.05 | 1.048 | 1.0443 | -1.293e-14 | -120.2981 | 119.9471 | -1.2995e-14 | -120.2981 | 119.9471
Line11_12_13 | 0 | 0 | 0 | 0 | 0 | 0 | 0 | 0 | 0 | 0 | 0 | 0 | 1.8215e-18 | -3.8558e-11 | -1.0987e-10 | -6.0715e-19 | 3.8558e-11 | 1.0987e-10 | 2.4286e-18 | 1.0496e-10 | 1.855e-11 | -2.4286e-18 | -1.0496e-10 | -1.855e-11 | 0 | 0 | 0 | 0 | 0 | 0 | 1.05 | 1.048 | 1.0443 | 1.05 | 1.048 | 1.0443 | -1.2995e-14 | -120.2981 | 119.9471 | -1.3058e-14 | -120.2981 | 119.9471
Line12_13_15 | 0 | 0 | 0 | 0 | 0 | 0 | 0 | 0 | 0 | 0 | 0 | 0 | 4.8572e-18 | -2.3135e-11 | -6.592e-11 | -4.2501e-18 | 2.3135e-11 | 6.592e-11 | 2.4286e-18 | 6.2976e-11 | 1.113e-11 | -1.2143e-18 | -6.2976e-11 | -1.113e-11 | 0 | 0 | 0 | 0 | 0 | 0 | 1.05 | 1.048 | 1.0443 | 1.05 | 1.048 | 1.0443 | -1.3058e-14 | -120.2981 | 119.9471 | -1.3118e-14 | -120.2981 | 119.9471
Line13_13_14 | 0 | 0 | 0 | 0 | 0 | 0 | 0 | 0 | 0 | 0 | 0 | 0 | -1.2143e-18 | -7.7116e-12 | -2.1973e-11 | 1.8215e-18 | 7.7116e-12 | 2.1973e-11 | 2.4286e-18 | 2.0992e-11 | 3.71e-12 | -2.4286e-18 | -2.0992e-11 | -3.71e-12 | 0 | 0 | 0 | 0 | 0 | 0 | 1.05 | 1.048 | 1.0443 | 1.05 | 1.048 | 1.0443 | -1.3058e-14 | -120.2981 | 119.9471 | -1.3049e-14 | -120.2981 | 119.9471
Line14_15_16 | 0 | 0 | 0 | 0 | 0 | 0 | 0 | 0 | 0 | 0 | 0 | 0 | 2.4286e-18 | -1.5423e-11 | -4.3946e-11 | -3.6429e-18 | 1.5423e-11 | 4.3946e-11 | 6.0715e-19 | 4.1984e-11 | 7.42e-12 | -6.0715e-19 | -4.1984e-11 | -7.42e-12 | 0 | 0 | 0 | 0 | 0 | 0 | 1.05 | 1.048 | 1.0443 | 1.05 | 1.048 | 1.0443 | -1.3118e-14 | -120.2981 | 119.9471 | -1.3147e-14 | -120.2981 | 119.9471
Line15_16_17 | 0 | 0 | 0 | 0 | 0 | 0 | 0 | 0 | 0 | 0 | 0 | 0 | -3.0358e-19 | -7.7116e-12 | -2.1973e-11 | -3.0358e-19 | 7.7116e-12 | 2.1973e-11 | 6.9658e-35 | 2.0992e-11 | 3.71e-12 | 6.9757e-35 | -2.0992e-11 | -3.71e-12 | 0 | 0 | 0 | 0 | 0 | 0 | 1.05 | 1.048 | 1.0443 | 1.05 | 1.048 | 1.0443 | -1.3147e-14 | -120.2981 | 119.9471 | -1.3166e-14 | -120.2981 | 119.9471
Line16_4_18 | 0 | 0 | 0 | 0 | 0 | 0 | 0 | 0 | 0 | 0 | 0 | 0 | 3.0358e-19 | -7.7116e-12 | -2.1973e-11 | -3.0358e-19 | 7.7116e-12 | 2.1973e-11 | -1.2143e-18 | 2.0992e-11 | 3.71e-12 | 1.2143e-18 | -2.0992e-11 | -3.71e-12 | 0 | 0 | 0 | 0 | 0 | 0 | 1.05 | 1.048 | 1.0443 | 1.05 | 1.048 | 1.0443 | -1.2779e-14 | -120.2981 | 119.9471 | -1.2798e-14 | -120.2981 | 119.9471
Line17_5_19 | 0 | 0 | 0 | 0 | 0 | 0 | 0 | 0 | 0 | 0 | 0 | 0 | -9.1073e-19 | -7.7116e-12 | -2.1973e-11 | 3.0358e-19 | 7.7116e-12 | 2.1973e-11 | -6.0715e-19 | 2.0992e-11 | 3.71e-12 | 6.0715e-19 | -2.0992e-11 | -3.71e-12 | 0 | 0 | 0 | 0 | 0 | 0 | 1.05 | 1.048 | 1.0443 | 1.05 | 1.048 | 1.0443 | -1.281e-14 | -120.2981 | 119.9471 | -1.2829e-14 | -120.2981 | 119.9471
Line1_1_3 | 0 | 0 | 0 | 0 | 0 | 0 | 0 | 0 | 0 | 0 | 0 | 0 | 4.5536e-18 | -6.1693e-11 | -1.7579e-10 | -4.5536e-18 | 6.1693e-11 | 1.7579e-10 | 7.2858e-18 | 1.6794e-10 | 2.968e-11 | -7.2858e-18 | -1.6794e-10 | -2.968e-11 | 0 | 0 | 0 | 0 | 0 | 0 | 1.05 | 1.048 | 1.0443 | 1.05 | 1.048 | 1.0443 | -1.2757e-14 | -120.2981 | 119.9471 | -1.2839e-14 | -120.2981 | 119.9471
Line2_1_4 | 0 | 0 | 0 | 0 | 0 | 0 | 0 | 0 | 0 | 0 | 0 | 0 | 1.5179e-18 | -1.5423e-11 | -4.3946e-11 | -9.1073e-19 | 1.5423e-11 | 4.3946e-11 | 3.0358e-18 | 4.1984e-11 | 7.42e-12 | -3.0358e-18 | -4.1984e-11 | -7.42e-12 | 0 | 0 | 0 | 0 | 0 | 0 | 1.05 | 1.048 | 1.0443 | 1.05 | 1.048 | 1.0443 | -1.2757e-14 | -120.2981 | 119.9471 | -1.2779e-14 | -120.2981 | 119.9471
Line3_1_5 | 0 | 0 | 0 | 0 | 0 | 0 | 0 | 0 | 0 | 0 | 0 | 0 | 3.0358e-18 | -1.5423e-11 | -4.3946e-11 | -2.4286e-18 | 1.5423e-11 | 4.3946e-11 | 1.8215e-18 | 4.1984e-11 | 7.42e-12 | -1.8215e-18 | -4.1984e-11 | -7.42e-12 | 0 | 0 | 0 | 0 | 0 | 0 | 1.05 | 1.048 | 1.0443 | 1.05 | 1.048 | 1.0443 | -1.2757e-14 | -120.2981 | 119.9471 | -1.281e-14 | -120.2981 | 119.9471
Line4_2_6 | 0 | 0.057717 | 0.057717 | 0 | 0.057717 | 0.057717 | 0 | 0.013329 | 0.013329 | 0 | 0.013329 | 0.013329 | 3.1572e-17 | 0.013435 | 0.0034214 | -3.0358e-17 | -0.013402 | -0.003388 | 1.4572e-17 | 0.0036391 | 0.013417 | -9.7145e-18 | -0.0035725 | -0.01335 | 0 | -135.6822 | 44.3178 | 0 | 44.3178 | -135.6822 | 1.05 | 1.0443 | 1.0388 | 1.05 | 1.0405 | 1.0333 | -1.3127e-14 | -120.5262 | 120.0122 | -1.3487e-14 | -120.7558 | 120.078
Line5_6_7 | 0 | 0.057717 | 0.057717 | 0 | 0.057717 | 0.057717 | 0 | 0.013329 | 0.013329 | 0 | 0.013329 | 0.013329 | 2.1858e-17 | 0.013402 | 0.003388 | -2.1858e-17 | -0.013368 | -0.0033547 | 7.2858e-18 | 0.0035725 | 0.01335 | -7.2858e-18 | -0.0035059 | -0.013284 | 0 | -135.6822 | 44.3178 | 0 | 44.3178 | -135.6822 | 1.05 | 1.0405 | 1.0333 | 1.05 | 1.0368 | 1.0279 | -1.3487e-14 | -120.7558 | 120.078 | -1.3765e-14 | -120.9872 | 120.1445
Line6_7_8 | 0 | 0.057717 | 0.057717 | 0 | 0.057717 | 0.057717 | 0 | 0.013329 | 0.013329 | 0 | 0.013329 | 0.013329 | 1.4572e-17 | 0.013368 | 0.0033547 | -1.2143e-17 | -0.013335 | -0.0033214 | -4.8572e-18 | 0.0035059 | 0.013284 | 2.4286e-18 | -0.0034392 | -0.013217 | 0 | -135.6822 | 44.3178 | 0 | 44.3178 | -135.6822 | 1.05 | 1.0368 | 1.0279 | 1.05 | 1.0332 | 1.0224 | -1.3765e-14 | -120.9872 | 120.1445 | -1.4013e-14 | -121.2201 | 120.2117
Line7_8_9 | 0 | 0 | 0 | 0 | 0 | 0 | 0 | 0 | 0 | 0 | 0 | 0 | 4.8572e-18 | -6.2856e-11 | -1.0336e-10 | -4.8572e-18 | 6.2856e-11 | 1.0336e-10 | -1.1879e-33 | 8.4699e-11 | -1.4546e-11 | 1.1952e-33 | -8.4699e-11 | 1.4546e-11 | 0 | 0 | 0 | 0 | 0 | 0 | 1.05 | 1.0332 | 1.0224 | 1.05 | 1.0332 | 1.0224 | -1.4013e-14 | -121.2201 | 120.2117 | -1.4099e-14 | -121.2201 | 120.2117
Line8_8_10 | 0 | 0 | 0 | 0 | 0 | 0 | 0 | 0 | 0 | 0 | 0 | 0 | -4.8572e-18 | -6.2856e-11 | -1.0336e-10 | 2.4286e-18 | 6.2856e-11 | 1.0336e-10 | 1.1879e-33 | 8.4699e-11 | -1.4546e-11 | -5.9569e-34 | -8.4699e-11 | 1.4546e-11 | 0 | 0 | 0 | 0 | 0 | 0 | 1.05 | 1.0332 | 1.0224 | 1.05 | 1.0332 | 1.0224 | -1.4013e-14 | -121.2201 | 120.2117 | -1.4054e-14 | -121.2201 | 120.2117
Line9_3_11 | 0 | 0 | 0 | 0 | 0 | 0 | 0 | 0 | 0 | 0 | 0 | 0 | 3.0358e-18 | -5.3981e-11 | -1.5381e-10 | -3.0358e-18 | 5.3981e-11 | 1.5381e-10 | 6.0715e-18 | 1.4694e-10 | 2.597e-11 | -6.0715e-18 | -1.4694e-10 | -2.597e-11 | 0 | 0 | 0 | 0 | 0 | 0 | 1.05 | 1.048 | 1.0443 | 1.05 | 1.048 | 1.0443 | -1.2839e-14 | -120.2981 | 119.9471 | -1.293e-14 | -120.2981 | 119.9471

## LL_max_fault_10
name | pf_ikss_a_from_ka | pf_ikss_b_from_ka | pf_ikss_c_from_ka | pf_ikss_a_to_ka | pf_ikss_b_to_ka | pf_ikss_c_to_ka | pf_skss_a_from_mw | pf_skss_b_from_mw | pf_skss_c_from_mw | pf_skss_a_to_mw | pf_skss_b_to_mw | pf_skss_c_to_mw | pf_p_a_from_mw | pf_p_b_from_mw | pf_p_c_from_mw | pf_p_a_to_mw | pf_p_b_to_mw | pf_p_c_to_mw | pf_q_a_from_mvar | pf_q_b_from_mvar | pf_q_c_from_mvar | pf_q_a_to_mvar | pf_q_b_to_mvar | pf_q_c_to_mvar | pf_ikss_a_from_degree | pf_ikss_b_from_degree | pf_ikss_c_from_degree | pf_ikss_a_to_degree | pf_ikss_b_to_degree | pf_ikss_c_to_degree | pf_vm_a_from_pu | pf_vm_b_from_pu | pf_vm_c_from_pu | pf_vm_a_to_pu | pf_vm_b_to_pu | pf_vm_c_to_pu | pf_va_a_from_degree | pf_va_b_from_degree | pf_va_c_from_degree | pf_va_a_to_degree | pf_va_b_to_degree | pf_va_c_to_degree
Line0_1_2 | 0 | 0.060452 | 0.060452 | 0 | 0.060452 | 0.060452 | 0 | 0.013961 | 0.013961 | 0 | 0.013961 | 0.013961 | 4.198e-17 | 0.014777 | 0.0037874 | -3.9436e-17 | -0.01474 | -0.0037509 | 2.9259e-17 | 0.004065 | 0.014792 | -2.7987e-17 | -0.0039919 | -0.014719 | 0 | -135.6932 | 44.3068 | 0 | 44.3068 | -135.6932 | 1.1 | 1.0978 | 1.0937 | 1.1 | 1.0939 | 1.088 | -4.3893e-14 | -120.3121 | 119.9447 | -4.4293e-14 | -120.5402 | 120.0098
Line10_11_12 | 0 | 0 | 0 | 0 | 0 | 0 | 0 | 0 | 0 | 0 | 0 | 0 | 6.3607e-18 | -5.3155e-11 | -1.5146e-10 | -6.9967e-18 | 5.3155e-11 | 1.5146e-10 | 1.3357e-17 | 1.4472e-10 | 2.555e-11 | -1.3357e-17 | -1.4472e-10 | -2.555e-11 | 0 | 0 | 0 | 0 | 0 | 0 | 1.1 | 1.0978 | 1.0937 | 1.1 | 1.0978 | 1.0937 | -4.4071e-14 | -120.3121 | 119.9447 | -4.4146e-14 | -120.3121 | 119.9447
Line11_12_13 | 0 | 0 | 0 | 0 | 0 | 0 | 0 | 0 | 0 | 0 | 0 | 0 | 6.3607e-18 | -4.4296e-11 | -1.2622e-10 | -6.3607e-18 | 4.4296e-11 | 1.2622e-10 | 1.0177e-17 | 1.206e-10 | 2.1292e-11 | -1.0177e-17 | -1.206e-10 | -2.1292e-11 | 0 | 0 | 0 | 0 | 0 | 0 | 1.1 | 1.0978 | 1.0937 | 1.1 | 1.0978 | 1.0937 | -4.4146e-14 | -120.3121 | 119.9447 | -4.422e-14 | -120.3121 | 119.9447
Line12_13_15 | 0 | 0 | 0 | 0 | 0 | 0 | 0 | 0 | 0 | 0 | 0 | 0 | 5.0885e-18 | -2.6578e-11 | -7.5731e-11 | -5.0885e-18 | 2.6578e-11 | 7.5731e-11 | 1.9082e-18 | 7.2361e-11 | 1.2775e-11 | -1.9082e-18 | -7.2361e-11 | -1.2775e-11 | 0 | 0 | 0 | 0 | 0 | 0 | 1.1 | 1.0978 | 1.0937 | 1.1 | 1.0978 | 1.0937 | -4.422e-14 | -120.3121 | 119.9447 | -4.4282e-14 | -120.3121 | 119.9447
Line13_13_14 | 0 | 0 | 0 | 0 | 0 | 0 | 0 | 0 | 0 | 0 | 0 | 0 | 1.9082e-18 | -8.8592e-12 | -2.5244e-11 | -1.2721e-18 | 8.8592e-12 | 2.5244e-11 | 8.2688e-18 | 2.412e-11 | 4.2584e-12 | -8.2688e-18 | -2.412e-11 | -4.2584e-12 | 0 | 0 | 0 | 0 | 0 | 0 | 1.1 | 1.0978 | 1.0937 | 1.1 | 1.0978 | 1.0937 | -4.422e-14 | -120.3121 | 119.9447 | -4.4198e-14 | -120.3121 | 119.9447
Line14_15_16 | 0 | 0 | 0 | 0 | 0 | 0 | 0 | 0 | 0 | 0 | 0 | 0 | 2.2262e-18 | -1.7718e-11 | -5.0487e-11 | -1.5902e-18 | 1.7718e-11 | 5.0487e-11 | 1.9082e-18 | 4.824e-11 | 8.5168e-12 | -3.1803e-18 | -4.824e-11 | -8.5168e-12 | 0 | 0 | 0 | 0 | 0 | 0 | 1.1 | 1.0978 | 1.0937 | 1.1 | 1.0978 | 1.0937 | -4.4282e-14 | -120.3121 | 119.9447 | -4.4313e-14 | -120.3121 | 119.9447
Line15_16_17 | 0 | 0 | 0 | 0 | 0 | 0 | 0 | 0 | 0 | 0 | 0 | 0 | -9.8387e-34 | -8.8592e-12 | -2.5244e-11 | 9.843e-34 | 8.8592e-12 | 2.5244e-11 | -1.2721e-18 | 2.412e-11 | 4.2584e-12 | 1.2721e-18 | -2.412e-11 | -4.2584e-12 | 0 | 0 | 0 | 0 | 0 | 0 | 1.1 | 1.0978 | 1.0937 | 1.1 | 1.0978 | 1.0937 | -4.4313e-14 | -120.3121 | 119.9447 | -4.4332e-14 | -120.3121 | 119.9447
Line16_4_18 | 0 | 0 | 0 | 0 | 0 | 0 | 0 | 0 | 0 | 0 | 0 | 0 | -1.9493e-33 | -8.8592e-12 | -2.5244e-11 | 1.2721e-18 | 8.8592e-12 | 2.5244e-11 | -2.5443e-18 | 2.412e-11 | 4.2584e-12 | 2.5443e-18 | -2.412e-11 | -4.2584e-12 | 0 | 0 | 0 | 0 | 0 | 0 | 1.1 | 1.0978 | 1.0937 | 1.1 | 1.0978 | 1.0937 | -4.3898e-14 | -120.3121 | 119.9447 | -4.3918e-14 | -120.3121 | 119.9447
Line17_5_19 | 0 | 0 | 0 | 0 | 0 | 0 | 0 | 0 | 0 | 0 | 0 | 0 | -9.541e-19 | -8.8592e-12 | -2.5244e-11 | 9.541e-19 | 8.8592e-12 | 2.5244e-11 | 7.3137e-34 | 2.412e-11 | 4.2584e-12 | -7.3169e-34 | -2.412e-11 | -4.2584e-12 | 0 | 0 | 0 | 0 | 0 | 0 | 1.1 | 1.0978 | 1.0937 | 1.1 | 1.0978 | 1.0937 | -4.3921e-14 | -120.3121 | 119.9447 | -4.394e-14 | -120.3121 | 119.9447
Line1_1_3 | 0 | 0 | 0 | 0 | 0 | 0 | 0 | 0 | 0 | 0 | 0 | 0 | 6.6787e-18 | -7.0874e-11 | -2.0195e-10 | -7.3148e-18 | 7.0874e-11 | 2.0195e-10 | 1.463e-17 | 1.9296e-10 | 3.4067e-11 | -1.3993e-17 | -1.9296e-10 | -3.4067e-11 | 0 | 0 | 0 | 0 | 0 | 0 | 1.1 | 1.0978 | 1.0937 | 1.1 | 1.0978 | 1.0937 | -4.3893e-14 | -120.3121 | 119.9447 | -4.3969e-14 | -120.3121 | 119.9447
Line2_1_4 | 0 | 0 | 0 | 0 | 0 | 0 | 0 | 0 | 0 | 0 | 0 | 0 | 3.4984e-18 | -1.7718e-11 | -5.0487e-11 | -3.4984e-18 | 1.7718e-11 | 5.0487e-11 | 1.1449e-17 | 4.824e-11 | 8.5168e-12 | -1.1449e-17 | -4.824e-11 | -8.5168e-12 | 0 | 0 | 0 | 0 | 0 | 0 | 1.1 | 1.0978 | 1.0937 | 1.1 | 1.0978 | 1.0937 | -4.3893e-14 | -120.3121 | 119.9447 | -4.3898e-14 | -120.3121 | 119.9447
Line3_1_5 | 0 | 0 | 0 | 0 | 0 | 0 | 0 | 0 | 0 | 0 | 0 | 0 | 1.5902e-18 | -1.7718e-11 | -5.0487e-11 | -1.5902e-18 | 1.7718e-11 | 5.0487e-11 | -1.2721e-18 | 4.8241e-11 | 8.5168e-12 | 1.2721e-18 | -4.824e-11 | -8.5168e-12 | 0 | 0 | 0 | 0 | 0 | 0 | 1.1 | 1.0978 | 1.0937 | 1.1 | 1.0978 | 1.0937 | -4.3893e-14 | -120.3121 | 119.9447 | -4.3921e-14 | -120.3121 | 119.9447
Line4_2_6 | 0 | 0.060452 | 0.060452 | 0 | 0.060452 | 0.060452 | 0 | 0.013961 | 0.013961 | 0 | 0.013961 | 0.013961 | 3.3075e-17 | 0.01474 | 0.0037509 | -3.562e-17 | -0.014704 | -0.0037143 | 2.2898e-17 | 0.0039919 | 0.014719 | -2.5443e-17 | -0.0039188 | -0.014646 | 0 | -135.6932 | 44.3068 | 0 | 44.3068 | -135.6932 | 1.1 | 1.0939 | 1.088 | 1.1 | 1.09 | 1.0823 | -4.4293e-14 | -120.5402 | 120.0098 | -4.4693e-14 | -120.7698 | 120.0757
Line5_6_7 | 0 | 0.060452 | 0.060452 | 0 | 0.060452 | 0.060452 | 0 | 0.013961 | 0.013961 | 0 | 0.013961 | 0.013961 | 3.3075e-17 | 0.014704 | 0.0037143 | -3.3075e-17 | -0.014667 | -0.0036778 | 2.0354e-17 | 0.0039188 | 0.014646 | -2.0354e-17 | -0.0038457 | -0.014572 | 0 | -135.6932 | 44.3068 | 0 | 44.3068 | -135.6932 | 1.1 | 1.09 | 1.0823 | 1.1 | 1.0861 | 1.0765 | -4.4693e-14 | -120.7698 | 120.0757 | -4.51e-14 | -121.0011 | 120.1422
Line6_7_8 | 0 | 0.060452 | 0.060452 | 0 | 0.060452 | 0.060452 | 0 | 0.013961 | 0.013961 | 0 | 0.013961 | 0.013961 | 2.0354e-17 | 0.014667 | 0.0036778 | -2.0354e-17 | -0.014631 | -0.0036413 | 2.5443e-18 | 0.0038457 | 0.014572 | 1.6147e-32 | -0.0037726 | -0.014499 | 0 | -135.6932 | 44.3068 | 0 | 44.3068 | -135.6932 | 1.1 | 1.0861 | 1.0765 | 1.1 | 1.0823 | 1.0708 | -4.51e-14 | -121.0011 | 120.1422 | -4.5453e-14 | -121.2341 | 120.2095
Line7_8_9 | 0 | 0 | 0 | 0 | 0 | 0 | 0 | 0 | 0 | 0 | 0 | 0 | -2.5443e-18 | -6.9334e-11 | -1.1449e-10 | 2.0222e-33 | 6.9334e-11 | 1.1449e-10 | -2.5443e-18 | 9.4011e-11 | -1.5791e-11 | 2.5443e-18 | -9.4011e-11 | 1.5791e-11 | 0 | 0 | 0 | 0 | 0 | 0 | 1.1 | 1.0823 | 1.0708 | 1.1 | 1.0823 | 1.0708 | -4.5453e-14 | -121.2341 | 120.2095 | -4.554e-14 | -121.2341 | 120.2095
Line8_8_10 | 0 | 0 | 0 | 0 | 0 | 0 | 0 | 0 | 0 | 0 | 0 | 0 | -7.6328e-18 | -6.9334e-11 | -1.1449e-10 | 5.0885e-18 | 6.9334e-11 | 1.1449e-10 | 2.5443e-18 | 9.4011e-11 | -1.5791e-11 | -2.5443e-18 | -9.4011e-11 | 1.5791e-11 | 0 | 0 | 0 | 0 | 0 | 0 | 1.1 | 1.0823 | 1.0708 | 1.1 | 1.0823 | 1.0708 | -4.5453e-14 | -121.2341 | 120.2095 | -4.5503e-14 | -121.2341 | 120.2095
Line9_3_11 | 0 | 0 | 0 | 0 | 0 | 0 | 0 | 0 | 0 | 0 | 0 | 0 | 6.3607e-18 | -6.2015e-11 | -1.7671e-10 | -5.7246e-18 | 6.2015e-11 | 1.7671e-10 | 1.2085e-17 | 1.6884e-10 | 2.9809e-11 | -1.2085e-17 | -1.6884e-10 | -2.9809e-11 | 0 | 0 | 0 | 0 | 0 | 0 | 1.1 | 1.0978 | 1.0937 | 1.1 | 1.0978 | 1.0937 | -4.3969e-14 | -120.3121 | 119.9447 | -4.4071e-14 | -120.3121 | 119.9447

## LL_min_6
name | pf_ikss_a_from_ka | pf_ikss_b_from_ka | pf_ikss_c_from_ka | pf_ikss_a_to_ka | pf_ikss_b_to_ka | pf_ikss_c_to_ka | pf_skss_a_from_mw | pf_skss_b_from_mw | pf_skss_c_from_mw | pf_skss_a_to_mw | pf_skss_b_to_mw | pf_skss_c_to_mw | pf_p_a_from_mw | pf_p_b_from_mw | pf_p_c_from_mw | pf_p_a_to_mw | pf_p_b_to_mw | pf_p_c_to_mw | pf_q_a_from_mvar | pf_q_b_from_mvar | pf_q_c_from_mvar | pf_q_a_to_mvar | pf_q_b_to_mvar | pf_q_c_to_mvar | pf_ikss_a_from_degree | pf_ikss_b_from_degree | pf_ikss_c_from_degree | pf_ikss_a_to_degree | pf_ikss_b_to_degree | pf_ikss_c_to_degree | pf_vm_a_from_pu | pf_vm_b_from_pu | pf_vm_c_from_pu | pf_vm_a_to_pu | pf_vm_b_to_pu | pf_vm_c_to_pu | pf_va_a_from_degree | pf_va_b_from_degree | pf_va_c_from_degree | pf_va_a_to_degree | pf_va_b_to_degree | pf_va_c_to_degree
Line0_1_2 | 0 | 1.455 | 1.455 | 0 | 1.455 | 1.455 | 0 | 0.33601 | 0.33601 | 0 | 0.33601 | 0.33601 | -8.7893e-17 | 0.28984 | 0.03533 | 8.7893e-17 | -0.24919 | 0.005316 | 5.9767e-16 | 0.073022 | 0.26569 | -6.1525e-16 | -0.030682 | -0.22336 | 0 | -142.8727 | 37.1273 | 0 | 37.1273 | -142.8727 | 0.95 | 0.88953 | 0.79769 | 0.95 | 0.74721 | 0.66491 | -1.2748e-12 | -128.7319 | 119.553 | -1.255e-12 | -135.8534 | 128.4907
Line10_11_12 | 0 | 0 | 0 | 0 | 0 | 0 | 0 | 0 | 0 | 0 | 0 | 0 | -7.0314e-17 | -9.6789e-10 | -2.6725e-09 | 7.0314e-17 | 9.6789e-10 | 2.6725e-09 | 3.1641e-16 | 2.8224e-09 | 1.3007e-10 | -2.9884e-16 | -2.8224e-09 | -1.3007e-10 | 0 | 0 | 0 | 0 | 0 | 0 | 0.95 | 0.88953 | 0.79769 | 0.95 | 0.88953 | 0.79769 | -1.2618e-12 | -128.7319 | 119.553 | -1.2557e-12 | -128.7319 | 119.553
Line11_12_13 | 0 | 0 | 0 | 0 | 0 | 0 | 0 | 0 | 0 | 0 | 0 | 0 | -1.1426e-16 | -8.0657e-10 | -2.2271e-09 | 1.1426e-16 | 8.0657e-10 | 2.2271e-09 | 2.9884e-16 | 2.352e-09 | 1.0839e-10 | -2.9884e-16 | -2.352e-09 | -1.0839e-10 | 0 | 0 | 0 | 0 | 0 | 0 | 0.95 | 0.88953 | 0.79769 | 0.95 | 0.88953 | 0.79769 | -1.2557e-12 | -128.7319 | 119.553 | -1.2496e-12 | -128.7319 | 119.553
Line12_13_15 | 0 | 0 | 0 | 0 | 0 | 0 | 0 | 0 | 0 | 0 | 0 | 0 | 1.7579e-17 | -4.8394e-10 | -1.3362e-09 | -1.7579e-17 | 4.8394e-10 | 1.3362e-09 | 5.2736e-17 | 1.4112e-09 | 6.5035e-11 | -3.5157e-17 | -1.4112e-09 | -6.5035e-11 | 0 | 0 | 0 | 0 | 0 | 0 | 0.95 | 0.88953 | 0.79769 | 0.95 | 0.88953 | 0.79769 | -1.2496e-12 | -128.7319 | 119.553 | -1.249e-12 | -128.7319 | 119.553
Line13_13_14 | 0 | 0 | 0 | 0 | 0 | 0 | 0 | 0 | 0 | 0 | 0 | 0 | -1.4942e-16 | -1.6131e-10 | -4.4541e-10 | 1.4942e-16 | 1.6131e-10 | 4.4541e-10 | 2.6368e-16 | 4.7039e-10 | 2.1678e-11 | -2.461e-16 | -4.7039e-10 | -2.1678e-11 | 0 | 0 | 0 | 0 | 0 | 0 | 0.95 | 0.88953 | 0.79769 | 0.95 | 0.88953 | 0.79769 | -1.2496e-12 | -128.7319 | 119.553 | -1.2451e-12 | -128.7319 | 119.553
Line14_15_16 | 0 | 0 | 0 | 0 | 0 | 0 | 0 | 0 | 0 | 0 | 0 | 0 | -4.3946e-18 | -3.2263e-10 | -8.9083e-10 | 4.3946e-18 | 3.2263e-10 | 8.9083e-10 | 1.7579e-17 | 9.4079e-10 | 4.3357e-11 | -1.7579e-17 | -9.4079e-10 | -4.3357e-11 | 0 | 0 | 0 | 0 | 0 | 0 | 0.95 | 0.88953 | 0.79769 | 0.95 | 0.88953 | 0.79769 | -1.249e-12 | -128.7319 | 119.553 | -1.2486e-12 | -128.7319 | 119.553
Line15_16_17 | 0 | 0 | 0 | 0 | 0 | 0 | 0 | 0 | 0 | 0 | 0 | 0 | 8.7893e-18 | -1.6131e-10 | -4.4541e-10 | -8.7893e-18 | 1.6131e-10 | 4.4541e-10 | 3.5157e-17 | 4.7039e-10 | 2.1678e-11 | -3.5157e-17 | -4.7039e-10 | -2.1678e-11 | 0 | 0 | 0 | 0 | 0 | 0 | 0.95 | 0.88953 | 0.79769 | 0.95 | 0.88953 | 0.79769 | -1.2486e-12 | -128.7319 | 119.553 | -1.2488e-12 | -128.7319 | 119.553
Line16_4_18 | 0 | 0 | 0 | 0 | 0 | 0 | 0 | 0 | 0 | 0 | 0 | 0 | 0 | -1.6131e-10 | -4.4541e-10 | 8.7893e-18 | 1.6131e-10 | 4.4541e-10 | 0 | 4.7039e-10 | 2.1678e-11 | -1.7579e-17 | -4.7039e-10 | -2.1678e-11 | 0 | 0 | 0 | 0 | 0 | 0 | 0.95 | 0.88953 | 0.79769 | 0.95 | 0.88953 | 0.79769 | -1.2702e-12 | -128.7319 | 119.553 | -1.2704e-12 | -128.7319 | 119.553
Line17_5_19 | 0 | 0 | 0 | 0 | 0 | 0 | 0 | 0 | 0 | 0 | 0 | 0 | 1.3184e-17 | -1.6131e-10 | -4.4541e-10 | -1.3184e-17 | 1.6131e-10 | 4.4541e-10 | 1.7579e-17 | 4.7039e-10 | 2.1679e-11 | -1.7579e-17 | -4.7039e-10 | -2.1679e-11 | 0 | 0 | 0 | 0 | 0 | 0 | 0.95 | 0.88953 | 0.79769 | 0.95 | 0.88953 | 0.79769 | -1.2747e-12 | -128.7319 | 119.553 | -1.2749e-12 | -128.7319 | 119.553
Line1_1_3 | 0 | 0 | 0 | 0 | 0 | 0 | 0 | 0 | 0 | 0 | 0 | 0 | -1.0108e-16 | -1.2905e-09 | -3.5633e-09 | 9.2287e-17 | 1.2905e-09 | 3.5633e-09 | 2.461e-16 | 3.7632e-09 | 1.7343e-10 | -2.6368e-16 | -3.7632e-09 | -1.7343e-10 | 0 | 0 | 0 | 0 | 0 | 0 | 0.95 | 0.88953 | 0.79769 | 0.95 | 0.88953 | 0.79769 | -1.2748e-12 | -128.7319 | 119.553 | -1.2683e-12 | -128.7319 | 119.553
Line2_1_4 | 0 | 0 | 0 | 0 | 0 | 0 | 0 | 0 | 0 | 0 | 0 | 0 | -1.1426e-16 | -3.2263e-10 | -8.9083e-10 | 1.2305e-16 | 3.2263e-10 | 8.9083e-10 | 2.461e-16 | 9.4079e-10 | 4.3357e-11 | -2.2852e-16 | -9.4079e-10 | -4.3357e-11 | 0 | 0 | 0 | 0 | 0 | 0 | 0.95 | 0.88953 | 0.79769 | 0.95 | 0.88953 | 0.79769 | -1.2748e-12 | -128.7319 | 119.553 | -1.2702e-12 | -128.7319 | 119.553
Line3_1_5 | 0 | 0 | 0 | 0 | 0 | 0 | 0 | 0 | 0 | 0 | 0 | 0 | 8.7893e-18 | -3.2263e-10 | -8.9083e-10 | -8.7893e-18 | 3.2263e-10 | 8.9083e-10 | -1.9556e-31 | 9.4079e-10 | 4.3357e-11 | 1.9554e-31 | -9.4079e-10 | -4.3357e-11 | 0 | 0 | 0 | 0 | 0 | 0 | 0.95 | 0.88953 | 0.79769 | 0.95 | 0.88953 | 0.79769 | -1.2748e-12 | -128.7319 | 119.553 | -1.2747e-12 | -128.7319 | 119.553
Line4_2_6 | 0 | 1.455 | 1.455 | 0 | 1.455 | 1.455 | 0 | 0.33601 | 0.33601 | 0 | 0.33601 | 0.33601 | -1.4063e-16 | 0.24919 | -0.005316 | 1.4063e-16 | -0.20855 | 0.045962 | 6.3283e-16 | 0.030682 | 0.22336 | -6.3283e-16 | 0.011658 | -0.18102 | 0 | -142.8727 | 37.1273 | 0 | 37.1273 | -142.8727 | 0.95 | 0.74721 | 0.66491 | 0.95 | 0.62161 | 0.55581 | -1.255e-12 | -135.8534 | 128.4907 | -1.237e-12 | -146.0722 | 141.3743
Line5_6_7 | 0 | 1.455 | 1.455 | 0 | 1.455 | 1.455 | 0 | 0.33601 | 0.33601 | 0 | 0.33601 | 0.33601 | -1.0547e-16 | 0.20855 | -0.045962 | 1.0547e-16 | -0.1679 | 0.086608 | 5.6251e-16 | -0.011658 | 0.18102 | -5.6251e-16 | 0.053997 | -0.13868 | 0 | -142.8727 | 37.1273 | 0 | 37.1273 | -142.8727 | 0.95 | 0.62161 | 0.55581 | 0.95 | 0.52489 | 0.48658 | -1.237e-12 | -146.0722 | 141.3743 | -1.2223e-12 | -160.7007 | 159.1134
Line6_7_8 | 0 | 1.455 | 1.455 | 0 | 1.455 | 1.455 | 0 | 0.33601 | 0.33601 | 0 | 0.33601 | 0.33601 | 7.0314e-17 | 0.1679 | -0.086608 | -2.9924e-30 | -0.12725 | 0.12725 | 1.4063e-16 | -0.053997 | 0.13868 | -1.4063e-16 | 0.096337 | -0.096337 | 0 | -142.8727 | 37.1273 | 0 | 37.1273 | -142.8727 | 0.95 | 0.52489 | 0.48658 | 0.95 | 0.475 | 0.475 | -1.2223e-12 | -160.7007 | 159.1134 | -1.2192e-12 | -180 | -180
Line7_8_9 | 0 | 0 | 0 | 0 | 0 | 0 | 0 | 0 | 0 | 0 | 0 | 0 | 1.4962e-30 | 2.461e-16 | 1.7416e-23 | -1.4975e-30 | -3.1314e-16 | 3.2761e-18 | 7.0314e-17 | 1.4329e-09 | -1.4329e-09 | -7.0314e-17 | -1.4329e-09 | 1.4329e-09 | 0 | 0 | 0 | 0 | 0 | 0 | 0.95 | 0.475 | 0.475 | 0.95 | 0.475 | 0.475 | -1.2192e-12 | -180 | -180 | -1.2203e-12 | -180 | 180
Line8_8_10 | 0 | 0 | 0 | 0 | 0 | 0 | 0 | 0 | 0 | 0 | 0 | 0 | 7.0314e-17 | -1.0547e-16 | 1.4063e-16 | -2.9946e-30 | 3.8433e-17 | -2.7798e-16 | 1.4063e-16 | 1.4329e-09 | -1.4329e-09 | -1.4063e-16 | -1.4329e-09 | 1.4329e-09 | 0 | 0 | 0 | 0 | 0 | 0 | 0.95 | 0.475 | 0.475 | 0.95 | 0.475 | 0.475 | -1.2192e-12 | -180 | -180 | -1.2201e-12 | -180 | 180
Line9_3_11 | 0 | 0 | 0 | 0 | 0 | 0 | 0 | 0 | 0 | 0 | 0 | 0 | -8.3498e-17 | -1.1292e-09 | -3.1179e-09 | 8.3498e-17 | 1.1292e-09 | 3.1179e-09 | 2.6368e-16 | 3.2928e-09 | 1.5175e-10 | -2.6368e-16 | -3.2928e-09 | -1.5175e-10 | 0 | 0 | 0 | 0 | 0 | 0 | 0.95 | 0.88953 | 0.79769 | 0.95 | 0.88953 | 0.79769 | -1.2683e-12 | -128.7319 | 119.553 | -1.2618e-12 | -128.7319 | 119.553

## LL_min_10
name | pf_ikss_a_from_ka | pf_ikss_b_from_ka | pf_ikss_c_from_ka | pf_ikss_a_to_ka | pf_ikss_b_to_ka | pf_ikss_c_to_ka | pf_skss_a_from_mw | pf_skss_b_from_mw | pf_skss_c_from_mw | pf_skss_a_to_mw | pf_skss_b_to_mw | pf_skss_c_to_mw | pf_p_a_from_mw | pf_p_b_from_mw | pf_p_c_from_mw | pf_p_a_to_mw | pf_p_b_to_mw | pf_p_c_to_mw | pf_q_a_from_mvar | pf_q_b_from_mvar | pf_q_c_from_mvar | pf_q_a_to_mvar | pf_q_b_to_mvar | pf_q_c_to_mvar | pf_ikss_a_from_degree | pf_ikss_b_from_degree | pf_ikss_c_from_degree | pf_ikss_a_to_degree | pf_ikss_b_to_degree | pf_ikss_c_to_degree | pf_vm_a_from_pu | pf_vm_b_from_pu | pf_vm_c_from_pu | pf_vm_a_to_pu | pf_vm_b_to_pu | pf_vm_c_to_pu | pf_va_a_from_degree | pf_va_b_from_degree | pf_va_c_from_degree | pf_va_a_to_degree | pf_va_b_to_degree | pf_va_c_to_degree
Line0_1_2 | 0 | 1.3784 | 1.3784 | 0 | 1.3784 | 1.3784 | 0 | 0.31833 | 0.31833 | 0 | 0.31833 | 0.31833 | -9.992e-17 | 0.26013 | 0.031709 | 9.992e-17 | -0.22365 | 0.0047711 | 5.6621e-16 | 0.065537 | 0.23846 | -5.4956e-16 | -0.027537 | -0.20046 | 0 | -142.8727 | 37.1273 | 0 | 37.1273 | -142.8727 | 0.9 | 0.84271 | 0.7557 | 0.9 | 0.70788 | 0.62991 | -1.2603e-12 | -128.7319 | 119.553 | -1.2403e-12 | -135.8534 | 128.4907
Line10_11_12 | 0 | 0 | 0 | 0 | 0 | 0 | 0 | 0 | 0 | 0 | 0 | 0 | -9.1593e-17 | -8.6869e-10 | -2.3986e-09 | 9.1593e-17 | 8.6869e-10 | 2.3986e-09 | 2.6645e-16 | 2.5331e-09 | 1.1674e-10 | -2.6645e-16 | -2.5331e-09 | -1.1674e-10 | 0 | 0 | 0 | 0 | 0 | 0 | 0.9 | 0.84271 | 0.7557 | 0.9 | 0.84271 | 0.7557 | -1.2471e-12 | -128.7319 | 119.553 | -1.241e-12 | -128.7319 | 119.553
Line11_12_13 | 0 | 0 | 0 | 0 | 0 | 0 | 0 | 0 | 0 | 0 | 0 | 0 | -9.5757e-17 | -7.2391e-10 | -1.9988e-09 | 9.5757e-17 | 7.2391e-10 | 1.9988e-09 | 2.6645e-16 | 2.1109e-09 | 9.7283e-11 | -2.498e-16 | -2.1109e-09 | -9.7283e-11 | 0 | 0 | 0 | 0 | 0 | 0 | 0.9 | 0.84271 | 0.7557 | 0.9 | 0.84271 | 0.7557 | -1.241e-12 | -128.7319 | 119.553 | -1.2348e-12 | -128.7319 | 119.553
Line12_13_15 | 0 | 0 | 0 | 0 | 0 | 0 | 0 | 0 | 0 | 0 | 0 | 0 | 2.0817e-17 | -4.3434e-10 | -1.1993e-09 | -2.0817e-17 | 4.3434e-10 | 1.1993e-09 | 1.6653e-17 | 1.2665e-09 | 5.837e-11 | 4.484e-31 | -1.2665e-09 | -5.837e-11 | 0 | 0 | 0 | 0 | 0 | 0 | 0.9 | 0.84271 | 0.7557 | 0.9 | 0.84271 | 0.7557 | -1.2348e-12 | -128.7319 | 119.553 | -1.2342e-12 | -128.7319 | 119.553
Line13_13_14 | 0 | 0 | 0 | 0 | 0 | 0 | 0 | 0 | 0 | 0 | 0 | 0 | -1.3739e-16 | -1.4478e-10 | -3.9976e-10 | 1.3739e-16 | 1.4478e-10 | 3.9976e-10 | 2.3315e-16 | 4.2218e-10 | 1.9456e-11 | -2.3315e-16 | -4.2218e-10 | -1.9456e-11 | 0 | 0 | 0 | 0 | 0 | 0 | 0.9 | 0.84271 | 0.7557 | 0.9 | 0.84271 | 0.7557 | -1.2348e-12 | -128.7319 | 119.553 | -1.2295e-12 | -128.7319 | 119.553
Line14_15_16 | 0 | 0 | 0 | 0 | 0 | 0 | 0 | 0 | 0 | 0 | 0 | 0 | 4.1633e-18 | -2.8956e-10 | -7.9952e-10 | -4.1633e-18 | 2.8956e-10 | 7.9952e-10 | -8.968e-32 | 8.4436e-10 | 3.8913e-11 | 8.965e-32 | -8.4436e-10 | -3.8913e-11 | 0 | 0 | 0 | 0 | 0 | 0 | 0.9 | 0.84271 | 0.7557 | 0.9 | 0.84271 | 0.7557 | -1.2342e-12 | -128.7319 | 119.553 | -1.2338e-12 | -128.7319 | 119.553
Line15_16_17 | 0 | 0 | 0 | 0 | 0 | 0 | 0 | 0 | 0 | 0 | 0 | 0 | 1.6653e-17 | -1.4478e-10 | -3.9976e-10 | -1.6653e-17 | 1.4478e-10 | 3.9976e-10 | 3.3307e-17 | 4.2218e-10 | 1.9457e-11 | -1.6653e-17 | -4.2218e-10 | -1.9457e-11 | 0 | 0 | 0 | 0 | 0 | 0 | 0.9 | 0.84271 | 0.7557 | 0.9 | 0.84271 | 0.7557 | -1.2338e-12 | -128.7319 | 119.553 | -1.234e-12 | -128.7319 | 119.553
Line16_4_18 | 0 | 0 | 0 | 0 | 0 | 0 | 0 | 0 | 0 | 0 | 0 | 0 | 8.3267e-18 | -1.4478e-10 | -3.9976e-10 | -8.3267e-18 | 1.4478e-10 | 3.9976e-10 | -1.8247e-31 | 4.2218e-10 | 1.9457e-11 | 1.825e-31 | -4.2218e-10 | -1.9457e-11 | 0 | 0 | 0 | 0 | 0 | 0 | 0.9 | 0.84271 | 0.7557 | 0.9 | 0.84271 | 0.7557 | -1.2556e-12 | -128.7319 | 119.553 | -1.2558e-12 | -128.7319 | 119.553
Line17_5_19 | 0 | 0 | 0 | 0 | 0 | 0 | 0 | 0 | 0 | 0 | 0 | 0 | 3.3307e-17 | -1.4478e-10 | -3.9976e-10 | -1.6653e-17 | 1.4478e-10 | 3.9976e-10 | -1.6653e-17 | 4.2218e-10 | 1.9457e-11 | 1.6653e-17 | -4.2218e-10 | -1.9457e-11 | 0 | 0 | 0 | 0 | 0 | 0 | 0.9 | 0.84271 | 0.7557 | 0.9 | 0.84271 | 0.7557 | -1.2601e-12 | -128.7319 | 119.553 | -1.2603e-12 | -128.7319 | 119.553
Line1_1_3 | 0 | 0 | 0 | 0 | 0 | 0 | 0 | 0 | 0 | 0 | 0 | 0 | -9.1593e-17 | -1.1582e-09 | -3.1981e-09 | 7.494e-17 | 1.1582e-09 | 3.1981e-09 | 2.6645e-16 | 3.3775e-09 | 1.5565e-10 | -2.6645e-16 | -3.3775e-09 | -1.5565e-10 | 0 | 0 | 0 | 0 | 0 | 0 | 0.9 | 0.84271 | 0.7557 | 0.9 | 0.84271 | 0.7557 | -1.2603e-12 | -128.7319 | 119.553 | -1.2537e-12 | -128.7319 | 119.553
Line2_1_4 | 0 | 0 | 0 | 0 | 0 | 0 | 0 | 0 | 0 | 0 | 0 | 0 | -1.3323e-16 | -2.8956e-10 | -7.9952e-10 | 1.249e-16 | 2.8956e-10 | 7.9952e-10 | 2.3315e-16 | 8.4436e-10 | 3.8913e-11 | -2.3315e-16 | -8.4436e-10 | -3.8913e-11 | 0 | 0 | 0 | 0 | 0 | 0 | 0.9 | 0.84271 | 0.7557 | 0.9 | 0.84271 | 0.7557 | -1.2603e-12 | -128.7319 | 119.553 | -1.2556e-12 | -128.7319 | 119.553
Line3_1_5 | 0 | 0 | 0 | 0 | 0 | 0 | 0 | 0 | 0 | 0 | 0 | 0 | 3.663e-31 | -2.8956e-10 | -7.9952e-10 | -7.3252e-31 | 2.8956e-10 | 7.9952e-10 | 1.6653e-17 | 8.4436e-10 | 3.8913e-11 | -3.3307e-17 | -8.4436e-10 | -3.8913e-11 | 0 | 0 | 0 | 0 | 0 | 0 | 0.9 | 0.84271 | 0.7557 | 0.9 | 0.84271 | 0.7557 | -1.2603e-12 | -128.7319 | 119.553 | -1.2601e-12 | -128.7319 | 119.553
Line4_2_6 | 0 | 1.3784 | 1.3784 | 0 | 1.3784 | 1.3784 | 0 | 0.31833 | 0.31833 | 0 | 0.31833 | 0.31833 | -1.3323e-16 | 0.22365 | -0.0047711 | 1.3323e-16 | -0.18717 | 0.041251 | 5.6621e-16 | 0.027537 | 0.20046 | -4.996e-16 | 0.010463 | -0.16246 | 0 | -142.8727 | 37.1273 | 0 | 37.1273 | -142.8727 | 0.9 | 0.70788 | 0.62991 | 0.9 | 0.5889 | 0.52656 | -1.2403e-12 | -135.8534 | 128.4907 | -1.2224e-12 | -146.0722 | 141.3743
Line5_6_7 | 0 | 1.3784 | 1.3784 | 0 | 1.3784 | 1.3784 | 0 | 0.31833 | 0.31833 | 0 | 0.31833 | 0.31833 | -1.3323e-16 | 0.18717 | -0.041251 | 1.3323e-16 | -0.15069 | 0.077731 | 5.6621e-16 | -0.010463 | 0.16246 | -5.6621e-16 | 0.048463 | -0.12446 | 0 | -142.8727 | 37.1273 | 0 | 37.1273 | -142.8727 | 0.9 | 0.5889 | 0.52656 | 0.9 | 0.49726 | 0.46097 | -1.2224e-12 | -146.0722 | 141.3743 | -1.2068e-12 | -160.7007 | 159.1134
Line6_7_8 | 0 | 1.3784 | 1.3784 | 0 | 1.3784 | 1.3784 | 0 | 0.31833 | 0.31833 | 0 | 0.31833 | 0.31833 | 2.806e-30 | 0.15069 | -0.077731 | -2.8001e-30 | -0.11421 | 0.11421 | 1.3323e-16 | -0.048463 | 0.12446 | -1.3323e-16 | 0.086463 | -0.086463 | 0 | -142.8727 | 37.1273 | 0 | 37.1273 | -142.8727 | 0.9 | 0.49726 | 0.46097 | 0.9 | 0.45 | 0.45 | -1.2068e-12 | -160.7007 | 159.1134 | -1.2042e-12 | -180 | -180
Line7_8_9 | 0 | 0 | 0 | 0 | 0 | 0 | 0 | 0 | 0 | 0 | 0 | 0 | 2.8001e-30 | -3.3307e-17 | 1.3323e-16 | 6.6613e-17 | -1.969e-16 | 2.9403e-18 | 1.3323e-16 | 1.286e-09 | -1.286e-09 | -1.3323e-16 | -1.286e-09 | 1.286e-09 | 0 | 0 | 0 | 0 | 0 | 0 | 0.9 | 0.45 | 0.45 | 0.9 | 0.45 | 0.45 | -1.2042e-12 | -180 | -180 | -1.2053e-12 | -180 | 180
Line8_8_10 | 0 | 0 | 0 | 0 | 0 | 0 | 0 | 0 | 0 | 0 | 0 | 0 | 6.6613e-17 | -6.6613e-17 | 1.4913e-23 | -1.4009e-30 | -6.3673e-17 | 2.9403e-18 | 6.6613e-17 | 1.286e-09 | -1.286e-09 | -6.6613e-17 | -1.286e-09 | 1.286e-09 | 0 | 0 | 0 | 0 | 0 | 0 | 0.9 | 0.45 | 0.45 | 0.9 | 0.45 | 0.45 | -1.2042e-12 | -180 | -180 | -1.2049e-12 | -180 | 180
Line9_3_11 | 0 | 0 | 0 | 0 | 0 | 0 | 0 | 0 | 0 | 0 | 0 | 0 | -7.9103e-17 | -1.0135e-09 | -2.7983e-09 | 7.0777e-17 | 1.0135e-09 | 2.7983e-09 | 2.3315e-16 | 2.9553e-09 | 1.362e-10 | -2.3315e-16 | -2.9553e-09 | -1.362e-10 | 0 | 0 | 0 | 0 | 0 | 0 | 0.9 | 0.84271 | 0.7557 | 0.9 | 0.84271 | 0.7557 | -1.2537e-12 | -128.7319 | 119.553 | -1.2471e-12 | -128.7319 | 119.553

## LL_min_fault_6
name | pf_ikss_a_from_ka | pf_ikss_b_from_ka | pf_ikss_c_from_ka | pf_ikss_a_to_ka | pf_ikss_b_to_ka | pf_ikss_c_to_ka | pf_skss_a_from_mw | pf_skss_b_from_mw | pf_skss_c_from_mw | pf_skss_a_to_mw | pf_skss_b_to_mw | pf_skss_c_to_mw | pf_p_a_from_mw | pf_p_b_from_mw | pf_p_c_from_mw | pf_p_a_to_mw | pf_p_b_to_mw | pf_p_c_to_mw | pf_q_a_from_mvar | pf_q_b_from_mvar | pf_q_c_from_mvar | pf_q_a_to_mvar | pf_q_b_to_mvar | pf_q_c_to_mvar | pf_ikss_a_from_degree | pf_ikss_b_from_degree | pf_ikss_c_from_degree | pf_ikss_a_to_degree | pf_ikss_b_to_degree | pf_ikss_c_to_degree | pf_vm_a_from_pu | pf_vm_b_from_pu | pf_vm_c_from_pu | pf_vm_a_to_pu | pf_vm_b_to_pu | pf_vm_c_to_pu | pf_va_a_from_degree | pf_va_b_from_degree | pf_va_c_from_degree | pf_va_a_to_degree | pf_va_b_to_degree | pf_va_c_to_degree
Line0_1_2 | 0 | 0.051843 | 0.051843 | 0 | 0.051843 | 0.051843 | 0 | 0.011973 | 0.011973 | 0 | 0.011973 | 0.011973 | 2.064e-32 | 0.010966 | 0.0028847 | -2.0375e-32 | -0.010915 | -0.0028331 | 2.3072e-17 | 0.0029326 | 0.010936 | -2.3072e-17 | -0.0028788 | -0.010882 | 0 | -135.2796 | 44.7204 | 0 | 44.7204 | -135.2796 | 0.95 | 0.94815 | 0.94465 | 0.95 | 0.94283 | 0.93921 | -5.1257e-14 | -120.3084 | 119.9432 | -5.0598e-14 | -120.5043 | 120.1275
Line10_11_12 | 0 | 0 | 0 | 0 | 0 | 0 | 0 | 0 | 0 | 0 | 0 | 0 | -2.6093e-18 | -3.8309e-11 | -1.1119e-10 | 2.6093e-18 | 3.8309e-11 | 1.1119e-10 | 1.2635e-17 | 1.0665e-10 | 1.9584e-11 | -1.2635e-17 | -1.0665e-10 | -1.9584e-11 | 0 | 0 | 0 | 0 | 0 | 0 | 0.95 | 0.94815 | 0.94465 | 0.95 | 0.94815 | 0.94465 | -5.0803e-14 | -120.3084 | 119.9432 | -5.0583e-14 | -120.3084 | 119.9432
Line11_12_13 | 0 | 0 | 0 | 0 | 0 | 0 | 0 | 0 | 0 | 0 | 0 | 0 | -2.7466e-18 | -3.1925e-11 | -9.2658e-11 | 2.7466e-18 | 3.1925e-11 | 9.2658e-11 | 1.1536e-17 | 8.8872e-11 | 1.632e-11 | -1.1536e-17 | -8.8872e-11 | -1.632e-11 | 0 | 0 | 0 | 0 | 0 | 0 | 0.95 | 0.94815 | 0.94465 | 0.95 | 0.94815 | 0.94465 | -5.0583e-14 | -120.3084 | 119.9432 | -5.0358e-14 | -120.3084 | 119.9432
Line12_13_15 | 0 | 0 | 0 | 0 | 0 | 0 | 0 | 0 | 0 | 0 | 0 | 0 | 1.3733e-18 | -1.9155e-11 | -5.5595e-11 | -1.3733e-18 | 1.9155e-11 | 5.5595e-11 | 1.0987e-18 | 5.3323e-11 | 9.7921e-12 | -1.648e-18 | -5.3323e-11 | -9.7921e-12 | 0 | 0 | 0 | 0 | 0 | 0 | 0.95 | 0.94815 | 0.94465 | 0.95 | 0.94815 | 0.94465 | -5.0358e-14 | -120.3084 | 119.9432 | -5.0338e-14 | -120.3084 | 119.9432
Line13_13_14 | 0 | 0 | 0 | 0 | 0 | 0 | 0 | 0 | 0 | 0 | 0 | 0 | -3.5706e-18 | -6.3849e-12 | -1.8532e-11 | 3.5706e-18 | 6.3849e-12 | 1.8532e-11 | 1.0437e-17 | 1.7774e-11 | 3.264e-12 | -1.0437e-17 | -1.7774e-11 | -3.264e-12 | 0 | 0 | 0 | 0 | 0 | 0 | 0.95 | 0.94815 | 0.94465 | 0.95 | 0.94815 | 0.94465 | -5.0358e-14 | -120.3084 | 119.9432 | -5.0213e-14 | -120.3084 | 119.9432
Line14_15_16 | 0 | 0 | 0 | 0 | 0 | 0 | 0 | 0 | 0 | 0 | 0 | 0 | 1.03e-18 | -1.277e-11 | -3.7063e-11 | -1.03e-18 | 1.277e-11 | 3.7063e-11 | 5.4933e-19 | 3.5549e-11 | 6.5281e-12 | -5.4933e-19 | -3.5549e-11 | -6.5281e-12 | 0 | 0 | 0 | 0 | 0 | 0 | 0.95 | 0.94815 | 0.94465 | 0.95 | 0.94815 | 0.94465 | -5.0338e-14 | -120.3084 | 119.9432 | -5.0323e-14 | -120.3084 | 119.9432
Line15_16_17 | 0 | 0 | 0 | 0 | 0 | 0 | 0 | 0 | 0 | 0 | 0 | 0 | 2.7466e-19 | -6.3849e-12 | -1.8532e-11 | -2.7466e-19 | 6.3849e-12 | 1.8532e-11 | 5.4933e-19 | 1.7774e-11 | 3.264e-12 | -1.648e-18 | -1.7774e-11 | -3.264e-12 | 0 | 0 | 0 | 0 | 0 | 0 | 0.95 | 0.94815 | 0.94465 | 0.95 | 0.94815 | 0.94465 | -5.0323e-14 | -120.3084 | 119.9432 | -5.033e-14 | -120.3084 | 119.9432
Line16_4_18 | 0 | 0 | 0 | 0 | 0 | 0 | 0 | 0 | 0 | 0 | 0 | 0 | 9.796e-34 | -6.3849e-12 | -1.8532e-11 | -9.7974e-34 | 6.3849e-12 | 1.8532e-11 | 1.0987e-18 | 1.7775e-11 | 3.264e-12 | -1.0987e-18 | -1.7774e-11 | -3.264e-12 | 0 | 0 | 0 | 0 | 0 | 0 | 0.95 | 0.94815 | 0.94465 | 0.95 | 0.94815 | 0.94465 | -5.1087e-14 | -120.3084 | 119.9432 | -5.1094e-14 | -120.3084 | 119.9432
Line17_5_19 | 0 | 0 | 0 | 0 | 0 | 0 | 0 | 0 | 0 | 0 | 0 | 0 | 2.7466e-19 | -6.3849e-12 | -1.8532e-11 | -5.4933e-19 | 6.3849e-12 | 1.8532e-11 | -2.457e-34 | 1.7774e-11 | 3.264e-12 | 4.9147e-34 | -1.7774e-11 | -3.264e-12 | 0 | 0 | 0 | 0 | 0 | 0 | 0.95 | 0.94815 | 0.94465 | 0.95 | 0.94815 | 0.94465 | -5.1254e-14 | -120.3084 | 119.9432 | -5.1261e-14 | -120.3084 | 119.9432
Line1_1_3 | 0 | 0 | 0 | 0 | 0 | 0 | 0 | 0 | 0 | 0 | 0 | 0 | -1.5793e-18 | -5.1079e-11 | -1.4825e-10 | 1.5793e-18 | 5.1079e-11 | 1.4825e-10 | 1.0987e-17 | 1.422e-10 | 2.6112e-11 | -1.0987e-17 | -1.422e-10 | -2.6112e-11 | 0 | 0 | 0 | 0 | 0 | 0 | 0.95 | 0.94815 | 0.94465 | 0.95 | 0.94815 | 0.94465 | -5.1257e-14 | -120.3084 | 119.9432 | -5.1032e-14 | -120.3084 | 119.9432
Line2_1_4 | 0 | 0 | 0 | 0 | 0 | 0 | 0 | 0 | 0 | 0 | 0 | 0 | -4.8753e-18 | -1.277e-11 | -3.7063e-11 | 4.8753e-18 | 1.277e-11 | 3.7063e-11 | 1.0437e-17 | 3.5549e-11 | 6.5281e-12 | -1.0437e-17 | -3.5549e-11 | -6.5281e-12 | 0 | 0 | 0 | 0 | 0 | 0 | 0.95 | 0.94815 | 0.94465 | 0.95 | 0.94815 | 0.94465 | -5.1257e-14 | -120.3084 | 119.9432 | -5.1087e-14 | -120.3084 | 119.9432
Line3_1_5 | 0 | 0 | 0 | 0 | 0 | 0 | 0 | 0 | 0 | 0 | 0 | 0 | -3.4333e-19 | -1.277e-11 | -3.7063e-11 | 3.4333e-19 | 1.277e-11 | 3.7063e-11 | 1.0987e-18 | 3.5549e-11 | 6.5281e-12 | -1.648e-18 | -3.5549e-11 | -6.5281e-12 | 0 | 0 | 0 | 0 | 0 | 0 | 0.95 | 0.94815 | 0.94465 | 0.95 | 0.94815 | 0.94465 | -5.1257e-14 | -120.3084 | 119.9432 | -5.1254e-14 | -120.3084 | 119.9432
Line4_2_6 | 0 | 0.051843 | 0.051843 | 0 | 0.051843 | 0.051843 | 0 | 0.011973 | 0.011973 | 0 | 0.011973 | 0.011973 | -1.0987e-18 | 0.010915 | 0.0028331 | -1.9158e-32 | -0.010863 | -0.0027815 | 2.1973e-17 | 0.0028788 | 0.010882 | -2.1973e-17 | -0.0028251 | -0.010828 | 0 | -135.2796 | 44.7204 | 0 | 44.7204 | -135.2796 | 0.95 | 0.94283 | 0.93921 | 0.95 | 0.93752 | 0.93379 | -5.0598e-14 | -120.5043 | 120.1275 | -4.9956e-14 | -120.7024 | 120.3141
Line5_6_7 | 0 | 0.051843 | 0.051843 | 0 | 0.051843 | 0.051843 | 0 | 0.011973 | 0.011973 | 0 | 0.011973 | 0.011973 | -2.1973e-18 | 0.010863 | 0.0027815 | -1.8944e-32 | -0.010812 | -0.0027299 | 2.417e-17 | 0.0028251 | 0.010828 | -2.1973e-17 | -0.0027713 | -0.010775 | 0 | -135.2796 | 44.7204 | 0 | 44.7204 | -135.2796 | 0.95 | 0.93752 | 0.93379 | 0.95 | 0.93223 | 0.92837 | -4.9956e-14 | -120.7024 | 120.3141 | -4.9397e-14 | -120.9028 | 120.5028
Line6_7_8 | 0 | 0.051843 | 0.051843 | 0 | 0.051843 | 0.051843 | 0 | 0.011973 | 0.011973 | 0 | 0.011973 | 0.011973 | 2.1973e-18 | 0.010812 | 0.0027299 | -2.1973e-18 | -0.01076 | -0.0026783 | 6.5919e-18 | 0.0027713 | 0.010775 | -8.7893e-18 | -0.0027175 | -0.010721 | 0 | -135.2796 | 44.7204 | 0 | 44.7204 | -135.2796 | 0.95 | 0.93223 | 0.92837 | 0.95 | 0.92694 | 0.92297 | -4.9397e-14 | -120.9028 | 120.5028 | -4.9226e-14 | -121.1055 | 120.6937
Line7_8_9 | 0 | 0 | 0 | 0 | 0 | 0 | 0 | 0 | 0 | 0 | 0 | 0 | -2.1973e-18 | -7.7759e-11 | -9.1252e-11 | -5.6674e-33 | 7.7759e-11 | 9.1252e-11 | 6.5919e-18 | 6.2294e-11 | -3.8923e-11 | -6.5919e-18 | -6.2294e-11 | 3.8923e-11 | 0 | 0 | 0 | 0 | 0 | 0 | 0.95 | 0.92694 | 0.92297 | 0.95 | 0.92694 | 0.92297 | -4.9226e-14 | -121.1055 | 120.6937 | -4.926e-14 | -121.1055 | 120.6937
Line8_8_10 | 0 | 0 | 0 | 0 | 0 | 0 | 0 | 0 | 0 | 0 | 0 | 0 | -2.1973e-18 | -7.7759e-11 | -9.1252e-11 | -5.6665e-33 | 7.7759e-11 | 9.1252e-11 | 4.3946e-18 | 6.2294e-11 | -3.8923e-11 | -6.5919e-18 | -6.2294e-11 | 3.8923e-11 | 0 | 0 | 0 | 0 | 0 | 0 | 0.95 | 0.92694 | 0.92297 | 0.95 | 0.92694 | 0.92297 | -4.9226e-14 | -121.1055 | 120.6937 | -4.9252e-14 | -121.1055 | 120.6937
Line9_3_11 | 0 | 0 | 0 | 0 | 0 | 0 | 0 | 0 | 0 | 0 | 0 | 0 | -2.266e-18 | -4.4694e-11 | -1.2972e-10 | 2.266e-18 | 4.4694e-11 | 1.2972e-10 | 1.1536e-17 | 1.2442e-10 | 2.2848e-11 | -1.1536e-17 | -1.2442e-10 | -2.2848e-11 | 0 | 0 | 0 | 0 | 0 | 0 | 0.95 | 0.94815 | 0.94465 | 0.95 | 0.94815 | 0.94465 | -5.1032e-14 | -120.3084 | 119.9432 | -5.0803e-14 | -120.3084 | 119.9432

## LL_min_fault_10
name | pf_ikss_a_from_ka | pf_ikss_b_from_ka | pf_ikss_c_from_ka | pf_ikss_a_to_ka | pf_ikss_b_to_ka | pf_ikss_c_to_ka | pf_skss_a_from_mw | pf_skss_b_from_mw | pf_skss_c_from_mw | pf_skss_a_to_mw | pf_skss_b_to_mw | pf_skss_c_to_mw | pf_p_a_from_mw | pf_p_b_from_mw | pf_p_c_from_mw | pf_p_a_to_mw | pf_p_b_to_mw | pf_p_c_to_mw | pf_q_a_from_mvar | pf_q_b_from_mvar | pf_q_c_from_mvar | pf_q_a_to_mvar | pf_q_b_to_mvar | pf_q_c_to_mvar | pf_ikss_a_from_degree | pf_ikss_b_from_degree | pf_ikss_c_from_degree | pf_ikss_a_to_degree | pf_ikss_b_to_degree | pf_ikss_c_to_degree | pf_vm_a_from_pu | pf_vm_b_from_pu | pf_vm_c_from_pu | pf_vm_a_to_pu | pf_vm_b_to_pu | pf_vm_c_to_pu | pf_va_a_from_degree | pf_va_b_from_degree | pf_va_c_from_degree | pf_va_a_to_degree | pf_va_b_to_degree | pf_va_c_to_degree
Line0_1_2 | 0 | 0.049114 | 0.049114 | 0 | 0.049114 | 0.049114 | 0 | 0.011342 | 0.011342 | 0 | 0.011342 | 0.011342 | -5.2042e-19 | 0.0098425 | 0.002589 | 5.2042e-19 | -0.0097961 | -0.0025427 | 2.1858e-17 | 0.002632 | 0.009815 | -2.2898e-17 | -0.0025837 | -0.0097667 | 0 | -135.2796 | 44.7204 | 0 | 44.7204 | -135.2796 | 0.9 | 0.89825 | 0.89493 | 0.9 | 0.89321 | 0.88978 | -5.0548e-14 | -120.3084 | 119.9432 | -4.9865e-14 | -120.5043 | 120.1275
Line10_11_12 | 0 | 0 | 0 | 0 | 0 | 0 | 0 | 0 | 0 | 0 | 0 | 0 | -1.8865e-18 | -3.4383e-11 | -9.9793e-11 | 1.8865e-18 | 3.4383e-11 | 9.9793e-11 | 1.0408e-17 | 9.5716e-11 | 1.7577e-11 | -9.8879e-18 | -9.5716e-11 | -1.7577e-11 | 0 | 0 | 0 | 0 | 0 | 0 | 0.9 | 0.89825 | 0.89493 | 0.9 | 0.89825 | 0.89493 | -5.0103e-14 | -120.3084 | 119.9432 | -4.9888e-14 | -120.3084 | 119.9432
Line11_12_13 | 0 | 0 | 0 | 0 | 0 | 0 | 0 | 0 | 0 | 0 | 0 | 0 | -3.1225e-18 | -2.8652e-11 | -8.3161e-11 | 3.1225e-18 | 2.8652e-11 | 8.3161e-11 | 1.0929e-17 | 7.9764e-11 | 1.4647e-11 | -1.0929e-17 | -7.9764e-11 | -1.4647e-11 | 0 | 0 | 0 | 0 | 0 | 0 | 0.9 | 0.89825 | 0.89493 | 0.9 | 0.89825 | 0.89493 | -4.9888e-14 | -120.3084 | 119.9432 | -4.9668e-14 | -120.3084 | 119.9432
Line12_13_15 | 0 | 0 | 0 | 0 | 0 | 0 | 0 | 0 | 0 | 0 | 0 | 0 | 1.236e-18 | -1.7191e-11 | -4.9896e-11 | -1.236e-18 | 1.7191e-11 | 4.9896e-11 | 1.0408e-18 | 4.7858e-11 | 8.7885e-12 | -1.5613e-18 | -4.7858e-11 | -8.7885e-12 | 0 | 0 | 0 | 0 | 0 | 0 | 0.9 | 0.89825 | 0.89493 | 0.9 | 0.89825 | 0.89493 | -4.9668e-14 | -120.3084 | 119.9432 | -4.9648e-14 | -120.3084 | 119.9432
Line13_13_14 | 0 | 0 | 0 | 0 | 0 | 0 | 0 | 0 | 0 | 0 | 0 | 0 | -3.3177e-18 | -5.7305e-12 | -1.6632e-11 | 3.3177e-18 | 5.7305e-12 | 1.6632e-11 | 7.8063e-18 | 1.5953e-11 | 2.9295e-12 | -7.8063e-18 | -1.5953e-11 | -2.9295e-12 | 0 | 0 | 0 | 0 | 0 | 0 | 0.9 | 0.89825 | 0.89493 | 0.9 | 0.89825 | 0.89493 | -4.9668e-14 | -120.3084 | 119.9432 | -4.9502e-14 | -120.3084 | 119.9432
Line14_15_16 | 0 | 0 | 0 | 0 | 0 | 0 | 0 | 0 | 0 | 0 | 0 | 0 | -6.5052e-20 | -1.1461e-11 | -3.3264e-11 | 6.5052e-20 | 1.1461e-11 | 3.3264e-11 | 5.6369e-35 | 3.1905e-11 | 5.859e-12 | -5.2042e-19 | -3.1905e-11 | -5.859e-12 | 0 | 0 | 0 | 0 | 0 | 0 | 0.9 | 0.89825 | 0.89493 | 0.9 | 0.89825 | 0.89493 | -4.9648e-14 | -120.3084 | 119.9432 | -4.9633e-14 | -120.3084 | 119.9432
Line15_16_17 | 0 | 0 | 0 | 0 | 0 | 0 | 0 | 0 | 0 | 0 | 0 | 0 | 5.2042e-19 | -5.7305e-12 | -1.6632e-11 | -5.2042e-19 | 5.7305e-12 | 1.6632e-11 | -4.5081e-34 | 1.5953e-11 | 2.9295e-12 | -1.0408e-18 | -1.5953e-11 | -2.9295e-12 | 0 | 0 | 0 | 0 | 0 | 0 | 0.9 | 0.89825 | 0.89493 | 0.9 | 0.89825 | 0.89493 | -4.9633e-14 | -120.3084 | 119.9432 | -4.964e-14 | -120.3084 | 119.9432
Line16_4_18 | 0 | 0 | 0 | 0 | 0 | 0 | 0 | 0 | 0 | 0 | 0 | 0 | 9.7578e-19 | -5.7305e-12 | -1.6632e-11 | -9.7578e-19 | 5.7305e-12 | 1.6632e-11 | 5.2042e-19 | 1.5953e-11 | 2.9295e-12 | -1.0408e-18 | -1.5953e-11 | -2.9295e-12 | 0 | 0 | 0 | 0 | 0 | 0 | 0.9 | 0.89825 | 0.89493 | 0.9 | 0.89825 | 0.89493 | -5.0383e-14 | -120.3084 | 119.9432 | -5.039e-14 | -120.3084 | 119.9432
Line17_5_19 | 0 | 0 | 0 | 0 | 0 | 0 | 0 | 0 | 0 | 0 | 0 | 0 | 4.5536e-19 | -5.7305e-12 | -1.6632e-11 | -4.5536e-19 | 5.7305e-12 | 1.6632e-11 | -5.2042e-19 | 1.5953e-11 | 2.9295e-12 | 4.0177e-34 | -1.5953e-11 | -2.9295e-12 | 0 | 0 | 0 | 0 | 0 | 0 | 0.9 | 0.89825 | 0.89493 | 0.9 | 0.89825 | 0.89493 | -5.0545e-14 | -120.3084 | 119.9432 | -5.0552e-14 | -120.3084 | 119.9432
Line1_1_3 | 0 | 0 | 0 | 0 | 0 | 0 | 0 | 0 | 0 | 0 | 0 | 0 | -1.1059e-18 | -4.5844e-11 | -1.3306e-10 | 8.4568e-19 | 4.5844e-11 | 1.3306e-10 | 8.8471e-18 | 1.2762e-10 | 2.3436e-11 | -9.3675e-18 | -1.2762e-10 | -2.3436e-11 | 0 | 0 | 0 | 0 | 0 | 0 | 0.9 | 0.89825 | 0.89493 | 0.9 | 0.89825 | 0.89493 | -5.0548e-14 | -120.3084 | 119.9432 | -5.0328e-14 | -120.3084 | 119.9432
Line2_1_4 | 0 | 0 | 0 | 0 | 0 | 0 | 0 | 0 | 0 | 0 | 0 | 0 | -3.0575e-18 | -1.1461e-11 | -3.3264e-11 | 2.7972e-18 | 1.1461e-11 | 3.3264e-11 | 9.3675e-18 | 3.1905e-11 | 5.859e-12 | -9.3675e-18 | -3.1905e-11 | -5.859e-12 | 0 | 0 | 0 | 0 | 0 | 0 | 0.9 | 0.89825 | 0.89493 | 0.9 | 0.89825 | 0.89493 | -5.0548e-14 | -120.3084 | 119.9432 | -5.0383e-14 | -120.3084 | 119.9432
Line3_1_5 | 0 | 0 | 0 | 0 | 0 | 0 | 0 | 0 | 0 | 0 | 0 | 0 | -1.301e-19 | -1.1461e-11 | -3.3264e-11 | -1.301e-19 | 1.1461e-11 | 3.3264e-11 | 1.1478e-34 | 3.1905e-11 | 5.859e-12 | -1.0408e-18 | -3.1905e-11 | -5.859e-12 | 0 | 0 | 0 | 0 | 0 | 0 | 0.9 | 0.89825 | 0.89493 | 0.9 | 0.89825 | 0.89493 | -5.0548e-14 | -120.3084 | 119.9432 | -5.0545e-14 | -120.3084 | 119.9432
Line4_2_6 | 0 | 0.049114 | 0.049114 | 0 | 0.049114 | 0.049114 | 0 | 0.011342 | 0.011342 | 0 | 0.011342 | 0.011342 | -1.0408e-18 | 0.0097961 | 0.0025427 | -1.6985e-32 | -0.0097498 | -0.0024964 | 2.0817e-17 | 0.0025837 | 0.0097667 | -1.9776e-17 | -0.0025355 | -0.0097185 | 0 | -135.2796 | 44.7204 | 0 | 44.7204 | -135.2796 | 0.9 | 0.89321 | 0.88978 | 0.9 | 0.88818 | 0.88464 | -4.9865e-14 | -120.5043 | 120.1275 | -4.9209e-14 | -120.7024 | 120.3141
Line5_6_7 | 0 | 0.049114 | 0.049114 | 0 | 0.049114 | 0.049114 | 0 | 0.011342 | 0.011342 | 0 | 0.011342 | 0.011342 | -5.2042e-18 | 0.0097498 | 0.0024964 | 4.1633e-18 | -0.0097035 | -0.0024501 | 2.2898e-17 | 0.0025355 | 0.0097185 | -2.0817e-17 | -0.0024873 | -0.0096702 | 0 | -135.2796 | 44.7204 | 0 | 44.7204 | -135.2796 | 0.9 | 0.88818 | 0.88464 | 0.9 | 0.88316 | 0.87951 | -4.9209e-14 | -120.7024 | 120.3141 | -4.8636e-14 | -120.9028 | 120.5028
Line6_7_8 | 0 | 0.049114 | 0.049114 | 0 | 0.049114 | 0.049114 | 0 | 0.011342 | 0.011342 | 0 | 0.011342 | 0.011342 | 4.1633e-18 | 0.0097035 | 0.0024501 | -2.0817e-18 | -0.0096572 | -0.0024038 | 6.245e-18 | 0.0024873 | 0.0096702 | -8.3267e-18 | -0.002439 | -0.009622 | 0 | -135.2796 | 44.7204 | 0 | 44.7204 | -135.2796 | 0.9 | 0.88316 | 0.87951 | 0.9 | 0.87816 | 0.87439 | -4.8636e-14 | -120.9028 | 120.5028 | -4.8488e-14 | -121.1055 | 120.6937
Line7_8_9 | 0 | 0 | 0 | 0 | 0 | 0 | 0 | 0 | 0 | 0 | 0 | 0 | 4.1633e-18 | -6.9789e-11 | -8.1899e-11 | -4.1633e-18 | 6.9789e-11 | 8.1899e-11 | -3.5234e-33 | 5.5909e-11 | -3.4934e-11 | -2.0817e-18 | -5.5909e-11 | 3.4934e-11 | 0 | 0 | 0 | 0 | 0 | 0 | 0.9 | 0.87816 | 0.87439 | 0.9 | 0.87816 | 0.87439 | -4.8488e-14 | -121.1055 | 120.6937 | -4.8522e-14 | -121.1055 | 120.6937
Line8_8_10 | 0 | 0 | 0 | 0 | 0 | 0 | 0 | 0 | 0 | 0 | 0 | 0 | 2.0817e-18 | -6.9789e-11 | -8.1899e-11 | -2.0817e-18 | 6.9789e-11 | 8.1899e-11 | 4.1633e-18 | 5.5909e-11 | -3.4934e-11 | -6.245e-18 | -5.5909e-11 | 3.4934e-11 | 0 | 0 | 0 | 0 | 0 | 0 | 0.9 | 0.87816 | 0.87439 | 0.9 | 0.87816 | 0.87439 | -4.8488e-14 | -121.1055 | 120.6937 | -4.849e-14 | -121.1055 | 120.6937
Line9_3_11 | 0 | 0 | 0 | 0 | 0 | 0 | 0 | 0 | 0 | 0 | 0 | 0 | -2.1467e-18 | -4.0113e-11 | -1.1643e-10 | 2.1467e-18 | 4.0113e-11 | 1.1643e-10 | 1.0408e-17 | 1.1167e-10 | 2.0507e-11 | -9.3675e-18 | -1.1167e-10 | -2.0507e-11 | 0 | 0 | 0 | 0 | 0 | 0 | 0.9 | 0.89825 | 0.89493 | 0.9 | 0.89825 | 0.89493 | -5.0328e-14 | -120.3084 | 119.9432 | -5.0103e-14 | -120.3084 | 119.9432

## LG_max_6
name | pf_ikss_a_from_ka | pf_ikss_b_from_ka | pf_ikss_c_from_ka | pf_ikss_a_to_ka | pf_ikss_b_to_ka | pf_ikss_c_to_ka | pf_skss_a_from_mw | pf_skss_b_from_mw | pf_skss_c_from_mw | pf_skss_a_to_mw | pf_skss_b_to_mw | pf_skss_c_to_mw | pf_p_a_from_mw | pf_p_b_from_mw | pf_p_c_from_mw | pf_p_a_to_mw | pf_p_b_to_mw | pf_p_c_to_mw | pf_q_a_from_mvar | pf_q_b_from_mvar | pf_q_c_from_mvar | pf_q_a_to_mvar | pf_q_b_to_mvar | pf_q_c_to_mvar | pf_ikss_a_from_degree | pf_ikss_b_from_degree | pf_ikss_c_from_degree | pf_ikss_a_to_degree | pf_ikss_b_to_degree | pf_ikss_c_to_degree | 3xI0 | pf_vm_a_from_pu | pf_vm_b_from_pu | pf_vm_c_from_pu | pf_vm_a_to_pu | pf_vm_b_to_pu | pf_vm_c_to_pu | pf_va_a_from_degree | pf_va_b_from_degree | pf_va_c_from_degree | pf_va_a_to_degree | pf_va_b_to_degree | pf_va_c_to_degree
Line0_1_2 | 0.36272 | 0.045653 | 0.045653 | 0.36272 | 0.045653 | 0.045653 | 0.083767 | 0.010543 | 0.010543 | 0.083767 | 0.010543 | 0.010543 | 0.004681 | 0.014679 | 0.016996 | -0.0035309 | -0.014637 | -0.016954 | 0.0093822 | 0.0099183 | -0.0091153 | -0.0070784 | -0.0098358 | 0.0091977 | -7.7048 | 173.0593 | 173.0593 | 172.2953 | -6.9411 | -6.9411 |  | 0.12517 | 1.6803 | 1.8293 | 0.094431 | 1.6726 | 1.8295 | 55.7797 | -152.8942 | 144.8537 | 55.7839 | -153.0398 | 144.5781
Line10_11_12 | 0.045147 | 0.045147 | 0.045147 | 0.045147 | 0.045147 | 0.045147 | 0.010426 | 0.010426 | 0.010426 | 0.010426 | 0.010426 | 0.010426 | -0.0005931 | 0.014279 | 0.01698 | 0.00060328 | -0.014268 | -0.01697 | -0.0012134 | 0.010082 | -0.0086864 | 0.0012338 | -0.010062 | 0.0087067 | 171.81 | 171.81 | 171.81 | -8.1905 | -8.1905 | -8.1905 |  | 0.12954 | 1.6765 | 1.8293 | 0.13173 | 1.6745 | 1.8293 | 55.7617 | -152.9647 | 144.7168 | 55.7531 | -153 | 144.6483
Line11_12_13 | 0.045147 | 0.045147 | 0.045147 | 0.045147 | 0.045147 | 0.045147 | 0.010426 | 0.010426 | 0.010426 | 0.010426 | 0.010426 | 0.010426 | -0.00060328 | 0.014268 | 0.01697 | 0.00061346 | -0.014258 | -0.016959 | -0.0012338 | 0.010062 | -0.0087067 | 0.0012542 | -0.010041 | 0.0087269 | 171.8095 | 171.8095 | 171.8095 | -8.1909 | -8.1909 | -8.1909 |  | 0.13173 | 1.6745 | 1.8293 | 0.13391 | 1.6726 | 1.8293 | 55.7531 | -153 | 144.6483 | 55.7448 | -153.0355 | 144.5799
Line12_13_15 | 1.0671e-06 | 1.0652e-06 | 1.0652e-06 | 0 | 0 | 0 | 2.4644e-07 | 2.4599e-07 | 2.4599e-07 | 0 | 0 | 0 | -3.0226e-08 | 2.5075e-07 | -1.8902e-07 | 2.0375e-08 | -1.7202e-07 | 1.2015e-07 | 1.3249e-08 | -3.2621e-07 | -4.0838e-07 | -8.4062e-09 | 2.1397e-07 | 2.7518e-07 | -100.5866 | -100.5833 | -100.5833 | 0 | 0 | 0 |  | 0.13391 | 1.6726 | 1.8293 | 0.13391 | 1.6726 | 1.8293 | 55.7448 | -153.0355 | 144.5799 | 55.7448 | -153.0355 | 144.5799
Line13_13_14 | 0.045147 | 0.045147 | 0.045147 | 0.045147 | 0.045147 | 0.045147 | 0.010426 | 0.010426 | 0.010426 | 0.010426 | 0.010426 | 0.010426 | -0.00061343 | 0.014258 | 0.01696 | 0.00062361 | -0.014247 | -0.01695 | -0.0012542 | 0.010042 | -0.0087265 | 0.0012746 | -0.010021 | 0.0087467 | 171.8077 | 171.8077 | 171.8077 | -8.1927 | -8.1927 | -8.1927 |  | 0.13391 | 1.6726 | 1.8293 | 0.1361 | 1.6707 | 1.8294 | 55.7448 | -153.0355 | 144.5799 | 55.7367 | -153.071 | 144.5114
Line14_15_16 | 0 | 0 | 0 | 0 | 0 | 0 | 0 | 0 | 0 | 0 | 0 | 0 | -2.0151e-08 | 1.6716e-07 | -1.2601e-07 | 1.03e-08 | -8.8441e-08 | 5.714e-08 | 8.8324e-09 | -2.1748e-07 | -2.7225e-07 | -3.9901e-09 | 1.0523e-07 | 1.3906e-07 | 0 | 0 | 0 | 0 | 0 | 0 |  | 0.13391 | 1.6726 | 1.8293 | 0.13391 | 1.6726 | 1.8293 | 55.7448 | -153.0355 | 144.5799 | 55.7448 | -153.0355 | 144.5799
Line15_16_17 | 0 | 0 | 0 | 0 | 0 | 0 | 0 | 0 | 0 | 0 | 0 | 0 | -1.0075e-08 | 8.3582e-08 | -6.3006e-08 | 2.2445e-10 | -4.8595e-09 | -5.8657e-09 | 4.4162e-09 | -1.0874e-07 | -1.3613e-07 | 4.2613e-10 | -3.5106e-09 | 2.9296e-09 | 0 | 0 | 0 | 0 | 0 | 0 |  | 0.13391 | 1.6726 | 1.8293 | 0.13391 | 1.6726 | 1.8293 | 55.7448 | -153.0355 | 144.5799 | 55.7448 | -153.0355 | 144.5799
Line16_4_18 | 0 | 0 | 0 | 0 | 0 | 0 | 0 | 0 | 0 | 0 | 0 | 0 | -9.5891e-09 | 8.3674e-08 | -6.352e-08 | 2.1629e-10 | -4.9053e-09 | -5.8758e-09 | 4.2645e-09 | -1.0979e-07 | -1.3639e-07 | 4.0546e-10 | -3.5127e-09 | 2.9524e-09 | 0 | 0 | 0 | 0 | 0 | 0 |  | 0.12737 | 1.6784 | 1.8293 | 0.12737 | 1.6784 | 1.8293 | 55.7783 | -152.9301 | 144.785 | 55.7783 | -152.9301 | 144.785
Line17_5_19 | 0 | 0 | 0 | 0 | 0 | 0 | 0 | 0 | 0 | 0 | 0 | 0 | -9.425e-09 | 8.3703e-08 | -6.3692e-08 | 2.1357e-10 | -4.9206e-09 | -5.879e-09 | 4.2138e-09 | -1.1014e-07 | -1.3647e-07 | 3.9848e-10 | -3.5134e-09 | 2.96e-09 | 0 | 0 | 0 | 0 | 0 | 0 |  | 0.12517 | 1.6803 | 1.8293 | 0.12517 | 1.6803 | 1.8293 | 55.7797 | -152.8942 | 144.8537 | 55.7797 | -152.8942 | 144.8537
Line1_1_3 | 0.045147 | 0.045147 | 0.045147 | 0.045147 | 0.045147 | 0.045147 | 0.010426 | 0.010426 | 0.010426 | 0.010426 | 0.010426 | 0.010426 | -0.00057274 | 0.014299 | 0.017 | 0.00058292 | -0.014289 | -0.01699 | -0.0011727 | 0.010122 | -0.0086459 | 0.0011931 | -0.010102 | 0.0086662 | 171.8109 | 171.8109 | 171.8109 | -8.1896 | -8.1896 | -8.1896 |  | 0.12517 | 1.6803 | 1.8293 | 0.12736 | 1.6784 | 1.8293 | 55.7797 | -152.8942 | 144.8537 | 55.7705 | -152.9294 | 144.7852
Line2_1_4 | 0.045329 | 0.045329 | 0.045329 | 0.045329 | 0.045329 | 0.045329 | 0.010468 | 0.010468 | 0.010468 | 0.010468 | 0.010468 | 0.010468 | -0.00058434 | 0.014437 | 0.017 | 0.00059461 | -0.014426 | -0.016989 | -0.0011728 | 0.010049 | -0.0088155 | 0.0011934 | -0.010029 | 0.0088359 | 172.2638 | 172.2638 | 172.2638 | -7.7367 | -7.7367 | -7.7367 |  | 0.12517 | 1.6803 | 1.8293 | 0.12737 | 1.6784 | 1.8293 | 55.7797 | -152.8942 | 144.8537 | 55.7783 | -152.9301 | 144.785
Line3_1_5 | 0 | 0 | 0 | 0 | 0 | 0 | 0 | 0 | 0 | 0 | 0 | 0 | -1.885e-08 | 1.6741e-07 | -1.2738e-07 | 9.6386e-09 | -8.8624e-08 | 5.7813e-08 | 8.4276e-09 | -2.2028e-07 | -2.7294e-07 | -3.8153e-09 | 1.0663e-07 | 1.3943e-07 | 0 | 0 | 0 | 0 | 0 | 0 |  | 0.12517 | 1.6803 | 1.8293 | 0.12517 | 1.6803 | 1.8293 | 55.7797 | -152.8942 | 144.8537 | 55.7797 | -152.8942 | 144.8537
Line4_2_6 | 0.36272 | 0.045653 | 0.045653 | 0.36272 | 0.045653 | 0.045653 | 0.083767 | 0.010543 | 0.010543 | 0.083767 | 0.010543 | 0.010543 | 0.0035309 | 0.014637 | 0.016954 | -0.0023808 | -0.014594 | -0.016912 | 0.0070784 | 0.0098358 | -0.0091977 | -0.0047745 | -0.0097533 | 0.0092802 | -7.7047 | 173.0589 | 173.0589 | 172.2954 | -6.9416 | -6.9416 |  | 0.094431 | 1.6726 | 1.8295 | 0.06369 | 1.6649 | 1.8297 | 55.7839 | -153.0398 | 144.5781 | 55.7921 | -153.1868 | 144.3027
Line5_6_7 | 0.36272 | 0.045653 | 0.045653 | 0.36272 | 0.045653 | 0.045653 | 0.083767 | 0.010543 | 0.010543 | 0.083767 | 0.010543 | 0.010543 | 0.0023808 | 0.014594 | 0.016912 | -0.0012307 | -0.014552 | -0.016869 | 0.0047745 | 0.0097533 | -0.0092802 | -0.0024706 | -0.0096708 | 0.0093627 | -7.7046 | 173.0584 | 173.0584 | 172.2954 | -6.942 | -6.942 |  | 0.06369 | 1.6649 | 1.8297 | 0.03295 | 1.6572 | 1.83 | 55.7921 | -153.1868 | 144.3027 | 55.8155 | -153.3351 | 144.0273
Line6_7_8 | 0.40837 | 1.0766e-06 | 1.0766e-06 | 0.40837 | 0 | 0 | 0.094309 | 2.4862e-07 | 2.4862e-07 | 0.094309 | 0 | 0 | 0.0013897 | 2.4087e-07 | -2.0558e-07 | -7.93e-16 | -1.6414e-07 | 1.3254e-07 | 0.0027794 | -3.3429e-07 | -4.0588e-07 | 2.1375e-15 | 2.1916e-07 | 2.7295e-07 | -7.6195 | -99.1098 | -99.1098 | 172.3806 | 0 | 0 |  | 0.03295 | 1.6572 | 1.83 | 0 | 1.6515 | 1.8302 | 55.8155 | -153.3351 | 144.0273 | 0 | -153.4464 | 143.821
Line7_8_9 | 0 | 0 | 0 | 0 | 0 | 0 | 0 | 0 | 0 | 0 | 0 | 0 | 1.8741e-21 | 7.9721e-08 | -6.919e-08 | -2.6882e-17 | -4.6952e-09 | -5.8359e-09 | 7.5574e-22 | -1.1133e-07 | -1.3505e-07 | 2.1441e-17 | -3.5044e-09 | 2.8458e-09 | 0 | 0 | 0 | 0 | 0 | 0 |  | 0 | 1.6515 | 1.8302 | 0 | 1.6515 | 1.8302 | 0 | -153.4464 | 143.821 | 0 | -153.4464 | 143.821
Line8_8_10 | 0 | 0 | 0 | 0 | 0 | 0 | 0 | 0 | 0 | 0 | 0 | 0 | 1.8741e-21 | 7.9721e-08 | -6.919e-08 | -2.6882e-17 | -4.6952e-09 | -5.8359e-09 | 7.5574e-22 | -1.1133e-07 | -1.3505e-07 | 2.1441e-17 | -3.5044e-09 | 2.8458e-09 | 0 | 0 | 0 | 0 | 0 | 0 |  | 0 | 1.6515 | 1.8302 | 0 | 1.6515 | 1.8302 | 0 | -153.4464 | 143.821 | 0 | -153.4464 | 143.821
Line9_3_11 | 0.045147 | 0.045147 | 0.045147 | 0.045147 | 0.045147 | 0.045147 | 0.010426 | 0.010426 | 0.010426 | 0.010426 | 0.010426 | 0.010426 | -0.00058292 | 0.014289 | 0.01699 | 0.0005931 | -0.014279 | -0.01698 | -0.0011931 | 0.010102 | -0.0086662 | 0.0012134 | -0.010082 | 0.0086864 | 171.8104 | 171.8104 | 171.8104 | -8.19 | -8.19 | -8.19 |  | 0.12736 | 1.6784 | 1.8293 | 0.12954 | 1.6765 | 1.8293 | 55.7705 | -152.9294 | 144.7852 | 55.7617 | -152.9647 | 144.7168

## LG_max_10
name | pf_ikss_a_from_ka | pf_ikss_b_from_ka | pf_ikss_c_from_ka | pf_ikss_a_to_ka | pf_ikss_b_to_ka | pf_ikss_c_to_ka | pf_skss_a_from_mw | pf_skss_b_from_mw | pf_skss_c_from_mw | pf_skss_a_to_mw | pf_skss_b_to_mw | pf_skss_c_to_mw | pf_p_a_from_mw | pf_p_b_from_mw | pf_p_c_from_mw | pf_p_a_to_mw | pf_p_b_to_mw | pf_p_c_to_mw | pf_q_a_from_mvar | pf_q_b_from_mvar | pf_q_c_from_mvar | pf_q_a_to_mvar | pf_q_b_to_mvar | pf_q_c_to_mvar | pf_ikss_a_from_degree | pf_ikss_b_from_degree | pf_ikss_c_from_degree | pf_ikss_a_to_degree | pf_ikss_b_to_degree | pf_ikss_c_to_degree | 3xI0 | pf_vm_a_from_pu | pf_vm_b_from_pu | pf_vm_c_from_pu | pf_vm_a_to_pu | pf_vm_b_to_pu | pf_vm_c_to_pu | pf_va_a_from_degree | pf_va_b_from_degree | pf_va_c_from_degree | pf_va_a_to_degree | pf_va_b_to_degree | pf_va_c_to_degree
Line0_1_2 | 0.37989 | 0.047814 | 0.047814 | 0.37989 | 0.047814 | 0.047814 | 0.087732 | 0.011042 | 0.011042 | 0.087732 | 0.011042 | 0.011042 | 0.0051347 | 0.016089 | 0.018656 | -0.0038731 | -0.016042 | -0.01861 | 0.010292 | 0.010881 | -0.01 | -0.0077644 | -0.01079 | 0.01009 | -7.7739 | 172.9902 | 172.9902 | 172.2262 | -7.0102 | -7.0102 |  | 0.1311 | 1.759 | 1.9169 | 0.098901 | 1.7509 | 1.9171 | 55.7106 | -152.939 | 144.7982 | 55.7147 | -153.0845 | 144.5228
Line10_11_12 | 0.047284 | 0.047284 | 0.047284 | 0.047284 | 0.047284 | 0.047284 | 0.01092 | 0.01092 | 0.01092 | 0.01092 | 0.01092 | 0.01092 | -0.00065059 | 0.01565 | 0.018638 | 0.00066175 | -0.015638 | -0.018627 | -0.001331 | 0.01106 | -0.0095293 | 0.0013534 | -0.011038 | 0.0095515 | 171.7408 | 171.7408 | 171.7408 | -8.2596 | -8.2596 | -8.2596 |  | 0.13567 | 1.7549 | 1.917 | 0.13796 | 1.7529 | 1.917 | 55.6925 | -153.0094 | 144.6613 | 55.684 | -153.0448 | 144.5929
Line11_12_13 | 0.047284 | 0.047284 | 0.047284 | 0.047284 | 0.047284 | 0.047284 | 0.01092 | 0.01092 | 0.01092 | 0.01092 | 0.01092 | 0.01092 | -0.00066175 | 0.015638 | 0.018627 | 0.00067292 | -0.015627 | -0.018616 | -0.0013534 | 0.011038 | -0.0095515 | 0.0013758 | -0.011015 | 0.0095737 | 171.7404 | 171.7404 | 171.7404 | -8.2601 | -8.2601 | -8.2601 |  | 0.13796 | 1.7529 | 1.917 | 0.14025 | 1.7509 | 1.917 | 55.684 | -153.0448 | 144.5929 | 55.6756 | -153.0802 | 144.5245
Line12_13_15 | 1.1177e-06 | 1.1156e-06 | 1.1156e-06 | 0 | 0 | 0 | 2.5813e-07 | 2.5763e-07 | 2.5763e-07 | 0 | 0 | 0 | -3.3158e-08 | 2.7505e-07 | -2.0734e-07 | 2.2352e-08 | -1.8869e-07 | 1.3179e-07 | 1.4533e-08 | -3.5752e-07 | -4.4825e-07 | -9.2218e-09 | 2.3449e-07 | 3.0204e-07 | -100.6558 | -100.6523 | -100.6523 | 0 | 0 | 0 |  | 0.14025 | 1.7509 | 1.917 | 0.14025 | 1.7509 | 1.917 | 55.6756 | -153.0802 | 144.5245 | 55.6757 | -153.0802 | 144.5245
Line13_13_14 | 0.047284 | 0.047284 | 0.047284 | 0.047284 | 0.047284 | 0.047284 | 0.01092 | 0.01092 | 0.01092 | 0.01092 | 0.01092 | 0.01092 | -0.00067289 | 0.015627 | 0.018616 | 0.00068406 | -0.015616 | -0.018605 | -0.0013758 | 0.011016 | -0.0095732 | 0.0013982 | -0.010994 | 0.0095954 | 171.7386 | 171.7386 | 171.7386 | -8.2619 | -8.2619 | -8.2619 |  | 0.14025 | 1.7509 | 1.917 | 0.14254 | 1.7489 | 1.9171 | 55.6756 | -153.0802 | 144.5245 | 55.6676 | -153.1157 | 144.4561
Line14_15_16 | 0 | 0 | 0 | 0 | 0 | 0 | 0 | 0 | 0 | 0 | 0 | 0 | -2.2105e-08 | 1.8337e-07 | -1.3823e-07 | 1.1299e-08 | -9.7007e-08 | 6.2673e-08 | 9.689e-09 | -2.3835e-07 | -2.9883e-07 | -4.3773e-09 | 1.1532e-07 | 1.5263e-07 | 0 | 0 | 0 | 0 | 0 | 0 |  | 0.14025 | 1.7509 | 1.917 | 0.14025 | 1.7509 | 1.917 | 55.6757 | -153.0802 | 144.5245 | 55.6757 | -153.0802 | 144.5245
Line15_16_17 | 0 | 0 | 0 | 0 | 0 | 0 | 0 | 0 | 0 | 0 | 0 | 0 | -1.1053e-08 | 9.1683e-08 | -6.9114e-08 | 2.4685e-10 | -5.3233e-09 | -6.4405e-09 | 4.8445e-09 | -1.1917e-07 | -1.4942e-07 | 4.6718e-10 | -3.8545e-09 | 3.2094e-09 | 0 | 0 | 0 | 0 | 0 | 0 |  | 0.14025 | 1.7509 | 1.917 | 0.14025 | 1.7509 | 1.917 | 55.6757 | -153.0802 | 144.5245 | 55.6757 | -153.0802 | 144.5245
Line16_4_18 | 0 | 0 | 0 | 0 | 0 | 0 | 0 | 0 | 0 | 0 | 0 | 0 | -1.0519e-08 | 9.1785e-08 | -6.9679e-08 | 2.3788e-10 | -5.3736e-09 | -6.4516e-09 | 4.6781e-09 | -1.2033e-07 | -1.497e-07 | 4.4451e-10 | -3.8569e-09 | 3.2345e-09 | 0 | 0 | 0 | 0 | 0 | 0 |  | 0.13339 | 1.7569 | 1.917 | 0.13339 | 1.7569 | 1.917 | 55.7092 | -152.9748 | 144.7295 | 55.7092 | -152.9748 | 144.7295
Line17_5_19 | 0 | 0 | 0 | 0 | 0 | 0 | 0 | 0 | 0 | 0 | 0 | 0 | -1.0339e-08 | 9.1817e-08 | -6.9867e-08 | 2.3487e-10 | -5.3903e-09 | -6.4551e-09 | 4.6224e-09 | -1.2071e-07 | -1.4979e-07 | 4.3686e-10 | -3.8576e-09 | 3.2428e-09 | 0 | 0 | 0 | 0 | 0 | 0 |  | 0.1311 | 1.759 | 1.9169 | 0.1311 | 1.759 | 1.9169 | 55.7106 | -152.939 | 144.7982 | 55.7106 | -152.939 | 144.7982
Line1_1_3 | 0.047284 | 0.047284 | 0.047284 | 0.047284 | 0.047284 | 0.047284 | 0.01092 | 0.01092 | 0.01092 | 0.01092 | 0.01092 | 0.01092 | -0.00062825 | 0.015672 | 0.01866 | 0.00063942 | -0.015661 | -0.018649 | -0.0012863 | 0.011104 | -0.0094848 | 0.0013087 | -0.011082 | 0.0095071 | 171.7417 | 171.7417 | 171.7417 | -8.2587 | -8.2587 | -8.2587 |  | 0.1311 | 1.759 | 1.9169 | 0.13339 | 1.7569 | 1.917 | 55.7106 | -152.939 | 144.7982 | 55.7014 | -152.9742 | 144.7298
Line2_1_4 | 0.047475 | 0.047475 | 0.047475 | 0.047475 | 0.047475 | 0.047475 | 0.010964 | 0.010964 | 0.010964 | 0.010964 | 0.010964 | 0.010964 | -0.00064098 | 0.015823 | 0.01866 | 0.00065224 | -0.015812 | -0.018649 | -0.0012865 | 0.011025 | -0.009671 | 0.001309 | -0.011002 | 0.0096934 | 172.1947 | 172.1946 | 172.1946 | -7.8058 | -7.8058 | -7.8058 |  | 0.1311 | 1.759 | 1.9169 | 0.13339 | 1.7569 | 1.917 | 55.7106 | -152.939 | 144.7982 | 55.7092 | -152.9748 | 144.7295
Line3_1_5 | 0 | 0 | 0 | 0 | 0 | 0 | 0 | 0 | 0 | 0 | 0 | 0 | -2.0678e-08 | 1.8363e-07 | -1.3973e-07 | 1.0574e-08 | -9.7207e-08 | 6.3412e-08 | 9.2449e-09 | -2.4143e-07 | -2.9959e-07 | -4.1856e-09 | 1.1686e-07 | 1.5304e-07 | 0 | 0 | 0 | 0 | 0 | 0 |  | 0.1311 | 1.759 | 1.9169 | 0.1311 | 1.759 | 1.9169 | 55.7106 | -152.939 | 144.7982 | 55.7106 | -152.939 | 144.7982
Line4_2_6 | 0.37989 | 0.047814 | 0.047814 | 0.37989 | 0.047814 | 0.047814 | 0.087732 | 0.011042 | 0.011042 | 0.087732 | 0.011042 | 0.011042 | 0.0038731 | 0.016042 | 0.01861 | -0.0026116 | -0.015996 | -0.018564 | 0.0077644 | 0.01079 | -0.01009 | -0.0052372 | -0.0107 | 0.010181 | -7.7738 | 172.9898 | 172.9898 | 172.2262 | -7.0107 | -7.0107 |  | 0.098901 | 1.7509 | 1.9171 | 0.066705 | 1.7428 | 1.9174 | 55.7147 | -153.0845 | 144.5228 | 55.7229 | -153.2314 | 144.2474
Line5_6_7 | 0.37989 | 0.047814 | 0.047814 | 0.37989 | 0.047814 | 0.047814 | 0.087732 | 0.011042 | 0.011042 | 0.087732 | 0.011042 | 0.011042 | 0.0026116 | 0.015996 | 0.018564 | -0.00135 | -0.015949 | -0.018517 | 0.0052372 | 0.0107 | -0.010181 | -0.00271 | -0.010609 | 0.010271 | -7.7738 | 172.9893 | 172.9893 | 172.2263 | -7.0111 | -7.0111 |  | 0.066705 | 1.7428 | 1.9174 | 0.03451 | 1.7348 | 1.9177 | 55.7229 | -153.2314 | 144.2474 | 55.7464 | -153.3797 | 143.9722
Line6_7_8 | 0.4277 | 1.1275e-06 | 1.1275e-06 | 0.4277 | 0 | 0 | 0.098774 | 2.6038e-07 | 2.6038e-07 | 0.098774 | 0 | 0 | 0.0015244 | 2.6423e-07 | -2.2552e-07 | -5.1506e-16 | -1.8005e-07 | 1.4539e-07 | 0.0030488 | -3.6637e-07 | -4.4551e-07 | 1.6841e-15 | 2.4018e-07 | 2.996e-07 | -7.6886 | -99.1789 | -99.1789 | 172.3114 | 0 | 0 |  | 0.03451 | 1.7348 | 1.9177 | 0 | 1.7288 | 1.9179 | 55.7464 | -153.3797 | 143.9722 | 0 | -153.491 | 143.7661
Line7_8_9 | 0 | 0 | 0 | 0 | 0 | 0 | 0 | 0 | 0 | 0 | 0 | 0 | 1.4794e-21 | 8.7451e-08 | -7.59e-08 | -2.9473e-17 | -5.1432e-09 | -6.4078e-09 | 4.9825e-22 | -1.2201e-07 | -1.4824e-07 | 2.3566e-17 | -3.8476e-09 | 3.1175e-09 | 0 | 0 | 0 | 0 | 0 | 0 |  | 0 | 1.7288 | 1.9179 | 0 | 1.7288 | 1.9179 | 0 | -153.491 | 143.7661 | 0 | -153.491 | 143.7661
Line8_8_10 | 0 | 0 | 0 | 0 | 0 | 0 | 0 | 0 | 0 | 0 | 0 | 0 | 1.4794e-21 | 8.7451e-08 | -7.59e-08 | -2.9473e-17 | -5.1432e-09 | -6.4078e-09 | 4.9825e-22 | -1.2201e-07 | -1.4824e-07 | 2.3566e-17 | -3.8476e-09 | 3.1175e-09 | 0 | 0 | 0 | 0 | 0 | 0 |  | 0 | 1.7288 | 1.9179 | 0 | 1.7288 | 1.9179 | 0 | -153.491 | 143.7661 | 0 | -153.491 | 143.7661
Line9_3_11 | 0.047284 | 0.047284 | 0.047284 | 0.047284 | 0.047284 | 0.047284 | 0.01092 | 0.01092 | 0.01092 | 0.01092 | 0.01092 | 0.01092 | -0.00063942 | 0.015661 | 0.018649 | 0.00065059 | -0.01565 | -0.018638 | -0.0013087 | 0.011082 | -0.0095071 | 0.001331 | -0.01106 | 0.0095293 | 171.7413 | 171.7413 | 171.7413 | -8.2592 | -8.2592 | -8.2592 |  | 0.13339 | 1.7569 | 1.917 | 0.13567 | 1.7549 | 1.917 | 55.7014 | -152.9742 | 144.7298 | 55.6925 | -153.0094 | 144.6613

## LG_max_fault_6
name | pf_ikss_a_from_ka | pf_ikss_b_from_ka | pf_ikss_c_from_ka | pf_ikss_a_to_ka | pf_ikss_b_to_ka | pf_ikss_c_to_ka | pf_skss_a_from_mw | pf_skss_b_from_mw | pf_skss_c_from_mw | pf_skss_a_to_mw | pf_skss_b_to_mw | pf_skss_c_to_mw | pf_p_a_from_mw | pf_p_b_from_mw | pf_p_c_from_mw | pf_p_a_to_mw | pf_p_b_to_mw | pf_p_c_to_mw | pf_q_a_from_mvar | pf_q_b_from_mvar | pf_q_c_from_mvar | pf_q_a_to_mvar | pf_q_b_to_mvar | pf_q_c_to_mvar | pf_ikss_a_from_degree | pf_ikss_b_from_degree | pf_ikss_c_from_degree | pf_ikss_a_to_degree | pf_ikss_b_to_degree | pf_ikss_c_to_degree | 3xI0 | pf_vm_a_from_pu | pf_vm_b_from_pu | pf_vm_c_from_pu | pf_vm_a_to_pu | pf_vm_b_to_pu | pf_vm_c_to_pu | pf_va_a_from_degree | pf_va_b_from_degree | pf_va_c_from_degree | pf_va_a_to_degree | pf_va_b_to_degree | pf_va_c_to_degree
Line0_1_2 | 0.028522 | 0.0035898 | 0.0035898 | 0.028522 | 0.0035898 | 0.0035898 | 0.0065868 | 0.00082902 | 0.00082902 | 0.0065868 | 0.00082902 | 0.00082902 | 0.0046014 | -0.00011086 | 0.00088985 | -0.0045943 | 0.00011113 | -0.00088959 | 0.0046441 | 0.00085109 | -0.00027663 | -0.0046299 | -0.00085057 | 0.00027714 | -42.3492 | 138.4149 | 138.4149 | 137.6509 | -41.5855 | -41.5855 |  | 0.99254 | 1.0353 | 1.124 | 0.99024 | 1.0347 | 1.1239 | 2.9156 | -124.1636 | 121.1458 | 2.8719 | -124.1419 | 121.111
Line10_11_12 | 0.00355 | 0.00355 | 0.00355 | 0.00355 | 0.00355 | 0.00355 | 0.00081984 | 0.00081984 | 0.00081984 | 0.00081984 | 0.00081984 | 0.00081984 | -0.00056793 | -0.00012808 | 0.00088562 | 0.00056799 | 0.00012815 | -0.00088556 | -0.00058312 | 0.00083881 | -0.00025457 | 0.00058325 | -0.00083869 | 0.00025469 | 137.1655 | 137.1655 | 137.1655 | -42.8349 | -42.8349 | -42.8349 |  | 0.99287 | 1.035 | 1.124 | 0.99303 | 1.0349 | 1.1239 | 2.9216 | -124.1527 | 121.1285 | 2.9246 | -124.1472 | 121.1199
Line11_12_13 | 0.00355 | 0.00355 | 0.00355 | 0.00355 | 0.00355 | 0.00355 | 0.00081984 | 0.00081984 | 0.00081984 | 0.00081984 | 0.00081984 | 0.00081984 | -0.00056799 | -0.00012815 | 0.00088556 | 0.00056805 | 0.00012822 | -0.0008855 | -0.00058325 | 0.00083869 | -0.00025469 | 0.00058338 | -0.00083856 | 0.0002548 | 137.1651 | 137.1651 | 137.1651 | -42.8354 | -42.8354 | -42.8354 |  | 0.99303 | 1.0349 | 1.1239 | 0.9932 | 1.0347 | 1.1239 | 2.9246 | -124.1472 | 121.1199 | 2.9276 | -124.1417 | 121.1113
Line12_13_15 | 0 | 0 | 0 | 0 | 0 | 0 | 0 | 0 | 0 | 0 | 0 | 0 | -1.4339e-08 | 1.9641e-08 | -5.1345e-09 | 9.761e-09 | -1.3047e-08 | 3.1175e-09 | 1.2839e-08 | 3.8485e-09 | -2.1125e-08 | -8.3639e-09 | -2.8534e-09 | 1.4167e-08 | 0 | 0 | 0 | 0 | 0 | 0 |  | 0.9932 | 1.0347 | 1.1239 | 0.9932 | 1.0347 | 1.1239 | 2.9276 | -124.1417 | 121.1113 | 2.9276 | -124.1417 | 121.1113
Line13_13_14 | 0.00355 | 0.00355 | 0.00355 | 0.00355 | 0.00355 | 0.00355 | 0.00081984 | 0.00081984 | 0.00081984 | 0.00081984 | 0.00081984 | 0.00081984 | -0.00056803 | -0.00012824 | 0.0008855 | 0.00056809 | 0.00012831 | -0.00088544 | -0.0005834 | 0.00083856 | -0.00025478 | 0.00058353 | -0.00083843 | 0.0002549 | 137.1633 | 137.1633 | 137.1633 | -42.8372 | -42.8372 | -42.8372 |  | 0.9932 | 1.0347 | 1.1239 | 0.99336 | 1.0346 | 1.1239 | 2.9276 | -124.1417 | 121.1113 | 2.9306 | -124.1362 | 121.1027
Line14_15_16 | 0 | 0 | 0 | 0 | 0 | 0 | 0 | 0 | 0 | 0 | 0 | 0 | -9.5591e-09 | 1.3094e-08 | -3.423e-09 | 4.9814e-09 | -6.4995e-09 | 1.4061e-09 | 8.5592e-09 | 2.5656e-09 | -1.4083e-08 | -4.0843e-09 | -1.5705e-09 | 7.1255e-09 | 0 | 0 | 0 | 0 | 0 | 0 |  | 0.9932 | 1.0347 | 1.1239 | 0.9932 | 1.0347 | 1.1239 | 2.9276 | -124.1417 | 121.1113 | 2.9276 | -124.1417 | 121.1113
Line15_16_17 | 0 | 0 | 0 | 0 | 0 | 0 | 0 | 0 | 0 | 0 | 0 | 0 | -4.7795e-09 | 6.547e-09 | -1.7115e-09 | 2.0188e-10 | 4.7545e-11 | -3.0543e-10 | 4.2796e-09 | 1.2828e-09 | -7.0416e-09 | 1.953e-10 | -2.8771e-10 | 8.3922e-11 | 0 | 0 | 0 | 0 | 0 | 0 |  | 0.9932 | 1.0347 | 1.1239 | 0.9932 | 1.0347 | 1.1239 | 2.9276 | -124.1417 | 121.1113 | 2.9276 | -124.1417 | 121.1113
Line16_4_18 | 0 | 0 | 0 | 0 | 0 | 0 | 0 | 0 | 0 | 0 | 0 | 0 | -4.7654e-09 | 6.5775e-09 | -1.7557e-09 | 2.0359e-10 | 4.5888e-11 | -3.0589e-10 | 4.3196e-09 | 1.2462e-09 | -7.0541e-09 | 1.9461e-10 | -2.8898e-10 | 8.5877e-11 | 0 | 0 | 0 | 0 | 0 | 0 |  | 0.9927 | 1.0351 | 1.124 | 0.9927 | 1.0351 | 1.124 | 2.9187 | -124.1582 | 121.1371 | 2.9187 | -124.1582 | 121.1371
Line17_5_19 | 0 | 0 | 0 | 0 | 0 | 0 | 0 | 0 | 0 | 0 | 0 | 0 | -4.7605e-09 | 6.5876e-09 | -1.7706e-09 | 2.0417e-10 | 4.5329e-11 | -3.0604e-10 | 4.333e-09 | 1.2338e-09 | -7.0581e-09 | 1.9437e-10 | -2.8939e-10 | 8.6534e-11 | 0 | 0 | 0 | 0 | 0 | 0 |  | 0.99254 | 1.0353 | 1.124 | 0.99254 | 1.0353 | 1.124 | 2.9156 | -124.1636 | 121.1458 | 2.9156 | -124.1636 | 121.1458
Line1_1_3 | 0.00355 | 0.00355 | 0.00355 | 0.00355 | 0.00355 | 0.00355 | 0.00081984 | 0.00081984 | 0.00081984 | 0.00081984 | 0.00081984 | 0.00081984 | -0.00056782 | -0.00012794 | 0.00088574 | 0.00056787 | 0.00012801 | -0.00088568 | -0.00058286 | 0.00083907 | -0.00025433 | 0.00058299 | -0.00083894 | 0.00025445 | 137.1664 | 137.1664 | 137.1664 | -42.834 | -42.834 | -42.834 |  | 0.99254 | 1.0353 | 1.124 | 0.9927 | 1.0351 | 1.124 | 2.9156 | -124.1636 | 121.1458 | 2.9186 | -124.1582 | 121.1371
Line2_1_4 | 0.0035643 | 0.0035643 | 0.0035643 | 0.0035643 | 0.0035643 | 0.0035643 | 0.00082315 | 0.00082315 | 0.00082315 | 0.00082315 | 0.00082315 | 0.00082315 | -0.00057472 | -0.0001218 | 0.00088728 | 0.00057478 | 0.00012187 | -0.00088721 | -0.00058069 | 0.00084345 | -0.00026238 | 0.00058082 | -0.00084332 | 0.0002625 | 137.6193 | 137.6193 | 137.6193 | -42.3811 | -42.3811 | -42.3811 |  | 0.99254 | 1.0353 | 1.124 | 0.9927 | 1.0351 | 1.124 | 2.9156 | -124.1636 | 121.1458 | 2.9187 | -124.1582 | 121.1371
Line3_1_5 | 0 | 0 | 0 | 0 | 0 | 0 | 0 | 0 | 0 | 0 | 0 | 0 | -9.521e-09 | 1.3175e-08 | -3.5411e-09 | 4.9647e-09 | -6.5423e-09 | 1.4645e-09 | 8.666e-09 | 2.4676e-09 | -1.4116e-08 | -4.1387e-09 | -1.5232e-09 | 7.1446e-09 | 0 | 0 | 0 | 0 | 0 | 0 |  | 0.99254 | 1.0353 | 1.124 | 0.99254 | 1.0353 | 1.124 | 2.9156 | -124.1636 | 121.1458 | 2.9156 | -124.1636 | 121.1458
Line4_2_6 | 0.028522 | 0.0035898 | 0.0035898 | 0.028522 | 0.0035898 | 0.0035898 | 0.0065868 | 0.00082902 | 0.00082902 | 0.0065868 | 0.00082902 | 0.00082902 | 0.0045943 | -0.00011113 | 0.00088959 | -0.0045872 | 0.0001114 | -0.00088933 | 0.0046299 | 0.00085057 | -0.00027714 | -0.0046156 | -0.00085006 | 0.00027764 | -42.3491 | 138.4145 | 138.4145 | 137.6509 | -41.586 | -41.586 |  | 0.99024 | 1.0347 | 1.1239 | 0.98795 | 1.0341 | 1.1238 | 2.8719 | -124.1419 | 121.111 | 2.828 | -124.1202 | 121.0762
Line5_6_7 | 0.028522 | 0.0035898 | 0.0035898 | 0.028522 | 0.0035898 | 0.0035898 | 0.0065868 | 0.00082902 | 0.00082902 | 0.0065868 | 0.00082902 | 0.00082902 | 0.0045872 | -0.0001114 | 0.00088933 | -0.0045801 | 0.00011166 | -0.00088907 | 0.0046156 | 0.00085006 | -0.00027764 | -0.0046014 | -0.00084955 | 0.00027814 | -42.3491 | 138.414 | 138.414 | 137.651 | -41.5864 | -41.5864 |  | 0.98795 | 1.0341 | 1.1238 | 0.98565 | 1.0336 | 1.1237 | 2.828 | -124.1202 | 121.0762 | 2.7839 | -124.0985 | 121.0415
Line6_7_8 | 0.032111 | 0 | 0 | 0.032111 | 0 | 0 | 0.0074157 | 0 | 0 | 0.0074157 | 0 | 0 | 0.0051642 | 1.992e-08 | -5.7613e-09 | -0.0051556 | -1.3229e-08 | 3.5591e-09 | 0.0051728 | 3.3891e-09 | -2.1199e-08 | -0.0051556 | -2.5332e-09 | 1.4209e-08 | -42.2639 | 0 | 0 | 137.7361 | 0 | 0 |  | 0.98565 | 1.0336 | 1.1237 | 0.9832 | 1.0332 | 1.1236 | 2.7839 | -124.0985 | 121.0415 | 2.7362 | -124.0821 | 121.0154
Line7_8_9 | 0 | 0 | 0 | 0 | 0 | 0 | 0 | 0 | 0 | 0 | 0 | 0 | -4.696e-09 | 6.6412e-09 | -1.9315e-09 | 2.3652e-10 | 5.3734e-11 | -3.0392e-10 | 4.4396e-09 | 1.125e-09 | -7.0663e-09 | 1.807e-10 | -2.8315e-10 | 7.6661e-11 | 0 | 0 | 0 | 0 | 0 | 0 |  | 0.9832 | 1.0332 | 1.1236 | 0.9832 | 1.0332 | 1.1236 | 2.7362 | -124.0821 | 121.0154 | 2.7362 | -124.0821 | 121.0154
Line8_8_10 | 0 | 0 | 0 | 0 | 0 | 0 | 0 | 0 | 0 | 0 | 0 | 0 | -4.696e-09 | 6.6412e-09 | -1.9315e-09 | 2.3652e-10 | 5.3734e-11 | -3.0392e-10 | 4.4396e-09 | 1.125e-09 | -7.0663e-09 | 1.807e-10 | -2.8315e-10 | 7.6661e-11 | 0 | 0 | 0 | 0 | 0 | 0 |  | 0.9832 | 1.0332 | 1.1236 | 0.9832 | 1.0332 | 1.1236 | 2.7362 | -124.0821 | 121.0154 | 2.7362 | -124.0821 | 121.0154
Line9_3_11 | 0.00355 | 0.00355 | 0.00355 | 0.00355 | 0.00355 | 0.00355 | 0.00081984 | 0.00081984 | 0.00081984 | 0.00081984 | 0.00081984 | 0.00081984 | -0.00056787 | -0.00012801 | 0.00088568 | 0.00056793 | 0.00012808 | -0.00088562 | -0.00058299 | 0.00083894 | -0.00025445 | 0.00058312 | -0.00083881 | 0.00025457 | 137.166 | 137.166 | 137.166 | -42.8345 | -42.8345 | -42.8345 |  | 0.9927 | 1.0351 | 1.124 | 0.99287 | 1.035 | 1.124 | 2.9186 | -124.1582 | 121.1371 | 2.9216 | -124.1527 | 121.1285

## LG_max_fault_10
name | pf_ikss_a_from_ka | pf_ikss_b_from_ka | pf_ikss_c_from_ka | pf_ikss_a_to_ka | pf_ikss_b_to_ka | pf_ikss_c_to_ka | pf_skss_a_from_mw | pf_skss_b_from_mw | pf_skss_c_from_mw | pf_skss_a_to_mw | pf_skss_b_to_mw | pf_skss_c_to_mw | pf_p_a_from_mw | pf_p_b_from_mw | pf_p_c_from_mw | pf_p_a_to_mw | pf_p_b_to_mw | pf_p_c_to_mw | pf_q_a_from_mvar | pf_q_b_from_mvar | pf_q_c_from_mvar | pf_q_a_to_mvar | pf_q_b_to_mvar | pf_q_c_to_mvar | pf_ikss_a_from_degree | pf_ikss_b_from_degree | pf_ikss_c_from_degree | pf_ikss_a_to_degree | pf_ikss_b_to_degree | pf_ikss_c_to_degree | 3xI0 | pf_vm_a_from_pu | pf_vm_b_from_pu | pf_vm_c_from_pu | pf_vm_a_to_pu | pf_vm_b_to_pu | pf_vm_c_to_pu | pf_va_a_from_degree | pf_va_b_from_degree | pf_va_c_from_degree | pf_va_a_to_degree | pf_va_b_to_degree | pf_va_c_to_degree
Line0_1_2 | 0.029878 | 0.0037604 | 0.0037604 | 0.029878 | 0.0037604 | 0.0037604 | 0.0068999 | 0.00086844 | 0.00086844 | 0.0068999 | 0.00086844 | 0.00086844 | 0.0050493 | -0.00012173 | 0.00097656 | -0.0050415 | 0.00012203 | -0.00097627 | 0.0050962 | 0.00093395 | -0.00030357 | -0.0050806 | -0.00093339 | 0.00030412 | -42.353 | 138.4111 | 138.4111 | 137.6471 | -41.5893 | -41.5893 |  | 1.0397 | 1.0845 | 1.1776 | 1.0373 | 1.0839 | 1.1775 | 2.9118 | -124.1627 | 121.1429 | 2.8681 | -124.141 | 121.1081
Line10_11_12 | 0.0037188 | 0.0037188 | 0.0037188 | 0.0037188 | 0.0037188 | 0.0037188 | 0.00085882 | 0.00085882 | 0.00085882 | 0.00085882 | 0.00085882 | 0.00085882 | -0.00062322 | -0.00014063 | 0.00097191 | 0.00062328 | 0.00014071 | -0.00097185 | -0.00063989 | 0.00092048 | -0.00027935 | 0.00064003 | -0.00092034 | 0.00027948 | 137.1617 | 137.1617 | 137.1617 | -42.8387 | -42.8387 | -42.8387 |  | 1.0401 | 1.0842 | 1.1775 | 1.0402 | 1.0841 | 1.1775 | 2.9178 | -124.1517 | 121.1257 | 2.9208 | -124.1462 | 121.117
Line11_12_13 | 0.0037188 | 0.0037188 | 0.0037188 | 0.0037188 | 0.0037188 | 0.0037188 | 0.00085882 | 0.00085882 | 0.00085882 | 0.00085882 | 0.00085882 | 0.00085882 | -0.00062328 | -0.00014071 | 0.00097185 | 0.00062335 | 0.00014078 | -0.00097178 | -0.00064003 | 0.00092034 | -0.00027948 | 0.00064018 | -0.0009202 | 0.00027962 | 137.1613 | 137.1613 | 137.1613 | -42.8392 | -42.8392 | -42.8392 |  | 1.0402 | 1.0841 | 1.1775 | 1.0404 | 1.0839 | 1.1774 | 2.9208 | -124.1462 | 121.117 | 2.9238 | -124.1407 | 121.1084
Line12_13_15 | 0 | 0 | 0 | 0 | 0 | 0 | 0 | 0 | 0 | 0 | 0 | 0 | -1.5735e-08 | 2.1553e-08 | -5.6342e-09 | 1.0712e-08 | -1.4316e-08 | 3.4209e-09 | 1.409e-08 | 4.2248e-09 | -2.3183e-08 | -9.179e-09 | -3.1322e-09 | 1.5547e-08 | 0 | 0 | 0 | 0 | 0 | 0 |  | 1.0404 | 1.0839 | 1.1774 | 1.0404 | 1.0839 | 1.1774 | 2.9238 | -124.1407 | 121.1084 | 2.9238 | -124.1407 | 121.1084
Line13_13_14 | 0.0037188 | 0.0037188 | 0.0037188 | 0.0037188 | 0.0037188 | 0.0037188 | 0.00085881 | 0.00085881 | 0.00085881 | 0.00085881 | 0.00085881 | 0.00085881 | -0.00062333 | -0.00014081 | 0.00097179 | 0.0006234 | 0.00014088 | -0.00097172 | -0.00064019 | 0.00092019 | -0.00027959 | 0.00064033 | -0.00092005 | 0.00027972 | 137.1595 | 137.1595 | 137.1595 | -42.841 | -42.841 | -42.841 |  | 1.0404 | 1.0839 | 1.1774 | 1.0406 | 1.0838 | 1.1774 | 2.9238 | -124.1407 | 121.1084 | 2.9268 | -124.1352 | 121.0998
Line14_15_16 | 0 | 0 | 0 | 0 | 0 | 0 | 0 | 0 | 0 | 0 | 0 | 0 | -1.049e-08 | 1.4368e-08 | -3.7561e-09 | 5.467e-09 | -7.1318e-09 | 1.5428e-09 | 9.393e-09 | 2.8166e-09 | -1.5455e-08 | -4.4825e-09 | -1.724e-09 | 7.8194e-09 | 0 | 0 | 0 | 0 | 0 | 0 |  | 1.0404 | 1.0839 | 1.1774 | 1.0404 | 1.0839 | 1.1774 | 2.9238 | -124.1407 | 121.1084 | 2.9238 | -124.1407 | 121.1084
Line15_16_17 | 0 | 0 | 0 | 0 | 0 | 0 | 0 | 0 | 0 | 0 | 0 | 0 | -5.2451e-09 | 7.1842e-09 | -1.8781e-09 | 2.2184e-10 | 5.2407e-11 | -3.3524e-10 | 4.6965e-09 | 1.4083e-09 | -7.7275e-09 | 2.1405e-10 | -3.1568e-10 | 9.1868e-11 | 0 | 0 | 0 | 0 | 0 | 0 |  | 1.0404 | 1.0839 | 1.1774 | 1.0404 | 1.0839 | 1.1774 | 2.9238 | -124.1407 | 121.1084 | 2.9238 | -124.1407 | 121.1084
Line16_4_18 | 0 | 0 | 0 | 0 | 0 | 0 | 0 | 0 | 0 | 0 | 0 | 0 | -5.2296e-09 | 7.2177e-09 | -1.9266e-09 | 2.2373e-10 | 5.0589e-11 | -3.3574e-10 | 4.7404e-09 | 1.3681e-09 | -7.7412e-09 | 2.1329e-10 | -3.1706e-10 | 9.4014e-11 | 0 | 0 | 0 | 0 | 0 | 0 |  | 1.0399 | 1.0844 | 1.1775 | 1.0399 | 1.0844 | 1.1775 | 2.9149 | -124.1572 | 121.1342 | 2.9149 | -124.1572 | 121.1342
Line17_5_19 | 0 | 0 | 0 | 0 | 0 | 0 | 0 | 0 | 0 | 0 | 0 | 0 | -5.2243e-09 | 7.2287e-09 | -1.9429e-09 | 2.2436e-10 | 4.9976e-11 | -3.359e-10 | 4.7551e-09 | 1.3545e-09 | -7.7456e-09 | 2.1303e-10 | -3.1752e-10 | 9.4734e-11 | 0 | 0 | 0 | 0 | 0 | 0 |  | 1.0397 | 1.0845 | 1.1776 | 1.0397 | 1.0845 | 1.1776 | 2.9118 | -124.1627 | 121.1429 | 2.9118 | -124.1627 | 121.1429
Line1_1_3 | 0.0037188 | 0.0037188 | 0.0037188 | 0.0037188 | 0.0037188 | 0.0037188 | 0.00085882 | 0.00085882 | 0.00085882 | 0.00085882 | 0.00085882 | 0.00085882 | -0.00062309 | -0.00014048 | 0.00097205 | 0.00062316 | 0.00014056 | -0.00097198 | -0.0006396 | 0.00092076 | -0.00027909 | 0.00063975 | -0.00092062 | 0.00027922 | 137.1626 | 137.1626 | 137.1626 | -42.8378 | -42.8378 | -42.8378 |  | 1.0397 | 1.0845 | 1.1776 | 1.0399 | 1.0844 | 1.1775 | 2.9118 | -124.1627 | 121.1429 | 2.9148 | -124.1572 | 121.1343
Line2_1_4 | 0.0037338 | 0.0037338 | 0.0037338 | 0.0037338 | 0.0037338 | 0.0037338 | 0.00086229 | 0.00086229 | 0.00086229 | 0.00086229 | 0.00086229 | 0.00086229 | -0.00063067 | -0.00013374 | 0.00097373 | 0.00063073 | 0.00013381 | -0.00097366 | -0.00063722 | 0.00092556 | -0.00028793 | 0.00063737 | -0.00092542 | 0.00028806 | 137.6156 | 137.6156 | 137.6156 | -42.3849 | -42.3849 | -42.3849 |  | 1.0397 | 1.0845 | 1.1776 | 1.0399 | 1.0844 | 1.1775 | 2.9118 | -124.1627 | 121.1429 | 2.9149 | -124.1572 | 121.1342
Line3_1_5 | 0 | 0 | 0 | 0 | 0 | 0 | 0 | 0 | 0 | 0 | 0 | 0 | -1.0449e-08 | 1.4457e-08 | -3.8858e-09 | 5.4486e-09 | -7.1788e-09 | 1.607e-09 | 9.5102e-09 | 2.709e-09 | -1.5491e-08 | -4.5421e-09 | -1.672e-09 | 7.8403e-09 | 0 | 0 | 0 | 0 | 0 | 0 |  | 1.0397 | 1.0845 | 1.1776 | 1.0397 | 1.0845 | 1.1776 | 2.9118 | -124.1627 | 121.1429 | 2.9118 | -124.1627 | 121.1429
Line4_2_6 | 0.029878 | 0.0037604 | 0.0037604 | 0.029878 | 0.0037604 | 0.0037604 | 0.0068999 | 0.00086844 | 0.00086844 | 0.0068999 | 0.00086844 | 0.00086844 | 0.0050415 | -0.00012203 | 0.00097627 | -0.0050337 | 0.00012232 | -0.00097599 | 0.0050806 | 0.00093338 | -0.00030412 | -0.0050649 | -0.00093282 | 0.00030468 | -42.3529 | 138.4107 | 138.4107 | 137.6471 | -41.5898 | -41.5898 |  | 1.0373 | 1.0839 | 1.1775 | 1.0349 | 1.0833 | 1.1773 | 2.8681 | -124.141 | 121.1081 | 2.8242 | -124.1192 | 121.0734
Line5_6_7 | 0.029878 | 0.0037604 | 0.0037604 | 0.029878 | 0.0037604 | 0.0037604 | 0.0068999 | 0.00086844 | 0.00086844 | 0.0068999 | 0.00086844 | 0.00086844 | 0.0050337 | -0.00012232 | 0.00097599 | -0.0050259 | 0.00012261 | -0.0009757 | 0.0050649 | 0.00093282 | -0.00030467 | -0.0050493 | -0.00093226 | 0.00030523 | -42.3529 | 138.4102 | 138.4102 | 137.6472 | -41.5902 | -41.5902 |  | 1.0349 | 1.0833 | 1.1773 | 1.0325 | 1.0827 | 1.1772 | 2.8242 | -124.1192 | 121.0734 | 2.7801 | -124.0975 | 121.0386
Line6_7_8 | 0.033638 | 0 | 0 | 0.033638 | 0 | 0 | 0.0077683 | 0 | 0 | 0.0077683 | 0 | 0 | 0.0056669 | 2.1859e-08 | -6.3221e-09 | -0.0056575 | -1.4516e-08 | 3.9055e-09 | 0.0056764 | 3.7208e-09 | -2.3264e-08 | -0.0056575 | -2.7809e-09 | 1.5593e-08 | -42.2677 | 0 | 0 | 137.7323 | 0 | 0 |  | 1.0325 | 1.0827 | 1.1772 | 1.0299 | 1.0823 | 1.1771 | 2.7801 | -124.0975 | 121.0386 | 2.7324 | -124.0811 | 121.0126
Line7_8_9 | 0 | 0 | 0 | 0 | 0 | 0 | 0 | 0 | 0 | 0 | 0 | 0 | -5.1534e-09 | 7.2875e-09 | -2.1195e-09 | 2.5985e-10 | 5.9199e-11 | -3.3358e-10 | 4.872e-09 | 1.2351e-09 | -7.7546e-09 | 1.9803e-10 | -3.1067e-10 | 8.3899e-11 | 0 | 0 | 0 | 0 | 0 | 0 |  | 1.0299 | 1.0823 | 1.1771 | 1.0299 | 1.0823 | 1.1771 | 2.7324 | -124.0811 | 121.0126 | 2.7324 | -124.0811 | 121.0126
Line8_8_10 | 0 | 0 | 0 | 0 | 0 | 0 | 0 | 0 | 0 | 0 | 0 | 0 | -5.1534e-09 | 7.2875e-09 | -2.1195e-09 | 2.5985e-10 | 5.9199e-11 | -3.3358e-10 | 4.872e-09 | 1.2351e-09 | -7.7546e-09 | 1.9803e-10 | -3.1067e-10 | 8.3899e-11 | 0 | 0 | 0 | 0 | 0 | 0 |  | 1.0299 | 1.0823 | 1.1771 | 1.0299 | 1.0823 | 1.1771 | 2.7324 | -124.0811 | 121.0126 | 2.7324 | -124.0811 | 121.0126
Line9_3_11 | 0.0037188 | 0.0037188 | 0.0037188 | 0.0037188 | 0.0037188 | 0.0037188 | 0.00085882 | 0.00085882 | 0.00085882 | 0.00085882 | 0.00085882 | 0.00085882 | -0.00062316 | -0.00014056 | 0.00097198 | 0.00062322 | 0.00014063 | -0.00097191 | -0.00063975 | 0.00092062 | -0.00027922 | 0.00063989 | -0.00092048 | 0.00027935 | 137.1622 | 137.1622 | 137.1622 | -42.8383 | -42.8383 | -42.8383 |  | 1.0399 | 1.0844 | 1.1775 | 1.0401 | 1.0842 | 1.1775 | 2.9148 | -124.1572 | 121.1343 | 2.9178 | -124.1517 | 121.1257

## LG_min_6
name | pf_ikss_a_from_ka | pf_ikss_b_from_ka | pf_ikss_c_from_ka | pf_ikss_a_to_ka | pf_ikss_b_to_ka | pf_ikss_c_to_ka | pf_skss_a_from_mw | pf_skss_b_from_mw | pf_skss_c_from_mw | pf_skss_a_to_mw | pf_skss_b_to_mw | pf_skss_c_to_mw | pf_p_a_from_mw | pf_p_b_from_mw | pf_p_c_from_mw | pf_p_a_to_mw | pf_p_b_to_mw | pf_p_c_to_mw | pf_q_a_from_mvar | pf_q_b_from_mvar | pf_q_c_from_mvar | pf_q_a_to_mvar | pf_q_b_to_mvar | pf_q_c_to_mvar | pf_ikss_a_from_degree | pf_ikss_b_from_degree | pf_ikss_c_from_degree | pf_ikss_a_to_degree | pf_ikss_b_to_degree | pf_ikss_c_to_degree | 3xI0 | pf_vm_a_from_pu | pf_vm_b_from_pu | pf_vm_c_from_pu | pf_vm_a_to_pu | pf_vm_b_to_pu | pf_vm_c_to_pu | pf_va_a_from_degree | pf_va_b_from_degree | pf_va_c_from_degree | pf_va_a_to_degree | pf_va_b_to_degree | pf_va_c_to_degree
Line0_1_2 | 0.31269 | 0.039597 | 0.039597 | 0.31269 | 0.039597 | 0.039597 | 0.072213 | 0.0091444 | 0.0091444 | 0.072213 | 0.0091444 | 0.0091444 | 0.0066874 | 0.011182 | 0.012923 | -0.0050449 | -0.011122 | -0.012863 | 0.0069781 | 0.0077721 | -0.0071735 | -0.0052649 | -0.0077106 | 0.007235 | -7.4002 | 173.3556 | 173.3556 | 172.5999 | -6.6449 | -6.6449 |  | 0.13384 | 1.4892 | 1.6164 | 0.10098 | 1.48 | 1.6139 | 38.8182 | -151.8435 | 144.3216 | 38.8223 | -151.9123 | 143.9989
Line10_11_12 | 0.038769 | 0.038769 | 0.038769 | 0.038769 | 0.038769 | 0.038769 | 0.0089532 | 0.0089532 | 0.0089532 | 0.0089532 | 0.0089532 | 0.0089532 | -0.00085066 | 0.010752 | 0.012773 | 0.00086508 | -0.010738 | -0.012759 | -0.0009022 | 0.0078146 | -0.0067782 | 0.00091723 | -0.0077997 | 0.0067931 | 172.1161 | 172.1161 | 172.1161 | -7.8843 | -7.8844 | -7.8844 |  | 0.1385 | 1.4846 | 1.6151 | 0.14082 | 1.4823 | 1.6144 | 38.8003 | -151.8751 | 144.163 | 38.7918 | -151.891 | 144.0835
Line11_12_13 | 0.038769 | 0.038769 | 0.038769 | 0.038769 | 0.038769 | 0.038769 | 0.0089532 | 0.0089532 | 0.0089532 | 0.0089532 | 0.0089532 | 0.0089532 | -0.00086508 | 0.010738 | 0.012759 | 0.0008795 | -0.010723 | -0.012744 | -0.00091723 | 0.0077997 | -0.0067931 | 0.00093227 | -0.0077847 | 0.0068081 | 172.1156 | 172.1156 | 172.1156 | -7.8848 | -7.8848 | -7.8848 |  | 0.14082 | 1.4823 | 1.6144 | 0.14315 | 1.48 | 1.6138 | 38.7918 | -151.891 | 144.0835 | 38.7835 | -151.9069 | 144.004
Line12_13_15 | 0 | 0 | 0 | 0 | 0 | 0 | 0 | 0 | 0 | 0 | 0 | 0 | -2.2908e-08 | 1.9424e-07 | -1.4807e-07 | 1.5586e-08 | -1.3315e-07 | 9.4298e-08 | 1.9869e-08 | -2.4534e-07 | -3.074e-07 | -1.2933e-08 | 1.6083e-07 | 2.0722e-07 | 0 | 0 | 0 | 0 | 0 | 0 |  | 0.14315 | 1.48 | 1.6138 | 0.14315 | 1.48 | 1.6138 | 38.7835 | -151.9069 | 144.004 | 38.7836 | -151.9069 | 144.004
Line13_13_14 | 0.038769 | 0.038769 | 0.038769 | 0.038769 | 0.038769 | 0.038769 | 0.0089532 | 0.0089532 | 0.0089532 | 0.0089532 | 0.0089532 | 0.0089532 | -0.00087948 | 0.010723 | 0.012745 | 0.0008939 | -0.010709 | -0.01273 | -0.00093229 | 0.007785 | -0.0068078 | 0.00094733 | -0.00777 | 0.0068227 | 172.1138 | 172.1138 | 172.1138 | -7.8866 | -7.8866 | -7.8866 |  | 0.14315 | 1.48 | 1.6138 | 0.14548 | 1.4778 | 1.6132 | 38.7835 | -151.9069 | 144.004 | 38.7755 | -151.9228 | 143.9245
Line14_15_16 | 0 | 0 | 0 | 0 | 0 | 0 | 0 | 0 | 0 | 0 | 0 | 0 | -1.5272e-08 | 1.295e-07 | -9.8712e-08 | 7.9496e-09 | -6.8403e-08 | 4.4942e-08 | 1.3246e-08 | -1.6356e-07 | -2.0494e-07 | -6.3106e-09 | 7.9054e-08 | 1.0475e-07 | 0 | 0 | 0 | 0 | 0 | 0 |  | 0.14315 | 1.48 | 1.6138 | 0.14315 | 1.48 | 1.6138 | 38.7836 | -151.9069 | 144.004 | 38.7836 | -151.9069 | 144.004
Line15_16_17 | 0 | 0 | 0 | 0 | 0 | 0 | 0 | 0 | 0 | 0 | 0 | 0 | -7.6361e-09 | 6.4748e-08 | -4.9356e-08 | 3.1356e-10 | -3.6554e-09 | -4.4142e-09 | 6.6229e-09 | -8.1779e-08 | -1.0247e-07 | 3.1234e-10 | -2.7249e-09 | 2.2868e-09 | 0 | 0 | 0 | 0 | 0 | 0 |  | 0.14315 | 1.48 | 1.6138 | 0.14315 | 1.48 | 1.6138 | 38.7836 | -151.9069 | 144.004 | 38.7836 | -151.9069 | 144.004
Line16_4_18 | 0 | 0 | 0 | 0 | 0 | 0 | 0 | 0 | 0 | 0 | 0 | 0 | -7.2727e-09 | 6.5002e-08 | -4.9883e-08 | 3.0161e-10 | -3.7075e-09 | -4.4403e-09 | 6.376e-09 | -8.2965e-08 | -1.0309e-07 | 2.9736e-10 | -2.7339e-09 | 2.3108e-09 | 0 | 0 | 0 | 0 | 0 | 0 |  | 0.13619 | 1.4869 | 1.6157 | 0.13619 | 1.4869 | 1.6157 | 38.8168 | -151.8601 | 144.2415 | 38.8168 | -151.8601 | 144.2415
Line17_5_19 | 0 | 0 | 0 | 0 | 0 | 0 | 0 | 0 | 0 | 0 | 0 | 0 | -7.1488e-09 | 6.5086e-08 | -5.006e-08 | 2.9756e-10 | -3.7251e-09 | -4.449e-09 | 6.2923e-09 | -8.3365e-08 | -1.033e-07 | 2.9225e-10 | -2.7369e-09 | 2.3189e-09 | 0 | 0 | 0 | 0 | 0 | 0 |  | 0.13384 | 1.4892 | 1.6164 | 0.13384 | 1.4892 | 1.6164 | 38.8182 | -151.8435 | 144.3216 | 38.8182 | -151.8435 | 144.3216
Line1_1_3 | 0.038769 | 0.038769 | 0.038769 | 0.038769 | 0.038769 | 0.038769 | 0.0089532 | 0.0089532 | 0.0089532 | 0.0089532 | 0.0089532 | 0.0089532 | -0.00082181 | 0.010781 | 0.012802 | 0.00083624 | -0.010767 | -0.012788 | -0.00087212 | 0.0078445 | -0.0067484 | 0.00088716 | -0.0078296 | 0.0067633 | 172.117 | 172.117 | 172.117 | -7.8834 | -7.8835 | -7.8835 |  | 0.13384 | 1.4892 | 1.6164 | 0.13617 | 1.4869 | 1.6157 | 38.8182 | -151.8435 | 144.3216 | 38.8091 | -151.8593 | 144.2423
Line2_1_4 | 0.039068 | 0.039068 | 0.039068 | 0.039068 | 0.039068 | 0.039068 | 0.0090223 | 0.0090223 | 0.0090223 | 0.0090223 | 0.0090223 | 0.0090223 | -0.00083503 | 0.010926 | 0.012847 | 0.00084968 | -0.010912 | -0.012832 | -0.00087231 | 0.0078193 | -0.0069016 | 0.00088758 | -0.0078042 | 0.0069168 | 172.5674 | 172.5674 | 172.5674 | -7.433 | -7.433 | -7.433 |  | 0.13384 | 1.4892 | 1.6164 | 0.13619 | 1.4869 | 1.6157 | 38.8182 | -151.8435 | 144.3216 | 38.8168 | -151.8601 | 144.2415
Line3_1_5 | 0 | 0 | 0 | 0 | 0 | 0 | 0 | 0 | 0 | 0 | 0 | 0 | -1.4298e-08 | 1.3017e-07 | -1.0012e-07 | 7.4464e-09 | -6.8811e-08 | 4.5611e-08 | 1.2585e-08 | -1.6673e-07 | -2.0661e-07 | -6e-09 | 8.0628e-08 | 1.0562e-07 | 0 | 0 | 0 | 0 | 0 | 0 |  | 0.13384 | 1.4892 | 1.6164 | 0.13384 | 1.4892 | 1.6164 | 38.8182 | -151.8435 | 144.3216 | 38.8182 | -151.8435 | 144.3216
Line4_2_6 | 0.31269 | 0.039596 | 0.039596 | 0.31269 | 0.039596 | 0.039596 | 0.072213 | 0.0091444 | 0.0091444 | 0.072213 | 0.0091444 | 0.0091444 | 0.0050449 | 0.011122 | 0.012863 | -0.0034023 | -0.011062 | -0.012803 | 0.0052649 | 0.0077106 | -0.007235 | -0.0035517 | -0.007649 | 0.0072966 | -7.4001 | 173.3551 | 173.3551 | 172.5999 | -6.6453 | -6.6453 |  | 0.10098 | 1.48 | 1.6139 | 0.06811 | 1.4707 | 1.6115 | 38.8223 | -151.9123 | 143.9989 | 38.8305 | -151.9819 | 143.6752
Line5_6_7 | 0.31269 | 0.039596 | 0.039596 | 0.31269 | 0.039596 | 0.039596 | 0.072213 | 0.0091444 | 0.0091444 | 0.072213 | 0.0091444 | 0.0091444 | 0.0034023 | 0.011062 | 0.012803 | -0.0017598 | -0.011001 | -0.012743 | 0.0035517 | 0.007649 | -0.0072966 | -0.0018385 | -0.0075874 | 0.0073581 | -7.4001 | 173.3547 | 173.3547 | 172.6 | -6.6458 | -6.6458 |  | 0.06811 | 1.4707 | 1.6115 | 0.035243 | 1.4614 | 1.6091 | 38.8305 | -151.9819 | 143.6752 | 38.8538 | -152.0525 | 143.3505
Line6_7_8 | 0.35228 | 0 | 0 | 0.35228 | 0 | 0 | 0.081357 | 0 | 0 | 0.081357 | 0 | 0 | 0.0019857 | 1.8881e-07 | -1.6265e-07 | -1.0176e-15 | -1.2854e-07 | 1.0517e-07 | 0.0020684 | -2.532e-07 | -3.0739e-07 | -5.8601e-16 | 1.657e-07 | 2.0651e-07 | -7.3154 | 0 | 0 | 172.6847 | 0 | 0 |  | 0.035243 | 1.4614 | 1.6091 | 0 | 1.4545 | 1.6074 | 38.8538 | -152.0525 | 143.3505 | 0 | -152.105 | 143.1072
Line7_8_9 | 0 | 0 | 0 | 0 | 0 | 0 | 0 | 0 | 0 | 0 | 0 | 0 | -5.5083e-22 | 6.2535e-08 | -5.4746e-08 | -1.8785e-17 | -3.4656e-09 | -4.3236e-09 | 8.9309e-22 | -8.4199e-08 | -1.0216e-07 | 2.7818e-17 | -2.6928e-09 | 2.1974e-09 | 0 | 0 | 0 | 0 | 0 | 0 |  | 0 | 1.4545 | 1.6074 | 0 | 1.4545 | 1.6074 | 0 | -152.105 | 143.1072 | 0 | -152.105 | 143.1072
Line8_8_10 | 0 | 0 | 0 | 0 | 0 | 0 | 0 | 0 | 0 | 0 | 0 | 0 | -5.5083e-22 | 6.2535e-08 | -5.4746e-08 | -1.8785e-17 | -3.4656e-09 | -4.3236e-09 | 8.9309e-22 | -8.4199e-08 | -1.0216e-07 | 2.7818e-17 | -2.6928e-09 | 2.1974e-09 | 0 | 0 | 0 | 0 | 0 | 0 |  | 0 | 1.4545 | 1.6074 | 0 | 1.4545 | 1.6074 | 0 | -152.105 | 143.1072 | 0 | -152.105 | 143.1072
Line9_3_11 | 0.038769 | 0.038769 | 0.038769 | 0.038769 | 0.038769 | 0.038769 | 0.0089532 | 0.0089532 | 0.0089532 | 0.0089532 | 0.0089532 | 0.0089532 | -0.00083624 | 0.010767 | 0.012788 | 0.00085066 | -0.010752 | -0.012773 | -0.00088716 | 0.0078296 | -0.0067633 | 0.0009022 | -0.0078146 | 0.0067782 | 172.1166 | 172.1165 | 172.1165 | -7.8839 | -7.8839 | -7.8839 |  | 0.13617 | 1.4869 | 1.6157 | 0.1385 | 1.4846 | 1.6151 | 38.8091 | -151.8593 | 144.2423 | 38.8003 | -151.8751 | 144.163

## LG_min_10
name | pf_ikss_a_from_ka | pf_ikss_b_from_ka | pf_ikss_c_from_ka | pf_ikss_a_to_ka | pf_ikss_b_to_ka | pf_ikss_c_to_ka | pf_skss_a_from_mw | pf_skss_b_from_mw | pf_skss_c_from_mw | pf_skss_a_to_mw | pf_skss_b_to_mw | pf_skss_c_to_mw | pf_p_a_from_mw | pf_p_b_from_mw | pf_p_c_from_mw | pf_p_a_to_mw | pf_p_b_to_mw | pf_p_c_to_mw | pf_q_a_from_mvar | pf_q_b_from_mvar | pf_q_c_from_mvar | pf_q_a_to_mvar | pf_q_b_to_mvar | pf_q_c_to_mvar | pf_ikss_a_from_degree | pf_ikss_b_from_degree | pf_ikss_c_from_degree | pf_ikss_a_to_degree | pf_ikss_b_to_degree | pf_ikss_c_to_degree | 3xI0 | pf_vm_a_from_pu | pf_vm_b_from_pu | pf_vm_c_from_pu | pf_vm_a_to_pu | pf_vm_b_to_pu | pf_vm_c_to_pu | pf_va_a_from_degree | pf_va_b_from_degree | pf_va_c_from_degree | pf_va_a_to_degree | pf_va_b_to_degree | pf_va_c_to_degree
Line0_1_2 | 0.29623 | 0.037512 | 0.037512 | 0.29623 | 0.037512 | 0.037512 | 0.068412 | 0.0086631 | 0.0086631 | 0.068412 | 0.0086631 | 0.0086631 | 0.006002 | 0.010036 | 0.011599 | -0.0045278 | -0.009982 | -0.011545 | 0.0062629 | 0.0069755 | -0.0064382 | -0.0047253 | -0.0069203 | 0.0064935 | -7.4002 | 173.3556 | 173.3556 | 172.5999 | -6.6449 | -6.6449 |  | 0.1268 | 1.4108 | 1.5313 | 0.095662 | 1.4021 | 1.529 | 38.8182 | -151.8435 | 144.3216 | 38.8223 | -151.9123 | 143.9989
Line10_11_12 | 0.036728 | 0.036728 | 0.036728 | 0.036728 | 0.036728 | 0.036728 | 0.008482 | 0.008482 | 0.008482 | 0.008482 | 0.008482 | 0.008482 | -0.00076347 | 0.0096504 | 0.011464 | 0.00077642 | -0.0096374 | -0.011451 | -0.00080973 | 0.0070137 | -0.0060835 | 0.00082322 | -0.0070003 | 0.0060969 | 172.1161 | 172.1161 | 172.1161 | -7.8843 | -7.8844 | -7.8844 |  | 0.13121 | 1.4065 | 1.5301 | 0.13341 | 1.4043 | 1.5295 | 38.8003 | -151.8751 | 144.163 | 38.7918 | -151.891 | 144.0835
Line11_12_13 | 0.036728 | 0.036728 | 0.036728 | 0.036728 | 0.036728 | 0.036728 | 0.008482 | 0.008482 | 0.008482 | 0.008482 | 0.008482 | 0.008482 | -0.00077641 | 0.0096374 | 0.011451 | 0.00078936 | -0.0096244 | -0.011438 | -0.00082322 | 0.0070003 | -0.0060969 | 0.00083672 | -0.0069868 | 0.0061103 | 172.1156 | 172.1156 | 172.1156 | -7.8848 | -7.8848 | -7.8848 |  | 0.13341 | 1.4043 | 1.5295 | 0.13562 | 1.4021 | 1.5289 | 38.7918 | -151.891 | 144.0835 | 38.7835 | -151.9069 | 144.004
Line12_13_15 | 0 | 0 | 0 | 0 | 0 | 0 | 0 | 0 | 0 | 0 | 0 | 0 | -2.056e-08 | 1.7434e-07 | -1.3289e-07 | 1.3988e-08 | -1.195e-07 | 8.4633e-08 | 1.7832e-08 | -2.2019e-07 | -2.759e-07 | -1.1608e-08 | 1.4435e-07 | 1.8598e-07 | 0 | 0 | 0 | 0 | 0 | 0 |  | 0.13562 | 1.4021 | 1.5289 | 0.13562 | 1.4021 | 1.5289 | 38.7835 | -151.9069 | 144.004 | 38.7836 | -151.9069 | 144.004
Line13_13_14 | 0.036728 | 0.036728 | 0.036728 | 0.036728 | 0.036728 | 0.036728 | 0.008482 | 0.008482 | 0.008482 | 0.008482 | 0.008482 | 0.008482 | -0.00078934 | 0.0096242 | 0.011438 | 0.00080228 | -0.0096112 | -0.011425 | -0.00083674 | 0.0069871 | -0.00611 | 0.00085023 | -0.0069736 | 0.0061234 | 172.1138 | 172.1138 | 172.1138 | -7.8866 | -7.8866 | -7.8866 |  | 0.13562 | 1.4021 | 1.5289 | 0.13782 | 1.4 | 1.5283 | 38.7835 | -151.9069 | 144.004 | 38.7755 | -151.9228 | 143.9245
Line14_15_16 | 0 | 0 | 0 | 0 | 0 | 0 | 0 | 0 | 0 | 0 | 0 | 0 | -1.3707e-08 | 1.1622e-07 | -8.8595e-08 | 7.1348e-09 | -6.1393e-08 | 4.0336e-08 | 1.1888e-08 | -1.4679e-07 | -1.8393e-07 | -5.6638e-09 | 7.0951e-08 | 9.4018e-08 | 0 | 0 | 0 | 0 | 0 | 0 |  | 0.13562 | 1.4021 | 1.5289 | 0.13562 | 1.4021 | 1.5289 | 38.7836 | -151.9069 | 144.004 | 38.7836 | -151.9069 | 144.004
Line15_16_17 | 0 | 0 | 0 | 0 | 0 | 0 | 0 | 0 | 0 | 0 | 0 | 0 | -6.8534e-09 | 5.8112e-08 | -4.4297e-08 | 2.8142e-10 | -3.2808e-09 | -3.9618e-09 | 5.9441e-09 | -7.3397e-08 | -9.1966e-08 | 2.8033e-10 | -2.4456e-09 | 2.0524e-09 | 0 | 0 | 0 | 0 | 0 | 0 |  | 0.13562 | 1.4021 | 1.5289 | 0.13562 | 1.4021 | 1.5289 | 38.7836 | -151.9069 | 144.004 | 38.7836 | -151.9069 | 144.004
Line16_4_18 | 0 | 0 | 0 | 0 | 0 | 0 | 0 | 0 | 0 | 0 | 0 | 0 | -6.5273e-09 | 5.834e-08 | -4.477e-08 | 2.707e-10 | -3.3275e-09 | -3.9852e-09 | 5.7225e-09 | -7.4462e-08 | -9.2528e-08 | 2.6688e-10 | -2.4537e-09 | 2.074e-09 | 0 | 0 | 0 | 0 | 0 | 0 |  | 0.12902 | 1.4086 | 1.5307 | 0.12902 | 1.4086 | 1.5307 | 38.8168 | -151.8601 | 144.2415 | 38.8168 | -151.8601 | 144.2415
Line17_5_19 | 0 | 0 | 0 | 0 | 0 | 0 | 0 | 0 | 0 | 0 | 0 | 0 | -6.4161e-09 | 5.8415e-08 | -4.4929e-08 | 2.6707e-10 | -3.3433e-09 | -3.993e-09 | 5.6474e-09 | -7.4821e-08 | -9.2715e-08 | 2.623e-10 | -2.4564e-09 | 2.0812e-09 | 0 | 0 | 0 | 0 | 0 | 0 |  | 0.1268 | 1.4108 | 1.5313 | 0.1268 | 1.4108 | 1.5313 | 38.8182 | -151.8435 | 144.3216 | 38.8182 | -151.8435 | 144.3216
Line1_1_3 | 0.036728 | 0.036728 | 0.036728 | 0.036728 | 0.036728 | 0.036728 | 0.008482 | 0.008482 | 0.008482 | 0.008482 | 0.008482 | 0.008482 | -0.00073758 | 0.0096764 | 0.01149 | 0.00075053 | -0.0096634 | -0.011477 | -0.00078274 | 0.0070405 | -0.0060567 | 0.00079623 | -0.0070271 | 0.0060701 | 172.117 | 172.117 | 172.117 | -7.8834 | -7.8835 | -7.8835 |  | 0.1268 | 1.4108 | 1.5313 | 0.129 | 1.4087 | 1.5307 | 38.8182 | -151.8435 | 144.3216 | 38.8091 | -151.8593 | 144.2423
Line2_1_4 | 0.037011 | 0.037011 | 0.037011 | 0.037011 | 0.037011 | 0.037011 | 0.0085474 | 0.0085474 | 0.0085474 | 0.0085474 | 0.0085474 | 0.0085474 | -0.00074945 | 0.0098065 | 0.01153 | 0.00076259 | -0.0097933 | -0.011517 | -0.00078291 | 0.0070179 | -0.0061942 | 0.00079661 | -0.0070043 | 0.0062078 | 172.5674 | 172.5674 | 172.5674 | -7.433 | -7.433 | -7.433 |  | 0.1268 | 1.4108 | 1.5313 | 0.12902 | 1.4086 | 1.5307 | 38.8182 | -151.8435 | 144.3216 | 38.8168 | -151.8601 | 144.2415
Line3_1_5 | 0 | 0 | 0 | 0 | 0 | 0 | 0 | 0 | 0 | 0 | 0 | 0 | -1.2832e-08 | 1.1683e-07 | -8.9859e-08 | 6.6832e-09 | -6.1758e-08 | 4.0936e-08 | 1.1295e-08 | -1.4964e-07 | -1.8543e-07 | -5.3851e-09 | 7.2364e-08 | 9.4797e-08 | 0 | 0 | 0 | 0 | 0 | 0 |  | 0.1268 | 1.4108 | 1.5313 | 0.1268 | 1.4108 | 1.5313 | 38.8182 | -151.8435 | 144.3216 | 38.8182 | -151.8435 | 144.3216
Line4_2_6 | 0.29623 | 0.037512 | 0.037512 | 0.29623 | 0.037512 | 0.037512 | 0.068412 | 0.0086631 | 0.0086631 | 0.068412 | 0.0086631 | 0.0086631 | 0.0045278 | 0.009982 | 0.011545 | -0.0030536 | -0.0099279 | -0.011491 | 0.0047253 | 0.0069203 | -0.0064935 | -0.0031877 | -0.006865 | 0.0065487 | -7.4001 | 173.3551 | 173.3551 | 172.5999 | -6.6453 | -6.6453 |  | 0.095662 | 1.4021 | 1.529 | 0.064525 | 1.3933 | 1.5267 | 38.8223 | -151.9123 | 143.9989 | 38.8305 | -151.9819 | 143.6752
Line5_6_7 | 0.29623 | 0.037512 | 0.037512 | 0.29623 | 0.037512 | 0.037512 | 0.068412 | 0.0086631 | 0.0086631 | 0.068412 | 0.0086631 | 0.0086631 | 0.0030536 | 0.0099279 | 0.011491 | -0.0015794 | -0.0098738 | -0.011437 | 0.0031877 | 0.006865 | -0.0065487 | -0.0016501 | -0.0068098 | 0.006604 | -7.4001 | 173.3547 | 173.3547 | 172.6 | -6.6458 | -6.6458 |  | 0.064525 | 1.3933 | 1.5267 | 0.033388 | 1.3845 | 1.5244 | 38.8305 | -151.9819 | 143.6752 | 38.8538 | -152.0525 | 143.3505
Line6_7_8 | 0.33374 | 0 | 0 | 0.33374 | 0 | 0 | 0.077075 | 0 | 0 | 0.077075 | 0 | 0 | 0.0017821 | 1.6946e-07 | -1.4598e-07 | -9.0062e-16 | -1.1536e-07 | 9.4388e-08 | 0.0018564 | -2.2725e-07 | -2.7588e-07 | -5.1122e-16 | 1.4872e-07 | 1.8535e-07 | -7.3154 | 0 | 0 | 172.6847 | 0 | 0 |  | 0.033388 | 1.3845 | 1.5244 | 0 | 1.378 | 1.5228 | 38.8538 | -152.0525 | 143.3505 | 0 | -152.105 | 143.1072
Line7_8_9 | 0 | 0 | 0 | 0 | 0 | 0 | 0 | 0 | 0 | 0 | 0 | 0 | -4.8088e-22 | 5.6125e-08 | -4.9134e-08 | -1.686e-17 | -3.1104e-09 | -3.8805e-09 | 7.9066e-22 | -7.5569e-08 | -9.1688e-08 | 2.4967e-17 | -2.4168e-09 | 1.9722e-09 | 0 | 0 | 0 | 0 | 0 | 0 |  | 0 | 1.378 | 1.5228 | 0 | 1.378 | 1.5228 | 0 | -152.105 | 143.1072 | 0 | -152.105 | 143.1072
Line8_8_10 | 0 | 0 | 0 | 0 | 0 | 0 | 0 | 0 | 0 | 0 | 0 | 0 | -4.8088e-22 | 5.6125e-08 | -4.9134e-08 | -1.686e-17 | -3.1104e-09 | -3.8805e-09 | 7.9066e-22 | -7.5569e-08 | -9.1688e-08 | 2.4967e-17 | -2.4168e-09 | 1.9722e-09 | 0 | 0 | 0 | 0 | 0 | 0 |  | 0 | 1.378 | 1.5228 | 0 | 1.378 | 1.5228 | 0 | -152.105 | 143.1072 | 0 | -152.105 | 143.1072
Line9_3_11 | 0.036728 | 0.036728 | 0.036728 | 0.036728 | 0.036728 | 0.036728 | 0.008482 | 0.008482 | 0.008482 | 0.008482 | 0.008482 | 0.008482 | -0.00075053 | 0.0096634 | 0.011477 | 0.00076347 | -0.0096504 | -0.011464 | -0.00079623 | 0.0070271 | -0.0060701 | 0.00080973 | -0.0070137 | 0.0060835 | 172.1166 | 172.1165 | 172.1165 | -7.8839 | -7.8839 | -7.8839 |  | 0.129 | 1.4087 | 1.5307 | 0.13121 | 1.4065 | 1.5301 | 38.8091 | -151.8593 | 144.2423 | 38.8003 | -151.8751 | 144.163

## LG_min_fault_6
name | pf_ikss_a_from_ka | pf_ikss_b_from_ka | pf_ikss_c_from_ka | pf_ikss_a_to_ka | pf_ikss_b_to_ka | pf_ikss_c_to_ka | pf_skss_a_from_mw | pf_skss_b_from_mw | pf_skss_c_from_mw | pf_skss_a_to_mw | pf_skss_b_to_mw | pf_skss_c_to_mw | pf_p_a_from_mw | pf_p_b_from_mw | pf_p_c_from_mw | pf_p_a_to_mw | pf_p_b_to_mw | pf_p_c_to_mw | pf_q_a_from_mvar | pf_q_b_from_mvar | pf_q_c_from_mvar | pf_q_a_to_mvar | pf_q_b_to_mvar | pf_q_c_to_mvar | pf_ikss_a_from_degree | pf_ikss_b_from_degree | pf_ikss_c_from_degree | pf_ikss_a_to_degree | pf_ikss_b_to_degree | pf_ikss_c_to_degree | 3xI0 | pf_vm_a_from_pu | pf_vm_b_from_pu | pf_vm_c_from_pu | pf_vm_a_to_pu | pf_vm_b_to_pu | pf_vm_c_to_pu | pf_va_a_from_degree | pf_va_b_from_degree | pf_va_c_from_degree | pf_va_a_to_degree | pf_va_b_to_degree | pf_va_c_to_degree
Line0_1_2 | 0.025713 | 0.003256 | 0.003256 | 0.025713 | 0.003256 | 0.003256 | 0.0059381 | 0.00075195 | 0.00075195 | 0.0059381 | 0.00075195 | 0.00075195 | 0.003764 | -8.9456e-05 | 0.00072956 | -0.0037529 | 8.9869e-05 | -0.00072915 | 0.003777 | 0.00069877 | -0.00022866 | -0.0037654 | -0.00069835 | 0.00022907 | -42.2035 | 138.5522 | 138.5522 | 137.7965 | -41.4483 | -41.4483 |  | 0.89798 | 0.93686 | 1.0168 | 0.89528 | 0.93638 | 1.0164 | 2.8953 | -124.1525 | 121.1501 | 2.892 | -124.1153 | 121.1111
Line10_11_12 | 0.003188 | 0.003188 | 0.003188 | 0.003188 | 0.003188 | 0.003188 | 0.00073623 | 0.00073623 | 0.00073623 | 0.00073623 | 0.00073623 | 0.00073623 | -0.0004629 | -0.00010256 | 0.00071878 | 0.00046299 | 0.00010266 | -0.00071869 | -0.00047241 | 0.0006819 | -0.00020858 | 0.00047252 | -0.0006818 | 0.00020867 | 137.3127 | 137.3127 | 137.3127 | -42.6877 | -42.6877 | -42.6877 |  | 0.89836 | 0.93662 | 1.0166 | 0.89855 | 0.93651 | 1.0165 | 2.8956 | -124.134 | 121.131 | 2.8957 | -124.1247 | 121.1214
Line11_12_13 | 0.003188 | 0.003188 | 0.003188 | 0.003188 | 0.003188 | 0.003188 | 0.00073623 | 0.00073623 | 0.00073623 | 0.00073623 | 0.00073623 | 0.00073623 | -0.00046299 | -0.00010266 | 0.00071869 | 0.00046309 | 0.00010277 | -0.00071859 | -0.00047252 | 0.0006818 | -0.00020867 | 0.00047262 | -0.00068169 | 0.00020877 | 137.3123 | 137.3123 | 137.3123 | -42.6882 | -42.6882 | -42.6882 |  | 0.89855 | 0.93651 | 1.0165 | 0.89875 | 0.93639 | 1.0164 | 2.8957 | -124.1247 | 121.1214 | 2.8958 | -124.1154 | 121.1118
Line12_13_15 | 0 | 0 | 0 | 0 | 0 | 0 | 0 | 0 | 0 | 0 | 0 | 0 | -1.1631e-08 | 1.5983e-08 | -4.2174e-09 | 7.9186e-09 | -1.0617e-08 | 2.5635e-09 | 1.048e-08 | 3.0966e-09 | -1.716e-08 | -6.8283e-09 | -2.2985e-09 | 1.1509e-08 | 0 | 0 | 0 | 0 | 0 | 0 |  | 0.89875 | 0.93639 | 1.0164 | 0.89875 | 0.93639 | 1.0164 | 2.8958 | -124.1154 | 121.1118 | 2.8958 | -124.1154 | 121.1118
Line13_13_14 | 0.003188 | 0.003188 | 0.003188 | 0.003188 | 0.003188 | 0.003188 | 0.00073623 | 0.00073623 | 0.00073623 | 0.00073623 | 0.00073623 | 0.00073623 | -0.00046308 | -0.00010278 | 0.0007186 | 0.00046317 | 0.00010288 | -0.0007185 | -0.00047264 | 0.00068169 | -0.00020875 | 0.00047274 | -0.00068159 | 0.00020885 | 137.3105 | 137.3105 | 137.3105 | -42.69 | -42.69 | -42.69 |  | 0.89875 | 0.93639 | 1.0164 | 0.89894 | 0.93627 | 1.0163 | 2.8958 | -124.1154 | 121.1118 | 2.8959 | -124.1061 | 121.1023
Line14_15_16 | 0 | 0 | 0 | 0 | 0 | 0 | 0 | 0 | 0 | 0 | 0 | 0 | -7.7537e-09 | 1.0655e-08 | -2.8116e-09 | 4.0418e-09 | -5.2892e-09 | 1.1577e-09 | 6.9864e-09 | 2.0644e-09 | -1.144e-08 | -3.335e-09 | -1.2663e-09 | 5.7888e-09 | 0 | 0 | 0 | 0 | 0 | 0 |  | 0.89875 | 0.93639 | 1.0164 | 0.89875 | 0.93639 | 1.0164 | 2.8958 | -124.1154 | 121.1118 | 2.8958 | -124.1154 | 121.1118
Line15_16_17 | 0 | 0 | 0 | 0 | 0 | 0 | 0 | 0 | 0 | 0 | 0 | 0 | -3.8769e-09 | 5.3276e-09 | -1.4058e-09 | 1.6491e-10 | 3.832e-11 | -2.4813e-10 | 3.4932e-09 | 1.0322e-09 | -5.7201e-09 | 1.5816e-10 | -2.3408e-10 | 6.87e-11 | 0 | 0 | 0 | 0 | 0 | 0 |  | 0.89875 | 0.93639 | 1.0164 | 0.89875 | 0.93639 | 1.0164 | 2.8958 | -124.1154 | 121.1118 | 2.8958 | -124.1154 | 121.1118
Line16_4_18 | 0 | 0 | 0 | 0 | 0 | 0 | 0 | 0 | 0 | 0 | 0 | 0 | -3.8759e-09 | 5.3669e-09 | -1.4455e-09 | 1.6669e-10 | 3.7024e-11 | -2.4923e-10 | 3.5341e-09 | 1.0042e-09 | -5.747e-09 | 1.5804e-10 | -2.3575e-10 | 7.0482e-11 | 0 | 0 | 0 | 0 | 0 | 0 |  | 0.89817 | 0.93674 | 1.0167 | 0.89817 | 0.93674 | 1.0167 | 2.8955 | -124.1432 | 121.1404 | 2.8955 | -124.1432 | 121.1404
Line17_5_19 | 0 | 0 | 0 | 0 | 0 | 0 | 0 | 0 | 0 | 0 | 0 | 0 | -3.8755e-09 | 5.3801e-09 | -1.4589e-09 | 1.6729e-10 | 3.6582e-11 | -2.4959e-10 | 3.5479e-09 | 9.9467e-10 | -5.7558e-09 | 1.58e-10 | -2.3631e-10 | 7.1086e-11 | 0 | 0 | 0 | 0 | 0 | 0 |  | 0.89798 | 0.93686 | 1.0168 | 0.89798 | 0.93686 | 1.0168 | 2.8953 | -124.1525 | 121.1501 | 2.8953 | -124.1525 | 121.1501
Line1_1_3 | 0.003188 | 0.003188 | 0.003188 | 0.003188 | 0.003188 | 0.003188 | 0.00073623 | 0.00073623 | 0.00073623 | 0.00073623 | 0.00073623 | 0.00073623 | -0.00046271 | -0.00010235 | 0.00071898 | 0.00046281 | 0.00010246 | -0.00071888 | -0.0004722 | 0.00068211 | -0.00020839 | 0.00047231 | -0.000682 | 0.00020848 | 137.3136 | 137.3136 | 137.3136 | -42.6868 | -42.6868 | -42.6868 |  | 0.89798 | 0.93686 | 1.0168 | 0.89817 | 0.93674 | 1.0167 | 2.8953 | -124.1525 | 121.1501 | 2.8954 | -124.1432 | 121.1405
Line2_1_4 | 0.0032125 | 0.0032125 | 0.0032125 | 0.0032125 | 0.0032125 | 0.0032125 | 0.00074191 | 0.00074191 | 0.00074191 | 0.00074191 | 0.00074191 | 0.00074191 | -0.00047001 | -9.7736e-05 | 0.00072285 | 0.0004701 | 9.784e-05 | -0.00072275 | -0.00047216 | 0.00068815 | -0.00021568 | 0.00047227 | -0.00068805 | 0.00021578 | 137.7641 | 137.7641 | 137.7641 | -42.2364 | -42.2364 | -42.2364 |  | 0.89798 | 0.93686 | 1.0168 | 0.89817 | 0.93674 | 1.0167 | 2.8953 | -124.1525 | 121.1501 | 2.8955 | -124.1432 | 121.1404
Line3_1_5 | 0 | 0 | 0 | 0 | 0 | 0 | 0 | 0 | 0 | 0 | 0 | 0 | -7.7509e-09 | 1.076e-08 | -2.9178e-09 | 4.0427e-09 | -5.3435e-09 | 1.2093e-09 | 7.0957e-09 | 1.9893e-09 | -1.1512e-08 | -3.3899e-09 | -1.231e-09 | 5.8269e-09 | 0 | 0 | 0 | 0 | 0 | 0 |  | 0.89798 | 0.93686 | 1.0168 | 0.89798 | 0.93686 | 1.0168 | 2.8953 | -124.1525 | 121.1501 | 2.8953 | -124.1525 | 121.1501
Line4_2_6 | 0.025713 | 0.003256 | 0.003256 | 0.025713 | 0.003256 | 0.003256 | 0.0059381 | 0.00075195 | 0.00075195 | 0.0059381 | 0.00075195 | 0.00075195 | 0.0037529 | -8.9869e-05 | 0.00072915 | -0.0037418 | 9.0281e-05 | -0.00072875 | 0.0037654 | 0.00069835 | -0.00022907 | -0.0037538 | -0.00069793 | 0.00022948 | -42.2035 | 138.5517 | 138.5517 | 137.7966 | -41.4487 | -41.4487 |  | 0.89528 | 0.93638 | 1.0164 | 0.89258 | 0.9359 | 1.0161 | 2.892 | -124.1153 | 121.1111 | 2.8886 | -124.0781 | 121.0721
Line5_6_7 | 0.025713 | 0.003256 | 0.003256 | 0.025713 | 0.003256 | 0.003256 | 0.0059381 | 0.00075195 | 0.00075195 | 0.0059381 | 0.00075195 | 0.00075195 | 0.0037418 | -9.0281e-05 | 0.00072875 | -0.0037307 | 9.0694e-05 | -0.00072834 | 0.0037538 | 0.00069793 | -0.00022948 | -0.0037422 | -0.00069751 | 0.00022989 | -42.2034 | 138.5513 | 138.5513 | 137.7966 | -41.4491 | -41.4491 |  | 0.89258 | 0.9359 | 1.0161 | 0.88987 | 0.93542 | 1.0157 | 2.8886 | -124.0781 | 121.0721 | 2.8852 | -124.0408 | 121.0331
Line6_7_8 | 0.028969 | 0 | 0 | 0.028969 | 0 | 0 | 0.00669 | 0 | 0 | 0.00669 | 0 | 0 | 0.0042093 | 1.6395e-08 | -4.7933e-09 | -0.0041959 | -1.0893e-08 | 2.971e-09 | 0.0042099 | 2.7514e-09 | -1.7403e-08 | -0.0041959 | -2.0575e-09 | 1.1667e-08 | -42.1187 | 0 | 0 | 137.8813 | 0 | 0 |  | 0.88987 | 0.93542 | 1.0157 | 0.88698 | 0.93506 | 1.0154 | 2.8852 | -124.0408 | 121.0331 | 2.8814 | -124.0129 | 121.004
Line7_8_9 | 0 | 0 | 0 | 0 | 0 | 0 | 0 | 0 | 0 | 0 | 0 | 0 | -3.8608e-09 | 5.4683e-09 | -1.6076e-09 | 2.0106e-10 | 4.3245e-11 | -2.4421e-10 | 3.6347e-09 | 9.1478e-10 | -5.8023e-09 | 1.5531e-10 | -2.2794e-10 | 6.1977e-11 | 0 | 0 | 0 | 0 | 0 | 0 |  | 0.88698 | 0.93506 | 1.0154 | 0.88698 | 0.93506 | 1.0154 | 2.8814 | -124.0129 | 121.004 | 2.8814 | -124.0129 | 121.004
Line8_8_10 | 0 | 0 | 0 | 0 | 0 | 0 | 0 | 0 | 0 | 0 | 0 | 0 | -3.8608e-09 | 5.4683e-09 | -1.6076e-09 | 2.0106e-10 | 4.3245e-11 | -2.4421e-10 | 3.6347e-09 | 9.1478e-10 | -5.8023e-09 | 1.5531e-10 | -2.2794e-10 | 6.1977e-11 | 0 | 0 | 0 | 0 | 0 | 0 |  | 0.88698 | 0.93506 | 1.0154 | 0.88698 | 0.93506 | 1.0154 | 2.8814 | -124.0129 | 121.004 | 2.8814 | -124.0129 | 121.004
Line9_3_11 | 0.003188 | 0.003188 | 0.003188 | 0.003188 | 0.003188 | 0.003188 | 0.00073623 | 0.00073623 | 0.00073623 | 0.00073623 | 0.00073623 | 0.00073623 | -0.00046281 | -0.00010246 | 0.00071888 | 0.0004629 | 0.00010256 | -0.00071878 | -0.00047231 | 0.000682 | -0.00020848 | 0.00047241 | -0.0006819 | 0.00020858 | 137.3132 | 137.3132 | 137.3132 | -42.6873 | -42.6873 | -42.6873 |  | 0.89817 | 0.93674 | 1.0167 | 0.89836 | 0.93662 | 1.0166 | 2.8954 | -124.1432 | 121.1405 | 2.8956 | -124.134 | 121.131

## LG_min_fault_10
name | pf_ikss_a_from_ka | pf_ikss_b_from_ka | pf_ikss_c_from_ka | pf_ikss_a_to_ka | pf_ikss_b_to_ka | pf_ikss_c_to_ka | pf_skss_a_from_mw | pf_skss_b_from_mw | pf_skss_c_from_mw | pf_skss_a_to_mw | pf_skss_b_to_mw | pf_skss_c_to_mw | pf_p_a_from_mw | pf_p_b_from_mw | pf_p_c_from_mw | pf_p_a_to_mw | pf_p_b_to_mw | pf_p_c_to_mw | pf_q_a_from_mvar | pf_q_b_from_mvar | pf_q_c_from_mvar | pf_q_a_to_mvar | pf_q_b_to_mvar | pf_q_c_to_mvar | pf_ikss_a_from_degree | pf_ikss_b_from_degree | pf_ikss_c_from_degree | pf_ikss_a_to_degree | pf_ikss_b_to_degree | pf_ikss_c_to_degree | 3xI0 | pf_vm_a_from_pu | pf_vm_b_from_pu | pf_vm_c_from_pu | pf_vm_a_to_pu | pf_vm_b_to_pu | pf_vm_c_to_pu | pf_va_a_from_degree | pf_va_b_from_degree | pf_va_c_from_degree | pf_va_a_to_degree | pf_va_b_to_degree | pf_va_c_to_degree
Line0_1_2 | 0.024359 | 0.0030847 | 0.0030847 | 0.024359 | 0.0030847 | 0.0030847 | 0.0056256 | 0.00071237 | 0.00071237 | 0.0056256 | 0.00071237 | 0.00071237 | 0.0033782 | -8.0287e-05 | 0.00065478 | -0.0033682 | 8.0658e-05 | -0.00065442 | 0.0033899 | 0.00062715 | -0.00020522 | -0.0033795 | -0.00062677 | 0.00020559 | -42.2035 | 138.5522 | 138.5522 | 137.7965 | -41.4483 | -41.4483 |  | 0.85072 | 0.88755 | 0.96324 | 0.84816 | 0.88709 | 0.96291 | 2.8953 | -124.1525 | 121.1501 | 2.892 | -124.1153 | 121.1111
Line10_11_12 | 0.0030202 | 0.0030202 | 0.0030202 | 0.0030202 | 0.0030202 | 0.0030202 | 0.00069748 | 0.00069748 | 0.00069748 | 0.00069748 | 0.00069748 | 0.00069748 | -0.00041546 | -9.2048e-05 | 0.00064511 | 0.00041554 | 9.214e-05 | -0.00064503 | -0.000424 | 0.00061201 | -0.0001872 | 0.00042409 | -0.00061192 | 0.00018729 | 137.3127 | 137.3127 | 137.3127 | -42.6877 | -42.6877 | -42.6877 |  | 0.85108 | 0.88733 | 0.96307 | 0.85126 | 0.88722 | 0.96299 | 2.8956 | -124.134 | 121.131 | 2.8957 | -124.1247 | 121.1214
Line11_12_13 | 0.0030202 | 0.0030202 | 0.0030202 | 0.0030202 | 0.0030202 | 0.0030202 | 0.00069748 | 0.00069748 | 0.00069748 | 0.00069748 | 0.00069748 | 0.00069748 | -0.00041554 | -9.214e-05 | 0.00064503 | 0.00041562 | 9.2232e-05 | -0.00064494 | -0.00042409 | 0.00061192 | -0.00018729 | 0.00042418 | -0.00061183 | 0.00018737 | 137.3123 | 137.3123 | 137.3123 | -42.6882 | -42.6882 | -42.6882 |  | 0.85126 | 0.88722 | 0.96299 | 0.85144 | 0.88711 | 0.96291 | 2.8957 | -124.1247 | 121.1214 | 2.8958 | -124.1154 | 121.1118
Line12_13_15 | 0 | 0 | 0 | 0 | 0 | 0 | 0 | 0 | 0 | 0 | 0 | 0 | -1.0439e-08 | 1.4345e-08 | -3.7851e-09 | 7.107e-09 | -9.5287e-09 | 2.3007e-09 | 9.4055e-09 | 2.7792e-09 | -1.5402e-08 | -6.1284e-09 | -2.0629e-09 | 1.0329e-08 | 0 | 0 | 0 | 0 | 0 | 0 |  | 0.85144 | 0.88711 | 0.96291 | 0.85144 | 0.88711 | 0.96291 | 2.8958 | -124.1154 | 121.1118 | 2.8958 | -124.1154 | 121.1118
Line13_13_14 | 0.0030202 | 0.0030202 | 0.0030202 | 0.0030202 | 0.0030202 | 0.0030202 | 0.00069748 | 0.00069748 | 0.00069748 | 0.00069748 | 0.00069748 | 0.00069748 | -0.00041561 | -9.2247e-05 | 0.00064494 | 0.0004157 | 9.2339e-05 | -0.00064486 | -0.00042419 | 0.00061182 | -0.00018736 | 0.00042429 | -0.00061173 | 0.00018744 | 137.3105 | 137.3105 | 137.3105 | -42.69 | -42.69 | -42.69 |  | 0.85144 | 0.88711 | 0.96291 | 0.85162 | 0.887 | 0.96282 | 2.8958 | -124.1154 | 121.1118 | 2.8959 | -124.1061 | 121.1023
Line14_15_16 | 0 | 0 | 0 | 0 | 0 | 0 | 0 | 0 | 0 | 0 | 0 | 0 | -6.959e-09 | 9.563e-09 | -2.5234e-09 | 3.6275e-09 | -4.7471e-09 | 1.039e-09 | 6.2704e-09 | 1.8528e-09 | -1.0268e-08 | -2.9932e-09 | -1.1365e-09 | 5.1955e-09 | 0 | 0 | 0 | 0 | 0 | 0 |  | 0.85144 | 0.88711 | 0.96291 | 0.85144 | 0.88711 | 0.96291 | 2.8958 | -124.1154 | 121.1118 | 2.8958 | -124.1154 | 121.1118
Line15_16_17 | 0 | 0 | 0 | 0 | 0 | 0 | 0 | 0 | 0 | 0 | 0 | 0 | -3.4795e-09 | 4.7815e-09 | -1.2617e-09 | 1.48e-10 | 3.4392e-11 | -2.227e-10 | 3.1352e-09 | 9.2641e-10 | -5.1338e-09 | 1.4195e-10 | -2.1009e-10 | 6.1659e-11 | 0 | 0 | 0 | 0 | 0 | 0 |  | 0.85144 | 0.88711 | 0.96291 | 0.85144 | 0.88711 | 0.96291 | 2.8958 | -124.1154 | 121.1118 | 2.8958 | -124.1154 | 121.1118
Line16_4_18 | 0 | 0 | 0 | 0 | 0 | 0 | 0 | 0 | 0 | 0 | 0 | 0 | -3.4787e-09 | 4.8168e-09 | -1.2973e-09 | 1.496e-10 | 3.3229e-11 | -2.2368e-10 | 3.1719e-09 | 9.013e-10 | -5.1579e-09 | 1.4184e-10 | -2.1159e-10 | 6.3258e-11 | 0 | 0 | 0 | 0 | 0 | 0 |  | 0.8509 | 0.88744 | 0.96316 | 0.8509 | 0.88744 | 0.96316 | 2.8955 | -124.1432 | 121.1404 | 2.8955 | -124.1432 | 121.1404
Line17_5_19 | 0 | 0 | 0 | 0 | 0 | 0 | 0 | 0 | 0 | 0 | 0 | 0 | -3.4782e-09 | 4.8286e-09 | -1.3094e-09 | 1.5014e-10 | 3.2833e-11 | -2.2401e-10 | 3.1842e-09 | 8.9272e-10 | -5.1659e-09 | 1.418e-10 | -2.1209e-10 | 6.38e-11 | 0 | 0 | 0 | 0 | 0 | 0 |  | 0.85072 | 0.88755 | 0.96324 | 0.85072 | 0.88755 | 0.96324 | 2.8953 | -124.1525 | 121.1501 | 2.8953 | -124.1525 | 121.1501
Line1_1_3 | 0.0030202 | 0.0030202 | 0.0030202 | 0.0030202 | 0.0030202 | 0.0030202 | 0.00069748 | 0.00069748 | 0.00069748 | 0.00069748 | 0.00069748 | 0.00069748 | -0.00041529 | -9.1863e-05 | 0.00064529 | 0.00041537 | 9.1955e-05 | -0.0006452 | -0.00042381 | 0.00061219 | -0.00018703 | 0.0004239 | -0.0006121 | 0.00018711 | 137.3136 | 137.3136 | 137.3136 | -42.6868 | -42.6868 | -42.6868 |  | 0.85072 | 0.88755 | 0.96324 | 0.8509 | 0.88744 | 0.96316 | 2.8953 | -124.1525 | 121.1501 | 2.8954 | -124.1432 | 121.1405
Line2_1_4 | 0.0030435 | 0.0030435 | 0.0030435 | 0.0030435 | 0.0030435 | 0.0030435 | 0.00070286 | 0.00070286 | 0.00070286 | 0.00070286 | 0.00070286 | 0.00070286 | -0.00042183 | -8.7719e-05 | 0.00064876 | 0.00042192 | 8.7812e-05 | -0.00064867 | -0.00042377 | 0.00061762 | -0.00019358 | 0.00042387 | -0.00061753 | 0.00019366 | 137.7641 | 137.7641 | 137.7641 | -42.2364 | -42.2364 | -42.2364 |  | 0.85072 | 0.88755 | 0.96324 | 0.8509 | 0.88744 | 0.96316 | 2.8953 | -124.1525 | 121.1501 | 2.8955 | -124.1432 | 121.1404
Line3_1_5 | 0 | 0 | 0 | 0 | 0 | 0 | 0 | 0 | 0 | 0 | 0 | 0 | -6.9565e-09 | 9.6573e-09 | -2.6187e-09 | 3.6284e-09 | -4.7958e-09 | 1.0854e-09 | 6.3685e-09 | 1.7854e-09 | -1.0332e-08 | -3.0424e-09 | -1.1048e-09 | 5.2297e-09 | 0 | 0 | 0 | 0 | 0 | 0 |  | 0.85072 | 0.88755 | 0.96324 | 0.85072 | 0.88755 | 0.96324 | 2.8953 | -124.1525 | 121.1501 | 2.8953 | -124.1525 | 121.1501
Line4_2_6 | 0.024359 | 0.0030847 | 0.0030847 | 0.024359 | 0.0030847 | 0.0030847 | 0.0056256 | 0.00071237 | 0.00071237 | 0.0056256 | 0.00071237 | 0.00071237 | 0.0033682 | -8.0658e-05 | 0.00065442 | -0.0033583 | 8.1028e-05 | -0.00065405 | 0.0033795 | 0.00062677 | -0.00020559 | -0.0033691 | -0.0006264 | 0.00020596 | -42.2035 | 138.5517 | 138.5517 | 137.7966 | -41.4487 | -41.4487 |  | 0.84816 | 0.88709 | 0.96291 | 0.8456 | 0.88664 | 0.96258 | 2.892 | -124.1153 | 121.1111 | 2.8886 | -124.0781 | 121.0721
Line5_6_7 | 0.024359 | 0.0030847 | 0.0030847 | 0.024359 | 0.0030847 | 0.0030847 | 0.0056256 | 0.00071237 | 0.00071237 | 0.0056256 | 0.00071237 | 0.00071237 | 0.0033583 | -8.1028e-05 | 0.00065405 | -0.0033483 | 8.1399e-05 | -0.00065369 | 0.0033691 | 0.0006264 | -0.00020596 | -0.0033587 | -0.00062602 | 0.00020633 | -42.2034 | 138.5513 | 138.5513 | 137.7966 | -41.4491 | -41.4491 |  | 0.8456 | 0.88664 | 0.96258 | 0.84304 | 0.88618 | 0.96225 | 2.8886 | -124.0781 | 121.0721 | 2.8852 | -124.0408 | 121.0331
Line6_7_8 | 0.027444 | 0 | 0 | 0.027444 | 0 | 0 | 0.0063379 | 0 | 0 | 0.0063379 | 0 | 0 | 0.0037779 | 1.4714e-08 | -4.302e-09 | -0.0037658 | -9.7769e-09 | 2.6665e-09 | 0.0037784 | 2.4694e-09 | -1.5619e-08 | -0.0037658 | -1.8466e-09 | 1.0471e-08 | -42.1187 | 0 | 0 | 137.8813 | 0 | 0 |  | 0.84304 | 0.88618 | 0.96225 | 0.84029 | 0.88584 | 0.962 | 2.8852 | -124.0408 | 121.0331 | 2.8814 | -124.0129 | 121.004
Line7_8_9 | 0 | 0 | 0 | 0 | 0 | 0 | 0 | 0 | 0 | 0 | 0 | 0 | -3.4651e-09 | 4.9078e-09 | -1.4429e-09 | 1.8045e-10 | 3.8813e-11 | -2.1918e-10 | 3.2622e-09 | 8.2102e-10 | -5.2076e-09 | 1.3939e-10 | -2.0457e-10 | 5.5625e-11 | 0 | 0 | 0 | 0 | 0 | 0 |  | 0.84029 | 0.88584 | 0.962 | 0.84029 | 0.88584 | 0.962 | 2.8814 | -124.0129 | 121.004 | 2.8814 | -124.0129 | 121.004
Line8_8_10 | 0 | 0 | 0 | 0 | 0 | 0 | 0 | 0 | 0 | 0 | 0 | 0 | -3.4651e-09 | 4.9078e-09 | -1.4429e-09 | 1.8045e-10 | 3.8813e-11 | -2.1918e-10 | 3.2622e-09 | 8.2102e-10 | -5.2076e-09 | 1.3939e-10 | -2.0457e-10 | 5.5625e-11 | 0 | 0 | 0 | 0 | 0 | 0 |  | 0.84029 | 0.88584 | 0.962 | 0.84029 | 0.88584 | 0.962 | 2.8814 | -124.0129 | 121.004 | 2.8814 | -124.0129 | 121.004
Line9_3_11 | 0.0030202 | 0.0030202 | 0.0030202 | 0.0030202 | 0.0030202 | 0.0030202 | 0.00069748 | 0.00069748 | 0.00069748 | 0.00069748 | 0.00069748 | 0.00069748 | -0.00041537 | -9.1955e-05 | 0.0006452 | 0.00041546 | 9.2048e-05 | -0.00064511 | -0.0004239 | 0.0006121 | -0.00018711 | 0.000424 | -0.00061201 | 0.0001872 | 137.3132 | 137.3132 | 137.3132 | -42.6873 | -42.6873 | -42.6873 |  | 0.8509 | 0.88744 | 0.96316 | 0.85108 | 0.88733 | 0.96307 | 2.8954 | -124.1432 | 121.1405 | 2.8956 | -124.134 | 121.131

## LLG_max_6
name | pf_ikss_a_from_ka | pf_ikss_b_from_ka | pf_ikss_c_from_ka | pf_ikss_a_to_ka | pf_ikss_b_to_ka | pf_ikss_c_to_ka | pf_skss_a_from_mw | pf_skss_b_from_mw | pf_skss_c_from_mw | pf_skss_a_to_mw | pf_skss_b_to_mw | pf_skss_c_to_mw | pf_p_a_from_mw | pf_p_b_from_mw | pf_p_c_from_mw | pf_p_a_to_mw | pf_p_b_to_mw | pf_p_c_to_mw | pf_q_a_from_mvar | pf_q_b_from_mvar | pf_q_c_from_mvar | pf_q_a_to_mvar | pf_q_b_to_mvar | pf_q_c_to_mvar | pf_ikss_a_from_degree | pf_ikss_b_from_degree | pf_ikss_c_from_degree | pf_ikss_a_to_degree | pf_ikss_b_to_degree | pf_ikss_c_to_degree | 3xI0 | pf_vm_a_from_pu | pf_vm_b_from_pu | pf_vm_c_from_pu | pf_vm_a_to_pu | pf_vm_b_to_pu | pf_vm_c_to_pu | pf_va_a_from_degree | pf_va_b_from_degree | pf_va_c_from_degree | pf_va_a_to_degree | pf_va_b_to_degree | pf_va_c_to_degree
Line0_1_2 | 0.023853 | 1.9604 | 1.8103 | 0.023853 | 1.9604 | 1.8103 | 0.0055087 | 0.45274 | 0.41808 | 0.0055087 | 0.45274 | 0.41808 | 0.008604 | 0.15092 | 0.13377 | -0.0085925 | -0.11329 | -0.10023 | 0.00013471 | 0.30517 | 0.2642 | -0.00011223 | -0.22896 | -0.19807 | -2.0578 | -158.9079 | 23.2272 | 177.9417 | 21.0921 | -156.7728 |  | 1.5621 | 0.75198 | 0.70831 | 1.5599 | 0.56425 | 0.53097 | -1.1608 | -95.222 | 86.3739 | -1.31 | -95.2336 | 86.387
Line10_11_12 | 0.023589 | 0.023589 | 0.023589 | 0.023589 | 0.023589 | 0.023589 | 0.0054477 | 0.0054477 | 0.0054477 | 0.0054477 | 0.0054477 | 0.0054477 | 0.0084982 | -0.00014244 | 1.591e-05 | -0.0084954 | 0.00014519 | -1.3098e-05 | 0.00030759 | -0.0041054 | 0.0038475 | -0.00030209 | 0.0041109 | -0.0038419 | -3.3072 | -3.3072 | -3.3073 | 176.6923 | 176.6924 | 176.6923 |  | 1.561 | 0.75405 | 0.70627 | 1.5604 | 0.75509 | 0.70524 | -1.2343 | -95.2944 | 86.4558 | -1.2711 | -95.3304 | 86.497
Line11_12_13 | 0.023589 | 0.023589 | 0.023589 | 0.023589 | 0.023589 | 0.023589 | 0.0054477 | 0.0054477 | 0.0054477 | 0.0054477 | 0.0054477 | 0.0054477 | 0.0084954 | -0.00014519 | 1.3098e-05 | -0.0084926 | 0.00014794 | -1.0286e-05 | 0.00030209 | -0.0041109 | 0.0038419 | -0.00029659 | 0.0041165 | -0.0038363 | -3.3077 | -3.3076 | -3.3077 | 176.6919 | 176.6919 | 176.6919 |  | 1.5604 | 0.75509 | 0.70524 | 1.5599 | 0.75613 | 0.70422 | -1.2711 | -95.3304 | 86.497 | -1.308 | -95.3664 | 86.5382
Line12_13_15 | 0 | 0 | 0 | 0 | 0 | 0 | 0 | 0 | 0 | 0 | 0 | 0 | 1.5355e-08 | -9.8732e-08 | 8.9151e-08 | -1.3155e-08 | 6.6371e-08 | -5.899e-08 | -1.9991e-07 | 3.9993e-11 | 4.0642e-09 | 1.3313e-07 | 1.1867e-09 | -4.2044e-09 | 0 | 0 | 0 | 0 | 0 | 0 |  | 1.5599 | 0.75613 | 0.70422 | 1.5599 | 0.75613 | 0.70422 | -1.308 | -95.3664 | 86.5382 | -1.308 | -95.3663 | 86.5382
Line13_13_14 | 0.023589 | 0.023589 | 0.023589 | 0.023589 | 0.023589 | 0.023589 | 0.0054476 | 0.0054476 | 0.0054476 | 0.0054476 | 0.0054476 | 0.0054476 | 0.0084926 | -0.00014784 | 1.0197e-05 | -0.0084898 | 0.00015059 | -7.385e-06 | 0.00029679 | -0.0041165 | 0.0038363 | -0.00029129 | 0.0041221 | -0.0038308 | -3.3095 | -3.3095 | -3.3095 | 176.6901 | 176.6901 | 176.6901 |  | 1.5599 | 0.75613 | 0.70422 | 1.5594 | 0.75717 | 0.7032 | -1.308 | -95.3664 | 86.5382 | -1.3448 | -95.4022 | 86.5796
Line14_15_16 | 0 | 0 | 0 | 0 | 0 | 0 | 0 | 0 | 0 | 0 | 0 | 0 | 1.0237e-08 | -6.5821e-08 | 5.9434e-08 | -8.0365e-09 | 3.346e-08 | -2.9273e-08 | -1.3327e-07 | 2.666e-11 | 2.7095e-09 | 6.6498e-08 | 1.2001e-09 | -2.8497e-09 | 0 | 0 | 0 | 0 | 0 | 0 |  | 1.5599 | 0.75613 | 0.70422 | 1.5599 | 0.75613 | 0.70422 | -1.308 | -95.3663 | 86.5382 | -1.308 | -95.3663 | 86.5382
Line15_16_17 | 0 | 0 | 0 | 0 | 0 | 0 | 0 | 0 | 0 | 0 | 0 | 0 | 5.1185e-09 | -3.2911e-08 | 2.9717e-08 | -2.918e-09 | 5.4981e-10 | 4.4348e-10 | -6.6635e-08 | 1.3329e-11 | 1.3547e-09 | -1.3709e-10 | 1.2134e-09 | -1.4949e-09 | 0 | 0 | 0 | 0 | 0 | 0 |  | 1.5599 | 0.75613 | 0.70422 | 1.5599 | 0.75613 | 0.70422 | -1.308 | -95.3663 | 86.5382 | -1.308 | -95.3663 | 86.5382
Line16_4_18 | 0 | 0 | 0 | 0 | 0 | 0 | 0 | 0 | 0 | 0 | 0 | 0 | 4.8693e-09 | -3.2874e-08 | 2.9947e-08 | -2.9303e-09 | 5.5383e-10 | 4.3421e-10 | -6.6928e-08 | 1.4318e-10 | 1.1185e-09 | -1.2568e-10 | 1.2134e-09 | -1.5063e-09 | 0 | 0 | 0 | 0 | 0 | 0 |  | 1.5615 | 0.75302 | 0.70728 | 1.5615 | 0.75302 | 0.70728 | -1.1979 | -95.2577 | 86.4143 | -1.1979 | -95.2577 | 86.4143
Line17_5_19 | 0 | 0 | 0 | 0 | 0 | 0 | 0 | 0 | 0 | 0 | 0 | 0 | 4.7853e-09 | -3.2861e-08 | 3.0024e-08 | -2.9343e-09 | 5.5519e-10 | 4.311e-10 | -6.7025e-08 | 1.8708e-10 | 1.039e-09 | -1.2184e-10 | 1.2134e-09 | -1.5101e-09 | 0 | 0 | 0 | 0 | 0 | 0 |  | 1.5621 | 0.75198 | 0.70831 | 1.5621 | 0.75198 | 0.70831 | -1.1608 | -95.222 | 86.3739 | -1.1608 | -95.222 | 86.3739
Line1_1_3 | 0.023589 | 0.023589 | 0.023589 | 0.023589 | 0.023589 | 0.023589 | 0.0054477 | 0.0054477 | 0.0054477 | 0.0054477 | 0.0054477 | 0.0054477 | 0.0085038 | -0.00013694 | 2.1535e-05 | -0.008501 | 0.00013969 | -1.8722e-05 | 0.00031858 | -0.0040942 | 0.0038586 | -0.00031308 | 0.0040998 | -0.003853 | -3.3063 | -3.3063 | -3.3064 | 176.6932 | 176.6933 | 176.6932 |  | 1.5621 | 0.75198 | 0.70831 | 1.5615 | 0.75302 | 0.70729 | -1.1608 | -95.222 | 86.3739 | -1.1976 | -95.2582 | 86.4148
Line2_1_4 | 0.023684 | 0.023684 | 0.023684 | 0.023684 | 0.023684 | 0.023684 | 0.0054697 | 0.0054697 | 0.0054697 | 0.0054697 | 0.0054697 | 0.0054697 | 0.0085404 | -0.00016999 | 5.2249e-05 | -0.0085376 | 0.00017276 | -4.9413e-05 | 0.00025237 | -0.0041096 | 0.0038739 | -0.00024682 | 0.0041152 | -0.0038683 | -2.8534 | -2.8534 | -2.8534 | 177.1462 | 177.1462 | 177.1461 |  | 1.5621 | 0.75198 | 0.70831 | 1.5615 | 0.75302 | 0.70728 | -1.1608 | -95.222 | 86.3739 | -1.1979 | -95.2577 | 86.4143
Line3_1_5 | 0 | 0 | 0 | 0 | 0 | 0 | 0 | 0 | 0 | 0 | 0 | 0 | 9.5706e-09 | -6.5722e-08 | 6.0048e-08 | -7.7196e-09 | 3.3416e-08 | -2.9593e-08 | -1.3405e-07 | 3.7417e-10 | 2.078e-09 | 6.6903e-08 | 1.0263e-09 | -2.5491e-09 | 0 | 0 | 0 | 0 | 0 | 0 |  | 1.5621 | 0.75198 | 0.70831 | 1.5621 | 0.75198 | 0.70831 | -1.1608 | -95.222 | 86.3739 | -1.1608 | -95.222 | 86.3739
Line4_2_6 | 0.023853 | 1.9604 | 1.8103 | 0.023853 | 1.9604 | 1.8103 | 0.0055087 | 0.45274 | 0.41808 | 0.0055087 | 0.45274 | 0.41808 | 0.0085925 | 0.11329 | 0.10023 | -0.008581 | -0.075658 | -0.066693 | 0.00011223 | 0.22896 | 0.19807 | -8.9741e-05 | -0.15275 | -0.13195 | -2.0583 | -158.9079 | 23.2272 | 177.9413 | 21.0921 | -156.7728 |  | 1.5599 | 0.56425 | 0.53097 | 1.5578 | 0.37652 | 0.35363 | -1.31 | -95.2336 | 86.387 | -1.4595 | -95.2569 | 86.4134
Line5_6_7 | 0.023853 | 1.9604 | 1.8103 | 0.023853 | 1.9604 | 1.8103 | 0.0055087 | 0.45274 | 0.41808 | 0.0055087 | 0.45274 | 0.41808 | 0.008581 | 0.075658 | 0.066693 | -0.0085694 | -0.038028 | -0.033157 | 8.9741e-05 | 0.15275 | 0.13195 | -6.7255e-05 | -0.076546 | -0.065826 | -2.0587 | -158.9079 | 23.2272 | 177.9408 | 21.0921 | -156.7728 |  | 1.5578 | 0.37652 | 0.35363 | 1.5557 | 0.18879 | 0.17629 | -1.4595 | -95.2569 | 86.4134 | -1.6095 | -95.3264 | 86.4928
Line6_7_8 | 0 | 1.9824 | 1.7888 | 0 | 1.9824 | 1.7888 | 0 | 0.45781 | 0.41311 | 0 | 0.45781 | 0.41311 | 9.2289e-09 | 0.038088 | 0.033132 | -8.6251e-09 | 1.4139e-14 | 2.278e-15 | -2.0188e-07 | 0.077584 | 0.064855 | 1.3435e-07 | 1.1154e-14 | 3.1597e-15 | 0 | -159.179 | 23.5535 | 0 | 20.821 | -156.4465 |  | 1.5557 | 0.18879 | 0.17629 | 1.5541 | 0 | 0 | -1.6095 | -95.3264 | 86.4928 | -1.7219 | 0 | 0
Line7_8_9 | 0 | 0 | 0 | 0 | 0 | 0 | 0 | 0 | 0 | 0 | 0 | 0 | 2.875e-09 | 1.6418e-21 | -3.7545e-22 | -2.875e-09 | 7.2325e-19 | -1.1313e-17 | -6.7264e-08 | -8.3489e-22 | 5.0269e-23 | -1.7979e-10 | 2.3018e-17 | -4.9515e-18 | 0 | 0 | 0 | 0 | 0 | 0 |  | 1.5541 | 0 | 0 | 1.5541 | 0 | 0 | -1.7219 | 0 | 0 | -1.7219 | 0 | 0
Line8_8_10 | 0 | 0 | 0 | 0 | 0 | 0 | 0 | 0 | 0 | 0 | 0 | 0 | 2.875e-09 | 1.6418e-21 | -3.7545e-22 | -2.875e-09 | 7.2325e-19 | -1.1313e-17 | -6.7264e-08 | -8.3489e-22 | 5.0269e-23 | -1.7979e-10 | 2.3018e-17 | -4.9515e-18 | 0 | 0 | 0 | 0 | 0 | 0 |  | 1.5541 | 0 | 0 | 1.5541 | 0 | 0 | -1.7219 | 0 | 0 | -1.7219 | 0 | 0
Line9_3_11 | 0.023589 | 0.023589 | 0.023589 | 0.023589 | 0.023589 | 0.023589 | 0.0054477 | 0.0054477 | 0.0054477 | 0.0054477 | 0.0054477 | 0.0054477 | 0.008501 | -0.00013969 | 1.8723e-05 | -0.0084982 | 0.00014244 | -1.591e-05 | 0.00031308 | -0.0040998 | 0.003853 | -0.00030759 | 0.0041054 | -0.0038475 | -3.3068 | -3.3067 | -3.3068 | 176.6928 | 176.6928 | 176.6927 |  | 1.5615 | 0.75302 | 0.70729 | 1.561 | 0.75405 | 0.70627 | -1.1976 | -95.2582 | 86.4148 | -1.2343 | -95.2944 | 86.4558

## LLG_max_10
name | pf_ikss_a_from_ka | pf_ikss_b_from_ka | pf_ikss_c_from_ka | pf_ikss_a_to_ka | pf_ikss_b_to_ka | pf_ikss_c_to_ka | pf_skss_a_from_mw | pf_skss_b_from_mw | pf_skss_c_from_mw | pf_skss_a_to_mw | pf_skss_b_to_mw | pf_skss_c_to_mw | pf_p_a_from_mw | pf_p_b_from_mw | pf_p_c_from_mw | pf_p_a_to_mw | pf_p_b_to_mw | pf_p_c_to_mw | pf_q_a_from_mvar | pf_q_b_from_mvar | pf_q_c_from_mvar | pf_q_a_to_mvar | pf_q_b_to_mvar | pf_q_c_to_mvar | pf_ikss_a_from_degree | pf_ikss_b_from_degree | pf_ikss_c_from_degree | pf_ikss_a_to_degree | pf_ikss_b_to_degree | pf_ikss_c_to_degree | 3xI0 | pf_vm_a_from_pu | pf_vm_b_from_pu | pf_vm_c_from_pu | pf_vm_a_to_pu | pf_vm_b_to_pu | pf_vm_c_to_pu | pf_va_a_from_degree | pf_va_b_from_degree | pf_va_c_from_degree | pf_va_a_to_degree | pf_va_b_to_degree | pf_va_c_to_degree
Line0_1_2 | 0.024988 | 2.0354 | 1.878 | 0.024988 | 2.0354 | 1.878 | 0.0057708 | 0.47005 | 0.43371 | 0.0057708 | 0.47005 | 0.43371 | 0.0094422 | 0.16266 | 0.14397 | -0.0094295 | -0.12211 | -0.10788 | 0.00014784 | 0.32893 | 0.28434 | -0.00012316 | -0.24679 | -0.21318 | -2.0762 | -159.0785 | 23.0648 | 177.9234 | 20.9215 | -156.9352 |  | 1.6364 | 0.78066 | 0.73487 | 1.6342 | 0.58578 | 0.55088 | -1.1792 | -95.3917 | 86.2101 | -1.3283 | -95.4034 | 86.2234
Line10_11_12 | 0.024711 | 0.024711 | 0.024711 | 0.024711 | 0.024711 | 0.024711 | 0.0057068 | 0.0057068 | 0.0057068 | 0.0057068 | 0.0057068 | 0.0057068 | 0.009326 | -0.00016673 | 2.7876e-05 | -0.009323 | 0.00016975 | -2.4789e-05 | 0.00033755 | -0.0044644 | 0.0041814 | -0.00033152 | 0.0044705 | -0.0041753 | -3.3255 | -3.3255 | -3.3256 | 176.674 | 176.674 | 176.674 |  | 1.6353 | 0.78284 | 0.73272 | 1.6347 | 0.78393 | 0.73165 | -1.2527 | -95.4644 | 86.2925 | -1.2895 | -95.5005 | 86.3338
Line11_12_13 | 0.024711 | 0.024711 | 0.024711 | 0.024711 | 0.024711 | 0.024711 | 0.0057068 | 0.0057068 | 0.0057068 | 0.0057068 | 0.0057068 | 0.0057068 | 0.009323 | -0.00016975 | 2.479e-05 | -0.0093199 | 0.00017277 | -2.1704e-05 | 0.00033152 | -0.0044705 | 0.0041753 | -0.00032548 | 0.0044766 | -0.0041692 | -3.326 | -3.326 | -3.326 | 176.6735 | 176.6736 | 176.6735 |  | 1.6347 | 0.78393 | 0.73165 | 1.6341 | 0.78502 | 0.73057 | -1.2895 | -95.5005 | 86.3338 | -1.3263 | -95.5366 | 86.3752
Line12_13_15 | 0 | 0 | 0 | 0 | 0 | 0 | 0 | 0 | 0 | 0 | 0 | 0 | 1.685e-08 | -1.0744e-07 | 9.6842e-08 | -1.4436e-08 | 7.2251e-08 | -6.4065e-08 | -2.1937e-07 | 3.4888e-10 | 4.1898e-09 | 1.461e-07 | 1.0786e-09 | -4.4249e-09 | 0 | 0 | 0 | 0 | 0 | 0 |  | 1.6341 | 0.78502 | 0.73057 | 1.6341 | 0.78502 | 0.73057 | -1.3263 | -95.5366 | 86.3752 | -1.3263 | -95.5366 | 86.3752
Line13_13_14 | 0.024711 | 0.024711 | 0.024711 | 0.024711 | 0.024711 | 0.024711 | 0.0057068 | 0.0057068 | 0.0057068 | 0.0057068 | 0.0057068 | 0.0057068 | 0.0093199 | -0.00017266 | 2.1608e-05 | -0.0093168 | 0.00017568 | -1.8522e-05 | 0.0003257 | -0.0044766 | 0.0041692 | -0.00031967 | 0.0044828 | -0.0041631 | -3.3278 | -3.3278 | -3.3278 | 176.6717 | 176.6718 | 176.6717 |  | 1.6341 | 0.78502 | 0.73057 | 1.6335 | 0.78611 | 0.7295 | -1.3263 | -95.5366 | 86.3752 | -1.3632 | -95.5725 | 86.4168
Line14_15_16 | 0 | 0 | 0 | 0 | 0 | 0 | 0 | 0 | 0 | 0 | 0 | 0 | 1.1234e-08 | -7.1629e-08 | 6.4561e-08 | -8.8189e-09 | 3.6437e-08 | -3.1784e-08 | -1.4625e-07 | 2.3259e-10 | 2.7932e-09 | 7.2971e-08 | 1.1949e-09 | -3.0283e-09 | 0 | 0 | 0 | 0 | 0 | 0 |  | 1.6341 | 0.78502 | 0.73057 | 1.6341 | 0.78502 | 0.73057 | -1.3263 | -95.5366 | 86.3752 | -1.3263 | -95.5366 | 86.3752
Line15_16_17 | 0 | 0 | 0 | 0 | 0 | 0 | 0 | 0 | 0 | 0 | 0 | 0 | 5.6168e-09 | -3.5814e-08 | 3.2281e-08 | -3.202e-09 | 6.2239e-10 | 4.9658e-10 | -7.3124e-08 | 1.1629e-10 | 1.3966e-09 | -1.5256e-10 | 1.3112e-09 | -1.6317e-09 | 0 | 0 | 0 | 0 | 0 | 0 |  | 1.6341 | 0.78502 | 0.73057 | 1.6341 | 0.78502 | 0.73057 | -1.3263 | -95.5366 | 86.3752 | -1.3263 | -95.5366 | 86.3752
Line16_4_18 | 0 | 0 | 0 | 0 | 0 | 0 | 0 | 0 | 0 | 0 | 0 | 0 | 5.3434e-09 | -3.5773e-08 | 3.2532e-08 | -3.2155e-09 | 6.2666e-10 | 4.8656e-10 | -7.3446e-08 | 2.5711e-10 | 1.139e-09 | -1.4004e-10 | 1.3112e-09 | -1.6442e-09 | 0 | 0 | 0 | 0 | 0 | 0 |  | 1.6358 | 0.78176 | 0.73379 | 1.6358 | 0.78176 | 0.73379 | -1.2162 | -95.4276 | 86.2507 | -1.2162 | -95.4276 | 86.2507
Line17_5_19 | 0 | 0 | 0 | 0 | 0 | 0 | 0 | 0 | 0 | 0 | 0 | 0 | 5.2512e-09 | -3.5758e-08 | 3.2615e-08 | -3.2199e-09 | 6.281e-10 | 4.8319e-10 | -7.3552e-08 | 3.0473e-10 | 1.0523e-09 | -1.3582e-10 | 1.3111e-09 | -1.6484e-09 | 0 | 0 | 0 | 0 | 0 | 0 |  | 1.6364 | 0.78066 | 0.73487 | 1.6364 | 0.78066 | 0.73487 | -1.1792 | -95.3917 | 86.2101 | -1.1792 | -95.3917 | 86.2101
Line1_1_3 | 0.024711 | 0.024711 | 0.024711 | 0.024711 | 0.024711 | 0.024711 | 0.0057068 | 0.0057068 | 0.0057068 | 0.0057068 | 0.0057068 | 0.0057068 | 0.0093321 | -0.0001607 | 3.4047e-05 | -0.0093291 | 0.00016372 | -3.0961e-05 | 0.00034961 | -0.0044522 | 0.0041936 | -0.00034358 | 0.0044583 | -0.0041875 | -3.3246 | -3.3246 | -3.3247 | 176.6749 | 176.675 | 176.6748 |  | 1.6364 | 0.78066 | 0.73487 | 1.6358 | 0.78175 | 0.73379 | -1.1792 | -95.3917 | 86.2101 | -1.2159 | -95.4281 | 86.2512
Line2_1_4 | 0.024811 | 0.024811 | 0.024811 | 0.024811 | 0.024811 | 0.024811 | 0.0057299 | 0.0057299 | 0.0057299 | 0.0057299 | 0.0057299 | 0.0057299 | 0.0093723 | -0.00019668 | 6.747e-05 | -0.0093693 | 0.00019972 | -6.4359e-05 | 0.00027695 | -0.0044688 | 0.0042102 | -0.00027087 | 0.004475 | -0.004204 | -2.8717 | -2.8717 | -2.8717 | 177.1278 | 177.1278 | 177.1278 |  | 1.6364 | 0.78066 | 0.73487 | 1.6358 | 0.78176 | 0.73379 | -1.1792 | -95.3917 | 86.2101 | -1.2162 | -95.4276 | 86.2507
Line3_1_5 | 0 | 0 | 0 | 0 | 0 | 0 | 0 | 0 | 0 | 0 | 0 | 0 | 1.0502e-08 | -7.1516e-08 | 6.5231e-08 | -8.4711e-09 | 3.6386e-08 | -3.2132e-08 | -1.471e-07 | 6.0946e-10 | 2.1047e-09 | 7.3416e-08 | 1.0064e-09 | -2.7007e-09 | 0 | 0 | 0 | 0 | 0 | 0 |  | 1.6364 | 0.78066 | 0.73487 | 1.6364 | 0.78066 | 0.73487 | -1.1792 | -95.3917 | 86.2101 | -1.1792 | -95.3917 | 86.2101
Line4_2_6 | 0.024988 | 2.0354 | 1.878 | 0.024988 | 2.0354 | 1.878 | 0.0057708 | 0.47005 | 0.43371 | 0.0057708 | 0.47005 | 0.43371 | 0.0094295 | 0.12211 | 0.10788 | -0.0094169 | -0.081548 | -0.071781 | 0.00012316 | 0.24679 | 0.21318 | -9.8483e-05 | -0.16465 | -0.14201 | -2.0766 | -159.0785 | 23.0648 | 177.9229 | 20.9215 | -156.9352 |  | 1.6342 | 0.58578 | 0.55088 | 1.6319 | 0.39089 | 0.36689 | -1.3283 | -95.4034 | 86.2234 | -1.4779 | -95.4267 | 86.2498
Line5_6_7 | 0.024988 | 2.0354 | 1.878 | 0.024988 | 2.0354 | 1.878 | 0.0057708 | 0.47005 | 0.43371 | 0.0057708 | 0.47005 | 0.43371 | 0.0094168 | 0.081548 | 0.071781 | -0.0094042 | -0.04099 | -0.035684 | 9.8483e-05 | 0.16465 | 0.14201 | -7.3806e-05 | -0.08251 | -0.070842 | -2.0771 | -159.0785 | 23.0648 | 177.9225 | 20.9215 | -156.9352 |  | 1.6319 | 0.39089 | 0.36689 | 1.6297 | 0.196 | 0.18289 | -1.4779 | -95.4267 | 86.2498 | -1.6278 | -95.4964 | 86.3296
Line6_7_8 | 0 | 2.0584 | 1.8554 | 0 | 2.0584 | 1.8554 | 0 | 0.47537 | 0.42849 | 0 | 0.47537 | 0.42849 | 1.0127e-08 | 0.041058 | 0.035655 | -9.4646e-09 | 2.1998e-14 | 1.0709e-14 | -2.2154e-07 | 0.083639 | 0.069787 | 1.4743e-07 | -6.4292e-15 | 4.3863e-15 | 0 | -159.3503 | 23.3926 | 0 | 20.6498 | -156.6074 |  | 1.6297 | 0.196 | 0.18289 | 1.628 | 0 | 0 | -1.6278 | -95.4964 | 86.3296 | -1.7403 | 0 | 0
Line7_8_9 | 0 | 0 | 0 | 0 | 0 | 0 | 0 | 0 | 0 | 0 | 0 | 0 | 3.1549e-09 | 3.426e-22 | -8.7448e-22 | -3.1549e-09 | 8.0005e-19 | -1.2419e-17 | -7.3814e-08 | -2.34e-21 | 7.261e-22 | -1.9941e-10 | 2.5262e-17 | -5.4288e-18 | 0 | 0 | 0 | 0 | 0 | 0 |  | 1.628 | 0 | 0 | 1.628 | 0 | 0 | -1.7403 | 0 | 0 | -1.7403 | 0 | 0
Line8_8_10 | 0 | 0 | 0 | 0 | 0 | 0 | 0 | 0 | 0 | 0 | 0 | 0 | 3.1549e-09 | 3.426e-22 | -8.7448e-22 | -3.1549e-09 | 8.0005e-19 | -1.2419e-17 | -7.3814e-08 | -2.34e-21 | 7.261e-22 | -1.9941e-10 | 2.5262e-17 | -5.4288e-18 | 0 | 0 | 0 | 0 | 0 | 0 |  | 1.628 | 0 | 0 | 1.628 | 0 | 0 | -1.7403 | 0 | 0 | -1.7403 | 0 | 0
Line9_3_11 | 0.024711 | 0.024711 | 0.024711 | 0.024711 | 0.024711 | 0.024711 | 0.0057068 | 0.0057068 | 0.0057068 | 0.0057068 | 0.0057068 | 0.0057068 | 0.0093291 | -0.00016372 | 3.0961e-05 | -0.009326 | 0.00016674 | -2.7875e-05 | 0.00034358 | -0.0044583 | 0.0041875 | -0.00033755 | 0.0044644 | -0.0041814 | -3.3251 | -3.325 | -3.3251 | 176.6744 | 176.6745 | 176.6744 |  | 1.6358 | 0.78175 | 0.73379 | 1.6353 | 0.78284 | 0.73272 | -1.2159 | -95.4281 | 86.2512 | -1.2527 | -95.4644 | 86.2925

## LLG_max_fault_6
name | pf_ikss_a_from_ka | pf_ikss_b_from_ka | pf_ikss_c_from_ka | pf_ikss_a_to_ka | pf_ikss_b_to_ka | pf_ikss_c_to_ka | pf_skss_a_from_mw | pf_skss_b_from_mw | pf_skss_c_from_mw | pf_skss_a_to_mw | pf_skss_b_to_mw | pf_skss_c_to_mw | pf_p_a_from_mw | pf_p_b_from_mw | pf_p_c_from_mw | pf_p_a_to_mw | pf_p_b_to_mw | pf_p_c_to_mw | pf_q_a_from_mvar | pf_q_b_from_mvar | pf_q_c_from_mvar | pf_q_a_to_mvar | pf_q_b_to_mvar | pf_q_c_to_mvar | pf_ikss_a_from_degree | pf_ikss_b_from_degree | pf_ikss_c_from_degree | pf_ikss_a_to_degree | pf_ikss_b_to_degree | pf_ikss_c_to_degree | 3xI0 | pf_vm_a_from_pu | pf_vm_b_from_pu | pf_vm_c_from_pu | pf_vm_a_to_pu | pf_vm_b_to_pu | pf_vm_c_to_pu | pf_va_a_from_degree | pf_va_b_from_degree | pf_va_c_from_degree | pf_va_a_to_degree | pf_va_b_to_degree | pf_va_c_to_degree
Line0_1_2 | 0.0034103 | 0.032644 | 0.030474 | 0.0034103 | 0.032644 | 0.030474 | 0.00078757 | 0.0075389 | 0.0070377 | 0.00078757 | 0.0075389 | 0.0070377 | 0.00070216 | 0.0061138 | 0.0043324 | -0.00070192 | -0.0061056 | -0.0043215 | 0.00051672 | 0.0051794 | 0.0053561 | -0.00051626 | -0.0051581 | -0.0053392 | -38.8037 | -156.5083 | 67.4043 | 141.1959 | 23.4918 | -112.5956 |  | 1.1069 | 1.0629 | 0.97886 | 1.1063 | 1.0602 | 0.97601 | -2.4541 | -116.238 | 118.436 | -2.4694 | -116.3166 | 118.4179
Line10_11_12 | 0.0033725 | 0.0033725 | 0.0033725 | 0.0033725 | 0.0033725 | 0.0033725 | 0.00077885 | 0.00077885 | 0.00077885 | 0.00077885 | 0.00077885 | 0.00077885 | 0.00068296 | 0.00019756 | -0.0007094 | -0.0006829 | -0.00019751 | 0.00070946 | 0.00052579 | -0.00080409 | 0.00027932 | -0.00052568 | 0.00080421 | -0.0002792 | -40.053 | -40.053 | -40.053 | 139.9465 | 139.9465 | 139.9465 |  | 1.1066 | 1.0631 | 0.97889 | 1.1065 | 1.0632 | 0.97891 | -2.4615 | -116.2494 | 118.455 | -2.4652 | -116.2551 | 118.4646
Line11_12_13 | 0.0033725 | 0.0033725 | 0.0033725 | 0.0033725 | 0.0033725 | 0.0033725 | 0.00077885 | 0.00077885 | 0.00077885 | 0.00077885 | 0.00077885 | 0.00077885 | 0.0006829 | 0.00019751 | -0.00070946 | -0.00068283 | -0.00019746 | 0.00070951 | 0.00052568 | -0.00080421 | 0.0002792 | -0.00052557 | 0.00080432 | -0.00027908 | -40.0535 | -40.0535 | -40.0535 | 139.946 | 139.9461 | 139.9461 |  | 1.1065 | 1.0632 | 0.97891 | 1.1063 | 1.0634 | 0.97892 | -2.4652 | -116.2551 | 118.4646 | -2.4689 | -116.2608 | 118.4741
Line12_13_15 | 0 | 0 | 0 | 0 | 0 | 0 | 0 | 0 | 0 | 0 | 0 | 0 | 1.3062e-08 | -1.8797e-08 | 5.8539e-09 | -8.9404e-09 | 1.247e-08 | -3.6488e-09 | -1.5579e-08 | -5.4208e-09 | 1.7022e-08 | 1.0202e-08 | 3.8808e-09 | -1.1449e-08 | 0 | 0 | 0 | 0 | 0 | 0 |  | 1.1063 | 1.0634 | 0.97892 | 1.1063 | 1.0634 | 0.97892 | -2.4689 | -116.2608 | 118.4741 | -2.4689 | -116.2608 | 118.4741
Line13_13_14 | 0.0033725 | 0.0033725 | 0.0033725 | 0.0033725 | 0.0033725 | 0.0033725 | 0.00077885 | 0.00077885 | 0.00077885 | 0.00077885 | 0.00077885 | 0.00077885 | 0.00068282 | 0.00019748 | -0.00070952 | -0.00068276 | -0.00019743 | 0.00070958 | 0.00052559 | -0.00080431 | 0.00027907 | -0.00052548 | 0.00080442 | -0.00027895 | -40.0553 | -40.0553 | -40.0553 | 139.9442 | 139.9442 | 139.9442 |  | 1.1063 | 1.0634 | 0.97892 | 1.1062 | 1.0635 | 0.97894 | -2.4689 | -116.2608 | 118.4741 | -2.4726 | -116.2665 | 118.4836
Line14_15_16 | 0 | 0 | 0 | 0 | 0 | 0 | 0 | 0 | 0 | 0 | 0 | 0 | 8.7078e-09 | -1.2531e-08 | 3.9026e-09 | -4.5865e-09 | 6.2048e-09 | -1.6975e-09 | -1.0386e-08 | -3.6139e-09 | 1.1348e-08 | 5.0095e-09 | 2.0739e-09 | -5.7745e-09 | 0 | 0 | 0 | 0 | 0 | 0 |  | 1.1063 | 1.0634 | 0.97892 | 1.1063 | 1.0634 | 0.97892 | -2.4689 | -116.2608 | 118.4741 | -2.4689 | -116.2608 | 118.4741
Line15_16_17 | 0 | 0 | 0 | 0 | 0 | 0 | 0 | 0 | 0 | 0 | 0 | 0 | 4.3539e-09 | -6.2656e-09 | 1.9513e-09 | -2.3254e-10 | -6.0841e-11 | 2.5379e-10 | -5.193e-09 | -1.8069e-09 | 5.6741e-09 | -1.8348e-10 | 2.6699e-10 | -1.0036e-10 | 0 | 0 | 0 | 0 | 0 | 0 |  | 1.1063 | 1.0634 | 0.97892 | 1.1063 | 1.0634 | 0.97892 | -2.4689 | -116.2608 | 118.4741 | -2.4689 | -116.2608 | 118.4741
Line16_4_18 | 0 | 0 | 0 | 0 | 0 | 0 | 0 | 0 | 0 | 0 | 0 | 0 | 4.3388e-09 | -6.2926e-09 | 1.9938e-09 | -2.3439e-10 | -5.945e-11 | 2.5389e-10 | -5.2359e-09 | -1.7763e-09 | 5.6783e-09 | -1.8274e-10 | 2.6812e-10 | -1.0223e-10 | 0 | 0 | 0 | 0 | 0 | 0 |  | 1.1068 | 1.063 | 0.97888 | 1.1068 | 1.063 | 0.97888 | -2.4579 | -116.2437 | 118.4456 | -2.4579 | -116.2437 | 118.4456
Line17_5_19 | 0 | 0 | 0 | 0 | 0 | 0 | 0 | 0 | 0 | 0 | 0 | 0 | 4.3336e-09 | -6.3016e-09 | 2.0081e-09 | -2.35e-10 | -5.898e-11 | 2.5392e-10 | -5.2503e-09 | -1.7659e-09 | 5.6795e-09 | -1.8249e-10 | 2.6849e-10 | -1.0286e-10 | 0 | 0 | 0 | 0 | 0 | 0 |  | 1.1069 | 1.0629 | 0.97886 | 1.1069 | 1.0629 | 0.97886 | -2.4541 | -116.238 | 118.436 | -2.4541 | -116.238 | 118.436
Line1_1_3 | 0.0033725 | 0.0033725 | 0.0033725 | 0.0033725 | 0.0033725 | 0.0033725 | 0.00077885 | 0.00077885 | 0.00077885 | 0.00077885 | 0.00077885 | 0.00077885 | 0.00068308 | 0.00019766 | -0.00070928 | -0.00068302 | -0.00019761 | 0.00070934 | 0.000526 | -0.00080387 | 0.00027956 | -0.0005259 | 0.00080398 | -0.00027944 | -40.0521 | -40.0521 | -40.0521 | 139.9474 | 139.9474 | 139.9474 |  | 1.1069 | 1.0629 | 0.97886 | 1.1068 | 1.063 | 0.97888 | -2.4541 | -116.238 | 118.436 | -2.4578 | -116.2437 | 118.4455
Line2_1_4 | 0.0033861 | 0.0033861 | 0.0033861 | 0.0033861 | 0.0033861 | 0.0033861 | 0.000782 | 0.000782 | 0.000782 | 0.000782 | 0.000782 | 0.000782 | 0.00068999 | 0.00019207 | -0.0007099 | -0.00068993 | -0.00019202 | 0.00070996 | 0.00052269 | -0.00080866 | 0.00028631 | -0.00052258 | 0.00080878 | -0.00028619 | -39.5992 | -39.5992 | -39.5992 | 140.4003 | 140.4003 | 140.4003 |  | 1.1069 | 1.0629 | 0.97886 | 1.1068 | 1.063 | 0.97888 | -2.4541 | -116.238 | 118.436 | -2.4579 | -116.2437 | 118.4456
Line3_1_5 | 0 | 0 | 0 | 0 | 0 | 0 | 0 | 0 | 0 | 0 | 0 | 0 | 8.6671e-09 | -1.2603e-08 | 4.0162e-09 | -4.5686e-09 | 6.2426e-09 | -1.7542e-09 | -1.0501e-08 | -3.5318e-09 | 1.1359e-08 | 5.0678e-09 | 2.0344e-09 | -5.7824e-09 | 0 | 0 | 0 | 0 | 0 | 0 |  | 1.1069 | 1.0629 | 0.97886 | 1.1069 | 1.0629 | 0.97886 | -2.4541 | -116.238 | 118.436 | -2.4541 | -116.238 | 118.436
Line4_2_6 | 0.0034103 | 0.032644 | 0.030474 | 0.0034103 | 0.032644 | 0.030474 | 0.00078757 | 0.0075389 | 0.0070377 | 0.00078757 | 0.0075389 | 0.0070377 | 0.00070192 | 0.0061056 | 0.0043215 | -0.00070168 | -0.0060975 | -0.0043105 | 0.00051626 | 0.0051581 | 0.0053392 | -0.00051581 | -0.0051368 | -0.0053222 | -38.8041 | -156.5082 | 67.4044 | 141.1954 | 23.4918 | -112.5956 |  | 1.1063 | 1.0602 | 0.97601 | 1.1058 | 1.0576 | 0.97316 | -2.4694 | -116.3166 | 118.4179 | -2.4846 | -116.3956 | 118.3998
Line5_6_7 | 0.0034103 | 0.032644 | 0.030474 | 0.0034103 | 0.032644 | 0.030474 | 0.00078757 | 0.0075389 | 0.0070377 | 0.00078757 | 0.0075389 | 0.0070377 | 0.00070168 | 0.0060975 | 0.0043105 | -0.00070144 | -0.0060893 | -0.0042996 | 0.00051581 | 0.0051368 | 0.0053222 | -0.00051535 | -0.0051155 | -0.0053052 | -38.8046 | -156.5082 | 67.4044 | 141.195 | 23.4918 | -112.5956 |  | 1.1058 | 1.0576 | 0.97316 | 1.1052 | 1.0549 | 0.9703 | -2.4846 | -116.3956 | 118.3998 | -2.4999 | -116.475 | 118.3815
Line6_7_8 | 0 | 0.034363 | 0.031596 | 0 | 0.034363 | 0.031596 | 0 | 0.0079357 | 0.0072969 | 0 | 0.0079357 | 0.0072969 | 1.277e-08 | 0.0059118 | 0.005004 | -8.7268e-09 | -0.0059039 | -0.0049917 | -1.607e-08 | 0.0059272 | 0.0050089 | 1.0538e-08 | -0.0059039 | -0.0049917 | 0 | -161.5492 | 73.3533 | 0 | 18.4508 | -106.6467 |  | 1.1052 | 1.0549 | 0.9703 | 1.1047 | 1.0521 | 0.96744 | -2.4999 | -116.475 | 118.3815 | -2.5113 | -116.5491 | 118.3533
Line7_8_9 | 0 | 0 | 0 | 0 | 0 | 0 | 0 | 0 | 0 | 0 | 0 | 0 | 4.2505e-09 | -6.3717e-09 | 2.0713e-09 | -2.2579e-10 | -1.5583e-11 | 2.9134e-10 | -5.362e-09 | -1.592e-09 | 5.625e-09 | -1.8636e-10 | 2.4382e-10 | -1.0703e-10 | 0 | 0 | 0 | 0 | 0 | 0 |  | 1.1047 | 1.0521 | 0.96744 | 1.1047 | 1.0521 | 0.96744 | -2.5113 | -116.5491 | 118.3533 | -2.5113 | -116.5491 | 118.3533
Line8_8_10 | 0 | 0 | 0 | 0 | 0 | 0 | 0 | 0 | 0 | 0 | 0 | 0 | 4.2505e-09 | -6.3717e-09 | 2.0713e-09 | -2.2579e-10 | -1.5583e-11 | 2.9134e-10 | -5.362e-09 | -1.592e-09 | 5.625e-09 | -1.8636e-10 | 2.4382e-10 | -1.0703e-10 | 0 | 0 | 0 | 0 | 0 | 0 |  | 1.1047 | 1.0521 | 0.96744 | 1.1047 | 1.0521 | 0.96744 | -2.5113 | -116.5491 | 118.3533 | -2.5113 | -116.5491 | 118.3533
Line9_3_11 | 0.0033725 | 0.0033725 | 0.0033725 | 0.0033725 | 0.0033725 | 0.0033725 | 0.00077885 | 0.00077885 | 0.00077885 | 0.00077885 | 0.00077885 | 0.00077885 | 0.00068302 | 0.00019761 | -0.00070934 | -0.00068296 | -0.00019756 | 0.0007094 | 0.0005259 | -0.00080398 | 0.00027944 | -0.00052579 | 0.00080409 | -0.00027932 | -40.0526 | -40.0526 | -40.0526 | 139.947 | 139.947 | 139.947 |  | 1.1068 | 1.063 | 0.97888 | 1.1066 | 1.0631 | 0.97889 | -2.4578 | -116.2437 | 118.4455 | -2.4615 | -116.2494 | 118.455

## LLG_max_fault_10
name | pf_ikss_a_from_ka | pf_ikss_b_from_ka | pf_ikss_c_from_ka | pf_ikss_a_to_ka | pf_ikss_b_to_ka | pf_ikss_c_to_ka | pf_skss_a_from_mw | pf_skss_b_from_mw | pf_skss_c_from_mw | pf_skss_a_to_mw | pf_skss_b_to_mw | pf_skss_c_to_mw | pf_p_a_from_mw | pf_p_b_from_mw | pf_p_c_from_mw | pf_p_a_to_mw | pf_p_b_to_mw | pf_p_c_to_mw | pf_q_a_from_mvar | pf_q_b_from_mvar | pf_q_c_from_mvar | pf_q_a_to_mvar | pf_q_b_to_mvar | pf_q_c_to_mvar | pf_ikss_a_from_degree | pf_ikss_b_from_degree | pf_ikss_c_from_degree | pf_ikss_a_to_degree | pf_ikss_b_to_degree | pf_ikss_c_to_degree | 3xI0 | pf_vm_a_from_pu | pf_vm_b_from_pu | pf_vm_c_from_pu | pf_vm_a_to_pu | pf_vm_b_to_pu | pf_vm_c_to_pu | pf_va_a_from_degree | pf_va_b_from_degree | pf_va_c_from_degree | pf_va_a_to_degree | pf_va_b_to_degree | pf_va_c_to_degree
Line0_1_2 | 0.0035726 | 0.034196 | 0.031921 | 0.0035726 | 0.034196 | 0.031921 | 0.00082505 | 0.0078972 | 0.0073719 | 0.00082505 | 0.0078972 | 0.0073719 | 0.00077057 | 0.0067089 | 0.0047535 | -0.00077031 | -0.0066999 | -0.0047415 | 0.00056707 | 0.0056836 | 0.0058769 | -0.00056657 | -0.0056602 | -0.0058583 | -38.8056 | -156.5149 | 67.401 | 141.194 | 23.4852 | -112.599 |  | 1.1596 | 1.1134 | 1.0253 | 1.159 | 1.1106 | 1.0224 | -2.456 | -116.2446 | 118.4332 | -2.4713 | -116.3232 | 118.4152
Line10_11_12 | 0.003533 | 0.003533 | 0.003533 | 0.003533 | 0.003533 | 0.003533 | 0.00081591 | 0.00081591 | 0.00081591 | 0.00081591 | 0.00081591 | 0.00081591 | 0.0007495 | 0.00021673 | -0.00077844 | -0.00074943 | -0.00021667 | 0.0007785 | 0.00057702 | -0.00088242 | 0.00030652 | -0.0005769 | 0.00088255 | -0.00030639 | -40.0549 | -40.0549 | -40.0549 | 139.9446 | 139.9446 | 139.9446 |  | 1.1593 | 1.1137 | 1.0254 | 1.1591 | 1.1138 | 1.0254 | -2.4634 | -116.256 | 118.4523 | -2.4671 | -116.2617 | 118.4618
Line11_12_13 | 0.003533 | 0.003533 | 0.003533 | 0.003533 | 0.003533 | 0.003533 | 0.00081591 | 0.00081591 | 0.00081591 | 0.00081591 | 0.00081591 | 0.00081591 | 0.00074943 | 0.00021667 | -0.0007785 | -0.00074937 | -0.00021662 | 0.00077857 | 0.0005769 | -0.00088255 | 0.00030639 | -0.00057678 | 0.00088267 | -0.00030626 | -40.0554 | -40.0554 | -40.0554 | 139.9442 | 139.9442 | 139.9442 |  | 1.1591 | 1.1138 | 1.0254 | 1.159 | 1.1139 | 1.0254 | -2.4671 | -116.2617 | 118.4618 | -2.4708 | -116.2674 | 118.4713
Line12_13_15 | 0 | 0 | 0 | 0 | 0 | 0 | 0 | 0 | 0 | 0 | 0 | 0 | 1.4334e-08 | -2.0629e-08 | 6.4224e-09 | -9.8111e-09 | 1.3686e-08 | -4.0026e-09 | -1.7096e-08 | -5.9455e-09 | 1.868e-08 | 1.1196e-08 | 4.2561e-09 | -1.2563e-08 | 0 | 0 | 0 | 0 | 0 | 0 |  | 1.159 | 1.1139 | 1.0254 | 1.159 | 1.1139 | 1.0254 | -2.4708 | -116.2674 | 118.4713 | -2.4708 | -116.2674 | 118.4713
Line13_13_14 | 0.003533 | 0.003533 | 0.003533 | 0.003533 | 0.003533 | 0.003533 | 0.00081591 | 0.00081591 | 0.00081591 | 0.00081591 | 0.00081591 | 0.00081591 | 0.00074935 | 0.00021664 | -0.00077857 | -0.00074929 | -0.00021658 | 0.00077864 | 0.0005768 | -0.00088266 | 0.00030624 | -0.00057668 | 0.00088279 | -0.00030611 | -40.0572 | -40.0572 | -40.0572 | 139.9424 | 139.9424 | 139.9424 |  | 1.159 | 1.1139 | 1.0254 | 1.1588 | 1.1141 | 1.0254 | -2.4708 | -116.2674 | 118.4713 | -2.4745 | -116.2731 | 118.4808
Line14_15_16 | 0 | 0 | 0 | 0 | 0 | 0 | 0 | 0 | 0 | 0 | 0 | 0 | 9.556e-09 | -1.3753e-08 | 4.2816e-09 | -5.0331e-09 | 6.8099e-09 | -1.8618e-09 | -1.1398e-08 | -3.9637e-09 | 1.2453e-08 | 5.4973e-09 | 2.2743e-09 | -6.3369e-09 | 0 | 0 | 0 | 0 | 0 | 0 |  | 1.159 | 1.1139 | 1.0254 | 1.159 | 1.1139 | 1.0254 | -2.4708 | -116.2674 | 118.4713 | -2.4708 | -116.2674 | 118.4713
Line15_16_17 | 0 | 0 | 0 | 0 | 0 | 0 | 0 | 0 | 0 | 0 | 0 | 0 | 4.778e-09 | -6.8763e-09 | 2.1408e-09 | -2.5506e-10 | -6.6402e-11 | 2.79e-10 | -5.6988e-09 | -1.9818e-09 | 6.2265e-09 | -2.0152e-10 | 2.9248e-10 | -1.1033e-10 | 0 | 0 | 0 | 0 | 0 | 0 |  | 1.159 | 1.1139 | 1.0254 | 1.159 | 1.1139 | 1.0254 | -2.4708 | -116.2674 | 118.4713 | -2.4708 | -116.2674 | 118.4713
Line16_4_18 | 0 | 0 | 0 | 0 | 0 | 0 | 0 | 0 | 0 | 0 | 0 | 0 | 4.7614e-09 | -6.906e-09 | 2.1875e-09 | -2.5708e-10 | -6.4875e-11 | 2.7911e-10 | -5.7459e-09 | -1.9482e-09 | 6.2311e-09 | -2.0071e-10 | 2.9372e-10 | -1.1238e-10 | 0 | 0 | 0 | 0 | 0 | 0 |  | 1.1595 | 1.1135 | 1.0254 | 1.1595 | 1.1135 | 1.0254 | -2.4598 | -116.2503 | 118.4428 | -2.4598 | -116.2503 | 118.4428
Line17_5_19 | 0 | 0 | 0 | 0 | 0 | 0 | 0 | 0 | 0 | 0 | 0 | 0 | 4.7557e-09 | -6.9158e-09 | 2.2031e-09 | -2.5776e-10 | -6.4359e-11 | 2.7914e-10 | -5.7617e-09 | -1.9368e-09 | 6.2325e-09 | -2.0043e-10 | 2.9413e-10 | -1.1307e-10 | 0 | 0 | 0 | 0 | 0 | 0 |  | 1.1596 | 1.1134 | 1.0253 | 1.1596 | 1.1134 | 1.0253 | -2.456 | -116.2446 | 118.4332 | -2.456 | -116.2446 | 118.4332
Line1_1_3 | 0.003533 | 0.003533 | 0.003533 | 0.003533 | 0.003533 | 0.003533 | 0.00081591 | 0.00081591 | 0.00081591 | 0.00081591 | 0.00081591 | 0.00081591 | 0.00074964 | 0.00021684 | -0.00077831 | -0.00074957 | -0.00021678 | 0.00077837 | 0.00057725 | -0.00088218 | 0.00030678 | -0.00057714 | 0.0008823 | -0.00030665 | -40.054 | -40.054 | -40.054 | 139.9455 | 139.9455 | 139.9455 |  | 1.1596 | 1.1134 | 1.0253 | 1.1595 | 1.1135 | 1.0254 | -2.456 | -116.2446 | 118.4332 | -2.4597 | -116.2503 | 118.4428
Line2_1_4 | 0.0035473 | 0.0035473 | 0.0035473 | 0.0035473 | 0.0035473 | 0.0035473 | 0.00081921 | 0.00081921 | 0.00081921 | 0.00081921 | 0.00081921 | 0.00081921 | 0.00075722 | 0.00021071 | -0.00077899 | -0.00075716 | -0.00021065 | 0.00077906 | 0.00057362 | -0.00088744 | 0.00031419 | -0.0005735 | 0.00088756 | -0.00031406 | -39.6011 | -39.6011 | -39.6011 | 140.3984 | 140.3984 | 140.3984 |  | 1.1596 | 1.1134 | 1.0253 | 1.1595 | 1.1135 | 1.0254 | -2.456 | -116.2446 | 118.4332 | -2.4598 | -116.2503 | 118.4428
Line3_1_5 | 0 | 0 | 0 | 0 | 0 | 0 | 0 | 0 | 0 | 0 | 0 | 0 | 9.5113e-09 | -1.3832e-08 | 4.4062e-09 | -5.0134e-09 | 6.8514e-09 | -1.924e-09 | -1.1523e-08 | -3.8737e-09 | 1.2465e-08 | 5.5612e-09 | 2.231e-09 | -6.3456e-09 | 0 | 0 | 0 | 0 | 0 | 0 |  | 1.1596 | 1.1134 | 1.0253 | 1.1596 | 1.1134 | 1.0253 | -2.456 | -116.2446 | 118.4332 | -2.456 | -116.2446 | 118.4332
Line4_2_6 | 0.0035726 | 0.034196 | 0.031921 | 0.0035726 | 0.034196 | 0.031921 | 0.00082505 | 0.0078972 | 0.0073719 | 0.00082505 | 0.0078972 | 0.0073719 | 0.00077031 | 0.0066999 | 0.0047415 | -0.00077005 | -0.006691 | -0.0047295 | 0.00056657 | 0.0056602 | 0.0058583 | -0.00056607 | -0.0056368 | -0.0058396 | -38.806 | -156.5148 | 67.401 | 141.1935 | 23.4852 | -112.599 |  | 1.159 | 1.1106 | 1.0224 | 1.1584 | 1.1078 | 1.0194 | -2.4713 | -116.3232 | 118.4152 | -2.4865 | -116.4022 | 118.397
Line5_6_7 | 0.0035726 | 0.034196 | 0.031921 | 0.0035726 | 0.034196 | 0.031921 | 0.00082505 | 0.0078972 | 0.0073719 | 0.00082505 | 0.0078972 | 0.0073719 | 0.00077004 | 0.006691 | 0.0047295 | -0.00076978 | -0.006682 | -0.0047175 | 0.00056607 | 0.0056368 | 0.0058396 | -0.00056557 | -0.0056134 | -0.005821 | -38.8065 | -156.5148 | 67.401 | 141.1931 | 23.4852 | -112.599 |  | 1.1584 | 1.1078 | 1.0194 | 1.1578 | 1.1051 | 1.0164 | -2.4865 | -116.4022 | 118.397 | -2.5018 | -116.4816 | 118.3787
Line6_7_8 | 0 | 0.035996 | 0.033097 | 0 | 0.035996 | 0.033097 | 0 | 0.008313 | 0.0076434 | 0 | 0.008313 | 0.0076433 | 1.4014e-08 | 0.0064873 | 0.0054905 | -9.5766e-09 | -0.0064786 | -0.0054769 | -1.7635e-08 | 0.0065042 | 0.0054959 | 1.1564e-08 | -0.0064787 | -0.0054769 | 0 | -161.5558 | 73.3505 | 0 | 18.4442 | -106.6495 |  | 1.1578 | 1.1051 | 1.0164 | 1.1573 | 1.1022 | 1.0134 | -2.5018 | -116.4816 | 118.3787 | -2.5132 | -116.5557 | 118.3506
Line7_8_9 | 0 | 0 | 0 | 0 | 0 | 0 | 0 | 0 | 0 | 0 | 0 | 0 | 4.6645e-09 | -6.9927e-09 | 2.2725e-09 | -2.4765e-10 | -1.6745e-11 | 3.2019e-10 | -5.8843e-09 | -1.746e-09 | 6.1727e-09 | -2.0468e-10 | 2.6707e-10 | -1.1765e-10 | 0 | 0 | 0 | 0 | 0 | 0 |  | 1.1573 | 1.1022 | 1.0134 | 1.1573 | 1.1022 | 1.0134 | -2.5132 | -116.5557 | 118.3506 | -2.5132 | -116.5557 | 118.3506
Line8_8_10 | 0 | 0 | 0 | 0 | 0 | 0 | 0 | 0 | 0 | 0 | 0 | 0 | 4.6645e-09 | -6.9927e-09 | 2.2725e-09 | -2.4765e-10 | -1.6745e-11 | 3.2019e-10 | -5.8843e-09 | -1.746e-09 | 6.1727e-09 | -2.0468e-10 | 2.6707e-10 | -1.1765e-10 | 0 | 0 | 0 | 0 | 0 | 0 |  | 1.1573 | 1.1022 | 1.0134 | 1.1573 | 1.1022 | 1.0134 | -2.5132 | -116.5557 | 118.3506 | -2.5132 | -116.5557 | 118.3506
Line9_3_11 | 0.003533 | 0.003533 | 0.003533 | 0.003533 | 0.003533 | 0.003533 | 0.00081591 | 0.00081591 | 0.00081591 | 0.00081591 | 0.00081591 | 0.00081591 | 0.00074957 | 0.00021678 | -0.00077837 | -0.0007495 | -0.00021673 | 0.00077844 | 0.00057714 | -0.0008823 | 0.00030665 | -0.00057702 | 0.00088242 | -0.00030652 | -40.0545 | -40.0545 | -40.0545 | 139.9451 | 139.9451 | 139.9451 |  | 1.1595 | 1.1135 | 1.0254 | 1.1593 | 1.1137 | 1.0254 | -2.4597 | -116.2503 | 118.4428 | -2.4634 | -116.256 | 118.4523

## LLG_min_6
name | pf_ikss_a_from_ka | pf_ikss_b_from_ka | pf_ikss_c_from_ka | pf_ikss_a_to_ka | pf_ikss_b_to_ka | pf_ikss_c_to_ka | pf_skss_a_from_mw | pf_skss_b_from_mw | pf_skss_c_from_mw | pf_skss_a_to_mw | pf_skss_b_to_mw | pf_skss_c_to_mw | pf_p_a_from_mw | pf_p_b_from_mw | pf_p_c_from_mw | pf_p_a_to_mw | pf_p_b_to_mw | pf_p_c_to_mw | pf_q_a_from_mvar | pf_q_b_from_mvar | pf_q_c_from_mvar | pf_q_a_to_mvar | pf_q_b_to_mvar | pf_q_c_to_mvar | pf_ikss_a_from_degree | pf_ikss_b_from_degree | pf_ikss_c_from_degree | pf_ikss_a_to_degree | pf_ikss_b_to_degree | pf_ikss_c_to_degree | 3xI0 | pf_vm_a_from_pu | pf_vm_b_from_pu | pf_vm_c_from_pu | pf_vm_a_to_pu | pf_vm_b_to_pu | pf_vm_c_to_pu | pf_va_a_from_degree | pf_va_b_from_degree | pf_va_c_from_degree | pf_va_a_to_degree | pf_va_b_to_degree | pf_va_c_to_degree
Line0_1_2 | 0.021297 | 1.512 | 1.3995 | 0.021297 | 1.512 | 1.3995 | 0.0049184 | 0.34917 | 0.32321 | 0.0049184 | 0.34917 | 0.32321 | 0.0069082 | 0.17253 | 0.15326 | -0.0068908 | -0.12951 | -0.11484 | 0.00010638 | 0.18248 | 0.15689 | -8.8601e-05 | -0.13687 | -0.11766 | -2.026 | -144.6627 | 39.0611 | 177.9736 | 35.3373 | -140.9389 |  | 1.4047 | 0.7192 | 0.67858 | 1.4011 | 0.53966 | 0.50869 | -1.1437 | -98.0582 | 84.7322 | -1.2898 | -98.079 | 84.7556
Line10_11_12 | 0.020852 | 0.020852 | 0.020852 | 0.020852 | 0.020852 | 0.020852 | 0.0048156 | 0.0048156 | 0.0048156 | 0.0048156 | 0.0048156 | 0.0048156 | 0.0067516 | -0.00029772 | 0.00010583 | -0.0067474 | 0.00030187 | -0.00010163 | 0.00024174 | -0.00346 | 0.0032571 | -0.00023745 | 0.0034643 | -0.0032527 | -3.2654 | -3.2654 | -3.2655 | 176.7341 | 176.7342 | 176.7341 |  | 1.4029 | 0.72115 | 0.67671 | 1.402 | 0.72212 | 0.67578 | -1.2148 | -98.1835 | 84.8735 | -1.2504 | -98.2459 | 84.9445
Line11_12_13 | 0.020852 | 0.020852 | 0.020852 | 0.020852 | 0.020852 | 0.020852 | 0.0048156 | 0.0048156 | 0.0048156 | 0.0048156 | 0.0048156 | 0.0048156 | 0.0067474 | -0.00030187 | 0.00010163 | -0.0067433 | 0.00030602 | -9.743e-05 | 0.00023745 | -0.0034643 | 0.0032527 | -0.00023315 | 0.0034687 | -0.0032484 | -3.2659 | -3.2659 | -3.2659 | 176.7337 | 176.7337 | 176.7336 |  | 1.402 | 0.72212 | 0.67578 | 1.4011 | 0.7231 | 0.67485 | -1.2504 | -98.2459 | 84.9445 | -1.2861 | -98.3081 | 85.0156
Line12_13_15 | 0 | 0 | 0 | 0 | 0 | 0 | 0 | 0 | 0 | 0 | 0 | 0 | 1.2148e-08 | -8.3141e-08 | 7.5912e-08 | -1.0418e-08 | 5.5851e-08 | -5.0352e-08 | -1.5887e-07 | 4.5921e-09 | 1.5927e-09 | 1.058e-07 | -2.1304e-09 | -2.4096e-09 | 0 | 0 | 0 | 0 | 0 | 0 |  | 1.4011 | 0.7231 | 0.67485 | 1.4011 | 0.7231 | 0.67485 | -1.2861 | -98.3081 | 85.0156 | -1.2861 | -98.3081 | 85.0156
Line13_13_14 | 0.020852 | 0.020852 | 0.020852 | 0.020852 | 0.020852 | 0.020852 | 0.0048156 | 0.0048156 | 0.0048156 | 0.0048156 | 0.0048156 | 0.0048156 | 0.0067432 | -0.00030593 | 9.7355e-05 | -0.0067391 | 0.00031008 | -9.3155e-05 | 0.00023331 | -0.0034687 | 0.0032484 | -0.00022902 | 0.003473 | -0.003244 | -3.2677 | -3.2677 | -3.2677 | 176.7319 | 176.7319 | 176.7319 |  | 1.4011 | 0.7231 | 0.67485 | 1.4002 | 0.72408 | 0.67393 | -1.2861 | -98.3081 | 85.0156 | -1.3218 | -98.3701 | 85.087
Line14_15_16 | 0 | 0 | 0 | 0 | 0 | 0 | 0 | 0 | 0 | 0 | 0 | 0 | 8.0988e-09 | -5.5427e-08 | 5.0608e-08 | -6.3683e-09 | 2.8137e-08 | -2.5048e-08 | -1.0591e-07 | 3.0614e-09 | 1.0618e-09 | 5.2848e-08 | -5.9971e-10 | -1.8787e-09 | 0 | 0 | 0 | 0 | 0 | 0 |  | 1.4011 | 0.7231 | 0.67485 | 1.4011 | 0.7231 | 0.67485 | -1.2861 | -98.3081 | 85.0156 | -1.2861 | -98.3081 | 85.0156
Line15_16_17 | 0 | 0 | 0 | 0 | 0 | 0 | 0 | 0 | 0 | 0 | 0 | 0 | 4.0494e-09 | -2.7714e-08 | 2.5304e-08 | -2.3189e-09 | 4.2323e-10 | 2.5608e-10 | -5.2957e-08 | 1.5307e-09 | 5.3089e-10 | -1.0954e-10 | 9.3099e-10 | -1.3478e-09 | 0 | 0 | 0 | 0 | 0 | 0 |  | 1.4011 | 0.7231 | 0.67485 | 1.4011 | 0.7231 | 0.67485 | -1.2861 | -98.3081 | 85.0156 | -1.2861 | -98.3081 | 85.0156
Line16_4_18 | 0 | 0 | 0 | 0 | 0 | 0 | 0 | 0 | 0 | 0 | 0 | 0 | 3.8638e-09 | -2.7757e-08 | 2.5559e-08 | -2.3371e-09 | 4.2616e-10 | 2.4519e-10 | -5.3382e-08 | 1.6034e-09 | 2.8697e-10 | -1.0068e-10 | 9.3485e-10 | -1.3605e-09 | 0 | 0 | 0 | 0 | 0 | 0 |  | 1.4038 | 0.72019 | 0.67763 | 1.4038 | 0.72019 | 0.67763 | -1.1798 | -98.1208 | 84.8027 | -1.1798 | -98.1208 | 84.8027
Line17_5_19 | 0 | 0 | 0 | 0 | 0 | 0 | 0 | 0 | 0 | 0 | 0 | 0 | 3.8006e-09 | -2.7771e-08 | 2.5645e-08 | -2.3431e-09 | 4.2716e-10 | 2.415e-10 | -5.3524e-08 | 1.6282e-09 | 2.0415e-10 | -9.7669e-11 | 9.3611e-10 | -1.3648e-09 | 0 | 0 | 0 | 0 | 0 | 0 |  | 1.4047 | 0.7192 | 0.67858 | 1.4047 | 0.7192 | 0.67858 | -1.1437 | -98.0582 | 84.7322 | -1.1437 | -98.0582 | 84.7322
Line1_1_3 | 0.020852 | 0.020852 | 0.020852 | 0.020852 | 0.020852 | 0.020852 | 0.0048156 | 0.0048156 | 0.0048156 | 0.0048156 | 0.0048156 | 0.0048156 | 0.00676 | -0.00028943 | 0.00011423 | -0.0067558 | 0.00029358 | -0.00011003 | 0.00025033 | -0.0034513 | 0.0032658 | -0.00024604 | 0.0034556 | -0.0032614 | -3.2645 | -3.2645 | -3.2646 | 176.735 | 176.7351 | 176.735 |  | 1.4047 | 0.7192 | 0.67858 | 1.4038 | 0.72018 | 0.67764 | -1.1437 | -98.0582 | 84.7322 | -1.1792 | -98.1209 | 84.8027
Line2_1_4 | 0.021013 | 0.021013 | 0.021013 | 0.021013 | 0.021013 | 0.021013 | 0.0048527 | 0.0048527 | 0.0048527 | 0.0048527 | 0.0048527 | 0.0048527 | 0.0068139 | -0.00031899 | 0.00014098 | -0.0068096 | 0.00032321 | -0.00013671 | 0.0001987 | -0.0034755 | 0.0032899 | -0.00019434 | 0.0034799 | -0.0032855 | -2.8141 | -2.8141 | -2.8141 | 177.1855 | 177.1855 | 177.1854 |  | 1.4047 | 0.7192 | 0.67858 | 1.4038 | 0.72019 | 0.67763 | -1.1437 | -98.0582 | 84.7322 | -1.1798 | -98.1208 | 84.8027
Line3_1_5 | 0 | 0 | 0 | 0 | 0 | 0 | 0 | 0 | 0 | 0 | 0 | 0 | 7.6011e-09 | -5.5542e-08 | 5.129e-08 | -6.1437e-09 | 2.8198e-08 | -2.5403e-08 | -1.0705e-07 | 3.2565e-09 | 4.0831e-10 | 5.3426e-08 | -6.9211e-10 | -1.569e-09 | 0 | 0 | 0 | 0 | 0 | 0 |  | 1.4047 | 0.7192 | 0.67858 | 1.4047 | 0.7192 | 0.67858 | -1.1437 | -98.0582 | 84.7322 | -1.1437 | -98.0582 | 84.7322
Line4_2_6 | 0.021297 | 1.512 | 1.3995 | 0.021297 | 1.512 | 1.3995 | 0.0049184 | 0.34917 | 0.32321 | 0.0049184 | 0.34917 | 0.32321 | 0.0068908 | 0.12951 | 0.11484 | -0.0068734 | -0.086487 | -0.076423 | 8.8601e-05 | 0.13687 | 0.11766 | -7.0819e-05 | -0.091272 | -0.078427 | -2.0264 | -144.6627 | 39.0611 | 177.9731 | 35.3373 | -140.9389 |  | 1.4011 | 0.53966 | 0.50869 | 1.3976 | 0.36011 | 0.3388 | -1.2898 | -98.079 | 84.7556 | -1.4365 | -98.1205 | 84.8025
Line5_6_7 | 0.021297 | 1.512 | 1.3995 | 0.021297 | 1.512 | 1.3995 | 0.0049184 | 0.34917 | 0.32321 | 0.0049184 | 0.34917 | 0.32321 | 0.0068734 | 0.086487 | 0.076423 | -0.006856 | -0.043464 | -0.038006 | 7.0819e-05 | 0.091272 | 0.078427 | -5.3038e-05 | -0.04567 | -0.039195 | -2.0269 | -144.6627 | 39.0611 | 177.9727 | 35.3373 | -140.9389 |  | 1.3976 | 0.36011 | 0.3388 | 1.394 | 0.18056 | 0.16892 | -1.4365 | -98.1205 | 84.8025 | -1.5841 | -98.2447 | 84.9438
Line6_7_8 | 0 | 1.5289 | 1.3836 | 0 | 1.5289 | 1.3836 | 0 | 0.3531 | 0.31952 | 0 | 0.3531 | 0.31952 | 7.2424e-09 | 0.04356 | 0.037962 | -6.7601e-09 | -1.1087e-14 | -1.9527e-14 | -1.6188e-07 | 0.046553 | 0.038365 | 1.0768e-07 | 1.4982e-14 | 2.8447e-16 | 0 | -145.147 | 39.6408 | 0 | 34.853 | -140.3593 |  | 1.394 | 0.18056 | 0.16892 | 1.3913 | 0 | 0 | -1.5841 | -98.2447 | 84.9438 | -1.6946 | 0 | 0
Line7_8_9 | 0 | 0 | 0 | 0 | 0 | 0 | 0 | 0 | 0 | 0 | 0 | 0 | 2.2534e-09 | 5.617e-22 | 1.5096e-21 | -2.2534e-09 | 7.5925e-18 | -1.2277e-17 | -5.3912e-08 | 2.142e-21 | -1.5953e-21 | -1.4332e-10 | 2.1908e-17 | -1.3369e-18 | 0 | 0 | 0 | 0 | 0 | 0 |  | 1.3913 | 0 | 0 | 1.3913 | 0 | 0 | -1.6946 | 0 | 0 | -1.6946 | 0 | 0
Line8_8_10 | 0 | 0 | 0 | 0 | 0 | 0 | 0 | 0 | 0 | 0 | 0 | 0 | 2.2534e-09 | 5.617e-22 | 1.5096e-21 | -2.2534e-09 | 7.5925e-18 | -1.2277e-17 | -5.3912e-08 | 2.142e-21 | -1.5953e-21 | -1.4332e-10 | 2.1908e-17 | -1.3369e-18 | 0 | 0 | 0 | 0 | 0 | 0 |  | 1.3913 | 0 | 0 | 1.3913 | 0 | 0 | -1.6946 | 0 | 0 | -1.6946 | 0 | 0
Line9_3_11 | 0.020852 | 0.020852 | 0.020852 | 0.020852 | 0.020852 | 0.020852 | 0.0048156 | 0.0048156 | 0.0048156 | 0.0048156 | 0.0048156 | 0.0048156 | 0.0067558 | -0.00029358 | 0.00011003 | -0.0067516 | 0.00029773 | -0.00010583 | 0.00024604 | -0.0034556 | 0.0032614 | -0.00024174 | 0.00346 | -0.0032571 | -3.265 | -3.2649 | -3.265 | 176.7346 | 176.7346 | 176.7345 |  | 1.4038 | 0.72018 | 0.67764 | 1.4029 | 0.72115 | 0.67671 | -1.1792 | -98.1209 | 84.8027 | -1.2148 | -98.1835 | 84.8735

## LLG_min_10
name | pf_ikss_a_from_ka | pf_ikss_b_from_ka | pf_ikss_c_from_ka | pf_ikss_a_to_ka | pf_ikss_b_to_ka | pf_ikss_c_to_ka | pf_skss_a_from_mw | pf_skss_b_from_mw | pf_skss_c_from_mw | pf_skss_a_to_mw | pf_skss_b_to_mw | pf_skss_c_to_mw | pf_p_a_from_mw | pf_p_b_from_mw | pf_p_c_from_mw | pf_p_a_to_mw | pf_p_b_to_mw | pf_p_c_to_mw | pf_q_a_from_mvar | pf_q_b_from_mvar | pf_q_c_from_mvar | pf_q_a_to_mvar | pf_q_b_to_mvar | pf_q_c_to_mvar | pf_ikss_a_from_degree | pf_ikss_b_from_degree | pf_ikss_c_from_degree | pf_ikss_a_to_degree | pf_ikss_b_to_degree | pf_ikss_c_to_degree | 3xI0 | pf_vm_a_from_pu | pf_vm_b_from_pu | pf_vm_c_from_pu | pf_vm_a_to_pu | pf_vm_b_to_pu | pf_vm_c_to_pu | pf_va_a_from_degree | pf_va_b_from_degree | pf_va_c_from_degree | pf_va_a_to_degree | pf_va_b_to_degree | pf_va_c_to_degree
Line0_1_2 | 0.020176 | 1.4324 | 1.3259 | 0.020176 | 1.4324 | 1.3259 | 0.0046596 | 0.3308 | 0.3062 | 0.0046596 | 0.3308 | 0.3062 | 0.0062002 | 0.15485 | 0.13755 | -0.0061845 | -0.11624 | -0.10307 | 9.5479e-05 | 0.16377 | 0.14081 | -7.952e-05 | -0.12285 | -0.1056 | -2.026 | -144.6627 | 39.0611 | 177.9736 | 35.3373 | -140.9389 |  | 1.3308 | 0.68135 | 0.64286 | 1.3274 | 0.51125 | 0.48192 | -1.1437 | -98.0582 | 84.7322 | -1.2898 | -98.079 | 84.7556
Line10_11_12 | 0.019755 | 0.019755 | 0.019755 | 0.019755 | 0.019755 | 0.019755 | 0.0045621 | 0.0045621 | 0.0045621 | 0.0045621 | 0.0045621 | 0.0045621 | 0.0060596 | -0.00026721 | 9.4983e-05 | -0.0060559 | 0.00027093 | -9.1213e-05 | 0.00021697 | -0.0031054 | 0.0029232 | -0.00021311 | 0.0031093 | -0.0029193 | -3.2654 | -3.2654 | -3.2655 | 176.7341 | 176.7342 | 176.7341 |  | 1.3291 | 0.68319 | 0.6411 | 1.3282 | 0.68412 | 0.64022 | -1.2148 | -98.1835 | 84.8735 | -1.2504 | -98.2459 | 84.9445
Line11_12_13 | 0.019755 | 0.019755 | 0.019755 | 0.019755 | 0.019755 | 0.019755 | 0.0045621 | 0.0045621 | 0.0045621 | 0.0045621 | 0.0045621 | 0.0045621 | 0.0060559 | -0.00027093 | 9.1214e-05 | -0.0060521 | 0.00027465 | -8.7444e-05 | 0.00021311 | -0.0031093 | 0.0029193 | -0.00020926 | 0.0031132 | -0.0029154 | -3.2659 | -3.2659 | -3.2659 | 176.7337 | 176.7337 | 176.7336 |  | 1.3282 | 0.68412 | 0.64022 | 1.3274 | 0.68504 | 0.63934 | -1.2504 | -98.2459 | 84.9445 | -1.2861 | -98.3081 | 85.0156
Line12_13_15 | 0 | 0 | 0 | 0 | 0 | 0 | 0 | 0 | 0 | 0 | 0 | 0 | 1.0903e-08 | -7.462e-08 | 6.8131e-08 | -9.35e-09 | 5.0126e-08 | -4.5191e-08 | -1.4259e-07 | 4.1214e-09 | 1.4294e-09 | 9.496e-08 | -1.9121e-09 | -2.1626e-09 | 0 | 0 | 0 | 0 | 0 | 0 |  | 1.3274 | 0.68504 | 0.63934 | 1.3274 | 0.68504 | 0.63934 | -1.2861 | -98.3081 | 85.0156 | -1.2861 | -98.3081 | 85.0156
Line13_13_14 | 0.019755 | 0.019755 | 0.019755 | 0.019755 | 0.019755 | 0.019755 | 0.0045621 | 0.0045621 | 0.0045621 | 0.0045621 | 0.0045621 | 0.0045621 | 0.0060521 | -0.00027458 | 8.7376e-05 | -0.0060484 | 0.0002783 | -8.3607e-05 | 0.0002094 | -0.0031132 | 0.0029154 | -0.00020555 | 0.0031171 | -0.0029115 | -3.2677 | -3.2677 | -3.2677 | 176.7319 | 176.7319 | 176.7319 |  | 1.3274 | 0.68504 | 0.63934 | 1.3265 | 0.68597 | 0.63846 | -1.2861 | -98.3081 | 85.0156 | -1.3218 | -98.3701 | 85.087
Line14_15_16 | 0 | 0 | 0 | 0 | 0 | 0 | 0 | 0 | 0 | 0 | 0 | 0 | 7.2687e-09 | -4.9746e-08 | 4.5421e-08 | -5.7156e-09 | 2.5253e-08 | -2.2481e-08 | -9.5059e-08 | 2.7476e-09 | 9.5295e-10 | 4.7431e-08 | -5.3825e-10 | -1.6861e-09 | 0 | 0 | 0 | 0 | 0 | 0 |  | 1.3274 | 0.68504 | 0.63934 | 1.3274 | 0.68504 | 0.63934 | -1.2861 | -98.3081 | 85.0156 | -1.2861 | -98.3081 | 85.0156
Line15_16_17 | 0 | 0 | 0 | 0 | 0 | 0 | 0 | 0 | 0 | 0 | 0 | 0 | 3.6343e-09 | -2.4873e-08 | 2.271e-08 | -2.0813e-09 | 3.7985e-10 | 2.2983e-10 | -4.7529e-08 | 1.3738e-09 | 4.7648e-10 | -9.8314e-11 | 8.3557e-10 | -1.2097e-09 | 0 | 0 | 0 | 0 | 0 | 0 |  | 1.3274 | 0.68504 | 0.63934 | 1.3274 | 0.68504 | 0.63934 | -1.2861 | -98.3081 | 85.0156 | -1.2861 | -98.3081 | 85.0156
Line16_4_18 | 0 | 0 | 0 | 0 | 0 | 0 | 0 | 0 | 0 | 0 | 0 | 0 | 3.4678e-09 | -2.4912e-08 | 2.294e-08 | -2.0975e-09 | 3.8249e-10 | 2.2006e-10 | -4.7911e-08 | 1.439e-09 | 2.5756e-10 | -9.0365e-11 | 8.3904e-10 | -1.2211e-09 | 0 | 0 | 0 | 0 | 0 | 0 |  | 1.3299 | 0.68229 | 0.64197 | 1.3299 | 0.68229 | 0.64197 | -1.1798 | -98.1208 | 84.8027 | -1.1798 | -98.1208 | 84.8027
Line17_5_19 | 0 | 0 | 0 | 0 | 0 | 0 | 0 | 0 | 0 | 0 | 0 | 0 | 3.411e-09 | -2.4925e-08 | 2.3016e-08 | -2.103e-09 | 3.8338e-10 | 2.1675e-10 | -4.8038e-08 | 1.4613e-09 | 1.8323e-10 | -8.7658e-11 | 8.4017e-10 | -1.2249e-09 | 0 | 0 | 0 | 0 | 0 | 0 |  | 1.3308 | 0.68135 | 0.64286 | 1.3308 | 0.68135 | 0.64286 | -1.1437 | -98.0582 | 84.7322 | -1.1437 | -98.0582 | 84.7322
Line1_1_3 | 0.019755 | 0.019755 | 0.019755 | 0.019755 | 0.019755 | 0.019755 | 0.0045621 | 0.0045621 | 0.0045621 | 0.0045621 | 0.0045621 | 0.0045621 | 0.0060671 | -0.00025977 | 0.00010252 | -0.0060634 | 0.00026349 | -9.8752e-05 | 0.00022468 | -0.0030975 | 0.002931 | -0.00022082 | 0.0031014 | -0.0029271 | -3.2645 | -3.2645 | -3.2646 | 176.735 | 176.7351 | 176.735 |  | 1.3308 | 0.68135 | 0.64286 | 1.3299 | 0.68227 | 0.64198 | -1.1437 | -98.0582 | 84.7322 | -1.1792 | -98.1209 | 84.8027
Line2_1_4 | 0.019907 | 0.019907 | 0.019907 | 0.019907 | 0.019907 | 0.019907 | 0.0045973 | 0.0045973 | 0.0045973 | 0.0045973 | 0.0045973 | 0.0045973 | 0.0061155 | -0.0002863 | 0.00012653 | -0.0061117 | 0.00029008 | -0.0001227 | 0.00017834 | -0.0031193 | 0.0029527 | -0.00017442 | 0.0031232 | -0.0029488 | -2.8141 | -2.8141 | -2.8141 | 177.1855 | 177.1855 | 177.1854 |  | 1.3308 | 0.68135 | 0.64286 | 1.3299 | 0.68229 | 0.64197 | -1.1437 | -98.0582 | 84.7322 | -1.1798 | -98.1208 | 84.8027
Line3_1_5 | 0 | 0 | 0 | 0 | 0 | 0 | 0 | 0 | 0 | 0 | 0 | 0 | 6.8221e-09 | -4.9849e-08 | 4.6033e-08 | -5.514e-09 | 2.5308e-08 | -2.28e-08 | -9.6077e-08 | 2.9227e-09 | 3.6646e-10 | 4.7951e-08 | -6.2117e-10 | -1.4081e-09 | 0 | 0 | 0 | 0 | 0 | 0 |  | 1.3308 | 0.68135 | 0.64286 | 1.3308 | 0.68135 | 0.64286 | -1.1437 | -98.0582 | 84.7322 | -1.1437 | -98.0582 | 84.7322
Line4_2_6 | 0.020176 | 1.4324 | 1.3259 | 0.020176 | 1.4324 | 1.3259 | 0.0046596 | 0.3308 | 0.3062 | 0.0046596 | 0.3308 | 0.3062 | 0.0061845 | 0.11624 | 0.10307 | -0.0061689 | -0.077622 | -0.06859 | 7.952e-05 | 0.12285 | 0.1056 | -6.3561e-05 | -0.081917 | -0.070388 | -2.0264 | -144.6627 | 39.0611 | 177.9731 | 35.3373 | -140.9389 |  | 1.3274 | 0.51125 | 0.48192 | 1.324 | 0.34115 | 0.32097 | -1.2898 | -98.079 | 84.7556 | -1.4365 | -98.1205 | 84.8025
Line5_6_7 | 0.020176 | 1.4324 | 1.3259 | 0.020176 | 1.4324 | 1.3259 | 0.0046596 | 0.3308 | 0.3062 | 0.0046596 | 0.3308 | 0.3062 | 0.0061689 | 0.077622 | 0.06859 | -0.0061533 | -0.039009 | -0.03411 | 6.3561e-05 | 0.081917 | 0.070388 | -4.7602e-05 | -0.040989 | -0.035178 | -2.0269 | -144.6627 | 39.0611 | 177.9727 | 35.3373 | -140.9389 |  | 1.324 | 0.34115 | 0.32097 | 1.3206 | 0.17106 | 0.16003 | -1.4365 | -98.1205 | 84.8025 | -1.5841 | -98.2447 | 84.9438
Line6_7_8 | 0 | 1.4485 | 1.3107 | 0 | 1.4485 | 1.3107 | 0 | 0.33451 | 0.3027 | 0 | 0.33451 | 0.3027 | 6.5001e-09 | 0.039095 | 0.034071 | -6.0673e-09 | -9.7537e-15 | -1.7673e-14 | -1.4529e-07 | 0.041782 | 0.034433 | 9.6644e-08 | 1.3581e-14 | 2.3961e-16 | 0 | -145.147 | 39.6408 | 0 | 34.853 | -140.3593 |  | 1.3206 | 0.17106 | 0.16003 | 1.3181 | 0 | 0 | -1.5841 | -98.2447 | 84.9438 | -1.6946 | 0 | 0
Line7_8_9 | 0 | 0 | 0 | 0 | 0 | 0 | 0 | 0 | 0 | 0 | 0 | 0 | 2.0224e-09 | 5.3123e-22 | 1.3677e-21 | -2.0224e-09 | 6.8143e-18 | -1.1018e-17 | -4.8386e-08 | 1.9142e-21 | -1.4424e-21 | -1.2863e-10 | 1.9663e-17 | -1.1999e-18 | 0 | 0 | 0 | 0 | 0 | 0 |  | 1.3181 | 0 | 0 | 1.3181 | 0 | 0 | -1.6946 | 0 | 0 | -1.6946 | 0 | 0
Line8_8_10 | 0 | 0 | 0 | 0 | 0 | 0 | 0 | 0 | 0 | 0 | 0 | 0 | 2.0224e-09 | 5.3123e-22 | 1.3677e-21 | -2.0224e-09 | 6.8143e-18 | -1.1018e-17 | -4.8386e-08 | 1.9142e-21 | -1.4424e-21 | -1.2863e-10 | 1.9663e-17 | -1.1999e-18 | 0 | 0 | 0 | 0 | 0 | 0 |  | 1.3181 | 0 | 0 | 1.3181 | 0 | 0 | -1.6946 | 0 | 0 | -1.6946 | 0 | 0
Line9_3_11 | 0.019755 | 0.019755 | 0.019755 | 0.019755 | 0.019755 | 0.019755 | 0.0045621 | 0.0045621 | 0.0045621 | 0.0045621 | 0.0045621 | 0.0045621 | 0.0060634 | -0.00026349 | 9.8752e-05 | -0.0060596 | 0.00026721 | -9.4983e-05 | 0.00022082 | -0.0031014 | 0.0029271 | -0.00021697 | 0.0031054 | -0.0029232 | -3.265 | -3.2649 | -3.265 | 176.7346 | 176.7346 | 176.7345 |  | 1.3299 | 0.68227 | 0.64198 | 1.3291 | 0.68319 | 0.6411 | -1.1792 | -98.1209 | 84.8027 | -1.2148 | -98.1835 | 84.8735

## LLG_min_fault_6
name | pf_ikss_a_from_ka | pf_ikss_b_from_ka | pf_ikss_c_from_ka | pf_ikss_a_to_ka | pf_ikss_b_to_ka | pf_ikss_c_to_ka | pf_skss_a_from_mw | pf_skss_b_from_mw | pf_skss_c_from_mw | pf_skss_a_to_mw | pf_skss_b_to_mw | pf_skss_c_to_mw | pf_p_a_from_mw | pf_p_b_from_mw | pf_p_c_from_mw | pf_p_a_to_mw | pf_p_b_to_mw | pf_p_c_to_mw | pf_q_a_from_mvar | pf_q_b_from_mvar | pf_q_c_from_mvar | pf_q_a_to_mvar | pf_q_b_to_mvar | pf_q_c_to_mvar | pf_ikss_a_from_degree | pf_ikss_b_from_degree | pf_ikss_c_from_degree | pf_ikss_a_to_degree | pf_ikss_b_to_degree | pf_ikss_c_to_degree | 3xI0 | pf_vm_a_from_pu | pf_vm_b_from_pu | pf_vm_c_from_pu | pf_vm_a_to_pu | pf_vm_b_to_pu | pf_vm_c_to_pu | pf_va_a_from_degree | pf_va_b_from_degree | pf_va_c_from_degree | pf_va_a_to_degree | pf_va_b_to_degree | pf_va_c_to_degree
Line0_1_2 | 0.0030958 | 0.029409 | 0.027489 | 0.0030958 | 0.029409 | 0.027489 | 0.00071493 | 0.0067916 | 0.0063483 | 0.00071493 | 0.0067916 | 0.0063483 | 0.00057725 | 0.0049968 | 0.0035513 | -0.00057688 | -0.0049826 | -0.0035357 | 0.00042355 | 0.0042037 | 0.0043595 | -0.00042318 | -0.0041857 | -0.0043464 | -38.7148 | -156.3227 | 67.5967 | 141.2848 | 23.6774 | -112.4033 |  | 1.0014 | 0.96146 | 0.88573 | 1.0007 | 0.95815 | 0.88257 | -2.4458 | -116.2497 | 118.4299 | -2.4527 | -116.2905 | 118.4693
Line10_11_12 | 0.003031 | 0.003031 | 0.003031 | 0.003031 | 0.003031 | 0.003031 | 0.00069999 | 0.00069999 | 0.00069999 | 0.00069999 | 0.00069999 | 0.00069999 | 0.0005559 | 0.00015927 | -0.00057657 | -0.00055581 | -0.00015919 | 0.00057666 | 0.00042664 | -0.00065403 | 0.00022821 | -0.00042655 | 0.00065412 | -0.00022812 | -39.9542 | -39.9542 | -39.9542 | 140.0453 | 140.0453 | 140.0453 |  | 1.0011 | 0.96165 | 0.88586 | 1.0009 | 0.96175 | 0.88593 | -2.4489 | -116.268 | 118.4516 | -2.4505 | -116.2771 | 118.4625
Line11_12_13 | 0.003031 | 0.003031 | 0.003031 | 0.003031 | 0.003031 | 0.003031 | 0.00069999 | 0.00069999 | 0.00069999 | 0.00069999 | 0.00069999 | 0.00069999 | 0.00055581 | 0.00015919 | -0.00057666 | -0.00055572 | -0.0001591 | 0.00057675 | 0.00042655 | -0.00065412 | 0.00022812 | -0.00042646 | 0.00065421 | -0.00022802 | -39.9547 | -39.9547 | -39.9547 | 140.0449 | 140.0449 | 140.0449 |  | 1.0009 | 0.96175 | 0.88593 | 1.0007 | 0.96185 | 0.886 | -2.4505 | -116.2771 | 118.4625 | -2.4521 | -116.2863 | 118.4734
Line12_13_15 | 0 | 0 | 0 | 0 | 0 | 0 | 0 | 0 | 0 | 0 | 0 | 0 | 1.061e-08 | -1.5305e-08 | 4.7892e-09 | -7.2626e-09 | 1.0154e-08 | -2.986e-09 | -1.2691e-08 | -4.3767e-09 | 1.3851e-08 | 8.3117e-09 | 3.1348e-09 | -9.3166e-09 | 0 | 0 | 0 | 0 | 0 | 0 |  | 1.0007 | 0.96185 | 0.886 | 1.0007 | 0.96185 | 0.886 | -2.4521 | -116.2863 | 118.4734 | -2.4521 | -116.2863 | 118.4734
Line13_13_14 | 0.003031 | 0.003031 | 0.003031 | 0.003031 | 0.003031 | 0.003031 | 0.00069998 | 0.00069998 | 0.00069998 | 0.00069998 | 0.00069998 | 0.00069998 | 0.00055571 | 0.00015912 | -0.00057675 | -0.00055562 | -0.00015904 | 0.00057684 | 0.00042648 | -0.00065421 | 0.00022801 | -0.00042639 | 0.0006543 | -0.00022791 | -39.9565 | -39.9565 | -39.9565 | 140.0431 | 140.0431 | 140.0431 |  | 1.0007 | 0.96185 | 0.886 | 1.0005 | 0.96195 | 0.88607 | -2.4521 | -116.2863 | 118.4734 | -2.4536 | -116.2954 | 118.4843
Line14_15_16 | 0 | 0 | 0 | 0 | 0 | 0 | 0 | 0 | 0 | 0 | 0 | 0 | 7.0732e-09 | -1.0203e-08 | 3.1928e-09 | -3.7259e-09 | 5.0528e-09 | -1.3896e-09 | -8.4609e-09 | -2.9178e-09 | 9.2343e-09 | 4.0813e-09 | 1.6759e-09 | -4.6994e-09 | 0 | 0 | 0 | 0 | 0 | 0 |  | 1.0007 | 0.96185 | 0.886 | 1.0007 | 0.96185 | 0.886 | -2.4521 | -116.2863 | 118.4734 | -2.4521 | -116.2863 | 118.4734
Line15_16_17 | 0 | 0 | 0 | 0 | 0 | 0 | 0 | 0 | 0 | 0 | 0 | 0 | 3.5366e-09 | -5.1017e-09 | 1.5964e-09 | -1.8933e-10 | -4.8828e-11 | 2.0682e-10 | -4.2304e-09 | -1.4589e-09 | 4.6172e-09 | -1.4914e-10 | 2.1701e-10 | -8.2219e-11 | 0 | 0 | 0 | 0 | 0 | 0 |  | 1.0007 | 0.96185 | 0.886 | 1.0007 | 0.96185 | 0.886 | -2.4521 | -116.2863 | 118.4734 | -2.4521 | -116.2863 | 118.4734
Line16_4_18 | 0 | 0 | 0 | 0 | 0 | 0 | 0 | 0 | 0 | 0 | 0 | 0 | 3.5341e-09 | -5.1375e-09 | 1.6353e-09 | -1.914e-10 | -4.7891e-11 | 2.074e-10 | -4.2779e-09 | -1.4391e-09 | 4.6322e-09 | -1.4894e-10 | 2.1855e-10 | -8.3953e-11 | 0 | 0 | 0 | 0 | 0 | 0 |  | 1.0013 | 0.96156 | 0.88579 | 1.0013 | 0.96156 | 0.88579 | -2.4474 | -116.2589 | 118.4409 | -2.4474 | -116.2589 | 118.4409
Line17_5_19 | 0 | 0 | 0 | 0 | 0 | 0 | 0 | 0 | 0 | 0 | 0 | 0 | 3.5331e-09 | -5.1495e-09 | 1.6485e-09 | -1.921e-10 | -4.757e-11 | 2.0758e-10 | -4.2938e-09 | -1.4322e-09 | 4.6371e-09 | -1.4886e-10 | 2.1906e-10 | -8.4539e-11 | 0 | 0 | 0 | 0 | 0 | 0 |  | 1.0014 | 0.96146 | 0.88573 | 1.0014 | 0.96146 | 0.88573 | -2.4458 | -116.2497 | 118.4299 | -2.4458 | -116.2497 | 118.4299
Line1_1_3 | 0.003031 | 0.003031 | 0.003031 | 0.003031 | 0.003031 | 0.003031 | 0.00069999 | 0.00069999 | 0.00069999 | 0.00069999 | 0.00069999 | 0.00069999 | 0.00055608 | 0.00015944 | -0.00057639 | -0.00055599 | -0.00015935 | 0.00057648 | 0.00042681 | -0.00065385 | 0.0002284 | -0.00042673 | 0.00065394 | -0.00022831 | -39.9533 | -39.9533 | -39.9533 | 140.0462 | 140.0462 | 140.0462 |  | 1.0014 | 0.96146 | 0.88573 | 1.0013 | 0.96156 | 0.88579 | -2.4458 | -116.2497 | 118.4299 | -2.4473 | -116.2589 | 118.4407
Line2_1_4 | 0.0030544 | 0.0030544 | 0.0030544 | 0.0030544 | 0.0030544 | 0.0030544 | 0.00070538 | 0.00070538 | 0.00070538 | 0.00070538 | 0.00070538 | 0.00070538 | 0.00056374 | 0.00015548 | -0.00057901 | -0.00056364 | -0.0001554 | 0.0005791 | 0.00042569 | -0.00066013 | 0.00023473 | -0.0004256 | 0.00066023 | -0.00023463 | -39.5029 | -39.5029 | -39.5029 | 140.4967 | 140.4967 | 140.4967 |  | 1.0014 | 0.96146 | 0.88573 | 1.0013 | 0.96156 | 0.88579 | -2.4458 | -116.2497 | 118.4299 | -2.4474 | -116.2589 | 118.4409
Line3_1_5 | 0 | 0 | 0 | 0 | 0 | 0 | 0 | 0 | 0 | 0 | 0 | 0 | 7.0661e-09 | -1.0299e-08 | 3.297e-09 | -3.7252e-09 | 5.1019e-09 | -1.4409e-09 | -8.5877e-09 | -2.8645e-09 | 9.2742e-09 | 4.145e-09 | 1.6513e-09 | -4.7217e-09 | 0 | 0 | 0 | 0 | 0 | 0 |  | 1.0014 | 0.96146 | 0.88573 | 1.0014 | 0.96146 | 0.88573 | -2.4458 | -116.2497 | 118.4299 | -2.4458 | -116.2497 | 118.4299
Line4_2_6 | 0.0030958 | 0.029409 | 0.027489 | 0.0030958 | 0.029409 | 0.027489 | 0.00071493 | 0.0067916 | 0.0063483 | 0.00071493 | 0.0067916 | 0.0063483 | 0.00057688 | 0.0049826 | 0.0035357 | -0.00057651 | -0.0049684 | -0.00352 | 0.00042318 | 0.0041857 | 0.0043464 | -0.00042281 | -0.0041676 | -0.0043333 | -38.7152 | -156.3226 | 67.5967 | 141.2843 | 23.6774 | -112.4033 |  | 1.0007 | 0.95815 | 0.88257 | 0.99999 | 0.95483 | 0.87942 | -2.4527 | -116.2905 | 118.4693 | -2.4596 | -116.3316 | 118.509
Line5_6_7 | 0.0030958 | 0.029409 | 0.027489 | 0.0030958 | 0.029409 | 0.027489 | 0.00071493 | 0.0067916 | 0.0063483 | 0.00071493 | 0.0067917 | 0.0063483 | 0.00057651 | 0.0049684 | 0.00352 | -0.00057613 | -0.0049541 | -0.0035044 | 0.00042281 | 0.0041676 | 0.0043333 | -0.00042243 | -0.0041496 | -0.0043202 | -38.7157 | -156.3226 | 67.5967 | 141.2839 | 23.6774 | -112.4032 |  | 0.99999 | 0.95483 | 0.87942 | 0.99927 | 0.95152 | 0.87627 | -2.4596 | -116.3316 | 118.509 | -2.4665 | -116.373 | 118.5489
Line6_7_8 | 0 | 0.030965 | 0.028514 | 0 | 0.030965 | 0.028514 | 0 | 0.0071511 | 0.006585 | 0 | 0.0071511 | 0.006585 | 1.048e-08 | 0.0048087 | 0.0040822 | -7.1615e-09 | -0.0047942 | -0.0040652 | -1.3238e-08 | 0.0048141 | 0.0040781 | 8.6863e-09 | -0.0047942 | -0.0040652 | 0 | -161.4054 | 73.5778 | 0 | 18.5946 | -106.4222 |  | 0.99927 | 0.95152 | 0.87627 | 0.99872 | 0.94811 | 0.87305 | -2.4665 | -116.373 | 118.5489 | -2.4716 | -116.4053 | 118.5778
Line7_8_9 | 0 | 0 | 0 | 0 | 0 | 0 | 0 | 0 | 0 | 0 | 0 | 0 | 3.4899e-09 | -5.238e-09 | 1.6842e-09 | -1.8166e-10 | 8.4186e-14 | 2.4539e-10 | -4.4182e-09 | -1.3183e-09 | 4.6128e-09 | -1.5002e-10 | 2.0707e-10 | -7.5478e-11 | 0 | 0 | 0 | 0 | 0 | 0 |  | 0.99872 | 0.94811 | 0.87305 | 0.99872 | 0.94811 | 0.87305 | -2.4716 | -116.4053 | 118.5778 | -2.4716 | -116.4053 | 118.5778
Line8_8_10 | 0 | 0 | 0 | 0 | 0 | 0 | 0 | 0 | 0 | 0 | 0 | 0 | 3.4899e-09 | -5.238e-09 | 1.6842e-09 | -1.8166e-10 | 8.4163e-14 | 2.4539e-10 | -4.4182e-09 | -1.3183e-09 | 4.6128e-09 | -1.5002e-10 | 2.0706e-10 | -7.5478e-11 | 0 | 0 | 0 | 0 | 0 | 0 |  | 0.99872 | 0.94811 | 0.87305 | 0.99872 | 0.94811 | 0.87305 | -2.4716 | -116.4053 | 118.5778 | -2.4716 | -116.4053 | 118.5778
Line9_3_11 | 0.003031 | 0.003031 | 0.003031 | 0.003031 | 0.003031 | 0.003031 | 0.00069999 | 0.00069999 | 0.00069999 | 0.00069999 | 0.00069999 | 0.00069999 | 0.00055599 | 0.00015935 | -0.00057648 | -0.0005559 | -0.00015927 | 0.00057657 | 0.00042673 | -0.00065394 | 0.00022831 | -0.00042664 | 0.00065403 | -0.00022821 | -39.9538 | -39.9538 | -39.9538 | 140.0458 | 140.0458 | 140.0458 |  | 1.0013 | 0.96156 | 0.88579 | 1.0011 | 0.96165 | 0.88586 | -2.4473 | -116.2589 | 118.4407 | -2.4489 | -116.268 | 118.4516

## LLG_min_fault_10
name | pf_ikss_a_from_ka | pf_ikss_b_from_ka | pf_ikss_c_from_ka | pf_ikss_a_to_ka | pf_ikss_b_to_ka | pf_ikss_c_to_ka | pf_skss_a_from_mw | pf_skss_b_from_mw | pf_skss_c_from_mw | pf_skss_a_to_mw | pf_skss_b_to_mw | pf_skss_c_to_mw | pf_p_a_from_mw | pf_p_b_from_mw | pf_p_c_from_mw | pf_p_a_to_mw | pf_p_b_to_mw | pf_p_c_to_mw | pf_q_a_from_mvar | pf_q_b_from_mvar | pf_q_c_from_mvar | pf_q_a_to_mvar | pf_q_b_to_mvar | pf_q_c_to_mvar | pf_ikss_a_from_degree | pf_ikss_b_from_degree | pf_ikss_c_from_degree | pf_ikss_a_to_degree | pf_ikss_b_to_degree | pf_ikss_c_to_degree | 3xI0 | pf_vm_a_from_pu | pf_vm_b_from_pu | pf_vm_c_from_pu | pf_vm_a_to_pu | pf_vm_b_to_pu | pf_vm_c_to_pu | pf_va_a_from_degree | pf_va_b_from_degree | pf_va_c_from_degree | pf_va_a_to_degree | pf_va_b_to_degree | pf_va_c_to_degree
Line0_1_2 | 0.0029328 | 0.027861 | 0.026042 | 0.0029328 | 0.027861 | 0.026042 | 0.00067731 | 0.0064342 | 0.0060142 | 0.00067731 | 0.0064342 | 0.0060142 | 0.00051809 | 0.0044847 | 0.0031873 | -0.00051775 | -0.0044719 | -0.0031733 | 0.00038014 | 0.0037728 | 0.0039127 | -0.00037981 | -0.0037567 | -0.0039009 | -38.7148 | -156.3227 | 67.5967 | 141.2848 | 23.6774 | -112.4033 |  | 0.94874 | 0.91086 | 0.83911 | 0.94805 | 0.90772 | 0.83612 | -2.4458 | -116.2497 | 118.4299 | -2.4527 | -116.2905 | 118.4693
Line10_11_12 | 0.0028715 | 0.0028715 | 0.0028715 | 0.0028715 | 0.0028715 | 0.0028715 | 0.00066314 | 0.00066314 | 0.00066314 | 0.00066314 | 0.00066314 | 0.00066314 | 0.00049893 | 0.00014295 | -0.00051748 | -0.00049884 | -0.00014287 | 0.00051756 | 0.00038291 | -0.000587 | 0.00020482 | -0.00038283 | 0.00058708 | -0.00020474 | -39.9542 | -39.9542 | -39.9542 | 140.0453 | 140.0453 | 140.0453 |  | 0.9484 | 0.91104 | 0.83924 | 0.94823 | 0.91113 | 0.8393 | -2.4489 | -116.268 | 118.4516 | -2.4505 | -116.2771 | 118.4625
Line11_12_13 | 0.0028715 | 0.0028715 | 0.0028715 | 0.0028715 | 0.0028715 | 0.0028715 | 0.00066314 | 0.00066314 | 0.00066314 | 0.00066314 | 0.00066314 | 0.00066314 | 0.00049884 | 0.00014287 | -0.00051756 | -0.00049876 | -0.0001428 | 0.00051764 | 0.00038283 | -0.00058708 | 0.00020474 | -0.00038275 | 0.00058716 | -0.00020465 | -39.9547 | -39.9547 | -39.9547 | 140.0449 | 140.0449 | 140.0449 |  | 0.94823 | 0.91113 | 0.8393 | 0.94806 | 0.91123 | 0.83937 | -2.4505 | -116.2771 | 118.4625 | -2.4521 | -116.2863 | 118.4734
Line12_13_15 | 0 | 0 | 0 | 0 | 0 | 0 | 0 | 0 | 0 | 0 | 0 | 0 | 9.5224e-09 | -1.3736e-08 | 4.2983e-09 | -6.5182e-09 | 9.1137e-09 | -2.6799e-09 | -1.1391e-08 | -3.9281e-09 | 1.2432e-08 | 7.4598e-09 | 2.8135e-09 | -8.3617e-09 | 0 | 0 | 0 | 0 | 0 | 0 |  | 0.94806 | 0.91123 | 0.83937 | 0.94806 | 0.91123 | 0.83937 | -2.4521 | -116.2863 | 118.4734 | -2.4521 | -116.2863 | 118.4734
Line13_13_14 | 0.0028715 | 0.0028715 | 0.0028715 | 0.0028715 | 0.0028715 | 0.0028715 | 0.00066314 | 0.00066314 | 0.00066314 | 0.00066314 | 0.00066314 | 0.00066314 | 0.00049875 | 0.00014281 | -0.00051764 | -0.00049867 | -0.00014274 | 0.00051772 | 0.00038277 | -0.00058716 | 0.00020464 | -0.00038269 | 0.00058724 | -0.00020455 | -39.9565 | -39.9565 | -39.9565 | 140.0431 | 140.0431 | 140.0431 |  | 0.94806 | 0.91123 | 0.83937 | 0.94789 | 0.91132 | 0.83943 | -2.4521 | -116.2863 | 118.4734 | -2.4536 | -116.2954 | 118.4843
Line14_15_16 | 0 | 0 | 0 | 0 | 0 | 0 | 0 | 0 | 0 | 0 | 0 | 0 | 6.3483e-09 | -9.1576e-09 | 2.8655e-09 | -3.3441e-09 | 4.535e-09 | -1.2472e-09 | -7.5937e-09 | -2.6187e-09 | 8.2879e-09 | 3.663e-09 | 1.5041e-09 | -4.2177e-09 | 0 | 0 | 0 | 0 | 0 | 0 |  | 0.94806 | 0.91123 | 0.83937 | 0.94806 | 0.91123 | 0.83937 | -2.4521 | -116.2863 | 118.4734 | -2.4521 | -116.2863 | 118.4734
Line15_16_17 | 0 | 0 | 0 | 0 | 0 | 0 | 0 | 0 | 0 | 0 | 0 | 0 | 3.1741e-09 | -4.5788e-09 | 1.4328e-09 | -1.6993e-10 | -4.3824e-11 | 1.8562e-10 | -3.7968e-09 | -1.3094e-09 | 4.1439e-09 | -1.3385e-10 | 1.9477e-10 | -7.3793e-11 | 0 | 0 | 0 | 0 | 0 | 0 |  | 0.94806 | 0.91123 | 0.83937 | 0.94806 | 0.91123 | 0.83937 | -2.4521 | -116.2863 | 118.4734 | -2.4521 | -116.2863 | 118.4734
Line16_4_18 | 0 | 0 | 0 | 0 | 0 | 0 | 0 | 0 | 0 | 0 | 0 | 0 | 3.1719e-09 | -4.6109e-09 | 1.4677e-09 | -1.7178e-10 | -4.2983e-11 | 1.8614e-10 | -3.8394e-09 | -1.2916e-09 | 4.1574e-09 | -1.3367e-10 | 1.9615e-10 | -7.5348e-11 | 0 | 0 | 0 | 0 | 0 | 0 |  | 0.94857 | 0.91095 | 0.83917 | 0.94857 | 0.91095 | 0.83917 | -2.4474 | -116.2589 | 118.4409 | -2.4474 | -116.2589 | 118.4409
Line17_5_19 | 0 | 0 | 0 | 0 | 0 | 0 | 0 | 0 | 0 | 0 | 0 | 0 | 3.171e-09 | -4.6217e-09 | 1.4795e-09 | -1.7241e-10 | -4.2694e-11 | 1.8631e-10 | -3.8538e-09 | -1.2855e-09 | 4.1618e-09 | -1.3361e-10 | 1.9661e-10 | -7.5874e-11 | 0 | 0 | 0 | 0 | 0 | 0 |  | 0.94874 | 0.91086 | 0.83911 | 0.94874 | 0.91086 | 0.83911 | -2.4458 | -116.2497 | 118.4299 | -2.4458 | -116.2497 | 118.4299
Line1_1_3 | 0.0028715 | 0.0028715 | 0.0028715 | 0.0028715 | 0.0028715 | 0.0028715 | 0.00066314 | 0.00066314 | 0.00066314 | 0.00066314 | 0.00066314 | 0.00066314 | 0.00049909 | 0.00014309 | -0.00051731 | -0.00049901 | -0.00014302 | 0.00051739 | 0.00038307 | -0.00058684 | 0.000205 | -0.00038299 | 0.00058692 | -0.00020491 | -39.9533 | -39.9533 | -39.9533 | 140.0462 | 140.0462 | 140.0462 |  | 0.94874 | 0.91086 | 0.83911 | 0.94857 | 0.91095 | 0.83917 | -2.4458 | -116.2497 | 118.4299 | -2.4473 | -116.2589 | 118.4407
Line2_1_4 | 0.0028936 | 0.0028936 | 0.0028936 | 0.0028936 | 0.0028936 | 0.0028936 | 0.00066826 | 0.00066826 | 0.00066826 | 0.00066826 | 0.00066826 | 0.00066826 | 0.00050596 | 0.00013954 | -0.00051966 | -0.00050587 | -0.00013947 | 0.00051974 | 0.00038206 | -0.00059248 | 0.00021067 | -0.00038198 | 0.00059256 | -0.00021058 | -39.5029 | -39.5029 | -39.5029 | 140.4967 | 140.4967 | 140.4967 |  | 0.94874 | 0.91086 | 0.83911 | 0.94857 | 0.91095 | 0.83917 | -2.4458 | -116.2497 | 118.4299 | -2.4474 | -116.2589 | 118.4409
Line3_1_5 | 0 | 0 | 0 | 0 | 0 | 0 | 0 | 0 | 0 | 0 | 0 | 0 | 6.3419e-09 | -9.2434e-09 | 2.9591e-09 | -3.3434e-09 | 4.579e-09 | -1.2932e-09 | -7.7075e-09 | -2.5709e-09 | 8.3237e-09 | 3.7201e-09 | 1.4821e-09 | -4.2377e-09 | 0 | 0 | 0 | 0 | 0 | 0 |  | 0.94874 | 0.91086 | 0.83911 | 0.94874 | 0.91086 | 0.83911 | -2.4458 | -116.2497 | 118.4299 | -2.4458 | -116.2497 | 118.4299
Line4_2_6 | 0.0029328 | 0.027861 | 0.026042 | 0.0029328 | 0.027861 | 0.026042 | 0.00067731 | 0.0064342 | 0.0060142 | 0.00067731 | 0.0064342 | 0.0060142 | 0.00051775 | 0.0044719 | 0.0031733 | -0.00051742 | -0.0044591 | -0.0031593 | 0.00037981 | 0.0037567 | 0.0039009 | -0.00037947 | -0.0037405 | -0.0038892 | -38.7152 | -156.3226 | 67.5967 | 141.2843 | 23.6774 | -112.4033 |  | 0.94805 | 0.90772 | 0.83612 | 0.94736 | 0.90458 | 0.83314 | -2.4527 | -116.2905 | 118.4693 | -2.4596 | -116.3316 | 118.509
Line5_6_7 | 0.0029328 | 0.027861 | 0.026042 | 0.0029328 | 0.027861 | 0.026042 | 0.0006773 | 0.0064342 | 0.0060142 | 0.0006773 | 0.0064342 | 0.0060142 | 0.00051742 | 0.0044591 | 0.0031593 | -0.00051708 | -0.0044464 | -0.0031452 | 0.00037947 | 0.0037405 | 0.0038892 | -0.00037914 | -0.0037243 | -0.0038774 | -38.7157 | -156.3226 | 67.5967 | 141.2839 | 23.6774 | -112.4032 |  | 0.94736 | 0.90458 | 0.83314 | 0.94667 | 0.90144 | 0.83015 | -2.4596 | -116.3316 | 118.509 | -2.4665 | -116.373 | 118.5489
Line6_7_8 | 0 | 0.029335 | 0.027013 | 0 | 0.029335 | 0.027013 | 0 | 0.0067747 | 0.0062384 | 0 | 0.0067747 | 0.0062384 | 9.4062e-09 | 0.0043158 | 0.0036638 | -6.4275e-09 | -0.0043028 | -0.0036485 | -1.1881e-08 | 0.0043207 | 0.0036601 | 7.7961e-09 | -0.0043028 | -0.0036485 | 0 | -161.4054 | 73.5778 | 0 | 18.5946 | -106.4222 |  | 0.94667 | 0.90144 | 0.83015 | 0.94616 | 0.89821 | 0.8271 | -2.4665 | -116.373 | 118.5489 | -2.4716 | -116.4053 | 118.5778
Line7_8_9 | 0 | 0 | 0 | 0 | 0 | 0 | 0 | 0 | 0 | 0 | 0 | 0 | 3.1322e-09 | -4.7011e-09 | 1.5116e-09 | -1.6304e-10 | 7.5584e-14 | 2.2024e-10 | -3.9653e-09 | -1.1832e-09 | 4.14e-09 | -1.3465e-10 | 1.8584e-10 | -6.7742e-11 | 0 | 0 | 0 | 0 | 0 | 0 |  | 0.94616 | 0.89821 | 0.8271 | 0.94616 | 0.89821 | 0.8271 | -2.4716 | -116.4053 | 118.5778 | -2.4716 | -116.4053 | 118.5778
Line8_8_10 | 0 | 0 | 0 | 0 | 0 | 0 | 0 | 0 | 0 | 0 | 0 | 0 | 3.1322e-09 | -4.7011e-09 | 1.5116e-09 | -1.6304e-10 | 7.5545e-14 | 2.2024e-10 | -3.9653e-09 | -1.1832e-09 | 4.14e-09 | -1.3465e-10 | 1.8584e-10 | -6.7742e-11 | 0 | 0 | 0 | 0 | 0 | 0 |  | 0.94616 | 0.89821 | 0.8271 | 0.94616 | 0.89821 | 0.8271 | -2.4716 | -116.4053 | 118.5778 | -2.4716 | -116.4053 | 118.5778
Line9_3_11 | 0.0028715 | 0.0028715 | 0.0028715 | 0.0028715 | 0.0028715 | 0.0028715 | 0.00066314 | 0.00066314 | 0.00066314 | 0.00066314 | 0.00066314 | 0.00066314 | 0.00049901 | 0.00014302 | -0.00051739 | -0.00049893 | -0.00014295 | 0.00051748 | 0.00038299 | -0.00058692 | 0.00020491 | -0.00038291 | 0.000587 | -0.00020482 | -39.9538 | -39.9538 | -39.9538 | 140.0458 | 140.0458 | 140.0458 |  | 0.94857 | 0.91095 | 0.83917 | 0.9484 | 0.91104 | 0.83924 | -2.4473 | -116.2589 | 118.4407 | -2.4489 | -116.268 | 118.4516