## LLL_max_6
name | pf_ikss_from_ka | pf_ikss_to_ka | pf_ip_from_ka | pf_ip_to_ka | pf_skss_from_mw | pf_skss_to_mw | pf_p_from_mw | pf_p_to_mw | pf_q_from_mvar | pf_q_to_mvar | pf_ikss_from_degree | pf_ikss_to_degree | pf_vm_from_pu | pf_vm_to_pu | pf_va_from_degree | pf_va_to_degree
Line0_1_2 | 2.1767 | 2.1767 | 0 | 0 | 1.508 | 1.508 | 0.56854 | -0.42641 | 1.1371 | -0.85282 | -67.8829 | 112.1171 | 0.84302 | 0.63226 | -4.4479 | -4.4479
Line10_11_12 | 0 | 0 | 0 | 0 | 0 | 0 | 0 | 0 | 0 | 0 | 0 | 0 | 0.84302 | 0.84302 | -4.4479 | -4.4479
Line11_12_13 | 0 | 0 | 0 | 0 | 0 | 0 | 0 | 0 | 0 | 0 | 0 | 0 | 0.84302 | 0.84302 | -4.4479 | -4.4479
Line12_13_15 | 0 | 0 | 0 | 0 | 0 | 0 | 0 | 0 | 0 | 0 | 0 | 0 | 0.84302 | 0.84302 | -4.4479 | -4.4479
Line13_13_14 | 0 | 0 | 0 | 0 | 0 | 0 | 0 | 0 | 0 | 0 | 0 | 0 | 0.84302 | 0.84302 | -4.4479 | -4.4479
Line14_15_16 | 0 | 0 | 0 | 0 | 0 | 0 | 0 | 0 | 0 | 0 | 0 | 0 | 0.84302 | 0.84302 | -4.4479 | -4.4479
Line15_16_17 | 0 | 0 | 0 | 0 | 0 | 0 | 0 | 0 | 0 | 0 | 0 | 0 | 0.84302 | 0.84302 | -4.4479 | -4.4479
Line16_4_18 | 0 | 0 | 0 | 0 | 0 | 0 | 0 | 0 | 0 | 0 | 0 | 0 | 0.84302 | 0.84302 | -4.4479 | -4.4479
Line17_5_19 | 0 | 0 | 0 | 0 | 0 | 0 | 0 | 0 | 0 | 0 | 0 | 0 | 0.84302 | 0.84302 | -4.4479 | -4.4479
Line1_1_3 | 0 | 0 | 0 | 0 | 0 | 0 | 0 | 0 | 0 | 0 | 0 | 0 | 0.84302 | 0.84302 | -4.4479 | -4.4479
Line2_1_4 | 0 | 0 | 0 | 0 | 0 | 0 | 0 | 0 | 0 | 0 | 0 | 0 | 0.84302 | 0.84302 | -4.4479 | -4.4479
Line3_1_5 | 0 | 0 | 0 | 0 | 0 | 0 | 0 | 0 | 0 | 0 | 0 | 0 | 0.84302 | 0.84302 | -4.4479 | -4.4479
Line4_2_6 | 2.1767 | 2.1767 | 0 | 0 | 1.508 | 1.508 | 0.42641 | -0.28427 | 0.85282 | -0.56854 | -67.8829 | 112.1171 | 0.63226 | 0.42151 | -4.4479 | -4.4479
Line5_6_7 | 2.1767 | 2.1767 | 0 | 0 | 1.508 | 1.508 | 0.28427 | -0.14214 | 0.56854 | -0.28427 | -67.8829 | 112.1171 | 0.42151 | 0.21075 | -4.4479 | -4.4479
Line6_7_8 | 2.1767 | 2.1767 | 0 | 4.0311 | 1.508 | 1.508 | 0.14214 | -1e-07 | 0.28427 | -1e-07 | -67.8829 | 112.1171 | 0.21075 | 0 | -4.4479 | 0
Line7_8_9 | 0 | 0 | 0 | 0 | 0 | 0 | 7.9247e-22 | 0 | 4.6423e-22 | 0 | 0 | 0 | 0 | 0 | 0 | 0
Line8_8_10 | 0 | 0 | 0 | 0 | 0 | 0 | 7.9247e-22 | 0 | 4.6423e-22 | 0 | 0 | 0 | 0 | 0 | 0 | 0
Line9_3_11 | 0 | 0 | 0 | 0 | 0 | 0 | 0 | 0 | 0 | 0 | 0 | 0 | 0.84302 | 0.84302 | -4.4479 | -4.4479

## LLL_max_10
name | pf_ikss_from_ka | pf_ikss_to_ka | pf_ip_from_ka | pf_ip_to_ka | pf_skss_from_mw | pf_skss_to_mw | pf_p_from_mw | pf_p_to_mw | pf_q_from_mvar | pf_q_to_mvar | pf_ikss_from_degree | pf_ikss_to_degree | pf_vm_from_pu | pf_vm_to_pu | pf_va_from_degree | pf_va_to_degree
Line0_1_2 | 2.259 | 2.259 | 0 | 0 | 1.5651 | 1.5651 | 0.61237 | -0.45928 | 1.2247 | -0.91856 | -68.05 | 111.95 | 0.87491 | 0.65618 | -4.615 | -4.615
Line10_11_12 | 0 | 0 | 0 | 0 | 0 | 0 | 0 | 0 | 0 | 0 | 0 | 0 | 0.87491 | 0.87491 | -4.615 | -4.615
Line11_12_13 | 0 | 0 | 0 | 0 | 0 | 0 | 0 | 0 | 0 | 0 | 0 | 0 | 0.87491 | 0.87491 | -4.615 | -4.615
Line12_13_15 | 0 | 0 | 0 | 0 | 0 | 0 | 0 | 0 | 0 | 0 | 0 | 0 | 0.87491 | 0.87491 | -4.615 | -4.615
Line13_13_14 | 0 | 0 | 0 | 0 | 0 | 0 | 0 | 0 | 0 | 0 | 0 | 0 | 0.87491 | 0.87491 | -4.615 | -4.615
Line14_15_16 | 0 | 0 | 0 | 0 | 0 | 0 | 0 | 0 | 0 | 0 | 0 | 0 | 0.87491 | 0.87491 | -4.615 | -4.615
Line15_16_17 | 0 | 0 | 0 | 0 | 0 | 0 | 0 | 0 | 0 | 0 | 0 | 0 | 0.87491 | 0.87491 | -4.615 | -4.615
Line16_4_18 | 0 | 0 | 0 | 0 | 0 | 0 | 0 | 0 | 0 | 0 | 0 | 0 | 0.87491 | 0.87491 | -4.615 | -4.615
Line17_5_19 | 0 | 0 | 0 | 0 | 0 | 0 | 0 | 0 | 0 | 0 | 0 | 0 | 0.87491 | 0.87491 | -4.615 | -4.615
Line1_1_3 | 0 | 0 | 0 | 0 | 0 | 0 | 0 | 0 | 0 | 0 | 0 | 0 | 0.87491 | 0.87491 | -4.615 | -4.615
Line2_1_4 | 0 | 0 | 0 | 0 | 0 | 0 | 0 | 0 | 0 | 0 | 0 | 0 | 0.87491 | 0.87491 | -4.615 | -4.615
Line3_1_5 | 0 | 0 | 0 | 0 | 0 | 0 | 0 | 0 | 0 | 0 | 0 | 0 | 0.87491 | 0.87491 | -4.615 | -4.615
Line4_2_6 | 2.259 | 2.259 | 0 | 0 | 1.5651 | 1.5651 | 0.45928 | -0.30619 | 0.91856 | -0.61237 | -68.05 | 111.95 | 0.65618 | 0.43745 | -4.615 | -4.615
Line5_6_7 | 2.259 | 2.259 | 0 | 0 | 1.5651 | 1.5651 | 0.30619 | -0.15309 | 0.61237 | -0.30619 | -68.05 | 111.95 | 0.43745 | 0.21873 | -4.615 | -4.615
Line6_7_8 | 2.259 | 2.259 | 0 | 4.1931 | 1.5651 | 1.5651 | 0.15309 | -1e-07 | 0.30619 | -1e-07 | -68.05 | 111.95 | 0.21873 | 0 | -4.615 | 0
Line7_8_9 | 0 | 0 | 0 | 0 | 0 | 0 | 1.1123e-21 | 0 | -5.2195e-22 | 0 | 0 | 0 | 0 | 0 | 0 | 0
Line8_8_10 | 0 | 0 | 0 | 0 | 0 | 0 | 1.1123e-21 | 0 | -5.2195e-22 | 0 | 0 | 0 | 0 | 0 | 0 | 0
Line9_3_11 | 0 | 0 | 0 | 0 | 0 | 0 | 0 | 0 | 0 | 0 | 0 | 0 | 0.87491 | 0.87491 | -4.615 | -4.615

## LLL_max_fault_6
name | pf_ikss_from_ka | pf_ikss_to_ka | pf_ip_from_ka | pf_ip_to_ka | pf_skss_from_mw | pf_skss_to_mw | pf_p_from_mw | pf_p_to_mw | pf_q_from_mvar | pf_q_to_mvar | pf_ikss_from_degree | pf_ikss_to_degree | pf_vm_from_pu | pf_vm_to_pu | pf_va_from_degree | pf_va_to_degree
Line0_1_2 | 0.033802 | 0.033802 | 0 | 0 | 0.023418 | 0.023418 | 0.017275 | -0.017241 | 0.017412 | -0.017344 | -45.346 | 134.654 | 1.0474 | 1.0443 | -0.11952 | -0.17563
Line10_11_12 | 0 | 0 | 0 | 0 | 0 | 0 | 0 | 0 | 0 | 0 | 0 | 0 | 1.0474 | 1.0474 | -0.11952 | -0.11952
Line11_12_13 | 0 | 0 | 0 | 0 | 0 | 0 | 0 | 0 | 0 | 0 | 0 | 0 | 1.0474 | 1.0474 | -0.11952 | -0.11952
Line12_13_15 | 0 | 0 | 0 | 0 | 0 | 0 | 0 | 0 | 0 | 0 | 0 | 0 | 1.0474 | 1.0474 | -0.11952 | -0.11952
Line13_13_14 | 0 | 0 | 0 | 0 | 0 | 0 | 0 | 0 | 0 | 0 | 0 | 0 | 1.0474 | 1.0474 | -0.11952 | -0.11952
Line14_15_16 | 0 | 0 | 0 | 0 | 0 | 0 | 0 | 0 | 0 | 0 | 0 | 0 | 1.0474 | 1.0474 | -0.11952 | -0.11952
Line15_16_17 | 0 | 0 | 0 | 0 | 0 | 0 | 0 | 0 | 0 | 0 | 0 | 0 | 1.0474 | 1.0474 | -0.11952 | -0.11952
Line16_4_18 | 0 | 0 | 0 | 0 | 0 | 0 | 0 | 0 | 0 | 0 | 0 | 0 | 1.0474 | 1.0474 | -0.11952 | -0.11952
Line17_5_19 | 0 | 0 | 0 | 0 | 0 | 0 | 0 | 0 | 0 | 0 | 0 | 0 | 1.0474 | 1.0474 | -0.11952 | -0.11952
Line1_1_3 | 0 | 0 | 0 | 0 | 0 | 0 | 0 | 0 | 0 | 0 | 0 | 0 | 1.0474 | 1.0474 | -0.11952 | -0.11952
Line2_1_4 | 0 | 0 | 0 | 0 | 0 | 0 | 0 | 0 | 0 | 0 | 0 | 0 | 1.0474 | 1.0474 | -0.11952 | -0.11952
Line3_1_5 | 0 | 0 | 0 | 0 | 0 | 0 | 0 | 0 | 0 | 0 | 0 | 0 | 1.0474 | 1.0474 | -0.11952 | -0.11952
Line4_2_6 | 0.033802 | 0.033802 | 0 | 0 | 0.023418 | 0.023418 | 0.017241 | -0.017207 | 0.017344 | -0.017275 | -45.346 | 134.654 | 1.0443 | 1.0412 | -0.17563 | -0.23207
Line5_6_7 | 0.033802 | 0.033802 | 0 | 0 | 0.023418 | 0.023418 | 0.017207 | -0.017173 | 0.017275 | -0.017207 | -45.346 | 134.654 | 1.0412 | 1.0381 | -0.23207 | -0.28886
Line6_7_8 | 0.033802 | 0.033802 | 0 | 0.0626 | 0.023418 | 0.023418 | 0.017173 | -0.017138 | 0.017207 | -0.017138 | -45.346 | 134.654 | 1.0381 | 1.035 | -0.28886 | -0.34598
Line7_8_9 | 0 | 0 | 0 | 0 | 0 | 0 | -1.7102e-10 | 0 | 7.2182e-11 | 0 | 0 | 0 | 1.035 | 1.035 | -0.34598 | -0.34598
Line8_8_10 | 0 | 0 | 0 | 0 | 0 | 0 | -1.7102e-10 | 0 | 7.2182e-11 | 0 | 0 | 0 | 1.035 | 1.035 | -0.34598 | -0.34598
Line9_3_11 | 0 | 0 | 0 | 0 | 0 | 0 | 0 | 0 | 0 | 0 | 0 | 0 | 1.0474 | 1.0474 | -0.11952 | -0.11952

## LLL_max_fault_10
name | pf_ikss_from_ka | pf_ikss_to_ka | pf_ip_from_ka | pf_ip_to_ka | pf_skss_from_mw | pf_skss_to_mw | pf_p_from_mw | pf_p_to_mw | pf_q_from_mvar | pf_q_to_mvar | pf_ikss_from_degree | pf_ikss_to_degree | pf_vm_from_pu | pf_vm_to_pu | pf_va_from_degree | pf_va_to_degree
Line0_1_2 | 0.035407 | 0.035407 | 0 | 0 | 0.024531 | 0.024531 | 0.018955 | -0.018918 | 0.019106 | -0.019031 | -45.3516 | 134.6484 | 1.0971 | 1.0939 | -0.12515 | -0.18126
Line10_11_12 | 0 | 0 | 0 | 0 | 0 | 0 | 0 | 0 | 0 | 0 | 0 | 0 | 1.0971 | 1.0971 | -0.12515 | -0.12515
Line11_12_13 | 0 | 0 | 0 | 0 | 0 | 0 | 0 | 0 | 0 | 0 | 0 | 0 | 1.0971 | 1.0971 | -0.12515 | -0.12515
Line12_13_15 | 0 | 0 | 0 | 0 | 0 | 0 | 0 | 0 | 0 | 0 | 0 | 0 | 1.0971 | 1.0971 | -0.12515 | -0.12515
Line13_13_14 | 0 | 0 | 0 | 0 | 0 | 0 | 0 | 0 | 0 | 0 | 0 | 0 | 1.0971 | 1.0971 | -0.12515 | -0.12515
Line14_15_16 | 0 | 0 | 0 | 0 | 0 | 0 | 0 | 0 | 0 | 0 | 0 | 0 | 1.0971 | 1.0971 | -0.12515 | -0.12515
Line15_16_17 | 0 | 0 | 0 | 0 | 0 | 0 | 0 | 0 | 0 | 0 | 0 | 0 | 1.0971 | 1.0971 | -0.12515 | -0.12515
Line16_4_18 | 0 | 0 | 0 | 0 | 0 | 0 | 0 | 0 | 0 | 0 | 0 | 0 | 1.0971 | 1.0971 | -0.12515 | -0.12515
Line17_5_19 | 0 | 0 | 0 | 0 | 0 | 0 | 0 | 0 | 0 | 0 | 0 | 0 | 1.0971 | 1.0971 | -0.12515 | -0.12515
Line1_1_3 | 0 | 0 | 0 | 0 | 0 | 0 | 0 | 0 | 0 | 0 | 0 | 0 | 1.0971 | 1.0971 | -0.12515 | -0.12515
Line2_1_4 | 0 | 0 | 0 | 0 | 0 | 0 | 0 | 0 | 0 | 0 | 0 | 0 | 1.0971 | 1.0971 | -0.12515 | -0.12515
Line3_1_5 | 0 | 0 | 0 | 0 | 0 | 0 | 0 | 0 | 0 | 0 | 0 | 0 | 1.0971 | 1.0971 | -0.12515 | -0.12515
Line4_2_6 | 0.035407 | 0.035407 | 0 | 0 | 0.024531 | 0.024531 | 0.018918 | -0.01888 | 0.019031 | -0.018955 | -45.3516 | 134.6484 | 1.0939 | 1.0906 | -0.18126 | -0.23771
Line5_6_7 | 0.035407 | 0.035407 | 0 | 0 | 0.024531 | 0.024531 | 0.01888 | -0.018842 | 0.018955 | -0.01888 | -45.3516 | 134.6484 | 1.0906 | 1.0874 | -0.23771 | -0.29449
Line6_7_8 | 0.035407 | 0.035407 | 0 | 0.065722 | 0.024531 | 0.024531 | 0.018842 | -0.018805 | 0.01888 | -0.018805 | -45.3516 | 134.6484 | 1.0874 | 1.0841 | -0.29449 | -0.35161
Line7_8_9 | 0 | 0 | 0 | 0 | 0 | 0 | -1.8919e-10 | 0 | 8.0501e-11 | 0 | 0 | 0 | 1.0841 | 1.0841 | -0.35161 | -0.35161
Line8_8_10 | 0 | 0 | 0 | 0 | 0 | 0 | -1.8919e-10 | 0 | 8.0501e-11 | 0 | 0 | 0 | 1.0841 | 1.0841 | -0.35161 | -0.35161
Line9_3_11 | 0 | 0 | 0 | 0 | 0 | 0 | 0 | 0 | 0 | 0 | 0 | 0 | 1.0971 | 1.0971 | -0.12515 | -0.12515

## LLL_min_6
name | pf_ikss_from_ka | pf_ikss_to_ka | pf_ip_from_ka | pf_ip_to_ka | pf_skss_from_mw | pf_skss_to_mw | pf_p_from_mw | pf_p_to_mw | pf_q_from_mvar | pf_q_to_mvar | pf_ikss_from_degree | pf_ikss_to_degree | pf_vm_from_pu | pf_vm_to_pu | pf_va_from_degree | pf_va_to_degree
Line0_1_2 | 1.6801 | 1.6801 | 0 | 0 | 1.164 | 1.164 | 0.65034 | -0.48775 | 0.67743 | -0.50807 | -52.8727 | 127.1273 | 0.80677 | 0.60508 | -6.7036 | -6.7036
Line10_11_12 | 0 | 0 | 0 | 0 | 0 | 0 | 0 | 0 | 0 | 0 | 0 | 0 | 0.80677 | 0.80677 | -6.7036 | -6.7036
Line11_12_13 | 0 | 0 | 0 | 0 | 0 | 0 | 0 | 0 | 0 | 0 | 0 | 0 | 0.80677 | 0.80677 | -6.7036 | -6.7036
Line12_13_15 | 0 | 0 | 0 | 0 | 0 | 0 | 0 | 0 | 0 | 0 | 0 | 0 | 0.80677 | 0.80677 | -6.7036 | -6.7036
Line13_13_14 | 0 | 0 | 0 | 0 | 0 | 0 | 0 | 0 | 0 | 0 | 0 | 0 | 0.80677 | 0.80677 | -6.7036 | -6.7036
Line14_15_16 | 0 | 0 | 0 | 0 | 0 | 0 | 0 | 0 | 0 | 0 | 0 | 0 | 0.80677 | 0.80677 | -6.7036 | -6.7036
Line15_16_17 | 0 | 0 | 0 | 0 | 0 | 0 | 0 | 0 | 0 | 0 | 0 | 0 | 0.80677 | 0.80677 | -6.7036 | -6.7036
Line16_4_18 | 0 | 0 | 0 | 0 | 0 | 0 | 0 | 0 | 0 | 0 | 0 | 0 | 0.80677 | 0.80677 | -6.7036 | -6.7036
Line17_5_19 | 0 | 0 | 0 | 0 | 0 | 0 | 0 | 0 | 0 | 0 | 0 | 0 | 0.80677 | 0.80677 | -6.7036 | -6.7036
Line1_1_3 | 0 | 0 | 0 | 0 | 0 | 0 | 0 | 0 | 0 | 0 | 0 | 0 | 0.80677 | 0.80677 | -6.7036 | -6.7036
Line2_1_4 | 0 | 0 | 0 | 0 | 0 | 0 | 0 | 0 | 0 | 0 | 0 | 0 | 0.80677 | 0.80677 | -6.7036 | -6.7036
Line3_1_5 | 0 | 0 | 0 | 0 | 0 | 0 | 0 | 0 | 0 | 0 | 0 | 0 | 0.80677 | 0.80677 | -6.7036 | -6.7036
Line4_2_6 | 1.6801 | 1.6801 | 0 | 0 | 1.164 | 1.164 | 0.48775 | -0.32517 | 0.50807 | -0.33872 | -52.8727 | 127.1273 | 0.60508 | 0.40338 | -6.7036 | -6.7036
Line5_6_7 | 1.6801 | 1.6801 | 0 | 0 | 1.164 | 1.164 | 0.32517 | -0.16258 | 0.33872 | -0.16936 | -52.8727 | 127.1273 | 0.40338 | 0.20169 | -6.7036 | -6.7036
Line6_7_8 | 1.6801 | 1.6801 | 0 | 2.6638 | 1.164 | 1.164 | 0.16258 | -1e-07 | 0.16936 | -1e-07 | -52.8727 | 127.1273 | 0.20169 | 0 | -6.7036 | 0
Line7_8_9 | 0 | 0 | 0 | 0 | 0 | 0 | 6.7987e-22 | 0 | 9.0104e-22 | 0 | 0 | 0 | 0 | 0 | 0 | 0
Line8_8_10 | 0 | 0 | 0 | 0 | 0 | 0 | 6.7987e-22 | 0 | 9.0104e-22 | 0 | 0 | 0 | 0 | 0 | 0 | 0
Line9_3_11 | 0 | 0 | 0 | 0 | 0 | 0 | 0 | 0 | 0 | 0 | 0 | 0 | 0.80677 | 0.80677 | -6.7036 | -6.7036

## LLL_min_10
name | pf_ikss_from_ka | pf_ikss_to_ka | pf_ip_from_ka | pf_ip_to_ka | pf_skss_from_mw | pf_skss_to_mw | pf_p_from_mw | pf_p_to_mw | pf_q_from_mvar | pf_q_to_mvar | pf_ikss_from_degree | pf_ikss_to_degree | pf_vm_from_pu | pf_vm_to_pu | pf_va_from_degree | pf_va_to_degree
Line0_1_2 | 1.5916 | 1.5916 | 0 | 0 | 1.1027 | 1.1027 | 0.58368 | -0.43776 | 0.608 | -0.456 | -52.8727 | 127.1273 | 0.76431 | 0.57323 | -6.7036 | -6.7036
Line10_11_12 | 0 | 0 | 0 | 0 | 0 | 0 | 0 | 0 | 0 | 0 | 0 | 0 | 0.76431 | 0.76431 | -6.7036 | -6.7036
Line11_12_13 | 0 | 0 | 0 | 0 | 0 | 0 | 0 | 0 | 0 | 0 | 0 | 0 | 0.76431 | 0.76431 | -6.7036 | -6.7036
Line12_13_15 | 0 | 0 | 0 | 0 | 0 | 0 | 0 | 0 | 0 | 0 | 0 | 0 | 0.76431 | 0.76431 | -6.7036 | -6.7036
Line13_13_14 | 0 | 0 | 0 | 0 | 0 | 0 | 0 | 0 | 0 | 0 | 0 | 0 | 0.76431 | 0.76431 | -6.7036 | -6.7036
Line14_15_16 | 0 | 0 | 0 | 0 | 0 | 0 | 0 | 0 | 0 | 0 | 0 | 0 | 0.76431 | 0.76431 | -6.7036 | -6.7036
Line15_16_17 | 0 | 0 | 0 | 0 | 0 | 0 | 0 | 0 | 0 | 0 | 0 | 0 | 0.76431 | 0.76431 | -6.7036 | -6.7036
Line16_4_18 | 0 | 0 | 0 | 0 | 0 | 0 | 0 | 0 | 0 | 0 | 0 | 0 | 0.76431 | 0.76431 | -6.7036 | -6.7036
Line17_5_19 | 0 | 0 | 0 | 0 | 0 | 0 | 0 | 0 | 0 | 0 | 0 | 0 | 0.76431 | 0.76431 | -6.7036 | -6.7036
Line1_1_3 | 0 | 0 | 0 | 0 | 0 | 0 | 0 | 0 | 0 | 0 | 0 | 0 | 0.76431 | 0.76431 | -6.7036 | -6.7036
Line2_1_4 | 0 | 0 | 0 | 0 | 0 | 0 | 0 | 0 | 0 | 0 | 0 | 0 | 0.76431 | 0.76431 | -6.7036 | -6.7036
Line3_1_5 | 0 | 0 | 0 | 0 | 0 | 0 | 0 | 0 | 0 | 0 | 0 | 0 | 0.76431 | 0.76431 | -6.7036 | -6.7036
Line4_2_6 | 1.5916 | 1.5916 | 0 | 0 | 1.1027 | 1.1027 | 0.43776 | -0.29184 | 0.456 | -0.304 | -52.8727 | 127.1273 | 0.57323 | 0.38215 | -6.7036 | -6.7036
Line5_6_7 | 1.5916 | 1.5916 | 0 | 0 | 1.1027 | 1.1027 | 0.29184 | -0.14592 | 0.304 | -0.152 | -52.8727 | 127.1273 | 0.38215 | 0.19108 | -6.7036 | -6.7036
Line6_7_8 | 1.5916 | 1.5916 | 0 | 2.5236 | 1.1027 | 1.1027 | 0.14592 | -1e-07 | 0.152 | -1e-07 | -52.8727 | 127.1273 | 0.19108 | 0 | -6.7036 | 0
Line7_8_9 | 0 | 0 | 0 | 0 | 0 | 0 | 6.1001e-22 | 0 | 8.0913e-22 | 0 | 0 | 0 | 0 | 0 | 0 | 0
Line8_8_10 | 0 | 0 | 0 | 0 | 0 | 0 | 6.1001e-22 | 0 | 8.0913e-22 | 0 | 0 | 0 | 0 | 0 | 0 | 0
Line9_3_11 | 0 | 0 | 0 | 0 | 0 | 0 | 0 | 0 | 0 | 0 | 0 | 0 | 0.76431 | 0.76431 | -6.7036 | -6.7036

## LLL_min_fault_6
name | pf_ikss_from_ka | pf_ikss_to_ka | pf_ip_from_ka | pf_ip_to_ka | pf_skss_from_mw | pf_skss_to_mw | pf_p_from_mw | pf_p_to_mw | pf_q_from_mvar | pf_q_to_mvar | pf_ikss_from_degree | pf_ikss_to_degree | pf_vm_from_pu | pf_vm_to_pu | pf_va_from_degree | pf_va_to_degree
Line0_1_2 | 0.030469 | 0.030469 | 0 | 0 | 0.02111 | 0.02111 | 0.01414 | -0.014086 | 0.014149 | -0.014093 | -45.1423 | 134.8577 | 0.94756 | 0.9439 | -0.12428 | -0.12874
Line10_11_12 | 0 | 0 | 0 | 0 | 0 | 0 | 0 | 0 | 0 | 0 | 0 | 0 | 0.94756 | 0.94756 | -0.12428 | -0.12428
Line11_12_13 | 0 | 0 | 0 | 0 | 0 | 0 | 0 | 0 | 0 | 0 | 0 | 0 | 0.94756 | 0.94756 | -0.12428 | -0.12428
Line12_13_15 | 0 | 0 | 0 | 0 | 0 | 0 | 0 | 0 | 0 | 0 | 0 | 0 | 0.94756 | 0.94756 | -0.12428 | -0.12428
Line13_13_14 | 0 | 0 | 0 | 0 | 0 | 0 | 0 | 0 | 0 | 0 | 0 | 0 | 0.94756 | 0.94756 | -0.12428 | -0.12428
Line14_15_16 | 0 | 0 | 0 | 0 | 0 | 0 | 0 | 0 | 0 | 0 | 0 | 0 | 0.94756 | 0.94756 | -0.12428 | -0.12428
Line15_16_17 | 0 | 0 | 0 | 0 | 0 | 0 | 0 | 0 | 0 | 0 | 0 | 0 | 0.94756 | 0.94756 | -0.12428 | -0.12428
Line16_4_18 | 0 | 0 | 0 | 0 | 0 | 0 | 0 | 0 | 0 | 0 | 0 | 0 | 0.94756 | 0.94756 | -0.12428 | -0.12428
Line17_5_19 | 0 | 0 | 0 | 0 | 0 | 0 | 0 | 0 | 0 | 0 | 0 | 0 | 0.94756 | 0.94756 | -0.12428 | -0.12428
Line1_1_3 | 0 | 0 | 0 | 0 | 0 | 0 | 0 | 0 | 0 | 0 | 0 | 0 | 0.94756 | 0.94756 | -0.12428 | -0.12428
Line2_1_4 | 0 | 0 | 0 | 0 | 0 | 0 | 0 | 0 | 0 | 0 | 0 | 0 | 0.94756 | 0.94756 | -0.12428 | -0.12428
Line3_1_5 | 0 | 0 | 0 | 0 | 0 | 0 | 0 | 0 | 0 | 0 | 0 | 0 | 0.94756 | 0.94756 | -0.12428 | -0.12428
Line4_2_6 | 0.030469 | 0.030469 | 0 | 0 | 0.02111 | 0.02111 | 0.014086 | -0.014033 | 0.014093 | -0.014037 | -45.1423 | 134.8577 | 0.9439 | 0.94024 | -0.12874 | -0.13323
Line5_6_7 | 0.030469 | 0.030469 | 0 | 0 | 0.02111 | 0.02111 | 0.014033 | -0.013979 | 0.014037 | -0.013981 | -45.1423 | 134.8577 | 0.94024 | 0.93659 | -0.13323 | -0.13776
Line6_7_8 | 0.030469 | 0.030469 | 0 | 0.04831 | 0.02111 | 0.02111 | 0.013979 | -0.013926 | 0.013981 | -0.013926 | -45.1423 | 134.8577 | 0.93659 | 0.93293 | -0.13776 | -0.14233
Line7_8_9 | 0 | 0 | 0 | 0 | 0 | 0 | -1.7514e-10 | 0 | 2.4218e-11 | 0 | 0 | 0 | 0.93293 | 0.93293 | -0.14233 | -0.14233
Line8_8_10 | 0 | 0 | 0 | 0 | 0 | 0 | -1.7514e-10 | 0 | 2.4218e-11 | 0 | 0 | 0 | 0.93293 | 0.93293 | -0.14233 | -0.14233
Line9_3_11 | 0 | 0 | 0 | 0 | 0 | 0 | 0 | 0 | 0 | 0 | 0 | 0 | 0.94756 | 0.94756 | -0.12428 | -0.12428

## LLL_min_fault_10
name | pf_ikss_from_ka | pf_ikss_to_ka | pf_ip_from_ka | pf_ip_to_ka | pf_skss_from_mw | pf_skss_to_mw | pf_p_from_mw | pf_p_to_mw | pf_q_from_mvar | pf_q_to_mvar | pf_ikss_from_degree | pf_ikss_to_degree | pf_vm_from_pu | pf_vm_to_pu | pf_va_from_degree | pf_va_to_degree
Line0_1_2 | 0.028866 | 0.028866 | 0 | 0 | 0.019999 | 0.019999 | 0.01269 | -0.012642 | 0.012698 | -0.012648 | -45.1423 | 134.8577 | 0.89769 | 0.89422 | -0.12428 | -0.12874
Line10_11_12 | 0 | 0 | 0 | 0 | 0 | 0 | 0 | 0 | 0 | 0 | 0 | 0 | 0.89769 | 0.89769 | -0.12428 | -0.12428
Line11_12_13 | 0 | 0 | 0 | 0 | 0 | 0 | 0 | 0 | 0 | 0 | 0 | 0 | 0.89769 | 0.89769 | -0.12428 | -0.12428
Line12_13_15 | 0 | 0 | 0 | 0 | 0 | 0 | 0 | 0 | 0 | 0 | 0 | 0 | 0.89769 | 0.89769 | -0.12428 | -0.12428
Line13_13_14 | 0 | 0 | 0 | 0 | 0 | 0 | 0 | 0 | 0 | 0 | 0 | 0 | 0.89769 | 0.89769 | -0.12428 | -0.12428
Line14_15_16 | 0 | 0 | 0 | 0 | 0 | 0 | 0 | 0 | 0 | 0 | 0 | 0 | 0.89769 | 0.89769 | -0.12428 | -0.12428
Line15_16_17 | 0 | 0 | 0 | 0 | 0 | 0 | 0 | 0 | 0 | 0 | 0 | 0 | 0.89769 | 0.89769 | -0.12428 | -0.12428
Line16_4_18 | 0 | 0 | 0 | 0 | 0 | 0 | 0 | 0 | 0 | 0 | 0 | 0 | 0.89769 | 0.89769 | -0.12428 | -0.12428
Line17_5_19 | 0 | 0 | 0 | 0 | 0 | 0 | 0 | 0 | 0 | 0 | 0 | 0 | 0.89769 | 0.89769 | -0.12428 | -0.12428
Line1_1_3 | 0 | 0 | 0 | 0 | 0 | 0 | 0 | 0 | 0 | 0 | 0 | 0 | 0.89769 | 0.89769 | -0.12428 | -0.12428
Line2_1_4 | 0 | 0 | 0 | 0 | 0 | 0 | 0 | 0 | 0 | 0 | 0 | 0 | 0.89769 | 0.89769 | -0.12428 | -0.12428
Line3_1_5 | 0 | 0 | 0 | 0 | 0 | 0 | 0 | 0 | 0 | 0 | 0 | 0 | 0.89769 | 0.89769 | -0.12428 | -0.12428
Line4_2_6 | 0.028866 | 0.028866 | 0 | 0 | 0.019999 | 0.019999 | 0.012642 | -0.012594 | 0.012648 | -0.012598 | -45.1423 | 134.8577 | 0.89422 | 0.89076 | -0.12874 | -0.13323
Line5_6_7 | 0.028866 | 0.028866 | 0 | 0 | 0.019999 | 0.019999 | 0.012594 | -0.012546 | 0.012598 | -0.012548 | -45.1423 | 134.8577 | 0.89076 | 0.88729 | -0.13323 | -0.13776
Line6_7_8 | 0.028866 | 0.028866 | 0 | 0.045767 | 0.019999 | 0.019999 | 0.012546 | -0.012498 | 0.012548 | -0.012498 | -45.1423 | 134.8577 | 0.88729 | 0.88383 | -0.13776 | -0.14233
Line7_8_9 | 0 | 0 | 0 | 0 | 0 | 0 | -1.5719e-10 | 0 | 2.1736e-11 | 0 | 0 | 0 | 0.88383 | 0.88383 | -0.14233 | -0.14233
Line8_8_10 | 0 | 0 | 0 | 0 | 0 | 0 | -1.5719e-10 | 0 | 2.1736e-11 | 0 | 0 | 0 | 0.88383 | 0.88383 | -0.14233 | -0.14233
Line9_3_11 | 0 | 0 | 0 | 0 | 0 | 0 | 0 | 0 | 0 | 0 | 0 | 0 | 0.89769 | 0.89769 | -0.12428 | -0.12428

## LL_max_6
name | pf_ikss_a_from_ka | pf_ikss_b_from_ka | pf_ikss_c_from_ka | pf_ikss_a_to_ka | pf_ikss_b_to_ka | pf_ikss_c_to_ka | pf_skss_a_from_mw | pf_skss_b_from_mw | pf_skss_c_from_mw | pf_skss_a_to_mw | pf_skss_b_to_mw | pf_skss_c_to_mw | pf_p_a_from_mw | pf_p_b_from_mw | pf_p_c_from_mw | pf_p_a_to_mw | pf_p_b_to_mw | pf_p_c_to_mw | pf_q_a_from_mvar | pf_q_b_from_mvar | pf_q_c_from_mvar | pf_q_a_to_mvar | pf_q_b_to_mvar | pf_q_c_to_mvar | pf_ikss_a_from_degree | pf_ikss_b_from_degree | pf_ikss_c_from_degree | pf_ikss_a_to_degree | pf_ikss_b_to_degree | pf_ikss_c_to_degree | pf_vm_a_from_pu | pf_vm_b_from_pu | pf_vm_c_from_pu | pf_vm_a_to_pu | pf_vm_b_to_pu | pf_vm_c_to_pu | pf_va_a_from_degree | pf_va_b_from_degree | pf_va_c_from_degree | pf_va_a_to_degree | pf_va_b_to_degree | pf_va_c_to_degree
Line0_1_2 | 0 | 1.885 | 1.885 | 0 | 1.885 | 1.885 | 0 | 0.43533 | 0.43533 | 0 | 0.43533 | 0.43533 | 4.6629e-16 | 0.35387 | -0.069596 | -4.2744e-16 | -0.31833 | 0.10513 | 2.1372e-16 | 0.19822 | 0.37032 | -2.5258e-16 | -0.12715 | -0.29925 | 0 | -157.8829 | 22.1171 | 0 | 22.1171 | -157.8829 | 1.05 | 0.93171 | 0.86555 | 1.05 | 0.78742 | 0.7286 | -1.254e-10 | -128.6271 | 122.7608 | -1.254e-10 | -136.1092 | 131.4739
Line10_11_12 | 0 | 0 | 0 | 0 | 0 | 0 | 0 | 0 | 0 | 0 | 0 | 0 | 3.8858e-17 | -2.1811e-09 | -3.489e-09 | -5.8287e-17 | 2.1811e-09 | 3.489e-09 | 3.4972e-16 | 3.2284e-09 | -9.6307e-10 | -3.3029e-16 | -3.2284e-09 | 9.6307e-10 | 0 | 0 | 0 | 0 | 0 | 0 | 1.05 | 0.93171 | 0.86555 | 1.05 | 0.93171 | 0.86555 | -1.254e-10 | -128.6271 | 122.7608 | -1.254e-10 | -128.6271 | 122.7608
Line11_12_13 | 0 | 0 | 0 | 0 | 0 | 0 | 0 | 0 | 0 | 0 | 0 | 0 | 3.8858e-17 | -1.8176e-09 | -2.9075e-09 | -3.8858e-17 | 1.8176e-09 | 2.9075e-09 | 3.3029e-16 | 2.6904e-09 | -8.0256e-10 | -3.3029e-16 | -2.6904e-09 | 8.0256e-10 | 0 | 0 | 0 | 0 | 0 | 0 | 1.05 | 0.93171 | 0.86555 | 1.05 | 0.93171 | 0.86555 | -1.254e-10 | -128.6271 | 122.7608 | -1.254e-10 | -128.6271 | 122.7608
Line12_13_15 | 0 | 0 | 0 | 0 | 0 | 0 | 0 | 0 | 0 | 0 | 0 | 0 | 1.7486e-16 | -1.0906e-09 | -1.7445e-09 | -2.1372e-16 | 1.0906e-09 | 1.7445e-09 | 3.8858e-17 | 1.6142e-09 | -4.8153e-10 | -3.8858e-17 | -1.6142e-09 | 4.8153e-10 | 0 | 0 | 0 | 0 | 0 | 0 | 1.05 | 0.93171 | 0.86555 | 1.05 | 0.93171 | 0.86555 | -1.254e-10 | -128.6271 | 122.7608 | -1.2541e-10 | -128.6271 | 122.7608
Line13_13_14 | 0 | 0 | 0 | 0 | 0 | 0 | 0 | 0 | 0 | 0 | 0 | 0 | -1.5543e-16 | -3.6352e-10 | -5.8151e-10 | 1.36e-16 | 3.6352e-10 | 5.8151e-10 | 3.6915e-16 | 5.3807e-10 | -1.6051e-10 | -3.4972e-16 | -5.3807e-10 | 1.6051e-10 | 0 | 0 | 0 | 0 | 0 | 0 | 1.05 | 0.93171 | 0.86555 | 1.05 | 0.93171 | 0.86555 | -1.254e-10 | -128.6271 | 122.7608 | -1.254e-10 | -128.6271 | 122.7608
Line14_15_16 | 0 | 0 | 0 | 0 | 0 | 0 | 0 | 0 | 0 | 0 | 0 | 0 | 7.7716e-17 | -7.2704e-10 | -1.163e-09 | -3.8858e-17 | 7.2704e-10 | 1.163e-09 | 3.8858e-17 | 1.0761e-09 | -3.2102e-10 | -1.9429e-17 | -1.0761e-09 | 3.2102e-10 | 0 | 0 | 0 | 0 | 0 | 0 | 1.05 | 0.93171 | 0.86555 | 1.05 | 0.93171 | 0.86555 | -1.2541e-10 | -128.6271 | 122.7608 | -1.2541e-10 | -128.6271 | 122.7608
Line15_16_17 | 0 | 0 | 0 | 0 | 0 | 0 | 0 | 0 | 0 | 0 | 0 | 0 | 1.9429e-17 | -3.6352e-10 | -5.8151e-10 | -1.9429e-17 | 3.6352e-10 | 5.8151e-10 | -1.9429e-17 | 5.3807e-10 | -1.6051e-10 | 1.9429e-17 | -5.3807e-10 | 1.6051e-10 | 0 | 0 | 0 | 0 | 0 | 0 | 1.05 | 0.93171 | 0.86555 | 1.05 | 0.93171 | 0.86555 | -1.2541e-10 | -128.6271 | 122.7608 | -1.2541e-10 | -128.6271 | 122.7608
Line16_4_18 | 0 | 0 | 0 | 0 | 0 | 0 | 0 | 0 | 0 | 0 | 0 | 0 | 1.9429e-17 | -3.6352e-10 | -5.8151e-10 | 1.9429e-17 | 3.6352e-10 | 5.8151e-10 | -3.8858e-17 | 5.3807e-10 | -1.6051e-10 | 3.8858e-17 | -5.3807e-10 | 1.6051e-10 | 0 | 0 | 0 | 0 | 0 | 0 | 1.05 | 0.93171 | 0.86555 | 1.05 | 0.93171 | 0.86555 | -1.254e-10 | -128.6271 | 122.7608 | -1.254e-10 | -128.6271 | 122.7608
Line17_5_19 | 0 | 0 | 0 | 0 | 0 | 0 | 0 | 0 | 0 | 0 | 0 | 0 | 4.2523e-29 | -3.6352e-10 | -5.8151e-10 | 1.9429e-17 | 3.6352e-10 | 5.8151e-10 | 1.9429e-17 | 5.3807e-10 | -1.6051e-10 | -4.2524e-29 | -5.3807e-10 | 1.6051e-10 | 0 | 0 | 0 | 0 | 0 | 0 | 1.05 | 0.93171 | 0.86555 | 1.05 | 0.93171 | 0.86555 | -1.254e-10 | -128.6271 | 122.7608 | -1.254e-10 | -128.6271 | 122.7608
Line1_1_3 | 0 | 0 | 0 | 0 | 0 | 0 | 0 | 0 | 0 | 0 | 0 | 0 | 1.9429e-16 | -2.9082e-09 | -4.6521e-09 | -1.9429e-16 | 2.9082e-09 | 4.6521e-09 | 3.6915e-16 | 4.3046e-09 | -1.2841e-09 | -3.8858e-16 | -4.3046e-09 | 1.2841e-09 | 0 | 0 | 0 | 0 | 0 | 0 | 1.05 | 0.93171 | 0.86555 | 1.05 | 0.93171 | 0.86555 | -1.254e-10 | -128.6271 | 122.7608 | -1.254e-10 | -128.6271 | 122.7608
Line2_1_4 | 0 | 0 | 0 | 0 | 0 | 0 | 0 | 0 | 0 | 0 | 0 | 0 | -1.36e-16 | -7.2704e-10 | -1.163e-09 | 1.1657e-16 | 7.2704e-10 | 1.163e-09 | 3.6915e-16 | 1.0761e-09 | -3.2102e-10 | -3.8858e-16 | -1.0761e-09 | 3.2102e-10 | 0 | 0 | 0 | 0 | 0 | 0 | 1.05 | 0.93171 | 0.86555 | 1.05 | 0.93171 | 0.86555 | -1.254e-10 | -128.6271 | 122.7608 | -1.254e-10 | -128.6271 | 122.7608
Line3_1_5 | 0 | 0 | 0 | 0 | 0 | 0 | 0 | 0 | 0 | 0 | 0 | 0 | 7.7716e-17 | -7.2704e-10 | -1.163e-09 | -7.7716e-17 | 7.2704e-10 | 1.163e-09 | 3.8858e-17 | 1.0761e-09 | -3.2102e-10 | -5.8287e-17 | -1.0761e-09 | 3.2102e-10 | 0 | 0 | 0 | 0 | 0 | 0 | 1.05 | 0.93171 | 0.86555 | 1.05 | 0.93171 | 0.86555 | -1.254e-10 | -128.6271 | 122.7608 | -1.254e-10 | -128.6271 | 122.7608
Line4_2_6 | 0 | 1.885 | 1.885 | 0 | 1.885 | 1.885 | 0 | 0.43533 | 0.43533 | 0 | 0.43533 | 0.43533 | 2.3315e-16 | 0.31833 | -0.10513 | -3.1086e-16 | -0.2828 | 0.14066 | 2.3315e-16 | 0.12715 | 0.29925 | -2.72e-16 | -0.056087 | -0.22819 | 0 | -157.8829 | 22.1171 | 0 | 22.1171 | -157.8829 | 1.05 | 0.78742 | 0.7286 | 1.05 | 0.66227 | 0.61575 | -1.254e-10 | -136.1092 | 131.4739 | -1.2541e-10 | -146.6652 | 143.7688
Line5_6_7 | 0 | 1.885 | 1.885 | 0 | 1.885 | 1.885 | 0 | 0.43533 | 0.43533 | 0 | 0.43533 | 0.43533 | 3.1086e-16 | 0.2828 | -0.14066 | -1.5543e-16 | -0.24727 | 0.1762 | 1.5543e-16 | 0.056087 | 0.22819 | -1.9429e-16 | 0.014981 | -0.15712 | 0 | -157.8829 | 22.1171 | 0 | 22.1171 | -157.8829 | 1.05 | 0.66227 | 0.61575 | 1.05 | 0.56903 | 0.54229 | -1.2541e-10 | -146.6652 | 143.7688 | -1.254e-10 | -161.35 | 160.3935
Line6_7_8 | 0 | 1.885 | 1.885 | 0 | 1.885 | 1.885 | 0 | 0.43533 | 0.43533 | 0 | 0.43533 | 0.43533 | -2.5515e-28 | 0.24727 | -0.1762 | -7.7716e-17 | -0.21173 | 0.21173 | -1.1657e-16 | -0.014981 | 0.15712 | 1.1657e-16 | 0.086049 | -0.086049 | 0 | -157.8829 | 22.1171 | 0 | 22.1171 | -157.8829 | 1.05 | 0.56903 | 0.54229 | 1.05 | 0.525 | 0.525 | -1.254e-10 | -161.35 | 160.3935 | -1.254e-10 | -180 | -180
Line7_8_9 | 0 | 0 | 0 | 0 | 0 | 0 | 0 | 0 | 0 | 0 | 0 | 0 | 7.7716e-17 | 1.1657e-16 | -1.5542e-16 | -1.5543e-16 | 7.9808e-17 | -1.5335e-16 | -7.7716e-17 | 1.7505e-09 | -1.7505e-09 | 1.1657e-16 | -1.7505e-09 | 1.7505e-09 | 0 | 0 | 0 | 0 | 0 | 0 | 1.05 | 0.525 | 0.525 | 1.05 | 0.525 | 0.525 | -1.254e-10 | -180 | -180 | -1.2541e-10 | -180 | 180
Line8_8_10 | 0 | 0 | 0 | 0 | 0 | 0 | 0 | 0 | 0 | 0 | 0 | 0 | -3.1086e-16 | 8.1601e-16 | 3.1087e-16 | 3.1086e-16 | -6.1963e-16 | -4.6422e-16 | 1.1657e-16 | 1.7505e-09 | -1.7505e-09 | -1.1657e-16 | -1.7505e-09 | 1.7505e-09 | 0 | 0 | 0 | 0 | 0 | 0 | 1.05 | 0.525 | 0.525 | 1.05 | 0.525 | 0.525 | -1.254e-10 | -180 | -180 | -1.2541e-10 | -180 | 180
Line9_3_11 | 0 | 0 | 0 | 0 | 0 | 0 | 0 | 0 | 0 | 0 | 0 | 0 | 1.1657e-16 | -2.5447e-09 | -4.0705e-09 | -1.1657e-16 | 2.5447e-09 | 4.0705e-09 | 3.6915e-16 | 3.7665e-09 | -1.1236e-09 | -3.4972e-16 | -3.7665e-09 | 1.1236e-09 | 0 | 0 | 0 | 0 | 0 | 0 | 1.05 | 0.93171 | 0.86555 | 1.05 | 0.93171 | 0.86555 | -1.254e-10 | -128.6271 | 122.7608 | -1.254e-10 | -128.6271 | 122.7608

## LL_max_10
name | pf_ikss_a_from_ka | pf_ikss_b_from_ka | pf_ikss_c_from_ka | pf_ikss_a_to_ka | pf_ikss_b_to_ka | pf_ikss_c_to_ka | pf_skss_a_from_mw | pf_skss_b_from_mw | pf_skss_c_from_mw | pf_skss_a_to_mw | pf_skss_b_to_mw | pf_skss_c_to_mw | pf_p_a_from_mw | pf_p_b_from_mw | pf_p_c_from_mw | pf_p_a_to_mw | pf_p_b_to_mw | pf_p_c_to_mw | pf_q_a_from_mvar | pf_q_b_from_mvar | pf_q_c_from_mvar | pf_q_a_to_mvar | pf_q_b_to_mvar | pf_q_c_to_mvar | pf_ikss_a_from_degree | pf_ikss_b_from_degree | pf_ikss_c_from_degree | pf_ikss_a_to_degree | pf_ikss_b_to_degree | pf_ikss_c_to_degree | pf_vm_a_from_pu | pf_vm_b_from_pu | pf_vm_c_from_pu | pf_vm_a_to_pu | pf_vm_b_to_pu | pf_vm_c_to_pu | pf_va_a_from_degree | pf_va_b_from_degree | pf_va_c_from_degree | pf_va_a_to_degree | pf_va_b_to_degree | pf_va_c_to_degree
Line0_1_2 | 0 | 1.9564 | 1.9564 | 0 | 1.9564 | 1.9564 | 0 | 0.4518 | 0.4518 | 0 | 0.4518 | 0.4518 | 1.5062e-15 | 0.38357 | -0.077384 | -1.4655e-15 | -0.3453 | 0.11566 | 3.2567e-16 | 0.2133 | 0.39907 | -3.2567e-16 | -0.13675 | -0.32252 | 0 | -158.05 | 21.95 | 0 | 21.95 | -158.05 | 1.1 | 0.97142 | 0.89974 | 1.1 | 0.82203 | 0.75838 | -1.0596e-10 | -128.9719 | 122.9242 | -1.0598e-10 | -136.444 | 131.678
Line10_11_12 | 0 | 0 | 0 | 0 | 0 | 0 | 0 | 0 | 0 | 0 | 0 | 0 | 1.2212e-16 | -2.4603e-09 | -3.9356e-09 | -1.2212e-16 | 2.4603e-09 | 3.9356e-09 | 5.2921e-16 | 3.6661e-09 | -1.1108e-09 | -5.4956e-16 | -3.6661e-09 | 1.1108e-09 | 0 | 0 | 0 | 0 | 0 | 0 | 1.1 | 0.97142 | 0.89974 | 1.1 | 0.97142 | 0.89974 | -1.0596e-10 | -128.9719 | 122.9242 | -1.0596e-10 | -128.9719 | 122.9242
Line11_12_13 | 0 | 0 | 0 | 0 | 0 | 0 | 0 | 0 | 0 | 0 | 0 | 0 | 1.0177e-16 | -2.0502e-09 | -3.2797e-09 | -1.0177e-16 | 2.0502e-09 | 3.2797e-09 | 5.2921e-16 | 3.0551e-09 | -9.2564e-10 | -4.885e-16 | -3.0551e-09 | 9.2564e-10 | 0 | 0 | 0 | 0 | 0 | 0 | 1.1 | 0.97142 | 0.89974 | 1.1 | 0.97142 | 0.89974 | -1.0596e-10 | -128.9719 | 122.9242 | -1.0596e-10 | -128.9719 | 122.9242
Line12_13_15 | 0 | 0 | 0 | 0 | 0 | 0 | 0 | 0 | 0 | 0 | 0 | 0 | 1.8319e-16 | -1.2301e-09 | -1.9678e-09 | -1.8319e-16 | 1.2301e-09 | 1.9678e-09 | 2.0354e-17 | 1.8331e-09 | -5.5539e-10 | 3.3879e-28 | -1.8331e-09 | 5.5539e-10 | 0 | 0 | 0 | 0 | 0 | 0 | 1.1 | 0.97142 | 0.89974 | 1.1 | 0.97142 | 0.89974 | -1.0596e-10 | -128.9719 | 122.9242 | -1.0597e-10 | -128.9719 | 122.9242
Line13_13_14 | 0 | 0 | 0 | 0 | 0 | 0 | 0 | 0 | 0 | 0 | 0 | 0 | -1.6283e-16 | -4.1005e-10 | -6.5593e-10 | 1.6283e-16 | 4.1005e-10 | 6.5593e-10 | 5.4956e-16 | 6.1102e-10 | -1.8513e-10 | -5.4956e-16 | -6.1102e-10 | 1.8513e-10 | 0 | 0 | 0 | 0 | 0 | 0 | 1.1 | 0.97142 | 0.89974 | 1.1 | 0.97142 | 0.89974 | -1.0596e-10 | -128.9719 | 122.9242 | -1.0596e-10 | -128.9719 | 122.9242
Line14_15_16 | 0 | 0 | 0 | 0 | 0 | 0 | 0 | 0 | 0 | 0 | 0 | 0 | 6.1062e-17 | -8.2009e-10 | -1.3119e-09 | -6.1062e-17 | 8.2009e-10 | 1.3119e-09 | 4.0708e-17 | 1.222e-09 | -3.7026e-10 | -2.0354e-17 | -1.222e-09 | 3.7026e-10 | 0 | 0 | 0 | 0 | 0 | 0 | 1.1 | 0.97142 | 0.89974 | 1.1 | 0.97142 | 0.89974 | -1.0597e-10 | -128.9719 | 122.9242 | -1.0597e-10 | -128.9719 | 122.9242
Line15_16_17 | 0 | 0 | 0 | 0 | 0 | 0 | 0 | 0 | 0 | 0 | 0 | 0 | -2.0354e-17 | -4.1005e-10 | -6.5593e-10 | -2.0354e-17 | 4.1005e-10 | 6.5593e-10 | -4.0708e-17 | 6.1102e-10 | -1.8513e-10 | 3.7644e-29 | -6.1102e-10 | 1.8513e-10 | 0 | 0 | 0 | 0 | 0 | 0 | 1.1 | 0.97142 | 0.89974 | 1.1 | 0.97142 | 0.89974 | -1.0597e-10 | -128.9719 | 122.9242 | -1.0597e-10 | -128.9719 | 122.9242
Line16_4_18 | 0 | 0 | 0 | 0 | 0 | 0 | 0 | 0 | 0 | 0 | 0 | 0 | -2.0354e-17 | -4.1005e-10 | -6.5593e-10 | 4.0708e-17 | 4.1005e-10 | 6.5593e-10 | 3.7641e-29 | 6.1102e-10 | -1.8513e-10 | -7.5283e-29 | -6.1102e-10 | 1.8513e-10 | 0 | 0 | 0 | 0 | 0 | 0 | 1.1 | 0.97142 | 0.89974 | 1.1 | 0.97142 | 0.89974 | -1.0596e-10 | -128.9719 | 122.9242 | -1.0596e-10 | -128.9719 | 122.9242
Line17_5_19 | 0 | 0 | 0 | 0 | 0 | 0 | 0 | 0 | 0 | 0 | 0 | 0 | -2.0354e-17 | -4.1005e-10 | -6.5593e-10 | 0 | 4.1005e-10 | 6.5593e-10 | -4.0708e-17 | 6.1102e-10 | -1.8513e-10 | 0 | -6.1102e-10 | 1.8513e-10 | 0 | 0 | 0 | 0 | 0 | 0 | 1.1 | 0.97142 | 0.89974 | 1.1 | 0.97142 | 0.89974 | -1.0596e-10 | -128.9719 | 122.9242 | -1.0596e-10 | -128.9719 | 122.9242
Line1_1_3 | 0 | 0 | 0 | 0 | 0 | 0 | 0 | 0 | 0 | 0 | 0 | 0 | 1.8319e-16 | -3.2804e-09 | -5.2475e-09 | -1.6283e-16 | 3.2804e-09 | 5.2475e-09 | 5.2921e-16 | 4.8882e-09 | -1.481e-09 | -5.4956e-16 | -4.8882e-09 | 1.481e-09 | 0 | 0 | 0 | 0 | 0 | 0 | 1.1 | 0.97142 | 0.89974 | 1.1 | 0.97142 | 0.89974 | -1.0596e-10 | -128.9719 | 122.9242 | -1.0596e-10 | -128.9719 | 122.9242
Line2_1_4 | 0 | 0 | 0 | 0 | 0 | 0 | 0 | 0 | 0 | 0 | 0 | 0 | -6.1062e-17 | -8.2009e-10 | -1.3119e-09 | 8.1416e-17 | 8.2009e-10 | 1.3119e-09 | 5.0885e-16 | 1.222e-09 | -3.7026e-10 | -5.4956e-16 | -1.222e-09 | 3.7026e-10 | 0 | 0 | 0 | 0 | 0 | 0 | 1.1 | 0.97142 | 0.89974 | 1.1 | 0.97142 | 0.89974 | -1.0596e-10 | -128.9719 | 122.9242 | -1.0596e-10 | -128.9719 | 122.9242
Line3_1_5 | 0 | 0 | 0 | 0 | 0 | 0 | 0 | 0 | 0 | 0 | 0 | 0 | 6.1062e-17 | -8.2009e-10 | -1.3119e-09 | -4.0708e-17 | 8.2009e-10 | 1.3119e-09 | -1.1293e-28 | 1.222e-09 | -3.7026e-10 | -4.0708e-17 | -1.222e-09 | 3.7026e-10 | 0 | 0 | 0 | 0 | 0 | 0 | 1.1 | 0.97142 | 0.89974 | 1.1 | 0.97142 | 0.89974 | -1.0596e-10 | -128.9719 | 122.9242 | -1.0596e-10 | -128.9719 | 122.9242
Line4_2_6 | 0 | 1.9564 | 1.9564 | 0 | 1.9564 | 1.9564 | 0 | 0.4518 | 0.4518 | 0 | 0.4518 | 0.4518 | 1.3027e-15 | 0.3453 | -0.11566 | -1.3027e-15 | -0.30702 | 0.15393 | 4.0708e-16 | 0.13675 | 0.32252 | -3.6637e-16 | -0.060208 | -0.24598 | 0 | -158.05 | 21.95 | 0 | 21.95 | -158.05 | 1.1 | 0.82203 | 0.75838 | 1.1 | 0.6925 | 0.64226 | -1.0598e-10 | -136.444 | 131.678 | -1.0599e-10 | -146.955 | 143.988
Line5_6_7 | 0 | 1.9564 | 1.9564 | 0 | 1.9564 | 1.9564 | 0 | 0.4518 | 0.4518 | 0 | 0.4518 | 0.4518 | 1.0584e-15 | 0.30702 | -0.15393 | -1.0584e-15 | -0.26875 | 0.1922 | 1.6283e-16 | 0.060208 | 0.24598 | -1.6283e-16 | 0.016339 | -0.16943 | 0 | -158.05 | 21.95 | 0 | 21.95 | -158.05 | 1.1 | 0.6925 | 0.64226 | 1.1 | 0.59594 | 0.56711 | -1.0599e-10 | -146.955 | 143.988 | -1.06e-10 | -161.529 | 160.5532
Line6_7_8 | 0 | 1.9564 | 1.9564 | 0 | 1.9564 | 1.9564 | 0 | 0.4518 | 0.4518 | 0 | 0.4518 | 0.4518 | 8.1416e-16 | 0.26875 | -0.1922 | -8.1416e-16 | -0.23048 | 0.23048 | -4.0708e-16 | -0.016339 | 0.16943 | 4.0708e-16 | 0.092885 | -0.092885 | 0 | -158.05 | 21.95 | 0 | 21.95 | -158.05 | 1.1 | 0.59594 | 0.56711 | 1.1 | 0.55 | 0.55 | -1.06e-10 | -161.529 | 160.5532 | -1.0601e-10 | -180 | -180
Line7_8_9 | 0 | 0 | 0 | 0 | 0 | 0 | 0 | 0 | 0 | 0 | 0 | 0 | 1.6283e-16 | 2.4424e-16 | 6.4405e-21 | -1.6283e-16 | -1.6054e-16 | -6.4905e-16 | -3.0129e-28 | 1.9211e-09 | -1.9211e-09 | 3.013e-28 | -1.9211e-09 | 1.9211e-09 | 0 | 0 | 0 | 0 | 0 | 0 | 1.1 | 0.55 | 0.55 | 1.1 | 0.55 | 0.55 | -1.0601e-10 | -180 | -180 | -1.0602e-10 | -180 | 180
Line8_8_10 | 0 | 0 | 0 | 0 | 0 | 0 | 0 | 0 | 0 | 0 | 0 | 0 | 3.2567e-16 | 4.0707e-16 | -3.2566e-16 | -3.2567e-16 | 2.2954e-18 | 2.2812e-18 | -1.6283e-16 | 1.9211e-09 | -1.9211e-09 | 1.6283e-16 | -1.9211e-09 | 1.9211e-09 | 0 | 0 | 0 | 0 | 0 | 0 | 1.1 | 0.55 | 0.55 | 1.1 | 0.55 | 0.55 | -1.0601e-10 | -180 | -180 | -1.0602e-10 | -180 | 180
Line9_3_11 | 0 | 0 | 0 | 0 | 0 | 0 | 0 | 0 | 0 | 0 | 0 | 0 | 1.4248e-16 | -2.8703e-09 | -4.5915e-09 | -1.4248e-16 | 2.8703e-09 | 4.5915e-09 | 5.4956e-16 | 4.2771e-09 | -1.2959e-09 | -5.4956e-16 | -4.2771e-09 | 1.2959e-09 | 0 | 0 | 0 | 0 | 0 | 0 | 1.1 | 0.97142 | 0.89974 | 1.1 | 0.97142 | 0.89974 | -1.0596e-10 | -128.9719 | 122.9242 | -1.0596e-10 | -128.9719 | 122.9242

## LL_max_fault_6
name | pf_ikss_a_from_ka | pf_ikss_b_from_ka | pf_ikss_c_from_ka | pf_ikss_a_to_ka | pf_ikss_b_to_ka | pf_ikss_c_to_ka | pf_skss_a_from_mw | pf_skss_b_from_mw | pf_skss_c_from_mw | pf_skss_a_to_mw | pf_skss_b_to_mw | pf_skss_c_to_mw | pf_p_a_from_mw | pf_p_b_from_mw | pf_p_c_from_mw | pf_p_a_to_mw | pf_p_b_to_mw | pf_p_c_to_mw | pf_q_a_from_mvar | pf_q_b_from_mvar | pf_q_c_from_mvar | pf_q_a_to_mvar | pf_q_b_to_mvar | pf_q_c_to_mvar | pf_ikss_a_from_degree | pf_ikss_b_from_degree | pf_ikss_c_from_degree | pf_ikss_a_to_degree | pf_ikss_b_to_degree | pf_ikss_c_to_degree | pf_vm_a_from_pu | pf_vm_b_from_pu | pf_vm_c_from_pu | pf_vm_a_to_pu | pf_vm_b_to_pu | pf_vm_c_to_pu | pf_va_a_from_degree | pf_va_b_from_degree | pf_va_c_from_degree | pf_va_a_to_degree | pf_va_b_to_degree | pf_va_c_to_degree
Line0_1_2 | 0 | 0.057717 | 0.057717 | 0 | 0.057717 | 0.057717 | 0 | 0.013329 | 0.013329 | 0 | 0.013329 | 0.013329 | 2.0643e-17 | 0.013468 | 0.0034547 | -2.0643e-17 | -0.013435 | -0.0034214 | 8.5001e-18 | 0.0037057 | 0.013484 | -8.5001e-18 | -0.0036391 | -0.013417 | 0 | -135.6822 | 44.3178 | 0 | 44.3178 | -135.6822 | 1.05 | 1.048 | 1.0443 | 1.05 | 1.0443 | 1.0388 | -1.2807e-12 | -120.2981 | 119.9471 | -1.2809e-12 | -120.5262 | 120.0122
Line10_11_12 | 0 | 0 | 0 | 0 | 0 | 0 | 0 | 0 | 0 | 0 | 0 | 0 | 5.1608e-18 | -4.627e-11 | -1.3184e-10 | -4.5536e-18 | 4.627e-11 | 1.3184e-10 | 5.4644e-18 | 1.2595e-10 | 2.226e-11 | -6.0715e-18 | -1.2595e-10 | -2.226e-11 | 0 | 0 | 0 | 0 | 0 | 0 | 1.05 | 1.048 | 1.0443 | 1.05 | 1.048 | 1.0443 | -1.2808e-12 | -120.2981 | 119.9471 | -1.2809e-12 | -120.2981 | 119.9471
Line11_12_13 | 0 | 0 | 0 | 0 | 0 | 0 | 0 | 0 | 0 | 0 | 0 | 0 | 4.5536e-18 | -3.8558e-11 | -1.0987e-10 | -3.9465e-18 | 3.8558e-11 | 1.0987e-10 | 3.6429e-18 | 1.0496e-10 | 1.855e-11 | -3.6429e-18 | -1.0496e-10 | -1.855e-11 | 0 | 0 | 0 | 0 | 0 | 0 | 1.05 | 1.048 | 1.0443 | 1.05 | 1.048 | 1.0443 | -1.2809e-12 | -120.2981 | 119.9471 | -1.281e-12 | -120.2981 | 119.9471
Line12_13_15 | 0 | 0 | 0 | 0 | 0 | 0 | 0 | 0 | 0 | 0 | 0 | 0 | 3.6429e-18 | -2.3135e-11 | -6.592e-11 | -3.6429e-18 | 2.3135e-11 | 6.592e-11 | 2.4286e-18 | 6.2976e-11 | 1.113e-11 | -3.0358e-18 | -6.2976e-11 | -1.113e-11 | 0 | 0 | 0 | 0 | 0 | 0 | 1.05 | 1.048 | 1.0443 | 1.05 | 1.048 | 1.0443 | -1.281e-12 | -120.2981 | 119.9471 | -1.281e-12 | -120.2981 | 119.9471
Line13_13_14 | 0 | 0 | 0 | 0 | 0 | 0 | 0 | 0 | 0 | 0 | 0 | 0 | -3.0358e-18 | -7.7116e-12 | -2.1973e-11 | 3.0358e-18 | 7.7116e-12 | 2.1973e-11 | 4.2501e-18 | 2.0992e-11 | 3.71e-12 | -4.2501e-18 | -2.0992e-11 | -3.71e-12 | 0 | 0 | 0 | 0 | 0 | 0 | 1.05 | 1.048 | 1.0443 | 1.05 | 1.048 | 1.0443 | -1.281e-12 | -120.2981 | 119.9471 | -1.2809e-12 | -120.2981 | 119.9471
Line14_15_16 | 0 | 0 | 0 | 0 | 0 | 0 | 0 | 0 | 0 | 0 | 0 | 0 | 3.0358e-18 | -1.5423e-11 | -4.3946e-11 | -3.6429e-18 | 1.5423e-11 | 4.3946e-11 | -6.7875e-32 | 4.1984e-11 | 7.42e-12 | -6.0715e-19 | -4.1984e-11 | -7.42e-12 | 0 | 0 | 0 | 0 | 0 | 0 | 1.05 | 1.048 | 1.0443 | 1.05 | 1.048 | 1.0443 | -1.281e-12 | -120.2981 | 119.9471 | -1.2811e-12 | -120.2981 | 119.9471
Line15_16_17 | 0 | 0 | 0 | 0 | 0 | 0 | 0 | 0 | 0 | 0 | 0 | 0 | 9.1073e-19 | -7.7116e-12 | -2.1973e-11 | -3.0358e-19 | 7.7116e-12 | 2.1973e-11 | -1.2143e-18 | 2.0992e-11 | 3.71e-12 | 1.2143e-18 | -2.0992e-11 | -3.71e-12 | 0 | 0 | 0 | 0 | 0 | 0 | 1.05 | 1.048 | 1.0443 | 1.05 | 1.048 | 1.0443 | -1.2811e-12 | -120.2981 | 119.9471 | -1.2811e-12 | -120.2981 | 119.9471
Line16_4_18 | 0 | 0 | 0 | 0 | 0 | 0 | 0 | 0 | 0 | 0 | 0 | 0 | 6.0715e-19 | -7.7116e-12 | -2.1973e-11 | -6.0715e-19 | 7.7116e-12 | 2.1973e-11 | 6.0715e-19 | 2.0992e-11 | 3.71e-12 | 6.0715e-19 | -2.0992e-11 | -3.71e-12 | 0 | 0 | 0 | 0 | 0 | 0 | 1.05 | 1.048 | 1.0443 | 1.05 | 1.048 | 1.0443 | -1.2807e-12 | -120.2981 | 119.9471 | -1.2807e-12 | -120.2981 | 119.9471
Line17_5_19 | 0 | 0 | 0 | 0 | 0 | 0 | 0 | 0 | 0 | 0 | 0 | 0 | -1.3571e-32 | -7.7116e-12 | -2.1973e-11 | 6.0715e-19 | 7.7116e-12 | 2.1973e-11 | -6.0715e-19 | 2.0992e-11 | 3.71e-12 | 6.0715e-19 | -2.0992e-11 | -3.71e-12 | 0 | 0 | 0 | 0 | 0 | 0 | 1.05 | 1.048 | 1.0443 | 1.05 | 1.048 | 1.0443 | -1.2807e-12 | -120.2981 | 119.9471 | -1.2807e-12 | -120.2981 | 119.9471
Line1_1_3 | 0 | 0 | 0 | 0 | 0 | 0 | 0 | 0 | 0 | 0 | 0 | 0 | 5.768e-18 | -6.1693e-11 | -1.7579e-10 | -6.3751e-18 | 6.1693e-11 | 1.7579e-10 | 7.2858e-18 | 1.6794e-10 | 2.968e-11 | -7.2858e-18 | -1.6794e-10 | -2.968e-11 | 0 | 0 | 0 | 0 | 0 | 0 | 1.05 | 1.048 | 1.0443 | 1.05 | 1.048 | 1.0443 | -1.2807e-12 | -120.2981 | 119.9471 | -1.2808e-12 | -120.2981 | 119.9471
Line2_1_4 | 0 | 0 | 0 | 0 | 0 | 0 | 0 | 0 | 0 | 0 | 0 | 0 | 6.7854e-32 | -1.5423e-11 | -4.3946e-11 | -6.7855e-32 | 1.5423e-11 | 4.3946e-11 | 3.0358e-18 | 4.1984e-11 | 7.42e-12 | -3.0358e-18 | -4.1984e-11 | -7.4199e-12 | 0 | 0 | 0 | 0 | 0 | 0 | 1.05 | 1.048 | 1.0443 | 1.05 | 1.048 | 1.0443 | -1.2807e-12 | -120.2981 | 119.9471 | -1.2807e-12 | -120.2981 | 119.9471
Line3_1_5 | 0 | 0 | 0 | 0 | 0 | 0 | 0 | 0 | 0 | 0 | 0 | 0 | 2.125e-18 | -1.5423e-11 | -4.3946e-11 | -2.125e-18 | 1.5423e-11 | 4.3946e-11 | 1.8215e-18 | 4.1984e-11 | 7.42e-12 | -1.8215e-18 | -4.1984e-11 | -7.42e-12 | 0 | 0 | 0 | 0 | 0 | 0 | 1.05 | 1.048 | 1.0443 | 1.05 | 1.048 | 1.0443 | -1.2807e-12 | -120.2981 | 119.9471 | -1.2807e-12 | -120.2981 | 119.9471
Line4_2_6 | 0 | 0.057717 | 0.057717 | 0 | 0.057717 | 0.057717 | 0 | 0.013329 | 0.013329 | 0 | 0.013329 | 0.013329 | 1.5786e-17 | 0.013435 | 0.0034214 | -1.7e-17 | -0.013402 | -0.003388 | 4.8572e-18 | 0.0036391 | 0.013417 | -2.4286e-18 | -0.0035725 | -0.01335 | 0 | -135.6822 | 44.3178 | 0 | 44.3178 | -135.6822 | 1.05 | 1.0443 | 1.0388 | 1.05 | 1.0405 | 1.0333 | -1.2809e-12 | -120.5262 | 120.0122 | -1.2812e-12 | -120.7558 | 120.078
Line5_6_7 | 0 | 0.057717 | 0.057717 | 0 | 0.057717 | 0.057717 | 0 | 0.013329 | 0.013329 | 0 | 0.013329 | 0.013329 | 7.2858e-18 | 0.013402 | 0.003388 | -7.2858e-18 | -0.013368 | -0.0033547 | 4.8572e-18 | 0.0035725 | 0.01335 | -4.8572e-18 | -0.0035059 | -0.013284 | 0 | -135.6822 | 44.3178 | 0 | 44.3178 | -135.6822 | 1.05 | 1.0405 | 1.0333 | 1.05 | 1.0368 | 1.0279 | -1.2812e-12 | -120.7558 | 120.078 | -1.2813e-12 | -120.9872 | 120.1445
Line6_7_8 | 0 | 0.057717 | 0.057717 | 0 | 0.057717 | 0.057717 | 0 | 0.013329 | 0.013329 | 0 | 0.013329 | 0.013329 | 1.2143e-17 | 0.013368 | 0.0033547 | -9.7145e-18 | -0.013335 | -0.0033214 | -7.2858e-18 | 0.0035059 | 0.013284 | 7.2858e-18 | -0.0034392 | -0.013217 | 0 | -135.6822 | 44.3178 | 0 | 44.3178 | -135.6822 | 1.05 | 1.0368 | 1.0279 | 1.05 | 1.0332 | 1.0224 | -1.2813e-12 | -120.9872 | 120.1445 | -1.2814e-12 | -121.2201 | 120.2117
Line7_8_9 | 0 | 0 | 0 | 0 | 0 | 0 | 0 | 0 | 0 | 0 | 0 | 0 | 0 | -6.2856e-11 | -1.0336e-10 | 2.4286e-18 | 6.2856e-11 | 1.0336e-10 | 0 | 8.4699e-11 | -1.4546e-11 | -5.432e-32 | -8.4699e-11 | 1.4546e-11 | 0 | 0 | 0 | 0 | 0 | 0 | 1.05 | 1.0332 | 1.0224 | 1.05 | 1.0332 | 1.0224 | -1.2814e-12 | -121.2201 | 120.2117 | -1.2815e-12 | -121.2201 | 120.2117
Line8_8_10 | 0 | 0 | 0 | 0 | 0 | 0 | 0 | 0 | 0 | 0 | 0 | 0 | 7.2858e-18 | -6.2856e-11 | -1.0336e-10 | -7.2858e-18 | 6.2856e-11 | 1.0336e-10 | -2.4286e-18 | 8.4699e-11 | -1.4546e-11 | 2.4286e-18 | -8.4699e-11 | 1.4546e-11 | 0 | 0 | 0 | 0 | 0 | 0 | 1.05 | 1.0332 | 1.0224 | 1.05 | 1.0332 | 1.0224 | -1.2814e-12 | -121.2201 | 120.2117 | -1.2815e-12 | -121.2201 | 120.2117
Line9_3_11 | 0 | 0 | 0 | 0 | 0 | 0 | 0 | 0 | 0 | 0 | 0 | 0 | 4.2501e-18 | -5.3981e-11 | -1.5381e-10 | -4.8572e-18 | 5.3981e-11 | 1.5381e-10 | 9.1073e-18 | 1.4694e-10 | 2.597e-11 | -8.5001e-18 | -1.4694e-10 | -2.597e-11 | 0 | 0 | 0 | 0 | 0 | 0 | 1.05 | 1.048 | 1.0443 | 1.05 | 1.048 | 1.0443 | -1.2808e-12 | -120.2981 | 119.9471 | -1.2808e-12 | -120.2981 | 119.9471

## LL_max_fault_10
name | pf_ikss_a_from_ka | pf_ikss_b_from_ka | pf_ikss_c_from_ka | pf_ikss_a_to_ka | pf_ikss_b_to_ka | pf_ikss_c_to_ka | pf_skss_a_from_mw | pf_skss_b_from_mw | pf_skss_c_from_mw | pf_skss_a_to_mw | pf_skss_b_to_mw | pf_skss_c_to_mw | pf_p_a_from_mw | pf_p_b_from_mw | pf_p_c_from_mw | pf_p_a_to_mw | pf_p_b_to_mw | pf_p_c_to_mw | pf_q_a_from_mvar | pf_q_b_from_mvar | pf_q_c_from_mvar | pf_q_a_to_mvar | pf_q_b_to_mvar | pf_q_c_to_mvar | pf_ikss_a_from_degree | pf_ikss_b_from_degree | pf_ikss_c_from_degree | pf_ikss_a_to_degree | pf_ikss_b_to_degree | pf_ikss_c_to_degree | pf_vm_a_from_pu | pf_vm_b_from_pu | pf_vm_c_from_pu | pf_vm_a_to_pu | pf_vm_b_to_pu | pf_vm_c_to_pu | pf_va_a_from_degree | pf_va_b_from_degree | pf_va_c_from_degree | pf_va_a_to_degree | pf_va_b_to_degree | pf_va_c_to_degree
Line0_1_2 | 0 | 0.060452 | 0.060452 | 0 | 0.060452 | 0.060452 | 0 | 0.013961 | 0.013961 | 0 | 0.013961 | 0.013961 | 4.0708e-17 | 0.014777 | 0.0037874 | -4.0708e-17 | -0.01474 | -0.0037509 | 1.5266e-17 | 0.004065 | 0.014792 | -1.6538e-17 | -0.0039919 | -0.014719 | 0 | -135.6932 | 44.3068 | 0 | 44.3068 | -135.6932 | 1.1 | 1.0978 | 1.0937 | 1.1 | 1.0939 | 1.088 | -2.0871e-12 | -120.3121 | 119.9447 | -2.0875e-12 | -120.5402 | 120.0098
Line10_11_12 | 0 | 0 | 0 | 0 | 0 | 0 | 0 | 0 | 0 | 0 | 0 | 0 | 3.1803e-18 | -5.3155e-11 | -1.5146e-10 | -3.1803e-18 | 5.3155e-11 | 1.5146e-10 | 1.2721e-17 | 1.4472e-10 | 2.555e-11 | -1.2721e-17 | -1.4472e-10 | -2.555e-11 | 0 | 0 | 0 | 0 | 0 | 0 | 1.1 | 1.0978 | 1.0937 | 1.1 | 1.0978 | 1.0937 | -2.0872e-12 | -120.3121 | 119.9447 | -2.0873e-12 | -120.3121 | 119.9447
Line11_12_13 | 0 | 0 | 0 | 0 | 0 | 0 | 0 | 0 | 0 | 0 | 0 | 0 | 3.1803e-18 | -4.4296e-11 | -1.2622e-10 | -3.8164e-18 | 4.4296e-11 | 1.2622e-10 | 1.0813e-17 | 1.206e-10 | 2.1292e-11 | -1.0813e-17 | -1.206e-10 | -2.1292e-11 | 0 | 0 | 0 | 0 | 0 | 0 | 1.1 | 1.0978 | 1.0937 | 1.1 | 1.0978 | 1.0937 | -2.0873e-12 | -120.3121 | 119.9447 | -2.0873e-12 | -120.3121 | 119.9447
Line12_13_15 | 0 | 0 | 0 | 0 | 0 | 0 | 0 | 0 | 0 | 0 | 0 | 0 | 4.1344e-18 | -2.6578e-11 | -7.5731e-11 | -4.1344e-18 | 2.6578e-11 | 7.5731e-11 | 3.8164e-18 | 7.2361e-11 | 1.2775e-11 | -3.1803e-18 | -7.2361e-11 | -1.2775e-11 | 0 | 0 | 0 | 0 | 0 | 0 | 1.1 | 1.0978 | 1.0937 | 1.1 | 1.0978 | 1.0937 | -2.0873e-12 | -120.3121 | 119.9447 | -2.0874e-12 | -120.3121 | 119.9447
Line13_13_14 | 0 | 0 | 0 | 0 | 0 | 0 | 0 | 0 | 0 | 0 | 0 | 0 | -4.1344e-18 | -8.8592e-12 | -2.5244e-11 | 3.4984e-18 | 8.8592e-12 | 2.5244e-11 | 1.1449e-17 | 2.412e-11 | 4.2584e-12 | -1.2721e-17 | -2.412e-11 | -4.2584e-12 | 0 | 0 | 0 | 0 | 0 | 0 | 1.1 | 1.0978 | 1.0937 | 1.1 | 1.0978 | 1.0937 | -2.0873e-12 | -120.3121 | 119.9447 | -2.0872e-12 | -120.3121 | 119.9447
Line14_15_16 | 0 | 0 | 0 | 0 | 0 | 0 | 0 | 0 | 0 | 0 | 0 | 0 | 2.2262e-18 | -1.7718e-11 | -5.0487e-11 | -2.8623e-18 | 1.7718e-11 | 5.0487e-11 | 1.9082e-18 | 4.824e-11 | 8.5168e-12 | -6.3607e-19 | -4.824e-11 | -8.5168e-12 | 0 | 0 | 0 | 0 | 0 | 0 | 1.1 | 1.0978 | 1.0937 | 1.1 | 1.0978 | 1.0937 | -2.0874e-12 | -120.3121 | 119.9447 | -2.0874e-12 | -120.3121 | 119.9447
Line15_16_17 | 0 | 0 | 0 | 0 | 0 | 0 | 0 | 0 | 0 | 0 | 0 | 0 | -3.1803e-19 | -8.8592e-12 | -2.5244e-11 | 0 | 8.8592e-12 | 2.5244e-11 | 1.1587e-32 | 2.412e-11 | 4.2584e-12 | 0 | -2.412e-11 | -4.2584e-12 | 0 | 0 | 0 | 0 | 0 | 0 | 1.1 | 1.0978 | 1.0937 | 1.1 | 1.0978 | 1.0937 | -2.0874e-12 | -120.3121 | 119.9447 | -2.0874e-12 | -120.3121 | 119.9447
Line16_4_18 | 0 | 0 | 0 | 0 | 0 | 0 | 0 | 0 | 0 | 0 | 0 | 0 | 1.2721e-18 | -8.8592e-12 | -2.5244e-11 | -1.9082e-18 | 8.8592e-12 | 2.5244e-11 | -1.2721e-18 | 2.412e-11 | 4.2584e-12 | 1.2721e-18 | -2.412e-11 | -4.2584e-12 | 0 | 0 | 0 | 0 | 0 | 0 | 1.1 | 1.0978 | 1.0937 | 1.1 | 1.0978 | 1.0937 | -2.0871e-12 | -120.3121 | 119.9447 | -2.0871e-12 | -120.3121 | 119.9447
Line17_5_19 | 0 | 0 | 0 | 0 | 0 | 0 | 0 | 0 | 0 | 0 | 0 | 0 | 0 | -8.8592e-12 | -2.5244e-11 | -1.2721e-18 | 8.8592e-12 | 2.5244e-11 | 0 | 2.412e-11 | 4.2584e-12 | -1.2721e-18 | -2.412e-11 | -4.2584e-12 | 0 | 0 | 0 | 0 | 0 | 0 | 1.1 | 1.0978 | 1.0937 | 1.1 | 1.0978 | 1.0937 | -2.0871e-12 | -120.3121 | 119.9447 | -2.0872e-12 | -120.3121 | 119.9447
Line1_1_3 | 0 | 0 | 0 | 0 | 0 | 0 | 0 | 0 | 0 | 0 | 0 | 0 | 6.9967e-18 | -7.0874e-11 | -2.0195e-10 | -6.9967e-18 | 7.0874e-11 | 2.0195e-10 | 1.5902e-17 | 1.9296e-10 | 3.4067e-11 | -1.5266e-17 | -1.9296e-10 | -3.4067e-11 | 0 | 0 | 0 | 0 | 0 | 0 | 1.1 | 1.0978 | 1.0937 | 1.1 | 1.0978 | 1.0937 | -2.0871e-12 | -120.3121 | 119.9447 | -2.0872e-12 | -120.3121 | 119.9447
Line2_1_4 | 0 | 0 | 0 | 0 | 0 | 0 | 0 | 0 | 0 | 0 | 0 | 0 | -1.5902e-18 | -1.7718e-11 | -5.0487e-11 | 1.5902e-18 | 1.7718e-11 | 5.0487e-11 | 9.541e-18 | 4.824e-11 | 8.5168e-12 | -9.541e-18 | -4.824e-11 | -8.5168e-12 | 0 | 0 | 0 | 0 | 0 | 0 | 1.1 | 1.0978 | 1.0937 | 1.1 | 1.0978 | 1.0937 | -2.0871e-12 | -120.3121 | 119.9447 | -2.0871e-12 | -120.3121 | 119.9447
Line3_1_5 | 0 | 0 | 0 | 0 | 0 | 0 | 0 | 0 | 0 | 0 | 0 | 0 | 3.1803e-19 | -1.7718e-11 | -5.0487e-11 | -3.1803e-19 | 1.7718e-11 | 5.0487e-11 | -6.3607e-19 | 4.8241e-11 | 8.5168e-12 | 6.3607e-19 | -4.8241e-11 | -8.5168e-12 | 0 | 0 | 0 | 0 | 0 | 0 | 1.1 | 1.0978 | 1.0937 | 1.1 | 1.0978 | 1.0937 | -2.0871e-12 | -120.3121 | 119.9447 | -2.0871e-12 | -120.3121 | 119.9447
Line4_2_6 | 0 | 0.060452 | 0.060452 | 0 | 0.060452 | 0.060452 | 0 | 0.013961 | 0.013961 | 0 | 0.013961 | 0.013961 | 3.9436e-17 | 0.01474 | 0.0037509 | -3.9436e-17 | -0.014704 | -0.0037143 | 1.5266e-17 | 0.0039919 | 0.014719 | -1.2721e-17 | -0.0039188 | -0.014646 | 0 | -135.6932 | 44.3068 | 0 | 44.3068 | -135.6932 | 1.1 | 1.0939 | 1.088 | 1.1 | 1.09 | 1.0823 | -2.0875e-12 | -120.5402 | 120.0098 | -2.0879e-12 | -120.7698 | 120.0757
Line5_6_7 | 0 | 0.060452 | 0.060452 | 0 | 0.060452 | 0.060452 | 0 | 0.013961 | 0.013961 | 0 | 0.013961 | 0.013961 | 2.7987e-17 | 0.014704 | 0.0037143 | -2.7987e-17 | -0.014667 | -0.0036778 | 1.0177e-17 | 0.0039188 | 0.014646 | -7.6328e-18 | -0.0038457 | -0.014572 | 0 | -135.6932 | 44.3068 | 0 | 44.3068 | -135.6932 | 1.1 | 1.09 | 1.0823 | 1.1 | 1.0861 | 1.0765 | -2.0879e-12 | -120.7698 | 120.0757 | -2.0883e-12 | -121.0011 | 120.1422
Line6_7_8 | 0 | 0.060452 | 0.060452 | 0 | 0.060452 | 0.060452 | 0 | 0.013961 | 0.013961 | 0 | 0.013961 | 0.013961 | 1.5266e-17 | 0.014667 | 0.0036778 | -1.5266e-17 | -0.014631 | -0.0036413 | -5.0885e-18 | 0.0038457 | 0.014572 | 7.6328e-18 | -0.0037726 | -0.014499 | 0 | -135.6932 | 44.3068 | 0 | 44.3068 | -135.6932 | 1.1 | 1.0861 | 1.0765 | 1.1 | 1.0823 | 1.0708 | -2.0883e-12 | -121.0011 | 120.1422 | -2.0886e-12 | -121.2341 | 120.2095
Line7_8_9 | 0 | 0 | 0 | 0 | 0 | 0 | 0 | 0 | 0 | 0 | 0 | 0 | 5.0885e-18 | -6.9334e-11 | -1.1449e-10 | -2.5443e-18 | 6.9334e-11 | 1.1449e-10 | -2.5443e-18 | 9.4011e-11 | -1.5791e-11 | 9.2748e-32 | -9.4011e-11 | 1.5791e-11 | 0 | 0 | 0 | 0 | 0 | 0 | 1.1 | 1.0823 | 1.0708 | 1.1 | 1.0823 | 1.0708 | -2.0886e-12 | -121.2341 | 120.2095 | -2.0887e-12 | -121.2341 | 120.2095
Line8_8_10 | 0 | 0 | 0 | 0 | 0 | 0 | 0 | 0 | 0 | 0 | 0 | 0 | 7.6328e-18 | -6.9334e-11 | -1.1449e-10 | -5.0885e-18 | 6.9334e-11 | 1.1449e-10 | -2.7823e-31 | 9.4011e-11 | -1.5791e-11 | 1.855e-31 | -9.4011e-11 | 1.5791e-11 | 0 | 0 | 0 | 0 | 0 | 0 | 1.1 | 1.0823 | 1.0708 | 1.1 | 1.0823 | 1.0708 | -2.0886e-12 | -121.2341 | 120.2095 | -2.0887e-12 | -121.2341 | 120.2095
Line9_3_11 | 0 | 0 | 0 | 0 | 0 | 0 | 0 | 0 | 0 | 0 | 0 | 0 | 6.3607e-18 | -6.2015e-11 | -1.7671e-10 | -6.3607e-18 | 6.2015e-11 | 1.7671e-10 | 1.3357e-17 | 1.6884e-10 | 2.9809e-11 | -1.3357e-17 | -1.6884e-10 | -2.9809e-11 | 0 | 0 | 0 | 0 | 0 | 0 | 1.1 | 1.0978 | 1.0937 | 1.1 | 1.0978 | 1.0937 | -2.0872e-12 | -120.3121 | 119.9447 | -2.0872e-12 | -120.3121 | 119.9447

## LL_min_6
name | pf_ikss_a_from_ka | pf_ikss_b_from_ka | pf_ikss_c_from_ka | pf_ikss_a_to_ka | pf_ikss_b_to_ka | pf_ikss_c_to_ka | pf_skss_a_from_mw | pf_skss_b_from_mw | pf_skss_c_from_mw | pf_skss_a_to_mw | pf_skss_b_to_mw | pf_skss_c_to_mw | pf_p_a_from_mw | pf_p_b_from_mw | pf_p_c_from_mw | pf_p_a_to_mw | pf_p_b_to_mw | pf_p_c_to_mw | pf_q_a_from_mvar | pf_q_b_from_mvar | pf_q_c_from_mvar | pf_q_a_to_mvar | pf_q_b_to_mvar | pf_q_c_to_mvar | pf_ikss_a_from_degree | pf_ikss_b_from_degree | pf_ikss_c_from_degree | pf_ikss_a_to_degree | pf_ikss_b_to_degree | pf_ikss_c_to_degree | pf_vm_a_from_pu | pf_vm_b_from_pu | pf_vm_c_from_pu | pf_vm_a_to_pu | pf_vm_b_to_pu | pf_vm_c_to_pu | pf_va_a_from_degree | pf_va_b_from_degree | pf_va_c_from_degree | pf_va_a_to_degree | pf_va_b_to_degree | pf_va_c_to_degree
Line0_1_2 | 0 | 1.455 | 1.455 | 0 | 1.455 | 1.455 | 0 | 0.33601 | 0.33601 | 0 | 0.33601 | 0.33601 | 1.2305e-16 | 0.28984 | 0.03533 | -1.2305e-16 | -0.24919 | 0.005316 | 3.6915e-16 | 0.073022 | 0.26569 | -3.6915e-16 | -0.030682 | -0.22336 | 0 | -142.8727 | 37.1273 | 0 | 37.1273 | -142.8727 | 0.95 | 0.88953 | 0.79769 | 0.95 | 0.74721 | 0.66491 | 2.9841e-11 | -128.7319 | 119.553 | 2.9844e-11 | -135.8534 | 128.4907
Line10_11_12 | 0 | 0 | 0 | 0 | 0 | 0 | 0 | 0 | 0 | 0 | 0 | 0 | 1.1426e-16 | -9.6789e-10 | -2.6725e-09 | -1.2305e-16 | 9.6789e-10 | 2.6725e-09 | 2.6368e-16 | 2.8224e-09 | 1.3007e-10 | -2.461e-16 | -2.8224e-09 | -1.3007e-10 | 0 | 0 | 0 | 0 | 0 | 0 | 0.95 | 0.88953 | 0.79769 | 0.95 | 0.88953 | 0.79769 | 2.9848e-11 | -128.7319 | 119.553 | 2.9851e-11 | -128.7319 | 119.553
Line11_12_13 | 0 | 0 | 0 | 0 | 0 | 0 | 0 | 0 | 0 | 0 | 0 | 0 | 6.1525e-17 | -8.0657e-10 | -2.2271e-09 | -6.1525e-17 | 8.0657e-10 | 2.2271e-09 | 2.2852e-16 | 2.352e-09 | 1.0839e-10 | -2.461e-16 | -2.352e-09 | -1.0839e-10 | 0 | 0 | 0 | 0 | 0 | 0 | 0.95 | 0.88953 | 0.79769 | 0.95 | 0.88953 | 0.79769 | 2.9851e-11 | -128.7319 | 119.553 | 2.9854e-11 | -128.7319 | 119.553
Line12_13_15 | 0 | 0 | 0 | 0 | 0 | 0 | 0 | 0 | 0 | 0 | 0 | 0 | -9.1593e-30 | -4.8394e-10 | -1.3362e-09 | 8.7893e-18 | 4.8394e-10 | 1.3362e-09 | 1.7579e-17 | 1.4112e-09 | 6.5035e-11 | -5.2736e-17 | -1.4112e-09 | -6.5035e-11 | 0 | 0 | 0 | 0 | 0 | 0 | 0.95 | 0.88953 | 0.79769 | 0.95 | 0.88953 | 0.79769 | 2.9854e-11 | -128.7319 | 119.553 | 2.9855e-11 | -128.7319 | 119.553
Line13_13_14 | 0 | 0 | 0 | 0 | 0 | 0 | 0 | 0 | 0 | 0 | 0 | 0 | 3.0762e-17 | -1.6131e-10 | -4.4541e-10 | -3.0762e-17 | 1.6131e-10 | 4.4541e-10 | 1.9336e-16 | 4.7039e-10 | 2.1678e-11 | -2.1094e-16 | -4.7039e-10 | -2.1678e-11 | 0 | 0 | 0 | 0 | 0 | 0 | 0.95 | 0.88953 | 0.79769 | 0.95 | 0.88953 | 0.79769 | 2.9854e-11 | -128.7319 | 119.553 | 2.9855e-11 | -128.7319 | 119.553
Line14_15_16 | 0 | 0 | 0 | 0 | 0 | 0 | 0 | 0 | 0 | 0 | 0 | 0 | 1.3184e-17 | -3.2263e-10 | -8.9083e-10 | 4.3946e-18 | 3.2263e-10 | 8.9083e-10 | 3.5157e-17 | 9.4079e-10 | 4.3357e-11 | -3.5157e-17 | -9.4079e-10 | -4.3357e-11 | 0 | 0 | 0 | 0 | 0 | 0 | 0.95 | 0.88953 | 0.79769 | 0.95 | 0.88953 | 0.79769 | 2.9855e-11 | -128.7319 | 119.553 | 2.9855e-11 | -128.7319 | 119.553
Line15_16_17 | 0 | 0 | 0 | 0 | 0 | 0 | 0 | 0 | 0 | 0 | 0 | 0 | 2.6368e-17 | -1.6131e-10 | -4.4541e-10 | -2.6368e-17 | 1.6131e-10 | 4.4541e-10 | 1.3739e-29 | 4.7039e-10 | 2.1678e-11 | -1.3739e-29 | -4.7039e-10 | -2.1678e-11 | 0 | 0 | 0 | 0 | 0 | 0 | 0.95 | 0.88953 | 0.79769 | 0.95 | 0.88953 | 0.79769 | 2.9855e-11 | -128.7319 | 119.553 | 2.9855e-11 | -128.7319 | 119.553
Line16_4_18 | 0 | 0 | 0 | 0 | 0 | 0 | 0 | 0 | 0 | 0 | 0 | 0 | -9.1559e-30 | -1.6131e-10 | -4.4541e-10 | 0 | 1.6131e-10 | 4.4541e-10 | 1.7579e-17 | 4.7039e-10 | 2.1678e-11 | 0 | -4.7039e-10 | -2.1678e-11 | 0 | 0 | 0 | 0 | 0 | 0 | 0.95 | 0.88953 | 0.79769 | 0.95 | 0.88953 | 0.79769 | 2.9843e-11 | -128.7319 | 119.553 | 2.9843e-11 | -128.7319 | 119.553
Line17_5_19 | 0 | 0 | 0 | 0 | 0 | 0 | 0 | 0 | 0 | 0 | 0 | 0 | 4.3946e-18 | -1.6131e-10 | -4.4541e-10 | 4.3946e-18 | 1.6131e-10 | 4.4541e-10 | -1.7579e-17 | 4.7039e-10 | 2.1678e-11 | 2.2888e-30 | -4.7039e-10 | -2.1678e-11 | 0 | 0 | 0 | 0 | 0 | 0 | 0.95 | 0.88953 | 0.79769 | 0.95 | 0.88953 | 0.79769 | 2.9841e-11 | -128.7319 | 119.553 | 2.9841e-11 | -128.7319 | 119.553
Line1_1_3 | 0 | 0 | 0 | 0 | 0 | 0 | 0 | 0 | 0 | 0 | 0 | 0 | 1.0547e-16 | -1.2905e-09 | -3.5633e-09 | -1.0547e-16 | 1.2905e-09 | 3.5633e-09 | 1.9336e-16 | 3.7632e-09 | 1.7343e-10 | -2.1094e-16 | -3.7632e-09 | -1.7343e-10 | 0 | 0 | 0 | 0 | 0 | 0 | 0.95 | 0.88953 | 0.79769 | 0.95 | 0.88953 | 0.79769 | 2.9841e-11 | -128.7319 | 119.553 | 2.9845e-11 | -128.7319 | 119.553
Line2_1_4 | 0 | 0 | 0 | 0 | 0 | 0 | 0 | 0 | 0 | 0 | 0 | 0 | 5.2736e-17 | -3.2263e-10 | -8.9083e-10 | -6.1525e-17 | 3.2263e-10 | 8.9083e-10 | 1.7579e-16 | 9.4079e-10 | 4.3357e-11 | -1.7579e-16 | -9.4079e-10 | -4.3357e-11 | 0 | 0 | 0 | 0 | 0 | 0 | 0.95 | 0.88953 | 0.79769 | 0.95 | 0.88953 | 0.79769 | 2.9841e-11 | -128.7319 | 119.553 | 2.9843e-11 | -128.7319 | 119.553
Line3_1_5 | 0 | 0 | 0 | 0 | 0 | 0 | 0 | 0 | 0 | 0 | 0 | 0 | -8.7893e-18 | -3.2263e-10 | -8.9083e-10 | 8.7893e-18 | 3.2263e-10 | 8.9083e-10 | 1.7579e-17 | 9.4079e-10 | 4.3357e-11 | -1.7579e-17 | -9.4079e-10 | -4.3357e-11 | 0 | 0 | 0 | 0 | 0 | 0 | 0.95 | 0.88953 | 0.79769 | 0.95 | 0.88953 | 0.79769 | 2.9841e-11 | -128.7319 | 119.553 | 2.9841e-11 | -128.7319 | 119.553
Line4_2_6 | 0 | 1.455 | 1.455 | 0 | 1.455 | 1.455 | 0 | 0.33601 | 0.33601 | 0 | 0.33601 | 0.33601 | 1.4063e-16 | 0.24919 | -0.005316 | -1.4063e-16 | -0.20855 | 0.045962 | 2.8126e-16 | 0.030682 | 0.22336 | -2.8126e-16 | 0.011658 | -0.18102 | 0 | -142.8727 | 37.1273 | 0 | 37.1273 | -142.8727 | 0.95 | 0.74721 | 0.66491 | 0.95 | 0.62161 | 0.55581 | 2.9844e-11 | -135.8534 | 128.4907 | 2.9848e-11 | -146.0722 | 141.3743
Line5_6_7 | 0 | 1.455 | 1.455 | 0 | 1.455 | 1.455 | 0 | 0.33601 | 0.33601 | 0 | 0.33601 | 0.33601 | 7.0314e-17 | 0.20855 | -0.045962 | -1.0547e-16 | -0.1679 | 0.086608 | 3.5157e-16 | -0.011658 | 0.18102 | -3.5157e-16 | 0.053997 | -0.13868 | 0 | -142.8727 | 37.1273 | 0 | 37.1273 | -142.8727 | 0.95 | 0.62161 | 0.55581 | 0.95 | 0.52489 | 0.48658 | 2.9848e-11 | -146.0722 | 141.3743 | 2.9851e-11 | -160.7007 | 159.1134
Line6_7_8 | 0 | 1.455 | 1.455 | 0 | 1.455 | 1.455 | 0 | 0.33601 | 0.33601 | 0 | 0.33601 | 0.33601 | 7.0314e-17 | 0.1679 | -0.086608 | 7.3265e-29 | -0.12725 | 0.12725 | 1.4063e-16 | -0.053997 | 0.13868 | -1.4063e-16 | 0.096337 | -0.096337 | 0 | -142.8727 | 37.1273 | 0 | 37.1273 | -142.8727 | 0.95 | 0.52489 | 0.48658 | 0.95 | 0.475 | 0.475 | 2.9851e-11 | -160.7007 | 159.1134 | 2.985e-11 | 180 | 180
Line7_8_9 | 0 | 0 | 0 | 0 | 0 | 0 | 0 | 0 | 0 | 0 | 0 | 0 | 1.4063e-16 | 1.3792e-21 | -1.4063e-16 | -7.0314e-17 | -1.3735e-16 | 1.4391e-16 | 7.0314e-17 | 1.4329e-09 | -1.4329e-09 | -1.4063e-16 | -1.4329e-09 | 1.4329e-09 | 0 | 0 | 0 | 0 | 0 | 0 | 0.95 | 0.475 | 0.475 | 0.95 | 0.475 | 0.475 | 2.985e-11 | 180 | 180 | 2.9849e-11 | -180 | 180
Line8_8_10 | 0 | 0 | 0 | 0 | 0 | 0 | 0 | 0 | 0 | 0 | 0 | 0 | 7.0314e-17 | -2.461e-16 | -1.4063e-16 | 7.0314e-17 | 2.1422e-16 | 3.2777e-18 | 3.6633e-29 | 1.4329e-09 | -1.4329e-09 | 3.6634e-29 | -1.4329e-09 | 1.4329e-09 | 0 | 0 | 0 | 0 | 0 | 0 | 0.95 | 0.475 | 0.475 | 0.95 | 0.475 | 0.475 | 2.985e-11 | 180 | 180 | 2.9851e-11 | -180 | 180
Line9_3_11 | 0 | 0 | 0 | 0 | 0 | 0 | 0 | 0 | 0 | 0 | 0 | 0 | 1.0987e-16 | -1.1292e-09 | -3.1179e-09 | -1.1866e-16 | 1.1292e-09 | 3.1179e-09 | 2.1094e-16 | 3.2928e-09 | 1.5175e-10 | -2.2852e-16 | -3.2928e-09 | -1.5175e-10 | 0 | 0 | 0 | 0 | 0 | 0 | 0.95 | 0.88953 | 0.79769 | 0.95 | 0.88953 | 0.79769 | 2.9845e-11 | -128.7319 | 119.553 | 2.9848e-11 | -128.7319 | 119.553

## LL_min_10
name | pf_ikss_a_from_ka | pf_ikss_b_from_ka | pf_ikss_c_from_ka | pf_ikss_a_to_ka | pf_ikss_b_to_ka | pf_ikss_c_to_ka | pf_skss_a_from_mw | pf_skss_b_from_mw | pf_skss_c_from_mw | pf_skss_a_to_mw | pf_skss_b_to_mw | pf_skss_c_to_mw | pf_p_a_from_mw | pf_p_b_from_mw | pf_p_c_from_mw | pf_p_a_to_mw | pf_p_b_to_mw | pf_p_c_to_mw | pf_q_a_from_mvar | pf_q_b_from_mvar | pf_q_c_from_mvar | pf_q_a_to_mvar | pf_q_b_to_mvar | pf_q_c_to_mvar | pf_ikss_a_from_degree | pf_ikss_b_from_degree | pf_ikss_c_from_degree | pf_ikss_a_to_degree | pf_ikss_b_to_degree | pf_ikss_c_to_degree | pf_vm_a_from_pu | pf_vm_b_from_pu | pf_vm_c_from_pu | pf_vm_a_to_pu | pf_vm_b_to_pu | pf_vm_c_to_pu | pf_va_a_from_degree | pf_va_b_from_degree | pf_va_c_from_degree | pf_va_a_to_degree | pf_va_b_to_degree | pf_va_c_to_degree
Line0_1_2 | 0 | 1.3784 | 1.3784 | 0 | 1.3784 | 1.3784 | 0 | 0.31833 | 0.31833 | 0 | 0.31833 | 0.31833 | 1.4988e-16 | 0.26013 | 0.031709 | -1.4988e-16 | -0.22365 | 0.0047711 | 2.8311e-16 | 0.065537 | 0.23846 | -2.8311e-16 | -0.027537 | -0.20046 | 0 | -142.8727 | 37.1273 | 0 | 37.1273 | -142.8727 | 0.9 | 0.84271 | 0.7557 | 0.9 | 0.70788 | 0.62991 | 2.6993e-11 | -128.7319 | 119.553 | 2.6994e-11 | -135.8534 | 128.4907
Line10_11_12 | 0 | 0 | 0 | 0 | 0 | 0 | 0 | 0 | 0 | 0 | 0 | 0 | 1.0408e-16 | -8.6869e-10 | -2.3986e-09 | -1.0408e-16 | 8.6869e-10 | 2.3986e-09 | 1.8319e-16 | 2.5331e-09 | 1.1674e-10 | -1.8319e-16 | -2.5331e-09 | -1.1674e-10 | 0 | 0 | 0 | 0 | 0 | 0 | 0.9 | 0.84271 | 0.7557 | 0.9 | 0.84271 | 0.7557 | 2.7e-11 | -128.7319 | 119.553 | 2.7002e-11 | -128.7319 | 119.553
Line11_12_13 | 0 | 0 | 0 | 0 | 0 | 0 | 0 | 0 | 0 | 0 | 0 | 0 | 5.8287e-17 | -7.2391e-10 | -1.9988e-09 | -4.996e-17 | 7.2391e-10 | 1.9988e-09 | 1.9984e-16 | 2.1109e-09 | 9.7283e-11 | -1.9984e-16 | -2.1109e-09 | -9.7283e-11 | 0 | 0 | 0 | 0 | 0 | 0 | 0.9 | 0.84271 | 0.7557 | 0.9 | 0.84271 | 0.7557 | 2.7002e-11 | -128.7319 | 119.553 | 2.7005e-11 | -128.7319 | 119.553
Line12_13_15 | 0 | 0 | 0 | 0 | 0 | 0 | 0 | 0 | 0 | 0 | 0 | 0 | 4.5797e-17 | -4.3434e-10 | -1.1993e-09 | -2.9143e-17 | 4.3434e-10 | 1.1993e-09 | 1.6653e-17 | 1.2665e-09 | 5.837e-11 | 1.6653e-17 | -1.2665e-09 | -5.837e-11 | 0 | 0 | 0 | 0 | 0 | 0 | 0.9 | 0.84271 | 0.7557 | 0.9 | 0.84271 | 0.7557 | 2.7005e-11 | -128.7319 | 119.553 | 2.7006e-11 | -128.7319 | 119.553
Line13_13_14 | 0 | 0 | 0 | 0 | 0 | 0 | 0 | 0 | 0 | 0 | 0 | 0 | 2.0817e-17 | -1.4478e-10 | -3.9976e-10 | -2.0817e-17 | 1.4478e-10 | 3.9976e-10 | 1.6653e-16 | 4.2218e-10 | 1.9457e-11 | -1.4988e-16 | -4.2218e-10 | -1.9457e-11 | 0 | 0 | 0 | 0 | 0 | 0 | 0.9 | 0.84271 | 0.7557 | 0.9 | 0.84271 | 0.7557 | 2.7005e-11 | -128.7319 | 119.553 | 2.7007e-11 | -128.7319 | 119.553
Line14_15_16 | 0 | 0 | 0 | 0 | 0 | 0 | 0 | 0 | 0 | 0 | 0 | 0 | 1.249e-17 | -2.8956e-10 | -7.9952e-10 | -4.1633e-18 | 2.8956e-10 | 7.9952e-10 | 3.3307e-17 | 8.4436e-10 | 3.8913e-11 | -3.3307e-17 | -8.4436e-10 | -3.8913e-11 | 0 | 0 | 0 | 0 | 0 | 0 | 0.9 | 0.84271 | 0.7557 | 0.9 | 0.84271 | 0.7557 | 2.7006e-11 | -128.7319 | 119.553 | 2.7006e-11 | -128.7319 | 119.553
Line15_16_17 | 0 | 0 | 0 | 0 | 0 | 0 | 0 | 0 | 0 | 0 | 0 | 0 | 1.249e-17 | -1.4478e-10 | -3.9976e-10 | -1.249e-17 | 1.4478e-10 | 3.9976e-10 | -1.6653e-17 | 4.2218e-10 | 1.9457e-11 | 3.3307e-17 | -4.2218e-10 | -1.9457e-11 | 0 | 0 | 0 | 0 | 0 | 0 | 0.9 | 0.84271 | 0.7557 | 0.9 | 0.84271 | 0.7557 | 2.7006e-11 | -128.7319 | 119.553 | 2.7006e-11 | -128.7319 | 119.553
Line16_4_18 | 0 | 0 | 0 | 0 | 0 | 0 | 0 | 0 | 0 | 0 | 0 | 0 | 2.498e-17 | -1.4478e-10 | -3.9976e-10 | -8.3267e-18 | 1.4478e-10 | 3.9976e-10 | -1.6653e-17 | 4.2218e-10 | 1.9457e-11 | 1.6653e-17 | -4.2218e-10 | -1.9457e-11 | 0 | 0 | 0 | 0 | 0 | 0 | 0.9 | 0.84271 | 0.7557 | 0.9 | 0.84271 | 0.7557 | 2.6994e-11 | -128.7319 | 119.553 | 2.6994e-11 | -128.7319 | 119.553
Line17_5_19 | 0 | 0 | 0 | 0 | 0 | 0 | 0 | 0 | 0 | 0 | 0 | 0 | 1.249e-17 | -1.4478e-10 | -3.9976e-10 | -2.0817e-17 | 1.4478e-10 | 3.9976e-10 | -1.6653e-17 | 4.2218e-10 | 1.9457e-11 | -9.8069e-30 | -4.2218e-10 | -1.9457e-11 | 0 | 0 | 0 | 0 | 0 | 0 | 0.9 | 0.84271 | 0.7557 | 0.9 | 0.84271 | 0.7557 | 2.6993e-11 | -128.7319 | 119.553 | 2.6993e-11 | -128.7319 | 119.553
Line1_1_3 | 0 | 0 | 0 | 0 | 0 | 0 | 0 | 0 | 0 | 0 | 0 | 0 | 9.992e-17 | -1.1582e-09 | -3.1981e-09 | -9.992e-17 | 1.1582e-09 | 3.1981e-09 | 1.8319e-16 | 3.3775e-09 | 1.5565e-10 | -1.8319e-16 | -3.3775e-09 | -1.5565e-10 | 0 | 0 | 0 | 0 | 0 | 0 | 0.9 | 0.84271 | 0.7557 | 0.9 | 0.84271 | 0.7557 | 2.6993e-11 | -128.7319 | 119.553 | 2.6996e-11 | -128.7319 | 119.553
Line2_1_4 | 0 | 0 | 0 | 0 | 0 | 0 | 0 | 0 | 0 | 0 | 0 | 0 | 4.5797e-17 | -2.8956e-10 | -7.9952e-10 | -3.747e-17 | 2.8956e-10 | 7.9952e-10 | 1.6653e-16 | 8.4436e-10 | 3.8913e-11 | -1.6653e-16 | -8.4436e-10 | -3.8913e-11 | 0 | 0 | 0 | 0 | 0 | 0 | 0.9 | 0.84271 | 0.7557 | 0.9 | 0.84271 | 0.7557 | 2.6993e-11 | -128.7319 | 119.553 | 2.6994e-11 | -128.7319 | 119.553
Line3_1_5 | 0 | 0 | 0 | 0 | 0 | 0 | 0 | 0 | 0 | 0 | 0 | 0 | 1.249e-17 | -2.8956e-10 | -7.9952e-10 | -1.249e-17 | 2.8956e-10 | 7.9952e-10 | 5.8842e-30 | 8.4436e-10 | 3.8913e-11 | -5.8842e-30 | -8.4436e-10 | -3.8913e-11 | 0 | 0 | 0 | 0 | 0 | 0 | 0.9 | 0.84271 | 0.7557 | 0.9 | 0.84271 | 0.7557 | 2.6993e-11 | -128.7319 | 119.553 | 2.6993e-11 | -128.7319 | 119.553
Line4_2_6 | 0 | 1.3784 | 1.3784 | 0 | 1.3784 | 1.3784 | 0 | 0.31833 | 0.31833 | 0 | 0.31833 | 0.31833 | 9.992e-17 | 0.22365 | -0.0047711 | -1.6653e-16 | -0.18717 | 0.041251 | 3.3307e-16 | 0.027537 | 0.20046 | -3.3307e-16 | 0.010463 | -0.16246 | 0 | -142.8727 | 37.1273 | 0 | 37.1273 | -142.8727 | 0.9 | 0.70788 | 0.62991 | 0.9 | 0.5889 | 0.52656 | 2.6994e-11 | -135.8534 | 128.4907 | 2.6996e-11 | -146.0722 | 141.3743
Line5_6_7 | 0 | 1.3784 | 1.3784 | 0 | 1.3784 | 1.3784 | 0 | 0.31833 | 0.31833 | 0 | 0.31833 | 0.31833 | 1.9984e-16 | 0.18717 | -0.041251 | -1.9984e-16 | -0.15069 | 0.077731 | 1.9984e-16 | -0.010463 | 0.16246 | -1.9984e-16 | 0.048463 | -0.12446 | 0 | -142.8727 | 37.1273 | 0 | 37.1273 | -142.8727 | 0.9 | 0.5889 | 0.52656 | 0.9 | 0.49726 | 0.46097 | 2.6996e-11 | -146.0722 | 141.3743 | 2.6998e-11 | -160.7007 | 159.1134
Line6_7_8 | 0 | 1.3784 | 1.3784 | 0 | 1.3784 | 1.3784 | 0 | 0.31833 | 0.31833 | 0 | 0.31833 | 0.31833 | 1.3323e-16 | 0.15069 | -0.077731 | -1.3323e-16 | -0.11421 | 0.11421 | 6.2777e-29 | -0.048463 | 0.12446 | -6.6613e-17 | 0.086463 | -0.086463 | 0 | -142.8727 | 37.1273 | 0 | 37.1273 | -142.8727 | 0.9 | 0.49726 | 0.46097 | 0.9 | 0.45 | 0.45 | 2.6998e-11 | -160.7007 | 159.1134 | 2.6998e-11 | 180 | 180
Line7_8_9 | 0 | 0 | 0 | 0 | 0 | 0 | 0 | 0 | 0 | 0 | 0 | 0 | 6.6613e-17 | 1.1099e-21 | -1.3301e-21 | 6.2774e-29 | -1.3029e-16 | 2.9416e-18 | 1.3323e-16 | 1.286e-09 | -1.286e-09 | -1.3323e-16 | -1.286e-09 | 1.286e-09 | 0 | 0 | 0 | 0 | 0 | 0 | 0.9 | 0.45 | 0.45 | 0.9 | 0.45 | 0.45 | 2.6998e-11 | 180 | 180 | 2.6997e-11 | -180 | 180
Line8_8_10 | 0 | 0 | 0 | 0 | 0 | 0 | 0 | 0 | 0 | 0 | 0 | 0 | -6.6613e-17 | -1.6653e-16 | 2.6645e-16 | 1.3323e-16 | 6.9553e-17 | -1.3029e-16 | 6.6613e-17 | 1.286e-09 | -1.286e-09 | -6.6613e-17 | -1.286e-09 | 1.286e-09 | 0 | 0 | 0 | 0 | 0 | 0 | 0.9 | 0.45 | 0.45 | 0.9 | 0.45 | 0.45 | 2.6998e-11 | 180 | 180 | 2.6999e-11 | -180 | 180
Line9_3_11 | 0 | 0 | 0 | 0 | 0 | 0 | 0 | 0 | 0 | 0 | 0 | 0 | 1.0825e-16 | -1.0135e-09 | -2.7983e-09 | -9.992e-17 | 1.0135e-09 | 2.7983e-09 | 2.1649e-16 | 2.9553e-09 | 1.362e-10 | -2.1649e-16 | -2.9553e-09 | -1.362e-10 | 0 | 0 | 0 | 0 | 0 | 0 | 0.9 | 0.84271 | 0.7557 | 0.9 | 0.84271 | 0.7557 | 2.6996e-11 | -128.7319 | 119.553 | 2.7e-11 | -128.7319 | 119.553

## LL_min_fault_6
name | pf_ikss_a_from_ka | pf_ikss_b_from_ka | pf_ikss_c_from_ka | pf_ikss_a_to_ka | pf_ikss_b_to_ka | pf_ikss_c_to_ka | pf_skss_a_from_mw | pf_skss_b_from_mw | pf_skss_c_from_mw | pf_skss_a_to_mw | pf_skss_b_to_mw | pf_skss_c_to_mw | pf_p_a_from_mw | pf_p_b_from_mw | pf_p_c_from_mw | pf_p_a_to_mw | pf_p_b_to_mw | pf_p_c_to_mw | pf_q_a_from_mvar | pf_q_b_from_mvar | pf_q_c_from_mvar | pf_q_a_to_mvar | pf_q_b_to_mvar | pf_q_c_to_mvar | pf_ikss_a_from_degree | pf_ikss_b_from_degree | pf_ikss_c_from_degree | pf_ikss_a_to_degree | pf_ikss_b_to_degree | pf_ikss_c_to_degree | pf_vm_a_from_pu | pf_vm_b_from_pu | pf_vm_c_from_pu | pf_vm_a_to_pu | pf_vm_b_to_pu | pf_vm_c_to_pu | pf_va_a_from_degree | pf_va_b_from_degree | pf_va_c_from_degree | pf_va_a_to_degree | pf_va_b_to_degree | pf_va_c_to_degree
Line0_1_2 | 0 | 0.051843 | 0.051843 | 0 | 0.051843 | 0.051843 | 0 | 0.011973 | 0.011973 | 0 | 0.011973 | 0.011973 | 8.7893e-18 | 0.010966 | 0.0028847 | -8.7893e-18 | -0.010915 | -0.0028331 | 1.4283e-17 | 0.0029326 | 0.010936 | -1.4283e-17 | -0.0028788 | -0.010882 | 0 | -135.2796 | 44.7204 | 0 | 44.7204 | -135.2796 | 0.95 | 0.94815 | 0.94465 | 0.95 | 0.94283 | 0.93921 | 4.6147e-13 | -120.3084 | 119.9432 | 4.6154e-13 | -120.5043 | 120.1275
Line10_11_12 | 0 | 0 | 0 | 0 | 0 | 0 | 0 | 0 | 0 | 0 | 0 | 0 | 3.708e-18 | -3.8309e-11 | -1.1119e-10 | -3.9826e-18 | 3.8309e-11 | 1.1119e-10 | 8.2399e-18 | 1.0665e-10 | 1.9584e-11 | -8.7893e-18 | -1.0665e-10 | -1.9584e-11 | 0 | 0 | 0 | 0 | 0 | 0 | 0.95 | 0.94815 | 0.94465 | 0.95 | 0.94815 | 0.94465 | 4.6171e-13 | -120.3084 | 119.9432 | 4.6181e-13 | -120.3084 | 119.9432
Line11_12_13 | 0 | 0 | 0 | 0 | 0 | 0 | 0 | 0 | 0 | 0 | 0 | 0 | 2.884e-18 | -3.1925e-11 | -9.2658e-11 | -2.6093e-18 | 3.1925e-11 | 9.2658e-11 | 8.2399e-18 | 8.8872e-11 | 1.632e-11 | -8.2399e-18 | -8.8872e-11 | -1.632e-11 | 0 | 0 | 0 | 0 | 0 | 0 | 0.95 | 0.94815 | 0.94465 | 0.95 | 0.94815 | 0.94465 | 4.6181e-13 | -120.3084 | 119.9432 | 4.6192e-13 | -120.3084 | 119.9432
Line12_13_15 | 0 | 0 | 0 | 0 | 0 | 0 | 0 | 0 | 0 | 0 | 0 | 0 | 1.3733e-18 | -1.9155e-11 | -5.5595e-11 | -1.0987e-18 | 1.9155e-11 | 5.5595e-11 | 1.0987e-18 | 5.3323e-11 | 9.7921e-12 | -5.4933e-19 | -5.3323e-11 | -9.7921e-12 | 0 | 0 | 0 | 0 | 0 | 0 | 0.95 | 0.94815 | 0.94465 | 0.95 | 0.94815 | 0.94465 | 4.6192e-13 | -120.3084 | 119.9432 | 4.6194e-13 | -120.3084 | 119.9432
Line13_13_14 | 0 | 0 | 0 | 0 | 0 | 0 | 0 | 0 | 0 | 0 | 0 | 0 | -6.8666e-20 | -6.3849e-12 | -1.8532e-11 | 6.8666e-20 | 6.3849e-12 | 1.8532e-11 | 8.2399e-18 | 1.7774e-11 | 3.264e-12 | -7.6906e-18 | -1.7774e-11 | -3.264e-12 | 0 | 0 | 0 | 0 | 0 | 0 | 0.95 | 0.94815 | 0.94465 | 0.95 | 0.94815 | 0.94465 | 4.6192e-13 | -120.3084 | 119.9432 | 4.6198e-13 | -120.3084 | 119.9432
Line14_15_16 | 0 | 0 | 0 | 0 | 0 | 0 | 0 | 0 | 0 | 0 | 0 | 0 | -6.8666e-20 | -1.277e-11 | -3.7063e-11 | 6.8666e-20 | 1.277e-11 | 3.7063e-11 | 5.4933e-19 | 3.5549e-11 | 6.5281e-12 | -1.0987e-18 | -3.5549e-11 | -6.5281e-12 | 0 | 0 | 0 | 0 | 0 | 0 | 0.95 | 0.94815 | 0.94465 | 0.95 | 0.94815 | 0.94465 | 4.6194e-13 | -120.3084 | 119.9432 | 4.6196e-13 | -120.3084 | 119.9432
Line15_16_17 | 0 | 0 | 0 | 0 | 0 | 0 | 0 | 0 | 0 | 0 | 0 | 0 | 0 | -6.3849e-12 | -1.8532e-11 | 2.7466e-19 | 6.3849e-12 | 1.8532e-11 | 0 | 1.7774e-11 | 3.264e-12 | -5.4933e-19 | -1.7774e-11 | -3.264e-12 | 0 | 0 | 0 | 0 | 0 | 0 | 0.95 | 0.94815 | 0.94465 | 0.95 | 0.94815 | 0.94465 | 4.6196e-13 | -120.3084 | 119.9432 | 4.6195e-13 | -120.3084 | 119.9432
Line16_4_18 | 0 | 0 | 0 | 0 | 0 | 0 | 0 | 0 | 0 | 0 | 0 | 0 | 2.7466e-19 | -6.3849e-12 | -1.8532e-11 | -2.7466e-19 | 6.3849e-12 | 1.8532e-11 | 1.648e-18 | 1.7774e-11 | 3.264e-12 | -1.648e-18 | -1.7774e-11 | -3.264e-12 | 0 | 0 | 0 | 0 | 0 | 0 | 0.95 | 0.94815 | 0.94465 | 0.95 | 0.94815 | 0.94465 | 4.6155e-13 | -120.3084 | 119.9432 | 4.6154e-13 | -120.3084 | 119.9432
Line17_5_19 | 0 | 0 | 0 | 0 | 0 | 0 | 0 | 0 | 0 | 0 | 0 | 0 | -4.4244e-33 | -6.3849e-12 | -1.8532e-11 | 8.8486e-33 | 6.3849e-12 | 1.8532e-11 | 5.4933e-19 | 1.7774e-11 | 3.264e-12 | -1.0987e-18 | -1.7774e-11 | -3.264e-12 | 0 | 0 | 0 | 0 | 0 | 0 | 0.95 | 0.94815 | 0.94465 | 0.95 | 0.94815 | 0.94465 | 4.6147e-13 | -120.3084 | 119.9432 | 4.6146e-13 | -120.3084 | 119.9432
Line1_1_3 | 0 | 0 | 0 | 0 | 0 | 0 | 0 | 0 | 0 | 0 | 0 | 0 | 4.2573e-18 | -5.1079e-11 | -1.4825e-10 | -3.9826e-18 | 5.1079e-11 | 1.4825e-10 | 9.3386e-18 | 1.422e-10 | 2.6112e-11 | -8.7893e-18 | -1.422e-10 | -2.6112e-11 | 0 | 0 | 0 | 0 | 0 | 0 | 0.95 | 0.94815 | 0.94465 | 0.95 | 0.94815 | 0.94465 | 4.6147e-13 | -120.3084 | 119.9432 | 4.616e-13 | -120.3084 | 119.9432
Line2_1_4 | 0 | 0 | 0 | 0 | 0 | 0 | 0 | 0 | 0 | 0 | 0 | 0 | 1.648e-18 | -1.277e-11 | -3.7063e-11 | -1.648e-18 | 1.277e-11 | 3.7063e-11 | 7.6906e-18 | 3.5549e-11 | 6.5281e-12 | -7.1413e-18 | -3.5549e-11 | -6.5281e-12 | 0 | 0 | 0 | 0 | 0 | 0 | 0.95 | 0.94815 | 0.94465 | 0.95 | 0.94815 | 0.94465 | 4.6147e-13 | -120.3084 | 119.9432 | 4.6155e-13 | -120.3084 | 119.9432
Line3_1_5 | 0 | 0 | 0 | 0 | 0 | 0 | 0 | 0 | 0 | 0 | 0 | 0 | 4.8066e-19 | -1.277e-11 | -3.7063e-11 | -4.8066e-19 | 1.277e-11 | 3.7063e-11 | 5.4933e-19 | 3.5549e-11 | 6.5281e-12 | -5.4933e-19 | -3.5549e-11 | -6.5281e-12 | 0 | 0 | 0 | 0 | 0 | 0 | 0.95 | 0.94815 | 0.94465 | 0.95 | 0.94815 | 0.94465 | 4.6147e-13 | -120.3084 | 119.9432 | 4.6147e-13 | -120.3084 | 119.9432
Line4_2_6 | 0 | 0.051843 | 0.051843 | 0 | 0.051843 | 0.051843 | 0 | 0.011973 | 0.011973 | 0 | 0.011973 | 0.011973 | 7.6906e-18 | 0.010915 | 0.0028331 | -6.5919e-18 | -0.010863 | -0.0027815 | 1.4283e-17 | 0.0028788 | 0.010882 | -1.5381e-17 | -0.0028251 | -0.010828 | 0 | -135.2796 | 44.7204 | 0 | 44.7204 | -135.2796 | 0.95 | 0.94283 | 0.93921 | 0.95 | 0.93752 | 0.93379 | 4.6154e-13 | -120.5043 | 120.1275 | 4.6167e-13 | -120.7024 | 120.3141
Line5_6_7 | 0 | 0.051843 | 0.051843 | 0 | 0.051843 | 0.051843 | 0 | 0.011973 | 0.011973 | 0 | 0.011973 | 0.011973 | 7.6906e-18 | 0.010863 | 0.0027815 | -7.6906e-18 | -0.010812 | -0.0027299 | 1.0987e-17 | 0.0028251 | 0.010828 | -1.0987e-17 | -0.0027713 | -0.010775 | 0 | -135.2796 | 44.7204 | 0 | 44.7204 | -135.2796 | 0.95 | 0.93752 | 0.93379 | 0.95 | 0.93223 | 0.92837 | 4.6167e-13 | -120.7024 | 120.3141 | 4.6177e-13 | -120.9028 | 120.5028
Line6_7_8 | 0 | 0.051843 | 0.051843 | 0 | 0.051843 | 0.051843 | 0 | 0.011973 | 0.011973 | 0 | 0.011973 | 0.011973 | 2.1973e-18 | 0.010812 | 0.0027299 | -4.3946e-18 | -0.01076 | -0.0026783 | 1.0987e-17 | 0.0027713 | 0.010775 | -1.0987e-17 | -0.0027175 | -0.010721 | 0 | -135.2796 | 44.7204 | 0 | 44.7204 | -135.2796 | 0.95 | 0.93223 | 0.92837 | 0.95 | 0.92694 | 0.92297 | 4.6177e-13 | -120.9028 | 120.5028 | 4.6176e-13 | -121.1055 | 120.6937
Line7_8_9 | 0 | 0 | 0 | 0 | 0 | 0 | 0 | 0 | 0 | 0 | 0 | 0 | -1.7709e-32 | -7.7759e-11 | -9.1252e-11 | 2.1973e-18 | 7.7759e-11 | 9.1252e-11 | 2.1973e-18 | 6.2294e-11 | -3.8923e-11 | -4.3946e-18 | -6.2294e-11 | 3.8923e-11 | 0 | 0 | 0 | 0 | 0 | 0 | 0.95 | 0.92694 | 0.92297 | 0.95 | 0.92694 | 0.92297 | 4.6176e-13 | -121.1055 | 120.6937 | 4.6172e-13 | -121.1055 | 120.6937
Line8_8_10 | 0 | 0 | 0 | 0 | 0 | 0 | 0 | 0 | 0 | 0 | 0 | 0 | 2.1973e-18 | -7.7759e-11 | -9.1252e-11 | -5.3129e-32 | 7.7759e-11 | 9.1252e-11 | -6.5919e-18 | 6.2294e-11 | -3.8923e-11 | 6.5919e-18 | -6.2294e-11 | 3.8923e-11 | 0 | 0 | 0 | 0 | 0 | 0 | 0.95 | 0.92694 | 0.92297 | 0.95 | 0.92694 | 0.92297 | 4.6176e-13 | -121.1055 | 120.6937 | 4.6179e-13 | -121.1055 | 120.6937
Line9_3_11 | 0 | 0 | 0 | 0 | 0 | 0 | 0 | 0 | 0 | 0 | 0 | 0 | 4.1886e-18 | -4.4694e-11 | -1.2972e-10 | -4.4633e-18 | 4.4694e-11 | 1.2972e-10 | 9.3386e-18 | 1.2442e-10 | 2.2848e-11 | -8.7893e-18 | -1.2442e-10 | -2.2848e-11 | 0 | 0 | 0 | 0 | 0 | 0 | 0.95 | 0.94815 | 0.94465 | 0.95 | 0.94815 | 0.94465 | 4.616e-13 | -120.3084 | 119.9432 | 4.6171e-13 | -120.3084 | 119.9432

## LL_min_fault_10
name | pf_ikss_a_from_ka | pf_ikss_b_from_ka | pf_ikss_c_from_ka | pf_ikss_a_to_ka | pf_ikss_b_to_ka | pf_ikss_c_to_ka | pf_skss_a_from_mw | pf_skss_b_from_mw | pf_skss_c_from_mw | pf_skss_a_to_mw | pf_skss_b_to_mw | pf_skss_c_to_mw | pf_p_a_from_mw | pf_p_b_from_mw | pf_p_c_from_mw | pf_p_a_to_mw | pf_p_b_to_mw | pf_p_c_to_mw | pf_q_a_from_mvar | pf_q_b_from_mvar | pf_q_c_from_mvar | pf_q_a_to_mvar | pf_q_b_to_mvar | pf_q_c_to_mvar | pf_ikss_a_from_degree | pf_ikss_b_from_degree | pf_ikss_c_from_degree | pf_ikss_a_to_degree | pf_ikss_b_to_degree | pf_ikss_c_to_degree | pf_vm_a_from_pu | pf_vm_b_from_pu | pf_vm_c_from_pu | pf_vm_a_to_pu | pf_vm_b_to_pu | pf_vm_c_to_pu | pf_va_a_from_degree | pf_va_b_from_degree | pf_va_c_from_degree | pf_va_a_to_degree | pf_va_b_to_degree | pf_va_c_to_degree
Line0_1_2 | 0 | 0.049114 | 0.049114 | 0 | 0.049114 | 0.049114 | 0 | 0.011342 | 0.011342 | 0 | 0.011342 | 0.011342 | 7.2858e-18 | 0.0098425 | 0.002589 | -7.8063e-18 | -0.0097961 | -0.0025427 | 1.4572e-17 | 0.002632 | 0.009815 | -1.3531e-17 | -0.0025837 | -0.0097667 | 0 | -135.2796 | 44.7204 | 0 | 44.7204 | -135.2796 | 0.9 | 0.89825 | 0.89493 | 0.9 | 0.89321 | 0.88978 | 2.0416e-13 | -120.3084 | 119.9432 | 2.0432e-13 | -120.5043 | 120.1275
Line10_11_12 | 0 | 0 | 0 | 0 | 0 | 0 | 0 | 0 | 0 | 0 | 0 | 0 | 3.3177e-18 | -3.4383e-11 | -9.9793e-11 | -3.5779e-18 | 3.4383e-11 | 9.9793e-11 | 9.3675e-18 | 9.5716e-11 | 1.7577e-11 | -8.8471e-18 | -9.5716e-11 | -1.7577e-11 | 0 | 0 | 0 | 0 | 0 | 0 | 0.9 | 0.89825 | 0.89493 | 0.9 | 0.89825 | 0.89493 | 2.0441e-13 | -120.3084 | 119.9432 | 2.0451e-13 | -120.3084 | 119.9432
Line11_12_13 | 0 | 0 | 0 | 0 | 0 | 0 | 0 | 0 | 0 | 0 | 0 | 0 | 2.4069e-18 | -2.8652e-11 | -8.3161e-11 | -2.4069e-18 | 2.8652e-11 | 8.3161e-11 | 8.3267e-18 | 7.9764e-11 | 1.4648e-11 | -8.3267e-18 | -7.9764e-11 | -1.4648e-11 | 0 | 0 | 0 | 0 | 0 | 0 | 0.9 | 0.89825 | 0.89493 | 0.9 | 0.89825 | 0.89493 | 2.0451e-13 | -120.3084 | 119.9432 | 2.0463e-13 | -120.3084 | 119.9432
Line12_13_15 | 0 | 0 | 0 | 0 | 0 | 0 | 0 | 0 | 0 | 0 | 0 | 0 | 7.1557e-19 | -1.7191e-11 | -4.9896e-11 | -7.1557e-19 | 1.7191e-11 | 4.9896e-11 | 1.5613e-18 | 4.7858e-11 | 8.7885e-12 | -1.0408e-18 | -4.7858e-11 | -8.7885e-12 | 0 | 0 | 0 | 0 | 0 | 0 | 0.9 | 0.89825 | 0.89493 | 0.9 | 0.89825 | 0.89493 | 2.0463e-13 | -120.3084 | 119.9432 | 2.0465e-13 | -120.3084 | 119.9432
Line13_13_14 | 0 | 0 | 0 | 0 | 0 | 0 | 0 | 0 | 0 | 0 | 0 | 0 | -6.5052e-20 | -5.7305e-12 | -1.6632e-11 | 6.5052e-20 | 5.7305e-12 | 1.6632e-11 | 6.7654e-18 | 1.5953e-11 | 2.9295e-12 | -6.245e-18 | -1.5953e-11 | -2.9295e-12 | 0 | 0 | 0 | 0 | 0 | 0 | 0.9 | 0.89825 | 0.89493 | 0.9 | 0.89825 | 0.89493 | 2.0463e-13 | -120.3084 | 119.9432 | 2.0469e-13 | -120.3084 | 119.9432
Line14_15_16 | 0 | 0 | 0 | 0 | 0 | 0 | 0 | 0 | 0 | 0 | 0 | 0 | 7.1557e-19 | -1.1461e-11 | -3.3264e-11 | -4.5536e-19 | 1.1461e-11 | 3.3264e-11 | 1.5613e-18 | 3.1905e-11 | 5.859e-12 | -1.0408e-18 | -3.1905e-11 | -5.859e-12 | 0 | 0 | 0 | 0 | 0 | 0 | 0.9 | 0.89825 | 0.89493 | 0.9 | 0.89825 | 0.89493 | 2.0465e-13 | -120.3084 | 119.9432 | 2.0467e-13 | -120.3084 | 119.9432
Line15_16_17 | 0 | 0 | 0 | 0 | 0 | 0 | 0 | 0 | 0 | 0 | 0 | 0 | 5.2042e-19 | -5.7305e-12 | -1.6632e-11 | -2.6021e-19 | 5.7305e-12 | 1.6632e-11 | 1.859e-33 | 1.5953e-11 | 2.9295e-12 | -1.0408e-18 | -1.5953e-11 | -2.9295e-12 | 0 | 0 | 0 | 0 | 0 | 0 | 0.9 | 0.89825 | 0.89493 | 0.9 | 0.89825 | 0.89493 | 2.0467e-13 | -120.3084 | 119.9432 | 2.0466e-13 | -120.3084 | 119.9432
Line16_4_18 | 0 | 0 | 0 | 0 | 0 | 0 | 0 | 0 | 0 | 0 | 0 | 0 | 7.1557e-19 | -5.7305e-12 | -1.6632e-11 | -7.1557e-19 | 5.7305e-12 | 1.6632e-11 | 2.5509e-33 | 1.5953e-11 | 2.9295e-12 | -5.2042e-19 | -1.5953e-11 | -2.9295e-12 | 0 | 0 | 0 | 0 | 0 | 0 | 0.9 | 0.89825 | 0.89493 | 0.9 | 0.89825 | 0.89493 | 2.0425e-13 | -120.3084 | 119.9432 | 2.0424e-13 | -120.3084 | 119.9432
Line17_5_19 | 0 | 0 | 0 | 0 | 0 | 0 | 0 | 0 | 0 | 0 | 0 | 0 | 1.301e-18 | -5.7305e-12 | -1.6632e-11 | -1.5613e-18 | 5.7305e-12 | 1.6632e-11 | 1.0408e-18 | 1.5953e-11 | 2.9295e-12 | -1.5613e-18 | -1.5953e-11 | -2.9295e-12 | 0 | 0 | 0 | 0 | 0 | 0 | 0.9 | 0.89825 | 0.89493 | 0.9 | 0.89825 | 0.89493 | 2.0417e-13 | -120.3084 | 119.9432 | 2.0416e-13 | -120.3084 | 119.9432
Line1_1_3 | 0 | 0 | 0 | 0 | 0 | 0 | 0 | 0 | 0 | 0 | 0 | 0 | 3.8381e-18 | -4.5844e-11 | -1.3306e-10 | -4.0983e-18 | 4.5844e-11 | 1.3306e-10 | 8.3267e-18 | 1.2762e-10 | 2.3436e-11 | -8.8471e-18 | -1.2762e-10 | -2.3436e-11 | 0 | 0 | 0 | 0 | 0 | 0 | 0.9 | 0.89825 | 0.89493 | 0.9 | 0.89825 | 0.89493 | 2.0416e-13 | -120.3084 | 119.9432 | 2.043e-13 | -120.3084 | 119.9432
Line2_1_4 | 0 | 0 | 0 | 0 | 0 | 0 | 0 | 0 | 0 | 0 | 0 | 0 | 1.301e-18 | -1.1461e-11 | -3.3264e-11 | -1.301e-18 | 1.1461e-11 | 3.3264e-11 | 6.7654e-18 | 3.1905e-11 | 5.859e-12 | -7.2858e-18 | -3.1905e-11 | -5.859e-12 | 0 | 0 | 0 | 0 | 0 | 0 | 0.9 | 0.89825 | 0.89493 | 0.9 | 0.89825 | 0.89493 | 2.0416e-13 | -120.3084 | 119.9432 | 2.0425e-13 | -120.3084 | 119.9432
Line3_1_5 | 0 | 0 | 0 | 0 | 0 | 0 | 0 | 0 | 0 | 0 | 0 | 0 | -1.301e-19 | -1.1461e-11 | -3.3264e-11 | -1.301e-19 | 1.1461e-11 | 3.3264e-11 | -4.636e-34 | 3.1905e-11 | 5.859e-12 | -1.0408e-18 | -3.1905e-11 | -5.859e-12 | 0 | 0 | 0 | 0 | 0 | 0 | 0.9 | 0.89825 | 0.89493 | 0.9 | 0.89825 | 0.89493 | 2.0416e-13 | -120.3084 | 119.9432 | 2.0417e-13 | -120.3084 | 119.9432
Line4_2_6 | 0 | 0.049114 | 0.049114 | 0 | 0.049114 | 0.049114 | 0 | 0.011342 | 0.011342 | 0 | 0.011342 | 0.011342 | 6.245e-18 | 0.0097961 | 0.0025427 | -5.2042e-18 | -0.0097498 | -0.0024964 | 1.3531e-17 | 0.0025837 | 0.0097667 | -1.3531e-17 | -0.0025355 | -0.0097185 | 0 | -135.2796 | 44.7204 | 0 | 44.7204 | -135.2796 | 0.9 | 0.89321 | 0.88978 | 0.9 | 0.88818 | 0.88464 | 2.0432e-13 | -120.5043 | 120.1275 | 2.0449e-13 | -120.7024 | 120.3141
Line5_6_7 | 0 | 0.049114 | 0.049114 | 0 | 0.049114 | 0.049114 | 0 | 0.011342 | 0.011342 | 0 | 0.011342 | 0.011342 | 4.1633e-18 | 0.0097498 | 0.0024964 | -4.1633e-18 | -0.0097035 | -0.0024501 | 1.249e-17 | 0.0025355 | 0.0097185 | -1.4572e-17 | -0.0024873 | -0.0096702 | 0 | -135.2796 | 44.7204 | 0 | 44.7204 | -135.2796 | 0.9 | 0.88818 | 0.88464 | 0.9 | 0.88316 | 0.87951 | 2.0449e-13 | -120.7024 | 120.3141 | 2.0464e-13 | -120.9028 | 120.5028
Line6_7_8 | 0 | 0.049114 | 0.049114 | 0 | 0.049114 | 0.049114 | 0 | 0.011342 | 0.011342 | 0 | 0.011342 | 0.011342 | 4.1633e-18 | 0.0097035 | 0.0024501 | -4.1633e-18 | -0.0096572 | -0.0024038 | 8.3267e-18 | 0.0024873 | 0.0096702 | -1.0408e-17 | -0.002439 | -0.009622 | 0 | -135.2796 | 44.7204 | 0 | 44.7204 | -135.2796 | 0.9 | 0.88316 | 0.87951 | 0.9 | 0.87816 | 0.87439 | 2.0464e-13 | -120.9028 | 120.5028 | 2.0467e-13 | -121.1055 | 120.6937
Line7_8_9 | 0 | 0 | 0 | 0 | 0 | 0 | 0 | 0 | 0 | 0 | 0 | 0 | 2.0817e-18 | -6.9789e-11 | -8.1899e-11 | 0 | 6.9789e-11 | 8.1899e-11 | -2.0817e-18 | 5.5909e-11 | -3.4934e-11 | 0 | -5.5909e-11 | 3.4934e-11 | 0 | 0 | 0 | 0 | 0 | 0 | 0.9 | 0.87816 | 0.87439 | 0.9 | 0.87816 | 0.87439 | 2.0467e-13 | -121.1055 | 120.6937 | 2.0464e-13 | -121.1055 | 120.6937
Line8_8_10 | 0 | 0 | 0 | 0 | 0 | 0 | 0 | 0 | 0 | 0 | 0 | 0 | -2.0817e-18 | -6.9789e-11 | -8.1899e-11 | 2.0817e-18 | 6.9789e-11 | 8.1899e-11 | -2.0817e-18 | 5.5909e-11 | -3.4934e-11 | 7.4375e-33 | -5.5909e-11 | 3.4934e-11 | 0 | 0 | 0 | 0 | 0 | 0 | 0.9 | 0.87816 | 0.87439 | 0.9 | 0.87816 | 0.87439 | 2.0467e-13 | -121.1055 | 120.6937 | 2.0471e-13 | -121.1055 | 120.6937
Line9_3_11 | 0 | 0 | 0 | 0 | 0 | 0 | 0 | 0 | 0 | 0 | 0 | 0 | 2.7322e-18 | -4.0113e-11 | -1.1643e-10 | -3.2526e-18 | 4.0113e-11 | 1.1643e-10 | 8.3267e-18 | 1.1167e-10 | 2.0507e-11 | -6.7654e-18 | -1.1167e-10 | -2.0507e-11 | 0 | 0 | 0 | 0 | 0 | 0 | 0.9 | 0.89825 | 0.89493 | 0.9 | 0.89825 | 0.89493 | 2.043e-13 | -120.3084 | 119.9432 | 2.0441e-13 | -120.3084 | 119.9432

## LG_max_6
name | pf_ikss_a_from_ka | pf_ikss_b_from_ka | pf_ikss_c_from_ka | pf_ikss_a_to_ka | pf_ikss_b_to_ka | pf_ikss_c_to_ka | pf_skss_a_from_mw | pf_skss_b_from_mw | pf_skss_c_from_mw | pf_skss_a_to_mw | pf_skss_b_to_mw | pf_skss_c_to_mw | pf_p_a_from_mw | pf_p_b_from_mw | pf_p_c_from_mw | pf_p_a_to_mw | pf_p_b_to_mw | pf_p_c_to_mw | pf_q_a_from_mvar | pf_q_b_from_mvar | pf_q_c_from_mvar | pf_q_a_to_mvar | pf_q_b_to_mvar | pf_q_c_to_mvar | pf_ikss_a_from_degree | pf_ikss_b_from_degree | pf_ikss_c_from_degree | pf_ikss_a_to_degree | pf_ikss_b_to_degree | pf_ikss_c_to_degree | 3xI0 | pf_vm_a_from_pu | pf_vm_b_from_pu | pf_vm_c_from_pu | pf_vm_a_to_pu | pf_vm_b_to_pu | pf_vm_c_to_pu | pf_va_a_from_degree | pf_va_b_from_degree | pf_va_c_from_degree | pf_va_a_to_degree | pf_va_b_to_degree | pf_va_c_to_degree
Line0_1_2 | 0.0024761 | 0.00030954 | 0.00030954 | 0.0024757 | 0.00030992 | 0.00030992 | 0.00057183 | 7.1485e-05 | 7.1485e-05 | 0.00057174 | 7.1573e-05 | 7.1573e-05 | 2.1841e-07 | -6.4958e-05 | 6.5049e-05 | -1.6474e-07 | 6.5039e-05 | -6.5127e-05 | 4.3682e-07 | 0.00011256 | 0.00011247 | -3.2948e-07 | -0.00011269 | -0.00011261 | -89.9579 | 90.038 | 90.038 | 90.0421 | -89.962 | -89.962 |  | 0.00085407 | 1.818 | 1.8175 | 0.0006443 | 1.8179 | 1.8175 | -26.5232 | -149.9725 | 149.9946 | -26.5233 | -149.9709 | 149.9945
Line10_11_12 | 0.0003095 | 0.0003095 | 0.0003095 | 0.00030988 | 0.00030988 | 0.00030988 | 7.1475e-05 | 7.1475e-05 | 7.1475e-05 | 7.1563e-05 | 7.1563e-05 | 7.1563e-05 | -2.8257e-08 | -6.4941e-05 | 6.5047e-05 | 2.8771e-08 | 6.5022e-05 | -6.5126e-05 | -5.6513e-08 | 0.00011254 | 0.00011245 | 5.7542e-08 | -0.00011268 | -0.00011259 | 90.042 | 90.042 | 90.042 | -89.958 | -89.958 | -89.958 |  | 0.000884 | 1.8179 | 1.8175 | 0.00089899 | 1.8179 | 1.8175 | -26.5231 | -149.9717 | 149.9945 | -26.5231 | -149.9713 | 149.9945
Line11_12_13 | 0.00030988 | 0.00030988 | 0.00030988 | 0.00031026 | 0.00031026 | 0.00031026 | 7.1563e-05 | 7.1563e-05 | 7.1563e-05 | 7.1651e-05 | 7.1651e-05 | 7.1651e-05 | -2.8768e-08 | -6.5028e-05 | 6.512e-05 | 2.9284e-08 | 6.5108e-05 | -6.5199e-05 | -5.7544e-08 | 0.00011268 | 0.00011259 | 5.8577e-08 | -0.00011282 | -0.00011273 | 90.0389 | 90.0389 | 90.0389 | -89.9611 | -89.9611 | -89.9611 |  | 0.00089899 | 1.8179 | 1.8175 | 0.000914 | 1.8179 | 1.8175 | -26.5231 | -149.9713 | 149.9945 | -26.5231 | -149.9709 | 149.9945
Line12_13_15 | 1.1427e-06 | 1.1427e-06 | 1.1427e-06 | 0 | 0 | 0 | 2.6389e-07 | 2.6389e-07 | 2.6389e-07 | 0 | 0 | 0 | 9.8257e-11 | 2.5785e-07 | -2.2163e-07 | -6.2356e-11 | -1.7795e-07 | 1.417e-07 | 2.2028e-10 | -4.0455e-07 | -4.2534e-07 | -1.4842e-10 | 2.6621e-07 | 2.8706e-07 | -92.4834 | -92.4827 | -92.4827 | 0 | 0 | 0 |  | 0.000914 | 1.8179 | 1.8175 | 0.00091395 | 1.8179 | 1.8175 | -26.5231 | -149.9709 | 149.9945 | -26.523 | -149.9709 | 149.9945
Line13_13_14 | 0.0003114 | 0.0003114 | 0.0003114 | 0.00031178 | 0.00031178 | 0.00031178 | 7.1914e-05 | 7.1914e-05 | 7.1914e-05 | 7.2002e-05 | 7.2002e-05 | 7.2002e-05 | -2.9379e-08 | -6.5372e-05 | 6.5415e-05 | 2.9901e-08 | 6.5453e-05 | -6.5495e-05 | -5.8798e-08 | 0.00011322 | 0.00011316 | 5.9842e-08 | -0.00011335 | -0.00011329 | 90.0266 | 90.0266 | 90.0266 | -89.9734 | -89.9734 | -89.9734 |  | 0.000914 | 1.8179 | 1.8175 | 0.00092909 | 1.8179 | 1.8175 | -26.5231 | -149.9709 | 149.9945 | -26.5234 | -149.9705 | 149.9944
Line14_15_16 | 0 | 0 | 0 | 0 | 0 | 0 | 0 | 0 | 0 | 0 | 0 | 0 | 6.5501e-11 | 1.719e-07 | -1.4776e-07 | -2.9604e-11 | -9.2003e-08 | 6.7826e-08 | 1.4684e-10 | -2.697e-07 | -2.8356e-07 | -7.4992e-11 | 1.3135e-07 | 1.4528e-07 | 0 | 0 | 0 | 0 | 0 | 0 |  | 0.00091395 | 1.8179 | 1.8175 | 0.00091393 | 1.8179 | 1.8175 | -26.523 | -149.9709 | 149.9945 | -26.5229 | -149.9709 | 149.9945
Line15_16_17 | 0 | 0 | 0 | 0 | 0 | 0 | 0 | 0 | 0 | 0 | 0 | 0 | 3.2749e-11 | 8.5949e-08 | -7.3878e-08 | 3.1452e-12 | -6.0546e-09 | -6.0517e-09 | 7.342e-11 | -1.3485e-07 | -1.4178e-07 | -1.5712e-12 | -3.4964e-09 | 3.4981e-09 | 0 | 0 | 0 | 0 | 0 | 0 |  | 0.00091393 | 1.8179 | 1.8175 | 0.00091392 | 1.8179 | 1.8175 | -26.5229 | -149.9709 | 149.9945 | -26.5228 | -149.9709 | 149.9945
Line16_4_18 | 0 | 0 | 0 | 0 | 0 | 0 | 0 | 0 | 0 | 0 | 0 | 0 | 3.1145e-11 | 8.5953e-08 | -7.388e-08 | 2.9912e-12 | -6.0549e-09 | -6.0522e-09 | 6.9825e-11 | -1.3486e-07 | -1.4179e-07 | -1.4943e-12 | -3.4966e-09 | 3.4982e-09 | 0 | 0 | 0 | 0 | 0 | 0 |  | 0.00086913 | 1.8179 | 1.8175 | 0.00086913 | 1.8179 | 1.8175 | -26.5235 | -149.9721 | 149.9946 | -26.5234 | -149.9721 | 149.9946
Line17_5_19 | 0 | 0 | 0 | 0 | 0 | 0 | 0 | 0 | 0 | 0 | 0 | 0 | 3.0604e-11 | 8.5954e-08 | -7.3881e-08 | 2.9393e-12 | -6.0551e-09 | -6.0524e-09 | 6.8613e-11 | -1.3486e-07 | -1.418e-07 | -1.4683e-12 | -3.4966e-09 | 3.4982e-09 | 0 | 0 | 0 | 0 | 0 | 0 |  | 0.00085404 | 1.818 | 1.8175 | 0.00085403 | 1.818 | 1.8175 | -26.5231 | -149.9725 | 149.9946 | -26.5231 | -149.9725 | 149.9946
Line1_1_3 | 0.00030873 | 0.00030873 | 0.00030873 | 0.00030911 | 0.00030911 | 0.00030911 | 7.1299e-05 | 7.1299e-05 | 7.1299e-05 | 7.1387e-05 | 7.1387e-05 | 7.1387e-05 | -2.7239e-08 | -6.4769e-05 | 6.49e-05 | 2.775e-08 | 6.4849e-05 | -6.4979e-05 | -5.4462e-08 | 0.00011228 | 0.00011217 | 5.5485e-08 | -0.00011241 | -0.0001123 | 90.0482 | 90.0482 | 90.0482 | -89.9518 | -89.9518 | -89.9518 |  | 0.00085407 | 1.818 | 1.8175 | 0.00086902 | 1.8179 | 1.8175 | -26.5232 | -149.9725 | 149.9946 | -26.5231 | -149.9721 | 149.9946
Line2_1_4 | 0.00031103 | 0.00031103 | 0.00031103 | 0.00031141 | 0.00031141 | 0.00031141 | 7.183e-05 | 7.183e-05 | 7.183e-05 | 7.1918e-05 | 7.1918e-05 | 7.1918e-05 | -2.7423e-08 | -6.529e-05 | 6.5344e-05 | 2.7941e-08 | 6.5371e-05 | -6.5423e-05 | -5.4878e-08 | 0.00011309 | 0.00011303 | 5.5914e-08 | -0.00011323 | -0.00011316 | 90.0282 | 90.0282 | 90.0282 | -89.9718 | -89.9718 | -89.9718 |  | 0.00085407 | 1.818 | 1.8175 | 0.00086913 | 1.8179 | 1.8175 | -26.5232 | -149.9725 | 149.9946 | -26.5235 | -149.9721 | 149.9946
Line3_1_5 | 0 | 0 | 0 | 0 | 0 | 0 | 0 | 0 | 0 | 0 | 0 | 0 | 6.1209e-11 | 1.7191e-07 | -1.4776e-07 | -2.7664e-11 | -9.2009e-08 | 6.7828e-08 | 1.3723e-10 | -2.6972e-07 | -2.8359e-07 | -7.0082e-11 | 1.3136e-07 | 1.4529e-07 | 0 | 0 | 0 | 0 | 0 | 0 |  | 0.00085407 | 1.818 | 1.8175 | 0.00085404 | 1.818 | 1.8175 | -26.5232 | -149.9725 | 149.9946 | -26.5231 | -149.9725 | 149.9946
Line4_2_6 | 0.0024757 | 0.00030992 | 0.00030992 | 0.0024753 | 0.0003103 | 0.0003103 | 0.00057174 | 7.1573e-05 | 7.1573e-05 | 0.00057165 | 7.1661e-05 | 7.1661e-05 | 1.6474e-07 | -6.5045e-05 | 6.5121e-05 | -1.111e-07 | 6.5127e-05 | -6.5199e-05 | 3.2948e-07 | 0.00011269 | 0.00011261 | -2.2218e-07 | -0.00011282 | -0.00011274 | -89.9575 | 90.0349 | 90.0349 | 90.0425 | -89.9651 | -89.9651 |  | 0.0006443 | 1.8179 | 1.8175 | 0.00043454 | 1.8179 | 1.8174 | -26.5233 | -149.9709 | 149.9945 | -26.5234 | -149.9693 | 149.9944
Line5_6_7 | 0.0024753 | 0.0003103 | 0.0003103 | 0.002475 | 0.00031068 | 0.00031068 | 0.00057165 | 7.1661e-05 | 7.1661e-05 | 0.00057157 | 7.1749e-05 | 7.1749e-05 | 1.111e-07 | -6.5133e-05 | 6.5193e-05 | -5.7468e-08 | 6.5215e-05 | -6.5271e-05 | 2.2218e-07 | 0.00011282 | 0.00011275 | -1.1493e-07 | -0.00011295 | -0.00011288 | -89.9572 | 90.0318 | 90.0318 | 90.0429 | -89.9682 | -89.9682 |  | 0.00043454 | 1.8179 | 1.8174 | 0.00022481 | 1.8179 | 1.8174 | -26.5234 | -149.9693 | 149.9944 | -26.5241 | -149.9678 | 149.9942
Line6_7_8 | 0.0027868 | 1.1429e-06 | 1.1429e-06 | 0.0027864 | 0 | 0 | 0.00064358 | 2.6394e-07 | 2.6394e-07 | 0.00064349 | 0 | 0 | 6.4704e-08 | 2.5793e-07 | -2.2163e-07 | -1.942e-14 | -1.7801e-07 | 1.417e-07 | 1.2941e-07 | -4.0457e-07 | -4.254e-07 | 4.8408e-15 | 2.6621e-07 | 2.8709e-07 | -89.9594 | -92.4865 | -92.4865 | 90.0406 | 0 | 0 |  | 0.00022481 | 1.8179 | 1.8174 | 0 | 1.8178 | 1.8173 | -26.5241 | -149.9678 | 149.9942 | 0 | -149.9666 | 149.9942
Line7_8_9 | 0 | 0 | 0 | 0 | 0 | 0 | 0 | 0 | 0 | 0 | 0 | 0 | 2.6817e-18 | 8.5979e-08 | -7.3875e-08 | -3.0367e-17 | -6.0535e-09 | -6.0501e-09 | -5.4397e-19 | -1.3486e-07 | -1.418e-07 | 1.8517e-17 | -3.4958e-09 | 3.4977e-09 | 0 | 0 | 0 | 0 | 0 | 0 |  | 0 | 1.8178 | 1.8173 | 0 | 1.8178 | 1.8173 | 0 | -149.9666 | 149.9942 | 0 | -149.9666 | 149.9942
Line8_8_10 | 0 | 0 | 0 | 0 | 0 | 0 | 0 | 0 | 0 | 0 | 0 | 0 | 2.6817e-18 | 8.5979e-08 | -7.3875e-08 | -3.0367e-17 | -6.0535e-09 | -6.0501e-09 | -5.4397e-19 | -1.3486e-07 | -1.418e-07 | 1.8517e-17 | -3.4958e-09 | 3.4977e-09 | 0 | 0 | 0 | 0 | 0 | 0 |  | 0 | 1.8178 | 1.8173 | 0 | 1.8178 | 1.8173 | 0 | -149.9666 | 149.9942 | 0 | -149.9666 | 149.9942
Line9_3_11 | 0.00030911 | 0.00030911 | 0.00030911 | 0.0003095 | 0.0003095 | 0.0003095 | 7.1387e-05 | 7.1387e-05 | 7.1387e-05 | 7.1475e-05 | 7.1475e-05 | 7.1475e-05 | -2.7747e-08 | -6.4855e-05 | 6.4973e-05 | 2.826e-08 | 6.4935e-05 | -6.5053e-05 | -5.5486e-08 | 0.00011241 | 0.00011231 | 5.6512e-08 | -0.00011255 | -0.00011245 | 90.0451 | 90.0451 | 90.0451 | -89.9549 | -89.9549 | -89.9549 |  | 0.00086902 | 1.8179 | 1.8175 | 0.000884 | 1.8179 | 1.8175 | -26.5231 | -149.9721 | 149.9946 | -26.5231 | -149.9717 | 149.9945

## LG_max_10
name | pf_ikss_a_from_ka | pf_ikss_b_from_ka | pf_ikss_c_from_ka | pf_ikss_a_to_ka | pf_ikss_b_to_ka | pf_ikss_c_to_ka | pf_skss_a_from_mw | pf_skss_b_from_mw | pf_skss_c_from_mw | pf_skss_a_to_mw | pf_skss_b_to_mw | pf_skss_c_to_mw | pf_p_a_from_mw | pf_p_b_from_mw | pf_p_c_from_mw | pf_p_a_to_mw | pf_p_b_to_mw | pf_p_c_to_mw | pf_q_a_from_mvar | pf_q_b_from_mvar | pf_q_c_from_mvar | pf_q_a_to_mvar | pf_q_b_to_mvar | pf_q_c_to_mvar | pf_ikss_a_from_degree | pf_ikss_b_from_degree | pf_ikss_c_from_degree | pf_ikss_a_to_degree | pf_ikss_b_to_degree | pf_ikss_c_to_degree | 3xI0 | pf_vm_a_from_pu | pf_vm_b_from_pu | pf_vm_c_from_pu | pf_vm_a_to_pu | pf_vm_b_to_pu | pf_vm_c_to_pu | pf_va_a_from_degree | pf_va_b_from_degree | pf_va_c_from_degree | pf_va_a_to_degree | pf_va_b_to_degree | pf_va_c_to_degree
Line0_1_2 | 0.002594 | 0.00032428 | 0.00032428 | 0.0025936 | 0.00032467 | 0.00032467 | 0.00059906 | 7.4888e-05 | 7.4888e-05 | 0.00059896 | 7.498e-05 | 7.498e-05 | 2.3971e-07 | -7.1291e-05 | 7.1391e-05 | -1.808e-07 | 7.138e-05 | -7.1476e-05 | 4.7941e-07 | 0.00012353 | 0.00012344 | -3.616e-07 | -0.00012368 | -0.00012358 | -89.9579 | 90.038 | 90.038 | 90.0421 | -89.962 | -89.962 |  | 0.00089473 | 1.9045 | 1.9041 | 0.00067497 | 1.9045 | 1.904 | -26.5232 | -149.9723 | 149.9944 | -26.5232 | -149.9707 | 149.9943
Line10_11_12 | 0.00032423 | 0.00032423 | 0.00032423 | 0.00032463 | 0.00032463 | 0.00032463 | 7.4878e-05 | 7.4878e-05 | 7.4878e-05 | 7.497e-05 | 7.497e-05 | 7.497e-05 | -3.1011e-08 | -7.1273e-05 | 7.1388e-05 | 3.1576e-08 | 7.1361e-05 | -7.1476e-05 | -6.2022e-08 | 0.00012352 | 0.00012341 | 6.3152e-08 | -0.00012367 | -0.00012356 | 90.0421 | 90.042 | 90.042 | -89.958 | -89.958 | -89.958 |  | 0.00092608 | 1.9045 | 1.9041 | 0.00094179 | 1.9045 | 1.904 | -26.523 | -149.9715 | 149.9944 | -26.523 | -149.9711 | 149.9943
Line11_12_13 | 0.00032463 | 0.00032463 | 0.00032463 | 0.00032503 | 0.00032503 | 0.00032503 | 7.497e-05 | 7.497e-05 | 7.497e-05 | 7.5062e-05 | 7.5062e-05 | 7.5062e-05 | -3.1573e-08 | -7.1368e-05 | 7.1469e-05 | 3.2139e-08 | 7.1456e-05 | -7.1556e-05 | -6.3154e-08 | 0.00012366 | 0.00012357 | 6.4287e-08 | -0.00012381 | -0.00012372 | 90.039 | 90.0389 | 90.0389 | -89.9611 | -89.9611 | -89.9611 |  | 0.00094179 | 1.9045 | 1.904 | 0.00095752 | 1.9045 | 1.904 | -26.523 | -149.9711 | 149.9943 | -26.5231 | -149.9707 | 149.9943
Line12_13_15 | 1.1971e-06 | 1.1971e-06 | 1.1971e-06 | 0 | 0 | 0 | 2.7646e-07 | 2.7646e-07 | 2.7646e-07 | 0 | 0 | 0 | 1.0784e-10 | 2.8299e-07 | -2.4324e-07 | -6.8435e-11 | -1.953e-07 | 1.5552e-07 | 2.4175e-10 | -4.4399e-07 | -4.6681e-07 | -1.6289e-10 | 2.9216e-07 | 3.1504e-07 | -92.4834 | -92.4827 | -92.4827 | 0 | 0 | 0 |  | 0.00095752 | 1.9045 | 1.904 | 0.00095747 | 1.9045 | 1.904 | -26.5231 | -149.9707 | 149.9943 | -26.5229 | -149.9707 | 149.9943
Line13_13_14 | 0.00032622 | 0.00032622 | 0.00032622 | 0.00032662 | 0.00032662 | 0.00032662 | 7.5338e-05 | 7.5338e-05 | 7.5338e-05 | 7.543e-05 | 7.543e-05 | 7.543e-05 | -3.2244e-08 | -7.1746e-05 | 7.1793e-05 | 3.2816e-08 | 7.1834e-05 | -7.188e-05 | -6.453e-08 | 0.00012425 | 0.00012419 | 6.5675e-08 | -0.0001244 | -0.00012434 | 90.0266 | 90.0266 | 90.0266 | -89.9734 | -89.9734 | -89.9734 |  | 0.00095752 | 1.9045 | 1.904 | 0.00097332 | 1.9045 | 1.904 | -26.5231 | -149.9707 | 149.9943 | -26.5233 | -149.9703 | 149.9943
Line14_15_16 | 0 | 0 | 0 | 0 | 0 | 0 | 0 | 0 | 0 | 0 | 0 | 0 | 7.1887e-11 | 1.8866e-07 | -1.6216e-07 | -3.249e-11 | -1.0097e-07 | 7.444e-08 | 1.6116e-10 | -2.9599e-07 | -3.1121e-07 | -8.2302e-11 | 1.4416e-07 | 1.5944e-07 | 0 | 0 | 0 | 0 | 0 | 0 |  | 0.00095747 | 1.9045 | 1.904 | 0.00095744 | 1.9045 | 1.904 | -26.5229 | -149.9707 | 149.9943 | -26.5228 | -149.9707 | 149.9943
Line15_16_17 | 0 | 0 | 0 | 0 | 0 | 0 | 0 | 0 | 0 | 0 | 0 | 0 | 3.5942e-11 | 9.4328e-08 | -8.1081e-08 | 3.4519e-12 | -6.6449e-09 | -6.6417e-09 | 8.0578e-11 | -1.48e-07 | -1.556e-07 | -1.7244e-12 | -3.8373e-09 | 3.8391e-09 | 0 | 0 | 0 | 0 | 0 | 0 |  | 0.00095744 | 1.9045 | 1.904 | 0.00095743 | 1.9045 | 1.904 | -26.5228 | -149.9707 | 149.9943 | -26.5228 | -149.9707 | 149.9943
Line16_4_18 | 0 | 0 | 0 | 0 | 0 | 0 | 0 | 0 | 0 | 0 | 0 | 0 | 3.4181e-11 | 9.4333e-08 | -8.1083e-08 | 3.2828e-12 | -6.6452e-09 | -6.6422e-09 | 7.6632e-11 | -1.4801e-07 | -1.5561e-07 | -1.6399e-12 | -3.8375e-09 | 3.8392e-09 | 0 | 0 | 0 | 0 | 0 | 0 |  | 0.00091051 | 1.9045 | 1.9041 | 0.0009105 | 1.9045 | 1.9041 | -26.5234 | -149.9719 | 149.9944 | -26.5234 | -149.9719 | 149.9944
Line17_5_19 | 0 | 0 | 0 | 0 | 0 | 0 | 0 | 0 | 0 | 0 | 0 | 0 | 3.3587e-11 | 9.4335e-08 | -8.1084e-08 | 3.2259e-12 | -6.6453e-09 | -6.6424e-09 | 7.5302e-11 | -1.4801e-07 | -1.5562e-07 | -1.6114e-12 | -3.8375e-09 | 3.8393e-09 | 0 | 0 | 0 | 0 | 0 | 0 |  | 0.0008947 | 1.9045 | 1.9041 | 0.00089469 | 1.9045 | 1.9041 | -26.5231 | -149.9723 | 149.9944 | -26.523 | -149.9723 | 149.9944
Line1_1_3 | 0.00032343 | 0.00032343 | 0.00032343 | 0.00032383 | 0.00032383 | 0.00032383 | 7.4694e-05 | 7.4694e-05 | 7.4694e-05 | 7.4786e-05 | 7.4786e-05 | 7.4786e-05 | -2.9894e-08 | -7.1083e-05 | 7.1227e-05 | 3.0455e-08 | 7.1171e-05 | -7.1315e-05 | -5.9772e-08 | 0.00012322 | 0.0001231 | 6.0894e-08 | -0.00012337 | -0.00012325 | 90.0483 | 90.0483 | 90.0483 | -89.9517 | -89.9518 | -89.9518 |  | 0.00089473 | 1.9045 | 1.9041 | 0.0009104 | 1.9045 | 1.9041 | -26.5232 | -149.9723 | 149.9944 | -26.5231 | -149.9719 | 149.9944
Line2_1_4 | 0.00032584 | 0.00032584 | 0.00032584 | 0.00032624 | 0.00032624 | 0.00032624 | 7.525e-05 | 7.525e-05 | 7.525e-05 | 7.5342e-05 | 7.5342e-05 | 7.5342e-05 | -3.0096e-08 | -7.1656e-05 | 7.1714e-05 | 3.0665e-08 | 7.1744e-05 | -7.1802e-05 | -6.0228e-08 | 0.00012411 | 0.00012404 | 6.1365e-08 | -0.00012427 | -0.00012419 | 90.0282 | 90.0282 | 90.0282 | -89.9718 | -89.9718 | -89.9718 |  | 0.00089473 | 1.9045 | 1.9041 | 0.00091051 | 1.9045 | 1.9041 | -26.5232 | -149.9723 | 149.9944 | -26.5234 | -149.9719 | 149.9944
Line3_1_5 | 0 | 0 | 0 | 0 | 0 | 0 | 0 | 0 | 0 | 0 | 0 | 0 | 6.7176e-11 | 1.8867e-07 | -1.6217e-07 | -3.0361e-11 | -1.0098e-07 | 7.4441e-08 | 1.5061e-10 | -2.9602e-07 | -3.1124e-07 | -7.6914e-11 | 1.4417e-07 | 1.5946e-07 | 0 | 0 | 0 | 0 | 0 | 0 |  | 0.00089473 | 1.9045 | 1.9041 | 0.0008947 | 1.9045 | 1.9041 | -26.5232 | -149.9723 | 149.9944 | -26.5231 | -149.9723 | 149.9944
Line4_2_6 | 0.0025936 | 0.00032467 | 0.00032467 | 0.0025932 | 0.00032507 | 0.00032507 | 0.00059896 | 7.498e-05 | 7.498e-05 | 0.00059887 | 7.5073e-05 | 7.5073e-05 | 1.8081e-07 | -7.1387e-05 | 7.147e-05 | -1.2193e-07 | 7.1477e-05 | -7.1555e-05 | 3.616e-07 | 0.00012367 | 0.00012359 | -2.4384e-07 | -0.00012382 | -0.00012373 | -89.9575 | 90.0349 | 90.0349 | 90.0425 | -89.9651 | -89.9651 |  | 0.00067497 | 1.9045 | 1.904 | 0.00045523 | 1.9044 | 1.904 | -26.5232 | -149.9707 | 149.9943 | -26.5234 | -149.9691 | 149.9942
Line5_6_7 | 0.0025932 | 0.00032507 | 0.00032507 | 0.0025928 | 0.00032547 | 0.00032547 | 0.00059887 | 7.5073e-05 | 7.5073e-05 | 0.00059878 | 7.5165e-05 | 7.5165e-05 | 1.2193e-07 | -7.1484e-05 | 7.1549e-05 | -6.3071e-08 | 7.1573e-05 | -7.1634e-05 | 2.4384e-07 | 0.00012382 | 0.00012374 | -1.2613e-07 | -0.00012397 | -0.00012389 | -89.9571 | 90.0318 | 90.0318 | 90.0429 | -89.9682 | -89.9682 |  | 0.00045523 | 1.9044 | 1.904 | 0.00023551 | 1.9044 | 1.9039 | -26.5234 | -149.9691 | 149.9942 | -26.524 | -149.9675 | 149.9941
Line6_7_8 | 0.0029195 | 1.1973e-06 | 1.1973e-06 | 0.0029191 | 0 | 0 | 0.00067422 | 2.765e-07 | 2.765e-07 | 0.00067413 | 0 | 0 | 7.1011e-08 | 2.8308e-07 | -2.4324e-07 | -1.2482e-14 | -1.9537e-07 | 1.5552e-07 | 1.4203e-07 | -4.4402e-07 | -4.6687e-07 | 2.3899e-14 | 2.9217e-07 | 3.1508e-07 | -89.9594 | -92.4865 | -92.4865 | 90.0406 | 0 | 0 |  | 0.00023551 | 1.9044 | 1.9039 | 0 | 1.9044 | 1.9038 | -26.524 | -149.9675 | 149.9941 | 0 | -149.9664 | 149.994
Line7_8_9 | 0 | 0 | 0 | 0 | 0 | 0 | 0 | 0 | 0 | 0 | 0 | 0 | 1.8491e-18 | 9.4361e-08 | -8.1078e-08 | -3.3439e-17 | -6.6436e-09 | -6.6399e-09 | -3.189e-18 | -1.48e-07 | -1.5562e-07 | 2.0375e-17 | -3.8366e-09 | 3.8387e-09 | 0 | 0 | 0 | 0 | 0 | 0 |  | 0 | 1.9044 | 1.9038 | 0 | 1.9044 | 1.9038 | 0 | -149.9664 | 149.994 | 0 | -149.9664 | 149.994
Line8_8_10 | 0 | 0 | 0 | 0 | 0 | 0 | 0 | 0 | 0 | 0 | 0 | 0 | 1.8491e-18 | 9.4361e-08 | -8.1078e-08 | -3.3439e-17 | -6.6436e-09 | -6.6399e-09 | -3.189e-18 | -1.48e-07 | -1.5562e-07 | 2.0375e-17 | -3.8366e-09 | 3.8387e-09 | 0 | 0 | 0 | 0 | 0 | 0 |  | 0 | 1.9044 | 1.9038 | 0 | 1.9044 | 1.9038 | 0 | -149.9664 | 149.994 | 0 | -149.9664 | 149.994
Line9_3_11 | 0.00032383 | 0.00032383 | 0.00032383 | 0.00032423 | 0.00032423 | 0.00032423 | 7.4786e-05 | 7.4786e-05 | 7.4786e-05 | 7.4878e-05 | 7.4878e-05 | 7.4878e-05 | -3.0452e-08 | -7.1178e-05 | 7.1308e-05 | 3.1015e-08 | 7.1266e-05 | -7.1395e-05 | -6.0895e-08 | 0.00012337 | 0.00012326 | 6.2021e-08 | -0.00012352 | -0.00012341 | 90.0452 | 90.0452 | 90.0452 | -89.9549 | -89.9549 | -89.9549 |  | 0.0009104 | 1.9045 | 1.9041 | 0.00092608 | 1.9045 | 1.9041 | -26.5231 | -149.9719 | 149.9944 | -26.523 | -149.9715 | 149.9944

## LG_max_fault_6
name | pf_ikss_a_from_ka | pf_ikss_b_from_ka | pf_ikss_c_from_ka | pf_ikss_a_to_ka | pf_ikss_b_to_ka | pf_ikss_c_to_ka | pf_skss_a_from_mw | pf_skss_b_from_mw | pf_skss_c_from_mw | pf_skss_a_to_mw | pf_skss_b_to_mw | pf_skss_c_to_mw | pf_p_a_from_mw | pf_p_b_from_mw | pf_p_c_from_mw | pf_p_a_to_mw | pf_p_b_to_mw | pf_p_c_to_mw | pf_q_a_from_mvar | pf_q_b_from_mvar | pf_q_c_from_mvar | pf_q_a_to_mvar | pf_q_b_to_mvar | pf_q_c_to_mvar | pf_ikss_a_from_degree | pf_ikss_b_from_degree | pf_ikss_c_from_degree | pf_ikss_a_to_degree | pf_ikss_b_to_degree | pf_ikss_c_to_degree | 3xI0 | pf_vm_a_from_pu | pf_vm_b_from_pu | pf_vm_c_from_pu | pf_vm_a_to_pu | pf_vm_b_to_pu | pf_vm_c_to_pu | pf_va_a_from_degree | pf_va_b_from_degree | pf_va_c_from_degree | pf_va_a_to_degree | pf_va_b_to_degree | pf_va_c_to_degree
Line0_1_2 | 0.0023381 | 0.00029228 | 0.00029228 | 0.0023377 | 0.00029264 | 0.00029264 | 0.00053995 | 6.75e-05 | 6.75e-05 | 0.00053987 | 6.7583e-05 | 6.7583e-05 | 3.0945e-05 | -5.9324e-05 | 6.325e-05 | -3.0892e-05 | 5.9399e-05 | -6.3326e-05 | 3.1139e-05 | 0.00010561 | 9.8874e-05 | -3.1038e-05 | -0.00010574 | -9.8992e-05 | -86.8511 | 93.1448 | 93.1448 | 93.1489 | -86.8552 | -86.8552 |  | 0.081303 | 1.7945 | 1.7389 | 0.081115 | 1.7945 | 1.7388 | -41.6718 | -147.5306 | 150.5378 | -41.7157 | -147.5291 | 150.5376
Line10_11_12 | 0.00029224 | 0.00029224 | 0.00029224 | 0.0002926 | 0.0002926 | 0.0002926 | 6.749e-05 | 6.749e-05 | 6.749e-05 | 6.7573e-05 | 6.7573e-05 | 6.7573e-05 | -3.8687e-06 | -5.931e-05 | 6.3247e-05 | 3.8739e-06 | 5.9383e-05 | -6.3324e-05 | -3.8939e-06 | 0.0001056 | 9.8854e-05 | 3.8995e-06 | -0.00010573 | -9.8975e-05 | 93.1488 | 93.1488 | 93.1488 | -86.8512 | -86.8512 | -86.8512 |  | 0.08133 | 1.7945 | 1.7388 | 0.081343 | 1.7945 | 1.7388 | -41.6656 | -147.5299 | 150.5377 | -41.6625 | -147.5295 | 150.5377
Line11_12_13 | 0.0002926 | 0.0002926 | 0.0002926 | 0.00029296 | 0.00029296 | 0.00029296 | 6.7573e-05 | 6.7573e-05 | 6.7573e-05 | 6.7656e-05 | 6.7656e-05 | 6.7656e-05 | -3.8737e-06 | -5.9389e-05 | 6.3319e-05 | 3.8789e-06 | 5.9462e-05 | -6.3396e-05 | -3.8997e-06 | 0.00010572 | 9.8978e-05 | 3.9054e-06 | -0.00010585 | -9.9099e-05 | 93.1457 | 93.1457 | 93.1457 | -86.8543 | -86.8543 | -86.8543 |  | 0.081343 | 1.7945 | 1.7388 | 0.081357 | 1.7945 | 1.7388 | -41.6625 | -147.5295 | 150.5377 | -41.6594 | -147.5291 | 150.5376
Line12_13_15 | 1.079e-06 | 1.079e-06 | 1.079e-06 | 0 | 0 | 0 | 2.4918e-07 | 2.4918e-07 | 2.4918e-07 | 0 | 0 | 0 | 1.3639e-08 | 2.3594e-07 | -2.1721e-07 | -8.8831e-09 | -1.6298e-07 | 1.3948e-07 | 1.4998e-08 | -3.7984e-07 | -3.7491e-07 | -1.0207e-08 | 2.5004e-07 | 2.5334e-07 | -89.3766 | -89.3759 | -89.3759 | 0 | 0 | 0 |  | 0.081357 | 1.7945 | 1.7388 | 0.081357 | 1.7945 | 1.7388 | -41.6594 | -147.5291 | 150.5376 | -41.6594 | -147.5291 | 150.5376
Line13_13_14 | 0.00029404 | 0.00029404 | 0.00029404 | 0.0002944 | 0.0002944 | 0.0002944 | 6.7905e-05 | 6.7905e-05 | 6.7905e-05 | 6.7988e-05 | 6.7988e-05 | 6.7988e-05 | -3.8923e-06 | -5.9704e-05 | 6.3608e-05 | 3.8975e-06 | 5.9777e-05 | -6.3685e-05 | -3.9206e-06 | 0.00010623 | 9.9477e-05 | 3.9262e-06 | -0.00010636 | -9.9598e-05 | 93.1334 | 93.1334 | 93.1334 | -86.8666 | -86.8666 | -86.8666 |  | 0.081357 | 1.7945 | 1.7388 | 0.08137 | 1.7945 | 1.7388 | -41.6594 | -147.5291 | 150.5376 | -41.6562 | -147.5288 | 150.5376
Line14_15_16 | 0 | 0 | 0 | 0 | 0 | 0 | 0 | 0 | 0 | 0 | 0 | 0 | 9.0929e-09 | 1.573e-07 | -1.4481e-07 | -4.3367e-09 | -8.4328e-08 | 6.7082e-08 | 9.999e-09 | -2.5323e-07 | -2.4994e-07 | -5.2077e-09 | 1.2342e-07 | 1.2837e-07 | 0 | 0 | 0 | 0 | 0 | 0 |  | 0.081357 | 1.7945 | 1.7388 | 0.081357 | 1.7945 | 1.7388 | -41.6594 | -147.5291 | 150.5376 | -41.6594 | -147.5291 | 150.5376
Line15_16_17 | 0 | 0 | 0 | 0 | 0 | 0 | 0 | 0 | 0 | 0 | 0 | 0 | 4.5464e-09 | 7.8648e-08 | -7.2403e-08 | 2.0974e-10 | -5.6809e-09 | -5.3202e-09 | 4.9995e-09 | -1.2661e-07 | -1.2497e-07 | -2.082e-10 | -3.1932e-09 | 3.4015e-09 | 0 | 0 | 0 | 0 | 0 | 0 |  | 0.081357 | 1.7945 | 1.7388 | 0.081357 | 1.7945 | 1.7388 | -41.6594 | -147.5291 | 150.5376 | -41.6594 | -147.5291 | 150.5376
Line16_4_18 | 0 | 0 | 0 | 0 | 0 | 0 | 0 | 0 | 0 | 0 | 0 | 0 | 4.5451e-09 | 7.8651e-08 | -7.2404e-08 | 2.0962e-10 | -5.6812e-09 | -5.3206e-09 | 4.9965e-09 | -1.2662e-07 | -1.2498e-07 | -2.0814e-10 | -3.1934e-09 | 3.4016e-09 | 0 | 0 | 0 | 0 | 0 | 0 |  | 0.081317 | 1.7945 | 1.7389 | 0.081317 | 1.7945 | 1.7389 | -41.6687 | -147.5303 | 150.5378 | -41.6687 | -147.5303 | 150.5378
Line17_5_19 | 0 | 0 | 0 | 0 | 0 | 0 | 0 | 0 | 0 | 0 | 0 | 0 | 4.5446e-09 | 7.8653e-08 | -7.2405e-08 | 2.0958e-10 | -5.6813e-09 | -5.3208e-09 | 4.9956e-09 | -1.2662e-07 | -1.2498e-07 | -2.0811e-10 | -3.1935e-09 | 3.4016e-09 | 0 | 0 | 0 | 0 | 0 | 0 |  | 0.081303 | 1.7945 | 1.7389 | 0.081303 | 1.7945 | 1.7389 | -41.6719 | -147.5306 | 150.5378 | -41.6719 | -147.5306 | 150.5378
Line1_1_3 | 0.00029152 | 0.00029152 | 0.00029152 | 0.00029188 | 0.00029188 | 0.00029188 | 6.7325e-05 | 6.7325e-05 | 6.7325e-05 | 6.7408e-05 | 6.7408e-05 | 6.7408e-05 | -3.8588e-06 | -5.9151e-05 | 6.3103e-05 | 3.864e-06 | 5.9225e-05 | -6.318e-05 | -3.8822e-06 | 0.00010534 | 9.8606e-05 | 3.8878e-06 | -0.00010547 | -9.8727e-05 | 93.1551 | 93.155 | 93.155 | -86.845 | -86.845 | -86.845 |  | 0.081303 | 1.7945 | 1.7389 | 0.081317 | 1.7945 | 1.7389 | -41.6718 | -147.5306 | 150.5378 | -41.6687 | -147.5303 | 150.5378
Line2_1_4 | 0.00029369 | 0.00029369 | 0.00029369 | 0.00029405 | 0.00029405 | 0.00029405 | 6.7826e-05 | 6.7826e-05 | 6.7826e-05 | 6.7909e-05 | 6.7909e-05 | 6.7909e-05 | -3.8861e-06 | -5.9629e-05 | 6.3538e-05 | 3.8913e-06 | 5.9702e-05 | -6.3615e-05 | -3.9124e-06 | 0.00010611 | 9.9363e-05 | 3.9181e-06 | -0.00010624 | -9.9483e-05 | 93.135 | 93.135 | 93.135 | -86.865 | -86.865 | -86.865 |  | 0.081303 | 1.7945 | 1.7389 | 0.081317 | 1.7945 | 1.7389 | -41.6718 | -147.5306 | 150.5378 | -41.6687 | -147.5303 | 150.5378
Line3_1_5 | 0 | 0 | 0 | 0 | 0 | 0 | 0 | 0 | 0 | 0 | 0 | 0 | 9.0892e-09 | 1.5731e-07 | -1.4481e-07 | -4.335e-09 | -8.4334e-08 | 6.7084e-08 | 9.9911e-09 | -2.5325e-07 | -2.4996e-07 | -5.2037e-09 | 1.2343e-07 | 1.2838e-07 | 0 | 0 | 0 | 0 | 0 | 0 |  | 0.081303 | 1.7945 | 1.7389 | 0.081303 | 1.7945 | 1.7389 | -41.6718 | -147.5306 | 150.5378 | -41.6719 | -147.5306 | 150.5378
Line4_2_6 | 0.0023377 | 0.00029264 | 0.00029264 | 0.0023373 | 0.000293 | 0.000293 | 0.00053987 | 6.7583e-05 | 6.7583e-05 | 0.00053979 | 6.7666e-05 | 6.7666e-05 | 3.0892e-05 | -5.9405e-05 | 6.332e-05 | -3.084e-05 | 5.948e-05 | -6.3396e-05 | 3.1038e-05 | 0.00010573 | 9.8996e-05 | -3.0938e-05 | -0.00010586 | -9.9114e-05 | -86.8507 | 93.1417 | 93.1417 | 93.1493 | -86.8583 | -86.8583 |  | 0.081115 | 1.7945 | 1.7388 | 0.080927 | 1.7945 | 1.7388 | -41.7157 | -147.5291 | 150.5376 | -41.7597 | -147.5276 | 150.5374
Line5_6_7 | 0.0023373 | 0.000293 | 0.000293 | 0.002337 | 0.00029336 | 0.00029336 | 0.00053979 | 6.7666e-05 | 6.7666e-05 | 0.0005397 | 6.7749e-05 | 6.7749e-05 | 3.084e-05 | -5.9485e-05 | 6.3391e-05 | -3.0787e-05 | 5.956e-05 | -6.3467e-05 | 3.0938e-05 | 0.00010586 | 9.9117e-05 | -3.0837e-05 | -0.00010598 | -9.9236e-05 | -86.8503 | 93.1386 | 93.1386 | 93.1497 | -86.8614 | -86.8614 |  | 0.080927 | 1.7945 | 1.7388 | 0.080739 | 1.7944 | 1.7387 | -41.7597 | -147.5276 | 150.5374 | -41.8039 | -147.5261 | 150.5372
Line6_7_8 | 0.0026314 | 1.0792e-06 | 1.0792e-06 | 0.0026311 | 0 | 0 | 0.0006077 | 2.4922e-07 | 2.4922e-07 | 0.00060762 | 0 | 0 | 3.4665e-05 | 2.3602e-07 | -2.1721e-07 | -3.4603e-05 | -1.6303e-07 | 1.3948e-07 | 3.4724e-05 | -3.7986e-07 | -3.7496e-07 | -3.4604e-05 | 2.5005e-07 | 2.5337e-07 | -86.8526 | -89.3797 | -89.3797 | 93.1474 | 0 | 0 |  | 0.080739 | 1.7944 | 1.7387 | 0.080538 | 1.7944 | 1.7387 | -41.8039 | -147.5261 | 150.5372 | -41.8516 | -147.525 | 150.5371
Line7_8_9 | 0 | 0 | 0 | 0 | 0 | 0 | 0 | 0 | 0 | 0 | 0 | 0 | 4.5174e-09 | 7.8675e-08 | -7.2401e-08 | 2.0718e-10 | -5.6798e-09 | -5.3187e-09 | 4.9353e-09 | -1.2662e-07 | -1.2498e-07 | -2.0688e-10 | -3.1927e-09 | 3.4011e-09 | 0 | 0 | 0 | 0 | 0 | 0 |  | 0.080538 | 1.7944 | 1.7387 | 0.080538 | 1.7944 | 1.7387 | -41.8516 | -147.525 | 150.5371 | -41.8516 | -147.525 | 150.5371
Line8_8_10 | 0 | 0 | 0 | 0 | 0 | 0 | 0 | 0 | 0 | 0 | 0 | 0 | 4.5174e-09 | 7.8675e-08 | -7.2401e-08 | 2.0718e-10 | -5.6798e-09 | -5.3187e-09 | 4.9353e-09 | -1.2662e-07 | -1.2498e-07 | -2.0688e-10 | -3.1927e-09 | 3.4011e-09 | 0 | 0 | 0 | 0 | 0 | 0 |  | 0.080538 | 1.7944 | 1.7387 | 0.080538 | 1.7944 | 1.7387 | -41.8516 | -147.525 | 150.5371 | -41.8516 | -147.525 | 150.5371
Line9_3_11 | 0.00029188 | 0.00029188 | 0.00029188 | 0.00029224 | 0.00029224 | 0.00029224 | 6.7407e-05 | 6.7407e-05 | 6.7407e-05 | 6.749e-05 | 6.749e-05 | 6.749e-05 | -3.8637e-06 | -5.923e-05 | 6.3175e-05 | 3.8689e-06 | 5.9304e-05 | -6.3252e-05 | -3.888e-06 | 0.00010547 | 9.873e-05 | 3.8937e-06 | -0.0001056 | -9.8851e-05 | 93.1519 | 93.1519 | 93.1519 | -86.8481 | -86.8481 | -86.8481 |  | 0.081317 | 1.7945 | 1.7389 | 0.08133 | 1.7945 | 1.7388 | -41.6687 | -147.5303 | 150.5378 | -41.6656 | -147.5299 | 150.5377

## LG_max_fault_10
name | pf_ikss_a_from_ka | pf_ikss_b_from_ka | pf_ikss_c_from_ka | pf_ikss_a_to_ka | pf_ikss_b_to_ka | pf_ikss_c_to_ka | pf_skss_a_from_mw | pf_skss_b_from_mw | pf_skss_c_from_mw | pf_skss_a_to_mw | pf_skss_b_to_mw | pf_skss_c_to_mw | pf_p_a_from_mw | pf_p_b_from_mw | pf_p_c_from_mw | pf_p_a_to_mw | pf_p_b_to_mw | pf_p_c_to_mw | pf_q_a_from_mvar | pf_q_b_from_mvar | pf_q_c_from_mvar | pf_q_a_to_mvar | pf_q_b_to_mvar | pf_q_c_to_mvar | pf_ikss_a_from_degree | pf_ikss_b_from_degree | pf_ikss_c_from_degree | pf_ikss_a_to_degree | pf_ikss_b_to_degree | pf_ikss_c_to_degree | 3xI0 | pf_vm_a_from_pu | pf_vm_b_from_pu | pf_vm_c_from_pu | pf_vm_a_to_pu | pf_vm_b_to_pu | pf_vm_c_to_pu | pf_va_a_from_degree | pf_va_b_from_degree | pf_va_c_from_degree | pf_va_a_to_degree | pf_va_b_to_degree | pf_va_c_to_degree
Line0_1_2 | 0.0024494 | 0.0003062 | 0.0003062 | 0.002449 | 0.00030658 | 0.00030658 | 0.00056566 | 7.0714e-05 | 7.0714e-05 | 0.00056557 | 7.0801e-05 | 7.0801e-05 | 3.3961e-05 | -6.5108e-05 | 6.9416e-05 | -3.3904e-05 | 6.519e-05 | -6.95e-05 | 3.4175e-05 | 0.0001159 | 0.00010851 | -3.4064e-05 | -0.00011604 | -0.00010864 | -86.8511 | 93.1448 | 93.1448 | 93.1489 | -86.8552 | -86.8552 |  | 0.085174 | 1.88 | 1.8217 | 0.084977 | 1.8799 | 1.8216 | -41.6718 | -147.5304 | 150.5376 | -41.7157 | -147.5289 | 150.5374
Line10_11_12 | 0.00030616 | 0.00030616 | 0.00030616 | 0.00030653 | 0.00030653 | 0.00030653 | 7.0704e-05 | 7.0704e-05 | 7.0704e-05 | 7.0791e-05 | 7.0791e-05 | 7.0791e-05 | -4.2459e-06 | -6.5092e-05 | 6.9413e-05 | 4.2516e-06 | 6.5173e-05 | -6.9498e-05 | -4.2735e-06 | 0.00011589 | 0.00010849 | 4.2797e-06 | -0.00011603 | -0.00010862 | 93.1488 | 93.1488 | 93.1488 | -86.8512 | -86.8512 | -86.8512 |  | 0.085202 | 1.88 | 1.8216 | 0.085216 | 1.8799 | 1.8216 | -41.6656 | -147.5297 | 150.5375 | -41.6625 | -147.5293 | 150.5375
Line11_12_13 | 0.00030653 | 0.00030653 | 0.00030653 | 0.00030691 | 0.00030691 | 0.00030691 | 7.0791e-05 | 7.0791e-05 | 7.0791e-05 | 7.0878e-05 | 7.0878e-05 | 7.0878e-05 | -4.2513e-06 | -6.5179e-05 | 6.9492e-05 | 4.257e-06 | 6.5259e-05 | -6.9577e-05 | -4.2799e-06 | 0.00011603 | 0.00010863 | 4.2861e-06 | -0.00011617 | -0.00010876 | 93.1457 | 93.1457 | 93.1457 | -86.8543 | -86.8543 | -86.8543 |  | 0.085216 | 1.8799 | 1.8216 | 0.08523 | 1.8799 | 1.8216 | -41.6625 | -147.5293 | 150.5375 | -41.6594 | -147.5289 | 150.5374
Line12_13_15 | 1.1304e-06 | 1.1304e-06 | 1.1304e-06 | 0 | 0 | 0 | 2.6105e-07 | 2.6105e-07 | 2.6105e-07 | 0 | 0 | 0 | 1.4969e-08 | 2.5895e-07 | -2.3838e-07 | -9.7491e-09 | -1.7887e-07 | 1.5308e-07 | 1.6461e-08 | -4.1687e-07 | -4.1146e-07 | -1.1202e-08 | 2.7441e-07 | 2.7804e-07 | -89.3766 | -89.3759 | -89.3759 | 0 | 0 | 0 |  | 0.08523 | 1.8799 | 1.8216 | 0.08523 | 1.8799 | 1.8216 | -41.6594 | -147.5289 | 150.5374 | -41.6594 | -147.5289 | 150.5374
Line13_13_14 | 0.00030804 | 0.00030804 | 0.00030804 | 0.00030841 | 0.00030841 | 0.00030841 | 7.1138e-05 | 7.1138e-05 | 7.1138e-05 | 7.1225e-05 | 7.1225e-05 | 7.1225e-05 | -4.2718e-06 | -6.5525e-05 | 6.981e-05 | 4.2775e-06 | 6.5605e-05 | -6.9894e-05 | -4.3028e-06 | 0.00011658 | 0.00010918 | 4.309e-06 | -0.00011673 | -0.00010931 | 93.1334 | 93.1334 | 93.1334 | -86.8666 | -86.8666 | -86.8666 |  | 0.08523 | 1.8799 | 1.8216 | 0.085245 | 1.8799 | 1.8216 | -41.6594 | -147.5289 | 150.5374 | -41.6562 | -147.5285 | 150.5374
Line14_15_16 | 0 | 0 | 0 | 0 | 0 | 0 | 0 | 0 | 0 | 0 | 0 | 0 | 9.9793e-09 | 1.7263e-07 | -1.5892e-07 | -4.7595e-09 | -9.255e-08 | 7.3623e-08 | 1.0974e-08 | -2.7792e-07 | -2.743e-07 | -5.7154e-09 | 1.3545e-07 | 1.4089e-07 | 0 | 0 | 0 | 0 | 0 | 0 |  | 0.08523 | 1.8799 | 1.8216 | 0.08523 | 1.8799 | 1.8216 | -41.6594 | -147.5289 | 150.5374 | -41.6594 | -147.5289 | 150.5374
Line15_16_17 | 0 | 0 | 0 | 0 | 0 | 0 | 0 | 0 | 0 | 0 | 0 | 0 | 4.9896e-09 | 8.6315e-08 | -7.9462e-08 | 2.3019e-10 | -6.2347e-09 | -5.8389e-09 | 5.4869e-09 | -1.3896e-07 | -1.3715e-07 | -2.285e-10 | -3.5046e-09 | 3.7331e-09 | 0 | 0 | 0 | 0 | 0 | 0 |  | 0.08523 | 1.8799 | 1.8216 | 0.08523 | 1.8799 | 1.8216 | -41.6594 | -147.5289 | 150.5374 | -41.6594 | -147.5289 | 150.5374
Line16_4_18 | 0 | 0 | 0 | 0 | 0 | 0 | 0 | 0 | 0 | 0 | 0 | 0 | 4.9882e-09 | 8.632e-08 | -7.9464e-08 | 2.3005e-10 | -6.235e-09 | -5.8393e-09 | 5.4837e-09 | -1.3897e-07 | -1.3716e-07 | -2.2843e-10 | -3.5047e-09 | 3.7332e-09 | 0 | 0 | 0 | 0 | 0 | 0 |  | 0.085188 | 1.88 | 1.8217 | 0.085188 | 1.88 | 1.8217 | -41.6687 | -147.53 | 150.5376 | -41.6687 | -147.53 | 150.5376
Line17_5_19 | 0 | 0 | 0 | 0 | 0 | 0 | 0 | 0 | 0 | 0 | 0 | 0 | 4.9877e-09 | 8.6321e-08 | -7.9464e-08 | 2.3001e-10 | -6.2351e-09 | -5.8395e-09 | 5.4826e-09 | -1.3897e-07 | -1.3717e-07 | -2.284e-10 | -3.5048e-09 | 3.7332e-09 | 0 | 0 | 0 | 0 | 0 | 0 |  | 0.085174 | 1.88 | 1.8217 | 0.085174 | 1.88 | 1.8217 | -41.6718 | -147.5304 | 150.5376 | -41.6718 | -147.5304 | 150.5376
Line1_1_3 | 0.0003054 | 0.0003054 | 0.0003054 | 0.00030578 | 0.00030578 | 0.00030578 | 7.053e-05 | 7.053e-05 | 7.053e-05 | 7.0617e-05 | 7.0617e-05 | 7.0617e-05 | -4.235e-06 | -6.4919e-05 | 6.9255e-05 | 4.2406e-06 | 6.4999e-05 | -6.934e-05 | -4.2606e-06 | 0.00011561 | 0.00010822 | 4.2668e-06 | -0.00011576 | -0.00010835 | 93.1551 | 93.1551 | 93.1551 | -86.845 | -86.845 | -86.845 |  | 0.085174 | 1.88 | 1.8217 | 0.085188 | 1.88 | 1.8217 | -41.6718 | -147.5304 | 150.5376 | -41.6687 | -147.53 | 150.5376
Line2_1_4 | 0.00030768 | 0.00030768 | 0.00030768 | 0.00030805 | 0.00030805 | 0.00030805 | 7.1055e-05 | 7.1055e-05 | 7.1055e-05 | 7.1142e-05 | 7.1142e-05 | 7.1142e-05 | -4.265e-06 | -6.5443e-05 | 6.9733e-05 | 4.2707e-06 | 6.5523e-05 | -6.9818e-05 | -4.2939e-06 | 0.00011645 | 0.00010905 | 4.3001e-06 | -0.00011659 | -0.00010918 | 93.135 | 93.135 | 93.135 | -86.865 | -86.865 | -86.865 |  | 0.085174 | 1.88 | 1.8217 | 0.085188 | 1.88 | 1.8217 | -41.6718 | -147.5304 | 150.5376 | -41.6687 | -147.53 | 150.5376
Line3_1_5 | 0 | 0 | 0 | 0 | 0 | 0 | 0 | 0 | 0 | 0 | 0 | 0 | 9.9753e-09 | 1.7264e-07 | -1.5893e-07 | -4.7577e-09 | -9.2556e-08 | 7.3625e-08 | 1.0965e-08 | -2.7793e-07 | -2.7433e-07 | -5.711e-09 | 1.3546e-07 | 1.409e-07 | 0 | 0 | 0 | 0 | 0 | 0 |  | 0.085174 | 1.88 | 1.8217 | 0.085174 | 1.88 | 1.8217 | -41.6718 | -147.5304 | 150.5376 | -41.6718 | -147.5304 | 150.5376
Line4_2_6 | 0.002449 | 0.00030658 | 0.00030658 | 0.0024486 | 0.00030695 | 0.00030695 | 0.00056557 | 7.0801e-05 | 7.0801e-05 | 0.00056549 | 7.0888e-05 | 7.0888e-05 | 3.3904e-05 | -6.5197e-05 | 6.9494e-05 | -3.3846e-05 | 6.5279e-05 | -6.9577e-05 | 3.4064e-05 | 0.00011604 | 0.00010865 | -3.3954e-05 | -0.00011618 | -0.00010878 | -86.8507 | 93.1417 | 93.1417 | 93.1493 | -86.8583 | -86.8583 |  | 0.084977 | 1.8799 | 1.8216 | 0.08478 | 1.8799 | 1.8215 | -41.7157 | -147.5289 | 150.5374 | -41.7597 | -147.5274 | 150.5372
Line5_6_7 | 0.0024486 | 0.00030695 | 0.00030695 | 0.0024483 | 0.00030733 | 0.00030733 | 0.00056549 | 7.0888e-05 | 7.0888e-05 | 0.0005654 | 7.0975e-05 | 7.0975e-05 | 3.3846e-05 | -6.5285e-05 | 6.9572e-05 | -3.3789e-05 | 6.5367e-05 | -6.9655e-05 | 3.3954e-05 | 0.00011617 | 0.00010878 | -3.3844e-05 | -0.00011631 | -0.00010891 | -86.8503 | 93.1386 | 93.1386 | 93.1497 | -86.8614 | -86.8614 |  | 0.08478 | 1.8799 | 1.8215 | 0.084583 | 1.8799 | 1.8215 | -41.7597 | -147.5274 | 150.5372 | -41.8039 | -147.5259 | 150.537
Line6_7_8 | 0.0027567 | 1.1306e-06 | 1.1306e-06 | 0.0027563 | 0 | 0 | 0.00063664 | 2.6109e-07 | 2.6109e-07 | 0.00063655 | 0 | 0 | 3.8044e-05 | 2.5903e-07 | -2.3838e-07 | -3.7976e-05 | -1.7892e-07 | 1.5308e-07 | 3.8109e-05 | -4.169e-07 | -4.1151e-07 | -3.7977e-05 | 2.7442e-07 | 2.7807e-07 | -86.8526 | -89.3797 | -89.3797 | 93.1474 | 0 | 0 |  | 0.084583 | 1.8799 | 1.8215 | 0.084372 | 1.8798 | 1.8214 | -41.8039 | -147.5259 | 150.537 | -41.8516 | -147.5248 | 150.5369
Line7_8_9 | 0 | 0 | 0 | 0 | 0 | 0 | 0 | 0 | 0 | 0 | 0 | 0 | 4.9578e-09 | 8.6346e-08 | -7.946e-08 | 2.2738e-10 | -6.2335e-09 | -5.8372e-09 | 5.4164e-09 | -1.3896e-07 | -1.3717e-07 | -2.2705e-10 | -3.5039e-09 | 3.7327e-09 | 0 | 0 | 0 | 0 | 0 | 0 |  | 0.084372 | 1.8798 | 1.8214 | 0.084372 | 1.8798 | 1.8214 | -41.8516 | -147.5248 | 150.5369 | -41.8516 | -147.5248 | 150.5369
Line8_8_10 | 0 | 0 | 0 | 0 | 0 | 0 | 0 | 0 | 0 | 0 | 0 | 0 | 4.9578e-09 | 8.6346e-08 | -7.946e-08 | 2.2738e-10 | -6.2335e-09 | -5.8372e-09 | 5.4164e-09 | -1.3896e-07 | -1.3717e-07 | -2.2705e-10 | -3.5039e-09 | 3.7327e-09 | 0 | 0 | 0 | 0 | 0 | 0 |  | 0.084372 | 1.8798 | 1.8214 | 0.084372 | 1.8798 | 1.8214 | -41.8516 | -147.5248 | 150.5369 | -41.8516 | -147.5248 | 150.5369
Line9_3_11 | 0.00030578 | 0.00030578 | 0.00030578 | 0.00030616 | 0.00030616 | 0.00030616 | 7.0617e-05 | 7.0617e-05 | 7.0617e-05 | 7.0704e-05 | 7.0704e-05 | 7.0704e-05 | -4.2404e-06 | -6.5005e-05 | 6.9334e-05 | 4.2461e-06 | 6.5086e-05 | -6.9419e-05 | -4.267e-06 | 0.00011575 | 0.00010836 | 4.2732e-06 | -0.00011589 | -0.00010849 | 93.1519 | 93.1519 | 93.1519 | -86.8481 | -86.8481 | -86.8481 |  | 0.085188 | 1.88 | 1.8217 | 0.085202 | 1.88 | 1.8216 | -41.6687 | -147.53 | 150.5376 | -41.6656 | -147.5297 | 150.5375

## LG_min_6
name | pf_ikss_a_from_ka | pf_ikss_b_from_ka | pf_ikss_c_from_ka | pf_ikss_a_to_ka | pf_ikss_b_to_ka | pf_ikss_c_to_ka | pf_skss_a_from_mw | pf_skss_b_from_mw | pf_skss_c_from_mw | pf_skss_a_to_mw | pf_skss_b_to_mw | pf_skss_c_to_mw | pf_p_a_from_mw | pf_p_b_from_mw | pf_p_c_from_mw | pf_p_a_to_mw | pf_p_b_to_mw | pf_p_c_to_mw | pf_q_a_from_mvar | pf_q_b_from_mvar | pf_q_c_from_mvar | pf_q_a_to_mvar | pf_q_b_to_mvar | pf_q_c_to_mvar | pf_ikss_a_from_degree | pf_ikss_b_from_degree | pf_ikss_c_from_degree | pf_ikss_a_to_degree | pf_ikss_b_to_degree | pf_ikss_c_to_degree | 3xI0 | pf_vm_a_from_pu | pf_vm_b_from_pu | pf_vm_c_from_pu | pf_vm_a_to_pu | pf_vm_b_to_pu | pf_vm_c_to_pu | pf_va_a_from_degree | pf_va_b_from_degree | pf_va_c_from_degree | pf_va_a_to_degree | pf_va_b_to_degree | pf_va_c_to_degree
Line0_1_2 | 0.0022403 | 0.00028006 | 0.00028006 | 0.0022399 | 0.0002804 | 0.0002804 | 0.00051737 | 6.4676e-05 | 6.4676e-05 | 0.00051729 | 6.4756e-05 | 6.4756e-05 | 3.4327e-07 | -5.3166e-05 | 5.3255e-05 | -2.5892e-07 | 5.3235e-05 | -5.3318e-05 | 3.5757e-07 | 9.2153e-05 | 9.2051e-05 | -2.6971e-07 | -9.2263e-05 | -9.2161e-05 | -89.9385 | 90.0552 | 90.0552 | 90.0615 | -89.9449 | -89.9449 |  | 0.00095808 | 1.645 | 1.6443 | 0.00072276 | 1.6449 | 1.6442 | -43.7697 | -149.9627 | 150.004 | -43.7698 | -149.9605 | 150.0046
Line10_11_12 | 0.00028002 | 0.00028002 | 0.00028002 | 0.00028036 | 0.00028036 | 0.00028036 | 6.4667e-05 | 6.4667e-05 | 6.4667e-05 | 6.4747e-05 | 6.4747e-05 | 6.4747e-05 | -4.4412e-08 | -5.3148e-05 | 5.3259e-05 | 4.522e-08 | 5.3214e-05 | -5.3323e-05 | -4.6259e-08 | 9.2146e-05 | 9.2029e-05 | 4.7102e-08 | -9.2259e-05 | -9.2142e-05 | 90.0629 | 90.0629 | 90.0629 | -89.9371 | -89.9371 | -89.9371 |  | 0.00099165 | 1.645 | 1.6442 | 0.0010085 | 1.6449 | 1.6442 | -43.7695 | -149.9616 | 150.0043 | -43.7695 | -149.961 | 150.0044
Line11_12_13 | 0.00028036 | 0.00028036 | 0.00028036 | 0.00028071 | 0.00028071 | 0.00028071 | 6.4747e-05 | 6.4747e-05 | 6.4747e-05 | 6.4826e-05 | 6.4826e-05 | 6.4826e-05 | -4.5218e-08 | -5.3219e-05 | 5.3318e-05 | 4.6029e-08 | 5.3285e-05 | -5.3383e-05 | -4.7104e-08 | 9.2256e-05 | 9.2144e-05 | 4.795e-08 | -9.2368e-05 | -9.2257e-05 | 90.0598 | 90.0598 | 90.0598 | -89.9402 | -89.9402 | -89.9402 |  | 0.0010085 | 1.6449 | 1.6442 | 0.0010253 | 1.6449 | 1.6442 | -43.7695 | -149.961 | 150.0044 | -43.7695 | -149.9605 | 150.0046
Line12_13_15 | 1.0339e-06 | 1.0339e-06 | 1.0339e-06 | 0 | 0 | 0 | 2.3876e-07 | 2.3876e-07 | 2.3876e-07 | 0 | 0 | 0 | 1.6159e-10 | 2.1103e-07 | -1.8147e-07 | -1.0515e-10 | -1.4565e-07 | 1.1603e-07 | 1.8389e-10 | -3.3123e-07 | -3.4811e-07 | -1.2506e-10 | 2.1796e-07 | 2.3494e-07 | -92.4629 | -92.4622 | -92.4622 | 0 | 0 | 0 |  | 0.0010253 | 1.6449 | 1.6442 | 0.0010253 | 1.6449 | 1.6442 | -43.7695 | -149.9605 | 150.0046 | -43.7694 | -149.9605 | 150.0046
Line13_13_14 | 0.00028174 | 0.00028174 | 0.00028174 | 0.00028208 | 0.00028208 | 0.00028208 | 6.5065e-05 | 6.5065e-05 | 6.5065e-05 | 6.5144e-05 | 6.5144e-05 | 6.5144e-05 | -4.6188e-08 | -5.3501e-05 | 5.356e-05 | 4.7008e-08 | 5.3567e-05 | -5.3624e-05 | -4.8136e-08 | 9.2696e-05 | 9.2608e-05 | 4.899e-08 | -9.2809e-05 | -9.272e-05 | 90.0475 | 90.0475 | 90.0475 | -89.9525 | -89.9525 | -89.9525 |  | 0.0010253 | 1.6449 | 1.6442 | 0.0010422 | 1.6449 | 1.6442 | -43.7695 | -149.9605 | 150.0046 | -43.7697 | -149.9599 | 150.0047
Line14_15_16 | 0 | 0 | 0 | 0 | 0 | 0 | 0 | 0 | 0 | 0 | 0 | 0 | 1.0772e-10 | 1.4069e-07 | -1.2098e-07 | -5.1284e-11 | -7.5301e-08 | 5.5538e-08 | 1.2259e-10 | -2.2082e-07 | -2.3207e-07 | -6.3763e-11 | 1.0755e-07 | 1.189e-07 | 0 | 0 | 0 | 0 | 0 | 0 |  | 0.0010253 | 1.6449 | 1.6442 | 0.0010252 | 1.6449 | 1.6442 | -43.7694 | -149.9605 | 150.0046 | -43.7693 | -149.9605 | 150.0046
Line15_16_17 | 0 | 0 | 0 | 0 | 0 | 0 | 0 | 0 | 0 | 0 | 0 | 0 | 5.3859e-11 | 7.0344e-08 | -6.049e-08 | 2.575e-12 | -4.9572e-09 | -4.9528e-09 | 6.1293e-11 | -1.1041e-07 | -1.1604e-07 | -2.4704e-12 | -2.8615e-09 | 2.8641e-09 | 0 | 0 | 0 | 0 | 0 | 0 |  | 0.0010252 | 1.6449 | 1.6442 | 0.0010252 | 1.6449 | 1.6442 | -43.7693 | -149.9605 | 150.0046 | -43.7692 | -149.9605 | 150.0046
Line16_4_18 | 0 | 0 | 0 | 0 | 0 | 0 | 0 | 0 | 0 | 0 | 0 | 0 | 5.122e-11 | 7.0348e-08 | -6.0491e-08 | 2.4489e-12 | -4.9574e-09 | -4.9532e-09 | 5.8292e-11 | -1.1042e-07 | -1.1605e-07 | -2.3493e-12 | -2.8617e-09 | 2.8641e-09 | 0 | 0 | 0 | 0 | 0 | 0 |  | 0.00097498 | 1.645 | 1.6443 | 0.00097497 | 1.645 | 1.6443 | -43.77 | -149.9622 | 150.0042 | -43.7699 | -149.9622 | 150.0042
Line17_5_19 | 0 | 0 | 0 | 0 | 0 | 0 | 0 | 0 | 0 | 0 | 0 | 0 | 5.033e-11 | 7.035e-08 | -6.0491e-08 | 2.4065e-12 | -4.9575e-09 | -4.9534e-09 | 5.7281e-11 | -1.1042e-07 | -1.1605e-07 | -2.3085e-12 | -2.8617e-09 | 2.8641e-09 | 0 | 0 | 0 | 0 | 0 | 0 |  | 0.00095804 | 1.645 | 1.6443 | 0.00095803 | 1.645 | 1.6443 | -43.7696 | -149.9627 | 150.004 | -43.7696 | -149.9627 | 150.004
Line1_1_3 | 0.00027933 | 0.00027933 | 0.00027933 | 0.00027967 | 0.00027967 | 0.00027967 | 6.4508e-05 | 6.4508e-05 | 6.4508e-05 | 6.4588e-05 | 6.4588e-05 | 6.4588e-05 | -4.2807e-08 | -5.3006e-05 | 5.3139e-05 | 4.3611e-08 | 5.3072e-05 | -5.3204e-05 | -4.4579e-08 | 9.1927e-05 | 9.1799e-05 | 4.5415e-08 | -9.2039e-05 | -9.1911e-05 | 90.0691 | 90.0691 | 90.0691 | -89.9309 | -89.9309 | -89.9309 |  | 0.00095808 | 1.645 | 1.6443 | 0.00097485 | 1.645 | 1.6443 | -43.7697 | -149.9627 | 150.004 | -43.7696 | -149.9622 | 150.0042
Line2_1_4 | 0.00028141 | 0.00028141 | 0.00028141 | 0.00028175 | 0.00028175 | 0.00028175 | 6.4989e-05 | 6.4989e-05 | 6.4989e-05 | 6.5068e-05 | 6.5068e-05 | 6.5068e-05 | -4.3109e-08 | -5.3435e-05 | 5.35e-05 | 4.3924e-08 | 5.3501e-05 | -5.3565e-05 | -4.4927e-08 | 9.2591e-05 | 9.2502e-05 | 4.5775e-08 | -9.2704e-05 | -9.2615e-05 | 90.0477 | 90.0477 | 90.0477 | -89.9523 | -89.9523 | -89.9523 |  | 0.00095808 | 1.645 | 1.6443 | 0.00097498 | 1.645 | 1.6443 | -43.7697 | -149.9627 | 150.004 | -43.77 | -149.9622 | 150.0042
Line3_1_5 | 0 | 0 | 0 | 0 | 0 | 0 | 0 | 0 | 0 | 0 | 0 | 0 | 1.0066e-10 | 1.407e-07 | -1.2098e-07 | -4.7923e-11 | -7.5307e-08 | 5.5538e-08 | 1.1457e-10 | -2.2083e-07 | -2.321e-07 | -5.959e-11 | 1.0756e-07 | 1.1891e-07 | 0 | 0 | 0 | 0 | 0 | 0 |  | 0.00095808 | 1.645 | 1.6443 | 0.00095804 | 1.645 | 1.6443 | -43.7697 | -149.9627 | 150.004 | -43.7696 | -149.9627 | 150.004
Line4_2_6 | 0.0022399 | 0.0002804 | 0.0002804 | 0.0022396 | 0.00028075 | 0.00028075 | 0.00051729 | 6.4756e-05 | 6.4756e-05 | 0.00051721 | 6.4835e-05 | 6.4835e-05 | 2.5892e-07 | -5.324e-05 | 5.3313e-05 | -1.746e-07 | 5.3308e-05 | -5.3375e-05 | 2.697e-07 | 9.2261e-05 | 9.2164e-05 | -1.8187e-07 | -9.2371e-05 | -9.2274e-05 | -89.9381 | 90.0521 | 90.0521 | 90.0619 | -89.9479 | -89.9479 |  | 0.00072276 | 1.6449 | 1.6442 | 0.00048746 | 1.6449 | 1.6441 | -43.7698 | -149.9605 | 150.0046 | -43.7699 | -149.9582 | 150.0051
Line5_6_7 | 0.0022396 | 0.00028075 | 0.00028075 | 0.0022392 | 0.00028109 | 0.00028109 | 0.00051721 | 6.4835e-05 | 6.4835e-05 | 0.00051713 | 6.4915e-05 | 6.4915e-05 | 1.7461e-07 | -5.3313e-05 | 5.337e-05 | -9.0319e-08 | 5.3382e-05 | -5.3433e-05 | 1.8187e-07 | 9.2368e-05 | 9.2277e-05 | -9.4076e-08 | -9.2478e-05 | -9.2387e-05 | -89.9377 | 90.049 | 90.049 | 90.0623 | -89.951 | -89.951 |  | 0.00048746 | 1.6449 | 1.6441 | 0.00025219 | 1.6449 | 1.6441 | -43.7699 | -149.9582 | 150.0051 | -43.7707 | -149.956 | 150.0057
Line6_7_8 | 0.0025214 | 1.034e-06 | 1.034e-06 | 0.002521 | 0 | 0 | 0.00058228 | 2.388e-07 | 2.388e-07 | 0.0005822 | 0 | 0 | 1.0169e-07 | 2.1114e-07 | -1.8143e-07 | 7.3386e-15 | -1.4572e-07 | 1.16e-07 | 1.0593e-07 | -3.3124e-07 | -3.4817e-07 | -1.068e-15 | 2.1796e-07 | 2.3497e-07 | -89.9402 | -92.4702 | -92.4702 | 90.0598 | 0 | 0 |  | 0.00025219 | 1.6449 | 1.6441 | 0 | 1.6449 | 1.644 | -43.7707 | -149.956 | 150.0057 | 0 | -149.9543 | 150.0061
Line7_8_9 | 0 | 0 | 0 | 0 | 0 | 0 | 0 | 0 | 0 | 0 | 0 | 0 | -1.0088e-18 | 7.0382e-08 | -6.0475e-08 | -2.3791e-17 | -4.9564e-09 | -4.9513e-09 | 1.0153e-19 | -1.1041e-07 | -1.1606e-07 | 2.7234e-17 | -2.8609e-09 | 2.8639e-09 | 0 | 0 | 0 | 0 | 0 | 0 |  | 0 | 1.6449 | 1.644 | 0 | 1.6449 | 1.644 | 0 | -149.9543 | 150.0061 | 0 | -149.9543 | 150.0061
Line8_8_10 | 0 | 0 | 0 | 0 | 0 | 0 | 0 | 0 | 0 | 0 | 0 | 0 | -1.0088e-18 | 7.0382e-08 | -6.0475e-08 | -2.3791e-17 | -4.9564e-09 | -4.9513e-09 | 1.0153e-19 | -1.1041e-07 | -1.1606e-07 | 2.7234e-17 | -2.8609e-09 | 2.8639e-09 | 0 | 0 | 0 | 0 | 0 | 0 |  | 0 | 1.6449 | 1.644 | 0 | 1.6449 | 1.644 | 0 | -149.9543 | 150.0061 | 0 | -149.9543 | 150.0061
Line9_3_11 | 0.00027967 | 0.00027967 | 0.00027967 | 0.00028002 | 0.00028002 | 0.00028002 | 6.4588e-05 | 6.4588e-05 | 6.4588e-05 | 6.4667e-05 | 6.4667e-05 | 6.4667e-05 | -4.3608e-08 | -5.3077e-05 | 5.3199e-05 | 4.4414e-08 | 5.3143e-05 | -5.3264e-05 | -4.5418e-08 | 9.2036e-05 | 9.1914e-05 | 4.6257e-08 | -9.2149e-05 | -9.2026e-05 | 90.066 | 90.066 | 90.066 | -89.934 | -89.934 | -89.934 |  | 0.00097485 | 1.645 | 1.6443 | 0.00099165 | 1.645 | 1.6442 | -43.7696 | -149.9622 | 150.0042 | -43.7695 | -149.9616 | 150.0043

## LG_min_10
name | pf_ikss_a_from_ka | pf_ikss_b_from_ka | pf_ikss_c_from_ka | pf_ikss_a_to_ka | pf_ikss_b_to_ka | pf_ikss_c_to_ka | pf_skss_a_from_mw | pf_skss_b_from_mw | pf_skss_c_from_mw | pf_skss_a_to_mw | pf_skss_b_to_mw | pf_skss_c_to_mw | pf_p_a_from_mw | pf_p_b_from_mw | pf_p_c_from_mw | pf_p_a_to_mw | pf_p_b_to_mw | pf_p_c_to_mw | pf_q_a_from_mvar | pf_q_b_from_mvar | pf_q_c_from_mvar | pf_q_a_to_mvar | pf_q_b_to_mvar | pf_q_c_to_mvar | pf_ikss_a_from_degree | pf_ikss_b_from_degree | pf_ikss_c_from_degree | pf_ikss_a_to_degree | pf_ikss_b_to_degree | pf_ikss_c_to_degree | 3xI0 | pf_vm_a_from_pu | pf_vm_b_from_pu | pf_vm_c_from_pu | pf_vm_a_to_pu | pf_vm_b_to_pu | pf_vm_c_to_pu | pf_va_a_from_degree | pf_va_b_from_degree | pf_va_c_from_degree | pf_va_a_to_degree | pf_va_b_to_degree | pf_va_c_to_degree
Line0_1_2 | 0.0021224 | 0.00026532 | 0.00026532 | 0.002122 | 0.00026564 | 0.00026564 | 0.00049014 | 6.1272e-05 | 6.1272e-05 | 0.00049006 | 6.1348e-05 | 6.1348e-05 | 3.0809e-07 | -4.7717e-05 | 4.7797e-05 | -2.3238e-07 | 4.7779e-05 | -4.7853e-05 | 3.2092e-07 | 8.2708e-05 | 8.2616e-05 | -2.4206e-07 | -8.2807e-05 | -8.2715e-05 | -89.9385 | 90.0552 | 90.0552 | 90.0615 | -89.9449 | -89.9449 |  | 0.00090765 | 1.5584 | 1.5577 | 0.00068472 | 1.5584 | 1.5577 | -43.7697 | -149.9627 | 150.004 | -43.7698 | -149.9605 | 150.0046
Line10_11_12 | 0.00026528 | 0.00026528 | 0.00026528 | 0.00026561 | 0.00026561 | 0.00026561 | 6.1264e-05 | 6.1264e-05 | 6.1264e-05 | 6.1339e-05 | 6.1339e-05 | 6.1339e-05 | -3.986e-08 | -4.7701e-05 | 4.78e-05 | 4.0585e-08 | 4.776e-05 | -4.7858e-05 | -4.1518e-08 | 8.2702e-05 | 8.2597e-05 | 4.2274e-08 | -8.2803e-05 | -8.2698e-05 | 90.0629 | 90.0629 | 90.0629 | -89.9371 | -89.9371 | -89.9371 |  | 0.00093946 | 1.5584 | 1.5577 | 0.00095539 | 1.5584 | 1.5577 | -43.7695 | -149.9616 | 150.0043 | -43.7695 | -149.961 | 150.0044
Line11_12_13 | 0.00026561 | 0.00026561 | 0.00026561 | 0.00026593 | 0.00026593 | 0.00026593 | 6.1339e-05 | 6.1339e-05 | 6.1339e-05 | 6.1414e-05 | 6.1414e-05 | 6.1414e-05 | -4.0583e-08 | -4.7765e-05 | 4.7854e-05 | 4.1312e-08 | 4.7824e-05 | -4.7912e-05 | -4.2276e-08 | 8.28e-05 | 8.27e-05 | 4.3035e-08 | -8.2901e-05 | -8.2801e-05 | 90.0598 | 90.0598 | 90.0598 | -89.9402 | -89.9402 | -89.9402 |  | 0.00095539 | 1.5584 | 1.5577 | 0.00097134 | 1.5584 | 1.5577 | -43.7695 | -149.961 | 150.0044 | -43.7695 | -149.9605 | 150.0046
Line12_13_15 | 0 | 0 | 0 | 0 | 0 | 0 | 0 | 0 | 0 | 0 | 0 | 0 | 1.4503e-10 | 1.894e-07 | -1.6287e-07 | -9.437e-11 | -1.3072e-07 | 1.0414e-07 | 1.6504e-10 | -2.9728e-07 | -3.1243e-07 | -1.1224e-10 | 1.9562e-07 | 2.1086e-07 | 0 | 0 | 0 | 0 | 0 | 0 |  | 0.00097134 | 1.5584 | 1.5577 | 0.0009713 | 1.5584 | 1.5577 | -43.7695 | -149.9605 | 150.0046 | -43.7694 | -149.9605 | 150.0046
Line13_13_14 | 0.00026691 | 0.00026691 | 0.00026691 | 0.00026724 | 0.00026724 | 0.00026724 | 6.164e-05 | 6.164e-05 | 6.164e-05 | 6.1716e-05 | 6.1716e-05 | 6.1716e-05 | -4.1454e-08 | -4.8018e-05 | 4.807e-05 | 4.219e-08 | 4.8077e-05 | -4.8128e-05 | -4.3202e-08 | 8.3196e-05 | 8.3116e-05 | 4.3969e-08 | -8.3297e-05 | -8.3217e-05 | 90.0475 | 90.0475 | 90.0475 | -89.9525 | -89.9525 | -89.9525 |  | 0.00097134 | 1.5584 | 1.5577 | 0.00098738 | 1.5584 | 1.5577 | -43.7695 | -149.9605 | 150.0046 | -43.7697 | -149.9599 | 150.0047
Line14_15_16 | 0 | 0 | 0 | 0 | 0 | 0 | 0 | 0 | 0 | 0 | 0 | 0 | 9.6681e-11 | 1.2627e-07 | -1.0858e-07 | -4.6028e-11 | -6.7583e-08 | 4.9845e-08 | 1.1002e-10 | -1.9819e-07 | -2.0829e-07 | -5.7228e-11 | 9.6526e-08 | 1.0671e-07 | 0 | 0 | 0 | 0 | 0 | 0 |  | 0.0009713 | 1.5584 | 1.5577 | 0.00097127 | 1.5584 | 1.5577 | -43.7694 | -149.9605 | 150.0046 | -43.7693 | -149.9605 | 150.0046
Line15_16_17 | 0 | 0 | 0 | 0 | 0 | 0 | 0 | 0 | 0 | 0 | 0 | 0 | 4.8339e-11 | 6.3134e-08 | -5.4291e-08 | 2.3111e-12 | -4.4491e-09 | -4.4452e-09 | 5.5011e-11 | -9.9094e-08 | -1.0414e-07 | -2.2172e-12 | -2.5682e-09 | 2.5705e-09 | 0 | 0 | 0 | 0 | 0 | 0 |  | 0.00097127 | 1.5584 | 1.5577 | 0.00097126 | 1.5584 | 1.5577 | -43.7693 | -149.9605 | 150.0046 | -43.7692 | -149.9605 | 150.0046
Line16_4_18 | 0 | 0 | 0 | 0 | 0 | 0 | 0 | 0 | 0 | 0 | 0 | 0 | 4.597e-11 | 6.3138e-08 | -5.4291e-08 | 2.1979e-12 | -4.4493e-09 | -4.4456e-09 | 5.2318e-11 | -9.9099e-08 | -1.0415e-07 | -2.1085e-12 | -2.5684e-09 | 2.5706e-09 | 0 | 0 | 0 | 0 | 0 | 0 |  | 0.00092366 | 1.5584 | 1.5577 | 0.00092365 | 1.5584 | 1.5577 | -43.77 | -149.9622 | 150.0042 | -43.7699 | -149.9622 | 150.0042
Line17_5_19 | 0 | 0 | 0 | 0 | 0 | 0 | 0 | 0 | 0 | 0 | 0 | 0 | 4.5171e-11 | 6.3139e-08 | -5.4291e-08 | 2.1598e-12 | -4.4494e-09 | -4.4457e-09 | 5.141e-11 | -9.91e-08 | -1.0416e-07 | -2.0719e-12 | -2.5684e-09 | 2.5706e-09 | 0 | 0 | 0 | 0 | 0 | 0 |  | 0.00090762 | 1.5584 | 1.5577 | 0.00090761 | 1.5584 | 1.5577 | -43.7696 | -149.9627 | 150.004 | -43.7696 | -149.9627 | 150.004
Line1_1_3 | 0.00026463 | 0.00026463 | 0.00026463 | 0.00026495 | 0.00026495 | 0.00026495 | 6.1113e-05 | 6.1113e-05 | 6.1113e-05 | 6.1188e-05 | 6.1188e-05 | 6.1188e-05 | -3.842e-08 | -4.7573e-05 | 4.7693e-05 | 3.9141e-08 | 4.7632e-05 | -4.7751e-05 | -4.001e-08 | 8.2505e-05 | 8.239e-05 | 4.076e-08 | -8.2606e-05 | -8.2491e-05 | 90.0691 | 90.0691 | 90.0691 | -89.9309 | -89.9309 | -89.9309 |  | 0.00090765 | 1.5584 | 1.5577 | 0.00092354 | 1.5584 | 1.5577 | -43.7697 | -149.9627 | 150.004 | -43.7696 | -149.9622 | 150.0042
Line2_1_4 | 0.0002666 | 0.0002666 | 0.0002666 | 0.00026692 | 0.00026692 | 0.00026692 | 6.1568e-05 | 6.1568e-05 | 6.1568e-05 | 6.1644e-05 | 6.1644e-05 | 6.1644e-05 | -3.8691e-08 | -4.7958e-05 | 4.8017e-05 | 3.9422e-08 | 4.8018e-05 | -4.8075e-05 | -4.0322e-08 | 8.3101e-05 | 8.3021e-05 | 4.1083e-08 | -8.3202e-05 | -8.3122e-05 | 90.0477 | 90.0477 | 90.0477 | -89.9523 | -89.9523 | -89.9523 |  | 0.00090765 | 1.5584 | 1.5577 | 0.00092366 | 1.5584 | 1.5577 | -43.7697 | -149.9627 | 150.004 | -43.77 | -149.9622 | 150.0042
Line3_1_5 | 0 | 0 | 0 | 0 | 0 | 0 | 0 | 0 | 0 | 0 | 0 | 0 | 9.0346e-11 | 1.2628e-07 | -1.0858e-07 | -4.3012e-11 | -6.7589e-08 | 4.9846e-08 | 1.0282e-10 | -1.982e-07 | -2.0831e-07 | -5.3482e-11 | 9.6532e-08 | 1.0673e-07 | 0 | 0 | 0 | 0 | 0 | 0 |  | 0.00090765 | 1.5584 | 1.5577 | 0.00090762 | 1.5584 | 1.5577 | -43.7697 | -149.9627 | 150.004 | -43.7696 | -149.9627 | 150.004
Line4_2_6 | 0.002122 | 0.00026564 | 0.00026564 | 0.0021217 | 0.00026597 | 0.00026597 | 0.00049006 | 6.1348e-05 | 6.1348e-05 | 0.00048999 | 6.1423e-05 | 6.1423e-05 | 2.3239e-07 | -4.7783e-05 | 4.7849e-05 | -1.5671e-07 | 4.7844e-05 | -4.7905e-05 | 2.4206e-07 | 8.2805e-05 | 8.2718e-05 | -1.6323e-07 | -8.2903e-05 | -8.2816e-05 | -89.9381 | 90.0521 | 90.0521 | 90.0619 | -89.9479 | -89.9479 |  | 0.00068472 | 1.5584 | 1.5577 | 0.00046181 | 1.5584 | 1.5576 | -43.7698 | -149.9605 | 150.0046 | -43.7699 | -149.9582 | 150.0051
Line5_6_7 | 0.0021217 | 0.00026597 | 0.00026597 | 0.0021214 | 0.0002663 | 0.0002663 | 0.00048999 | 6.1423e-05 | 6.1423e-05 | 0.00048991 | 6.1498e-05 | 6.1498e-05 | 1.5671e-07 | -4.7849e-05 | 4.79e-05 | -8.1062e-08 | 4.791e-05 | -4.7956e-05 | 1.6323e-07 | 8.2901e-05 | 8.2819e-05 | -8.4434e-08 | -8.3e-05 | -8.2918e-05 | -89.9377 | 90.049 | 90.049 | 90.0623 | -89.951 | -89.951 |  | 0.00046181 | 1.5584 | 1.5576 | 0.00023892 | 1.5583 | 1.5576 | -43.7699 | -149.9582 | 150.0051 | -43.7707 | -149.956 | 150.0057
Line6_7_8 | 0.0023887 | 0 | 0 | 0.0023883 | 0 | 0 | 0.00055164 | 0 | 0 | 0.00055156 | 0 | 0 | 9.1271e-08 | 1.895e-07 | -1.6284e-07 | 6.5865e-15 | -1.3079e-07 | 1.0411e-07 | 9.5075e-08 | -2.9729e-07 | -3.1249e-07 | -9.5853e-16 | 1.9562e-07 | 2.1089e-07 | -89.9402 | 0 | 0 | 90.0598 | 0 | 0 |  | 0.00023892 | 1.5583 | 1.5576 | 0 | 1.5583 | 1.5575 | -43.7707 | -149.956 | 150.0057 | 0 | -149.9543 | 150.0061
Line7_8_9 | 0 | 0 | 0 | 0 | 0 | 0 | 0 | 0 | 0 | 0 | 0 | 0 | -9.0541e-19 | 6.3169e-08 | -5.4276e-08 | -2.1353e-17 | -4.4484e-09 | -4.4438e-09 | 9.1118e-20 | -9.9093e-08 | -1.0416e-07 | 2.4443e-17 | -2.5677e-09 | 2.5704e-09 | 0 | 0 | 0 | 0 | 0 | 0 |  | 0 | 1.5583 | 1.5575 | 0 | 1.5583 | 1.5575 | 0 | -149.9543 | 150.0061 | 0 | -149.9543 | 150.0061
Line8_8_10 | 0 | 0 | 0 | 0 | 0 | 0 | 0 | 0 | 0 | 0 | 0 | 0 | -9.0541e-19 | 6.3169e-08 | -5.4276e-08 | -2.1353e-17 | -4.4484e-09 | -4.4438e-09 | 9.1118e-20 | -9.9093e-08 | -1.0416e-07 | 2.4443e-17 | -2.5677e-09 | 2.5704e-09 | 0 | 0 | 0 | 0 | 0 | 0 |  | 0 | 1.5583 | 1.5575 | 0 | 1.5583 | 1.5575 | 0 | -149.9543 | 150.0061 | 0 | -149.9543 | 150.0061
Line9_3_11 | 0.00026495 | 0.00026495 | 0.00026495 | 0.00026528 | 0.00026528 | 0.00026528 | 6.1188e-05 | 6.1188e-05 | 6.1188e-05 | 6.1264e-05 | 6.1264e-05 | 6.1264e-05 | -3.9139e-08 | -4.7637e-05 | 4.7746e-05 | 3.9862e-08 | 4.7696e-05 | -4.7804e-05 | -4.0763e-08 | 8.2603e-05 | 8.2493e-05 | 4.1516e-08 | -8.2704e-05 | -8.2594e-05 | 90.066 | 90.066 | 90.066 | -89.934 | -89.934 | -89.934 |  | 0.00092354 | 1.5584 | 1.5577 | 0.00093946 | 1.5584 | 1.5577 | -43.7696 | -149.9622 | 150.0042 | -43.7695 | -149.9616 | 150.0043

## LG_min_fault_6
name | pf_ikss_a_from_ka | pf_ikss_b_from_ka | pf_ikss_c_from_ka | pf_ikss_a_to_ka | pf_ikss_b_to_ka | pf_ikss_c_to_ka | pf_skss_a_from_mw | pf_skss_b_from_mw | pf_skss_c_from_mw | pf_skss_a_to_mw | pf_skss_b_to_mw | pf_skss_c_to_mw | pf_p_a_from_mw | pf_p_b_from_mw | pf_p_c_from_mw | pf_p_a_to_mw | pf_p_b_to_mw | pf_p_c_to_mw | pf_q_a_from_mvar | pf_q_b_from_mvar | pf_q_c_from_mvar | pf_q_a_to_mvar | pf_q_b_to_mvar | pf_q_c_to_mvar | pf_ikss_a_from_degree | pf_ikss_b_from_degree | pf_ikss_c_from_degree | pf_ikss_a_to_degree | pf_ikss_b_to_degree | pf_ikss_c_to_degree | 3xI0 | pf_vm_a_from_pu | pf_vm_b_from_pu | pf_vm_c_from_pu | pf_vm_a_to_pu | pf_vm_b_to_pu | pf_vm_c_to_pu | pf_va_a_from_degree | pf_va_b_from_degree | pf_va_c_from_degree | pf_va_a_to_degree | pf_va_b_to_degree | pf_va_c_to_degree
Line0_1_2 | 0.0021153 | 0.00026444 | 0.00026444 | 0.002115 | 0.00026477 | 0.00026477 | 0.00048852 | 6.107e-05 | 6.107e-05 | 0.00048844 | 6.1145e-05 | 6.1145e-05 | 2.5477e-05 | -4.8555e-05 | 5.178e-05 | -2.5398e-05 | 4.8617e-05 | -5.1841e-05 | 2.5489e-05 | 8.6461e-05 | 8.092e-05 | -2.5407e-05 | -8.6564e-05 | -8.1017e-05 | -86.8328 | 93.1609 | 93.1609 | 93.1672 | -86.8392 | -86.8392 |  | 0.07377 | 1.6237 | 1.5731 | 0.073548 | 1.6237 | 1.573 | -41.8191 | -147.5215 | 150.546 | -41.8226 | -147.5193 | 150.5465
Line10_11_12 | 0.0002644 | 0.0002644 | 0.0002644 | 0.00026473 | 0.00026473 | 0.00026473 | 6.1061e-05 | 6.1061e-05 | 6.1061e-05 | 6.1136e-05 | 6.1136e-05 | 6.1136e-05 | -3.1858e-06 | -4.8537e-05 | 5.1782e-05 | 3.1904e-06 | 4.8598e-05 | -5.1845e-05 | -3.1872e-06 | 8.6454e-05 | 8.09e-05 | 3.1919e-06 | -8.6559e-05 | -8.0999e-05 | 93.1686 | 93.1686 | 93.1686 | -86.8314 | -86.8314 | -86.8314 |  | 0.073802 | 1.6237 | 1.5731 | 0.073818 | 1.6237 | 1.573 | -41.8186 | -147.5204 | 150.5463 | -41.8184 | -147.5199 | 150.5464
Line11_12_13 | 0.00026473 | 0.00026473 | 0.00026473 | 0.00026505 | 0.00026505 | 0.00026505 | 6.1136e-05 | 6.1136e-05 | 6.1136e-05 | 6.1212e-05 | 6.1212e-05 | 6.1212e-05 | -3.1902e-06 | -4.8602e-05 | 5.1841e-05 | 3.1948e-06 | 4.8663e-05 | -5.1904e-05 | -3.192e-06 | 8.6557e-05 | 8.1002e-05 | 3.1967e-06 | -8.6662e-05 | -8.1101e-05 | 93.1655 | 93.1655 | 93.1655 | -86.8345 | -86.8345 | -86.8345 |  | 0.073818 | 1.6237 | 1.573 | 0.073834 | 1.6237 | 1.573 | -41.8184 | -147.5199 | 150.5464 | -41.8181 | -147.5193 | 150.5465
Line12_13_15 | 0 | 0 | 0 | 0 | 0 | 0 | 0 | 0 | 0 | 0 | 0 | 0 | 1.1237e-08 | 1.931e-07 | -1.7784e-07 | -7.3197e-09 | -1.3338e-07 | 1.142e-07 | 1.228e-08 | -3.1099e-07 | -3.0682e-07 | -8.3581e-09 | 2.0471e-07 | 2.0733e-07 | 0 | 0 | 0 | 0 | 0 | 0 |  | 0.073834 | 1.6237 | 1.573 | 0.073834 | 1.6237 | 1.573 | -41.8181 | -147.5193 | 150.5465 | -41.8181 | -147.5193 | 150.5465
Line13_13_14 | 0.00026603 | 0.00026603 | 0.00026603 | 0.00026635 | 0.00026635 | 0.00026635 | 6.1437e-05 | 6.1437e-05 | 6.1437e-05 | 6.1512e-05 | 6.1512e-05 | 6.1512e-05 | -3.2059e-06 | -4.8861e-05 | 5.2077e-05 | 3.2105e-06 | 4.8921e-05 | -5.214e-05 | -3.2091e-06 | 8.6971e-05 | 8.141e-05 | 3.2137e-06 | -8.7076e-05 | -8.1509e-05 | 93.1532 | 93.1532 | 93.1532 | -86.8468 | -86.8468 | -86.8468 |  | 0.073834 | 1.6237 | 1.573 | 0.07385 | 1.6237 | 1.573 | -41.8181 | -147.5193 | 150.5465 | -41.8179 | -147.5188 | 150.5466
Line14_15_16 | 0 | 0 | 0 | 0 | 0 | 0 | 0 | 0 | 0 | 0 | 0 | 0 | 7.4914e-09 | 1.2873e-07 | -1.1856e-07 | -3.574e-09 | -6.9017e-08 | 5.4925e-08 | 8.1866e-09 | -2.0732e-07 | -2.0455e-07 | -4.2648e-09 | 1.0105e-07 | 1.0506e-07 | 0 | 0 | 0 | 0 | 0 | 0 |  | 0.073834 | 1.6237 | 1.573 | 0.073834 | 1.6237 | 1.573 | -41.8181 | -147.5193 | 150.5465 | -41.8181 | -147.5193 | 150.5465
Line15_16_17 | 0 | 0 | 0 | 0 | 0 | 0 | 0 | 0 | 0 | 0 | 0 | 0 | 3.7457e-09 | 6.4366e-08 | -5.9279e-08 | 1.7168e-10 | -4.651e-09 | -4.354e-09 | 4.0933e-09 | -1.0366e-07 | -1.0227e-07 | -1.7148e-10 | -2.6133e-09 | 2.7848e-09 | 0 | 0 | 0 | 0 | 0 | 0 |  | 0.073834 | 1.6237 | 1.573 | 0.073834 | 1.6237 | 1.573 | -41.8181 | -147.5193 | 150.5465 | -41.8181 | -147.5193 | 150.5465
Line16_4_18 | 0 | 0 | 0 | 0 | 0 | 0 | 0 | 0 | 0 | 0 | 0 | 0 | 3.7434e-09 | 6.437e-08 | -5.928e-08 | 1.7158e-10 | -4.6512e-09 | -4.3543e-09 | 4.0909e-09 | -1.0367e-07 | -1.0228e-07 | -1.7138e-10 | -2.6135e-09 | 2.7849e-09 | 0 | 0 | 0 | 0 | 0 | 0 |  | 0.073786 | 1.6237 | 1.5731 | 0.073786 | 1.6237 | 1.5731 | -41.8189 | -147.521 | 150.5461 | -41.8189 | -147.521 | 150.5461
Line17_5_19 | 0 | 0 | 0 | 0 | 0 | 0 | 0 | 0 | 0 | 0 | 0 | 0 | 3.7426e-09 | 6.4372e-08 | -5.928e-08 | 1.7155e-10 | -4.6513e-09 | -4.3545e-09 | 4.0901e-09 | -1.0367e-07 | -1.0229e-07 | -1.7134e-10 | -2.6135e-09 | 2.7849e-09 | 0 | 0 | 0 | 0 | 0 | 0 |  | 0.07377 | 1.6237 | 1.5731 | 0.07377 | 1.6237 | 1.5731 | -41.8191 | -147.5215 | 150.546 | -41.8191 | -147.5215 | 150.546
Line1_1_3 | 0.00026375 | 0.00026375 | 0.00026375 | 0.00026408 | 0.00026408 | 0.00026408 | 6.0911e-05 | 6.0911e-05 | 6.0911e-05 | 6.0986e-05 | 6.0986e-05 | 6.0986e-05 | -3.177e-06 | -4.8407e-05 | 5.1665e-05 | 3.1816e-06 | 4.8468e-05 | -5.1728e-05 | -3.1777e-06 | 8.6248e-05 | 8.0697e-05 | 3.1823e-06 | -8.6353e-05 | -8.0796e-05 | 93.1748 | 93.1748 | 93.1748 | -86.8252 | -86.8252 | -86.8252 |  | 0.07377 | 1.6237 | 1.5731 | 0.073786 | 1.6237 | 1.5731 | -41.8191 | -147.5215 | 150.546 | -41.8189 | -147.521 | 150.5461
Line2_1_4 | 0.00026572 | 0.00026572 | 0.00026572 | 0.00026604 | 0.00026604 | 0.00026604 | 6.1365e-05 | 6.1365e-05 | 6.1365e-05 | 6.144e-05 | 6.144e-05 | 6.144e-05 | -3.1995e-06 | -4.88e-05 | 5.2019e-05 | 3.2041e-06 | 4.8861e-05 | -5.2082e-05 | -3.2025e-06 | 8.6872e-05 | 8.1317e-05 | 3.2072e-06 | -8.6977e-05 | -8.1416e-05 | 93.1534 | 93.1534 | 93.1534 | -86.8466 | -86.8466 | -86.8466 |  | 0.07377 | 1.6237 | 1.5731 | 0.073786 | 1.6237 | 1.5731 | -41.8191 | -147.5215 | 150.546 | -41.8189 | -147.521 | 150.5461
Line3_1_5 | 0 | 0 | 0 | 0 | 0 | 0 | 0 | 0 | 0 | 0 | 0 | 0 | 7.4851e-09 | 1.2874e-07 | -1.1856e-07 | -3.571e-09 | -6.9023e-08 | 5.4926e-08 | 8.1803e-09 | -2.0734e-07 | -2.0457e-07 | -4.2615e-09 | 1.0105e-07 | 1.0507e-07 | 0 | 0 | 0 | 0 | 0 | 0 |  | 0.07377 | 1.6237 | 1.5731 | 0.07377 | 1.6237 | 1.5731 | -41.8191 | -147.5215 | 150.546 | -41.8191 | -147.5215 | 150.546
Line4_2_6 | 0.002115 | 0.00026477 | 0.00026477 | 0.0021147 | 0.00026509 | 0.00026509 | 0.00048844 | 6.1145e-05 | 6.1145e-05 | 0.00048837 | 6.122e-05 | 6.122e-05 | 2.5398e-05 | -4.8622e-05 | 5.1837e-05 | -2.5319e-05 | 4.8684e-05 | -5.1898e-05 | 2.5406e-05 | 8.6562e-05 | 8.1019e-05 | -2.5324e-05 | -8.6665e-05 | -8.1116e-05 | -86.8324 | 93.1578 | 93.1578 | 93.1676 | -86.8423 | -86.8423 |  | 0.073548 | 1.6237 | 1.573 | 0.073326 | 1.6237 | 1.573 | -41.8226 | -147.5193 | 150.5465 | -41.8261 | -147.5172 | 150.5469
Line5_6_7 | 0.0021147 | 0.00026509 | 0.00026509 | 0.0021144 | 0.00026542 | 0.00026542 | 0.00048837 | 6.122e-05 | 6.122e-05 | 0.00048829 | 6.1295e-05 | 6.1295e-05 | 2.5319e-05 | -4.8689e-05 | 5.1893e-05 | -2.524e-05 | 4.8751e-05 | -5.1954e-05 | 2.5324e-05 | 8.6663e-05 | 8.1119e-05 | -2.5242e-05 | -8.6766e-05 | -8.1216e-05 | -86.832 | 93.1547 | 93.1547 | 93.168 | -86.8453 | -86.8453 |  | 0.073326 | 1.6237 | 1.573 | 0.073104 | 1.6237 | 1.5729 | -41.8261 | -147.5172 | 150.5469 | -41.8297 | -147.5151 | 150.5474
Line6_7_8 | 0.0023808 | 0 | 0 | 0.0023804 | 0 | 0 | 0.00054981 | 0 | 0 | 0.00054974 | 0 | 0 | 2.8419e-05 | 1.9319e-07 | -1.7781e-07 | -2.8324e-05 | -1.3345e-07 | 1.1418e-07 | 2.8423e-05 | -3.1099e-07 | -3.0688e-07 | -2.8325e-05 | 2.0471e-07 | 2.0737e-07 | -86.8345 | 0 | 0 | 93.1655 | 0 | 0 |  | 0.073104 | 1.6237 | 1.5729 | 0.072866 | 1.6237 | 1.5729 | -41.8297 | -147.5151 | 150.5474 | -41.8335 | -147.5134 | 150.5477
Line7_8_9 | 0 | 0 | 0 | 0 | 0 | 0 | 0 | 0 | 0 | 0 | 0 | 0 | 3.6975e-09 | 6.4402e-08 | -5.9266e-08 | 1.6965e-10 | -4.6503e-09 | -4.3526e-09 | 4.0399e-09 | -1.0366e-07 | -1.0229e-07 | -1.6929e-10 | -2.6127e-09 | 2.7846e-09 | 0 | 0 | 0 | 0 | 0 | 0 |  | 0.072866 | 1.6237 | 1.5729 | 0.072866 | 1.6237 | 1.5729 | -41.8335 | -147.5134 | 150.5477 | -41.8335 | -147.5134 | 150.5477
Line8_8_10 | 0 | 0 | 0 | 0 | 0 | 0 | 0 | 0 | 0 | 0 | 0 | 0 | 3.6975e-09 | 6.4402e-08 | -5.9266e-08 | 1.6965e-10 | -4.6503e-09 | -4.3526e-09 | 4.0399e-09 | -1.0366e-07 | -1.0229e-07 | -1.6929e-10 | -2.6127e-09 | 2.7846e-09 | 0 | 0 | 0 | 0 | 0 | 0 |  | 0.072866 | 1.6237 | 1.5729 | 0.072866 | 1.6237 | 1.5729 | -41.8335 | -147.5134 | 150.5477 | -41.8335 | -147.5134 | 150.5477
Line9_3_11 | 0.00026408 | 0.00026408 | 0.00026408 | 0.0002644 | 0.0002644 | 0.0002644 | 6.0986e-05 | 6.0986e-05 | 6.0986e-05 | 6.1061e-05 | 6.1061e-05 | 6.1061e-05 | -3.1814e-06 | -4.8472e-05 | 5.1724e-05 | 3.186e-06 | 4.8533e-05 | -5.1787e-05 | -3.1825e-06 | 8.6351e-05 | 8.0799e-05 | 3.1871e-06 | -8.6456e-05 | -8.0897e-05 | 93.1717 | 93.1717 | 93.1717 | -86.8283 | -86.8283 | -86.8283 |  | 0.073786 | 1.6237 | 1.5731 | 0.073802 | 1.6237 | 1.5731 | -41.8189 | -147.521 | 150.5461 | -41.8186 | -147.5204 | 150.5463

## LG_min_fault_10
name | pf_ikss_a_from_ka | pf_ikss_b_from_ka | pf_ikss_c_from_ka | pf_ikss_a_to_ka | pf_ikss_b_to_ka | pf_ikss_c_to_ka | pf_skss_a_from_mw | pf_skss_b_from_mw | pf_skss_c_from_mw | pf_skss_a_to_mw | pf_skss_b_to_mw | pf_skss_c_to_mw | pf_p_a_from_mw | pf_p_b_from_mw | pf_p_c_from_mw | pf_p_a_to_mw | pf_p_b_to_mw | pf_p_c_to_mw | pf_q_a_from_mvar | pf_q_b_from_mvar | pf_q_c_from_mvar | pf_q_a_to_mvar | pf_q_b_to_mvar | pf_q_c_to_mvar | pf_ikss_a_from_degree | pf_ikss_b_from_degree | pf_ikss_c_from_degree | pf_ikss_a_to_degree | pf_ikss_b_to_degree | pf_ikss_c_to_degree | 3xI0 | pf_vm_a_from_pu | pf_vm_b_from_pu | pf_vm_c_from_pu | pf_vm_a_to_pu | pf_vm_b_to_pu | pf_vm_c_to_pu | pf_va_a_from_degree | pf_va_b_from_degree | pf_va_c_from_degree | pf_va_a_to_degree | pf_va_b_to_degree | pf_va_c_to_degree
Line0_1_2 | 0.002004 | 0.00025052 | 0.00025052 | 0.0020037 | 0.00025083 | 0.00025083 | 0.00046281 | 5.7856e-05 | 5.7856e-05 | 0.00046273 | 5.7927e-05 | 5.7927e-05 | 2.2865e-05 | -4.3578e-05 | 4.6473e-05 | -2.2794e-05 | 4.3634e-05 | -4.6528e-05 | 2.2876e-05 | 7.7599e-05 | 7.2626e-05 | -2.2803e-05 | -7.7692e-05 | -7.2713e-05 | -86.8328 | 93.1609 | 93.1609 | 93.1672 | -86.8392 | -86.8392 |  | 0.069887 | 1.5383 | 1.4903 | 0.069677 | 1.5383 | 1.4902 | -41.8191 | -147.5215 | 150.546 | -41.8226 | -147.5193 | 150.5465
Line10_11_12 | 0.00025049 | 0.00025049 | 0.00025049 | 0.0002508 | 0.0002508 | 0.0002508 | 5.7848e-05 | 5.7848e-05 | 5.7848e-05 | 5.7919e-05 | 5.7919e-05 | 5.7919e-05 | -2.8593e-06 | -4.3563e-05 | 4.6475e-05 | 2.8634e-06 | 4.3617e-05 | -4.6531e-05 | -2.8606e-06 | 7.7593e-05 | 7.2608e-05 | 2.8647e-06 | -7.7688e-05 | -7.2697e-05 | 93.1686 | 93.1686 | 93.1686 | -86.8314 | -86.8314 | -86.8314 |  | 0.069918 | 1.5383 | 1.4903 | 0.069933 | 1.5383 | 1.4903 | -41.8186 | -147.5204 | 150.5463 | -41.8184 | -147.5199 | 150.5464
Line11_12_13 | 0.0002508 | 0.0002508 | 0.0002508 | 0.0002511 | 0.0002511 | 0.0002511 | 5.7919e-05 | 5.7919e-05 | 5.7919e-05 | 5.799e-05 | 5.799e-05 | 5.799e-05 | -2.8633e-06 | -4.3621e-05 | 4.6528e-05 | 2.8674e-06 | 4.3675e-05 | -4.6584e-05 | -2.8649e-06 | 7.7685e-05 | 7.27e-05 | 2.869e-06 | -7.778e-05 | -7.2788e-05 | 93.1655 | 93.1655 | 93.1655 | -86.8345 | -86.8345 | -86.8345 |  | 0.069933 | 1.5383 | 1.4903 | 0.069948 | 1.5383 | 1.4902 | -41.8184 | -147.5199 | 150.5464 | -41.8181 | -147.5193 | 150.5465
Line12_13_15 | 0 | 0 | 0 | 0 | 0 | 0 | 0 | 0 | 0 | 0 | 0 | 0 | 1.0085e-08 | 1.7331e-07 | -1.5961e-07 | -6.5695e-09 | -1.1971e-07 | 1.025e-07 | 1.1021e-08 | -2.7911e-07 | -2.7537e-07 | -7.5015e-09 | 1.8373e-07 | 1.8608e-07 | 0 | 0 | 0 | 0 | 0 | 0 |  | 0.069948 | 1.5383 | 1.4902 | 0.069948 | 1.5383 | 1.4902 | -41.8181 | -147.5193 | 150.5465 | -41.8181 | -147.5193 | 150.5465
Line13_13_14 | 0.00025203 | 0.00025203 | 0.00025203 | 0.00025234 | 0.00025234 | 0.00025234 | 5.8203e-05 | 5.8203e-05 | 5.8203e-05 | 5.8274e-05 | 5.8274e-05 | 5.8274e-05 | -2.8773e-06 | -4.3853e-05 | 4.674e-05 | 2.8814e-06 | 4.3907e-05 | -4.6796e-05 | -2.8802e-06 | 7.8057e-05 | 7.3066e-05 | 2.8844e-06 | -7.8152e-05 | -7.3155e-05 | 93.1532 | 93.1532 | 93.1532 | -86.8468 | -86.8468 | -86.8468 |  | 0.069948 | 1.5383 | 1.4902 | 0.069963 | 1.5383 | 1.4902 | -41.8181 | -147.5193 | 150.5465 | -41.8179 | -147.5188 | 150.5466
Line14_15_16 | 0 | 0 | 0 | 0 | 0 | 0 | 0 | 0 | 0 | 0 | 0 | 0 | 6.7236e-09 | 1.1554e-07 | -1.0641e-07 | -3.2077e-09 | -6.1944e-08 | 4.9295e-08 | 7.3476e-09 | -1.8608e-07 | -1.8358e-07 | -3.8277e-09 | 9.0692e-08 | 9.4291e-08 | 0 | 0 | 0 | 0 | 0 | 0 |  | 0.069948 | 1.5383 | 1.4902 | 0.069948 | 1.5383 | 1.4902 | -41.8181 | -147.5193 | 150.5465 | -41.8181 | -147.5193 | 150.5465
Line15_16_17 | 0 | 0 | 0 | 0 | 0 | 0 | 0 | 0 | 0 | 0 | 0 | 0 | 3.3618e-09 | 5.7769e-08 | -5.3203e-08 | 1.5409e-10 | -4.1743e-09 | -3.9077e-09 | 3.6738e-09 | -9.3038e-08 | -9.1791e-08 | -1.5391e-10 | -2.3455e-09 | 2.4994e-09 | 0 | 0 | 0 | 0 | 0 | 0 |  | 0.069948 | 1.5383 | 1.4902 | 0.069948 | 1.5383 | 1.4902 | -41.8181 | -147.5193 | 150.5465 | -41.8181 | -147.5193 | 150.5465
Line16_4_18 | 0 | 0 | 0 | 0 | 0 | 0 | 0 | 0 | 0 | 0 | 0 | 0 | 3.3597e-09 | 5.7773e-08 | -5.3204e-08 | 1.54e-10 | -4.1745e-09 | -3.9081e-09 | 3.6716e-09 | -9.3041e-08 | -9.1799e-08 | -1.5381e-10 | -2.3456e-09 | 2.4995e-09 | 0 | 0 | 0 | 0 | 0 | 0 |  | 0.069903 | 1.5383 | 1.4903 | 0.069903 | 1.5383 | 1.4903 | -41.8189 | -147.521 | 150.5461 | -41.8189 | -147.521 | 150.5461
Line17_5_19 | 0 | 0 | 0 | 0 | 0 | 0 | 0 | 0 | 0 | 0 | 0 | 0 | 3.359e-09 | 5.7774e-08 | -5.3204e-08 | 1.5397e-10 | -4.1746e-09 | -3.9082e-09 | 3.6709e-09 | -9.3043e-08 | -9.1802e-08 | -1.5378e-10 | -2.3457e-09 | 2.4995e-09 | 0 | 0 | 0 | 0 | 0 | 0 |  | 0.069887 | 1.5383 | 1.4903 | 0.069887 | 1.5383 | 1.4903 | -41.8191 | -147.5215 | 150.546 | -41.8191 | -147.5215 | 150.546
Line1_1_3 | 0.00024987 | 0.00024987 | 0.00024987 | 0.00025018 | 0.00025018 | 0.00025018 | 5.7705e-05 | 5.7705e-05 | 5.7705e-05 | 5.7776e-05 | 5.7776e-05 | 5.7776e-05 | -2.8514e-06 | -4.3446e-05 | 4.637e-05 | 2.8555e-06 | 4.35e-05 | -4.6426e-05 | -2.852e-06 | 7.7408e-05 | 7.2426e-05 | 2.8561e-06 | -7.7503e-05 | -7.2515e-05 | 93.1748 | 93.1748 | 93.1748 | -86.8252 | -86.8252 | -86.8252 |  | 0.069887 | 1.5383 | 1.4903 | 0.069903 | 1.5383 | 1.4903 | -41.8191 | -147.5215 | 150.546 | -41.8189 | -147.521 | 150.5461
Line2_1_4 | 0.00025173 | 0.00025173 | 0.00025173 | 0.00025204 | 0.00025204 | 0.00025204 | 5.8135e-05 | 5.8135e-05 | 5.8135e-05 | 5.8206e-05 | 5.8206e-05 | 5.8206e-05 | -2.8715e-06 | -4.3799e-05 | 4.6688e-05 | 2.8757e-06 | 4.3853e-05 | -4.6744e-05 | -2.8743e-06 | 7.7968e-05 | 7.2983e-05 | 2.8784e-06 | -7.8063e-05 | -7.3072e-05 | 93.1534 | 93.1534 | 93.1534 | -86.8466 | -86.8466 | -86.8466 |  | 0.069887 | 1.5383 | 1.4903 | 0.069903 | 1.5383 | 1.4903 | -41.8191 | -147.5215 | 150.546 | -41.8189 | -147.521 | 150.5461
Line3_1_5 | 0 | 0 | 0 | 0 | 0 | 0 | 0 | 0 | 0 | 0 | 0 | 0 | 6.7179e-09 | 1.1555e-07 | -1.0641e-07 | -3.205e-09 | -6.1949e-08 | 4.9296e-08 | 7.3418e-09 | -1.8609e-07 | -1.836e-07 | -3.8247e-09 | 9.0697e-08 | 9.4301e-08 | 0 | 0 | 0 | 0 | 0 | 0 |  | 0.069887 | 1.5383 | 1.4903 | 0.069887 | 1.5383 | 1.4903 | -41.8191 | -147.5215 | 150.546 | -41.8191 | -147.5215 | 150.546
Line4_2_6 | 0.0020037 | 0.00025083 | 0.00025083 | 0.0020034 | 0.00025114 | 0.00025114 | 0.00046273 | 5.7927e-05 | 5.7927e-05 | 0.00046266 | 5.7998e-05 | 5.7998e-05 | 2.2795e-05 | -4.3638e-05 | 4.6524e-05 | -2.2724e-05 | 4.3694e-05 | -4.6578e-05 | 2.2802e-05 | 7.769e-05 | 7.2716e-05 | -2.2729e-05 | -7.7783e-05 | -7.2802e-05 | -86.8324 | 93.1578 | 93.1578 | 93.1676 | -86.8423 | -86.8423 |  | 0.069677 | 1.5383 | 1.4902 | 0.069467 | 1.5382 | 1.4902 | -41.8226 | -147.5193 | 150.5465 | -41.8261 | -147.5172 | 150.5469
Line5_6_7 | 0.0020034 | 0.00025114 | 0.00025114 | 0.0020031 | 0.00025145 | 0.00025145 | 0.00046266 | 5.7998e-05 | 5.7998e-05 | 0.00046259 | 5.8069e-05 | 5.8069e-05 | 2.2724e-05 | -4.3698e-05 | 4.6574e-05 | -2.2653e-05 | 4.3754e-05 | -4.6629e-05 | 2.2729e-05 | 7.778e-05 | 7.2805e-05 | -2.2655e-05 | -7.7873e-05 | -7.2892e-05 | -86.832 | 93.1547 | 93.1547 | 93.168 | -86.8453 | -86.8453 |  | 0.069467 | 1.5382 | 1.4902 | 0.069256 | 1.5382 | 1.4901 | -41.8261 | -147.5172 | 150.5469 | -41.8297 | -147.5151 | 150.5474
Line6_7_8 | 0.0022555 | 0 | 0 | 0.0022551 | 0 | 0 | 0.00052088 | 0 | 0 | 0.0005208 | 0 | 0 | 2.5506e-05 | 1.7339e-07 | -1.5958e-07 | -2.5421e-05 | -1.1978e-07 | 1.0248e-07 | 2.551e-05 | -2.7912e-07 | -2.7542e-07 | -2.5422e-05 | 1.8373e-07 | 1.8611e-07 | -86.8345 | 0 | 0 | 93.1655 | 0 | 0 |  | 0.069256 | 1.5382 | 1.4901 | 0.069031 | 1.5382 | 1.4901 | -41.8297 | -147.5151 | 150.5474 | -41.8335 | -147.5134 | 150.5477
Line7_8_9 | 0 | 0 | 0 | 0 | 0 | 0 | 0 | 0 | 0 | 0 | 0 | 0 | 3.3185e-09 | 5.7801e-08 | -5.3192e-08 | 1.5226e-10 | -4.1737e-09 | -3.9065e-09 | 3.6259e-09 | -9.3037e-08 | -9.1806e-08 | -1.5194e-10 | -2.3449e-09 | 2.4992e-09 | 0 | 0 | 0 | 0 | 0 | 0 |  | 0.069031 | 1.5382 | 1.4901 | 0.069031 | 1.5382 | 1.4901 | -41.8335 | -147.5134 | 150.5477 | -41.8335 | -147.5134 | 150.5477
Line8_8_10 | 0 | 0 | 0 | 0 | 0 | 0 | 0 | 0 | 0 | 0 | 0 | 0 | 3.3185e-09 | 5.7801e-08 | -5.3192e-08 | 1.5226e-10 | -4.1737e-09 | -3.9065e-09 | 3.6259e-09 | -9.3037e-08 | -9.1806e-08 | -1.5194e-10 | -2.3449e-09 | 2.4992e-09 | 0 | 0 | 0 | 0 | 0 | 0 |  | 0.069031 | 1.5382 | 1.4901 | 0.069031 | 1.5382 | 1.4901 | -41.8335 | -147.5134 | 150.5477 | -41.8335 | -147.5134 | 150.5477
Line9_3_11 | 0.00025018 | 0.00025018 | 0.00025018 | 0.00025049 | 0.00025049 | 0.00025049 | 5.7776e-05 | 5.7776e-05 | 5.7776e-05 | 5.7848e-05 | 5.7848e-05 | 5.7848e-05 | -2.8553e-06 | -4.3504e-05 | 4.6422e-05 | 2.8595e-06 | 4.3558e-05 | -4.6479e-05 | -2.8563e-06 | 7.75e-05 | 7.2517e-05 | 2.8604e-06 | -7.7595e-05 | -7.2606e-05 | 93.1717 | 93.1717 | 93.1717 | -86.8283 | -86.8283 | -86.8283 |  | 0.069903 | 1.5383 | 1.4903 | 0.069918 | 1.5383 | 1.4903 | -41.8189 | -147.521 | 150.5461 | -41.8186 | -147.5204 | 150.5463

## LLG_max_6
name | pf_ikss_a_from_ka | pf_ikss_b_from_ka | pf_ikss_c_from_ka | pf_ikss_a_to_ka | pf_ikss_b_to_ka | pf_ikss_c_to_ka | pf_skss_a_from_mw | pf_skss_b_from_mw | pf_skss_c_from_mw | pf_skss_a_to_mw | pf_skss_b_to_mw | pf_skss_c_to_mw | pf_p_a_from_mw | pf_p_b_from_mw | pf_p_c_from_mw | pf_p_a_to_mw | pf_p_b_to_mw | pf_p_c_to_mw | pf_q_a_from_mvar | pf_q_b_from_mvar | pf_q_c_from_mvar | pf_q_a_to_mvar | pf_q_b_to_mvar | pf_q_c_to_mvar | pf_ikss_a_from_degree | pf_ikss_b_from_degree | pf_ikss_c_from_degree | pf_ikss_a_to_degree | pf_ikss_b_to_degree | pf_ikss_c_to_degree | 3xI0 | pf_vm_a_from_pu | pf_vm_b_from_pu | pf_vm_c_from_pu | pf_vm_a_to_pu | pf_vm_b_to_pu | pf_vm_c_to_pu | pf_va_a_from_degree | pf_va_b_from_degree | pf_va_c_from_degree | pf_va_a_to_degree | pf_va_b_to_degree | pf_va_c_to_degree
Line0_1_2 | 0.00015486 | 1.8848 | 1.8852 | 0.00015505 | 1.8848 | 1.8852 | 3.5764e-05 | 0.43529 | 0.43538 | 3.5808e-05 | 0.43529 | 0.43538 | 2.1055e-08 | 0.14209 | 0.14218 | -2.0581e-08 | -0.10657 | -0.10664 | 5.632e-05 | 0.28423 | 0.28432 | -5.6389e-05 | -0.21317 | -0.21324 | -89.9758 | -157.8981 | 22.1324 | 90.0242 | 22.1019 | -157.8676 |  | 1.5748 | 0.73002 | 0.73013 | 1.5748 | 0.54751 | 0.5476 | 0.0027708 | -94.4594 | 85.5635 | 0.0032584 | -94.4595 | 85.5637
Line10_11_12 | 0.00015484 | 0.00015482 | 0.00015486 | 0.00015503 | 0.00015501 | 0.00015505 | 3.5759e-05 | 3.5755e-05 | 3.5763e-05 | 3.5803e-05 | 3.5799e-05 | 3.5807e-05 | 2.4775e-08 | 2.6021e-05 | -2.6032e-05 | -2.4662e-08 | -2.6053e-05 | 2.6065e-05 | 5.6312e-05 | -2.0418e-06 | 2.0331e-06 | -5.6381e-05 | 2.0446e-06 | -2.0353e-06 | -89.9718 | -89.9738 | -89.9698 | 90.0282 | 90.0262 | 90.0302 |  | 1.5748 | 0.73001 | 0.73014 | 1.5748 | 0.73001 | 0.73014 | 0.0030142 | -94.4605 | 85.5646 | 0.0031361 | -94.461 | 85.5652
Line11_12_13 | 0.00015503 | 0.00015502 | 0.00015504 | 0.00015522 | 0.00015521 | 0.00015523 | 3.5803e-05 | 3.5799e-05 | 3.5806e-05 | 3.5847e-05 | 3.5843e-05 | 3.585e-05 | 2.1632e-08 | 2.6054e-05 | -2.6064e-05 | -2.1519e-08 | -2.6086e-05 | 2.6096e-05 | 5.6381e-05 | -2.0434e-06 | 2.0337e-06 | -5.645e-05 | 2.0461e-06 | -2.036e-06 | -89.9749 | -89.9765 | -89.9732 | 90.0251 | 90.0234 | 90.0268 |  | 1.5748 | 0.73001 | 0.73014 | 1.5748 | 0.73 | 0.73015 | 0.0031361 | -94.461 | 85.5652 | 0.0032582 | -94.4615 | 85.5657
Line12_13_15 | 0 | 0 | 0 | 0 | 0 | 0 | 0 | 0 | 0 | 0 | 0 | 0 | 9.068e-09 | -9.774e-08 | 9.4925e-08 | -9.0754e-09 | 6.5742e-08 | -6.2919e-08 | -2.0771e-07 | 3.8708e-09 | -2.693e-09 | 1.3847e-07 | -1.3689e-09 | 2.0576e-10 | 0 | 0 | 0 | 0 | 0 | 0 |  | 1.5748 | 0.73 | 0.73015 | 1.5748 | 0.73 | 0.73015 | 0.0032582 | -94.4615 | 85.5657 | 0.0032578 | -94.4615 | 85.5657
Line13_13_14 | 0.00015579 | 0.00015579 | 0.00015579 | 0.00015598 | 0.00015598 | 0.00015598 | 3.5978e-05 | 3.5978e-05 | 3.5979e-05 | 3.6022e-05 | 3.6022e-05 | 3.6023e-05 | 9.4209e-09 | 2.6184e-05 | -2.6191e-05 | -9.3069e-09 | -2.6216e-05 | 2.6223e-05 | 5.6658e-05 | -2.0488e-06 | 2.0371e-06 | -5.6727e-05 | 2.0515e-06 | -2.0393e-06 | -89.9872 | -89.9875 | -89.9869 | 90.0128 | 90.0125 | 90.0131 |  | 1.5748 | 0.73 | 0.73015 | 1.5748 | 0.73 | 0.73015 | 0.0032582 | -94.4615 | 85.5657 | 0.003381 | -94.4621 | 85.5663
Line14_15_16 | 0 | 0 | 0 | 0 | 0 | 0 | 0 | 0 | 0 | 0 | 0 | 0 | 6.0454e-09 | -6.516e-08 | 6.3283e-08 | -6.0527e-09 | 3.3162e-08 | -3.1278e-08 | -1.3847e-07 | 2.5806e-09 | -1.7953e-09 | 6.9237e-08 | -7.8614e-11 | -6.9189e-10 | 0 | 0 | 0 | 0 | 0 | 0 |  | 1.5748 | 0.73 | 0.73015 | 1.5748 | 0.73 | 0.73015 | 0.0032578 | -94.4615 | 85.5657 | 0.0032575 | -94.4615 | 85.5657
Line15_16_17 | 0 | 0 | 0 | 0 | 0 | 0 | 0 | 0 | 0 | 0 | 0 | 0 | 3.0227e-09 | -3.258e-08 | 3.1642e-08 | -3.03e-09 | 5.8193e-10 | 3.6375e-10 | -6.9237e-08 | 1.2903e-09 | -8.9765e-10 | 3.4606e-13 | 1.2117e-09 | -1.5895e-09 | 0 | 0 | 0 | 0 | 0 | 0 |  | 1.5748 | 0.73 | 0.73015 | 1.5748 | 0.73 | 0.73015 | 0.0032575 | -94.4615 | 85.5657 | 0.0032575 | -94.4615 | 85.5657
Line16_4_18 | 0 | 0 | 0 | 0 | 0 | 0 | 0 | 0 | 0 | 0 | 0 | 0 | 3.0237e-09 | -3.2582e-08 | 3.1642e-08 | -3.0302e-09 | 5.8188e-10 | 3.6372e-10 | -6.924e-08 | 1.2888e-09 | -8.9797e-10 | 3.0622e-13 | 1.2117e-09 | -1.5896e-09 | 0 | 0 | 0 | 0 | 0 | 0 |  | 1.5748 | 0.73001 | 0.73014 | 1.5748 | 0.73001 | 0.73014 | 0.0028934 | -94.4599 | 85.5641 | 0.0028933 | -94.4599 | 85.5641
Line17_5_19 | 0 | 0 | 0 | 0 | 0 | 0 | 0 | 0 | 0 | 0 | 0 | 0 | 3.0241e-09 | -3.2582e-08 | 3.1643e-08 | -3.0303e-09 | 5.8186e-10 | 3.6371e-10 | -6.9241e-08 | 1.2883e-09 | -8.9808e-10 | 2.9325e-13 | 1.2118e-09 | -1.5896e-09 | 0 | 0 | 0 | 0 | 0 | 0 |  | 1.5748 | 0.73002 | 0.73013 | 1.5748 | 0.73002 | 0.73013 | 0.0027705 | -94.4594 | 85.5635 | 0.0027704 | -94.4594 | 85.5635
Line1_1_3 | 0.00015446 | 0.00015444 | 0.00015448 | 0.00015465 | 0.00015463 | 0.00015467 | 3.5671e-05 | 3.5665e-05 | 3.5676e-05 | 3.5715e-05 | 3.5709e-05 | 3.572e-05 | 3.1062e-08 | 2.5956e-05 | -2.5969e-05 | -3.0949e-08 | -2.5988e-05 | 2.6001e-05 | 5.6174e-05 | -2.0388e-06 | 2.0318e-06 | -5.6243e-05 | 2.0415e-06 | -2.034e-06 | -89.9655 | -89.9682 | -89.9629 | 90.0344 | 90.0318 | 90.0371 |  | 1.5748 | 0.73002 | 0.73013 | 1.5748 | 0.73001 | 0.73014 | 0.0027708 | -94.4594 | 85.5635 | 0.0028924 | -94.4599 | 85.5641
Line2_1_4 | 0.00015561 | 0.0001556 | 0.00015561 | 0.0001558 | 0.00015579 | 0.00015581 | 3.5936e-05 | 3.5935e-05 | 3.5938e-05 | 3.598e-05 | 3.5979e-05 | 3.5982e-05 | 1.148e-08 | 2.6153e-05 | -2.616e-05 | -1.1365e-08 | -2.6185e-05 | 2.6192e-05 | 5.6592e-05 | -2.0459e-06 | 2.0366e-06 | -5.6661e-05 | 2.0487e-06 | -2.0388e-06 | -89.9856 | -89.9863 | -89.9849 | 90.0144 | 90.0137 | 90.015 |  | 1.5748 | 0.73002 | 0.73013 | 1.5748 | 0.73001 | 0.73014 | 0.0027708 | -94.4594 | 85.5635 | 0.0028934 | -94.4599 | 85.5641
Line3_1_5 | 0 | 0 | 0 | 0 | 0 | 0 | 0 | 0 | 0 | 0 | 0 | 0 | 6.0481e-09 | -6.5164e-08 | 6.3285e-08 | -6.0543e-09 | 3.3164e-08 | -3.1279e-08 | -1.3848e-07 | 2.5766e-09 | -1.7962e-09 | 6.9242e-08 | -7.6517e-11 | -6.9153e-10 | 0 | 0 | 0 | 0 | 0 | 0 |  | 1.5748 | 0.73002 | 0.73013 | 1.5748 | 0.73002 | 0.73013 | 0.0027708 | -94.4594 | 85.5635 | 0.0027705 | -94.4594 | 85.5635
Line4_2_6 | 0.00015505 | 1.8848 | 1.8852 | 0.00015524 | 1.8848 | 1.8852 | 3.5808e-05 | 0.43529 | 0.43538 | 3.5852e-05 | 0.43529 | 0.43538 | 1.7551e-08 | 0.10657 | 0.10664 | -1.7074e-08 | -0.071046 | -0.07109 | 5.6389e-05 | 0.21317 | 0.21324 | -5.6457e-05 | -0.14211 | -0.14216 | -89.9789 | -157.8981 | 22.1324 | 90.0211 | 22.1019 | -157.8676 |  | 1.5748 | 0.54751 | 0.5476 | 1.5747 | 0.36501 | 0.36507 | 0.0032584 | -94.4595 | 85.5637 | 0.0037461 | -94.4599 | 85.5641
Line5_6_7 | 0.00015524 | 1.8848 | 1.8852 | 0.00015543 | 1.8848 | 1.8852 | 3.5852e-05 | 0.43529 | 0.43538 | 3.5896e-05 | 0.43529 | 0.43538 | 1.4044e-08 | 0.071046 | 0.07109 | -1.3565e-08 | -0.035524 | -0.035544 | 5.6457e-05 | 0.14211 | 0.14216 | -5.6525e-05 | -0.071055 | -0.071081 | -89.982 | -157.8981 | 22.1324 | 90.018 | 22.1019 | -157.8676 |  | 1.5747 | 0.36501 | 0.36507 | 1.5747 | 0.1825 | 0.18254 | 0.0037461 | -94.4599 | 85.5641 | 0.0042341 | -94.461 | 85.5652
Line6_7_8 | 0 | 1.8848 | 1.8853 | 0 | 1.8848 | 1.8853 | 0 | 0.43527 | 0.43539 | 0 | 0.43527 | 0.43539 | 9.0866e-09 | 0.035518 | 0.03555 | -9.0884e-09 | 2.5032e-12 | -2.4325e-12 | -2.0774e-07 | 0.071056 | 0.07108 | 1.3849e-07 | 4.9471e-12 | -5.0793e-12 | 0 | -157.9025 | 22.1368 | 0 | 22.0975 | -157.8632 |  | 1.5747 | 0.1825 | 0.18254 | 1.5747 | 0 | 0 | 0.0042341 | -94.461 | 85.5652 | 0.0045993 | 0 | 0
Line7_8_9 | 0 | 0 | 0 | 0 | 0 | 0 | 0 | 0 | 0 | 0 | 0 | 0 | 3.0295e-09 | 6.0255e-19 | 5.2621e-19 | -3.0295e-09 | 1.1972e-19 | -1.1131e-17 | -6.9245e-08 | -2.5421e-20 | -6.8556e-21 | 4.8689e-13 | 2.3157e-17 | -5.5438e-18 | 0 | 0 | 0 | 0 | 0 | 0 |  | 1.5747 | 0 | 0 | 1.5747 | 0 | 0 | 0.0045993 | 0 | 0 | 0.0045993 | 0 | 0
Line8_8_10 | 0 | 0 | 0 | 0 | 0 | 0 | 0 | 0 | 0 | 0 | 0 | 0 | 3.0295e-09 | 6.0255e-19 | 5.2621e-19 | -3.0295e-09 | 1.1972e-19 | -1.1131e-17 | -6.9245e-08 | -2.5421e-20 | -6.8556e-21 | 4.8759e-13 | 2.3157e-17 | -5.5438e-18 | 0 | 0 | 0 | 0 | 0 | 0 |  | 1.5747 | 0 | 0 | 1.5747 | 0 | 0 | 0.0045993 | 0 | 0 | 0.0045993 | 0 | 0
Line9_3_11 | 0.00015465 | 0.00015463 | 0.00015467 | 0.00015484 | 0.00015482 | 0.00015486 | 3.5715e-05 | 3.571e-05 | 3.5719e-05 | 3.5759e-05 | 3.5754e-05 | 3.5763e-05 | 2.7918e-08 | 2.5989e-05 | -2.6001e-05 | -2.7805e-08 | -2.6021e-05 | 2.6033e-05 | 5.6243e-05 | -2.0403e-06 | 2.0324e-06 | -5.6312e-05 | 2.043e-06 | -2.0347e-06 | -89.9687 | -89.971 | -89.9663 | 90.0313 | 90.029 | 90.0336 |  | 1.5748 | 0.73001 | 0.73014 | 1.5748 | 0.73001 | 0.73014 | 0.0028924 | -94.4599 | 85.5641 | 0.0030142 | -94.4605 | 85.5646

## LLG_max_10
name | pf_ikss_a_from_ka | pf_ikss_b_from_ka | pf_ikss_c_from_ka | pf_ikss_a_to_ka | pf_ikss_b_to_ka | pf_ikss_c_to_ka | pf_skss_a_from_mw | pf_skss_b_from_mw | pf_skss_c_from_mw | pf_skss_a_to_mw | pf_skss_b_to_mw | pf_skss_c_to_mw | pf_p_a_from_mw | pf_p_b_from_mw | pf_p_c_from_mw | pf_p_a_to_mw | pf_p_b_to_mw | pf_p_c_to_mw | pf_q_a_from_mvar | pf_q_b_from_mvar | pf_q_c_from_mvar | pf_q_a_to_mvar | pf_q_b_to_mvar | pf_q_c_to_mvar | pf_ikss_a_from_degree | pf_ikss_b_from_degree | pf_ikss_c_from_degree | pf_ikss_a_to_degree | pf_ikss_b_to_degree | pf_ikss_c_to_degree | 3xI0 | pf_vm_a_from_pu | pf_vm_b_from_pu | pf_vm_c_from_pu | pf_vm_a_to_pu | pf_vm_b_to_pu | pf_vm_c_to_pu | pf_va_a_from_degree | pf_va_b_from_degree | pf_va_c_from_degree | pf_va_a_to_degree | pf_va_b_to_degree | pf_va_c_to_degree
Line0_1_2 | 0.00016224 | 1.9561 | 1.9566 | 0.00016243 | 1.9561 | 1.9566 | 3.7467e-05 | 0.45175 | 0.45185 | 3.7513e-05 | 0.45175 | 0.45185 | 2.3108e-08 | 0.15304 | 0.15314 | -2.2587e-08 | -0.11478 | -0.11486 | 6.1812e-05 | 0.30614 | 0.30623 | -6.1887e-05 | -0.2296 | -0.22968 | -89.9758 | -158.0654 | 21.9655 | 90.0242 | 21.9346 | -158.0345 |  | 1.6498 | 0.75763 | 0.75775 | 1.6497 | 0.56822 | 0.56832 | 0.0027808 | -94.6266 | 85.3966 | 0.0032684 | -94.6268 | 85.3967
Line10_11_12 | 0.00016221 | 0.00016219 | 0.00016223 | 0.00016241 | 0.00016239 | 0.00016243 | 3.7461e-05 | 3.7457e-05 | 3.7466e-05 | 3.7507e-05 | 3.7503e-05 | 3.7512e-05 | 2.7191e-08 | 2.8285e-05 | -2.8297e-05 | -2.7067e-08 | -2.8319e-05 | 2.8332e-05 | 6.1802e-05 | -2.3025e-06 | 2.293e-06 | -6.1878e-05 | 2.3056e-06 | -2.2955e-06 | -89.9718 | -89.9738 | -89.9697 | 90.0282 | 90.0262 | 90.0303 |  | 1.6498 | 0.75763 | 0.75776 | 1.6498 | 0.75762 | 0.75776 | 0.0030242 | -94.6277 | 85.3977 | 0.0031461 | -94.6282 | 85.3982
Line11_12_13 | 0.00016241 | 0.0001624 | 0.00016243 | 0.00016261 | 0.0001626 | 0.00016263 | 3.7507e-05 | 3.7504e-05 | 3.7511e-05 | 3.7554e-05 | 3.755e-05 | 3.7557e-05 | 2.3741e-08 | 2.832e-05 | -2.8332e-05 | -2.3617e-08 | -2.8355e-05 | 2.8367e-05 | 6.1878e-05 | -2.3043e-06 | 2.2938e-06 | -6.1954e-05 | 2.3074e-06 | -2.2963e-06 | -89.9749 | -89.9766 | -89.9732 | 90.0251 | 90.0234 | 90.0268 |  | 1.6498 | 0.75762 | 0.75776 | 1.6497 | 0.75762 | 0.75777 | 0.0031461 | -94.6282 | 85.3982 | 0.0032682 | -94.6288 | 85.3988
Line12_13_15 | 0 | 0 | 0 | 0 | 0 | 0 | 0 | 0 | 0 | 0 | 0 | 0 | 9.9522e-09 | -1.0631e-07 | 1.0314e-07 | -9.9602e-09 | 7.1532e-08 | -6.8348e-08 | -2.2796e-07 | 4.5373e-09 | -3.21e-09 | 1.5198e-07 | -1.7155e-09 | 4.0446e-10 | 0 | 0 | 0 | 0 | 0 | 0 |  | 1.6497 | 0.75762 | 0.75777 | 1.6497 | 0.75762 | 0.75777 | 0.0032682 | -94.6288 | 85.3988 | 0.0032678 | -94.6288 | 85.3988
Line13_13_14 | 0.00016321 | 0.00016321 | 0.00016321 | 0.00016341 | 0.00016341 | 0.00016341 | 3.7692e-05 | 3.7691e-05 | 3.7692e-05 | 3.7738e-05 | 3.7737e-05 | 3.7738e-05 | 1.0339e-08 | 2.8462e-05 | -2.8469e-05 | -1.0214e-08 | -2.8496e-05 | 2.8504e-05 | 6.2182e-05 | -2.3106e-06 | 2.2978e-06 | -6.2257e-05 | 2.3137e-06 | -2.3003e-06 | -89.9872 | -89.9875 | -89.9869 | 90.0128 | 90.0125 | 90.0131 |  | 1.6497 | 0.75762 | 0.75777 | 1.6497 | 0.75762 | 0.75777 | 0.0032682 | -94.6288 | 85.3988 | 0.003391 | -94.6293 | 85.3993
Line14_15_16 | 0 | 0 | 0 | 0 | 0 | 0 | 0 | 0 | 0 | 0 | 0 | 0 | 6.6348e-09 | -7.0876e-08 | 6.8759e-08 | -6.6428e-09 | 3.6094e-08 | -3.3969e-08 | -1.5197e-07 | 3.0249e-09 | -2.14e-09 | 7.5988e-08 | -2.0311e-10 | -6.6555e-10 | 0 | 0 | 0 | 0 | 0 | 0 |  | 1.6497 | 0.75762 | 0.75777 | 1.6497 | 0.75762 | 0.75777 | 0.0032678 | -94.6288 | 85.3988 | 0.0032676 | -94.6288 | 85.3988
Line15_16_17 | 0 | 0 | 0 | 0 | 0 | 0 | 0 | 0 | 0 | 0 | 0 | 0 | 3.3174e-09 | -3.5438e-08 | 3.4379e-08 | -3.3255e-09 | 6.5639e-10 | 4.103e-10 | -7.5987e-08 | 1.5124e-09 | -1.07e-09 | 3.7974e-13 | 1.3093e-09 | -1.7356e-09 | 0 | 0 | 0 | 0 | 0 | 0 |  | 1.6497 | 0.75762 | 0.75777 | 1.6497 | 0.75762 | 0.75777 | 0.0032676 | -94.6288 | 85.3988 | 0.0032675 | -94.6288 | 85.3988
Line16_4_18 | 0 | 0 | 0 | 0 | 0 | 0 | 0 | 0 | 0 | 0 | 0 | 0 | 3.3185e-09 | -3.544e-08 | 3.438e-08 | -3.3256e-09 | 6.5633e-10 | 4.1027e-10 | -7.5991e-08 | 1.5108e-09 | -1.0704e-09 | 3.3811e-13 | 1.3094e-09 | -1.7356e-09 | 0 | 0 | 0 | 0 | 0 | 0 |  | 1.6498 | 0.75763 | 0.75776 | 1.6498 | 0.75763 | 0.75776 | 0.0029034 | -94.6271 | 85.3971 | 0.0029033 | -94.6271 | 85.3971
Line17_5_19 | 0 | 0 | 0 | 0 | 0 | 0 | 0 | 0 | 0 | 0 | 0 | 0 | 3.3189e-09 | -3.544e-08 | 3.4381e-08 | -3.3257e-09 | 6.5632e-10 | 4.1026e-10 | -7.5993e-08 | 1.5103e-09 | -1.0705e-09 | 3.2338e-13 | 1.3095e-09 | -1.7356e-09 | 0 | 0 | 0 | 0 | 0 | 0 |  | 1.6498 | 0.75763 | 0.75775 | 1.6498 | 0.75763 | 0.75775 | 0.0027805 | -94.6266 | 85.3966 | 0.0027805 | -94.6266 | 85.3966
Line1_1_3 | 0.00016181 | 0.00016179 | 0.00016184 | 0.00016201 | 0.00016199 | 0.00016204 | 3.7369e-05 | 3.7363e-05 | 3.7375e-05 | 3.7415e-05 | 3.741e-05 | 3.7421e-05 | 3.409e-08 | 2.8214e-05 | -2.8228e-05 | -3.3966e-08 | -2.8249e-05 | 2.8263e-05 | 6.1651e-05 | -2.299e-06 | 2.2913e-06 | -6.1727e-05 | 2.302e-06 | -2.2939e-06 | -89.9655 | -89.9683 | -89.9628 | 90.0344 | 90.0317 | 90.0372 |  | 1.6498 | 0.75763 | 0.75775 | 1.6498 | 0.75763 | 0.75776 | 0.0027808 | -94.6266 | 85.3966 | 0.0029024 | -94.6271 | 85.3971
Line2_1_4 | 0.00016302 | 0.00016301 | 0.00016302 | 0.00016322 | 0.00016321 | 0.00016322 | 3.7648e-05 | 3.7646e-05 | 3.7649e-05 | 3.7694e-05 | 3.7692e-05 | 3.7695e-05 | 1.2599e-08 | 2.8428e-05 | -2.8436e-05 | -1.2473e-08 | -2.8463e-05 | 2.8471e-05 | 6.211e-05 | -2.3074e-06 | 2.2972e-06 | -6.2186e-05 | 2.3105e-06 | -2.2997e-06 | -89.9856 | -89.9863 | -89.9849 | 90.0144 | 90.0137 | 90.0151 |  | 1.6498 | 0.75763 | 0.75775 | 1.6498 | 0.75763 | 0.75776 | 0.0027808 | -94.6266 | 85.3966 | 0.0029034 | -94.6271 | 85.3971
Line3_1_5 | 0 | 0 | 0 | 0 | 0 | 0 | 0 | 0 | 0 | 0 | 0 | 0 | 6.6378e-09 | -7.0881e-08 | 6.8761e-08 | -6.6446e-09 | 3.6097e-08 | -3.397e-08 | -1.5199e-07 | 3.0205e-09 | -2.141e-09 | 7.5993e-08 | -2.0082e-10 | -6.6514e-10 | 0 | 0 | 0 | 0 | 0 | 0 |  | 1.6498 | 0.75763 | 0.75775 | 1.6498 | 0.75763 | 0.75775 | 0.0027808 | -94.6266 | 85.3966 | 0.0027805 | -94.6266 | 85.3966
Line4_2_6 | 0.00016243 | 1.9561 | 1.9566 | 0.00016263 | 1.9561 | 1.9566 | 3.7513e-05 | 0.45175 | 0.45185 | 3.7559e-05 | 0.45175 | 0.45185 | 1.9262e-08 | 0.11478 | 0.11486 | -1.8739e-08 | -0.076523 | -0.07657 | 6.1887e-05 | 0.2296 | 0.22968 | -6.1961e-05 | -0.15307 | -0.15312 | -89.9789 | -158.0654 | 21.9655 | 90.0211 | 21.9346 | -158.0345 |  | 1.6497 | 0.56822 | 0.56832 | 1.6497 | 0.37881 | 0.37888 | 0.0032684 | -94.6268 | 85.3967 | 0.0037562 | -94.6271 | 85.3971
Line5_6_7 | 0.00016263 | 1.9561 | 1.9566 | 0.00016283 | 1.9561 | 1.9566 | 3.7559e-05 | 0.45175 | 0.45185 | 3.7605e-05 | 0.45175 | 0.45185 | 1.5413e-08 | 0.076523 | 0.07657 | -1.4888e-08 | -0.038263 | -0.038284 | 6.1961e-05 | 0.15307 | 0.15312 | -6.2036e-05 | -0.076532 | -0.07656 | -89.982 | -158.0654 | 21.9655 | 90.018 | 21.9346 | -158.0345 |  | 1.6497 | 0.37881 | 0.37888 | 1.6497 | 0.18941 | 0.18944 | 0.0037562 | -94.6271 | 85.3971 | 0.0042441 | -94.6282 | 85.3982
Line6_7_8 | 0 | 1.9561 | 1.9566 | 0 | 1.9561 | 1.9566 | 0 | 0.45174 | 0.45186 | 0 | 0.45174 | 0.45186 | 9.9725e-09 | 0.038255 | 0.038291 | -9.9745e-09 | 7.7703e-12 | -7.6808e-12 | -2.2799e-07 | 0.076533 | 0.07656 | 1.5199e-07 | 1.1634e-13 | -3.6061e-13 | 0 | -158.0698 | 21.9699 | 0 | 21.9302 | -158.0301 |  | 1.6497 | 0.18941 | 0.18944 | 1.6497 | 0 | 0 | 0.0042441 | -94.6282 | 85.3982 | 0.0046093 | 0 | 0
Line7_8_9 | 0 | 0 | 0 | 0 | 0 | 0 | 0 | 0 | 0 | 0 | 0 | 0 | 3.3248e-09 | 3.6215e-19 | 3.3339e-19 | -3.3248e-09 | 1.2481e-19 | -1.2268e-17 | -7.5997e-08 | -7.7262e-19 | -6.4413e-19 | 5.3595e-13 | 2.548e-17 | -6.1225e-18 | 0 | 0 | 0 | 0 | 0 | 0 |  | 1.6497 | 0 | 0 | 1.6497 | 0 | 0 | 0.0046093 | 0 | 0 | 0.0046093 | 0 | 0
Line8_8_10 | 0 | 0 | 0 | 0 | 0 | 0 | 0 | 0 | 0 | 0 | 0 | 0 | 3.3248e-09 | 3.6215e-19 | 3.3339e-19 | -3.3248e-09 | 1.2481e-19 | -1.2268e-17 | -7.5997e-08 | -7.7262e-19 | -6.4413e-19 | 5.3595e-13 | 2.548e-17 | -6.1225e-18 | 0 | 0 | 0 | 0 | 0 | 0 |  | 1.6497 | 0 | 0 | 1.6497 | 0 | 0 | 0.0046093 | 0 | 0 | 0.0046093 | 0 | 0
Line9_3_11 | 0.00016201 | 0.00016199 | 0.00016204 | 0.00016221 | 0.00016219 | 0.00016223 | 3.7415e-05 | 3.741e-05 | 3.742e-05 | 3.7461e-05 | 3.7456e-05 | 3.7466e-05 | 3.064e-08 | 2.825e-05 | -2.8263e-05 | -3.0516e-08 | -2.8284e-05 | 2.8298e-05 | 6.1727e-05 | -2.3007e-06 | 2.2922e-06 | -6.1802e-05 | 2.3038e-06 | -2.2947e-06 | -89.9687 | -89.971 | -89.9663 | 90.0313 | 90.0289 | 90.0337 |  | 1.6498 | 0.75763 | 0.75776 | 1.6498 | 0.75763 | 0.75776 | 0.0029024 | -94.6271 | 85.3971 | 0.0030242 | -94.6277 | 85.3977

## LLG_max_fault_6
name | pf_ikss_a_from_ka | pf_ikss_b_from_ka | pf_ikss_c_from_ka | pf_ikss_a_to_ka | pf_ikss_b_to_ka | pf_ikss_c_to_ka | pf_skss_a_from_mw | pf_skss_b_from_mw | pf_skss_c_from_mw | pf_skss_a_to_mw | pf_skss_b_to_mw | pf_skss_c_to_mw | pf_p_a_from_mw | pf_p_b_from_mw | pf_p_c_from_mw | pf_p_a_to_mw | pf_p_b_to_mw | pf_p_c_to_mw | pf_q_a_from_mvar | pf_q_b_from_mvar | pf_q_c_from_mvar | pf_q_a_to_mvar | pf_q_b_to_mvar | pf_q_c_to_mvar | pf_ikss_a_from_degree | pf_ikss_b_from_degree | pf_ikss_c_from_degree | pf_ikss_a_to_degree | pf_ikss_b_to_degree | pf_ikss_c_to_degree | 3xI0 | pf_vm_a_from_pu | pf_vm_b_from_pu | pf_vm_c_from_pu | pf_vm_a_to_pu | pf_vm_b_to_pu | pf_vm_c_to_pu | pf_va_a_from_degree | pf_va_b_from_degree | pf_va_c_from_degree | pf_va_a_to_degree | pf_va_b_to_degree | pf_va_c_to_degree
Line0_1_2 | 0.00015047 | 0.028916 | 0.029635 | 0.00015066 | 0.028916 | 0.029635 | 3.4751e-05 | 0.0066779 | 0.0068439 | 3.4793e-05 | 0.006678 | 0.0068439 | 1.0387e-06 | 0.0042155 | 0.0044257 | -1.0395e-06 | -0.0042073 | -0.0044168 | 5.4194e-05 | 0.0042172 | 0.0044926 | -5.4259e-05 | -0.0042004 | -0.0044751 | -88.3765 | -136.1088 | 45.3983 | 91.6234 | 43.8915 | -134.6019 |  | 1.5598 | 0.89292 | 0.92146 | 1.5598 | 0.89026 | 0.91874 | 0.52549 | -91.0973 | 90.828 | 0.52595 | -91.1551 | 90.7735
Line10_11_12 | 0.00015045 | 0.00015045 | 0.00015045 | 0.00015064 | 0.00015064 | 0.00015064 | 3.4746e-05 | 3.4746e-05 | 3.4746e-05 | 3.4789e-05 | 3.4788e-05 | 3.4789e-05 | 1.0421e-06 | 3.099e-05 | -3.2014e-05 | -1.0432e-06 | -3.1028e-05 | 3.2053e-05 | 5.4186e-05 | -1.4753e-06 | 4.4631e-07 | -5.4252e-05 | 1.4774e-06 | -4.4662e-07 | -88.3725 | -88.3726 | -88.3724 | 91.6275 | 91.6274 | 91.6275 |  | 1.5598 | 0.89292 | 0.92147 | 1.5598 | 0.89291 | 0.92147 | 0.52572 | -91.0982 | 90.8288 | 0.52583 | -91.0986 | 90.8292
Line11_12_13 | 0.00015064 | 0.00015064 | 0.00015064 | 0.00015082 | 0.00015082 | 0.00015082 | 3.4789e-05 | 3.4788e-05 | 3.4789e-05 | 3.4831e-05 | 3.4831e-05 | 3.4831e-05 | 1.0403e-06 | 3.1028e-05 | -3.2053e-05 | -1.0415e-06 | -3.1066e-05 | 3.2093e-05 | 5.4252e-05 | -1.4757e-06 | 4.4489e-07 | -5.4318e-05 | 1.4777e-06 | -4.452e-07 | -88.3756 | -88.3757 | -88.3756 | 91.6244 | 91.6243 | 91.6244 |  | 1.5598 | 0.89291 | 0.92147 | 1.5598 | 0.89291 | 0.92147 | 0.52583 | -91.0986 | 90.8292 | 0.52595 | -91.0991 | 90.8297
Line12_13_15 | 0 | 0 | 0 | 0 | 0 | 0 | 0 | 0 | 0 | 0 | 0 | 0 | 4.9698e-09 | -1.1457e-07 | 1.1813e-07 | -6.2288e-09 | 7.6465e-08 | -7.8772e-08 | -2.0003e-07 | 4.2178e-10 | 3.5819e-09 | 1.3341e-07 | 1.3802e-09 | -4.1171e-09 | 0 | 0 | 0 | 0 | 0 | 0 |  | 1.5598 | 0.89291 | 0.92147 | 1.5598 | 0.89291 | 0.92147 | 0.52595 | -91.0991 | 90.8297 | 0.52595 | -91.0991 | 90.8297
Line13_13_14 | 0.00015138 | 0.00015138 | 0.00015138 | 0.00015156 | 0.00015156 | 0.00015156 | 3.4959e-05 | 3.4959e-05 | 3.4959e-05 | 3.5002e-05 | 3.5002e-05 | 3.5002e-05 | 1.0336e-06 | 3.1181e-05 | -3.2211e-05 | -1.0347e-06 | -3.1219e-05 | 3.2251e-05 | 5.4519e-05 | -1.4765e-06 | 4.3989e-07 | -5.4585e-05 | 1.4785e-06 | -4.402e-07 | -88.3879 | -88.388 | -88.3879 | 91.6121 | 91.612 | 91.6121 |  | 1.5598 | 0.89291 | 0.92147 | 1.5598 | 0.89291 | 0.92147 | 0.52595 | -91.0991 | 90.8297 | 0.52606 | -91.0995 | 90.8301
Line14_15_16 | 0 | 0 | 0 | 0 | 0 | 0 | 0 | 0 | 0 | 0 | 0 | 0 | 3.3132e-09 | -7.6379e-08 | 7.8756e-08 | -4.5722e-09 | 3.8276e-08 | -3.9394e-08 | -1.3336e-07 | 2.8118e-10 | 2.3879e-09 | 6.6733e-08 | 1.5208e-09 | -2.9231e-09 | 0 | 0 | 0 | 0 | 0 | 0 |  | 1.5598 | 0.89291 | 0.92147 | 1.5598 | 0.89291 | 0.92147 | 0.52595 | -91.0991 | 90.8297 | 0.52595 | -91.099 | 90.8297
Line15_16_17 | 0 | 0 | 0 | 0 | 0 | 0 | 0 | 0 | 0 | 0 | 0 | 0 | 1.6566e-09 | -3.819e-08 | 3.9378e-08 | -2.9157e-09 | 8.6165e-11 | -1.5672e-11 | -6.6678e-08 | 1.4059e-10 | 1.194e-09 | 5.5123e-11 | 1.6614e-09 | -1.7292e-09 | 0 | 0 | 0 | 0 | 0 | 0 |  | 1.5598 | 0.89291 | 0.92147 | 1.5598 | 0.89291 | 0.92147 | 0.52595 | -91.099 | 90.8297 | 0.52595 | -91.099 | 90.8297
Line16_4_18 | 0 | 0 | 0 | 0 | 0 | 0 | 0 | 0 | 0 | 0 | 0 | 0 | 1.6575e-09 | -3.8191e-08 | 3.9379e-08 | -2.9158e-09 | 8.61e-11 | -1.5677e-11 | -6.6681e-08 | 1.3902e-10 | 1.1939e-09 | 5.5089e-11 | 1.6615e-09 | -1.7292e-09 | 0 | 0 | 0 | 0 | 0 | 0 |  | 1.5598 | 0.89292 | 0.92146 | 1.5598 | 0.89292 | 0.92146 | 0.5256 | -91.0978 | 90.8284 | 0.5256 | -91.0978 | 90.8284
Line17_5_19 | 0 | 0 | 0 | 0 | 0 | 0 | 0 | 0 | 0 | 0 | 0 | 0 | 1.6579e-09 | -3.8192e-08 | 3.938e-08 | -2.9159e-09 | 8.6079e-11 | -1.5678e-11 | -6.6682e-08 | 1.3849e-10 | 1.1939e-09 | 5.5076e-11 | 1.6615e-09 | -1.7292e-09 | 0 | 0 | 0 | 0 | 0 | 0 |  | 1.5598 | 0.89292 | 0.92146 | 1.5598 | 0.89292 | 0.92146 | 0.52549 | -91.0973 | 90.828 | 0.52549 | -91.0973 | 90.828
Line1_1_3 | 0.00015008 | 0.00015008 | 0.00015008 | 0.00015027 | 0.00015027 | 0.00015027 | 3.466e-05 | 3.466e-05 | 3.466e-05 | 3.4703e-05 | 3.4703e-05 | 3.4703e-05 | 1.0456e-06 | 3.0914e-05 | -3.1935e-05 | -1.0468e-06 | -3.0952e-05 | 3.1974e-05 | 5.4053e-05 | -1.4746e-06 | 4.4915e-07 | -5.4119e-05 | 1.4766e-06 | -4.4946e-07 | -88.3663 | -88.3664 | -88.3662 | 91.6337 | 91.6336 | 91.6338 |  | 1.5598 | 0.89292 | 0.92146 | 1.5598 | 0.89292 | 0.92146 | 0.52549 | -91.0973 | 90.828 | 0.5256 | -91.0978 | 90.8284
Line2_1_4 | 0.0001512 | 0.0001512 | 0.0001512 | 0.00015139 | 0.00015139 | 0.00015139 | 3.4918e-05 | 3.4918e-05 | 3.4918e-05 | 3.4961e-05 | 3.4961e-05 | 3.4961e-05 | 1.0344e-06 | 3.1145e-05 | -3.2173e-05 | -1.0355e-06 | -3.1183e-05 | 3.2212e-05 | 5.4456e-05 | -1.4747e-06 | 4.412e-07 | -5.4522e-05 | 1.4768e-06 | -4.415e-07 | -88.3863 | -88.3864 | -88.3863 | 91.6137 | 91.6136 | 91.6137 |  | 1.5598 | 0.89292 | 0.92146 | 1.5598 | 0.89292 | 0.92146 | 0.52549 | -91.0973 | 90.828 | 0.5256 | -91.0978 | 90.8284
Line3_1_5 | 0 | 0 | 0 | 0 | 0 | 0 | 0 | 0 | 0 | 0 | 0 | 0 | 3.3157e-09 | -7.6384e-08 | 7.8759e-08 | -4.5737e-09 | 3.8278e-08 | -3.9395e-08 | -1.3336e-07 | 2.7697e-10 | 2.3878e-09 | 6.6737e-08 | 1.5231e-09 | -2.9231e-09 | 0 | 0 | 0 | 0 | 0 | 0 |  | 1.5598 | 0.89292 | 0.92146 | 1.5598 | 0.89292 | 0.92146 | 0.52549 | -91.0973 | 90.828 | 0.52549 | -91.0973 | 90.828
Line4_2_6 | 0.00015066 | 0.028916 | 0.029635 | 0.00015084 | 0.028917 | 0.029635 | 3.4793e-05 | 0.006678 | 0.0068438 | 3.4836e-05 | 0.006678 | 0.0068438 | 1.0365e-06 | 0.0042073 | 0.0044168 | -1.0373e-06 | -0.004199 | -0.004408 | 5.426e-05 | 0.0042004 | 0.0044751 | -5.4325e-05 | -0.0041836 | -0.0044576 | -88.3796 | -136.1085 | 45.3981 | 91.6203 | 43.8917 | -134.6022 |  | 1.5598 | 0.89026 | 0.91874 | 1.5597 | 0.8876 | 0.91602 | 0.52595 | -91.1551 | 90.7735 | 0.52641 | -91.2133 | 90.7187
Line5_6_7 | 0.00015084 | 0.028917 | 0.029635 | 0.00015103 | 0.028917 | 0.029634 | 3.4836e-05 | 0.006678 | 0.0068438 | 3.4879e-05 | 0.006678 | 0.0068438 | 1.0344e-06 | 0.004199 | 0.004408 | -1.0352e-06 | -0.0041907 | -0.0043991 | 5.4325e-05 | 0.0041836 | 0.0044576 | -5.4391e-05 | -0.0041668 | -0.0044402 | -88.3827 | -136.1083 | 45.3979 | 91.6173 | 43.892 | -134.6024 |  | 1.5597 | 0.8876 | 0.91602 | 1.5597 | 0.88494 | 0.9133 | 0.52641 | -91.2133 | 90.7187 | 0.52687 | -91.2718 | 90.6636
Line6_7_8 | 0 | 0.028815 | 0.02974 | 0 | 0.028815 | 0.029739 | 0 | 0.0066545 | 0.0068681 | 0 | 0.0066545 | 0.006868 | 4.9869e-09 | 0.0041597 | 0.0044311 | -6.2409e-09 | -0.0041515 | -0.0044222 | -2.0006e-07 | 0.0041683 | 0.0044396 | 1.3343e-07 | -0.0041516 | -0.0044221 | 0 | -136.331 | 45.6084 | 0 | 43.6693 | -134.3918 |  | 1.5597 | 0.88494 | 0.9133 | 1.5597 | 0.88228 | 0.91057 | 0.52687 | -91.2718 | 90.6636 | 0.52721 | -91.3302 | 90.6077
Line7_8_9 | 0 | 0 | 0 | 0 | 0 | 0 | 0 | 0 | 0 | 0 | 0 | 0 | 1.6629e-09 | -3.7775e-08 | 3.8887e-08 | -2.9151e-09 | 1.2612e-10 | 1.4261e-11 | -6.6686e-08 | 3.0002e-10 | 1.0441e-09 | 5.5253e-11 | 1.6296e-09 | -1.7206e-09 | 0 | 0 | 0 | 0 | 0 | 0 |  | 1.5597 | 0.88228 | 0.91057 | 1.5597 | 0.88228 | 0.91057 | 0.52721 | -91.3302 | 90.6077 | 0.52721 | -91.3302 | 90.6077
Line8_8_10 | 0 | 0 | 0 | 0 | 0 | 0 | 0 | 0 | 0 | 0 | 0 | 0 | 1.6629e-09 | -3.7775e-08 | 3.8887e-08 | -2.9151e-09 | 1.2612e-10 | 1.4261e-11 | -6.6686e-08 | 3.0002e-10 | 1.0441e-09 | 5.5254e-11 | 1.6296e-09 | -1.7206e-09 | 0 | 0 | 0 | 0 | 0 | 0 |  | 1.5597 | 0.88228 | 0.91057 | 1.5597 | 0.88228 | 0.91057 | 0.52721 | -91.3302 | 90.6077 | 0.52721 | -91.3302 | 90.6077
Line9_3_11 | 0.00015027 | 0.00015027 | 0.00015027 | 0.00015045 | 0.00015045 | 0.00015045 | 3.4703e-05 | 3.4703e-05 | 3.4703e-05 | 3.4746e-05 | 3.4746e-05 | 3.4746e-05 | 1.0439e-06 | 3.0952e-05 | -3.1974e-05 | -1.045e-06 | -3.099e-05 | 3.2014e-05 | 5.4119e-05 | -1.475e-06 | 4.4773e-07 | -5.4186e-05 | 1.477e-06 | -4.4804e-07 | -88.3694 | -88.3695 | -88.3693 | 91.6306 | 91.6305 | 91.6307 |  | 1.5598 | 0.89292 | 0.92146 | 1.5598 | 0.89292 | 0.92147 | 0.5256 | -91.0978 | 90.8284 | 0.52572 | -91.0982 | 90.8288

## LLG_max_fault_10
name | pf_ikss_a_from_ka | pf_ikss_b_from_ka | pf_ikss_c_from_ka | pf_ikss_a_to_ka | pf_ikss_b_to_ka | pf_ikss_c_to_ka | pf_skss_a_from_mw | pf_skss_b_from_mw | pf_skss_c_from_mw | pf_skss_a_to_mw | pf_skss_b_to_mw | pf_skss_c_to_mw | pf_p_a_from_mw | pf_p_b_from_mw | pf_p_c_from_mw | pf_p_a_to_mw | pf_p_b_to_mw | pf_p_c_to_mw | pf_q_a_from_mvar | pf_q_b_from_mvar | pf_q_c_from_mvar | pf_q_a_to_mvar | pf_q_b_to_mvar | pf_q_c_to_mvar | pf_ikss_a_from_degree | pf_ikss_b_from_degree | pf_ikss_c_from_degree | pf_ikss_a_to_degree | pf_ikss_b_to_degree | pf_ikss_c_to_degree | 3xI0 | pf_vm_a_from_pu | pf_vm_b_from_pu | pf_vm_c_from_pu | pf_vm_a_to_pu | pf_vm_b_to_pu | pf_vm_c_to_pu | pf_va_a_from_degree | pf_va_b_from_degree | pf_va_c_from_degree | pf_va_a_to_degree | pf_va_b_to_degree | pf_va_c_to_degree
Line0_1_2 | 0.00015764 | 0.03029 | 0.031042 | 0.00015783 | 0.03029 | 0.031042 | 3.6405e-05 | 0.0069951 | 0.0071689 | 3.645e-05 | 0.0069951 | 0.0071689 | 1.1399e-06 | 0.0046255 | 0.0048561 | -1.1408e-06 | -0.0046164 | -0.0048464 | 5.9478e-05 | 0.0046273 | 0.0049295 | -5.955e-05 | -0.0046089 | -0.0049103 | -88.3765 | -136.1146 | 45.3929 | 91.6234 | 43.8857 | -134.6074 |  | 1.6341 | 0.93533 | 0.96522 | 1.634 | 0.93254 | 0.96237 | 0.52549 | -91.1032 | 90.8226 | 0.52596 | -91.161 | 90.7681
Line10_11_12 | 0.00015762 | 0.00015762 | 0.00015762 | 0.00015781 | 0.00015781 | 0.00015781 | 3.64e-05 | 3.64e-05 | 3.64e-05 | 3.6445e-05 | 3.6445e-05 | 3.6445e-05 | 1.1437e-06 | 3.4007e-05 | -3.5131e-05 | -1.145e-06 | -3.4049e-05 | 3.5175e-05 | 5.9469e-05 | -1.6225e-06 | 4.9311e-07 | -5.9542e-05 | 1.6247e-06 | -4.9346e-07 | -88.3725 | -88.3726 | -88.3724 | 91.6275 | 91.6274 | 91.6275 |  | 1.634 | 0.93533 | 0.96523 | 1.634 | 0.93532 | 0.96523 | 0.52572 | -91.104 | 90.8234 | 0.52584 | -91.1045 | 90.8238
Line11_12_13 | 0.00015781 | 0.00015781 | 0.00015781 | 0.00015801 | 0.00015801 | 0.00015801 | 3.6445e-05 | 3.6445e-05 | 3.6445e-05 | 3.649e-05 | 3.649e-05 | 3.649e-05 | 1.1418e-06 | 3.4049e-05 | -3.5175e-05 | -1.143e-06 | -3.4091e-05 | 3.5218e-05 | 5.9542e-05 | -1.6229e-06 | 4.9156e-07 | -5.9615e-05 | 1.6251e-06 | -4.919e-07 | -88.3756 | -88.3757 | -88.3755 | 91.6244 | 91.6243 | 91.6244 |  | 1.634 | 0.93532 | 0.96523 | 1.634 | 0.93532 | 0.96524 | 0.52584 | -91.1045 | 90.8238 | 0.52596 | -91.1049 | 90.8242
Line12_13_15 | 0 | 0 | 0 | 0 | 0 | 0 | 0 | 0 | 0 | 0 | 0 | 0 | 5.4543e-09 | -1.2573e-07 | 1.2964e-07 | -6.8361e-09 | 8.3912e-08 | -8.6442e-08 | -2.1954e-07 | 4.7664e-10 | 3.9194e-09 | 1.4642e-07 | 1.5051e-09 | -4.5108e-09 | 0 | 0 | 0 | 0 | 0 | 0 |  | 1.634 | 0.93532 | 0.96524 | 1.634 | 0.93532 | 0.96524 | 0.52596 | -91.1049 | 90.8242 | 0.52595 | -91.1049 | 90.8242
Line13_13_14 | 0.00015859 | 0.00015859 | 0.00015859 | 0.00015878 | 0.00015878 | 0.00015878 | 3.6624e-05 | 3.6624e-05 | 3.6624e-05 | 3.6669e-05 | 3.6669e-05 | 3.6669e-05 | 1.1344e-06 | 3.4217e-05 | -3.5348e-05 | -1.1356e-06 | -3.4258e-05 | 3.5391e-05 | 5.9834e-05 | -1.6238e-06 | 4.8608e-07 | -5.9907e-05 | 1.626e-06 | -4.8642e-07 | -88.3879 | -88.3879 | -88.3879 | 91.6121 | 91.612 | 91.6121 |  | 1.634 | 0.93532 | 0.96524 | 1.634 | 0.93532 | 0.96524 | 0.52596 | -91.1049 | 90.8242 | 0.52607 | -91.1053 | 90.8246
Line14_15_16 | 0 | 0 | 0 | 0 | 0 | 0 | 0 | 0 | 0 | 0 | 0 | 0 | 3.6362e-09 | -8.3817e-08 | 8.6425e-08 | -5.018e-09 | 4.2004e-08 | -4.3229e-08 | -1.4636e-07 | 3.1776e-10 | 2.6129e-09 | 7.3239e-08 | 1.664e-09 | -3.2043e-09 | 0 | 0 | 0 | 0 | 0 | 0 |  | 1.634 | 0.93532 | 0.96524 | 1.634 | 0.93532 | 0.96524 | 0.52595 | -91.1049 | 90.8242 | 0.52595 | -91.1049 | 90.8242
Line15_16_17 | 0 | 0 | 0 | 0 | 0 | 0 | 0 | 0 | 0 | 0 | 0 | 0 | 1.8181e-09 | -4.1909e-08 | 4.3212e-08 | -3.1999e-09 | 9.512e-11 | -1.6977e-11 | -7.3179e-08 | 1.5888e-10 | 1.3065e-09 | 6.0499e-11 | 1.8229e-09 | -1.8979e-09 | 0 | 0 | 0 | 0 | 0 | 0 |  | 1.634 | 0.93532 | 0.96524 | 1.634 | 0.93532 | 0.96524 | 0.52595 | -91.1049 | 90.8242 | 0.52595 | -91.1049 | 90.8242
Line16_4_18 | 0 | 0 | 0 | 0 | 0 | 0 | 0 | 0 | 0 | 0 | 0 | 0 | 1.8191e-09 | -4.1911e-08 | 4.3214e-08 | -3.2001e-09 | 9.5048e-11 | -1.6982e-11 | -7.3183e-08 | 1.5715e-10 | 1.3064e-09 | 6.046e-11 | 1.823e-09 | -1.8979e-09 | 0 | 0 | 0 | 0 | 0 | 0 |  | 1.6341 | 0.93533 | 0.96523 | 1.6341 | 0.93533 | 0.96523 | 0.52561 | -91.1036 | 90.823 | 0.52561 | -91.1036 | 90.823
Line17_5_19 | 0 | 0 | 0 | 0 | 0 | 0 | 0 | 0 | 0 | 0 | 0 | 0 | 1.8195e-09 | -4.1911e-08 | 4.3214e-08 | -3.2001e-09 | 9.5024e-11 | -1.6984e-11 | -7.3184e-08 | 1.5657e-10 | 1.3064e-09 | 6.0448e-11 | 1.823e-09 | -1.8979e-09 | 0 | 0 | 0 | 0 | 0 | 0 |  | 1.6341 | 0.93533 | 0.96522 | 1.6341 | 0.93533 | 0.96522 | 0.52549 | -91.1032 | 90.8226 | 0.52549 | -91.1032 | 90.8226
Line1_1_3 | 0.00015723 | 0.00015723 | 0.00015723 | 0.00015742 | 0.00015742 | 0.00015742 | 3.6311e-05 | 3.6311e-05 | 3.6311e-05 | 3.6356e-05 | 3.6355e-05 | 3.6356e-05 | 1.1476e-06 | 3.3924e-05 | -3.5045e-05 | -1.1488e-06 | -3.3966e-05 | 3.5088e-05 | 5.9323e-05 | -1.6217e-06 | 4.9622e-07 | -5.9396e-05 | 1.6239e-06 | -4.9657e-07 | -88.3663 | -88.3664 | -88.3662 | 91.6337 | 91.6336 | 91.6338 |  | 1.6341 | 0.93533 | 0.96522 | 1.6341 | 0.93533 | 0.96523 | 0.52549 | -91.1032 | 90.8226 | 0.52561 | -91.1036 | 90.823
Line2_1_4 | 0.0001584 | 0.0001584 | 0.0001584 | 0.00015859 | 0.00015859 | 0.00015859 | 3.6581e-05 | 3.6581e-05 | 3.6581e-05 | 3.6626e-05 | 3.6626e-05 | 3.6626e-05 | 1.1352e-06 | 3.4177e-05 | -3.5306e-05 | -1.1365e-06 | -3.4219e-05 | 3.5349e-05 | 5.9765e-05 | -1.6218e-06 | 4.8751e-07 | -5.9838e-05 | 1.624e-06 | -4.8785e-07 | -88.3863 | -88.3864 | -88.3863 | 91.6137 | 91.6136 | 91.6137 |  | 1.6341 | 0.93533 | 0.96522 | 1.6341 | 0.93533 | 0.96523 | 0.52549 | -91.1032 | 90.8226 | 0.52561 | -91.1036 | 90.823
Line3_1_5 | 0 | 0 | 0 | 0 | 0 | 0 | 0 | 0 | 0 | 0 | 0 | 0 | 3.639e-09 | -8.3823e-08 | 8.6428e-08 | -5.0196e-09 | 4.2006e-08 | -4.3231e-08 | -1.4637e-07 | 3.1314e-10 | 2.6128e-09 | 7.3244e-08 | 1.6664e-09 | -3.2043e-09 | 0 | 0 | 0 | 0 | 0 | 0 |  | 1.6341 | 0.93533 | 0.96522 | 1.6341 | 0.93533 | 0.96522 | 0.52549 | -91.1032 | 90.8226 | 0.52549 | -91.1032 | 90.8226
Line4_2_6 | 0.00015783 | 0.03029 | 0.031042 | 0.00015803 | 0.03029 | 0.031042 | 3.645e-05 | 0.0069951 | 0.0071689 | 3.6495e-05 | 0.0069952 | 0.0071689 | 1.1376e-06 | 0.0046164 | 0.0048464 | -1.1385e-06 | -0.0046073 | -0.0048367 | 5.955e-05 | 0.0046089 | 0.0049103 | -5.9622e-05 | -0.0045904 | -0.0048911 | -88.3796 | -136.1143 | 45.3926 | 91.6204 | 43.8859 | -134.6076 |  | 1.634 | 0.93254 | 0.96237 | 1.634 | 0.92976 | 0.95952 | 0.52596 | -91.161 | 90.7681 | 0.52642 | -91.2191 | 90.7133
Line5_6_7 | 0.00015803 | 0.03029 | 0.031042 | 0.00015822 | 0.03029 | 0.031042 | 3.6495e-05 | 0.0069952 | 0.0071689 | 3.654e-05 | 0.0069952 | 0.0071688 | 1.1353e-06 | 0.0046073 | 0.0048367 | -1.1362e-06 | -0.0045982 | -0.0048269 | 5.9622e-05 | 0.0045904 | 0.0048911 | -5.9694e-05 | -0.004572 | -0.004872 | -88.3827 | -136.1141 | 45.3924 | 91.6173 | 43.8862 | -134.6079 |  | 1.634 | 0.92976 | 0.95952 | 1.634 | 0.92697 | 0.95667 | 0.52642 | -91.2191 | 90.7133 | 0.52688 | -91.2776 | 90.6581
Line6_7_8 | 0 | 0.030183 | 0.031152 | 0 | 0.030184 | 0.031152 | 0 | 0.0069706 | 0.0071943 | 0 | 0.0069706 | 0.0071942 | 5.4731e-09 | 0.0045643 | 0.004862 | -6.8493e-09 | -0.0045553 | -0.0048522 | -2.1957e-07 | 0.0045737 | 0.0048714 | 1.4644e-07 | -0.0045553 | -0.0048521 | 0 | -136.3368 | 45.603 | 0 | 43.6634 | -134.3973 |  | 1.634 | 0.92697 | 0.95667 | 1.634 | 0.92419 | 0.95382 | 0.52688 | -91.2776 | 90.6581 | 0.52722 | -91.3361 | 90.6022
Line7_8_9 | 0 | 0 | 0 | 0 | 0 | 0 | 0 | 0 | 0 | 0 | 0 | 0 | 1.825e-09 | -4.1454e-08 | 4.2673e-08 | -3.1993e-09 | 1.3895e-10 | 1.5861e-11 | -7.3188e-08 | 3.3378e-10 | 1.1421e-09 | 6.0641e-11 | 1.788e-09 | -1.8884e-09 | 0 | 0 | 0 | 0 | 0 | 0 |  | 1.634 | 0.92419 | 0.95382 | 1.634 | 0.92419 | 0.95382 | 0.52722 | -91.3361 | 90.6022 | 0.52722 | -91.3361 | 90.6022
Line8_8_10 | 0 | 0 | 0 | 0 | 0 | 0 | 0 | 0 | 0 | 0 | 0 | 0 | 1.825e-09 | -4.1454e-08 | 4.2673e-08 | -3.1993e-09 | 1.3895e-10 | 1.5862e-11 | -7.3188e-08 | 3.3378e-10 | 1.1421e-09 | 6.0642e-11 | 1.788e-09 | -1.8884e-09 | 0 | 0 | 0 | 0 | 0 | 0 |  | 1.634 | 0.92419 | 0.95382 | 1.634 | 0.92419 | 0.95382 | 0.52722 | -91.3361 | 90.6022 | 0.52722 | -91.3361 | 90.6022
Line9_3_11 | 0.00015742 | 0.00015742 | 0.00015742 | 0.00015762 | 0.00015762 | 0.00015762 | 3.6356e-05 | 3.6355e-05 | 3.6356e-05 | 3.64e-05 | 3.64e-05 | 3.64e-05 | 1.1456e-06 | 3.3966e-05 | -3.5088e-05 | -1.1469e-06 | -3.4007e-05 | 3.5131e-05 | 5.9396e-05 | -1.6221e-06 | 4.9467e-07 | -5.9469e-05 | 1.6243e-06 | -4.9501e-07 | -88.3694 | -88.3695 | -88.3693 | 91.6306 | 91.6305 | 91.6307 |  | 1.6341 | 0.93533 | 0.96523 | 1.634 | 0.93533 | 0.96523 | 0.52561 | -91.1036 | 90.823 | 0.52572 | -91.104 | 90.8234

## LLG_min_6
name | pf_ikss_a_from_ka | pf_ikss_b_from_ka | pf_ikss_c_from_ka | pf_ikss_a_to_ka | pf_ikss_b_to_ka | pf_ikss_c_to_ka | pf_skss_a_from_mw | pf_skss_b_from_mw | pf_skss_c_from_mw | pf_skss_a_to_mw | pf_skss_b_to_mw | pf_skss_c_to_mw | pf_p_a_from_mw | pf_p_b_from_mw | pf_p_c_from_mw | pf_p_a_to_mw | pf_p_b_to_mw | pf_p_c_to_mw | pf_q_a_from_mvar | pf_q_b_from_mvar | pf_q_c_from_mvar | pf_q_a_to_mvar | pf_q_b_to_mvar | pf_q_c_to_mvar | pf_ikss_a_from_degree | pf_ikss_b_from_degree | pf_ikss_c_from_degree | pf_ikss_a_to_degree | pf_ikss_b_to_degree | pf_ikss_c_to_degree | 3xI0 | pf_vm_a_from_pu | pf_vm_b_from_pu | pf_vm_c_from_pu | pf_vm_a_to_pu | pf_vm_b_to_pu | pf_vm_c_to_pu | pf_va_a_from_degree | pf_va_b_from_degree | pf_va_c_from_degree | pf_va_a_to_degree | pf_va_b_to_degree | pf_va_c_to_degree
Line0_1_2 | 0.00014011 | 1.4547 | 1.4553 | 0.00014028 | 1.4547 | 1.4553 | 3.2358e-05 | 0.33595 | 0.33608 | 3.2397e-05 | 0.33595 | 0.33608 | 1.9403e-08 | 0.16251 | 0.16265 | -1.8657e-08 | -0.12189 | -0.12199 | 4.6103e-05 | 0.16931 | 0.16941 | -4.6159e-05 | -0.12698 | -0.12706 | -89.9708 | -142.8881 | 37.1427 | 90.0292 | 37.1119 | -142.8573 |  | 1.4248 | 0.69858 | 0.69879 | 1.4248 | 0.52393 | 0.52409 | 0.0051344 | -96.7151 | 83.308 | 0.0060709 | -96.7153 | 83.3081
Line10_11_12 | 0.00014009 | 0.00014008 | 0.0001401 | 0.00014026 | 0.00014025 | 0.00014028 | 3.2353e-05 | 3.235e-05 | 3.2356e-05 | 3.2393e-05 | 3.239e-05 | 3.2396e-05 | 2.5251e-08 | 2.2442e-05 | -2.2454e-05 | -2.5073e-08 | -2.247e-05 | 2.2482e-05 | 4.6096e-05 | -2.6562e-06 | 2.6501e-06 | -4.6153e-05 | 2.6597e-06 | -2.6532e-06 | -89.963 | -89.9662 | -89.9598 | 90.037 | 90.0338 | 90.0401 |  | 1.4248 | 0.69857 | 0.6988 | 1.4248 | 0.69856 | 0.6988 | 0.0056019 | -96.7162 | 83.3091 | 0.0058361 | -96.7168 | 83.3096
Line11_12_13 | 0.00014026 | 0.00014025 | 0.00014028 | 0.00014044 | 0.00014043 | 0.00014045 | 3.2393e-05 | 3.239e-05 | 3.2395e-05 | 3.2433e-05 | 3.243e-05 | 3.2435e-05 | 2.2592e-08 | 2.247e-05 | -2.2482e-05 | -2.2415e-08 | -2.2497e-05 | 2.251e-05 | 4.6153e-05 | -2.6587e-06 | 2.6517e-06 | -4.6209e-05 | 2.6622e-06 | -2.6548e-06 | -89.9661 | -89.9688 | -89.9635 | 90.0339 | 90.0312 | 90.0365 |  | 1.4248 | 0.69856 | 0.6988 | 1.4248 | 0.69856 | 0.69881 | 0.0058361 | -96.7168 | 83.3096 | 0.0060706 | -96.7173 | 83.3102
Line12_13_15 | 0 | 0 | 0 | 0 | 0 | 0 | 0 | 0 | 0 | 0 | 0 | 0 | 7.4064e-09 | -8.4126e-08 | 8.2339e-08 | -7.4179e-09 | 5.653e-08 | -5.4731e-08 | -1.7003e-07 | 6.8914e-09 | -5.3775e-09 | 1.1335e-07 | -3.6325e-09 | 2.1306e-09 | 0 | 0 | 0 | 0 | 0 | 0 |  | 1.4248 | 0.69856 | 0.69881 | 1.4248 | 0.69856 | 0.69881 | 0.0060706 | -96.7173 | 83.3102 | 0.0060699 | -96.7173 | 83.3102
Line13_13_14 | 0.00014095 | 0.00014095 | 0.00014096 | 0.00014113 | 0.00014112 | 0.00014113 | 3.2552e-05 | 3.2551e-05 | 3.2552e-05 | 3.2592e-05 | 3.2591e-05 | 3.2592e-05 | 1.2528e-08 | 2.2582e-05 | -2.2592e-05 | -1.2349e-08 | -2.2609e-05 | 2.262e-05 | 4.6379e-05 | -2.6681e-06 | 2.6587e-06 | -4.6436e-05 | 2.6716e-06 | -2.6618e-06 | -89.9785 | -89.979 | -89.9779 | 90.0215 | 90.021 | 90.0221 |  | 1.4248 | 0.69856 | 0.69881 | 1.4248 | 0.69855 | 0.69881 | 0.0060706 | -96.7173 | 83.3102 | 0.0063063 | -96.7179 | 83.3107
Line14_15_16 | 0 | 0 | 0 | 0 | 0 | 0 | 0 | 0 | 0 | 0 | 0 | 0 | 4.9376e-09 | -5.6084e-08 | 5.4893e-08 | -4.9491e-09 | 2.8488e-08 | -2.7285e-08 | -1.1335e-07 | 4.5943e-09 | -3.585e-09 | 5.6677e-08 | -1.3353e-09 | 3.381e-10 | 0 | 0 | 0 | 0 | 0 | 0 |  | 1.4248 | 0.69856 | 0.69881 | 1.4248 | 0.69856 | 0.69881 | 0.0060699 | -96.7173 | 83.3102 | 0.0060694 | -96.7173 | 83.3102
Line15_16_17 | 0 | 0 | 0 | 0 | 0 | 0 | 0 | 0 | 0 | 0 | 0 | 0 | 2.4688e-09 | -2.8042e-08 | 2.7446e-08 | -2.4804e-09 | 4.4589e-10 | 1.6137e-10 | -5.6677e-08 | 2.2971e-09 | -1.7925e-09 | 5.2649e-13 | 9.6181e-10 | -1.4544e-09 | 0 | 0 | 0 | 0 | 0 | 0 |  | 1.4248 | 0.69856 | 0.69881 | 1.4248 | 0.69856 | 0.69881 | 0.0060694 | -96.7173 | 83.3102 | 0.0060693 | -96.7173 | 83.3102
Line16_4_18 | 0 | 0 | 0 | 0 | 0 | 0 | 0 | 0 | 0 | 0 | 0 | 0 | 2.4703e-09 | -2.8044e-08 | 2.7447e-08 | -2.4805e-09 | 4.4583e-10 | 1.6136e-10 | -5.668e-08 | 2.2954e-09 | -1.7923e-09 | 4.6555e-13 | 9.6189e-10 | -1.4544e-09 | 0 | 0 | 0 | 0 | 0 | 0 |  | 1.4248 | 0.69857 | 0.69879 | 1.4248 | 0.69857 | 0.69879 | 0.0053699 | -96.7157 | 83.3085 | 0.0053697 | -96.7157 | 83.3085
Line17_5_19 | 0 | 0 | 0 | 0 | 0 | 0 | 0 | 0 | 0 | 0 | 0 | 0 | 2.4708e-09 | -2.8044e-08 | 2.7447e-08 | -2.4805e-09 | 4.4581e-10 | 1.6136e-10 | -5.6681e-08 | 2.2949e-09 | -1.7922e-09 | 4.4502e-13 | 9.6192e-10 | -1.4544e-09 | 0 | 0 | 0 | 0 | 0 | 0 |  | 1.4248 | 0.69858 | 0.69879 | 1.4248 | 0.69858 | 0.69879 | 0.005134 | -96.7151 | 83.308 | 0.0051338 | -96.7151 | 83.308
Line1_1_3 | 0.00013975 | 0.00013973 | 0.00013976 | 0.00013992 | 0.0001399 | 0.00013994 | 3.2273e-05 | 3.227e-05 | 3.2277e-05 | 3.2313e-05 | 3.2309e-05 | 3.2317e-05 | 3.0567e-08 | 2.2386e-05 | -2.2399e-05 | -3.0389e-08 | -2.2414e-05 | 2.2427e-05 | 4.5983e-05 | -2.6512e-06 | 2.647e-06 | -4.604e-05 | 2.6547e-06 | -2.65e-06 | -89.9568 | -89.961 | -89.9525 | 90.0432 | 90.039 | 90.0474 |  | 1.4248 | 0.69858 | 0.69879 | 1.4248 | 0.69857 | 0.69879 | 0.0051344 | -96.7151 | 83.308 | 0.005368 | -96.7157 | 83.3085
Line2_1_4 | 0.00014079 | 0.00014078 | 0.00014079 | 0.00014096 | 0.00014096 | 0.00014097 | 3.2514e-05 | 3.2513e-05 | 3.2515e-05 | 3.2554e-05 | 3.2553e-05 | 3.2555e-05 | 1.3482e-08 | 2.2556e-05 | -2.2565e-05 | -1.3301e-08 | -2.2583e-05 | 2.2593e-05 | 4.6326e-05 | -2.664e-06 | 2.6567e-06 | -4.6382e-05 | 2.6675e-06 | -2.6598e-06 | -89.9782 | -89.9792 | -89.9771 | 90.0218 | 90.0207 | 90.0229 |  | 1.4248 | 0.69858 | 0.69879 | 1.4248 | 0.69857 | 0.69879 | 0.0051344 | -96.7151 | 83.308 | 0.0053699 | -96.7157 | 83.3085
Line3_1_5 | 0 | 0 | 0 | 0 | 0 | 0 | 0 | 0 | 0 | 0 | 0 | 0 | 4.9416e-09 | -5.6089e-08 | 5.4894e-08 | -4.9513e-09 | 2.849e-08 | -2.7286e-08 | -1.1336e-07 | 4.5897e-09 | -3.5845e-09 | 5.6681e-08 | -1.3329e-09 | 3.3781e-10 | 0 | 0 | 0 | 0 | 0 | 0 |  | 1.4248 | 0.69858 | 0.69879 | 1.4248 | 0.69858 | 0.69879 | 0.0051344 | -96.7151 | 83.308 | 0.005134 | -96.7151 | 83.308
Line4_2_6 | 0.00014028 | 1.4547 | 1.4553 | 0.00014046 | 1.4547 | 1.4553 | 3.2397e-05 | 0.33595 | 0.33608 | 3.2437e-05 | 0.33595 | 0.33608 | 1.6177e-08 | 0.12189 | 0.12199 | -1.5428e-08 | -0.081258 | -0.081326 | 4.6159e-05 | 0.12698 | 0.12706 | -4.6215e-05 | -0.084653 | -0.084705 | -89.9738 | -142.8881 | 37.1427 | 90.0261 | 37.1119 | -142.8573 |  | 1.4248 | 0.52393 | 0.52409 | 1.4248 | 0.34929 | 0.3494 | 0.0060709 | -96.7153 | 83.3081 | 0.0070078 | -96.7157 | 83.3085
Line5_6_7 | 0.00014046 | 1.4547 | 1.4553 | 0.00014063 | 1.4547 | 1.4553 | 3.2437e-05 | 0.33595 | 0.33608 | 3.2477e-05 | 0.33595 | 0.33608 | 1.2948e-08 | 0.081258 | 0.081326 | -1.2195e-08 | -0.040629 | -0.040663 | 4.6215e-05 | 0.084653 | 0.084705 | -4.6271e-05 | -0.042325 | -0.042354 | -89.9769 | -142.8881 | 37.1427 | 90.023 | 37.1119 | -142.8573 |  | 1.4248 | 0.34929 | 0.3494 | 1.4247 | 0.17464 | 0.1747 | 0.0070078 | -96.7157 | 83.3085 | 0.0079449 | -96.7168 | 83.3096
Line6_7_8 | 0 | 1.4546 | 1.4554 | 0 | 1.4546 | 1.4554 | 0 | 0.33593 | 0.3361 | 0 | 0.33593 | 0.3361 | 7.4367e-09 | 0.040623 | 0.040669 | -7.4397e-09 | -9.4118e-13 | 9.4625e-13 | -1.7005e-07 | 0.042326 | 0.042353 | 1.1337e-07 | -2.4649e-12 | 2.4416e-12 | 0 | -142.8925 | 37.1471 | 0 | 37.1075 | -142.8529 |  | 1.4247 | 0.17464 | 0.1747 | 1.4247 | 0 | 0 | 0.0079449 | -96.7168 | 83.3096 | 0.0086464 | 0 | 0
Line7_8_9 | 0 | 0 | 0 | 0 | 0 | 0 | 0 | 0 | 0 | 0 | 0 | 0 | 2.4799e-09 | -3.1902e-19 | -2.717e-19 | -2.4799e-09 | 7.159e-18 | -1.2516e-17 | -5.6684e-08 | -1.0694e-19 | -9.1783e-20 | 7.4913e-13 | 2.2435e-17 | -1.9755e-18 | 0 | 0 | 0 | 0 | 0 | 0 |  | 1.4247 | 0 | 0 | 1.4247 | 0 | 0 | 0.0086464 | 0 | 0 | 0.0086463 | 0 | 0
Line8_8_10 | 0 | 0 | 0 | 0 | 0 | 0 | 0 | 0 | 0 | 0 | 0 | 0 | 2.4799e-09 | -3.1902e-19 | -2.717e-19 | -2.4799e-09 | 7.159e-18 | -1.2516e-17 | -5.6684e-08 | -1.0694e-19 | -9.1783e-20 | 7.4902e-13 | 2.2435e-17 | -1.9755e-18 | 0 | 0 | 0 | 0 | 0 | 0 |  | 1.4247 | 0 | 0 | 1.4247 | 0 | 0 | 0.0086464 | 0 | 0 | 0.0086463 | 0 | 0
Line9_3_11 | 0.00013992 | 0.00013991 | 0.00013993 | 0.00014009 | 0.00014008 | 0.00014011 | 3.2313e-05 | 3.231e-05 | 3.2317e-05 | 3.2353e-05 | 3.235e-05 | 3.2356e-05 | 2.7909e-08 | 2.2414e-05 | -2.2427e-05 | -2.7731e-08 | -2.2442e-05 | 2.2455e-05 | 4.604e-05 | -2.6537e-06 | 2.6485e-06 | -4.6096e-05 | 2.6572e-06 | -2.6516e-06 | -89.9599 | -89.9636 | -89.9562 | 90.0401 | 90.0364 | 90.0438 |  | 1.4248 | 0.69857 | 0.69879 | 1.4248 | 0.69857 | 0.6988 | 0.005368 | -96.7157 | 83.3085 | 0.0056019 | -96.7162 | 83.3091

## LLG_min_10
name | pf_ikss_a_from_ka | pf_ikss_b_from_ka | pf_ikss_c_from_ka | pf_ikss_a_to_ka | pf_ikss_b_to_ka | pf_ikss_c_to_ka | pf_skss_a_from_mw | pf_skss_b_from_mw | pf_skss_c_from_mw | pf_skss_a_to_mw | pf_skss_b_to_mw | pf_skss_c_to_mw | pf_p_a_from_mw | pf_p_b_from_mw | pf_p_c_from_mw | pf_p_a_to_mw | pf_p_b_to_mw | pf_p_c_to_mw | pf_q_a_from_mvar | pf_q_b_from_mvar | pf_q_c_from_mvar | pf_q_a_to_mvar | pf_q_b_to_mvar | pf_q_c_to_mvar | pf_ikss_a_from_degree | pf_ikss_b_from_degree | pf_ikss_c_from_degree | pf_ikss_a_to_degree | pf_ikss_b_to_degree | pf_ikss_c_to_degree | 3xI0 | pf_vm_a_from_pu | pf_vm_b_from_pu | pf_vm_c_from_pu | pf_vm_a_to_pu | pf_vm_b_to_pu | pf_vm_c_to_pu | pf_va_a_from_degree | pf_va_b_from_degree | pf_va_c_from_degree | pf_va_a_to_degree | pf_va_b_to_degree | pf_va_c_to_degree
Line0_1_2 | 0.00013274 | 1.3781 | 1.3787 | 0.0001329 | 1.3781 | 1.3787 | 3.0655e-05 | 0.31826 | 0.31839 | 3.0692e-05 | 0.31826 | 0.31839 | 1.7414e-08 | 0.14586 | 0.14598 | -1.6745e-08 | -0.10939 | -0.10949 | 4.1378e-05 | 0.15196 | 0.15204 | -4.1428e-05 | -0.11397 | -0.11403 | -89.9708 | -142.8881 | 37.1427 | 90.0292 | 37.1119 | -142.8573 |  | 1.3498 | 0.66181 | 0.66201 | 1.3498 | 0.49636 | 0.49651 | 0.0051344 | -96.7151 | 83.308 | 0.0060709 | -96.7153 | 83.3081
Line10_11_12 | 0.00013272 | 0.00013271 | 0.00013273 | 0.00013288 | 0.00013287 | 0.00013289 | 3.065e-05 | 3.0648e-05 | 3.0653e-05 | 3.0688e-05 | 3.0685e-05 | 3.0691e-05 | 2.2663e-08 | 2.0142e-05 | -2.0153e-05 | -2.2503e-08 | -2.0167e-05 | 2.0178e-05 | 4.1372e-05 | -2.384e-06 | 2.3785e-06 | -4.1423e-05 | 2.3871e-06 | -2.3813e-06 | -89.963 | -89.9662 | -89.9598 | 90.037 | 90.0338 | 90.0401 |  | 1.3498 | 0.6618 | 0.66202 | 1.3498 | 0.66179 | 0.66203 | 0.0056019 | -96.7162 | 83.3091 | 0.0058361 | -96.7168 | 83.3096
Line11_12_13 | 0.00013288 | 0.00013287 | 0.00013289 | 0.00013305 | 0.00013304 | 0.00013306 | 3.0688e-05 | 3.0686e-05 | 3.069e-05 | 3.0726e-05 | 3.0723e-05 | 3.0728e-05 | 2.0277e-08 | 2.0167e-05 | -2.0178e-05 | -2.0117e-08 | -2.0192e-05 | 2.0203e-05 | 4.1423e-05 | -2.3862e-06 | 2.38e-06 | -4.1473e-05 | 2.3893e-06 | -2.3827e-06 | -89.9661 | -89.9688 | -89.9635 | 90.0339 | 90.0312 | 90.0365 |  | 1.3498 | 0.66179 | 0.66203 | 1.3498 | 0.66179 | 0.66203 | 0.0058361 | -96.7168 | 83.3096 | 0.0060706 | -96.7173 | 83.3102
Line12_13_15 | 0 | 0 | 0 | 0 | 0 | 0 | 0 | 0 | 0 | 0 | 0 | 0 | 6.6473e-09 | -7.5504e-08 | 7.39e-08 | -6.6576e-09 | 5.0736e-08 | -4.9122e-08 | -1.526e-07 | 6.1851e-09 | -4.8263e-09 | 1.0174e-07 | -3.2602e-09 | 1.9122e-09 | 0 | 0 | 0 | 0 | 0 | 0 |  | 1.3498 | 0.66179 | 0.66203 | 1.3498 | 0.66179 | 0.66203 | 0.0060706 | -96.7173 | 83.3102 | 0.0060699 | -96.7173 | 83.3102
Line13_13_14 | 0.00013354 | 0.00013353 | 0.00013354 | 0.0001337 | 0.0001337 | 0.0001337 | 3.0839e-05 | 3.0838e-05 | 3.0839e-05 | 3.0876e-05 | 3.0876e-05 | 3.0877e-05 | 1.1244e-08 | 2.0267e-05 | -2.0276e-05 | -1.1083e-08 | -2.0292e-05 | 2.0301e-05 | 4.1626e-05 | -2.3946e-06 | 2.3862e-06 | -4.1677e-05 | 2.3977e-06 | -2.3889e-06 | -89.9785 | -89.979 | -89.9779 | 90.0215 | 90.021 | 90.0221 |  | 1.3498 | 0.66179 | 0.66203 | 1.3498 | 0.66179 | 0.66204 | 0.0060706 | -96.7173 | 83.3102 | 0.0063063 | -96.7179 | 83.3107
Line14_15_16 | 0 | 0 | 0 | 0 | 0 | 0 | 0 | 0 | 0 | 0 | 0 | 0 | 4.4315e-09 | -5.0336e-08 | 4.9266e-08 | -4.4419e-09 | 2.5568e-08 | -2.4488e-08 | -1.0174e-07 | 4.1234e-09 | -3.2175e-09 | 5.0868e-08 | -1.1985e-09 | 3.0345e-10 | 0 | 0 | 0 | 0 | 0 | 0 |  | 1.3498 | 0.66179 | 0.66203 | 1.3498 | 0.66179 | 0.66203 | 0.0060699 | -96.7173 | 83.3102 | 0.0060694 | -96.7173 | 83.3102
Line15_16_17 | 0 | 0 | 0 | 0 | 0 | 0 | 0 | 0 | 0 | 0 | 0 | 0 | 2.2158e-09 | -2.5168e-08 | 2.4633e-08 | -2.2261e-09 | 4.0019e-10 | 1.4483e-10 | -5.0868e-08 | 2.0617e-09 | -1.6088e-09 | 4.7181e-13 | 8.6323e-10 | -1.3053e-09 | 0 | 0 | 0 | 0 | 0 | 0 |  | 1.3498 | 0.66179 | 0.66203 | 1.3498 | 0.66179 | 0.66203 | 0.0060694 | -96.7173 | 83.3102 | 0.0060693 | -96.7173 | 83.3102
Line16_4_18 | 0 | 0 | 0 | 0 | 0 | 0 | 0 | 0 | 0 | 0 | 0 | 0 | 2.2171e-09 | -2.5169e-08 | 2.4634e-08 | -2.2263e-09 | 4.0014e-10 | 1.4482e-10 | -5.087e-08 | 2.0602e-09 | -1.6086e-09 | 4.1797e-13 | 8.633e-10 | -1.3053e-09 | 0 | 0 | 0 | 0 | 0 | 0 |  | 1.3498 | 0.6618 | 0.66202 | 1.3498 | 0.6618 | 0.66202 | 0.0053699 | -96.7157 | 83.3085 | 0.0053697 | -96.7157 | 83.3085
Line17_5_19 | 0 | 0 | 0 | 0 | 0 | 0 | 0 | 0 | 0 | 0 | 0 | 0 | 2.2176e-09 | -2.517e-08 | 2.4634e-08 | -2.2263e-09 | 4.0012e-10 | 1.4482e-10 | -5.0871e-08 | 2.0597e-09 | -1.6085e-09 | 3.9926e-13 | 8.6333e-10 | -1.3054e-09 | 0 | 0 | 0 | 0 | 0 | 0 |  | 1.3498 | 0.66181 | 0.66201 | 1.3498 | 0.66181 | 0.66201 | 0.005134 | -96.7151 | 83.308 | 0.0051338 | -96.7151 | 83.308
Line1_1_3 | 0.00013239 | 0.00013238 | 0.00013241 | 0.00013256 | 0.00013254 | 0.00013257 | 3.0575e-05 | 3.0571e-05 | 3.0578e-05 | 3.0613e-05 | 3.0609e-05 | 3.0616e-05 | 2.7434e-08 | 2.0092e-05 | -2.0103e-05 | -2.7275e-08 | -2.0117e-05 | 2.0128e-05 | 4.127e-05 | -2.3795e-06 | 2.3757e-06 | -4.1321e-05 | 2.3826e-06 | -2.3784e-06 | -89.9568 | -89.961 | -89.9525 | 90.0432 | 90.039 | 90.0474 |  | 1.3498 | 0.66181 | 0.66201 | 1.3498 | 0.6618 | 0.66202 | 0.0051344 | -96.7151 | 83.308 | 0.005368 | -96.7157 | 83.3085
Line2_1_4 | 0.00013338 | 0.00013338 | 0.00013338 | 0.00013354 | 0.00013354 | 0.00013355 | 3.0803e-05 | 3.0802e-05 | 3.0803e-05 | 3.084e-05 | 3.0839e-05 | 3.0841e-05 | 1.21e-08 | 2.0244e-05 | -2.0252e-05 | -1.1938e-08 | -2.0269e-05 | 2.0277e-05 | 4.1578e-05 | -2.391e-06 | 2.3844e-06 | -4.1628e-05 | 2.3941e-06 | -2.3872e-06 | -89.9782 | -89.9792 | -89.9771 | 90.0218 | 90.0207 | 90.0229 |  | 1.3498 | 0.66181 | 0.66201 | 1.3498 | 0.6618 | 0.66202 | 0.0051344 | -96.7151 | 83.308 | 0.0053699 | -96.7157 | 83.3085
Line3_1_5 | 0 | 0 | 0 | 0 | 0 | 0 | 0 | 0 | 0 | 0 | 0 | 0 | 4.4351e-09 | -5.034e-08 | 4.9268e-08 | -4.4439e-09 | 2.557e-08 | -2.4489e-08 | -1.0174e-07 | 4.1193e-09 | -3.2171e-09 | 5.0872e-08 | -1.1963e-09 | 3.0319e-10 | 0 | 0 | 0 | 0 | 0 | 0 |  | 1.3498 | 0.66181 | 0.66201 | 1.3498 | 0.66181 | 0.66201 | 0.0051344 | -96.7151 | 83.308 | 0.005134 | -96.7151 | 83.308
Line4_2_6 | 0.0001329 | 1.3781 | 1.3787 | 0.00013306 | 1.3781 | 1.3787 | 3.0692e-05 | 0.31826 | 0.31839 | 3.073e-05 | 0.31826 | 0.31839 | 1.4519e-08 | 0.10939 | 0.10949 | -1.3847e-08 | -0.072929 | -0.072991 | 4.1428e-05 | 0.11397 | 0.11403 | -4.1478e-05 | -0.075977 | -0.076023 | -89.9738 | -142.8881 | 37.1427 | 90.0261 | 37.1119 | -142.8573 |  | 1.3498 | 0.49636 | 0.49651 | 1.3498 | 0.3309 | 0.33101 | 0.0060709 | -96.7153 | 83.3081 | 0.0070078 | -96.7157 | 83.3085
Line5_6_7 | 0.00013306 | 1.3781 | 1.3787 | 0.00013323 | 1.3781 | 1.3787 | 3.073e-05 | 0.31826 | 0.31839 | 3.0768e-05 | 0.31826 | 0.31839 | 1.1621e-08 | 0.072929 | 0.072991 | -1.0945e-08 | -0.036465 | -0.036495 | 4.1478e-05 | 0.075977 | 0.076023 | -4.1529e-05 | -0.037987 | -0.038013 | -89.9769 | -142.8881 | 37.1427 | 90.023 | 37.1119 | -142.8573 |  | 1.3498 | 0.3309 | 0.33101 | 1.3497 | 0.16545 | 0.16551 | 0.0070078 | -96.7157 | 83.3085 | 0.0079449 | -96.7168 | 83.3096
Line6_7_8 | 0 | 1.378 | 1.3788 | 0 | 1.378 | 1.3788 | 0 | 0.31825 | 0.31841 | 0 | 0.31825 | 0.31841 | 6.6744e-09 | 0.03646 | 0.0365 | -6.6772e-09 | -8.6207e-13 | 8.6676e-13 | -1.5262e-07 | 0.037988 | 0.038012 | 1.0175e-07 | -2.2458e-12 | 2.2249e-12 | 0 | -142.8925 | 37.1471 | 0 | 37.1075 | -142.8529 |  | 1.3497 | 0.16545 | 0.16551 | 1.3497 | 0 | 0 | 0.0079449 | -96.7168 | 83.3096 | 0.0086464 | 0 | 0
Line7_8_9 | 0 | 0 | 0 | 0 | 0 | 0 | 0 | 0 | 0 | 0 | 0 | 0 | 2.2257e-09 | -2.9103e-19 | -2.479e-19 | -2.2257e-09 | 6.4256e-18 | -1.1234e-17 | -5.0874e-08 | -9.6982e-20 | -8.3257e-20 | 6.7242e-13 | 2.0136e-17 | -1.7729e-18 | 0 | 0 | 0 | 0 | 0 | 0 |  | 1.3497 | 0 | 0 | 1.3497 | 0 | 0 | 0.0086464 | 0 | 0 | 0.0086463 | 0 | 0
Line8_8_10 | 0 | 0 | 0 | 0 | 0 | 0 | 0 | 0 | 0 | 0 | 0 | 0 | 2.2257e-09 | -2.9103e-19 | -2.479e-19 | -2.2257e-09 | 6.4256e-18 | -1.1234e-17 | -5.0874e-08 | -9.6982e-20 | -8.3257e-20 | 6.7232e-13 | 2.0136e-17 | -1.7729e-18 | 0 | 0 | 0 | 0 | 0 | 0 |  | 1.3497 | 0 | 0 | 1.3497 | 0 | 0 | 0.0086464 | 0 | 0 | 0.0086463 | 0 | 0
Line9_3_11 | 0.00013256 | 0.00013254 | 0.00013257 | 0.00013272 | 0.00013271 | 0.00013273 | 3.0613e-05 | 3.0609e-05 | 3.0616e-05 | 3.065e-05 | 3.0647e-05 | 3.0653e-05 | 2.5048e-08 | 2.0117e-05 | -2.0128e-05 | -2.4889e-08 | -2.0142e-05 | 2.0153e-05 | 4.1321e-05 | -2.3817e-06 | 2.3771e-06 | -4.1372e-05 | 2.3848e-06 | -2.3798e-06 | -89.9599 | -89.9636 | -89.9562 | 90.0401 | 90.0364 | 90.0438 |  | 1.3498 | 0.6618 | 0.66202 | 1.3498 | 0.6618 | 0.66202 | 0.005368 | -96.7157 | 83.3085 | 0.0056019 | -96.7162 | 83.3091

## LLG_min_fault_6
name | pf_ikss_a_from_ka | pf_ikss_b_from_ka | pf_ikss_c_from_ka | pf_ikss_a_to_ka | pf_ikss_b_to_ka | pf_ikss_c_to_ka | pf_skss_a_from_mw | pf_skss_b_from_mw | pf_skss_c_from_mw | pf_skss_a_to_mw | pf_skss_b_to_mw | pf_skss_c_to_mw | pf_p_a_from_mw | pf_p_b_from_mw | pf_p_c_from_mw | pf_p_a_to_mw | pf_p_b_to_mw | pf_p_c_to_mw | pf_q_a_from_mvar | pf_q_b_from_mvar | pf_q_c_from_mvar | pf_q_a_to_mvar | pf_q_b_to_mvar | pf_q_c_to_mvar | pf_ikss_a_from_degree | pf_ikss_b_from_degree | pf_ikss_c_from_degree | pf_ikss_a_to_degree | pf_ikss_b_to_degree | pf_ikss_c_to_degree | 3xI0 | pf_vm_a_from_pu | pf_vm_b_from_pu | pf_vm_c_from_pu | pf_vm_a_to_pu | pf_vm_b_to_pu | pf_vm_c_to_pu | pf_va_a_from_degree | pf_va_b_from_degree | pf_va_c_from_degree | pf_va_a_to_degree | pf_va_b_to_degree | pf_va_c_to_degree
Line0_1_2 | 0.00013614 | 0.026063 | 0.026716 | 0.00013631 | 0.026063 | 0.026716 | 3.1441e-05 | 0.0060191 | 0.0061698 | 3.148e-05 | 0.0060191 | 0.0061697 | 8.5225e-07 | 0.0034497 | 0.003623 | -8.5257e-07 | -0.0034367 | -0.0036093 | 4.4362e-05 | 0.0034261 | 0.0036511 | -4.4416e-05 | -0.0034124 | -0.003637 | -88.3717 | -135.9056 | 45.6023 | 91.6283 | 44.0947 | -134.398 |  | 1.4112 | 0.80776 | 0.83369 | 1.4112 | 0.80462 | 0.83049 | 0.52774 | -91.1026 | 90.8236 | 0.52864 | -91.1087 | 90.8207
Line10_11_12 | 0.00013612 | 0.00013612 | 0.00013612 | 0.00013629 | 0.00013629 | 0.00013629 | 3.1436e-05 | 3.1436e-05 | 3.1437e-05 | 3.1475e-05 | 3.1475e-05 | 3.1475e-05 | 8.5776e-07 | 2.5364e-05 | -2.6206e-05 | -8.5862e-07 | -2.5395e-05 | 2.6238e-05 | 4.4356e-05 | -1.2136e-06 | 3.713e-07 | -4.441e-05 | 1.2153e-06 | -3.7156e-07 | -88.3639 | -88.364 | -88.3639 | 91.636 | 91.636 | 91.6361 |  | 1.4112 | 0.80775 | 0.8337 | 1.4112 | 0.80775 | 0.83371 | 0.52819 | -91.1034 | 90.8244 | 0.52841 | -91.1039 | 90.8248
Line11_12_13 | 0.00013629 | 0.00013629 | 0.00013629 | 0.00013646 | 0.00013646 | 0.00013646 | 3.1475e-05 | 3.1475e-05 | 3.1475e-05 | 3.1514e-05 | 3.1514e-05 | 3.1514e-05 | 8.5623e-07 | 2.5395e-05 | -2.6238e-05 | -8.5709e-07 | -2.5426e-05 | 2.6271e-05 | 4.441e-05 | -1.2139e-06 | 3.7014e-07 | -4.4464e-05 | 1.2156e-06 | -3.704e-07 | -88.3671 | -88.3671 | -88.367 | 91.6329 | 91.6329 | 91.633 |  | 1.4112 | 0.80775 | 0.83371 | 1.4112 | 0.80774 | 0.83371 | 0.52841 | -91.1039 | 90.8248 | 0.52864 | -91.1043 | 90.8252
Line12_13_15 | 0 | 0 | 0 | 0 | 0 | 0 | 0 | 0 | 0 | 0 | 0 | 0 | 4.0524e-09 | -9.377e-08 | 9.6704e-08 | -5.0883e-09 | 6.2584e-08 | -6.4482e-08 | -1.6374e-07 | 3.6785e-10 | 2.9114e-09 | 1.0921e-07 | 1.1144e-09 | -3.3566e-09 | 0 | 0 | 0 | 0 | 0 | 0 |  | 1.4112 | 0.80774 | 0.83371 | 1.4112 | 0.80774 | 0.83371 | 0.52864 | -91.1043 | 90.8252 | 0.52864 | -91.1043 | 90.8252
Line13_13_14 | 0.00013696 | 0.00013696 | 0.00013696 | 0.00013713 | 0.00013713 | 0.00013713 | 3.163e-05 | 3.163e-05 | 3.163e-05 | 3.1668e-05 | 3.1668e-05 | 3.1668e-05 | 8.5065e-07 | 2.552e-05 | -2.6368e-05 | -8.5151e-07 | -2.5551e-05 | 2.64e-05 | 4.4628e-05 | -1.2146e-06 | 3.6607e-07 | -4.4682e-05 | 1.2163e-06 | -3.6633e-07 | -88.3794 | -88.3794 | -88.3794 | 91.6206 | 91.6206 | 91.6206 |  | 1.4112 | 0.80774 | 0.83371 | 1.4112 | 0.80774 | 0.83372 | 0.52864 | -91.1043 | 90.8252 | 0.52886 | -91.1047 | 90.8256
Line14_15_16 | 0 | 0 | 0 | 0 | 0 | 0 | 0 | 0 | 0 | 0 | 0 | 0 | 2.7016e-09 | -6.2513e-08 | 6.4469e-08 | -3.7375e-09 | 3.1328e-08 | -3.2247e-08 | -1.0916e-07 | 2.4523e-10 | 1.9409e-09 | 5.4627e-08 | 1.237e-09 | -2.3861e-09 | 0 | 0 | 0 | 0 | 0 | 0 |  | 1.4112 | 0.80774 | 0.83371 | 1.4112 | 0.80774 | 0.83371 | 0.52864 | -91.1043 | 90.8252 | 0.52864 | -91.1043 | 90.8252
Line15_16_17 | 0 | 0 | 0 | 0 | 0 | 0 | 0 | 0 | 0 | 0 | 0 | 0 | 1.3508e-09 | -3.1257e-08 | 3.2235e-08 | -2.3867e-09 | 7.1035e-11 | -1.2935e-11 | -5.4582e-08 | 1.2261e-10 | 9.7046e-10 | 4.5354e-11 | 1.3596e-09 | -1.4157e-09 | 0 | 0 | 0 | 0 | 0 | 0 |  | 1.4112 | 0.80774 | 0.83371 | 1.4112 | 0.80774 | 0.83371 | 0.52864 | -91.1043 | 90.8252 | 0.52864 | -91.1043 | 90.8252
Line16_4_18 | 0 | 0 | 0 | 0 | 0 | 0 | 0 | 0 | 0 | 0 | 0 | 0 | 1.3522e-09 | -3.1259e-08 | 3.2235e-08 | -2.3868e-09 | 7.0957e-11 | -1.2914e-11 | -5.4584e-08 | 1.2076e-10 | 9.7097e-10 | 4.5297e-11 | 1.3597e-09 | -1.4157e-09 | 0 | 0 | 0 | 0 | 0 | 0 |  | 1.4112 | 0.80776 | 0.83369 | 1.4112 | 0.80776 | 0.83369 | 0.52796 | -91.103 | 90.824 | 0.52796 | -91.103 | 90.824
Line17_5_19 | 0 | 0 | 0 | 0 | 0 | 0 | 0 | 0 | 0 | 0 | 0 | 0 | 1.3527e-09 | -3.1259e-08 | 3.2235e-08 | -2.3869e-09 | 7.0932e-11 | -1.2907e-11 | -5.4585e-08 | 1.2014e-10 | 9.7114e-10 | 4.5278e-11 | 1.3597e-09 | -1.4157e-09 | 0 | 0 | 0 | 0 | 0 | 0 |  | 1.4112 | 0.80776 | 0.83369 | 1.4112 | 0.80776 | 0.83369 | 0.52774 | -91.1026 | 90.8236 | 0.52774 | -91.1026 | 90.8236
Line1_1_3 | 0.00013579 | 0.00013579 | 0.00013579 | 0.00013596 | 0.00013596 | 0.00013596 | 3.1359e-05 | 3.1359e-05 | 3.1359e-05 | 3.1398e-05 | 3.1398e-05 | 3.1398e-05 | 8.6082e-07 | 2.5302e-05 | -2.6141e-05 | -8.6168e-07 | -2.5333e-05 | 2.6174e-05 | 4.4247e-05 | -1.213e-06 | 3.7361e-07 | -4.4301e-05 | 1.2147e-06 | -3.7387e-07 | -88.3577 | -88.3578 | -88.3576 | 91.6423 | 91.6422 | 91.6423 |  | 1.4112 | 0.80776 | 0.83369 | 1.4112 | 0.80776 | 0.83369 | 0.52774 | -91.1026 | 90.8236 | 0.52796 | -91.103 | 90.824
Line2_1_4 | 0.0001368 | 0.0001368 | 0.0001368 | 0.00013697 | 0.00013697 | 0.00013697 | 3.1593e-05 | 3.1593e-05 | 3.1593e-05 | 3.1631e-05 | 3.1631e-05 | 3.1631e-05 | 8.5057e-07 | 2.5491e-05 | -2.6336e-05 | -8.5143e-07 | -2.5522e-05 | 2.6368e-05 | 4.4577e-05 | -1.2125e-06 | 3.6651e-07 | -4.4631e-05 | 1.2142e-06 | -3.6677e-07 | -88.3791 | -88.3791 | -88.3791 | 91.6209 | 91.6208 | 91.6209 |  | 1.4112 | 0.80776 | 0.83369 | 1.4112 | 0.80776 | 0.83369 | 0.52774 | -91.1026 | 90.8236 | 0.52796 | -91.103 | 90.824
Line3_1_5 | 0 | 0 | 0 | 0 | 0 | 0 | 0 | 0 | 0 | 0 | 0 | 0 | 2.7054e-09 | -6.2518e-08 | 6.4471e-08 | -3.7396e-09 | 3.133e-08 | -3.2248e-08 | -1.0917e-07 | 2.4028e-10 | 1.9423e-09 | 5.4631e-08 | 1.2396e-09 | -2.3868e-09 | 0 | 0 | 0 | 0 | 0 | 0 |  | 1.4112 | 0.80776 | 0.83369 | 1.4112 | 0.80776 | 0.83369 | 0.52774 | -91.1026 | 90.8236 | 0.52774 | -91.1026 | 90.8236
Line4_2_6 | 0.00013631 | 0.026063 | 0.026716 | 0.00013648 | 0.026064 | 0.026716 | 3.148e-05 | 0.0060191 | 0.0061697 | 3.1518e-05 | 0.0060191 | 0.0061697 | 8.5018e-07 | 0.0034367 | 0.0036093 | -8.505e-07 | -0.0034237 | -0.0035956 | 4.4416e-05 | 0.0034124 | 0.003637 | -4.447e-05 | -0.0033987 | -0.0036228 | -88.3748 | -135.9053 | 45.602 | 91.6252 | 44.0949 | -134.3982 |  | 1.4112 | 0.80462 | 0.83049 | 1.4112 | 0.80149 | 0.8273 | 0.52864 | -91.1087 | 90.8207 | 0.52954 | -91.115 | 90.8179
Line5_6_7 | 0.00013648 | 0.026064 | 0.026716 | 0.00013665 | 0.026064 | 0.026715 | 3.1518e-05 | 0.0060191 | 0.0061697 | 3.1557e-05 | 0.0060191 | 0.0061697 | 8.4811e-07 | 0.0034237 | 0.0035956 | -8.4843e-07 | -0.0034107 | -0.0035818 | 4.447e-05 | 0.0033987 | 0.0036228 | -4.4524e-05 | -0.003385 | -0.0036086 | -88.3779 | -135.9051 | 45.6018 | 91.6221 | 44.0952 | -134.3985 |  | 1.4112 | 0.80149 | 0.8273 | 1.4112 | 0.79835 | 0.8241 | 0.52954 | -91.115 | 90.8179 | 0.53044 | -91.1213 | 90.815
Line6_7_8 | 0 | 0.025971 | 0.026811 | 0 | 0.025971 | 0.026811 | 0 | 0.0059978 | 0.0061917 | 0 | 0.0059978 | 0.0061917 | 4.0809e-09 | 0.0033855 | 0.0036079 | -5.1088e-09 | -0.0033725 | -0.0035941 | -1.6377e-07 | 0.0033862 | 0.0036082 | 1.0922e-07 | -0.0033726 | -0.003594 | 0 | -136.1279 | 45.8124 | 0 | 43.8723 | -134.1878 |  | 1.4112 | 0.79835 | 0.8241 | 1.4111 | 0.79521 | 0.8209 | 0.53044 | -91.1213 | 90.815 | 0.53111 | -91.1272 | 90.8117
Line7_8_9 | 0 | 0 | 0 | 0 | 0 | 0 | 0 | 0 | 0 | 0 | 0 | 0 | 1.3613e-09 | -3.0814e-08 | 3.1706e-08 | -2.3863e-09 | 1.07e-10 | 2.5493e-11 | -5.4589e-08 | 1.2928e-10 | 9.5362e-10 | 4.5565e-11 | 1.3375e-09 | -1.3945e-09 | 0 | 0 | 0 | 0 | 0 | 0 |  | 1.4111 | 0.79521 | 0.8209 | 1.4111 | 0.79521 | 0.8209 | 0.53111 | -91.1272 | 90.8117 | 0.53111 | -91.1272 | 90.8117
Line8_8_10 | 0 | 0 | 0 | 0 | 0 | 0 | 0 | 0 | 0 | 0 | 0 | 0 | 1.3613e-09 | -3.0814e-08 | 3.1706e-08 | -2.3863e-09 | 1.07e-10 | 2.5493e-11 | -5.4589e-08 | 1.2928e-10 | 9.5362e-10 | 4.5565e-11 | 1.3375e-09 | -1.3945e-09 | 0 | 0 | 0 | 0 | 0 | 0 |  | 1.4111 | 0.79521 | 0.8209 | 1.4111 | 0.79521 | 0.8209 | 0.53111 | -91.1272 | 90.8117 | 0.53111 | -91.1272 | 90.8117
Line9_3_11 | 0.00013596 | 0.00013596 | 0.00013596 | 0.00013612 | 0.00013612 | 0.00013612 | 3.1398e-05 | 3.1398e-05 | 3.1398e-05 | 3.1436e-05 | 3.1436e-05 | 3.1437e-05 | 8.5929e-07 | 2.5333e-05 | -2.6174e-05 | -8.6015e-07 | -2.5364e-05 | 2.6206e-05 | 4.4301e-05 | -1.2133e-06 | 3.7245e-07 | -4.4356e-05 | 1.215e-06 | -3.7271e-07 | -88.3608 | -88.3609 | -88.3608 | 91.6391 | 91.6391 | 91.6392 |  | 1.4112 | 0.80776 | 0.83369 | 1.4112 | 0.80775 | 0.8337 | 0.52796 | -91.103 | 90.824 | 0.52819 | -91.1034 | 90.8244

## LLG_min_fault_10
name | pf_ikss_a_from_ka | pf_ikss_b_from_ka | pf_ikss_c_from_ka | pf_ikss_a_to_ka | pf_ikss_b_to_ka | pf_ikss_c_to_ka | pf_skss_a_from_mw | pf_skss_b_from_mw | pf_skss_c_from_mw | pf_skss_a_to_mw | pf_skss_b_to_mw | pf_skss_c_to_mw | pf_p_a_from_mw | pf_p_b_from_mw | pf_p_c_from_mw | pf_p_a_to_mw | pf_p_b_to_mw | pf_p_c_to_mw | pf_q_a_from_mvar | pf_q_b_from_mvar | pf_q_c_from_mvar | pf_q_a_to_mvar | pf_q_b_to_mvar | pf_q_c_to_mvar | pf_ikss_a_from_degree | pf_ikss_b_from_degree | pf_ikss_c_from_degree | pf_ikss_a_to_degree | pf_ikss_b_to_degree | pf_ikss_c_to_degree | 3xI0 | pf_vm_a_from_pu | pf_vm_b_from_pu | pf_vm_c_from_pu | pf_vm_a_to_pu | pf_vm_b_to_pu | pf_vm_c_to_pu | pf_va_a_from_degree | pf_va_b_from_degree | pf_va_c_from_degree | pf_va_a_to_degree | pf_va_b_to_degree | pf_va_c_to_degree
Line0_1_2 | 0.00012898 | 0.024692 | 0.02531 | 0.00012914 | 0.024692 | 0.02531 | 2.9786e-05 | 0.0057023 | 0.005845 | 2.9823e-05 | 0.0057023 | 0.005845 | 7.649e-07 | 0.0030962 | 0.0032517 | -7.6519e-07 | -0.0030845 | -0.0032394 | 3.9815e-05 | 0.0030749 | 0.0032769 | -3.9864e-05 | -0.0030627 | -0.0032642 | -88.3717 | -135.9056 | 45.6023 | 91.6283 | 44.0947 | -134.398 |  | 1.337 | 0.76525 | 0.78981 | 1.3369 | 0.76228 | 0.78678 | 0.52774 | -91.1026 | 90.8236 | 0.52864 | -91.1087 | 90.8207
Line10_11_12 | 0.00012896 | 0.00012896 | 0.00012896 | 0.00012912 | 0.00012912 | 0.00012912 | 2.9782e-05 | 2.9782e-05 | 2.9782e-05 | 2.9819e-05 | 2.9819e-05 | 2.9819e-05 | 7.6985e-07 | 2.2764e-05 | -2.352e-05 | -7.7062e-07 | -2.2792e-05 | 2.3549e-05 | 3.9809e-05 | -1.0892e-06 | 3.3324e-07 | -3.9858e-05 | 1.0907e-06 | -3.3347e-07 | -88.3639 | -88.364 | -88.3639 | 91.636 | 91.636 | 91.6361 |  | 1.3369 | 0.76524 | 0.78982 | 1.3369 | 0.76523 | 0.78983 | 0.52819 | -91.1034 | 90.8244 | 0.52841 | -91.1039 | 90.8248
Line11_12_13 | 0.00012912 | 0.00012912 | 0.00012912 | 0.00012928 | 0.00012928 | 0.00012928 | 2.9819e-05 | 2.9819e-05 | 2.9819e-05 | 2.9855e-05 | 2.9855e-05 | 2.9855e-05 | 7.6848e-07 | 2.2792e-05 | -2.3549e-05 | -7.6924e-07 | -2.282e-05 | 2.3578e-05 | 3.9858e-05 | -1.0895e-06 | 3.322e-07 | -3.9907e-05 | 1.091e-06 | -3.3244e-07 | -88.3671 | -88.3671 | -88.367 | 91.6329 | 91.6329 | 91.633 |  | 1.3369 | 0.76523 | 0.78983 | 1.3369 | 0.76523 | 0.78983 | 0.52841 | -91.1039 | 90.8248 | 0.52864 | -91.1043 | 90.8252
Line12_13_15 | 0 | 0 | 0 | 0 | 0 | 0 | 0 | 0 | 0 | 0 | 0 | 0 | 3.637e-09 | -8.4159e-08 | 8.6792e-08 | -4.5668e-09 | 5.617e-08 | -5.7873e-08 | -1.4696e-07 | 3.3015e-10 | 2.613e-09 | 9.8016e-08 | 1.0001e-09 | -3.0126e-09 | 0 | 0 | 0 | 0 | 0 | 0 |  | 1.3369 | 0.76523 | 0.78983 | 1.3369 | 0.76523 | 0.78983 | 0.52864 | -91.1043 | 90.8252 | 0.52864 | -91.1043 | 90.8252
Line13_13_14 | 0.00012975 | 0.00012975 | 0.00012975 | 0.00012991 | 0.00012991 | 0.00012991 | 2.9965e-05 | 2.9965e-05 | 2.9965e-05 | 3.0002e-05 | 3.0002e-05 | 3.0002e-05 | 7.6347e-07 | 2.2904e-05 | -2.3665e-05 | -7.6423e-07 | -2.2932e-05 | 2.3694e-05 | 4.0054e-05 | -1.0901e-06 | 3.2855e-07 | -4.0103e-05 | 1.0916e-06 | -3.2878e-07 | -88.3794 | -88.3794 | -88.3794 | 91.6206 | 91.6206 | 91.6206 |  | 1.3369 | 0.76523 | 0.78983 | 1.3369 | 0.76522 | 0.78984 | 0.52864 | -91.1043 | 90.8252 | 0.52886 | -91.1047 | 90.8256
Line14_15_16 | 0 | 0 | 0 | 0 | 0 | 0 | 0 | 0 | 0 | 0 | 0 | 0 | 2.4247e-09 | -5.6106e-08 | 5.7861e-08 | -3.3544e-09 | 2.8117e-08 | -2.8942e-08 | -9.7975e-08 | 2.201e-10 | 1.742e-09 | 4.9028e-08 | 1.1102e-09 | -2.1416e-09 | 0 | 0 | 0 | 0 | 0 | 0 |  | 1.3369 | 0.76523 | 0.78983 | 1.3369 | 0.76523 | 0.78983 | 0.52864 | -91.1043 | 90.8252 | 0.52864 | -91.1043 | 90.8252
Line15_16_17 | 0 | 0 | 0 | 0 | 0 | 0 | 0 | 0 | 0 | 0 | 0 | 0 | 1.2123e-09 | -2.8053e-08 | 2.8931e-08 | -2.1421e-09 | 6.3754e-11 | -1.1609e-11 | -4.8987e-08 | 1.1005e-10 | 8.7099e-10 | 4.0705e-11 | 1.2202e-09 | -1.2706e-09 | 0 | 0 | 0 | 0 | 0 | 0 |  | 1.3369 | 0.76523 | 0.78983 | 1.3369 | 0.76523 | 0.78983 | 0.52864 | -91.1043 | 90.8252 | 0.52864 | -91.1043 | 90.8252
Line16_4_18 | 0 | 0 | 0 | 0 | 0 | 0 | 0 | 0 | 0 | 0 | 0 | 0 | 1.2136e-09 | -2.8055e-08 | 2.8931e-08 | -2.1422e-09 | 6.3685e-11 | -1.1591e-11 | -4.899e-08 | 1.0839e-10 | 8.7145e-10 | 4.0655e-11 | 1.2203e-09 | -1.2706e-09 | 0 | 0 | 0 | 0 | 0 | 0 |  | 1.337 | 0.76524 | 0.78982 | 1.337 | 0.76524 | 0.78982 | 0.52796 | -91.103 | 90.824 | 0.52796 | -91.103 | 90.824
Line17_5_19 | 0 | 0 | 0 | 0 | 0 | 0 | 0 | 0 | 0 | 0 | 0 | 0 | 1.2141e-09 | -2.8055e-08 | 2.8931e-08 | -2.1422e-09 | 6.3662e-11 | -1.1584e-11 | -4.8991e-08 | 1.0783e-10 | 8.716e-10 | 4.0637e-11 | 1.2203e-09 | -1.2706e-09 | 0 | 0 | 0 | 0 | 0 | 0 |  | 1.337 | 0.76525 | 0.78981 | 1.337 | 0.76525 | 0.78981 | 0.52774 | -91.1026 | 90.8236 | 0.52774 | -91.1026 | 90.8236
Line1_1_3 | 0.00012864 | 0.00012864 | 0.00012864 | 0.0001288 | 0.0001288 | 0.0001288 | 2.9709e-05 | 2.9709e-05 | 2.9709e-05 | 2.9745e-05 | 2.9745e-05 | 2.9745e-05 | 7.7259e-07 | 2.2708e-05 | -2.3462e-05 | -7.7336e-07 | -2.2736e-05 | 2.3491e-05 | 3.9712e-05 | -1.0887e-06 | 3.3532e-07 | -3.9761e-05 | 1.0902e-06 | -3.3555e-07 | -88.3577 | -88.3578 | -88.3576 | 91.6423 | 91.6422 | 91.6423 |  | 1.337 | 0.76525 | 0.78981 | 1.337 | 0.76524 | 0.78982 | 0.52774 | -91.1026 | 90.8236 | 0.52796 | -91.103 | 90.824
Line2_1_4 | 0.0001296 | 0.0001296 | 0.0001296 | 0.00012976 | 0.00012976 | 0.00012976 | 2.993e-05 | 2.993e-05 | 2.993e-05 | 2.9967e-05 | 2.9967e-05 | 2.9967e-05 | 7.634e-07 | 2.2878e-05 | -2.3637e-05 | -7.6416e-07 | -2.2906e-05 | 2.3666e-05 | 4.0008e-05 | -1.0883e-06 | 3.2895e-07 | -4.0057e-05 | 1.0898e-06 | -3.2918e-07 | -88.3791 | -88.3791 | -88.3791 | 91.6209 | 91.6208 | 91.6209 |  | 1.337 | 0.76525 | 0.78981 | 1.337 | 0.76524 | 0.78982 | 0.52774 | -91.1026 | 90.8236 | 0.52796 | -91.103 | 90.824
Line3_1_5 | 0 | 0 | 0 | 0 | 0 | 0 | 0 | 0 | 0 | 0 | 0 | 0 | 2.4281e-09 | -5.6111e-08 | 5.7863e-08 | -3.3563e-09 | 2.8119e-08 | -2.8943e-08 | -9.7981e-08 | 2.1566e-10 | 1.7432e-09 | 4.9031e-08 | 1.1125e-09 | -2.1422e-09 | 0 | 0 | 0 | 0 | 0 | 0 |  | 1.337 | 0.76525 | 0.78981 | 1.337 | 0.76525 | 0.78981 | 0.52774 | -91.1026 | 90.8236 | 0.52774 | -91.1026 | 90.8236
Line4_2_6 | 0.00012914 | 0.024692 | 0.02531 | 0.00012929 | 0.024692 | 0.025309 | 2.9823e-05 | 0.0057023 | 0.005845 | 2.9859e-05 | 0.0057023 | 0.005845 | 7.6304e-07 | 0.0030845 | 0.0032394 | -7.6333e-07 | -0.0030728 | -0.003227 | 3.9864e-05 | 0.0030627 | 0.0032642 | -3.9912e-05 | -0.0030504 | -0.0032515 | -88.3748 | -135.9053 | 45.602 | 91.6252 | 44.0949 | -134.3982 |  | 1.3369 | 0.76228 | 0.78678 | 1.3369 | 0.7593 | 0.78376 | 0.52864 | -91.1087 | 90.8207 | 0.52954 | -91.115 | 90.8179
Line5_6_7 | 0.00012929 | 0.024692 | 0.025309 | 0.00012945 | 0.024692 | 0.025309 | 2.9859e-05 | 0.0057023 | 0.005845 | 2.9896e-05 | 0.0057023 | 0.0058449 | 7.6119e-07 | 0.0030728 | 0.003227 | -7.6147e-07 | -0.0030611 | -0.0032147 | 3.9912e-05 | 0.0030504 | 0.0032515 | -3.996e-05 | -0.0030381 | -0.0032388 | -88.3779 | -135.9051 | 45.6018 | 91.6221 | 44.0952 | -134.3985 |  | 1.3369 | 0.7593 | 0.78376 | 1.3369 | 0.75633 | 0.78073 | 0.52954 | -91.115 | 90.8179 | 0.53044 | -91.1213 | 90.815
Line6_7_8 | 0 | 0.024604 | 0.0254 | 0 | 0.024604 | 0.0254 | 0 | 0.0056821 | 0.0058658 | 0 | 0.0056821 | 0.0058658 | 3.6626e-09 | 0.0030385 | 0.0032381 | -4.5852e-09 | -0.0030269 | -0.0032257 | -1.4698e-07 | 0.0030392 | 0.0032384 | 9.8028e-08 | -0.0030269 | -0.0032257 | 0 | -136.1279 | 45.8124 | 0 | 43.8723 | -134.1878 |  | 1.3369 | 0.75633 | 0.78073 | 1.3369 | 0.75336 | 0.7777 | 0.53044 | -91.1213 | 90.815 | 0.53111 | -91.1272 | 90.8117
Line7_8_9 | 0 | 0 | 0 | 0 | 0 | 0 | 0 | 0 | 0 | 0 | 0 | 0 | 1.2217e-09 | -2.7656e-08 | 2.8457e-08 | -2.1417e-09 | 9.603e-11 | 2.288e-11 | -4.8994e-08 | 1.1603e-10 | 8.5588e-10 | 4.0894e-11 | 1.2005e-09 | -1.2516e-09 | 0 | 0 | 0 | 0 | 0 | 0 |  | 1.3369 | 0.75336 | 0.7777 | 1.3369 | 0.75336 | 0.7777 | 0.53111 | -91.1272 | 90.8117 | 0.53111 | -91.1272 | 90.8117
Line8_8_10 | 0 | 0 | 0 | 0 | 0 | 0 | 0 | 0 | 0 | 0 | 0 | 0 | 1.2217e-09 | -2.7656e-08 | 2.8457e-08 | -2.1417e-09 | 9.603e-11 | 2.288e-11 | -4.8994e-08 | 1.1603e-10 | 8.5588e-10 | 4.0895e-11 | 1.2005e-09 | -1.2516e-09 | 0 | 0 | 0 | 0 | 0 | 0 |  | 1.3369 | 0.75336 | 0.7777 | 1.3369 | 0.75336 | 0.7777 | 0.53111 | -91.1272 | 90.8117 | 0.53111 | -91.1272 | 90.8117
Line9_3_11 | 0.0001288 | 0.0001288 | 0.0001288 | 0.00012896 | 0.00012896 | 0.00012896 | 2.9745e-05 | 2.9745e-05 | 2.9745e-05 | 2.9782e-05 | 2.9782e-05 | 2.9782e-05 | 7.7122e-07 | 2.2736e-05 | -2.3491e-05 | -7.7199e-07 | -2.2764e-05 | 2.352e-05 | 3.9761e-05 | -1.089e-06 | 3.3428e-07 | -3.9809e-05 | 1.0904e-06 | -3.3451e-07 | -88.3608 | -88.3609 | -88.3608 | 91.6391 | 91.6391 | 91.6392 |  | 1.337 | 0.76524 | 0.78982 | 1.3369 | 0.76524 | 0.78982 | 0.52796 | -91.103 | 90.824 | 0.52819 | -91.1034 | 90.8244