## LLL_max_6
name | pf_ikss_from_ka | pf_ikss_to_ka | pf_ip_from_ka | pf_ip_to_ka | pf_skss_from_mw | pf_skss_to_mw | pf_p_from_mw | pf_p_to_mw | pf_q_from_mvar | pf_q_to_mvar | pf_ikss_from_degree | pf_ikss_to_degree | pf_vm_from_pu | pf_vm_to_pu | pf_va_from_degree | pf_va_to_degree
Line0_1_2 | 0 | 0 | 0 | 0 | 0 | 0 | 0 | 0 | 0 | 0 | 0 | 0 | 0.56933 | 0.56933 | 10.7105 | 10.7105
Line10_11_12 | 0 | 0 | 0 | 0 | 0 | 0 | 0 | 0 | 0 | 0 | 0 | 0 | 0.56933 | 0.56933 | 10.7105 | 10.7105
Line11_12_13 | 0 | 0 | 0 | 0 | 0 | 0 | 0 | 0 | 0 | 0 | 0 | 0 | 0.56933 | 0.56933 | 10.7105 | 10.7105
Line12_13_15 | 0 | 0 | 0 | 0 | 0 | 0 | 0 | 0 | 0 | 0 | 0 | 0 | 0.56933 | 0.56933 | 10.7105 | 10.7105
Line13_13_14 | 0 | 0 | 0 | 0 | 0 | 0 | 0 | 0 | 0 | 0 | 0 | 0 | 0.56933 | 0.56933 | 10.7105 | 10.7105
Line14_15_16 | 0 | 0 | 0 | 0 | 0 | 0 | 0 | 0 | 0 | 0 | 0 | 0 | 0.56933 | 0.56933 | 10.7105 | 10.7105
Line15_16_17 | 0 | 0 | 0 | 0 | 0 | 0 | 0 | 0 | 0 | 0 | 0 | 0 | 0.56933 | 0.56933 | 10.7105 | 10.7105
Line16_4_18 | 0 | 0 | 0 | 0 | 0 | 0 | 0 | 0 | 0 | 0 | 0 | 0 | 1.1 | 1.1 | -5.4833e-11 | -5.4833e-11
Line17_5_19 | 0 | 0 | 0 | 0 | 0 | 0 | 0 | 0 | 0 | 0 | 0 | 0 | 0.56933 | 0.56933 | 10.7105 | 10.7105
Line1_1_3 | 0 | 0 | 0 | 0 | 0 | 0 | 0 | 0 | 0 | 0 | 0 | 0 | 0.56933 | 0.56933 | 10.7105 | 10.7105
Line2_1_4 | 5.6891 | 5.6891 | 0 | 0 | 3.9415 | 3.9415 | -0.187 | 1.158 | -2.2362 | 4.1782 | 105.4907 | -74.5093 | 0.56933 | 1.1 | 10.7105 | -5.4833e-11
Line3_1_5 | 0 | 0 | 0 | 0 | 0 | 0 | 0 | 0 | 0 | 0 | 0 | 0 | 0.56933 | 0.56933 | 10.7105 | 10.7105
Line4_2_6 | 0 | 0 | 0 | 0 | 0 | 0 | 0 | 0 | 0 | 0 | 0 | 0 | 0.56933 | 0.56933 | 10.7105 | 10.7105
Line5_6_7 | 0 | 0 | 0 | 0 | 0 | 0 | 0 | 0 | 0 | 0 | 0 | 0 | 0.56933 | 0.56933 | 10.7105 | 10.7105
Line6_7_8 | 0 | 0 | 0 | 0 | 0 | 0 | 0 | 0 | 0 | 0 | 0 | 0 | 0.56933 | 0.56933 | 10.7105 | 10.7105
Line7_8_9 | 0 | 0 | 0 | 0 | 0 | 0 | 0 | 0 | 0 | 0 | 0 | 0 | 0.56933 | 0.56933 | 10.7105 | 10.7105
Line8_8_10 | 0 | 0 | 0 | 0 | 0 | 0 | 0 | 0 | 0 | 0 | 0 | 0 | 0.56933 | 0.56933 | 10.7105 | 10.7105
Line9_3_11 | 0 | 0 | 0 | 0 | 0 | 0 | 0 | 0 | 0 | 0 | 0 | 0 | 0.56933 | 0.56933 | 10.7105 | 10.7105

## LLL_max_10
name | pf_ikss_from_ka | pf_ikss_to_ka | pf_ip_from_ka | pf_ip_to_ka | pf_skss_from_mw | pf_skss_to_mw | pf_p_from_mw | pf_p_to_mw | pf_q_from_mvar | pf_q_to_mvar | pf_ikss_from_degree | pf_ikss_to_degree | pf_vm_from_pu | pf_vm_to_pu | pf_va_from_degree | pf_va_to_degree
Line0_1_2 | 0 | 0 | 0 | 0 | 0 | 0 | 0 | 0 | 0 | 0 | 0 | 0 | 0.58233 | 0.58233 | 10.4543 | 10.4543
Line10_11_12 | 0 | 0 | 0 | 0 | 0 | 0 | 0 | 0 | 0 | 0 | 0 | 0 | 0.58233 | 0.58233 | 10.4543 | 10.4543
Line11_12_13 | 0 | 0 | 0 | 0 | 0 | 0 | 0 | 0 | 0 | 0 | 0 | 0 | 0.58233 | 0.58233 | 10.4543 | 10.4543
Line12_13_15 | 0 | 0 | 0 | 0 | 0 | 0 | 0 | 0 | 0 | 0 | 0 | 0 | 0.58233 | 0.58233 | 10.4543 | 10.4543
Line13_13_14 | 0 | 0 | 0 | 0 | 0 | 0 | 0 | 0 | 0 | 0 | 0 | 0 | 0.58233 | 0.58233 | 10.4543 | 10.4543
Line14_15_16 | 0 | 0 | 0 | 0 | 0 | 0 | 0 | 0 | 0 | 0 | 0 | 0 | 0.58233 | 0.58233 | 10.4543 | 10.4543
Line15_16_17 | 0 | 0 | 0 | 0 | 0 | 0 | 0 | 0 | 0 | 0 | 0 | 0 | 0.58233 | 0.58233 | 10.4543 | 10.4543
Line16_4_18 | 0 | 0 | 0 | 0 | 0 | 0 | 0 | 0 | 0 | 0 | 0 | 0 | 1.1 | 1.1 | -5.2669e-11 | -5.2669e-11
Line17_5_19 | 0 | 0 | 0 | 0 | 0 | 0 | 0 | 0 | 0 | 0 | 0 | 0 | 0.58233 | 0.58233 | 10.4543 | 10.4543
Line1_1_3 | 0 | 0 | 0 | 0 | 0 | 0 | 0 | 0 | 0 | 0 | 0 | 0 | 0.58233 | 0.58233 | 10.4543 | 10.4543
Line2_1_4 | 5.5546 | 5.5546 | 0 | 0 | 3.8483 | 3.8483 | -0.18675 | 1.1123 | -2.2332 | 4.0844 | 105.2345 | -74.7655 | 0.58233 | 1.1 | 10.4543 | -5.2669e-11
Line3_1_5 | 0 | 0 | 0 | 0 | 0 | 0 | 0 | 0 | 0 | 0 | 0 | 0 | 0.58233 | 0.58233 | 10.4543 | 10.4543
Line4_2_6 | 0 | 0 | 0 | 0 | 0 | 0 | 0 | 0 | 0 | 0 | 0 | 0 | 0.58233 | 0.58233 | 10.4543 | 10.4543
Line5_6_7 | 0 | 0 | 0 | 0 | 0 | 0 | 0 | 0 | 0 | 0 | 0 | 0 | 0.58233 | 0.58233 | 10.4543 | 10.4543
Line6_7_8 | 0 | 0 | 0 | 0 | 0 | 0 | 0 | 0 | 0 | 0 | 0 | 0 | 0.58233 | 0.58233 | 10.4543 | 10.4543
Line7_8_9 | 0 | 0 | 0 | 0 | 0 | 0 | 0 | 0 | 0 | 0 | 0 | 0 | 0.58233 | 0.58233 | 10.4543 | 10.4543
Line8_8_10 | 0 | 0 | 0 | 0 | 0 | 0 | 0 | 0 | 0 | 0 | 0 | 0 | 0.58233 | 0.58233 | 10.4543 | 10.4543
Line9_3_11 | 0 | 0 | 0 | 0 | 0 | 0 | 0 | 0 | 0 | 0 | 0 | 0 | 0.58233 | 0.58233 | 10.4543 | 10.4543

## LLL_max_fault_6
name | pf_ikss_from_ka | pf_ikss_to_ka | pf_ip_from_ka | pf_ip_to_ka | pf_skss_from_mw | pf_skss_to_mw | pf_p_from_mw | pf_p_to_mw | pf_q_from_mvar | pf_q_to_mvar | pf_ikss_from_degree | pf_ikss_to_degree | pf_vm_from_pu | pf_vm_to_pu | pf_va_from_degree | pf_va_to_degree
Line0_1_2 | 0 | 0 | 0 | 0 | 0 | 0 | 0 | 0 | 0 | 0 | 0 | 0 | 1.0925 | 1.0925 | -0.20508 | -0.20508
Line10_11_12 | 0 | 0 | 0 | 0 | 0 | 0 | 0 | 0 | 0 | 0 | 0 | 0 | 1.0925 | 1.0925 | -0.20508 | -0.20508
Line11_12_13 | 0 | 0 | 0 | 0 | 0 | 0 | 0 | 0 | 0 | 0 | 0 | 0 | 1.0925 | 1.0925 | -0.20508 | -0.20508
Line12_13_15 | 0 | 0 | 0 | 0 | 0 | 0 | 0 | 0 | 0 | 0 | 0 | 0 | 1.0925 | 1.0925 | -0.20508 | -0.20508
Line13_13_14 | 0 | 0 | 0 | 0 | 0 | 0 | 0 | 0 | 0 | 0 | 0 | 0 | 1.0925 | 1.0925 | -0.20508 | -0.20508
Line14_15_16 | 0 | 0 | 0 | 0 | 0 | 0 | 0 | 0 | 0 | 0 | 0 | 0 | 1.0925 | 1.0925 | -0.20508 | -0.20508
Line15_16_17 | 0 | 0 | 0 | 0 | 0 | 0 | 0 | 0 | 0 | 0 | 0 | 0 | 1.0925 | 1.0925 | -0.20508 | -0.20508
Line16_4_18 | 0 | 0 | 0 | 0 | 0 | 0 | 0 | 0 | 0 | 0 | 0 | 0 | 1.1 | 1.1 | -2.5491e-12 | -2.5491e-12
Line17_5_19 | 0 | 0 | 0 | 0 | 0 | 0 | 0 | 0 | 0 | 0 | 0 | 0 | 1.0925 | 1.0925 | -0.20508 | -0.20508
Line1_1_3 | 0 | 0 | 0 | 0 | 0 | 0 | 0 | 0 | 0 | 0 | 0 | 0 | 1.0925 | 1.0925 | -0.20508 | -0.20508
Line2_1_4 | 0.08711 | 0.08711 | 0 | 0 | 0.060352 | 0.060352 | -0.053607 | 0.053835 | -0.038391 | 0.038846 | 144.1868 | -35.8132 | 1.0925 | 1.1 | -0.20508 | -2.5491e-12
Line3_1_5 | 0 | 0 | 0 | 0 | 0 | 0 | 0 | 0 | 0 | 0 | 0 | 0 | 1.0925 | 1.0925 | -0.20508 | -0.20508
Line4_2_6 | 0 | 0 | 0 | 0 | 0 | 0 | 0 | 0 | 0 | 0 | 0 | 0 | 1.0925 | 1.0925 | -0.20508 | -0.20508
Line5_6_7 | 0 | 0 | 0 | 0 | 0 | 0 | 0 | 0 | 0 | 0 | 0 | 0 | 1.0925 | 1.0925 | -0.20508 | -0.20508
Line6_7_8 | 0 | 0 | 0 | 0 | 0 | 0 | 0 | 0 | 0 | 0 | 0 | 0 | 1.0925 | 1.0925 | -0.20508 | -0.20508
Line7_8_9 | 0 | 0 | 0 | 0 | 0 | 0 | 0 | 0 | 0 | 0 | 0 | 0 | 1.0925 | 1.0925 | -0.20508 | -0.20508
Line8_8_10 | 0 | 0 | 0 | 0 | 0 | 0 | 0 | 0 | 0 | 0 | 0 | 0 | 1.0925 | 1.0925 | -0.20508 | -0.20508
Line9_3_11 | 0 | 0 | 0 | 0 | 0 | 0 | 0 | 0 | 0 | 0 | 0 | 0 | 1.0925 | 1.0925 | -0.20508 | -0.20508

## LLL_max_fault_10
name | pf_ikss_from_ka | pf_ikss_to_ka | pf_ip_from_ka | pf_ip_to_ka | pf_skss_from_mw | pf_skss_to_mw | pf_p_from_mw | pf_p_to_mw | pf_q_from_mvar | pf_q_to_mvar | pf_ikss_from_degree | pf_ikss_to_degree | pf_vm_from_pu | pf_vm_to_pu | pf_va_from_degree | pf_va_to_degree
Line0_1_2 | 0 | 0 | 0 | 0 | 0 | 0 | 0 | 0 | 0 | 0 | 0 | 0 | 1.0927 | 1.0927 | -0.19851 | -0.19851
Line10_11_12 | 0 | 0 | 0 | 0 | 0 | 0 | 0 | 0 | 0 | 0 | 0 | 0 | 1.0927 | 1.0927 | -0.19851 | -0.19851
Line11_12_13 | 0 | 0 | 0 | 0 | 0 | 0 | 0 | 0 | 0 | 0 | 0 | 0 | 1.0927 | 1.0927 | -0.19851 | -0.19851
Line12_13_15 | 0 | 0 | 0 | 0 | 0 | 0 | 0 | 0 | 0 | 0 | 0 | 0 | 1.0927 | 1.0927 | -0.19851 | -0.19851
Line13_13_14 | 0 | 0 | 0 | 0 | 0 | 0 | 0 | 0 | 0 | 0 | 0 | 0 | 1.0927 | 1.0927 | -0.19851 | -0.19851
Line14_15_16 | 0 | 0 | 0 | 0 | 0 | 0 | 0 | 0 | 0 | 0 | 0 | 0 | 1.0927 | 1.0927 | -0.19851 | -0.19851
Line15_16_17 | 0 | 0 | 0 | 0 | 0 | 0 | 0 | 0 | 0 | 0 | 0 | 0 | 1.0927 | 1.0927 | -0.19851 | -0.19851
Line16_4_18 | 0 | 0 | 0 | 0 | 0 | 0 | 0 | 0 | 0 | 0 | 0 | 0 | 1.1 | 1.1 | -2.4811e-12 | -2.4811e-12
Line17_5_19 | 0 | 0 | 0 | 0 | 0 | 0 | 0 | 0 | 0 | 0 | 0 | 0 | 1.0927 | 1.0927 | -0.19851 | -0.19851
Line1_1_3 | 0 | 0 | 0 | 0 | 0 | 0 | 0 | 0 | 0 | 0 | 0 | 0 | 1.0927 | 1.0927 | -0.19851 | -0.19851
Line2_1_4 | 0.085057 | 0.085057 | 0 | 0 | 0.058929 | 0.058929 | -0.05218 | 0.052397 | -0.037729 | 0.038163 | 143.9324 | -36.0676 | 1.0927 | 1.1 | -0.19851 | -2.4811e-12
Line3_1_5 | 0 | 0 | 0 | 0 | 0 | 0 | 0 | 0 | 0 | 0 | 0 | 0 | 1.0927 | 1.0927 | -0.19851 | -0.19851
Line4_2_6 | 0 | 0 | 0 | 0 | 0 | 0 | 0 | 0 | 0 | 0 | 0 | 0 | 1.0927 | 1.0927 | -0.19851 | -0.19851
Line5_6_7 | 0 | 0 | 0 | 0 | 0 | 0 | 0 | 0 | 0 | 0 | 0 | 0 | 1.0927 | 1.0927 | -0.19851 | -0.19851
Line6_7_8 | 0 | 0 | 0 | 0 | 0 | 0 | 0 | 0 | 0 | 0 | 0 | 0 | 1.0927 | 1.0927 | -0.19851 | -0.19851
Line7_8_9 | 0 | 0 | 0 | 0 | 0 | 0 | 0 | 0 | 0 | 0 | 0 | 0 | 1.0927 | 1.0927 | -0.19851 | -0.19851
Line8_8_10 | 0 | 0 | 0 | 0 | 0 | 0 | 0 | 0 | 0 | 0 | 0 | 0 | 1.0927 | 1.0927 | -0.19851 | -0.19851
Line9_3_11 | 0 | 0 | 0 | 0 | 0 | 0 | 0 | 0 | 0 | 0 | 0 | 0 | 1.0927 | 1.0927 | -0.19851 | -0.19851

## LLL_min_6
name | pf_ikss_from_ka | pf_ikss_to_ka | pf_ip_from_ka | pf_ip_to_ka | pf_skss_from_mw | pf_skss_to_mw | pf_p_from_mw | pf_p_to_mw | pf_q_from_mvar | pf_q_to_mvar | pf_ikss_from_degree | pf_ikss_to_degree | pf_vm_from_pu | pf_vm_to_pu | pf_va_from_degree | pf_va_to_degree
Line0_1_2 | 0 | 0 | 0 | 0 | 0 | 0 | 0 | 0 | 0 | 0 | 0 | 0 | 0.49215 | 0.49215 | 20.988 | 20.988
Line10_11_12 | 0 | 0 | 0 | 0 | 0 | 0 | 0 | 0 | 0 | 0 | 0 | 0 | 0.49215 | 0.49215 | 20.988 | 20.988
Line11_12_13 | 0 | 0 | 0 | 0 | 0 | 0 | 0 | 0 | 0 | 0 | 0 | 0 | 0.49215 | 0.49215 | 20.988 | 20.988
Line12_13_15 | 0 | 0 | 0 | 0 | 0 | 0 | 0 | 0 | 0 | 0 | 0 | 0 | 0.49215 | 0.49215 | 20.988 | 20.988
Line13_13_14 | 0 | 0 | 0 | 0 | 0 | 0 | 0 | 0 | 0 | 0 | 0 | 0 | 0.49215 | 0.49215 | 20.988 | 20.988
Line14_15_16 | 0 | 0 | 0 | 0 | 0 | 0 | 0 | 0 | 0 | 0 | 0 | 0 | 0.49215 | 0.49215 | 20.988 | 20.988
Line15_16_17 | 0 | 0 | 0 | 0 | 0 | 0 | 0 | 0 | 0 | 0 | 0 | 0 | 0.49215 | 0.49215 | 20.988 | 20.988
Line16_4_18 | 0 | 0 | 0 | 0 | 0 | 0 | 0 | 0 | 0 | 0 | 0 | 0 | 1 | 1 | -8.1724e-11 | -8.1724e-11
Line17_5_19 | 0 | 0 | 0 | 0 | 0 | 0 | 0 | 0 | 0 | 0 | 0 | 0 | 0.49215 | 0.49215 | 20.988 | 20.988
Line1_1_3 | 0 | 0 | 0 | 0 | 0 | 0 | 0 | 0 | 0 | 0 | 0 | 0 | 0.49215 | 0.49215 | 20.988 | 20.988
Line2_1_4 | 4.7357 | 4.7357 | 0 | 0 | 3.281 | 3.281 | -0.13456 | 1.4263 | -1.6091 | 2.9547 | 115.7682 | -64.2318 | 0.49215 | 1 | 20.988 | -8.1724e-11
Line3_1_5 | 0 | 0 | 0 | 0 | 0 | 0 | 0 | 0 | 0 | 0 | 0 | 0 | 0.49215 | 0.49215 | 20.988 | 20.988
Line4_2_6 | 0 | 0 | 0 | 0 | 0 | 0 | 0 | 0 | 0 | 0 | 0 | 0 | 0.49215 | 0.49215 | 20.988 | 20.988
Line5_6_7 | 0 | 0 | 0 | 0 | 0 | 0 | 0 | 0 | 0 | 0 | 0 | 0 | 0.49215 | 0.49215 | 20.988 | 20.988
Line6_7_8 | 0 | 0 | 0 | 0 | 0 | 0 | 0 | 0 | 0 | 0 | 0 | 0 | 0.49215 | 0.49215 | 20.988 | 20.988
Line7_8_9 | 0 | 0 | 0 | 0 | 0 | 0 | 0 | 0 | 0 | 0 | 0 | 0 | 0.49215 | 0.49215 | 20.988 | 20.988
Line8_8_10 | 0 | 0 | 0 | 0 | 0 | 0 | 0 | 0 | 0 | 0 | 0 | 0 | 0.49215 | 0.49215 | 20.988 | 20.988
Line9_3_11 | 0 | 0 | 0 | 0 | 0 | 0 | 0 | 0 | 0 | 0 | 0 | 0 | 0.49215 | 0.49215 | 20.988 | 20.988

## LLL_min_10
name | pf_ikss_from_ka | pf_ikss_to_ka | pf_ip_from_ka | pf_ip_to_ka | pf_skss_from_mw | pf_skss_to_mw | pf_p_from_mw | pf_p_to_mw | pf_q_from_mvar | pf_q_to_mvar | pf_ikss_from_degree | pf_ikss_to_degree | pf_vm_from_pu | pf_vm_to_pu | pf_va_from_degree | pf_va_to_degree
Line0_1_2 | 0 | 0 | 0 | 0 | 0 | 0 | 0 | 0 | 0 | 0 | 0 | 0 | 0.49215 | 0.49215 | 20.988 | 20.988
Line10_11_12 | 0 | 0 | 0 | 0 | 0 | 0 | 0 | 0 | 0 | 0 | 0 | 0 | 0.49215 | 0.49215 | 20.988 | 20.988
Line11_12_13 | 0 | 0 | 0 | 0 | 0 | 0 | 0 | 0 | 0 | 0 | 0 | 0 | 0.49215 | 0.49215 | 20.988 | 20.988
Line12_13_15 | 0 | 0 | 0 | 0 | 0 | 0 | 0 | 0 | 0 | 0 | 0 | 0 | 0.49215 | 0.49215 | 20.988 | 20.988
Line13_13_14 | 0 | 0 | 0 | 0 | 0 | 0 | 0 | 0 | 0 | 0 | 0 | 0 | 0.49215 | 0.49215 | 20.988 | 20.988
Line14_15_16 | 0 | 0 | 0 | 0 | 0 | 0 | 0 | 0 | 0 | 0 | 0 | 0 | 0.49215 | 0.49215 | 20.988 | 20.988
Line15_16_17 | 0 | 0 | 0 | 0 | 0 | 0 | 0 | 0 | 0 | 0 | 0 | 0 | 0.49215 | 0.49215 | 20.988 | 20.988
Line16_4_18 | 0 | 0 | 0 | 0 | 0 | 0 | 0 | 0 | 0 | 0 | 0 | 0 | 1 | 1 | -8.1724e-11 | -8.1724e-11
Line17_5_19 | 0 | 0 | 0 | 0 | 0 | 0 | 0 | 0 | 0 | 0 | 0 | 0 | 0.49215 | 0.49215 | 20.988 | 20.988
Line1_1_3 | 0 | 0 | 0 | 0 | 0 | 0 | 0 | 0 | 0 | 0 | 0 | 0 | 0.49215 | 0.49215 | 20.988 | 20.988
Line2_1_4 | 4.7357 | 4.7357 | 0 | 0 | 3.281 | 3.281 | -0.13456 | 1.4263 | -1.6091 | 2.9547 | 115.7682 | -64.2318 | 0.49215 | 1 | 20.988 | -8.1724e-11
Line3_1_5 | 0 | 0 | 0 | 0 | 0 | 0 | 0 | 0 | 0 | 0 | 0 | 0 | 0.49215 | 0.49215 | 20.988 | 20.988
Line4_2_6 | 0 | 0 | 0 | 0 | 0 | 0 | 0 | 0 | 0 | 0 | 0 | 0 | 0.49215 | 0.49215 | 20.988 | 20.988
Line5_6_7 | 0 | 0 | 0 | 0 | 0 | 0 | 0 | 0 | 0 | 0 | 0 | 0 | 0.49215 | 0.49215 | 20.988 | 20.988
Line6_7_8 | 0 | 0 | 0 | 0 | 0 | 0 | 0 | 0 | 0 | 0 | 0 | 0 | 0.49215 | 0.49215 | 20.988 | 20.988
Line7_8_9 | 0 | 0 | 0 | 0 | 0 | 0 | 0 | 0 | 0 | 0 | 0 | 0 | 0.49215 | 0.49215 | 20.988 | 20.988
Line8_8_10 | 0 | 0 | 0 | 0 | 0 | 0 | 0 | 0 | 0 | 0 | 0 | 0 | 0.49215 | 0.49215 | 20.988 | 20.988
Line9_3_11 | 0 | 0 | 0 | 0 | 0 | 0 | 0 | 0 | 0 | 0 | 0 | 0 | 0.49215 | 0.49215 | 20.988 | 20.988

## LLL_min_fault_6
name | pf_ikss_from_ka | pf_ikss_to_ka | pf_ip_from_ka | pf_ip_to_ka | pf_skss_from_mw | pf_skss_to_mw | pf_p_from_mw | pf_p_to_mw | pf_q_from_mvar | pf_q_to_mvar | pf_ikss_from_degree | pf_ikss_to_degree | pf_vm_from_pu | pf_vm_to_pu | pf_va_from_degree | pf_va_to_degree
Line0_1_2 | 0 | 0 | 0 | 0 | 0 | 0 | 0 | 0 | 0 | 0 | 0 | 0 | 0.99076 | 0.99076 | -0.20018 | -0.20018
Line10_11_12 | 0 | 0 | 0 | 0 | 0 | 0 | 0 | 0 | 0 | 0 | 0 | 0 | 0.99076 | 0.99076 | -0.20018 | -0.20018
Line11_12_13 | 0 | 0 | 0 | 0 | 0 | 0 | 0 | 0 | 0 | 0 | 0 | 0 | 0.99076 | 0.99076 | -0.20018 | -0.20018
Line12_13_15 | 0 | 0 | 0 | 0 | 0 | 0 | 0 | 0 | 0 | 0 | 0 | 0 | 0.99076 | 0.99076 | -0.20018 | -0.20018
Line13_13_14 | 0 | 0 | 0 | 0 | 0 | 0 | 0 | 0 | 0 | 0 | 0 | 0 | 0.99076 | 0.99076 | -0.20018 | -0.20018
Line14_15_16 | 0 | 0 | 0 | 0 | 0 | 0 | 0 | 0 | 0 | 0 | 0 | 0 | 0.99076 | 0.99076 | -0.20018 | -0.20018
Line15_16_17 | 0 | 0 | 0 | 0 | 0 | 0 | 0 | 0 | 0 | 0 | 0 | 0 | 0.99076 | 0.99076 | -0.20018 | -0.20018
Line16_4_18 | 0 | 0 | 0 | 0 | 0 | 0 | 0 | 0 | 0 | 0 | 0 | 0 | 1 | 1 | -2.9439e-12 | -2.9439e-12
Line17_5_19 | 0 | 0 | 0 | 0 | 0 | 0 | 0 | 0 | 0 | 0 | 0 | 0 | 0.99076 | 0.99076 | -0.20018 | -0.20018
Line1_1_3 | 0 | 0 | 0 | 0 | 0 | 0 | 0 | 0 | 0 | 0 | 0 | 0 | 0.99076 | 0.99076 | -0.20018 | -0.20018
Line2_1_4 | 0.082267 | 0.082267 | 0 | 0 | 0.056996 | 0.056996 | -0.050989 | 0.051379 | -0.024268 | 0.024674 | 154.3481 | -25.6519 | 0.99076 | 1 | -0.20018 | -2.9439e-12
Line3_1_5 | 0 | 0 | 0 | 0 | 0 | 0 | 0 | 0 | 0 | 0 | 0 | 0 | 0.99076 | 0.99076 | -0.20018 | -0.20018
Line4_2_6 | 0 | 0 | 0 | 0 | 0 | 0 | 0 | 0 | 0 | 0 | 0 | 0 | 0.99076 | 0.99076 | -0.20018 | -0.20018
Line5_6_7 | 0 | 0 | 0 | 0 | 0 | 0 | 0 | 0 | 0 | 0 | 0 | 0 | 0.99076 | 0.99076 | -0.20018 | -0.20018
Line6_7_8 | 0 | 0 | 0 | 0 | 0 | 0 | 0 | 0 | 0 | 0 | 0 | 0 | 0.99076 | 0.99076 | -0.20018 | -0.20018
Line7_8_9 | 0 | 0 | 0 | 0 | 0 | 0 | 0 | 0 | 0 | 0 | 0 | 0 | 0.99076 | 0.99076 | -0.20018 | -0.20018
Line8_8_10 | 0 | 0 | 0 | 0 | 0 | 0 | 0 | 0 | 0 | 0 | 0 | 0 | 0.99076 | 0.99076 | -0.20018 | -0.20018
Line9_3_11 | 0 | 0 | 0 | 0 | 0 | 0 | 0 | 0 | 0 | 0 | 0 | 0 | 0.99076 | 0.99076 | -0.20018 | -0.20018

## LLL_min_fault_10
name | pf_ikss_from_ka | pf_ikss_to_ka | pf_ip_from_ka | pf_ip_to_ka | pf_skss_from_mw | pf_skss_to_mw | pf_p_from_mw | pf_p_to_mw | pf_q_from_mvar | pf_q_to_mvar | pf_ikss_from_degree | pf_ikss_to_degree | pf_vm_from_pu | pf_vm_to_pu | pf_va_from_degree | pf_va_to_degree
Line0_1_2 | 0 | 0 | 0 | 0 | 0 | 0 | 0 | 0 | 0 | 0 | 0 | 0 | 0.99076 | 0.99076 | -0.20018 | -0.20018
Line10_11_12 | 0 | 0 | 0 | 0 | 0 | 0 | 0 | 0 | 0 | 0 | 0 | 0 | 0.99076 | 0.99076 | -0.20018 | -0.20018
Line11_12_13 | 0 | 0 | 0 | 0 | 0 | 0 | 0 | 0 | 0 | 0 | 0 | 0 | 0.99076 | 0.99076 | -0.20018 | -0.20018
Line12_13_15 | 0 | 0 | 0 | 0 | 0 | 0 | 0 | 0 | 0 | 0 | 0 | 0 | 0.99076 | 0.99076 | -0.20018 | -0.20018
Line13_13_14 | 0 | 0 | 0 | 0 | 0 | 0 | 0 | 0 | 0 | 0 | 0 | 0 | 0.99076 | 0.99076 | -0.20018 | -0.20018
Line14_15_16 | 0 | 0 | 0 | 0 | 0 | 0 | 0 | 0 | 0 | 0 | 0 | 0 | 0.99076 | 0.99076 | -0.20018 | -0.20018
Line15_16_17 | 0 | 0 | 0 | 0 | 0 | 0 | 0 | 0 | 0 | 0 | 0 | 0 | 0.99076 | 0.99076 | -0.20018 | -0.20018
Line16_4_18 | 0 | 0 | 0 | 0 | 0 | 0 | 0 | 0 | 0 | 0 | 0 | 0 | 1 | 1 | -2.9439e-12 | -2.9439e-12
Line17_5_19 | 0 | 0 | 0 | 0 | 0 | 0 | 0 | 0 | 0 | 0 | 0 | 0 | 0.99076 | 0.99076 | -0.20018 | -0.20018
Line1_1_3 | 0 | 0 | 0 | 0 | 0 | 0 | 0 | 0 | 0 | 0 | 0 | 0 | 0.99076 | 0.99076 | -0.20018 | -0.20018
Line2_1_4 | 0.082267 | 0.082267 | 0 | 0 | 0.056996 | 0.056996 | -0.050989 | 0.051379 | -0.024268 | 0.024674 | 154.3481 | -25.6519 | 0.99076 | 1 | -0.20018 | -2.9439e-12
Line3_1_5 | 0 | 0 | 0 | 0 | 0 | 0 | 0 | 0 | 0 | 0 | 0 | 0 | 0.99076 | 0.99076 | -0.20018 | -0.20018
Line4_2_6 | 0 | 0 | 0 | 0 | 0 | 0 | 0 | 0 | 0 | 0 | 0 | 0 | 0.99076 | 0.99076 | -0.20018 | -0.20018
Line5_6_7 | 0 | 0 | 0 | 0 | 0 | 0 | 0 | 0 | 0 | 0 | 0 | 0 | 0.99076 | 0.99076 | -0.20018 | -0.20018
Line6_7_8 | 0 | 0 | 0 | 0 | 0 | 0 | 0 | 0 | 0 | 0 | 0 | 0 | 0.99076 | 0.99076 | -0.20018 | -0.20018
Line7_8_9 | 0 | 0 | 0 | 0 | 0 | 0 | 0 | 0 | 0 | 0 | 0 | 0 | 0.99076 | 0.99076 | -0.20018 | -0.20018
Line8_8_10 | 0 | 0 | 0 | 0 | 0 | 0 | 0 | 0 | 0 | 0 | 0 | 0 | 0.99076 | 0.99076 | -0.20018 | -0.20018
Line9_3_11 | 0 | 0 | 0 | 0 | 0 | 0 | 0 | 0 | 0 | 0 | 0 | 0 | 0.99076 | 0.99076 | -0.20018 | -0.20018

## LL_max_6
name | pf_ikss_a_from_ka | pf_ikss_b_from_ka | pf_ikss_c_from_ka | pf_ikss_a_to_ka | pf_ikss_b_to_ka | pf_ikss_c_to_ka | pf_skss_a_from_mw | pf_skss_b_from_mw | pf_skss_c_from_mw | pf_skss_a_to_mw | pf_skss_b_to_mw | pf_skss_c_to_mw | pf_p_a_from_mw | pf_p_b_from_mw | pf_p_c_from_mw | pf_p_a_to_mw | pf_p_b_to_mw | pf_p_c_to_mw | pf_q_a_from_mvar | pf_q_b_from_mvar | pf_q_c_from_mvar | pf_q_a_to_mvar | pf_q_b_to_mvar | pf_q_c_to_mvar | pf_ikss_a_from_degree | pf_ikss_b_from_degree | pf_ikss_c_from_degree | pf_ikss_a_to_degree | pf_ikss_b_to_degree | pf_ikss_c_to_degree | pf_vm_a_from_pu | pf_vm_b_from_pu | pf_vm_c_from_pu | pf_vm_a_to_pu | pf_vm_b_to_pu | pf_vm_c_to_pu | pf_va_a_from_degree | pf_va_b_from_degree | pf_va_c_from_degree | pf_va_a_to_degree | pf_va_b_to_degree | pf_va_c_to_degree
Line0_1_2 | 0 | 0 | 0 | 0 | 0 | 0 | 0 | 0 | 0 | 0 | 0 | 0 | 7.3275e-16 | -5.9138e-09 | -3.6963e-09 | -7.3275e-16 | 5.9138e-09 | 3.6963e-09 | -2.4425e-16 | 3.7444e-09 | -7.5852e-09 | 2.646e-16 | -3.7444e-09 | 7.5852e-09 | 0 | 0 | 0 | 0 | 0 | 0 | 1.1 | 0.66694 | 0.80399 | 1.1 | 0.66694 | 0.80399 | 1.6568e-10 | -133.4146 | 142.9454 | 1.6567e-10 | -133.4146 | 142.9454
Line10_11_12 | 0 | 0 | 0 | 0 | 0 | 0 | 0 | 0 | 0 | 0 | 0 | 0 | 8.1416e-16 | -5.9138e-09 | -3.6963e-09 | -8.9558e-16 | 5.9138e-09 | 3.6963e-09 | -1.6283e-16 | 3.7444e-09 | -7.5852e-09 | 1.6283e-16 | -3.7444e-09 | 7.5852e-09 | 0 | 0 | 0 | 0 | 0 | 0 | 1.1 | 0.66694 | 0.80399 | 1.1 | 0.66694 | 0.80399 | 1.6565e-10 | -133.4146 | 142.9454 | 1.6564e-10 | -133.4146 | 142.9454
Line11_12_13 | 0 | 0 | 0 | 0 | 0 | 0 | 0 | 0 | 0 | 0 | 0 | 0 | 7.3275e-16 | -4.9282e-09 | -3.0803e-09 | -6.5133e-16 | 4.9282e-09 | 3.0803e-09 | -8.1416e-17 | 3.1203e-09 | -6.321e-09 | 6.1062e-17 | -3.1203e-09 | 6.321e-09 | 0 | 0 | 0 | 0 | 0 | 0 | 1.1 | 0.66694 | 0.80399 | 1.1 | 0.66694 | 0.80399 | 1.6564e-10 | -133.4146 | 142.9454 | 1.6563e-10 | -133.4146 | 142.9454
Line12_13_15 | 0 | 0 | 0 | 0 | 0 | 0 | 0 | 0 | 0 | 0 | 0 | 0 | 4.0708e-16 | -2.9569e-09 | -1.8482e-09 | -4.0708e-16 | 2.9569e-09 | 1.8482e-09 | -8.1416e-17 | 1.8722e-09 | -3.7926e-09 | 8.1416e-17 | -1.8722e-09 | 3.7926e-09 | 0 | 0 | 0 | 0 | 0 | 0 | 1.1 | 0.66694 | 0.80399 | 1.1 | 0.66694 | 0.80399 | 1.6563e-10 | -133.4146 | 142.9454 | 1.6562e-10 | -133.4146 | 142.9454
Line13_13_14 | 0 | 0 | 0 | 0 | 0 | 0 | 0 | 0 | 0 | 0 | 0 | 0 | 5.8839e-29 | -9.8564e-10 | -6.1605e-10 | 8.1416e-17 | 9.8564e-10 | 6.1605e-10 | -2.0354e-17 | 6.2406e-10 | -1.2642e-09 | 2.0354e-17 | -6.2406e-10 | 1.2642e-09 | 0 | 0 | 0 | 0 | 0 | 0 | 1.1 | 0.66694 | 0.80399 | 1.1 | 0.66694 | 0.80399 | 1.6563e-10 | -133.4146 | 142.9454 | 1.6563e-10 | -133.4146 | 142.9454
Line14_15_16 | 0 | 0 | 0 | 0 | 0 | 0 | 0 | 0 | 0 | 0 | 0 | 0 | 8.1416e-17 | -1.9713e-09 | -1.2321e-09 | -8.1416e-17 | 1.9713e-09 | 1.2321e-09 | -4.0708e-17 | 1.2481e-09 | -2.5284e-09 | 2.0354e-17 | -1.2481e-09 | 2.5284e-09 | 0 | 0 | 0 | 0 | 0 | 0 | 1.1 | 0.66694 | 0.80399 | 1.1 | 0.66694 | 0.80399 | 1.6562e-10 | -133.4146 | 142.9454 | 1.6562e-10 | -133.4146 | 142.9454
Line15_16_17 | 0 | 0 | 0 | 0 | 0 | 0 | 0 | 0 | 0 | 0 | 0 | 0 | -1.6283e-16 | -9.8564e-10 | -6.1605e-10 | 1.6283e-16 | 9.8564e-10 | 6.1605e-10 | 6.1062e-17 | 6.2406e-10 | -1.2642e-09 | -6.1062e-17 | -6.2406e-10 | 1.2642e-09 | 0 | 0 | 0 | 0 | 0 | 0 | 1.1 | 0.66694 | 0.80399 | 1.1 | 0.66694 | 0.80399 | 1.6562e-10 | -133.4146 | 142.9454 | 1.6562e-10 | -133.4146 | 142.9454
Line16_4_18 | 0 | 0 | 0 | 0 | 0 | 0 | 0 | 0 | 0 | 0 | 0 | 0 | 2.9505e-22 | -9.3564e-21 | -1.3034e-20 | -2.9505e-22 | 9.3564e-21 | 1.3034e-20 | -5.9238e-28 | 9.8182e-21 | -3.4493e-21 | 3.5424e-44 | -9.8182e-21 | 3.4493e-21 | 0 | 0 | 0 | 0 | 0 | 0 | 1.1 | 1.1 | 1.1 | 1.1 | 1.1 | 1.1 | -1.6396e-21 | -120 | 120 | -6.8789e-21 | -120 | 120
Line17_5_19 | 0 | 0 | 0 | 0 | 0 | 0 | 0 | 0 | 0 | 0 | 0 | 0 | -1.6283e-16 | -9.8564e-10 | -6.1605e-10 | 1.6283e-16 | 9.8564e-10 | 6.1605e-10 | 4.0708e-17 | 6.2406e-10 | -1.2642e-09 | -6.1062e-17 | -6.2406e-10 | 1.2642e-09 | 0 | 0 | 0 | 0 | 0 | 0 | 1.1 | 0.66694 | 0.80399 | 1.1 | 0.66694 | 0.80399 | 1.6568e-10 | -133.4146 | 142.9454 | 1.6568e-10 | -133.4146 | 142.9454
Line1_1_3 | 0 | 0 | 0 | 0 | 0 | 0 | 0 | 0 | 0 | 0 | 0 | 0 | 1.1398e-15 | -7.8851e-09 | -4.9284e-09 | -1.1398e-15 | 7.8851e-09 | 4.9284e-09 | -1.4248e-16 | 4.9925e-09 | -1.0114e-08 | 1.8319e-16 | -4.9925e-09 | 1.0114e-08 | 0 | 0 | 0 | 0 | 0 | 0 | 1.1 | 0.66694 | 0.80399 | 1.1 | 0.66694 | 0.80399 | 1.6568e-10 | -133.4146 | 142.9454 | 1.6567e-10 | -133.4146 | 142.9454
Line2_1_4 | 0 | 4.9269 | 4.9269 | 0 | 4.9269 | 4.9269 | 0 | 1.1378 | 1.1378 | 0 | 1.1378 | 1.1378 | -1.1559e-11 | -0.64982 | 0.55632 | 1.1559e-11 | 0.89257 | -0.31357 | -4.1779e-11 | -0.39192 | -0.7262 | 4.1779e-11 | 0.87741 | 1.2117 | 0 | 15.4907 | -164.5093 | 0 | -164.5093 | 15.4907 | 1.1 | 0.66694 | 0.80399 | 1.1 | 1.1 | 1.1 | 1.6568e-10 | -133.4146 | 142.9454 | -1.6396e-21 | -120 | 120
Line3_1_5 | 0 | 0 | 0 | 0 | 0 | 0 | 0 | 0 | 0 | 0 | 0 | 0 | 3.2567e-16 | -1.9713e-09 | -1.2321e-09 | -2.4425e-16 | 1.9713e-09 | 1.2321e-09 | 4.0708e-17 | 1.2481e-09 | -2.5284e-09 | -2.0354e-17 | -1.2481e-09 | 2.5284e-09 | 0 | 0 | 0 | 0 | 0 | 0 | 1.1 | 0.66694 | 0.80399 | 1.1 | 0.66694 | 0.80399 | 1.6568e-10 | -133.4146 | 142.9454 | 1.6568e-10 | -133.4146 | 142.9454
Line4_2_6 | 0 | 0 | 0 | 0 | 0 | 0 | 0 | 0 | 0 | 0 | 0 | 0 | 4.885e-16 | -4.9282e-09 | -3.0803e-09 | -4.0708e-16 | 4.9282e-09 | 3.0803e-09 | -2.2389e-16 | 3.1203e-09 | -6.321e-09 | 2.0354e-16 | -3.1203e-09 | 6.321e-09 | 0 | 0 | 0 | 0 | 0 | 0 | 1.1 | 0.66694 | 0.80399 | 1.1 | 0.66694 | 0.80399 | 1.6567e-10 | -133.4146 | 142.9454 | 1.6567e-10 | -133.4146 | 142.9454
Line5_6_7 | 0 | 0 | 0 | 0 | 0 | 0 | 0 | 0 | 0 | 0 | 0 | 0 | 4.0708e-16 | -3.9425e-09 | -2.4642e-09 | -3.2567e-16 | 3.9425e-09 | 2.4642e-09 | -2.0354e-16 | 2.4962e-09 | -5.0568e-09 | 2.0354e-16 | -2.4962e-09 | 5.0568e-09 | 0 | 0 | 0 | 0 | 0 | 0 | 1.1 | 0.66694 | 0.80399 | 1.1 | 0.66694 | 0.80399 | 1.6567e-10 | -133.4146 | 142.9454 | 1.6566e-10 | -133.4146 | 142.9454
Line6_7_8 | 0 | 0 | 0 | 0 | 0 | 0 | 0 | 0 | 0 | 0 | 0 | 0 | 3.2567e-16 | -2.9569e-09 | -1.8482e-09 | -2.4425e-16 | 2.9569e-09 | 1.8482e-09 | -1.8319e-16 | 1.8722e-09 | -3.7926e-09 | 1.8319e-16 | -1.8722e-09 | 3.7926e-09 | 0 | 0 | 0 | 0 | 0 | 0 | 1.1 | 0.66694 | 0.80399 | 1.1 | 0.66694 | 0.80399 | 1.6566e-10 | -133.4146 | 142.9454 | 1.6566e-10 | -133.4146 | 142.9454
Line7_8_9 | 0 | 0 | 0 | 0 | 0 | 0 | 0 | 0 | 0 | 0 | 0 | 0 | 8.1416e-17 | -9.8564e-10 | -6.1605e-10 | -1.7655e-28 | 9.8564e-10 | 6.1605e-10 | -4.0708e-17 | 6.2406e-10 | -1.2642e-09 | 6.1062e-17 | -6.2406e-10 | 1.2642e-09 | 0 | 0 | 0 | 0 | 0 | 0 | 1.1 | 0.66694 | 0.80399 | 1.1 | 0.66694 | 0.80399 | 1.6566e-10 | -133.4146 | 142.9454 | 1.6566e-10 | -133.4146 | 142.9454
Line8_8_10 | 0 | 0 | 0 | 0 | 0 | 0 | 0 | 0 | 0 | 0 | 0 | 0 | 8.1416e-17 | -9.8564e-10 | -6.1605e-10 | -1.7655e-28 | 9.8564e-10 | 6.1605e-10 | -4.0708e-17 | 6.2406e-10 | -1.2642e-09 | 6.1062e-17 | -6.2406e-10 | 1.2642e-09 | 0 | 0 | 0 | 0 | 0 | 0 | 1.1 | 0.66694 | 0.80399 | 1.1 | 0.66694 | 0.80399 | 1.6566e-10 | -133.4146 | 142.9454 | 1.6566e-10 | -133.4146 | 142.9454
Line9_3_11 | 0 | 0 | 0 | 0 | 0 | 0 | 0 | 0 | 0 | 0 | 0 | 0 | 9.77e-16 | -6.8995e-09 | -4.3124e-09 | -8.9558e-16 | 6.8995e-09 | 4.3124e-09 | -1.4248e-16 | 4.3684e-09 | -8.8494e-09 | 1.4248e-16 | -4.3684e-09 | 8.8494e-09 | 0 | 0 | 0 | 0 | 0 | 0 | 1.1 | 0.66694 | 0.80399 | 1.1 | 0.66694 | 0.80399 | 1.6567e-10 | -133.4146 | 142.9454 | 1.6565e-10 | -133.4146 | 142.9454

## LL_max_10
name | pf_ikss_a_from_ka | pf_ikss_b_from_ka | pf_ikss_c_from_ka | pf_ikss_a_to_ka | pf_ikss_b_to_ka | pf_ikss_c_to_ka | pf_skss_a_from_mw | pf_skss_b_from_mw | pf_skss_c_from_mw | pf_skss_a_to_mw | pf_skss_b_to_mw | pf_skss_c_to_mw | pf_p_a_from_mw | pf_p_b_from_mw | pf_p_c_from_mw | pf_p_a_to_mw | pf_p_b_to_mw | pf_p_c_to_mw | pf_q_a_from_mvar | pf_q_b_from_mvar | pf_q_c_from_mvar | pf_q_a_to_mvar | pf_q_b_to_mvar | pf_q_c_to_mvar | pf_ikss_a_from_degree | pf_ikss_b_from_degree | pf_ikss_c_from_degree | pf_ikss_a_to_degree | pf_ikss_b_to_degree | pf_ikss_c_to_degree | pf_vm_a_from_pu | pf_vm_b_from_pu | pf_vm_c_from_pu | pf_vm_a_to_pu | pf_vm_b_to_pu | pf_vm_c_to_pu | pf_va_a_from_degree | pf_va_b_from_degree | pf_va_c_from_degree | pf_va_a_to_degree | pf_va_b_to_degree | pf_va_c_to_degree
Line0_1_2 | 0 | 0 | 0 | 0 | 0 | 0 | 0 | 0 | 0 | 0 | 0 | 0 | 5.6991e-16 | -5.9058e-09 | -3.6913e-09 | -5.6991e-16 | 5.9058e-09 | 3.6913e-09 | -2.646e-16 | 3.6081e-09 | -7.4437e-09 | 2.646e-16 | -3.6081e-09 | 7.4437e-09 | 0 | 0 | 0 | 0 | 0 | 0 | 1.1 | 0.67541 | 0.81086 | 1.1 | 0.67541 | 0.81086 | 1.649e-10 | -132.753 | 142.2928 | 1.6489e-10 | -132.753 | 142.2928
Line10_11_12 | 0 | 0 | 0 | 0 | 0 | 0 | 0 | 0 | 0 | 0 | 0 | 0 | 7.3275e-16 | -5.9058e-09 | -3.6913e-09 | -8.1416e-16 | 5.9058e-09 | 3.6913e-09 | -1.4248e-16 | 3.6081e-09 | -7.4437e-09 | 1.4248e-16 | -3.6081e-09 | 7.4437e-09 | 0 | 0 | 0 | 0 | 0 | 0 | 1.1 | 0.67541 | 0.81086 | 1.1 | 0.67541 | 0.81086 | 1.6487e-10 | -132.753 | 142.2928 | 1.6486e-10 | -132.753 | 142.2928
Line11_12_13 | 0 | 0 | 0 | 0 | 0 | 0 | 0 | 0 | 0 | 0 | 0 | 0 | 5.6991e-16 | -4.9215e-09 | -3.0761e-09 | -6.5133e-16 | 4.9215e-09 | 3.0761e-09 | -8.1416e-17 | 3.0067e-09 | -6.2031e-09 | 8.1416e-17 | -3.0067e-09 | 6.2031e-09 | 0 | 0 | 0 | 0 | 0 | 0 | 1.1 | 0.67541 | 0.81086 | 1.1 | 0.67541 | 0.81086 | 1.6486e-10 | -132.753 | 142.2928 | 1.6485e-10 | -132.753 | 142.2928
Line12_13_15 | 0 | 0 | 0 | 0 | 0 | 0 | 0 | 0 | 0 | 0 | 0 | 0 | 4.0708e-16 | -2.9529e-09 | -1.8457e-09 | -4.0708e-16 | 2.9529e-09 | 1.8457e-09 | -6.1062e-17 | 1.804e-09 | -3.7219e-09 | 4.0708e-17 | -1.804e-09 | 3.7219e-09 | 0 | 0 | 0 | 0 | 0 | 0 | 1.1 | 0.67541 | 0.81086 | 1.1 | 0.67541 | 0.81086 | 1.6485e-10 | -132.753 | 142.2928 | 1.6485e-10 | -132.753 | 142.2928
Line13_13_14 | 0 | 0 | 0 | 0 | 0 | 0 | 0 | 0 | 0 | 0 | 0 | 0 | 8.1416e-17 | -9.843e-10 | -6.1522e-10 | -8.1416e-17 | 9.843e-10 | 6.1522e-10 | -1.0177e-16 | 6.0135e-10 | -1.2406e-09 | 1.2212e-16 | -6.0135e-10 | 1.2406e-09 | 0 | 0 | 0 | 0 | 0 | 0 | 1.1 | 0.67541 | 0.81086 | 1.1 | 0.67541 | 0.81086 | 1.6485e-10 | -132.753 | 142.2928 | 1.6485e-10 | -132.753 | 142.2928
Line14_15_16 | 0 | 0 | 0 | 0 | 0 | 0 | 0 | 0 | 0 | 0 | 0 | 0 | -1.1712e-28 | -1.9686e-09 | -1.2304e-09 | -8.1416e-17 | 1.9686e-09 | 1.2304e-09 | 4.0708e-17 | 1.2027e-09 | -2.4812e-09 | -2.0354e-17 | -1.2027e-09 | 2.4812e-09 | 0 | 0 | 0 | 0 | 0 | 0 | 1.1 | 0.67541 | 0.81086 | 1.1 | 0.67541 | 0.81086 | 1.6485e-10 | -132.753 | 142.2928 | 1.6484e-10 | -132.753 | 142.2928
Line15_16_17 | 0 | 0 | 0 | 0 | 0 | 0 | 0 | 0 | 0 | 0 | 0 | 0 | -8.1416e-17 | -9.843e-10 | -6.1522e-10 | -8.1416e-17 | 9.843e-10 | 6.1522e-10 | -2.0354e-17 | 6.0135e-10 | -1.2406e-09 | 4.0708e-17 | -6.0135e-10 | 1.2406e-09 | 0 | 0 | 0 | 0 | 0 | 0 | 1.1 | 0.67541 | 0.81086 | 1.1 | 0.67541 | 0.81086 | 1.6484e-10 | -132.753 | 142.2928 | 1.6484e-10 | -132.753 | 142.2928
Line16_4_18 | 0 | 0 | 0 | 0 | 0 | 0 | 0 | 0 | 0 | 0 | 0 | 0 | 2.8843e-22 | -9.1775e-21 | -1.271e-20 | -2.8843e-22 | 9.1775e-21 | 1.271e-20 | -2.9619e-28 | 9.5438e-21 | -3.4259e-21 | 5.9238e-28 | -9.5438e-21 | 3.4259e-21 | 0 | 0 | 0 | 0 | 0 | 0 | 1.1 | 1.1 | 1.1 | 1.1 | 1.1 | 1.1 | -1.5704e-21 | -120 | 120 | -6.692e-21 | -120 | 120
Line17_5_19 | 0 | 0 | 0 | 0 | 0 | 0 | 0 | 0 | 0 | 0 | 0 | 0 | -8.1416e-17 | -9.843e-10 | -6.1522e-10 | 8.1416e-17 | 9.843e-10 | 6.1522e-10 | -2.3432e-28 | 6.0135e-10 | -1.2406e-09 | 2.3432e-28 | -6.0135e-10 | 1.2406e-09 | 0 | 0 | 0 | 0 | 0 | 0 | 1.1 | 0.67541 | 0.81086 | 1.1 | 0.67541 | 0.81086 | 1.649e-10 | -132.753 | 142.2928 | 1.649e-10 | -132.753 | 142.2928
Line1_1_3 | 0 | 0 | 0 | 0 | 0 | 0 | 0 | 0 | 0 | 0 | 0 | 0 | 1.0584e-15 | -7.8744e-09 | -4.9217e-09 | -9.77e-16 | 7.8744e-09 | 4.9217e-09 | -2.0354e-16 | 4.8108e-09 | -9.9249e-09 | 1.6283e-16 | -4.8108e-09 | 9.9249e-09 | 0 | 0 | 0 | 0 | 0 | 0 | 1.1 | 0.67541 | 0.81086 | 1.1 | 0.67541 | 0.81086 | 1.649e-10 | -132.753 | 142.2928 | 1.6489e-10 | -132.753 | 142.2928
Line2_1_4 | 0 | 4.8104 | 4.8104 | 0 | 4.8104 | 4.8104 | 0 | 1.1109 | 1.1109 | 0 | 1.1109 | 1.1109 | -1.1071e-11 | -0.63622 | 0.54284 | 1.1071e-11 | 0.86761 | -0.31144 | -4.0713e-11 | -0.39775 | -0.71885 | 4.0713e-11 | 0.86054 | 1.1816 | 0 | 15.2345 | -164.7655 | 0 | -164.7655 | 15.2345 | 1.1 | 0.67541 | 0.81086 | 1.1 | 1.1 | 1.1 | 1.649e-10 | -132.753 | 142.2928 | -1.5704e-21 | -120 | 120
Line3_1_5 | 0 | 0 | 0 | 0 | 0 | 0 | 0 | 0 | 0 | 0 | 0 | 0 | 1.6283e-16 | -1.9686e-09 | -1.2304e-09 | -8.1416e-17 | 1.9686e-09 | 1.2304e-09 | -6.1062e-17 | 1.2027e-09 | -2.4812e-09 | 2.0354e-17 | -1.2027e-09 | 2.4812e-09 | 0 | 0 | 0 | 0 | 0 | 0 | 1.1 | 0.67541 | 0.81086 | 1.1 | 0.67541 | 0.81086 | 1.649e-10 | -132.753 | 142.2928 | 1.649e-10 | -132.753 | 142.2928
Line4_2_6 | 0 | 0 | 0 | 0 | 0 | 0 | 0 | 0 | 0 | 0 | 0 | 0 | 4.885e-16 | -4.9215e-09 | -3.0761e-09 | -4.0708e-16 | 4.9215e-09 | 3.0761e-09 | -1.6283e-16 | 3.0067e-09 | -6.2031e-09 | 1.6283e-16 | -3.0067e-09 | 6.2031e-09 | 0 | 0 | 0 | 0 | 0 | 0 | 1.1 | 0.67541 | 0.81086 | 1.1 | 0.67541 | 0.81086 | 1.6489e-10 | -132.753 | 142.2928 | 1.6489e-10 | -132.753 | 142.2928
Line5_6_7 | 0 | 0 | 0 | 0 | 0 | 0 | 0 | 0 | 0 | 0 | 0 | 0 | 4.885e-16 | -3.9372e-09 | -2.4609e-09 | -4.0708e-16 | 3.9372e-09 | 2.4609e-09 | -2.0354e-16 | 2.4054e-09 | -4.9625e-09 | 2.2389e-16 | -2.4054e-09 | 4.9625e-09 | 0 | 0 | 0 | 0 | 0 | 0 | 1.1 | 0.67541 | 0.81086 | 1.1 | 0.67541 | 0.81086 | 1.6489e-10 | -132.753 | 142.2928 | 1.6488e-10 | -132.753 | 142.2928
Line6_7_8 | 0 | 0 | 0 | 0 | 0 | 0 | 0 | 0 | 0 | 0 | 0 | 0 | 1.6283e-16 | -2.9529e-09 | -1.8457e-09 | -8.1416e-17 | 2.9529e-09 | 1.8457e-09 | -1.0177e-16 | 1.804e-09 | -3.7219e-09 | 1.0177e-16 | -1.804e-09 | 3.7219e-09 | 0 | 0 | 0 | 0 | 0 | 0 | 1.1 | 0.67541 | 0.81086 | 1.1 | 0.67541 | 0.81086 | 1.6488e-10 | -132.753 | 142.2928 | 1.6488e-10 | -132.753 | 142.2928
Line7_8_9 | 0 | 0 | 0 | 0 | 0 | 0 | 0 | 0 | 0 | 0 | 0 | 0 | 8.1416e-17 | -9.843e-10 | -6.1522e-10 | -8.1416e-17 | 9.843e-10 | 6.1522e-10 | -6.1062e-17 | 6.0135e-10 | -1.2406e-09 | 6.1062e-17 | -6.0135e-10 | 1.2406e-09 | 0 | 0 | 0 | 0 | 0 | 0 | 1.1 | 0.67541 | 0.81086 | 1.1 | 0.67541 | 0.81086 | 1.6488e-10 | -132.753 | 142.2928 | 1.6488e-10 | -132.753 | 142.2928
Line8_8_10 | 0 | 0 | 0 | 0 | 0 | 0 | 0 | 0 | 0 | 0 | 0 | 0 | 8.1416e-17 | -9.843e-10 | -6.1522e-10 | -8.1416e-17 | 9.843e-10 | 6.1522e-10 | -1.0177e-16 | 6.0135e-10 | -1.2406e-09 | 1.0177e-16 | -6.0135e-10 | 1.2406e-09 | 0 | 0 | 0 | 0 | 0 | 0 | 1.1 | 0.67541 | 0.81086 | 1.1 | 0.67541 | 0.81086 | 1.6488e-10 | -132.753 | 142.2928 | 1.6488e-10 | -132.753 | 142.2928
Line9_3_11 | 0 | 0 | 0 | 0 | 0 | 0 | 0 | 0 | 0 | 0 | 0 | 0 | 8.9558e-16 | -6.8901e-09 | -4.3065e-09 | -8.1416e-16 | 6.8901e-09 | 4.3065e-09 | -1.4248e-16 | 4.2094e-09 | -8.6843e-09 | 1.8319e-16 | -4.2094e-09 | 8.6843e-09 | 0 | 0 | 0 | 0 | 0 | 0 | 1.1 | 0.67541 | 0.81086 | 1.1 | 0.67541 | 0.81086 | 1.6489e-10 | -132.753 | 142.2928 | 1.6487e-10 | -132.753 | 142.2928

## LL_max_fault_6
name | pf_ikss_a_from_ka | pf_ikss_b_from_ka | pf_ikss_c_from_ka | pf_ikss_a_to_ka | pf_ikss_b_to_ka | pf_ikss_c_to_ka | pf_skss_a_from_mw | pf_skss_b_from_mw | pf_skss_c_from_mw | pf_skss_a_to_mw | pf_skss_b_to_mw | pf_skss_c_to_mw | pf_p_a_from_mw | pf_p_b_from_mw | pf_p_c_from_mw | pf_p_a_to_mw | pf_p_b_to_mw | pf_p_c_to_mw | pf_q_a_from_mvar | pf_q_b_from_mvar | pf_q_c_from_mvar | pf_q_a_to_mvar | pf_q_b_to_mvar | pf_q_c_to_mvar | pf_ikss_a_from_degree | pf_ikss_b_from_degree | pf_ikss_c_from_degree | pf_ikss_a_to_degree | pf_ikss_b_to_degree | pf_ikss_c_to_degree | pf_vm_a_from_pu | pf_vm_b_from_pu | pf_vm_c_from_pu | pf_vm_a_to_pu | pf_vm_b_to_pu | pf_vm_c_to_pu | pf_va_a_from_degree | pf_va_b_from_degree | pf_va_c_from_degree | pf_va_a_to_degree | pf_va_b_to_degree | pf_va_c_to_degree
Line0_1_2 | 0 | 0 | 0 | 0 | 0 | 0 | 0 | 0 | 0 | 0 | 0 | 0 | 1.9082e-17 | -1.8527e-10 | -3.443e-10 | -2.0354e-17 | 1.8527e-10 | 3.443e-10 | 6.3607e-18 | 2.9325e-10 | -1.7797e-11 | -7.6328e-18 | -2.9325e-10 | 1.7797e-11 | 0 | 0 | 0 | 0 | 0 | 0 | 1.1 | 1.0922 | 1.0856 | 1.1 | 1.0922 | 1.0856 | 6.3394e-12 | -120.6357 | 120.0388 | 6.3392e-12 | -120.6357 | 120.0388
Line10_11_12 | 0 | 0 | 0 | 0 | 0 | 0 | 0 | 0 | 0 | 0 | 0 | 0 | 1.9082e-17 | -1.8527e-10 | -3.443e-10 | -2.1626e-17 | 1.8527e-10 | 3.443e-10 | 6.3607e-18 | 2.9325e-10 | -1.7797e-11 | -5.0885e-18 | -2.9325e-10 | 1.7797e-11 | 0 | 0 | 0 | 0 | 0 | 0 | 1.1 | 1.0922 | 1.0856 | 1.1 | 1.0922 | 1.0856 | 6.3385e-12 | -120.6357 | 120.0388 | 6.3381e-12 | -120.6357 | 120.0388
Line11_12_13 | 0 | 0 | 0 | 0 | 0 | 0 | 0 | 0 | 0 | 0 | 0 | 0 | 1.3993e-17 | -1.5439e-10 | -2.8692e-10 | -1.6538e-17 | 1.5439e-10 | 2.8692e-10 | -3.8164e-18 | 2.4437e-10 | -1.4831e-11 | -1.8293e-30 | -2.4437e-10 | 1.4831e-11 | 0 | 0 | 0 | 0 | 0 | 0 | 1.1 | 1.0922 | 1.0856 | 1.1 | 1.0922 | 1.0856 | 6.3381e-12 | -120.6357 | 120.0388 | 6.3378e-12 | -120.6357 | 120.0388
Line12_13_15 | 0 | 0 | 0 | 0 | 0 | 0 | 0 | 0 | 0 | 0 | 0 | 0 | 1.0177e-17 | -9.2636e-11 | -1.7215e-10 | -1.1449e-17 | 9.2636e-11 | 1.7215e-10 | 6.3607e-18 | 1.4662e-10 | -8.8987e-12 | -2.5443e-18 | -1.4662e-10 | 8.8987e-12 | 0 | 0 | 0 | 0 | 0 | 0 | 1.1 | 1.0922 | 1.0856 | 1.1 | 1.0922 | 1.0856 | 6.3378e-12 | -120.6357 | 120.0388 | 6.3376e-12 | -120.6357 | 120.0388
Line13_13_14 | 0 | 0 | 0 | 0 | 0 | 0 | 0 | 0 | 0 | 0 | 0 | 0 | 3.8164e-18 | -3.0879e-11 | -5.7384e-11 | -5.0885e-18 | 3.0879e-11 | 5.7384e-11 | 4.2215e-31 | 4.8875e-11 | -2.9662e-12 | 2.5443e-18 | -4.8875e-11 | 2.9662e-12 | 0 | 0 | 0 | 0 | 0 | 0 | 1.1 | 1.0922 | 1.0856 | 1.1 | 1.0922 | 1.0856 | 6.3378e-12 | -120.6357 | 120.0388 | 6.3378e-12 | -120.6357 | 120.0388
Line14_15_16 | 0 | 0 | 0 | 0 | 0 | 0 | 0 | 0 | 0 | 0 | 0 | 0 | 7.6328e-18 | -6.1758e-11 | -1.1477e-10 | -6.3607e-18 | 6.1758e-11 | 1.1477e-10 | 5.0885e-18 | 9.7749e-11 | -5.9324e-12 | -2.5443e-18 | -9.7749e-11 | 5.9324e-12 | 0 | 0 | 0 | 0 | 0 | 0 | 1.1 | 1.0922 | 1.0856 | 1.1 | 1.0922 | 1.0856 | 6.3376e-12 | -120.6357 | 120.0388 | 6.3376e-12 | -120.6357 | 120.0388
Line15_16_17 | 0 | 0 | 0 | 0 | 0 | 0 | 0 | 0 | 0 | 0 | 0 | 0 | -3.8164e-18 | -3.0879e-11 | -5.7384e-11 | 6.3607e-18 | 3.0879e-11 | 5.7384e-11 | 1.2721e-18 | 4.8875e-11 | -2.9662e-12 | -1.2721e-18 | -4.8875e-11 | 2.9662e-12 | 0 | 0 | 0 | 0 | 0 | 0 | 1.1 | 1.0922 | 1.0856 | 1.1 | 1.0922 | 1.0856 | 6.3376e-12 | -120.6357 | 120.0388 | 6.3375e-12 | -120.6357 | 120.0388
Line16_4_18 | 0 | 0 | 0 | 0 | 0 | 0 | 0 | 0 | 0 | 0 | 0 | 0 | 5.4922e-24 | -4.0623e-23 | -3.7615e-22 | -5.4922e-24 | 4.0623e-23 | 3.7615e-22 | -3.7024e-29 | 4.1406e-22 | 1.6709e-22 | 1.5363e-47 | -4.1406e-22 | -1.6709e-22 | 0 | 0 | 0 | 0 | 0 | 0 | 1.1 | 1.1 | 1.1 | 1.1 | 1.1 | 1.1 | -6.2748e-23 | -120 | 120 | -1.6027e-22 | -120 | 120
Line17_5_19 | 0 | 0 | 0 | 0 | 0 | 0 | 0 | 0 | 0 | 0 | 0 | 0 | -1.2721e-18 | -3.0879e-11 | -5.7384e-11 | 2.5443e-18 | 3.0879e-11 | 5.7384e-11 | -1.4075e-31 | 4.8875e-11 | -2.9662e-12 | 2.815e-31 | -4.8875e-11 | 2.9662e-12 | 0 | 0 | 0 | 0 | 0 | 0 | 1.1 | 1.0922 | 1.0856 | 1.1 | 1.0922 | 1.0856 | 6.3393e-12 | -120.6357 | 120.0388 | 6.3393e-12 | -120.6357 | 120.0388
Line1_1_3 | 0 | 0 | 0 | 0 | 0 | 0 | 0 | 0 | 0 | 0 | 0 | 0 | 3.3075e-17 | -2.4703e-10 | -4.5907e-10 | -3.3075e-17 | 2.4703e-10 | 4.5907e-10 | 1.3993e-17 | 3.91e-10 | -2.373e-11 | -1.3993e-17 | -3.91e-10 | 2.373e-11 | 0 | 0 | 0 | 0 | 0 | 0 | 1.1 | 1.0922 | 1.0856 | 1.1 | 1.0922 | 1.0856 | 6.3394e-12 | -120.6357 | 120.0388 | 6.3389e-12 | -120.6357 | 120.0388
Line2_1_4 | 0 | 0.14909 | 0.14909 | 0 | 0.14909 | 0.14909 | 0 | 0.034431 | 0.034431 | 0 | 0.034431 | 0.034431 | -4.4203e-13 | -0.037419 | -0.014968 | 4.4203e-13 | 0.037641 | 0.01519 | -1.5981e-12 | -0.0037478 | -0.03425 | 1.5981e-12 | 0.0041923 | 0.034695 | 0 | 53.6448 | -126.3552 | 0 | -126.3552 | 53.6448 | 1.1 | 1.0922 | 1.0856 | 1.1 | 1.1 | 1.1 | 6.3394e-12 | -120.6357 | 120.0388 | -6.2748e-23 | -120 | 120
Line3_1_5 | 0 | 0 | 0 | 0 | 0 | 0 | 0 | 0 | 0 | 0 | 0 | 0 | 3.8164e-18 | -6.1758e-11 | -1.1477e-10 | -5.0885e-18 | 6.1758e-11 | 1.1477e-10 | 2.5443e-18 | 9.7749e-11 | -5.9324e-12 | -2.5443e-18 | -9.7749e-11 | 5.9324e-12 | 0 | 0 | 0 | 0 | 0 | 0 | 1.1 | 1.0922 | 1.0856 | 1.1 | 1.0922 | 1.0856 | 6.3394e-12 | -120.6357 | 120.0388 | 6.3393e-12 | -120.6357 | 120.0388
Line4_2_6 | 0 | 0 | 0 | 0 | 0 | 0 | 0 | 0 | 0 | 0 | 0 | 0 | 1.1449e-17 | -1.5439e-10 | -2.8692e-10 | -1.3993e-17 | 1.5439e-10 | 2.8692e-10 | 6.3607e-18 | 2.4437e-10 | -1.4831e-11 | -6.3607e-18 | -2.4437e-10 | 1.4831e-11 | 0 | 0 | 0 | 0 | 0 | 0 | 1.1 | 1.0922 | 1.0856 | 1.1 | 1.0922 | 1.0856 | 6.3392e-12 | -120.6357 | 120.0388 | 6.339e-12 | -120.6357 | 120.0388
Line5_6_7 | 0 | 0 | 0 | 0 | 0 | 0 | 0 | 0 | 0 | 0 | 0 | 0 | 7.6328e-18 | -1.2352e-10 | -2.2954e-10 | -7.6328e-18 | 1.2352e-10 | 2.2954e-10 | 8.4446e-31 | 1.955e-10 | -1.1865e-11 | -1.2721e-18 | -1.955e-10 | 1.1865e-11 | 0 | 0 | 0 | 0 | 0 | 0 | 1.1 | 1.0922 | 1.0856 | 1.1 | 1.0922 | 1.0856 | 6.339e-12 | -120.6357 | 120.0388 | 6.3388e-12 | -120.6357 | 120.0388
Line6_7_8 | 0 | 0 | 0 | 0 | 0 | 0 | 0 | 0 | 0 | 0 | 0 | 0 | 8.9049e-18 | -9.2637e-11 | -1.7215e-10 | -8.9049e-18 | 9.2637e-11 | 1.7215e-10 | -5.0885e-18 | 1.4662e-10 | -8.8987e-12 | 5.0885e-18 | -1.4662e-10 | 8.8987e-12 | 0 | 0 | 0 | 0 | 0 | 0 | 1.1 | 1.0922 | 1.0856 | 1.1 | 1.0922 | 1.0856 | 6.3388e-12 | -120.6357 | 120.0388 | 6.3387e-12 | -120.6357 | 120.0388
Line7_8_9 | 0 | 0 | 0 | 0 | 0 | 0 | 0 | 0 | 0 | 0 | 0 | 0 | 1.2721e-18 | -3.0879e-11 | -5.7384e-11 | -2.5443e-18 | 3.0879e-11 | 5.7384e-11 | -3.8164e-18 | 4.8875e-11 | -2.9662e-12 | 2.5443e-18 | -4.8875e-11 | 2.9662e-12 | 0 | 0 | 0 | 0 | 0 | 0 | 1.1 | 1.0922 | 1.0856 | 1.1 | 1.0922 | 1.0856 | 6.3387e-12 | -120.6357 | 120.0388 | 6.3387e-12 | -120.6357 | 120.0388
Line8_8_10 | 0 | 0 | 0 | 0 | 0 | 0 | 0 | 0 | 0 | 0 | 0 | 0 | 2.5443e-18 | -3.0879e-11 | -5.7384e-11 | -3.8164e-18 | 3.0879e-11 | 5.7384e-11 | -1.2721e-18 | 4.8875e-11 | -2.9662e-12 | 1.2721e-18 | -4.8875e-11 | 2.9662e-12 | 0 | 0 | 0 | 0 | 0 | 0 | 1.1 | 1.0922 | 1.0856 | 1.1 | 1.0922 | 1.0856 | 6.3387e-12 | -120.6357 | 120.0388 | 6.3387e-12 | -120.6357 | 120.0388
Line9_3_11 | 0 | 0 | 0 | 0 | 0 | 0 | 0 | 0 | 0 | 0 | 0 | 0 | 3.0531e-17 | -2.1615e-10 | -4.0169e-10 | -3.0531e-17 | 2.1615e-10 | 4.0169e-10 | 6.3607e-18 | 3.4212e-10 | -2.0764e-11 | -7.6328e-18 | -3.4212e-10 | 2.0764e-11 | 0 | 0 | 0 | 0 | 0 | 0 | 1.1 | 1.0922 | 1.0856 | 1.1 | 1.0922 | 1.0856 | 6.3389e-12 | -120.6357 | 120.0388 | 6.3385e-12 | -120.6357 | 120.0388

## LL_max_fault_10
name | pf_ikss_a_from_ka | pf_ikss_b_from_ka | pf_ikss_c_from_ka | pf_ikss_a_to_ka | pf_ikss_b_to_ka | pf_ikss_c_to_ka | pf_skss_a_from_mw | pf_skss_b_from_mw | pf_skss_c_from_mw | pf_skss_a_to_mw | pf_skss_b_to_mw | pf_skss_c_to_mw | pf_p_a_from_mw | pf_p_b_from_mw | pf_p_c_from_mw | pf_p_a_to_mw | pf_p_b_to_mw | pf_p_c_to_mw | pf_q_a_from_mvar | pf_q_b_from_mvar | pf_q_c_from_mvar | pf_q_a_to_mvar | pf_q_b_to_mvar | pf_q_c_to_mvar | pf_ikss_a_from_degree | pf_ikss_b_from_degree | pf_ikss_c_from_degree | pf_ikss_a_to_degree | pf_ikss_b_to_degree | pf_ikss_c_to_degree | pf_vm_a_from_pu | pf_vm_b_from_pu | pf_vm_c_from_pu | pf_vm_a_to_pu | pf_vm_b_to_pu | pf_vm_c_to_pu | pf_va_a_from_degree | pf_va_b_from_degree | pf_va_c_from_degree | pf_va_a_to_degree | pf_va_b_to_degree | pf_va_c_to_degree
Line0_1_2 | 0 | 0 | 0 | 0 | 0 | 0 | 0 | 0 | 0 | 0 | 0 | 0 | 1.781e-17 | -1.8228e-10 | -3.3621e-10 | -1.781e-17 | 1.8228e-10 | 3.3621e-10 | 7.6328e-18 | 2.8551e-10 | -1.8891e-11 | -5.0885e-18 | -2.8551e-10 | 1.8891e-11 | 0 | 0 | 0 | 0 | 0 | 0 | 1.1 | 1.0924 | 1.0859 | 1.1 | 1.0924 | 1.0859 | 6.3289e-12 | -120.6188 | 120.0412 | 6.3287e-12 | -120.6188 | 120.0412
Line10_11_12 | 0 | 0 | 0 | 0 | 0 | 0 | 0 | 0 | 0 | 0 | 0 | 0 | 2.0354e-17 | -1.8228e-10 | -3.3621e-10 | -2.0354e-17 | 1.8228e-10 | 3.3621e-10 | 2.5443e-18 | 2.8551e-10 | -1.8891e-11 | -3.8164e-18 | -2.8551e-10 | 1.8891e-11 | 0 | 0 | 0 | 0 | 0 | 0 | 1.1 | 1.0924 | 1.0859 | 1.1 | 1.0924 | 1.0859 | 6.328e-12 | -120.6188 | 120.0412 | 6.3276e-12 | -120.6188 | 120.0412
Line11_12_13 | 0 | 0 | 0 | 0 | 0 | 0 | 0 | 0 | 0 | 0 | 0 | 0 | 1.781e-17 | -1.519e-10 | -2.8018e-10 | -1.6538e-17 | 1.519e-10 | 2.8018e-10 | 1.2721e-18 | 2.3793e-10 | -1.5742e-11 | -1.8263e-30 | -2.3793e-10 | 1.5742e-11 | 0 | 0 | 0 | 0 | 0 | 0 | 1.1 | 1.0924 | 1.0859 | 1.1 | 1.0924 | 1.0859 | 6.3276e-12 | -120.6188 | 120.0412 | 6.3273e-12 | -120.6188 | 120.0412
Line12_13_15 | 0 | 0 | 0 | 0 | 0 | 0 | 0 | 0 | 0 | 0 | 0 | 0 | 1.2721e-17 | -9.1141e-11 | -1.6811e-10 | -1.1449e-17 | 9.1141e-11 | 1.6811e-10 | 6.3607e-18 | 1.4276e-10 | -9.4454e-12 | -3.8164e-18 | -1.4276e-10 | 9.4455e-12 | 0 | 0 | 0 | 0 | 0 | 0 | 1.1 | 1.0924 | 1.0859 | 1.1 | 1.0924 | 1.0859 | 6.3273e-12 | -120.6188 | 120.0412 | 6.3272e-12 | -120.6188 | 120.0412
Line13_13_14 | 0 | 0 | 0 | 0 | 0 | 0 | 0 | 0 | 0 | 0 | 0 | 0 | -2.8097e-31 | -3.038e-11 | -5.6036e-11 | -1.2721e-18 | 3.038e-11 | 5.6036e-11 | 2.5443e-18 | 4.7585e-11 | -3.1485e-12 | -2.5443e-18 | -4.7585e-11 | 3.1485e-12 | 0 | 0 | 0 | 0 | 0 | 0 | 1.1 | 1.0924 | 1.0859 | 1.1 | 1.0924 | 1.0859 | 6.3273e-12 | -120.6188 | 120.0412 | 6.3273e-12 | -120.6188 | 120.0412
Line14_15_16 | 0 | 0 | 0 | 0 | 0 | 0 | 0 | 0 | 0 | 0 | 0 | 0 | 6.3607e-18 | -6.0761e-11 | -1.1207e-10 | -5.0885e-18 | 6.0761e-11 | 1.1207e-10 | 7.0241e-31 | 9.517e-11 | -6.297e-12 | -5.6192e-31 | -9.517e-11 | 6.297e-12 | 0 | 0 | 0 | 0 | 0 | 0 | 1.1 | 1.0924 | 1.0859 | 1.1 | 1.0924 | 1.0859 | 6.3272e-12 | -120.6188 | 120.0412 | 6.3271e-12 | -120.6188 | 120.0412
Line15_16_17 | 0 | 0 | 0 | 0 | 0 | 0 | 0 | 0 | 0 | 0 | 0 | 0 | -2.5443e-18 | -3.038e-11 | -5.6036e-11 | 5.0885e-18 | 3.038e-11 | 5.6036e-11 | 2.5443e-18 | 4.7585e-11 | -3.1485e-12 | -1.2721e-18 | -4.7585e-11 | 3.1485e-12 | 0 | 0 | 0 | 0 | 0 | 0 | 1.1 | 1.0924 | 1.0859 | 1.1 | 1.0924 | 1.0859 | 6.3271e-12 | -120.6188 | 120.0412 | 6.3271e-12 | -120.6188 | 120.0412
Line16_4_18 | 0 | 0 | 0 | 0 | 0 | 0 | 0 | 0 | 0 | 0 | 0 | 0 | 5.3951e-24 | -4.1429e-23 | -3.6797e-22 | -5.395e-24 | 4.1429e-23 | 3.6797e-22 | -5.6758e-48 | 4.0409e-22 | 1.615e-22 | 1.8512e-29 | -4.0409e-22 | -1.615e-22 | 0 | 0 | 0 | 0 | 0 | 0 | 1.1 | 1.1 | 1.1 | 1.1 | 1.1 | 1.1 | -6.0278e-23 | -120 | 120 | -1.5608e-22 | -120 | 120
Line17_5_19 | 0 | 0 | 0 | 0 | 0 | 0 | 0 | 0 | 0 | 0 | 0 | 0 | 1.4052e-31 | -3.038e-11 | -5.6036e-11 | -2.8104e-31 | 3.038e-11 | 5.6036e-11 | -1.2721e-18 | 4.7585e-11 | -3.1485e-12 | 2.5443e-18 | -4.7585e-11 | 3.1485e-12 | 0 | 0 | 0 | 0 | 0 | 0 | 1.1 | 1.0924 | 1.0859 | 1.1 | 1.0924 | 1.0859 | 6.3288e-12 | -120.6188 | 120.0412 | 6.3288e-12 | -120.6188 | 120.0412
Line1_1_3 | 0 | 0 | 0 | 0 | 0 | 0 | 0 | 0 | 0 | 0 | 0 | 0 | 2.6715e-17 | -2.4304e-10 | -4.4829e-10 | -2.7987e-17 | 2.4304e-10 | 4.4829e-10 | 1.0177e-17 | 3.8068e-10 | -2.5188e-11 | -1.0177e-17 | -3.8068e-10 | 2.5188e-11 | 0 | 0 | 0 | 0 | 0 | 0 | 1.1 | 1.0924 | 1.0859 | 1.1 | 1.0924 | 1.0859 | 6.3289e-12 | -120.6188 | 120.0412 | 6.3284e-12 | -120.6188 | 120.0412
Line2_1_4 | 0 | 0.14558 | 0.14558 | 0 | 0.14558 | 0.14558 | 0 | 0.03362 | 0.03362 | 0 | 0.03362 | 0.03362 | -4.2464e-13 | -0.036524 | -0.014469 | 4.2464e-13 | 0.036736 | 0.014681 | -1.5621e-12 | -0.0038329 | -0.033519 | 1.5621e-12 | 0.0042567 | 0.033942 | 0 | 53.3903 | -126.6097 | 0 | -126.6097 | 53.3903 | 1.1 | 1.0924 | 1.0859 | 1.1 | 1.1 | 1.1 | 6.3289e-12 | -120.6188 | 120.0412 | -6.0278e-23 | -120 | 120
Line3_1_5 | 0 | 0 | 0 | 0 | 0 | 0 | 0 | 0 | 0 | 0 | 0 | 0 | 2.5443e-18 | -6.0761e-11 | -1.1207e-10 | -2.5443e-18 | 6.0761e-11 | 1.1207e-10 | 1.2721e-18 | 9.517e-11 | -6.297e-12 | -1.2721e-18 | -9.517e-11 | 6.297e-12 | 0 | 0 | 0 | 0 | 0 | 0 | 1.1 | 1.0924 | 1.0859 | 1.1 | 1.0924 | 1.0859 | 6.3289e-12 | -120.6188 | 120.0412 | 6.3288e-12 | -120.6188 | 120.0412
Line4_2_6 | 0 | 0 | 0 | 0 | 0 | 0 | 0 | 0 | 0 | 0 | 0 | 0 | 1.0177e-17 | -1.519e-10 | -2.8018e-10 | -8.9049e-18 | 1.519e-10 | 2.8018e-10 | 3.8164e-18 | 2.3793e-10 | -1.5742e-11 | -3.8164e-18 | -2.3793e-10 | 1.5742e-11 | 0 | 0 | 0 | 0 | 0 | 0 | 1.1 | 1.0924 | 1.0859 | 1.1 | 1.0924 | 1.0859 | 6.3287e-12 | -120.6188 | 120.0412 | 6.3285e-12 | -120.6188 | 120.0412
Line5_6_7 | 0 | 0 | 0 | 0 | 0 | 0 | 0 | 0 | 0 | 0 | 0 | 0 | 1.0177e-17 | -1.2152e-10 | -2.2414e-10 | -1.1449e-17 | 1.2152e-10 | 2.2414e-10 | -2.5443e-18 | 1.9034e-10 | -1.2594e-11 | 2.5443e-18 | -1.9034e-10 | 1.2594e-11 | 0 | 0 | 0 | 0 | 0 | 0 | 1.1 | 1.0924 | 1.0859 | 1.1 | 1.0924 | 1.0859 | 6.3285e-12 | -120.6188 | 120.0412 | 6.3284e-12 | -120.6188 | 120.0412
Line6_7_8 | 0 | 0 | 0 | 0 | 0 | 0 | 0 | 0 | 0 | 0 | 0 | 0 | 6.3607e-18 | -9.1141e-11 | -1.6811e-10 | -6.3607e-18 | 9.1141e-11 | 1.6811e-10 | -2.5443e-18 | 1.4276e-10 | -9.4455e-12 | 1.2721e-18 | -1.4276e-10 | 9.4455e-12 | 0 | 0 | 0 | 0 | 0 | 0 | 1.1 | 1.0924 | 1.0859 | 1.1 | 1.0924 | 1.0859 | 6.3284e-12 | -120.6188 | 120.0412 | 6.3282e-12 | -120.6188 | 120.0412
Line7_8_9 | 0 | 0 | 0 | 0 | 0 | 0 | 0 | 0 | 0 | 0 | 0 | 0 | 1.405e-31 | -3.038e-11 | -5.6036e-11 | -1.2721e-18 | 3.038e-11 | 5.6036e-11 | -1.2721e-18 | 4.7585e-11 | -3.1485e-12 | -1.405e-31 | -4.7585e-11 | 3.1485e-12 | 0 | 0 | 0 | 0 | 0 | 0 | 1.1 | 1.0924 | 1.0859 | 1.1 | 1.0924 | 1.0859 | 6.3282e-12 | -120.6188 | 120.0412 | 6.3282e-12 | -120.6188 | 120.0412
Line8_8_10 | 0 | 0 | 0 | 0 | 0 | 0 | 0 | 0 | 0 | 0 | 0 | 0 | -1.405e-31 | -3.038e-11 | -5.6036e-11 | -1.2721e-18 | 3.038e-11 | 5.6036e-11 | 1.2721e-18 | 4.7585e-11 | -3.1485e-12 | 1.2721e-18 | -4.7585e-11 | 3.1485e-12 | 0 | 0 | 0 | 0 | 0 | 0 | 1.1 | 1.0924 | 1.0859 | 1.1 | 1.0924 | 1.0859 | 6.3282e-12 | -120.6188 | 120.0412 | 6.3282e-12 | -120.6188 | 120.0412
Line9_3_11 | 0 | 0 | 0 | 0 | 0 | 0 | 0 | 0 | 0 | 0 | 0 | 0 | 2.7987e-17 | -2.1266e-10 | -3.9225e-10 | -2.7987e-17 | 2.1266e-10 | 3.9225e-10 | 8.9049e-18 | 3.331e-10 | -2.2039e-11 | -7.6328e-18 | -3.331e-10 | 2.2039e-11 | 0 | 0 | 0 | 0 | 0 | 0 | 1.1 | 1.0924 | 1.0859 | 1.1 | 1.0924 | 1.0859 | 6.3284e-12 | -120.6188 | 120.0412 | 6.328e-12 | -120.6188 | 120.0412

## LL_min_6
name | pf_ikss_a_from_ka | pf_ikss_b_from_ka | pf_ikss_c_from_ka | pf_ikss_a_to_ka | pf_ikss_b_to_ka | pf_ikss_c_to_ka | pf_skss_a_from_mw | pf_skss_b_from_mw | pf_skss_c_from_mw | pf_skss_a_to_mw | pf_skss_b_to_mw | pf_skss_c_to_mw | pf_p_a_from_mw | pf_p_b_from_mw | pf_p_c_from_mw | pf_p_a_to_mw | pf_p_b_to_mw | pf_p_c_to_mw | pf_q_a_from_mvar | pf_q_b_from_mvar | pf_q_c_from_mvar | pf_q_a_to_mvar | pf_q_b_to_mvar | pf_q_c_to_mvar | pf_ikss_a_from_degree | pf_ikss_b_from_degree | pf_ikss_c_from_degree | pf_ikss_a_to_degree | pf_ikss_b_to_degree | pf_ikss_c_to_degree | pf_vm_a_from_pu | pf_vm_b_from_pu | pf_vm_c_from_pu | pf_vm_a_to_pu | pf_vm_b_to_pu | pf_vm_c_to_pu | pf_va_a_from_degree | pf_va_b_from_degree | pf_va_c_from_degree | pf_va_a_to_degree | pf_va_b_to_degree | pf_va_c_to_degree
Line0_1_2 | 0 | 0 | 0 | 0 | 0 | 0 | 0 | 0 | 0 | 0 | 0 | 0 | -7.4015e-17 | -5.2645e-09 | -1.906e-09 | 1.4803e-16 | 5.2645e-09 | 1.906e-09 | 2.3301e-30 | 2.2405e-09 | -8.0575e-09 | -3.7007e-17 | -2.2405e-09 | 8.0575e-09 | 0 | 0 | 0 | 0 | 0 | 0 | 1 | 0.5282 | 0.76441 | 1 | 0.5282 | 0.76441 | -1.8037e-12 | -131.1164 | 148.6287 | -1.8023e-12 | -131.1164 | 148.6287
Line10_11_12 | 0 | 0 | 0 | 0 | 0 | 0 | 0 | 0 | 0 | 0 | 0 | 0 | -2.9606e-16 | -5.2645e-09 | -1.906e-09 | 2.9606e-16 | 5.2645e-09 | 1.906e-09 | -9.2519e-17 | 2.2405e-09 | -8.0575e-09 | 7.4015e-17 | -2.2405e-09 | 8.0575e-09 | 0 | 0 | 0 | 0 | 0 | 0 | 1 | 0.5282 | 0.76441 | 1 | 0.5282 | 0.76441 | -1.7876e-12 | -131.1164 | 148.6286 | -1.7801e-12 | -131.1164 | 148.6286
Line11_12_13 | 0 | 0 | 0 | 0 | 0 | 0 | 0 | 0 | 0 | 0 | 0 | 0 | -1.4803e-16 | -4.3871e-09 | -1.5883e-09 | 1.8504e-16 | 4.3871e-09 | 1.5883e-09 | -3.7007e-17 | 1.8671e-09 | -6.7146e-09 | 3.7007e-17 | -1.8671e-09 | 6.7146e-09 | 0 | 0 | 0 | 0 | 0 | 0 | 1 | 0.5282 | 0.76441 | 1 | 0.5282 | 0.76441 | -1.7801e-12 | -131.1164 | 148.6286 | -1.7744e-12 | -131.1164 | 148.6286
Line12_13_15 | 0 | 0 | 0 | 0 | 0 | 0 | 0 | 0 | 0 | 0 | 0 | 0 | -7.4015e-17 | -2.6322e-09 | -9.53e-10 | 1.4803e-16 | 2.6322e-09 | 9.53e-10 | -9.2519e-17 | 1.1202e-09 | -4.0288e-09 | 7.4015e-17 | -1.1202e-09 | 4.0288e-09 | 0 | 0 | 0 | 0 | 0 | 0 | 1 | 0.5282 | 0.76441 | 1 | 0.5282 | 0.76441 | -1.7744e-12 | -131.1164 | 148.6286 | -1.7734e-12 | -131.1164 | 148.6286
Line13_13_14 | 0 | 0 | 0 | 0 | 0 | 0 | 0 | 0 | 0 | 0 | 0 | 0 | 7.4015e-17 | -8.7741e-10 | -3.1767e-10 | -3.7007e-17 | 8.7741e-10 | 3.1767e-10 | -2.2921e-30 | 3.7341e-10 | -1.3429e-09 | -1.8504e-17 | -3.7341e-10 | 1.3429e-09 | 0 | 0 | 0 | 0 | 0 | 0 | 1 | 0.5282 | 0.76441 | 1 | 0.5282 | 0.76441 | -1.7744e-12 | -131.1164 | 148.6286 | -1.7751e-12 | -131.1164 | 148.6286
Line14_15_16 | 0 | 0 | 0 | 0 | 0 | 0 | 0 | 0 | 0 | 0 | 0 | 0 | -3.7007e-17 | -1.7548e-09 | -6.3533e-10 | -3.7007e-17 | 1.7548e-09 | 6.3533e-10 | -9.2519e-17 | 7.4682e-10 | -2.6858e-09 | 5.5511e-17 | -7.4682e-10 | 2.6858e-09 | 0 | 0 | 0 | 0 | 0 | 0 | 1 | 0.5282 | 0.76441 | 1 | 0.5282 | 0.76441 | -1.7734e-12 | -131.1164 | 148.6286 | -1.7737e-12 | -131.1164 | 148.6286
Line15_16_17 | 0 | 0 | 0 | 0 | 0 | 0 | 0 | 0 | 0 | 0 | 0 | 0 | 3.7007e-17 | -8.7741e-10 | -3.1767e-10 | 2.2931e-30 | 8.7741e-10 | 3.1767e-10 | -7.4015e-17 | 3.7341e-10 | -1.3429e-09 | 7.4015e-17 | -3.7341e-10 | 1.3429e-09 | 0 | 0 | 0 | 0 | 0 | 0 | 1 | 0.5282 | 0.76441 | 1 | 0.5282 | 0.76441 | -1.7737e-12 | -131.1164 | 148.6286 | -1.7751e-12 | -131.1164 | 148.6286
Line16_4_18 | 0 | 0 | 0 | 0 | 0 | 0 | 0 | 0 | 0 | 0 | 0 | 0 | 2.0866e-22 | -5.6522e-21 | -1.0181e-20 | -2.0866e-22 | 5.6522e-21 | 1.0181e-20 | 8.0779e-28 | 8.6137e-21 | -7.6881e-22 | 1.6276e-44 | -8.6137e-21 | 7.6881e-22 | 0 | 0 | 0 | 0 | 0 | 0 | 1 | 1 | 1 | 1 | 1 | 1 | 1.3956e-23 | -120 | 120 | -4.4692e-21 | -120 | 120
Line17_5_19 | 0 | 0 | 0 | 0 | 0 | 0 | 0 | 0 | 0 | 0 | 0 | 0 | -1.7472e-30 | -8.7741e-10 | -3.1767e-10 | 1.1657e-30 | 8.7741e-10 | 3.1767e-10 | -5.5511e-17 | 3.7341e-10 | -1.3429e-09 | 3.7007e-17 | -3.7341e-10 | 1.3429e-09 | 0 | 0 | 0 | 0 | 0 | 0 | 1 | 0.5282 | 0.76441 | 1 | 0.5282 | 0.76441 | -1.8034e-12 | -131.1164 | 148.6287 | -1.8048e-12 | -131.1164 | 148.6287
Line1_1_3 | 0 | 0 | 0 | 0 | 0 | 0 | 0 | 0 | 0 | 0 | 0 | 0 | -3.3307e-16 | -7.0193e-09 | -2.5413e-09 | 3.7007e-16 | 7.0193e-09 | 2.5413e-09 | -5.5511e-17 | 2.9873e-09 | -1.0743e-08 | 3.7007e-17 | -2.9873e-09 | 1.0743e-08 | 0 | 0 | 0 | 0 | 0 | 0 | 1 | 0.5282 | 0.76441 | 1 | 0.5282 | 0.76441 | -1.8037e-12 | -131.1164 | 148.6287 | -1.7956e-12 | -131.1164 | 148.6287
Line2_1_4 | 0 | 4.1012 | 4.1012 | 0 | 4.1012 | 4.1012 | 0 | 0.94714 | 0.94714 | 0 | 0.94714 | 0.94714 | 6.9554e-14 | -0.46012 | 0.39284 | -6.9517e-14 | 0.78307 | -0.069891 | 1.6023e-13 | -0.1964 | -0.60815 | -1.6025e-13 | 0.53281 | 0.94456 | 0 | 25.7682 | -154.2318 | 0 | -154.2318 | 25.7682 | 1 | 0.5282 | 0.76441 | 1 | 1 | 1 | -1.8037e-12 | -131.1164 | 148.6287 | 1.3956e-23 | -120 | 120
Line3_1_5 | 0 | 0 | 0 | 0 | 0 | 0 | 0 | 0 | 0 | 0 | 0 | 0 | -1.1102e-16 | -1.7548e-09 | -6.3533e-10 | 1.8504e-16 | 1.7548e-09 | 6.3533e-10 | -7.4015e-17 | 7.4682e-10 | -2.6858e-09 | 5.5511e-17 | -7.4682e-10 | 2.6858e-09 | 0 | 0 | 0 | 0 | 0 | 0 | 1 | 0.5282 | 0.76441 | 1 | 0.5282 | 0.76441 | -1.8037e-12 | -131.1164 | 148.6287 | -1.8034e-12 | -131.1164 | 148.6287
Line4_2_6 | 0 | 0 | 0 | 0 | 0 | 0 | 0 | 0 | 0 | 0 | 0 | 0 | -1.4803e-16 | -4.3871e-09 | -1.5883e-09 | 7.4015e-17 | 4.3871e-09 | 1.5883e-09 | 1.2953e-16 | 1.8671e-09 | -6.7146e-09 | -1.1102e-16 | -1.8671e-09 | 6.7146e-09 | 0 | 0 | 0 | 0 | 0 | 0 | 1 | 0.5282 | 0.76441 | 1 | 0.5282 | 0.76441 | -1.8023e-12 | -131.1164 | 148.6287 | -1.8009e-12 | -131.1164 | 148.6287
Line5_6_7 | 0 | 0 | 0 | 0 | 0 | 0 | 0 | 0 | 0 | 0 | 0 | 0 | -1.1102e-16 | -3.5096e-09 | -1.2707e-09 | 7.4015e-17 | 3.5096e-09 | 1.2707e-09 | 3.7007e-17 | 1.4936e-09 | -5.3717e-09 | -7.4015e-17 | -1.4936e-09 | 5.3717e-09 | 0 | 0 | 0 | 0 | 0 | 0 | 1 | 0.5282 | 0.76441 | 1 | 0.5282 | 0.76441 | -1.8009e-12 | -131.1164 | 148.6287 | -1.8006e-12 | -131.1164 | 148.6286
Line6_7_8 | 0 | 0 | 0 | 0 | 0 | 0 | 0 | 0 | 0 | 0 | 0 | 0 | 3.7007e-17 | -2.6322e-09 | -9.53e-10 | -3.488e-30 | 2.6322e-09 | 9.53e-10 | 1.1102e-16 | 1.1202e-09 | -4.0288e-09 | -1.1102e-16 | -1.1202e-09 | 4.0288e-09 | 0 | 0 | 0 | 0 | 0 | 0 | 1 | 0.5282 | 0.76441 | 1 | 0.5282 | 0.76441 | -1.8006e-12 | -131.1164 | 148.6286 | -1.8e-12 | -131.1164 | 148.6286
Line7_8_9 | 0 | 0 | 0 | 0 | 0 | 0 | 0 | 0 | 0 | 0 | 0 | 0 | -3.7007e-17 | -8.7741e-10 | -3.1767e-10 | 3.7007e-17 | 8.7741e-10 | 3.1767e-10 | 1.1102e-16 | 3.7341e-10 | -1.3429e-09 | -9.2519e-17 | -3.7341e-10 | 1.3429e-09 | 0 | 0 | 0 | 0 | 0 | 0 | 1 | 0.5282 | 0.76441 | 1 | 0.5282 | 0.76441 | -1.8e-12 | -131.1164 | 148.6286 | -1.8008e-12 | -131.1164 | 148.6286
Line8_8_10 | 0 | 0 | 0 | 0 | 0 | 0 | 0 | 0 | 0 | 0 | 0 | 0 | 3.7007e-17 | -8.7741e-10 | -3.1767e-10 | -3.7007e-17 | 8.7741e-10 | 3.1767e-10 | 7.4015e-17 | 3.7341e-10 | -1.3429e-09 | -5.5511e-17 | -3.7341e-10 | 1.3429e-09 | 0 | 0 | 0 | 0 | 0 | 0 | 1 | 0.5282 | 0.76441 | 1 | 0.5282 | 0.76441 | -1.8e-12 | -131.1164 | 148.6286 | -1.8008e-12 | -131.1164 | 148.6286
Line9_3_11 | 0 | 0 | 0 | 0 | 0 | 0 | 0 | 0 | 0 | 0 | 0 | 0 | -2.9606e-16 | -6.1419e-09 | -2.2237e-09 | 2.9606e-16 | 6.1419e-09 | 2.2237e-09 | -5.5511e-17 | 2.6139e-09 | -9.4004e-09 | 7.4015e-17 | -2.6139e-09 | 9.4004e-09 | 0 | 0 | 0 | 0 | 0 | 0 | 1 | 0.5282 | 0.76441 | 1 | 0.5282 | 0.76441 | -1.7956e-12 | -131.1164 | 148.6287 | -1.7876e-12 | -131.1164 | 148.6286

## LL_min_10
name | pf_ikss_a_from_ka | pf_ikss_b_from_ka | pf_ikss_c_from_ka | pf_ikss_a_to_ka | pf_ikss_b_to_ka | pf_ikss_c_to_ka | pf_skss_a_from_mw | pf_skss_b_from_mw | pf_skss_c_from_mw | pf_skss_a_to_mw | pf_skss_b_to_mw | pf_skss_c_to_mw | pf_p_a_from_mw | pf_p_b_from_mw | pf_p_c_from_mw | pf_p_a_to_mw | pf_p_b_to_mw | pf_p_c_to_mw | pf_q_a_from_mvar | pf_q_b_from_mvar | pf_q_c_from_mvar | pf_q_a_to_mvar | pf_q_b_to_mvar | pf_q_c_to_mvar | pf_ikss_a_from_degree | pf_ikss_b_from_degree | pf_ikss_c_from_degree | pf_ikss_a_to_degree | pf_ikss_b_to_degree | pf_ikss_c_to_degree | pf_vm_a_from_pu | pf_vm_b_from_pu | pf_vm_c_from_pu | pf_vm_a_to_pu | pf_vm_b_to_pu | pf_vm_c_to_pu | pf_va_a_from_degree | pf_va_b_from_degree | pf_va_c_from_degree | pf_va_a_to_degree | pf_va_b_to_degree | pf_va_c_to_degree
Line0_1_2 | 0 | 0 | 0 | 0 | 0 | 0 | 0 | 0 | 0 | 0 | 0 | 0 | -7.4015e-17 | -5.2645e-09 | -1.906e-09 | 1.4803e-16 | 5.2645e-09 | 1.906e-09 | 2.3301e-30 | 2.2405e-09 | -8.0575e-09 | -3.7007e-17 | -2.2405e-09 | 8.0575e-09 | 0 | 0 | 0 | 0 | 0 | 0 | 1 | 0.5282 | 0.76441 | 1 | 0.5282 | 0.76441 | -1.8037e-12 | -131.1164 | 148.6287 | -1.8023e-12 | -131.1164 | 148.6287
Line10_11_12 | 0 | 0 | 0 | 0 | 0 | 0 | 0 | 0 | 0 | 0 | 0 | 0 | -2.9606e-16 | -5.2645e-09 | -1.906e-09 | 2.9606e-16 | 5.2645e-09 | 1.906e-09 | -9.2519e-17 | 2.2405e-09 | -8.0575e-09 | 7.4015e-17 | -2.2405e-09 | 8.0575e-09 | 0 | 0 | 0 | 0 | 0 | 0 | 1 | 0.5282 | 0.76441 | 1 | 0.5282 | 0.76441 | -1.7876e-12 | -131.1164 | 148.6286 | -1.7801e-12 | -131.1164 | 148.6286
Line11_12_13 | 0 | 0 | 0 | 0 | 0 | 0 | 0 | 0 | 0 | 0 | 0 | 0 | -1.4803e-16 | -4.3871e-09 | -1.5883e-09 | 1.8504e-16 | 4.3871e-09 | 1.5883e-09 | -3.7007e-17 | 1.8671e-09 | -6.7146e-09 | 3.7007e-17 | -1.8671e-09 | 6.7146e-09 | 0 | 0 | 0 | 0 | 0 | 0 | 1 | 0.5282 | 0.76441 | 1 | 0.5282 | 0.76441 | -1.7801e-12 | -131.1164 | 148.6286 | -1.7744e-12 | -131.1164 | 148.6286
Line12_13_15 | 0 | 0 | 0 | 0 | 0 | 0 | 0 | 0 | 0 | 0 | 0 | 0 | -7.4015e-17 | -2.6322e-09 | -9.53e-10 | 1.4803e-16 | 2.6322e-09 | 9.53e-10 | -9.2519e-17 | 1.1202e-09 | -4.0288e-09 | 7.4015e-17 | -1.1202e-09 | 4.0288e-09 | 0 | 0 | 0 | 0 | 0 | 0 | 1 | 0.5282 | 0.76441 | 1 | 0.5282 | 0.76441 | -1.7744e-12 | -131.1164 | 148.6286 | -1.7734e-12 | -131.1164 | 148.6286
Line13_13_14 | 0 | 0 | 0 | 0 | 0 | 0 | 0 | 0 | 0 | 0 | 0 | 0 | 7.4015e-17 | -8.7741e-10 | -3.1767e-10 | -3.7007e-17 | 8.7741e-10 | 3.1767e-10 | -2.2921e-30 | 3.7341e-10 | -1.3429e-09 | -1.8504e-17 | -3.7341e-10 | 1.3429e-09 | 0 | 0 | 0 | 0 | 0 | 0 | 1 | 0.5282 | 0.76441 | 1 | 0.5282 | 0.76441 | -1.7744e-12 | -131.1164 | 148.6286 | -1.7751e-12 | -131.1164 | 148.6286
Line14_15_16 | 0 | 0 | 0 | 0 | 0 | 0 | 0 | 0 | 0 | 0 | 0 | 0 | -3.7007e-17 | -1.7548e-09 | -6.3533e-10 | -3.7007e-17 | 1.7548e-09 | 6.3533e-10 | -9.2519e-17 | 7.4682e-10 | -2.6858e-09 | 5.5511e-17 | -7.4682e-10 | 2.6858e-09 | 0 | 0 | 0 | 0 | 0 | 0 | 1 | 0.5282 | 0.76441 | 1 | 0.5282 | 0.76441 | -1.7734e-12 | -131.1164 | 148.6286 | -1.7737e-12 | -131.1164 | 148.6286
Line15_16_17 | 0 | 0 | 0 | 0 | 0 | 0 | 0 | 0 | 0 | 0 | 0 | 0 | 3.7007e-17 | -8.7741e-10 | -3.1767e-10 | 2.2931e-30 | 8.7741e-10 | 3.1767e-10 | -7.4015e-17 | 3.7341e-10 | -1.3429e-09 | 7.4015e-17 | -3.7341e-10 | 1.3429e-09 | 0 | 0 | 0 | 0 | 0 | 0 | 1 | 0.5282 | 0.76441 | 1 | 0.5282 | 0.76441 | -1.7737e-12 | -131.1164 | 148.6286 | -1.7751e-12 | -131.1164 | 148.6286
Line16_4_18 | 0 | 0 | 0 | 0 | 0 | 0 | 0 | 0 | 0 | 0 | 0 | 0 | 2.0866e-22 | -5.6522e-21 | -1.0181e-20 | -2.0866e-22 | 5.6522e-21 | 1.0181e-20 | 8.0779e-28 | 8.6137e-21 | -7.6881e-22 | 1.6276e-44 | -8.6137e-21 | 7.6881e-22 | 0 | 0 | 0 | 0 | 0 | 0 | 1 | 1 | 1 | 1 | 1 | 1 | 1.3956e-23 | -120 | 120 | -4.4692e-21 | -120 | 120
Line17_5_19 | 0 | 0 | 0 | 0 | 0 | 0 | 0 | 0 | 0 | 0 | 0 | 0 | -1.7472e-30 | -8.7741e-10 | -3.1767e-10 | 1.1657e-30 | 8.7741e-10 | 3.1767e-10 | -5.5511e-17 | 3.7341e-10 | -1.3429e-09 | 3.7007e-17 | -3.7341e-10 | 1.3429e-09 | 0 | 0 | 0 | 0 | 0 | 0 | 1 | 0.5282 | 0.76441 | 1 | 0.5282 | 0.76441 | -1.8034e-12 | -131.1164 | 148.6287 | -1.8048e-12 | -131.1164 | 148.6287
Line1_1_3 | 0 | 0 | 0 | 0 | 0 | 0 | 0 | 0 | 0 | 0 | 0 | 0 | -3.3307e-16 | -7.0193e-09 | -2.5413e-09 | 3.7007e-16 | 7.0193e-09 | 2.5413e-09 | -5.5511e-17 | 2.9873e-09 | -1.0743e-08 | 3.7007e-17 | -2.9873e-09 | 1.0743e-08 | 0 | 0 | 0 | 0 | 0 | 0 | 1 | 0.5282 | 0.76441 | 1 | 0.5282 | 0.76441 | -1.8037e-12 | -131.1164 | 148.6287 | -1.7956e-12 | -131.1164 | 148.6287
Line2_1_4 | 0 | 4.1012 | 4.1012 | 0 | 4.1012 | 4.1012 | 0 | 0.94714 | 0.94714 | 0 | 0.94714 | 0.94714 | 6.9554e-14 | -0.46012 | 0.39284 | -6.9517e-14 | 0.78307 | -0.069891 | 1.6023e-13 | -0.1964 | -0.60815 | -1.6025e-13 | 0.53281 | 0.94456 | 0 | 25.7682 | -154.2318 | 0 | -154.2318 | 25.7682 | 1 | 0.5282 | 0.76441 | 1 | 1 | 1 | -1.8037e-12 | -131.1164 | 148.6287 | 1.3956e-23 | -120 | 120
Line3_1_5 | 0 | 0 | 0 | 0 | 0 | 0 | 0 | 0 | 0 | 0 | 0 | 0 | -1.1102e-16 | -1.7548e-09 | -6.3533e-10 | 1.8504e-16 | 1.7548e-09 | 6.3533e-10 | -7.4015e-17 | 7.4682e-10 | -2.6858e-09 | 5.5511e-17 | -7.4682e-10 | 2.6858e-09 | 0 | 0 | 0 | 0 | 0 | 0 | 1 | 0.5282 | 0.76441 | 1 | 0.5282 | 0.76441 | -1.8037e-12 | -131.1164 | 148.6287 | -1.8034e-12 | -131.1164 | 148.6287
Line4_2_6 | 0 | 0 | 0 | 0 | 0 | 0 | 0 | 0 | 0 | 0 | 0 | 0 | -1.4803e-16 | -4.3871e-09 | -1.5883e-09 | 7.4015e-17 | 4.3871e-09 | 1.5883e-09 | 1.2953e-16 | 1.8671e-09 | -6.7146e-09 | -1.1102e-16 | -1.8671e-09 | 6.7146e-09 | 0 | 0 | 0 | 0 | 0 | 0 | 1 | 0.5282 | 0.76441 | 1 | 0.5282 | 0.76441 | -1.8023e-12 | -131.1164 | 148.6287 | -1.8009e-12 | -131.1164 | 148.6287
Line5_6_7 | 0 | 0 | 0 | 0 | 0 | 0 | 0 | 0 | 0 | 0 | 0 | 0 | -1.1102e-16 | -3.5096e-09 | -1.2707e-09 | 7.4015e-17 | 3.5096e-09 | 1.2707e-09 | 3.7007e-17 | 1.4936e-09 | -5.3717e-09 | -7.4015e-17 | -1.4936e-09 | 5.3717e-09 | 0 | 0 | 0 | 0 | 0 | 0 | 1 | 0.5282 | 0.76441 | 1 | 0.5282 | 0.76441 | -1.8009e-12 | -131.1164 | 148.6287 | -1.8006e-12 | -131.1164 | 148.6286
Line6_7_8 | 0 | 0 | 0 | 0 | 0 | 0 | 0 | 0 | 0 | 0 | 0 | 0 | 3.7007e-17 | -2.6322e-09 | -9.53e-10 | -3.488e-30 | 2.6322e-09 | 9.53e-10 | 1.1102e-16 | 1.1202e-09 | -4.0288e-09 | -1.1102e-16 | -1.1202e-09 | 4.0288e-09 | 0 | 0 | 0 | 0 | 0 | 0 | 1 | 0.5282 | 0.76441 | 1 | 0.5282 | 0.76441 | -1.8006e-12 | -131.1164 | 148.6286 | -1.8e-12 | -131.1164 | 148.6286
Line7_8_9 | 0 | 0 | 0 | 0 | 0 | 0 | 0 | 0 | 0 | 0 | 0 | 0 | -3.7007e-17 | -8.7741e-10 | -3.1767e-10 | 3.7007e-17 | 8.7741e-10 | 3.1767e-10 | 1.1102e-16 | 3.7341e-10 | -1.3429e-09 | -9.2519e-17 | -3.7341e-10 | 1.3429e-09 | 0 | 0 | 0 | 0 | 0 | 0 | 1 | 0.5282 | 0.76441 | 1 | 0.5282 | 0.76441 | -1.8e-12 | -131.1164 | 148.6286 | -1.8008e-12 | -131.1164 | 148.6286
Line8_8_10 | 0 | 0 | 0 | 0 | 0 | 0 | 0 | 0 | 0 | 0 | 0 | 0 | 3.7007e-17 | -8.7741e-10 | -3.1767e-10 | -3.7007e-17 | 8.7741e-10 | 3.1767e-10 | 7.4015e-17 | 3.7341e-10 | -1.3429e-09 | -5.5511e-17 | -3.7341e-10 | 1.3429e-09 | 0 | 0 | 0 | 0 | 0 | 0 | 1 | 0.5282 | 0.76441 | 1 | 0.5282 | 0.76441 | -1.8e-12 | -131.1164 | 148.6286 | -1.8008e-12 | -131.1164 | 148.6286
Line9_3_11 | 0 | 0 | 0 | 0 | 0 | 0 | 0 | 0 | 0 | 0 | 0 | 0 | -2.9606e-16 | -6.1419e-09 | -2.2237e-09 | 2.9606e-16 | 6.1419e-09 | 2.2237e-09 | -5.5511e-17 | 2.6139e-09 | -9.4004e-09 | 7.4015e-17 | -2.6139e-09 | 9.4004e-09 | 0 | 0 | 0 | 0 | 0 | 0 | 1 | 0.5282 | 0.76441 | 1 | 0.5282 | 0.76441 | -1.7956e-12 | -131.1164 | 148.6287 | -1.7876e-12 | -131.1164 | 148.6286

## LL_min_fault_6
name | pf_ikss_a_from_ka | pf_ikss_b_from_ka | pf_ikss_c_from_ka | pf_ikss_a_to_ka | pf_ikss_b_to_ka | pf_ikss_c_to_ka | pf_skss_a_from_mw | pf_skss_b_from_mw | pf_skss_c_from_mw | pf_skss_a_to_mw | pf_skss_b_to_mw | pf_skss_c_to_mw | pf_p_a_from_mw | pf_p_b_from_mw | pf_p_c_from_mw | pf_p_a_to_mw | pf_p_b_to_mw | pf_p_c_to_mw | pf_q_a_from_mvar | pf_q_b_from_mvar | pf_q_c_from_mvar | pf_q_a_to_mvar | pf_q_b_to_mvar | pf_q_c_to_mvar | pf_ikss_a_from_degree | pf_ikss_b_from_degree | pf_ikss_c_from_degree | pf_ikss_a_to_degree | pf_ikss_b_to_degree | pf_ikss_c_to_degree | pf_vm_a_from_pu | pf_vm_b_from_pu | pf_vm_c_from_pu | pf_vm_a_to_pu | pf_vm_b_to_pu | pf_vm_c_to_pu | pf_va_a_from_degree | pf_va_b_from_degree | pf_va_c_from_degree | pf_va_a_to_degree | pf_va_b_to_degree | pf_va_c_to_degree
Line0_1_2 | 0 | 0 | 0 | 0 | 0 | 0 | 0 | 0 | 0 | 0 | 0 | 0 | 8.0954e-18 | -2.3285e-10 | -3.5926e-10 | -6.9389e-18 | 2.3285e-10 | 3.5926e-10 | 4.6259e-18 | 2.8401e-10 | -6.5077e-11 | -4.6259e-18 | -2.8401e-10 | 6.5077e-11 | 0 | 0 | 0 | 0 | 0 | 0 | 1 | 0.98922 | 0.98339 | 1 | 0.98922 | 0.98339 | -1.1331e-11 | -120.7478 | 120.1723 | -1.1331e-11 | -120.7478 | 120.1723
Line10_11_12 | 0 | 0 | 0 | 0 | 0 | 0 | 0 | 0 | 0 | 0 | 0 | 0 | -1.1565e-18 | -2.3285e-10 | -3.5926e-10 | 1.1565e-18 | 2.3285e-10 | 3.5926e-10 | 5.7824e-18 | 2.8401e-10 | -6.5077e-11 | -5.7824e-18 | -2.8401e-10 | 6.5077e-11 | 0 | 0 | 0 | 0 | 0 | 0 | 1 | 0.98922 | 0.98339 | 1 | 0.98922 | 0.98339 | -1.1331e-11 | -120.7478 | 120.1723 | -1.133e-11 | -120.7478 | 120.1723
Line11_12_13 | 0 | 0 | 0 | 0 | 0 | 0 | 0 | 0 | 0 | 0 | 0 | 0 | -4.6259e-18 | -1.9404e-10 | -2.9938e-10 | 4.6259e-18 | 1.9404e-10 | 2.9938e-10 | 4.6259e-18 | 2.3668e-10 | -5.4231e-11 | -6.9389e-18 | -2.3668e-10 | 5.4231e-11 | 0 | 0 | 0 | 0 | 0 | 0 | 1 | 0.98922 | 0.98339 | 1 | 0.98922 | 0.98339 | -1.133e-11 | -120.7478 | 120.1723 | -1.133e-11 | -120.7478 | 120.1723
Line12_13_15 | 0 | 0 | 0 | 0 | 0 | 0 | 0 | 0 | 0 | 0 | 0 | 0 | -2.313e-18 | -1.1643e-10 | -1.7963e-10 | 3.4694e-18 | 1.1643e-10 | 1.7963e-10 | 3.4694e-18 | 1.4201e-10 | -3.2539e-11 | -2.313e-18 | -1.4201e-10 | 3.2539e-11 | 0 | 0 | 0 | 0 | 0 | 0 | 1 | 0.98922 | 0.98339 | 1 | 0.98922 | 0.98339 | -1.133e-11 | -120.7478 | 120.1723 | -1.133e-11 | -120.7478 | 120.1723
Line13_13_14 | 0 | 0 | 0 | 0 | 0 | 0 | 0 | 0 | 0 | 0 | 0 | 0 | 1.7347e-18 | -3.8809e-11 | -5.9876e-11 | -1.7347e-18 | 3.8809e-11 | 5.9876e-11 | 1.1565e-18 | 4.7335e-11 | -1.0846e-11 | 3.4304e-31 | -4.7335e-11 | 1.0846e-11 | 0 | 0 | 0 | 0 | 0 | 0 | 1 | 0.98922 | 0.98339 | 1 | 0.98922 | 0.98339 | -1.133e-11 | -120.7478 | 120.1723 | -1.133e-11 | -120.7478 | 120.1723
Line14_15_16 | 0 | 0 | 0 | 0 | 0 | 0 | 0 | 0 | 0 | 0 | 0 | 0 | 0 | -7.7618e-11 | -1.1975e-10 | 1.1565e-18 | 7.7618e-11 | 1.1975e-10 | 0 | 9.4671e-11 | -2.1692e-11 | -1.1565e-18 | -9.4671e-11 | 2.1692e-11 | 0 | 0 | 0 | 0 | 0 | 0 | 1 | 0.98922 | 0.98339 | 1 | 0.98922 | 0.98339 | -1.133e-11 | -120.7478 | 120.1723 | -1.133e-11 | -120.7478 | 120.1723
Line15_16_17 | 0 | 0 | 0 | 0 | 0 | 0 | 0 | 0 | 0 | 0 | 0 | 0 | 4.5738e-31 | -3.8809e-11 | -5.9876e-11 | -2.2869e-31 | 3.8809e-11 | 5.9876e-11 | 2.313e-18 | 4.7335e-11 | -1.0846e-11 | -1.1565e-18 | -4.7335e-11 | 1.0846e-11 | 0 | 0 | 0 | 0 | 0 | 0 | 1 | 0.98922 | 0.98339 | 1 | 0.98922 | 0.98339 | -1.133e-11 | -120.7478 | 120.1723 | -1.133e-11 | -120.7478 | 120.1723
Line16_4_18 | 0 | 0 | 0 | 0 | 0 | 0 | 0 | 0 | 0 | 0 | 0 | 0 | 3.5142e-24 | 2.6781e-23 | -2.9346e-22 | -3.5142e-24 | -2.6781e-23 | 2.9346e-22 | 1.6829e-29 | 3.5635e-22 | 1.9832e-22 | -2.5244e-29 | -3.5635e-22 | -1.9832e-22 | 0 | 0 | 0 | 0 | 0 | 0 | 1 | 1 | 1 | 1 | 1 | 1 | 9.0973e-23 | -120 | 120 | 1.5467e-23 | -120 | 120
Line17_5_19 | 0 | 0 | 0 | 0 | 0 | 0 | 0 | 0 | 0 | 0 | 0 | 0 | -5.7824e-19 | -3.8809e-11 | -5.9876e-11 | 5.7824e-19 | 3.8809e-11 | 5.9876e-11 | -1.1565e-18 | 4.7335e-11 | -1.0846e-11 | -1.1435e-31 | -4.7335e-11 | 1.0846e-11 | 0 | 0 | 0 | 0 | 0 | 0 | 1 | 0.98922 | 0.98339 | 1 | 0.98922 | 0.98339 | -1.1331e-11 | -120.7478 | 120.1723 | -1.1331e-11 | -120.7478 | 120.1723
Line1_1_3 | 0 | 0 | 0 | 0 | 0 | 0 | 0 | 0 | 0 | 0 | 0 | 0 | -5.7824e-19 | -3.1047e-10 | -4.7901e-10 | 1.7347e-18 | 3.1047e-10 | 4.7901e-10 | 8.0954e-18 | 3.7868e-10 | -8.677e-11 | -6.9389e-18 | -3.7868e-10 | 8.677e-11 | 0 | 0 | 0 | 0 | 0 | 0 | 1 | 0.98922 | 0.98339 | 1 | 0.98922 | 0.98339 | -1.1331e-11 | -120.7478 | 120.1723 | -1.1331e-11 | -120.7478 | 120.1723
Line2_1_4 | 0 | 0.14057 | 0.14057 | 0 | 0.14057 | 0.14057 | 0 | 0.032464 | 0.032464 | 0 | 0.032464 | 0.032464 | 5.2906e-13 | -0.032016 | -0.01765 | -5.2906e-13 | 0.032395 | 0.018029 | 1.1005e-12 | 0.0025104 | -0.026602 | -1.1005e-12 | -0.0021152 | 0.026997 | 0 | 63.7357 | -116.2643 | 0 | -116.2643 | 63.7357 | 1 | 0.98922 | 0.98339 | 1 | 1 | 1 | -1.1331e-11 | -120.7478 | 120.1723 | 9.0973e-23 | -120 | 120
Line3_1_5 | 0 | 0 | 0 | 0 | 0 | 0 | 0 | 0 | 0 | 0 | 0 | 0 | -1.7347e-18 | -7.7618e-11 | -1.1975e-10 | 2.8912e-18 | 7.7618e-11 | 1.1975e-10 | 1.1565e-18 | 9.4671e-11 | -2.1692e-11 | -5.7177e-31 | -9.4671e-11 | 2.1692e-11 | 0 | 0 | 0 | 0 | 0 | 0 | 1 | 0.98922 | 0.98339 | 1 | 0.98922 | 0.98339 | -1.1331e-11 | -120.7478 | 120.1723 | -1.1331e-11 | -120.7478 | 120.1723
Line4_2_6 | 0 | 0 | 0 | 0 | 0 | 0 | 0 | 0 | 0 | 0 | 0 | 0 | 6.3607e-18 | -1.9404e-10 | -2.9938e-10 | -6.3607e-18 | 1.9404e-10 | 2.9938e-10 | 1.1565e-18 | 2.3668e-10 | -5.4231e-11 | -1.1565e-18 | -2.3668e-10 | 5.4231e-11 | 0 | 0 | 0 | 0 | 0 | 0 | 1 | 0.98922 | 0.98339 | 1 | 0.98922 | 0.98339 | -1.1331e-11 | -120.7478 | 120.1723 | -1.1331e-11 | -120.7478 | 120.1723
Line5_6_7 | 0 | 0 | 0 | 0 | 0 | 0 | 0 | 0 | 0 | 0 | 0 | 0 | 2.8912e-18 | -1.5524e-10 | -2.395e-10 | -4.0477e-18 | 1.5524e-10 | 2.395e-10 | 4.6259e-18 | 1.8934e-10 | -4.3385e-11 | -5.7824e-18 | -1.8934e-10 | 4.3385e-11 | 0 | 0 | 0 | 0 | 0 | 0 | 1 | 0.98922 | 0.98339 | 1 | 0.98922 | 0.98339 | -1.1331e-11 | -120.7478 | 120.1723 | -1.1331e-11 | -120.7478 | 120.1723
Line6_7_8 | 0 | 0 | 0 | 0 | 0 | 0 | 0 | 0 | 0 | 0 | 0 | 0 | 2.313e-18 | -1.1643e-10 | -1.7963e-10 | -3.4694e-18 | 1.1643e-10 | 1.7963e-10 | 8.0954e-18 | 1.4201e-10 | -3.2539e-11 | -8.0954e-18 | -1.4201e-10 | 3.2539e-11 | 0 | 0 | 0 | 0 | 0 | 0 | 1 | 0.98922 | 0.98339 | 1 | 0.98922 | 0.98339 | -1.1331e-11 | -120.7478 | 120.1723 | -1.1331e-11 | -120.7478 | 120.1723
Line7_8_9 | 0 | 0 | 0 | 0 | 0 | 0 | 0 | 0 | 0 | 0 | 0 | 0 | 1.7347e-18 | -3.8809e-11 | -5.9876e-11 | -1.7347e-18 | 3.8809e-11 | 5.9876e-11 | 2.313e-18 | 4.7335e-11 | -1.0846e-11 | -2.313e-18 | -4.7335e-11 | 1.0846e-11 | 0 | 0 | 0 | 0 | 0 | 0 | 1 | 0.98922 | 0.98339 | 1 | 0.98922 | 0.98339 | -1.1331e-11 | -120.7478 | 120.1723 | -1.1331e-11 | -120.7478 | 120.1723
Line8_8_10 | 0 | 0 | 0 | 0 | 0 | 0 | 0 | 0 | 0 | 0 | 0 | 0 | 5.7824e-19 | -3.8809e-11 | -5.9876e-11 | -5.7824e-19 | 3.8809e-11 | 5.9876e-11 | 1.1565e-18 | 4.7335e-11 | -1.0846e-11 | -2.313e-18 | -4.7335e-11 | 1.0846e-11 | 0 | 0 | 0 | 0 | 0 | 0 | 1 | 0.98922 | 0.98339 | 1 | 0.98922 | 0.98339 | -1.1331e-11 | -120.7478 | 120.1723 | -1.1331e-11 | -120.7478 | 120.1723
Line9_3_11 | 0 | 0 | 0 | 0 | 0 | 0 | 0 | 0 | 0 | 0 | 0 | 0 | -4.6259e-18 | -2.7166e-10 | -4.1913e-10 | 4.6259e-18 | 2.7166e-10 | 4.1913e-10 | 5.7824e-18 | 3.3135e-10 | -7.5923e-11 | -4.6259e-18 | -3.3135e-10 | 7.5923e-11 | 0 | 0 | 0 | 0 | 0 | 0 | 1 | 0.98922 | 0.98339 | 1 | 0.98922 | 0.98339 | -1.1331e-11 | -120.7478 | 120.1723 | -1.1331e-11 | -120.7478 | 120.1723

## LL_min_fault_10
name | pf_ikss_a_from_ka | pf_ikss_b_from_ka | pf_ikss_c_from_ka | pf_ikss_a_to_ka | pf_ikss_b_to_ka | pf_ikss_c_to_ka | pf_skss_a_from_mw | pf_skss_b_from_mw | pf_skss_c_from_mw | pf_skss_a_to_mw | pf_skss_b_to_mw | pf_skss_c_to_mw | pf_p_a_from_mw | pf_p_b_from_mw | pf_p_c_from_mw | pf_p_a_to_mw | pf_p_b_to_mw | pf_p_c_to_mw | pf_q_a_from_mvar | pf_q_b_from_mvar | pf_q_c_from_mvar | pf_q_a_to_mvar | pf_q_b_to_mvar | pf_q_c_to_mvar | pf_ikss_a_from_degree | pf_ikss_b_from_degree | pf_ikss_c_from_degree | pf_ikss_a_to_degree | pf_ikss_b_to_degree | pf_ikss_c_to_degree | pf_vm_a_from_pu | pf_vm_b_from_pu | pf_vm_c_from_pu | pf_vm_a_to_pu | pf_vm_b_to_pu | pf_vm_c_to_pu | pf_va_a_from_degree | pf_va_b_from_degree | pf_va_c_from_degree | pf_va_a_to_degree | pf_va_b_to_degree | pf_va_c_to_degree
Line0_1_2 | 0 | 0 | 0 | 0 | 0 | 0 | 0 | 0 | 0 | 0 | 0 | 0 | 8.0954e-18 | -2.3285e-10 | -3.5926e-10 | -6.9389e-18 | 2.3285e-10 | 3.5926e-10 | 4.6259e-18 | 2.8401e-10 | -6.5077e-11 | -4.6259e-18 | -2.8401e-10 | 6.5077e-11 | 0 | 0 | 0 | 0 | 0 | 0 | 1 | 0.98922 | 0.98339 | 1 | 0.98922 | 0.98339 | -1.1331e-11 | -120.7478 | 120.1723 | -1.1331e-11 | -120.7478 | 120.1723
Line10_11_12 | 0 | 0 | 0 | 0 | 0 | 0 | 0 | 0 | 0 | 0 | 0 | 0 | -1.1565e-18 | -2.3285e-10 | -3.5926e-10 | 1.1565e-18 | 2.3285e-10 | 3.5926e-10 | 5.7824e-18 | 2.8401e-10 | -6.5077e-11 | -5.7824e-18 | -2.8401e-10 | 6.5077e-11 | 0 | 0 | 0 | 0 | 0 | 0 | 1 | 0.98922 | 0.98339 | 1 | 0.98922 | 0.98339 | -1.1331e-11 | -120.7478 | 120.1723 | -1.133e-11 | -120.7478 | 120.1723
Line11_12_13 | 0 | 0 | 0 | 0 | 0 | 0 | 0 | 0 | 0 | 0 | 0 | 0 | -4.6259e-18 | -1.9404e-10 | -2.9938e-10 | 4.6259e-18 | 1.9404e-10 | 2.9938e-10 | 4.6259e-18 | 2.3668e-10 | -5.4231e-11 | -6.9389e-18 | -2.3668e-10 | 5.4231e-11 | 0 | 0 | 0 | 0 | 0 | 0 | 1 | 0.98922 | 0.98339 | 1 | 0.98922 | 0.98339 | -1.133e-11 | -120.7478 | 120.1723 | -1.133e-11 | -120.7478 | 120.1723
Line12_13_15 | 0 | 0 | 0 | 0 | 0 | 0 | 0 | 0 | 0 | 0 | 0 | 0 | -2.313e-18 | -1.1643e-10 | -1.7963e-10 | 3.4694e-18 | 1.1643e-10 | 1.7963e-10 | 3.4694e-18 | 1.4201e-10 | -3.2539e-11 | -2.313e-18 | -1.4201e-10 | 3.2539e-11 | 0 | 0 | 0 | 0 | 0 | 0 | 1 | 0.98922 | 0.98339 | 1 | 0.98922 | 0.98339 | -1.133e-11 | -120.7478 | 120.1723 | -1.133e-11 | -120.7478 | 120.1723
Line13_13_14 | 0 | 0 | 0 | 0 | 0 | 0 | 0 | 0 | 0 | 0 | 0 | 0 | 1.7347e-18 | -3.8809e-11 | -5.9876e-11 | -1.7347e-18 | 3.8809e-11 | 5.9876e-11 | 1.1565e-18 | 4.7335e-11 | -1.0846e-11 | 3.4304e-31 | -4.7335e-11 | 1.0846e-11 | 0 | 0 | 0 | 0 | 0 | 0 | 1 | 0.98922 | 0.98339 | 1 | 0.98922 | 0.98339 | -1.133e-11 | -120.7478 | 120.1723 | -1.133e-11 | -120.7478 | 120.1723
Line14_15_16 | 0 | 0 | 0 | 0 | 0 | 0 | 0 | 0 | 0 | 0 | 0 | 0 | 0 | -7.7618e-11 | -1.1975e-10 | 1.1565e-18 | 7.7618e-11 | 1.1975e-10 | 0 | 9.4671e-11 | -2.1692e-11 | -1.1565e-18 | -9.4671e-11 | 2.1692e-11 | 0 | 0 | 0 | 0 | 0 | 0 | 1 | 0.98922 | 0.98339 | 1 | 0.98922 | 0.98339 | -1.133e-11 | -120.7478 | 120.1723 | -1.133e-11 | -120.7478 | 120.1723
Line15_16_17 | 0 | 0 | 0 | 0 | 0 | 0 | 0 | 0 | 0 | 0 | 0 | 0 | 4.5738e-31 | -3.8809e-11 | -5.9876e-11 | -2.2869e-31 | 3.8809e-11 | 5.9876e-11 | 2.313e-18 | 4.7335e-11 | -1.0846e-11 | -1.1565e-18 | -4.7335e-11 | 1.0846e-11 | 0 | 0 | 0 | 0 | 0 | 0 | 1 | 0.98922 | 0.98339 | 1 | 0.98922 | 0.98339 | -1.133e-11 | -120.7478 | 120.1723 | -1.133e-11 | -120.7478 | 120.1723
Line16_4_18 | 0 | 0 | 0 | 0 | 0 | 0 | 0 | 0 | 0 | 0 | 0 | 0 | 3.5142e-24 | 2.6781e-23 | -2.9346e-22 | -3.5142e-24 | -2.6781e-23 | 2.9346e-22 | 1.6829e-29 | 3.5635e-22 | 1.9832e-22 | -2.5244e-29 | -3.5635e-22 | -1.9832e-22 | 0 | 0 | 0 | 0 | 0 | 0 | 1 | 1 | 1 | 1 | 1 | 1 | 9.0973e-23 | -120 | 120 | 1.5467e-23 | -120 | 120
Line17_5_19 | 0 | 0 | 0 | 0 | 0 | 0 | 0 | 0 | 0 | 0 | 0 | 0 | -5.7824e-19 | -3.8809e-11 | -5.9876e-11 | 5.7824e-19 | 3.8809e-11 | 5.9876e-11 | -1.1565e-18 | 4.7335e-11 | -1.0846e-11 | -1.1435e-31 | -4.7335e-11 | 1.0846e-11 | 0 | 0 | 0 | 0 | 0 | 0 | 1 | 0.98922 | 0.98339 | 1 | 0.98922 | 0.98339 | -1.1331e-11 | -120.7478 | 120.1723 | -1.1331e-11 | -120.7478 | 120.1723
Line1_1_3 | 0 | 0 | 0 | 0 | 0 | 0 | 0 | 0 | 0 | 0 | 0 | 0 | -5.7824e-19 | -3.1047e-10 | -4.7901e-10 | 1.7347e-18 | 3.1047e-10 | 4.7901e-10 | 8.0954e-18 | 3.7868e-10 | -8.677e-11 | -6.9389e-18 | -3.7868e-10 | 8.677e-11 | 0 | 0 | 0 | 0 | 0 | 0 | 1 | 0.98922 | 0.98339 | 1 | 0.98922 | 0.98339 | -1.1331e-11 | -120.7478 | 120.1723 | -1.1331e-11 | -120.7478 | 120.1723
Line2_1_4 | 0 | 0.14057 | 0.14057 | 0 | 0.14057 | 0.14057 | 0 | 0.032464 | 0.032464 | 0 | 0.032464 | 0.032464 | 5.2906e-13 | -0.032016 | -0.01765 | -5.2906e-13 | 0.032395 | 0.018029 | 1.1005e-12 | 0.0025104 | -0.026602 | -1.1005e-12 | -0.0021152 | 0.026997 | 0 | 63.7357 | -116.2643 | 0 | -116.2643 | 63.7357 | 1 | 0.98922 | 0.98339 | 1 | 1 | 1 | -1.1331e-11 | -120.7478 | 120.1723 | 9.0973e-23 | -120 | 120
Line3_1_5 | 0 | 0 | 0 | 0 | 0 | 0 | 0 | 0 | 0 | 0 | 0 | 0 | -1.7347e-18 | -7.7618e-11 | -1.1975e-10 | 2.8912e-18 | 7.7618e-11 | 1.1975e-10 | 1.1565e-18 | 9.4671e-11 | -2.1692e-11 | -5.7177e-31 | -9.4671e-11 | 2.1692e-11 | 0 | 0 | 0 | 0 | 0 | 0 | 1 | 0.98922 | 0.98339 | 1 | 0.98922 | 0.98339 | -1.1331e-11 | -120.7478 | 120.1723 | -1.1331e-11 | -120.7478 | 120.1723
Line4_2_6 | 0 | 0 | 0 | 0 | 0 | 0 | 0 | 0 | 0 | 0 | 0 | 0 | 6.3607e-18 | -1.9404e-10 | -2.9938e-10 | -6.3607e-18 | 1.9404e-10 | 2.9938e-10 | 1.1565e-18 | 2.3668e-10 | -5.4231e-11 | -1.1565e-18 | -2.3668e-10 | 5.4231e-11 | 0 | 0 | 0 | 0 | 0 | 0 | 1 | 0.98922 | 0.98339 | 1 | 0.98922 | 0.98339 | -1.1331e-11 | -120.7478 | 120.1723 | -1.1331e-11 | -120.7478 | 120.1723
Line5_6_7 | 0 | 0 | 0 | 0 | 0 | 0 | 0 | 0 | 0 | 0 | 0 | 0 | 2.8912e-18 | -1.5524e-10 | -2.395e-10 | -4.0477e-18 | 1.5524e-10 | 2.395e-10 | 4.6259e-18 | 1.8934e-10 | -4.3385e-11 | -5.7824e-18 | -1.8934e-10 | 4.3385e-11 | 0 | 0 | 0 | 0 | 0 | 0 | 1 | 0.98922 | 0.98339 | 1 | 0.98922 | 0.98339 | -1.1331e-11 | -120.7478 | 120.1723 | -1.1331e-11 | -120.7478 | 120.1723
Line6_7_8 | 0 | 0 | 0 | 0 | 0 | 0 | 0 | 0 | 0 | 0 | 0 | 0 | 2.313e-18 | -1.1643e-10 | -1.7963e-10 | -3.4694e-18 | 1.1643e-10 | 1.7963e-10 | 8.0954e-18 | 1.4201e-10 | -3.2539e-11 | -8.0954e-18 | -1.4201e-10 | 3.2539e-11 | 0 | 0 | 0 | 0 | 0 | 0 | 1 | 0.98922 | 0.98339 | 1 | 0.98922 | 0.98339 | -1.1331e-11 | -120.7478 | 120.1723 | -1.1331e-11 | -120.7478 | 120.1723
Line7_8_9 | 0 | 0 | 0 | 0 | 0 | 0 | 0 | 0 | 0 | 0 | 0 | 0 | 1.7347e-18 | -3.8809e-11 | -5.9876e-11 | -1.7347e-18 | 3.8809e-11 | 5.9876e-11 | 2.313e-18 | 4.7335e-11 | -1.0846e-11 | -2.313e-18 | -4.7335e-11 | 1.0846e-11 | 0 | 0 | 0 | 0 | 0 | 0 | 1 | 0.98922 | 0.98339 | 1 | 0.98922 | 0.98339 | -1.1331e-11 | -120.7478 | 120.1723 | -1.1331e-11 | -120.7478 | 120.1723
Line8_8_10 | 0 | 0 | 0 | 0 | 0 | 0 | 0 | 0 | 0 | 0 | 0 | 0 | 5.7824e-19 | -3.8809e-11 | -5.9876e-11 | -5.7824e-19 | 3.8809e-11 | 5.9876e-11 | 1.1565e-18 | 4.7335e-11 | -1.0846e-11 | -2.313e-18 | -4.7335e-11 | 1.0846e-11 | 0 | 0 | 0 | 0 | 0 | 0 | 1 | 0.98922 | 0.98339 | 1 | 0.98922 | 0.98339 | -1.1331e-11 | -120.7478 | 120.1723 | -1.1331e-11 | -120.7478 | 120.1723
Line9_3_11 | 0 | 0 | 0 | 0 | 0 | 0 | 0 | 0 | 0 | 0 | 0 | 0 | -4.6259e-18 | -2.7166e-10 | -4.1913e-10 | 4.6259e-18 | 2.7166e-10 | 4.1913e-10 | 5.7824e-18 | 3.3135e-10 | -7.5923e-11 | -4.6259e-18 | -3.3135e-10 | 7.5923e-11 | 0 | 0 | 0 | 0 | 0 | 0 | 1 | 0.98922 | 0.98339 | 1 | 0.98922 | 0.98339 | -1.1331e-11 | -120.7478 | 120.1723 | -1.1331e-11 | -120.7478 | 120.1723

## LG_max_6
name | pf_ikss_a_from_ka | pf_ikss_b_from_ka | pf_ikss_c_from_ka | pf_ikss_a_to_ka | pf_ikss_b_to_ka | pf_ikss_c_to_ka | pf_skss_a_from_mw | pf_skss_b_from_mw | pf_skss_c_from_mw | pf_skss_a_to_mw | pf_skss_b_to_mw | pf_skss_c_to_mw | pf_p_a_from_mw | pf_p_b_from_mw | pf_p_c_from_mw | pf_p_a_to_mw | pf_p_b_to_mw | pf_p_c_to_mw | pf_q_a_from_mvar | pf_q_b_from_mvar | pf_q_c_from_mvar | pf_q_a_to_mvar | pf_q_b_to_mvar | pf_q_c_to_mvar | pf_ikss_a_from_degree | pf_ikss_b_from_degree | pf_ikss_c_from_degree | pf_ikss_a_to_degree | pf_ikss_b_to_degree | pf_ikss_c_to_degree | 3xI0 | pf_vm_a_from_pu | pf_vm_b_from_pu | pf_vm_c_from_pu | pf_vm_a_to_pu | pf_vm_b_to_pu | pf_vm_c_to_pu | pf_va_a_from_degree | pf_va_b_from_degree | pf_va_c_from_degree | pf_va_a_to_degree | pf_va_b_to_degree | pf_va_c_to_degree
Line0_1_2 | 0 | 0 | 0 | 0 | 0 | 0 | 0 | 0 | 0 | 0 | 0 | 0 | -5.7506e-09 | -6.986e-10 | -2.1767e-09 | 5.7506e-09 | 6.986e-10 | 2.1767e-09 | -1.7068e-09 | -4.1982e-09 | 3.3448e-09 | 1.7068e-09 | 4.1982e-09 | -3.3448e-09 | 0 | 0 | 0 | 0 | 0 | 0 |  | 0.74344 | 1.0549 | 0.98919 | 0.74344 | 1.0549 | 0.98919 | 5.4436 | -110.5349 | 111.9681 | 5.4436 | -110.5349 | 111.9681
Line10_11_12 | 0 | 0 | 0 | 0 | 0 | 0 | 0 | 0 | 0 | 0 | 0 | 0 | -5.7506e-09 | -6.986e-10 | -2.1767e-09 | 5.7506e-09 | 6.986e-10 | 2.1767e-09 | -1.7068e-09 | -4.1982e-09 | 3.3448e-09 | 1.7068e-09 | 4.1982e-09 | -3.3448e-09 | 0 | 0 | 0 | 0 | 0 | 0 |  | 0.74344 | 1.0549 | 0.98919 | 0.74344 | 1.0549 | 0.98919 | 5.4436 | -110.5349 | 111.9681 | 5.4436 | -110.5349 | 111.9681
Line11_12_13 | 0 | 0 | 0 | 0 | 0 | 0 | 0 | 0 | 0 | 0 | 0 | 0 | -4.7922e-09 | -5.8217e-10 | -1.8139e-09 | 4.7922e-09 | 5.8217e-10 | 1.8139e-09 | -1.4223e-09 | -3.4985e-09 | 2.7873e-09 | 1.4223e-09 | 3.4985e-09 | -2.7873e-09 | 0 | 0 | 0 | 0 | 0 | 0 |  | 0.74344 | 1.0549 | 0.98919 | 0.74344 | 1.0549 | 0.98919 | 5.4436 | -110.5349 | 111.9681 | 5.4436 | -110.5349 | 111.9681
Line12_13_15 | 0 | 0 | 0 | 0 | 0 | 0 | 0 | 0 | 0 | 0 | 0 | 0 | -2.8753e-09 | -3.493e-10 | -1.0884e-09 | 2.8753e-09 | 3.493e-10 | 1.0884e-09 | -8.5339e-10 | -2.0991e-09 | 1.6724e-09 | 8.5339e-10 | 2.0991e-09 | -1.6724e-09 | 0 | 0 | 0 | 0 | 0 | 0 |  | 0.74344 | 1.0549 | 0.98919 | 0.74344 | 1.0549 | 0.98919 | 5.4436 | -110.5349 | 111.9681 | 5.4436 | -110.5349 | 111.9681
Line13_13_14 | 0 | 0 | 0 | 0 | 0 | 0 | 0 | 0 | 0 | 0 | 0 | 0 | -9.5844e-10 | -1.1643e-10 | -3.6278e-10 | 9.5844e-10 | 1.1643e-10 | 3.6278e-10 | -2.8446e-10 | -6.997e-10 | 5.5746e-10 | 2.8446e-10 | 6.997e-10 | -5.5746e-10 | 0 | 0 | 0 | 0 | 0 | 0 |  | 0.74344 | 1.0549 | 0.98919 | 0.74344 | 1.0549 | 0.98919 | 5.4436 | -110.5349 | 111.9681 | 5.4436 | -110.5349 | 111.9681
Line14_15_16 | 0 | 0 | 0 | 0 | 0 | 0 | 0 | 0 | 0 | 0 | 0 | 0 | -1.9169e-09 | -2.3287e-10 | -7.2557e-10 | 1.9169e-09 | 2.3287e-10 | 7.2557e-10 | -5.6892e-10 | -1.3994e-09 | 1.1149e-09 | 5.6892e-10 | 1.3994e-09 | -1.1149e-09 | 0 | 0 | 0 | 0 | 0 | 0 |  | 0.74344 | 1.0549 | 0.98919 | 0.74344 | 1.0549 | 0.98919 | 5.4436 | -110.5349 | 111.9681 | 5.4436 | -110.5349 | 111.9681
Line15_16_17 | 0 | 0 | 0 | 0 | 0 | 0 | 0 | 0 | 0 | 0 | 0 | 0 | -9.5844e-10 | -1.1643e-10 | -3.6279e-10 | 9.5844e-10 | 1.1643e-10 | 3.6279e-10 | -2.8446e-10 | -6.997e-10 | 5.5746e-10 | 2.8446e-10 | 6.997e-10 | -5.5746e-10 | 0 | 0 | 0 | 0 | 0 | 0 |  | 0.74344 | 1.0549 | 0.98919 | 0.74344 | 1.0549 | 0.98919 | 5.4436 | -110.5349 | 111.9681 | 5.4436 | -110.5349 | 111.9681
Line16_4_18 | 0 | 0 | 0 | 0 | 0 | 0 | 0 | 0 | 0 | 0 | 0 | 0 | -1.1329e-20 | -4.9018e-21 | -2.4555e-21 | 1.1329e-20 | 4.9018e-21 | 2.4555e-21 | 2.8247e-21 | -3.7109e-21 | 5.1232e-21 | -2.8247e-21 | 3.7109e-21 | -5.1232e-21 | 0 | 0 | 0 | 0 | 0 | 0 |  | 1.1 | 1.1 | 1.1 | 1.1 | 1.1 | 1.1 | -3.6479e-11 | -120 | 120 | -3.6479e-11 | -120 | 120
Line17_5_19 | 0 | 0 | 0 | 0 | 0 | 0 | 0 | 0 | 0 | 0 | 0 | 0 | -9.5844e-10 | -1.1643e-10 | -3.6279e-10 | 9.5844e-10 | 1.1643e-10 | 3.6279e-10 | -2.8446e-10 | -6.997e-10 | 5.5746e-10 | 2.8446e-10 | 6.997e-10 | -5.5746e-10 | 0 | 0 | 0 | 0 | 0 | 0 |  | 0.74344 | 1.0549 | 0.98919 | 0.74344 | 1.0549 | 0.98919 | 5.4436 | -110.5349 | 111.9681 | 5.4436 | -110.5349 | 111.9681
Line1_1_3 | 0 | 0 | 0 | 0 | 0 | 0 | 0 | 0 | 0 | 0 | 0 | 0 | -7.6675e-09 | -9.3147e-10 | -2.9023e-09 | 7.6675e-09 | 9.3147e-10 | 2.9023e-09 | -2.2757e-09 | -5.5976e-09 | 4.4597e-09 | 2.2757e-09 | 5.5976e-09 | -4.4597e-09 | 0 | 0 | 0 | 0 | 0 | 0 |  | 0.74344 | 1.0549 | 0.98919 | 0.74344 | 1.0549 | 0.98919 | 5.4436 | -110.5349 | 111.9681 | 5.4436 | -110.5349 | 111.9681
Line2_1_4 | 3.7878 | 1.8939 | 1.8939 | 3.7878 | 1.8939 | 1.8939 | 0.87477 | 0.43738 | 0.43738 | 0.87477 | 0.43738 | 0.43738 | -0.11331 | 0.37322 | -0.42988 | 0.25679 | -0.33735 | 0.46575 | -0.64039 | -0.27129 | -0.048904 | 0.92734 | 0.34303 | 0.12064 | 105.4779 | -74.5221 | -74.5221 | -74.5221 | 105.4779 | 105.4779 |  | 0.74344 | 1.0549 | 0.98919 | 1.1 | 1.1 | 1.1 | 5.4436 | -110.5349 | 111.9681 | -3.6479e-11 | -120 | 120
Line3_1_5 | 0 | 0 | 0 | 0 | 0 | 0 | 0 | 0 | 0 | 0 | 0 | 0 | -1.9169e-09 | -2.3287e-10 | -7.2557e-10 | 1.9169e-09 | 2.3287e-10 | 7.2557e-10 | -5.6892e-10 | -1.3994e-09 | 1.1149e-09 | 5.6892e-10 | 1.3994e-09 | -1.1149e-09 | 0 | 0 | 0 | 0 | 0 | 0 |  | 0.74344 | 1.0549 | 0.98919 | 0.74344 | 1.0549 | 0.98919 | 5.4436 | -110.5349 | 111.9681 | 5.4436 | -110.5349 | 111.9681
Line4_2_6 | 0 | 0 | 0 | 0 | 0 | 0 | 0 | 0 | 0 | 0 | 0 | 0 | -4.7922e-09 | -5.8217e-10 | -1.8139e-09 | 4.7922e-09 | 5.8217e-10 | 1.8139e-09 | -1.4223e-09 | -3.4985e-09 | 2.7873e-09 | 1.4223e-09 | 3.4985e-09 | -2.7873e-09 | 0 | 0 | 0 | 0 | 0 | 0 |  | 0.74344 | 1.0549 | 0.98919 | 0.74344 | 1.0549 | 0.98919 | 5.4436 | -110.5349 | 111.9681 | 5.4436 | -110.5349 | 111.9681
Line5_6_7 | 0 | 0 | 0 | 0 | 0 | 0 | 0 | 0 | 0 | 0 | 0 | 0 | -3.8338e-09 | -4.6574e-10 | -1.4511e-09 | 3.8338e-09 | 4.6574e-10 | 1.4511e-09 | -1.1378e-09 | -2.7988e-09 | 2.2299e-09 | 1.1378e-09 | 2.7988e-09 | -2.2299e-09 | 0 | 0 | 0 | 0 | 0 | 0 |  | 0.74344 | 1.0549 | 0.98919 | 0.74344 | 1.0549 | 0.98919 | 5.4436 | -110.5349 | 111.9681 | 5.4436 | -110.5349 | 111.9681
Line6_7_8 | 0 | 0 | 0 | 0 | 0 | 0 | 0 | 0 | 0 | 0 | 0 | 0 | -2.8753e-09 | -3.493e-10 | -1.0884e-09 | 2.8753e-09 | 3.493e-10 | 1.0884e-09 | -8.5339e-10 | -2.0991e-09 | 1.6724e-09 | 8.5339e-10 | 2.0991e-09 | -1.6724e-09 | 0 | 0 | 0 | 0 | 0 | 0 |  | 0.74344 | 1.0549 | 0.98919 | 0.74344 | 1.0549 | 0.98919 | 5.4436 | -110.5349 | 111.9681 | 5.4436 | -110.5349 | 111.9681
Line7_8_9 | 0 | 0 | 0 | 0 | 0 | 0 | 0 | 0 | 0 | 0 | 0 | 0 | -9.5844e-10 | -1.1643e-10 | -3.6279e-10 | 9.5844e-10 | 1.1643e-10 | 3.6279e-10 | -2.8446e-10 | -6.997e-10 | 5.5746e-10 | 2.8446e-10 | 6.997e-10 | -5.5746e-10 | 0 | 0 | 0 | 0 | 0 | 0 |  | 0.74344 | 1.0549 | 0.98919 | 0.74344 | 1.0549 | 0.98919 | 5.4436 | -110.5349 | 111.9681 | 5.4436 | -110.5349 | 111.9681
Line8_8_10 | 0 | 0 | 0 | 0 | 0 | 0 | 0 | 0 | 0 | 0 | 0 | 0 | -9.5844e-10 | -1.1643e-10 | -3.6279e-10 | 9.5844e-10 | 1.1643e-10 | 3.6279e-10 | -2.8446e-10 | -6.997e-10 | 5.5746e-10 | 2.8446e-10 | 6.997e-10 | -5.5746e-10 | 0 | 0 | 0 | 0 | 0 | 0 |  | 0.74344 | 1.0549 | 0.98919 | 0.74344 | 1.0549 | 0.98919 | 5.4436 | -110.5349 | 111.9681 | 5.4436 | -110.5349 | 111.9681
Line9_3_11 | 0 | 0 | 0 | 0 | 0 | 0 | 0 | 0 | 0 | 0 | 0 | 0 | -6.7091e-09 | -8.1504e-10 | -2.5395e-09 | 6.7091e-09 | 8.1504e-10 | 2.5395e-09 | -1.9912e-09 | -4.8979e-09 | 3.9022e-09 | 1.9912e-09 | 4.8979e-09 | -3.9022e-09 | 0 | 0 | 0 | 0 | 0 | 0 |  | 0.74344 | 1.0549 | 0.98919 | 0.74344 | 1.0549 | 0.98919 | 5.4436 | -110.5349 | 111.9681 | 5.4436 | -110.5349 | 111.9681

## LG_max_10
name | pf_ikss_a_from_ka | pf_ikss_b_from_ka | pf_ikss_c_from_ka | pf_ikss_a_to_ka | pf_ikss_b_to_ka | pf_ikss_c_to_ka | pf_skss_a_from_mw | pf_skss_b_from_mw | pf_skss_c_from_mw | pf_skss_a_to_mw | pf_skss_b_to_mw | pf_skss_c_to_mw | pf_p_a_from_mw | pf_p_b_from_mw | pf_p_c_from_mw | pf_p_a_to_mw | pf_p_b_to_mw | pf_p_c_to_mw | pf_q_a_from_mvar | pf_q_b_from_mvar | pf_q_c_from_mvar | pf_q_a_to_mvar | pf_q_b_to_mvar | pf_q_c_to_mvar | pf_ikss_a_from_degree | pf_ikss_b_from_degree | pf_ikss_c_from_degree | pf_ikss_a_to_degree | pf_ikss_b_to_degree | pf_ikss_c_to_degree | 3xI0 | pf_vm_a_from_pu | pf_vm_b_from_pu | pf_vm_c_from_pu | pf_vm_a_to_pu | pf_vm_b_to_pu | pf_vm_c_to_pu | pf_va_a_from_degree | pf_va_b_from_degree | pf_va_c_from_degree | pf_va_a_to_degree | pf_va_b_to_degree | pf_va_c_to_degree
Line0_1_2 | 0 | 0 | 0 | 0 | 0 | 0 | 0 | 0 | 0 | 0 | 0 | 0 | -5.6755e-09 | -6.8086e-10 | -2.1569e-09 | 5.6755e-09 | 6.8086e-10 | 2.1569e-09 | -1.7044e-09 | -4.1052e-09 | 3.253e-09 | 1.7044e-09 | 4.1052e-09 | -3.253e-09 | 0 | 0 | 0 | 0 | 0 | 0 |  | 0.75221 | 1.0564 | 0.99089 | 0.75221 | 1.0564 | 0.99089 | 5.3724 | -110.7597 | 112.2033 | 5.3724 | -110.7597 | 112.2033
Line10_11_12 | 0 | 0 | 0 | 0 | 0 | 0 | 0 | 0 | 0 | 0 | 0 | 0 | -5.6755e-09 | -6.8086e-10 | -2.1569e-09 | 5.6755e-09 | 6.8086e-10 | 2.1569e-09 | -1.7044e-09 | -4.1052e-09 | 3.253e-09 | 1.7044e-09 | 4.1052e-09 | -3.253e-09 | 0 | 0 | 0 | 0 | 0 | 0 |  | 0.75221 | 1.0564 | 0.99089 | 0.75221 | 1.0564 | 0.99089 | 5.3724 | -110.7597 | 112.2033 | 5.3724 | -110.7597 | 112.2033
Line11_12_13 | 0 | 0 | 0 | 0 | 0 | 0 | 0 | 0 | 0 | 0 | 0 | 0 | -4.7296e-09 | -5.6739e-10 | -1.7974e-09 | 4.7296e-09 | 5.6739e-10 | 1.7974e-09 | -1.4203e-09 | -3.421e-09 | 2.7109e-09 | 1.4203e-09 | 3.421e-09 | -2.7109e-09 | 0 | 0 | 0 | 0 | 0 | 0 |  | 0.75221 | 1.0564 | 0.99089 | 0.75221 | 1.0564 | 0.99089 | 5.3724 | -110.7597 | 112.2033 | 5.3724 | -110.7597 | 112.2033
Line12_13_15 | 0 | 0 | 0 | 0 | 0 | 0 | 0 | 0 | 0 | 0 | 0 | 0 | -2.8378e-09 | -3.4043e-10 | -1.0784e-09 | 2.8378e-09 | 3.4043e-10 | 1.0784e-09 | -8.5218e-10 | -2.0526e-09 | 1.6265e-09 | 8.5218e-10 | 2.0526e-09 | -1.6265e-09 | 0 | 0 | 0 | 0 | 0 | 0 |  | 0.75221 | 1.0564 | 0.99089 | 0.75221 | 1.0564 | 0.99089 | 5.3724 | -110.7597 | 112.2033 | 5.3724 | -110.7597 | 112.2033
Line13_13_14 | 0 | 0 | 0 | 0 | 0 | 0 | 0 | 0 | 0 | 0 | 0 | 0 | -9.4592e-10 | -1.1348e-10 | -3.5948e-10 | 9.4592e-10 | 1.1348e-10 | 3.5948e-10 | -2.8406e-10 | -6.842e-10 | 5.4217e-10 | 2.8406e-10 | 6.842e-10 | -5.4217e-10 | 0 | 0 | 0 | 0 | 0 | 0 |  | 0.75221 | 1.0564 | 0.99089 | 0.75221 | 1.0564 | 0.99089 | 5.3724 | -110.7597 | 112.2033 | 5.3724 | -110.7597 | 112.2033
Line14_15_16 | 0 | 0 | 0 | 0 | 0 | 0 | 0 | 0 | 0 | 0 | 0 | 0 | -1.8918e-09 | -2.2696e-10 | -7.1896e-10 | 1.8918e-09 | 2.2695e-10 | 7.1896e-10 | -5.6812e-10 | -1.3684e-09 | 1.0843e-09 | 5.6812e-10 | 1.3684e-09 | -1.0843e-09 | 0 | 0 | 0 | 0 | 0 | 0 |  | 0.75221 | 1.0564 | 0.99089 | 0.75221 | 1.0564 | 0.99089 | 5.3724 | -110.7597 | 112.2033 | 5.3724 | -110.7597 | 112.2033
Line15_16_17 | 0 | 0 | 0 | 0 | 0 | 0 | 0 | 0 | 0 | 0 | 0 | 0 | -9.4592e-10 | -1.1348e-10 | -3.5948e-10 | 9.4592e-10 | 1.1348e-10 | 3.5948e-10 | -2.8406e-10 | -6.842e-10 | 5.4217e-10 | 2.8406e-10 | 6.842e-10 | -5.4217e-10 | 0 | 0 | 0 | 0 | 0 | 0 |  | 0.75221 | 1.0564 | 0.99089 | 0.75221 | 1.0564 | 0.99089 | 5.3724 | -110.7597 | 112.2033 | 5.3724 | -110.7597 | 112.2033
Line16_4_18 | 0 | 0 | 0 | 0 | 0 | 0 | 0 | 0 | 0 | 0 | 0 | 0 | -1.1075e-20 | -4.7711e-21 | -2.4211e-21 | 1.1075e-20 | 4.7711e-21 | 2.4211e-21 | 2.7135e-21 | -3.6396e-21 | 4.9964e-21 | -2.7135e-21 | 3.6396e-21 | -4.9964e-21 | 0 | 0 | 0 | 0 | 0 | 0 |  | 1.1 | 1.1 | 1.1 | 1.1 | 1.1 | 1.1 | -3.5043e-11 | -120 | 120 | -3.5043e-11 | -120 | 120
Line17_5_19 | 0 | 0 | 0 | 0 | 0 | 0 | 0 | 0 | 0 | 0 | 0 | 0 | -9.4592e-10 | -1.1348e-10 | -3.5948e-10 | 9.4592e-10 | 1.1348e-10 | 3.5948e-10 | -2.8406e-10 | -6.842e-10 | 5.4217e-10 | 2.8406e-10 | 6.842e-10 | -5.4217e-10 | 0 | 0 | 0 | 0 | 0 | 0 |  | 0.75221 | 1.0564 | 0.99089 | 0.75221 | 1.0564 | 0.99089 | 5.3724 | -110.7597 | 112.2033 | 5.3724 | -110.7597 | 112.2033
Line1_1_3 | 0 | 0 | 0 | 0 | 0 | 0 | 0 | 0 | 0 | 0 | 0 | 0 | -7.5673e-09 | -9.0782e-10 | -2.8759e-09 | 7.5673e-09 | 9.0782e-10 | 2.8759e-09 | -2.2725e-09 | -5.4736e-09 | 4.3374e-09 | 2.2725e-09 | 5.4736e-09 | -4.3374e-09 | 0 | 0 | 0 | 0 | 0 | 0 |  | 0.75221 | 1.0564 | 0.99089 | 0.75221 | 1.0564 | 0.99089 | 5.3724 | -110.7597 | 112.2033 | 5.3724 | -110.7597 | 112.2033
Line2_1_4 | 3.6984 | 1.8492 | 1.8492 | 3.6984 | 1.8492 | 1.8492 | 0.8541 | 0.42705 | 0.42705 | 0.8541 | 0.42705 | 0.42705 | -0.1099 | 0.36507 | -0.42002 | 0.24668 | -0.33088 | 0.45422 | -0.63299 | -0.26506 | -0.05143 | 0.90655 | 0.33345 | 0.11982 | 105.2223 | -74.7777 | -74.7777 | -74.7777 | 105.2223 | 105.2223 |  | 0.75221 | 1.0564 | 0.99089 | 1.1 | 1.1 | 1.1 | 5.3724 | -110.7597 | 112.2033 | -3.5043e-11 | -120 | 120
Line3_1_5 | 0 | 0 | 0 | 0 | 0 | 0 | 0 | 0 | 0 | 0 | 0 | 0 | -1.8918e-09 | -2.2696e-10 | -7.1896e-10 | 1.8918e-09 | 2.2696e-10 | 7.1896e-10 | -5.6812e-10 | -1.3684e-09 | 1.0843e-09 | 5.6812e-10 | 1.3684e-09 | -1.0843e-09 | 0 | 0 | 0 | 0 | 0 | 0 |  | 0.75221 | 1.0564 | 0.99089 | 0.75221 | 1.0564 | 0.99089 | 5.3724 | -110.7597 | 112.2033 | 5.3724 | -110.7597 | 112.2033
Line4_2_6 | 0 | 0 | 0 | 0 | 0 | 0 | 0 | 0 | 0 | 0 | 0 | 0 | -4.7296e-09 | -5.6739e-10 | -1.7974e-09 | 4.7296e-09 | 5.6739e-10 | 1.7974e-09 | -1.4203e-09 | -3.421e-09 | 2.7109e-09 | 1.4203e-09 | 3.421e-09 | -2.7109e-09 | 0 | 0 | 0 | 0 | 0 | 0 |  | 0.75221 | 1.0564 | 0.99089 | 0.75221 | 1.0564 | 0.99089 | 5.3724 | -110.7597 | 112.2033 | 5.3724 | -110.7597 | 112.2033
Line5_6_7 | 0 | 0 | 0 | 0 | 0 | 0 | 0 | 0 | 0 | 0 | 0 | 0 | -3.7837e-09 | -4.5391e-10 | -1.4379e-09 | 3.7837e-09 | 4.5391e-10 | 1.4379e-09 | -1.1362e-09 | -2.7368e-09 | 2.1687e-09 | 1.1362e-09 | 2.7368e-09 | -2.1687e-09 | 0 | 0 | 0 | 0 | 0 | 0 |  | 0.75221 | 1.0564 | 0.99089 | 0.75221 | 1.0564 | 0.99089 | 5.3724 | -110.7597 | 112.2033 | 5.3724 | -110.7597 | 112.2033
Line6_7_8 | 0 | 0 | 0 | 0 | 0 | 0 | 0 | 0 | 0 | 0 | 0 | 0 | -2.8378e-09 | -3.4043e-10 | -1.0784e-09 | 2.8378e-09 | 3.4043e-10 | 1.0784e-09 | -8.5219e-10 | -2.0526e-09 | 1.6265e-09 | 8.5219e-10 | 2.0526e-09 | -1.6265e-09 | 0 | 0 | 0 | 0 | 0 | 0 |  | 0.75221 | 1.0564 | 0.99089 | 0.75221 | 1.0564 | 0.99089 | 5.3724 | -110.7597 | 112.2033 | 5.3724 | -110.7597 | 112.2033
Line7_8_9 | 0 | 0 | 0 | 0 | 0 | 0 | 0 | 0 | 0 | 0 | 0 | 0 | -9.4592e-10 | -1.1348e-10 | -3.5948e-10 | 9.4592e-10 | 1.1348e-10 | 3.5948e-10 | -2.8406e-10 | -6.842e-10 | 5.4217e-10 | 2.8406e-10 | 6.842e-10 | -5.4217e-10 | 0 | 0 | 0 | 0 | 0 | 0 |  | 0.75221 | 1.0564 | 0.99089 | 0.75221 | 1.0564 | 0.99089 | 5.3724 | -110.7597 | 112.2033 | 5.3724 | -110.7597 | 112.2033
Line8_8_10 | 0 | 0 | 0 | 0 | 0 | 0 | 0 | 0 | 0 | 0 | 0 | 0 | -9.4592e-10 | -1.1348e-10 | -3.5948e-10 | 9.4592e-10 | 1.1348e-10 | 3.5948e-10 | -2.8406e-10 | -6.842e-10 | 5.4217e-10 | 2.8406e-10 | 6.842e-10 | -5.4217e-10 | 0 | 0 | 0 | 0 | 0 | 0 |  | 0.75221 | 1.0564 | 0.99089 | 0.75221 | 1.0564 | 0.99089 | 5.3724 | -110.7597 | 112.2033 | 5.3724 | -110.7597 | 112.2033
Line9_3_11 | 0 | 0 | 0 | 0 | 0 | 0 | 0 | 0 | 0 | 0 | 0 | 0 | -6.6214e-09 | -7.9434e-10 | -2.5164e-09 | 6.6214e-09 | 7.9434e-10 | 2.5164e-09 | -1.9884e-09 | -4.7894e-09 | 3.7952e-09 | 1.9884e-09 | 4.7894e-09 | -3.7952e-09 | 0 | 0 | 0 | 0 | 0 | 0 |  | 0.75221 | 1.0564 | 0.99089 | 0.75221 | 1.0564 | 0.99089 | 5.3724 | -110.7597 | 112.2033 | 5.3724 | -110.7597 | 112.2033

## LG_max_fault_6
name | pf_ikss_a_from_ka | pf_ikss_b_from_ka | pf_ikss_c_from_ka | pf_ikss_a_to_ka | pf_ikss_b_to_ka | pf_ikss_c_to_ka | pf_skss_a_from_mw | pf_skss_b_from_mw | pf_skss_c_from_mw | pf_skss_a_to_mw | pf_skss_b_to_mw | pf_skss_c_to_mw | pf_p_a_from_mw | pf_p_b_from_mw | pf_p_c_from_mw | pf_p_a_to_mw | pf_p_b_to_mw | pf_p_c_to_mw | pf_q_a_from_mvar | pf_q_b_from_mvar | pf_q_c_from_mvar | pf_q_a_to_mvar | pf_q_b_to_mvar | pf_q_c_to_mvar | pf_ikss_a_from_degree | pf_ikss_b_from_degree | pf_ikss_c_from_degree | pf_ikss_a_to_degree | pf_ikss_b_to_degree | pf_ikss_c_to_degree | 3xI0 | pf_vm_a_from_pu | pf_vm_b_from_pu | pf_vm_c_from_pu | pf_vm_a_to_pu | pf_vm_b_to_pu | pf_vm_c_to_pu | pf_va_a_from_degree | pf_va_b_from_degree | pf_va_c_from_degree | pf_va_a_to_degree | pf_va_b_to_degree | pf_va_c_to_degree
Line0_1_2 | 0 | 0 | 0 | 0 | 0 | 0 | 0 | 0 | 0 | 0 | 0 | 0 | -1.1987e-10 | -5.7285e-11 | -2.6504e-12 | 1.1987e-10 | 5.7285e-11 | 2.6504e-12 | 6.3086e-11 | -3.6435e-11 | 6.7978e-11 | -6.3086e-11 | 3.6435e-11 | -6.7978e-11 | 0 | 0 | 0 | 0 | 0 | 0 |  | 1.095 | 1.0976 | 1.0999 | 1.095 | 1.0976 | 1.0999 | -0.1364 | -119.9214 | 119.8537 | -0.1364 | -119.9214 | 119.8537
Line10_11_12 | 0 | 0 | 0 | 0 | 0 | 0 | 0 | 0 | 0 | 0 | 0 | 0 | -1.1987e-10 | -5.7285e-11 | -2.6504e-12 | 1.1987e-10 | 5.7285e-11 | 2.6504e-12 | 6.3086e-11 | -3.6435e-11 | 6.7978e-11 | -6.3086e-11 | 3.6435e-11 | -6.7978e-11 | 0 | 0 | 0 | 0 | 0 | 0 |  | 1.095 | 1.0976 | 1.0999 | 1.095 | 1.0976 | 1.0999 | -0.1364 | -119.9214 | 119.8537 | -0.1364 | -119.9214 | 119.8537
Line11_12_13 | 0 | 0 | 0 | 0 | 0 | 0 | 0 | 0 | 0 | 0 | 0 | 0 | -9.9892e-11 | -4.7737e-11 | -2.2087e-12 | 9.9892e-11 | 4.7737e-11 | 2.2087e-12 | 5.2572e-11 | -3.0362e-11 | 5.6648e-11 | -5.2572e-11 | 3.0362e-11 | -5.6648e-11 | 0 | 0 | 0 | 0 | 0 | 0 |  | 1.095 | 1.0976 | 1.0999 | 1.095 | 1.0976 | 1.0999 | -0.1364 | -119.9214 | 119.8537 | -0.1364 | -119.9214 | 119.8537
Line12_13_15 | 0 | 0 | 0 | 0 | 0 | 0 | 0 | 0 | 0 | 0 | 0 | 0 | -5.9935e-11 | -2.8642e-11 | -1.3252e-12 | 5.9935e-11 | 2.8642e-11 | 1.3252e-12 | 3.1543e-11 | -1.8217e-11 | 3.3989e-11 | -3.1543e-11 | 1.8217e-11 | -3.3989e-11 | 0 | 0 | 0 | 0 | 0 | 0 |  | 1.095 | 1.0976 | 1.0999 | 1.095 | 1.0976 | 1.0999 | -0.1364 | -119.9214 | 119.8537 | -0.1364 | -119.9214 | 119.8537
Line13_13_14 | 0 | 0 | 0 | 0 | 0 | 0 | 0 | 0 | 0 | 0 | 0 | 0 | -1.9978e-11 | -9.5474e-12 | -4.4173e-13 | 1.9978e-11 | 9.5474e-12 | 4.4173e-13 | 1.0514e-11 | -6.0725e-12 | 1.133e-11 | -1.0514e-11 | 6.0725e-12 | -1.133e-11 | 0 | 0 | 0 | 0 | 0 | 0 |  | 1.095 | 1.0976 | 1.0999 | 1.095 | 1.0976 | 1.0999 | -0.1364 | -119.9214 | 119.8537 | -0.1364 | -119.9214 | 119.8537
Line14_15_16 | 0 | 0 | 0 | 0 | 0 | 0 | 0 | 0 | 0 | 0 | 0 | 0 | -3.9957e-11 | -1.9095e-11 | -8.8346e-13 | 3.9957e-11 | 1.9095e-11 | 8.8346e-13 | 2.1029e-11 | -1.2145e-11 | 2.2659e-11 | -2.1029e-11 | 1.2145e-11 | -2.2659e-11 | 0 | 0 | 0 | 0 | 0 | 0 |  | 1.095 | 1.0976 | 1.0999 | 1.095 | 1.0976 | 1.0999 | -0.1364 | -119.9214 | 119.8537 | -0.1364 | -119.9214 | 119.8537
Line15_16_17 | 0 | 0 | 0 | 0 | 0 | 0 | 0 | 0 | 0 | 0 | 0 | 0 | -1.9978e-11 | -9.5474e-12 | -4.4172e-13 | 1.9978e-11 | 9.5474e-12 | 4.4173e-13 | 1.0514e-11 | -6.0725e-12 | 1.133e-11 | -1.0514e-11 | 6.0725e-12 | -1.133e-11 | 0 | 0 | 0 | 0 | 0 | 0 |  | 1.095 | 1.0976 | 1.0999 | 1.095 | 1.0976 | 1.0999 | -0.1364 | -119.9214 | 119.8537 | -0.1364 | -119.9214 | 119.8537
Line16_4_18 | 0 | 0 | 0 | 0 | 0 | 0 | 0 | 0 | 0 | 0 | 0 | 0 | -1.0546e-22 | -9.1225e-23 | 2.2738e-23 | 1.0546e-22 | 9.1225e-23 | -2.2738e-23 | 1.3159e-22 | -8.2193e-24 | 7.4016e-23 | -1.3159e-22 | 8.2193e-24 | -7.4016e-23 | 0 | 0 | 0 | 0 | 0 | 0 |  | 1.1 | 1.1 | 1.1 | 1.1 | 1.1 | 1.1 | -1.6994e-12 | -120 | 120 | -1.6994e-12 | -120 | 120
Line17_5_19 | 0 | 0 | 0 | 0 | 0 | 0 | 0 | 0 | 0 | 0 | 0 | 0 | -1.9978e-11 | -9.5474e-12 | -4.4173e-13 | 1.9978e-11 | 9.5474e-12 | 4.4173e-13 | 1.0514e-11 | -6.0725e-12 | 1.133e-11 | -1.0514e-11 | 6.0725e-12 | -1.133e-11 | 0 | 0 | 0 | 0 | 0 | 0 |  | 1.095 | 1.0976 | 1.0999 | 1.095 | 1.0976 | 1.0999 | -0.1364 | -119.9214 | 119.8537 | -0.1364 | -119.9214 | 119.8537
Line1_1_3 | 0 | 0 | 0 | 0 | 0 | 0 | 0 | 0 | 0 | 0 | 0 | 0 | -1.5983e-10 | -7.6379e-11 | -3.5339e-12 | 1.5983e-10 | 7.6379e-11 | 3.5339e-12 | 8.4115e-11 | -4.858e-11 | 9.0637e-11 | -8.4115e-11 | 4.858e-11 | -9.0637e-11 | 0 | 0 | 0 | 0 | 0 | 0 |  | 1.095 | 1.0976 | 1.0999 | 1.095 | 1.0976 | 1.0999 | -0.1364 | -119.9214 | 119.8537 | -0.1364 | -119.9214 | 119.8537
Line2_1_4 | 0.058073 | 0.029036 | 0.029036 | 0.058073 | 0.029036 | 0.029036 | 0.013411 | 0.0067057 | 0.0067057 | 0.013411 | 0.0067057 | 0.0067057 | -0.011929 | 0.00075564 | -0.0067203 | 0.011963 | -0.00074721 | 0.0067287 | -0.008565 | -0.0073214 | 0.0030389 | 0.0086325 | 0.0073383 | -0.003022 | 144.186 | -35.814 | -35.814 | -35.814 | 144.186 | 144.186 |  | 1.095 | 1.0976 | 1.0999 | 1.1 | 1.1 | 1.1 | -0.1364 | -119.9214 | 119.8537 | -1.6994e-12 | -120 | 120
Line3_1_5 | 0 | 0 | 0 | 0 | 0 | 0 | 0 | 0 | 0 | 0 | 0 | 0 | -3.9957e-11 | -1.9095e-11 | -8.8346e-13 | 3.9957e-11 | 1.9095e-11 | 8.8346e-13 | 2.1029e-11 | -1.2145e-11 | 2.2659e-11 | -2.1029e-11 | 1.2145e-11 | -2.2659e-11 | 0 | 0 | 0 | 0 | 0 | 0 |  | 1.095 | 1.0976 | 1.0999 | 1.095 | 1.0976 | 1.0999 | -0.1364 | -119.9214 | 119.8537 | -0.1364 | -119.9214 | 119.8537
Line4_2_6 | 0 | 0 | 0 | 0 | 0 | 0 | 0 | 0 | 0 | 0 | 0 | 0 | -9.9892e-11 | -4.7737e-11 | -2.2087e-12 | 9.9892e-11 | 4.7737e-11 | 2.2087e-12 | 5.2572e-11 | -3.0362e-11 | 5.6648e-11 | -5.2572e-11 | 3.0362e-11 | -5.6648e-11 | 0 | 0 | 0 | 0 | 0 | 0 |  | 1.095 | 1.0976 | 1.0999 | 1.095 | 1.0976 | 1.0999 | -0.1364 | -119.9214 | 119.8537 | -0.1364 | -119.9214 | 119.8537
Line5_6_7 | 0 | 0 | 0 | 0 | 0 | 0 | 0 | 0 | 0 | 0 | 0 | 0 | -7.9913e-11 | -3.819e-11 | -1.7669e-12 | 7.9913e-11 | 3.819e-11 | 1.7669e-12 | 4.2057e-11 | -2.429e-11 | 4.5319e-11 | -4.2057e-11 | 2.429e-11 | -4.5319e-11 | 0 | 0 | 0 | 0 | 0 | 0 |  | 1.095 | 1.0976 | 1.0999 | 1.095 | 1.0976 | 1.0999 | -0.1364 | -119.9214 | 119.8537 | -0.1364 | -119.9214 | 119.8537
Line6_7_8 | 0 | 0 | 0 | 0 | 0 | 0 | 0 | 0 | 0 | 0 | 0 | 0 | -5.9935e-11 | -2.8642e-11 | -1.3252e-12 | 5.9935e-11 | 2.8642e-11 | 1.3252e-12 | 3.1543e-11 | -1.8217e-11 | 3.3989e-11 | -3.1543e-11 | 1.8217e-11 | -3.3989e-11 | 0 | 0 | 0 | 0 | 0 | 0 |  | 1.095 | 1.0976 | 1.0999 | 1.095 | 1.0976 | 1.0999 | -0.1364 | -119.9214 | 119.8537 | -0.1364 | -119.9214 | 119.8537
Line7_8_9 | 0 | 0 | 0 | 0 | 0 | 0 | 0 | 0 | 0 | 0 | 0 | 0 | -1.9978e-11 | -9.5474e-12 | -4.4173e-13 | 1.9978e-11 | 9.5474e-12 | 4.4173e-13 | 1.0514e-11 | -6.0725e-12 | 1.133e-11 | -1.0514e-11 | 6.0725e-12 | -1.133e-11 | 0 | 0 | 0 | 0 | 0 | 0 |  | 1.095 | 1.0976 | 1.0999 | 1.095 | 1.0976 | 1.0999 | -0.1364 | -119.9214 | 119.8537 | -0.1364 | -119.9214 | 119.8537
Line8_8_10 | 0 | 0 | 0 | 0 | 0 | 0 | 0 | 0 | 0 | 0 | 0 | 0 | -1.9978e-11 | -9.5474e-12 | -4.4173e-13 | 1.9978e-11 | 9.5474e-12 | 4.4173e-13 | 1.0514e-11 | -6.0725e-12 | 1.133e-11 | -1.0514e-11 | 6.0725e-12 | -1.133e-11 | 0 | 0 | 0 | 0 | 0 | 0 |  | 1.095 | 1.0976 | 1.0999 | 1.095 | 1.0976 | 1.0999 | -0.1364 | -119.9214 | 119.8537 | -0.1364 | -119.9214 | 119.8537
Line9_3_11 | 0 | 0 | 0 | 0 | 0 | 0 | 0 | 0 | 0 | 0 | 0 | 0 | -1.3985e-10 | -6.6832e-11 | -3.0921e-12 | 1.3985e-10 | 6.6832e-11 | 3.0921e-12 | 7.3601e-11 | -4.2507e-11 | 7.9308e-11 | -7.3601e-11 | 4.2507e-11 | -7.9308e-11 | 0 | 0 | 0 | 0 | 0 | 0 |  | 1.095 | 1.0976 | 1.0999 | 1.095 | 1.0976 | 1.0999 | -0.1364 | -119.9214 | 119.8537 | -0.1364 | -119.9214 | 119.8537

## LG_max_fault_10
name | pf_ikss_a_from_ka | pf_ikss_b_from_ka | pf_ikss_c_from_ka | pf_ikss_a_to_ka | pf_ikss_b_to_ka | pf_ikss_c_to_ka | pf_skss_a_from_mw | pf_skss_b_from_mw | pf_skss_c_from_mw | pf_skss_a_to_mw | pf_skss_b_to_mw | pf_skss_c_to_mw | pf_p_a_from_mw | pf_p_b_from_mw | pf_p_c_from_mw | pf_p_a_to_mw | pf_p_b_to_mw | pf_p_c_to_mw | pf_q_a_from_mvar | pf_q_b_from_mvar | pf_q_c_from_mvar | pf_q_a_to_mvar | pf_q_b_to_mvar | pf_q_c_to_mvar | pf_ikss_a_from_degree | pf_ikss_b_from_degree | pf_ikss_c_from_degree | pf_ikss_a_to_degree | pf_ikss_b_to_degree | pf_ikss_c_to_degree | 3xI0 | pf_vm_a_from_pu | pf_vm_b_from_pu | pf_vm_c_from_pu | pf_vm_a_to_pu | pf_vm_b_to_pu | pf_vm_c_to_pu | pf_va_a_from_degree | pf_va_b_from_degree | pf_va_c_from_degree | pf_va_a_to_degree | pf_va_b_to_degree | pf_va_c_to_degree
Line0_1_2 | 0 | 0 | 0 | 0 | 0 | 0 | 0 | 0 | 0 | 0 | 0 | 0 | -1.1733e-10 | -5.578e-11 | -2.8866e-12 | 1.1733e-10 | 5.578e-11 | 2.8866e-12 | 6.1076e-11 | -3.5825e-11 | 6.6363e-11 | -6.1076e-11 | 3.5825e-11 | -6.6363e-11 | 0 | 0 | 0 | 0 | 0 | 0 |  | 1.0951 | 1.0977 | 1.0999 | 1.0951 | 1.0977 | 1.0999 | -0.13204 | -119.9227 | 119.8571 | -0.13204 | -119.9227 | 119.8571
Line10_11_12 | 0 | 0 | 0 | 0 | 0 | 0 | 0 | 0 | 0 | 0 | 0 | 0 | -1.1733e-10 | -5.578e-11 | -2.8866e-12 | 1.1733e-10 | 5.578e-11 | 2.8866e-12 | 6.1076e-11 | -3.5825e-11 | 6.6363e-11 | -6.1076e-11 | 3.5825e-11 | -6.6363e-11 | 0 | 0 | 0 | 0 | 0 | 0 |  | 1.0951 | 1.0977 | 1.0999 | 1.0951 | 1.0977 | 1.0999 | -0.13204 | -119.9227 | 119.8571 | -0.13204 | -119.9227 | 119.8571
Line11_12_13 | 0 | 0 | 0 | 0 | 0 | 0 | 0 | 0 | 0 | 0 | 0 | 0 | -9.7778e-11 | -4.6483e-11 | -2.4055e-12 | 9.7778e-11 | 4.6483e-11 | 2.4055e-12 | 5.0897e-11 | -2.9854e-11 | 5.5302e-11 | -5.0897e-11 | 2.9854e-11 | -5.5302e-11 | 0 | 0 | 0 | 0 | 0 | 0 |  | 1.0951 | 1.0977 | 1.0999 | 1.0951 | 1.0977 | 1.0999 | -0.13204 | -119.9227 | 119.8571 | -0.13204 | -119.9227 | 119.8571
Line12_13_15 | 0 | 0 | 0 | 0 | 0 | 0 | 0 | 0 | 0 | 0 | 0 | 0 | -5.8667e-11 | -2.789e-11 | -1.4433e-12 | 5.8667e-11 | 2.789e-11 | 1.4433e-12 | 3.0538e-11 | -1.7912e-11 | 3.3181e-11 | -3.0538e-11 | 1.7912e-11 | -3.3181e-11 | 0 | 0 | 0 | 0 | 0 | 0 |  | 1.0951 | 1.0977 | 1.0999 | 1.0951 | 1.0977 | 1.0999 | -0.13204 | -119.9227 | 119.8571 | -0.13204 | -119.9227 | 119.8571
Line13_13_14 | 0 | 0 | 0 | 0 | 0 | 0 | 0 | 0 | 0 | 0 | 0 | 0 | -1.9556e-11 | -9.2967e-12 | -4.811e-13 | 1.9556e-11 | 9.2967e-12 | 4.811e-13 | 1.0179e-11 | -5.9708e-12 | 1.106e-11 | -1.0179e-11 | 5.9708e-12 | -1.106e-11 | 0 | 0 | 0 | 0 | 0 | 0 |  | 1.0951 | 1.0977 | 1.0999 | 1.0951 | 1.0977 | 1.0999 | -0.13204 | -119.9227 | 119.8571 | -0.13204 | -119.9227 | 119.8571
Line14_15_16 | 0 | 0 | 0 | 0 | 0 | 0 | 0 | 0 | 0 | 0 | 0 | 0 | -3.9111e-11 | -1.8593e-11 | -9.6221e-13 | 3.9111e-11 | 1.8593e-11 | 9.6221e-13 | 2.0359e-11 | -1.1942e-11 | 2.2121e-11 | -2.0359e-11 | 1.1942e-11 | -2.2121e-11 | 0 | 0 | 0 | 0 | 0 | 0 |  | 1.0951 | 1.0977 | 1.0999 | 1.0951 | 1.0977 | 1.0999 | -0.13204 | -119.9227 | 119.8571 | -0.13204 | -119.9227 | 119.8571
Line15_16_17 | 0 | 0 | 0 | 0 | 0 | 0 | 0 | 0 | 0 | 0 | 0 | 0 | -1.9556e-11 | -9.2967e-12 | -4.811e-13 | 1.9556e-11 | 9.2967e-12 | 4.8111e-13 | 1.0179e-11 | -5.9708e-12 | 1.106e-11 | -1.0179e-11 | 5.9708e-12 | -1.106e-11 | 0 | 0 | 0 | 0 | 0 | 0 |  | 1.0951 | 1.0977 | 1.0999 | 1.0951 | 1.0977 | 1.0999 | -0.13204 | -119.9227 | 119.8571 | -0.13204 | -119.9227 | 119.8571
Line16_4_18 | 0 | 0 | 0 | 0 | 0 | 0 | 0 | 0 | 0 | 0 | 0 | 0 | -1.0361e-22 | -8.9102e-23 | 2.1818e-23 | 1.0361e-22 | 8.9102e-23 | -2.1818e-23 | 1.2808e-22 | -8.3755e-24 | 7.2415e-23 | -1.2808e-22 | 8.3755e-24 | -7.2415e-23 | 0 | 0 | 0 | 0 | 0 | 0 |  | 1.1 | 1.1 | 1.1 | 1.1 | 1.1 | 1.1 | -1.654e-12 | -120 | 120 | -1.654e-12 | -120 | 120
Line17_5_19 | 0 | 0 | 0 | 0 | 0 | 0 | 0 | 0 | 0 | 0 | 0 | 0 | -1.9556e-11 | -9.2967e-12 | -4.811e-13 | 1.9556e-11 | 9.2967e-12 | 4.811e-13 | 1.0179e-11 | -5.9708e-12 | 1.106e-11 | -1.0179e-11 | 5.9708e-12 | -1.106e-11 | 0 | 0 | 0 | 0 | 0 | 0 |  | 1.0951 | 1.0977 | 1.0999 | 1.0951 | 1.0977 | 1.0999 | -0.13204 | -119.9227 | 119.8571 | -0.13204 | -119.9227 | 119.8571
Line1_1_3 | 0 | 0 | 0 | 0 | 0 | 0 | 0 | 0 | 0 | 0 | 0 | 0 | -1.5644e-10 | -7.4373e-11 | -3.8488e-12 | 1.5644e-10 | 7.4373e-11 | 3.8488e-12 | 8.1435e-11 | -4.7767e-11 | 8.8484e-11 | -8.1435e-11 | 4.7767e-11 | -8.8484e-11 | 0 | 0 | 0 | 0 | 0 | 0 |  | 1.0951 | 1.0977 | 1.0999 | 1.0951 | 1.0977 | 1.0999 | -0.13204 | -119.9227 | 119.8571 | -0.13204 | -119.9227 | 119.8571
Line2_1_4 | 0.056704 | 0.028352 | 0.028352 | 0.056704 | 0.028352 | 0.028352 | 0.013095 | 0.0065476 | 0.0065476 | 0.013095 | 0.0065476 | 0.0065476 | -0.011611 | 0.00076945 | -0.0065752 | 0.011644 | -0.00076141 | 0.0065832 | -0.0084165 | -0.0071459 | 0.0029377 | 0.0084808 | 0.007162 | -0.0029216 | 143.9315 | -36.0685 | -36.0685 | -36.0685 | 143.9315 | 143.9315 |  | 1.0951 | 1.0977 | 1.0999 | 1.1 | 1.1 | 1.1 | -0.13204 | -119.9227 | 119.8571 | -1.654e-12 | -120 | 120
Line3_1_5 | 0 | 0 | 0 | 0 | 0 | 0 | 0 | 0 | 0 | 0 | 0 | 0 | -3.9111e-11 | -1.8593e-11 | -9.6221e-13 | 3.9111e-11 | 1.8593e-11 | 9.6221e-13 | 2.0359e-11 | -1.1942e-11 | 2.2121e-11 | -2.0359e-11 | 1.1942e-11 | -2.2121e-11 | 0 | 0 | 0 | 0 | 0 | 0 |  | 1.0951 | 1.0977 | 1.0999 | 1.0951 | 1.0977 | 1.0999 | -0.13204 | -119.9227 | 119.8571 | -0.13204 | -119.9227 | 119.8571
Line4_2_6 | 0 | 0 | 0 | 0 | 0 | 0 | 0 | 0 | 0 | 0 | 0 | 0 | -9.7778e-11 | -4.6483e-11 | -2.4055e-12 | 9.7778e-11 | 4.6483e-11 | 2.4055e-12 | 5.0897e-11 | -2.9854e-11 | 5.5302e-11 | -5.0897e-11 | 2.9854e-11 | -5.5302e-11 | 0 | 0 | 0 | 0 | 0 | 0 |  | 1.0951 | 1.0977 | 1.0999 | 1.0951 | 1.0977 | 1.0999 | -0.13204 | -119.9227 | 119.8571 | -0.13204 | -119.9227 | 119.8571
Line5_6_7 | 0 | 0 | 0 | 0 | 0 | 0 | 0 | 0 | 0 | 0 | 0 | 0 | -7.8222e-11 | -3.7187e-11 | -1.9244e-12 | 7.8222e-11 | 3.7187e-11 | 1.9244e-12 | 4.0717e-11 | -2.3883e-11 | 4.4242e-11 | -4.0717e-11 | 2.3883e-11 | -4.4242e-11 | 0 | 0 | 0 | 0 | 0 | 0 |  | 1.0951 | 1.0977 | 1.0999 | 1.0951 | 1.0977 | 1.0999 | -0.13204 | -119.9227 | 119.8571 | -0.13204 | -119.9227 | 119.8571
Line6_7_8 | 0 | 0 | 0 | 0 | 0 | 0 | 0 | 0 | 0 | 0 | 0 | 0 | -5.8667e-11 | -2.789e-11 | -1.4433e-12 | 5.8667e-11 | 2.789e-11 | 1.4433e-12 | 3.0538e-11 | -1.7912e-11 | 3.3181e-11 | -3.0538e-11 | 1.7912e-11 | -3.3181e-11 | 0 | 0 | 0 | 0 | 0 | 0 |  | 1.0951 | 1.0977 | 1.0999 | 1.0951 | 1.0977 | 1.0999 | -0.13204 | -119.9227 | 119.8571 | -0.13204 | -119.9227 | 119.8571
Line7_8_9 | 0 | 0 | 0 | 0 | 0 | 0 | 0 | 0 | 0 | 0 | 0 | 0 | -1.9556e-11 | -9.2967e-12 | -4.811e-13 | 1.9556e-11 | 9.2967e-12 | 4.811e-13 | 1.0179e-11 | -5.9708e-12 | 1.106e-11 | -1.0179e-11 | 5.9708e-12 | -1.106e-11 | 0 | 0 | 0 | 0 | 0 | 0 |  | 1.0951 | 1.0977 | 1.0999 | 1.0951 | 1.0977 | 1.0999 | -0.13204 | -119.9227 | 119.8571 | -0.13204 | -119.9227 | 119.8571
Line8_8_10 | 0 | 0 | 0 | 0 | 0 | 0 | 0 | 0 | 0 | 0 | 0 | 0 | -1.9556e-11 | -9.2967e-12 | -4.8111e-13 | 1.9556e-11 | 9.2967e-12 | 4.8111e-13 | 1.0179e-11 | -5.9708e-12 | 1.106e-11 | -1.0179e-11 | 5.9708e-12 | -1.106e-11 | 0 | 0 | 0 | 0 | 0 | 0 |  | 1.0951 | 1.0977 | 1.0999 | 1.0951 | 1.0977 | 1.0999 | -0.13204 | -119.9227 | 119.8571 | -0.13204 | -119.9227 | 119.8571
Line9_3_11 | 0 | 0 | 0 | 0 | 0 | 0 | 0 | 0 | 0 | 0 | 0 | 0 | -1.3689e-10 | -6.5077e-11 | -3.3677e-12 | 1.3689e-10 | 6.5077e-11 | 3.3677e-12 | 7.1255e-11 | -4.1796e-11 | 7.7423e-11 | -7.1255e-11 | 4.1796e-11 | -7.7423e-11 | 0 | 0 | 0 | 0 | 0 | 0 |  | 1.0951 | 1.0977 | 1.0999 | 1.0951 | 1.0977 | 1.0999 | -0.13204 | -119.9227 | 119.8571 | -0.13204 | -119.9227 | 119.8571

## LG_min_6
name | pf_ikss_a_from_ka | pf_ikss_b_from_ka | pf_ikss_c_from_ka | pf_ikss_a_to_ka | pf_ikss_b_to_ka | pf_ikss_c_to_ka | pf_skss_a_from_mw | pf_skss_b_from_mw | pf_skss_c_from_mw | pf_skss_a_to_mw | pf_skss_b_to_mw | pf_skss_c_to_mw | pf_p_a_from_mw | pf_p_b_from_mw | pf_p_c_from_mw | pf_p_a_to_mw | pf_p_b_to_mw | pf_p_c_to_mw | pf_q_a_from_mvar | pf_q_b_from_mvar | pf_q_c_from_mvar | pf_q_a_to_mvar | pf_q_b_to_mvar | pf_q_c_to_mvar | pf_ikss_a_from_degree | pf_ikss_b_from_degree | pf_ikss_c_from_degree | pf_ikss_a_to_degree | pf_ikss_b_to_degree | pf_ikss_c_to_degree | 3xI0 | pf_vm_a_from_pu | pf_vm_b_from_pu | pf_vm_c_from_pu | pf_vm_a_to_pu | pf_vm_b_to_pu | pf_vm_c_to_pu | pf_va_a_from_degree | pf_va_b_from_degree | pf_va_c_from_degree | pf_va_a_to_degree | pf_va_b_to_degree | pf_va_c_to_degree
Line0_1_2 | 0 | 0 | 0 | 0 | 0 | 0 | 0 | 0 | 0 | 0 | 0 | 0 | -4.7638e-09 | -7.1283e-11 | -2.3106e-09 | 4.7638e-09 | 7.1283e-11 | 2.3106e-09 | -2.5857e-09 | -4.0742e-09 | 2.7813e-09 | 2.5857e-09 | 4.0742e-09 | -2.7813e-09 | 0 | 0 | 0 | 0 | 0 | 0 |  | 0.65088 | 0.97862 | 0.8684 | 0.65088 | 0.97862 | 0.8684 | 10.4033 | -109.0919 | 111.6291 | 10.4033 | -109.0919 | 111.6291
Line10_11_12 | 0 | 0 | 0 | 0 | 0 | 0 | 0 | 0 | 0 | 0 | 0 | 0 | -4.7638e-09 | -7.1282e-11 | -2.3106e-09 | 4.7638e-09 | 7.1282e-11 | 2.3106e-09 | -2.5857e-09 | -4.0742e-09 | 2.7813e-09 | 2.5857e-09 | 4.0742e-09 | -2.7813e-09 | 0 | 0 | 0 | 0 | 0 | 0 |  | 0.65088 | 0.97862 | 0.8684 | 0.65088 | 0.97862 | 0.8684 | 10.4033 | -109.0919 | 111.6291 | 10.4033 | -109.0919 | 111.6291
Line11_12_13 | 0 | 0 | 0 | 0 | 0 | 0 | 0 | 0 | 0 | 0 | 0 | 0 | -3.9698e-09 | -5.9402e-11 | -1.9255e-09 | 3.9698e-09 | 5.9402e-11 | 1.9255e-09 | -2.1548e-09 | -3.3951e-09 | 2.3177e-09 | 2.1548e-09 | 3.3951e-09 | -2.3177e-09 | 0 | 0 | 0 | 0 | 0 | 0 |  | 0.65088 | 0.97862 | 0.8684 | 0.65088 | 0.97862 | 0.8684 | 10.4033 | -109.0919 | 111.6291 | 10.4033 | -109.0919 | 111.6291
Line12_13_15 | 0 | 0 | 0 | 0 | 0 | 0 | 0 | 0 | 0 | 0 | 0 | 0 | -2.3819e-09 | -3.5641e-11 | -1.1553e-09 | 2.3819e-09 | 3.5641e-11 | 1.1553e-09 | -1.2929e-09 | -2.0371e-09 | 1.3906e-09 | 1.2929e-09 | 2.0371e-09 | -1.3906e-09 | 0 | 0 | 0 | 0 | 0 | 0 |  | 0.65088 | 0.97862 | 0.8684 | 0.65088 | 0.97862 | 0.8684 | 10.4033 | -109.0919 | 111.6291 | 10.4033 | -109.0919 | 111.6291
Line13_13_14 | 0 | 0 | 0 | 0 | 0 | 0 | 0 | 0 | 0 | 0 | 0 | 0 | -7.9396e-10 | -1.1881e-11 | -3.851e-10 | 7.9396e-10 | 1.1881e-11 | 3.851e-10 | -4.3096e-10 | -6.7903e-10 | 4.6355e-10 | 4.3096e-10 | 6.7903e-10 | -4.6355e-10 | 0 | 0 | 0 | 0 | 0 | 0 |  | 0.65088 | 0.97862 | 0.8684 | 0.65088 | 0.97862 | 0.8684 | 10.4033 | -109.0919 | 111.6291 | 10.4033 | -109.0919 | 111.6291
Line14_15_16 | 0 | 0 | 0 | 0 | 0 | 0 | 0 | 0 | 0 | 0 | 0 | 0 | -1.5879e-09 | -2.3761e-11 | -7.702e-10 | 1.5879e-09 | 2.3761e-11 | 7.702e-10 | -8.6191e-10 | -1.3581e-09 | 9.271e-10 | 8.6191e-10 | 1.3581e-09 | -9.271e-10 | 0 | 0 | 0 | 0 | 0 | 0 |  | 0.65088 | 0.97862 | 0.8684 | 0.65088 | 0.97862 | 0.8684 | 10.4033 | -109.0919 | 111.6291 | 10.4033 | -109.0919 | 111.6291
Line15_16_17 | 0 | 0 | 0 | 0 | 0 | 0 | 0 | 0 | 0 | 0 | 0 | 0 | -7.9396e-10 | -1.188e-11 | -3.851e-10 | 7.9396e-10 | 1.188e-11 | 3.851e-10 | -4.3096e-10 | -6.7903e-10 | 4.6355e-10 | 4.3096e-10 | 6.7903e-10 | -4.6355e-10 | 0 | 0 | 0 | 0 | 0 | 0 |  | 0.65088 | 0.97862 | 0.8684 | 0.65088 | 0.97862 | 0.8684 | 10.4033 | -109.0919 | 111.6291 | 10.4033 | -109.0919 | 111.6291
Line16_4_18 | 0 | 0 | 0 | 0 | 0 | 0 | 0 | 0 | 0 | 0 | 0 | 0 | -8.0132e-21 | -4.1083e-21 | -1.0956e-21 | 8.0132e-21 | 4.1083e-21 | 1.0955e-21 | 3.4788e-21 | -2.2545e-21 | 3.9939e-21 | -3.4788e-21 | 2.2545e-21 | -3.9939e-21 | 0 | 0 | 0 | 0 | 0 | 0 |  | 1 | 1 | 1 | 1 | 1 | 1 | -5.436e-11 | -120 | 120 | -5.436e-11 | -120 | 120
Line17_5_19 | 0 | 0 | 0 | 0 | 0 | 0 | 0 | 0 | 0 | 0 | 0 | 0 | -7.9396e-10 | -1.188e-11 | -3.851e-10 | 7.9396e-10 | 1.188e-11 | 3.851e-10 | -4.3096e-10 | -6.7903e-10 | 4.6355e-10 | 4.3096e-10 | 6.7903e-10 | -4.6355e-10 | 0 | 0 | 0 | 0 | 0 | 0 |  | 0.65088 | 0.97862 | 0.8684 | 0.65088 | 0.97862 | 0.8684 | 10.4033 | -109.0919 | 111.6291 | 10.4033 | -109.0919 | 111.6291
Line1_1_3 | 0 | 0 | 0 | 0 | 0 | 0 | 0 | 0 | 0 | 0 | 0 | 0 | -6.3517e-09 | -9.5043e-11 | -3.0808e-09 | 6.3517e-09 | 9.5043e-11 | 3.0808e-09 | -3.4477e-09 | -5.4322e-09 | 3.7084e-09 | 3.4477e-09 | 5.4322e-09 | -3.7084e-09 | 0 | 0 | 0 | 0 | 0 | 0 |  | 0.65088 | 0.97862 | 0.8684 | 0.65088 | 0.97862 | 0.8684 | 10.4033 | -109.0919 | 111.6291 | 10.4033 | -109.0919 | 111.6291
Line2_1_4 | 3.1531 | 1.5765 | 1.5765 | 3.1531 | 1.5765 | 1.5765 | 0.72817 | 0.36409 | 0.36409 | 0.72817 | 0.36409 | 0.36409 | -0.12537 | 0.25268 | -0.31536 | 0.31625 | -0.20496 | 0.36308 | -0.45707 | -0.25121 | 0.022673 | 0.65591 | 0.30092 | 0.027037 | 115.7414 | -64.2586 | -64.2586 | -64.2586 | 115.7414 | 115.7414 |  | 0.65088 | 0.97862 | 0.8684 | 1 | 1 | 1 | 10.4033 | -109.0919 | 111.6291 | -5.436e-11 | -120 | 120
Line3_1_5 | 0 | 0 | 0 | 0 | 0 | 0 | 0 | 0 | 0 | 0 | 0 | 0 | -1.5879e-09 | -2.3761e-11 | -7.702e-10 | 1.5879e-09 | 2.3761e-11 | 7.702e-10 | -8.6191e-10 | -1.3581e-09 | 9.271e-10 | 8.6191e-10 | 1.3581e-09 | -9.271e-10 | 0 | 0 | 0 | 0 | 0 | 0 |  | 0.65088 | 0.97862 | 0.8684 | 0.65088 | 0.97862 | 0.8684 | 10.4033 | -109.0919 | 111.6291 | 10.4033 | -109.0919 | 111.6291
Line4_2_6 | 0 | 0 | 0 | 0 | 0 | 0 | 0 | 0 | 0 | 0 | 0 | 0 | -3.9698e-09 | -5.9402e-11 | -1.9255e-09 | 3.9698e-09 | 5.9402e-11 | 1.9255e-09 | -2.1548e-09 | -3.3951e-09 | 2.3177e-09 | 2.1548e-09 | 3.3951e-09 | -2.3177e-09 | 0 | 0 | 0 | 0 | 0 | 0 |  | 0.65088 | 0.97862 | 0.8684 | 0.65088 | 0.97862 | 0.8684 | 10.4033 | -109.0919 | 111.6291 | 10.4033 | -109.0919 | 111.6291
Line5_6_7 | 0 | 0 | 0 | 0 | 0 | 0 | 0 | 0 | 0 | 0 | 0 | 0 | -3.1758e-09 | -4.7522e-11 | -1.5404e-09 | 3.1758e-09 | 4.7522e-11 | 1.5404e-09 | -1.7238e-09 | -2.7161e-09 | 1.8542e-09 | 1.7238e-09 | 2.7161e-09 | -1.8542e-09 | 0 | 0 | 0 | 0 | 0 | 0 |  | 0.65088 | 0.97862 | 0.8684 | 0.65088 | 0.97862 | 0.8684 | 10.4033 | -109.0919 | 111.6291 | 10.4033 | -109.0919 | 111.6291
Line6_7_8 | 0 | 0 | 0 | 0 | 0 | 0 | 0 | 0 | 0 | 0 | 0 | 0 | -2.3819e-09 | -3.5641e-11 | -1.1553e-09 | 2.3819e-09 | 3.5641e-11 | 1.1553e-09 | -1.2929e-09 | -2.0371e-09 | 1.3906e-09 | 1.2929e-09 | 2.0371e-09 | -1.3906e-09 | 0 | 0 | 0 | 0 | 0 | 0 |  | 0.65088 | 0.97862 | 0.8684 | 0.65088 | 0.97862 | 0.8684 | 10.4033 | -109.0919 | 111.6291 | 10.4033 | -109.0919 | 111.6291
Line7_8_9 | 0 | 0 | 0 | 0 | 0 | 0 | 0 | 0 | 0 | 0 | 0 | 0 | -7.9396e-10 | -1.1881e-11 | -3.851e-10 | 7.9396e-10 | 1.1881e-11 | 3.851e-10 | -4.3096e-10 | -6.7903e-10 | 4.6355e-10 | 4.3096e-10 | 6.7903e-10 | -4.6355e-10 | 0 | 0 | 0 | 0 | 0 | 0 |  | 0.65088 | 0.97862 | 0.8684 | 0.65088 | 0.97862 | 0.8684 | 10.4033 | -109.0919 | 111.6291 | 10.4033 | -109.0919 | 111.6291
Line8_8_10 | 0 | 0 | 0 | 0 | 0 | 0 | 0 | 0 | 0 | 0 | 0 | 0 | -7.9396e-10 | -1.1881e-11 | -3.851e-10 | 7.9396e-10 | 1.1881e-11 | 3.851e-10 | -4.3096e-10 | -6.7903e-10 | 4.6355e-10 | 4.3096e-10 | 6.7903e-10 | -4.6355e-10 | 0 | 0 | 0 | 0 | 0 | 0 |  | 0.65088 | 0.97862 | 0.8684 | 0.65088 | 0.97862 | 0.8684 | 10.4033 | -109.0919 | 111.6291 | 10.4033 | -109.0919 | 111.6291
Line9_3_11 | 0 | 0 | 0 | 0 | 0 | 0 | 0 | 0 | 0 | 0 | 0 | 0 | -5.5577e-09 | -8.3163e-11 | -2.6957e-09 | 5.5577e-09 | 8.3163e-11 | 2.6957e-09 | -3.0167e-09 | -4.7532e-09 | 3.2448e-09 | 3.0167e-09 | 4.7532e-09 | -3.2448e-09 | 0 | 0 | 0 | 0 | 0 | 0 |  | 0.65088 | 0.97862 | 0.8684 | 0.65088 | 0.97862 | 0.8684 | 10.4033 | -109.0919 | 111.6291 | 10.4033 | -109.0919 | 111.6291

## LG_min_10
name | pf_ikss_a_from_ka | pf_ikss_b_from_ka | pf_ikss_c_from_ka | pf_ikss_a_to_ka | pf_ikss_b_to_ka | pf_ikss_c_to_ka | pf_skss_a_from_mw | pf_skss_b_from_mw | pf_skss_c_from_mw | pf_skss_a_to_mw | pf_skss_b_to_mw | pf_skss_c_to_mw | pf_p_a_from_mw | pf_p_b_from_mw | pf_p_c_from_mw | pf_p_a_to_mw | pf_p_b_to_mw | pf_p_c_to_mw | pf_q_a_from_mvar | pf_q_b_from_mvar | pf_q_c_from_mvar | pf_q_a_to_mvar | pf_q_b_to_mvar | pf_q_c_to_mvar | pf_ikss_a_from_degree | pf_ikss_b_from_degree | pf_ikss_c_from_degree | pf_ikss_a_to_degree | pf_ikss_b_to_degree | pf_ikss_c_to_degree | 3xI0 | pf_vm_a_from_pu | pf_vm_b_from_pu | pf_vm_c_from_pu | pf_vm_a_to_pu | pf_vm_b_to_pu | pf_vm_c_to_pu | pf_va_a_from_degree | pf_va_b_from_degree | pf_va_c_from_degree | pf_va_a_to_degree | pf_va_b_to_degree | pf_va_c_to_degree
Line0_1_2 | 0 | 0 | 0 | 0 | 0 | 0 | 0 | 0 | 0 | 0 | 0 | 0 | -4.7638e-09 | -7.1283e-11 | -2.3106e-09 | 4.7638e-09 | 7.1283e-11 | 2.3106e-09 | -2.5857e-09 | -4.0742e-09 | 2.7813e-09 | 2.5857e-09 | 4.0742e-09 | -2.7813e-09 | 0 | 0 | 0 | 0 | 0 | 0 |  | 0.65088 | 0.97862 | 0.8684 | 0.65088 | 0.97862 | 0.8684 | 10.4033 | -109.0919 | 111.6291 | 10.4033 | -109.0919 | 111.6291
Line10_11_12 | 0 | 0 | 0 | 0 | 0 | 0 | 0 | 0 | 0 | 0 | 0 | 0 | -4.7638e-09 | -7.1282e-11 | -2.3106e-09 | 4.7638e-09 | 7.1282e-11 | 2.3106e-09 | -2.5857e-09 | -4.0742e-09 | 2.7813e-09 | 2.5857e-09 | 4.0742e-09 | -2.7813e-09 | 0 | 0 | 0 | 0 | 0 | 0 |  | 0.65088 | 0.97862 | 0.8684 | 0.65088 | 0.97862 | 0.8684 | 10.4033 | -109.0919 | 111.6291 | 10.4033 | -109.0919 | 111.6291
Line11_12_13 | 0 | 0 | 0 | 0 | 0 | 0 | 0 | 0 | 0 | 0 | 0 | 0 | -3.9698e-09 | -5.9402e-11 | -1.9255e-09 | 3.9698e-09 | 5.9402e-11 | 1.9255e-09 | -2.1548e-09 | -3.3951e-09 | 2.3177e-09 | 2.1548e-09 | 3.3951e-09 | -2.3177e-09 | 0 | 0 | 0 | 0 | 0 | 0 |  | 0.65088 | 0.97862 | 0.8684 | 0.65088 | 0.97862 | 0.8684 | 10.4033 | -109.0919 | 111.6291 | 10.4033 | -109.0919 | 111.6291
Line12_13_15 | 0 | 0 | 0 | 0 | 0 | 0 | 0 | 0 | 0 | 0 | 0 | 0 | -2.3819e-09 | -3.5641e-11 | -1.1553e-09 | 2.3819e-09 | 3.5641e-11 | 1.1553e-09 | -1.2929e-09 | -2.0371e-09 | 1.3906e-09 | 1.2929e-09 | 2.0371e-09 | -1.3906e-09 | 0 | 0 | 0 | 0 | 0 | 0 |  | 0.65088 | 0.97862 | 0.8684 | 0.65088 | 0.97862 | 0.8684 | 10.4033 | -109.0919 | 111.6291 | 10.4033 | -109.0919 | 111.6291
Line13_13_14 | 0 | 0 | 0 | 0 | 0 | 0 | 0 | 0 | 0 | 0 | 0 | 0 | -7.9396e-10 | -1.1881e-11 | -3.851e-10 | 7.9396e-10 | 1.1881e-11 | 3.851e-10 | -4.3096e-10 | -6.7903e-10 | 4.6355e-10 | 4.3096e-10 | 6.7903e-10 | -4.6355e-10 | 0 | 0 | 0 | 0 | 0 | 0 |  | 0.65088 | 0.97862 | 0.8684 | 0.65088 | 0.97862 | 0.8684 | 10.4033 | -109.0919 | 111.6291 | 10.4033 | -109.0919 | 111.6291
Line14_15_16 | 0 | 0 | 0 | 0 | 0 | 0 | 0 | 0 | 0 | 0 | 0 | 0 | -1.5879e-09 | -2.3761e-11 | -7.702e-10 | 1.5879e-09 | 2.3761e-11 | 7.702e-10 | -8.6191e-10 | -1.3581e-09 | 9.271e-10 | 8.6191e-10 | 1.3581e-09 | -9.271e-10 | 0 | 0 | 0 | 0 | 0 | 0 |  | 0.65088 | 0.97862 | 0.8684 | 0.65088 | 0.97862 | 0.8684 | 10.4033 | -109.0919 | 111.6291 | 10.4033 | -109.0919 | 111.6291
Line15_16_17 | 0 | 0 | 0 | 0 | 0 | 0 | 0 | 0 | 0 | 0 | 0 | 0 | -7.9396e-10 | -1.188e-11 | -3.851e-10 | 7.9396e-10 | 1.188e-11 | 3.851e-10 | -4.3096e-10 | -6.7903e-10 | 4.6355e-10 | 4.3096e-10 | 6.7903e-10 | -4.6355e-10 | 0 | 0 | 0 | 0 | 0 | 0 |  | 0.65088 | 0.97862 | 0.8684 | 0.65088 | 0.97862 | 0.8684 | 10.4033 | -109.0919 | 111.6291 | 10.4033 | -109.0919 | 111.6291
Line16_4_18 | 0 | 0 | 0 | 0 | 0 | 0 | 0 | 0 | 0 | 0 | 0 | 0 | -8.0132e-21 | -4.1083e-21 | -1.0956e-21 | 8.0132e-21 | 4.1083e-21 | 1.0955e-21 | 3.4788e-21 | -2.2545e-21 | 3.9939e-21 | -3.4788e-21 | 2.2545e-21 | -3.9939e-21 | 0 | 0 | 0 | 0 | 0 | 0 |  | 1 | 1 | 1 | 1 | 1 | 1 | -5.436e-11 | -120 | 120 | -5.436e-11 | -120 | 120
Line17_5_19 | 0 | 0 | 0 | 0 | 0 | 0 | 0 | 0 | 0 | 0 | 0 | 0 | -7.9396e-10 | -1.188e-11 | -3.851e-10 | 7.9396e-10 | 1.188e-11 | 3.851e-10 | -4.3096e-10 | -6.7903e-10 | 4.6355e-10 | 4.3096e-10 | 6.7903e-10 | -4.6355e-10 | 0 | 0 | 0 | 0 | 0 | 0 |  | 0.65088 | 0.97862 | 0.8684 | 0.65088 | 0.97862 | 0.8684 | 10.4033 | -109.0919 | 111.6291 | 10.4033 | -109.0919 | 111.6291
Line1_1_3 | 0 | 0 | 0 | 0 | 0 | 0 | 0 | 0 | 0 | 0 | 0 | 0 | -6.3517e-09 | -9.5043e-11 | -3.0808e-09 | 6.3517e-09 | 9.5043e-11 | 3.0808e-09 | -3.4477e-09 | -5.4322e-09 | 3.7084e-09 | 3.4477e-09 | 5.4322e-09 | -3.7084e-09 | 0 | 0 | 0 | 0 | 0 | 0 |  | 0.65088 | 0.97862 | 0.8684 | 0.65088 | 0.97862 | 0.8684 | 10.4033 | -109.0919 | 111.6291 | 10.4033 | -109.0919 | 111.6291
Line2_1_4 | 3.1531 | 1.5765 | 1.5765 | 3.1531 | 1.5765 | 1.5765 | 0.72817 | 0.36409 | 0.36409 | 0.72817 | 0.36409 | 0.36409 | -0.12537 | 0.25268 | -0.31536 | 0.31625 | -0.20496 | 0.36308 | -0.45707 | -0.25121 | 0.022673 | 0.65591 | 0.30092 | 0.027037 | 115.7414 | -64.2586 | -64.2586 | -64.2586 | 115.7414 | 115.7414 |  | 0.65088 | 0.97862 | 0.8684 | 1 | 1 | 1 | 10.4033 | -109.0919 | 111.6291 | -5.436e-11 | -120 | 120
Line3_1_5 | 0 | 0 | 0 | 0 | 0 | 0 | 0 | 0 | 0 | 0 | 0 | 0 | -1.5879e-09 | -2.3761e-11 | -7.702e-10 | 1.5879e-09 | 2.3761e-11 | 7.702e-10 | -8.6191e-10 | -1.3581e-09 | 9.271e-10 | 8.6191e-10 | 1.3581e-09 | -9.271e-10 | 0 | 0 | 0 | 0 | 0 | 0 |  | 0.65088 | 0.97862 | 0.8684 | 0.65088 | 0.97862 | 0.8684 | 10.4033 | -109.0919 | 111.6291 | 10.4033 | -109.0919 | 111.6291
Line4_2_6 | 0 | 0 | 0 | 0 | 0 | 0 | 0 | 0 | 0 | 0 | 0 | 0 | -3.9698e-09 | -5.9402e-11 | -1.9255e-09 | 3.9698e-09 | 5.9402e-11 | 1.9255e-09 | -2.1548e-09 | -3.3951e-09 | 2.3177e-09 | 2.1548e-09 | 3.3951e-09 | -2.3177e-09 | 0 | 0 | 0 | 0 | 0 | 0 |  | 0.65088 | 0.97862 | 0.8684 | 0.65088 | 0.97862 | 0.8684 | 10.4033 | -109.0919 | 111.6291 | 10.4033 | -109.0919 | 111.6291
Line5_6_7 | 0 | 0 | 0 | 0 | 0 | 0 | 0 | 0 | 0 | 0 | 0 | 0 | -3.1758e-09 | -4.7522e-11 | -1.5404e-09 | 3.1758e-09 | 4.7522e-11 | 1.5404e-09 | -1.7238e-09 | -2.7161e-09 | 1.8542e-09 | 1.7238e-09 | 2.7161e-09 | -1.8542e-09 | 0 | 0 | 0 | 0 | 0 | 0 |  | 0.65088 | 0.97862 | 0.8684 | 0.65088 | 0.97862 | 0.8684 | 10.4033 | -109.0919 | 111.6291 | 10.4033 | -109.0919 | 111.6291
Line6_7_8 | 0 | 0 | 0 | 0 | 0 | 0 | 0 | 0 | 0 | 0 | 0 | 0 | -2.3819e-09 | -3.5641e-11 | -1.1553e-09 | 2.3819e-09 | 3.5641e-11 | 1.1553e-09 | -1.2929e-09 | -2.0371e-09 | 1.3906e-09 | 1.2929e-09 | 2.0371e-09 | -1.3906e-09 | 0 | 0 | 0 | 0 | 0 | 0 |  | 0.65088 | 0.97862 | 0.8684 | 0.65088 | 0.97862 | 0.8684 | 10.4033 | -109.0919 | 111.6291 | 10.4033 | -109.0919 | 111.6291
Line7_8_9 | 0 | 0 | 0 | 0 | 0 | 0 | 0 | 0 | 0 | 0 | 0 | 0 | -7.9396e-10 | -1.1881e-11 | -3.851e-10 | 7.9396e-10 | 1.1881e-11 | 3.851e-10 | -4.3096e-10 | -6.7903e-10 | 4.6355e-10 | 4.3096e-10 | 6.7903e-10 | -4.6355e-10 | 0 | 0 | 0 | 0 | 0 | 0 |  | 0.65088 | 0.97862 | 0.8684 | 0.65088 | 0.97862 | 0.8684 | 10.4033 | -109.0919 | 111.6291 | 10.4033 | -109.0919 | 111.6291
Line8_8_10 | 0 | 0 | 0 | 0 | 0 | 0 | 0 | 0 | 0 | 0 | 0 | 0 | -7.9396e-10 | -1.1881e-11 | -3.851e-10 | 7.9396e-10 | 1.1881e-11 | 3.851e-10 | -4.3096e-10 | -6.7903e-10 | 4.6355e-10 | 4.3096e-10 | 6.7903e-10 | -4.6355e-10 | 0 | 0 | 0 | 0 | 0 | 0 |  | 0.65088 | 0.97862 | 0.8684 | 0.65088 | 0.97862 | 0.8684 | 10.4033 | -109.0919 | 111.6291 | 10.4033 | -109.0919 | 111.6291
Line9_3_11 | 0 | 0 | 0 | 0 | 0 | 0 | 0 | 0 | 0 | 0 | 0 | 0 | -5.5577e-09 | -8.3163e-11 | -2.6957e-09 | 5.5577e-09 | 8.3163e-11 | 2.6957e-09 | -3.0167e-09 | -4.7532e-09 | 3.2448e-09 | 3.0167e-09 | 4.7532e-09 | -3.2448e-09 | 0 | 0 | 0 | 0 | 0 | 0 |  | 0.65088 | 0.97862 | 0.8684 | 0.65088 | 0.97862 | 0.8684 | 10.4033 | -109.0919 | 111.6291 | 10.4033 | -109.0919 | 111.6291

## LG_min_fault_6
name | pf_ikss_a_from_ka | pf_ikss_b_from_ka | pf_ikss_c_from_ka | pf_ikss_a_to_ka | pf_ikss_b_to_ka | pf_ikss_c_to_ka | pf_skss_a_from_mw | pf_skss_b_from_mw | pf_skss_c_from_mw | pf_skss_a_to_mw | pf_skss_b_to_mw | pf_skss_c_to_mw | pf_p_a_from_mw | pf_p_b_from_mw | pf_p_c_from_mw | pf_p_a_to_mw | pf_p_b_to_mw | pf_p_c_to_mw | pf_q_a_from_mvar | pf_q_b_from_mvar | pf_q_c_from_mvar | pf_q_a_to_mvar | pf_q_b_to_mvar | pf_q_c_to_mvar | pf_ikss_a_from_degree | pf_ikss_b_from_degree | pf_ikss_c_from_degree | pf_ikss_a_to_degree | pf_ikss_b_to_degree | pf_ikss_c_to_degree | 3xI0 | pf_vm_a_from_pu | pf_vm_b_from_pu | pf_vm_c_from_pu | pf_vm_a_to_pu | pf_vm_b_to_pu | pf_vm_c_to_pu | pf_va_a_from_degree | pf_va_b_from_degree | pf_va_c_from_degree | pf_va_a_to_degree | pf_va_b_to_degree | pf_va_c_to_degree
Line0_1_2 | 0 | 0 | 0 | 0 | 0 | 0 | 0 | 0 | 0 | 0 | 0 | 0 | -1.3471e-10 | -5.5659e-11 | -1.1695e-11 | 1.3471e-10 | 5.5659e-11 | 1.1695e-11 | 5.0765e-11 | -4.6052e-11 | 7.1435e-11 | -5.0765e-11 | 4.6052e-11 | -7.1435e-11 | 0 | 0 | 0 | 0 | 0 | 0 |  | 0.99384 | 0.99746 | 0.99946 | 0.99384 | 0.99746 | 0.99946 | -0.13303 | -119.8798 | 119.8139 | -0.13303 | -119.8798 | 119.8139
Line10_11_12 | 0 | 0 | 0 | 0 | 0 | 0 | 0 | 0 | 0 | 0 | 0 | 0 | -1.3471e-10 | -5.5659e-11 | -1.1695e-11 | 1.3471e-10 | 5.5659e-11 | 1.1695e-11 | 5.0765e-11 | -4.6052e-11 | 7.1435e-11 | -5.0765e-11 | 4.6052e-11 | -7.1435e-11 | 0 | 0 | 0 | 0 | 0 | 0 |  | 0.99384 | 0.99746 | 0.99946 | 0.99384 | 0.99746 | 0.99946 | -0.13303 | -119.8798 | 119.8139 | -0.13303 | -119.8798 | 119.8139
Line11_12_13 | 0 | 0 | 0 | 0 | 0 | 0 | 0 | 0 | 0 | 0 | 0 | 0 | -1.1226e-10 | -4.6382e-11 | -9.7458e-12 | 1.1226e-10 | 4.6382e-11 | 9.7458e-12 | 4.2304e-11 | -3.8377e-11 | 5.9529e-11 | -4.2304e-11 | 3.8377e-11 | -5.9529e-11 | 0 | 0 | 0 | 0 | 0 | 0 |  | 0.99384 | 0.99746 | 0.99946 | 0.99384 | 0.99746 | 0.99946 | -0.13303 | -119.8798 | 119.8139 | -0.13303 | -119.8798 | 119.8139
Line12_13_15 | 0 | 0 | 0 | 0 | 0 | 0 | 0 | 0 | 0 | 0 | 0 | 0 | -6.7354e-11 | -2.7829e-11 | -5.8475e-12 | 6.7354e-11 | 2.7829e-11 | 5.8475e-12 | 2.5383e-11 | -2.3026e-11 | 3.5717e-11 | -2.5383e-11 | 2.3026e-11 | -3.5717e-11 | 0 | 0 | 0 | 0 | 0 | 0 |  | 0.99384 | 0.99746 | 0.99946 | 0.99384 | 0.99746 | 0.99946 | -0.13303 | -119.8798 | 119.8139 | -0.13303 | -119.8798 | 119.8139
Line13_13_14 | 0 | 0 | 0 | 0 | 0 | 0 | 0 | 0 | 0 | 0 | 0 | 0 | -2.2451e-11 | -9.2765e-12 | -1.9492e-12 | 2.2451e-11 | 9.2765e-12 | 1.9492e-12 | 8.4609e-12 | -7.6753e-12 | 1.1906e-11 | -8.4609e-12 | 7.6753e-12 | -1.1906e-11 | 0 | 0 | 0 | 0 | 0 | 0 |  | 0.99384 | 0.99746 | 0.99946 | 0.99384 | 0.99746 | 0.99946 | -0.13303 | -119.8798 | 119.8139 | -0.13303 | -119.8798 | 119.8139
Line14_15_16 | 0 | 0 | 0 | 0 | 0 | 0 | 0 | 0 | 0 | 0 | 0 | 0 | -4.4903e-11 | -1.8553e-11 | -3.8983e-12 | 4.4903e-11 | 1.8553e-11 | 3.8983e-12 | 1.6922e-11 | -1.5351e-11 | 2.3812e-11 | -1.6922e-11 | 1.5351e-11 | -2.3812e-11 | 0 | 0 | 0 | 0 | 0 | 0 |  | 0.99384 | 0.99746 | 0.99946 | 0.99384 | 0.99746 | 0.99946 | -0.13303 | -119.8798 | 119.8139 | -0.13303 | -119.8798 | 119.8139
Line15_16_17 | 0 | 0 | 0 | 0 | 0 | 0 | 0 | 0 | 0 | 0 | 0 | 0 | -2.2451e-11 | -9.2765e-12 | -1.9492e-12 | 2.2451e-11 | 9.2765e-12 | 1.9492e-12 | 8.4609e-12 | -7.6753e-12 | 1.1906e-11 | -8.4609e-12 | 7.6753e-12 | -1.1906e-11 | 0 | 0 | 0 | 0 | 0 | 0 |  | 0.99384 | 0.99746 | 0.99946 | 0.99384 | 0.99746 | 0.99946 | -0.13303 | -119.8798 | 119.8139 | -0.13303 | -119.8798 | 119.8139
Line16_4_18 | 0 | 0 | 0 | 0 | 0 | 0 | 0 | 0 | 0 | 0 | 0 | 0 | -6.6988e-23 | -7.6133e-23 | 3.2631e-23 | 6.6988e-23 | 7.6133e-23 | -3.2631e-23 | 1.2559e-22 | 5.28e-24 | 5.7515e-23 | -1.2559e-22 | -5.28e-24 | -5.7515e-23 | 0 | 0 | 0 | 0 | 0 | 0 |  | 1 | 1 | 1 | 1 | 1 | 1 | -1.9625e-12 | -120 | 120 | -1.9625e-12 | -120 | 120
Line17_5_19 | 0 | 0 | 0 | 0 | 0 | 0 | 0 | 0 | 0 | 0 | 0 | 0 | -2.2451e-11 | -9.2765e-12 | -1.9492e-12 | 2.2451e-11 | 9.2765e-12 | 1.9492e-12 | 8.4609e-12 | -7.6753e-12 | 1.1906e-11 | -8.4609e-12 | 7.6753e-12 | -1.1906e-11 | 0 | 0 | 0 | 0 | 0 | 0 |  | 0.99384 | 0.99746 | 0.99946 | 0.99384 | 0.99746 | 0.99946 | -0.13303 | -119.8798 | 119.8139 | -0.13303 | -119.8798 | 119.8139
Line1_1_3 | 0 | 0 | 0 | 0 | 0 | 0 | 0 | 0 | 0 | 0 | 0 | 0 | -1.7961e-10 | -7.4212e-11 | -1.5593e-11 | 1.7961e-10 | 7.4212e-11 | 1.5593e-11 | 6.7687e-11 | -6.1403e-11 | 9.5246e-11 | -6.7687e-11 | 6.1403e-11 | -9.5246e-11 | 0 | 0 | 0 | 0 | 0 | 0 |  | 0.99384 | 0.99746 | 0.99946 | 0.99384 | 0.99746 | 0.99946 | -0.13303 | -119.8798 | 119.8139 | -0.13303 | -119.8798 | 119.8139
Line2_1_4 | 0.054844 | 0.027422 | 0.027422 | 0.054844 | 0.027422 | 0.027422 | 0.012666 | 0.0063329 | 0.0063329 | 0.012666 | 0.0063329 | 0.0063329 | -0.01136 | -0.00046556 | -0.0052142 | 0.011417 | 0.00048 | 0.0052286 | -0.0054231 | -0.0062996 | 0.0035881 | 0.0054832 | 0.0063146 | -0.003573 | 154.3469 | -25.6531 | -25.6531 | -25.6531 | 154.3469 | 154.3469 |  | 0.99384 | 0.99746 | 0.99946 | 1 | 1 | 1 | -0.13303 | -119.8798 | 119.8139 | -1.9625e-12 | -120 | 120
Line3_1_5 | 0 | 0 | 0 | 0 | 0 | 0 | 0 | 0 | 0 | 0 | 0 | 0 | -4.4903e-11 | -1.8553e-11 | -3.8983e-12 | 4.4903e-11 | 1.8553e-11 | 3.8983e-12 | 1.6922e-11 | -1.5351e-11 | 2.3812e-11 | -1.6922e-11 | 1.5351e-11 | -2.3812e-11 | 0 | 0 | 0 | 0 | 0 | 0 |  | 0.99384 | 0.99746 | 0.99946 | 0.99384 | 0.99746 | 0.99946 | -0.13303 | -119.8798 | 119.8139 | -0.13303 | -119.8798 | 119.8139
Line4_2_6 | 0 | 0 | 0 | 0 | 0 | 0 | 0 | 0 | 0 | 0 | 0 | 0 | -1.1226e-10 | -4.6382e-11 | -9.7458e-12 | 1.1226e-10 | 4.6382e-11 | 9.7458e-12 | 4.2304e-11 | -3.8377e-11 | 5.9529e-11 | -4.2304e-11 | 3.8377e-11 | -5.9529e-11 | 0 | 0 | 0 | 0 | 0 | 0 |  | 0.99384 | 0.99746 | 0.99946 | 0.99384 | 0.99746 | 0.99946 | -0.13303 | -119.8798 | 119.8139 | -0.13303 | -119.8798 | 119.8139
Line5_6_7 | 0 | 0 | 0 | 0 | 0 | 0 | 0 | 0 | 0 | 0 | 0 | 0 | -8.9805e-11 | -3.7106e-11 | -7.7967e-12 | 8.9805e-11 | 3.7106e-11 | 7.7967e-12 | 3.3843e-11 | -3.0701e-11 | 4.7623e-11 | -3.3843e-11 | 3.0701e-11 | -4.7623e-11 | 0 | 0 | 0 | 0 | 0 | 0 |  | 0.99384 | 0.99746 | 0.99946 | 0.99384 | 0.99746 | 0.99946 | -0.13303 | -119.8798 | 119.8139 | -0.13303 | -119.8798 | 119.8139
Line6_7_8 | 0 | 0 | 0 | 0 | 0 | 0 | 0 | 0 | 0 | 0 | 0 | 0 | -6.7354e-11 | -2.7829e-11 | -5.8475e-12 | 6.7354e-11 | 2.7829e-11 | 5.8475e-12 | 2.5383e-11 | -2.3026e-11 | 3.5717e-11 | -2.5383e-11 | 2.3026e-11 | -3.5717e-11 | 0 | 0 | 0 | 0 | 0 | 0 |  | 0.99384 | 0.99746 | 0.99946 | 0.99384 | 0.99746 | 0.99946 | -0.13303 | -119.8798 | 119.8139 | -0.13303 | -119.8798 | 119.8139
Line7_8_9 | 0 | 0 | 0 | 0 | 0 | 0 | 0 | 0 | 0 | 0 | 0 | 0 | -2.2451e-11 | -9.2765e-12 | -1.9492e-12 | 2.2451e-11 | 9.2765e-12 | 1.9492e-12 | 8.4609e-12 | -7.6753e-12 | 1.1906e-11 | -8.4609e-12 | 7.6753e-12 | -1.1906e-11 | 0 | 0 | 0 | 0 | 0 | 0 |  | 0.99384 | 0.99746 | 0.99946 | 0.99384 | 0.99746 | 0.99946 | -0.13303 | -119.8798 | 119.8139 | -0.13303 | -119.8798 | 119.8139
Line8_8_10 | 0 | 0 | 0 | 0 | 0 | 0 | 0 | 0 | 0 | 0 | 0 | 0 | -2.2451e-11 | -9.2765e-12 | -1.9492e-12 | 2.2451e-11 | 9.2765e-12 | 1.9492e-12 | 8.4609e-12 | -7.6753e-12 | 1.1906e-11 | -8.4609e-12 | 7.6753e-12 | -1.1906e-11 | 0 | 0 | 0 | 0 | 0 | 0 |  | 0.99384 | 0.99746 | 0.99946 | 0.99384 | 0.99746 | 0.99946 | -0.13303 | -119.8798 | 119.8139 | -0.13303 | -119.8798 | 119.8139
Line9_3_11 | 0 | 0 | 0 | 0 | 0 | 0 | 0 | 0 | 0 | 0 | 0 | 0 | -1.5716e-10 | -6.4935e-11 | -1.3644e-11 | 1.5716e-10 | 6.4935e-11 | 1.3644e-11 | 5.9226e-11 | -5.3727e-11 | 8.334e-11 | -5.9226e-11 | 5.3727e-11 | -8.334e-11 | 0 | 0 | 0 | 0 | 0 | 0 |  | 0.99384 | 0.99746 | 0.99946 | 0.99384 | 0.99746 | 0.99946 | -0.13303 | -119.8798 | 119.8139 | -0.13303 | -119.8798 | 119.8139

## LG_min_fault_10
name | pf_ikss_a_from_ka | pf_ikss_b_from_ka | pf_ikss_c_from_ka | pf_ikss_a_to_ka | pf_ikss_b_to_ka | pf_ikss_c_to_ka | pf_skss_a_from_mw | pf_skss_b_from_mw | pf_skss_c_from_mw | pf_skss_a_to_mw | pf_skss_b_to_mw | pf_skss_c_to_mw | pf_p_a_from_mw | pf_p_b_from_mw | pf_p_c_from_mw | pf_p_a_to_mw | pf_p_b_to_mw | pf_p_c_to_mw | pf_q_a_from_mvar | pf_q_b_from_mvar | pf_q_c_from_mvar | pf_q_a_to_mvar | pf_q_b_to_mvar | pf_q_c_to_mvar | pf_ikss_a_from_degree | pf_ikss_b_from_degree | pf_ikss_c_from_degree | pf_ikss_a_to_degree | pf_ikss_b_to_degree | pf_ikss_c_to_degree | 3xI0 | pf_vm_a_from_pu | pf_vm_b_from_pu | pf_vm_c_from_pu | pf_vm_a_to_pu | pf_vm_b_to_pu | pf_vm_c_to_pu | pf_va_a_from_degree | pf_va_b_from_degree | pf_va_c_from_degree | pf_va_a_to_degree | pf_va_b_to_degree | pf_va_c_to_degree
Line0_1_2 | 0 | 0 | 0 | 0 | 0 | 0 | 0 | 0 | 0 | 0 | 0 | 0 | -1.3471e-10 | -5.5659e-11 | -1.1695e-11 | 1.3471e-10 | 5.5659e-11 | 1.1695e-11 | 5.0765e-11 | -4.6052e-11 | 7.1435e-11 | -5.0765e-11 | 4.6052e-11 | -7.1435e-11 | 0 | 0 | 0 | 0 | 0 | 0 |  | 0.99384 | 0.99746 | 0.99946 | 0.99384 | 0.99746 | 0.99946 | -0.13303 | -119.8798 | 119.8139 | -0.13303 | -119.8798 | 119.8139
Line10_11_12 | 0 | 0 | 0 | 0 | 0 | 0 | 0 | 0 | 0 | 0 | 0 | 0 | -1.3471e-10 | -5.5659e-11 | -1.1695e-11 | 1.3471e-10 | 5.5659e-11 | 1.1695e-11 | 5.0765e-11 | -4.6052e-11 | 7.1435e-11 | -5.0765e-11 | 4.6052e-11 | -7.1435e-11 | 0 | 0 | 0 | 0 | 0 | 0 |  | 0.99384 | 0.99746 | 0.99946 | 0.99384 | 0.99746 | 0.99946 | -0.13303 | -119.8798 | 119.8139 | -0.13303 | -119.8798 | 119.8139
Line11_12_13 | 0 | 0 | 0 | 0 | 0 | 0 | 0 | 0 | 0 | 0 | 0 | 0 | -1.1226e-10 | -4.6382e-11 | -9.7458e-12 | 1.1226e-10 | 4.6382e-11 | 9.7458e-12 | 4.2304e-11 | -3.8377e-11 | 5.9529e-11 | -4.2304e-11 | 3.8377e-11 | -5.9529e-11 | 0 | 0 | 0 | 0 | 0 | 0 |  | 0.99384 | 0.99746 | 0.99946 | 0.99384 | 0.99746 | 0.99946 | -0.13303 | -119.8798 | 119.8139 | -0.13303 | -119.8798 | 119.8139
Line12_13_15 | 0 | 0 | 0 | 0 | 0 | 0 | 0 | 0 | 0 | 0 | 0 | 0 | -6.7354e-11 | -2.7829e-11 | -5.8475e-12 | 6.7354e-11 | 2.7829e-11 | 5.8475e-12 | 2.5383e-11 | -2.3026e-11 | 3.5717e-11 | -2.5383e-11 | 2.3026e-11 | -3.5717e-11 | 0 | 0 | 0 | 0 | 0 | 0 |  | 0.99384 | 0.99746 | 0.99946 | 0.99384 | 0.99746 | 0.99946 | -0.13303 | -119.8798 | 119.8139 | -0.13303 | -119.8798 | 119.8139
Line13_13_14 | 0 | 0 | 0 | 0 | 0 | 0 | 0 | 0 | 0 | 0 | 0 | 0 | -2.2451e-11 | -9.2765e-12 | -1.9492e-12 | 2.2451e-11 | 9.2765e-12 | 1.9492e-12 | 8.4609e-12 | -7.6753e-12 | 1.1906e-11 | -8.4609e-12 | 7.6753e-12 | -1.1906e-11 | 0 | 0 | 0 | 0 | 0 | 0 |  | 0.99384 | 0.99746 | 0.99946 | 0.99384 | 0.99746 | 0.99946 | -0.13303 | -119.8798 | 119.8139 | -0.13303 | -119.8798 | 119.8139
Line14_15_16 | 0 | 0 | 0 | 0 | 0 | 0 | 0 | 0 | 0 | 0 | 0 | 0 | -4.4903e-11 | -1.8553e-11 | -3.8983e-12 | 4.4903e-11 | 1.8553e-11 | 3.8983e-12 | 1.6922e-11 | -1.5351e-11 | 2.3812e-11 | -1.6922e-11 | 1.5351e-11 | -2.3812e-11 | 0 | 0 | 0 | 0 | 0 | 0 |  | 0.99384 | 0.99746 | 0.99946 | 0.99384 | 0.99746 | 0.99946 | -0.13303 | -119.8798 | 119.8139 | -0.13303 | -119.8798 | 119.8139
Line15_16_17 | 0 | 0 | 0 | 0 | 0 | 0 | 0 | 0 | 0 | 0 | 0 | 0 | -2.2451e-11 | -9.2765e-12 | -1.9492e-12 | 2.2451e-11 | 9.2765e-12 | 1.9492e-12 | 8.4609e-12 | -7.6753e-12 | 1.1906e-11 | -8.4609e-12 | 7.6753e-12 | -1.1906e-11 | 0 | 0 | 0 | 0 | 0 | 0 |  | 0.99384 | 0.99746 | 0.99946 | 0.99384 | 0.99746 | 0.99946 | -0.13303 | -119.8798 | 119.8139 | -0.13303 | -119.8798 | 119.8139
Line16_4_18 | 0 | 0 | 0 | 0 | 0 | 0 | 0 | 0 | 0 | 0 | 0 | 0 | -6.6988e-23 | -7.6133e-23 | 3.2631e-23 | 6.6988e-23 | 7.6133e-23 | -3.2631e-23 | 1.2559e-22 | 5.28e-24 | 5.7515e-23 | -1.2559e-22 | -5.28e-24 | -5.7515e-23 | 0 | 0 | 0 | 0 | 0 | 0 |  | 1 | 1 | 1 | 1 | 1 | 1 | -1.9625e-12 | -120 | 120 | -1.9625e-12 | -120 | 120
Line17_5_19 | 0 | 0 | 0 | 0 | 0 | 0 | 0 | 0 | 0 | 0 | 0 | 0 | -2.2451e-11 | -9.2765e-12 | -1.9492e-12 | 2.2451e-11 | 9.2765e-12 | 1.9492e-12 | 8.4609e-12 | -7.6753e-12 | 1.1906e-11 | -8.4609e-12 | 7.6753e-12 | -1.1906e-11 | 0 | 0 | 0 | 0 | 0 | 0 |  | 0.99384 | 0.99746 | 0.99946 | 0.99384 | 0.99746 | 0.99946 | -0.13303 | -119.8798 | 119.8139 | -0.13303 | -119.8798 | 119.8139
Line1_1_3 | 0 | 0 | 0 | 0 | 0 | 0 | 0 | 0 | 0 | 0 | 0 | 0 | -1.7961e-10 | -7.4212e-11 | -1.5593e-11 | 1.7961e-10 | 7.4212e-11 | 1.5593e-11 | 6.7687e-11 | -6.1403e-11 | 9.5246e-11 | -6.7687e-11 | 6.1403e-11 | -9.5246e-11 | 0 | 0 | 0 | 0 | 0 | 0 |  | 0.99384 | 0.99746 | 0.99946 | 0.99384 | 0.99746 | 0.99946 | -0.13303 | -119.8798 | 119.8139 | -0.13303 | -119.8798 | 119.8139
Line2_1_4 | 0.054844 | 0.027422 | 0.027422 | 0.054844 | 0.027422 | 0.027422 | 0.012666 | 0.0063329 | 0.0063329 | 0.012666 | 0.0063329 | 0.0063329 | -0.01136 | -0.00046556 | -0.0052142 | 0.011417 | 0.00048 | 0.0052286 | -0.0054231 | -0.0062996 | 0.0035881 | 0.0054832 | 0.0063146 | -0.003573 | 154.3469 | -25.6531 | -25.6531 | -25.6531 | 154.3469 | 154.3469 |  | 0.99384 | 0.99746 | 0.99946 | 1 | 1 | 1 | -0.13303 | -119.8798 | 119.8139 | -1.9625e-12 | -120 | 120
Line3_1_5 | 0 | 0 | 0 | 0 | 0 | 0 | 0 | 0 | 0 | 0 | 0 | 0 | -4.4903e-11 | -1.8553e-11 | -3.8983e-12 | 4.4903e-11 | 1.8553e-11 | 3.8983e-12 | 1.6922e-11 | -1.5351e-11 | 2.3812e-11 | -1.6922e-11 | 1.5351e-11 | -2.3812e-11 | 0 | 0 | 0 | 0 | 0 | 0 |  | 0.99384 | 0.99746 | 0.99946 | 0.99384 | 0.99746 | 0.99946 | -0.13303 | -119.8798 | 119.8139 | -0.13303 | -119.8798 | 119.8139
Line4_2_6 | 0 | 0 | 0 | 0 | 0 | 0 | 0 | 0 | 0 | 0 | 0 | 0 | -1.1226e-10 | -4.6382e-11 | -9.7458e-12 | 1.1226e-10 | 4.6382e-11 | 9.7458e-12 | 4.2304e-11 | -3.8377e-11 | 5.9529e-11 | -4.2304e-11 | 3.8377e-11 | -5.9529e-11 | 0 | 0 | 0 | 0 | 0 | 0 |  | 0.99384 | 0.99746 | 0.99946 | 0.99384 | 0.99746 | 0.99946 | -0.13303 | -119.8798 | 119.8139 | -0.13303 | -119.8798 | 119.8139
Line5_6_7 | 0 | 0 | 0 | 0 | 0 | 0 | 0 | 0 | 0 | 0 | 0 | 0 | -8.9805e-11 | -3.7106e-11 | -7.7967e-12 | 8.9805e-11 | 3.7106e-11 | 7.7967e-12 | 3.3843e-11 | -3.0701e-11 | 4.7623e-11 | -3.3843e-11 | 3.0701e-11 | -4.7623e-11 | 0 | 0 | 0 | 0 | 0 | 0 |  | 0.99384 | 0.99746 | 0.99946 | 0.99384 | 0.99746 | 0.99946 | -0.13303 | -119.8798 | 119.8139 | -0.13303 | -119.8798 | 119.8139
Line6_7_8 | 0 | 0 | 0 | 0 | 0 | 0 | 0 | 0 | 0 | 0 | 0 | 0 | -6.7354e-11 | -2.7829e-11 | -5.8475e-12 | 6.7354e-11 | 2.7829e-11 | 5.8475e-12 | 2.5383e-11 | -2.3026e-11 | 3.5717e-11 | -2.5383e-11 | 2.3026e-11 | -3.5717e-11 | 0 | 0 | 0 | 0 | 0 | 0 |  | 0.99384 | 0.99746 | 0.99946 | 0.99384 | 0.99746 | 0.99946 | -0.13303 | -119.8798 | 119.8139 | -0.13303 | -119.8798 | 119.8139
Line7_8_9 | 0 | 0 | 0 | 0 | 0 | 0 | 0 | 0 | 0 | 0 | 0 | 0 | -2.2451e-11 | -9.2765e-12 | -1.9492e-12 | 2.2451e-11 | 9.2765e-12 | 1.9492e-12 | 8.4609e-12 | -7.6753e-12 | 1.1906e-11 | -8.4609e-12 | 7.6753e-12 | -1.1906e-11 | 0 | 0 | 0 | 0 | 0 | 0 |  | 0.99384 | 0.99746 | 0.99946 | 0.99384 | 0.99746 | 0.99946 | -0.13303 | -119.8798 | 119.8139 | -0.13303 | -119.8798 | 119.8139
Line8_8_10 | 0 | 0 | 0 | 0 | 0 | 0 | 0 | 0 | 0 | 0 | 0 | 0 | -2.2451e-11 | -9.2765e-12 | -1.9492e-12 | 2.2451e-11 | 9.2765e-12 | 1.9492e-12 | 8.4609e-12 | -7.6753e-12 | 1.1906e-11 | -8.4609e-12 | 7.6753e-12 | -1.1906e-11 | 0 | 0 | 0 | 0 | 0 | 0 |  | 0.99384 | 0.99746 | 0.99946 | 0.99384 | 0.99746 | 0.99946 | -0.13303 | -119.8798 | 119.8139 | -0.13303 | -119.8798 | 119.8139
Line9_3_11 | 0 | 0 | 0 | 0 | 0 | 0 | 0 | 0 | 0 | 0 | 0 | 0 | -1.5716e-10 | -6.4935e-11 | -1.3644e-11 | 1.5716e-10 | 6.4935e-11 | 1.3644e-11 | 5.9226e-11 | -5.3727e-11 | 8.334e-11 | -5.9226e-11 | 5.3727e-11 | -8.334e-11 | 0 | 0 | 0 | 0 | 0 | 0 |  | 0.99384 | 0.99746 | 0.99946 | 0.99384 | 0.99746 | 0.99946 | -0.13303 | -119.8798 | 119.8139 | -0.13303 | -119.8798 | 119.8139

## LLG_max_6
name | pf_ikss_a_from_ka | pf_ikss_b_from_ka | pf_ikss_c_from_ka | pf_ikss_a_to_ka | pf_ikss_b_to_ka | pf_ikss_c_to_ka | pf_skss_a_from_mw | pf_skss_b_from_mw | pf_skss_c_from_mw | pf_skss_a_to_mw | pf_skss_b_to_mw | pf_skss_c_to_mw | pf_p_a_from_mw | pf_p_b_from_mw | pf_p_c_from_mw | pf_p_a_to_mw | pf_p_b_to_mw | pf_p_c_to_mw | pf_q_a_from_mvar | pf_q_b_from_mvar | pf_q_c_from_mvar | pf_q_a_to_mvar | pf_q_b_to_mvar | pf_q_c_to_mvar | pf_ikss_a_from_degree | pf_ikss_b_from_degree | pf_ikss_c_from_degree | pf_ikss_a_to_degree | pf_ikss_b_to_degree | pf_ikss_c_to_degree | 3xI0 | pf_vm_a_from_pu | pf_vm_b_from_pu | pf_vm_c_from_pu | pf_vm_a_to_pu | pf_vm_b_to_pu | pf_vm_c_to_pu | pf_va_a_from_degree | pf_va_b_from_degree | pf_va_c_from_degree | pf_va_a_to_degree | pf_va_b_to_degree | pf_va_c_to_degree
Line0_1_2 | 0 | 0 | 0 | 0 | 0 | 0 | 0 | 0 | 0 | 0 | 0 | 0 | -3.6112e-09 | -6.448e-09 | -4.9677e-09 | 3.6112e-09 | 6.448e-09 | 4.9677e-09 | -8.5325e-10 | 1.6478e-09 | -5.9153e-09 | 8.5325e-10 | -1.6478e-09 | 5.9153e-09 | 0 | 0 | 0 | 0 | 0 | 0 |  | 0.92096 | 0.62281 | 0.72277 | 0.92096 | 0.62281 | 0.72277 | 2.1941 | -126.2767 | 139.7668 | 2.1941 | -126.2767 | 139.7668
Line10_11_12 | 0 | 0 | 0 | 0 | 0 | 0 | 0 | 0 | 0 | 0 | 0 | 0 | -3.6112e-09 | -6.448e-09 | -4.9677e-09 | 3.6112e-09 | 6.448e-09 | 4.9677e-09 | -8.5325e-10 | 1.6478e-09 | -5.9153e-09 | 8.5325e-10 | -1.6478e-09 | 5.9153e-09 | 0 | 0 | 0 | 0 | 0 | 0 |  | 0.92096 | 0.62281 | 0.72277 | 0.92096 | 0.62281 | 0.72277 | 2.1941 | -126.2767 | 139.7668 | 2.1941 | -126.2767 | 139.7668
Line11_12_13 | 0 | 0 | 0 | 0 | 0 | 0 | 0 | 0 | 0 | 0 | 0 | 0 | -3.0093e-09 | -5.3733e-09 | -4.1398e-09 | 3.0093e-09 | 5.3733e-09 | 4.1398e-09 | -7.1104e-10 | 1.3732e-09 | -4.9294e-09 | 7.1104e-10 | -1.3732e-09 | 4.9294e-09 | 0 | 0 | 0 | 0 | 0 | 0 |  | 0.92096 | 0.62281 | 0.72277 | 0.92096 | 0.62281 | 0.72277 | 2.1941 | -126.2767 | 139.7668 | 2.1941 | -126.2767 | 139.7668
Line12_13_15 | 0 | 0 | 0 | 0 | 0 | 0 | 0 | 0 | 0 | 0 | 0 | 0 | -1.8056e-09 | -3.224e-09 | -2.4839e-09 | 1.8056e-09 | 3.224e-09 | 2.4839e-09 | -4.2663e-10 | 8.2392e-10 | -2.9576e-09 | 4.2663e-10 | -8.2392e-10 | 2.9576e-09 | 0 | 0 | 0 | 0 | 0 | 0 |  | 0.92096 | 0.62281 | 0.72277 | 0.92096 | 0.62281 | 0.72277 | 2.1941 | -126.2767 | 139.7668 | 2.1941 | -126.2767 | 139.7668
Line13_13_14 | 0 | 0 | 0 | 0 | 0 | 0 | 0 | 0 | 0 | 0 | 0 | 0 | -6.0187e-10 | -1.0747e-09 | -8.2796e-10 | 6.0187e-10 | 1.0747e-09 | 8.2796e-10 | -1.4221e-10 | 2.7464e-10 | -9.8588e-10 | 1.4221e-10 | -2.7464e-10 | 9.8588e-10 | 0 | 0 | 0 | 0 | 0 | 0 |  | 0.92096 | 0.62281 | 0.72277 | 0.92096 | 0.62281 | 0.72277 | 2.1941 | -126.2767 | 139.7668 | 2.1941 | -126.2767 | 139.7668
Line14_15_16 | 0 | 0 | 0 | 0 | 0 | 0 | 0 | 0 | 0 | 0 | 0 | 0 | -1.2037e-09 | -2.1493e-09 | -1.6559e-09 | 1.2037e-09 | 2.1493e-09 | 1.6559e-09 | -2.8442e-10 | 5.4928e-10 | -1.9718e-09 | 2.8442e-10 | -5.4928e-10 | 1.9718e-09 | 0 | 0 | 0 | 0 | 0 | 0 |  | 0.92096 | 0.62281 | 0.72277 | 0.92096 | 0.62281 | 0.72277 | 2.1941 | -126.2767 | 139.7668 | 2.1941 | -126.2767 | 139.7668
Line15_16_17 | 0 | 0 | 0 | 0 | 0 | 0 | 0 | 0 | 0 | 0 | 0 | 0 | -6.0187e-10 | -1.0747e-09 | -8.2796e-10 | 6.0187e-10 | 1.0747e-09 | 8.2795e-10 | -1.4221e-10 | 2.7464e-10 | -9.8588e-10 | 1.4221e-10 | -2.7464e-10 | 9.8588e-10 | 0 | 0 | 0 | 0 | 0 | 0 |  | 0.92096 | 0.62281 | 0.72277 | 0.92096 | 0.62281 | 0.72277 | 2.1941 | -126.2767 | 139.7668 | 2.1941 | -126.2767 | 139.7668
Line16_4_18 | 0 | 0 | 0 | 0 | 0 | 0 | 0 | 0 | 0 | 0 | 0 | 0 | -5.3626e-21 | -1.1804e-20 | -1.426e-20 | 5.3626e-21 | 1.1804e-20 | 1.426e-20 | 1.4094e-21 | 7.9648e-21 | -8.9114e-22 | -1.4094e-21 | -7.9648e-21 | 8.9114e-22 | 0 | 0 | 0 | 0 | 0 | 0 |  | 1.1 | 1.1 | 1.1 | 1.1 | 1.1 | 1.1 | -1.8201e-11 | -120 | 120 | -1.8201e-11 | -120 | 120
Line17_5_19 | 0 | 0 | 0 | 0 | 0 | 0 | 0 | 0 | 0 | 0 | 0 | 0 | -6.0187e-10 | -1.0747e-09 | -8.2796e-10 | 6.0187e-10 | 1.0747e-09 | 8.2796e-10 | -1.4221e-10 | 2.7464e-10 | -9.8588e-10 | 1.4221e-10 | -2.7464e-10 | 9.8588e-10 | 0 | 0 | 0 | 0 | 0 | 0 |  | 0.92096 | 0.62281 | 0.72277 | 0.92096 | 0.62281 | 0.72277 | 2.1941 | -126.2767 | 139.7668 | 2.1941 | -126.2767 | 139.7668
Line1_1_3 | 0 | 0 | 0 | 0 | 0 | 0 | 0 | 0 | 0 | 0 | 0 | 0 | -4.815e-09 | -8.5973e-09 | -6.6236e-09 | 4.815e-09 | 8.5973e-09 | 6.6236e-09 | -1.1377e-09 | 2.1971e-09 | -7.8871e-09 | 1.1377e-09 | -2.1971e-09 | 7.8871e-09 | 0 | 0 | 0 | 0 | 0 | 0 |  | 0.92096 | 0.62281 | 0.72277 | 0.92096 | 0.62281 | 0.72277 | 2.1941 | -126.2767 | 139.7668 | 2.1941 | -126.2767 | 139.7668
Line2_1_4 | 1.8915 | 5.0165 | 5.0173 | 1.8915 | 5.0165 | 5.0173 | 0.43682 | 1.1585 | 1.1587 | 0.43682 | 1.1585 | 1.1587 | -0.09235 | -0.47242 | 0.33275 | 0.12813 | 0.72407 | -0.081013 | -0.39155 | -0.54537 | -0.76852 | 0.4631 | 1.0487 | 1.272 | 105.4652 | 4.6239 | -153.6443 | -74.5348 | -175.3761 | 26.3557 |  | 0.92096 | 0.62281 | 0.72277 | 1.1 | 1.1 | 1.1 | 2.1941 | -126.2767 | 139.7668 | -1.8201e-11 | -120 | 120
Line3_1_5 | 0 | 0 | 0 | 0 | 0 | 0 | 0 | 0 | 0 | 0 | 0 | 0 | -1.2037e-09 | -2.1493e-09 | -1.6559e-09 | 1.2037e-09 | 2.1493e-09 | 1.6559e-09 | -2.8442e-10 | 5.4928e-10 | -1.9718e-09 | 2.8442e-10 | -5.4928e-10 | 1.9718e-09 | 0 | 0 | 0 | 0 | 0 | 0 |  | 0.92096 | 0.62281 | 0.72277 | 0.92096 | 0.62281 | 0.72277 | 2.1941 | -126.2767 | 139.7668 | 2.1941 | -126.2767 | 139.7668
Line4_2_6 | 0 | 0 | 0 | 0 | 0 | 0 | 0 | 0 | 0 | 0 | 0 | 0 | -3.0093e-09 | -5.3733e-09 | -4.1398e-09 | 3.0093e-09 | 5.3733e-09 | 4.1398e-09 | -7.1104e-10 | 1.3732e-09 | -4.9294e-09 | 7.1104e-10 | -1.3732e-09 | 4.9294e-09 | 0 | 0 | 0 | 0 | 0 | 0 |  | 0.92096 | 0.62281 | 0.72277 | 0.92096 | 0.62281 | 0.72277 | 2.1941 | -126.2767 | 139.7668 | 2.1941 | -126.2767 | 139.7668
Line5_6_7 | 0 | 0 | 0 | 0 | 0 | 0 | 0 | 0 | 0 | 0 | 0 | 0 | -2.4075e-09 | -4.2987e-09 | -3.3118e-09 | 2.4075e-09 | 4.2987e-09 | 3.3118e-09 | -5.6883e-10 | 1.0986e-09 | -3.9435e-09 | 5.6883e-10 | -1.0986e-09 | 3.9435e-09 | 0 | 0 | 0 | 0 | 0 | 0 |  | 0.92096 | 0.62281 | 0.72277 | 0.92096 | 0.62281 | 0.72277 | 2.1941 | -126.2767 | 139.7668 | 2.1941 | -126.2767 | 139.7668
Line6_7_8 | 0 | 0 | 0 | 0 | 0 | 0 | 0 | 0 | 0 | 0 | 0 | 0 | -1.8056e-09 | -3.224e-09 | -2.4839e-09 | 1.8056e-09 | 3.224e-09 | 2.4839e-09 | -4.2663e-10 | 8.2392e-10 | -2.9576e-09 | 4.2663e-10 | -8.2392e-10 | 2.9576e-09 | 0 | 0 | 0 | 0 | 0 | 0 |  | 0.92096 | 0.62281 | 0.72277 | 0.92096 | 0.62281 | 0.72277 | 2.1941 | -126.2767 | 139.7668 | 2.1941 | -126.2767 | 139.7668
Line7_8_9 | 0 | 0 | 0 | 0 | 0 | 0 | 0 | 0 | 0 | 0 | 0 | 0 | -6.0187e-10 | -1.0747e-09 | -8.2795e-10 | 6.0187e-10 | 1.0747e-09 | 8.2795e-10 | -1.4221e-10 | 2.7464e-10 | -9.8588e-10 | 1.4221e-10 | -2.7464e-10 | 9.8588e-10 | 0 | 0 | 0 | 0 | 0 | 0 |  | 0.92096 | 0.62281 | 0.72277 | 0.92096 | 0.62281 | 0.72277 | 2.1941 | -126.2767 | 139.7668 | 2.1941 | -126.2767 | 139.7668
Line8_8_10 | 0 | 0 | 0 | 0 | 0 | 0 | 0 | 0 | 0 | 0 | 0 | 0 | -6.0187e-10 | -1.0747e-09 | -8.2795e-10 | 6.0187e-10 | 1.0747e-09 | 8.2795e-10 | -1.4221e-10 | 2.7464e-10 | -9.8588e-10 | 1.4221e-10 | -2.7464e-10 | 9.8588e-10 | 0 | 0 | 0 | 0 | 0 | 0 |  | 0.92096 | 0.62281 | 0.72277 | 0.92096 | 0.62281 | 0.72277 | 2.1941 | -126.2767 | 139.7668 | 2.1941 | -126.2767 | 139.7668
Line9_3_11 | 0 | 0 | 0 | 0 | 0 | 0 | 0 | 0 | 0 | 0 | 0 | 0 | -4.2131e-09 | -7.5227e-09 | -5.7957e-09 | 4.2131e-09 | 7.5227e-09 | 5.7957e-09 | -9.9546e-10 | 1.9225e-09 | -6.9012e-09 | 9.9546e-10 | -1.9225e-09 | 6.9012e-09 | 0 | 0 | 0 | 0 | 0 | 0 |  | 0.92096 | 0.62281 | 0.72277 | 0.92096 | 0.62281 | 0.72277 | 2.1941 | -126.2767 | 139.7668 | 2.1941 | -126.2767 | 139.7668

## LLG_max_10
name | pf_ikss_a_from_ka | pf_ikss_b_from_ka | pf_ikss_c_from_ka | pf_ikss_a_to_ka | pf_ikss_b_to_ka | pf_ikss_c_to_ka | pf_skss_a_from_mw | pf_skss_b_from_mw | pf_skss_c_from_mw | pf_skss_a_to_mw | pf_skss_b_to_mw | pf_skss_c_to_mw | pf_p_a_from_mw | pf_p_b_from_mw | pf_p_c_from_mw | pf_p_a_to_mw | pf_p_b_to_mw | pf_p_c_to_mw | pf_q_a_from_mvar | pf_q_b_from_mvar | pf_q_c_from_mvar | pf_q_a_to_mvar | pf_q_b_to_mvar | pf_q_c_to_mvar | pf_ikss_a_from_degree | pf_ikss_b_from_degree | pf_ikss_c_from_degree | pf_ikss_a_to_degree | pf_ikss_b_to_degree | pf_ikss_c_to_degree | 3xI0 | pf_vm_a_from_pu | pf_vm_b_from_pu | pf_vm_c_from_pu | pf_vm_a_to_pu | pf_vm_b_to_pu | pf_vm_c_to_pu | pf_va_a_from_degree | pf_va_b_from_degree | pf_va_c_from_degree | pf_va_a_to_degree | pf_va_b_to_degree | pf_va_c_to_degree
Line0_1_2 | 0 | 0 | 0 | 0 | 0 | 0 | 0 | 0 | 0 | 0 | 0 | 0 | -3.5393e-09 | -6.4225e-09 | -4.9443e-09 | 3.5393e-09 | 6.4225e-09 | 4.9443e-09 | -8.5201e-10 | 1.5579e-09 | -5.8196e-09 | 8.5201e-10 | -1.5579e-09 | 5.8196e-09 | 0 | 0 | 0 | 0 | 0 | 0 |  | 0.92535 | 0.63344 | 0.73182 | 0.92535 | 0.63344 | 0.73182 | 2.1805 | -125.8331 | 139.184 | 2.1805 | -125.8331 | 139.184
Line10_11_12 | 0 | 0 | 0 | 0 | 0 | 0 | 0 | 0 | 0 | 0 | 0 | 0 | -3.5393e-09 | -6.4225e-09 | -4.9443e-09 | 3.5393e-09 | 6.4225e-09 | 4.9443e-09 | -8.5201e-10 | 1.5579e-09 | -5.8196e-09 | 8.5201e-10 | -1.5579e-09 | 5.8196e-09 | 0 | 0 | 0 | 0 | 0 | 0 |  | 0.92535 | 0.63344 | 0.73182 | 0.92535 | 0.63344 | 0.73182 | 2.1805 | -125.8331 | 139.184 | 2.1805 | -125.8331 | 139.184
Line11_12_13 | 0 | 0 | 0 | 0 | 0 | 0 | 0 | 0 | 0 | 0 | 0 | 0 | -2.9494e-09 | -5.3521e-09 | -4.1202e-09 | 2.9494e-09 | 5.3521e-09 | 4.1202e-09 | -7.1001e-10 | 1.2983e-09 | -4.8496e-09 | 7.1001e-10 | -1.2983e-09 | 4.8496e-09 | 0 | 0 | 0 | 0 | 0 | 0 |  | 0.92535 | 0.63344 | 0.73182 | 0.92535 | 0.63344 | 0.73182 | 2.1805 | -125.8331 | 139.184 | 2.1805 | -125.8331 | 139.184
Line12_13_15 | 0 | 0 | 0 | 0 | 0 | 0 | 0 | 0 | 0 | 0 | 0 | 0 | -1.7696e-09 | -3.2112e-09 | -2.4721e-09 | 1.7696e-09 | 3.2112e-09 | 2.4721e-09 | -4.26e-10 | 7.7896e-10 | -2.9098e-09 | 4.26e-10 | -7.7896e-10 | 2.9098e-09 | 0 | 0 | 0 | 0 | 0 | 0 |  | 0.92535 | 0.63344 | 0.73182 | 0.92535 | 0.63344 | 0.73182 | 2.1805 | -125.8331 | 139.184 | 2.1805 | -125.8331 | 139.184
Line13_13_14 | 0 | 0 | 0 | 0 | 0 | 0 | 0 | 0 | 0 | 0 | 0 | 0 | -5.8988e-10 | -1.0704e-09 | -8.2405e-10 | 5.8988e-10 | 1.0704e-09 | 8.2405e-10 | -1.42e-10 | 2.5965e-10 | -9.6993e-10 | 1.42e-10 | -2.5965e-10 | 9.6993e-10 | 0 | 0 | 0 | 0 | 0 | 0 |  | 0.92535 | 0.63344 | 0.73182 | 0.92535 | 0.63344 | 0.73182 | 2.1805 | -125.8331 | 139.184 | 2.1805 | -125.8331 | 139.184
Line14_15_16 | 0 | 0 | 0 | 0 | 0 | 0 | 0 | 0 | 0 | 0 | 0 | 0 | -1.1798e-09 | -2.1408e-09 | -1.6481e-09 | 1.1798e-09 | 2.1408e-09 | 1.6481e-09 | -2.84e-10 | 5.1931e-10 | -1.9399e-09 | 2.84e-10 | -5.1931e-10 | 1.9399e-09 | 0 | 0 | 0 | 0 | 0 | 0 |  | 0.92535 | 0.63344 | 0.73182 | 0.92535 | 0.63344 | 0.73182 | 2.1805 | -125.8331 | 139.184 | 2.1805 | -125.8331 | 139.184
Line15_16_17 | 0 | 0 | 0 | 0 | 0 | 0 | 0 | 0 | 0 | 0 | 0 | 0 | -5.8988e-10 | -1.0704e-09 | -8.2405e-10 | 5.8988e-10 | 1.0704e-09 | 8.2405e-10 | -1.42e-10 | 2.5965e-10 | -9.6993e-10 | 1.42e-10 | -2.5965e-10 | 9.6993e-10 | 0 | 0 | 0 | 0 | 0 | 0 |  | 0.92535 | 0.63344 | 0.73182 | 0.92535 | 0.63344 | 0.73182 | 2.1805 | -125.8331 | 139.184 | 2.1805 | -125.8331 | 139.184
Line16_4_18 | 0 | 0 | 0 | 0 | 0 | 0 | 0 | 0 | 0 | 0 | 0 | 0 | -5.2425e-21 | -1.156e-20 | -1.3919e-20 | 5.2425e-21 | 1.156e-20 | 1.3919e-20 | 1.354e-21 | 7.7259e-21 | -9.3098e-22 | -1.354e-21 | -7.7259e-21 | 9.3099e-22 | 0 | 0 | 0 | 0 | 0 | 0 |  | 1.1 | 1.1 | 1.1 | 1.1 | 1.1 | 1.1 | -1.7486e-11 | -120 | 120 | -1.7486e-11 | -120 | 120
Line17_5_19 | 0 | 0 | 0 | 0 | 0 | 0 | 0 | 0 | 0 | 0 | 0 | 0 | -5.8988e-10 | -1.0704e-09 | -8.2405e-10 | 5.8988e-10 | 1.0704e-09 | 8.2404e-10 | -1.42e-10 | 2.5965e-10 | -9.6993e-10 | 1.42e-10 | -2.5965e-10 | 9.6993e-10 | 0 | 0 | 0 | 0 | 0 | 0 |  | 0.92535 | 0.63344 | 0.73182 | 0.92535 | 0.63344 | 0.73182 | 2.1805 | -125.8331 | 139.184 | 2.1805 | -125.8331 | 139.184
Line1_1_3 | 0 | 0 | 0 | 0 | 0 | 0 | 0 | 0 | 0 | 0 | 0 | 0 | -4.719e-09 | -8.5633e-09 | -6.5924e-09 | 4.719e-09 | 8.5633e-09 | 6.5924e-09 | -1.136e-09 | 2.0772e-09 | -7.7594e-09 | 1.136e-09 | -2.0772e-09 | 7.7594e-09 | 0 | 0 | 0 | 0 | 0 | 0 |  | 0.92535 | 0.63344 | 0.73182 | 0.92535 | 0.63344 | 0.73182 | 2.1805 | -125.8331 | 139.184 | 2.1805 | -125.8331 | 139.184
Line2_1_4 | 1.8468 | 4.8978 | 4.8986 | 1.8468 | 4.8978 | 4.8986 | 0.42651 | 1.1311 | 1.1313 | 0.42651 | 1.1311 | 1.1313 | -0.088982 | -0.46246 | 0.3246 | 0.12309 | 0.70235 | -0.084635 | -0.38451 | -0.54725 | -0.7616 | 0.45273 | 1.027 | 1.2415 | 105.2102 | 4.3671 | -153.8998 | -74.7898 | -175.6329 | 26.1002 |  | 0.92535 | 0.63344 | 0.73182 | 1.1 | 1.1 | 1.1 | 2.1805 | -125.8331 | 139.184 | -1.7486e-11 | -120 | 120
Line3_1_5 | 0 | 0 | 0 | 0 | 0 | 0 | 0 | 0 | 0 | 0 | 0 | 0 | -1.1798e-09 | -2.1408e-09 | -1.6481e-09 | 1.1798e-09 | 2.1408e-09 | 1.6481e-09 | -2.84e-10 | 5.1931e-10 | -1.9399e-09 | 2.84e-10 | -5.1931e-10 | 1.9399e-09 | 0 | 0 | 0 | 0 | 0 | 0 |  | 0.92535 | 0.63344 | 0.73182 | 0.92535 | 0.63344 | 0.73182 | 2.1805 | -125.8331 | 139.184 | 2.1805 | -125.8331 | 139.184
Line4_2_6 | 0 | 0 | 0 | 0 | 0 | 0 | 0 | 0 | 0 | 0 | 0 | 0 | -2.9494e-09 | -5.3521e-09 | -4.1202e-09 | 2.9494e-09 | 5.3521e-09 | 4.1202e-09 | -7.1001e-10 | 1.2983e-09 | -4.8496e-09 | 7.1001e-10 | -1.2983e-09 | 4.8496e-09 | 0 | 0 | 0 | 0 | 0 | 0 |  | 0.92535 | 0.63344 | 0.73182 | 0.92535 | 0.63344 | 0.73182 | 2.1805 | -125.8331 | 139.184 | 2.1805 | -125.8331 | 139.184
Line5_6_7 | 0 | 0 | 0 | 0 | 0 | 0 | 0 | 0 | 0 | 0 | 0 | 0 | -2.3595e-09 | -4.2816e-09 | -3.2962e-09 | 2.3595e-09 | 4.2816e-09 | 3.2962e-09 | -5.68e-10 | 1.0386e-09 | -3.8797e-09 | 5.6801e-10 | -1.0386e-09 | 3.8797e-09 | 0 | 0 | 0 | 0 | 0 | 0 |  | 0.92535 | 0.63344 | 0.73182 | 0.92535 | 0.63344 | 0.73182 | 2.1805 | -125.8331 | 139.184 | 2.1805 | -125.8331 | 139.184
Line6_7_8 | 0 | 0 | 0 | 0 | 0 | 0 | 0 | 0 | 0 | 0 | 0 | 0 | -1.7696e-09 | -3.2112e-09 | -2.4721e-09 | 1.7696e-09 | 3.2112e-09 | 2.4721e-09 | -4.26e-10 | 7.7896e-10 | -2.9098e-09 | 4.26e-10 | -7.7896e-10 | 2.9098e-09 | 0 | 0 | 0 | 0 | 0 | 0 |  | 0.92535 | 0.63344 | 0.73182 | 0.92535 | 0.63344 | 0.73182 | 2.1805 | -125.8331 | 139.184 | 2.1805 | -125.8331 | 139.184
Line7_8_9 | 0 | 0 | 0 | 0 | 0 | 0 | 0 | 0 | 0 | 0 | 0 | 0 | -5.8988e-10 | -1.0704e-09 | -8.2405e-10 | 5.8988e-10 | 1.0704e-09 | 8.2405e-10 | -1.42e-10 | 2.5965e-10 | -9.6993e-10 | 1.42e-10 | -2.5965e-10 | 9.6993e-10 | 0 | 0 | 0 | 0 | 0 | 0 |  | 0.92535 | 0.63344 | 0.73182 | 0.92535 | 0.63344 | 0.73182 | 2.1805 | -125.8331 | 139.184 | 2.1805 | -125.8331 | 139.184
Line8_8_10 | 0 | 0 | 0 | 0 | 0 | 0 | 0 | 0 | 0 | 0 | 0 | 0 | -5.8988e-10 | -1.0704e-09 | -8.2405e-10 | 5.8988e-10 | 1.0704e-09 | 8.2405e-10 | -1.42e-10 | 2.5965e-10 | -9.6992e-10 | 1.42e-10 | -2.5965e-10 | 9.6993e-10 | 0 | 0 | 0 | 0 | 0 | 0 |  | 0.92535 | 0.63344 | 0.73182 | 0.92535 | 0.63344 | 0.73182 | 2.1805 | -125.8331 | 139.184 | 2.1805 | -125.8331 | 139.184
Line9_3_11 | 0 | 0 | 0 | 0 | 0 | 0 | 0 | 0 | 0 | 0 | 0 | 0 | -4.1291e-09 | -7.4929e-09 | -5.7683e-09 | 4.1291e-09 | 7.4929e-09 | 5.7683e-09 | -9.9401e-10 | 1.8176e-09 | -6.7895e-09 | 9.9401e-10 | -1.8176e-09 | 6.7895e-09 | 0 | 0 | 0 | 0 | 0 | 0 |  | 0.92535 | 0.63344 | 0.73182 | 0.92535 | 0.63344 | 0.73182 | 2.1805 | -125.8331 | 139.184 | 2.1805 | -125.8331 | 139.184

## LLG_max_fault_6
name | pf_ikss_a_from_ka | pf_ikss_b_from_ka | pf_ikss_c_from_ka | pf_ikss_a_to_ka | pf_ikss_b_to_ka | pf_ikss_c_to_ka | pf_skss_a_from_mw | pf_skss_b_from_mw | pf_skss_c_from_mw | pf_skss_a_to_mw | pf_skss_b_to_mw | pf_skss_c_to_mw | pf_p_a_from_mw | pf_p_b_from_mw | pf_p_c_from_mw | pf_p_a_to_mw | pf_p_b_to_mw | pf_p_c_to_mw | pf_q_a_from_mvar | pf_q_b_from_mvar | pf_q_c_from_mvar | pf_q_a_to_mvar | pf_q_b_to_mvar | pf_q_c_to_mvar | pf_ikss_a_from_degree | pf_ikss_b_from_degree | pf_ikss_c_from_degree | pf_ikss_a_to_degree | pf_ikss_b_to_degree | pf_ikss_c_to_degree | 3xI0 | pf_vm_a_from_pu | pf_vm_b_from_pu | pf_vm_c_from_pu | pf_vm_a_to_pu | pf_vm_b_to_pu | pf_vm_c_to_pu | pf_va_a_from_degree | pf_va_b_from_degree | pf_va_c_from_degree | pf_va_a_to_degree | pf_va_b_to_degree | pf_va_c_to_degree
Line0_1_2 | 0 | 0 | 0 | 0 | 0 | 0 | 0 | 0 | 0 | 0 | 0 | 0 | -6.0109e-11 | -1.2217e-10 | -1.7681e-10 | 6.0109e-11 | 1.2217e-10 | 1.7681e-10 | 3.1542e-11 | 1.3107e-10 | 2.6653e-11 | -3.1542e-11 | -1.3107e-10 | -2.6653e-11 | 0 | 0 | 0 | 0 | 0 | 0 |  | 1.0975 | 1.0949 | 1.0926 | 1.0975 | 1.0949 | 1.0926 | -0.068043 | -120.2834 | 119.9422 | -0.068043 | -120.2834 | 119.9422
Line10_11_12 | 0 | 0 | 0 | 0 | 0 | 0 | 0 | 0 | 0 | 0 | 0 | 0 | -6.0109e-11 | -1.2217e-10 | -1.7681e-10 | 6.0109e-11 | 1.2217e-10 | 1.7681e-10 | 3.1542e-11 | 1.3107e-10 | 2.6653e-11 | -3.1542e-11 | -1.3107e-10 | -2.6653e-11 | 0 | 0 | 0 | 0 | 0 | 0 |  | 1.0975 | 1.0949 | 1.0926 | 1.0975 | 1.0949 | 1.0926 | -0.068043 | -120.2834 | 119.9422 | -0.068043 | -120.2834 | 119.9422
Line11_12_13 | 0 | 0 | 0 | 0 | 0 | 0 | 0 | 0 | 0 | 0 | 0 | 0 | -5.009e-11 | -1.0181e-10 | -1.4734e-10 | 5.009e-11 | 1.0181e-10 | 1.4734e-10 | 2.6285e-11 | 1.0922e-10 | 2.2211e-11 | -2.6285e-11 | -1.0922e-10 | -2.2211e-11 | 0 | 0 | 0 | 0 | 0 | 0 |  | 1.0975 | 1.0949 | 1.0926 | 1.0975 | 1.0949 | 1.0926 | -0.068043 | -120.2834 | 119.9422 | -0.068043 | -120.2834 | 119.9422
Line12_13_15 | 0 | 0 | 0 | 0 | 0 | 0 | 0 | 0 | 0 | 0 | 0 | 0 | -3.0054e-11 | -6.1085e-11 | -8.8405e-11 | 3.0054e-11 | 6.1085e-11 | 8.8405e-11 | 1.5771e-11 | 6.5534e-11 | 1.3327e-11 | -1.5771e-11 | -6.5534e-11 | -1.3327e-11 | 0 | 0 | 0 | 0 | 0 | 0 |  | 1.0975 | 1.0949 | 1.0926 | 1.0975 | 1.0949 | 1.0926 | -0.068043 | -120.2834 | 119.9422 | -0.068043 | -120.2834 | 119.9422
Line13_13_14 | 0 | 0 | 0 | 0 | 0 | 0 | 0 | 0 | 0 | 0 | 0 | 0 | -1.0018e-11 | -2.0362e-11 | -2.9468e-11 | 1.0018e-11 | 2.0362e-11 | 2.9468e-11 | 5.257e-12 | 2.1845e-11 | 4.4422e-12 | -5.257e-12 | -2.1845e-11 | -4.4422e-12 | 0 | 0 | 0 | 0 | 0 | 0 |  | 1.0975 | 1.0949 | 1.0926 | 1.0975 | 1.0949 | 1.0926 | -0.068043 | -120.2834 | 119.9422 | -0.068043 | -120.2834 | 119.9422
Line14_15_16 | 0 | 0 | 0 | 0 | 0 | 0 | 0 | 0 | 0 | 0 | 0 | 0 | -2.0036e-11 | -4.0724e-11 | -5.8937e-11 | 2.0036e-11 | 4.0724e-11 | 5.8937e-11 | 1.0514e-11 | 4.3689e-11 | 8.8845e-12 | -1.0514e-11 | -4.3689e-11 | -8.8845e-12 | 0 | 0 | 0 | 0 | 0 | 0 |  | 1.0975 | 1.0949 | 1.0926 | 1.0975 | 1.0949 | 1.0926 | -0.068043 | -120.2834 | 119.9422 | -0.068043 | -120.2834 | 119.9422
Line15_16_17 | 0 | 0 | 0 | 0 | 0 | 0 | 0 | 0 | 0 | 0 | 0 | 0 | -1.0018e-11 | -2.0362e-11 | -2.9468e-11 | 1.0018e-11 | 2.0362e-11 | 2.9468e-11 | 5.257e-12 | 2.1845e-11 | 4.4422e-12 | -5.257e-12 | -2.1845e-11 | -4.4422e-12 | 0 | 0 | 0 | 0 | 0 | 0 |  | 1.0975 | 1.0949 | 1.0926 | 1.0975 | 1.0949 | 1.0926 | -0.068043 | -120.2834 | 119.9422 | -0.068043 | -120.2834 | 119.9422
Line16_4_18 | 0 | 0 | 0 | 0 | 0 | 0 | 0 | 0 | 0 | 0 | 0 | 0 | -4.9988e-23 | -6.422e-23 | -1.7819e-22 | 4.9988e-23 | 6.422e-23 | 1.7819e-22 | 6.5795e-23 | 2.0561e-22 | 1.2338e-22 | -6.5795e-23 | -2.0561e-22 | -1.2338e-22 | 0 | 0 | 0 | 0 | 0 | 0 |  | 1.1 | 1.1 | 1.1 | 1.1 | 1.1 | 1.1 | -8.4969e-13 | -120 | 120 | -8.4969e-13 | -120 | 120
Line17_5_19 | 0 | 0 | 0 | 0 | 0 | 0 | 0 | 0 | 0 | 0 | 0 | 0 | -1.0018e-11 | -2.0362e-11 | -2.9468e-11 | 1.0018e-11 | 2.0362e-11 | 2.9468e-11 | 5.257e-12 | 2.1845e-11 | 4.4422e-12 | -5.257e-12 | -2.1845e-11 | -4.4422e-12 | 0 | 0 | 0 | 0 | 0 | 0 |  | 1.0975 | 1.0949 | 1.0926 | 1.0975 | 1.0949 | 1.0926 | -0.068043 | -120.2834 | 119.9422 | -0.068043 | -120.2834 | 119.9422
Line1_1_3 | 0 | 0 | 0 | 0 | 0 | 0 | 0 | 0 | 0 | 0 | 0 | 0 | -8.0145e-11 | -1.6289e-10 | -2.3575e-10 | 8.0145e-11 | 1.6289e-10 | 2.3575e-10 | 4.2056e-11 | 1.7476e-10 | 3.5538e-11 | -4.2056e-11 | -1.7476e-10 | -3.5538e-11 | 0 | 0 | 0 | 0 | 0 | 0 |  | 1.0975 | 1.0949 | 1.0926 | 1.0975 | 1.0949 | 1.0926 | -0.068043 | -120.2834 | 119.9422 | -0.068043 | -120.2834 | 119.9422
Line2_1_4 | 0.029036 | 0.076823 | 0.076824 | 0.029036 | 0.076823 | 0.076824 | 0.0067056 | 0.017742 | 0.017742 | 0.0067056 | 0.017742 | 0.017742 | -0.0059729 | -0.018633 | -0.011157 | 0.0059814 | 0.018692 | 0.011216 | -0.0042994 | -0.0054921 | -0.015853 | 0.0043163 | 0.0056101 | 0.015971 | 144.1851 | 43.2936 | -114.9201 | -35.8149 | -136.7064 | 65.0799 |  | 1.0975 | 1.0949 | 1.0926 | 1.1 | 1.1 | 1.1 | -0.068043 | -120.2834 | 119.9422 | -8.4969e-13 | -120 | 120
Line3_1_5 | 0 | 0 | 0 | 0 | 0 | 0 | 0 | 0 | 0 | 0 | 0 | 0 | -2.0036e-11 | -4.0724e-11 | -5.8937e-11 | 2.0036e-11 | 4.0724e-11 | 5.8937e-11 | 1.0514e-11 | 4.3689e-11 | 8.8845e-12 | -1.0514e-11 | -4.3689e-11 | -8.8845e-12 | 0 | 0 | 0 | 0 | 0 | 0 |  | 1.0975 | 1.0949 | 1.0926 | 1.0975 | 1.0949 | 1.0926 | -0.068043 | -120.2834 | 119.9422 | -0.068043 | -120.2834 | 119.9422
Line4_2_6 | 0 | 0 | 0 | 0 | 0 | 0 | 0 | 0 | 0 | 0 | 0 | 0 | -5.009e-11 | -1.0181e-10 | -1.4734e-10 | 5.009e-11 | 1.0181e-10 | 1.4734e-10 | 2.6285e-11 | 1.0922e-10 | 2.2211e-11 | -2.6285e-11 | -1.0922e-10 | -2.2211e-11 | 0 | 0 | 0 | 0 | 0 | 0 |  | 1.0975 | 1.0949 | 1.0926 | 1.0975 | 1.0949 | 1.0926 | -0.068043 | -120.2834 | 119.9422 | -0.068043 | -120.2834 | 119.9422
Line5_6_7 | 0 | 0 | 0 | 0 | 0 | 0 | 0 | 0 | 0 | 0 | 0 | 0 | -4.0072e-11 | -8.1447e-11 | -1.1787e-10 | 4.0072e-11 | 8.1447e-11 | 1.1787e-10 | 2.1028e-11 | 8.7378e-11 | 1.7769e-11 | -2.1028e-11 | -8.7378e-11 | -1.7769e-11 | 0 | 0 | 0 | 0 | 0 | 0 |  | 1.0975 | 1.0949 | 1.0926 | 1.0975 | 1.0949 | 1.0926 | -0.068043 | -120.2834 | 119.9422 | -0.068043 | -120.2834 | 119.9422
Line6_7_8 | 0 | 0 | 0 | 0 | 0 | 0 | 0 | 0 | 0 | 0 | 0 | 0 | -3.0054e-11 | -6.1085e-11 | -8.8405e-11 | 3.0054e-11 | 6.1085e-11 | 8.8405e-11 | 1.5771e-11 | 6.5534e-11 | 1.3327e-11 | -1.5771e-11 | -6.5534e-11 | -1.3327e-11 | 0 | 0 | 0 | 0 | 0 | 0 |  | 1.0975 | 1.0949 | 1.0926 | 1.0975 | 1.0949 | 1.0926 | -0.068043 | -120.2834 | 119.9422 | -0.068043 | -120.2834 | 119.9422
Line7_8_9 | 0 | 0 | 0 | 0 | 0 | 0 | 0 | 0 | 0 | 0 | 0 | 0 | -1.0018e-11 | -2.0362e-11 | -2.9468e-11 | 1.0018e-11 | 2.0362e-11 | 2.9468e-11 | 5.257e-12 | 2.1845e-11 | 4.4422e-12 | -5.257e-12 | -2.1845e-11 | -4.4422e-12 | 0 | 0 | 0 | 0 | 0 | 0 |  | 1.0975 | 1.0949 | 1.0926 | 1.0975 | 1.0949 | 1.0926 | -0.068043 | -120.2834 | 119.9422 | -0.068043 | -120.2834 | 119.9422
Line8_8_10 | 0 | 0 | 0 | 0 | 0 | 0 | 0 | 0 | 0 | 0 | 0 | 0 | -1.0018e-11 | -2.0362e-11 | -2.9468e-11 | 1.0018e-11 | 2.0362e-11 | 2.9468e-11 | 5.257e-12 | 2.1845e-11 | 4.4422e-12 | -5.257e-12 | -2.1845e-11 | -4.4422e-12 | 0 | 0 | 0 | 0 | 0 | 0 |  | 1.0975 | 1.0949 | 1.0926 | 1.0975 | 1.0949 | 1.0926 | -0.068043 | -120.2834 | 119.9422 | -0.068043 | -120.2834 | 119.9422
Line9_3_11 | 0 | 0 | 0 | 0 | 0 | 0 | 0 | 0 | 0 | 0 | 0 | 0 | -7.0127e-11 | -1.4253e-10 | -2.0628e-10 | 7.0127e-11 | 1.4253e-10 | 2.0628e-10 | 3.6799e-11 | 1.5291e-10 | 3.1096e-11 | -3.6799e-11 | -1.5291e-10 | -3.1096e-11 | 0 | 0 | 0 | 0 | 0 | 0 |  | 1.0975 | 1.0949 | 1.0926 | 1.0975 | 1.0949 | 1.0926 | -0.068043 | -120.2834 | 119.9422 | -0.068043 | -120.2834 | 119.9422

## LLG_max_fault_10
name | pf_ikss_a_from_ka | pf_ikss_b_from_ka | pf_ikss_c_from_ka | pf_ikss_a_to_ka | pf_ikss_b_to_ka | pf_ikss_c_to_ka | pf_skss_a_from_mw | pf_skss_b_from_mw | pf_skss_c_from_mw | pf_skss_a_to_mw | pf_skss_b_to_mw | pf_skss_c_to_mw | pf_p_a_from_mw | pf_p_b_from_mw | pf_p_c_from_mw | pf_p_a_to_mw | pf_p_b_to_mw | pf_p_c_to_mw | pf_q_a_from_mvar | pf_q_b_from_mvar | pf_q_c_from_mvar | pf_q_a_to_mvar | pf_q_b_to_mvar | pf_q_c_to_mvar | pf_ikss_a_from_degree | pf_ikss_b_from_degree | pf_ikss_c_from_degree | pf_ikss_a_to_degree | pf_ikss_b_to_degree | pf_ikss_c_to_degree | 3xI0 | pf_vm_a_from_pu | pf_vm_b_from_pu | pf_vm_c_from_pu | pf_vm_a_to_pu | pf_vm_b_to_pu | pf_vm_c_to_pu | pf_va_a_from_degree | pf_va_b_from_degree | pf_va_c_from_degree | pf_va_a_to_degree | pf_va_b_to_degree | pf_va_c_to_degree
Line0_1_2 | 0 | 0 | 0 | 0 | 0 | 0 | 0 | 0 | 0 | 0 | 0 | 0 | -5.8832e-11 | -1.1989e-10 | -1.7278e-10 | 5.8832e-11 | 1.1989e-10 | 1.7278e-10 | 3.0537e-11 | 1.2744e-10 | 2.5253e-11 | -3.0537e-11 | -1.2744e-10 | -2.5253e-11 | 0 | 0 | 0 | 0 | 0 | 0 |  | 1.0976 | 1.095 | 1.0928 | 1.0976 | 1.095 | 1.0928 | -0.065872 | -120.2756 | 119.9453 | -0.065872 | -120.2756 | 119.9453
Line10_11_12 | 0 | 0 | 0 | 0 | 0 | 0 | 0 | 0 | 0 | 0 | 0 | 0 | -5.8832e-11 | -1.1989e-10 | -1.7278e-10 | 5.8832e-11 | 1.1989e-10 | 1.7278e-10 | 3.0537e-11 | 1.2744e-10 | 2.5253e-11 | -3.0537e-11 | -1.2744e-10 | -2.5253e-11 | 0 | 0 | 0 | 0 | 0 | 0 |  | 1.0976 | 1.095 | 1.0928 | 1.0976 | 1.095 | 1.0928 | -0.065872 | -120.2756 | 119.9453 | -0.065872 | -120.2756 | 119.9453
Line11_12_13 | 0 | 0 | 0 | 0 | 0 | 0 | 0 | 0 | 0 | 0 | 0 | 0 | -4.9027e-11 | -9.9906e-11 | -1.4399e-10 | 4.9027e-11 | 9.9906e-11 | 1.4399e-10 | 2.5447e-11 | 1.062e-10 | 2.1044e-11 | -2.5447e-11 | -1.062e-10 | -2.1044e-11 | 0 | 0 | 0 | 0 | 0 | 0 |  | 1.0976 | 1.095 | 1.0928 | 1.0976 | 1.095 | 1.0928 | -0.065872 | -120.2756 | 119.9453 | -0.065872 | -120.2756 | 119.9453
Line12_13_15 | 0 | 0 | 0 | 0 | 0 | 0 | 0 | 0 | 0 | 0 | 0 | 0 | -2.9416e-11 | -5.9943e-11 | -8.6392e-11 | 2.9416e-11 | 5.9943e-11 | 8.6392e-11 | 1.5268e-11 | 6.3721e-11 | 1.2627e-11 | -1.5268e-11 | -6.3721e-11 | -1.2627e-11 | 0 | 0 | 0 | 0 | 0 | 0 |  | 1.0976 | 1.095 | 1.0928 | 1.0976 | 1.095 | 1.0928 | -0.065872 | -120.2756 | 119.9453 | -0.065872 | -120.2756 | 119.9453
Line13_13_14 | 0 | 0 | 0 | 0 | 0 | 0 | 0 | 0 | 0 | 0 | 0 | 0 | -9.8053e-12 | -1.9981e-11 | -2.8797e-11 | 9.8053e-12 | 1.9981e-11 | 2.8797e-11 | 5.0895e-12 | 2.124e-11 | 4.2088e-12 | -5.0895e-12 | -2.124e-11 | -4.2088e-12 | 0 | 0 | 0 | 0 | 0 | 0 |  | 1.0976 | 1.095 | 1.0928 | 1.0976 | 1.095 | 1.0928 | -0.065872 | -120.2756 | 119.9453 | -0.065872 | -120.2756 | 119.9453
Line14_15_16 | 0 | 0 | 0 | 0 | 0 | 0 | 0 | 0 | 0 | 0 | 0 | 0 | -1.9611e-11 | -3.9962e-11 | -5.7595e-11 | 1.9611e-11 | 3.9962e-11 | 5.7595e-11 | 1.0179e-11 | 4.2481e-11 | 8.4177e-12 | -1.0179e-11 | -4.2481e-11 | -8.4177e-12 | 0 | 0 | 0 | 0 | 0 | 0 |  | 1.0976 | 1.095 | 1.0928 | 1.0976 | 1.095 | 1.0928 | -0.065872 | -120.2756 | 119.9453 | -0.065872 | -120.2756 | 119.9453
Line15_16_17 | 0 | 0 | 0 | 0 | 0 | 0 | 0 | 0 | 0 | 0 | 0 | 0 | -9.8053e-12 | -1.9981e-11 | -2.8797e-11 | 9.8053e-12 | 1.9981e-11 | 2.8797e-11 | 5.0895e-12 | 2.124e-11 | 4.2088e-12 | -5.0895e-12 | -2.124e-11 | -4.2088e-12 | 0 | 0 | 0 | 0 | 0 | 0 |  | 1.0976 | 1.095 | 1.0928 | 1.0976 | 1.095 | 1.0928 | -0.065872 | -120.2756 | 119.9453 | -0.065872 | -120.2756 | 119.9453
Line16_4_18 | 0 | 0 | 0 | 0 | 0 | 0 | 0 | 0 | 0 | 0 | 0 | 0 | -4.911e-23 | -6.3613e-23 | -1.7454e-22 | 4.911e-23 | 6.3613e-23 | 1.7454e-22 | 6.4038e-23 | 2.005e-22 | 1.1971e-22 | -6.4038e-23 | -2.005e-22 | -1.1971e-22 | 0 | 0 | 0 | 0 | 0 | 0 |  | 1.1 | 1.1 | 1.1 | 1.1 | 1.1 | 1.1 | -8.27e-13 | -120 | 120 | -8.27e-13 | -120 | 120
Line17_5_19 | 0 | 0 | 0 | 0 | 0 | 0 | 0 | 0 | 0 | 0 | 0 | 0 | -9.8053e-12 | -1.9981e-11 | -2.8797e-11 | 9.8053e-12 | 1.9981e-11 | 2.8797e-11 | 5.0895e-12 | 2.124e-11 | 4.2088e-12 | -5.0895e-12 | -2.124e-11 | -4.2088e-12 | 0 | 0 | 0 | 0 | 0 | 0 |  | 1.0976 | 1.095 | 1.0928 | 1.0976 | 1.095 | 1.0928 | -0.065872 | -120.2756 | 119.9453 | -0.065872 | -120.2756 | 119.9453
Line1_1_3 | 0 | 0 | 0 | 0 | 0 | 0 | 0 | 0 | 0 | 0 | 0 | 0 | -7.8443e-11 | -1.5985e-10 | -2.3038e-10 | 7.8443e-11 | 1.5985e-10 | 2.3038e-10 | 4.0716e-11 | 1.6992e-10 | 3.3671e-11 | -4.0716e-11 | -1.6992e-10 | -3.3671e-11 | 0 | 0 | 0 | 0 | 0 | 0 |  | 1.0976 | 1.095 | 1.0928 | 1.0976 | 1.095 | 1.0928 | -0.065872 | -120.2756 | 119.9453 | -0.065872 | -120.2756 | 119.9453
Line2_1_4 | 0.028352 | 0.075013 | 0.075014 | 0.028352 | 0.075013 | 0.075014 | 0.0065475 | 0.017323 | 0.017324 | 0.0065475 | 0.017323 | 0.017324 | -0.0058136 | -0.018171 | -0.010826 | 0.0058216 | 0.018227 | 0.010882 | -0.0042244 | -0.0054464 | -0.01553 | 0.0042404 | 0.0055589 | 0.015643 | 143.9307 | 43.0392 | -115.1746 | -36.0693 | -136.9608 | 64.8254 |  | 1.0976 | 1.095 | 1.0928 | 1.1 | 1.1 | 1.1 | -0.065872 | -120.2756 | 119.9453 | -8.27e-13 | -120 | 120
Line3_1_5 | 0 | 0 | 0 | 0 | 0 | 0 | 0 | 0 | 0 | 0 | 0 | 0 | -1.9611e-11 | -3.9962e-11 | -5.7595e-11 | 1.9611e-11 | 3.9962e-11 | 5.7595e-11 | 1.0179e-11 | 4.2481e-11 | 8.4177e-12 | -1.0179e-11 | -4.2481e-11 | -8.4177e-12 | 0 | 0 | 0 | 0 | 0 | 0 |  | 1.0976 | 1.095 | 1.0928 | 1.0976 | 1.095 | 1.0928 | -0.065872 | -120.2756 | 119.9453 | -0.065872 | -120.2756 | 119.9453
Line4_2_6 | 0 | 0 | 0 | 0 | 0 | 0 | 0 | 0 | 0 | 0 | 0 | 0 | -4.9027e-11 | -9.9906e-11 | -1.4399e-10 | 4.9027e-11 | 9.9906e-11 | 1.4399e-10 | 2.5447e-11 | 1.062e-10 | 2.1044e-11 | -2.5447e-11 | -1.062e-10 | -2.1044e-11 | 0 | 0 | 0 | 0 | 0 | 0 |  | 1.0976 | 1.095 | 1.0928 | 1.0976 | 1.095 | 1.0928 | -0.065872 | -120.2756 | 119.9453 | -0.065872 | -120.2756 | 119.9453
Line5_6_7 | 0 | 0 | 0 | 0 | 0 | 0 | 0 | 0 | 0 | 0 | 0 | 0 | -3.9221e-11 | -7.9925e-11 | -1.1519e-10 | 3.9221e-11 | 7.9925e-11 | 1.1519e-10 | 2.0358e-11 | 8.4961e-11 | 1.6835e-11 | -2.0358e-11 | -8.4961e-11 | -1.6835e-11 | 0 | 0 | 0 | 0 | 0 | 0 |  | 1.0976 | 1.095 | 1.0928 | 1.0976 | 1.095 | 1.0928 | -0.065872 | -120.2756 | 119.9453 | -0.065872 | -120.2756 | 119.9453
Line6_7_8 | 0 | 0 | 0 | 0 | 0 | 0 | 0 | 0 | 0 | 0 | 0 | 0 | -2.9416e-11 | -5.9943e-11 | -8.6392e-11 | 2.9416e-11 | 5.9943e-11 | 8.6392e-11 | 1.5268e-11 | 6.3721e-11 | 1.2627e-11 | -1.5268e-11 | -6.3721e-11 | -1.2627e-11 | 0 | 0 | 0 | 0 | 0 | 0 |  | 1.0976 | 1.095 | 1.0928 | 1.0976 | 1.095 | 1.0928 | -0.065872 | -120.2756 | 119.9453 | -0.065872 | -120.2756 | 119.9453
Line7_8_9 | 0 | 0 | 0 | 0 | 0 | 0 | 0 | 0 | 0 | 0 | 0 | 0 | -9.8053e-12 | -1.9981e-11 | -2.8797e-11 | 9.8053e-12 | 1.9981e-11 | 2.8797e-11 | 5.0895e-12 | 2.124e-11 | 4.2088e-12 | -5.0895e-12 | -2.124e-11 | -4.2088e-12 | 0 | 0 | 0 | 0 | 0 | 0 |  | 1.0976 | 1.095 | 1.0928 | 1.0976 | 1.095 | 1.0928 | -0.065872 | -120.2756 | 119.9453 | -0.065872 | -120.2756 | 119.9453
Line8_8_10 | 0 | 0 | 0 | 0 | 0 | 0 | 0 | 0 | 0 | 0 | 0 | 0 | -9.8053e-12 | -1.9981e-11 | -2.8797e-11 | 9.8053e-12 | 1.9981e-11 | 2.8797e-11 | 5.0895e-12 | 2.124e-11 | 4.2088e-12 | -5.0895e-12 | -2.124e-11 | -4.2088e-12 | 0 | 0 | 0 | 0 | 0 | 0 |  | 1.0976 | 1.095 | 1.0928 | 1.0976 | 1.095 | 1.0928 | -0.065872 | -120.2756 | 119.9453 | -0.065872 | -120.2756 | 119.9453
Line9_3_11 | 0 | 0 | 0 | 0 | 0 | 0 | 0 | 0 | 0 | 0 | 0 | 0 | -6.8637e-11 | -1.3987e-10 | -2.0158e-10 | 6.8637e-11 | 1.3987e-10 | 2.0158e-10 | 3.5626e-11 | 1.4868e-10 | 2.9462e-11 | -3.5626e-11 | -1.4868e-10 | -2.9462e-11 | 0 | 0 | 0 | 0 | 0 | 0 |  | 1.0976 | 1.095 | 1.0928 | 1.0976 | 1.095 | 1.0928 | -0.065872 | -120.2756 | 119.9453 | -0.065872 | -120.2756 | 119.9453

## LLG_min_6
name | pf_ikss_a_from_ka | pf_ikss_b_from_ka | pf_ikss_c_from_ka | pf_ikss_a_to_ka | pf_ikss_b_to_ka | pf_ikss_c_to_ka | pf_skss_a_from_mw | pf_skss_b_from_mw | pf_skss_c_from_mw | pf_skss_a_to_mw | pf_skss_b_to_mw | pf_skss_c_to_mw | pf_p_a_from_mw | pf_p_b_from_mw | pf_p_c_from_mw | pf_p_a_to_mw | pf_p_b_to_mw | pf_p_c_to_mw | pf_q_a_from_mvar | pf_q_b_from_mvar | pf_q_c_from_mvar | pf_q_a_to_mvar | pf_q_b_to_mvar | pf_q_c_to_mvar | pf_ikss_a_from_degree | pf_ikss_b_from_degree | pf_ikss_c_from_degree | pf_ikss_a_to_degree | pf_ikss_b_to_degree | pf_ikss_c_to_degree | 3xI0 | pf_vm_a_from_pu | pf_vm_b_from_pu | pf_vm_c_from_pu | pf_vm_a_to_pu | pf_vm_b_to_pu | pf_vm_c_to_pu | pf_va_a_from_degree | pf_va_b_from_degree | pf_va_c_from_degree | pf_va_a_to_degree | pf_va_b_to_degree | pf_va_c_to_degree
Line0_1_2 | 0 | 0 | 0 | 0 | 0 | 0 | 0 | 0 | 0 | 0 | 0 | 0 | -3.1663e-09 | -5.498e-09 | -3.2556e-09 | 3.1663e-09 | 5.498e-09 | 3.2556e-09 | -1.2931e-09 | 2.0579e-10 | -6.6694e-09 | 1.2931e-09 | -2.0579e-10 | 6.6694e-09 | 0 | 0 | 0 | 0 | 0 | 0 |  | 0.82245 | 0.49892 | 0.67276 | 0.82245 | 0.49892 | 0.67276 | 4.0981 | -121.0743 | 146.7828 | 4.0981 | -121.0743 | 146.7828
Line10_11_12 | 0 | 0 | 0 | 0 | 0 | 0 | 0 | 0 | 0 | 0 | 0 | 0 | -3.1663e-09 | -5.498e-09 | -3.2556e-09 | 3.1663e-09 | 5.498e-09 | 3.2556e-09 | -1.2931e-09 | 2.0579e-10 | -6.6694e-09 | 1.2931e-09 | -2.0579e-10 | 6.6694e-09 | 0 | 0 | 0 | 0 | 0 | 0 |  | 0.82245 | 0.49892 | 0.67276 | 0.82245 | 0.49892 | 0.67276 | 4.0981 | -121.0743 | 146.7828 | 4.0981 | -121.0743 | 146.7828
Line11_12_13 | 0 | 0 | 0 | 0 | 0 | 0 | 0 | 0 | 0 | 0 | 0 | 0 | -2.6386e-09 | -4.5817e-09 | -2.713e-09 | 2.6386e-09 | 4.5817e-09 | 2.713e-09 | -1.0776e-09 | 1.7149e-10 | -5.5578e-09 | 1.0776e-09 | -1.7149e-10 | 5.5578e-09 | 0 | 0 | 0 | 0 | 0 | 0 |  | 0.82245 | 0.49892 | 0.67276 | 0.82245 | 0.49892 | 0.67276 | 4.0981 | -121.0743 | 146.7828 | 4.0981 | -121.0743 | 146.7828
Line12_13_15 | 0 | 0 | 0 | 0 | 0 | 0 | 0 | 0 | 0 | 0 | 0 | 0 | -1.5831e-09 | -2.749e-09 | -1.6278e-09 | 1.5831e-09 | 2.749e-09 | 1.6278e-09 | -6.4653e-10 | 1.0289e-10 | -3.3347e-09 | 6.4653e-10 | -1.0289e-10 | 3.3347e-09 | 0 | 0 | 0 | 0 | 0 | 0 |  | 0.82245 | 0.49892 | 0.67276 | 0.82245 | 0.49892 | 0.67276 | 4.0981 | -121.0743 | 146.7828 | 4.0981 | -121.0743 | 146.7828
Line13_13_14 | 0 | 0 | 0 | 0 | 0 | 0 | 0 | 0 | 0 | 0 | 0 | 0 | -5.2771e-10 | -9.1634e-10 | -5.4259e-10 | 5.2771e-10 | 9.1634e-10 | 5.4259e-10 | -2.1551e-10 | 3.4298e-11 | -1.1116e-09 | 2.1551e-10 | -3.4298e-11 | 1.1116e-09 | 0 | 0 | 0 | 0 | 0 | 0 |  | 0.82245 | 0.49892 | 0.67276 | 0.82245 | 0.49892 | 0.67276 | 4.0981 | -121.0743 | 146.7828 | 4.0981 | -121.0743 | 146.7828
Line14_15_16 | 0 | 0 | 0 | 0 | 0 | 0 | 0 | 0 | 0 | 0 | 0 | 0 | -1.0554e-09 | -1.8327e-09 | -1.0852e-09 | 1.0554e-09 | 1.8327e-09 | 1.0852e-09 | -4.3102e-10 | 6.8596e-11 | -2.2231e-09 | 4.3102e-10 | -6.8596e-11 | 2.2231e-09 | 0 | 0 | 0 | 0 | 0 | 0 |  | 0.82245 | 0.49892 | 0.67276 | 0.82245 | 0.49892 | 0.67276 | 4.0981 | -121.0743 | 146.7828 | 4.0981 | -121.0743 | 146.7828
Line15_16_17 | 0 | 0 | 0 | 0 | 0 | 0 | 0 | 0 | 0 | 0 | 0 | 0 | -5.2771e-10 | -9.1634e-10 | -5.4259e-10 | 5.2771e-10 | 9.1634e-10 | 5.4259e-10 | -2.1551e-10 | 3.4298e-11 | -1.1116e-09 | 2.1551e-10 | -3.4298e-11 | 1.1116e-09 | 0 | 0 | 0 | 0 | 0 | 0 |  | 0.82245 | 0.49892 | 0.67276 | 0.82245 | 0.49892 | 0.67276 | 4.0981 | -121.0743 | 146.7828 | 4.0981 | -121.0743 | 146.7828
Line16_4_18 | 0 | 0 | 0 | 0 | 0 | 0 | 0 | 0 | 0 | 0 | 0 | 0 | -3.7937e-21 | -7.7033e-21 | -1.073e-20 | 3.7937e-21 | 7.7033e-21 | 1.073e-20 | 1.7355e-21 | 7.4871e-21 | 1.2255e-21 | -1.7355e-21 | -7.4871e-21 | -1.2255e-21 | 0 | 0 | 0 | 0 | 0 | 0 |  | 1 | 1 | 1 | 1 | 1 | 1 | -2.7119e-11 | -120 | 120 | -2.7119e-11 | -120 | 120
Line17_5_19 | 0 | 0 | 0 | 0 | 0 | 0 | 0 | 0 | 0 | 0 | 0 | 0 | -5.2771e-10 | -9.1634e-10 | -5.4259e-10 | 5.2771e-10 | 9.1634e-10 | 5.4259e-10 | -2.1551e-10 | 3.4298e-11 | -1.1116e-09 | 2.1551e-10 | -3.4298e-11 | 1.1116e-09 | 0 | 0 | 0 | 0 | 0 | 0 |  | 0.82245 | 0.49892 | 0.67276 | 0.82245 | 0.49892 | 0.67276 | 4.0981 | -121.0743 | 146.7828 | 4.0981 | -121.0743 | 146.7828
Line1_1_3 | 0 | 0 | 0 | 0 | 0 | 0 | 0 | 0 | 0 | 0 | 0 | 0 | -4.2217e-09 | -7.3307e-09 | -4.3408e-09 | 4.2217e-09 | 7.3307e-09 | 4.3408e-09 | -1.7241e-09 | 2.7439e-10 | -8.8925e-09 | 1.7241e-09 | -2.7439e-10 | 8.8925e-09 | 0 | 0 | 0 | 0 | 0 | 0 |  | 0.82245 | 0.49892 | 0.67276 | 0.82245 | 0.49892 | 0.67276 | 4.0981 | -121.0743 | 146.7828 | 4.0981 | -121.0743 | 146.7828
Line2_1_4 | 1.5745 | 4.1754 | 4.1768 | 1.5745 | 4.1754 | 4.1768 | 0.36362 | 0.96427 | 0.9646 | 0.36362 | 0.96427 | 0.9646 | -0.11017 | -0.34592 | 0.22355 | 0.15777 | 0.68065 | 0.11141 | -0.27803 | -0.33435 | -0.60922 | 0.32761 | 0.68303 | 0.95814 | 115.7146 | 14.9001 | -143.3676 | -64.2854 | -165.0999 | 36.6324 |  | 0.82245 | 0.49892 | 0.67276 | 1 | 1 | 1 | 4.0981 | -121.0743 | 146.7828 | -2.7119e-11 | -120 | 120
Line3_1_5 | 0 | 0 | 0 | 0 | 0 | 0 | 0 | 0 | 0 | 0 | 0 | 0 | -1.0554e-09 | -1.8327e-09 | -1.0852e-09 | 1.0554e-09 | 1.8327e-09 | 1.0852e-09 | -4.3102e-10 | 6.8596e-11 | -2.2231e-09 | 4.3102e-10 | -6.8596e-11 | 2.2231e-09 | 0 | 0 | 0 | 0 | 0 | 0 |  | 0.82245 | 0.49892 | 0.67276 | 0.82245 | 0.49892 | 0.67276 | 4.0981 | -121.0743 | 146.7828 | 4.0981 | -121.0743 | 146.7828
Line4_2_6 | 0 | 0 | 0 | 0 | 0 | 0 | 0 | 0 | 0 | 0 | 0 | 0 | -2.6386e-09 | -4.5817e-09 | -2.713e-09 | 2.6386e-09 | 4.5817e-09 | 2.713e-09 | -1.0776e-09 | 1.7149e-10 | -5.5578e-09 | 1.0776e-09 | -1.7149e-10 | 5.5578e-09 | 0 | 0 | 0 | 0 | 0 | 0 |  | 0.82245 | 0.49892 | 0.67276 | 0.82245 | 0.49892 | 0.67276 | 4.0981 | -121.0743 | 146.7828 | 4.0981 | -121.0743 | 146.7828
Line5_6_7 | 0 | 0 | 0 | 0 | 0 | 0 | 0 | 0 | 0 | 0 | 0 | 0 | -2.1109e-09 | -3.6654e-09 | -2.1704e-09 | 2.1109e-09 | 3.6654e-09 | 2.1704e-09 | -8.6204e-10 | 1.3719e-10 | -4.4462e-09 | 8.6204e-10 | -1.3719e-10 | 4.4462e-09 | 0 | 0 | 0 | 0 | 0 | 0 |  | 0.82245 | 0.49892 | 0.67276 | 0.82245 | 0.49892 | 0.67276 | 4.0981 | -121.0743 | 146.7828 | 4.0981 | -121.0743 | 146.7828
Line6_7_8 | 0 | 0 | 0 | 0 | 0 | 0 | 0 | 0 | 0 | 0 | 0 | 0 | -1.5831e-09 | -2.749e-09 | -1.6278e-09 | 1.5831e-09 | 2.749e-09 | 1.6278e-09 | -6.4653e-10 | 1.0289e-10 | -3.3347e-09 | 6.4653e-10 | -1.0289e-10 | 3.3347e-09 | 0 | 0 | 0 | 0 | 0 | 0 |  | 0.82245 | 0.49892 | 0.67276 | 0.82245 | 0.49892 | 0.67276 | 4.0981 | -121.0743 | 146.7828 | 4.0981 | -121.0743 | 146.7828
Line7_8_9 | 0 | 0 | 0 | 0 | 0 | 0 | 0 | 0 | 0 | 0 | 0 | 0 | -5.2771e-10 | -9.1634e-10 | -5.4259e-10 | 5.2771e-10 | 9.1634e-10 | 5.4259e-10 | -2.1551e-10 | 3.4298e-11 | -1.1116e-09 | 2.1551e-10 | -3.4298e-11 | 1.1116e-09 | 0 | 0 | 0 | 0 | 0 | 0 |  | 0.82245 | 0.49892 | 0.67276 | 0.82245 | 0.49892 | 0.67276 | 4.0981 | -121.0743 | 146.7828 | 4.0981 | -121.0743 | 146.7828
Line8_8_10 | 0 | 0 | 0 | 0 | 0 | 0 | 0 | 0 | 0 | 0 | 0 | 0 | -5.2771e-10 | -9.1634e-10 | -5.4259e-10 | 5.2771e-10 | 9.1634e-10 | 5.4259e-10 | -2.1551e-10 | 3.4298e-11 | -1.1116e-09 | 2.1551e-10 | -3.4298e-11 | 1.1116e-09 | 0 | 0 | 0 | 0 | 0 | 0 |  | 0.82245 | 0.49892 | 0.67276 | 0.82245 | 0.49892 | 0.67276 | 4.0981 | -121.0743 | 146.7828 | 4.0981 | -121.0743 | 146.7828
Line9_3_11 | 0 | 0 | 0 | 0 | 0 | 0 | 0 | 0 | 0 | 0 | 0 | 0 | -3.694e-09 | -6.4144e-09 | -3.7982e-09 | 3.694e-09 | 6.4144e-09 | 3.7982e-09 | -1.5086e-09 | 2.4009e-10 | -7.7809e-09 | 1.5086e-09 | -2.4009e-10 | 7.7809e-09 | 0 | 0 | 0 | 0 | 0 | 0 |  | 0.82245 | 0.49892 | 0.67276 | 0.82245 | 0.49892 | 0.67276 | 4.0981 | -121.0743 | 146.7828 | 4.0981 | -121.0743 | 146.7828

## LLG_min_10
name | pf_ikss_a_from_ka | pf_ikss_b_from_ka | pf_ikss_c_from_ka | pf_ikss_a_to_ka | pf_ikss_b_to_ka | pf_ikss_c_to_ka | pf_skss_a_from_mw | pf_skss_b_from_mw | pf_skss_c_from_mw | pf_skss_a_to_mw | pf_skss_b_to_mw | pf_skss_c_to_mw | pf_p_a_from_mw | pf_p_b_from_mw | pf_p_c_from_mw | pf_p_a_to_mw | pf_p_b_to_mw | pf_p_c_to_mw | pf_q_a_from_mvar | pf_q_b_from_mvar | pf_q_c_from_mvar | pf_q_a_to_mvar | pf_q_b_to_mvar | pf_q_c_to_mvar | pf_ikss_a_from_degree | pf_ikss_b_from_degree | pf_ikss_c_from_degree | pf_ikss_a_to_degree | pf_ikss_b_to_degree | pf_ikss_c_to_degree | 3xI0 | pf_vm_a_from_pu | pf_vm_b_from_pu | pf_vm_c_from_pu | pf_vm_a_to_pu | pf_vm_b_to_pu | pf_vm_c_to_pu | pf_va_a_from_degree | pf_va_b_from_degree | pf_va_c_from_degree | pf_va_a_to_degree | pf_va_b_to_degree | pf_va_c_to_degree
Line0_1_2 | 0 | 0 | 0 | 0 | 0 | 0 | 0 | 0 | 0 | 0 | 0 | 0 | -3.1663e-09 | -5.498e-09 | -3.2556e-09 | 3.1663e-09 | 5.498e-09 | 3.2556e-09 | -1.2931e-09 | 2.0579e-10 | -6.6694e-09 | 1.2931e-09 | -2.0579e-10 | 6.6694e-09 | 0 | 0 | 0 | 0 | 0 | 0 |  | 0.82245 | 0.49892 | 0.67276 | 0.82245 | 0.49892 | 0.67276 | 4.0981 | -121.0743 | 146.7828 | 4.0981 | -121.0743 | 146.7828
Line10_11_12 | 0 | 0 | 0 | 0 | 0 | 0 | 0 | 0 | 0 | 0 | 0 | 0 | -3.1663e-09 | -5.498e-09 | -3.2556e-09 | 3.1663e-09 | 5.498e-09 | 3.2556e-09 | -1.2931e-09 | 2.0579e-10 | -6.6694e-09 | 1.2931e-09 | -2.0579e-10 | 6.6694e-09 | 0 | 0 | 0 | 0 | 0 | 0 |  | 0.82245 | 0.49892 | 0.67276 | 0.82245 | 0.49892 | 0.67276 | 4.0981 | -121.0743 | 146.7828 | 4.0981 | -121.0743 | 146.7828
Line11_12_13 | 0 | 0 | 0 | 0 | 0 | 0 | 0 | 0 | 0 | 0 | 0 | 0 | -2.6386e-09 | -4.5817e-09 | -2.713e-09 | 2.6386e-09 | 4.5817e-09 | 2.713e-09 | -1.0776e-09 | 1.7149e-10 | -5.5578e-09 | 1.0776e-09 | -1.7149e-10 | 5.5578e-09 | 0 | 0 | 0 | 0 | 0 | 0 |  | 0.82245 | 0.49892 | 0.67276 | 0.82245 | 0.49892 | 0.67276 | 4.0981 | -121.0743 | 146.7828 | 4.0981 | -121.0743 | 146.7828
Line12_13_15 | 0 | 0 | 0 | 0 | 0 | 0 | 0 | 0 | 0 | 0 | 0 | 0 | -1.5831e-09 | -2.749e-09 | -1.6278e-09 | 1.5831e-09 | 2.749e-09 | 1.6278e-09 | -6.4653e-10 | 1.0289e-10 | -3.3347e-09 | 6.4653e-10 | -1.0289e-10 | 3.3347e-09 | 0 | 0 | 0 | 0 | 0 | 0 |  | 0.82245 | 0.49892 | 0.67276 | 0.82245 | 0.49892 | 0.67276 | 4.0981 | -121.0743 | 146.7828 | 4.0981 | -121.0743 | 146.7828
Line13_13_14 | 0 | 0 | 0 | 0 | 0 | 0 | 0 | 0 | 0 | 0 | 0 | 0 | -5.2771e-10 | -9.1634e-10 | -5.4259e-10 | 5.2771e-10 | 9.1634e-10 | 5.4259e-10 | -2.1551e-10 | 3.4298e-11 | -1.1116e-09 | 2.1551e-10 | -3.4298e-11 | 1.1116e-09 | 0 | 0 | 0 | 0 | 0 | 0 |  | 0.82245 | 0.49892 | 0.67276 | 0.82245 | 0.49892 | 0.67276 | 4.0981 | -121.0743 | 146.7828 | 4.0981 | -121.0743 | 146.7828
Line14_15_16 | 0 | 0 | 0 | 0 | 0 | 0 | 0 | 0 | 0 | 0 | 0 | 0 | -1.0554e-09 | -1.8327e-09 | -1.0852e-09 | 1.0554e-09 | 1.8327e-09 | 1.0852e-09 | -4.3102e-10 | 6.8596e-11 | -2.2231e-09 | 4.3102e-10 | -6.8596e-11 | 2.2231e-09 | 0 | 0 | 0 | 0 | 0 | 0 |  | 0.82245 | 0.49892 | 0.67276 | 0.82245 | 0.49892 | 0.67276 | 4.0981 | -121.0743 | 146.7828 | 4.0981 | -121.0743 | 146.7828
Line15_16_17 | 0 | 0 | 0 | 0 | 0 | 0 | 0 | 0 | 0 | 0 | 0 | 0 | -5.2771e-10 | -9.1634e-10 | -5.4259e-10 | 5.2771e-10 | 9.1634e-10 | 5.4259e-10 | -2.1551e-10 | 3.4298e-11 | -1.1116e-09 | 2.1551e-10 | -3.4298e-11 | 1.1116e-09 | 0 | 0 | 0 | 0 | 0 | 0 |  | 0.82245 | 0.49892 | 0.67276 | 0.82245 | 0.49892 | 0.67276 | 4.0981 | -121.0743 | 146.7828 | 4.0981 | -121.0743 | 146.7828
Line16_4_18 | 0 | 0 | 0 | 0 | 0 | 0 | 0 | 0 | 0 | 0 | 0 | 0 | -3.7937e-21 | -7.7033e-21 | -1.073e-20 | 3.7937e-21 | 7.7033e-21 | 1.073e-20 | 1.7355e-21 | 7.4871e-21 | 1.2255e-21 | -1.7355e-21 | -7.4871e-21 | -1.2255e-21 | 0 | 0 | 0 | 0 | 0 | 0 |  | 1 | 1 | 1 | 1 | 1 | 1 | -2.7119e-11 | -120 | 120 | -2.7119e-11 | -120 | 120
Line17_5_19 | 0 | 0 | 0 | 0 | 0 | 0 | 0 | 0 | 0 | 0 | 0 | 0 | -5.2771e-10 | -9.1634e-10 | -5.4259e-10 | 5.2771e-10 | 9.1634e-10 | 5.4259e-10 | -2.1551e-10 | 3.4298e-11 | -1.1116e-09 | 2.1551e-10 | -3.4298e-11 | 1.1116e-09 | 0 | 0 | 0 | 0 | 0 | 0 |  | 0.82245 | 0.49892 | 0.67276 | 0.82245 | 0.49892 | 0.67276 | 4.0981 | -121.0743 | 146.7828 | 4.0981 | -121.0743 | 146.7828
Line1_1_3 | 0 | 0 | 0 | 0 | 0 | 0 | 0 | 0 | 0 | 0 | 0 | 0 | -4.2217e-09 | -7.3307e-09 | -4.3408e-09 | 4.2217e-09 | 7.3307e-09 | 4.3408e-09 | -1.7241e-09 | 2.7439e-10 | -8.8925e-09 | 1.7241e-09 | -2.7439e-10 | 8.8925e-09 | 0 | 0 | 0 | 0 | 0 | 0 |  | 0.82245 | 0.49892 | 0.67276 | 0.82245 | 0.49892 | 0.67276 | 4.0981 | -121.0743 | 146.7828 | 4.0981 | -121.0743 | 146.7828
Line2_1_4 | 1.5745 | 4.1754 | 4.1768 | 1.5745 | 4.1754 | 4.1768 | 0.36362 | 0.96427 | 0.9646 | 0.36362 | 0.96427 | 0.9646 | -0.11017 | -0.34592 | 0.22355 | 0.15777 | 0.68065 | 0.11141 | -0.27803 | -0.33435 | -0.60922 | 0.32761 | 0.68303 | 0.95814 | 115.7146 | 14.9001 | -143.3676 | -64.2854 | -165.0999 | 36.6324 |  | 0.82245 | 0.49892 | 0.67276 | 1 | 1 | 1 | 4.0981 | -121.0743 | 146.7828 | -2.7119e-11 | -120 | 120
Line3_1_5 | 0 | 0 | 0 | 0 | 0 | 0 | 0 | 0 | 0 | 0 | 0 | 0 | -1.0554e-09 | -1.8327e-09 | -1.0852e-09 | 1.0554e-09 | 1.8327e-09 | 1.0852e-09 | -4.3102e-10 | 6.8596e-11 | -2.2231e-09 | 4.3102e-10 | -6.8596e-11 | 2.2231e-09 | 0 | 0 | 0 | 0 | 0 | 0 |  | 0.82245 | 0.49892 | 0.67276 | 0.82245 | 0.49892 | 0.67276 | 4.0981 | -121.0743 | 146.7828 | 4.0981 | -121.0743 | 146.7828
Line4_2_6 | 0 | 0 | 0 | 0 | 0 | 0 | 0 | 0 | 0 | 0 | 0 | 0 | -2.6386e-09 | -4.5817e-09 | -2.713e-09 | 2.6386e-09 | 4.5817e-09 | 2.713e-09 | -1.0776e-09 | 1.7149e-10 | -5.5578e-09 | 1.0776e-09 | -1.7149e-10 | 5.5578e-09 | 0 | 0 | 0 | 0 | 0 | 0 |  | 0.82245 | 0.49892 | 0.67276 | 0.82245 | 0.49892 | 0.67276 | 4.0981 | -121.0743 | 146.7828 | 4.0981 | -121.0743 | 146.7828
Line5_6_7 | 0 | 0 | 0 | 0 | 0 | 0 | 0 | 0 | 0 | 0 | 0 | 0 | -2.1109e-09 | -3.6654e-09 | -2.1704e-09 | 2.1109e-09 | 3.6654e-09 | 2.1704e-09 | -8.6204e-10 | 1.3719e-10 | -4.4462e-09 | 8.6204e-10 | -1.3719e-10 | 4.4462e-09 | 0 | 0 | 0 | 0 | 0 | 0 |  | 0.82245 | 0.49892 | 0.67276 | 0.82245 | 0.49892 | 0.67276 | 4.0981 | -121.0743 | 146.7828 | 4.0981 | -121.0743 | 146.7828
Line6_7_8 | 0 | 0 | 0 | 0 | 0 | 0 | 0 | 0 | 0 | 0 | 0 | 0 | -1.5831e-09 | -2.749e-09 | -1.6278e-09 | 1.5831e-09 | 2.749e-09 | 1.6278e-09 | -6.4653e-10 | 1.0289e-10 | -3.3347e-09 | 6.4653e-10 | -1.0289e-10 | 3.3347e-09 | 0 | 0 | 0 | 0 | 0 | 0 |  | 0.82245 | 0.49892 | 0.67276 | 0.82245 | 0.49892 | 0.67276 | 4.0981 | -121.0743 | 146.7828 | 4.0981 | -121.0743 | 146.7828
Line7_8_9 | 0 | 0 | 0 | 0 | 0 | 0 | 0 | 0 | 0 | 0 | 0 | 0 | -5.2771e-10 | -9.1634e-10 | -5.4259e-10 | 5.2771e-10 | 9.1634e-10 | 5.4259e-10 | -2.1551e-10 | 3.4298e-11 | -1.1116e-09 | 2.1551e-10 | -3.4298e-11 | 1.1116e-09 | 0 | 0 | 0 | 0 | 0 | 0 |  | 0.82245 | 0.49892 | 0.67276 | 0.82245 | 0.49892 | 0.67276 | 4.0981 | -121.0743 | 146.7828 | 4.0981 | -121.0743 | 146.7828
Line8_8_10 | 0 | 0 | 0 | 0 | 0 | 0 | 0 | 0 | 0 | 0 | 0 | 0 | -5.2771e-10 | -9.1634e-10 | -5.4259e-10 | 5.2771e-10 | 9.1634e-10 | 5.4259e-10 | -2.1551e-10 | 3.4298e-11 | -1.1116e-09 | 2.1551e-10 | -3.4298e-11 | 1.1116e-09 | 0 | 0 | 0 | 0 | 0 | 0 |  | 0.82245 | 0.49892 | 0.67276 | 0.82245 | 0.49892 | 0.67276 | 4.0981 | -121.0743 | 146.7828 | 4.0981 | -121.0743 | 146.7828
Line9_3_11 | 0 | 0 | 0 | 0 | 0 | 0 | 0 | 0 | 0 | 0 | 0 | 0 | -3.694e-09 | -6.4144e-09 | -3.7982e-09 | 3.694e-09 | 6.4144e-09 | 3.7982e-09 | -1.5086e-09 | 2.4009e-10 | -7.7809e-09 | 1.5086e-09 | -2.4009e-10 | 7.7809e-09 | 0 | 0 | 0 | 0 | 0 | 0 |  | 0.82245 | 0.49892 | 0.67276 | 0.82245 | 0.49892 | 0.67276 | 4.0981 | -121.0743 | 146.7828 | 4.0981 | -121.0743 | 146.7828

## LLG_min_fault_6
name | pf_ikss_a_from_ka | pf_ikss_b_from_ka | pf_ikss_c_from_ka | pf_ikss_a_to_ka | pf_ikss_b_to_ka | pf_ikss_c_to_ka | pf_skss_a_from_mw | pf_skss_b_from_mw | pf_skss_c_from_mw | pf_skss_a_to_mw | pf_skss_b_to_mw | pf_skss_c_to_mw | pf_p_a_from_mw | pf_p_b_from_mw | pf_p_c_from_mw | pf_p_a_to_mw | pf_p_b_to_mw | pf_p_c_to_mw | pf_q_a_from_mvar | pf_q_b_from_mvar | pf_q_c_from_mvar | pf_q_a_to_mvar | pf_q_b_to_mvar | pf_q_c_to_mvar | pf_ikss_a_from_degree | pf_ikss_b_from_degree | pf_ikss_c_from_degree | pf_ikss_a_to_degree | pf_ikss_b_to_degree | pf_ikss_c_to_degree | 3xI0 | pf_vm_a_from_pu | pf_vm_b_from_pu | pf_vm_c_from_pu | pf_vm_a_to_pu | pf_vm_b_to_pu | pf_vm_c_to_pu | pf_va_a_from_degree | pf_va_b_from_degree | pf_va_c_from_degree | pf_va_a_to_degree | pf_va_b_to_degree | pf_va_c_to_degree
Line0_1_2 | 0 | 0 | 0 | 0 | 0 | 0 | 0 | 0 | 0 | 0 | 0 | 0 | -6.7592e-11 | -1.4592e-10 | -1.8989e-10 | 6.7592e-11 | 1.4592e-10 | 1.8989e-10 | 2.5381e-11 | 1.222e-10 | 4.7161e-12 | -2.5381e-11 | -1.222e-10 | -4.7161e-12 | 0 | 0 | 0 | 0 | 0 | 0 |  | 0.99692 | 0.99331 | 0.99129 | 0.99692 | 0.99331 | 0.99129 | -0.066305 | -120.3204 | 119.9876 | -0.066305 | -120.3204 | 119.9876
Line10_11_12 | 0 | 0 | 0 | 0 | 0 | 0 | 0 | 0 | 0 | 0 | 0 | 0 | -6.7592e-11 | -1.4592e-10 | -1.8989e-10 | 6.7592e-11 | 1.4592e-10 | 1.8989e-10 | 2.5381e-11 | 1.222e-10 | 4.7161e-12 | -2.5381e-11 | -1.222e-10 | -4.7161e-12 | 0 | 0 | 0 | 0 | 0 | 0 |  | 0.99692 | 0.99331 | 0.99129 | 0.99692 | 0.99331 | 0.99129 | -0.066305 | -120.3204 | 119.9876 | -0.066305 | -120.3204 | 119.9876
Line11_12_13 | 0 | 0 | 0 | 0 | 0 | 0 | 0 | 0 | 0 | 0 | 0 | 0 | -5.6327e-11 | -1.216e-10 | -1.5824e-10 | 5.6327e-11 | 1.216e-10 | 1.5824e-10 | 2.1151e-11 | 1.0184e-10 | 3.9301e-12 | -2.1151e-11 | -1.0184e-10 | -3.9301e-12 | 0 | 0 | 0 | 0 | 0 | 0 |  | 0.99692 | 0.99331 | 0.99129 | 0.99692 | 0.99331 | 0.99129 | -0.066305 | -120.3204 | 119.9876 | -0.066305 | -120.3204 | 119.9876
Line12_13_15 | 0 | 0 | 0 | 0 | 0 | 0 | 0 | 0 | 0 | 0 | 0 | 0 | -3.3796e-11 | -7.2962e-11 | -9.4947e-11 | 3.3796e-11 | 7.2962e-11 | 9.4947e-11 | 1.269e-11 | 6.1102e-11 | 2.3581e-12 | -1.269e-11 | -6.1102e-11 | -2.3581e-12 | 0 | 0 | 0 | 0 | 0 | 0 |  | 0.99692 | 0.99331 | 0.99129 | 0.99692 | 0.99331 | 0.99129 | -0.066305 | -120.3204 | 119.9876 | -0.066305 | -120.3204 | 119.9876
Line13_13_14 | 0 | 0 | 0 | 0 | 0 | 0 | 0 | 0 | 0 | 0 | 0 | 0 | -1.1265e-11 | -2.4321e-11 | -3.1649e-11 | 1.1265e-11 | 2.4321e-11 | 3.1649e-11 | 4.2302e-12 | 2.0367e-11 | 7.8602e-13 | -4.2302e-12 | -2.0367e-11 | -7.8602e-13 | 0 | 0 | 0 | 0 | 0 | 0 |  | 0.99692 | 0.99331 | 0.99129 | 0.99692 | 0.99331 | 0.99129 | -0.066305 | -120.3204 | 119.9876 | -0.066305 | -120.3204 | 119.9876
Line14_15_16 | 0 | 0 | 0 | 0 | 0 | 0 | 0 | 0 | 0 | 0 | 0 | 0 | -2.2531e-11 | -4.8641e-11 | -6.3298e-11 | 2.2531e-11 | 4.8641e-11 | 6.3298e-11 | 8.4603e-12 | 4.0735e-11 | 1.572e-12 | -8.4603e-12 | -4.0735e-11 | -1.572e-12 | 0 | 0 | 0 | 0 | 0 | 0 |  | 0.99692 | 0.99331 | 0.99129 | 0.99692 | 0.99331 | 0.99129 | -0.066305 | -120.3204 | 119.9876 | -0.066305 | -120.3204 | 119.9876
Line15_16_17 | 0 | 0 | 0 | 0 | 0 | 0 | 0 | 0 | 0 | 0 | 0 | 0 | -1.1265e-11 | -2.4321e-11 | -3.1649e-11 | 1.1265e-11 | 2.4321e-11 | 3.1649e-11 | 4.2302e-12 | 2.0367e-11 | 7.8601e-13 | -4.2302e-12 | -2.0367e-11 | -7.8601e-13 | 0 | 0 | 0 | 0 | 0 | 0 |  | 0.99692 | 0.99331 | 0.99129 | 0.99692 | 0.99331 | 0.99129 | -0.066305 | -120.3204 | 119.9876 | -0.066305 | -120.3204 | 119.9876
Line16_4_18 | 0 | 0 | 0 | 0 | 0 | 0 | 0 | 0 | 0 | 0 | 0 | 0 | -3.1753e-23 | -2.2602e-23 | -1.3137e-22 | 3.1753e-23 | 2.2602e-23 | 1.3137e-22 | 6.2794e-23 | 1.8311e-22 | 1.3087e-22 | -6.2794e-23 | -1.8311e-22 | -1.3087e-22 | 0 | 0 | 0 | 0 | 0 | 0 |  | 1 | 1 | 1 | 1 | 1 | 1 | -9.8122e-13 | -120 | 120 | -9.8122e-13 | -120 | 120
Line17_5_19 | 0 | 0 | 0 | 0 | 0 | 0 | 0 | 0 | 0 | 0 | 0 | 0 | -1.1265e-11 | -2.4321e-11 | -3.1649e-11 | 1.1265e-11 | 2.4321e-11 | 3.1649e-11 | 4.2302e-12 | 2.0367e-11 | 7.8601e-13 | -4.2302e-12 | -2.0367e-11 | -7.8602e-13 | 0 | 0 | 0 | 0 | 0 | 0 |  | 0.99692 | 0.99331 | 0.99129 | 0.99692 | 0.99331 | 0.99129 | -0.066305 | -120.3204 | 119.9876 | -0.066305 | -120.3204 | 119.9876
Line1_1_3 | 0 | 0 | 0 | 0 | 0 | 0 | 0 | 0 | 0 | 0 | 0 | 0 | -9.0123e-11 | -1.9457e-10 | -2.5319e-10 | 9.0123e-11 | 1.9457e-10 | 2.5319e-10 | 3.3841e-11 | 1.6294e-10 | 6.2881e-12 | -3.3841e-11 | -1.6294e-10 | -6.2881e-12 | 0 | 0 | 0 | 0 | 0 | 0 |  | 0.99692 | 0.99331 | 0.99129 | 0.99692 | 0.99331 | 0.99129 | -0.066305 | -120.3204 | 119.9876 | -0.066305 | -120.3204 | 119.9876
Line2_1_4 | 0.027422 | 0.072552 | 0.072553 | 0.027422 | 0.072552 | 0.072553 | 0.0063328 | 0.016755 | 0.016755 | 0.0063328 | 0.016755 | 0.016755 | -0.0056941 | -0.016545 | -0.011797 | 0.0057085 | 0.016646 | 0.011898 | -0.0027267 | -0.0018046 | -0.011693 | 0.0027417 | 0.0019099 | 0.011798 | 154.3458 | 53.4549 | -104.7589 | -25.6542 | -126.5451 | 75.2411 |  | 0.99692 | 0.99331 | 0.99129 | 1 | 1 | 1 | -0.066305 | -120.3204 | 119.9876 | -9.8122e-13 | -120 | 120
Line3_1_5 | 0 | 0 | 0 | 0 | 0 | 0 | 0 | 0 | 0 | 0 | 0 | 0 | -2.2531e-11 | -4.8641e-11 | -6.3298e-11 | 2.2531e-11 | 4.8641e-11 | 6.3298e-11 | 8.4603e-12 | 4.0735e-11 | 1.572e-12 | -8.4603e-12 | -4.0735e-11 | -1.572e-12 | 0 | 0 | 0 | 0 | 0 | 0 |  | 0.99692 | 0.99331 | 0.99129 | 0.99692 | 0.99331 | 0.99129 | -0.066305 | -120.3204 | 119.9876 | -0.066305 | -120.3204 | 119.9876
Line4_2_6 | 0 | 0 | 0 | 0 | 0 | 0 | 0 | 0 | 0 | 0 | 0 | 0 | -5.6327e-11 | -1.216e-10 | -1.5824e-10 | 5.6327e-11 | 1.216e-10 | 1.5824e-10 | 2.1151e-11 | 1.0184e-10 | 3.9301e-12 | -2.1151e-11 | -1.0184e-10 | -3.9301e-12 | 0 | 0 | 0 | 0 | 0 | 0 |  | 0.99692 | 0.99331 | 0.99129 | 0.99692 | 0.99331 | 0.99129 | -0.066305 | -120.3204 | 119.9876 | -0.066305 | -120.3204 | 119.9876
Line5_6_7 | 0 | 0 | 0 | 0 | 0 | 0 | 0 | 0 | 0 | 0 | 0 | 0 | -4.5061e-11 | -9.7283e-11 | -1.266e-10 | 4.5061e-11 | 9.7283e-11 | 1.266e-10 | 1.6921e-11 | 8.1469e-11 | 3.1441e-12 | -1.6921e-11 | -8.1469e-11 | -3.1441e-12 | 0 | 0 | 0 | 0 | 0 | 0 |  | 0.99692 | 0.99331 | 0.99129 | 0.99692 | 0.99331 | 0.99129 | -0.066305 | -120.3204 | 119.9876 | -0.066305 | -120.3204 | 119.9876
Line6_7_8 | 0 | 0 | 0 | 0 | 0 | 0 | 0 | 0 | 0 | 0 | 0 | 0 | -3.3796e-11 | -7.2962e-11 | -9.4947e-11 | 3.3796e-11 | 7.2962e-11 | 9.4947e-11 | 1.269e-11 | 6.1102e-11 | 2.3581e-12 | -1.269e-11 | -6.1102e-11 | -2.3581e-12 | 0 | 0 | 0 | 0 | 0 | 0 |  | 0.99692 | 0.99331 | 0.99129 | 0.99692 | 0.99331 | 0.99129 | -0.066305 | -120.3204 | 119.9876 | -0.066305 | -120.3204 | 119.9876
Line7_8_9 | 0 | 0 | 0 | 0 | 0 | 0 | 0 | 0 | 0 | 0 | 0 | 0 | -1.1265e-11 | -2.4321e-11 | -3.1649e-11 | 1.1265e-11 | 2.4321e-11 | 3.1649e-11 | 4.2302e-12 | 2.0367e-11 | 7.8602e-13 | -4.2302e-12 | -2.0367e-11 | -7.8602e-13 | 0 | 0 | 0 | 0 | 0 | 0 |  | 0.99692 | 0.99331 | 0.99129 | 0.99692 | 0.99331 | 0.99129 | -0.066305 | -120.3204 | 119.9876 | -0.066305 | -120.3204 | 119.9876
Line8_8_10 | 0 | 0 | 0 | 0 | 0 | 0 | 0 | 0 | 0 | 0 | 0 | 0 | -1.1265e-11 | -2.4321e-11 | -3.1649e-11 | 1.1265e-11 | 2.4321e-11 | 3.1649e-11 | 4.2302e-12 | 2.0367e-11 | 7.8602e-13 | -4.2302e-12 | -2.0367e-11 | -7.8603e-13 | 0 | 0 | 0 | 0 | 0 | 0 |  | 0.99692 | 0.99331 | 0.99129 | 0.99692 | 0.99331 | 0.99129 | -0.066305 | -120.3204 | 119.9876 | -0.066305 | -120.3204 | 119.9876
Line9_3_11 | 0 | 0 | 0 | 0 | 0 | 0 | 0 | 0 | 0 | 0 | 0 | 0 | -7.8857e-11 | -1.7024e-10 | -2.2154e-10 | 7.8857e-11 | 1.7024e-10 | 2.2154e-10 | 2.9611e-11 | 1.4257e-10 | 5.5021e-12 | -2.9611e-11 | -1.4257e-10 | -5.5021e-12 | 0 | 0 | 0 | 0 | 0 | 0 |  | 0.99692 | 0.99331 | 0.99129 | 0.99692 | 0.99331 | 0.99129 | -0.066305 | -120.3204 | 119.9876 | -0.066305 | -120.3204 | 119.9876

## LLG_min_fault_10
name | pf_ikss_a_from_ka | pf_ikss_b_from_ka | pf_ikss_c_from_ka | pf_ikss_a_to_ka | pf_ikss_b_to_ka | pf_ikss_c_to_ka | pf_skss_a_from_mw | pf_skss_b_from_mw | pf_skss_c_from_mw | pf_skss_a_to_mw | pf_skss_b_to_mw | pf_skss_c_to_mw | pf_p_a_from_mw | pf_p_b_from_mw | pf_p_c_from_mw | pf_p_a_to_mw | pf_p_b_to_mw | pf_p_c_to_mw | pf_q_a_from_mvar | pf_q_b_from_mvar | pf_q_c_from_mvar | pf_q_a_to_mvar | pf_q_b_to_mvar | pf_q_c_to_mvar | pf_ikss_a_from_degree | pf_ikss_b_from_degree | pf_ikss_c_from_degree | pf_ikss_a_to_degree | pf_ikss_b_to_degree | pf_ikss_c_to_degree | 3xI0 | pf_vm_a_from_pu | pf_vm_b_from_pu | pf_vm_c_from_pu | pf_vm_a_to_pu | pf_vm_b_to_pu | pf_vm_c_to_pu | pf_va_a_from_degree | pf_va_b_from_degree | pf_va_c_from_degree | pf_va_a_to_degree | pf_va_b_to_degree | pf_va_c_to_degree
Line0_1_2 | 0 | 0 | 0 | 0 | 0 | 0 | 0 | 0 | 0 | 0 | 0 | 0 | -6.7592e-11 | -1.4592e-10 | -1.8989e-10 | 6.7592e-11 | 1.4592e-10 | 1.8989e-10 | 2.5381e-11 | 1.222e-10 | 4.7161e-12 | -2.5381e-11 | -1.222e-10 | -4.7161e-12 | 0 | 0 | 0 | 0 | 0 | 0 |  | 0.99692 | 0.99331 | 0.99129 | 0.99692 | 0.99331 | 0.99129 | -0.066305 | -120.3204 | 119.9876 | -0.066305 | -120.3204 | 119.9876
Line10_11_12 | 0 | 0 | 0 | 0 | 0 | 0 | 0 | 0 | 0 | 0 | 0 | 0 | -6.7592e-11 | -1.4592e-10 | -1.8989e-10 | 6.7592e-11 | 1.4592e-10 | 1.8989e-10 | 2.5381e-11 | 1.222e-10 | 4.7161e-12 | -2.5381e-11 | -1.222e-10 | -4.7161e-12 | 0 | 0 | 0 | 0 | 0 | 0 |  | 0.99692 | 0.99331 | 0.99129 | 0.99692 | 0.99331 | 0.99129 | -0.066305 | -120.3204 | 119.9876 | -0.066305 | -120.3204 | 119.9876
Line11_12_13 | 0 | 0 | 0 | 0 | 0 | 0 | 0 | 0 | 0 | 0 | 0 | 0 | -5.6327e-11 | -1.216e-10 | -1.5824e-10 | 5.6327e-11 | 1.216e-10 | 1.5824e-10 | 2.1151e-11 | 1.0184e-10 | 3.9301e-12 | -2.1151e-11 | -1.0184e-10 | -3.9301e-12 | 0 | 0 | 0 | 0 | 0 | 0 |  | 0.99692 | 0.99331 | 0.99129 | 0.99692 | 0.99331 | 0.99129 | -0.066305 | -120.3204 | 119.9876 | -0.066305 | -120.3204 | 119.9876
Line12_13_15 | 0 | 0 | 0 | 0 | 0 | 0 | 0 | 0 | 0 | 0 | 0 | 0 | -3.3796e-11 | -7.2962e-11 | -9.4947e-11 | 3.3796e-11 | 7.2962e-11 | 9.4947e-11 | 1.269e-11 | 6.1102e-11 | 2.3581e-12 | -1.269e-11 | -6.1102e-11 | -2.3581e-12 | 0 | 0 | 0 | 0 | 0 | 0 |  | 0.99692 | 0.99331 | 0.99129 | 0.99692 | 0.99331 | 0.99129 | -0.066305 | -120.3204 | 119.9876 | -0.066305 | -120.3204 | 119.9876
Line13_13_14 | 0 | 0 | 0 | 0 | 0 | 0 | 0 | 0 | 0 | 0 | 0 | 0 | -1.1265e-11 | -2.4321e-11 | -3.1649e-11 | 1.1265e-11 | 2.4321e-11 | 3.1649e-11 | 4.2302e-12 | 2.0367e-11 | 7.8602e-13 | -4.2302e-12 | -2.0367e-11 | -7.8602e-13 | 0 | 0 | 0 | 0 | 0 | 0 |  | 0.99692 | 0.99331 | 0.99129 | 0.99692 | 0.99331 | 0.99129 | -0.066305 | -120.3204 | 119.9876 | -0.066305 | -120.3204 | 119.9876
Line14_15_16 | 0 | 0 | 0 | 0 | 0 | 0 | 0 | 0 | 0 | 0 | 0 | 0 | -2.2531e-11 | -4.8641e-11 | -6.3298e-11 | 2.2531e-11 | 4.8641e-11 | 6.3298e-11 | 8.4603e-12 | 4.0735e-11 | 1.572e-12 | -8.4603e-12 | -4.0735e-11 | -1.572e-12 | 0 | 0 | 0 | 0 | 0 | 0 |  | 0.99692 | 0.99331 | 0.99129 | 0.99692 | 0.99331 | 0.99129 | -0.066305 | -120.3204 | 119.9876 | -0.066305 | -120.3204 | 119.9876
Line15_16_17 | 0 | 0 | 0 | 0 | 0 | 0 | 0 | 0 | 0 | 0 | 0 | 0 | -1.1265e-11 | -2.4321e-11 | -3.1649e-11 | 1.1265e-11 | 2.4321e-11 | 3.1649e-11 | 4.2302e-12 | 2.0367e-11 | 7.8601e-13 | -4.2302e-12 | -2.0367e-11 | -7.8601e-13 | 0 | 0 | 0 | 0 | 0 | 0 |  | 0.99692 | 0.99331 | 0.99129 | 0.99692 | 0.99331 | 0.99129 | -0.066305 | -120.3204 | 119.9876 | -0.066305 | -120.3204 | 119.9876
Line16_4_18 | 0 | 0 | 0 | 0 | 0 | 0 | 0 | 0 | 0 | 0 | 0 | 0 | -3.1753e-23 | -2.2602e-23 | -1.3137e-22 | 3.1753e-23 | 2.2602e-23 | 1.3137e-22 | 6.2794e-23 | 1.8311e-22 | 1.3087e-22 | -6.2794e-23 | -1.8311e-22 | -1.3087e-22 | 0 | 0 | 0 | 0 | 0 | 0 |  | 1 | 1 | 1 | 1 | 1 | 1 | -9.8122e-13 | -120 | 120 | -9.8122e-13 | -120 | 120
Line17_5_19 | 0 | 0 | 0 | 0 | 0 | 0 | 0 | 0 | 0 | 0 | 0 | 0 | -1.1265e-11 | -2.4321e-11 | -3.1649e-11 | 1.1265e-11 | 2.4321e-11 | 3.1649e-11 | 4.2302e-12 | 2.0367e-11 | 7.8601e-13 | -4.2302e-12 | -2.0367e-11 | -7.8602e-13 | 0 | 0 | 0 | 0 | 0 | 0 |  | 0.99692 | 0.99331 | 0.99129 | 0.99692 | 0.99331 | 0.99129 | -0.066305 | -120.3204 | 119.9876 | -0.066305 | -120.3204 | 119.9876
Line1_1_3 | 0 | 0 | 0 | 0 | 0 | 0 | 0 | 0 | 0 | 0 | 0 | 0 | -9.0123e-11 | -1.9457e-10 | -2.5319e-10 | 9.0123e-11 | 1.9457e-10 | 2.5319e-10 | 3.3841e-11 | 1.6294e-10 | 6.2881e-12 | -3.3841e-11 | -1.6294e-10 | -6.2881e-12 | 0 | 0 | 0 | 0 | 0 | 0 |  | 0.99692 | 0.99331 | 0.99129 | 0.99692 | 0.99331 | 0.99129 | -0.066305 | -120.3204 | 119.9876 | -0.066305 | -120.3204 | 119.9876
Line2_1_4 | 0.027422 | 0.072552 | 0.072553 | 0.027422 | 0.072552 | 0.072553 | 0.0063328 | 0.016755 | 0.016755 | 0.0063328 | 0.016755 | 0.016755 | -0.0056941 | -0.016545 | -0.011797 | 0.0057085 | 0.016646 | 0.011898 | -0.0027267 | -0.0018046 | -0.011693 | 0.0027417 | 0.0019099 | 0.011798 | 154.3458 | 53.4549 | -104.7589 | -25.6542 | -126.5451 | 75.2411 |  | 0.99692 | 0.99331 | 0.99129 | 1 | 1 | 1 | -0.066305 | -120.3204 | 119.9876 | -9.8122e-13 | -120 | 120
Line3_1_5 | 0 | 0 | 0 | 0 | 0 | 0 | 0 | 0 | 0 | 0 | 0 | 0 | -2.2531e-11 | -4.8641e-11 | -6.3298e-11 | 2.2531e-11 | 4.8641e-11 | 6.3298e-11 | 8.4603e-12 | 4.0735e-11 | 1.572e-12 | -8.4603e-12 | -4.0735e-11 | -1.572e-12 | 0 | 0 | 0 | 0 | 0 | 0 |  | 0.99692 | 0.99331 | 0.99129 | 0.99692 | 0.99331 | 0.99129 | -0.066305 | -120.3204 | 119.9876 | -0.066305 | -120.3204 | 119.9876
Line4_2_6 | 0 | 0 | 0 | 0 | 0 | 0 | 0 | 0 | 0 | 0 | 0 | 0 | -5.6327e-11 | -1.216e-10 | -1.5824e-10 | 5.6327e-11 | 1.216e-10 | 1.5824e-10 | 2.1151e-11 | 1.0184e-10 | 3.9301e-12 | -2.1151e-11 | -1.0184e-10 | -3.9301e-12 | 0 | 0 | 0 | 0 | 0 | 0 |  | 0.99692 | 0.99331 | 0.99129 | 0.99692 | 0.99331 | 0.99129 | -0.066305 | -120.3204 | 119.9876 | -0.066305 | -120.3204 | 119.9876
Line5_6_7 | 0 | 0 | 0 | 0 | 0 | 0 | 0 | 0 | 0 | 0 | 0 | 0 | -4.5061e-11 | -9.7283e-11 | -1.266e-10 | 4.5061e-11 | 9.7283e-11 | 1.266e-10 | 1.6921e-11 | 8.1469e-11 | 3.1441e-12 | -1.6921e-11 | -8.1469e-11 | -3.1441e-12 | 0 | 0 | 0 | 0 | 0 | 0 |  | 0.99692 | 0.99331 | 0.99129 | 0.99692 | 0.99331 | 0.99129 | -0.066305 | -120.3204 | 119.9876 | -0.066305 | -120.3204 | 119.9876
Line6_7_8 | 0 | 0 | 0 | 0 | 0 | 0 | 0 | 0 | 0 | 0 | 0 | 0 | -3.3796e-11 | -7.2962e-11 | -9.4947e-11 | 3.3796e-11 | 7.2962e-11 | 9.4947e-11 | 1.269e-11 | 6.1102e-11 | 2.3581e-12 | -1.269e-11 | -6.1102e-11 | -2.3581e-12 | 0 | 0 | 0 | 0 | 0 | 0 |  | 0.99692 | 0.99331 | 0.99129 | 0.99692 | 0.99331 | 0.99129 | -0.066305 | -120.3204 | 119.9876 | -0.066305 | -120.3204 | 119.9876
Line7_8_9 | 0 | 0 | 0 | 0 | 0 | 0 | 0 | 0 | 0 | 0 | 0 | 0 | -1.1265e-11 | -2.4321e-11 | -3.1649e-11 | 1.1265e-11 | 2.4321e-11 | 3.1649e-11 | 4.2302e-12 | 2.0367e-11 | 7.8602e-13 | -4.2302e-12 | -2.0367e-11 | -7.8602e-13 | 0 | 0 | 0 | 0 | 0 | 0 |  | 0.99692 | 0.99331 | 0.99129 | 0.99692 | 0.99331 | 0.99129 | -0.066305 | -120.3204 | 119.9876 | -0.066305 | -120.3204 | 119.9876
Line8_8_10 | 0 | 0 | 0 | 0 | 0 | 0 | 0 | 0 | 0 | 0 | 0 | 0 | -1.1265e-11 | -2.4321e-11 | -3.1649e-11 | 1.1265e-11 | 2.4321e-11 | 3.1649e-11 | 4.2302e-12 | 2.0367e-11 | 7.8602e-13 | -4.2302e-12 | -2.0367e-11 | -7.8603e-13 | 0 | 0 | 0 | 0 | 0 | 0 |  | 0.99692 | 0.99331 | 0.99129 | 0.99692 | 0.99331 | 0.99129 | -0.066305 | -120.3204 | 119.9876 | -0.066305 | -120.3204 | 119.9876
Line9_3_11 | 0 | 0 | 0 | 0 | 0 | 0 | 0 | 0 | 0 | 0 | 0 | 0 | -7.8857e-11 | -1.7024e-10 | -2.2154e-10 | 7.8857e-11 | 1.7024e-10 | 2.2154e-10 | 2.9611e-11 | 1.4257e-10 | 5.5021e-12 | -2.9611e-11 | -1.4257e-10 | -5.5021e-12 | 0 | 0 | 0 | 0 | 0 | 0 |  | 0.99692 | 0.99331 | 0.99129 | 0.99692 | 0.99331 | 0.99129 | -0.066305 | -120.3204 | 119.9876 | -0.066305 | -120.3204 | 119.9876