## LLL_max_6
name | pf_ikss_from_ka | pf_ikss_to_ka | pf_ip_from_ka | pf_ip_to_ka | pf_skss_from_mw | pf_skss_to_mw | pf_p_from_mw | pf_p_to_mw | pf_q_from_mvar | pf_q_to_mvar | pf_ikss_from_degree | pf_ikss_to_degree | pf_vm_from_pu | pf_vm_to_pu | pf_va_from_degree | pf_va_to_degree
Line0_1_2 | 0 | 0 | 0 | 0 | 0 | 0 | 0 | 0 | 0 | 0 | 0 | 0 | 1.05 | 1.05 | -1.3078e-10 | -1.3078e-10
Line10_11_12 | 0 | 0 | 0 | 0 | 0 | 0 | 0 | 0 | 0 | 0 | 0 | 0 | 1.05 | 1.05 | -1.3078e-10 | -1.3078e-10
Line11_12_13 | 0 | 0 | 0 | 0 | 0 | 0 | 0 | 0 | 0 | 0 | 0 | 0 | 1.05 | 1.05 | -1.3078e-10 | -1.3078e-10
Line12_13_15 | 0 | 0 | 0 | 0 | 0 | 0 | 0 | 0 | 0 | 0 | 0 | 0 | 1.05 | 1.05 | -1.3078e-10 | -1.3078e-10
Line13_13_14 | 0 | 0 | 0 | 0 | 0 | 0 | 0 | 0 | 0 | 0 | 0 | 0 | 1.05 | 1.05 | -1.3078e-10 | -1.3078e-10
Line14_15_16 | 0 | 0 | 0 | 0 | 0 | 0 | 0 | 0 | 0 | 0 | 0 | 0 | 1.05 | 1.05 | -1.3078e-10 | -1.3078e-10
Line15_16_17 | 0 | 0 | 0 | 0 | 0 | 0 | 0 | 0 | 0 | 0 | 0 | 0 | 1.05 | 1.05 | -1.3078e-10 | -1.3078e-10
Line16_4_18 | 10.8444 | 10.8444 | 0 | 18.9965 | 7.5132 | 7.5132 | 3.528 | -1e-07 | 7.056 | -1e-07 | -63.4349 | 116.5651 | 1.05 | 0 | -1.8334e-10 | 0
Line17_5_19 | 0 | 0 | 0 | 0 | 0 | 0 | 0 | 0 | 0 | 0 | 0 | 0 | 1.05 | 1.05 | -1.3078e-10 | -1.3078e-10
Line1_1_3 | 0 | 0 | 0 | 0 | 0 | 0 | 0 | 0 | 0 | 0 | 0 | 0 | 1.05 | 1.05 | -1.3078e-10 | -1.3078e-10
Line2_1_4 | 0 | 0 | 0 | 0 | 0 | 0 | 0 | 0 | 0 | 0 | 0 | 0 | 1.05 | 1.05 | -1.3078e-10 | -1.8334e-10
Line3_1_5 | 0 | 0 | 0 | 0 | 0 | 0 | 0 | 0 | 0 | 0 | 0 | 0 | 1.05 | 1.05 | -1.3078e-10 | -1.3078e-10
Line4_2_6 | 0 | 0 | 0 | 0 | 0 | 0 | 0 | 0 | 0 | 0 | 0 | 0 | 1.05 | 1.05 | -1.3078e-10 | -1.3078e-10
Line5_6_7 | 0 | 0 | 0 | 0 | 0 | 0 | 0 | 0 | 0 | 0 | 0 | 0 | 1.05 | 1.05 | -1.3078e-10 | -1.3078e-10
Line6_7_8 | 0 | 0 | 0 | 0 | 0 | 0 | 0 | 0 | 0 | 0 | 0 | 0 | 1.05 | 1.05 | -1.3078e-10 | -1.3078e-10
Line7_8_9 | 0 | 0 | 0 | 0 | 0 | 0 | 0 | 0 | 0 | 0 | 0 | 0 | 1.05 | 1.05 | -1.3078e-10 | -1.3078e-10
Line8_8_10 | 0 | 0 | 0 | 0 | 0 | 0 | 0 | 0 | 0 | 0 | 0 | 0 | 1.05 | 1.05 | -1.3078e-10 | -1.3078e-10
Line9_3_11 | 0 | 0 | 0 | 0 | 0 | 0 | 0 | 0 | 0 | 0 | 0 | 0 | 1.05 | 1.05 | -1.3078e-10 | -1.3078e-10

## LLL_max_10
name | pf_ikss_from_ka | pf_ikss_to_ka | pf_ip_from_ka | pf_ip_to_ka | pf_skss_from_mw | pf_skss_to_mw | pf_p_from_mw | pf_p_to_mw | pf_q_from_mvar | pf_q_to_mvar | pf_ikss_from_degree | pf_ikss_to_degree | pf_vm_from_pu | pf_vm_to_pu | pf_va_from_degree | pf_va_to_degree
Line0_1_2 | 0 | 0 | 0 | 0 | 0 | 0 | 0 | 0 | 0 | 0 | 0 | 0 | 1.1 | 1.1 | -1.3292e-10 | -1.3292e-10
Line10_11_12 | 0 | 0 | 0 | 0 | 0 | 0 | 0 | 0 | 0 | 0 | 0 | 0 | 1.1 | 1.1 | -1.3292e-10 | -1.3292e-10
Line11_12_13 | 0 | 0 | 0 | 0 | 0 | 0 | 0 | 0 | 0 | 0 | 0 | 0 | 1.1 | 1.1 | -1.3292e-10 | -1.3292e-10
Line12_13_15 | 0 | 0 | 0 | 0 | 0 | 0 | 0 | 0 | 0 | 0 | 0 | 0 | 1.1 | 1.1 | -1.3292e-10 | -1.3292e-10
Line13_13_14 | 0 | 0 | 0 | 0 | 0 | 0 | 0 | 0 | 0 | 0 | 0 | 0 | 1.1 | 1.1 | -1.3292e-10 | -1.3292e-10
Line14_15_16 | 0 | 0 | 0 | 0 | 0 | 0 | 0 | 0 | 0 | 0 | 0 | 0 | 1.1 | 1.1 | -1.3292e-10 | -1.3292e-10
Line15_16_17 | 0 | 0 | 0 | 0 | 0 | 0 | 0 | 0 | 0 | 0 | 0 | 0 | 1.1 | 1.1 | -1.3292e-10 | -1.3292e-10
Line16_4_18 | 11.3608 | 11.3608 | 0 | 19.9011 | 7.871 | 7.871 | 3.872 | -1e-07 | 7.744 | -1e-07 | -63.4349 | 116.5651 | 1.1 | 0 | -1.8335e-10 | 0
Line17_5_19 | 0 | 0 | 0 | 0 | 0 | 0 | 0 | 0 | 0 | 0 | 0 | 0 | 1.1 | 1.1 | -1.3292e-10 | -1.3292e-10
Line1_1_3 | 0 | 0 | 0 | 0 | 0 | 0 | 0 | 0 | 0 | 0 | 0 | 0 | 1.1 | 1.1 | -1.3292e-10 | -1.3292e-10
Line2_1_4 | 0 | 0 | 0 | 0 | 0 | 0 | 0 | 0 | 0 | 0 | 0 | 0 | 1.1 | 1.1 | -1.3292e-10 | -1.8335e-10
Line3_1_5 | 0 | 0 | 0 | 0 | 0 | 0 | 0 | 0 | 0 | 0 | 0 | 0 | 1.1 | 1.1 | -1.3292e-10 | -1.3292e-10
Line4_2_6 | 0 | 0 | 0 | 0 | 0 | 0 | 0 | 0 | 0 | 0 | 0 | 0 | 1.1 | 1.1 | -1.3292e-10 | -1.3292e-10
Line5_6_7 | 0 | 0 | 0 | 0 | 0 | 0 | 0 | 0 | 0 | 0 | 0 | 0 | 1.1 | 1.1 | -1.3292e-10 | -1.3292e-10
Line6_7_8 | 0 | 0 | 0 | 0 | 0 | 0 | 0 | 0 | 0 | 0 | 0 | 0 | 1.1 | 1.1 | -1.3292e-10 | -1.3292e-10
Line7_8_9 | 0 | 0 | 0 | 0 | 0 | 0 | 0 | 0 | 0 | 0 | 0 | 0 | 1.1 | 1.1 | -1.3292e-10 | -1.3292e-10
Line8_8_10 | 0 | 0 | 0 | 0 | 0 | 0 | 0 | 0 | 0 | 0 | 0 | 0 | 1.1 | 1.1 | -1.3292e-10 | -1.3292e-10
Line9_3_11 | 0 | 0 | 0 | 0 | 0 | 0 | 0 | 0 | 0 | 0 | 0 | 0 | 1.1 | 1.1 | -1.3292e-10 | -1.3292e-10

## LLL_max_fault_6
name | pf_ikss_from_ka | pf_ikss_to_ka | pf_ip_from_ka | pf_ip_to_ka | pf_skss_from_mw | pf_skss_to_mw | pf_p_from_mw | pf_p_to_mw | pf_q_from_mvar | pf_q_to_mvar | pf_ikss_from_degree | pf_ikss_to_degree | pf_vm_from_pu | pf_vm_to_pu | pf_va_from_degree | pf_va_to_degree
Line0_1_2 | 0 | 0 | 0 | 0 | 0 | 0 | 0 | 0 | 0 | 0 | 0 | 0 | 1.05 | 1.05 | -5.5892e-13 | -5.5892e-13
Line10_11_12 | 0 | 0 | 0 | 0 | 0 | 0 | 0 | 0 | 0 | 0 | 0 | 0 | 1.05 | 1.05 | -5.5892e-13 | -5.5892e-13
Line11_12_13 | 0 | 0 | 0 | 0 | 0 | 0 | 0 | 0 | 0 | 0 | 0 | 0 | 1.05 | 1.05 | -5.5892e-13 | -5.5892e-13
Line12_13_15 | 0 | 0 | 0 | 0 | 0 | 0 | 0 | 0 | 0 | 0 | 0 | 0 | 1.05 | 1.05 | -5.5892e-13 | -5.5892e-13
Line13_13_14 | 0 | 0 | 0 | 0 | 0 | 0 | 0 | 0 | 0 | 0 | 0 | 0 | 1.05 | 1.05 | -5.5892e-13 | -5.5892e-13
Line14_15_16 | 0 | 0 | 0 | 0 | 0 | 0 | 0 | 0 | 0 | 0 | 0 | 0 | 1.05 | 1.05 | -5.5892e-13 | -5.5892e-13
Line15_16_17 | 0 | 0 | 0 | 0 | 0 | 0 | 0 | 0 | 0 | 0 | 0 | 0 | 1.05 | 1.05 | -5.5892e-13 | -5.5892e-13
Line16_4_18 | 0.03419 | 0.03419 | 0 | 0.059892 | 0.023688 | 0.023688 | 0.01757 | -0.017535 | 0.017605 | -0.017535 | -45.0571 | 134.9429 | 1.05 | 1.0469 | -9.1307e-13 | -0.057124
Line17_5_19 | 0 | 0 | 0 | 0 | 0 | 0 | 0 | 0 | 0 | 0 | 0 | 0 | 1.05 | 1.05 | -5.5892e-13 | -5.5892e-13
Line1_1_3 | 0 | 0 | 0 | 0 | 0 | 0 | 0 | 0 | 0 | 0 | 0 | 0 | 1.05 | 1.05 | -5.5892e-13 | -5.5892e-13
Line2_1_4 | 0 | 0 | 0 | 0 | 0 | 0 | 0 | 0 | 0 | 0 | 0 | 0 | 1.05 | 1.05 | -5.5892e-13 | -9.1307e-13
Line3_1_5 | 0 | 0 | 0 | 0 | 0 | 0 | 0 | 0 | 0 | 0 | 0 | 0 | 1.05 | 1.05 | -5.5892e-13 | -5.5892e-13
Line4_2_6 | 0 | 0 | 0 | 0 | 0 | 0 | 0 | 0 | 0 | 0 | 0 | 0 | 1.05 | 1.05 | -5.5892e-13 | -5.5892e-13
Line5_6_7 | 0 | 0 | 0 | 0 | 0 | 0 | 0 | 0 | 0 | 0 | 0 | 0 | 1.05 | 1.05 | -5.5892e-13 | -5.5892e-13
Line6_7_8 | 0 | 0 | 0 | 0 | 0 | 0 | 0 | 0 | 0 | 0 | 0 | 0 | 1.05 | 1.05 | -5.5892e-13 | -5.5892e-13
Line7_8_9 | 0 | 0 | 0 | 0 | 0 | 0 | 0 | 0 | 0 | 0 | 0 | 0 | 1.05 | 1.05 | -5.5892e-13 | -5.5892e-13
Line8_8_10 | 0 | 0 | 0 | 0 | 0 | 0 | 0 | 0 | 0 | 0 | 0 | 0 | 1.05 | 1.05 | -5.5892e-13 | -5.5892e-13
Line9_3_11 | 0 | 0 | 0 | 0 | 0 | 0 | 0 | 0 | 0 | 0 | 0 | 0 | 1.05 | 1.05 | -5.5892e-13 | -5.5892e-13

## LLL_max_fault_10
name | pf_ikss_from_ka | pf_ikss_to_ka | pf_ip_from_ka | pf_ip_to_ka | pf_skss_from_mw | pf_skss_to_mw | pf_p_from_mw | pf_p_to_mw | pf_q_from_mvar | pf_q_to_mvar | pf_ikss_from_degree | pf_ikss_to_degree | pf_vm_from_pu | pf_vm_to_pu | pf_va_from_degree | pf_va_to_degree
Line0_1_2 | 0 | 0 | 0 | 0 | 0 | 0 | 0 | 0 | 0 | 0 | 0 | 0 | 1.1 | 1.1 | -5.6971e-13 | -5.6971e-13
Line10_11_12 | 0 | 0 | 0 | 0 | 0 | 0 | 0 | 0 | 0 | 0 | 0 | 0 | 1.1 | 1.1 | -5.6971e-13 | -5.6971e-13
Line11_12_13 | 0 | 0 | 0 | 0 | 0 | 0 | 0 | 0 | 0 | 0 | 0 | 0 | 1.1 | 1.1 | -5.6971e-13 | -5.6971e-13
Line12_13_15 | 0 | 0 | 0 | 0 | 0 | 0 | 0 | 0 | 0 | 0 | 0 | 0 | 1.1 | 1.1 | -5.6971e-13 | -5.6971e-13
Line13_13_14 | 0 | 0 | 0 | 0 | 0 | 0 | 0 | 0 | 0 | 0 | 0 | 0 | 1.1 | 1.1 | -5.6971e-13 | -5.6971e-13
Line14_15_16 | 0 | 0 | 0 | 0 | 0 | 0 | 0 | 0 | 0 | 0 | 0 | 0 | 1.1 | 1.1 | -5.6971e-13 | -5.6971e-13
Line15_16_17 | 0 | 0 | 0 | 0 | 0 | 0 | 0 | 0 | 0 | 0 | 0 | 0 | 1.1 | 1.1 | -5.6971e-13 | -5.6971e-13
Line16_4_18 | 0.035818 | 0.035818 | 0 | 0.062745 | 0.024816 | 0.024816 | 0.019283 | -0.019244 | 0.019321 | -0.019244 | -45.0571 | 134.9429 | 1.1 | 1.0967 | -9.1311e-13 | -0.057124
Line17_5_19 | 0 | 0 | 0 | 0 | 0 | 0 | 0 | 0 | 0 | 0 | 0 | 0 | 1.1 | 1.1 | -5.6971e-13 | -5.6971e-13
Line1_1_3 | 0 | 0 | 0 | 0 | 0 | 0 | 0 | 0 | 0 | 0 | 0 | 0 | 1.1 | 1.1 | -5.6971e-13 | -5.6971e-13
Line2_1_4 | 0 | 0 | 0 | 0 | 0 | 0 | 0 | 0 | 0 | 0 | 0 | 0 | 1.1 | 1.1 | -5.6971e-13 | -9.1311e-13
Line3_1_5 | 0 | 0 | 0 | 0 | 0 | 0 | 0 | 0 | 0 | 0 | 0 | 0 | 1.1 | 1.1 | -5.6971e-13 | -5.6971e-13
Line4_2_6 | 0 | 0 | 0 | 0 | 0 | 0 | 0 | 0 | 0 | 0 | 0 | 0 | 1.1 | 1.1 | -5.6971e-13 | -5.6971e-13
Line5_6_7 | 0 | 0 | 0 | 0 | 0 | 0 | 0 | 0 | 0 | 0 | 0 | 0 | 1.1 | 1.1 | -5.6971e-13 | -5.6971e-13
Line6_7_8 | 0 | 0 | 0 | 0 | 0 | 0 | 0 | 0 | 0 | 0 | 0 | 0 | 1.1 | 1.1 | -5.6971e-13 | -5.6971e-13
Line7_8_9 | 0 | 0 | 0 | 0 | 0 | 0 | 0 | 0 | 0 | 0 | 0 | 0 | 1.1 | 1.1 | -5.6971e-13 | -5.6971e-13
Line8_8_10 | 0 | 0 | 0 | 0 | 0 | 0 | 0 | 0 | 0 | 0 | 0 | 0 | 1.1 | 1.1 | -5.6971e-13 | -5.6971e-13
Line9_3_11 | 0 | 0 | 0 | 0 | 0 | 0 | 0 | 0 | 0 | 0 | 0 | 0 | 1.1 | 1.1 | -5.6971e-13 | -5.6971e-13

## LLL_min_6
name | pf_ikss_from_ka | pf_ikss_to_ka | pf_ip_from_ka | pf_ip_to_ka | pf_skss_from_mw | pf_skss_to_mw | pf_p_from_mw | pf_p_to_mw | pf_q_from_mvar | pf_q_to_mvar | pf_ikss_from_degree | pf_ikss_to_degree | pf_vm_from_pu | pf_vm_to_pu | pf_va_from_degree | pf_va_to_degree
Line0_1_2 | 0 | 0 | 0 | 0 | 0 | 0 | 0 | 0 | 0 | 0 | 0 | 0 | 0.95 | 0.95 | -1.5011e-10 | -1.5011e-10
Line10_11_12 | 0 | 0 | 0 | 0 | 0 | 0 | 0 | 0 | 0 | 0 | 0 | 0 | 0.95 | 0.95 | -1.5011e-10 | -1.5011e-10
Line11_12_13 | 0 | 0 | 0 | 0 | 0 | 0 | 0 | 0 | 0 | 0 | 0 | 0 | 0.95 | 0.95 | -1.5011e-10 | -1.5011e-10
Line12_13_15 | 0 | 0 | 0 | 0 | 0 | 0 | 0 | 0 | 0 | 0 | 0 | 0 | 0.95 | 0.95 | -1.5011e-10 | -1.5011e-10
Line13_13_14 | 0 | 0 | 0 | 0 | 0 | 0 | 0 | 0 | 0 | 0 | 0 | 0 | 0.95 | 0.95 | -1.5011e-10 | -1.5011e-10
Line14_15_16 | 0 | 0 | 0 | 0 | 0 | 0 | 0 | 0 | 0 | 0 | 0 | 0 | 0.95 | 0.95 | -1.5011e-10 | -1.5011e-10
Line15_16_17 | 0 | 0 | 0 | 0 | 0 | 0 | 0 | 0 | 0 | 0 | 0 | 0 | 0.95 | 0.95 | -1.5011e-10 | -1.5011e-10
Line16_4_18 | 7.9134 | 7.9134 | 0 | 12.0307 | 5.4825 | 5.4825 | 3.607 | -1e-07 | 3.7573 | -1e-07 | -46.1691 | 133.8309 | 0.95 | 0 | -2.2898e-10 | 0
Line17_5_19 | 0 | 0 | 0 | 0 | 0 | 0 | 0 | 0 | 0 | 0 | 0 | 0 | 0.95 | 0.95 | -1.5011e-10 | -1.5011e-10
Line1_1_3 | 0 | 0 | 0 | 0 | 0 | 0 | 0 | 0 | 0 | 0 | 0 | 0 | 0.95 | 0.95 | -1.5011e-10 | -1.5011e-10
Line2_1_4 | 0 | 0 | 0 | 0 | 0 | 0 | 0 | 0 | 0 | 0 | 0 | 0 | 0.95 | 0.95 | -1.5011e-10 | -2.2898e-10
Line3_1_5 | 0 | 0 | 0 | 0 | 0 | 0 | 0 | 0 | 0 | 0 | 0 | 0 | 0.95 | 0.95 | -1.5011e-10 | -1.5011e-10
Line4_2_6 | 0 | 0 | 0 | 0 | 0 | 0 | 0 | 0 | 0 | 0 | 0 | 0 | 0.95 | 0.95 | -1.5011e-10 | -1.5011e-10
Line5_6_7 | 0 | 0 | 0 | 0 | 0 | 0 | 0 | 0 | 0 | 0 | 0 | 0 | 0.95 | 0.95 | -1.5011e-10 | -1.5011e-10
Line6_7_8 | 0 | 0 | 0 | 0 | 0 | 0 | 0 | 0 | 0 | 0 | 0 | 0 | 0.95 | 0.95 | -1.5011e-10 | -1.5011e-10
Line7_8_9 | 0 | 0 | 0 | 0 | 0 | 0 | 0 | 0 | 0 | 0 | 0 | 0 | 0.95 | 0.95 | -1.5011e-10 | -1.5011e-10
Line8_8_10 | 0 | 0 | 0 | 0 | 0 | 0 | 0 | 0 | 0 | 0 | 0 | 0 | 0.95 | 0.95 | -1.5011e-10 | -1.5011e-10
Line9_3_11 | 0 | 0 | 0 | 0 | 0 | 0 | 0 | 0 | 0 | 0 | 0 | 0 | 0.95 | 0.95 | -1.5011e-10 | -1.5011e-10

## LLL_min_10
name | pf_ikss_from_ka | pf_ikss_to_ka | pf_ip_from_ka | pf_ip_to_ka | pf_skss_from_mw | pf_skss_to_mw | pf_p_from_mw | pf_p_to_mw | pf_q_from_mvar | pf_q_to_mvar | pf_ikss_from_degree | pf_ikss_to_degree | pf_vm_from_pu | pf_vm_to_pu | pf_va_from_degree | pf_va_to_degree
Line0_1_2 | 0 | 0 | 0 | 0 | 0 | 0 | 0 | 0 | 0 | 0 | 0 | 0 | 0.9 | 0.9 | -1.5011e-10 | -1.5011e-10
Line10_11_12 | 0 | 0 | 0 | 0 | 0 | 0 | 0 | 0 | 0 | 0 | 0 | 0 | 0.9 | 0.9 | -1.5011e-10 | -1.5011e-10
Line11_12_13 | 0 | 0 | 0 | 0 | 0 | 0 | 0 | 0 | 0 | 0 | 0 | 0 | 0.9 | 0.9 | -1.5011e-10 | -1.5011e-10
Line12_13_15 | 0 | 0 | 0 | 0 | 0 | 0 | 0 | 0 | 0 | 0 | 0 | 0 | 0.9 | 0.9 | -1.5011e-10 | -1.5011e-10
Line13_13_14 | 0 | 0 | 0 | 0 | 0 | 0 | 0 | 0 | 0 | 0 | 0 | 0 | 0.9 | 0.9 | -1.5011e-10 | -1.5011e-10
Line14_15_16 | 0 | 0 | 0 | 0 | 0 | 0 | 0 | 0 | 0 | 0 | 0 | 0 | 0.9 | 0.9 | -1.5011e-10 | -1.5011e-10
Line15_16_17 | 0 | 0 | 0 | 0 | 0 | 0 | 0 | 0 | 0 | 0 | 0 | 0 | 0.9 | 0.9 | -1.5011e-10 | -1.5011e-10
Line16_4_18 | 7.4969 | 7.4969 | 0 | 11.3975 | 5.194 | 5.194 | 3.2373 | -1e-07 | 3.3722 | -1e-07 | -46.1691 | 133.8309 | 0.9 | 0 | -2.2899e-10 | 0
Line17_5_19 | 0 | 0 | 0 | 0 | 0 | 0 | 0 | 0 | 0 | 0 | 0 | 0 | 0.9 | 0.9 | -1.5011e-10 | -1.5011e-10
Line1_1_3 | 0 | 0 | 0 | 0 | 0 | 0 | 0 | 0 | 0 | 0 | 0 | 0 | 0.9 | 0.9 | -1.5011e-10 | -1.5011e-10
Line2_1_4 | 0 | 0 | 0 | 0 | 0 | 0 | 0 | 0 | 0 | 0 | 0 | 0 | 0.9 | 0.9 | -1.5011e-10 | -2.2899e-10
Line3_1_5 | 0 | 0 | 0 | 0 | 0 | 0 | 0 | 0 | 0 | 0 | 0 | 0 | 0.9 | 0.9 | -1.5011e-10 | -1.5011e-10
Line4_2_6 | 0 | 0 | 0 | 0 | 0 | 0 | 0 | 0 | 0 | 0 | 0 | 0 | 0.9 | 0.9 | -1.5011e-10 | -1.5011e-10
Line5_6_7 | 0 | 0 | 0 | 0 | 0 | 0 | 0 | 0 | 0 | 0 | 0 | 0 | 0.9 | 0.9 | -1.5011e-10 | -1.5011e-10
Line6_7_8 | 0 | 0 | 0 | 0 | 0 | 0 | 0 | 0 | 0 | 0 | 0 | 0 | 0.9 | 0.9 | -1.5011e-10 | -1.5011e-10
Line7_8_9 | 0 | 0 | 0 | 0 | 0 | 0 | 0 | 0 | 0 | 0 | 0 | 0 | 0.9 | 0.9 | -1.5011e-10 | -1.5011e-10
Line8_8_10 | 0 | 0 | 0 | 0 | 0 | 0 | 0 | 0 | 0 | 0 | 0 | 0 | 0.9 | 0.9 | -1.5011e-10 | -1.5011e-10
Line9_3_11 | 0 | 0 | 0 | 0 | 0 | 0 | 0 | 0 | 0 | 0 | 0 | 0 | 0.9 | 0.9 | -1.5011e-10 | -1.5011e-10

## LLL_min_fault_6
name | pf_ikss_from_ka | pf_ikss_to_ka | pf_ip_from_ka | pf_ip_to_ka | pf_skss_from_mw | pf_skss_to_mw | pf_p_from_mw | pf_p_to_mw | pf_q_from_mvar | pf_q_to_mvar | pf_ikss_from_degree | pf_ikss_to_degree | pf_vm_from_pu | pf_vm_to_pu | pf_va_from_degree | pf_va_to_degree
Line0_1_2 | 0 | 0 | 0 | 0 | 0 | 0 | 0 | 0 | 0 | 0 | 0 | 0 | 0.95 | 0.95 | -5.9151e-13 | -5.9151e-13
Line10_11_12 | 0 | 0 | 0 | 0 | 0 | 0 | 0 | 0 | 0 | 0 | 0 | 0 | 0.95 | 0.95 | -5.9151e-13 | -5.9151e-13
Line11_12_13 | 0 | 0 | 0 | 0 | 0 | 0 | 0 | 0 | 0 | 0 | 0 | 0 | 0.95 | 0.95 | -5.9151e-13 | -5.9151e-13
Line12_13_15 | 0 | 0 | 0 | 0 | 0 | 0 | 0 | 0 | 0 | 0 | 0 | 0 | 0.95 | 0.95 | -5.9151e-13 | -5.9151e-13
Line13_13_14 | 0 | 0 | 0 | 0 | 0 | 0 | 0 | 0 | 0 | 0 | 0 | 0 | 0.95 | 0.95 | -5.9151e-13 | -5.9151e-13
Line14_15_16 | 0 | 0 | 0 | 0 | 0 | 0 | 0 | 0 | 0 | 0 | 0 | 0 | 0.95 | 0.95 | -5.9151e-13 | -5.9151e-13
Line15_16_17 | 0 | 0 | 0 | 0 | 0 | 0 | 0 | 0 | 0 | 0 | 0 | 0 | 0.95 | 0.95 | -5.9151e-13 | -5.9151e-13
Line16_4_18 | 0.030906 | 0.030906 | 0 | 0.046986 | 0.021412 | 0.021412 | 0.014382 | -0.014327 | 0.014385 | -0.014327 | -45.0046 | 134.9954 | 0.95 | 0.94629 | -9.1304e-13 | -0.0045658
Line17_5_19 | 0 | 0 | 0 | 0 | 0 | 0 | 0 | 0 | 0 | 0 | 0 | 0 | 0.95 | 0.95 | -5.9151e-13 | -5.9151e-13
Line1_1_3 | 0 | 0 | 0 | 0 | 0 | 0 | 0 | 0 | 0 | 0 | 0 | 0 | 0.95 | 0.95 | -5.9151e-13 | -5.9151e-13
Line2_1_4 | 0 | 0 | 0 | 0 | 0 | 0 | 0 | 0 | 0 | 0 | 0 | 0 | 0.95 | 0.95 | -5.9151e-13 | -9.1304e-13
Line3_1_5 | 0 | 0 | 0 | 0 | 0 | 0 | 0 | 0 | 0 | 0 | 0 | 0 | 0.95 | 0.95 | -5.9151e-13 | -5.9151e-13
Line4_2_6 | 0 | 0 | 0 | 0 | 0 | 0 | 0 | 0 | 0 | 0 | 0 | 0 | 0.95 | 0.95 | -5.9151e-13 | -5.9151e-13
Line5_6_7 | 0 | 0 | 0 | 0 | 0 | 0 | 0 | 0 | 0 | 0 | 0 | 0 | 0.95 | 0.95 | -5.9151e-13 | -5.9151e-13
Line6_7_8 | 0 | 0 | 0 | 0 | 0 | 0 | 0 | 0 | 0 | 0 | 0 | 0 | 0.95 | 0.95 | -5.9151e-13 | -5.9151e-13
Line7_8_9 | 0 | 0 | 0 | 0 | 0 | 0 | 0 | 0 | 0 | 0 | 0 | 0 | 0.95 | 0.95 | -5.9151e-13 | -5.9151e-13
Line8_8_10 | 0 | 0 | 0 | 0 | 0 | 0 | 0 | 0 | 0 | 0 | 0 | 0 | 0.95 | 0.95 | -5.9151e-13 | -5.9151e-13
Line9_3_11 | 0 | 0 | 0 | 0 | 0 | 0 | 0 | 0 | 0 | 0 | 0 | 0 | 0.95 | 0.95 | -5.9151e-13 | -5.9151e-13

## LLL_min_fault_10
name | pf_ikss_from_ka | pf_ikss_to_ka | pf_ip_from_ka | pf_ip_to_ka | pf_skss_from_mw | pf_skss_to_mw | pf_p_from_mw | pf_p_to_mw | pf_q_from_mvar | pf_q_to_mvar | pf_ikss_from_degree | pf_ikss_to_degree | pf_vm_from_pu | pf_vm_to_pu | pf_va_from_degree | pf_va_to_degree
Line0_1_2 | 0 | 0 | 0 | 0 | 0 | 0 | 0 | 0 | 0 | 0 | 0 | 0 | 0.9 | 0.9 | -5.9153e-13 | -5.9153e-13
Line10_11_12 | 0 | 0 | 0 | 0 | 0 | 0 | 0 | 0 | 0 | 0 | 0 | 0 | 0.9 | 0.9 | -5.9153e-13 | -5.9153e-13
Line11_12_13 | 0 | 0 | 0 | 0 | 0 | 0 | 0 | 0 | 0 | 0 | 0 | 0 | 0.9 | 0.9 | -5.9153e-13 | -5.9153e-13
Line12_13_15 | 0 | 0 | 0 | 0 | 0 | 0 | 0 | 0 | 0 | 0 | 0 | 0 | 0.9 | 0.9 | -5.9153e-13 | -5.9153e-13
Line13_13_14 | 0 | 0 | 0 | 0 | 0 | 0 | 0 | 0 | 0 | 0 | 0 | 0 | 0.9 | 0.9 | -5.9153e-13 | -5.9153e-13
Line14_15_16 | 0 | 0 | 0 | 0 | 0 | 0 | 0 | 0 | 0 | 0 | 0 | 0 | 0.9 | 0.9 | -5.9153e-13 | -5.9153e-13
Line15_16_17 | 0 | 0 | 0 | 0 | 0 | 0 | 0 | 0 | 0 | 0 | 0 | 0 | 0.9 | 0.9 | -5.9153e-13 | -5.9153e-13
Line16_4_18 | 0.029279 | 0.029279 | 0 | 0.044513 | 0.020285 | 0.020285 | 0.012908 | -0.012859 | 0.01291 | -0.012859 | -45.0046 | 134.9954 | 0.9 | 0.89649 | -9.1308e-13 | -0.0045658
Line17_5_19 | 0 | 0 | 0 | 0 | 0 | 0 | 0 | 0 | 0 | 0 | 0 | 0 | 0.9 | 0.9 | -5.9153e-13 | -5.9153e-13
Line1_1_3 | 0 | 0 | 0 | 0 | 0 | 0 | 0 | 0 | 0 | 0 | 0 | 0 | 0.9 | 0.9 | -5.9153e-13 | -5.9153e-13
Line2_1_4 | 0 | 0 | 0 | 0 | 0 | 0 | 0 | 0 | 0 | 0 | 0 | 0 | 0.9 | 0.9 | -5.9153e-13 | -9.1308e-13
Line3_1_5 | 0 | 0 | 0 | 0 | 0 | 0 | 0 | 0 | 0 | 0 | 0 | 0 | 0.9 | 0.9 | -5.9153e-13 | -5.9153e-13
Line4_2_6 | 0 | 0 | 0 | 0 | 0 | 0 | 0 | 0 | 0 | 0 | 0 | 0 | 0.9 | 0.9 | -5.9153e-13 | -5.9153e-13
Line5_6_7 | 0 | 0 | 0 | 0 | 0 | 0 | 0 | 0 | 0 | 0 | 0 | 0 | 0.9 | 0.9 | -5.9153e-13 | -5.9153e-13
Line6_7_8 | 0 | 0 | 0 | 0 | 0 | 0 | 0 | 0 | 0 | 0 | 0 | 0 | 0.9 | 0.9 | -5.9153e-13 | -5.9153e-13
Line7_8_9 | 0 | 0 | 0 | 0 | 0 | 0 | 0 | 0 | 0 | 0 | 0 | 0 | 0.9 | 0.9 | -5.9153e-13 | -5.9153e-13
Line8_8_10 | 0 | 0 | 0 | 0 | 0 | 0 | 0 | 0 | 0 | 0 | 0 | 0 | 0.9 | 0.9 | -5.9153e-13 | -5.9153e-13
Line9_3_11 | 0 | 0 | 0 | 0 | 0 | 0 | 0 | 0 | 0 | 0 | 0 | 0 | 0.9 | 0.9 | -5.9153e-13 | -5.9153e-13

## LL_max_6
name | pf_ikss_a_from_ka | pf_ikss_b_from_ka | pf_ikss_c_from_ka | pf_ikss_a_to_ka | pf_ikss_b_to_ka | pf_ikss_c_to_ka | pf_skss_a_from_mw | pf_skss_b_from_mw | pf_skss_c_from_mw | pf_skss_a_to_mw | pf_skss_b_to_mw | pf_skss_c_to_mw | pf_p_a_from_mw | pf_p_b_from_mw | pf_p_c_from_mw | pf_p_a_to_mw | pf_p_b_to_mw | pf_p_c_to_mw | pf_q_a_from_mvar | pf_q_b_from_mvar | pf_q_c_from_mvar | pf_q_a_to_mvar | pf_q_b_to_mvar | pf_q_c_to_mvar | pf_ikss_a_from_degree | pf_ikss_b_from_degree | pf_ikss_c_from_degree | pf_ikss_a_to_degree | pf_ikss_b_to_degree | pf_ikss_c_to_degree | pf_vm_a_from_pu | pf_vm_b_from_pu | pf_vm_c_from_pu | pf_vm_a_to_pu | pf_vm_b_to_pu | pf_vm_c_to_pu | pf_va_a_from_degree | pf_va_b_from_degree | pf_va_c_from_degree | pf_va_a_to_degree | pf_va_b_to_degree | pf_va_c_to_degree
Line0_1_2 | 0 | 0 | 0 | 0 | 0 | 0 | 0 | 0 | 0 | 0 | 0 | 0 | 1.5263e-21 | -2.8693e-20 | -7.5934e-20 | -1.5263e-21 | 2.8693e-20 | 7.5934e-20 | -2.8743e-22 | 7.1709e-20 | 9.5398e-21 | 2.8743e-22 | -7.1709e-20 | -9.5398e-21 | 0 | 0 | 0 | 0 | 0 | 0 | 1.05 | 1.05 | 1.05 | 1.05 | 1.05 | 1.05 | 6.7899e-13 | -120 | 120 | 6.7899e-13 | -120 | 120
Line10_11_12 | 0 | 0 | 0 | 0 | 0 | 0 | 0 | 0 | 0 | 0 | 0 | 0 | 1.5263e-21 | -2.8693e-20 | -7.5934e-20 | -1.5263e-21 | 2.8693e-20 | 7.5934e-20 | -2.8743e-22 | 7.1709e-20 | 9.5398e-21 | 2.8744e-22 | -7.1709e-20 | -9.5398e-21 | 0 | 0 | 0 | 0 | 0 | 0 | 1.05 | 1.05 | 1.05 | 1.05 | 1.05 | 1.05 | 6.7899e-13 | -120 | 120 | 6.7899e-13 | -120 | 120
Line11_12_13 | 0 | 0 | 0 | 0 | 0 | 0 | 0 | 0 | 0 | 0 | 0 | 0 | 1.2719e-21 | -2.3911e-20 | -6.3279e-20 | -1.2719e-21 | 2.3911e-20 | 6.3279e-20 | -2.3953e-22 | 5.9757e-20 | 7.9498e-21 | 2.3953e-22 | -5.9757e-20 | -7.9498e-21 | 0 | 0 | 0 | 0 | 0 | 0 | 1.05 | 1.05 | 1.05 | 1.05 | 1.05 | 1.05 | 6.7899e-13 | -120 | 120 | 6.7899e-13 | -120 | 120
Line12_13_15 | 0 | 0 | 0 | 0 | 0 | 0 | 0 | 0 | 0 | 0 | 0 | 0 | 7.6314e-22 | -1.4347e-20 | -3.7967e-20 | -7.6314e-22 | 1.4347e-20 | 3.7967e-20 | -1.4372e-22 | 3.5854e-20 | 4.7699e-21 | 1.4372e-22 | -3.5854e-20 | -4.7699e-21 | 0 | 0 | 0 | 0 | 0 | 0 | 1.05 | 1.05 | 1.05 | 1.05 | 1.05 | 1.05 | 6.7899e-13 | -120 | 120 | 6.7899e-13 | -120 | 120
Line13_13_14 | 0 | 0 | 0 | 0 | 0 | 0 | 0 | 0 | 0 | 0 | 0 | 0 | 2.5438e-22 | -4.7822e-21 | -1.2656e-20 | -2.5438e-22 | 4.7822e-21 | 1.2656e-20 | -4.7906e-23 | 1.1951e-20 | 1.59e-21 | 4.7906e-23 | -1.1951e-20 | -1.59e-21 | 0 | 0 | 0 | 0 | 0 | 0 | 1.05 | 1.05 | 1.05 | 1.05 | 1.05 | 1.05 | 6.7899e-13 | -120 | 120 | 6.7899e-13 | -120 | 120
Line14_15_16 | 0 | 0 | 0 | 0 | 0 | 0 | 0 | 0 | 0 | 0 | 0 | 0 | 5.0876e-22 | -9.5645e-21 | -2.5311e-20 | -5.0876e-22 | 9.5645e-21 | 2.5311e-20 | -9.5812e-23 | 2.3903e-20 | 3.1799e-21 | 9.5811e-23 | -2.3903e-20 | -3.1799e-21 | 0 | 0 | 0 | 0 | 0 | 0 | 1.05 | 1.05 | 1.05 | 1.05 | 1.05 | 1.05 | 6.7899e-13 | -120 | 120 | 6.7899e-13 | -120 | 120
Line15_16_17 | 0 | 0 | 0 | 0 | 0 | 0 | 0 | 0 | 0 | 0 | 0 | 0 | 2.5438e-22 | -4.7822e-21 | -1.2656e-20 | -2.5438e-22 | 4.7822e-21 | 1.2656e-20 | -4.7907e-23 | 1.1951e-20 | 1.59e-21 | 4.7906e-23 | -1.1951e-20 | -1.59e-21 | 0 | 0 | 0 | 0 | 0 | 0 | 1.05 | 1.05 | 1.05 | 1.05 | 1.05 | 1.05 | 6.7899e-13 | -120 | 120 | 6.7899e-13 | -120 | 120
Line16_4_18 | 0 | 9.3915 | 9.3915 | 0 | 9.3915 | 9.3915 | 0 | 2.1689 | 2.1689 | 0 | 2.1689 | 2.1689 | 1.5543e-16 | 1.9004 | -0.13645 | -7.7716e-17 | -1.0184 | 1.0184 | -1.1657e-16 | 1.2548 | 2.2732 | 1.1657e-16 | 0.50922 | -0.50922 | 0 | -153.4349 | 26.5651 | 0 | 26.5651 | -153.4349 | 1.05 | 1.05 | 1.05 | 1.05 | 0.525 | 0.525 | -2.3047e-24 | -120 | 120 | -5.2999e-15 | -180 | 180
Line17_5_19 | 0 | 0 | 0 | 0 | 0 | 0 | 0 | 0 | 0 | 0 | 0 | 0 | 2.5438e-22 | -4.7822e-21 | -1.2656e-20 | -2.5438e-22 | 4.7822e-21 | 1.2656e-20 | -4.7907e-23 | 1.1951e-20 | 1.59e-21 | 4.7907e-23 | -1.1951e-20 | -1.59e-21 | 0 | 0 | 0 | 0 | 0 | 0 | 1.05 | 1.05 | 1.05 | 1.05 | 1.05 | 1.05 | 6.7899e-13 | -120 | 120 | 6.7899e-13 | -120 | 120
Line1_1_3 | 0 | 0 | 0 | 0 | 0 | 0 | 0 | 0 | 0 | 0 | 0 | 0 | 2.0351e-21 | -3.8258e-20 | -1.0125e-19 | -2.0351e-21 | 3.8258e-20 | 1.0125e-19 | -3.8324e-22 | 9.5612e-20 | 1.272e-20 | 3.8325e-22 | -9.5612e-20 | -1.272e-20 | 0 | 0 | 0 | 0 | 0 | 0 | 1.05 | 1.05 | 1.05 | 1.05 | 1.05 | 1.05 | 6.7899e-13 | -120 | 120 | 6.7899e-13 | -120 | 120
Line2_1_4 | 0 | 0 | 0 | 0 | 0 | 0 | 0 | 0 | 0 | 0 | 0 | 0 | -4.3079e-14 | 7.6884e-12 | 1.6494e-12 | 4.3079e-14 | -7.6884e-12 | -1.6494e-12 | -1.5584e-13 | 2.3536e-12 | 7.7946e-12 | 1.5584e-13 | -2.3536e-12 | -7.7946e-12 | 0 | 0 | 0 | 0 | 0 | 0 | 1.05 | 1.05 | 1.05 | 1.05 | 1.05 | 1.05 | 6.7899e-13 | -120 | 120 | -2.3047e-24 | -120 | 120
Line3_1_5 | 0 | 0 | 0 | 0 | 0 | 0 | 0 | 0 | 0 | 0 | 0 | 0 | 5.0876e-22 | -9.5645e-21 | -2.5311e-20 | -5.0876e-22 | 9.5645e-21 | 2.5311e-20 | -9.5811e-23 | 2.3903e-20 | 3.1799e-21 | 9.5812e-23 | -2.3903e-20 | -3.1799e-21 | 0 | 0 | 0 | 0 | 0 | 0 | 1.05 | 1.05 | 1.05 | 1.05 | 1.05 | 1.05 | 6.7899e-13 | -120 | 120 | 6.7899e-13 | -120 | 120
Line4_2_6 | 0 | 0 | 0 | 0 | 0 | 0 | 0 | 0 | 0 | 0 | 0 | 0 | 1.2719e-21 | -2.3911e-20 | -6.3279e-20 | -1.2719e-21 | 2.3911e-20 | 6.3279e-20 | -2.3953e-22 | 5.9757e-20 | 7.9498e-21 | 2.3953e-22 | -5.9757e-20 | -7.9498e-21 | 0 | 0 | 0 | 0 | 0 | 0 | 1.05 | 1.05 | 1.05 | 1.05 | 1.05 | 1.05 | 6.7899e-13 | -120 | 120 | 6.7899e-13 | -120 | 120
Line5_6_7 | 0 | 0 | 0 | 0 | 0 | 0 | 0 | 0 | 0 | 0 | 0 | 0 | 1.0175e-21 | -1.9129e-20 | -5.0623e-20 | -1.0175e-21 | 1.9129e-20 | 5.0623e-20 | -1.9162e-22 | 4.7806e-20 | 6.3598e-21 | 1.9162e-22 | -4.7806e-20 | -6.3598e-21 | 0 | 0 | 0 | 0 | 0 | 0 | 1.05 | 1.05 | 1.05 | 1.05 | 1.05 | 1.05 | 6.7899e-13 | -120 | 120 | 6.7899e-13 | -120 | 120
Line6_7_8 | 0 | 0 | 0 | 0 | 0 | 0 | 0 | 0 | 0 | 0 | 0 | 0 | 7.6314e-22 | -1.4347e-20 | -3.7967e-20 | -7.6314e-22 | 1.4347e-20 | 3.7967e-20 | -1.4372e-22 | 3.5854e-20 | 4.7699e-21 | 1.4372e-22 | -3.5854e-20 | -4.7699e-21 | 0 | 0 | 0 | 0 | 0 | 0 | 1.05 | 1.05 | 1.05 | 1.05 | 1.05 | 1.05 | 6.7899e-13 | -120 | 120 | 6.7899e-13 | -120 | 120
Line7_8_9 | 0 | 0 | 0 | 0 | 0 | 0 | 0 | 0 | 0 | 0 | 0 | 0 | 2.5438e-22 | -4.7822e-21 | -1.2656e-20 | -2.5438e-22 | 4.7822e-21 | 1.2656e-20 | -4.7906e-23 | 1.1951e-20 | 1.59e-21 | 4.7906e-23 | -1.1951e-20 | -1.59e-21 | 0 | 0 | 0 | 0 | 0 | 0 | 1.05 | 1.05 | 1.05 | 1.05 | 1.05 | 1.05 | 6.7899e-13 | -120 | 120 | 6.7899e-13 | -120 | 120
Line8_8_10 | 0 | 0 | 0 | 0 | 0 | 0 | 0 | 0 | 0 | 0 | 0 | 0 | 2.5438e-22 | -4.7822e-21 | -1.2656e-20 | -2.5438e-22 | 4.7822e-21 | 1.2656e-20 | -4.7906e-23 | 1.1951e-20 | 1.59e-21 | 4.7906e-23 | -1.1951e-20 | -1.59e-21 | 0 | 0 | 0 | 0 | 0 | 0 | 1.05 | 1.05 | 1.05 | 1.05 | 1.05 | 1.05 | 6.7899e-13 | -120 | 120 | 6.7899e-13 | -120 | 120
Line9_3_11 | 0 | 0 | 0 | 0 | 0 | 0 | 0 | 0 | 0 | 0 | 0 | 0 | 1.7807e-21 | -3.3476e-20 | -8.859e-20 | -1.7807e-21 | 3.3476e-20 | 8.859e-20 | -3.3534e-22 | 8.366e-20 | 1.113e-20 | 3.3534e-22 | -8.366e-20 | -1.113e-20 | 0 | 0 | 0 | 0 | 0 | 0 | 1.05 | 1.05 | 1.05 | 1.05 | 1.05 | 1.05 | 6.7899e-13 | -120 | 120 | 6.7899e-13 | -120 | 120

## LL_max_10
name | pf_ikss_a_from_ka | pf_ikss_b_from_ka | pf_ikss_c_from_ka | pf_ikss_a_to_ka | pf_ikss_b_to_ka | pf_ikss_c_to_ka | pf_skss_a_from_mw | pf_skss_b_from_mw | pf_skss_c_from_mw | pf_skss_a_to_mw | pf_skss_b_to_mw | pf_skss_c_to_mw | pf_p_a_from_mw | pf_p_b_from_mw | pf_p_c_from_mw | pf_p_a_to_mw | pf_p_b_to_mw | pf_p_c_to_mw | pf_q_a_from_mvar | pf_q_b_from_mvar | pf_q_c_from_mvar | pf_q_a_to_mvar | pf_q_b_to_mvar | pf_q_c_to_mvar | pf_ikss_a_from_degree | pf_ikss_b_from_degree | pf_ikss_c_from_degree | pf_ikss_a_to_degree | pf_ikss_b_to_degree | pf_ikss_c_to_degree | pf_vm_a_from_pu | pf_vm_b_from_pu | pf_vm_c_from_pu | pf_vm_a_to_pu | pf_vm_b_to_pu | pf_vm_c_to_pu | pf_va_a_from_degree | pf_va_b_from_degree | pf_va_c_from_degree | pf_va_a_to_degree | pf_va_b_to_degree | pf_va_c_to_degree
Line0_1_2 | 0 | 0 | 0 | 0 | 0 | 0 | 0 | 0 | 0 | 0 | 0 | 0 | 1.7143e-21 | -3.2559e-20 | -8.5267e-20 | -1.7143e-21 | 3.2559e-20 | 8.5267e-20 | -3.1499e-22 | 8.0334e-20 | 1.0328e-20 | 3.1499e-22 | -8.0334e-20 | -1.0328e-20 | 0 | 0 | 0 | 0 | 0 | 0 | 1.1 | 1.1 | 1.1 | 1.1 | 1.1 | 1.1 | 6.7797e-13 | -120 | 120 | 6.7797e-13 | -120 | 120
Line10_11_12 | 0 | 0 | 0 | 0 | 0 | 0 | 0 | 0 | 0 | 0 | 0 | 0 | 1.7143e-21 | -3.2559e-20 | -8.5267e-20 | -1.7143e-21 | 3.2559e-20 | 8.5267e-20 | -3.1499e-22 | 8.0334e-20 | 1.0328e-20 | 3.1499e-22 | -8.0334e-20 | -1.0328e-20 | 0 | 0 | 0 | 0 | 0 | 0 | 1.1 | 1.1 | 1.1 | 1.1 | 1.1 | 1.1 | 6.7797e-13 | -120 | 120 | 6.7797e-13 | -120 | 120
Line11_12_13 | 0 | 0 | 0 | 0 | 0 | 0 | 0 | 0 | 0 | 0 | 0 | 0 | 1.4286e-21 | -2.7132e-20 | -7.1055e-20 | -1.4286e-21 | 2.7132e-20 | 7.1055e-20 | -2.6249e-22 | 6.6945e-20 | 8.607e-21 | 2.6249e-22 | -6.6945e-20 | -8.607e-21 | 0 | 0 | 0 | 0 | 0 | 0 | 1.1 | 1.1 | 1.1 | 1.1 | 1.1 | 1.1 | 6.7797e-13 | -120 | 120 | 6.7797e-13 | -120 | 120
Line12_13_15 | 0 | 0 | 0 | 0 | 0 | 0 | 0 | 0 | 0 | 0 | 0 | 0 | 8.5717e-22 | -1.6279e-20 | -4.2633e-20 | -8.5717e-22 | 1.6279e-20 | 4.2633e-20 | -1.5749e-22 | 4.0167e-20 | 5.1642e-21 | 1.5749e-22 | -4.0167e-20 | -5.1642e-21 | 0 | 0 | 0 | 0 | 0 | 0 | 1.1 | 1.1 | 1.1 | 1.1 | 1.1 | 1.1 | 6.7797e-13 | -120 | 120 | 6.7797e-13 | -120 | 120
Line13_13_14 | 0 | 0 | 0 | 0 | 0 | 0 | 0 | 0 | 0 | 0 | 0 | 0 | 2.8572e-22 | -5.4264e-21 | -1.4211e-20 | -2.8572e-22 | 5.4264e-21 | 1.4211e-20 | -5.2499e-23 | 1.3389e-20 | 1.7214e-21 | 5.2498e-23 | -1.3389e-20 | -1.7214e-21 | 0 | 0 | 0 | 0 | 0 | 0 | 1.1 | 1.1 | 1.1 | 1.1 | 1.1 | 1.1 | 6.7797e-13 | -120 | 120 | 6.7797e-13 | -120 | 120
Line14_15_16 | 0 | 0 | 0 | 0 | 0 | 0 | 0 | 0 | 0 | 0 | 0 | 0 | 5.7145e-22 | -1.0853e-20 | -2.8422e-20 | -5.7145e-22 | 1.0853e-20 | 2.8422e-20 | -1.0499e-22 | 2.6778e-20 | 3.4428e-21 | 1.05e-22 | -2.6778e-20 | -3.4428e-21 | 0 | 0 | 0 | 0 | 0 | 0 | 1.1 | 1.1 | 1.1 | 1.1 | 1.1 | 1.1 | 6.7797e-13 | -120 | 120 | 6.7797e-13 | -120 | 120
Line15_16_17 | 0 | 0 | 0 | 0 | 0 | 0 | 0 | 0 | 0 | 0 | 0 | 0 | 2.8572e-22 | -5.4264e-21 | -1.4211e-20 | -2.8572e-22 | 5.4264e-21 | 1.4211e-20 | -5.2498e-23 | 1.3389e-20 | 1.7214e-21 | 5.2499e-23 | -1.3389e-20 | -1.7214e-21 | 0 | 0 | 0 | 0 | 0 | 0 | 1.1 | 1.1 | 1.1 | 1.1 | 1.1 | 1.1 | 6.7797e-13 | -120 | 120 | 6.7797e-13 | -120 | 120
Line16_4_18 | 0 | 9.8387 | 9.8387 | 0 | 9.8387 | 9.8387 | 0 | 2.2722 | 2.2722 | 0 | 2.2722 | 2.2722 | -1.6283e-16 | 2.0858 | -0.14975 | 1.6283e-16 | -1.1178 | 1.1178 | 5.9048e-42 | 1.3771 | 2.4949 | -1.0002e-32 | 0.55888 | -0.55888 | 0 | -153.4349 | 26.5651 | 0 | 26.5651 | -153.4349 | 1.1 | 1.1 | 1.1 | 1.1 | 0.55 | 0.55 | -2.0777e-24 | -120 | 120 | -3.5193e-15 | -180 | 180
Line17_5_19 | 0 | 0 | 0 | 0 | 0 | 0 | 0 | 0 | 0 | 0 | 0 | 0 | 2.8572e-22 | -5.4264e-21 | -1.4211e-20 | -2.8572e-22 | 5.4264e-21 | 1.4211e-20 | -5.2498e-23 | 1.3389e-20 | 1.7214e-21 | 5.2497e-23 | -1.3389e-20 | -1.7214e-21 | 0 | 0 | 0 | 0 | 0 | 0 | 1.1 | 1.1 | 1.1 | 1.1 | 1.1 | 1.1 | 6.7797e-13 | -120 | 120 | 6.7797e-13 | -120 | 120
Line1_1_3 | 0 | 0 | 0 | 0 | 0 | 0 | 0 | 0 | 0 | 0 | 0 | 0 | 2.2858e-21 | -4.3412e-20 | -1.1369e-19 | -2.2858e-21 | 4.3412e-20 | 1.1369e-19 | -4.1998e-22 | 1.0711e-19 | 1.3771e-20 | 4.1998e-22 | -1.0711e-19 | -1.3771e-20 | 0 | 0 | 0 | 0 | 0 | 0 | 1.1 | 1.1 | 1.1 | 1.1 | 1.1 | 1.1 | 6.7797e-13 | -120 | 120 | 6.7797e-13 | -120 | 120
Line2_1_4 | 0 | 0 | 0 | 0 | 0 | 0 | 0 | 0 | 0 | 0 | 0 | 0 | -4.5423e-14 | 8.2279e-12 | 1.7304e-12 | 4.5423e-14 | -8.2279e-12 | -1.7304e-12 | -1.6721e-13 | 2.5588e-12 | 8.3607e-12 | 1.6721e-13 | -2.5588e-12 | -8.3607e-12 | 0 | 0 | 0 | 0 | 0 | 0 | 1.1 | 1.1 | 1.1 | 1.1 | 1.1 | 1.1 | 6.7797e-13 | -120 | 120 | -2.0777e-24 | -120 | 120
Line3_1_5 | 0 | 0 | 0 | 0 | 0 | 0 | 0 | 0 | 0 | 0 | 0 | 0 | 5.7145e-22 | -1.0853e-20 | -2.8422e-20 | -5.7145e-22 | 1.0853e-20 | 2.8422e-20 | -1.05e-22 | 2.6778e-20 | 3.4428e-21 | 1.05e-22 | -2.6778e-20 | -3.4428e-21 | 0 | 0 | 0 | 0 | 0 | 0 | 1.1 | 1.1 | 1.1 | 1.1 | 1.1 | 1.1 | 6.7797e-13 | -120 | 120 | 6.7797e-13 | -120 | 120
Line4_2_6 | 0 | 0 | 0 | 0 | 0 | 0 | 0 | 0 | 0 | 0 | 0 | 0 | 1.4286e-21 | -2.7132e-20 | -7.1055e-20 | -1.4286e-21 | 2.7132e-20 | 7.1055e-20 | -2.6249e-22 | 6.6945e-20 | 8.607e-21 | 2.6249e-22 | -6.6945e-20 | -8.607e-21 | 0 | 0 | 0 | 0 | 0 | 0 | 1.1 | 1.1 | 1.1 | 1.1 | 1.1 | 1.1 | 6.7797e-13 | -120 | 120 | 6.7797e-13 | -120 | 120
Line5_6_7 | 0 | 0 | 0 | 0 | 0 | 0 | 0 | 0 | 0 | 0 | 0 | 0 | 1.1429e-21 | -2.1706e-20 | -5.6844e-20 | -1.1429e-21 | 2.1706e-20 | 5.6844e-20 | -2.0999e-22 | 5.3556e-20 | 6.8856e-21 | 2.0999e-22 | -5.3556e-20 | -6.8856e-21 | 0 | 0 | 0 | 0 | 0 | 0 | 1.1 | 1.1 | 1.1 | 1.1 | 1.1 | 1.1 | 6.7797e-13 | -120 | 120 | 6.7797e-13 | -120 | 120
Line6_7_8 | 0 | 0 | 0 | 0 | 0 | 0 | 0 | 0 | 0 | 0 | 0 | 0 | 8.5717e-22 | -1.6279e-20 | -4.2633e-20 | -8.5717e-22 | 1.6279e-20 | 4.2633e-20 | -1.5749e-22 | 4.0167e-20 | 5.1642e-21 | 1.5749e-22 | -4.0167e-20 | -5.1642e-21 | 0 | 0 | 0 | 0 | 0 | 0 | 1.1 | 1.1 | 1.1 | 1.1 | 1.1 | 1.1 | 6.7797e-13 | -120 | 120 | 6.7797e-13 | -120 | 120
Line7_8_9 | 0 | 0 | 0 | 0 | 0 | 0 | 0 | 0 | 0 | 0 | 0 | 0 | 2.8572e-22 | -5.4264e-21 | -1.4211e-20 | -2.8572e-22 | 5.4264e-21 | 1.4211e-20 | -5.2498e-23 | 1.3389e-20 | 1.7214e-21 | 5.2498e-23 | -1.3389e-20 | -1.7214e-21 | 0 | 0 | 0 | 0 | 0 | 0 | 1.1 | 1.1 | 1.1 | 1.1 | 1.1 | 1.1 | 6.7797e-13 | -120 | 120 | 6.7797e-13 | -120 | 120
Line8_8_10 | 0 | 0 | 0 | 0 | 0 | 0 | 0 | 0 | 0 | 0 | 0 | 0 | 2.8572e-22 | -5.4264e-21 | -1.4211e-20 | -2.8572e-22 | 5.4264e-21 | 1.4211e-20 | -5.2499e-23 | 1.3389e-20 | 1.7214e-21 | 5.2499e-23 | -1.3389e-20 | -1.7214e-21 | 0 | 0 | 0 | 0 | 0 | 0 | 1.1 | 1.1 | 1.1 | 1.1 | 1.1 | 1.1 | 6.7797e-13 | -120 | 120 | 6.7797e-13 | -120 | 120
Line9_3_11 | 0 | 0 | 0 | 0 | 0 | 0 | 0 | 0 | 0 | 0 | 0 | 0 | 2.0001e-21 | -3.7985e-20 | -9.9478e-20 | -2.0001e-21 | 3.7985e-20 | 9.9478e-20 | -3.6748e-22 | 9.3723e-20 | 1.205e-20 | 3.6748e-22 | -9.3723e-20 | -1.205e-20 | 0 | 0 | 0 | 0 | 0 | 0 | 1.1 | 1.1 | 1.1 | 1.1 | 1.1 | 1.1 | 6.7797e-13 | -120 | 120 | 6.7797e-13 | -120 | 120

## LL_max_fault_6
name | pf_ikss_a_from_ka | pf_ikss_b_from_ka | pf_ikss_c_from_ka | pf_ikss_a_to_ka | pf_ikss_b_to_ka | pf_ikss_c_to_ka | pf_skss_a_from_mw | pf_skss_b_from_mw | pf_skss_c_from_mw | pf_skss_a_to_mw | pf_skss_b_to_mw | pf_skss_c_to_mw | pf_p_a_from_mw | pf_p_b_from_mw | pf_p_c_from_mw | pf_p_a_to_mw | pf_p_b_to_mw | pf_p_c_to_mw | pf_q_a_from_mvar | pf_q_b_from_mvar | pf_q_c_from_mvar | pf_q_a_to_mvar | pf_q_b_to_mvar | pf_q_c_to_mvar | pf_ikss_a_from_degree | pf_ikss_b_from_degree | pf_ikss_c_from_degree | pf_ikss_a_to_degree | pf_ikss_b_to_degree | pf_ikss_c_to_degree | pf_vm_a_from_pu | pf_vm_b_from_pu | pf_vm_c_from_pu | pf_vm_a_to_pu | pf_vm_b_to_pu | pf_vm_c_to_pu | pf_va_a_from_degree | pf_va_b_from_degree | pf_va_c_from_degree | pf_va_a_to_degree | pf_va_b_to_degree | pf_va_c_to_degree
Line0_1_2 | 0 | 0 | 0 | 0 | 0 | 0 | 0 | 0 | 0 | 0 | 0 | 0 | 7.601e-24 | -3.0475e-23 | -4.3527e-22 | -7.601e-24 | 3.0475e-23 | 4.3527e-22 | -1.4314e-24 | 4.8797e-22 | 2.103e-22 | 1.4314e-24 | -4.8797e-22 | -2.103e-22 | 0 | 0 | 0 | 0 | 0 | 0 | 1.05 | 1.05 | 1.05 | 1.05 | 1.05 | 1.05 | 3.3814e-15 | -120 | 120 | 3.3814e-15 | -120 | 120
Line10_11_12 | 0 | 0 | 0 | 0 | 0 | 0 | 0 | 0 | 0 | 0 | 0 | 0 | 7.601e-24 | -3.0475e-23 | -4.3527e-22 | -7.601e-24 | 3.0475e-23 | 4.3527e-22 | -1.4314e-24 | 4.8797e-22 | 2.103e-22 | 1.4314e-24 | -4.8797e-22 | -2.103e-22 | 0 | 0 | 0 | 0 | 0 | 0 | 1.05 | 1.05 | 1.05 | 1.05 | 1.05 | 1.05 | 3.3814e-15 | -120 | 120 | 3.3814e-15 | -120 | 120
Line11_12_13 | 0 | 0 | 0 | 0 | 0 | 0 | 0 | 0 | 0 | 0 | 0 | 0 | 6.3341e-24 | -2.5395e-23 | -3.6273e-22 | -6.3341e-24 | 2.5395e-23 | 3.6273e-22 | -1.1929e-24 | 4.0664e-22 | 1.7525e-22 | 1.1929e-24 | -4.0664e-22 | -1.7525e-22 | 0 | 0 | 0 | 0 | 0 | 0 | 1.05 | 1.05 | 1.05 | 1.05 | 1.05 | 1.05 | 3.3814e-15 | -120 | 120 | 3.3814e-15 | -120 | 120
Line12_13_15 | 0 | 0 | 0 | 0 | 0 | 0 | 0 | 0 | 0 | 0 | 0 | 0 | 3.8005e-24 | -1.5237e-23 | -2.1764e-22 | -3.8005e-24 | 1.5237e-23 | 2.1764e-22 | -7.1572e-25 | 2.4399e-22 | 1.0515e-22 | 7.1571e-25 | -2.4399e-22 | -1.0515e-22 | 0 | 0 | 0 | 0 | 0 | 0 | 1.05 | 1.05 | 1.05 | 1.05 | 1.05 | 1.05 | 3.3814e-15 | -120 | 120 | 3.3814e-15 | -120 | 120
Line13_13_14 | 0 | 0 | 0 | 0 | 0 | 0 | 0 | 0 | 0 | 0 | 0 | 0 | 1.2668e-24 | -5.0791e-24 | -7.2546e-23 | -1.2668e-24 | 5.0791e-24 | 7.2546e-23 | -2.3857e-25 | 8.1329e-23 | 3.5049e-23 | 2.3857e-25 | -8.1329e-23 | -3.5049e-23 | 0 | 0 | 0 | 0 | 0 | 0 | 1.05 | 1.05 | 1.05 | 1.05 | 1.05 | 1.05 | 3.3814e-15 | -120 | 120 | 3.3814e-15 | -120 | 120
Line14_15_16 | 0 | 0 | 0 | 0 | 0 | 0 | 0 | 0 | 0 | 0 | 0 | 0 | 2.5337e-24 | -1.0158e-23 | -1.4509e-22 | -2.5337e-24 | 1.0158e-23 | 1.4509e-22 | -4.7714e-25 | 1.6266e-22 | 7.0099e-23 | 4.7714e-25 | -1.6266e-22 | -7.0099e-23 | 0 | 0 | 0 | 0 | 0 | 0 | 1.05 | 1.05 | 1.05 | 1.05 | 1.05 | 1.05 | 3.3814e-15 | -120 | 120 | 3.3814e-15 | -120 | 120
Line15_16_17 | 0 | 0 | 0 | 0 | 0 | 0 | 0 | 0 | 0 | 0 | 0 | 0 | 1.2668e-24 | -5.0791e-24 | -7.2546e-23 | -1.2668e-24 | 5.0791e-24 | 7.2546e-23 | -2.3858e-25 | 8.1329e-23 | 3.5049e-23 | 2.3857e-25 | -8.1329e-23 | -3.5049e-23 | 0 | 0 | 0 | 0 | 0 | 0 | 1.05 | 1.05 | 1.05 | 1.05 | 1.05 | 1.05 | 3.3814e-15 | -120 | 120 | 3.3814e-15 | -120 | 120
Line16_4_18 | 0 | 0.059043 | 0.059043 | 0 | 0.059043 | 0.059043 | 0 | 0.013635 | 0.013635 | 0 | 0.013635 | 0.013635 | 1.2143e-18 | 0.013822 | 0.003678 | -6.0715e-19 | -0.013787 | -0.0036432 | -1.2143e-18 | 0.003733 | 0.013837 | 6.0715e-19 | -0.0036633 | -0.013767 | 0 | -135.1139 | 44.8861 | 0 | 44.8861 | -135.1139 | 1.05 | 1.05 | 1.05 | 1.05 | 1.0462 | 1.0444 | -1.167e-26 | -120 | 120 | -3.4205e-17 | -120.2338 | 120.0635
Line17_5_19 | 0 | 0 | 0 | 0 | 0 | 0 | 0 | 0 | 0 | 0 | 0 | 0 | 1.2668e-24 | -5.0791e-24 | -7.2546e-23 | -1.2668e-24 | 5.0791e-24 | 7.2546e-23 | -2.3858e-25 | 8.1329e-23 | 3.5049e-23 | 2.3858e-25 | -8.1329e-23 | -3.5049e-23 | 0 | 0 | 0 | 0 | 0 | 0 | 1.05 | 1.05 | 1.05 | 1.05 | 1.05 | 1.05 | 3.3814e-15 | -120 | 120 | 3.3814e-15 | -120 | 120
Line1_1_3 | 0 | 0 | 0 | 0 | 0 | 0 | 0 | 0 | 0 | 0 | 0 | 0 | 1.0135e-23 | -4.0633e-23 | -5.8037e-22 | -1.0135e-23 | 4.0633e-23 | 5.8037e-22 | -1.9086e-24 | 6.5063e-22 | 2.804e-22 | 1.9086e-24 | -6.5063e-22 | -2.804e-22 | 0 | 0 | 0 | 0 | 0 | 0 | 1.05 | 1.05 | 1.05 | 1.05 | 1.05 | 1.05 | 3.3814e-15 | -120 | 120 | 3.3814e-15 | -120 | 120
Line2_1_4 | 0 | 0 | 0 | 0 | 0 | 0 | 0 | 0 | 0 | 0 | 0 | 0 | -2.1454e-16 | 5.0887e-14 | 2.5598e-14 | 2.1454e-16 | -5.0887e-14 | -2.5598e-14 | -7.7609e-16 | -1.0781e-15 | 4.3328e-14 | 7.7609e-16 | 1.0781e-15 | -4.3328e-14 | 0 | 0 | 0 | 0 | 0 | 0 | 1.05 | 1.05 | 1.05 | 1.05 | 1.05 | 1.05 | 3.3814e-15 | -120 | 120 | -1.167e-26 | -120 | 120
Line3_1_5 | 0 | 0 | 0 | 0 | 0 | 0 | 0 | 0 | 0 | 0 | 0 | 0 | 2.5337e-24 | -1.0158e-23 | -1.4509e-22 | -2.5337e-24 | 1.0158e-23 | 1.4509e-22 | -4.7714e-25 | 1.6266e-22 | 7.0099e-23 | 4.7714e-25 | -1.6266e-22 | -7.0099e-23 | 0 | 0 | 0 | 0 | 0 | 0 | 1.05 | 1.05 | 1.05 | 1.05 | 1.05 | 1.05 | 3.3814e-15 | -120 | 120 | 3.3814e-15 | -120 | 120
Line4_2_6 | 0 | 0 | 0 | 0 | 0 | 0 | 0 | 0 | 0 | 0 | 0 | 0 | 6.3341e-24 | -2.5395e-23 | -3.6273e-22 | -6.3341e-24 | 2.5396e-23 | 3.6273e-22 | -1.1929e-24 | 4.0664e-22 | 1.7525e-22 | 1.1929e-24 | -4.0664e-22 | -1.7525e-22 | 0 | 0 | 0 | 0 | 0 | 0 | 1.05 | 1.05 | 1.05 | 1.05 | 1.05 | 1.05 | 3.3814e-15 | -120 | 120 | 3.3814e-15 | -120 | 120
Line5_6_7 | 0 | 0 | 0 | 0 | 0 | 0 | 0 | 0 | 0 | 0 | 0 | 0 | 5.0673e-24 | -2.0316e-23 | -2.9018e-22 | -5.0673e-24 | 2.0316e-23 | 2.9018e-22 | -9.5429e-25 | 3.2532e-22 | 1.402e-22 | 9.5429e-25 | -3.2532e-22 | -1.402e-22 | 0 | 0 | 0 | 0 | 0 | 0 | 1.05 | 1.05 | 1.05 | 1.05 | 1.05 | 1.05 | 3.3814e-15 | -120 | 120 | 3.3814e-15 | -120 | 120
Line6_7_8 | 0 | 0 | 0 | 0 | 0 | 0 | 0 | 0 | 0 | 0 | 0 | 0 | 3.8005e-24 | -1.5237e-23 | -2.1764e-22 | -3.8005e-24 | 1.5237e-23 | 2.1764e-22 | -7.1573e-25 | 2.4399e-22 | 1.0515e-22 | 7.1573e-25 | -2.4399e-22 | -1.0515e-22 | 0 | 0 | 0 | 0 | 0 | 0 | 1.05 | 1.05 | 1.05 | 1.05 | 1.05 | 1.05 | 3.3814e-15 | -120 | 120 | 3.3814e-15 | -120 | 120
Line7_8_9 | 0 | 0 | 0 | 0 | 0 | 0 | 0 | 0 | 0 | 0 | 0 | 0 | 1.2668e-24 | -5.0791e-24 | -7.2546e-23 | -1.2668e-24 | 5.0791e-24 | 7.2546e-23 | -2.3857e-25 | 8.1329e-23 | 3.5049e-23 | 2.3857e-25 | -8.1329e-23 | -3.5049e-23 | 0 | 0 | 0 | 0 | 0 | 0 | 1.05 | 1.05 | 1.05 | 1.05 | 1.05 | 1.05 | 3.3814e-15 | -120 | 120 | 3.3814e-15 | -120 | 120
Line8_8_10 | 0 | 0 | 0 | 0 | 0 | 0 | 0 | 0 | 0 | 0 | 0 | 0 | 1.2668e-24 | -5.0791e-24 | -7.2546e-23 | -1.2668e-24 | 5.0791e-24 | 7.2546e-23 | -2.3857e-25 | 8.1329e-23 | 3.5049e-23 | 2.3857e-25 | -8.1329e-23 | -3.5049e-23 | 0 | 0 | 0 | 0 | 0 | 0 | 1.05 | 1.05 | 1.05 | 1.05 | 1.05 | 1.05 | 3.3814e-15 | -120 | 120 | 3.3814e-15 | -120 | 120
Line9_3_11 | 0 | 0 | 0 | 0 | 0 | 0 | 0 | 0 | 0 | 0 | 0 | 0 | 8.8678e-24 | -3.5554e-23 | -5.0782e-22 | -8.8678e-24 | 3.5554e-23 | 5.0782e-22 | -1.67e-24 | 5.693e-22 | 2.4535e-22 | 1.67e-24 | -5.693e-22 | -2.4535e-22 | 0 | 0 | 0 | 0 | 0 | 0 | 1.05 | 1.05 | 1.05 | 1.05 | 1.05 | 1.05 | 3.3814e-15 | -120 | 120 | 3.3814e-15 | -120 | 120

## LL_max_fault_10
name | pf_ikss_a_from_ka | pf_ikss_b_from_ka | pf_ikss_c_from_ka | pf_ikss_a_to_ka | pf_ikss_b_to_ka | pf_ikss_c_to_ka | pf_skss_a_from_mw | pf_skss_b_from_mw | pf_skss_c_from_mw | pf_skss_a_to_mw | pf_skss_b_to_mw | pf_skss_c_to_mw | pf_p_a_from_mw | pf_p_b_from_mw | pf_p_c_from_mw | pf_p_a_to_mw | pf_p_b_to_mw | pf_p_c_to_mw | pf_q_a_from_mvar | pf_q_b_from_mvar | pf_q_c_from_mvar | pf_q_a_to_mvar | pf_q_b_to_mvar | pf_q_c_to_mvar | pf_ikss_a_from_degree | pf_ikss_b_from_degree | pf_ikss_c_from_degree | pf_ikss_a_to_degree | pf_ikss_b_to_degree | pf_ikss_c_to_degree | pf_vm_a_from_pu | pf_vm_b_from_pu | pf_vm_c_from_pu | pf_vm_a_to_pu | pf_vm_b_to_pu | pf_vm_c_to_pu | pf_va_a_from_degree | pf_va_b_from_degree | pf_va_c_from_degree | pf_va_a_to_degree | pf_va_b_to_degree | pf_va_c_to_degree
Line0_1_2 | 0 | 0 | 0 | 0 | 0 | 0 | 0 | 0 | 0 | 0 | 0 | 0 | 8.5375e-24 | -3.6629e-23 | -4.8954e-22 | -8.5375e-24 | 3.6629e-23 | 4.8954e-22 | -1.5686e-24 | 5.4749e-22 | 2.3384e-22 | 1.5686e-24 | -5.4749e-22 | -2.3384e-22 | 0 | 0 | 0 | 0 | 0 | 0 | 1.1 | 1.1 | 1.1 | 1.1 | 1.1 | 1.1 | 3.3763e-15 | -120 | 120 | 3.3763e-15 | -120 | 120
Line10_11_12 | 0 | 0 | 0 | 0 | 0 | 0 | 0 | 0 | 0 | 0 | 0 | 0 | 8.5375e-24 | -3.6629e-23 | -4.8954e-22 | -8.5375e-24 | 3.6629e-23 | 4.8954e-22 | -1.5686e-24 | 5.4749e-22 | 2.3384e-22 | 1.5686e-24 | -5.4749e-22 | -2.3384e-22 | 0 | 0 | 0 | 0 | 0 | 0 | 1.1 | 1.1 | 1.1 | 1.1 | 1.1 | 1.1 | 3.3763e-15 | -120 | 120 | 3.3763e-15 | -120 | 120
Line11_12_13 | 0 | 0 | 0 | 0 | 0 | 0 | 0 | 0 | 0 | 0 | 0 | 0 | 7.1146e-24 | -3.0524e-23 | -4.0795e-22 | -7.1146e-24 | 3.0524e-23 | 4.0795e-22 | -1.3072e-24 | 4.5624e-22 | 1.9487e-22 | 1.3072e-24 | -4.5624e-22 | -1.9487e-22 | 0 | 0 | 0 | 0 | 0 | 0 | 1.1 | 1.1 | 1.1 | 1.1 | 1.1 | 1.1 | 3.3763e-15 | -120 | 120 | 3.3763e-15 | -120 | 120
Line12_13_15 | 0 | 0 | 0 | 0 | 0 | 0 | 0 | 0 | 0 | 0 | 0 | 0 | 4.2688e-24 | -1.8314e-23 | -2.4477e-22 | -4.2688e-24 | 1.8315e-23 | 2.4477e-22 | -7.8431e-25 | 2.7374e-22 | 1.1692e-22 | 7.8432e-25 | -2.7374e-22 | -1.1692e-22 | 0 | 0 | 0 | 0 | 0 | 0 | 1.1 | 1.1 | 1.1 | 1.1 | 1.1 | 1.1 | 3.3763e-15 | -120 | 120 | 3.3763e-15 | -120 | 120
Line13_13_14 | 0 | 0 | 0 | 0 | 0 | 0 | 0 | 0 | 0 | 0 | 0 | 0 | 1.4229e-24 | -6.1048e-24 | -8.1591e-23 | -1.4229e-24 | 6.1049e-24 | 8.1591e-23 | -2.6144e-25 | 9.1248e-23 | 3.8974e-23 | 2.6144e-25 | -9.1248e-23 | -3.8974e-23 | 0 | 0 | 0 | 0 | 0 | 0 | 1.1 | 1.1 | 1.1 | 1.1 | 1.1 | 1.1 | 3.3763e-15 | -120 | 120 | 3.3763e-15 | -120 | 120
Line14_15_16 | 0 | 0 | 0 | 0 | 0 | 0 | 0 | 0 | 0 | 0 | 0 | 0 | 2.8458e-24 | -1.221e-23 | -1.6318e-22 | -2.8458e-24 | 1.221e-23 | 1.6318e-22 | -5.2288e-25 | 1.825e-22 | 7.7948e-23 | 5.2288e-25 | -1.825e-22 | -7.7948e-23 | 0 | 0 | 0 | 0 | 0 | 0 | 1.1 | 1.1 | 1.1 | 1.1 | 1.1 | 1.1 | 3.3763e-15 | -120 | 120 | 3.3763e-15 | -120 | 120
Line15_16_17 | 0 | 0 | 0 | 0 | 0 | 0 | 0 | 0 | 0 | 0 | 0 | 0 | 1.4229e-24 | -6.1048e-24 | -8.1591e-23 | -1.4229e-24 | 6.1049e-24 | 8.1591e-23 | -2.6144e-25 | 9.1248e-23 | 3.8974e-23 | 2.6144e-25 | -9.1248e-23 | -3.8974e-23 | 0 | 0 | 0 | 0 | 0 | 0 | 1.1 | 1.1 | 1.1 | 1.1 | 1.1 | 1.1 | 3.3763e-15 | -120 | 120 | 3.3763e-15 | -120 | 120
Line16_4_18 | 0 | 0.061854 | 0.061854 | 0 | 0.061854 | 0.061854 | 0 | 0.014285 | 0.014285 | 0 | 0.014285 | 0.014285 | -1.2721e-18 | 0.01517 | 0.0040367 | 6.3607e-19 | -0.015131 | -0.0039984 | 2.4027e-46 | 0.004097 | 0.015186 | -3.0523e-37 | -0.0040205 | -0.015109 | 0 | -135.1139 | 44.8861 | 0 | 44.8861 | -135.1139 | 1.1 | 1.1 | 1.1 | 1.1 | 1.096 | 1.0941 | -1.0821e-26 | -120 | 120 | -2.7495e-17 | -120.2338 | 120.0635
Line17_5_19 | 0 | 0 | 0 | 0 | 0 | 0 | 0 | 0 | 0 | 0 | 0 | 0 | 1.4229e-24 | -6.1048e-24 | -8.1591e-23 | -1.4229e-24 | 6.1048e-24 | 8.1591e-23 | -2.6145e-25 | 9.1248e-23 | 3.8974e-23 | 2.6144e-25 | -9.1248e-23 | -3.8974e-23 | 0 | 0 | 0 | 0 | 0 | 0 | 1.1 | 1.1 | 1.1 | 1.1 | 1.1 | 1.1 | 3.3763e-15 | -120 | 120 | 3.3763e-15 | -120 | 120
Line1_1_3 | 0 | 0 | 0 | 0 | 0 | 0 | 0 | 0 | 0 | 0 | 0 | 0 | 1.1383e-23 | -4.8839e-23 | -6.5272e-22 | -1.1383e-23 | 4.8839e-23 | 6.5272e-22 | -2.0915e-24 | 7.2999e-22 | 3.1179e-22 | 2.0915e-24 | -7.2999e-22 | -3.1179e-22 | 0 | 0 | 0 | 0 | 0 | 0 | 1.1 | 1.1 | 1.1 | 1.1 | 1.1 | 1.1 | 3.3763e-15 | -120 | 120 | 3.3763e-15 | -120 | 120
Line2_1_4 | 0 | 0 | 0 | 0 | 0 | 0 | 0 | 0 | 0 | 0 | 0 | 0 | -2.2621e-16 | 5.4537e-14 | 2.7225e-14 | 2.2621e-16 | -5.4537e-14 | -2.7225e-14 | -8.327e-16 | -9.1321e-16 | 4.6554e-14 | 8.327e-16 | 9.1321e-16 | -4.6554e-14 | 0 | 0 | 0 | 0 | 0 | 0 | 1.1 | 1.1 | 1.1 | 1.1 | 1.1 | 1.1 | 3.3763e-15 | -120 | 120 | -1.0821e-26 | -120 | 120
Line3_1_5 | 0 | 0 | 0 | 0 | 0 | 0 | 0 | 0 | 0 | 0 | 0 | 0 | 2.8458e-24 | -1.221e-23 | -1.6318e-22 | -2.8458e-24 | 1.221e-23 | 1.6318e-22 | -5.2288e-25 | 1.825e-22 | 7.7948e-23 | 5.2288e-25 | -1.825e-22 | -7.7948e-23 | 0 | 0 | 0 | 0 | 0 | 0 | 1.1 | 1.1 | 1.1 | 1.1 | 1.1 | 1.1 | 3.3763e-15 | -120 | 120 | 3.3763e-15 | -120 | 120
Line4_2_6 | 0 | 0 | 0 | 0 | 0 | 0 | 0 | 0 | 0 | 0 | 0 | 0 | 7.1146e-24 | -3.0524e-23 | -4.0795e-22 | -7.1146e-24 | 3.0524e-23 | 4.0795e-22 | -1.3072e-24 | 4.5624e-22 | 1.9487e-22 | 1.3072e-24 | -4.5624e-22 | -1.9487e-22 | 0 | 0 | 0 | 0 | 0 | 0 | 1.1 | 1.1 | 1.1 | 1.1 | 1.1 | 1.1 | 3.3763e-15 | -120 | 120 | 3.3763e-15 | -120 | 120
Line5_6_7 | 0 | 0 | 0 | 0 | 0 | 0 | 0 | 0 | 0 | 0 | 0 | 0 | 5.6917e-24 | -2.4419e-23 | -3.2636e-22 | -5.6917e-24 | 2.4419e-23 | 3.2636e-22 | -1.0458e-24 | 3.6499e-22 | 1.559e-22 | 1.0458e-24 | -3.6499e-22 | -1.559e-22 | 0 | 0 | 0 | 0 | 0 | 0 | 1.1 | 1.1 | 1.1 | 1.1 | 1.1 | 1.1 | 3.3763e-15 | -120 | 120 | 3.3763e-15 | -120 | 120
Line6_7_8 | 0 | 0 | 0 | 0 | 0 | 0 | 0 | 0 | 0 | 0 | 0 | 0 | 4.2688e-24 | -1.8315e-23 | -2.4477e-22 | -4.2688e-24 | 1.8315e-23 | 2.4477e-22 | -7.8432e-25 | 2.7374e-22 | 1.1692e-22 | 7.8432e-25 | -2.7374e-22 | -1.1692e-22 | 0 | 0 | 0 | 0 | 0 | 0 | 1.1 | 1.1 | 1.1 | 1.1 | 1.1 | 1.1 | 3.3763e-15 | -120 | 120 | 3.3763e-15 | -120 | 120
Line7_8_9 | 0 | 0 | 0 | 0 | 0 | 0 | 0 | 0 | 0 | 0 | 0 | 0 | 1.4229e-24 | -6.1048e-24 | -8.1591e-23 | -1.4229e-24 | 6.1049e-24 | 8.1591e-23 | -2.6145e-25 | 9.1248e-23 | 3.8974e-23 | 2.6144e-25 | -9.1248e-23 | -3.8974e-23 | 0 | 0 | 0 | 0 | 0 | 0 | 1.1 | 1.1 | 1.1 | 1.1 | 1.1 | 1.1 | 3.3763e-15 | -120 | 120 | 3.3763e-15 | -120 | 120
Line8_8_10 | 0 | 0 | 0 | 0 | 0 | 0 | 0 | 0 | 0 | 0 | 0 | 0 | 1.4229e-24 | -6.1048e-24 | -8.1591e-23 | -1.4229e-24 | 6.1049e-24 | 8.1591e-23 | -2.6145e-25 | 9.1248e-23 | 3.8974e-23 | 2.6144e-25 | -9.1248e-23 | -3.8974e-23 | 0 | 0 | 0 | 0 | 0 | 0 | 1.1 | 1.1 | 1.1 | 1.1 | 1.1 | 1.1 | 3.3763e-15 | -120 | 120 | 3.3763e-15 | -120 | 120
Line9_3_11 | 0 | 0 | 0 | 0 | 0 | 0 | 0 | 0 | 0 | 0 | 0 | 0 | 9.9604e-24 | -4.2734e-23 | -5.7113e-22 | -9.9604e-24 | 4.2734e-23 | 5.7113e-22 | -1.8301e-24 | 6.3874e-22 | 2.7282e-22 | 1.8301e-24 | -6.3874e-22 | -2.7282e-22 | 0 | 0 | 0 | 0 | 0 | 0 | 1.1 | 1.1 | 1.1 | 1.1 | 1.1 | 1.1 | 3.3763e-15 | -120 | 120 | 3.3763e-15 | -120 | 120

## LL_min_6
name | pf_ikss_a_from_ka | pf_ikss_b_from_ka | pf_ikss_c_from_ka | pf_ikss_a_to_ka | pf_ikss_b_to_ka | pf_ikss_c_to_ka | pf_skss_a_from_mw | pf_skss_b_from_mw | pf_skss_c_from_mw | pf_skss_a_to_mw | pf_skss_b_to_mw | pf_skss_c_to_mw | pf_p_a_from_mw | pf_p_b_from_mw | pf_p_c_from_mw | pf_p_a_to_mw | pf_p_b_to_mw | pf_p_c_to_mw | pf_q_a_from_mvar | pf_q_b_from_mvar | pf_q_c_from_mvar | pf_q_a_to_mvar | pf_q_b_to_mvar | pf_q_c_to_mvar | pf_ikss_a_from_degree | pf_ikss_b_from_degree | pf_ikss_c_from_degree | pf_ikss_a_to_degree | pf_ikss_b_to_degree | pf_ikss_c_to_degree | pf_vm_a_from_pu | pf_vm_b_from_pu | pf_vm_c_from_pu | pf_vm_a_to_pu | pf_vm_b_to_pu | pf_vm_c_to_pu | pf_va_a_from_degree | pf_va_b_from_degree | pf_va_c_from_degree | pf_va_a_to_degree | pf_va_b_to_degree | pf_va_c_to_degree
Line0_1_2 | 0 | 0 | 0 | 0 | 0 | 0 | 0 | 0 | 0 | 0 | 0 | 0 | 7.3521e-22 | 4.7811e-21 | -3.958e-20 | -7.3521e-22 | -4.7811e-21 | 3.958e-20 | -2.8075e-22 | 4.8608e-20 | 2.7667e-20 | 2.8075e-22 | -4.8608e-20 | -2.7667e-20 | 0 | 0 | 0 | 0 | 0 | 0 | 0.95 | 0.95 | 0.95 | 0.95 | 0.95 | 0.95 | 8.1016e-13 | -120 | 120 | 8.1016e-13 | -120 | 120
Line10_11_12 | 0 | 0 | 0 | 0 | 0 | 0 | 0 | 0 | 0 | 0 | 0 | 0 | 7.3521e-22 | 4.7811e-21 | -3.958e-20 | -7.3521e-22 | -4.7811e-21 | 3.958e-20 | -2.8075e-22 | 4.8608e-20 | 2.7667e-20 | 2.8075e-22 | -4.8608e-20 | -2.7667e-20 | 0 | 0 | 0 | 0 | 0 | 0 | 0.95 | 0.95 | 0.95 | 0.95 | 0.95 | 0.95 | 8.1016e-13 | -120 | 120 | 8.1016e-13 | -120 | 120
Line11_12_13 | 0 | 0 | 0 | 0 | 0 | 0 | 0 | 0 | 0 | 0 | 0 | 0 | 6.1267e-22 | 3.9842e-21 | -3.2984e-20 | -6.1267e-22 | -3.9842e-21 | 3.2984e-20 | -2.3396e-22 | 4.0506e-20 | 2.3056e-20 | 2.3396e-22 | -4.0506e-20 | -2.3056e-20 | 0 | 0 | 0 | 0 | 0 | 0 | 0.95 | 0.95 | 0.95 | 0.95 | 0.95 | 0.95 | 8.1016e-13 | -120 | 120 | 8.1016e-13 | -120 | 120
Line12_13_15 | 0 | 0 | 0 | 0 | 0 | 0 | 0 | 0 | 0 | 0 | 0 | 0 | 3.676e-22 | 2.3905e-21 | -1.979e-20 | -3.676e-22 | -2.3905e-21 | 1.979e-20 | -1.4037e-22 | 2.4304e-20 | 1.3834e-20 | 1.4037e-22 | -2.4304e-20 | -1.3834e-20 | 0 | 0 | 0 | 0 | 0 | 0 | 0.95 | 0.95 | 0.95 | 0.95 | 0.95 | 0.95 | 8.1016e-13 | -120 | 120 | 8.1016e-13 | -120 | 120
Line13_13_14 | 0 | 0 | 0 | 0 | 0 | 0 | 0 | 0 | 0 | 0 | 0 | 0 | 1.2253e-22 | 7.9685e-22 | -6.5967e-21 | -1.2253e-22 | -7.9685e-22 | 6.5967e-21 | -4.6791e-23 | 8.1013e-21 | 4.6112e-21 | 4.6791e-23 | -8.1013e-21 | -4.6112e-21 | 0 | 0 | 0 | 0 | 0 | 0 | 0.95 | 0.95 | 0.95 | 0.95 | 0.95 | 0.95 | 8.1016e-13 | -120 | 120 | 8.1016e-13 | -120 | 120
Line14_15_16 | 0 | 0 | 0 | 0 | 0 | 0 | 0 | 0 | 0 | 0 | 0 | 0 | 2.4507e-22 | 1.5937e-21 | -1.3193e-20 | -2.4507e-22 | -1.5937e-21 | 1.3193e-20 | -9.3582e-23 | 1.6203e-20 | 9.2224e-21 | 9.3582e-23 | -1.6203e-20 | -9.2224e-21 | 0 | 0 | 0 | 0 | 0 | 0 | 0.95 | 0.95 | 0.95 | 0.95 | 0.95 | 0.95 | 8.1016e-13 | -120 | 120 | 8.1016e-13 | -120 | 120
Line15_16_17 | 0 | 0 | 0 | 0 | 0 | 0 | 0 | 0 | 0 | 0 | 0 | 0 | 1.2253e-22 | 7.9685e-22 | -6.5967e-21 | -1.2253e-22 | -7.9685e-22 | 6.5967e-21 | -4.679e-23 | 8.1013e-21 | 4.6112e-21 | 4.679e-23 | -8.1013e-21 | -4.6112e-21 | 0 | 0 | 0 | 0 | 0 | 0 | 0.95 | 0.95 | 0.95 | 0.95 | 0.95 | 0.95 | 8.1016e-13 | -120 | 120 | 8.1016e-13 | -120 | 120
Line16_4_18 | 0 | 6.8532 | 6.8532 | 0 | 6.8532 | 6.8532 | 0 | 1.5827 | 1.5827 | 0 | 1.5827 | 1.5827 | -4.5219e-42 | 1.4441 | 0.35943 | 1.9764e-33 | -0.54232 | 0.54232 | -7.0314e-17 | 0.4187 | 1.4599 | 7.0314e-17 | 0.52062 | -0.52062 | 0 | -136.1691 | 43.8309 | 0 | 43.8309 | -136.1691 | 0.95 | 0.95 | 0.95 | 0.95 | 0.475 | 0.475 | -3.6847e-24 | -120 | 120 | -1.6105e-15 | -180 | 180
Line17_5_19 | 0 | 0 | 0 | 0 | 0 | 0 | 0 | 0 | 0 | 0 | 0 | 0 | 1.2253e-22 | 7.9685e-22 | -6.5967e-21 | -1.2253e-22 | -7.9685e-22 | 6.5967e-21 | -4.6791e-23 | 8.1013e-21 | 4.6112e-21 | 4.6791e-23 | -8.1013e-21 | -4.6112e-21 | 0 | 0 | 0 | 0 | 0 | 0 | 0.95 | 0.95 | 0.95 | 0.95 | 0.95 | 0.95 | 8.1016e-13 | -120 | 120 | 8.1016e-13 | -120 | 120
Line1_1_3 | 0 | 0 | 0 | 0 | 0 | 0 | 0 | 0 | 0 | 0 | 0 | 0 | 9.8028e-22 | 6.3748e-21 | -5.2774e-20 | -9.8028e-22 | -6.3748e-21 | 5.2774e-20 | -3.7433e-22 | 6.481e-20 | 3.689e-20 | 3.7433e-22 | -6.481e-20 | -3.689e-20 | 0 | 0 | 0 | 0 | 0 | 0 | 0.95 | 0.95 | 0.95 | 0.95 | 0.95 | 0.95 | 8.1016e-13 | -120 | 120 | 8.1016e-13 | -120 | 120
Line2_1_4 | 0 | 0 | 0 | 0 | 0 | 0 | 0 | 0 | 0 | 0 | 0 | 0 | -3.4173e-14 | 4.8123e-12 | 3.0929e-12 | 3.4173e-14 | -4.8123e-12 | -3.0929e-12 | -7.1045e-14 | -8.837e-13 | 3.7198e-12 | 7.1045e-14 | 8.837e-13 | -3.7198e-12 | 0 | 0 | 0 | 0 | 0 | 0 | 0.95 | 0.95 | 0.95 | 0.95 | 0.95 | 0.95 | 8.1016e-13 | -120 | 120 | -3.6847e-24 | -120 | 120
Line3_1_5 | 0 | 0 | 0 | 0 | 0 | 0 | 0 | 0 | 0 | 0 | 0 | 0 | 2.4507e-22 | 1.5937e-21 | -1.3193e-20 | -2.4507e-22 | -1.5937e-21 | 1.3193e-20 | -9.3582e-23 | 1.6203e-20 | 9.2224e-21 | 9.3582e-23 | -1.6203e-20 | -9.2224e-21 | 0 | 0 | 0 | 0 | 0 | 0 | 0.95 | 0.95 | 0.95 | 0.95 | 0.95 | 0.95 | 8.1016e-13 | -120 | 120 | 8.1016e-13 | -120 | 120
Line4_2_6 | 0 | 0 | 0 | 0 | 0 | 0 | 0 | 0 | 0 | 0 | 0 | 0 | 6.1267e-22 | 3.9842e-21 | -3.2984e-20 | -6.1267e-22 | -3.9843e-21 | 3.2984e-20 | -2.3396e-22 | 4.0506e-20 | 2.3056e-20 | 2.3396e-22 | -4.0506e-20 | -2.3056e-20 | 0 | 0 | 0 | 0 | 0 | 0 | 0.95 | 0.95 | 0.95 | 0.95 | 0.95 | 0.95 | 8.1016e-13 | -120 | 120 | 8.1016e-13 | -120 | 120
Line5_6_7 | 0 | 0 | 0 | 0 | 0 | 0 | 0 | 0 | 0 | 0 | 0 | 0 | 4.9014e-22 | 3.1874e-21 | -2.6387e-20 | -4.9014e-22 | -3.1874e-21 | 2.6387e-20 | -1.8716e-22 | 3.2405e-20 | 1.8445e-20 | 1.8716e-22 | -3.2405e-20 | -1.8445e-20 | 0 | 0 | 0 | 0 | 0 | 0 | 0.95 | 0.95 | 0.95 | 0.95 | 0.95 | 0.95 | 8.1016e-13 | -120 | 120 | 8.1016e-13 | -120 | 120
Line6_7_8 | 0 | 0 | 0 | 0 | 0 | 0 | 0 | 0 | 0 | 0 | 0 | 0 | 3.676e-22 | 2.3906e-21 | -1.979e-20 | -3.676e-22 | -2.3906e-21 | 1.979e-20 | -1.4037e-22 | 2.4304e-20 | 1.3834e-20 | 1.4037e-22 | -2.4304e-20 | -1.3834e-20 | 0 | 0 | 0 | 0 | 0 | 0 | 0.95 | 0.95 | 0.95 | 0.95 | 0.95 | 0.95 | 8.1016e-13 | -120 | 120 | 8.1016e-13 | -120 | 120
Line7_8_9 | 0 | 0 | 0 | 0 | 0 | 0 | 0 | 0 | 0 | 0 | 0 | 0 | 1.2253e-22 | 7.9685e-22 | -6.5967e-21 | -1.2253e-22 | -7.9685e-22 | 6.5967e-21 | -4.6791e-23 | 8.1013e-21 | 4.6112e-21 | 4.6792e-23 | -8.1013e-21 | -4.6112e-21 | 0 | 0 | 0 | 0 | 0 | 0 | 0.95 | 0.95 | 0.95 | 0.95 | 0.95 | 0.95 | 8.1016e-13 | -120 | 120 | 8.1016e-13 | -120 | 120
Line8_8_10 | 0 | 0 | 0 | 0 | 0 | 0 | 0 | 0 | 0 | 0 | 0 | 0 | 1.2253e-22 | 7.9685e-22 | -6.5967e-21 | -1.2253e-22 | -7.9685e-22 | 6.5967e-21 | -4.6791e-23 | 8.1013e-21 | 4.6112e-21 | 4.6792e-23 | -8.1013e-21 | -4.6112e-21 | 0 | 0 | 0 | 0 | 0 | 0 | 0.95 | 0.95 | 0.95 | 0.95 | 0.95 | 0.95 | 8.1016e-13 | -120 | 120 | 8.1016e-13 | -120 | 120
Line9_3_11 | 0 | 0 | 0 | 0 | 0 | 0 | 0 | 0 | 0 | 0 | 0 | 0 | 8.5774e-22 | 5.5779e-21 | -4.6177e-20 | -8.5774e-22 | -5.5779e-21 | 4.6177e-20 | -3.2754e-22 | 5.6709e-20 | 3.2279e-20 | 3.2754e-22 | -5.6709e-20 | -3.2279e-20 | 0 | 0 | 0 | 0 | 0 | 0 | 0.95 | 0.95 | 0.95 | 0.95 | 0.95 | 0.95 | 8.1016e-13 | -120 | 120 | 8.1016e-13 | -120 | 120

## LL_min_10
name | pf_ikss_a_from_ka | pf_ikss_b_from_ka | pf_ikss_c_from_ka | pf_ikss_a_to_ka | pf_ikss_b_to_ka | pf_ikss_c_to_ka | pf_skss_a_from_mw | pf_skss_b_from_mw | pf_skss_c_from_mw | pf_skss_a_to_mw | pf_skss_b_to_mw | pf_skss_c_to_mw | pf_p_a_from_mw | pf_p_b_from_mw | pf_p_c_from_mw | pf_p_a_to_mw | pf_p_b_to_mw | pf_p_c_to_mw | pf_q_a_from_mvar | pf_q_b_from_mvar | pf_q_c_from_mvar | pf_q_a_to_mvar | pf_q_b_to_mvar | pf_q_c_to_mvar | pf_ikss_a_from_degree | pf_ikss_b_from_degree | pf_ikss_c_from_degree | pf_ikss_a_to_degree | pf_ikss_b_to_degree | pf_ikss_c_to_degree | pf_vm_a_from_pu | pf_vm_b_from_pu | pf_vm_c_from_pu | pf_vm_a_to_pu | pf_vm_b_to_pu | pf_vm_c_to_pu | pf_va_a_from_degree | pf_va_b_from_degree | pf_va_c_from_degree | pf_va_a_to_degree | pf_va_b_to_degree | pf_va_c_to_degree
Line0_1_2 | 0 | 0 | 0 | 0 | 0 | 0 | 0 | 0 | 0 | 0 | 0 | 0 | 6.5985e-22 | 4.2911e-21 | -3.5524e-20 | -6.5985e-22 | -4.2911e-21 | 3.5524e-20 | -2.5197e-22 | 4.3626e-20 | 2.4832e-20 | 2.5197e-22 | -4.3626e-20 | -2.4832e-20 | 0 | 0 | 0 | 0 | 0 | 0 | 0.9 | 0.9 | 0.9 | 0.9 | 0.9 | 0.9 | 8.1016e-13 | -120 | 120 | 8.1016e-13 | -120 | 120
Line10_11_12 | 0 | 0 | 0 | 0 | 0 | 0 | 0 | 0 | 0 | 0 | 0 | 0 | 6.5985e-22 | 4.2911e-21 | -3.5524e-20 | -6.5985e-22 | -4.2911e-21 | 3.5524e-20 | -2.5197e-22 | 4.3626e-20 | 2.4832e-20 | 2.5197e-22 | -4.3626e-20 | -2.4832e-20 | 0 | 0 | 0 | 0 | 0 | 0 | 0.9 | 0.9 | 0.9 | 0.9 | 0.9 | 0.9 | 8.1016e-13 | -120 | 120 | 8.1016e-13 | -120 | 120
Line11_12_13 | 0 | 0 | 0 | 0 | 0 | 0 | 0 | 0 | 0 | 0 | 0 | 0 | 5.4988e-22 | 3.5759e-21 | -2.9603e-20 | -5.4988e-22 | -3.5759e-21 | 2.9603e-20 | -2.0998e-22 | 3.6355e-20 | 2.0693e-20 | 2.0998e-22 | -3.6355e-20 | -2.0693e-20 | 0 | 0 | 0 | 0 | 0 | 0 | 0.9 | 0.9 | 0.9 | 0.9 | 0.9 | 0.9 | 8.1016e-13 | -120 | 120 | 8.1016e-13 | -120 | 120
Line12_13_15 | 0 | 0 | 0 | 0 | 0 | 0 | 0 | 0 | 0 | 0 | 0 | 0 | 3.2993e-22 | 2.1455e-21 | -1.7762e-20 | -3.2993e-22 | -2.1455e-21 | 1.7762e-20 | -1.2599e-22 | 2.1813e-20 | 1.2416e-20 | 1.2599e-22 | -2.1813e-20 | -1.2416e-20 | 0 | 0 | 0 | 0 | 0 | 0 | 0.9 | 0.9 | 0.9 | 0.9 | 0.9 | 0.9 | 8.1016e-13 | -120 | 120 | 8.1016e-13 | -120 | 120
Line13_13_14 | 0 | 0 | 0 | 0 | 0 | 0 | 0 | 0 | 0 | 0 | 0 | 0 | 1.0998e-22 | 7.1518e-22 | -5.9206e-21 | -1.0998e-22 | -7.1518e-22 | 5.9206e-21 | -4.1995e-23 | 7.271e-21 | 4.1386e-21 | 4.1995e-23 | -7.271e-21 | -4.1386e-21 | 0 | 0 | 0 | 0 | 0 | 0 | 0.9 | 0.9 | 0.9 | 0.9 | 0.9 | 0.9 | 8.1016e-13 | -120 | 120 | 8.1016e-13 | -120 | 120
Line14_15_16 | 0 | 0 | 0 | 0 | 0 | 0 | 0 | 0 | 0 | 0 | 0 | 0 | 2.1995e-22 | 1.4304e-21 | -1.1841e-20 | -2.1995e-22 | -1.4304e-21 | 1.1841e-20 | -8.399e-23 | 1.4542e-20 | 8.2772e-21 | 8.399e-23 | -1.4542e-20 | -8.2772e-21 | 0 | 0 | 0 | 0 | 0 | 0 | 0.9 | 0.9 | 0.9 | 0.9 | 0.9 | 0.9 | 8.1016e-13 | -120 | 120 | 8.1016e-13 | -120 | 120
Line15_16_17 | 0 | 0 | 0 | 0 | 0 | 0 | 0 | 0 | 0 | 0 | 0 | 0 | 1.0998e-22 | 7.1518e-22 | -5.9206e-21 | -1.0998e-22 | -7.1518e-22 | 5.9206e-21 | -4.1995e-23 | 7.271e-21 | 4.1386e-21 | 4.1995e-23 | -7.271e-21 | -4.1386e-21 | 0 | 0 | 0 | 0 | 0 | 0 | 0.9 | 0.9 | 0.9 | 0.9 | 0.9 | 0.9 | 8.1016e-13 | -120 | 120 | 8.1016e-13 | -120 | 120
Line16_4_18 | 0 | 6.4925 | 6.4925 | 0 | 6.4925 | 6.4925 | 0 | 1.4994 | 1.4994 | 0 | 1.4994 | 1.4994 | 6.6613e-17 | 1.2961 | 0.32259 | -1.3323e-16 | -0.48673 | 0.48673 | -4.163e-42 | 0.37578 | 1.3103 | 5.8888e-33 | 0.46726 | -0.46726 | 0 | -136.1691 | 43.8309 | 0 | 43.8309 | -136.1691 | 0.9 | 0.9 | 0.9 | 0.9 | 0.45 | 0.45 | -3.5807e-24 | -120 | 120 | -2.5325e-15 | -180 | 180
Line17_5_19 | 0 | 0 | 0 | 0 | 0 | 0 | 0 | 0 | 0 | 0 | 0 | 0 | 1.0998e-22 | 7.1518e-22 | -5.9206e-21 | -1.0998e-22 | -7.1518e-22 | 5.9206e-21 | -4.1995e-23 | 7.271e-21 | 4.1386e-21 | 4.1995e-23 | -7.271e-21 | -4.1386e-21 | 0 | 0 | 0 | 0 | 0 | 0 | 0.9 | 0.9 | 0.9 | 0.9 | 0.9 | 0.9 | 8.1016e-13 | -120 | 120 | 8.1016e-13 | -120 | 120
Line1_1_3 | 0 | 0 | 0 | 0 | 0 | 0 | 0 | 0 | 0 | 0 | 0 | 0 | 8.7981e-22 | 5.7214e-21 | -4.7365e-20 | -8.7981e-22 | -5.7214e-21 | 4.7365e-20 | -3.3596e-22 | 5.8168e-20 | 3.3109e-20 | 3.3596e-22 | -5.8168e-20 | -3.3109e-20 | 0 | 0 | 0 | 0 | 0 | 0 | 0.9 | 0.9 | 0.9 | 0.9 | 0.9 | 0.9 | 8.1016e-13 | -120 | 120 | 8.1016e-13 | -120 | 120
Line2_1_4 | 0 | 0 | 0 | 0 | 0 | 0 | 0 | 0 | 0 | 0 | 0 | 0 | -3.0671e-14 | 4.3191e-12 | 2.7759e-12 | 3.0671e-14 | -4.3191e-12 | -2.7759e-12 | -6.3764e-14 | -7.9313e-13 | 3.3386e-12 | 6.3764e-14 | 7.9313e-13 | -3.3386e-12 | 0 | 0 | 0 | 0 | 0 | 0 | 0.9 | 0.9 | 0.9 | 0.9 | 0.9 | 0.9 | 8.1016e-13 | -120 | 120 | -3.5807e-24 | -120 | 120
Line3_1_5 | 0 | 0 | 0 | 0 | 0 | 0 | 0 | 0 | 0 | 0 | 0 | 0 | 2.1995e-22 | 1.4304e-21 | -1.1841e-20 | -2.1995e-22 | -1.4304e-21 | 1.1841e-20 | -8.3991e-23 | 1.4542e-20 | 8.2772e-21 | 8.399e-23 | -1.4542e-20 | -8.2772e-21 | 0 | 0 | 0 | 0 | 0 | 0 | 0.9 | 0.9 | 0.9 | 0.9 | 0.9 | 0.9 | 8.1016e-13 | -120 | 120 | 8.1016e-13 | -120 | 120
Line4_2_6 | 0 | 0 | 0 | 0 | 0 | 0 | 0 | 0 | 0 | 0 | 0 | 0 | 5.4988e-22 | 3.5759e-21 | -2.9603e-20 | -5.4988e-22 | -3.5759e-21 | 2.9603e-20 | -2.0998e-22 | 3.6355e-20 | 2.0693e-20 | 2.0998e-22 | -3.6355e-20 | -2.0693e-20 | 0 | 0 | 0 | 0 | 0 | 0 | 0.9 | 0.9 | 0.9 | 0.9 | 0.9 | 0.9 | 8.1016e-13 | -120 | 120 | 8.1016e-13 | -120 | 120
Line5_6_7 | 0 | 0 | 0 | 0 | 0 | 0 | 0 | 0 | 0 | 0 | 0 | 0 | 4.399e-22 | 2.8607e-21 | -2.3683e-20 | -4.399e-22 | -2.8607e-21 | 2.3683e-20 | -1.6798e-22 | 2.9084e-20 | 1.6554e-20 | 1.6798e-22 | -2.9084e-20 | -1.6554e-20 | 0 | 0 | 0 | 0 | 0 | 0 | 0.9 | 0.9 | 0.9 | 0.9 | 0.9 | 0.9 | 8.1016e-13 | -120 | 120 | 8.1016e-13 | -120 | 120
Line6_7_8 | 0 | 0 | 0 | 0 | 0 | 0 | 0 | 0 | 0 | 0 | 0 | 0 | 3.2993e-22 | 2.1455e-21 | -1.7762e-20 | -3.2993e-22 | -2.1455e-21 | 1.7762e-20 | -1.2599e-22 | 2.1813e-20 | 1.2416e-20 | 1.2599e-22 | -2.1813e-20 | -1.2416e-20 | 0 | 0 | 0 | 0 | 0 | 0 | 0.9 | 0.9 | 0.9 | 0.9 | 0.9 | 0.9 | 8.1016e-13 | -120 | 120 | 8.1016e-13 | -120 | 120
Line7_8_9 | 0 | 0 | 0 | 0 | 0 | 0 | 0 | 0 | 0 | 0 | 0 | 0 | 1.0998e-22 | 7.1518e-22 | -5.9206e-21 | -1.0998e-22 | -7.1518e-22 | 5.9206e-21 | -4.1995e-23 | 7.271e-21 | 4.1386e-21 | 4.1995e-23 | -7.271e-21 | -4.1386e-21 | 0 | 0 | 0 | 0 | 0 | 0 | 0.9 | 0.9 | 0.9 | 0.9 | 0.9 | 0.9 | 8.1016e-13 | -120 | 120 | 8.1016e-13 | -120 | 120
Line8_8_10 | 0 | 0 | 0 | 0 | 0 | 0 | 0 | 0 | 0 | 0 | 0 | 0 | 1.0998e-22 | 7.1518e-22 | -5.9206e-21 | -1.0998e-22 | -7.1518e-22 | 5.9206e-21 | -4.1995e-23 | 7.271e-21 | 4.1386e-21 | 4.1995e-23 | -7.271e-21 | -4.1386e-21 | 0 | 0 | 0 | 0 | 0 | 0 | 0.9 | 0.9 | 0.9 | 0.9 | 0.9 | 0.9 | 8.1016e-13 | -120 | 120 | 8.1016e-13 | -120 | 120
Line9_3_11 | 0 | 0 | 0 | 0 | 0 | 0 | 0 | 0 | 0 | 0 | 0 | 0 | 7.6983e-22 | 5.0062e-21 | -4.1444e-20 | -7.6983e-22 | -5.0062e-21 | 4.1444e-20 | -2.9397e-22 | 5.0897e-20 | 2.897e-20 | 2.9397e-22 | -5.0897e-20 | -2.897e-20 | 0 | 0 | 0 | 0 | 0 | 0 | 0.9 | 0.9 | 0.9 | 0.9 | 0.9 | 0.9 | 8.1016e-13 | -120 | 120 | 8.1016e-13 | -120 | 120

## LL_min_fault_6
name | pf_ikss_a_from_ka | pf_ikss_b_from_ka | pf_ikss_c_from_ka | pf_ikss_a_to_ka | pf_ikss_b_to_ka | pf_ikss_c_to_ka | pf_skss_a_from_mw | pf_skss_b_from_mw | pf_skss_c_from_mw | pf_skss_a_to_mw | pf_skss_b_to_mw | pf_skss_c_to_mw | pf_p_a_from_mw | pf_p_b_from_mw | pf_p_c_from_mw | pf_p_a_to_mw | pf_p_b_to_mw | pf_p_c_to_mw | pf_q_a_from_mvar | pf_q_b_from_mvar | pf_q_c_from_mvar | pf_q_a_to_mvar | pf_q_b_to_mvar | pf_q_c_to_mvar | pf_ikss_a_from_degree | pf_ikss_b_from_degree | pf_ikss_c_from_degree | pf_ikss_a_to_degree | pf_ikss_b_to_degree | pf_ikss_c_to_degree | pf_vm_a_from_pu | pf_vm_b_from_pu | pf_vm_c_from_pu | pf_vm_a_to_pu | pf_vm_b_to_pu | pf_vm_c_to_pu | pf_va_a_from_degree | pf_va_b_from_degree | pf_va_c_from_degree | pf_va_a_to_degree | pf_va_b_to_degree | pf_va_c_to_degree
Line0_1_2 | 0 | 0 | 0 | 0 | 0 | 0 | 0 | 0 | 0 | 0 | 0 | 0 | 5.608e-24 | 4.4782e-23 | -3.0361e-22 | -5.608e-24 | -4.4782e-23 | 3.0361e-22 | -2.1415e-24 | 3.7753e-22 | 2.2162e-22 | 2.1415e-24 | -3.7753e-22 | -2.2162e-22 | 0 | 0 | 0 | 0 | 0 | 0 | 0.95 | 0.95 | 0.95 | 0.95 | 0.95 | 0.95 | 6.1797e-15 | -120 | 120 | 6.1797e-15 | -120 | 120
Line10_11_12 | 0 | 0 | 0 | 0 | 0 | 0 | 0 | 0 | 0 | 0 | 0 | 0 | 5.608e-24 | 4.4782e-23 | -3.0361e-22 | -5.608e-24 | -4.4782e-23 | 3.0361e-22 | -2.1415e-24 | 3.7753e-22 | 2.2162e-22 | 2.1415e-24 | -3.7753e-22 | -2.2162e-22 | 0 | 0 | 0 | 0 | 0 | 0 | 0.95 | 0.95 | 0.95 | 0.95 | 0.95 | 0.95 | 6.1797e-15 | -120 | 120 | 6.1797e-15 | -120 | 120
Line11_12_13 | 0 | 0 | 0 | 0 | 0 | 0 | 0 | 0 | 0 | 0 | 0 | 0 | 4.6734e-24 | 3.7318e-23 | -2.5301e-22 | -4.6734e-24 | -3.7318e-23 | 2.5301e-22 | -1.7846e-24 | 3.1461e-22 | 1.8468e-22 | 1.7846e-24 | -3.1461e-22 | -1.8468e-22 | 0 | 0 | 0 | 0 | 0 | 0 | 0.95 | 0.95 | 0.95 | 0.95 | 0.95 | 0.95 | 6.1797e-15 | -120 | 120 | 6.1797e-15 | -120 | 120
Line12_13_15 | 0 | 0 | 0 | 0 | 0 | 0 | 0 | 0 | 0 | 0 | 0 | 0 | 2.804e-24 | 2.2391e-23 | -1.518e-22 | -2.804e-24 | -2.2391e-23 | 1.518e-22 | -1.0707e-24 | 1.8876e-22 | 1.1081e-22 | 1.0707e-24 | -1.8876e-22 | -1.1081e-22 | 0 | 0 | 0 | 0 | 0 | 0 | 0.95 | 0.95 | 0.95 | 0.95 | 0.95 | 0.95 | 6.1797e-15 | -120 | 120 | 6.1797e-15 | -120 | 120
Line13_13_14 | 0 | 0 | 0 | 0 | 0 | 0 | 0 | 0 | 0 | 0 | 0 | 0 | 9.3467e-25 | 7.4637e-24 | -5.0601e-23 | -9.3467e-25 | -7.4637e-24 | 5.0601e-23 | -3.5691e-25 | 6.2921e-23 | 3.6936e-23 | 3.5691e-25 | -6.2921e-23 | -3.6936e-23 | 0 | 0 | 0 | 0 | 0 | 0 | 0.95 | 0.95 | 0.95 | 0.95 | 0.95 | 0.95 | 6.1797e-15 | -120 | 120 | 6.1797e-15 | -120 | 120
Line14_15_16 | 0 | 0 | 0 | 0 | 0 | 0 | 0 | 0 | 0 | 0 | 0 | 0 | 1.8693e-24 | 1.4927e-23 | -1.012e-22 | -1.8693e-24 | -1.4927e-23 | 1.012e-22 | -7.1383e-25 | 1.2584e-22 | 7.3873e-23 | 7.1382e-25 | -1.2584e-22 | -7.3873e-23 | 0 | 0 | 0 | 0 | 0 | 0 | 0.95 | 0.95 | 0.95 | 0.95 | 0.95 | 0.95 | 6.1797e-15 | -120 | 120 | 6.1797e-15 | -120 | 120
Line15_16_17 | 0 | 0 | 0 | 0 | 0 | 0 | 0 | 0 | 0 | 0 | 0 | 0 | 9.3467e-25 | 7.4637e-24 | -5.0601e-23 | -9.3467e-25 | -7.4637e-24 | 5.0601e-23 | -3.5691e-25 | 6.2921e-23 | 3.6936e-23 | 3.5691e-25 | -6.2921e-23 | -3.6936e-23 | 0 | 0 | 0 | 0 | 0 | 0 | 0.95 | 0.95 | 0.95 | 0.95 | 0.95 | 0.95 | 6.1797e-15 | -120 | 120 | 6.1797e-15 | -120 | 120
Line16_4_18 | 0 | 0.053322 | 0.053322 | 0 | 0.053322 | 0.053322 | 0 | 0.012314 | 0.012314 | 0 | 0.012314 | 0.012314 | -5.4933e-19 | 0.011299 | 0.003026 | 5.4933e-19 | -0.011245 | -0.0029714 | 5.4933e-19 | 0.0030296 | 0.0113 | -5.4933e-19 | -0.0029727 | -0.011243 | 0 | -135.0091 | 44.9909 | 0 | 44.9909 | -135.0091 | 0.95 | 0.95 | 0.95 | 0.95 | 0.94453 | 0.9444 | -2.8101e-26 | -120 | 120 | 1.8744e-17 | -120.2009 | 120.1873
Line17_5_19 | 0 | 0 | 0 | 0 | 0 | 0 | 0 | 0 | 0 | 0 | 0 | 0 | 9.3467e-25 | 7.4637e-24 | -5.0601e-23 | -9.3467e-25 | -7.4637e-24 | 5.0601e-23 | -3.5691e-25 | 6.2921e-23 | 3.6936e-23 | 3.5691e-25 | -6.2921e-23 | -3.6936e-23 | 0 | 0 | 0 | 0 | 0 | 0 | 0.95 | 0.95 | 0.95 | 0.95 | 0.95 | 0.95 | 6.1797e-15 | -120 | 120 | 6.1797e-15 | -120 | 120
Line1_1_3 | 0 | 0 | 0 | 0 | 0 | 0 | 0 | 0 | 0 | 0 | 0 | 0 | 7.4774e-24 | 5.9709e-23 | -4.0481e-22 | -7.4774e-24 | -5.9709e-23 | 4.0481e-22 | -2.8553e-24 | 5.0337e-22 | 2.9549e-22 | 2.8553e-24 | -5.0337e-22 | -2.9549e-22 | 0 | 0 | 0 | 0 | 0 | 0 | 0.95 | 0.95 | 0.95 | 0.95 | 0.95 | 0.95 | 6.1797e-15 | -120 | 120 | 6.1797e-15 | -120 | 120
Line2_1_4 | 0 | 0 | 0 | 0 | 0 | 0 | 0 | 0 | 0 | 0 | 0 | 0 | -2.6067e-16 | 3.7312e-14 | 2.4662e-14 | 2.6067e-16 | -3.7312e-14 | -2.4662e-14 | -5.4192e-16 | -7.627e-15 | 2.8455e-14 | 5.4192e-16 | 7.627e-15 | -2.8455e-14 | 0 | 0 | 0 | 0 | 0 | 0 | 0.95 | 0.95 | 0.95 | 0.95 | 0.95 | 0.95 | 6.1797e-15 | -120 | 120 | -2.8101e-26 | -120 | 120
Line3_1_5 | 0 | 0 | 0 | 0 | 0 | 0 | 0 | 0 | 0 | 0 | 0 | 0 | 1.8693e-24 | 1.4927e-23 | -1.012e-22 | -1.8693e-24 | -1.4927e-23 | 1.012e-22 | -7.1383e-25 | 1.2584e-22 | 7.3873e-23 | 7.1383e-25 | -1.2584e-22 | -7.3873e-23 | 0 | 0 | 0 | 0 | 0 | 0 | 0.95 | 0.95 | 0.95 | 0.95 | 0.95 | 0.95 | 6.1797e-15 | -120 | 120 | 6.1797e-15 | -120 | 120
Line4_2_6 | 0 | 0 | 0 | 0 | 0 | 0 | 0 | 0 | 0 | 0 | 0 | 0 | 4.6734e-24 | 3.7318e-23 | -2.5301e-22 | -4.6734e-24 | -3.7318e-23 | 2.5301e-22 | -1.7846e-24 | 3.1461e-22 | 1.8468e-22 | 1.7846e-24 | -3.1461e-22 | -1.8468e-22 | 0 | 0 | 0 | 0 | 0 | 0 | 0.95 | 0.95 | 0.95 | 0.95 | 0.95 | 0.95 | 6.1797e-15 | -120 | 120 | 6.1797e-15 | -120 | 120
Line5_6_7 | 0 | 0 | 0 | 0 | 0 | 0 | 0 | 0 | 0 | 0 | 0 | 0 | 3.7387e-24 | 2.9855e-23 | -2.024e-22 | -3.7387e-24 | -2.9855e-23 | 2.024e-22 | -1.4277e-24 | 2.5168e-22 | 1.4775e-22 | 1.4277e-24 | -2.5168e-22 | -1.4775e-22 | 0 | 0 | 0 | 0 | 0 | 0 | 0.95 | 0.95 | 0.95 | 0.95 | 0.95 | 0.95 | 6.1797e-15 | -120 | 120 | 6.1797e-15 | -120 | 120
Line6_7_8 | 0 | 0 | 0 | 0 | 0 | 0 | 0 | 0 | 0 | 0 | 0 | 0 | 2.804e-24 | 2.2391e-23 | -1.518e-22 | -2.804e-24 | -2.2391e-23 | 1.518e-22 | -1.0707e-24 | 1.8876e-22 | 1.1081e-22 | 1.0707e-24 | -1.8876e-22 | -1.1081e-22 | 0 | 0 | 0 | 0 | 0 | 0 | 0.95 | 0.95 | 0.95 | 0.95 | 0.95 | 0.95 | 6.1797e-15 | -120 | 120 | 6.1797e-15 | -120 | 120
Line7_8_9 | 0 | 0 | 0 | 0 | 0 | 0 | 0 | 0 | 0 | 0 | 0 | 0 | 9.3467e-25 | 7.4637e-24 | -5.0601e-23 | -9.3467e-25 | -7.4637e-24 | 5.0601e-23 | -3.5691e-25 | 6.2921e-23 | 3.6936e-23 | 3.5691e-25 | -6.2921e-23 | -3.6936e-23 | 0 | 0 | 0 | 0 | 0 | 0 | 0.95 | 0.95 | 0.95 | 0.95 | 0.95 | 0.95 | 6.1797e-15 | -120 | 120 | 6.1797e-15 | -120 | 120
Line8_8_10 | 0 | 0 | 0 | 0 | 0 | 0 | 0 | 0 | 0 | 0 | 0 | 0 | 9.3467e-25 | 7.4637e-24 | -5.0601e-23 | -9.3467e-25 | -7.4637e-24 | 5.0601e-23 | -3.5691e-25 | 6.2921e-23 | 3.6936e-23 | 3.5691e-25 | -6.2921e-23 | -3.6936e-23 | 0 | 0 | 0 | 0 | 0 | 0 | 0.95 | 0.95 | 0.95 | 0.95 | 0.95 | 0.95 | 6.1797e-15 | -120 | 120 | 6.1797e-15 | -120 | 120
Line9_3_11 | 0 | 0 | 0 | 0 | 0 | 0 | 0 | 0 | 0 | 0 | 0 | 0 | 6.5427e-24 | 5.2246e-23 | -3.5421e-22 | -6.5427e-24 | -5.2246e-23 | 3.5421e-22 | -2.4984e-24 | 4.4045e-22 | 2.5855e-22 | 2.4984e-24 | -4.4045e-22 | -2.5855e-22 | 0 | 0 | 0 | 0 | 0 | 0 | 0.95 | 0.95 | 0.95 | 0.95 | 0.95 | 0.95 | 6.1797e-15 | -120 | 120 | 6.1797e-15 | -120 | 120

## LL_min_fault_10
name | pf_ikss_a_from_ka | pf_ikss_b_from_ka | pf_ikss_c_from_ka | pf_ikss_a_to_ka | pf_ikss_b_to_ka | pf_ikss_c_to_ka | pf_skss_a_from_mw | pf_skss_b_from_mw | pf_skss_c_from_mw | pf_skss_a_to_mw | pf_skss_b_to_mw | pf_skss_c_to_mw | pf_p_a_from_mw | pf_p_b_from_mw | pf_p_c_from_mw | pf_p_a_to_mw | pf_p_b_to_mw | pf_p_c_to_mw | pf_q_a_from_mvar | pf_q_b_from_mvar | pf_q_c_from_mvar | pf_q_a_to_mvar | pf_q_b_to_mvar | pf_q_c_to_mvar | pf_ikss_a_from_degree | pf_ikss_b_from_degree | pf_ikss_c_from_degree | pf_ikss_a_to_degree | pf_ikss_b_to_degree | pf_ikss_c_to_degree | pf_vm_a_from_pu | pf_vm_b_from_pu | pf_vm_c_from_pu | pf_vm_a_to_pu | pf_vm_b_to_pu | pf_vm_c_to_pu | pf_va_a_from_degree | pf_va_b_from_degree | pf_va_c_from_degree | pf_va_a_to_degree | pf_va_b_to_degree | pf_va_c_to_degree
Line0_1_2 | 0 | 0 | 0 | 0 | 0 | 0 | 0 | 0 | 0 | 0 | 0 | 0 | 5.0332e-24 | 4.0192e-23 | -2.7249e-22 | -5.0332e-24 | -4.0192e-23 | 2.7249e-22 | -1.922e-24 | 3.3883e-22 | 1.989e-22 | 1.922e-24 | -3.3883e-22 | -1.989e-22 | 0 | 0 | 0 | 0 | 0 | 0 | 0.9 | 0.9 | 0.9 | 0.9 | 0.9 | 0.9 | 6.1797e-15 | -120 | 120 | 6.1797e-15 | -120 | 120
Line10_11_12 | 0 | 0 | 0 | 0 | 0 | 0 | 0 | 0 | 0 | 0 | 0 | 0 | 5.0332e-24 | 4.0192e-23 | -2.7249e-22 | -5.0332e-24 | -4.0192e-23 | 2.7249e-22 | -1.922e-24 | 3.3883e-22 | 1.989e-22 | 1.922e-24 | -3.3883e-22 | -1.989e-22 | 0 | 0 | 0 | 0 | 0 | 0 | 0.9 | 0.9 | 0.9 | 0.9 | 0.9 | 0.9 | 6.1797e-15 | -120 | 120 | 6.1797e-15 | -120 | 120
Line11_12_13 | 0 | 0 | 0 | 0 | 0 | 0 | 0 | 0 | 0 | 0 | 0 | 0 | 4.1944e-24 | 3.3494e-23 | -2.2707e-22 | -4.1944e-24 | -3.3494e-23 | 2.2707e-22 | -1.6017e-24 | 2.8236e-22 | 1.6575e-22 | 1.6017e-24 | -2.8236e-22 | -1.6575e-22 | 0 | 0 | 0 | 0 | 0 | 0 | 0.9 | 0.9 | 0.9 | 0.9 | 0.9 | 0.9 | 6.1797e-15 | -120 | 120 | 6.1797e-15 | -120 | 120
Line12_13_15 | 0 | 0 | 0 | 0 | 0 | 0 | 0 | 0 | 0 | 0 | 0 | 0 | 2.5166e-24 | 2.0096e-23 | -1.3624e-22 | -2.5166e-24 | -2.0096e-23 | 1.3624e-22 | -9.61e-25 | 1.6942e-22 | 9.9452e-23 | 9.61e-25 | -1.6942e-22 | -9.9452e-23 | 0 | 0 | 0 | 0 | 0 | 0 | 0.9 | 0.9 | 0.9 | 0.9 | 0.9 | 0.9 | 6.1797e-15 | -120 | 120 | 6.1797e-15 | -120 | 120
Line13_13_14 | 0 | 0 | 0 | 0 | 0 | 0 | 0 | 0 | 0 | 0 | 0 | 0 | 8.3887e-25 | 6.6987e-24 | -4.5415e-23 | -8.3887e-25 | -6.6987e-24 | 4.5415e-23 | -3.2033e-25 | 5.6472e-23 | 3.3151e-23 | 3.2033e-25 | -5.6472e-23 | -3.3151e-23 | 0 | 0 | 0 | 0 | 0 | 0 | 0.9 | 0.9 | 0.9 | 0.9 | 0.9 | 0.9 | 6.1797e-15 | -120 | 120 | 6.1797e-15 | -120 | 120
Line14_15_16 | 0 | 0 | 0 | 0 | 0 | 0 | 0 | 0 | 0 | 0 | 0 | 0 | 1.6777e-24 | 1.3397e-23 | -9.083e-23 | -1.6777e-24 | -1.3397e-23 | 9.083e-23 | -6.4066e-25 | 1.1294e-22 | 6.6301e-23 | 6.4066e-25 | -1.1294e-22 | -6.6301e-23 | 0 | 0 | 0 | 0 | 0 | 0 | 0.9 | 0.9 | 0.9 | 0.9 | 0.9 | 0.9 | 6.1797e-15 | -120 | 120 | 6.1797e-15 | -120 | 120
Line15_16_17 | 0 | 0 | 0 | 0 | 0 | 0 | 0 | 0 | 0 | 0 | 0 | 0 | 8.3887e-25 | 6.6987e-24 | -4.5415e-23 | -8.3887e-25 | -6.6987e-24 | 4.5415e-23 | -3.2033e-25 | 5.6472e-23 | 3.3151e-23 | 3.2033e-25 | -5.6472e-23 | -3.3151e-23 | 0 | 0 | 0 | 0 | 0 | 0 | 0.9 | 0.9 | 0.9 | 0.9 | 0.9 | 0.9 | 6.1797e-15 | -120 | 120 | 6.1797e-15 | -120 | 120
Line16_4_18 | 0 | 0.050516 | 0.050516 | 0 | 0.050516 | 0.050516 | 0 | 0.011666 | 0.011666 | 0 | 0.011666 | 0.011666 | 0 | 0.010141 | 0.0027159 | 0 | -0.010092 | -0.0026669 | 0 | 0.0027191 | 0.010142 | 0 | -0.002668 | -0.010091 | 0 | -135.0091 | 44.9909 | 0 | 44.9909 | -135.0091 | 0.9 | 0.9 | 0.9 | 0.9 | 0.89482 | 0.89469 | -2.8457e-26 | -120 | 120 | 6.5047e-18 | -120.2009 | 120.1873
Line17_5_19 | 0 | 0 | 0 | 0 | 0 | 0 | 0 | 0 | 0 | 0 | 0 | 0 | 8.3887e-25 | 6.6987e-24 | -4.5415e-23 | -8.3887e-25 | -6.6987e-24 | 4.5415e-23 | -3.2033e-25 | 5.6472e-23 | 3.3151e-23 | 3.2033e-25 | -5.6472e-23 | -3.3151e-23 | 0 | 0 | 0 | 0 | 0 | 0 | 0.9 | 0.9 | 0.9 | 0.9 | 0.9 | 0.9 | 6.1797e-15 | -120 | 120 | 6.1797e-15 | -120 | 120
Line1_1_3 | 0 | 0 | 0 | 0 | 0 | 0 | 0 | 0 | 0 | 0 | 0 | 0 | 6.711e-24 | 5.359e-23 | -3.6332e-22 | -6.711e-24 | -5.359e-23 | 3.6332e-22 | -2.5627e-24 | 4.5178e-22 | 2.6521e-22 | 2.5627e-24 | -4.5178e-22 | -2.6521e-22 | 0 | 0 | 0 | 0 | 0 | 0 | 0.9 | 0.9 | 0.9 | 0.9 | 0.9 | 0.9 | 6.1797e-15 | -120 | 120 | 6.1797e-15 | -120 | 120
Line2_1_4 | 0 | 0 | 0 | 0 | 0 | 0 | 0 | 0 | 0 | 0 | 0 | 0 | -2.3395e-16 | 3.3488e-14 | 2.2134e-14 | 2.3395e-16 | -3.3488e-14 | -2.2134e-14 | -4.8638e-16 | -6.8453e-15 | 2.5538e-14 | 4.8638e-16 | 6.8453e-15 | -2.5538e-14 | 0 | 0 | 0 | 0 | 0 | 0 | 0.9 | 0.9 | 0.9 | 0.9 | 0.9 | 0.9 | 6.1797e-15 | -120 | 120 | -2.8457e-26 | -120 | 120
Line3_1_5 | 0 | 0 | 0 | 0 | 0 | 0 | 0 | 0 | 0 | 0 | 0 | 0 | 1.6777e-24 | 1.3397e-23 | -9.083e-23 | -1.6777e-24 | -1.3397e-23 | 9.083e-23 | -6.4066e-25 | 1.1294e-22 | 6.6301e-23 | 6.4066e-25 | -1.1294e-22 | -6.6301e-23 | 0 | 0 | 0 | 0 | 0 | 0 | 0.9 | 0.9 | 0.9 | 0.9 | 0.9 | 0.9 | 6.1797e-15 | -120 | 120 | 6.1797e-15 | -120 | 120
Line4_2_6 | 0 | 0 | 0 | 0 | 0 | 0 | 0 | 0 | 0 | 0 | 0 | 0 | 4.1944e-24 | 3.3494e-23 | -2.2707e-22 | -4.1944e-24 | -3.3494e-23 | 2.2707e-22 | -1.6017e-24 | 2.8236e-22 | 1.6575e-22 | 1.6017e-24 | -2.8236e-22 | -1.6575e-22 | 0 | 0 | 0 | 0 | 0 | 0 | 0.9 | 0.9 | 0.9 | 0.9 | 0.9 | 0.9 | 6.1797e-15 | -120 | 120 | 6.1797e-15 | -120 | 120
Line5_6_7 | 0 | 0 | 0 | 0 | 0 | 0 | 0 | 0 | 0 | 0 | 0 | 0 | 3.3555e-24 | 2.6795e-23 | -1.8166e-22 | -3.3555e-24 | -2.6795e-23 | 1.8166e-22 | -1.2813e-24 | 2.2589e-22 | 1.326e-22 | 1.2813e-24 | -2.2589e-22 | -1.326e-22 | 0 | 0 | 0 | 0 | 0 | 0 | 0.9 | 0.9 | 0.9 | 0.9 | 0.9 | 0.9 | 6.1797e-15 | -120 | 120 | 6.1797e-15 | -120 | 120
Line6_7_8 | 0 | 0 | 0 | 0 | 0 | 0 | 0 | 0 | 0 | 0 | 0 | 0 | 2.5166e-24 | 2.0096e-23 | -1.3624e-22 | -2.5166e-24 | -2.0096e-23 | 1.3624e-22 | -9.61e-25 | 1.6942e-22 | 9.9452e-23 | 9.61e-25 | -1.6942e-22 | -9.9452e-23 | 0 | 0 | 0 | 0 | 0 | 0 | 0.9 | 0.9 | 0.9 | 0.9 | 0.9 | 0.9 | 6.1797e-15 | -120 | 120 | 6.1797e-15 | -120 | 120
Line7_8_9 | 0 | 0 | 0 | 0 | 0 | 0 | 0 | 0 | 0 | 0 | 0 | 0 | 8.3887e-25 | 6.6987e-24 | -4.5415e-23 | -8.3887e-25 | -6.6987e-24 | 4.5415e-23 | -3.2033e-25 | 5.6472e-23 | 3.3151e-23 | 3.2033e-25 | -5.6472e-23 | -3.3151e-23 | 0 | 0 | 0 | 0 | 0 | 0 | 0.9 | 0.9 | 0.9 | 0.9 | 0.9 | 0.9 | 6.1797e-15 | -120 | 120 | 6.1797e-15 | -120 | 120
Line8_8_10 | 0 | 0 | 0 | 0 | 0 | 0 | 0 | 0 | 0 | 0 | 0 | 0 | 8.3887e-25 | 6.6987e-24 | -4.5415e-23 | -8.3887e-25 | -6.6987e-24 | 4.5415e-23 | -3.2033e-25 | 5.6472e-23 | 3.3151e-23 | 3.2033e-25 | -5.6472e-23 | -3.3151e-23 | 0 | 0 | 0 | 0 | 0 | 0 | 0.9 | 0.9 | 0.9 | 0.9 | 0.9 | 0.9 | 6.1797e-15 | -120 | 120 | 6.1797e-15 | -120 | 120
Line9_3_11 | 0 | 0 | 0 | 0 | 0 | 0 | 0 | 0 | 0 | 0 | 0 | 0 | 5.8721e-24 | 4.6891e-23 | -3.179e-22 | -5.8721e-24 | -4.6891e-23 | 3.179e-22 | -2.2423e-24 | 3.953e-22 | 2.3205e-22 | 2.2423e-24 | -3.953e-22 | -2.3205e-22 | 0 | 0 | 0 | 0 | 0 | 0 | 0.9 | 0.9 | 0.9 | 0.9 | 0.9 | 0.9 | 6.1797e-15 | -120 | 120 | 6.1797e-15 | -120 | 120

## LG_max_6
name | pf_ikss_a_from_ka | pf_ikss_b_from_ka | pf_ikss_c_from_ka | pf_ikss_a_to_ka | pf_ikss_b_to_ka | pf_ikss_c_to_ka | pf_skss_a_from_mw | pf_skss_b_from_mw | pf_skss_c_from_mw | pf_skss_a_to_mw | pf_skss_b_to_mw | pf_skss_c_to_mw | pf_p_a_from_mw | pf_p_b_from_mw | pf_p_c_from_mw | pf_p_a_to_mw | pf_p_b_to_mw | pf_p_c_to_mw | pf_q_a_from_mvar | pf_q_b_from_mvar | pf_q_c_from_mvar | pf_q_a_to_mvar | pf_q_b_to_mvar | pf_q_c_to_mvar | pf_ikss_a_from_degree | pf_ikss_b_from_degree | pf_ikss_c_from_degree | pf_ikss_a_to_degree | pf_ikss_b_to_degree | pf_ikss_c_to_degree | 3xI0 | pf_vm_a_from_pu | pf_vm_b_from_pu | pf_vm_c_from_pu | pf_vm_a_to_pu | pf_vm_b_to_pu | pf_vm_c_to_pu | pf_va_a_from_degree | pf_va_b_from_degree | pf_va_c_from_degree | pf_va_a_to_degree | pf_va_b_to_degree | pf_va_c_to_degree
Line0_1_2 | 0 | 0 | 0 | 0 | 0 | 0 | 0 | 0 | 0 | 0 | 0 | 0 | 5.8457e-19 | 8.9338e-19 | -1.5799e-18 | -4.6635e-19 | -7.4772e-19 | 1.316e-18 | 1.4944e-18 | -1.2984e-18 | -1.2757e-19 | -1.2579e-18 | 1.0778e-18 | 1.1173e-19 | 0 | 0 | 0 | 0 | 0 | 0 |  | 1.05 | 1.05 | 1.05 | 1.05 | 1.05 | 1.05 | -1.7876e-10 | -120 | 120 | -1.7876e-10 | -120 | 120
Line10_11_12 | 0 | 0 | 0 | 0 | 0 | 0 | 0 | 0 | 0 | 0 | 0 | 0 | 5.8457e-19 | 8.9338e-19 | -1.5799e-18 | -4.6635e-19 | -7.4772e-19 | 1.316e-18 | 1.4944e-18 | -1.2984e-18 | -1.2757e-19 | -1.2579e-18 | 1.0778e-18 | 1.1173e-19 | 0 | 0 | 0 | 0 | 0 | 0 |  | 1.05 | 1.05 | 1.05 | 1.05 | 1.05 | 1.05 | -1.7876e-10 | -120 | 120 | -1.7876e-10 | -120 | 120
Line11_12_13 | 0 | 0 | 0 | 0 | 0 | 0 | 0 | 0 | 0 | 0 | 0 | 0 | 4.8714e-19 | 7.4448e-19 | -1.3165e-18 | -3.6892e-19 | -5.9882e-19 | 1.0527e-18 | 1.2453e-18 | -1.082e-18 | -1.063e-19 | -1.0089e-18 | 8.6137e-19 | 9.0465e-20 | 0 | 0 | 0 | 0 | 0 | 0 |  | 1.05 | 1.05 | 1.05 | 1.05 | 1.05 | 1.05 | -1.7876e-10 | -120 | 120 | -1.7876e-10 | -120 | 120
Line12_13_15 | 0 | 0 | 0 | 0 | 0 | 0 | 0 | 0 | 0 | 0 | 0 | 0 | 2.9229e-19 | 4.4669e-19 | -7.8993e-19 | -1.7406e-19 | -3.0103e-19 | 5.2604e-19 | 7.4718e-19 | -6.4919e-19 | -6.3783e-20 | -5.1074e-19 | 4.2858e-19 | 4.7943e-20 | 0 | 0 | 0 | 0 | 0 | 0 |  | 1.05 | 1.05 | 1.05 | 1.05 | 1.05 | 1.05 | -1.7876e-10 | -120 | 120 | -1.7876e-10 | -120 | 120
Line13_13_14 | 0 | 0 | 0 | 0 | 0 | 0 | 0 | 0 | 0 | 0 | 0 | 0 | 9.7428e-20 | 1.489e-19 | -2.6331e-19 | 2.0796e-20 | -3.2377e-21 | -5.7412e-22 | 2.4906e-19 | -2.164e-19 | -2.1261e-20 | -1.2613e-20 | -4.2137e-21 | 5.4217e-21 | 0 | 0 | 0 | 0 | 0 | 0 |  | 1.05 | 1.05 | 1.05 | 1.05 | 1.05 | 1.05 | -1.7876e-10 | -120 | 120 | -1.7876e-10 | -120 | 120
Line14_15_16 | 0 | 0 | 0 | 0 | 0 | 0 | 0 | 0 | 0 | 0 | 0 | 0 | 1.9486e-19 | 2.9779e-19 | -5.2662e-19 | -7.6632e-20 | -1.5213e-19 | 2.6273e-19 | 4.9812e-19 | -4.3279e-19 | -4.2522e-20 | -2.6167e-19 | 2.1218e-19 | 2.6683e-20 | 0 | 0 | 0 | 0 | 0 | 0 |  | 1.05 | 1.05 | 1.05 | 1.05 | 1.05 | 1.05 | -1.7876e-10 | -120 | 120 | -1.7876e-10 | -120 | 120
Line15_16_17 | 0 | 0 | 0 | 0 | 0 | 0 | 0 | 0 | 0 | 0 | 0 | 0 | 9.7428e-20 | 1.489e-19 | -2.6331e-19 | 2.0796e-20 | -3.2377e-21 | -5.7412e-22 | 2.4906e-19 | -2.164e-19 | -2.1261e-20 | -1.2613e-20 | -4.2137e-21 | 5.4217e-21 | 0 | 0 | 0 | 0 | 0 | 0 |  | 1.05 | 1.05 | 1.05 | 1.05 | 1.05 | 1.05 | -1.7876e-10 | -120 | 120 | -1.7876e-10 | -120 | 120
Line16_4_18 | 13.0132 | 0 | 0 | 13.0132 | 0 | 0 | 3.0053 | 0 | 0 | 3.0053 | 0 | 0 | 1.4112 | 7.5946e-09 | -8.4031e-09 | 5.9832e-13 | 2.4255e-10 | 2.4255e-10 | 2.8224 | -5.3183e-09 | -3.918e-09 | 1.3526e-12 | 7.0018e-10 | -7.0018e-10 | -63.4349 | 0 | 0 | 116.5651 | 0 | 0 |  | 1.05 | 1.05 | 1.05 | 0 | 0.96234 | 0.96234 | -2.2002e-10 | -120 | 120 | 0 | -109.1066 | 109.1066
Line17_5_19 | 0 | 0 | 0 | 0 | 0 | 0 | 0 | 0 | 0 | 0 | 0 | 0 | 9.7428e-20 | 1.489e-19 | -2.6331e-19 | 2.0796e-20 | -3.2377e-21 | -5.7412e-22 | 2.4906e-19 | -2.164e-19 | -2.1261e-20 | -1.2613e-20 | -4.2137e-21 | 5.4217e-21 | 0 | 0 | 0 | 0 | 0 | 0 |  | 1.05 | 1.05 | 1.05 | 1.05 | 1.05 | 1.05 | -1.7876e-10 | -120 | 120 | -1.7876e-10 | -120 | 120
Line1_1_3 | 0 | 0 | 0 | 0 | 0 | 0 | 0 | 0 | 0 | 0 | 0 | 0 | 7.7943e-19 | 1.1912e-18 | -2.1065e-18 | -6.612e-19 | -1.0455e-18 | 1.8426e-18 | 1.9925e-18 | -1.7312e-18 | -1.7009e-19 | -1.756e-18 | 1.5106e-18 | 1.5425e-19 | 0 | 0 | 0 | 0 | 0 | 0 |  | 1.05 | 1.05 | 1.05 | 1.05 | 1.05 | 1.05 | -1.7876e-10 | -120 | 120 | -1.7876e-10 | -120 | 120
Line2_1_4 | 0 | 0 | 0 | 0 | 0 | 0 | 0 | 0 | 0 | 0 | 0 | 0 | 5.1744e-12 | -1.0108e-12 | 3.8204e-12 | -5.1744e-12 | 1.0108e-12 | -3.8204e-12 | 6.115e-12 | 4.1074e-12 | -2.4529e-13 | -6.115e-12 | -4.1074e-12 | 2.4529e-13 | 0 | 0 | 0 | 0 | 0 | 0 |  | 1.05 | 1.05 | 1.05 | 1.05 | 1.05 | 1.05 | -1.7876e-10 | -120 | 120 | -2.2002e-10 | -120 | 120
Line3_1_5 | 0 | 0 | 0 | 0 | 0 | 0 | 0 | 0 | 0 | 0 | 0 | 0 | 1.9486e-19 | 2.9779e-19 | -5.2662e-19 | -7.6632e-20 | -1.5213e-19 | 2.6273e-19 | 4.9812e-19 | -4.3279e-19 | -4.2522e-20 | -2.6167e-19 | 2.1218e-19 | 2.6683e-20 | 0 | 0 | 0 | 0 | 0 | 0 |  | 1.05 | 1.05 | 1.05 | 1.05 | 1.05 | 1.05 | -1.7876e-10 | -120 | 120 | -1.7876e-10 | -120 | 120
Line4_2_6 | 0 | 0 | 0 | 0 | 0 | 0 | 0 | 0 | 0 | 0 | 0 | 0 | 4.8714e-19 | 7.4448e-19 | -1.3165e-18 | -3.6892e-19 | -5.9882e-19 | 1.0527e-18 | 1.2453e-18 | -1.082e-18 | -1.063e-19 | -1.0089e-18 | 8.6137e-19 | 9.0465e-20 | 0 | 0 | 0 | 0 | 0 | 0 |  | 1.05 | 1.05 | 1.05 | 1.05 | 1.05 | 1.05 | -1.7876e-10 | -120 | 120 | -1.7876e-10 | -120 | 120
Line5_6_7 | 0 | 0 | 0 | 0 | 0 | 0 | 0 | 0 | 0 | 0 | 0 | 0 | 3.8971e-19 | 5.9559e-19 | -1.0532e-18 | -2.7149e-19 | -4.4993e-19 | 7.8935e-19 | 9.9625e-19 | -8.6558e-19 | -8.5043e-20 | -7.598e-19 | 6.4497e-19 | 6.9204e-20 | 0 | 0 | 0 | 0 | 0 | 0 |  | 1.05 | 1.05 | 1.05 | 1.05 | 1.05 | 1.05 | -1.7876e-10 | -120 | 120 | -1.7876e-10 | -120 | 120
Line6_7_8 | 0 | 0 | 0 | 0 | 0 | 0 | 0 | 0 | 0 | 0 | 0 | 0 | 2.9229e-19 | 4.4669e-19 | -7.8993e-19 | -1.7406e-19 | -3.0103e-19 | 5.2604e-19 | 7.4718e-19 | -6.4919e-19 | -6.3783e-20 | -5.1074e-19 | 4.2858e-19 | 4.7943e-20 | 0 | 0 | 0 | 0 | 0 | 0 |  | 1.05 | 1.05 | 1.05 | 1.05 | 1.05 | 1.05 | -1.7876e-10 | -120 | 120 | -1.7876e-10 | -120 | 120
Line7_8_9 | 0 | 0 | 0 | 0 | 0 | 0 | 0 | 0 | 0 | 0 | 0 | 0 | 9.7428e-20 | 1.489e-19 | -2.6331e-19 | 2.0796e-20 | -3.2377e-21 | -5.7412e-22 | 2.4906e-19 | -2.164e-19 | -2.1261e-20 | -1.2613e-20 | -4.2137e-21 | 5.4217e-21 | 0 | 0 | 0 | 0 | 0 | 0 |  | 1.05 | 1.05 | 1.05 | 1.05 | 1.05 | 1.05 | -1.7876e-10 | -120 | 120 | -1.7876e-10 | -120 | 120
Line8_8_10 | 0 | 0 | 0 | 0 | 0 | 0 | 0 | 0 | 0 | 0 | 0 | 0 | 9.7428e-20 | 1.489e-19 | -2.6331e-19 | 2.0796e-20 | -3.2377e-21 | -5.7412e-22 | 2.4906e-19 | -2.164e-19 | -2.1261e-20 | -1.2613e-20 | -4.2137e-21 | 5.4217e-21 | 0 | 0 | 0 | 0 | 0 | 0 |  | 1.05 | 1.05 | 1.05 | 1.05 | 1.05 | 1.05 | -1.7876e-10 | -120 | 120 | -1.7876e-10 | -120 | 120
Line9_3_11 | 0 | 0 | 0 | 0 | 0 | 0 | 0 | 0 | 0 | 0 | 0 | 0 | 6.82e-19 | 1.0423e-18 | -1.8432e-18 | -5.6377e-19 | -8.9662e-19 | 1.5793e-18 | 1.7434e-18 | -1.5148e-18 | -1.4883e-19 | -1.507e-18 | 1.2942e-18 | 1.3299e-19 | 0 | 0 | 0 | 0 | 0 | 0 |  | 1.05 | 1.05 | 1.05 | 1.05 | 1.05 | 1.05 | -1.7876e-10 | -120 | 120 | -1.7876e-10 | -120 | 120

## LG_max_10
name | pf_ikss_a_from_ka | pf_ikss_b_from_ka | pf_ikss_c_from_ka | pf_ikss_a_to_ka | pf_ikss_b_to_ka | pf_ikss_c_to_ka | pf_skss_a_from_mw | pf_skss_b_from_mw | pf_skss_c_from_mw | pf_skss_a_to_mw | pf_skss_b_to_mw | pf_skss_c_to_mw | pf_p_a_from_mw | pf_p_b_from_mw | pf_p_c_from_mw | pf_p_a_to_mw | pf_p_b_to_mw | pf_p_c_to_mw | pf_q_a_from_mvar | pf_q_b_from_mvar | pf_q_c_from_mvar | pf_q_a_to_mvar | pf_q_b_to_mvar | pf_q_c_to_mvar | pf_ikss_a_from_degree | pf_ikss_b_from_degree | pf_ikss_c_from_degree | pf_ikss_a_to_degree | pf_ikss_b_to_degree | pf_ikss_c_to_degree | 3xI0 | pf_vm_a_from_pu | pf_vm_b_from_pu | pf_vm_c_from_pu | pf_vm_a_to_pu | pf_vm_b_to_pu | pf_vm_c_to_pu | pf_va_a_from_degree | pf_va_b_from_degree | pf_va_c_from_degree | pf_va_a_to_degree | pf_va_b_to_degree | pf_va_c_to_degree
Line0_1_2 | 0 | 0 | 0 | 0 | 0 | 0 | 0 | 0 | 0 | 0 | 0 | 0 | 6.3979e-19 | 9.796e-19 | -1.7341e-18 | -5.1004e-19 | -8.1974e-19 | 1.4445e-18 | 1.6409e-18 | -1.4255e-18 | -1.391e-19 | -1.3814e-18 | 1.1834e-18 | 1.2171e-19 | 0 | 0 | 0 | 0 | 0 | 0 |  | 1.1 | 1.1 | 1.1 | 1.1 | 1.1 | 1.1 | -1.8047e-10 | -120 | 120 | -1.8047e-10 | -120 | 120
Line10_11_12 | 0 | 0 | 0 | 0 | 0 | 0 | 0 | 0 | 0 | 0 | 0 | 0 | 6.3979e-19 | 9.796e-19 | -1.7341e-18 | -5.1004e-19 | -8.1974e-19 | 1.4445e-18 | 1.6409e-18 | -1.4255e-18 | -1.391e-19 | -1.3814e-18 | 1.1834e-18 | 1.2171e-19 | 0 | 0 | 0 | 0 | 0 | 0 |  | 1.1 | 1.1 | 1.1 | 1.1 | 1.1 | 1.1 | -1.8047e-10 | -120 | 120 | -1.8047e-10 | -120 | 120
Line11_12_13 | 0 | 0 | 0 | 0 | 0 | 0 | 0 | 0 | 0 | 0 | 0 | 0 | 5.3316e-19 | 8.1633e-19 | -1.4451e-18 | -4.0341e-19 | -6.5647e-19 | 1.1555e-18 | 1.3674e-18 | -1.1879e-18 | -1.1591e-19 | -1.1079e-18 | 9.4579e-19 | 9.853e-20 | 0 | 0 | 0 | 0 | 0 | 0 |  | 1.1 | 1.1 | 1.1 | 1.1 | 1.1 | 1.1 | -1.8047e-10 | -120 | 120 | -1.8047e-10 | -120 | 120
Line12_13_15 | 0 | 0 | 0 | 0 | 0 | 0 | 0 | 0 | 0 | 0 | 0 | 0 | 3.199e-19 | 4.898e-19 | -8.6705e-19 | -1.9015e-19 | -3.2994e-19 | 5.7744e-19 | 8.2044e-19 | -7.1274e-19 | -6.9548e-20 | -5.6093e-19 | 4.7062e-19 | 5.2165e-20 | 0 | 0 | 0 | 0 | 0 | 0 |  | 1.1 | 1.1 | 1.1 | 1.1 | 1.1 | 1.1 | -1.8047e-10 | -120 | 120 | -1.8047e-10 | -120 | 120
Line13_13_14 | 0 | 0 | 0 | 0 | 0 | 0 | 0 | 0 | 0 | 0 | 0 | 0 | 1.0663e-19 | 1.6327e-19 | -2.8902e-19 | 2.312e-20 | -3.4051e-21 | -5.9666e-22 | 2.7348e-19 | -2.3758e-19 | -2.3183e-20 | -1.3975e-20 | -4.5391e-21 | 5.7992e-21 | 0 | 0 | 0 | 0 | 0 | 0 |  | 1.1 | 1.1 | 1.1 | 1.1 | 1.1 | 1.1 | -1.8047e-10 | -120 | 120 | -1.8047e-10 | -120 | 120
Line14_15_16 | 0 | 0 | 0 | 0 | 0 | 0 | 0 | 0 | 0 | 0 | 0 | 0 | 2.1326e-19 | 3.2653e-19 | -5.7803e-19 | -8.3513e-20 | -1.6667e-19 | 2.8842e-19 | 5.4696e-19 | -4.7516e-19 | -4.6366e-20 | -2.8745e-19 | 2.3304e-19 | 2.8982e-20 | 0 | 0 | 0 | 0 | 0 | 0 |  | 1.1 | 1.1 | 1.1 | 1.1 | 1.1 | 1.1 | -1.8047e-10 | -120 | 120 | -1.8047e-10 | -120 | 120
Line15_16_17 | 0 | 0 | 0 | 0 | 0 | 0 | 0 | 0 | 0 | 0 | 0 | 0 | 1.0663e-19 | 1.6327e-19 | -2.8902e-19 | 2.312e-20 | -3.4051e-21 | -5.9666e-22 | 2.7348e-19 | -2.3758e-19 | -2.3183e-20 | -1.3975e-20 | -4.5391e-21 | 5.7992e-21 | 0 | 0 | 0 | 0 | 0 | 0 |  | 1.1 | 1.1 | 1.1 | 1.1 | 1.1 | 1.1 | -1.8047e-10 | -120 | 120 | -1.8047e-10 | -120 | 120
Line16_4_18 | 13.6329 | 0 | 0 | 13.6329 | 0 | 0 | 3.1484 | 0 | 0 | 3.1484 | 0 | 0 | 1.5488 | 8.3351e-09 | -9.2225e-09 | 6.5613e-13 | 2.662e-10 | 2.662e-10 | 3.0976 | -5.8369e-09 | -4.3e-09 | 1.4837e-12 | 7.6845e-10 | -7.6845e-10 | -63.4349 | 0 | 0 | 116.5651 | 0 | 0 |  | 1.1 | 1.1 | 1.1 | 0 | 1.0082 | 1.0082 | -2.2002e-10 | -120 | 120 | 0 | -109.1066 | 109.1066
Line17_5_19 | 0 | 0 | 0 | 0 | 0 | 0 | 0 | 0 | 0 | 0 | 0 | 0 | 1.0663e-19 | 1.6327e-19 | -2.8902e-19 | 2.3119e-20 | -3.4051e-21 | -5.9666e-22 | 2.7348e-19 | -2.3758e-19 | -2.3183e-20 | -1.3975e-20 | -4.5391e-21 | 5.7992e-21 | 0 | 0 | 0 | 0 | 0 | 0 |  | 1.1 | 1.1 | 1.1 | 1.1 | 1.1 | 1.1 | -1.8047e-10 | -120 | 120 | -1.8047e-10 | -120 | 120
Line1_1_3 | 0 | 0 | 0 | 0 | 0 | 0 | 0 | 0 | 0 | 0 | 0 | 0 | 8.5306e-19 | 1.3061e-18 | -2.3121e-18 | -7.2331e-19 | -1.1463e-18 | 2.0225e-18 | 2.1878e-18 | -1.9007e-18 | -1.8546e-19 | -1.9283e-18 | 1.6585e-18 | 1.6808e-19 | 0 | 0 | 0 | 0 | 0 | 0 |  | 1.1 | 1.1 | 1.1 | 1.1 | 1.1 | 1.1 | -1.8047e-10 | -120 | 120 | -1.8047e-10 | -120 | 120
Line2_1_4 | 0 | 0 | 0 | 0 | 0 | 0 | 0 | 0 | 0 | 0 | 0 | 0 | 5.5159e-12 | -1.1027e-12 | 4.0952e-12 | -5.5159e-12 | 1.1027e-12 | -4.0952e-12 | 6.5777e-12 | 4.3968e-12 | -2.4468e-13 | -6.5777e-12 | -4.3968e-12 | 2.4468e-13 | 0 | 0 | 0 | 0 | 0 | 0 |  | 1.1 | 1.1 | 1.1 | 1.1 | 1.1 | 1.1 | -1.8047e-10 | -120 | 120 | -2.2002e-10 | -120 | 120
Line3_1_5 | 0 | 0 | 0 | 0 | 0 | 0 | 0 | 0 | 0 | 0 | 0 | 0 | 2.1326e-19 | 3.2653e-19 | -5.7803e-19 | -8.3513e-20 | -1.6667e-19 | 2.8842e-19 | 5.4696e-19 | -4.7516e-19 | -4.6365e-20 | -2.8745e-19 | 2.3304e-19 | 2.8982e-20 | 0 | 0 | 0 | 0 | 0 | 0 |  | 1.1 | 1.1 | 1.1 | 1.1 | 1.1 | 1.1 | -1.8047e-10 | -120 | 120 | -1.8047e-10 | -120 | 120
Line4_2_6 | 0 | 0 | 0 | 0 | 0 | 0 | 0 | 0 | 0 | 0 | 0 | 0 | 5.3316e-19 | 8.1633e-19 | -1.4451e-18 | -4.0341e-19 | -6.5647e-19 | 1.1555e-18 | 1.3674e-18 | -1.1879e-18 | -1.1591e-19 | -1.1079e-18 | 9.4579e-19 | 9.853e-20 | 0 | 0 | 0 | 0 | 0 | 0 |  | 1.1 | 1.1 | 1.1 | 1.1 | 1.1 | 1.1 | -1.8047e-10 | -120 | 120 | -1.8047e-10 | -120 | 120
Line5_6_7 | 0 | 0 | 0 | 0 | 0 | 0 | 0 | 0 | 0 | 0 | 0 | 0 | 4.2653e-19 | 6.5307e-19 | -1.1561e-18 | -2.9678e-19 | -4.932e-19 | 8.6645e-19 | 1.0939e-18 | -9.5033e-19 | -9.2731e-20 | -8.3441e-19 | 7.0821e-19 | 7.5347e-20 | 0 | 0 | 0 | 0 | 0 | 0 |  | 1.1 | 1.1 | 1.1 | 1.1 | 1.1 | 1.1 | -1.8047e-10 | -120 | 120 | -1.8047e-10 | -120 | 120
Line6_7_8 | 0 | 0 | 0 | 0 | 0 | 0 | 0 | 0 | 0 | 0 | 0 | 0 | 3.199e-19 | 4.898e-19 | -8.6705e-19 | -1.9015e-19 | -3.2994e-19 | 5.7744e-19 | 8.2044e-19 | -7.1274e-19 | -6.9548e-20 | -5.6093e-19 | 4.7062e-19 | 5.2165e-20 | 0 | 0 | 0 | 0 | 0 | 0 |  | 1.1 | 1.1 | 1.1 | 1.1 | 1.1 | 1.1 | -1.8047e-10 | -120 | 120 | -1.8047e-10 | -120 | 120
Line7_8_9 | 0 | 0 | 0 | 0 | 0 | 0 | 0 | 0 | 0 | 0 | 0 | 0 | 1.0663e-19 | 1.6327e-19 | -2.8902e-19 | 2.3119e-20 | -3.4051e-21 | -5.9666e-22 | 2.7348e-19 | -2.3758e-19 | -2.3183e-20 | -1.3975e-20 | -4.5391e-21 | 5.7992e-21 | 0 | 0 | 0 | 0 | 0 | 0 |  | 1.1 | 1.1 | 1.1 | 1.1 | 1.1 | 1.1 | -1.8047e-10 | -120 | 120 | -1.8047e-10 | -120 | 120
Line8_8_10 | 0 | 0 | 0 | 0 | 0 | 0 | 0 | 0 | 0 | 0 | 0 | 0 | 1.0663e-19 | 1.6327e-19 | -2.8902e-19 | 2.3119e-20 | -3.4051e-21 | -5.9666e-22 | 2.7348e-19 | -2.3758e-19 | -2.3183e-20 | -1.3975e-20 | -4.5391e-21 | 5.7992e-21 | 0 | 0 | 0 | 0 | 0 | 0 |  | 1.1 | 1.1 | 1.1 | 1.1 | 1.1 | 1.1 | -1.8047e-10 | -120 | 120 | -1.8047e-10 | -120 | 120
Line9_3_11 | 0 | 0 | 0 | 0 | 0 | 0 | 0 | 0 | 0 | 0 | 0 | 0 | 7.4643e-19 | 1.1429e-18 | -2.0231e-18 | -6.1668e-19 | -9.83e-19 | 1.7335e-18 | 1.9144e-18 | -1.6631e-18 | -1.6228e-19 | -1.6548e-18 | 1.4209e-18 | 1.449e-19 | 0 | 0 | 0 | 0 | 0 | 0 |  | 1.1 | 1.1 | 1.1 | 1.1 | 1.1 | 1.1 | -1.8047e-10 | -120 | 120 | -1.8047e-10 | -120 | 120

## LG_max_fault_6
name | pf_ikss_a_from_ka | pf_ikss_b_from_ka | pf_ikss_c_from_ka | pf_ikss_a_to_ka | pf_ikss_b_to_ka | pf_ikss_c_to_ka | pf_skss_a_from_mw | pf_skss_b_from_mw | pf_skss_c_from_mw | pf_skss_a_to_mw | pf_skss_b_to_mw | pf_skss_c_to_mw | pf_p_a_from_mw | pf_p_b_from_mw | pf_p_c_from_mw | pf_p_a_to_mw | pf_p_b_to_mw | pf_p_c_to_mw | pf_q_a_from_mvar | pf_q_b_from_mvar | pf_q_c_from_mvar | pf_q_a_to_mvar | pf_q_b_to_mvar | pf_q_c_to_mvar | pf_ikss_a_from_degree | pf_ikss_b_from_degree | pf_ikss_c_from_degree | pf_ikss_a_to_degree | pf_ikss_b_to_degree | pf_ikss_c_to_degree | 3xI0 | pf_vm_a_from_pu | pf_vm_b_from_pu | pf_vm_c_from_pu | pf_vm_a_to_pu | pf_vm_b_to_pu | pf_vm_c_to_pu | pf_va_a_from_degree | pf_va_b_from_degree | pf_va_c_from_degree | pf_va_a_to_degree | pf_va_b_to_degree | pf_va_c_to_degree
Line0_1_2 | 0 | 0 | 0 | 0 | 0 | 0 | 0 | 0 | 0 | 0 | 0 | 0 | 2.6986e-21 | 1.1533e-21 | -4.0453e-21 | -2.2077e-21 | -9.7284e-22 | 3.3739e-21 | 3.2382e-21 | -3.9843e-21 | 9.8701e-22 | -2.7464e-21 | 3.3132e-21 | -8.0772e-22 | 0 | 0 | 0 | 0 | 0 | 0 |  | 1.05 | 1.05 | 1.05 | 1.05 | 1.05 | 1.05 | -6.7905e-13 | -120 | 120 | -6.7905e-13 | -120 | 120
Line10_11_12 | 0 | 0 | 0 | 0 | 0 | 0 | 0 | 0 | 0 | 0 | 0 | 0 | 2.6986e-21 | 1.1533e-21 | -4.0453e-21 | -2.2077e-21 | -9.7285e-22 | 3.3739e-21 | 3.2382e-21 | -3.9843e-21 | 9.8701e-22 | -2.7464e-21 | 3.3132e-21 | -8.0772e-22 | 0 | 0 | 0 | 0 | 0 | 0 |  | 1.05 | 1.05 | 1.05 | 1.05 | 1.05 | 1.05 | -6.7905e-13 | -120 | 120 | -6.7905e-13 | -120 | 120
Line11_12_13 | 0 | 0 | 0 | 0 | 0 | 0 | 0 | 0 | 0 | 0 | 0 | 0 | 2.2489e-21 | 9.6105e-22 | -3.3711e-21 | -1.7579e-21 | -7.8064e-22 | 2.6997e-21 | 2.6985e-21 | -3.3202e-21 | 8.2251e-22 | -2.2067e-21 | 2.6492e-21 | -6.4321e-22 | 0 | 0 | 0 | 0 | 0 | 0 |  | 1.05 | 1.05 | 1.05 | 1.05 | 1.05 | 1.05 | -6.7905e-13 | -120 | 120 | -6.7905e-13 | -120 | 120
Line12_13_15 | 0 | 0 | 0 | 0 | 0 | 0 | 0 | 0 | 0 | 0 | 0 | 0 | 1.3493e-21 | 5.7663e-22 | -2.0226e-21 | -8.5836e-22 | -3.9622e-22 | 1.3513e-21 | 1.6191e-21 | -1.9921e-21 | 4.9351e-22 | -1.1273e-21 | 1.3211e-21 | -3.1421e-22 | 0 | 0 | 0 | 0 | 0 | 0 |  | 1.05 | 1.05 | 1.05 | 1.05 | 1.05 | 1.05 | -6.7905e-13 | -120 | 120 | -6.7905e-13 | -120 | 120
Line13_13_14 | 0 | 0 | 0 | 0 | 0 | 0 | 0 | 0 | 0 | 0 | 0 | 0 | 4.4977e-22 | 1.9221e-22 | -6.7422e-22 | 4.119e-23 | -1.1796e-23 | 2.8372e-24 | 5.3969e-22 | -6.6405e-22 | 1.645e-22 | -4.7911e-23 | -7.0319e-24 | 1.4795e-23 | 0 | 0 | 0 | 0 | 0 | 0 |  | 1.05 | 1.05 | 1.05 | 1.05 | 1.05 | 1.05 | -6.7905e-13 | -120 | 120 | -6.7905e-13 | -120 | 120
Line14_15_16 | 0 | 0 | 0 | 0 | 0 | 0 | 0 | 0 | 0 | 0 | 0 | 0 | 8.9955e-22 | 3.8442e-22 | -1.3484e-21 | -4.0858e-22 | -2.0401e-22 | 6.7705e-22 | 1.0794e-21 | -1.3281e-21 | 3.29e-22 | -5.876e-22 | 6.5702e-22 | -1.4971e-22 | 0 | 0 | 0 | 0 | 0 | 0 |  | 1.05 | 1.05 | 1.05 | 1.05 | 1.05 | 1.05 | -6.7905e-13 | -120 | 120 | -6.7905e-13 | -120 | 120
Line15_16_17 | 0 | 0 | 0 | 0 | 0 | 0 | 0 | 0 | 0 | 0 | 0 | 0 | 4.4977e-22 | 1.9221e-22 | -6.7422e-22 | 4.119e-23 | -1.1796e-23 | 2.8372e-24 | 5.3969e-22 | -6.6405e-22 | 1.645e-22 | -4.7911e-23 | -7.0319e-24 | 1.4795e-23 | 0 | 0 | 0 | 0 | 0 | 0 |  | 1.05 | 1.05 | 1.05 | 1.05 | 1.05 | 1.05 | -6.7905e-13 | -120 | 120 | -6.7905e-13 | -120 | 120
Line16_4_18 | 0.034207 | 0 | 0 | 0.034207 | 0 | 0 | 0.0078998 | 0 | 0 | 0.0078998 | 0 | 0 | 0.0058605 | 1.4535e-11 | -2.421e-11 | -0.0058507 | 1.5878e-12 | 4.2669e-13 | 0.0058702 | -1.9564e-11 | -2.8055e-12 | -0.0058507 | 1.4114e-12 | -2.0818e-12 | -45.0476 | 0 | 0 | 134.9524 | 0 | 0 |  | 1.05 | 1.05 | 1.05 | 1.0474 | 1.0496 | 1.0499 | -9.1369e-13 | -120 | 120 | -0.047627 | -119.98 | 119.9705
Line17_5_19 | 0 | 0 | 0 | 0 | 0 | 0 | 0 | 0 | 0 | 0 | 0 | 0 | 4.4977e-22 | 1.9221e-22 | -6.7421e-22 | 4.119e-23 | -1.1796e-23 | 2.8372e-24 | 5.3969e-22 | -6.6405e-22 | 1.645e-22 | -4.7911e-23 | -7.0319e-24 | 1.4795e-23 | 0 | 0 | 0 | 0 | 0 | 0 |  | 1.05 | 1.05 | 1.05 | 1.05 | 1.05 | 1.05 | -6.7905e-13 | -120 | 120 | -6.7905e-13 | -120 | 120
Line1_1_3 | 0 | 0 | 0 | 0 | 0 | 0 | 0 | 0 | 0 | 0 | 0 | 0 | 3.5982e-21 | 1.5377e-21 | -5.3937e-21 | -3.1072e-21 | -1.3573e-21 | 4.7223e-21 | 4.3175e-21 | -5.3124e-21 | 1.316e-21 | -3.8258e-21 | 4.6413e-21 | -1.1367e-21 | 0 | 0 | 0 | 0 | 0 | 0 |  | 1.05 | 1.05 | 1.05 | 1.05 | 1.05 | 1.05 | -6.7905e-13 | -120 | 120 | -6.7905e-13 | -120 | 120
Line2_1_4 | 0 | 0 | 0 | 0 | 0 | 0 | 0 | 0 | 0 | 0 | 0 | 0 | 1.7471e-14 | 3.7815e-16 | 8.8202e-15 | -1.7471e-14 | -3.7815e-16 | -8.8202e-15 | 1.0864e-14 | 1.0985e-14 | -3.8791e-15 | -1.0864e-14 | -1.0985e-14 | 3.8791e-15 | 0 | 0 | 0 | 0 | 0 | 0 |  | 1.05 | 1.05 | 1.05 | 1.05 | 1.05 | 1.05 | -6.7905e-13 | -120 | 120 | -9.1369e-13 | -120 | 120
Line3_1_5 | 0 | 0 | 0 | 0 | 0 | 0 | 0 | 0 | 0 | 0 | 0 | 0 | 8.9955e-22 | 3.8442e-22 | -1.3484e-21 | -4.0858e-22 | -2.0401e-22 | 6.7705e-22 | 1.0794e-21 | -1.3281e-21 | 3.29e-22 | -5.876e-22 | 6.5701e-22 | -1.4971e-22 | 0 | 0 | 0 | 0 | 0 | 0 |  | 1.05 | 1.05 | 1.05 | 1.05 | 1.05 | 1.05 | -6.7905e-13 | -120 | 120 | -6.7905e-13 | -120 | 120
Line4_2_6 | 0 | 0 | 0 | 0 | 0 | 0 | 0 | 0 | 0 | 0 | 0 | 0 | 2.2489e-21 | 9.6105e-22 | -3.3711e-21 | -1.7579e-21 | -7.8063e-22 | 2.6997e-21 | 2.6985e-21 | -3.3202e-21 | 8.2251e-22 | -2.2067e-21 | 2.6492e-21 | -6.4321e-22 | 0 | 0 | 0 | 0 | 0 | 0 |  | 1.05 | 1.05 | 1.05 | 1.05 | 1.05 | 1.05 | -6.7905e-13 | -120 | 120 | -6.7905e-13 | -120 | 120
Line5_6_7 | 0 | 0 | 0 | 0 | 0 | 0 | 0 | 0 | 0 | 0 | 0 | 0 | 1.7991e-21 | 7.6884e-22 | -2.6969e-21 | -1.3081e-21 | -5.8843e-22 | 2.0255e-21 | 2.1588e-21 | -2.6562e-21 | 6.5801e-22 | -1.667e-21 | 1.9851e-21 | -4.7871e-22 | 0 | 0 | 0 | 0 | 0 | 0 |  | 1.05 | 1.05 | 1.05 | 1.05 | 1.05 | 1.05 | -6.7905e-13 | -120 | 120 | -6.7905e-13 | -120 | 120
Line6_7_8 | 0 | 0 | 0 | 0 | 0 | 0 | 0 | 0 | 0 | 0 | 0 | 0 | 1.3493e-21 | 5.7663e-22 | -2.0226e-21 | -8.5836e-22 | -3.9622e-22 | 1.3513e-21 | 1.6191e-21 | -1.9921e-21 | 4.9351e-22 | -1.1273e-21 | 1.3211e-21 | -3.1421e-22 | 0 | 0 | 0 | 0 | 0 | 0 |  | 1.05 | 1.05 | 1.05 | 1.05 | 1.05 | 1.05 | -6.7905e-13 | -120 | 120 | -6.7905e-13 | -120 | 120
Line7_8_9 | 0 | 0 | 0 | 0 | 0 | 0 | 0 | 0 | 0 | 0 | 0 | 0 | 4.4977e-22 | 1.9221e-22 | -6.7422e-22 | 4.119e-23 | -1.1796e-23 | 2.8372e-24 | 5.3969e-22 | -6.6405e-22 | 1.645e-22 | -4.7911e-23 | -7.0319e-24 | 1.4795e-23 | 0 | 0 | 0 | 0 | 0 | 0 |  | 1.05 | 1.05 | 1.05 | 1.05 | 1.05 | 1.05 | -6.7905e-13 | -120 | 120 | -6.7905e-13 | -120 | 120
Line8_8_10 | 0 | 0 | 0 | 0 | 0 | 0 | 0 | 0 | 0 | 0 | 0 | 0 | 4.4977e-22 | 1.9221e-22 | -6.7422e-22 | 4.119e-23 | -1.1796e-23 | 2.8372e-24 | 5.3969e-22 | -6.6405e-22 | 1.645e-22 | -4.7911e-23 | -7.0319e-24 | 1.4795e-23 | 0 | 0 | 0 | 0 | 0 | 0 |  | 1.05 | 1.05 | 1.05 | 1.05 | 1.05 | 1.05 | -6.7905e-13 | -120 | 120 | -6.7905e-13 | -120 | 120
Line9_3_11 | 0 | 0 | 0 | 0 | 0 | 0 | 0 | 0 | 0 | 0 | 0 | 0 | 3.1484e-21 | 1.3455e-21 | -4.7195e-21 | -2.6575e-21 | -1.1651e-21 | 4.0481e-21 | 3.7778e-21 | -4.6483e-21 | 1.1515e-21 | -3.2861e-21 | 3.9772e-21 | -9.7222e-22 | 0 | 0 | 0 | 0 | 0 | 0 |  | 1.05 | 1.05 | 1.05 | 1.05 | 1.05 | 1.05 | -6.7905e-13 | -120 | 120 | -6.7905e-13 | -120 | 120

## LG_max_fault_10
name | pf_ikss_a_from_ka | pf_ikss_b_from_ka | pf_ikss_c_from_ka | pf_ikss_a_to_ka | pf_ikss_b_to_ka | pf_ikss_c_to_ka | pf_skss_a_from_mw | pf_skss_b_from_mw | pf_skss_c_from_mw | pf_skss_a_to_mw | pf_skss_b_to_mw | pf_skss_c_to_mw | pf_p_a_from_mw | pf_p_b_from_mw | pf_p_c_from_mw | pf_p_a_to_mw | pf_p_b_to_mw | pf_p_c_to_mw | pf_q_a_from_mvar | pf_q_b_from_mvar | pf_q_c_from_mvar | pf_q_a_to_mvar | pf_q_b_to_mvar | pf_q_c_to_mvar | pf_ikss_a_from_degree | pf_ikss_b_from_degree | pf_ikss_c_from_degree | pf_ikss_a_to_degree | pf_ikss_b_to_degree | pf_ikss_c_to_degree | 3xI0 | pf_vm_a_from_pu | pf_vm_b_from_pu | pf_vm_c_from_pu | pf_vm_a_to_pu | pf_vm_b_to_pu | pf_vm_c_to_pu | pf_va_a_from_degree | pf_va_b_from_degree | pf_va_c_from_degree | pf_va_a_to_degree | pf_va_b_to_degree | pf_va_c_to_degree
Line0_1_2 | 0 | 0 | 0 | 0 | 0 | 0 | 0 | 0 | 0 | 0 | 0 | 0 | 2.9581e-21 | 1.2631e-21 | -4.4394e-21 | -2.4192e-21 | -1.0651e-21 | 3.7026e-21 | 3.5572e-21 | -4.3734e-21 | 1.0856e-21 | -3.0175e-21 | 3.6369e-21 | -8.8879e-22 | 0 | 0 | 0 | 0 | 0 | 0 |  | 1.1 | 1.1 | 1.1 | 1.1 | 1.1 | 1.1 | -6.8624e-13 | -120 | 120 | -6.8624e-13 | -120 | 120
Line10_11_12 | 0 | 0 | 0 | 0 | 0 | 0 | 0 | 0 | 0 | 0 | 0 | 0 | 2.9581e-21 | 1.2631e-21 | -4.4394e-21 | -2.4192e-21 | -1.0651e-21 | 3.7026e-21 | 3.5572e-21 | -4.3734e-21 | 1.0856e-21 | -3.0175e-21 | 3.6369e-21 | -8.8879e-22 | 0 | 0 | 0 | 0 | 0 | 0 |  | 1.1 | 1.1 | 1.1 | 1.1 | 1.1 | 1.1 | -6.8624e-13 | -120 | 120 | -6.8624e-13 | -120 | 120
Line11_12_13 | 0 | 0 | 0 | 0 | 0 | 0 | 0 | 0 | 0 | 0 | 0 | 0 | 2.4651e-21 | 1.0526e-21 | -3.6995e-21 | -1.9262e-21 | -8.546e-22 | 2.9627e-21 | 2.9644e-21 | -3.6445e-21 | 9.0464e-22 | -2.4246e-21 | 2.908e-21 | -7.0786e-22 | 0 | 0 | 0 | 0 | 0 | 0 |  | 1.1 | 1.1 | 1.1 | 1.1 | 1.1 | 1.1 | -6.8624e-13 | -120 | 120 | -6.8624e-13 | -120 | 120
Line12_13_15 | 0 | 0 | 0 | 0 | 0 | 0 | 0 | 0 | 0 | 0 | 0 | 0 | 1.479e-21 | 6.3156e-22 | -2.2197e-21 | -9.402e-22 | -4.3356e-22 | 1.4829e-21 | 1.7786e-21 | -2.1867e-21 | 5.4279e-22 | -1.2389e-21 | 1.4502e-21 | -3.4601e-22 | 0 | 0 | 0 | 0 | 0 | 0 |  | 1.1 | 1.1 | 1.1 | 1.1 | 1.1 | 1.1 | -6.8624e-13 | -120 | 120 | -6.8624e-13 | -120 | 120
Line13_13_14 | 0 | 0 | 0 | 0 | 0 | 0 | 0 | 0 | 0 | 0 | 0 | 0 | 4.9301e-22 | 2.1052e-22 | -7.399e-22 | 4.5825e-23 | -1.2516e-23 | 3.0623e-24 | 5.9287e-22 | -7.289e-22 | 1.8093e-22 | -5.3139e-23 | -7.6087e-24 | 1.5851e-23 | 0 | 0 | 0 | 0 | 0 | 0 |  | 1.1 | 1.1 | 1.1 | 1.1 | 1.1 | 1.1 | -6.8624e-13 | -120 | 120 | -6.8624e-13 | -120 | 120
Line14_15_16 | 0 | 0 | 0 | 0 | 0 | 0 | 0 | 0 | 0 | 0 | 0 | 0 | 9.8602e-22 | 4.2104e-22 | -1.4798e-21 | -4.4719e-22 | -2.2304e-22 | 7.4297e-22 | 1.1857e-21 | -1.4578e-21 | 3.6186e-22 | -6.4601e-22 | 7.213e-22 | -1.6508e-22 | 0 | 0 | 0 | 0 | 0 | 0 |  | 1.1 | 1.1 | 1.1 | 1.1 | 1.1 | 1.1 | -6.8624e-13 | -120 | 120 | -6.8624e-13 | -120 | 120
Line15_16_17 | 0 | 0 | 0 | 0 | 0 | 0 | 0 | 0 | 0 | 0 | 0 | 0 | 4.9301e-22 | 2.1052e-22 | -7.399e-22 | 4.5825e-23 | -1.2516e-23 | 3.0623e-24 | 5.9287e-22 | -7.289e-22 | 1.8093e-22 | -5.3139e-23 | -7.6087e-24 | 1.5851e-23 | 0 | 0 | 0 | 0 | 0 | 0 |  | 1.1 | 1.1 | 1.1 | 1.1 | 1.1 | 1.1 | -6.8624e-13 | -120 | 120 | -6.8624e-13 | -120 | 120
Line16_4_18 | 0.035836 | 0 | 0 | 0.035836 | 0 | 0 | 0.008276 | 0 | 0 | 0.008276 | 0 | 0 | 0.0064319 | 1.5952e-11 | -2.657e-11 | -0.0064212 | 1.7427e-12 | 4.6829e-13 | 0.0064426 | -2.1471e-11 | -3.079e-12 | -0.0064212 | 1.549e-12 | -2.2848e-12 | -45.0476 | 0 | 0 | 134.9524 | 0 | 0 |  | 1.1 | 1.1 | 1.1 | 1.0973 | 1.0996 | 1.0999 | -9.1369e-13 | -120 | 120 | -0.047627 | -119.98 | 119.9705
Line17_5_19 | 0 | 0 | 0 | 0 | 0 | 0 | 0 | 0 | 0 | 0 | 0 | 0 | 4.9301e-22 | 2.1052e-22 | -7.399e-22 | 4.5825e-23 | -1.2516e-23 | 3.0623e-24 | 5.9287e-22 | -7.289e-22 | 1.8093e-22 | -5.3139e-23 | -7.6087e-24 | 1.5851e-23 | 0 | 0 | 0 | 0 | 0 | 0 |  | 1.1 | 1.1 | 1.1 | 1.1 | 1.1 | 1.1 | -6.8624e-13 | -120 | 120 | -6.8624e-13 | -120 | 120
Line1_1_3 | 0 | 0 | 0 | 0 | 0 | 0 | 0 | 0 | 0 | 0 | 0 | 0 | 3.9441e-21 | 1.6842e-21 | -5.9192e-21 | -3.4053e-21 | -1.4862e-21 | 5.1824e-21 | 4.743e-21 | -5.8312e-21 | 1.4474e-21 | -4.2032e-21 | 5.0947e-21 | -1.2506e-21 | 0 | 0 | 0 | 0 | 0 | 0 |  | 1.1 | 1.1 | 1.1 | 1.1 | 1.1 | 1.1 | -6.8624e-13 | -120 | 120 | -6.8624e-13 | -120 | 120
Line2_1_4 | 0 | 0 | 0 | 0 | 0 | 0 | 0 | 0 | 0 | 0 | 0 | 0 | 1.8671e-14 | 3.5298e-16 | 9.4705e-15 | -1.8671e-14 | -3.5298e-16 | -9.4705e-15 | 1.1725e-14 | 1.1773e-14 | -4.115e-15 | -1.1725e-14 | -1.1773e-14 | 4.115e-15 | 0 | 0 | 0 | 0 | 0 | 0 |  | 1.1 | 1.1 | 1.1 | 1.1 | 1.1 | 1.1 | -6.8624e-13 | -120 | 120 | -9.1369e-13 | -120 | 120
Line3_1_5 | 0 | 0 | 0 | 0 | 0 | 0 | 0 | 0 | 0 | 0 | 0 | 0 | 9.8602e-22 | 4.2104e-22 | -1.4798e-21 | -4.4719e-22 | -2.2304e-22 | 7.4297e-22 | 1.1857e-21 | -1.4578e-21 | 3.6186e-22 | -6.4601e-22 | 7.213e-22 | -1.6508e-22 | 0 | 0 | 0 | 0 | 0 | 0 |  | 1.1 | 1.1 | 1.1 | 1.1 | 1.1 | 1.1 | -6.8624e-13 | -120 | 120 | -6.8624e-13 | -120 | 120
Line4_2_6 | 0 | 0 | 0 | 0 | 0 | 0 | 0 | 0 | 0 | 0 | 0 | 0 | 2.4651e-21 | 1.0526e-21 | -3.6995e-21 | -1.9262e-21 | -8.546e-22 | 2.9627e-21 | 2.9644e-21 | -3.6445e-21 | 9.0464e-22 | -2.4246e-21 | 2.908e-21 | -7.0786e-22 | 0 | 0 | 0 | 0 | 0 | 0 |  | 1.1 | 1.1 | 1.1 | 1.1 | 1.1 | 1.1 | -6.8624e-13 | -120 | 120 | -6.8624e-13 | -120 | 120
Line5_6_7 | 0 | 0 | 0 | 0 | 0 | 0 | 0 | 0 | 0 | 0 | 0 | 0 | 1.972e-21 | 8.4208e-22 | -2.9596e-21 | -1.4332e-21 | -6.4408e-22 | 2.2228e-21 | 2.3715e-21 | -2.9156e-21 | 7.2371e-22 | -1.8318e-21 | 2.1791e-21 | -5.2693e-22 | 0 | 0 | 0 | 0 | 0 | 0 |  | 1.1 | 1.1 | 1.1 | 1.1 | 1.1 | 1.1 | -6.8624e-13 | -120 | 120 | -6.8624e-13 | -120 | 120
Line6_7_8 | 0 | 0 | 0 | 0 | 0 | 0 | 0 | 0 | 0 | 0 | 0 | 0 | 1.479e-21 | 6.3156e-22 | -2.2197e-21 | -9.402e-22 | -4.3356e-22 | 1.4829e-21 | 1.7786e-21 | -2.1867e-21 | 5.4279e-22 | -1.2389e-21 | 1.4502e-21 | -3.4601e-22 | 0 | 0 | 0 | 0 | 0 | 0 |  | 1.1 | 1.1 | 1.1 | 1.1 | 1.1 | 1.1 | -6.8624e-13 | -120 | 120 | -6.8624e-13 | -120 | 120
Line7_8_9 | 0 | 0 | 0 | 0 | 0 | 0 | 0 | 0 | 0 | 0 | 0 | 0 | 4.9301e-22 | 2.1052e-22 | -7.399e-22 | 4.5825e-23 | -1.2516e-23 | 3.0623e-24 | 5.9287e-22 | -7.289e-22 | 1.8093e-22 | -5.3139e-23 | -7.6087e-24 | 1.5851e-23 | 0 | 0 | 0 | 0 | 0 | 0 |  | 1.1 | 1.1 | 1.1 | 1.1 | 1.1 | 1.1 | -6.8624e-13 | -120 | 120 | -6.8624e-13 | -120 | 120
Line8_8_10 | 0 | 0 | 0 | 0 | 0 | 0 | 0 | 0 | 0 | 0 | 0 | 0 | 4.9301e-22 | 2.1052e-22 | -7.399e-22 | 4.5825e-23 | -1.2516e-23 | 3.0623e-24 | 5.9287e-22 | -7.289e-22 | 1.8093e-22 | -5.3139e-23 | -7.6087e-24 | 1.5851e-23 | 0 | 0 | 0 | 0 | 0 | 0 |  | 1.1 | 1.1 | 1.1 | 1.1 | 1.1 | 1.1 | -6.8624e-13 | -120 | 120 | -6.8624e-13 | -120 | 120
Line9_3_11 | 0 | 0 | 0 | 0 | 0 | 0 | 0 | 0 | 0 | 0 | 0 | 0 | 3.4511e-21 | 1.4736e-21 | -5.1793e-21 | -2.9122e-21 | -1.2756e-21 | 4.4425e-21 | 4.1501e-21 | -5.1023e-21 | 1.2665e-21 | -3.6104e-21 | 4.3658e-21 | -1.0697e-21 | 0 | 0 | 0 | 0 | 0 | 0 |  | 1.1 | 1.1 | 1.1 | 1.1 | 1.1 | 1.1 | -6.8624e-13 | -120 | 120 | -6.8624e-13 | -120 | 120

## LG_min_6
name | pf_ikss_a_from_ka | pf_ikss_b_from_ka | pf_ikss_c_from_ka | pf_ikss_a_to_ka | pf_ikss_b_to_ka | pf_ikss_c_to_ka | pf_skss_a_from_mw | pf_skss_b_from_mw | pf_skss_c_from_mw | pf_skss_a_to_mw | pf_skss_b_to_mw | pf_skss_c_to_mw | pf_p_a_from_mw | pf_p_b_from_mw | pf_p_c_from_mw | pf_p_a_to_mw | pf_p_b_to_mw | pf_p_c_to_mw | pf_q_a_from_mvar | pf_q_b_from_mvar | pf_q_c_from_mvar | pf_q_a_to_mvar | pf_q_b_to_mvar | pf_q_c_to_mvar | pf_ikss_a_from_degree | pf_ikss_b_from_degree | pf_ikss_c_from_degree | pf_ikss_a_to_degree | pf_ikss_b_to_degree | pf_ikss_c_to_degree | 3xI0 | pf_vm_a_from_pu | pf_vm_b_from_pu | pf_vm_c_from_pu | pf_vm_a_to_pu | pf_vm_b_to_pu | pf_vm_c_to_pu | pf_va_a_from_degree | pf_va_b_from_degree | pf_va_c_from_degree | pf_va_a_to_degree | pf_va_b_to_degree | pf_va_c_to_degree
Line0_1_2 | 0 | 0 | 0 | 0 | 0 | 0 | 0 | 0 | 0 | 0 | 0 | 0 | 6.7029e-19 | 3.1053e-19 | -1.0174e-18 | -5.4942e-19 | -2.6193e-19 | 8.4796e-19 | 8.2914e-19 | -9.9019e-19 | 2.2543e-19 | -7.0323e-19 | 8.2256e-19 | -1.837e-19 | 0 | 0 | 0 | 0 | 0 | 0 |  | 0.95 | 0.95 | 0.95 | 0.95 | 0.95 | 0.95 | -2.1264e-10 | -120 | 120 | -2.1264e-10 | -120 | 120
Line10_11_12 | 0 | 0 | 0 | 0 | 0 | 0 | 0 | 0 | 0 | 0 | 0 | 0 | 6.7029e-19 | 3.1053e-19 | -1.0174e-18 | -5.4942e-19 | -2.6193e-19 | 8.4796e-19 | 8.2914e-19 | -9.9019e-19 | 2.2543e-19 | -7.0323e-19 | 8.2256e-19 | -1.837e-19 | 0 | 0 | 0 | 0 | 0 | 0 |  | 0.95 | 0.95 | 0.95 | 0.95 | 0.95 | 0.95 | -2.1264e-10 | -120 | 120 | -2.1264e-10 | -120 | 120
Line11_12_13 | 0 | 0 | 0 | 0 | 0 | 0 | 0 | 0 | 0 | 0 | 0 | 0 | 5.5858e-19 | 2.5878e-19 | -8.4786e-19 | -4.377e-19 | -2.1017e-19 | 6.7838e-19 | 6.9095e-19 | -8.2516e-19 | 1.8785e-19 | -5.6504e-19 | 6.5753e-19 | -1.4613e-19 | 0 | 0 | 0 | 0 | 0 | 0 |  | 0.95 | 0.95 | 0.95 | 0.95 | 0.95 | 0.95 | -2.1264e-10 | -120 | 120 | -2.1264e-10 | -120 | 120
Line12_13_15 | 0 | 0 | 0 | 0 | 0 | 0 | 0 | 0 | 0 | 0 | 0 | 0 | 3.3515e-19 | 1.5527e-19 | -5.0872e-19 | -2.1427e-19 | -1.0666e-19 | 3.3924e-19 | 4.1457e-19 | -4.951e-19 | 1.1271e-19 | -2.8866e-19 | 3.2746e-19 | -7.0989e-20 | 0 | 0 | 0 | 0 | 0 | 0 |  | 0.95 | 0.95 | 0.95 | 0.95 | 0.95 | 0.95 | -2.1264e-10 | -120 | 120 | -2.1264e-10 | -120 | 120
Line13_13_14 | 0 | 0 | 0 | 0 | 0 | 0 | 0 | 0 | 0 | 0 | 0 | 0 | 1.1172e-19 | 5.1755e-20 | -1.6957e-19 | 9.1565e-21 | -3.1516e-21 | 9.649e-23 | 1.3819e-19 | -1.6503e-19 | 3.7571e-20 | -1.2281e-20 | -2.5998e-21 | 4.153e-21 | 0 | 0 | 0 | 0 | 0 | 0 |  | 0.95 | 0.95 | 0.95 | 0.95 | 0.95 | 0.95 | -2.1264e-10 | -120 | 120 | -2.1264e-10 | -120 | 120
Line14_15_16 | 0 | 0 | 0 | 0 | 0 | 0 | 0 | 0 | 0 | 0 | 0 | 0 | 2.2343e-19 | 1.0351e-19 | -3.3914e-19 | -1.0256e-19 | -5.4907e-20 | 1.6967e-19 | 2.7638e-19 | -3.3006e-19 | 7.5142e-20 | -1.5047e-19 | 1.6243e-19 | -3.3418e-20 | 0 | 0 | 0 | 0 | 0 | 0 |  | 0.95 | 0.95 | 0.95 | 0.95 | 0.95 | 0.95 | -2.1264e-10 | -120 | 120 | -2.1264e-10 | -120 | 120
Line15_16_17 | 0 | 0 | 0 | 0 | 0 | 0 | 0 | 0 | 0 | 0 | 0 | 0 | 1.1172e-19 | 5.1755e-20 | -1.6957e-19 | 9.1565e-21 | -3.1516e-21 | 9.6492e-23 | 1.3819e-19 | -1.6503e-19 | 3.7571e-20 | -1.2281e-20 | -2.5998e-21 | 4.153e-21 | 0 | 0 | 0 | 0 | 0 | 0 |  | 0.95 | 0.95 | 0.95 | 0.95 | 0.95 | 0.95 | -2.1264e-10 | -120 | 120 | -2.1264e-10 | -120 | 120
Line16_4_18 | 9.496 | 0 | 0 | 9.496 | 0 | 0 | 2.193 | 0 | 0 | 2.193 | 0 | 0 | 1.4428 | 6.2169e-09 | -6.8787e-09 | 3.9816e-13 | 1.9855e-10 | 1.9855e-10 | 1.5029 | -4.3535e-09 | -3.2072e-09 | 4.9663e-13 | 5.7316e-10 | -5.7316e-10 | -46.1691 | 0 | 0 | 133.8309 | 0 | 0 |  | 0.95 | 0.95 | 0.95 | 0 | 0.87069 | 0.87069 | -2.7479e-10 | -120 | 120 | 0 | -109.1066 | 109.1066
Line17_5_19 | 0 | 0 | 0 | 0 | 0 | 0 | 0 | 0 | 0 | 0 | 0 | 0 | 1.1172e-19 | 5.1755e-20 | -1.6957e-19 | 9.1565e-21 | -3.1516e-21 | 9.6492e-23 | 1.3819e-19 | -1.6503e-19 | 3.7571e-20 | -1.2281e-20 | -2.5998e-21 | 4.153e-21 | 0 | 0 | 0 | 0 | 0 | 0 |  | 0.95 | 0.95 | 0.95 | 0.95 | 0.95 | 0.95 | -2.1264e-10 | -120 | 120 | -2.1264e-10 | -120 | 120
Line1_1_3 | 0 | 0 | 0 | 0 | 0 | 0 | 0 | 0 | 0 | 0 | 0 | 0 | 8.9372e-19 | 4.1404e-19 | -1.3566e-18 | -7.7285e-19 | -3.6544e-19 | 1.1871e-18 | 1.1055e-18 | -1.3203e-18 | 3.0057e-19 | -9.7961e-19 | 1.1526e-18 | -2.5884e-19 | 0 | 0 | 0 | 0 | 0 | 0 |  | 0.95 | 0.95 | 0.95 | 0.95 | 0.95 | 0.95 | -2.1264e-10 | -120 | 120 | -2.1264e-10 | -120 | 120
Line2_1_4 | 0 | 0 | 0 | 0 | 0 | 0 | 0 | 0 | 0 | 0 | 0 | 0 | 4.3702e-12 | 4.9298e-13 | 1.8686e-12 | -4.3702e-12 | -4.9298e-13 | -1.8686e-12 | 1.8329e-12 | 2.4831e-12 | -1.1998e-12 | -1.8329e-12 | -2.4831e-12 | 1.1998e-12 | 0 | 0 | 0 | 0 | 0 | 0 |  | 0.95 | 0.95 | 0.95 | 0.95 | 0.95 | 0.95 | -2.1264e-10 | -120 | 120 | -2.7479e-10 | -120 | 120
Line3_1_5 | 0 | 0 | 0 | 0 | 0 | 0 | 0 | 0 | 0 | 0 | 0 | 0 | 2.2343e-19 | 1.0351e-19 | -3.3914e-19 | -1.0256e-19 | -5.4907e-20 | 1.6967e-19 | 2.7638e-19 | -3.3006e-19 | 7.5142e-20 | -1.5047e-19 | 1.6243e-19 | -3.3418e-20 | 0 | 0 | 0 | 0 | 0 | 0 |  | 0.95 | 0.95 | 0.95 | 0.95 | 0.95 | 0.95 | -2.1264e-10 | -120 | 120 | -2.1264e-10 | -120 | 120
Line4_2_6 | 0 | 0 | 0 | 0 | 0 | 0 | 0 | 0 | 0 | 0 | 0 | 0 | 5.5858e-19 | 2.5878e-19 | -8.4786e-19 | -4.377e-19 | -2.1017e-19 | 6.7838e-19 | 6.9095e-19 | -8.2516e-19 | 1.8785e-19 | -5.6504e-19 | 6.5753e-19 | -1.4613e-19 | 0 | 0 | 0 | 0 | 0 | 0 |  | 0.95 | 0.95 | 0.95 | 0.95 | 0.95 | 0.95 | -2.1264e-10 | -120 | 120 | -2.1264e-10 | -120 | 120
Line5_6_7 | 0 | 0 | 0 | 0 | 0 | 0 | 0 | 0 | 0 | 0 | 0 | 0 | 4.4686e-19 | 2.0702e-19 | -6.7829e-19 | -3.2599e-19 | -1.5842e-19 | 5.0881e-19 | 5.5276e-19 | -6.6013e-19 | 1.5028e-19 | -4.2685e-19 | 4.925e-19 | -1.0856e-19 | 0 | 0 | 0 | 0 | 0 | 0 |  | 0.95 | 0.95 | 0.95 | 0.95 | 0.95 | 0.95 | -2.1264e-10 | -120 | 120 | -2.1264e-10 | -120 | 120
Line6_7_8 | 0 | 0 | 0 | 0 | 0 | 0 | 0 | 0 | 0 | 0 | 0 | 0 | 3.3515e-19 | 1.5527e-19 | -5.0872e-19 | -2.1427e-19 | -1.0666e-19 | 3.3924e-19 | 4.1457e-19 | -4.951e-19 | 1.1271e-19 | -2.8866e-19 | 3.2746e-19 | -7.0989e-20 | 0 | 0 | 0 | 0 | 0 | 0 |  | 0.95 | 0.95 | 0.95 | 0.95 | 0.95 | 0.95 | -2.1264e-10 | -120 | 120 | -2.1264e-10 | -120 | 120
Line7_8_9 | 0 | 0 | 0 | 0 | 0 | 0 | 0 | 0 | 0 | 0 | 0 | 0 | 1.1172e-19 | 5.1755e-20 | -1.6957e-19 | 9.1565e-21 | -3.1516e-21 | 9.6491e-23 | 1.3819e-19 | -1.6503e-19 | 3.7571e-20 | -1.2281e-20 | -2.5998e-21 | 4.153e-21 | 0 | 0 | 0 | 0 | 0 | 0 |  | 0.95 | 0.95 | 0.95 | 0.95 | 0.95 | 0.95 | -2.1264e-10 | -120 | 120 | -2.1264e-10 | -120 | 120
Line8_8_10 | 0 | 0 | 0 | 0 | 0 | 0 | 0 | 0 | 0 | 0 | 0 | 0 | 1.1172e-19 | 5.1755e-20 | -1.6957e-19 | 9.1565e-21 | -3.1516e-21 | 9.6491e-23 | 1.3819e-19 | -1.6503e-19 | 3.7571e-20 | -1.2281e-20 | -2.5998e-21 | 4.153e-21 | 0 | 0 | 0 | 0 | 0 | 0 |  | 0.95 | 0.95 | 0.95 | 0.95 | 0.95 | 0.95 | -2.1264e-10 | -120 | 120 | -2.1264e-10 | -120 | 120
Line9_3_11 | 0 | 0 | 0 | 0 | 0 | 0 | 0 | 0 | 0 | 0 | 0 | 0 | 7.8201e-19 | 3.6229e-19 | -1.187e-18 | -6.6113e-19 | -3.1368e-19 | 1.0175e-18 | 9.6732e-19 | -1.1552e-18 | 2.63e-19 | -8.4142e-19 | 9.8759e-19 | -2.2127e-19 | 0 | 0 | 0 | 0 | 0 | 0 |  | 0.95 | 0.95 | 0.95 | 0.95 | 0.95 | 0.95 | -2.1264e-10 | -120 | 120 | -2.1264e-10 | -120 | 120

## LG_min_10
name | pf_ikss_a_from_ka | pf_ikss_b_from_ka | pf_ikss_c_from_ka | pf_ikss_a_to_ka | pf_ikss_b_to_ka | pf_ikss_c_to_ka | pf_skss_a_from_mw | pf_skss_b_from_mw | pf_skss_c_from_mw | pf_skss_a_to_mw | pf_skss_b_to_mw | pf_skss_c_to_mw | pf_p_a_from_mw | pf_p_b_from_mw | pf_p_c_from_mw | pf_p_a_to_mw | pf_p_b_to_mw | pf_p_c_to_mw | pf_q_a_from_mvar | pf_q_b_from_mvar | pf_q_c_from_mvar | pf_q_a_to_mvar | pf_q_b_to_mvar | pf_q_c_to_mvar | pf_ikss_a_from_degree | pf_ikss_b_from_degree | pf_ikss_c_from_degree | pf_ikss_a_to_degree | pf_ikss_b_to_degree | pf_ikss_c_to_degree | 3xI0 | pf_vm_a_from_pu | pf_vm_b_from_pu | pf_vm_c_from_pu | pf_vm_a_to_pu | pf_vm_b_to_pu | pf_vm_c_to_pu | pf_va_a_from_degree | pf_va_b_from_degree | pf_va_c_from_degree | pf_va_a_to_degree | pf_va_b_to_degree | pf_va_c_to_degree
Line0_1_2 | 0 | 0 | 0 | 0 | 0 | 0 | 0 | 0 | 0 | 0 | 0 | 0 | 6.0159e-19 | 2.787e-19 | -9.1315e-19 | -4.9311e-19 | -2.3508e-19 | 7.6105e-19 | 7.4415e-19 | -8.887e-19 | 2.0232e-19 | -6.3115e-19 | 7.3825e-19 | -1.6487e-19 | 0 | 0 | 0 | 0 | 0 | 0 |  | 0.9 | 0.9 | 0.9 | 0.9 | 0.9 | 0.9 | -2.1264e-10 | -120 | 120 | -2.1264e-10 | -120 | 120
Line10_11_12 | 0 | 0 | 0 | 0 | 0 | 0 | 0 | 0 | 0 | 0 | 0 | 0 | 6.0159e-19 | 2.787e-19 | -9.1315e-19 | -4.9311e-19 | -2.3508e-19 | 7.6105e-19 | 7.4415e-19 | -8.887e-19 | 2.0232e-19 | -6.3115e-19 | 7.3825e-19 | -1.6487e-19 | 0 | 0 | 0 | 0 | 0 | 0 |  | 0.9 | 0.9 | 0.9 | 0.9 | 0.9 | 0.9 | -2.1264e-10 | -120 | 120 | -2.1264e-10 | -120 | 120
Line11_12_13 | 0 | 0 | 0 | 0 | 0 | 0 | 0 | 0 | 0 | 0 | 0 | 0 | 5.0133e-19 | 2.3225e-19 | -7.6096e-19 | -3.9284e-19 | -1.8863e-19 | 6.0885e-19 | 6.2013e-19 | -7.4059e-19 | 1.686e-19 | -5.0713e-19 | 5.9014e-19 | -1.3115e-19 | 0 | 0 | 0 | 0 | 0 | 0 |  | 0.9 | 0.9 | 0.9 | 0.9 | 0.9 | 0.9 | -2.1264e-10 | -120 | 120 | -2.1264e-10 | -120 | 120
Line12_13_15 | 0 | 0 | 0 | 0 | 0 | 0 | 0 | 0 | 0 | 0 | 0 | 0 | 3.008e-19 | 1.3935e-19 | -4.5658e-19 | -1.9231e-19 | -9.573e-20 | 3.0447e-19 | 3.7208e-19 | -4.4435e-19 | 1.0116e-19 | -2.5907e-19 | 2.939e-19 | -6.3713e-20 | 0 | 0 | 0 | 0 | 0 | 0 |  | 0.9 | 0.9 | 0.9 | 0.9 | 0.9 | 0.9 | -2.1264e-10 | -120 | 120 | -2.1264e-10 | -120 | 120
Line13_13_14 | 0 | 0 | 0 | 0 | 0 | 0 | 0 | 0 | 0 | 0 | 0 | 0 | 1.0027e-19 | 4.6451e-20 | -1.5219e-19 | 8.218e-21 | -2.8286e-21 | 8.6601e-23 | 1.2403e-19 | -1.4812e-19 | 3.372e-20 | -1.1022e-20 | -2.3333e-21 | 3.7273e-21 | 0 | 0 | 0 | 0 | 0 | 0 |  | 0.9 | 0.9 | 0.9 | 0.9 | 0.9 | 0.9 | -2.1264e-10 | -120 | 120 | -2.1264e-10 | -120 | 120
Line14_15_16 | 0 | 0 | 0 | 0 | 0 | 0 | 0 | 0 | 0 | 0 | 0 | 0 | 2.0053e-19 | 9.2902e-20 | -3.0438e-19 | -9.2047e-20 | -4.9279e-20 | 1.5228e-19 | 2.4805e-19 | -2.9623e-19 | 6.744e-20 | -1.3505e-19 | 1.4578e-19 | -2.9993e-20 | 0 | 0 | 0 | 0 | 0 | 0 |  | 0.9 | 0.9 | 0.9 | 0.9 | 0.9 | 0.9 | -2.1264e-10 | -120 | 120 | -2.1264e-10 | -120 | 120
Line15_16_17 | 0 | 0 | 0 | 0 | 0 | 0 | 0 | 0 | 0 | 0 | 0 | 0 | 1.0027e-19 | 4.6451e-20 | -1.5219e-19 | 8.218e-21 | -2.8286e-21 | 8.6601e-23 | 1.2403e-19 | -1.4812e-19 | 3.372e-20 | -1.1022e-20 | -2.3333e-21 | 3.7273e-21 | 0 | 0 | 0 | 0 | 0 | 0 |  | 0.9 | 0.9 | 0.9 | 0.9 | 0.9 | 0.9 | -2.1264e-10 | -120 | 120 | -2.1264e-10 | -120 | 120
Line16_4_18 | 8.9963 | 0 | 0 | 8.9963 | 0 | 0 | 2.0776 | 0 | 0 | 2.0776 | 0 | 0 | 1.2949 | 5.5797e-09 | -6.1737e-09 | 3.5722e-13 | 1.782e-10 | 1.782e-10 | 1.3489 | -3.9073e-09 | -2.8785e-09 | 4.4588e-13 | 5.1442e-10 | -5.1442e-10 | -46.1691 | 0 | 0 | 133.8309 | 0 | 0 |  | 0.9 | 0.9 | 0.9 | 0 | 0.82486 | 0.82486 | -2.7479e-10 | -120 | 120 | 0 | -109.1066 | 109.1066
Line17_5_19 | 0 | 0 | 0 | 0 | 0 | 0 | 0 | 0 | 0 | 0 | 0 | 0 | 1.0027e-19 | 4.6451e-20 | -1.5219e-19 | 8.218e-21 | -2.8286e-21 | 8.6603e-23 | 1.2403e-19 | -1.4812e-19 | 3.372e-20 | -1.1022e-20 | -2.3333e-21 | 3.7273e-21 | 0 | 0 | 0 | 0 | 0 | 0 |  | 0.9 | 0.9 | 0.9 | 0.9 | 0.9 | 0.9 | -2.1264e-10 | -120 | 120 | -2.1264e-10 | -120 | 120
Line1_1_3 | 0 | 0 | 0 | 0 | 0 | 0 | 0 | 0 | 0 | 0 | 0 | 0 | 8.0212e-19 | 3.7161e-19 | -1.2175e-18 | -6.9364e-19 | -3.2798e-19 | 1.0654e-18 | 9.9221e-19 | -1.1849e-18 | 2.6976e-19 | -8.792e-19 | 1.0345e-18 | -2.3231e-19 | 0 | 0 | 0 | 0 | 0 | 0 |  | 0.9 | 0.9 | 0.9 | 0.9 | 0.9 | 0.9 | -2.1264e-10 | -120 | 120 | -2.1264e-10 | -120 | 120
Line2_1_4 | 0 | 0 | 0 | 0 | 0 | 0 | 0 | 0 | 0 | 0 | 0 | 0 | 3.9223e-12 | 4.4245e-13 | 1.677e-12 | -3.9223e-12 | -4.4245e-13 | -1.677e-12 | 1.6451e-12 | 2.2286e-12 | -1.0768e-12 | -1.6451e-12 | -2.2286e-12 | 1.0768e-12 | 0 | 0 | 0 | 0 | 0 | 0 |  | 0.9 | 0.9 | 0.9 | 0.9 | 0.9 | 0.9 | -2.1264e-10 | -120 | 120 | -2.7479e-10 | -120 | 120
Line3_1_5 | 0 | 0 | 0 | 0 | 0 | 0 | 0 | 0 | 0 | 0 | 0 | 0 | 2.0053e-19 | 9.2902e-20 | -3.0438e-19 | -9.2047e-20 | -4.9279e-20 | 1.5228e-19 | 2.4805e-19 | -2.9623e-19 | 6.744e-20 | -1.3505e-19 | 1.4578e-19 | -2.9993e-20 | 0 | 0 | 0 | 0 | 0 | 0 |  | 0.9 | 0.9 | 0.9 | 0.9 | 0.9 | 0.9 | -2.1264e-10 | -120 | 120 | -2.1264e-10 | -120 | 120
Line4_2_6 | 0 | 0 | 0 | 0 | 0 | 0 | 0 | 0 | 0 | 0 | 0 | 0 | 5.0133e-19 | 2.3225e-19 | -7.6096e-19 | -3.9284e-19 | -1.8863e-19 | 6.0885e-19 | 6.2013e-19 | -7.4059e-19 | 1.686e-19 | -5.0713e-19 | 5.9014e-19 | -1.3115e-19 | 0 | 0 | 0 | 0 | 0 | 0 |  | 0.9 | 0.9 | 0.9 | 0.9 | 0.9 | 0.9 | -2.1264e-10 | -120 | 120 | -2.1264e-10 | -120 | 120
Line5_6_7 | 0 | 0 | 0 | 0 | 0 | 0 | 0 | 0 | 0 | 0 | 0 | 0 | 4.0106e-19 | 1.858e-19 | -6.0877e-19 | -2.9258e-19 | -1.4218e-19 | 4.5666e-19 | 4.961e-19 | -5.9247e-19 | 1.3488e-19 | -3.831e-19 | 4.4202e-19 | -9.7433e-20 | 0 | 0 | 0 | 0 | 0 | 0 |  | 0.9 | 0.9 | 0.9 | 0.9 | 0.9 | 0.9 | -2.1264e-10 | -120 | 120 | -2.1264e-10 | -120 | 120
Line6_7_8 | 0 | 0 | 0 | 0 | 0 | 0 | 0 | 0 | 0 | 0 | 0 | 0 | 3.008e-19 | 1.3935e-19 | -4.5658e-19 | -1.9231e-19 | -9.573e-20 | 3.0447e-19 | 3.7208e-19 | -4.4435e-19 | 1.0116e-19 | -2.5907e-19 | 2.939e-19 | -6.3713e-20 | 0 | 0 | 0 | 0 | 0 | 0 |  | 0.9 | 0.9 | 0.9 | 0.9 | 0.9 | 0.9 | -2.1264e-10 | -120 | 120 | -2.1264e-10 | -120 | 120
Line7_8_9 | 0 | 0 | 0 | 0 | 0 | 0 | 0 | 0 | 0 | 0 | 0 | 0 | 1.0027e-19 | 4.6451e-20 | -1.5219e-19 | 8.218e-21 | -2.8286e-21 | 8.6602e-23 | 1.2403e-19 | -1.4812e-19 | 3.372e-20 | -1.1022e-20 | -2.3333e-21 | 3.7273e-21 | 0 | 0 | 0 | 0 | 0 | 0 |  | 0.9 | 0.9 | 0.9 | 0.9 | 0.9 | 0.9 | -2.1264e-10 | -120 | 120 | -2.1264e-10 | -120 | 120
Line8_8_10 | 0 | 0 | 0 | 0 | 0 | 0 | 0 | 0 | 0 | 0 | 0 | 0 | 1.0027e-19 | 4.6451e-20 | -1.5219e-19 | 8.218e-21 | -2.8286e-21 | 8.6601e-23 | 1.2403e-19 | -1.4812e-19 | 3.372e-20 | -1.1022e-20 | -2.3333e-21 | 3.7273e-21 | 0 | 0 | 0 | 0 | 0 | 0 |  | 0.9 | 0.9 | 0.9 | 0.9 | 0.9 | 0.9 | -2.1264e-10 | -120 | 120 | -2.1264e-10 | -120 | 120
Line9_3_11 | 0 | 0 | 0 | 0 | 0 | 0 | 0 | 0 | 0 | 0 | 0 | 0 | 7.0186e-19 | 3.2516e-19 | -1.0653e-18 | -5.9337e-19 | -2.8153e-19 | 9.1324e-19 | 8.6818e-19 | -1.0368e-18 | 2.3604e-19 | -7.5518e-19 | 8.8637e-19 | -1.9859e-19 | 0 | 0 | 0 | 0 | 0 | 0 |  | 0.9 | 0.9 | 0.9 | 0.9 | 0.9 | 0.9 | -2.1264e-10 | -120 | 120 | -2.1264e-10 | -120 | 120

## LG_min_fault_6
name | pf_ikss_a_from_ka | pf_ikss_b_from_ka | pf_ikss_c_from_ka | pf_ikss_a_to_ka | pf_ikss_b_to_ka | pf_ikss_c_to_ka | pf_skss_a_from_mw | pf_skss_b_from_mw | pf_skss_c_from_mw | pf_skss_a_to_mw | pf_skss_b_to_mw | pf_skss_c_to_mw | pf_p_a_from_mw | pf_p_b_from_mw | pf_p_c_from_mw | pf_p_a_to_mw | pf_p_b_to_mw | pf_p_c_to_mw | pf_q_a_from_mvar | pf_q_b_from_mvar | pf_q_c_from_mvar | pf_q_a_to_mvar | pf_q_b_to_mvar | pf_q_c_to_mvar | pf_ikss_a_from_degree | pf_ikss_b_from_degree | pf_ikss_c_from_degree | pf_ikss_a_to_degree | pf_ikss_b_to_degree | pf_ikss_c_to_degree | 3xI0 | pf_vm_a_from_pu | pf_vm_b_from_pu | pf_vm_c_from_pu | pf_vm_a_to_pu | pf_vm_b_to_pu | pf_vm_c_to_pu | pf_va_a_from_degree | pf_va_b_from_degree | pf_va_c_from_degree | pf_va_a_to_degree | pf_va_b_to_degree | pf_va_c_to_degree
Line0_1_2 | 0 | 0 | 0 | 0 | 0 | 0 | 0 | 0 | 0 | 0 | 0 | 0 | 2.2375e-21 | 9.4562e-22 | -3.2978e-21 | -1.8356e-21 | -7.9846e-22 | 2.7487e-21 | 2.6551e-21 | -3.2449e-21 | 8.0115e-22 | -2.2531e-21 | 2.6959e-21 | -6.5407e-22 | 0 | 0 | 0 | 0 | 0 | 0 |  | 0.95 | 0.95 | 0.95 | 0.95 | 0.95 | 0.95 | -7.022e-13 | -120 | 120 | -7.022e-13 | -120 | 120
Line10_11_12 | 0 | 0 | 0 | 0 | 0 | 0 | 0 | 0 | 0 | 0 | 0 | 0 | 2.2375e-21 | 9.4562e-22 | -3.2978e-21 | -1.8356e-21 | -7.9846e-22 | 2.7487e-21 | 2.6551e-21 | -3.2449e-21 | 8.0115e-22 | -2.2531e-21 | 2.6959e-21 | -6.5407e-22 | 0 | 0 | 0 | 0 | 0 | 0 |  | 0.95 | 0.95 | 0.95 | 0.95 | 0.95 | 0.95 | -7.022e-13 | -120 | 120 | -7.022e-13 | -120 | 120
Line11_12_13 | 0 | 0 | 0 | 0 | 0 | 0 | 0 | 0 | 0 | 0 | 0 | 0 | 1.8646e-21 | 7.8801e-22 | -2.7481e-21 | -1.4627e-21 | -6.4086e-22 | 2.1991e-21 | 2.2126e-21 | -2.7041e-21 | 6.6763e-22 | -1.8106e-21 | 2.155e-21 | -5.2055e-22 | 0 | 0 | 0 | 0 | 0 | 0 |  | 0.95 | 0.95 | 0.95 | 0.95 | 0.95 | 0.95 | -7.022e-13 | -120 | 120 | -7.022e-13 | -120 | 120
Line12_13_15 | 0 | 0 | 0 | 0 | 0 | 0 | 0 | 0 | 0 | 0 | 0 | 0 | 1.1188e-21 | 4.7281e-22 | -1.6489e-21 | -7.1685e-22 | -3.2566e-22 | 1.0998e-21 | 1.3275e-21 | -1.6224e-21 | 4.0058e-22 | -9.2558e-22 | 1.0734e-21 | -2.535e-22 | 0 | 0 | 0 | 0 | 0 | 0 |  | 0.95 | 0.95 | 0.95 | 0.95 | 0.95 | 0.95 | -7.022e-13 | -120 | 120 | -7.022e-13 | -120 | 120
Line13_13_14 | 0 | 0 | 0 | 0 | 0 | 0 | 0 | 0 | 0 | 0 | 0 | 0 | 3.7292e-22 | 1.576e-22 | -5.4963e-22 | 2.8984e-23 | -1.045e-23 | 5.7309e-25 | 4.4251e-22 | -5.4082e-22 | 1.3353e-22 | -4.0556e-23 | -8.2181e-24 | 1.3554e-23 | 0 | 0 | 0 | 0 | 0 | 0 |  | 0.95 | 0.95 | 0.95 | 0.95 | 0.95 | 0.95 | -7.022e-13 | -120 | 120 | -7.022e-13 | -120 | 120
Line14_15_16 | 0 | 0 | 0 | 0 | 0 | 0 | 0 | 0 | 0 | 0 | 0 | 0 | 7.4583e-22 | 3.1521e-22 | -1.0993e-21 | -3.4393e-22 | -1.6805e-22 | 5.502e-22 | 8.8502e-22 | -1.0816e-21 | 2.6705e-22 | -4.8307e-22 | 5.326e-22 | -1.1997e-22 | 0 | 0 | 0 | 0 | 0 | 0 |  | 0.95 | 0.95 | 0.95 | 0.95 | 0.95 | 0.95 | -7.022e-13 | -120 | 120 | -7.022e-13 | -120 | 120
Line15_16_17 | 0 | 0 | 0 | 0 | 0 | 0 | 0 | 0 | 0 | 0 | 0 | 0 | 3.7292e-22 | 1.576e-22 | -5.4963e-22 | 2.8984e-23 | -1.045e-23 | 5.7309e-25 | 4.4251e-22 | -5.4082e-22 | 1.3353e-22 | -4.0556e-23 | -8.2181e-24 | 1.3554e-23 | 0 | 0 | 0 | 0 | 0 | 0 |  | 0.95 | 0.95 | 0.95 | 0.95 | 0.95 | 0.95 | -7.022e-13 | -120 | 120 | -7.022e-13 | -120 | 120
Line16_4_18 | 0.030926 | 0 | 0 | 0.030926 | 0 | 0 | 0.007142 | 0 | 0 | 0.007142 | 0 | 0 | 0.0047973 | 1.9954e-11 | -2.261e-11 | -0.004782 | 1.114e-12 | 1.0381e-12 | 0.004798 | -1.4587e-11 | -9.9872e-12 | -0.004782 | 1.8443e-12 | -1.8882e-12 | -45.0038 | 0 | 0 | 134.9962 | 0 | 0 |  | 0.95 | 0.95 | 0.95 | 0.94691 | 0.94968 | 0.9497 | -9.1369e-13 | -120 | 120 | -0.0038073 | -119.9681 | 119.9673
Line17_5_19 | 0 | 0 | 0 | 0 | 0 | 0 | 0 | 0 | 0 | 0 | 0 | 0 | 3.7292e-22 | 1.576e-22 | -5.4963e-22 | 2.8984e-23 | -1.045e-23 | 5.731e-25 | 4.4251e-22 | -5.4082e-22 | 1.3353e-22 | -4.0556e-23 | -8.2181e-24 | 1.3554e-23 | 0 | 0 | 0 | 0 | 0 | 0 |  | 0.95 | 0.95 | 0.95 | 0.95 | 0.95 | 0.95 | -7.022e-13 | -120 | 120 | -7.022e-13 | -120 | 120
Line1_1_3 | 0 | 0 | 0 | 0 | 0 | 0 | 0 | 0 | 0 | 0 | 0 | 0 | 2.9833e-21 | 1.2608e-21 | -4.397e-21 | -2.5814e-21 | -1.1137e-21 | 3.848e-21 | 3.5401e-21 | -4.3265e-21 | 1.0682e-21 | -3.1381e-21 | 3.7775e-21 | -9.2112e-22 | 0 | 0 | 0 | 0 | 0 | 0 |  | 0.95 | 0.95 | 0.95 | 0.95 | 0.95 | 0.95 | -7.022e-13 | -120 | 120 | -7.022e-13 | -120 | 120
Line2_1_4 | 0 | 0 | 0 | 0 | 0 | 0 | 0 | 0 | 0 | 0 | 0 | 0 | 1.4327e-14 | 1.7459e-15 | 5.9809e-15 | -1.4327e-14 | -1.7459e-15 | -5.981e-15 | 5.6709e-15 | 8.0445e-15 | -4.038e-15 | -5.6709e-15 | -8.0445e-15 | 4.038e-15 | 0 | 0 | 0 | 0 | 0 | 0 |  | 0.95 | 0.95 | 0.95 | 0.95 | 0.95 | 0.95 | -7.022e-13 | -120 | 120 | -9.1369e-13 | -120 | 120
Line3_1_5 | 0 | 0 | 0 | 0 | 0 | 0 | 0 | 0 | 0 | 0 | 0 | 0 | 7.4583e-22 | 3.1521e-22 | -1.0993e-21 | -3.4393e-22 | -1.6805e-22 | 5.502e-22 | 8.8502e-22 | -1.0816e-21 | 2.6705e-22 | -4.8307e-22 | 5.326e-22 | -1.1997e-22 | 0 | 0 | 0 | 0 | 0 | 0 |  | 0.95 | 0.95 | 0.95 | 0.95 | 0.95 | 0.95 | -7.022e-13 | -120 | 120 | -7.022e-13 | -120 | 120
Line4_2_6 | 0 | 0 | 0 | 0 | 0 | 0 | 0 | 0 | 0 | 0 | 0 | 0 | 1.8646e-21 | 7.8801e-22 | -2.7481e-21 | -1.4627e-21 | -6.4086e-22 | 2.1991e-21 | 2.2126e-21 | -2.7041e-21 | 6.6763e-22 | -1.8106e-21 | 2.155e-21 | -5.2055e-22 | 0 | 0 | 0 | 0 | 0 | 0 |  | 0.95 | 0.95 | 0.95 | 0.95 | 0.95 | 0.95 | -7.022e-13 | -120 | 120 | -7.022e-13 | -120 | 120
Line5_6_7 | 0 | 0 | 0 | 0 | 0 | 0 | 0 | 0 | 0 | 0 | 0 | 0 | 1.4917e-21 | 6.3041e-22 | -2.1985e-21 | -1.0898e-21 | -4.8326e-22 | 1.6495e-21 | 1.77e-21 | -2.1633e-21 | 5.341e-22 | -1.3681e-21 | 1.6142e-21 | -3.8702e-22 | 0 | 0 | 0 | 0 | 0 | 0 |  | 0.95 | 0.95 | 0.95 | 0.95 | 0.95 | 0.95 | -7.022e-13 | -120 | 120 | -7.022e-13 | -120 | 120
Line6_7_8 | 0 | 0 | 0 | 0 | 0 | 0 | 0 | 0 | 0 | 0 | 0 | 0 | 1.1188e-21 | 4.7281e-22 | -1.6489e-21 | -7.1685e-22 | -3.2566e-22 | 1.0998e-21 | 1.3275e-21 | -1.6224e-21 | 4.0058e-22 | -9.2558e-22 | 1.0734e-21 | -2.535e-22 | 0 | 0 | 0 | 0 | 0 | 0 |  | 0.95 | 0.95 | 0.95 | 0.95 | 0.95 | 0.95 | -7.022e-13 | -120 | 120 | -7.022e-13 | -120 | 120
Line7_8_9 | 0 | 0 | 0 | 0 | 0 | 0 | 0 | 0 | 0 | 0 | 0 | 0 | 3.7292e-22 | 1.576e-22 | -5.4963e-22 | 2.8984e-23 | -1.045e-23 | 5.7309e-25 | 4.4251e-22 | -5.4082e-22 | 1.3353e-22 | -4.0556e-23 | -8.2181e-24 | 1.3554e-23 | 0 | 0 | 0 | 0 | 0 | 0 |  | 0.95 | 0.95 | 0.95 | 0.95 | 0.95 | 0.95 | -7.022e-13 | -120 | 120 | -7.022e-13 | -120 | 120
Line8_8_10 | 0 | 0 | 0 | 0 | 0 | 0 | 0 | 0 | 0 | 0 | 0 | 0 | 3.7292e-22 | 1.576e-22 | -5.4963e-22 | 2.8984e-23 | -1.045e-23 | 5.7309e-25 | 4.4251e-22 | -5.4082e-22 | 1.3353e-22 | -4.0556e-23 | -8.2181e-24 | 1.3554e-23 | 0 | 0 | 0 | 0 | 0 | 0 |  | 0.95 | 0.95 | 0.95 | 0.95 | 0.95 | 0.95 | -7.022e-13 | -120 | 120 | -7.022e-13 | -120 | 120
Line9_3_11 | 0 | 0 | 0 | 0 | 0 | 0 | 0 | 0 | 0 | 0 | 0 | 0 | 2.6104e-21 | 1.1032e-21 | -3.8474e-21 | -2.2085e-21 | -9.5607e-22 | 3.2983e-21 | 3.0976e-21 | -3.7857e-21 | 9.3468e-22 | -2.6956e-21 | 3.2367e-21 | -7.876e-22 | 0 | 0 | 0 | 0 | 0 | 0 |  | 0.95 | 0.95 | 0.95 | 0.95 | 0.95 | 0.95 | -7.022e-13 | -120 | 120 | -7.022e-13 | -120 | 120

## LG_min_fault_10
name | pf_ikss_a_from_ka | pf_ikss_b_from_ka | pf_ikss_c_from_ka | pf_ikss_a_to_ka | pf_ikss_b_to_ka | pf_ikss_c_to_ka | pf_skss_a_from_mw | pf_skss_b_from_mw | pf_skss_c_from_mw | pf_skss_a_to_mw | pf_skss_b_to_mw | pf_skss_c_to_mw | pf_p_a_from_mw | pf_p_b_from_mw | pf_p_c_from_mw | pf_p_a_to_mw | pf_p_b_to_mw | pf_p_c_to_mw | pf_q_a_from_mvar | pf_q_b_from_mvar | pf_q_c_from_mvar | pf_q_a_to_mvar | pf_q_b_to_mvar | pf_q_c_to_mvar | pf_ikss_a_from_degree | pf_ikss_b_from_degree | pf_ikss_c_from_degree | pf_ikss_a_to_degree | pf_ikss_b_to_degree | pf_ikss_c_to_degree | 3xI0 | pf_vm_a_from_pu | pf_vm_b_from_pu | pf_vm_c_from_pu | pf_vm_a_to_pu | pf_vm_b_to_pu | pf_vm_c_to_pu | pf_va_a_from_degree | pf_va_b_from_degree | pf_va_c_from_degree | pf_va_a_to_degree | pf_va_b_to_degree | pf_va_c_to_degree
Line0_1_2 | 0 | 0 | 0 | 0 | 0 | 0 | 0 | 0 | 0 | 0 | 0 | 0 | 2.0082e-21 | 8.487e-22 | -2.9598e-21 | -1.6475e-21 | -7.1663e-22 | 2.467e-21 | 2.3829e-21 | -2.9123e-21 | 7.1904e-22 | -2.0222e-21 | 2.4196e-21 | -5.8703e-22 | 0 | 0 | 0 | 0 | 0 | 0 |  | 0.9 | 0.9 | 0.9 | 0.9 | 0.9 | 0.9 | -7.022e-13 | -120 | 120 | -7.022e-13 | -120 | 120
Line10_11_12 | 0 | 0 | 0 | 0 | 0 | 0 | 0 | 0 | 0 | 0 | 0 | 0 | 2.0082e-21 | 8.487e-22 | -2.9598e-21 | -1.6475e-21 | -7.1663e-22 | 2.467e-21 | 2.3829e-21 | -2.9123e-21 | 7.1904e-22 | -2.0222e-21 | 2.4196e-21 | -5.8703e-22 | 0 | 0 | 0 | 0 | 0 | 0 |  | 0.9 | 0.9 | 0.9 | 0.9 | 0.9 | 0.9 | -7.022e-13 | -120 | 120 | -7.022e-13 | -120 | 120
Line11_12_13 | 0 | 0 | 0 | 0 | 0 | 0 | 0 | 0 | 0 | 0 | 0 | 0 | 1.6735e-21 | 7.0725e-22 | -2.4665e-21 | -1.3128e-21 | -5.7518e-22 | 1.9737e-21 | 1.9858e-21 | -2.4269e-21 | 5.992e-22 | -1.625e-21 | 1.9342e-21 | -4.6719e-22 | 0 | 0 | 0 | 0 | 0 | 0 |  | 0.9 | 0.9 | 0.9 | 0.9 | 0.9 | 0.9 | -7.022e-13 | -120 | 120 | -7.022e-13 | -120 | 120
Line12_13_15 | 0 | 0 | 0 | 0 | 0 | 0 | 0 | 0 | 0 | 0 | 0 | 0 | 1.0041e-21 | 4.2435e-22 | -1.4799e-21 | -6.4338e-22 | -2.9228e-22 | 9.871e-22 | 1.1915e-21 | -1.4562e-21 | 3.5952e-22 | -8.3071e-22 | 9.634e-22 | -2.2751e-22 | 0 | 0 | 0 | 0 | 0 | 0 |  | 0.9 | 0.9 | 0.9 | 0.9 | 0.9 | 0.9 | -7.022e-13 | -120 | 120 | -7.022e-13 | -120 | 120
Line13_13_14 | 0 | 0 | 0 | 0 | 0 | 0 | 0 | 0 | 0 | 0 | 0 | 0 | 3.347e-22 | 1.4145e-22 | -4.9329e-22 | 2.6013e-23 | -9.3791e-24 | 5.1435e-25 | 3.9716e-22 | -4.8539e-22 | 1.1984e-22 | -3.64e-23 | -7.3758e-24 | 1.2165e-23 | 0 | 0 | 0 | 0 | 0 | 0 |  | 0.9 | 0.9 | 0.9 | 0.9 | 0.9 | 0.9 | -7.022e-13 | -120 | 120 | -7.022e-13 | -120 | 120
Line14_15_16 | 0 | 0 | 0 | 0 | 0 | 0 | 0 | 0 | 0 | 0 | 0 | 0 | 6.6939e-22 | 2.829e-22 | -9.8659e-22 | -3.0868e-22 | -1.5083e-22 | 4.9381e-22 | 7.9431e-22 | -9.7077e-22 | 2.3968e-22 | -4.3356e-22 | 4.7801e-22 | -1.0767e-22 | 0 | 0 | 0 | 0 | 0 | 0 |  | 0.9 | 0.9 | 0.9 | 0.9 | 0.9 | 0.9 | -7.022e-13 | -120 | 120 | -7.022e-13 | -120 | 120
Line15_16_17 | 0 | 0 | 0 | 0 | 0 | 0 | 0 | 0 | 0 | 0 | 0 | 0 | 3.347e-22 | 1.4145e-22 | -4.9329e-22 | 2.6013e-23 | -9.3791e-24 | 5.1435e-25 | 3.9716e-22 | -4.8539e-22 | 1.1984e-22 | -3.64e-23 | -7.3758e-24 | 1.2165e-23 | 0 | 0 | 0 | 0 | 0 | 0 |  | 0.9 | 0.9 | 0.9 | 0.9 | 0.9 | 0.9 | -7.022e-13 | -120 | 120 | -7.022e-13 | -120 | 120
Line16_4_18 | 0.029298 | 0 | 0 | 0.029298 | 0 | 0 | 0.0067661 | 0 | 0 | 0.0067661 | 0 | 0 | 0.0043056 | 1.7909e-11 | -2.0292e-11 | -0.0042919 | 9.9985e-13 | 9.3171e-13 | 0.0043062 | -1.3092e-11 | -8.9636e-12 | -0.0042919 | 1.6553e-12 | -1.6946e-12 | -45.0038 | 0 | 0 | 134.9962 | 0 | 0 |  | 0.9 | 0.9 | 0.9 | 0.89707 | 0.8997 | 0.89972 | -9.1369e-13 | -120 | 120 | -0.0038073 | -119.9681 | 119.9673
Line17_5_19 | 0 | 0 | 0 | 0 | 0 | 0 | 0 | 0 | 0 | 0 | 0 | 0 | 3.347e-22 | 1.4145e-22 | -4.9329e-22 | 2.6013e-23 | -9.3791e-24 | 5.1436e-25 | 3.9716e-22 | -4.8539e-22 | 1.1984e-22 | -3.64e-23 | -7.3758e-24 | 1.2165e-23 | 0 | 0 | 0 | 0 | 0 | 0 |  | 0.9 | 0.9 | 0.9 | 0.9 | 0.9 | 0.9 | -7.022e-13 | -120 | 120 | -7.022e-13 | -120 | 120
Line1_1_3 | 0 | 0 | 0 | 0 | 0 | 0 | 0 | 0 | 0 | 0 | 0 | 0 | 2.6776e-21 | 1.1316e-21 | -3.9464e-21 | -2.3169e-21 | -9.9953e-22 | 3.4536e-21 | 3.1773e-21 | -3.8831e-21 | 9.5872e-22 | -2.8165e-21 | 3.3903e-21 | -8.2671e-22 | 0 | 0 | 0 | 0 | 0 | 0 |  | 0.9 | 0.9 | 0.9 | 0.9 | 0.9 | 0.9 | -7.022e-13 | -120 | 120 | -7.022e-13 | -120 | 120
Line2_1_4 | 0 | 0 | 0 | 0 | 0 | 0 | 0 | 0 | 0 | 0 | 0 | 0 | 1.2859e-14 | 1.567e-15 | 5.3679e-15 | -1.2859e-14 | -1.567e-15 | -5.3679e-15 | 5.0896e-15 | 7.22e-15 | -3.6241e-15 | -5.0896e-15 | -7.22e-15 | 3.6241e-15 | 0 | 0 | 0 | 0 | 0 | 0 |  | 0.9 | 0.9 | 0.9 | 0.9 | 0.9 | 0.9 | -7.022e-13 | -120 | 120 | -9.1369e-13 | -120 | 120
Line3_1_5 | 0 | 0 | 0 | 0 | 0 | 0 | 0 | 0 | 0 | 0 | 0 | 0 | 6.6939e-22 | 2.829e-22 | -9.8659e-22 | -3.0868e-22 | -1.5083e-22 | 4.9381e-22 | 7.9431e-22 | -9.7077e-22 | 2.3968e-22 | -4.3356e-22 | 4.7801e-22 | -1.0768e-22 | 0 | 0 | 0 | 0 | 0 | 0 |  | 0.9 | 0.9 | 0.9 | 0.9 | 0.9 | 0.9 | -7.022e-13 | -120 | 120 | -7.022e-13 | -120 | 120
Line4_2_6 | 0 | 0 | 0 | 0 | 0 | 0 | 0 | 0 | 0 | 0 | 0 | 0 | 1.6735e-21 | 7.0725e-22 | -2.4665e-21 | -1.3128e-21 | -5.7518e-22 | 1.9737e-21 | 1.9858e-21 | -2.4269e-21 | 5.992e-22 | -1.625e-21 | 1.9342e-21 | -4.6719e-22 | 0 | 0 | 0 | 0 | 0 | 0 |  | 0.9 | 0.9 | 0.9 | 0.9 | 0.9 | 0.9 | -7.022e-13 | -120 | 120 | -7.022e-13 | -120 | 120
Line5_6_7 | 0 | 0 | 0 | 0 | 0 | 0 | 0 | 0 | 0 | 0 | 0 | 0 | 1.3388e-21 | 5.658e-22 | -1.9732e-21 | -9.7807e-22 | -4.3373e-22 | 1.4804e-21 | 1.5886e-21 | -1.9415e-21 | 4.7936e-22 | -1.2279e-21 | 1.4488e-21 | -3.4735e-22 | 0 | 0 | 0 | 0 | 0 | 0 |  | 0.9 | 0.9 | 0.9 | 0.9 | 0.9 | 0.9 | -7.022e-13 | -120 | 120 | -7.022e-13 | -120 | 120
Line6_7_8 | 0 | 0 | 0 | 0 | 0 | 0 | 0 | 0 | 0 | 0 | 0 | 0 | 1.0041e-21 | 4.2435e-22 | -1.4799e-21 | -6.4338e-22 | -2.9228e-22 | 9.871e-22 | 1.1915e-21 | -1.4562e-21 | 3.5952e-22 | -8.3071e-22 | 9.634e-22 | -2.2751e-22 | 0 | 0 | 0 | 0 | 0 | 0 |  | 0.9 | 0.9 | 0.9 | 0.9 | 0.9 | 0.9 | -7.022e-13 | -120 | 120 | -7.022e-13 | -120 | 120
Line7_8_9 | 0 | 0 | 0 | 0 | 0 | 0 | 0 | 0 | 0 | 0 | 0 | 0 | 3.347e-22 | 1.4145e-22 | -4.9329e-22 | 2.6013e-23 | -9.3791e-24 | 5.1435e-25 | 3.9716e-22 | -4.8539e-22 | 1.1984e-22 | -3.64e-23 | -7.3758e-24 | 1.2165e-23 | 0 | 0 | 0 | 0 | 0 | 0 |  | 0.9 | 0.9 | 0.9 | 0.9 | 0.9 | 0.9 | -7.022e-13 | -120 | 120 | -7.022e-13 | -120 | 120
Line8_8_10 | 0 | 0 | 0 | 0 | 0 | 0 | 0 | 0 | 0 | 0 | 0 | 0 | 3.347e-22 | 1.4145e-22 | -4.9329e-22 | 2.6013e-23 | -9.3791e-24 | 5.1435e-25 | 3.9716e-22 | -4.8539e-22 | 1.1984e-22 | -3.64e-23 | -7.3758e-24 | 1.2165e-23 | 0 | 0 | 0 | 0 | 0 | 0 |  | 0.9 | 0.9 | 0.9 | 0.9 | 0.9 | 0.9 | -7.022e-13 | -120 | 120 | -7.022e-13 | -120 | 120
Line9_3_11 | 0 | 0 | 0 | 0 | 0 | 0 | 0 | 0 | 0 | 0 | 0 | 0 | 2.3429e-21 | 9.9015e-22 | -3.4531e-21 | -1.9822e-21 | -8.5808e-22 | 2.9603e-21 | 2.7801e-21 | -3.3977e-21 | 8.3888e-22 | -2.4193e-21 | 2.9049e-21 | -7.0687e-22 | 0 | 0 | 0 | 0 | 0 | 0 |  | 0.9 | 0.9 | 0.9 | 0.9 | 0.9 | 0.9 | -7.022e-13 | -120 | 120 | -7.022e-13 | -120 | 120

## LLG_max_6
name | pf_ikss_a_from_ka | pf_ikss_b_from_ka | pf_ikss_c_from_ka | pf_ikss_a_to_ka | pf_ikss_b_to_ka | pf_ikss_c_to_ka | pf_skss_a_from_mw | pf_skss_b_from_mw | pf_skss_c_from_mw | pf_skss_a_to_mw | pf_skss_b_to_mw | pf_skss_c_to_mw | pf_p_a_from_mw | pf_p_b_from_mw | pf_p_c_from_mw | pf_p_a_to_mw | pf_p_b_to_mw | pf_p_c_to_mw | pf_q_a_from_mvar | pf_q_b_from_mvar | pf_q_c_from_mvar | pf_q_a_to_mvar | pf_q_b_to_mvar | pf_q_c_to_mvar | pf_ikss_a_from_degree | pf_ikss_b_from_degree | pf_ikss_c_from_degree | pf_ikss_a_to_degree | pf_ikss_b_to_degree | pf_ikss_c_to_degree | 3xI0 | pf_vm_a_from_pu | pf_vm_b_from_pu | pf_vm_c_from_pu | pf_vm_a_to_pu | pf_vm_b_to_pu | pf_vm_c_to_pu | pf_va_a_from_degree | pf_va_b_from_degree | pf_va_c_from_degree | pf_va_a_to_degree | pf_va_b_to_degree | pf_va_c_to_degree
Line0_1_2 | 0 | 0 | 0 | 0 | 0 | 0 | 0 | 0 | 0 | 0 | 0 | 0 | -8.5002e-19 | -1.2209e-18 | 1.8942e-18 | 7.0224e-19 | 1.0388e-18 | -1.5644e-18 | -1.7839e-18 | 1.671e-18 | 2.3856e-19 | 1.4884e-18 | -1.3952e-18 | -2.1876e-19 | 0 | 0 | 0 | 0 | 0 | 0 |  | 1.05 | 1.05 | 1.05 | 1.05 | 1.05 | 1.05 | 2.4995e-11 | -120 | 120 | 2.4995e-11 | -120 | 120
Line10_11_12 | 0 | 0 | 0 | 0 | 0 | 0 | 0 | 0 | 0 | 0 | 0 | 0 | -8.5002e-19 | -1.2209e-18 | 1.8942e-18 | 7.0224e-19 | 1.0388e-18 | -1.5644e-18 | -1.7839e-18 | 1.671e-18 | 2.3856e-19 | 1.4884e-18 | -1.3952e-18 | -2.1876e-19 | 0 | 0 | 0 | 0 | 0 | 0 |  | 1.05 | 1.05 | 1.05 | 1.05 | 1.05 | 1.05 | 2.4995e-11 | -120 | 120 | 2.4995e-11 | -120 | 120
Line11_12_13 | 0 | 0 | 0 | 0 | 0 | 0 | 0 | 0 | 0 | 0 | 0 | 0 | -7.0835e-19 | -1.0174e-18 | 1.5785e-18 | 5.6057e-19 | 8.3536e-19 | -1.2487e-18 | -1.4866e-18 | 1.3925e-18 | 1.988e-19 | 1.1911e-18 | -1.1167e-18 | -1.79e-19 | 0 | 0 | 0 | 0 | 0 | 0 |  | 1.05 | 1.05 | 1.05 | 1.05 | 1.05 | 1.05 | 2.4995e-11 | -120 | 120 | 2.4995e-11 | -120 | 120
Line12_13_15 | 0 | 0 | 0 | 0 | 0 | 0 | 0 | 0 | 0 | 0 | 0 | 0 | -4.2501e-19 | -6.1046e-19 | 9.4712e-19 | 2.7723e-19 | 4.2839e-19 | -6.1727e-19 | -8.9197e-19 | 8.3549e-19 | 1.1928e-19 | 5.9641e-19 | -5.5973e-19 | -9.9479e-20 | 0 | 0 | 0 | 0 | 0 | 0 |  | 1.05 | 1.05 | 1.05 | 1.05 | 1.05 | 1.05 | 2.4995e-11 | -120 | 120 | 2.4995e-11 | -120 | 120
Line13_13_14 | 0 | 0 | 0 | 0 | 0 | 0 | 0 | 0 | 0 | 0 | 0 | 0 | -1.4167e-19 | -2.0349e-19 | 3.1571e-19 | -6.111e-21 | 2.1413e-20 | 1.4147e-20 | -2.9732e-19 | 2.785e-19 | 3.9759e-20 | 1.7635e-21 | -2.7353e-21 | -1.996e-20 | 0 | 0 | 0 | 0 | 0 | 0 |  | 1.05 | 1.05 | 1.05 | 1.05 | 1.05 | 1.05 | 2.4995e-11 | -120 | 120 | 2.4995e-11 | -120 | 120
Line14_15_16 | 0 | 0 | 0 | 0 | 0 | 0 | 0 | 0 | 0 | 0 | 0 | 0 | -2.8334e-19 | -4.0697e-19 | 6.3141e-19 | 1.3556e-19 | 2.249e-19 | -3.0156e-19 | -5.9465e-19 | 5.57e-19 | 7.9519e-20 | 2.9909e-19 | -2.8123e-19 | -5.972e-20 | 0 | 0 | 0 | 0 | 0 | 0 |  | 1.05 | 1.05 | 1.05 | 1.05 | 1.05 | 1.05 | 2.4995e-11 | -120 | 120 | 2.4995e-11 | -120 | 120
Line15_16_17 | 0 | 0 | 0 | 0 | 0 | 0 | 0 | 0 | 0 | 0 | 0 | 0 | -1.4167e-19 | -2.0349e-19 | 3.1571e-19 | -6.111e-21 | 2.1413e-20 | 1.4147e-20 | -2.9732e-19 | 2.785e-19 | 3.9759e-20 | 1.7635e-21 | -2.7353e-21 | -1.996e-20 | 0 | 0 | 0 | 0 | 0 | 0 |  | 1.05 | 1.05 | 1.05 | 1.05 | 1.05 | 1.05 | 2.4995e-11 | -120 | 120 | 2.4995e-11 | -120 | 120
Line16_4_18 | 0 | 12.4238 | 12.4238 | 0 | 12.4238 | 12.4238 | 0 | 2.8691 | 2.8691 | 0 | 2.8691 | 2.8691 | -1.0106e-09 | 0.81378 | 1.8322 | 7.5797e-10 | 2.5402e-13 | 7.7375e-13 | -1.1545e-08 | 2.9006 | 2.3914 | 1.1535e-16 | 1.5927e-12 | 1.4296e-12 | 0 | 165.6717 | 67.4584 | 0 | -14.3283 | -112.5416 |  | 1.05 | 1.05 | 1.05 | 0.7875 | 0 | 0 | 1.5807e-19 | -120 | 120 | -9.2714e-08 | 0 | 0
Line17_5_19 | 0 | 0 | 0 | 0 | 0 | 0 | 0 | 0 | 0 | 0 | 0 | 0 | -1.4167e-19 | -2.0349e-19 | 3.1571e-19 | -6.111e-21 | 2.1413e-20 | 1.4147e-20 | -2.9732e-19 | 2.785e-19 | 3.9759e-20 | 1.7635e-21 | -2.7353e-21 | -1.996e-20 | 0 | 0 | 0 | 0 | 0 | 0 |  | 1.05 | 1.05 | 1.05 | 1.05 | 1.05 | 1.05 | 2.4995e-11 | -120 | 120 | 2.4995e-11 | -120 | 120
Line1_1_3 | 0 | 0 | 0 | 0 | 0 | 0 | 0 | 0 | 0 | 0 | 0 | 0 | -1.1334e-18 | -1.6279e-18 | 2.5257e-18 | 9.8558e-19 | 1.4458e-18 | -2.1958e-18 | -2.3786e-18 | 2.228e-18 | 3.1807e-19 | 2.083e-18 | -1.9522e-18 | -2.9828e-19 | 0 | 0 | 0 | 0 | 0 | 0 |  | 1.05 | 1.05 | 1.05 | 1.05 | 1.05 | 1.05 | 2.4995e-11 | -120 | 120 | 2.4995e-11 | -120 | 120
Line2_1_4 | 0 | 0 | 0 | 0 | 0 | 0 | 0 | 0 | 0 | 0 | 0 | 0 | 3.284e-12 | 7.1498e-12 | 4.1303e-12 | -3.284e-12 | -7.1498e-12 | -4.1303e-12 | 4.0029e-12 | 5.2577e-12 | 7.9781e-12 | -4.0029e-12 | -5.2577e-12 | -7.9781e-12 | 0 | 0 | 0 | 0 | 0 | 0 |  | 1.05 | 1.05 | 1.05 | 1.05 | 1.05 | 1.05 | 2.4995e-11 | -120 | 120 | 1.5807e-19 | -120 | 120
Line3_1_5 | 0 | 0 | 0 | 0 | 0 | 0 | 0 | 0 | 0 | 0 | 0 | 0 | -2.8334e-19 | -4.0697e-19 | 6.3141e-19 | 1.3556e-19 | 2.249e-19 | -3.0156e-19 | -5.9465e-19 | 5.57e-19 | 7.9518e-20 | 2.9909e-19 | -2.8123e-19 | -5.972e-20 | 0 | 0 | 0 | 0 | 0 | 0 |  | 1.05 | 1.05 | 1.05 | 1.05 | 1.05 | 1.05 | 2.4995e-11 | -120 | 120 | 2.4995e-11 | -120 | 120
Line4_2_6 | 0 | 0 | 0 | 0 | 0 | 0 | 0 | 0 | 0 | 0 | 0 | 0 | -7.0835e-19 | -1.0174e-18 | 1.5785e-18 | 5.6057e-19 | 8.3536e-19 | -1.2487e-18 | -1.4866e-18 | 1.3925e-18 | 1.988e-19 | 1.1911e-18 | -1.1167e-18 | -1.79e-19 | 0 | 0 | 0 | 0 | 0 | 0 |  | 1.05 | 1.05 | 1.05 | 1.05 | 1.05 | 1.05 | 2.4995e-11 | -120 | 120 | 2.4995e-11 | -120 | 120
Line5_6_7 | 0 | 0 | 0 | 0 | 0 | 0 | 0 | 0 | 0 | 0 | 0 | 0 | -5.6668e-19 | -8.1394e-19 | 1.2628e-18 | 4.189e-19 | 6.3187e-19 | -9.3297e-19 | -1.1893e-18 | 1.114e-18 | 1.5904e-19 | 8.9374e-19 | -8.3823e-19 | -1.3924e-19 | 0 | 0 | 0 | 0 | 0 | 0 |  | 1.05 | 1.05 | 1.05 | 1.05 | 1.05 | 1.05 | 2.4995e-11 | -120 | 120 | 2.4995e-11 | -120 | 120
Line6_7_8 | 0 | 0 | 0 | 0 | 0 | 0 | 0 | 0 | 0 | 0 | 0 | 0 | -4.2501e-19 | -6.1046e-19 | 9.4712e-19 | 2.7723e-19 | 4.2838e-19 | -6.1727e-19 | -8.9197e-19 | 8.3549e-19 | 1.1928e-19 | 5.9641e-19 | -5.5973e-19 | -9.9479e-20 | 0 | 0 | 0 | 0 | 0 | 0 |  | 1.05 | 1.05 | 1.05 | 1.05 | 1.05 | 1.05 | 2.4995e-11 | -120 | 120 | 2.4995e-11 | -120 | 120
Line7_8_9 | 0 | 0 | 0 | 0 | 0 | 0 | 0 | 0 | 0 | 0 | 0 | 0 | -1.4167e-19 | -2.0349e-19 | 3.1571e-19 | -6.111e-21 | 2.1413e-20 | 1.4147e-20 | -2.9732e-19 | 2.785e-19 | 3.9759e-20 | 1.7635e-21 | -2.7353e-21 | -1.996e-20 | 0 | 0 | 0 | 0 | 0 | 0 |  | 1.05 | 1.05 | 1.05 | 1.05 | 1.05 | 1.05 | 2.4995e-11 | -120 | 120 | 2.4995e-11 | -120 | 120
Line8_8_10 | 0 | 0 | 0 | 0 | 0 | 0 | 0 | 0 | 0 | 0 | 0 | 0 | -1.4167e-19 | -2.0349e-19 | 3.1571e-19 | -6.111e-21 | 2.1413e-20 | 1.4147e-20 | -2.9732e-19 | 2.785e-19 | 3.9759e-20 | 1.7635e-21 | -2.7353e-21 | -1.996e-20 | 0 | 0 | 0 | 0 | 0 | 0 |  | 1.05 | 1.05 | 1.05 | 1.05 | 1.05 | 1.05 | 2.4995e-11 | -120 | 120 | 2.4995e-11 | -120 | 120
Line9_3_11 | 0 | 0 | 0 | 0 | 0 | 0 | 0 | 0 | 0 | 0 | 0 | 0 | -9.9169e-19 | -1.4244e-18 | 2.21e-18 | 8.4391e-19 | 1.2423e-18 | -1.8801e-18 | -2.0813e-18 | 1.9495e-18 | 2.7831e-19 | 1.7857e-18 | -1.6737e-18 | -2.5852e-19 | 0 | 0 | 0 | 0 | 0 | 0 |  | 1.05 | 1.05 | 1.05 | 1.05 | 1.05 | 1.05 | 2.4995e-11 | -120 | 120 | 2.4995e-11 | -120 | 120

## LLG_max_10
name | pf_ikss_a_from_ka | pf_ikss_b_from_ka | pf_ikss_c_from_ka | pf_ikss_a_to_ka | pf_ikss_b_to_ka | pf_ikss_c_to_ka | pf_skss_a_from_mw | pf_skss_b_from_mw | pf_skss_c_from_mw | pf_skss_a_to_mw | pf_skss_b_to_mw | pf_skss_c_to_mw | pf_p_a_from_mw | pf_p_b_from_mw | pf_p_c_from_mw | pf_p_a_to_mw | pf_p_b_to_mw | pf_p_c_to_mw | pf_q_a_from_mvar | pf_q_b_from_mvar | pf_q_c_from_mvar | pf_q_a_to_mvar | pf_q_b_to_mvar | pf_q_c_to_mvar | pf_ikss_a_from_degree | pf_ikss_b_from_degree | pf_ikss_c_from_degree | pf_ikss_a_to_degree | pf_ikss_b_to_degree | pf_ikss_c_to_degree | 3xI0 | pf_vm_a_from_pu | pf_vm_b_from_pu | pf_vm_c_from_pu | pf_vm_a_to_pu | pf_vm_b_to_pu | pf_vm_c_to_pu | pf_va_a_from_degree | pf_va_b_from_degree | pf_va_c_from_degree | pf_va_a_to_degree | pf_va_b_to_degree | pf_va_c_to_degree
Line0_1_2 | 0 | 0 | 0 | 0 | 0 | 0 | 0 | 0 | 0 | 0 | 0 | 0 | -9.3405e-19 | -1.3417e-18 | 2.0768e-18 | 7.7186e-19 | 1.1418e-18 | -1.7148e-18 | -1.9574e-18 | 1.8352e-18 | 2.6224e-19 | 1.633e-18 | -1.5326e-18 | -2.4051e-19 | 0 | 0 | 0 | 0 | 0 | 0 |  | 1.1 | 1.1 | 1.1 | 1.1 | 1.1 | 1.1 | 2.3929e-11 | -120 | 120 | 2.3929e-11 | -120 | 120
Line10_11_12 | 0 | 0 | 0 | 0 | 0 | 0 | 0 | 0 | 0 | 0 | 0 | 0 | -9.3405e-19 | -1.3417e-18 | 2.0768e-18 | 7.7186e-19 | 1.1418e-18 | -1.7148e-18 | -1.9574e-18 | 1.8352e-18 | 2.6224e-19 | 1.633e-18 | -1.5326e-18 | -2.4051e-19 | 0 | 0 | 0 | 0 | 0 | 0 |  | 1.1 | 1.1 | 1.1 | 1.1 | 1.1 | 1.1 | 2.3929e-11 | -120 | 120 | 2.3929e-11 | -120 | 120
Line11_12_13 | 0 | 0 | 0 | 0 | 0 | 0 | 0 | 0 | 0 | 0 | 0 | 0 | -7.7838e-19 | -1.1181e-18 | 1.7307e-18 | 6.1619e-19 | 9.1823e-19 | -1.3687e-18 | -1.6312e-18 | 1.5294e-18 | 2.1853e-19 | 1.3068e-18 | -1.2267e-18 | -1.968e-19 | 0 | 0 | 0 | 0 | 0 | 0 |  | 1.1 | 1.1 | 1.1 | 1.1 | 1.1 | 1.1 | 2.3929e-11 | -120 | 120 | 2.3929e-11 | -120 | 120
Line12_13_15 | 0 | 0 | 0 | 0 | 0 | 0 | 0 | 0 | 0 | 0 | 0 | 0 | -4.6703e-19 | -6.7084e-19 | 1.0384e-18 | 3.0484e-19 | 4.7101e-19 | -6.7639e-19 | -9.787e-19 | 9.1761e-19 | 1.3112e-19 | 6.5432e-19 | -6.1496e-19 | -1.0939e-19 | 0 | 0 | 0 | 0 | 0 | 0 |  | 1.1 | 1.1 | 1.1 | 1.1 | 1.1 | 1.1 | 2.3929e-11 | -120 | 120 | 2.3929e-11 | -120 | 120
Line13_13_14 | 0 | 0 | 0 | 0 | 0 | 0 | 0 | 0 | 0 | 0 | 0 | 0 | -1.5568e-19 | -2.2361e-19 | 3.4613e-19 | -6.5144e-21 | 2.3785e-20 | 1.5882e-20 | -3.2623e-19 | 3.0587e-19 | 4.3707e-20 | 1.8529e-21 | -3.2206e-21 | -2.1977e-20 | 0 | 0 | 0 | 0 | 0 | 0 |  | 1.1 | 1.1 | 1.1 | 1.1 | 1.1 | 1.1 | 2.3929e-11 | -120 | 120 | 2.3929e-11 | -120 | 120
Line14_15_16 | 0 | 0 | 0 | 0 | 0 | 0 | 0 | 0 | 0 | 0 | 0 | 0 | -3.1135e-19 | -4.4722e-19 | 6.9227e-19 | 1.4916e-19 | 2.474e-19 | -3.3025e-19 | -6.5247e-19 | 6.1174e-19 | 8.7414e-20 | 3.2809e-19 | -3.0909e-19 | -6.5684e-20 | 0 | 0 | 0 | 0 | 0 | 0 |  | 1.1 | 1.1 | 1.1 | 1.1 | 1.1 | 1.1 | 2.3929e-11 | -120 | 120 | 2.3929e-11 | -120 | 120
Line15_16_17 | 0 | 0 | 0 | 0 | 0 | 0 | 0 | 0 | 0 | 0 | 0 | 0 | -1.5568e-19 | -2.2361e-19 | 3.4613e-19 | -6.5144e-21 | 2.3785e-20 | 1.5882e-20 | -3.2623e-19 | 3.0587e-19 | 4.3707e-20 | 1.8529e-21 | -3.2206e-21 | -2.1977e-20 | 0 | 0 | 0 | 0 | 0 | 0 |  | 1.1 | 1.1 | 1.1 | 1.1 | 1.1 | 1.1 | 2.3929e-11 | -120 | 120 | 2.3929e-11 | -120 | 120
Line16_4_18 | 0 | 13.0154 | 13.0154 | 0 | 13.0154 | 13.0154 | 0 | 3.0058 | 3.0058 | 0 | 3.0058 | 3.0058 | -1.1092e-09 | 0.89312 | 2.0109 | 8.3188e-10 | 2.7858e-13 | 8.4897e-13 | -1.2671e-08 | 3.1834 | 2.6246 | -1.3461e-18 | 1.7464e-12 | 1.5689e-12 | 0 | 165.6717 | 67.4584 | 0 | -14.3283 | -112.5416 |  | 1.1 | 1.1 | 1.1 | 0.825 | 0 | 0 | 1.5806e-19 | -120 | 120 | -9.2714e-08 | 0 | 0
Line17_5_19 | 0 | 0 | 0 | 0 | 0 | 0 | 0 | 0 | 0 | 0 | 0 | 0 | -1.5568e-19 | -2.2361e-19 | 3.4613e-19 | -6.5144e-21 | 2.3785e-20 | 1.5882e-20 | -3.2623e-19 | 3.0587e-19 | 4.3707e-20 | 1.8529e-21 | -3.2206e-21 | -2.1977e-20 | 0 | 0 | 0 | 0 | 0 | 0 |  | 1.1 | 1.1 | 1.1 | 1.1 | 1.1 | 1.1 | 2.3929e-11 | -120 | 120 | 2.3929e-11 | -120 | 120
Line1_1_3 | 0 | 0 | 0 | 0 | 0 | 0 | 0 | 0 | 0 | 0 | 0 | 0 | -1.2454e-18 | -1.7889e-18 | 2.7691e-18 | 1.0832e-18 | 1.5891e-18 | -2.4071e-18 | -2.6099e-18 | 2.447e-18 | 3.4965e-19 | 2.2855e-18 | -2.1443e-18 | -3.2792e-19 | 0 | 0 | 0 | 0 | 0 | 0 |  | 1.1 | 1.1 | 1.1 | 1.1 | 1.1 | 1.1 | 2.3929e-11 | -120 | 120 | 2.3929e-11 | -120 | 120
Line2_1_4 | 0 | 0 | 0 | 0 | 0 | 0 | 0 | 0 | 0 | 0 | 0 | 0 | 3.5002e-12 | 7.6369e-12 | 4.3881e-12 | -3.5002e-12 | -7.6369e-12 | -4.3881e-12 | 4.3053e-12 | 5.6683e-12 | 8.5693e-12 | -4.3053e-12 | -5.6683e-12 | -8.5693e-12 | 0 | 0 | 0 | 0 | 0 | 0 |  | 1.1 | 1.1 | 1.1 | 1.1 | 1.1 | 1.1 | 2.3929e-11 | -120 | 120 | 1.5806e-19 | -120 | 120
Line3_1_5 | 0 | 0 | 0 | 0 | 0 | 0 | 0 | 0 | 0 | 0 | 0 | 0 | -3.1135e-19 | -4.4722e-19 | 6.9227e-19 | 1.4916e-19 | 2.474e-19 | -3.3025e-19 | -6.5247e-19 | 6.1174e-19 | 8.7413e-20 | 3.2809e-19 | -3.0909e-19 | -6.5684e-20 | 0 | 0 | 0 | 0 | 0 | 0 |  | 1.1 | 1.1 | 1.1 | 1.1 | 1.1 | 1.1 | 2.3929e-11 | -120 | 120 | 2.3929e-11 | -120 | 120
Line4_2_6 | 0 | 0 | 0 | 0 | 0 | 0 | 0 | 0 | 0 | 0 | 0 | 0 | -7.7838e-19 | -1.1181e-18 | 1.7307e-18 | 6.1619e-19 | 9.1823e-19 | -1.3687e-18 | -1.6312e-18 | 1.5294e-18 | 2.1853e-19 | 1.3068e-18 | -1.2267e-18 | -1.968e-19 | 0 | 0 | 0 | 0 | 0 | 0 |  | 1.1 | 1.1 | 1.1 | 1.1 | 1.1 | 1.1 | 2.3929e-11 | -120 | 120 | 2.3929e-11 | -120 | 120
Line5_6_7 | 0 | 0 | 0 | 0 | 0 | 0 | 0 | 0 | 0 | 0 | 0 | 0 | -6.227e-19 | -8.9445e-19 | 1.3845e-18 | 4.6051e-19 | 6.9462e-19 | -1.0225e-18 | -1.3049e-18 | 1.2235e-18 | 1.7483e-19 | 9.8055e-19 | -9.2083e-19 | -1.531e-19 | 0 | 0 | 0 | 0 | 0 | 0 |  | 1.1 | 1.1 | 1.1 | 1.1 | 1.1 | 1.1 | 2.3929e-11 | -120 | 120 | 2.3929e-11 | -120 | 120
Line6_7_8 | 0 | 0 | 0 | 0 | 0 | 0 | 0 | 0 | 0 | 0 | 0 | 0 | -4.6703e-19 | -6.7084e-19 | 1.0384e-18 | 3.0484e-19 | 4.7101e-19 | -6.7639e-19 | -9.787e-19 | 9.1761e-19 | 1.3112e-19 | 6.5432e-19 | -6.1496e-19 | -1.0939e-19 | 0 | 0 | 0 | 0 | 0 | 0 |  | 1.1 | 1.1 | 1.1 | 1.1 | 1.1 | 1.1 | 2.3929e-11 | -120 | 120 | 2.3929e-11 | -120 | 120
Line7_8_9 | 0 | 0 | 0 | 0 | 0 | 0 | 0 | 0 | 0 | 0 | 0 | 0 | -1.5568e-19 | -2.2361e-19 | 3.4613e-19 | -6.5144e-21 | 2.3785e-20 | 1.5882e-20 | -3.2623e-19 | 3.0587e-19 | 4.3707e-20 | 1.8529e-21 | -3.2206e-21 | -2.1977e-20 | 0 | 0 | 0 | 0 | 0 | 0 |  | 1.1 | 1.1 | 1.1 | 1.1 | 1.1 | 1.1 | 2.3929e-11 | -120 | 120 | 2.3929e-11 | -120 | 120
Line8_8_10 | 0 | 0 | 0 | 0 | 0 | 0 | 0 | 0 | 0 | 0 | 0 | 0 | -1.5568e-19 | -2.2361e-19 | 3.4613e-19 | -6.5144e-21 | 2.3785e-20 | 1.5882e-20 | -3.2623e-19 | 3.0587e-19 | 4.3707e-20 | 1.8529e-21 | -3.2206e-21 | -2.1977e-20 | 0 | 0 | 0 | 0 | 0 | 0 |  | 1.1 | 1.1 | 1.1 | 1.1 | 1.1 | 1.1 | 2.3929e-11 | -120 | 120 | 2.3929e-11 | -120 | 120
Line9_3_11 | 0 | 0 | 0 | 0 | 0 | 0 | 0 | 0 | 0 | 0 | 0 | 0 | -1.0897e-18 | -1.5653e-18 | 2.4229e-18 | 9.2754e-19 | 1.3655e-18 | -2.0609e-18 | -2.2836e-18 | 2.1411e-18 | 3.0595e-19 | 1.9593e-18 | -1.8384e-18 | -2.8422e-19 | 0 | 0 | 0 | 0 | 0 | 0 |  | 1.1 | 1.1 | 1.1 | 1.1 | 1.1 | 1.1 | 2.3929e-11 | -120 | 120 | 2.3929e-11 | -120 | 120

## LLG_max_fault_6
name | pf_ikss_a_from_ka | pf_ikss_b_from_ka | pf_ikss_c_from_ka | pf_ikss_a_to_ka | pf_ikss_b_to_ka | pf_ikss_c_to_ka | pf_skss_a_from_mw | pf_skss_b_from_mw | pf_skss_c_from_mw | pf_skss_a_to_mw | pf_skss_b_to_mw | pf_skss_c_to_mw | pf_p_a_from_mw | pf_p_b_from_mw | pf_p_c_from_mw | pf_p_a_to_mw | pf_p_b_to_mw | pf_p_c_to_mw | pf_q_a_from_mvar | pf_q_b_from_mvar | pf_q_c_from_mvar | pf_q_a_to_mvar | pf_q_b_to_mvar | pf_q_c_to_mvar | pf_ikss_a_from_degree | pf_ikss_b_from_degree | pf_ikss_c_from_degree | pf_ikss_a_to_degree | pf_ikss_b_to_degree | pf_ikss_c_to_degree | 3xI0 | pf_vm_a_from_pu | pf_vm_b_from_pu | pf_vm_c_from_pu | pf_vm_a_to_pu | pf_vm_b_to_pu | pf_vm_c_to_pu | pf_va_a_from_degree | pf_va_b_from_degree | pf_va_c_from_degree | pf_va_a_to_degree | pf_va_b_to_degree | pf_va_c_to_degree
Line0_1_2 | 0 | 0 | 0 | 0 | 0 | 0 | 0 | 0 | 0 | 0 | 0 | 0 | -2.8793e-21 | -1.332e-21 | 3.8686e-21 | 2.388e-21 | 1.1516e-21 | -3.1969e-21 | -3.0011e-21 | 4.2245e-21 | -7.5009e-22 | 2.5091e-21 | -3.553e-21 | 5.706e-22 | 0 | 0 | 0 | 0 | 0 | 0 |  | 1.05 | 1.05 | 1.05 | 1.05 | 1.05 | 1.05 | 1.1666e-13 | -120 | 120 | 1.1666e-13 | -120 | 120
Line10_11_12 | 0 | 0 | 0 | 0 | 0 | 0 | 0 | 0 | 0 | 0 | 0 | 0 | -2.8793e-21 | -1.332e-21 | 3.8686e-21 | 2.388e-21 | 1.1516e-21 | -3.1969e-21 | -3.0011e-21 | 4.2245e-21 | -7.5009e-22 | 2.5091e-21 | -3.553e-21 | 5.706e-22 | 0 | 0 | 0 | 0 | 0 | 0 |  | 1.05 | 1.05 | 1.05 | 1.05 | 1.05 | 1.05 | 1.1666e-13 | -120 | 120 | 1.1666e-13 | -120 | 120
Line11_12_13 | 0 | 0 | 0 | 0 | 0 | 0 | 0 | 0 | 0 | 0 | 0 | 0 | -2.3994e-21 | -1.11e-21 | 3.2238e-21 | 1.9081e-21 | 9.2958e-22 | -2.5522e-21 | -2.5009e-21 | 3.5204e-21 | -6.2508e-22 | 2.0089e-21 | -2.849e-21 | 4.4558e-22 | 0 | 0 | 0 | 0 | 0 | 0 |  | 1.05 | 1.05 | 1.05 | 1.05 | 1.05 | 1.05 | 1.1666e-13 | -120 | 120 | 1.1666e-13 | -120 | 120
Line12_13_15 | 0 | 0 | 0 | 0 | 0 | 0 | 0 | 0 | 0 | 0 | 0 | 0 | -1.4396e-21 | -6.6598e-22 | 1.9343e-21 | 9.4834e-22 | 4.8559e-22 | -1.2626e-21 | -1.5005e-21 | 2.1122e-21 | -3.7505e-22 | 1.0086e-21 | -1.4408e-21 | 1.9555e-22 | 0 | 0 | 0 | 0 | 0 | 0 |  | 1.05 | 1.05 | 1.05 | 1.05 | 1.05 | 1.05 | 1.1666e-13 | -120 | 120 | 1.1666e-13 | -120 | 120
Line13_13_14 | 0 | 0 | 0 | 0 | 0 | 0 | 0 | 0 | 0 | 0 | 0 | 0 | -4.7988e-22 | -2.2199e-22 | 6.4477e-22 | -1.1415e-23 | 4.1602e-23 | 2.6916e-23 | -5.0018e-22 | 7.0408e-22 | -1.2502e-22 | 8.2306e-24 | -3.2635e-23 | -5.4482e-23 | 0 | 0 | 0 | 0 | 0 | 0 |  | 1.05 | 1.05 | 1.05 | 1.05 | 1.05 | 1.05 | 1.1666e-13 | -120 | 120 | 1.1666e-13 | -120 | 120
Line14_15_16 | 0 | 0 | 0 | 0 | 0 | 0 | 0 | 0 | 0 | 0 | 0 | 0 | -9.5975e-22 | -4.4399e-22 | 1.2895e-21 | 4.6846e-22 | 2.636e-22 | -6.1785e-22 | -1.0004e-21 | 1.4082e-21 | -2.5003e-22 | 5.0841e-22 | -7.3671e-22 | 7.0533e-23 | 0 | 0 | 0 | 0 | 0 | 0 |  | 1.05 | 1.05 | 1.05 | 1.05 | 1.05 | 1.05 | 1.1666e-13 | -120 | 120 | 1.1666e-13 | -120 | 120
Line15_16_17 | 0 | 0 | 0 | 0 | 0 | 0 | 0 | 0 | 0 | 0 | 0 | 0 | -4.7988e-22 | -2.2199e-22 | 6.4477e-22 | -1.1415e-23 | 4.1602e-23 | 2.6916e-23 | -5.0018e-22 | 7.0408e-22 | -1.2502e-22 | 8.2306e-24 | -3.2635e-23 | -5.4482e-23 | 0 | 0 | 0 | 0 | 0 | 0 |  | 1.05 | 1.05 | 1.05 | 1.05 | 1.05 | 1.05 | 1.1666e-13 | -120 | 120 | 1.1666e-13 | -120 | 120
Line16_4_18 | 0 | 0.034204 | 0.034194 | 0 | 0.034204 | 0.034194 | 0 | 0.007899 | 0.0078967 | 0 | 0.007899 | 0.0078967 | -9.6839e-12 | 0.0058568 | 0.0058602 | 2.0165e-12 | -0.0058495 | -0.0058461 | -2.2379e-11 | 0.0058726 | 0.0058659 | -6.7106e-13 | -0.0058495 | -0.0058461 | 0 | -165.0771 | 74.9724 | 0 | 14.9229 | -105.0276 |  | 1.05 | 1.05 | 1.05 | 1.0495 | 1.0473 | 1.047 | 1.5112e-21 | -120 | 120 | -0.009516 | -120.0771 | 119.9724
Line17_5_19 | 0 | 0 | 0 | 0 | 0 | 0 | 0 | 0 | 0 | 0 | 0 | 0 | -4.7988e-22 | -2.2199e-22 | 6.4477e-22 | -1.1415e-23 | 4.1602e-23 | 2.6916e-23 | -5.0018e-22 | 7.0408e-22 | -1.2502e-22 | 8.2306e-24 | -3.2635e-23 | -5.4482e-23 | 0 | 0 | 0 | 0 | 0 | 0 |  | 1.05 | 1.05 | 1.05 | 1.05 | 1.05 | 1.05 | 1.1666e-13 | -120 | 120 | 1.1666e-13 | -120 | 120
Line1_1_3 | 0 | 0 | 0 | 0 | 0 | 0 | 0 | 0 | 0 | 0 | 0 | 0 | -3.839e-21 | -1.776e-21 | 5.1581e-21 | 3.3477e-21 | 1.5956e-21 | -4.4865e-21 | -4.0014e-21 | 5.6326e-21 | -1.0001e-21 | 3.5095e-21 | -4.9612e-21 | 8.2063e-22 | 0 | 0 | 0 | 0 | 0 | 0 |  | 1.05 | 1.05 | 1.05 | 1.05 | 1.05 | 1.05 | 1.1666e-13 | -120 | 120 | 1.1666e-13 | -120 | 120
Line2_1_4 | 0 | 0 | 0 | 0 | 0 | 0 | 0 | 0 | 0 | 0 | 0 | 0 | 8.7884e-15 | 2.5865e-14 | 1.7426e-14 | -8.7884e-15 | -2.5865e-14 | -1.7426e-14 | 5.605e-15 | 5.4899e-15 | 2.0336e-14 | -5.605e-15 | -5.4899e-15 | -2.0336e-14 | 0 | 0 | 0 | 0 | 0 | 0 |  | 1.05 | 1.05 | 1.05 | 1.05 | 1.05 | 1.05 | 1.1666e-13 | -120 | 120 | 1.5112e-21 | -120 | 120
Line3_1_5 | 0 | 0 | 0 | 0 | 0 | 0 | 0 | 0 | 0 | 0 | 0 | 0 | -9.5975e-22 | -4.4399e-22 | 1.2895e-21 | 4.6846e-22 | 2.636e-22 | -6.1785e-22 | -1.0004e-21 | 1.4082e-21 | -2.5003e-22 | 5.0841e-22 | -7.3671e-22 | 7.0533e-23 | 0 | 0 | 0 | 0 | 0 | 0 |  | 1.05 | 1.05 | 1.05 | 1.05 | 1.05 | 1.05 | 1.1666e-13 | -120 | 120 | 1.1666e-13 | -120 | 120
Line4_2_6 | 0 | 0 | 0 | 0 | 0 | 0 | 0 | 0 | 0 | 0 | 0 | 0 | -2.3994e-21 | -1.11e-21 | 3.2238e-21 | 1.9081e-21 | 9.2958e-22 | -2.5522e-21 | -2.5009e-21 | 3.5204e-21 | -6.2508e-22 | 2.0089e-21 | -2.849e-21 | 4.4558e-22 | 0 | 0 | 0 | 0 | 0 | 0 |  | 1.05 | 1.05 | 1.05 | 1.05 | 1.05 | 1.05 | 1.1666e-13 | -120 | 120 | 1.1666e-13 | -120 | 120
Line5_6_7 | 0 | 0 | 0 | 0 | 0 | 0 | 0 | 0 | 0 | 0 | 0 | 0 | -1.9195e-21 | -8.8798e-22 | 2.5791e-21 | 1.4282e-21 | 7.0758e-22 | -1.9074e-21 | -2.0007e-21 | 2.8163e-21 | -5.0006e-22 | 1.5088e-21 | -2.1449e-21 | 3.2056e-22 | 0 | 0 | 0 | 0 | 0 | 0 |  | 1.05 | 1.05 | 1.05 | 1.05 | 1.05 | 1.05 | 1.1666e-13 | -120 | 120 | 1.1666e-13 | -120 | 120
Line6_7_8 | 0 | 0 | 0 | 0 | 0 | 0 | 0 | 0 | 0 | 0 | 0 | 0 | -1.4396e-21 | -6.6598e-22 | 1.9343e-21 | 9.4834e-22 | 4.8559e-22 | -1.2626e-21 | -1.5005e-21 | 2.1122e-21 | -3.7505e-22 | 1.0086e-21 | -1.4408e-21 | 1.9555e-22 | 0 | 0 | 0 | 0 | 0 | 0 |  | 1.05 | 1.05 | 1.05 | 1.05 | 1.05 | 1.05 | 1.1666e-13 | -120 | 120 | 1.1666e-13 | -120 | 120
Line7_8_9 | 0 | 0 | 0 | 0 | 0 | 0 | 0 | 0 | 0 | 0 | 0 | 0 | -4.7988e-22 | -2.2199e-22 | 6.4477e-22 | -1.1415e-23 | 4.1602e-23 | 2.6916e-23 | -5.0018e-22 | 7.0408e-22 | -1.2502e-22 | 8.2306e-24 | -3.2635e-23 | -5.4482e-23 | 0 | 0 | 0 | 0 | 0 | 0 |  | 1.05 | 1.05 | 1.05 | 1.05 | 1.05 | 1.05 | 1.1666e-13 | -120 | 120 | 1.1666e-13 | -120 | 120
Line8_8_10 | 0 | 0 | 0 | 0 | 0 | 0 | 0 | 0 | 0 | 0 | 0 | 0 | -4.7988e-22 | -2.2199e-22 | 6.4477e-22 | -1.1415e-23 | 4.1602e-23 | 2.6916e-23 | -5.0018e-22 | 7.0408e-22 | -1.2502e-22 | 8.2306e-24 | -3.2635e-23 | -5.4482e-23 | 0 | 0 | 0 | 0 | 0 | 0 |  | 1.05 | 1.05 | 1.05 | 1.05 | 1.05 | 1.05 | 1.1666e-13 | -120 | 120 | 1.1666e-13 | -120 | 120
Line9_3_11 | 0 | 0 | 0 | 0 | 0 | 0 | 0 | 0 | 0 | 0 | 0 | 0 | -3.3591e-21 | -1.554e-21 | 4.5134e-21 | 2.8678e-21 | 1.3736e-21 | -3.8417e-21 | -3.5012e-21 | 4.9286e-21 | -8.7511e-22 | 3.0093e-21 | -4.2571e-21 | 6.9561e-22 | 0 | 0 | 0 | 0 | 0 | 0 |  | 1.05 | 1.05 | 1.05 | 1.05 | 1.05 | 1.05 | 1.1666e-13 | -120 | 120 | 1.1666e-13 | -120 | 120

## LLG_max_fault_10
name | pf_ikss_a_from_ka | pf_ikss_b_from_ka | pf_ikss_c_from_ka | pf_ikss_a_to_ka | pf_ikss_b_to_ka | pf_ikss_c_to_ka | pf_skss_a_from_mw | pf_skss_b_from_mw | pf_skss_c_from_mw | pf_skss_a_to_mw | pf_skss_b_to_mw | pf_skss_c_to_mw | pf_p_a_from_mw | pf_p_b_from_mw | pf_p_c_from_mw | pf_p_a_to_mw | pf_p_b_to_mw | pf_p_c_to_mw | pf_q_a_from_mvar | pf_q_b_from_mvar | pf_q_c_from_mvar | pf_q_a_to_mvar | pf_q_b_to_mvar | pf_q_c_to_mvar | pf_ikss_a_from_degree | pf_ikss_b_from_degree | pf_ikss_c_from_degree | pf_ikss_a_to_degree | pf_ikss_b_to_degree | pf_ikss_c_to_degree | 3xI0 | pf_vm_a_from_pu | pf_vm_b_from_pu | pf_vm_c_from_pu | pf_vm_a_to_pu | pf_vm_b_to_pu | pf_vm_c_to_pu | pf_va_a_from_degree | pf_va_b_from_degree | pf_va_c_from_degree | pf_va_a_to_degree | pf_va_b_to_degree | pf_va_c_to_degree
Line0_1_2 | 0 | 0 | 0 | 0 | 0 | 0 | 0 | 0 | 0 | 0 | 0 | 0 | -3.1619e-21 | -1.4649e-21 | 4.2399e-21 | 2.6227e-21 | 1.2669e-21 | -3.5027e-21 | -3.292e-21 | 4.642e-21 | -8.2054e-22 | 2.7521e-21 | -3.9051e-21 | 6.2354e-22 | 0 | 0 | 0 | 0 | 0 | 0 |  | 1.1 | 1.1 | 1.1 | 1.1 | 1.1 | 1.1 | 1.1306e-13 | -120 | 120 | 1.1306e-13 | -120 | 120
Line10_11_12 | 0 | 0 | 0 | 0 | 0 | 0 | 0 | 0 | 0 | 0 | 0 | 0 | -3.1619e-21 | -1.4649e-21 | 4.2399e-21 | 2.6227e-21 | 1.2669e-21 | -3.5027e-21 | -3.292e-21 | 4.642e-21 | -8.2054e-22 | 2.7521e-21 | -3.9051e-21 | 6.2354e-22 | 0 | 0 | 0 | 0 | 0 | 0 |  | 1.1 | 1.1 | 1.1 | 1.1 | 1.1 | 1.1 | 1.1306e-13 | -120 | 120 | 1.1306e-13 | -120 | 120
Line11_12_13 | 0 | 0 | 0 | 0 | 0 | 0 | 0 | 0 | 0 | 0 | 0 | 0 | -2.6349e-21 | -1.2207e-21 | 3.5332e-21 | 2.0957e-21 | 1.0227e-21 | -2.7961e-21 | -2.7433e-21 | 3.8684e-21 | -6.8378e-22 | 2.2034e-21 | -3.1315e-21 | 4.8679e-22 | 0 | 0 | 0 | 0 | 0 | 0 |  | 1.1 | 1.1 | 1.1 | 1.1 | 1.1 | 1.1 | 1.1306e-13 | -120 | 120 | 1.1306e-13 | -120 | 120
Line12_13_15 | 0 | 0 | 0 | 0 | 0 | 0 | 0 | 0 | 0 | 0 | 0 | 0 | -1.581e-21 | -7.3243e-22 | 2.1199e-21 | 1.0418e-21 | 5.3445e-22 | -1.3828e-21 | -1.646e-21 | 2.321e-21 | -4.1027e-22 | 1.1061e-21 | -1.5841e-21 | 2.1327e-22 | 0 | 0 | 0 | 0 | 0 | 0 |  | 1.1 | 1.1 | 1.1 | 1.1 | 1.1 | 1.1 | 1.1306e-13 | -120 | 120 | 1.1306e-13 | -120 | 120
Line13_13_14 | 0 | 0 | 0 | 0 | 0 | 0 | 0 | 0 | 0 | 0 | 0 | 0 | -5.2698e-22 | -2.4414e-22 | 7.0665e-22 | -1.2211e-23 | 4.6163e-23 | 3.0526e-23 | -5.4867e-22 | 7.7367e-22 | -1.3676e-22 | 8.7548e-24 | -3.6761e-23 | -6.0243e-23 | 0 | 0 | 0 | 0 | 0 | 0 |  | 1.1 | 1.1 | 1.1 | 1.1 | 1.1 | 1.1 | 1.1306e-13 | -120 | 120 | 1.1306e-13 | -120 | 120
Line14_15_16 | 0 | 0 | 0 | 0 | 0 | 0 | 0 | 0 | 0 | 0 | 0 | 0 | -1.054e-21 | -4.8829e-22 | 1.4133e-21 | 5.1477e-22 | 2.9031e-22 | -6.7612e-22 | -1.0973e-21 | 1.5473e-21 | -2.7351e-22 | 5.5742e-22 | -8.1043e-22 | 7.6514e-23 | 0 | 0 | 0 | 0 | 0 | 0 |  | 1.1 | 1.1 | 1.1 | 1.1 | 1.1 | 1.1 | 1.1306e-13 | -120 | 120 | 1.1306e-13 | -120 | 120
Line15_16_17 | 0 | 0 | 0 | 0 | 0 | 0 | 0 | 0 | 0 | 0 | 0 | 0 | -5.2698e-22 | -2.4414e-22 | 7.0665e-22 | -1.2211e-23 | 4.6163e-23 | 3.0526e-23 | -5.4867e-22 | 7.7367e-22 | -1.3676e-22 | 8.7548e-24 | -3.6761e-23 | -6.0243e-23 | 0 | 0 | 0 | 0 | 0 | 0 |  | 1.1 | 1.1 | 1.1 | 1.1 | 1.1 | 1.1 | 1.1306e-13 | -120 | 120 | 1.1306e-13 | -120 | 120
Line16_4_18 | 0 | 0.035832 | 0.035822 | 0 | 0.035832 | 0.035822 | 0 | 0.0082752 | 0.0082728 | 0 | 0.0082752 | 0.0082728 | -1.0628e-11 | 0.0064279 | 0.0064316 | 2.2132e-12 | -0.0064198 | -0.0064161 | -2.4561e-11 | 0.0064452 | 0.0064378 | -7.365e-13 | -0.0064198 | -0.0064161 | 0 | -165.0771 | 74.9724 | 0 | 14.9229 | -105.0276 |  | 1.1 | 1.1 | 1.1 | 1.0995 | 1.0971 | 1.0968 | 1.5111e-21 | -120 | 120 | -0.009516 | -120.0771 | 119.9724
Line17_5_19 | 0 | 0 | 0 | 0 | 0 | 0 | 0 | 0 | 0 | 0 | 0 | 0 | -5.2698e-22 | -2.4414e-22 | 7.0665e-22 | -1.2211e-23 | 4.6163e-23 | 3.0526e-23 | -5.4867e-22 | 7.7367e-22 | -1.3676e-22 | 8.7548e-24 | -3.6761e-23 | -6.0243e-23 | 0 | 0 | 0 | 0 | 0 | 0 |  | 1.1 | 1.1 | 1.1 | 1.1 | 1.1 | 1.1 | 1.1306e-13 | -120 | 120 | 1.1306e-13 | -120 | 120
Line1_1_3 | 0 | 0 | 0 | 0 | 0 | 0 | 0 | 0 | 0 | 0 | 0 | 0 | -4.2159e-21 | -1.9531e-21 | 5.6532e-21 | 3.6767e-21 | 1.7552e-21 | -4.916e-21 | -4.3893e-21 | 6.1894e-21 | -1.0941e-21 | 3.8494e-21 | -5.4525e-21 | 8.9706e-22 | 0 | 0 | 0 | 0 | 0 | 0 |  | 1.1 | 1.1 | 1.1 | 1.1 | 1.1 | 1.1 | 1.1306e-13 | -120 | 120 | 1.1306e-13 | -120 | 120
Line2_1_4 | 0 | 0 | 0 | 0 | 0 | 0 | 0 | 0 | 0 | 0 | 0 | 0 | 9.3912e-15 | 2.7691e-14 | 1.8578e-14 | -9.3912e-15 | -2.7691e-14 | -1.8578e-14 | 6.0483e-15 | 6.0062e-15 | 2.1876e-14 | -6.0483e-15 | -6.0062e-15 | -2.1876e-14 | 0 | 0 | 0 | 0 | 0 | 0 |  | 1.1 | 1.1 | 1.1 | 1.1 | 1.1 | 1.1 | 1.1306e-13 | -120 | 120 | 1.5111e-21 | -120 | 120
Line3_1_5 | 0 | 0 | 0 | 0 | 0 | 0 | 0 | 0 | 0 | 0 | 0 | 0 | -1.054e-21 | -4.8829e-22 | 1.4133e-21 | 5.1477e-22 | 2.9031e-22 | -6.7612e-22 | -1.0973e-21 | 1.5473e-21 | -2.7351e-22 | 5.5742e-22 | -8.1043e-22 | 7.6514e-23 | 0 | 0 | 0 | 0 | 0 | 0 |  | 1.1 | 1.1 | 1.1 | 1.1 | 1.1 | 1.1 | 1.1306e-13 | -120 | 120 | 1.1306e-13 | -120 | 120
Line4_2_6 | 0 | 0 | 0 | 0 | 0 | 0 | 0 | 0 | 0 | 0 | 0 | 0 | -2.6349e-21 | -1.2207e-21 | 3.5332e-21 | 2.0957e-21 | 1.0227e-21 | -2.7961e-21 | -2.7433e-21 | 3.8684e-21 | -6.8379e-22 | 2.2034e-21 | -3.1315e-21 | 4.8679e-22 | 0 | 0 | 0 | 0 | 0 | 0 |  | 1.1 | 1.1 | 1.1 | 1.1 | 1.1 | 1.1 | 1.1306e-13 | -120 | 120 | 1.1306e-13 | -120 | 120
Line5_6_7 | 0 | 0 | 0 | 0 | 0 | 0 | 0 | 0 | 0 | 0 | 0 | 0 | -2.1079e-21 | -9.7657e-22 | 2.8266e-21 | 1.5687e-21 | 7.7859e-22 | -2.0894e-21 | -2.1947e-21 | 3.0947e-21 | -5.4703e-22 | 1.6548e-21 | -2.3578e-21 | 3.5003e-22 | 0 | 0 | 0 | 0 | 0 | 0 |  | 1.1 | 1.1 | 1.1 | 1.1 | 1.1 | 1.1 | 1.1306e-13 | -120 | 120 | 1.1306e-13 | -120 | 120
Line6_7_8 | 0 | 0 | 0 | 0 | 0 | 0 | 0 | 0 | 0 | 0 | 0 | 0 | -1.581e-21 | -7.3243e-22 | 2.1199e-21 | 1.0418e-21 | 5.3445e-22 | -1.3828e-21 | -1.646e-21 | 2.321e-21 | -4.1027e-22 | 1.1061e-21 | -1.5841e-21 | 2.1327e-22 | 0 | 0 | 0 | 0 | 0 | 0 |  | 1.1 | 1.1 | 1.1 | 1.1 | 1.1 | 1.1 | 1.1306e-13 | -120 | 120 | 1.1306e-13 | -120 | 120
Line7_8_9 | 0 | 0 | 0 | 0 | 0 | 0 | 0 | 0 | 0 | 0 | 0 | 0 | -5.2698e-22 | -2.4414e-22 | 7.0665e-22 | -1.2211e-23 | 4.6163e-23 | 3.0526e-23 | -5.4867e-22 | 7.7367e-22 | -1.3676e-22 | 8.7548e-24 | -3.6761e-23 | -6.0243e-23 | 0 | 0 | 0 | 0 | 0 | 0 |  | 1.1 | 1.1 | 1.1 | 1.1 | 1.1 | 1.1 | 1.1306e-13 | -120 | 120 | 1.1306e-13 | -120 | 120
Line8_8_10 | 0 | 0 | 0 | 0 | 0 | 0 | 0 | 0 | 0 | 0 | 0 | 0 | -5.2698e-22 | -2.4414e-22 | 7.0665e-22 | -1.2211e-23 | 4.6163e-23 | 3.0526e-23 | -5.4867e-22 | 7.7367e-22 | -1.3676e-22 | 8.7548e-24 | -3.6761e-23 | -6.0243e-23 | 0 | 0 | 0 | 0 | 0 | 0 |  | 1.1 | 1.1 | 1.1 | 1.1 | 1.1 | 1.1 | 1.1306e-13 | -120 | 120 | 1.1306e-13 | -120 | 120
Line9_3_11 | 0 | 0 | 0 | 0 | 0 | 0 | 0 | 0 | 0 | 0 | 0 | 0 | -3.6889e-21 | -1.709e-21 | 4.9465e-21 | 3.1497e-21 | 1.511e-21 | -4.2094e-21 | -3.8407e-21 | 5.4157e-21 | -9.573e-22 | 3.3008e-21 | -4.6788e-21 | 7.603e-22 | 0 | 0 | 0 | 0 | 0 | 0 |  | 1.1 | 1.1 | 1.1 | 1.1 | 1.1 | 1.1 | 1.1306e-13 | -120 | 120 | 1.1306e-13 | -120 | 120

## LLG_min_6
name | pf_ikss_a_from_ka | pf_ikss_b_from_ka | pf_ikss_c_from_ka | pf_ikss_a_to_ka | pf_ikss_b_to_ka | pf_ikss_c_to_ka | pf_skss_a_from_mw | pf_skss_b_from_mw | pf_skss_c_from_mw | pf_skss_a_to_mw | pf_skss_b_to_mw | pf_skss_c_to_mw | pf_p_a_from_mw | pf_p_b_from_mw | pf_p_c_from_mw | pf_p_a_to_mw | pf_p_b_to_mw | pf_p_c_to_mw | pf_q_a_from_mvar | pf_q_b_from_mvar | pf_q_c_from_mvar | pf_q_a_to_mvar | pf_q_b_to_mvar | pf_q_c_to_mvar | pf_ikss_a_from_degree | pf_ikss_b_from_degree | pf_ikss_c_from_degree | pf_ikss_a_to_degree | pf_ikss_b_to_degree | pf_ikss_c_to_degree | 3xI0 | pf_vm_a_from_pu | pf_vm_b_from_pu | pf_vm_c_from_pu | pf_vm_a_to_pu | pf_vm_b_to_pu | pf_vm_c_to_pu | pf_va_a_from_degree | pf_va_b_from_degree | pf_va_c_from_degree | pf_va_a_to_degree | pf_va_b_to_degree | pf_va_c_to_degree
Line0_1_2 | 0 | 0 | 0 | 0 | 0 | 0 | 0 | 0 | 0 | 0 | 0 | 0 | -8.7973e-19 | -4.3206e-19 | 1.2501e-18 | 7.2864e-19 | 3.713e-19 | -1.0382e-18 | -9.5744e-19 | 1.2923e-18 | -2.1678e-19 | 8.0006e-19 | -1.0827e-18 | 1.6463e-19 | 0 | 0 | 0 | 0 | 0 | 0 |  | 0.95 | 0.95 | 0.95 | 0.95 | 0.95 | 0.95 | 3.7903e-11 | -120 | 120 | 3.7903e-11 | -120 | 120
Line10_11_12 | 0 | 0 | 0 | 0 | 0 | 0 | 0 | 0 | 0 | 0 | 0 | 0 | -8.7973e-19 | -4.3206e-19 | 1.2501e-18 | 7.2864e-19 | 3.713e-19 | -1.0382e-18 | -9.5744e-19 | 1.2923e-18 | -2.1678e-19 | 8.0006e-19 | -1.0827e-18 | 1.6463e-19 | 0 | 0 | 0 | 0 | 0 | 0 |  | 0.95 | 0.95 | 0.95 | 0.95 | 0.95 | 0.95 | 3.7903e-11 | -120 | 120 | 3.7903e-11 | -120 | 120
Line11_12_13 | 0 | 0 | 0 | 0 | 0 | 0 | 0 | 0 | 0 | 0 | 0 | 0 | -7.3311e-19 | -3.6005e-19 | 1.0417e-18 | 5.8202e-19 | 2.9929e-19 | -8.2989e-19 | -7.9787e-19 | 1.0769e-18 | -1.8065e-19 | 6.4049e-19 | -8.6735e-19 | 1.285e-19 | 0 | 0 | 0 | 0 | 0 | 0 |  | 0.95 | 0.95 | 0.95 | 0.95 | 0.95 | 0.95 | 3.7903e-11 | -120 | 120 | 3.7903e-11 | -120 | 120
Line12_13_15 | 0 | 0 | 0 | 0 | 0 | 0 | 0 | 0 | 0 | 0 | 0 | 0 | -4.3987e-19 | -2.1603e-19 | 6.2504e-19 | 2.8878e-19 | 1.5527e-19 | -4.1319e-19 | -4.7872e-19 | 6.4614e-19 | -1.0839e-19 | 3.2134e-19 | -4.366e-19 | 5.6236e-20 | 0 | 0 | 0 | 0 | 0 | 0 |  | 0.95 | 0.95 | 0.95 | 0.95 | 0.95 | 0.95 | 3.7903e-11 | -120 | 120 | 3.7903e-11 | -120 | 120
Line13_13_14 | 0 | 0 | 0 | 0 | 0 | 0 | 0 | 0 | 0 | 0 | 0 | 0 | -1.4662e-19 | -7.201e-20 | 2.0835e-19 | -4.4674e-21 | 1.1255e-20 | 3.4979e-21 | -1.5957e-19 | 2.1538e-19 | -3.613e-20 | 2.1891e-21 | -5.8387e-21 | -1.6025e-20 | 0 | 0 | 0 | 0 | 0 | 0 |  | 0.95 | 0.95 | 0.95 | 0.95 | 0.95 | 0.95 | 3.7903e-11 | -120 | 120 | 3.7903e-11 | -120 | 120
Line14_15_16 | 0 | 0 | 0 | 0 | 0 | 0 | 0 | 0 | 0 | 0 | 0 | 0 | -2.9324e-19 | -1.4402e-19 | 4.1669e-19 | 1.4215e-19 | 8.3264e-20 | -2.0485e-19 | -3.1915e-19 | 4.3076e-19 | -7.226e-20 | 1.6176e-19 | -2.2122e-19 | 2.0105e-20 | 0 | 0 | 0 | 0 | 0 | 0 |  | 0.95 | 0.95 | 0.95 | 0.95 | 0.95 | 0.95 | 3.7903e-11 | -120 | 120 | 3.7903e-11 | -120 | 120
Line15_16_17 | 0 | 0 | 0 | 0 | 0 | 0 | 0 | 0 | 0 | 0 | 0 | 0 | -1.4662e-19 | -7.201e-20 | 2.0835e-19 | -4.4674e-21 | 1.1255e-20 | 3.4979e-21 | -1.5957e-19 | 2.1538e-19 | -3.613e-20 | 2.1891e-21 | -5.8387e-21 | -1.6025e-20 | 0 | 0 | 0 | 0 | 0 | 0 |  | 0.95 | 0.95 | 0.95 | 0.95 | 0.95 | 0.95 | 3.7903e-11 | -120 | 120 | 3.7903e-11 | -120 | 120
Line16_4_18 | 0 | 9.0659 | 9.0659 | 0 | 9.0659 | 9.0659 | 0 | 2.0937 | 2.0937 | 0 | 2.0937 | 2.0937 | -8.2729e-10 | 1.0815 | 1.6238 | 6.2047e-10 | 2.4544e-13 | 4.3292e-13 | -9.451e-09 | 1.6693 | 1.1487 | 5.0611e-17 | 6.6006e-13 | 5.5727e-13 | 0 | -177.0625 | 84.7243 | 0 | 2.9375 | -95.2757 |  | 0.95 | 0.95 | 0.95 | 0.7125 | 0 | 0 | 1.5809e-19 | -120 | 120 | -1.9619e-07 | 0 | 0
Line17_5_19 | 0 | 0 | 0 | 0 | 0 | 0 | 0 | 0 | 0 | 0 | 0 | 0 | -1.4662e-19 | -7.2009e-20 | 2.0835e-19 | -4.4674e-21 | 1.1255e-20 | 3.4979e-21 | -1.5957e-19 | 2.1538e-19 | -3.613e-20 | 2.1891e-21 | -5.8387e-21 | -1.6025e-20 | 0 | 0 | 0 | 0 | 0 | 0 |  | 0.95 | 0.95 | 0.95 | 0.95 | 0.95 | 0.95 | 3.7903e-11 | -120 | 120 | 3.7903e-11 | -120 | 120
Line1_1_3 | 0 | 0 | 0 | 0 | 0 | 0 | 0 | 0 | 0 | 0 | 0 | 0 | -1.173e-18 | -5.7608e-19 | 1.6668e-18 | 1.0219e-18 | 5.1532e-19 | -1.4549e-18 | -1.2766e-18 | 1.723e-18 | -2.8904e-19 | 1.1192e-18 | -1.5135e-18 | 2.3689e-19 | 0 | 0 | 0 | 0 | 0 | 0 |  | 0.95 | 0.95 | 0.95 | 0.95 | 0.95 | 0.95 | 3.7903e-11 | -120 | 120 | 3.7903e-11 | -120 | 120
Line2_1_4 | 0 | 0 | 0 | 0 | 0 | 0 | 0 | 0 | 0 | 0 | 0 | 0 | 2.7711e-12 | 5.1943e-12 | 4.3346e-12 | -2.7711e-12 | -5.1943e-12 | -4.3346e-12 | 1.2281e-12 | 8.2178e-13 | 3.1235e-12 | -1.2281e-12 | -8.2178e-13 | -3.1235e-12 | 0 | 0 | 0 | 0 | 0 | 0 |  | 0.95 | 0.95 | 0.95 | 0.95 | 0.95 | 0.95 | 3.7903e-11 | -120 | 120 | 1.5809e-19 | -120 | 120
Line3_1_5 | 0 | 0 | 0 | 0 | 0 | 0 | 0 | 0 | 0 | 0 | 0 | 0 | -2.9324e-19 | -1.4402e-19 | 4.1669e-19 | 1.4215e-19 | 8.3264e-20 | -2.0485e-19 | -3.1915e-19 | 4.3076e-19 | -7.226e-20 | 1.6176e-19 | -2.2122e-19 | 2.0106e-20 | 0 | 0 | 0 | 0 | 0 | 0 |  | 0.95 | 0.95 | 0.95 | 0.95 | 0.95 | 0.95 | 3.7903e-11 | -120 | 120 | 3.7903e-11 | -120 | 120
Line4_2_6 | 0 | 0 | 0 | 0 | 0 | 0 | 0 | 0 | 0 | 0 | 0 | 0 | -7.3311e-19 | -3.6005e-19 | 1.0417e-18 | 5.8202e-19 | 2.9929e-19 | -8.2989e-19 | -7.9787e-19 | 1.0769e-18 | -1.8065e-19 | 6.4049e-19 | -8.6735e-19 | 1.285e-19 | 0 | 0 | 0 | 0 | 0 | 0 |  | 0.95 | 0.95 | 0.95 | 0.95 | 0.95 | 0.95 | 3.7903e-11 | -120 | 120 | 3.7903e-11 | -120 | 120
Line5_6_7 | 0 | 0 | 0 | 0 | 0 | 0 | 0 | 0 | 0 | 0 | 0 | 0 | -5.8649e-19 | -2.8804e-19 | 8.3338e-19 | 4.354e-19 | 2.2728e-19 | -6.2154e-19 | -6.383e-19 | 8.6151e-19 | -1.4452e-19 | 4.8091e-19 | -6.5197e-19 | 9.2366e-20 | 0 | 0 | 0 | 0 | 0 | 0 |  | 0.95 | 0.95 | 0.95 | 0.95 | 0.95 | 0.95 | 3.7903e-11 | -120 | 120 | 3.7903e-11 | -120 | 120
Line6_7_8 | 0 | 0 | 0 | 0 | 0 | 0 | 0 | 0 | 0 | 0 | 0 | 0 | -4.3987e-19 | -2.1603e-19 | 6.2504e-19 | 2.8878e-19 | 1.5527e-19 | -4.1319e-19 | -4.7872e-19 | 6.4614e-19 | -1.0839e-19 | 3.2134e-19 | -4.366e-19 | 5.6236e-20 | 0 | 0 | 0 | 0 | 0 | 0 |  | 0.95 | 0.95 | 0.95 | 0.95 | 0.95 | 0.95 | 3.7903e-11 | -120 | 120 | 3.7903e-11 | -120 | 120
Line7_8_9 | 0 | 0 | 0 | 0 | 0 | 0 | 0 | 0 | 0 | 0 | 0 | 0 | -1.4662e-19 | -7.201e-20 | 2.0835e-19 | -4.4674e-21 | 1.1255e-20 | 3.4979e-21 | -1.5957e-19 | 2.1538e-19 | -3.613e-20 | 2.1891e-21 | -5.8387e-21 | -1.6025e-20 | 0 | 0 | 0 | 0 | 0 | 0 |  | 0.95 | 0.95 | 0.95 | 0.95 | 0.95 | 0.95 | 3.7903e-11 | -120 | 120 | 3.7903e-11 | -120 | 120
Line8_8_10 | 0 | 0 | 0 | 0 | 0 | 0 | 0 | 0 | 0 | 0 | 0 | 0 | -1.4662e-19 | -7.201e-20 | 2.0835e-19 | -4.4674e-21 | 1.1255e-20 | 3.4979e-21 | -1.5957e-19 | 2.1538e-19 | -3.613e-20 | 2.1891e-21 | -5.8387e-21 | -1.6025e-20 | 0 | 0 | 0 | 0 | 0 | 0 |  | 0.95 | 0.95 | 0.95 | 0.95 | 0.95 | 0.95 | 3.7903e-11 | -120 | 120 | 3.7903e-11 | -120 | 120
Line9_3_11 | 0 | 0 | 0 | 0 | 0 | 0 | 0 | 0 | 0 | 0 | 0 | 0 | -1.0264e-18 | -5.0407e-19 | 1.4584e-18 | 8.7526e-19 | 4.4331e-19 | -1.2466e-18 | -1.117e-18 | 1.5076e-18 | -2.5291e-19 | 9.5963e-19 | -1.2981e-18 | 2.0076e-19 | 0 | 0 | 0 | 0 | 0 | 0 |  | 0.95 | 0.95 | 0.95 | 0.95 | 0.95 | 0.95 | 3.7903e-11 | -120 | 120 | 3.7903e-11 | -120 | 120

## LLG_min_10
name | pf_ikss_a_from_ka | pf_ikss_b_from_ka | pf_ikss_c_from_ka | pf_ikss_a_to_ka | pf_ikss_b_to_ka | pf_ikss_c_to_ka | pf_skss_a_from_mw | pf_skss_b_from_mw | pf_skss_c_from_mw | pf_skss_a_to_mw | pf_skss_b_to_mw | pf_skss_c_to_mw | pf_p_a_from_mw | pf_p_b_from_mw | pf_p_c_from_mw | pf_p_a_to_mw | pf_p_b_to_mw | pf_p_c_to_mw | pf_q_a_from_mvar | pf_q_b_from_mvar | pf_q_c_from_mvar | pf_q_a_to_mvar | pf_q_b_to_mvar | pf_q_c_to_mvar | pf_ikss_a_from_degree | pf_ikss_b_from_degree | pf_ikss_c_from_degree | pf_ikss_a_to_degree | pf_ikss_b_to_degree | pf_ikss_c_to_degree | 3xI0 | pf_vm_a_from_pu | pf_vm_b_from_pu | pf_vm_c_from_pu | pf_vm_a_to_pu | pf_vm_b_to_pu | pf_vm_c_to_pu | pf_va_a_from_degree | pf_va_b_from_degree | pf_va_c_from_degree | pf_va_a_to_degree | pf_va_b_to_degree | pf_va_c_to_degree
Line0_1_2 | 0 | 0 | 0 | 0 | 0 | 0 | 0 | 0 | 0 | 0 | 0 | 0 | -7.8957e-19 | -3.8777e-19 | 1.122e-18 | 6.5396e-19 | 3.3325e-19 | -9.3182e-19 | -8.5931e-19 | 1.1598e-18 | -1.9456e-19 | 7.1806e-19 | -9.7176e-19 | 1.4775e-19 | 0 | 0 | 0 | 0 | 0 | 0 |  | 0.9 | 0.9 | 0.9 | 0.9 | 0.9 | 0.9 | 3.7903e-11 | -120 | 120 | 3.7903e-11 | -120 | 120
Line10_11_12 | 0 | 0 | 0 | 0 | 0 | 0 | 0 | 0 | 0 | 0 | 0 | 0 | -7.8957e-19 | -3.8777e-19 | 1.122e-18 | 6.5396e-19 | 3.3325e-19 | -9.3182e-19 | -8.5931e-19 | 1.1598e-18 | -1.9456e-19 | 7.1806e-19 | -9.7176e-19 | 1.4775e-19 | 0 | 0 | 0 | 0 | 0 | 0 |  | 0.9 | 0.9 | 0.9 | 0.9 | 0.9 | 0.9 | 3.7903e-11 | -120 | 120 | 3.7903e-11 | -120 | 120
Line11_12_13 | 0 | 0 | 0 | 0 | 0 | 0 | 0 | 0 | 0 | 0 | 0 | 0 | -6.5797e-19 | -3.2315e-19 | 9.3496e-19 | 5.2237e-19 | 2.6862e-19 | -7.4483e-19 | -7.1609e-19 | 9.6652e-19 | -1.6214e-19 | 5.7484e-19 | -7.7845e-19 | 1.1533e-19 | 0 | 0 | 0 | 0 | 0 | 0 |  | 0.9 | 0.9 | 0.9 | 0.9 | 0.9 | 0.9 | 3.7903e-11 | -120 | 120 | 3.7903e-11 | -120 | 120
Line12_13_15 | 0 | 0 | 0 | 0 | 0 | 0 | 0 | 0 | 0 | 0 | 0 | 0 | -3.9478e-19 | -1.9389e-19 | 5.6098e-19 | 2.5918e-19 | 1.3936e-19 | -3.7084e-19 | -4.2966e-19 | 5.7991e-19 | -9.7281e-20 | 2.884e-19 | -3.9185e-19 | 5.0472e-20 | 0 | 0 | 0 | 0 | 0 | 0 |  | 0.9 | 0.9 | 0.9 | 0.9 | 0.9 | 0.9 | 3.7903e-11 | -120 | 120 | 3.7903e-11 | -120 | 120
Line13_13_14 | 0 | 0 | 0 | 0 | 0 | 0 | 0 | 0 | 0 | 0 | 0 | 0 | -1.3159e-19 | -6.4629e-20 | 1.8699e-19 | -4.0095e-21 | 1.0101e-20 | 3.1394e-21 | -1.4322e-19 | 1.933e-19 | -3.2427e-20 | 1.9647e-21 | -5.2402e-21 | -1.4382e-20 | 0 | 0 | 0 | 0 | 0 | 0 |  | 0.9 | 0.9 | 0.9 | 0.9 | 0.9 | 0.9 | 3.7903e-11 | -120 | 120 | 3.7903e-11 | -120 | 120
Line14_15_16 | 0 | 0 | 0 | 0 | 0 | 0 | 0 | 0 | 0 | 0 | 0 | 0 | -2.6319e-19 | -1.2926e-19 | 3.7398e-19 | 1.2758e-19 | 7.473e-20 | -1.8385e-19 | -2.8644e-19 | 3.8661e-19 | -6.4854e-20 | 1.4518e-19 | -1.9854e-19 | 1.8045e-20 | 0 | 0 | 0 | 0 | 0 | 0 |  | 0.9 | 0.9 | 0.9 | 0.9 | 0.9 | 0.9 | 3.7903e-11 | -120 | 120 | 3.7903e-11 | -120 | 120
Line15_16_17 | 0 | 0 | 0 | 0 | 0 | 0 | 0 | 0 | 0 | 0 | 0 | 0 | -1.3159e-19 | -6.4629e-20 | 1.8699e-19 | -4.0095e-21 | 1.0101e-20 | 3.1394e-21 | -1.4322e-19 | 1.933e-19 | -3.2427e-20 | 1.9647e-21 | -5.2402e-21 | -1.4382e-20 | 0 | 0 | 0 | 0 | 0 | 0 |  | 0.9 | 0.9 | 0.9 | 0.9 | 0.9 | 0.9 | 3.7903e-11 | -120 | 120 | 3.7903e-11 | -120 | 120
Line16_4_18 | 0 | 8.5888 | 8.5888 | 0 | 8.5888 | 8.5888 | 0 | 1.9835 | 1.9835 | 0 | 1.9835 | 1.9835 | -7.425e-10 | 0.97062 | 1.4574 | 5.5688e-10 | 2.2049e-13 | 3.8863e-13 | -8.4823e-09 | 1.4982 | 1.0309 | -5.1867e-17 | 5.9286e-13 | 4.9974e-13 | 0 | -177.0625 | 84.7243 | 0 | 2.9375 | -95.2757 |  | 0.9 | 0.9 | 0.9 | 0.675 | 0 | 0 | 1.5809e-19 | -120 | 120 | -1.9619e-07 | 0 | 0
Line17_5_19 | 0 | 0 | 0 | 0 | 0 | 0 | 0 | 0 | 0 | 0 | 0 | 0 | -1.3159e-19 | -6.4629e-20 | 1.8699e-19 | -4.0095e-21 | 1.0101e-20 | 3.1394e-21 | -1.4322e-19 | 1.933e-19 | -3.2427e-20 | 1.9647e-21 | -5.2402e-21 | -1.4382e-20 | 0 | 0 | 0 | 0 | 0 | 0 |  | 0.9 | 0.9 | 0.9 | 0.9 | 0.9 | 0.9 | 3.7903e-11 | -120 | 120 | 3.7903e-11 | -120 | 120
Line1_1_3 | 0 | 0 | 0 | 0 | 0 | 0 | 0 | 0 | 0 | 0 | 0 | 0 | -1.0528e-18 | -5.1703e-19 | 1.4959e-18 | 9.1715e-19 | 4.625e-19 | -1.3058e-18 | -1.1458e-18 | 1.5464e-18 | -2.5942e-19 | 1.0045e-18 | -1.3584e-18 | 2.1261e-19 | 0 | 0 | 0 | 0 | 0 | 0 |  | 0.9 | 0.9 | 0.9 | 0.9 | 0.9 | 0.9 | 3.7903e-11 | -120 | 120 | 3.7903e-11 | -120 | 120
Line2_1_4 | 0 | 0 | 0 | 0 | 0 | 0 | 0 | 0 | 0 | 0 | 0 | 0 | 2.4871e-12 | 4.6619e-12 | 3.8903e-12 | -2.4871e-12 | -4.6619e-12 | -3.8903e-12 | 1.1022e-12 | 7.3755e-13 | 2.8034e-12 | -1.1022e-12 | -7.3755e-13 | -2.8034e-12 | 0 | 0 | 0 | 0 | 0 | 0 |  | 0.9 | 0.9 | 0.9 | 0.9 | 0.9 | 0.9 | 3.7903e-11 | -120 | 120 | 1.5809e-19 | -120 | 120
Line3_1_5 | 0 | 0 | 0 | 0 | 0 | 0 | 0 | 0 | 0 | 0 | 0 | 0 | -2.6319e-19 | -1.2926e-19 | 3.7398e-19 | 1.2758e-19 | 7.473e-20 | -1.8385e-19 | -2.8644e-19 | 3.8661e-19 | -6.4854e-20 | 1.4518e-19 | -1.9854e-19 | 1.8045e-20 | 0 | 0 | 0 | 0 | 0 | 0 |  | 0.9 | 0.9 | 0.9 | 0.9 | 0.9 | 0.9 | 3.7903e-11 | -120 | 120 | 3.7903e-11 | -120 | 120
Line4_2_6 | 0 | 0 | 0 | 0 | 0 | 0 | 0 | 0 | 0 | 0 | 0 | 0 | -6.5797e-19 | -3.2315e-19 | 9.3496e-19 | 5.2237e-19 | 2.6862e-19 | -7.4483e-19 | -7.1609e-19 | 9.6652e-19 | -1.6214e-19 | 5.7484e-19 | -7.7845e-19 | 1.1533e-19 | 0 | 0 | 0 | 0 | 0 | 0 |  | 0.9 | 0.9 | 0.9 | 0.9 | 0.9 | 0.9 | 3.7903e-11 | -120 | 120 | 3.7903e-11 | -120 | 120
Line5_6_7 | 0 | 0 | 0 | 0 | 0 | 0 | 0 | 0 | 0 | 0 | 0 | 0 | -5.2638e-19 | -2.5852e-19 | 7.4797e-19 | 3.9077e-19 | 2.0399e-19 | -5.5784e-19 | -5.7288e-19 | 7.7321e-19 | -1.2971e-19 | 4.3162e-19 | -5.8515e-19 | 8.2899e-20 | 0 | 0 | 0 | 0 | 0 | 0 |  | 0.9 | 0.9 | 0.9 | 0.9 | 0.9 | 0.9 | 3.7903e-11 | -120 | 120 | 3.7903e-11 | -120 | 120
Line6_7_8 | 0 | 0 | 0 | 0 | 0 | 0 | 0 | 0 | 0 | 0 | 0 | 0 | -3.9478e-19 | -1.9389e-19 | 5.6098e-19 | 2.5918e-19 | 1.3936e-19 | -3.7084e-19 | -4.2966e-19 | 5.7991e-19 | -9.7281e-20 | 2.884e-19 | -3.9185e-19 | 5.0472e-20 | 0 | 0 | 0 | 0 | 0 | 0 |  | 0.9 | 0.9 | 0.9 | 0.9 | 0.9 | 0.9 | 3.7903e-11 | -120 | 120 | 3.7903e-11 | -120 | 120
Line7_8_9 | 0 | 0 | 0 | 0 | 0 | 0 | 0 | 0 | 0 | 0 | 0 | 0 | -1.3159e-19 | -6.4629e-20 | 1.8699e-19 | -4.0095e-21 | 1.0101e-20 | 3.1394e-21 | -1.4322e-19 | 1.933e-19 | -3.2427e-20 | 1.9647e-21 | -5.2402e-21 | -1.4382e-20 | 0 | 0 | 0 | 0 | 0 | 0 |  | 0.9 | 0.9 | 0.9 | 0.9 | 0.9 | 0.9 | 3.7903e-11 | -120 | 120 | 3.7903e-11 | -120 | 120
Line8_8_10 | 0 | 0 | 0 | 0 | 0 | 0 | 0 | 0 | 0 | 0 | 0 | 0 | -1.3159e-19 | -6.4629e-20 | 1.8699e-19 | -4.0095e-21 | 1.0101e-20 | 3.1394e-21 | -1.4322e-19 | 1.933e-19 | -3.2427e-20 | 1.9647e-21 | -5.2402e-21 | -1.4382e-20 | 0 | 0 | 0 | 0 | 0 | 0 |  | 0.9 | 0.9 | 0.9 | 0.9 | 0.9 | 0.9 | 3.7903e-11 | -120 | 120 | 3.7903e-11 | -120 | 120
Line9_3_11 | 0 | 0 | 0 | 0 | 0 | 0 | 0 | 0 | 0 | 0 | 0 | 0 | -9.2116e-19 | -4.524e-19 | 1.3089e-18 | 7.8556e-19 | 3.9788e-19 | -1.1188e-18 | -1.0025e-18 | 1.3531e-18 | -2.2699e-19 | 8.6128e-19 | -1.1651e-18 | 1.8018e-19 | 0 | 0 | 0 | 0 | 0 | 0 |  | 0.9 | 0.9 | 0.9 | 0.9 | 0.9 | 0.9 | 3.7903e-11 | -120 | 120 | 3.7903e-11 | -120 | 120

## LLG_min_fault_6
name | pf_ikss_a_from_ka | pf_ikss_b_from_ka | pf_ikss_c_from_ka | pf_ikss_a_to_ka | pf_ikss_b_to_ka | pf_ikss_c_to_ka | pf_skss_a_from_mw | pf_skss_b_from_mw | pf_skss_c_from_mw | pf_skss_a_to_mw | pf_skss_b_to_mw | pf_skss_c_to_mw | pf_p_a_from_mw | pf_p_b_from_mw | pf_p_c_from_mw | pf_p_a_to_mw | pf_p_b_to_mw | pf_p_c_to_mw | pf_q_a_from_mvar | pf_q_b_from_mvar | pf_q_c_from_mvar | pf_q_a_to_mvar | pf_q_b_to_mvar | pf_q_c_to_mvar | pf_ikss_a_from_degree | pf_ikss_b_from_degree | pf_ikss_c_from_degree | pf_ikss_a_to_degree | pf_ikss_b_to_degree | pf_ikss_c_to_degree | 3xI0 | pf_vm_a_from_pu | pf_vm_b_from_pu | pf_vm_c_from_pu | pf_vm_a_to_pu | pf_vm_b_to_pu | pf_vm_c_to_pu | pf_va_a_from_degree | pf_va_b_from_degree | pf_va_c_from_degree | pf_va_a_to_degree | pf_va_b_to_degree | pf_va_c_to_degree
Line0_1_2 | 0 | 0 | 0 | 0 | 0 | 0 | 0 | 0 | 0 | 0 | 0 | 0 | -2.3428e-21 | -1.0501e-21 | 3.1963e-21 | 1.9407e-21 | 9.0281e-22 | -2.6469e-21 | -2.4495e-21 | 3.4541e-21 | -5.9456e-22 | 2.0472e-21 | -2.9047e-21 | 4.4738e-22 | 0 | 0 | 0 | 0 | 0 | 0 |  | 0.95 | 0.95 | 0.95 | 0.95 | 0.95 | 0.95 | 1.0444e-13 | -120 | 120 | 1.0444e-13 | -120 | 120
Line10_11_12 | 0 | 0 | 0 | 0 | 0 | 0 | 0 | 0 | 0 | 0 | 0 | 0 | -2.3428e-21 | -1.0501e-21 | 3.1963e-21 | 1.9407e-21 | 9.0281e-22 | -2.6469e-21 | -2.4495e-21 | 3.4541e-21 | -5.9456e-22 | 2.0473e-21 | -2.9047e-21 | 4.4738e-22 | 0 | 0 | 0 | 0 | 0 | 0 |  | 0.95 | 0.95 | 0.95 | 0.95 | 0.95 | 0.95 | 1.0444e-13 | -120 | 120 | 1.0444e-13 | -120 | 120
Line11_12_13 | 0 | 0 | 0 | 0 | 0 | 0 | 0 | 0 | 0 | 0 | 0 | 0 | -1.9524e-21 | -8.7505e-22 | 2.6636e-21 | 1.5502e-21 | 7.2781e-22 | -2.1141e-21 | -2.0412e-21 | 2.8784e-21 | -4.9547e-22 | 1.639e-21 | -2.329e-21 | 3.4828e-22 | 0 | 0 | 0 | 0 | 0 | 0 |  | 0.95 | 0.95 | 0.95 | 0.95 | 0.95 | 0.95 | 1.0444e-13 | -120 | 120 | 1.0444e-13 | -120 | 120
Line12_13_15 | 0 | 0 | 0 | 0 | 0 | 0 | 0 | 0 | 0 | 0 | 0 | 0 | -1.1714e-21 | -5.2503e-22 | 1.5981e-21 | 7.6925e-22 | 3.7779e-22 | -1.0487e-21 | -1.2247e-21 | 1.727e-21 | -2.9728e-22 | 8.2252e-22 | -1.1776e-21 | 1.501e-22 | 0 | 0 | 0 | 0 | 0 | 0 |  | 0.95 | 0.95 | 0.95 | 0.95 | 0.95 | 0.95 | 1.0444e-13 | -120 | 120 | 1.0444e-13 | -120 | 120
Line13_13_14 | 0 | 0 | 0 | 0 | 0 | 0 | 0 | 0 | 0 | 0 | 0 | 0 | -3.9047e-22 | -1.7501e-22 | 5.3271e-22 | -1.1697e-23 | 2.7768e-23 | 1.6699e-23 | -4.0824e-22 | 5.7568e-22 | -9.9093e-23 | 6.032e-24 | -2.6287e-23 | -4.8089e-23 | 0 | 0 | 0 | 0 | 0 | 0 |  | 0.95 | 0.95 | 0.95 | 0.95 | 0.95 | 0.95 | 1.0444e-13 | -120 | 120 | 1.0444e-13 | -120 | 120
Line14_15_16 | 0 | 0 | 0 | 0 | 0 | 0 | 0 | 0 | 0 | 0 | 0 | 0 | -7.8094e-22 | -3.5002e-22 | 1.0654e-21 | 3.7878e-22 | 2.0278e-22 | -5.1601e-22 | -8.1649e-22 | 1.1514e-21 | -1.9819e-22 | 4.1428e-22 | -6.0197e-22 | 5.1004e-23 | 0 | 0 | 0 | 0 | 0 | 0 |  | 0.95 | 0.95 | 0.95 | 0.95 | 0.95 | 0.95 | 1.0444e-13 | -120 | 120 | 1.0444e-13 | -120 | 120
Line15_16_17 | 0 | 0 | 0 | 0 | 0 | 0 | 0 | 0 | 0 | 0 | 0 | 0 | -3.9047e-22 | -1.7501e-22 | 5.3271e-22 | -1.1697e-23 | 2.7768e-23 | 1.6699e-23 | -4.0824e-22 | 5.7568e-22 | -9.9093e-23 | 6.032e-24 | -2.6287e-23 | -4.8089e-23 | 0 | 0 | 0 | 0 | 0 | 0 |  | 0.95 | 0.95 | 0.95 | 0.95 | 0.95 | 0.95 | 1.0444e-13 | -120 | 120 | 1.0444e-13 | -120 | 120
Line16_4_18 | 0 | 0.030916 | 0.030915 | 0 | 0.030916 | 0.030915 | 0 | 0.0071398 | 0.0071396 | 0 | 0.0071398 | 0.0071396 | -2.6578e-12 | 0.0047931 | 0.0047984 | 2.155e-12 | -0.004779 | -0.0047788 | -2.459e-11 | 0.0047992 | 0.0047937 | -4.3893e-14 | -0.004779 | -0.0047788 | 0 | -165.0365 | 75.0281 | 0 | 14.9635 | -104.9719 |  | 0.95 | 0.95 | 0.95 | 0.94938 | 0.94661 | 0.94659 | 5.0757e-22 | -120 | 120 | -0.00076046 | -120.0365 | 120.0281
Line17_5_19 | 0 | 0 | 0 | 0 | 0 | 0 | 0 | 0 | 0 | 0 | 0 | 0 | -3.9047e-22 | -1.7501e-22 | 5.3271e-22 | -1.1697e-23 | 2.7768e-23 | 1.6699e-23 | -4.0824e-22 | 5.7568e-22 | -9.9093e-23 | 6.032e-24 | -2.6287e-23 | -4.8089e-23 | 0 | 0 | 0 | 0 | 0 | 0 |  | 0.95 | 0.95 | 0.95 | 0.95 | 0.95 | 0.95 | 1.0444e-13 | -120 | 120 | 1.0444e-13 | -120 | 120
Line1_1_3 | 0 | 0 | 0 | 0 | 0 | 0 | 0 | 0 | 0 | 0 | 0 | 0 | -3.1238e-21 | -1.4001e-21 | 4.2617e-21 | 2.7216e-21 | 1.2528e-21 | -3.7123e-21 | -3.2659e-21 | 4.6054e-21 | -7.9275e-22 | 2.8637e-21 | -4.0561e-21 | 6.4556e-22 | 0 | 0 | 0 | 0 | 0 | 0 |  | 0.95 | 0.95 | 0.95 | 0.95 | 0.95 | 0.95 | 1.0444e-13 | -120 | 120 | 1.0444e-13 | -120 | 120
Line2_1_4 | 0 | 0 | 0 | 0 | 0 | 0 | 0 | 0 | 0 | 0 | 0 | 0 | 7.2263e-15 | 1.9791e-14 | 1.5561e-14 | -7.2263e-15 | -1.9791e-14 | -1.5561e-14 | 2.9577e-15 | 5.8745e-16 | 1.2654e-14 | -2.9577e-15 | -5.8745e-16 | -1.2654e-14 | 0 | 0 | 0 | 0 | 0 | 0 |  | 0.95 | 0.95 | 0.95 | 0.95 | 0.95 | 0.95 | 1.0444e-13 | -120 | 120 | 5.0757e-22 | -120 | 120
Line3_1_5 | 0 | 0 | 0 | 0 | 0 | 0 | 0 | 0 | 0 | 0 | 0 | 0 | -7.8094e-22 | -3.5002e-22 | 1.0654e-21 | 3.7878e-22 | 2.0278e-22 | -5.1601e-22 | -8.1649e-22 | 1.1514e-21 | -1.9819e-22 | 4.1428e-22 | -6.0197e-22 | 5.1004e-23 | 0 | 0 | 0 | 0 | 0 | 0 |  | 0.95 | 0.95 | 0.95 | 0.95 | 0.95 | 0.95 | 1.0444e-13 | -120 | 120 | 1.0444e-13 | -120 | 120
Line4_2_6 | 0 | 0 | 0 | 0 | 0 | 0 | 0 | 0 | 0 | 0 | 0 | 0 | -1.9524e-21 | -8.7505e-22 | 2.6636e-21 | 1.5502e-21 | 7.2781e-22 | -2.1141e-21 | -2.0412e-21 | 2.8784e-21 | -4.9547e-22 | 1.639e-21 | -2.329e-21 | 3.4828e-22 | 0 | 0 | 0 | 0 | 0 | 0 |  | 0.95 | 0.95 | 0.95 | 0.95 | 0.95 | 0.95 | 1.0444e-13 | -120 | 120 | 1.0444e-13 | -120 | 120
Line5_6_7 | 0 | 0 | 0 | 0 | 0 | 0 | 0 | 0 | 0 | 0 | 0 | 0 | -1.5619e-21 | -7.0004e-22 | 2.1308e-21 | 1.1597e-21 | 5.528e-22 | -1.5814e-21 | -1.633e-21 | 2.3027e-21 | -3.9637e-22 | 1.2308e-21 | -1.7533e-21 | 2.4919e-22 | 0 | 0 | 0 | 0 | 0 | 0 |  | 0.95 | 0.95 | 0.95 | 0.95 | 0.95 | 0.95 | 1.0444e-13 | -120 | 120 | 1.0444e-13 | -120 | 120
Line6_7_8 | 0 | 0 | 0 | 0 | 0 | 0 | 0 | 0 | 0 | 0 | 0 | 0 | -1.1714e-21 | -5.2503e-22 | 1.5981e-21 | 7.6925e-22 | 3.7779e-22 | -1.0487e-21 | -1.2247e-21 | 1.727e-21 | -2.9728e-22 | 8.2252e-22 | -1.1776e-21 | 1.501e-22 | 0 | 0 | 0 | 0 | 0 | 0 |  | 0.95 | 0.95 | 0.95 | 0.95 | 0.95 | 0.95 | 1.0444e-13 | -120 | 120 | 1.0444e-13 | -120 | 120
Line7_8_9 | 0 | 0 | 0 | 0 | 0 | 0 | 0 | 0 | 0 | 0 | 0 | 0 | -3.9047e-22 | -1.7501e-22 | 5.3271e-22 | -1.1697e-23 | 2.7768e-23 | 1.6699e-23 | -4.0824e-22 | 5.7568e-22 | -9.9093e-23 | 6.032e-24 | -2.6287e-23 | -4.8089e-23 | 0 | 0 | 0 | 0 | 0 | 0 |  | 0.95 | 0.95 | 0.95 | 0.95 | 0.95 | 0.95 | 1.0444e-13 | -120 | 120 | 1.0444e-13 | -120 | 120
Line8_8_10 | 0 | 0 | 0 | 0 | 0 | 0 | 0 | 0 | 0 | 0 | 0 | 0 | -3.9047e-22 | -1.7501e-22 | 5.3271e-22 | -1.1697e-23 | 2.7768e-23 | 1.6699e-23 | -4.0824e-22 | 5.7568e-22 | -9.9093e-23 | 6.032e-24 | -2.6287e-23 | -4.8089e-23 | 0 | 0 | 0 | 0 | 0 | 0 |  | 0.95 | 0.95 | 0.95 | 0.95 | 0.95 | 0.95 | 1.0444e-13 | -120 | 120 | 1.0444e-13 | -120 | 120
Line9_3_11 | 0 | 0 | 0 | 0 | 0 | 0 | 0 | 0 | 0 | 0 | 0 | 0 | -2.7333e-21 | -1.2251e-21 | 3.729e-21 | 2.3311e-21 | 1.0778e-21 | -3.1796e-21 | -2.8577e-21 | 4.0298e-21 | -6.9365e-22 | 2.4555e-21 | -3.4804e-21 | 5.4647e-22 | 0 | 0 | 0 | 0 | 0 | 0 |  | 0.95 | 0.95 | 0.95 | 0.95 | 0.95 | 0.95 | 1.0444e-13 | -120 | 120 | 1.0444e-13 | -120 | 120

## LLG_min_fault_10
name | pf_ikss_a_from_ka | pf_ikss_b_from_ka | pf_ikss_c_from_ka | pf_ikss_a_to_ka | pf_ikss_b_to_ka | pf_ikss_c_to_ka | pf_skss_a_from_mw | pf_skss_b_from_mw | pf_skss_c_from_mw | pf_skss_a_to_mw | pf_skss_b_to_mw | pf_skss_c_to_mw | pf_p_a_from_mw | pf_p_b_from_mw | pf_p_c_from_mw | pf_p_a_to_mw | pf_p_b_to_mw | pf_p_c_to_mw | pf_q_a_from_mvar | pf_q_b_from_mvar | pf_q_c_from_mvar | pf_q_a_to_mvar | pf_q_b_to_mvar | pf_q_c_to_mvar | pf_ikss_a_from_degree | pf_ikss_b_from_degree | pf_ikss_c_from_degree | pf_ikss_a_to_degree | pf_ikss_b_to_degree | pf_ikss_c_to_degree | 3xI0 | pf_vm_a_from_pu | pf_vm_b_from_pu | pf_vm_c_from_pu | pf_vm_a_to_pu | pf_vm_b_to_pu | pf_vm_c_to_pu | pf_va_a_from_degree | pf_va_b_from_degree | pf_va_c_from_degree | pf_va_a_to_degree | pf_va_b_to_degree | pf_va_c_to_degree
Line0_1_2 | 0 | 0 | 0 | 0 | 0 | 0 | 0 | 0 | 0 | 0 | 0 | 0 | -2.1027e-21 | -9.4243e-22 | 2.8687e-21 | 1.7418e-21 | 8.1028e-22 | -2.3756e-21 | -2.1984e-21 | 3.1001e-21 | -5.3362e-22 | 1.8374e-21 | -2.607e-21 | 4.0152e-22 | 0 | 0 | 0 | 0 | 0 | 0 |  | 0.9 | 0.9 | 0.9 | 0.9 | 0.9 | 0.9 | 1.0444e-13 | -120 | 120 | 1.0444e-13 | -120 | 120
Line10_11_12 | 0 | 0 | 0 | 0 | 0 | 0 | 0 | 0 | 0 | 0 | 0 | 0 | -2.1027e-21 | -9.4243e-22 | 2.8687e-21 | 1.7418e-21 | 8.1028e-22 | -2.3756e-21 | -2.1984e-21 | 3.1001e-21 | -5.3362e-22 | 1.8374e-21 | -2.607e-21 | 4.0152e-22 | 0 | 0 | 0 | 0 | 0 | 0 |  | 0.9 | 0.9 | 0.9 | 0.9 | 0.9 | 0.9 | 1.0444e-13 | -120 | 120 | 1.0444e-13 | -120 | 120
Line11_12_13 | 0 | 0 | 0 | 0 | 0 | 0 | 0 | 0 | 0 | 0 | 0 | 0 | -1.7523e-21 | -7.8536e-22 | 2.3906e-21 | 1.3913e-21 | 6.5321e-22 | -1.8975e-21 | -1.832e-21 | 2.5834e-21 | -4.4468e-22 | 1.471e-21 | -2.0903e-21 | 3.1259e-22 | 0 | 0 | 0 | 0 | 0 | 0 |  | 0.9 | 0.9 | 0.9 | 0.9 | 0.9 | 0.9 | 1.0444e-13 | -120 | 120 | 1.0444e-13 | -120 | 120
Line12_13_15 | 0 | 0 | 0 | 0 | 0 | 0 | 0 | 0 | 0 | 0 | 0 | 0 | -1.0514e-21 | -4.7122e-22 | 1.4343e-21 | 6.904e-22 | 3.3907e-22 | -9.4124e-22 | -1.0992e-21 | 1.55e-21 | -2.6681e-22 | 7.3822e-22 | -1.0569e-21 | 1.3471e-22 | 0 | 0 | 0 | 0 | 0 | 0 |  | 0.9 | 0.9 | 0.9 | 0.9 | 0.9 | 0.9 | 1.0444e-13 | -120 | 120 | 1.0444e-13 | -120 | 120
Line13_13_14 | 0 | 0 | 0 | 0 | 0 | 0 | 0 | 0 | 0 | 0 | 0 | 0 | -3.5045e-22 | -1.5707e-22 | 4.7811e-22 | -1.0498e-23 | 2.4922e-23 | 1.4987e-23 | -3.664e-22 | 5.1668e-22 | -8.8937e-23 | 5.4137e-24 | -2.3592e-23 | -4.316e-23 | 0 | 0 | 0 | 0 | 0 | 0 |  | 0.9 | 0.9 | 0.9 | 0.9 | 0.9 | 0.9 | 1.0444e-13 | -120 | 120 | 1.0444e-13 | -120 | 120
Line14_15_16 | 0 | 0 | 0 | 0 | 0 | 0 | 0 | 0 | 0 | 0 | 0 | 0 | -7.009e-22 | -3.1414e-22 | 9.5622e-22 | 3.3995e-22 | 1.8199e-22 | -4.6312e-22 | -7.328e-22 | 1.0334e-21 | -1.7787e-22 | 3.7182e-22 | -5.4027e-22 | 4.5777e-23 | 0 | 0 | 0 | 0 | 0 | 0 |  | 0.9 | 0.9 | 0.9 | 0.9 | 0.9 | 0.9 | 1.0444e-13 | -120 | 120 | 1.0444e-13 | -120 | 120
Line15_16_17 | 0 | 0 | 0 | 0 | 0 | 0 | 0 | 0 | 0 | 0 | 0 | 0 | -3.5045e-22 | -1.5707e-22 | 4.7811e-22 | -1.0498e-23 | 2.4922e-23 | 1.4987e-23 | -3.664e-22 | 5.1668e-22 | -8.8937e-23 | 5.4137e-24 | -2.3592e-23 | -4.316e-23 | 0 | 0 | 0 | 0 | 0 | 0 |  | 0.9 | 0.9 | 0.9 | 0.9 | 0.9 | 0.9 | 1.0444e-13 | -120 | 120 | 1.0444e-13 | -120 | 120
Line16_4_18 | 0 | 0.029289 | 0.029288 | 0 | 0.029289 | 0.029288 | 0 | 0.006764 | 0.0067638 | 0 | 0.006764 | 0.0067638 | -2.3854e-12 | 0.0043018 | 0.0043066 | 1.9341e-12 | -0.0042892 | -0.004289 | -2.207e-11 | 0.0043073 | 0.0043024 | -3.9393e-14 | -0.0042892 | -0.004289 | 0 | -165.0365 | 75.0281 | 0 | 14.9635 | -104.9719 |  | 0.9 | 0.9 | 0.9 | 0.89941 | 0.89679 | 0.89677 | 5.0757e-22 | -120 | 120 | -0.00076046 | -120.0365 | 120.0281
Line17_5_19 | 0 | 0 | 0 | 0 | 0 | 0 | 0 | 0 | 0 | 0 | 0 | 0 | -3.5045e-22 | -1.5707e-22 | 4.7811e-22 | -1.0498e-23 | 2.4922e-23 | 1.4987e-23 | -3.664e-22 | 5.1668e-22 | -8.8937e-23 | 5.4137e-24 | -2.3592e-23 | -4.316e-23 | 0 | 0 | 0 | 0 | 0 | 0 |  | 0.9 | 0.9 | 0.9 | 0.9 | 0.9 | 0.9 | 1.0444e-13 | -120 | 120 | 1.0444e-13 | -120 | 120
Line1_1_3 | 0 | 0 | 0 | 0 | 0 | 0 | 0 | 0 | 0 | 0 | 0 | 0 | -2.8036e-21 | -1.2566e-21 | 3.8249e-21 | 2.4427e-21 | 1.1244e-21 | -3.3318e-21 | -2.9312e-21 | 4.1334e-21 | -7.115e-22 | 2.5702e-21 | -3.6403e-21 | 5.794e-22 | 0 | 0 | 0 | 0 | 0 | 0 |  | 0.9 | 0.9 | 0.9 | 0.9 | 0.9 | 0.9 | 1.0444e-13 | -120 | 120 | 1.0444e-13 | -120 | 120
Line2_1_4 | 0 | 0 | 0 | 0 | 0 | 0 | 0 | 0 | 0 | 0 | 0 | 0 | 6.4856e-15 | 1.7763e-14 | 1.3966e-14 | -6.4856e-15 | -1.7763e-14 | -1.3966e-14 | 2.6545e-15 | 5.2724e-16 | 1.1357e-14 | -2.6545e-15 | -5.2724e-16 | -1.1357e-14 | 0 | 0 | 0 | 0 | 0 | 0 |  | 0.9 | 0.9 | 0.9 | 0.9 | 0.9 | 0.9 | 1.0444e-13 | -120 | 120 | 5.0757e-22 | -120 | 120
Line3_1_5 | 0 | 0 | 0 | 0 | 0 | 0 | 0 | 0 | 0 | 0 | 0 | 0 | -7.009e-22 | -3.1414e-22 | 9.5622e-22 | 3.3995e-22 | 1.8199e-22 | -4.6312e-22 | -7.328e-22 | 1.0334e-21 | -1.7787e-22 | 3.7182e-22 | -5.4027e-22 | 4.5777e-23 | 0 | 0 | 0 | 0 | 0 | 0 |  | 0.9 | 0.9 | 0.9 | 0.9 | 0.9 | 0.9 | 1.0444e-13 | -120 | 120 | 1.0444e-13 | -120 | 120
Line4_2_6 | 0 | 0 | 0 | 0 | 0 | 0 | 0 | 0 | 0 | 0 | 0 | 0 | -1.7523e-21 | -7.8536e-22 | 2.3906e-21 | 1.3913e-21 | 6.5321e-22 | -1.8975e-21 | -1.832e-21 | 2.5834e-21 | -4.4468e-22 | 1.471e-21 | -2.0903e-21 | 3.1259e-22 | 0 | 0 | 0 | 0 | 0 | 0 |  | 0.9 | 0.9 | 0.9 | 0.9 | 0.9 | 0.9 | 1.0444e-13 | -120 | 120 | 1.0444e-13 | -120 | 120
Line5_6_7 | 0 | 0 | 0 | 0 | 0 | 0 | 0 | 0 | 0 | 0 | 0 | 0 | -1.4018e-21 | -6.2829e-22 | 1.9124e-21 | 1.0409e-21 | 4.9614e-22 | -1.4193e-21 | -1.4656e-21 | 2.0667e-21 | -3.5575e-22 | 1.1046e-21 | -1.5736e-21 | 2.2365e-22 | 0 | 0 | 0 | 0 | 0 | 0 |  | 0.9 | 0.9 | 0.9 | 0.9 | 0.9 | 0.9 | 1.0444e-13 | -120 | 120 | 1.0444e-13 | -120 | 120
Line6_7_8 | 0 | 0 | 0 | 0 | 0 | 0 | 0 | 0 | 0 | 0 | 0 | 0 | -1.0514e-21 | -4.7122e-22 | 1.4343e-21 | 6.904e-22 | 3.3907e-22 | -9.4124e-22 | -1.0992e-21 | 1.55e-21 | -2.6681e-22 | 7.3822e-22 | -1.0569e-21 | 1.3471e-22 | 0 | 0 | 0 | 0 | 0 | 0 |  | 0.9 | 0.9 | 0.9 | 0.9 | 0.9 | 0.9 | 1.0444e-13 | -120 | 120 | 1.0444e-13 | -120 | 120
Line7_8_9 | 0 | 0 | 0 | 0 | 0 | 0 | 0 | 0 | 0 | 0 | 0 | 0 | -3.5045e-22 | -1.5707e-22 | 4.7811e-22 | -1.0498e-23 | 2.4922e-23 | 1.4987e-23 | -3.664e-22 | 5.1668e-22 | -8.8937e-23 | 5.4137e-24 | -2.3592e-23 | -4.316e-23 | 0 | 0 | 0 | 0 | 0 | 0 |  | 0.9 | 0.9 | 0.9 | 0.9 | 0.9 | 0.9 | 1.0444e-13 | -120 | 120 | 1.0444e-13 | -120 | 120
Line8_8_10 | 0 | 0 | 0 | 0 | 0 | 0 | 0 | 0 | 0 | 0 | 0 | 0 | -3.5045e-22 | -1.5707e-22 | 4.7811e-22 | -1.0498e-23 | 2.4922e-23 | 1.4987e-23 | -3.664e-22 | 5.1668e-22 | -8.8937e-23 | 5.4137e-24 | -2.3592e-23 | -4.316e-23 | 0 | 0 | 0 | 0 | 0 | 0 |  | 0.9 | 0.9 | 0.9 | 0.9 | 0.9 | 0.9 | 1.0444e-13 | -120 | 120 | 1.0444e-13 | -120 | 120
Line9_3_11 | 0 | 0 | 0 | 0 | 0 | 0 | 0 | 0 | 0 | 0 | 0 | 0 | -2.4532e-21 | -1.0995e-21 | 3.3468e-21 | 2.0922e-21 | 9.6735e-22 | -2.8537e-21 | -2.5648e-21 | 3.6167e-21 | -6.2256e-22 | 2.2038e-21 | -3.1237e-21 | 4.9046e-22 | 0 | 0 | 0 | 0 | 0 | 0 |  | 0.9 | 0.9 | 0.9 | 0.9 | 0.9 | 0.9 | 1.0444e-13 | -120 | 120 | 1.0444e-13 | -120 | 120