## LLL_max_6
name | pf_ikss_from_ka | pf_ikss_to_ka | pf_ip_from_ka | pf_ip_to_ka | pf_skss_from_mw | pf_skss_to_mw | pf_p_from_mw | pf_p_to_mw | pf_q_from_mvar | pf_q_to_mvar | pf_ikss_from_degree | pf_ikss_to_degree | pf_vm_from_pu | pf_vm_to_pu | pf_va_from_degree | pf_va_to_degree
Line0_1_2 | 1.4906 | 1.4906 | 0 | 0 | 1.0327 | 1.0327 | -0.059049 | 0.1257 | -0.70612 | 0.83942 | 103.1798 | -76.8202 | 0.68616 | 0.82192 | 8.3996 | 4.6632
Line10_11_12 | 0.89433 | 0.89433 | 0 | 0 | 0.61961 | 0.61961 | -0.083419 | 0.10741 | -0.51965 | 0.56764 | 103.1798 | -76.8202 | 0.84941 | 0.93238 | 4.06 | 2.4645
Line11_12_13 | 0.89433 | 0.89433 | 0 | 0 | 0.61961 | 0.61961 | -0.10741 | 0.13141 | -0.56764 | 0.61563 | 103.1798 | -76.8202 | 0.93238 | 1.016 | 2.4645 | 1.1306
Line12_13_15 | 0 | 0 | 0 | 0 | 0 | 0 | 0 | 0 | 0 | 0 | 0 | 0 | 1.016 | 1.016 | 1.1306 | 1.1306
Line13_13_14 | 0.89433 | 0.89433 | 0 | 0 | 0.61961 | 0.61961 | -0.13141 | 0.1554 | -0.61563 | 0.66362 | 103.1798 | -76.8202 | 1.016 | 1.1 | 1.1306 | -7.3586e-12
Line14_15_16 | 0 | 0 | 0 | 0 | 0 | 0 | 0 | 0 | 0 | 0 | 0 | 0 | 1.016 | 1.016 | 1.1306 | 1.1306
Line15_16_17 | 0 | 0 | 0 | 0 | 0 | 0 | 0 | 0 | 0 | 0 | 0 | 0 | 1.016 | 1.016 | 1.1306 | 1.1306
Line16_4_18 | 0 | 0 | 0 | 0 | 0 | 0 | 0 | 0 | 0 | 0 | 0 | 0 | 1.1 | 1.1 | -3.6793e-11 | -3.6793e-11
Line17_5_19 | 0 | 0 | 0 | 0 | 0 | 0 | 0 | 0 | 0 | 0 | 0 | 0 | 0.68616 | 0.68616 | 8.3996 | 8.3996
Line1_1_3 | 0.89433 | 0.89433 | 0 | 0 | 0.61961 | 0.61961 | -0.035429 | 0.059424 | -0.42367 | 0.47166 | 103.1798 | -76.8202 | 0.68616 | 0.76724 | 8.3996 | 5.999
Line2_1_4 | 4.4717 | 4.4717 | 0 | 0 | 3.0981 | 3.0981 | -0.17715 | 0.77702 | -2.1184 | 3.3181 | 103.1798 | -76.8202 | 0.68616 | 1.1 | 8.3996 | -3.6793e-11
Line3_1_5 | 0 | 0 | 0 | 0 | 0 | 0 | 0 | 0 | 0 | 0 | 0 | 0 | 0.68616 | 0.68616 | 8.3996 | 8.3996
Line4_2_6 | 1.4906 | 1.4906 | 0 | 0 | 1.0327 | 1.0327 | -0.1257 | 0.19235 | -0.83942 | 0.97273 | 103.1798 | -76.8202 | 0.82192 | 0.96018 | 4.6632 | 1.9941
Line5_6_7 | 1.4906 | 1.4906 | 0 | 0 | 1.0327 | 1.0327 | -0.19235 | 0.25901 | -0.97273 | 1.106 | 103.1798 | -76.8202 | 0.96018 | 1.1 | 1.9941 | -1.2264e-11
Line6_7_8 | 0 | 0 | 0 | 0 | 0 | 0 | 0 | 0 | 0 | 0 | 0 | 0 | 1.1 | 1.1 | -1.2264e-11 | -1.2264e-11
Line7_8_9 | 0 | 0 | 0 | 0 | 0 | 0 | 0 | 0 | 0 | 0 | 0 | 0 | 1.1 | 1.1 | -1.2264e-11 | -1.2264e-11
Line8_8_10 | 0 | 0 | 0 | 0 | 0 | 0 | 0 | 0 | 0 | 0 | 0 | 0 | 1.1 | 1.1 | -1.2264e-11 | -1.2264e-11
Line9_3_11 | 0.89433 | 0.89433 | 0 | 0 | 0.61961 | 0.61961 | -0.059424 | 0.083419 | -0.47166 | 0.51965 | 103.1798 | -76.8202 | 0.76724 | 0.84941 | 5.999 | 4.06

## LLL_max_10
name | pf_ikss_from_ka | pf_ikss_to_ka | pf_ip_from_ka | pf_ip_to_ka | pf_skss_from_mw | pf_skss_to_mw | pf_p_from_mw | pf_p_to_mw | pf_q_from_mvar | pf_q_to_mvar | pf_ikss_from_degree | pf_ikss_to_degree | pf_vm_from_pu | pf_vm_to_pu | pf_va_from_degree | pf_va_to_degree
Line0_1_2 | 1.448 | 1.448 | 0 | 0 | 1.0032 | 1.0032 | -0.058378 | 0.12128 | -0.6981 | 0.8239 | 102.9383 | -77.0617 | 0.6983 | 0.83012 | 8.1581 | 4.5645
Line10_11_12 | 0.86879 | 0.86879 | 0 | 0 | 0.60192 | 0.60192 | -0.080315 | 0.10296 | -0.50944 | 0.55472 | 102.9383 | -77.0617 | 0.85681 | 0.93733 | 3.9791 | 2.4236
Line11_12_13 | 0.86879 | 0.86879 | 0 | 0 | 0.60192 | 0.60192 | -0.10296 | 0.1256 | -0.55472 | 0.60001 | 102.9383 | -77.0617 | 0.93733 | 1.0184 | 2.4236 | 1.115
Line12_13_15 | 0 | 0 | 0 | 0 | 0 | 0 | 0 | 0 | 0 | 0 | 0 | 0 | 1.0184 | 1.0184 | 1.115 | 1.115
Line13_13_14 | 0.86879 | 0.86879 | 0 | 0 | 0.60192 | 0.60192 | -0.1256 | 0.14825 | -0.60001 | 0.6453 | 102.9383 | -77.0617 | 1.0184 | 1.1 | 1.115 | -7.0198e-12
Line14_15_16 | 0 | 0 | 0 | 0 | 0 | 0 | 0 | 0 | 0 | 0 | 0 | 0 | 1.0184 | 1.0184 | 1.115 | 1.115
Line15_16_17 | 0 | 0 | 0 | 0 | 0 | 0 | 0 | 0 | 0 | 0 | 0 | 0 | 1.0184 | 1.0184 | 1.115 | 1.115
Line16_4_18 | 0 | 0 | 0 | 0 | 0 | 0 | 0 | 0 | 0 | 0 | 0 | 0 | 1.1 | 1.1 | -3.5099e-11 | -3.5099e-11
Line17_5_19 | 0 | 0 | 0 | 0 | 0 | 0 | 0 | 0 | 0 | 0 | 0 | 0 | 0.6983 | 0.6983 | 8.1581 | 8.1581
Line1_1_3 | 0.86879 | 0.86879 | 0 | 0 | 0.60192 | 0.60192 | -0.035027 | 0.057671 | -0.41886 | 0.46415 | 102.9383 | -77.0617 | 0.6983 | 0.77704 | 8.1581 | 5.8555
Line2_1_4 | 4.344 | 4.344 | 0 | 0 | 3.0096 | 3.0096 | -0.17513 | 0.74124 | -2.0943 | 3.2265 | 102.9383 | -77.0617 | 0.6983 | 1.1 | 8.1581 | -3.5099e-11
Line3_1_5 | 0 | 0 | 0 | 0 | 0 | 0 | 0 | 0 | 0 | 0 | 0 | 0 | 0.6983 | 0.6983 | 8.1581 | 8.1581
Line4_2_6 | 1.448 | 1.448 | 0 | 0 | 1.0032 | 1.0032 | -0.12128 | 0.18418 | -0.8239 | 0.9497 | 102.9383 | -77.0617 | 0.83012 | 0.96431 | 4.5645 | 1.963
Line5_6_7 | 1.448 | 1.448 | 0 | 0 | 1.0032 | 1.0032 | -0.18418 | 0.24708 | -0.9497 | 1.0755 | 102.9383 | -77.0617 | 0.96431 | 1.1 | 1.963 | -1.17e-11
Line6_7_8 | 0 | 0 | 0 | 0 | 0 | 0 | 0 | 0 | 0 | 0 | 0 | 0 | 1.1 | 1.1 | -1.17e-11 | -1.17e-11
Line7_8_9 | 0 | 0 | 0 | 0 | 0 | 0 | 0 | 0 | 0 | 0 | 0 | 0 | 1.1 | 1.1 | -1.17e-11 | -1.17e-11
Line8_8_10 | 0 | 0 | 0 | 0 | 0 | 0 | 0 | 0 | 0 | 0 | 0 | 0 | 1.1 | 1.1 | -1.17e-11 | -1.17e-11
Line9_3_11 | 0.86879 | 0.86879 | 0 | 0 | 0.60192 | 0.60192 | -0.057671 | 0.080315 | -0.46415 | 0.50944 | 102.9383 | -77.0617 | 0.77704 | 0.85681 | 5.8555 | 3.9791

## LLL_max_fault_6
name | pf_ikss_from_ka | pf_ikss_to_ka | pf_ip_from_ka | pf_ip_to_ka | pf_skss_from_mw | pf_skss_to_mw | pf_p_from_mw | pf_p_to_mw | pf_q_from_mvar | pf_q_to_mvar | pf_ikss_from_degree | pf_ikss_to_degree | pf_vm_from_pu | pf_vm_to_pu | pf_va_from_degree | pf_va_to_degree
Line0_1_2 | 0.022804 | 0.022804 | 0 | 0 | 0.015799 | 0.015799 | -0.013626 | 0.013641 | -0.010635 | 0.010666 | 141.8793 | -38.1207 | 1.094 | 1.096 | -0.14834 | -0.09871
Line10_11_12 | 0.013683 | 0.013683 | 0 | 0 | 0.0094796 | 0.0094796 | -0.0081866 | 0.0081922 | -0.0064034 | 0.0064147 | 141.8793 | -38.1207 | 1.0964 | 1.0976 | -0.088807 | -0.05914
Line11_12_13 | 0.013683 | 0.013683 | 0 | 0 | 0.0094796 | 0.0094796 | -0.0081922 | 0.0081979 | -0.0064147 | 0.0064259 | 141.8793 | -38.1207 | 1.0976 | 1.0988 | -0.05914 | -0.029538
Line12_13_15 | 0 | 0 | 0 | 0 | 0 | 0 | 0 | 0 | 0 | 0 | 0 | 0 | 1.0988 | 1.0988 | -0.029538 | -0.029538
Line13_13_14 | 0.013683 | 0.013683 | 0 | 0 | 0.0094796 | 0.0094796 | -0.0081979 | 0.0082035 | -0.0064259 | 0.0064371 | 141.8793 | -38.1207 | 1.0988 | 1.1 | -0.029538 | -3.8845e-13
Line14_15_16 | 0 | 0 | 0 | 0 | 0 | 0 | 0 | 0 | 0 | 0 | 0 | 0 | 1.0988 | 1.0988 | -0.029538 | -0.029538
Line15_16_17 | 0 | 0 | 0 | 0 | 0 | 0 | 0 | 0 | 0 | 0 | 0 | 0 | 1.0988 | 1.0988 | -0.029538 | -0.029538
Line16_4_18 | 0 | 0 | 0 | 0 | 0 | 0 | 0 | 0 | 0 | 0 | 0 | 0 | 1.1 | 1.1 | -1.9423e-12 | -1.9422e-12
Line17_5_19 | 0 | 0 | 0 | 0 | 0 | 0 | 0 | 0 | 0 | 0 | 0 | 0 | 1.094 | 1.094 | -0.14834 | -0.14834
Line1_1_3 | 0.013683 | 0.013683 | 0 | 0 | 0.0094796 | 0.0094796 | -0.0081754 | 0.008181 | -0.006381 | 0.0063922 | 141.8793 | -38.1207 | 1.094 | 1.0952 | -0.14834 | -0.11854
Line2_1_4 | 0.068413 | 0.068413 | 0 | 0 | 0.047398 | 0.047398 | -0.040877 | 0.041017 | -0.031905 | 0.032186 | 141.8793 | -38.1207 | 1.094 | 1.1 | -0.14834 | -1.9423e-12
Line3_1_5 | 0 | 0 | 0 | 0 | 0 | 0 | 0 | 0 | 0 | 0 | 0 | 0 | 1.094 | 1.094 | -0.14834 | -0.14834
Line4_2_6 | 0.022804 | 0.022804 | 0 | 0 | 0.015799 | 0.015799 | -0.013641 | 0.013657 | -0.010666 | 0.010697 | 141.8793 | -38.1207 | 1.096 | 1.098 | -0.09871 | -0.049265
Line5_6_7 | 0.022804 | 0.022804 | 0 | 0 | 0.015799 | 0.015799 | -0.013657 | 0.013672 | -0.010697 | 0.010729 | 141.8793 | -38.1207 | 1.098 | 1.1 | -0.049265 | -6.4742e-13
Line6_7_8 | 0 | 0 | 0 | 0 | 0 | 0 | 0 | 0 | 0 | 0 | 0 | 0 | 1.1 | 1.1 | -6.4742e-13 | -6.4742e-13
Line7_8_9 | 0 | 0 | 0 | 0 | 0 | 0 | 0 | 0 | 0 | 0 | 0 | 0 | 1.1 | 1.1 | -6.4742e-13 | -6.4742e-13
Line8_8_10 | 0 | 0 | 0 | 0 | 0 | 0 | 0 | 0 | 0 | 0 | 0 | 0 | 1.1 | 1.1 | -6.4742e-13 | -6.4742e-13
Line9_3_11 | 0.013683 | 0.013683 | 0 | 0 | 0.0094796 | 0.0094796 | -0.008181 | 0.0081866 | -0.0063922 | 0.0064034 | 141.8793 | -38.1207 | 1.0952 | 1.0964 | -0.11854 | -0.088807

## LLL_max_fault_10
name | pf_ikss_from_ka | pf_ikss_to_ka | pf_ip_from_ka | pf_ip_to_ka | pf_skss_from_mw | pf_skss_to_mw | pf_p_from_mw | pf_p_to_mw | pf_q_from_mvar | pf_q_to_mvar | pf_ikss_from_degree | pf_ikss_to_degree | pf_vm_from_pu | pf_vm_to_pu | pf_va_from_degree | pf_va_to_degree
Line0_1_2 | 0.022156 | 0.022156 | 0 | 0 | 0.01535 | 0.01535 | -0.013196 | 0.013211 | -0.010391 | 0.01042 | 141.6398 | -38.3602 | 1.0942 | 1.0961 | -0.14282 | -0.095046
Line10_11_12 | 0.013294 | 0.013294 | 0 | 0 | 0.0092101 | 0.0092101 | -0.0079281 | 0.0079334 | -0.0062556 | 0.0062662 | 141.6398 | -38.3602 | 1.0965 | 1.0977 | -0.085511 | -0.056947
Line11_12_13 | 0.013294 | 0.013294 | 0 | 0 | 0.0092101 | 0.0092101 | -0.0079334 | 0.0079387 | -0.0062662 | 0.0062768 | 141.6398 | -38.3602 | 1.0977 | 1.0988 | -0.056947 | -0.028443
Line12_13_15 | 0 | 0 | 0 | 0 | 0 | 0 | 0 | 0 | 0 | 0 | 0 | 0 | 1.0988 | 1.0988 | -0.028443 | -0.028443
Line13_13_14 | 0.013294 | 0.013294 | 0 | 0 | 0.0092101 | 0.0092101 | -0.0079387 | 0.0079441 | -0.0062768 | 0.0062874 | 141.6398 | -38.3602 | 1.0988 | 1.1 | -0.028443 | -3.7617e-13
Line14_15_16 | 0 | 0 | 0 | 0 | 0 | 0 | 0 | 0 | 0 | 0 | 0 | 0 | 1.0988 | 1.0988 | -0.028443 | -0.028443
Line15_16_17 | 0 | 0 | 0 | 0 | 0 | 0 | 0 | 0 | 0 | 0 | 0 | 0 | 1.0988 | 1.0988 | -0.028443 | -0.028443
Line16_4_18 | 0 | 0 | 0 | 0 | 0 | 0 | 0 | 0 | 0 | 0 | 0 | 0 | 1.1 | 1.1 | -1.8808e-12 | -1.8808e-12
Line17_5_19 | 0 | 0 | 0 | 0 | 0 | 0 | 0 | 0 | 0 | 0 | 0 | 0 | 1.0942 | 1.0942 | -0.14282 | -0.14282
Line1_1_3 | 0.013294 | 0.013294 | 0 | 0 | 0.0092101 | 0.0092101 | -0.0079175 | 0.0079228 | -0.0062344 | 0.006245 | 141.6398 | -38.3602 | 1.0942 | 1.0953 | -0.14282 | -0.11414
Line2_1_4 | 0.066468 | 0.066468 | 0 | 0 | 0.04605 | 0.04605 | -0.039588 | 0.03972 | -0.031172 | 0.031437 | 141.6398 | -38.3602 | 1.0942 | 1.1 | -0.14282 | -1.8808e-12
Line3_1_5 | 0 | 0 | 0 | 0 | 0 | 0 | 0 | 0 | 0 | 0 | 0 | 0 | 1.0942 | 1.0942 | -0.14282 | -0.14282
Line4_2_6 | 0.022156 | 0.022156 | 0 | 0 | 0.01535 | 0.01535 | -0.013211 | 0.013225 | -0.01042 | 0.01045 | 141.6398 | -38.3602 | 1.0961 | 1.0981 | -0.095046 | -0.047439
Line5_6_7 | 0.022156 | 0.022156 | 0 | 0 | 0.01535 | 0.01535 | -0.013225 | 0.01324 | -0.01045 | 0.010479 | 141.6398 | -38.3602 | 1.0981 | 1.1 | -0.047439 | -6.2694e-13
Line6_7_8 | 0 | 0 | 0 | 0 | 0 | 0 | 0 | 0 | 0 | 0 | 0 | 0 | 1.1 | 1.1 | -6.2694e-13 | -6.2694e-13
Line7_8_9 | 0 | 0 | 0 | 0 | 0 | 0 | 0 | 0 | 0 | 0 | 0 | 0 | 1.1 | 1.1 | -6.2694e-13 | -6.2694e-13
Line8_8_10 | 0 | 0 | 0 | 0 | 0 | 0 | 0 | 0 | 0 | 0 | 0 | 0 | 1.1 | 1.1 | -6.2694e-13 | -6.2694e-13
Line9_3_11 | 0.013294 | 0.013294 | 0 | 0 | 0.0092101 | 0.0092101 | -0.0079228 | 0.0079281 | -0.006245 | 0.0062556 | 141.6398 | -38.3602 | 1.0953 | 1.0965 | -0.11414 | -0.085511

## LLL_min_6
name | pf_ikss_from_ka | pf_ikss_to_ka | pf_ip_from_ka | pf_ip_to_ka | pf_skss_from_mw | pf_skss_to_mw | pf_p_from_mw | pf_p_to_mw | pf_q_from_mvar | pf_q_to_mvar | pf_ikss_from_degree | pf_ikss_to_degree | pf_vm_from_pu | pf_vm_to_pu | pf_va_from_degree | pf_va_to_degree
Line0_1_2 | 1.2643 | 1.2643 | 0 | 0 | 0.8759 | 0.8759 | -0.044115 | 0.13618 | -0.52753 | 0.62343 | 111.4501 | -68.5499 | 0.60437 | 0.72854 | 16.6699 | 9.1282
Line10_11_12 | 0.75856 | 0.75856 | 0 | 0 | 0.52554 | 0.52554 | -0.092756 | 0.1259 | -0.38557 | 0.42009 | 111.4501 | -68.5499 | 0.75459 | 0.83448 | 7.9236 | 4.767
Line11_12_13 | 0.75856 | 0.75856 | 0 | 0 | 0.52554 | 0.52554 | -0.1259 | 0.15904 | -0.42009 | 0.45462 | 111.4501 | -68.5499 | 0.83448 | 0.91645 | 4.767 | 2.1683
Line12_13_15 | 0 | 0 | 0 | 0 | 0 | 0 | 0 | 0 | 0 | 0 | 0 | 0 | 0.91645 | 0.91645 | 2.1683 | 2.1683
Line13_13_14 | 0.75856 | 0.75856 | 0 | 0 | 0.52554 | 0.52554 | -0.15904 | 0.19219 | -0.45462 | 0.48914 | 111.4501 | -68.5499 | 0.91645 | 1 | 2.1683 | -1.1011e-11
Line14_15_16 | 0 | 0 | 0 | 0 | 0 | 0 | 0 | 0 | 0 | 0 | 0 | 0 | 0.91645 | 0.91645 | 2.1683 | 2.1683
Line15_16_17 | 0 | 0 | 0 | 0 | 0 | 0 | 0 | 0 | 0 | 0 | 0 | 0 | 0.91645 | 0.91645 | 2.1683 | 2.1683
Line16_4_18 | 0 | 0 | 0 | 0 | 0 | 0 | 0 | 0 | 0 | 0 | 0 | 0 | 1 | 1 | -5.5057e-11 | -5.5057e-11
Line17_5_19 | 0 | 0 | 0 | 0 | 0 | 0 | 0 | 0 | 0 | 0 | 0 | 0 | 0.60437 | 0.60437 | 16.6699 | 16.6699
Line1_1_3 | 0.75856 | 0.75856 | 0 | 0 | 0.52554 | 0.52554 | -0.026469 | 0.059612 | -0.31652 | 0.35104 | 111.4501 | -68.5499 | 0.60437 | 0.67753 | 16.6699 | 11.8124
Line2_1_4 | 3.7928 | 3.7928 | 0 | 0 | 2.6277 | 2.6277 | -0.13234 | 0.96093 | -1.5826 | 2.4457 | 111.4501 | -68.5499 | 0.60437 | 1 | 16.6699 | -5.5057e-11
Line3_1_5 | 0 | 0 | 0 | 0 | 0 | 0 | 0 | 0 | 0 | 0 | 0 | 0 | 0.60437 | 0.60437 | 16.6699 | 16.6699
Line4_2_6 | 1.2643 | 1.2643 | 0 | 0 | 0.8759 | 0.8759 | -0.13618 | 0.22824 | -0.62343 | 0.71934 | 111.4501 | -68.5499 | 0.72854 | 0.8616 | 9.1282 | 3.8459
Line5_6_7 | 1.2643 | 1.2643 | 0 | 0 | 0.8759 | 0.8759 | -0.22824 | 0.32031 | -0.71934 | 0.81524 | 111.4501 | -68.5499 | 0.8616 | 1 | 3.8459 | -1.8352e-11
Line6_7_8 | 0 | 0 | 0 | 0 | 0 | 0 | 0 | 0 | 0 | 0 | 0 | 0 | 1 | 1 | -1.8352e-11 | -1.8352e-11
Line7_8_9 | 0 | 0 | 0 | 0 | 0 | 0 | 0 | 0 | 0 | 0 | 0 | 0 | 1 | 1 | -1.8352e-11 | -1.8352e-11
Line8_8_10 | 0 | 0 | 0 | 0 | 0 | 0 | 0 | 0 | 0 | 0 | 0 | 0 | 1 | 1 | -1.8352e-11 | -1.8352e-11
Line9_3_11 | 0.75856 | 0.75856 | 0 | 0 | 0.52554 | 0.52554 | -0.059612 | 0.092756 | -0.35104 | 0.38557 | 111.4501 | -68.5499 | 0.67753 | 0.75459 | 11.8124 | 7.9236

## LLL_min_10
name | pf_ikss_from_ka | pf_ikss_to_ka | pf_ip_from_ka | pf_ip_to_ka | pf_skss_from_mw | pf_skss_to_mw | pf_p_from_mw | pf_p_to_mw | pf_q_from_mvar | pf_q_to_mvar | pf_ikss_from_degree | pf_ikss_to_degree | pf_vm_from_pu | pf_vm_to_pu | pf_va_from_degree | pf_va_to_degree
Line0_1_2 | 1.2643 | 1.2643 | 0 | 0 | 0.8759 | 0.8759 | -0.044115 | 0.13618 | -0.52753 | 0.62343 | 111.4501 | -68.5499 | 0.60437 | 0.72854 | 16.6699 | 9.1282
Line10_11_12 | 0.75856 | 0.75856 | 0 | 0 | 0.52554 | 0.52554 | -0.092756 | 0.1259 | -0.38557 | 0.42009 | 111.4501 | -68.5499 | 0.75459 | 0.83448 | 7.9236 | 4.767
Line11_12_13 | 0.75856 | 0.75856 | 0 | 0 | 0.52554 | 0.52554 | -0.1259 | 0.15904 | -0.42009 | 0.45462 | 111.4501 | -68.5499 | 0.83448 | 0.91645 | 4.767 | 2.1683
Line12_13_15 | 0 | 0 | 0 | 0 | 0 | 0 | 0 | 0 | 0 | 0 | 0 | 0 | 0.91645 | 0.91645 | 2.1683 | 2.1683
Line13_13_14 | 0.75856 | 0.75856 | 0 | 0 | 0.52554 | 0.52554 | -0.15904 | 0.19219 | -0.45462 | 0.48914 | 111.4501 | -68.5499 | 0.91645 | 1 | 2.1683 | -1.1011e-11
Line14_15_16 | 0 | 0 | 0 | 0 | 0 | 0 | 0 | 0 | 0 | 0 | 0 | 0 | 0.91645 | 0.91645 | 2.1683 | 2.1683
Line15_16_17 | 0 | 0 | 0 | 0 | 0 | 0 | 0 | 0 | 0 | 0 | 0 | 0 | 0.91645 | 0.91645 | 2.1683 | 2.1683
Line16_4_18 | 0 | 0 | 0 | 0 | 0 | 0 | 0 | 0 | 0 | 0 | 0 | 0 | 1 | 1 | -5.5057e-11 | -5.5057e-11
Line17_5_19 | 0 | 0 | 0 | 0 | 0 | 0 | 0 | 0 | 0 | 0 | 0 | 0 | 0.60437 | 0.60437 | 16.6699 | 16.6699
Line1_1_3 | 0.75856 | 0.75856 | 0 | 0 | 0.52554 | 0.52554 | -0.026469 | 0.059612 | -0.31652 | 0.35104 | 111.4501 | -68.5499 | 0.60437 | 0.67753 | 16.6699 | 11.8124
Line2_1_4 | 3.7928 | 3.7928 | 0 | 0 | 2.6277 | 2.6277 | -0.13234 | 0.96093 | -1.5826 | 2.4457 | 111.4501 | -68.5499 | 0.60437 | 1 | 16.6699 | -5.5057e-11
Line3_1_5 | 0 | 0 | 0 | 0 | 0 | 0 | 0 | 0 | 0 | 0 | 0 | 0 | 0.60437 | 0.60437 | 16.6699 | 16.6699
Line4_2_6 | 1.2643 | 1.2643 | 0 | 0 | 0.8759 | 0.8759 | -0.13618 | 0.22824 | -0.62343 | 0.71934 | 111.4501 | -68.5499 | 0.72854 | 0.8616 | 9.1282 | 3.8459
Line5_6_7 | 1.2643 | 1.2643 | 0 | 0 | 0.8759 | 0.8759 | -0.22824 | 0.32031 | -0.71934 | 0.81524 | 111.4501 | -68.5499 | 0.8616 | 1 | 3.8459 | -1.8352e-11
Line6_7_8 | 0 | 0 | 0 | 0 | 0 | 0 | 0 | 0 | 0 | 0 | 0 | 0 | 1 | 1 | -1.8352e-11 | -1.8352e-11
Line7_8_9 | 0 | 0 | 0 | 0 | 0 | 0 | 0 | 0 | 0 | 0 | 0 | 0 | 1 | 1 | -1.8352e-11 | -1.8352e-11
Line8_8_10 | 0 | 0 | 0 | 0 | 0 | 0 | 0 | 0 | 0 | 0 | 0 | 0 | 1 | 1 | -1.8352e-11 | -1.8352e-11
Line9_3_11 | 0.75856 | 0.75856 | 0 | 0 | 0.52554 | 0.52554 | -0.059612 | 0.092756 | -0.35104 | 0.38557 | 111.4501 | -68.5499 | 0.67753 | 0.75459 | 11.8124 | 7.9236

## LLL_min_fault_6
name | pf_ikss_from_ka | pf_ikss_to_ka | pf_ip_from_ka | pf_ip_to_ka | pf_skss_from_mw | pf_skss_to_mw | pf_p_from_mw | pf_p_to_mw | pf_q_from_mvar | pf_q_to_mvar | pf_ikss_from_degree | pf_ikss_to_degree | pf_vm_from_pu | pf_vm_to_pu | pf_va_from_degree | pf_va_to_degree
Line0_1_2 | 0.021941 | 0.021941 | 0 | 0 | 0.015201 | 0.015201 | -0.013086 | 0.013113 | -0.0075063 | 0.0075352 | 150.033 | -29.967 | 0.99241 | 0.99494 | -0.1273 | -0.084648
Line10_11_12 | 0.013165 | 0.013165 | 0 | 0 | 0.0091207 | 0.0091207 | -0.0078714 | 0.0078814 | -0.0045246 | 0.004535 | 150.033 | -29.967 | 0.99545 | 0.99697 | -0.076144 | -0.050686
Line11_12_13 | 0.013165 | 0.013165 | 0 | 0 | 0.0091207 | 0.0091207 | -0.0078814 | 0.0078914 | -0.004535 | 0.0045454 | 150.033 | -29.967 | 0.99697 | 0.99848 | -0.050686 | -0.025304
Line12_13_15 | 0 | 0 | 0 | 0 | 0 | 0 | 0 | 0 | 0 | 0 | 0 | 0 | 0.99848 | 0.99848 | -0.025304 | -0.025304
Line13_13_14 | 0.013165 | 0.013165 | 0 | 0 | 0.0091207 | 0.0091207 | -0.0078914 | 0.0079014 | -0.0045454 | 0.0045558 | 150.033 | -29.967 | 0.99848 | 1 | -0.025304 | -4.5271e-13
Line14_15_16 | 0 | 0 | 0 | 0 | 0 | 0 | 0 | 0 | 0 | 0 | 0 | 0 | 0.99848 | 0.99848 | -0.025304 | -0.025304
Line15_16_17 | 0 | 0 | 0 | 0 | 0 | 0 | 0 | 0 | 0 | 0 | 0 | 0 | 0.99848 | 0.99848 | -0.025304 | -0.025304
Line16_4_18 | 0 | 0 | 0 | 0 | 0 | 0 | 0 | 0 | 0 | 0 | 0 | 0 | 1 | 1 | -2.2636e-12 | -2.2636e-12
Line17_5_19 | 0 | 0 | 0 | 0 | 0 | 0 | 0 | 0 | 0 | 0 | 0 | 0 | 0.99241 | 0.99241 | -0.1273 | -0.1273
Line1_1_3 | 0.013165 | 0.013165 | 0 | 0 | 0.0091207 | 0.0091207 | -0.0078514 | 0.0078614 | -0.0045038 | 0.0045142 | 150.033 | -29.967 | 0.99241 | 0.99393 | -0.1273 | -0.10168
Line2_1_4 | 0.065823 | 0.065823 | 0 | 0 | 0.045603 | 0.045603 | -0.039257 | 0.039507 | -0.022519 | 0.022779 | 150.033 | -29.967 | 0.99241 | 1 | -0.1273 | -2.2636e-12
Line3_1_5 | 0 | 0 | 0 | 0 | 0 | 0 | 0 | 0 | 0 | 0 | 0 | 0 | 0.99241 | 0.99241 | -0.1273 | -0.1273
Line4_2_6 | 0.021941 | 0.021941 | 0 | 0 | 0.015201 | 0.015201 | -0.013113 | 0.013141 | -0.0075352 | 0.0075641 | 150.033 | -29.967 | 0.99494 | 0.99747 | -0.084648 | -0.042217
Line5_6_7 | 0.021941 | 0.021941 | 0 | 0 | 0.015201 | 0.015201 | -0.013141 | 0.013169 | -0.0075641 | 0.007593 | 150.033 | -29.967 | 0.99747 | 1 | -0.042217 | -7.5452e-13
Line6_7_8 | 0 | 0 | 0 | 0 | 0 | 0 | 0 | 0 | 0 | 0 | 0 | 0 | 1 | 1 | -7.5452e-13 | -7.5452e-13
Line7_8_9 | 0 | 0 | 0 | 0 | 0 | 0 | 0 | 0 | 0 | 0 | 0 | 0 | 1 | 1 | -7.5452e-13 | -7.5452e-13
Line8_8_10 | 0 | 0 | 0 | 0 | 0 | 0 | 0 | 0 | 0 | 0 | 0 | 0 | 1 | 1 | -7.5452e-13 | -7.5452e-13
Line9_3_11 | 0.013165 | 0.013165 | 0 | 0 | 0.0091207 | 0.0091207 | -0.0078614 | 0.0078714 | -0.0045142 | 0.0045246 | 150.033 | -29.967 | 0.99393 | 0.99545 | -0.10168 | -0.076144

## LLL_min_fault_10
name | pf_ikss_from_ka | pf_ikss_to_ka | pf_ip_from_ka | pf_ip_to_ka | pf_skss_from_mw | pf_skss_to_mw | pf_p_from_mw | pf_p_to_mw | pf_q_from_mvar | pf_q_to_mvar | pf_ikss_from_degree | pf_ikss_to_degree | pf_vm_from_pu | pf_vm_to_pu | pf_va_from_degree | pf_va_to_degree
Line0_1_2 | 0.021941 | 0.021941 | 0 | 0 | 0.015201 | 0.015201 | -0.013086 | 0.013113 | -0.0075063 | 0.0075352 | 150.033 | -29.967 | 0.99241 | 0.99494 | -0.1273 | -0.084648
Line10_11_12 | 0.013165 | 0.013165 | 0 | 0 | 0.0091207 | 0.0091207 | -0.0078714 | 0.0078814 | -0.0045246 | 0.004535 | 150.033 | -29.967 | 0.99545 | 0.99697 | -0.076144 | -0.050686
Line11_12_13 | 0.013165 | 0.013165 | 0 | 0 | 0.0091207 | 0.0091207 | -0.0078814 | 0.0078914 | -0.004535 | 0.0045454 | 150.033 | -29.967 | 0.99697 | 0.99848 | -0.050686 | -0.025304
Line12_13_15 | 0 | 0 | 0 | 0 | 0 | 0 | 0 | 0 | 0 | 0 | 0 | 0 | 0.99848 | 0.99848 | -0.025304 | -0.025304
Line13_13_14 | 0.013165 | 0.013165 | 0 | 0 | 0.0091207 | 0.0091207 | -0.0078914 | 0.0079014 | -0.0045454 | 0.0045558 | 150.033 | -29.967 | 0.99848 | 1 | -0.025304 | -4.5271e-13
Line14_15_16 | 0 | 0 | 0 | 0 | 0 | 0 | 0 | 0 | 0 | 0 | 0 | 0 | 0.99848 | 0.99848 | -0.025304 | -0.025304
Line15_16_17 | 0 | 0 | 0 | 0 | 0 | 0 | 0 | 0 | 0 | 0 | 0 | 0 | 0.99848 | 0.99848 | -0.025304 | -0.025304
Line16_4_18 | 0 | 0 | 0 | 0 | 0 | 0 | 0 | 0 | 0 | 0 | 0 | 0 | 1 | 1 | -2.2636e-12 | -2.2636e-12
Line17_5_19 | 0 | 0 | 0 | 0 | 0 | 0 | 0 | 0 | 0 | 0 | 0 | 0 | 0.99241 | 0.99241 | -0.1273 | -0.1273
Line1_1_3 | 0.013165 | 0.013165 | 0 | 0 | 0.0091207 | 0.0091207 | -0.0078514 | 0.0078614 | -0.0045038 | 0.0045142 | 150.033 | -29.967 | 0.99241 | 0.99393 | -0.1273 | -0.10168
Line2_1_4 | 0.065823 | 0.065823 | 0 | 0 | 0.045603 | 0.045603 | -0.039257 | 0.039507 | -0.022519 | 0.022779 | 150.033 | -29.967 | 0.99241 | 1 | -0.1273 | -2.2636e-12
Line3_1_5 | 0 | 0 | 0 | 0 | 0 | 0 | 0 | 0 | 0 | 0 | 0 | 0 | 0.99241 | 0.99241 | -0.1273 | -0.1273
Line4_2_6 | 0.021941 | 0.021941 | 0 | 0 | 0.015201 | 0.015201 | -0.013113 | 0.013141 | -0.0075352 | 0.0075641 | 150.033 | -29.967 | 0.99494 | 0.99747 | -0.084648 | -0.042217
Line5_6_7 | 0.021941 | 0.021941 | 0 | 0 | 0.015201 | 0.015201 | -0.013141 | 0.013169 | -0.0075641 | 0.007593 | 150.033 | -29.967 | 0.99747 | 1 | -0.042217 | -7.5452e-13
Line6_7_8 | 0 | 0 | 0 | 0 | 0 | 0 | 0 | 0 | 0 | 0 | 0 | 0 | 1 | 1 | -7.5452e-13 | -7.5452e-13
Line7_8_9 | 0 | 0 | 0 | 0 | 0 | 0 | 0 | 0 | 0 | 0 | 0 | 0 | 1 | 1 | -7.5452e-13 | -7.5452e-13
Line8_8_10 | 0 | 0 | 0 | 0 | 0 | 0 | 0 | 0 | 0 | 0 | 0 | 0 | 1 | 1 | -7.5452e-13 | -7.5452e-13
Line9_3_11 | 0.013165 | 0.013165 | 0 | 0 | 0.0091207 | 0.0091207 | -0.0078614 | 0.0078714 | -0.0045142 | 0.0045246 | 150.033 | -29.967 | 0.99393 | 0.99545 | -0.10168 | -0.076144

## LL_max_6
name | pf_ikss_a_from_ka | pf_ikss_b_from_ka | pf_ikss_c_from_ka | pf_ikss_a_to_ka | pf_ikss_b_to_ka | pf_ikss_c_to_ka | pf_skss_a_from_mw | pf_skss_b_from_mw | pf_skss_c_from_mw | pf_skss_a_to_mw | pf_skss_b_to_mw | pf_skss_c_to_mw | pf_p_a_from_mw | pf_p_b_from_mw | pf_p_c_from_mw | pf_p_a_to_mw | pf_p_b_to_mw | pf_p_c_to_mw | pf_q_a_from_mvar | pf_q_b_from_mvar | pf_q_c_from_mvar | pf_q_a_to_mvar | pf_q_b_to_mvar | pf_q_c_to_mvar | pf_ikss_a_from_degree | pf_ikss_b_from_degree | pf_ikss_c_from_degree | pf_ikss_a_to_degree | pf_ikss_b_to_degree | pf_ikss_c_to_degree | pf_vm_a_from_pu | pf_vm_b_from_pu | pf_vm_c_from_pu | pf_vm_a_to_pu | pf_vm_b_to_pu | pf_vm_c_to_pu | pf_va_a_from_degree | pf_va_b_from_degree | pf_va_c_from_degree | pf_va_a_to_degree | pf_va_b_to_degree | pf_va_c_to_degree
Line0_1_2 | 0 | 1.2909 | 1.2909 | 0 | 1.2909 | 1.2909 | 0 | 0.29811 | 0.29811 | 0 | 0.29811 | 0.29811 | -2.57e-12 | -0.1744 | 0.14488 | 2.57e-12 | 0.19107 | -0.12822 | -1.102e-11 | -0.13915 | -0.21391 | 1.102e-11 | 0.17247 | 0.24724 | 0 | 13.1798 | -166.8202 | 0 | -166.8202 | 13.1798 | 1.1 | 0.74841 | 0.86665 | 1.1 | 0.86343 | 0.93425 | 1.566e-10 | -128.2362 | 137.2888 | 1.044e-10 | -124.7485 | 130.5907
Line10_11_12 | 0 | 0.77451 | 0.77451 | 0 | 0.77451 | 0.77451 | 0 | 0.17887 | 0.17887 | 0 | 0.17887 | 0.17887 | -1.5402e-12 | -0.11664 | 0.07493 | 1.5402e-12 | 0.12264 | -0.068932 | -6.6082e-12 | -0.10748 | -0.15234 | 6.6082e-12 | 0.11948 | 0.16434 | 0 | 13.1798 | -166.8202 | 0 | -166.8202 | 13.1798 | 1.1 | 0.88675 | 0.94916 | 1.1 | 0.95724 | 0.99634 | 9.3952e-11 | -124.1601 | 129.3702 | 6.2633e-11 | -122.5678 | 125.9351
Line11_12_13 | 0 | 0.77451 | 0.77451 | 0 | 0.77451 | 0.77451 | 0 | 0.17887 | 0.17887 | 0 | 0.17887 | 0.17887 | -1.5403e-12 | -0.12264 | 0.068932 | 1.5403e-12 | 0.12864 | -0.062933 | -6.6082e-12 | -0.11948 | -0.16434 | 6.6082e-12 | 0.13148 | 0.17634 | 0 | 13.1798 | -166.8202 | 0 | -166.8202 | 13.1798 | 1.1 | 0.95724 | 0.99634 | 1.1 | 1.0284 | 1.0468 | 6.2633e-11 | -122.5678 | 125.9351 | 3.1316e-11 | -121.1948 | 122.8207
Line12_13_15 | 0 | 0 | 0 | 0 | 0 | 0 | 0 | 0 | 0 | 0 | 0 | 0 | 6.1062e-17 | -8.0766e-10 | -5.9759e-10 | -6.1062e-17 | 8.0766e-10 | 5.9759e-10 | -2.5443e-18 | 2.5946e-10 | -6.233e-10 | 5.0885e-18 | -2.5946e-10 | 6.233e-10 | 0 | 0 | 0 | 0 | 0 | 0 | 1.1 | 1.0284 | 1.0468 | 1.1 | 1.0284 | 1.0468 | 3.1316e-11 | -121.1948 | 122.8207 | 3.1316e-11 | -121.1948 | 122.8207
Line13_13_14 | 0 | 0.77451 | 0.77451 | 0 | 0.77451 | 0.77451 | 0 | 0.17887 | 0.17887 | 0 | 0.17887 | 0.17887 | -1.5405e-12 | -0.12864 | 0.062933 | 1.5405e-12 | 0.13464 | -0.056934 | -6.6081e-12 | -0.13148 | -0.17634 | 6.6081e-12 | 0.14347 | 0.18834 | 0 | 13.1798 | -166.8202 | 0 | -166.8202 | 13.1798 | 1.1 | 1.0284 | 1.0468 | 1.1 | 1.1 | 1.1 | 3.1316e-11 | -121.1948 | 122.8207 | -2.1846e-22 | -120 | 120
Line14_15_16 | 0 | 0 | 0 | 0 | 0 | 0 | 0 | 0 | 0 | 0 | 0 | 0 | 3.0531e-17 | -5.3844e-10 | -3.984e-10 | -3.0531e-17 | 5.3844e-10 | 3.984e-10 | -5.0885e-18 | 1.7297e-10 | -4.1553e-10 | 5.0885e-18 | -1.7297e-10 | 4.1553e-10 | 0 | 0 | 0 | 0 | 0 | 0 | 1.1 | 1.0284 | 1.0468 | 1.1 | 1.0284 | 1.0468 | 3.1316e-11 | -121.1948 | 122.8207 | 3.1315e-11 | -121.1948 | 122.8207
Line15_16_17 | 0 | 0 | 0 | 0 | 0 | 0 | 0 | 0 | 0 | 0 | 0 | 0 | -1.0177e-17 | -2.6922e-10 | -1.992e-10 | 3.0531e-17 | 2.6922e-10 | 1.992e-10 | -2.5443e-18 | 8.6486e-11 | -2.0777e-10 | 5.0885e-18 | -8.6486e-11 | 2.0777e-10 | 0 | 0 | 0 | 0 | 0 | 0 | 1.1 | 1.0284 | 1.0468 | 1.1 | 1.0284 | 1.0468 | 3.1315e-11 | -121.1948 | 122.8207 | 3.1315e-11 | -121.1948 | 122.8207
Line16_4_18 | 0 | 0 | 0 | 0 | 0 | 0 | 0 | 0 | 0 | 0 | 0 | 0 | 2.3431e-22 | -7.6568e-21 | -1.0124e-20 | -2.3431e-22 | 7.6568e-21 | 1.0124e-20 | 2.9619e-28 | 7.405e-21 | -3.1314e-21 | -2.9619e-28 | -7.405e-21 | 3.1314e-21 | 0 | 0 | 0 | 0 | 0 | 0 | 1.1 | 1.1 | 1.1 | 1.1 | 1.1 | 1.1 | -1.0999e-21 | -120 | 120 | -5.2606e-21 | -120 | 120
Line17_5_19 | 0 | 0 | 0 | 0 | 0 | 0 | 0 | 0 | 0 | 0 | 0 | 0 | -8.1416e-17 | -9.3368e-10 | -5.8358e-10 | 8.1416e-17 | 9.3368e-10 | 5.8358e-10 | -3.0531e-17 | 4.3243e-10 | -1.0388e-09 | 2.0354e-17 | -4.3243e-10 | 1.0388e-09 | 0 | 0 | 0 | 0 | 0 | 0 | 1.1 | 0.74841 | 0.86665 | 1.1 | 0.74841 | 0.86665 | 1.5659e-10 | -128.2362 | 137.2888 | 1.5659e-10 | -128.2362 | 137.2888
Line1_1_3 | 0 | 0.77451 | 0.77451 | 0 | 0.77451 | 0.77451 | 0 | 0.17887 | 0.17887 | 0 | 0.17887 | 0.17887 | -1.5401e-12 | -0.10464 | 0.086928 | 1.5401e-12 | 0.11064 | -0.080929 | -6.6083e-12 | -0.083487 | -0.12835 | 6.6083e-12 | 0.095484 | 0.14035 | 0 | 13.1798 | -166.8202 | 0 | -166.8202 | 13.1798 | 1.1 | 0.74841 | 0.86665 | 1.1 | 0.81707 | 0.90575 | 1.566e-10 | -128.2362 | 137.2888 | 1.2527e-10 | -126.0257 | 133.1493
Line2_1_4 | 0 | 3.8726 | 3.8726 | 0 | 3.8726 | 3.8726 | 0 | 0.89433 | 0.89433 | 0 | 0.89433 | 0.89433 | -7.7559e-12 | -0.52321 | 0.43464 | 7.7559e-12 | 0.67318 | -0.28467 | -3.315e-11 | -0.41744 | -0.64174 | 3.315e-11 | 0.71737 | 0.94168 | 0 | 13.1798 | -166.8202 | 0 | -166.8202 | 13.1798 | 1.1 | 0.74841 | 0.86665 | 1.1 | 1.1 | 1.1 | 1.566e-10 | -128.2362 | 137.2888 | -1.0999e-21 | -120 | 120
Line3_1_5 | 0 | 0 | 0 | 0 | 0 | 0 | 0 | 0 | 0 | 0 | 0 | 0 | 1.6283e-16 | -1.8674e-09 | -1.1672e-09 | -1.6283e-16 | 1.8674e-09 | 1.1672e-09 | -2.0354e-17 | 8.6486e-10 | -2.0777e-09 | 2.0354e-17 | -8.6486e-10 | 2.0777e-09 | 0 | 0 | 0 | 0 | 0 | 0 | 1.1 | 0.74841 | 0.86665 | 1.1 | 0.74841 | 0.86665 | 1.566e-10 | -128.2362 | 137.2888 | 1.5659e-10 | -128.2362 | 137.2888
Line4_2_6 | 0 | 1.2909 | 1.2909 | 0 | 1.2909 | 1.2909 | 0 | 0.29811 | 0.29811 | 0 | 0.29811 | 0.29811 | -2.5702e-12 | -0.19107 | 0.12822 | 2.5702e-12 | 0.20773 | -0.11155 | -1.102e-11 | -0.17247 | -0.24724 | 1.102e-11 | 0.2058 | 0.28057 | 0 | 13.1798 | -166.8202 | 0 | -166.8202 | 13.1798 | 1.1 | 0.86343 | 0.93425 | 1.1 | 0.98088 | 1.0128 | 1.044e-10 | -124.7485 | 130.5907 | 5.2198e-11 | -122.088 | 124.8626
Line5_6_7 | 0 | 1.2909 | 1.2909 | 0 | 1.2909 | 1.2909 | 0 | 0.29811 | 0.29811 | 0 | 0.29811 | 0.29811 | -2.5702e-12 | -0.20773 | 0.11155 | 2.5702e-12 | 0.22439 | -0.094891 | -1.102e-11 | -0.2058 | -0.28057 | 1.102e-11 | 0.23912 | 0.31389 | 0 | 13.1798 | -166.8202 | 0 | -166.8202 | 13.1798 | 1.1 | 0.98088 | 1.0128 | 1.1 | 1.1 | 1.1 | 5.2198e-11 | -122.088 | 124.8626 | -3.6449e-22 | -120 | 120
Line6_7_8 | 0 | 0 | 0 | 0 | 0 | 0 | 0 | 0 | 0 | 0 | 0 | 0 | 2.3432e-22 | -7.6568e-21 | -1.0124e-20 | -2.3432e-22 | 7.6568e-21 | 1.0124e-20 | -2.9619e-28 | 7.405e-21 | -3.1314e-21 | 1.481e-28 | -7.405e-21 | 3.1314e-21 | 0 | 0 | 0 | 0 | 0 | 0 | 1.1 | 1.1 | 1.1 | 1.1 | 1.1 | 1.1 | -3.6449e-22 | -120 | 120 | -4.5252e-21 | -120 | 120
Line7_8_9 | 0 | 0 | 0 | 0 | 0 | 0 | 0 | 0 | 0 | 0 | 0 | 0 | 7.8105e-23 | -2.5523e-21 | -3.3747e-21 | -7.8106e-23 | 2.5523e-21 | 3.3747e-21 | -2.2214e-28 | 2.4683e-21 | -1.0438e-21 | 1.481e-28 | -2.4683e-21 | 1.0438e-21 | 0 | 0 | 0 | 0 | 0 | 0 | 1.1 | 1.1 | 1.1 | 1.1 | 1.1 | 1.1 | -4.5252e-21 | -120 | 120 | -5.9121e-21 | -120 | 120
Line8_8_10 | 0 | 0 | 0 | 0 | 0 | 0 | 0 | 0 | 0 | 0 | 0 | 0 | 7.8105e-23 | -2.5523e-21 | -3.3747e-21 | -7.8105e-23 | 2.5523e-21 | 3.3747e-21 | -2.2214e-28 | 2.4683e-21 | -1.0438e-21 | 1.481e-28 | -2.4683e-21 | 1.0438e-21 | 0 | 0 | 0 | 0 | 0 | 0 | 1.1 | 1.1 | 1.1 | 1.1 | 1.1 | 1.1 | -4.5252e-21 | -120 | 120 | -5.9121e-21 | -120 | 120
Line9_3_11 | 0 | 0.77451 | 0.77451 | 0 | 0.77451 | 0.77451 | 0 | 0.17887 | 0.17887 | 0 | 0.17887 | 0.17887 | -1.5402e-12 | -0.11064 | 0.080929 | 1.5402e-12 | 0.11664 | -0.07493 | -6.6082e-12 | -0.095484 | -0.14035 | 6.6082e-12 | 0.10748 | 0.15234 | 0 | 13.1798 | -166.8202 | 0 | -166.8202 | 13.1798 | 1.1 | 0.81707 | 0.90575 | 1.1 | 0.88675 | 0.94916 | 1.2527e-10 | -126.0257 | 133.1493 | 9.3952e-11 | -124.1601 | 129.3702

## LL_max_10
name | pf_ikss_a_from_ka | pf_ikss_b_from_ka | pf_ikss_c_from_ka | pf_ikss_a_to_ka | pf_ikss_b_to_ka | pf_ikss_c_to_ka | pf_skss_a_from_mw | pf_skss_b_from_mw | pf_skss_c_from_mw | pf_skss_a_to_mw | pf_skss_b_to_mw | pf_skss_c_to_mw | pf_p_a_from_mw | pf_p_b_from_mw | pf_p_c_from_mw | pf_p_a_to_mw | pf_p_b_to_mw | pf_p_c_to_mw | pf_q_a_from_mvar | pf_q_b_from_mvar | pf_q_c_from_mvar | pf_q_a_to_mvar | pf_q_b_to_mvar | pf_q_c_to_mvar | pf_ikss_a_from_degree | pf_ikss_b_from_degree | pf_ikss_c_from_degree | pf_ikss_a_to_degree | pf_ikss_b_to_degree | pf_ikss_c_to_degree | pf_vm_a_from_pu | pf_vm_b_from_pu | pf_vm_c_from_pu | pf_vm_a_to_pu | pf_vm_b_to_pu | pf_vm_c_to_pu | pf_va_a_from_degree | pf_va_b_from_degree | pf_va_c_from_degree | pf_va_a_to_degree | pf_va_b_to_degree | pf_va_c_to_degree
Line0_1_2 | 0 | 1.254 | 1.254 | 0 | 1.254 | 1.254 | 0 | 0.2896 | 0.2896 | 0 | 0.2896 | 0.2896 | -2.4424e-12 | -0.16983 | 0.14064 | 2.4424e-12 | 0.18555 | -0.12492 | -1.0674e-11 | -0.13886 | -0.21019 | 1.0674e-11 | 0.17031 | 0.24164 | 0 | 12.9383 | -167.0617 | 0 | -167.0617 | 12.9383 | 1.1 | 0.75751 | 0.87328 | 1.1 | 0.86971 | 0.93929 | 1.5419e-10 | -127.7904 | 136.7255 | 1.0279e-10 | -124.5143 | 130.2752
Line10_11_12 | 0 | 0.7524 | 0.7524 | 0 | 0.7524 | 0.7524 | 0 | 0.17376 | 0.17376 | 0 | 0.17376 | 0.17376 | -1.4637e-12 | -0.11322 | 0.073062 | 1.4637e-12 | 0.11888 | -0.067401 | -6.4008e-12 | -0.10596 | -0.14876 | 6.4009e-12 | 0.11728 | 0.16008 | 0 | 12.9383 | -167.0617 | 0 | -167.0617 | 12.9383 | 1.1 | 0.89244 | 0.9538 | 1.1 | 0.96109 | 0.9996 | 9.2507e-11 | -123.9585 | 129.0964 | 6.167e-11 | -122.4493 | 125.7719
Line11_12_13 | 0 | 0.7524 | 0.7524 | 0 | 0.7524 | 0.7524 | 0 | 0.17376 | 0.17376 | 0 | 0.17376 | 0.17376 | -1.4638e-12 | -0.11888 | 0.067401 | 1.4638e-12 | 0.12454 | -0.06174 | -6.4008e-12 | -0.11728 | -0.16008 | 6.4008e-12 | 0.12861 | 0.1714 | 0 | 12.9383 | -167.0617 | 0 | -167.0617 | 12.9383 | 1.1 | 0.96109 | 0.9996 | 1.1 | 1.0303 | 1.0485 | 6.167e-11 | -122.4493 | 125.7719 | 3.0835e-11 | -121.1421 | 122.7478
Line12_13_15 | 0 | 0 | 0 | 0 | 0 | 0 | 0 | 0 | 0 | 0 | 0 | 0 | 5.0885e-17 | -7.8736e-10 | -5.7969e-10 | -5.0885e-17 | 7.8736e-10 | 5.7969e-10 | -1.2721e-17 | 2.4849e-10 | -6.0819e-10 | 1.2721e-17 | -2.4849e-10 | 6.0819e-10 | 0 | 0 | 0 | 0 | 0 | 0 | 1.1 | 1.0303 | 1.0485 | 1.1 | 1.0303 | 1.0485 | 3.0835e-11 | -121.1421 | 122.7478 | 3.0834e-11 | -121.1421 | 122.7478
Line13_13_14 | 0 | 0.7524 | 0.7524 | 0 | 0.7524 | 0.7524 | 0 | 0.17376 | 0.17376 | 0 | 0.17376 | 0.17376 | -1.4639e-12 | -0.12454 | 0.06174 | 1.4639e-12 | 0.1302 | -0.056079 | -6.4008e-12 | -0.12861 | -0.1714 | 6.4008e-12 | 0.13993 | 0.18272 | 0 | 12.9383 | -167.0617 | 0 | -167.0617 | 12.9383 | 1.1 | 1.0303 | 1.0485 | 1.1 | 1.1 | 1.1 | 3.0835e-11 | -121.1421 | 122.7478 | -2.076e-22 | -120 | 120
Line14_15_16 | 0 | 0 | 0 | 0 | 0 | 0 | 0 | 0 | 0 | 0 | 0 | 0 | 2.0354e-17 | -5.2491e-10 | -3.8646e-10 | -2.0354e-17 | 5.2491e-10 | 3.8646e-10 | 5.0885e-18 | 1.6566e-10 | -4.0546e-10 | -5.0885e-18 | -1.6566e-10 | 4.0546e-10 | 0 | 0 | 0 | 0 | 0 | 0 | 1.1 | 1.0303 | 1.0485 | 1.1 | 1.0303 | 1.0485 | 3.0834e-11 | -121.1421 | 122.7478 | 3.0834e-11 | -121.1421 | 122.7478
Line15_16_17 | 0 | 0 | 0 | 0 | 0 | 0 | 0 | 0 | 0 | 0 | 0 | 0 | -3.0531e-17 | -2.6245e-10 | -1.9323e-10 | 3.0531e-17 | 2.6245e-10 | 1.9323e-10 | 1.2721e-17 | 8.2829e-11 | -2.0273e-10 | -1.2721e-17 | -8.2829e-11 | 2.0273e-10 | 0 | 0 | 0 | 0 | 0 | 0 | 1.1 | 1.0303 | 1.0485 | 1.1 | 1.0303 | 1.0485 | 3.0834e-11 | -121.1421 | 122.7478 | 3.0834e-11 | -121.1421 | 122.7478
Line16_4_18 | 0 | 0 | 0 | 0 | 0 | 0 | 0 | 0 | 0 | 0 | 0 | 0 | 2.2785e-22 | -7.4682e-21 | -9.8219e-21 | -2.2785e-22 | 7.4682e-21 | 9.8219e-21 | -4.1572e-45 | 7.1612e-21 | -3.0844e-21 | 2.0246e-44 | -7.1612e-21 | 3.0844e-21 | 0 | 0 | 0 | 0 | 0 | 0 | 1.1 | 1.1 | 1.1 | 1.1 | 1.1 | 1.1 | -1.0454e-21 | -120 | 120 | -5.0913e-21 | -120 | 120
Line17_5_19 | 0 | 0 | 0 | 0 | 0 | 0 | 0 | 0 | 0 | 0 | 0 | 0 | 8.2161e-29 | -9.2308e-10 | -5.7695e-10 | -1.0955e-28 | 9.2308e-10 | 5.7695e-10 | -3.0531e-17 | 4.1414e-10 | -1.0137e-09 | 4.0708e-17 | -4.1414e-10 | 1.0137e-09 | 0 | 0 | 0 | 0 | 0 | 0 | 1.1 | 0.75751 | 0.87328 | 1.1 | 0.75751 | 0.87328 | 1.5419e-10 | -127.7904 | 136.7255 | 1.5419e-10 | -127.7904 | 136.7255
Line1_1_3 | 0 | 0.7524 | 0.7524 | 0 | 0.7524 | 0.7524 | 0 | 0.17376 | 0.17376 | 0 | 0.17376 | 0.17376 | -1.4636e-12 | -0.1019 | 0.084384 | 1.4635e-12 | 0.10756 | -0.078723 | -6.401e-12 | -0.083317 | -0.12611 | 6.401e-12 | 0.094639 | 0.13743 | 0 | 12.9383 | -167.0617 | 0 | -167.0617 | 12.9383 | 1.1 | 0.75751 | 0.87328 | 1.1 | 0.82452 | 0.91152 | 1.5419e-10 | -127.7904 | 136.7255 | 1.2335e-10 | -125.7177 | 132.7426
Line2_1_4 | 0 | 3.762 | 3.762 | 0 | 3.762 | 3.762 | 0 | 0.86879 | 0.86879 | 0 | 0.86879 | 0.86879 | -7.3718e-12 | -0.50949 | 0.42192 | 7.3718e-12 | 0.65101 | -0.2804 | -3.211e-11 | -0.41659 | -0.63056 | 3.211e-11 | 0.69964 | 0.91361 | 0 | 12.9383 | -167.0617 | 0 | -167.0617 | 12.9383 | 1.1 | 0.75751 | 0.87328 | 1.1 | 1.1 | 1.1 | 1.5419e-10 | -127.7904 | 136.7255 | -1.0454e-21 | -120 | 120
Line3_1_5 | 0 | 0 | 0 | 0 | 0 | 0 | 0 | 0 | 0 | 0 | 0 | 0 | 1.6283e-16 | -1.8462e-09 | -1.1539e-09 | -1.2212e-16 | 1.8462e-09 | 1.1539e-09 | -5.0885e-17 | 8.2829e-10 | -2.0273e-09 | 5.0885e-17 | -8.2829e-10 | 2.0273e-09 | 0 | 0 | 0 | 0 | 0 | 0 | 1.1 | 0.75751 | 0.87328 | 1.1 | 0.75751 | 0.87328 | 1.5419e-10 | -127.7904 | 136.7255 | 1.5419e-10 | -127.7904 | 136.7255
Line4_2_6 | 0 | 1.254 | 1.254 | 0 | 1.254 | 1.254 | 0 | 0.2896 | 0.2896 | 0 | 0.2896 | 0.2896 | -2.4426e-12 | -0.18555 | 0.12492 | 2.4426e-12 | 0.20128 | -0.10919 | -1.0674e-11 | -0.17031 | -0.24164 | 1.0674e-11 | 0.20176 | 0.27309 | 0 | 12.9383 | -167.0617 | 0 | -167.0617 | 12.9383 | 1.1 | 0.86971 | 0.93929 | 1.1 | 0.9841 | 1.0156 | 1.0279e-10 | -124.5143 | 130.2752 | 5.1394e-11 | -121.9931 | 124.7316
Line5_6_7 | 0 | 1.254 | 1.254 | 0 | 1.254 | 1.254 | 0 | 0.2896 | 0.2896 | 0 | 0.2896 | 0.2896 | -2.4426e-12 | -0.20128 | 0.10919 | 2.4426e-12 | 0.217 | -0.093465 | -1.0674e-11 | -0.20176 | -0.27309 | 1.0674e-11 | 0.23321 | 0.30454 | 0 | 12.9383 | -167.0617 | 0 | -167.0617 | 12.9383 | 1.1 | 0.9841 | 1.0156 | 1.1 | 1.1 | 1.1 | 5.1394e-11 | -121.9931 | 124.7316 | -3.4637e-22 | -120 | 120
Line6_7_8 | 0 | 0 | 0 | 0 | 0 | 0 | 0 | 0 | 0 | 0 | 0 | 0 | 2.2785e-22 | -7.4682e-21 | -9.8219e-21 | -2.2785e-22 | 7.4682e-21 | 9.8219e-21 | -1.481e-28 | 7.1612e-21 | -3.0844e-21 | 7.4048e-29 | -7.1612e-21 | 3.0844e-21 | 0 | 0 | 0 | 0 | 0 | 0 | 1.1 | 1.1 | 1.1 | 1.1 | 1.1 | 1.1 | -3.4637e-22 | -120 | 120 | -4.3923e-21 | -120 | 120
Line7_8_9 | 0 | 0 | 0 | 0 | 0 | 0 | 0 | 0 | 0 | 0 | 0 | 0 | 7.5949e-23 | -2.4894e-21 | -3.274e-21 | -7.5949e-23 | 2.4894e-21 | 3.274e-21 | -7.4048e-29 | 2.3871e-21 | -1.0281e-21 | 7.4048e-29 | -2.3871e-21 | 1.0281e-21 | 0 | 0 | 0 | 0 | 0 | 0 | 1.1 | 1.1 | 1.1 | 1.1 | 1.1 | 1.1 | -4.3923e-21 | -120 | 120 | -5.7409e-21 | -120 | 120
Line8_8_10 | 0 | 0 | 0 | 0 | 0 | 0 | 0 | 0 | 0 | 0 | 0 | 0 | 7.5949e-23 | -2.4894e-21 | -3.274e-21 | -7.5949e-23 | 2.4894e-21 | 3.274e-21 | -7.4048e-29 | 2.3871e-21 | -1.0281e-21 | 7.4048e-29 | -2.3871e-21 | 1.0281e-21 | 0 | 0 | 0 | 0 | 0 | 0 | 1.1 | 1.1 | 1.1 | 1.1 | 1.1 | 1.1 | -4.3923e-21 | -120 | 120 | -5.7409e-21 | -120 | 120
Line9_3_11 | 0 | 0.7524 | 0.7524 | 0 | 0.7524 | 0.7524 | 0 | 0.17376 | 0.17376 | 0 | 0.17376 | 0.17376 | -1.4638e-12 | -0.10756 | 0.078723 | 1.4638e-12 | 0.11322 | -0.073062 | -6.4009e-12 | -0.094639 | -0.13743 | 6.4009e-12 | 0.10596 | 0.14876 | 0 | 12.9383 | -167.0617 | 0 | -167.0617 | 12.9383 | 1.1 | 0.82452 | 0.91152 | 1.1 | 0.89244 | 0.9538 | 1.2335e-10 | -125.7177 | 132.7426 | 9.2507e-11 | -123.9585 | 129.0964

## LL_max_fault_6
name | pf_ikss_a_from_ka | pf_ikss_b_from_ka | pf_ikss_c_from_ka | pf_ikss_a_to_ka | pf_ikss_b_to_ka | pf_ikss_c_to_ka | pf_skss_a_from_mw | pf_skss_b_from_mw | pf_skss_c_from_mw | pf_skss_a_to_mw | pf_skss_b_to_mw | pf_skss_c_to_mw | pf_p_a_from_mw | pf_p_b_from_mw | pf_p_c_from_mw | pf_p_a_to_mw | pf_p_b_to_mw | pf_p_c_to_mw | pf_q_a_from_mvar | pf_q_b_from_mvar | pf_q_c_from_mvar | pf_q_a_to_mvar | pf_q_b_to_mvar | pf_q_c_to_mvar | pf_ikss_a_from_degree | pf_ikss_b_from_degree | pf_ikss_c_from_degree | pf_ikss_a_to_degree | pf_ikss_b_to_degree | pf_ikss_c_to_degree | pf_vm_a_from_pu | pf_vm_b_from_pu | pf_vm_c_from_pu | pf_vm_a_to_pu | pf_vm_b_to_pu | pf_vm_c_to_pu | pf_va_a_from_degree | pf_va_b_from_degree | pf_va_c_from_degree | pf_va_a_to_degree | pf_va_b_to_degree | pf_va_c_to_degree
Line0_1_2 | 0 | 0.03903 | 0.03903 | 0 | 0.03903 | 0.03903 | 0 | 0.0090137 | 0.0090137 | 0 | 0.0090137 | 0.0090137 | -9.8419e-14 | -0.0097563 | -0.003562 | 9.8419e-14 | 0.0097715 | 0.0035773 | -4.2167e-13 | -0.0014019 | -0.009144 | 4.2167e-13 | 0.0014324 | 0.0091745 | 0 | 51.3377 | -128.6623 | 0 | -128.6623 | 51.3377 | 1.1 | 1.0935 | 1.0887 | 1.1 | 1.0957 | 1.0925 | 5.9882e-12 | -120.4853 | 120.0544 | 3.9921e-12 | -120.3229 | 120.0361
Line10_11_12 | 0 | 0.023418 | 0.023418 | 0 | 0.023418 | 0.023418 | 0 | 0.0054082 | 0.0054082 | 0 | 0.0054082 | 0.0054082 | -5.9018e-14 | -0.0058647 | -0.0021482 | 5.9018e-14 | 0.0058702 | 0.0021537 | -2.5293e-13 | -0.00086308 | -0.0055083 | 2.5293e-13 | 0.00087405 | 0.0055193 | 0 | 51.3377 | -128.6623 | 0 | -128.6623 | 51.3377 | 1.1 | 1.0961 | 1.0932 | 1.1 | 1.0974 | 1.0955 | 3.5928e-12 | -120.2905 | 120.0325 | 2.3951e-12 | -120.1934 | 120.0216
Line11_12_13 | 0 | 0.023418 | 0.023418 | 0 | 0.023418 | 0.023418 | 0 | 0.0054082 | 0.0054082 | 0 | 0.0054082 | 0.0054082 | -5.902e-14 | -0.0058702 | -0.0021537 | 5.902e-14 | 0.0058757 | 0.0021592 | -2.5293e-13 | -0.00087405 | -0.0055193 | 2.5293e-13 | 0.00088502 | 0.0055303 | 0 | 51.3377 | -128.6623 | 0 | -128.6623 | 51.3377 | 1.1 | 1.0974 | 1.0955 | 1.1 | 1.0987 | 1.0977 | 2.3951e-12 | -120.1934 | 120.0216 | 1.1975e-12 | -120.0966 | 120.0108
Line12_13_15 | 0 | 0 | 0 | 0 | 0 | 0 | 0 | 0 | 0 | 0 | 0 | 0 | 1.7492e-18 | -1.5769e-11 | -2.7266e-11 | -1.7492e-18 | 1.5769e-11 | 2.7266e-11 | 6.3607e-19 | 2.2412e-11 | -2.4997e-12 | -6.3607e-19 | -2.2412e-11 | 2.4997e-12 | 0 | 0 | 0 | 0 | 0 | 0 | 1.1 | 1.0987 | 1.0977 | 1.1 | 1.0987 | 1.0977 | 1.1975e-12 | -120.0966 | 120.0108 | 1.1975e-12 | -120.0966 | 120.0108
Line13_13_14 | 0 | 0.023418 | 0.023418 | 0 | 0.023418 | 0.023418 | 0 | 0.0054082 | 0.0054082 | 0 | 0.0054082 | 0.0054082 | -5.9025e-14 | -0.0058757 | -0.0021592 | 5.9025e-14 | 0.0058812 | 0.0021646 | -2.5293e-13 | -0.00088502 | -0.0055303 | 2.5293e-13 | 0.00089599 | 0.0055413 | 0 | 51.3377 | -128.6623 | 0 | -128.6623 | 51.3377 | 1.1 | 1.0987 | 1.0977 | 1.1 | 1.1 | 1.1 | 1.1975e-12 | -120.0966 | 120.0108 | -8.3777e-24 | -120 | 120
Line14_15_16 | 0 | 0 | 0 | 0 | 0 | 0 | 0 | 0 | 0 | 0 | 0 | 0 | 1.2721e-18 | -1.0513e-11 | -1.8177e-11 | -1.5902e-18 | 1.0513e-11 | 1.8177e-11 | -6.3607e-19 | 1.4941e-11 | -1.6664e-12 | -3.3235e-32 | -1.4941e-11 | 1.6664e-12 | 0 | 0 | 0 | 0 | 0 | 0 | 1.1 | 1.0987 | 1.0977 | 1.1 | 1.0987 | 1.0977 | 1.1975e-12 | -120.0966 | 120.0108 | 1.1975e-12 | -120.0966 | 120.0108
Line15_16_17 | 0 | 0 | 0 | 0 | 0 | 0 | 0 | 0 | 0 | 0 | 0 | 0 | -6.3607e-19 | -5.2564e-12 | -9.0886e-12 | 9.541e-19 | 5.2564e-12 | 9.0886e-12 | -1.3294e-32 | 7.4706e-12 | -8.3322e-13 | -3.1803e-19 | -7.4706e-12 | 8.3322e-13 | 0 | 0 | 0 | 0 | 0 | 0 | 1.1 | 1.0987 | 1.0977 | 1.1 | 1.0987 | 1.0977 | 1.1975e-12 | -120.0966 | 120.0108 | 1.1975e-12 | -120.0966 | 120.0108
Line16_4_18 | 0 | 0 | 0 | 0 | 0 | 0 | 0 | 0 | 0 | 0 | 0 | 0 | 4.5458e-24 | -4.4733e-23 | -3.0022e-22 | -4.5458e-24 | 4.4733e-23 | 3.0022e-22 | -9.256e-30 | 3.2347e-22 | 1.1906e-22 | 1.8512e-29 | -3.2347e-22 | -1.1906e-22 | 0 | 0 | 0 | 0 | 0 | 0 | 1.1 | 1.1 | 1.1 | 1.1 | 1.1 | 1.1 | -4.2033e-23 | -120 | 120 | -1.2275e-22 | -120 | 120
Line17_5_19 | 0 | 0 | 0 | 0 | 0 | 0 | 0 | 0 | 0 | 0 | 0 | 0 | 0 | -2.5905e-11 | -4.5066e-11 | 0 | 2.5905e-11 | 4.5066e-11 | 0 | 3.7353e-11 | -4.1661e-12 | 0 | -3.7353e-11 | 4.1661e-12 | 0 | 0 | 0 | 0 | 0 | 0 | 1.1 | 1.0935 | 1.0887 | 1.1 | 1.0935 | 1.0887 | 5.9881e-12 | -120.4853 | 120.0544 | 5.9881e-12 | -120.4853 | 120.0544
Line1_1_3 | 0 | 0.023418 | 0.023418 | 0 | 0.023418 | 0.023418 | 0 | 0.0054082 | 0.0054082 | 0 | 0.0054082 | 0.0054082 | -5.9011e-14 | -0.0058538 | -0.0021372 | 5.9011e-14 | 0.0058592 | 0.0021427 | -2.5293e-13 | -0.00084115 | -0.0054864 | 2.5293e-13 | 0.00085211 | 0.0054974 | 0 | 51.3377 | -128.6623 | 0 | -128.6623 | 51.3377 | 1.1 | 1.0935 | 1.0887 | 1.1 | 1.0948 | 1.091 | 5.9882e-12 | -120.4853 | 120.0544 | 4.7905e-12 | -120.3877 | 120.0434
Line2_1_4 | 0 | 0.11709 | 0.11709 | 0 | 0.11709 | 0.11709 | 0 | 0.027041 | 0.027041 | 0 | 0.027041 | 0.027041 | -2.9615e-13 | -0.029269 | -0.010686 | 2.9615e-13 | 0.029406 | 0.010823 | -1.2668e-12 | -0.0042057 | -0.027432 | 1.2668e-12 | 0.0044799 | 0.027706 | 0 | 51.3377 | -128.6623 | 0 | -128.6623 | 51.3377 | 1.1 | 1.0935 | 1.0887 | 1.1 | 1.1 | 1.1 | 5.9882e-12 | -120.4853 | 120.0544 | -4.2033e-23 | -120 | 120
Line3_1_5 | 0 | 0 | 0 | 0 | 0 | 0 | 0 | 0 | 0 | 0 | 0 | 0 | 6.3607e-18 | -5.181e-11 | -9.0132e-11 | -5.0885e-18 | 5.181e-11 | 9.0132e-11 | 2.5443e-18 | 7.4706e-11 | -8.3322e-12 | -2.5443e-18 | -7.4706e-11 | 8.3322e-12 | 0 | 0 | 0 | 0 | 0 | 0 | 1.1 | 1.0935 | 1.0887 | 1.1 | 1.0935 | 1.0887 | 5.9882e-12 | -120.4853 | 120.0544 | 5.9881e-12 | -120.4853 | 120.0544
Line4_2_6 | 0 | 0.03903 | 0.03903 | 0 | 0.03903 | 0.03903 | 0 | 0.0090137 | 0.0090137 | 0 | 0.0090137 | 0.0090137 | -9.8422e-14 | -0.0097715 | -0.0035773 | 9.8422e-14 | 0.0097867 | 0.0035925 | -4.2167e-13 | -0.0014324 | -0.0091745 | 4.2167e-13 | 0.0014628 | 0.0092049 | 0 | 51.3377 | -128.6623 | 0 | -128.6623 | 51.3377 | 1.1 | 1.0957 | 1.0925 | 1.1 | 1.0978 | 1.0962 | 3.9921e-12 | -120.3229 | 120.0361 | 1.996e-12 | -120.1611 | 120.018
Line5_6_7 | 0 | 0.03903 | 0.03903 | 0 | 0.03903 | 0.03903 | 0 | 0.0090137 | 0.0090137 | 0 | 0.0090137 | 0.0090137 | -9.8425e-14 | -0.0097867 | -0.0035925 | 9.8425e-14 | 0.009802 | 0.0036077 | -4.2167e-13 | -0.0014628 | -0.0092049 | 4.2167e-13 | 0.0014933 | 0.0092354 | 0 | 51.3377 | -128.6623 | 0 | -128.6623 | 51.3377 | 1.1 | 1.0978 | 1.0962 | 1.1 | 1.1 | 1.1 | 1.996e-12 | -120.1611 | 120.018 | -1.397e-23 | -120 | 120
Line6_7_8 | 0 | 0 | 0 | 0 | 0 | 0 | 0 | 0 | 0 | 0 | 0 | 0 | 4.5458e-24 | -4.4734e-23 | -3.0022e-22 | -4.5458e-24 | 4.4734e-23 | 3.0022e-22 | -1.1084e-48 | 3.2347e-22 | 1.1906e-22 | 4.628e-30 | -3.2347e-22 | -1.1906e-22 | 0 | 0 | 0 | 0 | 0 | 0 | 1.1 | 1.1 | 1.1 | 1.1 | 1.1 | 1.1 | -1.397e-23 | -120 | 120 | -9.469e-23 | -120 | 120
Line7_8_9 | 0 | 0 | 0 | 0 | 0 | 0 | 0 | 0 | 0 | 0 | 0 | 0 | 1.5153e-24 | -1.4911e-23 | -1.0007e-22 | -1.5153e-24 | 1.4911e-23 | 1.0007e-22 | 9.256e-30 | 1.0782e-22 | 3.9685e-23 | -4.628e-30 | -1.0782e-22 | -3.9685e-23 | 0 | 0 | 0 | 0 | 0 | 0 | 1.1 | 1.1 | 1.1 | 1.1 | 1.1 | 1.1 | -9.469e-23 | -120 | 120 | -1.216e-22 | -120 | 120
Line8_8_10 | 0 | 0 | 0 | 0 | 0 | 0 | 0 | 0 | 0 | 0 | 0 | 0 | 1.5153e-24 | -1.4911e-23 | -1.0007e-22 | -1.5153e-24 | 1.4911e-23 | 1.0007e-22 | 4.628e-30 | 1.0782e-22 | 3.9685e-23 | 4.628e-30 | -1.0782e-22 | -3.9685e-23 | 0 | 0 | 0 | 0 | 0 | 0 | 1.1 | 1.1 | 1.1 | 1.1 | 1.1 | 1.1 | -9.469e-23 | -120 | 120 | -1.216e-22 | -120 | 120
Line9_3_11 | 0 | 0.023418 | 0.023418 | 0 | 0.023418 | 0.023418 | 0 | 0.0054082 | 0.0054082 | 0 | 0.0054082 | 0.0054082 | -5.9017e-14 | -0.0058592 | -0.0021427 | 5.9017e-14 | 0.0058647 | 0.0021482 | -2.5293e-13 | -0.00085211 | -0.0054974 | 2.5293e-13 | 0.00086308 | 0.0055083 | 0 | 51.3377 | -128.6623 | 0 | -128.6623 | 51.3377 | 1.1 | 1.0948 | 1.091 | 1.1 | 1.0961 | 1.0932 | 4.7905e-12 | -120.3877 | 120.0434 | 3.5928e-12 | -120.2905 | 120.0325

## LL_max_fault_10
name | pf_ikss_a_from_ka | pf_ikss_b_from_ka | pf_ikss_c_from_ka | pf_ikss_a_to_ka | pf_ikss_b_to_ka | pf_ikss_c_to_ka | pf_skss_a_from_mw | pf_skss_b_from_mw | pf_skss_c_from_mw | pf_skss_a_to_mw | pf_skss_b_to_mw | pf_skss_c_to_mw | pf_p_a_from_mw | pf_p_b_from_mw | pf_p_c_from_mw | pf_p_a_to_mw | pf_p_b_to_mw | pf_p_c_to_mw | pf_q_a_from_mvar | pf_q_b_from_mvar | pf_q_c_from_mvar | pf_q_a_to_mvar | pf_q_b_to_mvar | pf_q_c_to_mvar | pf_ikss_a_from_degree | pf_ikss_b_from_degree | pf_ikss_c_from_degree | pf_ikss_a_to_degree | pf_ikss_b_to_degree | pf_ikss_c_to_degree | pf_vm_a_from_pu | pf_vm_b_from_pu | pf_vm_c_from_pu | pf_vm_a_to_pu | pf_vm_b_to_pu | pf_vm_c_to_pu | pf_va_a_from_degree | pf_va_b_from_degree | pf_va_c_from_degree | pf_va_a_to_degree | pf_va_b_to_degree | pf_va_c_to_degree
Line0_1_2 | 0 | 0.037921 | 0.037921 | 0 | 0.037921 | 0.037921 | 0 | 0.0087574 | 0.0087574 | 0 | 0.0087574 | 0.0087574 | -9.3883e-14 | -0.009474 | -0.0034245 | 9.3884e-14 | 0.0094884 | 0.0034389 | -4.0995e-13 | -0.0014044 | -0.0089012 | 4.0995e-13 | 0.0014331 | 0.0089299 | 0 | 51.0981 | -128.9019 | 0 | -128.9019 | 51.0981 | 1.1 | 1.0936 | 1.089 | 1.1 | 1.0958 | 1.0927 | 5.9178e-12 | -120.47 | 120.0552 | 3.9451e-12 | -120.3127 | 120.0367
Line10_11_12 | 0 | 0.022753 | 0.022753 | 0 | 0.022753 | 0.022753 | 0 | 0.0052545 | 0.0052545 | 0 | 0.0052545 | 0.0052545 | -5.6299e-14 | -0.0056948 | -0.002065 | 5.6299e-14 | 0.0056999 | 0.0020702 | -2.459e-13 | -0.00086334 | -0.0053614 | 2.459e-13 | 0.00087369 | 0.0053718 | 0 | 51.0981 | -128.9019 | 0 | -128.9019 | 51.0981 | 1.1 | 1.0962 | 1.0934 | 1.1 | 1.0974 | 1.0956 | 3.5505e-12 | -120.2813 | 120.033 | 2.367e-12 | -120.1873 | 120.022
Line11_12_13 | 0 | 0.022753 | 0.022753 | 0 | 0.022753 | 0.022753 | 0 | 0.0052545 | 0.0052545 | 0 | 0.0052545 | 0.0052545 | -5.6299e-14 | -0.0056999 | -0.0020702 | 5.6299e-14 | 0.0057051 | 0.0020754 | -2.459e-13 | -0.00087369 | -0.0053718 | 2.459e-13 | 0.00088405 | 0.0053821 | 0 | 51.0981 | -128.9019 | 0 | -128.9019 | 51.0981 | 1.1 | 1.0974 | 1.0956 | 1.1 | 1.0987 | 1.0978 | 2.367e-12 | -120.1873 | 120.022 | 1.1835e-12 | -120.0936 | 120.011
Line12_13_15 | 0 | 0 | 0 | 0 | 0 | 0 | 0 | 0 | 0 | 0 | 0 | 0 | 1.7492e-18 | -1.5414e-11 | -2.6482e-11 | -1.7492e-18 | 1.5414e-11 | 2.6482e-11 | 6.3607e-19 | 2.171e-11 | -2.5396e-12 | -3.1803e-19 | -2.171e-11 | 2.5396e-12 | 0 | 0 | 0 | 0 | 0 | 0 | 1.1 | 1.0987 | 1.0978 | 1.1 | 1.0987 | 1.0978 | 1.1835e-12 | -120.0936 | 120.011 | 1.1834e-12 | -120.0936 | 120.011
Line13_13_14 | 0 | 0.022753 | 0.022753 | 0 | 0.022753 | 0.022753 | 0 | 0.0052545 | 0.0052545 | 0 | 0.0052545 | 0.0052545 | -5.6303e-14 | -0.0057051 | -0.0020754 | 5.6303e-14 | 0.0057103 | 0.0020806 | -2.459e-13 | -0.00088405 | -0.0053821 | 2.459e-13 | 0.0008944 | 0.0053925 | 0 | 51.0981 | -128.9019 | 0 | -128.9019 | 51.0981 | 1.1 | 1.0987 | 1.0978 | 1.1 | 1.1 | 1.1 | 1.1835e-12 | -120.0936 | 120.011 | -7.9912e-24 | -120 | 120
Line14_15_16 | 0 | 0 | 0 | 0 | 0 | 0 | 0 | 0 | 0 | 0 | 0 | 0 | 1.4311e-18 | -1.0276e-11 | -1.7654e-11 | -1.4311e-18 | 1.0276e-11 | 1.7654e-11 | 2.956e-32 | 1.4474e-11 | -1.6931e-12 | -2.956e-32 | -1.4474e-11 | 1.6931e-12 | 0 | 0 | 0 | 0 | 0 | 0 | 1.1 | 1.0987 | 1.0978 | 1.1 | 1.0987 | 1.0978 | 1.1834e-12 | -120.0936 | 120.011 | 1.1834e-12 | -120.0936 | 120.011
Line15_16_17 | 0 | 0 | 0 | 0 | 0 | 0 | 0 | 0 | 0 | 0 | 0 | 0 | -7.9508e-19 | -5.1378e-12 | -8.8272e-12 | 7.9508e-19 | 5.1378e-12 | 8.8272e-12 | 3.1803e-19 | 7.2368e-12 | -8.4653e-13 | 3.1803e-19 | -7.2368e-12 | 8.4653e-13 | 0 | 0 | 0 | 0 | 0 | 0 | 1.1 | 1.0987 | 1.0978 | 1.1 | 1.0987 | 1.0978 | 1.1834e-12 | -120.0936 | 120.011 | 1.1834e-12 | -120.0936 | 120.011
Line16_4_18 | 0 | 0 | 0 | 0 | 0 | 0 | 0 | 0 | 0 | 0 | 0 | 0 | 4.4396e-24 | -4.4752e-23 | -2.9215e-22 | -4.4396e-24 | 4.4752e-23 | 2.9215e-22 | -2.7768e-29 | 3.1407e-22 | 1.1443e-22 | 1.8512e-29 | -3.1407e-22 | -1.1443e-22 | 0 | 0 | 0 | 0 | 0 | 0 | 1.1 | 1.1 | 1.1 | 1.1 | 1.1 | 1.1 | -4.0097e-23 | -120 | 120 | -1.1893e-22 | -120 | 120
Line17_5_19 | 0 | 0 | 0 | 0 | 0 | 0 | 0 | 0 | 0 | 0 | 0 | 0 | -1.2721e-18 | -2.5333e-11 | -4.378e-11 | 2.5443e-18 | 2.5333e-11 | 4.378e-11 | -1.3139e-31 | 3.6184e-11 | -4.2326e-12 | 1.2721e-18 | -3.6184e-11 | 4.2326e-12 | 0 | 0 | 0 | 0 | 0 | 0 | 1.1 | 1.0936 | 1.089 | 1.1 | 1.0936 | 1.089 | 5.9177e-12 | -120.47 | 120.0552 | 5.9177e-12 | -120.47 | 120.0552
Line1_1_3 | 0 | 0.022753 | 0.022753 | 0 | 0.022753 | 0.022753 | 0 | 0.0052545 | 0.0052545 | 0 | 0.0052545 | 0.0052545 | -5.6289e-14 | -0.0056844 | -0.0020547 | 5.6289e-14 | 0.0056896 | 0.0020599 | -2.459e-13 | -0.00084263 | -0.0053407 | 2.459e-13 | 0.00085299 | 0.005351 | 0 | 51.0981 | -128.9019 | 0 | -128.9019 | 51.0981 | 1.1 | 1.0936 | 1.089 | 1.1 | 1.0949 | 1.0912 | 5.9178e-12 | -120.47 | 120.0552 | 4.7341e-12 | -120.3756 | 120.0441
Line2_1_4 | 0 | 0.11376 | 0.11376 | 0 | 0.11376 | 0.11376 | 0 | 0.026272 | 0.026272 | 0 | 0.026272 | 0.026272 | -2.8252e-13 | -0.028422 | -0.010273 | 2.8252e-13 | 0.028551 | 0.010403 | -1.2316e-12 | -0.0042132 | -0.026703 | 1.2316e-12 | 0.004472 | 0.026962 | 0 | 51.0981 | -128.9019 | 0 | -128.9019 | 51.0981 | 1.1 | 1.0936 | 1.089 | 1.1 | 1.1 | 1.1 | 5.9178e-12 | -120.47 | 120.0552 | -4.0097e-23 | -120 | 120
Line3_1_5 | 0 | 0 | 0 | 0 | 0 | 0 | 0 | 0 | 0 | 0 | 0 | 0 | 2.5443e-18 | -5.0667e-11 | -8.7561e-11 | -2.5443e-18 | 5.0667e-11 | 8.7561e-11 | 2.6278e-31 | 7.2368e-11 | -8.4653e-12 | -1.2721e-18 | -7.2368e-11 | 8.4653e-12 | 0 | 0 | 0 | 0 | 0 | 0 | 1.1 | 1.0936 | 1.089 | 1.1 | 1.0936 | 1.089 | 5.9178e-12 | -120.47 | 120.0552 | 5.9177e-12 | -120.47 | 120.0552
Line4_2_6 | 0 | 0.037921 | 0.037921 | 0 | 0.037921 | 0.037921 | 0 | 0.0087574 | 0.0087574 | 0 | 0.0087574 | 0.0087574 | -9.3886e-14 | -0.0094884 | -0.0034389 | 9.3885e-14 | 0.0095028 | 0.0034532 | -4.0995e-13 | -0.0014331 | -0.0089299 | 4.0995e-13 | 0.0014619 | 0.0089587 | 0 | 51.0981 | -128.9019 | 0 | -128.9019 | 51.0981 | 1.1 | 1.0958 | 1.0927 | 1.1 | 1.0979 | 1.0963 | 3.9451e-12 | -120.3127 | 120.0367 | 1.9725e-12 | -120.1561 | 120.0183
Line5_6_7 | 0 | 0.037921 | 0.037921 | 0 | 0.037921 | 0.037921 | 0 | 0.0087574 | 0.0087574 | 0 | 0.0087574 | 0.0087574 | -9.3888e-14 | -0.0095028 | -0.0034532 | 9.3887e-14 | 0.0095172 | 0.0034676 | -4.0995e-13 | -0.0014619 | -0.0089587 | 4.0995e-13 | 0.0014907 | 0.0089874 | 0 | 51.0981 | -128.9019 | 0 | -128.9019 | 51.0981 | 1.1 | 1.0979 | 1.0963 | 1.1 | 1.1 | 1.1 | 1.9725e-12 | -120.1561 | 120.0183 | -1.3326e-23 | -120 | 120
Line6_7_8 | 0 | 0 | 0 | 0 | 0 | 0 | 0 | 0 | 0 | 0 | 0 | 0 | 4.4396e-24 | -4.4752e-23 | -2.9215e-22 | -4.4396e-24 | 4.4752e-23 | 2.9215e-22 | -4.628e-30 | 3.1407e-22 | 1.1443e-22 | 7.1411e-48 | -3.1407e-22 | -1.1443e-22 | 0 | 0 | 0 | 0 | 0 | 0 | 1.1 | 1.1 | 1.1 | 1.1 | 1.1 | 1.1 | -1.3326e-23 | -120 | 120 | -9.216e-23 | -120 | 120
Line7_8_9 | 0 | 0 | 0 | 0 | 0 | 0 | 0 | 0 | 0 | 0 | 0 | 0 | 1.4799e-24 | -1.4917e-23 | -9.7382e-23 | -1.4799e-24 | 1.4917e-23 | 9.7382e-23 | -4.628e-30 | 1.0469e-22 | 3.8144e-23 | -4.628e-30 | -1.0469e-22 | -3.8144e-23 | 0 | 0 | 0 | 0 | 0 | 0 | 1.1 | 1.1 | 1.1 | 1.1 | 1.1 | 1.1 | -9.216e-23 | -120 | 120 | -1.1844e-22 | -120 | 120
Line8_8_10 | 0 | 0 | 0 | 0 | 0 | 0 | 0 | 0 | 0 | 0 | 0 | 0 | 1.4799e-24 | -1.4917e-23 | -9.7382e-23 | -1.4799e-24 | 1.4918e-23 | 9.7382e-23 | -4.628e-30 | 1.0469e-22 | 3.8144e-23 | 3.0591e-48 | -1.0469e-22 | -3.8144e-23 | 0 | 0 | 0 | 0 | 0 | 0 | 1.1 | 1.1 | 1.1 | 1.1 | 1.1 | 1.1 | -9.216e-23 | -120 | 120 | -1.1844e-22 | -120 | 120
Line9_3_11 | 0 | 0.022753 | 0.022753 | 0 | 0.022753 | 0.022753 | 0 | 0.0052545 | 0.0052545 | 0 | 0.0052545 | 0.0052545 | -5.6296e-14 | -0.0056896 | -0.0020599 | 5.6296e-14 | 0.0056948 | 0.002065 | -2.459e-13 | -0.00085299 | -0.005351 | 2.459e-13 | 0.00086334 | 0.0053614 | 0 | 51.0981 | -128.9019 | 0 | -128.9019 | 51.0981 | 1.1 | 1.0949 | 1.0912 | 1.1 | 1.0962 | 1.0934 | 4.7341e-12 | -120.3756 | 120.0441 | 3.5505e-12 | -120.2813 | 120.033

## LL_min_6
name | pf_ikss_a_from_ka | pf_ikss_b_from_ka | pf_ikss_c_from_ka | pf_ikss_a_to_ka | pf_ikss_b_to_ka | pf_ikss_c_to_ka | pf_skss_a_from_mw | pf_skss_b_from_mw | pf_skss_c_from_mw | pf_skss_a_to_mw | pf_skss_b_to_mw | pf_skss_c_to_mw | pf_p_a_from_mw | pf_p_b_from_mw | pf_p_c_from_mw | pf_p_a_to_mw | pf_p_b_to_mw | pf_p_c_to_mw | pf_q_a_from_mvar | pf_q_b_from_mvar | pf_q_c_from_mvar | pf_q_a_to_mvar | pf_q_b_to_mvar | pf_q_c_to_mvar | pf_ikss_a_from_degree | pf_ikss_b_from_degree | pf_ikss_c_from_degree | pf_ikss_a_to_degree | pf_ikss_b_to_degree | pf_ikss_c_to_degree | pf_vm_a_from_pu | pf_vm_b_from_pu | pf_vm_c_from_pu | pf_vm_a_to_pu | pf_vm_b_to_pu | pf_vm_c_to_pu | pf_va_a_from_degree | pf_va_b_from_degree | pf_va_c_from_degree | pf_va_a_to_degree | pf_va_b_to_degree | pf_va_c_to_degree
Line0_1_2 | 0 | 1.0949 | 1.0949 | 0 | 1.0949 | 1.0949 | 0 | 0.25285 | 0.25285 | 0 | 0.25285 | 0.25285 | 2.0743e-14 | -0.1287 | 0.10664 | -2.0761e-14 | 0.15171 | -0.083624 | 4.3808e-14 | -0.085651 | -0.17812 | -4.3826e-14 | 0.10963 | 0.20209 | 0 | 21.4501 | -158.5499 | 0 | -158.5499 | 21.4501 | 1 | 0.6114 | 0.82103 | 1 | 0.74026 | 0.86497 | -1.3662e-12 | -124.9055 | 142.3596 | -9.0904e-13 | -122.6988 | 133.9296
Line10_11_12 | 0 | 0.65693 | 0.65693 | 0 | 0.65693 | 0.65693 | 0 | 0.15171 | 0.15171 | 0 | 0.15171 | 0.15171 | 1.4155e-14 | -0.09379 | 0.047413 | -1.4155e-14 | 0.10208 | -0.039127 | 2.7973e-14 | -0.068653 | -0.12413 | -2.7978e-14 | 0.077284 | 0.13276 | 0 | 21.4501 | -158.5499 | 0 | -158.5499 | 21.4501 | 1 | 0.76614 | 0.87586 | 1 | 0.84392 | 0.91232 | -8.1596e-13 | -122.3466 | 132.3546 | -5.4303e-13 | -121.42 | 127.8709
Line11_12_13 | 0 | 0.65693 | 0.65693 | 0 | 0.65693 | 0.65693 | 0 | 0.15171 | 0.15171 | 0 | 0.15171 | 0.15171 | 1.422e-14 | -0.10208 | 0.039127 | -1.4211e-14 | 0.11036 | -0.030841 | 2.7964e-14 | -0.077284 | -0.13276 | -2.7959e-14 | 0.085915 | 0.14139 | 0 | 21.4501 | -158.5499 | 0 | -158.5499 | 21.4501 | 1 | 0.84392 | 0.91232 | 1 | 0.92189 | 0.95391 | -5.4303e-13 | -121.42 | 127.8709 | -2.7147e-13 | -120.6499 | 123.7547
Line12_13_15 | 0 | 0 | 0 | 0 | 0 | 0 | 0 | 0 | 0 | 0 | 0 | 0 | -9.2519e-18 | -7.9143e-10 | -4.6112e-10 | 9.2519e-18 | 7.9143e-10 | 4.6112e-10 | -2.313e-17 | 1.1502e-10 | -6.8714e-10 | 2.313e-17 | -1.1502e-10 | 6.8714e-10 | 0 | 0 | 0 | 0 | 0 | 0 | 1 | 0.92189 | 0.95391 | 1 | 0.92189 | 0.95391 | -2.7147e-13 | -120.6499 | 123.7547 | -2.7135e-13 | -120.6499 | 123.7547
Line13_13_14 | 0 | 0.65693 | 0.65693 | 0 | 0.65693 | 0.65693 | 0 | 0.15171 | 0.15171 | 0 | 0.15171 | 0.15171 | 1.4197e-14 | -0.11036 | 0.030841 | -1.4197e-14 | 0.11865 | -0.022555 | 2.7989e-14 | -0.085915 | -0.14139 | -2.7989e-14 | 0.094546 | 0.15003 | 0 | 21.4501 | -158.5499 | 0 | -158.5499 | 21.4501 | 1 | 0.92189 | 0.95391 | 1 | 1 | 1 | -2.7147e-13 | -120.6499 | 123.7547 | 2.7755e-24 | -120 | 120
Line14_15_16 | 0 | 0 | 0 | 0 | 0 | 0 | 0 | 0 | 0 | 0 | 0 | 0 | -1.8504e-17 | -5.2762e-10 | -3.0741e-10 | 1.8504e-17 | 5.2762e-10 | 3.0741e-10 | -2.0817e-17 | 7.6681e-11 | -4.5809e-10 | 2.0817e-17 | -7.6681e-11 | 4.5809e-10 | 0 | 0 | 0 | 0 | 0 | 0 | 1 | 0.92189 | 0.95391 | 1 | 0.92189 | 0.95391 | -2.7135e-13 | -120.6499 | 123.7547 | -2.7144e-13 | -120.6499 | 123.7547
Line15_16_17 | 0 | 0 | 0 | 0 | 0 | 0 | 0 | 0 | 0 | 0 | 0 | 0 | 1.8504e-17 | -2.6381e-10 | -1.5371e-10 | -9.2519e-18 | 2.6381e-10 | 1.5371e-10 | -9.2519e-18 | 3.8341e-11 | -2.2905e-10 | 9.2519e-18 | -3.8341e-11 | 2.2905e-10 | 0 | 0 | 0 | 0 | 0 | 0 | 1 | 0.92189 | 0.95391 | 1 | 0.92189 | 0.95391 | -2.7144e-13 | -120.6499 | 123.7547 | -2.717e-13 | -120.6499 | 123.7547
Line16_4_18 | 0 | 0 | 0 | 0 | 0 | 0 | 0 | 0 | 0 | 0 | 0 | 0 | 1.7271e-22 | -5.0273e-21 | -8.0787e-21 | -1.7271e-22 | 5.0273e-21 | 8.0787e-21 | 2.6926e-28 | 6.5256e-21 | -1.2405e-21 | 1.117e-44 | -6.5256e-21 | 1.2405e-21 | 0 | 0 | 0 | 0 | 0 | 0 | 1 | 1 | 1 | 1 | 1 | 1 | 5.1953e-24 | -120 | 120 | -3.7056e-21 | -120 | 120
Line17_5_19 | 0 | 0 | 0 | 0 | 0 | 0 | 0 | 0 | 0 | 0 | 0 | 0 | 3.7007e-17 | -8.6295e-10 | -3.1243e-10 | 0 | 8.6295e-10 | 3.1243e-10 | 1.8504e-17 | 1.917e-10 | -1.1452e-09 | 0 | -1.917e-10 | 1.1452e-09 | 0 | 0 | 0 | 0 | 0 | 0 | 1 | 0.6114 | 0.82103 | 1 | 0.6114 | 0.82103 | -1.3661e-12 | -124.9055 | 142.3596 | -1.3673e-12 | -124.9055 | 142.3596
Line1_1_3 | 0 | 0.65693 | 0.65693 | 0 | 0.65693 | 0.65693 | 0 | 0.15171 | 0.15171 | 0 | 0.15171 | 0.15171 | 1.4063e-14 | -0.077219 | 0.063984 | -1.41e-14 | 0.085505 | -0.055699 | 2.8098e-14 | -0.05139 | -0.10687 | -2.8116e-14 | 0.060021 | 0.1155 | 0 | 21.4501 | -158.5499 | 0 | -158.5499 | 21.4501 | 1 | 0.6114 | 0.82103 | 1 | 0.6886 | 0.84522 | -1.3662e-12 | -124.9055 | 142.3596 | -1.0902e-12 | -123.4823 | 137.1951
Line2_1_4 | 0 | 3.2846 | 3.2846 | 0 | 3.2846 | 3.2846 | 0 | 0.75856 | 0.75856 | 0 | 0.75856 | 0.75856 | 2.0552e-14 | -0.38609 | 0.31992 | -2.0589e-14 | 0.59324 | -0.11278 | 8.7826e-14 | -0.25695 | -0.53435 | -8.7845e-14 | 0.47273 | 0.75013 | 0 | 21.4501 | -158.5499 | 0 | -158.5499 | 21.4501 | 1 | 0.6114 | 0.82103 | 1 | 1 | 1 | -1.3662e-12 | -124.9055 | 142.3596 | 5.1953e-24 | -120 | 120
Line3_1_5 | 0 | 0 | 0 | 0 | 0 | 0 | 0 | 0 | 0 | 0 | 0 | 0 | -1.1102e-16 | -1.7259e-09 | -6.2486e-10 | 7.4015e-17 | 1.7259e-09 | 6.2486e-10 | -9.2519e-17 | 3.8341e-10 | -2.2905e-09 | 7.4015e-17 | -3.8341e-10 | 2.2905e-09 | 0 | 0 | 0 | 0 | 0 | 0 | 1 | 0.6114 | 0.82103 | 1 | 0.6114 | 0.82103 | -1.3662e-12 | -124.9055 | 142.3596 | -1.3661e-12 | -124.9055 | 142.3596
Line4_2_6 | 0 | 1.0949 | 1.0949 | 0 | 1.0949 | 1.0949 | 0 | 0.25285 | 0.25285 | 0 | 0.25285 | 0.25285 | 2.0798e-14 | -0.15171 | 0.083624 | -2.0844e-14 | 0.17473 | -0.060608 | 4.3784e-14 | -0.10963 | -0.20209 | -4.3789e-14 | 0.1336 | 0.22607 | 0 | 21.4501 | -158.5499 | 0 | -158.5499 | 21.4501 | 1 | 0.74026 | 0.86497 | 1 | 0.86989 | 0.92564 | -9.0904e-13 | -122.6988 | 133.9296 | -4.5383e-13 | -121.1479 | 126.458
Line5_6_7 | 0 | 1.0949 | 1.0949 | 0 | 1.0949 | 1.0949 | 0 | 0.25285 | 0.25285 | 0 | 0.25285 | 0.25285 | 2.0837e-14 | -0.17473 | 0.060608 | -2.0846e-14 | 0.19775 | -0.037592 | 4.3784e-14 | -0.1336 | -0.22607 | -4.3784e-14 | 0.15758 | 0.25004 | 0 | 21.4501 | -158.5499 | 0 | -158.5499 | 21.4501 | 1 | 0.86989 | 0.92564 | 1 | 1 | 1 | -4.5383e-13 | -121.1479 | 126.458 | 4.1312e-24 | -120 | 120
Line6_7_8 | 0 | 0 | 0 | 0 | 0 | 0 | 0 | 0 | 0 | 0 | 0 | 0 | 1.7271e-22 | -5.0273e-21 | -8.0787e-21 | -1.7271e-22 | 5.0273e-21 | 8.0787e-21 | 3.3658e-28 | 6.5256e-21 | -1.2405e-21 | -2.6926e-28 | -6.5256e-21 | 1.2405e-21 | 0 | 0 | 0 | 0 | 0 | 0 | 1 | 1 | 1 | 1 | 1 | 1 | 4.1312e-24 | -120 | 120 | -3.7067e-21 | -120 | 120
Line7_8_9 | 0 | 0 | 0 | 0 | 0 | 0 | 0 | 0 | 0 | 0 | 0 | 0 | 5.757e-23 | -1.6758e-21 | -2.6929e-21 | -5.757e-23 | 1.6758e-21 | 2.6929e-21 | 6.7316e-29 | 2.1752e-21 | -4.1351e-22 | -1.3463e-28 | -2.1752e-21 | 4.1351e-22 | 0 | 0 | 0 | 0 | 0 | 0 | 1 | 1 | 1 | 1 | 1 | 1 | -3.7067e-21 | -120 | 120 | -4.9436e-21 | -120 | 120
Line8_8_10 | 0 | 0 | 0 | 0 | 0 | 0 | 0 | 0 | 0 | 0 | 0 | 0 | 5.757e-23 | -1.6758e-21 | -2.6929e-21 | -5.757e-23 | 1.6758e-21 | 2.6929e-21 | -6.7316e-29 | 2.1752e-21 | -4.1351e-22 | 4.9673e-45 | -2.1752e-21 | 4.1351e-22 | 0 | 0 | 0 | 0 | 0 | 0 | 1 | 1 | 1 | 1 | 1 | 1 | -3.7067e-21 | -120 | 120 | -4.9436e-21 | -120 | 120
Line9_3_11 | 0 | 0.65693 | 0.65693 | 0 | 0.65693 | 0.65693 | 0 | 0.15171 | 0.15171 | 0 | 0.15171 | 0.15171 | 1.4118e-14 | -0.085505 | 0.055699 | -1.4137e-14 | 0.09379 | -0.047413 | 2.8052e-14 | -0.060021 | -0.1155 | -2.8052e-14 | 0.068653 | 0.12413 | 0 | 21.4501 | -158.5499 | 0 | -158.5499 | 21.4501 | 1 | 0.6886 | 0.84522 | 1 | 0.76614 | 0.87586 | -1.0902e-12 | -123.4823 | 137.1951 | -8.1596e-13 | -122.3466 | 132.3546

## LL_min_10
name | pf_ikss_a_from_ka | pf_ikss_b_from_ka | pf_ikss_c_from_ka | pf_ikss_a_to_ka | pf_ikss_b_to_ka | pf_ikss_c_to_ka | pf_skss_a_from_mw | pf_skss_b_from_mw | pf_skss_c_from_mw | pf_skss_a_to_mw | pf_skss_b_to_mw | pf_skss_c_to_mw | pf_p_a_from_mw | pf_p_b_from_mw | pf_p_c_from_mw | pf_p_a_to_mw | pf_p_b_to_mw | pf_p_c_to_mw | pf_q_a_from_mvar | pf_q_b_from_mvar | pf_q_c_from_mvar | pf_q_a_to_mvar | pf_q_b_to_mvar | pf_q_c_to_mvar | pf_ikss_a_from_degree | pf_ikss_b_from_degree | pf_ikss_c_from_degree | pf_ikss_a_to_degree | pf_ikss_b_to_degree | pf_ikss_c_to_degree | pf_vm_a_from_pu | pf_vm_b_from_pu | pf_vm_c_from_pu | pf_vm_a_to_pu | pf_vm_b_to_pu | pf_vm_c_to_pu | pf_va_a_from_degree | pf_va_b_from_degree | pf_va_c_from_degree | pf_va_a_to_degree | pf_va_b_to_degree | pf_va_c_to_degree
Line0_1_2 | 0 | 1.0949 | 1.0949 | 0 | 1.0949 | 1.0949 | 0 | 0.25285 | 0.25285 | 0 | 0.25285 | 0.25285 | 2.0743e-14 | -0.1287 | 0.10664 | -2.0761e-14 | 0.15171 | -0.083624 | 4.3808e-14 | -0.085651 | -0.17812 | -4.3826e-14 | 0.10963 | 0.20209 | 0 | 21.4501 | -158.5499 | 0 | -158.5499 | 21.4501 | 1 | 0.6114 | 0.82103 | 1 | 0.74026 | 0.86497 | -1.3662e-12 | -124.9055 | 142.3596 | -9.0904e-13 | -122.6988 | 133.9296
Line10_11_12 | 0 | 0.65693 | 0.65693 | 0 | 0.65693 | 0.65693 | 0 | 0.15171 | 0.15171 | 0 | 0.15171 | 0.15171 | 1.4155e-14 | -0.09379 | 0.047413 | -1.4155e-14 | 0.10208 | -0.039127 | 2.7973e-14 | -0.068653 | -0.12413 | -2.7978e-14 | 0.077284 | 0.13276 | 0 | 21.4501 | -158.5499 | 0 | -158.5499 | 21.4501 | 1 | 0.76614 | 0.87586 | 1 | 0.84392 | 0.91232 | -8.1596e-13 | -122.3466 | 132.3546 | -5.4303e-13 | -121.42 | 127.8709
Line11_12_13 | 0 | 0.65693 | 0.65693 | 0 | 0.65693 | 0.65693 | 0 | 0.15171 | 0.15171 | 0 | 0.15171 | 0.15171 | 1.422e-14 | -0.10208 | 0.039127 | -1.4211e-14 | 0.11036 | -0.030841 | 2.7964e-14 | -0.077284 | -0.13276 | -2.7959e-14 | 0.085915 | 0.14139 | 0 | 21.4501 | -158.5499 | 0 | -158.5499 | 21.4501 | 1 | 0.84392 | 0.91232 | 1 | 0.92189 | 0.95391 | -5.4303e-13 | -121.42 | 127.8709 | -2.7147e-13 | -120.6499 | 123.7547
Line12_13_15 | 0 | 0 | 0 | 0 | 0 | 0 | 0 | 0 | 0 | 0 | 0 | 0 | -9.2519e-18 | -7.9143e-10 | -4.6112e-10 | 9.2519e-18 | 7.9143e-10 | 4.6112e-10 | -2.313e-17 | 1.1502e-10 | -6.8714e-10 | 2.313e-17 | -1.1502e-10 | 6.8714e-10 | 0 | 0 | 0 | 0 | 0 | 0 | 1 | 0.92189 | 0.95391 | 1 | 0.92189 | 0.95391 | -2.7147e-13 | -120.6499 | 123.7547 | -2.7135e-13 | -120.6499 | 123.7547
Line13_13_14 | 0 | 0.65693 | 0.65693 | 0 | 0.65693 | 0.65693 | 0 | 0.15171 | 0.15171 | 0 | 0.15171 | 0.15171 | 1.4197e-14 | -0.11036 | 0.030841 | -1.4197e-14 | 0.11865 | -0.022555 | 2.7989e-14 | -0.085915 | -0.14139 | -2.7989e-14 | 0.094546 | 0.15003 | 0 | 21.4501 | -158.5499 | 0 | -158.5499 | 21.4501 | 1 | 0.92189 | 0.95391 | 1 | 1 | 1 | -2.7147e-13 | -120.6499 | 123.7547 | 2.7755e-24 | -120 | 120
Line14_15_16 | 0 | 0 | 0 | 0 | 0 | 0 | 0 | 0 | 0 | 0 | 0 | 0 | -1.8504e-17 | -5.2762e-10 | -3.0741e-10 | 1.8504e-17 | 5.2762e-10 | 3.0741e-10 | -2.0817e-17 | 7.6681e-11 | -4.5809e-10 | 2.0817e-17 | -7.6681e-11 | 4.5809e-10 | 0 | 0 | 0 | 0 | 0 | 0 | 1 | 0.92189 | 0.95391 | 1 | 0.92189 | 0.95391 | -2.7135e-13 | -120.6499 | 123.7547 | -2.7144e-13 | -120.6499 | 123.7547
Line15_16_17 | 0 | 0 | 0 | 0 | 0 | 0 | 0 | 0 | 0 | 0 | 0 | 0 | 1.8504e-17 | -2.6381e-10 | -1.5371e-10 | -9.2519e-18 | 2.6381e-10 | 1.5371e-10 | -9.2519e-18 | 3.8341e-11 | -2.2905e-10 | 9.2519e-18 | -3.8341e-11 | 2.2905e-10 | 0 | 0 | 0 | 0 | 0 | 0 | 1 | 0.92189 | 0.95391 | 1 | 0.92189 | 0.95391 | -2.7144e-13 | -120.6499 | 123.7547 | -2.717e-13 | -120.6499 | 123.7547
Line16_4_18 | 0 | 0 | 0 | 0 | 0 | 0 | 0 | 0 | 0 | 0 | 0 | 0 | 1.7271e-22 | -5.0273e-21 | -8.0787e-21 | -1.7271e-22 | 5.0273e-21 | 8.0787e-21 | 2.6926e-28 | 6.5256e-21 | -1.2405e-21 | 1.117e-44 | -6.5256e-21 | 1.2405e-21 | 0 | 0 | 0 | 0 | 0 | 0 | 1 | 1 | 1 | 1 | 1 | 1 | 5.1953e-24 | -120 | 120 | -3.7056e-21 | -120 | 120
Line17_5_19 | 0 | 0 | 0 | 0 | 0 | 0 | 0 | 0 | 0 | 0 | 0 | 0 | 3.7007e-17 | -8.6295e-10 | -3.1243e-10 | 0 | 8.6295e-10 | 3.1243e-10 | 1.8504e-17 | 1.917e-10 | -1.1452e-09 | 0 | -1.917e-10 | 1.1452e-09 | 0 | 0 | 0 | 0 | 0 | 0 | 1 | 0.6114 | 0.82103 | 1 | 0.6114 | 0.82103 | -1.3661e-12 | -124.9055 | 142.3596 | -1.3673e-12 | -124.9055 | 142.3596
Line1_1_3 | 0 | 0.65693 | 0.65693 | 0 | 0.65693 | 0.65693 | 0 | 0.15171 | 0.15171 | 0 | 0.15171 | 0.15171 | 1.4063e-14 | -0.077219 | 0.063984 | -1.41e-14 | 0.085505 | -0.055699 | 2.8098e-14 | -0.05139 | -0.10687 | -2.8116e-14 | 0.060021 | 0.1155 | 0 | 21.4501 | -158.5499 | 0 | -158.5499 | 21.4501 | 1 | 0.6114 | 0.82103 | 1 | 0.6886 | 0.84522 | -1.3662e-12 | -124.9055 | 142.3596 | -1.0902e-12 | -123.4823 | 137.1951
Line2_1_4 | 0 | 3.2846 | 3.2846 | 0 | 3.2846 | 3.2846 | 0 | 0.75856 | 0.75856 | 0 | 0.75856 | 0.75856 | 2.0552e-14 | -0.38609 | 0.31992 | -2.0589e-14 | 0.59324 | -0.11278 | 8.7826e-14 | -0.25695 | -0.53435 | -8.7845e-14 | 0.47273 | 0.75013 | 0 | 21.4501 | -158.5499 | 0 | -158.5499 | 21.4501 | 1 | 0.6114 | 0.82103 | 1 | 1 | 1 | -1.3662e-12 | -124.9055 | 142.3596 | 5.1953e-24 | -120 | 120
Line3_1_5 | 0 | 0 | 0 | 0 | 0 | 0 | 0 | 0 | 0 | 0 | 0 | 0 | -1.1102e-16 | -1.7259e-09 | -6.2486e-10 | 7.4015e-17 | 1.7259e-09 | 6.2486e-10 | -9.2519e-17 | 3.8341e-10 | -2.2905e-09 | 7.4015e-17 | -3.8341e-10 | 2.2905e-09 | 0 | 0 | 0 | 0 | 0 | 0 | 1 | 0.6114 | 0.82103 | 1 | 0.6114 | 0.82103 | -1.3662e-12 | -124.9055 | 142.3596 | -1.3661e-12 | -124.9055 | 142.3596
Line4_2_6 | 0 | 1.0949 | 1.0949 | 0 | 1.0949 | 1.0949 | 0 | 0.25285 | 0.25285 | 0 | 0.25285 | 0.25285 | 2.0798e-14 | -0.15171 | 0.083624 | -2.0844e-14 | 0.17473 | -0.060608 | 4.3784e-14 | -0.10963 | -0.20209 | -4.3789e-14 | 0.1336 | 0.22607 | 0 | 21.4501 | -158.5499 | 0 | -158.5499 | 21.4501 | 1 | 0.74026 | 0.86497 | 1 | 0.86989 | 0.92564 | -9.0904e-13 | -122.6988 | 133.9296 | -4.5383e-13 | -121.1479 | 126.458
Line5_6_7 | 0 | 1.0949 | 1.0949 | 0 | 1.0949 | 1.0949 | 0 | 0.25285 | 0.25285 | 0 | 0.25285 | 0.25285 | 2.0837e-14 | -0.17473 | 0.060608 | -2.0846e-14 | 0.19775 | -0.037592 | 4.3784e-14 | -0.1336 | -0.22607 | -4.3784e-14 | 0.15758 | 0.25004 | 0 | 21.4501 | -158.5499 | 0 | -158.5499 | 21.4501 | 1 | 0.86989 | 0.92564 | 1 | 1 | 1 | -4.5383e-13 | -121.1479 | 126.458 | 4.1312e-24 | -120 | 120
Line6_7_8 | 0 | 0 | 0 | 0 | 0 | 0 | 0 | 0 | 0 | 0 | 0 | 0 | 1.7271e-22 | -5.0273e-21 | -8.0787e-21 | -1.7271e-22 | 5.0273e-21 | 8.0787e-21 | 3.3658e-28 | 6.5256e-21 | -1.2405e-21 | -2.6926e-28 | -6.5256e-21 | 1.2405e-21 | 0 | 0 | 0 | 0 | 0 | 0 | 1 | 1 | 1 | 1 | 1 | 1 | 4.1312e-24 | -120 | 120 | -3.7067e-21 | -120 | 120
Line7_8_9 | 0 | 0 | 0 | 0 | 0 | 0 | 0 | 0 | 0 | 0 | 0 | 0 | 5.757e-23 | -1.6758e-21 | -2.6929e-21 | -5.757e-23 | 1.6758e-21 | 2.6929e-21 | 6.7316e-29 | 2.1752e-21 | -4.1351e-22 | -1.3463e-28 | -2.1752e-21 | 4.1351e-22 | 0 | 0 | 0 | 0 | 0 | 0 | 1 | 1 | 1 | 1 | 1 | 1 | -3.7067e-21 | -120 | 120 | -4.9436e-21 | -120 | 120
Line8_8_10 | 0 | 0 | 0 | 0 | 0 | 0 | 0 | 0 | 0 | 0 | 0 | 0 | 5.757e-23 | -1.6758e-21 | -2.6929e-21 | -5.757e-23 | 1.6758e-21 | 2.6929e-21 | -6.7316e-29 | 2.1752e-21 | -4.1351e-22 | 4.9673e-45 | -2.1752e-21 | 4.1351e-22 | 0 | 0 | 0 | 0 | 0 | 0 | 1 | 1 | 1 | 1 | 1 | 1 | -3.7067e-21 | -120 | 120 | -4.9436e-21 | -120 | 120
Line9_3_11 | 0 | 0.65693 | 0.65693 | 0 | 0.65693 | 0.65693 | 0 | 0.15171 | 0.15171 | 0 | 0.15171 | 0.15171 | 1.4118e-14 | -0.085505 | 0.055699 | -1.4137e-14 | 0.09379 | -0.047413 | 2.8052e-14 | -0.060021 | -0.1155 | -2.8052e-14 | 0.068653 | 0.12413 | 0 | 21.4501 | -158.5499 | 0 | -158.5499 | 21.4501 | 1 | 0.6886 | 0.84522 | 1 | 0.76614 | 0.87586 | -1.0902e-12 | -123.4823 | 137.1951 | -8.1596e-13 | -122.3466 | 132.3546

## LL_min_fault_6
name | pf_ikss_a_from_ka | pf_ikss_b_from_ka | pf_ikss_c_from_ka | pf_ikss_a_to_ka | pf_ikss_b_to_ka | pf_ikss_c_to_ka | pf_skss_a_from_mw | pf_skss_b_from_mw | pf_skss_c_from_mw | pf_skss_a_to_mw | pf_skss_b_to_mw | pf_skss_c_to_mw | pf_p_a_from_mw | pf_p_b_from_mw | pf_p_c_from_mw | pf_p_a_to_mw | pf_p_b_to_mw | pf_p_c_to_mw | pf_q_a_from_mvar | pf_q_b_from_mvar | pf_q_c_from_mvar | pf_q_a_to_mvar | pf_q_b_to_mvar | pf_q_c_to_mvar | pf_ikss_a_from_degree | pf_ikss_b_from_degree | pf_ikss_c_from_degree | pf_ikss_a_to_degree | pf_ikss_b_to_degree | pf_ikss_c_to_degree | pf_vm_a_from_pu | pf_vm_b_from_pu | pf_vm_c_from_pu | pf_vm_a_to_pu | pf_vm_b_to_pu | pf_vm_c_to_pu | pf_va_a_from_degree | pf_va_b_from_degree | pf_va_c_from_degree | pf_va_a_to_degree | pf_va_b_to_degree | pf_va_c_to_degree
Line0_1_2 | 0 | 0.037492 | 0.037492 | 0 | 0.037492 | 0.037492 | 0 | 0.0086584 | 0.0086584 | 0 | 0.0086584 | 0.0086584 | 1.1866e-13 | -0.008577 | -0.0041723 | -1.1866e-13 | 0.008604 | 0.0041993 | 3.031e-13 | -3.1341e-06 | -0.0074574 | -3.031e-13 | 3.1247e-05 | 0.0074855 | 0 | 59.4211 | -120.5789 | 0 | -120.5789 | 59.4211 | 1 | 0.9906 | 0.98693 | 1 | 0.99372 | 0.99128 | -1.1107e-11 | -120.5579 | 120.1951 | -7.4048e-12 | -120.3708 | 120.1295
Line10_11_12 | 0 | 0.022495 | 0.022495 | 0 | 0.022495 | 0.022495 | 0 | 0.005195 | 0.005195 | 0 | 0.005195 | 0.005195 | 7.1225e-14 | -0.0051656 | -0.0025228 | -7.1225e-14 | 0.0051753 | 0.0025325 | 1.8189e-13 | -2.2122e-05 | -0.0044947 | -1.8189e-13 | 3.2243e-05 | 0.0045048 | 0 | 59.4211 | -120.5789 | 0 | -120.5789 | 59.4211 | 1 | 0.99435 | 0.99216 | 1 | 0.99623 | 0.99477 | -6.6643e-12 | -120.3335 | 120.1164 | -4.4428e-12 | -120.2219 | 120.0774
Line11_12_13 | 0 | 0.022495 | 0.022495 | 0 | 0.022495 | 0.022495 | 0 | 0.005195 | 0.005195 | 0 | 0.005195 | 0.005195 | 7.1225e-14 | -0.0051753 | -0.0025325 | -7.1225e-14 | 0.0051851 | 0.0025422 | 1.8189e-13 | -3.2243e-05 | -0.0045048 | -1.8189e-13 | 4.2363e-05 | 0.0045149 | 0 | 59.4211 | -120.5789 | 0 | -120.5789 | 59.4211 | 1 | 0.99623 | 0.99477 | 1 | 0.99811 | 0.99738 | -4.4428e-12 | -120.2219 | 120.0774 | -2.2214e-12 | -120.1107 | 120.0386
Line12_13_15 | 0 | 0 | 0 | 0 | 0 | 0 | 0 | 0 | 0 | 0 | 0 | 0 | -1.1209e-32 | -2.0708e-11 | -2.8691e-11 | 1.4456e-19 | 2.0708e-11 | 2.8691e-11 | -2.8912e-19 | 2.1221e-11 | -7.3925e-12 | 5.7824e-19 | -2.1221e-11 | 7.3925e-12 | 0 | 0 | 0 | 0 | 0 | 0 | 1 | 0.99811 | 0.99738 | 1 | 0.99811 | 0.99738 | -2.2214e-12 | -120.1107 | 120.0386 | -2.2214e-12 | -120.1107 | 120.0386
Line13_13_14 | 0 | 0.022495 | 0.022495 | 0 | 0.022495 | 0.022495 | 0 | 0.005195 | 0.005195 | 0 | 0.005195 | 0.005195 | 7.1225e-14 | -0.0051851 | -0.0025422 | -7.1225e-14 | 0.0051948 | 0.0025519 | 1.8189e-13 | -4.2363e-05 | -0.0045149 | -1.8189e-13 | 5.2484e-05 | 0.0045251 | 0 | 59.4211 | -120.5789 | 0 | -120.5789 | 59.4211 | 1 | 0.99811 | 0.99738 | 1 | 1 | 1 | -2.2214e-12 | -120.1107 | 120.0386 | 1.2249e-23 | -120 | 120
Line14_15_16 | 0 | 0 | 0 | 0 | 0 | 0 | 0 | 0 | 0 | 0 | 0 | 0 | -7.228e-19 | -1.3805e-11 | -1.9128e-11 | 5.7824e-19 | 1.3805e-11 | 1.9128e-11 | 5.7824e-19 | 1.4147e-11 | -4.9283e-12 | -5.7824e-19 | -1.4147e-11 | 4.9283e-12 | 0 | 0 | 0 | 0 | 0 | 0 | 1 | 0.99811 | 0.99738 | 1 | 0.99811 | 0.99738 | -2.2214e-12 | -120.1107 | 120.0386 | -2.2214e-12 | -120.1107 | 120.0386
Line15_16_17 | 0 | 0 | 0 | 0 | 0 | 0 | 0 | 0 | 0 | 0 | 0 | 0 | 1.4456e-19 | -6.9025e-12 | -9.5638e-12 | -1.4456e-19 | 6.9025e-12 | 9.5638e-12 | -5.6047e-33 | 7.0735e-12 | -2.4642e-12 | 2.8912e-19 | -7.0735e-12 | 2.4642e-12 | 0 | 0 | 0 | 0 | 0 | 0 | 1 | 0.99811 | 0.99738 | 1 | 0.99811 | 0.99738 | -2.2214e-12 | -120.1107 | 120.0386 | -2.2214e-12 | -120.1107 | 120.0386
Line16_4_18 | 0 | 0 | 0 | 0 | 0 | 0 | 0 | 0 | 0 | 0 | 0 | 0 | 3.2325e-24 | 3.4598e-25 | -2.4565e-22 | -3.2325e-24 | -3.4597e-25 | 2.4565e-22 | 1.6829e-29 | 2.8571e-22 | 1.4036e-22 | -1.6829e-29 | -2.8571e-22 | -1.4036e-22 | 0 | 0 | 0 | 0 | 0 | 0 | 1 | 1 | 1 | 1 | 1 | 1 | 6.1083e-23 | -120 | 120 | -8.3708e-24 | -120 | 120
Line17_5_19 | 0 | 0 | 0 | 0 | 0 | 0 | 0 | 0 | 0 | 0 | 0 | 0 | -5.7824e-19 | -3.3978e-11 | -4.7284e-11 | 2.8912e-18 | 3.3978e-11 | 4.7284e-11 | -1.1565e-18 | 3.5368e-11 | -1.2321e-11 | 2.313e-18 | -3.5368e-11 | 1.2321e-11 | 0 | 0 | 0 | 0 | 0 | 0 | 1 | 0.9906 | 0.98693 | 1 | 0.9906 | 0.98693 | -1.1107e-11 | -120.5579 | 120.1951 | -1.1107e-11 | -120.5579 | 120.1951
Line1_1_3 | 0 | 0.022495 | 0.022495 | 0 | 0.022495 | 0.022495 | 0 | 0.005195 | 0.005195 | 0 | 0.005195 | 0.005195 | 7.1225e-14 | -0.0051462 | -0.0025034 | -7.1225e-14 | 0.0051559 | 0.0025131 | 1.819e-13 | -1.8804e-06 | -0.0044744 | -1.819e-13 | 1.2001e-05 | 0.0044846 | 0 | 59.4211 | -120.5789 | 0 | -120.5789 | 59.4211 | 1 | 0.9906 | 0.98693 | 1 | 0.99247 | 0.98954 | -1.1107e-11 | -120.5579 | 120.1951 | -8.8858e-12 | -120.4455 | 120.1556
Line2_1_4 | 0 | 0.11248 | 0.11248 | 0 | 0.11248 | 0.11248 | 0 | 0.025975 | 0.025975 | 0 | 0.025975 | 0.025975 | 3.5519e-13 | -0.025731 | -0.012517 | -3.5519e-13 | 0.025974 | 0.01276 | 9.0849e-13 | -9.4024e-06 | -0.022372 | -9.0849e-13 | 0.00026242 | 0.022625 | 0 | 59.4211 | -120.5789 | 0 | -120.5789 | 59.4211 | 1 | 0.9906 | 0.98693 | 1 | 1 | 1 | -1.1107e-11 | -120.5579 | 120.1951 | 6.1083e-23 | -120 | 120
Line3_1_5 | 0 | 0 | 0 | 0 | 0 | 0 | 0 | 0 | 0 | 0 | 0 | 0 | -1.7347e-18 | -6.7956e-11 | -9.4568e-11 | 2.8912e-18 | 6.7956e-11 | 9.4568e-11 | 1.1565e-18 | 7.0735e-11 | -2.4642e-11 | 1.1565e-18 | -7.0735e-11 | 2.4642e-11 | 0 | 0 | 0 | 0 | 0 | 0 | 1 | 0.9906 | 0.98693 | 1 | 0.9906 | 0.98693 | -1.1107e-11 | -120.5579 | 120.1951 | -1.1107e-11 | -120.5579 | 120.1951
Line4_2_6 | 0 | 0.037492 | 0.037492 | 0 | 0.037492 | 0.037492 | 0 | 0.0086584 | 0.0086584 | 0 | 0.0086584 | 0.0086584 | 1.1866e-13 | -0.008604 | -0.0041993 | -1.1866e-13 | 0.008631 | 0.0042262 | 3.031e-13 | -3.1247e-05 | -0.0074855 | -3.031e-13 | 5.936e-05 | 0.0075136 | 0 | 59.4211 | -120.5789 | 0 | -120.5789 | 59.4211 | 1 | 0.99372 | 0.99128 | 1 | 0.99686 | 0.99564 | -7.4048e-12 | -120.3708 | 120.1295 | -3.7024e-12 | -120.1848 | 120.0645
Line5_6_7 | 0 | 0.037492 | 0.037492 | 0 | 0.037492 | 0.037492 | 0 | 0.0086584 | 0.0086584 | 0 | 0.0086584 | 0.0086584 | 1.1866e-13 | -0.008631 | -0.0042262 | -1.1866e-13 | 0.008658 | 0.0042532 | 3.031e-13 | -5.936e-05 | -0.0075136 | -3.031e-13 | 8.7473e-05 | 0.0075418 | 0 | 59.4211 | -120.5789 | 0 | -120.5789 | 59.4211 | 1 | 0.99686 | 0.99564 | 1 | 1 | 1 | -3.7024e-12 | -120.1848 | 120.0645 | 2.0406e-23 | -120 | 120
Line6_7_8 | 0 | 0 | 0 | 0 | 0 | 0 | 0 | 0 | 0 | 0 | 0 | 0 | 3.2325e-24 | 3.4595e-25 | -2.4565e-22 | -3.2325e-24 | -3.4594e-25 | 2.4565e-22 | 1.0518e-29 | 2.8571e-22 | 1.4036e-22 | -8.4145e-30 | -2.8571e-22 | -1.4036e-22 | 0 | 0 | 0 | 0 | 0 | 0 | 1 | 1 | 1 | 1 | 1 | 1 | 2.0406e-23 | -120 | 120 | -4.9048e-23 | -120 | 120
Line7_8_9 | 0 | 0 | 0 | 0 | 0 | 0 | 0 | 0 | 0 | 0 | 0 | 0 | 1.0775e-24 | 1.1531e-25 | -8.1882e-23 | -1.0775e-24 | -1.1532e-25 | 8.1882e-23 | 4.2073e-30 | 9.5238e-23 | 4.6786e-23 | -2.1036e-30 | -9.5238e-23 | -4.6786e-23 | 0 | 0 | 0 | 0 | 0 | 0 | 1 | 1 | 1 | 1 | 1 | 1 | -4.9048e-23 | -120 | 120 | -7.2199e-23 | -120 | 120
Line8_8_10 | 0 | 0 | 0 | 0 | 0 | 0 | 0 | 0 | 0 | 0 | 0 | 0 | 1.0775e-24 | 1.1531e-25 | -8.1882e-23 | -1.0775e-24 | -1.1532e-25 | 8.1882e-23 | 4.2073e-30 | 9.5238e-23 | 4.6786e-23 | 1.3578e-48 | -9.5238e-23 | -4.6786e-23 | 0 | 0 | 0 | 0 | 0 | 0 | 1 | 1 | 1 | 1 | 1 | 1 | -4.9048e-23 | -120 | 120 | -7.2199e-23 | -120 | 120
Line9_3_11 | 0 | 0.022495 | 0.022495 | 0 | 0.022495 | 0.022495 | 0 | 0.005195 | 0.005195 | 0 | 0.005195 | 0.005195 | 7.1225e-14 | -0.0051559 | -0.0025131 | -7.1226e-14 | 0.0051656 | 0.0025228 | 1.8189e-13 | -1.2001e-05 | -0.0044846 | -1.819e-13 | 2.2122e-05 | 0.0044947 | 0 | 59.4211 | -120.5789 | 0 | -120.5789 | 59.4211 | 1 | 0.99247 | 0.98954 | 1 | 0.99435 | 0.99216 | -8.8858e-12 | -120.4455 | 120.1556 | -6.6643e-12 | -120.3335 | 120.1164

## LL_min_fault_10
name | pf_ikss_a_from_ka | pf_ikss_b_from_ka | pf_ikss_c_from_ka | pf_ikss_a_to_ka | pf_ikss_b_to_ka | pf_ikss_c_to_ka | pf_skss_a_from_mw | pf_skss_b_from_mw | pf_skss_c_from_mw | pf_skss_a_to_mw | pf_skss_b_to_mw | pf_skss_c_to_mw | pf_p_a_from_mw | pf_p_b_from_mw | pf_p_c_from_mw | pf_p_a_to_mw | pf_p_b_to_mw | pf_p_c_to_mw | pf_q_a_from_mvar | pf_q_b_from_mvar | pf_q_c_from_mvar | pf_q_a_to_mvar | pf_q_b_to_mvar | pf_q_c_to_mvar | pf_ikss_a_from_degree | pf_ikss_b_from_degree | pf_ikss_c_from_degree | pf_ikss_a_to_degree | pf_ikss_b_to_degree | pf_ikss_c_to_degree | pf_vm_a_from_pu | pf_vm_b_from_pu | pf_vm_c_from_pu | pf_vm_a_to_pu | pf_vm_b_to_pu | pf_vm_c_to_pu | pf_va_a_from_degree | pf_va_b_from_degree | pf_va_c_from_degree | pf_va_a_to_degree | pf_va_b_to_degree | pf_va_c_to_degree
Line0_1_2 | 0 | 0.037492 | 0.037492 | 0 | 0.037492 | 0.037492 | 0 | 0.0086584 | 0.0086584 | 0 | 0.0086584 | 0.0086584 | 1.1866e-13 | -0.008577 | -0.0041723 | -1.1866e-13 | 0.008604 | 0.0041993 | 3.031e-13 | -3.1341e-06 | -0.0074574 | -3.031e-13 | 3.1247e-05 | 0.0074855 | 0 | 59.4211 | -120.5789 | 0 | -120.5789 | 59.4211 | 1 | 0.9906 | 0.98693 | 1 | 0.99372 | 0.99128 | -1.1107e-11 | -120.5579 | 120.1951 | -7.4048e-12 | -120.3708 | 120.1295
Line10_11_12 | 0 | 0.022495 | 0.022495 | 0 | 0.022495 | 0.022495 | 0 | 0.005195 | 0.005195 | 0 | 0.005195 | 0.005195 | 7.1225e-14 | -0.0051656 | -0.0025228 | -7.1225e-14 | 0.0051753 | 0.0025325 | 1.8189e-13 | -2.2122e-05 | -0.0044947 | -1.8189e-13 | 3.2243e-05 | 0.0045048 | 0 | 59.4211 | -120.5789 | 0 | -120.5789 | 59.4211 | 1 | 0.99435 | 0.99216 | 1 | 0.99623 | 0.99477 | -6.6643e-12 | -120.3335 | 120.1164 | -4.4428e-12 | -120.2219 | 120.0774
Line11_12_13 | 0 | 0.022495 | 0.022495 | 0 | 0.022495 | 0.022495 | 0 | 0.005195 | 0.005195 | 0 | 0.005195 | 0.005195 | 7.1225e-14 | -0.0051753 | -0.0025325 | -7.1225e-14 | 0.0051851 | 0.0025422 | 1.8189e-13 | -3.2243e-05 | -0.0045048 | -1.8189e-13 | 4.2363e-05 | 0.0045149 | 0 | 59.4211 | -120.5789 | 0 | -120.5789 | 59.4211 | 1 | 0.99623 | 0.99477 | 1 | 0.99811 | 0.99738 | -4.4428e-12 | -120.2219 | 120.0774 | -2.2214e-12 | -120.1107 | 120.0386
Line12_13_15 | 0 | 0 | 0 | 0 | 0 | 0 | 0 | 0 | 0 | 0 | 0 | 0 | -1.1209e-32 | -2.0708e-11 | -2.8691e-11 | 1.4456e-19 | 2.0708e-11 | 2.8691e-11 | -2.8912e-19 | 2.1221e-11 | -7.3925e-12 | 5.7824e-19 | -2.1221e-11 | 7.3925e-12 | 0 | 0 | 0 | 0 | 0 | 0 | 1 | 0.99811 | 0.99738 | 1 | 0.99811 | 0.99738 | -2.2214e-12 | -120.1107 | 120.0386 | -2.2214e-12 | -120.1107 | 120.0386
Line13_13_14 | 0 | 0.022495 | 0.022495 | 0 | 0.022495 | 0.022495 | 0 | 0.005195 | 0.005195 | 0 | 0.005195 | 0.005195 | 7.1225e-14 | -0.0051851 | -0.0025422 | -7.1225e-14 | 0.0051948 | 0.0025519 | 1.8189e-13 | -4.2363e-05 | -0.0045149 | -1.8189e-13 | 5.2484e-05 | 0.0045251 | 0 | 59.4211 | -120.5789 | 0 | -120.5789 | 59.4211 | 1 | 0.99811 | 0.99738 | 1 | 1 | 1 | -2.2214e-12 | -120.1107 | 120.0386 | 1.2249e-23 | -120 | 120
Line14_15_16 | 0 | 0 | 0 | 0 | 0 | 0 | 0 | 0 | 0 | 0 | 0 | 0 | -7.228e-19 | -1.3805e-11 | -1.9128e-11 | 5.7824e-19 | 1.3805e-11 | 1.9128e-11 | 5.7824e-19 | 1.4147e-11 | -4.9283e-12 | -5.7824e-19 | -1.4147e-11 | 4.9283e-12 | 0 | 0 | 0 | 0 | 0 | 0 | 1 | 0.99811 | 0.99738 | 1 | 0.99811 | 0.99738 | -2.2214e-12 | -120.1107 | 120.0386 | -2.2214e-12 | -120.1107 | 120.0386
Line15_16_17 | 0 | 0 | 0 | 0 | 0 | 0 | 0 | 0 | 0 | 0 | 0 | 0 | 1.4456e-19 | -6.9025e-12 | -9.5638e-12 | -1.4456e-19 | 6.9025e-12 | 9.5638e-12 | -5.6047e-33 | 7.0735e-12 | -2.4642e-12 | 2.8912e-19 | -7.0735e-12 | 2.4642e-12 | 0 | 0 | 0 | 0 | 0 | 0 | 1 | 0.99811 | 0.99738 | 1 | 0.99811 | 0.99738 | -2.2214e-12 | -120.1107 | 120.0386 | -2.2214e-12 | -120.1107 | 120.0386
Line16_4_18 | 0 | 0 | 0 | 0 | 0 | 0 | 0 | 0 | 0 | 0 | 0 | 0 | 3.2325e-24 | 3.4598e-25 | -2.4565e-22 | -3.2325e-24 | -3.4597e-25 | 2.4565e-22 | 1.6829e-29 | 2.8571e-22 | 1.4036e-22 | -1.6829e-29 | -2.8571e-22 | -1.4036e-22 | 0 | 0 | 0 | 0 | 0 | 0 | 1 | 1 | 1 | 1 | 1 | 1 | 6.1083e-23 | -120 | 120 | -8.3708e-24 | -120 | 120
Line17_5_19 | 0 | 0 | 0 | 0 | 0 | 0 | 0 | 0 | 0 | 0 | 0 | 0 | -5.7824e-19 | -3.3978e-11 | -4.7284e-11 | 2.8912e-18 | 3.3978e-11 | 4.7284e-11 | -1.1565e-18 | 3.5368e-11 | -1.2321e-11 | 2.313e-18 | -3.5368e-11 | 1.2321e-11 | 0 | 0 | 0 | 0 | 0 | 0 | 1 | 0.9906 | 0.98693 | 1 | 0.9906 | 0.98693 | -1.1107e-11 | -120.5579 | 120.1951 | -1.1107e-11 | -120.5579 | 120.1951
Line1_1_3 | 0 | 0.022495 | 0.022495 | 0 | 0.022495 | 0.022495 | 0 | 0.005195 | 0.005195 | 0 | 0.005195 | 0.005195 | 7.1225e-14 | -0.0051462 | -0.0025034 | -7.1225e-14 | 0.0051559 | 0.0025131 | 1.819e-13 | -1.8804e-06 | -0.0044744 | -1.819e-13 | 1.2001e-05 | 0.0044846 | 0 | 59.4211 | -120.5789 | 0 | -120.5789 | 59.4211 | 1 | 0.9906 | 0.98693 | 1 | 0.99247 | 0.98954 | -1.1107e-11 | -120.5579 | 120.1951 | -8.8858e-12 | -120.4455 | 120.1556
Line2_1_4 | 0 | 0.11248 | 0.11248 | 0 | 0.11248 | 0.11248 | 0 | 0.025975 | 0.025975 | 0 | 0.025975 | 0.025975 | 3.5519e-13 | -0.025731 | -0.012517 | -3.5519e-13 | 0.025974 | 0.01276 | 9.0849e-13 | -9.4024e-06 | -0.022372 | -9.0849e-13 | 0.00026242 | 0.022625 | 0 | 59.4211 | -120.5789 | 0 | -120.5789 | 59.4211 | 1 | 0.9906 | 0.98693 | 1 | 1 | 1 | -1.1107e-11 | -120.5579 | 120.1951 | 6.1083e-23 | -120 | 120
Line3_1_5 | 0 | 0 | 0 | 0 | 0 | 0 | 0 | 0 | 0 | 0 | 0 | 0 | -1.7347e-18 | -6.7956e-11 | -9.4568e-11 | 2.8912e-18 | 6.7956e-11 | 9.4568e-11 | 1.1565e-18 | 7.0735e-11 | -2.4642e-11 | 1.1565e-18 | -7.0735e-11 | 2.4642e-11 | 0 | 0 | 0 | 0 | 0 | 0 | 1 | 0.9906 | 0.98693 | 1 | 0.9906 | 0.98693 | -1.1107e-11 | -120.5579 | 120.1951 | -1.1107e-11 | -120.5579 | 120.1951
Line4_2_6 | 0 | 0.037492 | 0.037492 | 0 | 0.037492 | 0.037492 | 0 | 0.0086584 | 0.0086584 | 0 | 0.0086584 | 0.0086584 | 1.1866e-13 | -0.008604 | -0.0041993 | -1.1866e-13 | 0.008631 | 0.0042262 | 3.031e-13 | -3.1247e-05 | -0.0074855 | -3.031e-13 | 5.936e-05 | 0.0075136 | 0 | 59.4211 | -120.5789 | 0 | -120.5789 | 59.4211 | 1 | 0.99372 | 0.99128 | 1 | 0.99686 | 0.99564 | -7.4048e-12 | -120.3708 | 120.1295 | -3.7024e-12 | -120.1848 | 120.0645
Line5_6_7 | 0 | 0.037492 | 0.037492 | 0 | 0.037492 | 0.037492 | 0 | 0.0086584 | 0.0086584 | 0 | 0.0086584 | 0.0086584 | 1.1866e-13 | -0.008631 | -0.0042262 | -1.1866e-13 | 0.008658 | 0.0042532 | 3.031e-13 | -5.936e-05 | -0.0075136 | -3.031e-13 | 8.7473e-05 | 0.0075418 | 0 | 59.4211 | -120.5789 | 0 | -120.5789 | 59.4211 | 1 | 0.99686 | 0.99564 | 1 | 1 | 1 | -3.7024e-12 | -120.1848 | 120.0645 | 2.0406e-23 | -120 | 120
Line6_7_8 | 0 | 0 | 0 | 0 | 0 | 0 | 0 | 0 | 0 | 0 | 0 | 0 | 3.2325e-24 | 3.4595e-25 | -2.4565e-22 | -3.2325e-24 | -3.4594e-25 | 2.4565e-22 | 1.0518e-29 | 2.8571e-22 | 1.4036e-22 | -8.4145e-30 | -2.8571e-22 | -1.4036e-22 | 0 | 0 | 0 | 0 | 0 | 0 | 1 | 1 | 1 | 1 | 1 | 1 | 2.0406e-23 | -120 | 120 | -4.9048e-23 | -120 | 120
Line7_8_9 | 0 | 0 | 0 | 0 | 0 | 0 | 0 | 0 | 0 | 0 | 0 | 0 | 1.0775e-24 | 1.1531e-25 | -8.1882e-23 | -1.0775e-24 | -1.1532e-25 | 8.1882e-23 | 4.2073e-30 | 9.5238e-23 | 4.6786e-23 | -2.1036e-30 | -9.5238e-23 | -4.6786e-23 | 0 | 0 | 0 | 0 | 0 | 0 | 1 | 1 | 1 | 1 | 1 | 1 | -4.9048e-23 | -120 | 120 | -7.2199e-23 | -120 | 120
Line8_8_10 | 0 | 0 | 0 | 0 | 0 | 0 | 0 | 0 | 0 | 0 | 0 | 0 | 1.0775e-24 | 1.1531e-25 | -8.1882e-23 | -1.0775e-24 | -1.1532e-25 | 8.1882e-23 | 4.2073e-30 | 9.5238e-23 | 4.6786e-23 | 1.3578e-48 | -9.5238e-23 | -4.6786e-23 | 0 | 0 | 0 | 0 | 0 | 0 | 1 | 1 | 1 | 1 | 1 | 1 | -4.9048e-23 | -120 | 120 | -7.2199e-23 | -120 | 120
Line9_3_11 | 0 | 0.022495 | 0.022495 | 0 | 0.022495 | 0.022495 | 0 | 0.005195 | 0.005195 | 0 | 0.005195 | 0.005195 | 7.1225e-14 | -0.0051559 | -0.0025131 | -7.1226e-14 | 0.0051656 | 0.0025228 | 1.8189e-13 | -1.2001e-05 | -0.0044846 | -1.819e-13 | 2.2122e-05 | 0.0044947 | 0 | 59.4211 | -120.5789 | 0 | -120.5789 | 59.4211 | 1 | 0.99247 | 0.98954 | 1 | 0.99435 | 0.99216 | -8.8858e-12 | -120.4455 | 120.1556 | -6.6643e-12 | -120.3335 | 120.1164

## LG_max_6
name | pf_ikss_a_from_ka | pf_ikss_b_from_ka | pf_ikss_c_from_ka | pf_ikss_a_to_ka | pf_ikss_b_to_ka | pf_ikss_c_to_ka | pf_skss_a_from_mw | pf_skss_b_from_mw | pf_skss_c_from_mw | pf_skss_a_to_mw | pf_skss_b_to_mw | pf_skss_c_to_mw | pf_p_a_from_mw | pf_p_b_from_mw | pf_p_c_from_mw | pf_p_a_to_mw | pf_p_b_to_mw | pf_p_c_to_mw | pf_q_a_from_mvar | pf_q_b_from_mvar | pf_q_c_from_mvar | pf_q_a_to_mvar | pf_q_b_to_mvar | pf_q_c_to_mvar | pf_ikss_a_from_degree | pf_ikss_b_from_degree | pf_ikss_c_from_degree | pf_ikss_a_to_degree | pf_ikss_b_to_degree | pf_ikss_c_to_degree | 3xI0 | pf_vm_a_from_pu | pf_vm_b_from_pu | pf_vm_c_from_pu | pf_vm_a_to_pu | pf_vm_b_to_pu | pf_vm_c_to_pu | pf_va_a_from_degree | pf_va_b_from_degree | pf_va_c_from_degree | pf_va_a_to_degree | pf_va_b_to_degree | pf_va_c_to_degree
Line0_1_2 | 0.99214 | 0.49607 | 0.49607 | 0.99214 | 0.49607 | 0.49607 | 0.22913 | 0.11456 | 0.11456 | 0.22913 | 0.11456 | 0.11456 | -0.027886 | 0.099295 | -0.11324 | 0.037729 | -0.096834 | 0.1157 | -0.18635 | -0.07145 | -0.021726 | 0.20604 | 0.076371 | 0.026647 | 103.168 | -76.832 | -76.832 | -76.832 | 103.168 | 103.168 |  | 0.82237 | 1.0678 | 1.0065 | 0.91418 | 1.0765 | 1.0364 | 4.6574 | -112.5696 | 114.0287 | 2.7911 | -115.0942 | 116.1381
Line10_11_12 | 0.59529 | 0.29764 | 0.29764 | 0.59529 | 0.29764 | 0.29764 | 0.13748 | 0.068738 | 0.068738 | 0.13748 | 0.068738 | 0.068738 | -0.023819 | 0.057805 | -0.069714 | 0.027362 | -0.056919 | 0.0706 | -0.12598 | -0.046413 | -0.016579 | 0.13307 | 0.048185 | 0.018351 | 103.168 | -76.832 | -76.832 | -76.832 | 103.168 | 103.168 |  | 0.93265 | 1.0785 | 1.0425 | 0.98822 | 1.0849 | 1.0612 | 2.462 | -115.594 | 116.5453 | 1.5488 | -117.0818 | 117.7383
Line11_12_13 | 0.59529 | 0.29764 | 0.29764 | 0.59529 | 0.29764 | 0.29764 | 0.13748 | 0.068738 | 0.068738 | 0.13748 | 0.068738 | 0.068738 | -0.027362 | 0.056919 | -0.0706 | 0.030906 | -0.056033 | 0.071486 | -0.13307 | -0.048185 | -0.018351 | 0.14016 | 0.049957 | 0.020123 | 103.168 | -76.832 | -76.832 | -76.832 | 103.168 | 103.168 |  | 0.98822 | 1.0849 | 1.0612 | 1.044 | 1.0921 | 1.0804 | 1.5488 | -117.0818 | 117.7383 | 0.73293 | -118.5509 | 118.8894
Line12_13_15 | 0 | 0 | 0 | 0 | 0 | 0 | 0 | 0 | 0 | 0 | 0 | 0 | -6.419e-10 | -9.0504e-11 | -2.3045e-10 | 6.419e-10 | 9.0504e-11 | 2.3045e-10 | -1.6159e-10 | -3.3417e-10 | 2.5338e-10 | 1.6159e-10 | 3.3417e-10 | -2.5338e-10 | 0 | 0 | 0 | 0 | 0 | 0 |  | 1.044 | 1.0921 | 1.0804 | 1.044 | 1.0921 | 1.0804 | 0.73293 | -118.5509 | 118.8894 | 0.73293 | -118.5509 | 118.8894
Line13_13_14 | 0.59529 | 0.29764 | 0.29764 | 0.59529 | 0.29764 | 0.29764 | 0.13748 | 0.068738 | 0.068738 | 0.13748 | 0.068738 | 0.068738 | -0.030906 | 0.056033 | -0.071486 | 0.03445 | -0.055147 | 0.072372 | -0.14016 | -0.049957 | -0.020123 | 0.14725 | 0.051729 | 0.021895 | 103.168 | -76.832 | -76.832 | -76.832 | 103.168 | 103.168 |  | 1.044 | 1.0921 | 1.0804 | 1.1 | 1.1 | 1.1 | 0.73293 | -118.5509 | 118.8894 | -4.8938e-12 | -120 | 120
Line14_15_16 | 0 | 0 | 0 | 0 | 0 | 0 | 0 | 0 | 0 | 0 | 0 | 0 | -4.2793e-10 | -6.0336e-11 | -1.5363e-10 | 4.2793e-10 | 6.0336e-11 | 1.5363e-10 | -1.0773e-10 | -2.2278e-10 | 1.6892e-10 | 1.0773e-10 | 2.2278e-10 | -1.6892e-10 | 0 | 0 | 0 | 0 | 0 | 0 |  | 1.044 | 1.0921 | 1.0804 | 1.044 | 1.0921 | 1.0804 | 0.73293 | -118.5509 | 118.8894 | 0.73293 | -118.5509 | 118.8894
Line15_16_17 | 0 | 0 | 0 | 0 | 0 | 0 | 0 | 0 | 0 | 0 | 0 | 0 | -2.1397e-10 | -3.0168e-11 | -7.6815e-11 | 2.1397e-10 | 3.0168e-11 | 7.6816e-11 | -5.3864e-11 | -1.1139e-10 | 8.4459e-11 | 5.3864e-11 | 1.1139e-10 | -8.4459e-11 | 0 | 0 | 0 | 0 | 0 | 0 |  | 1.044 | 1.0921 | 1.0804 | 1.044 | 1.0921 | 1.0804 | 0.73293 | -118.5509 | 118.8894 | 0.73293 | -118.5509 | 118.8894
Line16_4_18 | 0 | 0 | 0 | 0 | 0 | 0 | 0 | 0 | 0 | 0 | 0 | 0 | -8.9945e-21 | -3.741e-21 | -2.1001e-21 | 8.9945e-21 | 3.741e-21 | 2.1001e-21 | 1.8947e-21 | -3.0331e-21 | 3.9805e-21 | -1.8947e-21 | 3.0331e-21 | -3.9805e-21 | 0 | 0 | 0 | 0 | 0 | 0 |  | 1.1 | 1.1 | 1.1 | 1.1 | 1.1 | 1.1 | -2.4469e-11 | -120 | 120 | -2.4469e-11 | -120 | 120
Line17_5_19 | 0 | 0 | 0 | 0 | 0 | 0 | 0 | 0 | 0 | 0 | 0 | 0 | -8.2621e-10 | -8.9934e-11 | -3.2317e-10 | 8.2621e-10 | 8.9934e-11 | 3.2317e-10 | -2.6932e-10 | -5.5696e-10 | 4.223e-10 | 2.6932e-10 | 5.5696e-10 | -4.223e-10 | 0 | 0 | 0 | 0 | 0 | 0 |  | 0.82237 | 1.0678 | 1.0065 | 0.82237 | 1.0678 | 1.0065 | 4.6574 | -112.5696 | 114.0287 | 4.6574 | -112.5696 | 114.0287
Line1_1_3 | 0.59529 | 0.29764 | 0.29764 | 0.59529 | 0.29764 | 0.29764 | 0.13748 | 0.068738 | 0.068738 | 0.13748 | 0.068738 | 0.068738 | -0.016731 | 0.059577 | -0.067943 | 0.020275 | -0.058691 | 0.068828 | -0.11181 | -0.04287 | -0.013035 | 0.1189 | 0.044642 | 0.014807 | 103.168 | -76.832 | -76.832 | -76.832 | 103.168 | 103.168 |  | 0.82237 | 1.0678 | 1.0065 | 0.87735 | 1.0728 | 1.0242 | 4.6574 | -112.5696 | 114.0287 | 3.4907 | -114.0893 | 115.3091
Line2_1_4 | 2.9764 | 1.4882 | 1.4882 | 2.9764 | 1.4882 | 1.4882 | 0.68738 | 0.34369 | 0.34369 | 0.68738 | 0.34369 | 0.34369 | -0.083657 | 0.29788 | -0.33971 | 0.17225 | -0.27574 | 0.36186 | -0.55905 | -0.21435 | -0.065177 | 0.73623 | 0.25864 | 0.10947 | 103.168 | -76.832 | -76.832 | -76.832 | 103.168 | 103.168 |  | 0.82237 | 1.0678 | 1.0065 | 1.1 | 1.1 | 1.1 | 4.6574 | -112.5696 | 114.0287 | -2.4469e-11 | -120 | 120
Line3_1_5 | 0 | 0 | 0 | 0 | 0 | 0 | 0 | 0 | 0 | 0 | 0 | 0 | -1.6524e-09 | -1.7987e-10 | -6.4634e-10 | 1.6524e-09 | 1.7987e-10 | 6.4634e-10 | -5.3864e-10 | -1.1139e-09 | 8.4459e-10 | 5.3864e-10 | 1.1139e-09 | -8.4459e-10 | 0 | 0 | 0 | 0 | 0 | 0 |  | 0.82237 | 1.0678 | 1.0065 | 0.82237 | 1.0678 | 1.0065 | 4.6574 | -112.5696 | 114.0287 | 4.6574 | -112.5696 | 114.0287
Line4_2_6 | 0.99214 | 0.49607 | 0.49607 | 0.99214 | 0.49607 | 0.49607 | 0.22913 | 0.11456 | 0.11456 | 0.22913 | 0.11456 | 0.11456 | -0.037729 | 0.096834 | -0.1157 | 0.047573 | -0.094373 | 0.11816 | -0.20604 | -0.076371 | -0.026647 | 0.22572 | 0.081293 | 0.031569 | 103.168 | -76.832 | -76.832 | -76.832 | 103.168 | 103.168 |  | 0.91418 | 1.0765 | 1.0364 | 1.0068 | 1.0873 | 1.0676 | 2.7911 | -115.0942 | 116.1381 | 1.2668 | -117.5736 | 118.1266
Line5_6_7 | 0.99214 | 0.49607 | 0.49607 | 0.99214 | 0.49607 | 0.49607 | 0.22913 | 0.11456 | 0.11456 | 0.22913 | 0.11456 | 0.11456 | -0.047573 | 0.094373 | -0.11816 | 0.057416 | -0.091912 | 0.12062 | -0.22572 | -0.081293 | -0.031569 | 0.24541 | 0.086215 | 0.036491 | 103.168 | -76.832 | -76.832 | -76.832 | 103.168 | 103.168 |  | 1.0068 | 1.0873 | 1.0676 | 1.1 | 1.1 | 1.1 | 1.2668 | -117.5736 | 118.1266 | -8.1563e-12 | -120 | 120
Line6_7_8 | 0 | 0 | 0 | 0 | 0 | 0 | 0 | 0 | 0 | 0 | 0 | 0 | -8.9945e-21 | -3.741e-21 | -2.1001e-21 | 8.9945e-21 | 3.741e-21 | 2.1001e-21 | 1.8947e-21 | -3.0331e-21 | 3.9805e-21 | -1.8947e-21 | 3.0331e-21 | -3.9805e-21 | 0 | 0 | 0 | 0 | 0 | 0 |  | 1.1 | 1.1 | 1.1 | 1.1 | 1.1 | 1.1 | -8.1563e-12 | -120 | 120 | -8.1563e-12 | -120 | 120
Line7_8_9 | 0 | 0 | 0 | 0 | 0 | 0 | 0 | 0 | 0 | 0 | 0 | 0 | -2.9982e-21 | -1.247e-21 | -7.0003e-22 | 2.9982e-21 | 1.247e-21 | 7.0003e-22 | 6.3158e-22 | -1.011e-21 | 1.3268e-21 | -6.3158e-22 | 1.011e-21 | -1.3268e-21 | 0 | 0 | 0 | 0 | 0 | 0 |  | 1.1 | 1.1 | 1.1 | 1.1 | 1.1 | 1.1 | -8.1563e-12 | -120 | 120 | -8.1563e-12 | -120 | 120
Line8_8_10 | 0 | 0 | 0 | 0 | 0 | 0 | 0 | 0 | 0 | 0 | 0 | 0 | -2.9982e-21 | -1.247e-21 | -7.0003e-22 | 2.9982e-21 | 1.247e-21 | 7.0003e-22 | 6.3158e-22 | -1.011e-21 | 1.3268e-21 | -6.3158e-22 | 1.011e-21 | -1.3268e-21 | 0 | 0 | 0 | 0 | 0 | 0 |  | 1.1 | 1.1 | 1.1 | 1.1 | 1.1 | 1.1 | -8.1563e-12 | -120 | 120 | -8.1563e-12 | -120 | 120
Line9_3_11 | 0.59529 | 0.29764 | 0.29764 | 0.59529 | 0.29764 | 0.29764 | 0.13748 | 0.068738 | 0.068738 | 0.13748 | 0.068738 | 0.068738 | -0.020275 | 0.058691 | -0.068828 | 0.023819 | -0.057805 | 0.069714 | -0.1189 | -0.044642 | -0.014807 | 0.12598 | 0.046413 | 0.016579 | 103.168 | -76.832 | -76.832 | -76.832 | 103.168 | 103.168 |  | 0.87735 | 1.0728 | 1.0242 | 0.93265 | 1.0785 | 1.0425 | 3.4907 | -114.0893 | 115.3091 | 2.462 | -115.594 | 116.5453

## LG_max_10
name | pf_ikss_a_from_ka | pf_ikss_b_from_ka | pf_ikss_c_from_ka | pf_ikss_a_to_ka | pf_ikss_b_to_ka | pf_ikss_c_to_ka | pf_skss_a_from_mw | pf_skss_b_from_mw | pf_skss_c_from_mw | pf_skss_a_to_mw | pf_skss_b_to_mw | pf_skss_c_to_mw | pf_p_a_from_mw | pf_p_b_from_mw | pf_p_c_from_mw | pf_p_a_to_mw | pf_p_b_to_mw | pf_p_c_to_mw | pf_q_a_from_mvar | pf_q_b_from_mvar | pf_q_c_from_mvar | pf_q_a_to_mvar | pf_q_b_to_mvar | pf_q_c_to_mvar | pf_ikss_a_from_degree | pf_ikss_b_from_degree | pf_ikss_c_from_degree | pf_ikss_a_to_degree | pf_ikss_b_to_degree | pf_ikss_c_to_degree | 3xI0 | pf_vm_a_from_pu | pf_vm_b_from_pu | pf_vm_c_from_pu | pf_vm_a_to_pu | pf_vm_b_to_pu | pf_vm_c_to_pu | pf_va_a_from_degree | pf_va_b_from_degree | pf_va_c_from_degree | pf_va_a_to_degree | pf_va_b_to_degree | pf_va_c_to_degree
Line0_1_2 | 0.96386 | 0.48193 | 0.48193 | 0.96386 | 0.48193 | 0.48193 | 0.22259 | 0.1113 | 0.1113 | 0.22259 | 0.1113 | 0.1113 | -0.026906 | 0.09661 | -0.11006 | 0.036196 | -0.094288 | 0.11239 | -0.18291 | -0.069445 | -0.022007 | 0.20149 | 0.07409 | 0.026652 | 102.9272 | -77.0728 | -77.0728 | -77.0728 | 102.9272 | 102.9272 |  | 0.83055 | 1.069 | 1.0085 | 0.91967 | 1.0774 | 1.0378 | 4.5588 | -112.7821 | 114.2345 | 2.7428 | -115.2327 | 116.2685
Line10_11_12 | 0.57831 | 0.28916 | 0.28916 | 0.57831 | 0.28916 | 0.28916 | 0.13356 | 0.066778 | 0.066778 | 0.13356 | 0.066778 | 0.066778 | -0.022833 | 0.056294 | -0.06771 | 0.026177 | -0.055458 | 0.068546 | -0.12312 | -0.045012 | -0.016549 | 0.12981 | 0.046684 | 0.018221 | 102.9272 | -77.0728 | -77.0728 | -77.0728 | 102.9272 | 102.9272 |  | 0.93759 | 1.0794 | 1.0438 | 0.99152 | 1.0856 | 1.0621 | 2.4212 | -115.718 | 116.6615 | 1.526 | -117.1631 | 117.8134
Line11_12_13 | 0.57831 | 0.28916 | 0.28916 | 0.57831 | 0.28916 | 0.28916 | 0.13356 | 0.066778 | 0.066778 | 0.13356 | 0.066778 | 0.066778 | -0.026177 | 0.055458 | -0.068546 | 0.029521 | -0.054622 | 0.069383 | -0.12981 | -0.046684 | -0.018221 | 0.1365 | 0.048356 | 0.019893 | 102.9272 | -77.0728 | -77.0728 | -77.0728 | 102.9272 | 102.9272 |  | 0.99152 | 1.0856 | 1.0621 | 1.0457 | 1.0924 | 1.0809 | 1.526 | -117.1631 | 117.8134 | 0.72344 | -118.5909 | 118.9259
Line12_13_15 | 0 | 0 | 0 | 0 | 0 | 0 | 0 | 0 | 0 | 0 | 0 | 0 | -6.2395e-10 | -8.6812e-11 | -2.2516e-10 | 6.2395e-10 | 8.6812e-11 | 2.2516e-10 | -1.5975e-10 | -3.2505e-10 | 2.4517e-10 | 1.5975e-10 | 3.2505e-10 | -2.4517e-10 | 0 | 0 | 0 | 0 | 0 | 0 |  | 1.0457 | 1.0924 | 1.0809 | 1.0457 | 1.0924 | 1.0809 | 0.72344 | -118.5909 | 118.9259 | 0.72344 | -118.5909 | 118.9259
Line13_13_14 | 0.57831 | 0.28916 | 0.28916 | 0.57831 | 0.28916 | 0.28916 | 0.13356 | 0.066778 | 0.066778 | 0.13356 | 0.066778 | 0.066778 | -0.029521 | 0.054622 | -0.069383 | 0.032866 | -0.053786 | 0.070219 | -0.1365 | -0.048356 | -0.019893 | 0.14319 | 0.050028 | 0.021566 | 102.9272 | -77.0728 | -77.0728 | -77.0728 | 102.9272 | 102.9272 |  | 1.0457 | 1.0924 | 1.0809 | 1.1 | 1.1 | 1.1 | 0.72344 | -118.5909 | 118.9259 | -4.6688e-12 | -120 | 120
Line14_15_16 | 0 | 0 | 0 | 0 | 0 | 0 | 0 | 0 | 0 | 0 | 0 | 0 | -4.1596e-10 | -5.7874e-11 | -1.5011e-10 | 4.1596e-10 | 5.7874e-11 | 1.5011e-10 | -1.065e-10 | -2.167e-10 | 1.6345e-10 | 1.065e-10 | 2.167e-10 | -1.6345e-10 | 0 | 0 | 0 | 0 | 0 | 0 |  | 1.0457 | 1.0924 | 1.0809 | 1.0457 | 1.0924 | 1.0809 | 0.72344 | -118.5909 | 118.9259 | 0.72344 | -118.5909 | 118.9259
Line15_16_17 | 0 | 0 | 0 | 0 | 0 | 0 | 0 | 0 | 0 | 0 | 0 | 0 | -2.0798e-10 | -2.8937e-11 | -7.5054e-11 | 2.0798e-10 | 2.8937e-11 | 7.5054e-11 | -5.3251e-11 | -1.0835e-10 | 8.1724e-11 | 5.3251e-11 | 1.0835e-10 | -8.1724e-11 | 0 | 0 | 0 | 0 | 0 | 0 |  | 1.0457 | 1.0924 | 1.0809 | 1.0457 | 1.0924 | 1.0809 | 0.72344 | -118.5909 | 118.9259 | 0.72344 | -118.5909 | 118.9259
Line16_4_18 | 0 | 0 | 0 | 0 | 0 | 0 | 0 | 0 | 0 | 0 | 0 | 0 | -8.7465e-21 | -3.6227e-21 | -2.0573e-21 | 8.7465e-21 | 3.6227e-21 | 2.0573e-21 | 1.8076e-21 | -2.9582e-21 | 3.862e-21 | -1.8076e-21 | 2.9582e-21 | -3.862e-21 | 0 | 0 | 0 | 0 | 0 | 0 |  | 1.1 | 1.1 | 1.1 | 1.1 | 1.1 | 1.1 | -2.3344e-11 | -120 | 120 | -2.3344e-11 | -120 | 120
Line17_5_19 | 0 | 0 | 0 | 0 | 0 | 0 | 0 | 0 | 0 | 0 | 0 | 0 | -8.0998e-10 | -8.7203e-11 | -3.1779e-10 | 8.0998e-10 | 8.7203e-11 | 3.1779e-10 | -2.6625e-10 | -5.4175e-10 | 4.0862e-10 | 2.6625e-10 | 5.4175e-10 | -4.0862e-10 | 0 | 0 | 0 | 0 | 0 | 0 |  | 0.83055 | 1.069 | 1.0085 | 0.83055 | 1.069 | 1.0085 | 4.5588 | -112.7821 | 114.2345 | 4.5588 | -112.7821 | 114.2345
Line1_1_3 | 0.57831 | 0.28916 | 0.28916 | 0.57831 | 0.28916 | 0.28916 | 0.13356 | 0.066778 | 0.066778 | 0.13356 | 0.066778 | 0.066778 | -0.016144 | 0.057966 | -0.066038 | 0.019488 | -0.05713 | 0.066874 | -0.10974 | -0.041667 | -0.013204 | 0.11643 | 0.043339 | 0.014877 | 102.9272 | -77.0728 | -77.0728 | -77.0728 | 102.9272 | 102.9272 |  | 0.83055 | 1.069 | 1.0085 | 0.88391 | 1.0738 | 1.0259 | 4.5588 | -112.7821 | 114.2345 | 3.4253 | -114.2571 | 115.4689
Line2_1_4 | 2.8916 | 1.4458 | 1.4458 | 2.8916 | 1.4458 | 1.4458 | 0.66778 | 0.33389 | 0.33389 | 0.66778 | 0.33389 | 0.33389 | -0.080718 | 0.28983 | -0.33019 | 0.16433 | -0.26893 | 0.35109 | -0.54872 | -0.20834 | -0.066022 | 0.71594 | 0.25014 | 0.10783 | 102.9272 | -77.0728 | -77.0728 | -77.0728 | 102.9272 | 102.9272 |  | 0.83055 | 1.069 | 1.0085 | 1.1 | 1.1 | 1.1 | 4.5588 | -112.7821 | 114.2345 | -2.3344e-11 | -120 | 120
Line3_1_5 | 0 | 0 | 0 | 0 | 0 | 0 | 0 | 0 | 0 | 0 | 0 | 0 | -1.62e-09 | -1.7441e-10 | -6.3557e-10 | 1.62e-09 | 1.7441e-10 | 6.3557e-10 | -5.3251e-10 | -1.0835e-09 | 8.1724e-10 | 5.3251e-10 | 1.0835e-09 | -8.1724e-10 | 0 | 0 | 0 | 0 | 0 | 0 |  | 0.83055 | 1.069 | 1.0085 | 0.83055 | 1.069 | 1.0085 | 4.5588 | -112.7821 | 114.2345 | 4.5588 | -112.7821 | 114.2345
Line4_2_6 | 0.96386 | 0.48193 | 0.48193 | 0.96386 | 0.48193 | 0.48193 | 0.22259 | 0.1113 | 0.1113 | 0.22259 | 0.1113 | 0.1113 | -0.036196 | 0.094288 | -0.11239 | 0.045486 | -0.091965 | 0.11471 | -0.20149 | -0.07409 | -0.026652 | 0.22007 | 0.078735 | 0.031298 | 102.9272 | -77.0728 | -77.0728 | -77.0728 | 102.9272 | 102.9272 |  | 0.91967 | 1.0774 | 1.0378 | 1.0095 | 1.0878 | 1.0683 | 2.7428 | -115.2327 | 116.2685 | 1.2489 | -117.6411 | 118.1886
Line5_6_7 | 0.96386 | 0.48193 | 0.48193 | 0.96386 | 0.48193 | 0.48193 | 0.22259 | 0.1113 | 0.1113 | 0.22259 | 0.1113 | 0.1113 | -0.045486 | 0.091965 | -0.11471 | 0.054777 | -0.089643 | 0.11703 | -0.22007 | -0.078735 | -0.031298 | 0.23865 | 0.083381 | 0.035943 | 102.9272 | -77.0728 | -77.0728 | -77.0728 | 102.9272 | 102.9272 |  | 1.0095 | 1.0878 | 1.0683 | 1.1 | 1.1 | 1.1 | 1.2489 | -117.6411 | 118.1886 | -7.7813e-12 | -120 | 120
Line6_7_8 | 0 | 0 | 0 | 0 | 0 | 0 | 0 | 0 | 0 | 0 | 0 | 0 | -8.7465e-21 | -3.6227e-21 | -2.0573e-21 | 8.7465e-21 | 3.6227e-21 | 2.0573e-21 | 1.8076e-21 | -2.9582e-21 | 3.862e-21 | -1.8076e-21 | 2.9582e-21 | -3.862e-21 | 0 | 0 | 0 | 0 | 0 | 0 |  | 1.1 | 1.1 | 1.1 | 1.1 | 1.1 | 1.1 | -7.7813e-12 | -120 | 120 | -7.7813e-12 | -120 | 120
Line7_8_9 | 0 | 0 | 0 | 0 | 0 | 0 | 0 | 0 | 0 | 0 | 0 | 0 | -2.9155e-21 | -1.2076e-21 | -6.8577e-22 | 2.9155e-21 | 1.2076e-21 | 6.8577e-22 | 6.0254e-22 | -9.8607e-22 | 1.2873e-21 | -6.0254e-22 | 9.8607e-22 | -1.2873e-21 | 0 | 0 | 0 | 0 | 0 | 0 |  | 1.1 | 1.1 | 1.1 | 1.1 | 1.1 | 1.1 | -7.7813e-12 | -120 | 120 | -7.7813e-12 | -120 | 120
Line8_8_10 | 0 | 0 | 0 | 0 | 0 | 0 | 0 | 0 | 0 | 0 | 0 | 0 | -2.9155e-21 | -1.2076e-21 | -6.8577e-22 | 2.9155e-21 | 1.2076e-21 | 6.8577e-22 | 6.0254e-22 | -9.8607e-22 | 1.2873e-21 | -6.0254e-22 | 9.8607e-22 | -1.2873e-21 | 0 | 0 | 0 | 0 | 0 | 0 |  | 1.1 | 1.1 | 1.1 | 1.1 | 1.1 | 1.1 | -7.7813e-12 | -120 | 120 | -7.7813e-12 | -120 | 120
Line9_3_11 | 0.57831 | 0.28916 | 0.28916 | 0.57831 | 0.28916 | 0.28916 | 0.13356 | 0.066778 | 0.066778 | 0.13356 | 0.066778 | 0.066778 | -0.019488 | 0.05713 | -0.066874 | 0.022833 | -0.056294 | 0.06771 | -0.11643 | -0.043339 | -0.014877 | 0.12312 | 0.045012 | 0.016549 | 102.9272 | -77.0728 | -77.0728 | -77.0728 | 102.9272 | 102.9272 |  | 0.88391 | 1.0738 | 1.0259 | 0.93759 | 1.0794 | 1.0438 | 3.4253 | -114.2571 | 115.4689 | 2.4212 | -115.718 | 116.6615

## LG_max_fault_6
name | pf_ikss_a_from_ka | pf_ikss_b_from_ka | pf_ikss_c_from_ka | pf_ikss_a_to_ka | pf_ikss_b_to_ka | pf_ikss_c_to_ka | pf_skss_a_from_mw | pf_skss_b_from_mw | pf_skss_c_from_mw | pf_skss_a_to_mw | pf_skss_b_to_mw | pf_skss_c_to_mw | pf_p_a_from_mw | pf_p_b_from_mw | pf_p_c_from_mw | pf_p_a_to_mw | pf_p_b_to_mw | pf_p_c_to_mw | pf_q_a_from_mvar | pf_q_b_from_mvar | pf_q_c_from_mvar | pf_q_a_to_mvar | pf_q_b_to_mvar | pf_q_c_to_mvar | pf_ikss_a_from_degree | pf_ikss_b_from_degree | pf_ikss_c_from_degree | pf_ikss_a_to_degree | pf_ikss_b_to_degree | pf_ikss_c_to_degree | 3xI0 | pf_vm_a_from_pu | pf_vm_b_from_pu | pf_vm_c_from_pu | pf_vm_a_to_pu | pf_vm_b_to_pu | pf_vm_c_to_pu | pf_va_a_from_degree | pf_va_b_from_degree | pf_va_c_from_degree | pf_va_a_to_degree | pf_va_b_to_degree | pf_va_c_to_degree
Line0_1_2 | 0.015203 | 0.0076013 | 0.0076013 | 0.015203 | 0.0076013 | 0.0076013 | 0.0035109 | 0.0017554 | 0.0017554 | 0.0035109 | 0.0017554 | 0.0017554 | -0.0030313 | 0.00027454 | -0.0017902 | 0.0030336 | -0.00027396 | 0.0017908 | -0.0023703 | -0.0019082 | 0.00072303 | 0.0023749 | 0.0019093 | -0.00072187 | 141.8783 | -38.1217 | -38.1217 | -38.1217 | 141.8783 | 141.8783 |  | 1.096 | 1.0982 | 1.0998 | 1.0973 | 1.0988 | 1.0999 | -0.098705 | -119.9344 | 119.8854 | -0.065723 | -119.9563 | 119.9236
Line10_11_12 | 0.0091216 | 0.0045608 | 0.0045608 | 0.0091216 | 0.0045608 | 0.0045608 | 0.0021065 | 0.0010533 | 0.0010533 | 0.0021065 | 0.0010533 | 0.0010533 | -0.0018204 | 0.00016431 | -0.0010745 | 0.0018213 | -0.0001641 | 0.0010747 | -0.0014255 | -0.0011457 | 0.00043298 | 0.0014272 | 0.0011461 | -0.00043257 | 141.8783 | -38.1217 | -38.1217 | -38.1217 | 141.8783 | 141.8783 |  | 1.0976 | 1.0989 | 1.0999 | 1.0984 | 1.0993 | 1.0999 | -0.059137 | -119.9607 | 119.9312 | -0.039396 | -119.9738 | 119.9541
Line11_12_13 | 0.0091216 | 0.0045608 | 0.0045608 | 0.0091216 | 0.0045608 | 0.0045608 | 0.0021065 | 0.0010533 | 0.0010533 | 0.0021065 | 0.0010533 | 0.0010533 | -0.0018213 | 0.0001641 | -0.0010747 | 0.0018221 | -0.00016389 | 0.0010749 | -0.0014272 | -0.0011461 | 0.00043257 | 0.0014288 | 0.0011466 | -0.00043215 | 141.8783 | -38.1217 | -38.1217 | -38.1217 | 141.8783 | 141.8783 |  | 1.0984 | 1.0993 | 1.0999 | 1.0992 | 1.0996 | 1.1 | -0.039396 | -119.9738 | 119.9541 | -0.019684 | -119.9869 | 119.9771
Line12_13_15 | 0 | 0 | 0 | 0 | 0 | 0 | 0 | 0 | 0 | 0 | 0 | 0 | -9.652e-12 | -4.3915e-12 | -4.3445e-13 | 9.652e-12 | 4.3915e-12 | 4.3445e-13 | 4.5693e-12 | -3.0408e-12 | 5.3255e-12 | -4.5693e-12 | 3.0408e-12 | -5.3255e-12 | 0 | 0 | 0 | 0 | 0 | 0 |  | 1.0992 | 1.0996 | 1.1 | 1.0992 | 1.0996 | 1.1 | -0.019684 | -119.9869 | 119.9771 | -0.019684 | -119.9869 | 119.9771
Line13_13_14 | 0.0091216 | 0.0045608 | 0.0045608 | 0.0091216 | 0.0045608 | 0.0045608 | 0.0021065 | 0.0010533 | 0.0010533 | 0.0021065 | 0.0010533 | 0.0010533 | -0.0018221 | 0.00016389 | -0.0010749 | 0.0018229 | -0.00016368 | 0.0010752 | -0.0014288 | -0.0011466 | 0.00043215 | 0.0014305 | 0.001147 | -0.00043174 | 141.8783 | -38.1217 | -38.1217 | -38.1217 | 141.8783 | 141.8783 |  | 1.0992 | 1.0996 | 1.1 | 1.1 | 1.1 | 1.1 | -0.019684 | -119.9869 | 119.9771 | -2.5896e-13 | -120 | 120
Line14_15_16 | 0 | 0 | 0 | 0 | 0 | 0 | 0 | 0 | 0 | 0 | 0 | 0 | -6.4346e-12 | -2.9277e-12 | -2.8963e-13 | 6.4346e-12 | 2.9277e-12 | 2.8963e-13 | 3.0462e-12 | -2.0272e-12 | 3.5503e-12 | -3.0462e-12 | 2.0272e-12 | -3.5503e-12 | 0 | 0 | 0 | 0 | 0 | 0 |  | 1.0992 | 1.0996 | 1.1 | 1.0992 | 1.0996 | 1.1 | -0.019684 | -119.9869 | 119.9771 | -0.019684 | -119.9869 | 119.9771
Line15_16_17 | 0 | 0 | 0 | 0 | 0 | 0 | 0 | 0 | 0 | 0 | 0 | 0 | -3.2173e-12 | -1.4638e-12 | -1.4482e-13 | 3.2173e-12 | 1.4638e-12 | 1.4482e-13 | 1.5231e-12 | -1.0136e-12 | 1.7752e-12 | -1.5231e-12 | 1.0136e-12 | -1.7752e-12 | 0 | 0 | 0 | 0 | 0 | 0 |  | 1.0992 | 1.0996 | 1.1 | 1.0992 | 1.0996 | 1.1 | -0.019684 | -119.9869 | 119.9771 | -0.019684 | -119.9869 | 119.9771
Line16_4_18 | 0 | 0 | 0 | 0 | 0 | 0 | 0 | 0 | 0 | 0 | 0 | 0 | -8.738e-23 | -7.1787e-23 | 1.5042e-23 | 8.738e-23 | 7.1787e-23 | -1.5042e-23 | 1.0026e-22 | -9.0025e-24 | 5.9133e-23 | -1.0026e-22 | 9.0025e-24 | -5.9133e-23 | 0 | 0 | 0 | 0 | 0 | 0 |  | 1.1 | 1.1 | 1.1 | 1.1 | 1.1 | 1.1 | -1.2948e-12 | -120 | 120 | -1.2948e-12 | -120 | 120
Line17_5_19 | 0 | 0 | 0 | 0 | 0 | 0 | 0 | 0 | 0 | 0 | 0 | 0 | -1.6029e-11 | -7.3049e-12 | -7.0978e-13 | 1.6029e-11 | 7.3049e-12 | 7.0978e-13 | 7.6154e-12 | -5.068e-12 | 8.8758e-12 | -7.6154e-12 | 5.068e-12 | -8.8758e-12 | 0 | 0 | 0 | 0 | 0 | 0 |  | 1.096 | 1.0982 | 1.0998 | 1.096 | 1.0982 | 1.0998 | -0.098705 | -119.9344 | 119.8854 | -0.098705 | -119.9344 | 119.8854
Line1_1_3 | 0.0091216 | 0.0045608 | 0.0045608 | 0.0091216 | 0.0045608 | 0.0045608 | 0.0021065 | 0.0010533 | 0.0010533 | 0.0021065 | 0.0010533 | 0.0010533 | -0.0018188 | 0.00016472 | -0.0010741 | 0.0018196 | -0.00016451 | 0.0010743 | -0.0014222 | -0.0011449 | 0.00043382 | 0.0014238 | 0.0011453 | -0.0004334 | 141.8783 | -38.1217 | -38.1217 | -38.1217 | 141.8783 | 141.8783 |  | 1.096 | 1.0982 | 1.0998 | 1.0968 | 1.0985 | 1.0999 | -0.098705 | -119.9344 | 119.8854 | -0.078906 | -119.9476 | 119.9083
Line2_1_4 | 0.045608 | 0.022804 | 0.022804 | 0.045608 | 0.022804 | 0.022804 | 0.010533 | 0.0052663 | 0.0052663 | 0.010533 | 0.0052663 | 0.0052663 | -0.0090939 | 0.00082361 | -0.0053706 | 0.0091147 | -0.00081841 | 0.0053758 | -0.0071108 | -0.0057245 | 0.0021691 | 0.0071524 | 0.0057349 | -0.0021587 | 141.8783 | -38.1217 | -38.1217 | -38.1217 | 141.8783 | 141.8783 |  | 1.096 | 1.0982 | 1.0998 | 1.1 | 1.1 | 1.1 | -0.098705 | -119.9344 | 119.8854 | -1.2948e-12 | -120 | 120
Line3_1_5 | 0 | 0 | 0 | 0 | 0 | 0 | 0 | 0 | 0 | 0 | 0 | 0 | -3.2059e-11 | -1.461e-11 | -1.4196e-12 | 3.2059e-11 | 1.461e-11 | 1.4196e-12 | 1.5231e-11 | -1.0136e-11 | 1.7752e-11 | -1.5231e-11 | 1.0136e-11 | -1.7752e-11 | 0 | 0 | 0 | 0 | 0 | 0 |  | 1.096 | 1.0982 | 1.0998 | 1.096 | 1.0982 | 1.0998 | -0.098705 | -119.9344 | 119.8854 | -0.098705 | -119.9344 | 119.8854
Line4_2_6 | 0.015203 | 0.0076013 | 0.0076013 | 0.015203 | 0.0076013 | 0.0076013 | 0.0035109 | 0.0017554 | 0.0017554 | 0.0035109 | 0.0017554 | 0.0017554 | -0.0030336 | 0.00027396 | -0.0017908 | 0.0030359 | -0.00027338 | 0.0017913 | -0.0023749 | -0.0019093 | 0.00072187 | 0.0023795 | 0.0019105 | -0.00072071 | 141.8783 | -38.1217 | -38.1217 | -38.1217 | 141.8783 | 141.8783 |  | 1.0973 | 1.0988 | 1.0999 | 1.0987 | 1.0994 | 1.0999 | -0.065723 | -119.9563 | 119.9236 | -0.032822 | -119.9782 | 119.9618
Line5_6_7 | 0.015203 | 0.0076013 | 0.0076013 | 0.015203 | 0.0076013 | 0.0076013 | 0.0035109 | 0.0017554 | 0.0017554 | 0.0035109 | 0.0017554 | 0.0017554 | -0.0030359 | 0.00027338 | -0.0017913 | 0.0030382 | -0.0002728 | 0.0017919 | -0.0023795 | -0.0019105 | 0.00072071 | 0.0023841 | 0.0019116 | -0.00071956 | 141.8783 | -38.1217 | -38.1217 | -38.1217 | 141.8783 | 141.8783 |  | 1.0987 | 1.0994 | 1.0999 | 1.1 | 1.1 | 1.1 | -0.032822 | -119.9782 | 119.9618 | -4.316e-13 | -120 | 120
Line6_7_8 | 0 | 0 | 0 | 0 | 0 | 0 | 0 | 0 | 0 | 0 | 0 | 0 | -8.738e-23 | -7.1787e-23 | 1.5042e-23 | 8.738e-23 | 7.1787e-23 | -1.5042e-23 | 1.0026e-22 | -9.0025e-24 | 5.9133e-23 | -1.0026e-22 | 9.0025e-24 | -5.9133e-23 | 0 | 0 | 0 | 0 | 0 | 0 |  | 1.1 | 1.1 | 1.1 | 1.1 | 1.1 | 1.1 | -4.316e-13 | -120 | 120 | -4.316e-13 | -120 | 120
Line7_8_9 | 0 | 0 | 0 | 0 | 0 | 0 | 0 | 0 | 0 | 0 | 0 | 0 | -2.9127e-23 | -2.3929e-23 | 5.014e-24 | 2.9127e-23 | 2.3929e-23 | -5.014e-24 | 3.3421e-23 | -3.0008e-24 | 1.9711e-23 | -3.3421e-23 | 3.0008e-24 | -1.9711e-23 | 0 | 0 | 0 | 0 | 0 | 0 |  | 1.1 | 1.1 | 1.1 | 1.1 | 1.1 | 1.1 | -4.316e-13 | -120 | 120 | -4.316e-13 | -120 | 120
Line8_8_10 | 0 | 0 | 0 | 0 | 0 | 0 | 0 | 0 | 0 | 0 | 0 | 0 | -2.9127e-23 | -2.3929e-23 | 5.014e-24 | 2.9127e-23 | 2.3929e-23 | -5.014e-24 | 3.3421e-23 | -3.0008e-24 | 1.9711e-23 | -3.3421e-23 | 3.0008e-24 | -1.9711e-23 | 0 | 0 | 0 | 0 | 0 | 0 |  | 1.1 | 1.1 | 1.1 | 1.1 | 1.1 | 1.1 | -4.316e-13 | -120 | 120 | -4.316e-13 | -120 | 120
Line9_3_11 | 0.0091216 | 0.0045608 | 0.0045608 | 0.0091216 | 0.0045608 | 0.0045608 | 0.0021065 | 0.0010533 | 0.0010533 | 0.0021065 | 0.0010533 | 0.0010533 | -0.0018196 | 0.00016451 | -0.0010743 | 0.0018204 | -0.00016431 | 0.0010745 | -0.0014238 | -0.0011453 | 0.0004334 | 0.0014255 | 0.0011457 | -0.00043298 | 141.8783 | -38.1217 | -38.1217 | -38.1217 | 141.8783 | 141.8783 |  | 1.0968 | 1.0985 | 1.0999 | 1.0976 | 1.0989 | 1.0999 | -0.078906 | -119.9476 | 119.9083 | -0.059137 | -119.9607 | 119.9312

## LG_max_fault_10
name | pf_ikss_a_from_ka | pf_ikss_b_from_ka | pf_ikss_c_from_ka | pf_ikss_a_to_ka | pf_ikss_b_to_ka | pf_ikss_c_to_ka | pf_skss_a_from_mw | pf_skss_b_from_mw | pf_skss_c_from_mw | pf_skss_a_to_mw | pf_skss_b_to_mw | pf_skss_c_to_mw | pf_p_a_from_mw | pf_p_b_from_mw | pf_p_c_from_mw | pf_p_a_to_mw | pf_p_b_to_mw | pf_p_c_to_mw | pf_q_a_from_mvar | pf_q_b_from_mvar | pf_q_c_from_mvar | pf_q_a_to_mvar | pf_q_b_to_mvar | pf_q_c_to_mvar | pf_ikss_a_from_degree | pf_ikss_b_from_degree | pf_ikss_c_from_degree | pf_ikss_a_to_degree | pf_ikss_b_to_degree | pf_ikss_c_to_degree | 3xI0 | pf_vm_a_from_pu | pf_vm_b_from_pu | pf_vm_c_from_pu | pf_vm_a_to_pu | pf_vm_b_to_pu | pf_vm_c_to_pu | pf_va_a_from_degree | pf_va_b_from_degree | pf_va_c_from_degree | pf_va_a_to_degree | pf_va_b_to_degree | pf_va_c_to_degree
Line0_1_2 | 0.01477 | 0.0073852 | 0.0073852 | 0.01477 | 0.0073852 | 0.0073852 | 0.0034111 | 0.0017055 | 0.0017055 | 0.0034111 | 0.0017055 | 0.0017055 | -0.0029356 | 0.00027445 | -0.0017422 | 0.0029378 | -0.0002739 | 0.0017428 | -0.0023156 | -0.0018529 | 0.00069509 | 0.00232 | 0.001854 | -0.000694 | 141.6388 | -38.3612 | -38.3612 | -38.3612 | 141.6388 | 141.6388 |  | 1.0961 | 1.0982 | 1.0998 | 1.0974 | 1.0988 | 1.0999 | -0.095041 | -119.9359 | 119.8887 | -0.063286 | -119.9573 | 119.9258
Line10_11_12 | 0.0088623 | 0.0044311 | 0.0044311 | 0.0088623 | 0.0044311 | 0.0044311 | 0.0020467 | 0.0010233 | 0.0010233 | 0.0020467 | 0.0010233 | 0.0010233 | -0.0017629 | 0.00016427 | -0.0010457 | 0.0017637 | -0.00016408 | 0.0010459 | -0.0013925 | -0.0011125 | 0.00041627 | 0.0013941 | 0.0011129 | -0.00041588 | 141.6388 | -38.3612 | -38.3612 | -38.3612 | 141.6388 | 141.6388 |  | 1.0977 | 1.0989 | 1.0999 | 1.0984 | 1.0993 | 1.0999 | -0.056944 | -119.9616 | 119.9332 | -0.037936 | -119.9744 | 119.9555
Line11_12_13 | 0.0088623 | 0.0044311 | 0.0044311 | 0.0088623 | 0.0044311 | 0.0044311 | 0.0020467 | 0.0010233 | 0.0010233 | 0.0020467 | 0.0010233 | 0.0010233 | -0.0017637 | 0.00016408 | -0.0010459 | 0.0017645 | -0.00016388 | 0.0010461 | -0.0013941 | -0.0011129 | 0.00041588 | 0.0013956 | 0.0011133 | -0.00041548 | 141.6388 | -38.3612 | -38.3612 | -38.3612 | 141.6388 | 141.6388 |  | 1.0984 | 1.0993 | 1.0999 | 1.0992 | 1.0996 | 1.1 | -0.037936 | -119.9744 | 119.9555 | -0.018955 | -119.9872 | 119.9777
Line12_13_15 | 0 | 0 | 0 | 0 | 0 | 0 | 0 | 0 | 0 | 0 | 0 | 0 | -9.3963e-12 | -4.2544e-12 | -4.4378e-13 | 9.3963e-12 | 4.2544e-12 | 4.4378e-13 | 4.4001e-12 | -2.9722e-12 | 5.1722e-12 | -4.4001e-12 | 2.9722e-12 | -5.1722e-12 | 0 | 0 | 0 | 0 | 0 | 0 |  | 1.0992 | 1.0996 | 1.1 | 1.0992 | 1.0996 | 1.1 | -0.018955 | -119.9872 | 119.9777 | -0.018955 | -119.9872 | 119.9777
Line13_13_14 | 0.0088623 | 0.0044311 | 0.0044311 | 0.0088623 | 0.0044311 | 0.0044311 | 0.0020467 | 0.0010233 | 0.0010233 | 0.0020467 | 0.0010233 | 0.0010233 | -0.0017645 | 0.00016388 | -0.0010461 | 0.0017653 | -0.00016369 | 0.0010463 | -0.0013956 | -0.0011133 | 0.00041548 | 0.0013972 | 0.0011137 | -0.00041509 | 141.6388 | -38.3612 | -38.3612 | -38.3612 | 141.6388 | 141.6388 |  | 1.0992 | 1.0996 | 1.1 | 1.1 | 1.1 | 1.1 | -0.018955 | -119.9872 | 119.9777 | -2.5077e-13 | -120 | 120
Line14_15_16 | 0 | 0 | 0 | 0 | 0 | 0 | 0 | 0 | 0 | 0 | 0 | 0 | -6.2642e-12 | -2.8362e-12 | -2.9585e-13 | 6.2642e-12 | 2.8362e-12 | 2.9585e-13 | 2.9334e-12 | -1.9815e-12 | 3.4482e-12 | -2.9334e-12 | 1.9815e-12 | -3.4482e-12 | 0 | 0 | 0 | 0 | 0 | 0 |  | 1.0992 | 1.0996 | 1.1 | 1.0992 | 1.0996 | 1.1 | -0.018955 | -119.9872 | 119.9777 | -0.018955 | -119.9872 | 119.9777
Line15_16_17 | 0 | 0 | 0 | 0 | 0 | 0 | 0 | 0 | 0 | 0 | 0 | 0 | -3.1321e-12 | -1.4181e-12 | -1.4793e-13 | 3.1321e-12 | 1.4181e-12 | 1.4793e-13 | 1.4667e-12 | -9.9073e-13 | 1.7241e-12 | -1.4667e-12 | 9.9073e-13 | -1.7241e-12 | 0 | 0 | 0 | 0 | 0 | 0 |  | 1.0992 | 1.0996 | 1.1 | 1.0992 | 1.0996 | 1.1 | -0.018955 | -119.9872 | 119.9777 | -0.018955 | -119.9872 | 119.9777
Line16_4_18 | 0 | 0 | 0 | 0 | 0 | 0 | 0 | 0 | 0 | 0 | 0 | 0 | -8.5347e-23 | -6.9754e-23 | 1.4329e-23 | 8.5347e-23 | 6.9754e-23 | -1.4329e-23 | 9.7091e-23 | -9.0027e-24 | 5.7548e-23 | -9.7091e-23 | 9.0027e-24 | -5.7548e-23 | 0 | 0 | 0 | 0 | 0 | 0 |  | 1.1 | 1.1 | 1.1 | 1.1 | 1.1 | 1.1 | -1.2538e-12 | -120 | 120 | -1.2538e-12 | -120 | 120
Line17_5_19 | 0 | 0 | 0 | 0 | 0 | 0 | 0 | 0 | 0 | 0 | 0 | 0 | -1.5606e-11 | -7.0771e-12 | -7.2613e-13 | 1.5606e-11 | 7.0771e-12 | 7.2613e-13 | 7.3335e-12 | -4.9537e-12 | 8.6204e-12 | -7.3335e-12 | 4.9537e-12 | -8.6204e-12 | 0 | 0 | 0 | 0 | 0 | 0 |  | 1.0961 | 1.0982 | 1.0998 | 1.0961 | 1.0982 | 1.0998 | -0.095041 | -119.9359 | 119.8887 | -0.095041 | -119.9359 | 119.8887
Line1_1_3 | 0.0088623 | 0.0044311 | 0.0044311 | 0.0088623 | 0.0044311 | 0.0044311 | 0.0020467 | 0.0010233 | 0.0010233 | 0.0020467 | 0.0010233 | 0.0010233 | -0.0017614 | 0.00016467 | -0.0010453 | 0.0017622 | -0.00016447 | 0.0010455 | -0.0013894 | -0.0011117 | 0.00041706 | 0.0013909 | 0.0011121 | -0.00041666 | 141.6388 | -38.3612 | -38.3612 | -38.3612 | 141.6388 | 141.6388 |  | 1.0961 | 1.0982 | 1.0998 | 1.0969 | 1.0986 | 1.0999 | -0.095041 | -119.9359 | 119.8887 | -0.075979 | -119.9488 | 119.9109
Line2_1_4 | 0.044311 | 0.022156 | 0.022156 | 0.044311 | 0.022156 | 0.022156 | 0.010233 | 0.0051166 | 0.0051166 | 0.010233 | 0.0051166 | 0.0051166 | -0.0088068 | 0.00082334 | -0.0052267 | 0.0088265 | -0.00081843 | 0.0052317 | -0.0069468 | -0.0055587 | 0.0020853 | 0.006986 | 0.0055685 | -0.0020755 | 141.6388 | -38.3612 | -38.3612 | -38.3612 | 141.6388 | 141.6388 |  | 1.0961 | 1.0982 | 1.0998 | 1.1 | 1.1 | 1.1 | -0.095041 | -119.9359 | 119.8887 | -1.2538e-12 | -120 | 120
Line3_1_5 | 0 | 0 | 0 | 0 | 0 | 0 | 0 | 0 | 0 | 0 | 0 | 0 | -3.1213e-11 | -1.4154e-11 | -1.4523e-12 | 3.1213e-11 | 1.4154e-11 | 1.4523e-12 | 1.4667e-11 | -9.9073e-12 | 1.7241e-11 | -1.4667e-11 | 9.9073e-12 | -1.7241e-11 | 0 | 0 | 0 | 0 | 0 | 0 |  | 1.0961 | 1.0982 | 1.0998 | 1.0961 | 1.0982 | 1.0998 | -0.095041 | -119.9359 | 119.8887 | -0.095041 | -119.9359 | 119.8887
Line4_2_6 | 0.01477 | 0.0073852 | 0.0073852 | 0.01477 | 0.0073852 | 0.0073852 | 0.0034111 | 0.0017055 | 0.0017055 | 0.0034111 | 0.0017055 | 0.0017055 | -0.0029378 | 0.0002739 | -0.0017428 | 0.00294 | -0.00027335 | 0.0017433 | -0.00232 | -0.001854 | 0.000694 | 0.0023243 | 0.0018551 | -0.00069291 | 141.6388 | -38.3612 | -38.3612 | -38.3612 | 141.6388 | 141.6388 |  | 1.0974 | 1.0988 | 1.0999 | 1.0987 | 1.0994 | 1.0999 | -0.063286 | -119.9573 | 119.9258 | -0.031606 | -119.9787 | 119.9629
Line5_6_7 | 0.01477 | 0.0073852 | 0.0073852 | 0.01477 | 0.0073852 | 0.0073852 | 0.0034111 | 0.0017055 | 0.0017055 | 0.0034111 | 0.0017055 | 0.0017055 | -0.00294 | 0.00027335 | -0.0017433 | 0.0029422 | -0.00027281 | 0.0017439 | -0.0023243 | -0.0018551 | 0.00069291 | 0.0023287 | 0.0018562 | -0.00069182 | 141.6388 | -38.3612 | -38.3612 | -38.3612 | 141.6388 | 141.6388 |  | 1.0987 | 1.0994 | 1.0999 | 1.1 | 1.1 | 1.1 | -0.031606 | -119.9787 | 119.9629 | -4.1795e-13 | -120 | 120
Line6_7_8 | 0 | 0 | 0 | 0 | 0 | 0 | 0 | 0 | 0 | 0 | 0 | 0 | -8.5347e-23 | -6.9754e-23 | 1.4329e-23 | 8.5347e-23 | 6.9754e-23 | -1.4329e-23 | 9.7091e-23 | -9.0027e-24 | 5.7548e-23 | -9.7091e-23 | 9.0027e-24 | -5.7548e-23 | 0 | 0 | 0 | 0 | 0 | 0 |  | 1.1 | 1.1 | 1.1 | 1.1 | 1.1 | 1.1 | -4.1795e-13 | -120 | 120 | -4.1795e-13 | -120 | 120
Line7_8_9 | 0 | 0 | 0 | 0 | 0 | 0 | 0 | 0 | 0 | 0 | 0 | 0 | -2.8449e-23 | -2.3251e-23 | 4.7764e-24 | 2.8449e-23 | 2.3251e-23 | -4.7764e-24 | 3.2364e-23 | -3.0009e-24 | 1.9183e-23 | -3.2364e-23 | 3.0009e-24 | -1.9183e-23 | 0 | 0 | 0 | 0 | 0 | 0 |  | 1.1 | 1.1 | 1.1 | 1.1 | 1.1 | 1.1 | -4.1795e-13 | -120 | 120 | -4.1795e-13 | -120 | 120
Line8_8_10 | 0 | 0 | 0 | 0 | 0 | 0 | 0 | 0 | 0 | 0 | 0 | 0 | -2.8449e-23 | -2.3251e-23 | 4.7764e-24 | 2.8449e-23 | 2.3251e-23 | -4.7764e-24 | 3.2364e-23 | -3.0009e-24 | 1.9183e-23 | -3.2364e-23 | 3.0009e-24 | -1.9183e-23 | 0 | 0 | 0 | 0 | 0 | 0 |  | 1.1 | 1.1 | 1.1 | 1.1 | 1.1 | 1.1 | -4.1795e-13 | -120 | 120 | -4.1795e-13 | -120 | 120
Line9_3_11 | 0.0088623 | 0.0044311 | 0.0044311 | 0.0088623 | 0.0044311 | 0.0044311 | 0.0020467 | 0.0010233 | 0.0010233 | 0.0020467 | 0.0010233 | 0.0010233 | -0.0017622 | 0.00016447 | -0.0010455 | 0.0017629 | -0.00016427 | 0.0010457 | -0.0013909 | -0.0011121 | 0.00041666 | 0.0013925 | 0.0011125 | -0.00041627 | 141.6388 | -38.3612 | -38.3612 | -38.3612 | 141.6388 | 141.6388 |  | 1.0969 | 1.0986 | 1.0999 | 1.0977 | 1.0989 | 1.0999 | -0.075979 | -119.9488 | 119.9109 | -0.056944 | -119.9616 | 119.9332

## LG_min_6
name | pf_ikss_a_from_ka | pf_ikss_b_from_ka | pf_ikss_c_from_ka | pf_ikss_a_to_ka | pf_ikss_b_to_ka | pf_ikss_c_to_ka | pf_skss_a_from_mw | pf_skss_b_from_mw | pf_skss_c_from_mw | pf_skss_a_to_mw | pf_skss_b_to_mw | pf_skss_c_to_mw | pf_p_a_from_mw | pf_p_b_from_mw | pf_p_c_from_mw | pf_p_a_to_mw | pf_p_b_to_mw | pf_p_c_to_mw | pf_q_a_from_mvar | pf_q_b_from_mvar | pf_q_c_from_mvar | pf_q_a_to_mvar | pf_q_b_to_mvar | pf_q_c_to_mvar | pf_ikss_a_from_degree | pf_ikss_b_from_degree | pf_ikss_c_from_degree | pf_ikss_a_to_degree | pf_ikss_b_to_degree | pf_ikss_c_to_degree | 3xI0 | pf_vm_a_from_pu | pf_vm_b_from_pu | pf_vm_c_from_pu | pf_vm_a_to_pu | pf_vm_b_to_pu | pf_vm_c_to_pu | pf_va_a_from_degree | pf_va_b_from_degree | pf_va_c_from_degree | pf_va_a_to_degree | pf_va_b_to_degree | pf_va_c_to_degree
Line0_1_2 | 0.84148 | 0.42074 | 0.42074 | 0.84148 | 0.42074 | 0.42074 | 0.19433 | 0.097166 | 0.097166 | 0.19433 | 0.097166 | 0.097166 | -0.030197 | 0.070784 | -0.085883 | 0.043792 | -0.067386 | 0.089282 | -0.13842 | -0.065341 | -0.0038681 | 0.15258 | 0.068882 | 0.0074085 | 111.424 | -68.576 | -68.576 | -68.576 | 111.424 | 111.424 |  | 0.72903 | 0.99142 | 0.88478 | 0.81685 | 0.99172 | 0.92202 | 9.1173 | -111.2861 | 114.0028 | 5.4099 | -114.205 | 116.1675
Line10_11_12 | 0.50489 | 0.25244 | 0.25244 | 0.50489 | 0.25244 | 0.25244 | 0.1166 | 0.058299 | 0.058299 | 0.1166 | 0.058299 | 0.058299 | -0.027907 | 0.040023 | -0.053977 | 0.032801 | -0.0388 | 0.0552 | -0.093248 | -0.041754 | -0.00487 | 0.098346 | 0.043028 | 0.0061445 | 111.424 | -68.576 | -68.576 | -68.576 | 111.424 | 111.424 |  | 0.83478 | 0.99209 | 0.92962 | 0.88913 | 0.99381 | 0.95269 | 4.7628 | -114.7881 | 116.5795 | 2.979 | -116.5341 | 117.7757
Line11_12_13 | 0.50489 | 0.25244 | 0.25244 | 0.50489 | 0.25244 | 0.25244 | 0.1166 | 0.058299 | 0.058299 | 0.1166 | 0.058299 | 0.058299 | -0.032801 | 0.0388 | -0.0552 | 0.037695 | -0.037576 | 0.056424 | -0.098346 | -0.043028 | -0.0061445 | 0.10344 | 0.044303 | 0.0074191 | 111.424 | -68.576 | -68.576 | -68.576 | 111.424 | 111.424 |  | 0.88913 | 0.99381 | 0.95269 | 0.94425 | 0.99645 | 0.97616 | 2.979 | -116.5341 | 117.7757 | 1.4021 | -118.2724 | 118.9148
Line12_13_15 | 0 | 0 | 0 | 0 | 0 | 0 | 0 | 0 | 0 | 0 | 0 | 0 | -5.7598e-10 | -3.3947e-11 | -2.5404e-10 | 5.7598e-10 | 3.3947e-11 | 2.5404e-10 | -2.5414e-10 | -3.3044e-10 | 2.0337e-10 | 2.5414e-10 | 3.3044e-10 | -2.0337e-10 | 0 | 0 | 0 | 0 | 0 | 0 |  | 0.94425 | 0.99645 | 0.97616 | 0.94425 | 0.99645 | 0.97616 | 1.4021 | -118.2724 | 118.9148 | 1.4021 | -118.2724 | 118.9148
Line13_13_14 | 0.50489 | 0.25244 | 0.25244 | 0.50489 | 0.25244 | 0.25244 | 0.1166 | 0.058299 | 0.058299 | 0.1166 | 0.058299 | 0.058299 | -0.037695 | 0.037576 | -0.056424 | 0.04259 | -0.036353 | 0.057648 | -0.10344 | -0.044303 | -0.0074191 | 0.10854 | 0.045577 | 0.0086937 | 111.424 | -68.576 | -68.576 | -68.576 | 111.424 | 111.424 |  | 0.94425 | 0.99645 | 0.97616 | 1 | 1 | 1 | 1.4021 | -118.2724 | 118.9148 | -7.3206e-12 | -120 | 120
Line14_15_16 | 0 | 0 | 0 | 0 | 0 | 0 | 0 | 0 | 0 | 0 | 0 | 0 | -3.8399e-10 | -2.2631e-11 | -1.6936e-10 | 3.8399e-10 | 2.2631e-11 | 1.6936e-10 | -1.6943e-10 | -2.2029e-10 | 1.3558e-10 | 1.6943e-10 | 2.2029e-10 | -1.3558e-10 | 0 | 0 | 0 | 0 | 0 | 0 |  | 0.94425 | 0.99645 | 0.97616 | 0.94425 | 0.99645 | 0.97616 | 1.4021 | -118.2724 | 118.9148 | 1.4021 | -118.2724 | 118.9148
Line15_16_17 | 0 | 0 | 0 | 0 | 0 | 0 | 0 | 0 | 0 | 0 | 0 | 0 | -1.9199e-10 | -1.1316e-11 | -8.4681e-11 | 1.9199e-10 | 1.1316e-11 | 8.4681e-11 | -8.4715e-11 | -1.1015e-10 | 6.779e-11 | 8.4715e-11 | 1.1015e-10 | -6.779e-11 | 0 | 0 | 0 | 0 | 0 | 0 |  | 0.94425 | 0.99645 | 0.97616 | 0.94425 | 0.99645 | 0.97616 | 1.4021 | -118.2724 | 118.9148 | 1.4021 | -118.2724 | 118.9148
Line16_4_18 | 0 | 0 | 0 | 0 | 0 | 0 | 0 | 0 | 0 | 0 | 0 | 0 | -6.6302e-21 | -3.1672e-21 | -1.1385e-21 | 6.6302e-21 | 3.1672e-21 | 1.1385e-21 | 2.3424e-21 | -1.9994e-21 | 3.1706e-21 | -2.3424e-21 | 1.9994e-21 | -3.1706e-21 | 0 | 0 | 0 | 0 | 0 | 0 |  | 1 | 1 | 1 | 1 | 1 | 1 | -3.6603e-11 | -120 | 120 | -3.6603e-11 | -120 | 120
Line17_5_19 | 0 | 0 | 0 | 0 | 0 | 0 | 0 | 0 | 0 | 0 | 0 | 0 | -6.9056e-10 | 1.0774e-11 | -3.5605e-10 | 6.9056e-10 | -1.0774e-11 | 3.5605e-10 | -4.2357e-10 | -5.5074e-10 | 3.3895e-10 | 4.2357e-10 | 5.5074e-10 | -3.3895e-10 | 0 | 0 | 0 | 0 | 0 | 0 |  | 0.72903 | 0.99142 | 0.88478 | 0.72903 | 0.99142 | 0.88478 | 9.1173 | -111.2861 | 114.0028 | 9.1173 | -111.2861 | 114.0028
Line1_1_3 | 0.50489 | 0.25244 | 0.25244 | 0.50489 | 0.25244 | 0.25244 | 0.1166 | 0.058299 | 0.058299 | 0.1166 | 0.058299 | 0.058299 | -0.018118 | 0.042471 | -0.05153 | 0.023013 | -0.041247 | 0.052753 | -0.083051 | -0.039205 | -0.0023209 | 0.088149 | 0.040479 | 0.0035954 | 111.424 | -68.576 | -68.576 | -68.576 | 111.424 | 111.424 |  | 0.72903 | 0.99142 | 0.88478 | 0.78134 | 0.99129 | 0.90697 | 9.1173 | -111.2861 | 114.0028 | 6.7928 | -113.0377 | 115.323
Line2_1_4 | 2.5244 | 1.2622 | 1.2622 | 2.5244 | 1.2622 | 1.2622 | 0.58299 | 0.2915 | 0.2915 | 0.58299 | 0.2915 | 0.2915 | -0.090591 | 0.21235 | -0.25765 | 0.21295 | -0.18176 | 0.28824 | -0.41526 | -0.19602 | -0.011604 | 0.54271 | 0.22789 | 0.043468 | 111.424 | -68.576 | -68.576 | -68.576 | 111.424 | 111.424 |  | 0.72903 | 0.99142 | 0.88478 | 1 | 1 | 1 | 9.1173 | -111.2861 | 114.0028 | -3.6603e-11 | -120 | 120
Line3_1_5 | 0 | 0 | 0 | 0 | 0 | 0 | 0 | 0 | 0 | 0 | 0 | 0 | -1.3811e-09 | 2.1548e-11 | -7.121e-10 | 1.3811e-09 | -2.1548e-11 | 7.121e-10 | -8.4715e-10 | -1.1015e-09 | 6.779e-10 | 8.4715e-10 | 1.1015e-09 | -6.779e-10 | 0 | 0 | 0 | 0 | 0 | 0 |  | 0.72903 | 0.99142 | 0.88478 | 0.72903 | 0.99142 | 0.88478 | 9.1173 | -111.2861 | 114.0028 | 9.1173 | -111.2861 | 114.0028
Line4_2_6 | 0.84148 | 0.42074 | 0.42074 | 0.84148 | 0.42074 | 0.42074 | 0.19433 | 0.097166 | 0.097166 | 0.19433 | 0.097166 | 0.097166 | -0.043792 | 0.067386 | -0.089282 | 0.057388 | -0.063987 | 0.092681 | -0.15258 | -0.068882 | -0.0074085 | 0.16674 | 0.072422 | 0.010949 | 111.424 | -68.576 | -68.576 | -68.576 | 111.424 | 111.424 |  | 0.81685 | 0.99172 | 0.92202 | 0.90742 | 0.99459 | 0.96047 | 5.4099 | -114.205 | 116.1675 | 2.4321 | -117.1145 | 118.1615
Line5_6_7 | 0.84148 | 0.42074 | 0.42074 | 0.84148 | 0.42074 | 0.42074 | 0.19433 | 0.097166 | 0.097166 | 0.19433 | 0.097166 | 0.097166 | -0.057388 | 0.063987 | -0.092681 | 0.070983 | -0.060588 | 0.096079 | -0.16674 | -0.072422 | -0.010949 | 0.1809 | 0.075962 | 0.014489 | 111.424 | -68.576 | -68.576 | -68.576 | 111.424 | 111.424 |  | 0.90742 | 0.99459 | 0.96047 | 1 | 1 | 1 | 2.4321 | -117.1145 | 118.1615 | -1.2201e-11 | -120 | 120
Line6_7_8 | 0 | 0 | 0 | 0 | 0 | 0 | 0 | 0 | 0 | 0 | 0 | 0 | -6.6302e-21 | -3.1672e-21 | -1.1385e-21 | 6.6302e-21 | 3.1672e-21 | 1.1385e-21 | 2.3424e-21 | -1.9994e-21 | 3.1706e-21 | -2.3424e-21 | 1.9994e-21 | -3.1706e-21 | 0 | 0 | 0 | 0 | 0 | 0 |  | 1 | 1 | 1 | 1 | 1 | 1 | -1.2201e-11 | -120 | 120 | -1.2201e-11 | -120 | 120
Line7_8_9 | 0 | 0 | 0 | 0 | 0 | 0 | 0 | 0 | 0 | 0 | 0 | 0 | -2.2101e-21 | -1.0557e-21 | -3.7952e-22 | 2.2101e-21 | 1.0557e-21 | 3.7952e-22 | 7.8081e-22 | -6.6647e-22 | 1.0569e-21 | -7.8081e-22 | 6.6647e-22 | -1.0569e-21 | 0 | 0 | 0 | 0 | 0 | 0 |  | 1 | 1 | 1 | 1 | 1 | 1 | -1.2201e-11 | -120 | 120 | -1.2201e-11 | -120 | 120
Line8_8_10 | 0 | 0 | 0 | 0 | 0 | 0 | 0 | 0 | 0 | 0 | 0 | 0 | -2.2101e-21 | -1.0557e-21 | -3.7952e-22 | 2.2101e-21 | 1.0557e-21 | 3.7952e-22 | 7.8081e-22 | -6.6647e-22 | 1.0569e-21 | -7.8081e-22 | 6.6647e-22 | -1.0569e-21 | 0 | 0 | 0 | 0 | 0 | 0 |  | 1 | 1 | 1 | 1 | 1 | 1 | -1.2201e-11 | -120 | 120 | -1.2201e-11 | -120 | 120
Line9_3_11 | 0.50489 | 0.25244 | 0.25244 | 0.50489 | 0.25244 | 0.25244 | 0.1166 | 0.058299 | 0.058299 | 0.1166 | 0.058299 | 0.058299 | -0.023013 | 0.041247 | -0.052753 | 0.027907 | -0.040023 | 0.053977 | -0.088149 | -0.040479 | -0.0035954 | 0.093248 | 0.041754 | 0.00487 | 111.424 | -68.576 | -68.576 | -68.576 | 111.424 | 111.424 |  | 0.78134 | 0.99129 | 0.90697 | 0.83478 | 0.99209 | 0.92962 | 6.7928 | -113.0377 | 115.323 | 4.7628 | -114.7881 | 116.5795

## LG_min_10
name | pf_ikss_a_from_ka | pf_ikss_b_from_ka | pf_ikss_c_from_ka | pf_ikss_a_to_ka | pf_ikss_b_to_ka | pf_ikss_c_to_ka | pf_skss_a_from_mw | pf_skss_b_from_mw | pf_skss_c_from_mw | pf_skss_a_to_mw | pf_skss_b_to_mw | pf_skss_c_to_mw | pf_p_a_from_mw | pf_p_b_from_mw | pf_p_c_from_mw | pf_p_a_to_mw | pf_p_b_to_mw | pf_p_c_to_mw | pf_q_a_from_mvar | pf_q_b_from_mvar | pf_q_c_from_mvar | pf_q_a_to_mvar | pf_q_b_to_mvar | pf_q_c_to_mvar | pf_ikss_a_from_degree | pf_ikss_b_from_degree | pf_ikss_c_from_degree | pf_ikss_a_to_degree | pf_ikss_b_to_degree | pf_ikss_c_to_degree | 3xI0 | pf_vm_a_from_pu | pf_vm_b_from_pu | pf_vm_c_from_pu | pf_vm_a_to_pu | pf_vm_b_to_pu | pf_vm_c_to_pu | pf_va_a_from_degree | pf_va_b_from_degree | pf_va_c_from_degree | pf_va_a_to_degree | pf_va_b_to_degree | pf_va_c_to_degree
Line0_1_2 | 0.84148 | 0.42074 | 0.42074 | 0.84148 | 0.42074 | 0.42074 | 0.19433 | 0.097166 | 0.097166 | 0.19433 | 0.097166 | 0.097166 | -0.030197 | 0.070784 | -0.085883 | 0.043792 | -0.067386 | 0.089282 | -0.13842 | -0.065341 | -0.0038681 | 0.15258 | 0.068882 | 0.0074085 | 111.424 | -68.576 | -68.576 | -68.576 | 111.424 | 111.424 |  | 0.72903 | 0.99142 | 0.88478 | 0.81685 | 0.99172 | 0.92202 | 9.1173 | -111.2861 | 114.0028 | 5.4099 | -114.205 | 116.1675
Line10_11_12 | 0.50489 | 0.25244 | 0.25244 | 0.50489 | 0.25244 | 0.25244 | 0.1166 | 0.058299 | 0.058299 | 0.1166 | 0.058299 | 0.058299 | -0.027907 | 0.040023 | -0.053977 | 0.032801 | -0.0388 | 0.0552 | -0.093248 | -0.041754 | -0.00487 | 0.098346 | 0.043028 | 0.0061445 | 111.424 | -68.576 | -68.576 | -68.576 | 111.424 | 111.424 |  | 0.83478 | 0.99209 | 0.92962 | 0.88913 | 0.99381 | 0.95269 | 4.7628 | -114.7881 | 116.5795 | 2.979 | -116.5341 | 117.7757
Line11_12_13 | 0.50489 | 0.25244 | 0.25244 | 0.50489 | 0.25244 | 0.25244 | 0.1166 | 0.058299 | 0.058299 | 0.1166 | 0.058299 | 0.058299 | -0.032801 | 0.0388 | -0.0552 | 0.037695 | -0.037576 | 0.056424 | -0.098346 | -0.043028 | -0.0061445 | 0.10344 | 0.044303 | 0.0074191 | 111.424 | -68.576 | -68.576 | -68.576 | 111.424 | 111.424 |  | 0.88913 | 0.99381 | 0.95269 | 0.94425 | 0.99645 | 0.97616 | 2.979 | -116.5341 | 117.7757 | 1.4021 | -118.2724 | 118.9148
Line12_13_15 | 0 | 0 | 0 | 0 | 0 | 0 | 0 | 0 | 0 | 0 | 0 | 0 | -5.7598e-10 | -3.3947e-11 | -2.5404e-10 | 5.7598e-10 | 3.3947e-11 | 2.5404e-10 | -2.5414e-10 | -3.3044e-10 | 2.0337e-10 | 2.5414e-10 | 3.3044e-10 | -2.0337e-10 | 0 | 0 | 0 | 0 | 0 | 0 |  | 0.94425 | 0.99645 | 0.97616 | 0.94425 | 0.99645 | 0.97616 | 1.4021 | -118.2724 | 118.9148 | 1.4021 | -118.2724 | 118.9148
Line13_13_14 | 0.50489 | 0.25244 | 0.25244 | 0.50489 | 0.25244 | 0.25244 | 0.1166 | 0.058299 | 0.058299 | 0.1166 | 0.058299 | 0.058299 | -0.037695 | 0.037576 | -0.056424 | 0.04259 | -0.036353 | 0.057648 | -0.10344 | -0.044303 | -0.0074191 | 0.10854 | 0.045577 | 0.0086937 | 111.424 | -68.576 | -68.576 | -68.576 | 111.424 | 111.424 |  | 0.94425 | 0.99645 | 0.97616 | 1 | 1 | 1 | 1.4021 | -118.2724 | 118.9148 | -7.3206e-12 | -120 | 120
Line14_15_16 | 0 | 0 | 0 | 0 | 0 | 0 | 0 | 0 | 0 | 0 | 0 | 0 | -3.8399e-10 | -2.2631e-11 | -1.6936e-10 | 3.8399e-10 | 2.2631e-11 | 1.6936e-10 | -1.6943e-10 | -2.2029e-10 | 1.3558e-10 | 1.6943e-10 | 2.2029e-10 | -1.3558e-10 | 0 | 0 | 0 | 0 | 0 | 0 |  | 0.94425 | 0.99645 | 0.97616 | 0.94425 | 0.99645 | 0.97616 | 1.4021 | -118.2724 | 118.9148 | 1.4021 | -118.2724 | 118.9148
Line15_16_17 | 0 | 0 | 0 | 0 | 0 | 0 | 0 | 0 | 0 | 0 | 0 | 0 | -1.9199e-10 | -1.1316e-11 | -8.4681e-11 | 1.9199e-10 | 1.1316e-11 | 8.4681e-11 | -8.4715e-11 | -1.1015e-10 | 6.779e-11 | 8.4715e-11 | 1.1015e-10 | -6.779e-11 | 0 | 0 | 0 | 0 | 0 | 0 |  | 0.94425 | 0.99645 | 0.97616 | 0.94425 | 0.99645 | 0.97616 | 1.4021 | -118.2724 | 118.9148 | 1.4021 | -118.2724 | 118.9148
Line16_4_18 | 0 | 0 | 0 | 0 | 0 | 0 | 0 | 0 | 0 | 0 | 0 | 0 | -6.6302e-21 | -3.1672e-21 | -1.1385e-21 | 6.6302e-21 | 3.1672e-21 | 1.1385e-21 | 2.3424e-21 | -1.9994e-21 | 3.1706e-21 | -2.3424e-21 | 1.9994e-21 | -3.1706e-21 | 0 | 0 | 0 | 0 | 0 | 0 |  | 1 | 1 | 1 | 1 | 1 | 1 | -3.6603e-11 | -120 | 120 | -3.6603e-11 | -120 | 120
Line17_5_19 | 0 | 0 | 0 | 0 | 0 | 0 | 0 | 0 | 0 | 0 | 0 | 0 | -6.9056e-10 | 1.0774e-11 | -3.5605e-10 | 6.9056e-10 | -1.0774e-11 | 3.5605e-10 | -4.2357e-10 | -5.5074e-10 | 3.3895e-10 | 4.2357e-10 | 5.5074e-10 | -3.3895e-10 | 0 | 0 | 0 | 0 | 0 | 0 |  | 0.72903 | 0.99142 | 0.88478 | 0.72903 | 0.99142 | 0.88478 | 9.1173 | -111.2861 | 114.0028 | 9.1173 | -111.2861 | 114.0028
Line1_1_3 | 0.50489 | 0.25244 | 0.25244 | 0.50489 | 0.25244 | 0.25244 | 0.1166 | 0.058299 | 0.058299 | 0.1166 | 0.058299 | 0.058299 | -0.018118 | 0.042471 | -0.05153 | 0.023013 | -0.041247 | 0.052753 | -0.083051 | -0.039205 | -0.0023209 | 0.088149 | 0.040479 | 0.0035954 | 111.424 | -68.576 | -68.576 | -68.576 | 111.424 | 111.424 |  | 0.72903 | 0.99142 | 0.88478 | 0.78134 | 0.99129 | 0.90697 | 9.1173 | -111.2861 | 114.0028 | 6.7928 | -113.0377 | 115.323
Line2_1_4 | 2.5244 | 1.2622 | 1.2622 | 2.5244 | 1.2622 | 1.2622 | 0.58299 | 0.2915 | 0.2915 | 0.58299 | 0.2915 | 0.2915 | -0.090591 | 0.21235 | -0.25765 | 0.21295 | -0.18176 | 0.28824 | -0.41526 | -0.19602 | -0.011604 | 0.54271 | 0.22789 | 0.043468 | 111.424 | -68.576 | -68.576 | -68.576 | 111.424 | 111.424 |  | 0.72903 | 0.99142 | 0.88478 | 1 | 1 | 1 | 9.1173 | -111.2861 | 114.0028 | -3.6603e-11 | -120 | 120
Line3_1_5 | 0 | 0 | 0 | 0 | 0 | 0 | 0 | 0 | 0 | 0 | 0 | 0 | -1.3811e-09 | 2.1548e-11 | -7.121e-10 | 1.3811e-09 | -2.1548e-11 | 7.121e-10 | -8.4715e-10 | -1.1015e-09 | 6.779e-10 | 8.4715e-10 | 1.1015e-09 | -6.779e-10 | 0 | 0 | 0 | 0 | 0 | 0 |  | 0.72903 | 0.99142 | 0.88478 | 0.72903 | 0.99142 | 0.88478 | 9.1173 | -111.2861 | 114.0028 | 9.1173 | -111.2861 | 114.0028
Line4_2_6 | 0.84148 | 0.42074 | 0.42074 | 0.84148 | 0.42074 | 0.42074 | 0.19433 | 0.097166 | 0.097166 | 0.19433 | 0.097166 | 0.097166 | -0.043792 | 0.067386 | -0.089282 | 0.057388 | -0.063987 | 0.092681 | -0.15258 | -0.068882 | -0.0074085 | 0.16674 | 0.072422 | 0.010949 | 111.424 | -68.576 | -68.576 | -68.576 | 111.424 | 111.424 |  | 0.81685 | 0.99172 | 0.92202 | 0.90742 | 0.99459 | 0.96047 | 5.4099 | -114.205 | 116.1675 | 2.4321 | -117.1145 | 118.1615
Line5_6_7 | 0.84148 | 0.42074 | 0.42074 | 0.84148 | 0.42074 | 0.42074 | 0.19433 | 0.097166 | 0.097166 | 0.19433 | 0.097166 | 0.097166 | -0.057388 | 0.063987 | -0.092681 | 0.070983 | -0.060588 | 0.096079 | -0.16674 | -0.072422 | -0.010949 | 0.1809 | 0.075962 | 0.014489 | 111.424 | -68.576 | -68.576 | -68.576 | 111.424 | 111.424 |  | 0.90742 | 0.99459 | 0.96047 | 1 | 1 | 1 | 2.4321 | -117.1145 | 118.1615 | -1.2201e-11 | -120 | 120
Line6_7_8 | 0 | 0 | 0 | 0 | 0 | 0 | 0 | 0 | 0 | 0 | 0 | 0 | -6.6302e-21 | -3.1672e-21 | -1.1385e-21 | 6.6302e-21 | 3.1672e-21 | 1.1385e-21 | 2.3424e-21 | -1.9994e-21 | 3.1706e-21 | -2.3424e-21 | 1.9994e-21 | -3.1706e-21 | 0 | 0 | 0 | 0 | 0 | 0 |  | 1 | 1 | 1 | 1 | 1 | 1 | -1.2201e-11 | -120 | 120 | -1.2201e-11 | -120 | 120
Line7_8_9 | 0 | 0 | 0 | 0 | 0 | 0 | 0 | 0 | 0 | 0 | 0 | 0 | -2.2101e-21 | -1.0557e-21 | -3.7952e-22 | 2.2101e-21 | 1.0557e-21 | 3.7952e-22 | 7.8081e-22 | -6.6647e-22 | 1.0569e-21 | -7.8081e-22 | 6.6647e-22 | -1.0569e-21 | 0 | 0 | 0 | 0 | 0 | 0 |  | 1 | 1 | 1 | 1 | 1 | 1 | -1.2201e-11 | -120 | 120 | -1.2201e-11 | -120 | 120
Line8_8_10 | 0 | 0 | 0 | 0 | 0 | 0 | 0 | 0 | 0 | 0 | 0 | 0 | -2.2101e-21 | -1.0557e-21 | -3.7952e-22 | 2.2101e-21 | 1.0557e-21 | 3.7952e-22 | 7.8081e-22 | -6.6647e-22 | 1.0569e-21 | -7.8081e-22 | 6.6647e-22 | -1.0569e-21 | 0 | 0 | 0 | 0 | 0 | 0 |  | 1 | 1 | 1 | 1 | 1 | 1 | -1.2201e-11 | -120 | 120 | -1.2201e-11 | -120 | 120
Line9_3_11 | 0.50489 | 0.25244 | 0.25244 | 0.50489 | 0.25244 | 0.25244 | 0.1166 | 0.058299 | 0.058299 | 0.1166 | 0.058299 | 0.058299 | -0.023013 | 0.041247 | -0.052753 | 0.027907 | -0.040023 | 0.053977 | -0.088149 | -0.040479 | -0.0035954 | 0.093248 | 0.041754 | 0.00487 | 111.424 | -68.576 | -68.576 | -68.576 | 111.424 | 111.424 |  | 0.78134 | 0.99129 | 0.90697 | 0.83478 | 0.99209 | 0.92962 | 6.7928 | -113.0377 | 115.323 | 4.7628 | -114.7881 | 116.5795

## LG_min_fault_6
name | pf_ikss_a_from_ka | pf_ikss_b_from_ka | pf_ikss_c_from_ka | pf_ikss_a_to_ka | pf_ikss_b_to_ka | pf_ikss_c_to_ka | pf_skss_a_from_mw | pf_skss_b_from_mw | pf_skss_c_from_mw | pf_skss_a_to_mw | pf_skss_b_to_mw | pf_skss_c_to_mw | pf_p_a_from_mw | pf_p_b_from_mw | pf_p_c_from_mw | pf_p_a_to_mw | pf_p_b_to_mw | pf_p_c_to_mw | pf_q_a_from_mvar | pf_q_b_from_mvar | pf_q_c_from_mvar | pf_q_a_to_mvar | pf_q_b_to_mvar | pf_q_c_to_mvar | pf_ikss_a_from_degree | pf_ikss_b_from_degree | pf_ikss_c_from_degree | pf_ikss_a_to_degree | pf_ikss_b_to_degree | pf_ikss_c_to_degree | 3xI0 | pf_vm_a_from_pu | pf_vm_b_from_pu | pf_vm_c_from_pu | pf_vm_a_to_pu | pf_vm_b_to_pu | pf_vm_c_to_pu | pf_va_a_from_degree | pf_va_b_from_degree | pf_va_c_from_degree | pf_va_a_to_degree | pf_va_b_to_degree | pf_va_c_to_degree
Line0_1_2 | 0.014627 | 0.0073135 | 0.0073135 | 0.014627 | 0.0073135 | 0.0073135 | 0.003378 | 0.001689 | 0.001689 | 0.003378 | 0.001689 | 0.001689 | -0.002914 | 2.1495e-06 | -0.0014592 | 0.0029181 | -1.1226e-06 | 0.0014602 | -0.0016745 | -0.0016858 | 0.00084851 | 0.0016788 | 0.0016868 | -0.00084744 | 150.0316 | -29.9684 | -29.9684 | -29.9684 | 150.0316 | 150.0316 |  | 0.99494 | 0.9981 | 0.99938 | 0.99663 | 0.99873 | 0.99958 | -0.08464 | -119.8953 | 119.8533 | -0.056331 | -119.9303 | 119.9023
Line10_11_12 | 0.0087762 | 0.0043881 | 0.0043881 | 0.0087762 | 0.0043881 | 0.0043881 | 0.0020268 | 0.0010134 | 0.0010134 | 0.0020268 | 0.0010134 | 0.0010134 | -0.0017514 | 5.503e-07 | -0.00087623 | 0.0017528 | -1.806e-07 | 0.0008766 | -0.0010078 | -0.0010122 | 0.00050833 | 0.0010093 | 0.0010126 | -0.00050795 | 150.0316 | -29.9684 | -29.9684 | -29.9684 | 150.0316 | 150.0316 |  | 0.99697 | 0.99886 | 0.99962 | 0.99798 | 0.99924 | 0.99975 | -0.050681 | -119.9373 | 119.912 | -0.033753 | -119.9582 | 119.9414
Line11_12_13 | 0.0087762 | 0.0043881 | 0.0043881 | 0.0087762 | 0.0043881 | 0.0043881 | 0.0020268 | 0.0010134 | 0.0010134 | 0.0020268 | 0.0010134 | 0.0010134 | -0.0017528 | 1.806e-07 | -0.0008766 | 0.0017543 | 1.8911e-07 | 0.00087697 | -0.0010093 | -0.0010126 | 0.00050795 | 0.0010109 | 0.001013 | -0.00050756 | 150.0316 | -29.9684 | -29.9684 | -29.9684 | 150.0316 | 150.0316 |  | 0.99798 | 0.99924 | 0.99975 | 0.99899 | 0.99962 | 0.99987 | -0.033753 | -119.9582 | 119.9414 | -0.016859 | -119.9791 | 119.9707
Line12_13_15 | 0 | 0 | 0 | 0 | 0 | 0 | 0 | 0 | 0 | 0 | 0 | 0 | -1.1117e-11 | -4.1794e-12 | -1.3791e-12 | 1.1117e-11 | 4.1794e-12 | 1.3791e-12 | 3.2335e-12 | -4.0107e-12 | 5.6275e-12 | -3.2335e-12 | 4.0107e-12 | -5.6275e-12 | 0 | 0 | 0 | 0 | 0 | 0 |  | 0.99899 | 0.99962 | 0.99987 | 0.99899 | 0.99962 | 0.99987 | -0.016859 | -119.9791 | 119.9707 | -0.016859 | -119.9791 | 119.9707
Line13_13_14 | 0.0087762 | 0.0043881 | 0.0043881 | 0.0087762 | 0.0043881 | 0.0043881 | 0.0020268 | 0.0010134 | 0.0010134 | 0.0020268 | 0.0010134 | 0.0010134 | -0.0017543 | -1.891e-07 | -0.00087697 | 0.0017558 | 5.5881e-07 | 0.00087734 | -0.0010109 | -0.001013 | 0.00050756 | 0.0010124 | 0.0010134 | -0.00050718 | 150.0316 | -29.9684 | -29.9684 | -29.9684 | 150.0316 | 150.0316 |  | 0.99899 | 0.99962 | 0.99987 | 1 | 1 | 1 | -0.016859 | -119.9791 | 119.9707 | -3.018e-13 | -120 | 120
Line14_15_16 | 0 | 0 | 0 | 0 | 0 | 0 | 0 | 0 | 0 | 0 | 0 | 0 | -7.4113e-12 | -2.7863e-12 | -9.1941e-13 | 7.4113e-12 | 2.7863e-12 | 9.1941e-13 | 2.1557e-12 | -2.6738e-12 | 3.7516e-12 | -2.1557e-12 | 2.6738e-12 | -3.7516e-12 | 0 | 0 | 0 | 0 | 0 | 0 |  | 0.99899 | 0.99962 | 0.99987 | 0.99899 | 0.99962 | 0.99987 | -0.016859 | -119.9791 | 119.9707 | -0.016859 | -119.9791 | 119.9707
Line15_16_17 | 0 | 0 | 0 | 0 | 0 | 0 | 0 | 0 | 0 | 0 | 0 | 0 | -3.7057e-12 | -1.3931e-12 | -4.597e-13 | 3.7057e-12 | 1.3931e-12 | 4.597e-13 | 1.0778e-12 | -1.3369e-12 | 1.8758e-12 | -1.0778e-12 | 1.3369e-12 | -1.8758e-12 | 0 | 0 | 0 | 0 | 0 | 0 |  | 0.99899 | 0.99962 | 0.99987 | 0.99899 | 0.99962 | 0.99987 | -0.016859 | -119.9791 | 119.9707 | -0.016859 | -119.9791 | 119.9707
Line16_4_18 | 0 | 0 | 0 | 0 | 0 | 0 | 0 | 0 | 0 | 0 | 0 | 0 | -6.1843e-23 | -6.1896e-23 | 2.1735e-23 | 6.1843e-23 | 6.1896e-23 | -2.1735e-23 | 9.6569e-23 | 3.0729e-26 | 4.8254e-23 | -9.6569e-23 | -3.0736e-26 | -4.8254e-23 | 0 | 0 | 0 | 0 | 0 | 0 |  | 1 | 1 | 1 | 1 | 1 | 1 | -1.509e-12 | -120 | 120 | -1.509e-12 | -120 | 120
Line17_5_19 | 0 | 0 | 0 | 0 | 0 | 0 | 0 | 0 | 0 | 0 | 0 | 0 | -1.8447e-11 | -6.9453e-12 | -2.2782e-12 | 1.8447e-11 | 6.9453e-12 | 2.2782e-12 | 5.3892e-12 | -6.6845e-12 | 9.3791e-12 | -5.3892e-12 | 6.6845e-12 | -9.3791e-12 | 0 | 0 | 0 | 0 | 0 | 0 |  | 0.99494 | 0.9981 | 0.99938 | 0.99494 | 0.9981 | 0.99938 | -0.08464 | -119.8953 | 119.8533 | -0.08464 | -119.8953 | 119.8533
Line1_1_3 | 0.0087762 | 0.0043881 | 0.0043881 | 0.0087762 | 0.0043881 | 0.0043881 | 0.0020268 | 0.0010134 | 0.0010134 | 0.0020268 | 0.0010134 | 0.0010134 | -0.0017484 | 1.2897e-06 | -0.00087549 | 0.0017499 | -9.2e-07 | 0.00087586 | -0.0010047 | -0.0010115 | 0.0005091 | 0.0010063 | 0.0010118 | -0.00050872 | 150.0316 | -29.9684 | -29.9684 | -29.9684 | 150.0316 | 150.0316 |  | 0.99494 | 0.9981 | 0.99938 | 0.99595 | 0.99848 | 0.9995 | -0.08464 | -119.8953 | 119.8533 | -0.067643 | -119.9163 | 119.8827
Line2_1_4 | 0.043881 | 0.021941 | 0.021941 | 0.043881 | 0.021941 | 0.021941 | 0.010134 | 0.005067 | 0.005067 | 0.010134 | 0.005067 | 0.005067 | -0.008742 | 6.4486e-06 | -0.0043775 | 0.008779 | 2.7941e-06 | 0.0043867 | -0.0050236 | -0.0050573 | 0.0025455 | 0.0050621 | 0.005067 | -0.0025359 | 150.0316 | -29.9684 | -29.9684 | -29.9684 | 150.0316 | 150.0316 |  | 0.99494 | 0.9981 | 0.99938 | 1 | 1 | 1 | -0.08464 | -119.8953 | 119.8533 | -1.509e-12 | -120 | 120
Line3_1_5 | 0 | 0 | 0 | 0 | 0 | 0 | 0 | 0 | 0 | 0 | 0 | 0 | -3.6894e-11 | -1.3891e-11 | -4.5563e-12 | 3.6894e-11 | 1.3891e-11 | 4.5563e-12 | 1.0778e-11 | -1.3369e-11 | 1.8758e-11 | -1.0778e-11 | 1.3369e-11 | -1.8758e-11 | 0 | 0 | 0 | 0 | 0 | 0 |  | 0.99494 | 0.9981 | 0.99938 | 0.99494 | 0.9981 | 0.99938 | -0.08464 | -119.8953 | 119.8533 | -0.08464 | -119.8953 | 119.8533
Line4_2_6 | 0.014627 | 0.0073135 | 0.0073135 | 0.014627 | 0.0073135 | 0.0073135 | 0.003378 | 0.001689 | 0.001689 | 0.003378 | 0.001689 | 0.001689 | -0.0029181 | 1.1226e-06 | -0.0014602 | 0.0029222 | -9.5601e-08 | 0.0014612 | -0.0016788 | -0.0016868 | 0.00084744 | 0.0016831 | 0.0016879 | -0.00084637 | 150.0316 | -29.9684 | -29.9684 | -29.9684 | 150.0316 | 150.0316 |  | 0.99663 | 0.99873 | 0.99958 | 0.99831 | 0.99937 | 0.99979 | -0.056331 | -119.9303 | 119.9023 | -0.028118 | -119.9652 | 119.9511
Line5_6_7 | 0.014627 | 0.0073135 | 0.0073135 | 0.014627 | 0.0073135 | 0.0073135 | 0.003378 | 0.001689 | 0.001689 | 0.003378 | 0.001689 | 0.001689 | -0.0029222 | 9.5603e-08 | -0.0014612 | 0.0029263 | 9.3136e-07 | 0.0014622 | -0.0016831 | -0.0016879 | 0.00084637 | 0.0016874 | 0.001689 | -0.0008453 | 150.0316 | -29.9684 | -29.9684 | -29.9684 | 150.0316 | 150.0316 |  | 0.99831 | 0.99937 | 0.99979 | 1 | 1 | 1 | -0.028118 | -119.9652 | 119.9511 | -5.03e-13 | -120 | 120
Line6_7_8 | 0 | 0 | 0 | 0 | 0 | 0 | 0 | 0 | 0 | 0 | 0 | 0 | -6.1843e-23 | -6.1896e-23 | 2.1735e-23 | 6.1843e-23 | 6.1896e-23 | -2.1735e-23 | 9.6569e-23 | 3.0728e-26 | 4.8254e-23 | -9.6569e-23 | -3.0731e-26 | -4.8254e-23 | 0 | 0 | 0 | 0 | 0 | 0 |  | 1 | 1 | 1 | 1 | 1 | 1 | -5.03e-13 | -120 | 120 | -5.03e-13 | -120 | 120
Line7_8_9 | 0 | 0 | 0 | 0 | 0 | 0 | 0 | 0 | 0 | 0 | 0 | 0 | -2.0614e-23 | -2.0632e-23 | 7.245e-24 | 2.0614e-23 | 2.0632e-23 | -7.245e-24 | 3.219e-23 | 1.0246e-26 | 1.6085e-23 | -3.219e-23 | -1.0247e-26 | -1.6085e-23 | 0 | 0 | 0 | 0 | 0 | 0 |  | 1 | 1 | 1 | 1 | 1 | 1 | -5.03e-13 | -120 | 120 | -5.03e-13 | -120 | 120
Line8_8_10 | 0 | 0 | 0 | 0 | 0 | 0 | 0 | 0 | 0 | 0 | 0 | 0 | -2.0614e-23 | -2.0632e-23 | 7.245e-24 | 2.0614e-23 | 2.0632e-23 | -7.245e-24 | 3.219e-23 | 1.0246e-26 | 1.6085e-23 | -3.219e-23 | -1.0246e-26 | -1.6085e-23 | 0 | 0 | 0 | 0 | 0 | 0 |  | 1 | 1 | 1 | 1 | 1 | 1 | -5.03e-13 | -120 | 120 | -5.03e-13 | -120 | 120
Line9_3_11 | 0.0087762 | 0.0043881 | 0.0043881 | 0.0087762 | 0.0043881 | 0.0043881 | 0.0020268 | 0.0010134 | 0.0010134 | 0.0020268 | 0.0010134 | 0.0010134 | -0.0017499 | 9.2e-07 | -0.00087586 | 0.0017514 | -5.503e-07 | 0.00087623 | -0.0010063 | -0.0010118 | 0.00050872 | 0.0010078 | 0.0010122 | -0.00050833 | 150.0316 | -29.9684 | -29.9684 | -29.9684 | 150.0316 | 150.0316 |  | 0.99595 | 0.99848 | 0.9995 | 0.99697 | 0.99886 | 0.99962 | -0.067643 | -119.9163 | 119.8827 | -0.050681 | -119.9373 | 119.912

## LG_min_fault_10
name | pf_ikss_a_from_ka | pf_ikss_b_from_ka | pf_ikss_c_from_ka | pf_ikss_a_to_ka | pf_ikss_b_to_ka | pf_ikss_c_to_ka | pf_skss_a_from_mw | pf_skss_b_from_mw | pf_skss_c_from_mw | pf_skss_a_to_mw | pf_skss_b_to_mw | pf_skss_c_to_mw | pf_p_a_from_mw | pf_p_b_from_mw | pf_p_c_from_mw | pf_p_a_to_mw | pf_p_b_to_mw | pf_p_c_to_mw | pf_q_a_from_mvar | pf_q_b_from_mvar | pf_q_c_from_mvar | pf_q_a_to_mvar | pf_q_b_to_mvar | pf_q_c_to_mvar | pf_ikss_a_from_degree | pf_ikss_b_from_degree | pf_ikss_c_from_degree | pf_ikss_a_to_degree | pf_ikss_b_to_degree | pf_ikss_c_to_degree | 3xI0 | pf_vm_a_from_pu | pf_vm_b_from_pu | pf_vm_c_from_pu | pf_vm_a_to_pu | pf_vm_b_to_pu | pf_vm_c_to_pu | pf_va_a_from_degree | pf_va_b_from_degree | pf_va_c_from_degree | pf_va_a_to_degree | pf_va_b_to_degree | pf_va_c_to_degree
Line0_1_2 | 0.014627 | 0.0073135 | 0.0073135 | 0.014627 | 0.0073135 | 0.0073135 | 0.003378 | 0.001689 | 0.001689 | 0.003378 | 0.001689 | 0.001689 | -0.002914 | 2.1495e-06 | -0.0014592 | 0.0029181 | -1.1226e-06 | 0.0014602 | -0.0016745 | -0.0016858 | 0.00084851 | 0.0016788 | 0.0016868 | -0.00084744 | 150.0316 | -29.9684 | -29.9684 | -29.9684 | 150.0316 | 150.0316 |  | 0.99494 | 0.9981 | 0.99938 | 0.99663 | 0.99873 | 0.99958 | -0.08464 | -119.8953 | 119.8533 | -0.056331 | -119.9303 | 119.9023
Line10_11_12 | 0.0087762 | 0.0043881 | 0.0043881 | 0.0087762 | 0.0043881 | 0.0043881 | 0.0020268 | 0.0010134 | 0.0010134 | 0.0020268 | 0.0010134 | 0.0010134 | -0.0017514 | 5.503e-07 | -0.00087623 | 0.0017528 | -1.806e-07 | 0.0008766 | -0.0010078 | -0.0010122 | 0.00050833 | 0.0010093 | 0.0010126 | -0.00050795 | 150.0316 | -29.9684 | -29.9684 | -29.9684 | 150.0316 | 150.0316 |  | 0.99697 | 0.99886 | 0.99962 | 0.99798 | 0.99924 | 0.99975 | -0.050681 | -119.9373 | 119.912 | -0.033753 | -119.9582 | 119.9414
Line11_12_13 | 0.0087762 | 0.0043881 | 0.0043881 | 0.0087762 | 0.0043881 | 0.0043881 | 0.0020268 | 0.0010134 | 0.0010134 | 0.0020268 | 0.0010134 | 0.0010134 | -0.0017528 | 1.806e-07 | -0.0008766 | 0.0017543 | 1.8911e-07 | 0.00087697 | -0.0010093 | -0.0010126 | 0.00050795 | 0.0010109 | 0.001013 | -0.00050756 | 150.0316 | -29.9684 | -29.9684 | -29.9684 | 150.0316 | 150.0316 |  | 0.99798 | 0.99924 | 0.99975 | 0.99899 | 0.99962 | 0.99987 | -0.033753 | -119.9582 | 119.9414 | -0.016859 | -119.9791 | 119.9707
Line12_13_15 | 0 | 0 | 0 | 0 | 0 | 0 | 0 | 0 | 0 | 0 | 0 | 0 | -1.1117e-11 | -4.1794e-12 | -1.3791e-12 | 1.1117e-11 | 4.1794e-12 | 1.3791e-12 | 3.2335e-12 | -4.0107e-12 | 5.6275e-12 | -3.2335e-12 | 4.0107e-12 | -5.6275e-12 | 0 | 0 | 0 | 0 | 0 | 0 |  | 0.99899 | 0.99962 | 0.99987 | 0.99899 | 0.99962 | 0.99987 | -0.016859 | -119.9791 | 119.9707 | -0.016859 | -119.9791 | 119.9707
Line13_13_14 | 0.0087762 | 0.0043881 | 0.0043881 | 0.0087762 | 0.0043881 | 0.0043881 | 0.0020268 | 0.0010134 | 0.0010134 | 0.0020268 | 0.0010134 | 0.0010134 | -0.0017543 | -1.891e-07 | -0.00087697 | 0.0017558 | 5.5881e-07 | 0.00087734 | -0.0010109 | -0.001013 | 0.00050756 | 0.0010124 | 0.0010134 | -0.00050718 | 150.0316 | -29.9684 | -29.9684 | -29.9684 | 150.0316 | 150.0316 |  | 0.99899 | 0.99962 | 0.99987 | 1 | 1 | 1 | -0.016859 | -119.9791 | 119.9707 | -3.018e-13 | -120 | 120
Line14_15_16 | 0 | 0 | 0 | 0 | 0 | 0 | 0 | 0 | 0 | 0 | 0 | 0 | -7.4113e-12 | -2.7863e-12 | -9.1941e-13 | 7.4113e-12 | 2.7863e-12 | 9.1941e-13 | 2.1557e-12 | -2.6738e-12 | 3.7516e-12 | -2.1557e-12 | 2.6738e-12 | -3.7516e-12 | 0 | 0 | 0 | 0 | 0 | 0 |  | 0.99899 | 0.99962 | 0.99987 | 0.99899 | 0.99962 | 0.99987 | -0.016859 | -119.9791 | 119.9707 | -0.016859 | -119.9791 | 119.9707
Line15_16_17 | 0 | 0 | 0 | 0 | 0 | 0 | 0 | 0 | 0 | 0 | 0 | 0 | -3.7057e-12 | -1.3931e-12 | -4.597e-13 | 3.7057e-12 | 1.3931e-12 | 4.597e-13 | 1.0778e-12 | -1.3369e-12 | 1.8758e-12 | -1.0778e-12 | 1.3369e-12 | -1.8758e-12 | 0 | 0 | 0 | 0 | 0 | 0 |  | 0.99899 | 0.99962 | 0.99987 | 0.99899 | 0.99962 | 0.99987 | -0.016859 | -119.9791 | 119.9707 | -0.016859 | -119.9791 | 119.9707
Line16_4_18 | 0 | 0 | 0 | 0 | 0 | 0 | 0 | 0 | 0 | 0 | 0 | 0 | -6.1843e-23 | -6.1896e-23 | 2.1735e-23 | 6.1843e-23 | 6.1896e-23 | -2.1735e-23 | 9.6569e-23 | 3.0729e-26 | 4.8254e-23 | -9.6569e-23 | -3.0736e-26 | -4.8254e-23 | 0 | 0 | 0 | 0 | 0 | 0 |  | 1 | 1 | 1 | 1 | 1 | 1 | -1.509e-12 | -120 | 120 | -1.509e-12 | -120 | 120
Line17_5_19 | 0 | 0 | 0 | 0 | 0 | 0 | 0 | 0 | 0 | 0 | 0 | 0 | -1.8447e-11 | -6.9453e-12 | -2.2782e-12 | 1.8447e-11 | 6.9453e-12 | 2.2782e-12 | 5.3892e-12 | -6.6845e-12 | 9.3791e-12 | -5.3892e-12 | 6.6845e-12 | -9.3791e-12 | 0 | 0 | 0 | 0 | 0 | 0 |  | 0.99494 | 0.9981 | 0.99938 | 0.99494 | 0.9981 | 0.99938 | -0.08464 | -119.8953 | 119.8533 | -0.08464 | -119.8953 | 119.8533
Line1_1_3 | 0.0087762 | 0.0043881 | 0.0043881 | 0.0087762 | 0.0043881 | 0.0043881 | 0.0020268 | 0.0010134 | 0.0010134 | 0.0020268 | 0.0010134 | 0.0010134 | -0.0017484 | 1.2897e-06 | -0.00087549 | 0.0017499 | -9.2e-07 | 0.00087586 | -0.0010047 | -0.0010115 | 0.0005091 | 0.0010063 | 0.0010118 | -0.00050872 | 150.0316 | -29.9684 | -29.9684 | -29.9684 | 150.0316 | 150.0316 |  | 0.99494 | 0.9981 | 0.99938 | 0.99595 | 0.99848 | 0.9995 | -0.08464 | -119.8953 | 119.8533 | -0.067643 | -119.9163 | 119.8827
Line2_1_4 | 0.043881 | 0.021941 | 0.021941 | 0.043881 | 0.021941 | 0.021941 | 0.010134 | 0.005067 | 0.005067 | 0.010134 | 0.005067 | 0.005067 | -0.008742 | 6.4486e-06 | -0.0043775 | 0.008779 | 2.7941e-06 | 0.0043867 | -0.0050236 | -0.0050573 | 0.0025455 | 0.0050621 | 0.005067 | -0.0025359 | 150.0316 | -29.9684 | -29.9684 | -29.9684 | 150.0316 | 150.0316 |  | 0.99494 | 0.9981 | 0.99938 | 1 | 1 | 1 | -0.08464 | -119.8953 | 119.8533 | -1.509e-12 | -120 | 120
Line3_1_5 | 0 | 0 | 0 | 0 | 0 | 0 | 0 | 0 | 0 | 0 | 0 | 0 | -3.6894e-11 | -1.3891e-11 | -4.5563e-12 | 3.6894e-11 | 1.3891e-11 | 4.5563e-12 | 1.0778e-11 | -1.3369e-11 | 1.8758e-11 | -1.0778e-11 | 1.3369e-11 | -1.8758e-11 | 0 | 0 | 0 | 0 | 0 | 0 |  | 0.99494 | 0.9981 | 0.99938 | 0.99494 | 0.9981 | 0.99938 | -0.08464 | -119.8953 | 119.8533 | -0.08464 | -119.8953 | 119.8533
Line4_2_6 | 0.014627 | 0.0073135 | 0.0073135 | 0.014627 | 0.0073135 | 0.0073135 | 0.003378 | 0.001689 | 0.001689 | 0.003378 | 0.001689 | 0.001689 | -0.0029181 | 1.1226e-06 | -0.0014602 | 0.0029222 | -9.5601e-08 | 0.0014612 | -0.0016788 | -0.0016868 | 0.00084744 | 0.0016831 | 0.0016879 | -0.00084637 | 150.0316 | -29.9684 | -29.9684 | -29.9684 | 150.0316 | 150.0316 |  | 0.99663 | 0.99873 | 0.99958 | 0.99831 | 0.99937 | 0.99979 | -0.056331 | -119.9303 | 119.9023 | -0.028118 | -119.9652 | 119.9511
Line5_6_7 | 0.014627 | 0.0073135 | 0.0073135 | 0.014627 | 0.0073135 | 0.0073135 | 0.003378 | 0.001689 | 0.001689 | 0.003378 | 0.001689 | 0.001689 | -0.0029222 | 9.5603e-08 | -0.0014612 | 0.0029263 | 9.3136e-07 | 0.0014622 | -0.0016831 | -0.0016879 | 0.00084637 | 0.0016874 | 0.001689 | -0.0008453 | 150.0316 | -29.9684 | -29.9684 | -29.9684 | 150.0316 | 150.0316 |  | 0.99831 | 0.99937 | 0.99979 | 1 | 1 | 1 | -0.028118 | -119.9652 | 119.9511 | -5.03e-13 | -120 | 120
Line6_7_8 | 0 | 0 | 0 | 0 | 0 | 0 | 0 | 0 | 0 | 0 | 0 | 0 | -6.1843e-23 | -6.1896e-23 | 2.1735e-23 | 6.1843e-23 | 6.1896e-23 | -2.1735e-23 | 9.6569e-23 | 3.0728e-26 | 4.8254e-23 | -9.6569e-23 | -3.0731e-26 | -4.8254e-23 | 0 | 0 | 0 | 0 | 0 | 0 |  | 1 | 1 | 1 | 1 | 1 | 1 | -5.03e-13 | -120 | 120 | -5.03e-13 | -120 | 120
Line7_8_9 | 0 | 0 | 0 | 0 | 0 | 0 | 0 | 0 | 0 | 0 | 0 | 0 | -2.0614e-23 | -2.0632e-23 | 7.245e-24 | 2.0614e-23 | 2.0632e-23 | -7.245e-24 | 3.219e-23 | 1.0246e-26 | 1.6085e-23 | -3.219e-23 | -1.0247e-26 | -1.6085e-23 | 0 | 0 | 0 | 0 | 0 | 0 |  | 1 | 1 | 1 | 1 | 1 | 1 | -5.03e-13 | -120 | 120 | -5.03e-13 | -120 | 120
Line8_8_10 | 0 | 0 | 0 | 0 | 0 | 0 | 0 | 0 | 0 | 0 | 0 | 0 | -2.0614e-23 | -2.0632e-23 | 7.245e-24 | 2.0614e-23 | 2.0632e-23 | -7.245e-24 | 3.219e-23 | 1.0246e-26 | 1.6085e-23 | -3.219e-23 | -1.0246e-26 | -1.6085e-23 | 0 | 0 | 0 | 0 | 0 | 0 |  | 1 | 1 | 1 | 1 | 1 | 1 | -5.03e-13 | -120 | 120 | -5.03e-13 | -120 | 120
Line9_3_11 | 0.0087762 | 0.0043881 | 0.0043881 | 0.0087762 | 0.0043881 | 0.0043881 | 0.0020268 | 0.0010134 | 0.0010134 | 0.0020268 | 0.0010134 | 0.0010134 | -0.0017499 | 9.2e-07 | -0.00087586 | 0.0017514 | -5.503e-07 | 0.00087623 | -0.0010063 | -0.0010118 | 0.00050872 | 0.0010078 | 0.0010122 | -0.00050833 | 150.0316 | -29.9684 | -29.9684 | -29.9684 | 150.0316 | 150.0316 |  | 0.99595 | 0.99848 | 0.9995 | 0.99697 | 0.99886 | 0.99962 | -0.067643 | -119.9163 | 119.8827 | -0.050681 | -119.9373 | 119.912

## LLG_max_6
name | pf_ikss_a_from_ka | pf_ikss_b_from_ka | pf_ikss_c_from_ka | pf_ikss_a_to_ka | pf_ikss_b_to_ka | pf_ikss_c_to_ka | pf_skss_a_from_mw | pf_skss_b_from_mw | pf_skss_c_from_mw | pf_skss_a_to_mw | pf_skss_b_to_mw | pf_skss_c_to_mw | pf_p_a_from_mw | pf_p_b_from_mw | pf_p_c_from_mw | pf_p_a_to_mw | pf_p_b_to_mw | pf_p_c_to_mw | pf_q_a_from_mvar | pf_q_b_from_mvar | pf_q_c_from_mvar | pf_q_a_to_mvar | pf_q_b_to_mvar | pf_q_c_to_mvar | pf_ikss_a_from_degree | pf_ikss_b_from_degree | pf_ikss_c_from_degree | pf_ikss_a_to_degree | pf_ikss_b_to_degree | pf_ikss_c_to_degree | 3xI0 | pf_vm_a_from_pu | pf_vm_b_from_pu | pf_vm_c_from_pu | pf_vm_a_to_pu | pf_vm_b_to_pu | pf_vm_c_to_pu | pf_va_a_from_degree | pf_va_b_from_degree | pf_va_c_from_degree | pf_va_a_to_degree | pf_va_b_to_degree | pf_va_c_to_degree
Line0_1_2 | 0.4953 | 1.3143 | 1.3145 | 0.4953 | 1.3143 | 1.3145 | 0.11438 | 0.30352 | 0.30357 | 0.11438 | 0.30352 | 0.30357 | -0.021279 | -0.12668 | 0.086516 | 0.023732 | 0.14395 | -0.069237 | -0.1078 | -0.17851 | -0.22845 | 0.11271 | 0.21306 | 0.26301 | 103.1563 | 2.3188 | -155.9609 | -76.8437 | -177.6812 | 24.0391 |  | 0.96063 | 0.72117 | 0.80469 | 1.0069 | 0.84715 | 0.89589 | 1.9903 | -123.0422 | 134.7813 | 1.2657 | -121.726 | 128.7876
Line10_11_12 | 0.29718 | 0.78858 | 0.7887 | 0.29718 | 0.78858 | 0.7887 | 0.06863 | 0.18211 | 0.18214 | 0.06863 | 0.18211 | 0.18214 | -0.014533 | -0.088445 | 0.039468 | 0.015417 | 0.094663 | -0.033248 | -0.068213 | -0.13198 | -0.16195 | 0.069979 | 0.14442 | 0.17439 | 103.1563 | 2.3188 | -155.9609 | -76.8437 | -177.6812 | 24.0391 |  | 1.0162 | 0.8724 | 0.91517 | 1.0441 | 0.94819 | 0.97469 | 1.1287 | -121.5084 | 127.7355 | 0.73235 | -120.9251 | 124.8331
Line11_12_13 | 0.29718 | 0.78858 | 0.7887 | 0.29718 | 0.78858 | 0.7887 | 0.06863 | 0.18211 | 0.18214 | 0.06863 | 0.18211 | 0.18214 | -0.015417 | -0.094663 | 0.033248 | 0.0163 | 0.10088 | -0.027028 | -0.069979 | -0.14442 | -0.17439 | 0.071745 | 0.15686 | 0.18683 | 103.1563 | 2.3188 | -155.961 | -76.8437 | -177.6812 | 24.039 |  | 1.0441 | 0.94819 | 0.97469 | 1.072 | 1.0241 | 1.0364 | 0.73235 | -120.9251 | 124.8331 | 0.35663 | -120.4283 | 122.2705
Line12_13_15 | 0 | 0 | 0 | 0 | 0 | 0 | 0 | 0 | 0 | 0 | 0 | 0 | -3.2957e-10 | -8.551e-10 | -7.1494e-10 | 3.2957e-10 | 8.551e-10 | 7.1494e-10 | -8.0739e-11 | 9.2623e-11 | -4.9683e-10 | 8.0739e-11 | -9.2623e-11 | 4.9683e-10 | 0 | 0 | 0 | 0 | 0 | 0 |  | 1.072 | 1.0241 | 1.0364 | 1.072 | 1.0241 | 1.0364 | 0.35663 | -120.4283 | 122.2705 | 0.35663 | -120.4283 | 122.2705
Line13_13_14 | 0.29718 | 0.78858 | 0.7887 | 0.29718 | 0.78858 | 0.7887 | 0.06863 | 0.18211 | 0.18214 | 0.06863 | 0.18211 | 0.18214 | -0.0163 | -0.10088 | 0.027028 | 0.017183 | 0.1071 | -0.020807 | -0.071745 | -0.15686 | -0.18683 | 0.073512 | 0.16929 | 0.19927 | 103.1563 | 2.3188 | -155.961 | -76.8437 | -177.6812 | 24.039 |  | 1.072 | 1.0241 | 1.0364 | 1.1 | 1.1 | 1.1 | 0.35663 | -120.4283 | 122.2705 | -2.4409e-12 | -120 | 120
Line14_15_16 | 0 | 0 | 0 | 0 | 0 | 0 | 0 | 0 | 0 | 0 | 0 | 0 | -2.1971e-10 | -5.7006e-10 | -4.7662e-10 | 2.1971e-10 | 5.7006e-10 | 4.7662e-10 | -5.3826e-11 | 6.1748e-11 | -3.3122e-10 | 5.3826e-11 | -6.1748e-11 | 3.3122e-10 | 0 | 0 | 0 | 0 | 0 | 0 |  | 1.072 | 1.0241 | 1.0364 | 1.072 | 1.0241 | 1.0364 | 0.35663 | -120.4283 | 122.2705 | 0.35663 | -120.4283 | 122.2705
Line15_16_17 | 0 | 0 | 0 | 0 | 0 | 0 | 0 | 0 | 0 | 0 | 0 | 0 | -1.0986e-10 | -2.8503e-10 | -2.3831e-10 | 1.0986e-10 | 2.8503e-10 | 2.3831e-10 | -2.6913e-11 | 3.0874e-11 | -1.6561e-10 | 2.6913e-11 | -3.0874e-11 | 1.6561e-10 | 0 | 0 | 0 | 0 | 0 | 0 |  | 1.072 | 1.0241 | 1.0364 | 1.072 | 1.0241 | 1.0364 | 0.35663 | -120.4283 | 122.2705 | 0.35663 | -120.4283 | 122.2705
Line16_4_18 | 0 | 0 | 0 | 0 | 0 | 0 | 0 | 0 | 0 | 0 | 0 | 0 | -4.2561e-21 | -9.524e-21 | -1.1173e-20 | 4.2561e-21 | 9.524e-21 | 1.1173e-20 | 9.4506e-22 | 5.8905e-21 | -1.1444e-21 | -9.4506e-22 | -5.8905e-21 | 1.1444e-21 | 0 | 0 | 0 | 0 | 0 | 0 |  | 1.1 | 1.1 | 1.1 | 1.1 | 1.1 | 1.1 | -1.2205e-11 | -120 | 120 | -1.2205e-11 | -120 | 120
Line17_5_19 | 0 | 0 | 0 | 0 | 0 | 0 | 0 | 0 | 0 | 0 | 0 | 0 | -4.8856e-10 | -9.9764e-10 | -7.6391e-10 | 4.8856e-10 | 9.9764e-10 | 7.6391e-10 | -1.3456e-10 | 1.5437e-10 | -8.2805e-10 | 1.3456e-10 | -1.5437e-10 | 8.2805e-10 | 0 | 0 | 0 | 0 | 0 | 0 |  | 0.96063 | 0.72117 | 0.80469 | 0.96063 | 0.72117 | 0.80469 | 1.9903 | -123.0422 | 134.7813 | 1.9903 | -123.0422 | 134.7813
Line1_1_3 | 0.29718 | 0.78858 | 0.7887 | 0.29718 | 0.78858 | 0.7887 | 0.06863 | 0.18211 | 0.18214 | 0.06863 | 0.18211 | 0.18214 | -0.012767 | -0.076007 | 0.051909 | 0.01365 | 0.082226 | -0.045689 | -0.06468 | -0.10711 | -0.13707 | 0.066447 | 0.11954 | 0.14951 | 103.1563 | 2.3188 | -155.9609 | -76.8437 | -177.6812 | 24.0391 |  | 0.96063 | 0.72117 | 0.80469 | 0.9884 | 0.79671 | 0.85831 | 1.9903 | -123.0422 | 134.7813 | 1.5474 | -122.2025 | 131.0318
Line2_1_4 | 1.4859 | 3.9429 | 3.9435 | 1.4859 | 3.9429 | 3.9435 | 0.34315 | 0.91057 | 0.91071 | 0.34315 | 0.91057 | 0.91071 | -0.063836 | -0.38004 | 0.25955 | 0.085914 | 0.5355 | -0.10404 | -0.3234 | -0.53553 | -0.68534 | 0.36756 | 0.84646 | 0.99636 | 103.1563 | 2.3188 | -155.9609 | -76.8437 | -177.6812 | 24.0391 |  | 0.96063 | 0.72117 | 0.80469 | 1.1 | 1.1 | 1.1 | 1.9903 | -123.0422 | 134.7813 | -1.2205e-11 | -120 | 120
Line3_1_5 | 0 | 0 | 0 | 0 | 0 | 0 | 0 | 0 | 0 | 0 | 0 | 0 | -9.7713e-10 | -1.9953e-09 | -1.5278e-09 | 9.7713e-10 | 1.9953e-09 | 1.5278e-09 | -2.6913e-10 | 3.0874e-10 | -1.6561e-09 | 2.6913e-10 | -3.0874e-10 | 1.6561e-09 | 0 | 0 | 0 | 0 | 0 | 0 |  | 0.96063 | 0.72117 | 0.80469 | 0.96063 | 0.72117 | 0.80469 | 1.9903 | -123.0422 | 134.7813 | 1.9903 | -123.0422 | 134.7813
Line4_2_6 | 0.4953 | 1.3143 | 1.3145 | 0.4953 | 1.3143 | 1.3145 | 0.11438 | 0.30352 | 0.30357 | 0.11438 | 0.30352 | 0.30357 | -0.023732 | -0.14395 | 0.069237 | 0.026185 | 0.16123 | -0.051958 | -0.11271 | -0.21306 | -0.26301 | 0.11761 | 0.24761 | 0.29756 | 103.1563 | 2.3188 | -155.9609 | -76.8437 | -177.6812 | 24.0391 |  | 1.0069 | 0.84715 | 0.89589 | 1.0534 | 0.97347 | 0.99504 | 1.2657 | -121.726 | 128.7876 | 0.60489 | -120.7509 | 123.9436
Line5_6_7 | 0.4953 | 1.3143 | 1.3145 | 0.4953 | 1.3143 | 1.3145 | 0.11438 | 0.30352 | 0.30357 | 0.11438 | 0.30352 | 0.30357 | -0.026185 | -0.16123 | 0.051958 | 0.028638 | 0.1785 | -0.034679 | -0.11761 | -0.24761 | -0.29756 | 0.12252 | 0.28215 | 0.33212 | 103.1563 | 2.3188 | -155.9609 | -76.8437 | -177.6812 | 24.0391 |  | 1.0534 | 0.97347 | 0.99504 | 1.1 | 1.1 | 1.1 | 0.60489 | -120.7509 | 123.9436 | -4.0682e-12 | -120 | 120
Line6_7_8 | 0 | 0 | 0 | 0 | 0 | 0 | 0 | 0 | 0 | 0 | 0 | 0 | -4.2561e-21 | -9.524e-21 | -1.1173e-20 | 4.2561e-21 | 9.524e-21 | 1.1173e-20 | 9.4505e-22 | 5.8905e-21 | -1.1444e-21 | -9.4505e-22 | -5.8905e-21 | 1.1444e-21 | 0 | 0 | 0 | 0 | 0 | 0 |  | 1.1 | 1.1 | 1.1 | 1.1 | 1.1 | 1.1 | -4.0682e-12 | -120 | 120 | -4.0682e-12 | -120 | 120
Line7_8_9 | 0 | 0 | 0 | 0 | 0 | 0 | 0 | 0 | 0 | 0 | 0 | 0 | -1.4187e-21 | -3.1747e-21 | -3.7243e-21 | 1.4187e-21 | 3.1747e-21 | 3.7243e-21 | 3.1502e-22 | 1.9635e-21 | -3.8146e-22 | -3.1502e-22 | -1.9635e-21 | 3.8146e-22 | 0 | 0 | 0 | 0 | 0 | 0 |  | 1.1 | 1.1 | 1.1 | 1.1 | 1.1 | 1.1 | -4.0682e-12 | -120 | 120 | -4.0682e-12 | -120 | 120
Line8_8_10 | 0 | 0 | 0 | 0 | 0 | 0 | 0 | 0 | 0 | 0 | 0 | 0 | -1.4187e-21 | -3.1747e-21 | -3.7243e-21 | 1.4187e-21 | 3.1747e-21 | 3.7243e-21 | 3.1502e-22 | 1.9635e-21 | -3.8146e-22 | -3.1502e-22 | -1.9635e-21 | 3.8146e-22 | 0 | 0 | 0 | 0 | 0 | 0 |  | 1.1 | 1.1 | 1.1 | 1.1 | 1.1 | 1.1 | -4.0682e-12 | -120 | 120 | -4.0682e-12 | -120 | 120
Line9_3_11 | 0.29718 | 0.78858 | 0.7887 | 0.29718 | 0.78858 | 0.7887 | 0.06863 | 0.18211 | 0.18214 | 0.06863 | 0.18211 | 0.18214 | -0.01365 | -0.082226 | 0.045689 | 0.014533 | 0.088445 | -0.039468 | -0.066447 | -0.11954 | -0.14951 | 0.068213 | 0.13198 | 0.16195 | 103.1563 | 2.3188 | -155.9609 | -76.8437 | -177.6812 | 24.0391 |  | 0.9884 | 0.79671 | 0.85831 | 1.0162 | 0.8724 | 0.91517 | 1.5474 | -122.2025 | 131.0318 | 1.1287 | -121.5084 | 127.7355

## LLG_max_10
name | pf_ikss_a_from_ka | pf_ikss_b_from_ka | pf_ikss_c_from_ka | pf_ikss_a_to_ka | pf_ikss_b_to_ka | pf_ikss_c_to_ka | pf_skss_a_from_mw | pf_skss_b_from_mw | pf_skss_c_from_mw | pf_skss_a_to_mw | pf_skss_b_to_mw | pf_skss_c_to_mw | pf_p_a_from_mw | pf_p_b_from_mw | pf_p_c_from_mw | pf_p_a_to_mw | pf_p_b_to_mw | pf_p_c_to_mw | pf_q_a_from_mvar | pf_q_b_from_mvar | pf_q_c_from_mvar | pf_q_a_to_mvar | pf_q_b_to_mvar | pf_q_c_to_mvar | pf_ikss_a_from_degree | pf_ikss_b_from_degree | pf_ikss_c_from_degree | pf_ikss_a_to_degree | pf_ikss_b_to_degree | pf_ikss_c_to_degree | 3xI0 | pf_vm_a_from_pu | pf_vm_b_from_pu | pf_vm_c_from_pu | pf_vm_a_to_pu | pf_vm_b_to_pu | pf_vm_c_to_pu | pf_va_a_from_degree | pf_va_b_from_degree | pf_va_c_from_degree | pf_va_a_to_degree | pf_va_b_to_degree | pf_va_c_to_degree
Line0_1_2 | 0.48119 | 1.2768 | 1.277 | 0.48119 | 1.2768 | 1.277 | 0.11113 | 0.29486 | 0.2949 | 0.11113 | 0.29486 | 0.2949 | -0.020377 | -0.12334 | 0.083961 | 0.022693 | 0.13964 | -0.067655 | -0.10525 | -0.17702 | -0.22466 | 0.10988 | 0.20962 | 0.25727 | 102.9162 | 2.0764 | -156.2015 | -77.0838 | -177.9236 | 23.7985 |  | 0.96474 | 0.73171 | 0.81326 | 1.0097 | 0.85423 | 0.90205 | 1.9592 | -122.7903 | 134.2909 | 1.2479 | -121.593 | 128.5322
Line10_11_12 | 0.28872 | 0.76607 | 0.76618 | 0.28872 | 0.76607 | 0.76618 | 0.066676 | 0.17692 | 0.17694 | 0.066676 | 0.17692 | 0.17694 | -0.013893 | -0.08574 | 0.038636 | 0.014727 | 0.091609 | -0.032766 | -0.066487 | -0.12969 | -0.15827 | 0.068154 | 0.14142 | 0.17001 | 102.9162 | 2.0764 | -156.2015 | -77.0838 | -177.9236 | 23.7985 |  | 1.0187 | 0.87877 | 0.92077 | 1.0458 | 0.95244 | 0.97854 | 1.1131 | -121.3936 | 127.5167 | 0.72286 | -120.8571 | 124.707
Line11_12_13 | 0.28872 | 0.76607 | 0.76618 | 0.28872 | 0.76607 | 0.76618 | 0.066676 | 0.17692 | 0.17694 | 0.066676 | 0.17692 | 0.17694 | -0.014727 | -0.091609 | 0.032766 | 0.015561 | 0.097477 | -0.026896 | -0.068154 | -0.14142 | -0.17001 | 0.069821 | 0.15316 | 0.18176 | 102.9162 | 2.0764 | -156.2015 | -77.0838 | -177.9236 | 23.7985 |  | 1.0458 | 0.95244 | 0.97854 | 1.0729 | 1.0262 | 1.0384 | 0.72286 | -120.8571 | 124.707 | 0.35229 | -120.3978 | 122.2159
Line12_13_15 | 0 | 0 | 0 | 0 | 0 | 0 | 0 | 0 | 0 | 0 | 0 | 0 | -3.2011e-10 | -8.3284e-10 | -6.9427e-10 | 3.2011e-10 | 8.3284e-10 | 6.9427e-10 | -7.9818e-11 | 8.62e-11 | -4.8581e-10 | 7.9818e-11 | -8.62e-11 | 4.8581e-10 | 0 | 0 | 0 | 0 | 0 | 0 |  | 1.0729 | 1.0262 | 1.0384 | 1.0729 | 1.0262 | 1.0384 | 0.35229 | -120.3978 | 122.2159 | 0.35229 | -120.3978 | 122.2159
Line13_13_14 | 0.28872 | 0.76607 | 0.76618 | 0.28872 | 0.76607 | 0.76618 | 0.066676 | 0.17692 | 0.17694 | 0.066676 | 0.17692 | 0.17694 | -0.015561 | -0.097477 | 0.026896 | 0.016394 | 0.10335 | -0.021025 | -0.069821 | -0.15316 | -0.18176 | 0.071488 | 0.1649 | 0.1935 | 102.9162 | 2.0764 | -156.2015 | -77.0838 | -177.9236 | 23.7985 |  | 1.0729 | 1.0262 | 1.0384 | 1.1 | 1.1 | 1.1 | 0.35229 | -120.3978 | 122.2159 | -2.3289e-12 | -120 | 120
Line14_15_16 | 0 | 0 | 0 | 0 | 0 | 0 | 0 | 0 | 0 | 0 | 0 | 0 | -2.134e-10 | -5.5522e-10 | -4.6285e-10 | 2.134e-10 | 5.5522e-10 | 4.6285e-10 | -5.3212e-11 | 5.7467e-11 | -3.2388e-10 | 5.3212e-11 | -5.7467e-11 | 3.2388e-10 | 0 | 0 | 0 | 0 | 0 | 0 |  | 1.0729 | 1.0262 | 1.0384 | 1.0729 | 1.0262 | 1.0384 | 0.35229 | -120.3978 | 122.2159 | 0.35229 | -120.3978 | 122.2159
Line15_16_17 | 0 | 0 | 0 | 0 | 0 | 0 | 0 | 0 | 0 | 0 | 0 | 0 | -1.067e-10 | -2.7761e-10 | -2.3142e-10 | 1.067e-10 | 2.7761e-10 | 2.3142e-10 | -2.6606e-11 | 2.8733e-11 | -1.6194e-10 | 2.6606e-11 | -2.8733e-11 | 1.6194e-10 | 0 | 0 | 0 | 0 | 0 | 0 |  | 1.0729 | 1.0262 | 1.0384 | 1.0729 | 1.0262 | 1.0384 | 0.35229 | -120.3978 | 122.2159 | 0.35229 | -120.3978 | 122.2159
Line16_4_18 | 0 | 0 | 0 | 0 | 0 | 0 | 0 | 0 | 0 | 0 | 0 | 0 | -4.139e-21 | -9.2765e-21 | -1.0849e-20 | 4.139e-21 | 9.2765e-21 | 1.0849e-20 | 9.0168e-22 | 5.684e-21 | -1.1564e-21 | -9.0168e-22 | -5.684e-21 | 1.1564e-21 | 0 | 0 | 0 | 0 | 0 | 0 |  | 1.1 | 1.1 | 1.1 | 1.1 | 1.1 | 1.1 | -1.1644e-11 | -120 | 120 | -1.1644e-11 | -120 | 120
Line17_5_19 | 0 | 0 | 0 | 0 | 0 | 0 | 0 | 0 | 0 | 0 | 0 | 0 | -4.762e-10 | -9.846e-10 | -7.5353e-10 | 4.762e-10 | 9.846e-10 | 7.5353e-10 | -1.3303e-10 | 1.4367e-10 | -8.0969e-10 | 1.3303e-10 | -1.4367e-10 | 8.0969e-10 | 0 | 0 | 0 | 0 | 0 | 0 |  | 0.96474 | 0.73171 | 0.81326 | 0.96474 | 0.73171 | 0.81326 | 1.9592 | -122.7903 | 134.2909 | 1.9592 | -122.7903 | 134.2909
Line1_1_3 | 0.28872 | 0.76607 | 0.76618 | 0.28872 | 0.76607 | 0.76618 | 0.066676 | 0.17692 | 0.17694 | 0.066676 | 0.17692 | 0.17694 | -0.012226 | -0.074003 | 0.050377 | 0.01306 | 0.079872 | -0.044506 | -0.063152 | -0.10621 | -0.13479 | 0.06482 | 0.11795 | 0.14653 | 102.9162 | 2.0764 | -156.2015 | -77.0838 | -177.9236 | 23.7985 |  | 0.96474 | 0.73171 | 0.81326 | 0.99169 | 0.80518 | 0.86551 | 1.9592 | -122.7903 | 134.2909 | 1.5247 | -122.0282 | 130.6935
Line2_1_4 | 1.4436 | 3.8303 | 3.8309 | 1.4436 | 3.8303 | 3.8309 | 0.33338 | 0.88458 | 0.8847 | 0.33338 | 0.88458 | 0.8847 | -0.061132 | -0.37002 | 0.25188 | 0.081971 | 0.51673 | -0.10513 | -0.31576 | -0.53106 | -0.67397 | 0.35744 | 0.82449 | 0.96748 | 102.9162 | 2.0764 | -156.2015 | -77.0838 | -177.9236 | 23.7985 |  | 0.96474 | 0.73171 | 0.81326 | 1.1 | 1.1 | 1.1 | 1.9592 | -122.7903 | 134.2909 | -1.1644e-11 | -120 | 120
Line3_1_5 | 0 | 0 | 0 | 0 | 0 | 0 | 0 | 0 | 0 | 0 | 0 | 0 | -9.524e-10 | -1.9692e-09 | -1.5071e-09 | 9.524e-10 | 1.9692e-09 | 1.5071e-09 | -2.6606e-10 | 2.8733e-10 | -1.6194e-09 | 2.6606e-10 | -2.8733e-10 | 1.6194e-09 | 0 | 0 | 0 | 0 | 0 | 0 |  | 0.96474 | 0.73171 | 0.81326 | 0.96474 | 0.73171 | 0.81326 | 1.9592 | -122.7903 | 134.2909 | 1.9592 | -122.7903 | 134.2909
Line4_2_6 | 0.48119 | 1.2768 | 1.277 | 0.48119 | 1.2768 | 1.277 | 0.11113 | 0.29486 | 0.2949 | 0.11113 | 0.29486 | 0.2949 | -0.022693 | -0.13964 | 0.067655 | 0.025008 | 0.15594 | -0.051349 | -0.10988 | -0.20962 | -0.25727 | 0.11452 | 0.24223 | 0.28988 | 102.9162 | 2.0764 | -156.2015 | -77.0838 | -177.9236 | 23.7985 |  | 1.0097 | 0.85423 | 0.90205 | 1.0548 | 0.97702 | 0.99828 | 1.2479 | -121.593 | 128.5322 | 0.59722 | -120.6963 | 123.8435
Line5_6_7 | 0.48119 | 1.2768 | 1.277 | 0.48119 | 1.2768 | 1.277 | 0.11113 | 0.29486 | 0.2949 | 0.11113 | 0.29486 | 0.2949 | -0.025008 | -0.15594 | 0.051349 | 0.027324 | 0.17224 | -0.035042 | -0.11452 | -0.24223 | -0.28988 | 0.11915 | 0.27483 | 0.32249 | 102.9162 | 2.0764 | -156.2015 | -77.0838 | -177.9236 | 23.7985 |  | 1.0548 | 0.97702 | 0.99828 | 1.1 | 1.1 | 1.1 | 0.59722 | -120.6963 | 123.8435 | -3.8815e-12 | -120 | 120
Line6_7_8 | 0 | 0 | 0 | 0 | 0 | 0 | 0 | 0 | 0 | 0 | 0 | 0 | -4.139e-21 | -9.2765e-21 | -1.0849e-20 | 4.139e-21 | 9.2765e-21 | 1.0849e-20 | 9.0168e-22 | 5.684e-21 | -1.1564e-21 | -9.0168e-22 | -5.684e-21 | 1.1564e-21 | 0 | 0 | 0 | 0 | 0 | 0 |  | 1.1 | 1.1 | 1.1 | 1.1 | 1.1 | 1.1 | -3.8815e-12 | -120 | 120 | -3.8815e-12 | -120 | 120
Line7_8_9 | 0 | 0 | 0 | 0 | 0 | 0 | 0 | 0 | 0 | 0 | 0 | 0 | -1.3797e-21 | -3.0922e-21 | -3.6165e-21 | 1.3797e-21 | 3.0922e-21 | 3.6165e-21 | 3.0056e-22 | 1.8947e-21 | -3.8547e-22 | -3.0056e-22 | -1.8947e-21 | 3.8547e-22 | 0 | 0 | 0 | 0 | 0 | 0 |  | 1.1 | 1.1 | 1.1 | 1.1 | 1.1 | 1.1 | -3.8815e-12 | -120 | 120 | -3.8815e-12 | -120 | 120
Line8_8_10 | 0 | 0 | 0 | 0 | 0 | 0 | 0 | 0 | 0 | 0 | 0 | 0 | -1.3797e-21 | -3.0922e-21 | -3.6165e-21 | 1.3797e-21 | 3.0922e-21 | 3.6165e-21 | 3.0056e-22 | 1.8947e-21 | -3.8547e-22 | -3.0056e-22 | -1.8947e-21 | 3.8547e-22 | 0 | 0 | 0 | 0 | 0 | 0 |  | 1.1 | 1.1 | 1.1 | 1.1 | 1.1 | 1.1 | -3.8815e-12 | -120 | 120 | -3.8815e-12 | -120 | 120
Line9_3_11 | 0.28872 | 0.76607 | 0.76618 | 0.28872 | 0.76607 | 0.76618 | 0.066676 | 0.17692 | 0.17694 | 0.066676 | 0.17692 | 0.17694 | -0.01306 | -0.079872 | 0.044506 | 0.013893 | 0.08574 | -0.038636 | -0.06482 | -0.11795 | -0.14653 | 0.066487 | 0.12969 | 0.15827 | 102.9162 | 2.0764 | -156.2015 | -77.0838 | -177.9236 | 23.7985 |  | 0.99169 | 0.80518 | 0.86551 | 1.0187 | 0.87877 | 0.92077 | 1.5247 | -122.0282 | 130.6935 | 1.1131 | -121.3936 | 127.5167

## LLG_max_fault_6
name | pf_ikss_a_from_ka | pf_ikss_b_from_ka | pf_ikss_c_from_ka | pf_ikss_a_to_ka | pf_ikss_b_to_ka | pf_ikss_c_to_ka | pf_skss_a_from_mw | pf_skss_b_from_mw | pf_skss_c_from_mw | pf_skss_a_to_mw | pf_skss_b_to_mw | pf_skss_c_to_mw | pf_p_a_from_mw | pf_p_b_from_mw | pf_p_c_from_mw | pf_p_a_to_mw | pf_p_b_to_mw | pf_p_c_to_mw | pf_q_a_from_mvar | pf_q_b_from_mvar | pf_q_c_from_mvar | pf_q_a_to_mvar | pf_q_b_to_mvar | pf_q_c_to_mvar | pf_ikss_a_from_degree | pf_ikss_b_from_degree | pf_ikss_c_from_degree | pf_ikss_a_to_degree | pf_ikss_b_to_degree | pf_ikss_c_to_degree | 3xI0 | pf_vm_a_from_pu | pf_vm_b_from_pu | pf_vm_c_from_pu | pf_vm_a_to_pu | pf_vm_b_to_pu | pf_vm_c_to_pu | pf_va_a_from_degree | pf_va_b_from_degree | pf_va_c_from_degree | pf_va_a_to_degree | pf_va_b_to_degree | pf_va_c_to_degree
Line0_1_2 | 0.0076012 | 0.020111 | 0.020112 | 0.0076012 | 0.020111 | 0.020112 | 0.0017554 | 0.0046445 | 0.0046446 | 0.0017554 | 0.0046445 | 0.0046446 | -0.0015173 | -0.0048181 | -0.0027534 | 0.0015179 | 0.0048221 | 0.0027574 | -0.0011886 | -0.0016402 | -0.0042716 | 0.0011898 | 0.0016483 | 0.0042797 | 141.8773 | 40.9862 | -117.2277 | -38.1227 | -139.0138 | 62.7723 |  | 1.098 | 1.0958 | 1.0942 | 1.0987 | 1.0972 | 1.0961 | -0.04926 | -120.2138 | 119.9669 | -0.03282 | -120.1423 | 119.978
Line10_11_12 | 0.0045607 | 0.012067 | 0.012067 | 0.0045607 | 0.012067 | 0.012067 | 0.0010533 | 0.0027867 | 0.0027868 | 0.0010533 | 0.0027867 | 0.0027868 | -0.00091082 | -0.0028938 | -0.001655 | 0.00091103 | 0.0028952 | 0.0016564 | -0.000714 | -0.00098995 | -0.0025688 | 0.00071441 | 0.00099287 | 0.0025717 | 141.8773 | 40.9862 | -117.2277 | -38.1227 | -139.0138 | 62.7723 |  | 1.0988 | 1.0975 | 1.0965 | 1.0992 | 1.0983 | 1.0977 | -0.029535 | -120.1281 | 119.9802 | -0.019683 | -120.0853 | 119.9868
Line11_12_13 | 0.0045607 | 0.012067 | 0.012067 | 0.0045607 | 0.012067 | 0.012067 | 0.0010533 | 0.0027867 | 0.0027868 | 0.0010533 | 0.0027867 | 0.0027868 | -0.00091103 | -0.0028952 | -0.0016564 | 0.00091123 | 0.0028967 | 0.0016579 | -0.00071441 | -0.00099287 | -0.0025717 | 0.00071483 | 0.00099578 | 0.0025746 | 141.8773 | 40.9862 | -117.2277 | -38.1227 | -139.0138 | 62.7723 |  | 1.0992 | 1.0983 | 1.0977 | 1.0996 | 1.0992 | 1.0988 | -0.019683 | -120.0853 | 119.9868 | -0.0098377 | -120.0426 | 119.9934
Line12_13_15 | 0 | 0 | 0 | 0 | 0 | 0 | 0 | 0 | 0 | 0 | 0 | 0 | -4.8281e-12 | -1.0082e-11 | -1.404e-11 | 4.8281e-12 | 1.0082e-11 | 1.404e-11 | 2.2845e-12 | 9.895e-12 | 1.5286e-12 | -2.2845e-12 | -9.895e-12 | -1.5286e-12 | 0 | 0 | 0 | 0 | 0 | 0 |  | 1.0996 | 1.0992 | 1.0988 | 1.0996 | 1.0992 | 1.0988 | -0.0098377 | -120.0426 | 119.9934 | -0.0098377 | -120.0426 | 119.9934
Line13_13_14 | 0.0045607 | 0.012067 | 0.012067 | 0.0045607 | 0.012067 | 0.012067 | 0.0010533 | 0.0027867 | 0.0027868 | 0.0010533 | 0.0027867 | 0.0027868 | -0.00091123 | -0.0028967 | -0.0016579 | 0.00091144 | 0.0028981 | 0.0016593 | -0.00071483 | -0.00099578 | -0.0025746 | 0.00071525 | 0.00099869 | 0.0025775 | 141.8773 | 40.9862 | -117.2277 | -38.1227 | -139.0138 | 62.7723 |  | 1.0996 | 1.0992 | 1.0988 | 1.1 | 1.1 | 1.1 | -0.0098377 | -120.0426 | 119.9934 | -1.2948e-13 | -120 | 120
Line14_15_16 | 0 | 0 | 0 | 0 | 0 | 0 | 0 | 0 | 0 | 0 | 0 | 0 | -3.2187e-12 | -6.7213e-12 | -9.3597e-12 | 3.2187e-12 | 6.7213e-12 | 9.3597e-12 | 1.523e-12 | 6.5967e-12 | 1.0191e-12 | -1.523e-12 | -6.5967e-12 | -1.0191e-12 | 0 | 0 | 0 | 0 | 0 | 0 |  | 1.0996 | 1.0992 | 1.0988 | 1.0996 | 1.0992 | 1.0988 | -0.0098377 | -120.0426 | 119.9934 | -0.0098377 | -120.0426 | 119.9934
Line15_16_17 | 0 | 0 | 0 | 0 | 0 | 0 | 0 | 0 | 0 | 0 | 0 | 0 | -1.6094e-12 | -3.3607e-12 | -4.6798e-12 | 1.6094e-12 | 3.3607e-12 | 4.6798e-12 | 7.615e-13 | 3.2983e-12 | 5.0953e-13 | -7.615e-13 | -3.2983e-12 | -5.0953e-13 | 0 | 0 | 0 | 0 | 0 | 0 |  | 1.0996 | 1.0992 | 1.0988 | 1.0996 | 1.0992 | 1.0988 | -0.0098377 | -120.0426 | 119.9934 | -0.0098377 | -120.0426 | 119.9934
Line16_4_18 | 0 | 0 | 0 | 0 | 0 | 0 | 0 | 0 | 0 | 0 | 0 | 0 | -4.1417e-23 | -5.7007e-23 | -1.4384e-22 | 4.1417e-23 | 5.7007e-23 | 1.4384e-22 | 5.0129e-23 | 1.594e-22 | 9.1263e-23 | -5.0129e-23 | -1.594e-22 | -9.1263e-23 | 0 | 0 | 0 | 0 | 0 | 0 |  | 1.1 | 1.1 | 1.1 | 1.1 | 1.1 | 1.1 | -6.4738e-13 | -120 | 120 | -6.4738e-13 | -120 | 120
Line17_5_19 | 0 | 0 | 0 | 0 | 0 | 0 | 0 | 0 | 0 | 0 | 0 | 0 | -8.0325e-12 | -1.6703e-11 | -2.3299e-11 | 8.0325e-12 | 1.6703e-11 | 2.3299e-11 | 3.8075e-12 | 1.6492e-11 | 2.5477e-12 | -3.8075e-12 | -1.6492e-11 | -2.5477e-12 | 0 | 0 | 0 | 0 | 0 | 0 |  | 1.098 | 1.0958 | 1.0942 | 1.098 | 1.0958 | 1.0942 | -0.04926 | -120.2138 | 119.9669 | -0.04926 | -120.2138 | 119.9669
Line1_1_3 | 0.0045607 | 0.012067 | 0.012067 | 0.0045607 | 0.012067 | 0.012067 | 0.0010533 | 0.0027867 | 0.0027868 | 0.0010533 | 0.0027867 | 0.0027868 | -0.0009104 | -0.0028909 | -0.001652 | 0.00091061 | 0.0028923 | 0.0016535 | -0.00071317 | -0.00098413 | -0.0025629 | 0.00071358 | 0.00098704 | 0.0025658 | 141.8773 | 40.9862 | -117.2277 | -38.1227 | -139.0138 | 62.7723 |  | 1.098 | 1.0958 | 1.0942 | 1.0984 | 1.0967 | 1.0954 | -0.04926 | -120.2138 | 119.9669 | -0.039394 | -120.1709 | 119.9736
Line2_1_4 | 0.022804 | 0.060334 | 0.060335 | 0.022804 | 0.060334 | 0.060335 | 0.0052663 | 0.013934 | 0.013934 | 0.0052663 | 0.013934 | 0.013934 | -0.004552 | -0.014454 | -0.0082602 | 0.0045572 | 0.014491 | 0.0082966 | -0.0035658 | -0.0049207 | -0.012815 | 0.0035762 | 0.0049935 | 0.012887 | 141.8773 | 40.9862 | -117.2277 | -38.1227 | -139.0138 | 62.7723 |  | 1.098 | 1.0958 | 1.0942 | 1.1 | 1.1 | 1.1 | -0.04926 | -120.2138 | 119.9669 | -6.4738e-13 | -120 | 120
Line3_1_5 | 0 | 0 | 0 | 0 | 0 | 0 | 0 | 0 | 0 | 0 | 0 | 0 | -1.6065e-11 | -3.3406e-11 | -4.6598e-11 | 1.6065e-11 | 3.3406e-11 | 4.6598e-11 | 7.615e-12 | 3.2983e-11 | 5.0953e-12 | -7.615e-12 | -3.2983e-11 | -5.0953e-12 | 0 | 0 | 0 | 0 | 0 | 0 |  | 1.098 | 1.0958 | 1.0942 | 1.098 | 1.0958 | 1.0942 | -0.04926 | -120.2138 | 119.9669 | -0.04926 | -120.2138 | 119.9669
Line4_2_6 | 0.0076012 | 0.020111 | 0.020112 | 0.0076012 | 0.020111 | 0.020112 | 0.0017554 | 0.0046445 | 0.0046446 | 0.0017554 | 0.0046445 | 0.0046446 | -0.0015179 | -0.0048221 | -0.0027574 | 0.0015185 | 0.0048262 | 0.0027615 | -0.0011898 | -0.0016483 | -0.0042797 | 0.0011909 | 0.0016564 | 0.0042877 | 141.8773 | 40.9862 | -117.2277 | -38.1227 | -139.0138 | 62.7723 |  | 1.0987 | 1.0972 | 1.0961 | 1.0993 | 1.0986 | 1.0981 | -0.03282 | -120.1423 | 119.978 | -0.0164 | -120.0711 | 119.989
Line5_6_7 | 0.0076012 | 0.020111 | 0.020112 | 0.0076012 | 0.020111 | 0.020112 | 0.0017554 | 0.0046445 | 0.0046446 | 0.0017554 | 0.0046445 | 0.0046446 | -0.0015185 | -0.0048262 | -0.0027615 | 0.0015191 | 0.0048302 | 0.0027655 | -0.0011909 | -0.0016564 | -0.0042877 | 0.0011921 | 0.0016645 | 0.0042958 | 141.8773 | 40.9862 | -117.2277 | -38.1227 | -139.0138 | 62.7723 |  | 1.0993 | 1.0986 | 1.0981 | 1.1 | 1.1 | 1.1 | -0.0164 | -120.0711 | 119.989 | -2.1579e-13 | -120 | 120
Line6_7_8 | 0 | 0 | 0 | 0 | 0 | 0 | 0 | 0 | 0 | 0 | 0 | 0 | -4.1417e-23 | -5.7007e-23 | -1.4384e-22 | 4.1417e-23 | 5.7007e-23 | 1.4384e-22 | 5.0129e-23 | 1.594e-22 | 9.1263e-23 | -5.0129e-23 | -1.594e-22 | -9.1263e-23 | 0 | 0 | 0 | 0 | 0 | 0 |  | 1.1 | 1.1 | 1.1 | 1.1 | 1.1 | 1.1 | -2.1579e-13 | -120 | 120 | -2.1579e-13 | -120 | 120
Line7_8_9 | 0 | 0 | 0 | 0 | 0 | 0 | 0 | 0 | 0 | 0 | 0 | 0 | -1.3806e-23 | -1.9002e-23 | -4.7947e-23 | 1.3806e-23 | 1.9002e-23 | 4.7947e-23 | 1.671e-23 | 5.3133e-23 | 3.0421e-23 | -1.671e-23 | -5.3133e-23 | -3.0421e-23 | 0 | 0 | 0 | 0 | 0 | 0 |  | 1.1 | 1.1 | 1.1 | 1.1 | 1.1 | 1.1 | -2.1579e-13 | -120 | 120 | -2.1579e-13 | -120 | 120
Line8_8_10 | 0 | 0 | 0 | 0 | 0 | 0 | 0 | 0 | 0 | 0 | 0 | 0 | -1.3806e-23 | -1.9002e-23 | -4.7947e-23 | 1.3806e-23 | 1.9002e-23 | 4.7947e-23 | 1.671e-23 | 5.3133e-23 | 3.0421e-23 | -1.671e-23 | -5.3133e-23 | -3.0421e-23 | 0 | 0 | 0 | 0 | 0 | 0 |  | 1.1 | 1.1 | 1.1 | 1.1 | 1.1 | 1.1 | -2.1579e-13 | -120 | 120 | -2.1579e-13 | -120 | 120
Line9_3_11 | 0.0045607 | 0.012067 | 0.012067 | 0.0045607 | 0.012067 | 0.012067 | 0.0010533 | 0.0027867 | 0.0027868 | 0.0010533 | 0.0027867 | 0.0027868 | -0.00091061 | -0.0028923 | -0.0016535 | 0.00091082 | 0.0028938 | 0.001655 | -0.00071358 | -0.00098704 | -0.0025658 | 0.000714 | 0.00098995 | 0.0025688 | 141.8773 | 40.9862 | -117.2277 | -38.1227 | -139.0138 | 62.7723 |  | 1.0984 | 1.0967 | 1.0954 | 1.0988 | 1.0975 | 1.0965 | -0.039394 | -120.1709 | 119.9736 | -0.029535 | -120.1281 | 119.9802

## LLG_max_fault_10
name | pf_ikss_a_from_ka | pf_ikss_b_from_ka | pf_ikss_c_from_ka | pf_ikss_a_to_ka | pf_ikss_b_to_ka | pf_ikss_c_to_ka | pf_skss_a_from_mw | pf_skss_b_from_mw | pf_skss_c_from_mw | pf_skss_a_to_mw | pf_skss_b_to_mw | pf_skss_c_to_mw | pf_p_a_from_mw | pf_p_b_from_mw | pf_p_c_from_mw | pf_p_a_to_mw | pf_p_b_to_mw | pf_p_c_to_mw | pf_q_a_from_mvar | pf_q_b_from_mvar | pf_q_c_from_mvar | pf_q_a_to_mvar | pf_q_b_to_mvar | pf_q_c_to_mvar | pf_ikss_a_from_degree | pf_ikss_b_from_degree | pf_ikss_c_from_degree | pf_ikss_a_to_degree | pf_ikss_b_to_degree | pf_ikss_c_to_degree | 3xI0 | pf_vm_a_from_pu | pf_vm_b_from_pu | pf_vm_c_from_pu | pf_vm_a_to_pu | pf_vm_b_to_pu | pf_vm_c_to_pu | pf_va_a_from_degree | pf_va_b_from_degree | pf_va_c_from_degree | pf_va_a_to_degree | pf_va_b_to_degree | pf_va_c_to_degree
Line0_1_2 | 0.0073851 | 0.01954 | 0.01954 | 0.0073851 | 0.01954 | 0.01954 | 0.0017055 | 0.0045125 | 0.0045125 | 0.0017055 | 0.0045125 | 0.0045125 | -0.0014694 | -0.0046747 | -0.002658 | 0.0014699 | 0.0046785 | 0.0026618 | -0.0011611 | -0.0016139 | -0.004162 | 0.0011622 | 0.0016215 | 0.0041696 | 141.6379 | 40.7467 | -117.4672 | -38.3621 | -139.2533 | 62.5328 |  | 1.0981 | 1.0959 | 1.0944 | 1.0987 | 1.0973 | 1.0962 | -0.047434 | -120.2068 | 119.9691 | -0.031604 | -120.1377 | 119.9794
Line10_11_12 | 0.0044311 | 0.011724 | 0.011724 | 0.0044311 | 0.011724 | 0.011724 | 0.0010233 | 0.0027075 | 0.0027075 | 0.0010233 | 0.0027075 | 0.0027075 | -0.00088203 | -0.0028075 | -0.0015975 | 0.00088223 | 0.0028089 | 0.0015989 | -0.00069743 | -0.00097382 | -0.0025027 | 0.00069782 | 0.00097656 | 0.0025054 | 141.6379 | 40.7467 | -117.4672 | -38.3621 | -139.2533 | 62.5328 |  | 1.0988 | 1.0976 | 1.0966 | 1.0992 | 1.0984 | 1.0977 | -0.02844 | -120.1239 | 119.9815 | -0.018954 | -120.0825 | 119.9877
Line11_12_13 | 0.0044311 | 0.011724 | 0.011724 | 0.0044311 | 0.011724 | 0.011724 | 0.0010233 | 0.0027075 | 0.0027075 | 0.0010233 | 0.0027075 | 0.0027075 | -0.00088223 | -0.0028089 | -0.0015989 | 0.00088242 | 0.0028103 | 0.0016003 | -0.00069782 | -0.00097656 | -0.0025054 | 0.00069821 | 0.00097931 | 0.0025082 | 141.6379 | 40.7467 | -117.4672 | -38.3621 | -139.2533 | 62.5328 |  | 1.0992 | 1.0984 | 1.0977 | 1.0996 | 1.0992 | 1.0989 | -0.018954 | -120.0825 | 119.9877 | -0.0094734 | -120.0412 | 119.9938
Line12_13_15 | 0 | 0 | 0 | 0 | 0 | 0 | 0 | 0 | 0 | 0 | 0 | 0 | -4.7001e-12 | -9.8359e-12 | -1.3647e-11 | 4.7001e-12 | 9.8359e-12 | 1.3647e-11 | 2.1999e-12 | 9.5726e-12 | 1.4281e-12 | -2.1999e-12 | -9.5726e-12 | -1.4281e-12 | 0 | 0 | 0 | 0 | 0 | 0 |  | 1.0996 | 1.0992 | 1.0989 | 1.0996 | 1.0992 | 1.0989 | -0.0094734 | -120.0412 | 119.9938 | -0.0094734 | -120.0412 | 119.9938
Line13_13_14 | 0.0044311 | 0.011724 | 0.011724 | 0.0044311 | 0.011724 | 0.011724 | 0.0010233 | 0.0027075 | 0.0027075 | 0.0010233 | 0.0027075 | 0.0027075 | -0.00088242 | -0.0028103 | -0.0016003 | 0.00088262 | 0.0028117 | 0.0016017 | -0.00069821 | -0.00097931 | -0.0025082 | 0.00069861 | 0.00098206 | 0.0025109 | 141.6379 | 40.7467 | -117.4672 | -38.3621 | -139.2533 | 62.5328 |  | 1.0996 | 1.0992 | 1.0989 | 1.1 | 1.1 | 1.1 | -0.0094734 | -120.0412 | 119.9938 | -1.2538e-13 | -120 | 120
Line14_15_16 | 0 | 0 | 0 | 0 | 0 | 0 | 0 | 0 | 0 | 0 | 0 | 0 | -3.1334e-12 | -6.5573e-12 | -9.0979e-12 | 3.1334e-12 | 6.5573e-12 | 9.0979e-12 | 1.4666e-12 | 6.3818e-12 | 9.5204e-13 | -1.4666e-12 | -6.3818e-12 | -9.5204e-13 | 0 | 0 | 0 | 0 | 0 | 0 |  | 1.0996 | 1.0992 | 1.0989 | 1.0996 | 1.0992 | 1.0989 | -0.0094734 | -120.0412 | 119.9938 | -0.0094734 | -120.0412 | 119.9938
Line15_16_17 | 0 | 0 | 0 | 0 | 0 | 0 | 0 | 0 | 0 | 0 | 0 | 0 | -1.5667e-12 | -3.2786e-12 | -4.549e-12 | 1.5667e-12 | 3.2786e-12 | 4.549e-12 | 7.3331e-13 | 3.1909e-12 | 4.7602e-13 | -7.3331e-13 | -3.1909e-12 | -4.7602e-13 | 0 | 0 | 0 | 0 | 0 | 0 |  | 1.0996 | 1.0992 | 1.0989 | 1.0996 | 1.0992 | 1.0989 | -0.0094734 | -120.0412 | 119.9938 | -0.0094734 | -120.0412 | 119.9938
Line16_4_18 | 0 | 0 | 0 | 0 | 0 | 0 | 0 | 0 | 0 | 0 | 0 | 0 | -4.0454e-23 | -5.6044e-23 | -1.4013e-22 | 4.0454e-23 | 5.6044e-23 | 1.4013e-22 | 4.8544e-23 | 1.5464e-22 | 8.8092e-23 | -4.8544e-23 | -1.5464e-22 | -8.8092e-23 | 0 | 0 | 0 | 0 | 0 | 0 |  | 1.1 | 1.1 | 1.1 | 1.1 | 1.1 | 1.1 | -6.2691e-13 | -120 | 120 | -6.2691e-13 | -120 | 120
Line17_5_19 | 0 | 0 | 0 | 0 | 0 | 0 | 0 | 0 | 0 | 0 | 0 | 0 | -7.8201e-12 | -1.6299e-11 | -2.265e-11 | 7.8201e-12 | 1.6299e-11 | 2.265e-11 | 3.6666e-12 | 1.5954e-11 | 2.3801e-12 | -3.6666e-12 | -1.5954e-11 | -2.3801e-12 | 0 | 0 | 0 | 0 | 0 | 0 |  | 1.0981 | 1.0959 | 1.0944 | 1.0981 | 1.0959 | 1.0944 | -0.047434 | -120.2068 | 119.9691 | -0.047434 | -120.2068 | 119.9691
Line1_1_3 | 0.0044311 | 0.011724 | 0.011724 | 0.0044311 | 0.011724 | 0.011724 | 0.0010233 | 0.0027075 | 0.0027075 | 0.0010233 | 0.0027075 | 0.0027075 | -0.00088164 | -0.0028048 | -0.0015948 | 0.00088183 | 0.0028062 | 0.0015962 | -0.00069664 | -0.00096832 | -0.0024972 | 0.00069704 | 0.00097107 | 0.0024999 | 141.6379 | 40.7467 | -117.4672 | -38.3621 | -139.2533 | 62.5328 |  | 1.0981 | 1.0959 | 1.0944 | 1.0984 | 1.0967 | 1.0955 | -0.047434 | -120.2068 | 119.9691 | -0.037934 | -120.1653 | 119.9753
Line2_1_4 | 0.022155 | 0.058619 | 0.05862 | 0.022155 | 0.058619 | 0.05862 | 0.0051166 | 0.013537 | 0.013538 | 0.0051166 | 0.013537 | 0.013538 | -0.0044082 | -0.014024 | -0.007974 | 0.0044131 | 0.014058 | 0.0080083 | -0.0034832 | -0.0048416 | -0.012486 | 0.003493 | 0.0049103 | 0.012555 | 141.6379 | 40.7467 | -117.4672 | -38.3621 | -139.2533 | 62.5328 |  | 1.0981 | 1.0959 | 1.0944 | 1.1 | 1.1 | 1.1 | -0.047434 | -120.2068 | 119.9691 | -6.2691e-13 | -120 | 120
Line3_1_5 | 0 | 0 | 0 | 0 | 0 | 0 | 0 | 0 | 0 | 0 | 0 | 0 | -1.564e-11 | -3.2597e-11 | -4.5301e-11 | 1.564e-11 | 3.2597e-11 | 4.5301e-11 | 7.3331e-12 | 3.1909e-11 | 4.7602e-12 | -7.3331e-12 | -3.1909e-11 | -4.7602e-12 | 0 | 0 | 0 | 0 | 0 | 0 |  | 1.0981 | 1.0959 | 1.0944 | 1.0981 | 1.0959 | 1.0944 | -0.047434 | -120.2068 | 119.9691 | -0.047434 | -120.2068 | 119.9691
Line4_2_6 | 0.0073851 | 0.01954 | 0.01954 | 0.0073851 | 0.01954 | 0.01954 | 0.0017055 | 0.0045125 | 0.0045125 | 0.0017055 | 0.0045125 | 0.0045125 | -0.0014699 | -0.0046785 | -0.0026618 | 0.0014705 | 0.0046823 | 0.0026656 | -0.0011622 | -0.0016215 | -0.0041696 | 0.0011633 | 0.0016291 | 0.0041773 | 141.6379 | 40.7467 | -117.4672 | -38.3621 | -139.2533 | 62.5328 |  | 1.0987 | 1.0973 | 1.0962 | 1.0994 | 1.0986 | 1.0981 | -0.031604 | -120.1377 | 119.9794 | -0.015793 | -120.0688 | 119.9897
Line5_6_7 | 0.0073851 | 0.01954 | 0.01954 | 0.0073851 | 0.01954 | 0.01954 | 0.0017055 | 0.0045125 | 0.0045125 | 0.0017055 | 0.0045125 | 0.0045125 | -0.0014705 | -0.0046823 | -0.0026656 | 0.001471 | 0.0046861 | 0.0026694 | -0.0011633 | -0.0016291 | -0.0041773 | 0.0011643 | 0.0016368 | 0.0041849 | 141.6379 | 40.7467 | -117.4672 | -38.3621 | -139.2533 | 62.5328 |  | 1.0994 | 1.0986 | 1.0981 | 1.1 | 1.1 | 1.1 | -0.015793 | -120.0688 | 119.9897 | -2.0897e-13 | -120 | 120
Line6_7_8 | 0 | 0 | 0 | 0 | 0 | 0 | 0 | 0 | 0 | 0 | 0 | 0 | -4.0454e-23 | -5.6044e-23 | -1.4013e-22 | 4.0454e-23 | 5.6044e-23 | 1.4013e-22 | 4.8544e-23 | 1.5464e-22 | 8.8092e-23 | -4.8544e-23 | -1.5464e-22 | -8.8092e-23 | 0 | 0 | 0 | 0 | 0 | 0 |  | 1.1 | 1.1 | 1.1 | 1.1 | 1.1 | 1.1 | -2.0897e-13 | -120 | 120 | -2.0897e-13 | -120 | 120
Line7_8_9 | 0 | 0 | 0 | 0 | 0 | 0 | 0 | 0 | 0 | 0 | 0 | 0 | -1.3485e-23 | -1.8681e-23 | -4.6711e-23 | 1.3485e-23 | 1.8681e-23 | 4.6711e-23 | 1.6181e-23 | 5.1547e-23 | 2.9364e-23 | -1.6181e-23 | -5.1547e-23 | -2.9364e-23 | 0 | 0 | 0 | 0 | 0 | 0 |  | 1.1 | 1.1 | 1.1 | 1.1 | 1.1 | 1.1 | -2.0897e-13 | -120 | 120 | -2.0897e-13 | -120 | 120
Line8_8_10 | 0 | 0 | 0 | 0 | 0 | 0 | 0 | 0 | 0 | 0 | 0 | 0 | -1.3485e-23 | -1.8681e-23 | -4.6711e-23 | 1.3485e-23 | 1.8681e-23 | 4.6711e-23 | 1.6181e-23 | 5.1547e-23 | 2.9364e-23 | -1.6181e-23 | -5.1547e-23 | -2.9364e-23 | 0 | 0 | 0 | 0 | 0 | 0 |  | 1.1 | 1.1 | 1.1 | 1.1 | 1.1 | 1.1 | -2.0897e-13 | -120 | 120 | -2.0897e-13 | -120 | 120
Line9_3_11 | 0.0044311 | 0.011724 | 0.011724 | 0.0044311 | 0.011724 | 0.011724 | 0.0010233 | 0.0027075 | 0.0027075 | 0.0010233 | 0.0027075 | 0.0027075 | -0.00088183 | -0.0028062 | -0.0015962 | 0.00088203 | 0.0028075 | 0.0015975 | -0.00069704 | -0.00097107 | -0.0024999 | 0.00069743 | 0.00097382 | 0.0025027 | 141.6379 | 40.7467 | -117.4672 | -38.3621 | -139.2533 | 62.5328 |  | 1.0984 | 1.0967 | 1.0955 | 1.0988 | 1.0976 | 1.0966 | -0.037934 | -120.1653 | 119.9753 | -0.02844 | -120.1239 | 119.9815

## LLG_min_6
name | pf_ikss_a_from_ka | pf_ikss_b_from_ka | pf_ikss_c_from_ka | pf_ikss_a_to_ka | pf_ikss_b_to_ka | pf_ikss_c_to_ka | pf_skss_a_from_mw | pf_skss_b_from_mw | pf_skss_c_from_mw | pf_skss_a_to_mw | pf_skss_b_to_mw | pf_skss_c_to_mw | pf_p_a_from_mw | pf_p_b_from_mw | pf_p_c_from_mw | pf_p_a_to_mw | pf_p_b_to_mw | pf_p_c_to_mw | pf_q_a_from_mvar | pf_q_b_from_mvar | pf_q_c_from_mvar | pf_q_a_to_mvar | pf_q_b_to_mvar | pf_q_c_to_mvar | pf_ikss_a_from_degree | pf_ikss_b_from_degree | pf_ikss_c_from_degree | pf_ikss_a_to_degree | pf_ikss_b_to_degree | pf_ikss_c_to_degree | 3xI0 | pf_vm_a_from_pu | pf_vm_b_from_pu | pf_vm_c_from_pu | pf_vm_a_to_pu | pf_vm_b_to_pu | pf_vm_c_to_pu | pf_va_a_from_degree | pf_va_b_from_degree | pf_va_c_from_degree | pf_va_a_to_degree | pf_va_b_to_degree | pf_va_c_to_degree
Line0_1_2 | 0.42006 | 1.1147 | 1.115 | 0.42006 | 1.1147 | 1.115 | 0.097009 | 0.25742 | 0.25751 | 0.097009 | 0.25742 | 0.25751 | -0.02523 | -0.095919 | 0.061247 | 0.028618 | 0.11977 | -0.037375 | -0.079735 | -0.12094 | -0.1827 | 0.083264 | 0.14578 | 0.20756 | 111.3981 | 10.5891 | -147.6926 | -68.6019 | -169.4109 | 32.3074 |  | 0.8621 | 0.59963 | 0.7483 | 0.90759 | 0.73296 | 0.81902 | 3.8397 | -117.8303 | 140.8402 | 2.4304 | -118.8169 | 132.515
Line10_11_12 | 0.25204 | 0.66879 | 0.66902 | 0.25204 | 0.66879 | 0.66902 | 0.058206 | 0.15445 | 0.1545 | 0.058206 | 0.15445 | 0.1545 | -0.017577 | -0.074727 | 0.019561 | 0.018797 | 0.083315 | -0.010967 | -0.050382 | -0.090453 | -0.12752 | 0.051652 | 0.099398 | 0.13647 | 111.3981 | 10.5891 | -147.6926 | -68.6019 | -169.4109 | 32.3074 |  | 0.91675 | 0.75964 | 0.83503 | 0.94435 | 0.83973 | 0.88616 | 2.1654 | -118.9726 | 131.028 | 1.4012 | -119.3804 | 126.9017
Line11_12_13 | 0.25204 | 0.66879 | 0.66902 | 0.25204 | 0.66879 | 0.66902 | 0.058206 | 0.15445 | 0.1545 | 0.058206 | 0.15445 | 0.1545 | -0.018797 | -0.083315 | 0.010967 | 0.020016 | 0.091903 | -0.0023733 | -0.051652 | -0.099398 | -0.13647 | 0.052923 | 0.10834 | 0.14543 | 111.3981 | 10.5891 | -147.6926 | -68.6019 | -169.4109 | 32.3074 |  | 0.94435 | 0.83973 | 0.88616 | 0.9721 | 0.91985 | 0.94138 | 1.4012 | -119.3804 | 126.9017 | 0.68054 | -119.7172 | 123.2423
Line12_13_15 | 0 | 0 | 0 | 0 | 0 | 0 | 0 | 0 | 0 | 0 | 0 | 0 | -2.9757e-10 | -8.1085e-10 | -5.9049e-10 | 2.9757e-10 | 8.1085e-10 | 5.9049e-10 | -1.2701e-10 | -4.9943e-11 | -5.8568e-10 | 1.2701e-10 | 4.9943e-11 | 5.8568e-10 | 0 | 0 | 0 | 0 | 0 | 0 |  | 0.9721 | 0.91985 | 0.94138 | 0.9721 | 0.91985 | 0.94138 | 0.68054 | -119.7172 | 123.2423 | 0.68054 | -119.7172 | 123.2423
Line13_13_14 | 0.25204 | 0.66879 | 0.66902 | 0.25204 | 0.66879 | 0.66902 | 0.058206 | 0.15445 | 0.1545 | 0.058206 | 0.15445 | 0.1545 | -0.020016 | -0.091903 | 0.0023733 | 0.021236 | 0.10049 | 0.0062203 | -0.052923 | -0.10834 | -0.14543 | 0.054193 | 0.11729 | 0.15438 | 111.3981 | 10.5891 | -147.6926 | -68.6019 | -169.4109 | 32.3074 |  | 0.9721 | 0.91985 | 0.94138 | 1 | 1 | 1 | 0.68054 | -119.7172 | 123.2423 | -3.6502e-12 | -120 | 120
Line14_15_16 | 0 | 0 | 0 | 0 | 0 | 0 | 0 | 0 | 0 | 0 | 0 | 0 | -1.9838e-10 | -5.4057e-10 | -3.9366e-10 | 1.9838e-10 | 5.4057e-10 | 3.9366e-10 | -8.4671e-11 | -3.3295e-11 | -3.9045e-10 | 8.4671e-11 | 3.3295e-11 | 3.9045e-10 | 0 | 0 | 0 | 0 | 0 | 0 |  | 0.9721 | 0.91985 | 0.94138 | 0.9721 | 0.91985 | 0.94138 | 0.68054 | -119.7172 | 123.2423 | 0.68054 | -119.7172 | 123.2423
Line15_16_17 | 0 | 0 | 0 | 0 | 0 | 0 | 0 | 0 | 0 | 0 | 0 | 0 | -9.9191e-11 | -2.7028e-10 | -1.9683e-10 | 9.9191e-11 | 2.7028e-10 | 1.9683e-10 | -4.2336e-11 | -1.6648e-11 | -1.9523e-10 | 4.2336e-11 | 1.6648e-11 | 1.9523e-10 | 0 | 0 | 0 | 0 | 0 | 0 |  | 0.9721 | 0.91985 | 0.94138 | 0.9721 | 0.91985 | 0.94138 | 0.68054 | -119.7172 | 123.2423 | 0.68054 | -119.7172 | 123.2423
Line16_4_18 | 0 | 0 | 0 | 0 | 0 | 0 | 0 | 0 | 0 | 0 | 0 | 0 | -3.1376e-21 | -6.6079e-21 | -8.6478e-21 | 3.1376e-21 | 6.6079e-21 | 8.6478e-21 | 1.168e-21 | 5.527e-21 | 3.4212e-22 | -1.168e-21 | -5.527e-21 | -3.4212e-22 | 0 | 0 | 0 | 0 | 0 | 0 |  | 1 | 1 | 1 | 1 | 1 | 1 | -1.8251e-11 | -120 | 120 | -1.8251e-11 | -120 | 120
Line17_5_19 | 0 | 0 | 0 | 0 | 0 | 0 | 0 | 0 | 0 | 0 | 0 | 0 | -4.2882e-10 | -8.787e-10 | -5.111e-10 | 4.2882e-10 | 8.787e-10 | 5.111e-10 | -2.1168e-10 | -8.3238e-11 | -9.7613e-10 | 2.1168e-10 | 8.3238e-11 | 9.7613e-10 | 0 | 0 | 0 | 0 | 0 | 0 |  | 0.8621 | 0.59963 | 0.7483 | 0.8621 | 0.59963 | 0.7483 | 3.8397 | -117.8303 | 140.8402 | 3.8397 | -117.8303 | 140.8402
Line1_1_3 | 0.25204 | 0.66879 | 0.66902 | 0.25204 | 0.66879 | 0.66902 | 0.058206 | 0.15445 | 0.1545 | 0.058206 | 0.15445 | 0.1545 | -0.015138 | -0.057551 | 0.036748 | 0.016357 | 0.066139 | -0.028154 | -0.047841 | -0.072561 | -0.10962 | 0.049111 | 0.081507 | 0.11857 | 111.3981 | 10.5891 | -147.6926 | -68.6019 | -169.4109 | 32.3074 |  | 0.8621 | 0.59963 | 0.7483 | 0.88933 | 0.6796 | 0.78877 | 3.8397 | -117.8303 | 140.8402 | 2.9768 | -118.4687 | 135.6647
Line2_1_4 | 1.2602 | 3.344 | 3.3451 | 1.2602 | 3.344 | 3.3451 | 0.29103 | 0.77226 | 0.77252 | 0.29103 | 0.77226 | 0.77252 | -0.075689 | -0.28776 | 0.18374 | 0.10618 | 0.50245 | 0.031102 | -0.23921 | -0.36281 | -0.5481 | 0.27097 | 0.58645 | 0.77189 | 111.3981 | 10.5891 | -147.6926 | -68.6019 | -169.4109 | 32.3074 |  | 0.8621 | 0.59963 | 0.7483 | 1 | 1 | 1 | 3.8397 | -117.8303 | 140.8402 | -1.8251e-11 | -120 | 120
Line3_1_5 | 0 | 0 | 0 | 0 | 0 | 0 | 0 | 0 | 0 | 0 | 0 | 0 | -8.5763e-10 | -1.7574e-09 | -1.0222e-09 | 8.5763e-10 | 1.7574e-09 | 1.0222e-09 | -4.2336e-10 | -1.6648e-10 | -1.9523e-09 | 4.2336e-10 | 1.6648e-10 | 1.9523e-09 | 0 | 0 | 0 | 0 | 0 | 0 |  | 0.8621 | 0.59963 | 0.7483 | 0.8621 | 0.59963 | 0.7483 | 3.8397 | -117.8303 | 140.8402 | 3.8397 | -117.8303 | 140.8402
Line4_2_6 | 0.42006 | 1.1147 | 1.115 | 0.42006 | 1.1147 | 1.115 | 0.097009 | 0.25742 | 0.25751 | 0.097009 | 0.25742 | 0.25751 | -0.028618 | -0.11977 | 0.037375 | 0.032005 | 0.14363 | -0.013504 | -0.083264 | -0.14578 | -0.20756 | 0.086793 | 0.17063 | 0.23243 | 111.3981 | 10.5891 | -147.6926 | -68.6019 | -169.4109 | 32.3074 |  | 0.90759 | 0.73296 | 0.81902 | 0.95358 | 0.86643 | 0.90415 | 2.4304 | -118.8169 | 132.515 | 1.1563 | -119.4996 | 125.6325
Line5_6_7 | 0.42006 | 1.1147 | 1.115 | 0.42006 | 1.1147 | 1.115 | 0.097009 | 0.25742 | 0.25751 | 0.097009 | 0.25742 | 0.25751 | -0.032005 | -0.14363 | 0.013504 | 0.035393 | 0.16748 | 0.010367 | -0.086793 | -0.17063 | -0.23243 | 0.090322 | 0.19548 | 0.2573 | 111.3981 | 10.5891 | -147.6926 | -68.6019 | -169.4109 | 32.3074 |  | 0.95358 | 0.86643 | 0.90415 | 1 | 1 | 1 | 1.1563 | -119.4996 | 125.6325 | -6.0837e-12 | -120 | 120
Line6_7_8 | 0 | 0 | 0 | 0 | 0 | 0 | 0 | 0 | 0 | 0 | 0 | 0 | -3.1376e-21 | -6.6079e-21 | -8.6478e-21 | 3.1376e-21 | 6.6079e-21 | 8.6478e-21 | 1.168e-21 | 5.527e-21 | 3.4212e-22 | -1.168e-21 | -5.527e-21 | -3.4212e-22 | 0 | 0 | 0 | 0 | 0 | 0 |  | 1 | 1 | 1 | 1 | 1 | 1 | -6.0837e-12 | -120 | 120 | -6.0837e-12 | -120 | 120
Line7_8_9 | 0 | 0 | 0 | 0 | 0 | 0 | 0 | 0 | 0 | 0 | 0 | 0 | -1.0459e-21 | -2.2026e-21 | -2.8826e-21 | 1.0459e-21 | 2.2026e-21 | 2.8826e-21 | 3.8933e-22 | 1.8423e-21 | 1.1404e-22 | -3.8933e-22 | -1.8423e-21 | -1.1404e-22 | 0 | 0 | 0 | 0 | 0 | 0 |  | 1 | 1 | 1 | 1 | 1 | 1 | -6.0837e-12 | -120 | 120 | -6.0837e-12 | -120 | 120
Line8_8_10 | 0 | 0 | 0 | 0 | 0 | 0 | 0 | 0 | 0 | 0 | 0 | 0 | -1.0459e-21 | -2.2026e-21 | -2.8826e-21 | 1.0459e-21 | 2.2026e-21 | 2.8826e-21 | 3.8933e-22 | 1.8423e-21 | 1.1404e-22 | -3.8933e-22 | -1.8423e-21 | -1.1404e-22 | 0 | 0 | 0 | 0 | 0 | 0 |  | 1 | 1 | 1 | 1 | 1 | 1 | -6.0837e-12 | -120 | 120 | -6.0837e-12 | -120 | 120
Line9_3_11 | 0.25204 | 0.66879 | 0.66902 | 0.25204 | 0.66879 | 0.66902 | 0.058206 | 0.15445 | 0.1545 | 0.058206 | 0.15445 | 0.1545 | -0.016357 | -0.066139 | 0.028154 | 0.017577 | 0.074727 | -0.019561 | -0.049111 | -0.081507 | -0.11857 | 0.050382 | 0.090453 | 0.12752 | 111.3981 | 10.5891 | -147.6926 | -68.6019 | -169.4109 | 32.3074 |  | 0.88933 | 0.6796 | 0.78877 | 0.91675 | 0.75964 | 0.83503 | 2.9768 | -118.4687 | 135.6647 | 2.1654 | -118.9726 | 131.028

## LLG_min_10
name | pf_ikss_a_from_ka | pf_ikss_b_from_ka | pf_ikss_c_from_ka | pf_ikss_a_to_ka | pf_ikss_b_to_ka | pf_ikss_c_to_ka | pf_skss_a_from_mw | pf_skss_b_from_mw | pf_skss_c_from_mw | pf_skss_a_to_mw | pf_skss_b_to_mw | pf_skss_c_to_mw | pf_p_a_from_mw | pf_p_b_from_mw | pf_p_c_from_mw | pf_p_a_to_mw | pf_p_b_to_mw | pf_p_c_to_mw | pf_q_a_from_mvar | pf_q_b_from_mvar | pf_q_c_from_mvar | pf_q_a_to_mvar | pf_q_b_to_mvar | pf_q_c_to_mvar | pf_ikss_a_from_degree | pf_ikss_b_from_degree | pf_ikss_c_from_degree | pf_ikss_a_to_degree | pf_ikss_b_to_degree | pf_ikss_c_to_degree | 3xI0 | pf_vm_a_from_pu | pf_vm_b_from_pu | pf_vm_c_from_pu | pf_vm_a_to_pu | pf_vm_b_to_pu | pf_vm_c_to_pu | pf_va_a_from_degree | pf_va_b_from_degree | pf_va_c_from_degree | pf_va_a_to_degree | pf_va_b_to_degree | pf_va_c_to_degree
Line0_1_2 | 0.42006 | 1.1147 | 1.115 | 0.42006 | 1.1147 | 1.115 | 0.097009 | 0.25742 | 0.25751 | 0.097009 | 0.25742 | 0.25751 | -0.02523 | -0.095919 | 0.061247 | 0.028618 | 0.11977 | -0.037375 | -0.079735 | -0.12094 | -0.1827 | 0.083264 | 0.14578 | 0.20756 | 111.3981 | 10.5891 | -147.6926 | -68.6019 | -169.4109 | 32.3074 |  | 0.8621 | 0.59963 | 0.7483 | 0.90759 | 0.73296 | 0.81902 | 3.8397 | -117.8303 | 140.8402 | 2.4304 | -118.8169 | 132.515
Line10_11_12 | 0.25204 | 0.66879 | 0.66902 | 0.25204 | 0.66879 | 0.66902 | 0.058206 | 0.15445 | 0.1545 | 0.058206 | 0.15445 | 0.1545 | -0.017577 | -0.074727 | 0.019561 | 0.018797 | 0.083315 | -0.010967 | -0.050382 | -0.090453 | -0.12752 | 0.051652 | 0.099398 | 0.13647 | 111.3981 | 10.5891 | -147.6926 | -68.6019 | -169.4109 | 32.3074 |  | 0.91675 | 0.75964 | 0.83503 | 0.94435 | 0.83973 | 0.88616 | 2.1654 | -118.9726 | 131.028 | 1.4012 | -119.3804 | 126.9017
Line11_12_13 | 0.25204 | 0.66879 | 0.66902 | 0.25204 | 0.66879 | 0.66902 | 0.058206 | 0.15445 | 0.1545 | 0.058206 | 0.15445 | 0.1545 | -0.018797 | -0.083315 | 0.010967 | 0.020016 | 0.091903 | -0.0023733 | -0.051652 | -0.099398 | -0.13647 | 0.052923 | 0.10834 | 0.14543 | 111.3981 | 10.5891 | -147.6926 | -68.6019 | -169.4109 | 32.3074 |  | 0.94435 | 0.83973 | 0.88616 | 0.9721 | 0.91985 | 0.94138 | 1.4012 | -119.3804 | 126.9017 | 0.68054 | -119.7172 | 123.2423
Line12_13_15 | 0 | 0 | 0 | 0 | 0 | 0 | 0 | 0 | 0 | 0 | 0 | 0 | -2.9757e-10 | -8.1085e-10 | -5.9049e-10 | 2.9757e-10 | 8.1085e-10 | 5.9049e-10 | -1.2701e-10 | -4.9943e-11 | -5.8568e-10 | 1.2701e-10 | 4.9943e-11 | 5.8568e-10 | 0 | 0 | 0 | 0 | 0 | 0 |  | 0.9721 | 0.91985 | 0.94138 | 0.9721 | 0.91985 | 0.94138 | 0.68054 | -119.7172 | 123.2423 | 0.68054 | -119.7172 | 123.2423
Line13_13_14 | 0.25204 | 0.66879 | 0.66902 | 0.25204 | 0.66879 | 0.66902 | 0.058206 | 0.15445 | 0.1545 | 0.058206 | 0.15445 | 0.1545 | -0.020016 | -0.091903 | 0.0023733 | 0.021236 | 0.10049 | 0.0062203 | -0.052923 | -0.10834 | -0.14543 | 0.054193 | 0.11729 | 0.15438 | 111.3981 | 10.5891 | -147.6926 | -68.6019 | -169.4109 | 32.3074 |  | 0.9721 | 0.91985 | 0.94138 | 1 | 1 | 1 | 0.68054 | -119.7172 | 123.2423 | -3.6502e-12 | -120 | 120
Line14_15_16 | 0 | 0 | 0 | 0 | 0 | 0 | 0 | 0 | 0 | 0 | 0 | 0 | -1.9838e-10 | -5.4057e-10 | -3.9366e-10 | 1.9838e-10 | 5.4057e-10 | 3.9366e-10 | -8.4671e-11 | -3.3295e-11 | -3.9045e-10 | 8.4671e-11 | 3.3295e-11 | 3.9045e-10 | 0 | 0 | 0 | 0 | 0 | 0 |  | 0.9721 | 0.91985 | 0.94138 | 0.9721 | 0.91985 | 0.94138 | 0.68054 | -119.7172 | 123.2423 | 0.68054 | -119.7172 | 123.2423
Line15_16_17 | 0 | 0 | 0 | 0 | 0 | 0 | 0 | 0 | 0 | 0 | 0 | 0 | -9.9191e-11 | -2.7028e-10 | -1.9683e-10 | 9.9191e-11 | 2.7028e-10 | 1.9683e-10 | -4.2336e-11 | -1.6648e-11 | -1.9523e-10 | 4.2336e-11 | 1.6648e-11 | 1.9523e-10 | 0 | 0 | 0 | 0 | 0 | 0 |  | 0.9721 | 0.91985 | 0.94138 | 0.9721 | 0.91985 | 0.94138 | 0.68054 | -119.7172 | 123.2423 | 0.68054 | -119.7172 | 123.2423
Line16_4_18 | 0 | 0 | 0 | 0 | 0 | 0 | 0 | 0 | 0 | 0 | 0 | 0 | -3.1376e-21 | -6.6079e-21 | -8.6478e-21 | 3.1376e-21 | 6.6079e-21 | 8.6478e-21 | 1.168e-21 | 5.527e-21 | 3.4212e-22 | -1.168e-21 | -5.527e-21 | -3.4212e-22 | 0 | 0 | 0 | 0 | 0 | 0 |  | 1 | 1 | 1 | 1 | 1 | 1 | -1.8251e-11 | -120 | 120 | -1.8251e-11 | -120 | 120
Line17_5_19 | 0 | 0 | 0 | 0 | 0 | 0 | 0 | 0 | 0 | 0 | 0 | 0 | -4.2882e-10 | -8.787e-10 | -5.111e-10 | 4.2882e-10 | 8.787e-10 | 5.111e-10 | -2.1168e-10 | -8.3238e-11 | -9.7613e-10 | 2.1168e-10 | 8.3238e-11 | 9.7613e-10 | 0 | 0 | 0 | 0 | 0 | 0 |  | 0.8621 | 0.59963 | 0.7483 | 0.8621 | 0.59963 | 0.7483 | 3.8397 | -117.8303 | 140.8402 | 3.8397 | -117.8303 | 140.8402
Line1_1_3 | 0.25204 | 0.66879 | 0.66902 | 0.25204 | 0.66879 | 0.66902 | 0.058206 | 0.15445 | 0.1545 | 0.058206 | 0.15445 | 0.1545 | -0.015138 | -0.057551 | 0.036748 | 0.016357 | 0.066139 | -0.028154 | -0.047841 | -0.072561 | -0.10962 | 0.049111 | 0.081507 | 0.11857 | 111.3981 | 10.5891 | -147.6926 | -68.6019 | -169.4109 | 32.3074 |  | 0.8621 | 0.59963 | 0.7483 | 0.88933 | 0.6796 | 0.78877 | 3.8397 | -117.8303 | 140.8402 | 2.9768 | -118.4687 | 135.6647
Line2_1_4 | 1.2602 | 3.344 | 3.3451 | 1.2602 | 3.344 | 3.3451 | 0.29103 | 0.77226 | 0.77252 | 0.29103 | 0.77226 | 0.77252 | -0.075689 | -0.28776 | 0.18374 | 0.10618 | 0.50245 | 0.031102 | -0.23921 | -0.36281 | -0.5481 | 0.27097 | 0.58645 | 0.77189 | 111.3981 | 10.5891 | -147.6926 | -68.6019 | -169.4109 | 32.3074 |  | 0.8621 | 0.59963 | 0.7483 | 1 | 1 | 1 | 3.8397 | -117.8303 | 140.8402 | -1.8251e-11 | -120 | 120
Line3_1_5 | 0 | 0 | 0 | 0 | 0 | 0 | 0 | 0 | 0 | 0 | 0 | 0 | -8.5763e-10 | -1.7574e-09 | -1.0222e-09 | 8.5763e-10 | 1.7574e-09 | 1.0222e-09 | -4.2336e-10 | -1.6648e-10 | -1.9523e-09 | 4.2336e-10 | 1.6648e-10 | 1.9523e-09 | 0 | 0 | 0 | 0 | 0 | 0 |  | 0.8621 | 0.59963 | 0.7483 | 0.8621 | 0.59963 | 0.7483 | 3.8397 | -117.8303 | 140.8402 | 3.8397 | -117.8303 | 140.8402
Line4_2_6 | 0.42006 | 1.1147 | 1.115 | 0.42006 | 1.1147 | 1.115 | 0.097009 | 0.25742 | 0.25751 | 0.097009 | 0.25742 | 0.25751 | -0.028618 | -0.11977 | 0.037375 | 0.032005 | 0.14363 | -0.013504 | -0.083264 | -0.14578 | -0.20756 | 0.086793 | 0.17063 | 0.23243 | 111.3981 | 10.5891 | -147.6926 | -68.6019 | -169.4109 | 32.3074 |  | 0.90759 | 0.73296 | 0.81902 | 0.95358 | 0.86643 | 0.90415 | 2.4304 | -118.8169 | 132.515 | 1.1563 | -119.4996 | 125.6325
Line5_6_7 | 0.42006 | 1.1147 | 1.115 | 0.42006 | 1.1147 | 1.115 | 0.097009 | 0.25742 | 0.25751 | 0.097009 | 0.25742 | 0.25751 | -0.032005 | -0.14363 | 0.013504 | 0.035393 | 0.16748 | 0.010367 | -0.086793 | -0.17063 | -0.23243 | 0.090322 | 0.19548 | 0.2573 | 111.3981 | 10.5891 | -147.6926 | -68.6019 | -169.4109 | 32.3074 |  | 0.95358 | 0.86643 | 0.90415 | 1 | 1 | 1 | 1.1563 | -119.4996 | 125.6325 | -6.0837e-12 | -120 | 120
Line6_7_8 | 0 | 0 | 0 | 0 | 0 | 0 | 0 | 0 | 0 | 0 | 0 | 0 | -3.1376e-21 | -6.6079e-21 | -8.6478e-21 | 3.1376e-21 | 6.6079e-21 | 8.6478e-21 | 1.168e-21 | 5.527e-21 | 3.4212e-22 | -1.168e-21 | -5.527e-21 | -3.4212e-22 | 0 | 0 | 0 | 0 | 0 | 0 |  | 1 | 1 | 1 | 1 | 1 | 1 | -6.0837e-12 | -120 | 120 | -6.0837e-12 | -120 | 120
Line7_8_9 | 0 | 0 | 0 | 0 | 0 | 0 | 0 | 0 | 0 | 0 | 0 | 0 | -1.0459e-21 | -2.2026e-21 | -2.8826e-21 | 1.0459e-21 | 2.2026e-21 | 2.8826e-21 | 3.8933e-22 | 1.8423e-21 | 1.1404e-22 | -3.8933e-22 | -1.8423e-21 | -1.1404e-22 | 0 | 0 | 0 | 0 | 0 | 0 |  | 1 | 1 | 1 | 1 | 1 | 1 | -6.0837e-12 | -120 | 120 | -6.0837e-12 | -120 | 120
Line8_8_10 | 0 | 0 | 0 | 0 | 0 | 0 | 0 | 0 | 0 | 0 | 0 | 0 | -1.0459e-21 | -2.2026e-21 | -2.8826e-21 | 1.0459e-21 | 2.2026e-21 | 2.8826e-21 | 3.8933e-22 | 1.8423e-21 | 1.1404e-22 | -3.8933e-22 | -1.8423e-21 | -1.1404e-22 | 0 | 0 | 0 | 0 | 0 | 0 |  | 1 | 1 | 1 | 1 | 1 | 1 | -6.0837e-12 | -120 | 120 | -6.0837e-12 | -120 | 120
Line9_3_11 | 0.25204 | 0.66879 | 0.66902 | 0.25204 | 0.66879 | 0.66902 | 0.058206 | 0.15445 | 0.1545 | 0.058206 | 0.15445 | 0.1545 | -0.016357 | -0.066139 | 0.028154 | 0.017577 | 0.074727 | -0.019561 | -0.049111 | -0.081507 | -0.11857 | 0.050382 | 0.090453 | 0.12752 | 111.3981 | 10.5891 | -147.6926 | -68.6019 | -169.4109 | 32.3074 |  | 0.88933 | 0.6796 | 0.78877 | 0.91675 | 0.75964 | 0.83503 | 2.9768 | -118.4687 | 135.6647 | 2.1654 | -118.9726 | 131.028

## LLG_min_fault_6
name | pf_ikss_a_from_ka | pf_ikss_b_from_ka | pf_ikss_c_from_ka | pf_ikss_a_to_ka | pf_ikss_b_to_ka | pf_ikss_c_to_ka | pf_skss_a_from_mw | pf_skss_b_from_mw | pf_skss_c_from_mw | pf_skss_a_to_mw | pf_skss_b_to_mw | pf_skss_c_to_mw | pf_p_a_from_mw | pf_p_b_from_mw | pf_p_c_from_mw | pf_p_a_to_mw | pf_p_b_to_mw | pf_p_c_to_mw | pf_q_a_from_mvar | pf_q_b_from_mvar | pf_q_c_from_mvar | pf_q_a_to_mvar | pf_q_b_to_mvar | pf_q_c_to_mvar | pf_ikss_a_from_degree | pf_ikss_b_from_degree | pf_ikss_c_from_degree | pf_ikss_a_to_degree | pf_ikss_b_to_degree | pf_ikss_c_to_degree | 3xI0 | pf_vm_a_from_pu | pf_vm_b_from_pu | pf_vm_c_from_pu | pf_vm_a_to_pu | pf_vm_b_to_pu | pf_vm_c_to_pu | pf_va_a_from_degree | pf_va_b_from_degree | pf_va_c_from_degree | pf_va_a_to_degree | pf_va_b_to_degree | pf_va_c_to_degree
Line0_1_2 | 0.0073134 | 0.01935 | 0.01935 | 0.0073134 | 0.01935 | 0.01935 | 0.001689 | 0.0044687 | 0.0044687 | 0.001689 | 0.0044687 | 0.0044687 | -0.00146 | -0.0043671 | -0.0029058 | 0.0014611 | 0.0043743 | 0.002913 | -0.0008405 | -0.00081949 | -0.0033539 | 0.00084157 | 0.00082698 | 0.0033614 | 150.0302 | 49.1398 | -109.0741 | -29.9698 | -130.8602 | 70.9259 |  | 0.99747 | 0.99432 | 0.99304 | 0.99831 | 0.99621 | 0.99536 | -0.042208 | -120.2321 | 120.0204 | -0.028115 | -120.1544 | 120.0136
Line10_11_12 | 0.004388 | 0.01161 | 0.01161 | 0.004388 | 0.01161 | 0.01161 | 0.0010134 | 0.0026812 | 0.0026812 | 0.0010134 | 0.0026812 | 0.0026812 | -0.00087677 | -0.0026254 | -0.0017487 | 0.00087713 | 0.002628 | 0.0017513 | -0.00050507 | -0.00049708 | -0.0020177 | 0.00050545 | 0.00049978 | 0.0020204 | 150.0302 | 49.1398 | -109.0741 | -29.9698 | -130.8602 | 70.9259 |  | 0.99848 | 0.99659 | 0.99582 | 0.99899 | 0.99773 | 0.99722 | -0.025299 | -120.1389 | 120.0122 | -0.016858 | -120.0925 | 120.0081
Line11_12_13 | 0.004388 | 0.01161 | 0.01161 | 0.004388 | 0.01161 | 0.01161 | 0.0010134 | 0.0026812 | 0.0026812 | 0.0010134 | 0.0026812 | 0.0026812 | -0.00087713 | -0.002628 | -0.0017513 | 0.0008775 | 0.0026306 | 0.0017538 | -0.00050545 | -0.00049978 | -0.0020204 | 0.00050584 | 0.00050248 | 0.0020231 | 150.0302 | 49.1398 | -109.0741 | -29.9698 | -130.8602 | 70.9259 |  | 0.99899 | 0.99773 | 0.99722 | 0.99949 | 0.99886 | 0.99861 | -0.016858 | -120.0925 | 120.0081 | -0.0084246 | -120.0462 | 120.0041
Line12_13_15 | 0 | 0 | 0 | 0 | 0 | 0 | 0 | 0 | 0 | 0 | 0 | 0 | -5.5615e-12 | -1.249e-11 | -1.5291e-11 | 5.5615e-12 | 1.249e-11 | 1.5291e-11 | 1.6166e-12 | 8.8614e-12 | -7.7701e-13 | -1.6166e-12 | -8.8614e-12 | 7.7701e-13 | 0 | 0 | 0 | 0 | 0 | 0 |  | 0.99949 | 0.99886 | 0.99861 | 0.99949 | 0.99886 | 0.99861 | -0.0084246 | -120.0462 | 120.0041 | -0.0084246 | -120.0462 | 120.0041
Line13_13_14 | 0.004388 | 0.01161 | 0.01161 | 0.004388 | 0.01161 | 0.01161 | 0.0010134 | 0.0026812 | 0.0026812 | 0.0010134 | 0.0026812 | 0.0026812 | -0.0008775 | -0.0026306 | -0.0017538 | 0.00087787 | 0.0026332 | 0.0017564 | -0.00050584 | -0.00050248 | -0.0020231 | 0.00050622 | 0.00050517 | 0.0020258 | 150.0302 | 49.1398 | -109.0741 | -29.9698 | -130.8602 | 70.9259 |  | 0.99949 | 0.99886 | 0.99861 | 1 | 1 | 1 | -0.0084246 | -120.0462 | 120.0041 | -1.509e-13 | -120 | 120
Line14_15_16 | 0 | 0 | 0 | 0 | 0 | 0 | 0 | 0 | 0 | 0 | 0 | 0 | -3.7077e-12 | -8.3266e-12 | -1.0194e-11 | 3.7077e-12 | 8.3266e-12 | 1.0194e-11 | 1.0777e-12 | 5.9076e-12 | -5.1801e-13 | -1.0777e-12 | -5.9076e-12 | 5.1801e-13 | 0 | 0 | 0 | 0 | 0 | 0 |  | 0.99949 | 0.99886 | 0.99861 | 0.99949 | 0.99886 | 0.99861 | -0.0084246 | -120.0462 | 120.0041 | -0.0084246 | -120.0462 | 120.0041
Line15_16_17 | 0 | 0 | 0 | 0 | 0 | 0 | 0 | 0 | 0 | 0 | 0 | 0 | -1.8538e-12 | -4.1633e-12 | -5.0969e-12 | 1.8538e-12 | 4.1633e-12 | 5.0969e-12 | 5.3886e-13 | 2.9538e-12 | -2.59e-13 | -5.3886e-13 | -2.9538e-12 | 2.59e-13 | 0 | 0 | 0 | 0 | 0 | 0 |  | 0.99949 | 0.99886 | 0.99861 | 0.99949 | 0.99886 | 0.99861 | -0.0084246 | -120.0462 | 120.0041 | -0.0084246 | -120.0462 | 120.0041
Line16_4_18 | 0 | 0 | 0 | 0 | 0 | 0 | 0 | 0 | 0 | 0 | 0 | 0 | -2.9314e-23 | -2.9256e-23 | -1.1289e-22 | 2.9314e-23 | 2.9256e-23 | 1.1289e-22 | 4.8283e-23 | 1.4482e-22 | 9.6604e-23 | -4.8283e-23 | -1.4482e-22 | -9.6604e-23 | 0 | 0 | 0 | 0 | 0 | 0 |  | 1 | 1 | 1 | 1 | 1 | 1 | -7.5448e-13 | -120 | 120 | -7.5448e-13 | -120 | 120
Line17_5_19 | 0 | 0 | 0 | 0 | 0 | 0 | 0 | 0 | 0 | 0 | 0 | 0 | -9.2488e-12 | -2.0674e-11 | -2.5342e-11 | 9.2488e-12 | 2.0674e-11 | 2.5342e-11 | 2.6943e-12 | 1.4769e-11 | -1.295e-12 | -2.6943e-12 | -1.4769e-11 | 1.295e-12 | 0 | 0 | 0 | 0 | 0 | 0 |  | 0.99747 | 0.99432 | 0.99304 | 0.99747 | 0.99432 | 0.99304 | -0.042208 | -120.2321 | 120.0204 | -0.042208 | -120.2321 | 120.0204
Line1_1_3 | 0.004388 | 0.01161 | 0.01161 | 0.004388 | 0.01161 | 0.01161 | 0.0010134 | 0.0026812 | 0.0026812 | 0.0010134 | 0.0026812 | 0.0026812 | -0.00087603 | -0.0026202 | -0.0017435 | 0.0008764 | 0.0026228 | 0.0017461 | -0.0005043 | -0.00049169 | -0.0020124 | 0.00050468 | 0.00049439 | 0.0020151 | 150.0302 | 49.1398 | -109.0741 | -29.9698 | -130.8602 | 70.9259 |  | 0.99747 | 0.99432 | 0.99304 | 0.99798 | 0.99546 | 0.99443 | -0.042208 | -120.2321 | 120.0204 | -0.03375 | -120.1855 | 120.0163
Line2_1_4 | 0.02194 | 0.05805 | 0.058051 | 0.02194 | 0.05805 | 0.058051 | 0.0050669 | 0.013406 | 0.013406 | 0.0050669 | 0.013406 | 0.013406 | -0.0043801 | -0.013101 | -0.0087175 | 0.0043894 | 0.013166 | 0.0087822 | -0.0025215 | -0.0024585 | -0.010062 | 0.0025311 | 0.0025259 | 0.010129 | 150.0302 | 49.1398 | -109.0741 | -29.9698 | -130.8602 | 70.9259 |  | 0.99747 | 0.99432 | 0.99304 | 1 | 1 | 1 | -0.042208 | -120.2321 | 120.0204 | -7.5448e-13 | -120 | 120
Line3_1_5 | 0 | 0 | 0 | 0 | 0 | 0 | 0 | 0 | 0 | 0 | 0 | 0 | -1.8498e-11 | -4.1348e-11 | -5.0684e-11 | 1.8498e-11 | 4.1348e-11 | 5.0684e-11 | 5.3886e-12 | 2.9538e-11 | -2.59e-12 | -5.3886e-12 | -2.9538e-11 | 2.59e-12 | 0 | 0 | 0 | 0 | 0 | 0 |  | 0.99747 | 0.99432 | 0.99304 | 0.99747 | 0.99432 | 0.99304 | -0.042208 | -120.2321 | 120.0204 | -0.042208 | -120.2321 | 120.0204
Line4_2_6 | 0.0073134 | 0.01935 | 0.01935 | 0.0073134 | 0.01935 | 0.01935 | 0.001689 | 0.0044687 | 0.0044687 | 0.001689 | 0.0044687 | 0.0044687 | -0.0014611 | -0.0043743 | -0.002913 | 0.0014621 | 0.0043814 | 0.0029202 | -0.00084157 | -0.00082698 | -0.0033614 | 0.00084264 | 0.00083447 | 0.0033689 | 150.0302 | 49.1398 | -109.0741 | -29.9698 | -130.8602 | 70.9259 |  | 0.99831 | 0.99621 | 0.99536 | 0.99916 | 0.99811 | 0.99768 | -0.028115 | -120.1544 | 120.0136 | -0.014046 | -120.0771 | 120.0068
Line5_6_7 | 0.0073134 | 0.01935 | 0.01935 | 0.0073134 | 0.01935 | 0.01935 | 0.001689 | 0.0044687 | 0.0044687 | 0.001689 | 0.0044687 | 0.0044687 | -0.0014621 | -0.0043814 | -0.0029202 | 0.0014631 | 0.0043886 | 0.0029274 | -0.00084264 | -0.00083447 | -0.0033689 | 0.00084371 | 0.00084195 | 0.0033764 | 150.0302 | 49.1398 | -109.0741 | -29.9698 | -130.8602 | 70.9259 |  | 0.99916 | 0.99811 | 0.99768 | 1 | 1 | 1 | -0.014046 | -120.0771 | 120.0068 | -2.5149e-13 | -120 | 120
Line6_7_8 | 0 | 0 | 0 | 0 | 0 | 0 | 0 | 0 | 0 | 0 | 0 | 0 | -2.9314e-23 | -2.9256e-23 | -1.1289e-22 | 2.9314e-23 | 2.9256e-23 | 1.1289e-22 | 4.8283e-23 | 1.4482e-22 | 9.6604e-23 | -4.8283e-23 | -1.4482e-22 | -9.6604e-23 | 0 | 0 | 0 | 0 | 0 | 0 |  | 1 | 1 | 1 | 1 | 1 | 1 | -2.5149e-13 | -120 | 120 | -2.5149e-13 | -120 | 120
Line7_8_9 | 0 | 0 | 0 | 0 | 0 | 0 | 0 | 0 | 0 | 0 | 0 | 0 | -9.7712e-24 | -9.7519e-24 | -3.7631e-23 | 9.7712e-24 | 9.7519e-24 | 3.7631e-23 | 1.6094e-23 | 4.8275e-23 | 3.2201e-23 | -1.6094e-23 | -4.8275e-23 | -3.2201e-23 | 0 | 0 | 0 | 0 | 0 | 0 |  | 1 | 1 | 1 | 1 | 1 | 1 | -2.5149e-13 | -120 | 120 | -2.5149e-13 | -120 | 120
Line8_8_10 | 0 | 0 | 0 | 0 | 0 | 0 | 0 | 0 | 0 | 0 | 0 | 0 | -9.7712e-24 | -9.7519e-24 | -3.7631e-23 | 9.7712e-24 | 9.7519e-24 | 3.7631e-23 | 1.6094e-23 | 4.8275e-23 | 3.2201e-23 | -1.6094e-23 | -4.8275e-23 | -3.2201e-23 | 0 | 0 | 0 | 0 | 0 | 0 |  | 1 | 1 | 1 | 1 | 1 | 1 | -2.5149e-13 | -120 | 120 | -2.5149e-13 | -120 | 120
Line9_3_11 | 0.004388 | 0.01161 | 0.01161 | 0.004388 | 0.01161 | 0.01161 | 0.0010134 | 0.0026812 | 0.0026812 | 0.0010134 | 0.0026812 | 0.0026812 | -0.0008764 | -0.0026228 | -0.0017461 | 0.00087677 | 0.0026254 | 0.0017487 | -0.00050468 | -0.00049439 | -0.0020151 | 0.00050507 | 0.00049708 | 0.0020177 | 150.0302 | 49.1398 | -109.0741 | -29.9698 | -130.8602 | 70.9259 |  | 0.99798 | 0.99546 | 0.99443 | 0.99848 | 0.99659 | 0.99582 | -0.03375 | -120.1855 | 120.0163 | -0.025299 | -120.1389 | 120.0122

## LLG_min_fault_10
name | pf_ikss_a_from_ka | pf_ikss_b_from_ka | pf_ikss_c_from_ka | pf_ikss_a_to_ka | pf_ikss_b_to_ka | pf_ikss_c_to_ka | pf_skss_a_from_mw | pf_skss_b_from_mw | pf_skss_c_from_mw | pf_skss_a_to_mw | pf_skss_b_to_mw | pf_skss_c_to_mw | pf_p_a_from_mw | pf_p_b_from_mw | pf_p_c_from_mw | pf_p_a_to_mw | pf_p_b_to_mw | pf_p_c_to_mw | pf_q_a_from_mvar | pf_q_b_from_mvar | pf_q_c_from_mvar | pf_q_a_to_mvar | pf_q_b_to_mvar | pf_q_c_to_mvar | pf_ikss_a_from_degree | pf_ikss_b_from_degree | pf_ikss_c_from_degree | pf_ikss_a_to_degree | pf_ikss_b_to_degree | pf_ikss_c_to_degree | 3xI0 | pf_vm_a_from_pu | pf_vm_b_from_pu | pf_vm_c_from_pu | pf_vm_a_to_pu | pf_vm_b_to_pu | pf_vm_c_to_pu | pf_va_a_from_degree | pf_va_b_from_degree | pf_va_c_from_degree | pf_va_a_to_degree | pf_va_b_to_degree | pf_va_c_to_degree
Line0_1_2 | 0.0073134 | 0.01935 | 0.01935 | 0.0073134 | 0.01935 | 0.01935 | 0.001689 | 0.0044687 | 0.0044687 | 0.001689 | 0.0044687 | 0.0044687 | -0.00146 | -0.0043671 | -0.0029058 | 0.0014611 | 0.0043743 | 0.002913 | -0.0008405 | -0.00081949 | -0.0033539 | 0.00084157 | 0.00082698 | 0.0033614 | 150.0302 | 49.1398 | -109.0741 | -29.9698 | -130.8602 | 70.9259 |  | 0.99747 | 0.99432 | 0.99304 | 0.99831 | 0.99621 | 0.99536 | -0.042208 | -120.2321 | 120.0204 | -0.028115 | -120.1544 | 120.0136
Line10_11_12 | 0.004388 | 0.01161 | 0.01161 | 0.004388 | 0.01161 | 0.01161 | 0.0010134 | 0.0026812 | 0.0026812 | 0.0010134 | 0.0026812 | 0.0026812 | -0.00087677 | -0.0026254 | -0.0017487 | 0.00087713 | 0.002628 | 0.0017513 | -0.00050507 | -0.00049708 | -0.0020177 | 0.00050545 | 0.00049978 | 0.0020204 | 150.0302 | 49.1398 | -109.0741 | -29.9698 | -130.8602 | 70.9259 |  | 0.99848 | 0.99659 | 0.99582 | 0.99899 | 0.99773 | 0.99722 | -0.025299 | -120.1389 | 120.0122 | -0.016858 | -120.0925 | 120.0081
Line11_12_13 | 0.004388 | 0.01161 | 0.01161 | 0.004388 | 0.01161 | 0.01161 | 0.0010134 | 0.0026812 | 0.0026812 | 0.0010134 | 0.0026812 | 0.0026812 | -0.00087713 | -0.002628 | -0.0017513 | 0.0008775 | 0.0026306 | 0.0017538 | -0.00050545 | -0.00049978 | -0.0020204 | 0.00050584 | 0.00050248 | 0.0020231 | 150.0302 | 49.1398 | -109.0741 | -29.9698 | -130.8602 | 70.9259 |  | 0.99899 | 0.99773 | 0.99722 | 0.99949 | 0.99886 | 0.99861 | -0.016858 | -120.0925 | 120.0081 | -0.0084246 | -120.0462 | 120.0041
Line12_13_15 | 0 | 0 | 0 | 0 | 0 | 0 | 0 | 0 | 0 | 0 | 0 | 0 | -5.5615e-12 | -1.249e-11 | -1.5291e-11 | 5.5615e-12 | 1.249e-11 | 1.5291e-11 | 1.6166e-12 | 8.8614e-12 | -7.7701e-13 | -1.6166e-12 | -8.8614e-12 | 7.7701e-13 | 0 | 0 | 0 | 0 | 0 | 0 |  | 0.99949 | 0.99886 | 0.99861 | 0.99949 | 0.99886 | 0.99861 | -0.0084246 | -120.0462 | 120.0041 | -0.0084246 | -120.0462 | 120.0041
Line13_13_14 | 0.004388 | 0.01161 | 0.01161 | 0.004388 | 0.01161 | 0.01161 | 0.0010134 | 0.0026812 | 0.0026812 | 0.0010134 | 0.0026812 | 0.0026812 | -0.0008775 | -0.0026306 | -0.0017538 | 0.00087787 | 0.0026332 | 0.0017564 | -0.00050584 | -0.00050248 | -0.0020231 | 0.00050622 | 0.00050517 | 0.0020258 | 150.0302 | 49.1398 | -109.0741 | -29.9698 | -130.8602 | 70.9259 |  | 0.99949 | 0.99886 | 0.99861 | 1 | 1 | 1 | -0.0084246 | -120.0462 | 120.0041 | -1.509e-13 | -120 | 120
Line14_15_16 | 0 | 0 | 0 | 0 | 0 | 0 | 0 | 0 | 0 | 0 | 0 | 0 | -3.7077e-12 | -8.3266e-12 | -1.0194e-11 | 3.7077e-12 | 8.3266e-12 | 1.0194e-11 | 1.0777e-12 | 5.9076e-12 | -5.1801e-13 | -1.0777e-12 | -5.9076e-12 | 5.1801e-13 | 0 | 0 | 0 | 0 | 0 | 0 |  | 0.99949 | 0.99886 | 0.99861 | 0.99949 | 0.99886 | 0.99861 | -0.0084246 | -120.0462 | 120.0041 | -0.0084246 | -120.0462 | 120.0041
Line15_16_17 | 0 | 0 | 0 | 0 | 0 | 0 | 0 | 0 | 0 | 0 | 0 | 0 | -1.8538e-12 | -4.1633e-12 | -5.0969e-12 | 1.8538e-12 | 4.1633e-12 | 5.0969e-12 | 5.3886e-13 | 2.9538e-12 | -2.59e-13 | -5.3886e-13 | -2.9538e-12 | 2.59e-13 | 0 | 0 | 0 | 0 | 0 | 0 |  | 0.99949 | 0.99886 | 0.99861 | 0.99949 | 0.99886 | 0.99861 | -0.0084246 | -120.0462 | 120.0041 | -0.0084246 | -120.0462 | 120.0041
Line16_4_18 | 0 | 0 | 0 | 0 | 0 | 0 | 0 | 0 | 0 | 0 | 0 | 0 | -2.9314e-23 | -2.9256e-23 | -1.1289e-22 | 2.9314e-23 | 2.9256e-23 | 1.1289e-22 | 4.8283e-23 | 1.4482e-22 | 9.6604e-23 | -4.8283e-23 | -1.4482e-22 | -9.6604e-23 | 0 | 0 | 0 | 0 | 0 | 0 |  | 1 | 1 | 1 | 1 | 1 | 1 | -7.5448e-13 | -120 | 120 | -7.5448e-13 | -120 | 120
Line17_5_19 | 0 | 0 | 0 | 0 | 0 | 0 | 0 | 0 | 0 | 0 | 0 | 0 | -9.2488e-12 | -2.0674e-11 | -2.5342e-11 | 9.2488e-12 | 2.0674e-11 | 2.5342e-11 | 2.6943e-12 | 1.4769e-11 | -1.295e-12 | -2.6943e-12 | -1.4769e-11 | 1.295e-12 | 0 | 0 | 0 | 0 | 0 | 0 |  | 0.99747 | 0.99432 | 0.99304 | 0.99747 | 0.99432 | 0.99304 | -0.042208 | -120.2321 | 120.0204 | -0.042208 | -120.2321 | 120.0204
Line1_1_3 | 0.004388 | 0.01161 | 0.01161 | 0.004388 | 0.01161 | 0.01161 | 0.0010134 | 0.0026812 | 0.0026812 | 0.0010134 | 0.0026812 | 0.0026812 | -0.00087603 | -0.0026202 | -0.0017435 | 0.0008764 | 0.0026228 | 0.0017461 | -0.0005043 | -0.00049169 | -0.0020124 | 0.00050468 | 0.00049439 | 0.0020151 | 150.0302 | 49.1398 | -109.0741 | -29.9698 | -130.8602 | 70.9259 |  | 0.99747 | 0.99432 | 0.99304 | 0.99798 | 0.99546 | 0.99443 | -0.042208 | -120.2321 | 120.0204 | -0.03375 | -120.1855 | 120.0163
Line2_1_4 | 0.02194 | 0.05805 | 0.058051 | 0.02194 | 0.05805 | 0.058051 | 0.0050669 | 0.013406 | 0.013406 | 0.0050669 | 0.013406 | 0.013406 | -0.0043801 | -0.013101 | -0.0087175 | 0.0043894 | 0.013166 | 0.0087822 | -0.0025215 | -0.0024585 | -0.010062 | 0.0025311 | 0.0025259 | 0.010129 | 150.0302 | 49.1398 | -109.0741 | -29.9698 | -130.8602 | 70.9259 |  | 0.99747 | 0.99432 | 0.99304 | 1 | 1 | 1 | -0.042208 | -120.2321 | 120.0204 | -7.5448e-13 | -120 | 120
Line3_1_5 | 0 | 0 | 0 | 0 | 0 | 0 | 0 | 0 | 0 | 0 | 0 | 0 | -1.8498e-11 | -4.1348e-11 | -5.0684e-11 | 1.8498e-11 | 4.1348e-11 | 5.0684e-11 | 5.3886e-12 | 2.9538e-11 | -2.59e-12 | -5.3886e-12 | -2.9538e-11 | 2.59e-12 | 0 | 0 | 0 | 0 | 0 | 0 |  | 0.99747 | 0.99432 | 0.99304 | 0.99747 | 0.99432 | 0.99304 | -0.042208 | -120.2321 | 120.0204 | -0.042208 | -120.2321 | 120.0204
Line4_2_6 | 0.0073134 | 0.01935 | 0.01935 | 0.0073134 | 0.01935 | 0.01935 | 0.001689 | 0.0044687 | 0.0044687 | 0.001689 | 0.0044687 | 0.0044687 | -0.0014611 | -0.0043743 | -0.002913 | 0.0014621 | 0.0043814 | 0.0029202 | -0.00084157 | -0.00082698 | -0.0033614 | 0.00084264 | 0.00083447 | 0.0033689 | 150.0302 | 49.1398 | -109.0741 | -29.9698 | -130.8602 | 70.9259 |  | 0.99831 | 0.99621 | 0.99536 | 0.99916 | 0.99811 | 0.99768 | -0.028115 | -120.1544 | 120.0136 | -0.014046 | -120.0771 | 120.0068
Line5_6_7 | 0.0073134 | 0.01935 | 0.01935 | 0.0073134 | 0.01935 | 0.01935 | 0.001689 | 0.0044687 | 0.0044687 | 0.001689 | 0.0044687 | 0.0044687 | -0.0014621 | -0.0043814 | -0.0029202 | 0.0014631 | 0.0043886 | 0.0029274 | -0.00084264 | -0.00083447 | -0.0033689 | 0.00084371 | 0.00084195 | 0.0033764 | 150.0302 | 49.1398 | -109.0741 | -29.9698 | -130.8602 | 70.9259 |  | 0.99916 | 0.99811 | 0.99768 | 1 | 1 | 1 | -0.014046 | -120.0771 | 120.0068 | -2.5149e-13 | -120 | 120
Line6_7_8 | 0 | 0 | 0 | 0 | 0 | 0 | 0 | 0 | 0 | 0 | 0 | 0 | -2.9314e-23 | -2.9256e-23 | -1.1289e-22 | 2.9314e-23 | 2.9256e-23 | 1.1289e-22 | 4.8283e-23 | 1.4482e-22 | 9.6604e-23 | -4.8283e-23 | -1.4482e-22 | -9.6604e-23 | 0 | 0 | 0 | 0 | 0 | 0 |  | 1 | 1 | 1 | 1 | 1 | 1 | -2.5149e-13 | -120 | 120 | -2.5149e-13 | -120 | 120
Line7_8_9 | 0 | 0 | 0 | 0 | 0 | 0 | 0 | 0 | 0 | 0 | 0 | 0 | -9.7712e-24 | -9.7519e-24 | -3.7631e-23 | 9.7712e-24 | 9.7519e-24 | 3.7631e-23 | 1.6094e-23 | 4.8275e-23 | 3.2201e-23 | -1.6094e-23 | -4.8275e-23 | -3.2201e-23 | 0 | 0 | 0 | 0 | 0 | 0 |  | 1 | 1 | 1 | 1 | 1 | 1 | -2.5149e-13 | -120 | 120 | -2.5149e-13 | -120 | 120
Line8_8_10 | 0 | 0 | 0 | 0 | 0 | 0 | 0 | 0 | 0 | 0 | 0 | 0 | -9.7712e-24 | -9.7519e-24 | -3.7631e-23 | 9.7712e-24 | 9.7519e-24 | 3.7631e-23 | 1.6094e-23 | 4.8275e-23 | 3.2201e-23 | -1.6094e-23 | -4.8275e-23 | -3.2201e-23 | 0 | 0 | 0 | 0 | 0 | 0 |  | 1 | 1 | 1 | 1 | 1 | 1 | -2.5149e-13 | -120 | 120 | -2.5149e-13 | -120 | 120
Line9_3_11 | 0.004388 | 0.01161 | 0.01161 | 0.004388 | 0.01161 | 0.01161 | 0.0010134 | 0.0026812 | 0.0026812 | 0.0010134 | 0.0026812 | 0.0026812 | -0.0008764 | -0.0026228 | -0.0017461 | 0.00087677 | 0.0026254 | 0.0017487 | -0.00050468 | -0.00049439 | -0.0020151 | 0.00050507 | 0.00049708 | 0.0020177 | 150.0302 | 49.1398 | -109.0741 | -29.9698 | -130.8602 | 70.9259 |  | 0.99798 | 0.99546 | 0.99443 | 0.99848 | 0.99659 | 0.99582 | -0.03375 | -120.1855 | 120.0163 | -0.025299 | -120.1389 | 120.0122