## LLL_max_6
name | pf_ikss_from_ka | pf_ikss_to_ka | pf_ip_from_ka | pf_ip_to_ka | pf_skss_from_mw | pf_skss_to_mw | pf_p_from_mw | pf_p_to_mw | pf_q_from_mvar | pf_q_to_mvar | pf_ikss_from_degree | pf_ikss_to_degree | pf_vm_from_pu | pf_vm_to_pu | pf_va_from_degree | pf_va_to_degree
Line0_1_2 | 0 | 0 | 0 | 0 | 0 | 0 | 0 | 0 | 0 | 0 | 0 | 0 | 1.05 | 1.05 | -9.6943e-11 | -6.4629e-11
Line10_11_12 | 0 | 0 | 0 | 0 | 0 | 0 | 0 | 0 | 0 | 0 | 0 | 0 | 1.05 | 1.05 | -5.8166e-11 | -3.8777e-11
Line11_12_13 | 0 | 0 | 0 | 0 | 0 | 0 | 0 | 0 | 0 | 0 | 0 | 0 | 1.05 | 1.05 | -3.8777e-11 | -1.9389e-11
Line12_13_15 | 0 | 0 | 0 | 0 | 0 | 0 | 0 | 0 | 0 | 0 | 0 | 0 | 1.05 | 1.05 | -1.9389e-11 | -1.9389e-11
Line13_13_14 | 0 | 0 | 0 | 0 | 0 | 0 | 0 | 0 | 0 | 0 | 0 | 0 | 1.05 | 1.05 | -1.9389e-11 | -2.1704e-22
Line14_15_16 | 0 | 0 | 0 | 0 | 0 | 0 | 0 | 0 | 0 | 0 | 0 | 0 | 1.05 | 1.05 | -1.9389e-11 | -1.9389e-11
Line15_16_17 | 0 | 0 | 0 | 0 | 0 | 0 | 0 | 0 | 0 | 0 | 0 | 0 | 1.05 | 1.05 | -1.9389e-11 | -1.9389e-11
Line16_4_18 | 10.8444 | 10.8444 | 0 | 18.9965 | 7.5132 | 7.5132 | 3.528 | -1e-07 | 7.056 | -1e-07 | -63.4349 | 116.5651 | 1.05 | 0 | -1.8335e-10 | 0
Line17_5_19 | 0 | 0 | 0 | 0 | 0 | 0 | 0 | 0 | 0 | 0 | 0 | 0 | 1.05 | 1.05 | -9.6943e-11 | -9.6943e-11
Line1_1_3 | 0 | 0 | 0 | 0 | 0 | 0 | 0 | 0 | 0 | 0 | 0 | 0 | 1.05 | 1.05 | -9.6943e-11 | -7.7554e-11
Line2_1_4 | 0 | 0 | 0 | 0 | 0 | 0 | 0 | 0 | 0 | 0 | 0 | 0 | 1.05 | 1.05 | -9.6943e-11 | -1.8335e-10
Line3_1_5 | 0 | 0 | 0 | 0 | 0 | 0 | 0 | 0 | 0 | 0 | 0 | 0 | 1.05 | 1.05 | -9.6943e-11 | -9.6943e-11
Line4_2_6 | 0 | 0 | 0 | 0 | 0 | 0 | 0 | 0 | 0 | 0 | 0 | 0 | 1.05 | 1.05 | -6.4629e-11 | -3.2314e-11
Line5_6_7 | 0 | 0 | 0 | 0 | 0 | 0 | 0 | 0 | 0 | 0 | 0 | 0 | 1.05 | 1.05 | -3.2314e-11 | -3.6174e-22
Line6_7_8 | 0 | 0 | 0 | 0 | 0 | 0 | 0 | 0 | 0 | 0 | 0 | 0 | 1.05 | 1.05 | -3.6174e-22 | -3.6174e-22
Line7_8_9 | 0 | 0 | 0 | 0 | 0 | 0 | 0 | 0 | 0 | 0 | 0 | 0 | 1.05 | 1.05 | -3.6174e-22 | -3.6174e-22
Line8_8_10 | 0 | 0 | 0 | 0 | 0 | 0 | 0 | 0 | 0 | 0 | 0 | 0 | 1.05 | 1.05 | -3.6174e-22 | -3.6174e-22
Line9_3_11 | 0 | 0 | 0 | 0 | 0 | 0 | 0 | 0 | 0 | 0 | 0 | 0 | 1.05 | 1.05 | -7.7554e-11 | -5.8166e-11

## LLL_max_10
name | pf_ikss_from_ka | pf_ikss_to_ka | pf_ip_from_ka | pf_ip_to_ka | pf_skss_from_mw | pf_skss_to_mw | pf_p_from_mw | pf_p_to_mw | pf_q_from_mvar | pf_q_to_mvar | pf_ikss_from_degree | pf_ikss_to_degree | pf_vm_from_pu | pf_vm_to_pu | pf_va_from_degree | pf_va_to_degree
Line0_1_2 | 0 | 0 | 0 | 0 | 0 | 0 | 0 | 0 | 0 | 0 | 0 | 0 | 1.1 | 1.1 | -9.8021e-11 | -6.5347e-11
Line10_11_12 | 0 | 0 | 0 | 0 | 0 | 0 | 0 | 0 | 0 | 0 | 0 | 0 | 1.1 | 1.1 | -5.8813e-11 | -3.9208e-11
Line11_12_13 | 0 | 0 | 0 | 0 | 0 | 0 | 0 | 0 | 0 | 0 | 0 | 0 | 1.1 | 1.1 | -3.9208e-11 | -1.9604e-11
Line12_13_15 | 0 | 0 | 0 | 0 | 0 | 0 | 0 | 0 | 0 | 0 | 0 | 0 | 1.1 | 1.1 | -1.9604e-11 | -1.9604e-11
Line13_13_14 | 0 | 0 | 0 | 0 | 0 | 0 | 0 | 0 | 0 | 0 | 0 | 0 | 1.1 | 1.1 | -1.9604e-11 | -2.2031e-22
Line14_15_16 | 0 | 0 | 0 | 0 | 0 | 0 | 0 | 0 | 0 | 0 | 0 | 0 | 1.1 | 1.1 | -1.9604e-11 | -1.9604e-11
Line15_16_17 | 0 | 0 | 0 | 0 | 0 | 0 | 0 | 0 | 0 | 0 | 0 | 0 | 1.1 | 1.1 | -1.9604e-11 | -1.9604e-11
Line16_4_18 | 11.3608 | 11.3608 | 0 | 19.9011 | 7.871 | 7.871 | 3.872 | -1e-07 | 7.744 | -1e-07 | -63.4349 | 116.5651 | 1.1 | 0 | -1.8335e-10 | 0
Line17_5_19 | 0 | 0 | 0 | 0 | 0 | 0 | 0 | 0 | 0 | 0 | 0 | 0 | 1.1 | 1.1 | -9.8021e-11 | -9.8021e-11
Line1_1_3 | 0 | 0 | 0 | 0 | 0 | 0 | 0 | 0 | 0 | 0 | 0 | 0 | 1.1 | 1.1 | -9.8021e-11 | -7.8417e-11
Line2_1_4 | 0 | 0 | 0 | 0 | 0 | 0 | 0 | 0 | 0 | 0 | 0 | 0 | 1.1 | 1.1 | -9.8021e-11 | -1.8335e-10
Line3_1_5 | 0 | 0 | 0 | 0 | 0 | 0 | 0 | 0 | 0 | 0 | 0 | 0 | 1.1 | 1.1 | -9.8021e-11 | -9.8021e-11
Line4_2_6 | 0 | 0 | 0 | 0 | 0 | 0 | 0 | 0 | 0 | 0 | 0 | 0 | 1.1 | 1.1 | -6.5347e-11 | -3.2674e-11
Line5_6_7 | 0 | 0 | 0 | 0 | 0 | 0 | 0 | 0 | 0 | 0 | 0 | 0 | 1.1 | 1.1 | -3.2674e-11 | -3.6718e-22
Line6_7_8 | 0 | 0 | 0 | 0 | 0 | 0 | 0 | 0 | 0 | 0 | 0 | 0 | 1.1 | 1.1 | -3.6718e-22 | -3.6718e-22
Line7_8_9 | 0 | 0 | 0 | 0 | 0 | 0 | 0 | 0 | 0 | 0 | 0 | 0 | 1.1 | 1.1 | -3.6718e-22 | -3.6718e-22
Line8_8_10 | 0 | 0 | 0 | 0 | 0 | 0 | 0 | 0 | 0 | 0 | 0 | 0 | 1.1 | 1.1 | -3.6718e-22 | -3.6718e-22
Line9_3_11 | 0 | 0 | 0 | 0 | 0 | 0 | 0 | 0 | 0 | 0 | 0 | 0 | 1.1 | 1.1 | -7.8417e-11 | -5.8813e-11

## LLL_max_fault_6
name | pf_ikss_from_ka | pf_ikss_to_ka | pf_ip_from_ka | pf_ip_to_ka | pf_skss_from_mw | pf_skss_to_mw | pf_p_from_mw | pf_p_to_mw | pf_q_from_mvar | pf_q_to_mvar | pf_ikss_from_degree | pf_ikss_to_degree | pf_vm_from_pu | pf_vm_to_pu | pf_va_from_degree | pf_va_to_degree
Line0_1_2 | 0 | 0 | 0 | 0 | 0 | 0 | 0 | 0 | 0 | 0 | 0 | 0 | 1.05 | 1.05 | -4.2579e-13 | -2.8386e-13
Line10_11_12 | 0 | 0 | 0 | 0 | 0 | 0 | 0 | 0 | 0 | 0 | 0 | 0 | 1.05 | 1.05 | -2.5547e-13 | -1.7032e-13
Line11_12_13 | 0 | 0 | 0 | 0 | 0 | 0 | 0 | 0 | 0 | 0 | 0 | 0 | 1.05 | 1.05 | -1.7032e-13 | -8.5158e-14
Line12_13_15 | 0 | 0 | 0 | 0 | 0 | 0 | 0 | 0 | 0 | 0 | 0 | 0 | 1.05 | 1.05 | -8.5158e-14 | -8.5158e-14
Line13_13_14 | 0 | 0 | 0 | 0 | 0 | 0 | 0 | 0 | 0 | 0 | 0 | 0 | 1.05 | 1.05 | -8.5158e-14 | -7.5964e-25
Line14_15_16 | 0 | 0 | 0 | 0 | 0 | 0 | 0 | 0 | 0 | 0 | 0 | 0 | 1.05 | 1.05 | -8.5158e-14 | -8.5158e-14
Line15_16_17 | 0 | 0 | 0 | 0 | 0 | 0 | 0 | 0 | 0 | 0 | 0 | 0 | 1.05 | 1.05 | -8.5158e-14 | -8.5158e-14
Line16_4_18 | 0.03419 | 0.03419 | 0 | 0.059892 | 0.023688 | 0.023688 | 0.01757 | -0.017535 | 0.017605 | -0.017535 | -45.0571 | 134.9429 | 1.05 | 1.0469 | -9.1308e-13 | -0.057124
Line17_5_19 | 0 | 0 | 0 | 0 | 0 | 0 | 0 | 0 | 0 | 0 | 0 | 0 | 1.05 | 1.05 | -4.2579e-13 | -4.2579e-13
Line1_1_3 | 0 | 0 | 0 | 0 | 0 | 0 | 0 | 0 | 0 | 0 | 0 | 0 | 1.05 | 1.05 | -4.2579e-13 | -3.4063e-13
Line2_1_4 | 0 | 0 | 0 | 0 | 0 | 0 | 0 | 0 | 0 | 0 | 0 | 0 | 1.05 | 1.05 | -4.2579e-13 | -9.1308e-13
Line3_1_5 | 0 | 0 | 0 | 0 | 0 | 0 | 0 | 0 | 0 | 0 | 0 | 0 | 1.05 | 1.05 | -4.2579e-13 | -4.2579e-13
Line4_2_6 | 0 | 0 | 0 | 0 | 0 | 0 | 0 | 0 | 0 | 0 | 0 | 0 | 1.05 | 1.05 | -2.8386e-13 | -1.4193e-13
Line5_6_7 | 0 | 0 | 0 | 0 | 0 | 0 | 0 | 0 | 0 | 0 | 0 | 0 | 1.05 | 1.05 | -1.4193e-13 | -1.2661e-24
Line6_7_8 | 0 | 0 | 0 | 0 | 0 | 0 | 0 | 0 | 0 | 0 | 0 | 0 | 1.05 | 1.05 | -1.2661e-24 | -1.2661e-24
Line7_8_9 | 0 | 0 | 0 | 0 | 0 | 0 | 0 | 0 | 0 | 0 | 0 | 0 | 1.05 | 1.05 | -1.2661e-24 | -1.2661e-24
Line8_8_10 | 0 | 0 | 0 | 0 | 0 | 0 | 0 | 0 | 0 | 0 | 0 | 0 | 1.05 | 1.05 | -1.2661e-24 | -1.2661e-24
Line9_3_11 | 0 | 0 | 0 | 0 | 0 | 0 | 0 | 0 | 0 | 0 | 0 | 0 | 1.05 | 1.05 | -3.4063e-13 | -2.5547e-13

## LLL_max_fault_10
name | pf_ikss_from_ka | pf_ikss_to_ka | pf_ip_from_ka | pf_ip_to_ka | pf_skss_from_mw | pf_skss_to_mw | pf_p_from_mw | pf_p_to_mw | pf_q_from_mvar | pf_q_to_mvar | pf_ikss_from_degree | pf_ikss_to_degree | pf_vm_from_pu | pf_vm_to_pu | pf_va_from_degree | pf_va_to_degree
Line0_1_2 | 0 | 0 | 0 | 0 | 0 | 0 | 0 | 0 | 0 | 0 | 0 | 0 | 1.1 | 1.1 | -4.3181e-13 | -2.8787e-13
Line10_11_12 | 0 | 0 | 0 | 0 | 0 | 0 | 0 | 0 | 0 | 0 | 0 | 0 | 1.1 | 1.1 | -2.5909e-13 | -1.7272e-13
Line11_12_13 | 0 | 0 | 0 | 0 | 0 | 0 | 0 | 0 | 0 | 0 | 0 | 0 | 1.1 | 1.1 | -1.7272e-13 | -8.6362e-14
Line12_13_15 | 0 | 0 | 0 | 0 | 0 | 0 | 0 | 0 | 0 | 0 | 0 | 0 | 1.1 | 1.1 | -8.6362e-14 | -8.6362e-14
Line13_13_14 | 0 | 0 | 0 | 0 | 0 | 0 | 0 | 0 | 0 | 0 | 0 | 0 | 1.1 | 1.1 | -8.6362e-14 | -7.7226e-25
Line14_15_16 | 0 | 0 | 0 | 0 | 0 | 0 | 0 | 0 | 0 | 0 | 0 | 0 | 1.1 | 1.1 | -8.6362e-14 | -8.6362e-14
Line15_16_17 | 0 | 0 | 0 | 0 | 0 | 0 | 0 | 0 | 0 | 0 | 0 | 0 | 1.1 | 1.1 | -8.6362e-14 | -8.6362e-14
Line16_4_18 | 0.035818 | 0.035818 | 0 | 0.062745 | 0.024816 | 0.024816 | 0.019283 | -0.019244 | 0.019321 | -0.019244 | -45.0571 | 134.9429 | 1.1 | 1.0967 | -9.1308e-13 | -0.057124
Line17_5_19 | 0 | 0 | 0 | 0 | 0 | 0 | 0 | 0 | 0 | 0 | 0 | 0 | 1.1 | 1.1 | -4.3181e-13 | -4.3181e-13
Line1_1_3 | 0 | 0 | 0 | 0 | 0 | 0 | 0 | 0 | 0 | 0 | 0 | 0 | 1.1 | 1.1 | -4.3181e-13 | -3.4545e-13
Line2_1_4 | 0 | 0 | 0 | 0 | 0 | 0 | 0 | 0 | 0 | 0 | 0 | 0 | 1.1 | 1.1 | -4.3181e-13 | -9.1308e-13
Line3_1_5 | 0 | 0 | 0 | 0 | 0 | 0 | 0 | 0 | 0 | 0 | 0 | 0 | 1.1 | 1.1 | -4.3181e-13 | -4.3181e-13
Line4_2_6 | 0 | 0 | 0 | 0 | 0 | 0 | 0 | 0 | 0 | 0 | 0 | 0 | 1.1 | 1.1 | -2.8787e-13 | -1.4394e-13
Line5_6_7 | 0 | 0 | 0 | 0 | 0 | 0 | 0 | 0 | 0 | 0 | 0 | 0 | 1.1 | 1.1 | -1.4394e-13 | -1.2871e-24
Line6_7_8 | 0 | 0 | 0 | 0 | 0 | 0 | 0 | 0 | 0 | 0 | 0 | 0 | 1.1 | 1.1 | -1.2871e-24 | -1.2871e-24
Line7_8_9 | 0 | 0 | 0 | 0 | 0 | 0 | 0 | 0 | 0 | 0 | 0 | 0 | 1.1 | 1.1 | -1.2871e-24 | -1.2871e-24
Line8_8_10 | 0 | 0 | 0 | 0 | 0 | 0 | 0 | 0 | 0 | 0 | 0 | 0 | 1.1 | 1.1 | -1.2871e-24 | -1.2871e-24
Line9_3_11 | 0 | 0 | 0 | 0 | 0 | 0 | 0 | 0 | 0 | 0 | 0 | 0 | 1.1 | 1.1 | -3.4545e-13 | -2.5909e-13

## LLL_min_6
name | pf_ikss_from_ka | pf_ikss_to_ka | pf_ip_from_ka | pf_ip_to_ka | pf_skss_from_mw | pf_skss_to_mw | pf_p_from_mw | pf_p_to_mw | pf_q_from_mvar | pf_q_to_mvar | pf_ikss_from_degree | pf_ikss_to_degree | pf_vm_from_pu | pf_vm_to_pu | pf_va_from_degree | pf_va_to_degree
Line0_1_2 | 0 | 0 | 0 | 0 | 0 | 0 | 0 | 0 | 0 | 0 | 0 | 0 | 0.95 | 0.95 | -1.1521e-10 | -7.6804e-11
Line10_11_12 | 0 | 0 | 0 | 0 | 0 | 0 | 0 | 0 | 0 | 0 | 0 | 0 | 0.95 | 0.95 | -6.9124e-11 | -4.6082e-11
Line11_12_13 | 0 | 0 | 0 | 0 | 0 | 0 | 0 | 0 | 0 | 0 | 0 | 0 | 0.95 | 0.95 | -4.6082e-11 | -2.3041e-11
Line12_13_15 | 0 | 0 | 0 | 0 | 0 | 0 | 0 | 0 | 0 | 0 | 0 | 0 | 0.95 | 0.95 | -2.3041e-11 | -2.3041e-11
Line13_13_14 | 0 | 0 | 0 | 0 | 0 | 0 | 0 | 0 | 0 | 0 | 0 | 0 | 0.95 | 0.95 | -2.3041e-11 | -1.5149e-22
Line14_15_16 | 0 | 0 | 0 | 0 | 0 | 0 | 0 | 0 | 0 | 0 | 0 | 0 | 0.95 | 0.95 | -2.3041e-11 | -2.3041e-11
Line15_16_17 | 0 | 0 | 0 | 0 | 0 | 0 | 0 | 0 | 0 | 0 | 0 | 0 | 0.95 | 0.95 | -2.3041e-11 | -2.3041e-11
Line16_4_18 | 7.9134 | 7.9134 | 0 | 12.0307 | 5.4825 | 5.4825 | 3.607 | -1e-07 | 3.7573 | -1e-07 | -46.1691 | 133.8309 | 0.95 | 0 | -2.2899e-10 | 0
Line17_5_19 | 0 | 0 | 0 | 0 | 0 | 0 | 0 | 0 | 0 | 0 | 0 | 0 | 0.95 | 0.95 | -1.1521e-10 | -1.1521e-10
Line1_1_3 | 0 | 0 | 0 | 0 | 0 | 0 | 0 | 0 | 0 | 0 | 0 | 0 | 0.95 | 0.95 | -1.1521e-10 | -9.2165e-11
Line2_1_4 | 0 | 0 | 0 | 0 | 0 | 0 | 0 | 0 | 0 | 0 | 0 | 0 | 0.95 | 0.95 | -1.1521e-10 | -2.2899e-10
Line3_1_5 | 0 | 0 | 0 | 0 | 0 | 0 | 0 | 0 | 0 | 0 | 0 | 0 | 0.95 | 0.95 | -1.1521e-10 | -1.1521e-10
Line4_2_6 | 0 | 0 | 0 | 0 | 0 | 0 | 0 | 0 | 0 | 0 | 0 | 0 | 0.95 | 0.95 | -7.6804e-11 | -3.8402e-11
Line5_6_7 | 0 | 0 | 0 | 0 | 0 | 0 | 0 | 0 | 0 | 0 | 0 | 0 | 0.95 | 0.95 | -3.8402e-11 | -2.5249e-22
Line6_7_8 | 0 | 0 | 0 | 0 | 0 | 0 | 0 | 0 | 0 | 0 | 0 | 0 | 0.95 | 0.95 | -2.5249e-22 | -2.5249e-22
Line7_8_9 | 0 | 0 | 0 | 0 | 0 | 0 | 0 | 0 | 0 | 0 | 0 | 0 | 0.95 | 0.95 | -2.5249e-22 | -2.5249e-22
Line8_8_10 | 0 | 0 | 0 | 0 | 0 | 0 | 0 | 0 | 0 | 0 | 0 | 0 | 0.95 | 0.95 | -2.5249e-22 | -2.5249e-22
Line9_3_11 | 0 | 0 | 0 | 0 | 0 | 0 | 0 | 0 | 0 | 0 | 0 | 0 | 0.95 | 0.95 | -9.2165e-11 | -6.9124e-11

## LLL_min_10
name | pf_ikss_from_ka | pf_ikss_to_ka | pf_ip_from_ka | pf_ip_to_ka | pf_skss_from_mw | pf_skss_to_mw | pf_p_from_mw | pf_p_to_mw | pf_q_from_mvar | pf_q_to_mvar | pf_ikss_from_degree | pf_ikss_to_degree | pf_vm_from_pu | pf_vm_to_pu | pf_va_from_degree | pf_va_to_degree
Line0_1_2 | 0 | 0 | 0 | 0 | 0 | 0 | 0 | 0 | 0 | 0 | 0 | 0 | 0.9 | 0.9 | -1.1521e-10 | -7.6804e-11
Line10_11_12 | 0 | 0 | 0 | 0 | 0 | 0 | 0 | 0 | 0 | 0 | 0 | 0 | 0.9 | 0.9 | -6.9124e-11 | -4.6082e-11
Line11_12_13 | 0 | 0 | 0 | 0 | 0 | 0 | 0 | 0 | 0 | 0 | 0 | 0 | 0.9 | 0.9 | -4.6082e-11 | -2.3041e-11
Line12_13_15 | 0 | 0 | 0 | 0 | 0 | 0 | 0 | 0 | 0 | 0 | 0 | 0 | 0.9 | 0.9 | -2.3041e-11 | -2.3041e-11
Line13_13_14 | 0 | 0 | 0 | 0 | 0 | 0 | 0 | 0 | 0 | 0 | 0 | 0 | 0.9 | 0.9 | -2.3041e-11 | -1.5149e-22
Line14_15_16 | 0 | 0 | 0 | 0 | 0 | 0 | 0 | 0 | 0 | 0 | 0 | 0 | 0.9 | 0.9 | -2.3041e-11 | -2.3041e-11
Line15_16_17 | 0 | 0 | 0 | 0 | 0 | 0 | 0 | 0 | 0 | 0 | 0 | 0 | 0.9 | 0.9 | -2.3041e-11 | -2.3041e-11
Line16_4_18 | 7.4969 | 7.4969 | 0 | 11.3975 | 5.194 | 5.194 | 3.2373 | -1e-07 | 3.3722 | -1e-07 | -46.1691 | 133.8309 | 0.9 | 0 | -2.2899e-10 | 0
Line17_5_19 | 0 | 0 | 0 | 0 | 0 | 0 | 0 | 0 | 0 | 0 | 0 | 0 | 0.9 | 0.9 | -1.1521e-10 | -1.1521e-10
Line1_1_3 | 0 | 0 | 0 | 0 | 0 | 0 | 0 | 0 | 0 | 0 | 0 | 0 | 0.9 | 0.9 | -1.1521e-10 | -9.2165e-11
Line2_1_4 | 0 | 0 | 0 | 0 | 0 | 0 | 0 | 0 | 0 | 0 | 0 | 0 | 0.9 | 0.9 | -1.1521e-10 | -2.2899e-10
Line3_1_5 | 0 | 0 | 0 | 0 | 0 | 0 | 0 | 0 | 0 | 0 | 0 | 0 | 0.9 | 0.9 | -1.1521e-10 | -1.1521e-10
Line4_2_6 | 0 | 0 | 0 | 0 | 0 | 0 | 0 | 0 | 0 | 0 | 0 | 0 | 0.9 | 0.9 | -7.6804e-11 | -3.8402e-11
Line5_6_7 | 0 | 0 | 0 | 0 | 0 | 0 | 0 | 0 | 0 | 0 | 0 | 0 | 0.9 | 0.9 | -3.8402e-11 | -2.5249e-22
Line6_7_8 | 0 | 0 | 0 | 0 | 0 | 0 | 0 | 0 | 0 | 0 | 0 | 0 | 0.9 | 0.9 | -2.5249e-22 | -2.5249e-22
Line7_8_9 | 0 | 0 | 0 | 0 | 0 | 0 | 0 | 0 | 0 | 0 | 0 | 0 | 0.9 | 0.9 | -2.5249e-22 | -2.5249e-22
Line8_8_10 | 0 | 0 | 0 | 0 | 0 | 0 | 0 | 0 | 0 | 0 | 0 | 0 | 0.9 | 0.9 | -2.5249e-22 | -2.5249e-22
Line9_3_11 | 0 | 0 | 0 | 0 | 0 | 0 | 0 | 0 | 0 | 0 | 0 | 0 | 0.9 | 0.9 | -9.2165e-11 | -6.9124e-11

## LLL_min_fault_6
name | pf_ikss_from_ka | pf_ikss_to_ka | pf_ip_from_ka | pf_ip_to_ka | pf_skss_from_mw | pf_skss_to_mw | pf_p_from_mw | pf_p_to_mw | pf_q_from_mvar | pf_q_to_mvar | pf_ikss_from_degree | pf_ikss_to_degree | pf_vm_from_pu | pf_vm_to_pu | pf_va_from_degree | pf_va_to_degree
Line0_1_2 | 0 | 0 | 0 | 0 | 0 | 0 | 0 | 0 | 0 | 0 | 0 | 0 | 0.95 | 0.95 | -4.5486e-13 | -3.0324e-13
Line10_11_12 | 0 | 0 | 0 | 0 | 0 | 0 | 0 | 0 | 0 | 0 | 0 | 0 | 0.95 | 0.95 | -2.7292e-13 | -1.8194e-13
Line11_12_13 | 0 | 0 | 0 | 0 | 0 | 0 | 0 | 0 | 0 | 0 | 0 | 0 | 0.95 | 0.95 | -1.8194e-13 | -9.0972e-14
Line12_13_15 | 0 | 0 | 0 | 0 | 0 | 0 | 0 | 0 | 0 | 0 | 0 | 0 | 0.95 | 0.95 | -9.0972e-14 | -9.0972e-14
Line13_13_14 | 0 | 0 | 0 | 0 | 0 | 0 | 0 | 0 | 0 | 0 | 0 | 0 | 0.95 | 0.95 | -9.0972e-14 | -5.8819e-25
Line14_15_16 | 0 | 0 | 0 | 0 | 0 | 0 | 0 | 0 | 0 | 0 | 0 | 0 | 0.95 | 0.95 | -9.0972e-14 | -9.0972e-14
Line15_16_17 | 0 | 0 | 0 | 0 | 0 | 0 | 0 | 0 | 0 | 0 | 0 | 0 | 0.95 | 0.95 | -9.0972e-14 | -9.0972e-14
Line16_4_18 | 0.030906 | 0.030906 | 0 | 0.046986 | 0.021412 | 0.021412 | 0.014382 | -0.014327 | 0.014385 | -0.014327 | -45.0046 | 134.9954 | 0.95 | 0.94629 | -9.1308e-13 | -0.0045658
Line17_5_19 | 0 | 0 | 0 | 0 | 0 | 0 | 0 | 0 | 0 | 0 | 0 | 0 | 0.95 | 0.95 | -4.5486e-13 | -4.5486e-13
Line1_1_3 | 0 | 0 | 0 | 0 | 0 | 0 | 0 | 0 | 0 | 0 | 0 | 0 | 0.95 | 0.95 | -4.5486e-13 | -3.6389e-13
Line2_1_4 | 0 | 0 | 0 | 0 | 0 | 0 | 0 | 0 | 0 | 0 | 0 | 0 | 0.95 | 0.95 | -4.5486e-13 | -9.1308e-13
Line3_1_5 | 0 | 0 | 0 | 0 | 0 | 0 | 0 | 0 | 0 | 0 | 0 | 0 | 0.95 | 0.95 | -4.5486e-13 | -4.5486e-13
Line4_2_6 | 0 | 0 | 0 | 0 | 0 | 0 | 0 | 0 | 0 | 0 | 0 | 0 | 0.95 | 0.95 | -3.0324e-13 | -1.5162e-13
Line5_6_7 | 0 | 0 | 0 | 0 | 0 | 0 | 0 | 0 | 0 | 0 | 0 | 0 | 0.95 | 0.95 | -1.5162e-13 | -9.8031e-25
Line6_7_8 | 0 | 0 | 0 | 0 | 0 | 0 | 0 | 0 | 0 | 0 | 0 | 0 | 0.95 | 0.95 | -9.8031e-25 | -9.8031e-25
Line7_8_9 | 0 | 0 | 0 | 0 | 0 | 0 | 0 | 0 | 0 | 0 | 0 | 0 | 0.95 | 0.95 | -9.8031e-25 | -9.8031e-25
Line8_8_10 | 0 | 0 | 0 | 0 | 0 | 0 | 0 | 0 | 0 | 0 | 0 | 0 | 0.95 | 0.95 | -9.8031e-25 | -9.8031e-25
Line9_3_11 | 0 | 0 | 0 | 0 | 0 | 0 | 0 | 0 | 0 | 0 | 0 | 0 | 0.95 | 0.95 | -3.6389e-13 | -2.7292e-13

## LLL_min_fault_10
name | pf_ikss_from_ka | pf_ikss_to_ka | pf_ip_from_ka | pf_ip_to_ka | pf_skss_from_mw | pf_skss_to_mw | pf_p_from_mw | pf_p_to_mw | pf_q_from_mvar | pf_q_to_mvar | pf_ikss_from_degree | pf_ikss_to_degree | pf_vm_from_pu | pf_vm_to_pu | pf_va_from_degree | pf_va_to_degree
Line0_1_2 | 0 | 0 | 0 | 0 | 0 | 0 | 0 | 0 | 0 | 0 | 0 | 0 | 0.9 | 0.9 | -4.5486e-13 | -3.0324e-13
Line10_11_12 | 0 | 0 | 0 | 0 | 0 | 0 | 0 | 0 | 0 | 0 | 0 | 0 | 0.9 | 0.9 | -2.7292e-13 | -1.8194e-13
Line11_12_13 | 0 | 0 | 0 | 0 | 0 | 0 | 0 | 0 | 0 | 0 | 0 | 0 | 0.9 | 0.9 | -1.8194e-13 | -9.0972e-14
Line12_13_15 | 0 | 0 | 0 | 0 | 0 | 0 | 0 | 0 | 0 | 0 | 0 | 0 | 0.9 | 0.9 | -9.0972e-14 | -9.0972e-14
Line13_13_14 | 0 | 0 | 0 | 0 | 0 | 0 | 0 | 0 | 0 | 0 | 0 | 0 | 0.9 | 0.9 | -9.0972e-14 | -5.8819e-25
Line14_15_16 | 0 | 0 | 0 | 0 | 0 | 0 | 0 | 0 | 0 | 0 | 0 | 0 | 0.9 | 0.9 | -9.0972e-14 | -9.0972e-14
Line15_16_17 | 0 | 0 | 0 | 0 | 0 | 0 | 0 | 0 | 0 | 0 | 0 | 0 | 0.9 | 0.9 | -9.0972e-14 | -9.0972e-14
Line16_4_18 | 0.029279 | 0.029279 | 0 | 0.044513 | 0.020285 | 0.020285 | 0.012908 | -0.012859 | 0.01291 | -0.012859 | -45.0046 | 134.9954 | 0.9 | 0.89649 | -9.1308e-13 | -0.0045658
Line17_5_19 | 0 | 0 | 0 | 0 | 0 | 0 | 0 | 0 | 0 | 0 | 0 | 0 | 0.9 | 0.9 | -4.5486e-13 | -4.5486e-13
Line1_1_3 | 0 | 0 | 0 | 0 | 0 | 0 | 0 | 0 | 0 | 0 | 0 | 0 | 0.9 | 0.9 | -4.5486e-13 | -3.6389e-13
Line2_1_4 | 0 | 0 | 0 | 0 | 0 | 0 | 0 | 0 | 0 | 0 | 0 | 0 | 0.9 | 0.9 | -4.5486e-13 | -9.1308e-13
Line3_1_5 | 0 | 0 | 0 | 0 | 0 | 0 | 0 | 0 | 0 | 0 | 0 | 0 | 0.9 | 0.9 | -4.5486e-13 | -4.5486e-13
Line4_2_6 | 0 | 0 | 0 | 0 | 0 | 0 | 0 | 0 | 0 | 0 | 0 | 0 | 0.9 | 0.9 | -3.0324e-13 | -1.5162e-13
Line5_6_7 | 0 | 0 | 0 | 0 | 0 | 0 | 0 | 0 | 0 | 0 | 0 | 0 | 0.9 | 0.9 | -1.5162e-13 | -9.8031e-25
Line6_7_8 | 0 | 0 | 0 | 0 | 0 | 0 | 0 | 0 | 0 | 0 | 0 | 0 | 0.9 | 0.9 | -9.8031e-25 | -9.8031e-25
Line7_8_9 | 0 | 0 | 0 | 0 | 0 | 0 | 0 | 0 | 0 | 0 | 0 | 0 | 0.9 | 0.9 | -9.8031e-25 | -9.8031e-25
Line8_8_10 | 0 | 0 | 0 | 0 | 0 | 0 | 0 | 0 | 0 | 0 | 0 | 0 | 0.9 | 0.9 | -9.8031e-25 | -9.8031e-25
Line9_3_11 | 0 | 0 | 0 | 0 | 0 | 0 | 0 | 0 | 0 | 0 | 0 | 0 | 0.9 | 0.9 | -3.6389e-13 | -2.7292e-13

## LL_max_6
name | pf_ikss_a_from_ka | pf_ikss_b_from_ka | pf_ikss_c_from_ka | pf_ikss_a_to_ka | pf_ikss_b_to_ka | pf_ikss_c_to_ka | pf_skss_a_from_mw | pf_skss_b_from_mw | pf_skss_c_from_mw | pf_skss_a_to_mw | pf_skss_b_to_mw | pf_skss_c_to_mw | pf_p_a_from_mw | pf_p_b_from_mw | pf_p_c_from_mw | pf_p_a_to_mw | pf_p_b_to_mw | pf_p_c_to_mw | pf_q_a_from_mvar | pf_q_b_from_mvar | pf_q_c_from_mvar | pf_q_a_to_mvar | pf_q_b_to_mvar | pf_q_c_to_mvar | pf_ikss_a_from_degree | pf_ikss_b_from_degree | pf_ikss_c_from_degree | pf_ikss_a_to_degree | pf_ikss_b_to_degree | pf_ikss_c_to_degree | pf_vm_a_from_pu | pf_vm_b_from_pu | pf_vm_c_from_pu | pf_vm_a_to_pu | pf_vm_b_to_pu | pf_vm_c_to_pu | pf_va_a_from_degree | pf_va_b_from_degree | pf_va_c_from_degree | pf_va_a_to_degree | pf_va_b_to_degree | pf_va_c_to_degree
Line0_1_2 | 0 | 0 | 0 | 0 | 0 | 0 | 0 | 0 | 0 | 0 | 0 | 0 | 2.5234e-14 | -2.1901e-12 | -1.1322e-12 | -2.5234e-14 | 2.1901e-12 | 1.1322e-12 | 3.6142e-14 | 9.3667e-14 | -1.8536e-12 | -3.6142e-14 | -9.3667e-14 | 1.8536e-12 | 0 | 0 | 0 | 0 | 0 | 0 | 1.05 | 1.05 | 1.05 | 1.05 | 1.05 | 1.05 | 4.1879e-13 | -120 | 120 | 2.7919e-13 | -120 | 120
Line10_11_12 | 0 | 0 | 0 | 0 | 0 | 0 | 0 | 0 | 0 | 0 | 0 | 0 | 1.514e-14 | -1.3141e-12 | -6.7935e-13 | -1.514e-14 | 1.3141e-12 | 6.7935e-13 | 2.1685e-14 | 5.62e-14 | -1.1122e-12 | -2.1685e-14 | -5.62e-14 | 1.1122e-12 | 0 | 0 | 0 | 0 | 0 | 0 | 1.05 | 1.05 | 1.05 | 1.05 | 1.05 | 1.05 | 2.5127e-13 | -120 | 120 | 1.6752e-13 | -120 | 120
Line11_12_13 | 0 | 0 | 0 | 0 | 0 | 0 | 0 | 0 | 0 | 0 | 0 | 0 | 1.514e-14 | -1.3141e-12 | -6.7935e-13 | -1.514e-14 | 1.3141e-12 | 6.7935e-13 | 2.1685e-14 | 5.62e-14 | -1.1122e-12 | -2.1685e-14 | -5.62e-14 | 1.1122e-12 | 0 | 0 | 0 | 0 | 0 | 0 | 1.05 | 1.05 | 1.05 | 1.05 | 1.05 | 1.05 | 1.6752e-13 | -120 | 120 | 8.3758e-14 | -120 | 120
Line12_13_15 | 0 | 0 | 0 | 0 | 0 | 0 | 0 | 0 | 0 | 0 | 0 | 0 | 1.2068e-22 | -2.4784e-21 | -5.9889e-21 | -1.2068e-22 | 2.4784e-21 | 5.9889e-21 | -1.7728e-23 | 5.5364e-21 | 5.0845e-22 | 1.7728e-23 | -5.5364e-21 | -5.0845e-22 | 0 | 0 | 0 | 0 | 0 | 0 | 1.05 | 1.05 | 1.05 | 1.05 | 1.05 | 1.05 | 8.3758e-14 | -120 | 120 | 8.3758e-14 | -120 | 120
Line13_13_14 | 0 | 0 | 0 | 0 | 0 | 0 | 0 | 0 | 0 | 0 | 0 | 0 | 1.514e-14 | -1.3141e-12 | -6.7935e-13 | -1.514e-14 | 1.3141e-12 | 6.7935e-13 | 2.1685e-14 | 5.62e-14 | -1.1122e-12 | -2.1685e-14 | -5.62e-14 | 1.1122e-12 | 0 | 0 | 0 | 0 | 0 | 0 | 1.05 | 1.05 | 1.05 | 1.05 | 1.05 | 1.05 | 8.3758e-14 | -120 | 120 | 2.3605e-24 | -120 | 120
Line14_15_16 | 0 | 0 | 0 | 0 | 0 | 0 | 0 | 0 | 0 | 0 | 0 | 0 | 8.0453e-23 | -1.6523e-21 | -3.9926e-21 | -8.0453e-23 | 1.6523e-21 | 3.9926e-21 | -1.1819e-23 | 3.6909e-21 | 3.3897e-22 | 1.1819e-23 | -3.6909e-21 | -3.3897e-22 | 0 | 0 | 0 | 0 | 0 | 0 | 1.05 | 1.05 | 1.05 | 1.05 | 1.05 | 1.05 | 8.3758e-14 | -120 | 120 | 8.3758e-14 | -120 | 120
Line15_16_17 | 0 | 0 | 0 | 0 | 0 | 0 | 0 | 0 | 0 | 0 | 0 | 0 | 4.0226e-23 | -8.2614e-22 | -1.9963e-21 | -4.0226e-23 | 8.2614e-22 | 1.9963e-21 | -5.9095e-24 | 1.8455e-21 | 1.6948e-22 | 5.9094e-24 | -1.8455e-21 | -1.6948e-22 | 0 | 0 | 0 | 0 | 0 | 0 | 1.05 | 1.05 | 1.05 | 1.05 | 1.05 | 1.05 | 8.3758e-14 | -120 | 120 | 8.3758e-14 | -120 | 120
Line16_4_18 | 0 | 9.3915 | 9.3915 | 0 | 9.3915 | 9.3915 | 0 | 2.1689 | 2.1689 | 0 | 2.1689 | 2.1689 | 1.5543e-16 | 1.9004 | -0.13645 | -7.7716e-17 | -1.0184 | 1.0184 | -1.1657e-16 | 1.2548 | 2.2732 | 1.1657e-16 | 0.50922 | -0.50922 | 0 | -153.4349 | 26.5651 | 0 | 26.5651 | -153.4349 | 1.05 | 1.05 | 1.05 | 1.05 | 0.525 | 0.525 | -6.4873e-24 | -120 | 120 | -5.2999e-15 | -180 | 180
Line17_5_19 | 0 | 0 | 0 | 0 | 0 | 0 | 0 | 0 | 0 | 0 | 0 | 0 | 2.0113e-22 | -4.1307e-21 | -9.9814e-21 | -2.0113e-22 | 4.1307e-21 | 9.9814e-21 | -2.9548e-23 | 9.2273e-21 | 8.4742e-22 | 2.9548e-23 | -9.2273e-21 | -8.4742e-22 | 0 | 0 | 0 | 0 | 0 | 0 | 1.05 | 1.05 | 1.05 | 1.05 | 1.05 | 1.05 | 4.1879e-13 | -120 | 120 | 4.1879e-13 | -120 | 120
Line1_1_3 | 0 | 0 | 0 | 0 | 0 | 0 | 0 | 0 | 0 | 0 | 0 | 0 | 1.514e-14 | -1.3141e-12 | -6.7935e-13 | -1.514e-14 | 1.3141e-12 | 6.7935e-13 | 2.1685e-14 | 5.62e-14 | -1.1122e-12 | -2.1685e-14 | -5.62e-14 | 1.1122e-12 | 0 | 0 | 0 | 0 | 0 | 0 | 1.05 | 1.05 | 1.05 | 1.05 | 1.05 | 1.05 | 4.1879e-13 | -120 | 120 | 3.3503e-13 | -120 | 120
Line2_1_4 | 0 | 0 | 0 | 0 | 0 | 0 | 0 | 0 | 0 | 0 | 0 | 0 | -6.9251e-14 | 9.4629e-12 | 2.8594e-12 | 6.9251e-14 | -9.4629e-12 | -2.8594e-12 | -1.8148e-13 | 1.9402e-12 | 9.1345e-12 | 1.8148e-13 | -1.9402e-12 | -9.1345e-12 | 0 | 0 | 0 | 0 | 0 | 0 | 1.05 | 1.05 | 1.05 | 1.05 | 1.05 | 1.05 | 4.1879e-13 | -120 | 120 | -6.4873e-24 | -120 | 120
Line3_1_5 | 0 | 0 | 0 | 0 | 0 | 0 | 0 | 0 | 0 | 0 | 0 | 0 | 4.0227e-22 | -8.2614e-21 | -1.9963e-20 | -4.0227e-22 | 8.2614e-21 | 1.9963e-20 | -5.9095e-23 | 1.8455e-20 | 1.6948e-21 | 5.9095e-23 | -1.8455e-20 | -1.6948e-21 | 0 | 0 | 0 | 0 | 0 | 0 | 1.05 | 1.05 | 1.05 | 1.05 | 1.05 | 1.05 | 4.1879e-13 | -120 | 120 | 4.1879e-13 | -120 | 120
Line4_2_6 | 0 | 0 | 0 | 0 | 0 | 0 | 0 | 0 | 0 | 0 | 0 | 0 | 2.5234e-14 | -2.1901e-12 | -1.1322e-12 | -2.5234e-14 | 2.1901e-12 | 1.1322e-12 | 3.6142e-14 | 9.3667e-14 | -1.8536e-12 | -3.6142e-14 | -9.3667e-14 | 1.8536e-12 | 0 | 0 | 0 | 0 | 0 | 0 | 1.05 | 1.05 | 1.05 | 1.05 | 1.05 | 1.05 | 2.7919e-13 | -120 | 120 | 1.396e-13 | -120 | 120
Line5_6_7 | 0 | 0 | 0 | 0 | 0 | 0 | 0 | 0 | 0 | 0 | 0 | 0 | 2.5234e-14 | -2.1901e-12 | -1.1322e-12 | -2.5234e-14 | 2.1901e-12 | 1.1322e-12 | 3.6142e-14 | 9.3667e-14 | -1.8536e-12 | -3.6142e-14 | -9.3667e-14 | 1.8536e-12 | 0 | 0 | 0 | 0 | 0 | 0 | 1.05 | 1.05 | 1.05 | 1.05 | 1.05 | 1.05 | 1.396e-13 | -120 | 120 | 3.9342e-24 | -120 | 120
Line6_7_8 | 0 | 0 | 0 | 0 | 0 | 0 | 0 | 0 | 0 | 0 | 0 | 0 | 2.078e-33 | 3.9763e-33 | -6.0284e-32 | -2.078e-33 | -3.9763e-33 | 6.0284e-32 | -8.3273e-34 | 7.2273e-32 | 3.7364e-32 | 8.3273e-34 | -7.2273e-32 | -3.7364e-32 | 0 | 0 | 0 | 0 | 0 | 0 | 1.05 | 1.05 | 1.05 | 1.05 | 1.05 | 1.05 | 3.9342e-24 | -120 | 120 | 3.9342e-24 | -120 | 120
Line7_8_9 | 0 | 0 | 0 | 0 | 0 | 0 | 0 | 0 | 0 | 0 | 0 | 0 | 6.9266e-34 | 1.3254e-33 | -2.0095e-32 | -6.9266e-34 | -1.3254e-33 | 2.0095e-32 | -2.7758e-34 | 2.4091e-32 | 1.2455e-32 | 2.7757e-34 | -2.4091e-32 | -1.2455e-32 | 0 | 0 | 0 | 0 | 0 | 0 | 1.05 | 1.05 | 1.05 | 1.05 | 1.05 | 1.05 | 3.9342e-24 | -120 | 120 | 3.9342e-24 | -120 | 120
Line8_8_10 | 0 | 0 | 0 | 0 | 0 | 0 | 0 | 0 | 0 | 0 | 0 | 0 | 6.9266e-34 | 1.3254e-33 | -2.0095e-32 | -6.9266e-34 | -1.3254e-33 | 2.0095e-32 | -2.7758e-34 | 2.4091e-32 | 1.2455e-32 | 2.7757e-34 | -2.4091e-32 | -1.2455e-32 | 0 | 0 | 0 | 0 | 0 | 0 | 1.05 | 1.05 | 1.05 | 1.05 | 1.05 | 1.05 | 3.9342e-24 | -120 | 120 | 3.9342e-24 | -120 | 120
Line9_3_11 | 0 | 0 | 0 | 0 | 0 | 0 | 0 | 0 | 0 | 0 | 0 | 0 | 1.514e-14 | -1.3141e-12 | -6.7935e-13 | -1.514e-14 | 1.3141e-12 | 6.7935e-13 | 2.1685e-14 | 5.62e-14 | -1.1122e-12 | -2.1685e-14 | -5.62e-14 | 1.1122e-12 | 0 | 0 | 0 | 0 | 0 | 0 | 1.05 | 1.05 | 1.05 | 1.05 | 1.05 | 1.05 | 3.3503e-13 | -120 | 120 | 2.5127e-13 | -120 | 120

## LL_max_10
name | pf_ikss_a_from_ka | pf_ikss_b_from_ka | pf_ikss_c_from_ka | pf_ikss_a_to_ka | pf_ikss_b_to_ka | pf_ikss_c_to_ka | pf_skss_a_from_mw | pf_skss_b_from_mw | pf_skss_c_from_mw | pf_skss_a_to_mw | pf_skss_b_to_mw | pf_skss_c_to_mw | pf_p_a_from_mw | pf_p_b_from_mw | pf_p_c_from_mw | pf_p_a_to_mw | pf_p_b_to_mw | pf_p_c_to_mw | pf_q_a_from_mvar | pf_q_b_from_mvar | pf_q_c_from_mvar | pf_q_a_to_mvar | pf_q_b_to_mvar | pf_q_c_to_mvar | pf_ikss_a_from_degree | pf_ikss_b_from_degree | pf_ikss_c_from_degree | pf_ikss_a_to_degree | pf_ikss_b_to_degree | pf_ikss_c_to_degree | pf_vm_a_from_pu | pf_vm_b_from_pu | pf_vm_c_from_pu | pf_vm_a_to_pu | pf_vm_b_to_pu | pf_vm_c_to_pu | pf_va_a_from_degree | pf_va_b_from_degree | pf_va_c_from_degree | pf_va_a_to_degree | pf_va_b_to_degree | pf_va_c_to_degree
Line0_1_2 | 0 | 0 | 0 | 0 | 0 | 0 | 0 | 0 | 0 | 0 | 0 | 0 | 2.801e-14 | -2.4461e-12 | -1.2557e-12 | -2.801e-14 | 2.4461e-12 | 1.2557e-12 | 4.0477e-14 | 9.4391e-14 | -2.0752e-12 | -4.0477e-14 | -9.4391e-14 | 2.0752e-12 | 0 | 0 | 0 | 0 | 0 | 0 | 1.1 | 1.1 | 1.1 | 1.1 | 1.1 | 1.1 | 4.1401e-13 | -120 | 120 | 2.76e-13 | -120 | 120
Line10_11_12 | 0 | 0 | 0 | 0 | 0 | 0 | 0 | 0 | 0 | 0 | 0 | 0 | 1.6806e-14 | -1.4677e-12 | -7.5344e-13 | -1.6806e-14 | 1.4677e-12 | 7.5344e-13 | 2.4286e-14 | 5.6635e-14 | -1.2451e-12 | -2.4286e-14 | -5.6635e-14 | 1.2451e-12 | 0 | 0 | 0 | 0 | 0 | 0 | 1.1 | 1.1 | 1.1 | 1.1 | 1.1 | 1.1 | 2.484e-13 | -120 | 120 | 1.656e-13 | -120 | 120
Line11_12_13 | 0 | 0 | 0 | 0 | 0 | 0 | 0 | 0 | 0 | 0 | 0 | 0 | 1.6806e-14 | -1.4677e-12 | -7.5344e-13 | -1.6806e-14 | 1.4677e-12 | 7.5344e-13 | 2.4286e-14 | 5.6635e-14 | -1.2451e-12 | -2.4286e-14 | -5.6635e-14 | 1.2451e-12 | 0 | 0 | 0 | 0 | 0 | 0 | 1.1 | 1.1 | 1.1 | 1.1 | 1.1 | 1.1 | 1.656e-13 | -120 | 120 | 8.2801e-14 | -120 | 120
Line12_13_15 | 0 | 0 | 0 | 0 | 0 | 0 | 0 | 0 | 0 | 0 | 0 | 0 | 1.3484e-22 | -2.7934e-21 | -6.6901e-21 | -1.3484e-22 | 2.7934e-21 | 6.6901e-21 | -1.9235e-23 | 6.1709e-21 | 5.3987e-22 | 1.9235e-23 | -6.1709e-21 | -5.3987e-22 | 0 | 0 | 0 | 0 | 0 | 0 | 1.1 | 1.1 | 1.1 | 1.1 | 1.1 | 1.1 | 8.2801e-14 | -120 | 120 | 8.2801e-14 | -120 | 120
Line13_13_14 | 0 | 0 | 0 | 0 | 0 | 0 | 0 | 0 | 0 | 0 | 0 | 0 | 1.6806e-14 | -1.4677e-12 | -7.5344e-13 | -1.6806e-14 | 1.4677e-12 | 7.5344e-13 | 2.4286e-14 | 5.6635e-14 | -1.2451e-12 | -2.4286e-14 | -5.6635e-14 | 1.2451e-12 | 0 | 0 | 0 | 0 | 0 | 0 | 1.1 | 1.1 | 1.1 | 1.1 | 1.1 | 1.1 | 8.2801e-14 | -120 | 120 | 2.3874e-24 | -120 | 120
Line14_15_16 | 0 | 0 | 0 | 0 | 0 | 0 | 0 | 0 | 0 | 0 | 0 | 0 | 8.9896e-23 | -1.8623e-21 | -4.4601e-21 | -8.9896e-23 | 1.8623e-21 | 4.4601e-21 | -1.2823e-23 | 4.1139e-21 | 3.5992e-22 | 1.2823e-23 | -4.1139e-21 | -3.5992e-22 | 0 | 0 | 0 | 0 | 0 | 0 | 1.1 | 1.1 | 1.1 | 1.1 | 1.1 | 1.1 | 8.2801e-14 | -120 | 120 | 8.2801e-14 | -120 | 120
Line15_16_17 | 0 | 0 | 0 | 0 | 0 | 0 | 0 | 0 | 0 | 0 | 0 | 0 | 4.4948e-23 | -9.3114e-22 | -2.23e-21 | -4.4948e-23 | 9.3114e-22 | 2.23e-21 | -6.4117e-24 | 2.057e-21 | 1.7996e-22 | 6.4116e-24 | -2.057e-21 | -1.7996e-22 | 0 | 0 | 0 | 0 | 0 | 0 | 1.1 | 1.1 | 1.1 | 1.1 | 1.1 | 1.1 | 8.2801e-14 | -120 | 120 | 8.2801e-14 | -120 | 120
Line16_4_18 | 0 | 9.8387 | 9.8387 | 0 | 9.8387 | 9.8387 | 0 | 2.2722 | 2.2722 | 0 | 2.2722 | 2.2722 | -1.6283e-16 | 2.0858 | -0.14975 | 1.6283e-16 | -1.1178 | 1.1178 | 1.783e-41 | 1.3771 | 2.4949 | -1.0002e-32 | 0.55888 | -0.55888 | 0 | -153.4349 | 26.5651 | 0 | 26.5651 | -153.4349 | 1.1 | 1.1 | 1.1 | 1.1 | 0.55 | 0.55 | -6.2739e-24 | -120 | 120 | -3.5193e-15 | -180 | 180
Line17_5_19 | 0 | 0 | 0 | 0 | 0 | 0 | 0 | 0 | 0 | 0 | 0 | 0 | 2.2474e-22 | -4.6557e-21 | -1.115e-20 | -2.2474e-22 | 4.6557e-21 | 1.115e-20 | -3.2059e-23 | 1.0285e-20 | 8.9979e-22 | 3.2059e-23 | -1.0285e-20 | -8.9979e-22 | 0 | 0 | 0 | 0 | 0 | 0 | 1.1 | 1.1 | 1.1 | 1.1 | 1.1 | 1.1 | 4.1401e-13 | -120 | 120 | 4.1401e-13 | -120 | 120
Line1_1_3 | 0 | 0 | 0 | 0 | 0 | 0 | 0 | 0 | 0 | 0 | 0 | 0 | 1.6806e-14 | -1.4677e-12 | -7.5344e-13 | -1.6806e-14 | 1.4677e-12 | 7.5344e-13 | 2.4286e-14 | 5.6635e-14 | -1.2451e-12 | -2.4286e-14 | -5.6635e-14 | 1.2451e-12 | 0 | 0 | 0 | 0 | 0 | 0 | 1.1 | 1.1 | 1.1 | 1.1 | 1.1 | 1.1 | 4.1401e-13 | -120 | 120 | 3.312e-13 | -120 | 120
Line2_1_4 | 0 | 0 | 0 | 0 | 0 | 0 | 0 | 0 | 0 | 0 | 0 | 0 | -7.5056e-14 | 1.0258e-11 | 3.0989e-12 | 7.5056e-14 | -1.0258e-11 | -3.0989e-12 | -1.9674e-13 | 2.1042e-12 | 9.9026e-12 | 1.9674e-13 | -2.1042e-12 | -9.9026e-12 | 0 | 0 | 0 | 0 | 0 | 0 | 1.1 | 1.1 | 1.1 | 1.1 | 1.1 | 1.1 | 4.1401e-13 | -120 | 120 | -6.2739e-24 | -120 | 120
Line3_1_5 | 0 | 0 | 0 | 0 | 0 | 0 | 0 | 0 | 0 | 0 | 0 | 0 | 4.4948e-22 | -9.3114e-21 | -2.23e-20 | -4.4948e-22 | 9.3114e-21 | 2.23e-20 | -6.4117e-23 | 2.057e-20 | 1.7996e-21 | 6.4116e-23 | -2.057e-20 | -1.7996e-21 | 0 | 0 | 0 | 0 | 0 | 0 | 1.1 | 1.1 | 1.1 | 1.1 | 1.1 | 1.1 | 4.1401e-13 | -120 | 120 | 4.1401e-13 | -120 | 120
Line4_2_6 | 0 | 0 | 0 | 0 | 0 | 0 | 0 | 0 | 0 | 0 | 0 | 0 | 2.801e-14 | -2.4461e-12 | -1.2557e-12 | -2.801e-14 | 2.4461e-12 | 1.2557e-12 | 4.0477e-14 | 9.4391e-14 | -2.0752e-12 | -4.0477e-14 | -9.4391e-14 | 2.0752e-12 | 0 | 0 | 0 | 0 | 0 | 0 | 1.1 | 1.1 | 1.1 | 1.1 | 1.1 | 1.1 | 2.76e-13 | -120 | 120 | 1.38e-13 | -120 | 120
Line5_6_7 | 0 | 0 | 0 | 0 | 0 | 0 | 0 | 0 | 0 | 0 | 0 | 0 | 2.801e-14 | -2.4461e-12 | -1.2557e-12 | -2.801e-14 | 2.4461e-12 | 1.2557e-12 | 4.0477e-14 | 9.4391e-14 | -2.0752e-12 | -4.0477e-14 | -9.4391e-14 | 2.0752e-12 | 0 | 0 | 0 | 0 | 0 | 0 | 1.1 | 1.1 | 1.1 | 1.1 | 1.1 | 1.1 | 1.38e-13 | -120 | 120 | 3.979e-24 | -120 | 120
Line6_7_8 | 0 | 0 | 0 | 0 | 0 | 0 | 0 | 0 | 0 | 0 | 0 | 0 | 2.3314e-33 | 4.1105e-33 | -6.7486e-32 | -2.3314e-33 | -4.1105e-33 | 6.7486e-32 | -9.2434e-34 | 8.0721e-32 | 4.1439e-32 | 9.2434e-34 | -8.0721e-32 | -4.1439e-32 | 0 | 0 | 0 | 0 | 0 | 0 | 1.1 | 1.1 | 1.1 | 1.1 | 1.1 | 1.1 | 3.979e-24 | -120 | 120 | 3.979e-24 | -120 | 120
Line7_8_9 | 0 | 0 | 0 | 0 | 0 | 0 | 0 | 0 | 0 | 0 | 0 | 0 | 7.7712e-34 | 1.3702e-33 | -2.2495e-32 | -7.7712e-34 | -1.3702e-33 | 2.2495e-32 | -3.0811e-34 | 2.6907e-32 | 1.3813e-32 | 3.0811e-34 | -2.6907e-32 | -1.3813e-32 | 0 | 0 | 0 | 0 | 0 | 0 | 1.1 | 1.1 | 1.1 | 1.1 | 1.1 | 1.1 | 3.979e-24 | -120 | 120 | 3.979e-24 | -120 | 120
Line8_8_10 | 0 | 0 | 0 | 0 | 0 | 0 | 0 | 0 | 0 | 0 | 0 | 0 | 7.7712e-34 | 1.3702e-33 | -2.2495e-32 | -7.7712e-34 | -1.3702e-33 | 2.2495e-32 | -3.0811e-34 | 2.6907e-32 | 1.3813e-32 | 3.0811e-34 | -2.6907e-32 | -1.3813e-32 | 0 | 0 | 0 | 0 | 0 | 0 | 1.1 | 1.1 | 1.1 | 1.1 | 1.1 | 1.1 | 3.979e-24 | -120 | 120 | 3.979e-24 | -120 | 120
Line9_3_11 | 0 | 0 | 0 | 0 | 0 | 0 | 0 | 0 | 0 | 0 | 0 | 0 | 1.6806e-14 | -1.4677e-12 | -7.5344e-13 | -1.6806e-14 | 1.4677e-12 | 7.5344e-13 | 2.4286e-14 | 5.6635e-14 | -1.2451e-12 | -2.4286e-14 | -5.6635e-14 | 1.2451e-12 | 0 | 0 | 0 | 0 | 0 | 0 | 1.1 | 1.1 | 1.1 | 1.1 | 1.1 | 1.1 | 3.312e-13 | -120 | 120 | 2.484e-13 | -120 | 120

## LL_max_fault_6
name | pf_ikss_a_from_ka | pf_ikss_b_from_ka | pf_ikss_c_from_ka | pf_ikss_a_to_ka | pf_ikss_b_to_ka | pf_ikss_c_to_ka | pf_skss_a_from_mw | pf_skss_b_from_mw | pf_skss_c_from_mw | pf_skss_a_to_mw | pf_skss_b_to_mw | pf_skss_c_to_mw | pf_p_a_from_mw | pf_p_b_from_mw | pf_p_c_from_mw | pf_p_a_to_mw | pf_p_b_to_mw | pf_p_c_to_mw | pf_q_a_from_mvar | pf_q_b_from_mvar | pf_q_c_from_mvar | pf_q_a_to_mvar | pf_q_b_to_mvar | pf_q_c_to_mvar | pf_ikss_a_from_degree | pf_ikss_b_from_degree | pf_ikss_c_from_degree | pf_ikss_a_to_degree | pf_ikss_b_to_degree | pf_ikss_c_to_degree | pf_vm_a_from_pu | pf_vm_b_from_pu | pf_vm_c_from_pu | pf_vm_a_to_pu | pf_vm_b_to_pu | pf_vm_c_to_pu | pf_va_a_from_degree | pf_va_b_from_degree | pf_va_c_from_degree | pf_va_a_to_degree | pf_va_b_to_degree | pf_va_c_to_degree
Line0_1_2 | 0 | 0 | 0 | 0 | 0 | 0 | 0 | 0 | 0 | 0 | 0 | 0 | 1.2567e-16 | -1.2982e-14 | -1.0517e-14 | -1.2567e-16 | 1.2982e-14 | 1.0517e-14 | 1.7999e-16 | 4.9012e-15 | -8.811e-15 | -1.7999e-16 | -4.9012e-15 | 8.811e-15 | 0 | 0 | 0 | 0 | 0 | 0 | 1.05 | 1.05 | 1.05 | 1.05 | 1.05 | 1.05 | 2.0856e-15 | -120 | 120 | 1.3904e-15 | -120 | 120
Line10_11_12 | 0 | 0 | 0 | 0 | 0 | 0 | 0 | 0 | 0 | 0 | 0 | 0 | 7.54e-17 | -7.7892e-15 | -6.3101e-15 | -7.54e-17 | 7.7892e-15 | 6.3101e-15 | 1.0799e-16 | 2.9407e-15 | -5.2866e-15 | -1.0799e-16 | -2.9407e-15 | 5.2866e-15 | 0 | 0 | 0 | 0 | 0 | 0 | 1.05 | 1.05 | 1.05 | 1.05 | 1.05 | 1.05 | 1.2514e-15 | -120 | 120 | 8.3423e-16 | -120 | 120
Line11_12_13 | 0 | 0 | 0 | 0 | 0 | 0 | 0 | 0 | 0 | 0 | 0 | 0 | 7.54e-17 | -7.7892e-15 | -6.3101e-15 | -7.54e-17 | 7.7892e-15 | 6.3101e-15 | 1.0799e-16 | 2.9407e-15 | -5.2866e-15 | -1.0799e-16 | -2.9407e-15 | 5.2866e-15 | 0 | 0 | 0 | 0 | 0 | 0 | 1.05 | 1.05 | 1.05 | 1.05 | 1.05 | 1.05 | 8.3423e-16 | -120 | 120 | 4.1712e-16 | -120 | 120
Line12_13_15 | 0 | 0 | 0 | 0 | 0 | 0 | 0 | 0 | 0 | 0 | 0 | 0 | 6.0099e-25 | -3.9347e-24 | -3.4822e-23 | -6.0099e-25 | 3.9347e-24 | 3.4822e-23 | -8.8288e-26 | 3.8196e-23 | 1.5126e-23 | 8.8287e-26 | -3.8196e-23 | -1.5126e-23 | 0 | 0 | 0 | 0 | 0 | 0 | 1.05 | 1.05 | 1.05 | 1.05 | 1.05 | 1.05 | 4.1712e-16 | -120 | 120 | 4.1712e-16 | -120 | 120
Line13_13_14 | 0 | 0 | 0 | 0 | 0 | 0 | 0 | 0 | 0 | 0 | 0 | 0 | 7.54e-17 | -7.7892e-15 | -6.3101e-15 | -7.54e-17 | 7.7892e-15 | 6.3101e-15 | 1.0799e-16 | 2.9407e-15 | -5.2866e-15 | -1.0799e-16 | -2.9407e-15 | 5.2866e-15 | 0 | 0 | 0 | 0 | 0 | 0 | 1.05 | 1.05 | 1.05 | 1.05 | 1.05 | 1.05 | 4.1712e-16 | -120 | 120 | 1.1755e-26 | -120 | 120
Line14_15_16 | 0 | 0 | 0 | 0 | 0 | 0 | 0 | 0 | 0 | 0 | 0 | 0 | 4.0066e-25 | -2.6231e-24 | -2.3215e-23 | -4.0066e-25 | 2.6231e-24 | 2.3215e-23 | -5.8858e-26 | 2.5464e-23 | 1.0084e-23 | 5.8858e-26 | -2.5464e-23 | -1.0084e-23 | 0 | 0 | 0 | 0 | 0 | 0 | 1.05 | 1.05 | 1.05 | 1.05 | 1.05 | 1.05 | 4.1712e-16 | -120 | 120 | 4.1712e-16 | -120 | 120
Line15_16_17 | 0 | 0 | 0 | 0 | 0 | 0 | 0 | 0 | 0 | 0 | 0 | 0 | 2.0033e-25 | -1.3116e-24 | -1.1607e-23 | -2.0033e-25 | 1.3116e-24 | 1.1607e-23 | -2.943e-26 | 1.2732e-23 | 5.0419e-24 | 2.943e-26 | -1.2732e-23 | -5.0419e-24 | 0 | 0 | 0 | 0 | 0 | 0 | 1.05 | 1.05 | 1.05 | 1.05 | 1.05 | 1.05 | 4.1712e-16 | -120 | 120 | 4.1712e-16 | -120 | 120
Line16_4_18 | 0 | 0.059043 | 0.059043 | 0 | 0.059043 | 0.059043 | 0 | 0.013635 | 0.013635 | 0 | 0.013635 | 0.013635 | 1.2143e-18 | 0.013822 | 0.003678 | -6.0715e-19 | -0.013787 | -0.0036432 | -1.2143e-18 | 0.003733 | 0.013837 | 6.0715e-19 | -0.0036633 | -0.013767 | 0 | -135.1139 | 44.8861 | 0 | 44.8861 | -135.1139 | 1.05 | 1.05 | 1.05 | 1.05 | 1.0462 | 1.0444 | -3.1676e-26 | -120 | 120 | -3.4205e-17 | -120.2338 | 120.0635
Line17_5_19 | 0 | 0 | 0 | 0 | 0 | 0 | 0 | 0 | 0 | 0 | 0 | 0 | 1.0016e-24 | -6.5578e-24 | -5.8036e-23 | -1.0016e-24 | 6.5578e-24 | 5.8036e-23 | -1.4715e-25 | 6.366e-23 | 2.521e-23 | 1.4715e-25 | -6.366e-23 | -2.521e-23 | 0 | 0 | 0 | 0 | 0 | 0 | 1.05 | 1.05 | 1.05 | 1.05 | 1.05 | 1.05 | 2.0856e-15 | -120 | 120 | 2.0856e-15 | -120 | 120
Line1_1_3 | 0 | 0 | 0 | 0 | 0 | 0 | 0 | 0 | 0 | 0 | 0 | 0 | 7.54e-17 | -7.7892e-15 | -6.3101e-15 | -7.54e-17 | 7.7892e-15 | 6.3101e-15 | 1.0799e-16 | 2.9407e-15 | -5.2866e-15 | -1.0799e-16 | -2.9407e-15 | 5.2866e-15 | 0 | 0 | 0 | 0 | 0 | 0 | 1.05 | 1.05 | 1.05 | 1.05 | 1.05 | 1.05 | 2.0856e-15 | -120 | 120 | 1.6685e-15 | -120 | 120
Line2_1_4 | 0 | 0 | 0 | 0 | 0 | 0 | 0 | 0 | 0 | 0 | 0 | 0 | -3.4487e-16 | 6.0737e-14 | 3.5544e-14 | 3.4487e-16 | -6.0737e-14 | -3.5544e-14 | -9.0378e-16 | -7.0786e-15 | 4.8908e-14 | 9.0378e-16 | 7.0786e-15 | -4.8908e-14 | 0 | 0 | 0 | 0 | 0 | 0 | 1.05 | 1.05 | 1.05 | 1.05 | 1.05 | 1.05 | 2.0856e-15 | -120 | 120 | -3.1676e-26 | -120 | 120
Line3_1_5 | 0 | 0 | 0 | 0 | 0 | 0 | 0 | 0 | 0 | 0 | 0 | 0 | 2.0033e-24 | -1.3116e-23 | -1.1607e-22 | -2.0033e-24 | 1.3116e-23 | 1.1607e-22 | -2.943e-25 | 1.2732e-22 | 5.0419e-23 | 2.943e-25 | -1.2732e-22 | -5.0419e-23 | 0 | 0 | 0 | 0 | 0 | 0 | 1.05 | 1.05 | 1.05 | 1.05 | 1.05 | 1.05 | 2.0856e-15 | -120 | 120 | 2.0856e-15 | -120 | 120
Line4_2_6 | 0 | 0 | 0 | 0 | 0 | 0 | 0 | 0 | 0 | 0 | 0 | 0 | 1.2567e-16 | -1.2982e-14 | -1.0517e-14 | -1.2567e-16 | 1.2982e-14 | 1.0517e-14 | 1.7999e-16 | 4.9012e-15 | -8.811e-15 | -1.7999e-16 | -4.9012e-15 | 8.811e-15 | 0 | 0 | 0 | 0 | 0 | 0 | 1.05 | 1.05 | 1.05 | 1.05 | 1.05 | 1.05 | 1.3904e-15 | -120 | 120 | 6.9519e-16 | -120 | 120
Line5_6_7 | 0 | 0 | 0 | 0 | 0 | 0 | 0 | 0 | 0 | 0 | 0 | 0 | 1.2567e-16 | -1.2982e-14 | -1.0517e-14 | -1.2567e-16 | 1.2982e-14 | 1.0517e-14 | 1.7999e-16 | 4.9012e-15 | -8.811e-15 | -1.7999e-16 | -4.9012e-15 | 8.811e-15 | 0 | 0 | 0 | 0 | 0 | 0 | 1.05 | 1.05 | 1.05 | 1.05 | 1.05 | 1.05 | 6.9519e-16 | -120 | 120 | 1.9592e-26 | -120 | 120
Line6_7_8 | 0 | 0 | 0 | 0 | 0 | 0 | 0 | 0 | 0 | 0 | 0 | 0 | 8.2914e-36 | 1.6409e-34 | -2.8841e-34 | -8.2914e-36 | -1.6409e-34 | 2.8841e-34 | -4.147e-36 | 4.2841e-34 | 3.4706e-34 | 4.147e-36 | -4.2841e-34 | -3.4706e-34 | 0 | 0 | 0 | 0 | 0 | 0 | 1.05 | 1.05 | 1.05 | 1.05 | 1.05 | 1.05 | 1.9592e-26 | -120 | 120 | 1.9592e-26 | -120 | 120
Line7_8_9 | 0 | 0 | 0 | 0 | 0 | 0 | 0 | 0 | 0 | 0 | 0 | 0 | 2.7638e-36 | 5.4698e-35 | -9.6137e-35 | -2.7638e-36 | -5.4698e-35 | 9.6137e-35 | -1.3823e-36 | 1.428e-34 | 1.1569e-34 | 1.3823e-36 | -1.428e-34 | -1.1569e-34 | 0 | 0 | 0 | 0 | 0 | 0 | 1.05 | 1.05 | 1.05 | 1.05 | 1.05 | 1.05 | 1.9592e-26 | -120 | 120 | 1.9592e-26 | -120 | 120
Line8_8_10 | 0 | 0 | 0 | 0 | 0 | 0 | 0 | 0 | 0 | 0 | 0 | 0 | 2.7638e-36 | 5.4698e-35 | -9.6137e-35 | -2.7638e-36 | -5.4698e-35 | 9.6137e-35 | -1.3823e-36 | 1.428e-34 | 1.1569e-34 | 1.3823e-36 | -1.428e-34 | -1.1569e-34 | 0 | 0 | 0 | 0 | 0 | 0 | 1.05 | 1.05 | 1.05 | 1.05 | 1.05 | 1.05 | 1.9592e-26 | -120 | 120 | 1.9592e-26 | -120 | 120
Line9_3_11 | 0 | 0 | 0 | 0 | 0 | 0 | 0 | 0 | 0 | 0 | 0 | 0 | 7.54e-17 | -7.7892e-15 | -6.3101e-15 | -7.54e-17 | 7.7892e-15 | 6.3101e-15 | 1.0799e-16 | 2.9407e-15 | -5.2866e-15 | -1.0799e-16 | -2.9407e-15 | 5.2866e-15 | 0 | 0 | 0 | 0 | 0 | 0 | 1.05 | 1.05 | 1.05 | 1.05 | 1.05 | 1.05 | 1.6685e-15 | -120 | 120 | 1.2514e-15 | -120 | 120

## LL_max_fault_10
name | pf_ikss_a_from_ka | pf_ikss_b_from_ka | pf_ikss_c_from_ka | pf_ikss_a_to_ka | pf_ikss_b_to_ka | pf_ikss_c_to_ka | pf_skss_a_from_mw | pf_skss_b_from_mw | pf_skss_c_from_mw | pf_skss_a_to_mw | pf_skss_b_to_mw | pf_skss_c_to_mw | pf_p_a_from_mw | pf_p_b_from_mw | pf_p_c_from_mw | pf_p_a_to_mw | pf_p_b_to_mw | pf_p_c_to_mw | pf_q_a_from_mvar | pf_q_b_from_mvar | pf_q_c_from_mvar | pf_q_a_to_mvar | pf_q_b_to_mvar | pf_q_c_to_mvar | pf_ikss_a_from_degree | pf_ikss_b_from_degree | pf_ikss_c_from_degree | pf_ikss_a_to_degree | pf_ikss_b_to_degree | pf_ikss_c_to_degree | pf_vm_a_from_pu | pf_vm_b_from_pu | pf_vm_c_from_pu | pf_vm_a_to_pu | pf_vm_b_to_pu | pf_vm_c_to_pu | pf_va_a_from_degree | pf_va_b_from_degree | pf_va_c_from_degree | pf_va_a_to_degree | pf_va_b_to_degree | pf_va_c_to_degree
Line0_1_2 | 0 | 0 | 0 | 0 | 0 | 0 | 0 | 0 | 0 | 0 | 0 | 0 | 1.3949e-16 | -1.452e-14 | -1.1703e-14 | -1.3949e-16 | 1.452e-14 | 1.1703e-14 | 2.0158e-16 | 5.4127e-15 | -9.8881e-15 | -2.0158e-16 | -5.4127e-15 | 9.8881e-15 | 0 | 0 | 0 | 0 | 0 | 0 | 1.1 | 1.1 | 1.1 | 1.1 | 1.1 | 1.1 | 2.0618e-15 | -120 | 120 | 1.3745e-15 | -120 | 120
Line10_11_12 | 0 | 0 | 0 | 0 | 0 | 0 | 0 | 0 | 0 | 0 | 0 | 0 | 8.3695e-17 | -8.7118e-15 | -7.0218e-15 | -8.3695e-17 | 8.7118e-15 | 7.0218e-15 | 1.2095e-16 | 3.2476e-15 | -5.9329e-15 | -1.2095e-16 | -3.2476e-15 | 5.9329e-15 | 0 | 0 | 0 | 0 | 0 | 0 | 1.1 | 1.1 | 1.1 | 1.1 | 1.1 | 1.1 | 1.2371e-15 | -120 | 120 | 8.247e-16 | -120 | 120
Line11_12_13 | 0 | 0 | 0 | 0 | 0 | 0 | 0 | 0 | 0 | 0 | 0 | 0 | 8.3695e-17 | -8.7118e-15 | -7.0218e-15 | -8.3695e-17 | 8.7118e-15 | 7.0218e-15 | 1.2095e-16 | 3.2476e-15 | -5.9329e-15 | -1.2095e-16 | -3.2476e-15 | 5.9329e-15 | 0 | 0 | 0 | 0 | 0 | 0 | 1.1 | 1.1 | 1.1 | 1.1 | 1.1 | 1.1 | 8.247e-16 | -120 | 120 | 4.1235e-16 | -120 | 120
Line12_13_15 | 0 | 0 | 0 | 0 | 0 | 0 | 0 | 0 | 0 | 0 | 0 | 0 | 6.7153e-25 | -4.5718e-24 | -3.8956e-23 | -6.7153e-25 | 4.5718e-24 | 3.8956e-23 | -9.5789e-26 | 4.2634e-23 | 1.6728e-23 | 9.5789e-26 | -4.2634e-23 | -1.6728e-23 | 0 | 0 | 0 | 0 | 0 | 0 | 1.1 | 1.1 | 1.1 | 1.1 | 1.1 | 1.1 | 4.1235e-16 | -120 | 120 | 4.1235e-16 | -120 | 120
Line13_13_14 | 0 | 0 | 0 | 0 | 0 | 0 | 0 | 0 | 0 | 0 | 0 | 0 | 8.3695e-17 | -8.7118e-15 | -7.0218e-15 | -8.3695e-17 | 8.7118e-15 | 7.0218e-15 | 1.2095e-16 | 3.2476e-15 | -5.9329e-15 | -1.2095e-16 | -3.2476e-15 | 5.9329e-15 | 0 | 0 | 0 | 0 | 0 | 0 | 1.1 | 1.1 | 1.1 | 1.1 | 1.1 | 1.1 | 4.1235e-16 | -120 | 120 | 1.1889e-26 | -120 | 120
Line14_15_16 | 0 | 0 | 0 | 0 | 0 | 0 | 0 | 0 | 0 | 0 | 0 | 0 | 4.4769e-25 | -3.0479e-24 | -2.597e-23 | -4.4769e-25 | 3.0479e-24 | 2.597e-23 | -6.386e-26 | 2.8423e-23 | 1.1152e-23 | 6.386e-26 | -2.8423e-23 | -1.1152e-23 | 0 | 0 | 0 | 0 | 0 | 0 | 1.1 | 1.1 | 1.1 | 1.1 | 1.1 | 1.1 | 4.1235e-16 | -120 | 120 | 4.1235e-16 | -120 | 120
Line15_16_17 | 0 | 0 | 0 | 0 | 0 | 0 | 0 | 0 | 0 | 0 | 0 | 0 | 2.2384e-25 | -1.5239e-24 | -1.2985e-23 | -2.2384e-25 | 1.5239e-24 | 1.2985e-23 | -3.193e-26 | 1.4212e-23 | 5.5762e-24 | 3.1931e-26 | -1.4212e-23 | -5.5762e-24 | 0 | 0 | 0 | 0 | 0 | 0 | 1.1 | 1.1 | 1.1 | 1.1 | 1.1 | 1.1 | 4.1235e-16 | -120 | 120 | 4.1235e-16 | -120 | 120
Line16_4_18 | 0 | 0.061854 | 0.061854 | 0 | 0.061854 | 0.061854 | 0 | 0.014285 | 0.014285 | 0 | 0.014285 | 0.014285 | -1.2721e-18 | 0.01517 | 0.0040367 | 6.3607e-19 | -0.015131 | -0.0039984 | 6.9253e-46 | 0.004097 | 0.015186 | -3.0523e-37 | -0.0040205 | -0.015109 | 0 | -135.1139 | 44.8861 | 0 | 44.8861 | -135.1139 | 1.1 | 1.1 | 1.1 | 1.1 | 1.096 | 1.0941 | -3.1191e-26 | -120 | 120 | -2.7495e-17 | -120.2338 | 120.0635
Line17_5_19 | 0 | 0 | 0 | 0 | 0 | 0 | 0 | 0 | 0 | 0 | 0 | 0 | 1.1192e-24 | -7.6197e-24 | -6.4926e-23 | -1.1192e-24 | 7.6197e-24 | 6.4926e-23 | -1.5966e-25 | 7.1058e-23 | 2.7881e-23 | 1.5965e-25 | -7.1058e-23 | -2.7881e-23 | 0 | 0 | 0 | 0 | 0 | 0 | 1.1 | 1.1 | 1.1 | 1.1 | 1.1 | 1.1 | 2.0618e-15 | -120 | 120 | 2.0618e-15 | -120 | 120
Line1_1_3 | 0 | 0 | 0 | 0 | 0 | 0 | 0 | 0 | 0 | 0 | 0 | 0 | 8.3695e-17 | -8.7118e-15 | -7.0218e-15 | -8.3695e-17 | 8.7118e-15 | 7.0218e-15 | 1.2095e-16 | 3.2476e-15 | -5.9329e-15 | -1.2095e-16 | -3.2476e-15 | 5.9329e-15 | 0 | 0 | 0 | 0 | 0 | 0 | 1.1 | 1.1 | 1.1 | 1.1 | 1.1 | 1.1 | 2.0618e-15 | -120 | 120 | 1.6494e-15 | -120 | 120
Line2_1_4 | 0 | 0 | 0 | 0 | 0 | 0 | 0 | 0 | 0 | 0 | 0 | 0 | -3.7378e-16 | 6.5844e-14 | 3.8527e-14 | 3.7378e-16 | -6.5844e-14 | -3.8527e-14 | -9.7979e-16 | -7.6682e-15 | 5.3022e-14 | 9.7979e-16 | 7.6682e-15 | -5.3022e-14 | 0 | 0 | 0 | 0 | 0 | 0 | 1.1 | 1.1 | 1.1 | 1.1 | 1.1 | 1.1 | 2.0618e-15 | -120 | 120 | -3.1191e-26 | -120 | 120
Line3_1_5 | 0 | 0 | 0 | 0 | 0 | 0 | 0 | 0 | 0 | 0 | 0 | 0 | 2.2384e-24 | -1.5239e-23 | -1.2985e-22 | -2.2384e-24 | 1.5239e-23 | 1.2985e-22 | -3.1931e-25 | 1.4211e-22 | 5.5762e-23 | 3.1931e-25 | -1.4211e-22 | -5.5762e-23 | 0 | 0 | 0 | 0 | 0 | 0 | 1.1 | 1.1 | 1.1 | 1.1 | 1.1 | 1.1 | 2.0618e-15 | -120 | 120 | 2.0618e-15 | -120 | 120
Line4_2_6 | 0 | 0 | 0 | 0 | 0 | 0 | 0 | 0 | 0 | 0 | 0 | 0 | 1.3949e-16 | -1.452e-14 | -1.1703e-14 | -1.3949e-16 | 1.452e-14 | 1.1703e-14 | 2.0158e-16 | 5.4127e-15 | -9.8881e-15 | -2.0158e-16 | -5.4127e-15 | 9.8881e-15 | 0 | 0 | 0 | 0 | 0 | 0 | 1.1 | 1.1 | 1.1 | 1.1 | 1.1 | 1.1 | 1.3745e-15 | -120 | 120 | 6.8725e-16 | -120 | 120
Line5_6_7 | 0 | 0 | 0 | 0 | 0 | 0 | 0 | 0 | 0 | 0 | 0 | 0 | 1.3949e-16 | -1.452e-14 | -1.1703e-14 | -1.3949e-16 | 1.452e-14 | 1.1703e-14 | 2.0158e-16 | 5.4127e-15 | -9.8881e-15 | -2.0158e-16 | -5.4127e-15 | 9.8881e-15 | 0 | 0 | 0 | 0 | 0 | 0 | 1.1 | 1.1 | 1.1 | 1.1 | 1.1 | 1.1 | 6.8725e-16 | -120 | 120 | 1.9816e-26 | -120 | 120
Line6_7_8 | 0 | 0 | 0 | 0 | 0 | 0 | 0 | 0 | 0 | 0 | 0 | 0 | 9.3269e-36 | 1.8129e-34 | -3.2363e-34 | -9.327e-36 | -1.8129e-34 | 3.2363e-34 | -4.6032e-36 | 4.7915e-34 | 3.862e-34 | 4.6032e-36 | -4.7915e-34 | -3.862e-34 | 0 | 0 | 0 | 0 | 0 | 0 | 1.1 | 1.1 | 1.1 | 1.1 | 1.1 | 1.1 | 1.9816e-26 | -120 | 120 | 1.9816e-26 | -120 | 120
Line7_8_9 | 0 | 0 | 0 | 0 | 0 | 0 | 0 | 0 | 0 | 0 | 0 | 0 | 3.109e-36 | 6.0431e-35 | -1.0788e-34 | -3.109e-36 | -6.0431e-35 | 1.0788e-34 | -1.5344e-36 | 1.5972e-34 | 1.2873e-34 | 1.5344e-36 | -1.5972e-34 | -1.2873e-34 | 0 | 0 | 0 | 0 | 0 | 0 | 1.1 | 1.1 | 1.1 | 1.1 | 1.1 | 1.1 | 1.9816e-26 | -120 | 120 | 1.9816e-26 | -120 | 120
Line8_8_10 | 0 | 0 | 0 | 0 | 0 | 0 | 0 | 0 | 0 | 0 | 0 | 0 | 3.109e-36 | 6.0431e-35 | -1.0788e-34 | -3.109e-36 | -6.0431e-35 | 1.0788e-34 | -1.5344e-36 | 1.5972e-34 | 1.2873e-34 | 1.5344e-36 | -1.5972e-34 | -1.2873e-34 | 0 | 0 | 0 | 0 | 0 | 0 | 1.1 | 1.1 | 1.1 | 1.1 | 1.1 | 1.1 | 1.9816e-26 | -120 | 120 | 1.9816e-26 | -120 | 120
Line9_3_11 | 0 | 0 | 0 | 0 | 0 | 0 | 0 | 0 | 0 | 0 | 0 | 0 | 8.3695e-17 | -8.7118e-15 | -7.0218e-15 | -8.3695e-17 | 8.7118e-15 | 7.0218e-15 | 1.2095e-16 | 3.2476e-15 | -5.9329e-15 | -1.2095e-16 | -3.2476e-15 | 5.9329e-15 | 0 | 0 | 0 | 0 | 0 | 0 | 1.1 | 1.1 | 1.1 | 1.1 | 1.1 | 1.1 | 1.6494e-15 | -120 | 120 | 1.2371e-15 | -120 | 120

## LL_min_6
name | pf_ikss_a_from_ka | pf_ikss_b_from_ka | pf_ikss_c_from_ka | pf_ikss_a_to_ka | pf_ikss_b_to_ka | pf_ikss_c_to_ka | pf_skss_a_from_mw | pf_skss_b_from_mw | pf_skss_c_from_mw | pf_skss_a_to_mw | pf_skss_b_to_mw | pf_skss_c_to_mw | pf_p_a_from_mw | pf_p_b_from_mw | pf_p_c_from_mw | pf_p_a_to_mw | pf_p_b_to_mw | pf_p_c_to_mw | pf_q_a_from_mvar | pf_q_b_from_mvar | pf_q_c_from_mvar | pf_q_a_to_mvar | pf_q_b_to_mvar | pf_q_c_to_mvar | pf_ikss_a_from_degree | pf_ikss_b_from_degree | pf_ikss_c_from_degree | pf_ikss_a_to_degree | pf_ikss_b_to_degree | pf_ikss_c_to_degree | pf_vm_a_from_pu | pf_vm_b_from_pu | pf_vm_c_from_pu | pf_vm_a_to_pu | pf_vm_b_to_pu | pf_vm_c_to_pu | pf_va_a_from_degree | pf_va_b_from_degree | pf_va_c_from_degree | pf_va_a_to_degree | pf_va_b_to_degree | pf_va_c_to_degree
Line0_1_2 | 0 | 0 | 0 | 0 | 0 | 0 | 0 | 0 | 0 | 0 | 0 | 0 | 1.596e-14 | -8.0354e-13 | -1.0851e-12 | -1.596e-14 | 8.0354e-13 | 1.0851e-12 | 9.061e-15 | 8.0727e-13 | -3.0154e-13 | -9.061e-15 | -8.0727e-13 | 3.0154e-13 | 0 | 0 | 0 | 0 | 0 | 0 | 0.95 | 0.95 | 0.95 | 0.95 | 0.95 | 0.95 | 5.1863e-13 | -120 | 120 | 3.4575e-13 | -120 | 120
Line10_11_12 | 0 | 0 | 0 | 0 | 0 | 0 | 0 | 0 | 0 | 0 | 0 | 0 | 9.5761e-15 | -4.8213e-13 | -6.5104e-13 | -9.5761e-15 | 4.8213e-13 | 6.5104e-13 | 5.4366e-15 | 4.8436e-13 | -1.8093e-13 | -5.4366e-15 | -4.8436e-13 | 1.8093e-13 | 0 | 0 | 0 | 0 | 0 | 0 | 0.95 | 0.95 | 0.95 | 0.95 | 0.95 | 0.95 | 3.1118e-13 | -120 | 120 | 2.0745e-13 | -120 | 120
Line11_12_13 | 0 | 0 | 0 | 0 | 0 | 0 | 0 | 0 | 0 | 0 | 0 | 0 | 9.5761e-15 | -4.8213e-13 | -6.5104e-13 | -9.5761e-15 | 4.8213e-13 | 6.5104e-13 | 5.4366e-15 | 4.8436e-13 | -1.8093e-13 | -5.4366e-15 | -4.8436e-13 | 1.8093e-13 | 0 | 0 | 0 | 0 | 0 | 0 | 0.95 | 0.95 | 0.95 | 0.95 | 0.95 | 0.95 | 2.0745e-13 | -120 | 120 | 1.0373e-13 | -120 | 120
Line12_13_15 | 0 | 0 | 0 | 0 | 0 | 0 | 0 | 0 | 0 | 0 | 0 | 0 | 6.0347e-23 | 8.8786e-23 | -3.3244e-21 | -6.0347e-23 | -8.8786e-23 | 3.3244e-21 | -1.7972e-23 | 3.9069e-21 | 1.9691e-21 | 1.7972e-23 | -3.9069e-21 | -1.9691e-21 | 0 | 0 | 0 | 0 | 0 | 0 | 0.95 | 0.95 | 0.95 | 0.95 | 0.95 | 0.95 | 1.0373e-13 | -120 | 120 | 1.0373e-13 | -120 | 120
Line13_13_14 | 0 | 0 | 0 | 0 | 0 | 0 | 0 | 0 | 0 | 0 | 0 | 0 | 9.5761e-15 | -4.8213e-13 | -6.5104e-13 | -9.5761e-15 | 4.8213e-13 | 6.5104e-13 | 5.4366e-15 | 4.8436e-13 | -1.8093e-13 | -5.4366e-15 | -4.8436e-13 | 1.8093e-13 | 0 | 0 | 0 | 0 | 0 | 0 | 0.95 | 0.95 | 0.95 | 0.95 | 0.95 | 0.95 | 1.0373e-13 | -120 | 120 | 1.8238e-24 | -120 | 120
Line14_15_16 | 0 | 0 | 0 | 0 | 0 | 0 | 0 | 0 | 0 | 0 | 0 | 0 | 4.0231e-23 | 5.9191e-23 | -2.2163e-21 | -4.0231e-23 | -5.9191e-23 | 2.2163e-21 | -1.1981e-23 | 2.6046e-21 | 1.3127e-21 | 1.1981e-23 | -2.6046e-21 | -1.3127e-21 | 0 | 0 | 0 | 0 | 0 | 0 | 0.95 | 0.95 | 0.95 | 0.95 | 0.95 | 0.95 | 1.0373e-13 | -120 | 120 | 1.0373e-13 | -120 | 120
Line15_16_17 | 0 | 0 | 0 | 0 | 0 | 0 | 0 | 0 | 0 | 0 | 0 | 0 | 2.0116e-23 | 2.9595e-23 | -1.1081e-21 | -2.0116e-23 | -2.9595e-23 | 1.1081e-21 | -5.9908e-24 | 1.3023e-21 | 6.5636e-22 | 5.9908e-24 | -1.3023e-21 | -6.5636e-22 | 0 | 0 | 0 | 0 | 0 | 0 | 0.95 | 0.95 | 0.95 | 0.95 | 0.95 | 0.95 | 1.0373e-13 | -120 | 120 | 1.0373e-13 | -120 | 120
Line16_4_18 | 0 | 6.8532 | 6.8532 | 0 | 6.8532 | 6.8532 | 0 | 1.5827 | 1.5827 | 0 | 1.5827 | 1.5827 | -7.8236e-42 | 1.4441 | 0.35943 | 1.9764e-33 | -0.54232 | 0.54232 | -7.0314e-17 | 0.4187 | 1.4599 | 7.0314e-17 | 0.52062 | -0.52062 | 0 | -136.1691 | 43.8309 | 0 | 43.8309 | -136.1691 | 0.95 | 0.95 | 0.95 | 0.95 | 0.475 | 0.475 | -6.3751e-24 | -120 | 120 | -1.6105e-15 | -180 | 180
Line17_5_19 | 0 | 0 | 0 | 0 | 0 | 0 | 0 | 0 | 0 | 0 | 0 | 0 | 1.0058e-22 | 1.4798e-22 | -5.5407e-21 | -1.0058e-22 | -1.4798e-22 | 5.5407e-21 | -2.9954e-23 | 6.5114e-21 | 3.2818e-21 | 2.9954e-23 | -6.5114e-21 | -3.2818e-21 | 0 | 0 | 0 | 0 | 0 | 0 | 0.95 | 0.95 | 0.95 | 0.95 | 0.95 | 0.95 | 5.1863e-13 | -120 | 120 | 5.1863e-13 | -120 | 120
Line1_1_3 | 0 | 0 | 0 | 0 | 0 | 0 | 0 | 0 | 0 | 0 | 0 | 0 | 9.5761e-15 | -4.8213e-13 | -6.5104e-13 | -9.5761e-15 | 4.8213e-13 | 6.5104e-13 | 5.4366e-15 | 4.8436e-13 | -1.8093e-13 | -5.4366e-15 | -4.8436e-13 | 1.8093e-13 | 0 | 0 | 0 | 0 | 0 | 0 | 0.95 | 0.95 | 0.95 | 0.95 | 0.95 | 0.95 | 5.1863e-13 | -120 | 120 | 4.149e-13 | -120 | 120
Line2_1_4 | 0 | 0 | 0 | 0 | 0 | 0 | 0 | 0 | 0 | 0 | 0 | 0 | -4.8523e-14 | 5.1783e-12 | 3.9797e-12 | 4.8523e-14 | -5.1783e-12 | -3.9797e-12 | -7.3237e-14 | -1.7069e-12 | 3.6365e-12 | 7.3237e-14 | 1.7069e-12 | -3.6365e-12 | 0 | 0 | 0 | 0 | 0 | 0 | 0.95 | 0.95 | 0.95 | 0.95 | 0.95 | 0.95 | 5.1863e-13 | -120 | 120 | -6.3751e-24 | -120 | 120
Line3_1_5 | 0 | 0 | 0 | 0 | 0 | 0 | 0 | 0 | 0 | 0 | 0 | 0 | 2.0116e-22 | 2.9595e-22 | -1.1081e-20 | -2.0116e-22 | -2.9595e-22 | 1.1081e-20 | -5.9907e-23 | 1.3023e-20 | 6.5636e-21 | 5.9907e-23 | -1.3023e-20 | -6.5636e-21 | 0 | 0 | 0 | 0 | 0 | 0 | 0.95 | 0.95 | 0.95 | 0.95 | 0.95 | 0.95 | 5.1863e-13 | -120 | 120 | 5.1863e-13 | -120 | 120
Line4_2_6 | 0 | 0 | 0 | 0 | 0 | 0 | 0 | 0 | 0 | 0 | 0 | 0 | 1.596e-14 | -8.0354e-13 | -1.0851e-12 | -1.596e-14 | 8.0354e-13 | 1.0851e-12 | 9.061e-15 | 8.0727e-13 | -3.0154e-13 | -9.061e-15 | -8.0727e-13 | 3.0154e-13 | 0 | 0 | 0 | 0 | 0 | 0 | 0.95 | 0.95 | 0.95 | 0.95 | 0.95 | 0.95 | 3.4575e-13 | -120 | 120 | 1.7288e-13 | -120 | 120
Line5_6_7 | 0 | 0 | 0 | 0 | 0 | 0 | 0 | 0 | 0 | 0 | 0 | 0 | 1.596e-14 | -8.0354e-13 | -1.0851e-12 | -1.596e-14 | 8.0354e-13 | 1.0851e-12 | 9.061e-15 | 8.0727e-13 | -3.0154e-13 | -9.061e-15 | -8.0727e-13 | 3.0154e-13 | 0 | 0 | 0 | 0 | 0 | 0 | 0.95 | 0.95 | 0.95 | 0.95 | 0.95 | 0.95 | 1.7288e-13 | -120 | 120 | 3.0397e-24 | -120 | 120
Line6_7_8 | 0 | 0 | 0 | 0 | 0 | 0 | 0 | 0 | 0 | 0 | 0 | 0 | 1.1973e-34 | 2.6461e-32 | -1.013e-32 | -1.1973e-34 | -2.6461e-32 | 1.013e-32 | -5.2668e-34 | 2.6517e-32 | 3.5807e-32 | 5.2668e-34 | -2.6517e-32 | -3.5807e-32 | 0 | 0 | 0 | 0 | 0 | 0 | 0.95 | 0.95 | 0.95 | 0.95 | 0.95 | 0.95 | 3.0397e-24 | -120 | 120 | 3.0397e-24 | -120 | 120
Line7_8_9 | 0 | 0 | 0 | 0 | 0 | 0 | 0 | 0 | 0 | 0 | 0 | 0 | 3.991e-35 | 8.8203e-33 | -3.3767e-33 | -3.991e-35 | -8.8203e-33 | 3.3767e-33 | -1.7556e-34 | 8.839e-33 | 1.1936e-32 | 1.7556e-34 | -8.839e-33 | -1.1936e-32 | 0 | 0 | 0 | 0 | 0 | 0 | 0.95 | 0.95 | 0.95 | 0.95 | 0.95 | 0.95 | 3.0397e-24 | -120 | 120 | 3.0397e-24 | -120 | 120
Line8_8_10 | 0 | 0 | 0 | 0 | 0 | 0 | 0 | 0 | 0 | 0 | 0 | 0 | 3.991e-35 | 8.8203e-33 | -3.3767e-33 | -3.991e-35 | -8.8203e-33 | 3.3767e-33 | -1.7556e-34 | 8.839e-33 | 1.1936e-32 | 1.7556e-34 | -8.839e-33 | -1.1936e-32 | 0 | 0 | 0 | 0 | 0 | 0 | 0.95 | 0.95 | 0.95 | 0.95 | 0.95 | 0.95 | 3.0397e-24 | -120 | 120 | 3.0397e-24 | -120 | 120
Line9_3_11 | 0 | 0 | 0 | 0 | 0 | 0 | 0 | 0 | 0 | 0 | 0 | 0 | 9.5761e-15 | -4.8213e-13 | -6.5104e-13 | -9.5761e-15 | 4.8213e-13 | 6.5104e-13 | 5.4366e-15 | 4.8436e-13 | -1.8093e-13 | -5.4366e-15 | -4.8436e-13 | 1.8093e-13 | 0 | 0 | 0 | 0 | 0 | 0 | 0.95 | 0.95 | 0.95 | 0.95 | 0.95 | 0.95 | 4.149e-13 | -120 | 120 | 3.1118e-13 | -120 | 120

## LL_min_10
name | pf_ikss_a_from_ka | pf_ikss_b_from_ka | pf_ikss_c_from_ka | pf_ikss_a_to_ka | pf_ikss_b_to_ka | pf_ikss_c_to_ka | pf_skss_a_from_mw | pf_skss_b_from_mw | pf_skss_c_from_mw | pf_skss_a_to_mw | pf_skss_b_to_mw | pf_skss_c_to_mw | pf_p_a_from_mw | pf_p_b_from_mw | pf_p_c_from_mw | pf_p_a_to_mw | pf_p_b_to_mw | pf_p_c_to_mw | pf_q_a_from_mvar | pf_q_b_from_mvar | pf_q_c_from_mvar | pf_q_a_to_mvar | pf_q_b_to_mvar | pf_q_c_to_mvar | pf_ikss_a_from_degree | pf_ikss_b_from_degree | pf_ikss_c_from_degree | pf_ikss_a_to_degree | pf_ikss_b_to_degree | pf_ikss_c_to_degree | pf_vm_a_from_pu | pf_vm_b_from_pu | pf_vm_c_from_pu | pf_vm_a_to_pu | pf_vm_b_to_pu | pf_vm_c_to_pu | pf_va_a_from_degree | pf_va_b_from_degree | pf_va_c_from_degree | pf_va_a_to_degree | pf_va_b_to_degree | pf_va_c_to_degree
Line0_1_2 | 0 | 0 | 0 | 0 | 0 | 0 | 0 | 0 | 0 | 0 | 0 | 0 | 1.4324e-14 | -7.2119e-13 | -9.7385e-13 | -1.4324e-14 | 7.2119e-13 | 9.7385e-13 | 8.1323e-15 | 7.2453e-13 | -2.7064e-13 | -8.1323e-15 | -7.2453e-13 | 2.7064e-13 | 0 | 0 | 0 | 0 | 0 | 0 | 0.9 | 0.9 | 0.9 | 0.9 | 0.9 | 0.9 | 5.1863e-13 | -120 | 120 | 3.4575e-13 | -120 | 120
Line10_11_12 | 0 | 0 | 0 | 0 | 0 | 0 | 0 | 0 | 0 | 0 | 0 | 0 | 8.5946e-15 | -4.3271e-13 | -5.8431e-13 | -8.5946e-15 | 4.3271e-13 | 5.8431e-13 | 4.8794e-15 | 4.3472e-13 | -1.6238e-13 | -4.8794e-15 | -4.3472e-13 | 1.6238e-13 | 0 | 0 | 0 | 0 | 0 | 0 | 0.9 | 0.9 | 0.9 | 0.9 | 0.9 | 0.9 | 3.1118e-13 | -120 | 120 | 2.0745e-13 | -120 | 120
Line11_12_13 | 0 | 0 | 0 | 0 | 0 | 0 | 0 | 0 | 0 | 0 | 0 | 0 | 8.5946e-15 | -4.3271e-13 | -5.8431e-13 | -8.5946e-15 | 4.3271e-13 | 5.8431e-13 | 4.8794e-15 | 4.3472e-13 | -1.6238e-13 | -4.8794e-15 | -4.3472e-13 | 1.6238e-13 | 0 | 0 | 0 | 0 | 0 | 0 | 0.9 | 0.9 | 0.9 | 0.9 | 0.9 | 0.9 | 2.0745e-13 | -120 | 120 | 1.0373e-13 | -120 | 120
Line12_13_15 | 0 | 0 | 0 | 0 | 0 | 0 | 0 | 0 | 0 | 0 | 0 | 0 | 5.4162e-23 | 7.9686e-23 | -2.9837e-21 | -5.4162e-23 | -7.9686e-23 | 2.9837e-21 | -1.613e-23 | 3.5064e-21 | 1.7673e-21 | 1.613e-23 | -3.5064e-21 | -1.7673e-21 | 0 | 0 | 0 | 0 | 0 | 0 | 0.9 | 0.9 | 0.9 | 0.9 | 0.9 | 0.9 | 1.0373e-13 | -120 | 120 | 1.0373e-13 | -120 | 120
Line13_13_14 | 0 | 0 | 0 | 0 | 0 | 0 | 0 | 0 | 0 | 0 | 0 | 0 | 8.5946e-15 | -4.3271e-13 | -5.8431e-13 | -8.5946e-15 | 4.3271e-13 | 5.8431e-13 | 4.8794e-15 | 4.3472e-13 | -1.6238e-13 | -4.8794e-15 | -4.3472e-13 | 1.6238e-13 | 0 | 0 | 0 | 0 | 0 | 0 | 0.9 | 0.9 | 0.9 | 0.9 | 0.9 | 0.9 | 1.0373e-13 | -120 | 120 | 1.8238e-24 | -120 | 120
Line14_15_16 | 0 | 0 | 0 | 0 | 0 | 0 | 0 | 0 | 0 | 0 | 0 | 0 | 3.6108e-23 | 5.3124e-23 | -1.9891e-21 | -3.6108e-23 | -5.3124e-23 | 1.9891e-21 | -1.0753e-23 | 2.3376e-21 | 1.1782e-21 | 1.0753e-23 | -2.3376e-21 | -1.1782e-21 | 0 | 0 | 0 | 0 | 0 | 0 | 0.9 | 0.9 | 0.9 | 0.9 | 0.9 | 0.9 | 1.0373e-13 | -120 | 120 | 1.0373e-13 | -120 | 120
Line15_16_17 | 0 | 0 | 0 | 0 | 0 | 0 | 0 | 0 | 0 | 0 | 0 | 0 | 1.8054e-23 | 2.6562e-23 | -9.9457e-22 | -1.8054e-23 | -2.6562e-23 | 9.9457e-22 | -5.3767e-24 | 1.1688e-21 | 5.8908e-22 | 5.3767e-24 | -1.1688e-21 | -5.8908e-22 | 0 | 0 | 0 | 0 | 0 | 0 | 0.9 | 0.9 | 0.9 | 0.9 | 0.9 | 0.9 | 1.0373e-13 | -120 | 120 | 1.0373e-13 | -120 | 120
Line16_4_18 | 0 | 6.4925 | 6.4925 | 0 | 6.4925 | 6.4925 | 0 | 1.4994 | 1.4994 | 0 | 1.4994 | 1.4994 | 6.6613e-17 | 1.2961 | 0.32259 | -1.3323e-16 | -0.48673 | 0.48673 | -7.3212e-42 | 0.37578 | 1.3103 | 5.8888e-33 | 0.46726 | -0.46726 | 0 | -136.1691 | 43.8309 | 0 | 43.8309 | -136.1691 | 0.9 | 0.9 | 0.9 | 0.9 | 0.45 | 0.45 | -6.2971e-24 | -120 | 120 | -2.5325e-15 | -180 | 180
Line17_5_19 | 0 | 0 | 0 | 0 | 0 | 0 | 0 | 0 | 0 | 0 | 0 | 0 | 9.027e-23 | 1.3281e-22 | -4.9728e-21 | -9.027e-23 | -1.3281e-22 | 4.9728e-21 | -2.6884e-23 | 5.844e-21 | 2.9454e-21 | 2.6884e-23 | -5.844e-21 | -2.9454e-21 | 0 | 0 | 0 | 0 | 0 | 0 | 0.9 | 0.9 | 0.9 | 0.9 | 0.9 | 0.9 | 5.1863e-13 | -120 | 120 | 5.1863e-13 | -120 | 120
Line1_1_3 | 0 | 0 | 0 | 0 | 0 | 0 | 0 | 0 | 0 | 0 | 0 | 0 | 8.5946e-15 | -4.3271e-13 | -5.8431e-13 | -8.5946e-15 | 4.3271e-13 | 5.8431e-13 | 4.8794e-15 | 4.3472e-13 | -1.6238e-13 | -4.8794e-15 | -4.3472e-13 | 1.6238e-13 | 0 | 0 | 0 | 0 | 0 | 0 | 0.9 | 0.9 | 0.9 | 0.9 | 0.9 | 0.9 | 5.1863e-13 | -120 | 120 | 4.149e-13 | -120 | 120
Line2_1_4 | 0 | 0 | 0 | 0 | 0 | 0 | 0 | 0 | 0 | 0 | 0 | 0 | -4.355e-14 | 4.6476e-12 | 3.5718e-12 | 4.355e-14 | -4.6476e-12 | -3.5718e-12 | -6.5731e-14 | -1.532e-12 | 3.2638e-12 | 6.5731e-14 | 1.532e-12 | -3.2638e-12 | 0 | 0 | 0 | 0 | 0 | 0 | 0.9 | 0.9 | 0.9 | 0.9 | 0.9 | 0.9 | 5.1863e-13 | -120 | 120 | -6.2971e-24 | -120 | 120
Line3_1_5 | 0 | 0 | 0 | 0 | 0 | 0 | 0 | 0 | 0 | 0 | 0 | 0 | 1.8054e-22 | 2.6562e-22 | -9.9457e-21 | -1.8054e-22 | -2.6562e-22 | 9.9457e-21 | -5.3767e-23 | 1.1688e-20 | 5.8908e-21 | 5.3767e-23 | -1.1688e-20 | -5.8908e-21 | 0 | 0 | 0 | 0 | 0 | 0 | 0.9 | 0.9 | 0.9 | 0.9 | 0.9 | 0.9 | 5.1863e-13 | -120 | 120 | 5.1863e-13 | -120 | 120
Line4_2_6 | 0 | 0 | 0 | 0 | 0 | 0 | 0 | 0 | 0 | 0 | 0 | 0 | 1.4324e-14 | -7.2119e-13 | -9.7385e-13 | -1.4324e-14 | 7.2119e-13 | 9.7385e-13 | 8.1323e-15 | 7.2453e-13 | -2.7064e-13 | -8.1323e-15 | -7.2453e-13 | 2.7064e-13 | 0 | 0 | 0 | 0 | 0 | 0 | 0.9 | 0.9 | 0.9 | 0.9 | 0.9 | 0.9 | 3.4575e-13 | -120 | 120 | 1.7288e-13 | -120 | 120
Line5_6_7 | 0 | 0 | 0 | 0 | 0 | 0 | 0 | 0 | 0 | 0 | 0 | 0 | 1.4324e-14 | -7.2119e-13 | -9.7385e-13 | -1.4324e-14 | 7.2119e-13 | 9.7385e-13 | 8.1323e-15 | 7.2453e-13 | -2.7064e-13 | -8.1323e-15 | -7.2453e-13 | 2.7064e-13 | 0 | 0 | 0 | 0 | 0 | 0 | 0.9 | 0.9 | 0.9 | 0.9 | 0.9 | 0.9 | 1.7288e-13 | -120 | 120 | 3.0397e-24 | -120 | 120
Line6_7_8 | 0 | 0 | 0 | 0 | 0 | 0 | 0 | 0 | 0 | 0 | 0 | 0 | 1.0746e-34 | 2.3749e-32 | -9.0919e-33 | -1.0746e-34 | -2.3749e-32 | 9.0919e-33 | -4.727e-34 | 2.3799e-32 | 3.2137e-32 | 4.727e-34 | -2.3799e-32 | -3.2137e-32 | 0 | 0 | 0 | 0 | 0 | 0 | 0.9 | 0.9 | 0.9 | 0.9 | 0.9 | 0.9 | 3.0397e-24 | -120 | 120 | 3.0397e-24 | -120 | 120
Line7_8_9 | 0 | 0 | 0 | 0 | 0 | 0 | 0 | 0 | 0 | 0 | 0 | 0 | 3.5819e-35 | 7.9162e-33 | -3.0306e-33 | -3.5819e-35 | -7.9162e-33 | 3.0306e-33 | -1.5757e-34 | 7.933e-33 | 1.0712e-32 | 1.5757e-34 | -7.933e-33 | -1.0712e-32 | 0 | 0 | 0 | 0 | 0 | 0 | 0.9 | 0.9 | 0.9 | 0.9 | 0.9 | 0.9 | 3.0397e-24 | -120 | 120 | 3.0397e-24 | -120 | 120
Line8_8_10 | 0 | 0 | 0 | 0 | 0 | 0 | 0 | 0 | 0 | 0 | 0 | 0 | 3.5819e-35 | 7.9162e-33 | -3.0306e-33 | -3.5819e-35 | -7.9162e-33 | 3.0306e-33 | -1.5757e-34 | 7.933e-33 | 1.0712e-32 | 1.5757e-34 | -7.933e-33 | -1.0712e-32 | 0 | 0 | 0 | 0 | 0 | 0 | 0.9 | 0.9 | 0.9 | 0.9 | 0.9 | 0.9 | 3.0397e-24 | -120 | 120 | 3.0397e-24 | -120 | 120
Line9_3_11 | 0 | 0 | 0 | 0 | 0 | 0 | 0 | 0 | 0 | 0 | 0 | 0 | 8.5946e-15 | -4.3271e-13 | -5.8431e-13 | -8.5946e-15 | 4.3271e-13 | 5.8431e-13 | 4.8794e-15 | 4.3472e-13 | -1.6238e-13 | -4.8794e-15 | -4.3472e-13 | 1.6238e-13 | 0 | 0 | 0 | 0 | 0 | 0 | 0.9 | 0.9 | 0.9 | 0.9 | 0.9 | 0.9 | 4.149e-13 | -120 | 120 | 3.1118e-13 | -120 | 120

## LL_min_fault_6
name | pf_ikss_a_from_ka | pf_ikss_b_from_ka | pf_ikss_c_from_ka | pf_ikss_a_to_ka | pf_ikss_b_to_ka | pf_ikss_c_to_ka | pf_skss_a_from_mw | pf_skss_b_from_mw | pf_skss_c_from_mw | pf_skss_a_to_mw | pf_skss_b_to_mw | pf_skss_c_to_mw | pf_p_a_from_mw | pf_p_b_from_mw | pf_p_c_from_mw | pf_p_a_to_mw | pf_p_b_to_mw | pf_p_c_to_mw | pf_q_a_from_mvar | pf_q_b_from_mvar | pf_q_c_from_mvar | pf_q_a_to_mvar | pf_q_b_to_mvar | pf_q_c_to_mvar | pf_ikss_a_from_degree | pf_ikss_b_from_degree | pf_ikss_c_from_degree | pf_ikss_a_to_degree | pf_ikss_b_to_degree | pf_ikss_c_to_degree | pf_vm_a_from_pu | pf_vm_b_from_pu | pf_vm_c_from_pu | pf_vm_a_to_pu | pf_vm_b_to_pu | pf_vm_c_to_pu | pf_va_a_from_degree | pf_va_b_from_degree | pf_va_c_from_degree | pf_va_a_to_degree | pf_va_b_to_degree | pf_va_c_to_degree
Line0_1_2 | 0 | 0 | 0 | 0 | 0 | 0 | 0 | 0 | 0 | 0 | 0 | 0 | 1.2174e-16 | -6.1275e-15 | -8.4921e-15 | -1.2174e-16 | 6.1275e-15 | 8.4921e-15 | 6.9116e-17 | 6.4075e-15 | -2.1736e-15 | -6.9116e-17 | -6.4075e-15 | 2.1736e-15 | 0 | 0 | 0 | 0 | 0 | 0 | 0.95 | 0.95 | 0.95 | 0.95 | 0.95 | 0.95 | 3.956e-15 | -120 | 120 | 2.6373e-15 | -120 | 120
Line10_11_12 | 0 | 0 | 0 | 0 | 0 | 0 | 0 | 0 | 0 | 0 | 0 | 0 | 7.3045e-17 | -3.6765e-15 | -5.0953e-15 | -7.3045e-17 | 3.6765e-15 | 5.0953e-15 | 4.147e-17 | 3.8445e-15 | -1.3042e-15 | -4.147e-17 | -3.8445e-15 | 1.3042e-15 | 0 | 0 | 0 | 0 | 0 | 0 | 0.95 | 0.95 | 0.95 | 0.95 | 0.95 | 0.95 | 2.3736e-15 | -120 | 120 | 1.5824e-15 | -120 | 120
Line11_12_13 | 0 | 0 | 0 | 0 | 0 | 0 | 0 | 0 | 0 | 0 | 0 | 0 | 7.3045e-17 | -3.6765e-15 | -5.0953e-15 | -7.3045e-17 | 3.6765e-15 | 5.0953e-15 | 4.147e-17 | 3.8445e-15 | -1.3042e-15 | -4.147e-17 | -3.8445e-15 | 1.3042e-15 | 0 | 0 | 0 | 0 | 0 | 0 | 0.95 | 0.95 | 0.95 | 0.95 | 0.95 | 0.95 | 1.5824e-15 | -120 | 120 | 7.912e-16 | -120 | 120
Line12_13_15 | 0 | 0 | 0 | 0 | 0 | 0 | 0 | 0 | 0 | 0 | 0 | 0 | 4.6032e-25 | 1.2998e-24 | -2.5557e-23 | -4.6032e-25 | -1.2998e-24 | 2.5557e-23 | -1.3709e-25 | 3.039e-23 | 1.5853e-23 | 1.3709e-25 | -3.039e-23 | -1.5853e-23 | 0 | 0 | 0 | 0 | 0 | 0 | 0.95 | 0.95 | 0.95 | 0.95 | 0.95 | 0.95 | 7.912e-16 | -120 | 120 | 7.912e-16 | -120 | 120
Line13_13_14 | 0 | 0 | 0 | 0 | 0 | 0 | 0 | 0 | 0 | 0 | 0 | 0 | 7.3045e-17 | -3.6765e-15 | -5.0953e-15 | -7.3045e-17 | 3.6765e-15 | 5.0953e-15 | 4.147e-17 | 3.8445e-15 | -1.3042e-15 | -4.147e-17 | -3.8445e-15 | 1.3042e-15 | 0 | 0 | 0 | 0 | 0 | 0 | 0.95 | 0.95 | 0.95 | 0.95 | 0.95 | 0.95 | 7.912e-16 | -120 | 120 | 1.3912e-26 | -120 | 120
Line14_15_16 | 0 | 0 | 0 | 0 | 0 | 0 | 0 | 0 | 0 | 0 | 0 | 0 | 3.0688e-25 | 8.6652e-25 | -1.7038e-23 | -3.0688e-25 | -8.6652e-25 | 1.7038e-23 | -9.1392e-26 | 2.026e-23 | 1.0569e-23 | 9.1392e-26 | -2.026e-23 | -1.0569e-23 | 0 | 0 | 0 | 0 | 0 | 0 | 0.95 | 0.95 | 0.95 | 0.95 | 0.95 | 0.95 | 7.912e-16 | -120 | 120 | 7.912e-16 | -120 | 120
Line15_16_17 | 0 | 0 | 0 | 0 | 0 | 0 | 0 | 0 | 0 | 0 | 0 | 0 | 1.5344e-25 | 4.3326e-25 | -8.519e-24 | -1.5344e-25 | -4.3326e-25 | 8.519e-24 | -4.5696e-26 | 1.013e-23 | 5.2844e-24 | 4.5696e-26 | -1.013e-23 | -5.2844e-24 | 0 | 0 | 0 | 0 | 0 | 0 | 0.95 | 0.95 | 0.95 | 0.95 | 0.95 | 0.95 | 7.912e-16 | -120 | 120 | 7.912e-16 | -120 | 120
Line16_4_18 | 0 | 0.053322 | 0.053322 | 0 | 0.053322 | 0.053322 | 0 | 0.012314 | 0.012314 | 0 | 0.012314 | 0.012314 | -5.4933e-19 | 0.011299 | 0.003026 | 5.4933e-19 | -0.011245 | -0.0029714 | 5.4933e-19 | 0.0030296 | 0.0113 | -5.4933e-19 | -0.0029727 | -0.011243 | 0 | -135.0091 | 44.9909 | 0 | 44.9909 | -135.0091 | 0.95 | 0.95 | 0.95 | 0.95 | 0.94453 | 0.9444 | -4.8892e-26 | -120 | 120 | 1.8744e-17 | -120.2009 | 120.1873
Line17_5_19 | 0 | 0 | 0 | 0 | 0 | 0 | 0 | 0 | 0 | 0 | 0 | 0 | 7.672e-25 | 2.1663e-24 | -4.2595e-23 | -7.672e-25 | -2.1663e-24 | 4.2595e-23 | -2.2848e-25 | 5.065e-23 | 2.6422e-23 | 2.2848e-25 | -5.065e-23 | -2.6422e-23 | 0 | 0 | 0 | 0 | 0 | 0 | 0.95 | 0.95 | 0.95 | 0.95 | 0.95 | 0.95 | 3.956e-15 | -120 | 120 | 3.956e-15 | -120 | 120
Line1_1_3 | 0 | 0 | 0 | 0 | 0 | 0 | 0 | 0 | 0 | 0 | 0 | 0 | 7.3045e-17 | -3.6765e-15 | -5.0953e-15 | -7.3045e-17 | 3.6765e-15 | 5.0953e-15 | 4.147e-17 | 3.8445e-15 | -1.3042e-15 | -4.147e-17 | -3.8445e-15 | 1.3042e-15 | 0 | 0 | 0 | 0 | 0 | 0 | 0.95 | 0.95 | 0.95 | 0.95 | 0.95 | 0.95 | 3.956e-15 | -120 | 120 | 3.1648e-15 | -120 | 120
Line2_1_4 | 0 | 0 | 0 | 0 | 0 | 0 | 0 | 0 | 0 | 0 | 0 | 0 | -3.7012e-16 | 4.0032e-14 | 3.155e-14 | 3.7012e-16 | -4.0032e-14 | -3.155e-14 | -5.5864e-16 | -1.4091e-14 | 2.7665e-14 | 5.5864e-16 | 1.4091e-14 | -2.7665e-14 | 0 | 0 | 0 | 0 | 0 | 0 | 0.95 | 0.95 | 0.95 | 0.95 | 0.95 | 0.95 | 3.956e-15 | -120 | 120 | -4.8892e-26 | -120 | 120
Line3_1_5 | 0 | 0 | 0 | 0 | 0 | 0 | 0 | 0 | 0 | 0 | 0 | 0 | 1.5344e-24 | 4.3326e-24 | -8.519e-23 | -1.5344e-24 | -4.3326e-24 | 8.519e-23 | -4.5696e-25 | 1.013e-22 | 5.2844e-23 | 4.5696e-25 | -1.013e-22 | -5.2844e-23 | 0 | 0 | 0 | 0 | 0 | 0 | 0.95 | 0.95 | 0.95 | 0.95 | 0.95 | 0.95 | 3.956e-15 | -120 | 120 | 3.956e-15 | -120 | 120
Line4_2_6 | 0 | 0 | 0 | 0 | 0 | 0 | 0 | 0 | 0 | 0 | 0 | 0 | 1.2174e-16 | -6.1275e-15 | -8.4921e-15 | -1.2174e-16 | 6.1275e-15 | 8.4921e-15 | 6.9116e-17 | 6.4075e-15 | -2.1736e-15 | -6.9116e-17 | -6.4075e-15 | 2.1736e-15 | 0 | 0 | 0 | 0 | 0 | 0 | 0.95 | 0.95 | 0.95 | 0.95 | 0.95 | 0.95 | 2.6373e-15 | -120 | 120 | 1.3187e-15 | -120 | 120
Line5_6_7 | 0 | 0 | 0 | 0 | 0 | 0 | 0 | 0 | 0 | 0 | 0 | 0 | 1.2174e-16 | -6.1275e-15 | -8.4921e-15 | -1.2174e-16 | 6.1275e-15 | 8.4921e-15 | 6.9116e-17 | 6.4075e-15 | -2.1736e-15 | -6.9116e-17 | -6.4075e-15 | 2.1736e-15 | 0 | 0 | 0 | 0 | 0 | 0 | 0.95 | 0.95 | 0.95 | 0.95 | 0.95 | 0.95 | 1.3187e-15 | -120 | 120 | 2.3186e-26 | -120 | 120
Line6_7_8 | 0 | 0 | 0 | 0 | 0 | 0 | 0 | 0 | 0 | 0 | 0 | 0 | 7.5387e-37 | 2.0992e-34 | -7.3257e-35 | -7.5387e-37 | -2.0992e-34 | 7.3257e-35 | -4.0174e-36 | 2.0221e-34 | 2.8024e-34 | 4.0174e-36 | -2.0221e-34 | -2.8024e-34 | 0 | 0 | 0 | 0 | 0 | 0 | 0.95 | 0.95 | 0.95 | 0.95 | 0.95 | 0.95 | 2.3186e-26 | -120 | 120 | 2.3186e-26 | -120 | 120
Line7_8_9 | 0 | 0 | 0 | 0 | 0 | 0 | 0 | 0 | 0 | 0 | 0 | 0 | 2.5128e-37 | 6.9974e-35 | -2.4419e-35 | -2.5129e-37 | -6.9974e-35 | 2.4419e-35 | -1.3392e-36 | 6.7402e-35 | 9.3413e-35 | 1.3391e-36 | -6.7402e-35 | -9.3413e-35 | 0 | 0 | 0 | 0 | 0 | 0 | 0.95 | 0.95 | 0.95 | 0.95 | 0.95 | 0.95 | 2.3186e-26 | -120 | 120 | 2.3186e-26 | -120 | 120
Line8_8_10 | 0 | 0 | 0 | 0 | 0 | 0 | 0 | 0 | 0 | 0 | 0 | 0 | 2.5128e-37 | 6.9974e-35 | -2.4419e-35 | -2.5129e-37 | -6.9974e-35 | 2.4419e-35 | -1.3392e-36 | 6.7402e-35 | 9.3413e-35 | 1.3391e-36 | -6.7402e-35 | -9.3413e-35 | 0 | 0 | 0 | 0 | 0 | 0 | 0.95 | 0.95 | 0.95 | 0.95 | 0.95 | 0.95 | 2.3186e-26 | -120 | 120 | 2.3186e-26 | -120 | 120
Line9_3_11 | 0 | 0 | 0 | 0 | 0 | 0 | 0 | 0 | 0 | 0 | 0 | 0 | 7.3045e-17 | -3.6765e-15 | -5.0953e-15 | -7.3045e-17 | 3.6765e-15 | 5.0953e-15 | 4.147e-17 | 3.8445e-15 | -1.3042e-15 | -4.147e-17 | -3.8445e-15 | 1.3042e-15 | 0 | 0 | 0 | 0 | 0 | 0 | 0.95 | 0.95 | 0.95 | 0.95 | 0.95 | 0.95 | 3.1648e-15 | -120 | 120 | 2.3736e-15 | -120 | 120

## LL_min_fault_10
name | pf_ikss_a_from_ka | pf_ikss_b_from_ka | pf_ikss_c_from_ka | pf_ikss_a_to_ka | pf_ikss_b_to_ka | pf_ikss_c_to_ka | pf_skss_a_from_mw | pf_skss_b_from_mw | pf_skss_c_from_mw | pf_skss_a_to_mw | pf_skss_b_to_mw | pf_skss_c_to_mw | pf_p_a_from_mw | pf_p_b_from_mw | pf_p_c_from_mw | pf_p_a_to_mw | pf_p_b_to_mw | pf_p_c_to_mw | pf_q_a_from_mvar | pf_q_b_from_mvar | pf_q_c_from_mvar | pf_q_a_to_mvar | pf_q_b_to_mvar | pf_q_c_to_mvar | pf_ikss_a_from_degree | pf_ikss_b_from_degree | pf_ikss_c_from_degree | pf_ikss_a_to_degree | pf_ikss_b_to_degree | pf_ikss_c_to_degree | pf_vm_a_from_pu | pf_vm_b_from_pu | pf_vm_c_from_pu | pf_vm_a_to_pu | pf_vm_b_to_pu | pf_vm_c_to_pu | pf_va_a_from_degree | pf_va_b_from_degree | pf_va_c_from_degree | pf_va_a_to_degree | pf_va_b_to_degree | pf_va_c_to_degree
Line0_1_2 | 0 | 0 | 0 | 0 | 0 | 0 | 0 | 0 | 0 | 0 | 0 | 0 | 1.0926e-16 | -5.4994e-15 | -7.6217e-15 | -1.0926e-16 | 5.4994e-15 | 7.6217e-15 | 6.2032e-17 | 5.7508e-15 | -1.9509e-15 | -6.2032e-17 | -5.7508e-15 | 1.9509e-15 | 0 | 0 | 0 | 0 | 0 | 0 | 0.9 | 0.9 | 0.9 | 0.9 | 0.9 | 0.9 | 3.956e-15 | -120 | 120 | 2.6373e-15 | -120 | 120
Line10_11_12 | 0 | 0 | 0 | 0 | 0 | 0 | 0 | 0 | 0 | 0 | 0 | 0 | 6.5558e-17 | -3.2997e-15 | -4.573e-15 | -6.5558e-17 | 3.2997e-15 | 4.573e-15 | 3.7219e-17 | 3.4505e-15 | -1.1705e-15 | -3.7219e-17 | -3.4505e-15 | 1.1705e-15 | 0 | 0 | 0 | 0 | 0 | 0 | 0.9 | 0.9 | 0.9 | 0.9 | 0.9 | 0.9 | 2.3736e-15 | -120 | 120 | 1.5824e-15 | -120 | 120
Line11_12_13 | 0 | 0 | 0 | 0 | 0 | 0 | 0 | 0 | 0 | 0 | 0 | 0 | 6.5558e-17 | -3.2997e-15 | -4.573e-15 | -6.5558e-17 | 3.2997e-15 | 4.573e-15 | 3.7219e-17 | 3.4505e-15 | -1.1705e-15 | -3.7219e-17 | -3.4505e-15 | 1.1705e-15 | 0 | 0 | 0 | 0 | 0 | 0 | 0.9 | 0.9 | 0.9 | 0.9 | 0.9 | 0.9 | 1.5824e-15 | -120 | 120 | 7.912e-16 | -120 | 120
Line12_13_15 | 0 | 0 | 0 | 0 | 0 | 0 | 0 | 0 | 0 | 0 | 0 | 0 | 4.1314e-25 | 1.1666e-24 | -2.2938e-23 | -4.1314e-25 | -1.1666e-24 | 2.2938e-23 | -1.2304e-25 | 2.7275e-23 | 1.4228e-23 | 1.2304e-25 | -2.7275e-23 | -1.4228e-23 | 0 | 0 | 0 | 0 | 0 | 0 | 0.9 | 0.9 | 0.9 | 0.9 | 0.9 | 0.9 | 7.912e-16 | -120 | 120 | 7.912e-16 | -120 | 120
Line13_13_14 | 0 | 0 | 0 | 0 | 0 | 0 | 0 | 0 | 0 | 0 | 0 | 0 | 6.5558e-17 | -3.2997e-15 | -4.573e-15 | -6.5558e-17 | 3.2997e-15 | 4.573e-15 | 3.7219e-17 | 3.4505e-15 | -1.1705e-15 | -3.7219e-17 | -3.4505e-15 | 1.1705e-15 | 0 | 0 | 0 | 0 | 0 | 0 | 0.9 | 0.9 | 0.9 | 0.9 | 0.9 | 0.9 | 7.912e-16 | -120 | 120 | 1.3912e-26 | -120 | 120
Line14_15_16 | 0 | 0 | 0 | 0 | 0 | 0 | 0 | 0 | 0 | 0 | 0 | 0 | 2.7543e-25 | 7.7771e-25 | -1.5292e-23 | -2.7543e-25 | -7.7771e-25 | 1.5292e-23 | -8.2025e-26 | 1.8183e-23 | 9.4857e-24 | 8.2025e-26 | -1.8183e-23 | -9.4857e-24 | 0 | 0 | 0 | 0 | 0 | 0 | 0.9 | 0.9 | 0.9 | 0.9 | 0.9 | 0.9 | 7.912e-16 | -120 | 120 | 7.912e-16 | -120 | 120
Line15_16_17 | 0 | 0 | 0 | 0 | 0 | 0 | 0 | 0 | 0 | 0 | 0 | 0 | 1.3771e-25 | 3.8885e-25 | -7.6459e-24 | -1.3771e-25 | -3.8886e-25 | 7.6459e-24 | -4.1012e-26 | 9.0917e-24 | 4.7428e-24 | 4.1013e-26 | -9.0917e-24 | -4.7428e-24 | 0 | 0 | 0 | 0 | 0 | 0 | 0.9 | 0.9 | 0.9 | 0.9 | 0.9 | 0.9 | 7.912e-16 | -120 | 120 | 7.912e-16 | -120 | 120
Line16_4_18 | 0 | 0.050516 | 0.050516 | 0 | 0.050516 | 0.050516 | 0 | 0.011666 | 0.011666 | 0 | 0.011666 | 0.011666 | 0 | 0.010141 | 0.0027159 | 0 | -0.010092 | -0.0026669 | 0 | 0.0027191 | 0.010142 | 0 | -0.002668 | -0.010091 | 0 | -135.0091 | 44.9909 | 0 | 44.9909 | -135.0091 | 0.9 | 0.9 | 0.9 | 0.9 | 0.89482 | 0.89469 | -4.8955e-26 | -120 | 120 | 6.5047e-18 | -120.2009 | 120.1873
Line17_5_19 | 0 | 0 | 0 | 0 | 0 | 0 | 0 | 0 | 0 | 0 | 0 | 0 | 6.8856e-25 | 1.9443e-24 | -3.8229e-23 | -6.8856e-25 | -1.9443e-24 | 3.8229e-23 | -2.0506e-25 | 4.5458e-23 | 2.3714e-23 | 2.0506e-25 | -4.5458e-23 | -2.3714e-23 | 0 | 0 | 0 | 0 | 0 | 0 | 0.9 | 0.9 | 0.9 | 0.9 | 0.9 | 0.9 | 3.956e-15 | -120 | 120 | 3.956e-15 | -120 | 120
Line1_1_3 | 0 | 0 | 0 | 0 | 0 | 0 | 0 | 0 | 0 | 0 | 0 | 0 | 6.5558e-17 | -3.2997e-15 | -4.573e-15 | -6.5558e-17 | 3.2997e-15 | 4.573e-15 | 3.7219e-17 | 3.4505e-15 | -1.1705e-15 | -3.7219e-17 | -3.4505e-15 | 1.1705e-15 | 0 | 0 | 0 | 0 | 0 | 0 | 0.9 | 0.9 | 0.9 | 0.9 | 0.9 | 0.9 | 3.956e-15 | -120 | 120 | 3.1648e-15 | -120 | 120
Line2_1_4 | 0 | 0 | 0 | 0 | 0 | 0 | 0 | 0 | 0 | 0 | 0 | 0 | -3.3219e-16 | 3.5929e-14 | 2.8316e-14 | 3.3219e-16 | -3.5929e-14 | -2.8316e-14 | -5.0138e-16 | -1.2646e-14 | 2.4829e-14 | 5.0138e-16 | 1.2646e-14 | -2.4829e-14 | 0 | 0 | 0 | 0 | 0 | 0 | 0.9 | 0.9 | 0.9 | 0.9 | 0.9 | 0.9 | 3.956e-15 | -120 | 120 | -4.8955e-26 | -120 | 120
Line3_1_5 | 0 | 0 | 0 | 0 | 0 | 0 | 0 | 0 | 0 | 0 | 0 | 0 | 1.3771e-24 | 3.8886e-24 | -7.6459e-23 | -1.3771e-24 | -3.8885e-24 | 7.6459e-23 | -4.1013e-25 | 9.0917e-23 | 4.7428e-23 | 4.1012e-25 | -9.0917e-23 | -4.7428e-23 | 0 | 0 | 0 | 0 | 0 | 0 | 0.9 | 0.9 | 0.9 | 0.9 | 0.9 | 0.9 | 3.956e-15 | -120 | 120 | 3.956e-15 | -120 | 120
Line4_2_6 | 0 | 0 | 0 | 0 | 0 | 0 | 0 | 0 | 0 | 0 | 0 | 0 | 1.0926e-16 | -5.4994e-15 | -7.6217e-15 | -1.0926e-16 | 5.4994e-15 | 7.6217e-15 | 6.2032e-17 | 5.7508e-15 | -1.9509e-15 | -6.2032e-17 | -5.7508e-15 | 1.9509e-15 | 0 | 0 | 0 | 0 | 0 | 0 | 0.9 | 0.9 | 0.9 | 0.9 | 0.9 | 0.9 | 2.6373e-15 | -120 | 120 | 1.3187e-15 | -120 | 120
Line5_6_7 | 0 | 0 | 0 | 0 | 0 | 0 | 0 | 0 | 0 | 0 | 0 | 0 | 1.0926e-16 | -5.4994e-15 | -7.6217e-15 | -1.0926e-16 | 5.4994e-15 | 7.6217e-15 | 6.2032e-17 | 5.7508e-15 | -1.9509e-15 | -6.2032e-17 | -5.7508e-15 | 1.9509e-15 | 0 | 0 | 0 | 0 | 0 | 0 | 0.9 | 0.9 | 0.9 | 0.9 | 0.9 | 0.9 | 1.3187e-15 | -120 | 120 | 2.3186e-26 | -120 | 120
Line6_7_8 | 0 | 0 | 0 | 0 | 0 | 0 | 0 | 0 | 0 | 0 | 0 | 0 | 6.766e-37 | 1.8841e-34 | -6.5749e-35 | -6.766e-37 | -1.8841e-34 | 6.5749e-35 | -3.6057e-36 | 1.8148e-34 | 2.5152e-34 | 3.6057e-36 | -1.8148e-34 | -2.5152e-34 | 0 | 0 | 0 | 0 | 0 | 0 | 0.9 | 0.9 | 0.9 | 0.9 | 0.9 | 0.9 | 2.3186e-26 | -120 | 120 | 2.3186e-26 | -120 | 120
Line7_8_9 | 0 | 0 | 0 | 0 | 0 | 0 | 0 | 0 | 0 | 0 | 0 | 0 | 2.2553e-37 | 6.2802e-35 | -2.1916e-35 | -2.2553e-37 | -6.2802e-35 | 2.1916e-35 | -1.2019e-36 | 6.0494e-35 | 8.3839e-35 | 1.2019e-36 | -6.0494e-35 | -8.3839e-35 | 0 | 0 | 0 | 0 | 0 | 0 | 0.9 | 0.9 | 0.9 | 0.9 | 0.9 | 0.9 | 2.3186e-26 | -120 | 120 | 2.3186e-26 | -120 | 120
Line8_8_10 | 0 | 0 | 0 | 0 | 0 | 0 | 0 | 0 | 0 | 0 | 0 | 0 | 2.2553e-37 | 6.2802e-35 | -2.1916e-35 | -2.2553e-37 | -6.2802e-35 | 2.1916e-35 | -1.2019e-36 | 6.0494e-35 | 8.3839e-35 | 1.2019e-36 | -6.0494e-35 | -8.3839e-35 | 0 | 0 | 0 | 0 | 0 | 0 | 0.9 | 0.9 | 0.9 | 0.9 | 0.9 | 0.9 | 2.3186e-26 | -120 | 120 | 2.3186e-26 | -120 | 120
Line9_3_11 | 0 | 0 | 0 | 0 | 0 | 0 | 0 | 0 | 0 | 0 | 0 | 0 | 6.5558e-17 | -3.2997e-15 | -4.573e-15 | -6.5558e-17 | 3.2997e-15 | 4.573e-15 | 3.7219e-17 | 3.4505e-15 | -1.1705e-15 | -3.7219e-17 | -3.4505e-15 | 1.1705e-15 | 0 | 0 | 0 | 0 | 0 | 0 | 0.9 | 0.9 | 0.9 | 0.9 | 0.9 | 0.9 | 3.1648e-15 | -120 | 120 | 2.3736e-15 | -120 | 120

## LG_max_6
name | pf_ikss_a_from_ka | pf_ikss_b_from_ka | pf_ikss_c_from_ka | pf_ikss_a_to_ka | pf_ikss_b_to_ka | pf_ikss_c_to_ka | pf_skss_a_from_mw | pf_skss_b_from_mw | pf_skss_c_from_mw | pf_skss_a_to_mw | pf_skss_b_to_mw | pf_skss_c_to_mw | pf_p_a_from_mw | pf_p_b_from_mw | pf_p_c_from_mw | pf_p_a_to_mw | pf_p_b_to_mw | pf_p_c_to_mw | pf_q_a_from_mvar | pf_q_b_from_mvar | pf_q_c_from_mvar | pf_q_a_to_mvar | pf_q_b_to_mvar | pf_q_c_to_mvar | pf_ikss_a_from_degree | pf_ikss_b_from_degree | pf_ikss_c_from_degree | pf_ikss_a_to_degree | pf_ikss_b_to_degree | pf_ikss_c_to_degree | 3xI0 | pf_vm_a_from_pu | pf_vm_b_from_pu | pf_vm_c_from_pu | pf_vm_a_to_pu | pf_vm_b_to_pu | pf_vm_c_to_pu | pf_va_a_from_degree | pf_va_b_from_degree | pf_va_c_from_degree | pf_va_a_to_degree | pf_va_b_to_degree | pf_va_c_to_degree
Line0_1_2 | 0 | 0 | 0 | 0 | 0 | 0 | 0 | 0 | 0 | 0 | 0 | 0 | -4.5036e-12 | -5.0485e-13 | 2.0496e-12 | 4.5036e-12 | 5.0485e-13 | -2.0496e-12 | -3.065e-12 | 2.1012e-12 | -8.7524e-13 | 3.065e-12 | -2.1012e-12 | 8.7524e-13 | 0 | 0 | 0 | 0 | 0 | 0 |  | 1.05 | 1.05 | 1.05 | 1.05 | 1.05 | 1.05 | -1.2587e-10 | -120 | 120 | -8.3916e-11 | -120 | 120
Line10_11_12 | 0 | 0 | 0 | 0 | 0 | 0 | 0 | 0 | 0 | 0 | 0 | 0 | -2.7021e-12 | -3.0291e-13 | 1.2298e-12 | 2.7021e-12 | 3.0291e-13 | -1.2298e-12 | -1.839e-12 | 1.2607e-12 | -5.2514e-13 | 1.839e-12 | -1.2607e-12 | 5.2514e-13 | 0 | 0 | 0 | 0 | 0 | 0 |  | 1.05 | 1.05 | 1.05 | 1.05 | 1.05 | 1.05 | -7.5524e-11 | -120 | 120 | -5.035e-11 | -120 | 120
Line11_12_13 | 0 | 0 | 0 | 0 | 0 | 0 | 0 | 0 | 0 | 0 | 0 | 0 | -2.7021e-12 | -3.0291e-13 | 1.2298e-12 | 2.7021e-12 | 3.0291e-13 | -1.2298e-12 | -1.839e-12 | 1.2607e-12 | -5.2514e-13 | 1.839e-12 | -1.2607e-12 | 5.2514e-13 | 0 | 0 | 0 | 0 | 0 | 0 |  | 1.05 | 1.05 | 1.05 | 1.05 | 1.05 | 1.05 | -5.035e-11 | -120 | 120 | -2.5175e-11 | -120 | 120
Line12_13_15 | 0 | 0 | 0 | 0 | 0 | 0 | 0 | 0 | 0 | 0 | 0 | 0 | 3.7152e-20 | 5.7794e-20 | -1.0316e-19 | -2.1732e-20 | -3.8795e-20 | 6.874e-20 | 9.7852e-20 | -8.497e-20 | -7.8344e-21 | -6.7011e-20 | 5.6195e-20 | 5.7684e-21 | 0 | 0 | 0 | 0 | 0 | 0 |  | 1.05 | 1.05 | 1.05 | 1.05 | 1.05 | 1.05 | -2.5175e-11 | -120 | 120 | -2.5175e-11 | -120 | 120
Line13_13_14 | 0 | 0 | 0 | 0 | 0 | 0 | 0 | 0 | 0 | 0 | 0 | 0 | -2.7021e-12 | -3.0291e-13 | 1.2298e-12 | 2.7021e-12 | 3.0291e-13 | -1.2298e-12 | -1.839e-12 | 1.2607e-12 | -5.2514e-13 | 1.839e-12 | -1.2607e-12 | 5.2514e-13 | 0 | 0 | 0 | 0 | 0 | 0 |  | 1.05 | 1.05 | 1.05 | 1.05 | 1.05 | 1.05 | -2.5175e-11 | -120 | 120 | -4.2128e-22 | -120 | 120
Line14_15_16 | 0 | 0 | 0 | 0 | 0 | 0 | 0 | 0 | 0 | 0 | 0 | 0 | 2.4768e-20 | 3.853e-20 | -6.8773e-20 | -9.3476e-21 | -1.9531e-20 | 3.4354e-20 | 6.5235e-20 | -5.6647e-20 | -5.2229e-21 | -3.4394e-20 | 2.7872e-20 | 3.157e-21 | 0 | 0 | 0 | 0 | 0 | 0 |  | 1.05 | 1.05 | 1.05 | 1.05 | 1.05 | 1.05 | -2.5175e-11 | -120 | 120 | -2.5175e-11 | -120 | 120
Line15_16_17 | 0 | 0 | 0 | 0 | 0 | 0 | 0 | 0 | 0 | 0 | 0 | 0 | 1.2384e-20 | 1.9265e-20 | -3.4387e-20 | 3.0365e-21 | -2.6584e-22 | -3.2967e-23 | 3.2617e-20 | -2.8323e-20 | -2.6115e-21 | -1.7762e-21 | -4.5172e-22 | 5.4549e-22 | 0 | 0 | 0 | 0 | 0 | 0 |  | 1.05 | 1.05 | 1.05 | 1.05 | 1.05 | 1.05 | -2.5175e-11 | -120 | 120 | -2.5175e-11 | -120 | 120
Line16_4_18 | 13.0132 | 0 | 0 | 13.0132 | 0 | 0 | 3.0053 | 0 | 0 | 3.0053 | 0 | 0 | 1.4112 | 7.5946e-09 | -8.4031e-09 | 5.9832e-13 | 2.4255e-10 | 2.4255e-10 | 2.8224 | -5.3183e-09 | -3.918e-09 | 1.3526e-12 | 7.0018e-10 | -7.0018e-10 | -63.4349 | 0 | 0 | 116.5651 | 0 | 0 |  | 1.05 | 1.05 | 1.05 | 0 | 0.96234 | 0.96234 | -2.2002e-10 | -120 | 120 | 0 | -109.1066 | 109.1066
Line17_5_19 | 0 | 0 | 0 | 0 | 0 | 0 | 0 | 0 | 0 | 0 | 0 | 0 | 6.192e-20 | 9.6324e-20 | -1.7193e-19 | 1.5183e-20 | -1.3292e-21 | -1.6484e-22 | 1.6309e-19 | -1.4162e-19 | -1.3057e-20 | -8.881e-21 | -2.2586e-21 | 2.7275e-21 | 0 | 0 | 0 | 0 | 0 | 0 |  | 1.05 | 1.05 | 1.05 | 1.05 | 1.05 | 1.05 | -1.2587e-10 | -120 | 120 | -1.2587e-10 | -120 | 120
Line1_1_3 | 0 | 0 | 0 | 0 | 0 | 0 | 0 | 0 | 0 | 0 | 0 | 0 | -2.7021e-12 | -3.0291e-13 | 1.2298e-12 | 2.7021e-12 | 3.0291e-13 | -1.2298e-12 | -1.839e-12 | 1.2607e-12 | -5.2514e-13 | 1.839e-12 | -1.2607e-12 | 5.2514e-13 | 0 | 0 | 0 | 0 | 0 | 0 |  | 1.05 | 1.05 | 1.05 | 1.05 | 1.05 | 1.05 | -1.2587e-10 | -120 | 120 | -1.007e-10 | -120 | 120
Line2_1_4 | 0 | 0 | 0 | 0 | 0 | 0 | 0 | 0 | 0 | 0 | 0 | 0 | 1.1073e-11 | -1.1533e-13 | -2.7365e-13 | -1.1073e-11 | 1.1533e-13 | 2.7365e-13 | 9.8662e-12 | -1.7076e-13 | 1.3287e-12 | -9.8662e-12 | 1.7076e-13 | -1.3287e-12 | 0 | 0 | 0 | 0 | 0 | 0 |  | 1.05 | 1.05 | 1.05 | 1.05 | 1.05 | 1.05 | -1.2587e-10 | -120 | 120 | -2.2002e-10 | -120 | 120
Line3_1_5 | 0 | 0 | 0 | 0 | 0 | 0 | 0 | 0 | 0 | 0 | 0 | 0 | 1.2384e-19 | 1.9265e-19 | -3.4387e-19 | -4.6738e-20 | -9.7653e-20 | 1.7177e-19 | 3.2617e-19 | -2.8323e-19 | -2.6115e-20 | -1.7197e-19 | 1.3936e-19 | 1.5785e-20 | 0 | 0 | 0 | 0 | 0 | 0 |  | 1.05 | 1.05 | 1.05 | 1.05 | 1.05 | 1.05 | -1.2587e-10 | -120 | 120 | -1.2587e-10 | -120 | 120
Line4_2_6 | 0 | 0 | 0 | 0 | 0 | 0 | 0 | 0 | 0 | 0 | 0 | 0 | -4.5036e-12 | -5.0485e-13 | 2.0496e-12 | 4.5036e-12 | 5.0485e-13 | -2.0496e-12 | -3.065e-12 | 2.1012e-12 | -8.7524e-13 | 3.065e-12 | -2.1012e-12 | 8.7524e-13 | 0 | 0 | 0 | 0 | 0 | 0 |  | 1.05 | 1.05 | 1.05 | 1.05 | 1.05 | 1.05 | -8.3916e-11 | -120 | 120 | -4.1958e-11 | -120 | 120
Line5_6_7 | 0 | 0 | 0 | 0 | 0 | 0 | 0 | 0 | 0 | 0 | 0 | 0 | -4.5036e-12 | -5.0485e-13 | 2.0496e-12 | 4.5036e-12 | 5.0485e-13 | -2.0496e-12 | -3.065e-12 | 2.1012e-12 | -8.7524e-13 | 3.065e-12 | -2.1012e-12 | 8.7524e-13 | 0 | 0 | 0 | 0 | 0 | 0 |  | 1.05 | 1.05 | 1.05 | 1.05 | 1.05 | 1.05 | -4.1958e-11 | -120 | 120 | -7.0214e-22 | -120 | 120
Line6_7_8 | 0 | 0 | 0 | 0 | 0 | 0 | 0 | 0 | 0 | 0 | 0 | 0 | 1.8723e-30 | 3.6412e-31 | -2.2982e-30 | -1.2144e-30 | -2.6575e-31 | 1.5419e-30 | 1.629e-30 | -2.4329e-30 | 9.0157e-31 | -1.1355e-30 | 1.6164e-30 | -5.785e-31 | 0 | 0 | 0 | 0 | 0 | 0 |  | 1.05 | 1.05 | 1.05 | 1.05 | 1.05 | 1.05 | -7.0214e-22 | -120 | 120 | -7.0214e-22 | -120 | 120
Line7_8_9 | 0 | 0 | 0 | 0 | 0 | 0 | 0 | 0 | 0 | 0 | 0 | 0 | 6.2411e-31 | 1.2137e-31 | -7.6606e-31 | 3.383e-32 | -2.2998e-32 | 9.7428e-33 | 5.43e-31 | -8.1097e-31 | 3.0052e-31 | -4.9539e-32 | -5.5534e-33 | 2.2546e-32 | 0 | 0 | 0 | 0 | 0 | 0 |  | 1.05 | 1.05 | 1.05 | 1.05 | 1.05 | 1.05 | -7.0214e-22 | -120 | 120 | -7.0214e-22 | -120 | 120
Line8_8_10 | 0 | 0 | 0 | 0 | 0 | 0 | 0 | 0 | 0 | 0 | 0 | 0 | 6.2411e-31 | 1.2137e-31 | -7.6606e-31 | 3.383e-32 | -2.2998e-32 | 9.7428e-33 | 5.43e-31 | -8.1097e-31 | 3.0052e-31 | -4.9539e-32 | -5.5534e-33 | 2.2546e-32 | 0 | 0 | 0 | 0 | 0 | 0 |  | 1.05 | 1.05 | 1.05 | 1.05 | 1.05 | 1.05 | -7.0214e-22 | -120 | 120 | -7.0214e-22 | -120 | 120
Line9_3_11 | 0 | 0 | 0 | 0 | 0 | 0 | 0 | 0 | 0 | 0 | 0 | 0 | -2.7021e-12 | -3.0291e-13 | 1.2298e-12 | 2.7021e-12 | 3.0291e-13 | -1.2298e-12 | -1.839e-12 | 1.2607e-12 | -5.2514e-13 | 1.839e-12 | -1.2607e-12 | 5.2514e-13 | 0 | 0 | 0 | 0 | 0 | 0 |  | 1.05 | 1.05 | 1.05 | 1.05 | 1.05 | 1.05 | -1.007e-10 | -120 | 120 | -7.5524e-11 | -120 | 120

## LG_max_10
name | pf_ikss_a_from_ka | pf_ikss_b_from_ka | pf_ikss_c_from_ka | pf_ikss_a_to_ka | pf_ikss_b_to_ka | pf_ikss_c_to_ka | pf_skss_a_from_mw | pf_skss_b_from_mw | pf_skss_c_from_mw | pf_skss_a_to_mw | pf_skss_b_to_mw | pf_skss_c_to_mw | pf_p_a_from_mw | pf_p_b_from_mw | pf_p_c_from_mw | pf_p_a_to_mw | pf_p_b_to_mw | pf_p_c_to_mw | pf_q_a_from_mvar | pf_q_b_from_mvar | pf_q_c_from_mvar | pf_q_a_to_mvar | pf_q_b_to_mvar | pf_q_c_to_mvar | pf_ikss_a_from_degree | pf_ikss_b_from_degree | pf_ikss_c_from_degree | pf_ikss_a_to_degree | pf_ikss_b_to_degree | pf_ikss_c_to_degree | 3xI0 | pf_vm_a_from_pu | pf_vm_b_from_pu | pf_vm_c_from_pu | pf_vm_a_to_pu | pf_vm_b_to_pu | pf_vm_c_to_pu | pf_va_a_from_degree | pf_va_b_from_degree | pf_va_c_from_degree | pf_va_a_to_degree | pf_va_b_to_degree | pf_va_c_to_degree
Line0_1_2 | 0 | 0 | 0 | 0 | 0 | 0 | 0 | 0 | 0 | 0 | 0 | 0 | -4.9737e-12 | -5.5091e-13 | 2.2291e-12 | 4.9737e-12 | 5.5091e-13 | -2.2291e-12 | -3.3938e-12 | 2.2836e-12 | -9.5718e-13 | 3.3938e-12 | -2.2836e-12 | 9.5718e-13 | 0 | 0 | 0 | 0 | 0 | 0 |  | 1.1 | 1.1 | 1.1 | 1.1 | 1.1 | 1.1 | -1.2673e-10 | -120 | 120 | -8.4487e-11 | -120 | 120
Line10_11_12 | 0 | 0 | 0 | 0 | 0 | 0 | 0 | 0 | 0 | 0 | 0 | 0 | -2.9842e-12 | -3.3054e-13 | 1.3375e-12 | 2.9842e-12 | 3.3054e-13 | -1.3375e-12 | -2.0363e-12 | 1.3701e-12 | -5.7431e-13 | 2.0363e-12 | -1.3701e-12 | 5.7431e-13 | 0 | 0 | 0 | 0 | 0 | 0 |  | 1.1 | 1.1 | 1.1 | 1.1 | 1.1 | 1.1 | -7.6038e-11 | -120 | 120 | -5.0692e-11 | -120 | 120
Line11_12_13 | 0 | 0 | 0 | 0 | 0 | 0 | 0 | 0 | 0 | 0 | 0 | 0 | -2.9842e-12 | -3.3054e-13 | 1.3375e-12 | 2.9842e-12 | 3.3054e-13 | -1.3375e-12 | -2.0363e-12 | 1.3701e-12 | -5.7431e-13 | 2.0363e-12 | -1.3701e-12 | 5.7431e-13 | 0 | 0 | 0 | 0 | 0 | 0 |  | 1.1 | 1.1 | 1.1 | 1.1 | 1.1 | 1.1 | -5.0692e-11 | -120 | 120 | -2.5346e-11 | -120 | 120
Line12_13_15 | 0 | 0 | 0 | 0 | 0 | 0 | 0 | 0 | 0 | 0 | 0 | 0 | 4.0662e-20 | 6.3378e-20 | -1.1324e-19 | -2.3738e-20 | -4.2526e-20 | 7.5459e-20 | 1.0743e-19 | -9.3291e-20 | -8.5438e-21 | -7.3585e-20 | 6.171e-20 | 6.2764e-21 | 0 | 0 | 0 | 0 | 0 | 0 |  | 1.1 | 1.1 | 1.1 | 1.1 | 1.1 | 1.1 | -2.5346e-11 | -120 | 120 | -2.5346e-11 | -120 | 120
Line13_13_14 | 0 | 0 | 0 | 0 | 0 | 0 | 0 | 0 | 0 | 0 | 0 | 0 | -2.9842e-12 | -3.3054e-13 | 1.3375e-12 | 2.9842e-12 | 3.3054e-13 | -1.3375e-12 | -2.0363e-12 | 1.3701e-12 | -5.7431e-13 | 2.0363e-12 | -1.3701e-12 | 5.7431e-13 | 0 | 0 | 0 | 0 | 0 | 0 |  | 1.1 | 1.1 | 1.1 | 1.1 | 1.1 | 1.1 | -2.5346e-11 | -120 | 120 | -4.2393e-22 | -120 | 120
Line14_15_16 | 0 | 0 | 0 | 0 | 0 | 0 | 0 | 0 | 0 | 0 | 0 | 0 | 2.7108e-20 | 4.2252e-20 | -7.549e-20 | -1.0184e-20 | -2.14e-20 | 3.7714e-20 | 7.1622e-20 | -6.2194e-20 | -5.6959e-21 | -3.7774e-20 | 3.0613e-20 | 3.4284e-21 | 0 | 0 | 0 | 0 | 0 | 0 |  | 1.1 | 1.1 | 1.1 | 1.1 | 1.1 | 1.1 | -2.5346e-11 | -120 | 120 | -2.5346e-11 | -120 | 120
Line15_16_17 | 0 | 0 | 0 | 0 | 0 | 0 | 0 | 0 | 0 | 0 | 0 | 0 | 1.3554e-20 | 2.1126e-20 | -3.7745e-20 | 3.3701e-21 | -2.7447e-22 | -3.0601e-23 | 3.5811e-20 | -3.1097e-20 | -2.8479e-21 | -1.9627e-21 | -4.8385e-22 | 5.8051e-22 | 0 | 0 | 0 | 0 | 0 | 0 |  | 1.1 | 1.1 | 1.1 | 1.1 | 1.1 | 1.1 | -2.5346e-11 | -120 | 120 | -2.5346e-11 | -120 | 120
Line16_4_18 | 13.6329 | 0 | 0 | 13.6329 | 0 | 0 | 3.1484 | 0 | 0 | 3.1484 | 0 | 0 | 1.5488 | 8.3351e-09 | -9.2225e-09 | 6.5613e-13 | 2.662e-10 | 2.662e-10 | 3.0976 | -5.8369e-09 | -4.3e-09 | 1.4837e-12 | 7.6845e-10 | -7.6845e-10 | -63.4349 | 0 | 0 | 116.5651 | 0 | 0 |  | 1.1 | 1.1 | 1.1 | 0 | 1.0082 | 1.0082 | -2.2002e-10 | -120 | 120 | 0 | -109.1066 | 109.1066
Line17_5_19 | 0 | 0 | 0 | 0 | 0 | 0 | 0 | 0 | 0 | 0 | 0 | 0 | 6.777e-20 | 1.0563e-19 | -1.8873e-19 | 1.685e-20 | -1.3724e-21 | -1.5301e-22 | 1.7906e-19 | -1.5549e-19 | -1.424e-20 | -9.8133e-21 | -2.4193e-21 | 2.9026e-21 | 0 | 0 | 0 | 0 | 0 | 0 |  | 1.1 | 1.1 | 1.1 | 1.1 | 1.1 | 1.1 | -1.2673e-10 | -120 | 120 | -1.2673e-10 | -120 | 120
Line1_1_3 | 0 | 0 | 0 | 0 | 0 | 0 | 0 | 0 | 0 | 0 | 0 | 0 | -2.9842e-12 | -3.3054e-13 | 1.3375e-12 | 2.9842e-12 | 3.3054e-13 | -1.3375e-12 | -2.0363e-12 | 1.3701e-12 | -5.7431e-13 | 2.0363e-12 | -1.3701e-12 | 5.7431e-13 | 0 | 0 | 0 | 0 | 0 | 0 |  | 1.1 | 1.1 | 1.1 | 1.1 | 1.1 | 1.1 | -1.2673e-10 | -120 | 120 | -1.0138e-10 | -120 | 120
Line2_1_4 | 0 | 0 | 0 | 0 | 0 | 0 | 0 | 0 | 0 | 0 | 0 | 0 | 1.2059e-11 | -1.1706e-13 | -3.613e-13 | -1.2059e-11 | 1.1706e-13 | 3.613e-13 | 1.0738e-11 | -2.5504e-13 | 1.4685e-12 | -1.0738e-11 | 2.5504e-13 | -1.4685e-12 | 0 | 0 | 0 | 0 | 0 | 0 |  | 1.1 | 1.1 | 1.1 | 1.1 | 1.1 | 1.1 | -1.2673e-10 | -120 | 120 | -2.2002e-10 | -120 | 120
Line3_1_5 | 0 | 0 | 0 | 0 | 0 | 0 | 0 | 0 | 0 | 0 | 0 | 0 | 1.3554e-19 | 2.1126e-19 | -3.7745e-19 | -5.092e-20 | -1.07e-19 | 1.8857e-19 | 3.5811e-19 | -3.1097e-19 | -2.8479e-20 | -1.8887e-19 | 1.5307e-19 | 1.7142e-20 | 0 | 0 | 0 | 0 | 0 | 0 |  | 1.1 | 1.1 | 1.1 | 1.1 | 1.1 | 1.1 | -1.2673e-10 | -120 | 120 | -1.2673e-10 | -120 | 120
Line4_2_6 | 0 | 0 | 0 | 0 | 0 | 0 | 0 | 0 | 0 | 0 | 0 | 0 | -4.9737e-12 | -5.5091e-13 | 2.2291e-12 | 4.9737e-12 | 5.5091e-13 | -2.2291e-12 | -3.3938e-12 | 2.2836e-12 | -9.5718e-13 | 3.3938e-12 | -2.2836e-12 | 9.5718e-13 | 0 | 0 | 0 | 0 | 0 | 0 |  | 1.1 | 1.1 | 1.1 | 1.1 | 1.1 | 1.1 | -8.4487e-11 | -120 | 120 | -4.2243e-11 | -120 | 120
Line5_6_7 | 0 | 0 | 0 | 0 | 0 | 0 | 0 | 0 | 0 | 0 | 0 | 0 | -4.9737e-12 | -5.5091e-13 | 2.2291e-12 | 4.9737e-12 | 5.5091e-13 | -2.2291e-12 | -3.3938e-12 | 2.2836e-12 | -9.5718e-13 | 3.3938e-12 | -2.2836e-12 | 9.5718e-13 | 0 | 0 | 0 | 0 | 0 | 0 |  | 1.1 | 1.1 | 1.1 | 1.1 | 1.1 | 1.1 | -4.2243e-11 | -120 | 120 | -7.0655e-22 | -120 | 120
Line6_7_8 | 0 | 0 | 0 | 0 | 0 | 0 | 0 | 0 | 0 | 0 | 0 | 0 | 2.0538e-30 | 3.9877e-31 | -2.5223e-30 | -1.3317e-30 | -2.9081e-31 | 1.6922e-30 | 1.7889e-30 | -2.6702e-30 | 9.9014e-31 | -1.2473e-30 | 1.7741e-30 | -6.3558e-31 | 0 | 0 | 0 | 0 | 0 | 0 |  | 1.1 | 1.1 | 1.1 | 1.1 | 1.1 | 1.1 | -7.0655e-22 | -120 | 120 | -7.0655e-22 | -120 | 120
Line7_8_9 | 0 | 0 | 0 | 0 | 0 | 0 | 0 | 0 | 0 | 0 | 0 | 0 | 6.846e-31 | 1.3292e-31 | -8.4076e-31 | 3.7494e-32 | -2.4957e-32 | 1.0691e-32 | 5.9628e-31 | -8.9008e-31 | 3.3005e-31 | -5.4711e-32 | -6.06e-33 | 2.452e-32 | 0 | 0 | 0 | 0 | 0 | 0 |  | 1.1 | 1.1 | 1.1 | 1.1 | 1.1 | 1.1 | -7.0655e-22 | -120 | 120 | -7.0655e-22 | -120 | 120
Line8_8_10 | 0 | 0 | 0 | 0 | 0 | 0 | 0 | 0 | 0 | 0 | 0 | 0 | 6.846e-31 | 1.3292e-31 | -8.4076e-31 | 3.7494e-32 | -2.4957e-32 | 1.0691e-32 | 5.9628e-31 | -8.9008e-31 | 3.3005e-31 | -5.4711e-32 | -6.06e-33 | 2.452e-32 | 0 | 0 | 0 | 0 | 0 | 0 |  | 1.1 | 1.1 | 1.1 | 1.1 | 1.1 | 1.1 | -7.0655e-22 | -120 | 120 | -7.0655e-22 | -120 | 120
Line9_3_11 | 0 | 0 | 0 | 0 | 0 | 0 | 0 | 0 | 0 | 0 | 0 | 0 | -2.9842e-12 | -3.3054e-13 | 1.3375e-12 | 2.9842e-12 | 3.3054e-13 | -1.3375e-12 | -2.0363e-12 | 1.3701e-12 | -5.7431e-13 | 2.0363e-12 | -1.3701e-12 | 5.7431e-13 | 0 | 0 | 0 | 0 | 0 | 0 |  | 1.1 | 1.1 | 1.1 | 1.1 | 1.1 | 1.1 | -1.0138e-10 | -120 | 120 | -7.6038e-11 | -120 | 120

## LG_max_fault_6
name | pf_ikss_a_from_ka | pf_ikss_b_from_ka | pf_ikss_c_from_ka | pf_ikss_a_to_ka | pf_ikss_b_to_ka | pf_ikss_c_to_ka | pf_skss_a_from_mw | pf_skss_b_from_mw | pf_skss_c_from_mw | pf_skss_a_to_mw | pf_skss_b_to_mw | pf_skss_c_to_mw | pf_p_a_from_mw | pf_p_b_from_mw | pf_p_c_from_mw | pf_p_a_to_mw | pf_p_b_to_mw | pf_p_c_to_mw | pf_q_a_from_mvar | pf_q_b_from_mvar | pf_q_c_from_mvar | pf_q_a_to_mvar | pf_q_b_to_mvar | pf_q_c_to_mvar | pf_ikss_a_from_degree | pf_ikss_b_from_degree | pf_ikss_c_from_degree | pf_ikss_a_to_degree | pf_ikss_b_to_degree | pf_ikss_c_to_degree | 3xI0 | pf_vm_a_from_pu | pf_vm_b_from_pu | pf_vm_c_from_pu | pf_vm_a_to_pu | pf_vm_b_to_pu | pf_vm_c_to_pu | pf_va_a_from_degree | pf_va_b_from_degree | pf_va_c_from_degree | pf_va_a_to_degree | pf_va_b_to_degree | pf_va_c_to_degree
Line0_1_2 | 0 | 0 | 0 | 0 | 0 | 0 | 0 | 0 | 0 | 0 | 0 | 0 | -1.3636e-14 | 6.2214e-16 | 4.5261e-15 | 1.3636e-14 | -6.2214e-16 | -4.5261e-15 | -3.9317e-15 | 5.6396e-15 | -3.9032e-15 | 3.9317e-15 | -5.6396e-15 | 3.9032e-15 | 0 | 0 | 0 | 0 | 0 | 0 |  | 1.05 | 1.05 | 1.05 | 1.05 | 1.05 | 1.05 | -4.8368e-13 | -120 | 120 | -3.2245e-13 | -120 | 120
Line10_11_12 | 0 | 0 | 0 | 0 | 0 | 0 | 0 | 0 | 0 | 0 | 0 | 0 | -8.1817e-15 | 3.7328e-16 | 2.7156e-15 | 8.1817e-15 | -3.7328e-16 | -2.7156e-15 | -2.359e-15 | 3.3838e-15 | -2.3419e-15 | 2.359e-15 | -3.3838e-15 | 2.3419e-15 | 0 | 0 | 0 | 0 | 0 | 0 |  | 1.05 | 1.05 | 1.05 | 1.05 | 1.05 | 1.05 | -2.9021e-13 | -120 | 120 | -1.9347e-13 | -120 | 120
Line11_12_13 | 0 | 0 | 0 | 0 | 0 | 0 | 0 | 0 | 0 | 0 | 0 | 0 | -8.1817e-15 | 3.7328e-16 | 2.7156e-15 | 8.1817e-15 | -3.7328e-16 | -2.7156e-15 | -2.359e-15 | 3.3838e-15 | -2.3419e-15 | 2.359e-15 | -3.3838e-15 | 2.3419e-15 | 0 | 0 | 0 | 0 | 0 | 0 |  | 1.05 | 1.05 | 1.05 | 1.05 | 1.05 | 1.05 | -1.9347e-13 | -120 | 120 | -9.6736e-14 | -120 | 120
Line12_13_15 | 0 | 0 | 0 | 0 | 0 | 0 | 0 | 0 | 0 | 0 | 0 | 0 | 1.7393e-22 | 7.3831e-23 | -2.637e-22 | -1.0989e-22 | -5.0299e-23 | 1.7613e-22 | 2.1291e-22 | -2.6025e-22 | 6.5626e-23 | -1.4877e-22 | 1.7271e-22 | -4.2239e-23 | 0 | 0 | 0 | 0 | 0 | 0 |  | 1.05 | 1.05 | 1.05 | 1.05 | 1.05 | 1.05 | -9.6736e-14 | -120 | 120 | -9.6736e-14 | -120 | 120
Line13_13_14 | 0 | 0 | 0 | 0 | 0 | 0 | 0 | 0 | 0 | 0 | 0 | 0 | -8.1817e-15 | 3.7328e-16 | 2.7156e-15 | 8.1817e-15 | -3.7328e-16 | -2.7156e-15 | -2.359e-15 | 3.3838e-15 | -2.3419e-15 | 2.359e-15 | -3.3838e-15 | 2.3419e-15 | 0 | 0 | 0 | 0 | 0 | 0 |  | 1.05 | 1.05 | 1.05 | 1.05 | 1.05 | 1.05 | -9.6736e-14 | -120 | 120 | -1.2756e-24 | -120 | 120
Line14_15_16 | 0 | 0 | 0 | 0 | 0 | 0 | 0 | 0 | 0 | 0 | 0 | 0 | 1.1596e-22 | 4.9221e-23 | -1.758e-22 | -5.1917e-23 | -2.5689e-23 | 8.823e-23 | 1.4194e-22 | -1.735e-22 | 4.3751e-23 | -7.7796e-23 | 8.5966e-23 | -2.0364e-23 | 0 | 0 | 0 | 0 | 0 | 0 |  | 1.05 | 1.05 | 1.05 | 1.05 | 1.05 | 1.05 | -9.6736e-14 | -120 | 120 | -9.6736e-14 | -120 | 120
Line15_16_17 | 0 | 0 | 0 | 0 | 0 | 0 | 0 | 0 | 0 | 0 | 0 | 0 | 5.7978e-23 | 2.461e-23 | -8.7901e-23 | 6.0611e-24 | -1.0782e-24 | 3.2954e-25 | 7.0971e-23 | -8.6749e-23 | 2.1875e-23 | -6.8252e-24 | -7.8312e-25 | 1.5113e-24 | 0 | 0 | 0 | 0 | 0 | 0 |  | 1.05 | 1.05 | 1.05 | 1.05 | 1.05 | 1.05 | -9.6736e-14 | -120 | 120 | -9.6736e-14 | -120 | 120
Line16_4_18 | 0.034207 | 0 | 0 | 0.034207 | 0 | 0 | 0.0078998 | 0 | 0 | 0.0078998 | 0 | 0 | 0.0058605 | 1.4535e-11 | -2.421e-11 | -0.0058507 | 1.5878e-12 | 4.2669e-13 | 0.0058702 | -1.9564e-11 | -2.8055e-12 | -0.0058507 | 1.4114e-12 | -2.0818e-12 | -45.0476 | 0 | 0 | 134.9524 | 0 | 0 |  | 1.05 | 1.05 | 1.05 | 1.0474 | 1.0496 | 1.0499 | -9.1369e-13 | -120 | 120 | -0.047627 | -119.98 | 119.9705
Line17_5_19 | 0 | 0 | 0 | 0 | 0 | 0 | 0 | 0 | 0 | 0 | 0 | 0 | 2.8989e-22 | 1.2305e-22 | -4.395e-22 | 3.0306e-23 | -5.3912e-24 | 1.6477e-24 | 3.5485e-22 | -4.3374e-22 | 1.0938e-22 | -3.4126e-23 | -3.9156e-24 | 7.5564e-24 | 0 | 0 | 0 | 0 | 0 | 0 |  | 1.05 | 1.05 | 1.05 | 1.05 | 1.05 | 1.05 | -4.8368e-13 | -120 | 120 | -4.8368e-13 | -120 | 120
Line1_1_3 | 0 | 0 | 0 | 0 | 0 | 0 | 0 | 0 | 0 | 0 | 0 | 0 | -8.1817e-15 | 3.7328e-16 | 2.7156e-15 | 8.1817e-15 | -3.7328e-16 | -2.7156e-15 | -2.359e-15 | 3.3838e-15 | -2.3419e-15 | 2.359e-15 | -3.3838e-15 | 2.3419e-15 | 0 | 0 | 0 | 0 | 0 | 0 |  | 1.05 | 1.05 | 1.05 | 1.05 | 1.05 | 1.05 | -4.8368e-13 | -120 | 120 | -3.8695e-13 | -120 | 120
Line2_1_4 | 0 | 0 | 0 | 0 | 0 | 0 | 0 | 0 | 0 | 0 | 0 | 0 | 3.5185e-14 | -1.0461e-15 | -1.9766e-16 | -3.5185e-14 | 1.0461e-15 | 1.9766e-16 | 1.5368e-14 | -3.9166e-16 | 3.48e-15 | -1.5368e-14 | 3.9166e-16 | -3.48e-15 | 0 | 0 | 0 | 0 | 0 | 0 |  | 1.05 | 1.05 | 1.05 | 1.05 | 1.05 | 1.05 | -4.8368e-13 | -120 | 120 | -9.1369e-13 | -120 | 120
Line3_1_5 | 0 | 0 | 0 | 0 | 0 | 0 | 0 | 0 | 0 | 0 | 0 | 0 | 5.7978e-22 | 2.461e-22 | -8.7901e-22 | -2.5958e-22 | -1.2844e-22 | 4.4115e-22 | 7.0971e-22 | -8.6749e-22 | 2.1875e-22 | -3.8898e-22 | 4.2983e-22 | -1.0182e-22 | 0 | 0 | 0 | 0 | 0 | 0 |  | 1.05 | 1.05 | 1.05 | 1.05 | 1.05 | 1.05 | -4.8368e-13 | -120 | 120 | -4.8368e-13 | -120 | 120
Line4_2_6 | 0 | 0 | 0 | 0 | 0 | 0 | 0 | 0 | 0 | 0 | 0 | 0 | -1.3636e-14 | 6.2214e-16 | 4.5261e-15 | 1.3636e-14 | -6.2214e-16 | -4.5261e-15 | -3.9317e-15 | 5.6396e-15 | -3.9032e-15 | 3.9317e-15 | -5.6396e-15 | 3.9032e-15 | 0 | 0 | 0 | 0 | 0 | 0 |  | 1.05 | 1.05 | 1.05 | 1.05 | 1.05 | 1.05 | -3.2245e-13 | -120 | 120 | -1.6123e-13 | -120 | 120
Line5_6_7 | 0 | 0 | 0 | 0 | 0 | 0 | 0 | 0 | 0 | 0 | 0 | 0 | -1.3636e-14 | 6.2214e-16 | 4.5261e-15 | 1.3636e-14 | -6.2214e-16 | -4.5261e-15 | -3.9317e-15 | 5.6396e-15 | -3.9032e-15 | 3.9317e-15 | -5.6396e-15 | 3.9032e-15 | 0 | 0 | 0 | 0 | 0 | 0 |  | 1.05 | 1.05 | 1.05 | 1.05 | 1.05 | 1.05 | -1.6123e-13 | -120 | 120 | -2.126e-24 | -120 | 120
Line6_7_8 | 0 | 0 | 0 | 0 | 0 | 0 | 0 | 0 | 0 | 0 | 0 | 0 | 6.0222e-33 | -1.1081e-33 | -4.9842e-33 | -3.9718e-33 | 6.7644e-34 | 3.3655e-33 | 2.5061e-33 | -6.3756e-33 | 4.1497e-33 | -1.8207e-33 | 4.2572e-33 | -2.7166e-33 | 0 | 0 | 0 | 0 | 0 | 0 |  | 1.05 | 1.05 | 1.05 | 1.05 | 1.05 | 1.05 | -2.126e-24 | -120 | 120 | -2.126e-24 | -120 | 120
Line7_8_9 | 0 | 0 | 0 | 0 | 0 | 0 | 0 | 0 | 0 | 0 | 0 | 0 | 2.0074e-33 | -3.6937e-34 | -1.6614e-33 | 4.2995e-35 | -6.229e-35 | 4.2681e-35 | 8.3535e-34 | -2.1252e-33 | 1.3832e-33 | -1.5e-34 | 6.8435e-36 | 4.9787e-35 | 0 | 0 | 0 | 0 | 0 | 0 |  | 1.05 | 1.05 | 1.05 | 1.05 | 1.05 | 1.05 | -2.126e-24 | -120 | 120 | -2.126e-24 | -120 | 120
Line8_8_10 | 0 | 0 | 0 | 0 | 0 | 0 | 0 | 0 | 0 | 0 | 0 | 0 | 2.0074e-33 | -3.6937e-34 | -1.6614e-33 | 4.2995e-35 | -6.229e-35 | 4.2681e-35 | 8.3535e-34 | -2.1252e-33 | 1.3832e-33 | -1.5e-34 | 6.8435e-36 | 4.9787e-35 | 0 | 0 | 0 | 0 | 0 | 0 |  | 1.05 | 1.05 | 1.05 | 1.05 | 1.05 | 1.05 | -2.126e-24 | -120 | 120 | -2.126e-24 | -120 | 120
Line9_3_11 | 0 | 0 | 0 | 0 | 0 | 0 | 0 | 0 | 0 | 0 | 0 | 0 | -8.1817e-15 | 3.7328e-16 | 2.7156e-15 | 8.1817e-15 | -3.7328e-16 | -2.7156e-15 | -2.359e-15 | 3.3838e-15 | -2.3419e-15 | 2.359e-15 | -3.3838e-15 | 2.3419e-15 | 0 | 0 | 0 | 0 | 0 | 0 |  | 1.05 | 1.05 | 1.05 | 1.05 | 1.05 | 1.05 | -3.8695e-13 | -120 | 120 | -2.9021e-13 | -120 | 120

## LG_max_fault_10
name | pf_ikss_a_from_ka | pf_ikss_b_from_ka | pf_ikss_c_from_ka | pf_ikss_a_to_ka | pf_ikss_b_to_ka | pf_ikss_c_to_ka | pf_skss_a_from_mw | pf_skss_b_from_mw | pf_skss_c_from_mw | pf_skss_a_to_mw | pf_skss_b_to_mw | pf_skss_c_to_mw | pf_p_a_from_mw | pf_p_b_from_mw | pf_p_c_from_mw | pf_p_a_to_mw | pf_p_b_to_mw | pf_p_c_to_mw | pf_q_a_from_mvar | pf_q_b_from_mvar | pf_q_c_from_mvar | pf_q_a_to_mvar | pf_q_b_to_mvar | pf_q_c_to_mvar | pf_ikss_a_from_degree | pf_ikss_b_from_degree | pf_ikss_c_from_degree | pf_ikss_a_to_degree | pf_ikss_b_to_degree | pf_ikss_c_to_degree | 3xI0 | pf_vm_a_from_pu | pf_vm_b_from_pu | pf_vm_c_from_pu | pf_vm_a_to_pu | pf_vm_b_to_pu | pf_vm_c_to_pu | pf_va_a_from_degree | pf_va_b_from_degree | pf_va_c_from_degree | pf_va_a_to_degree | pf_va_b_to_degree | pf_va_c_to_degree
Line0_1_2 | 0 | 0 | 0 | 0 | 0 | 0 | 0 | 0 | 0 | 0 | 0 | 0 | -1.5065e-14 | 6.7479e-16 | 4.9223e-15 | 1.5065e-14 | -6.7479e-16 | -4.9223e-15 | -4.3637e-15 | 6.1309e-15 | -4.2582e-15 | 4.3637e-15 | -6.1309e-15 | 4.2582e-15 | 0 | 0 | 0 | 0 | 0 | 0 |  | 1.1 | 1.1 | 1.1 | 1.1 | 1.1 | 1.1 | -4.8769e-13 | -120 | 120 | -3.2512e-13 | -120 | 120
Line10_11_12 | 0 | 0 | 0 | 0 | 0 | 0 | 0 | 0 | 0 | 0 | 0 | 0 | -9.0392e-15 | 4.0487e-16 | 2.9534e-15 | 9.0392e-15 | -4.0487e-16 | -2.9534e-15 | -2.6182e-15 | 3.6785e-15 | -2.5549e-15 | 2.6182e-15 | -3.6785e-15 | 2.5549e-15 | 0 | 0 | 0 | 0 | 0 | 0 |  | 1.1 | 1.1 | 1.1 | 1.1 | 1.1 | 1.1 | -2.9261e-13 | -120 | 120 | -1.9507e-13 | -120 | 120
Line11_12_13 | 0 | 0 | 0 | 0 | 0 | 0 | 0 | 0 | 0 | 0 | 0 | 0 | -9.0392e-15 | 4.0487e-16 | 2.9534e-15 | 9.0392e-15 | -4.0487e-16 | -2.9534e-15 | -2.6182e-15 | 3.6785e-15 | -2.5549e-15 | 2.6182e-15 | -3.6785e-15 | 2.5549e-15 | 0 | 0 | 0 | 0 | 0 | 0 |  | 1.1 | 1.1 | 1.1 | 1.1 | 1.1 | 1.1 | -1.9507e-13 | -120 | 120 | -9.7537e-14 | -120 | 120
Line12_13_15 | 0 | 0 | 0 | 0 | 0 | 0 | 0 | 0 | 0 | 0 | 0 | 0 | 1.9065e-22 | 8.0875e-23 | -2.8941e-22 | -1.2037e-22 | -5.5048e-23 | 1.933e-22 | 2.3386e-22 | -2.8567e-22 | 7.2168e-23 | -1.6346e-22 | 1.8961e-22 | -4.6501e-23 | 0 | 0 | 0 | 0 | 0 | 0 |  | 1.1 | 1.1 | 1.1 | 1.1 | 1.1 | 1.1 | -9.7537e-14 | -120 | 120 | -9.7537e-14 | -120 | 120
Line13_13_14 | 0 | 0 | 0 | 0 | 0 | 0 | 0 | 0 | 0 | 0 | 0 | 0 | -9.0392e-15 | 4.0487e-16 | 2.9534e-15 | 9.0392e-15 | -4.0487e-16 | -2.9534e-15 | -2.6182e-15 | 3.6785e-15 | -2.5549e-15 | 2.6182e-15 | -3.6785e-15 | 2.5549e-15 | 0 | 0 | 0 | 0 | 0 | 0 |  | 1.1 | 1.1 | 1.1 | 1.1 | 1.1 | 1.1 | -9.7537e-14 | -120 | 120 | -1.2841e-24 | -120 | 120
Line14_15_16 | 0 | 0 | 0 | 0 | 0 | 0 | 0 | 0 | 0 | 0 | 0 | 0 | 1.271e-22 | 5.3917e-23 | -1.9294e-22 | -5.6817e-23 | -2.809e-23 | 9.6828e-23 | 1.5591e-22 | -1.9045e-22 | 4.8112e-23 | -8.5505e-23 | 9.4383e-23 | -2.2445e-23 | 0 | 0 | 0 | 0 | 0 | 0 |  | 1.1 | 1.1 | 1.1 | 1.1 | 1.1 | 1.1 | -9.7537e-14 | -120 | 120 | -9.7537e-14 | -120 | 120
Line15_16_17 | 0 | 0 | 0 | 0 | 0 | 0 | 0 | 0 | 0 | 0 | 0 | 0 | 6.355e-23 | 2.6958e-23 | -9.6469e-23 | 6.7333e-24 | -1.1317e-24 | 3.5917e-25 | 7.7953e-23 | -9.5225e-23 | 2.4056e-23 | -7.5527e-24 | -8.4192e-25 | 1.6109e-24 | 0 | 0 | 0 | 0 | 0 | 0 |  | 1.1 | 1.1 | 1.1 | 1.1 | 1.1 | 1.1 | -9.7537e-14 | -120 | 120 | -9.7537e-14 | -120 | 120
Line16_4_18 | 0.035836 | 0 | 0 | 0.035836 | 0 | 0 | 0.008276 | 0 | 0 | 0.008276 | 0 | 0 | 0.0064319 | 1.5952e-11 | -2.657e-11 | -0.0064212 | 1.7427e-12 | 4.6829e-13 | 0.0064426 | -2.1471e-11 | -3.079e-12 | -0.0064212 | 1.549e-12 | -2.2848e-12 | -45.0476 | 0 | 0 | 134.9524 | 0 | 0 |  | 1.1 | 1.1 | 1.1 | 1.0973 | 1.0996 | 1.0999 | -9.1369e-13 | -120 | 120 | -0.047627 | -119.98 | 119.9705
Line17_5_19 | 0 | 0 | 0 | 0 | 0 | 0 | 0 | 0 | 0 | 0 | 0 | 0 | 3.1775e-22 | 1.3479e-22 | -4.8234e-22 | 3.3666e-23 | -5.6586e-24 | 1.7959e-24 | 3.8976e-22 | -4.7612e-22 | 1.2028e-22 | -3.7764e-23 | -4.2096e-24 | 8.0544e-24 | 0 | 0 | 0 | 0 | 0 | 0 |  | 1.1 | 1.1 | 1.1 | 1.1 | 1.1 | 1.1 | -4.8769e-13 | -120 | 120 | -4.8769e-13 | -120 | 120
Line1_1_3 | 0 | 0 | 0 | 0 | 0 | 0 | 0 | 0 | 0 | 0 | 0 | 0 | -9.0392e-15 | 4.0487e-16 | 2.9534e-15 | 9.0392e-15 | -4.0487e-16 | -2.9534e-15 | -2.6182e-15 | 3.6785e-15 | -2.5549e-15 | 2.6182e-15 | -3.6785e-15 | 2.5549e-15 | 0 | 0 | 0 | 0 | 0 | 0 |  | 1.1 | 1.1 | 1.1 | 1.1 | 1.1 | 1.1 | -4.8769e-13 | -120 | 120 | -3.9015e-13 | -120 | 120
Line2_1_4 | 0 | 0 | 0 | 0 | 0 | 0 | 0 | 0 | 0 | 0 | 0 | 0 | 3.8317e-14 | -1.1721e-15 | -3.5227e-16 | -3.8317e-14 | 1.1721e-15 | 3.5226e-16 | 1.6721e-14 | -6.0568e-16 | 3.8961e-15 | -1.6721e-14 | 6.0567e-16 | -3.8961e-15 | 0 | 0 | 0 | 0 | 0 | 0 |  | 1.1 | 1.1 | 1.1 | 1.1 | 1.1 | 1.1 | -4.8769e-13 | -120 | 120 | -9.1369e-13 | -120 | 120
Line3_1_5 | 0 | 0 | 0 | 0 | 0 | 0 | 0 | 0 | 0 | 0 | 0 | 0 | 6.355e-22 | 2.6958e-22 | -9.6469e-22 | -2.8408e-22 | -1.4045e-22 | 4.8414e-22 | 7.7953e-22 | -9.5225e-22 | 2.4056e-22 | -4.2753e-22 | 4.7192e-22 | -1.1223e-22 | 0 | 0 | 0 | 0 | 0 | 0 |  | 1.1 | 1.1 | 1.1 | 1.1 | 1.1 | 1.1 | -4.8769e-13 | -120 | 120 | -4.8769e-13 | -120 | 120
Line4_2_6 | 0 | 0 | 0 | 0 | 0 | 0 | 0 | 0 | 0 | 0 | 0 | 0 | -1.5065e-14 | 6.7479e-16 | 4.9223e-15 | 1.5065e-14 | -6.7479e-16 | -4.9223e-15 | -4.3637e-15 | 6.1309e-15 | -4.2582e-15 | 4.3637e-15 | -6.1309e-15 | 4.2582e-15 | 0 | 0 | 0 | 0 | 0 | 0 |  | 1.1 | 1.1 | 1.1 | 1.1 | 1.1 | 1.1 | -3.2512e-13 | -120 | 120 | -1.6256e-13 | -120 | 120
Line5_6_7 | 0 | 0 | 0 | 0 | 0 | 0 | 0 | 0 | 0 | 0 | 0 | 0 | -1.5065e-14 | 6.7479e-16 | 4.9223e-15 | 1.5065e-14 | -6.7479e-16 | -4.9223e-15 | -4.3637e-15 | 6.1309e-15 | -4.2582e-15 | 4.3637e-15 | -6.1309e-15 | 4.2582e-15 | 0 | 0 | 0 | 0 | 0 | 0 |  | 1.1 | 1.1 | 1.1 | 1.1 | 1.1 | 1.1 | -1.6256e-13 | -120 | 120 | -2.1401e-24 | -120 | 120
Line6_7_8 | 0 | 0 | 0 | 0 | 0 | 0 | 0 | 0 | 0 | 0 | 0 | 0 | 6.6076e-33 | -1.2183e-33 | -5.4695e-33 | -4.3573e-33 | 7.4451e-34 | 3.693e-33 | 2.7537e-33 | -6.997e-33 | 4.5558e-33 | -2.0015e-33 | 4.6721e-33 | -2.983e-33 | 0 | 0 | 0 | 0 | 0 | 0 |  | 1.1 | 1.1 | 1.1 | 1.1 | 1.1 | 1.1 | -2.1401e-24 | -120 | 120 | -2.1401e-24 | -120 | 120
Line7_8_9 | 0 | 0 | 0 | 0 | 0 | 0 | 0 | 0 | 0 | 0 | 0 | 0 | 2.2025e-33 | -4.0608e-34 | -1.8232e-33 | 4.778e-35 | -6.766e-35 | 4.6619e-35 | 9.179e-34 | -2.3323e-33 | 1.5186e-33 | -1.6572e-34 | 7.4226e-36 | 5.4145e-35 | 0 | 0 | 0 | 0 | 0 | 0 |  | 1.1 | 1.1 | 1.1 | 1.1 | 1.1 | 1.1 | -2.1401e-24 | -120 | 120 | -2.1401e-24 | -120 | 120
Line8_8_10 | 0 | 0 | 0 | 0 | 0 | 0 | 0 | 0 | 0 | 0 | 0 | 0 | 2.2025e-33 | -4.0608e-34 | -1.8232e-33 | 4.778e-35 | -6.766e-35 | 4.6619e-35 | 9.179e-34 | -2.3323e-33 | 1.5186e-33 | -1.6572e-34 | 7.4227e-36 | 5.4145e-35 | 0 | 0 | 0 | 0 | 0 | 0 |  | 1.1 | 1.1 | 1.1 | 1.1 | 1.1 | 1.1 | -2.1401e-24 | -120 | 120 | -2.1401e-24 | -120 | 120
Line9_3_11 | 0 | 0 | 0 | 0 | 0 | 0 | 0 | 0 | 0 | 0 | 0 | 0 | -9.0392e-15 | 4.0487e-16 | 2.9534e-15 | 9.0392e-15 | -4.0487e-16 | -2.9534e-15 | -2.6182e-15 | 3.6785e-15 | -2.5549e-15 | 2.6182e-15 | -3.6785e-15 | 2.5549e-15 | 0 | 0 | 0 | 0 | 0 | 0 |  | 1.1 | 1.1 | 1.1 | 1.1 | 1.1 | 1.1 | -3.9015e-13 | -120 | 120 | -2.9261e-13 | -120 | 120

## LG_min_6
name | pf_ikss_a_from_ka | pf_ikss_b_from_ka | pf_ikss_c_from_ka | pf_ikss_a_to_ka | pf_ikss_b_to_ka | pf_ikss_c_to_ka | pf_skss_a_from_mw | pf_skss_b_from_mw | pf_skss_c_from_mw | pf_skss_a_to_mw | pf_skss_b_to_mw | pf_skss_c_to_mw | pf_p_a_from_mw | pf_p_b_from_mw | pf_p_c_from_mw | pf_p_a_to_mw | pf_p_b_to_mw | pf_p_c_to_mw | pf_q_a_from_mvar | pf_q_b_from_mvar | pf_q_c_from_mvar | pf_q_a_to_mvar | pf_q_b_to_mvar | pf_q_c_to_mvar | pf_ikss_a_from_degree | pf_ikss_b_from_degree | pf_ikss_c_from_degree | pf_ikss_a_to_degree | pf_ikss_b_to_degree | pf_ikss_c_to_degree | 3xI0 | pf_vm_a_from_pu | pf_vm_b_from_pu | pf_vm_c_from_pu | pf_vm_a_to_pu | pf_vm_b_to_pu | pf_vm_c_to_pu | pf_va_a_from_degree | pf_va_b_from_degree | pf_va_c_from_degree | pf_va_a_to_degree | pf_va_b_to_degree | pf_va_c_to_degree
Line0_1_2 | 0 | 0 | 0 | 0 | 0 | 0 | 0 | 0 | 0 | 0 | 0 | 0 | -2.8203e-12 | 3.8534e-13 | 7.337e-13 | 2.8203e-12 | -3.8534e-13 | -7.337e-13 | 1.5778e-13 | 1.1336e-12 | -9.949e-13 | -1.5778e-13 | -1.1336e-12 | 9.949e-13 | 0 | 0 | 0 | 0 | 0 | 0 |  | 0.95 | 0.95 | 0.95 | 0.95 | 0.95 | 0.95 | -1.5251e-10 | -120 | 120 | -1.0167e-10 | -120 | 120
Line10_11_12 | 0 | 0 | 0 | 0 | 0 | 0 | 0 | 0 | 0 | 0 | 0 | 0 | -1.6922e-12 | 2.3121e-13 | 4.4022e-13 | 1.6922e-12 | -2.3121e-13 | -4.4022e-13 | 9.4665e-14 | 6.8019e-13 | -5.9694e-13 | -9.4665e-14 | -6.8019e-13 | 5.9694e-13 | 0 | 0 | 0 | 0 | 0 | 0 |  | 0.95 | 0.95 | 0.95 | 0.95 | 0.95 | 0.95 | -9.1505e-11 | -120 | 120 | -6.1003e-11 | -120 | 120
Line11_12_13 | 0 | 0 | 0 | 0 | 0 | 0 | 0 | 0 | 0 | 0 | 0 | 0 | -1.6922e-12 | 2.3121e-13 | 4.4022e-13 | 1.6922e-12 | -2.3121e-13 | -4.4022e-13 | 9.4665e-14 | 6.8019e-13 | -5.9694e-13 | -9.4665e-14 | -6.8019e-13 | 5.9694e-13 | 0 | 0 | 0 | 0 | 0 | 0 |  | 0.95 | 0.95 | 0.95 | 0.95 | 0.95 | 0.95 | -6.1003e-11 | -120 | 120 | -3.0502e-11 | -120 | 120
Line12_13_15 | 0 | 0 | 0 | 0 | 0 | 0 | 0 | 0 | 0 | 0 | 0 | 0 | 4.3143e-20 | 1.9869e-20 | -6.6321e-20 | -2.7378e-20 | -1.353e-20 | 4.4215e-20 | 5.4553e-20 | -6.4688e-20 | 1.5049e-20 | -3.8131e-20 | 4.2823e-20 | -9.6072e-21 | 0 | 0 | 0 | 0 | 0 | 0 |  | 0.95 | 0.95 | 0.95 | 0.95 | 0.95 | 0.95 | -3.0502e-11 | -120 | 120 | -3.0502e-11 | -120 | 120
Line13_13_14 | 0 | 0 | 0 | 0 | 0 | 0 | 0 | 0 | 0 | 0 | 0 | 0 | -1.6922e-12 | 2.3121e-13 | 4.4022e-13 | 1.6922e-12 | -2.3121e-13 | -4.4022e-13 | 9.4665e-14 | 6.8019e-13 | -5.9694e-13 | -9.4665e-14 | -6.8019e-13 | 5.9694e-13 | 0 | 0 | 0 | 0 | 0 | 0 |  | 0.95 | 0.95 | 0.95 | 0.95 | 0.95 | 0.95 | -3.0502e-11 | -120 | 120 | -3.2228e-22 | -120 | 120
Line14_15_16 | 0 | 0 | 0 | 0 | 0 | 0 | 0 | 0 | 0 | 0 | 0 | 0 | 2.8762e-20 | 1.3246e-20 | -4.4214e-20 | -1.2996e-20 | -6.9066e-21 | 2.2108e-20 | 3.6369e-20 | -4.3125e-20 | 1.0033e-20 | -1.9946e-20 | 2.126e-20 | -4.5907e-21 | 0 | 0 | 0 | 0 | 0 | 0 |  | 0.95 | 0.95 | 0.95 | 0.95 | 0.95 | 0.95 | -3.0502e-11 | -120 | 120 | -3.0502e-11 | -120 | 120
Line15_16_17 | 0 | 0 | 0 | 0 | 0 | 0 | 0 | 0 | 0 | 0 | 0 | 0 | 1.4381e-20 | 6.6231e-21 | -2.2107e-20 | 1.3847e-21 | -2.8347e-22 | 1.5108e-24 | 1.8184e-20 | -2.1563e-20 | 5.0165e-21 | -1.7617e-21 | -3.0247e-22 | 4.2576e-22 | 0 | 0 | 0 | 0 | 0 | 0 |  | 0.95 | 0.95 | 0.95 | 0.95 | 0.95 | 0.95 | -3.0502e-11 | -120 | 120 | -3.0502e-11 | -120 | 120
Line16_4_18 | 9.496 | 0 | 0 | 9.496 | 0 | 0 | 2.193 | 0 | 0 | 2.193 | 0 | 0 | 1.4428 | 6.2169e-09 | -6.8787e-09 | 3.9816e-13 | 1.9855e-10 | 1.9855e-10 | 1.5029 | -4.3535e-09 | -3.2072e-09 | 4.9663e-13 | 5.7316e-10 | -5.7316e-10 | -46.1691 | 0 | 0 | 133.8309 | 0 | 0 |  | 0.95 | 0.95 | 0.95 | 0 | 0.87069 | 0.87069 | -2.7479e-10 | -120 | 120 | 0 | -109.1066 | 109.1066
Line17_5_19 | 0 | 0 | 0 | 0 | 0 | 0 | 0 | 0 | 0 | 0 | 0 | 0 | 7.1906e-20 | 3.3115e-20 | -1.1053e-19 | 6.9235e-21 | -1.4174e-21 | 7.5535e-24 | 9.0922e-20 | -1.0781e-19 | 2.5082e-20 | -8.8083e-21 | -1.5123e-21 | 2.1288e-21 | 0 | 0 | 0 | 0 | 0 | 0 |  | 0.95 | 0.95 | 0.95 | 0.95 | 0.95 | 0.95 | -1.5251e-10 | -120 | 120 | -1.5251e-10 | -120 | 120
Line1_1_3 | 0 | 0 | 0 | 0 | 0 | 0 | 0 | 0 | 0 | 0 | 0 | 0 | -1.6922e-12 | 2.3121e-13 | 4.4022e-13 | 1.6922e-12 | -2.3121e-13 | -4.4022e-13 | 9.4665e-14 | 6.8019e-13 | -5.9694e-13 | -9.4665e-14 | -6.8019e-13 | 5.9694e-13 | 0 | 0 | 0 | 0 | 0 | 0 |  | 0.95 | 0.95 | 0.95 | 0.95 | 0.95 | 0.95 | -1.5251e-10 | -120 | 120 | -1.2201e-10 | -120 | 120
Line2_1_4 | 0 | 0 | 0 | 0 | 0 | 0 | 0 | 0 | 0 | 0 | 0 | 0 | 7.8887e-12 | -3.7274e-13 | 3.8911e-13 | -7.8887e-12 | 3.7274e-13 | -3.8911e-13 | 1.473e-12 | 1.969e-13 | 7.4714e-13 | -1.473e-12 | -1.969e-13 | -7.4714e-13 | 0 | 0 | 0 | 0 | 0 | 0 |  | 0.95 | 0.95 | 0.95 | 0.95 | 0.95 | 0.95 | -1.5251e-10 | -120 | 120 | -2.7479e-10 | -120 | 120
Line3_1_5 | 0 | 0 | 0 | 0 | 0 | 0 | 0 | 0 | 0 | 0 | 0 | 0 | 1.4381e-19 | 6.6231e-20 | -2.2107e-19 | -6.4982e-20 | -3.4533e-20 | 1.1054e-19 | 1.8184e-19 | -2.1563e-19 | 5.0165e-20 | -9.973e-20 | 1.063e-19 | -2.2954e-20 | 0 | 0 | 0 | 0 | 0 | 0 |  | 0.95 | 0.95 | 0.95 | 0.95 | 0.95 | 0.95 | -1.5251e-10 | -120 | 120 | -1.5251e-10 | -120 | 120
Line4_2_6 | 0 | 0 | 0 | 0 | 0 | 0 | 0 | 0 | 0 | 0 | 0 | 0 | -2.8203e-12 | 3.8534e-13 | 7.337e-13 | 2.8203e-12 | -3.8534e-13 | -7.337e-13 | 1.5778e-13 | 1.1336e-12 | -9.949e-13 | -1.5778e-13 | -1.1336e-12 | 9.949e-13 | 0 | 0 | 0 | 0 | 0 | 0 |  | 0.95 | 0.95 | 0.95 | 0.95 | 0.95 | 0.95 | -1.0167e-10 | -120 | 120 | -5.0836e-11 | -120 | 120
Line5_6_7 | 0 | 0 | 0 | 0 | 0 | 0 | 0 | 0 | 0 | 0 | 0 | 0 | -2.8203e-12 | 3.8534e-13 | 7.337e-13 | 2.8203e-12 | -3.8534e-13 | -7.337e-13 | 1.5778e-13 | 1.1336e-12 | -9.949e-13 | -1.5778e-13 | -1.1336e-12 | 9.949e-13 | 0 | 0 | 0 | 0 | 0 | 0 |  | 0.95 | 0.95 | 0.95 | 0.95 | 0.95 | 0.95 | -5.0836e-11 | -120 | 120 | -5.3714e-22 | -120 | 120
Line6_7_8 | 0 | 0 | 0 | 0 | 0 | 0 | 0 | 0 | 0 | 0 | 0 | 0 | 1.3189e-30 | -5.7155e-31 | -7.3463e-31 | -8.8134e-31 | 3.6823e-31 | 5.0037e-31 | 1.4667e-31 | -1.1764e-30 | 1.0858e-30 | -1.288e-31 | 7.8849e-31 | -7.1582e-31 | 0 | 0 | 0 | 0 | 0 | 0 |  | 0.95 | 0.95 | 0.95 | 0.95 | 0.95 | 0.95 | -5.3714e-22 | -120 | 120 | -5.3714e-22 | -120 | 120
Line7_8_9 | 0 | 0 | 0 | 0 | 0 | 0 | 0 | 0 | 0 | 0 | 0 | 0 | 4.3964e-31 | -1.9052e-31 | -2.4488e-31 | -2.064e-33 | -1.2799e-32 | 1.0615e-32 | 4.8891e-32 | -3.9212e-31 | 3.6195e-31 | -3.1023e-32 | 4.2388e-33 | 8.0707e-33 | 0 | 0 | 0 | 0 | 0 | 0 |  | 0.95 | 0.95 | 0.95 | 0.95 | 0.95 | 0.95 | -5.3714e-22 | -120 | 120 | -5.3714e-22 | -120 | 120
Line8_8_10 | 0 | 0 | 0 | 0 | 0 | 0 | 0 | 0 | 0 | 0 | 0 | 0 | 4.3964e-31 | -1.9052e-31 | -2.4488e-31 | -2.064e-33 | -1.2799e-32 | 1.0615e-32 | 4.8891e-32 | -3.9212e-31 | 3.6195e-31 | -3.1023e-32 | 4.2388e-33 | 8.0707e-33 | 0 | 0 | 0 | 0 | 0 | 0 |  | 0.95 | 0.95 | 0.95 | 0.95 | 0.95 | 0.95 | -5.3714e-22 | -120 | 120 | -5.3714e-22 | -120 | 120
Line9_3_11 | 0 | 0 | 0 | 0 | 0 | 0 | 0 | 0 | 0 | 0 | 0 | 0 | -1.6922e-12 | 2.3121e-13 | 4.4022e-13 | 1.6922e-12 | -2.3121e-13 | -4.4022e-13 | 9.4665e-14 | 6.8019e-13 | -5.9694e-13 | -9.4665e-14 | -6.8019e-13 | 5.9694e-13 | 0 | 0 | 0 | 0 | 0 | 0 |  | 0.95 | 0.95 | 0.95 | 0.95 | 0.95 | 0.95 | -1.2201e-10 | -120 | 120 | -9.1505e-11 | -120 | 120

## LG_min_10
name | pf_ikss_a_from_ka | pf_ikss_b_from_ka | pf_ikss_c_from_ka | pf_ikss_a_to_ka | pf_ikss_b_to_ka | pf_ikss_c_to_ka | pf_skss_a_from_mw | pf_skss_b_from_mw | pf_skss_c_from_mw | pf_skss_a_to_mw | pf_skss_b_to_mw | pf_skss_c_to_mw | pf_p_a_from_mw | pf_p_b_from_mw | pf_p_c_from_mw | pf_p_a_to_mw | pf_p_b_to_mw | pf_p_c_to_mw | pf_q_a_from_mvar | pf_q_b_from_mvar | pf_q_c_from_mvar | pf_q_a_to_mvar | pf_q_b_to_mvar | pf_q_c_to_mvar | pf_ikss_a_from_degree | pf_ikss_b_from_degree | pf_ikss_c_from_degree | pf_ikss_a_to_degree | pf_ikss_b_to_degree | pf_ikss_c_to_degree | 3xI0 | pf_vm_a_from_pu | pf_vm_b_from_pu | pf_vm_c_from_pu | pf_vm_a_to_pu | pf_vm_b_to_pu | pf_vm_c_to_pu | pf_va_a_from_degree | pf_va_b_from_degree | pf_va_c_from_degree | pf_va_a_to_degree | pf_va_b_to_degree | pf_va_c_to_degree
Line0_1_2 | 0 | 0 | 0 | 0 | 0 | 0 | 0 | 0 | 0 | 0 | 0 | 0 | -2.5312e-12 | 3.4585e-13 | 6.585e-13 | 2.5312e-12 | -3.4585e-13 | -6.585e-13 | 1.416e-13 | 1.0175e-12 | -8.9293e-13 | -1.416e-13 | -1.0175e-12 | 8.9293e-13 | 0 | 0 | 0 | 0 | 0 | 0 |  | 0.9 | 0.9 | 0.9 | 0.9 | 0.9 | 0.9 | -1.5251e-10 | -120 | 120 | -1.0167e-10 | -120 | 120
Line10_11_12 | 0 | 0 | 0 | 0 | 0 | 0 | 0 | 0 | 0 | 0 | 0 | 0 | -1.5187e-12 | 2.0751e-13 | 3.951e-13 | 1.5187e-12 | -2.0751e-13 | -3.951e-13 | 8.4963e-14 | 6.1047e-13 | -5.3576e-13 | -8.4963e-14 | -6.1047e-13 | 5.3576e-13 | 0 | 0 | 0 | 0 | 0 | 0 |  | 0.9 | 0.9 | 0.9 | 0.9 | 0.9 | 0.9 | -9.1505e-11 | -120 | 120 | -6.1003e-11 | -120 | 120
Line11_12_13 | 0 | 0 | 0 | 0 | 0 | 0 | 0 | 0 | 0 | 0 | 0 | 0 | -1.5187e-12 | 2.0751e-13 | 3.951e-13 | 1.5187e-12 | -2.0751e-13 | -3.951e-13 | 8.4963e-14 | 6.1047e-13 | -5.3576e-13 | -8.4963e-14 | -6.1047e-13 | 5.3576e-13 | 0 | 0 | 0 | 0 | 0 | 0 |  | 0.9 | 0.9 | 0.9 | 0.9 | 0.9 | 0.9 | -6.1003e-11 | -120 | 120 | -3.0502e-11 | -120 | 120
Line12_13_15 | 0 | 0 | 0 | 0 | 0 | 0 | 0 | 0 | 0 | 0 | 0 | 0 | 3.8722e-20 | 1.7833e-20 | -5.9523e-20 | -2.4572e-20 | -1.2143e-20 | 3.9684e-20 | 4.8962e-20 | -5.8058e-20 | 1.3507e-20 | -3.4222e-20 | 3.8434e-20 | -8.6225e-21 | 0 | 0 | 0 | 0 | 0 | 0 |  | 0.9 | 0.9 | 0.9 | 0.9 | 0.9 | 0.9 | -3.0502e-11 | -120 | 120 | -3.0502e-11 | -120 | 120
Line13_13_14 | 0 | 0 | 0 | 0 | 0 | 0 | 0 | 0 | 0 | 0 | 0 | 0 | -1.5187e-12 | 2.0751e-13 | 3.951e-13 | 1.5187e-12 | -2.0751e-13 | -3.951e-13 | 8.4963e-14 | 6.1047e-13 | -5.3576e-13 | -8.4963e-14 | -6.1047e-13 | 5.3576e-13 | 0 | 0 | 0 | 0 | 0 | 0 |  | 0.9 | 0.9 | 0.9 | 0.9 | 0.9 | 0.9 | -3.0502e-11 | -120 | 120 | -3.2228e-22 | -120 | 120
Line14_15_16 | 0 | 0 | 0 | 0 | 0 | 0 | 0 | 0 | 0 | 0 | 0 | 0 | 2.5814e-20 | 1.1889e-20 | -3.9682e-20 | -1.1664e-20 | -6.1987e-21 | 1.9843e-20 | 3.2641e-20 | -3.8705e-20 | 9.0047e-21 | -1.7902e-20 | 1.9081e-20 | -4.1202e-21 | 0 | 0 | 0 | 0 | 0 | 0 |  | 0.9 | 0.9 | 0.9 | 0.9 | 0.9 | 0.9 | -3.0502e-11 | -120 | 120 | -3.0502e-11 | -120 | 120
Line15_16_17 | 0 | 0 | 0 | 0 | 0 | 0 | 0 | 0 | 0 | 0 | 0 | 0 | 1.2907e-20 | 5.9443e-21 | -1.9841e-20 | 1.2428e-21 | -2.5442e-22 | 1.3559e-24 | 1.6321e-20 | -1.9353e-20 | 4.5023e-21 | -1.5811e-21 | -2.7147e-22 | 3.8212e-22 | 0 | 0 | 0 | 0 | 0 | 0 |  | 0.9 | 0.9 | 0.9 | 0.9 | 0.9 | 0.9 | -3.0502e-11 | -120 | 120 | -3.0502e-11 | -120 | 120
Line16_4_18 | 8.9963 | 0 | 0 | 8.9963 | 0 | 0 | 2.0776 | 0 | 0 | 2.0776 | 0 | 0 | 1.2949 | 5.5797e-09 | -6.1737e-09 | 3.5722e-13 | 1.782e-10 | 1.782e-10 | 1.3489 | -3.9073e-09 | -2.8785e-09 | 4.4588e-13 | 5.1442e-10 | -5.1442e-10 | -46.1691 | 0 | 0 | 133.8309 | 0 | 0 |  | 0.9 | 0.9 | 0.9 | 0 | 0.82486 | 0.82486 | -2.7479e-10 | -120 | 120 | 0 | -109.1066 | 109.1066
Line17_5_19 | 0 | 0 | 0 | 0 | 0 | 0 | 0 | 0 | 0 | 0 | 0 | 0 | 6.4536e-20 | 2.9721e-20 | -9.9206e-20 | 6.2139e-21 | -1.2721e-21 | 6.7802e-24 | 8.1603e-20 | -9.6763e-20 | 2.2512e-20 | -7.9055e-21 | -1.3573e-21 | 1.9106e-21 | 0 | 0 | 0 | 0 | 0 | 0 |  | 0.9 | 0.9 | 0.9 | 0.9 | 0.9 | 0.9 | -1.5251e-10 | -120 | 120 | -1.5251e-10 | -120 | 120
Line1_1_3 | 0 | 0 | 0 | 0 | 0 | 0 | 0 | 0 | 0 | 0 | 0 | 0 | -1.5187e-12 | 2.0751e-13 | 3.951e-13 | 1.5187e-12 | -2.0751e-13 | -3.951e-13 | 8.4963e-14 | 6.1047e-13 | -5.3576e-13 | -8.4963e-14 | -6.1047e-13 | 5.3576e-13 | 0 | 0 | 0 | 0 | 0 | 0 |  | 0.9 | 0.9 | 0.9 | 0.9 | 0.9 | 0.9 | -1.5251e-10 | -120 | 120 | -1.2201e-10 | -120 | 120
Line2_1_4 | 0 | 0 | 0 | 0 | 0 | 0 | 0 | 0 | 0 | 0 | 0 | 0 | 7.0802e-12 | -3.3454e-13 | 3.4923e-13 | -7.0802e-12 | 3.3454e-13 | -3.4923e-13 | 1.3221e-12 | 1.7672e-13 | 6.7056e-13 | -1.3221e-12 | -1.7672e-13 | -6.7056e-13 | 0 | 0 | 0 | 0 | 0 | 0 |  | 0.9 | 0.9 | 0.9 | 0.9 | 0.9 | 0.9 | -1.5251e-10 | -120 | 120 | -2.7479e-10 | -120 | 120
Line3_1_5 | 0 | 0 | 0 | 0 | 0 | 0 | 0 | 0 | 0 | 0 | 0 | 0 | 1.2907e-19 | 5.9443e-20 | -1.9841e-19 | -5.8322e-20 | -3.0993e-20 | 9.9213e-20 | 1.6321e-19 | -1.9353e-19 | 4.5023e-20 | -8.9509e-20 | 9.5405e-20 | -2.0601e-20 | 0 | 0 | 0 | 0 | 0 | 0 |  | 0.9 | 0.9 | 0.9 | 0.9 | 0.9 | 0.9 | -1.5251e-10 | -120 | 120 | -1.5251e-10 | -120 | 120
Line4_2_6 | 0 | 0 | 0 | 0 | 0 | 0 | 0 | 0 | 0 | 0 | 0 | 0 | -2.5312e-12 | 3.4585e-13 | 6.585e-13 | 2.5312e-12 | -3.4585e-13 | -6.585e-13 | 1.416e-13 | 1.0175e-12 | -8.9293e-13 | -1.416e-13 | -1.0175e-12 | 8.9293e-13 | 0 | 0 | 0 | 0 | 0 | 0 |  | 0.9 | 0.9 | 0.9 | 0.9 | 0.9 | 0.9 | -1.0167e-10 | -120 | 120 | -5.0836e-11 | -120 | 120
Line5_6_7 | 0 | 0 | 0 | 0 | 0 | 0 | 0 | 0 | 0 | 0 | 0 | 0 | -2.5312e-12 | 3.4585e-13 | 6.585e-13 | 2.5312e-12 | -3.4585e-13 | -6.585e-13 | 1.416e-13 | 1.0175e-12 | -8.9293e-13 | -1.416e-13 | -1.0175e-12 | 8.9293e-13 | 0 | 0 | 0 | 0 | 0 | 0 |  | 0.9 | 0.9 | 0.9 | 0.9 | 0.9 | 0.9 | -5.0836e-11 | -120 | 120 | -5.3714e-22 | -120 | 120
Line6_7_8 | 0 | 0 | 0 | 0 | 0 | 0 | 0 | 0 | 0 | 0 | 0 | 0 | 1.1837e-30 | -5.1297e-31 | -6.5934e-31 | -7.9101e-31 | 3.3049e-31 | 4.4909e-31 | 1.3164e-31 | -1.0558e-30 | 9.7455e-31 | -1.156e-31 | 7.0767e-31 | -6.4246e-31 | 0 | 0 | 0 | 0 | 0 | 0 |  | 0.9 | 0.9 | 0.9 | 0.9 | 0.9 | 0.9 | -5.3714e-22 | -120 | 120 | -5.3714e-22 | -120 | 120
Line7_8_9 | 0 | 0 | 0 | 0 | 0 | 0 | 0 | 0 | 0 | 0 | 0 | 0 | 3.9458e-31 | -1.7099e-31 | -2.1978e-31 | -1.8525e-33 | -1.1487e-32 | 9.5274e-33 | 4.388e-32 | -3.5193e-31 | 3.2485e-31 | -2.7843e-32 | 3.8043e-33 | 7.2435e-33 | 0 | 0 | 0 | 0 | 0 | 0 |  | 0.9 | 0.9 | 0.9 | 0.9 | 0.9 | 0.9 | -5.3714e-22 | -120 | 120 | -5.3714e-22 | -120 | 120
Line8_8_10 | 0 | 0 | 0 | 0 | 0 | 0 | 0 | 0 | 0 | 0 | 0 | 0 | 3.9458e-31 | -1.7099e-31 | -2.1978e-31 | -1.8525e-33 | -1.1487e-32 | 9.5274e-33 | 4.388e-32 | -3.5193e-31 | 3.2485e-31 | -2.7843e-32 | 3.8043e-33 | 7.2435e-33 | 0 | 0 | 0 | 0 | 0 | 0 |  | 0.9 | 0.9 | 0.9 | 0.9 | 0.9 | 0.9 | -5.3714e-22 | -120 | 120 | -5.3714e-22 | -120 | 120
Line9_3_11 | 0 | 0 | 0 | 0 | 0 | 0 | 0 | 0 | 0 | 0 | 0 | 0 | -1.5187e-12 | 2.0751e-13 | 3.951e-13 | 1.5187e-12 | -2.0751e-13 | -3.951e-13 | 8.4963e-14 | 6.1047e-13 | -5.3576e-13 | -8.4963e-14 | -6.1047e-13 | 5.3576e-13 | 0 | 0 | 0 | 0 | 0 | 0 |  | 0.9 | 0.9 | 0.9 | 0.9 | 0.9 | 0.9 | -1.2201e-10 | -120 | 120 | -9.1505e-11 | -120 | 120

## LG_min_fault_6
name | pf_ikss_a_from_ka | pf_ikss_b_from_ka | pf_ikss_c_from_ka | pf_ikss_a_to_ka | pf_ikss_b_to_ka | pf_ikss_c_to_ka | pf_skss_a_from_mw | pf_skss_b_from_mw | pf_skss_c_from_mw | pf_skss_a_to_mw | pf_skss_b_to_mw | pf_skss_c_to_mw | pf_p_a_from_mw | pf_p_b_from_mw | pf_p_c_from_mw | pf_p_a_to_mw | pf_p_b_to_mw | pf_p_c_to_mw | pf_q_a_from_mvar | pf_q_b_from_mvar | pf_q_c_from_mvar | pf_q_a_to_mvar | pf_q_b_to_mvar | pf_q_c_to_mvar | pf_ikss_a_from_degree | pf_ikss_b_from_degree | pf_ikss_c_from_degree | pf_ikss_a_to_degree | pf_ikss_b_to_degree | pf_ikss_c_to_degree | 3xI0 | pf_vm_a_from_pu | pf_vm_b_from_pu | pf_vm_c_from_pu | pf_vm_a_to_pu | pf_vm_b_to_pu | pf_vm_c_to_pu | pf_va_a_from_degree | pf_va_b_from_degree | pf_va_c_from_degree | pf_va_a_to_degree | pf_va_b_to_degree | pf_va_c_to_degree
Line0_1_2 | 0 | 0 | 0 | 0 | 0 | 0 | 0 | 0 | 0 | 0 | 0 | 0 | -9.1669e-15 | 1.3353e-15 | 2.3286e-15 | 9.1669e-15 | -1.3353e-15 | -2.3286e-15 | 6.9886e-16 | 3.664e-15 | -3.2897e-15 | -6.9886e-16 | -3.664e-15 | 3.2897e-15 | 0 | 0 | 0 | 0 | 0 | 0 |  | 0.95 | 0.95 | 0.95 | 0.95 | 0.95 | 0.95 | -5.04e-13 | -120 | 120 | -3.36e-13 | -120 | 120
Line10_11_12 | 0 | 0 | 0 | 0 | 0 | 0 | 0 | 0 | 0 | 0 | 0 | 0 | -5.5001e-15 | 8.012e-16 | 1.3972e-15 | 5.5001e-15 | -8.012e-16 | -1.3972e-15 | 4.1932e-16 | 2.1984e-15 | -1.9738e-15 | -4.1932e-16 | -2.1984e-15 | 1.9738e-15 | 0 | 0 | 0 | 0 | 0 | 0 |  | 0.95 | 0.95 | 0.95 | 0.95 | 0.95 | 0.95 | -3.024e-13 | -120 | 120 | -2.016e-13 | -120 | 120
Line11_12_13 | 0 | 0 | 0 | 0 | 0 | 0 | 0 | 0 | 0 | 0 | 0 | 0 | -5.5001e-15 | 8.012e-16 | 1.3972e-15 | 5.5001e-15 | -8.012e-16 | -1.3972e-15 | 4.1932e-16 | 2.1984e-15 | -1.9738e-15 | -4.1932e-16 | -2.1984e-15 | 1.9738e-15 | 0 | 0 | 0 | 0 | 0 | 0 |  | 0.95 | 0.95 | 0.95 | 0.95 | 0.95 | 0.95 | -2.016e-13 | -120 | 120 | -1.008e-13 | -120 | 120
Line12_13_15 | 0 | 0 | 0 | 0 | 0 | 0 | 0 | 0 | 0 | 0 | 0 | 0 | 1.441e-22 | 6.042e-23 | -2.1494e-22 | -9.1677e-23 | -4.1226e-23 | 1.4332e-22 | 1.7475e-22 | -2.1196e-22 | 5.3376e-23 | -1.2232e-22 | 1.4035e-22 | -3.4192e-23 | 0 | 0 | 0 | 0 | 0 | 0 |  | 0.95 | 0.95 | 0.95 | 0.95 | 0.95 | 0.95 | -1.008e-13 | -120 | 120 | -1.008e-13 | -120 | 120
Line13_13_14 | 0 | 0 | 0 | 0 | 0 | 0 | 0 | 0 | 0 | 0 | 0 | 0 | -5.5001e-15 | 8.012e-16 | 1.3972e-15 | 5.5001e-15 | -8.012e-16 | -1.3972e-15 | 4.1932e-16 | 2.1984e-15 | -1.9738e-15 | -4.1932e-16 | -2.1984e-15 | 1.9738e-15 | 0 | 0 | 0 | 0 | 0 | 0 |  | 0.95 | 0.95 | 0.95 | 0.95 | 0.95 | 0.95 | -1.008e-13 | -120 | 120 | -1.0475e-24 | -120 | 120
Line14_15_16 | 0 | 0 | 0 | 0 | 0 | 0 | 0 | 0 | 0 | 0 | 0 | 0 | 9.6066e-23 | 4.028e-23 | -1.4329e-22 | -4.3644e-23 | -2.1086e-23 | 7.1676e-23 | 1.165e-22 | -1.4131e-22 | 3.5584e-23 | -6.4073e-23 | 6.9693e-23 | -1.64e-23 | 0 | 0 | 0 | 0 | 0 | 0 |  | 0.95 | 0.95 | 0.95 | 0.95 | 0.95 | 0.95 | -1.008e-13 | -120 | 120 | -1.008e-13 | -120 | 120
Line15_16_17 | 0 | 0 | 0 | 0 | 0 | 0 | 0 | 0 | 0 | 0 | 0 | 0 | 4.8033e-23 | 2.014e-23 | -7.1646e-23 | 4.3889e-24 | -9.4606e-25 | 3.0082e-26 | 5.8251e-23 | -7.0653e-23 | 1.7792e-23 | -5.8218e-24 | -9.6018e-25 | 1.3921e-24 | 0 | 0 | 0 | 0 | 0 | 0 |  | 0.95 | 0.95 | 0.95 | 0.95 | 0.95 | 0.95 | -1.008e-13 | -120 | 120 | -1.008e-13 | -120 | 120
Line16_4_18 | 0.030926 | 0 | 0 | 0.030926 | 0 | 0 | 0.007142 | 0 | 0 | 0.007142 | 0 | 0 | 0.0047973 | 1.9954e-11 | -2.261e-11 | -0.004782 | 1.114e-12 | 1.0381e-12 | 0.004798 | -1.4587e-11 | -9.9872e-12 | -0.004782 | 1.8443e-12 | -1.8882e-12 | -45.0038 | 0 | 0 | 134.9962 | 0 | 0 |  | 0.95 | 0.95 | 0.95 | 0.94691 | 0.94968 | 0.9497 | -9.1369e-13 | -120 | 120 | -0.0038073 | -119.9681 | 119.9673
Line17_5_19 | 0 | 0 | 0 | 0 | 0 | 0 | 0 | 0 | 0 | 0 | 0 | 0 | 2.4016e-22 | 1.007e-22 | -3.5823e-22 | 2.1945e-23 | -4.7303e-24 | 1.5041e-25 | 2.9125e-22 | -3.5326e-22 | 8.8961e-23 | -2.9109e-23 | -4.8009e-24 | 6.9605e-24 | 0 | 0 | 0 | 0 | 0 | 0 |  | 0.95 | 0.95 | 0.95 | 0.95 | 0.95 | 0.95 | -5.04e-13 | -120 | 120 | -5.04e-13 | -120 | 120
Line1_1_3 | 0 | 0 | 0 | 0 | 0 | 0 | 0 | 0 | 0 | 0 | 0 | 0 | -5.5001e-15 | 8.012e-16 | 1.3972e-15 | 5.5001e-15 | -8.012e-16 | -1.3972e-15 | 4.1932e-16 | 2.1984e-15 | -1.9738e-15 | -4.1932e-16 | -2.1984e-15 | 1.9738e-15 | 0 | 0 | 0 | 0 | 0 | 0 |  | 0.95 | 0.95 | 0.95 | 0.95 | 0.95 | 0.95 | -5.04e-13 | -120 | 120 | -4.032e-13 | -120 | 120
Line2_1_4 | 0 | 0 | 0 | 0 | 0 | 0 | 0 | 0 | 0 | 0 | 0 | 0 | 2.5756e-14 | -1.2279e-15 | 1.2891e-15 | -2.5756e-14 | 1.2279e-15 | -1.2891e-15 | 4.2688e-15 | 6.6084e-16 | 2.402e-15 | -4.2688e-15 | -6.6084e-16 | -2.402e-15 | 0 | 0 | 0 | 0 | 0 | 0 |  | 0.95 | 0.95 | 0.95 | 0.95 | 0.95 | 0.95 | -5.04e-13 | -120 | 120 | -9.1369e-13 | -120 | 120
Line3_1_5 | 0 | 0 | 0 | 0 | 0 | 0 | 0 | 0 | 0 | 0 | 0 | 0 | 4.8033e-22 | 2.014e-22 | -7.1646e-22 | -2.1822e-22 | -1.0543e-22 | 3.5838e-22 | 5.8251e-22 | -7.0653e-22 | 1.7792e-22 | -3.2036e-22 | 3.4846e-22 | -8.2e-23 | 0 | 0 | 0 | 0 | 0 | 0 |  | 0.95 | 0.95 | 0.95 | 0.95 | 0.95 | 0.95 | -5.04e-13 | -120 | 120 | -5.04e-13 | -120 | 120
Line4_2_6 | 0 | 0 | 0 | 0 | 0 | 0 | 0 | 0 | 0 | 0 | 0 | 0 | -9.1669e-15 | 1.3353e-15 | 2.3286e-15 | 9.1669e-15 | -1.3353e-15 | -2.3286e-15 | 6.9886e-16 | 3.664e-15 | -3.2897e-15 | -6.9886e-16 | -3.664e-15 | 3.2897e-15 | 0 | 0 | 0 | 0 | 0 | 0 |  | 0.95 | 0.95 | 0.95 | 0.95 | 0.95 | 0.95 | -3.36e-13 | -120 | 120 | -1.68e-13 | -120 | 120
Line5_6_7 | 0 | 0 | 0 | 0 | 0 | 0 | 0 | 0 | 0 | 0 | 0 | 0 | -9.1669e-15 | 1.3353e-15 | 2.3286e-15 | 9.1669e-15 | -1.3353e-15 | -2.3286e-15 | 6.9886e-16 | 3.664e-15 | -3.2897e-15 | -6.9886e-16 | -3.664e-15 | 3.2897e-15 | 0 | 0 | 0 | 0 | 0 | 0 |  | 0.95 | 0.95 | 0.95 | 0.95 | 0.95 | 0.95 | -1.68e-13 | -120 | 120 | -1.7459e-24 | -120 | 120
Line6_7_8 | 0 | 0 | 0 | 0 | 0 | 0 | 0 | 0 | 0 | 0 | 0 | 0 | 4.3042e-33 | -1.9389e-33 | -2.3201e-33 | -2.8782e-33 | 1.2512e-33 | 1.5818e-33 | 3.901e-34 | -3.7926e-33 | 3.5841e-33 | -3.609e-34 | 2.5431e-33 | -2.3638e-33 | 0 | 0 | 0 | 0 | 0 | 0 |  | 0.95 | 0.95 | 0.95 | 0.95 | 0.95 | 0.95 | -1.7459e-24 | -120 | 120 | -1.7459e-24 | -120 | 120
Line7_8_9 | 0 | 0 | 0 | 0 | 0 | 0 | 0 | 0 | 0 | 0 | 0 | 0 | 1.4347e-33 | -6.463e-34 | -7.7336e-34 | -8.7713e-36 | -4.1388e-35 | 3.5103e-35 | 1.3003e-34 | -1.2642e-33 | 1.1947e-33 | -1.0084e-34 | 1.4689e-35 | 2.5615e-35 | 0 | 0 | 0 | 0 | 0 | 0 |  | 0.95 | 0.95 | 0.95 | 0.95 | 0.95 | 0.95 | -1.7459e-24 | -120 | 120 | -1.7459e-24 | -120 | 120
Line8_8_10 | 0 | 0 | 0 | 0 | 0 | 0 | 0 | 0 | 0 | 0 | 0 | 0 | 1.4347e-33 | -6.463e-34 | -7.7336e-34 | -8.7713e-36 | -4.1388e-35 | 3.5103e-35 | 1.3003e-34 | -1.2642e-33 | 1.1947e-33 | -1.0084e-34 | 1.4689e-35 | 2.5615e-35 | 0 | 0 | 0 | 0 | 0 | 0 |  | 0.95 | 0.95 | 0.95 | 0.95 | 0.95 | 0.95 | -1.7459e-24 | -120 | 120 | -1.7459e-24 | -120 | 120
Line9_3_11 | 0 | 0 | 0 | 0 | 0 | 0 | 0 | 0 | 0 | 0 | 0 | 0 | -5.5001e-15 | 8.012e-16 | 1.3972e-15 | 5.5001e-15 | -8.012e-16 | -1.3972e-15 | 4.1932e-16 | 2.1984e-15 | -1.9738e-15 | -4.1932e-16 | -2.1984e-15 | 1.9738e-15 | 0 | 0 | 0 | 0 | 0 | 0 |  | 0.95 | 0.95 | 0.95 | 0.95 | 0.95 | 0.95 | -4.032e-13 | -120 | 120 | -3.024e-13 | -120 | 120

## LG_min_fault_10
name | pf_ikss_a_from_ka | pf_ikss_b_from_ka | pf_ikss_c_from_ka | pf_ikss_a_to_ka | pf_ikss_b_to_ka | pf_ikss_c_to_ka | pf_skss_a_from_mw | pf_skss_b_from_mw | pf_skss_c_from_mw | pf_skss_a_to_mw | pf_skss_b_to_mw | pf_skss_c_to_mw | pf_p_a_from_mw | pf_p_b_from_mw | pf_p_c_from_mw | pf_p_a_to_mw | pf_p_b_to_mw | pf_p_c_to_mw | pf_q_a_from_mvar | pf_q_b_from_mvar | pf_q_c_from_mvar | pf_q_a_to_mvar | pf_q_b_to_mvar | pf_q_c_to_mvar | pf_ikss_a_from_degree | pf_ikss_b_from_degree | pf_ikss_c_from_degree | pf_ikss_a_to_degree | pf_ikss_b_to_degree | pf_ikss_c_to_degree | 3xI0 | pf_vm_a_from_pu | pf_vm_b_from_pu | pf_vm_c_from_pu | pf_vm_a_to_pu | pf_vm_b_to_pu | pf_vm_c_to_pu | pf_va_a_from_degree | pf_va_b_from_degree | pf_va_c_from_degree | pf_va_a_to_degree | pf_va_b_to_degree | pf_va_c_to_degree
Line0_1_2 | 0 | 0 | 0 | 0 | 0 | 0 | 0 | 0 | 0 | 0 | 0 | 0 | -8.2274e-15 | 1.1985e-15 | 2.0899e-15 | 8.2274e-15 | -1.1985e-15 | -2.0899e-15 | 6.2723e-16 | 3.2885e-15 | -2.9525e-15 | -6.2723e-16 | -3.2885e-15 | 2.9525e-15 | 0 | 0 | 0 | 0 | 0 | 0 |  | 0.9 | 0.9 | 0.9 | 0.9 | 0.9 | 0.9 | -5.04e-13 | -120 | 120 | -3.36e-13 | -120 | 120
Line10_11_12 | 0 | 0 | 0 | 0 | 0 | 0 | 0 | 0 | 0 | 0 | 0 | 0 | -4.9364e-15 | 7.1909e-16 | 1.254e-15 | 4.9364e-15 | -7.1909e-16 | -1.254e-15 | 3.7634e-16 | 1.9731e-15 | -1.7715e-15 | -3.7634e-16 | -1.9731e-15 | 1.7715e-15 | 0 | 0 | 0 | 0 | 0 | 0 |  | 0.9 | 0.9 | 0.9 | 0.9 | 0.9 | 0.9 | -3.024e-13 | -120 | 120 | -2.016e-13 | -120 | 120
Line11_12_13 | 0 | 0 | 0 | 0 | 0 | 0 | 0 | 0 | 0 | 0 | 0 | 0 | -4.9364e-15 | 7.1909e-16 | 1.254e-15 | 4.9364e-15 | -7.1909e-16 | -1.254e-15 | 3.7634e-16 | 1.9731e-15 | -1.7715e-15 | -3.7634e-16 | -1.9731e-15 | 1.7715e-15 | 0 | 0 | 0 | 0 | 0 | 0 |  | 0.9 | 0.9 | 0.9 | 0.9 | 0.9 | 0.9 | -2.016e-13 | -120 | 120 | -1.008e-13 | -120 | 120
Line12_13_15 | 0 | 0 | 0 | 0 | 0 | 0 | 0 | 0 | 0 | 0 | 0 | 0 | 1.2933e-22 | 5.4227e-23 | -1.9291e-22 | -8.2281e-23 | -3.7e-23 | 1.2863e-22 | 1.5684e-22 | -1.9023e-22 | 4.7906e-23 | -1.0979e-22 | 1.2596e-22 | -3.0688e-23 | 0 | 0 | 0 | 0 | 0 | 0 |  | 0.9 | 0.9 | 0.9 | 0.9 | 0.9 | 0.9 | -1.008e-13 | -120 | 120 | -1.008e-13 | -120 | 120
Line13_13_14 | 0 | 0 | 0 | 0 | 0 | 0 | 0 | 0 | 0 | 0 | 0 | 0 | -4.9364e-15 | 7.1909e-16 | 1.254e-15 | 4.9364e-15 | -7.1909e-16 | -1.254e-15 | 3.7634e-16 | 1.9731e-15 | -1.7715e-15 | -3.7634e-16 | -1.9731e-15 | 1.7715e-15 | 0 | 0 | 0 | 0 | 0 | 0 |  | 0.9 | 0.9 | 0.9 | 0.9 | 0.9 | 0.9 | -1.008e-13 | -120 | 120 | -1.0475e-24 | -120 | 120
Line14_15_16 | 0 | 0 | 0 | 0 | 0 | 0 | 0 | 0 | 0 | 0 | 0 | 0 | 8.622e-23 | 3.6151e-23 | -1.2861e-22 | -3.9171e-23 | -1.8925e-23 | 6.433e-23 | 1.0456e-22 | -1.2682e-22 | 3.1937e-23 | -5.7506e-23 | 6.255e-23 | -1.4719e-23 | 0 | 0 | 0 | 0 | 0 | 0 |  | 0.9 | 0.9 | 0.9 | 0.9 | 0.9 | 0.9 | -1.008e-13 | -120 | 120 | -1.008e-13 | -120 | 120
Line15_16_17 | 0 | 0 | 0 | 0 | 0 | 0 | 0 | 0 | 0 | 0 | 0 | 0 | 4.311e-23 | 1.8076e-23 | -6.4303e-23 | 3.9391e-24 | -8.491e-25 | 2.6999e-26 | 5.228e-23 | -6.3412e-23 | 1.5969e-23 | -5.2251e-24 | -8.6177e-25 | 1.2494e-24 | 0 | 0 | 0 | 0 | 0 | 0 |  | 0.9 | 0.9 | 0.9 | 0.9 | 0.9 | 0.9 | -1.008e-13 | -120 | 120 | -1.008e-13 | -120 | 120
Line16_4_18 | 0.029298 | 0 | 0 | 0.029298 | 0 | 0 | 0.0067661 | 0 | 0 | 0.0067661 | 0 | 0 | 0.0043056 | 1.7909e-11 | -2.0292e-11 | -0.0042919 | 9.9985e-13 | 9.3171e-13 | 0.0043062 | -1.3092e-11 | -8.9636e-12 | -0.0042919 | 1.6553e-12 | -1.6946e-12 | -45.0038 | 0 | 0 | 134.9962 | 0 | 0 |  | 0.9 | 0.9 | 0.9 | 0.89707 | 0.8997 | 0.89972 | -9.1369e-13 | -120 | 120 | -0.0038073 | -119.9681 | 119.9673
Line17_5_19 | 0 | 0 | 0 | 0 | 0 | 0 | 0 | 0 | 0 | 0 | 0 | 0 | 2.1555e-22 | 9.0378e-23 | -3.2151e-22 | 1.9696e-23 | -4.2455e-24 | 1.3499e-25 | 2.614e-22 | -3.1706e-22 | 7.9843e-23 | -2.6126e-23 | -4.3088e-24 | 6.2471e-24 | 0 | 0 | 0 | 0 | 0 | 0 |  | 0.9 | 0.9 | 0.9 | 0.9 | 0.9 | 0.9 | -5.04e-13 | -120 | 120 | -5.04e-13 | -120 | 120
Line1_1_3 | 0 | 0 | 0 | 0 | 0 | 0 | 0 | 0 | 0 | 0 | 0 | 0 | -4.9364e-15 | 7.1909e-16 | 1.254e-15 | 4.9364e-15 | -7.1909e-16 | -1.254e-15 | 3.7634e-16 | 1.9731e-15 | -1.7715e-15 | -3.7634e-16 | -1.9731e-15 | 1.7715e-15 | 0 | 0 | 0 | 0 | 0 | 0 |  | 0.9 | 0.9 | 0.9 | 0.9 | 0.9 | 0.9 | -5.04e-13 | -120 | 120 | -4.032e-13 | -120 | 120
Line2_1_4 | 0 | 0 | 0 | 0 | 0 | 0 | 0 | 0 | 0 | 0 | 0 | 0 | 2.3116e-14 | -1.1021e-15 | 1.157e-15 | -2.3116e-14 | 1.1021e-15 | -1.157e-15 | 3.8313e-15 | 5.9311e-16 | 2.1558e-15 | -3.8313e-15 | -5.9311e-16 | -2.1558e-15 | 0 | 0 | 0 | 0 | 0 | 0 |  | 0.9 | 0.9 | 0.9 | 0.9 | 0.9 | 0.9 | -5.04e-13 | -120 | 120 | -9.1369e-13 | -120 | 120
Line3_1_5 | 0 | 0 | 0 | 0 | 0 | 0 | 0 | 0 | 0 | 0 | 0 | 0 | 4.311e-22 | 1.8076e-22 | -6.4303e-22 | -1.9585e-22 | -9.4624e-23 | 3.2165e-22 | 5.228e-22 | -6.3412e-22 | 1.5969e-22 | -2.8753e-22 | 3.1275e-22 | -7.3596e-23 | 0 | 0 | 0 | 0 | 0 | 0 |  | 0.9 | 0.9 | 0.9 | 0.9 | 0.9 | 0.9 | -5.04e-13 | -120 | 120 | -5.04e-13 | -120 | 120
Line4_2_6 | 0 | 0 | 0 | 0 | 0 | 0 | 0 | 0 | 0 | 0 | 0 | 0 | -8.2274e-15 | 1.1985e-15 | 2.0899e-15 | 8.2274e-15 | -1.1985e-15 | -2.0899e-15 | 6.2723e-16 | 3.2885e-15 | -2.9525e-15 | -6.2723e-16 | -3.2885e-15 | 2.9525e-15 | 0 | 0 | 0 | 0 | 0 | 0 |  | 0.9 | 0.9 | 0.9 | 0.9 | 0.9 | 0.9 | -3.36e-13 | -120 | 120 | -1.68e-13 | -120 | 120
Line5_6_7 | 0 | 0 | 0 | 0 | 0 | 0 | 0 | 0 | 0 | 0 | 0 | 0 | -8.2274e-15 | 1.1985e-15 | 2.0899e-15 | 8.2274e-15 | -1.1985e-15 | -2.0899e-15 | 6.2723e-16 | 3.2885e-15 | -2.9525e-15 | -6.2723e-16 | -3.2885e-15 | 2.9525e-15 | 0 | 0 | 0 | 0 | 0 | 0 |  | 0.9 | 0.9 | 0.9 | 0.9 | 0.9 | 0.9 | -1.68e-13 | -120 | 120 | -1.7459e-24 | -120 | 120
Line6_7_8 | 0 | 0 | 0 | 0 | 0 | 0 | 0 | 0 | 0 | 0 | 0 | 0 | 3.863e-33 | -1.7402e-33 | -2.0823e-33 | -2.5832e-33 | 1.123e-33 | 1.4197e-33 | 3.5011e-34 | -3.4039e-33 | 3.2167e-33 | -3.2391e-34 | 2.2824e-33 | -2.1215e-33 | 0 | 0 | 0 | 0 | 0 | 0 |  | 0.9 | 0.9 | 0.9 | 0.9 | 0.9 | 0.9 | -1.7459e-24 | -120 | 120 | -1.7459e-24 | -120 | 120
Line7_8_9 | 0 | 0 | 0 | 0 | 0 | 0 | 0 | 0 | 0 | 0 | 0 | 0 | 1.2877e-33 | -5.8006e-34 | -6.941e-34 | -7.8723e-36 | -3.7146e-35 | 3.1505e-35 | 1.167e-34 | -1.1346e-33 | 1.0722e-33 | -9.0501e-35 | 1.3183e-35 | 2.2989e-35 | 0 | 0 | 0 | 0 | 0 | 0 |  | 0.9 | 0.9 | 0.9 | 0.9 | 0.9 | 0.9 | -1.7459e-24 | -120 | 120 | -1.7459e-24 | -120 | 120
Line8_8_10 | 0 | 0 | 0 | 0 | 0 | 0 | 0 | 0 | 0 | 0 | 0 | 0 | 1.2877e-33 | -5.8006e-34 | -6.941e-34 | -7.8723e-36 | -3.7146e-35 | 3.1505e-35 | 1.167e-34 | -1.1346e-33 | 1.0722e-33 | -9.0501e-35 | 1.3183e-35 | 2.2989e-35 | 0 | 0 | 0 | 0 | 0 | 0 |  | 0.9 | 0.9 | 0.9 | 0.9 | 0.9 | 0.9 | -1.7459e-24 | -120 | 120 | -1.7459e-24 | -120 | 120
Line9_3_11 | 0 | 0 | 0 | 0 | 0 | 0 | 0 | 0 | 0 | 0 | 0 | 0 | -4.9364e-15 | 7.1909e-16 | 1.254e-15 | 4.9364e-15 | -7.1909e-16 | -1.254e-15 | 3.7634e-16 | 1.9731e-15 | -1.7715e-15 | -3.7634e-16 | -1.9731e-15 | 1.7715e-15 | 0 | 0 | 0 | 0 | 0 | 0 |  | 0.9 | 0.9 | 0.9 | 0.9 | 0.9 | 0.9 | -4.032e-13 | -120 | 120 | -3.024e-13 | -120 | 120

## LLG_max_6
name | pf_ikss_a_from_ka | pf_ikss_b_from_ka | pf_ikss_c_from_ka | pf_ikss_a_to_ka | pf_ikss_b_to_ka | pf_ikss_c_to_ka | pf_skss_a_from_mw | pf_skss_b_from_mw | pf_skss_c_from_mw | pf_skss_a_to_mw | pf_skss_b_to_mw | pf_skss_c_to_mw | pf_p_a_from_mw | pf_p_b_from_mw | pf_p_c_from_mw | pf_p_a_to_mw | pf_p_b_to_mw | pf_p_c_to_mw | pf_q_a_from_mvar | pf_q_b_from_mvar | pf_q_c_from_mvar | pf_q_a_to_mvar | pf_q_b_to_mvar | pf_q_c_to_mvar | pf_ikss_a_from_degree | pf_ikss_b_from_degree | pf_ikss_c_from_degree | pf_ikss_a_to_degree | pf_ikss_b_to_degree | pf_ikss_c_to_degree | 3xI0 | pf_vm_a_from_pu | pf_vm_b_from_pu | pf_vm_c_from_pu | pf_vm_a_to_pu | pf_vm_b_to_pu | pf_vm_c_to_pu | pf_va_a_from_degree | pf_va_b_from_degree | pf_va_c_from_degree | pf_va_a_to_degree | pf_va_b_to_degree | pf_va_c_to_degree
Line0_1_2 | 0 | 0 | 0 | 0 | 0 | 0 | 0 | 0 | 0 | 0 | 0 | 0 | 2.0645e-12 | -1.8263e-12 | -5.5482e-12 | -2.0645e-12 | 1.8263e-12 | 5.5482e-12 | 1.7238e-12 | -4.7628e-12 | -6.8564e-14 | -1.7238e-12 | 4.7628e-12 | 6.8564e-14 | 0 | 0 | 0 | 0 | 0 | 0 |  | 1.05 | 1.05 | 1.05 | 1.05 | 1.05 | 1.05 | 1.0523e-11 | -120 | 120 | 7.0151e-12 | -120 | 120
Line10_11_12 | 0 | 0 | 0 | 0 | 0 | 0 | 0 | 0 | 0 | 0 | 0 | 0 | 1.2387e-12 | -1.0958e-12 | -3.3289e-12 | -1.2387e-12 | 1.0958e-12 | 3.3289e-12 | 1.0343e-12 | -2.8577e-12 | -4.1139e-14 | -1.0343e-12 | 2.8577e-12 | 4.1139e-14 | 0 | 0 | 0 | 0 | 0 | 0 |  | 1.05 | 1.05 | 1.05 | 1.05 | 1.05 | 1.05 | 6.3136e-12 | -120 | 120 | 4.2091e-12 | -120 | 120
Line11_12_13 | 0 | 0 | 0 | 0 | 0 | 0 | 0 | 0 | 0 | 0 | 0 | 0 | 1.2387e-12 | -1.0958e-12 | -3.3289e-12 | -1.2387e-12 | 1.0958e-12 | 3.3289e-12 | 1.0343e-12 | -2.8577e-12 | -4.1139e-14 | -1.0343e-12 | 2.8577e-12 | 4.1139e-14 | 0 | 0 | 0 | 0 | 0 | 0 |  | 1.05 | 1.05 | 1.05 | 1.05 | 1.05 | 1.05 | 4.2091e-12 | -120 | 120 | 2.1045e-12 | -120 | 120
Line12_13_15 | 0 | 0 | 0 | 0 | 0 | 0 | 0 | 0 | 0 | 0 | 0 | 0 | -5.6068e-20 | -8.0571e-20 | 1.2238e-19 | 3.6792e-20 | 5.6822e-20 | -7.9352e-20 | -1.161e-19 | 1.0965e-19 | 1.5745e-20 | 7.7548e-20 | -7.3682e-20 | -1.3163e-20 | 0 | 0 | 0 | 0 | 0 | 0 |  | 1.05 | 1.05 | 1.05 | 1.05 | 1.05 | 1.05 | 2.1045e-12 | -120 | 120 | 2.1045e-12 | -120 | 120
Line13_13_14 | 0 | 0 | 0 | 0 | 0 | 0 | 0 | 0 | 0 | 0 | 0 | 0 | 1.2387e-12 | -1.0958e-12 | -3.3289e-12 | -1.2387e-12 | 1.0958e-12 | 3.3289e-12 | 1.0343e-12 | -2.8577e-12 | -4.1139e-14 | -1.0343e-12 | 2.8577e-12 | 4.1139e-14 | 0 | 0 | 0 | 0 | 0 | 0 |  | 1.05 | 1.05 | 1.05 | 1.05 | 1.05 | 1.05 | 2.1045e-12 | -120 | 120 | 1.9312e-22 | -120 | 120
Line14_15_16 | 0 | 0 | 0 | 0 | 0 | 0 | 0 | 0 | 0 | 0 | 0 | 0 | -3.7379e-20 | -5.3714e-20 | 8.1584e-20 | 1.8103e-20 | 2.9965e-20 | -3.856e-20 | -7.74e-20 | 7.3101e-20 | 1.0497e-20 | 3.8848e-20 | -3.7132e-20 | -7.9143e-21 | 0 | 0 | 0 | 0 | 0 | 0 |  | 1.05 | 1.05 | 1.05 | 1.05 | 1.05 | 1.05 | 2.1045e-12 | -120 | 120 | 2.1045e-12 | -120 | 120
Line15_16_17 | 0 | 0 | 0 | 0 | 0 | 0 | 0 | 0 | 0 | 0 | 0 | 0 | -1.8689e-20 | -2.6857e-20 | 4.0792e-20 | -5.8641e-22 | 3.1084e-21 | 2.2322e-21 | -3.87e-20 | 3.655e-20 | 5.2484e-21 | 1.4849e-22 | -5.8143e-22 | -2.6659e-21 | 0 | 0 | 0 | 0 | 0 | 0 |  | 1.05 | 1.05 | 1.05 | 1.05 | 1.05 | 1.05 | 2.1045e-12 | -120 | 120 | 2.1045e-12 | -120 | 120
Line16_4_18 | 0 | 12.4238 | 12.4238 | 0 | 12.4238 | 12.4238 | 0 | 2.8691 | 2.8691 | 0 | 2.8691 | 2.8691 | -1.0106e-09 | 0.81378 | 1.8322 | 7.5797e-10 | 2.5402e-13 | 7.7375e-13 | -1.1545e-08 | 2.9006 | 2.3914 | 1.1535e-16 | 1.5927e-12 | 1.4296e-12 | 0 | 165.6717 | 67.4584 | 0 | -14.3283 | -112.5416 |  | 1.05 | 1.05 | 1.05 | 0.7875 | 0 | 0 | 1.5743e-19 | -120 | 120 | -9.2714e-08 | 0 | 0
Line17_5_19 | 0 | 0 | 0 | 0 | 0 | 0 | 0 | 0 | 0 | 0 | 0 | 0 | -9.3447e-20 | -1.3429e-19 | 2.0396e-19 | -2.932e-21 | 1.5542e-20 | 1.1161e-20 | -1.935e-19 | 1.8275e-19 | 2.6242e-20 | 7.4243e-22 | -2.9071e-21 | -1.333e-20 | 0 | 0 | 0 | 0 | 0 | 0 |  | 1.05 | 1.05 | 1.05 | 1.05 | 1.05 | 1.05 | 1.0523e-11 | -120 | 120 | 1.0523e-11 | -120 | 120
Line1_1_3 | 0 | 0 | 0 | 0 | 0 | 0 | 0 | 0 | 0 | 0 | 0 | 0 | 1.2387e-12 | -1.0958e-12 | -3.3289e-12 | -1.2387e-12 | 1.0958e-12 | 3.3289e-12 | 1.0343e-12 | -2.8577e-12 | -4.1138e-14 | -1.0343e-12 | 2.8577e-12 | 4.1139e-14 | 0 | 0 | 0 | 0 | 0 | 0 |  | 1.05 | 1.05 | 1.05 | 1.05 | 1.05 | 1.05 | 1.0523e-11 | -120 | 120 | 8.4182e-12 | -120 | 120
Line2_1_4 | 0 | 0 | 0 | 0 | 0 | 0 | 0 | 0 | 0 | 0 | 0 | 0 | -8.5272e-13 | 8.3663e-12 | 1.1866e-11 | 8.5272e-13 | -8.3663e-12 | -1.1866e-11 | 4.87e-13 | 1.1972e-11 | 6.5009e-12 | -4.87e-13 | -1.1972e-11 | -6.5009e-12 | 0 | 0 | 0 | 0 | 0 | 0 |  | 1.05 | 1.05 | 1.05 | 1.05 | 1.05 | 1.05 | 1.0523e-11 | -120 | 120 | 1.5743e-19 | -120 | 120
Line3_1_5 | 0 | 0 | 0 | 0 | 0 | 0 | 0 | 0 | 0 | 0 | 0 | 0 | -1.8689e-19 | -2.6857e-19 | 4.0792e-19 | 9.0515e-20 | 1.4983e-19 | -1.928e-19 | -3.87e-19 | 3.655e-19 | 5.2484e-20 | 1.9424e-19 | -1.8566e-19 | -3.9572e-20 | 0 | 0 | 0 | 0 | 0 | 0 |  | 1.05 | 1.05 | 1.05 | 1.05 | 1.05 | 1.05 | 1.0523e-11 | -120 | 120 | 1.0523e-11 | -120 | 120
Line4_2_6 | 0 | 0 | 0 | 0 | 0 | 0 | 0 | 0 | 0 | 0 | 0 | 0 | 2.0645e-12 | -1.8263e-12 | -5.5482e-12 | -2.0645e-12 | 1.8263e-12 | 5.5482e-12 | 1.7238e-12 | -4.7628e-12 | -6.8564e-14 | -1.7238e-12 | 4.7628e-12 | 6.8564e-14 | 0 | 0 | 0 | 0 | 0 | 0 |  | 1.05 | 1.05 | 1.05 | 1.05 | 1.05 | 1.05 | 7.0151e-12 | -120 | 120 | 3.5076e-12 | -120 | 120
Line5_6_7 | 0 | 0 | 0 | 0 | 0 | 0 | 0 | 0 | 0 | 0 | 0 | 0 | 2.0645e-12 | -1.8263e-12 | -5.5482e-12 | -2.0645e-12 | 1.8263e-12 | 5.5482e-12 | 1.7238e-12 | -4.7628e-12 | -6.8564e-14 | -1.7238e-12 | 4.7628e-12 | 6.8564e-14 | 0 | 0 | 0 | 0 | 0 | 0 |  | 1.05 | 1.05 | 1.05 | 1.05 | 1.05 | 1.05 | 3.5076e-12 | -120 | 120 | 3.2187e-22 | -120 | 120
Line6_7_8 | 0 | 0 | 0 | 0 | 0 | 0 | 0 | 0 | 0 | 0 | 0 | 0 | -2.4167e-30 | -5.3239e-31 | 2.8276e-30 | 1.5943e-30 | 4.0942e-31 | -1.8822e-30 | -1.9186e-30 | 3.1222e-30 | -1.0284e-30 | 1.3018e-30 | -2.1016e-30 | 6.2458e-31 | 0 | 0 | 0 | 0 | 0 | 0 |  | 1.05 | 1.05 | 1.05 | 1.05 | 1.05 | 1.05 | 3.2187e-22 | -120 | 120 | 3.2187e-22 | -120 | 120
Line7_8_9 | 0 | 0 | 0 | 0 | 0 | 0 | 0 | 0 | 0 | 0 | 0 | 0 | -8.0557e-31 | -1.7746e-31 | 9.4254e-31 | -1.6858e-32 | 5.4494e-32 | 2.8576e-33 | -6.3953e-31 | 1.0407e-30 | -3.428e-31 | 2.2709e-32 | -2.0089e-32 | -6.1031e-32 | 0 | 0 | 0 | 0 | 0 | 0 |  | 1.05 | 1.05 | 1.05 | 1.05 | 1.05 | 1.05 | 3.2187e-22 | -120 | 120 | 3.2187e-22 | -120 | 120
Line8_8_10 | 0 | 0 | 0 | 0 | 0 | 0 | 0 | 0 | 0 | 0 | 0 | 0 | -8.0557e-31 | -1.7746e-31 | 9.4254e-31 | -1.6858e-32 | 5.4494e-32 | 2.8576e-33 | -6.3953e-31 | 1.0407e-30 | -3.428e-31 | 2.2709e-32 | -2.0089e-32 | -6.1031e-32 | 0 | 0 | 0 | 0 | 0 | 0 |  | 1.05 | 1.05 | 1.05 | 1.05 | 1.05 | 1.05 | 3.2187e-22 | -120 | 120 | 3.2187e-22 | -120 | 120
Line9_3_11 | 0 | 0 | 0 | 0 | 0 | 0 | 0 | 0 | 0 | 0 | 0 | 0 | 1.2387e-12 | -1.0958e-12 | -3.3289e-12 | -1.2387e-12 | 1.0958e-12 | 3.3289e-12 | 1.0343e-12 | -2.8577e-12 | -4.1139e-14 | -1.0343e-12 | 2.8577e-12 | 4.1139e-14 | 0 | 0 | 0 | 0 | 0 | 0 |  | 1.05 | 1.05 | 1.05 | 1.05 | 1.05 | 1.05 | 8.4182e-12 | -120 | 120 | 6.3136e-12 | -120 | 120

## LLG_max_10
name | pf_ikss_a_from_ka | pf_ikss_b_from_ka | pf_ikss_c_from_ka | pf_ikss_a_to_ka | pf_ikss_b_to_ka | pf_ikss_c_to_ka | pf_skss_a_from_mw | pf_skss_b_from_mw | pf_skss_c_from_mw | pf_skss_a_to_mw | pf_skss_b_to_mw | pf_skss_c_to_mw | pf_p_a_from_mw | pf_p_b_from_mw | pf_p_c_from_mw | pf_p_a_to_mw | pf_p_b_to_mw | pf_p_c_to_mw | pf_q_a_from_mvar | pf_q_b_from_mvar | pf_q_c_from_mvar | pf_q_a_to_mvar | pf_q_b_to_mvar | pf_q_c_to_mvar | pf_ikss_a_from_degree | pf_ikss_b_from_degree | pf_ikss_c_from_degree | pf_ikss_a_to_degree | pf_ikss_b_to_degree | pf_ikss_c_to_degree | 3xI0 | pf_vm_a_from_pu | pf_vm_b_from_pu | pf_vm_c_from_pu | pf_vm_a_to_pu | pf_vm_b_to_pu | pf_vm_c_to_pu | pf_va_a_from_degree | pf_va_b_from_degree | pf_va_c_from_degree | pf_va_a_to_degree | pf_va_b_to_degree | pf_va_c_to_degree
Line0_1_2 | 0 | 0 | 0 | 0 | 0 | 0 | 0 | 0 | 0 | 0 | 0 | 0 | 2.246e-12 | -2.0455e-12 | -6.1157e-12 | -2.246e-12 | 2.0455e-12 | 6.1157e-12 | 1.8722e-12 | -5.2514e-12 | -1.1572e-13 | -1.8722e-12 | 5.2514e-12 | 1.1572e-13 | 0 | 0 | 0 | 0 | 0 | 0 |  | 1.1 | 1.1 | 1.1 | 1.1 | 1.1 | 1.1 | 9.9928e-12 | -120 | 120 | 6.6619e-12 | -120 | 120
Line10_11_12 | 0 | 0 | 0 | 0 | 0 | 0 | 0 | 0 | 0 | 0 | 0 | 0 | 1.3476e-12 | -1.2273e-12 | -3.6694e-12 | -1.3476e-12 | 1.2273e-12 | 3.6694e-12 | 1.1233e-12 | -3.1509e-12 | -6.9429e-14 | -1.1233e-12 | 3.1509e-12 | 6.9429e-14 | 0 | 0 | 0 | 0 | 0 | 0 |  | 1.1 | 1.1 | 1.1 | 1.1 | 1.1 | 1.1 | 5.9957e-12 | -120 | 120 | 3.9971e-12 | -120 | 120
Line11_12_13 | 0 | 0 | 0 | 0 | 0 | 0 | 0 | 0 | 0 | 0 | 0 | 0 | 1.3476e-12 | -1.2273e-12 | -3.6694e-12 | -1.3476e-12 | 1.2273e-12 | 3.6694e-12 | 1.1233e-12 | -3.1509e-12 | -6.9429e-14 | -1.1233e-12 | 3.1509e-12 | 6.9429e-14 | 0 | 0 | 0 | 0 | 0 | 0 |  | 1.1 | 1.1 | 1.1 | 1.1 | 1.1 | 1.1 | 3.9971e-12 | -120 | 120 | 1.9986e-12 | -120 | 120
Line12_13_15 | 0 | 0 | 0 | 0 | 0 | 0 | 0 | 0 | 0 | 0 | 0 | 0 | -6.1608e-20 | -8.8538e-20 | 1.3418e-19 | 4.0453e-20 | 6.2474e-20 | -8.6957e-20 | -1.274e-19 | 1.2041e-19 | 1.7296e-20 | 8.5085e-20 | -8.0939e-20 | -1.4462e-20 | 0 | 0 | 0 | 0 | 0 | 0 |  | 1.1 | 1.1 | 1.1 | 1.1 | 1.1 | 1.1 | 1.9986e-12 | -120 | 120 | 1.9986e-12 | -120 | 120
Line13_13_14 | 0 | 0 | 0 | 0 | 0 | 0 | 0 | 0 | 0 | 0 | 0 | 0 | 1.3476e-12 | -1.2273e-12 | -3.6694e-12 | -1.3476e-12 | 1.2273e-12 | 3.6694e-12 | 1.1233e-12 | -3.1509e-12 | -6.9429e-14 | -1.1233e-12 | 3.1509e-12 | 6.9429e-14 | 0 | 0 | 0 | 0 | 0 | 0 |  | 1.1 | 1.1 | 1.1 | 1.1 | 1.1 | 1.1 | 1.9986e-12 | -120 | 120 | 1.9143e-22 | -120 | 120
Line14_15_16 | 0 | 0 | 0 | 0 | 0 | 0 | 0 | 0 | 0 | 0 | 0 | 0 | -4.1072e-20 | -5.9025e-20 | 8.9451e-20 | 1.9917e-20 | 3.2961e-20 | -4.2231e-20 | -8.493e-20 | 8.0276e-20 | 1.1531e-20 | 4.262e-20 | -4.08e-20 | -8.6963e-21 | 0 | 0 | 0 | 0 | 0 | 0 |  | 1.1 | 1.1 | 1.1 | 1.1 | 1.1 | 1.1 | 1.9986e-12 | -120 | 120 | 1.9986e-12 | -120 | 120
Line15_16_17 | 0 | 0 | 0 | 0 | 0 | 0 | 0 | 0 | 0 | 0 | 0 | 0 | -2.0536e-20 | -2.9513e-20 | 4.4725e-20 | -6.1922e-22 | 3.4484e-21 | 2.4941e-21 | -4.2465e-20 | 4.0138e-20 | 5.7653e-21 | 1.5476e-22 | -6.6207e-22 | -2.931e-21 | 0 | 0 | 0 | 0 | 0 | 0 |  | 1.1 | 1.1 | 1.1 | 1.1 | 1.1 | 1.1 | 1.9986e-12 | -120 | 120 | 1.9986e-12 | -120 | 120
Line16_4_18 | 0 | 13.0154 | 13.0154 | 0 | 13.0154 | 13.0154 | 0 | 3.0058 | 3.0058 | 0 | 3.0058 | 3.0058 | -1.1092e-09 | 0.89312 | 2.0109 | 8.3188e-10 | 2.7858e-13 | 8.4897e-13 | -1.2671e-08 | 3.1834 | 2.6246 | -1.3461e-18 | 1.7464e-12 | 1.5689e-12 | 0 | 165.6717 | 67.4584 | 0 | -14.3283 | -112.5416 |  | 1.1 | 1.1 | 1.1 | 0.825 | 0 | 0 | 1.5742e-19 | -120 | 120 | -9.2714e-08 | 0 | 0
Line17_5_19 | 0 | 0 | 0 | 0 | 0 | 0 | 0 | 0 | 0 | 0 | 0 | 0 | -1.0268e-19 | -1.4756e-19 | 2.2363e-19 | -3.0961e-21 | 1.7242e-20 | 1.2471e-20 | -2.1233e-19 | 2.0069e-19 | 2.8826e-20 | 7.7379e-22 | -3.3103e-21 | -1.4655e-20 | 0 | 0 | 0 | 0 | 0 | 0 |  | 1.1 | 1.1 | 1.1 | 1.1 | 1.1 | 1.1 | 9.9928e-12 | -120 | 120 | 9.9928e-12 | -120 | 120
Line1_1_3 | 0 | 0 | 0 | 0 | 0 | 0 | 0 | 0 | 0 | 0 | 0 | 0 | 1.3476e-12 | -1.2273e-12 | -3.6694e-12 | -1.3476e-12 | 1.2273e-12 | 3.6694e-12 | 1.1233e-12 | -3.1509e-12 | -6.9429e-14 | -1.1233e-12 | 3.1509e-12 | 6.9429e-14 | 0 | 0 | 0 | 0 | 0 | 0 |  | 1.1 | 1.1 | 1.1 | 1.1 | 1.1 | 1.1 | 9.9928e-12 | -120 | 120 | 7.9943e-12 | -120 | 120
Line2_1_4 | 0 | 0 | 0 | 0 | 0 | 0 | 0 | 0 | 0 | 0 | 0 | 0 | -9.9517e-13 | 9.0586e-12 | 1.2944e-11 | 9.9517e-13 | -9.0586e-12 | -1.2944e-11 | 4.7556e-13 | 1.3067e-11 | 7.0134e-12 | -4.7556e-13 | -1.3067e-11 | -7.0134e-12 | 0 | 0 | 0 | 0 | 0 | 0 |  | 1.1 | 1.1 | 1.1 | 1.1 | 1.1 | 1.1 | 9.9928e-12 | -120 | 120 | 1.5742e-19 | -120 | 120
Line3_1_5 | 0 | 0 | 0 | 0 | 0 | 0 | 0 | 0 | 0 | 0 | 0 | 0 | -2.0536e-19 | -2.9513e-19 | 4.4725e-19 | 9.9584e-20 | 1.6481e-19 | -2.1116e-19 | -4.2465e-19 | 4.0138e-19 | 5.7653e-20 | 2.131e-19 | -2.04e-19 | -4.3482e-20 | 0 | 0 | 0 | 0 | 0 | 0 |  | 1.1 | 1.1 | 1.1 | 1.1 | 1.1 | 1.1 | 9.9928e-12 | -120 | 120 | 9.9928e-12 | -120 | 120
Line4_2_6 | 0 | 0 | 0 | 0 | 0 | 0 | 0 | 0 | 0 | 0 | 0 | 0 | 2.246e-12 | -2.0455e-12 | -6.1157e-12 | -2.246e-12 | 2.0455e-12 | 6.1157e-12 | 1.8722e-12 | -5.2514e-12 | -1.1572e-13 | -1.8722e-12 | 5.2514e-12 | 1.1572e-13 | 0 | 0 | 0 | 0 | 0 | 0 |  | 1.1 | 1.1 | 1.1 | 1.1 | 1.1 | 1.1 | 6.6619e-12 | -120 | 120 | 3.3309e-12 | -120 | 120
Line5_6_7 | 0 | 0 | 0 | 0 | 0 | 0 | 0 | 0 | 0 | 0 | 0 | 0 | 2.246e-12 | -2.0455e-12 | -6.1157e-12 | -2.246e-12 | 2.0455e-12 | 6.1157e-12 | 1.8722e-12 | -5.2514e-12 | -1.1572e-13 | -1.8722e-12 | 5.2514e-12 | 1.1572e-13 | 0 | 0 | 0 | 0 | 0 | 0 |  | 1.1 | 1.1 | 1.1 | 1.1 | 1.1 | 1.1 | 3.3309e-12 | -120 | 120 | 3.1906e-22 | -120 | 120
Line6_7_8 | 0 | 0 | 0 | 0 | 0 | 0 | 0 | 0 | 0 | 0 | 0 | 0 | -2.6531e-30 | -5.8515e-31 | 3.102e-30 | 1.7504e-30 | 4.5019e-31 | -2.0644e-30 | -2.105e-30 | 3.428e-30 | -1.1278e-30 | 1.4281e-30 | -2.3079e-30 | 6.846e-31 | 0 | 0 | 0 | 0 | 0 | 0 |  | 1.1 | 1.1 | 1.1 | 1.1 | 1.1 | 1.1 | 3.1906e-22 | -120 | 120 | 3.1906e-22 | -120 | 120
Line7_8_9 | 0 | 0 | 0 | 0 | 0 | 0 | 0 | 0 | 0 | 0 | 0 | 0 | -8.8435e-31 | -1.9505e-31 | 1.034e-30 | -1.827e-32 | 6.009e-32 | 3.5975e-33 | -7.0167e-31 | 1.1427e-30 | -3.7594e-31 | 2.4706e-32 | -2.25e-32 | -6.7273e-32 | 0 | 0 | 0 | 0 | 0 | 0 |  | 1.1 | 1.1 | 1.1 | 1.1 | 1.1 | 1.1 | 3.1906e-22 | -120 | 120 | 3.1906e-22 | -120 | 120
Line8_8_10 | 0 | 0 | 0 | 0 | 0 | 0 | 0 | 0 | 0 | 0 | 0 | 0 | -8.8435e-31 | -1.9505e-31 | 1.034e-30 | -1.827e-32 | 6.009e-32 | 3.5975e-33 | -7.0167e-31 | 1.1427e-30 | -3.7594e-31 | 2.4706e-32 | -2.25e-32 | -6.7273e-32 | 0 | 0 | 0 | 0 | 0 | 0 |  | 1.1 | 1.1 | 1.1 | 1.1 | 1.1 | 1.1 | 3.1906e-22 | -120 | 120 | 3.1906e-22 | -120 | 120
Line9_3_11 | 0 | 0 | 0 | 0 | 0 | 0 | 0 | 0 | 0 | 0 | 0 | 0 | 1.3476e-12 | -1.2273e-12 | -3.6694e-12 | -1.3476e-12 | 1.2273e-12 | 3.6694e-12 | 1.1233e-12 | -3.1509e-12 | -6.9429e-14 | -1.1233e-12 | 3.1509e-12 | 6.9429e-14 | 0 | 0 | 0 | 0 | 0 | 0 |  | 1.1 | 1.1 | 1.1 | 1.1 | 1.1 | 1.1 | 7.9943e-12 | -120 | 120 | 5.9957e-12 | -120 | 120

## LLG_max_fault_6
name | pf_ikss_a_from_ka | pf_ikss_b_from_ka | pf_ikss_c_from_ka | pf_ikss_a_to_ka | pf_ikss_b_to_ka | pf_ikss_c_to_ka | pf_skss_a_from_mw | pf_skss_b_from_mw | pf_skss_c_from_mw | pf_skss_a_to_mw | pf_skss_b_to_mw | pf_skss_c_to_mw | pf_p_a_from_mw | pf_p_b_from_mw | pf_p_c_from_mw | pf_p_a_to_mw | pf_p_b_to_mw | pf_p_c_to_mw | pf_q_a_from_mvar | pf_q_b_from_mvar | pf_q_c_from_mvar | pf_q_a_to_mvar | pf_q_b_to_mvar | pf_q_c_to_mvar | pf_ikss_a_from_degree | pf_ikss_b_from_degree | pf_ikss_c_from_degree | pf_ikss_a_to_degree | pf_ikss_b_to_degree | pf_ikss_c_to_degree | 3xI0 | pf_vm_a_from_pu | pf_vm_b_from_pu | pf_vm_c_from_pu | pf_vm_a_to_pu | pf_vm_b_to_pu | pf_vm_c_to_pu | pf_va_a_from_degree | pf_va_b_from_degree | pf_va_c_from_degree | pf_va_a_to_degree | pf_va_b_to_degree | pf_va_c_to_degree
Line0_1_2 | 0 | 0 | 0 | 0 | 0 | 0 | 0 | 0 | 0 | 0 | 0 | 0 | 5.3944e-15 | -8.8668e-15 | -1.277e-14 | -5.3944e-15 | 8.8668e-15 | 1.277e-14 | 2.0849e-15 | -7.4934e-15 | 2.062e-15 | -2.0849e-15 | 7.4934e-15 | -2.062e-15 | 0 | 0 | 0 | 0 | 0 | 0 |  | 1.05 | 1.05 | 1.05 | 1.05 | 1.05 | 1.05 | 5.5682e-14 | -120 | 120 | 3.7121e-14 | -120 | 120
Line10_11_12 | 0 | 0 | 0 | 0 | 0 | 0 | 0 | 0 | 0 | 0 | 0 | 0 | 3.2367e-15 | -5.3201e-15 | -7.662e-15 | -3.2367e-15 | 5.3201e-15 | 7.662e-15 | 1.2509e-15 | -4.496e-15 | 1.2372e-15 | -1.2509e-15 | 4.496e-15 | -1.2372e-15 | 0 | 0 | 0 | 0 | 0 | 0 |  | 1.05 | 1.05 | 1.05 | 1.05 | 1.05 | 1.05 | 3.3409e-14 | -120 | 120 | 2.2273e-14 | -120 | 120
Line11_12_13 | 0 | 0 | 0 | 0 | 0 | 0 | 0 | 0 | 0 | 0 | 0 | 0 | 3.2367e-15 | -5.3201e-15 | -7.662e-15 | -3.2367e-15 | 5.3201e-15 | 7.662e-15 | 1.2509e-15 | -4.496e-15 | 1.2372e-15 | -1.2509e-15 | 4.496e-15 | -1.2372e-15 | 0 | 0 | 0 | 0 | 0 | 0 |  | 1.05 | 1.05 | 1.05 | 1.05 | 1.05 | 1.05 | 2.2273e-14 | -120 | 120 | 1.1136e-14 | -120 | 120
Line12_13_15 | 0 | 0 | 0 | 0 | 0 | 0 | 0 | 0 | 0 | 0 | 0 | 0 | -1.8883e-22 | -8.8608e-23 | 2.4906e-22 | 1.2475e-22 | 6.5078e-23 | -1.6145e-22 | -1.9486e-22 | 2.785e-22 | -4.7584e-23 | 1.3069e-22 | -1.9092e-22 | 2.4171e-23 | 0 | 0 | 0 | 0 | 0 | 0 |  | 1.05 | 1.05 | 1.05 | 1.05 | 1.05 | 1.05 | 1.1136e-14 | -120 | 120 | 1.1136e-14 | -120 | 120
Line13_13_14 | 0 | 0 | 0 | 0 | 0 | 0 | 0 | 0 | 0 | 0 | 0 | 0 | 3.2367e-15 | -5.3201e-15 | -7.662e-15 | -3.2367e-15 | 5.3201e-15 | 7.662e-15 | 1.2509e-15 | -4.496e-15 | 1.2372e-15 | -1.2509e-15 | 4.496e-15 | -1.2372e-15 | 0 | 0 | 0 | 0 | 0 | 0 |  | 1.05 | 1.05 | 1.05 | 1.05 | 1.05 | 1.05 | 1.1136e-14 | -120 | 120 | 5.0462e-25 | -120 | 120
Line14_15_16 | 0 | 0 | 0 | 0 | 0 | 0 | 0 | 0 | 0 | 0 | 0 | 0 | -1.2589e-22 | -5.9072e-23 | 1.6604e-22 | 6.1808e-23 | 3.5542e-23 | -7.8428e-23 | -1.2991e-22 | 1.8567e-22 | -3.1723e-23 | 6.5738e-23 | -9.8087e-23 | 8.31e-24 | 0 | 0 | 0 | 0 | 0 | 0 |  | 1.05 | 1.05 | 1.05 | 1.05 | 1.05 | 1.05 | 1.1136e-14 | -120 | 120 | 1.1136e-14 | -120 | 120
Line15_16_17 | 0 | 0 | 0 | 0 | 0 | 0 | 0 | 0 | 0 | 0 | 0 | 0 | -6.2945e-23 | -2.9536e-23 | 8.302e-23 | -1.1368e-24 | 6.0065e-24 | 4.5912e-24 | -6.4953e-23 | 9.2834e-23 | -1.5861e-23 | 7.8573e-25 | -5.2539e-24 | -7.5514e-24 | 0 | 0 | 0 | 0 | 0 | 0 |  | 1.05 | 1.05 | 1.05 | 1.05 | 1.05 | 1.05 | 1.1136e-14 | -120 | 120 | 1.1136e-14 | -120 | 120
Line16_4_18 | 0 | 0.034204 | 0.034194 | 0 | 0.034204 | 0.034194 | 0 | 0.007899 | 0.0078967 | 0 | 0.007899 | 0.0078967 | -9.6839e-12 | 0.0058568 | 0.0058602 | 2.0165e-12 | -0.0058495 | -0.0058461 | -2.2379e-11 | 0.0058726 | 0.0058659 | -6.7106e-13 | -0.0058495 | -0.0058461 | 0 | -165.0771 | 74.9724 | 0 | 14.9229 | -105.0276 |  | 1.05 | 1.05 | 1.05 | 1.0495 | 1.0473 | 1.047 | 1.5095e-21 | -120 | 120 | -0.009516 | -120.0771 | 119.9724
Line17_5_19 | 0 | 0 | 0 | 0 | 0 | 0 | 0 | 0 | 0 | 0 | 0 | 0 | -3.1472e-22 | -1.4768e-22 | 4.151e-22 | -5.6839e-24 | 3.0032e-23 | 2.2956e-23 | -3.2476e-22 | 4.6417e-22 | -7.9307e-23 | 3.9286e-24 | -2.627e-23 | -3.7757e-23 | 0 | 0 | 0 | 0 | 0 | 0 |  | 1.05 | 1.05 | 1.05 | 1.05 | 1.05 | 1.05 | 5.5682e-14 | -120 | 120 | 5.5682e-14 | -120 | 120
Line1_1_3 | 0 | 0 | 0 | 0 | 0 | 0 | 0 | 0 | 0 | 0 | 0 | 0 | 3.2367e-15 | -5.3201e-15 | -7.662e-15 | -3.2367e-15 | 5.3201e-15 | 7.662e-15 | 1.2509e-15 | -4.496e-15 | 1.2372e-15 | -1.2509e-15 | 4.496e-15 | -1.2372e-15 | 0 | 0 | 0 | 0 | 0 | 0 |  | 1.05 | 1.05 | 1.05 | 1.05 | 1.05 | 1.05 | 5.5682e-14 | -120 | 120 | 4.4545e-14 | -120 | 120
Line2_1_4 | 0 | 0 | 0 | 0 | 0 | 0 | 0 | 0 | 0 | 0 | 0 | 0 | -1.912e-15 | 3.431e-14 | 3.3464e-14 | 1.912e-15 | -3.431e-14 | -3.3464e-14 | 1.3405e-15 | 1.7116e-14 | 1.321e-14 | -1.3405e-15 | -1.7116e-14 | -1.321e-14 | 0 | 0 | 0 | 0 | 0 | 0 |  | 1.05 | 1.05 | 1.05 | 1.05 | 1.05 | 1.05 | 5.5682e-14 | -120 | 120 | 1.5095e-21 | -120 | 120
Line3_1_5 | 0 | 0 | 0 | 0 | 0 | 0 | 0 | 0 | 0 | 0 | 0 | 0 | -6.2945e-22 | -2.9536e-22 | 8.302e-22 | 3.0904e-22 | 1.7771e-22 | -3.9214e-22 | -6.4953e-22 | 9.2834e-22 | -1.5861e-22 | 3.2869e-22 | -4.9044e-22 | 4.155e-23 | 0 | 0 | 0 | 0 | 0 | 0 |  | 1.05 | 1.05 | 1.05 | 1.05 | 1.05 | 1.05 | 5.5682e-14 | -120 | 120 | 5.5682e-14 | -120 | 120
Line4_2_6 | 0 | 0 | 0 | 0 | 0 | 0 | 0 | 0 | 0 | 0 | 0 | 0 | 5.3944e-15 | -8.8668e-15 | -1.277e-14 | -5.3944e-15 | 8.8668e-15 | 1.277e-14 | 2.0849e-15 | -7.4934e-15 | 2.062e-15 | -2.0849e-15 | 7.4934e-15 | -2.062e-15 | 0 | 0 | 0 | 0 | 0 | 0 |  | 1.05 | 1.05 | 1.05 | 1.05 | 1.05 | 1.05 | 3.7121e-14 | -120 | 120 | 1.8561e-14 | -120 | 120
Line5_6_7 | 0 | 0 | 0 | 0 | 0 | 0 | 0 | 0 | 0 | 0 | 0 | 0 | 5.3944e-15 | -8.8668e-15 | -1.277e-14 | -5.3944e-15 | 8.8668e-15 | 1.277e-14 | 2.0849e-15 | -7.4934e-15 | 2.062e-15 | -2.0849e-15 | 7.4934e-15 | -2.062e-15 | 0 | 0 | 0 | 0 | 0 | 0 |  | 1.05 | 1.05 | 1.05 | 1.05 | 1.05 | 1.05 | 1.8561e-14 | -120 | 120 | 8.4103e-25 | -120 | 120
Line6_7_8 | 0 | 0 | 0 | 0 | 0 | 0 | 0 | 0 | 0 | 0 | 0 | 0 | -6.0921e-33 | 1.0431e-33 | 4.9196e-33 | 4.0406e-33 | -6.1083e-34 | -3.3003e-33 | -2.2341e-33 | 6.6506e-33 | -3.8806e-33 | 1.5487e-33 | -4.5313e-33 | 2.4466e-33 | 0 | 0 | 0 | 0 | 0 | 0 |  | 1.05 | 1.05 | 1.05 | 1.05 | 1.05 | 1.05 | 8.4103e-25 | -120 | 120 | 8.4103e-25 | -120 | 120
Line7_8_9 | 0 | 0 | 0 | 0 | 0 | 0 | 0 | 0 | 0 | 0 | 0 | 0 | -2.0307e-33 | 3.4769e-34 | 1.6399e-33 | -2.0824e-35 | 8.4537e-35 | -2.0573e-35 | -7.447e-34 | 2.2169e-33 | -1.2935e-33 | 5.9339e-35 | -9.7535e-35 | -1.4047e-34 | 0 | 0 | 0 | 0 | 0 | 0 |  | 1.05 | 1.05 | 1.05 | 1.05 | 1.05 | 1.05 | 8.4103e-25 | -120 | 120 | 8.4103e-25 | -120 | 120
Line8_8_10 | 0 | 0 | 0 | 0 | 0 | 0 | 0 | 0 | 0 | 0 | 0 | 0 | -2.0307e-33 | 3.4769e-34 | 1.6399e-33 | -2.0824e-35 | 8.4537e-35 | -2.0573e-35 | -7.447e-34 | 2.2169e-33 | -1.2935e-33 | 5.9339e-35 | -9.7535e-35 | -1.4047e-34 | 0 | 0 | 0 | 0 | 0 | 0 |  | 1.05 | 1.05 | 1.05 | 1.05 | 1.05 | 1.05 | 8.4103e-25 | -120 | 120 | 8.4103e-25 | -120 | 120
Line9_3_11 | 0 | 0 | 0 | 0 | 0 | 0 | 0 | 0 | 0 | 0 | 0 | 0 | 3.2367e-15 | -5.3201e-15 | -7.662e-15 | -3.2367e-15 | 5.3201e-15 | 7.662e-15 | 1.2509e-15 | -4.496e-15 | 1.2372e-15 | -1.2509e-15 | 4.496e-15 | -1.2372e-15 | 0 | 0 | 0 | 0 | 0 | 0 |  | 1.05 | 1.05 | 1.05 | 1.05 | 1.05 | 1.05 | 4.4545e-14 | -120 | 120 | 3.3409e-14 | -120 | 120

## LLG_max_fault_10
name | pf_ikss_a_from_ka | pf_ikss_b_from_ka | pf_ikss_c_from_ka | pf_ikss_a_to_ka | pf_ikss_b_to_ka | pf_ikss_c_to_ka | pf_skss_a_from_mw | pf_skss_b_from_mw | pf_skss_c_from_mw | pf_skss_a_to_mw | pf_skss_b_to_mw | pf_skss_c_to_mw | pf_p_a_from_mw | pf_p_b_from_mw | pf_p_c_from_mw | pf_p_a_to_mw | pf_p_b_to_mw | pf_p_c_to_mw | pf_q_a_from_mvar | pf_q_b_from_mvar | pf_q_c_from_mvar | pf_q_a_to_mvar | pf_q_b_to_mvar | pf_q_c_to_mvar | pf_ikss_a_from_degree | pf_ikss_b_from_degree | pf_ikss_c_from_degree | pf_ikss_a_to_degree | pf_ikss_b_to_degree | pf_ikss_c_to_degree | 3xI0 | pf_vm_a_from_pu | pf_vm_b_from_pu | pf_vm_c_from_pu | pf_vm_a_to_pu | pf_vm_b_to_pu | pf_vm_c_to_pu | pf_va_a_from_degree | pf_va_b_from_degree | pf_va_c_from_degree | pf_va_a_to_degree | pf_va_b_to_degree | pf_va_c_to_degree
Line0_1_2 | 0 | 0 | 0 | 0 | 0 | 0 | 0 | 0 | 0 | 0 | 0 | 0 | 5.8703e-15 | -9.8729e-15 | -1.412e-14 | -5.8703e-15 | 9.8729e-15 | 1.412e-14 | 2.2629e-15 | -8.2393e-15 | 2.1637e-15 | -2.2629e-15 | 8.2393e-15 | -2.1637e-15 | 0 | 0 | 0 | 0 | 0 | 0 |  | 1.1 | 1.1 | 1.1 | 1.1 | 1.1 | 1.1 | 5.3684e-14 | -120 | 120 | 3.5789e-14 | -120 | 120
Line10_11_12 | 0 | 0 | 0 | 0 | 0 | 0 | 0 | 0 | 0 | 0 | 0 | 0 | 3.5222e-15 | -5.9237e-15 | -8.4718e-15 | -3.5222e-15 | 5.9237e-15 | 8.4718e-15 | 1.3578e-15 | -4.9436e-15 | 1.2982e-15 | -1.3578e-15 | 4.9436e-15 | -1.2982e-15 | 0 | 0 | 0 | 0 | 0 | 0 |  | 1.1 | 1.1 | 1.1 | 1.1 | 1.1 | 1.1 | 3.221e-14 | -120 | 120 | 2.1474e-14 | -120 | 120
Line11_12_13 | 0 | 0 | 0 | 0 | 0 | 0 | 0 | 0 | 0 | 0 | 0 | 0 | 3.5222e-15 | -5.9237e-15 | -8.4718e-15 | -3.5222e-15 | 5.9237e-15 | 8.4718e-15 | 1.3578e-15 | -4.9436e-15 | 1.2982e-15 | -1.3578e-15 | 4.9436e-15 | -1.2982e-15 | 0 | 0 | 0 | 0 | 0 | 0 |  | 1.1 | 1.1 | 1.1 | 1.1 | 1.1 | 1.1 | 2.1474e-14 | -120 | 120 | 1.0737e-14 | -120 | 120
Line12_13_15 | 0 | 0 | 0 | 0 | 0 | 0 | 0 | 0 | 0 | 0 | 0 | 0 | -2.0737e-22 | -9.746e-23 | 2.7297e-22 | 1.3704e-22 | 7.1637e-23 | -1.7682e-22 | -2.1376e-22 | 3.0599e-22 | -5.2088e-23 | 1.4334e-22 | -2.0987e-22 | 2.6393e-23 | 0 | 0 | 0 | 0 | 0 | 0 |  | 1.1 | 1.1 | 1.1 | 1.1 | 1.1 | 1.1 | 1.0737e-14 | -120 | 120 | 1.0737e-14 | -120 | 120
Line13_13_14 | 0 | 0 | 0 | 0 | 0 | 0 | 0 | 0 | 0 | 0 | 0 | 0 | 3.5222e-15 | -5.9237e-15 | -8.4718e-15 | -3.5222e-15 | 5.9237e-15 | 8.4718e-15 | 1.3578e-15 | -4.9436e-15 | 1.2982e-15 | -1.3578e-15 | 4.9436e-15 | -1.2982e-15 | 0 | 0 | 0 | 0 | 0 | 0 |  | 1.1 | 1.1 | 1.1 | 1.1 | 1.1 | 1.1 | 1.0737e-14 | -120 | 120 | 5.0035e-25 | -120 | 120
Line14_15_16 | 0 | 0 | 0 | 0 | 0 | 0 | 0 | 0 | 0 | 0 | 0 | 0 | -1.3825e-22 | -6.4973e-23 | 1.8198e-22 | 6.7917e-23 | 3.915e-23 | -8.5826e-23 | -1.4251e-22 | 2.0399e-22 | -3.4726e-23 | 7.2086e-23 | -1.0787e-22 | 9.03e-24 | 0 | 0 | 0 | 0 | 0 | 0 |  | 1.1 | 1.1 | 1.1 | 1.1 | 1.1 | 1.1 | 1.0737e-14 | -120 | 120 | 1.0737e-14 | -120 | 120
Line15_16_17 | 0 | 0 | 0 | 0 | 0 | 0 | 0 | 0 | 0 | 0 | 0 | 0 | -6.9124e-23 | -3.2487e-23 | 9.0989e-23 | -1.2062e-24 | 6.6631e-24 | 5.1639e-24 | -7.1255e-23 | 1.02e-22 | -1.7363e-23 | 8.314e-25 | -5.8767e-24 | -8.3328e-24 | 0 | 0 | 0 | 0 | 0 | 0 |  | 1.1 | 1.1 | 1.1 | 1.1 | 1.1 | 1.1 | 1.0737e-14 | -120 | 120 | 1.0737e-14 | -120 | 120
Line16_4_18 | 0 | 0.035832 | 0.035822 | 0 | 0.035832 | 0.035822 | 0 | 0.0082752 | 0.0082728 | 0 | 0.0082752 | 0.0082728 | -1.0628e-11 | 0.0064279 | 0.0064316 | 2.2132e-12 | -0.0064198 | -0.0064161 | -2.4561e-11 | 0.0064452 | 0.0064378 | -7.365e-13 | -0.0064198 | -0.0064161 | 0 | -165.0771 | 74.9724 | 0 | 14.9229 | -105.0276 |  | 1.1 | 1.1 | 1.1 | 1.0995 | 1.0971 | 1.0968 | 1.5095e-21 | -120 | 120 | -0.009516 | -120.0771 | 119.9724
Line17_5_19 | 0 | 0 | 0 | 0 | 0 | 0 | 0 | 0 | 0 | 0 | 0 | 0 | -3.4562e-22 | -1.6243e-22 | 4.5495e-22 | -6.0308e-24 | 3.3316e-23 | 2.582e-23 | -3.5627e-22 | 5.0998e-22 | -8.6814e-23 | 4.157e-24 | -2.9383e-23 | -4.1664e-23 | 0 | 0 | 0 | 0 | 0 | 0 |  | 1.1 | 1.1 | 1.1 | 1.1 | 1.1 | 1.1 | 5.3684e-14 | -120 | 120 | 5.3684e-14 | -120 | 120
Line1_1_3 | 0 | 0 | 0 | 0 | 0 | 0 | 0 | 0 | 0 | 0 | 0 | 0 | 3.5222e-15 | -5.9237e-15 | -8.4718e-15 | -3.5222e-15 | 5.9237e-15 | 8.4718e-15 | 1.3578e-15 | -4.9436e-15 | 1.2982e-15 | -1.3578e-15 | 4.9436e-15 | -1.2982e-15 | 0 | 0 | 0 | 0 | 0 | 0 |  | 1.1 | 1.1 | 1.1 | 1.1 | 1.1 | 1.1 | 5.3684e-14 | -120 | 120 | 4.2947e-14 | -120 | 120
Line2_1_4 | 0 | 0 | 0 | 0 | 0 | 0 | 0 | 0 | 0 | 0 | 0 | 0 | -2.2488e-15 | 3.7231e-14 | 3.6413e-14 | 2.2488e-15 | -3.7231e-14 | -3.6413e-14 | 1.3955e-15 | 1.8739e-14 | 1.42e-14 | -1.3955e-15 | -1.8739e-14 | -1.42e-14 | 0 | 0 | 0 | 0 | 0 | 0 |  | 1.1 | 1.1 | 1.1 | 1.1 | 1.1 | 1.1 | 5.3684e-14 | -120 | 120 | 1.5095e-21 | -120 | 120
Line3_1_5 | 0 | 0 | 0 | 0 | 0 | 0 | 0 | 0 | 0 | 0 | 0 | 0 | -6.9124e-22 | -3.2487e-22 | 9.0989e-22 | 3.3959e-22 | 1.9575e-22 | -4.2913e-22 | -7.1255e-22 | 1.02e-21 | -1.7363e-22 | 3.6043e-22 | -5.3936e-22 | 4.515e-23 | 0 | 0 | 0 | 0 | 0 | 0 |  | 1.1 | 1.1 | 1.1 | 1.1 | 1.1 | 1.1 | 5.3684e-14 | -120 | 120 | 5.3684e-14 | -120 | 120
Line4_2_6 | 0 | 0 | 0 | 0 | 0 | 0 | 0 | 0 | 0 | 0 | 0 | 0 | 5.8703e-15 | -9.8729e-15 | -1.412e-14 | -5.8703e-15 | 9.8729e-15 | 1.412e-14 | 2.2629e-15 | -8.2393e-15 | 2.1637e-15 | -2.2629e-15 | 8.2393e-15 | -2.1637e-15 | 0 | 0 | 0 | 0 | 0 | 0 |  | 1.1 | 1.1 | 1.1 | 1.1 | 1.1 | 1.1 | 3.5789e-14 | -120 | 120 | 1.7895e-14 | -120 | 120
Line5_6_7 | 0 | 0 | 0 | 0 | 0 | 0 | 0 | 0 | 0 | 0 | 0 | 0 | 5.8703e-15 | -9.8729e-15 | -1.412e-14 | -5.8703e-15 | 9.8729e-15 | 1.412e-14 | 2.2629e-15 | -8.2393e-15 | 2.1637e-15 | -2.2629e-15 | 8.2393e-15 | -2.1637e-15 | 0 | 0 | 0 | 0 | 0 | 0 |  | 1.1 | 1.1 | 1.1 | 1.1 | 1.1 | 1.1 | 1.7895e-14 | -120 | 120 | 8.3391e-25 | -120 | 120
Line6_7_8 | 0 | 0 | 0 | 0 | 0 | 0 | 0 | 0 | 0 | 0 | 0 | 0 | -6.687e-33 | 1.1442e-33 | 5.396e-33 | 4.4354e-33 | -6.6984e-34 | -3.6188e-33 | -2.4503e-33 | 7.3038e-33 | -4.2555e-33 | 1.6981e-33 | -4.9778e-33 | 2.6817e-33 | 0 | 0 | 0 | 0 | 0 | 0 |  | 1.1 | 1.1 | 1.1 | 1.1 | 1.1 | 1.1 | 8.3391e-25 | -120 | 120 | 8.3391e-25 | -120 | 120
Line7_8_9 | 0 | 0 | 0 | 0 | 0 | 0 | 0 | 0 | 0 | 0 | 0 | 0 | -2.229e-33 | 3.814e-34 | 1.7987e-33 | -2.256e-35 | 9.2965e-35 | -2.1469e-35 | -8.1676e-34 | 2.4346e-33 | -1.4185e-33 | 6.4574e-35 | -1.086e-34 | -1.5532e-34 | 0 | 0 | 0 | 0 | 0 | 0 |  | 1.1 | 1.1 | 1.1 | 1.1 | 1.1 | 1.1 | 8.3391e-25 | -120 | 120 | 8.3391e-25 | -120 | 120
Line8_8_10 | 0 | 0 | 0 | 0 | 0 | 0 | 0 | 0 | 0 | 0 | 0 | 0 | -2.229e-33 | 3.814e-34 | 1.7987e-33 | -2.256e-35 | 9.2965e-35 | -2.1469e-35 | -8.1676e-34 | 2.4346e-33 | -1.4185e-33 | 6.4574e-35 | -1.086e-34 | -1.5532e-34 | 0 | 0 | 0 | 0 | 0 | 0 |  | 1.1 | 1.1 | 1.1 | 1.1 | 1.1 | 1.1 | 8.3391e-25 | -120 | 120 | 8.3391e-25 | -120 | 120
Line9_3_11 | 0 | 0 | 0 | 0 | 0 | 0 | 0 | 0 | 0 | 0 | 0 | 0 | 3.5222e-15 | -5.9237e-15 | -8.4718e-15 | -3.5222e-15 | 5.9237e-15 | 8.4718e-15 | 1.3578e-15 | -4.9436e-15 | 1.2982e-15 | -1.3578e-15 | 4.9436e-15 | -1.2982e-15 | 0 | 0 | 0 | 0 | 0 | 0 |  | 1.1 | 1.1 | 1.1 | 1.1 | 1.1 | 1.1 | 4.2947e-14 | -120 | 120 | 3.221e-14 | -120 | 120

## LLG_min_6
name | pf_ikss_a_from_ka | pf_ikss_b_from_ka | pf_ikss_c_from_ka | pf_ikss_a_to_ka | pf_ikss_b_to_ka | pf_ikss_c_to_ka | pf_skss_a_from_mw | pf_skss_b_from_mw | pf_skss_c_from_mw | pf_skss_a_to_mw | pf_skss_b_to_mw | pf_skss_c_to_mw | pf_p_a_from_mw | pf_p_b_from_mw | pf_p_c_from_mw | pf_p_a_to_mw | pf_p_b_to_mw | pf_p_c_to_mw | pf_q_a_from_mvar | pf_q_b_from_mvar | pf_q_c_from_mvar | pf_q_a_to_mvar | pf_q_b_to_mvar | pf_q_c_to_mvar | pf_ikss_a_from_degree | pf_ikss_b_from_degree | pf_ikss_c_from_degree | pf_ikss_a_to_degree | pf_ikss_b_to_degree | pf_ikss_c_to_degree | 3xI0 | pf_vm_a_from_pu | pf_vm_b_from_pu | pf_vm_c_from_pu | pf_vm_a_to_pu | pf_vm_b_to_pu | pf_vm_c_to_pu | pf_va_a_from_degree | pf_va_b_from_degree | pf_va_c_from_degree | pf_va_a_to_degree | pf_va_b_to_degree | pf_va_c_to_degree
Line0_1_2 | 0 | 0 | 0 | 0 | 0 | 0 | 0 | 0 | 0 | 0 | 0 | 0 | 1.4833e-12 | -2.114e-12 | -2.4087e-12 | -1.4833e-12 | 2.114e-12 | 2.4087e-12 | 2.2138e-13 | -1.3976e-12 | 1.8175e-12 | -2.2138e-13 | 1.3976e-12 | -1.8175e-12 | 0 | 0 | 0 | 0 | 0 | 0 |  | 0.95 | 0.95 | 0.95 | 0.95 | 0.95 | 0.95 | 1.6087e-11 | -120 | 120 | 1.0724e-11 | -120 | 120
Line10_11_12 | 0 | 0 | 0 | 0 | 0 | 0 | 0 | 0 | 0 | 0 | 0 | 0 | 8.8996e-13 | -1.2684e-12 | -1.4452e-12 | -8.8996e-13 | 1.2684e-12 | 1.4452e-12 | 1.3283e-13 | -8.3854e-13 | 1.0905e-12 | -1.3283e-13 | 8.3854e-13 | -1.0905e-12 | 0 | 0 | 0 | 0 | 0 | 0 |  | 0.95 | 0.95 | 0.95 | 0.95 | 0.95 | 0.95 | 9.652e-12 | -120 | 120 | 6.4347e-12 | -120 | 120
Line11_12_13 | 0 | 0 | 0 | 0 | 0 | 0 | 0 | 0 | 0 | 0 | 0 | 0 | 8.8996e-13 | -1.2684e-12 | -1.4452e-12 | -8.8996e-13 | 1.2684e-12 | 1.4452e-12 | 1.3283e-13 | -8.3854e-13 | 1.0905e-12 | -1.3283e-13 | 8.3854e-13 | -1.0905e-12 | 0 | 0 | 0 | 0 | 0 | 0 |  | 0.95 | 0.95 | 0.95 | 0.95 | 0.95 | 0.95 | 6.4347e-12 | -120 | 120 | 3.2173e-12 | -120 | 120
Line12_13_15 | 0 | 0 | 0 | 0 | 0 | 0 | 0 | 0 | 0 | 0 | 0 | 0 | -5.7745e-20 | -2.8667e-20 | 8.0778e-20 | 3.8038e-20 | 2.0742e-20 | -5.3146e-20 | -6.2143e-20 | 8.4946e-20 | -1.3757e-20 | 4.1614e-20 | -5.7615e-20 | 6.9538e-21 | 0 | 0 | 0 | 0 | 0 | 0 |  | 0.95 | 0.95 | 0.95 | 0.95 | 0.95 | 0.95 | 3.2173e-12 | -120 | 120 | 3.2173e-12 | -120 | 120
Line13_13_14 | 0 | 0 | 0 | 0 | 0 | 0 | 0 | 0 | 0 | 0 | 0 | 0 | 8.8996e-13 | -1.2684e-12 | -1.4452e-12 | -8.8996e-13 | 1.2684e-12 | 1.4452e-12 | 1.3283e-13 | -8.3854e-13 | 1.0905e-12 | -1.3283e-13 | 8.3854e-13 | -1.0905e-12 | 0 | 0 | 0 | 0 | 0 | 0 |  | 0.95 | 0.95 | 0.95 | 0.95 | 0.95 | 0.95 | 3.2173e-12 | -120 | 120 | 1.695e-22 | -120 | 120
Line14_15_16 | 0 | 0 | 0 | 0 | 0 | 0 | 0 | 0 | 0 | 0 | 0 | 0 | -3.8497e-20 | -1.9111e-20 | 5.3852e-20 | 1.8789e-20 | 1.1187e-20 | -2.622e-20 | -4.1429e-20 | 5.6631e-20 | -9.1711e-21 | 2.09e-20 | -2.9299e-20 | 2.3683e-21 | 0 | 0 | 0 | 0 | 0 | 0 |  | 0.95 | 0.95 | 0.95 | 0.95 | 0.95 | 0.95 | 3.2173e-12 | -120 | 120 | 3.2173e-12 | -120 | 120
Line15_16_17 | 0 | 0 | 0 | 0 | 0 | 0 | 0 | 0 | 0 | 0 | 0 | 0 | -1.9248e-20 | -9.5556e-21 | 2.6926e-20 | -4.5891e-22 | 1.6311e-21 | 7.0596e-22 | -2.0714e-20 | 2.8315e-20 | -4.5855e-21 | 1.8582e-22 | -9.8402e-22 | -2.2173e-21 | 0 | 0 | 0 | 0 | 0 | 0 |  | 0.95 | 0.95 | 0.95 | 0.95 | 0.95 | 0.95 | 3.2173e-12 | -120 | 120 | 3.2173e-12 | -120 | 120
Line16_4_18 | 0 | 9.0659 | 9.0659 | 0 | 9.0659 | 9.0659 | 0 | 2.0937 | 2.0937 | 0 | 2.0937 | 2.0937 | -8.2729e-10 | 1.0815 | 1.6238 | 6.2047e-10 | 2.4544e-13 | 4.3292e-13 | -9.451e-09 | 1.6693 | 1.1487 | 5.0611e-17 | 6.6006e-13 | 5.5727e-13 | 0 | -177.0625 | 84.7243 | 0 | 2.9375 | -95.2757 |  | 0.95 | 0.95 | 0.95 | 0.7125 | 0 | 0 | 1.5752e-19 | -120 | 120 | -1.9619e-07 | 0 | 0
Line17_5_19 | 0 | 0 | 0 | 0 | 0 | 0 | 0 | 0 | 0 | 0 | 0 | 0 | -9.6242e-20 | -4.7778e-20 | 1.3463e-19 | -2.2945e-21 | 8.1553e-21 | 3.5298e-21 | -1.0357e-19 | 1.4158e-19 | -2.2928e-20 | 9.291e-22 | -4.9201e-21 | -1.1086e-20 | 0 | 0 | 0 | 0 | 0 | 0 |  | 0.95 | 0.95 | 0.95 | 0.95 | 0.95 | 0.95 | 1.6087e-11 | -120 | 120 | 1.6087e-11 | -120 | 120
Line1_1_3 | 0 | 0 | 0 | 0 | 0 | 0 | 0 | 0 | 0 | 0 | 0 | 0 | 8.8996e-13 | -1.2684e-12 | -1.4452e-12 | -8.8996e-13 | 1.2684e-12 | 1.4452e-12 | 1.3283e-13 | -8.3854e-13 | 1.0905e-12 | -1.3283e-13 | 8.3854e-13 | -1.0905e-12 | 0 | 0 | 0 | 0 | 0 | 0 |  | 0.95 | 0.95 | 0.95 | 0.95 | 0.95 | 0.95 | 1.6087e-11 | -120 | 120 | 1.2869e-11 | -120 | 120
Line2_1_4 | 0 | 0 | 0 | 0 | 0 | 0 | 0 | 0 | 0 | 0 | 0 | 0 | -2.3634e-13 | 7.4771e-12 | 7.1241e-12 | 2.3634e-13 | -7.4771e-12 | -7.1241e-12 | 7.9246e-13 | 3.2045e-12 | -1.5501e-13 | -7.9246e-13 | -3.2045e-12 | 1.5501e-13 | 0 | 0 | 0 | 0 | 0 | 0 |  | 0.95 | 0.95 | 0.95 | 0.95 | 0.95 | 0.95 | 1.6087e-11 | -120 | 120 | 1.5752e-19 | -120 | 120
Line3_1_5 | 0 | 0 | 0 | 0 | 0 | 0 | 0 | 0 | 0 | 0 | 0 | 0 | -1.9248e-19 | -9.5556e-20 | 2.6926e-19 | 9.3947e-20 | 5.5933e-20 | -1.311e-19 | -2.0714e-19 | 2.8315e-19 | -4.5855e-20 | 1.045e-19 | -1.465e-19 | 1.1841e-20 | 0 | 0 | 0 | 0 | 0 | 0 |  | 0.95 | 0.95 | 0.95 | 0.95 | 0.95 | 0.95 | 1.6087e-11 | -120 | 120 | 1.6087e-11 | -120 | 120
Line4_2_6 | 0 | 0 | 0 | 0 | 0 | 0 | 0 | 0 | 0 | 0 | 0 | 0 | 1.4833e-12 | -2.114e-12 | -2.4087e-12 | -1.4833e-12 | 2.114e-12 | 2.4087e-12 | 2.2138e-13 | -1.3976e-12 | 1.8175e-12 | -2.2138e-13 | 1.3976e-12 | -1.8175e-12 | 0 | 0 | 0 | 0 | 0 | 0 |  | 0.95 | 0.95 | 0.95 | 0.95 | 0.95 | 0.95 | 1.0724e-11 | -120 | 120 | 5.3622e-12 | -120 | 120
Line5_6_7 | 0 | 0 | 0 | 0 | 0 | 0 | 0 | 0 | 0 | 0 | 0 | 0 | 1.4833e-12 | -2.114e-12 | -2.4087e-12 | -1.4833e-12 | 2.114e-12 | 2.4087e-12 | 2.2138e-13 | -1.3976e-12 | 1.8175e-12 | -2.2138e-13 | 1.3976e-12 | -1.8175e-12 | 0 | 0 | 0 | 0 | 0 | 0 |  | 0.95 | 0.95 | 0.95 | 0.95 | 0.95 | 0.95 | 5.3622e-12 | -120 | 120 | 2.825e-22 | -120 | 120
Line6_7_8 | 0 | 0 | 0 | 0 | 0 | 0 | 0 | 0 | 0 | 0 | 0 | 0 | -1.6335e-30 | 7.1644e-31 | 9.3859e-31 | 1.0865e-30 | -4.623e-31 | -6.4577e-31 | -1.1595e-31 | 1.5243e-30 | -1.3081e-30 | 9.3617e-32 | -1.0395e-30 | 8.4556e-31 | 0 | 0 | 0 | 0 | 0 | 0 |  | 0.95 | 0.95 | 0.95 | 0.95 | 0.95 | 0.95 | 2.825e-22 | -120 | 120 | 2.825e-22 | -120 | 120
Line7_8_9 | 0 | 0 | 0 | 0 | 0 | 0 | 0 | 0 | 0 | 0 | 0 | 0 | -5.4449e-31 | 2.3881e-31 | 3.1286e-31 | -2.4797e-33 | 1.5329e-32 | -2.0037e-32 | -3.8651e-32 | 5.0811e-31 | -4.3603e-31 | 1.6316e-32 | -2.3254e-32 | -2.6496e-32 | 0 | 0 | 0 | 0 | 0 | 0 |  | 0.95 | 0.95 | 0.95 | 0.95 | 0.95 | 0.95 | 2.825e-22 | -120 | 120 | 2.825e-22 | -120 | 120
Line8_8_10 | 0 | 0 | 0 | 0 | 0 | 0 | 0 | 0 | 0 | 0 | 0 | 0 | -5.4449e-31 | 2.3881e-31 | 3.1286e-31 | -2.4797e-33 | 1.5329e-32 | -2.0037e-32 | -3.8651e-32 | 5.0811e-31 | -4.3603e-31 | 1.6316e-32 | -2.3254e-32 | -2.6496e-32 | 0 | 0 | 0 | 0 | 0 | 0 |  | 0.95 | 0.95 | 0.95 | 0.95 | 0.95 | 0.95 | 2.825e-22 | -120 | 120 | 2.825e-22 | -120 | 120
Line9_3_11 | 0 | 0 | 0 | 0 | 0 | 0 | 0 | 0 | 0 | 0 | 0 | 0 | 8.8996e-13 | -1.2684e-12 | -1.4452e-12 | -8.8996e-13 | 1.2684e-12 | 1.4452e-12 | 1.3283e-13 | -8.3854e-13 | 1.0905e-12 | -1.3283e-13 | 8.3854e-13 | -1.0905e-12 | 0 | 0 | 0 | 0 | 0 | 0 |  | 0.95 | 0.95 | 0.95 | 0.95 | 0.95 | 0.95 | 1.2869e-11 | -120 | 120 | 9.652e-12 | -120 | 120

## LLG_min_10
name | pf_ikss_a_from_ka | pf_ikss_b_from_ka | pf_ikss_c_from_ka | pf_ikss_a_to_ka | pf_ikss_b_to_ka | pf_ikss_c_to_ka | pf_skss_a_from_mw | pf_skss_b_from_mw | pf_skss_c_from_mw | pf_skss_a_to_mw | pf_skss_b_to_mw | pf_skss_c_to_mw | pf_p_a_from_mw | pf_p_b_from_mw | pf_p_c_from_mw | pf_p_a_to_mw | pf_p_b_to_mw | pf_p_c_to_mw | pf_q_a_from_mvar | pf_q_b_from_mvar | pf_q_c_from_mvar | pf_q_a_to_mvar | pf_q_b_to_mvar | pf_q_c_to_mvar | pf_ikss_a_from_degree | pf_ikss_b_from_degree | pf_ikss_c_from_degree | pf_ikss_a_to_degree | pf_ikss_b_to_degree | pf_ikss_c_to_degree | 3xI0 | pf_vm_a_from_pu | pf_vm_b_from_pu | pf_vm_c_from_pu | pf_vm_a_to_pu | pf_vm_b_to_pu | pf_vm_c_to_pu | pf_va_a_from_degree | pf_va_b_from_degree | pf_va_c_from_degree | pf_va_a_to_degree | pf_va_b_to_degree | pf_va_c_to_degree
Line0_1_2 | 0 | 0 | 0 | 0 | 0 | 0 | 0 | 0 | 0 | 0 | 0 | 0 | 1.3312e-12 | -1.8973e-12 | -2.1618e-12 | -1.3312e-12 | 1.8973e-12 | 2.1618e-12 | 1.9869e-13 | -1.2543e-12 | 1.6312e-12 | -1.9869e-13 | 1.2543e-12 | -1.6312e-12 | 0 | 0 | 0 | 0 | 0 | 0 |  | 0.9 | 0.9 | 0.9 | 0.9 | 0.9 | 0.9 | 1.6087e-11 | -120 | 120 | 1.0724e-11 | -120 | 120
Line10_11_12 | 0 | 0 | 0 | 0 | 0 | 0 | 0 | 0 | 0 | 0 | 0 | 0 | 7.9875e-13 | -1.1384e-12 | -1.2971e-12 | -7.9875e-13 | 1.1384e-12 | 1.2971e-12 | 1.1922e-13 | -7.5259e-13 | 9.7875e-13 | -1.1922e-13 | 7.5259e-13 | -9.7875e-13 | 0 | 0 | 0 | 0 | 0 | 0 |  | 0.9 | 0.9 | 0.9 | 0.9 | 0.9 | 0.9 | 9.652e-12 | -120 | 120 | 6.4347e-12 | -120 | 120
Line11_12_13 | 0 | 0 | 0 | 0 | 0 | 0 | 0 | 0 | 0 | 0 | 0 | 0 | 7.9875e-13 | -1.1384e-12 | -1.2971e-12 | -7.9875e-13 | 1.1384e-12 | 1.2971e-12 | 1.1922e-13 | -7.5259e-13 | 9.7875e-13 | -1.1922e-13 | 7.5259e-13 | -9.7875e-13 | 0 | 0 | 0 | 0 | 0 | 0 |  | 0.9 | 0.9 | 0.9 | 0.9 | 0.9 | 0.9 | 6.4347e-12 | -120 | 120 | 3.2173e-12 | -120 | 120
Line12_13_15 | 0 | 0 | 0 | 0 | 0 | 0 | 0 | 0 | 0 | 0 | 0 | 0 | -5.1827e-20 | -2.5729e-20 | 7.2498e-20 | 3.4139e-20 | 1.8616e-20 | -4.7699e-20 | -5.5774e-20 | 7.624e-20 | -1.2347e-20 | 3.7349e-20 | -5.171e-20 | 6.2411e-21 | 0 | 0 | 0 | 0 | 0 | 0 |  | 0.9 | 0.9 | 0.9 | 0.9 | 0.9 | 0.9 | 3.2173e-12 | -120 | 120 | 3.2173e-12 | -120 | 120
Line13_13_14 | 0 | 0 | 0 | 0 | 0 | 0 | 0 | 0 | 0 | 0 | 0 | 0 | 7.9875e-13 | -1.1384e-12 | -1.2971e-12 | -7.9875e-13 | 1.1384e-12 | 1.2971e-12 | 1.1922e-13 | -7.5259e-13 | 9.7875e-13 | -1.1922e-13 | 7.5259e-13 | -9.7875e-13 | 0 | 0 | 0 | 0 | 0 | 0 |  | 0.9 | 0.9 | 0.9 | 0.9 | 0.9 | 0.9 | 3.2173e-12 | -120 | 120 | 1.695e-22 | -120 | 120
Line14_15_16 | 0 | 0 | 0 | 0 | 0 | 0 | 0 | 0 | 0 | 0 | 0 | 0 | -3.4551e-20 | -1.7152e-20 | 4.8332e-20 | 1.6864e-20 | 1.004e-20 | -2.3533e-20 | -3.7182e-20 | 5.0826e-20 | -8.2311e-21 | 1.8758e-20 | -2.6296e-20 | 2.1255e-21 | 0 | 0 | 0 | 0 | 0 | 0 |  | 0.9 | 0.9 | 0.9 | 0.9 | 0.9 | 0.9 | 3.2173e-12 | -120 | 120 | 3.2173e-12 | -120 | 120
Line15_16_17 | 0 | 0 | 0 | 0 | 0 | 0 | 0 | 0 | 0 | 0 | 0 | 0 | -1.7276e-20 | -8.5762e-21 | 2.4166e-20 | -4.1187e-22 | 1.4639e-21 | 6.336e-22 | -1.8591e-20 | 2.5413e-20 | -4.1155e-21 | 1.6678e-22 | -8.8317e-22 | -1.99e-21 | 0 | 0 | 0 | 0 | 0 | 0 |  | 0.9 | 0.9 | 0.9 | 0.9 | 0.9 | 0.9 | 3.2173e-12 | -120 | 120 | 3.2173e-12 | -120 | 120
Line16_4_18 | 0 | 8.5888 | 8.5888 | 0 | 8.5888 | 8.5888 | 0 | 1.9835 | 1.9835 | 0 | 1.9835 | 1.9835 | -7.425e-10 | 0.97062 | 1.4574 | 5.5688e-10 | 2.2049e-13 | 3.8863e-13 | -8.4823e-09 | 1.4982 | 1.0309 | -5.1867e-17 | 5.9286e-13 | 4.9974e-13 | 0 | -177.0625 | 84.7243 | 0 | 2.9375 | -95.2757 |  | 0.9 | 0.9 | 0.9 | 0.675 | 0 | 0 | 1.5752e-19 | -120 | 120 | -1.9619e-07 | 0 | 0
Line17_5_19 | 0 | 0 | 0 | 0 | 0 | 0 | 0 | 0 | 0 | 0 | 0 | 0 | -8.6378e-20 | -4.2881e-20 | 1.2083e-19 | -2.0594e-21 | 7.3194e-21 | 3.168e-21 | -9.2956e-20 | 1.2707e-19 | -2.0578e-20 | 8.3388e-22 | -4.4158e-21 | -9.9501e-21 | 0 | 0 | 0 | 0 | 0 | 0 |  | 0.9 | 0.9 | 0.9 | 0.9 | 0.9 | 0.9 | 1.6087e-11 | -120 | 120 | 1.6087e-11 | -120 | 120
Line1_1_3 | 0 | 0 | 0 | 0 | 0 | 0 | 0 | 0 | 0 | 0 | 0 | 0 | 7.9875e-13 | -1.1384e-12 | -1.2971e-12 | -7.9875e-13 | 1.1384e-12 | 1.2971e-12 | 1.1922e-13 | -7.5259e-13 | 9.7875e-13 | -1.1922e-13 | 7.5259e-13 | -9.7875e-13 | 0 | 0 | 0 | 0 | 0 | 0 |  | 0.9 | 0.9 | 0.9 | 0.9 | 0.9 | 0.9 | 1.6087e-11 | -120 | 120 | 1.2869e-11 | -120 | 120
Line2_1_4 | 0 | 0 | 0 | 0 | 0 | 0 | 0 | 0 | 0 | 0 | 0 | 0 | -2.1212e-13 | 6.7108e-12 | 6.3939e-12 | 2.1212e-13 | -6.7108e-12 | -6.3939e-12 | 7.1123e-13 | 2.876e-12 | -1.3913e-13 | -7.1124e-13 | -2.876e-12 | 1.3913e-13 | 0 | 0 | 0 | 0 | 0 | 0 |  | 0.9 | 0.9 | 0.9 | 0.9 | 0.9 | 0.9 | 1.6087e-11 | -120 | 120 | 1.5752e-19 | -120 | 120
Line3_1_5 | 0 | 0 | 0 | 0 | 0 | 0 | 0 | 0 | 0 | 0 | 0 | 0 | -1.7276e-19 | -8.5762e-20 | 2.4166e-19 | 8.4319e-20 | 5.02e-20 | -1.1766e-19 | -1.8591e-19 | 2.5413e-19 | -4.1155e-20 | 9.379e-20 | -1.3148e-19 | 1.0628e-20 | 0 | 0 | 0 | 0 | 0 | 0 |  | 0.9 | 0.9 | 0.9 | 0.9 | 0.9 | 0.9 | 1.6087e-11 | -120 | 120 | 1.6087e-11 | -120 | 120
Line4_2_6 | 0 | 0 | 0 | 0 | 0 | 0 | 0 | 0 | 0 | 0 | 0 | 0 | 1.3312e-12 | -1.8973e-12 | -2.1618e-12 | -1.3312e-12 | 1.8973e-12 | 2.1618e-12 | 1.9869e-13 | -1.2543e-12 | 1.6312e-12 | -1.9869e-13 | 1.2543e-12 | -1.6312e-12 | 0 | 0 | 0 | 0 | 0 | 0 |  | 0.9 | 0.9 | 0.9 | 0.9 | 0.9 | 0.9 | 1.0724e-11 | -120 | 120 | 5.3622e-12 | -120 | 120
Line5_6_7 | 0 | 0 | 0 | 0 | 0 | 0 | 0 | 0 | 0 | 0 | 0 | 0 | 1.3312e-12 | -1.8973e-12 | -2.1618e-12 | -1.3312e-12 | 1.8973e-12 | 2.1618e-12 | 1.9869e-13 | -1.2543e-12 | 1.6312e-12 | -1.9869e-13 | 1.2543e-12 | -1.6312e-12 | 0 | 0 | 0 | 0 | 0 | 0 |  | 0.9 | 0.9 | 0.9 | 0.9 | 0.9 | 0.9 | 5.3622e-12 | -120 | 120 | 2.825e-22 | -120 | 120
Line6_7_8 | 0 | 0 | 0 | 0 | 0 | 0 | 0 | 0 | 0 | 0 | 0 | 0 | -1.4661e-30 | 6.4301e-31 | 8.4239e-31 | 9.7514e-31 | -4.1492e-31 | -5.7958e-31 | -1.0407e-31 | 1.3681e-30 | -1.174e-30 | 8.4022e-32 | -9.3294e-31 | 7.5889e-31 | 0 | 0 | 0 | 0 | 0 | 0 |  | 0.9 | 0.9 | 0.9 | 0.9 | 0.9 | 0.9 | 2.825e-22 | -120 | 120 | 2.825e-22 | -120 | 120
Line7_8_9 | 0 | 0 | 0 | 0 | 0 | 0 | 0 | 0 | 0 | 0 | 0 | 0 | -4.8868e-31 | 2.1434e-31 | 2.808e-31 | -2.2255e-33 | 1.3758e-32 | -1.7984e-32 | -3.4689e-32 | 4.5603e-31 | -3.9134e-31 | 1.4644e-32 | -2.0871e-32 | -2.378e-32 | 0 | 0 | 0 | 0 | 0 | 0 |  | 0.9 | 0.9 | 0.9 | 0.9 | 0.9 | 0.9 | 2.825e-22 | -120 | 120 | 2.825e-22 | -120 | 120
Line8_8_10 | 0 | 0 | 0 | 0 | 0 | 0 | 0 | 0 | 0 | 0 | 0 | 0 | -4.8868e-31 | 2.1434e-31 | 2.808e-31 | -2.2256e-33 | 1.3758e-32 | -1.7984e-32 | -3.4689e-32 | 4.5603e-31 | -3.9134e-31 | 1.4644e-32 | -2.0871e-32 | -2.378e-32 | 0 | 0 | 0 | 0 | 0 | 0 |  | 0.9 | 0.9 | 0.9 | 0.9 | 0.9 | 0.9 | 2.825e-22 | -120 | 120 | 2.825e-22 | -120 | 120
Line9_3_11 | 0 | 0 | 0 | 0 | 0 | 0 | 0 | 0 | 0 | 0 | 0 | 0 | 7.9875e-13 | -1.1384e-12 | -1.2971e-12 | -7.9875e-13 | 1.1384e-12 | 1.2971e-12 | 1.1922e-13 | -7.5259e-13 | 9.7875e-13 | -1.1922e-13 | 7.5259e-13 | -9.7875e-13 | 0 | 0 | 0 | 0 | 0 | 0 |  | 0.9 | 0.9 | 0.9 | 0.9 | 0.9 | 0.9 | 1.2869e-11 | -120 | 120 | 9.652e-12 | -120 | 120

## LLG_min_fault_6
name | pf_ikss_a_from_ka | pf_ikss_b_from_ka | pf_ikss_c_from_ka | pf_ikss_a_to_ka | pf_ikss_b_to_ka | pf_ikss_c_to_ka | pf_skss_a_from_mw | pf_skss_b_from_mw | pf_skss_c_from_mw | pf_skss_a_to_mw | pf_skss_b_to_mw | pf_skss_c_to_mw | pf_p_a_from_mw | pf_p_b_from_mw | pf_p_c_from_mw | pf_p_a_to_mw | pf_p_b_to_mw | pf_p_c_to_mw | pf_q_a_from_mvar | pf_q_b_from_mvar | pf_q_c_from_mvar | pf_q_a_to_mvar | pf_q_b_to_mvar | pf_q_c_to_mvar | pf_ikss_a_from_degree | pf_ikss_b_from_degree | pf_ikss_c_from_degree | pf_ikss_a_to_degree | pf_ikss_b_to_degree | pf_ikss_c_to_degree | 3xI0 | pf_vm_a_from_pu | pf_vm_b_from_pu | pf_vm_c_from_pu | pf_vm_a_to_pu | pf_vm_b_to_pu | pf_vm_c_to_pu | pf_va_a_from_degree | pf_va_b_from_degree | pf_va_c_from_degree | pf_va_a_to_degree | pf_va_b_to_degree | pf_va_c_to_degree
Line0_1_2 | 0 | 0 | 0 | 0 | 0 | 0 | 0 | 0 | 0 | 0 | 0 | 0 | 3.9025e-15 | -6.6026e-15 | -7.5948e-15 | -3.9025e-15 | 6.6026e-15 | 7.5948e-15 | 5.086e-16 | -2.4626e-15 | 4.5013e-15 | -5.086e-16 | 2.4626e-15 | -4.5013e-15 | 0 | 0 | 0 | 0 | 0 | 0 |  | 0.95 | 0.95 | 0.95 | 0.95 | 0.95 | 0.95 | 4.5092e-14 | -120 | 120 | 3.0061e-14 | -120 | 120
Line10_11_12 | 0 | 0 | 0 | 0 | 0 | 0 | 0 | 0 | 0 | 0 | 0 | 0 | 2.3415e-15 | -3.9616e-15 | -4.5569e-15 | -2.3415e-15 | 3.9616e-15 | 4.5569e-15 | 3.0516e-16 | -1.4775e-15 | 2.7008e-15 | -3.0516e-16 | 1.4775e-15 | -2.7008e-15 | 0 | 0 | 0 | 0 | 0 | 0 |  | 0.95 | 0.95 | 0.95 | 0.95 | 0.95 | 0.95 | 2.7055e-14 | -120 | 120 | 1.8037e-14 | -120 | 120
Line11_12_13 | 0 | 0 | 0 | 0 | 0 | 0 | 0 | 0 | 0 | 0 | 0 | 0 | 2.3415e-15 | -3.9616e-15 | -4.5569e-15 | -2.3415e-15 | 3.9616e-15 | 4.5569e-15 | 3.0516e-16 | -1.4775e-15 | 2.7008e-15 | -3.0516e-16 | 1.4775e-15 | -2.7008e-15 | 0 | 0 | 0 | 0 | 0 | 0 |  | 0.95 | 0.95 | 0.95 | 0.95 | 0.95 | 0.95 | 1.8037e-14 | -120 | 120 | 9.0184e-15 | -120 | 120
Line12_13_15 | 0 | 0 | 0 | 0 | 0 | 0 | 0 | 0 | 0 | 0 | 0 | 0 | -1.5373e-22 | -6.999e-23 | 2.0556e-22 | 1.0127e-22 | 5.0784e-23 | -1.339e-22 | -1.5895e-22 | 2.2799e-22 | -3.7511e-23 | 1.0649e-22 | -1.5633e-22 | 1.8313e-23 | 0 | 0 | 0 | 0 | 0 | 0 |  | 0.95 | 0.95 | 0.95 | 0.95 | 0.95 | 0.95 | 9.0184e-15 | -120 | 120 | 9.0184e-15 | -120 | 120
Line13_13_14 | 0 | 0 | 0 | 0 | 0 | 0 | 0 | 0 | 0 | 0 | 0 | 0 | 2.3415e-15 | -3.9616e-15 | -4.5569e-15 | -2.3415e-15 | 3.9616e-15 | 4.5569e-15 | 3.0516e-16 | -1.4775e-15 | 2.7008e-15 | -3.0516e-16 | 1.4775e-15 | -2.7008e-15 | 0 | 0 | 0 | 0 | 0 | 0 |  | 0.95 | 0.95 | 0.95 | 0.95 | 0.95 | 0.95 | 9.0184e-15 | -120 | 120 | 4.4596e-25 | -120 | 120
Line14_15_16 | 0 | 0 | 0 | 0 | 0 | 0 | 0 | 0 | 0 | 0 | 0 | 0 | -1.0249e-22 | -4.666e-23 | 1.3704e-22 | 5.0028e-23 | 2.7454e-23 | -6.5379e-23 | -1.0597e-22 | 1.5199e-22 | -2.5007e-23 | 5.3504e-23 | -8.0335e-23 | 5.8093e-24 | 0 | 0 | 0 | 0 | 0 | 0 |  | 0.95 | 0.95 | 0.95 | 0.95 | 0.95 | 0.95 | 9.0184e-15 | -120 | 120 | 9.0184e-15 | -120 | 120
Line15_16_17 | 0 | 0 | 0 | 0 | 0 | 0 | 0 | 0 | 0 | 0 | 0 | 0 | -5.1243e-23 | -2.333e-23 | 6.852e-23 | -1.2142e-24 | 4.1245e-24 | 3.1418e-24 | -5.2983e-23 | 7.5997e-23 | -1.2504e-23 | 5.2087e-25 | -4.3374e-24 | -6.6942e-24 | 0 | 0 | 0 | 0 | 0 | 0 |  | 0.95 | 0.95 | 0.95 | 0.95 | 0.95 | 0.95 | 9.0184e-15 | -120 | 120 | 9.0184e-15 | -120 | 120
Line16_4_18 | 0 | 0.030916 | 0.030915 | 0 | 0.030916 | 0.030915 | 0 | 0.0071398 | 0.0071396 | 0 | 0.0071398 | 0.0071396 | -2.6578e-12 | 0.0047931 | 0.0047984 | 2.155e-12 | -0.004779 | -0.0047788 | -2.459e-11 | 0.0047992 | 0.0047937 | -4.3893e-14 | -0.004779 | -0.0047788 | 0 | -165.0365 | 75.0281 | 0 | 14.9635 | -104.9719 |  | 0.95 | 0.95 | 0.95 | 0.94938 | 0.94661 | 0.94659 | 5.0607e-22 | -120 | 120 | -0.00076046 | -120.0365 | 120.0281
Line17_5_19 | 0 | 0 | 0 | 0 | 0 | 0 | 0 | 0 | 0 | 0 | 0 | 0 | -2.5621e-22 | -1.1665e-22 | 3.426e-22 | -6.0712e-24 | 2.0622e-23 | 1.5709e-23 | -2.6492e-22 | 3.7999e-22 | -6.2518e-23 | 2.6043e-24 | -2.1687e-23 | -3.3471e-23 | 0 | 0 | 0 | 0 | 0 | 0 |  | 0.95 | 0.95 | 0.95 | 0.95 | 0.95 | 0.95 | 4.5092e-14 | -120 | 120 | 4.5092e-14 | -120 | 120
Line1_1_3 | 0 | 0 | 0 | 0 | 0 | 0 | 0 | 0 | 0 | 0 | 0 | 0 | 2.3415e-15 | -3.9616e-15 | -4.5569e-15 | -2.3415e-15 | 3.9616e-15 | 4.5569e-15 | 3.0516e-16 | -1.4775e-15 | 2.7008e-15 | -3.0516e-16 | 1.4775e-15 | -2.7008e-15 | 0 | 0 | 0 | 0 | 0 | 0 |  | 0.95 | 0.95 | 0.95 | 0.95 | 0.95 | 0.95 | 4.5092e-14 | -120 | 120 | 3.6074e-14 | -120 | 120
Line2_1_4 | 0 | 0 | 0 | 0 | 0 | 0 | 0 | 0 | 0 | 0 | 0 | 0 | -6.5681e-16 | 2.6319e-14 | 2.3805e-14 | 6.5681e-16 | -2.6319e-14 | -2.3805e-14 | 1.981e-15 | 5.6004e-15 | 3.8308e-15 | -1.981e-15 | -5.6004e-15 | -3.8308e-15 | 0 | 0 | 0 | 0 | 0 | 0 |  | 0.95 | 0.95 | 0.95 | 0.95 | 0.95 | 0.95 | 4.5092e-14 | -120 | 120 | 5.0607e-22 | -120 | 120
Line3_1_5 | 0 | 0 | 0 | 0 | 0 | 0 | 0 | 0 | 0 | 0 | 0 | 0 | -5.1243e-22 | -2.333e-22 | 6.852e-22 | 2.5014e-22 | 1.3727e-22 | -3.2689e-22 | -5.2983e-22 | 7.5997e-22 | -1.2504e-22 | 2.6752e-22 | -4.0167e-22 | 2.9047e-23 | 0 | 0 | 0 | 0 | 0 | 0 |  | 0.95 | 0.95 | 0.95 | 0.95 | 0.95 | 0.95 | 4.5092e-14 | -120 | 120 | 4.5092e-14 | -120 | 120
Line4_2_6 | 0 | 0 | 0 | 0 | 0 | 0 | 0 | 0 | 0 | 0 | 0 | 0 | 3.9025e-15 | -6.6026e-15 | -7.5948e-15 | -3.9025e-15 | 6.6026e-15 | 7.5948e-15 | 5.086e-16 | -2.4626e-15 | 4.5013e-15 | -5.086e-16 | 2.4626e-15 | -4.5013e-15 | 0 | 0 | 0 | 0 | 0 | 0 |  | 0.95 | 0.95 | 0.95 | 0.95 | 0.95 | 0.95 | 3.0061e-14 | -120 | 120 | 1.5031e-14 | -120 | 120
Line5_6_7 | 0 | 0 | 0 | 0 | 0 | 0 | 0 | 0 | 0 | 0 | 0 | 0 | 3.9025e-15 | -6.6026e-15 | -7.5948e-15 | -3.9025e-15 | 6.6026e-15 | 7.5948e-15 | 5.086e-16 | -2.4626e-15 | 4.5013e-15 | -5.086e-16 | 2.4626e-15 | -4.5013e-15 | 0 | 0 | 0 | 0 | 0 | 0 |  | 0.95 | 0.95 | 0.95 | 0.95 | 0.95 | 0.95 | 1.5031e-14 | -120 | 120 | 7.4326e-25 | -120 | 120
Line6_7_8 | 0 | 0 | 0 | 0 | 0 | 0 | 0 | 0 | 0 | 0 | 0 | 0 | -4.2635e-33 | 1.9836e-33 | 2.3651e-33 | 2.8366e-33 | -1.2954e-33 | -1.6264e-33 | -2.1637e-34 | 3.9688e-33 | -3.4127e-33 | 1.8718e-34 | -2.7185e-33 | 2.1916e-33 | 0 | 0 | 0 | 0 | 0 | 0 |  | 0.95 | 0.95 | 0.95 | 0.95 | 0.95 | 0.95 | 7.4326e-25 | -120 | 120 | 7.4326e-25 | -120 | 120
Line7_8_9 | 0 | 0 | 0 | 0 | 0 | 0 | 0 | 0 | 0 | 0 | 0 | 0 | -1.4212e-33 | 6.6119e-34 | 7.8837e-34 | -5.7246e-36 | 2.6958e-35 | -4.9644e-35 | -7.2124e-35 | 1.3229e-33 | -1.1376e-33 | 4.2928e-35 | -7.2629e-35 | -8.3542e-35 | 0 | 0 | 0 | 0 | 0 | 0 |  | 0.95 | 0.95 | 0.95 | 0.95 | 0.95 | 0.95 | 7.4326e-25 | -120 | 120 | 7.4326e-25 | -120 | 120
Line8_8_10 | 0 | 0 | 0 | 0 | 0 | 0 | 0 | 0 | 0 | 0 | 0 | 0 | -1.4212e-33 | 6.6119e-34 | 7.8837e-34 | -5.7246e-36 | 2.6958e-35 | -4.9644e-35 | -7.2124e-35 | 1.3229e-33 | -1.1376e-33 | 4.2928e-35 | -7.2629e-35 | -8.3542e-35 | 0 | 0 | 0 | 0 | 0 | 0 |  | 0.95 | 0.95 | 0.95 | 0.95 | 0.95 | 0.95 | 7.4326e-25 | -120 | 120 | 7.4326e-25 | -120 | 120
Line9_3_11 | 0 | 0 | 0 | 0 | 0 | 0 | 0 | 0 | 0 | 0 | 0 | 0 | 2.3415e-15 | -3.9616e-15 | -4.5569e-15 | -2.3415e-15 | 3.9616e-15 | 4.5569e-15 | 3.0516e-16 | -1.4775e-15 | 2.7008e-15 | -3.0516e-16 | 1.4775e-15 | -2.7008e-15 | 0 | 0 | 0 | 0 | 0 | 0 |  | 0.95 | 0.95 | 0.95 | 0.95 | 0.95 | 0.95 | 3.6074e-14 | -120 | 120 | 2.7055e-14 | -120 | 120

## LLG_min_fault_10
name | pf_ikss_a_from_ka | pf_ikss_b_from_ka | pf_ikss_c_from_ka | pf_ikss_a_to_ka | pf_ikss_b_to_ka | pf_ikss_c_to_ka | pf_skss_a_from_mw | pf_skss_b_from_mw | pf_skss_c_from_mw | pf_skss_a_to_mw | pf_skss_b_to_mw | pf_skss_c_to_mw | pf_p_a_from_mw | pf_p_b_from_mw | pf_p_c_from_mw | pf_p_a_to_mw | pf_p_b_to_mw | pf_p_c_to_mw | pf_q_a_from_mvar | pf_q_b_from_mvar | pf_q_c_from_mvar | pf_q_a_to_mvar | pf_q_b_to_mvar | pf_q_c_to_mvar | pf_ikss_a_from_degree | pf_ikss_b_from_degree | pf_ikss_c_from_degree | pf_ikss_a_to_degree | pf_ikss_b_to_degree | pf_ikss_c_to_degree | 3xI0 | pf_vm_a_from_pu | pf_vm_b_from_pu | pf_vm_c_from_pu | pf_vm_a_to_pu | pf_vm_b_to_pu | pf_vm_c_to_pu | pf_va_a_from_degree | pf_va_b_from_degree | pf_va_c_from_degree | pf_va_a_to_degree | pf_va_b_to_degree | pf_va_c_to_degree
Line0_1_2 | 0 | 0 | 0 | 0 | 0 | 0 | 0 | 0 | 0 | 0 | 0 | 0 | 3.5025e-15 | -5.9259e-15 | -6.8164e-15 | -3.5025e-15 | 5.9259e-15 | 6.8164e-15 | 4.5647e-16 | -2.2102e-15 | 4.0399e-15 | -4.5647e-16 | 2.2102e-15 | -4.0399e-15 | 0 | 0 | 0 | 0 | 0 | 0 |  | 0.9 | 0.9 | 0.9 | 0.9 | 0.9 | 0.9 | 4.5092e-14 | -120 | 120 | 3.0061e-14 | -120 | 120
Line10_11_12 | 0 | 0 | 0 | 0 | 0 | 0 | 0 | 0 | 0 | 0 | 0 | 0 | 2.1015e-15 | -3.5555e-15 | -4.0898e-15 | -2.1015e-15 | 3.5555e-15 | 4.0898e-15 | 2.7388e-16 | -1.3261e-15 | 2.4239e-15 | -2.7388e-16 | 1.3261e-15 | -2.4239e-15 | 0 | 0 | 0 | 0 | 0 | 0 |  | 0.9 | 0.9 | 0.9 | 0.9 | 0.9 | 0.9 | 2.7055e-14 | -120 | 120 | 1.8037e-14 | -120 | 120
Line11_12_13 | 0 | 0 | 0 | 0 | 0 | 0 | 0 | 0 | 0 | 0 | 0 | 0 | 2.1015e-15 | -3.5555e-15 | -4.0898e-15 | -2.1015e-15 | 3.5555e-15 | 4.0898e-15 | 2.7388e-16 | -1.3261e-15 | 2.4239e-15 | -2.7388e-16 | 1.3261e-15 | -2.4239e-15 | 0 | 0 | 0 | 0 | 0 | 0 |  | 0.9 | 0.9 | 0.9 | 0.9 | 0.9 | 0.9 | 1.8037e-14 | -120 | 120 | 9.0184e-15 | -120 | 120
Line12_13_15 | 0 | 0 | 0 | 0 | 0 | 0 | 0 | 0 | 0 | 0 | 0 | 0 | -1.3797e-22 | -6.2816e-23 | 1.8449e-22 | 9.0891e-23 | 4.5579e-23 | -1.2018e-22 | -1.4266e-22 | 2.0462e-22 | -3.3666e-23 | 9.5573e-23 | -1.4031e-22 | 1.6436e-23 | 0 | 0 | 0 | 0 | 0 | 0 |  | 0.9 | 0.9 | 0.9 | 0.9 | 0.9 | 0.9 | 9.0184e-15 | -120 | 120 | 9.0184e-15 | -120 | 120
Line13_13_14 | 0 | 0 | 0 | 0 | 0 | 0 | 0 | 0 | 0 | 0 | 0 | 0 | 2.1015e-15 | -3.5555e-15 | -4.0898e-15 | -2.1015e-15 | 3.5555e-15 | 4.0898e-15 | 2.7388e-16 | -1.3261e-15 | 2.4239e-15 | -2.7388e-16 | 1.3261e-15 | -2.4239e-15 | 0 | 0 | 0 | 0 | 0 | 0 |  | 0.9 | 0.9 | 0.9 | 0.9 | 0.9 | 0.9 | 9.0184e-15 | -120 | 120 | 4.4596e-25 | -120 | 120
Line14_15_16 | 0 | 0 | 0 | 0 | 0 | 0 | 0 | 0 | 0 | 0 | 0 | 0 | -9.1981e-23 | -4.1877e-23 | 1.2299e-22 | 4.4901e-23 | 2.464e-23 | -5.8678e-23 | -9.5106e-23 | 1.3642e-22 | -2.2444e-23 | 4.802e-23 | -7.2101e-23 | 5.2139e-24 | 0 | 0 | 0 | 0 | 0 | 0 |  | 0.9 | 0.9 | 0.9 | 0.9 | 0.9 | 0.9 | 9.0184e-15 | -120 | 120 | 9.0184e-15 | -120 | 120
Line15_16_17 | 0 | 0 | 0 | 0 | 0 | 0 | 0 | 0 | 0 | 0 | 0 | 0 | -4.5991e-23 | -2.0939e-23 | 6.1497e-23 | -1.0898e-24 | 3.7018e-24 | 2.8197e-24 | -4.7553e-23 | 6.8208e-23 | -1.1222e-23 | 4.6748e-25 | -3.8928e-24 | -6.0081e-24 | 0 | 0 | 0 | 0 | 0 | 0 |  | 0.9 | 0.9 | 0.9 | 0.9 | 0.9 | 0.9 | 9.0184e-15 | -120 | 120 | 9.0184e-15 | -120 | 120
Line16_4_18 | 0 | 0.029289 | 0.029288 | 0 | 0.029289 | 0.029288 | 0 | 0.006764 | 0.0067638 | 0 | 0.006764 | 0.0067638 | -2.3854e-12 | 0.0043018 | 0.0043066 | 1.9341e-12 | -0.0042892 | -0.004289 | -2.207e-11 | 0.0043073 | 0.0043024 | -3.9393e-14 | -0.0042892 | -0.004289 | 0 | -165.0365 | 75.0281 | 0 | 14.9635 | -104.9719 |  | 0.9 | 0.9 | 0.9 | 0.89941 | 0.89679 | 0.89677 | 5.0607e-22 | -120 | 120 | -0.00076046 | -120.0365 | 120.0281
Line17_5_19 | 0 | 0 | 0 | 0 | 0 | 0 | 0 | 0 | 0 | 0 | 0 | 0 | -2.2995e-22 | -1.0469e-22 | 3.0749e-22 | -5.449e-24 | 1.8509e-23 | 1.4099e-23 | -2.3776e-22 | 3.4104e-22 | -5.611e-23 | 2.3374e-24 | -1.9464e-23 | -3.004e-23 | 0 | 0 | 0 | 0 | 0 | 0 |  | 0.9 | 0.9 | 0.9 | 0.9 | 0.9 | 0.9 | 4.5092e-14 | -120 | 120 | 4.5092e-14 | -120 | 120
Line1_1_3 | 0 | 0 | 0 | 0 | 0 | 0 | 0 | 0 | 0 | 0 | 0 | 0 | 2.1015e-15 | -3.5555e-15 | -4.0898e-15 | -2.1015e-15 | 3.5555e-15 | 4.0898e-15 | 2.7388e-16 | -1.3261e-15 | 2.4239e-15 | -2.7388e-16 | 1.3261e-15 | -2.4239e-15 | 0 | 0 | 0 | 0 | 0 | 0 |  | 0.9 | 0.9 | 0.9 | 0.9 | 0.9 | 0.9 | 4.5092e-14 | -120 | 120 | 3.6074e-14 | -120 | 120
Line2_1_4 | 0 | 0 | 0 | 0 | 0 | 0 | 0 | 0 | 0 | 0 | 0 | 0 | -5.8949e-16 | 2.3621e-14 | 2.1365e-14 | 5.8949e-16 | -2.3621e-14 | -2.1365e-14 | 1.778e-15 | 5.0264e-15 | 3.4381e-15 | -1.778e-15 | -5.0264e-15 | -3.4381e-15 | 0 | 0 | 0 | 0 | 0 | 0 |  | 0.9 | 0.9 | 0.9 | 0.9 | 0.9 | 0.9 | 4.5092e-14 | -120 | 120 | 5.0607e-22 | -120 | 120
Line3_1_5 | 0 | 0 | 0 | 0 | 0 | 0 | 0 | 0 | 0 | 0 | 0 | 0 | -4.5991e-22 | -2.0939e-22 | 6.1497e-22 | 2.245e-22 | 1.232e-22 | -2.9339e-22 | -4.7553e-22 | 6.8208e-22 | -1.1222e-22 | 2.401e-22 | -3.6051e-22 | 2.6069e-23 | 0 | 0 | 0 | 0 | 0 | 0 |  | 0.9 | 0.9 | 0.9 | 0.9 | 0.9 | 0.9 | 4.5092e-14 | -120 | 120 | 4.5092e-14 | -120 | 120
Line4_2_6 | 0 | 0 | 0 | 0 | 0 | 0 | 0 | 0 | 0 | 0 | 0 | 0 | 3.5025e-15 | -5.9259e-15 | -6.8164e-15 | -3.5025e-15 | 5.9259e-15 | 6.8164e-15 | 4.5647e-16 | -2.2102e-15 | 4.0399e-15 | -4.5647e-16 | 2.2102e-15 | -4.0399e-15 | 0 | 0 | 0 | 0 | 0 | 0 |  | 0.9 | 0.9 | 0.9 | 0.9 | 0.9 | 0.9 | 3.0061e-14 | -120 | 120 | 1.5031e-14 | -120 | 120
Line5_6_7 | 0 | 0 | 0 | 0 | 0 | 0 | 0 | 0 | 0 | 0 | 0 | 0 | 3.5025e-15 | -5.9259e-15 | -6.8164e-15 | -3.5025e-15 | 5.9259e-15 | 6.8164e-15 | 4.5647e-16 | -2.2102e-15 | 4.0399e-15 | -4.5647e-16 | 2.2102e-15 | -4.0399e-15 | 0 | 0 | 0 | 0 | 0 | 0 |  | 0.9 | 0.9 | 0.9 | 0.9 | 0.9 | 0.9 | 1.5031e-14 | -120 | 120 | 7.4326e-25 | -120 | 120
Line6_7_8 | 0 | 0 | 0 | 0 | 0 | 0 | 0 | 0 | 0 | 0 | 0 | 0 | -3.8265e-33 | 1.7803e-33 | 2.1227e-33 | 2.5458e-33 | -1.1627e-33 | -1.4597e-33 | -1.9419e-34 | 3.562e-33 | -3.0629e-33 | 1.6799e-34 | -2.4399e-33 | 1.967e-33 | 0 | 0 | 0 | 0 | 0 | 0 |  | 0.9 | 0.9 | 0.9 | 0.9 | 0.9 | 0.9 | 7.4326e-25 | -120 | 120 | 7.4326e-25 | -120 | 120
Line7_8_9 | 0 | 0 | 0 | 0 | 0 | 0 | 0 | 0 | 0 | 0 | 0 | 0 | -1.2755e-33 | 5.9343e-34 | 7.0756e-34 | -5.1379e-36 | 2.4195e-35 | -4.4556e-35 | -6.4732e-35 | 1.1873e-33 | -1.021e-33 | 3.8528e-35 | -6.5185e-35 | -7.498e-35 | 0 | 0 | 0 | 0 | 0 | 0 |  | 0.9 | 0.9 | 0.9 | 0.9 | 0.9 | 0.9 | 7.4326e-25 | -120 | 120 | 7.4326e-25 | -120 | 120
Line8_8_10 | 0 | 0 | 0 | 0 | 0 | 0 | 0 | 0 | 0 | 0 | 0 | 0 | -1.2755e-33 | 5.9343e-34 | 7.0756e-34 | -5.1379e-36 | 2.4195e-35 | -4.4556e-35 | -6.4732e-35 | 1.1873e-33 | -1.021e-33 | 3.8528e-35 | -6.5185e-35 | -7.498e-35 | 0 | 0 | 0 | 0 | 0 | 0 |  | 0.9 | 0.9 | 0.9 | 0.9 | 0.9 | 0.9 | 7.4326e-25 | -120 | 120 | 7.4326e-25 | -120 | 120
Line9_3_11 | 0 | 0 | 0 | 0 | 0 | 0 | 0 | 0 | 0 | 0 | 0 | 0 | 2.1015e-15 | -3.5555e-15 | -4.0898e-15 | -2.1015e-15 | 3.5555e-15 | 4.0898e-15 | 2.7388e-16 | -1.3261e-15 | 2.4239e-15 | -2.7388e-16 | 1.3261e-15 | -2.4239e-15 | 0 | 0 | 0 | 0 | 0 | 0 |  | 0.9 | 0.9 | 0.9 | 0.9 | 0.9 | 0.9 | 3.6074e-14 | -120 | 120 | 2.7055e-14 | -120 | 120