## LLL_max_6
name | pf_ikss_from_ka | pf_ikss_to_ka | pf_ip_from_ka | pf_ip_to_ka | pf_skss_from_mw | pf_skss_to_mw | pf_p_from_mw | pf_p_to_mw | pf_q_from_mvar | pf_q_to_mvar | pf_ikss_from_degree | pf_ikss_to_degree | pf_vm_from_pu | pf_vm_to_pu | pf_va_from_degree | pf_va_to_degree
Line0_1_2 | 5.4095 | 5.4095 | 0 | 11.0747 | 3.7478 | 3.7478 | 0.87789 | -1e-07 | 1.7558 | -1e-07 | -74.5475 | 105.4525 | 0.52377 | 0 | -11.1125 | 0
Line10_11_12 | 0 | 0 | 0 | 0 | 0 | 0 | 0 | 0 | 0 | 0 | 0 | 0 | 0.52377 | 0.52377 | -11.1125 | -11.1125
Line11_12_13 | 0 | 0 | 0 | 0 | 0 | 0 | 0 | 0 | 0 | 0 | 0 | 0 | 0.52377 | 0.52377 | -11.1125 | -11.1125
Line12_13_15 | 0 | 0 | 0 | 0 | 0 | 0 | 0 | 0 | 0 | 0 | 0 | 0 | 0.52377 | 0.52377 | -11.1125 | -11.1125
Line13_13_14 | 0 | 0 | 0 | 0 | 0 | 0 | 0 | 0 | 0 | 0 | 0 | 0 | 0.52377 | 0.52377 | -11.1125 | -11.1125
Line14_15_16 | 0 | 0 | 0 | 0 | 0 | 0 | 0 | 0 | 0 | 0 | 0 | 0 | 0.52377 | 0.52377 | -11.1125 | -11.1125
Line15_16_17 | 0 | 0 | 0 | 0 | 0 | 0 | 0 | 0 | 0 | 0 | 0 | 0 | 0.52377 | 0.52377 | -11.1125 | -11.1125
Line16_4_18 | 0 | 0 | 0 | 0 | 0 | 0 | 0 | 0 | 0 | 0 | 0 | 0 | 0.52377 | 0.52377 | -11.1125 | -11.1125
Line17_5_19 | 0 | 0 | 0 | 0 | 0 | 0 | 0 | 0 | 0 | 0 | 0 | 0 | 0.52377 | 0.52377 | -11.1125 | -11.1125
Line1_1_3 | 0 | 0 | 0 | 0 | 0 | 0 | 0 | 0 | 0 | 0 | 0 | 0 | 0.52377 | 0.52377 | -11.1125 | -11.1125
Line2_1_4 | 0 | 0 | 0 | 0 | 0 | 0 | 0 | 0 | 0 | 0 | 0 | 0 | 0.52377 | 0.52377 | -11.1125 | -11.1125
Line3_1_5 | 0 | 0 | 0 | 0 | 0 | 0 | 0 | 0 | 0 | 0 | 0 | 0 | 0.52377 | 0.52377 | -11.1125 | -11.1125
Line4_2_6 | 0 | 0 | 0 | 0 | 0 | 0 | 5.8986e-21 | 0 | 3.5331e-21 | 0 | 0 | 0 | 0 | 0 | 0 | 0
Line5_6_7 | 0 | 0 | 0 | 0 | 0 | 0 | 0 | 0 | 0 | 0 | 0 | 0 | 0 | 0 | 0 | 0
Line6_7_8 | 0 | 0 | 0 | 0 | 0 | 0 | 0 | 0 | 0 | 0 | 0 | 0 | 0 | 0 | 0 | 0
Line7_8_9 | 0 | 0 | 0 | 0 | 0 | 0 | 0 | 0 | 0 | 0 | 0 | 0 | 0 | 0 | 0 | 0
Line8_8_10 | 0 | 0 | 0 | 0 | 0 | 0 | 0 | 0 | 0 | 0 | 0 | 0 | 0 | 0 | 0 | 0
Line9_3_11 | 0 | 0 | 0 | 0 | 0 | 0 | 0 | 0 | 0 | 0 | 0 | 0 | 0.52377 | 0.52377 | -11.1125 | -11.1125

## LLL_max_10
name | pf_ikss_from_ka | pf_ikss_to_ka | pf_ip_from_ka | pf_ip_to_ka | pf_skss_from_mw | pf_skss_to_mw | pf_p_from_mw | pf_p_to_mw | pf_q_from_mvar | pf_q_to_mvar | pf_ikss_from_degree | pf_ikss_to_degree | pf_vm_from_pu | pf_vm_to_pu | pf_va_from_degree | pf_va_to_degree
Line0_1_2 | 5.5336 | 5.5336 | 0 | 11.3769 | 3.8338 | 3.8338 | 0.91861 | -1e-07 | 1.8372 | -1e-07 | -74.8019 | 105.1981 | 0.53578 | 0 | -11.3669 | 0
Line10_11_12 | 0 | 0 | 0 | 0 | 0 | 0 | 0 | 0 | 0 | 0 | 0 | 0 | 0.53578 | 0.53578 | -11.3669 | -11.3669
Line11_12_13 | 0 | 0 | 0 | 0 | 0 | 0 | 0 | 0 | 0 | 0 | 0 | 0 | 0.53578 | 0.53578 | -11.3669 | -11.3669
Line12_13_15 | 0 | 0 | 0 | 0 | 0 | 0 | 0 | 0 | 0 | 0 | 0 | 0 | 0.53578 | 0.53578 | -11.3669 | -11.3669
Line13_13_14 | 0 | 0 | 0 | 0 | 0 | 0 | 0 | 0 | 0 | 0 | 0 | 0 | 0.53578 | 0.53578 | -11.3669 | -11.3669
Line14_15_16 | 0 | 0 | 0 | 0 | 0 | 0 | 0 | 0 | 0 | 0 | 0 | 0 | 0.53578 | 0.53578 | -11.3669 | -11.3669
Line15_16_17 | 0 | 0 | 0 | 0 | 0 | 0 | 0 | 0 | 0 | 0 | 0 | 0 | 0.53578 | 0.53578 | -11.3669 | -11.3669
Line16_4_18 | 0 | 0 | 0 | 0 | 0 | 0 | 0 | 0 | 0 | 0 | 0 | 0 | 0.53578 | 0.53578 | -11.3669 | -11.3669
Line17_5_19 | 0 | 0 | 0 | 0 | 0 | 0 | 0 | 0 | 0 | 0 | 0 | 0 | 0.53578 | 0.53578 | -11.3669 | -11.3669
Line1_1_3 | 0 | 0 | 0 | 0 | 0 | 0 | 0 | 0 | 0 | 0 | 0 | 0 | 0.53578 | 0.53578 | -11.3669 | -11.3669
Line2_1_4 | 0 | 0 | 0 | 0 | 0 | 0 | 0 | 0 | 0 | 0 | 0 | 0 | 0.53578 | 0.53578 | -11.3669 | -11.3669
Line3_1_5 | 0 | 0 | 0 | 0 | 0 | 0 | 0 | 0 | 0 | 0 | 0 | 0 | 0.53578 | 0.53578 | -11.3669 | -11.3669
Line4_2_6 | 0 | 0 | 0 | 0 | 0 | 0 | 9.5648e-21 | 0 | -9.4495e-21 | 0 | 0 | 0 | 0 | 0 | 0 | 0
Line5_6_7 | 0 | 0 | 0 | 0 | 0 | 0 | 0 | 0 | 0 | 0 | 0 | 0 | 0 | 0 | 0 | 0
Line6_7_8 | 0 | 0 | 0 | 0 | 0 | 0 | 0 | 0 | 0 | 0 | 0 | 0 | 0 | 0 | 0 | 0
Line7_8_9 | 0 | 0 | 0 | 0 | 0 | 0 | 0 | 0 | 0 | 0 | 0 | 0 | 0 | 0 | 0 | 0
Line8_8_10 | 0 | 0 | 0 | 0 | 0 | 0 | 0 | 0 | 0 | 0 | 0 | 0 | 0 | 0 | 0 | 0
Line9_3_11 | 0 | 0 | 0 | 0 | 0 | 0 | 0 | 0 | 0 | 0 | 0 | 0 | 0.53578 | 0.53578 | -11.3669 | -11.3669

## LLL_max_fault_6
name | pf_ikss_from_ka | pf_ikss_to_ka | pf_ip_from_ka | pf_ip_to_ka | pf_skss_from_mw | pf_skss_to_mw | pf_p_from_mw | pf_p_to_mw | pf_q_from_mvar | pf_q_to_mvar | pf_ikss_from_degree | pf_ikss_to_degree | pf_vm_from_pu | pf_vm_to_pu | pf_va_from_degree | pf_va_to_degree
Line0_1_2 | 0.034105 | 0.034105 | 0 | 0.069821 | 0.023628 | 0.023628 | 0.017482 | -0.017447 | 0.017517 | -0.017447 | -45.1781 | 134.8219 | 1.0474 | 1.0442 | -0.12101 | -0.17814
Line10_11_12 | 0 | 0 | 0 | 0 | 0 | 0 | 0 | 0 | 0 | 0 | 0 | 0 | 1.0474 | 1.0474 | -0.12101 | -0.12101
Line11_12_13 | 0 | 0 | 0 | 0 | 0 | 0 | 0 | 0 | 0 | 0 | 0 | 0 | 1.0474 | 1.0474 | -0.12101 | -0.12101
Line12_13_15 | 0 | 0 | 0 | 0 | 0 | 0 | 0 | 0 | 0 | 0 | 0 | 0 | 1.0474 | 1.0474 | -0.12101 | -0.12101
Line13_13_14 | 0 | 0 | 0 | 0 | 0 | 0 | 0 | 0 | 0 | 0 | 0 | 0 | 1.0474 | 1.0474 | -0.12101 | -0.12101
Line14_15_16 | 0 | 0 | 0 | 0 | 0 | 0 | 0 | 0 | 0 | 0 | 0 | 0 | 1.0474 | 1.0474 | -0.12101 | -0.12101
Line15_16_17 | 0 | 0 | 0 | 0 | 0 | 0 | 0 | 0 | 0 | 0 | 0 | 0 | 1.0474 | 1.0474 | -0.12101 | -0.12101
Line16_4_18 | 0 | 0 | 0 | 0 | 0 | 0 | 0 | 0 | 0 | 0 | 0 | 0 | 1.0474 | 1.0474 | -0.12101 | -0.12101
Line17_5_19 | 0 | 0 | 0 | 0 | 0 | 0 | 0 | 0 | 0 | 0 | 0 | 0 | 1.0474 | 1.0474 | -0.12101 | -0.12101
Line1_1_3 | 0 | 0 | 0 | 0 | 0 | 0 | 0 | 0 | 0 | 0 | 0 | 0 | 1.0474 | 1.0474 | -0.12101 | -0.12101
Line2_1_4 | 0 | 0 | 0 | 0 | 0 | 0 | 0 | 0 | 0 | 0 | 0 | 0 | 1.0474 | 1.0474 | -0.12101 | -0.12101
Line3_1_5 | 0 | 0 | 0 | 0 | 0 | 0 | 0 | 0 | 0 | 0 | 0 | 0 | 1.0474 | 1.0474 | -0.12101 | -0.12101
Line4_2_6 | 0 | 0 | 0 | 0 | 0 | 0 | -3.3075e-10 | 0 | 1.8749e-10 | 0 | 0 | 0 | 1.0442 | 1.0442 | -0.17814 | -0.17814
Line5_6_7 | 0 | 0 | 0 | 0 | 0 | 0 | 0 | 0 | 0 | 0 | 0 | 0 | 1.0442 | 1.0442 | -0.17814 | -0.17814
Line6_7_8 | 0 | 0 | 0 | 0 | 0 | 0 | 0 | 0 | 0 | 0 | 0 | 0 | 1.0442 | 1.0442 | -0.17814 | -0.17814
Line7_8_9 | 0 | 0 | 0 | 0 | 0 | 0 | 0 | 0 | 0 | 0 | 0 | 0 | 1.0442 | 1.0442 | -0.17814 | -0.17814
Line8_8_10 | 0 | 0 | 0 | 0 | 0 | 0 | 0 | 0 | 0 | 0 | 0 | 0 | 1.0442 | 1.0442 | -0.17814 | -0.17814
Line9_3_11 | 0 | 0 | 0 | 0 | 0 | 0 | 0 | 0 | 0 | 0 | 0 | 0 | 1.0474 | 1.0474 | -0.12101 | -0.12101

## LLL_max_fault_10
name | pf_ikss_from_ka | pf_ikss_to_ka | pf_ip_from_ka | pf_ip_to_ka | pf_skss_from_mw | pf_skss_to_mw | pf_p_from_mw | pf_p_to_mw | pf_q_from_mvar | pf_q_to_mvar | pf_ikss_from_degree | pf_ikss_to_degree | pf_vm_from_pu | pf_vm_to_pu | pf_va_from_degree | pf_va_to_degree
Line0_1_2 | 0.035724 | 0.035724 | 0 | 0.073449 | 0.024751 | 0.024751 | 0.019182 | -0.019143 | 0.01922 | -0.019143 | -45.1838 | 134.8162 | 1.0971 | 1.0938 | -0.12672 | -0.18384
Line10_11_12 | 0 | 0 | 0 | 0 | 0 | 0 | 0 | 0 | 0 | 0 | 0 | 0 | 1.0971 | 1.0971 | -0.12672 | -0.12672
Line11_12_13 | 0 | 0 | 0 | 0 | 0 | 0 | 0 | 0 | 0 | 0 | 0 | 0 | 1.0971 | 1.0971 | -0.12672 | -0.12672
Line12_13_15 | 0 | 0 | 0 | 0 | 0 | 0 | 0 | 0 | 0 | 0 | 0 | 0 | 1.0971 | 1.0971 | -0.12672 | -0.12672
Line13_13_14 | 0 | 0 | 0 | 0 | 0 | 0 | 0 | 0 | 0 | 0 | 0 | 0 | 1.0971 | 1.0971 | -0.12672 | -0.12672
Line14_15_16 | 0 | 0 | 0 | 0 | 0 | 0 | 0 | 0 | 0 | 0 | 0 | 0 | 1.0971 | 1.0971 | -0.12672 | -0.12672
Line15_16_17 | 0 | 0 | 0 | 0 | 0 | 0 | 0 | 0 | 0 | 0 | 0 | 0 | 1.0971 | 1.0971 | -0.12672 | -0.12672
Line16_4_18 | 0 | 0 | 0 | 0 | 0 | 0 | 0 | 0 | 0 | 0 | 0 | 0 | 1.0971 | 1.0971 | -0.12672 | -0.12672
Line17_5_19 | 0 | 0 | 0 | 0 | 0 | 0 | 0 | 0 | 0 | 0 | 0 | 0 | 1.0971 | 1.0971 | -0.12672 | -0.12672
Line1_1_3 | 0 | 0 | 0 | 0 | 0 | 0 | 0 | 0 | 0 | 0 | 0 | 0 | 1.0971 | 1.0971 | -0.12672 | -0.12672
Line2_1_4 | 0 | 0 | 0 | 0 | 0 | 0 | 0 | 0 | 0 | 0 | 0 | 0 | 1.0971 | 1.0971 | -0.12672 | -0.12672
Line3_1_5 | 0 | 0 | 0 | 0 | 0 | 0 | 0 | 0 | 0 | 0 | 0 | 0 | 1.0971 | 1.0971 | -0.12672 | -0.12672
Line4_2_6 | 0 | 0 | 0 | 0 | 0 | 0 | -3.7073e-10 | 0 | 2.1234e-10 | 0 | 0 | 0 | 1.0938 | 1.0938 | -0.18384 | -0.18384
Line5_6_7 | 0 | 0 | 0 | 0 | 0 | 0 | 0 | 0 | 0 | 0 | 0 | 0 | 1.0938 | 1.0938 | -0.18384 | -0.18384
Line6_7_8 | 0 | 0 | 0 | 0 | 0 | 0 | 0 | 0 | 0 | 0 | 0 | 0 | 1.0938 | 1.0938 | -0.18384 | -0.18384
Line7_8_9 | 0 | 0 | 0 | 0 | 0 | 0 | 0 | 0 | 0 | 0 | 0 | 0 | 1.0938 | 1.0938 | -0.18384 | -0.18384
Line8_8_10 | 0 | 0 | 0 | 0 | 0 | 0 | 0 | 0 | 0 | 0 | 0 | 0 | 1.0938 | 1.0938 | -0.18384 | -0.18384
Line9_3_11 | 0 | 0 | 0 | 0 | 0 | 0 | 0 | 0 | 0 | 0 | 0 | 0 | 1.0971 | 1.0971 | -0.12672 | -0.12672

## LLL_min_6
name | pf_ikss_from_ka | pf_ikss_to_ka | pf_ip_from_ka | pf_ip_to_ka | pf_skss_from_mw | pf_skss_to_mw | pf_p_from_mw | pf_p_to_mw | pf_q_from_mvar | pf_q_to_mvar | pf_ikss_from_degree | pf_ikss_to_degree | pf_vm_from_pu | pf_vm_to_pu | pf_va_from_degree | pf_va_to_degree
Line0_1_2 | 4.4816 | 4.4816 | 0 | 7.9319 | 3.105 | 3.105 | 1.1569 | -1e-07 | 1.2051 | -1e-07 | -64.3121 | 115.6879 | 0.53802 | 0 | -18.143 | 0
Line10_11_12 | 0 | 0 | 0 | 0 | 0 | 0 | 0 | 0 | 0 | 0 | 0 | 0 | 0.53802 | 0.53802 | -18.143 | -18.143
Line11_12_13 | 0 | 0 | 0 | 0 | 0 | 0 | 0 | 0 | 0 | 0 | 0 | 0 | 0.53802 | 0.53802 | -18.143 | -18.143
Line12_13_15 | 0 | 0 | 0 | 0 | 0 | 0 | 0 | 0 | 0 | 0 | 0 | 0 | 0.53802 | 0.53802 | -18.143 | -18.143
Line13_13_14 | 0 | 0 | 0 | 0 | 0 | 0 | 0 | 0 | 0 | 0 | 0 | 0 | 0.53802 | 0.53802 | -18.143 | -18.143
Line14_15_16 | 0 | 0 | 0 | 0 | 0 | 0 | 0 | 0 | 0 | 0 | 0 | 0 | 0.53802 | 0.53802 | -18.143 | -18.143
Line15_16_17 | 0 | 0 | 0 | 0 | 0 | 0 | 0 | 0 | 0 | 0 | 0 | 0 | 0.53802 | 0.53802 | -18.143 | -18.143
Line16_4_18 | 0 | 0 | 0 | 0 | 0 | 0 | 0 | 0 | 0 | 0 | 0 | 0 | 0.53802 | 0.53802 | -18.143 | -18.143
Line17_5_19 | 0 | 0 | 0 | 0 | 0 | 0 | 0 | 0 | 0 | 0 | 0 | 0 | 0.53802 | 0.53802 | -18.143 | -18.143
Line1_1_3 | 0 | 0 | 0 | 0 | 0 | 0 | 0 | 0 | 0 | 0 | 0 | 0 | 0.53802 | 0.53802 | -18.143 | -18.143
Line2_1_4 | 0 | 0 | 0 | 0 | 0 | 0 | 0 | 0 | 0 | 0 | 0 | 0 | 0.53802 | 0.53802 | -18.143 | -18.143
Line3_1_5 | 0 | 0 | 0 | 0 | 0 | 0 | 0 | 0 | 0 | 0 | 0 | 0 | 0.53802 | 0.53802 | -18.143 | -18.143
Line4_2_6 | 0 | 0 | 0 | 0 | 0 | 0 | 7.3846e-21 | 0 | 1.076e-20 | 0 | 0 | 0 | 0 | 0 | 0 | 0
Line5_6_7 | 0 | 0 | 0 | 0 | 0 | 0 | 0 | 0 | 0 | 0 | 0 | 0 | 0 | 0 | 0 | 0
Line6_7_8 | 0 | 0 | 0 | 0 | 0 | 0 | 0 | 0 | 0 | 0 | 0 | 0 | 0 | 0 | 0 | 0
Line7_8_9 | 0 | 0 | 0 | 0 | 0 | 0 | 0 | 0 | 0 | 0 | 0 | 0 | 0 | 0 | 0 | 0
Line8_8_10 | 0 | 0 | 0 | 0 | 0 | 0 | 0 | 0 | 0 | 0 | 0 | 0 | 0 | 0 | 0 | 0
Line9_3_11 | 0 | 0 | 0 | 0 | 0 | 0 | 0 | 0 | 0 | 0 | 0 | 0 | 0.53802 | 0.53802 | -18.143 | -18.143

## LLL_min_10
name | pf_ikss_from_ka | pf_ikss_to_ka | pf_ip_from_ka | pf_ip_to_ka | pf_skss_from_mw | pf_skss_to_mw | pf_p_from_mw | pf_p_to_mw | pf_q_from_mvar | pf_q_to_mvar | pf_ikss_from_degree | pf_ikss_to_degree | pf_vm_from_pu | pf_vm_to_pu | pf_va_from_degree | pf_va_to_degree
Line0_1_2 | 4.2458 | 4.2458 | 0 | 7.5145 | 2.9416 | 2.9416 | 1.0383 | -1e-07 | 1.0816 | -1e-07 | -64.3121 | 115.6879 | 0.5097 | 0 | -18.143 | 0
Line10_11_12 | 0 | 0 | 0 | 0 | 0 | 0 | 0 | 0 | 0 | 0 | 0 | 0 | 0.5097 | 0.5097 | -18.143 | -18.143
Line11_12_13 | 0 | 0 | 0 | 0 | 0 | 0 | 0 | 0 | 0 | 0 | 0 | 0 | 0.5097 | 0.5097 | -18.143 | -18.143
Line12_13_15 | 0 | 0 | 0 | 0 | 0 | 0 | 0 | 0 | 0 | 0 | 0 | 0 | 0.5097 | 0.5097 | -18.143 | -18.143
Line13_13_14 | 0 | 0 | 0 | 0 | 0 | 0 | 0 | 0 | 0 | 0 | 0 | 0 | 0.5097 | 0.5097 | -18.143 | -18.143
Line14_15_16 | 0 | 0 | 0 | 0 | 0 | 0 | 0 | 0 | 0 | 0 | 0 | 0 | 0.5097 | 0.5097 | -18.143 | -18.143
Line15_16_17 | 0 | 0 | 0 | 0 | 0 | 0 | 0 | 0 | 0 | 0 | 0 | 0 | 0.5097 | 0.5097 | -18.143 | -18.143
Line16_4_18 | 0 | 0 | 0 | 0 | 0 | 0 | 0 | 0 | 0 | 0 | 0 | 0 | 0.5097 | 0.5097 | -18.143 | -18.143
Line17_5_19 | 0 | 0 | 0 | 0 | 0 | 0 | 0 | 0 | 0 | 0 | 0 | 0 | 0.5097 | 0.5097 | -18.143 | -18.143
Line1_1_3 | 0 | 0 | 0 | 0 | 0 | 0 | 0 | 0 | 0 | 0 | 0 | 0 | 0.5097 | 0.5097 | -18.143 | -18.143
Line2_1_4 | 0 | 0 | 0 | 0 | 0 | 0 | 0 | 0 | 0 | 0 | 0 | 0 | 0.5097 | 0.5097 | -18.143 | -18.143
Line3_1_5 | 0 | 0 | 0 | 0 | 0 | 0 | 0 | 0 | 0 | 0 | 0 | 0 | 0.5097 | 0.5097 | -18.143 | -18.143
Line4_2_6 | 0 | 0 | 0 | 0 | 0 | 0 | 6.6277e-21 | 0 | 9.6599e-21 | 0 | 0 | 0 | 0 | 0 | 0 | 0
Line5_6_7 | 0 | 0 | 0 | 0 | 0 | 0 | 0 | 0 | 0 | 0 | 0 | 0 | 0 | 0 | 0 | 0
Line6_7_8 | 0 | 0 | 0 | 0 | 0 | 0 | 0 | 0 | 0 | 0 | 0 | 0 | 0 | 0 | 0 | 0
Line7_8_9 | 0 | 0 | 0 | 0 | 0 | 0 | 0 | 0 | 0 | 0 | 0 | 0 | 0 | 0 | 0 | 0
Line8_8_10 | 0 | 0 | 0 | 0 | 0 | 0 | 0 | 0 | 0 | 0 | 0 | 0 | 0 | 0 | 0 | 0
Line9_3_11 | 0 | 0 | 0 | 0 | 0 | 0 | 0 | 0 | 0 | 0 | 0 | 0 | 0.5097 | 0.5097 | -18.143 | -18.143

## LLL_min_fault_6
name | pf_ikss_from_ka | pf_ikss_to_ka | pf_ip_from_ka | pf_ip_to_ka | pf_skss_from_mw | pf_skss_to_mw | pf_p_from_mw | pf_p_to_mw | pf_q_from_mvar | pf_q_to_mvar | pf_ikss_from_degree | pf_ikss_to_degree | pf_vm_from_pu | pf_vm_to_pu | pf_va_from_degree | pf_va_to_degree
Line0_1_2 | 0.030825 | 0.030825 | 0 | 0.054557 | 0.021356 | 0.021356 | 0.014308 | -0.014253 | 0.01431 | -0.014253 | -45.1303 | 134.8697 | 0.94753 | 0.94383 | -0.12576 | -0.13033
Line10_11_12 | 0 | 0 | 0 | 0 | 0 | 0 | 0 | 0 | 0 | 0 | 0 | 0 | 0.94753 | 0.94753 | -0.12576 | -0.12576
Line11_12_13 | 0 | 0 | 0 | 0 | 0 | 0 | 0 | 0 | 0 | 0 | 0 | 0 | 0.94753 | 0.94753 | -0.12576 | -0.12576
Line12_13_15 | 0 | 0 | 0 | 0 | 0 | 0 | 0 | 0 | 0 | 0 | 0 | 0 | 0.94753 | 0.94753 | -0.12576 | -0.12576
Line13_13_14 | 0 | 0 | 0 | 0 | 0 | 0 | 0 | 0 | 0 | 0 | 0 | 0 | 0.94753 | 0.94753 | -0.12576 | -0.12576
Line14_15_16 | 0 | 0 | 0 | 0 | 0 | 0 | 0 | 0 | 0 | 0 | 0 | 0 | 0.94753 | 0.94753 | -0.12576 | -0.12576
Line15_16_17 | 0 | 0 | 0 | 0 | 0 | 0 | 0 | 0 | 0 | 0 | 0 | 0 | 0.94753 | 0.94753 | -0.12576 | -0.12576
Line16_4_18 | 0 | 0 | 0 | 0 | 0 | 0 | 0 | 0 | 0 | 0 | 0 | 0 | 0.94753 | 0.94753 | -0.12576 | -0.12576
Line17_5_19 | 0 | 0 | 0 | 0 | 0 | 0 | 0 | 0 | 0 | 0 | 0 | 0 | 0.94753 | 0.94753 | -0.12576 | -0.12576
Line1_1_3 | 0 | 0 | 0 | 0 | 0 | 0 | 0 | 0 | 0 | 0 | 0 | 0 | 0.94753 | 0.94753 | -0.12576 | -0.12576
Line2_1_4 | 0 | 0 | 0 | 0 | 0 | 0 | 0 | 0 | 0 | 0 | 0 | 0 | 0.94753 | 0.94753 | -0.12576 | -0.12576
Line3_1_5 | 0 | 0 | 0 | 0 | 0 | 0 | 0 | 0 | 0 | 0 | 0 | 0 | 0.94753 | 0.94753 | -0.12576 | -0.12576
Line4_2_6 | 0 | 0 | 0 | 0 | 0 | 0 | -3.2011e-10 | 0 | 1.1218e-10 | 0 | 0 | 0 | 0.94383 | 0.94383 | -0.13033 | -0.13033
Line5_6_7 | 0 | 0 | 0 | 0 | 0 | 0 | 0 | 0 | 0 | 0 | 0 | 0 | 0.94383 | 0.94383 | -0.13033 | -0.13033
Line6_7_8 | 0 | 0 | 0 | 0 | 0 | 0 | 0 | 0 | 0 | 0 | 0 | 0 | 0.94383 | 0.94383 | -0.13033 | -0.13033
Line7_8_9 | 0 | 0 | 0 | 0 | 0 | 0 | 0 | 0 | 0 | 0 | 0 | 0 | 0.94383 | 0.94383 | -0.13033 | -0.13033
Line8_8_10 | 0 | 0 | 0 | 0 | 0 | 0 | 0 | 0 | 0 | 0 | 0 | 0 | 0.94383 | 0.94383 | -0.13033 | -0.13033
Line9_3_11 | 0 | 0 | 0 | 0 | 0 | 0 | 0 | 0 | 0 | 0 | 0 | 0 | 0.94753 | 0.94753 | -0.12576 | -0.12576

## LLL_min_fault_10
name | pf_ikss_from_ka | pf_ikss_to_ka | pf_ip_from_ka | pf_ip_to_ka | pf_skss_from_mw | pf_skss_to_mw | pf_p_from_mw | pf_p_to_mw | pf_q_from_mvar | pf_q_to_mvar | pf_ikss_from_degree | pf_ikss_to_degree | pf_vm_from_pu | pf_vm_to_pu | pf_va_from_degree | pf_va_to_degree
Line0_1_2 | 0.029203 | 0.029203 | 0 | 0.051686 | 0.020232 | 0.020232 | 0.012841 | -0.012792 | 0.012843 | -0.012792 | -45.1303 | 134.8697 | 0.89766 | 0.89416 | -0.12576 | -0.13033
Line10_11_12 | 0 | 0 | 0 | 0 | 0 | 0 | 0 | 0 | 0 | 0 | 0 | 0 | 0.89766 | 0.89766 | -0.12576 | -0.12576
Line11_12_13 | 0 | 0 | 0 | 0 | 0 | 0 | 0 | 0 | 0 | 0 | 0 | 0 | 0.89766 | 0.89766 | -0.12576 | -0.12576
Line12_13_15 | 0 | 0 | 0 | 0 | 0 | 0 | 0 | 0 | 0 | 0 | 0 | 0 | 0.89766 | 0.89766 | -0.12576 | -0.12576
Line13_13_14 | 0 | 0 | 0 | 0 | 0 | 0 | 0 | 0 | 0 | 0 | 0 | 0 | 0.89766 | 0.89766 | -0.12576 | -0.12576
Line14_15_16 | 0 | 0 | 0 | 0 | 0 | 0 | 0 | 0 | 0 | 0 | 0 | 0 | 0.89766 | 0.89766 | -0.12576 | -0.12576
Line15_16_17 | 0 | 0 | 0 | 0 | 0 | 0 | 0 | 0 | 0 | 0 | 0 | 0 | 0.89766 | 0.89766 | -0.12576 | -0.12576
Line16_4_18 | 0 | 0 | 0 | 0 | 0 | 0 | 0 | 0 | 0 | 0 | 0 | 0 | 0.89766 | 0.89766 | -0.12576 | -0.12576
Line17_5_19 | 0 | 0 | 0 | 0 | 0 | 0 | 0 | 0 | 0 | 0 | 0 | 0 | 0.89766 | 0.89766 | -0.12576 | -0.12576
Line1_1_3 | 0 | 0 | 0 | 0 | 0 | 0 | 0 | 0 | 0 | 0 | 0 | 0 | 0.89766 | 0.89766 | -0.12576 | -0.12576
Line2_1_4 | 0 | 0 | 0 | 0 | 0 | 0 | 0 | 0 | 0 | 0 | 0 | 0 | 0.89766 | 0.89766 | -0.12576 | -0.12576
Line3_1_5 | 0 | 0 | 0 | 0 | 0 | 0 | 0 | 0 | 0 | 0 | 0 | 0 | 0.89766 | 0.89766 | -0.12576 | -0.12576
Line4_2_6 | 0 | 0 | 0 | 0 | 0 | 0 | -2.873e-10 | 0 | 1.0068e-10 | 0 | 0 | 0 | 0.89416 | 0.89416 | -0.13033 | -0.13033
Line5_6_7 | 0 | 0 | 0 | 0 | 0 | 0 | 0 | 0 | 0 | 0 | 0 | 0 | 0.89416 | 0.89416 | -0.13033 | -0.13033
Line6_7_8 | 0 | 0 | 0 | 0 | 0 | 0 | 0 | 0 | 0 | 0 | 0 | 0 | 0.89416 | 0.89416 | -0.13033 | -0.13033
Line7_8_9 | 0 | 0 | 0 | 0 | 0 | 0 | 0 | 0 | 0 | 0 | 0 | 0 | 0.89416 | 0.89416 | -0.13033 | -0.13033
Line8_8_10 | 0 | 0 | 0 | 0 | 0 | 0 | 0 | 0 | 0 | 0 | 0 | 0 | 0.89416 | 0.89416 | -0.13033 | -0.13033
Line9_3_11 | 0 | 0 | 0 | 0 | 0 | 0 | 0 | 0 | 0 | 0 | 0 | 0 | 0.89766 | 0.89766 | -0.12576 | -0.12576

## LL_max_6
name | pf_ikss_a_from_ka | pf_ikss_b_from_ka | pf_ikss_c_from_ka | pf_ikss_a_to_ka | pf_ikss_b_to_ka | pf_ikss_c_to_ka | pf_skss_a_from_mw | pf_skss_b_from_mw | pf_skss_c_from_mw | pf_skss_a_to_mw | pf_skss_b_to_mw | pf_skss_c_to_mw | pf_p_a_from_mw | pf_p_b_from_mw | pf_p_c_from_mw | pf_p_a_to_mw | pf_p_b_to_mw | pf_p_c_to_mw | pf_q_a_from_mvar | pf_q_b_from_mvar | pf_q_c_from_mvar | pf_q_a_to_mvar | pf_q_b_to_mvar | pf_q_c_to_mvar | pf_ikss_a_from_degree | pf_ikss_b_from_degree | pf_ikss_c_from_degree | pf_ikss_a_to_degree | pf_ikss_b_to_degree | pf_ikss_c_to_degree | pf_vm_a_from_pu | pf_vm_b_from_pu | pf_vm_c_from_pu | pf_vm_a_to_pu | pf_vm_b_to_pu | pf_vm_c_to_pu | pf_va_a_from_degree | pf_va_b_from_degree | pf_va_c_from_degree | pf_va_a_to_degree | pf_va_b_to_degree | pf_va_c_to_degree
Line0_1_2 | 0 | 4.6848 | 4.6848 | 0 | 4.6848 | 4.6848 | 0 | 1.0819 | 1.0819 | 0 | 1.0819 | 1.0819 | 1.3212e-15 | 0.76694 | -0.328 | -1.3212e-15 | -0.54747 | 0.54747 | 6.8779e-30 | 0.28761 | 0.59028 | -6.4221e-30 | 0.15134 | -0.15134 | 0 | -164.5475 | 15.4525 | 0 | 15.4525 | -164.5475 | 0.99361 | 0.52377 | 0.89647 | 0.90933 | 0 | 0.90933 | 2.9828e-13 | -143.9912 | 134.5117 | 2.7851e-13 | 180 | -180
Line10_11_12 | 0 | 0 | 0 | 0 | 0 | 0 | 0 | 0 | 0 | 0 | 0 | 0 | 7.383e-16 | -3.3679e-09 | -5.3874e-09 | -7.383e-16 | 3.3679e-09 | 5.3874e-09 | 3.8858e-17 | 7.1108e-09 | -3.6129e-09 | -3.2245e-30 | -7.1108e-09 | 3.6129e-09 | 0 | 0 | 0 | 0 | 0 | 0 | 0.99361 | 0.52377 | 0.89647 | 0.99361 | 0.52377 | 0.89647 | 2.641e-13 | -143.9912 | 134.5117 | 2.5024e-13 | -143.9912 | 134.5117
Line11_12_13 | 0 | 0 | 0 | 0 | 0 | 0 | 0 | 0 | 0 | 0 | 0 | 0 | 6.9944e-16 | -2.8066e-09 | -4.4895e-09 | -6.6058e-16 | 2.8066e-09 | 4.4895e-09 | -1.1657e-16 | 5.9257e-09 | -3.0107e-09 | 1.1657e-16 | -5.9257e-09 | 3.0107e-09 | 0 | 0 | 0 | 0 | 0 | 0 | 0.99361 | 0.52377 | 0.89647 | 0.99361 | 0.52377 | 0.89647 | 2.5024e-13 | -143.9912 | 134.5117 | 2.3953e-13 | -143.9912 | 134.5117
Line12_13_15 | 0 | 0 | 0 | 0 | 0 | 0 | 0 | 0 | 0 | 0 | 0 | 0 | 3.4972e-16 | -1.6839e-09 | -2.6937e-09 | -3.8858e-16 | 1.6839e-09 | 2.6937e-09 | 7.7716e-17 | 3.5554e-09 | -1.8064e-09 | -7.7716e-17 | -3.5554e-09 | 1.8064e-09 | 0 | 0 | 0 | 0 | 0 | 0 | 0.99361 | 0.52377 | 0.89647 | 0.99361 | 0.52377 | 0.89647 | 2.3953e-13 | -143.9912 | 134.5117 | 2.3428e-13 | -143.9912 | 134.5117
Line13_13_14 | 0 | 0 | 0 | 0 | 0 | 0 | 0 | 0 | 0 | 0 | 0 | 0 | 0 | -5.6131e-10 | -8.979e-10 | -3.8858e-17 | 5.6131e-10 | 8.979e-10 | 0 | 1.1851e-09 | -6.0215e-10 | -3.8858e-17 | -1.1851e-09 | 6.0215e-10 | 0 | 0 | 0 | 0 | 0 | 0 | 0.99361 | 0.52377 | 0.89647 | 0.99361 | 0.52377 | 0.89647 | 2.3953e-13 | -143.9912 | 134.5117 | 2.3793e-13 | -143.9912 | 134.5117
Line14_15_16 | 0 | 0 | 0 | 0 | 0 | 0 | 0 | 0 | 0 | 0 | 0 | 0 | 2.3315e-16 | -1.1226e-09 | -1.7958e-09 | -1.9429e-16 | 1.1226e-09 | 1.7958e-09 | 9.5331e-31 | 2.3703e-09 | -1.2043e-09 | -7.8541e-31 | -2.3703e-09 | 1.2043e-09 | 0 | 0 | 0 | 0 | 0 | 0 | 0.99361 | 0.52377 | 0.89647 | 0.99361 | 0.52377 | 0.89647 | 2.3428e-13 | -143.9912 | 134.5117 | 2.3162e-13 | -143.9912 | 134.5117
Line15_16_17 | 0 | 0 | 0 | 0 | 0 | 0 | 0 | 0 | 0 | 0 | 0 | 0 | 1.5708e-31 | -5.6131e-10 | -8.979e-10 | -3.1328e-31 | 5.6131e-10 | 8.979e-10 | -3.8858e-17 | 1.1851e-09 | -6.0215e-10 | 7.7716e-17 | -1.1851e-09 | 6.0215e-10 | 0 | 0 | 0 | 0 | 0 | 0 | 0.99361 | 0.52377 | 0.89647 | 0.99361 | 0.52377 | 0.89647 | 2.3162e-13 | -143.9912 | 134.5117 | 2.3097e-13 | -143.9912 | 134.5117
Line16_4_18 | 0 | 0 | 0 | 0 | 0 | 0 | 0 | 0 | 0 | 0 | 0 | 0 | -1.5543e-16 | -5.6131e-10 | -8.979e-10 | 1.1657e-16 | 5.6131e-10 | 8.979e-10 | 3.8858e-17 | 1.1851e-09 | -6.0215e-10 | -3.8858e-17 | -1.1851e-09 | 6.0215e-10 | 0 | 0 | 0 | 0 | 0 | 0 | 0.99361 | 0.52377 | 0.89647 | 0.99361 | 0.52377 | 0.89647 | 2.9573e-13 | -143.9912 | 134.5117 | 2.9508e-13 | -143.9912 | 134.5117
Line17_5_19 | 0 | 0 | 0 | 0 | 0 | 0 | 0 | 0 | 0 | 0 | 0 | 0 | -1.5543e-16 | -5.6131e-10 | -8.979e-10 | 1.1657e-16 | 5.6131e-10 | 8.979e-10 | 3.8858e-17 | 1.1851e-09 | -6.0215e-10 | -3.8858e-17 | -1.1851e-09 | 6.0215e-10 | 0 | 0 | 0 | 0 | 0 | 0 | 0.99361 | 0.52377 | 0.89647 | 0.99361 | 0.52377 | 0.89647 | 2.9573e-13 | -143.9912 | 134.5117 | 2.9508e-13 | -143.9912 | 134.5117
Line1_1_3 | 0 | 0 | 0 | 0 | 0 | 0 | 0 | 0 | 0 | 0 | 0 | 0 | 1.0492e-15 | -4.4905e-09 | -7.1832e-09 | -1.0492e-15 | 4.4905e-09 | 7.1832e-09 | 1.9429e-16 | 9.4811e-09 | -4.8172e-09 | -1.9429e-16 | -9.4811e-09 | 4.8172e-09 | 0 | 0 | 0 | 0 | 0 | 0 | 0.99361 | 0.52377 | 0.89647 | 0.99361 | 0.52377 | 0.89647 | 2.9828e-13 | -143.9912 | 134.5117 | 2.7983e-13 | -143.9912 | 134.5117
Line2_1_4 | 0 | 0 | 0 | 0 | 0 | 0 | 0 | 0 | 0 | 0 | 0 | 0 | 1.1657e-16 | -1.1226e-09 | -1.7958e-09 | -1.1657e-16 | 1.1226e-09 | 1.7958e-09 | 3.8858e-17 | 2.3703e-09 | -1.2043e-09 | -7.7716e-17 | -2.3703e-09 | 1.2043e-09 | 0 | 0 | 0 | 0 | 0 | 0 | 0.99361 | 0.52377 | 0.89647 | 0.99361 | 0.52377 | 0.89647 | 2.9828e-13 | -143.9912 | 134.5117 | 2.9573e-13 | -143.9912 | 134.5117
Line3_1_5 | 0 | 0 | 0 | 0 | 0 | 0 | 0 | 0 | 0 | 0 | 0 | 0 | 1.1657e-16 | -1.1226e-09 | -1.7958e-09 | -1.1657e-16 | 1.1226e-09 | 1.7958e-09 | 3.8858e-17 | 2.3703e-09 | -1.2043e-09 | -7.7716e-17 | -2.3703e-09 | 1.2043e-09 | 0 | 0 | 0 | 0 | 0 | 0 | 0.99361 | 0.52377 | 0.89647 | 0.99361 | 0.52377 | 0.89647 | 2.9828e-13 | -143.9912 | 134.5117 | 2.9573e-13 | -143.9912 | 134.5117
Line4_2_6 | 0 | 0 | 0 | 0 | 0 | 0 | 0 | 0 | 0 | 0 | 0 | 0 | 1.088e-15 | 6.6058e-16 | -1.5543e-16 | -1.0103e-15 | -2.5875e-16 | 2.0754e-16 | -1.1657e-16 | 8.7523e-09 | -8.7523e-09 | 7.7716e-17 | -8.7523e-09 | 8.7523e-09 | 0 | 0 | 0 | 0 | 0 | 0 | 0.90933 | 0 | 0.90933 | 0.90933 | 0 | 0.90933 | 2.7851e-13 | 180 | -180 | 2.6049e-13 | -180 | 180
Line5_6_7 | 0 | 0 | 0 | 0 | 0 | 0 | 0 | 0 | 0 | 0 | 0 | 0 | 1.0103e-15 | -4.1688e-17 | -1.9712e-16 | -1.088e-15 | 6.1905e-16 | 2.3047e-16 | -1.9429e-16 | 7.0018e-09 | -7.0018e-09 | 1.1657e-16 | -7.0018e-09 | 7.0018e-09 | 0 | 0 | 0 | 0 | 0 | 0 | 0.90933 | 0 | 0.90933 | 0.90933 | 0 | 0.90933 | 2.6049e-13 | -180 | 180 | 2.4697e-13 | -180 | 180
Line6_7_8 | 0 | 0 | 0 | 0 | 0 | 0 | 0 | 0 | 0 | 0 | 0 | 0 | 3.1086e-16 | -3.2828e-16 | -5.6279e-17 | -3.8858e-16 | 5.8019e-16 | -2.3582e-16 | -1.9429e-16 | 5.2514e-09 | -5.2514e-09 | 1.1657e-16 | -5.2514e-09 | 5.2514e-09 | 0 | 0 | 0 | 0 | 0 | 0 | 0.90933 | 0 | 0.90933 | 0.90933 | 0 | 0.90933 | 2.4697e-13 | -180 | 180 | 2.41e-13 | -180 | 180
Line7_8_9 | 0 | 0 | 0 | 0 | 0 | 0 | 0 | 0 | 0 | 0 | 0 | 0 | 7.7716e-17 | 4.0242e-16 | -1.8044e-16 | -1.6128e-31 | -1.1761e-17 | 2.7097e-17 | -7.7716e-17 | 1.7505e-09 | -1.7505e-09 | 3.8858e-17 | -1.7505e-09 | 1.7505e-09 | 0 | 0 | 0 | 0 | 0 | 0 | 0.90933 | 0 | 0.90933 | 0.90933 | 0 | 0.90933 | 2.41e-13 | -180 | 180 | 2.378e-13 | -180 | 180
Line8_8_10 | 0 | 0 | 0 | 0 | 0 | 0 | 0 | 0 | 0 | 0 | 0 | 0 | 7.7716e-17 | 1.3042e-16 | -2.5013e-17 | 0 | 2.6024e-16 | 2.7097e-17 | -3.8858e-17 | 1.7505e-09 | -1.7505e-09 | 0 | -1.7505e-09 | 1.7505e-09 | 0 | 0 | 0 | 0 | 0 | 0 | 0.90933 | 0 | 0.90933 | 0.90933 | 0 | 0.90933 | 2.41e-13 | -180 | 180 | 2.3886e-13 | -180 | 180
Line9_3_11 | 0 | 0 | 0 | 0 | 0 | 0 | 0 | 0 | 0 | 0 | 0 | 0 | 9.7145e-16 | -3.9292e-09 | -6.2853e-09 | -9.3259e-16 | 3.9292e-09 | 6.2853e-09 | 3.8858e-17 | 8.296e-09 | -4.215e-09 | -7.7716e-17 | -8.296e-09 | 4.215e-09 | 0 | 0 | 0 | 0 | 0 | 0 | 0.99361 | 0.52377 | 0.89647 | 0.99361 | 0.52377 | 0.89647 | 2.7983e-13 | -143.9912 | 134.5117 | 2.641e-13 | -143.9912 | 134.5117

## LL_max_10
name | pf_ikss_a_from_ka | pf_ikss_b_from_ka | pf_ikss_c_from_ka | pf_ikss_a_to_ka | pf_ikss_b_to_ka | pf_ikss_c_to_ka | pf_skss_a_from_mw | pf_skss_b_from_mw | pf_skss_c_from_mw | pf_skss_a_to_mw | pf_skss_b_to_mw | pf_skss_c_to_mw | pf_p_a_from_mw | pf_p_b_from_mw | pf_p_c_from_mw | pf_p_a_to_mw | pf_p_b_to_mw | pf_p_c_to_mw | pf_q_a_from_mvar | pf_q_b_from_mvar | pf_q_c_from_mvar | pf_q_a_to_mvar | pf_q_b_to_mvar | pf_q_c_to_mvar | pf_ikss_a_from_degree | pf_ikss_b_from_degree | pf_ikss_c_from_degree | pf_ikss_a_to_degree | pf_ikss_b_to_degree | pf_ikss_c_to_degree | pf_vm_a_from_pu | pf_vm_b_from_pu | pf_vm_c_from_pu | pf_vm_a_to_pu | pf_vm_b_to_pu | pf_vm_c_to_pu | pf_va_a_from_degree | pf_va_b_from_degree | pf_va_c_from_degree | pf_va_a_to_degree | pf_va_b_to_degree | pf_va_c_to_degree
Line0_1_2 | 0 | 4.7922 | 4.7922 | 0 | 4.7922 | 4.7922 | 0 | 1.1067 | 1.1067 | 0 | 1.1067 | 1.1067 | 1.3027e-15 | 0.81705 | -0.35775 | -1.3027e-15 | -0.5874 | 0.5874 | -3.2567e-16 | 0.29973 | 0.61888 | 3.2567e-16 | 0.15957 | -0.15957 | 0 | -164.8019 | 15.1981 | 0 | 15.1981 | -164.8019 | 1.0392 | 0.53578 | 0.93737 | 0.95263 | 0 | 0.95263 | 2.826e-13 | -144.6567 | 135.2288 | 2.5994e-13 | 180 | 180
Line10_11_12 | 0 | 0 | 0 | 0 | 0 | 0 | 0 | 0 | 0 | 0 | 0 | 0 | 7.7346e-16 | -3.6906e-09 | -5.9037e-09 | -7.7346e-16 | 3.6906e-09 | 5.9037e-09 | 4.0708e-17 | 7.9391e-09 | -4.1059e-09 | -4.0708e-17 | -7.9391e-09 | 4.1059e-09 | 0 | 0 | 0 | 0 | 0 | 0 | 1.0392 | 0.53578 | 0.93737 | 1.0392 | 0.53578 | 0.93737 | 2.4763e-13 | -144.6567 | 135.2288 | 2.3346e-13 | -144.6567 | 135.2288
Line11_12_13 | 0 | 0 | 0 | 0 | 0 | 0 | 0 | 0 | 0 | 0 | 0 | 0 | 6.5133e-16 | -3.0755e-09 | -4.9198e-09 | -7.3275e-16 | 3.0755e-09 | 4.9198e-09 | 4.0708e-17 | 6.6159e-09 | -3.4216e-09 | -2.8456e-30 | -6.6159e-09 | 3.4216e-09 | 0 | 0 | 0 | 0 | 0 | 0 | 1.0392 | 0.53578 | 0.93737 | 1.0392 | 0.53578 | 0.93737 | 2.3346e-13 | -144.6567 | 135.2288 | 2.2251e-13 | -144.6567 | 135.2288
Line12_13_15 | 0 | 0 | 0 | 0 | 0 | 0 | 0 | 0 | 0 | 0 | 0 | 0 | 4.4779e-16 | -1.8453e-09 | -2.9519e-09 | -5.2921e-16 | 1.8453e-09 | 2.9519e-09 | 1.739e-30 | 3.9696e-09 | -2.0529e-09 | -2.0056e-30 | -3.9696e-09 | 2.0529e-09 | 0 | 0 | 0 | 0 | 0 | 0 | 1.0392 | 0.53578 | 0.93737 | 1.0392 | 0.53578 | 0.93737 | 2.2251e-13 | -144.6567 | 135.2288 | 2.1714e-13 | -144.6567 | 135.2288
Line13_13_14 | 0 | 0 | 0 | 0 | 0 | 0 | 0 | 0 | 0 | 0 | 0 | 0 | 4.0708e-17 | -6.151e-10 | -9.8395e-10 | -1.2212e-16 | 6.151e-10 | 9.8395e-10 | -8.1416e-17 | 1.3232e-09 | -6.8431e-10 | 1.2212e-16 | -1.3232e-09 | 6.8431e-10 | 0 | 0 | 0 | 0 | 0 | 0 | 1.0392 | 0.53578 | 0.93737 | 1.0392 | 0.53578 | 0.93737 | 2.2251e-13 | -144.6567 | 135.2288 | 2.2087e-13 | -144.6567 | 135.2288
Line14_15_16 | 0 | 0 | 0 | 0 | 0 | 0 | 0 | 0 | 0 | 0 | 0 | 0 | -3.0855e-31 | -1.2302e-09 | -1.9679e-09 | 3.0469e-31 | 1.2302e-09 | 1.9679e-09 | 8.1416e-17 | 2.6464e-09 | -1.3686e-09 | -8.1416e-17 | -2.6464e-09 | 1.3686e-09 | 0 | 0 | 0 | 0 | 0 | 0 | 1.0392 | 0.53578 | 0.93737 | 1.0392 | 0.53578 | 0.93737 | 2.1714e-13 | -144.6567 | 135.2288 | 2.1442e-13 | -144.6567 | 135.2288
Line15_16_17 | 0 | 0 | 0 | 0 | 0 | 0 | 0 | 0 | 0 | 0 | 0 | 0 | -8.1416e-17 | -6.151e-10 | -9.8395e-10 | -1.5188e-31 | 6.151e-10 | 9.8395e-10 | -4.0708e-17 | 1.3232e-09 | -6.8431e-10 | 4.0708e-17 | -1.3232e-09 | 6.8431e-10 | 0 | 0 | 0 | 0 | 0 | 0 | 1.0392 | 0.53578 | 0.93737 | 1.0392 | 0.53578 | 0.93737 | 2.1442e-13 | -144.6567 | 135.2288 | 2.1376e-13 | -144.6567 | 135.2288
Line16_4_18 | 0 | 0 | 0 | 0 | 0 | 0 | 0 | 0 | 0 | 0 | 0 | 0 | 4.0708e-17 | -6.151e-10 | -9.8395e-10 | -2.0354e-16 | 6.151e-10 | 9.8395e-10 | -1.2212e-16 | 1.3232e-09 | -6.8431e-10 | 1.6283e-16 | -1.3232e-09 | 6.8431e-10 | 0 | 0 | 0 | 0 | 0 | 0 | 1.0392 | 0.53578 | 0.93737 | 1.0392 | 0.53578 | 0.93737 | 2.7999e-13 | -144.6567 | 135.2288 | 2.7933e-13 | -144.6567 | 135.2288
Line17_5_19 | 0 | 0 | 0 | 0 | 0 | 0 | 0 | 0 | 0 | 0 | 0 | 0 | 4.0708e-17 | -6.151e-10 | -9.8395e-10 | -2.0354e-16 | 6.151e-10 | 9.8395e-10 | -1.2212e-16 | 1.3232e-09 | -6.8431e-10 | 1.6283e-16 | -1.3232e-09 | 6.8431e-10 | 0 | 0 | 0 | 0 | 0 | 0 | 1.0392 | 0.53578 | 0.93737 | 1.0392 | 0.53578 | 0.93737 | 2.7999e-13 | -144.6567 | 135.2288 | 2.7933e-13 | -144.6567 | 135.2288
Line1_1_3 | 0 | 0 | 0 | 0 | 0 | 0 | 0 | 0 | 0 | 0 | 0 | 0 | 1.1805e-15 | -4.9208e-09 | -7.8716e-09 | -1.262e-15 | 4.9208e-09 | 7.8716e-09 | 2.0354e-16 | 1.0585e-08 | -5.4745e-09 | -2.0354e-16 | -1.0585e-08 | 5.4745e-09 | 0 | 0 | 0 | 0 | 0 | 0 | 1.0392 | 0.53578 | 0.93737 | 1.0392 | 0.53578 | 0.93737 | 2.826e-13 | -144.6567 | 135.2288 | 2.6372e-13 | -144.6567 | 135.2288
Line2_1_4 | 0 | 0 | 0 | 0 | 0 | 0 | 0 | 0 | 0 | 0 | 0 | 0 | 4.0708e-17 | -1.2302e-09 | -1.9679e-09 | -1.2212e-16 | 1.2302e-09 | 1.9679e-09 | 4.0708e-17 | 2.6464e-09 | -1.3686e-09 | -4.0708e-17 | -2.6464e-09 | 1.3686e-09 | 0 | 0 | 0 | 0 | 0 | 0 | 1.0392 | 0.53578 | 0.93737 | 1.0392 | 0.53578 | 0.93737 | 2.826e-13 | -144.6567 | 135.2288 | 2.7999e-13 | -144.6567 | 135.2288
Line3_1_5 | 0 | 0 | 0 | 0 | 0 | 0 | 0 | 0 | 0 | 0 | 0 | 0 | 4.0708e-17 | -1.2302e-09 | -1.9679e-09 | -1.2212e-16 | 1.2302e-09 | 1.9679e-09 | 4.0708e-17 | 2.6464e-09 | -1.3686e-09 | -4.0708e-17 | -2.6464e-09 | 1.3686e-09 | 0 | 0 | 0 | 0 | 0 | 0 | 1.0392 | 0.53578 | 0.93737 | 1.0392 | 0.53578 | 0.93737 | 2.826e-13 | -144.6567 | 135.2288 | 2.7999e-13 | -144.6567 | 135.2288
Line4_2_6 | 0 | 0 | 0 | 0 | 0 | 0 | 0 | 0 | 0 | 0 | 0 | 0 | 9.77e-16 | 4.885e-16 | -1.7451e-23 | -9.77e-16 | 1.3861e-16 | -2.6847e-16 | -4.0708e-16 | 9.6057e-09 | -9.6057e-09 | 4.885e-16 | -9.6057e-09 | 9.6057e-09 | 0 | 0 | 0 | 0 | 0 | 0 | 0.95263 | 0 | 0.95263 | 0.95263 | 0 | 0.95263 | 2.5994e-13 | 180 | 180 | 2.4506e-13 | -180 | 180
Line5_6_7 | 0 | 0 | 0 | 0 | 0 | 0 | 0 | 0 | 0 | 0 | 0 | 0 | 3.2567e-16 | -4.5753e-17 | -4.5753e-17 | -1.6283e-16 | 3.266e-16 | -2.4331e-16 | -4.885e-16 | 7.6845e-09 | -7.6845e-09 | 5.6991e-16 | -7.6845e-09 | 7.6845e-09 | 0 | 0 | 0 | 0 | 0 | 0 | 0.95263 | 0 | 0.95263 | 0.95263 | 0 | 0.95263 | 2.4506e-13 | -180 | 180 | 2.377e-13 | -180 | 180
Line6_7_8 | 0 | 0 | 0 | 0 | 0 | 0 | 0 | 0 | 0 | 0 | 0 | 0 | 1.6283e-16 | 1.965e-17 | 2.639e-16 | 1.6283e-16 | -8.0477e-17 | -5.6898e-16 | -1.6283e-16 | 5.7634e-09 | -5.7634e-09 | 1.6283e-16 | -5.7634e-09 | 5.7634e-09 | 0 | 0 | 0 | 0 | 0 | 0 | 0.95263 | 0 | 0.95263 | 0.95263 | 0 | 0.95263 | 2.377e-13 | -180 | 180 | 2.3297e-13 | -180 | 180
Line7_8_9 | 0 | 0 | 0 | 0 | 0 | 0 | 0 | 0 | 0 | 0 | 0 | 0 | 1.6283e-16 | -2.7452e-17 | -6.7878e-16 | -1.6283e-16 | 3.554e-16 | 2.974e-17 | 6.621e-31 | 1.9211e-09 | -1.9211e-09 | 8.1416e-17 | -1.9211e-09 | 1.9211e-09 | 0 | 0 | 0 | 0 | 0 | 0 | 0.95263 | 0 | 0.95263 | 0.95263 | 0 | 0.95263 | 2.3297e-13 | -180 | 180 | 2.2978e-13 | -180 | 180
Line8_8_10 | 0 | 0 | 0 | 0 | 0 | 0 | 0 | 0 | 0 | 0 | 0 | 0 | 1.6283e-16 | -2.7452e-17 | -6.7878e-16 | -1.6283e-16 | 3.554e-16 | 2.974e-17 | -8.1416e-17 | 1.9211e-09 | -1.9211e-09 | 8.1416e-17 | -1.9211e-09 | 1.9211e-09 | 0 | 0 | 0 | 0 | 0 | 0 | 0.95263 | 0 | 0.95263 | 0.95263 | 0 | 0.95263 | 2.3297e-13 | -180 | 180 | 2.3041e-13 | -180 | 180
Line9_3_11 | 0 | 0 | 0 | 0 | 0 | 0 | 0 | 0 | 0 | 0 | 0 | 0 | 1.1398e-15 | -4.3057e-09 | -6.8877e-09 | -1.2212e-15 | 4.3057e-09 | 6.8877e-09 | 5.2464e-30 | 9.2623e-09 | -4.7902e-09 | -5.2782e-30 | -9.2623e-09 | 4.7902e-09 | 0 | 0 | 0 | 0 | 0 | 0 | 1.0392 | 0.53578 | 0.93737 | 1.0392 | 0.53578 | 0.93737 | 2.6372e-13 | -144.6567 | 135.2288 | 2.4763e-13 | -144.6567 | 135.2288

## LL_max_fault_6
name | pf_ikss_a_from_ka | pf_ikss_b_from_ka | pf_ikss_c_from_ka | pf_ikss_a_to_ka | pf_ikss_b_to_ka | pf_ikss_c_to_ka | pf_skss_a_from_mw | pf_skss_b_from_mw | pf_skss_c_from_mw | pf_skss_a_to_mw | pf_skss_b_to_mw | pf_skss_c_to_mw | pf_p_a_from_mw | pf_p_b_from_mw | pf_p_c_from_mw | pf_p_a_to_mw | pf_p_b_to_mw | pf_p_c_to_mw | pf_q_a_from_mvar | pf_q_b_from_mvar | pf_q_c_from_mvar | pf_q_a_to_mvar | pf_q_b_to_mvar | pf_q_c_to_mvar | pf_ikss_a_from_degree | pf_ikss_b_from_degree | pf_ikss_c_from_degree | pf_ikss_a_to_degree | pf_ikss_b_to_degree | pf_ikss_c_to_degree | pf_vm_a_from_pu | pf_vm_b_from_pu | pf_vm_c_from_pu | pf_vm_a_to_pu | pf_vm_b_to_pu | pf_vm_c_to_pu | pf_va_a_from_degree | pf_va_b_from_degree | pf_va_c_from_degree | pf_va_a_to_degree | pf_va_b_to_degree | pf_va_c_to_degree
Line0_1_2 | 0 | 0.058748 | 0.058748 | 0 | 0.058748 | 0.058748 | 0 | 0.013567 | 0.013567 | 0 | 0.013567 | 0.013567 | 1.275e-17 | 0.01373 | 0.0035952 | -1.1536e-17 | -0.013696 | -0.0035606 | 6.0715e-18 | 0.003692 | 0.013703 | -6.0715e-18 | -0.0036229 | -0.013634 | 0 | -135.3543 | 44.6457 | 0 | 44.6457 | -135.3543 | 1.0506 | 1.0448 | 1.0468 | 1.0499 | 1.0385 | 1.0444 | 2.8551e-15 | -120.3041 | 119.9443 | 2.6687e-15 | -120.5374 | 120.0089
Line10_11_12 | 0 | 0 | 0 | 0 | 0 | 0 | 0 | 0 | 0 | 0 | 0 | 0 | 6.3751e-18 | -4.6348e-11 | -1.3405e-10 | -6.3751e-18 | 4.6348e-11 | 1.3405e-10 | 4.2501e-18 | 1.2847e-10 | 2.3429e-11 | -3.6429e-18 | -1.2847e-10 | -2.3429e-11 | 0 | 0 | 0 | 0 | 0 | 0 | 1.0506 | 1.0448 | 1.0468 | 1.0506 | 1.0448 | 1.0468 | 2.504e-15 | -120.3041 | 119.9443 | 2.3523e-15 | -120.3041 | 119.9443
Line11_12_13 | 0 | 0 | 0 | 0 | 0 | 0 | 0 | 0 | 0 | 0 | 0 | 0 | 5.768e-18 | -3.8623e-11 | -1.1171e-10 | -6.3751e-18 | 3.8623e-11 | 1.1171e-10 | 1.8215e-18 | 1.0706e-10 | 1.9524e-11 | -2.4286e-18 | -1.0706e-10 | -1.9524e-11 | 0 | 0 | 0 | 0 | 0 | 0 | 1.0506 | 1.0448 | 1.0468 | 1.0506 | 1.0448 | 1.0468 | 2.3523e-15 | -120.3041 | 119.9443 | 2.229e-15 | -120.3041 | 119.9443
Line12_13_15 | 0 | 0 | 0 | 0 | 0 | 0 | 0 | 0 | 0 | 0 | 0 | 0 | 2.7322e-18 | -2.3174e-11 | -6.7024e-11 | -3.9465e-18 | 2.3174e-11 | 6.7024e-11 | 2.4286e-18 | 6.4236e-11 | 1.1715e-11 | -2.4286e-18 | -6.4236e-11 | -1.1715e-11 | 0 | 0 | 0 | 0 | 0 | 0 | 1.0506 | 1.0448 | 1.0468 | 1.0506 | 1.0448 | 1.0468 | 2.229e-15 | -120.3041 | 119.9443 | 2.1684e-15 | -120.3041 | 119.9443
Line13_13_14 | 0 | 0 | 0 | 0 | 0 | 0 | 0 | 0 | 0 | 0 | 0 | 0 | -3.0358e-19 | -7.7246e-12 | -2.2341e-11 | -9.1073e-19 | 7.7247e-12 | 2.2341e-11 | -6.0715e-19 | 2.1412e-11 | 3.9049e-12 | 1.2143e-18 | -2.1412e-11 | -3.9049e-12 | 0 | 0 | 0 | 0 | 0 | 0 | 1.0506 | 1.0448 | 1.0468 | 1.0506 | 1.0448 | 1.0468 | 2.229e-15 | -120.3041 | 119.9443 | 2.2145e-15 | -120.3041 | 119.9443
Line14_15_16 | 0 | 0 | 0 | 0 | 0 | 0 | 0 | 0 | 0 | 0 | 0 | 0 | 9.1073e-19 | -1.5449e-11 | -4.4683e-11 | -9.1073e-19 | 1.5449e-11 | 4.4683e-11 | 1.8215e-18 | 4.2824e-11 | 7.8097e-12 | -1.2143e-18 | -4.2824e-11 | -7.8097e-12 | 0 | 0 | 0 | 0 | 0 | 0 | 1.0506 | 1.0448 | 1.0468 | 1.0506 | 1.0448 | 1.0468 | 2.1684e-15 | -120.3041 | 119.9443 | 2.139e-15 | -120.3041 | 119.9443
Line15_16_17 | 0 | 0 | 0 | 0 | 0 | 0 | 0 | 0 | 0 | 0 | 0 | 0 | 1.2143e-18 | -7.7246e-12 | -2.2341e-11 | -1.2143e-18 | 7.7246e-12 | 2.2341e-11 | 4.5333e-35 | 2.1412e-11 | 3.9049e-12 | -4.4931e-35 | -2.1412e-11 | -3.9049e-12 | 0 | 0 | 0 | 0 | 0 | 0 | 1.0506 | 1.0448 | 1.0468 | 1.0506 | 1.0448 | 1.0468 | 2.139e-15 | -120.3041 | 119.9443 | 2.12e-15 | -120.3041 | 119.9443
Line16_4_18 | 0 | 0 | 0 | 0 | 0 | 0 | 0 | 0 | 0 | 0 | 0 | 0 | -3.0358e-19 | -7.7246e-12 | -2.2341e-11 | -3.0358e-19 | 7.7246e-12 | 2.2341e-11 | -1.8215e-18 | 2.1412e-11 | 3.9049e-12 | 1.8215e-18 | -2.1412e-11 | -3.9049e-12 | 0 | 0 | 0 | 0 | 0 | 0 | 1.0506 | 1.0448 | 1.0468 | 1.0506 | 1.0448 | 1.0468 | 2.8292e-15 | -120.3041 | 119.9443 | 2.8102e-15 | -120.3041 | 119.9443
Line17_5_19 | 0 | 0 | 0 | 0 | 0 | 0 | 0 | 0 | 0 | 0 | 0 | 0 | -3.0358e-19 | -7.7246e-12 | -2.2341e-11 | -3.0358e-19 | 7.7246e-12 | 2.2341e-11 | -1.8215e-18 | 2.1412e-11 | 3.9049e-12 | 1.8215e-18 | -2.1412e-11 | -3.9049e-12 | 0 | 0 | 0 | 0 | 0 | 0 | 1.0506 | 1.0448 | 1.0468 | 1.0506 | 1.0448 | 1.0468 | 2.8292e-15 | -120.3041 | 119.9443 | 2.8102e-15 | -120.3041 | 119.9443
Line1_1_3 | 0 | 0 | 0 | 0 | 0 | 0 | 0 | 0 | 0 | 0 | 0 | 0 | 9.7145e-18 | -6.1797e-11 | -1.7873e-10 | -9.7145e-18 | 6.1797e-11 | 1.7873e-10 | 7.2858e-18 | 1.713e-10 | 3.1239e-11 | -7.893e-18 | -1.713e-10 | -3.1239e-11 | 0 | 0 | 0 | 0 | 0 | 0 | 1.0506 | 1.0448 | 1.0468 | 1.0506 | 1.0448 | 1.0468 | 2.8551e-15 | -120.3041 | 119.9443 | 2.671e-15 | -120.3041 | 119.9443
Line2_1_4 | 0 | 0 | 0 | 0 | 0 | 0 | 0 | 0 | 0 | 0 | 0 | 0 | 6.0715e-19 | -1.5449e-11 | -4.4683e-11 | -6.0715e-19 | 1.5449e-11 | 4.4683e-11 | 1.2143e-18 | 4.2824e-11 | 7.8097e-12 | -1.2143e-18 | -4.2824e-11 | -7.8097e-12 | 0 | 0 | 0 | 0 | 0 | 0 | 1.0506 | 1.0448 | 1.0468 | 1.0506 | 1.0448 | 1.0468 | 2.8551e-15 | -120.3041 | 119.9443 | 2.8292e-15 | -120.3041 | 119.9443
Line3_1_5 | 0 | 0 | 0 | 0 | 0 | 0 | 0 | 0 | 0 | 0 | 0 | 0 | 6.0715e-19 | -1.5449e-11 | -4.4683e-11 | -6.0715e-19 | 1.5449e-11 | 4.4683e-11 | 1.2143e-18 | 4.2824e-11 | 7.8097e-12 | -1.2143e-18 | -4.2824e-11 | -7.8097e-12 | 0 | 0 | 0 | 0 | 0 | 0 | 1.0506 | 1.0448 | 1.0468 | 1.0506 | 1.0448 | 1.0468 | 2.8551e-15 | -120.3041 | 119.9443 | 2.8292e-15 | -120.3041 | 119.9443
Line4_2_6 | 0 | 0 | 0 | 0 | 0 | 0 | 0 | 0 | 0 | 0 | 0 | 0 | 1.275e-17 | -1.1004e-10 | -2.171e-10 | -1.275e-17 | 1.1004e-10 | 2.171e-10 | 2.4286e-18 | 1.8854e-10 | -3.091e-12 | -1.2143e-18 | -1.8854e-10 | 3.091e-12 | 0 | 0 | 0 | 0 | 0 | 0 | 1.0499 | 1.0385 | 1.0444 | 1.0499 | 1.0385 | 1.0444 | 2.6687e-15 | -120.5374 | 120.0089 | 2.4413e-15 | -120.5374 | 120.0089
Line5_6_7 | 0 | 0 | 0 | 0 | 0 | 0 | 0 | 0 | 0 | 0 | 0 | 0 | 9.1073e-18 | -8.803e-11 | -1.7368e-10 | -1.0322e-17 | 8.803e-11 | 1.7368e-10 | 3.8806e-34 | 1.5083e-10 | -2.4728e-12 | -4.0468e-34 | -1.5083e-10 | 2.4728e-12 | 0 | 0 | 0 | 0 | 0 | 0 | 1.0499 | 1.0385 | 1.0444 | 1.0499 | 1.0385 | 1.0444 | 2.4413e-15 | -120.5374 | 120.0089 | 2.2464e-15 | -120.5374 | 120.0089
Line6_7_8 | 0 | 0 | 0 | 0 | 0 | 0 | 0 | 0 | 0 | 0 | 0 | 0 | 6.0715e-18 | -6.6022e-11 | -1.3026e-10 | -4.8572e-18 | 6.6022e-11 | 1.3026e-10 | 2.3805e-34 | 1.1312e-10 | -1.8546e-12 | 2.4286e-18 | -1.1312e-10 | 1.8546e-12 | 0 | 0 | 0 | 0 | 0 | 0 | 1.0499 | 1.0385 | 1.0444 | 1.0499 | 1.0385 | 1.0444 | 2.2464e-15 | -120.5374 | 120.0089 | 2.1493e-15 | -120.5374 | 120.0089
Line7_8_9 | 0 | 0 | 0 | 0 | 0 | 0 | 0 | 0 | 0 | 0 | 0 | 0 | 4.5552e-35 | -2.2007e-11 | -4.3421e-11 | -1.2143e-18 | 2.2007e-11 | 4.3421e-11 | -1.2143e-18 | 3.7707e-11 | -6.1819e-13 | -1.2143e-18 | -3.7707e-11 | 6.182e-13 | 0 | 0 | 0 | 0 | 0 | 0 | 1.0499 | 1.0385 | 1.0444 | 1.0499 | 1.0385 | 1.0444 | 2.1493e-15 | -120.5374 | 120.0089 | 2.1166e-15 | -120.5374 | 120.0089
Line8_8_10 | 0 | 0 | 0 | 0 | 0 | 0 | 0 | 0 | 0 | 0 | 0 | 0 | -2.4286e-18 | -2.2007e-11 | -4.3421e-11 | 1.2143e-18 | 2.2007e-11 | 4.3421e-11 | -9.1103e-35 | 3.7707e-11 | -6.182e-13 | -2.4286e-18 | -3.7707e-11 | 6.182e-13 | 0 | 0 | 0 | 0 | 0 | 0 | 1.0499 | 1.0385 | 1.0444 | 1.0499 | 1.0385 | 1.0444 | 2.1493e-15 | -120.5374 | 120.0089 | 2.13e-15 | -120.5374 | 120.0089
Line9_3_11 | 0 | 0 | 0 | 0 | 0 | 0 | 0 | 0 | 0 | 0 | 0 | 0 | 9.7145e-18 | -5.4072e-11 | -1.5639e-10 | -1.0322e-17 | 5.4072e-11 | 1.5639e-10 | 3.6429e-18 | 1.4988e-10 | 2.7334e-11 | -3.6429e-18 | -1.4988e-10 | -2.7334e-11 | 0 | 0 | 0 | 0 | 0 | 0 | 1.0506 | 1.0448 | 1.0468 | 1.0506 | 1.0448 | 1.0468 | 2.671e-15 | -120.3041 | 119.9443 | 2.504e-15 | -120.3041 | 119.9443

## LL_max_fault_10
name | pf_ikss_a_from_ka | pf_ikss_b_from_ka | pf_ikss_c_from_ka | pf_ikss_a_to_ka | pf_ikss_b_to_ka | pf_ikss_c_to_ka | pf_skss_a_from_mw | pf_skss_b_from_mw | pf_skss_c_from_mw | pf_skss_a_to_mw | pf_skss_b_to_mw | pf_skss_c_to_mw | pf_p_a_from_mw | pf_p_b_from_mw | pf_p_c_from_mw | pf_p_a_to_mw | pf_p_b_to_mw | pf_p_c_to_mw | pf_q_a_from_mvar | pf_q_b_from_mvar | pf_q_c_from_mvar | pf_q_a_to_mvar | pf_q_b_to_mvar | pf_q_c_to_mvar | pf_ikss_a_from_degree | pf_ikss_b_from_degree | pf_ikss_c_from_degree | pf_ikss_a_to_degree | pf_ikss_b_to_degree | pf_ikss_c_to_degree | pf_vm_a_from_pu | pf_vm_b_from_pu | pf_vm_c_from_pu | pf_vm_a_to_pu | pf_vm_b_to_pu | pf_vm_c_to_pu | pf_va_a_from_degree | pf_va_b_from_degree | pf_va_c_from_degree | pf_va_a_to_degree | pf_va_b_to_degree | pf_va_c_to_degree
Line0_1_2 | 0 | 0.061531 | 0.061531 | 0 | 0.061531 | 0.061531 | 0 | 0.01421 | 0.01421 | 0 | 0.01421 | 0.01421 | 1.2721e-17 | 0.015064 | 0.0039414 | -1.2721e-17 | -0.015027 | -0.0039036 | 5.0885e-18 | 0.0040498 | 0.015032 | -6.3607e-18 | -0.0039741 | -0.014956 | 0 | -135.3656 | 44.6344 | 0 | 44.6344 | -135.3656 | 1.1006 | 1.0943 | 1.0965 | 1.1 | 1.0877 | 1.0939 | 2.8446e-15 | -120.3184 | 119.9418 | 2.613e-15 | -120.5517 | 120.0063
Line10_11_12 | 0 | 0 | 0 | 0 | 0 | 0 | 0 | 0 | 0 | 0 | 0 | 0 | 8.2688e-18 | -5.3245e-11 | -1.54e-10 | -8.2688e-18 | 5.3245e-11 | 1.54e-10 | 2.5443e-18 | 1.4762e-10 | 2.6893e-11 | -2.5443e-18 | -1.4762e-10 | -2.6893e-11 | 0 | 0 | 0 | 0 | 0 | 0 | 1.1006 | 1.0943 | 1.0965 | 1.1006 | 1.0943 | 1.0965 | 2.4769e-15 | -120.3184 | 119.9418 | 2.318e-15 | -120.3184 | 119.9418
Line11_12_13 | 0 | 0 | 0 | 0 | 0 | 0 | 0 | 0 | 0 | 0 | 0 | 0 | 7.6328e-18 | -4.4371e-11 | -1.2833e-10 | -6.9967e-18 | 4.4371e-11 | 1.2833e-10 | 1.9082e-18 | 1.2301e-10 | 2.2411e-11 | -1.2721e-18 | -1.2301e-10 | -2.2411e-11 | 0 | 0 | 0 | 0 | 0 | 0 | 1.1006 | 1.0943 | 1.0965 | 1.1006 | 1.0943 | 1.0965 | 2.318e-15 | -120.3184 | 119.9418 | 2.1889e-15 | -120.3184 | 119.9418
Line12_13_15 | 0 | 0 | 0 | 0 | 0 | 0 | 0 | 0 | 0 | 0 | 0 | 0 | 5.0885e-18 | -2.6622e-11 | -7.6999e-11 | -5.0885e-18 | 2.6622e-11 | 7.6999e-11 | 3.1803e-18 | 7.3809e-11 | 1.3446e-11 | -3.8164e-18 | -7.3809e-11 | -1.3446e-11 | 0 | 0 | 0 | 0 | 0 | 0 | 1.1006 | 1.0943 | 1.0965 | 1.1006 | 1.0943 | 1.0965 | 2.1889e-15 | -120.3184 | 119.9418 | 2.1255e-15 | -120.3184 | 119.9418
Line13_13_14 | 0 | 0 | 0 | 0 | 0 | 0 | 0 | 0 | 0 | 0 | 0 | 0 | 6.3607e-19 | -8.8742e-12 | -2.5666e-11 | -6.3607e-19 | 8.8742e-12 | 2.5666e-11 | 2.43e-35 | 2.4603e-11 | 4.4821e-12 | -6.3607e-19 | -2.4603e-11 | -4.4821e-12 | 0 | 0 | 0 | 0 | 0 | 0 | 1.1006 | 1.0943 | 1.0965 | 1.1006 | 1.0943 | 1.0965 | 2.1889e-15 | -120.3184 | 119.9418 | 2.1738e-15 | -120.3184 | 119.9418
Line14_15_16 | 0 | 0 | 0 | 0 | 0 | 0 | 0 | 0 | 0 | 0 | 0 | 0 | 2.2262e-18 | -1.7748e-11 | -5.1333e-11 | -2.8623e-18 | 1.7748e-11 | 5.1333e-11 | 8.2586e-35 | 4.9206e-11 | 8.9643e-12 | -1.0464e-34 | -4.9206e-11 | -8.9643e-12 | 0 | 0 | 0 | 0 | 0 | 0 | 1.1006 | 1.0943 | 1.0965 | 1.1006 | 1.0943 | 1.0965 | 2.1255e-15 | -120.3184 | 119.9418 | 2.0947e-15 | -120.3184 | 119.9418
Line15_16_17 | 0 | 0 | 0 | 0 | 0 | 0 | 0 | 0 | 0 | 0 | 0 | 0 | -1.5902e-18 | -8.8742e-12 | -2.5666e-11 | 9.541e-19 | 8.8742e-12 | 2.5666e-11 | -5.8136e-35 | 2.4603e-11 | 4.4821e-12 | 3.4551e-35 | -2.4603e-11 | -4.4821e-12 | 0 | 0 | 0 | 0 | 0 | 0 | 1.1006 | 1.0943 | 1.0965 | 1.1006 | 1.0943 | 1.0965 | 2.0947e-15 | -120.3184 | 119.9418 | 2.0748e-15 | -120.3184 | 119.9418
Line16_4_18 | 0 | 0 | 0 | 0 | 0 | 0 | 0 | 0 | 0 | 0 | 0 | 0 | -3.1803e-19 | -8.8742e-12 | -2.5666e-11 | -9.541e-19 | 8.8742e-12 | 2.5666e-11 | -2.5443e-18 | 2.4603e-11 | 4.4821e-12 | 6.3607e-19 | -2.4603e-11 | -4.4821e-12 | 0 | 0 | 0 | 0 | 0 | 0 | 1.1006 | 1.0943 | 1.0965 | 1.1006 | 1.0943 | 1.0965 | 2.8175e-15 | -120.3184 | 119.9418 | 2.7976e-15 | -120.3184 | 119.9418
Line17_5_19 | 0 | 0 | 0 | 0 | 0 | 0 | 0 | 0 | 0 | 0 | 0 | 0 | -3.1803e-19 | -8.8742e-12 | -2.5666e-11 | -9.541e-19 | 8.8742e-12 | 2.5666e-11 | -2.5443e-18 | 2.4603e-11 | 4.4821e-12 | 6.3607e-19 | -2.4603e-11 | -4.4821e-12 | 0 | 0 | 0 | 0 | 0 | 0 | 1.1006 | 1.0943 | 1.0965 | 1.1006 | 1.0943 | 1.0965 | 2.8175e-15 | -120.3184 | 119.9418 | 2.7976e-15 | -120.3184 | 119.9418
Line1_1_3 | 0 | 0 | 0 | 0 | 0 | 0 | 0 | 0 | 0 | 0 | 0 | 0 | 1.0177e-17 | -7.0993e-11 | -2.0533e-10 | -1.0177e-17 | 7.0993e-11 | 2.0533e-10 | 6.9967e-18 | 1.9682e-10 | 3.5857e-11 | -7.6328e-18 | -1.9682e-10 | -3.5857e-11 | 0 | 0 | 0 | 0 | 0 | 0 | 1.1006 | 1.0943 | 1.0965 | 1.1006 | 1.0943 | 1.0965 | 2.8446e-15 | -120.3184 | 119.9418 | 2.6518e-15 | -120.3184 | 119.9418
Line2_1_4 | 0 | 0 | 0 | 0 | 0 | 0 | 0 | 0 | 0 | 0 | 0 | 0 | 3.1803e-19 | -1.7748e-11 | -5.1333e-11 | -3.1803e-19 | 1.7748e-11 | 5.1333e-11 | 1.2721e-18 | 4.9206e-11 | 8.9643e-12 | -1.2721e-18 | -4.9206e-11 | -8.9643e-12 | 0 | 0 | 0 | 0 | 0 | 0 | 1.1006 | 1.0943 | 1.0965 | 1.1006 | 1.0943 | 1.0965 | 2.8446e-15 | -120.3184 | 119.9418 | 2.8175e-15 | -120.3184 | 119.9418
Line3_1_5 | 0 | 0 | 0 | 0 | 0 | 0 | 0 | 0 | 0 | 0 | 0 | 0 | 3.1803e-19 | -1.7748e-11 | -5.1333e-11 | -3.1803e-19 | 1.7748e-11 | 5.1333e-11 | 1.2721e-18 | 4.9206e-11 | 8.9643e-12 | -1.2721e-18 | -4.9206e-11 | -8.9643e-12 | 0 | 0 | 0 | 0 | 0 | 0 | 1.1006 | 1.0943 | 1.0965 | 1.1006 | 1.0943 | 1.0965 | 2.8446e-15 | -120.3184 | 119.9418 | 2.8175e-15 | -120.3184 | 119.9418
Line4_2_6 | 0 | 0 | 0 | 0 | 0 | 0 | 0 | 0 | 0 | 0 | 0 | 0 | 1.1449e-17 | -1.2269e-10 | -2.4391e-10 | -1.2721e-17 | 1.2269e-10 | 2.4391e-10 | 2.5443e-18 | 2.124e-10 | -2.4271e-12 | -3.8164e-18 | -2.124e-10 | 2.4271e-12 | 0 | 0 | 0 | 0 | 0 | 0 | 1.1 | 1.0877 | 1.0939 | 1.1 | 1.0877 | 1.0939 | 2.613e-15 | -120.5517 | 120.0063 | 2.4514e-15 | -120.5517 | 120.0063
Line5_6_7 | 0 | 0 | 0 | 0 | 0 | 0 | 0 | 0 | 0 | 0 | 0 | 0 | 5.0885e-18 | -9.815e-11 | -1.9513e-10 | -5.0885e-18 | 9.815e-11 | 1.9513e-10 | 1.2721e-18 | 1.6992e-10 | -1.9417e-12 | -2.0954e-34 | -1.6992e-10 | 1.9417e-12 | 0 | 0 | 0 | 0 | 0 | 0 | 1.1 | 1.0877 | 1.0939 | 1.1 | 1.0877 | 1.0939 | 2.4514e-15 | -120.5517 | 120.0063 | 2.3594e-15 | -120.5517 | 120.0063
Line6_7_8 | 0 | 0 | 0 | 0 | 0 | 0 | 0 | 0 | 0 | 0 | 0 | 0 | 3.8164e-18 | -7.3613e-11 | -1.4635e-10 | -2.5443e-18 | 7.3613e-11 | 1.4635e-10 | -2.5443e-18 | 1.2744e-10 | -1.4563e-12 | 1.2721e-18 | -1.2744e-10 | 1.4563e-12 | 0 | 0 | 0 | 0 | 0 | 0 | 1.1 | 1.0877 | 1.0939 | 1.1 | 1.0877 | 1.0939 | 2.3594e-15 | -120.5517 | 120.0063 | 2.2899e-15 | -120.5517 | 120.0063
Line7_8_9 | 0 | 0 | 0 | 0 | 0 | 0 | 0 | 0 | 0 | 0 | 0 | 0 | -3.8164e-18 | -2.4538e-11 | -4.8783e-11 | 1.2721e-18 | 2.4538e-11 | 4.8783e-11 | -1.5253e-34 | 4.248e-11 | -4.8542e-13 | 5.0101e-35 | -4.248e-11 | 4.8542e-13 | 0 | 0 | 0 | 0 | 0 | 0 | 1.1 | 1.0877 | 1.0939 | 1.1 | 1.0877 | 1.0939 | 2.2899e-15 | -120.5517 | 120.0063 | 2.2565e-15 | -120.5517 | 120.0063
Line8_8_10 | 0 | 0 | 0 | 0 | 0 | 0 | 0 | 0 | 0 | 0 | 0 | 0 | -6.3607e-18 | -2.4538e-11 | -4.8783e-11 | 3.8164e-18 | 2.4538e-11 | 4.8783e-11 | 2.5443e-18 | 4.248e-11 | -4.8542e-13 | -2.5443e-18 | -4.248e-11 | 4.8542e-13 | 0 | 0 | 0 | 0 | 0 | 0 | 1.1 | 1.0877 | 1.0939 | 1.1 | 1.0877 | 1.0939 | 2.2899e-15 | -120.5517 | 120.0063 | 2.2576e-15 | -120.5517 | 120.0063
Line9_3_11 | 0 | 0 | 0 | 0 | 0 | 0 | 0 | 0 | 0 | 0 | 0 | 0 | 9.541e-18 | -6.2119e-11 | -1.7966e-10 | -1.0177e-17 | 6.2119e-11 | 1.7966e-10 | 5.7246e-18 | 1.7222e-10 | 3.1375e-11 | -5.7246e-18 | -1.7222e-10 | -3.1375e-11 | 0 | 0 | 0 | 0 | 0 | 0 | 1.1006 | 1.0943 | 1.0965 | 1.1006 | 1.0943 | 1.0965 | 2.6518e-15 | -120.3184 | 119.9418 | 2.4769e-15 | -120.3184 | 119.9418

## LL_min_6
name | pf_ikss_a_from_ka | pf_ikss_b_from_ka | pf_ikss_c_from_ka | pf_ikss_a_to_ka | pf_ikss_b_to_ka | pf_ikss_c_to_ka | pf_skss_a_from_mw | pf_skss_b_from_mw | pf_skss_c_from_mw | pf_skss_a_to_mw | pf_skss_b_to_mw | pf_skss_c_to_mw | pf_p_a_from_mw | pf_p_b_from_mw | pf_p_c_from_mw | pf_p_a_to_mw | pf_p_b_to_mw | pf_p_c_to_mw | pf_q_a_from_mvar | pf_q_b_from_mvar | pf_q_c_from_mvar | pf_q_a_to_mvar | pf_q_b_to_mvar | pf_q_c_to_mvar | pf_ikss_a_from_degree | pf_ikss_b_from_degree | pf_ikss_c_from_degree | pf_ikss_a_to_degree | pf_ikss_b_to_degree | pf_ikss_c_to_degree | pf_vm_a_from_pu | pf_vm_b_from_pu | pf_vm_c_from_pu | pf_vm_a_to_pu | pf_vm_b_to_pu | pf_vm_c_to_pu | pf_va_a_from_degree | pf_va_b_from_degree | pf_va_c_from_degree | pf_va_a_to_degree | pf_va_b_to_degree | pf_va_c_to_degree
Line0_1_2 | 0 | 3.8812 | 3.8812 | 0 | 3.8812 | 3.8812 | 0 | 0.89633 | 0.89633 | 0 | 0.89633 | 0.89633 | -7.0314e-17 | 0.6729 | -0.094452 | 1.4063e-16 | -0.38368 | 0.38368 | -1.4063e-16 | 0.11673 | 0.48583 | 1.4063e-16 | 0.18455 | -0.18455 | 0 | -154.3121 | 25.6879 | 0 | 25.6879 | -154.3121 | 0.94185 | 0.53802 | 0.78193 | 0.82272 | 0 | 0.82272 | 2.9373e-13 | -144.4712 | 126.6898 | 3.066e-13 | -180 | 180
Line10_11_12 | 0 | 0 | 0 | 0 | 0 | 0 | 0 | 0 | 0 | 0 | 0 | 0 | 1.0547e-16 | -1.7218e-09 | -4.7542e-09 | -1.0547e-16 | 1.7218e-09 | 4.7542e-09 | -3.5157e-17 | 6.5966e-09 | -1.3444e-09 | 3.5157e-17 | -6.5966e-09 | 1.3444e-09 | 0 | 0 | 0 | 0 | 0 | 0 | 0.94185 | 0.53802 | 0.78193 | 0.94185 | 0.53802 | 0.78193 | 2.9822e-13 | -144.4712 | 126.6898 | 2.9827e-13 | -144.4712 | 126.6898
Line11_12_13 | 0 | 0 | 0 | 0 | 0 | 0 | 0 | 0 | 0 | 0 | 0 | 0 | 7.0314e-17 | -1.4348e-09 | -3.9618e-09 | -1.0547e-16 | 1.4348e-09 | 3.9618e-09 | -7.0314e-17 | 5.4971e-09 | -1.1203e-09 | 1.0547e-16 | -5.4971e-09 | 1.1203e-09 | 0 | 0 | 0 | 0 | 0 | 0 | 0.94185 | 0.53802 | 0.78193 | 0.94185 | 0.53802 | 0.78193 | 2.9827e-13 | -144.4712 | 126.6898 | 2.9848e-13 | -144.4712 | 126.6898
Line12_13_15 | 0 | 0 | 0 | 0 | 0 | 0 | 0 | 0 | 0 | 0 | 0 | 0 | -5.2736e-17 | -8.6091e-10 | -2.3771e-09 | 1.7579e-17 | 8.6091e-10 | 2.3771e-09 | -2.7473e-31 | 3.2983e-09 | -6.7219e-10 | 9.1863e-32 | -3.2983e-09 | 6.7219e-10 | 0 | 0 | 0 | 0 | 0 | 0 | 0.94185 | 0.53802 | 0.78193 | 0.94185 | 0.53802 | 0.78193 | 2.9848e-13 | -144.4712 | 126.6898 | 2.9942e-13 | -144.4712 | 126.6898
Line13_13_14 | 0 | 0 | 0 | 0 | 0 | 0 | 0 | 0 | 0 | 0 | 0 | 0 | -3.5157e-17 | -2.8697e-10 | -7.9236e-10 | 1.8329e-31 | 2.8697e-10 | 7.9236e-10 | 3.5157e-17 | 1.0994e-09 | -2.2406e-10 | -3.5157e-17 | -1.0994e-09 | 2.2406e-10 | 0 | 0 | 0 | 0 | 0 | 0 | 0.94185 | 0.53802 | 0.78193 | 0.94185 | 0.53802 | 0.78193 | 2.9848e-13 | -144.4712 | 126.6898 | 2.987e-13 | -144.4712 | 126.6898
Line14_15_16 | 0 | 0 | 0 | 0 | 0 | 0 | 0 | 0 | 0 | 0 | 0 | 0 | -1.7579e-17 | -5.7394e-10 | -1.5847e-09 | -1.7579e-17 | 5.7394e-10 | 1.5847e-09 | 7.0314e-17 | 2.1989e-09 | -4.4812e-10 | -3.5157e-17 | -2.1989e-09 | 4.4812e-10 | 0 | 0 | 0 | 0 | 0 | 0 | 0.94185 | 0.53802 | 0.78193 | 0.94185 | 0.53802 | 0.78193 | 2.9942e-13 | -144.4712 | 126.6898 | 2.9949e-13 | -144.4712 | 126.6898
Line15_16_17 | 0 | 0 | 0 | 0 | 0 | 0 | 0 | 0 | 0 | 0 | 0 | 0 | -3.5157e-17 | -2.8697e-10 | -7.9236e-10 | 3.5157e-17 | 2.8697e-10 | 7.9236e-10 | -3.5157e-17 | 1.0994e-09 | -2.2406e-10 | 3.5157e-17 | -1.0994e-09 | 2.2406e-10 | 0 | 0 | 0 | 0 | 0 | 0 | 0.94185 | 0.53802 | 0.78193 | 0.94185 | 0.53802 | 0.78193 | 2.9949e-13 | -144.4712 | 126.6898 | 2.9847e-13 | -144.4712 | 126.6898
Line16_4_18 | 0 | 0 | 0 | 0 | 0 | 0 | 0 | 0 | 0 | 0 | 0 | 0 | 1.7948e-31 | -2.8697e-10 | -7.9236e-10 | -1.7885e-31 | 2.8697e-10 | 7.9236e-10 | -3.5157e-17 | 1.0994e-09 | -2.2406e-10 | 3.5157e-17 | -1.0994e-09 | 2.2406e-10 | 0 | 0 | 0 | 0 | 0 | 0 | 0.94185 | 0.53802 | 0.78193 | 0.94185 | 0.53802 | 0.78193 | 2.925e-13 | -144.4712 | 126.6898 | 2.9147e-13 | -144.4712 | 126.6898
Line17_5_19 | 0 | 0 | 0 | 0 | 0 | 0 | 0 | 0 | 0 | 0 | 0 | 0 | 1.7948e-31 | -2.8697e-10 | -7.9236e-10 | -1.7885e-31 | 2.8697e-10 | 7.9236e-10 | -3.5157e-17 | 1.0994e-09 | -2.2406e-10 | 3.5157e-17 | -1.0994e-09 | 2.2406e-10 | 0 | 0 | 0 | 0 | 0 | 0 | 0.94185 | 0.53802 | 0.78193 | 0.94185 | 0.53802 | 0.78193 | 2.925e-13 | -144.4712 | 126.6898 | 2.9147e-13 | -144.4712 | 126.6898
Line1_1_3 | 0 | 0 | 0 | 0 | 0 | 0 | 0 | 0 | 0 | 0 | 0 | 0 | 2.1094e-16 | -2.2957e-09 | -6.3389e-09 | -2.1094e-16 | 2.2957e-09 | 6.3389e-09 | 3.5157e-17 | 8.7954e-09 | -1.7925e-09 | -3.5157e-17 | -8.7954e-09 | 1.7925e-09 | 0 | 0 | 0 | 0 | 0 | 0 | 0.94185 | 0.53802 | 0.78193 | 0.94185 | 0.53802 | 0.78193 | 2.9373e-13 | -144.4712 | 126.6898 | 2.9672e-13 | -144.4712 | 126.6898
Line2_1_4 | 0 | 0 | 0 | 0 | 0 | 0 | 0 | 0 | 0 | 0 | 0 | 0 | 3.5157e-17 | -5.7394e-10 | -1.5847e-09 | -3.5157e-17 | 5.7394e-10 | 1.5847e-09 | -3.5157e-17 | 2.1989e-09 | -4.4812e-10 | 3.5157e-17 | -2.1989e-09 | 4.4812e-10 | 0 | 0 | 0 | 0 | 0 | 0 | 0.94185 | 0.53802 | 0.78193 | 0.94185 | 0.53802 | 0.78193 | 2.9373e-13 | -144.4712 | 126.6898 | 2.925e-13 | -144.4712 | 126.6898
Line3_1_5 | 0 | 0 | 0 | 0 | 0 | 0 | 0 | 0 | 0 | 0 | 0 | 0 | 3.5157e-17 | -5.7394e-10 | -1.5847e-09 | -3.5157e-17 | 5.7394e-10 | 1.5847e-09 | -3.5157e-17 | 2.1989e-09 | -4.4812e-10 | 3.5157e-17 | -2.1989e-09 | 4.4812e-10 | 0 | 0 | 0 | 0 | 0 | 0 | 0.94185 | 0.53802 | 0.78193 | 0.94185 | 0.53802 | 0.78193 | 2.9373e-13 | -144.4712 | 126.6898 | 2.925e-13 | -144.4712 | 126.6898
Line4_2_6 | 0 | 0 | 0 | 0 | 0 | 0 | 0 | 0 | 0 | 0 | 0 | 0 | -2.8126e-16 | -5.9767e-16 | 1.125e-15 | 3.5157e-16 | 5.741e-16 | -9.025e-16 | -2.1094e-16 | 7.1646e-09 | -7.1646e-09 | 2.1094e-16 | -7.1646e-09 | 7.1646e-09 | 0 | 0 | 0 | 0 | 0 | 0 | 0.82272 | 0 | 0.82272 | 0.82272 | 0 | 0.82272 | 3.066e-13 | -180 | 180 | 3.2116e-13 | -180 | 180
Line5_6_7 | 0 | 0 | 0 | 0 | 0 | 0 | 0 | 0 | 0 | 0 | 0 | 0 | -1.4063e-16 | -5.5772e-16 | 6.3762e-16 | 1.4063e-16 | 5.3982e-16 | -4.4457e-16 | -2.8126e-16 | 5.7316e-09 | -5.7316e-09 | 2.8126e-16 | -5.7316e-09 | 5.7316e-09 | 0 | 0 | 0 | 0 | 0 | 0 | 0.82272 | 0 | 0.82272 | 0.82272 | 0 | 0.82272 | 3.2116e-13 | -180 | 180 | 3.3114e-13 | -180 | 180
Line6_7_8 | 0 | 0 | 0 | 0 | 0 | 0 | 0 | 0 | 0 | 0 | 0 | 0 | 1.2191e-30 | -6.8612e-16 | 3.3343e-16 | -1.2313e-30 | 6.4529e-16 | -3.0395e-16 | -2.1094e-16 | 4.2987e-09 | -4.2987e-09 | 2.1094e-16 | -4.2987e-09 | 4.2987e-09 | 0 | 0 | 0 | 0 | 0 | 0 | 0.82272 | 0 | 0.82272 | 0.82272 | 0 | 0.82272 | 3.3114e-13 | -180 | 180 | 3.3445e-13 | -180 | 180
Line7_8_9 | 0 | 0 | 0 | 0 | 0 | 0 | 0 | 0 | 0 | 0 | 0 | 0 | 0 | -2.8541e-16 | 1.0132e-16 | -4.1129e-31 | 1.4806e-16 | 4.2589e-17 | 0 | 1.4329e-09 | -1.4329e-09 | 7.0314e-17 | -1.4329e-09 | 1.4329e-09 | 0 | 0 | 0 | 0 | 0 | 0 | 0.82272 | 0 | 0.82272 | 0.82272 | 0 | 0.82272 | 3.3445e-13 | -180 | 180 | 3.3514e-13 | -180 | 180
Line8_8_10 | 0 | 0 | 0 | 0 | 0 | 0 | 0 | 0 | 0 | 0 | 0 | 0 | 0 | -3.9313e-17 | 1.0132e-16 | 0 | -9.8039e-17 | 1.8322e-16 | 0 | 1.4329e-09 | -1.4329e-09 | 0 | -1.4329e-09 | 1.4329e-09 | 0 | 0 | 0 | 0 | 0 | 0 | 0.82272 | 0 | 0.82272 | 0.82272 | 0 | 0.82272 | 3.3445e-13 | -180 | 180 | 3.3616e-13 | -180 | 180
Line9_3_11 | 0 | 0 | 0 | 0 | 0 | 0 | 0 | 0 | 0 | 0 | 0 | 0 | 1.2305e-16 | -2.0088e-09 | -5.5465e-09 | -1.5821e-16 | 2.0088e-09 | 5.5465e-09 | 7.0314e-17 | 7.696e-09 | -1.5684e-09 | -8.2346e-31 | -7.696e-09 | 1.5684e-09 | 0 | 0 | 0 | 0 | 0 | 0 | 0.94185 | 0.53802 | 0.78193 | 0.94185 | 0.53802 | 0.78193 | 2.9672e-13 | -144.4712 | 126.6898 | 2.9822e-13 | -144.4712 | 126.6898

## LL_min_10
name | pf_ikss_a_from_ka | pf_ikss_b_from_ka | pf_ikss_c_from_ka | pf_ikss_a_to_ka | pf_ikss_b_to_ka | pf_ikss_c_to_ka | pf_skss_a_from_mw | pf_skss_b_from_mw | pf_skss_c_from_mw | pf_skss_a_to_mw | pf_skss_b_to_mw | pf_skss_c_to_mw | pf_p_a_from_mw | pf_p_b_from_mw | pf_p_c_from_mw | pf_p_a_to_mw | pf_p_b_to_mw | pf_p_c_to_mw | pf_q_a_from_mvar | pf_q_b_from_mvar | pf_q_c_from_mvar | pf_q_a_to_mvar | pf_q_b_to_mvar | pf_q_c_to_mvar | pf_ikss_a_from_degree | pf_ikss_b_from_degree | pf_ikss_c_from_degree | pf_ikss_a_to_degree | pf_ikss_b_to_degree | pf_ikss_c_to_degree | pf_vm_a_from_pu | pf_vm_b_from_pu | pf_vm_c_from_pu | pf_vm_a_to_pu | pf_vm_b_to_pu | pf_vm_c_to_pu | pf_va_a_from_degree | pf_va_b_from_degree | pf_va_c_from_degree | pf_va_a_to_degree | pf_va_b_to_degree | pf_va_c_to_degree
Line0_1_2 | 0 | 3.6769 | 3.6769 | 0 | 3.6769 | 3.6769 | 0 | 0.84915 | 0.84915 | 0 | 0.84915 | 0.84915 | -1.3323e-16 | 0.60394 | -0.084771 | 1.9984e-16 | -0.34435 | 0.34435 | -1.9984e-16 | 0.10476 | 0.43604 | 1.9984e-16 | 0.16564 | -0.16564 | 0 | -154.3121 | 25.6879 | 0 | 25.6879 | -154.3121 | 0.89228 | 0.5097 | 0.74077 | 0.77942 | 0 | 0.77942 | 2.9258e-13 | -144.4712 | 126.6898 | 3.029e-13 | -180 | 180
Line10_11_12 | 0 | 0 | 0 | 0 | 0 | 0 | 0 | 0 | 0 | 0 | 0 | 0 | 9.992e-17 | -1.5453e-09 | -4.2669e-09 | -1.4988e-16 | 1.5453e-09 | 4.2669e-09 | -3.3307e-17 | 5.9205e-09 | -1.2066e-09 | 3.3307e-17 | -5.9205e-09 | 1.2066e-09 | 0 | 0 | 0 | 0 | 0 | 0 | 0.89228 | 0.5097 | 0.74077 | 0.89228 | 0.5097 | 0.74077 | 2.9707e-13 | -144.4712 | 126.6898 | 2.9712e-13 | -144.4712 | 126.6898
Line11_12_13 | 0 | 0 | 0 | 0 | 0 | 0 | 0 | 0 | 0 | 0 | 0 | 0 | 3.3307e-17 | -1.2878e-09 | -3.5557e-09 | -3.3307e-17 | 1.2878e-09 | 3.5557e-09 | 1.7272e-31 | 4.9337e-09 | -1.0055e-09 | 3.3307e-17 | -4.9337e-09 | 1.0055e-09 | 0 | 0 | 0 | 0 | 0 | 0 | 0.89228 | 0.5097 | 0.74077 | 0.89228 | 0.5097 | 0.74077 | 2.9712e-13 | -144.4712 | 126.6898 | 2.9733e-13 | -144.4712 | 126.6898
Line12_13_15 | 0 | 0 | 0 | 0 | 0 | 0 | 0 | 0 | 0 | 0 | 0 | 0 | 1.7284e-31 | -7.7267e-10 | -2.1334e-09 | -1.7338e-31 | 7.7267e-10 | 2.1334e-09 | -3.3307e-17 | 2.9602e-09 | -6.0329e-10 | 3.3307e-17 | -2.9602e-09 | 6.0329e-10 | 0 | 0 | 0 | 0 | 0 | 0 | 0.89228 | 0.5097 | 0.74077 | 0.89228 | 0.5097 | 0.74077 | 2.9733e-13 | -144.4712 | 126.6898 | 2.9826e-13 | -144.4712 | 126.6898
Line13_13_14 | 0 | 0 | 0 | 0 | 0 | 0 | 0 | 0 | 0 | 0 | 0 | 0 | 4.996e-17 | -2.5756e-10 | -7.1115e-10 | -4.996e-17 | 2.5756e-10 | 7.1115e-10 | -3.3307e-17 | 9.8674e-10 | -2.011e-10 | 3.3307e-17 | -9.8674e-10 | 2.011e-10 | 0 | 0 | 0 | 0 | 0 | 0 | 0.89228 | 0.5097 | 0.74077 | 0.89228 | 0.5097 | 0.74077 | 2.9733e-13 | -144.4712 | 126.6898 | 2.9755e-13 | -144.4712 | 126.6898
Line14_15_16 | 0 | 0 | 0 | 0 | 0 | 0 | 0 | 0 | 0 | 0 | 0 | 0 | 1.6653e-17 | -5.1511e-10 | -1.4223e-09 | -1.7343e-31 | 5.1511e-10 | 1.4223e-09 | -6.6613e-17 | 1.9735e-09 | -4.022e-10 | 3.3307e-17 | -1.9735e-09 | 4.022e-10 | 0 | 0 | 0 | 0 | 0 | 0 | 0.89228 | 0.5097 | 0.74077 | 0.89228 | 0.5097 | 0.74077 | 2.9826e-13 | -144.4712 | 126.6898 | 2.9834e-13 | -144.4712 | 126.6898
Line15_16_17 | 0 | 0 | 0 | 0 | 0 | 0 | 0 | 0 | 0 | 0 | 0 | 0 | 0 | -2.5756e-10 | -7.1115e-10 | -1.6653e-17 | 2.5756e-10 | 7.1115e-10 | 0 | 9.8674e-10 | -2.011e-10 | 3.3307e-17 | -9.8674e-10 | 2.011e-10 | 0 | 0 | 0 | 0 | 0 | 0 | 0.89228 | 0.5097 | 0.74077 | 0.89228 | 0.5097 | 0.74077 | 2.9834e-13 | -144.4712 | 126.6898 | 2.9731e-13 | -144.4712 | 126.6898
Line16_4_18 | 0 | 0 | 0 | 0 | 0 | 0 | 0 | 0 | 0 | 0 | 0 | 0 | -4.996e-17 | -2.5756e-10 | -7.1115e-10 | -1.6876e-31 | 2.5756e-10 | 7.1115e-10 | -3.3307e-17 | 9.8674e-10 | -2.011e-10 | 3.3307e-17 | -9.8674e-10 | 2.011e-10 | 0 | 0 | 0 | 0 | 0 | 0 | 0.89228 | 0.5097 | 0.74077 | 0.89228 | 0.5097 | 0.74077 | 2.9134e-13 | -144.4712 | 126.6898 | 2.9032e-13 | -144.4712 | 126.6898
Line17_5_19 | 0 | 0 | 0 | 0 | 0 | 0 | 0 | 0 | 0 | 0 | 0 | 0 | -4.996e-17 | -2.5756e-10 | -7.1115e-10 | -1.6876e-31 | 2.5756e-10 | 7.1115e-10 | -3.3307e-17 | 9.8674e-10 | -2.011e-10 | 3.3307e-17 | -9.8674e-10 | 2.011e-10 | 0 | 0 | 0 | 0 | 0 | 0 | 0.89228 | 0.5097 | 0.74077 | 0.89228 | 0.5097 | 0.74077 | 2.9134e-13 | -144.4712 | 126.6898 | 2.9032e-13 | -144.4712 | 126.6898
Line1_1_3 | 0 | 0 | 0 | 0 | 0 | 0 | 0 | 0 | 0 | 0 | 0 | 0 | 1.6653e-16 | -2.0605e-09 | -5.6892e-09 | -1.6653e-16 | 2.0605e-09 | 5.6892e-09 | 8.5039e-31 | 7.8939e-09 | -1.6088e-09 | -8.5907e-31 | -7.8939e-09 | 1.6088e-09 | 0 | 0 | 0 | 0 | 0 | 0 | 0.89228 | 0.5097 | 0.74077 | 0.89228 | 0.5097 | 0.74077 | 2.9258e-13 | -144.4712 | 126.6898 | 2.9556e-13 | -144.4712 | 126.6898
Line2_1_4 | 0 | 0 | 0 | 0 | 0 | 0 | 0 | 0 | 0 | 0 | 0 | 0 | -1.6653e-17 | -5.1511e-10 | -1.4223e-09 | 1.6653e-17 | 5.1511e-10 | 1.4223e-09 | -8.5039e-32 | 1.9735e-09 | -4.022e-10 | 8.468e-32 | -1.9735e-09 | 4.022e-10 | 0 | 0 | 0 | 0 | 0 | 0 | 0.89228 | 0.5097 | 0.74077 | 0.89228 | 0.5097 | 0.74077 | 2.9258e-13 | -144.4712 | 126.6898 | 2.9134e-13 | -144.4712 | 126.6898
Line3_1_5 | 0 | 0 | 0 | 0 | 0 | 0 | 0 | 0 | 0 | 0 | 0 | 0 | -1.6653e-17 | -5.1511e-10 | -1.4223e-09 | 1.6653e-17 | 5.1511e-10 | 1.4223e-09 | -8.5039e-32 | 1.9735e-09 | -4.022e-10 | 8.468e-32 | -1.9735e-09 | 4.022e-10 | 0 | 0 | 0 | 0 | 0 | 0 | 0.89228 | 0.5097 | 0.74077 | 0.89228 | 0.5097 | 0.74077 | 2.9258e-13 | -144.4712 | 126.6898 | 2.9134e-13 | -144.4712 | 126.6898
Line4_2_6 | 0 | 0 | 0 | 0 | 0 | 0 | 0 | 0 | 0 | 0 | 0 | 0 | -1.9984e-16 | -5.9952e-16 | 7.9936e-16 | 1.9984e-16 | 7.0633e-16 | -7.2585e-16 | -1.9984e-16 | 6.4302e-09 | -6.4302e-09 | 1.9984e-16 | -6.4302e-09 | 6.4302e-09 | 0 | 0 | 0 | 0 | 0 | 0 | 0.77942 | 0 | 0.77942 | 0.77942 | 0 | 0.77942 | 3.029e-13 | -180 | 180 | 3.1643e-13 | -180 | 180
Line5_6_7 | 0 | 0 | 0 | 0 | 0 | 0 | 0 | 0 | 0 | 0 | 0 | 0 | -1.3323e-16 | -6.2502e-16 | 6.0733e-16 | 6.6613e-17 | 8.0529e-16 | -5.6028e-16 | -3.3307e-16 | 5.1442e-09 | -5.1442e-09 | 3.3307e-16 | -5.1442e-09 | 5.1442e-09 | 0 | 0 | 0 | 0 | 0 | 0 | 0.77942 | 0 | 0.77942 | 0.77942 | 0 | 0.77942 | 3.1643e-13 | -180 | 180 | 3.2575e-13 | -180 | 180
Line6_7_8 | 0 | 0 | 0 | 0 | 0 | 0 | 0 | 0 | 0 | 0 | 0 | 0 | 1.5149e-30 | -3.7915e-16 | 4.5352e-16 | -1.1447e-30 | 4.0561e-16 | -4.2706e-16 | -2.6645e-16 | 3.8581e-09 | -3.8581e-09 | 1.9984e-16 | -3.8581e-09 | 3.8581e-09 | 0 | 0 | 0 | 0 | 0 | 0 | 0.77942 | 0 | 0.77942 | 0.77942 | 0 | 0.77942 | 3.2575e-13 | -180 | 180 | 3.2819e-13 | -180 | 180
Line7_8_9 | 0 | 0 | 0 | 0 | 0 | 0 | 0 | 0 | 0 | 0 | 0 | 0 | 1.3323e-16 | -2.0182e-16 | -1.6851e-16 | -1.3323e-16 | 1.7145e-16 | 3.0468e-16 | -1.3323e-16 | 1.286e-09 | -1.286e-09 | 6.6613e-17 | -1.286e-09 | 1.286e-09 | 0 | 0 | 0 | 0 | 0 | 0 | 0.77942 | 0 | 0.77942 | 0.77942 | 0 | 0.77942 | 3.2819e-13 | -180 | 180 | 3.2888e-13 | -180 | 180
Line8_8_10 | 0 | 0 | 0 | 0 | 0 | 0 | 0 | 0 | 0 | 0 | 0 | 0 | -6.6613e-17 | 9.7943e-17 | -3.5284e-17 | 1.3323e-16 | -1.6162e-16 | 3.8224e-17 | -3.8156e-31 | 1.286e-09 | -1.286e-09 | -6.6613e-17 | -1.286e-09 | 1.286e-09 | 0 | 0 | 0 | 0 | 0 | 0 | 0.77942 | 0 | 0.77942 | 0.77942 | 0 | 0.77942 | 3.2819e-13 | -180 | 180 | 3.2987e-13 | -180 | 180
Line9_3_11 | 0 | 0 | 0 | 0 | 0 | 0 | 0 | 0 | 0 | 0 | 0 | 0 | 1.8319e-16 | -1.8029e-09 | -4.978e-09 | -1.6653e-16 | 1.8029e-09 | 4.978e-09 | -3.3307e-17 | 6.9072e-09 | -1.4077e-09 | -8.6344e-31 | -6.9072e-09 | 1.4077e-09 | 0 | 0 | 0 | 0 | 0 | 0 | 0.89228 | 0.5097 | 0.74077 | 0.89228 | 0.5097 | 0.74077 | 2.9556e-13 | -144.4712 | 126.6898 | 2.9707e-13 | -144.4712 | 126.6898

## LL_min_fault_6
name | pf_ikss_a_from_ka | pf_ikss_b_from_ka | pf_ikss_c_from_ka | pf_ikss_a_to_ka | pf_ikss_b_to_ka | pf_ikss_c_to_ka | pf_skss_a_from_mw | pf_skss_b_from_mw | pf_skss_c_from_mw | pf_skss_a_to_mw | pf_skss_b_to_mw | pf_skss_c_to_mw | pf_p_a_from_mw | pf_p_b_from_mw | pf_p_c_from_mw | pf_p_a_to_mw | pf_p_b_to_mw | pf_p_c_to_mw | pf_q_a_from_mvar | pf_q_b_from_mvar | pf_q_c_from_mvar | pf_q_a_to_mvar | pf_q_b_to_mvar | pf_q_c_to_mvar | pf_ikss_a_from_degree | pf_ikss_b_from_degree | pf_ikss_c_from_degree | pf_ikss_a_to_degree | pf_ikss_b_to_degree | pf_ikss_c_to_degree | pf_vm_a_from_pu | pf_vm_b_from_pu | pf_vm_c_from_pu | pf_vm_a_to_pu | pf_vm_b_to_pu | pf_vm_c_to_pu | pf_va_a_from_degree | pf_va_b_from_degree | pf_va_c_from_degree | pf_va_a_to_degree | pf_va_b_to_degree | pf_va_c_to_degree
Line0_1_2 | 0 | 0.053046 | 0.053046 | 0 | 0.053046 | 0.053046 | 0 | 0.012251 | 0.012251 | 0 | 0.012251 | 0.012251 | -1.648e-18 | 0.011222 | 0.0029556 | 1.648e-18 | -0.011168 | -0.0029016 | -2.1973e-18 | 0.0029951 | 0.011187 | 2.1973e-18 | -0.0029388 | -0.011131 | 0 | -135.259 | 44.741 | 0 | 44.741 | -135.259 | 0.95056 | 0.94509 | 0.94699 | 0.94879 | 0.93774 | 0.94511 | 3.1226e-15 | -120.3156 | 119.9417 | 3.3014e-15 | -120.5162 | 120.1303
Line10_11_12 | 0 | 0 | 0 | 0 | 0 | 0 | 0 | 0 | 0 | 0 | 0 | 0 | 1.648e-18 | -3.9144e-11 | -1.1375e-10 | -1.9227e-18 | 3.9144e-11 | 1.1375e-10 | -1.648e-18 | 1.0914e-10 | 2.008e-11 | 2.1973e-18 | -1.0914e-10 | -2.008e-11 | 0 | 0 | 0 | 0 | 0 | 0 | 0.95056 | 0.94509 | 0.94699 | 0.95056 | 0.94509 | 0.94699 | 3.0958e-15 | -120.3156 | 119.9417 | 3.0622e-15 | -120.3156 | 119.9417
Line11_12_13 | 0 | 0 | 0 | 0 | 0 | 0 | 0 | 0 | 0 | 0 | 0 | 0 | 8.2399e-19 | -3.262e-11 | -9.479e-11 | -1.3733e-18 | 3.262e-11 | 9.479e-11 | -5.4933e-19 | 9.0948e-11 | 1.6734e-11 | 1.0987e-18 | -9.0948e-11 | -1.6734e-11 | 0 | 0 | 0 | 0 | 0 | 0 | 0.95056 | 0.94509 | 0.94699 | 0.95056 | 0.94509 | 0.94699 | 3.0622e-15 | -120.3156 | 119.9417 | 3.0322e-15 | -120.3156 | 119.9417
Line12_13_15 | 0 | 0 | 0 | 0 | 0 | 0 | 0 | 0 | 0 | 0 | 0 | 0 | -3.4333e-19 | -1.9572e-11 | -5.6874e-11 | 6.8666e-20 | 1.9572e-11 | 5.6874e-11 | -5.4933e-19 | 5.4569e-11 | 1.004e-11 | 1.0987e-18 | -5.4569e-11 | -1.004e-11 | 0 | 0 | 0 | 0 | 0 | 0 | 0.95056 | 0.94509 | 0.94699 | 0.95056 | 0.94509 | 0.94699 | 3.0322e-15 | -120.3156 | 119.9417 | 3.031e-15 | -120.3156 | 119.9417
Line13_13_14 | 0 | 0 | 0 | 0 | 0 | 0 | 0 | 0 | 0 | 0 | 0 | 0 | -5.4933e-19 | -6.524e-12 | -1.8958e-11 | 5.4933e-19 | 6.524e-12 | 1.8958e-11 | 5.4933e-19 | 1.819e-11 | 3.3467e-12 | 5.4933e-19 | -1.819e-11 | -3.3467e-12 | 0 | 0 | 0 | 0 | 0 | 0 | 0.95056 | 0.94509 | 0.94699 | 0.95056 | 0.94509 | 0.94699 | 3.0322e-15 | -120.3156 | 119.9417 | 3.0334e-15 | -120.3156 | 119.9417
Line14_15_16 | 0 | 0 | 0 | 0 | 0 | 0 | 0 | 0 | 0 | 0 | 0 | 0 | 0 | -1.3048e-11 | -3.7916e-11 | 0 | 1.3048e-11 | 3.7916e-11 | 0 | 3.6379e-11 | 6.6934e-12 | 0 | -3.6379e-11 | -6.6934e-12 | 0 | 0 | 0 | 0 | 0 | 0 | 0.95056 | 0.94509 | 0.94699 | 0.95056 | 0.94509 | 0.94699 | 3.031e-15 | -120.3156 | 119.9417 | 3.0156e-15 | -120.3156 | 119.9417
Line15_16_17 | 0 | 0 | 0 | 0 | 0 | 0 | 0 | 0 | 0 | 0 | 0 | 0 | 4.8066e-19 | -6.524e-12 | -1.8958e-11 | -4.8066e-19 | 6.524e-12 | 1.8958e-11 | -2.1973e-18 | 1.819e-11 | 3.3467e-12 | 1.648e-18 | -1.819e-11 | -3.3467e-12 | 0 | 0 | 0 | 0 | 0 | 0 | 0.95056 | 0.94509 | 0.94699 | 0.95056 | 0.94509 | 0.94699 | 3.0156e-15 | -120.3156 | 119.9417 | 2.9953e-15 | -120.3156 | 119.9417
Line16_4_18 | 0 | 0 | 0 | 0 | 0 | 0 | 0 | 0 | 0 | 0 | 0 | 0 | 2.06e-19 | -6.524e-12 | -1.8958e-11 | 6.8666e-20 | 6.524e-12 | 1.8958e-11 | 1.1102e-35 | 1.819e-11 | 3.3467e-12 | 5.4933e-19 | -1.819e-11 | -3.3467e-12 | 0 | 0 | 0 | 0 | 0 | 0 | 0.95056 | 0.94509 | 0.94699 | 0.95056 | 0.94509 | 0.94699 | 3.0879e-15 | -120.3156 | 119.9417 | 3.0675e-15 | -120.3156 | 119.9417
Line17_5_19 | 0 | 0 | 0 | 0 | 0 | 0 | 0 | 0 | 0 | 0 | 0 | 0 | 2.06e-19 | -6.524e-12 | -1.8958e-11 | 6.8666e-20 | 6.524e-12 | 1.8958e-11 | 1.1102e-35 | 1.819e-11 | 3.3467e-12 | 5.4933e-19 | -1.819e-11 | -3.3467e-12 | 0 | 0 | 0 | 0 | 0 | 0 | 0.95056 | 0.94509 | 0.94699 | 0.95056 | 0.94509 | 0.94699 | 3.0879e-15 | -120.3156 | 119.9417 | 3.0675e-15 | -120.3156 | 119.9417
Line1_1_3 | 0 | 0 | 0 | 0 | 0 | 0 | 0 | 0 | 0 | 0 | 0 | 0 | 2.8153e-18 | -5.2192e-11 | -1.5166e-10 | -2.8153e-18 | 5.2192e-11 | 1.5166e-10 | -1.0987e-18 | 1.4552e-10 | 2.6774e-11 | -1.5289e-34 | -1.4552e-10 | -2.6774e-11 | 0 | 0 | 0 | 0 | 0 | 0 | 0.95056 | 0.94509 | 0.94699 | 0.95056 | 0.94509 | 0.94699 | 3.1226e-15 | -120.3156 | 119.9417 | 3.1115e-15 | -120.3156 | 119.9417
Line2_1_4 | 0 | 0 | 0 | 0 | 0 | 0 | 0 | 0 | 0 | 0 | 0 | 0 | 1.5107e-18 | -1.3048e-11 | -3.7916e-11 | -1.236e-18 | 1.3048e-11 | 3.7916e-11 | -1.0987e-18 | 3.6379e-11 | 6.6934e-12 | -6.6612e-35 | -3.6379e-11 | -6.6934e-12 | 0 | 0 | 0 | 0 | 0 | 0 | 0.95056 | 0.94509 | 0.94699 | 0.95056 | 0.94509 | 0.94699 | 3.1226e-15 | -120.3156 | 119.9417 | 3.0879e-15 | -120.3156 | 119.9417
Line3_1_5 | 0 | 0 | 0 | 0 | 0 | 0 | 0 | 0 | 0 | 0 | 0 | 0 | 1.5107e-18 | -1.3048e-11 | -3.7916e-11 | -1.236e-18 | 1.3048e-11 | 3.7916e-11 | -1.0987e-18 | 3.6379e-11 | 6.6934e-12 | -6.6612e-35 | -3.6379e-11 | -6.6934e-12 | 0 | 0 | 0 | 0 | 0 | 0 | 0.95056 | 0.94509 | 0.94699 | 0.95056 | 0.94509 | 0.94699 | 3.1226e-15 | -120.3156 | 119.9417 | 3.0879e-15 | -120.3156 | 119.9417
Line4_2_6 | 0 | 0 | 0 | 0 | 0 | 0 | 0 | 0 | 0 | 0 | 0 | 0 | -1.0987e-18 | -1.2603e-10 | -1.8996e-10 | 5.4933e-19 | 1.2603e-10 | 1.8996e-10 | -6.5919e-18 | 1.4792e-10 | -3.719e-11 | 6.5919e-18 | -1.4792e-10 | 3.719e-11 | 0 | 0 | 0 | 0 | 0 | 0 | 0.94879 | 0.93774 | 0.94511 | 0.94879 | 0.93774 | 0.94511 | 3.3014e-15 | -120.5162 | 120.1303 | 3.4549e-15 | -120.5162 | 120.1303
Line5_6_7 | 0 | 0 | 0 | 0 | 0 | 0 | 0 | 0 | 0 | 0 | 0 | 0 | 1.0987e-18 | -1.0082e-10 | -1.5197e-10 | -1.0987e-18 | 1.0082e-10 | 1.5197e-10 | -5.4933e-18 | 1.1834e-10 | -2.9752e-11 | 5.4933e-18 | -1.1834e-10 | 2.9752e-11 | 0 | 0 | 0 | 0 | 0 | 0 | 0.94879 | 0.93774 | 0.94511 | 0.94879 | 0.93774 | 0.94511 | 3.4549e-15 | -120.5162 | 120.1303 | 3.5256e-15 | -120.5162 | 120.1303
Line6_7_8 | 0 | 0 | 0 | 0 | 0 | 0 | 0 | 0 | 0 | 0 | 0 | 0 | 2.7041e-34 | -7.5618e-11 | -1.1398e-10 | -5.4933e-19 | 7.5618e-11 | 1.1398e-10 | -4.3946e-18 | 8.8754e-11 | -2.2314e-11 | 4.3946e-18 | -8.8754e-11 | 2.2314e-11 | 0 | 0 | 0 | 0 | 0 | 0 | 0.94879 | 0.93774 | 0.94511 | 0.94879 | 0.93774 | 0.94511 | 3.5256e-15 | -120.5162 | 120.1303 | 3.5169e-15 | -120.5162 | 120.1303
Line7_8_9 | 0 | 0 | 0 | 0 | 0 | 0 | 0 | 0 | 0 | 0 | 0 | 0 | -5.4933e-19 | -2.5206e-11 | -3.7992e-11 | 5.4933e-19 | 2.5206e-11 | 3.7992e-11 | -1.0987e-18 | 2.9585e-11 | -7.4381e-12 | 1.0987e-18 | -2.9585e-11 | 7.4381e-12 | 0 | 0 | 0 | 0 | 0 | 0 | 0.94879 | 0.93774 | 0.94511 | 0.94879 | 0.93774 | 0.94511 | 3.5169e-15 | -120.5162 | 120.1303 | 3.5233e-15 | -120.5162 | 120.1303
Line8_8_10 | 0 | 0 | 0 | 0 | 0 | 0 | 0 | 0 | 0 | 0 | 0 | 0 | -5.4933e-19 | -2.5206e-11 | -3.7992e-11 | 5.4933e-19 | 2.5206e-11 | 3.7992e-11 | -3.3718e-35 | 2.9585e-11 | -7.4381e-12 | 3.3783e-35 | -2.9585e-11 | 7.4381e-12 | 0 | 0 | 0 | 0 | 0 | 0 | 0.94879 | 0.93774 | 0.94511 | 0.94879 | 0.93774 | 0.94511 | 3.5169e-15 | -120.5162 | 120.1303 | 3.5236e-15 | -120.5162 | 120.1303
Line9_3_11 | 0 | 0 | 0 | 0 | 0 | 0 | 0 | 0 | 0 | 0 | 0 | 0 | 2.8153e-18 | -4.5668e-11 | -1.3271e-10 | -2.8153e-18 | 4.5668e-11 | 1.3271e-10 | -1.0987e-18 | 1.2733e-10 | 2.3427e-11 | 1.0987e-18 | -1.2733e-10 | -2.3427e-11 | 0 | 0 | 0 | 0 | 0 | 0 | 0.95056 | 0.94509 | 0.94699 | 0.95056 | 0.94509 | 0.94699 | 3.1115e-15 | -120.3156 | 119.9417 | 3.0958e-15 | -120.3156 | 119.9417

## LL_min_fault_10
name | pf_ikss_a_from_ka | pf_ikss_b_from_ka | pf_ikss_c_from_ka | pf_ikss_a_to_ka | pf_ikss_b_to_ka | pf_ikss_c_to_ka | pf_skss_a_from_mw | pf_skss_b_from_mw | pf_skss_c_from_mw | pf_skss_a_to_mw | pf_skss_b_to_mw | pf_skss_c_to_mw | pf_p_a_from_mw | pf_p_b_from_mw | pf_p_c_from_mw | pf_p_a_to_mw | pf_p_b_to_mw | pf_p_c_to_mw | pf_q_a_from_mvar | pf_q_b_from_mvar | pf_q_c_from_mvar | pf_q_a_to_mvar | pf_q_b_to_mvar | pf_q_c_to_mvar | pf_ikss_a_from_degree | pf_ikss_b_from_degree | pf_ikss_c_from_degree | pf_ikss_a_to_degree | pf_ikss_b_to_degree | pf_ikss_c_to_degree | pf_vm_a_from_pu | pf_vm_b_from_pu | pf_vm_c_from_pu | pf_vm_a_to_pu | pf_vm_b_to_pu | pf_vm_c_to_pu | pf_va_a_from_degree | pf_va_b_from_degree | pf_va_c_from_degree | pf_va_a_to_degree | pf_va_b_to_degree | pf_va_c_to_degree
Line0_1_2 | 0 | 0.050254 | 0.050254 | 0 | 0.050254 | 0.050254 | 0 | 0.011606 | 0.011606 | 0 | 0.011606 | 0.011606 | 1.1358e-34 | 0.010072 | 0.0026527 | -1.1995e-34 | -0.010023 | -0.0026042 | -2.0817e-18 | 0.0026881 | 0.01004 | 2.0817e-18 | -0.0026376 | -0.00999 | 0 | -135.259 | 44.741 | 0 | 44.741 | -135.259 | 0.90053 | 0.89535 | 0.89714 | 0.89885 | 0.88838 | 0.89536 | 3.1261e-15 | -120.3156 | 119.9417 | 3.3014e-15 | -120.5162 | 120.1303
Line10_11_12 | 0 | 0 | 0 | 0 | 0 | 0 | 0 | 0 | 0 | 0 | 0 | 0 | 1.301e-18 | -3.5132e-11 | -1.0209e-10 | -1.301e-18 | 3.5132e-11 | 1.0209e-10 | -1.0408e-18 | 9.7952e-11 | 1.8022e-11 | 1.0408e-18 | -9.7952e-11 | -1.8022e-11 | 0 | 0 | 0 | 0 | 0 | 0 | 0.90053 | 0.89535 | 0.89714 | 0.90053 | 0.89535 | 0.89714 | 3.0993e-15 | -120.3156 | 119.9417 | 3.0656e-15 | -120.3156 | 119.9417
Line11_12_13 | 0 | 0 | 0 | 0 | 0 | 0 | 0 | 0 | 0 | 0 | 0 | 0 | 1.1709e-18 | -2.9277e-11 | -8.5075e-11 | -1.1709e-18 | 2.9277e-11 | 8.5075e-11 | -1.5613e-18 | 8.1626e-11 | 1.5018e-11 | 1.5613e-18 | -8.1626e-11 | -1.5018e-11 | 0 | 0 | 0 | 0 | 0 | 0 | 0.90053 | 0.89535 | 0.89714 | 0.90053 | 0.89535 | 0.89714 | 3.0656e-15 | -120.3156 | 119.9417 | 3.0357e-15 | -120.3156 | 119.9417
Line12_13_15 | 0 | 0 | 0 | 0 | 0 | 0 | 0 | 0 | 0 | 0 | 0 | 0 | -6.5052e-19 | -1.7566e-11 | -5.1045e-11 | 6.5052e-19 | 1.7566e-11 | 5.1045e-11 | -3.4466e-35 | 4.8976e-11 | 9.0111e-12 | -5.2042e-19 | -4.8976e-11 | -9.0111e-12 | 0 | 0 | 0 | 0 | 0 | 0 | 0.90053 | 0.89535 | 0.89714 | 0.90053 | 0.89535 | 0.89714 | 3.0357e-15 | -120.3156 | 119.9417 | 3.0344e-15 | -120.3156 | 119.9417
Line13_13_14 | 0 | 0 | 0 | 0 | 0 | 0 | 0 | 0 | 0 | 0 | 0 | 0 | 5.5146e-35 | -5.8554e-12 | -1.7015e-11 | 0 | 5.8554e-12 | 1.7015e-11 | -1.0408e-18 | 1.6325e-11 | 3.0037e-12 | 0 | -1.6325e-11 | -3.0037e-12 | 0 | 0 | 0 | 0 | 0 | 0 | 0.90053 | 0.89535 | 0.89714 | 0.90053 | 0.89535 | 0.89714 | 3.0357e-15 | -120.3156 | 119.9417 | 3.0368e-15 | -120.3156 | 119.9417
Line14_15_16 | 0 | 0 | 0 | 0 | 0 | 0 | 0 | 0 | 0 | 0 | 0 | 0 | 7.8063e-19 | -1.1711e-11 | -3.403e-11 | -7.8063e-19 | 1.1711e-11 | 3.403e-11 | 4.1342e-35 | 3.2651e-11 | 6.0074e-12 | -4.1134e-35 | -3.2651e-11 | -6.0074e-12 | 0 | 0 | 0 | 0 | 0 | 0 | 0.90053 | 0.89535 | 0.89714 | 0.90053 | 0.89535 | 0.89714 | 3.0344e-15 | -120.3156 | 119.9417 | 3.0191e-15 | -120.3156 | 119.9417
Line15_16_17 | 0 | 0 | 0 | 0 | 0 | 0 | 0 | 0 | 0 | 0 | 0 | 0 | 1.9516e-19 | -5.8554e-12 | -1.7015e-11 | -4.5536e-19 | 5.8554e-12 | 1.7015e-11 | 5.2042e-19 | 1.6325e-11 | 3.0037e-12 | -5.2042e-19 | -1.6325e-11 | -3.0037e-12 | 0 | 0 | 0 | 0 | 0 | 0 | 0.90053 | 0.89535 | 0.89714 | 0.90053 | 0.89535 | 0.89714 | 3.0191e-15 | -120.3156 | 119.9417 | 2.9988e-15 | -120.3156 | 119.9417
Line16_4_18 | 0 | 0 | 0 | 0 | 0 | 0 | 0 | 0 | 0 | 0 | 0 | 0 | 6.5052e-19 | -5.8554e-12 | -1.7015e-11 | -3.9031e-19 | 5.8554e-12 | 1.7015e-11 | 3.5098e-35 | 1.6325e-11 | 3.0037e-12 | 5.2042e-19 | -1.6325e-11 | -3.0037e-12 | 0 | 0 | 0 | 0 | 0 | 0 | 0.90053 | 0.89535 | 0.89714 | 0.90053 | 0.89535 | 0.89714 | 3.0913e-15 | -120.3156 | 119.9417 | 3.071e-15 | -120.3156 | 119.9417
Line17_5_19 | 0 | 0 | 0 | 0 | 0 | 0 | 0 | 0 | 0 | 0 | 0 | 0 | 6.5052e-19 | -5.8554e-12 | -1.7015e-11 | -3.9031e-19 | 5.8554e-12 | 1.7015e-11 | 3.5098e-35 | 1.6325e-11 | 3.0037e-12 | 5.2042e-19 | -1.6325e-11 | -3.0037e-12 | 0 | 0 | 0 | 0 | 0 | 0 | 0.90053 | 0.89535 | 0.89714 | 0.90053 | 0.89535 | 0.89714 | 3.0913e-15 | -120.3156 | 119.9417 | 3.071e-15 | -120.3156 | 119.9417
Line1_1_3 | 0 | 0 | 0 | 0 | 0 | 0 | 0 | 0 | 0 | 0 | 0 | 0 | 2.0166e-18 | -4.6843e-11 | -1.3612e-10 | -2.0166e-18 | 4.6843e-11 | 1.3612e-10 | -5.2042e-19 | 1.306e-10 | 2.403e-11 | 1.0408e-18 | -1.306e-10 | -2.403e-11 | 0 | 0 | 0 | 0 | 0 | 0 | 0.90053 | 0.89535 | 0.89714 | 0.90053 | 0.89535 | 0.89714 | 3.1261e-15 | -120.3156 | 119.9417 | 3.1149e-15 | -120.3156 | 119.9417
Line2_1_4 | 0 | 0 | 0 | 0 | 0 | 0 | 0 | 0 | 0 | 0 | 0 | 0 | -1.9516e-19 | -1.1711e-11 | -3.403e-11 | 1.9516e-19 | 1.1711e-11 | 3.403e-11 | -1.0648e-35 | 3.2651e-11 | 6.0074e-12 | 1.0408e-18 | -3.2651e-11 | -6.0074e-12 | 0 | 0 | 0 | 0 | 0 | 0 | 0.90053 | 0.89535 | 0.89714 | 0.90053 | 0.89535 | 0.89714 | 3.1261e-15 | -120.3156 | 119.9417 | 3.0913e-15 | -120.3156 | 119.9417
Line3_1_5 | 0 | 0 | 0 | 0 | 0 | 0 | 0 | 0 | 0 | 0 | 0 | 0 | -1.9516e-19 | -1.1711e-11 | -3.403e-11 | 1.9516e-19 | 1.1711e-11 | 3.403e-11 | -1.0648e-35 | 3.2651e-11 | 6.0074e-12 | 1.0408e-18 | -3.2651e-11 | -6.0074e-12 | 0 | 0 | 0 | 0 | 0 | 0 | 0.90053 | 0.89535 | 0.89714 | 0.90053 | 0.89535 | 0.89714 | 3.1261e-15 | -120.3156 | 119.9417 | 3.0913e-15 | -120.3156 | 119.9417
Line4_2_6 | 0 | 0 | 0 | 0 | 0 | 0 | 0 | 0 | 0 | 0 | 0 | 0 | 5.2042e-19 | -1.1311e-10 | -1.7049e-10 | 5.2042e-19 | 1.1311e-10 | 1.7049e-10 | -6.245e-18 | 1.3276e-10 | -3.3379e-11 | 5.2042e-18 | -1.3276e-10 | 3.3379e-11 | 0 | 0 | 0 | 0 | 0 | 0 | 0.89885 | 0.88838 | 0.89536 | 0.89885 | 0.88838 | 0.89536 | 3.3014e-15 | -120.5162 | 120.1303 | 3.4577e-15 | -120.5162 | 120.1303
Line5_6_7 | 0 | 0 | 0 | 0 | 0 | 0 | 0 | 0 | 0 | 0 | 0 | 0 | -1.0408e-18 | -9.049e-11 | -1.3639e-10 | 5.2042e-19 | 9.049e-11 | 1.3639e-10 | -3.1225e-18 | 1.0621e-10 | -2.6703e-11 | 3.1225e-18 | -1.0621e-10 | 2.6703e-11 | 0 | 0 | 0 | 0 | 0 | 0 | 0.89885 | 0.88838 | 0.89536 | 0.89885 | 0.88838 | 0.89536 | 3.4577e-15 | -120.5162 | 120.1303 | 3.5381e-15 | -120.5162 | 120.1303
Line6_7_8 | 0 | 0 | 0 | 0 | 0 | 0 | 0 | 0 | 0 | 0 | 0 | 0 | 5.2042e-19 | -6.7867e-11 | -1.0229e-10 | 5.2042e-19 | 6.7867e-11 | 1.0229e-10 | -2.0817e-18 | 7.9657e-11 | -2.0027e-11 | 3.1225e-18 | -7.9657e-11 | 2.0027e-11 | 0 | 0 | 0 | 0 | 0 | 0 | 0.89885 | 0.88838 | 0.89536 | 0.89885 | 0.88838 | 0.89536 | 3.5381e-15 | -120.5162 | 120.1303 | 3.5429e-15 | -120.5162 | 120.1303
Line7_8_9 | 0 | 0 | 0 | 0 | 0 | 0 | 0 | 0 | 0 | 0 | 0 | 0 | 0 | -2.2622e-11 | -3.4098e-11 | 0 | 2.2622e-11 | 3.4098e-11 | 0 | 2.6552e-11 | -6.6757e-12 | 0 | -2.6552e-11 | 6.6757e-12 | 0 | 0 | 0 | 0 | 0 | 0 | 0.89885 | 0.88838 | 0.89536 | 0.89885 | 0.88838 | 0.89536 | 3.5429e-15 | -120.5162 | 120.1303 | 3.5493e-15 | -120.5162 | 120.1303
Line8_8_10 | 0 | 0 | 0 | 0 | 0 | 0 | 0 | 0 | 0 | 0 | 0 | 0 | -2.0817e-18 | -2.2622e-11 | -3.4098e-11 | 2.0817e-18 | 2.2622e-11 | 3.4098e-11 | 1.0408e-18 | 2.6552e-11 | -6.6757e-12 | -1.0408e-18 | -2.6552e-11 | 6.6757e-12 | 0 | 0 | 0 | 0 | 0 | 0 | 0.89885 | 0.88838 | 0.89536 | 0.89885 | 0.88838 | 0.89536 | 3.5429e-15 | -120.5162 | 120.1303 | 3.557e-15 | -120.5162 | 120.1303
Line9_3_11 | 0 | 0 | 0 | 0 | 0 | 0 | 0 | 0 | 0 | 0 | 0 | 0 | 2.7972e-18 | -4.0988e-11 | -1.191e-10 | -2.7972e-18 | 4.0988e-11 | 1.191e-10 | -5.2042e-19 | 1.1428e-10 | 2.1026e-11 | 1.5613e-18 | -1.1428e-10 | -2.1026e-11 | 0 | 0 | 0 | 0 | 0 | 0 | 0.90053 | 0.89535 | 0.89714 | 0.90053 | 0.89535 | 0.89714 | 3.1149e-15 | -120.3156 | 119.9417 | 3.0993e-15 | -120.3156 | 119.9417

## LG_max_6
name | pf_ikss_a_from_ka | pf_ikss_b_from_ka | pf_ikss_c_from_ka | pf_ikss_a_to_ka | pf_ikss_b_to_ka | pf_ikss_c_to_ka | pf_skss_a_from_mw | pf_skss_b_from_mw | pf_skss_c_from_mw | pf_skss_a_to_mw | pf_skss_b_to_mw | pf_skss_c_to_mw | pf_p_a_from_mw | pf_p_b_from_mw | pf_p_c_from_mw | pf_p_a_to_mw | pf_p_b_to_mw | pf_p_c_to_mw | pf_q_a_from_mvar | pf_q_b_from_mvar | pf_q_c_from_mvar | pf_q_a_to_mvar | pf_q_b_to_mvar | pf_q_c_to_mvar | pf_ikss_a_from_degree | pf_ikss_b_from_degree | pf_ikss_c_from_degree | pf_ikss_a_to_degree | pf_ikss_b_to_degree | pf_ikss_c_to_degree | pf_vm_a_from_pu | pf_vm_b_from_pu | pf_vm_c_from_pu | pf_vm_a_to_pu | pf_vm_b_to_pu | pf_vm_c_to_pu | pf_va_a_from_degree | pf_va_b_from_degree | pf_va_c_from_degree | pf_va_a_to_degree | pf_va_b_to_degree | pf_va_c_to_degree
Line0_1_2 | 6.4792 | 0 | 0 | 6.4792 | 0 | 0 | 1.4963 | 0 | 0 | 1.4963 | 0 | 0 | 0.34984 | 8.9541e-08 | -9.4975e-08 | -4.2387e-15 | -7.862e-08 | 8.1471e-08 | 0.69968 | -3.7896e-08 | -4.8063e-08 | 1.5549e-13 | 2.4019e-08 | 3.222e-08 | -73.0679 | 0 | 0 | 106.9321 | 0 | 0 | 0.70058 | 1.05 | 0.81084 | 0.53847 | 1.05 | 0.57387 | -9.633 | -116.0931 | 113.6882 | 0 | -109.9211 | 108.6454
Line10_11_12 | 0 | 0 | 0 | 0 | 0 | 0 | 0 | 0 | 0 | 0 | 0 | 0 | -2.1861e-09 | 4.5954e-08 | -5.148e-08 | 2.804e-09 | -3.7977e-08 | 4.2885e-08 | 3.0384e-08 | -2.2723e-08 | -2.2352e-08 | -2.5656e-08 | 1.9187e-08 | 1.8184e-08 | 0 | 0 | 0 | 0 | 0 | 0 | 0.70058 | 1.05 | 0.81084 | 0.70058 | 1.05 | 0.81084 | -9.633 | -116.0931 | 113.6882 | -9.633 | -116.0931 | 113.6882
Line11_12_13 | 0 | 0 | 0 | 0 | 0 | 0 | 0 | 0 | 0 | 0 | 0 | 0 | -1.8218e-09 | 3.8295e-08 | -4.29e-08 | 2.4396e-09 | -3.0318e-08 | 3.4305e-08 | 2.532e-08 | -1.8936e-08 | -1.8627e-08 | -2.0593e-08 | 1.54e-08 | 1.4458e-08 | 0 | 0 | 0 | 0 | 0 | 0 | 0.70058 | 1.05 | 0.81084 | 0.70058 | 1.05 | 0.81084 | -9.633 | -116.0931 | 113.6882 | -9.633 | -116.0931 | 113.6882
Line12_13_15 | 0 | 0 | 0 | 0 | 0 | 0 | 0 | 0 | 0 | 0 | 0 | 0 | -1.0931e-09 | 2.2977e-08 | -2.574e-08 | 1.7109e-09 | -1.5e-08 | 1.7145e-08 | 1.5192e-08 | -1.1361e-08 | -1.1176e-08 | -1.0465e-08 | 7.8253e-09 | 7.0074e-09 | 0 | 0 | 0 | 0 | 0 | 0 | 0.70058 | 1.05 | 0.81084 | 0.70058 | 1.05 | 0.81084 | -9.633 | -116.0931 | 113.6882 | -9.633 | -116.0931 | 113.6882
Line13_13_14 | 0 | 0 | 0 | 0 | 0 | 0 | 0 | 0 | 0 | 0 | 0 | 0 | -3.6435e-10 | 7.659e-09 | -8.58e-09 | 9.8223e-10 | 3.1815e-10 | -1.5067e-11 | 5.0639e-09 | -3.7872e-09 | -3.7254e-09 | -3.3681e-10 | 2.5101e-10 | -4.4339e-10 | 0 | 0 | 0 | 0 | 0 | 0 | 0.70058 | 1.05 | 0.81084 | 0.70058 | 1.05 | 0.81084 | -9.633 | -116.0931 | 113.6882 | -9.633 | -116.0931 | 113.6882
Line14_15_16 | 0 | 0 | 0 | 0 | 0 | 0 | 0 | 0 | 0 | 0 | 0 | 0 | -7.2871e-10 | 1.5318e-08 | -1.716e-08 | 1.3466e-09 | -7.3409e-09 | 8.5649e-09 | 1.0128e-08 | -7.5743e-09 | -7.4508e-09 | -5.4007e-09 | 4.0382e-09 | 3.282e-09 | 0 | 0 | 0 | 0 | 0 | 0 | 0.70058 | 1.05 | 0.81084 | 0.70058 | 1.05 | 0.81084 | -9.633 | -116.0931 | 113.6882 | -9.633 | -116.0931 | 113.6882
Line15_16_17 | 0 | 0 | 0 | 0 | 0 | 0 | 0 | 0 | 0 | 0 | 0 | 0 | -3.6435e-10 | 7.659e-09 | -8.58e-09 | 9.8223e-10 | 3.1815e-10 | -1.5067e-11 | 5.0639e-09 | -3.7872e-09 | -3.7254e-09 | -3.3681e-10 | 2.5101e-10 | -4.4339e-10 | 0 | 0 | 0 | 0 | 0 | 0 | 0.70058 | 1.05 | 0.81084 | 0.70058 | 1.05 | 0.81084 | -9.633 | -116.0931 | 113.6882 | -9.633 | -116.0931 | 113.6882
Line16_4_18 | 0 | 0 | 0 | 0 | 0 | 0 | 0 | 0 | 0 | 0 | 0 | 0 | -3.6435e-10 | 7.659e-09 | -8.58e-09 | 9.8223e-10 | 3.1815e-10 | -1.5067e-11 | 5.0639e-09 | -3.7872e-09 | -3.7254e-09 | -3.3681e-10 | 2.5101e-10 | -4.4339e-10 | 0 | 0 | 0 | 0 | 0 | 0 | 0.70058 | 1.05 | 0.81084 | 0.70058 | 1.05 | 0.81084 | -9.633 | -116.0931 | 113.6882 | -9.633 | -116.0931 | 113.6882
Line17_5_19 | 0 | 0 | 0 | 0 | 0 | 0 | 0 | 0 | 0 | 0 | 0 | 0 | -3.6435e-10 | 7.659e-09 | -8.58e-09 | 9.8223e-10 | 3.1815e-10 | -1.5067e-11 | 5.0639e-09 | -3.7872e-09 | -3.7254e-09 | -3.3681e-10 | 2.5101e-10 | -4.4339e-10 | 0 | 0 | 0 | 0 | 0 | 0 | 0.70058 | 1.05 | 0.81084 | 0.70058 | 1.05 | 0.81084 | -9.633 | -116.0931 | 113.6882 | -9.633 | -116.0931 | 113.6882
Line1_1_3 | 0 | 0 | 0 | 0 | 0 | 0 | 0 | 0 | 0 | 0 | 0 | 0 | -2.9148e-09 | 6.1272e-08 | -6.864e-08 | 3.5327e-09 | -5.3295e-08 | 6.0045e-08 | 4.0511e-08 | -3.0297e-08 | -2.9803e-08 | -3.5784e-08 | 2.6761e-08 | 2.5634e-08 | 0 | 0 | 0 | 0 | 0 | 0 | 0.70058 | 1.05 | 0.81084 | 0.70058 | 1.05 | 0.81084 | -9.633 | -116.0931 | 113.6882 | -9.633 | -116.0931 | 113.6882
Line2_1_4 | 0 | 0 | 0 | 0 | 0 | 0 | 0 | 0 | 0 | 0 | 0 | 0 | -7.2871e-10 | 1.5318e-08 | -1.716e-08 | 1.3466e-09 | -7.3409e-09 | 8.5649e-09 | 1.0128e-08 | -7.5743e-09 | -7.4508e-09 | -5.4007e-09 | 4.0382e-09 | 3.282e-09 | 0 | 0 | 0 | 0 | 0 | 0 | 0.70058 | 1.05 | 0.81084 | 0.70058 | 1.05 | 0.81084 | -9.633 | -116.0931 | 113.6882 | -9.633 | -116.0931 | 113.6882
Line3_1_5 | 0 | 0 | 0 | 0 | 0 | 0 | 0 | 0 | 0 | 0 | 0 | 0 | -7.2871e-10 | 1.5318e-08 | -1.716e-08 | 1.3466e-09 | -7.3409e-09 | 8.5649e-09 | 1.0128e-08 | -7.5743e-09 | -7.4508e-09 | -5.4007e-09 | 4.0382e-09 | 3.282e-09 | 0 | 0 | 0 | 0 | 0 | 0 | 0.70058 | 1.05 | 0.81084 | 0.70058 | 1.05 | 0.81084 | -9.633 | -116.0931 | 113.6882 | -9.633 | -116.0931 | 113.6882
Line4_2_6 | 0 | 0 | 0 | 0 | 0 | 0 | 0 | 0 | 0 | 0 | 0 | 0 | 5.718e-21 | 7.8966e-08 | -8.1342e-08 | 8.1103e-16 | -6.2827e-08 | 6.5203e-08 | -7.8151e-21 | -2.3391e-08 | -3.2974e-08 | 1.1957e-15 | 1.9341e-08 | 2.5626e-08 | 0 | 0 | 0 | 0 | 0 | 0 | 0.53847 | 1.05 | 0.57387 | 0.53847 | 1.05 | 0.57387 | 0 | -109.9211 | 108.6454 | 0 | -109.9211 | 108.6454
Line5_6_7 | 0 | 0 | 0 | 0 | 0 | 0 | 0 | 0 | 0 | 0 | 0 | 0 | -8.5354e-16 | 6.3173e-08 | -6.5073e-08 | 1.0717e-15 | -4.7034e-08 | 4.8934e-08 | -1.1359e-15 | -1.8713e-08 | -2.6379e-08 | 1.6202e-15 | 1.4663e-08 | 1.9031e-08 | 0 | 0 | 0 | 0 | 0 | 0 | 0.53847 | 1.05 | 0.57387 | 0.53847 | 1.05 | 0.57387 | 0 | -109.9211 | 108.6454 | 0 | -109.9211 | 108.6454
Line6_7_8 | 0 | 0 | 0 | 0 | 0 | 0 | 0 | 0 | 0 | 0 | 0 | 0 | -1.147e-15 | 4.7379e-08 | -4.8805e-08 | 9.1528e-16 | -3.124e-08 | 3.2666e-08 | -1.5132e-15 | -1.4035e-08 | -1.9784e-08 | 1.464e-15 | 9.9848e-09 | 1.2436e-08 | 0 | 0 | 0 | 0 | 0 | 0 | 0.53847 | 1.05 | 0.57387 | 0.53847 | 1.05 | 0.57387 | 0 | -109.9211 | 108.6454 | 0 | -109.9211 | 108.6454
Line7_8_9 | 0 | 0 | 0 | 0 | 0 | 0 | 0 | 0 | 0 | 0 | 0 | 0 | -5.0682e-16 | 1.5793e-08 | -1.6268e-08 | -1.0199e-16 | 3.4586e-10 | 1.2931e-10 | -6.6131e-16 | -4.6782e-09 | -6.5948e-09 | 1.5021e-16 | 6.2839e-10 | -7.5342e-10 | 0 | 0 | 0 | 0 | 0 | 0 | 0.53847 | 1.05 | 0.57387 | 0.53847 | 1.05 | 0.57387 | 0 | -109.9211 | 108.6454 | 0 | -109.9211 | 108.6454
Line8_8_10 | 0 | 0 | 0 | 0 | 0 | 0 | 0 | 0 | 0 | 0 | 0 | 0 | -5.0682e-16 | 1.5793e-08 | -1.6268e-08 | -1.0199e-16 | 3.4586e-10 | 1.2931e-10 | -6.6131e-16 | -4.6782e-09 | -6.5948e-09 | 1.5021e-16 | 6.2839e-10 | -7.5342e-10 | 0 | 0 | 0 | 0 | 0 | 0 | 0.53847 | 1.05 | 0.57387 | 0.53847 | 1.05 | 0.57387 | 0 | -109.9211 | 108.6454 | 0 | -109.9211 | 108.6454
Line9_3_11 | 0 | 0 | 0 | 0 | 0 | 0 | 0 | 0 | 0 | 0 | 0 | 0 | -2.5505e-09 | 5.3613e-08 | -6.006e-08 | 3.1684e-09 | -4.5636e-08 | 5.1465e-08 | 3.5448e-08 | -2.651e-08 | -2.6078e-08 | -3.072e-08 | 2.2974e-08 | 2.1909e-08 | 0 | 0 | 0 | 0 | 0 | 0 | 0.70058 | 1.05 | 0.81084 | 0.70058 | 1.05 | 0.81084 | -9.633 | -116.0931 | 113.6882 | -9.633 | -116.0931 | 113.6882

## LG_max_10
name | pf_ikss_a_from_ka | pf_ikss_b_from_ka | pf_ikss_c_from_ka | pf_ikss_a_to_ka | pf_ikss_b_to_ka | pf_ikss_c_to_ka | pf_skss_a_from_mw | pf_skss_b_from_mw | pf_skss_c_from_mw | pf_skss_a_to_mw | pf_skss_b_to_mw | pf_skss_c_to_mw | pf_p_a_from_mw | pf_p_b_from_mw | pf_p_c_from_mw | pf_p_a_to_mw | pf_p_b_to_mw | pf_p_c_to_mw | pf_q_a_from_mvar | pf_q_b_from_mvar | pf_q_c_from_mvar | pf_q_a_to_mvar | pf_q_b_to_mvar | pf_q_c_to_mvar | pf_ikss_a_from_degree | pf_ikss_b_from_degree | pf_ikss_c_from_degree | pf_ikss_a_to_degree | pf_ikss_b_to_degree | pf_ikss_c_to_degree | pf_vm_a_from_pu | pf_vm_b_from_pu | pf_vm_c_from_pu | pf_vm_a_to_pu | pf_vm_b_to_pu | pf_vm_c_to_pu | pf_va_a_from_degree | pf_va_b_from_degree | pf_va_c_from_degree | pf_va_a_to_degree | pf_va_b_to_degree | pf_va_c_to_degree
Line0_1_2 | 6.6287 | 0 | 0 | 6.6287 | 0 | 0 | 1.5308 | 0 | 0 | 1.5308 | 0 | 0 | 0.36617 | 9.8323e-08 | -1.0426e-07 | 3.4775e-13 | -8.6227e-08 | 8.9355e-08 | 0.73233 | -4.1084e-08 | -5.2739e-08 | -4.2631e-13 | 2.6131e-08 | 3.5544e-08 | -73.2883 | 0 | 0 | 106.7117 | 0 | 0 | 0.7267 | 1.1 | 0.84369 | 0.56366 | 1.1 | 0.6016 | -9.8533 | -115.9703 | 113.5402 | 0 | -109.928 | 108.6232
Line10_11_12 | 0 | 0 | 0 | 0 | 0 | 0 | 0 | 0 | 0 | 0 | 0 | 0 | -2.3993e-09 | 5.1599e-08 | -5.7691e-08 | 3.0759e-09 | -4.2644e-08 | 4.806e-08 | 3.3284e-08 | -2.5132e-08 | -2.5134e-08 | -2.8106e-08 | 2.1227e-08 | 2.0448e-08 | 0 | 0 | 0 | 0 | 0 | 0 | 0.7267 | 1.1 | 0.84369 | 0.7267 | 1.1 | 0.84369 | -9.8533 | -115.9703 | 113.5402 | -9.8533 | -115.9703 | 113.5402
Line11_12_13 | 0 | 0 | 0 | 0 | 0 | 0 | 0 | 0 | 0 | 0 | 0 | 0 | -1.9994e-09 | 4.2999e-08 | -4.8076e-08 | 2.676e-09 | -3.4044e-08 | 3.8444e-08 | 2.7737e-08 | -2.0943e-08 | -2.0945e-08 | -2.2558e-08 | 1.7038e-08 | 1.6258e-08 | 0 | 0 | 0 | 0 | 0 | 0 | 0.7267 | 1.1 | 0.84369 | 0.7267 | 1.1 | 0.84369 | -9.8533 | -115.9703 | 113.5402 | -9.8533 | -115.9703 | 113.5402
Line12_13_15 | 0 | 0 | 0 | 0 | 0 | 0 | 0 | 0 | 0 | 0 | 0 | 0 | -1.1996e-09 | 2.5799e-08 | -2.8845e-08 | 1.8763e-09 | -1.6845e-08 | 1.9214e-08 | 1.6642e-08 | -1.2566e-08 | -1.2567e-08 | -1.1464e-08 | 8.6609e-09 | 7.8803e-09 | 0 | 0 | 0 | 0 | 0 | 0 | 0.7267 | 1.1 | 0.84369 | 0.7267 | 1.1 | 0.84369 | -9.8533 | -115.9703 | 113.5402 | -9.8533 | -115.9703 | 113.5402
Line13_13_14 | 0 | 0 | 0 | 0 | 0 | 0 | 0 | 0 | 0 | 0 | 0 | 0 | -3.9988e-10 | 8.5998e-09 | -9.6152e-09 | 1.0765e-09 | 3.5487e-10 | -1.6161e-11 | 5.5473e-09 | -4.1886e-09 | -4.1891e-09 | -3.6916e-10 | 2.8359e-10 | -4.9781e-10 | 0 | 0 | 0 | 0 | 0 | 0 | 0.7267 | 1.1 | 0.84369 | 0.7267 | 1.1 | 0.84369 | -9.8533 | -115.9703 | 113.5402 | -9.8533 | -115.9703 | 113.5402
Line14_15_16 | 0 | 0 | 0 | 0 | 0 | 0 | 0 | 0 | 0 | 0 | 0 | 0 | -7.9976e-10 | 1.72e-08 | -1.923e-08 | 1.4764e-09 | -8.245e-09 | 9.599e-09 | 1.1095e-08 | -8.3773e-09 | -8.3781e-09 | -5.9165e-09 | 4.4722e-09 | 3.6913e-09 | 0 | 0 | 0 | 0 | 0 | 0 | 0.7267 | 1.1 | 0.84369 | 0.7267 | 1.1 | 0.84369 | -9.8533 | -115.9703 | 113.5402 | -9.8533 | -115.9703 | 113.5402
Line15_16_17 | 0 | 0 | 0 | 0 | 0 | 0 | 0 | 0 | 0 | 0 | 0 | 0 | -3.9988e-10 | 8.5998e-09 | -9.6152e-09 | 1.0765e-09 | 3.5487e-10 | -1.6162e-11 | 5.5473e-09 | -4.1886e-09 | -4.1891e-09 | -3.6916e-10 | 2.8359e-10 | -4.9781e-10 | 0 | 0 | 0 | 0 | 0 | 0 | 0.7267 | 1.1 | 0.84369 | 0.7267 | 1.1 | 0.84369 | -9.8533 | -115.9703 | 113.5402 | -9.8533 | -115.9703 | 113.5402
Line16_4_18 | 0 | 0 | 0 | 0 | 0 | 0 | 0 | 0 | 0 | 0 | 0 | 0 | -3.9988e-10 | 8.5998e-09 | -9.6151e-09 | 1.0765e-09 | 3.5487e-10 | -1.6161e-11 | 5.5473e-09 | -4.1886e-09 | -4.1891e-09 | -3.6916e-10 | 2.8359e-10 | -4.9781e-10 | 0 | 0 | 0 | 0 | 0 | 0 | 0.7267 | 1.1 | 0.84369 | 0.7267 | 1.1 | 0.84369 | -9.8533 | -115.9703 | 113.5402 | -9.8533 | -115.9703 | 113.5402
Line17_5_19 | 0 | 0 | 0 | 0 | 0 | 0 | 0 | 0 | 0 | 0 | 0 | 0 | -3.9988e-10 | 8.5998e-09 | -9.6151e-09 | 1.0765e-09 | 3.5487e-10 | -1.6161e-11 | 5.5473e-09 | -4.1886e-09 | -4.1891e-09 | -3.6916e-10 | 2.8359e-10 | -4.9781e-10 | 0 | 0 | 0 | 0 | 0 | 0 | 0.7267 | 1.1 | 0.84369 | 0.7267 | 1.1 | 0.84369 | -9.8533 | -115.9703 | 113.5402 | -9.8533 | -115.9703 | 113.5402
Line1_1_3 | 0 | 0 | 0 | 0 | 0 | 0 | 0 | 0 | 0 | 0 | 0 | 0 | -3.199e-09 | 6.8799e-08 | -7.6921e-08 | 3.8757e-09 | -5.9844e-08 | 6.729e-08 | 4.4378e-08 | -3.3509e-08 | -3.3513e-08 | -3.92e-08 | 2.9604e-08 | 2.8826e-08 | 0 | 0 | 0 | 0 | 0 | 0 | 0.7267 | 1.1 | 0.84369 | 0.7267 | 1.1 | 0.84369 | -9.8533 | -115.9703 | 113.5402 | -9.8533 | -115.9703 | 113.5402
Line2_1_4 | 0 | 0 | 0 | 0 | 0 | 0 | 0 | 0 | 0 | 0 | 0 | 0 | -7.9976e-10 | 1.72e-08 | -1.923e-08 | 1.4764e-09 | -8.2449e-09 | 9.599e-09 | 1.1095e-08 | -8.3773e-09 | -8.3781e-09 | -5.9165e-09 | 4.4722e-09 | 3.6913e-09 | 0 | 0 | 0 | 0 | 0 | 0 | 0.7267 | 1.1 | 0.84369 | 0.7267 | 1.1 | 0.84369 | -9.8533 | -115.9703 | 113.5402 | -9.8533 | -115.9703 | 113.5402
Line3_1_5 | 0 | 0 | 0 | 0 | 0 | 0 | 0 | 0 | 0 | 0 | 0 | 0 | -7.9976e-10 | 1.72e-08 | -1.923e-08 | 1.4764e-09 | -8.2449e-09 | 9.599e-09 | 1.1095e-08 | -8.3773e-09 | -8.3781e-09 | -5.9165e-09 | 4.4722e-09 | 3.6913e-09 | 0 | 0 | 0 | 0 | 0 | 0 | 0.7267 | 1.1 | 0.84369 | 0.7267 | 1.1 | 0.84369 | -9.8533 | -115.9703 | 113.5402 | -9.8533 | -115.9703 | 113.5402
Line4_2_6 | 0 | 0 | 0 | 0 | 0 | 0 | 0 | 0 | 0 | 0 | 0 | 0 | -3.3677e-20 | 8.6609e-08 | -8.9216e-08 | 8.9078e-16 | -6.8905e-08 | 7.1512e-08 | 9.8185e-21 | -2.5443e-08 | -3.6373e-08 | 1.3139e-15 | 2.1043e-08 | 2.8269e-08 | 0 | 0 | 0 | 0 | 0 | 0 | 0.56366 | 1.1 | 0.6016 | 0.56366 | 1.1 | 0.6016 | 0 | -109.928 | 108.6232 | 0 | -109.928 | 108.6232
Line5_6_7 | 0 | 0 | 0 | 0 | 0 | 0 | 0 | 0 | 0 | 0 | 0 | 0 | -9.3733e-16 | 6.9288e-08 | -7.1373e-08 | 1.1771e-15 | -5.1584e-08 | 5.3668e-08 | -1.2481e-15 | -2.0354e-08 | -2.9098e-08 | 1.7804e-15 | 1.5954e-08 | 2.0995e-08 | 0 | 0 | 0 | 0 | 0 | 0 | 0.56366 | 1.1 | 0.6016 | 0.56366 | 1.1 | 0.6016 | 0 | -109.928 | 108.6232 | 0 | -109.928 | 108.6232
Line6_7_8 | 0 | 0 | 0 | 0 | 0 | 0 | 0 | 0 | 0 | 0 | 0 | 0 | -1.2596e-15 | 5.1966e-08 | -5.3529e-08 | 1.0054e-15 | -3.4262e-08 | 3.5825e-08 | -1.6627e-15 | -1.5266e-08 | -2.1824e-08 | 1.6088e-15 | 1.0866e-08 | 1.372e-08 | 0 | 0 | 0 | 0 | 0 | 0 | 0.56366 | 1.1 | 0.6016 | 0.56366 | 1.1 | 0.6016 | 0 | -109.928 | 108.6232 | 0 | -109.928 | 108.6232
Line7_8_9 | 0 | 0 | 0 | 0 | 0 | 0 | 0 | 0 | 0 | 0 | 0 | 0 | -5.5656e-16 | 1.7322e-08 | -1.7843e-08 | -1.117e-16 | 3.8219e-10 | 1.3904e-10 | -7.2666e-16 | -5.0885e-09 | -7.2745e-09 | 1.652e-16 | 6.8864e-10 | -8.2903e-10 | 0 | 0 | 0 | 0 | 0 | 0 | 0.56366 | 1.1 | 0.6016 | 0.56366 | 1.1 | 0.6016 | 0 | -109.928 | 108.6232 | 0 | -109.928 | 108.6232
Line8_8_10 | 0 | 0 | 0 | 0 | 0 | 0 | 0 | 0 | 0 | 0 | 0 | 0 | -5.5656e-16 | 1.7322e-08 | -1.7843e-08 | -1.117e-16 | 3.8219e-10 | 1.3904e-10 | -7.2666e-16 | -5.0885e-09 | -7.2745e-09 | 1.652e-16 | 6.8864e-10 | -8.2903e-10 | 0 | 0 | 0 | 0 | 0 | 0 | 0.56366 | 1.1 | 0.6016 | 0.56366 | 1.1 | 0.6016 | 0 | -109.928 | 108.6232 | 0 | -109.928 | 108.6232
Line9_3_11 | 0 | 0 | 0 | 0 | 0 | 0 | 0 | 0 | 0 | 0 | 0 | 0 | -2.7992e-09 | 6.0199e-08 | -6.7306e-08 | 3.4758e-09 | -5.1244e-08 | 5.7675e-08 | 3.8831e-08 | -2.9321e-08 | -2.9323e-08 | -3.3653e-08 | 2.5415e-08 | 2.4637e-08 | 0 | 0 | 0 | 0 | 0 | 0 | 0.7267 | 1.1 | 0.84369 | 0.7267 | 1.1 | 0.84369 | -9.8533 | -115.9703 | 113.5402 | -9.8533 | -115.9703 | 113.5402

## LG_max_fault_6
name | pf_ikss_a_from_ka | pf_ikss_b_from_ka | pf_ikss_c_from_ka | pf_ikss_a_to_ka | pf_ikss_b_to_ka | pf_ikss_c_to_ka | pf_skss_a_from_mw | pf_skss_b_from_mw | pf_skss_c_from_mw | pf_skss_a_to_mw | pf_skss_b_to_mw | pf_skss_c_to_mw | pf_p_a_from_mw | pf_p_b_from_mw | pf_p_c_from_mw | pf_p_a_to_mw | pf_p_b_to_mw | pf_p_c_to_mw | pf_q_a_from_mvar | pf_q_b_from_mvar | pf_q_c_from_mvar | pf_q_a_to_mvar | pf_q_b_to_mvar | pf_q_c_to_mvar | pf_ikss_a_from_degree | pf_ikss_b_from_degree | pf_ikss_c_from_degree | pf_ikss_a_to_degree | pf_ikss_b_to_degree | pf_ikss_c_to_degree | pf_vm_a_from_pu | pf_vm_b_from_pu | pf_vm_c_from_pu | pf_vm_a_to_pu | pf_vm_b_to_pu | pf_vm_c_to_pu | pf_va_a_from_degree | pf_va_b_from_degree | pf_va_c_from_degree | pf_va_a_to_degree | pf_va_b_to_degree | pf_va_c_to_degree
Line0_1_2 | 0.034133 | 0 | 0 | 0.034133 | 0 | 0 | 0.0078828 | 0 | 0 | 0.0078828 | 0 | 0 | 0.0058351 | 3.2406e-10 | -5.5988e-10 | -0.0058254 | -2.7959e-10 | 4.8581e-10 | 0.0058448 | -4.5884e-10 | -5.0928e-11 | -0.0058254 | 3.9885e-10 | 4.2048e-11 | -45.142 | 0 | 0 | 134.858 | 0 | 0 | 1.048 | 1.05 | 1.0493 | 1.0462 | 1.05 | 1.0481 | -0.094394 | -119.9963 | 119.9696 | -0.14202 | -119.9763 | 119.9401
Line10_11_12 | 0 | 0 | 0 | 0 | 0 | 0 | 0 | 0 | 0 | 0 | 0 | 0 | 7.9286e-11 | 1.5634e-10 | -2.9627e-10 | -5.7352e-11 | -1.2795e-10 | 2.4595e-10 | 3.1169e-10 | -2.5156e-10 | -9.4439e-12 | -2.6639e-10 | 2.099e-10 | 5.7225e-12 | 0 | 0 | 0 | 0 | 0 | 0 | 1.048 | 1.05 | 1.0493 | 1.048 | 1.05 | 1.0493 | -0.094394 | -119.9963 | 119.9696 | -0.094394 | -119.9963 | 119.9696
Line11_12_13 | 0 | 0 | 0 | 0 | 0 | 0 | 0 | 0 | 0 | 0 | 0 | 0 | 6.6071e-11 | 1.3028e-10 | -2.4689e-10 | -4.4138e-11 | -1.019e-10 | 1.9658e-10 | 2.5974e-10 | -2.0963e-10 | -7.8699e-12 | -2.1444e-10 | 1.6797e-10 | 4.1486e-12 | 0 | 0 | 0 | 0 | 0 | 0 | 1.048 | 1.05 | 1.0493 | 1.048 | 1.05 | 1.0493 | -0.094394 | -119.9963 | 119.9696 | -0.094394 | -119.9963 | 119.9696
Line12_13_15 | 0 | 0 | 0 | 0 | 0 | 0 | 0 | 0 | 0 | 0 | 0 | 0 | 3.9643e-11 | 7.8169e-11 | -1.4813e-10 | -1.7709e-11 | -4.9786e-11 | 9.7819e-11 | 1.5584e-10 | -1.2578e-10 | -4.7219e-12 | -1.1054e-10 | 8.4116e-11 | 1.0006e-12 | 0 | 0 | 0 | 0 | 0 | 0 | 1.048 | 1.05 | 1.0493 | 1.048 | 1.05 | 1.0493 | -0.094394 | -119.9963 | 119.9696 | -0.094394 | -119.9963 | 119.9696
Line13_13_14 | 0 | 0 | 0 | 0 | 0 | 0 | 0 | 0 | 0 | 0 | 0 | 0 | 1.3214e-11 | 2.6056e-11 | -4.9378e-11 | 8.7191e-12 | 2.3265e-12 | -9.3774e-13 | 5.1948e-11 | -4.1926e-11 | -1.574e-12 | -6.6455e-12 | 2.6275e-13 | -2.1474e-12 | 0 | 0 | 0 | 0 | 0 | 0 | 1.048 | 1.05 | 1.0493 | 1.048 | 1.05 | 1.0493 | -0.094394 | -119.9963 | 119.9696 | -0.094394 | -119.9963 | 119.9696
Line14_15_16 | 0 | 0 | 0 | 0 | 0 | 0 | 0 | 0 | 0 | 0 | 0 | 0 | 2.6429e-11 | 5.2112e-11 | -9.8757e-11 | -4.4952e-12 | -2.373e-11 | 4.8441e-11 | 1.039e-10 | -8.3853e-11 | -3.148e-12 | -5.8594e-11 | 4.2189e-11 | -5.7338e-13 | 0 | 0 | 0 | 0 | 0 | 0 | 1.048 | 1.05 | 1.0493 | 1.048 | 1.05 | 1.0493 | -0.094394 | -119.9963 | 119.9696 | -0.094394 | -119.9963 | 119.9696
Line15_16_17 | 0 | 0 | 0 | 0 | 0 | 0 | 0 | 0 | 0 | 0 | 0 | 0 | 1.3214e-11 | 2.6056e-11 | -4.9378e-11 | 8.7191e-12 | 2.3265e-12 | -9.3774e-13 | 5.1948e-11 | -4.1926e-11 | -1.574e-12 | -6.6456e-12 | 2.6274e-13 | -2.1474e-12 | 0 | 0 | 0 | 0 | 0 | 0 | 1.048 | 1.05 | 1.0493 | 1.048 | 1.05 | 1.0493 | -0.094394 | -119.9963 | 119.9696 | -0.094394 | -119.9963 | 119.9696
Line16_4_18 | 0 | 0 | 0 | 0 | 0 | 0 | 0 | 0 | 0 | 0 | 0 | 0 | 1.3214e-11 | 2.6056e-11 | -4.9378e-11 | 8.7191e-12 | 2.3265e-12 | -9.3774e-13 | 5.1948e-11 | -4.1926e-11 | -1.574e-12 | -6.6455e-12 | 2.6275e-13 | -2.1474e-12 | 0 | 0 | 0 | 0 | 0 | 0 | 1.048 | 1.05 | 1.0493 | 1.048 | 1.05 | 1.0493 | -0.094394 | -119.9963 | 119.9696 | -0.094394 | -119.9963 | 119.9696
Line17_5_19 | 0 | 0 | 0 | 0 | 0 | 0 | 0 | 0 | 0 | 0 | 0 | 0 | 1.3214e-11 | 2.6056e-11 | -4.9378e-11 | 8.7191e-12 | 2.3265e-12 | -9.3774e-13 | 5.1948e-11 | -4.1926e-11 | -1.574e-12 | -6.6455e-12 | 2.6275e-13 | -2.1474e-12 | 0 | 0 | 0 | 0 | 0 | 0 | 1.048 | 1.05 | 1.0493 | 1.048 | 1.05 | 1.0493 | -0.094394 | -119.9963 | 119.9696 | -0.094394 | -119.9963 | 119.9696
Line1_1_3 | 0 | 0 | 0 | 0 | 0 | 0 | 0 | 0 | 0 | 0 | 0 | 0 | 1.0571e-10 | 2.0845e-10 | -3.9503e-10 | -8.3781e-11 | -1.8007e-10 | 3.4471e-10 | 4.1558e-10 | -3.3541e-10 | -1.2592e-11 | -3.7028e-10 | 2.9375e-10 | 8.8705e-12 | 0 | 0 | 0 | 0 | 0 | 0 | 1.048 | 1.05 | 1.0493 | 1.048 | 1.05 | 1.0493 | -0.094394 | -119.9963 | 119.9696 | -0.094394 | -119.9963 | 119.9696
Line2_1_4 | 0 | 0 | 0 | 0 | 0 | 0 | 0 | 0 | 0 | 0 | 0 | 0 | 2.6429e-11 | 5.2112e-11 | -9.8757e-11 | -4.4952e-12 | -2.373e-11 | 4.8441e-11 | 1.039e-10 | -8.3853e-11 | -3.1479e-12 | -5.8593e-11 | 4.2189e-11 | -5.7339e-13 | 0 | 0 | 0 | 0 | 0 | 0 | 1.048 | 1.05 | 1.0493 | 1.048 | 1.05 | 1.0493 | -0.094394 | -119.9963 | 119.9696 | -0.094394 | -119.9963 | 119.9696
Line3_1_5 | 0 | 0 | 0 | 0 | 0 | 0 | 0 | 0 | 0 | 0 | 0 | 0 | 2.6429e-11 | 5.2112e-11 | -9.8757e-11 | -4.4952e-12 | -2.373e-11 | 4.8441e-11 | 1.039e-10 | -8.3853e-11 | -3.1479e-12 | -5.8593e-11 | 4.2189e-11 | -5.7339e-13 | 0 | 0 | 0 | 0 | 0 | 0 | 1.048 | 1.05 | 1.0493 | 1.048 | 1.05 | 1.0493 | -0.094394 | -119.9963 | 119.9696 | -0.094394 | -119.9963 | 119.9696
Line4_2_6 | 0 | 0 | 0 | 0 | 0 | 0 | 0 | 0 | 0 | 0 | 0 | 0 | 9.2314e-11 | 2.835e-10 | -4.8632e-10 | -5.5147e-11 | -2.2289e-10 | 3.8854e-10 | 5.0449e-10 | -3.9718e-10 | -4.6272e-11 | -4.1356e-10 | 3.1942e-10 | 3.2794e-11 | 0 | 0 | 0 | 0 | 0 | 0 | 1.0462 | 1.05 | 1.0481 | 1.0462 | 1.05 | 1.0481 | -0.14202 | -119.9763 | 119.9401 | -0.14202 | -119.9763 | 119.9401
Line5_6_7 | 0 | 0 | 0 | 0 | 0 | 0 | 0 | 0 | 0 | 0 | 0 | 0 | 7.3851e-11 | 2.268e-10 | -3.8905e-10 | -3.6684e-11 | -1.6619e-10 | 2.9128e-10 | 4.0359e-10 | -3.1774e-10 | -3.7017e-11 | -3.1267e-10 | 2.3998e-10 | 2.3539e-11 | 0 | 0 | 0 | 0 | 0 | 0 | 1.0462 | 1.05 | 1.0481 | 1.0462 | 1.05 | 1.0481 | -0.14202 | -119.9763 | 119.9401 | -0.14202 | -119.9763 | 119.9401
Line6_7_8 | 0 | 0 | 0 | 0 | 0 | 0 | 0 | 0 | 0 | 0 | 0 | 0 | 5.5389e-11 | 1.701e-10 | -2.9179e-10 | -1.8221e-11 | -1.0949e-10 | 1.9402e-10 | 3.0269e-10 | -2.3831e-10 | -2.7763e-11 | -2.1177e-10 | 1.6055e-10 | 1.4285e-11 | 0 | 0 | 0 | 0 | 0 | 0 | 1.0462 | 1.05 | 1.0481 | 1.0462 | 1.05 | 1.0481 | -0.14202 | -119.9763 | 119.9401 | -0.14202 | -119.9763 | 119.9401
Line7_8_9 | 0 | 0 | 0 | 0 | 0 | 0 | 0 | 0 | 0 | 0 | 0 | 0 | 1.8463e-11 | 5.67e-11 | -9.7263e-11 | 1.8704e-11 | 3.9066e-12 | -5.1056e-13 | 1.009e-10 | -7.9436e-11 | -9.2544e-12 | -9.9737e-12 | 1.6737e-12 | -4.2239e-12 | 0 | 0 | 0 | 0 | 0 | 0 | 1.0462 | 1.05 | 1.0481 | 1.0462 | 1.05 | 1.0481 | -0.14202 | -119.9763 | 119.9401 | -0.14202 | -119.9763 | 119.9401
Line8_8_10 | 0 | 0 | 0 | 0 | 0 | 0 | 0 | 0 | 0 | 0 | 0 | 0 | 1.8463e-11 | 5.67e-11 | -9.7263e-11 | 1.8704e-11 | 3.9066e-12 | -5.1056e-13 | 1.009e-10 | -7.9436e-11 | -9.2544e-12 | -9.9737e-12 | 1.6737e-12 | -4.2239e-12 | 0 | 0 | 0 | 0 | 0 | 0 | 1.0462 | 1.05 | 1.0481 | 1.0462 | 1.05 | 1.0481 | -0.14202 | -119.9763 | 119.9401 | -0.14202 | -119.9763 | 119.9401
Line9_3_11 | 0 | 0 | 0 | 0 | 0 | 0 | 0 | 0 | 0 | 0 | 0 | 0 | 9.25e-11 | 1.8239e-10 | -3.4565e-10 | -7.0567e-11 | -1.5401e-10 | 2.9533e-10 | 3.6364e-10 | -2.9349e-10 | -1.1018e-11 | -3.1833e-10 | 2.5182e-10 | 7.2965e-12 | 0 | 0 | 0 | 0 | 0 | 0 | 1.048 | 1.05 | 1.0493 | 1.048 | 1.05 | 1.0493 | -0.094394 | -119.9963 | 119.9696 | -0.094394 | -119.9963 | 119.9696

## LG_max_fault_10
name | pf_ikss_a_from_ka | pf_ikss_b_from_ka | pf_ikss_c_from_ka | pf_ikss_a_to_ka | pf_ikss_b_to_ka | pf_ikss_c_to_ka | pf_skss_a_from_mw | pf_skss_b_from_mw | pf_skss_c_from_mw | pf_skss_a_to_mw | pf_skss_b_to_mw | pf_skss_c_to_mw | pf_p_a_from_mw | pf_p_b_from_mw | pf_p_c_from_mw | pf_p_a_to_mw | pf_p_b_to_mw | pf_p_c_to_mw | pf_q_a_from_mvar | pf_q_b_from_mvar | pf_q_c_from_mvar | pf_q_a_to_mvar | pf_q_b_to_mvar | pf_q_c_to_mvar | pf_ikss_a_from_degree | pf_ikss_b_from_degree | pf_ikss_c_from_degree | pf_ikss_a_to_degree | pf_ikss_b_to_degree | pf_ikss_c_to_degree | pf_vm_a_from_pu | pf_vm_b_from_pu | pf_vm_c_from_pu | pf_vm_a_to_pu | pf_vm_b_to_pu | pf_vm_c_to_pu | pf_va_a_from_degree | pf_va_b_from_degree | pf_va_c_from_degree | pf_va_a_to_degree | pf_va_b_to_degree | pf_va_c_to_degree
Line0_1_2 | 0.035755 | 0 | 0 | 0.035755 | 0 | 0 | 0.0082573 | 0 | 0 | 0.0082573 | 0 | 0 | 0.0064028 | 3.6363e-10 | -6.2955e-10 | -0.0063921 | -3.1338e-10 | 5.4569e-10 | 0.0064134 | -5.1634e-10 | -5.6397e-11 | -0.0063921 | 4.4838e-10 | 4.6449e-11 | -45.1465 | 0 | 0 | 134.8535 | 0 | 0 | 1.0979 | 1.1 | 1.0993 | 1.0959 | 1.1 | 1.0979 | -0.098835 | -119.9961 | 119.9681 | -0.14646 | -119.9761 | 119.9387
Line10_11_12 | 0 | 0 | 0 | 0 | 0 | 0 | 0 | 0 | 0 | 0 | 0 | 0 | 9.1006e-11 | 1.7956e-10 | -3.4026e-10 | -6.5821e-11 | -1.4696e-10 | 2.8247e-10 | 3.5797e-10 | -2.8889e-10 | -1.0857e-11 | -3.0594e-10 | 2.4104e-10 | 6.5782e-12 | 0 | 0 | 0 | 0 | 0 | 0 | 1.0979 | 1.1 | 1.0993 | 1.0979 | 1.1 | 1.0993 | -0.098835 | -119.9961 | 119.9681 | -0.098835 | -119.9961 | 119.9681
Line11_12_13 | 0 | 0 | 0 | 0 | 0 | 0 | 0 | 0 | 0 | 0 | 0 | 0 | 7.5839e-11 | 1.4963e-10 | -2.8355e-10 | -5.0653e-11 | -1.1703e-10 | 2.2576e-10 | 2.983e-10 | -2.4074e-10 | -9.0478e-12 | -2.4628e-10 | 1.929e-10 | 4.7686e-12 | 0 | 0 | 0 | 0 | 0 | 0 | 1.0979 | 1.1 | 1.0993 | 1.0979 | 1.1 | 1.0993 | -0.098835 | -119.9961 | 119.9681 | -0.098835 | -119.9961 | 119.9681
Line12_13_15 | 0 | 0 | 0 | 0 | 0 | 0 | 0 | 0 | 0 | 0 | 0 | 0 | 4.5503e-11 | 8.9781e-11 | -1.7013e-10 | -2.0318e-11 | -5.7179e-11 | 1.1234e-10 | 1.7898e-10 | -1.4444e-10 | -5.4287e-12 | -1.2696e-10 | 9.6599e-11 | 1.1495e-12 | 0 | 0 | 0 | 0 | 0 | 0 | 1.0979 | 1.1 | 1.0993 | 1.0979 | 1.1 | 1.0993 | -0.098835 | -119.9961 | 119.9681 | -0.098835 | -119.9961 | 119.9681
Line13_13_14 | 0 | 0 | 0 | 0 | 0 | 0 | 0 | 0 | 0 | 0 | 0 | 0 | 1.5168e-11 | 2.9927e-11 | -5.671e-11 | 1.0018e-11 | 2.6751e-12 | -1.0776e-12 | 5.9661e-11 | -4.8148e-11 | -1.8096e-12 | -7.6359e-12 | 3.0301e-13 | -2.4696e-12 | 0 | 0 | 0 | 0 | 0 | 0 | 1.0979 | 1.1 | 1.0993 | 1.0979 | 1.1 | 1.0993 | -0.098835 | -119.9961 | 119.9681 | -0.098835 | -119.9961 | 119.9681
Line14_15_16 | 0 | 0 | 0 | 0 | 0 | 0 | 0 | 0 | 0 | 0 | 0 | 0 | 3.0335e-11 | 5.9854e-11 | -1.1342e-10 | -5.1498e-12 | -2.7252e-11 | 5.5633e-11 | 1.1932e-10 | -9.6296e-11 | -3.6191e-12 | -6.7297e-11 | 4.8451e-11 | -6.6008e-13 | 0 | 0 | 0 | 0 | 0 | 0 | 1.0979 | 1.1 | 1.0993 | 1.0979 | 1.1 | 1.0993 | -0.098835 | -119.9961 | 119.9681 | -0.098835 | -119.9961 | 119.9681
Line15_16_17 | 0 | 0 | 0 | 0 | 0 | 0 | 0 | 0 | 0 | 0 | 0 | 0 | 1.5168e-11 | 2.9927e-11 | -5.671e-11 | 1.0018e-11 | 2.6751e-12 | -1.0776e-12 | 5.9661e-11 | -4.8148e-11 | -1.8096e-12 | -7.6359e-12 | 3.0301e-13 | -2.4696e-12 | 0 | 0 | 0 | 0 | 0 | 0 | 1.0979 | 1.1 | 1.0993 | 1.0979 | 1.1 | 1.0993 | -0.098835 | -119.9961 | 119.9681 | -0.098835 | -119.9961 | 119.9681
Line16_4_18 | 0 | 0 | 0 | 0 | 0 | 0 | 0 | 0 | 0 | 0 | 0 | 0 | 1.5168e-11 | 2.9927e-11 | -5.671e-11 | 1.0018e-11 | 2.6751e-12 | -1.0776e-12 | 5.9661e-11 | -4.8148e-11 | -1.8095e-12 | -7.6359e-12 | 3.0301e-13 | -2.4696e-12 | 0 | 0 | 0 | 0 | 0 | 0 | 1.0979 | 1.1 | 1.0993 | 1.0979 | 1.1 | 1.0993 | -0.098835 | -119.9961 | 119.9681 | -0.098835 | -119.9961 | 119.9681
Line17_5_19 | 0 | 0 | 0 | 0 | 0 | 0 | 0 | 0 | 0 | 0 | 0 | 0 | 1.5168e-11 | 2.9927e-11 | -5.671e-11 | 1.0018e-11 | 2.6751e-12 | -1.0776e-12 | 5.9661e-11 | -4.8148e-11 | -1.8095e-12 | -7.6359e-12 | 3.0301e-13 | -2.4696e-12 | 0 | 0 | 0 | 0 | 0 | 0 | 1.0979 | 1.1 | 1.0993 | 1.0979 | 1.1 | 1.0993 | -0.098835 | -119.9961 | 119.9681 | -0.098835 | -119.9961 | 119.9681
Line1_1_3 | 0 | 0 | 0 | 0 | 0 | 0 | 0 | 0 | 0 | 0 | 0 | 0 | 1.2134e-10 | 2.3942e-10 | -4.5368e-10 | -9.6156e-11 | -2.0681e-10 | 3.9589e-10 | 4.7729e-10 | -3.8519e-10 | -1.4476e-11 | -4.2526e-10 | 3.3734e-10 | 1.0197e-11 | 0 | 0 | 0 | 0 | 0 | 0 | 1.0979 | 1.1 | 1.0993 | 1.0979 | 1.1 | 1.0993 | -0.098835 | -119.9961 | 119.9681 | -0.098835 | -119.9961 | 119.9681
Line2_1_4 | 0 | 0 | 0 | 0 | 0 | 0 | 0 | 0 | 0 | 0 | 0 | 0 | 3.0335e-11 | 5.9854e-11 | -1.1342e-10 | -5.1498e-12 | -2.7252e-11 | 5.5632e-11 | 1.1932e-10 | -9.6296e-11 | -3.6191e-12 | -6.7297e-11 | 4.8451e-11 | -6.6009e-13 | 0 | 0 | 0 | 0 | 0 | 0 | 1.0979 | 1.1 | 1.0993 | 1.0979 | 1.1 | 1.0993 | -0.098835 | -119.9961 | 119.9681 | -0.098835 | -119.9961 | 119.9681
Line3_1_5 | 0 | 0 | 0 | 0 | 0 | 0 | 0 | 0 | 0 | 0 | 0 | 0 | 3.0335e-11 | 5.9854e-11 | -1.1342e-10 | -5.1498e-12 | -2.7252e-11 | 5.5632e-11 | 1.1932e-10 | -9.6296e-11 | -3.6191e-12 | -6.7297e-11 | 4.8451e-11 | -6.6009e-13 | 0 | 0 | 0 | 0 | 0 | 0 | 1.0979 | 1.1 | 1.0993 | 1.0979 | 1.1 | 1.0993 | -0.098835 | -119.9961 | 119.9681 | -0.098835 | -119.9961 | 119.9681
Line4_2_6 | 0 | 0 | 0 | 0 | 0 | 0 | 0 | 0 | 0 | 0 | 0 | 0 | 1.0464e-10 | 3.1779e-10 | -5.4629e-10 | -6.2737e-11 | -2.4982e-10 | 4.3643e-10 | 5.6683e-10 | -4.4653e-10 | -5.1197e-11 | -4.6475e-10 | 3.5907e-10 | 3.621e-11 | 0 | 0 | 0 | 0 | 0 | 0 | 1.0959 | 1.1 | 1.0979 | 1.0959 | 1.1 | 1.0979 | -0.14646 | -119.9761 | 119.9387 | -0.14646 | -119.9761 | 119.9387
Line5_6_7 | 0 | 0 | 0 | 0 | 0 | 0 | 0 | 0 | 0 | 0 | 0 | 0 | 8.371e-11 | 2.5423e-10 | -4.3704e-10 | -4.1809e-11 | -1.8627e-10 | 3.2717e-10 | 4.5346e-10 | -3.5722e-10 | -4.0958e-11 | -3.5138e-10 | 2.6977e-10 | 2.597e-11 | 0 | 0 | 0 | 0 | 0 | 0 | 1.0959 | 1.1 | 1.0979 | 1.0959 | 1.1 | 1.0979 | -0.14646 | -119.9761 | 119.9387 | -0.14646 | -119.9761 | 119.9387
Line6_7_8 | 0 | 0 | 0 | 0 | 0 | 0 | 0 | 0 | 0 | 0 | 0 | 0 | 6.2782e-11 | 1.9067e-10 | -3.2778e-10 | -2.0882e-11 | -1.2271e-10 | 2.1791e-10 | 3.401e-10 | -2.6792e-10 | -3.0718e-11 | -2.3802e-10 | 1.8046e-10 | 1.5731e-11 | 0 | 0 | 0 | 0 | 0 | 0 | 1.0959 | 1.1 | 1.0979 | 1.0959 | 1.1 | 1.0979 | -0.14646 | -119.9761 | 119.9387 | -0.14646 | -119.9761 | 119.9387
Line7_8_9 | 0 | 0 | 0 | 0 | 0 | 0 | 0 | 0 | 0 | 0 | 0 | 0 | 2.0927e-11 | 6.3558e-11 | -1.0926e-10 | 2.0973e-11 | 4.4089e-12 | -6.0873e-13 | 1.1337e-10 | -8.9305e-11 | -1.0239e-11 | -1.1287e-11 | 1.8515e-12 | -4.7484e-12 | 0 | 0 | 0 | 0 | 0 | 0 | 1.0959 | 1.1 | 1.0979 | 1.0959 | 1.1 | 1.0979 | -0.14646 | -119.9761 | 119.9387 | -0.14646 | -119.9761 | 119.9387
Line8_8_10 | 0 | 0 | 0 | 0 | 0 | 0 | 0 | 0 | 0 | 0 | 0 | 0 | 2.0927e-11 | 6.3558e-11 | -1.0926e-10 | 2.0973e-11 | 4.4089e-12 | -6.0873e-13 | 1.1337e-10 | -8.9305e-11 | -1.0239e-11 | -1.1287e-11 | 1.8515e-12 | -4.7484e-12 | 0 | 0 | 0 | 0 | 0 | 0 | 1.0959 | 1.1 | 1.0979 | 1.0959 | 1.1 | 1.0979 | -0.14646 | -119.9761 | 119.9387 | -0.14646 | -119.9761 | 119.9387
Line9_3_11 | 0 | 0 | 0 | 0 | 0 | 0 | 0 | 0 | 0 | 0 | 0 | 0 | 1.0617e-10 | 2.0949e-10 | -3.9697e-10 | -8.0988e-11 | -1.7689e-10 | 3.3918e-10 | 4.1763e-10 | -3.3704e-10 | -1.2667e-11 | -3.656e-10 | 2.8919e-10 | 8.3877e-12 | 0 | 0 | 0 | 0 | 0 | 0 | 1.0979 | 1.1 | 1.0993 | 1.0979 | 1.1 | 1.0993 | -0.098835 | -119.9961 | 119.9681 | -0.098835 | -119.9961 | 119.9681

## LG_min_6
name | pf_ikss_a_from_ka | pf_ikss_b_from_ka | pf_ikss_c_from_ka | pf_ikss_a_to_ka | pf_ikss_b_to_ka | pf_ikss_c_to_ka | pf_skss_a_from_mw | pf_skss_b_from_mw | pf_skss_c_from_mw | pf_skss_a_to_mw | pf_skss_b_to_mw | pf_skss_c_to_mw | pf_p_a_from_mw | pf_p_b_from_mw | pf_p_c_from_mw | pf_p_a_to_mw | pf_p_b_to_mw | pf_p_c_to_mw | pf_q_a_from_mvar | pf_q_b_from_mvar | pf_q_c_from_mvar | pf_q_a_to_mvar | pf_q_b_to_mvar | pf_q_c_to_mvar | pf_ikss_a_from_degree | pf_ikss_b_from_degree | pf_ikss_c_from_degree | pf_ikss_a_to_degree | pf_ikss_b_to_degree | pf_ikss_c_to_degree | pf_vm_a_from_pu | pf_vm_b_from_pu | pf_vm_c_from_pu | pf_vm_a_to_pu | pf_vm_b_to_pu | pf_vm_c_to_pu | pf_va_a_from_degree | pf_va_b_from_degree | pf_va_c_from_degree | pf_va_a_to_degree | pf_va_b_to_degree | pf_va_c_to_degree
Line0_1_2 | 5.3452 | 0 | 0 | 5.3452 | 0 | 0 | 1.2344 | 0 | 0 | 1.2344 | 0 | 0 | 0.45714 | 7.2648e-08 | -8.0477e-08 | -2.0983e-13 | -6.5502e-08 | 6.782e-08 | 0.47618 | -3.3888e-08 | -3.9996e-08 | 1.6085e-13 | 2.0895e-08 | 2.6656e-08 | -62.95 | 0 | 0 | 117.05 | 0 | 0 | 0.63107 | 0.95 | 0.79437 | 0.48946 | 0.95 | 0.51876 | -16.7809 | -117.292 | 114.1425 | 0 | -110.1669 | 108.9826
Line10_11_12 | 0 | 0 | 0 | 0 | 0 | 0 | 0 | 0 | 0 | 0 | 0 | 0 | 6.0908e-09 | 3.1314e-08 | -4.3062e-08 | -4.3408e-09 | -2.5816e-08 | 3.5814e-08 | 2.6016e-08 | -2.4159e-08 | -1.0564e-08 | -2.2218e-08 | 2.0274e-08 | 8.46e-09 | 0 | 0 | 0 | 0 | 0 | 0 | 0.63107 | 0.95 | 0.79437 | 0.63107 | 0.95 | 0.79437 | -16.7809 | -117.292 | 114.1425 | -16.7809 | -117.292 | 114.1425
Line11_12_13 | 0 | 0 | 0 | 0 | 0 | 0 | 0 | 0 | 0 | 0 | 0 | 0 | 5.0756e-09 | 2.6095e-08 | -3.5885e-08 | -3.3256e-09 | -2.0597e-08 | 2.8637e-08 | 2.168e-08 | -2.0133e-08 | -8.803e-09 | -1.7882e-08 | 1.6248e-08 | 6.6994e-09 | 0 | 0 | 0 | 0 | 0 | 0 | 0.63107 | 0.95 | 0.79437 | 0.63107 | 0.95 | 0.79437 | -16.7809 | -117.292 | 114.1425 | -16.7809 | -117.292 | 114.1425
Line12_13_15 | 0 | 0 | 0 | 0 | 0 | 0 | 0 | 0 | 0 | 0 | 0 | 0 | 3.0454e-09 | 1.5657e-08 | -2.1531e-08 | -1.2954e-09 | -1.0159e-08 | 1.4284e-08 | 1.3008e-08 | -1.208e-08 | -5.2818e-09 | -9.2099e-09 | 8.1948e-09 | 3.1782e-09 | 0 | 0 | 0 | 0 | 0 | 0 | 0.63107 | 0.95 | 0.79437 | 0.63107 | 0.95 | 0.79437 | -16.7809 | -117.292 | 114.1425 | -16.7809 | -117.292 | 114.1425
Line13_13_14 | 0 | 0 | 0 | 0 | 0 | 0 | 0 | 0 | 0 | 0 | 0 | 0 | 1.0151e-09 | 5.2189e-09 | -7.177e-09 | 7.3488e-10 | 2.7839e-10 | -7.0395e-11 | 4.3361e-09 | -4.0266e-09 | -1.7606e-09 | -5.3778e-10 | 1.4165e-10 | -3.4303e-10 | 0 | 0 | 0 | 0 | 0 | 0 | 0.63107 | 0.95 | 0.79437 | 0.63107 | 0.95 | 0.79437 | -16.7809 | -117.292 | 114.1425 | -16.7809 | -117.292 | 114.1425
Line14_15_16 | 0 | 0 | 0 | 0 | 0 | 0 | 0 | 0 | 0 | 0 | 0 | 0 | 2.0303e-09 | 1.0438e-08 | -1.4354e-08 | -2.8024e-10 | -4.9405e-09 | 7.1066e-09 | 8.6721e-09 | -8.0531e-09 | -3.5212e-09 | -4.8738e-09 | 4.1682e-09 | 1.4176e-09 | 0 | 0 | 0 | 0 | 0 | 0 | 0.63107 | 0.95 | 0.79437 | 0.63107 | 0.95 | 0.79437 | -16.7809 | -117.292 | 114.1425 | -16.7809 | -117.292 | 114.1425
Line15_16_17 | 0 | 0 | 0 | 0 | 0 | 0 | 0 | 0 | 0 | 0 | 0 | 0 | 1.0151e-09 | 5.2189e-09 | -7.177e-09 | 7.3489e-10 | 2.7839e-10 | -7.0396e-11 | 4.3361e-09 | -4.0266e-09 | -1.7606e-09 | -5.3778e-10 | 1.4165e-10 | -3.4303e-10 | 0 | 0 | 0 | 0 | 0 | 0 | 0.63107 | 0.95 | 0.79437 | 0.63107 | 0.95 | 0.79437 | -16.7809 | -117.292 | 114.1425 | -16.7809 | -117.292 | 114.1425
Line16_4_18 | 0 | 0 | 0 | 0 | 0 | 0 | 0 | 0 | 0 | 0 | 0 | 0 | 1.0151e-09 | 5.2189e-09 | -7.1769e-09 | 7.3489e-10 | 2.7839e-10 | -7.0395e-11 | 4.3361e-09 | -4.0266e-09 | -1.7606e-09 | -5.3778e-10 | 1.4165e-10 | -3.4303e-10 | 0 | 0 | 0 | 0 | 0 | 0 | 0.63107 | 0.95 | 0.79437 | 0.63107 | 0.95 | 0.79437 | -16.7809 | -117.292 | 114.1425 | -16.7809 | -117.292 | 114.1425
Line17_5_19 | 0 | 0 | 0 | 0 | 0 | 0 | 0 | 0 | 0 | 0 | 0 | 0 | 1.0151e-09 | 5.2189e-09 | -7.1769e-09 | 7.3489e-10 | 2.7839e-10 | -7.0395e-11 | 4.3361e-09 | -4.0266e-09 | -1.7606e-09 | -5.3778e-10 | 1.4165e-10 | -3.4303e-10 | 0 | 0 | 0 | 0 | 0 | 0 | 0.63107 | 0.95 | 0.79437 | 0.63107 | 0.95 | 0.79437 | -16.7809 | -117.292 | 114.1425 | -16.7809 | -117.292 | 114.1425
Line1_1_3 | 0 | 0 | 0 | 0 | 0 | 0 | 0 | 0 | 0 | 0 | 0 | 0 | 8.121e-09 | 4.1752e-08 | -5.7416e-08 | -6.371e-09 | -3.6254e-08 | 5.0168e-08 | 3.4689e-08 | -3.2212e-08 | -1.4085e-08 | -3.089e-08 | 2.8328e-08 | 1.1981e-08 | 0 | 0 | 0 | 0 | 0 | 0 | 0.63107 | 0.95 | 0.79437 | 0.63107 | 0.95 | 0.79437 | -16.7809 | -117.292 | 114.1425 | -16.7809 | -117.292 | 114.1425
Line2_1_4 | 0 | 0 | 0 | 0 | 0 | 0 | 0 | 0 | 0 | 0 | 0 | 0 | 2.0303e-09 | 1.0438e-08 | -1.4354e-08 | -2.8024e-10 | -4.9405e-09 | 7.1066e-09 | 8.6721e-09 | -8.0531e-09 | -3.5212e-09 | -4.8738e-09 | 4.1682e-09 | 1.4176e-09 | 0 | 0 | 0 | 0 | 0 | 0 | 0.63107 | 0.95 | 0.79437 | 0.63107 | 0.95 | 0.79437 | -16.7809 | -117.292 | 114.1425 | -16.7809 | -117.292 | 114.1425
Line3_1_5 | 0 | 0 | 0 | 0 | 0 | 0 | 0 | 0 | 0 | 0 | 0 | 0 | 2.0303e-09 | 1.0438e-08 | -1.4354e-08 | -2.8024e-10 | -4.9405e-09 | 7.1066e-09 | 8.6721e-09 | -8.0531e-09 | -3.5212e-09 | -4.8738e-09 | 4.1682e-09 | 1.4176e-09 | 0 | 0 | 0 | 0 | 0 | 0 | 0.63107 | 0.95 | 0.79437 | 0.63107 | 0.95 | 0.79437 | -16.7809 | -117.292 | 114.1425 | -16.7809 | -117.292 | 114.1425
Line4_2_6 | 0 | 0 | 0 | 0 | 0 | 0 | 0 | 0 | 0 | 0 | 0 | 0 | 1.8159e-20 | 6.5777e-08 | -6.7708e-08 | 1.169e-15 | -5.2347e-08 | 5.4279e-08 | 2.0907e-21 | -2.0391e-08 | -2.7254e-08 | 9.3468e-16 | 1.6817e-08 | 2.1205e-08 | 0 | 0 | 0 | 0 | 0 | 0 | 0.48946 | 0.95 | 0.51876 | 0.48946 | 0.95 | 0.51876 | 0 | -110.1669 | 108.9826 | 0 | -110.1669 | 108.9826
Line5_6_7 | 0 | 0 | 0 | 0 | 0 | 0 | 0 | 0 | 0 | 0 | 0 | 0 | -1.1933e-15 | 5.2621e-08 | -5.4167e-08 | 1.5566e-15 | -3.9192e-08 | 4.0737e-08 | -8.6358e-16 | -1.6313e-08 | -2.1803e-08 | 1.2742e-15 | 1.2739e-08 | 1.5754e-08 | 0 | 0 | 0 | 0 | 0 | 0 | 0.48946 | 0.95 | 0.51876 | 0.48946 | 0.95 | 0.51876 | 0 | -110.1669 | 108.9826 | 0 | -110.1669 | 108.9826
Line6_7_8 | 0 | 0 | 0 | 0 | 0 | 0 | 0 | 0 | 0 | 0 | 0 | 0 | -1.5994e-15 | 3.9466e-08 | -4.0625e-08 | 1.3533e-15 | -2.6036e-08 | 2.7195e-08 | -1.1474e-15 | -1.2235e-08 | -1.6353e-08 | 1.1666e-15 | 8.6607e-09 | 1.0304e-08 | 0 | 0 | 0 | 0 | 0 | 0 | 0.48946 | 0.95 | 0.51876 | 0.48946 | 0.95 | 0.51876 | 0 | -110.1669 | 108.9826 | 0 | -110.1669 | 108.9826
Line7_8_9 | 0 | 0 | 0 | 0 | 0 | 0 | 0 | 0 | 0 | 0 | 0 | 0 | -7.0441e-16 | 1.3155e-08 | -1.3542e-08 | -5.6497e-17 | 2.7441e-10 | 1.1192e-10 | -4.9967e-16 | -4.0782e-09 | -5.4509e-09 | 1.7701e-16 | 5.0432e-10 | -5.9814e-10 | 0 | 0 | 0 | 0 | 0 | 0 | 0.48946 | 0.95 | 0.51876 | 0.48946 | 0.95 | 0.51876 | 0 | -110.1669 | 108.9826 | 0 | -110.1669 | 108.9826
Line8_8_10 | 0 | 0 | 0 | 0 | 0 | 0 | 0 | 0 | 0 | 0 | 0 | 0 | -7.0441e-16 | 1.3155e-08 | -1.3542e-08 | -5.6497e-17 | 2.7441e-10 | 1.1192e-10 | -4.9967e-16 | -4.0782e-09 | -5.4509e-09 | 1.7701e-16 | 5.0432e-10 | -5.9814e-10 | 0 | 0 | 0 | 0 | 0 | 0 | 0.48946 | 0.95 | 0.51876 | 0.48946 | 0.95 | 0.51876 | 0 | -110.1669 | 108.9826 | 0 | -110.1669 | 108.9826
Line9_3_11 | 0 | 0 | 0 | 0 | 0 | 0 | 0 | 0 | 0 | 0 | 0 | 0 | 7.1059e-09 | 3.6533e-08 | -5.0239e-08 | -5.3559e-09 | -3.1035e-08 | 4.2991e-08 | 3.0352e-08 | -2.8186e-08 | -1.2324e-08 | -2.6554e-08 | 2.4301e-08 | 1.0221e-08 | 0 | 0 | 0 | 0 | 0 | 0 | 0.63107 | 0.95 | 0.79437 | 0.63107 | 0.95 | 0.79437 | -16.7809 | -117.292 | 114.1425 | -16.7809 | -117.292 | 114.1425

## LG_min_10
name | pf_ikss_a_from_ka | pf_ikss_b_from_ka | pf_ikss_c_from_ka | pf_ikss_a_to_ka | pf_ikss_b_to_ka | pf_ikss_c_to_ka | pf_skss_a_from_mw | pf_skss_b_from_mw | pf_skss_c_from_mw | pf_skss_a_to_mw | pf_skss_b_to_mw | pf_skss_c_to_mw | pf_p_a_from_mw | pf_p_b_from_mw | pf_p_c_from_mw | pf_p_a_to_mw | pf_p_b_to_mw | pf_p_c_to_mw | pf_q_a_from_mvar | pf_q_b_from_mvar | pf_q_c_from_mvar | pf_q_a_to_mvar | pf_q_b_to_mvar | pf_q_c_to_mvar | pf_ikss_a_from_degree | pf_ikss_b_from_degree | pf_ikss_c_from_degree | pf_ikss_a_to_degree | pf_ikss_b_to_degree | pf_ikss_c_to_degree | pf_vm_a_from_pu | pf_vm_b_from_pu | pf_vm_c_from_pu | pf_vm_a_to_pu | pf_vm_b_to_pu | pf_vm_c_to_pu | pf_va_a_from_degree | pf_va_b_from_degree | pf_va_c_from_degree | pf_va_a_to_degree | pf_va_b_to_degree | pf_va_c_to_degree
Line0_1_2 | 5.0639 | 0 | 0 | 5.0639 | 0 | 0 | 1.1694 | 0 | 0 | 1.1694 | 0 | 0 | 0.41028 | 6.5202e-08 | -7.2229e-08 | -1.8828e-13 | -5.8789e-08 | 6.0869e-08 | 0.42738 | -3.0415e-08 | -3.5897e-08 | 1.4469e-13 | 1.8754e-08 | 2.3924e-08 | -62.95 | 0 | 0 | 117.05 | 0 | 0 | 0.59785 | 0.9 | 0.75256 | 0.4637 | 0.9 | 0.49146 | -16.7809 | -117.292 | 114.1425 | 0 | -110.1669 | 108.9826
Line10_11_12 | 0 | 0 | 0 | 0 | 0 | 0 | 0 | 0 | 0 | 0 | 0 | 0 | 5.4665e-09 | 2.8104e-08 | -3.8648e-08 | -3.8959e-09 | -2.317e-08 | 3.2144e-08 | 2.335e-08 | -2.1683e-08 | -9.4809e-09 | -1.9941e-08 | 1.8196e-08 | 7.5929e-09 | 0 | 0 | 0 | 0 | 0 | 0 | 0.59785 | 0.9 | 0.75256 | 0.59785 | 0.9 | 0.75256 | -16.7809 | -117.292 | 114.1425 | -16.7809 | -117.292 | 114.1425
Line11_12_13 | 0 | 0 | 0 | 0 | 0 | 0 | 0 | 0 | 0 | 0 | 0 | 0 | 4.5554e-09 | 2.342e-08 | -3.2207e-08 | -2.9848e-09 | -1.8486e-08 | 2.5702e-08 | 1.9458e-08 | -1.8069e-08 | -7.9008e-09 | -1.6049e-08 | 1.4583e-08 | 6.0128e-09 | 0 | 0 | 0 | 0 | 0 | 0 | 0.59785 | 0.9 | 0.75256 | 0.59785 | 0.9 | 0.75256 | -16.7809 | -117.292 | 114.1425 | -16.7809 | -117.292 | 114.1425
Line12_13_15 | 0 | 0 | 0 | 0 | 0 | 0 | 0 | 0 | 0 | 0 | 0 | 0 | 2.7333e-09 | 1.4052e-08 | -1.9324e-08 | -1.1626e-09 | -9.1182e-09 | 1.282e-08 | 1.1675e-08 | -1.0842e-08 | -4.7405e-09 | -8.266e-09 | 7.3549e-09 | 2.8524e-09 | 0 | 0 | 0 | 0 | 0 | 0 | 0.59785 | 0.9 | 0.75256 | 0.59785 | 0.9 | 0.75256 | -16.7809 | -117.292 | 114.1425 | -16.7809 | -117.292 | 114.1425
Line13_13_14 | 0 | 0 | 0 | 0 | 0 | 0 | 0 | 0 | 0 | 0 | 0 | 0 | 9.1108e-10 | 4.684e-09 | -6.4414e-09 | 6.5956e-10 | 2.4986e-10 | -6.318e-11 | 3.8916e-09 | -3.6139e-09 | -1.5802e-09 | -4.8266e-10 | 1.2714e-10 | -3.0787e-10 | 0 | 0 | 0 | 0 | 0 | 0 | 0.59785 | 0.9 | 0.75256 | 0.59785 | 0.9 | 0.75256 | -16.7809 | -117.292 | 114.1425 | -16.7809 | -117.292 | 114.1425
Line14_15_16 | 0 | 0 | 0 | 0 | 0 | 0 | 0 | 0 | 0 | 0 | 0 | 0 | 1.8222e-09 | 9.3681e-09 | -1.2883e-08 | -2.5152e-10 | -4.4342e-09 | 6.3782e-09 | 7.7833e-09 | -7.2277e-09 | -3.1603e-09 | -4.3743e-09 | 3.741e-09 | 1.2723e-09 | 0 | 0 | 0 | 0 | 0 | 0 | 0.59785 | 0.9 | 0.75256 | 0.59785 | 0.9 | 0.75256 | -16.7809 | -117.292 | 114.1425 | -16.7809 | -117.292 | 114.1425
Line15_16_17 | 0 | 0 | 0 | 0 | 0 | 0 | 0 | 0 | 0 | 0 | 0 | 0 | 9.1108e-10 | 4.684e-09 | -6.4414e-09 | 6.5956e-10 | 2.4986e-10 | -6.318e-11 | 3.8916e-09 | -3.6139e-09 | -1.5802e-09 | -4.8266e-10 | 1.2714e-10 | -3.0787e-10 | 0 | 0 | 0 | 0 | 0 | 0 | 0.59785 | 0.9 | 0.75256 | 0.59785 | 0.9 | 0.75256 | -16.7809 | -117.292 | 114.1425 | -16.7809 | -117.292 | 114.1425
Line16_4_18 | 0 | 0 | 0 | 0 | 0 | 0 | 0 | 0 | 0 | 0 | 0 | 0 | 9.1108e-10 | 4.684e-09 | -6.4414e-09 | 6.5956e-10 | 2.4986e-10 | -6.318e-11 | 3.8916e-09 | -3.6139e-09 | -1.5802e-09 | -4.8266e-10 | 1.2714e-10 | -3.0787e-10 | 0 | 0 | 0 | 0 | 0 | 0 | 0.59785 | 0.9 | 0.75256 | 0.59785 | 0.9 | 0.75256 | -16.7809 | -117.292 | 114.1425 | -16.7809 | -117.292 | 114.1425
Line17_5_19 | 0 | 0 | 0 | 0 | 0 | 0 | 0 | 0 | 0 | 0 | 0 | 0 | 9.1108e-10 | 4.684e-09 | -6.4414e-09 | 6.5956e-10 | 2.4986e-10 | -6.318e-11 | 3.8916e-09 | -3.6139e-09 | -1.5802e-09 | -4.8266e-10 | 1.2714e-10 | -3.0787e-10 | 0 | 0 | 0 | 0 | 0 | 0 | 0.59785 | 0.9 | 0.75256 | 0.59785 | 0.9 | 0.75256 | -16.7809 | -117.292 | 114.1425 | -16.7809 | -117.292 | 114.1425
Line1_1_3 | 0 | 0 | 0 | 0 | 0 | 0 | 0 | 0 | 0 | 0 | 0 | 0 | 7.2887e-09 | 3.7472e-08 | -5.1531e-08 | -5.718e-09 | -3.2538e-08 | 4.5026e-08 | 3.1133e-08 | -2.8911e-08 | -1.2641e-08 | -2.7724e-08 | 2.5424e-08 | 1.0753e-08 | 0 | 0 | 0 | 0 | 0 | 0 | 0.59785 | 0.9 | 0.75256 | 0.59785 | 0.9 | 0.75256 | -16.7809 | -117.292 | 114.1425 | -16.7809 | -117.292 | 114.1425
Line2_1_4 | 0 | 0 | 0 | 0 | 0 | 0 | 0 | 0 | 0 | 0 | 0 | 0 | 1.8222e-09 | 9.3681e-09 | -1.2883e-08 | -2.5152e-10 | -4.4342e-09 | 6.3782e-09 | 7.7833e-09 | -7.2277e-09 | -3.1603e-09 | -4.3743e-09 | 3.741e-09 | 1.2723e-09 | 0 | 0 | 0 | 0 | 0 | 0 | 0.59785 | 0.9 | 0.75256 | 0.59785 | 0.9 | 0.75256 | -16.7809 | -117.292 | 114.1425 | -16.7809 | -117.292 | 114.1425
Line3_1_5 | 0 | 0 | 0 | 0 | 0 | 0 | 0 | 0 | 0 | 0 | 0 | 0 | 1.8222e-09 | 9.3681e-09 | -1.2883e-08 | -2.5152e-10 | -4.4342e-09 | 6.3782e-09 | 7.7833e-09 | -7.2277e-09 | -3.1603e-09 | -4.3743e-09 | 3.741e-09 | 1.2723e-09 | 0 | 0 | 0 | 0 | 0 | 0 | 0.59785 | 0.9 | 0.75256 | 0.59785 | 0.9 | 0.75256 | -16.7809 | -117.292 | 114.1425 | -16.7809 | -117.292 | 114.1425
Line4_2_6 | 0 | 0 | 0 | 0 | 0 | 0 | 0 | 0 | 0 | 0 | 0 | 0 | 1.6311e-20 | 5.9035e-08 | -6.0769e-08 | 1.0492e-15 | -4.6982e-08 | 4.8715e-08 | 1.8583e-21 | -1.8301e-08 | -2.4461e-08 | 8.3888e-16 | 1.5093e-08 | 1.9032e-08 | 0 | 0 | 0 | 0 | 0 | 0 | 0.4637 | 0.9 | 0.49146 | 0.4637 | 0.9 | 0.49146 | 0 | -110.1669 | 108.9826 | 0 | -110.1669 | 108.9826
Line5_6_7 | 0 | 0 | 0 | 0 | 0 | 0 | 0 | 0 | 0 | 0 | 0 | 0 | -1.071e-15 | 4.7228e-08 | -4.8615e-08 | 1.397e-15 | -3.5175e-08 | 3.6562e-08 | -7.7507e-16 | -1.4641e-08 | -1.9569e-08 | 1.1436e-15 | 1.1433e-08 | 1.414e-08 | 0 | 0 | 0 | 0 | 0 | 0 | 0.4637 | 0.9 | 0.49146 | 0.4637 | 0.9 | 0.49146 | 0 | -110.1669 | 108.9826 | 0 | -110.1669 | 108.9826
Line6_7_8 | 0 | 0 | 0 | 0 | 0 | 0 | 0 | 0 | 0 | 0 | 0 | 0 | -1.4355e-15 | 3.5421e-08 | -3.6461e-08 | 1.2146e-15 | -2.3368e-08 | 2.4408e-08 | -1.0298e-15 | -1.0981e-08 | -1.4677e-08 | 1.047e-15 | 7.773e-09 | 9.2475e-09 | 0 | 0 | 0 | 0 | 0 | 0 | 0.4637 | 0.9 | 0.49146 | 0.4637 | 0.9 | 0.49146 | 0 | -110.1669 | 108.9826 | 0 | -110.1669 | 108.9826
Line7_8_9 | 0 | 0 | 0 | 0 | 0 | 0 | 0 | 0 | 0 | 0 | 0 | 0 | -6.3221e-16 | 1.1807e-08 | -1.2154e-08 | -5.0707e-17 | 2.4629e-10 | 1.0044e-10 | -4.4846e-16 | -3.6602e-09 | -4.8922e-09 | 1.5887e-16 | 4.5263e-10 | -5.3683e-10 | 0 | 0 | 0 | 0 | 0 | 0 | 0.4637 | 0.9 | 0.49146 | 0.4637 | 0.9 | 0.49146 | 0 | -110.1669 | 108.9826 | 0 | -110.1669 | 108.9826
Line8_8_10 | 0 | 0 | 0 | 0 | 0 | 0 | 0 | 0 | 0 | 0 | 0 | 0 | -6.3221e-16 | 1.1807e-08 | -1.2154e-08 | -5.0706e-17 | 2.4629e-10 | 1.0045e-10 | -4.4846e-16 | -3.6602e-09 | -4.8922e-09 | 1.5887e-16 | 4.5263e-10 | -5.3683e-10 | 0 | 0 | 0 | 0 | 0 | 0 | 0.4637 | 0.9 | 0.49146 | 0.4637 | 0.9 | 0.49146 | 0 | -110.1669 | 108.9826 | 0 | -110.1669 | 108.9826
Line9_3_11 | 0 | 0 | 0 | 0 | 0 | 0 | 0 | 0 | 0 | 0 | 0 | 0 | 6.3776e-09 | 3.2788e-08 | -4.509e-08 | -4.8069e-09 | -2.7854e-08 | 3.8585e-08 | 2.7242e-08 | -2.5297e-08 | -1.1061e-08 | -2.3833e-08 | 2.181e-08 | 9.1731e-09 | 0 | 0 | 0 | 0 | 0 | 0 | 0.59785 | 0.9 | 0.75256 | 0.59785 | 0.9 | 0.75256 | -16.7809 | -117.292 | 114.1425 | -16.7809 | -117.292 | 114.1425

## LG_min_fault_6
name | pf_ikss_a_from_ka | pf_ikss_b_from_ka | pf_ikss_c_from_ka | pf_ikss_a_to_ka | pf_ikss_b_to_ka | pf_ikss_c_to_ka | pf_skss_a_from_mw | pf_skss_b_from_mw | pf_skss_c_from_mw | pf_skss_a_to_mw | pf_skss_b_to_mw | pf_skss_c_to_mw | pf_p_a_from_mw | pf_p_b_from_mw | pf_p_c_from_mw | pf_p_a_to_mw | pf_p_b_to_mw | pf_p_c_to_mw | pf_q_a_from_mvar | pf_q_b_from_mvar | pf_q_c_from_mvar | pf_q_a_to_mvar | pf_q_b_to_mvar | pf_q_c_to_mvar | pf_ikss_a_from_degree | pf_ikss_b_from_degree | pf_ikss_c_from_degree | pf_ikss_a_to_degree | pf_ikss_b_to_degree | pf_ikss_c_to_degree | pf_vm_a_from_pu | pf_vm_b_from_pu | pf_vm_c_from_pu | pf_vm_a_to_pu | pf_vm_b_to_pu | pf_vm_c_to_pu | pf_va_a_from_degree | pf_va_b_from_degree | pf_va_c_from_degree | pf_va_a_to_degree | pf_va_b_to_degree | pf_va_c_to_degree
Line0_1_2 | 0.030856 | 0 | 0 | 0.030856 | 0 | 0 | 0.007126 | 0 | 0 | 0.007126 | 0 | 0 | 0.0047758 | 3.574e-10 | -4.9482e-10 | -0.0047606 | -3.1234e-10 | 4.3045e-10 | 0.0047765 | -3.6445e-10 | -1.2709e-10 | -0.0047606 | 3.1605e-10 | 1.1182e-10 | -45.1019 | 0 | 0 | 134.8981 | 0 | 0 | 0.94816 | 0.95 | 0.94937 | 0.94629 | 0.95 | 0.94754 | -0.098127 | -119.9961 | 119.9684 | -0.10193 | -119.9642 | 119.9358
Line10_11_12 | 0 | 0 | 0 | 0 | 0 | 0 | 0 | 0 | 0 | 0 | 0 | 0 | 6.7726e-11 | 1.327e-10 | -2.5193e-10 | -4.9032e-11 | -1.086e-10 | 2.0915e-10 | 2.6489e-10 | -2.1405e-10 | -7.7464e-12 | -2.264e-10 | 1.7859e-10 | 4.6314e-12 | 0 | 0 | 0 | 0 | 0 | 0 | 0.94816 | 0.95 | 0.94937 | 0.94816 | 0.95 | 0.94937 | -0.098127 | -119.9961 | 119.9684 | -0.098127 | -119.9961 | 119.9684
Line11_12_13 | 0 | 0 | 0 | 0 | 0 | 0 | 0 | 0 | 0 | 0 | 0 | 0 | 5.6438e-11 | 1.1058e-10 | -2.0995e-10 | -3.7744e-11 | -8.6488e-11 | 1.6716e-10 | 2.2074e-10 | -1.7837e-10 | -6.4553e-12 | -1.8225e-10 | 1.4292e-10 | 3.3404e-12 | 0 | 0 | 0 | 0 | 0 | 0 | 0.94816 | 0.95 | 0.94937 | 0.94816 | 0.95 | 0.94937 | -0.098127 | -119.9961 | 119.9684 | -0.098127 | -119.9961 | 119.9684
Line12_13_15 | 0 | 0 | 0 | 0 | 0 | 0 | 0 | 0 | 0 | 0 | 0 | 0 | 3.3863e-11 | 6.6349e-11 | -1.2597e-10 | -1.5169e-11 | -4.2256e-11 | 8.3181e-11 | 1.3245e-10 | -1.0702e-10 | -3.8732e-12 | -9.3953e-11 | 7.1571e-11 | 7.5823e-13 | 0 | 0 | 0 | 0 | 0 | 0 | 0.94816 | 0.95 | 0.94937 | 0.94816 | 0.95 | 0.94937 | -0.098127 | -119.9961 | 119.9684 | -0.098127 | -119.9961 | 119.9684
Line13_13_14 | 0 | 0 | 0 | 0 | 0 | 0 | 0 | 0 | 0 | 0 | 0 | 0 | 1.1288e-11 | 2.2116e-11 | -4.1989e-11 | 7.4063e-12 | 1.9765e-12 | -7.9758e-13 | 4.4149e-11 | -3.5675e-11 | -1.2911e-12 | -5.6547e-12 | 2.2227e-13 | -1.8239e-12 | 0 | 0 | 0 | 0 | 0 | 0 | 0.94816 | 0.95 | 0.94937 | 0.94816 | 0.95 | 0.94937 | -0.098127 | -119.9961 | 119.9684 | -0.098127 | -119.9961 | 119.9684
Line14_15_16 | 0 | 0 | 0 | 0 | 0 | 0 | 0 | 0 | 0 | 0 | 0 | 0 | 2.2575e-11 | 4.4232e-11 | -8.3978e-11 | -3.8813e-12 | -2.014e-11 | 4.1192e-11 | 8.8298e-11 | -7.1349e-11 | -2.5821e-12 | -4.9804e-11 | 3.5897e-11 | -5.3284e-13 | 0 | 0 | 0 | 0 | 0 | 0 | 0.94816 | 0.95 | 0.94937 | 0.94816 | 0.95 | 0.94937 | -0.098127 | -119.9961 | 119.9684 | -0.098127 | -119.9961 | 119.9684
Line15_16_17 | 0 | 0 | 0 | 0 | 0 | 0 | 0 | 0 | 0 | 0 | 0 | 0 | 1.1288e-11 | 2.2116e-11 | -4.1989e-11 | 7.4063e-12 | 1.9765e-12 | -7.9758e-13 | 4.4149e-11 | -3.5675e-11 | -1.2911e-12 | -5.6547e-12 | 2.2227e-13 | -1.8239e-12 | 0 | 0 | 0 | 0 | 0 | 0 | 0.94816 | 0.95 | 0.94937 | 0.94816 | 0.95 | 0.94937 | -0.098127 | -119.9961 | 119.9684 | -0.098127 | -119.9961 | 119.9684
Line16_4_18 | 0 | 0 | 0 | 0 | 0 | 0 | 0 | 0 | 0 | 0 | 0 | 0 | 1.1288e-11 | 2.2116e-11 | -4.1989e-11 | 7.4063e-12 | 1.9765e-12 | -7.9758e-13 | 4.4149e-11 | -3.5675e-11 | -1.2911e-12 | -5.6547e-12 | 2.2227e-13 | -1.8239e-12 | 0 | 0 | 0 | 0 | 0 | 0 | 0.94816 | 0.95 | 0.94937 | 0.94816 | 0.95 | 0.94937 | -0.098127 | -119.9961 | 119.9684 | -0.098127 | -119.9961 | 119.9684
Line17_5_19 | 0 | 0 | 0 | 0 | 0 | 0 | 0 | 0 | 0 | 0 | 0 | 0 | 1.1288e-11 | 2.2116e-11 | -4.1989e-11 | 7.4063e-12 | 1.9765e-12 | -7.9758e-13 | 4.4149e-11 | -3.5675e-11 | -1.2911e-12 | -5.6547e-12 | 2.2227e-13 | -1.8239e-12 | 0 | 0 | 0 | 0 | 0 | 0 | 0.94816 | 0.95 | 0.94937 | 0.94816 | 0.95 | 0.94937 | -0.098127 | -119.9961 | 119.9684 | -0.098127 | -119.9961 | 119.9684
Line1_1_3 | 0 | 0 | 0 | 0 | 0 | 0 | 0 | 0 | 0 | 0 | 0 | 0 | 9.0301e-11 | 1.7693e-10 | -3.3591e-10 | -7.1607e-11 | -1.5284e-10 | 2.9313e-10 | 3.5319e-10 | -2.854e-10 | -1.0329e-11 | -3.147e-10 | 2.4994e-10 | 7.2136e-12 | 0 | 0 | 0 | 0 | 0 | 0 | 0.94816 | 0.95 | 0.94937 | 0.94816 | 0.95 | 0.94937 | -0.098127 | -119.9961 | 119.9684 | -0.098127 | -119.9961 | 119.9684
Line2_1_4 | 0 | 0 | 0 | 0 | 0 | 0 | 0 | 0 | 0 | 0 | 0 | 0 | 2.2575e-11 | 4.4232e-11 | -8.3978e-11 | -3.8813e-12 | -2.014e-11 | 4.1192e-11 | 8.8298e-11 | -7.1349e-11 | -2.5821e-12 | -4.9804e-11 | 3.5897e-11 | -5.3286e-13 | 0 | 0 | 0 | 0 | 0 | 0 | 0.94816 | 0.95 | 0.94937 | 0.94816 | 0.95 | 0.94937 | -0.098127 | -119.9961 | 119.9684 | -0.098127 | -119.9961 | 119.9684
Line3_1_5 | 0 | 0 | 0 | 0 | 0 | 0 | 0 | 0 | 0 | 0 | 0 | 0 | 2.2575e-11 | 4.4232e-11 | -8.3978e-11 | -3.8813e-12 | -2.014e-11 | 4.1192e-11 | 8.8298e-11 | -7.1349e-11 | -2.5821e-12 | -4.9804e-11 | 3.5897e-11 | -5.3286e-13 | 0 | 0 | 0 | 0 | 0 | 0 | 0.94816 | 0.95 | 0.94937 | 0.94816 | 0.95 | 0.94937 | -0.098127 | -119.9961 | 119.9684 | -0.098127 | -119.9961 | 119.9684
Line4_2_6 | 0 | 0 | 0 | 0 | 0 | 0 | 0 | 0 | 0 | 0 | 0 | 0 | 7.7968e-12 | 3.1543e-10 | -4.3021e-10 | 1.1836e-11 | -2.4926e-10 | 3.4441e-10 | 4.6539e-10 | -3.1399e-10 | -1.1552e-10 | -3.7817e-10 | 2.5325e-10 | 8.8713e-11 | 0 | 0 | 0 | 0 | 0 | 0 | 0.94629 | 0.95 | 0.94754 | 0.94629 | 0.95 | 0.94754 | -0.10193 | -119.9642 | 119.9358 | -0.10193 | -119.9642 | 119.9358
Line5_6_7 | 0 | 0 | 0 | 0 | 0 | 0 | 0 | 0 | 0 | 0 | 0 | 0 | 6.2375e-12 | 2.5234e-10 | -3.4417e-10 | 1.3395e-11 | -1.8617e-10 | 2.5836e-10 | 3.7231e-10 | -2.5119e-10 | -9.2419e-11 | -2.8509e-10 | 1.9046e-10 | 6.5608e-11 | 0 | 0 | 0 | 0 | 0 | 0 | 0.94629 | 0.95 | 0.94754 | 0.94629 | 0.95 | 0.94754 | -0.10193 | -119.9642 | 119.9358 | -0.10193 | -119.9642 | 119.9358
Line6_7_8 | 0 | 0 | 0 | 0 | 0 | 0 | 0 | 0 | 0 | 0 | 0 | 0 | 4.6781e-12 | 1.8926e-10 | -2.5812e-10 | 1.4955e-11 | -1.2309e-10 | 1.7232e-10 | 2.7924e-10 | -1.8839e-10 | -6.9314e-11 | -1.9201e-10 | 1.2766e-10 | 4.2504e-11 | 0 | 0 | 0 | 0 | 0 | 0 | 0.94629 | 0.95 | 0.94754 | 0.94629 | 0.95 | 0.94754 | -0.10193 | -119.9642 | 119.9358 | -0.10193 | -119.9642 | 119.9358
Line7_8_9 | 0 | 0 | 0 | 0 | 0 | 0 | 0 | 0 | 0 | 0 | 0 | 0 | 1.5594e-12 | 6.3086e-11 | -8.6042e-11 | 1.8073e-11 | 3.0834e-12 | 2.3986e-13 | 9.3078e-11 | -6.2798e-11 | -2.3105e-11 | -5.855e-12 | 2.0644e-12 | -3.7061e-12 | 0 | 0 | 0 | 0 | 0 | 0 | 0.94629 | 0.95 | 0.94754 | 0.94629 | 0.95 | 0.94754 | -0.10193 | -119.9642 | 119.9358 | -0.10193 | -119.9642 | 119.9358
Line8_8_10 | 0 | 0 | 0 | 0 | 0 | 0 | 0 | 0 | 0 | 0 | 0 | 0 | 1.5594e-12 | 6.3086e-11 | -8.6042e-11 | 1.8073e-11 | 3.0834e-12 | 2.3986e-13 | 9.3078e-11 | -6.2798e-11 | -2.3105e-11 | -5.855e-12 | 2.0644e-12 | -3.7061e-12 | 0 | 0 | 0 | 0 | 0 | 0 | 0.94629 | 0.95 | 0.94754 | 0.94629 | 0.95 | 0.94754 | -0.10193 | -119.9642 | 119.9358 | -0.10193 | -119.9642 | 119.9358
Line9_3_11 | 0 | 0 | 0 | 0 | 0 | 0 | 0 | 0 | 0 | 0 | 0 | 0 | 7.9014e-11 | 1.5481e-10 | -2.9392e-10 | -6.032e-11 | -1.3072e-10 | 2.5114e-10 | 3.0904e-10 | -2.4972e-10 | -9.0375e-12 | -2.7055e-10 | 2.1427e-10 | 5.9225e-12 | 0 | 0 | 0 | 0 | 0 | 0 | 0.94816 | 0.95 | 0.94937 | 0.94816 | 0.95 | 0.94937 | -0.098127 | -119.9961 | 119.9684 | -0.098127 | -119.9961 | 119.9684

## LG_min_fault_10
name | pf_ikss_a_from_ka | pf_ikss_b_from_ka | pf_ikss_c_from_ka | pf_ikss_a_to_ka | pf_ikss_b_to_ka | pf_ikss_c_to_ka | pf_skss_a_from_mw | pf_skss_b_from_mw | pf_skss_c_from_mw | pf_skss_a_to_mw | pf_skss_b_to_mw | pf_skss_c_to_mw | pf_p_a_from_mw | pf_p_b_from_mw | pf_p_c_from_mw | pf_p_a_to_mw | pf_p_b_to_mw | pf_p_c_to_mw | pf_q_a_from_mvar | pf_q_b_from_mvar | pf_q_c_from_mvar | pf_q_a_to_mvar | pf_q_b_to_mvar | pf_q_c_to_mvar | pf_ikss_a_from_degree | pf_ikss_b_from_degree | pf_ikss_c_from_degree | pf_ikss_a_to_degree | pf_ikss_b_to_degree | pf_ikss_c_to_degree | pf_vm_a_from_pu | pf_vm_b_from_pu | pf_vm_c_from_pu | pf_vm_a_to_pu | pf_vm_b_to_pu | pf_vm_c_to_pu | pf_va_a_from_degree | pf_va_b_from_degree | pf_va_c_from_degree | pf_va_a_to_degree | pf_va_b_to_degree | pf_va_c_to_degree
Line0_1_2 | 0.029232 | 0 | 0 | 0.029232 | 0 | 0 | 0.0067509 | 0 | 0 | 0.0067509 | 0 | 0 | 0.0042863 | 3.2077e-10 | -4.441e-10 | -0.0042727 | -2.8033e-10 | 3.8633e-10 | 0.0042869 | -3.271e-10 | -1.1406e-10 | -0.0042727 | 2.8366e-10 | 1.0036e-10 | -45.1019 | 0 | 0 | 134.8981 | 0 | 0 | 0.89826 | 0.9 | 0.8994 | 0.89649 | 0.9 | 0.89767 | -0.098127 | -119.9961 | 119.9684 | -0.10193 | -119.9642 | 119.9358
Line10_11_12 | 0 | 0 | 0 | 0 | 0 | 0 | 0 | 0 | 0 | 0 | 0 | 0 | 6.0784e-11 | 1.191e-10 | -2.2611e-10 | -4.4006e-11 | -9.7473e-11 | 1.8771e-10 | 2.3774e-10 | -1.9211e-10 | -6.9525e-12 | -2.032e-10 | 1.6029e-10 | 4.1567e-12 | 0 | 0 | 0 | 0 | 0 | 0 | 0.89826 | 0.9 | 0.8994 | 0.89826 | 0.9 | 0.8994 | -0.098127 | -119.9961 | 119.9684 | -0.098127 | -119.9961 | 119.9684
Line11_12_13 | 0 | 0 | 0 | 0 | 0 | 0 | 0 | 0 | 0 | 0 | 0 | 0 | 5.0654e-11 | 9.9247e-11 | -1.8843e-10 | -3.3876e-11 | -7.7624e-11 | 1.5003e-10 | 1.9812e-10 | -1.6009e-10 | -5.7937e-12 | -1.6357e-10 | 1.2827e-10 | 2.998e-12 | 0 | 0 | 0 | 0 | 0 | 0 | 0.89826 | 0.9 | 0.8994 | 0.89826 | 0.9 | 0.8994 | -0.098127 | -119.9961 | 119.9684 | -0.098127 | -119.9961 | 119.9684
Line12_13_15 | 0 | 0 | 0 | 0 | 0 | 0 | 0 | 0 | 0 | 0 | 0 | 0 | 3.0392e-11 | 5.9548e-11 | -1.1306e-10 | -1.3614e-11 | -3.7925e-11 | 7.4655e-11 | 1.1887e-10 | -9.6054e-11 | -3.4762e-12 | -8.4323e-11 | 6.4236e-11 | 6.8052e-13 | 0 | 0 | 0 | 0 | 0 | 0 | 0.89826 | 0.9 | 0.8994 | 0.89826 | 0.9 | 0.8994 | -0.098127 | -119.9961 | 119.9684 | -0.098127 | -119.9961 | 119.9684
Line13_13_14 | 0 | 0 | 0 | 0 | 0 | 0 | 0 | 0 | 0 | 0 | 0 | 0 | 1.0131e-11 | 1.9849e-11 | -3.7686e-11 | 6.6472e-12 | 1.774e-12 | -7.1583e-13 | 3.9624e-11 | -3.2018e-11 | -1.1587e-12 | -5.0751e-12 | 1.9949e-13 | -1.637e-12 | 0 | 0 | 0 | 0 | 0 | 0 | 0.89826 | 0.9 | 0.8994 | 0.89826 | 0.9 | 0.8994 | -0.098127 | -119.9961 | 119.9684 | -0.098127 | -119.9961 | 119.9684
Line14_15_16 | 0 | 0 | 0 | 0 | 0 | 0 | 0 | 0 | 0 | 0 | 0 | 0 | 2.0261e-11 | 3.9699e-11 | -7.5371e-11 | -3.4835e-12 | -1.8075e-11 | 3.697e-11 | 7.9248e-11 | -6.4036e-11 | -2.3175e-12 | -4.4699e-11 | 3.2218e-11 | -4.7822e-13 | 0 | 0 | 0 | 0 | 0 | 0 | 0.89826 | 0.9 | 0.8994 | 0.89826 | 0.9 | 0.8994 | -0.098127 | -119.9961 | 119.9684 | -0.098127 | -119.9961 | 119.9684
Line15_16_17 | 0 | 0 | 0 | 0 | 0 | 0 | 0 | 0 | 0 | 0 | 0 | 0 | 1.0131e-11 | 1.9849e-11 | -3.7686e-11 | 6.6472e-12 | 1.774e-12 | -7.1583e-13 | 3.9624e-11 | -3.2018e-11 | -1.1587e-12 | -5.0751e-12 | 1.9949e-13 | -1.637e-12 | 0 | 0 | 0 | 0 | 0 | 0 | 0.89826 | 0.9 | 0.8994 | 0.89826 | 0.9 | 0.8994 | -0.098127 | -119.9961 | 119.9684 | -0.098127 | -119.9961 | 119.9684
Line16_4_18 | 0 | 0 | 0 | 0 | 0 | 0 | 0 | 0 | 0 | 0 | 0 | 0 | 1.0131e-11 | 1.9849e-11 | -3.7686e-11 | 6.6472e-12 | 1.774e-12 | -7.1583e-13 | 3.9624e-11 | -3.2018e-11 | -1.1587e-12 | -5.0751e-12 | 1.9949e-13 | -1.637e-12 | 0 | 0 | 0 | 0 | 0 | 0 | 0.89826 | 0.9 | 0.8994 | 0.89826 | 0.9 | 0.8994 | -0.098127 | -119.9961 | 119.9684 | -0.098127 | -119.9961 | 119.9684
Line17_5_19 | 0 | 0 | 0 | 0 | 0 | 0 | 0 | 0 | 0 | 0 | 0 | 0 | 1.0131e-11 | 1.9849e-11 | -3.7686e-11 | 6.6472e-12 | 1.774e-12 | -7.1583e-13 | 3.9624e-11 | -3.2018e-11 | -1.1587e-12 | -5.0751e-12 | 1.9949e-13 | -1.637e-12 | 0 | 0 | 0 | 0 | 0 | 0 | 0.89826 | 0.9 | 0.8994 | 0.89826 | 0.9 | 0.8994 | -0.098127 | -119.9961 | 119.9684 | -0.098127 | -119.9961 | 119.9684
Line1_1_3 | 0 | 0 | 0 | 0 | 0 | 0 | 0 | 0 | 0 | 0 | 0 | 0 | 8.1046e-11 | 1.588e-10 | -3.0148e-10 | -6.4268e-11 | -1.3717e-10 | 2.6308e-10 | 3.1699e-10 | -2.5615e-10 | -9.2699e-12 | -2.8244e-10 | 2.2433e-10 | 6.4742e-12 | 0 | 0 | 0 | 0 | 0 | 0 | 0.89826 | 0.9 | 0.8994 | 0.89826 | 0.9 | 0.8994 | -0.098127 | -119.9961 | 119.9684 | -0.098127 | -119.9961 | 119.9684
Line2_1_4 | 0 | 0 | 0 | 0 | 0 | 0 | 0 | 0 | 0 | 0 | 0 | 0 | 2.0261e-11 | 3.9699e-11 | -7.5371e-11 | -3.4835e-12 | -1.8075e-11 | 3.697e-11 | 7.9248e-11 | -6.4036e-11 | -2.3175e-12 | -4.4699e-11 | 3.2218e-11 | -4.7824e-13 | 0 | 0 | 0 | 0 | 0 | 0 | 0.89826 | 0.9 | 0.8994 | 0.89826 | 0.9 | 0.8994 | -0.098127 | -119.9961 | 119.9684 | -0.098127 | -119.9961 | 119.9684
Line3_1_5 | 0 | 0 | 0 | 0 | 0 | 0 | 0 | 0 | 0 | 0 | 0 | 0 | 2.0261e-11 | 3.9699e-11 | -7.5371e-11 | -3.4835e-12 | -1.8075e-11 | 3.697e-11 | 7.9248e-11 | -6.4036e-11 | -2.3175e-12 | -4.4699e-11 | 3.2218e-11 | -4.7824e-13 | 0 | 0 | 0 | 0 | 0 | 0 | 0.89826 | 0.9 | 0.8994 | 0.89826 | 0.9 | 0.8994 | -0.098127 | -119.9961 | 119.9684 | -0.098127 | -119.9961 | 119.9684
Line4_2_6 | 0 | 0 | 0 | 0 | 0 | 0 | 0 | 0 | 0 | 0 | 0 | 0 | 6.9977e-12 | 2.831e-10 | -3.8611e-10 | 1.0623e-11 | -2.2371e-10 | 3.0911e-10 | 4.1769e-10 | -2.8181e-10 | -1.0368e-10 | -3.3941e-10 | 2.273e-10 | 7.9621e-11 | 0 | 0 | 0 | 0 | 0 | 0 | 0.89649 | 0.9 | 0.89767 | 0.89649 | 0.9 | 0.89767 | -0.10193 | -119.9642 | 119.9358 | -0.10193 | -119.9642 | 119.9358
Line5_6_7 | 0 | 0 | 0 | 0 | 0 | 0 | 0 | 0 | 0 | 0 | 0 | 0 | 5.5982e-12 | 2.2648e-10 | -3.0889e-10 | 1.2022e-11 | -1.6709e-10 | 2.3188e-10 | 3.3415e-10 | -2.2545e-10 | -8.2947e-11 | -2.5587e-10 | 1.7094e-10 | 5.8884e-11 | 0 | 0 | 0 | 0 | 0 | 0 | 0.89649 | 0.9 | 0.89767 | 0.89649 | 0.9 | 0.89767 | -0.10193 | -119.9642 | 119.9358 | -0.10193 | -119.9642 | 119.9358
Line6_7_8 | 0 | 0 | 0 | 0 | 0 | 0 | 0 | 0 | 0 | 0 | 0 | 0 | 4.1986e-12 | 1.6986e-10 | -2.3167e-10 | 1.3422e-11 | -1.1047e-10 | 1.5466e-10 | 2.5062e-10 | -1.6908e-10 | -6.221e-11 | -1.7233e-10 | 1.1458e-10 | 3.8147e-11 | 0 | 0 | 0 | 0 | 0 | 0 | 0.89649 | 0.9 | 0.89767 | 0.89649 | 0.9 | 0.89767 | -0.10193 | -119.9642 | 119.9358 | -0.10193 | -119.9642 | 119.9358
Line7_8_9 | 0 | 0 | 0 | 0 | 0 | 0 | 0 | 0 | 0 | 0 | 0 | 0 | 1.3995e-12 | 5.662e-11 | -7.7223e-11 | 1.6221e-11 | 2.7673e-12 | 2.1527e-13 | 8.3539e-11 | -5.6361e-11 | -2.0737e-11 | -5.2549e-12 | 1.8528e-12 | -3.3262e-12 | 0 | 0 | 0 | 0 | 0 | 0 | 0.89649 | 0.9 | 0.89767 | 0.89649 | 0.9 | 0.89767 | -0.10193 | -119.9642 | 119.9358 | -0.10193 | -119.9642 | 119.9358
Line8_8_10 | 0 | 0 | 0 | 0 | 0 | 0 | 0 | 0 | 0 | 0 | 0 | 0 | 1.3995e-12 | 5.662e-11 | -7.7223e-11 | 1.6221e-11 | 2.7673e-12 | 2.1527e-13 | 8.3539e-11 | -5.6361e-11 | -2.0737e-11 | -5.2549e-12 | 1.8528e-12 | -3.3262e-12 | 0 | 0 | 0 | 0 | 0 | 0 | 0.89649 | 0.9 | 0.89767 | 0.89649 | 0.9 | 0.89767 | -0.10193 | -119.9642 | 119.9358 | -0.10193 | -119.9642 | 119.9358
Line9_3_11 | 0 | 0 | 0 | 0 | 0 | 0 | 0 | 0 | 0 | 0 | 0 | 0 | 7.0915e-11 | 1.3895e-10 | -2.638e-10 | -5.4137e-11 | -1.1732e-10 | 2.254e-10 | 2.7737e-10 | -2.2413e-10 | -8.1112e-12 | -2.4282e-10 | 1.9231e-10 | 5.3155e-12 | 0 | 0 | 0 | 0 | 0 | 0 | 0.89826 | 0.9 | 0.8994 | 0.89826 | 0.9 | 0.8994 | -0.098127 | -119.9961 | 119.9684 | -0.098127 | -119.9961 | 119.9684

## LLG_max_6
name | pf_ikss_a_from_ka | pf_ikss_b_from_ka | pf_ikss_c_from_ka | pf_ikss_a_to_ka | pf_ikss_b_to_ka | pf_ikss_c_to_ka | pf_skss_a_from_mw | pf_skss_b_from_mw | pf_skss_c_from_mw | pf_skss_a_to_mw | pf_skss_b_to_mw | pf_skss_c_to_mw | pf_p_a_from_mw | pf_p_b_from_mw | pf_p_c_from_mw | pf_p_a_to_mw | pf_p_b_to_mw | pf_p_c_to_mw | pf_q_a_from_mvar | pf_q_b_from_mvar | pf_q_c_from_mvar | pf_q_a_to_mvar | pf_q_b_to_mvar | pf_q_c_to_mvar | pf_ikss_a_from_degree | pf_ikss_b_from_degree | pf_ikss_c_from_degree | pf_ikss_a_to_degree | pf_ikss_b_to_degree | pf_ikss_c_to_degree | pf_vm_a_from_pu | pf_vm_b_from_pu | pf_vm_c_from_pu | pf_vm_a_to_pu | pf_vm_b_to_pu | pf_vm_c_to_pu | pf_va_a_from_degree | pf_va_b_from_degree | pf_va_c_from_degree | pf_va_a_to_degree | pf_va_b_to_degree | pf_va_c_to_degree
Line0_1_2 | 0 | 6.3752 | 5.982 | 0 | 6.3752 | 5.982 | 0 | 1.4723 | 1.3815 | 0 | 1.4723 | 1.3815 | -6.5642e-09 | 0.22246 | 0.43337 | 4.4188e-09 | 1.1262e-13 | 7.5309e-14 | -1.1687e-07 | 0.75917 | 0.55249 | 8.7166e-08 | 1.1351e-13 | 6.1142e-14 | 0 | 156.3045 | 57.7379 | 0 | -23.6955 | -122.2621 | 0.75883 | 0.52377 | 0.70567 | 0.4592 | 0 | 0.4592 | -4.162 | -130.0275 | 109.6272 | -3.628 | 0 | 0
Line10_11_12 | 0 | 0 | 0 | 0 | 0 | 0 | 0 | 0 | 0 | 0 | 0 | 0 | -7.0789e-09 | -3.3889e-08 | 2.6749e-08 | 6.3128e-09 | 2.9219e-08 | -2.1313e-08 | -6.1308e-08 | 2.5711e-08 | 1.3732e-08 | 5.0831e-08 | -2.1786e-08 | -1.1796e-08 | 0 | 0 | 0 | 0 | 0 | 0 | 0.75883 | 0.52377 | 0.70567 | 0.75883 | 0.52377 | 0.70567 | -4.162 | -130.0275 | 109.6272 | -4.162 | -130.0275 | 109.6272
Line11_12_13 | 0 | 0 | 0 | 0 | 0 | 0 | 0 | 0 | 0 | 0 | 0 | 0 | -5.8991e-09 | -2.8241e-08 | 2.2291e-08 | 5.133e-09 | 2.3571e-08 | -1.6855e-08 | -5.109e-08 | 2.1426e-08 | 1.1443e-08 | 4.0613e-08 | -1.7501e-08 | -9.5069e-09 | 0 | 0 | 0 | 0 | 0 | 0 | 0.75883 | 0.52377 | 0.70567 | 0.75883 | 0.52377 | 0.70567 | -4.162 | -130.0275 | 109.6272 | -4.162 | -130.0275 | 109.6272
Line12_13_15 | 0 | 0 | 0 | 0 | 0 | 0 | 0 | 0 | 0 | 0 | 0 | 0 | -3.5395e-09 | -1.6944e-08 | 1.3374e-08 | 2.7734e-09 | 1.2275e-08 | -7.9386e-09 | -3.0654e-08 | 1.2855e-08 | 6.866e-09 | 2.0177e-08 | -8.9305e-09 | -4.9296e-09 | 0 | 0 | 0 | 0 | 0 | 0 | 0.75883 | 0.52377 | 0.70567 | 0.75883 | 0.52377 | 0.70567 | -4.162 | -130.0275 | 109.6272 | -4.162 | -130.0275 | 109.6272
Line13_13_14 | 0 | 0 | 0 | 0 | 0 | 0 | 0 | 0 | 0 | 0 | 0 | 0 | -1.1798e-09 | -5.6481e-09 | 4.4581e-09 | 4.1371e-10 | 9.7847e-10 | 9.7762e-10 | -1.0218e-08 | 4.2851e-09 | 2.2887e-09 | -2.5855e-10 | -3.602e-10 | -3.5234e-10 | 0 | 0 | 0 | 0 | 0 | 0 | 0.75883 | 0.52377 | 0.70567 | 0.75883 | 0.52377 | 0.70567 | -4.162 | -130.0275 | 109.6272 | -4.162 | -130.0275 | 109.6272
Line14_15_16 | 0 | 0 | 0 | 0 | 0 | 0 | 0 | 0 | 0 | 0 | 0 | 0 | -2.3596e-09 | -1.1296e-08 | 8.9163e-09 | 1.5935e-09 | 6.6266e-09 | -3.4805e-09 | -2.0436e-08 | 8.5703e-09 | 4.5773e-09 | 9.9595e-09 | -4.6453e-09 | -2.641e-09 | 0 | 0 | 0 | 0 | 0 | 0 | 0.75883 | 0.52377 | 0.70567 | 0.75883 | 0.52377 | 0.70567 | -4.162 | -130.0275 | 109.6272 | -4.162 | -130.0275 | 109.6272
Line15_16_17 | 0 | 0 | 0 | 0 | 0 | 0 | 0 | 0 | 0 | 0 | 0 | 0 | -1.1798e-09 | -5.6481e-09 | 4.4581e-09 | 4.1371e-10 | 9.7847e-10 | 9.7762e-10 | -1.0218e-08 | 4.2851e-09 | 2.2887e-09 | -2.5855e-10 | -3.602e-10 | -3.5234e-10 | 0 | 0 | 0 | 0 | 0 | 0 | 0.75883 | 0.52377 | 0.70567 | 0.75883 | 0.52377 | 0.70567 | -4.162 | -130.0275 | 109.6272 | -4.162 | -130.0275 | 109.6272
Line16_4_18 | 0 | 0 | 0 | 0 | 0 | 0 | 0 | 0 | 0 | 0 | 0 | 0 | -1.1798e-09 | -5.6481e-09 | 4.4581e-09 | 4.1371e-10 | 9.7847e-10 | 9.7762e-10 | -1.0218e-08 | 4.2851e-09 | 2.2887e-09 | -2.5855e-10 | -3.602e-10 | -3.5234e-10 | 0 | 0 | 0 | 0 | 0 | 0 | 0.75883 | 0.52377 | 0.70567 | 0.75883 | 0.52377 | 0.70567 | -4.162 | -130.0275 | 109.6272 | -4.162 | -130.0275 | 109.6272
Line17_5_19 | 0 | 0 | 0 | 0 | 0 | 0 | 0 | 0 | 0 | 0 | 0 | 0 | -1.1798e-09 | -5.6481e-09 | 4.4581e-09 | 4.1371e-10 | 9.7847e-10 | 9.7762e-10 | -1.0218e-08 | 4.2851e-09 | 2.2887e-09 | -2.5855e-10 | -3.602e-10 | -3.5234e-10 | 0 | 0 | 0 | 0 | 0 | 0 | 0.75883 | 0.52377 | 0.70567 | 0.75883 | 0.52377 | 0.70567 | -4.162 | -130.0275 | 109.6272 | -4.162 | -130.0275 | 109.6272
Line1_1_3 | 0 | 0 | 0 | 0 | 0 | 0 | 0 | 0 | 0 | 0 | 0 | 0 | -9.4386e-09 | -4.5185e-08 | 3.5665e-08 | 8.6725e-09 | 4.0515e-08 | -3.0229e-08 | -8.1744e-08 | 3.4281e-08 | 1.8309e-08 | 7.1268e-08 | -3.0356e-08 | -1.6373e-08 | 0 | 0 | 0 | 0 | 0 | 0 | 0.75883 | 0.52377 | 0.70567 | 0.75883 | 0.52377 | 0.70567 | -4.162 | -130.0275 | 109.6272 | -4.162 | -130.0275 | 109.6272
Line2_1_4 | 0 | 0 | 0 | 0 | 0 | 0 | 0 | 0 | 0 | 0 | 0 | 0 | -2.3597e-09 | -1.1296e-08 | 8.9163e-09 | 1.5935e-09 | 6.6266e-09 | -3.4805e-09 | -2.0436e-08 | 8.5703e-09 | 4.5773e-09 | 9.9595e-09 | -4.6453e-09 | -2.641e-09 | 0 | 0 | 0 | 0 | 0 | 0 | 0.75883 | 0.52377 | 0.70567 | 0.75883 | 0.52377 | 0.70567 | -4.162 | -130.0275 | 109.6272 | -4.162 | -130.0275 | 109.6272
Line3_1_5 | 0 | 0 | 0 | 0 | 0 | 0 | 0 | 0 | 0 | 0 | 0 | 0 | -2.3597e-09 | -1.1296e-08 | 8.9163e-09 | 1.5935e-09 | 6.6266e-09 | -3.4805e-09 | -2.0436e-08 | 8.5703e-09 | 4.5773e-09 | 9.9595e-09 | -4.6453e-09 | -2.641e-09 | 0 | 0 | 0 | 0 | 0 | 0 | 0.75883 | 0.52377 | 0.70567 | 0.75883 | 0.52377 | 0.70567 | -4.162 | -130.0275 | 109.6272 | -4.162 | -130.0275 | 109.6272
Line4_2_6 | 0 | 0 | 0 | 0 | 0 | 0 | 0 | 0 | 0 | 0 | 0 | 0 | -3.6823e-09 | 6.7643e-21 | -6.4264e-21 | 3.6823e-09 | 1.3749e-15 | 5.6894e-16 | -8.736e-08 | -1.2218e-20 | -1.9451e-21 | 6.9694e-08 | 2.68e-15 | 9.153e-16 | 0 | 0 | 0 | 0 | 0 | 0 | 0.4592 | 0 | 0.4592 | 0.4592 | 0 | 0.4592 | -3.628 | 0 | 0 | -3.628 | 0 | 0
Line5_6_7 | 0 | 0 | 0 | 0 | 0 | 0 | 0 | 0 | 0 | 0 | 0 | 0 | -2.9458e-09 | -1.3647e-15 | -6.2309e-16 | 2.9458e-09 | 1.8468e-15 | 7.3604e-16 | -6.9888e-08 | -2.5715e-15 | -9.3101e-16 | 5.2222e-08 | 3.6318e-15 | 1.2044e-15 | 0 | 0 | 0 | 0 | 0 | 0 | 0.4592 | 0 | 0.4592 | 0.4592 | 0 | 0.4592 | -3.628 | 0 | 0 | -3.628 | 0 | 0
Line6_7_8 | 0 | 0 | 0 | 0 | 0 | 0 | 0 | 0 | 0 | 0 | 0 | 0 | -2.2094e-09 | -1.8284e-15 | -8.3196e-16 | 2.2094e-09 | 1.6344e-15 | 6.0399e-16 | -5.2416e-08 | -3.4384e-15 | -1.2318e-15 | 3.475e-08 | 3.2745e-15 | 1.032e-15 | 0 | 0 | 0 | 0 | 0 | 0 | 0.4592 | 0 | 0.4592 | 0.4592 | 0 | 0.4592 | -3.628 | 0 | 0 | -3.628 | 0 | 0
Line7_8_9 | 0 | 0 | 0 | 0 | 0 | 0 | 0 | 0 | 0 | 0 | 0 | 0 | -7.3646e-10 | -8.0491e-16 | -3.6464e-16 | 7.3646e-10 | 2.6595e-17 | -1.299e-16 | -1.7472e-08 | -1.5098e-15 | -5.3353e-16 | -1.9377e-10 | 2.6948e-16 | -3.4607e-17 | 0 | 0 | 0 | 0 | 0 | 0 | 0.4592 | 0 | 0.4592 | 0.4592 | 0 | 0.4592 | -3.628 | 0 | 0 | -3.628 | 0 | 0
Line8_8_10 | 0 | 0 | 0 | 0 | 0 | 0 | 0 | 0 | 0 | 0 | 0 | 0 | -7.3646e-10 | -8.0491e-16 | -3.6464e-16 | 7.3646e-10 | 2.6595e-17 | -1.299e-16 | -1.7472e-08 | -1.5098e-15 | -5.3353e-16 | -1.9377e-10 | 2.6948e-16 | -3.4607e-17 | 0 | 0 | 0 | 0 | 0 | 0 | 0.4592 | 0 | 0.4592 | 0.4592 | 0 | 0.4592 | -3.628 | 0 | 0 | -3.628 | 0 | 0
Line9_3_11 | 0 | 0 | 0 | 0 | 0 | 0 | 0 | 0 | 0 | 0 | 0 | 0 | -8.2588e-09 | -3.9537e-08 | 3.1207e-08 | 7.4927e-09 | 3.4867e-08 | -2.5771e-08 | -7.1526e-08 | 2.9996e-08 | 1.6021e-08 | 6.105e-08 | -2.6071e-08 | -1.4084e-08 | 0 | 0 | 0 | 0 | 0 | 0 | 0.75883 | 0.52377 | 0.70567 | 0.75883 | 0.52377 | 0.70567 | -4.162 | -130.0275 | 109.6272 | -4.162 | -130.0275 | 109.6272

## LLG_max_10
name | pf_ikss_a_from_ka | pf_ikss_b_from_ka | pf_ikss_c_from_ka | pf_ikss_a_to_ka | pf_ikss_b_to_ka | pf_ikss_c_to_ka | pf_skss_a_from_mw | pf_skss_b_from_mw | pf_skss_c_from_mw | pf_skss_a_to_mw | pf_skss_b_to_mw | pf_skss_c_to_mw | pf_p_a_from_mw | pf_p_b_from_mw | pf_p_c_from_mw | pf_p_a_to_mw | pf_p_b_to_mw | pf_p_c_to_mw | pf_q_a_from_mvar | pf_q_b_from_mvar | pf_q_c_from_mvar | pf_q_a_to_mvar | pf_q_b_to_mvar | pf_q_c_to_mvar | pf_ikss_a_from_degree | pf_ikss_b_from_degree | pf_ikss_c_from_degree | pf_ikss_a_to_degree | pf_ikss_b_to_degree | pf_ikss_c_to_degree | pf_vm_a_from_pu | pf_vm_b_from_pu | pf_vm_c_from_pu | pf_vm_a_to_pu | pf_vm_b_to_pu | pf_vm_c_to_pu | pf_va_a_from_degree | pf_va_b_from_degree | pf_va_c_from_degree | pf_va_a_to_degree | pf_va_b_to_degree | pf_va_c_to_degree
Line0_1_2 | 0 | 6.5267 | 6.1151 | 0 | 6.5267 | 6.1151 | 0 | 1.5073 | 1.4122 | 0 | 1.5073 | 1.4122 | -7.1813e-09 | 0.23331 | 0.45307 | 4.8486e-09 | 4.4317e-13 | 2.4225e-13 | -1.2791e-07 | 0.79552 | 0.57724 | 9.5618e-08 | -2.3106e-13 | -3.5263e-13 | 0 | 156.0793 | 57.5281 | 0 | -23.9207 | -122.4719 | 0.78757 | 0.53578 | 0.73168 | 0.48103 | 0 | 0.48103 | -4.2482 | -130.2662 | 109.4002 | -3.7134 | 0 | 0
Line10_11_12 | 0 | 0 | 0 | 0 | 0 | 0 | 0 | 0 | 0 | 0 | 0 | 0 | -7.817e-09 | -3.7124e-08 | 2.9297e-08 | 6.9778e-09 | 3.201e-08 | -2.3344e-08 | -6.8558e-08 | 2.8223e-08 | 1.4997e-08 | 5.6843e-08 | -2.3914e-08 | -1.2883e-08 | 0 | 0 | 0 | 0 | 0 | 0 | 0.78757 | 0.53578 | 0.73168 | 0.78757 | 0.53578 | 0.73168 | -4.2482 | -130.2662 | 109.4002 | -4.2482 | -130.2662 | 109.4002
Line11_12_13 | 0 | 0 | 0 | 0 | 0 | 0 | 0 | 0 | 0 | 0 | 0 | 0 | -6.5142e-09 | -3.0936e-08 | 2.4414e-08 | 5.675e-09 | 2.5823e-08 | -1.8461e-08 | -5.7132e-08 | 2.3519e-08 | 1.2497e-08 | 4.5417e-08 | -1.921e-08 | -1.0383e-08 | 0 | 0 | 0 | 0 | 0 | 0 | 0.78757 | 0.53578 | 0.73168 | 0.78757 | 0.53578 | 0.73168 | -4.2482 | -130.2662 | 109.4002 | -4.2482 | -130.2662 | 109.4002
Line12_13_15 | 0 | 0 | 0 | 0 | 0 | 0 | 0 | 0 | 0 | 0 | 0 | 0 | -3.9085e-09 | -1.8562e-08 | 1.4648e-08 | 3.0693e-09 | 1.3448e-08 | -8.6956e-09 | -3.4279e-08 | 1.4111e-08 | 7.4985e-09 | 2.2564e-08 | -9.8029e-09 | -5.3845e-09 | 0 | 0 | 0 | 0 | 0 | 0 | 0.78757 | 0.53578 | 0.73168 | 0.78757 | 0.53578 | 0.73168 | -4.2482 | -130.2662 | 109.4002 | -4.2482 | -130.2662 | 109.4002
Line13_13_14 | 0 | 0 | 0 | 0 | 0 | 0 | 0 | 0 | 0 | 0 | 0 | 0 | -1.3028e-09 | -6.1873e-09 | 4.8828e-09 | 4.6363e-10 | 1.0737e-09 | 1.07e-09 | -1.1426e-08 | 4.7038e-09 | 2.4995e-09 | -2.8865e-10 | -3.9537e-10 | -3.8551e-10 | 0 | 0 | 0 | 0 | 0 | 0 | 0.78757 | 0.53578 | 0.73168 | 0.78757 | 0.53578 | 0.73168 | -4.2482 | -130.2662 | 109.4002 | -4.2482 | -130.2662 | 109.4002
Line14_15_16 | 0 | 0 | 0 | 0 | 0 | 0 | 0 | 0 | 0 | 0 | 0 | 0 | -2.6057e-09 | -1.2375e-08 | 9.7656e-09 | 1.7665e-09 | 7.2609e-09 | -3.8128e-09 | -2.2853e-08 | 9.4076e-09 | 4.999e-09 | 1.1138e-08 | -5.0991e-09 | -2.885e-09 | 0 | 0 | 0 | 0 | 0 | 0 | 0.78757 | 0.53578 | 0.73168 | 0.78757 | 0.53578 | 0.73168 | -4.2482 | -130.2662 | 109.4002 | -4.2482 | -130.2662 | 109.4002
Line15_16_17 | 0 | 0 | 0 | 0 | 0 | 0 | 0 | 0 | 0 | 0 | 0 | 0 | -1.3028e-09 | -6.1873e-09 | 4.8828e-09 | 4.6363e-10 | 1.0737e-09 | 1.07e-09 | -1.1426e-08 | 4.7038e-09 | 2.4995e-09 | -2.8865e-10 | -3.9537e-10 | -3.8551e-10 | 0 | 0 | 0 | 0 | 0 | 0 | 0.78757 | 0.53578 | 0.73168 | 0.78757 | 0.53578 | 0.73168 | -4.2482 | -130.2662 | 109.4002 | -4.2482 | -130.2662 | 109.4002
Line16_4_18 | 0 | 0 | 0 | 0 | 0 | 0 | 0 | 0 | 0 | 0 | 0 | 0 | -1.3028e-09 | -6.1873e-09 | 4.8828e-09 | 4.6363e-10 | 1.0737e-09 | 1.07e-09 | -1.1426e-08 | 4.7038e-09 | 2.4995e-09 | -2.8865e-10 | -3.9537e-10 | -3.8551e-10 | 0 | 0 | 0 | 0 | 0 | 0 | 0.78757 | 0.53578 | 0.73168 | 0.78757 | 0.53578 | 0.73168 | -4.2482 | -130.2662 | 109.4002 | -4.2482 | -130.2662 | 109.4002
Line17_5_19 | 0 | 0 | 0 | 0 | 0 | 0 | 0 | 0 | 0 | 0 | 0 | 0 | -1.3028e-09 | -6.1873e-09 | 4.8828e-09 | 4.6363e-10 | 1.0737e-09 | 1.07e-09 | -1.1426e-08 | 4.7038e-09 | 2.4995e-09 | -2.8865e-10 | -3.9537e-10 | -3.8551e-10 | 0 | 0 | 0 | 0 | 0 | 0 | 0.78757 | 0.53578 | 0.73168 | 0.78757 | 0.53578 | 0.73168 | -4.2482 | -130.2662 | 109.4002 | -4.2482 | -130.2662 | 109.4002
Line1_1_3 | 0 | 0 | 0 | 0 | 0 | 0 | 0 | 0 | 0 | 0 | 0 | 0 | -1.0423e-08 | -4.9498e-08 | 3.9062e-08 | 9.5835e-09 | 4.4385e-08 | -3.311e-08 | -9.141e-08 | 3.763e-08 | 1.9996e-08 | 7.9696e-08 | -3.3322e-08 | -1.7882e-08 | 0 | 0 | 0 | 0 | 0 | 0 | 0.78757 | 0.53578 | 0.73168 | 0.78757 | 0.53578 | 0.73168 | -4.2482 | -130.2662 | 109.4002 | -4.2482 | -130.2662 | 109.4002
Line2_1_4 | 0 | 0 | 0 | 0 | 0 | 0 | 0 | 0 | 0 | 0 | 0 | 0 | -2.6057e-09 | -1.2375e-08 | 9.7656e-09 | 1.7665e-09 | 7.2609e-09 | -3.8128e-09 | -2.2853e-08 | 9.4076e-09 | 4.999e-09 | 1.1138e-08 | -5.0992e-09 | -2.885e-09 | 0 | 0 | 0 | 0 | 0 | 0 | 0.78757 | 0.53578 | 0.73168 | 0.78757 | 0.53578 | 0.73168 | -4.2482 | -130.2662 | 109.4002 | -4.2482 | -130.2662 | 109.4002
Line3_1_5 | 0 | 0 | 0 | 0 | 0 | 0 | 0 | 0 | 0 | 0 | 0 | 0 | -2.6057e-09 | -1.2375e-08 | 9.7656e-09 | 1.7665e-09 | 7.2609e-09 | -3.8128e-09 | -2.2853e-08 | 9.4076e-09 | 4.999e-09 | 1.1138e-08 | -5.0992e-09 | -2.885e-09 | 0 | 0 | 0 | 0 | 0 | 0 | 0.78757 | 0.53578 | 0.73168 | 0.78757 | 0.53578 | 0.73168 | -4.2482 | -130.2662 | 109.4002 | -4.2482 | -130.2662 | 109.4002
Line4_2_6 | 0 | 0 | 0 | 0 | 0 | 0 | 0 | 0 | 0 | 0 | 0 | 0 | -4.0405e-09 | -3.0997e-20 | -6.385e-21 | 4.0405e-09 | 1.5087e-15 | 6.251e-16 | -9.5836e-08 | -3.2163e-20 | 2.9671e-20 | 7.6451e-08 | 2.9418e-15 | 1.005e-15 | 0 | 0 | 0 | 0 | 0 | 0 | 0.48103 | 0 | 0.48103 | 0.48103 | 0 | 0.48103 | -3.7134 | 0 | 0 | -3.7134 | 0 | 0
Line5_6_7 | 0 | 0 | 0 | 0 | 0 | 0 | 0 | 0 | 0 | 0 | 0 | 0 | -3.2324e-09 | -1.4974e-15 | -6.8459e-16 | 3.2324e-09 | 2.0267e-15 | 8.0872e-16 | -7.6669e-08 | -2.8228e-15 | -1.0221e-15 | 5.7284e-08 | 3.9867e-15 | 1.3225e-15 | 0 | 0 | 0 | 0 | 0 | 0 | 0.48103 | 0 | 0.48103 | 0.48103 | 0 | 0.48103 | -3.7134 | 0 | 0 | -3.7134 | 0 | 0
Line6_7_8 | 0 | 0 | 0 | 0 | 0 | 0 | 0 | 0 | 0 | 0 | 0 | 0 | -2.4243e-09 | -2.0062e-15 | -9.141e-16 | 2.4243e-09 | 1.7936e-15 | 6.6365e-16 | -5.7501e-08 | -3.7744e-15 | -1.3523e-15 | 3.8117e-08 | 3.5944e-15 | 1.1333e-15 | 0 | 0 | 0 | 0 | 0 | 0 | 0.48103 | 0 | 0.48103 | 0.48103 | 0 | 0.48103 | -3.7134 | 0 | 0 | -3.7134 | 0 | 0
Line7_8_9 | 0 | 0 | 0 | 0 | 0 | 0 | 0 | 0 | 0 | 0 | 0 | 0 | -8.081e-10 | -8.8316e-16 | -4.0065e-16 | 8.0811e-10 | 2.9512e-17 | -1.4272e-16 | -1.9167e-08 | -1.6573e-15 | -5.8575e-16 | -2.1764e-10 | 2.9575e-16 | -3.7698e-17 | 0 | 0 | 0 | 0 | 0 | 0 | 0.48103 | 0 | 0.48103 | 0.48103 | 0 | 0.48103 | -3.7134 | 0 | 0 | -3.7134 | 0 | 0
Line8_8_10 | 0 | 0 | 0 | 0 | 0 | 0 | 0 | 0 | 0 | 0 | 0 | 0 | -8.0811e-10 | -8.8316e-16 | -4.0065e-16 | 8.0811e-10 | 2.9512e-17 | -1.4272e-16 | -1.9167e-08 | -1.6573e-15 | -5.8575e-16 | -2.1764e-10 | 2.9575e-16 | -3.7698e-17 | 0 | 0 | 0 | 0 | 0 | 0 | 0.48103 | 0 | 0.48103 | 0.48103 | 0 | 0.48103 | -3.7134 | 0 | 0 | -3.7134 | 0 | 0
Line9_3_11 | 0 | 0 | 0 | 0 | 0 | 0 | 0 | 0 | 0 | 0 | 0 | 0 | -9.1199e-09 | -4.3311e-08 | 3.418e-08 | 8.2806e-09 | 3.8197e-08 | -2.8227e-08 | -7.9984e-08 | 3.2926e-08 | 1.7496e-08 | 6.8269e-08 | -2.8618e-08 | -1.5382e-08 | 0 | 0 | 0 | 0 | 0 | 0 | 0.78757 | 0.53578 | 0.73168 | 0.78757 | 0.53578 | 0.73168 | -4.2482 | -130.2662 | 109.4002 | -4.2482 | -130.2662 | 109.4002

## LLG_max_fault_6
name | pf_ikss_a_from_ka | pf_ikss_b_from_ka | pf_ikss_c_from_ka | pf_ikss_a_to_ka | pf_ikss_b_to_ka | pf_ikss_c_to_ka | pf_skss_a_from_mw | pf_skss_b_from_mw | pf_skss_c_from_mw | pf_skss_a_to_mw | pf_skss_b_to_mw | pf_skss_c_to_mw | pf_p_a_from_mw | pf_p_b_from_mw | pf_p_c_from_mw | pf_p_a_to_mw | pf_p_b_to_mw | pf_p_c_to_mw | pf_q_a_from_mvar | pf_q_b_from_mvar | pf_q_c_from_mvar | pf_q_a_to_mvar | pf_q_b_to_mvar | pf_q_c_to_mvar | pf_ikss_a_from_degree | pf_ikss_b_from_degree | pf_ikss_c_from_degree | pf_ikss_a_to_degree | pf_ikss_b_to_degree | pf_ikss_c_to_degree | pf_vm_a_from_pu | pf_vm_b_from_pu | pf_vm_c_from_pu | pf_vm_a_to_pu | pf_vm_b_to_pu | pf_vm_c_to_pu | pf_va_a_from_degree | pf_va_b_from_degree | pf_va_c_from_degree | pf_va_a_to_degree | pf_va_b_to_degree | pf_va_c_to_degree
Line0_1_2 | 0 | 0.034138 | 0.0341 | 0 | 0.034138 | 0.0341 | 0 | 0.0078838 | 0.0078751 | 0 | 0.0078838 | 0.0078751 | -2.3619e-10 | 0.0058342 | 0.0058282 | 2.0656e-10 | -0.0058269 | -0.0058142 | -5.1034e-10 | 0.0058499 | 0.0058338 | 4.4164e-10 | -0.0058269 | -0.0058142 | 0 | -165.2018 | 74.8818 | 0 | 14.7982 | -105.1182 | 1.0493 | 1.0474 | 1.048 | 1.0481 | 1.0442 | 1.0462 | -0.026755 | -120.1247 | 119.9094 | -0.036237 | -120.2018 | 119.8818
Line10_11_12 | 0 | 0 | 0 | 0 | 0 | 0 | 0 | 0 | 0 | 0 | 0 | 0 | -1.4014e-10 | -2.1621e-10 | 2.3514e-10 | 1.1817e-10 | 1.8796e-10 | -1.8492e-10 | -2.6129e-10 | 3.0303e-10 | 6.0039e-11 | 2.1585e-10 | -2.6131e-10 | -5.641e-11 | 0 | 0 | 0 | 0 | 0 | 0 | 1.0493 | 1.0474 | 1.048 | 1.0493 | 1.0474 | 1.048 | -0.026755 | -120.1247 | 119.9094 | -0.026755 | -120.1247 | 119.9094
Line11_12_13 | 0 | 0 | 0 | 0 | 0 | 0 | 0 | 0 | 0 | 0 | 0 | 0 | -1.1678e-10 | -1.8017e-10 | 1.9595e-10 | 9.4818e-11 | 1.5193e-10 | -1.4573e-10 | -2.1774e-10 | 2.5253e-10 | 5.0032e-11 | 1.7231e-10 | -2.108e-10 | -4.6404e-11 | 0 | 0 | 0 | 0 | 0 | 0 | 1.0493 | 1.0474 | 1.048 | 1.0493 | 1.0474 | 1.048 | -0.026755 | -120.1247 | 119.9094 | -0.026755 | -120.1247 | 119.9094
Line12_13_15 | 0 | 0 | 0 | 0 | 0 | 0 | 0 | 0 | 0 | 0 | 0 | 0 | -7.0071e-11 | -1.081e-10 | 1.1757e-10 | 4.8104e-11 | 7.9856e-11 | -6.7355e-11 | -1.3064e-10 | 1.5152e-10 | 3.0019e-11 | 8.5209e-11 | -1.0979e-10 | -2.6391e-11 | 0 | 0 | 0 | 0 | 0 | 0 | 1.0493 | 1.0474 | 1.048 | 1.0493 | 1.0474 | 1.048 | -0.026755 | -120.1247 | 119.9094 | -0.026755 | -120.1247 | 119.9094
Line13_13_14 | 0 | 0 | 0 | 0 | 0 | 0 | 0 | 0 | 0 | 0 | 0 | 0 | -2.3357e-11 | -3.6035e-11 | 3.919e-11 | 1.3901e-12 | 7.7864e-12 | 1.1025e-11 | -4.3548e-11 | 5.0506e-11 | 1.0006e-11 | -1.8871e-12 | -8.7821e-12 | -6.3775e-12 | 0 | 0 | 0 | 0 | 0 | 0 | 1.0493 | 1.0474 | 1.048 | 1.0493 | 1.0474 | 1.048 | -0.026755 | -120.1247 | 119.9094 | -0.026755 | -120.1247 | 119.9094
Line14_15_16 | 0 | 0 | 0 | 0 | 0 | 0 | 0 | 0 | 0 | 0 | 0 | 0 | -4.6714e-11 | -7.2069e-11 | 7.838e-11 | 2.4747e-11 | 4.3821e-11 | -2.8165e-11 | -8.7096e-11 | 1.0101e-10 | 2.0013e-11 | 4.1661e-11 | -5.9288e-11 | -1.6384e-11 | 0 | 0 | 0 | 0 | 0 | 0 | 1.0493 | 1.0474 | 1.048 | 1.0493 | 1.0474 | 1.048 | -0.026755 | -120.1247 | 119.9094 | -0.026755 | -120.1247 | 119.9094
Line15_16_17 | 0 | 0 | 0 | 0 | 0 | 0 | 0 | 0 | 0 | 0 | 0 | 0 | -2.3357e-11 | -3.6035e-11 | 3.919e-11 | 1.3901e-12 | 7.7864e-12 | 1.1025e-11 | -4.3548e-11 | 5.0506e-11 | 1.0006e-11 | -1.8871e-12 | -8.7821e-12 | -6.3775e-12 | 0 | 0 | 0 | 0 | 0 | 0 | 1.0493 | 1.0474 | 1.048 | 1.0493 | 1.0474 | 1.048 | -0.026755 | -120.1247 | 119.9094 | -0.026755 | -120.1247 | 119.9094
Line16_4_18 | 0 | 0 | 0 | 0 | 0 | 0 | 0 | 0 | 0 | 0 | 0 | 0 | -2.3357e-11 | -3.6035e-11 | 3.919e-11 | 1.3901e-12 | 7.7864e-12 | 1.1025e-11 | -4.3548e-11 | 5.0506e-11 | 1.0006e-11 | -1.8871e-12 | -8.7821e-12 | -6.3775e-12 | 0 | 0 | 0 | 0 | 0 | 0 | 1.0493 | 1.0474 | 1.048 | 1.0493 | 1.0474 | 1.048 | -0.026755 | -120.1247 | 119.9094 | -0.026755 | -120.1247 | 119.9094
Line17_5_19 | 0 | 0 | 0 | 0 | 0 | 0 | 0 | 0 | 0 | 0 | 0 | 0 | -2.3357e-11 | -3.6035e-11 | 3.919e-11 | 1.3901e-12 | 7.7864e-12 | 1.1025e-11 | -4.3548e-11 | 5.0506e-11 | 1.0006e-11 | -1.8871e-12 | -8.7821e-12 | -6.3775e-12 | 0 | 0 | 0 | 0 | 0 | 0 | 1.0493 | 1.0474 | 1.048 | 1.0493 | 1.0474 | 1.048 | -0.026755 | -120.1247 | 119.9094 | -0.026755 | -120.1247 | 119.9094
Line1_1_3 | 0 | 0 | 0 | 0 | 0 | 0 | 0 | 0 | 0 | 0 | 0 | 0 | -1.8686e-10 | -2.8828e-10 | 3.1352e-10 | 1.6489e-10 | 2.6003e-10 | -2.633e-10 | -3.4839e-10 | 4.0405e-10 | 8.0052e-11 | 3.0295e-10 | -3.6232e-10 | -7.6423e-11 | 0 | 0 | 0 | 0 | 0 | 0 | 1.0493 | 1.0474 | 1.048 | 1.0493 | 1.0474 | 1.048 | -0.026755 | -120.1247 | 119.9094 | -0.026755 | -120.1247 | 119.9094
Line2_1_4 | 0 | 0 | 0 | 0 | 0 | 0 | 0 | 0 | 0 | 0 | 0 | 0 | -4.6714e-11 | -7.2069e-11 | 7.838e-11 | 2.4747e-11 | 4.3821e-11 | -2.8165e-11 | -8.7096e-11 | 1.0101e-10 | 2.0013e-11 | 4.1661e-11 | -5.9288e-11 | -1.6384e-11 | 0 | 0 | 0 | 0 | 0 | 0 | 1.0493 | 1.0474 | 1.048 | 1.0493 | 1.0474 | 1.048 | -0.026755 | -120.1247 | 119.9094 | -0.026755 | -120.1247 | 119.9094
Line3_1_5 | 0 | 0 | 0 | 0 | 0 | 0 | 0 | 0 | 0 | 0 | 0 | 0 | -4.6714e-11 | -7.2069e-11 | 7.838e-11 | 2.4747e-11 | 4.3821e-11 | -2.8165e-11 | -8.7096e-11 | 1.0101e-10 | 2.0013e-11 | 4.1661e-11 | -5.9288e-11 | -1.6384e-11 | 0 | 0 | 0 | 0 | 0 | 0 | 1.0493 | 1.0474 | 1.048 | 1.0493 | 1.0474 | 1.048 | -0.026755 | -120.1247 | 119.9094 | -0.026755 | -120.1247 | 119.9094
Line4_2_6 | 0 | 0 | 0 | 0 | 0 | 0 | 0 | 0 | 0 | 0 | 0 | 0 | -2.0316e-10 | -3.9138e-10 | 3.7379e-10 | 1.6593e-10 | 3.3129e-10 | -2.7647e-10 | -4.442e-10 | 4.6e-10 | 1.0773e-10 | 3.528e-10 | -3.8218e-10 | -9.4476e-11 | 0 | 0 | 0 | 0 | 0 | 0 | 1.0481 | 1.0442 | 1.0462 | 1.0481 | 1.0442 | 1.0462 | -0.036237 | -120.2018 | 119.8818 | -0.036237 | -120.2018 | 119.8818
Line5_6_7 | 0 | 0 | 0 | 0 | 0 | 0 | 0 | 0 | 0 | 0 | 0 | 0 | -1.6253e-10 | -3.131e-10 | 2.9903e-10 | 1.253e-10 | 2.5302e-10 | -2.0171e-10 | -3.5536e-10 | 3.68e-10 | 8.6182e-11 | 2.6396e-10 | -2.9018e-10 | -7.2931e-11 | 0 | 0 | 0 | 0 | 0 | 0 | 1.0481 | 1.0442 | 1.0462 | 1.0481 | 1.0442 | 1.0462 | -0.036237 | -120.2018 | 119.8818 | -0.036237 | -120.2018 | 119.8818
Line6_7_8 | 0 | 0 | 0 | 0 | 0 | 0 | 0 | 0 | 0 | 0 | 0 | 0 | -1.2189e-10 | -2.3483e-10 | 2.2427e-10 | 8.4665e-11 | 1.7474e-10 | -1.2696e-10 | -2.6652e-10 | 2.76e-10 | 6.4637e-11 | 1.7512e-10 | -1.9818e-10 | -5.1385e-11 | 0 | 0 | 0 | 0 | 0 | 0 | 1.0481 | 1.0442 | 1.0462 | 1.0481 | 1.0442 | 1.0462 | -0.036237 | -120.2018 | 119.8818 | -0.036237 | -120.2018 | 119.8818
Line7_8_9 | 0 | 0 | 0 | 0 | 0 | 0 | 0 | 0 | 0 | 0 | 0 | 0 | -4.0632e-11 | -7.8276e-11 | 7.4757e-11 | 3.4017e-12 | 1.8189e-11 | 2.2559e-11 | -8.884e-11 | 9.2001e-11 | 2.1546e-11 | -2.5545e-12 | -1.4175e-11 | -8.2939e-12 | 0 | 0 | 0 | 0 | 0 | 0 | 1.0481 | 1.0442 | 1.0462 | 1.0481 | 1.0442 | 1.0462 | -0.036237 | -120.2018 | 119.8818 | -0.036237 | -120.2018 | 119.8818
Line8_8_10 | 0 | 0 | 0 | 0 | 0 | 0 | 0 | 0 | 0 | 0 | 0 | 0 | -4.0632e-11 | -7.8276e-11 | 7.4757e-11 | 3.4018e-12 | 1.8189e-11 | 2.2559e-11 | -8.884e-11 | 9.2001e-11 | 2.1546e-11 | -2.5545e-12 | -1.4175e-11 | -8.2939e-12 | 0 | 0 | 0 | 0 | 0 | 0 | 1.0481 | 1.0442 | 1.0462 | 1.0481 | 1.0442 | 1.0462 | -0.036237 | -120.2018 | 119.8818 | -0.036237 | -120.2018 | 119.8818
Line9_3_11 | 0 | 0 | 0 | 0 | 0 | 0 | 0 | 0 | 0 | 0 | 0 | 0 | -1.635e-10 | -2.5224e-10 | 2.7433e-10 | 1.4153e-10 | 2.2399e-10 | -2.2411e-10 | -3.0484e-10 | 3.5354e-10 | 7.0045e-11 | 2.594e-10 | -3.1182e-10 | -6.6417e-11 | 0 | 0 | 0 | 0 | 0 | 0 | 1.0493 | 1.0474 | 1.048 | 1.0493 | 1.0474 | 1.048 | -0.026755 | -120.1247 | 119.9094 | -0.026755 | -120.1247 | 119.9094

## LLG_max_fault_10
name | pf_ikss_a_from_ka | pf_ikss_b_from_ka | pf_ikss_c_from_ka | pf_ikss_a_to_ka | pf_ikss_b_to_ka | pf_ikss_c_to_ka | pf_skss_a_from_mw | pf_skss_b_from_mw | pf_skss_c_from_mw | pf_skss_a_to_mw | pf_skss_b_to_mw | pf_skss_c_to_mw | pf_p_a_from_mw | pf_p_b_from_mw | pf_p_c_from_mw | pf_p_a_to_mw | pf_p_b_to_mw | pf_p_c_to_mw | pf_q_a_from_mvar | pf_q_b_from_mvar | pf_q_c_from_mvar | pf_q_a_to_mvar | pf_q_b_to_mvar | pf_q_c_to_mvar | pf_ikss_a_from_degree | pf_ikss_b_from_degree | pf_ikss_c_from_degree | pf_ikss_a_to_degree | pf_ikss_b_to_degree | pf_ikss_c_to_degree | pf_vm_a_from_pu | pf_vm_b_from_pu | pf_vm_c_from_pu | pf_vm_a_to_pu | pf_vm_b_to_pu | pf_vm_c_to_pu | pf_va_a_from_degree | pf_va_b_from_degree | pf_va_c_from_degree | pf_va_a_to_degree | pf_va_b_to_degree | pf_va_c_to_degree
Line0_1_2 | 0 | 0.03576 | 0.03572 | 0 | 0.03576 | 0.03572 | 0 | 0.0082584 | 0.0082491 | 0 | 0.0082584 | 0.0082491 | -2.6634e-10 | 0.0064019 | 0.0063948 | 2.327e-10 | -0.0063939 | -0.0063794 | -5.7339e-10 | 0.0064192 | 0.006401 | 4.9568e-10 | -0.0063939 | -0.0063794 | 0 | -165.2077 | 74.8775 | 0 | 14.7923 | -105.1225 | 1.0993 | 1.0971 | 1.0979 | 1.0979 | 1.0938 | 1.0959 | -0.028028 | -120.1306 | 119.9051 | -0.037508 | -120.2077 | 119.8775
Line10_11_12 | 0 | 0 | 0 | 0 | 0 | 0 | 0 | 0 | 0 | 0 | 0 | 0 | -1.6094e-10 | -2.4832e-10 | 2.6998e-10 | 1.3572e-10 | 2.1588e-10 | -2.1231e-10 | -3.0009e-10 | 3.4805e-10 | 6.897e-11 | 2.479e-10 | -3.0014e-10 | -6.4802e-11 | 0 | 0 | 0 | 0 | 0 | 0 | 1.0993 | 1.0971 | 1.0979 | 1.0993 | 1.0971 | 1.0979 | -0.028028 | -120.1306 | 119.9051 | -0.028028 | -120.1306 | 119.9051
Line11_12_13 | 0 | 0 | 0 | 0 | 0 | 0 | 0 | 0 | 0 | 0 | 0 | 0 | -1.3412e-10 | -2.0693e-10 | 2.2498e-10 | 1.089e-10 | 1.7449e-10 | -1.6732e-10 | -2.5007e-10 | 2.9004e-10 | 5.7475e-11 | 1.9789e-10 | -2.4213e-10 | -5.3307e-11 | 0 | 0 | 0 | 0 | 0 | 0 | 1.0993 | 1.0971 | 1.0979 | 1.0993 | 1.0971 | 1.0979 | -0.028028 | -120.1306 | 119.9051 | -0.028028 | -120.1306 | 119.9051
Line12_13_15 | 0 | 0 | 0 | 0 | 0 | 0 | 0 | 0 | 0 | 0 | 0 | 0 | -8.0472e-11 | -1.2416e-10 | 1.3499e-10 | 5.5247e-11 | 9.1719e-11 | -7.7324e-11 | -1.5004e-10 | 1.7403e-10 | 3.4485e-11 | 9.7859e-11 | -1.2611e-10 | -3.0317e-11 | 0 | 0 | 0 | 0 | 0 | 0 | 1.0993 | 1.0971 | 1.0979 | 1.0993 | 1.0971 | 1.0979 | -0.028028 | -120.1306 | 119.9051 | -0.028028 | -120.1306 | 119.9051
Line13_13_14 | 0 | 0 | 0 | 0 | 0 | 0 | 0 | 0 | 0 | 0 | 0 | 0 | -2.6824e-11 | -4.1386e-11 | 4.4996e-11 | 1.5991e-12 | 8.9463e-12 | 1.2669e-11 | -5.0014e-11 | 5.8009e-11 | 1.1495e-11 | -2.1695e-12 | -1.0093e-11 | -7.3266e-12 | 0 | 0 | 0 | 0 | 0 | 0 | 1.0993 | 1.0971 | 1.0979 | 1.0993 | 1.0971 | 1.0979 | -0.028028 | -120.1306 | 119.9051 | -0.028028 | -120.1306 | 119.9051
Line14_15_16 | 0 | 0 | 0 | 0 | 0 | 0 | 0 | 0 | 0 | 0 | 0 | 0 | -5.3648e-11 | -8.2773e-11 | 8.9992e-11 | 2.8423e-11 | 5.0333e-11 | -3.2327e-11 | -1.0003e-10 | 1.1602e-10 | 2.299e-11 | 4.7845e-11 | -6.8102e-11 | -1.8822e-11 | 0 | 0 | 0 | 0 | 0 | 0 | 1.0993 | 1.0971 | 1.0979 | 1.0993 | 1.0971 | 1.0979 | -0.028028 | -120.1306 | 119.9051 | -0.028028 | -120.1306 | 119.9051
Line15_16_17 | 0 | 0 | 0 | 0 | 0 | 0 | 0 | 0 | 0 | 0 | 0 | 0 | -2.6824e-11 | -4.1386e-11 | 4.4996e-11 | 1.5991e-12 | 8.9463e-12 | 1.2669e-11 | -5.0014e-11 | 5.8009e-11 | 1.1495e-11 | -2.1695e-12 | -1.0093e-11 | -7.3266e-12 | 0 | 0 | 0 | 0 | 0 | 0 | 1.0993 | 1.0971 | 1.0979 | 1.0993 | 1.0971 | 1.0979 | -0.028028 | -120.1306 | 119.9051 | -0.028028 | -120.1306 | 119.9051
Line16_4_18 | 0 | 0 | 0 | 0 | 0 | 0 | 0 | 0 | 0 | 0 | 0 | 0 | -2.6824e-11 | -4.1386e-11 | 4.4996e-11 | 1.5991e-12 | 8.9463e-12 | 1.2669e-11 | -5.0014e-11 | 5.8009e-11 | 1.1495e-11 | -2.1695e-12 | -1.0093e-11 | -7.3266e-12 | 0 | 0 | 0 | 0 | 0 | 0 | 1.0993 | 1.0971 | 1.0979 | 1.0993 | 1.0971 | 1.0979 | -0.028028 | -120.1306 | 119.9051 | -0.028028 | -120.1306 | 119.9051
Line17_5_19 | 0 | 0 | 0 | 0 | 0 | 0 | 0 | 0 | 0 | 0 | 0 | 0 | -2.6824e-11 | -4.1386e-11 | 4.4996e-11 | 1.5991e-12 | 8.9463e-12 | 1.2669e-11 | -5.0014e-11 | 5.8009e-11 | 1.1495e-11 | -2.1695e-12 | -1.0093e-11 | -7.3266e-12 | 0 | 0 | 0 | 0 | 0 | 0 | 1.0993 | 1.0971 | 1.0979 | 1.0993 | 1.0971 | 1.0979 | -0.028028 | -120.1306 | 119.9051 | -0.028028 | -120.1306 | 119.9051
Line1_1_3 | 0 | 0 | 0 | 0 | 0 | 0 | 0 | 0 | 0 | 0 | 0 | 0 | -2.1459e-10 | -3.3109e-10 | 3.5997e-10 | 1.8937e-10 | 2.9865e-10 | -3.023e-10 | -4.0011e-10 | 4.6407e-10 | 9.196e-11 | 3.4793e-10 | -4.1615e-10 | -8.7792e-11 | 0 | 0 | 0 | 0 | 0 | 0 | 1.0993 | 1.0971 | 1.0979 | 1.0993 | 1.0971 | 1.0979 | -0.028028 | -120.1306 | 119.9051 | -0.028028 | -120.1306 | 119.9051
Line2_1_4 | 0 | 0 | 0 | 0 | 0 | 0 | 0 | 0 | 0 | 0 | 0 | 0 | -5.3648e-11 | -8.2773e-11 | 8.9992e-11 | 2.8423e-11 | 5.0333e-11 | -3.2327e-11 | -1.0003e-10 | 1.1602e-10 | 2.299e-11 | 4.7845e-11 | -6.8102e-11 | -1.8822e-11 | 0 | 0 | 0 | 0 | 0 | 0 | 1.0993 | 1.0971 | 1.0979 | 1.0993 | 1.0971 | 1.0979 | -0.028028 | -120.1306 | 119.9051 | -0.028028 | -120.1306 | 119.9051
Line3_1_5 | 0 | 0 | 0 | 0 | 0 | 0 | 0 | 0 | 0 | 0 | 0 | 0 | -5.3648e-11 | -8.2773e-11 | 8.9992e-11 | 2.8423e-11 | 5.0333e-11 | -3.2327e-11 | -1.0003e-10 | 1.1602e-10 | 2.299e-11 | 4.7845e-11 | -6.8102e-11 | -1.8822e-11 | 0 | 0 | 0 | 0 | 0 | 0 | 1.0993 | 1.0971 | 1.0979 | 1.0993 | 1.0971 | 1.0979 | -0.028028 | -120.1306 | 119.9051 | -0.028028 | -120.1306 | 119.9051
Line4_2_6 | 0 | 0 | 0 | 0 | 0 | 0 | 0 | 0 | 0 | 0 | 0 | 0 | -2.289e-10 | -4.3864e-10 | 4.2009e-10 | 1.8692e-10 | 3.7127e-10 | -3.1075e-10 | -4.9858e-10 | 5.1769e-10 | 1.2076e-10 | 3.9596e-10 | -4.3016e-10 | -1.0604e-10 | 0 | 0 | 0 | 0 | 0 | 0 | 1.0979 | 1.0938 | 1.0959 | 1.0979 | 1.0938 | 1.0959 | -0.037508 | -120.2077 | 119.8775 | -0.037508 | -120.2077 | 119.8775
Line5_6_7 | 0 | 0 | 0 | 0 | 0 | 0 | 0 | 0 | 0 | 0 | 0 | 0 | -1.8312e-10 | -3.5091e-10 | 3.3607e-10 | 1.4114e-10 | 2.8354e-10 | -2.2673e-10 | -3.9886e-10 | 4.1416e-10 | 9.6612e-11 | 2.9625e-10 | -3.2663e-10 | -8.1887e-11 | 0 | 0 | 0 | 0 | 0 | 0 | 1.0979 | 1.0938 | 1.0959 | 1.0979 | 1.0938 | 1.0959 | -0.037508 | -120.2077 | 119.8775 | -0.037508 | -120.2077 | 119.8775
Line6_7_8 | 0 | 0 | 0 | 0 | 0 | 0 | 0 | 0 | 0 | 0 | 0 | 0 | -1.3734e-10 | -2.6318e-10 | 2.5206e-10 | 9.5365e-11 | 1.9582e-10 | -1.4271e-10 | -2.9915e-10 | 3.1062e-10 | 7.2459e-11 | 1.9653e-10 | -2.2309e-10 | -5.7734e-11 | 0 | 0 | 0 | 0 | 0 | 0 | 1.0979 | 1.0938 | 1.0959 | 1.0979 | 1.0938 | 1.0959 | -0.037508 | -120.2077 | 119.8775 | -0.037508 | -120.2077 | 119.8775
Line7_8_9 | 0 | 0 | 0 | 0 | 0 | 0 | 0 | 0 | 0 | 0 | 0 | 0 | -4.5779e-11 | -8.7728e-11 | 8.4018e-11 | 3.8067e-12 | 2.036e-11 | 2.5323e-11 | -9.9716e-11 | 1.0354e-10 | 2.4153e-11 | -2.9019e-12 | -1.601e-11 | -9.4284e-12 | 0 | 0 | 0 | 0 | 0 | 0 | 1.0979 | 1.0938 | 1.0959 | 1.0979 | 1.0938 | 1.0959 | -0.037508 | -120.2077 | 119.8775 | -0.037508 | -120.2077 | 119.8775
Line8_8_10 | 0 | 0 | 0 | 0 | 0 | 0 | 0 | 0 | 0 | 0 | 0 | 0 | -4.5779e-11 | -8.7728e-11 | 8.4018e-11 | 3.8067e-12 | 2.036e-11 | 2.5323e-11 | -9.9716e-11 | 1.0354e-10 | 2.4153e-11 | -2.9019e-12 | -1.601e-11 | -9.4284e-12 | 0 | 0 | 0 | 0 | 0 | 0 | 1.0979 | 1.0938 | 1.0959 | 1.0979 | 1.0938 | 1.0959 | -0.037508 | -120.2077 | 119.8775 | -0.037508 | -120.2077 | 119.8775
Line9_3_11 | 0 | 0 | 0 | 0 | 0 | 0 | 0 | 0 | 0 | 0 | 0 | 0 | -1.8777e-10 | -2.897e-10 | 3.1497e-10 | 1.6254e-10 | 2.5726e-10 | -2.5731e-10 | -3.501e-10 | 4.0606e-10 | 8.0465e-11 | 2.9792e-10 | -3.5815e-10 | -7.6297e-11 | 0 | 0 | 0 | 0 | 0 | 0 | 1.0993 | 1.0971 | 1.0979 | 1.0993 | 1.0971 | 1.0979 | -0.028028 | -120.1306 | 119.9051 | -0.028028 | -120.1306 | 119.9051

## LLG_min_6
name | pf_ikss_a_from_ka | pf_ikss_b_from_ka | pf_ikss_c_from_ka | pf_ikss_a_to_ka | pf_ikss_b_to_ka | pf_ikss_c_to_ka | pf_skss_a_from_mw | pf_skss_b_from_mw | pf_skss_c_from_mw | pf_skss_a_to_mw | pf_skss_b_to_mw | pf_skss_c_to_mw | pf_p_a_from_mw | pf_p_b_from_mw | pf_p_c_from_mw | pf_p_a_to_mw | pf_p_b_to_mw | pf_p_c_to_mw | pf_q_a_from_mvar | pf_q_b_from_mvar | pf_q_c_from_mvar | pf_q_a_to_mvar | pf_q_b_to_mvar | pf_q_c_to_mvar | pf_ikss_a_from_degree | pf_ikss_b_from_degree | pf_ikss_c_from_degree | pf_ikss_a_to_degree | pf_ikss_b_to_degree | pf_ikss_c_to_degree | pf_vm_a_from_pu | pf_vm_b_from_pu | pf_vm_c_from_pu | pf_vm_a_to_pu | pf_vm_b_to_pu | pf_vm_c_to_pu | pf_va_a_from_degree | pf_va_b_from_degree | pf_va_c_from_degree | pf_va_a_to_degree | pf_va_b_to_degree | pf_va_c_to_degree
Line0_1_2 | 0 | 5.245 | 4.9488 | 0 | 5.245 | 4.9488 | 0 | 1.2113 | 1.1429 | 0 | 1.2113 | 1.1429 | -8.1706e-09 | 0.36795 | 0.49047 | 3.5491e-09 | -1.6339e-13 | -1.3621e-13 | -9.8361e-08 | 0.55427 | 0.33992 | 7.2808e-08 | 1.7414e-13 | 2.281e-13 | 0 | 166.6809 | 67.5314 | 0 | -13.3191 | -112.4686 | 0.74457 | 0.53802 | 0.6511 | 0.41937 | 0 | 0.41937 | -5.0223 | -136.8975 | 102.2555 | -3.2546 | 0 | 0
Line10_11_12 | 0 | 0 | 0 | 0 | 0 | 0 | 0 | 0 | 0 | 0 | 0 | 0 | -1.4556e-08 | -2.1779e-08 | 2.5898e-08 | 1.2412e-08 | 1.8874e-08 | -2.0849e-08 | -4.647e-08 | 3.0041e-08 | 4.5367e-09 | 3.8464e-08 | -2.559e-08 | -4.3349e-09 | 0 | 0 | 0 | 0 | 0 | 0 | 0.74457 | 0.53802 | 0.6511 | 0.74457 | 0.53802 | 0.6511 | -5.0223 | -136.8975 | 102.2555 | -5.0223 | -136.8975 | 102.2555
Line11_12_13 | 0 | 0 | 0 | 0 | 0 | 0 | 0 | 0 | 0 | 0 | 0 | 0 | -1.213e-08 | -1.8149e-08 | 2.1582e-08 | 9.986e-09 | 1.5244e-08 | -1.6533e-08 | -3.8725e-08 | 2.5034e-08 | 3.7806e-09 | 3.0719e-08 | -2.0583e-08 | -3.5788e-09 | 0 | 0 | 0 | 0 | 0 | 0 | 0.74457 | 0.53802 | 0.6511 | 0.74457 | 0.53802 | 0.6511 | -5.0223 | -136.8975 | 102.2555 | -5.0223 | -136.8975 | 102.2555
Line12_13_15 | 0 | 0 | 0 | 0 | 0 | 0 | 0 | 0 | 0 | 0 | 0 | 0 | -7.2778e-09 | -1.089e-08 | 1.2949e-08 | 5.1341e-09 | 7.9842e-09 | -7.9001e-09 | -2.3235e-08 | 1.5021e-08 | 2.2684e-09 | 1.5229e-08 | -1.057e-08 | -2.0666e-09 | 0 | 0 | 0 | 0 | 0 | 0 | 0.74457 | 0.53802 | 0.6511 | 0.74457 | 0.53802 | 0.6511 | -5.0223 | -136.8975 | 102.2555 | -5.0223 | -136.8975 | 102.2555
Line13_13_14 | 0 | 0 | 0 | 0 | 0 | 0 | 0 | 0 | 0 | 0 | 0 | 0 | -2.4259e-09 | -3.6299e-09 | 4.3164e-09 | 2.8231e-10 | 7.2449e-10 | 7.3261e-10 | -7.745e-09 | 5.0068e-09 | 7.5612e-10 | -2.6117e-10 | -5.5608e-10 | -5.5433e-10 | 0 | 0 | 0 | 0 | 0 | 0 | 0.74457 | 0.53802 | 0.6511 | 0.74457 | 0.53802 | 0.6511 | -5.0223 | -136.8975 | 102.2555 | -5.0223 | -136.8975 | 102.2555
Line14_15_16 | 0 | 0 | 0 | 0 | 0 | 0 | 0 | 0 | 0 | 0 | 0 | 0 | -4.8518e-09 | -7.2597e-09 | 8.6327e-09 | 2.7082e-09 | 4.3543e-09 | -3.5838e-09 | -1.549e-08 | 1.0014e-08 | 1.5122e-09 | 7.4838e-09 | -5.5629e-09 | -1.3105e-09 | 0 | 0 | 0 | 0 | 0 | 0 | 0.74457 | 0.53802 | 0.6511 | 0.74457 | 0.53802 | 0.6511 | -5.0223 | -136.8975 | 102.2555 | -5.0223 | -136.8975 | 102.2555
Line15_16_17 | 0 | 0 | 0 | 0 | 0 | 0 | 0 | 0 | 0 | 0 | 0 | 0 | -2.4259e-09 | -3.6299e-09 | 4.3164e-09 | 2.8231e-10 | 7.2449e-10 | 7.3261e-10 | -7.745e-09 | 5.0068e-09 | 7.5612e-10 | -2.6117e-10 | -5.5608e-10 | -5.5433e-10 | 0 | 0 | 0 | 0 | 0 | 0 | 0.74457 | 0.53802 | 0.6511 | 0.74457 | 0.53802 | 0.6511 | -5.0223 | -136.8975 | 102.2555 | -5.0223 | -136.8975 | 102.2555
Line16_4_18 | 0 | 0 | 0 | 0 | 0 | 0 | 0 | 0 | 0 | 0 | 0 | 0 | -2.4259e-09 | -3.6299e-09 | 4.3164e-09 | 2.8231e-10 | 7.2449e-10 | 7.3261e-10 | -7.745e-09 | 5.0068e-09 | 7.5612e-10 | -2.6117e-10 | -5.5608e-10 | -5.5433e-10 | 0 | 0 | 0 | 0 | 0 | 0 | 0.74457 | 0.53802 | 0.6511 | 0.74457 | 0.53802 | 0.6511 | -5.0223 | -136.8975 | 102.2555 | -5.0223 | -136.8975 | 102.2555
Line17_5_19 | 0 | 0 | 0 | 0 | 0 | 0 | 0 | 0 | 0 | 0 | 0 | 0 | -2.4259e-09 | -3.6299e-09 | 4.3164e-09 | 2.8231e-10 | 7.2449e-10 | 7.3261e-10 | -7.745e-09 | 5.0068e-09 | 7.5612e-10 | -2.6117e-10 | -5.5608e-10 | -5.5433e-10 | 0 | 0 | 0 | 0 | 0 | 0 | 0.74457 | 0.53802 | 0.6511 | 0.74457 | 0.53802 | 0.6511 | -5.0223 | -136.8975 | 102.2555 | -5.0223 | -136.8975 | 102.2555
Line1_1_3 | 0 | 0 | 0 | 0 | 0 | 0 | 0 | 0 | 0 | 0 | 0 | 0 | -1.9407e-08 | -2.9039e-08 | 3.4531e-08 | 1.7264e-08 | 2.6133e-08 | -2.9482e-08 | -6.196e-08 | 4.0055e-08 | 6.049e-09 | 5.3954e-08 | -3.5604e-08 | -5.8472e-09 | 0 | 0 | 0 | 0 | 0 | 0 | 0.74457 | 0.53802 | 0.6511 | 0.74457 | 0.53802 | 0.6511 | -5.0223 | -136.8975 | 102.2555 | -5.0223 | -136.8975 | 102.2555
Line2_1_4 | 0 | 0 | 0 | 0 | 0 | 0 | 0 | 0 | 0 | 0 | 0 | 0 | -4.8518e-09 | -7.2597e-09 | 8.6327e-09 | 2.7082e-09 | 4.3543e-09 | -3.5838e-09 | -1.549e-08 | 1.0014e-08 | 1.5122e-09 | 7.4838e-09 | -5.5629e-09 | -1.3104e-09 | 0 | 0 | 0 | 0 | 0 | 0 | 0.74457 | 0.53802 | 0.6511 | 0.74457 | 0.53802 | 0.6511 | -5.0223 | -136.8975 | 102.2555 | -5.0223 | -136.8975 | 102.2555
Line3_1_5 | 0 | 0 | 0 | 0 | 0 | 0 | 0 | 0 | 0 | 0 | 0 | 0 | -4.8518e-09 | -7.2597e-09 | 8.6327e-09 | 2.7082e-09 | 4.3543e-09 | -3.5838e-09 | -1.549e-08 | 1.0014e-08 | 1.5122e-09 | 7.4838e-09 | -5.5629e-09 | -1.3104e-09 | 0 | 0 | 0 | 0 | 0 | 0 | 0.74457 | 0.53802 | 0.6511 | 0.74457 | 0.53802 | 0.6511 | -5.0223 | -136.8975 | 102.2555 | -5.0223 | -136.8975 | 102.2555
Line4_2_6 | 0 | 0 | 0 | 0 | 0 | 0 | 0 | 0 | 0 | 0 | 0 | 0 | -2.9576e-09 | 1.8471e-20 | 6.245e-21 | 2.9576e-09 | 2.1697e-15 | 8.4167e-16 | -7.2951e-08 | 1.3891e-20 | -1.9329e-20 | 5.8217e-08 | 2.2124e-15 | 7.3319e-16 | 0 | 0 | 0 | 0 | 0 | 0 | 0.41937 | 0 | 0.41937 | 0.41937 | 0 | 0.41937 | -3.2546 | 0 | 0 | -3.2546 | 0 | 0
Line5_6_7 | 0 | 0 | 0 | 0 | 0 | 0 | 0 | 0 | 0 | 0 | 0 | 0 | -2.3661e-09 | -2.1274e-15 | -8.9948e-16 | 2.3661e-09 | 2.9238e-15 | 1.0952e-15 | -5.8361e-08 | -2.1094e-15 | -7.3282e-16 | 4.3627e-08 | 3.0029e-15 | 9.6845e-16 | 0 | 0 | 0 | 0 | 0 | 0 | 0.41937 | 0 | 0.41937 | 0.41937 | 0 | 0.41937 | -3.2546 | 0 | 0 | -3.2546 | 0 | 0
Line6_7_8 | 0 | 0 | 0 | 0 | 0 | 0 | 0 | 0 | 0 | 0 | 0 | 0 | -1.7746e-09 | -2.8482e-15 | -1.1974e-15 | 1.7746e-09 | 2.6051e-15 | 9.123e-16 | -4.3771e-08 | -2.8193e-15 | -9.6739e-16 | 2.9037e-08 | 2.7163e-15 | 8.3765e-16 | 0 | 0 | 0 | 0 | 0 | 0 | 0.41937 | 0 | 0.41937 | 0.41937 | 0 | 0.41937 | -3.2546 | 0 | 0 | -3.2546 | 0 | 0
Line7_8_9 | 0 | 0 | 0 | 0 | 0 | 0 | 0 | 0 | 0 | 0 | 0 | 0 | -5.9152e-10 | -1.2526e-15 | -5.2284e-16 | 5.9152e-10 | 1.0615e-16 | -1.3778e-16 | -1.459e-08 | -1.2373e-15 | -4.1778e-16 | -1.4365e-10 | 2.5532e-16 | 3.8165e-18 | 0 | 0 | 0 | 0 | 0 | 0 | 0.41937 | 0 | 0.41937 | 0.41937 | 0 | 0.41937 | -3.2546 | 0 | 0 | -3.2546 | 0 | 0
Line8_8_10 | 0 | 0 | 0 | 0 | 0 | 0 | 0 | 0 | 0 | 0 | 0 | 0 | -5.9152e-10 | -1.2526e-15 | -5.2284e-16 | 5.9152e-10 | 1.0615e-16 | -1.3778e-16 | -1.459e-08 | -1.2373e-15 | -4.1778e-16 | -1.4365e-10 | 2.5532e-16 | 3.8165e-18 | 0 | 0 | 0 | 0 | 0 | 0 | 0.41937 | 0 | 0.41937 | 0.41937 | 0 | 0.41937 | -3.2546 | 0 | 0 | -3.2546 | 0 | 0
Line9_3_11 | 0 | 0 | 0 | 0 | 0 | 0 | 0 | 0 | 0 | 0 | 0 | 0 | -1.6981e-08 | -2.5409e-08 | 3.0215e-08 | 1.4838e-08 | 2.2504e-08 | -2.5166e-08 | -5.4215e-08 | 3.5048e-08 | 5.2929e-09 | 4.6209e-08 | -3.0597e-08 | -5.0911e-09 | 0 | 0 | 0 | 0 | 0 | 0 | 0.74457 | 0.53802 | 0.6511 | 0.74457 | 0.53802 | 0.6511 | -5.0223 | -136.8975 | 102.2555 | -5.0223 | -136.8975 | 102.2555

## LLG_min_10
name | pf_ikss_a_from_ka | pf_ikss_b_from_ka | pf_ikss_c_from_ka | pf_ikss_a_to_ka | pf_ikss_b_to_ka | pf_ikss_c_to_ka | pf_skss_a_from_mw | pf_skss_b_from_mw | pf_skss_c_from_mw | pf_skss_a_to_mw | pf_skss_b_to_mw | pf_skss_c_to_mw | pf_p_a_from_mw | pf_p_b_from_mw | pf_p_c_from_mw | pf_p_a_to_mw | pf_p_b_to_mw | pf_p_c_to_mw | pf_q_a_from_mvar | pf_q_b_from_mvar | pf_q_c_from_mvar | pf_q_a_to_mvar | pf_q_b_to_mvar | pf_q_c_to_mvar | pf_ikss_a_from_degree | pf_ikss_b_from_degree | pf_ikss_c_from_degree | pf_ikss_a_to_degree | pf_ikss_b_to_degree | pf_ikss_c_to_degree | pf_vm_a_from_pu | pf_vm_b_from_pu | pf_vm_c_from_pu | pf_vm_a_to_pu | pf_vm_b_to_pu | pf_vm_c_to_pu | pf_va_a_from_degree | pf_va_b_from_degree | pf_va_c_from_degree | pf_va_a_to_degree | pf_va_b_to_degree | pf_va_c_to_degree
Line0_1_2 | 0 | 4.969 | 4.6883 | 0 | 4.969 | 4.6883 | 0 | 1.1475 | 1.0827 | 0 | 1.1475 | 1.0827 | -7.3332e-09 | 0.33024 | 0.4402 | 3.1853e-09 | -1.4653e-13 | -1.2216e-13 | -8.828e-08 | 0.49746 | 0.30508 | 6.5345e-08 | 1.5633e-13 | 2.0417e-13 | 0 | 166.6809 | 67.5314 | 0 | -13.3191 | -112.4686 | 0.70538 | 0.5097 | 0.61683 | 0.3973 | 0 | 0.3973 | -5.0223 | -136.8975 | 102.2555 | -3.2546 | 0 | 0
Line10_11_12 | 0 | 0 | 0 | 0 | 0 | 0 | 0 | 0 | 0 | 0 | 0 | 0 | -1.3064e-08 | -1.9547e-08 | 2.3244e-08 | 1.114e-08 | 1.6939e-08 | -1.8712e-08 | -4.1707e-08 | 2.6962e-08 | 4.0718e-09 | 3.4521e-08 | -2.2967e-08 | -3.8906e-09 | 0 | 0 | 0 | 0 | 0 | 0 | 0.70538 | 0.5097 | 0.61683 | 0.70538 | 0.5097 | 0.61683 | -5.0223 | -136.8975 | 102.2555 | -5.0223 | -136.8975 | 102.2555
Line11_12_13 | 0 | 0 | 0 | 0 | 0 | 0 | 0 | 0 | 0 | 0 | 0 | 0 | -1.0886e-08 | -1.6289e-08 | 1.937e-08 | 8.9625e-09 | 1.3682e-08 | -1.4838e-08 | -3.4756e-08 | 2.2468e-08 | 3.3931e-09 | 2.757e-08 | -1.8474e-08 | -3.212e-09 | 0 | 0 | 0 | 0 | 0 | 0 | 0.70538 | 0.5097 | 0.61683 | 0.70538 | 0.5097 | 0.61683 | -5.0223 | -136.8975 | 102.2555 | -5.0223 | -136.8975 | 102.2555
Line12_13_15 | 0 | 0 | 0 | 0 | 0 | 0 | 0 | 0 | 0 | 0 | 0 | 0 | -6.5318e-09 | -9.7735e-09 | 1.1622e-08 | 4.6079e-09 | 7.1659e-09 | -7.0904e-09 | -2.0853e-08 | 1.3481e-08 | 2.0359e-09 | 1.3668e-08 | -9.4864e-09 | -1.8548e-09 | 0 | 0 | 0 | 0 | 0 | 0 | 0.70538 | 0.5097 | 0.61683 | 0.70538 | 0.5097 | 0.61683 | -5.0223 | -136.8975 | 102.2555 | -5.0223 | -136.8975 | 102.2555
Line13_13_14 | 0 | 0 | 0 | 0 | 0 | 0 | 0 | 0 | 0 | 0 | 0 | 0 | -2.1773e-09 | -3.2578e-09 | 3.874e-09 | 2.5338e-10 | 6.5023e-10 | 6.5752e-10 | -6.9512e-09 | 4.4937e-09 | 6.7863e-10 | -2.344e-10 | -4.9909e-10 | -4.9751e-10 | 0 | 0 | 0 | 0 | 0 | 0 | 0.70538 | 0.5097 | 0.61683 | 0.70538 | 0.5097 | 0.61683 | -5.0223 | -136.8975 | 102.2555 | -5.0223 | -136.8975 | 102.2555
Line14_15_16 | 0 | 0 | 0 | 0 | 0 | 0 | 0 | 0 | 0 | 0 | 0 | 0 | -4.3546e-09 | -6.5156e-09 | 7.7479e-09 | 2.4307e-09 | 3.9081e-09 | -3.2164e-09 | -1.3902e-08 | 8.9874e-09 | 1.3573e-09 | 6.7167e-09 | -4.9928e-09 | -1.1761e-09 | 0 | 0 | 0 | 0 | 0 | 0 | 0.70538 | 0.5097 | 0.61683 | 0.70538 | 0.5097 | 0.61683 | -5.0223 | -136.8975 | 102.2555 | -5.0223 | -136.8975 | 102.2555
Line15_16_17 | 0 | 0 | 0 | 0 | 0 | 0 | 0 | 0 | 0 | 0 | 0 | 0 | -2.1773e-09 | -3.2578e-09 | 3.874e-09 | 2.5338e-10 | 6.5023e-10 | 6.5752e-10 | -6.9512e-09 | 4.4937e-09 | 6.7863e-10 | -2.344e-10 | -4.9909e-10 | -4.9751e-10 | 0 | 0 | 0 | 0 | 0 | 0 | 0.70538 | 0.5097 | 0.61683 | 0.70538 | 0.5097 | 0.61683 | -5.0223 | -136.8975 | 102.2555 | -5.0223 | -136.8975 | 102.2555
Line16_4_18 | 0 | 0 | 0 | 0 | 0 | 0 | 0 | 0 | 0 | 0 | 0 | 0 | -2.1773e-09 | -3.2578e-09 | 3.874e-09 | 2.5338e-10 | 6.5023e-10 | 6.5752e-10 | -6.9511e-09 | 4.4937e-09 | 6.7862e-10 | -2.344e-10 | -4.9909e-10 | -4.9751e-10 | 0 | 0 | 0 | 0 | 0 | 0 | 0.70538 | 0.5097 | 0.61683 | 0.70538 | 0.5097 | 0.61683 | -5.0223 | -136.8975 | 102.2555 | -5.0223 | -136.8975 | 102.2555
Line17_5_19 | 0 | 0 | 0 | 0 | 0 | 0 | 0 | 0 | 0 | 0 | 0 | 0 | -2.1773e-09 | -3.2578e-09 | 3.874e-09 | 2.5338e-10 | 6.5023e-10 | 6.5752e-10 | -6.9511e-09 | 4.4937e-09 | 6.7862e-10 | -2.344e-10 | -4.9909e-10 | -4.9751e-10 | 0 | 0 | 0 | 0 | 0 | 0 | 0.70538 | 0.5097 | 0.61683 | 0.70538 | 0.5097 | 0.61683 | -5.0223 | -136.8975 | 102.2555 | -5.0223 | -136.8975 | 102.2555
Line1_1_3 | 0 | 0 | 0 | 0 | 0 | 0 | 0 | 0 | 0 | 0 | 0 | 0 | -1.7418e-08 | -2.6063e-08 | 3.0992e-08 | 1.5494e-08 | 2.3455e-08 | -2.646e-08 | -5.5609e-08 | 3.5949e-08 | 5.429e-09 | 4.8424e-08 | -3.1955e-08 | -5.2479e-09 | 0 | 0 | 0 | 0 | 0 | 0 | 0.70538 | 0.5097 | 0.61683 | 0.70538 | 0.5097 | 0.61683 | -5.0223 | -136.8975 | 102.2555 | -5.0223 | -136.8975 | 102.2555
Line2_1_4 | 0 | 0 | 0 | 0 | 0 | 0 | 0 | 0 | 0 | 0 | 0 | 0 | -4.3546e-09 | -6.5156e-09 | 7.7479e-09 | 2.4307e-09 | 3.908e-09 | -3.2164e-09 | -1.3902e-08 | 8.9874e-09 | 1.3572e-09 | 6.7167e-09 | -4.9928e-09 | -1.1761e-09 | 0 | 0 | 0 | 0 | 0 | 0 | 0.70538 | 0.5097 | 0.61683 | 0.70538 | 0.5097 | 0.61683 | -5.0223 | -136.8975 | 102.2555 | -5.0223 | -136.8975 | 102.2555
Line3_1_5 | 0 | 0 | 0 | 0 | 0 | 0 | 0 | 0 | 0 | 0 | 0 | 0 | -4.3546e-09 | -6.5156e-09 | 7.7479e-09 | 2.4307e-09 | 3.908e-09 | -3.2164e-09 | -1.3902e-08 | 8.9874e-09 | 1.3572e-09 | 6.7167e-09 | -4.9928e-09 | -1.1761e-09 | 0 | 0 | 0 | 0 | 0 | 0 | 0.70538 | 0.5097 | 0.61683 | 0.70538 | 0.5097 | 0.61683 | -5.0223 | -136.8975 | 102.2555 | -5.0223 | -136.8975 | 102.2555
Line4_2_6 | 0 | 0 | 0 | 0 | 0 | 0 | 0 | 0 | 0 | 0 | 0 | 0 | -2.6545e-09 | 1.658e-20 | 5.6077e-21 | 2.6545e-09 | 1.9473e-15 | 7.554e-16 | -6.5474e-08 | 1.2456e-20 | -1.7305e-20 | 5.225e-08 | 1.9856e-15 | 6.5804e-16 | 0 | 0 | 0 | 0 | 0 | 0 | 0.3973 | 0 | 0.3973 | 0.3973 | 0 | 0.3973 | -3.2546 | 0 | 0 | -3.2546 | 0 | 0
Line5_6_7 | 0 | 0 | 0 | 0 | 0 | 0 | 0 | 0 | 0 | 0 | 0 | 0 | -2.1236e-09 | -1.9094e-15 | -8.0729e-16 | 2.1236e-09 | 2.6241e-15 | 9.8293e-16 | -5.2379e-08 | -1.8932e-15 | -6.5771e-16 | 3.9156e-08 | 2.6951e-15 | 8.6919e-16 | 0 | 0 | 0 | 0 | 0 | 0 | 0.3973 | 0 | 0.3973 | 0.3973 | 0 | 0.3973 | -3.2546 | 0 | 0 | -3.2546 | 0 | 0
Line6_7_8 | 0 | 0 | 0 | 0 | 0 | 0 | 0 | 0 | 0 | 0 | 0 | 0 | -1.5927e-09 | -2.5563e-15 | -1.0747e-15 | 1.5927e-09 | 2.3381e-15 | 8.188e-16 | -3.9285e-08 | -2.5304e-15 | -8.6824e-16 | 2.6061e-08 | 2.4379e-15 | 7.518e-16 | 0 | 0 | 0 | 0 | 0 | 0 | 0.3973 | 0 | 0.3973 | 0.3973 | 0 | 0.3973 | -3.2546 | 0 | 0 | -3.2546 | 0 | 0
Line7_8_9 | 0 | 0 | 0 | 0 | 0 | 0 | 0 | 0 | 0 | 0 | 0 | 0 | -5.3089e-10 | -1.1242e-15 | -4.6925e-16 | 5.3089e-10 | 9.5268e-17 | -1.2366e-16 | -1.3095e-08 | -1.1105e-15 | -3.7496e-16 | -1.2892e-10 | 2.2915e-16 | 3.4253e-18 | 0 | 0 | 0 | 0 | 0 | 0 | 0.3973 | 0 | 0.3973 | 0.3973 | 0 | 0.3973 | -3.2546 | 0 | 0 | -3.2546 | 0 | 0
Line8_8_10 | 0 | 0 | 0 | 0 | 0 | 0 | 0 | 0 | 0 | 0 | 0 | 0 | -5.3089e-10 | -1.1242e-15 | -4.6925e-16 | 5.3089e-10 | 9.5268e-17 | -1.2366e-16 | -1.3095e-08 | -1.1105e-15 | -3.7496e-16 | -1.2892e-10 | 2.2915e-16 | 3.4253e-18 | 0 | 0 | 0 | 0 | 0 | 0 | 0.3973 | 0 | 0.3973 | 0.3973 | 0 | 0.3973 | -3.2546 | 0 | 0 | -3.2546 | 0 | 0
Line9_3_11 | 0 | 0 | 0 | 0 | 0 | 0 | 0 | 0 | 0 | 0 | 0 | 0 | -1.5241e-08 | -2.2805e-08 | 2.7118e-08 | 1.3317e-08 | 2.0197e-08 | -2.2586e-08 | -4.8658e-08 | 3.1456e-08 | 4.7504e-09 | 4.1473e-08 | -2.7461e-08 | -4.5693e-09 | 0 | 0 | 0 | 0 | 0 | 0 | 0.70538 | 0.5097 | 0.61683 | 0.70538 | 0.5097 | 0.61683 | -5.0223 | -136.8975 | 102.2555 | -5.0223 | -136.8975 | 102.2555

## LLG_min_fault_6
name | pf_ikss_a_from_ka | pf_ikss_b_from_ka | pf_ikss_c_from_ka | pf_ikss_a_to_ka | pf_ikss_b_to_ka | pf_ikss_c_to_ka | pf_skss_a_from_mw | pf_skss_b_from_mw | pf_skss_c_from_mw | pf_skss_a_to_mw | pf_skss_b_to_mw | pf_skss_c_to_mw | pf_p_a_from_mw | pf_p_b_from_mw | pf_p_c_from_mw | pf_p_a_to_mw | pf_p_b_to_mw | pf_p_c_to_mw | pf_q_a_from_mvar | pf_q_b_from_mvar | pf_q_c_from_mvar | pf_q_a_to_mvar | pf_q_b_to_mvar | pf_q_c_to_mvar | pf_ikss_a_from_degree | pf_ikss_b_from_degree | pf_ikss_c_from_degree | pf_ikss_a_to_degree | pf_ikss_b_to_degree | pf_ikss_c_to_degree | pf_vm_a_from_pu | pf_vm_b_from_pu | pf_vm_c_from_pu | pf_vm_a_to_pu | pf_vm_b_to_pu | pf_vm_c_to_pu | pf_va_a_from_degree | pf_va_b_from_degree | pf_va_c_from_degree | pf_va_a_to_degree | pf_va_b_to_degree | pf_va_c_to_degree
Line0_1_2 | 0 | 0.030854 | 0.030828 | 0 | 0.030854 | 0.030828 | 0 | 0.0071255 | 0.0071193 | 0 | 0.0071255 | 0.0071193 | -1.3761e-10 | 0.0047739 | 0.0047712 | 1.1834e-10 | -0.0047599 | -0.0047517 | -4.9221e-10 | 0.00478 | 0.0047665 | 4.2873e-10 | -0.0047599 | -0.0047517 | 0 | -165.166 | 74.9339 | 0 | 14.8339 | -105.0661 | 0.94936 | 0.94753 | 0.94816 | 0.94753 | 0.94383 | 0.94629 | -0.027779 | -120.1296 | 119.9057 | -0.028511 | -120.166 | 119.9339
Line10_11_12 | 0 | 0 | 0 | 0 | 0 | 0 | 0 | 0 | 0 | 0 | 0 | 0 | -1.194e-10 | -1.8357e-10 | 2.0003e-10 | 1.0068e-10 | 1.5958e-10 | -1.5733e-10 | -2.2209e-10 | 2.5784e-10 | 5.0821e-11 | 1.8348e-10 | -2.2234e-10 | -4.778e-11 | 0 | 0 | 0 | 0 | 0 | 0 | 0.94936 | 0.94753 | 0.94816 | 0.94936 | 0.94753 | 0.94816 | -0.027779 | -120.1296 | 119.9057 | -0.027779 | -120.1296 | 119.9057
Line11_12_13 | 0 | 0 | 0 | 0 | 0 | 0 | 0 | 0 | 0 | 0 | 0 | 0 | -9.9503e-11 | -1.5297e-10 | 1.6669e-10 | 8.0783e-11 | 1.2899e-10 | -1.2399e-10 | -1.8508e-10 | 2.1487e-10 | 4.2351e-11 | 1.4646e-10 | -1.7936e-10 | -3.931e-11 | 0 | 0 | 0 | 0 | 0 | 0 | 0.94936 | 0.94753 | 0.94816 | 0.94936 | 0.94753 | 0.94816 | -0.027779 | -120.1296 | 119.9057 | -0.027779 | -120.1296 | 119.9057
Line12_13_15 | 0 | 0 | 0 | 0 | 0 | 0 | 0 | 0 | 0 | 0 | 0 | 0 | -5.9702e-11 | -9.1783e-11 | 1.0002e-10 | 4.0982e-11 | 6.78e-11 | -5.7314e-11 | -1.1105e-10 | 1.2892e-10 | 2.5411e-11 | 7.2428e-11 | -9.3415e-11 | -2.237e-11 | 0 | 0 | 0 | 0 | 0 | 0 | 0.94936 | 0.94753 | 0.94816 | 0.94936 | 0.94753 | 0.94816 | -0.027779 | -120.1296 | 119.9057 | -0.027779 | -120.1296 | 119.9057
Line13_13_14 | 0 | 0 | 0 | 0 | 0 | 0 | 0 | 0 | 0 | 0 | 0 | 0 | -1.9901e-11 | -3.0594e-11 | 3.3339e-11 | 1.1806e-12 | 6.6115e-12 | 9.364e-12 | -3.7016e-11 | 4.2974e-11 | 8.4702e-12 | -1.6038e-12 | -7.4677e-12 | -5.4296e-12 | 0 | 0 | 0 | 0 | 0 | 0 | 0.94936 | 0.94753 | 0.94816 | 0.94936 | 0.94753 | 0.94816 | -0.027779 | -120.1296 | 119.9057 | -0.027779 | -120.1296 | 119.9057
Line14_15_16 | 0 | 0 | 0 | 0 | 0 | 0 | 0 | 0 | 0 | 0 | 0 | 0 | -3.9801e-11 | -6.1189e-11 | 6.6678e-11 | 2.1081e-11 | 3.7206e-11 | -2.3975e-11 | -7.4032e-11 | 8.5947e-11 | 1.694e-11 | 3.5412e-11 | -5.0441e-11 | -1.39e-11 | 0 | 0 | 0 | 0 | 0 | 0 | 0.94936 | 0.94753 | 0.94816 | 0.94936 | 0.94753 | 0.94816 | -0.027779 | -120.1296 | 119.9057 | -0.027779 | -120.1296 | 119.9057
Line15_16_17 | 0 | 0 | 0 | 0 | 0 | 0 | 0 | 0 | 0 | 0 | 0 | 0 | -1.9901e-11 | -3.0594e-11 | 3.3339e-11 | 1.1806e-12 | 6.6115e-12 | 9.364e-12 | -3.7016e-11 | 4.2974e-11 | 8.4702e-12 | -1.6038e-12 | -7.4677e-12 | -5.4296e-12 | 0 | 0 | 0 | 0 | 0 | 0 | 0.94936 | 0.94753 | 0.94816 | 0.94936 | 0.94753 | 0.94816 | -0.027779 | -120.1296 | 119.9057 | -0.027779 | -120.1296 | 119.9057
Line16_4_18 | 0 | 0 | 0 | 0 | 0 | 0 | 0 | 0 | 0 | 0 | 0 | 0 | -1.9901e-11 | -3.0594e-11 | 3.3339e-11 | 1.1806e-12 | 6.6115e-12 | 9.364e-12 | -3.7016e-11 | 4.2974e-11 | 8.4702e-12 | -1.6038e-12 | -7.4677e-12 | -5.4296e-12 | 0 | 0 | 0 | 0 | 0 | 0 | 0.94936 | 0.94753 | 0.94816 | 0.94936 | 0.94753 | 0.94816 | -0.027779 | -120.1296 | 119.9057 | -0.027779 | -120.1296 | 119.9057
Line17_5_19 | 0 | 0 | 0 | 0 | 0 | 0 | 0 | 0 | 0 | 0 | 0 | 0 | -1.9901e-11 | -3.0594e-11 | 3.3339e-11 | 1.1806e-12 | 6.6115e-12 | 9.364e-12 | -3.7016e-11 | 4.2974e-11 | 8.4702e-12 | -1.6038e-12 | -7.4677e-12 | -5.4296e-12 | 0 | 0 | 0 | 0 | 0 | 0 | 0.94936 | 0.94753 | 0.94816 | 0.94936 | 0.94753 | 0.94816 | -0.027779 | -120.1296 | 119.9057 | -0.027779 | -120.1296 | 119.9057
Line1_1_3 | 0 | 0 | 0 | 0 | 0 | 0 | 0 | 0 | 0 | 0 | 0 | 0 | -1.592e-10 | -2.4476e-10 | 2.6671e-10 | 1.4048e-10 | 2.2077e-10 | -2.2401e-10 | -2.9613e-10 | 3.4379e-10 | 6.7761e-11 | 2.5751e-10 | -3.0828e-10 | -6.4721e-11 | 0 | 0 | 0 | 0 | 0 | 0 | 0.94936 | 0.94753 | 0.94816 | 0.94936 | 0.94753 | 0.94816 | -0.027779 | -120.1296 | 119.9057 | -0.027779 | -120.1296 | 119.9057
Line2_1_4 | 0 | 0 | 0 | 0 | 0 | 0 | 0 | 0 | 0 | 0 | 0 | 0 | -3.9801e-11 | -6.1189e-11 | 6.6678e-11 | 2.1081e-11 | 3.7206e-11 | -2.3975e-11 | -7.4032e-11 | 8.5947e-11 | 1.694e-11 | 3.5412e-11 | -5.0441e-11 | -1.39e-11 | 0 | 0 | 0 | 0 | 0 | 0 | 0.94936 | 0.94753 | 0.94816 | 0.94936 | 0.94753 | 0.94816 | -0.027779 | -120.1296 | 119.9057 | -0.027779 | -120.1296 | 119.9057
Line3_1_5 | 0 | 0 | 0 | 0 | 0 | 0 | 0 | 0 | 0 | 0 | 0 | 0 | -3.9801e-11 | -6.1189e-11 | 6.6678e-11 | 2.1081e-11 | 3.7206e-11 | -2.3975e-11 | -7.4032e-11 | 8.5947e-11 | 1.694e-11 | 3.5412e-11 | -5.0441e-11 | -1.39e-11 | 0 | 0 | 0 | 0 | 0 | 0 | 0.94936 | 0.94753 | 0.94816 | 0.94936 | 0.94753 | 0.94816 | -0.027779 | -120.1296 | 119.9057 | -0.027779 | -120.1296 | 119.9057
Line4_2_6 | 0 | 0 | 0 | 0 | 0 | 0 | 0 | 0 | 0 | 0 | 0 | 0 | -1.1501e-10 | -4.1992e-10 | 3.2125e-10 | 9.5339e-11 | 3.5424e-10 | -2.3589e-10 | -4.3038e-10 | 3.5157e-10 | 1.5208e-10 | 3.4266e-10 | -2.9079e-10 | -1.2546e-10 | 0 | 0 | 0 | 0 | 0 | 0 | 0.94753 | 0.94383 | 0.94629 | 0.94753 | 0.94383 | 0.94629 | -0.028511 | -120.166 | 119.9339 | -0.028511 | -120.166 | 119.9339
Line5_6_7 | 0 | 0 | 0 | 0 | 0 | 0 | 0 | 0 | 0 | 0 | 0 | 0 | -9.2009e-11 | -3.3594e-10 | 2.57e-10 | 7.2337e-11 | 2.7026e-10 | -1.7164e-10 | -3.443e-10 | 2.8126e-10 | 1.2166e-10 | 2.5658e-10 | -2.2048e-10 | -9.504e-11 | 0 | 0 | 0 | 0 | 0 | 0 | 0.94753 | 0.94383 | 0.94629 | 0.94753 | 0.94383 | 0.94629 | -0.028511 | -120.166 | 119.9339 | -0.028511 | -120.166 | 119.9339
Line6_7_8 | 0 | 0 | 0 | 0 | 0 | 0 | 0 | 0 | 0 | 0 | 0 | 0 | -6.9007e-11 | -2.5195e-10 | 1.9275e-10 | 4.9334e-11 | 1.8627e-10 | -1.0739e-10 | -2.5823e-10 | 2.1094e-10 | 9.1246e-11 | 1.7051e-10 | -1.5016e-10 | -6.4624e-11 | 0 | 0 | 0 | 0 | 0 | 0 | 0.94753 | 0.94383 | 0.94629 | 0.94753 | 0.94383 | 0.94629 | -0.028511 | -120.166 | 119.9339 | -0.028511 | -120.166 | 119.9339
Line7_8_9 | 0 | 0 | 0 | 0 | 0 | 0 | 0 | 0 | 0 | 0 | 0 | 0 | -2.3002e-11 | -8.3985e-11 | 6.425e-11 | 3.3299e-12 | 1.83e-11 | 2.1107e-11 | -8.6076e-11 | 7.0314e-11 | 3.0415e-11 | -1.645e-12 | -9.5369e-12 | -3.7932e-12 | 0 | 0 | 0 | 0 | 0 | 0 | 0.94753 | 0.94383 | 0.94629 | 0.94753 | 0.94383 | 0.94629 | -0.028511 | -120.166 | 119.9339 | -0.028511 | -120.166 | 119.9339
Line8_8_10 | 0 | 0 | 0 | 0 | 0 | 0 | 0 | 0 | 0 | 0 | 0 | 0 | -2.3002e-11 | -8.3985e-11 | 6.425e-11 | 3.3299e-12 | 1.83e-11 | 2.1107e-11 | -8.6076e-11 | 7.0314e-11 | 3.0415e-11 | -1.645e-12 | -9.5369e-12 | -3.7932e-12 | 0 | 0 | 0 | 0 | 0 | 0 | 0.94753 | 0.94383 | 0.94629 | 0.94753 | 0.94383 | 0.94629 | -0.028511 | -120.166 | 119.9339 | -0.028511 | -120.166 | 119.9339
Line9_3_11 | 0 | 0 | 0 | 0 | 0 | 0 | 0 | 0 | 0 | 0 | 0 | 0 | -1.393e-10 | -2.1416e-10 | 2.3337e-10 | 1.2058e-10 | 1.9018e-10 | -1.9067e-10 | -2.5911e-10 | 3.0082e-10 | 5.9291e-11 | 2.2049e-10 | -2.6531e-10 | -5.6251e-11 | 0 | 0 | 0 | 0 | 0 | 0 | 0.94936 | 0.94753 | 0.94816 | 0.94936 | 0.94753 | 0.94816 | -0.027779 | -120.1296 | 119.9057 | -0.027779 | -120.1296 | 119.9057

## LLG_min_fault_10
name | pf_ikss_a_from_ka | pf_ikss_b_from_ka | pf_ikss_c_from_ka | pf_ikss_a_to_ka | pf_ikss_b_to_ka | pf_ikss_c_to_ka | pf_skss_a_from_mw | pf_skss_b_from_mw | pf_skss_c_from_mw | pf_skss_a_to_mw | pf_skss_b_to_mw | pf_skss_c_to_mw | pf_p_a_from_mw | pf_p_b_from_mw | pf_p_c_from_mw | pf_p_a_to_mw | pf_p_b_to_mw | pf_p_c_to_mw | pf_q_a_from_mvar | pf_q_b_from_mvar | pf_q_c_from_mvar | pf_q_a_to_mvar | pf_q_b_to_mvar | pf_q_c_to_mvar | pf_ikss_a_from_degree | pf_ikss_b_from_degree | pf_ikss_c_from_degree | pf_ikss_a_to_degree | pf_ikss_b_to_degree | pf_ikss_c_to_degree | pf_vm_a_from_pu | pf_vm_b_from_pu | pf_vm_c_from_pu | pf_vm_a_to_pu | pf_vm_b_to_pu | pf_vm_c_to_pu | pf_va_a_from_degree | pf_va_b_from_degree | pf_va_c_from_degree | pf_va_a_to_degree | pf_va_b_to_degree | pf_va_c_to_degree
Line0_1_2 | 0 | 0.02923 | 0.029205 | 0 | 0.02923 | 0.029205 | 0 | 0.0067504 | 0.0067446 | 0 | 0.0067504 | 0.0067446 | -1.2351e-10 | 0.0042846 | 0.0042822 | 1.0621e-10 | -0.004272 | -0.0042647 | -4.4176e-10 | 0.0042901 | 0.004278 | 3.8479e-10 | -0.004272 | -0.0042647 | 0 | -165.166 | 74.9339 | 0 | 14.8339 | -105.0661 | 0.8994 | 0.89766 | 0.89826 | 0.89766 | 0.89416 | 0.89649 | -0.027779 | -120.1296 | 119.9057 | -0.028511 | -120.166 | 119.9339
Line10_11_12 | 0 | 0 | 0 | 0 | 0 | 0 | 0 | 0 | 0 | 0 | 0 | 0 | -1.0717e-10 | -1.6475e-10 | 1.7953e-10 | 9.0364e-11 | 1.4323e-10 | -1.4121e-10 | -1.9933e-10 | 2.3141e-10 | 4.5612e-11 | 1.6467e-10 | -1.9955e-10 | -4.2883e-11 | 0 | 0 | 0 | 0 | 0 | 0 | 0.8994 | 0.89766 | 0.89826 | 0.8994 | 0.89766 | 0.89826 | -0.027779 | -120.1296 | 119.9057 | -0.027779 | -120.1296 | 119.9057
Line11_12_13 | 0 | 0 | 0 | 0 | 0 | 0 | 0 | 0 | 0 | 0 | 0 | 0 | -8.9304e-11 | -1.3729e-10 | 1.4961e-10 | 7.2503e-11 | 1.1577e-10 | -1.1128e-10 | -1.6611e-10 | 1.9285e-10 | 3.801e-11 | 1.3145e-10 | -1.6098e-10 | -3.5281e-11 | 0 | 0 | 0 | 0 | 0 | 0 | 0.8994 | 0.89766 | 0.89826 | 0.8994 | 0.89766 | 0.89826 | -0.027779 | -120.1296 | 119.9057 | -0.027779 | -120.1296 | 119.9057
Line12_13_15 | 0 | 0 | 0 | 0 | 0 | 0 | 0 | 0 | 0 | 0 | 0 | 0 | -5.3583e-11 | -8.2376e-11 | 8.9766e-11 | 3.6781e-11 | 6.0851e-11 | -5.144e-11 | -9.9666e-11 | 1.1571e-10 | 2.2806e-11 | 6.5004e-11 | -8.3841e-11 | -2.0077e-11 | 0 | 0 | 0 | 0 | 0 | 0 | 0.8994 | 0.89766 | 0.89826 | 0.8994 | 0.89766 | 0.89826 | -0.027779 | -120.1296 | 119.9057 | -0.027779 | -120.1296 | 119.9057
Line13_13_14 | 0 | 0 | 0 | 0 | 0 | 0 | 0 | 0 | 0 | 0 | 0 | 0 | -1.7861e-11 | -2.7459e-11 | 2.9922e-11 | 1.0596e-12 | 5.9339e-12 | 8.4042e-12 | -3.3222e-11 | 3.8569e-11 | 7.602e-12 | -1.4395e-12 | -6.7023e-12 | -4.8731e-12 | 0 | 0 | 0 | 0 | 0 | 0 | 0.8994 | 0.89766 | 0.89826 | 0.8994 | 0.89766 | 0.89826 | -0.027779 | -120.1296 | 119.9057 | -0.027779 | -120.1296 | 119.9057
Line14_15_16 | 0 | 0 | 0 | 0 | 0 | 0 | 0 | 0 | 0 | 0 | 0 | 0 | -3.5722e-11 | -5.4917e-11 | 5.9844e-11 | 1.892e-11 | 3.3393e-11 | -2.1518e-11 | -6.6444e-11 | 7.7138e-11 | 1.5204e-11 | 3.1782e-11 | -4.5271e-11 | -1.2475e-11 | 0 | 0 | 0 | 0 | 0 | 0 | 0.8994 | 0.89766 | 0.89826 | 0.8994 | 0.89766 | 0.89826 | -0.027779 | -120.1296 | 119.9057 | -0.027779 | -120.1296 | 119.9057
Line15_16_17 | 0 | 0 | 0 | 0 | 0 | 0 | 0 | 0 | 0 | 0 | 0 | 0 | -1.7861e-11 | -2.7459e-11 | 2.9922e-11 | 1.0596e-12 | 5.9339e-12 | 8.4042e-12 | -3.3222e-11 | 3.8569e-11 | 7.602e-12 | -1.4395e-12 | -6.7023e-12 | -4.8731e-12 | 0 | 0 | 0 | 0 | 0 | 0 | 0.8994 | 0.89766 | 0.89826 | 0.8994 | 0.89766 | 0.89826 | -0.027779 | -120.1296 | 119.9057 | -0.027779 | -120.1296 | 119.9057
Line16_4_18 | 0 | 0 | 0 | 0 | 0 | 0 | 0 | 0 | 0 | 0 | 0 | 0 | -1.7861e-11 | -2.7459e-11 | 2.9922e-11 | 1.0596e-12 | 5.9339e-12 | 8.4042e-12 | -3.3222e-11 | 3.8569e-11 | 7.602e-12 | -1.4395e-12 | -6.7023e-12 | -4.8731e-12 | 0 | 0 | 0 | 0 | 0 | 0 | 0.8994 | 0.89766 | 0.89826 | 0.8994 | 0.89766 | 0.89826 | -0.027779 | -120.1296 | 119.9057 | -0.027779 | -120.1296 | 119.9057
Line17_5_19 | 0 | 0 | 0 | 0 | 0 | 0 | 0 | 0 | 0 | 0 | 0 | 0 | -1.7861e-11 | -2.7459e-11 | 2.9922e-11 | 1.0596e-12 | 5.9339e-12 | 8.4042e-12 | -3.3222e-11 | 3.8569e-11 | 7.602e-12 | -1.4395e-12 | -6.7023e-12 | -4.8731e-12 | 0 | 0 | 0 | 0 | 0 | 0 | 0.8994 | 0.89766 | 0.89826 | 0.8994 | 0.89766 | 0.89826 | -0.027779 | -120.1296 | 119.9057 | -0.027779 | -120.1296 | 119.9057
Line1_1_3 | 0 | 0 | 0 | 0 | 0 | 0 | 0 | 0 | 0 | 0 | 0 | 0 | -1.4289e-10 | -2.1967e-10 | 2.3938e-10 | 1.2609e-10 | 1.9814e-10 | -2.0105e-10 | -2.6578e-10 | 3.0855e-10 | 6.0816e-11 | 2.3111e-10 | -2.7669e-10 | -5.8087e-11 | 0 | 0 | 0 | 0 | 0 | 0 | 0.8994 | 0.89766 | 0.89826 | 0.8994 | 0.89766 | 0.89826 | -0.027779 | -120.1296 | 119.9057 | -0.027779 | -120.1296 | 119.9057
Line2_1_4 | 0 | 0 | 0 | 0 | 0 | 0 | 0 | 0 | 0 | 0 | 0 | 0 | -3.5722e-11 | -5.4917e-11 | 5.9844e-11 | 1.892e-11 | 3.3393e-11 | -2.1518e-11 | -6.6444e-11 | 7.7138e-11 | 1.5204e-11 | 3.1782e-11 | -4.5271e-11 | -1.2475e-11 | 0 | 0 | 0 | 0 | 0 | 0 | 0.8994 | 0.89766 | 0.89826 | 0.8994 | 0.89766 | 0.89826 | -0.027779 | -120.1296 | 119.9057 | -0.027779 | -120.1296 | 119.9057
Line3_1_5 | 0 | 0 | 0 | 0 | 0 | 0 | 0 | 0 | 0 | 0 | 0 | 0 | -3.5722e-11 | -5.4917e-11 | 5.9844e-11 | 1.892e-11 | 3.3393e-11 | -2.1518e-11 | -6.6444e-11 | 7.7138e-11 | 1.5204e-11 | 3.1782e-11 | -4.5271e-11 | -1.2475e-11 | 0 | 0 | 0 | 0 | 0 | 0 | 0.8994 | 0.89766 | 0.89826 | 0.8994 | 0.89766 | 0.89826 | -0.027779 | -120.1296 | 119.9057 | -0.027779 | -120.1296 | 119.9057
Line4_2_6 | 0 | 0 | 0 | 0 | 0 | 0 | 0 | 0 | 0 | 0 | 0 | 0 | -1.0322e-10 | -3.7689e-10 | 2.8832e-10 | 8.5567e-11 | 3.1793e-10 | -2.1171e-10 | -3.8627e-10 | 3.1554e-10 | 1.3649e-10 | 3.0754e-10 | -2.6099e-10 | -1.126e-10 | 0 | 0 | 0 | 0 | 0 | 0 | 0.89766 | 0.89416 | 0.89649 | 0.89766 | 0.89416 | 0.89649 | -0.028511 | -120.166 | 119.9339 | -0.028511 | -120.166 | 119.9339
Line5_6_7 | 0 | 0 | 0 | 0 | 0 | 0 | 0 | 0 | 0 | 0 | 0 | 0 | -8.2579e-11 | -3.0151e-10 | 2.3066e-10 | 6.4923e-11 | 2.4256e-10 | -1.5405e-10 | -3.0901e-10 | 2.5243e-10 | 1.0919e-10 | 2.3028e-10 | -1.9788e-10 | -8.5299e-11 | 0 | 0 | 0 | 0 | 0 | 0 | 0.89766 | 0.89416 | 0.89649 | 0.89766 | 0.89416 | 0.89649 | -0.028511 | -120.166 | 119.9339 | -0.028511 | -120.166 | 119.9339
Line6_7_8 | 0 | 0 | 0 | 0 | 0 | 0 | 0 | 0 | 0 | 0 | 0 | 0 | -6.1934e-11 | -2.2613e-10 | 1.7299e-10 | 4.4278e-11 | 1.6718e-10 | -9.6385e-11 | -2.3176e-10 | 1.8932e-10 | 8.1894e-11 | 1.5303e-10 | -1.3477e-10 | -5.8001e-11 | 0 | 0 | 0 | 0 | 0 | 0 | 0.89766 | 0.89416 | 0.89649 | 0.89766 | 0.89416 | 0.89649 | -0.028511 | -120.166 | 119.9339 | -0.028511 | -120.166 | 119.9339
Line7_8_9 | 0 | 0 | 0 | 0 | 0 | 0 | 0 | 0 | 0 | 0 | 0 | 0 | -2.0645e-11 | -7.5377e-11 | 5.7665e-11 | 2.9886e-12 | 1.6425e-11 | 1.8944e-11 | -7.7254e-11 | 6.3107e-11 | 2.7298e-11 | -1.4764e-12 | -8.5595e-12 | -3.4044e-12 | 0 | 0 | 0 | 0 | 0 | 0 | 0.89766 | 0.89416 | 0.89649 | 0.89766 | 0.89416 | 0.89649 | -0.028511 | -120.166 | 119.9339 | -0.028511 | -120.166 | 119.9339
Line8_8_10 | 0 | 0 | 0 | 0 | 0 | 0 | 0 | 0 | 0 | 0 | 0 | 0 | -2.0645e-11 | -7.5377e-11 | 5.7665e-11 | 2.9886e-12 | 1.6425e-11 | 1.8944e-11 | -7.7254e-11 | 6.3107e-11 | 2.7298e-11 | -1.4764e-12 | -8.5595e-12 | -3.4044e-12 | 0 | 0 | 0 | 0 | 0 | 0 | 0.89766 | 0.89416 | 0.89649 | 0.89766 | 0.89416 | 0.89649 | -0.028511 | -120.166 | 119.9339 | -0.028511 | -120.166 | 119.9339
Line9_3_11 | 0 | 0 | 0 | 0 | 0 | 0 | 0 | 0 | 0 | 0 | 0 | 0 | -1.2503e-10 | -1.9221e-10 | 2.0945e-10 | 1.0822e-10 | 1.7069e-10 | -1.7113e-10 | -2.3255e-10 | 2.6998e-10 | 5.3214e-11 | 1.9789e-10 | -2.3812e-10 | -5.0485e-11 | 0 | 0 | 0 | 0 | 0 | 0 | 0.8994 | 0.89766 | 0.89826 | 0.8994 | 0.89766 | 0.89826 | -0.027779 | -120.1296 | 119.9057 | -0.027779 | -120.1296 | 119.9057