## LLL_max_6
name | pf_ikss_from_ka | pf_ikss_to_ka | pf_ip_from_ka | pf_ip_to_ka | pf_skss_from_mw | pf_skss_to_mw | pf_p_from_mw | pf_p_to_mw | pf_q_from_mvar | pf_q_to_mvar | pf_ikss_from_degree | pf_ikss_to_degree | pf_vm_from_pu | pf_vm_to_pu | pf_va_from_degree | pf_va_to_degree
Line0_1_2 | 0 | 0 | 0 | 0 | 0 | 0 | 0 | 0 | 0 | 0 | 0 | 0 | 0.52377 | 0.52377 | -11.1125 | -11.1125
Line10_11_12 | 0 | 0 | 0 | 0 | 0 | 0 | 0 | 0 | 0 | 0 | 0 | 0 | 0 | 0 | 0 | 0
Line11_12_13 | 0 | 0 | 0 | 0 | 0 | 0 | 0 | 0 | 0 | 0 | 0 | 0 | 0 | 0 | 0 | 0
Line12_13_15 | 0 | 0 | 0 | 0 | 0 | 0 | 0 | 0 | 0 | 0 | 0 | 0 | 0 | 0 | 0 | 0
Line13_13_14 | 0 | 0 | 0 | 0 | 0 | 0 | 0 | 0 | 0 | 0 | 0 | 0 | 0 | 0 | 0 | 0
Line14_15_16 | 0 | 0 | 0 | 0 | 0 | 0 | 0 | 0 | 0 | 0 | 0 | 0 | 0 | 0 | 0 | 0
Line15_16_17 | 0 | 0 | 0 | 0 | 0 | 0 | 0 | 0 | 0 | 0 | 0 | 0 | 0 | 0 | 0 | 0
Line16_4_18 | 0 | 0 | 0 | 0 | 0 | 0 | 0 | 0 | 0 | 0 | 0 | 0 | 0.52377 | 0.52377 | -11.1125 | -11.1125
Line17_5_19 | 0 | 0 | 0 | 0 | 0 | 0 | 0 | 0 | 0 | 0 | 0 | 0 | 0.52377 | 0.52377 | -11.1125 | -11.1125
Line1_1_3 | 5.4095 | 5.4095 | 0 | 11.0747 | 3.7478 | 3.7478 | 0.87789 | -1e-07 | 1.7558 | -1e-07 | -74.5475 | 105.4525 | 0.52377 | 0 | -11.1125 | 0
Line2_1_4 | 0 | 0 | 0 | 0 | 0 | 0 | 0 | 0 | 0 | 0 | 0 | 0 | 0.52377 | 0.52377 | -11.1125 | -11.1125
Line3_1_5 | 0 | 0 | 0 | 0 | 0 | 0 | 0 | 0 | 0 | 0 | 0 | 0 | 0.52377 | 0.52377 | -11.1125 | -11.1125
Line4_2_6 | 0 | 0 | 0 | 0 | 0 | 0 | 0 | 0 | 0 | 0 | 0 | 0 | 0.52377 | 0.52377 | -11.1125 | -11.1125
Line5_6_7 | 0 | 0 | 0 | 0 | 0 | 0 | 0 | 0 | 0 | 0 | 0 | 0 | 0.52377 | 0.52377 | -11.1125 | -11.1125
Line6_7_8 | 0 | 0 | 0 | 0 | 0 | 0 | 0 | 0 | 0 | 0 | 0 | 0 | 0.52377 | 0.52377 | -11.1125 | -11.1125
Line7_8_9 | 0 | 0 | 0 | 0 | 0 | 0 | 0 | 0 | 0 | 0 | 0 | 0 | 0.52377 | 0.52377 | -11.1125 | -11.1125
Line8_8_10 | 0 | 0 | 0 | 0 | 0 | 0 | 0 | 0 | 0 | 0 | 0 | 0 | 0.52377 | 0.52377 | -11.1125 | -11.1125
Line9_3_11 | 0 | 0 | 0 | 0 | 0 | 0 | 8.1503e-21 | 0 | 4.8585e-21 | 0 | 0 | 0 | 0 | 0 | 0 | 0

## LLL_max_10
name | pf_ikss_from_ka | pf_ikss_to_ka | pf_ip_from_ka | pf_ip_to_ka | pf_skss_from_mw | pf_skss_to_mw | pf_p_from_mw | pf_p_to_mw | pf_q_from_mvar | pf_q_to_mvar | pf_ikss_from_degree | pf_ikss_to_degree | pf_vm_from_pu | pf_vm_to_pu | pf_va_from_degree | pf_va_to_degree
Line0_1_2 | 0 | 0 | 0 | 0 | 0 | 0 | 0 | 0 | 0 | 0 | 0 | 0 | 0.53578 | 0.53578 | -11.3669 | -11.3669
Line10_11_12 | 0 | 0 | 0 | 0 | 0 | 0 | 0 | 0 | 0 | 0 | 0 | 0 | 0 | 0 | 0 | 0
Line11_12_13 | 0 | 0 | 0 | 0 | 0 | 0 | 0 | 0 | 0 | 0 | 0 | 0 | 0 | 0 | 0 | 0
Line12_13_15 | 0 | 0 | 0 | 0 | 0 | 0 | 0 | 0 | 0 | 0 | 0 | 0 | 0 | 0 | 0 | 0
Line13_13_14 | 0 | 0 | 0 | 0 | 0 | 0 | 0 | 0 | 0 | 0 | 0 | 0 | 0 | 0 | 0 | 0
Line14_15_16 | 0 | 0 | 0 | 0 | 0 | 0 | 0 | 0 | 0 | 0 | 0 | 0 | 0 | 0 | 0 | 0
Line15_16_17 | 0 | 0 | 0 | 0 | 0 | 0 | 0 | 0 | 0 | 0 | 0 | 0 | 0 | 0 | 0 | 0
Line16_4_18 | 0 | 0 | 0 | 0 | 0 | 0 | 0 | 0 | 0 | 0 | 0 | 0 | 0.53578 | 0.53578 | -11.3669 | -11.3669
Line17_5_19 | 0 | 0 | 0 | 0 | 0 | 0 | 0 | 0 | 0 | 0 | 0 | 0 | 0.53578 | 0.53578 | -11.3669 | -11.3669
Line1_1_3 | 5.5336 | 5.5336 | 0 | 11.3769 | 3.8338 | 3.8338 | 0.91861 | -1e-07 | 1.8372 | -1e-07 | -74.8019 | 105.1981 | 0.53578 | 0 | -11.3669 | 0
Line2_1_4 | 0 | 0 | 0 | 0 | 0 | 0 | 0 | 0 | 0 | 0 | 0 | 0 | 0.53578 | 0.53578 | -11.3669 | -11.3669
Line3_1_5 | 0 | 0 | 0 | 0 | 0 | 0 | 0 | 0 | 0 | 0 | 0 | 0 | 0.53578 | 0.53578 | -11.3669 | -11.3669
Line4_2_6 | 0 | 0 | 0 | 0 | 0 | 0 | 0 | 0 | 0 | 0 | 0 | 0 | 0.53578 | 0.53578 | -11.3669 | -11.3669
Line5_6_7 | 0 | 0 | 0 | 0 | 0 | 0 | 0 | 0 | 0 | 0 | 0 | 0 | 0.53578 | 0.53578 | -11.3669 | -11.3669
Line6_7_8 | 0 | 0 | 0 | 0 | 0 | 0 | 0 | 0 | 0 | 0 | 0 | 0 | 0.53578 | 0.53578 | -11.3669 | -11.3669
Line7_8_9 | 0 | 0 | 0 | 0 | 0 | 0 | 0 | 0 | 0 | 0 | 0 | 0 | 0.53578 | 0.53578 | -11.3669 | -11.3669
Line8_8_10 | 0 | 0 | 0 | 0 | 0 | 0 | 0 | 0 | 0 | 0 | 0 | 0 | 0.53578 | 0.53578 | -11.3669 | -11.3669
Line9_3_11 | 0 | 0 | 0 | 0 | 0 | 0 | 1.3391e-20 | 0 | -1.3302e-20 | 0 | 0 | 0 | 0 | 0 | 0 | 0

## LLL_max_fault_6
name | pf_ikss_from_ka | pf_ikss_to_ka | pf_ip_from_ka | pf_ip_to_ka | pf_skss_from_mw | pf_skss_to_mw | pf_p_from_mw | pf_p_to_mw | pf_q_from_mvar | pf_q_to_mvar | pf_ikss_from_degree | pf_ikss_to_degree | pf_vm_from_pu | pf_vm_to_pu | pf_va_from_degree | pf_va_to_degree
Line0_1_2 | 0 | 0 | 0 | 0 | 0 | 0 | 0 | 0 | 0 | 0 | 0 | 0 | 1.0474 | 1.0474 | -0.12101 | -0.12101
Line10_11_12 | 0 | 0 | 0 | 0 | 0 | 0 | 0 | 0 | 0 | 0 | 0 | 0 | 1.0442 | 1.0442 | -0.17814 | -0.17814
Line11_12_13 | 0 | 0 | 0 | 0 | 0 | 0 | 0 | 0 | 0 | 0 | 0 | 0 | 1.0442 | 1.0442 | -0.17814 | -0.17814
Line12_13_15 | 0 | 0 | 0 | 0 | 0 | 0 | 0 | 0 | 0 | 0 | 0 | 0 | 1.0442 | 1.0442 | -0.17814 | -0.17814
Line13_13_14 | 0 | 0 | 0 | 0 | 0 | 0 | 0 | 0 | 0 | 0 | 0 | 0 | 1.0442 | 1.0442 | -0.17814 | -0.17814
Line14_15_16 | 0 | 0 | 0 | 0 | 0 | 0 | 0 | 0 | 0 | 0 | 0 | 0 | 1.0442 | 1.0442 | -0.17814 | -0.17814
Line15_16_17 | 0 | 0 | 0 | 0 | 0 | 0 | 0 | 0 | 0 | 0 | 0 | 0 | 1.0442 | 1.0442 | -0.17814 | -0.17814
Line16_4_18 | 0 | 0 | 0 | 0 | 0 | 0 | 0 | 0 | 0 | 0 | 0 | 0 | 1.0474 | 1.0474 | -0.12101 | -0.12101
Line17_5_19 | 0 | 0 | 0 | 0 | 0 | 0 | 0 | 0 | 0 | 0 | 0 | 0 | 1.0474 | 1.0474 | -0.12101 | -0.12101
Line1_1_3 | 0.034105 | 0.034105 | 0 | 0.069821 | 0.023628 | 0.023628 | 0.017482 | -0.017447 | 0.017517 | -0.017447 | -45.1781 | 134.8219 | 1.0474 | 1.0442 | -0.12101 | -0.17814
Line2_1_4 | 0 | 0 | 0 | 0 | 0 | 0 | 0 | 0 | 0 | 0 | 0 | 0 | 1.0474 | 1.0474 | -0.12101 | -0.12101
Line3_1_5 | 0 | 0 | 0 | 0 | 0 | 0 | 0 | 0 | 0 | 0 | 0 | 0 | 1.0474 | 1.0474 | -0.12101 | -0.12101
Line4_2_6 | 0 | 0 | 0 | 0 | 0 | 0 | 0 | 0 | 0 | 0 | 0 | 0 | 1.0474 | 1.0474 | -0.12101 | -0.12101
Line5_6_7 | 0 | 0 | 0 | 0 | 0 | 0 | 0 | 0 | 0 | 0 | 0 | 0 | 1.0474 | 1.0474 | -0.12101 | -0.12101
Line6_7_8 | 0 | 0 | 0 | 0 | 0 | 0 | 0 | 0 | 0 | 0 | 0 | 0 | 1.0474 | 1.0474 | -0.12101 | -0.12101
Line7_8_9 | 0 | 0 | 0 | 0 | 0 | 0 | 0 | 0 | 0 | 0 | 0 | 0 | 1.0474 | 1.0474 | -0.12101 | -0.12101
Line8_8_10 | 0 | 0 | 0 | 0 | 0 | 0 | 0 | 0 | 0 | 0 | 0 | 0 | 1.0474 | 1.0474 | -0.12101 | -0.12101
Line9_3_11 | 0 | 0 | 0 | 0 | 0 | 0 | -4.6305e-10 | 0 | 2.6249e-10 | 0 | 0 | 0 | 1.0442 | 1.0442 | -0.17814 | -0.17814

## LLL_max_fault_10
name | pf_ikss_from_ka | pf_ikss_to_ka | pf_ip_from_ka | pf_ip_to_ka | pf_skss_from_mw | pf_skss_to_mw | pf_p_from_mw | pf_p_to_mw | pf_q_from_mvar | pf_q_to_mvar | pf_ikss_from_degree | pf_ikss_to_degree | pf_vm_from_pu | pf_vm_to_pu | pf_va_from_degree | pf_va_to_degree
Line0_1_2 | 0 | 0 | 0 | 0 | 0 | 0 | 0 | 0 | 0 | 0 | 0 | 0 | 1.0971 | 1.0971 | -0.12672 | -0.12672
Line10_11_12 | 0 | 0 | 0 | 0 | 0 | 0 | 0 | 0 | 0 | 0 | 0 | 0 | 1.0938 | 1.0938 | -0.18384 | -0.18384
Line11_12_13 | 0 | 0 | 0 | 0 | 0 | 0 | 0 | 0 | 0 | 0 | 0 | 0 | 1.0938 | 1.0938 | -0.18384 | -0.18384
Line12_13_15 | 0 | 0 | 0 | 0 | 0 | 0 | 0 | 0 | 0 | 0 | 0 | 0 | 1.0938 | 1.0938 | -0.18384 | -0.18384
Line13_13_14 | 0 | 0 | 0 | 0 | 0 | 0 | 0 | 0 | 0 | 0 | 0 | 0 | 1.0938 | 1.0938 | -0.18384 | -0.18384
Line14_15_16 | 0 | 0 | 0 | 0 | 0 | 0 | 0 | 0 | 0 | 0 | 0 | 0 | 1.0938 | 1.0938 | -0.18384 | -0.18384
Line15_16_17 | 0 | 0 | 0 | 0 | 0 | 0 | 0 | 0 | 0 | 0 | 0 | 0 | 1.0938 | 1.0938 | -0.18384 | -0.18384
Line16_4_18 | 0 | 0 | 0 | 0 | 0 | 0 | 0 | 0 | 0 | 0 | 0 | 0 | 1.0971 | 1.0971 | -0.12672 | -0.12672
Line17_5_19 | 0 | 0 | 0 | 0 | 0 | 0 | 0 | 0 | 0 | 0 | 0 | 0 | 1.0971 | 1.0971 | -0.12672 | -0.12672
Line1_1_3 | 0.035724 | 0.035724 | 0 | 0.073449 | 0.024751 | 0.024751 | 0.019182 | -0.019143 | 0.01922 | -0.019143 | -45.1838 | 134.8162 | 1.0971 | 1.0938 | -0.12672 | -0.18384
Line2_1_4 | 0 | 0 | 0 | 0 | 0 | 0 | 0 | 0 | 0 | 0 | 0 | 0 | 1.0971 | 1.0971 | -0.12672 | -0.12672
Line3_1_5 | 0 | 0 | 0 | 0 | 0 | 0 | 0 | 0 | 0 | 0 | 0 | 0 | 1.0971 | 1.0971 | -0.12672 | -0.12672
Line4_2_6 | 0 | 0 | 0 | 0 | 0 | 0 | 0 | 0 | 0 | 0 | 0 | 0 | 1.0971 | 1.0971 | -0.12672 | -0.12672
Line5_6_7 | 0 | 0 | 0 | 0 | 0 | 0 | 0 | 0 | 0 | 0 | 0 | 0 | 1.0971 | 1.0971 | -0.12672 | -0.12672
Line6_7_8 | 0 | 0 | 0 | 0 | 0 | 0 | 0 | 0 | 0 | 0 | 0 | 0 | 1.0971 | 1.0971 | -0.12672 | -0.12672
Line7_8_9 | 0 | 0 | 0 | 0 | 0 | 0 | 0 | 0 | 0 | 0 | 0 | 0 | 1.0971 | 1.0971 | -0.12672 | -0.12672
Line8_8_10 | 0 | 0 | 0 | 0 | 0 | 0 | 0 | 0 | 0 | 0 | 0 | 0 | 1.0971 | 1.0971 | -0.12672 | -0.12672
Line9_3_11 | 0 | 0 | 0 | 0 | 0 | 0 | -5.1903e-10 | 0 | 2.9727e-10 | 0 | 0 | 0 | 1.0938 | 1.0938 | -0.18384 | -0.18384

## LLL_min_6
name | pf_ikss_from_ka | pf_ikss_to_ka | pf_ip_from_ka | pf_ip_to_ka | pf_skss_from_mw | pf_skss_to_mw | pf_p_from_mw | pf_p_to_mw | pf_q_from_mvar | pf_q_to_mvar | pf_ikss_from_degree | pf_ikss_to_degree | pf_vm_from_pu | pf_vm_to_pu | pf_va_from_degree | pf_va_to_degree
Line0_1_2 | 0 | 0 | 0 | 0 | 0 | 0 | 0 | 0 | 0 | 0 | 0 | 0 | 0.53802 | 0.53802 | -18.143 | -18.143
Line10_11_12 | 0 | 0 | 0 | 0 | 0 | 0 | 0 | 0 | 0 | 0 | 0 | 0 | 0 | 0 | 0 | 0
Line11_12_13 | 0 | 0 | 0 | 0 | 0 | 0 | 0 | 0 | 0 | 0 | 0 | 0 | 0 | 0 | 0 | 0
Line12_13_15 | 0 | 0 | 0 | 0 | 0 | 0 | 0 | 0 | 0 | 0 | 0 | 0 | 0 | 0 | 0 | 0
Line13_13_14 | 0 | 0 | 0 | 0 | 0 | 0 | 0 | 0 | 0 | 0 | 0 | 0 | 0 | 0 | 0 | 0
Line14_15_16 | 0 | 0 | 0 | 0 | 0 | 0 | 0 | 0 | 0 | 0 | 0 | 0 | 0 | 0 | 0 | 0
Line15_16_17 | 0 | 0 | 0 | 0 | 0 | 0 | 0 | 0 | 0 | 0 | 0 | 0 | 0 | 0 | 0 | 0
Line16_4_18 | 0 | 0 | 0 | 0 | 0 | 0 | 0 | 0 | 0 | 0 | 0 | 0 | 0.53802 | 0.53802 | -18.143 | -18.143
Line17_5_19 | 0 | 0 | 0 | 0 | 0 | 0 | 0 | 0 | 0 | 0 | 0 | 0 | 0.53802 | 0.53802 | -18.143 | -18.143
Line1_1_3 | 4.4816 | 4.4816 | 0 | 7.9319 | 3.105 | 3.105 | 1.1569 | -1e-07 | 1.2051 | -1e-07 | -64.3121 | 115.6879 | 0.53802 | 0 | -18.143 | 0
Line2_1_4 | 0 | 0 | 0 | 0 | 0 | 0 | 0 | 0 | 0 | 0 | 0 | 0 | 0.53802 | 0.53802 | -18.143 | -18.143
Line3_1_5 | 0 | 0 | 0 | 0 | 0 | 0 | 0 | 0 | 0 | 0 | 0 | 0 | 0.53802 | 0.53802 | -18.143 | -18.143
Line4_2_6 | 0 | 0 | 0 | 0 | 0 | 0 | 0 | 0 | 0 | 0 | 0 | 0 | 0.53802 | 0.53802 | -18.143 | -18.143
Line5_6_7 | 0 | 0 | 0 | 0 | 0 | 0 | 0 | 0 | 0 | 0 | 0 | 0 | 0.53802 | 0.53802 | -18.143 | -18.143
Line6_7_8 | 0 | 0 | 0 | 0 | 0 | 0 | 0 | 0 | 0 | 0 | 0 | 0 | 0.53802 | 0.53802 | -18.143 | -18.143
Line7_8_9 | 0 | 0 | 0 | 0 | 0 | 0 | 0 | 0 | 0 | 0 | 0 | 0 | 0.53802 | 0.53802 | -18.143 | -18.143
Line8_8_10 | 0 | 0 | 0 | 0 | 0 | 0 | 0 | 0 | 0 | 0 | 0 | 0 | 0.53802 | 0.53802 | -18.143 | -18.143
Line9_3_11 | 0 | 0 | 0 | 0 | 0 | 0 | 1.033e-20 | 0 | 1.5075e-20 | 0 | 0 | 0 | 0 | 0 | 0 | 0

## LLL_min_10
name | pf_ikss_from_ka | pf_ikss_to_ka | pf_ip_from_ka | pf_ip_to_ka | pf_skss_from_mw | pf_skss_to_mw | pf_p_from_mw | pf_p_to_mw | pf_q_from_mvar | pf_q_to_mvar | pf_ikss_from_degree | pf_ikss_to_degree | pf_vm_from_pu | pf_vm_to_pu | pf_va_from_degree | pf_va_to_degree
Line0_1_2 | 0 | 0 | 0 | 0 | 0 | 0 | 0 | 0 | 0 | 0 | 0 | 0 | 0.5097 | 0.5097 | -18.143 | -18.143
Line10_11_12 | 0 | 0 | 0 | 0 | 0 | 0 | 0 | 0 | 0 | 0 | 0 | 0 | 0 | 0 | 0 | 0
Line11_12_13 | 0 | 0 | 0 | 0 | 0 | 0 | 0 | 0 | 0 | 0 | 0 | 0 | 0 | 0 | 0 | 0
Line12_13_15 | 0 | 0 | 0 | 0 | 0 | 0 | 0 | 0 | 0 | 0 | 0 | 0 | 0 | 0 | 0 | 0
Line13_13_14 | 0 | 0 | 0 | 0 | 0 | 0 | 0 | 0 | 0 | 0 | 0 | 0 | 0 | 0 | 0 | 0
Line14_15_16 | 0 | 0 | 0 | 0 | 0 | 0 | 0 | 0 | 0 | 0 | 0 | 0 | 0 | 0 | 0 | 0
Line15_16_17 | 0 | 0 | 0 | 0 | 0 | 0 | 0 | 0 | 0 | 0 | 0 | 0 | 0 | 0 | 0 | 0
Line16_4_18 | 0 | 0 | 0 | 0 | 0 | 0 | 0 | 0 | 0 | 0 | 0 | 0 | 0.5097 | 0.5097 | -18.143 | -18.143
Line17_5_19 | 0 | 0 | 0 | 0 | 0 | 0 | 0 | 0 | 0 | 0 | 0 | 0 | 0.5097 | 0.5097 | -18.143 | -18.143
Line1_1_3 | 4.2458 | 4.2458 | 0 | 7.5145 | 2.9416 | 2.9416 | 1.0383 | -1e-07 | 1.0816 | -1e-07 | -64.3121 | 115.6879 | 0.5097 | 0 | -18.143 | 0
Line2_1_4 | 0 | 0 | 0 | 0 | 0 | 0 | 0 | 0 | 0 | 0 | 0 | 0 | 0.5097 | 0.5097 | -18.143 | -18.143
Line3_1_5 | 0 | 0 | 0 | 0 | 0 | 0 | 0 | 0 | 0 | 0 | 0 | 0 | 0.5097 | 0.5097 | -18.143 | -18.143
Line4_2_6 | 0 | 0 | 0 | 0 | 0 | 0 | 0 | 0 | 0 | 0 | 0 | 0 | 0.5097 | 0.5097 | -18.143 | -18.143
Line5_6_7 | 0 | 0 | 0 | 0 | 0 | 0 | 0 | 0 | 0 | 0 | 0 | 0 | 0.5097 | 0.5097 | -18.143 | -18.143
Line6_7_8 | 0 | 0 | 0 | 0 | 0 | 0 | 0 | 0 | 0 | 0 | 0 | 0 | 0.5097 | 0.5097 | -18.143 | -18.143
Line7_8_9 | 0 | 0 | 0 | 0 | 0 | 0 | 0 | 0 | 0 | 0 | 0 | 0 | 0.5097 | 0.5097 | -18.143 | -18.143
Line8_8_10 | 0 | 0 | 0 | 0 | 0 | 0 | 0 | 0 | 0 | 0 | 0 | 0 | 0.5097 | 0.5097 | -18.143 | -18.143
Line9_3_11 | 0 | 0 | 0 | 0 | 0 | 0 | 9.2634e-21 | 0 | 1.3535e-20 | 0 | 0 | 0 | 0 | 0 | 0 | 0

## LLL_min_fault_6
name | pf_ikss_from_ka | pf_ikss_to_ka | pf_ip_from_ka | pf_ip_to_ka | pf_skss_from_mw | pf_skss_to_mw | pf_p_from_mw | pf_p_to_mw | pf_q_from_mvar | pf_q_to_mvar | pf_ikss_from_degree | pf_ikss_to_degree | pf_vm_from_pu | pf_vm_to_pu | pf_va_from_degree | pf_va_to_degree
Line0_1_2 | 0 | 0 | 0 | 0 | 0 | 0 | 0 | 0 | 0 | 0 | 0 | 0 | 0.94753 | 0.94753 | -0.12576 | -0.12576
Line10_11_12 | 0 | 0 | 0 | 0 | 0 | 0 | 0 | 0 | 0 | 0 | 0 | 0 | 0.94383 | 0.94383 | -0.13033 | -0.13033
Line11_12_13 | 0 | 0 | 0 | 0 | 0 | 0 | 0 | 0 | 0 | 0 | 0 | 0 | 0.94383 | 0.94383 | -0.13033 | -0.13033
Line12_13_15 | 0 | 0 | 0 | 0 | 0 | 0 | 0 | 0 | 0 | 0 | 0 | 0 | 0.94383 | 0.94383 | -0.13033 | -0.13033
Line13_13_14 | 0 | 0 | 0 | 0 | 0 | 0 | 0 | 0 | 0 | 0 | 0 | 0 | 0.94383 | 0.94383 | -0.13033 | -0.13033
Line14_15_16 | 0 | 0 | 0 | 0 | 0 | 0 | 0 | 0 | 0 | 0 | 0 | 0 | 0.94383 | 0.94383 | -0.13033 | -0.13033
Line15_16_17 | 0 | 0 | 0 | 0 | 0 | 0 | 0 | 0 | 0 | 0 | 0 | 0 | 0.94383 | 0.94383 | -0.13033 | -0.13033
Line16_4_18 | 0 | 0 | 0 | 0 | 0 | 0 | 0 | 0 | 0 | 0 | 0 | 0 | 0.94753 | 0.94753 | -0.12576 | -0.12576
Line17_5_19 | 0 | 0 | 0 | 0 | 0 | 0 | 0 | 0 | 0 | 0 | 0 | 0 | 0.94753 | 0.94753 | -0.12576 | -0.12576
Line1_1_3 | 0.030825 | 0.030825 | 0 | 0.054557 | 0.021356 | 0.021356 | 0.014308 | -0.014253 | 0.01431 | -0.014253 | -45.1303 | 134.8697 | 0.94753 | 0.94383 | -0.12576 | -0.13033
Line2_1_4 | 0 | 0 | 0 | 0 | 0 | 0 | 0 | 0 | 0 | 0 | 0 | 0 | 0.94753 | 0.94753 | -0.12576 | -0.12576
Line3_1_5 | 0 | 0 | 0 | 0 | 0 | 0 | 0 | 0 | 0 | 0 | 0 | 0 | 0.94753 | 0.94753 | -0.12576 | -0.12576
Line4_2_6 | 0 | 0 | 0 | 0 | 0 | 0 | 0 | 0 | 0 | 0 | 0 | 0 | 0.94753 | 0.94753 | -0.12576 | -0.12576
Line5_6_7 | 0 | 0 | 0 | 0 | 0 | 0 | 0 | 0 | 0 | 0 | 0 | 0 | 0.94753 | 0.94753 | -0.12576 | -0.12576
Line6_7_8 | 0 | 0 | 0 | 0 | 0 | 0 | 0 | 0 | 0 | 0 | 0 | 0 | 0.94753 | 0.94753 | -0.12576 | -0.12576
Line7_8_9 | 0 | 0 | 0 | 0 | 0 | 0 | 0 | 0 | 0 | 0 | 0 | 0 | 0.94753 | 0.94753 | -0.12576 | -0.12576
Line8_8_10 | 0 | 0 | 0 | 0 | 0 | 0 | 0 | 0 | 0 | 0 | 0 | 0 | 0.94753 | 0.94753 | -0.12576 | -0.12576
Line9_3_11 | 0 | 0 | 0 | 0 | 0 | 0 | -4.4815e-10 | 0 | 1.5705e-10 | 0 | 0 | 0 | 0.94383 | 0.94383 | -0.13033 | -0.13033

## LLL_min_fault_10
name | pf_ikss_from_ka | pf_ikss_to_ka | pf_ip_from_ka | pf_ip_to_ka | pf_skss_from_mw | pf_skss_to_mw | pf_p_from_mw | pf_p_to_mw | pf_q_from_mvar | pf_q_to_mvar | pf_ikss_from_degree | pf_ikss_to_degree | pf_vm_from_pu | pf_vm_to_pu | pf_va_from_degree | pf_va_to_degree
Line0_1_2 | 0 | 0 | 0 | 0 | 0 | 0 | 0 | 0 | 0 | 0 | 0 | 0 | 0.89766 | 0.89766 | -0.12576 | -0.12576
Line10_11_12 | 0 | 0 | 0 | 0 | 0 | 0 | 0 | 0 | 0 | 0 | 0 | 0 | 0.89416 | 0.89416 | -0.13033 | -0.13033
Line11_12_13 | 0 | 0 | 0 | 0 | 0 | 0 | 0 | 0 | 0 | 0 | 0 | 0 | 0.89416 | 0.89416 | -0.13033 | -0.13033
Line12_13_15 | 0 | 0 | 0 | 0 | 0 | 0 | 0 | 0 | 0 | 0 | 0 | 0 | 0.89416 | 0.89416 | -0.13033 | -0.13033
Line13_13_14 | 0 | 0 | 0 | 0 | 0 | 0 | 0 | 0 | 0 | 0 | 0 | 0 | 0.89416 | 0.89416 | -0.13033 | -0.13033
Line14_15_16 | 0 | 0 | 0 | 0 | 0 | 0 | 0 | 0 | 0 | 0 | 0 | 0 | 0.89416 | 0.89416 | -0.13033 | -0.13033
Line15_16_17 | 0 | 0 | 0 | 0 | 0 | 0 | 0 | 0 | 0 | 0 | 0 | 0 | 0.89416 | 0.89416 | -0.13033 | -0.13033
Line16_4_18 | 0 | 0 | 0 | 0 | 0 | 0 | 0 | 0 | 0 | 0 | 0 | 0 | 0.89766 | 0.89766 | -0.12576 | -0.12576
Line17_5_19 | 0 | 0 | 0 | 0 | 0 | 0 | 0 | 0 | 0 | 0 | 0 | 0 | 0.89766 | 0.89766 | -0.12576 | -0.12576
Line1_1_3 | 0.029203 | 0.029203 | 0 | 0.051686 | 0.020232 | 0.020232 | 0.012841 | -0.012792 | 0.012843 | -0.012792 | -45.1303 | 134.8697 | 0.89766 | 0.89416 | -0.12576 | -0.13033
Line2_1_4 | 0 | 0 | 0 | 0 | 0 | 0 | 0 | 0 | 0 | 0 | 0 | 0 | 0.89766 | 0.89766 | -0.12576 | -0.12576
Line3_1_5 | 0 | 0 | 0 | 0 | 0 | 0 | 0 | 0 | 0 | 0 | 0 | 0 | 0.89766 | 0.89766 | -0.12576 | -0.12576
Line4_2_6 | 0 | 0 | 0 | 0 | 0 | 0 | 0 | 0 | 0 | 0 | 0 | 0 | 0.89766 | 0.89766 | -0.12576 | -0.12576
Line5_6_7 | 0 | 0 | 0 | 0 | 0 | 0 | 0 | 0 | 0 | 0 | 0 | 0 | 0.89766 | 0.89766 | -0.12576 | -0.12576
Line6_7_8 | 0 | 0 | 0 | 0 | 0 | 0 | 0 | 0 | 0 | 0 | 0 | 0 | 0.89766 | 0.89766 | -0.12576 | -0.12576
Line7_8_9 | 0 | 0 | 0 | 0 | 0 | 0 | 0 | 0 | 0 | 0 | 0 | 0 | 0.89766 | 0.89766 | -0.12576 | -0.12576
Line8_8_10 | 0 | 0 | 0 | 0 | 0 | 0 | 0 | 0 | 0 | 0 | 0 | 0 | 0.89766 | 0.89766 | -0.12576 | -0.12576
Line9_3_11 | 0 | 0 | 0 | 0 | 0 | 0 | -4.0222e-10 | 0 | 1.4095e-10 | 0 | 0 | 0 | 0.89416 | 0.89416 | -0.13033 | -0.13033

## LL_max_6
name | pf_ikss_a_from_ka | pf_ikss_b_from_ka | pf_ikss_c_from_ka | pf_ikss_a_to_ka | pf_ikss_b_to_ka | pf_ikss_c_to_ka | pf_skss_a_from_mw | pf_skss_b_from_mw | pf_skss_c_from_mw | pf_skss_a_to_mw | pf_skss_b_to_mw | pf_skss_c_to_mw | pf_p_a_from_mw | pf_p_b_from_mw | pf_p_c_from_mw | pf_p_a_to_mw | pf_p_b_to_mw | pf_p_c_to_mw | pf_q_a_from_mvar | pf_q_b_from_mvar | pf_q_c_from_mvar | pf_q_a_to_mvar | pf_q_b_to_mvar | pf_q_c_to_mvar | pf_ikss_a_from_degree | pf_ikss_b_from_degree | pf_ikss_c_from_degree | pf_ikss_a_to_degree | pf_ikss_b_to_degree | pf_ikss_c_to_degree | pf_vm_a_from_pu | pf_vm_b_from_pu | pf_vm_c_from_pu | pf_vm_a_to_pu | pf_vm_b_to_pu | pf_vm_c_to_pu | pf_va_a_from_degree | pf_va_b_from_degree | pf_va_c_from_degree | pf_va_a_to_degree | pf_va_b_to_degree | pf_va_c_to_degree
Line0_1_2 | 0 | 0 | 0 | 0 | 0 | 0 | 0 | 0 | 0 | 0 | 0 | 0 | 6.6058e-16 | -3.3679e-09 | -5.3874e-09 | -6.6058e-16 | 3.3679e-09 | 5.3874e-09 | 3.8858e-17 | 7.1108e-09 | -3.6129e-09 | -3.8858e-17 | -7.1108e-09 | 3.6129e-09 | 0 | 0 | 0 | 0 | 0 | 0 | 0.99361 | 0.52377 | 0.89647 | 0.99361 | 0.52377 | 0.89647 | -7.0334e-13 | -143.9912 | 134.5117 | -7.1746e-13 | -143.9912 | 134.5117
Line10_11_12 | 0 | 0 | 0 | 0 | 0 | 0 | 0 | 0 | 0 | 0 | 0 | 0 | 1.5543e-15 | 1.2725e-15 | -8.647e-16 | -1.4766e-15 | -1.1197e-15 | 7.8431e-16 | -1.5543e-16 | 1.0503e-08 | -1.0503e-08 | 1.5543e-16 | -1.0503e-08 | 1.0503e-08 | 0 | 0 | 0 | 0 | 0 | 0 | 0.90933 | 0 | 0.90933 | 0.90933 | 0 | 0.90933 | -7.6881e-13 | -180 | 180 | -7.9504e-13 | -180 | 180
Line11_12_13 | 0 | 0 | 0 | 0 | 0 | 0 | 0 | 0 | 0 | 0 | 0 | 0 | 1.2434e-15 | 1.2245e-15 | -9.1264e-16 | -1.1657e-15 | -9.0042e-16 | 9.6475e-16 | -7.7716e-17 | 8.7523e-09 | -8.7523e-09 | 7.7716e-17 | -8.7523e-09 | 8.7523e-09 | 0 | 0 | 0 | 0 | 0 | 0 | 0.90933 | 0 | 0.90933 | 0.90933 | 0 | 0.90933 | -7.9504e-13 | -180 | 180 | -8.1496e-13 | -180 | 180
Line12_13_15 | 0 | 0 | 0 | 0 | 0 | 0 | 0 | 0 | 0 | 0 | 0 | 0 | 6.9944e-16 | 6.2574e-16 | -1.0451e-15 | -6.9944e-16 | -4.9041e-16 | 9.0847e-16 | -9.9486e-30 | 5.2514e-09 | -5.2514e-09 | -3.8858e-17 | -5.2514e-09 | 5.2514e-09 | 0 | 0 | 0 | 0 | 0 | 0 | 0.90933 | 0 | 0.90933 | 0.90933 | 0 | 0.90933 | -8.1496e-13 | -180 | 180 | -8.2471e-13 | -180 | 180
Line13_13_14 | 0 | 0 | 0 | 0 | 0 | 0 | 0 | 0 | 0 | 0 | 0 | 0 | 7.7716e-17 | 1.3385e-18 | -1.9295e-16 | -7.7716e-17 | 1.1732e-16 | 3.9604e-17 | -1.1657e-16 | 1.7505e-09 | -1.7505e-09 | 7.7716e-17 | -1.7505e-09 | 1.7505e-09 | 0 | 0 | 0 | 0 | 0 | 0 | 0.90933 | 0 | 0.90933 | 0.90933 | 0 | 0.90933 | -8.1496e-13 | -180 | 180 | -8.1815e-13 | -180 | 180
Line14_15_16 | 0 | 0 | 0 | 0 | 0 | 0 | 0 | 0 | 0 | 0 | 0 | 0 | 2.3315e-16 | 8.4504e-16 | -8.647e-16 | -2.3315e-16 | -5.647e-16 | 7.1761e-16 | 3.8858e-17 | 3.5009e-09 | -3.5009e-09 | -7.7716e-17 | -3.5009e-09 | 3.5009e-09 | 0 | 0 | 0 | 0 | 0 | 0 | 0.90933 | 0 | 0.90933 | 0.90933 | 0 | 0.90933 | -8.2471e-13 | -180 | 180 | -8.2972e-13 | -180 | 180
Line15_16_17 | 0 | 0 | 0 | 0 | 0 | 0 | 0 | 0 | 0 | 0 | 0 | 0 | -7.7716e-17 | 3.0178e-16 | -2.0337e-16 | 7.7716e-17 | -1.8312e-16 | 5.0026e-17 | -7.7716e-17 | 1.7505e-09 | -1.7505e-09 | 3.8858e-17 | -1.7505e-09 | 1.7505e-09 | 0 | 0 | 0 | 0 | 0 | 0 | 0.90933 | 0 | 0.90933 | 0.90933 | 0 | 0.90933 | -8.2972e-13 | -180 | 180 | -8.3026e-13 | -180 | 180
Line16_4_18 | 0 | 0 | 0 | 0 | 0 | 0 | 0 | 0 | 0 | 0 | 0 | 0 | -7.7716e-17 | -5.6131e-10 | -8.979e-10 | 3.8858e-17 | 5.6131e-10 | 8.979e-10 | -3.8858e-17 | 1.1851e-09 | -6.0215e-10 | -4.8038e-31 | -1.1851e-09 | 6.0215e-10 | 0 | 0 | 0 | 0 | 0 | 0 | 0.99361 | 0.52377 | 0.89647 | 0.99361 | 0.52377 | 0.89647 | -7.0766e-13 | -143.9912 | 134.5117 | -7.0832e-13 | -143.9912 | 134.5117
Line17_5_19 | 0 | 0 | 0 | 0 | 0 | 0 | 0 | 0 | 0 | 0 | 0 | 0 | -7.7716e-17 | -5.6131e-10 | -8.979e-10 | 3.8858e-17 | 5.6131e-10 | 8.979e-10 | -3.8858e-17 | 1.1851e-09 | -6.0215e-10 | -4.8038e-31 | -1.1851e-09 | 6.0215e-10 | 0 | 0 | 0 | 0 | 0 | 0 | 0.99361 | 0.52377 | 0.89647 | 0.99361 | 0.52377 | 0.89647 | -7.0766e-13 | -143.9912 | 134.5117 | -7.0832e-13 | -143.9912 | 134.5117
Line1_1_3 | 0 | 4.6848 | 4.6848 | 0 | 4.6848 | 4.6848 | 0 | 1.0819 | 1.0819 | 0 | 1.0819 | 1.0819 | 2.0983e-15 | 0.76694 | -0.328 | -2.0206e-15 | -0.54747 | 0.54747 | -2.5758e-29 | 0.28761 | 0.59028 | 2.6053e-29 | 0.15134 | -0.15134 | 0 | -164.5475 | 15.4525 | 0 | 15.4525 | -164.5475 | 0.99361 | 0.52377 | 0.89647 | 0.90933 | 0 | 0.90933 | -7.0334e-13 | -143.9912 | 134.5117 | -7.3875e-13 | 180 | -180
Line2_1_4 | 0 | 0 | 0 | 0 | 0 | 0 | 0 | 0 | 0 | 0 | 0 | 0 | 3.4972e-16 | -1.1226e-09 | -1.7958e-09 | -3.4972e-16 | 1.1226e-09 | 1.7958e-09 | -3.8858e-17 | 2.3703e-09 | -1.2043e-09 | 3.8858e-17 | -2.3703e-09 | 1.2043e-09 | 0 | 0 | 0 | 0 | 0 | 0 | 0.99361 | 0.52377 | 0.89647 | 0.99361 | 0.52377 | 0.89647 | -7.0334e-13 | -143.9912 | 134.5117 | -7.0766e-13 | -143.9912 | 134.5117
Line3_1_5 | 0 | 0 | 0 | 0 | 0 | 0 | 0 | 0 | 0 | 0 | 0 | 0 | 3.4972e-16 | -1.1226e-09 | -1.7958e-09 | -3.4972e-16 | 1.1226e-09 | 1.7958e-09 | -3.8858e-17 | 2.3703e-09 | -1.2043e-09 | 3.8858e-17 | -2.3703e-09 | 1.2043e-09 | 0 | 0 | 0 | 0 | 0 | 0 | 0.99361 | 0.52377 | 0.89647 | 0.99361 | 0.52377 | 0.89647 | -7.0334e-13 | -143.9912 | 134.5117 | -7.0766e-13 | -143.9912 | 134.5117
Line4_2_6 | 0 | 0 | 0 | 0 | 0 | 0 | 0 | 0 | 0 | 0 | 0 | 0 | 6.2172e-16 | -2.8066e-09 | -4.4895e-09 | -5.8287e-16 | 2.8066e-09 | 4.4895e-09 | -1.5543e-16 | 5.9257e-09 | -3.0107e-09 | 1.1657e-16 | -5.9257e-09 | 3.0107e-09 | 0 | 0 | 0 | 0 | 0 | 0 | 0.99361 | 0.52377 | 0.89647 | 0.99361 | 0.52377 | 0.89647 | -7.1746e-13 | -143.9912 | 134.5117 | -7.281e-13 | -143.9912 | 134.5117
Line5_6_7 | 0 | 0 | 0 | 0 | 0 | 0 | 0 | 0 | 0 | 0 | 0 | 0 | 5.0515e-16 | -2.2453e-09 | -3.5916e-09 | -4.6629e-16 | 2.2453e-09 | 3.5916e-09 | -1.5543e-16 | 4.7405e-09 | -2.4086e-09 | 1.9429e-16 | -4.7405e-09 | 2.4086e-09 | 0 | 0 | 0 | 0 | 0 | 0 | 0.99361 | 0.52377 | 0.89647 | 0.99361 | 0.52377 | 0.89647 | -7.281e-13 | -143.9912 | 134.5117 | -7.325e-13 | -143.9912 | 134.5117
Line6_7_8 | 0 | 0 | 0 | 0 | 0 | 0 | 0 | 0 | 0 | 0 | 0 | 0 | 1.5543e-16 | -1.6839e-09 | -2.6937e-09 | -1.9429e-16 | 1.6839e-09 | 2.6937e-09 | -1.1657e-16 | 3.5554e-09 | -1.8064e-09 | 1.1657e-16 | -3.5554e-09 | 1.8064e-09 | 0 | 0 | 0 | 0 | 0 | 0 | 0.99361 | 0.52377 | 0.89647 | 0.99361 | 0.52377 | 0.89647 | -7.325e-13 | -143.9912 | 134.5117 | -7.3428e-13 | -143.9912 | 134.5117
Line7_8_9 | 0 | 0 | 0 | 0 | 0 | 0 | 0 | 0 | 0 | 0 | 0 | 0 | -3.8858e-17 | -5.6131e-10 | -8.979e-10 | -3.8858e-17 | 5.6131e-10 | 8.979e-10 | -3.8858e-17 | 1.1851e-09 | -6.0215e-10 | 3.8858e-17 | -1.1851e-09 | 6.0215e-10 | 0 | 0 | 0 | 0 | 0 | 0 | 0.99361 | 0.52377 | 0.89647 | 0.99361 | 0.52377 | 0.89647 | -7.3428e-13 | -143.9912 | 134.5117 | -7.3588e-13 | -143.9912 | 134.5117
Line8_8_10 | 0 | 0 | 0 | 0 | 0 | 0 | 0 | 0 | 0 | 0 | 0 | 0 | -3.8858e-17 | -5.6131e-10 | -8.979e-10 | 3.8858e-17 | 5.6131e-10 | 8.979e-10 | 3.8858e-17 | 1.1851e-09 | -6.0215e-10 | -3.8858e-17 | -1.1851e-09 | 6.0215e-10 | 0 | 0 | 0 | 0 | 0 | 0 | 0.99361 | 0.52377 | 0.89647 | 0.99361 | 0.52377 | 0.89647 | -7.3428e-13 | -143.9912 | 134.5117 | -7.3637e-13 | -143.9912 | 134.5117
Line9_3_11 | 0 | 0 | 0 | 0 | 0 | 0 | 0 | 0 | 0 | 0 | 0 | 0 | 1.9429e-15 | 1.9429e-15 | -1.088e-15 | -1.9429e-15 | -1.8019e-15 | 8.7929e-16 | -7.7716e-17 | 1.2253e-08 | -1.2253e-08 | 3.8858e-17 | -1.2253e-08 | 1.2253e-08 | 0 | 0 | 0 | 0 | 0 | 0 | 0.90933 | 0 | 0.90933 | 0.90933 | 0 | 0.90933 | -7.3875e-13 | 180 | -180 | -7.6881e-13 | -180 | 180

## LL_max_10
name | pf_ikss_a_from_ka | pf_ikss_b_from_ka | pf_ikss_c_from_ka | pf_ikss_a_to_ka | pf_ikss_b_to_ka | pf_ikss_c_to_ka | pf_skss_a_from_mw | pf_skss_b_from_mw | pf_skss_c_from_mw | pf_skss_a_to_mw | pf_skss_b_to_mw | pf_skss_c_to_mw | pf_p_a_from_mw | pf_p_b_from_mw | pf_p_c_from_mw | pf_p_a_to_mw | pf_p_b_to_mw | pf_p_c_to_mw | pf_q_a_from_mvar | pf_q_b_from_mvar | pf_q_c_from_mvar | pf_q_a_to_mvar | pf_q_b_to_mvar | pf_q_c_to_mvar | pf_ikss_a_from_degree | pf_ikss_b_from_degree | pf_ikss_c_from_degree | pf_ikss_a_to_degree | pf_ikss_b_to_degree | pf_ikss_c_to_degree | pf_vm_a_from_pu | pf_vm_b_from_pu | pf_vm_c_from_pu | pf_vm_a_to_pu | pf_vm_b_to_pu | pf_vm_c_to_pu | pf_va_a_from_degree | pf_va_b_from_degree | pf_va_c_from_degree | pf_va_a_to_degree | pf_va_b_to_degree | pf_va_c_to_degree
Line0_1_2 | 0 | 0 | 0 | 0 | 0 | 0 | 0 | 0 | 0 | 0 | 0 | 0 | 7.7346e-16 | -3.6906e-09 | -5.9037e-09 | -7.7346e-16 | 3.6906e-09 | 5.9037e-09 | 8.1416e-17 | 7.9391e-09 | -4.1059e-09 | -4.0708e-17 | -7.9391e-09 | 4.1059e-09 | 0 | 0 | 0 | 0 | 0 | 0 | 1.0392 | 0.53578 | 0.93737 | 1.0392 | 0.53578 | 0.93737 | -1.5141e-12 | -144.6567 | 135.2288 | -1.5261e-12 | -144.6567 | 135.2288
Line10_11_12 | 0 | 0 | 0 | 0 | 0 | 0 | 0 | 0 | 0 | 0 | 0 | 0 | 1.3027e-15 | 1.6951e-15 | -7.4741e-16 | -1.6283e-15 | -9.6139e-16 | 8.2977e-16 | -8.1416e-17 | 1.1527e-08 | -1.1527e-08 | 8.1416e-17 | -1.1527e-08 | 1.1527e-08 | 0 | 0 | 0 | 0 | 0 | 0 | 0.95263 | 0 | 0.95263 | 0.95263 | 0 | 0.95263 | -1.5799e-12 | -180 | 180 | -1.6061e-12 | -180 | 180
Line11_12_13 | 0 | 0 | 0 | 0 | 0 | 0 | 0 | 0 | 0 | 0 | 0 | 0 | 1.3027e-15 | 1.561e-15 | -1.1257e-15 | -1.3027e-15 | -8.5252e-16 | 1.1829e-15 | -8.1416e-17 | 9.6057e-09 | -9.6057e-09 | 8.1416e-17 | -9.6057e-09 | 9.6057e-09 | 0 | 0 | 0 | 0 | 0 | 0 | 0.95263 | 0 | 0.95263 | 0.95263 | 0 | 0.95263 | -1.6061e-12 | -180 | 180 | -1.626e-12 | -180 | 180
Line12_13_15 | 0 | 0 | 0 | 0 | 0 | 0 | 0 | 0 | 0 | 0 | 0 | 0 | 6.5133e-16 | 1.2605e-15 | -1.1005e-15 | -6.5133e-16 | -9.1429e-16 | 7.9545e-16 | -1.8484e-29 | 5.7634e-09 | -5.7634e-09 | 1.8595e-29 | -5.7634e-09 | 5.7634e-09 | 0 | 0 | 0 | 0 | 0 | 0 | 0.95263 | 0 | 0.95263 | 0.95263 | 0 | 0.95263 | -1.626e-12 | -180 | 180 | -1.6357e-12 | -180 | 180
Line13_13_14 | 0 | 0 | 0 | 0 | 0 | 0 | 0 | 0 | 0 | 0 | 0 | 0 | 1.6283e-16 | 3.659e-16 | -3.6684e-16 | -1.6283e-16 | 2.8771e-16 | 4.3465e-17 | -1.6283e-16 | 1.9211e-09 | -1.9211e-09 | 2.4425e-16 | -1.9211e-09 | 1.9211e-09 | 0 | 0 | 0 | 0 | 0 | 0 | 0.95263 | 0 | 0.95263 | 0.95263 | 0 | 0.95263 | -1.626e-12 | -180 | 180 | -1.6292e-12 | -180 | 180
Line14_15_16 | 0 | 0 | 0 | 0 | 0 | 0 | 0 | 0 | 0 | 0 | 0 | 0 | 1.6283e-16 | 7.1808e-16 | -1.0731e-15 | -2.3315e-30 | -3.8327e-16 | 7.5656e-16 | -4.6487e-30 | 3.8423e-09 | -3.8423e-09 | -8.1416e-17 | -3.8423e-09 | 3.8423e-09 | 0 | 0 | 0 | 0 | 0 | 0 | 0.95263 | 0 | 0.95263 | 0.95263 | 0 | 0.95263 | -1.6357e-12 | -180 | 180 | -1.6408e-12 | -180 | 180
Line15_16_17 | 0 | 0 | 0 | 0 | 0 | 0 | 0 | 0 | 0 | 0 | 0 | 0 | 0 | 5.9871e-16 | -7.0395e-16 | 1.6283e-16 | -4.3359e-16 | 3.8057e-16 | 0 | 1.9211e-09 | -1.9211e-09 | -8.1416e-17 | -1.9211e-09 | 1.9211e-09 | 0 | 0 | 0 | 0 | 0 | 0 | 0.95263 | 0 | 0.95263 | 0.95263 | 0 | 0.95263 | -1.6408e-12 | -180 | 180 | -1.6413e-12 | -180 | 180
Line16_4_18 | 0 | 0 | 0 | 0 | 0 | 0 | 0 | 0 | 0 | 0 | 0 | 0 | 4.0708e-17 | -6.151e-10 | -9.8395e-10 | 4.0708e-17 | 6.151e-10 | 9.8395e-10 | -4.0708e-17 | 1.3232e-09 | -6.8431e-10 | 4.0708e-17 | -1.3232e-09 | 6.8431e-10 | 0 | 0 | 0 | 0 | 0 | 0 | 1.0392 | 0.53578 | 0.93737 | 1.0392 | 0.53578 | 0.93737 | -1.5185e-12 | -144.6567 | 135.2288 | -1.5192e-12 | -144.6567 | 135.2288
Line17_5_19 | 0 | 0 | 0 | 0 | 0 | 0 | 0 | 0 | 0 | 0 | 0 | 0 | 4.0708e-17 | -6.151e-10 | -9.8395e-10 | 4.0708e-17 | 6.151e-10 | 9.8395e-10 | -4.0708e-17 | 1.3232e-09 | -6.8431e-10 | 4.0708e-17 | -1.3232e-09 | 6.8431e-10 | 0 | 0 | 0 | 0 | 0 | 0 | 1.0392 | 0.53578 | 0.93737 | 1.0392 | 0.53578 | 0.93737 | -1.5185e-12 | -144.6567 | 135.2288 | -1.5192e-12 | -144.6567 | 135.2288
Line1_1_3 | 0 | 4.7922 | 4.7922 | 0 | 4.7922 | 4.7922 | 0 | 1.1067 | 1.1067 | 0 | 1.1067 | 1.1067 | 2.2797e-15 | 0.81705 | -0.35775 | -2.1168e-15 | -0.5874 | 0.5874 | -6.0242e-29 | 0.29973 | 0.61888 | 5.7258e-29 | 0.15957 | -0.15957 | 0 | -164.8019 | 15.1981 | 0 | 15.1981 | -164.8019 | 1.0392 | 0.53578 | 0.93737 | 0.95263 | 0 | 0.95263 | -1.5141e-12 | -144.6567 | 135.2288 | -1.5498e-12 | -180 | -180
Line2_1_4 | 0 | 0 | 0 | 0 | 0 | 0 | 0 | 0 | 0 | 0 | 0 | 0 | 2.4425e-16 | -1.2302e-09 | -1.9679e-09 | -2.4425e-16 | 1.2302e-09 | 1.9679e-09 | 4.0708e-17 | 2.6464e-09 | -1.3686e-09 | 6.4733e-30 | -2.6464e-09 | 1.3686e-09 | 0 | 0 | 0 | 0 | 0 | 0 | 1.0392 | 0.53578 | 0.93737 | 1.0392 | 0.53578 | 0.93737 | -1.5141e-12 | -144.6567 | 135.2288 | -1.5185e-12 | -144.6567 | 135.2288
Line3_1_5 | 0 | 0 | 0 | 0 | 0 | 0 | 0 | 0 | 0 | 0 | 0 | 0 | 2.4425e-16 | -1.2302e-09 | -1.9679e-09 | -2.4425e-16 | 1.2302e-09 | 1.9679e-09 | 4.0708e-17 | 2.6464e-09 | -1.3686e-09 | 6.4733e-30 | -2.6464e-09 | 1.3686e-09 | 0 | 0 | 0 | 0 | 0 | 0 | 1.0392 | 0.53578 | 0.93737 | 1.0392 | 0.53578 | 0.93737 | -1.5141e-12 | -144.6567 | 135.2288 | -1.5185e-12 | -144.6567 | 135.2288
Line4_2_6 | 0 | 0 | 0 | 0 | 0 | 0 | 0 | 0 | 0 | 0 | 0 | 0 | 5.2921e-16 | -3.0755e-09 | -4.9198e-09 | -4.4779e-16 | 3.0755e-09 | 4.9198e-09 | 4.0708e-17 | 6.6159e-09 | -3.4216e-09 | 1.2012e-29 | -6.6159e-09 | 3.4216e-09 | 0 | 0 | 0 | 0 | 0 | 0 | 1.0392 | 0.53578 | 0.93737 | 1.0392 | 0.53578 | 0.93737 | -1.5261e-12 | -144.6567 | 135.2288 | -1.537e-12 | -144.6567 | 135.2288
Line5_6_7 | 0 | 0 | 0 | 0 | 0 | 0 | 0 | 0 | 0 | 0 | 0 | 0 | 3.6637e-16 | -2.4604e-09 | -3.9358e-09 | -2.8496e-16 | 2.4604e-09 | 3.9358e-09 | -4.0708e-17 | 5.2927e-09 | -2.7373e-09 | 4.0708e-17 | -5.2927e-09 | 2.7373e-09 | 0 | 0 | 0 | 0 | 0 | 0 | 1.0392 | 0.53578 | 0.93737 | 1.0392 | 0.53578 | 0.93737 | -1.537e-12 | -144.6567 | 135.2288 | -1.5454e-12 | -144.6567 | 135.2288
Line6_7_8 | 0 | 0 | 0 | 0 | 0 | 0 | 0 | 0 | 0 | 0 | 0 | 0 | 2.0354e-16 | -1.8453e-09 | -2.9519e-09 | -2.0354e-16 | 1.8453e-09 | 2.9519e-09 | -5.4899e-30 | 3.9696e-09 | -2.0529e-09 | -4.0708e-17 | -3.9696e-09 | 2.0529e-09 | 0 | 0 | 0 | 0 | 0 | 0 | 1.0392 | 0.53578 | 0.93737 | 1.0392 | 0.53578 | 0.93737 | -1.5454e-12 | -144.6567 | 135.2288 | -1.5515e-12 | -144.6567 | 135.2288
Line7_8_9 | 0 | 0 | 0 | 0 | 0 | 0 | 0 | 0 | 0 | 0 | 0 | 0 | 0 | -6.151e-10 | -9.8395e-10 | 0 | 6.151e-10 | 9.8395e-10 | 0 | 1.3232e-09 | -6.8431e-10 | 0 | -1.3232e-09 | 6.8431e-10 | 0 | 0 | 0 | 0 | 0 | 0 | 1.0392 | 0.53578 | 0.93737 | 1.0392 | 0.53578 | 0.93737 | -1.5515e-12 | -144.6567 | 135.2288 | -1.5532e-12 | -144.6567 | 135.2288
Line8_8_10 | 0 | 0 | 0 | 0 | 0 | 0 | 0 | 0 | 0 | 0 | 0 | 0 | 4.0708e-17 | -6.151e-10 | -9.8395e-10 | -4.0708e-17 | 6.151e-10 | 9.8395e-10 | -4.0708e-17 | 1.3232e-09 | -6.8431e-10 | 4.0708e-17 | -1.3232e-09 | 6.8431e-10 | 0 | 0 | 0 | 0 | 0 | 0 | 1.0392 | 0.53578 | 0.93737 | 1.0392 | 0.53578 | 0.93737 | -1.5515e-12 | -144.6567 | 135.2288 | -1.5536e-12 | -144.6567 | 135.2288
Line9_3_11 | 0 | 0 | 0 | 0 | 0 | 0 | 0 | 0 | 0 | 0 | 0 | 0 | 2.1168e-15 | 1.8726e-15 | -1.6283e-15 | -2.1168e-15 | -1.1906e-15 | 1.4148e-15 | -8.1416e-17 | 1.3448e-08 | -1.3448e-08 | 8.1416e-17 | -1.3448e-08 | 1.3448e-08 | 0 | 0 | 0 | 0 | 0 | 0 | 0.95263 | 0 | 0.95263 | 0.95263 | 0 | 0.95263 | -1.5498e-12 | -180 | -180 | -1.5799e-12 | -180 | 180

## LL_max_fault_6
name | pf_ikss_a_from_ka | pf_ikss_b_from_ka | pf_ikss_c_from_ka | pf_ikss_a_to_ka | pf_ikss_b_to_ka | pf_ikss_c_to_ka | pf_skss_a_from_mw | pf_skss_b_from_mw | pf_skss_c_from_mw | pf_skss_a_to_mw | pf_skss_b_to_mw | pf_skss_c_to_mw | pf_p_a_from_mw | pf_p_b_from_mw | pf_p_c_from_mw | pf_p_a_to_mw | pf_p_b_to_mw | pf_p_c_to_mw | pf_q_a_from_mvar | pf_q_b_from_mvar | pf_q_c_from_mvar | pf_q_a_to_mvar | pf_q_b_to_mvar | pf_q_c_to_mvar | pf_ikss_a_from_degree | pf_ikss_b_from_degree | pf_ikss_c_from_degree | pf_ikss_a_to_degree | pf_ikss_b_to_degree | pf_ikss_c_to_degree | pf_vm_a_from_pu | pf_vm_b_from_pu | pf_vm_c_from_pu | pf_vm_a_to_pu | pf_vm_b_to_pu | pf_vm_c_to_pu | pf_va_a_from_degree | pf_va_b_from_degree | pf_va_c_from_degree | pf_va_a_to_degree | pf_va_b_to_degree | pf_va_c_to_degree
Line0_1_2 | 0 | 0 | 0 | 0 | 0 | 0 | 0 | 0 | 0 | 0 | 0 | 0 | 9.7145e-18 | -4.6348e-11 | -1.3405e-10 | -9.7145e-18 | 4.6348e-11 | 1.3405e-10 | 4.2501e-18 | 1.2847e-10 | 2.3429e-11 | -5.4644e-18 | -1.2847e-10 | -2.3429e-11 | 0 | 0 | 0 | 0 | 0 | 0 | 1.0506 | 1.0448 | 1.0468 | 1.0506 | 1.0448 | 1.0468 | 5.2357e-15 | -120.3041 | 119.9443 | 5.0925e-15 | -120.3041 | 119.9443
Line10_11_12 | 0 | 0 | 0 | 0 | 0 | 0 | 0 | 0 | 0 | 0 | 0 | 0 | 1.7607e-17 | -1.3204e-10 | -2.6052e-10 | -1.6393e-17 | 1.3204e-10 | 2.6052e-10 | 2.4286e-18 | 2.2624e-10 | -3.7092e-12 | -3.6429e-18 | -2.2624e-10 | 3.7092e-12 | 0 | 0 | 0 | 0 | 0 | 0 | 1.0499 | 1.0385 | 1.0444 | 1.0499 | 1.0385 | 1.0444 | 4.4653e-15 | -120.5374 | 120.0089 | 4.1481e-15 | -120.5374 | 120.0089
Line11_12_13 | 0 | 0 | 0 | 0 | 0 | 0 | 0 | 0 | 0 | 0 | 0 | 0 | 1.4572e-17 | -1.1004e-10 | -2.171e-10 | -1.4572e-17 | 1.1004e-10 | 2.171e-10 | 1.2143e-18 | 1.8854e-10 | -3.091e-12 | -1.2143e-18 | -1.8854e-10 | 3.091e-12 | 0 | 0 | 0 | 0 | 0 | 0 | 1.0499 | 1.0385 | 1.0444 | 1.0499 | 1.0385 | 1.0444 | 4.1481e-15 | -120.5374 | 120.0089 | 3.8954e-15 | -120.5374 | 120.0089
Line12_13_15 | 0 | 0 | 0 | 0 | 0 | 0 | 0 | 0 | 0 | 0 | 0 | 0 | 7.2858e-18 | -6.6022e-11 | -1.3026e-10 | -8.5001e-18 | 6.6022e-11 | 1.3026e-10 | 3.6429e-18 | 1.1312e-10 | -1.8546e-12 | -3.6429e-18 | -1.1312e-10 | 1.8546e-12 | 0 | 0 | 0 | 0 | 0 | 0 | 1.0499 | 1.0385 | 1.0444 | 1.0499 | 1.0385 | 1.0444 | 3.8954e-15 | -120.5374 | 120.0089 | 3.7713e-15 | -120.5374 | 120.0089
Line13_13_14 | 0 | 0 | 0 | 0 | 0 | 0 | 0 | 0 | 0 | 0 | 0 | 0 | 6.0715e-19 | -2.2007e-11 | -4.3421e-11 | -1.8215e-18 | 2.2007e-11 | 4.3421e-11 | -2.4286e-18 | 3.7707e-11 | -6.1819e-13 | 1.2143e-18 | -3.7707e-11 | 6.1819e-13 | 0 | 0 | 0 | 0 | 0 | 0 | 1.0499 | 1.0385 | 1.0444 | 1.0499 | 1.0385 | 1.0444 | 3.8954e-15 | -120.5374 | 120.0089 | 3.8626e-15 | -120.5374 | 120.0089
Line14_15_16 | 0 | 0 | 0 | 0 | 0 | 0 | 0 | 0 | 0 | 0 | 0 | 0 | 3.0358e-18 | -4.4015e-11 | -8.6842e-11 | -3.0358e-18 | 4.4015e-11 | 8.6842e-11 | -1.2143e-18 | 7.5415e-11 | -1.2364e-12 | -1.2143e-18 | -7.5415e-11 | 1.2364e-12 | 0 | 0 | 0 | 0 | 0 | 0 | 1.0499 | 1.0385 | 1.0444 | 1.0499 | 1.0385 | 1.0444 | 3.7713e-15 | -120.5374 | 120.0089 | 3.7101e-15 | -120.5374 | 120.0089
Line15_16_17 | 0 | 0 | 0 | 0 | 0 | 0 | 0 | 0 | 0 | 0 | 0 | 0 | 3.0358e-18 | -2.2007e-11 | -4.3421e-11 | -3.0358e-18 | 2.2007e-11 | 4.3421e-11 | -1.2143e-18 | 3.7707e-11 | -6.1818e-13 | 1.2143e-18 | -3.7707e-11 | 6.182e-13 | 0 | 0 | 0 | 0 | 0 | 0 | 1.0499 | 1.0385 | 1.0444 | 1.0499 | 1.0385 | 1.0444 | 3.7101e-15 | -120.5374 | 120.0089 | 3.6803e-15 | -120.5374 | 120.0089
Line16_4_18 | 0 | 0 | 0 | 0 | 0 | 0 | 0 | 0 | 0 | 0 | 0 | 0 | -3.0358e-19 | -7.7246e-12 | -2.2341e-11 | -3.0358e-19 | 7.7246e-12 | 2.2341e-11 | 6.0715e-19 | 2.1412e-11 | 3.9049e-12 | 6.0715e-19 | -2.1412e-11 | -3.9049e-12 | 0 | 0 | 0 | 0 | 0 | 0 | 1.0506 | 1.0448 | 1.0468 | 1.0506 | 1.0448 | 1.0468 | 5.1901e-15 | -120.3041 | 119.9443 | 5.1711e-15 | -120.3041 | 119.9443
Line17_5_19 | 0 | 0 | 0 | 0 | 0 | 0 | 0 | 0 | 0 | 0 | 0 | 0 | -3.0358e-19 | -7.7246e-12 | -2.2341e-11 | -3.0358e-19 | 7.7246e-12 | 2.2341e-11 | 6.0715e-19 | 2.1412e-11 | 3.9049e-12 | 6.0715e-19 | -2.1412e-11 | -3.9049e-12 | 0 | 0 | 0 | 0 | 0 | 0 | 1.0506 | 1.0448 | 1.0468 | 1.0506 | 1.0448 | 1.0468 | 5.1901e-15 | -120.3041 | 119.9443 | 5.1711e-15 | -120.3041 | 119.9443
Line1_1_3 | 0 | 0.058748 | 0.058748 | 0 | 0.058748 | 0.058748 | 0 | 0.013567 | 0.013567 | 0 | 0.013567 | 0.013567 | 2.3679e-17 | 0.01373 | 0.0035952 | -2.2465e-17 | -0.013696 | -0.0035606 | 9.7145e-18 | 0.003692 | 0.013703 | -9.7145e-18 | -0.0036229 | -0.013634 | 0 | -135.3543 | 44.6457 | 0 | 44.6457 | -135.3543 | 1.0506 | 1.0448 | 1.0468 | 1.0499 | 1.0385 | 1.0444 | 5.2357e-15 | -120.3041 | 119.9443 | 4.8189e-15 | -120.5374 | 120.0089
Line2_1_4 | 0 | 0 | 0 | 0 | 0 | 0 | 0 | 0 | 0 | 0 | 0 | 0 | 2.125e-18 | -1.5449e-11 | -4.4683e-11 | -2.7322e-18 | 1.5449e-11 | 4.4683e-11 | 6.0715e-19 | 4.2824e-11 | 7.8097e-12 | -1.8215e-18 | -4.2824e-11 | -7.8097e-12 | 0 | 0 | 0 | 0 | 0 | 0 | 1.0506 | 1.0448 | 1.0468 | 1.0506 | 1.0448 | 1.0468 | 5.2357e-15 | -120.3041 | 119.9443 | 5.1901e-15 | -120.3041 | 119.9443
Line3_1_5 | 0 | 0 | 0 | 0 | 0 | 0 | 0 | 0 | 0 | 0 | 0 | 0 | 2.125e-18 | -1.5449e-11 | -4.4683e-11 | -2.7322e-18 | 1.5449e-11 | 4.4683e-11 | 6.0715e-19 | 4.2824e-11 | 7.8097e-12 | -1.8215e-18 | -4.2824e-11 | -7.8097e-12 | 0 | 0 | 0 | 0 | 0 | 0 | 1.0506 | 1.0448 | 1.0468 | 1.0506 | 1.0448 | 1.0468 | 5.2357e-15 | -120.3041 | 119.9443 | 5.1901e-15 | -120.3041 | 119.9443
Line4_2_6 | 0 | 0 | 0 | 0 | 0 | 0 | 0 | 0 | 0 | 0 | 0 | 0 | 5.768e-18 | -3.8623e-11 | -1.1171e-10 | -5.1608e-18 | 3.8623e-11 | 1.1171e-10 | 3.0358e-18 | 1.0706e-10 | 1.9524e-11 | -4.2501e-18 | -1.0706e-10 | -1.9524e-11 | 0 | 0 | 0 | 0 | 0 | 0 | 1.0506 | 1.0448 | 1.0468 | 1.0506 | 1.0448 | 1.0468 | 5.0925e-15 | -120.3041 | 119.9443 | 4.9865e-15 | -120.3041 | 119.9443
Line5_6_7 | 0 | 0 | 0 | 0 | 0 | 0 | 0 | 0 | 0 | 0 | 0 | 0 | 3.3393e-18 | -3.0899e-11 | -8.9365e-11 | -2.7322e-18 | 3.0899e-11 | 8.9365e-11 | 6.0715e-19 | 8.5648e-11 | 1.5619e-11 | 6.0715e-19 | -8.5648e-11 | -1.5619e-11 | 0 | 0 | 0 | 0 | 0 | 0 | 1.0506 | 1.0448 | 1.0468 | 1.0506 | 1.0448 | 1.0468 | 4.9865e-15 | -120.3041 | 119.9443 | 4.9206e-15 | -120.3041 | 119.9443
Line6_7_8 | 0 | 0 | 0 | 0 | 0 | 0 | 0 | 0 | 0 | 0 | 0 | 0 | 3.0358e-18 | -2.3174e-11 | -6.7024e-11 | -2.4286e-18 | 2.3174e-11 | 6.7024e-11 | -1.8215e-18 | 6.4236e-11 | 1.1715e-11 | 1.8215e-18 | -6.4236e-11 | -1.1715e-11 | 0 | 0 | 0 | 0 | 0 | 0 | 1.0506 | 1.0448 | 1.0468 | 1.0506 | 1.0448 | 1.0468 | 4.9206e-15 | -120.3041 | 119.9443 | 4.8783e-15 | -120.3041 | 119.9443
Line7_8_9 | 0 | 0 | 0 | 0 | 0 | 0 | 0 | 0 | 0 | 0 | 0 | 0 | 9.1073e-19 | -7.7246e-12 | -2.2341e-11 | -3.0358e-19 | 7.7246e-12 | 2.2341e-11 | 7.7542e-35 | 2.1412e-11 | 3.9049e-12 | -6.0715e-19 | -2.1412e-11 | -3.9049e-12 | 0 | 0 | 0 | 0 | 0 | 0 | 1.0506 | 1.0448 | 1.0468 | 1.0506 | 1.0448 | 1.0468 | 4.8783e-15 | -120.3041 | 119.9443 | 4.8639e-15 | -120.3041 | 119.9443
Line8_8_10 | 0 | 0 | 0 | 0 | 0 | 0 | 0 | 0 | 0 | 0 | 0 | 0 | -3.0358e-19 | -7.7246e-12 | -2.2341e-11 | 3.0358e-19 | 7.7246e-12 | 2.2341e-11 | 6.0715e-19 | 2.1412e-11 | 3.9049e-12 | -6.0715e-19 | -2.1412e-11 | -3.9049e-12 | 0 | 0 | 0 | 0 | 0 | 0 | 1.0506 | 1.0448 | 1.0468 | 1.0506 | 1.0448 | 1.0468 | 4.8783e-15 | -120.3041 | 119.9443 | 4.8523e-15 | -120.3041 | 119.9443
Line9_3_11 | 0 | 0 | 0 | 0 | 0 | 0 | 0 | 0 | 0 | 0 | 0 | 0 | 2.1858e-17 | -1.5405e-10 | -3.0395e-10 | -2.0643e-17 | 1.5405e-10 | 3.0395e-10 | 6.0715e-18 | 2.6395e-10 | -4.3274e-12 | -7.2858e-18 | -2.6395e-10 | 4.3274e-12 | 0 | 0 | 0 | 0 | 0 | 0 | 1.0499 | 1.0385 | 1.0444 | 1.0499 | 1.0385 | 1.0444 | 4.8189e-15 | -120.5374 | 120.0089 | 4.4653e-15 | -120.5374 | 120.0089

## LL_max_fault_10
name | pf_ikss_a_from_ka | pf_ikss_b_from_ka | pf_ikss_c_from_ka | pf_ikss_a_to_ka | pf_ikss_b_to_ka | pf_ikss_c_to_ka | pf_skss_a_from_mw | pf_skss_b_from_mw | pf_skss_c_from_mw | pf_skss_a_to_mw | pf_skss_b_to_mw | pf_skss_c_to_mw | pf_p_a_from_mw | pf_p_b_from_mw | pf_p_c_from_mw | pf_p_a_to_mw | pf_p_b_to_mw | pf_p_c_to_mw | pf_q_a_from_mvar | pf_q_b_from_mvar | pf_q_c_from_mvar | pf_q_a_to_mvar | pf_q_b_to_mvar | pf_q_c_to_mvar | pf_ikss_a_from_degree | pf_ikss_b_from_degree | pf_ikss_c_from_degree | pf_ikss_a_to_degree | pf_ikss_b_to_degree | pf_ikss_c_to_degree | pf_vm_a_from_pu | pf_vm_b_from_pu | pf_vm_c_from_pu | pf_vm_a_to_pu | pf_vm_b_to_pu | pf_vm_c_to_pu | pf_va_a_from_degree | pf_va_b_from_degree | pf_va_c_from_degree | pf_va_a_to_degree | pf_va_b_to_degree | pf_va_c_to_degree
Line0_1_2 | 0 | 0 | 0 | 0 | 0 | 0 | 0 | 0 | 0 | 0 | 0 | 0 | 8.5869e-18 | -5.3245e-11 | -1.54e-10 | -8.5869e-18 | 5.3245e-11 | 1.54e-10 | 5.7246e-18 | 1.4762e-10 | 2.6893e-11 | -6.3607e-18 | -1.4762e-10 | -2.6893e-11 | 0 | 0 | 0 | 0 | 0 | 0 | 1.1006 | 1.0943 | 1.0965 | 1.1006 | 1.0943 | 1.0965 | -4.0375e-15 | -120.3184 | 119.9418 | -4.1721e-15 | -120.3184 | 119.9418
Line10_11_12 | 0 | 0 | 0 | 0 | 0 | 0 | 0 | 0 | 0 | 0 | 0 | 0 | 1.9082e-17 | -1.4723e-10 | -2.927e-10 | -1.6538e-17 | 1.4723e-10 | 2.927e-10 | 7.6328e-18 | 2.5488e-10 | -2.9125e-12 | -6.3607e-18 | -2.5488e-10 | 2.9125e-12 | 0 | 0 | 0 | 0 | 0 | 0 | 1.1 | 1.0877 | 1.0939 | 1.1 | 1.0877 | 1.0939 | -4.8268e-15 | -120.5517 | 120.0063 | -5.1512e-15 | -120.5517 | 120.0063
Line11_12_13 | 0 | 0 | 0 | 0 | 0 | 0 | 0 | 0 | 0 | 0 | 0 | 0 | 1.5266e-17 | -1.2269e-10 | -2.4391e-10 | -1.5266e-17 | 1.2269e-10 | 2.4391e-10 | -1.3724e-33 | 2.124e-10 | -2.4271e-12 | -3.8164e-18 | -2.124e-10 | 2.4271e-12 | 0 | 0 | 0 | 0 | 0 | 0 | 1.1 | 1.0877 | 1.0939 | 1.1 | 1.0877 | 1.0939 | -5.1512e-15 | -120.5517 | 120.0063 | -5.4097e-15 | -120.5517 | 120.0063
Line12_13_15 | 0 | 0 | 0 | 0 | 0 | 0 | 0 | 0 | 0 | 0 | 0 | 0 | 1.0177e-17 | -7.3613e-11 | -1.4635e-10 | -1.0177e-17 | 7.3613e-11 | 1.4635e-10 | 6.3607e-18 | 1.2744e-10 | -1.4562e-12 | -3.8164e-18 | -1.2744e-10 | 1.4562e-12 | 0 | 0 | 0 | 0 | 0 | 0 | 1.1 | 1.0877 | 1.0939 | 1.1 | 1.0877 | 1.0939 | -5.4097e-15 | -120.5517 | 120.0063 | -5.5366e-15 | -120.5517 | 120.0063
Line13_13_14 | 0 | 0 | 0 | 0 | 0 | 0 | 0 | 0 | 0 | 0 | 0 | 0 | 1.2721e-18 | -2.4538e-11 | -4.8783e-11 | -1.2721e-18 | 2.4538e-11 | 4.8783e-11 | -1.2011e-34 | 4.248e-11 | -4.8541e-13 | 2.5443e-18 | -4.248e-11 | 4.8542e-13 | 0 | 0 | 0 | 0 | 0 | 0 | 1.1 | 1.0877 | 1.0939 | 1.1 | 1.0877 | 1.0939 | -5.4097e-15 | -120.5517 | 120.0063 | -5.4431e-15 | -120.5517 | 120.0063
Line14_15_16 | 0 | 0 | 0 | 0 | 0 | 0 | 0 | 0 | 0 | 0 | 0 | 0 | 3.8164e-18 | -4.9075e-11 | -9.7566e-11 | -5.0885e-18 | 4.9075e-11 | 9.7566e-11 | 3.8164e-18 | 8.4959e-11 | -9.7082e-13 | -2.5443e-18 | -8.4959e-11 | 9.7082e-13 | 0 | 0 | 0 | 0 | 0 | 0 | 1.1 | 1.0877 | 1.0939 | 1.1 | 1.0877 | 1.0939 | -5.5366e-15 | -120.5517 | 120.0063 | -5.5991e-15 | -120.5517 | 120.0063
Line15_16_17 | 0 | 0 | 0 | 0 | 0 | 0 | 0 | 0 | 0 | 0 | 0 | 0 | 0 | -2.4538e-11 | -4.8783e-11 | 1.2721e-18 | 2.4538e-11 | 4.8783e-11 | 0 | 4.248e-11 | -4.8542e-13 | -1.25e-34 | -4.248e-11 | 4.8542e-13 | 0 | 0 | 0 | 0 | 0 | 0 | 1.1 | 1.0877 | 1.0939 | 1.1 | 1.0877 | 1.0939 | -5.5991e-15 | -120.5517 | 120.0063 | -5.6298e-15 | -120.5517 | 120.0063
Line16_4_18 | 0 | 0 | 0 | 0 | 0 | 0 | 0 | 0 | 0 | 0 | 0 | 0 | -1.2721e-18 | -8.8742e-12 | -2.5666e-11 | -4.5573e-35 | 8.8742e-12 | 2.5666e-11 | 9.0705e-35 | 2.4603e-11 | 4.4821e-12 | -6.3607e-19 | -2.4603e-11 | -4.4821e-12 | 0 | 0 | 0 | 0 | 0 | 0 | 1.1006 | 1.0943 | 1.0965 | 1.1006 | 1.0943 | 1.0965 | -4.0853e-15 | -120.3184 | 119.9418 | -4.1052e-15 | -120.3184 | 119.9418
Line17_5_19 | 0 | 0 | 0 | 0 | 0 | 0 | 0 | 0 | 0 | 0 | 0 | 0 | -1.2721e-18 | -8.8742e-12 | -2.5666e-11 | -4.5573e-35 | 8.8742e-12 | 2.5666e-11 | 9.0705e-35 | 2.4603e-11 | 4.4821e-12 | -6.3607e-19 | -2.4603e-11 | -4.4821e-12 | 0 | 0 | 0 | 0 | 0 | 0 | 1.1006 | 1.0943 | 1.0965 | 1.1006 | 1.0943 | 1.0965 | -4.0853e-15 | -120.3184 | 119.9418 | -4.1052e-15 | -120.3184 | 119.9418
Line1_1_3 | 0 | 0.061531 | 0.061531 | 0 | 0.061531 | 0.061531 | 0 | 0.01421 | 0.01421 | 0 | 0.01421 | 0.01421 | 2.6715e-17 | 0.015064 | 0.0039414 | -2.6715e-17 | -0.015027 | -0.0039036 | 1.1449e-17 | 0.0040498 | 0.015032 | -1.2721e-17 | -0.0039741 | -0.014956 | 0 | -135.3656 | 44.6344 | 0 | 44.6344 | -135.3656 | 1.1006 | 1.0943 | 1.0965 | 1.1 | 1.0877 | 1.0939 | -4.0375e-15 | -120.3184 | 119.9418 | -4.4654e-15 | -120.5517 | 120.0063
Line2_1_4 | 0 | 0 | 0 | 0 | 0 | 0 | 0 | 0 | 0 | 0 | 0 | 0 | 2.2262e-18 | -1.7748e-11 | -5.1333e-11 | -2.2262e-18 | 1.7748e-11 | 5.1333e-11 | -1.5688e-34 | 4.9206e-11 | 8.9643e-12 | -6.3607e-19 | -4.9206e-11 | -8.9643e-12 | 0 | 0 | 0 | 0 | 0 | 0 | 1.1006 | 1.0943 | 1.0965 | 1.1006 | 1.0943 | 1.0965 | -4.0375e-15 | -120.3184 | 119.9418 | -4.0853e-15 | -120.3184 | 119.9418
Line3_1_5 | 0 | 0 | 0 | 0 | 0 | 0 | 0 | 0 | 0 | 0 | 0 | 0 | 2.2262e-18 | -1.7748e-11 | -5.1333e-11 | -2.2262e-18 | 1.7748e-11 | 5.1333e-11 | -1.5688e-34 | 4.9206e-11 | 8.9643e-12 | -6.3607e-19 | -4.9206e-11 | -8.9643e-12 | 0 | 0 | 0 | 0 | 0 | 0 | 1.1006 | 1.0943 | 1.0965 | 1.1006 | 1.0943 | 1.0965 | -4.0375e-15 | -120.3184 | 119.9418 | -4.0853e-15 | -120.3184 | 119.9418
Line4_2_6 | 0 | 0 | 0 | 0 | 0 | 0 | 0 | 0 | 0 | 0 | 0 | 0 | 5.4066e-18 | -4.4371e-11 | -1.2833e-10 | -4.7705e-18 | 4.4371e-11 | 1.2833e-10 | 4.4525e-18 | 1.2301e-10 | 2.2411e-11 | -5.0885e-18 | -1.2301e-10 | -2.2411e-11 | 0 | 0 | 0 | 0 | 0 | 0 | 1.1006 | 1.0943 | 1.0965 | 1.1006 | 1.0943 | 1.0965 | -4.1721e-15 | -120.3184 | 119.9418 | -4.2732e-15 | -120.3184 | 119.9418
Line5_6_7 | 0 | 0 | 0 | 0 | 0 | 0 | 0 | 0 | 0 | 0 | 0 | 0 | 4.4525e-18 | -3.5497e-11 | -1.0267e-10 | -4.4525e-18 | 3.5497e-11 | 1.0267e-10 | 3.1803e-18 | 9.8412e-11 | 1.7929e-11 | -3.1803e-18 | -9.8412e-11 | -1.7929e-11 | 0 | 0 | 0 | 0 | 0 | 0 | 1.1006 | 1.0943 | 1.0965 | 1.1006 | 1.0943 | 1.0965 | -4.2732e-15 | -120.3184 | 119.9418 | -4.3607e-15 | -120.3184 | 119.9418
Line6_7_8 | 0 | 0 | 0 | 0 | 0 | 0 | 0 | 0 | 0 | 0 | 0 | 0 | 3.1803e-18 | -2.6622e-11 | -7.6999e-11 | -3.8164e-18 | 2.6623e-11 | 7.6999e-11 | 6.3607e-19 | 7.3809e-11 | 1.3446e-11 | -6.3607e-19 | -7.3809e-11 | -1.3446e-11 | 0 | 0 | 0 | 0 | 0 | 0 | 1.1006 | 1.0943 | 1.0965 | 1.1006 | 1.0943 | 1.0965 | -4.3607e-15 | -120.3184 | 119.9418 | -4.4378e-15 | -120.3184 | 119.9418
Line7_8_9 | 0 | 0 | 0 | 0 | 0 | 0 | 0 | 0 | 0 | 0 | 0 | 0 | 3.1803e-19 | -8.8742e-12 | -2.5666e-11 | -3.1803e-19 | 8.8742e-12 | 2.5666e-11 | -6.3607e-19 | 2.4603e-11 | 4.4821e-12 | 6.3607e-19 | -2.4603e-11 | -4.4821e-12 | 0 | 0 | 0 | 0 | 0 | 0 | 1.1006 | 1.0943 | 1.0965 | 1.1006 | 1.0943 | 1.0965 | -4.4378e-15 | -120.3184 | 119.9418 | -4.4529e-15 | -120.3184 | 119.9418
Line8_8_10 | 0 | 0 | 0 | 0 | 0 | 0 | 0 | 0 | 0 | 0 | 0 | 0 | 3.1803e-19 | -8.8742e-12 | -2.5666e-11 | -3.1803e-19 | 8.8742e-12 | 2.5666e-11 | 1.2721e-18 | 2.4603e-11 | 4.4821e-12 | -1.2721e-18 | -2.4603e-11 | -4.4821e-12 | 0 | 0 | 0 | 0 | 0 | 0 | 1.1006 | 1.0943 | 1.0965 | 1.1006 | 1.0943 | 1.0965 | -4.4378e-15 | -120.3184 | 119.9418 | -4.4599e-15 | -120.3184 | 119.9418
Line9_3_11 | 0 | 0 | 0 | 0 | 0 | 0 | 0 | 0 | 0 | 0 | 0 | 0 | 2.1626e-17 | -1.7176e-10 | -3.4148e-10 | -2.0354e-17 | 1.7176e-10 | 3.4148e-10 | 8.9049e-18 | 2.9736e-10 | -3.3979e-12 | -7.6328e-18 | -2.9736e-10 | 3.3979e-12 | 0 | 0 | 0 | 0 | 0 | 0 | 1.1 | 1.0877 | 1.0939 | 1.1 | 1.0877 | 1.0939 | -4.4654e-15 | -120.5517 | 120.0063 | -4.8268e-15 | -120.5517 | 120.0063

## LL_min_6
name | pf_ikss_a_from_ka | pf_ikss_b_from_ka | pf_ikss_c_from_ka | pf_ikss_a_to_ka | pf_ikss_b_to_ka | pf_ikss_c_to_ka | pf_skss_a_from_mw | pf_skss_b_from_mw | pf_skss_c_from_mw | pf_skss_a_to_mw | pf_skss_b_to_mw | pf_skss_c_to_mw | pf_p_a_from_mw | pf_p_b_from_mw | pf_p_c_from_mw | pf_p_a_to_mw | pf_p_b_to_mw | pf_p_c_to_mw | pf_q_a_from_mvar | pf_q_b_from_mvar | pf_q_c_from_mvar | pf_q_a_to_mvar | pf_q_b_to_mvar | pf_q_c_to_mvar | pf_ikss_a_from_degree | pf_ikss_b_from_degree | pf_ikss_c_from_degree | pf_ikss_a_to_degree | pf_ikss_b_to_degree | pf_ikss_c_to_degree | pf_vm_a_from_pu | pf_vm_b_from_pu | pf_vm_c_from_pu | pf_vm_a_to_pu | pf_vm_b_to_pu | pf_vm_c_to_pu | pf_va_a_from_degree | pf_va_b_from_degree | pf_va_c_from_degree | pf_va_a_to_degree | pf_va_b_to_degree | pf_va_c_to_degree
Line0_1_2 | 0 | 0 | 0 | 0 | 0 | 0 | 0 | 0 | 0 | 0 | 0 | 0 | -5.2736e-17 | -1.7218e-09 | -4.7542e-09 | 8.7893e-17 | 1.7218e-09 | 4.7542e-09 | -1.4063e-16 | 6.5966e-09 | -1.3444e-09 | 1.4063e-16 | -6.5966e-09 | 1.3444e-09 | 0 | 0 | 0 | 0 | 0 | 0 | 0.94185 | 0.53802 | 0.78193 | 0.94185 | 0.53802 | 0.78193 | 1.3521e-12 | -144.4712 | 126.6898 | 1.3591e-12 | -144.4712 | 126.6898
Line10_11_12 | 0 | 0 | 0 | 0 | 0 | 0 | 0 | 0 | 0 | 0 | 0 | 0 | 3.5157e-16 | -5.9464e-16 | 8.468e-16 | -3.5157e-16 | 7.1258e-16 | -7.2886e-16 | 8.4212e-30 | 8.5975e-09 | -8.5975e-09 | -7.0314e-17 | -8.5975e-09 | 8.5975e-09 | 0 | 0 | 0 | 0 | 0 | 0 | 0.82272 | 0 | 0.82272 | 0.82272 | 0 | 0.82272 | 1.3724e-12 | -180 | 180 | 1.3781e-12 | -180 | 180
Line11_12_13 | 0 | 0 | 0 | 0 | 0 | 0 | 0 | 0 | 0 | 0 | 0 | 0 | -1.6912e-30 | -4.942e-16 | 7.7145e-16 | 3.3963e-30 | 6.1126e-16 | -5.4892e-16 | 7.0314e-17 | 7.1646e-09 | -7.1646e-09 | -1.4063e-16 | -7.1646e-09 | 7.1646e-09 | 0 | 0 | 0 | 0 | 0 | 0 | 0.82272 | 0 | 0.82272 | 0.82272 | 0 | 0.82272 | 1.3781e-12 | -180 | 180 | 1.3837e-12 | -180 | 180
Line12_13_15 | 0 | 0 | 0 | 0 | 0 | 0 | 0 | 0 | 0 | 0 | 0 | 0 | -7.0314e-17 | -4.2301e-16 | 2.4498e-16 | 7.0314e-17 | 2.4155e-16 | -7.4863e-17 | -1.6981e-30 | 4.2987e-09 | -4.2987e-09 | 1.703e-30 | -4.2987e-09 | 4.2987e-09 | 0 | 0 | 0 | 0 | 0 | 0 | 0.82272 | 0 | 0.82272 | 0.82272 | 0 | 0.82272 | 1.3837e-12 | -180 | 180 | 1.3877e-12 | -180 | 180
Line13_13_14 | 0 | 0 | 0 | 0 | 0 | 0 | 0 | 0 | 0 | 0 | 0 | 0 | -1.6981e-30 | -3.7538e-16 | 8.1659e-17 | 7.0314e-17 | 2.7319e-16 | -7.8383e-17 | 7.0314e-17 | 1.4329e-09 | -1.4329e-09 | -7.0314e-17 | -1.4329e-09 | 1.4329e-09 | 0 | 0 | 0 | 0 | 0 | 0 | 0.82272 | 0 | 0.82272 | 0.82272 | 0 | 0.82272 | 1.3837e-12 | -180 | 180 | 1.3844e-12 | -180 | 180
Line14_15_16 | 0 | 0 | 0 | 0 | 0 | 0 | 0 | 0 | 0 | 0 | 0 | 0 | -1.703e-30 | -4.5401e-16 | 3.0328e-18 | 1.7064e-30 | 3.968e-16 | 1.0072e-17 | 7.0314e-17 | 2.8658e-09 | -2.8658e-09 | -7.0314e-17 | -2.8658e-09 | 2.8658e-09 | 0 | 0 | 0 | 0 | 0 | 0 | 0.82272 | 0 | 0.82272 | 0.82272 | 0 | 0.82272 | 1.3877e-12 | -180 | 180 | 1.3904e-12 | -180 | 180
Line15_16_17 | 0 | 0 | 0 | 0 | 0 | 0 | 0 | 0 | 0 | 0 | 0 | 0 | -7.0314e-17 | -7.535e-17 | 6.5278e-17 | 0 | 1.1378e-16 | 7.8626e-17 | -7.0314e-17 | 1.4329e-09 | -1.4329e-09 | 0 | -1.4329e-09 | 1.4329e-09 | 0 | 0 | 0 | 0 | 0 | 0 | 0.82272 | 0 | 0.82272 | 0.82272 | 0 | 0.82272 | 1.3904e-12 | -180 | 180 | 1.3896e-12 | -180 | 180
Line16_4_18 | 0 | 0 | 0 | 0 | 0 | 0 | 0 | 0 | 0 | 0 | 0 | 0 | 8.298e-31 | -2.8697e-10 | -7.9236e-10 | 0 | 2.8697e-10 | 7.9236e-10 | -3.5157e-17 | 1.0994e-09 | -2.2406e-10 | 0 | -1.0994e-09 | 2.2406e-10 | 0 | 0 | 0 | 0 | 0 | 0 | 0.94185 | 0.53802 | 0.78193 | 0.94185 | 0.53802 | 0.78193 | 1.3523e-12 | -144.4712 | 126.6898 | 1.3513e-12 | -144.4712 | 126.6898
Line17_5_19 | 0 | 0 | 0 | 0 | 0 | 0 | 0 | 0 | 0 | 0 | 0 | 0 | 8.298e-31 | -2.8697e-10 | -7.9236e-10 | 0 | 2.8697e-10 | 7.9236e-10 | -3.5157e-17 | 1.0994e-09 | -2.2406e-10 | 0 | -1.0994e-09 | 2.2406e-10 | 0 | 0 | 0 | 0 | 0 | 0 | 0.94185 | 0.53802 | 0.78193 | 0.94185 | 0.53802 | 0.78193 | 1.3523e-12 | -144.4712 | 126.6898 | 1.3513e-12 | -144.4712 | 126.6898
Line1_1_3 | 0 | 3.8812 | 3.8812 | 0 | 3.8812 | 3.8812 | 0 | 0.89633 | 0.89633 | 0 | 0.89633 | 0.89633 | 3.5157e-16 | 0.6729 | -0.094452 | -4.2188e-16 | -0.38368 | 0.38368 | 1.4063e-16 | 0.11673 | 0.48583 | -1.4063e-16 | 0.18455 | -0.18455 | 0 | -154.3121 | 25.6879 | 0 | 25.6879 | -154.3121 | 0.94185 | 0.53802 | 0.78193 | 0.82272 | 0 | 0.82272 | 1.3521e-12 | -144.4712 | 126.6898 | 1.3639e-12 | 180 | 180
Line2_1_4 | 0 | 0 | 0 | 0 | 0 | 0 | 0 | 0 | 0 | 0 | 0 | 0 | -1.7579e-17 | -5.7394e-10 | -1.5847e-09 | 1.7579e-17 | 5.7394e-10 | 1.5847e-09 | 3.5157e-17 | 2.1989e-09 | -4.4812e-10 | -3.5157e-17 | -2.1989e-09 | 4.4812e-10 | 0 | 0 | 0 | 0 | 0 | 0 | 0.94185 | 0.53802 | 0.78193 | 0.94185 | 0.53802 | 0.78193 | 1.3521e-12 | -144.4712 | 126.6898 | 1.3523e-12 | -144.4712 | 126.6898
Line3_1_5 | 0 | 0 | 0 | 0 | 0 | 0 | 0 | 0 | 0 | 0 | 0 | 0 | -1.7579e-17 | -5.7394e-10 | -1.5847e-09 | 1.7579e-17 | 5.7394e-10 | 1.5847e-09 | 3.5157e-17 | 2.1989e-09 | -4.4812e-10 | -3.5157e-17 | -2.1989e-09 | 4.4812e-10 | 0 | 0 | 0 | 0 | 0 | 0 | 0.94185 | 0.53802 | 0.78193 | 0.94185 | 0.53802 | 0.78193 | 1.3521e-12 | -144.4712 | 126.6898 | 1.3523e-12 | -144.4712 | 126.6898
Line4_2_6 | 0 | 0 | 0 | 0 | 0 | 0 | 0 | 0 | 0 | 0 | 0 | 0 | -1.4063e-16 | -1.4348e-09 | -3.9618e-09 | 1.0547e-16 | 1.4348e-09 | 3.9618e-09 | -2.1094e-16 | 5.4971e-09 | -1.1203e-09 | 2.1094e-16 | -5.4971e-09 | 1.1203e-09 | 0 | 0 | 0 | 0 | 0 | 0 | 0.94185 | 0.53802 | 0.78193 | 0.94185 | 0.53802 | 0.78193 | 1.3591e-12 | -144.4712 | 126.6898 | 1.3627e-12 | -144.4712 | 126.6898
Line5_6_7 | 0 | 0 | 0 | 0 | 0 | 0 | 0 | 0 | 0 | 0 | 0 | 0 | 5.2736e-17 | -1.1479e-09 | -3.1694e-09 | -5.2736e-17 | 1.1479e-09 | 3.1694e-09 | -2.1094e-16 | 4.3977e-09 | -8.9625e-10 | 2.1094e-16 | -4.3977e-09 | 8.9625e-10 | 0 | 0 | 0 | 0 | 0 | 0 | 0.94185 | 0.53802 | 0.78193 | 0.94185 | 0.53802 | 0.78193 | 1.3627e-12 | -144.4712 | 126.6898 | 1.3637e-12 | -144.4712 | 126.6898
Line6_7_8 | 0 | 0 | 0 | 0 | 0 | 0 | 0 | 0 | 0 | 0 | 0 | 0 | 3.5157e-17 | -8.6091e-10 | -2.3771e-09 | -3.5157e-17 | 8.6091e-10 | 2.3771e-09 | -2.1094e-16 | 3.2983e-09 | -6.7219e-10 | 1.7579e-16 | -3.2983e-09 | 6.7219e-10 | 0 | 0 | 0 | 0 | 0 | 0 | 0.94185 | 0.53802 | 0.78193 | 0.94185 | 0.53802 | 0.78193 | 1.3637e-12 | -144.4712 | 126.6898 | 1.3624e-12 | -144.4712 | 126.6898
Line7_8_9 | 0 | 0 | 0 | 0 | 0 | 0 | 0 | 0 | 0 | 0 | 0 | 0 | -1.7579e-17 | -2.8697e-10 | -7.9236e-10 | 1.7579e-17 | 2.8697e-10 | 7.9236e-10 | -3.5157e-17 | 1.0994e-09 | -2.2406e-10 | 4.1807e-31 | -1.0994e-09 | 2.2406e-10 | 0 | 0 | 0 | 0 | 0 | 0 | 0.94185 | 0.53802 | 0.78193 | 0.94185 | 0.53802 | 0.78193 | 1.3624e-12 | -144.4712 | 126.6898 | 1.3627e-12 | -144.4712 | 126.6898
Line8_8_10 | 0 | 0 | 0 | 0 | 0 | 0 | 0 | 0 | 0 | 0 | 0 | 0 | -1.7579e-17 | -2.8697e-10 | -7.9236e-10 | 1.7579e-17 | 2.8697e-10 | 7.9236e-10 | -7.0314e-17 | 1.0994e-09 | -2.2406e-10 | 7.0314e-17 | -1.0994e-09 | 2.2406e-10 | 0 | 0 | 0 | 0 | 0 | 0 | 0.94185 | 0.53802 | 0.78193 | 0.94185 | 0.53802 | 0.78193 | 1.3624e-12 | -144.4712 | 126.6898 | 1.3626e-12 | -144.4712 | 126.6898
Line9_3_11 | 0 | 0 | 0 | 0 | 0 | 0 | 0 | 0 | 0 | 0 | 0 | 0 | 7.0314e-17 | -3.1641e-16 | 1.2657e-15 | -7.0314e-17 | 4.0663e-16 | -1.2458e-15 | 1.4063e-16 | 1.003e-08 | -1.003e-08 | -1.4063e-16 | -1.003e-08 | 1.003e-08 | 0 | 0 | 0 | 0 | 0 | 0 | 0.82272 | 0 | 0.82272 | 0.82272 | 0 | 0.82272 | 1.3639e-12 | 180 | 180 | 1.3724e-12 | -180 | 180

## LL_min_10
name | pf_ikss_a_from_ka | pf_ikss_b_from_ka | pf_ikss_c_from_ka | pf_ikss_a_to_ka | pf_ikss_b_to_ka | pf_ikss_c_to_ka | pf_skss_a_from_mw | pf_skss_b_from_mw | pf_skss_c_from_mw | pf_skss_a_to_mw | pf_skss_b_to_mw | pf_skss_c_to_mw | pf_p_a_from_mw | pf_p_b_from_mw | pf_p_c_from_mw | pf_p_a_to_mw | pf_p_b_to_mw | pf_p_c_to_mw | pf_q_a_from_mvar | pf_q_b_from_mvar | pf_q_c_from_mvar | pf_q_a_to_mvar | pf_q_b_to_mvar | pf_q_c_to_mvar | pf_ikss_a_from_degree | pf_ikss_b_from_degree | pf_ikss_c_from_degree | pf_ikss_a_to_degree | pf_ikss_b_to_degree | pf_ikss_c_to_degree | pf_vm_a_from_pu | pf_vm_b_from_pu | pf_vm_c_from_pu | pf_vm_a_to_pu | pf_vm_b_to_pu | pf_vm_c_to_pu | pf_va_a_from_degree | pf_va_b_from_degree | pf_va_c_from_degree | pf_va_a_to_degree | pf_va_b_to_degree | pf_va_c_to_degree
Line0_1_2 | 0 | 0 | 0 | 0 | 0 | 0 | 0 | 0 | 0 | 0 | 0 | 0 | -1.1657e-16 | -1.5453e-09 | -4.2669e-09 | 9.992e-17 | 1.5453e-09 | 4.2669e-09 | -1.3323e-16 | 5.9205e-09 | -1.2066e-09 | 1.6653e-16 | -5.9205e-09 | 1.2066e-09 | 0 | 0 | 0 | 0 | 0 | 0 | 0.89228 | 0.5097 | 0.74077 | 0.89228 | 0.5097 | 0.74077 | 1.4755e-12 | -144.4712 | 126.6898 | 1.4816e-12 | -144.4712 | 126.6898
Line10_11_12 | 0 | 0 | 0 | 0 | 0 | 0 | 0 | 0 | 0 | 0 | 0 | 0 | 1.3323e-16 | -3.8995e-16 | 8.0909e-16 | -1.3323e-16 | 3.9588e-16 | -5.7002e-16 | 1.3323e-16 | 7.7163e-09 | -7.7163e-09 | -6.6613e-17 | -7.7163e-09 | 7.7163e-09 | 0 | 0 | 0 | 0 | 0 | 0 | 0.77942 | 0 | 0.77942 | 0.77942 | 0 | 0.77942 | 1.4952e-12 | -180 | 180 | 1.5009e-12 | -180 | 180
Line11_12_13 | 0 | 0 | 0 | 0 | 0 | 0 | 0 | 0 | 0 | 0 | 0 | 0 | -5.2349e-30 | -5.5749e-16 | 7.4147e-16 | 3.5032e-30 | 5.6439e-16 | -4.0151e-16 | 1.9984e-16 | 6.4302e-09 | -6.4302e-09 | -1.3323e-16 | -6.4302e-09 | 6.4302e-09 | 0 | 0 | 0 | 0 | 0 | 0 | 0.77942 | 0 | 0.77942 | 0.77942 | 0 | 0.77942 | 1.5009e-12 | -180 | 180 | 1.5066e-12 | -180 | 180
Line12_13_15 | 0 | 0 | 0 | 0 | 0 | 0 | 0 | 0 | 0 | 0 | 0 | 0 | -6.6613e-17 | -2.587e-16 | 2.409e-16 | 1.3323e-16 | 2.1855e-16 | -3.4767e-16 | -1.7516e-30 | 3.8581e-09 | -3.8581e-09 | 3.5123e-30 | -3.8581e-09 | 3.8581e-09 | 0 | 0 | 0 | 0 | 0 | 0 | 0.77942 | 0 | 0.77942 | 0.77942 | 0 | 0.77942 | 1.5066e-12 | -180 | 180 | 1.5105e-12 | -180 | 180
Line13_13_14 | 0 | 0 | 0 | 0 | 0 | 0 | 0 | 0 | 0 | 0 | 0 | 0 | 1.7516e-30 | -1.8615e-16 | 2.1353e-16 | 6.6613e-17 | -1.0748e-17 | -7.7361e-17 | -6.6613e-17 | 1.286e-09 | -1.286e-09 | 6.6613e-17 | -1.286e-09 | 1.286e-09 | 0 | 0 | 0 | 0 | 0 | 0 | 0.77942 | 0 | 0.77942 | 0.77942 | 0 | 0.77942 | 1.5066e-12 | -180 | 180 | 1.5073e-12 | -180 | 180
Line14_15_16 | 0 | 0 | 0 | 0 | 0 | 0 | 0 | 0 | 0 | 0 | 0 | 0 | -1.3323e-16 | 4.3041e-17 | 2.7619e-16 | 1.9984e-16 | -1.312e-16 | -1.312e-16 | -3.5123e-30 | 2.5721e-09 | -2.5721e-09 | 5.2781e-30 | -2.5721e-09 | 2.5721e-09 | 0 | 0 | 0 | 0 | 0 | 0 | 0.77942 | 0 | 0.77942 | 0.77942 | 0 | 0.77942 | 1.5105e-12 | -180 | 180 | 1.5133e-12 | -180 | 180
Line15_16_17 | 0 | 0 | 0 | 0 | 0 | 0 | 0 | 0 | 0 | 0 | 0 | 0 | 1.3323e-16 | -3.3408e-16 | -6.7627e-17 | -6.6613e-17 | 1.0387e-16 | 2.0379e-16 | -6.6613e-17 | 1.286e-09 | -1.286e-09 | 6.6613e-17 | -1.286e-09 | 1.286e-09 | 0 | 0 | 0 | 0 | 0 | 0 | 0.77942 | 0 | 0.77942 | 0.77942 | 0 | 0.77942 | 1.5133e-12 | -180 | 180 | 1.5125e-12 | -180 | 180
Line16_4_18 | 0 | 0 | 0 | 0 | 0 | 0 | 0 | 0 | 0 | 0 | 0 | 0 | -3.3307e-17 | -2.5756e-10 | -7.1115e-10 | 1.6653e-17 | 2.5756e-10 | 7.1115e-10 | -3.3307e-17 | 9.8674e-10 | -2.011e-10 | 6.6613e-17 | -9.8674e-10 | 2.011e-10 | 0 | 0 | 0 | 0 | 0 | 0 | 0.89228 | 0.5097 | 0.74077 | 0.89228 | 0.5097 | 0.74077 | 1.4758e-12 | -144.4712 | 126.6898 | 1.4748e-12 | -144.4712 | 126.6898
Line17_5_19 | 0 | 0 | 0 | 0 | 0 | 0 | 0 | 0 | 0 | 0 | 0 | 0 | -3.3307e-17 | -2.5756e-10 | -7.1115e-10 | 1.6653e-17 | 2.5756e-10 | 7.1115e-10 | -3.3307e-17 | 9.8674e-10 | -2.011e-10 | 6.6613e-17 | -9.8674e-10 | 2.011e-10 | 0 | 0 | 0 | 0 | 0 | 0 | 0.89228 | 0.5097 | 0.74077 | 0.89228 | 0.5097 | 0.74077 | 1.4758e-12 | -144.4712 | 126.6898 | 1.4748e-12 | -144.4712 | 126.6898
Line1_1_3 | 0 | 3.6769 | 3.6769 | 0 | 3.6769 | 3.6769 | 0 | 0.84915 | 0.84915 | 0 | 0.84915 | 0.84915 | 1.9984e-16 | 0.60394 | -0.084771 | -1.9984e-16 | -0.34435 | 0.34435 | 1.9984e-16 | 0.10476 | 0.43604 | -1.9984e-16 | 0.16564 | -0.16564 | 0 | -154.3121 | 25.6879 | 0 | 25.6879 | -154.3121 | 0.89228 | 0.5097 | 0.74077 | 0.77942 | 0 | 0.77942 | 1.4755e-12 | -144.4712 | 126.6898 | 1.4867e-12 | 180 | 180
Line2_1_4 | 0 | 0 | 0 | 0 | 0 | 0 | 0 | 0 | 0 | 0 | 0 | 0 | -6.6613e-17 | -5.1511e-10 | -1.4223e-09 | 3.3307e-17 | 5.1511e-10 | 1.4223e-09 | -3.3307e-17 | 1.9735e-09 | -4.022e-10 | 3.3307e-17 | -1.9735e-09 | 4.022e-10 | 0 | 0 | 0 | 0 | 0 | 0 | 0.89228 | 0.5097 | 0.74077 | 0.89228 | 0.5097 | 0.74077 | 1.4755e-12 | -144.4712 | 126.6898 | 1.4758e-12 | -144.4712 | 126.6898
Line3_1_5 | 0 | 0 | 0 | 0 | 0 | 0 | 0 | 0 | 0 | 0 | 0 | 0 | -6.6613e-17 | -5.1511e-10 | -1.4223e-09 | 3.3307e-17 | 5.1511e-10 | 1.4223e-09 | -3.3307e-17 | 1.9735e-09 | -4.022e-10 | 3.3307e-17 | -1.9735e-09 | 4.022e-10 | 0 | 0 | 0 | 0 | 0 | 0 | 0.89228 | 0.5097 | 0.74077 | 0.89228 | 0.5097 | 0.74077 | 1.4755e-12 | -144.4712 | 126.6898 | 1.4758e-12 | -144.4712 | 126.6898
Line4_2_6 | 0 | 0 | 0 | 0 | 0 | 0 | 0 | 0 | 0 | 0 | 0 | 0 | -6.6613e-17 | -1.2878e-09 | -3.5557e-09 | 4.996e-17 | 1.2878e-09 | 3.5557e-09 | -1.6653e-16 | 4.9337e-09 | -1.0055e-09 | 1.6653e-16 | -4.9337e-09 | 1.0055e-09 | 0 | 0 | 0 | 0 | 0 | 0 | 0.89228 | 0.5097 | 0.74077 | 0.89228 | 0.5097 | 0.74077 | 1.4816e-12 | -144.4712 | 126.6898 | 1.4855e-12 | -144.4712 | 126.6898
Line5_6_7 | 0 | 0 | 0 | 0 | 0 | 0 | 0 | 0 | 0 | 0 | 0 | 0 | 3.3307e-17 | -1.0302e-09 | -2.8446e-09 | -3.3307e-17 | 1.0302e-09 | 2.8446e-09 | -1.9984e-16 | 3.947e-09 | -8.0439e-10 | 2.3315e-16 | -3.947e-09 | 8.0439e-10 | 0 | 0 | 0 | 0 | 0 | 0 | 0.89228 | 0.5097 | 0.74077 | 0.89228 | 0.5097 | 0.74077 | 1.4855e-12 | -144.4712 | 126.6898 | 1.4872e-12 | -144.4712 | 126.6898
Line6_7_8 | 0 | 0 | 0 | 0 | 0 | 0 | 0 | 0 | 0 | 0 | 0 | 0 | -3.3307e-17 | -7.7267e-10 | -2.1334e-09 | 3.3307e-17 | 7.7267e-10 | 2.1334e-09 | -1.3323e-16 | 2.9602e-09 | -6.0329e-10 | 1.3323e-16 | -2.9602e-09 | 6.0329e-10 | 0 | 0 | 0 | 0 | 0 | 0 | 0.89228 | 0.5097 | 0.74077 | 0.89228 | 0.5097 | 0.74077 | 1.4872e-12 | -144.4712 | 126.6898 | 1.4872e-12 | -144.4712 | 126.6898
Line7_8_9 | 0 | 0 | 0 | 0 | 0 | 0 | 0 | 0 | 0 | 0 | 0 | 0 | 6.6613e-17 | -2.5756e-10 | -7.1115e-10 | -3.3307e-17 | 2.5756e-10 | 7.1115e-10 | 1.729e-30 | 9.8674e-10 | -2.011e-10 | -8.6465e-31 | -9.8674e-10 | 2.011e-10 | 0 | 0 | 0 | 0 | 0 | 0 | 0.89228 | 0.5097 | 0.74077 | 0.89228 | 0.5097 | 0.74077 | 1.4872e-12 | -144.4712 | 126.6898 | 1.4874e-12 | -144.4712 | 126.6898
Line8_8_10 | 0 | 0 | 0 | 0 | 0 | 0 | 0 | 0 | 0 | 0 | 0 | 0 | 1.6653e-17 | -2.5756e-10 | -7.1115e-10 | 1.6653e-17 | 2.5756e-10 | 7.1115e-10 | 4.3226e-31 | 9.8674e-10 | -2.011e-10 | -3.3307e-17 | -9.8674e-10 | 2.011e-10 | 0 | 0 | 0 | 0 | 0 | 0 | 0.89228 | 0.5097 | 0.74077 | 0.89228 | 0.5097 | 0.74077 | 1.4872e-12 | -144.4712 | 126.6898 | 1.4875e-12 | -144.4712 | 126.6898
Line9_3_11 | 0 | 0 | 0 | 0 | 0 | 0 | 0 | 0 | 0 | 0 | 0 | 0 | 3.3307e-16 | -6.9944e-16 | 9.3259e-16 | -2.6645e-16 | 6.4367e-16 | -7.8851e-16 | 6.6613e-17 | 9.0023e-09 | -9.0023e-09 | -6.6613e-17 | -9.0023e-09 | 9.0023e-09 | 0 | 0 | 0 | 0 | 0 | 0 | 0.77942 | 0 | 0.77942 | 0.77942 | 0 | 0.77942 | 1.4867e-12 | 180 | 180 | 1.4952e-12 | -180 | 180

## LL_min_fault_6
name | pf_ikss_a_from_ka | pf_ikss_b_from_ka | pf_ikss_c_from_ka | pf_ikss_a_to_ka | pf_ikss_b_to_ka | pf_ikss_c_to_ka | pf_skss_a_from_mw | pf_skss_b_from_mw | pf_skss_c_from_mw | pf_skss_a_to_mw | pf_skss_b_to_mw | pf_skss_c_to_mw | pf_p_a_from_mw | pf_p_b_from_mw | pf_p_c_from_mw | pf_p_a_to_mw | pf_p_b_to_mw | pf_p_c_to_mw | pf_q_a_from_mvar | pf_q_b_from_mvar | pf_q_c_from_mvar | pf_q_a_to_mvar | pf_q_b_to_mvar | pf_q_c_to_mvar | pf_ikss_a_from_degree | pf_ikss_b_from_degree | pf_ikss_c_from_degree | pf_ikss_a_to_degree | pf_ikss_b_to_degree | pf_ikss_c_to_degree | pf_vm_a_from_pu | pf_vm_b_from_pu | pf_vm_c_from_pu | pf_vm_a_to_pu | pf_vm_b_to_pu | pf_vm_c_to_pu | pf_va_a_from_degree | pf_va_b_from_degree | pf_va_c_from_degree | pf_va_a_to_degree | pf_va_b_to_degree | pf_va_c_to_degree
Line0_1_2 | 0 | 0 | 0 | 0 | 0 | 0 | 0 | 0 | 0 | 0 | 0 | 0 | -1.0987e-18 | -3.9144e-11 | -1.1375e-10 | 1.0987e-18 | 3.9144e-11 | 1.1375e-10 | -1.648e-18 | 1.0914e-10 | 2.008e-11 | 1.648e-18 | -1.0914e-10 | -2.008e-11 | 0 | 0 | 0 | 0 | 0 | 0 | 0.95056 | 0.94509 | 0.94699 | 0.95056 | 0.94509 | 0.94699 | 1.8531e-14 | -120.3156 | 119.9417 | 1.862e-14 | -120.3156 | 119.9417
Line10_11_12 | 0 | 0 | 0 | 0 | 0 | 0 | 0 | 0 | 0 | 0 | 0 | 0 | 1.648e-18 | -1.5123e-10 | -2.2795e-10 | -2.1973e-18 | 1.5123e-10 | 2.2795e-10 | 3.296e-18 | 1.7751e-10 | -4.4628e-11 | -1.0987e-18 | -1.7751e-10 | 4.4628e-11 | 0 | 0 | 0 | 0 | 0 | 0 | 0.94879 | 0.93774 | 0.94511 | 0.94879 | 0.93774 | 0.94511 | 1.8672e-14 | -120.5162 | 120.1303 | 1.868e-14 | -120.5162 | 120.1303
Line11_12_13 | 0 | 0 | 0 | 0 | 0 | 0 | 0 | 0 | 0 | 0 | 0 | 0 | 3.582e-34 | -1.2603e-10 | -1.8996e-10 | 5.4933e-19 | 1.2603e-10 | 1.8996e-10 | -1.0987e-18 | 1.4792e-10 | -3.719e-11 | 1.0987e-18 | -1.4792e-10 | 3.719e-11 | 0 | 0 | 0 | 0 | 0 | 0 | 0.94879 | 0.93774 | 0.94511 | 0.94879 | 0.93774 | 0.94511 | 1.868e-14 | -120.5162 | 120.1303 | 1.8693e-14 | -120.5162 | 120.1303
Line12_13_15 | 0 | 0 | 0 | 0 | 0 | 0 | 0 | 0 | 0 | 0 | 0 | 0 | -1.0987e-18 | -7.5617e-11 | -1.1398e-10 | 1.0987e-18 | 7.5617e-11 | 1.1398e-10 | 2.1973e-18 | 8.8754e-11 | -2.2314e-11 | 3.5898e-34 | -8.8754e-11 | 2.2314e-11 | 0 | 0 | 0 | 0 | 0 | 0 | 0.94879 | 0.93774 | 0.94511 | 0.94879 | 0.93774 | 0.94511 | 1.8693e-14 | -120.5162 | 120.1303 | 1.8721e-14 | -120.5162 | 120.1303
Line13_13_14 | 0 | 0 | 0 | 0 | 0 | 0 | 0 | 0 | 0 | 0 | 0 | 0 | -5.4933e-19 | -2.5206e-11 | -3.7992e-11 | 1.0987e-18 | 2.5206e-11 | 3.7992e-11 | 1.0987e-18 | 2.9585e-11 | -7.4381e-12 | 3.5856e-34 | -2.9585e-11 | 7.4381e-12 | 0 | 0 | 0 | 0 | 0 | 0 | 0.94879 | 0.93774 | 0.94511 | 0.94879 | 0.93774 | 0.94511 | 1.8693e-14 | -120.5162 | 120.1303 | 1.8699e-14 | -120.5162 | 120.1303
Line14_15_16 | 0 | 0 | 0 | 0 | 0 | 0 | 0 | 0 | 0 | 0 | 0 | 0 | -5.4933e-19 | -5.0412e-11 | -7.5984e-11 | -3.5908e-34 | 5.0412e-11 | 7.5984e-11 | -1.7949e-34 | 5.9169e-11 | -1.4876e-11 | 1.0987e-18 | -5.9169e-11 | 1.4876e-11 | 0 | 0 | 0 | 0 | 0 | 0 | 0.94879 | 0.93774 | 0.94511 | 0.94879 | 0.93774 | 0.94511 | 1.8721e-14 | -120.5162 | 120.1303 | 1.8726e-14 | -120.5162 | 120.1303
Line15_16_17 | 0 | 0 | 0 | 0 | 0 | 0 | 0 | 0 | 0 | 0 | 0 | 0 | 5.4933e-19 | -2.5206e-11 | -3.7992e-11 | -5.4933e-19 | 2.5206e-11 | 3.7992e-11 | 1.7954e-34 | 2.9585e-11 | -7.4381e-12 | -1.7928e-34 | -2.9585e-11 | 7.4381e-12 | 0 | 0 | 0 | 0 | 0 | 0 | 0.94879 | 0.93774 | 0.94511 | 0.94879 | 0.93774 | 0.94511 | 1.8726e-14 | -120.5162 | 120.1303 | 1.8699e-14 | -120.5162 | 120.1303
Line16_4_18 | 0 | 0 | 0 | 0 | 0 | 0 | 0 | 0 | 0 | 0 | 0 | 0 | -6.8666e-20 | -6.524e-12 | -1.8958e-11 | 6.8666e-20 | 6.524e-12 | 1.8958e-11 | 5.4933e-19 | 1.819e-11 | 3.3467e-12 | -1.0987e-18 | -1.819e-11 | -3.3467e-12 | 0 | 0 | 0 | 0 | 0 | 0 | 0.95056 | 0.94509 | 0.94699 | 0.95056 | 0.94509 | 0.94699 | 1.8522e-14 | -120.3156 | 119.9417 | 1.8502e-14 | -120.3156 | 119.9417
Line17_5_19 | 0 | 0 | 0 | 0 | 0 | 0 | 0 | 0 | 0 | 0 | 0 | 0 | -6.8666e-20 | -6.524e-12 | -1.8958e-11 | 6.8666e-20 | 6.524e-12 | 1.8958e-11 | 5.4933e-19 | 1.819e-11 | 3.3467e-12 | -1.0987e-18 | -1.819e-11 | -3.3467e-12 | 0 | 0 | 0 | 0 | 0 | 0 | 0.95056 | 0.94509 | 0.94699 | 0.95056 | 0.94509 | 0.94699 | 1.8522e-14 | -120.3156 | 119.9417 | 1.8502e-14 | -120.3156 | 119.9417
Line1_1_3 | 0 | 0.053046 | 0.053046 | 0 | 0.053046 | 0.053046 | 0 | 0.012251 | 0.012251 | 0 | 0.012251 | 0.012251 | 5.4933e-18 | 0.011222 | 0.0029556 | -4.3946e-18 | -0.011168 | -0.0029016 | 1.7767e-33 | 0.0029951 | 0.011187 | -1.0987e-18 | -0.0029388 | -0.011131 | 0 | -135.259 | 44.741 | 0 | 44.741 | -135.259 | 0.95056 | 0.94509 | 0.94699 | 0.94879 | 0.93774 | 0.94511 | 1.8531e-14 | -120.3156 | 119.9417 | 1.8623e-14 | -120.5162 | 120.1303
Line2_1_4 | 0 | 0 | 0 | 0 | 0 | 0 | 0 | 0 | 0 | 0 | 0 | 0 | -2.7466e-19 | -1.3048e-11 | -3.7916e-11 | 2.7466e-19 | 1.3048e-11 | 3.7916e-11 | -8.8836e-35 | 3.6379e-11 | 6.6934e-12 | -5.4933e-19 | -3.6379e-11 | -6.6934e-12 | 0 | 0 | 0 | 0 | 0 | 0 | 0.95056 | 0.94509 | 0.94699 | 0.95056 | 0.94509 | 0.94699 | 1.8531e-14 | -120.3156 | 119.9417 | 1.8522e-14 | -120.3156 | 119.9417
Line3_1_5 | 0 | 0 | 0 | 0 | 0 | 0 | 0 | 0 | 0 | 0 | 0 | 0 | -2.7466e-19 | -1.3048e-11 | -3.7916e-11 | 2.7466e-19 | 1.3048e-11 | 3.7916e-11 | -8.8836e-35 | 3.6379e-11 | 6.6934e-12 | -5.4933e-19 | -3.6379e-11 | -6.6934e-12 | 0 | 0 | 0 | 0 | 0 | 0 | 0.95056 | 0.94509 | 0.94699 | 0.95056 | 0.94509 | 0.94699 | 1.8531e-14 | -120.3156 | 119.9417 | 1.8522e-14 | -120.3156 | 119.9417
Line4_2_6 | 0 | 0 | 0 | 0 | 0 | 0 | 0 | 0 | 0 | 0 | 0 | 0 | -1.0987e-18 | -3.262e-11 | -9.479e-11 | 1.0987e-18 | 3.262e-11 | 9.479e-11 | -1.648e-18 | 9.0948e-11 | 1.6734e-11 | 1.648e-18 | -9.0948e-11 | -1.6734e-11 | 0 | 0 | 0 | 0 | 0 | 0 | 0.95056 | 0.94509 | 0.94699 | 0.95056 | 0.94509 | 0.94699 | 1.862e-14 | -120.3156 | 119.9417 | 1.8658e-14 | -120.3156 | 119.9417
Line5_6_7 | 0 | 0 | 0 | 0 | 0 | 0 | 0 | 0 | 0 | 0 | 0 | 0 | 6.8666e-20 | -2.6096e-11 | -7.5832e-11 | -6.8666e-20 | 2.6096e-11 | 7.5832e-11 | -1.648e-18 | 7.2758e-11 | 1.3387e-11 | 2.1973e-18 | -7.2758e-11 | -1.3387e-11 | 0 | 0 | 0 | 0 | 0 | 0 | 0.95056 | 0.94509 | 0.94699 | 0.95056 | 0.94509 | 0.94699 | 1.8658e-14 | -120.3156 | 119.9417 | 1.8649e-14 | -120.3156 | 119.9417
Line6_7_8 | 0 | 0 | 0 | 0 | 0 | 0 | 0 | 0 | 0 | 0 | 0 | 0 | 3.4333e-19 | -1.9572e-11 | -5.6874e-11 | -3.4333e-19 | 1.9572e-11 | 5.6874e-11 | -2.7466e-18 | 5.4569e-11 | 1.004e-11 | 2.1973e-18 | -5.4569e-11 | -1.004e-11 | 0 | 0 | 0 | 0 | 0 | 0 | 0.95056 | 0.94509 | 0.94699 | 0.95056 | 0.94509 | 0.94699 | 1.8649e-14 | -120.3156 | 119.9417 | 1.8613e-14 | -120.3156 | 119.9417
Line7_8_9 | 0 | 0 | 0 | 0 | 0 | 0 | 0 | 0 | 0 | 0 | 0 | 0 | 5.4933e-19 | -6.524e-12 | -1.8958e-11 | -2.7466e-19 | 6.524e-12 | 1.8958e-11 | 5.4933e-19 | 1.819e-11 | 3.3467e-12 | -8.9232e-35 | -1.819e-11 | -3.3467e-12 | 0 | 0 | 0 | 0 | 0 | 0 | 0.95056 | 0.94509 | 0.94699 | 0.95056 | 0.94509 | 0.94699 | 1.8613e-14 | -120.3156 | 119.9417 | 1.8614e-14 | -120.3156 | 119.9417
Line8_8_10 | 0 | 0 | 0 | 0 | 0 | 0 | 0 | 0 | 0 | 0 | 0 | 0 | 2.7466e-19 | -6.524e-12 | -1.8958e-11 | -2.7466e-19 | 6.524e-12 | 1.8958e-11 | 5.4933e-19 | 1.819e-11 | 3.3467e-12 | -8.9202e-35 | -1.819e-11 | -3.3467e-12 | 0 | 0 | 0 | 0 | 0 | 0 | 0.95056 | 0.94509 | 0.94699 | 0.95056 | 0.94509 | 0.94699 | 1.8613e-14 | -120.3156 | 119.9417 | 1.8608e-14 | -120.3156 | 119.9417
Line9_3_11 | 0 | 0 | 0 | 0 | 0 | 0 | 0 | 0 | 0 | 0 | 0 | 0 | 3.296e-18 | -1.7644e-10 | -2.6595e-10 | -2.7466e-18 | 1.7644e-10 | 2.6595e-10 | 1.0987e-18 | 2.0709e-10 | -5.2066e-11 | 1.0987e-18 | -2.0709e-10 | 5.2066e-11 | 0 | 0 | 0 | 0 | 0 | 0 | 0.94879 | 0.93774 | 0.94511 | 0.94879 | 0.93774 | 0.94511 | 1.8623e-14 | -120.5162 | 120.1303 | 1.8672e-14 | -120.5162 | 120.1303

## LL_min_fault_10
name | pf_ikss_a_from_ka | pf_ikss_b_from_ka | pf_ikss_c_from_ka | pf_ikss_a_to_ka | pf_ikss_b_to_ka | pf_ikss_c_to_ka | pf_skss_a_from_mw | pf_skss_b_from_mw | pf_skss_c_from_mw | pf_skss_a_to_mw | pf_skss_b_to_mw | pf_skss_c_to_mw | pf_p_a_from_mw | pf_p_b_from_mw | pf_p_c_from_mw | pf_p_a_to_mw | pf_p_b_to_mw | pf_p_c_to_mw | pf_q_a_from_mvar | pf_q_b_from_mvar | pf_q_c_from_mvar | pf_q_a_to_mvar | pf_q_b_to_mvar | pf_q_c_to_mvar | pf_ikss_a_from_degree | pf_ikss_b_from_degree | pf_ikss_c_from_degree | pf_ikss_a_to_degree | pf_ikss_b_to_degree | pf_ikss_c_to_degree | pf_vm_a_from_pu | pf_vm_b_from_pu | pf_vm_c_from_pu | pf_vm_a_to_pu | pf_vm_b_to_pu | pf_vm_c_to_pu | pf_va_a_from_degree | pf_va_b_from_degree | pf_va_c_from_degree | pf_va_a_to_degree | pf_va_b_to_degree | pf_va_c_to_degree
Line0_1_2 | 0 | 0 | 0 | 0 | 0 | 0 | 0 | 0 | 0 | 0 | 0 | 0 | 1.301e-19 | -3.5132e-11 | -1.0209e-10 | 3.9031e-19 | 3.5132e-11 | 1.0209e-10 | -1.5613e-18 | 9.7952e-11 | 1.8022e-11 | 2.0817e-18 | -9.7952e-11 | -1.8022e-11 | 0 | 0 | 0 | 0 | 0 | 0 | 0.90053 | 0.89535 | 0.89714 | 0.90053 | 0.89535 | 0.89714 | 1.8912e-14 | -120.3156 | 119.9417 | 1.9e-14 | -120.3156 | 119.9417
Line10_11_12 | 0 | 0 | 0 | 0 | 0 | 0 | 0 | 0 | 0 | 0 | 0 | 0 | 4.6838e-18 | -1.3573e-10 | -2.0459e-10 | -4.6838e-18 | 1.3573e-10 | 2.0459e-10 | -1.0408e-18 | 1.5931e-10 | -4.0054e-11 | 2.0817e-18 | -1.5931e-10 | 4.0054e-11 | 0 | 0 | 0 | 0 | 0 | 0 | 0.89885 | 0.88838 | 0.89536 | 0.89885 | 0.88838 | 0.89536 | 1.9034e-14 | -120.5162 | 120.1303 | 1.9043e-14 | -120.5162 | 120.1303
Line11_12_13 | 0 | 0 | 0 | 0 | 0 | 0 | 0 | 0 | 0 | 0 | 0 | 0 | 2.6021e-18 | -1.1311e-10 | -1.7049e-10 | -1.5613e-18 | 1.1311e-10 | 1.7049e-10 | -2.0817e-18 | 1.3276e-10 | -3.3379e-11 | 2.0817e-18 | -1.3276e-10 | 3.3379e-11 | 0 | 0 | 0 | 0 | 0 | 0 | 0.89885 | 0.88838 | 0.89536 | 0.89885 | 0.88838 | 0.89536 | 1.9043e-14 | -120.5162 | 120.1303 | 1.9055e-14 | -120.5162 | 120.1303
Line12_13_15 | 0 | 0 | 0 | 0 | 0 | 0 | 0 | 0 | 0 | 0 | 0 | 0 | -1.0408e-18 | -6.7867e-11 | -1.0229e-10 | 0 | 6.7867e-11 | 1.0229e-10 | -3.4615e-34 | 7.9657e-11 | -2.0027e-11 | 0 | -7.9657e-11 | 2.0027e-11 | 0 | 0 | 0 | 0 | 0 | 0 | 0.89885 | 0.88838 | 0.89536 | 0.89885 | 0.88838 | 0.89536 | 1.9055e-14 | -120.5162 | 120.1303 | 1.9083e-14 | -120.5162 | 120.1303
Line13_13_14 | 0 | 0 | 0 | 0 | 0 | 0 | 0 | 0 | 0 | 0 | 0 | 0 | 5.2042e-19 | -2.2622e-11 | -3.4098e-11 | -5.2042e-19 | 2.2622e-11 | 3.4098e-11 | -1.0408e-18 | 2.6552e-11 | -6.6757e-12 | 1.0408e-18 | -2.6552e-11 | 6.6757e-12 | 0 | 0 | 0 | 0 | 0 | 0 | 0.89885 | 0.88838 | 0.89536 | 0.89885 | 0.88838 | 0.89536 | 1.9055e-14 | -120.5162 | 120.1303 | 1.9061e-14 | -120.5162 | 120.1303
Line14_15_16 | 0 | 0 | 0 | 0 | 0 | 0 | 0 | 0 | 0 | 0 | 0 | 0 | 1.0408e-18 | -4.5245e-11 | -6.8196e-11 | -1.0408e-18 | 4.5245e-11 | 6.8196e-11 | -1.0408e-18 | 5.3105e-11 | -1.3351e-11 | 1.0408e-18 | -5.3105e-11 | 1.3351e-11 | 0 | 0 | 0 | 0 | 0 | 0 | 0.89885 | 0.88838 | 0.89536 | 0.89885 | 0.88838 | 0.89536 | 1.9083e-14 | -120.5162 | 120.1303 | 1.9089e-14 | -120.5162 | 120.1303
Line15_16_17 | 0 | 0 | 0 | 0 | 0 | 0 | 0 | 0 | 0 | 0 | 0 | 0 | 5.2042e-19 | -2.2622e-11 | -3.4098e-11 | -5.2042e-19 | 2.2622e-11 | 3.4098e-11 | 1.7338e-34 | 2.6552e-11 | -6.6757e-12 | -1.7314e-34 | -2.6552e-11 | 6.6757e-12 | 0 | 0 | 0 | 0 | 0 | 0 | 0.89885 | 0.88838 | 0.89536 | 0.89885 | 0.88838 | 0.89536 | 1.9089e-14 | -120.5162 | 120.1303 | 1.9062e-14 | -120.5162 | 120.1303
Line16_4_18 | 0 | 0 | 0 | 0 | 0 | 0 | 0 | 0 | 0 | 0 | 0 | 0 | 1.9516e-19 | -5.8554e-12 | -1.7015e-11 | -1.9516e-19 | 5.8554e-12 | 1.7015e-11 | 5.2042e-19 | 1.6325e-11 | 3.0037e-12 | -5.2042e-19 | -1.6325e-11 | -3.0037e-12 | 0 | 0 | 0 | 0 | 0 | 0 | 0.90053 | 0.89535 | 0.89714 | 0.90053 | 0.89535 | 0.89714 | 1.8903e-14 | -120.3156 | 119.9417 | 1.8882e-14 | -120.3156 | 119.9417
Line17_5_19 | 0 | 0 | 0 | 0 | 0 | 0 | 0 | 0 | 0 | 0 | 0 | 0 | 1.9516e-19 | -5.8554e-12 | -1.7015e-11 | -1.9516e-19 | 5.8554e-12 | 1.7015e-11 | 5.2042e-19 | 1.6325e-11 | 3.0037e-12 | -5.2042e-19 | -1.6325e-11 | -3.0037e-12 | 0 | 0 | 0 | 0 | 0 | 0 | 0.90053 | 0.89535 | 0.89714 | 0.90053 | 0.89535 | 0.89714 | 1.8903e-14 | -120.3156 | 119.9417 | 1.8882e-14 | -120.3156 | 119.9417
Line1_1_3 | 0 | 0.050254 | 0.050254 | 0 | 0.050254 | 0.050254 | 0 | 0.011606 | 0.011606 | 0 | 0.011606 | 0.011606 | 5.7246e-18 | 0.010072 | 0.0026527 | -6.245e-18 | -0.010023 | -0.0026042 | 1.8895e-33 | 0.0026881 | 0.01004 | -2.0694e-33 | -0.0026376 | -0.00999 | 0 | -135.259 | 44.741 | 0 | 44.741 | -135.259 | 0.90053 | 0.89535 | 0.89714 | 0.89885 | 0.88838 | 0.89536 | 1.8912e-14 | -120.3156 | 119.9417 | 1.8986e-14 | -120.5162 | 120.1303
Line2_1_4 | 0 | 0 | 0 | 0 | 0 | 0 | 0 | 0 | 0 | 0 | 0 | 0 | 4.5536e-19 | -1.1711e-11 | -3.403e-11 | -1.9516e-19 | 1.1711e-11 | 3.403e-11 | -5.2042e-19 | 3.2651e-11 | 6.0074e-12 | 5.2042e-19 | -3.2651e-11 | -6.0074e-12 | 0 | 0 | 0 | 0 | 0 | 0 | 0.90053 | 0.89535 | 0.89714 | 0.90053 | 0.89535 | 0.89714 | 1.8912e-14 | -120.3156 | 119.9417 | 1.8903e-14 | -120.3156 | 119.9417
Line3_1_5 | 0 | 0 | 0 | 0 | 0 | 0 | 0 | 0 | 0 | 0 | 0 | 0 | 4.5536e-19 | -1.1711e-11 | -3.403e-11 | -1.9516e-19 | 1.1711e-11 | 3.403e-11 | -5.2042e-19 | 3.2651e-11 | 6.0074e-12 | 5.2042e-19 | -3.2651e-11 | -6.0074e-12 | 0 | 0 | 0 | 0 | 0 | 0 | 0.90053 | 0.89535 | 0.89714 | 0.90053 | 0.89535 | 0.89714 | 1.8912e-14 | -120.3156 | 119.9417 | 1.8903e-14 | -120.3156 | 119.9417
Line4_2_6 | 0 | 0 | 0 | 0 | 0 | 0 | 0 | 0 | 0 | 0 | 0 | 0 | -3.9031e-19 | -2.9277e-11 | -8.5075e-11 | 9.1073e-19 | 2.9277e-11 | 8.5075e-11 | -2.0817e-18 | 8.1626e-11 | 1.5018e-11 | 2.0817e-18 | -8.1626e-11 | -1.5018e-11 | 0 | 0 | 0 | 0 | 0 | 0 | 0.90053 | 0.89535 | 0.89714 | 0.90053 | 0.89535 | 0.89714 | 1.9e-14 | -120.3156 | 119.9417 | 1.9047e-14 | -120.3156 | 119.9417
Line5_6_7 | 0 | 0 | 0 | 0 | 0 | 0 | 0 | 0 | 0 | 0 | 0 | 0 | 1.9516e-19 | -2.3421e-11 | -6.806e-11 | 6.5052e-20 | 2.3421e-11 | 6.806e-11 | -2.0817e-18 | 6.5301e-11 | 1.2015e-11 | 2.0817e-18 | -6.5301e-11 | -1.2015e-11 | 0 | 0 | 0 | 0 | 0 | 0 | 0.90053 | 0.89535 | 0.89714 | 0.90053 | 0.89535 | 0.89714 | 1.9047e-14 | -120.3156 | 119.9417 | 1.9033e-14 | -120.3156 | 119.9417
Line6_7_8 | 0 | 0 | 0 | 0 | 0 | 0 | 0 | 0 | 0 | 0 | 0 | 0 | 3.2526e-19 | -1.7566e-11 | -5.1045e-11 | -3.2526e-19 | 1.7566e-11 | 5.1045e-11 | -1.5613e-18 | 4.8976e-11 | 9.0111e-12 | 2.6021e-18 | -4.8976e-11 | -9.0111e-12 | 0 | 0 | 0 | 0 | 0 | 0 | 0.90053 | 0.89535 | 0.89714 | 0.90053 | 0.89535 | 0.89714 | 1.9033e-14 | -120.3156 | 119.9417 | 1.8992e-14 | -120.3156 | 119.9417
Line7_8_9 | 0 | 0 | 0 | 0 | 0 | 0 | 0 | 0 | 0 | 0 | 0 | 0 | 5.2042e-19 | -5.8554e-12 | -1.7015e-11 | -7.8063e-19 | 5.8554e-12 | 1.7015e-11 | -1.0408e-18 | 1.6325e-11 | 3.0037e-12 | 1.0408e-18 | -1.6325e-11 | -3.0037e-12 | 0 | 0 | 0 | 0 | 0 | 0 | 0.90053 | 0.89535 | 0.89714 | 0.90053 | 0.89535 | 0.89714 | 1.8992e-14 | -120.3156 | 119.9417 | 1.8993e-14 | -120.3156 | 119.9417
Line8_8_10 | 0 | 0 | 0 | 0 | 0 | 0 | 0 | 0 | 0 | 0 | 0 | 0 | 2.6021e-19 | -5.8554e-12 | -1.7015e-11 | -5.2042e-19 | 5.8554e-12 | 1.7015e-11 | -5.2042e-19 | 1.6325e-11 | 3.0037e-12 | 5.2042e-19 | -1.6325e-11 | -3.0037e-12 | 0 | 0 | 0 | 0 | 0 | 0 | 0.90053 | 0.89535 | 0.89714 | 0.90053 | 0.89535 | 0.89714 | 1.8992e-14 | -120.3156 | 119.9417 | 1.8984e-14 | -120.3156 | 119.9417
Line9_3_11 | 0 | 0 | 0 | 0 | 0 | 0 | 0 | 0 | 0 | 0 | 0 | 0 | 3.1225e-18 | -1.5836e-10 | -2.3869e-10 | -2.0817e-18 | 1.5836e-10 | 2.3869e-10 | 1.0347e-33 | 1.8587e-10 | -4.673e-11 | -1.0408e-18 | -1.8587e-10 | 4.673e-11 | 0 | 0 | 0 | 0 | 0 | 0 | 0.89885 | 0.88838 | 0.89536 | 0.89885 | 0.88838 | 0.89536 | 1.8986e-14 | -120.5162 | 120.1303 | 1.9034e-14 | -120.5162 | 120.1303

## LG_max_6
name | pf_ikss_a_from_ka | pf_ikss_b_from_ka | pf_ikss_c_from_ka | pf_ikss_a_to_ka | pf_ikss_b_to_ka | pf_ikss_c_to_ka | pf_skss_a_from_mw | pf_skss_b_from_mw | pf_skss_c_from_mw | pf_skss_a_to_mw | pf_skss_b_to_mw | pf_skss_c_to_mw | pf_p_a_from_mw | pf_p_b_from_mw | pf_p_c_from_mw | pf_p_a_to_mw | pf_p_b_to_mw | pf_p_c_to_mw | pf_q_a_from_mvar | pf_q_b_from_mvar | pf_q_c_from_mvar | pf_q_a_to_mvar | pf_q_b_to_mvar | pf_q_c_to_mvar | pf_ikss_a_from_degree | pf_ikss_b_from_degree | pf_ikss_c_from_degree | pf_ikss_a_to_degree | pf_ikss_b_to_degree | pf_ikss_c_to_degree | pf_vm_a_from_pu | pf_vm_b_from_pu | pf_vm_c_from_pu | pf_vm_a_to_pu | pf_vm_b_to_pu | pf_vm_c_to_pu | pf_va_a_from_degree | pf_va_b_from_degree | pf_va_c_from_degree | pf_va_a_to_degree | pf_va_b_to_degree | pf_va_c_to_degree
Line0_1_2 | 2.1181e-06 | 2.1183e-06 | 2.1183e-06 | 1.7658e-06 | 1.766e-06 | 1.766e-06 | 4.8915e-07 | 4.892e-07 | 4.892e-07 | 4.078e-07 | 4.0784e-07 | 4.0784e-07 | 8.8529e-09 | 4.7089e-07 | -4.186e-07 | -7.2284e-09 | -3.9765e-07 | 3.4374e-07 | 2.0091e-08 | -7.1346e-07 | -7.3219e-07 | -1.6816e-08 | 5.9142e-07 | 6.1338e-07 | 0 | 0 | 0 | 88.1302 | 88.3035 | 88.3035 | 1.0231 | 1.05 | 1.0212 | 1.0231 | 1.05 | 1.0212 | -25.1305 | -147.7809 | 149.0373 | -25.1304 | -147.7809 | 149.0373
Line10_11_12 | 2.1343e-06 | 2.1365e-06 | 2.1365e-06 | 1.7791e-06 | 1.7813e-06 | 1.7813e-06 | 4.9289e-07 | 4.9341e-07 | 4.9341e-07 | 4.1087e-07 | 4.1137e-07 | 4.1137e-07 | -2.5003e-14 | 4.7912e-07 | -4.1794e-07 | 3.7792e-14 | -4.0445e-07 | 3.4328e-07 | -4.9144e-14 | -7.1395e-07 | -7.3584e-07 | 7.5976e-14 | 5.9186e-07 | 6.164e-07 | 0 | 0 | 0 | 87.7966 | 88.1205 | 88.1205 | 1.0061 | 1.05 | 0.99022 | 1.0061 | 1.05 | 0.99022 | 0 | -147.5324 | 149.0068 | 0 | -147.5324 | 149.0068
Line11_12_13 | 1.7786e-06 | 1.7804e-06 | 1.7804e-06 | 1.4234e-06 | 1.4252e-06 | 1.4252e-06 | 4.1074e-07 | 4.1117e-07 | 4.1117e-07 | 3.2873e-07 | 3.2914e-07 | 3.2914e-07 | -3.849e-14 | 3.9927e-07 | -3.4829e-07 | 4.1412e-14 | -3.246e-07 | 2.7362e-07 | -7.5594e-14 | -5.9496e-07 | -6.132e-07 | 8.3663e-14 | 4.7287e-07 | 4.9376e-07 | 0 | 0 | 0 | 87.6625 | 88 | 88 | 1.0061 | 1.05 | 0.99022 | 1.0061 | 1.05 | 0.99022 | 0 | -147.5324 | 149.0068 | 0 | -147.5324 | 149.0068
Line12_13_15 | 1.0671e-06 | 1.0683e-06 | 1.0683e-06 | 0 | 0 | 0 | 2.4645e-07 | 2.467e-07 | 2.467e-07 | 0 | 0 | 0 | -3.1778e-14 | 2.3956e-07 | -2.0897e-07 | 2.3326e-14 | -1.6489e-07 | 1.343e-07 | -6.2354e-14 | -3.5698e-07 | -3.6792e-07 | 4.8456e-14 | 2.3488e-07 | 2.4848e-07 | 0 | 0 | 0 | 0 | 0 | 0 | 1.0061 | 1.05 | 0.99022 | 1.0061 | 1.05 | 0.99022 | 0 | -147.5324 | 149.0068 | 0 | -147.5324 | 149.0068
Line13_13_14 | 0 | 0 | 0 | 0 | 0 | 0 | 0 | 0 | 0 | 0 | 0 | 0 | -1.0593e-14 | 7.9854e-08 | -6.9657e-08 | -9.8762e-16 | -5.1854e-09 | -5.011e-09 | -2.0785e-14 | -1.1899e-07 | -1.2264e-07 | 5.418e-16 | -3.1013e-09 | 3.202e-09 | 0 | 0 | 0 | 0 | 0 | 0 | 1.0061 | 1.05 | 0.99022 | 1.0061 | 1.05 | 0.99022 | 0 | -147.5324 | 149.0068 | 0 | -147.5324 | 149.0068
Line14_15_16 | 0 | 0 | 0 | 0 | 0 | 0 | 0 | 0 | 0 | 0 | 0 | 0 | -2.443e-14 | 1.5971e-07 | -1.3931e-07 | 1.201e-14 | -8.5039e-08 | 6.4646e-08 | -4.7851e-14 | -2.3799e-07 | -2.4528e-07 | 2.6457e-14 | 1.1589e-07 | 1.2584e-07 | 0 | 0 | 0 | 0 | 0 | 0 | 1.0061 | 1.05 | 0.99022 | 1.0061 | 1.05 | 0.99022 | 0 | -147.5324 | 149.0068 | 0 | -147.5324 | 149.0068
Line15_16_17 | 0 | 0 | 0 | 0 | 0 | 0 | 0 | 0 | 0 | 0 | 0 | 0 | -1.3201e-14 | 7.9854e-08 | -6.9657e-08 | -1.2192e-15 | -5.1854e-09 | -5.011e-09 | -2.5804e-14 | -1.1899e-07 | -1.2264e-07 | 6.7084e-16 | -3.1013e-09 | 3.202e-09 | 0 | 0 | 0 | 0 | 0 | 0 | 1.0061 | 1.05 | 0.99022 | 1.0061 | 1.05 | 0.99022 | 0 | -147.5324 | 149.0068 | 0 | -147.5324 | 149.0068
Line16_4_18 | 0 | 0 | 0 | 0 | 0 | 0 | 0 | 0 | 0 | 0 | 0 | 0 | 1.4755e-09 | 7.8481e-08 | -6.9766e-08 | 1.4906e-10 | -5.2442e-09 | -5.0953e-09 | 3.3485e-09 | -1.1891e-07 | -1.2203e-07 | -7.3386e-11 | -3.1357e-09 | 3.2217e-09 | 0 | 0 | 0 | 0 | 0 | 0 | 1.0231 | 1.05 | 1.0212 | 1.0231 | 1.05 | 1.0212 | -25.1305 | -147.7809 | 149.0373 | -25.1305 | -147.7809 | 149.0373
Line17_5_19 | 0 | 0 | 0 | 0 | 0 | 0 | 0 | 0 | 0 | 0 | 0 | 0 | 1.4755e-09 | 7.8481e-08 | -6.9766e-08 | 1.4906e-10 | -5.2442e-09 | -5.0953e-09 | 3.3485e-09 | -1.1891e-07 | -1.2203e-07 | -7.3386e-11 | -3.1357e-09 | 3.2217e-09 | 0 | 0 | 0 | 0 | 0 | 0 | 1.0231 | 1.05 | 1.0212 | 1.0231 | 1.05 | 1.0212 | -25.1305 | -147.7809 | 149.0373 | -25.1305 | -147.7809 | 149.0373
Line1_1_3 | 0.55627 | 2.8472e-06 | 2.8472e-06 | 0.55627 | 2.4934e-06 | 2.4934e-06 | 0.12846 | 6.5753e-07 | 6.5753e-07 | 0.12846 | 5.7583e-07 | 5.7583e-07 | 0.0025786 | 6.359e-07 | -5.5957e-07 | -2.1446e-14 | -5.6416e-07 | 4.8259e-07 | 0.0051572 | -9.5699e-07 | -9.8588e-07 | 1.8856e-14 | 8.2985e-07 | 8.6168e-07 | -88.5654 | 0 | 0 | 91.4346 | 88.2582 | 88.2582 | 1.0231 | 1.05 | 1.0212 | 1.0061 | 1.05 | 0.99022 | -25.1305 | -147.7809 | 149.0373 | 0 | -147.5324 | 149.0068
Line2_1_4 | 0 | 0 | 0 | 0 | 0 | 0 | 0 | 0 | 0 | 0 | 0 | 0 | 2.951e-09 | 1.5696e-07 | -1.3953e-07 | -1.3264e-09 | -8.3725e-08 | 6.4671e-08 | 6.697e-09 | -2.3782e-07 | -2.4406e-07 | -3.4219e-09 | 1.1578e-07 | 1.2525e-07 | 0 | 0 | 0 | 0 | 0 | 0 | 1.0231 | 1.05 | 1.0212 | 1.0231 | 1.05 | 1.0212 | -25.1305 | -147.7809 | 149.0373 | -25.1305 | -147.7809 | 149.0373
Line3_1_5 | 0 | 0 | 0 | 0 | 0 | 0 | 0 | 0 | 0 | 0 | 0 | 0 | 2.951e-09 | 1.5696e-07 | -1.3953e-07 | -1.3264e-09 | -8.3725e-08 | 6.4671e-08 | 6.697e-09 | -2.3782e-07 | -2.4406e-07 | -3.4219e-09 | 1.1578e-07 | 1.2525e-07 | 0 | 0 | 0 | 0 | 0 | 0 | 1.0231 | 1.05 | 1.0212 | 1.0231 | 1.05 | 1.0212 | -25.1305 | -147.7809 | 149.0373 | -25.1305 | -147.7809 | 149.0373
Line4_2_6 | 1.7651e-06 | 1.7652e-06 | 1.7652e-06 | 1.4128e-06 | 1.4129e-06 | 1.4129e-06 | 4.0763e-07 | 4.0766e-07 | 4.0766e-07 | 3.2628e-07 | 3.2631e-07 | 3.2631e-07 | 7.3774e-09 | 3.9241e-07 | -3.4883e-07 | -5.7529e-09 | -3.1917e-07 | 2.7397e-07 | 1.6742e-08 | -5.9455e-07 | -6.1015e-07 | -1.3467e-08 | 4.7251e-07 | 4.9135e-07 | 0 | 0 | 0 | 88.0004 | 88.1809 | 88.1809 | 1.0231 | 1.05 | 1.0212 | 1.0231 | 1.05 | 1.0212 | -25.1304 | -147.7809 | 149.0373 | -25.1304 | -147.7809 | 149.0373
Line5_6_7 | 1.4121e-06 | 1.4122e-06 | 1.4122e-06 | 1.0598e-06 | 1.0599e-06 | 1.0599e-06 | 3.261e-07 | 3.2613e-07 | 3.2613e-07 | 2.4476e-07 | 2.4478e-07 | 2.4478e-07 | 5.9019e-09 | 3.1392e-07 | -2.7906e-07 | -4.2774e-09 | -2.4069e-07 | 2.042e-07 | 1.3394e-08 | -4.7564e-07 | -4.8812e-07 | -1.0119e-08 | 3.536e-07 | 3.6931e-07 | 0 | 0 | 0 | 87.7841 | 87.9766 | 87.9766 | 1.0231 | 1.05 | 1.0212 | 1.0231 | 1.05 | 1.0212 | -25.1304 | -147.7809 | 149.0373 | -25.1304 | -147.7809 | 149.0373
Line6_7_8 | 1.059e-06 | 1.0591e-06 | 1.0591e-06 | 0 | 0 | 0 | 2.4458e-07 | 2.446e-07 | 2.446e-07 | 0 | 0 | 0 | 4.4264e-09 | 2.3544e-07 | -2.093e-07 | -2.8019e-09 | -1.6221e-07 | 1.3444e-07 | 1.0045e-08 | -3.5673e-07 | -3.6609e-07 | -6.7703e-09 | 2.3469e-07 | 2.4728e-07 | 0 | 0 | 0 | 0 | 0 | 0 | 1.0231 | 1.05 | 1.0212 | 1.0231 | 1.05 | 1.0212 | -25.1304 | -147.7809 | 149.0373 | -25.1304 | -147.7809 | 149.0373
Line7_8_9 | 0 | 0 | 0 | 0 | 0 | 0 | 0 | 0 | 0 | 0 | 0 | 0 | 1.4755e-09 | 7.8481e-08 | -6.9766e-08 | 1.4906e-10 | -5.2442e-09 | -5.0953e-09 | 3.3485e-09 | -1.1891e-07 | -1.2203e-07 | -7.3385e-11 | -3.1357e-09 | 3.2217e-09 | 0 | 0 | 0 | 0 | 0 | 0 | 1.0231 | 1.05 | 1.0212 | 1.0231 | 1.05 | 1.0212 | -25.1304 | -147.7809 | 149.0373 | -25.1304 | -147.7809 | 149.0373
Line8_8_10 | 0 | 0 | 0 | 0 | 0 | 0 | 0 | 0 | 0 | 0 | 0 | 0 | 1.4755e-09 | 7.8481e-08 | -6.9766e-08 | 1.4906e-10 | -5.2442e-09 | -5.0953e-09 | 3.3485e-09 | -1.1891e-07 | -1.2203e-07 | -7.3385e-11 | -3.1357e-09 | 3.2217e-09 | 0 | 0 | 0 | 0 | 0 | 0 | 1.0231 | 1.05 | 1.0212 | 1.0231 | 1.05 | 1.0212 | -25.1304 | -147.7809 | 149.0373 | -25.1304 | -147.7809 | 149.0373
Line9_3_11 | 2.49e-06 | 2.4926e-06 | 2.4926e-06 | 2.1348e-06 | 2.1373e-06 | 2.1373e-06 | 5.7504e-07 | 5.7564e-07 | 5.7564e-07 | 4.9302e-07 | 4.936e-07 | 4.936e-07 | 1.0042e-19 | 5.5898e-07 | -4.876e-07 | 2.4625e-14 | -4.8431e-07 | 4.1293e-07 | -7.9086e-20 | -8.3295e-07 | -8.5847e-07 | 4.935e-14 | 7.1085e-07 | 7.3904e-07 | 0 | 0 | 0 | 87.8861 | 88.2008 | 88.2008 | 1.0061 | 1.05 | 0.99022 | 1.0061 | 1.05 | 0.99022 | 0 | -147.5324 | 149.0068 | 0 | -147.5324 | 149.0068

## LG_max_10
name | pf_ikss_a_from_ka | pf_ikss_b_from_ka | pf_ikss_c_from_ka | pf_ikss_a_to_ka | pf_ikss_b_to_ka | pf_ikss_c_to_ka | pf_skss_a_from_mw | pf_skss_b_from_mw | pf_skss_c_from_mw | pf_skss_a_to_mw | pf_skss_b_to_mw | pf_skss_c_to_mw | pf_p_a_from_mw | pf_p_b_from_mw | pf_p_c_from_mw | pf_p_a_to_mw | pf_p_b_to_mw | pf_p_c_to_mw | pf_q_a_from_mvar | pf_q_b_from_mvar | pf_q_c_from_mvar | pf_q_a_to_mvar | pf_q_b_to_mvar | pf_q_c_to_mvar | pf_ikss_a_from_degree | pf_ikss_b_from_degree | pf_ikss_c_from_degree | pf_ikss_a_to_degree | pf_ikss_b_to_degree | pf_ikss_c_to_degree | pf_vm_a_from_pu | pf_vm_b_from_pu | pf_vm_c_from_pu | pf_vm_a_to_pu | pf_vm_b_to_pu | pf_vm_c_to_pu | pf_va_a_from_degree | pf_va_b_from_degree | pf_va_c_from_degree | pf_va_a_to_degree | pf_va_b_to_degree | pf_va_c_to_degree
Line0_1_2 | 2.2153e-06 | 2.2155e-06 | 2.2155e-06 | 1.8469e-06 | 1.847e-06 | 1.847e-06 | 5.116e-07 | 5.1165e-07 | 5.1165e-07 | 4.2652e-07 | 4.2655e-07 | 4.2655e-07 | 9.6749e-09 | 5.1588e-07 | -4.5873e-07 | -7.8991e-09 | -4.3563e-07 | 3.7671e-07 | 2.197e-08 | -7.8049e-07 | -8.0089e-07 | -1.8389e-08 | 6.4698e-07 | 6.7094e-07 | 0 | 0 | 0 | 88.1293 | 88.3107 | 88.3107 | 1.0706 | 1.1 | 1.0684 | 1.0706 | 1.1 | 1.0684 | -25.1174 | -147.7357 | 148.9979 | -25.1174 | -147.7357 | 148.9979
Line10_11_12 | 2.2322e-06 | 2.2346e-06 | 2.2346e-06 | 1.8608e-06 | 1.863e-06 | 1.863e-06 | 5.1551e-07 | 5.1605e-07 | 5.1605e-07 | 4.2973e-07 | 4.3024e-07 | 4.3024e-07 | -2.7355e-14 | 5.2489e-07 | -4.5803e-07 | 4.1347e-14 | -4.4307e-07 | 3.7621e-07 | -5.3755e-14 | -7.8103e-07 | -8.0488e-07 | 8.3105e-14 | 6.4746e-07 | 6.7424e-07 | 0 | 0 | 0 | 87.7959 | 88.1278 | 88.1278 | 1.0528 | 1.1 | 1.0361 | 1.0528 | 1.1 | 1.0361 | 0 | -147.4874 | 148.9671 | 0 | -147.4874 | 148.9671
Line11_12_13 | 1.8602e-06 | 1.8621e-06 | 1.8621e-06 | 1.4888e-06 | 1.4906e-06 | 1.4906e-06 | 4.2959e-07 | 4.3004e-07 | 4.3004e-07 | 3.4381e-07 | 3.4424e-07 | 3.4424e-07 | -4.2111e-14 | 4.3741e-07 | -3.8169e-07 | 4.5306e-14 | -3.5559e-07 | 2.9988e-07 | -8.2687e-14 | -6.5085e-07 | -6.7074e-07 | 9.1514e-14 | 5.1729e-07 | 5.4009e-07 | 0 | 0 | 0 | 87.6616 | 88.0074 | 88.0074 | 1.0528 | 1.1 | 1.0361 | 1.0528 | 1.1 | 1.0361 | 0 | -147.4874 | 148.9671 | 0 | -147.4874 | 148.9671
Line12_13_15 | 1.1161e-06 | 1.1173e-06 | 1.1173e-06 | 0 | 0 | 0 | 2.5775e-07 | 2.5802e-07 | 2.5802e-07 | 0 | 0 | 0 | -3.4768e-14 | 2.6244e-07 | -2.2901e-07 | 2.5519e-14 | -1.8063e-07 | 1.472e-07 | -6.8204e-14 | -3.9051e-07 | -4.0244e-07 | 5.3003e-14 | 2.5695e-07 | 2.718e-07 | 0 | 0 | 0 | 0 | 0 | 0 | 1.0528 | 1.1 | 1.0361 | 1.0528 | 1.1 | 1.0361 | 0 | -147.4874 | 148.9671 | 0 | -147.4874 | 148.9671
Line13_13_14 | 0 | 0 | 0 | 0 | 0 | 0 | 0 | 0 | 0 | 0 | 0 | 0 | -1.1589e-14 | 8.7481e-08 | -7.6338e-08 | -1.0821e-15 | -5.6677e-09 | -5.4758e-09 | -2.2735e-14 | -1.3017e-07 | -1.3415e-07 | 5.9374e-16 | -3.3946e-09 | 3.5055e-09 | 0 | 0 | 0 | 0 | 0 | 0 | 1.0528 | 1.1 | 1.0361 | 1.0528 | 1.1 | 1.0361 | 0 | -147.4874 | 148.9671 | 0 | -147.4874 | 148.9671
Line14_15_16 | 0 | 0 | 0 | 0 | 0 | 0 | 0 | 0 | 0 | 0 | 0 | 0 | -2.6729e-14 | 1.7496e-07 | -1.5268e-07 | 1.3139e-14 | -9.3149e-08 | 7.0862e-08 | -5.2341e-14 | -2.6034e-07 | -2.6829e-07 | 2.8941e-14 | 1.2678e-07 | 1.3765e-07 | 0 | 0 | 0 | 0 | 0 | 0 | 1.0528 | 1.1 | 1.0361 | 1.0528 | 1.1 | 1.0361 | 0 | -147.4874 | 148.9671 | 0 | -147.4874 | 148.9671
Line15_16_17 | 0 | 0 | 0 | 0 | 0 | 0 | 0 | 0 | 0 | 0 | 0 | 0 | -1.4443e-14 | 8.7481e-08 | -7.6338e-08 | -1.3358e-15 | -5.6677e-09 | -5.4758e-09 | -2.8225e-14 | -1.3017e-07 | -1.3415e-07 | 7.3516e-16 | -3.3946e-09 | 3.5055e-09 | 0 | 0 | 0 | 0 | 0 | 0 | 1.0528 | 1.1 | 1.0361 | 1.0528 | 1.1 | 1.0361 | 0 | -147.4874 | 148.9671 | 0 | -147.4874 | 148.9671
Line16_4_18 | 0 | 0 | 0 | 0 | 0 | 0 | 0 | 0 | 0 | 0 | 0 | 0 | 1.6125e-09 | 8.5979e-08 | -7.6455e-08 | 1.6329e-10 | -5.732e-09 | -5.5679e-09 | 3.6617e-09 | -1.3008e-07 | -1.3348e-07 | -8.0335e-11 | -3.4323e-09 | 3.5271e-09 | 0 | 0 | 0 | 0 | 0 | 0 | 1.0706 | 1.1 | 1.0684 | 1.0706 | 1.1 | 1.0684 | -25.1174 | -147.7357 | 148.9979 | -25.1174 | -147.7357 | 148.9979
Line17_5_19 | 0 | 0 | 0 | 0 | 0 | 0 | 0 | 0 | 0 | 0 | 0 | 0 | 1.6125e-09 | 8.5979e-08 | -7.6455e-08 | 1.6329e-10 | -5.732e-09 | -5.5679e-09 | 3.6617e-09 | -1.3008e-07 | -1.3348e-07 | -8.0335e-11 | -3.4323e-09 | 3.5271e-09 | 0 | 0 | 0 | 0 | 0 | 0 | 1.0706 | 1.1 | 1.0684 | 1.0706 | 1.1 | 1.0684 | -25.1174 | -147.7357 | 148.9979 | -25.1174 | -147.7357 | 148.9979
Line1_1_3 | 0.58155 | 2.9778e-06 | 2.9778e-06 | 0.58155 | 2.6078e-06 | 2.6078e-06 | 0.1343 | 6.877e-07 | 6.877e-07 | 0.1343 | 6.0226e-07 | 6.0226e-07 | 0.0028183 | 6.9665e-07 | -6.1323e-07 | -2.0595e-14 | -6.1804e-07 | 5.2889e-07 | 0.0056366 | -1.0469e-06 | -1.0784e-06 | 1.8747e-14 | 9.078e-07 | 9.4254e-07 | -88.5523 | 0 | 0 | 91.4477 | 88.2654 | 88.2654 | 1.0706 | 1.1 | 1.0684 | 1.0528 | 1.1 | 1.0361 | -25.1174 | -147.7357 | 148.9979 | 0 | -147.4874 | 148.9671
Line2_1_4 | 0 | 0 | 0 | 0 | 0 | 0 | 0 | 0 | 0 | 0 | 0 | 0 | 3.225e-09 | 1.7196e-07 | -1.5291e-07 | -1.4492e-09 | -9.1711e-08 | 7.0887e-08 | 7.3234e-09 | -2.6016e-07 | -2.6696e-07 | -3.742e-09 | 1.2665e-07 | 1.3701e-07 | 0 | 0 | 0 | 0 | 0 | 0 | 1.0706 | 1.1 | 1.0684 | 1.0706 | 1.1 | 1.0684 | -25.1174 | -147.7357 | 148.9979 | -25.1174 | -147.7357 | 148.9979
Line3_1_5 | 0 | 0 | 0 | 0 | 0 | 0 | 0 | 0 | 0 | 0 | 0 | 0 | 3.225e-09 | 1.7196e-07 | -1.5291e-07 | -1.4492e-09 | -9.1711e-08 | 7.0887e-08 | 7.3234e-09 | -2.6016e-07 | -2.6696e-07 | -3.742e-09 | 1.2665e-07 | 1.3701e-07 | 0 | 0 | 0 | 0 | 0 | 0 | 1.0706 | 1.1 | 1.0684 | 1.0706 | 1.1 | 1.0684 | -25.1174 | -147.7357 | 148.9979 | -25.1174 | -147.7357 | 148.9979
Line4_2_6 | 1.8461e-06 | 1.8463e-06 | 1.8463e-06 | 1.4777e-06 | 1.4778e-06 | 1.4778e-06 | 4.2633e-07 | 4.2637e-07 | 4.2637e-07 | 3.4125e-07 | 3.4128e-07 | 3.4128e-07 | 8.0624e-09 | 4.299e-07 | -3.8228e-07 | -6.2866e-09 | -3.4965e-07 | 3.0025e-07 | 1.8308e-08 | -6.5041e-07 | -6.6741e-07 | -1.4727e-08 | 5.169e-07 | 5.3745e-07 | 0 | 0 | 0 | 87.9992 | 88.1882 | 88.1882 | 1.0706 | 1.1 | 1.0684 | 1.0706 | 1.1 | 1.0684 | -25.1174 | -147.7357 | 148.9979 | -25.1174 | -147.7357 | 148.9979
Line5_6_7 | 1.4769e-06 | 1.477e-06 | 1.477e-06 | 1.1085e-06 | 1.1086e-06 | 1.1086e-06 | 3.4107e-07 | 3.411e-07 | 3.411e-07 | 2.5599e-07 | 2.5601e-07 | 2.5601e-07 | 6.4499e-09 | 3.4392e-07 | -3.0582e-07 | -4.6742e-09 | -2.6367e-07 | 2.238e-07 | 1.4647e-08 | -5.2033e-07 | -5.3393e-07 | -1.1065e-08 | 3.8681e-07 | 4.0397e-07 | 0 | 0 | 0 | 87.7825 | 87.9841 | 87.9841 | 1.0706 | 1.1 | 1.0684 | 1.0706 | 1.1 | 1.0684 | -25.1174 | -147.7357 | 148.9979 | -25.1174 | -147.7357 | 148.9979
Line6_7_8 | 1.1076e-06 | 1.1078e-06 | 1.1078e-06 | 0 | 0 | 0 | 2.558e-07 | 2.5582e-07 | 2.5582e-07 | 0 | 0 | 0 | 4.8374e-09 | 2.5794e-07 | -2.2937e-07 | -3.0617e-09 | -1.7769e-07 | 1.4734e-07 | 1.0985e-08 | -3.9025e-07 | -4.0044e-07 | -7.4037e-09 | 2.5673e-07 | 2.7049e-07 | 0 | 0 | 0 | 0 | 0 | 0 | 1.0706 | 1.1 | 1.0684 | 1.0706 | 1.1 | 1.0684 | -25.1174 | -147.7357 | 148.9979 | -25.1174 | -147.7357 | 148.9979
Line7_8_9 | 0 | 0 | 0 | 0 | 0 | 0 | 0 | 0 | 0 | 0 | 0 | 0 | 1.6125e-09 | 8.5979e-08 | -7.6455e-08 | 1.6329e-10 | -5.732e-09 | -5.5679e-09 | 3.6617e-09 | -1.3008e-07 | -1.3348e-07 | -8.0334e-11 | -3.4323e-09 | 3.5271e-09 | 0 | 0 | 0 | 0 | 0 | 0 | 1.0706 | 1.1 | 1.0684 | 1.0706 | 1.1 | 1.0684 | -25.1174 | -147.7357 | 148.9979 | -25.1174 | -147.7357 | 148.9979
Line8_8_10 | 0 | 0 | 0 | 0 | 0 | 0 | 0 | 0 | 0 | 0 | 0 | 0 | 1.6125e-09 | 8.5979e-08 | -7.6455e-08 | 1.6329e-10 | -5.732e-09 | -5.5679e-09 | 3.6617e-09 | -1.3008e-07 | -1.3348e-07 | -8.0334e-11 | -3.4323e-09 | 3.5271e-09 | 0 | 0 | 0 | 0 | 0 | 0 | 1.0706 | 1.1 | 1.0684 | 1.0706 | 1.1 | 1.0684 | -25.1174 | -147.7357 | 148.9979 | -25.1174 | -147.7357 | 148.9979
Line9_3_11 | 2.6043e-06 | 2.607e-06 | 2.607e-06 | 2.2328e-06 | 2.2354e-06 | 2.2354e-06 | 6.0143e-07 | 6.0206e-07 | 6.0206e-07 | 5.1564e-07 | 5.1625e-07 | 5.1625e-07 | 9.665e-20 | 6.1237e-07 | -5.3436e-07 | 2.6941e-14 | -5.3056e-07 | 4.5255e-07 | -7.8818e-20 | -9.112e-07 | -9.3903e-07 | 5.3981e-14 | 7.7763e-07 | 8.0839e-07 | 0 | 0 | 0 | 87.8855 | 88.2081 | 88.2081 | 1.0528 | 1.1 | 1.0361 | 1.0528 | 1.1 | 1.0361 | 0 | -147.4874 | 148.9671 | 0 | -147.4874 | 148.9671

## LG_max_fault_6
name | pf_ikss_a_from_ka | pf_ikss_b_from_ka | pf_ikss_c_from_ka | pf_ikss_a_to_ka | pf_ikss_b_to_ka | pf_ikss_c_to_ka | pf_skss_a_from_mw | pf_skss_b_from_mw | pf_skss_c_from_mw | pf_skss_a_to_mw | pf_skss_b_to_mw | pf_skss_c_to_mw | pf_p_a_from_mw | pf_p_b_from_mw | pf_p_c_from_mw | pf_p_a_to_mw | pf_p_b_to_mw | pf_p_c_to_mw | pf_q_a_from_mvar | pf_q_b_from_mvar | pf_q_c_from_mvar | pf_q_a_to_mvar | pf_q_b_to_mvar | pf_q_c_to_mvar | pf_ikss_a_from_degree | pf_ikss_b_from_degree | pf_ikss_c_from_degree | pf_ikss_a_to_degree | pf_ikss_b_to_degree | pf_ikss_c_to_degree | pf_vm_a_from_pu | pf_vm_b_from_pu | pf_vm_c_from_pu | pf_vm_a_to_pu | pf_vm_b_to_pu | pf_vm_c_to_pu | pf_va_a_from_degree | pf_va_b_from_degree | pf_va_c_from_degree | pf_va_a_to_degree | pf_va_b_to_degree | pf_va_c_to_degree
Line0_1_2 | 0 | 0 | 0 | 0 | 0 | 0 | 0 | 0 | 0 | 0 | 0 | 0 | 1.9493e-08 | 1.0416e-08 | -2.9752e-08 | -1.6088e-08 | -8.8978e-09 | 2.4829e-08 | 2.1522e-08 | -3.0086e-08 | 3.655e-09 | -1.809e-08 | 2.5007e-08 | -2.8345e-09 | 0 | 0 | 0 | 0 | 0 | 0 | 1.0481 | 1.05 | 1.0493 | 1.0481 | 1.05 | 1.0493 | -2.2813 | -120.8739 | 123.0272 | -2.2813 | -120.8739 | 123.0272
Line10_11_12 | 0 | 0 | 0 | 0 | 0 | 0 | 0 | 0 | 0 | 0 | 0 | 0 | 1.9491e-08 | 1.0613e-08 | -3.0014e-08 | -1.6078e-08 | -9.0605e-09 | 2.5048e-08 | 2.1724e-08 | -3.0296e-08 | 3.6002e-09 | -1.8261e-08 | 2.5183e-08 | -2.7908e-09 | 0 | 0 | 0 | 0 | 0 | 0 | 1.0463 | 1.05 | 1.048 | 1.0463 | 1.05 | 1.048 | -2.3289 | -120.8551 | 122.9992 | -2.3289 | -120.8551 | 122.9992
Line11_12_13 | 0 | 0 | 0 | 0 | 0 | 0 | 0 | 0 | 0 | 0 | 0 | 0 | 1.6243e-08 | 8.844e-09 | -2.5012e-08 | -1.2829e-08 | -7.2917e-09 | 2.0045e-08 | 1.8104e-08 | -2.5246e-08 | 3.0001e-09 | -1.464e-08 | 2.0134e-08 | -2.1908e-09 | 0 | 0 | 0 | 0 | 0 | 0 | 1.0463 | 1.05 | 1.048 | 1.0463 | 1.05 | 1.048 | -2.3289 | -120.8551 | 122.9992 | -2.3289 | -120.8551 | 122.9992
Line12_13_15 | 0 | 0 | 0 | 0 | 0 | 0 | 0 | 0 | 0 | 0 | 0 | 0 | 9.7457e-09 | 5.3064e-09 | -1.5007e-08 | -6.3319e-09 | -3.7541e-09 | 1.0041e-08 | 1.0862e-08 | -1.5148e-08 | 1.8001e-09 | -7.3986e-09 | 1.0035e-08 | -9.9075e-10 | 0 | 0 | 0 | 0 | 0 | 0 | 1.0463 | 1.05 | 1.048 | 1.0463 | 1.05 | 1.048 | -2.3289 | -120.8551 | 122.9992 | -2.3289 | -120.8551 | 122.9992
Line13_13_14 | 0 | 0 | 0 | 0 | 0 | 0 | 0 | 0 | 0 | 0 | 0 | 0 | 3.2486e-09 | 1.7688e-09 | -5.0023e-09 | 1.6519e-10 | -2.1648e-10 | 3.6237e-11 | 3.6207e-09 | -5.0493e-09 | 6.0003e-10 | -1.5712e-10 | -6.3401e-11 | 2.0931e-10 | 0 | 0 | 0 | 0 | 0 | 0 | 1.0463 | 1.05 | 1.048 | 1.0463 | 1.05 | 1.048 | -2.3289 | -120.8551 | 122.9992 | -2.3289 | -120.8551 | 122.9992
Line14_15_16 | 0 | 0 | 0 | 0 | 0 | 0 | 0 | 0 | 0 | 0 | 0 | 0 | 6.4971e-09 | 3.5376e-09 | -1.0005e-08 | -3.0834e-09 | -1.9853e-09 | 5.0385e-09 | 7.2415e-09 | -1.0099e-08 | 1.2001e-09 | -3.7779e-09 | 4.9859e-09 | -3.9072e-10 | 0 | 0 | 0 | 0 | 0 | 0 | 1.0463 | 1.05 | 1.048 | 1.0463 | 1.05 | 1.048 | -2.3289 | -120.8551 | 122.9992 | -2.3289 | -120.8551 | 122.9992
Line15_16_17 | 0 | 0 | 0 | 0 | 0 | 0 | 0 | 0 | 0 | 0 | 0 | 0 | 3.2486e-09 | 1.7688e-09 | -5.0023e-09 | 1.6519e-10 | -2.1648e-10 | 3.6237e-11 | 3.6207e-09 | -5.0493e-09 | 6.0003e-10 | -1.5712e-10 | -6.3401e-11 | 2.0931e-10 | 0 | 0 | 0 | 0 | 0 | 0 | 1.0463 | 1.05 | 1.048 | 1.0463 | 1.05 | 1.048 | -2.3289 | -120.8551 | 122.9992 | -2.3289 | -120.8551 | 122.9992
Line16_4_18 | 0 | 0 | 0 | 0 | 0 | 0 | 0 | 0 | 0 | 0 | 0 | 0 | 3.2489e-09 | 1.7359e-09 | -4.9587e-09 | 1.5646e-10 | -2.1815e-10 | 3.5553e-11 | 3.5871e-09 | -5.0144e-09 | 6.0916e-10 | -1.5429e-10 | -6.4813e-11 | 2.1129e-10 | 0 | 0 | 0 | 0 | 0 | 0 | 1.0481 | 1.05 | 1.0493 | 1.0481 | 1.05 | 1.0493 | -2.2813 | -120.8739 | 123.0272 | -2.2813 | -120.8739 | 123.0272
Line17_5_19 | 0 | 0 | 0 | 0 | 0 | 0 | 0 | 0 | 0 | 0 | 0 | 0 | 3.2489e-09 | 1.7359e-09 | -4.9587e-09 | 1.5646e-10 | -2.1815e-10 | 3.5553e-11 | 3.5871e-09 | -5.0144e-09 | 6.0916e-10 | -1.5429e-10 | -6.4813e-11 | 2.1129e-10 | 0 | 0 | 0 | 0 | 0 | 0 | 1.0481 | 1.05 | 1.0493 | 1.0481 | 1.05 | 1.0493 | -2.2813 | -120.8739 | 123.0272 | -2.2813 | -120.8739 | 123.0272
Line1_1_3 | 0.0328 | 0 | 0 | 0.0328 | 0 | 0 | 0.0075747 | 0 | 0 | 0.0075747 | 0 | 0 | 0.005388 | 1.4125e-08 | -4.0005e-08 | -0.005379 | -1.2598e-08 | 3.5052e-08 | 0.005397 | -4.0395e-08 | 4.7881e-09 | -0.005379 | 3.5282e-08 | -3.9909e-09 | -47.3289 | 0 | 0 | 132.671 | 0 | 0 | 1.0481 | 1.05 | 1.0493 | 1.0463 | 1.05 | 1.048 | -2.2813 | -120.8739 | 123.0272 | -2.3289 | -120.8551 | 122.9992
Line2_1_4 | 0 | 0 | 0 | 0 | 0 | 0 | 0 | 0 | 0 | 0 | 0 | 0 | 6.4977e-09 | 3.4719e-09 | -9.9173e-09 | -3.0924e-09 | -1.9541e-09 | 4.9942e-09 | 7.1741e-09 | -1.0029e-08 | 1.2183e-09 | -3.7414e-09 | 4.9496e-09 | -3.9787e-10 | 0 | 0 | 0 | 0 | 0 | 0 | 1.0481 | 1.05 | 1.0493 | 1.0481 | 1.05 | 1.0493 | -2.2813 | -120.8739 | 123.0272 | -2.2813 | -120.8739 | 123.0272
Line3_1_5 | 0 | 0 | 0 | 0 | 0 | 0 | 0 | 0 | 0 | 0 | 0 | 0 | 6.4977e-09 | 3.4719e-09 | -9.9173e-09 | -3.0924e-09 | -1.9541e-09 | 4.9942e-09 | 7.1741e-09 | -1.0029e-08 | 1.2183e-09 | -3.7414e-09 | 4.9496e-09 | -3.9787e-10 | 0 | 0 | 0 | 0 | 0 | 0 | 1.0481 | 1.05 | 1.0493 | 1.0481 | 1.05 | 1.0493 | -2.2813 | -120.8739 | 123.0272 | -2.2813 | -120.8739 | 123.0272
Line4_2_6 | 0 | 0 | 0 | 0 | 0 | 0 | 0 | 0 | 0 | 0 | 0 | 0 | 1.6244e-08 | 8.6797e-09 | -2.4793e-08 | -1.2839e-08 | -7.1619e-09 | 1.987e-08 | 1.7935e-08 | -2.5072e-08 | 3.0458e-09 | -1.4503e-08 | 1.9993e-08 | -2.2254e-09 | 0 | 0 | 0 | 0 | 0 | 0 | 1.0481 | 1.05 | 1.0493 | 1.0481 | 1.05 | 1.0493 | -2.2813 | -120.8739 | 123.0272 | -2.2813 | -120.8739 | 123.0272
Line5_6_7 | 0 | 0 | 0 | 0 | 0 | 0 | 0 | 0 | 0 | 0 | 0 | 0 | 1.2995e-08 | 6.9437e-09 | -1.9835e-08 | -9.5901e-09 | -5.426e-09 | 1.4912e-08 | 1.4348e-08 | -2.0058e-08 | 2.4366e-09 | -1.0915e-08 | 1.4978e-08 | -1.6162e-09 | 0 | 0 | 0 | 0 | 0 | 0 | 1.0481 | 1.05 | 1.0493 | 1.0481 | 1.05 | 1.0493 | -2.2813 | -120.8739 | 123.0272 | -2.2813 | -120.8739 | 123.0272
Line6_7_8 | 0 | 0 | 0 | 0 | 0 | 0 | 0 | 0 | 0 | 0 | 0 | 0 | 9.7466e-09 | 5.2078e-09 | -1.4876e-08 | -6.3412e-09 | -3.69e-09 | 9.9529e-09 | 1.0761e-08 | -1.5043e-08 | 1.8275e-09 | -7.3284e-09 | 9.964e-09 | -1.007e-09 | 0 | 0 | 0 | 0 | 0 | 0 | 1.0481 | 1.05 | 1.0493 | 1.0481 | 1.05 | 1.0493 | -2.2813 | -120.8739 | 123.0272 | -2.2813 | -120.8739 | 123.0272
Line7_8_9 | 0 | 0 | 0 | 0 | 0 | 0 | 0 | 0 | 0 | 0 | 0 | 0 | 3.2489e-09 | 1.7359e-09 | -4.9587e-09 | 1.5646e-10 | -2.1815e-10 | 3.5553e-11 | 3.5871e-09 | -5.0144e-09 | 6.0916e-10 | -1.5429e-10 | -6.4814e-11 | 2.1129e-10 | 0 | 0 | 0 | 0 | 0 | 0 | 1.0481 | 1.05 | 1.0493 | 1.0481 | 1.05 | 1.0493 | -2.2813 | -120.8739 | 123.0272 | -2.2813 | -120.8739 | 123.0272
Line8_8_10 | 0 | 0 | 0 | 0 | 0 | 0 | 0 | 0 | 0 | 0 | 0 | 0 | 3.2489e-09 | 1.7359e-09 | -4.9587e-09 | 1.5646e-10 | -2.1815e-10 | 3.5553e-11 | 3.5871e-09 | -5.0144e-09 | 6.0916e-10 | -1.5429e-10 | -6.4814e-11 | 2.1129e-10 | 0 | 0 | 0 | 0 | 0 | 0 | 1.0481 | 1.05 | 1.0493 | 1.0481 | 1.05 | 1.0493 | -2.2813 | -120.8739 | 123.0272 | -2.2813 | -120.8739 | 123.0272
Line9_3_11 | 0 | 0 | 0 | 0 | 0 | 0 | 0 | 0 | 0 | 0 | 0 | 0 | 2.274e-08 | 1.2382e-08 | -3.5016e-08 | -1.9326e-08 | -1.0829e-08 | 3.005e-08 | 2.5345e-08 | -3.5345e-08 | 4.2002e-09 | -2.1882e-08 | 3.0232e-08 | -3.3909e-09 | 0 | 0 | 0 | 0 | 0 | 0 | 1.0463 | 1.05 | 1.048 | 1.0463 | 1.05 | 1.048 | -2.3289 | -120.8551 | 122.9992 | -2.3289 | -120.8551 | 122.9992

## LG_max_fault_10
name | pf_ikss_a_from_ka | pf_ikss_b_from_ka | pf_ikss_c_from_ka | pf_ikss_a_to_ka | pf_ikss_b_to_ka | pf_ikss_c_to_ka | pf_skss_a_from_mw | pf_skss_b_from_mw | pf_skss_c_from_mw | pf_skss_a_to_mw | pf_skss_b_to_mw | pf_skss_c_to_mw | pf_p_a_from_mw | pf_p_b_from_mw | pf_p_c_from_mw | pf_p_a_to_mw | pf_p_b_to_mw | pf_p_c_to_mw | pf_q_a_from_mvar | pf_q_b_from_mvar | pf_q_c_from_mvar | pf_q_a_to_mvar | pf_q_b_to_mvar | pf_q_c_to_mvar | pf_ikss_a_from_degree | pf_ikss_b_from_degree | pf_ikss_c_from_degree | pf_ikss_a_to_degree | pf_ikss_b_to_degree | pf_ikss_c_to_degree | pf_vm_a_from_pu | pf_vm_b_from_pu | pf_vm_c_from_pu | pf_vm_a_to_pu | pf_vm_b_to_pu | pf_vm_c_to_pu | pf_va_a_from_degree | pf_va_b_from_degree | pf_va_c_from_degree | pf_va_a_to_degree | pf_va_b_to_degree | pf_va_c_to_degree
Line0_1_2 | 0 | 0 | 0 | 0 | 0 | 0 | 0 | 0 | 0 | 0 | 0 | 0 | 2.1393e-08 | 1.1441e-08 | -3.2665e-08 | -1.7656e-08 | -9.7731e-09 | 2.726e-08 | 2.3631e-08 | -3.3028e-08 | 4.0078e-09 | -1.9862e-08 | 2.7452e-08 | -3.1081e-09 | 0 | 0 | 0 | 0 | 0 | 0 | 1.0979 | 1.1 | 1.0992 | 1.0979 | 1.1 | 1.0992 | -2.2854 | -120.8738 | 123.0254 | -2.2854 | -120.8738 | 123.0254
Line10_11_12 | 0 | 0 | 0 | 0 | 0 | 0 | 0 | 0 | 0 | 0 | 0 | 0 | 2.1391e-08 | 1.1657e-08 | -3.2952e-08 | -1.7644e-08 | -9.9516e-09 | 2.75e-08 | 2.3853e-08 | -3.3257e-08 | 3.9476e-09 | -2.005e-08 | 2.7645e-08 | -3.0601e-09 | 0 | 0 | 0 | 0 | 0 | 0 | 1.0961 | 1.1 | 1.0979 | 1.0961 | 1.1 | 1.0979 | -2.333 | -120.8551 | 122.9975 | -2.333 | -120.8551 | 122.9975
Line11_12_13 | 0 | 0 | 0 | 0 | 0 | 0 | 0 | 0 | 0 | 0 | 0 | 0 | 1.7826e-08 | 9.7142e-09 | -2.746e-08 | -1.4079e-08 | -8.0088e-09 | 2.2008e-08 | 1.9877e-08 | -2.7715e-08 | 3.2897e-09 | -1.6075e-08 | 2.2102e-08 | -2.4022e-09 | 0 | 0 | 0 | 0 | 0 | 0 | 1.0961 | 1.1 | 1.0979 | 1.0961 | 1.1 | 1.0979 | -2.333 | -120.8551 | 122.9975 | -2.333 | -120.8551 | 122.9975
Line12_13_15 | 0 | 0 | 0 | 0 | 0 | 0 | 0 | 0 | 0 | 0 | 0 | 0 | 1.0696e-08 | 5.8285e-09 | -1.6476e-08 | -6.9488e-09 | -4.1231e-09 | 1.1024e-08 | 1.1926e-08 | -1.6629e-08 | 1.9738e-09 | -8.1237e-09 | 1.1016e-08 | -1.0863e-09 | 0 | 0 | 0 | 0 | 0 | 0 | 1.0961 | 1.1 | 1.0979 | 1.0961 | 1.1 | 1.0979 | -2.333 | -120.8551 | 122.9975 | -2.333 | -120.8551 | 122.9975
Line13_13_14 | 0 | 0 | 0 | 0 | 0 | 0 | 0 | 0 | 0 | 0 | 0 | 0 | 3.5652e-09 | 1.9428e-09 | -5.492e-09 | 1.8168e-10 | -2.3743e-10 | 3.972e-11 | 3.9755e-09 | -5.5429e-09 | 6.5794e-10 | -1.7272e-10 | -6.9575e-11 | 2.2959e-10 | 0 | 0 | 0 | 0 | 0 | 0 | 1.0961 | 1.1 | 1.0979 | 1.0961 | 1.1 | 1.0979 | -2.333 | -120.8551 | 122.9975 | -2.333 | -120.8551 | 122.9975
Line14_15_16 | 0 | 0 | 0 | 0 | 0 | 0 | 0 | 0 | 0 | 0 | 0 | 0 | 7.1304e-09 | 3.8857e-09 | -1.0984e-08 | -3.3835e-09 | -2.1803e-09 | 5.5317e-09 | 7.951e-09 | -1.1086e-08 | 1.3159e-09 | -4.1482e-09 | 5.4733e-09 | -4.2835e-10 | 0 | 0 | 0 | 0 | 0 | 0 | 1.0961 | 1.1 | 1.0979 | 1.0961 | 1.1 | 1.0979 | -2.333 | -120.8551 | 122.9975 | -2.333 | -120.8551 | 122.9975
Line15_16_17 | 0 | 0 | 0 | 0 | 0 | 0 | 0 | 0 | 0 | 0 | 0 | 0 | 3.5652e-09 | 1.9428e-09 | -5.492e-09 | 1.8168e-10 | -2.3743e-10 | 3.972e-11 | 3.9755e-09 | -5.5429e-09 | 6.5794e-10 | -1.7272e-10 | -6.9575e-11 | 2.2959e-10 | 0 | 0 | 0 | 0 | 0 | 0 | 1.0961 | 1.1 | 1.0979 | 1.0961 | 1.1 | 1.0979 | -2.333 | -120.8551 | 122.9975 | -2.333 | -120.8551 | 122.9975
Line16_4_18 | 0 | 0 | 0 | 0 | 0 | 0 | 0 | 0 | 0 | 0 | 0 | 0 | 3.5655e-09 | 1.9068e-09 | -5.4441e-09 | 1.721e-10 | -2.3926e-10 | 3.897e-11 | 3.9385e-09 | -5.5046e-09 | 6.6796e-10 | -1.6962e-10 | -7.1125e-11 | 2.3176e-10 | 0 | 0 | 0 | 0 | 0 | 0 | 1.0979 | 1.1 | 1.0992 | 1.0979 | 1.1 | 1.0992 | -2.2854 | -120.8738 | 123.0254 | -2.2854 | -120.8738 | 123.0254
Line17_5_19 | 0 | 0 | 0 | 0 | 0 | 0 | 0 | 0 | 0 | 0 | 0 | 0 | 3.5655e-09 | 1.9068e-09 | -5.4441e-09 | 1.721e-10 | -2.3926e-10 | 3.897e-11 | 3.9385e-09 | -5.5046e-09 | 6.6796e-10 | -1.6962e-10 | -7.1125e-11 | 2.3176e-10 | 0 | 0 | 0 | 0 | 0 | 0 | 1.0979 | 1.1 | 1.0992 | 1.0979 | 1.1 | 1.0992 | -2.2854 | -120.8738 | 123.0254 | -2.2854 | -120.8738 | 123.0254
Line1_1_3 | 0.034358 | 0 | 0 | 0.034358 | 0 | 0 | 0.0079346 | 0 | 0 | 0.0079346 | 0 | 0 | 0.0059122 | 1.5515e-08 | -4.3921e-08 | -0.0059023 | -1.3837e-08 | 3.8484e-08 | 0.005922 | -4.4344e-08 | 5.2502e-09 | -0.0059023 | 3.8731e-08 | -4.376e-09 | -47.333 | 0 | 0 | 132.667 | 0 | 0 | 1.0979 | 1.1 | 1.0992 | 1.0961 | 1.1 | 1.0979 | -2.2854 | -120.8738 | 123.0254 | -2.333 | -120.8551 | 122.9975
Line2_1_4 | 0 | 0 | 0 | 0 | 0 | 0 | 0 | 0 | 0 | 0 | 0 | 0 | 7.1311e-09 | 3.8135e-09 | -1.0888e-08 | -3.3934e-09 | -2.146e-09 | 5.4831e-09 | 7.877e-09 | -1.1009e-08 | 1.3359e-09 | -4.1081e-09 | 5.4335e-09 | -4.362e-10 | 0 | 0 | 0 | 0 | 0 | 0 | 1.0979 | 1.1 | 1.0992 | 1.0979 | 1.1 | 1.0992 | -2.2854 | -120.8738 | 123.0254 | -2.2854 | -120.8738 | 123.0254
Line3_1_5 | 0 | 0 | 0 | 0 | 0 | 0 | 0 | 0 | 0 | 0 | 0 | 0 | 7.1311e-09 | 3.8135e-09 | -1.0888e-08 | -3.3934e-09 | -2.146e-09 | 5.4831e-09 | 7.877e-09 | -1.1009e-08 | 1.3359e-09 | -4.1081e-09 | 5.4335e-09 | -4.362e-10 | 0 | 0 | 0 | 0 | 0 | 0 | 1.0979 | 1.1 | 1.0992 | 1.0979 | 1.1 | 1.0992 | -2.2854 | -120.8738 | 123.0254 | -2.2854 | -120.8738 | 123.0254
Line4_2_6 | 0 | 0 | 0 | 0 | 0 | 0 | 0 | 0 | 0 | 0 | 0 | 0 | 1.7828e-08 | 9.5339e-09 | -2.7221e-08 | -1.409e-08 | -7.8664e-09 | 2.1815e-08 | 1.9693e-08 | -2.7523e-08 | 3.3398e-09 | -1.5924e-08 | 2.1947e-08 | -2.4401e-09 | 0 | 0 | 0 | 0 | 0 | 0 | 1.0979 | 1.1 | 1.0992 | 1.0979 | 1.1 | 1.0992 | -2.2854 | -120.8738 | 123.0254 | -2.2854 | -120.8738 | 123.0254
Line5_6_7 | 0 | 0 | 0 | 0 | 0 | 0 | 0 | 0 | 0 | 0 | 0 | 0 | 1.4262e-08 | 7.6271e-09 | -2.1777e-08 | -1.0525e-08 | -5.9596e-09 | 1.6371e-08 | 1.5754e-08 | -2.2019e-08 | 2.6718e-09 | -1.1985e-08 | 1.6443e-08 | -1.7721e-09 | 0 | 0 | 0 | 0 | 0 | 0 | 1.0979 | 1.1 | 1.0992 | 1.0979 | 1.1 | 1.0992 | -2.2854 | -120.8738 | 123.0254 | -2.2854 | -120.8738 | 123.0254
Line6_7_8 | 0 | 0 | 0 | 0 | 0 | 0 | 0 | 0 | 0 | 0 | 0 | 0 | 1.0697e-08 | 5.7203e-09 | -1.6332e-08 | -6.959e-09 | -4.0528e-09 | 1.0927e-08 | 1.1816e-08 | -1.6514e-08 | 2.0039e-09 | -8.0467e-09 | 1.0938e-08 | -1.1042e-09 | 0 | 0 | 0 | 0 | 0 | 0 | 1.0979 | 1.1 | 1.0992 | 1.0979 | 1.1 | 1.0992 | -2.2854 | -120.8738 | 123.0254 | -2.2854 | -120.8738 | 123.0254
Line7_8_9 | 0 | 0 | 0 | 0 | 0 | 0 | 0 | 0 | 0 | 0 | 0 | 0 | 3.5655e-09 | 1.9068e-09 | -5.4441e-09 | 1.721e-10 | -2.3926e-10 | 3.897e-11 | 3.9385e-09 | -5.5046e-09 | 6.6796e-10 | -1.6962e-10 | -7.1125e-11 | 2.3176e-10 | 0 | 0 | 0 | 0 | 0 | 0 | 1.0979 | 1.1 | 1.0992 | 1.0979 | 1.1 | 1.0992 | -2.2854 | -120.8738 | 123.0254 | -2.2854 | -120.8738 | 123.0254
Line8_8_10 | 0 | 0 | 0 | 0 | 0 | 0 | 0 | 0 | 0 | 0 | 0 | 0 | 3.5655e-09 | 1.9068e-09 | -5.4441e-09 | 1.721e-10 | -2.3926e-10 | 3.897e-11 | 3.9385e-09 | -5.5046e-09 | 6.6796e-10 | -1.6962e-10 | -7.1125e-11 | 2.3176e-10 | 0 | 0 | 0 | 0 | 0 | 0 | 1.0979 | 1.1 | 1.0992 | 1.0979 | 1.1 | 1.0992 | -2.2854 | -120.8738 | 123.0254 | -2.2854 | -120.8738 | 123.0254
Line9_3_11 | 0 | 0 | 0 | 0 | 0 | 0 | 0 | 0 | 0 | 0 | 0 | 0 | 2.4957e-08 | 1.36e-08 | -3.8444e-08 | -2.121e-08 | -1.1894e-08 | 3.2992e-08 | 2.7828e-08 | -3.88e-08 | 4.6056e-09 | -2.4026e-08 | 3.3188e-08 | -3.718e-09 | 0 | 0 | 0 | 0 | 0 | 0 | 1.0961 | 1.1 | 1.0979 | 1.0961 | 1.1 | 1.0979 | -2.333 | -120.8551 | 122.9975 | -2.333 | -120.8551 | 122.9975

## LG_min_6
name | pf_ikss_a_from_ka | pf_ikss_b_from_ka | pf_ikss_c_from_ka | pf_ikss_a_to_ka | pf_ikss_b_to_ka | pf_ikss_c_to_ka | pf_skss_a_from_mw | pf_skss_b_from_mw | pf_skss_c_from_mw | pf_skss_a_to_mw | pf_skss_b_to_mw | pf_skss_c_to_mw | pf_p_a_from_mw | pf_p_b_from_mw | pf_p_c_from_mw | pf_p_a_to_mw | pf_p_b_to_mw | pf_p_c_to_mw | pf_q_a_from_mvar | pf_q_b_from_mvar | pf_q_c_from_mvar | pf_q_a_to_mvar | pf_q_b_to_mvar | pf_q_c_to_mvar | pf_ikss_a_from_degree | pf_ikss_b_from_degree | pf_ikss_c_from_degree | pf_ikss_a_to_degree | pf_ikss_b_to_degree | pf_ikss_c_to_degree | pf_vm_a_from_pu | pf_vm_b_from_pu | pf_vm_c_from_pu | pf_vm_a_to_pu | pf_vm_b_to_pu | pf_vm_c_to_pu | pf_va_a_from_degree | pf_va_b_from_degree | pf_va_c_from_degree | pf_va_a_to_degree | pf_va_b_to_degree | pf_va_c_to_degree
Line0_1_2 | 1.9126e-06 | 1.9128e-06 | 1.9128e-06 | 1.5945e-06 | 1.5947e-06 | 1.5947e-06 | 4.417e-07 | 4.4174e-07 | 4.4174e-07 | 3.6824e-07 | 3.6827e-07 | 3.6827e-07 | 1.4567e-08 | 3.8105e-07 | -3.458e-07 | -1.2017e-08 | -3.2186e-07 | 2.8406e-07 | 1.6737e-08 | -5.8831e-07 | -5.9078e-07 | -1.4063e-08 | 4.8773e-07 | 4.9498e-07 | 0 | 0 | 0 | 89.1346 | 89.3146 | 89.3146 | 0.92448 | 0.95 | 0.9232 | 0.92448 | 0.95 | 0.9232 | -41.3805 | -147.2637 | 149.4633 | -41.3805 | -147.2637 | 149.4633
Line10_11_12 | 1.926e-06 | 1.9299e-06 | 1.9299e-06 | 1.6053e-06 | 1.6091e-06 | 1.6091e-06 | 4.448e-07 | 4.457e-07 | 4.457e-07 | 3.7074e-07 | 3.7161e-07 | 3.7161e-07 | -3.8813e-14 | 3.9159e-07 | -3.4174e-07 | 5.9164e-14 | -3.306e-07 | 2.8076e-07 | -3.9858e-14 | -5.8745e-07 | -5.9514e-07 | 6.1871e-14 | 4.8704e-07 | 4.986e-07 | 0 | 0 | 0 | 88.5822 | 88.9174 | 88.9174 | 0.91455 | 0.95 | 0.889 | 0.91455 | 0.95 | 0.889 | 0 | -146.9142 | 149.5336 | 0 | -146.9142 | 149.5336
Line11_12_13 | 1.605e-06 | 1.6083e-06 | 1.6083e-06 | 1.2843e-06 | 1.2875e-06 | 1.2875e-06 | 3.7067e-07 | 3.7141e-07 | 3.7141e-07 | 2.9661e-07 | 2.9733e-07 | 2.9733e-07 | -5.9731e-14 | 3.2632e-07 | -2.8479e-07 | 6.495e-14 | -2.6534e-07 | 2.238e-07 | -6.1301e-14 | -4.8954e-07 | -4.9595e-07 | 6.819e-14 | 3.8914e-07 | 3.9941e-07 | 0 | 0 | 0 | 88.4477 | 88.7971 | 88.7971 | 0.91455 | 0.95 | 0.889 | 0.91455 | 0.95 | 0.889 | 0 | -146.9142 | 149.5336 | 0 | -146.9142 | 149.5336
Line12_13_15 | 0 | 0 | 0 | 0 | 0 | 0 | 0 | 0 | 0 | 0 | 0 | 0 | -4.9298e-14 | 1.9579e-07 | -1.7087e-07 | 3.6975e-14 | -1.3481e-07 | 1.0989e-07 | -5.0554e-14 | -2.9373e-07 | -2.9757e-07 | 3.9685e-14 | 1.9332e-07 | 2.0103e-07 | 0 | 0 | 0 | 0 | 0 | 0 | 0.91455 | 0.95 | 0.889 | 0.91455 | 0.95 | 0.889 | 0 | -146.9142 | 149.5336 | 0 | -146.9142 | 149.5336
Line13_13_14 | 0 | 0 | 0 | 0 | 0 | 0 | 0 | 0 | 0 | 0 | 0 | 0 | -1.6433e-14 | 6.5264e-08 | -5.6957e-08 | -8.024e-16 | -4.2803e-09 | -4.0269e-09 | -1.6851e-14 | -9.7908e-08 | -9.9191e-08 | 8.0902e-16 | -2.4976e-09 | 2.6439e-09 | 0 | 0 | 0 | 0 | 0 | 0 | 0.91455 | 0.95 | 0.889 | 0.91455 | 0.95 | 0.889 | 0 | -146.9142 | 149.5336 | 0 | -146.9142 | 149.5336
Line14_15_16 | 0 | 0 | 0 | 0 | 0 | 0 | 0 | 0 | 0 | 0 | 0 | 0 | -3.7872e-14 | 1.3053e-07 | -1.1391e-07 | 1.9481e-14 | -6.9545e-08 | 5.293e-08 | -3.8782e-14 | -1.9582e-07 | -1.9838e-07 | 2.188e-14 | 9.5411e-08 | 1.0183e-07 | 0 | 0 | 0 | 0 | 0 | 0 | 0.91455 | 0.95 | 0.889 | 0.91455 | 0.95 | 0.889 | 0 | -146.9142 | 149.5336 | 0 | -146.9142 | 149.5336
Line15_16_17 | 0 | 0 | 0 | 0 | 0 | 0 | 0 | 0 | 0 | 0 | 0 | 0 | -2.0449e-14 | 6.5264e-08 | -5.6957e-08 | -9.8992e-16 | -4.2803e-09 | -4.0269e-09 | -2.0905e-14 | -9.7908e-08 | -9.9191e-08 | 1.0006e-15 | -2.4976e-09 | 2.6439e-09 | 0 | 0 | 0 | 0 | 0 | 0 | 0.91455 | 0.95 | 0.889 | 0.91455 | 0.95 | 0.889 | 0 | -146.9142 | 149.5336 | 0 | -146.9142 | 149.5336
Line16_4_18 | 0 | 0 | 0 | 0 | 0 | 0 | 0 | 0 | 0 | 0 | 0 | 0 | 2.4278e-09 | 6.3508e-08 | -5.7634e-08 | 1.2204e-10 | -4.3188e-09 | -4.1055e-09 | 2.7894e-09 | -9.8052e-08 | -9.8464e-08 | -1.1567e-10 | -2.5319e-09 | 2.6551e-09 | 0 | 0 | 0 | 0 | 0 | 0 | 0.92448 | 0.95 | 0.9232 | 0.92448 | 0.95 | 0.9232 | -41.3805 | -147.2637 | 149.4633 | -41.3805 | -147.2637 | 149.4633
Line17_5_19 | 0 | 0 | 0 | 0 | 0 | 0 | 0 | 0 | 0 | 0 | 0 | 0 | 2.4278e-09 | 6.3508e-08 | -5.7634e-08 | 1.2204e-10 | -4.3188e-09 | -4.1055e-09 | 2.7894e-09 | -9.8052e-08 | -9.8464e-08 | -1.1567e-10 | -2.5319e-09 | 2.6551e-09 | 0 | 0 | 0 | 0 | 0 | 0 | 0.92448 | 0.95 | 0.9232 | 0.92448 | 0.95 | 0.9232 | -41.3805 | -147.2637 | 149.4633 | -41.3805 | -147.2637 | 149.4633
Line1_1_3 | 0.50213 | 2.5718e-06 | 2.5718e-06 | 0.50213 | 2.2524e-06 | 2.2524e-06 | 0.11596 | 5.9394e-07 | 5.9394e-07 | 0.11596 | 5.2018e-07 | 5.2018e-07 | 0.0040341 | 5.1757e-07 | -4.5968e-07 | -3.5675e-15 | -4.6113e-07 | 3.9467e-07 | 0.0042022 | -7.8761e-07 | -7.9741e-07 | 1.7588e-14 | 6.8286e-07 | 6.9698e-07 | -87.5496 | 0 | 0 | 92.4504 | 89.0549 | 89.0549 | 0.92448 | 0.95 | 0.9232 | 0.91455 | 0.95 | 0.889 | -41.3805 | -147.2637 | 149.4633 | 0 | -146.9142 | 149.5336
Line2_1_4 | 0 | 0 | 0 | 0 | 0 | 0 | 0 | 0 | 0 | 0 | 0 | 0 | 4.8557e-09 | 1.2702e-07 | -1.1527e-07 | -2.3058e-09 | -6.7827e-08 | 5.3528e-08 | 5.5788e-09 | -1.961e-07 | -1.9693e-07 | -2.9051e-09 | 9.552e-08 | 1.0112e-07 | 0 | 0 | 0 | 0 | 0 | 0 | 0.92448 | 0.95 | 0.9232 | 0.92448 | 0.95 | 0.9232 | -41.3805 | -147.2637 | 149.4633 | -41.3805 | -147.2637 | 149.4633
Line3_1_5 | 0 | 0 | 0 | 0 | 0 | 0 | 0 | 0 | 0 | 0 | 0 | 0 | 4.8557e-09 | 1.2702e-07 | -1.1527e-07 | -2.3058e-09 | -6.7827e-08 | 5.3528e-08 | 5.5788e-09 | -1.961e-07 | -1.9693e-07 | -2.9051e-09 | 9.552e-08 | 1.0112e-07 | 0 | 0 | 0 | 0 | 0 | 0 | 0.92448 | 0.95 | 0.9232 | 0.92448 | 0.95 | 0.9232 | -41.3805 | -147.2637 | 149.4633 | -41.3805 | -147.2637 | 149.4633
Line4_2_6 | 1.5938e-06 | 1.594e-06 | 1.594e-06 | 1.2758e-06 | 1.2759e-06 | 1.2759e-06 | 3.6808e-07 | 3.6812e-07 | 3.6812e-07 | 2.9463e-07 | 2.9465e-07 | 2.9465e-07 | 1.2139e-08 | 3.1754e-07 | -2.8817e-07 | -9.5893e-09 | -2.5835e-07 | 2.2643e-07 | 1.3947e-08 | -4.9026e-07 | -4.9232e-07 | -1.1273e-08 | 3.8968e-07 | 3.9651e-07 | 0 | 0 | 0 | 89.0046 | 89.1921 | 89.1921 | 0.92448 | 0.95 | 0.9232 | 0.92448 | 0.95 | 0.9232 | -41.3805 | -147.2637 | 149.4633 | -41.3804 | -147.2638 | 149.4633
Line5_6_7 | 1.2751e-06 | 1.2752e-06 | 1.2752e-06 | 0 | 0 | 0 | 2.9446e-07 | 2.9449e-07 | 2.9449e-07 | 0 | 0 | 0 | 9.7113e-09 | 2.5403e-07 | -2.3054e-07 | -7.1614e-09 | -1.9484e-07 | 1.688e-07 | 1.1158e-08 | -3.9221e-07 | -3.9386e-07 | -8.4839e-09 | 2.9162e-07 | 2.9805e-07 | 0 | 0 | 0 | 0 | 0 | 0 | 0.92448 | 0.95 | 0.9232 | 0.92448 | 0.95 | 0.9232 | -41.3804 | -147.2638 | 149.4633 | -41.3804 | -147.2638 | 149.4633
Line6_7_8 | 0 | 0 | 0 | 0 | 0 | 0 | 0 | 0 | 0 | 0 | 0 | 0 | 7.2835e-09 | 1.9053e-07 | -1.729e-07 | -4.7336e-09 | -1.3134e-07 | 1.1116e-07 | 8.3682e-09 | -2.9416e-07 | -2.9539e-07 | -5.6945e-09 | 1.9357e-07 | 1.9958e-07 | 0 | 0 | 0 | 0 | 0 | 0 | 0.92448 | 0.95 | 0.9232 | 0.92448 | 0.95 | 0.9232 | -41.3804 | -147.2638 | 149.4633 | -41.3804 | -147.2638 | 149.4633
Line7_8_9 | 0 | 0 | 0 | 0 | 0 | 0 | 0 | 0 | 0 | 0 | 0 | 0 | 2.4278e-09 | 6.3508e-08 | -5.7634e-08 | 1.2204e-10 | -4.3188e-09 | -4.1055e-09 | 2.7894e-09 | -9.8052e-08 | -9.8464e-08 | -1.1567e-10 | -2.532e-09 | 2.6551e-09 | 0 | 0 | 0 | 0 | 0 | 0 | 0.92448 | 0.95 | 0.9232 | 0.92448 | 0.95 | 0.9232 | -41.3804 | -147.2638 | 149.4633 | -41.3804 | -147.2638 | 149.4633
Line8_8_10 | 0 | 0 | 0 | 0 | 0 | 0 | 0 | 0 | 0 | 0 | 0 | 0 | 2.4278e-09 | 6.3508e-08 | -5.7634e-08 | 1.2204e-10 | -4.3188e-09 | -4.1055e-09 | 2.7894e-09 | -9.8052e-08 | -9.8464e-08 | -1.1567e-10 | -2.5319e-09 | 2.6551e-09 | 0 | 0 | 0 | 0 | 0 | 0 | 0.92448 | 0.95 | 0.9232 | 0.92448 | 0.95 | 0.9232 | -41.3804 | -147.2638 | 149.4633 | -41.3804 | -147.2638 | 149.4633
Line9_3_11 | 2.247e-06 | 2.2516e-06 | 2.2516e-06 | 1.9263e-06 | 1.9308e-06 | 1.9308e-06 | 5.1893e-07 | 5.1998e-07 | 5.1998e-07 | 4.4487e-07 | 4.4589e-07 | 4.4589e-07 | 2.051e-20 | 4.5685e-07 | -3.987e-07 | 3.8505e-14 | -3.9587e-07 | 3.3772e-07 | -7.7645e-20 | -6.8536e-07 | -6.9434e-07 | 4.0167e-14 | 5.8495e-07 | 5.9779e-07 | 0 | 0 | 0 | 88.6719 | 88.9976 | 88.9976 | 0.91455 | 0.95 | 0.889 | 0.91455 | 0.95 | 0.889 | 0 | -146.9142 | 149.5336 | 0 | -146.9142 | 149.5336

## LG_min_10
name | pf_ikss_a_from_ka | pf_ikss_b_from_ka | pf_ikss_c_from_ka | pf_ikss_a_to_ka | pf_ikss_b_to_ka | pf_ikss_c_to_ka | pf_skss_a_from_mw | pf_skss_b_from_mw | pf_skss_c_from_mw | pf_skss_a_to_mw | pf_skss_b_to_mw | pf_skss_c_to_mw | pf_p_a_from_mw | pf_p_b_from_mw | pf_p_c_from_mw | pf_p_a_to_mw | pf_p_b_to_mw | pf_p_c_to_mw | pf_q_a_from_mvar | pf_q_b_from_mvar | pf_q_c_from_mvar | pf_q_a_to_mvar | pf_q_b_to_mvar | pf_q_c_to_mvar | pf_ikss_a_from_degree | pf_ikss_b_from_degree | pf_ikss_c_from_degree | pf_ikss_a_to_degree | pf_ikss_b_to_degree | pf_ikss_c_to_degree | pf_vm_a_from_pu | pf_vm_b_from_pu | pf_vm_c_from_pu | pf_vm_a_to_pu | pf_vm_b_to_pu | pf_vm_c_to_pu | pf_va_a_from_degree | pf_va_b_from_degree | pf_va_c_from_degree | pf_va_a_to_degree | pf_va_b_to_degree | pf_va_c_to_degree
Line0_1_2 | 1.8119e-06 | 1.8121e-06 | 1.8121e-06 | 1.5106e-06 | 1.5107e-06 | 1.5107e-06 | 4.1845e-07 | 4.1849e-07 | 4.1849e-07 | 3.4886e-07 | 3.4889e-07 | 3.4889e-07 | 1.3074e-08 | 3.42e-07 | -3.1036e-07 | -1.0785e-08 | -2.8887e-07 | 2.5495e-07 | 1.5021e-08 | -5.2801e-07 | -5.3023e-07 | -1.2621e-08 | 4.3774e-07 | 4.4424e-07 | 0 | 0 | 0 | 89.1346 | 89.3146 | 89.3146 | 0.87582 | 0.9 | 0.87461 | 0.87582 | 0.9 | 0.87461 | -41.3805 | -147.2637 | 149.4633 | -41.3805 | -147.2637 | 149.4633
Line10_11_12 | 1.8247e-06 | 1.8283e-06 | 1.8283e-06 | 1.5208e-06 | 1.5244e-06 | 1.5244e-06 | 4.2139e-07 | 4.2224e-07 | 4.2224e-07 | 3.5122e-07 | 3.5205e-07 | 3.5205e-07 | -3.4835e-14 | 3.5145e-07 | -3.0672e-07 | 5.31e-14 | -2.9672e-07 | 2.5198e-07 | -3.5773e-14 | -5.2724e-07 | -5.3415e-07 | 5.5529e-14 | 4.3713e-07 | 4.4749e-07 | 0 | 0 | 0 | 88.5822 | 88.9174 | 88.9174 | 0.86641 | 0.9 | 0.84221 | 0.86641 | 0.9 | 0.84221 | 0 | -146.9142 | 149.5336 | 0 | -146.9142 | 149.5336
Line11_12_13 | 1.5206e-06 | 1.5236e-06 | 1.5236e-06 | 1.2168e-06 | 1.2197e-06 | 1.2197e-06 | 3.5116e-07 | 3.5187e-07 | 3.5187e-07 | 2.81e-07 | 2.8168e-07 | 2.8168e-07 | -5.3609e-14 | 2.9288e-07 | -2.556e-07 | 5.8293e-14 | -2.3814e-07 | 2.0086e-07 | -5.5018e-14 | -4.3937e-07 | -4.4512e-07 | 6.1201e-14 | 3.4925e-07 | 3.5847e-07 | 0 | 0 | 0 | 88.4477 | 88.7971 | 88.7971 | 0.86641 | 0.9 | 0.84221 | 0.86641 | 0.9 | 0.84221 | 0 | -146.9142 | 149.5336 | 0 | -146.9142 | 149.5336
Line12_13_15 | 0 | 0 | 0 | 0 | 0 | 0 | 0 | 0 | 0 | 0 | 0 | 0 | -4.4245e-14 | 1.7573e-07 | -1.5336e-07 | 3.3185e-14 | -1.2099e-07 | 9.8625e-08 | -4.5373e-14 | -2.6362e-07 | -2.6707e-07 | 3.5618e-14 | 1.7351e-07 | 1.8042e-07 | 0 | 0 | 0 | 0 | 0 | 0 | 0.86641 | 0.9 | 0.84221 | 0.86641 | 0.9 | 0.84221 | 0 | -146.9142 | 149.5336 | 0 | -146.9142 | 149.5336
Line13_13_14 | 0 | 0 | 0 | 0 | 0 | 0 | 0 | 0 | 0 | 0 | 0 | 0 | -1.4748e-14 | 5.8575e-08 | -5.1119e-08 | -7.2016e-16 | -3.8416e-09 | -3.6142e-09 | -1.5124e-14 | -8.7873e-08 | -8.9024e-08 | 7.261e-16 | -2.2417e-09 | 2.3729e-09 | 0 | 0 | 0 | 0 | 0 | 0 | 0.86641 | 0.9 | 0.84221 | 0.86641 | 0.9 | 0.84221 | 0 | -146.9142 | 149.5336 | 0 | -146.9142 | 149.5336
Line14_15_16 | 0 | 0 | 0 | 0 | 0 | 0 | 0 | 0 | 0 | 0 | 0 | 0 | -3.3991e-14 | 1.1715e-07 | -1.0224e-07 | 1.7485e-14 | -6.2417e-08 | 4.7505e-08 | -3.4807e-14 | -1.7575e-07 | -1.7805e-07 | 1.9638e-14 | 8.5632e-08 | 9.1397e-08 | 0 | 0 | 0 | 0 | 0 | 0 | 0.86641 | 0.9 | 0.84221 | 0.86641 | 0.9 | 0.84221 | 0 | -146.9142 | 149.5336 | 0 | -146.9142 | 149.5336
Line15_16_17 | 0 | 0 | 0 | 0 | 0 | 0 | 0 | 0 | 0 | 0 | 0 | 0 | -1.8353e-14 | 5.8575e-08 | -5.1119e-08 | -8.8846e-16 | -3.8416e-09 | -3.6142e-09 | -1.8762e-14 | -8.7873e-08 | -8.9024e-08 | 8.9808e-16 | -2.2417e-09 | 2.3729e-09 | 0 | 0 | 0 | 0 | 0 | 0 | 0.86641 | 0.9 | 0.84221 | 0.86641 | 0.9 | 0.84221 | 0 | -146.9142 | 149.5336 | 0 | -146.9142 | 149.5336
Line16_4_18 | 0 | 0 | 0 | 0 | 0 | 0 | 0 | 0 | 0 | 0 | 0 | 0 | 2.179e-09 | 5.6999e-08 | -5.1727e-08 | 1.0953e-10 | -3.8761e-09 | -3.6847e-09 | 2.5035e-09 | -8.8002e-08 | -8.8372e-08 | -1.0382e-10 | -2.2724e-09 | 2.383e-09 | 0 | 0 | 0 | 0 | 0 | 0 | 0.87582 | 0.9 | 0.87461 | 0.87582 | 0.9 | 0.87461 | -41.3805 | -147.2637 | 149.4633 | -41.3805 | -147.2637 | 149.4633
Line17_5_19 | 0 | 0 | 0 | 0 | 0 | 0 | 0 | 0 | 0 | 0 | 0 | 0 | 2.179e-09 | 5.6999e-08 | -5.1727e-08 | 1.0953e-10 | -3.8761e-09 | -3.6847e-09 | 2.5035e-09 | -8.8002e-08 | -8.8372e-08 | -1.0382e-10 | -2.2724e-09 | 2.383e-09 | 0 | 0 | 0 | 0 | 0 | 0 | 0.87582 | 0.9 | 0.87461 | 0.87582 | 0.9 | 0.87461 | -41.3805 | -147.2637 | 149.4633 | -41.3805 | -147.2637 | 149.4633
Line1_1_3 | 0.4757 | 2.4365e-06 | 2.4365e-06 | 0.4757 | 2.1339e-06 | 2.1339e-06 | 0.10986 | 5.6268e-07 | 5.6268e-07 | 0.10986 | 4.928e-07 | 4.928e-07 | 0.0036207 | 4.6453e-07 | -4.1257e-07 | -3.1858e-15 | -4.1387e-07 | 3.5422e-07 | 0.0037715 | -7.0688e-07 | -7.1568e-07 | 1.5872e-14 | 6.1287e-07 | 6.2554e-07 | -87.5496 | 0 | 0 | 92.4504 | 89.0549 | 89.0549 | 0.87582 | 0.9 | 0.87461 | 0.86641 | 0.9 | 0.84221 | -41.3805 | -147.2637 | 149.4633 | 0 | -146.9142 | 149.5336
Line2_1_4 | 0 | 0 | 0 | 0 | 0 | 0 | 0 | 0 | 0 | 0 | 0 | 0 | 4.358e-09 | 1.14e-07 | -1.0345e-07 | -2.0695e-09 | -6.0875e-08 | 4.8042e-08 | 5.0071e-09 | -1.76e-07 | -1.7674e-07 | -2.6073e-09 | 8.573e-08 | 9.0755e-08 | 0 | 0 | 0 | 0 | 0 | 0 | 0.87582 | 0.9 | 0.87461 | 0.87582 | 0.9 | 0.87461 | -41.3805 | -147.2637 | 149.4633 | -41.3805 | -147.2637 | 149.4633
Line3_1_5 | 0 | 0 | 0 | 0 | 0 | 0 | 0 | 0 | 0 | 0 | 0 | 0 | 4.358e-09 | 1.14e-07 | -1.0345e-07 | -2.0695e-09 | -6.0875e-08 | 4.8042e-08 | 5.0071e-09 | -1.76e-07 | -1.7674e-07 | -2.6073e-09 | 8.573e-08 | 9.0755e-08 | 0 | 0 | 0 | 0 | 0 | 0 | 0.87582 | 0.9 | 0.87461 | 0.87582 | 0.9 | 0.87461 | -41.3805 | -147.2637 | 149.4633 | -41.3805 | -147.2637 | 149.4633
Line4_2_6 | 1.51e-06 | 1.5101e-06 | 1.5101e-06 | 1.2086e-06 | 1.2087e-06 | 1.2087e-06 | 3.4871e-07 | 3.4874e-07 | 3.4874e-07 | 2.7912e-07 | 2.7914e-07 | 2.7914e-07 | 1.0895e-08 | 2.85e-07 | -2.5863e-07 | -8.6064e-09 | -2.3187e-07 | 2.0322e-07 | 1.2518e-08 | -4.4001e-07 | -4.4186e-07 | -1.0118e-08 | 3.4974e-07 | 3.5587e-07 | 0 | 0 | 0 | 89.0046 | 89.1921 | 89.1921 | 0.87582 | 0.9 | 0.87461 | 0.87582 | 0.9 | 0.87461 | -41.3805 | -147.2637 | 149.4633 | -41.3804 | -147.2638 | 149.4633
Line5_6_7 | 1.208e-06 | 1.2081e-06 | 1.2081e-06 | 0 | 0 | 0 | 2.7897e-07 | 2.7899e-07 | 2.7899e-07 | 0 | 0 | 0 | 8.716e-09 | 2.28e-07 | -2.0691e-07 | -6.4274e-09 | -1.7487e-07 | 1.515e-07 | 1.0014e-08 | -3.5201e-07 | -3.5349e-07 | -7.6144e-09 | 2.6173e-07 | 2.675e-07 | 0 | 0 | 0 | 0 | 0 | 0 | 0.87582 | 0.9 | 0.87461 | 0.87582 | 0.9 | 0.87461 | -41.3804 | -147.2638 | 149.4633 | -41.3804 | -147.2638 | 149.4633
Line6_7_8 | 0 | 0 | 0 | 0 | 0 | 0 | 0 | 0 | 0 | 0 | 0 | 0 | 6.537e-09 | 1.71e-07 | -1.5518e-07 | -4.2484e-09 | -1.1787e-07 | 9.9769e-08 | 7.5105e-09 | -2.6401e-07 | -2.6512e-07 | -5.1108e-09 | 1.7373e-07 | 1.7913e-07 | 0 | 0 | 0 | 0 | 0 | 0 | 0.87582 | 0.9 | 0.87461 | 0.87582 | 0.9 | 0.87461 | -41.3804 | -147.2638 | 149.4633 | -41.3804 | -147.2638 | 149.4633
Line7_8_9 | 0 | 0 | 0 | 0 | 0 | 0 | 0 | 0 | 0 | 0 | 0 | 0 | 2.179e-09 | 5.6999e-08 | -5.1727e-08 | 1.0953e-10 | -3.8761e-09 | -3.6847e-09 | 2.5035e-09 | -8.8002e-08 | -8.8372e-08 | -1.0382e-10 | -2.2724e-09 | 2.383e-09 | 0 | 0 | 0 | 0 | 0 | 0 | 0.87582 | 0.9 | 0.87461 | 0.87582 | 0.9 | 0.87461 | -41.3804 | -147.2638 | 149.4633 | -41.3804 | -147.2638 | 149.4633
Line8_8_10 | 0 | 0 | 0 | 0 | 0 | 0 | 0 | 0 | 0 | 0 | 0 | 0 | 2.179e-09 | 5.6999e-08 | -5.1727e-08 | 1.0953e-10 | -3.8761e-09 | -3.6847e-09 | 2.5035e-09 | -8.8002e-08 | -8.8372e-08 | -1.0382e-10 | -2.2724e-09 | 2.383e-09 | 0 | 0 | 0 | 0 | 0 | 0 | 0.87582 | 0.9 | 0.87461 | 0.87582 | 0.9 | 0.87461 | -41.3804 | -147.2638 | 149.4633 | -41.3804 | -147.2638 | 149.4633
Line9_3_11 | 2.1288e-06 | 2.1331e-06 | 2.1331e-06 | 1.8249e-06 | 1.8292e-06 | 1.8292e-06 | 4.9162e-07 | 4.9261e-07 | 4.9261e-07 | 4.2145e-07 | 4.2243e-07 | 4.2243e-07 | 1.8358e-20 | 4.1003e-07 | -3.5784e-07 | 3.4559e-14 | -3.5529e-07 | 3.031e-07 | -7.0081e-20 | -6.1511e-07 | -6.2317e-07 | 3.605e-14 | 5.25e-07 | 5.3652e-07 | 0 | 0 | 0 | 88.6719 | 88.9976 | 88.9976 | 0.86641 | 0.9 | 0.84221 | 0.86641 | 0.9 | 0.84221 | 0 | -146.9142 | 149.5336 | 0 | -146.9142 | 149.5336

## LG_min_fault_6
name | pf_ikss_a_from_ka | pf_ikss_b_from_ka | pf_ikss_c_from_ka | pf_ikss_a_to_ka | pf_ikss_b_to_ka | pf_ikss_c_to_ka | pf_skss_a_from_mw | pf_skss_b_from_mw | pf_skss_c_from_mw | pf_skss_a_to_mw | pf_skss_b_to_mw | pf_skss_c_to_mw | pf_p_a_from_mw | pf_p_b_from_mw | pf_p_c_from_mw | pf_p_a_to_mw | pf_p_b_to_mw | pf_p_c_to_mw | pf_q_a_from_mvar | pf_q_b_from_mvar | pf_q_c_from_mvar | pf_q_a_to_mvar | pf_q_b_to_mvar | pf_q_c_to_mvar | pf_ikss_a_from_degree | pf_ikss_b_from_degree | pf_ikss_c_from_degree | pf_ikss_a_to_degree | pf_ikss_b_to_degree | pf_ikss_c_to_degree | pf_vm_a_from_pu | pf_vm_b_from_pu | pf_vm_c_from_pu | pf_vm_a_to_pu | pf_vm_b_to_pu | pf_vm_c_to_pu | pf_va_a_from_degree | pf_va_b_from_degree | pf_va_c_from_degree | pf_va_a_to_degree | pf_va_b_to_degree | pf_va_c_to_degree
Line0_1_2 | 0 | 0 | 0 | 0 | 0 | 0 | 0 | 0 | 0 | 0 | 0 | 0 | 1.596e-08 | 8.5081e-09 | -2.4341e-08 | -1.3172e-08 | -7.2684e-09 | 2.0314e-08 | 1.7601e-08 | -2.4621e-08 | 3.0072e-09 | -1.4794e-08 | 2.0465e-08 | -2.3333e-09 | 0 | 0 | 0 | 0 | 0 | 0 | 0.94822 | 0.95 | 0.94933 | 0.94822 | 0.95 | 0.94933 | -2.2848 | -120.8711 | 123.0232 | -2.2848 | -120.8711 | 123.0232
Line10_11_12 | 0 | 0 | 0 | 0 | 0 | 0 | 0 | 0 | 0 | 0 | 0 | 0 | 1.5855e-08 | 8.7704e-09 | -2.457e-08 | -1.3075e-08 | -7.4859e-09 | 2.0506e-08 | 1.7814e-08 | -2.4769e-08 | 2.8718e-09 | -1.4971e-08 | 2.0589e-08 | -2.2222e-09 | 0 | 0 | 0 | 0 | 0 | 0 | 0.94646 | 0.95 | 0.94753 | 0.94646 | 0.95 | 0.94753 | -2.2886 | -120.8415 | 122.9932 | -2.2886 | -120.8415 | 122.9932
Line11_12_13 | 0 | 0 | 0 | 0 | 0 | 0 | 0 | 0 | 0 | 0 | 0 | 0 | 1.3213e-08 | 7.3086e-09 | -2.0475e-08 | -1.0433e-08 | -6.0241e-09 | 1.6411e-08 | 1.4845e-08 | -2.0641e-08 | 2.3932e-09 | -1.2002e-08 | 1.6461e-08 | -1.7436e-09 | 0 | 0 | 0 | 0 | 0 | 0 | 0.94646 | 0.95 | 0.94753 | 0.94646 | 0.95 | 0.94753 | -2.2886 | -120.8415 | 122.9932 | -2.2886 | -120.8415 | 122.9932
Line12_13_15 | 0 | 0 | 0 | 0 | 0 | 0 | 0 | 0 | 0 | 0 | 0 | 0 | 7.9276e-09 | 4.3852e-09 | -1.2285e-08 | -5.1475e-09 | -3.1007e-09 | 8.2205e-09 | 8.9071e-09 | -1.2384e-08 | 1.4359e-09 | -6.0644e-09 | 8.2051e-09 | -7.8632e-10 | 0 | 0 | 0 | 0 | 0 | 0 | 0.94646 | 0.95 | 0.94753 | 0.94646 | 0.95 | 0.94753 | -2.2886 | -120.8415 | 122.9932 | -2.2886 | -120.8415 | 122.9932
Line13_13_14 | 0 | 0 | 0 | 0 | 0 | 0 | 0 | 0 | 0 | 0 | 0 | 0 | 2.6425e-09 | 1.4617e-09 | -4.095e-09 | 1.3759e-10 | -1.7723e-10 | 3.0418e-11 | 2.969e-09 | -4.1281e-09 | 4.7864e-10 | -1.2629e-10 | -5.1074e-11 | 1.7096e-10 | 0 | 0 | 0 | 0 | 0 | 0 | 0.94646 | 0.95 | 0.94753 | 0.94646 | 0.95 | 0.94753 | -2.2886 | -120.8415 | 122.9932 | -2.2886 | -120.8415 | 122.9932
Line14_15_16 | 0 | 0 | 0 | 0 | 0 | 0 | 0 | 0 | 0 | 0 | 0 | 0 | 5.2851e-09 | 2.9235e-09 | -8.1901e-09 | -2.505e-09 | -1.639e-09 | 4.1255e-09 | 5.9381e-09 | -8.2562e-09 | 9.5727e-10 | -3.0953e-09 | 4.077e-09 | -3.0768e-10 | 0 | 0 | 0 | 0 | 0 | 0 | 0.94646 | 0.95 | 0.94753 | 0.94646 | 0.95 | 0.94753 | -2.2886 | -120.8415 | 122.9932 | -2.2886 | -120.8415 | 122.9932
Line15_16_17 | 0 | 0 | 0 | 0 | 0 | 0 | 0 | 0 | 0 | 0 | 0 | 0 | 2.6425e-09 | 1.4617e-09 | -4.095e-09 | 1.3759e-10 | -1.7723e-10 | 3.0418e-11 | 2.969e-09 | -4.1281e-09 | 4.7864e-10 | -1.2629e-10 | -5.1074e-11 | 1.7096e-10 | 0 | 0 | 0 | 0 | 0 | 0 | 0.94646 | 0.95 | 0.94753 | 0.94646 | 0.95 | 0.94753 | -2.2886 | -120.8415 | 122.9932 | -2.2886 | -120.8415 | 122.9932
Line16_4_18 | 0 | 0 | 0 | 0 | 0 | 0 | 0 | 0 | 0 | 0 | 0 | 0 | 2.66e-09 | 1.418e-09 | -4.0569e-09 | 1.2814e-10 | -1.7838e-10 | 2.9191e-11 | 2.9334e-09 | -4.1036e-09 | 5.012e-10 | -1.2649e-10 | -5.2884e-11 | 1.7273e-10 | 0 | 0 | 0 | 0 | 0 | 0 | 0.94822 | 0.95 | 0.94933 | 0.94822 | 0.95 | 0.94933 | -2.2848 | -120.8711 | 123.0232 | -2.2848 | -120.8711 | 123.0232
Line17_5_19 | 0 | 0 | 0 | 0 | 0 | 0 | 0 | 0 | 0 | 0 | 0 | 0 | 2.66e-09 | 1.418e-09 | -4.0569e-09 | 1.2814e-10 | -1.7838e-10 | 2.9191e-11 | 2.9334e-09 | -4.1036e-09 | 5.012e-10 | -1.2649e-10 | -5.2884e-11 | 1.7273e-10 | 0 | 0 | 0 | 0 | 0 | 0 | 0.94822 | 0.95 | 0.94933 | 0.94822 | 0.95 | 0.94933 | -2.2848 | -120.8711 | 123.0232 | -2.2848 | -120.8711 | 123.0232
Line1_1_3 | 0.029652 | 0 | 0 | 0.029652 | 0 | 0 | 0.0068479 | 0 | 0 | 0.0068479 | 0 | 0 | 0.0044104 | 1.1659e-08 | -3.2755e-08 | -0.0043963 | -1.0409e-08 | 2.8696e-08 | 0.004411 | -3.3028e-08 | 3.8264e-09 | -0.0043963 | 2.8846e-08 | -3.1795e-09 | -47.2886 | 0 | 0 | 132.7113 | 0 | 0 | 0.94822 | 0.95 | 0.94933 | 0.94646 | 0.95 | 0.94753 | -2.2848 | -120.8711 | 123.0232 | -2.2886 | -120.8415 | 122.9932
Line2_1_4 | 0 | 0 | 0 | 0 | 0 | 0 | 0 | 0 | 0 | 0 | 0 | 0 | 5.3199e-09 | 2.836e-09 | -8.1138e-09 | -2.5318e-09 | -1.5964e-09 | 4.0861e-09 | 5.8669e-09 | -8.2071e-09 | 1.0024e-09 | -3.0599e-09 | 4.0507e-09 | -3.2848e-10 | 0 | 0 | 0 | 0 | 0 | 0 | 0.94822 | 0.95 | 0.94933 | 0.94822 | 0.95 | 0.94933 | -2.2848 | -120.8711 | 123.0232 | -2.2848 | -120.8711 | 123.0232
Line3_1_5 | 0 | 0 | 0 | 0 | 0 | 0 | 0 | 0 | 0 | 0 | 0 | 0 | 5.3199e-09 | 2.836e-09 | -8.1138e-09 | -2.5318e-09 | -1.5964e-09 | 4.0861e-09 | 5.8669e-09 | -8.2071e-09 | 1.0024e-09 | -3.0599e-09 | 4.0507e-09 | -3.2848e-10 | 0 | 0 | 0 | 0 | 0 | 0 | 0.94822 | 0.95 | 0.94933 | 0.94822 | 0.95 | 0.94933 | -2.2848 | -120.8711 | 123.0232 | -2.2848 | -120.8711 | 123.0232
Line4_2_6 | 0 | 0 | 0 | 0 | 0 | 0 | 0 | 0 | 0 | 0 | 0 | 0 | 1.33e-08 | 7.0901e-09 | -2.0285e-08 | -1.0512e-08 | -5.8504e-09 | 1.6257e-08 | 1.4667e-08 | -2.0518e-08 | 2.506e-09 | -1.186e-08 | 1.6361e-08 | -1.8321e-09 | 0 | 0 | 0 | 0 | 0 | 0 | 0.94822 | 0.95 | 0.94933 | 0.94822 | 0.95 | 0.94933 | -2.2848 | -120.8711 | 123.0232 | -2.2848 | -120.8711 | 123.0232
Line5_6_7 | 0 | 0 | 0 | 0 | 0 | 0 | 0 | 0 | 0 | 0 | 0 | 0 | 1.064e-08 | 5.672e-09 | -1.6228e-08 | -7.8517e-09 | -4.4324e-09 | 1.22e-08 | 1.1734e-08 | -1.6414e-08 | 2.0048e-09 | -8.9268e-09 | 1.2258e-08 | -1.3309e-09 | 0 | 0 | 0 | 0 | 0 | 0 | 0.94822 | 0.95 | 0.94933 | 0.94822 | 0.95 | 0.94933 | -2.2848 | -120.8711 | 123.0232 | -2.2848 | -120.8711 | 123.0232
Line6_7_8 | 0 | 0 | 0 | 0 | 0 | 0 | 0 | 0 | 0 | 0 | 0 | 0 | 7.9799e-09 | 4.254e-09 | -1.2171e-08 | -5.1918e-09 | -3.0144e-09 | 8.143e-09 | 8.8003e-09 | -1.2311e-08 | 1.5036e-09 | -5.9934e-09 | 8.1542e-09 | -8.2968e-10 | 0 | 0 | 0 | 0 | 0 | 0 | 0.94822 | 0.95 | 0.94933 | 0.94822 | 0.95 | 0.94933 | -2.2848 | -120.8711 | 123.0232 | -2.2848 | -120.8711 | 123.0232
Line7_8_9 | 0 | 0 | 0 | 0 | 0 | 0 | 0 | 0 | 0 | 0 | 0 | 0 | 2.66e-09 | 1.418e-09 | -4.0569e-09 | 1.2814e-10 | -1.7838e-10 | 2.9191e-11 | 2.9334e-09 | -4.1036e-09 | 5.012e-10 | -1.2649e-10 | -5.2884e-11 | 1.7273e-10 | 0 | 0 | 0 | 0 | 0 | 0 | 0.94822 | 0.95 | 0.94933 | 0.94822 | 0.95 | 0.94933 | -2.2848 | -120.8711 | 123.0232 | -2.2848 | -120.8711 | 123.0232
Line8_8_10 | 0 | 0 | 0 | 0 | 0 | 0 | 0 | 0 | 0 | 0 | 0 | 0 | 2.66e-09 | 1.418e-09 | -4.0569e-09 | 1.2814e-10 | -1.7838e-10 | 2.9191e-11 | 2.9334e-09 | -4.1036e-09 | 5.012e-10 | -1.2649e-10 | -5.2884e-11 | 1.7273e-10 | 0 | 0 | 0 | 0 | 0 | 0 | 0.94822 | 0.95 | 0.94933 | 0.94822 | 0.95 | 0.94933 | -2.2848 | -120.8711 | 123.0232 | -2.2848 | -120.8711 | 123.0232
Line9_3_11 | 0 | 0 | 0 | 0 | 0 | 0 | 0 | 0 | 0 | 0 | 0 | 0 | 1.8498e-08 | 1.0232e-08 | -2.8665e-08 | -1.5718e-08 | -8.9476e-09 | 2.4601e-08 | 2.0783e-08 | -2.8897e-08 | 3.3505e-09 | -1.7941e-08 | 2.4718e-08 | -2.7009e-09 | 0 | 0 | 0 | 0 | 0 | 0 | 0.94646 | 0.95 | 0.94753 | 0.94646 | 0.95 | 0.94753 | -2.2886 | -120.8415 | 122.9932 | -2.2886 | -120.8415 | 122.9932

## LG_min_fault_10
name | pf_ikss_a_from_ka | pf_ikss_b_from_ka | pf_ikss_c_from_ka | pf_ikss_a_to_ka | pf_ikss_b_to_ka | pf_ikss_c_to_ka | pf_skss_a_from_mw | pf_skss_b_from_mw | pf_skss_c_from_mw | pf_skss_a_to_mw | pf_skss_b_to_mw | pf_skss_c_to_mw | pf_p_a_from_mw | pf_p_b_from_mw | pf_p_c_from_mw | pf_p_a_to_mw | pf_p_b_to_mw | pf_p_c_to_mw | pf_q_a_from_mvar | pf_q_b_from_mvar | pf_q_c_from_mvar | pf_q_a_to_mvar | pf_q_b_to_mvar | pf_q_c_to_mvar | pf_ikss_a_from_degree | pf_ikss_b_from_degree | pf_ikss_c_from_degree | pf_ikss_a_to_degree | pf_ikss_b_to_degree | pf_ikss_c_to_degree | pf_vm_a_from_pu | pf_vm_b_from_pu | pf_vm_c_from_pu | pf_vm_a_to_pu | pf_vm_b_to_pu | pf_vm_c_to_pu | pf_va_a_from_degree | pf_va_b_from_degree | pf_va_c_from_degree | pf_va_a_to_degree | pf_va_b_to_degree | pf_va_c_to_degree
Line0_1_2 | 0 | 0 | 0 | 0 | 0 | 0 | 0 | 0 | 0 | 0 | 0 | 0 | 1.4324e-08 | 7.6361e-09 | -2.1847e-08 | -1.1822e-08 | -6.5235e-09 | 1.8232e-08 | 1.5797e-08 | -2.2098e-08 | 2.699e-09 | -1.3277e-08 | 1.8367e-08 | -2.0941e-09 | 0 | 0 | 0 | 0 | 0 | 0 | 0.89832 | 0.9 | 0.89936 | 0.89832 | 0.9 | 0.89936 | -2.2848 | -120.8711 | 123.0232 | -2.2848 | -120.8711 | 123.0232
Line10_11_12 | 0 | 0 | 0 | 0 | 0 | 0 | 0 | 0 | 0 | 0 | 0 | 0 | 1.423e-08 | 7.8715e-09 | -2.2052e-08 | -1.1735e-08 | -6.7186e-09 | 1.8404e-08 | 1.5988e-08 | -2.223e-08 | 2.5775e-09 | -1.3437e-08 | 1.8479e-08 | -1.9945e-09 | 0 | 0 | 0 | 0 | 0 | 0 | 0.89665 | 0.9 | 0.89766 | 0.89665 | 0.9 | 0.89766 | -2.2886 | -120.8415 | 122.9932 | -2.2886 | -120.8415 | 122.9932
Line11_12_13 | 0 | 0 | 0 | 0 | 0 | 0 | 0 | 0 | 0 | 0 | 0 | 0 | 1.1858e-08 | 6.5596e-09 | -1.8377e-08 | -9.3633e-09 | -5.4067e-09 | 1.4729e-08 | 1.3324e-08 | -1.8525e-08 | 2.1479e-09 | -1.0772e-08 | 1.4774e-08 | -1.5649e-09 | 0 | 0 | 0 | 0 | 0 | 0 | 0.89665 | 0.9 | 0.89766 | 0.89665 | 0.9 | 0.89766 | -2.2886 | -120.8415 | 122.9932 | -2.2886 | -120.8415 | 122.9932
Line12_13_15 | 0 | 0 | 0 | 0 | 0 | 0 | 0 | 0 | 0 | 0 | 0 | 0 | 7.1151e-09 | 3.9357e-09 | -1.1026e-08 | -4.6199e-09 | -2.7829e-09 | 7.378e-09 | 7.9942e-09 | -1.1115e-08 | 1.2887e-09 | -5.4428e-09 | 7.3642e-09 | -7.0572e-10 | 0 | 0 | 0 | 0 | 0 | 0 | 0.89665 | 0.9 | 0.89766 | 0.89665 | 0.9 | 0.89766 | -2.2886 | -120.8415 | 122.9932 | -2.2886 | -120.8415 | 122.9932
Line13_13_14 | 0 | 0 | 0 | 0 | 0 | 0 | 0 | 0 | 0 | 0 | 0 | 0 | 2.3717e-09 | 1.3119e-09 | -3.6753e-09 | 1.2348e-10 | -1.5906e-10 | 2.73e-11 | 2.6647e-09 | -3.705e-09 | 4.2958e-10 | -1.1335e-10 | -4.584e-11 | 1.5344e-10 | 0 | 0 | 0 | 0 | 0 | 0 | 0.89665 | 0.9 | 0.89766 | 0.89665 | 0.9 | 0.89766 | -2.2886 | -120.8415 | 122.9932 | -2.2886 | -120.8415 | 122.9932
Line14_15_16 | 0 | 0 | 0 | 0 | 0 | 0 | 0 | 0 | 0 | 0 | 0 | 0 | 4.7434e-09 | 2.6238e-09 | -7.3507e-09 | -2.2482e-09 | -1.471e-09 | 3.7026e-09 | 5.3295e-09 | -7.41e-09 | 8.5916e-10 | -2.7781e-09 | 3.6592e-09 | -2.7614e-10 | 0 | 0 | 0 | 0 | 0 | 0 | 0.89665 | 0.9 | 0.89766 | 0.89665 | 0.9 | 0.89766 | -2.2886 | -120.8415 | 122.9932 | -2.2886 | -120.8415 | 122.9932
Line15_16_17 | 0 | 0 | 0 | 0 | 0 | 0 | 0 | 0 | 0 | 0 | 0 | 0 | 2.3717e-09 | 1.3119e-09 | -3.6753e-09 | 1.2348e-10 | -1.5906e-10 | 2.73e-11 | 2.6647e-09 | -3.705e-09 | 4.2958e-10 | -1.1335e-10 | -4.584e-11 | 1.5344e-10 | 0 | 0 | 0 | 0 | 0 | 0 | 0.89665 | 0.9 | 0.89766 | 0.89665 | 0.9 | 0.89766 | -2.2886 | -120.8415 | 122.9932 | -2.2886 | -120.8415 | 122.9932
Line16_4_18 | 0 | 0 | 0 | 0 | 0 | 0 | 0 | 0 | 0 | 0 | 0 | 0 | 2.3873e-09 | 1.2727e-09 | -3.6411e-09 | 1.15e-10 | -1.601e-10 | 2.6199e-11 | 2.6328e-09 | -3.683e-09 | 4.4983e-10 | -1.1353e-10 | -4.7464e-11 | 1.5502e-10 | 0 | 0 | 0 | 0 | 0 | 0 | 0.89832 | 0.9 | 0.89936 | 0.89832 | 0.9 | 0.89936 | -2.2848 | -120.8711 | 123.0232 | -2.2848 | -120.8711 | 123.0232
Line17_5_19 | 0 | 0 | 0 | 0 | 0 | 0 | 0 | 0 | 0 | 0 | 0 | 0 | 2.3873e-09 | 1.2727e-09 | -3.6411e-09 | 1.15e-10 | -1.601e-10 | 2.6199e-11 | 2.6328e-09 | -3.683e-09 | 4.4983e-10 | -1.1353e-10 | -4.7464e-11 | 1.5502e-10 | 0 | 0 | 0 | 0 | 0 | 0 | 0.89832 | 0.9 | 0.89936 | 0.89832 | 0.9 | 0.89936 | -2.2848 | -120.8711 | 123.0232 | -2.2848 | -120.8711 | 123.0232
Line1_1_3 | 0.028092 | 0 | 0 | 0.028092 | 0 | 0 | 0.0064875 | 0 | 0 | 0.0064875 | 0 | 0 | 0.0039584 | 1.0464e-08 | -2.9397e-08 | -0.0039457 | -9.3424e-09 | 2.5755e-08 | 0.0039589 | -2.9643e-08 | 3.4343e-09 | -0.0039457 | 2.5889e-08 | -2.8536e-09 | -47.2886 | 0 | 0 | 132.7113 | 0 | 0 | 0.89832 | 0.9 | 0.89936 | 0.89665 | 0.9 | 0.89766 | -2.2848 | -120.8711 | 123.0232 | -2.2886 | -120.8415 | 122.9932
Line2_1_4 | 0 | 0 | 0 | 0 | 0 | 0 | 0 | 0 | 0 | 0 | 0 | 0 | 4.7747e-09 | 2.5453e-09 | -7.2822e-09 | -2.2723e-09 | -1.4328e-09 | 3.6673e-09 | 5.2656e-09 | -7.3659e-09 | 8.9967e-10 | -2.7463e-09 | 3.6355e-09 | -2.9481e-10 | 0 | 0 | 0 | 0 | 0 | 0 | 0.89832 | 0.9 | 0.89936 | 0.89832 | 0.9 | 0.89936 | -2.2848 | -120.8711 | 123.0232 | -2.2848 | -120.8711 | 123.0232
Line3_1_5 | 0 | 0 | 0 | 0 | 0 | 0 | 0 | 0 | 0 | 0 | 0 | 0 | 4.7747e-09 | 2.5453e-09 | -7.2822e-09 | -2.2723e-09 | -1.4328e-09 | 3.6673e-09 | 5.2656e-09 | -7.3659e-09 | 8.9967e-10 | -2.7463e-09 | 3.6355e-09 | -2.9481e-10 | 0 | 0 | 0 | 0 | 0 | 0 | 0.89832 | 0.9 | 0.89936 | 0.89832 | 0.9 | 0.89936 | -2.2848 | -120.8711 | 123.0232 | -2.2848 | -120.8711 | 123.0232
Line4_2_6 | 0 | 0 | 0 | 0 | 0 | 0 | 0 | 0 | 0 | 0 | 0 | 0 | 1.1937e-08 | 6.3634e-09 | -1.8206e-08 | -9.4343e-09 | -5.2508e-09 | 1.4591e-08 | 1.3164e-08 | -1.8415e-08 | 2.2492e-09 | -1.0645e-08 | 1.4684e-08 | -1.6443e-09 | 0 | 0 | 0 | 0 | 0 | 0 | 0.89832 | 0.9 | 0.89936 | 0.89832 | 0.9 | 0.89936 | -2.2848 | -120.8711 | 123.0232 | -2.2848 | -120.8711 | 123.0232
Line5_6_7 | 0 | 0 | 0 | 0 | 0 | 0 | 0 | 0 | 0 | 0 | 0 | 0 | 9.5493e-09 | 5.0907e-09 | -1.4564e-08 | -7.047e-09 | -3.9781e-09 | 1.095e-08 | 1.0531e-08 | -1.4732e-08 | 1.7993e-09 | -8.0119e-09 | 1.1001e-08 | -1.1945e-09 | 0 | 0 | 0 | 0 | 0 | 0 | 0.89832 | 0.9 | 0.89936 | 0.89832 | 0.9 | 0.89936 | -2.2848 | -120.8711 | 123.0232 | -2.2848 | -120.8711 | 123.0232
Line6_7_8 | 0 | 0 | 0 | 0 | 0 | 0 | 0 | 0 | 0 | 0 | 0 | 0 | 7.162e-09 | 3.818e-09 | -1.0923e-08 | -4.6597e-09 | -2.7055e-09 | 7.3084e-09 | 7.8984e-09 | -1.1049e-08 | 1.3495e-09 | -5.3791e-09 | 7.3185e-09 | -7.4464e-10 | 0 | 0 | 0 | 0 | 0 | 0 | 0.89832 | 0.9 | 0.89936 | 0.89832 | 0.9 | 0.89936 | -2.2848 | -120.8711 | 123.0232 | -2.2848 | -120.8711 | 123.0232
Line7_8_9 | 0 | 0 | 0 | 0 | 0 | 0 | 0 | 0 | 0 | 0 | 0 | 0 | 2.3873e-09 | 1.2727e-09 | -3.6411e-09 | 1.15e-10 | -1.601e-10 | 2.6199e-11 | 2.6328e-09 | -3.683e-09 | 4.4983e-10 | -1.1353e-10 | -4.7464e-11 | 1.5502e-10 | 0 | 0 | 0 | 0 | 0 | 0 | 0.89832 | 0.9 | 0.89936 | 0.89832 | 0.9 | 0.89936 | -2.2848 | -120.8711 | 123.0232 | -2.2848 | -120.8711 | 123.0232
Line8_8_10 | 0 | 0 | 0 | 0 | 0 | 0 | 0 | 0 | 0 | 0 | 0 | 0 | 2.3873e-09 | 1.2727e-09 | -3.6411e-09 | 1.15e-10 | -1.601e-10 | 2.6199e-11 | 2.6328e-09 | -3.683e-09 | 4.4983e-10 | -1.1353e-10 | -4.7464e-11 | 1.5502e-10 | 0 | 0 | 0 | 0 | 0 | 0 | 0.89832 | 0.9 | 0.89936 | 0.89832 | 0.9 | 0.89936 | -2.2848 | -120.8711 | 123.0232 | -2.2848 | -120.8711 | 123.0232
Line9_3_11 | 0 | 0 | 0 | 0 | 0 | 0 | 0 | 0 | 0 | 0 | 0 | 0 | 1.6602e-08 | 9.1834e-09 | -2.5727e-08 | -1.4107e-08 | -8.0305e-09 | 2.2079e-08 | 1.8653e-08 | -2.5935e-08 | 3.0071e-09 | -1.6102e-08 | 2.2184e-08 | -2.424e-09 | 0 | 0 | 0 | 0 | 0 | 0 | 0.89665 | 0.9 | 0.89766 | 0.89665 | 0.9 | 0.89766 | -2.2886 | -120.8415 | 122.9932 | -2.2886 | -120.8415 | 122.9932

## LLG_max_6
name | pf_ikss_a_from_ka | pf_ikss_b_from_ka | pf_ikss_c_from_ka | pf_ikss_a_to_ka | pf_ikss_b_to_ka | pf_ikss_c_to_ka | pf_skss_a_from_mw | pf_skss_b_from_mw | pf_skss_c_from_mw | pf_skss_a_to_mw | pf_skss_b_to_mw | pf_skss_c_to_mw | pf_p_a_from_mw | pf_p_b_from_mw | pf_p_c_from_mw | pf_p_a_to_mw | pf_p_b_to_mw | pf_p_c_to_mw | pf_q_a_from_mvar | pf_q_b_from_mvar | pf_q_c_from_mvar | pf_q_a_to_mvar | pf_q_b_to_mvar | pf_q_c_to_mvar | pf_ikss_a_from_degree | pf_ikss_b_from_degree | pf_ikss_c_from_degree | pf_ikss_a_to_degree | pf_ikss_b_to_degree | pf_ikss_c_to_degree | pf_vm_a_from_pu | pf_vm_b_from_pu | pf_vm_c_from_pu | pf_vm_a_to_pu | pf_vm_b_to_pu | pf_vm_c_to_pu | pf_va_a_from_degree | pf_va_b_from_degree | pf_va_c_from_degree | pf_va_a_to_degree | pf_va_b_to_degree | pf_va_c_to_degree
Line0_1_2 | 1.1147e-06 | 1.1585e-06 | 1.0708e-06 | 0 | 0 | 0 | 2.5742e-07 | 2.6756e-07 | 2.4728e-07 | 0 | 0 | 0 | 1.4972e-08 | -1.1863e-07 | 1.1184e-07 | -1.5332e-08 | 9.9768e-08 | -9.262e-08 | -3.9918e-07 | 2.2486e-08 | -1.4539e-08 | 3.3267e-07 | -1.8209e-08 | 1.0988e-08 | 0 | 0 | 0 | 0 | 0 | 0 | 0.98556 | 0.52377 | 0.88816 | 0.98556 | 0.52377 | 0.88816 | 0.19125 | -102.2724 | 80.0351 | 0.19125 | -102.2724 | 80.0351
Line10_11_12 | 1.1242e-06 | 1.2102e-06 | 1.0371e-06 | 0 | 1.0233e-06 | 0 | 2.5963e-07 | 2.7949e-07 | 2.3951e-07 | 0 | 2.3632e-07 | 0 | 1.694e-08 | -8.6021e-15 | -5.3672e-15 | -1.694e-08 | 1.324e-14 | 7.9532e-15 | -4.0144e-07 | -1.7168e-14 | -1.0479e-14 | 3.3456e-07 | 2.6921e-14 | 1.5922e-14 | 0 | 0 | 0 | 0 | -92.556 | 0 | 0.89348 | 0 | 0.89348 | 0.89348 | 0 | 0.89348 | 0.26812 | 0 | 0 | 0.26812 | 0 | 0
Line11_12_13 | 0 | 1.0085e-06 | 0 | 0 | 0 | 0 | 0 | 2.3291e-07 | 0 | 0 | 0 | 0 | 1.4117e-08 | -1.3251e-14 | -8.2542e-15 | -1.4117e-08 | 1.4584e-14 | 8.6622e-15 | -3.3453e-07 | -2.6432e-14 | -1.6099e-14 | 2.6765e-07 | 2.9774e-14 | 1.7438e-14 | 0 | 0 | 0 | 0 | 0 | 0 | 0.89348 | 0 | 0.89348 | 0.89348 | 0 | 0.89348 | 0.26812 | 0 | 0 | 0.26811 | 0 | 0
Line12_13_15 | 0 | 0 | 0 | 0 | 0 | 0 | 0 | 0 | 0 | 0 | 0 | 0 | 8.47e-09 | -1.0949e-14 | -6.8068e-15 | -8.47e-09 | 8.4128e-15 | 4.746e-15 | -2.0072e-07 | -2.1826e-14 | -1.326e-14 | 1.3384e-07 | 1.7559e-14 | 9.8702e-15 | 0 | 0 | 0 | 0 | 0 | 0 | 0.89348 | 0 | 0.89348 | 0.89348 | 0 | 0.89348 | 0.26811 | 0 | 0 | 0.26811 | 0 | 0
Line13_13_14 | 0 | 0 | 0 | 0 | 0 | 0 | 0 | 0 | 0 | 0 | 0 | 0 | 2.8233e-09 | -3.6496e-15 | -2.2689e-15 | -2.8233e-09 | -1.4435e-17 | -4.2438e-16 | -6.6906e-08 | -7.2753e-15 | -4.42e-15 | 2.7881e-11 | 6.9544e-16 | -2.4753e-16 | 0 | 0 | 0 | 0 | 0 | 0 | 0.89348 | 0 | 0.89348 | 0.89348 | 0 | 0.89348 | 0.26811 | 0 | 0 | 0.26811 | 0 | 0
Line14_15_16 | 0 | 0 | 0 | 0 | 0 | 0 | 0 | 0 | 0 | 0 | 0 | 0 | 5.6467e-09 | -8.4292e-15 | -5.2211e-15 | -5.6466e-09 | 4.5452e-15 | 2.3026e-15 | -1.3381e-07 | -1.6783e-14 | -1.0148e-14 | 6.6934e-08 | 9.9108e-15 | 5.1566e-15 | 0 | 0 | 0 | 0 | 0 | 0 | 0.89348 | 0 | 0.89348 | 0.89348 | 0 | 0.89348 | 0.26811 | 0 | 0 | 0.26811 | 0 | 0
Line15_16_17 | 0 | 0 | 0 | 0 | 0 | 0 | 0 | 0 | 0 | 0 | 0 | 0 | 2.8233e-09 | -4.5625e-15 | -2.814e-15 | -2.8233e-09 | -1.7166e-17 | -5.2231e-16 | -6.6906e-08 | -9.0717e-15 | -5.4547e-15 | 2.7881e-11 | 8.6196e-16 | -3.035e-16 | 0 | 0 | 0 | 0 | 0 | 0 | 0.89348 | 0 | 0.89348 | 0.89348 | 0 | 0.89348 | 0.26811 | 0 | 0 | 0.26811 | 0 | 0
Line16_4_18 | 0 | 0 | 0 | 0 | 0 | 0 | 0 | 0 | 0 | 0 | 0 | 0 | 2.4953e-09 | -1.9772e-08 | 1.8641e-08 | -2.8552e-09 | 9.082e-10 | 5.8309e-10 | -6.653e-08 | 3.7476e-09 | -2.4232e-09 | 1.9944e-11 | 5.2904e-10 | -1.1279e-09 | 0 | 0 | 0 | 0 | 0 | 0 | 0.98556 | 0.52377 | 0.88816 | 0.98556 | 0.52377 | 0.88816 | 0.19125 | -102.2724 | 80.0351 | 0.19125 | -102.2724 | 80.0351
Line17_5_19 | 0 | 0 | 0 | 0 | 0 | 0 | 0 | 0 | 0 | 0 | 0 | 0 | 2.4953e-09 | -1.9772e-08 | 1.8641e-08 | -2.8552e-09 | 9.082e-10 | 5.8309e-10 | -6.653e-08 | 3.7476e-09 | -2.4232e-09 | 1.9944e-11 | 5.2904e-10 | -1.1279e-09 | 0 | 0 | 0 | 0 | 0 | 0 | 0.98556 | 0.52377 | 0.88816 | 0.98556 | 0.52377 | 0.88816 | 0.19125 | -102.2724 | 80.0351 | 0.19125 | -102.2724 | 80.0351
Line1_1_3 | 1.4982e-06 | 4.6496 | 4.7242 | 1.3121e-06 | 4.6496 | 4.7242 | 3.46e-07 | 1.0738 | 1.091 | 3.0301e-07 | 1.0738 | 1.091 | 2.1794e-08 | 0.21228 | 0.22695 | -2.2587e-08 | 1.8776e-13 | 3.4518e-14 | -5.3647e-07 | 0.43561 | 0.44284 | 4.6837e-07 | 1.0747e-15 | 3.1298e-14 | 0 | -166.2917 | 17.1691 | -92.4928 | 13.7083 | -162.8309 | 0.98556 | 0.52377 | 0.88816 | 0.89348 | 0 | 0.89348 | 0.19125 | -102.2724 | 80.0351 | 0.26812 | 0 | 0
Line2_1_4 | 0 | 0 | 0 | 0 | 0 | 0 | 0 | 0 | 0 | 0 | 0 | 0 | 4.9906e-09 | -3.9544e-08 | 3.7281e-08 | -5.3505e-09 | 2.068e-08 | -1.8057e-08 | -1.3306e-07 | 7.4952e-09 | -4.8465e-09 | 6.655e-08 | -3.2186e-09 | 1.2953e-09 | 0 | 0 | 0 | 0 | 0 | 0 | 0.98556 | 0.52377 | 0.88816 | 0.98556 | 0.52377 | 0.88816 | 0.19125 | -102.2724 | 80.0351 | 0.19125 | -102.2724 | 80.0351
Line3_1_5 | 0 | 0 | 0 | 0 | 0 | 0 | 0 | 0 | 0 | 0 | 0 | 0 | 4.9906e-09 | -3.9544e-08 | 3.7281e-08 | -5.3505e-09 | 2.068e-08 | -1.8057e-08 | -1.3306e-07 | 7.4952e-09 | -4.8465e-09 | 6.655e-08 | -3.2186e-09 | 1.2953e-09 | 0 | 0 | 0 | 0 | 0 | 0 | 0.98556 | 0.52377 | 0.88816 | 0.98556 | 0.52377 | 0.88816 | 0.19125 | -102.2724 | 80.0351 | 0.19125 | -102.2724 | 80.0351
Line4_2_6 | 0 | 0 | 0 | 0 | 0 | 0 | 0 | 0 | 0 | 0 | 0 | 0 | 1.2477e-08 | -9.886e-08 | 9.3203e-08 | -1.2836e-08 | 7.9996e-08 | -7.3979e-08 | -3.3265e-07 | 1.8738e-08 | -1.2116e-08 | 2.6614e-07 | -1.4461e-08 | 8.5651e-09 | 0 | 0 | 0 | 0 | 0 | 0 | 0.98556 | 0.52377 | 0.88816 | 0.98556 | 0.52377 | 0.88816 | 0.19125 | -102.2724 | 80.0351 | 0.19125 | -102.2724 | 80.0351
Line5_6_7 | 0 | 0 | 0 | 0 | 0 | 0 | 0 | 0 | 0 | 0 | 0 | 0 | 9.9812e-09 | -7.9088e-08 | 7.4562e-08 | -1.0341e-08 | 6.0224e-08 | -5.5339e-08 | -2.6612e-07 | 1.499e-08 | -9.693e-09 | 1.9961e-07 | -1.0714e-08 | 6.1418e-09 | 0 | 0 | 0 | 0 | 0 | 0 | 0.98556 | 0.52377 | 0.88816 | 0.98556 | 0.52377 | 0.88816 | 0.19125 | -102.2724 | 80.0351 | 0.19125 | -102.2724 | 80.0351
Line6_7_8 | 0 | 0 | 0 | 0 | 0 | 0 | 0 | 0 | 0 | 0 | 0 | 0 | 7.4859e-09 | -5.9316e-08 | 5.5922e-08 | -7.8458e-09 | 4.0452e-08 | -3.6698e-08 | -1.9959e-07 | 1.1243e-08 | -7.2697e-09 | 1.3308e-07 | -6.9661e-09 | 3.7186e-09 | 0 | 0 | 0 | 0 | 0 | 0 | 0.98556 | 0.52377 | 0.88816 | 0.98556 | 0.52377 | 0.88816 | 0.19125 | -102.2724 | 80.0351 | 0.19125 | -102.2724 | 80.0351
Line7_8_9 | 0 | 0 | 0 | 0 | 0 | 0 | 0 | 0 | 0 | 0 | 0 | 0 | 2.4953e-09 | -1.9772e-08 | 1.8641e-08 | -2.8552e-09 | 9.082e-10 | 5.8309e-10 | -6.653e-08 | 3.7476e-09 | -2.4232e-09 | 1.9943e-11 | 5.2904e-10 | -1.1279e-09 | 0 | 0 | 0 | 0 | 0 | 0 | 0.98556 | 0.52377 | 0.88816 | 0.98556 | 0.52377 | 0.88816 | 0.19125 | -102.2724 | 80.0351 | 0.19125 | -102.2724 | 80.0351
Line8_8_10 | 0 | 0 | 0 | 0 | 0 | 0 | 0 | 0 | 0 | 0 | 0 | 0 | 2.4953e-09 | -1.9772e-08 | 1.8641e-08 | -2.8552e-09 | 9.082e-10 | 5.8309e-10 | -6.653e-08 | 3.7476e-09 | -2.4232e-09 | 1.9942e-11 | 5.2904e-10 | -1.1279e-09 | 0 | 0 | 0 | 0 | 0 | 0 | 0.98556 | 0.52377 | 0.88816 | 0.98556 | 0.52377 | 0.88816 | 0.19125 | -102.2724 | 80.0351 | 0.19125 | -102.2724 | 80.0351
Line9_3_11 | 1.3116e-06 | 1.4119e-06 | 1.21e-06 | 1.1247e-06 | 1.225e-06 | 1.0231e-06 | 3.0291e-07 | 3.2607e-07 | 2.7943e-07 | 2.5973e-07 | 2.829e-07 | 2.3627e-07 | 1.9763e-08 | 1.5865e-20 | -1.0521e-20 | -1.9763e-08 | 8.5962e-15 | 5.204e-15 | -4.6834e-07 | -5.4766e-20 | 5.6316e-21 | 4.0147e-07 | 1.7433e-14 | 1.0383e-14 | 0 | 0 | 0 | -92.5502 | -92.4842 | -92.9748 | 0.89348 | 0 | 0.89348 | 0.89348 | 0 | 0.89348 | 0.26812 | 0 | 0 | 0.26812 | 0 | 0

## LLG_max_10
name | pf_ikss_a_from_ka | pf_ikss_b_from_ka | pf_ikss_c_from_ka | pf_ikss_a_to_ka | pf_ikss_b_to_ka | pf_ikss_c_to_ka | pf_skss_a_from_mw | pf_skss_b_from_mw | pf_skss_c_from_mw | pf_skss_a_to_mw | pf_skss_b_to_mw | pf_skss_c_to_mw | pf_p_a_from_mw | pf_p_b_from_mw | pf_p_c_from_mw | pf_p_a_to_mw | pf_p_b_to_mw | pf_p_c_to_mw | pf_q_a_from_mvar | pf_q_b_from_mvar | pf_q_c_from_mvar | pf_q_a_to_mvar | pf_q_b_to_mvar | pf_q_c_to_mvar | pf_ikss_a_from_degree | pf_ikss_b_from_degree | pf_ikss_c_from_degree | pf_ikss_a_to_degree | pf_ikss_b_to_degree | pf_ikss_c_to_degree | pf_vm_a_from_pu | pf_vm_b_from_pu | pf_vm_c_from_pu | pf_vm_a_to_pu | pf_vm_b_to_pu | pf_vm_c_to_pu | pf_va_a_from_degree | pf_va_b_from_degree | pf_va_c_from_degree | pf_va_a_to_degree | pf_va_b_to_degree | pf_va_c_to_degree
Line0_1_2 | 1.1672e-06 | 1.2143e-06 | 1.1201e-06 | 0 | 1.0201e-06 | 0 | 2.6956e-07 | 2.8043e-07 | 2.5869e-07 | 0 | 2.3558e-07 | 0 | 1.6402e-08 | -1.2707e-07 | 1.1963e-07 | -1.6796e-08 | 1.0688e-07 | -9.9051e-08 | -4.3772e-07 | 2.4738e-08 | -1.6028e-08 | 3.6479e-07 | -2.0057e-08 | 1.2143e-08 | 0 | 0 | 0 | 0 | -91.9275 | 0 | 1.0303 | 0.53578 | 0.92825 | 1.0303 | 0.53578 | 0.92825 | 0.19286 | -102.5552 | 79.8088 | 0.19286 | -102.5552 | 79.8088
Line10_11_12 | 1.1773e-06 | 1.2673e-06 | 1.086e-06 | 0 | 1.0716e-06 | 0 | 2.7188e-07 | 2.9268e-07 | 2.508e-07 | 0 | 2.4747e-07 | 0 | 1.8559e-08 | -9.4338e-15 | -5.885e-15 | -1.8559e-08 | 1.4521e-14 | 8.7204e-15 | -4.402e-07 | -1.8827e-14 | -1.1489e-14 | 3.6686e-07 | 2.9523e-14 | 1.7457e-14 | 0 | 0 | 0 | 0 | -92.5557 | 0 | 0.93562 | 0 | 0.93562 | 0.93562 | 0 | 0.93562 | 0.26966 | 0 | 0 | 0.26966 | 0 | 0
Line11_12_13 | 0 | 1.0561e-06 | 0 | 0 | 0 | 0 | 0 | 2.439e-07 | 0 | 0 | 0 | 0 | 1.5465e-08 | -1.4532e-14 | -9.0506e-15 | -1.5465e-08 | 1.5994e-14 | 9.4978e-15 | -3.6683e-07 | -2.8987e-14 | -1.7651e-14 | 2.935e-07 | 3.2652e-14 | 1.9119e-14 | 0 | 0 | 0 | 0 | 0 | 0 | 0.93562 | 0 | 0.93562 | 0.93562 | 0 | 0.93562 | 0.26966 | 0 | 0 | 0.26966 | 0 | 0
Line12_13_15 | 0 | 0 | 0 | 0 | 0 | 0 | 0 | 0 | 0 | 0 | 0 | 0 | 9.2793e-09 | -1.2007e-14 | -7.4635e-15 | -9.2793e-09 | 9.2263e-15 | 5.2037e-15 | -2.201e-07 | -2.3935e-14 | -1.4538e-14 | 1.4676e-07 | 1.9257e-14 | 1.0821e-14 | 0 | 0 | 0 | 0 | 0 | 0 | 0.93562 | 0 | 0.93562 | 0.93562 | 0 | 0.93562 | 0.26966 | 0 | 0 | 0.26966 | 0 | 0
Line13_13_14 | 0 | 0 | 0 | 0 | 0 | 0 | 0 | 0 | 0 | 0 | 0 | 0 | 3.0931e-09 | -4.0025e-15 | -2.4878e-15 | -3.0931e-09 | -1.5827e-17 | -4.6552e-16 | -7.3366e-08 | -7.9784e-15 | -4.846e-15 | 3.0764e-11 | 7.6296e-16 | -2.7151e-16 | 0 | 0 | 0 | 0 | 0 | 0 | 0.93562 | 0 | 0.93562 | 0.93562 | 0 | 0.93562 | 0.26966 | 0 | 0 | 0.26966 | 0 | 0
Line14_15_16 | 0 | 0 | 0 | 0 | 0 | 0 | 0 | 0 | 0 | 0 | 0 | 0 | 6.1862e-09 | -9.2443e-15 | -5.7249e-15 | -6.1862e-09 | 4.9847e-15 | 2.5245e-15 | -1.4673e-07 | -1.8405e-14 | -1.1126e-14 | 7.3397e-08 | 1.0869e-14 | 5.6535e-15 | 0 | 0 | 0 | 0 | 0 | 0 | 0.93562 | 0 | 0.93562 | 0.93562 | 0 | 0.93562 | 0.26966 | 0 | 0 | 0.26966 | 0 | 0
Line15_16_17 | 0 | 0 | 0 | 0 | 0 | 0 | 0 | 0 | 0 | 0 | 0 | 0 | 3.0931e-09 | -5.0037e-15 | -3.0855e-15 | -3.0931e-09 | -1.8821e-17 | -5.7295e-16 | -7.3366e-08 | -9.9484e-15 | -5.9805e-15 | 3.0763e-11 | 9.4565e-16 | -3.3291e-16 | 0 | 0 | 0 | 0 | 0 | 0 | 0.93562 | 0 | 0.93562 | 0.93562 | 0 | 0.93562 | 0.26966 | 0 | 0 | 0.26966 | 0 | 0
Line16_4_18 | 0 | 0 | 0 | 0 | 0 | 0 | 0 | 0 | 0 | 0 | 0 | 0 | 2.7336e-09 | -2.1178e-08 | 1.9938e-08 | -3.128e-09 | 9.9489e-10 | 6.3933e-10 | -7.2954e-08 | 4.1229e-09 | -2.6714e-09 | 2.2062e-11 | 5.5817e-10 | -1.2144e-09 | 0 | 0 | 0 | 0 | 0 | 0 | 1.0303 | 0.53578 | 0.92825 | 1.0303 | 0.53578 | 0.92825 | 0.19286 | -102.5552 | 79.8088 | 0.19286 | -102.5552 | 79.8088
Line17_5_19 | 0 | 0 | 0 | 0 | 0 | 0 | 0 | 0 | 0 | 0 | 0 | 0 | 2.7336e-09 | -2.1178e-08 | 1.9938e-08 | -3.128e-09 | 9.9489e-10 | 6.3933e-10 | -7.2954e-08 | 4.1229e-09 | -2.6714e-09 | 2.2062e-11 | 5.5817e-10 | -1.2144e-09 | 0 | 0 | 0 | 0 | 0 | 0 | 1.0303 | 0.53578 | 0.92825 | 1.0303 | 0.53578 | 0.92825 | 0.19286 | -102.5552 | 79.8088 | 0.19286 | -102.5552 | 79.8088
Line1_1_3 | 1.5689e-06 | 4.7561 | 4.8328 | 1.3739e-06 | 4.7561 | 4.8328 | 3.6232e-07 | 1.0984 | 1.1161 | 3.173e-07 | 1.0984 | 1.1161 | 2.3876e-08 | 0.22201 | 0.23761 | -2.4745e-08 | 2.2446e-13 | 7.4044e-14 | -5.8827e-07 | 0.45586 | 0.46338 | 5.136e-07 | -4.5497e-14 | 1.5188e-15 | 0 | -166.5888 | 16.9567 | -92.4887 | 13.4112 | -163.0433 | 1.0303 | 0.53578 | 0.92825 | 0.93562 | 0 | 0.93562 | 0.19286 | -102.5552 | 79.8088 | 0.26967 | 0 | 0
Line2_1_4 | 0 | 0 | 0 | 0 | 0 | 0 | 0 | 0 | 0 | 0 | 0 | 0 | 5.4673e-09 | -4.2356e-08 | 3.9876e-08 | -5.8616e-09 | 2.2173e-08 | -1.9299e-08 | -1.4591e-07 | 8.2459e-09 | -5.3428e-09 | 7.2976e-08 | -3.5648e-09 | 1.457e-09 | 0 | 0 | 0 | 0 | 0 | 0 | 1.0303 | 0.53578 | 0.92825 | 1.0303 | 0.53578 | 0.92825 | 0.19286 | -102.5552 | 79.8088 | 0.19286 | -102.5552 | 79.8088
Line3_1_5 | 0 | 0 | 0 | 0 | 0 | 0 | 0 | 0 | 0 | 0 | 0 | 0 | 5.4673e-09 | -4.2356e-08 | 3.9876e-08 | -5.8616e-09 | 2.2173e-08 | -1.9299e-08 | -1.4591e-07 | 8.2459e-09 | -5.3428e-09 | 7.2976e-08 | -3.5648e-09 | 1.457e-09 | 0 | 0 | 0 | 0 | 0 | 0 | 1.0303 | 0.53578 | 0.92825 | 1.0303 | 0.53578 | 0.92825 | 0.19286 | -102.5552 | 79.8088 | 0.19286 | -102.5552 | 79.8088
Line4_2_6 | 0 | 1.0119e-06 | 0 | 0 | 0 | 0 | 0 | 2.3369e-07 | 0 | 0 | 0 | 0 | 1.3668e-08 | -1.0589e-07 | 9.9691e-08 | -1.4063e-08 | 8.5707e-08 | -7.9113e-08 | -3.6477e-07 | 2.0615e-08 | -1.3357e-08 | 2.9184e-07 | -1.5934e-08 | 9.4712e-09 | 0 | 0 | 0 | 0 | 0 | 0 | 1.0303 | 0.53578 | 0.92825 | 1.0303 | 0.53578 | 0.92825 | 0.19286 | -102.5552 | 79.8088 | 0.19286 | -102.5552 | 79.8088
Line5_6_7 | 0 | 0 | 0 | 0 | 0 | 0 | 0 | 0 | 0 | 0 | 0 | 0 | 1.0935e-08 | -8.4712e-08 | 7.9752e-08 | -1.1329e-08 | 6.4529e-08 | -5.9175e-08 | -2.9182e-07 | 1.6492e-08 | -1.0686e-08 | 2.1888e-07 | -1.1811e-08 | 6.7998e-09 | 0 | 0 | 0 | 0 | 0 | 0 | 1.0303 | 0.53578 | 0.92825 | 1.0303 | 0.53578 | 0.92825 | 0.19286 | -102.5552 | 79.8088 | 0.19286 | -102.5552 | 79.8088
Line6_7_8 | 0 | 0 | 0 | 0 | 0 | 0 | 0 | 0 | 0 | 0 | 0 | 0 | 8.201e-09 | -6.3534e-08 | 5.9814e-08 | -8.5953e-09 | 4.3351e-08 | -3.9237e-08 | -2.1886e-07 | 1.2369e-08 | -8.0143e-09 | 1.4593e-07 | -7.6877e-09 | 4.1284e-09 | 0 | 0 | 0 | 0 | 0 | 0 | 1.0303 | 0.53578 | 0.92825 | 1.0303 | 0.53578 | 0.92825 | 0.19286 | -102.5552 | 79.8088 | 0.19286 | -102.5552 | 79.8088
Line7_8_9 | 0 | 0 | 0 | 0 | 0 | 0 | 0 | 0 | 0 | 0 | 0 | 0 | 2.7337e-09 | -2.1178e-08 | 1.9938e-08 | -3.128e-09 | 9.9489e-10 | 6.3933e-10 | -7.2954e-08 | 4.1229e-09 | -2.6714e-09 | 2.2061e-11 | 5.5817e-10 | -1.2144e-09 | 0 | 0 | 0 | 0 | 0 | 0 | 1.0303 | 0.53578 | 0.92825 | 1.0303 | 0.53578 | 0.92825 | 0.19286 | -102.5552 | 79.8088 | 0.19286 | -102.5552 | 79.8088
Line8_8_10 | 0 | 0 | 0 | 0 | 0 | 0 | 0 | 0 | 0 | 0 | 0 | 0 | 2.7337e-09 | -2.1178e-08 | 1.9938e-08 | -3.128e-09 | 9.9489e-10 | 6.3933e-10 | -7.2954e-08 | 4.1229e-09 | -2.6714e-09 | 2.2062e-11 | 5.5817e-10 | -1.2144e-09 | 0 | 0 | 0 | 0 | 0 | 0 | 1.0303 | 0.53578 | 0.92825 | 1.0303 | 0.53578 | 0.92825 | 0.19286 | -102.5552 | 79.8088 | 0.19286 | -102.5552 | 79.8088
Line9_3_11 | 1.3735e-06 | 1.4786e-06 | 1.267e-06 | 1.1777e-06 | 1.2828e-06 | 1.0713e-06 | 3.1719e-07 | 3.4146e-07 | 2.926e-07 | 2.7198e-07 | 2.9625e-07 | 2.474e-07 | 2.1652e-08 | 5.0556e-21 | -6.8327e-21 | -2.1652e-08 | 9.4274e-15 | 5.706e-15 | -5.1356e-07 | -7.1018e-20 | 1.8173e-20 | 4.4023e-07 | 1.9118e-14 | 1.1384e-14 | 0 | 0 | 0 | -92.546 | -92.4838 | -92.9747 | 0.93562 | 0 | 0.93562 | 0.93562 | 0 | 0.93562 | 0.26967 | 0 | 0 | 0.26966 | 0 | 0

## LLG_max_fault_6
name | pf_ikss_a_from_ka | pf_ikss_b_from_ka | pf_ikss_c_from_ka | pf_ikss_a_to_ka | pf_ikss_b_to_ka | pf_ikss_c_to_ka | pf_skss_a_from_mw | pf_skss_b_from_mw | pf_skss_c_from_mw | pf_skss_a_to_mw | pf_skss_b_to_mw | pf_skss_c_to_mw | pf_p_a_from_mw | pf_p_b_from_mw | pf_p_c_from_mw | pf_p_a_to_mw | pf_p_b_to_mw | pf_p_c_to_mw | pf_q_a_from_mvar | pf_q_b_from_mvar | pf_q_c_from_mvar | pf_q_a_to_mvar | pf_q_b_to_mvar | pf_q_c_to_mvar | pf_ikss_a_from_degree | pf_ikss_b_from_degree | pf_ikss_c_from_degree | pf_ikss_a_to_degree | pf_ikss_b_to_degree | pf_ikss_c_to_degree | pf_vm_a_from_pu | pf_vm_b_from_pu | pf_vm_c_from_pu | pf_vm_a_to_pu | pf_vm_b_to_pu | pf_vm_c_to_pu | pf_va_a_from_degree | pf_va_b_from_degree | pf_va_c_from_degree | pf_va_a_to_degree | pf_va_b_to_degree | pf_va_c_to_degree
Line0_1_2 | 0 | 0 | 0 | 0 | 0 | 0 | 0 | 0 | 0 | 0 | 0 | 0 | -1.7886e-08 | -1.0802e-08 | 2.8768e-08 | 1.4737e-08 | 9.1959e-09 | -2.4013e-08 | -2.4444e-08 | 2.5526e-08 | -5.5694e-09 | 2.0506e-08 | -2.1211e-08 | 4.4284e-09 | 0 | 0 | 0 | 0 | 0 | 0 | 1.0494 | 1.0474 | 1.048 | 1.0494 | 1.0474 | 1.048 | 1.8474 | -119.0901 | 117.0073 | 1.8474 | -119.0901 | 117.0073
Line10_11_12 | 0 | 0 | 0 | 0 | 0 | 0 | 0 | 0 | 0 | 0 | 0 | 0 | -1.7952e-08 | -1.0981e-08 | 2.8875e-08 | 1.4793e-08 | 9.3545e-09 | -2.409e-08 | -2.4702e-08 | 2.5678e-08 | -5.4954e-09 | 2.072e-08 | -2.1343e-08 | 4.3652e-09 | 0 | 0 | 0 | 0 | 0 | 0 | 1.0482 | 1.0442 | 1.0461 | 1.0482 | 1.0442 | 1.0461 | 1.8417 | -119.1686 | 116.977 | 1.8417 | -119.1686 | 116.977
Line11_12_13 | 0 | 0 | 0 | 0 | 0 | 0 | 0 | 0 | 0 | 0 | 0 | 0 | -1.496e-08 | -9.1509e-09 | 2.4062e-08 | 1.1801e-08 | 7.5244e-09 | -1.9277e-08 | -2.0585e-08 | 2.1398e-08 | -4.5795e-09 | 1.6603e-08 | -1.7063e-08 | 3.4493e-09 | 0 | 0 | 0 | 0 | 0 | 0 | 1.0482 | 1.0442 | 1.0461 | 1.0482 | 1.0442 | 1.0461 | 1.8417 | -119.1686 | 116.977 | 1.8417 | -119.1686 | 116.977
Line12_13_15 | 0 | 0 | 0 | 0 | 0 | 0 | 0 | 0 | 0 | 0 | 0 | 0 | -8.976e-09 | -5.4905e-09 | 1.4437e-08 | 5.8172e-09 | 3.864e-09 | -9.6521e-09 | -1.2351e-08 | 1.2839e-08 | -2.7477e-09 | 8.3689e-09 | -8.5037e-09 | 1.6175e-09 | 0 | 0 | 0 | 0 | 0 | 0 | 1.0482 | 1.0442 | 1.0461 | 1.0482 | 1.0442 | 1.0461 | 1.8417 | -119.1686 | 116.977 | 1.8417 | -119.1686 | 116.977
Line13_13_14 | 0 | 0 | 0 | 0 | 0 | 0 | 0 | 0 | 0 | 0 | 0 | 0 | -2.992e-09 | -1.8302e-09 | 4.8125e-09 | -1.6678e-10 | 2.0367e-10 | -2.7177e-11 | -4.117e-09 | 4.2796e-09 | -9.1589e-10 | 1.3501e-10 | 5.5531e-11 | -2.1432e-10 | 0 | 0 | 0 | 0 | 0 | 0 | 1.0482 | 1.0442 | 1.0461 | 1.0482 | 1.0442 | 1.0461 | 1.8417 | -119.1686 | 116.977 | 1.8417 | -119.1686 | 116.977
Line14_15_16 | 0 | 0 | 0 | 0 | 0 | 0 | 0 | 0 | 0 | 0 | 0 | 0 | -5.984e-09 | -3.6603e-09 | 9.6249e-09 | 2.8252e-09 | 2.0338e-09 | -4.8396e-09 | -8.2339e-09 | 8.5592e-09 | -1.8318e-09 | 4.252e-09 | -4.2241e-09 | 7.0158e-10 | 0 | 0 | 0 | 0 | 0 | 0 | 1.0482 | 1.0442 | 1.0461 | 1.0482 | 1.0442 | 1.0461 | 1.8417 | -119.1686 | 116.977 | 1.8417 | -119.1686 | 116.977
Line15_16_17 | 0 | 0 | 0 | 0 | 0 | 0 | 0 | 0 | 0 | 0 | 0 | 0 | -2.992e-09 | -1.8302e-09 | 4.8125e-09 | -1.6678e-10 | 2.0367e-10 | -2.7177e-11 | -4.117e-09 | 4.2796e-09 | -9.1589e-10 | 1.3501e-10 | 5.5531e-11 | -2.1432e-10 | 0 | 0 | 0 | 0 | 0 | 0 | 1.0482 | 1.0442 | 1.0461 | 1.0482 | 1.0442 | 1.0461 | 1.8417 | -119.1686 | 116.977 | 1.8417 | -119.1686 | 116.977
Line16_4_18 | 0 | 0 | 0 | 0 | 0 | 0 | 0 | 0 | 0 | 0 | 0 | 0 | -2.9811e-09 | -1.8003e-09 | 4.7947e-09 | -1.6886e-10 | 1.945e-10 | -3.8995e-11 | -4.0741e-09 | 4.2544e-09 | -9.2823e-10 | 1.3549e-10 | 6.0931e-11 | -2.1279e-10 | 0 | 0 | 0 | 0 | 0 | 0 | 1.0494 | 1.0474 | 1.048 | 1.0494 | 1.0474 | 1.048 | 1.8474 | -119.0901 | 117.0073 | 1.8474 | -119.0901 | 117.0073
Line17_5_19 | 0 | 0 | 0 | 0 | 0 | 0 | 0 | 0 | 0 | 0 | 0 | 0 | -2.9811e-09 | -1.8003e-09 | 4.7947e-09 | -1.6886e-10 | 1.945e-10 | -3.8995e-11 | -4.0741e-09 | 4.2544e-09 | -9.2823e-10 | 1.3549e-10 | 6.0931e-11 | -2.1279e-10 | 0 | 0 | 0 | 0 | 0 | 0 | 1.0494 | 1.0474 | 1.048 | 1.0494 | 1.0474 | 1.048 | 1.8474 | -119.0901 | 117.0073 | 1.8474 | -119.0901 | 117.0073
Line1_1_3 | 0 | 0.032464 | 0.034475 | 0 | 0.032464 | 0.034475 | 0 | 0.0074973 | 0.0079616 | 0 | 0.0074973 | 0.0079616 | -2.3939e-08 | 0.0052763 | 0.0059565 | 2.0777e-08 | -0.0052696 | -0.0059425 | -3.293e-08 | 0.0052908 | 0.0059628 | 2.8954e-08 | -0.0052696 | -0.0059424 | 0 | -164.1686 | 71.977 | 0 | 15.8312 | -108.0228 | 1.0494 | 1.0474 | 1.048 | 1.0482 | 1.0442 | 1.0461 | 1.8474 | -119.0901 | 117.0073 | 1.8417 | -119.1686 | 116.977
Line2_1_4 | 0 | 0 | 0 | 0 | 0 | 0 | 0 | 0 | 0 | 0 | 0 | 0 | -5.9621e-09 | -3.6006e-09 | 9.5894e-09 | 2.8122e-09 | 1.9948e-09 | -4.8337e-09 | -8.1481e-09 | 8.5087e-09 | -1.8565e-09 | 4.2096e-09 | -4.1934e-09 | 7.1545e-10 | 0 | 0 | 0 | 0 | 0 | 0 | 1.0494 | 1.0474 | 1.048 | 1.0494 | 1.0474 | 1.048 | 1.8474 | -119.0901 | 117.0073 | 1.8474 | -119.0901 | 117.0073
Line3_1_5 | 0 | 0 | 0 | 0 | 0 | 0 | 0 | 0 | 0 | 0 | 0 | 0 | -5.9621e-09 | -3.6006e-09 | 9.5894e-09 | 2.8122e-09 | 1.9948e-09 | -4.8337e-09 | -8.1481e-09 | 8.5087e-09 | -1.8565e-09 | 4.2096e-09 | -4.1934e-09 | 7.1545e-10 | 0 | 0 | 0 | 0 | 0 | 0 | 1.0494 | 1.0474 | 1.048 | 1.0494 | 1.0474 | 1.048 | 1.8474 | -119.0901 | 117.0073 | 1.8474 | -119.0901 | 117.0073
Line4_2_6 | 0 | 0 | 0 | 0 | 0 | 0 | 0 | 0 | 0 | 0 | 0 | 0 | -1.4905e-08 | -9.0014e-09 | 2.3974e-08 | 1.1755e-08 | 7.3956e-09 | -1.9218e-08 | -2.037e-08 | 2.1272e-08 | -4.6412e-09 | 1.6432e-08 | -1.6957e-08 | 3.5001e-09 | 0 | 0 | 0 | 0 | 0 | 0 | 1.0494 | 1.0474 | 1.048 | 1.0494 | 1.0474 | 1.048 | 1.8474 | -119.0901 | 117.0073 | 1.8474 | -119.0901 | 117.0073
Line5_6_7 | 0 | 0 | 0 | 0 | 0 | 0 | 0 | 0 | 0 | 0 | 0 | 0 | -1.1924e-08 | -7.2011e-09 | 1.9179e-08 | 8.7744e-09 | 5.5953e-09 | -1.4423e-08 | -1.6296e-08 | 1.7017e-08 | -3.7129e-09 | 1.2358e-08 | -1.2702e-08 | 2.5719e-09 | 0 | 0 | 0 | 0 | 0 | 0 | 1.0494 | 1.0474 | 1.048 | 1.0494 | 1.0474 | 1.048 | 1.8474 | -119.0901 | 117.0073 | 1.8474 | -119.0901 | 117.0073
Line6_7_8 | 0 | 0 | 0 | 0 | 0 | 0 | 0 | 0 | 0 | 0 | 0 | 0 | -8.9432e-09 | -5.4008e-09 | 1.4384e-08 | 5.7933e-09 | 3.7951e-09 | -9.6284e-09 | -1.2222e-08 | 1.2763e-08 | -2.7847e-09 | 8.2836e-09 | -8.4478e-09 | 1.6437e-09 | 0 | 0 | 0 | 0 | 0 | 0 | 1.0494 | 1.0474 | 1.048 | 1.0494 | 1.0474 | 1.048 | 1.8474 | -119.0901 | 117.0073 | 1.8474 | -119.0901 | 117.0073
Line7_8_9 | 0 | 0 | 0 | 0 | 0 | 0 | 0 | 0 | 0 | 0 | 0 | 0 | -2.9811e-09 | -1.8003e-09 | 4.7947e-09 | -1.6887e-10 | 1.945e-10 | -3.8995e-11 | -4.0741e-09 | 4.2544e-09 | -9.2823e-10 | 1.3549e-10 | 6.0931e-11 | -2.1279e-10 | 0 | 0 | 0 | 0 | 0 | 0 | 1.0494 | 1.0474 | 1.048 | 1.0494 | 1.0474 | 1.048 | 1.8474 | -119.0901 | 117.0073 | 1.8474 | -119.0901 | 117.0073
Line8_8_10 | 0 | 0 | 0 | 0 | 0 | 0 | 0 | 0 | 0 | 0 | 0 | 0 | -2.9811e-09 | -1.8003e-09 | 4.7947e-09 | -1.6887e-10 | 1.945e-10 | -3.8995e-11 | -4.0741e-09 | 4.2544e-09 | -9.2823e-10 | 1.3549e-10 | 6.0931e-11 | -2.1279e-10 | 0 | 0 | 0 | 0 | 0 | 0 | 1.0494 | 1.0474 | 1.048 | 1.0494 | 1.0474 | 1.048 | 1.8474 | -119.0901 | 117.0073 | 1.8474 | -119.0901 | 117.0073
Line9_3_11 | 0 | 0 | 0 | 0 | 0 | 0 | 0 | 0 | 0 | 0 | 0 | 0 | -2.0944e-08 | -1.2811e-08 | 3.3687e-08 | 1.7785e-08 | 1.1185e-08 | -2.8902e-08 | -2.8819e-08 | 2.9957e-08 | -6.4113e-09 | 2.4837e-08 | -2.5622e-08 | 5.2811e-09 | 0 | 0 | 0 | 0 | 0 | 0 | 1.0482 | 1.0442 | 1.0461 | 1.0482 | 1.0442 | 1.0461 | 1.8417 | -119.1686 | 116.977 | 1.8417 | -119.1686 | 116.977

## LLG_max_fault_10
name | pf_ikss_a_from_ka | pf_ikss_b_from_ka | pf_ikss_c_from_ka | pf_ikss_a_to_ka | pf_ikss_b_to_ka | pf_ikss_c_to_ka | pf_skss_a_from_mw | pf_skss_b_from_mw | pf_skss_c_from_mw | pf_skss_a_to_mw | pf_skss_b_to_mw | pf_skss_c_to_mw | pf_p_a_from_mw | pf_p_b_from_mw | pf_p_c_from_mw | pf_p_a_to_mw | pf_p_b_to_mw | pf_p_c_to_mw | pf_q_a_from_mvar | pf_q_b_from_mvar | pf_q_c_from_mvar | pf_q_a_to_mvar | pf_q_b_to_mvar | pf_q_c_to_mvar | pf_ikss_a_from_degree | pf_ikss_b_from_degree | pf_ikss_c_from_degree | pf_ikss_a_to_degree | pf_ikss_b_to_degree | pf_ikss_c_to_degree | pf_vm_a_from_pu | pf_vm_b_from_pu | pf_vm_c_from_pu | pf_vm_a_to_pu | pf_vm_b_to_pu | pf_vm_c_to_pu | pf_va_a_from_degree | pf_va_b_from_degree | pf_va_c_from_degree | pf_va_a_to_degree | pf_va_b_to_degree | pf_va_c_to_degree
Line0_1_2 | 0 | 0 | 0 | 0 | 0 | 0 | 0 | 0 | 0 | 0 | 0 | 0 | -1.9633e-08 | -1.1862e-08 | 3.1577e-08 | 1.6176e-08 | 1.0099e-08 | -2.6357e-08 | -2.6839e-08 | 2.8024e-08 | -6.1085e-09 | 2.2515e-08 | -2.3287e-08 | 4.8565e-09 | 0 | 0 | 0 | 0 | 0 | 0 | 1.0993 | 1.0971 | 1.0978 | 1.0993 | 1.0971 | 1.0978 | 1.8461 | -119.0961 | 117.0031 | 1.8461 | -119.0961 | 117.0031
Line10_11_12 | 0 | 0 | 0 | 0 | 0 | 0 | 0 | 0 | 0 | 0 | 0 | 0 | -1.9705e-08 | -1.2059e-08 | 3.1694e-08 | 1.6238e-08 | 1.0273e-08 | -2.6441e-08 | -2.7122e-08 | 2.819e-08 | -6.0272e-09 | 2.275e-08 | -2.3432e-08 | 4.7872e-09 | 0 | 0 | 0 | 0 | 0 | 0 | 1.0981 | 1.0938 | 1.0959 | 1.0981 | 1.0938 | 1.0959 | 1.8404 | -119.1745 | 116.9729 | 1.8404 | -119.1745 | 116.9729
Line11_12_13 | 0 | 0 | 0 | 0 | 0 | 0 | 0 | 0 | 0 | 0 | 0 | 0 | -1.6421e-08 | -1.0049e-08 | 2.6412e-08 | 1.2954e-08 | 8.2632e-09 | -2.1159e-08 | -2.2601e-08 | 2.3492e-08 | -5.0227e-09 | 1.8229e-08 | -1.8733e-08 | 3.7827e-09 | 0 | 0 | 0 | 0 | 0 | 0 | 1.0981 | 1.0938 | 1.0959 | 1.0981 | 1.0938 | 1.0959 | 1.8404 | -119.1745 | 116.9729 | 1.8404 | -119.1745 | 116.9729
Line12_13_15 | 0 | 0 | 0 | 0 | 0 | 0 | 0 | 0 | 0 | 0 | 0 | 0 | -9.8527e-09 | -6.0295e-09 | 1.5847e-08 | 6.3855e-09 | 4.2435e-09 | -1.0594e-08 | -1.3561e-08 | 1.4095e-08 | -3.0136e-09 | 9.1887e-09 | -9.3363e-09 | 1.7736e-09 | 0 | 0 | 0 | 0 | 0 | 0 | 1.0981 | 1.0938 | 1.0959 | 1.0981 | 1.0938 | 1.0959 | 1.8404 | -119.1745 | 116.9729 | 1.8404 | -119.1745 | 116.9729
Line13_13_14 | 0 | 0 | 0 | 0 | 0 | 0 | 0 | 0 | 0 | 0 | 0 | 0 | -3.2842e-09 | -2.0098e-09 | 5.2824e-09 | -1.8295e-10 | 2.2386e-10 | -2.9251e-11 | -4.5203e-09 | 4.6984e-09 | -1.0045e-09 | 1.4807e-10 | 6.0503e-11 | -2.3551e-10 | 0 | 0 | 0 | 0 | 0 | 0 | 1.0981 | 1.0938 | 1.0959 | 1.0981 | 1.0938 | 1.0959 | 1.8404 | -119.1745 | 116.9729 | 1.8404 | -119.1745 | 116.9729
Line14_15_16 | 0 | 0 | 0 | 0 | 0 | 0 | 0 | 0 | 0 | 0 | 0 | 0 | -6.5684e-09 | -4.0197e-09 | 1.0565e-08 | 3.1013e-09 | 2.2337e-09 | -5.3116e-09 | -9.0406e-09 | 9.3968e-09 | -2.0091e-09 | 4.6684e-09 | -4.6379e-09 | 7.6903e-10 | 0 | 0 | 0 | 0 | 0 | 0 | 1.0981 | 1.0938 | 1.0959 | 1.0981 | 1.0938 | 1.0959 | 1.8404 | -119.1745 | 116.9729 | 1.8404 | -119.1745 | 116.9729
Line15_16_17 | 0 | 0 | 0 | 0 | 0 | 0 | 0 | 0 | 0 | 0 | 0 | 0 | -3.2842e-09 | -2.0098e-09 | 5.2824e-09 | -1.8295e-10 | 2.2386e-10 | -2.9251e-11 | -4.5203e-09 | 4.6984e-09 | -1.0045e-09 | 1.4807e-10 | 6.0503e-11 | -2.3551e-10 | 0 | 0 | 0 | 0 | 0 | 0 | 1.0981 | 1.0938 | 1.0959 | 1.0981 | 1.0938 | 1.0959 | 1.8404 | -119.1745 | 116.9729 | 1.8404 | -119.1745 | 116.9729
Line16_4_18 | 0 | 0 | 0 | 0 | 0 | 0 | 0 | 0 | 0 | 0 | 0 | 0 | -3.2722e-09 | -1.977e-09 | 5.2629e-09 | -1.8524e-10 | 2.1381e-10 | -4.2216e-11 | -4.4732e-09 | 4.6707e-09 | -1.0181e-09 | 1.4859e-10 | 6.6428e-11 | -2.3383e-10 | 0 | 0 | 0 | 0 | 0 | 0 | 1.0993 | 1.0971 | 1.0978 | 1.0993 | 1.0971 | 1.0978 | 1.8461 | -119.0961 | 117.0031 | 1.8461 | -119.0961 | 117.0031
Line17_5_19 | 0 | 0 | 0 | 0 | 0 | 0 | 0 | 0 | 0 | 0 | 0 | 0 | -3.2722e-09 | -1.977e-09 | 5.2629e-09 | -1.8524e-10 | 2.1381e-10 | -4.2216e-11 | -4.4732e-09 | 4.6707e-09 | -1.0181e-09 | 1.4859e-10 | 6.6428e-11 | -2.3383e-10 | 0 | 0 | 0 | 0 | 0 | 0 | 1.0993 | 1.0971 | 1.0978 | 1.0993 | 1.0971 | 1.0978 | 1.8461 | -119.0961 | 117.0031 | 1.8461 | -119.0961 | 117.0031
Line1_1_3 | 0 | 0.034007 | 0.036111 | 0 | 0.034007 | 0.036111 | 0 | 0.0078536 | 0.0083396 | 0 | 0.0078536 | 0.0083396 | -2.6277e-08 | 0.0057898 | 0.0065356 | 2.2807e-08 | -0.0057824 | -0.0065202 | -3.6156e-08 | 0.0058057 | 0.0065425 | 3.179e-08 | -0.0057825 | -0.0065201 | 0 | -164.1745 | 71.9729 | 0 | 15.8252 | -108.0269 | 1.0993 | 1.0971 | 1.0978 | 1.0981 | 1.0938 | 1.0959 | 1.8461 | -119.0961 | 117.0031 | 1.8404 | -119.1745 | 116.9729
Line2_1_4 | 0 | 0 | 0 | 0 | 0 | 0 | 0 | 0 | 0 | 0 | 0 | 0 | -6.5444e-09 | -3.9541e-09 | 1.0526e-08 | 3.087e-09 | 2.1908e-09 | -5.3051e-09 | -8.9464e-09 | 9.3414e-09 | -2.0362e-09 | 4.6218e-09 | -4.6043e-09 | 7.8425e-10 | 0 | 0 | 0 | 0 | 0 | 0 | 1.0993 | 1.0971 | 1.0978 | 1.0993 | 1.0971 | 1.0978 | 1.8461 | -119.0961 | 117.0031 | 1.8461 | -119.0961 | 117.0031
Line3_1_5 | 0 | 0 | 0 | 0 | 0 | 0 | 0 | 0 | 0 | 0 | 0 | 0 | -6.5444e-09 | -3.9541e-09 | 1.0526e-08 | 3.087e-09 | 2.1908e-09 | -5.3051e-09 | -8.9464e-09 | 9.3414e-09 | -2.0362e-09 | 4.6218e-09 | -4.6043e-09 | 7.8425e-10 | 0 | 0 | 0 | 0 | 0 | 0 | 1.0993 | 1.0971 | 1.0978 | 1.0993 | 1.0971 | 1.0978 | 1.8461 | -119.0961 | 117.0031 | 1.8461 | -119.0961 | 117.0031
Line4_2_6 | 0 | 0 | 0 | 0 | 0 | 0 | 0 | 0 | 0 | 0 | 0 | 0 | -1.6361e-08 | -9.8852e-09 | 2.6315e-08 | 1.2904e-08 | 8.122e-09 | -2.1094e-08 | -2.2366e-08 | 2.3353e-08 | -5.0904e-09 | 1.8041e-08 | -1.8616e-08 | 3.8385e-09 | 0 | 0 | 0 | 0 | 0 | 0 | 1.0993 | 1.0971 | 1.0978 | 1.0993 | 1.0971 | 1.0978 | 1.8461 | -119.0961 | 117.0031 | 1.8461 | -119.0961 | 117.0031
Line5_6_7 | 0 | 0 | 0 | 0 | 0 | 0 | 0 | 0 | 0 | 0 | 0 | 0 | -1.3089e-08 | -7.9082e-09 | 2.1052e-08 | 9.6314e-09 | 6.1449e-09 | -1.5831e-08 | -1.7893e-08 | 1.8683e-08 | -4.0723e-09 | 1.3568e-08 | -1.3946e-08 | 2.8204e-09 | 0 | 0 | 0 | 0 | 0 | 0 | 1.0993 | 1.0971 | 1.0978 | 1.0993 | 1.0971 | 1.0978 | 1.8461 | -119.0961 | 117.0031 | 1.8461 | -119.0961 | 117.0031
Line6_7_8 | 0 | 0 | 0 | 0 | 0 | 0 | 0 | 0 | 0 | 0 | 0 | 0 | -9.8167e-09 | -5.9311e-09 | 1.5789e-08 | 6.3592e-09 | 4.1679e-09 | -1.0568e-08 | -1.342e-08 | 1.4012e-08 | -3.0542e-09 | 9.095e-09 | -9.275e-09 | 1.8023e-09 | 0 | 0 | 0 | 0 | 0 | 0 | 1.0993 | 1.0971 | 1.0978 | 1.0993 | 1.0971 | 1.0978 | 1.8461 | -119.0961 | 117.0031 | 1.8461 | -119.0961 | 117.0031
Line7_8_9 | 0 | 0 | 0 | 0 | 0 | 0 | 0 | 0 | 0 | 0 | 0 | 0 | -3.2722e-09 | -1.977e-09 | 5.2629e-09 | -1.8524e-10 | 2.1381e-10 | -4.2216e-11 | -4.4732e-09 | 4.6707e-09 | -1.0181e-09 | 1.4859e-10 | 6.6428e-11 | -2.3383e-10 | 0 | 0 | 0 | 0 | 0 | 0 | 1.0993 | 1.0971 | 1.0978 | 1.0993 | 1.0971 | 1.0978 | 1.8461 | -119.0961 | 117.0031 | 1.8461 | -119.0961 | 117.0031
Line8_8_10 | 0 | 0 | 0 | 0 | 0 | 0 | 0 | 0 | 0 | 0 | 0 | 0 | -3.2722e-09 | -1.977e-09 | 5.2629e-09 | -1.8524e-10 | 2.1381e-10 | -4.2216e-11 | -4.4732e-09 | 4.6707e-09 | -1.0181e-09 | 1.4859e-10 | 6.6428e-11 | -2.3383e-10 | 0 | 0 | 0 | 0 | 0 | 0 | 1.0993 | 1.0971 | 1.0978 | 1.0993 | 1.0971 | 1.0978 | 1.8461 | -119.0961 | 117.0031 | 1.8461 | -119.0961 | 117.0031
Line9_3_11 | 0 | 0 | 0 | 0 | 0 | 0 | 0 | 0 | 0 | 0 | 0 | 0 | -2.299e-08 | -1.4069e-08 | 3.6977e-08 | 1.9522e-08 | 1.2283e-08 | -3.1724e-08 | -3.1642e-08 | 3.2889e-08 | -7.0318e-09 | 2.727e-08 | -2.813e-08 | 5.7917e-09 | 0 | 0 | 0 | 0 | 0 | 0 | 1.0981 | 1.0938 | 1.0959 | 1.0981 | 1.0938 | 1.0959 | 1.8404 | -119.1745 | 116.9729 | 1.8404 | -119.1745 | 116.9729

## LLG_min_6
name | pf_ikss_a_from_ka | pf_ikss_b_from_ka | pf_ikss_c_from_ka | pf_ikss_a_to_ka | pf_ikss_b_to_ka | pf_ikss_c_to_ka | pf_skss_a_from_mw | pf_skss_b_from_mw | pf_skss_c_from_mw | pf_skss_a_to_mw | pf_skss_b_to_mw | pf_skss_c_to_mw | pf_p_a_from_mw | pf_p_b_from_mw | pf_p_c_from_mw | pf_p_a_to_mw | pf_p_b_to_mw | pf_p_c_to_mw | pf_q_a_from_mvar | pf_q_b_from_mvar | pf_q_c_from_mvar | pf_q_a_to_mvar | pf_q_b_to_mvar | pf_q_c_to_mvar | pf_ikss_a_from_degree | pf_ikss_b_from_degree | pf_ikss_c_from_degree | pf_ikss_a_to_degree | pf_ikss_b_to_degree | pf_ikss_c_to_degree | pf_vm_a_from_pu | pf_vm_b_from_pu | pf_vm_c_from_pu | pf_vm_a_to_pu | pf_vm_b_to_pu | pf_vm_c_to_pu | pf_va_a_from_degree | pf_va_b_from_degree | pf_va_c_from_degree | pf_va_a_to_degree | pf_va_b_to_degree | pf_va_c_to_degree
Line0_1_2 | 1.008e-06 | 1.0439e-06 | 0 | 0 | 0 | 0 | 2.3279e-07 | 2.4107e-07 | 0 | 0 | 0 | 0 | 1.06e-08 | -1.0551e-07 | 1.0227e-07 | -1.1167e-08 | 8.8722e-08 | -8.4921e-08 | -3.2653e-07 | 3.5399e-08 | -2.6433e-08 | 2.7214e-07 | -2.9202e-08 | 2.083e-08 | 0 | 0 | 0 | 0 | 0 | 0 | 0.9343 | 0.53802 | 0.77421 | 0.9343 | 0.53802 | 0.77421 | 0.32952 | -109.3383 | 73.03 | 0.32952 | -109.3383 | 73.03
Line10_11_12 | 1.0171e-06 | 1.0944e-06 | 0 | 0 | 0 | 0 | 2.3488e-07 | 2.5273e-07 | 0 | 0 | 0 | 0 | 1.3842e-08 | -1.3497e-14 | -8.3416e-15 | -1.3842e-08 | 2.0922e-14 | 1.2479e-14 | -3.2843e-07 | -1.4028e-14 | -8.5283e-15 | 2.7373e-07 | 2.2072e-14 | 1.3018e-14 | 0 | 0 | 0 | 0 | 0 | 0 | 0.80803 | 0 | 0.80803 | 0.80803 | 0 | 0.80803 | 0.47746 | 0 | 0 | 0.47746 | 0 | 0
Line11_12_13 | 0 | 0 | 0 | 0 | 0 | 0 | 0 | 0 | 0 | 0 | 0 | 0 | 1.1535e-08 | -2.0787e-14 | -1.2824e-14 | -1.1535e-08 | 2.3081e-14 | 1.3621e-14 | -2.7369e-07 | -2.1595e-14 | -1.31e-14 | 2.1899e-07 | 2.4429e-14 | 1.4271e-14 | 0 | 0 | 0 | 0 | 0 | 0 | 0.80803 | 0 | 0.80803 | 0.80803 | 0 | 0.80803 | 0.47746 | 0 | 0 | 0.47746 | 0 | 0
Line12_13_15 | 0 | 0 | 0 | 0 | 0 | 0 | 0 | 0 | 0 | 0 | 0 | 0 | 6.9212e-09 | -1.7171e-14 | -1.057e-14 | -6.9212e-09 | 1.3429e-14 | 7.5575e-15 | -1.6422e-07 | -1.7829e-14 | -1.0787e-14 | 1.0952e-07 | 1.4464e-14 | 8.1238e-15 | 0 | 0 | 0 | 0 | 0 | 0 | 0.80803 | 0 | 0.80803 | 0.80803 | 0 | 0.80803 | 0.47746 | 0 | 0 | 0.47746 | 0 | 0
Line13_13_14 | 0 | 0 | 0 | 0 | 0 | 0 | 0 | 0 | 0 | 0 | 0 | 0 | 2.3071e-09 | -5.7236e-15 | -3.5233e-15 | -2.3071e-09 | 1.9329e-16 | -4.849e-16 | -5.4738e-08 | -5.9431e-15 | -3.5958e-15 | 4.0624e-11 | 6.7852e-16 | -1.1406e-16 | 0 | 0 | 0 | 0 | 0 | 0 | 0.80803 | 0 | 0.80803 | 0.80803 | 0 | 0.80803 | 0.47746 | 0 | 0 | 0.47746 | 0 | 0
Line14_15_16 | 0 | 0 | 0 | 0 | 0 | 0 | 0 | 0 | 0 | 0 | 0 | 0 | 4.6142e-09 | -1.3214e-14 | -8.1006e-15 | -4.6141e-09 | 7.3817e-15 | 3.7771e-15 | -1.0948e-07 | -1.3707e-14 | -8.252e-15 | 5.4779e-08 | 8.2254e-15 | 4.2962e-15 | 0 | 0 | 0 | 0 | 0 | 0 | 0.80803 | 0 | 0.80803 | 0.80803 | 0 | 0.80803 | 0.47746 | 0 | 0 | 0.47746 | 0 | 0
Line15_16_17 | 0 | 0 | 0 | 0 | 0 | 0 | 0 | 0 | 0 | 0 | 0 | 0 | 2.3071e-09 | -7.1483e-15 | -4.3614e-15 | -2.3071e-09 | 2.4029e-16 | -5.9645e-16 | -5.4738e-08 | -7.4068e-15 | -4.4335e-15 | 4.0625e-11 | 8.4077e-16 | -1.3927e-16 | 0 | 0 | 0 | 0 | 0 | 0 | 0.80803 | 0 | 0.80803 | 0.80803 | 0 | 0.80803 | 0.47746 | 0 | 0 | 0.47746 | 0 | 0
Line16_4_18 | 0 | 0 | 0 | 0 | 0 | 0 | 0 | 0 | 0 | 0 | 0 | 0 | 1.7667e-09 | -1.7585e-08 | 1.7046e-08 | -2.3332e-09 | 7.9888e-10 | 3.0673e-10 | -5.4422e-08 | 5.8999e-09 | -4.4055e-09 | 2.8115e-11 | 2.975e-10 | -1.1979e-09 | 0 | 0 | 0 | 0 | 0 | 0 | 0.9343 | 0.53802 | 0.77421 | 0.9343 | 0.53802 | 0.77421 | 0.32952 | -109.3383 | 73.03 | 0.32952 | -109.3383 | 73.03
Line17_5_19 | 0 | 0 | 0 | 0 | 0 | 0 | 0 | 0 | 0 | 0 | 0 | 0 | 1.7667e-09 | -1.7585e-08 | 1.7046e-08 | -2.3332e-09 | 7.9888e-10 | 3.0673e-10 | -5.4422e-08 | 5.8999e-09 | -4.4055e-09 | 2.8115e-11 | 2.975e-10 | -1.1979e-09 | 0 | 0 | 0 | 0 | 0 | 0 | 0.9343 | 0.53802 | 0.77421 | 0.9343 | 0.53802 | 0.77421 | 0.32952 | -109.3383 | 73.03 | 0.32952 | -109.3383 | 73.03
Line1_1_3 | 1.3553e-06 | 3.8281 | 3.9381 | 1.187e-06 | 3.8281 | 3.9381 | 3.13e-07 | 0.88406 | 0.90946 | 2.7413e-07 | 0.88406 | 0.90946 | 1.7161e-08 | 0.2795 | 0.2994 | -1.8457e-08 | 5.252e-14 | -1.1006e-13 | -4.3894e-07 | 0.29738 | 0.30564 | 3.8321e-07 | -4.6231e-14 | 4.7358e-14 | 0 | -156.1133 | 27.4388 | -92.28 | 23.8867 | -152.5612 | 0.9343 | 0.53802 | 0.77421 | 0.80803 | 0 | 0.80803 | 0.32952 | -109.3383 | 73.03 | 0.47747 | 0 | 0
Line2_1_4 | 0 | 0 | 0 | 0 | 0 | 0 | 0 | 0 | 0 | 0 | 0 | 0 | 3.5334e-09 | -3.5169e-08 | 3.4091e-08 | -4.0999e-09 | 1.8383e-08 | -1.6739e-08 | -1.0884e-07 | 1.18e-08 | -8.811e-09 | 5.445e-08 | -5.6024e-09 | 3.2076e-09 | 0 | 0 | 0 | 0 | 0 | 0 | 0.9343 | 0.53802 | 0.77421 | 0.9343 | 0.53802 | 0.77421 | 0.32952 | -109.3383 | 73.03 | 0.32952 | -109.3383 | 73.03
Line3_1_5 | 0 | 0 | 0 | 0 | 0 | 0 | 0 | 0 | 0 | 0 | 0 | 0 | 3.5334e-09 | -3.5169e-08 | 3.4091e-08 | -4.0999e-09 | 1.8383e-08 | -1.6739e-08 | -1.0884e-07 | 1.18e-08 | -8.811e-09 | 5.445e-08 | -5.6024e-09 | 3.2076e-09 | 0 | 0 | 0 | 0 | 0 | 0 | 0.9343 | 0.53802 | 0.77421 | 0.9343 | 0.53802 | 0.77421 | 0.32952 | -109.3383 | 73.03 | 0.32952 | -109.3383 | 73.03
Line4_2_6 | 0 | 0 | 0 | 0 | 0 | 0 | 0 | 0 | 0 | 0 | 0 | 0 | 8.8336e-09 | -8.7923e-08 | 8.5228e-08 | -9.4001e-09 | 7.1137e-08 | -6.7875e-08 | -2.7211e-07 | 2.95e-08 | -2.2027e-08 | 2.1772e-07 | -2.3302e-08 | 1.6424e-08 | 0 | 0 | 0 | 0 | 0 | 0 | 0.9343 | 0.53802 | 0.77421 | 0.9343 | 0.53802 | 0.77421 | 0.32952 | -109.3383 | 73.03 | 0.32952 | -109.3383 | 73.03
Line5_6_7 | 0 | 0 | 0 | 0 | 0 | 0 | 0 | 0 | 0 | 0 | 0 | 0 | 7.0669e-09 | -7.0338e-08 | 6.8182e-08 | -7.6334e-09 | 5.3553e-08 | -5.083e-08 | -2.1769e-07 | 2.36e-08 | -1.7622e-08 | 1.6329e-07 | -1.7402e-08 | 1.2019e-08 | 0 | 0 | 0 | 0 | 0 | 0 | 0.9343 | 0.53802 | 0.77421 | 0.9343 | 0.53802 | 0.77421 | 0.32952 | -109.3383 | 73.03 | 0.32952 | -109.3383 | 73.03
Line6_7_8 | 0 | 0 | 0 | 0 | 0 | 0 | 0 | 0 | 0 | 0 | 0 | 0 | 5.3002e-09 | -5.2754e-08 | 5.1137e-08 | -5.8667e-09 | 3.5968e-08 | -3.3784e-08 | -1.6327e-07 | 1.77e-08 | -1.3216e-08 | 1.0887e-07 | -1.1502e-08 | 7.6131e-09 | 0 | 0 | 0 | 0 | 0 | 0 | 0.9343 | 0.53802 | 0.77421 | 0.9343 | 0.53802 | 0.77421 | 0.32952 | -109.3383 | 73.03 | 0.32951 | -109.3383 | 73.03
Line7_8_9 | 0 | 0 | 0 | 0 | 0 | 0 | 0 | 0 | 0 | 0 | 0 | 0 | 1.7667e-09 | -1.7585e-08 | 1.7046e-08 | -2.3332e-09 | 7.9888e-10 | 3.0673e-10 | -5.4422e-08 | 5.8999e-09 | -4.4055e-09 | 2.8114e-11 | 2.975e-10 | -1.1979e-09 | 0 | 0 | 0 | 0 | 0 | 0 | 0.9343 | 0.53802 | 0.77421 | 0.9343 | 0.53802 | 0.77421 | 0.32951 | -109.3383 | 73.03 | 0.32951 | -109.3383 | 73.03
Line8_8_10 | 0 | 0 | 0 | 0 | 0 | 0 | 0 | 0 | 0 | 0 | 0 | 0 | 1.7667e-09 | -1.7585e-08 | 1.7046e-08 | -2.3332e-09 | 7.9888e-10 | 3.0673e-10 | -5.4422e-08 | 5.8999e-09 | -4.4055e-09 | 2.8115e-11 | 2.975e-10 | -1.1979e-09 | 0 | 0 | 0 | 0 | 0 | 0 | 0.9343 | 0.53802 | 0.77421 | 0.9343 | 0.53802 | 0.77421 | 0.32951 | -109.3383 | 73.03 | 0.32951 | -109.3383 | 73.03
Line9_3_11 | 1.1866e-06 | 1.2767e-06 | 1.094e-06 | 1.0175e-06 | 1.1077e-06 | 0 | 2.7402e-07 | 2.9485e-07 | 2.5265e-07 | 2.3498e-07 | 2.5581e-07 | 0 | 1.615e-08 | -6.2531e-21 | 3.7128e-21 | -1.615e-08 | 1.357e-14 | 8.1549e-15 | -3.8317e-07 | -2.2483e-20 | -3.3076e-20 | 3.2847e-07 | 1.4286e-14 | 8.4839e-15 | 0 | 0 | 0 | -92.3373 | -92.2936 | 0 | 0.80803 | 0 | 0.80803 | 0.80803 | 0 | 0.80803 | 0.47747 | 0 | 0 | 0.47746 | 0 | 0

## LLG_min_10
name | pf_ikss_a_from_ka | pf_ikss_b_from_ka | pf_ikss_c_from_ka | pf_ikss_a_to_ka | pf_ikss_b_to_ka | pf_ikss_c_to_ka | pf_skss_a_from_mw | pf_skss_b_from_mw | pf_skss_c_from_mw | pf_skss_a_to_mw | pf_skss_b_to_mw | pf_skss_c_to_mw | pf_p_a_from_mw | pf_p_b_from_mw | pf_p_c_from_mw | pf_p_a_to_mw | pf_p_b_to_mw | pf_p_c_to_mw | pf_q_a_from_mvar | pf_q_b_from_mvar | pf_q_c_from_mvar | pf_q_a_to_mvar | pf_q_b_to_mvar | pf_q_c_to_mvar | pf_ikss_a_from_degree | pf_ikss_b_from_degree | pf_ikss_c_from_degree | pf_ikss_a_to_degree | pf_ikss_b_to_degree | pf_ikss_c_to_degree | pf_vm_a_from_pu | pf_vm_b_from_pu | pf_vm_c_from_pu | pf_vm_a_to_pu | pf_vm_b_to_pu | pf_vm_c_to_pu | pf_va_a_from_degree | pf_va_b_from_degree | pf_va_c_from_degree | pf_va_a_to_degree | pf_va_b_to_degree | pf_va_c_to_degree
Line0_1_2 | 0 | 0 | 0 | 0 | 0 | 0 | 0 | 0 | 0 | 0 | 0 | 0 | 9.5139e-09 | -9.4694e-08 | 9.1791e-08 | -1.0022e-08 | 7.9629e-08 | -7.6217e-08 | -2.9306e-07 | 3.1771e-08 | -2.3724e-08 | 2.4424e-07 | -2.6209e-08 | 1.8695e-08 | 0 | 0 | 0 | 0 | 0 | 0 | 0.88513 | 0.5097 | 0.73346 | 0.88513 | 0.5097 | 0.73346 | 0.32952 | -109.3383 | 73.03 | 0.32952 | -109.3383 | 73.03
Line10_11_12 | 0 | 1.0368e-06 | 0 | 0 | 0 | 0 | 0 | 2.3943e-07 | 0 | 0 | 0 | 0 | 1.2424e-08 | -1.2113e-14 | -7.4866e-15 | -1.2424e-08 | 1.8777e-14 | 1.12e-14 | -2.9477e-07 | -1.259e-14 | -7.6542e-15 | 2.4568e-07 | 1.981e-14 | 1.1684e-14 | 0 | 0 | 0 | 0 | 0 | 0 | 0.7655 | 0 | 0.7655 | 0.7655 | 0 | 0.7655 | 0.47746 | 0 | 0 | 0.47746 | 0 | 0
Line11_12_13 | 0 | 0 | 0 | 0 | 0 | 0 | 0 | 0 | 0 | 0 | 0 | 0 | 1.0353e-08 | -1.8656e-14 | -1.1509e-14 | -1.0353e-08 | 2.0715e-14 | 1.2225e-14 | -2.4564e-07 | -1.9381e-14 | -1.1757e-14 | 1.9655e-07 | 2.1925e-14 | 1.2808e-14 | 0 | 0 | 0 | 0 | 0 | 0 | 0.7655 | 0 | 0.7655 | 0.7655 | 0 | 0.7655 | 0.47746 | 0 | 0 | 0.47746 | 0 | 0
Line12_13_15 | 0 | 0 | 0 | 0 | 0 | 0 | 0 | 0 | 0 | 0 | 0 | 0 | 6.2119e-09 | -1.5411e-14 | -9.4866e-15 | -6.2118e-09 | 1.2053e-14 | 6.7829e-15 | -1.4738e-07 | -1.6002e-14 | -9.6817e-15 | 9.8293e-08 | 1.2982e-14 | 7.2912e-15 | 0 | 0 | 0 | 0 | 0 | 0 | 0.7655 | 0 | 0.7655 | 0.7655 | 0 | 0.7655 | 0.47746 | 0 | 0 | 0.47746 | 0 | 0
Line13_13_14 | 0 | 0 | 0 | 0 | 0 | 0 | 0 | 0 | 0 | 0 | 0 | 0 | 2.0706e-09 | -5.137e-15 | -3.1622e-15 | -2.0706e-09 | 1.7348e-16 | -4.352e-16 | -4.9128e-08 | -5.334e-15 | -3.2272e-15 | 3.6461e-11 | 6.0898e-16 | -1.0237e-16 | 0 | 0 | 0 | 0 | 0 | 0 | 0.7655 | 0 | 0.7655 | 0.7655 | 0 | 0.7655 | 0.47746 | 0 | 0 | 0.47746 | 0 | 0
Line14_15_16 | 0 | 0 | 0 | 0 | 0 | 0 | 0 | 0 | 0 | 0 | 0 | 0 | 4.1412e-09 | -1.1859e-14 | -7.2703e-15 | -4.1412e-09 | 6.6251e-15 | 3.39e-15 | -9.8256e-08 | -1.2302e-14 | -7.4062e-15 | 4.9165e-08 | 7.3824e-15 | 3.8559e-15 | 0 | 0 | 0 | 0 | 0 | 0 | 0.7655 | 0 | 0.7655 | 0.7655 | 0 | 0.7655 | 0.47746 | 0 | 0 | 0.47746 | 0 | 0
Line15_16_17 | 0 | 0 | 0 | 0 | 0 | 0 | 0 | 0 | 0 | 0 | 0 | 0 | 2.0706e-09 | -6.4157e-15 | -3.9144e-15 | -2.0706e-09 | 2.1566e-16 | -5.3532e-16 | -4.9128e-08 | -6.6476e-15 | -3.9791e-15 | 3.646e-11 | 7.546e-16 | -1.25e-16 | 0 | 0 | 0 | 0 | 0 | 0 | 0.7655 | 0 | 0.7655 | 0.7655 | 0 | 0.7655 | 0.47746 | 0 | 0 | 0.47746 | 0 | 0
Line16_4_18 | 0 | 0 | 0 | 0 | 0 | 0 | 0 | 0 | 0 | 0 | 0 | 0 | 1.5856e-09 | -1.5782e-08 | 1.5298e-08 | -2.0941e-09 | 7.17e-10 | 2.7529e-10 | -4.8844e-08 | 5.2952e-09 | -3.954e-09 | 2.5233e-11 | 2.6701e-10 | -1.0751e-09 | 0 | 0 | 0 | 0 | 0 | 0 | 0.88513 | 0.5097 | 0.73346 | 0.88513 | 0.5097 | 0.73346 | 0.32952 | -109.3383 | 73.03 | 0.32952 | -109.3383 | 73.03
Line17_5_19 | 0 | 0 | 0 | 0 | 0 | 0 | 0 | 0 | 0 | 0 | 0 | 0 | 1.5856e-09 | -1.5782e-08 | 1.5298e-08 | -2.0941e-09 | 7.17e-10 | 2.7529e-10 | -4.8844e-08 | 5.2952e-09 | -3.954e-09 | 2.5233e-11 | 2.6701e-10 | -1.0751e-09 | 0 | 0 | 0 | 0 | 0 | 0 | 0.88513 | 0.5097 | 0.73346 | 0.88513 | 0.5097 | 0.73346 | 0.32952 | -109.3383 | 73.03 | 0.32952 | -109.3383 | 73.03
Line1_1_3 | 1.284e-06 | 3.6266 | 3.7308 | 1.1245e-06 | 3.6266 | 3.7308 | 2.9653e-07 | 0.83753 | 0.86159 | 2.597e-07 | 0.83753 | 0.86159 | 1.5402e-08 | 0.25086 | 0.26871 | -1.6565e-08 | 4.8969e-14 | -1.0058e-13 | -3.9395e-07 | 0.2669 | 0.27431 | 3.4393e-07 | -4.1212e-14 | 4.2307e-14 | 0 | -156.1133 | 27.4388 | -92.28 | 23.8867 | -152.5612 | 0.88513 | 0.5097 | 0.73346 | 0.7655 | 0 | 0.7655 | 0.32952 | -109.3383 | 73.03 | 0.47747 | 0 | 0
Line2_1_4 | 0 | 0 | 0 | 0 | 0 | 0 | 0 | 0 | 0 | 0 | 0 | 0 | 3.1713e-09 | -3.1565e-08 | 3.0597e-08 | -3.6797e-09 | 1.6499e-08 | -1.5023e-08 | -9.7688e-08 | 1.059e-08 | -7.9079e-09 | 4.8869e-08 | -5.0282e-09 | 2.8788e-09 | 0 | 0 | 0 | 0 | 0 | 0 | 0.88513 | 0.5097 | 0.73346 | 0.88513 | 0.5097 | 0.73346 | 0.32952 | -109.3383 | 73.03 | 0.32952 | -109.3383 | 73.03
Line3_1_5 | 0 | 0 | 0 | 0 | 0 | 0 | 0 | 0 | 0 | 0 | 0 | 0 | 3.1713e-09 | -3.1565e-08 | 3.0597e-08 | -3.6797e-09 | 1.6499e-08 | -1.5023e-08 | -9.7688e-08 | 1.059e-08 | -7.9079e-09 | 4.8869e-08 | -5.0282e-09 | 2.8788e-09 | 0 | 0 | 0 | 0 | 0 | 0 | 0.88513 | 0.5097 | 0.73346 | 0.88513 | 0.5097 | 0.73346 | 0.32952 | -109.3383 | 73.03 | 0.32952 | -109.3383 | 73.03
Line4_2_6 | 0 | 0 | 0 | 0 | 0 | 0 | 0 | 0 | 0 | 0 | 0 | 0 | 7.9282e-09 | -7.8912e-08 | 7.6492e-08 | -8.4367e-09 | 6.3846e-08 | -6.0919e-08 | -2.4422e-07 | 2.6476e-08 | -1.977e-08 | 1.954e-07 | -2.0914e-08 | 1.4741e-08 | 0 | 0 | 0 | 0 | 0 | 0 | 0.88513 | 0.5097 | 0.73346 | 0.88513 | 0.5097 | 0.73346 | 0.32952 | -109.3383 | 73.03 | 0.32952 | -109.3383 | 73.03
Line5_6_7 | 0 | 0 | 0 | 0 | 0 | 0 | 0 | 0 | 0 | 0 | 0 | 0 | 6.3426e-09 | -6.3129e-08 | 6.1194e-08 | -6.851e-09 | 4.8064e-08 | -4.562e-08 | -1.9538e-07 | 2.1181e-08 | -1.5816e-08 | 1.4656e-07 | -1.5619e-08 | 1.0787e-08 | 0 | 0 | 0 | 0 | 0 | 0 | 0.88513 | 0.5097 | 0.73346 | 0.88513 | 0.5097 | 0.73346 | 0.32952 | -109.3383 | 73.03 | 0.32952 | -109.3383 | 73.03
Line6_7_8 | 0 | 0 | 0 | 0 | 0 | 0 | 0 | 0 | 0 | 0 | 0 | 0 | 4.7569e-09 | -4.7347e-08 | 4.5895e-08 | -5.2654e-09 | 3.2282e-08 | -3.0322e-08 | -1.4653e-07 | 1.5886e-08 | -1.1862e-08 | 9.7713e-08 | -1.0323e-08 | 6.8328e-09 | 0 | 0 | 0 | 0 | 0 | 0 | 0.88513 | 0.5097 | 0.73346 | 0.88513 | 0.5097 | 0.73346 | 0.32952 | -109.3383 | 73.03 | 0.32951 | -109.3383 | 73.03
Line7_8_9 | 0 | 0 | 0 | 0 | 0 | 0 | 0 | 0 | 0 | 0 | 0 | 0 | 1.5856e-09 | -1.5782e-08 | 1.5298e-08 | -2.0941e-09 | 7.17e-10 | 2.7529e-10 | -4.8844e-08 | 5.2952e-09 | -3.954e-09 | 2.5233e-11 | 2.6701e-10 | -1.0751e-09 | 0 | 0 | 0 | 0 | 0 | 0 | 0.88513 | 0.5097 | 0.73346 | 0.88513 | 0.5097 | 0.73346 | 0.32951 | -109.3383 | 73.03 | 0.32951 | -109.3383 | 73.03
Line8_8_10 | 0 | 0 | 0 | 0 | 0 | 0 | 0 | 0 | 0 | 0 | 0 | 0 | 1.5856e-09 | -1.5782e-08 | 1.5298e-08 | -2.0941e-09 | 7.17e-10 | 2.7529e-10 | -4.8844e-08 | 5.2952e-09 | -3.954e-09 | 2.5233e-11 | 2.6701e-10 | -1.0751e-09 | 0 | 0 | 0 | 0 | 0 | 0 | 0.88513 | 0.5097 | 0.73346 | 0.88513 | 0.5097 | 0.73346 | 0.32951 | -109.3383 | 73.03 | 0.32951 | -109.3383 | 73.03
Line9_3_11 | 1.1241e-06 | 1.2095e-06 | 1.0364e-06 | 0 | 1.0494e-06 | 0 | 2.596e-07 | 2.7933e-07 | 2.3935e-07 | 0 | 2.4235e-07 | 0 | 1.4494e-08 | -5.2619e-21 | 3.6282e-21 | -1.4494e-08 | 1.2179e-14 | 7.3191e-15 | -3.439e-07 | -2.0688e-20 | -3.0094e-20 | 2.948e-07 | 1.2822e-14 | 7.6143e-15 | 0 | 0 | 0 | 0 | -92.2936 | 0 | 0.7655 | 0 | 0.7655 | 0.7655 | 0 | 0.7655 | 0.47747 | 0 | 0 | 0.47746 | 0 | 0

## LLG_min_fault_6
name | pf_ikss_a_from_ka | pf_ikss_b_from_ka | pf_ikss_c_from_ka | pf_ikss_a_to_ka | pf_ikss_b_to_ka | pf_ikss_c_to_ka | pf_skss_a_from_mw | pf_skss_b_from_mw | pf_skss_c_from_mw | pf_skss_a_to_mw | pf_skss_b_to_mw | pf_skss_c_to_mw | pf_p_a_from_mw | pf_p_b_from_mw | pf_p_c_from_mw | pf_p_a_to_mw | pf_p_b_to_mw | pf_p_c_to_mw | pf_q_a_from_mvar | pf_q_b_from_mvar | pf_q_c_from_mvar | pf_q_a_to_mvar | pf_q_b_to_mvar | pf_q_c_to_mvar | pf_ikss_a_from_degree | pf_ikss_b_from_degree | pf_ikss_c_from_degree | pf_ikss_a_to_degree | pf_ikss_b_to_degree | pf_ikss_c_to_degree | pf_vm_a_from_pu | pf_vm_b_from_pu | pf_vm_c_from_pu | pf_vm_a_to_pu | pf_vm_b_to_pu | pf_vm_c_to_pu | pf_va_a_from_degree | pf_va_b_from_degree | pf_va_c_from_degree | pf_va_a_to_degree | pf_va_b_to_degree | pf_va_c_to_degree
Line0_1_2 | 0 | 0 | 0 | 0 | 0 | 0 | 0 | 0 | 0 | 0 | 0 | 0 | -1.4647e-08 | -8.8287e-09 | 2.3538e-08 | 1.2068e-08 | 7.5166e-09 | -1.9646e-08 | -1.9997e-08 | 2.0896e-08 | -4.5679e-09 | 1.6775e-08 | -1.7364e-08 | 3.6323e-09 | 0 | 0 | 0 | 0 | 0 | 0 | 0.94943 | 0.94753 | 0.94813 | 0.94943 | 0.94753 | 0.94813 | 1.8467 | -119.0974 | 117.0057 | 1.8467 | -119.0974 | 117.0057
Line10_11_12 | 0 | 0 | 0 | 0 | 0 | 0 | 0 | 0 | 0 | 0 | 0 | 0 | -1.4626e-08 | -9.0794e-09 | 2.3619e-08 | 1.2052e-08 | 7.7358e-09 | -1.9702e-08 | -2.0269e-08 | 2.0951e-08 | -4.4124e-09 | 1.7002e-08 | -1.7412e-08 | 3.5048e-09 | 0 | 0 | 0 | 0 | 0 | 0 | 0.9477 | 0.94383 | 0.94629 | 0.9477 | 0.94383 | 0.94629 | 1.8496 | -119.1346 | 117.0307 | 1.8496 | -119.1346 | 117.0307
Line11_12_13 | 0 | 0 | 0 | 0 | 0 | 0 | 0 | 0 | 0 | 0 | 0 | 0 | -1.2188e-08 | -7.5662e-09 | 1.9683e-08 | 9.6145e-09 | 6.2226e-09 | -1.5765e-08 | -1.6891e-08 | 1.7459e-08 | -3.677e-09 | 1.3624e-08 | -1.392e-08 | 2.7694e-09 | 0 | 0 | 0 | 0 | 0 | 0 | 0.9477 | 0.94383 | 0.94629 | 0.9477 | 0.94383 | 0.94629 | 1.8496 | -119.1346 | 117.0307 | 1.8496 | -119.1346 | 117.0307
Line12_13_15 | 0 | 0 | 0 | 0 | 0 | 0 | 0 | 0 | 0 | 0 | 0 | 0 | -7.3128e-09 | -4.5397e-09 | 1.181e-08 | 4.7393e-09 | 3.1961e-09 | -7.8924e-09 | -1.0135e-08 | 1.0475e-08 | -2.2062e-09 | 6.8674e-09 | -6.9363e-09 | 1.2986e-09 | 0 | 0 | 0 | 0 | 0 | 0 | 0.9477 | 0.94383 | 0.94629 | 0.9477 | 0.94383 | 0.94629 | 1.8496 | -119.1346 | 117.0307 | 1.8496 | -119.1346 | 117.0307
Line13_13_14 | 0 | 0 | 0 | 0 | 0 | 0 | 0 | 0 | 0 | 0 | 0 | 0 | -2.4376e-09 | -1.5132e-09 | 3.9365e-09 | -1.359e-10 | 1.6961e-10 | -1.9375e-11 | -3.3782e-09 | 3.4918e-09 | -7.354e-10 | 1.1097e-10 | 4.7268e-11 | -1.7219e-10 | 0 | 0 | 0 | 0 | 0 | 0 | 0.9477 | 0.94383 | 0.94629 | 0.9477 | 0.94383 | 0.94629 | 1.8496 | -119.1346 | 117.0307 | 1.8496 | -119.1346 | 117.0307
Line14_15_16 | 0 | 0 | 0 | 0 | 0 | 0 | 0 | 0 | 0 | 0 | 0 | 0 | -4.8752e-09 | -3.0265e-09 | 7.873e-09 | 2.3017e-09 | 1.6828e-09 | -3.9559e-09 | -6.7565e-09 | 6.9836e-09 | -1.4708e-09 | 3.4892e-09 | -3.4445e-09 | 5.6321e-10 | 0 | 0 | 0 | 0 | 0 | 0 | 0.9477 | 0.94383 | 0.94629 | 0.9477 | 0.94383 | 0.94629 | 1.8496 | -119.1346 | 117.0307 | 1.8496 | -119.1346 | 117.0307
Line15_16_17 | 0 | 0 | 0 | 0 | 0 | 0 | 0 | 0 | 0 | 0 | 0 | 0 | -2.4376e-09 | -1.5132e-09 | 3.9365e-09 | -1.359e-10 | 1.6961e-10 | -1.9375e-11 | -3.3782e-09 | 3.4918e-09 | -7.354e-10 | 1.1097e-10 | 4.7268e-11 | -1.7219e-10 | 0 | 0 | 0 | 0 | 0 | 0 | 0.9477 | 0.94383 | 0.94629 | 0.9477 | 0.94383 | 0.94629 | 1.8496 | -119.1346 | 117.0307 | 1.8496 | -119.1346 | 117.0307
Line16_4_18 | 0 | 0 | 0 | 0 | 0 | 0 | 0 | 0 | 0 | 0 | 0 | 0 | -2.4412e-09 | -1.4714e-09 | 3.9229e-09 | -1.3803e-10 | 1.5938e-10 | -3.165e-11 | -3.3328e-09 | 3.4827e-09 | -7.6131e-10 | 1.1086e-10 | 4.9477e-11 | -1.7426e-10 | 0 | 0 | 0 | 0 | 0 | 0 | 0.94943 | 0.94753 | 0.94813 | 0.94943 | 0.94753 | 0.94813 | 1.8467 | -119.0974 | 117.0057 | 1.8467 | -119.0974 | 117.0057
Line17_5_19 | 0 | 0 | 0 | 0 | 0 | 0 | 0 | 0 | 0 | 0 | 0 | 0 | -2.4412e-09 | -1.4714e-09 | 3.9229e-09 | -1.3803e-10 | 1.5938e-10 | -3.165e-11 | -3.3328e-09 | 3.4827e-09 | -7.6131e-10 | 1.1086e-10 | 4.9477e-11 | -1.7426e-10 | 0 | 0 | 0 | 0 | 0 | 0 | 0.94943 | 0.94753 | 0.94813 | 0.94943 | 0.94753 | 0.94813 | 1.8467 | -119.0974 | 117.0057 | 1.8467 | -119.0974 | 117.0057
Line1_1_3 | 0 | 0.029342 | 0.031166 | 0 | 0.029342 | 0.031166 | 0 | 0.0067762 | 0.0071975 | 0 | 0.0067762 | 0.0071975 | -1.9515e-08 | 0.0043176 | 0.0048764 | 1.6927e-08 | -0.0043047 | -0.0048566 | -2.7017e-08 | 0.0043232 | 0.0048721 | 2.3759e-08 | -0.0043047 | -0.0048566 | 0 | -164.1346 | 72.0307 | 0 | 15.8652 | -107.9691 | 0.94943 | 0.94753 | 0.94813 | 0.9477 | 0.94383 | 0.94629 | 1.8467 | -119.0974 | 117.0057 | 1.8496 | -119.1346 | 117.0307
Line2_1_4 | 0 | 0 | 0 | 0 | 0 | 0 | 0 | 0 | 0 | 0 | 0 | 0 | -4.8824e-09 | -2.9429e-09 | 7.8459e-09 | 2.3032e-09 | 1.6308e-09 | -3.9546e-09 | -6.6657e-09 | 6.9654e-09 | -1.5226e-09 | 3.4437e-09 | -3.4332e-09 | 5.8705e-10 | 0 | 0 | 0 | 0 | 0 | 0 | 0.94943 | 0.94753 | 0.94813 | 0.94943 | 0.94753 | 0.94813 | 1.8467 | -119.0974 | 117.0057 | 1.8467 | -119.0974 | 117.0057
Line3_1_5 | 0 | 0 | 0 | 0 | 0 | 0 | 0 | 0 | 0 | 0 | 0 | 0 | -4.8824e-09 | -2.9429e-09 | 7.8459e-09 | 2.3032e-09 | 1.6308e-09 | -3.9546e-09 | -6.6657e-09 | 6.9654e-09 | -1.5226e-09 | 3.4437e-09 | -3.4332e-09 | 5.8705e-10 | 0 | 0 | 0 | 0 | 0 | 0 | 0.94943 | 0.94753 | 0.94813 | 0.94943 | 0.94753 | 0.94813 | 1.8467 | -119.0974 | 117.0057 | 1.8467 | -119.0974 | 117.0057
Line4_2_6 | 0 | 0 | 0 | 0 | 0 | 0 | 0 | 0 | 0 | 0 | 0 | 0 | -1.2206e-08 | -7.3572e-09 | 1.9615e-08 | 9.6268e-09 | 6.0451e-09 | -1.5723e-08 | -1.6664e-08 | 1.7414e-08 | -3.8066e-09 | 1.3442e-08 | -1.3881e-08 | 2.871e-09 | 0 | 0 | 0 | 0 | 0 | 0 | 0.94943 | 0.94753 | 0.94813 | 0.94943 | 0.94753 | 0.94813 | 1.8467 | -119.0974 | 117.0057 | 1.8467 | -119.0974 | 117.0057
Line5_6_7 | 0 | 0 | 0 | 0 | 0 | 0 | 0 | 0 | 0 | 0 | 0 | 0 | -9.7648e-09 | -5.8858e-09 | 1.5692e-08 | 7.1856e-09 | 4.5737e-09 | -1.1801e-08 | -1.3331e-08 | 1.3931e-08 | -3.0452e-09 | 1.0109e-08 | -1.0399e-08 | 2.1097e-09 | 0 | 0 | 0 | 0 | 0 | 0 | 0.94943 | 0.94753 | 0.94813 | 0.94943 | 0.94753 | 0.94813 | 1.8467 | -119.0974 | 117.0057 | 1.8467 | -119.0974 | 117.0057
Line6_7_8 | 0 | 0 | 0 | 0 | 0 | 0 | 0 | 0 | 0 | 0 | 0 | 0 | -7.3236e-09 | -4.4143e-09 | 1.1769e-08 | 4.7444e-09 | 3.1023e-09 | -7.8776e-09 | -9.9985e-09 | 1.0448e-08 | -2.2839e-09 | 6.7765e-09 | -6.9159e-09 | 1.3484e-09 | 0 | 0 | 0 | 0 | 0 | 0 | 0.94943 | 0.94753 | 0.94813 | 0.94943 | 0.94753 | 0.94813 | 1.8467 | -119.0974 | 117.0057 | 1.8467 | -119.0974 | 117.0057
Line7_8_9 | 0 | 0 | 0 | 0 | 0 | 0 | 0 | 0 | 0 | 0 | 0 | 0 | -2.4412e-09 | -1.4714e-09 | 3.923e-09 | -1.3803e-10 | 1.5938e-10 | -3.165e-11 | -3.3328e-09 | 3.4827e-09 | -7.6131e-10 | 1.1086e-10 | 4.9477e-11 | -1.7426e-10 | 0 | 0 | 0 | 0 | 0 | 0 | 0.94943 | 0.94753 | 0.94813 | 0.94943 | 0.94753 | 0.94813 | 1.8467 | -119.0974 | 117.0057 | 1.8467 | -119.0974 | 117.0057
Line8_8_10 | 0 | 0 | 0 | 0 | 0 | 0 | 0 | 0 | 0 | 0 | 0 | 0 | -2.4412e-09 | -1.4714e-09 | 3.923e-09 | -1.3803e-10 | 1.5938e-10 | -3.165e-11 | -3.3328e-09 | 3.4827e-09 | -7.6131e-10 | 1.1086e-10 | 4.9477e-11 | -1.7426e-10 | 0 | 0 | 0 | 0 | 0 | 0 | 0.94943 | 0.94753 | 0.94813 | 0.94943 | 0.94753 | 0.94813 | 1.8467 | -119.0974 | 117.0057 | 1.8467 | -119.0974 | 117.0057
Line9_3_11 | 0 | 0 | 0 | 0 | 0 | 0 | 0 | 0 | 0 | 0 | 0 | 0 | -1.7063e-08 | -1.0593e-08 | 2.7556e-08 | 1.449e-08 | 9.249e-09 | -2.3638e-08 | -2.3648e-08 | 2.4443e-08 | -5.1478e-09 | 2.038e-08 | -2.0904e-08 | 4.2402e-09 | 0 | 0 | 0 | 0 | 0 | 0 | 0.9477 | 0.94383 | 0.94629 | 0.9477 | 0.94383 | 0.94629 | 1.8496 | -119.1346 | 117.0307 | 1.8496 | -119.1346 | 117.0307

## LLG_min_fault_10
name | pf_ikss_a_from_ka | pf_ikss_b_from_ka | pf_ikss_c_from_ka | pf_ikss_a_to_ka | pf_ikss_b_to_ka | pf_ikss_c_to_ka | pf_skss_a_from_mw | pf_skss_b_from_mw | pf_skss_c_from_mw | pf_skss_a_to_mw | pf_skss_b_to_mw | pf_skss_c_to_mw | pf_p_a_from_mw | pf_p_b_from_mw | pf_p_c_from_mw | pf_p_a_to_mw | pf_p_b_to_mw | pf_p_c_to_mw | pf_q_a_from_mvar | pf_q_b_from_mvar | pf_q_c_from_mvar | pf_q_a_to_mvar | pf_q_b_to_mvar | pf_q_c_to_mvar | pf_ikss_a_from_degree | pf_ikss_b_from_degree | pf_ikss_c_from_degree | pf_ikss_a_to_degree | pf_ikss_b_to_degree | pf_ikss_c_to_degree | pf_vm_a_from_pu | pf_vm_b_from_pu | pf_vm_c_from_pu | pf_vm_a_to_pu | pf_vm_b_to_pu | pf_vm_c_to_pu | pf_va_a_from_degree | pf_va_b_from_degree | pf_va_c_from_degree | pf_va_a_to_degree | pf_va_b_to_degree | pf_va_c_to_degree
Line0_1_2 | 0 | 0 | 0 | 0 | 0 | 0 | 0 | 0 | 0 | 0 | 0 | 0 | -1.3146e-08 | -7.9238e-09 | 2.1125e-08 | 1.0831e-08 | 6.7462e-09 | -1.7633e-08 | -1.7947e-08 | 1.8755e-08 | -4.0997e-09 | 1.5056e-08 | -1.5584e-08 | 3.26e-09 | 0 | 0 | 0 | 0 | 0 | 0 | 0.89946 | 0.89766 | 0.89823 | 0.89946 | 0.89766 | 0.89823 | 1.8467 | -119.0974 | 117.0057 | 1.8467 | -119.0974 | 117.0057
Line10_11_12 | 0 | 0 | 0 | 0 | 0 | 0 | 0 | 0 | 0 | 0 | 0 | 0 | -1.3127e-08 | -8.1489e-09 | 2.1198e-08 | 1.0817e-08 | 6.9429e-09 | -1.7683e-08 | -1.8192e-08 | 1.8803e-08 | -3.9602e-09 | 1.526e-08 | -1.5627e-08 | 3.1456e-09 | 0 | 0 | 0 | 0 | 0 | 0 | 0.89783 | 0.89416 | 0.89649 | 0.89783 | 0.89416 | 0.89649 | 1.8496 | -119.1346 | 117.0307 | 1.8496 | -119.1346 | 117.0307
Line11_12_13 | 0 | 0 | 0 | 0 | 0 | 0 | 0 | 0 | 0 | 0 | 0 | 0 | -1.0939e-08 | -6.7907e-09 | 1.7665e-08 | 8.6291e-09 | 5.5848e-09 | -1.415e-08 | -1.516e-08 | 1.567e-08 | -3.3001e-09 | 1.2228e-08 | -1.2493e-08 | 2.4856e-09 | 0 | 0 | 0 | 0 | 0 | 0 | 0.89783 | 0.89416 | 0.89649 | 0.89783 | 0.89416 | 0.89649 | 1.8496 | -119.1346 | 117.0307 | 1.8496 | -119.1346 | 117.0307
Line12_13_15 | 0 | 0 | 0 | 0 | 0 | 0 | 0 | 0 | 0 | 0 | 0 | 0 | -6.5633e-09 | -4.0744e-09 | 1.0599e-08 | 4.2536e-09 | 2.8685e-09 | -7.0835e-09 | -9.096e-09 | 9.4017e-09 | -1.9801e-09 | 6.1636e-09 | -6.2254e-09 | 1.1655e-09 | 0 | 0 | 0 | 0 | 0 | 0 | 0.89783 | 0.89416 | 0.89649 | 0.89783 | 0.89416 | 0.89649 | 1.8496 | -119.1346 | 117.0307 | 1.8496 | -119.1346 | 117.0307
Line13_13_14 | 0 | 0 | 0 | 0 | 0 | 0 | 0 | 0 | 0 | 0 | 0 | 0 | -2.1878e-09 | -1.3581e-09 | 3.533e-09 | -1.2197e-10 | 1.5222e-10 | -1.7389e-11 | -3.032e-09 | 3.1339e-09 | -6.6003e-10 | 9.9599e-11 | 4.2423e-11 | -1.5454e-10 | 0 | 0 | 0 | 0 | 0 | 0 | 0.89783 | 0.89416 | 0.89649 | 0.89783 | 0.89416 | 0.89649 | 1.8496 | -119.1346 | 117.0307 | 1.8496 | -119.1346 | 117.0307
Line14_15_16 | 0 | 0 | 0 | 0 | 0 | 0 | 0 | 0 | 0 | 0 | 0 | 0 | -4.3755e-09 | -2.7163e-09 | 7.0661e-09 | 2.0658e-09 | 1.5104e-09 | -3.5504e-09 | -6.064e-09 | 6.2678e-09 | -1.3201e-09 | 3.1316e-09 | -3.0915e-09 | 5.0549e-10 | 0 | 0 | 0 | 0 | 0 | 0 | 0.89783 | 0.89416 | 0.89649 | 0.89783 | 0.89416 | 0.89649 | 1.8496 | -119.1346 | 117.0307 | 1.8496 | -119.1346 | 117.0307
Line15_16_17 | 0 | 0 | 0 | 0 | 0 | 0 | 0 | 0 | 0 | 0 | 0 | 0 | -2.1878e-09 | -1.3581e-09 | 3.533e-09 | -1.2197e-10 | 1.5222e-10 | -1.7389e-11 | -3.032e-09 | 3.1339e-09 | -6.6003e-10 | 9.9599e-11 | 4.2423e-11 | -1.5454e-10 | 0 | 0 | 0 | 0 | 0 | 0 | 0.89783 | 0.89416 | 0.89649 | 0.89783 | 0.89416 | 0.89649 | 1.8496 | -119.1346 | 117.0307 | 1.8496 | -119.1346 | 117.0307
Line16_4_18 | 0 | 0 | 0 | 0 | 0 | 0 | 0 | 0 | 0 | 0 | 0 | 0 | -2.191e-09 | -1.3206e-09 | 3.5209e-09 | -1.2388e-10 | 1.4304e-10 | -2.8407e-11 | -2.9912e-09 | 3.1258e-09 | -6.8328e-10 | 9.9502e-11 | 4.4406e-11 | -1.564e-10 | 0 | 0 | 0 | 0 | 0 | 0 | 0.89946 | 0.89766 | 0.89823 | 0.89946 | 0.89766 | 0.89823 | 1.8467 | -119.0974 | 117.0057 | 1.8467 | -119.0974 | 117.0057
Line17_5_19 | 0 | 0 | 0 | 0 | 0 | 0 | 0 | 0 | 0 | 0 | 0 | 0 | -2.191e-09 | -1.3206e-09 | 3.5209e-09 | -1.2388e-10 | 1.4304e-10 | -2.8407e-11 | -2.9912e-09 | 3.1258e-09 | -6.8328e-10 | 9.9502e-11 | 4.4406e-11 | -1.564e-10 | 0 | 0 | 0 | 0 | 0 | 0 | 0.89946 | 0.89766 | 0.89823 | 0.89946 | 0.89766 | 0.89823 | 1.8467 | -119.0974 | 117.0057 | 1.8467 | -119.0974 | 117.0057
Line1_1_3 | 0 | 0.027798 | 0.029526 | 0 | 0.027798 | 0.029526 | 0 | 0.0064196 | 0.0068187 | 0 | 0.0064196 | 0.0068187 | -1.7515e-08 | 0.003875 | 0.0043766 | 1.5192e-08 | -0.0038635 | -0.0043589 | -2.4248e-08 | 0.0038801 | 0.0043727 | 2.1324e-08 | -0.0038635 | -0.0043588 | 0 | -164.1346 | 72.0307 | 0 | 15.8652 | -107.9691 | 0.89946 | 0.89766 | 0.89823 | 0.89783 | 0.89416 | 0.89649 | 1.8467 | -119.0974 | 117.0057 | 1.8496 | -119.1346 | 117.0307
Line2_1_4 | 0 | 0 | 0 | 0 | 0 | 0 | 0 | 0 | 0 | 0 | 0 | 0 | -4.382e-09 | -2.6413e-09 | 7.0417e-09 | 2.0671e-09 | 1.4637e-09 | -3.5493e-09 | -5.9825e-09 | 6.2515e-09 | -1.3666e-09 | 3.0907e-09 | -3.0813e-09 | 5.2688e-10 | 0 | 0 | 0 | 0 | 0 | 0 | 0.89946 | 0.89766 | 0.89823 | 0.89946 | 0.89766 | 0.89823 | 1.8467 | -119.0974 | 117.0057 | 1.8467 | -119.0974 | 117.0057
Line3_1_5 | 0 | 0 | 0 | 0 | 0 | 0 | 0 | 0 | 0 | 0 | 0 | 0 | -4.382e-09 | -2.6413e-09 | 7.0417e-09 | 2.0671e-09 | 1.4637e-09 | -3.5493e-09 | -5.9825e-09 | 6.2515e-09 | -1.3666e-09 | 3.0907e-09 | -3.0813e-09 | 5.2688e-10 | 0 | 0 | 0 | 0 | 0 | 0 | 0.89946 | 0.89766 | 0.89823 | 0.89946 | 0.89766 | 0.89823 | 1.8467 | -119.0974 | 117.0057 | 1.8467 | -119.0974 | 117.0057
Line4_2_6 | 0 | 0 | 0 | 0 | 0 | 0 | 0 | 0 | 0 | 0 | 0 | 0 | -1.0955e-08 | -6.6031e-09 | 1.7604e-08 | 8.6401e-09 | 5.4256e-09 | -1.4112e-08 | -1.4956e-08 | 1.5629e-08 | -3.4164e-09 | 1.2064e-08 | -1.2459e-08 | 2.5767e-09 | 0 | 0 | 0 | 0 | 0 | 0 | 0.89946 | 0.89766 | 0.89823 | 0.89946 | 0.89766 | 0.89823 | 1.8467 | -119.0974 | 117.0057 | 1.8467 | -119.0974 | 117.0057
Line5_6_7 | 0 | 0 | 0 | 0 | 0 | 0 | 0 | 0 | 0 | 0 | 0 | 0 | -8.764e-09 | -5.2825e-09 | 1.4083e-08 | 6.4491e-09 | 4.1049e-09 | -1.0591e-08 | -1.1965e-08 | 1.2503e-08 | -2.7331e-09 | 9.0732e-09 | -9.3329e-09 | 1.8934e-09 | 0 | 0 | 0 | 0 | 0 | 0 | 0.89946 | 0.89766 | 0.89823 | 0.89946 | 0.89766 | 0.89823 | 1.8467 | -119.0974 | 117.0057 | 1.8467 | -119.0974 | 117.0057
Line6_7_8 | 0 | 0 | 0 | 0 | 0 | 0 | 0 | 0 | 0 | 0 | 0 | 0 | -6.573e-09 | -3.9619e-09 | 1.0563e-08 | 4.2581e-09 | 2.7843e-09 | -7.0702e-09 | -8.9737e-09 | 9.3773e-09 | -2.0498e-09 | 6.082e-09 | -6.2071e-09 | 1.2102e-09 | 0 | 0 | 0 | 0 | 0 | 0 | 0.89946 | 0.89766 | 0.89823 | 0.89946 | 0.89766 | 0.89823 | 1.8467 | -119.0974 | 117.0057 | 1.8467 | -119.0974 | 117.0057
Line7_8_9 | 0 | 0 | 0 | 0 | 0 | 0 | 0 | 0 | 0 | 0 | 0 | 0 | -2.191e-09 | -1.3206e-09 | 3.5209e-09 | -1.2388e-10 | 1.4304e-10 | -2.8407e-11 | -2.9912e-09 | 3.1258e-09 | -6.8328e-10 | 9.9502e-11 | 4.4406e-11 | -1.564e-10 | 0 | 0 | 0 | 0 | 0 | 0 | 0.89946 | 0.89766 | 0.89823 | 0.89946 | 0.89766 | 0.89823 | 1.8467 | -119.0974 | 117.0057 | 1.8467 | -119.0974 | 117.0057
Line8_8_10 | 0 | 0 | 0 | 0 | 0 | 0 | 0 | 0 | 0 | 0 | 0 | 0 | -2.191e-09 | -1.3206e-09 | 3.5209e-09 | -1.2388e-10 | 1.4304e-10 | -2.8407e-11 | -2.9912e-09 | 3.1258e-09 | -6.8328e-10 | 9.9502e-11 | 4.4406e-11 | -1.564e-10 | 0 | 0 | 0 | 0 | 0 | 0 | 0.89946 | 0.89766 | 0.89823 | 0.89946 | 0.89766 | 0.89823 | 1.8467 | -119.0974 | 117.0057 | 1.8467 | -119.0974 | 117.0057
Line9_3_11 | 0 | 0 | 0 | 0 | 0 | 0 | 0 | 0 | 0 | 0 | 0 | 0 | -1.5314e-08 | -9.507e-09 | 2.4731e-08 | 1.3005e-08 | 8.3011e-09 | -2.1216e-08 | -2.1224e-08 | 2.1937e-08 | -4.6202e-09 | 1.8292e-08 | -1.8761e-08 | 3.8056e-09 | 0 | 0 | 0 | 0 | 0 | 0 | 0.89783 | 0.89416 | 0.89649 | 0.89783 | 0.89416 | 0.89649 | 1.8496 | -119.1346 | 117.0307 | 1.8496 | -119.1346 | 117.0307