## LLL_max_6
name | pf_ikss_from_ka | pf_ikss_to_ka | pf_ip_from_ka | pf_ip_to_ka | pf_skss_from_mw | pf_skss_to_mw | pf_p_from_mw | pf_p_to_mw | pf_q_from_mvar | pf_q_to_mvar | pf_ikss_from_degree | pf_ikss_to_degree | pf_vm_from_pu | pf_vm_to_pu | pf_va_from_degree | pf_va_to_degree
Line0_1_2 | 5.4095 | 5.4095 | 0 | 11.0747 | 3.7478 | 3.7478 | 0.87789 | -1e-07 | 1.7558 | -1e-07 | -74.5475 | 105.4525 | 0.52377 | 0 | -11.1125 | 0
Line10_11_12 | 0 | 0 | 0 | 0 | 0 | 0 | 0 | 0 | 0 | 0 | 0 | 0 | 0.52377 | 0.52377 | -11.1125 | -11.1125
Line11_12_13 | 0 | 0 | 0 | 0 | 0 | 0 | 0 | 0 | 0 | 0 | 0 | 0 | 0.52377 | 0.52377 | -11.1125 | -11.1125
Line12_13_15 | 0 | 0 | 0 | 0 | 0 | 0 | 0 | 0 | 0 | 0 | 0 | 0 | 0.52377 | 0.52377 | -11.1125 | -11.1125
Line13_13_14 | 0 | 0 | 0 | 0 | 0 | 0 | 0 | 0 | 0 | 0 | 0 | 0 | 0.52377 | 0.52377 | -11.1125 | -11.1125
Line14_15_16 | 0 | 0 | 0 | 0 | 0 | 0 | 0 | 0 | 0 | 0 | 0 | 0 | 0.52377 | 0.52377 | -11.1125 | -11.1125
Line15_16_17 | 0 | 0 | 0 | 0 | 0 | 0 | 0 | 0 | 0 | 0 | 0 | 0 | 0.52377 | 0.52377 | -11.1125 | -11.1125
Line16_4_18 | 0 | 0 | 0 | 0 | 0 | 0 | 0 | 0 | 0 | 0 | 0 | 0 | 0.52377 | 0.52377 | -11.1125 | -11.1125
Line17_5_19 | 0 | 0 | 0 | 0 | 0 | 0 | 0 | 0 | 0 | 0 | 0 | 0 | 0.52377 | 0.52377 | -11.1125 | -11.1125
Line1_1_3 | 0 | 0 | 0 | 0 | 0 | 0 | 0 | 0 | 0 | 0 | 0 | 0 | 0.52377 | 0.52377 | -11.1125 | -11.1125
Line2_1_4 | 0 | 0 | 0 | 0 | 0 | 0 | 0 | 0 | 0 | 0 | 0 | 0 | 0.52377 | 0.52377 | -11.1125 | -11.1125
Line3_1_5 | 0 | 0 | 0 | 0 | 0 | 0 | 0 | 0 | 0 | 0 | 0 | 0 | 0.52377 | 0.52377 | -11.1125 | -11.1125
Line4_2_6 | 0 | 0 | 0 | 0 | 0 | 0 | 5.8986e-21 | 0 | 3.5331e-21 | 0 | 0 | 0 | 0 | 0 | 0 | 0
Line5_6_7 | 0 | 0 | 0 | 0 | 0 | 0 | 0 | 0 | 0 | 0 | 0 | 0 | 0 | 0 | 0 | 0
Line6_7_8 | 0 | 0 | 0 | 0 | 0 | 0 | 0 | 0 | 0 | 0 | 0 | 0 | 0 | 0 | 0 | 0
Line7_8_9 | 0 | 0 | 0 | 0 | 0 | 0 | 0 | 0 | 0 | 0 | 0 | 0 | 0 | 0 | 0 | 0
Line8_8_10 | 0 | 0 | 0 | 0 | 0 | 0 | 0 | 0 | 0 | 0 | 0 | 0 | 0 | 0 | 0 | 0
Line9_3_11 | 0 | 0 | 0 | 0 | 0 | 0 | 0 | 0 | 0 | 0 | 0 | 0 | 0.52377 | 0.52377 | -11.1125 | -11.1125

## LLL_max_10
name | pf_ikss_from_ka | pf_ikss_to_ka | pf_ip_from_ka | pf_ip_to_ka | pf_skss_from_mw | pf_skss_to_mw | pf_p_from_mw | pf_p_to_mw | pf_q_from_mvar | pf_q_to_mvar | pf_ikss_from_degree | pf_ikss_to_degree | pf_vm_from_pu | pf_vm_to_pu | pf_va_from_degree | pf_va_to_degree
Line0_1_2 | 5.5336 | 5.5336 | 0 | 11.3769 | 3.8338 | 3.8338 | 0.91861 | -1e-07 | 1.8372 | -1e-07 | -74.8019 | 105.1981 | 0.53578 | 0 | -11.3669 | 0
Line10_11_12 | 0 | 0 | 0 | 0 | 0 | 0 | 0 | 0 | 0 | 0 | 0 | 0 | 0.53578 | 0.53578 | -11.3669 | -11.3669
Line11_12_13 | 0 | 0 | 0 | 0 | 0 | 0 | 0 | 0 | 0 | 0 | 0 | 0 | 0.53578 | 0.53578 | -11.3669 | -11.3669
Line12_13_15 | 0 | 0 | 0 | 0 | 0 | 0 | 0 | 0 | 0 | 0 | 0 | 0 | 0.53578 | 0.53578 | -11.3669 | -11.3669
Line13_13_14 | 0 | 0 | 0 | 0 | 0 | 0 | 0 | 0 | 0 | 0 | 0 | 0 | 0.53578 | 0.53578 | -11.3669 | -11.3669
Line14_15_16 | 0 | 0 | 0 | 0 | 0 | 0 | 0 | 0 | 0 | 0 | 0 | 0 | 0.53578 | 0.53578 | -11.3669 | -11.3669
Line15_16_17 | 0 | 0 | 0 | 0 | 0 | 0 | 0 | 0 | 0 | 0 | 0 | 0 | 0.53578 | 0.53578 | -11.3669 | -11.3669
Line16_4_18 | 0 | 0 | 0 | 0 | 0 | 0 | 0 | 0 | 0 | 0 | 0 | 0 | 0.53578 | 0.53578 | -11.3669 | -11.3669
Line17_5_19 | 0 | 0 | 0 | 0 | 0 | 0 | 0 | 0 | 0 | 0 | 0 | 0 | 0.53578 | 0.53578 | -11.3669 | -11.3669
Line1_1_3 | 0 | 0 | 0 | 0 | 0 | 0 | 0 | 0 | 0 | 0 | 0 | 0 | 0.53578 | 0.53578 | -11.3669 | -11.3669
Line2_1_4 | 0 | 0 | 0 | 0 | 0 | 0 | 0 | 0 | 0 | 0 | 0 | 0 | 0.53578 | 0.53578 | -11.3669 | -11.3669
Line3_1_5 | 0 | 0 | 0 | 0 | 0 | 0 | 0 | 0 | 0 | 0 | 0 | 0 | 0.53578 | 0.53578 | -11.3669 | -11.3669
Line4_2_6 | 0 | 0 | 0 | 0 | 0 | 0 | 9.5648e-21 | 0 | -9.4495e-21 | 0 | 0 | 0 | 0 | 0 | 0 | 0
Line5_6_7 | 0 | 0 | 0 | 0 | 0 | 0 | 0 | 0 | 0 | 0 | 0 | 0 | 0 | 0 | 0 | 0
Line6_7_8 | 0 | 0 | 0 | 0 | 0 | 0 | 0 | 0 | 0 | 0 | 0 | 0 | 0 | 0 | 0 | 0
Line7_8_9 | 0 | 0 | 0 | 0 | 0 | 0 | 0 | 0 | 0 | 0 | 0 | 0 | 0 | 0 | 0 | 0
Line8_8_10 | 0 | 0 | 0 | 0 | 0 | 0 | 0 | 0 | 0 | 0 | 0 | 0 | 0 | 0 | 0 | 0
Line9_3_11 | 0 | 0 | 0 | 0 | 0 | 0 | 0 | 0 | 0 | 0 | 0 | 0 | 0.53578 | 0.53578 | -11.3669 | -11.3669

## LLL_max_fault_6
name | pf_ikss_from_ka | pf_ikss_to_ka | pf_ip_from_ka | pf_ip_to_ka | pf_skss_from_mw | pf_skss_to_mw | pf_p_from_mw | pf_p_to_mw | pf_q_from_mvar | pf_q_to_mvar | pf_ikss_from_degree | pf_ikss_to_degree | pf_vm_from_pu | pf_vm_to_pu | pf_va_from_degree | pf_va_to_degree
Line0_1_2 | 0.034105 | 0.034105 | 0 | 0.069821 | 0.023628 | 0.023628 | 0.017482 | -0.017447 | 0.017517 | -0.017447 | -45.1781 | 134.8219 | 1.0474 | 1.0442 | -0.12101 | -0.17814
Line10_11_12 | 0 | 0 | 0 | 0 | 0 | 0 | 0 | 0 | 0 | 0 | 0 | 0 | 1.0474 | 1.0474 | -0.12101 | -0.12101
Line11_12_13 | 0 | 0 | 0 | 0 | 0 | 0 | 0 | 0 | 0 | 0 | 0 | 0 | 1.0474 | 1.0474 | -0.12101 | -0.12101
Line12_13_15 | 0 | 0 | 0 | 0 | 0 | 0 | 0 | 0 | 0 | 0 | 0 | 0 | 1.0474 | 1.0474 | -0.12101 | -0.12101
Line13_13_14 | 0 | 0 | 0 | 0 | 0 | 0 | 0 | 0 | 0 | 0 | 0 | 0 | 1.0474 | 1.0474 | -0.12101 | -0.12101
Line14_15_16 | 0 | 0 | 0 | 0 | 0 | 0 | 0 | 0 | 0 | 0 | 0 | 0 | 1.0474 | 1.0474 | -0.12101 | -0.12101
Line15_16_17 | 0 | 0 | 0 | 0 | 0 | 0 | 0 | 0 | 0 | 0 | 0 | 0 | 1.0474 | 1.0474 | -0.12101 | -0.12101
Line16_4_18 | 0 | 0 | 0 | 0 | 0 | 0 | 0 | 0 | 0 | 0 | 0 | 0 | 1.0474 | 1.0474 | -0.12101 | -0.12101
Line17_5_19 | 0 | 0 | 0 | 0 | 0 | 0 | 0 | 0 | 0 | 0 | 0 | 0 | 1.0474 | 1.0474 | -0.12101 | -0.12101
Line1_1_3 | 0 | 0 | 0 | 0 | 0 | 0 | 0 | 0 | 0 | 0 | 0 | 0 | 1.0474 | 1.0474 | -0.12101 | -0.12101
Line2_1_4 | 0 | 0 | 0 | 0 | 0 | 0 | 0 | 0 | 0 | 0 | 0 | 0 | 1.0474 | 1.0474 | -0.12101 | -0.12101
Line3_1_5 | 0 | 0 | 0 | 0 | 0 | 0 | 0 | 0 | 0 | 0 | 0 | 0 | 1.0474 | 1.0474 | -0.12101 | -0.12101
Line4_2_6 | 0 | 0 | 0 | 0 | 0 | 0 | -3.3075e-10 | 0 | 1.8749e-10 | 0 | 0 | 0 | 1.0442 | 1.0442 | -0.17814 | -0.17814
Line5_6_7 | 0 | 0 | 0 | 0 | 0 | 0 | 0 | 0 | 0 | 0 | 0 | 0 | 1.0442 | 1.0442 | -0.17814 | -0.17814
Line6_7_8 | 0 | 0 | 0 | 0 | 0 | 0 | 0 | 0 | 0 | 0 | 0 | 0 | 1.0442 | 1.0442 | -0.17814 | -0.17814
Line7_8_9 | 0 | 0 | 0 | 0 | 0 | 0 | 0 | 0 | 0 | 0 | 0 | 0 | 1.0442 | 1.0442 | -0.17814 | -0.17814
Line8_8_10 | 0 | 0 | 0 | 0 | 0 | 0 | 0 | 0 | 0 | 0 | 0 | 0 | 1.0442 | 1.0442 | -0.17814 | -0.17814
Line9_3_11 | 0 | 0 | 0 | 0 | 0 | 0 | 0 | 0 | 0 | 0 | 0 | 0 | 1.0474 | 1.0474 | -0.12101 | -0.12101

## LLL_max_fault_10
name | pf_ikss_from_ka | pf_ikss_to_ka | pf_ip_from_ka | pf_ip_to_ka | pf_skss_from_mw | pf_skss_to_mw | pf_p_from_mw | pf_p_to_mw | pf_q_from_mvar | pf_q_to_mvar | pf_ikss_from_degree | pf_ikss_to_degree | pf_vm_from_pu | pf_vm_to_pu | pf_va_from_degree | pf_va_to_degree
Line0_1_2 | 0.035724 | 0.035724 | 0 | 0.073449 | 0.024751 | 0.024751 | 0.019182 | -0.019143 | 0.01922 | -0.019143 | -45.1838 | 134.8162 | 1.0971 | 1.0938 | -0.12672 | -0.18384
Line10_11_12 | 0 | 0 | 0 | 0 | 0 | 0 | 0 | 0 | 0 | 0 | 0 | 0 | 1.0971 | 1.0971 | -0.12672 | -0.12672
Line11_12_13 | 0 | 0 | 0 | 0 | 0 | 0 | 0 | 0 | 0 | 0 | 0 | 0 | 1.0971 | 1.0971 | -0.12672 | -0.12672
Line12_13_15 | 0 | 0 | 0 | 0 | 0 | 0 | 0 | 0 | 0 | 0 | 0 | 0 | 1.0971 | 1.0971 | -0.12672 | -0.12672
Line13_13_14 | 0 | 0 | 0 | 0 | 0 | 0 | 0 | 0 | 0 | 0 | 0 | 0 | 1.0971 | 1.0971 | -0.12672 | -0.12672
Line14_15_16 | 0 | 0 | 0 | 0 | 0 | 0 | 0 | 0 | 0 | 0 | 0 | 0 | 1.0971 | 1.0971 | -0.12672 | -0.12672
Line15_16_17 | 0 | 0 | 0 | 0 | 0 | 0 | 0 | 0 | 0 | 0 | 0 | 0 | 1.0971 | 1.0971 | -0.12672 | -0.12672
Line16_4_18 | 0 | 0 | 0 | 0 | 0 | 0 | 0 | 0 | 0 | 0 | 0 | 0 | 1.0971 | 1.0971 | -0.12672 | -0.12672
Line17_5_19 | 0 | 0 | 0 | 0 | 0 | 0 | 0 | 0 | 0 | 0 | 0 | 0 | 1.0971 | 1.0971 | -0.12672 | -0.12672
Line1_1_3 | 0 | 0 | 0 | 0 | 0 | 0 | 0 | 0 | 0 | 0 | 0 | 0 | 1.0971 | 1.0971 | -0.12672 | -0.12672
Line2_1_4 | 0 | 0 | 0 | 0 | 0 | 0 | 0 | 0 | 0 | 0 | 0 | 0 | 1.0971 | 1.0971 | -0.12672 | -0.12672
Line3_1_5 | 0 | 0 | 0 | 0 | 0 | 0 | 0 | 0 | 0 | 0 | 0 | 0 | 1.0971 | 1.0971 | -0.12672 | -0.12672
Line4_2_6 | 0 | 0 | 0 | 0 | 0 | 0 | -3.7073e-10 | 0 | 2.1234e-10 | 0 | 0 | 0 | 1.0938 | 1.0938 | -0.18384 | -0.18384
Line5_6_7 | 0 | 0 | 0 | 0 | 0 | 0 | 0 | 0 | 0 | 0 | 0 | 0 | 1.0938 | 1.0938 | -0.18384 | -0.18384
Line6_7_8 | 0 | 0 | 0 | 0 | 0 | 0 | 0 | 0 | 0 | 0 | 0 | 0 | 1.0938 | 1.0938 | -0.18384 | -0.18384
Line7_8_9 | 0 | 0 | 0 | 0 | 0 | 0 | 0 | 0 | 0 | 0 | 0 | 0 | 1.0938 | 1.0938 | -0.18384 | -0.18384
Line8_8_10 | 0 | 0 | 0 | 0 | 0 | 0 | 0 | 0 | 0 | 0 | 0 | 0 | 1.0938 | 1.0938 | -0.18384 | -0.18384
Line9_3_11 | 0 | 0 | 0 | 0 | 0 | 0 | 0 | 0 | 0 | 0 | 0 | 0 | 1.0971 | 1.0971 | -0.12672 | -0.12672

## LLL_min_6
name | pf_ikss_from_ka | pf_ikss_to_ka | pf_ip_from_ka | pf_ip_to_ka | pf_skss_from_mw | pf_skss_to_mw | pf_p_from_mw | pf_p_to_mw | pf_q_from_mvar | pf_q_to_mvar | pf_ikss_from_degree | pf_ikss_to_degree | pf_vm_from_pu | pf_vm_to_pu | pf_va_from_degree | pf_va_to_degree
Line0_1_2 | 4.4816 | 4.4816 | 0 | 7.9319 | 3.105 | 3.105 | 1.1569 | -1e-07 | 1.2051 | -1e-07 | -64.3121 | 115.6879 | 0.53802 | 0 | -18.143 | 0
Line10_11_12 | 0 | 0 | 0 | 0 | 0 | 0 | 0 | 0 | 0 | 0 | 0 | 0 | 0.53802 | 0.53802 | -18.143 | -18.143
Line11_12_13 | 0 | 0 | 0 | 0 | 0 | 0 | 0 | 0 | 0 | 0 | 0 | 0 | 0.53802 | 0.53802 | -18.143 | -18.143
Line12_13_15 | 0 | 0 | 0 | 0 | 0 | 0 | 0 | 0 | 0 | 0 | 0 | 0 | 0.53802 | 0.53802 | -18.143 | -18.143
Line13_13_14 | 0 | 0 | 0 | 0 | 0 | 0 | 0 | 0 | 0 | 0 | 0 | 0 | 0.53802 | 0.53802 | -18.143 | -18.143
Line14_15_16 | 0 | 0 | 0 | 0 | 0 | 0 | 0 | 0 | 0 | 0 | 0 | 0 | 0.53802 | 0.53802 | -18.143 | -18.143
Line15_16_17 | 0 | 0 | 0 | 0 | 0 | 0 | 0 | 0 | 0 | 0 | 0 | 0 | 0.53802 | 0.53802 | -18.143 | -18.143
Line16_4_18 | 0 | 0 | 0 | 0 | 0 | 0 | 0 | 0 | 0 | 0 | 0 | 0 | 0.53802 | 0.53802 | -18.143 | -18.143
Line17_5_19 | 0 | 0 | 0 | 0 | 0 | 0 | 0 | 0 | 0 | 0 | 0 | 0 | 0.53802 | 0.53802 | -18.143 | -18.143
Line1_1_3 | 0 | 0 | 0 | 0 | 0 | 0 | 0 | 0 | 0 | 0 | 0 | 0 | 0.53802 | 0.53802 | -18.143 | -18.143
Line2_1_4 | 0 | 0 | 0 | 0 | 0 | 0 | 0 | 0 | 0 | 0 | 0 | 0 | 0.53802 | 0.53802 | -18.143 | -18.143
Line3_1_5 | 0 | 0 | 0 | 0 | 0 | 0 | 0 | 0 | 0 | 0 | 0 | 0 | 0.53802 | 0.53802 | -18.143 | -18.143
Line4_2_6 | 0 | 0 | 0 | 0 | 0 | 0 | 7.3846e-21 | 0 | 1.076e-20 | 0 | 0 | 0 | 0 | 0 | 0 | 0
Line5_6_7 | 0 | 0 | 0 | 0 | 0 | 0 | 0 | 0 | 0 | 0 | 0 | 0 | 0 | 0 | 0 | 0
Line6_7_8 | 0 | 0 | 0 | 0 | 0 | 0 | 0 | 0 | 0 | 0 | 0 | 0 | 0 | 0 | 0 | 0
Line7_8_9 | 0 | 0 | 0 | 0 | 0 | 0 | 0 | 0 | 0 | 0 | 0 | 0 | 0 | 0 | 0 | 0
Line8_8_10 | 0 | 0 | 0 | 0 | 0 | 0 | 0 | 0 | 0 | 0 | 0 | 0 | 0 | 0 | 0 | 0
Line9_3_11 | 0 | 0 | 0 | 0 | 0 | 0 | 0 | 0 | 0 | 0 | 0 | 0 | 0.53802 | 0.53802 | -18.143 | -18.143

## LLL_min_10
name | pf_ikss_from_ka | pf_ikss_to_ka | pf_ip_from_ka | pf_ip_to_ka | pf_skss_from_mw | pf_skss_to_mw | pf_p_from_mw | pf_p_to_mw | pf_q_from_mvar | pf_q_to_mvar | pf_ikss_from_degree | pf_ikss_to_degree | pf_vm_from_pu | pf_vm_to_pu | pf_va_from_degree | pf_va_to_degree
Line0_1_2 | 4.2458 | 4.2458 | 0 | 7.5145 | 2.9416 | 2.9416 | 1.0383 | -1e-07 | 1.0816 | -1e-07 | -64.3121 | 115.6879 | 0.5097 | 0 | -18.143 | 0
Line10_11_12 | 0 | 0 | 0 | 0 | 0 | 0 | 0 | 0 | 0 | 0 | 0 | 0 | 0.5097 | 0.5097 | -18.143 | -18.143
Line11_12_13 | 0 | 0 | 0 | 0 | 0 | 0 | 0 | 0 | 0 | 0 | 0 | 0 | 0.5097 | 0.5097 | -18.143 | -18.143
Line12_13_15 | 0 | 0 | 0 | 0 | 0 | 0 | 0 | 0 | 0 | 0 | 0 | 0 | 0.5097 | 0.5097 | -18.143 | -18.143
Line13_13_14 | 0 | 0 | 0 | 0 | 0 | 0 | 0 | 0 | 0 | 0 | 0 | 0 | 0.5097 | 0.5097 | -18.143 | -18.143
Line14_15_16 | 0 | 0 | 0 | 0 | 0 | 0 | 0 | 0 | 0 | 0 | 0 | 0 | 0.5097 | 0.5097 | -18.143 | -18.143
Line15_16_17 | 0 | 0 | 0 | 0 | 0 | 0 | 0 | 0 | 0 | 0 | 0 | 0 | 0.5097 | 0.5097 | -18.143 | -18.143
Line16_4_18 | 0 | 0 | 0 | 0 | 0 | 0 | 0 | 0 | 0 | 0 | 0 | 0 | 0.5097 | 0.5097 | -18.143 | -18.143
Line17_5_19 | 0 | 0 | 0 | 0 | 0 | 0 | 0 | 0 | 0 | 0 | 0 | 0 | 0.5097 | 0.5097 | -18.143 | -18.143
Line1_1_3 | 0 | 0 | 0 | 0 | 0 | 0 | 0 | 0 | 0 | 0 | 0 | 0 | 0.5097 | 0.5097 | -18.143 | -18.143
Line2_1_4 | 0 | 0 | 0 | 0 | 0 | 0 | 0 | 0 | 0 | 0 | 0 | 0 | 0.5097 | 0.5097 | -18.143 | -18.143
Line3_1_5 | 0 | 0 | 0 | 0 | 0 | 0 | 0 | 0 | 0 | 0 | 0 | 0 | 0.5097 | 0.5097 | -18.143 | -18.143
Line4_2_6 | 0 | 0 | 0 | 0 | 0 | 0 | 6.6277e-21 | 0 | 9.6599e-21 | 0 | 0 | 0 | 0 | 0 | 0 | 0
Line5_6_7 | 0 | 0 | 0 | 0 | 0 | 0 | 0 | 0 | 0 | 0 | 0 | 0 | 0 | 0 | 0 | 0
Line6_7_8 | 0 | 0 | 0 | 0 | 0 | 0 | 0 | 0 | 0 | 0 | 0 | 0 | 0 | 0 | 0 | 0
Line7_8_9 | 0 | 0 | 0 | 0 | 0 | 0 | 0 | 0 | 0 | 0 | 0 | 0 | 0 | 0 | 0 | 0
Line8_8_10 | 0 | 0 | 0 | 0 | 0 | 0 | 0 | 0 | 0 | 0 | 0 | 0 | 0 | 0 | 0 | 0
Line9_3_11 | 0 | 0 | 0 | 0 | 0 | 0 | 0 | 0 | 0 | 0 | 0 | 0 | 0.5097 | 0.5097 | -18.143 | -18.143

## LLL_min_fault_6
name | pf_ikss_from_ka | pf_ikss_to_ka | pf_ip_from_ka | pf_ip_to_ka | pf_skss_from_mw | pf_skss_to_mw | pf_p_from_mw | pf_p_to_mw | pf_q_from_mvar | pf_q_to_mvar | pf_ikss_from_degree | pf_ikss_to_degree | pf_vm_from_pu | pf_vm_to_pu | pf_va_from_degree | pf_va_to_degree
Line0_1_2 | 0.030825 | 0.030825 | 0 | 0.054557 | 0.021356 | 0.021356 | 0.014308 | -0.014253 | 0.01431 | -0.014253 | -45.1303 | 134.8697 | 0.94753 | 0.94383 | -0.12576 | -0.13033
Line10_11_12 | 0 | 0 | 0 | 0 | 0 | 0 | 0 | 0 | 0 | 0 | 0 | 0 | 0.94753 | 0.94753 | -0.12576 | -0.12576
Line11_12_13 | 0 | 0 | 0 | 0 | 0 | 0 | 0 | 0 | 0 | 0 | 0 | 0 | 0.94753 | 0.94753 | -0.12576 | -0.12576
Line12_13_15 | 0 | 0 | 0 | 0 | 0 | 0 | 0 | 0 | 0 | 0 | 0 | 0 | 0.94753 | 0.94753 | -0.12576 | -0.12576
Line13_13_14 | 0 | 0 | 0 | 0 | 0 | 0 | 0 | 0 | 0 | 0 | 0 | 0 | 0.94753 | 0.94753 | -0.12576 | -0.12576
Line14_15_16 | 0 | 0 | 0 | 0 | 0 | 0 | 0 | 0 | 0 | 0 | 0 | 0 | 0.94753 | 0.94753 | -0.12576 | -0.12576
Line15_16_17 | 0 | 0 | 0 | 0 | 0 | 0 | 0 | 0 | 0 | 0 | 0 | 0 | 0.94753 | 0.94753 | -0.12576 | -0.12576
Line16_4_18 | 0 | 0 | 0 | 0 | 0 | 0 | 0 | 0 | 0 | 0 | 0 | 0 | 0.94753 | 0.94753 | -0.12576 | -0.12576
Line17_5_19 | 0 | 0 | 0 | 0 | 0 | 0 | 0 | 0 | 0 | 0 | 0 | 0 | 0.94753 | 0.94753 | -0.12576 | -0.12576
Line1_1_3 | 0 | 0 | 0 | 0 | 0 | 0 | 0 | 0 | 0 | 0 | 0 | 0 | 0.94753 | 0.94753 | -0.12576 | -0.12576
Line2_1_4 | 0 | 0 | 0 | 0 | 0 | 0 | 0 | 0 | 0 | 0 | 0 | 0 | 0.94753 | 0.94753 | -0.12576 | -0.12576
Line3_1_5 | 0 | 0 | 0 | 0 | 0 | 0 | 0 | 0 | 0 | 0 | 0 | 0 | 0.94753 | 0.94753 | -0.12576 | -0.12576
Line4_2_6 | 0 | 0 | 0 | 0 | 0 | 0 | -3.2011e-10 | 0 | 1.1218e-10 | 0 | 0 | 0 | 0.94383 | 0.94383 | -0.13033 | -0.13033
Line5_6_7 | 0 | 0 | 0 | 0 | 0 | 0 | 0 | 0 | 0 | 0 | 0 | 0 | 0.94383 | 0.94383 | -0.13033 | -0.13033
Line6_7_8 | 0 | 0 | 0 | 0 | 0 | 0 | 0 | 0 | 0 | 0 | 0 | 0 | 0.94383 | 0.94383 | -0.13033 | -0.13033
Line7_8_9 | 0 | 0 | 0 | 0 | 0 | 0 | 0 | 0 | 0 | 0 | 0 | 0 | 0.94383 | 0.94383 | -0.13033 | -0.13033
Line8_8_10 | 0 | 0 | 0 | 0 | 0 | 0 | 0 | 0 | 0 | 0 | 0 | 0 | 0.94383 | 0.94383 | -0.13033 | -0.13033
Line9_3_11 | 0 | 0 | 0 | 0 | 0 | 0 | 0 | 0 | 0 | 0 | 0 | 0 | 0.94753 | 0.94753 | -0.12576 | -0.12576

## LLL_min_fault_10
name | pf_ikss_from_ka | pf_ikss_to_ka | pf_ip_from_ka | pf_ip_to_ka | pf_skss_from_mw | pf_skss_to_mw | pf_p_from_mw | pf_p_to_mw | pf_q_from_mvar | pf_q_to_mvar | pf_ikss_from_degree | pf_ikss_to_degree | pf_vm_from_pu | pf_vm_to_pu | pf_va_from_degree | pf_va_to_degree
Line0_1_2 | 0.029203 | 0.029203 | 0 | 0.051686 | 0.020232 | 0.020232 | 0.012841 | -0.012792 | 0.012843 | -0.012792 | -45.1303 | 134.8697 | 0.89766 | 0.89416 | -0.12576 | -0.13033
Line10_11_12 | 0 | 0 | 0 | 0 | 0 | 0 | 0 | 0 | 0 | 0 | 0 | 0 | 0.89766 | 0.89766 | -0.12576 | -0.12576
Line11_12_13 | 0 | 0 | 0 | 0 | 0 | 0 | 0 | 0 | 0 | 0 | 0 | 0 | 0.89766 | 0.89766 | -0.12576 | -0.12576
Line12_13_15 | 0 | 0 | 0 | 0 | 0 | 0 | 0 | 0 | 0 | 0 | 0 | 0 | 0.89766 | 0.89766 | -0.12576 | -0.12576
Line13_13_14 | 0 | 0 | 0 | 0 | 0 | 0 | 0 | 0 | 0 | 0 | 0 | 0 | 0.89766 | 0.89766 | -0.12576 | -0.12576
Line14_15_16 | 0 | 0 | 0 | 0 | 0 | 0 | 0 | 0 | 0 | 0 | 0 | 0 | 0.89766 | 0.89766 | -0.12576 | -0.12576
Line15_16_17 | 0 | 0 | 0 | 0 | 0 | 0 | 0 | 0 | 0 | 0 | 0 | 0 | 0.89766 | 0.89766 | -0.12576 | -0.12576
Line16_4_18 | 0 | 0 | 0 | 0 | 0 | 0 | 0 | 0 | 0 | 0 | 0 | 0 | 0.89766 | 0.89766 | -0.12576 | -0.12576
Line17_5_19 | 0 | 0 | 0 | 0 | 0 | 0 | 0 | 0 | 0 | 0 | 0 | 0 | 0.89766 | 0.89766 | -0.12576 | -0.12576
Line1_1_3 | 0 | 0 | 0 | 0 | 0 | 0 | 0 | 0 | 0 | 0 | 0 | 0 | 0.89766 | 0.89766 | -0.12576 | -0.12576
Line2_1_4 | 0 | 0 | 0 | 0 | 0 | 0 | 0 | 0 | 0 | 0 | 0 | 0 | 0.89766 | 0.89766 | -0.12576 | -0.12576
Line3_1_5 | 0 | 0 | 0 | 0 | 0 | 0 | 0 | 0 | 0 | 0 | 0 | 0 | 0.89766 | 0.89766 | -0.12576 | -0.12576
Line4_2_6 | 0 | 0 | 0 | 0 | 0 | 0 | -2.873e-10 | 0 | 1.0068e-10 | 0 | 0 | 0 | 0.89416 | 0.89416 | -0.13033 | -0.13033
Line5_6_7 | 0 | 0 | 0 | 0 | 0 | 0 | 0 | 0 | 0 | 0 | 0 | 0 | 0.89416 | 0.89416 | -0.13033 | -0.13033
Line6_7_8 | 0 | 0 | 0 | 0 | 0 | 0 | 0 | 0 | 0 | 0 | 0 | 0 | 0.89416 | 0.89416 | -0.13033 | -0.13033
Line7_8_9 | 0 | 0 | 0 | 0 | 0 | 0 | 0 | 0 | 0 | 0 | 0 | 0 | 0.89416 | 0.89416 | -0.13033 | -0.13033
Line8_8_10 | 0 | 0 | 0 | 0 | 0 | 0 | 0 | 0 | 0 | 0 | 0 | 0 | 0.89416 | 0.89416 | -0.13033 | -0.13033
Line9_3_11 | 0 | 0 | 0 | 0 | 0 | 0 | 0 | 0 | 0 | 0 | 0 | 0 | 0.89766 | 0.89766 | -0.12576 | -0.12576

## LL_max_6
name | pf_ikss_a_from_ka | pf_ikss_b_from_ka | pf_ikss_c_from_ka | pf_ikss_a_to_ka | pf_ikss_b_to_ka | pf_ikss_c_to_ka | pf_skss_a_from_mw | pf_skss_b_from_mw | pf_skss_c_from_mw | pf_skss_a_to_mw | pf_skss_b_to_mw | pf_skss_c_to_mw | pf_p_a_from_mw | pf_p_b_from_mw | pf_p_c_from_mw | pf_p_a_to_mw | pf_p_b_to_mw | pf_p_c_to_mw | pf_q_a_from_mvar | pf_q_b_from_mvar | pf_q_c_from_mvar | pf_q_a_to_mvar | pf_q_b_to_mvar | pf_q_c_to_mvar | pf_ikss_a_from_degree | pf_ikss_b_from_degree | pf_ikss_c_from_degree | pf_ikss_a_to_degree | pf_ikss_b_to_degree | pf_ikss_c_to_degree | pf_vm_a_from_pu | pf_vm_b_from_pu | pf_vm_c_from_pu | pf_vm_a_to_pu | pf_vm_b_to_pu | pf_vm_c_to_pu | pf_va_a_from_degree | pf_va_b_from_degree | pf_va_c_from_degree | pf_va_a_to_degree | pf_va_b_to_degree | pf_va_c_to_degree
Line0_1_2 | 0 | 4.6848 | 4.6848 | 0 | 4.6848 | 4.6848 | 0 | 1.0819 | 1.0819 | 0 | 1.0819 | 1.0819 | 1.4766e-15 | 0.76694 | -0.328 | -1.4766e-15 | -0.54747 | 0.54747 | -3.4972e-16 | 0.28761 | 0.59028 | 3.4972e-16 | 0.15134 | -0.15134 | 0 | -164.5475 | 15.4525 | 0 | 15.4525 | -164.5475 | 1.05 | 0.75708 | 0.62417 | 1.05 | 0.525 | 0.525 | -6.3408e-13 | -143.9912 | 134.5117 | -6.6211e-13 | 180 | -180
Line10_11_12 | 0 | 0 | 0 | 0 | 0 | 0 | 0 | 0 | 0 | 0 | 0 | 0 | 6.9944e-16 | -3.3679e-09 | -5.3874e-09 | -7.7716e-16 | 3.3679e-09 | 5.3874e-09 | 3.8858e-17 | 7.1108e-09 | -3.6129e-09 | -3.8858e-17 | -7.1108e-09 | 3.6129e-09 | 0 | 0 | 0 | 0 | 0 | 0 | 1.05 | 0.75708 | 0.62417 | 1.05 | 0.75708 | 0.62417 | -6.686e-13 | -143.9912 | 134.5117 | -6.8247e-13 | -143.9912 | 134.5117
Line11_12_13 | 0 | 0 | 0 | 0 | 0 | 0 | 0 | 0 | 0 | 0 | 0 | 0 | 5.8287e-16 | -2.8066e-09 | -4.4895e-09 | -5.8287e-16 | 2.8066e-09 | 4.4895e-09 | -6.9427e-30 | 5.9257e-09 | -3.0107e-09 | -3.8858e-17 | -5.9257e-09 | 3.0107e-09 | 0 | 0 | 0 | 0 | 0 | 0 | 1.05 | 0.75708 | 0.62417 | 1.05 | 0.75708 | 0.62417 | -6.8247e-13 | -143.9912 | 134.5117 | -6.9318e-13 | -143.9912 | 134.5117
Line12_13_15 | 0 | 0 | 0 | 0 | 0 | 0 | 0 | 0 | 0 | 0 | 0 | 0 | 3.8858e-16 | -1.6839e-09 | -2.6937e-09 | -3.8858e-16 | 1.6839e-09 | 2.6937e-09 | -3.8858e-17 | 3.5554e-09 | -1.8064e-09 | 4.7367e-30 | -3.5554e-09 | 1.8064e-09 | 0 | 0 | 0 | 0 | 0 | 0 | 1.05 | 0.75708 | 0.62417 | 1.05 | 0.75708 | 0.62417 | -6.9318e-13 | -143.9912 | 134.5117 | -6.9843e-13 | -143.9912 | 134.5117
Line13_13_14 | 0 | 0 | 0 | 0 | 0 | 0 | 0 | 0 | 0 | 0 | 0 | 0 | -7.7716e-17 | -5.6131e-10 | -8.979e-10 | 3.8858e-17 | 5.6131e-10 | 8.979e-10 | -3.8858e-17 | 1.1851e-09 | -6.0215e-10 | -3.8858e-17 | -1.1851e-09 | 6.0215e-10 | 0 | 0 | 0 | 0 | 0 | 0 | 1.05 | 0.75708 | 0.62417 | 1.05 | 0.75708 | 0.62417 | -6.9318e-13 | -143.9912 | 134.5117 | -6.9478e-13 | -143.9912 | 134.5117
Line14_15_16 | 0 | 0 | 0 | 0 | 0 | 0 | 0 | 0 | 0 | 0 | 0 | 0 | 1.1657e-16 | -1.1226e-09 | -1.7958e-09 | -7.7716e-17 | 1.1226e-09 | 1.7958e-09 | 7.7716e-17 | 2.3703e-09 | -1.2043e-09 | -3.8858e-17 | -2.3703e-09 | 1.2043e-09 | 0 | 0 | 0 | 0 | 0 | 0 | 1.05 | 0.75708 | 0.62417 | 1.05 | 0.75708 | 0.62417 | -6.9843e-13 | -143.9912 | 134.5117 | -7.0109e-13 | -143.9912 | 134.5117
Line15_16_17 | 0 | 0 | 0 | 0 | 0 | 0 | 0 | 0 | 0 | 0 | 0 | 0 | 3.8858e-17 | -5.6131e-10 | -8.979e-10 | -3.8858e-17 | 5.6131e-10 | 8.979e-10 | -3.8858e-17 | 1.1851e-09 | -6.0215e-10 | 3.8858e-17 | -1.1851e-09 | 6.0215e-10 | 0 | 0 | 0 | 0 | 0 | 0 | 1.05 | 0.75708 | 0.62417 | 1.05 | 0.75708 | 0.62417 | -7.0109e-13 | -143.9912 | 134.5117 | -7.0174e-13 | -143.9912 | 134.5117
Line16_4_18 | 0 | 0 | 0 | 0 | 0 | 0 | 0 | 0 | 0 | 0 | 0 | 0 | -3.8858e-17 | -5.6131e-10 | -8.979e-10 | 3.8858e-17 | 5.6131e-10 | 8.979e-10 | 4.3296e-31 | 1.1851e-09 | -6.0215e-10 | -4.334e-31 | -1.1851e-09 | 6.0215e-10 | 0 | 0 | 0 | 0 | 0 | 0 | 1.05 | 0.75708 | 0.62417 | 1.05 | 0.75708 | 0.62417 | -6.384e-13 | -143.9912 | 134.5117 | -6.3905e-13 | -143.9912 | 134.5117
Line17_5_19 | 0 | 0 | 0 | 0 | 0 | 0 | 0 | 0 | 0 | 0 | 0 | 0 | -3.8858e-17 | -5.6131e-10 | -8.979e-10 | 3.8858e-17 | 5.6131e-10 | 8.979e-10 | 4.3296e-31 | 1.1851e-09 | -6.0215e-10 | -4.334e-31 | -1.1851e-09 | 6.0215e-10 | 0 | 0 | 0 | 0 | 0 | 0 | 1.05 | 0.75708 | 0.62417 | 1.05 | 0.75708 | 0.62417 | -6.384e-13 | -143.9912 | 134.5117 | -6.3905e-13 | -143.9912 | 134.5117
Line1_1_3 | 0 | 0 | 0 | 0 | 0 | 0 | 0 | 0 | 0 | 0 | 0 | 0 | 1.1269e-15 | -4.4905e-09 | -7.1832e-09 | -1.0492e-15 | 4.4905e-09 | 7.1832e-09 | 1.9429e-16 | 9.4811e-09 | -4.8172e-09 | -1.9429e-16 | -9.4811e-09 | 4.8172e-09 | 0 | 0 | 0 | 0 | 0 | 0 | 1.05 | 0.75708 | 0.62417 | 1.05 | 0.75708 | 0.62417 | -6.3408e-13 | -143.9912 | 134.5117 | -6.5287e-13 | -143.9912 | 134.5117
Line2_1_4 | 0 | 0 | 0 | 0 | 0 | 0 | 0 | 0 | 0 | 0 | 0 | 0 | 2.3315e-16 | -1.1226e-09 | -1.7958e-09 | -1.9429e-16 | 1.1226e-09 | 1.7958e-09 | -2.5802e-30 | 2.3703e-09 | -1.2043e-09 | 2.1648e-30 | -2.3703e-09 | 1.2043e-09 | 0 | 0 | 0 | 0 | 0 | 0 | 1.05 | 0.75708 | 0.62417 | 1.05 | 0.75708 | 0.62417 | -6.3408e-13 | -143.9912 | 134.5117 | -6.384e-13 | -143.9912 | 134.5117
Line3_1_5 | 0 | 0 | 0 | 0 | 0 | 0 | 0 | 0 | 0 | 0 | 0 | 0 | 2.3315e-16 | -1.1226e-09 | -1.7958e-09 | -1.9429e-16 | 1.1226e-09 | 1.7958e-09 | -2.5802e-30 | 2.3703e-09 | -1.2043e-09 | 2.1648e-30 | -2.3703e-09 | 1.2043e-09 | 0 | 0 | 0 | 0 | 0 | 0 | 1.05 | 0.75708 | 0.62417 | 1.05 | 0.75708 | 0.62417 | -6.3408e-13 | -143.9912 | 134.5117 | -6.384e-13 | -143.9912 | 134.5117
Line4_2_6 | 0 | 0 | 0 | 0 | 0 | 0 | 0 | 0 | 0 | 0 | 0 | 0 | 9.3259e-16 | 1.5543e-15 | -3.1086e-16 | -9.3259e-16 | -1.3079e-15 | 3.6297e-16 | -2.72e-16 | 8.7523e-09 | -8.7523e-09 | 2.72e-16 | -8.7523e-09 | 8.7523e-09 | 0 | 0 | 0 | 0 | 0 | 0 | 1.05 | 0.525 | 0.525 | 1.05 | 0.525 | 0.525 | -6.6211e-13 | 180 | -180 | -6.8117e-13 | -180 | 180
Line5_6_7 | 0 | 0 | 0 | 0 | 0 | 0 | 0 | 0 | 0 | 0 | 0 | 0 | 7.7716e-16 | 3.4689e-16 | -8.1884e-16 | -6.9944e-16 | -1.1925e-16 | 6.9676e-16 | -3.1086e-16 | 7.0018e-09 | -7.0018e-09 | 2.72e-16 | -7.0018e-09 | 7.0018e-09 | 0 | 0 | 0 | 0 | 0 | 0 | 1.05 | 0.525 | 0.525 | 1.05 | 0.525 | 0.525 | -6.8117e-13 | -180 | 180 | -6.907e-13 | -180 | 180
Line6_7_8 | 0 | 0 | 0 | 0 | 0 | 0 | 0 | 0 | 0 | 0 | 0 | 0 | 3.8858e-16 | -2.1171e-16 | -5.2257e-16 | -4.6629e-16 | 6.1905e-16 | 7.5039e-17 | -3.1086e-16 | 5.2514e-09 | -5.2514e-09 | 2.72e-16 | -5.2514e-09 | 5.2514e-09 | 0 | 0 | 0 | 0 | 0 | 0 | 1.05 | 0.525 | 0.525 | 1.05 | 0.525 | 0.525 | -6.907e-13 | -180 | 180 | -6.9387e-13 | -180 | 180
Line7_8_9 | 0 | 0 | 0 | 0 | 0 | 0 | 0 | 0 | 0 | 0 | 0 | 0 | 1.5543e-16 | 3.2471e-16 | -4.9131e-16 | -2.3315e-16 | 6.5955e-17 | 2.7097e-17 | -3.8858e-17 | 1.7505e-09 | -1.7505e-09 | 3.8858e-17 | -1.7505e-09 | 1.7505e-09 | 0 | 0 | 0 | 0 | 0 | 0 | 1.05 | 0.525 | 0.525 | 1.05 | 0.525 | 0.525 | -6.9387e-13 | -180 | 180 | -6.9707e-13 | -180 | 180
Line8_8_10 | 0 | 0 | 0 | 0 | 0 | 0 | 0 | 0 | 0 | 0 | 0 | 0 | 7.7716e-17 | 5.5785e-16 | -1.8044e-16 | -4.7427e-31 | -2.0605e-16 | -2.8377e-16 | -9.4116e-31 | 1.7505e-09 | -1.7505e-09 | -3.8858e-17 | -1.7505e-09 | 1.7505e-09 | 0 | 0 | 0 | 0 | 0 | 0 | 1.05 | 0.525 | 0.525 | 1.05 | 0.525 | 0.525 | -6.9387e-13 | -180 | 180 | -6.9932e-13 | -180 | 180
Line9_3_11 | 0 | 0 | 0 | 0 | 0 | 0 | 0 | 0 | 0 | 0 | 0 | 0 | 1.0492e-15 | -3.9292e-09 | -6.2853e-09 | -1.088e-15 | 3.9292e-09 | 6.2853e-09 | 7.7716e-17 | 8.296e-09 | -4.215e-09 | -7.7716e-17 | -8.296e-09 | 4.215e-09 | 0 | 0 | 0 | 0 | 0 | 0 | 1.05 | 0.75708 | 0.62417 | 1.05 | 0.75708 | 0.62417 | -6.5287e-13 | -143.9912 | 134.5117 | -6.686e-13 | -143.9912 | 134.5117

## LL_max_10
name | pf_ikss_a_from_ka | pf_ikss_b_from_ka | pf_ikss_c_from_ka | pf_ikss_a_to_ka | pf_ikss_b_to_ka | pf_ikss_c_to_ka | pf_skss_a_from_mw | pf_skss_b_from_mw | pf_skss_c_from_mw | pf_skss_a_to_mw | pf_skss_b_to_mw | pf_skss_c_to_mw | pf_p_a_from_mw | pf_p_b_from_mw | pf_p_c_from_mw | pf_p_a_to_mw | pf_p_b_to_mw | pf_p_c_to_mw | pf_q_a_from_mvar | pf_q_b_from_mvar | pf_q_c_from_mvar | pf_q_a_to_mvar | pf_q_b_to_mvar | pf_q_c_to_mvar | pf_ikss_a_from_degree | pf_ikss_b_from_degree | pf_ikss_c_from_degree | pf_ikss_a_to_degree | pf_ikss_b_to_degree | pf_ikss_c_to_degree | pf_vm_a_from_pu | pf_vm_b_from_pu | pf_vm_c_from_pu | pf_vm_a_to_pu | pf_vm_b_to_pu | pf_vm_c_to_pu | pf_va_a_from_degree | pf_va_b_from_degree | pf_va_c_from_degree | pf_va_a_to_degree | pf_va_b_to_degree | pf_va_c_to_degree
Line0_1_2 | 0 | 4.7922 | 4.7922 | 0 | 4.7922 | 4.7922 | 0 | 1.1067 | 1.1067 | 0 | 1.1067 | 1.1067 | 1.7912e-15 | 0.81705 | -0.35775 | -1.7912e-15 | -0.5874 | 0.5874 | -4.0708e-16 | 0.29973 | 0.61888 | 4.0708e-16 | 0.15957 | -0.15957 | 0 | -164.8019 | 15.1981 | 0 | 15.1981 | -164.8019 | 1.1 | 0.78638 | 0.64591 | 1.1 | 0.55 | 0.55 | -1.3372e-12 | -144.6567 | 135.2288 | -1.3648e-12 | 180 | -180
Line10_11_12 | 0 | 0 | 0 | 0 | 0 | 0 | 0 | 0 | 0 | 0 | 0 | 0 | 7.7346e-16 | -3.6906e-09 | -5.9037e-09 | -6.9204e-16 | 3.6906e-09 | 5.9037e-09 | 1.6283e-16 | 7.9391e-09 | -4.1059e-09 | -1.2212e-16 | -7.9391e-09 | 4.1059e-09 | 0 | 0 | 0 | 0 | 0 | 0 | 1.1 | 0.78638 | 0.64591 | 1.1 | 0.78638 | 0.64591 | -1.3725e-12 | -144.6567 | 135.2288 | -1.3867e-12 | -144.6567 | 135.2288
Line11_12_13 | 0 | 0 | 0 | 0 | 0 | 0 | 0 | 0 | 0 | 0 | 0 | 0 | 8.1416e-16 | -3.0755e-09 | -4.9198e-09 | -8.1416e-16 | 3.0755e-09 | 4.9198e-09 | -1.2212e-16 | 6.6159e-09 | -3.4216e-09 | 1.2212e-16 | -6.6159e-09 | 3.4216e-09 | 0 | 0 | 0 | 0 | 0 | 0 | 1.1 | 0.78638 | 0.64591 | 1.1 | 0.78638 | 0.64591 | -1.3867e-12 | -144.6567 | 135.2288 | -1.3976e-12 | -144.6567 | 135.2288
Line12_13_15 | 0 | 0 | 0 | 0 | 0 | 0 | 0 | 0 | 0 | 0 | 0 | 0 | 4.4779e-16 | -1.8453e-09 | -2.9519e-09 | -4.4779e-16 | 1.8453e-09 | 2.9519e-09 | 1.2212e-16 | 3.9696e-09 | -2.0529e-09 | -1.2212e-16 | -3.9696e-09 | 2.0529e-09 | 0 | 0 | 0 | 0 | 0 | 0 | 1.1 | 0.78638 | 0.64591 | 1.1 | 0.78638 | 0.64591 | -1.3976e-12 | -144.6567 | 135.2288 | -1.403e-12 | -144.6567 | 135.2288
Line13_13_14 | 0 | 0 | 0 | 0 | 0 | 0 | 0 | 0 | 0 | 0 | 0 | 0 | -9.9298e-31 | -6.151e-10 | -9.8395e-10 | 9.9414e-31 | 6.151e-10 | 9.8395e-10 | -4.0708e-17 | 1.3232e-09 | -6.8431e-10 | 4.0708e-17 | -1.3232e-09 | 6.8431e-10 | 0 | 0 | 0 | 0 | 0 | 0 | 1.1 | 0.78638 | 0.64591 | 1.1 | 0.78638 | 0.64591 | -1.3976e-12 | -144.6567 | 135.2288 | -1.3992e-12 | -144.6567 | 135.2288
Line14_15_16 | 0 | 0 | 0 | 0 | 0 | 0 | 0 | 0 | 0 | 0 | 0 | 0 | 4.0708e-17 | -1.2302e-09 | -1.9679e-09 | -1.2212e-16 | 1.2302e-09 | 1.9679e-09 | 4.0708e-17 | 2.6464e-09 | -1.3686e-09 | -8.1416e-17 | -2.6464e-09 | 1.3686e-09 | 0 | 0 | 0 | 0 | 0 | 0 | 1.1 | 0.78638 | 0.64591 | 1.1 | 0.78638 | 0.64591 | -1.403e-12 | -144.6567 | 135.2288 | -1.4057e-12 | -144.6567 | 135.2288
Line15_16_17 | 0 | 0 | 0 | 0 | 0 | 0 | 0 | 0 | 0 | 0 | 0 | 0 | -1.6283e-16 | -6.151e-10 | -9.8395e-10 | 8.1416e-17 | 6.151e-10 | 9.8395e-10 | 3.9949e-30 | 1.3232e-09 | -6.8431e-10 | 4.0708e-17 | -1.3232e-09 | 6.8431e-10 | 0 | 0 | 0 | 0 | 0 | 0 | 1.1 | 0.78638 | 0.64591 | 1.1 | 0.78638 | 0.64591 | -1.4057e-12 | -144.6567 | 135.2288 | -1.4063e-12 | -144.6567 | 135.2288
Line16_4_18 | 0 | 0 | 0 | 0 | 0 | 0 | 0 | 0 | 0 | 0 | 0 | 0 | -4.0708e-17 | -6.151e-10 | -9.8395e-10 | 1.2212e-16 | 6.151e-10 | 9.8395e-10 | 9.5318e-31 | 1.3232e-09 | -6.8431e-10 | 4.0708e-17 | -1.3232e-09 | 6.8431e-10 | 0 | 0 | 0 | 0 | 0 | 0 | 1.1 | 0.78638 | 0.64591 | 1.1 | 0.78638 | 0.64591 | -1.3416e-12 | -144.6567 | 135.2288 | -1.3422e-12 | -144.6567 | 135.2288
Line17_5_19 | 0 | 0 | 0 | 0 | 0 | 0 | 0 | 0 | 0 | 0 | 0 | 0 | -4.0708e-17 | -6.151e-10 | -9.8395e-10 | 1.2212e-16 | 6.151e-10 | 9.8395e-10 | 9.5318e-31 | 1.3232e-09 | -6.8431e-10 | 4.0708e-17 | -1.3232e-09 | 6.8431e-10 | 0 | 0 | 0 | 0 | 0 | 0 | 1.1 | 0.78638 | 0.64591 | 1.1 | 0.78638 | 0.64591 | -1.3416e-12 | -144.6567 | 135.2288 | -1.3422e-12 | -144.6567 | 135.2288
Line1_1_3 | 0 | 0 | 0 | 0 | 0 | 0 | 0 | 0 | 0 | 0 | 0 | 0 | 1.2212e-15 | -4.9208e-09 | -7.8716e-09 | -1.2212e-15 | 4.9208e-09 | 7.8716e-09 | 1.6283e-16 | 1.0585e-08 | -5.4745e-09 | -1.6283e-16 | -1.0585e-08 | 5.4745e-09 | 0 | 0 | 0 | 0 | 0 | 0 | 1.1 | 0.78638 | 0.64591 | 1.1 | 0.78638 | 0.64591 | -1.3372e-12 | -144.6567 | 135.2288 | -1.3564e-12 | -144.6567 | 135.2288
Line2_1_4 | 0 | 0 | 0 | 0 | 0 | 0 | 0 | 0 | 0 | 0 | 0 | 0 | 2.0354e-16 | -1.2302e-09 | -1.9679e-09 | -2.8496e-16 | 1.2302e-09 | 1.9679e-09 | -4.0708e-17 | 2.6464e-09 | -1.3686e-09 | 4.0708e-17 | -2.6464e-09 | 1.3686e-09 | 0 | 0 | 0 | 0 | 0 | 0 | 1.1 | 0.78638 | 0.64591 | 1.1 | 0.78638 | 0.64591 | -1.3372e-12 | -144.6567 | 135.2288 | -1.3416e-12 | -144.6567 | 135.2288
Line3_1_5 | 0 | 0 | 0 | 0 | 0 | 0 | 0 | 0 | 0 | 0 | 0 | 0 | 2.0354e-16 | -1.2302e-09 | -1.9679e-09 | -2.8496e-16 | 1.2302e-09 | 1.9679e-09 | -4.0708e-17 | 2.6464e-09 | -1.3686e-09 | 4.0708e-17 | -2.6464e-09 | 1.3686e-09 | 0 | 0 | 0 | 0 | 0 | 0 | 1.1 | 0.78638 | 0.64591 | 1.1 | 0.78638 | 0.64591 | -1.3372e-12 | -144.6567 | 135.2288 | -1.3416e-12 | -144.6567 | 135.2288
Line4_2_6 | 0 | 0 | 0 | 0 | 0 | 0 | 0 | 0 | 0 | 0 | 0 | 0 | 9.77e-16 | 1.3027e-15 | 5.2547e-22 | -9.77e-16 | -1.4897e-15 | 5.7191e-17 | -2.4425e-16 | 9.6057e-09 | -9.6057e-09 | 1.6283e-16 | -9.6057e-09 | 9.6057e-09 | 0 | 0 | 0 | 0 | 0 | 0 | 1.1 | 0.55 | 0.55 | 1.1 | 0.55 | 0.55 | -1.3648e-12 | 180 | -180 | -1.3872e-12 | -180 | 180
Line5_6_7 | 0 | 0 | 0 | 0 | 0 | 0 | 0 | 0 | 0 | 0 | 0 | 0 | 6.5133e-16 | 5.2416e-16 | 6.0558e-16 | -8.1416e-16 | -3.2473e-16 | -5.6898e-16 | -1.6283e-16 | 7.6845e-09 | -7.6845e-09 | 8.1416e-17 | -7.6845e-09 | 7.6845e-09 | 0 | 0 | 0 | 0 | 0 | 0 | 1.1 | 0.55 | 0.55 | 1.1 | 0.55 | 0.55 | -1.3872e-12 | -180 | 180 | -1.4057e-12 | -180 | 180
Line6_7_8 | 0 | 0 | 0 | 0 | 0 | 0 | 0 | 0 | 0 | 0 | 0 | 0 | 1.6283e-16 | 7.524e-16 | 5.8956e-16 | -3.2567e-16 | -2.4331e-16 | -2.4331e-16 | -1.6283e-16 | 5.7634e-09 | -5.7634e-09 | 1.6283e-16 | -5.7634e-09 | 5.7634e-09 | 0 | 0 | 0 | 0 | 0 | 0 | 1.1 | 0.55 | 0.55 | 1.1 | 0.55 | 0.55 | -1.4057e-12 | -180 | 180 | -1.4184e-12 | -180 | 180
Line7_8_9 | 0 | 0 | 0 | 0 | 0 | 0 | 0 | 0 | 0 | 0 | 0 | 0 | 3.2567e-16 | -1.9028e-16 | -6.7878e-16 | -6.5133e-16 | 8.439e-16 | 3.554e-16 | -1.6283e-16 | 1.9211e-09 | -1.9211e-09 | 2.4425e-16 | -1.9211e-09 | 1.9211e-09 | 0 | 0 | 0 | 0 | 0 | 0 | 1.1 | 0.55 | 0.55 | 1.1 | 0.55 | 0.55 | -1.4184e-12 | -180 | 180 | -1.4216e-12 | -180 | 180
Line8_8_10 | 0 | 0 | 0 | 0 | 0 | 0 | 0 | 0 | 0 | 0 | 0 | 0 | 1.6283e-16 | 1.3538e-16 | -3.5312e-16 | -4.885e-16 | 5.1824e-16 | 3.554e-16 | -8.1416e-17 | 1.9211e-09 | -1.9211e-09 | 1.6283e-16 | -1.9211e-09 | 1.9211e-09 | 0 | 0 | 0 | 0 | 0 | 0 | 1.1 | 0.55 | 0.55 | 1.1 | 0.55 | 0.55 | -1.4184e-12 | -180 | 180 | -1.4217e-12 | -180 | 180
Line9_3_11 | 0 | 0 | 0 | 0 | 0 | 0 | 0 | 0 | 0 | 0 | 0 | 0 | 1.1398e-15 | -4.3057e-09 | -6.8877e-09 | -9.77e-16 | 4.3057e-09 | 6.8877e-09 | 8.1416e-17 | 9.2623e-09 | -4.7902e-09 | -1.2212e-16 | -9.2623e-09 | 4.7902e-09 | 0 | 0 | 0 | 0 | 0 | 0 | 1.1 | 0.78638 | 0.64591 | 1.1 | 0.78638 | 0.64591 | -1.3564e-12 | -144.6567 | 135.2288 | -1.3725e-12 | -144.6567 | 135.2288

## LL_max_fault_6
name | pf_ikss_a_from_ka | pf_ikss_b_from_ka | pf_ikss_c_from_ka | pf_ikss_a_to_ka | pf_ikss_b_to_ka | pf_ikss_c_to_ka | pf_skss_a_from_mw | pf_skss_b_from_mw | pf_skss_c_from_mw | pf_skss_a_to_mw | pf_skss_b_to_mw | pf_skss_c_to_mw | pf_p_a_from_mw | pf_p_b_from_mw | pf_p_c_from_mw | pf_p_a_to_mw | pf_p_b_to_mw | pf_p_c_to_mw | pf_q_a_from_mvar | pf_q_b_from_mvar | pf_q_c_from_mvar | pf_q_a_to_mvar | pf_q_b_to_mvar | pf_q_c_to_mvar | pf_ikss_a_from_degree | pf_ikss_b_from_degree | pf_ikss_c_from_degree | pf_ikss_a_to_degree | pf_ikss_b_to_degree | pf_ikss_c_to_degree | pf_vm_a_from_pu | pf_vm_b_from_pu | pf_vm_c_from_pu | pf_vm_a_to_pu | pf_vm_b_to_pu | pf_vm_c_to_pu | pf_va_a_from_degree | pf_va_b_from_degree | pf_va_c_from_degree | pf_va_a_to_degree | pf_va_b_to_degree | pf_va_c_to_degree
Line0_1_2 | 0 | 0.058748 | 0.058748 | 0 | 0.058748 | 0.058748 | 0 | 0.013567 | 0.013567 | 0 | 0.013567 | 0.013567 | 2.0643e-17 | 0.01373 | 0.0035952 | -2.1858e-17 | -0.013696 | -0.0035606 | 3.6429e-18 | 0.003692 | 0.013703 | -3.6429e-18 | -0.0036229 | -0.013634 | 0 | -135.3543 | 44.6457 | 0 | 44.6457 | -135.3543 | 1.05 | 1.048 | 1.0442 | 1.05 | 1.0442 | 1.0386 | 1.6309e-15 | -120.3041 | 119.9443 | 1.2831e-15 | -120.5374 | 120.0089
Line10_11_12 | 0 | 0 | 0 | 0 | 0 | 0 | 0 | 0 | 0 | 0 | 0 | 0 | 6.0715e-18 | -4.6348e-11 | -1.3405e-10 | -6.6787e-18 | 4.6348e-11 | 1.3405e-10 | 3.6429e-18 | 1.2847e-10 | 2.3429e-11 | -3.6429e-18 | -1.2847e-10 | -2.3429e-11 | 0 | 0 | 0 | 0 | 0 | 0 | 1.05 | 1.048 | 1.0442 | 1.05 | 1.048 | 1.0442 | 1.2711e-15 | -120.3041 | 119.9443 | 1.1194e-15 | -120.3041 | 119.9443
Line11_12_13 | 0 | 0 | 0 | 0 | 0 | 0 | 0 | 0 | 0 | 0 | 0 | 0 | 6.9823e-18 | -3.8623e-11 | -1.1171e-10 | -7.5894e-18 | 3.8623e-11 | 1.1171e-10 | 1.2143e-18 | 1.0706e-10 | 1.9524e-11 | -1.3194e-34 | -1.0706e-10 | -1.9524e-11 | 0 | 0 | 0 | 0 | 0 | 0 | 1.05 | 1.048 | 1.0442 | 1.05 | 1.048 | 1.0442 | 1.1194e-15 | -120.3041 | 119.9443 | 9.9607e-16 | -120.3041 | 119.9443
Line12_13_15 | 0 | 0 | 0 | 0 | 0 | 0 | 0 | 0 | 0 | 0 | 0 | 0 | 3.6429e-18 | -2.3174e-11 | -6.7024e-11 | -3.0358e-18 | 2.3174e-11 | 6.7024e-11 | 1.2143e-18 | 6.4236e-11 | 1.1715e-11 | -3.0358e-18 | -6.4236e-11 | -1.1715e-11 | 0 | 0 | 0 | 0 | 0 | 0 | 1.05 | 1.048 | 1.0442 | 1.05 | 1.048 | 1.0442 | 9.9607e-16 | -120.3041 | 119.9443 | 9.3549e-16 | -120.3041 | 119.9443
Line13_13_14 | 0 | 0 | 0 | 0 | 0 | 0 | 0 | 0 | 0 | 0 | 0 | 0 | 3.0358e-19 | -7.7246e-12 | -2.2341e-11 | 3.0358e-19 | 7.7246e-12 | 2.2341e-11 | -1.8215e-18 | 2.1412e-11 | 3.9049e-12 | 5.2011e-36 | -2.1412e-11 | -3.9049e-12 | 0 | 0 | 0 | 0 | 0 | 0 | 1.05 | 1.048 | 1.0442 | 1.05 | 1.048 | 1.0442 | 9.9607e-16 | -120.3041 | 119.9443 | 9.8164e-16 | -120.3041 | 119.9443
Line14_15_16 | 0 | 0 | 0 | 0 | 0 | 0 | 0 | 0 | 0 | 0 | 0 | 0 | 2.125e-18 | -1.5449e-11 | -4.4683e-11 | -1.5179e-18 | 1.5449e-11 | 4.4683e-11 | 2.4286e-18 | 4.2824e-11 | 7.8097e-12 | -1.8215e-18 | -4.2824e-11 | -7.8097e-12 | 0 | 0 | 0 | 0 | 0 | 0 | 1.05 | 1.048 | 1.0442 | 1.05 | 1.048 | 1.0442 | 9.3549e-16 | -120.3041 | 119.9443 | 9.0611e-16 | -120.3041 | 119.9443
Line15_16_17 | 0 | 0 | 0 | 0 | 0 | 0 | 0 | 0 | 0 | 0 | 0 | 0 | -9.1073e-19 | -7.7246e-12 | -2.2341e-11 | 1.5179e-18 | 7.7246e-12 | 2.2341e-11 | -1.2143e-18 | 2.1412e-11 | 3.9049e-12 | 1.2143e-18 | -2.1412e-11 | -3.9049e-12 | 0 | 0 | 0 | 0 | 0 | 0 | 1.05 | 1.048 | 1.0442 | 1.05 | 1.048 | 1.0442 | 9.0611e-16 | -120.3041 | 119.9443 | 8.8712e-16 | -120.3041 | 119.9443
Line16_4_18 | 0 | 0 | 0 | 0 | 0 | 0 | 0 | 0 | 0 | 0 | 0 | 0 | 1.5179e-18 | -7.7246e-12 | -2.2341e-11 | -9.1073e-19 | 7.7246e-12 | 2.2341e-11 | 4.1997e-35 | 2.1412e-11 | 3.9049e-12 | -6.0715e-19 | -2.1412e-11 | -3.9049e-12 | 0 | 0 | 0 | 0 | 0 | 0 | 1.05 | 1.048 | 1.0442 | 1.05 | 1.048 | 1.0442 | 1.5853e-15 | -120.3041 | 119.9443 | 1.5663e-15 | -120.3041 | 119.9443
Line17_5_19 | 0 | 0 | 0 | 0 | 0 | 0 | 0 | 0 | 0 | 0 | 0 | 0 | 1.5179e-18 | -7.7246e-12 | -2.2341e-11 | -9.1073e-19 | 7.7246e-12 | 2.2341e-11 | 4.1997e-35 | 2.1412e-11 | 3.9049e-12 | -6.0715e-19 | -2.1412e-11 | -3.9049e-12 | 0 | 0 | 0 | 0 | 0 | 0 | 1.05 | 1.048 | 1.0442 | 1.05 | 1.048 | 1.0442 | 1.5853e-15 | -120.3041 | 119.9443 | 1.5663e-15 | -120.3041 | 119.9443
Line1_1_3 | 0 | 0 | 0 | 0 | 0 | 0 | 0 | 0 | 0 | 0 | 0 | 0 | 1.1232e-17 | -6.1797e-11 | -1.7873e-10 | -1.1232e-17 | 6.1797e-11 | 1.7873e-10 | 5.4644e-18 | 1.713e-10 | 3.1239e-11 | -5.4644e-18 | -1.713e-10 | -3.1239e-11 | 0 | 0 | 0 | 0 | 0 | 0 | 1.05 | 1.048 | 1.0442 | 1.05 | 1.048 | 1.0442 | 1.6309e-15 | -120.3041 | 119.9443 | 1.4381e-15 | -120.3041 | 119.9443
Line2_1_4 | 0 | 0 | 0 | 0 | 0 | 0 | 0 | 0 | 0 | 0 | 0 | 0 | 2.125e-18 | -1.5449e-11 | -4.4683e-11 | -2.125e-18 | 1.5449e-11 | 4.4683e-11 | 6.0489e-35 | 4.2824e-11 | 7.8097e-12 | -5.8796e-35 | -4.2824e-11 | -7.8097e-12 | 0 | 0 | 0 | 0 | 0 | 0 | 1.05 | 1.048 | 1.0442 | 1.05 | 1.048 | 1.0442 | 1.6309e-15 | -120.3041 | 119.9443 | 1.5853e-15 | -120.3041 | 119.9443
Line3_1_5 | 0 | 0 | 0 | 0 | 0 | 0 | 0 | 0 | 0 | 0 | 0 | 0 | 2.125e-18 | -1.5449e-11 | -4.4683e-11 | -2.125e-18 | 1.5449e-11 | 4.4683e-11 | 6.0489e-35 | 4.2824e-11 | 7.8097e-12 | -5.8796e-35 | -4.2824e-11 | -7.8097e-12 | 0 | 0 | 0 | 0 | 0 | 0 | 1.05 | 1.048 | 1.0442 | 1.05 | 1.048 | 1.0442 | 1.6309e-15 | -120.3041 | 119.9443 | 1.5853e-15 | -120.3041 | 119.9443
Line4_2_6 | 0 | 0 | 0 | 0 | 0 | 0 | 0 | 0 | 0 | 0 | 0 | 0 | 1.3357e-17 | -1.1004e-10 | -2.171e-10 | -1.2143e-17 | 1.1004e-10 | 2.171e-10 | 1.2143e-18 | 1.8854e-10 | -3.091e-12 | -1.2143e-18 | -1.8854e-10 | 3.091e-12 | 0 | 0 | 0 | 0 | 0 | 0 | 1.05 | 1.0442 | 1.0386 | 1.05 | 1.0442 | 1.0386 | 1.2831e-15 | -120.5374 | 120.0089 | 1.0426e-15 | -120.5374 | 120.0089
Line5_6_7 | 0 | 0 | 0 | 0 | 0 | 0 | 0 | 0 | 0 | 0 | 0 | 0 | 9.1073e-18 | -8.803e-11 | -1.7368e-10 | -7.893e-18 | 8.803e-11 | 1.7368e-10 | -1.2143e-18 | 1.5083e-10 | -2.4728e-12 | 1.2143e-18 | -1.5083e-10 | 2.4728e-12 | 0 | 0 | 0 | 0 | 0 | 0 | 1.05 | 1.0442 | 1.0386 | 1.05 | 1.0442 | 1.0386 | 1.0426e-15 | -120.5374 | 120.0089 | 8.9362e-16 | -120.5374 | 120.0089
Line6_7_8 | 0 | 0 | 0 | 0 | 0 | 0 | 0 | 0 | 0 | 0 | 0 | 0 | 6.6787e-18 | -6.6022e-11 | -1.3026e-10 | -6.6787e-18 | 6.6022e-11 | 1.3026e-10 | -1.2143e-18 | 1.1312e-10 | -1.8546e-12 | 2.4286e-18 | -1.1312e-10 | 1.8546e-12 | 0 | 0 | 0 | 0 | 0 | 0 | 1.05 | 1.0442 | 1.0386 | 1.05 | 1.0442 | 1.0386 | 8.9362e-16 | -120.5374 | 120.0089 | 8.0915e-16 | -120.5374 | 120.0089
Line7_8_9 | 0 | 0 | 0 | 0 | 0 | 0 | 0 | 0 | 0 | 0 | 0 | 0 | -1.2143e-18 | -2.2007e-11 | -4.3421e-11 | 3.2911e-35 | 2.2007e-11 | 4.3421e-11 | 1.2143e-18 | 3.7707e-11 | -6.1819e-13 | -2.4286e-18 | -3.7707e-11 | 6.182e-13 | 0 | 0 | 0 | 0 | 0 | 0 | 1.05 | 1.0442 | 1.0386 | 1.05 | 1.0442 | 1.0386 | 8.0915e-16 | -120.5374 | 120.0089 | 7.7643e-16 | -120.5374 | 120.0089
Line8_8_10 | 0 | 0 | 0 | 0 | 0 | 0 | 0 | 0 | 0 | 0 | 0 | 0 | -6.0715e-19 | -2.2007e-11 | -4.3421e-11 | -6.0715e-19 | 2.2007e-11 | 4.3421e-11 | -1.2143e-18 | 3.7707e-11 | -6.1819e-13 | -7.9459e-36 | -3.7707e-11 | 6.182e-13 | 0 | 0 | 0 | 0 | 0 | 0 | 1.05 | 1.0442 | 1.0386 | 1.05 | 1.0442 | 1.0386 | 8.0915e-16 | -120.5374 | 120.0089 | 7.4984e-16 | -120.5374 | 120.0089
Line9_3_11 | 0 | 0 | 0 | 0 | 0 | 0 | 0 | 0 | 0 | 0 | 0 | 0 | 1.0018e-17 | -5.4072e-11 | -1.5639e-10 | -9.4109e-18 | 5.4072e-11 | 1.5639e-10 | 4.8572e-18 | 1.4988e-10 | 2.7334e-11 | -5.4644e-18 | -1.4988e-10 | -2.7334e-11 | 0 | 0 | 0 | 0 | 0 | 0 | 1.05 | 1.048 | 1.0442 | 1.05 | 1.048 | 1.0442 | 1.4381e-15 | -120.3041 | 119.9443 | 1.2711e-15 | -120.3041 | 119.9443

## LL_max_fault_10
name | pf_ikss_a_from_ka | pf_ikss_b_from_ka | pf_ikss_c_from_ka | pf_ikss_a_to_ka | pf_ikss_b_to_ka | pf_ikss_c_to_ka | pf_skss_a_from_mw | pf_skss_b_from_mw | pf_skss_c_from_mw | pf_skss_a_to_mw | pf_skss_b_to_mw | pf_skss_c_to_mw | pf_p_a_from_mw | pf_p_b_from_mw | pf_p_c_from_mw | pf_p_a_to_mw | pf_p_b_to_mw | pf_p_c_to_mw | pf_q_a_from_mvar | pf_q_b_from_mvar | pf_q_c_from_mvar | pf_q_a_to_mvar | pf_q_b_to_mvar | pf_q_c_to_mvar | pf_ikss_a_from_degree | pf_ikss_b_from_degree | pf_ikss_c_from_degree | pf_ikss_a_to_degree | pf_ikss_b_to_degree | pf_ikss_c_to_degree | pf_vm_a_from_pu | pf_vm_b_from_pu | pf_vm_c_from_pu | pf_vm_a_to_pu | pf_vm_b_to_pu | pf_vm_c_to_pu | pf_va_a_from_degree | pf_va_b_from_degree | pf_va_c_from_degree | pf_va_a_to_degree | pf_va_b_to_degree | pf_va_c_to_degree
Line0_1_2 | 0 | 0.061531 | 0.061531 | 0 | 0.061531 | 0.061531 | 0 | 0.01421 | 0.01421 | 0 | 0.01421 | 0.01421 | 1.5266e-17 | 0.015064 | 0.0039414 | -1.5266e-17 | -0.015027 | -0.0039036 | 8.9049e-18 | 0.0040498 | 0.015032 | -6.3607e-18 | -0.0039741 | -0.014956 | 0 | -135.3656 | 44.6344 | 0 | 44.6344 | -135.3656 | 1.1 | 1.0978 | 1.0936 | 1.1 | 1.0938 | 1.0878 | -2.1388e-15 | -120.3184 | 119.9418 | -2.4387e-15 | -120.5517 | 120.0063
Line10_11_12 | 0 | 0 | 0 | 0 | 0 | 0 | 0 | 0 | 0 | 0 | 0 | 0 | 9.859e-18 | -5.3245e-11 | -1.54e-10 | -8.5869e-18 | 5.3245e-11 | 1.54e-10 | 2.5443e-18 | 1.4762e-10 | 2.6893e-11 | -3.1803e-18 | -1.4762e-10 | -2.6893e-11 | 0 | 0 | 0 | 0 | 0 | 0 | 1.1 | 1.0978 | 1.0936 | 1.1 | 1.0978 | 1.0936 | -2.5156e-15 | -120.3184 | 119.9418 | -2.6745e-15 | -120.3184 | 119.9418
Line11_12_13 | 0 | 0 | 0 | 0 | 0 | 0 | 0 | 0 | 0 | 0 | 0 | 0 | 6.3607e-18 | -4.4371e-11 | -1.2833e-10 | -6.9967e-18 | 4.4371e-11 | 1.2833e-10 | -2.969e-34 | 1.2301e-10 | 2.2411e-11 | 3.4236e-34 | -1.2301e-10 | -2.2411e-11 | 0 | 0 | 0 | 0 | 0 | 0 | 1.1 | 1.0978 | 1.0936 | 1.1 | 1.0978 | 1.0936 | -2.6745e-15 | -120.3184 | 119.9418 | -2.8036e-15 | -120.3184 | 119.9418
Line12_13_15 | 0 | 0 | 0 | 0 | 0 | 0 | 0 | 0 | 0 | 0 | 0 | 0 | 6.3607e-18 | -2.6622e-11 | -7.6999e-11 | -5.7246e-18 | 2.6622e-11 | 7.6999e-11 | 1.9082e-18 | 7.3809e-11 | 1.3446e-11 | -6.3607e-19 | -7.3809e-11 | -1.3446e-11 | 0 | 0 | 0 | 0 | 0 | 0 | 1.1 | 1.0978 | 1.0936 | 1.1 | 1.0978 | 1.0936 | -2.8036e-15 | -120.3184 | 119.9418 | -2.867e-15 | -120.3184 | 119.9418
Line13_13_14 | 0 | 0 | 0 | 0 | 0 | 0 | 0 | 0 | 0 | 0 | 0 | 0 | 1.9082e-18 | -8.8742e-12 | -2.5666e-11 | -1.2721e-18 | 8.8742e-12 | 2.5666e-11 | 6.3607e-19 | 2.4603e-11 | 4.4821e-12 | 6.3607e-19 | -2.4603e-11 | -4.4821e-12 | 0 | 0 | 0 | 0 | 0 | 0 | 1.1 | 1.0978 | 1.0936 | 1.1 | 1.0978 | 1.0936 | -2.8036e-15 | -120.3184 | 119.9418 | -2.8187e-15 | -120.3184 | 119.9418
Line14_15_16 | 0 | 0 | 0 | 0 | 0 | 0 | 0 | 0 | 0 | 0 | 0 | 0 | 3.1803e-18 | -1.7748e-11 | -5.1333e-11 | -3.1803e-18 | 1.7748e-11 | 5.1333e-11 | 6.3607e-19 | 4.9206e-11 | 8.9643e-12 | -6.3607e-19 | -4.9206e-11 | -8.9643e-12 | 0 | 0 | 0 | 0 | 0 | 0 | 1.1 | 1.0978 | 1.0936 | 1.1 | 1.0978 | 1.0936 | -2.867e-15 | -120.3184 | 119.9418 | -2.8978e-15 | -120.3184 | 119.9418
Line15_16_17 | 0 | 0 | 0 | 0 | 0 | 0 | 0 | 0 | 0 | 0 | 0 | 0 | -6.3607e-19 | -8.8742e-12 | -2.5666e-11 | 6.3607e-19 | 8.8742e-12 | 2.5666e-11 | 6.3607e-19 | 2.4603e-11 | 4.4821e-12 | -6.3607e-19 | -2.4603e-11 | -4.4821e-12 | 0 | 0 | 0 | 0 | 0 | 0 | 1.1 | 1.0978 | 1.0936 | 1.1 | 1.0978 | 1.0936 | -2.8978e-15 | -120.3184 | 119.9418 | -2.9176e-15 | -120.3184 | 119.9418
Line16_4_18 | 0 | 0 | 0 | 0 | 0 | 0 | 0 | 0 | 0 | 0 | 0 | 0 | 6.3607e-19 | -8.8742e-12 | -2.5666e-11 | 0 | 8.8742e-12 | 2.5666e-11 | -2.4274e-35 | 2.4603e-11 | 4.4821e-12 | 0 | -2.4603e-11 | -4.4821e-12 | 0 | 0 | 0 | 0 | 0 | 0 | 1.1 | 1.0978 | 1.0936 | 1.1 | 1.0978 | 1.0936 | -2.1866e-15 | -120.3184 | 119.9418 | -2.2065e-15 | -120.3184 | 119.9418
Line17_5_19 | 0 | 0 | 0 | 0 | 0 | 0 | 0 | 0 | 0 | 0 | 0 | 0 | 6.3607e-19 | -8.8742e-12 | -2.5666e-11 | 0 | 8.8742e-12 | 2.5666e-11 | -2.4274e-35 | 2.4603e-11 | 4.4821e-12 | 0 | -2.4603e-11 | -4.4821e-12 | 0 | 0 | 0 | 0 | 0 | 0 | 1.1 | 1.0978 | 1.0936 | 1.1 | 1.0978 | 1.0936 | -2.1866e-15 | -120.3184 | 119.9418 | -2.2065e-15 | -120.3184 | 119.9418
Line1_1_3 | 0 | 0 | 0 | 0 | 0 | 0 | 0 | 0 | 0 | 0 | 0 | 0 | 1.1767e-17 | -7.0993e-11 | -2.0533e-10 | -1.0495e-17 | 7.0993e-11 | 2.0533e-10 | 7.6328e-18 | 1.9682e-10 | 3.5857e-11 | -5.7246e-18 | -1.9682e-10 | -3.5857e-11 | 0 | 0 | 0 | 0 | 0 | 0 | 1.1 | 1.0978 | 1.0936 | 1.1 | 1.0978 | 1.0936 | -2.1388e-15 | -120.3184 | 119.9418 | -2.3407e-15 | -120.3184 | 119.9418
Line2_1_4 | 0 | 0 | 0 | 0 | 0 | 0 | 0 | 0 | 0 | 0 | 0 | 0 | 2.8623e-18 | -1.7748e-11 | -5.1333e-11 | -2.2262e-18 | 1.7748e-11 | 5.1333e-11 | 6.3607e-19 | 4.9206e-11 | 8.9643e-12 | -1.2721e-18 | -4.9206e-11 | -8.9643e-12 | 0 | 0 | 0 | 0 | 0 | 0 | 1.1 | 1.0978 | 1.0936 | 1.1 | 1.0978 | 1.0936 | -2.1388e-15 | -120.3184 | 119.9418 | -2.1866e-15 | -120.3184 | 119.9418
Line3_1_5 | 0 | 0 | 0 | 0 | 0 | 0 | 0 | 0 | 0 | 0 | 0 | 0 | 2.8623e-18 | -1.7748e-11 | -5.1333e-11 | -2.2262e-18 | 1.7748e-11 | 5.1333e-11 | 6.3607e-19 | 4.9206e-11 | 8.9643e-12 | -1.2721e-18 | -4.9206e-11 | -8.9643e-12 | 0 | 0 | 0 | 0 | 0 | 0 | 1.1 | 1.0978 | 1.0936 | 1.1 | 1.0978 | 1.0936 | -2.1388e-15 | -120.3184 | 119.9418 | -2.1866e-15 | -120.3184 | 119.9418
Line4_2_6 | 0 | 0 | 0 | 0 | 0 | 0 | 0 | 0 | 0 | 0 | 0 | 0 | 1.0177e-17 | -1.2269e-10 | -2.4391e-10 | -1.1449e-17 | 1.2269e-10 | 2.4391e-10 | 6.3607e-18 | 2.124e-10 | -2.4271e-12 | -6.3607e-18 | -2.124e-10 | 2.4271e-12 | 0 | 0 | 0 | 0 | 0 | 0 | 1.1 | 1.0938 | 1.0878 | 1.1 | 1.0938 | 1.0878 | -2.4387e-15 | -120.5517 | 120.0063 | -2.6684e-15 | -120.5517 | 120.0063
Line5_6_7 | 0 | 0 | 0 | 0 | 0 | 0 | 0 | 0 | 0 | 0 | 0 | 0 | 8.9049e-18 | -9.815e-11 | -1.9513e-10 | -8.9049e-18 | 9.815e-11 | 1.9513e-10 | -4.1472e-34 | 1.6992e-10 | -1.9417e-12 | -2.5443e-18 | -1.6992e-10 | 1.9417e-12 | 0 | 0 | 0 | 0 | 0 | 0 | 1.1 | 1.0938 | 1.0878 | 1.1 | 1.0938 | 1.0878 | -2.6684e-15 | -120.5517 | 120.0063 | -2.8488e-15 | -120.5517 | 120.0063
Line6_7_8 | 0 | 0 | 0 | 0 | 0 | 0 | 0 | 0 | 0 | 0 | 0 | 0 | 3.8164e-18 | -7.3613e-11 | -1.4635e-10 | -3.8164e-18 | 7.3613e-11 | 1.4635e-10 | 1.2721e-18 | 1.2744e-10 | -1.4563e-12 | -1.2721e-18 | -1.2744e-10 | 1.4563e-12 | 0 | 0 | 0 | 0 | 0 | 0 | 1.1 | 1.0938 | 1.0878 | 1.1 | 1.0938 | 1.0878 | -2.8488e-15 | -120.5517 | 120.0063 | -3.0002e-15 | -120.5517 | 120.0063
Line7_8_9 | 0 | 0 | 0 | 0 | 0 | 0 | 0 | 0 | 0 | 0 | 0 | 0 | 1.2721e-18 | -2.4538e-11 | -4.8783e-11 | 1.3471e-34 | 2.4538e-11 | 4.8783e-11 | -1.2721e-18 | 4.248e-11 | -4.8541e-13 | 2.5443e-18 | -4.248e-11 | 4.8541e-13 | 0 | 0 | 0 | 0 | 0 | 0 | 1.1 | 1.0938 | 1.0878 | 1.1 | 1.0938 | 1.0878 | -3.0002e-15 | -120.5517 | 120.0063 | -3.0336e-15 | -120.5517 | 120.0063
Line8_8_10 | 0 | 0 | 0 | 0 | 0 | 0 | 0 | 0 | 0 | 0 | 0 | 0 | -1.2721e-18 | -2.4538e-11 | -4.8783e-11 | 2.5443e-18 | 2.4538e-11 | 4.8783e-11 | -1.2721e-18 | 4.248e-11 | -4.8542e-13 | -1.3545e-34 | -4.248e-11 | 4.8542e-13 | 0 | 0 | 0 | 0 | 0 | 0 | 1.1 | 1.0938 | 1.0878 | 1.1 | 1.0938 | 1.0878 | -3.0002e-15 | -120.5517 | 120.0063 | -3.0504e-15 | -120.5517 | 120.0063
Line9_3_11 | 0 | 0 | 0 | 0 | 0 | 0 | 0 | 0 | 0 | 0 | 0 | 0 | 1.0177e-17 | -6.2119e-11 | -1.7966e-10 | -1.0813e-17 | 6.2119e-11 | 1.7966e-10 | 5.7246e-18 | 1.7222e-10 | 3.1375e-11 | -6.9967e-18 | -1.7222e-10 | -3.1375e-11 | 0 | 0 | 0 | 0 | 0 | 0 | 1.1 | 1.0978 | 1.0936 | 1.1 | 1.0978 | 1.0936 | -2.3407e-15 | -120.3184 | 119.9418 | -2.5156e-15 | -120.3184 | 119.9418

## LL_min_6
name | pf_ikss_a_from_ka | pf_ikss_b_from_ka | pf_ikss_c_from_ka | pf_ikss_a_to_ka | pf_ikss_b_to_ka | pf_ikss_c_to_ka | pf_skss_a_from_mw | pf_skss_b_from_mw | pf_skss_c_from_mw | pf_skss_a_to_mw | pf_skss_b_to_mw | pf_skss_c_to_mw | pf_p_a_from_mw | pf_p_b_from_mw | pf_p_c_from_mw | pf_p_a_to_mw | pf_p_b_to_mw | pf_p_c_to_mw | pf_q_a_from_mvar | pf_q_b_from_mvar | pf_q_c_from_mvar | pf_q_a_to_mvar | pf_q_b_to_mvar | pf_q_c_to_mvar | pf_ikss_a_from_degree | pf_ikss_b_from_degree | pf_ikss_c_from_degree | pf_ikss_a_to_degree | pf_ikss_b_to_degree | pf_ikss_c_to_degree | pf_vm_a_from_pu | pf_vm_b_from_pu | pf_vm_c_from_pu | pf_vm_a_to_pu | pf_vm_b_to_pu | pf_vm_c_to_pu | pf_va_a_from_degree | pf_va_b_from_degree | pf_va_c_from_degree | pf_va_a_to_degree | pf_va_b_to_degree | pf_va_c_to_degree
Line0_1_2 | 0 | 3.8812 | 3.8812 | 0 | 3.8812 | 3.8812 | 0 | 0.89633 | 0.89633 | 0 | 0.89633 | 0.89633 | -1.4063e-16 | 0.6729 | -0.094452 | 7.0314e-17 | -0.38368 | 0.38368 | -1.4063e-16 | 0.11673 | 0.48583 | 2.1094e-16 | 0.18455 | -0.18455 | 0 | -154.3121 | 25.6879 | 0 | 25.6879 | -154.3121 | 0.95 | 0.76194 | 0.55217 | 0.95 | 0.475 | 0.475 | 9.7577e-13 | -144.4712 | 126.6898 | 9.887e-13 | 180 | 180
Line10_11_12 | 0 | 0 | 0 | 0 | 0 | 0 | 0 | 0 | 0 | 0 | 0 | 0 | 1.4063e-16 | -1.7218e-09 | -4.7542e-09 | -1.4063e-16 | 1.7218e-09 | 4.7542e-09 | -3.5157e-17 | 6.5966e-09 | -1.3444e-09 | 7.0314e-17 | -6.5966e-09 | 1.3444e-09 | 0 | 0 | 0 | 0 | 0 | 0 | 0.95 | 0.76194 | 0.55217 | 0.95 | 0.76194 | 0.55217 | 9.8061e-13 | -144.4712 | 126.6898 | 9.8067e-13 | -144.4712 | 126.6898
Line11_12_13 | 0 | 0 | 0 | 0 | 0 | 0 | 0 | 0 | 0 | 0 | 0 | 0 | 7.0314e-17 | -1.4348e-09 | -3.9618e-09 | -7.0314e-17 | 1.4348e-09 | 3.9618e-09 | 1.2035e-30 | 5.4971e-09 | -1.1203e-09 | -1.2037e-30 | -5.4971e-09 | 1.1203e-09 | 0 | 0 | 0 | 0 | 0 | 0 | 0.95 | 0.76194 | 0.55217 | 0.95 | 0.76194 | 0.55217 | 9.8067e-13 | -144.4712 | 126.6898 | 9.8087e-13 | -144.4712 | 126.6898
Line12_13_15 | 0 | 0 | 0 | 0 | 0 | 0 | 0 | 0 | 0 | 0 | 0 | 0 | -5.2736e-17 | -8.6091e-10 | -2.3771e-09 | 5.2736e-17 | 8.6091e-10 | 2.3771e-09 | 3.5157e-17 | 3.2983e-09 | -6.7219e-10 | 9.0367e-31 | -3.2983e-09 | 6.7219e-10 | 0 | 0 | 0 | 0 | 0 | 0 | 0.95 | 0.76194 | 0.55217 | 0.95 | 0.76194 | 0.55217 | 9.8087e-13 | -144.4712 | 126.6898 | 9.8181e-13 | -144.4712 | 126.6898
Line13_13_14 | 0 | 0 | 0 | 0 | 0 | 0 | 0 | 0 | 0 | 0 | 0 | 0 | -6.0187e-31 | -2.8697e-10 | -7.9236e-10 | 6.0201e-31 | 2.8697e-10 | 7.9236e-10 | 3.5157e-17 | 1.0994e-09 | -2.2406e-10 | -3.5157e-17 | -1.0994e-09 | 2.2406e-10 | 0 | 0 | 0 | 0 | 0 | 0 | 0.95 | 0.76194 | 0.55217 | 0.95 | 0.76194 | 0.55217 | 9.8087e-13 | -144.4712 | 126.6898 | 9.8109e-13 | -144.4712 | 126.6898
Line14_15_16 | 0 | 0 | 0 | 0 | 0 | 0 | 0 | 0 | 0 | 0 | 0 | 0 | -7.0314e-17 | -5.7394e-10 | -1.5847e-09 | 7.0314e-17 | 5.7394e-10 | 1.5847e-09 | -1.2049e-30 | 2.1989e-09 | -4.4813e-10 | 3.5157e-17 | -2.1989e-09 | 4.4812e-10 | 0 | 0 | 0 | 0 | 0 | 0 | 0.95 | 0.76194 | 0.55217 | 0.95 | 0.76194 | 0.55217 | 9.8181e-13 | -144.4712 | 126.6898 | 9.8188e-13 | -144.4712 | 126.6898
Line15_16_17 | 0 | 0 | 0 | 0 | 0 | 0 | 0 | 0 | 0 | 0 | 0 | 0 | -1.7579e-17 | -2.8697e-10 | -7.9236e-10 | -1.7579e-17 | 2.8697e-10 | 7.9236e-10 | -3.0125e-31 | 1.0994e-09 | -2.2406e-10 | -3.0093e-31 | -1.0994e-09 | 2.2406e-10 | 0 | 0 | 0 | 0 | 0 | 0 | 0.95 | 0.76194 | 0.55217 | 0.95 | 0.76194 | 0.55217 | 9.8188e-13 | -144.4712 | 126.6898 | 9.8086e-13 | -144.4712 | 126.6898
Line16_4_18 | 0 | 0 | 0 | 0 | 0 | 0 | 0 | 0 | 0 | 0 | 0 | 0 | -1.7579e-17 | -2.8697e-10 | -7.9236e-10 | 1.7579e-17 | 2.8697e-10 | 7.9236e-10 | 3.5157e-17 | 1.0994e-09 | -2.2406e-10 | 2.9914e-31 | -1.0994e-09 | 2.2406e-10 | 0 | 0 | 0 | 0 | 0 | 0 | 0.95 | 0.76194 | 0.55217 | 0.95 | 0.76194 | 0.55217 | 9.7605e-13 | -144.4712 | 126.6898 | 9.7502e-13 | -144.4712 | 126.6898
Line17_5_19 | 0 | 0 | 0 | 0 | 0 | 0 | 0 | 0 | 0 | 0 | 0 | 0 | -1.7579e-17 | -2.8697e-10 | -7.9236e-10 | 1.7579e-17 | 2.8697e-10 | 7.9236e-10 | 3.5157e-17 | 1.0994e-09 | -2.2406e-10 | 2.9914e-31 | -1.0994e-09 | 2.2406e-10 | 0 | 0 | 0 | 0 | 0 | 0 | 0.95 | 0.76194 | 0.55217 | 0.95 | 0.76194 | 0.55217 | 9.7605e-13 | -144.4712 | 126.6898 | 9.7502e-13 | -144.4712 | 126.6898
Line1_1_3 | 0 | 0 | 0 | 0 | 0 | 0 | 0 | 0 | 0 | 0 | 0 | 0 | 2.2852e-16 | -2.2957e-09 | -6.3389e-09 | -2.6368e-16 | 2.2957e-09 | 6.3389e-09 | 7.0314e-17 | 8.7954e-09 | -1.7925e-09 | -4.5059e-30 | -8.7954e-09 | 1.7925e-09 | 0 | 0 | 0 | 0 | 0 | 0 | 0.95 | 0.76194 | 0.55217 | 0.95 | 0.76194 | 0.55217 | 9.7577e-13 | -144.4712 | 126.6898 | 9.7911e-13 | -144.4712 | 126.6898
Line2_1_4 | 0 | 0 | 0 | 0 | 0 | 0 | 0 | 0 | 0 | 0 | 0 | 0 | -7.0314e-17 | -5.7394e-10 | -1.5847e-09 | 3.5157e-17 | 5.7394e-10 | 1.5847e-09 | 7.0314e-17 | 2.1989e-09 | -4.4812e-10 | -3.5157e-17 | -2.1989e-09 | 4.4812e-10 | 0 | 0 | 0 | 0 | 0 | 0 | 0.95 | 0.76194 | 0.55217 | 0.95 | 0.76194 | 0.55217 | 9.7577e-13 | -144.4712 | 126.6898 | 9.7605e-13 | -144.4712 | 126.6898
Line3_1_5 | 0 | 0 | 0 | 0 | 0 | 0 | 0 | 0 | 0 | 0 | 0 | 0 | -7.0314e-17 | -5.7394e-10 | -1.5847e-09 | 3.5157e-17 | 5.7394e-10 | 1.5847e-09 | 7.0314e-17 | 2.1989e-09 | -4.4812e-10 | -3.5157e-17 | -2.1989e-09 | 4.4812e-10 | 0 | 0 | 0 | 0 | 0 | 0 | 0.95 | 0.76194 | 0.55217 | 0.95 | 0.76194 | 0.55217 | 9.7577e-13 | -144.4712 | 126.6898 | 9.7605e-13 | -144.4712 | 126.6898
Line4_2_6 | 0 | 0 | 0 | 0 | 0 | 0 | 0 | 0 | 0 | 0 | 0 | 0 | -1.4063e-16 | -1.0899e-15 | 4.2188e-16 | 7.0314e-17 | 1.1718e-15 | -4.8061e-16 | -4.922e-16 | 7.1646e-09 | -7.1646e-09 | 4.922e-16 | -7.1646e-09 | 7.1646e-09 | 0 | 0 | 0 | 0 | 0 | 0 | 0.95 | 0.475 | 0.475 | 0.95 | 0.475 | 0.475 | 9.887e-13 | 180 | 180 | 1.0009e-12 | -180 | 180
Line5_6_7 | 0 | 0 | 0 | 0 | 0 | 0 | 0 | 0 | 0 | 0 | 0 | 0 | 4.9131e-30 | -9.0929e-16 | 4.9699e-16 | 7.0314e-17 | 8.5624e-16 | -4.4457e-16 | -2.8126e-16 | 5.7316e-09 | -5.7316e-09 | 2.8126e-16 | -5.7316e-09 | 5.7316e-09 | 0 | 0 | 0 | 0 | 0 | 0 | 0.95 | 0.475 | 0.475 | 0.95 | 0.475 | 0.475 | 1.0009e-12 | -180 | 180 | 1.0102e-12 | -180 | 180
Line6_7_8 | 0 | 0 | 0 | 0 | 0 | 0 | 0 | 0 | 0 | 0 | 0 | 0 | -1.4063e-16 | -5.455e-16 | 3.3343e-16 | 7.0314e-17 | 5.0467e-16 | -1.6332e-16 | -3.5157e-16 | 4.2987e-09 | -4.2987e-09 | 2.8126e-16 | -4.2987e-09 | 4.2987e-09 | 0 | 0 | 0 | 0 | 0 | 0 | 0.95 | 0.475 | 0.475 | 0.95 | 0.475 | 0.475 | 1.0102e-12 | -180 | 180 | 1.0131e-12 | -180 | 180
Line7_8_9 | 0 | 0 | 0 | 0 | 0 | 0 | 0 | 0 | 0 | 0 | 0 | 0 | 1.2432e-30 | -1.4478e-16 | 1.0132e-16 | -1.2441e-30 | 1.4806e-16 | 4.2589e-17 | -7.0314e-17 | 1.4329e-09 | -1.4329e-09 | 7.0314e-17 | -1.4329e-09 | 1.4329e-09 | 0 | 0 | 0 | 0 | 0 | 0 | 0.95 | 0.475 | 0.475 | 0.95 | 0.475 | 0.475 | 1.0131e-12 | -180 | 180 | 1.0137e-12 | -180 | 180
Line8_8_10 | 0 | 0 | 0 | 0 | 0 | 0 | 0 | 0 | 0 | 0 | 0 | 0 | -7.0314e-17 | -1.4478e-16 | 1.0132e-16 | 7.0314e-17 | 1.4806e-16 | -9.8039e-17 | -1.4063e-16 | 1.4329e-09 | -1.4329e-09 | 1.2453e-30 | -1.4329e-09 | 1.4329e-09 | 0 | 0 | 0 | 0 | 0 | 0 | 0.95 | 0.475 | 0.475 | 0.95 | 0.475 | 0.475 | 1.0131e-12 | -180 | 180 | 1.0147e-12 | -180 | 180
Line9_3_11 | 0 | 0 | 0 | 0 | 0 | 0 | 0 | 0 | 0 | 0 | 0 | 0 | 1.4063e-16 | -2.0088e-09 | -5.5465e-09 | -1.4063e-16 | 2.0088e-09 | 5.5465e-09 | 3.5157e-17 | 7.696e-09 | -1.5684e-09 | -3.5157e-17 | -7.696e-09 | 1.5684e-09 | 0 | 0 | 0 | 0 | 0 | 0 | 0.95 | 0.76194 | 0.55217 | 0.95 | 0.76194 | 0.55217 | 9.7911e-13 | -144.4712 | 126.6898 | 9.8061e-13 | -144.4712 | 126.6898

## LL_min_10
name | pf_ikss_a_from_ka | pf_ikss_b_from_ka | pf_ikss_c_from_ka | pf_ikss_a_to_ka | pf_ikss_b_to_ka | pf_ikss_c_to_ka | pf_skss_a_from_mw | pf_skss_b_from_mw | pf_skss_c_from_mw | pf_skss_a_to_mw | pf_skss_b_to_mw | pf_skss_c_to_mw | pf_p_a_from_mw | pf_p_b_from_mw | pf_p_c_from_mw | pf_p_a_to_mw | pf_p_b_to_mw | pf_p_c_to_mw | pf_q_a_from_mvar | pf_q_b_from_mvar | pf_q_c_from_mvar | pf_q_a_to_mvar | pf_q_b_to_mvar | pf_q_c_to_mvar | pf_ikss_a_from_degree | pf_ikss_b_from_degree | pf_ikss_c_from_degree | pf_ikss_a_to_degree | pf_ikss_b_to_degree | pf_ikss_c_to_degree | pf_vm_a_from_pu | pf_vm_b_from_pu | pf_vm_c_from_pu | pf_vm_a_to_pu | pf_vm_b_to_pu | pf_vm_c_to_pu | pf_va_a_from_degree | pf_va_b_from_degree | pf_va_c_from_degree | pf_va_a_to_degree | pf_va_b_to_degree | pf_va_c_to_degree
Line0_1_2 | 0 | 3.6769 | 3.6769 | 0 | 3.6769 | 3.6769 | 0 | 0.84915 | 0.84915 | 0 | 0.84915 | 0.84915 | -6.6613e-17 | 0.60394 | -0.084771 | -4.5749e-30 | -0.34435 | 0.34435 | -2.6645e-16 | 0.10476 | 0.43604 | 2.6645e-16 | 0.16564 | -0.16564 | 0 | -154.3121 | 25.6879 | 0 | 25.6879 | -154.3121 | 0.9 | 0.72184 | 0.52311 | 0.9 | 0.45 | 0.45 | 9.6966e-13 | -144.4712 | 126.6898 | 9.8375e-13 | 180 | 180
Line10_11_12 | 0 | 0 | 0 | 0 | 0 | 0 | 0 | 0 | 0 | 0 | 0 | 0 | 9.992e-17 | -1.5453e-09 | -4.2669e-09 | -8.3267e-17 | 1.5453e-09 | 4.2669e-09 | -3.3307e-17 | 5.9205e-09 | -1.2066e-09 | -3.3307e-17 | -5.9205e-09 | 1.2066e-09 | 0 | 0 | 0 | 0 | 0 | 0 | 0.9 | 0.72184 | 0.52311 | 0.9 | 0.72184 | 0.52311 | 9.745e-13 | -144.4712 | 126.6898 | 9.7456e-13 | -144.4712 | 126.6898
Line11_12_13 | 0 | 0 | 0 | 0 | 0 | 0 | 0 | 0 | 0 | 0 | 0 | 0 | 4.996e-17 | -1.2878e-09 | -3.5557e-09 | -6.6613e-17 | 1.2878e-09 | 3.5557e-09 | -3.3307e-17 | 4.9337e-09 | -1.0055e-09 | -1.1333e-30 | -4.9337e-09 | 1.0055e-09 | 0 | 0 | 0 | 0 | 0 | 0 | 0.9 | 0.72184 | 0.52311 | 0.9 | 0.72184 | 0.52311 | 9.7456e-13 | -144.4712 | 126.6898 | 9.7476e-13 | -144.4712 | 126.6898
Line12_13_15 | 0 | 0 | 0 | 0 | 0 | 0 | 0 | 0 | 0 | 0 | 0 | 0 | -4.996e-17 | -7.7267e-10 | -2.1334e-09 | 6.6613e-17 | 7.7267e-10 | 2.1334e-09 | 3.3307e-17 | 2.9602e-09 | -6.0329e-10 | -3.3307e-17 | -2.9602e-09 | 6.0329e-10 | 0 | 0 | 0 | 0 | 0 | 0 | 0.9 | 0.72184 | 0.52311 | 0.9 | 0.72184 | 0.52311 | 9.7476e-13 | -144.4712 | 126.6898 | 9.757e-13 | -144.4712 | 126.6898
Line13_13_14 | 0 | 0 | 0 | 0 | 0 | 0 | 0 | 0 | 0 | 0 | 0 | 0 | 1.6653e-17 | -2.5756e-10 | -7.1115e-10 | -1.6653e-17 | 2.5756e-10 | 7.1115e-10 | -6.6613e-17 | 9.8674e-10 | -2.011e-10 | 3.3307e-17 | -9.8674e-10 | 2.011e-10 | 0 | 0 | 0 | 0 | 0 | 0 | 0.9 | 0.72184 | 0.52311 | 0.9 | 0.72184 | 0.52311 | 9.7476e-13 | -144.4712 | 126.6898 | 9.7498e-13 | -144.4712 | 126.6898
Line14_15_16 | 0 | 0 | 0 | 0 | 0 | 0 | 0 | 0 | 0 | 0 | 0 | 0 | 0 | -5.1511e-10 | -1.4223e-09 | 5.6723e-31 | 5.1511e-10 | 1.4223e-09 | 0 | 1.9735e-09 | -4.022e-10 | -3.3307e-17 | -1.9735e-09 | 4.022e-10 | 0 | 0 | 0 | 0 | 0 | 0 | 0.9 | 0.72184 | 0.52311 | 0.9 | 0.72184 | 0.52311 | 9.757e-13 | -144.4712 | 126.6898 | 9.7577e-13 | -144.4712 | 126.6898
Line15_16_17 | 0 | 0 | 0 | 0 | 0 | 0 | 0 | 0 | 0 | 0 | 0 | 0 | -1.6653e-17 | -2.5756e-10 | -7.1115e-10 | 1.6653e-17 | 2.5756e-10 | 7.1115e-10 | -3.3307e-17 | 9.8674e-10 | -2.011e-10 | 2.8332e-31 | -9.8674e-10 | 2.011e-10 | 0 | 0 | 0 | 0 | 0 | 0 | 0.9 | 0.72184 | 0.52311 | 0.9 | 0.72184 | 0.52311 | 9.7577e-13 | -144.4712 | 126.6898 | 9.7475e-13 | -144.4712 | 126.6898
Line16_4_18 | 0 | 0 | 0 | 0 | 0 | 0 | 0 | 0 | 0 | 0 | 0 | 0 | 3.3307e-17 | -2.5756e-10 | -7.1115e-10 | -3.3307e-17 | 2.5756e-10 | 7.1115e-10 | -6.6613e-17 | 9.8674e-10 | -2.011e-10 | 6.6613e-17 | -9.8674e-10 | 2.011e-10 | 0 | 0 | 0 | 0 | 0 | 0 | 0.9 | 0.72184 | 0.52311 | 0.9 | 0.72184 | 0.52311 | 9.6994e-13 | -144.4712 | 126.6898 | 9.6891e-13 | -144.4712 | 126.6898
Line17_5_19 | 0 | 0 | 0 | 0 | 0 | 0 | 0 | 0 | 0 | 0 | 0 | 0 | 3.3307e-17 | -2.5756e-10 | -7.1115e-10 | -3.3307e-17 | 2.5756e-10 | 7.1115e-10 | -6.6613e-17 | 9.8674e-10 | -2.011e-10 | 6.6613e-17 | -9.8674e-10 | 2.011e-10 | 0 | 0 | 0 | 0 | 0 | 0 | 0.9 | 0.72184 | 0.52311 | 0.9 | 0.72184 | 0.52311 | 9.6994e-13 | -144.4712 | 126.6898 | 9.6891e-13 | -144.4712 | 126.6898
Line1_1_3 | 0 | 0 | 0 | 0 | 0 | 0 | 0 | 0 | 0 | 0 | 0 | 0 | 1.4988e-16 | -2.0605e-09 | -5.6892e-09 | -1.4988e-16 | 2.0605e-09 | 5.6892e-09 | 9.992e-17 | 7.8939e-09 | -1.6088e-09 | -6.6613e-17 | -7.8939e-09 | 1.6088e-09 | 0 | 0 | 0 | 0 | 0 | 0 | 0.9 | 0.72184 | 0.52311 | 0.9 | 0.72184 | 0.52311 | 9.6966e-13 | -144.4712 | 126.6898 | 9.73e-13 | -144.4712 | 126.6898
Line2_1_4 | 0 | 0 | 0 | 0 | 0 | 0 | 0 | 0 | 0 | 0 | 0 | 0 | -4.996e-17 | -5.1511e-10 | -1.4223e-09 | 6.6613e-17 | 5.1511e-10 | 1.4223e-09 | 6.6613e-17 | 1.9735e-09 | -4.022e-10 | -3.3307e-17 | -1.9735e-09 | 4.022e-10 | 0 | 0 | 0 | 0 | 0 | 0 | 0.9 | 0.72184 | 0.52311 | 0.9 | 0.72184 | 0.52311 | 9.6966e-13 | -144.4712 | 126.6898 | 9.6994e-13 | -144.4712 | 126.6898
Line3_1_5 | 0 | 0 | 0 | 0 | 0 | 0 | 0 | 0 | 0 | 0 | 0 | 0 | -4.996e-17 | -5.1511e-10 | -1.4223e-09 | 6.6613e-17 | 5.1511e-10 | 1.4223e-09 | 6.6613e-17 | 1.9735e-09 | -4.022e-10 | -3.3307e-17 | -1.9735e-09 | 4.022e-10 | 0 | 0 | 0 | 0 | 0 | 0 | 0.9 | 0.72184 | 0.52311 | 0.9 | 0.72184 | 0.52311 | 9.6966e-13 | -144.4712 | 126.6898 | 9.6994e-13 | -144.4712 | 126.6898
Line4_2_6 | 0 | 0 | 0 | 0 | 0 | 0 | 0 | 0 | 0 | 0 | 0 | 0 | -1.9984e-16 | -8.9928e-16 | 7.9936e-16 | 1.9984e-16 | 8.7287e-16 | -8.5908e-16 | -3.9968e-16 | 6.4302e-09 | -6.4302e-09 | 3.9968e-16 | -6.4302e-09 | 6.4302e-09 | 0 | 0 | 0 | 0 | 0 | 0 | 0.9 | 0.45 | 0.45 | 0.9 | 0.45 | 0.45 | 9.8375e-13 | 180 | 180 | 9.9572e-13 | -180 | 180
Line5_6_7 | 0 | 0 | 0 | 0 | 0 | 0 | 0 | 0 | 0 | 0 | 0 | 0 | -1.3323e-16 | -7.2494e-16 | 4.741e-16 | 1.9984e-16 | 6.3876e-16 | -4.2706e-16 | -1.9984e-16 | 5.1442e-09 | -5.1442e-09 | 1.9984e-16 | -5.1442e-09 | 5.1442e-09 | 0 | 0 | 0 | 0 | 0 | 0 | 0.9 | 0.45 | 0.45 | 0.9 | 0.45 | 0.45 | 9.9572e-13 | -180 | 180 | 1.0047e-12 | -180 | 180
Line6_7_8 | 0 | 0 | 0 | 0 | 0 | 0 | 0 | 0 | 0 | 0 | 0 | 0 | 4.6724e-30 | -6.456e-16 | 3.2029e-16 | -4.6887e-30 | 6.0545e-16 | -2.9383e-16 | -2.6645e-16 | 3.8581e-09 | -3.8581e-09 | 2.6645e-16 | -3.8581e-09 | 3.8581e-09 | 0 | 0 | 0 | 0 | 0 | 0 | 0.9 | 0.45 | 0.45 | 0.9 | 0.45 | 0.45 | 1.0047e-12 | -180 | 180 | 1.0082e-12 | -180 | 180
Line7_8_9 | 0 | 0 | 0 | 0 | 0 | 0 | 0 | 0 | 0 | 0 | 0 | 0 | 0 | -1.352e-16 | 9.7943e-17 | -6.6613e-17 | 3.8224e-17 | 3.8224e-17 | 0 | 1.286e-09 | -1.286e-09 | 6.6613e-17 | -1.286e-09 | 1.286e-09 | 0 | 0 | 0 | 0 | 0 | 0 | 0.9 | 0.45 | 0.45 | 0.9 | 0.45 | 0.45 | 1.0082e-12 | -180 | 180 | 1.0089e-12 | -180 | 180
Line8_8_10 | 0 | 0 | 0 | 0 | 0 | 0 | 0 | 0 | 0 | 0 | 0 | 0 | -6.6613e-17 | -3.5284e-17 | -3.5284e-17 | 6.6613e-17 | -6.1696e-17 | 3.8224e-17 | 6.6613e-17 | 1.286e-09 | -1.286e-09 | 1.174e-30 | -1.286e-09 | 1.286e-09 | 0 | 0 | 0 | 0 | 0 | 0 | 0.9 | 0.45 | 0.45 | 0.9 | 0.45 | 0.45 | 1.0082e-12 | -180 | 180 | 1.0098e-12 | -180 | 180
Line9_3_11 | 0 | 0 | 0 | 0 | 0 | 0 | 0 | 0 | 0 | 0 | 0 | 0 | 1.4988e-16 | -1.8029e-09 | -4.978e-09 | -1.4988e-16 | 1.8029e-09 | 4.978e-09 | 2.5453e-30 | 6.9072e-09 | -1.4077e-09 | -2.5492e-30 | -6.9072e-09 | 1.4077e-09 | 0 | 0 | 0 | 0 | 0 | 0 | 0.9 | 0.72184 | 0.52311 | 0.9 | 0.72184 | 0.52311 | 9.73e-13 | -144.4712 | 126.6898 | 9.745e-13 | -144.4712 | 126.6898

## LL_min_fault_6
name | pf_ikss_a_from_ka | pf_ikss_b_from_ka | pf_ikss_c_from_ka | pf_ikss_a_to_ka | pf_ikss_b_to_ka | pf_ikss_c_to_ka | pf_skss_a_from_mw | pf_skss_b_from_mw | pf_skss_c_from_mw | pf_skss_a_to_mw | pf_skss_b_to_mw | pf_skss_c_to_mw | pf_p_a_from_mw | pf_p_b_from_mw | pf_p_c_from_mw | pf_p_a_to_mw | pf_p_b_to_mw | pf_p_c_to_mw | pf_q_a_from_mvar | pf_q_b_from_mvar | pf_q_c_from_mvar | pf_q_a_to_mvar | pf_q_b_to_mvar | pf_q_c_to_mvar | pf_ikss_a_from_degree | pf_ikss_b_from_degree | pf_ikss_c_from_degree | pf_ikss_a_to_degree | pf_ikss_b_to_degree | pf_ikss_c_to_degree | pf_vm_a_from_pu | pf_vm_b_from_pu | pf_vm_c_from_pu | pf_vm_a_to_pu | pf_vm_b_to_pu | pf_vm_c_to_pu | pf_va_a_from_degree | pf_va_b_from_degree | pf_va_c_from_degree | pf_va_a_to_degree | pf_va_b_to_degree | pf_va_c_to_degree
Line0_1_2 | 0 | 0.053046 | 0.053046 | 0 | 0.053046 | 0.053046 | 0 | 0.012251 | 0.012251 | 0 | 0.012251 | 0.012251 | -1.0987e-18 | 0.011222 | 0.0029556 | 5.4933e-19 | -0.011168 | -0.0029016 | -5.4933e-18 | 0.0029951 | 0.011187 | 5.4933e-18 | -0.0029388 | -0.011131 | 0 | -135.259 | 44.741 | 0 | 44.741 | -135.259 | 0.95 | 0.94811 | 0.94453 | 0.95 | 0.94267 | 0.93896 | 1.3191e-14 | -120.3156 | 119.9417 | 1.3384e-14 | -120.5162 | 120.1303
Line10_11_12 | 0 | 0 | 0 | 0 | 0 | 0 | 0 | 0 | 0 | 0 | 0 | 0 | 2.1973e-18 | -3.9144e-11 | -1.1375e-10 | -2.472e-18 | 3.9144e-11 | 1.1375e-10 | -2.1973e-18 | 1.0914e-10 | 2.008e-11 | 2.1973e-18 | -1.0914e-10 | -2.008e-11 | 0 | 0 | 0 | 0 | 0 | 0 | 0.95 | 0.94811 | 0.94453 | 0.95 | 0.94811 | 0.94453 | 1.3179e-14 | -120.3156 | 119.9417 | 1.3145e-14 | -120.3156 | 119.9417
Line11_12_13 | 0 | 0 | 0 | 0 | 0 | 0 | 0 | 0 | 0 | 0 | 0 | 0 | 2.7466e-19 | -3.262e-11 | -9.479e-11 | -2.7466e-19 | 3.262e-11 | 9.479e-11 | -1.0987e-18 | 9.0948e-11 | 1.6734e-11 | 1.0987e-18 | -9.0948e-11 | -1.6734e-11 | 0 | 0 | 0 | 0 | 0 | 0 | 0.95 | 0.94811 | 0.94453 | 0.95 | 0.94811 | 0.94453 | 1.3145e-14 | -120.3156 | 119.9417 | 1.3115e-14 | -120.3156 | 119.9417
Line12_13_15 | 0 | 0 | 0 | 0 | 0 | 0 | 0 | 0 | 0 | 0 | 0 | 0 | -4.12e-19 | -1.9572e-11 | -5.6874e-11 | 6.8666e-19 | 1.9572e-11 | 5.6874e-11 | -9.4307e-35 | 5.4569e-11 | 1.004e-11 | 1.0987e-18 | -5.4569e-11 | -1.004e-11 | 0 | 0 | 0 | 0 | 0 | 0 | 0.95 | 0.94811 | 0.94453 | 0.95 | 0.94811 | 0.94453 | 1.3115e-14 | -120.3156 | 119.9417 | 1.3114e-14 | -120.3156 | 119.9417
Line13_13_14 | 0 | 0 | 0 | 0 | 0 | 0 | 0 | 0 | 0 | 0 | 0 | 0 | 8.2399e-19 | -6.524e-12 | -1.8958e-11 | -5.4933e-19 | 6.524e-12 | 1.8958e-11 | 5.4933e-19 | 1.819e-11 | 3.3467e-12 | 5.4933e-19 | -1.819e-11 | -3.3467e-12 | 0 | 0 | 0 | 0 | 0 | 0 | 0.95 | 0.94811 | 0.94453 | 0.95 | 0.94811 | 0.94453 | 1.3115e-14 | -120.3156 | 119.9417 | 1.3116e-14 | -120.3156 | 119.9417
Line14_15_16 | 0 | 0 | 0 | 0 | 0 | 0 | 0 | 0 | 0 | 0 | 0 | 0 | 6.8666e-20 | -1.3048e-11 | -3.7916e-11 | 2.06e-19 | 1.3048e-11 | 3.7916e-11 | 2.1973e-18 | 3.6379e-11 | 6.6934e-12 | -1.648e-18 | -3.6379e-11 | -6.6934e-12 | 0 | 0 | 0 | 0 | 0 | 0 | 0.95 | 0.94811 | 0.94453 | 0.95 | 0.94811 | 0.94453 | 1.3114e-14 | -120.3156 | 119.9417 | 1.3099e-14 | -120.3156 | 119.9417
Line15_16_17 | 0 | 0 | 0 | 0 | 0 | 0 | 0 | 0 | 0 | 0 | 0 | 0 | 4.8066e-19 | -6.524e-12 | -1.8958e-11 | -7.5533e-19 | 6.524e-12 | 1.8958e-11 | -1.0987e-18 | 1.819e-11 | 3.3467e-12 | 2.1973e-18 | -1.819e-11 | -3.3467e-12 | 0 | 0 | 0 | 0 | 0 | 0 | 0.95 | 0.94811 | 0.94453 | 0.95 | 0.94811 | 0.94453 | 1.3099e-14 | -120.3156 | 119.9417 | 1.3078e-14 | -120.3156 | 119.9417
Line16_4_18 | 0 | 0 | 0 | 0 | 0 | 0 | 0 | 0 | 0 | 0 | 0 | 0 | 2.06e-19 | -6.524e-12 | -1.8958e-11 | -2.06e-19 | 6.524e-12 | 1.8958e-11 | 4.7393e-35 | 1.819e-11 | 3.3467e-12 | -5.4933e-19 | -1.819e-11 | -3.3467e-12 | 0 | 0 | 0 | 0 | 0 | 0 | 0.95 | 0.94811 | 0.94453 | 0.95 | 0.94811 | 0.94453 | 1.3182e-14 | -120.3156 | 119.9417 | 1.3161e-14 | -120.3156 | 119.9417
Line17_5_19 | 0 | 0 | 0 | 0 | 0 | 0 | 0 | 0 | 0 | 0 | 0 | 0 | 2.06e-19 | -6.524e-12 | -1.8958e-11 | -2.06e-19 | 6.524e-12 | 1.8958e-11 | 4.7393e-35 | 1.819e-11 | 3.3467e-12 | -5.4933e-19 | -1.819e-11 | -3.3467e-12 | 0 | 0 | 0 | 0 | 0 | 0 | 0.95 | 0.94811 | 0.94453 | 0.95 | 0.94811 | 0.94453 | 1.3182e-14 | -120.3156 | 119.9417 | 1.3161e-14 | -120.3156 | 119.9417
Line1_1_3 | 0 | 0 | 0 | 0 | 0 | 0 | 0 | 0 | 0 | 0 | 0 | 0 | 2.7466e-18 | -5.2192e-11 | -1.5166e-10 | -2.7466e-18 | 5.2192e-11 | 1.5166e-10 | -5.4933e-19 | 1.4552e-10 | 2.6774e-11 | 5.4933e-19 | -1.4552e-10 | -2.6774e-11 | 0 | 0 | 0 | 0 | 0 | 0 | 0.95 | 0.94811 | 0.94453 | 0.95 | 0.94811 | 0.94453 | 1.3191e-14 | -120.3156 | 119.9417 | 1.3194e-14 | -120.3156 | 119.9417
Line2_1_4 | 0 | 0 | 0 | 0 | 0 | 0 | 0 | 0 | 0 | 0 | 0 | 0 | -2.06e-19 | -1.3048e-11 | -3.7916e-11 | 2.06e-19 | 1.3048e-11 | 3.7916e-11 | -4.7426e-35 | 3.6379e-11 | 6.6934e-12 | 1.0987e-18 | -3.6379e-11 | -6.6934e-12 | 0 | 0 | 0 | 0 | 0 | 0 | 0.95 | 0.94811 | 0.94453 | 0.95 | 0.94811 | 0.94453 | 1.3191e-14 | -120.3156 | 119.9417 | 1.3182e-14 | -120.3156 | 119.9417
Line3_1_5 | 0 | 0 | 0 | 0 | 0 | 0 | 0 | 0 | 0 | 0 | 0 | 0 | -2.06e-19 | -1.3048e-11 | -3.7916e-11 | 2.06e-19 | 1.3048e-11 | 3.7916e-11 | -4.7426e-35 | 3.6379e-11 | 6.6934e-12 | 1.0987e-18 | -3.6379e-11 | -6.6934e-12 | 0 | 0 | 0 | 0 | 0 | 0 | 0.95 | 0.94811 | 0.94453 | 0.95 | 0.94811 | 0.94453 | 1.3191e-14 | -120.3156 | 119.9417 | 1.3182e-14 | -120.3156 | 119.9417
Line4_2_6 | 0 | 0 | 0 | 0 | 0 | 0 | 0 | 0 | 0 | 0 | 0 | 0 | -2.7466e-18 | -1.2603e-10 | -1.8996e-10 | 2.7466e-18 | 1.2603e-10 | 1.8996e-10 | -3.296e-18 | 1.4792e-10 | -3.719e-11 | 3.296e-18 | -1.4792e-10 | 3.719e-11 | 0 | 0 | 0 | 0 | 0 | 0 | 0.95 | 0.94267 | 0.93896 | 0.95 | 0.94267 | 0.93896 | 1.3384e-14 | -120.5162 | 120.1303 | 1.3498e-14 | -120.5162 | 120.1303
Line5_6_7 | 0 | 0 | 0 | 0 | 0 | 0 | 0 | 0 | 0 | 0 | 0 | 0 | 5.4933e-19 | -1.0082e-10 | -1.5197e-10 | 5.4933e-19 | 1.0082e-10 | 1.5197e-10 | -5.4933e-18 | 1.1834e-10 | -2.9752e-11 | 6.5919e-18 | -1.1834e-10 | 2.9752e-11 | 0 | 0 | 0 | 0 | 0 | 0 | 0.95 | 0.94267 | 0.93896 | 0.95 | 0.94267 | 0.93896 | 1.3498e-14 | -120.5162 | 120.1303 | 1.3581e-14 | -120.5162 | 120.1303
Line6_7_8 | 0 | 0 | 0 | 0 | 0 | 0 | 0 | 0 | 0 | 0 | 0 | 0 | 7.8124e-34 | -7.5618e-11 | -1.1398e-10 | -5.4933e-19 | 7.5618e-11 | 1.1398e-10 | -3.296e-18 | 8.8754e-11 | -2.2314e-11 | 5.4933e-18 | -8.8754e-11 | 2.2314e-11 | 0 | 0 | 0 | 0 | 0 | 0 | 0.95 | 0.94267 | 0.93896 | 0.95 | 0.94267 | 0.93896 | 1.3581e-14 | -120.5162 | 120.1303 | 1.357e-14 | -120.5162 | 120.1303
Line7_8_9 | 0 | 0 | 0 | 0 | 0 | 0 | 0 | 0 | 0 | 0 | 0 | 0 | 1.0987e-18 | -2.5206e-11 | -3.7992e-11 | 0 | 2.5206e-11 | 3.7992e-11 | 1.0987e-18 | 2.9585e-11 | -7.4381e-12 | 0 | -2.9585e-11 | 7.4381e-12 | 0 | 0 | 0 | 0 | 0 | 0 | 0.95 | 0.94267 | 0.93896 | 0.95 | 0.94267 | 0.93896 | 1.357e-14 | -120.5162 | 120.1303 | 1.3576e-14 | -120.5162 | 120.1303
Line8_8_10 | 0 | 0 | 0 | 0 | 0 | 0 | 0 | 0 | 0 | 0 | 0 | 0 | 1.648e-18 | -2.5206e-11 | -3.7992e-11 | -5.4933e-19 | 2.5206e-11 | 3.7992e-11 | 3.9031e-34 | 2.9585e-11 | -7.4381e-12 | -1.302e-34 | -2.9585e-11 | 7.4381e-12 | 0 | 0 | 0 | 0 | 0 | 0 | 0.95 | 0.94267 | 0.93896 | 0.95 | 0.94267 | 0.93896 | 1.357e-14 | -120.5162 | 120.1303 | 1.358e-14 | -120.5162 | 120.1303
Line9_3_11 | 0 | 0 | 0 | 0 | 0 | 0 | 0 | 0 | 0 | 0 | 0 | 0 | 2.884e-18 | -4.5668e-11 | -1.3271e-10 | -2.884e-18 | 4.5668e-11 | 1.3271e-10 | -1.0987e-18 | 1.2733e-10 | 2.3427e-11 | -6.6335e-34 | -1.2733e-10 | -2.3427e-11 | 0 | 0 | 0 | 0 | 0 | 0 | 0.95 | 0.94811 | 0.94453 | 0.95 | 0.94811 | 0.94453 | 1.3194e-14 | -120.3156 | 119.9417 | 1.3179e-14 | -120.3156 | 119.9417

## LL_min_fault_10
name | pf_ikss_a_from_ka | pf_ikss_b_from_ka | pf_ikss_c_from_ka | pf_ikss_a_to_ka | pf_ikss_b_to_ka | pf_ikss_c_to_ka | pf_skss_a_from_mw | pf_skss_b_from_mw | pf_skss_c_from_mw | pf_skss_a_to_mw | pf_skss_b_to_mw | pf_skss_c_to_mw | pf_p_a_from_mw | pf_p_b_from_mw | pf_p_c_from_mw | pf_p_a_to_mw | pf_p_b_to_mw | pf_p_c_to_mw | pf_q_a_from_mvar | pf_q_b_from_mvar | pf_q_c_from_mvar | pf_q_a_to_mvar | pf_q_b_to_mvar | pf_q_c_to_mvar | pf_ikss_a_from_degree | pf_ikss_b_from_degree | pf_ikss_c_from_degree | pf_ikss_a_to_degree | pf_ikss_b_to_degree | pf_ikss_c_to_degree | pf_vm_a_from_pu | pf_vm_b_from_pu | pf_vm_c_from_pu | pf_vm_a_to_pu | pf_vm_b_to_pu | pf_vm_c_to_pu | pf_va_a_from_degree | pf_va_b_from_degree | pf_va_c_from_degree | pf_va_a_to_degree | pf_va_b_to_degree | pf_va_c_to_degree
Line0_1_2 | 0 | 0.050254 | 0.050254 | 0 | 0.050254 | 0.050254 | 0 | 0.011606 | 0.011606 | 0 | 0.011606 | 0.011606 | -1.5613e-18 | 0.010072 | 0.0026527 | 2.6021e-18 | -0.010023 | -0.0026042 | -5.2042e-18 | 0.0026881 | 0.01004 | 4.1633e-18 | -0.0026376 | -0.00999 | 0 | -135.259 | 44.741 | 0 | 44.741 | -135.259 | 0.9 | 0.89821 | 0.89481 | 0.9 | 0.89305 | 0.88954 | 1.2519e-14 | -120.3156 | 119.9417 | 1.2751e-14 | -120.5162 | 120.1303
Line10_11_12 | 0 | 0 | 0 | 0 | 0 | 0 | 0 | 0 | 0 | 0 | 0 | 0 | 2.4069e-18 | -3.5132e-11 | -1.0209e-10 | -2.6671e-18 | 3.5132e-11 | 1.0209e-10 | -2.6021e-18 | 9.7952e-11 | 1.8022e-11 | 2.6021e-18 | -9.7952e-11 | -1.8022e-11 | 0 | 0 | 0 | 0 | 0 | 0 | 0.9 | 0.89821 | 0.89481 | 0.9 | 0.89821 | 0.89481 | 1.2507e-14 | -120.3156 | 119.9417 | 1.2473e-14 | -120.3156 | 119.9417
Line11_12_13 | 0 | 0 | 0 | 0 | 0 | 0 | 0 | 0 | 0 | 0 | 0 | 0 | 3.2526e-19 | -2.9277e-11 | -8.5075e-11 | -3.2526e-19 | 2.9277e-11 | 8.5075e-11 | -5.2042e-19 | 8.1626e-11 | 1.5018e-11 | 1.0408e-18 | -8.1626e-11 | -1.5018e-11 | 0 | 0 | 0 | 0 | 0 | 0 | 0.9 | 0.89821 | 0.89481 | 0.9 | 0.89821 | 0.89481 | 1.2473e-14 | -120.3156 | 119.9417 | 1.2443e-14 | -120.3156 | 119.9417
Line12_13_15 | 0 | 0 | 0 | 0 | 0 | 0 | 0 | 0 | 0 | 0 | 0 | 0 | -6.5052e-20 | -1.7566e-11 | -5.1045e-11 | 6.5052e-20 | 1.7566e-11 | 5.1045e-11 | -1.5613e-18 | 4.8976e-11 | 9.0111e-12 | 1.0408e-18 | -4.8976e-11 | -9.0111e-12 | 0 | 0 | 0 | 0 | 0 | 0 | 0.9 | 0.89821 | 0.89481 | 0.9 | 0.89821 | 0.89481 | 1.2443e-14 | -120.3156 | 119.9417 | 1.2442e-14 | -120.3156 | 119.9417
Line13_13_14 | 0 | 0 | 0 | 0 | 0 | 0 | 0 | 0 | 0 | 0 | 0 | 0 | 1.1302e-34 | -5.8554e-12 | -1.7015e-11 | 0 | 5.8554e-12 | 1.7015e-11 | -5.2042e-19 | 1.6325e-11 | 3.0037e-12 | 0 | -1.6325e-11 | -3.0037e-12 | 0 | 0 | 0 | 0 | 0 | 0 | 0.9 | 0.89821 | 0.89481 | 0.9 | 0.89821 | 0.89481 | 1.2443e-14 | -120.3156 | 119.9417 | 1.2444e-14 | -120.3156 | 119.9417
Line14_15_16 | 0 | 0 | 0 | 0 | 0 | 0 | 0 | 0 | 0 | 0 | 0 | 0 | 2.6021e-19 | -1.1711e-11 | -3.403e-11 | -2.6021e-19 | 1.1711e-11 | 3.403e-11 | 1.0408e-18 | 3.2651e-11 | 6.0074e-12 | -5.2042e-19 | -3.2651e-11 | -6.0074e-12 | 0 | 0 | 0 | 0 | 0 | 0 | 0.9 | 0.89821 | 0.89481 | 0.9 | 0.89821 | 0.89481 | 1.2442e-14 | -120.3156 | 119.9417 | 1.2427e-14 | -120.3156 | 119.9417
Line15_16_17 | 0 | 0 | 0 | 0 | 0 | 0 | 0 | 0 | 0 | 0 | 0 | 0 | 4.5536e-19 | -5.8554e-12 | -1.7015e-11 | -4.5536e-19 | 5.8554e-12 | 1.7015e-11 | -1.5613e-18 | 1.6325e-11 | 3.0037e-12 | 5.2042e-19 | -1.6325e-11 | -3.0037e-12 | 0 | 0 | 0 | 0 | 0 | 0 | 0.9 | 0.89821 | 0.89481 | 0.9 | 0.89821 | 0.89481 | 1.2427e-14 | -120.3156 | 119.9417 | 1.2406e-14 | -120.3156 | 119.9417
Line16_4_18 | 0 | 0 | 0 | 0 | 0 | 0 | 0 | 0 | 0 | 0 | 0 | 0 | -6.5052e-20 | -5.8554e-12 | -1.7015e-11 | 6.5052e-20 | 5.8554e-12 | 1.7015e-11 | -5.2042e-19 | 1.6325e-11 | 3.0037e-12 | 1.418e-35 | -1.6325e-11 | -3.0037e-12 | 0 | 0 | 0 | 0 | 0 | 0 | 0.9 | 0.89821 | 0.89481 | 0.9 | 0.89821 | 0.89481 | 1.251e-14 | -120.3156 | 119.9417 | 1.2489e-14 | -120.3156 | 119.9417
Line17_5_19 | 0 | 0 | 0 | 0 | 0 | 0 | 0 | 0 | 0 | 0 | 0 | 0 | -6.5052e-20 | -5.8554e-12 | -1.7015e-11 | 6.5052e-20 | 5.8554e-12 | 1.7015e-11 | -5.2042e-19 | 1.6325e-11 | 3.0037e-12 | 1.418e-35 | -1.6325e-11 | -3.0037e-12 | 0 | 0 | 0 | 0 | 0 | 0 | 0.9 | 0.89821 | 0.89481 | 0.9 | 0.89821 | 0.89481 | 1.251e-14 | -120.3156 | 119.9417 | 1.2489e-14 | -120.3156 | 119.9417
Line1_1_3 | 0 | 0 | 0 | 0 | 0 | 0 | 0 | 0 | 0 | 0 | 0 | 0 | 3.1225e-18 | -4.6843e-11 | -1.3612e-10 | -2.8623e-18 | 4.6843e-11 | 1.3612e-10 | -5.2042e-19 | 1.306e-10 | 2.403e-11 | 5.2042e-19 | -1.306e-10 | -2.403e-11 | 0 | 0 | 0 | 0 | 0 | 0 | 0.9 | 0.89821 | 0.89481 | 0.9 | 0.89821 | 0.89481 | 1.2519e-14 | -120.3156 | 119.9417 | 1.2522e-14 | -120.3156 | 119.9417
Line2_1_4 | 0 | 0 | 0 | 0 | 0 | 0 | 0 | 0 | 0 | 0 | 0 | 0 | -1.1371e-34 | -1.1711e-11 | -3.403e-11 | 1.1363e-34 | 1.1711e-11 | 3.403e-11 | 5.2042e-19 | 3.2651e-11 | 6.0074e-12 | -5.2042e-19 | -3.2651e-11 | -6.0074e-12 | 0 | 0 | 0 | 0 | 0 | 0 | 0.9 | 0.89821 | 0.89481 | 0.9 | 0.89821 | 0.89481 | 1.2519e-14 | -120.3156 | 119.9417 | 1.251e-14 | -120.3156 | 119.9417
Line3_1_5 | 0 | 0 | 0 | 0 | 0 | 0 | 0 | 0 | 0 | 0 | 0 | 0 | -1.1371e-34 | -1.1711e-11 | -3.403e-11 | 1.1363e-34 | 1.1711e-11 | 3.403e-11 | 5.2042e-19 | 3.2651e-11 | 6.0074e-12 | -5.2042e-19 | -3.2651e-11 | -6.0074e-12 | 0 | 0 | 0 | 0 | 0 | 0 | 0.9 | 0.89821 | 0.89481 | 0.9 | 0.89821 | 0.89481 | 1.2519e-14 | -120.3156 | 119.9417 | 1.251e-14 | -120.3156 | 119.9417
Line4_2_6 | 0 | 0 | 0 | 0 | 0 | 0 | 0 | 0 | 0 | 0 | 0 | 0 | -3.1225e-18 | -1.1311e-10 | -1.7049e-10 | 3.1225e-18 | 1.1311e-10 | 1.7049e-10 | -4.1633e-18 | 1.3276e-10 | -3.3379e-11 | 4.1633e-18 | -1.3276e-10 | 3.3379e-11 | 0 | 0 | 0 | 0 | 0 | 0 | 0.9 | 0.89305 | 0.88954 | 0.9 | 0.89305 | 0.88954 | 1.2751e-14 | -120.5162 | 120.1303 | 1.2898e-14 | -120.5162 | 120.1303
Line5_6_7 | 0 | 0 | 0 | 0 | 0 | 0 | 0 | 0 | 0 | 0 | 0 | 0 | -1.0408e-18 | -9.049e-11 | -1.3639e-10 | 1.5613e-18 | 9.049e-11 | 1.3639e-10 | -4.1633e-18 | 1.0621e-10 | -2.6703e-11 | 3.1225e-18 | -1.0621e-10 | 2.6703e-11 | 0 | 0 | 0 | 0 | 0 | 0 | 0.9 | 0.89305 | 0.88954 | 0.9 | 0.89305 | 0.88954 | 1.2898e-14 | -120.5162 | 120.1303 | 1.2952e-14 | -120.5162 | 120.1303
Line6_7_8 | 0 | 0 | 0 | 0 | 0 | 0 | 0 | 0 | 0 | 0 | 0 | 0 | -5.2042e-19 | -6.7867e-11 | -1.0229e-10 | -1.5613e-18 | 6.7867e-11 | 1.0229e-10 | -5.2042e-18 | 7.9657e-11 | -2.0027e-11 | 5.2042e-18 | -7.9657e-11 | 2.0027e-11 | 0 | 0 | 0 | 0 | 0 | 0 | 0.9 | 0.89305 | 0.88954 | 0.9 | 0.89305 | 0.88954 | 1.2952e-14 | -120.5162 | 120.1303 | 1.2932e-14 | -120.5162 | 120.1303
Line7_8_9 | 0 | 0 | 0 | 0 | 0 | 0 | 0 | 0 | 0 | 0 | 0 | 0 | 2.3493e-34 | -2.2622e-11 | -3.4098e-11 | 0 | 2.2622e-11 | 3.4098e-11 | -1.0408e-18 | 2.6552e-11 | -6.6757e-12 | 0 | -2.6552e-11 | 6.6757e-12 | 0 | 0 | 0 | 0 | 0 | 0 | 0.9 | 0.89305 | 0.88954 | 0.9 | 0.89305 | 0.88954 | 1.2932e-14 | -120.5162 | 120.1303 | 1.2939e-14 | -120.5162 | 120.1303
Line8_8_10 | 0 | 0 | 0 | 0 | 0 | 0 | 0 | 0 | 0 | 0 | 0 | 0 | -1.5613e-18 | -2.2622e-11 | -3.4098e-11 | 2.6021e-18 | 2.2622e-11 | 3.4098e-11 | 1.0408e-18 | 2.6552e-11 | -6.6757e-12 | -1.0408e-18 | -2.6552e-11 | 6.6757e-12 | 0 | 0 | 0 | 0 | 0 | 0 | 0.9 | 0.89305 | 0.88954 | 0.9 | 0.89305 | 0.88954 | 1.2932e-14 | -120.5162 | 120.1303 | 1.2936e-14 | -120.5162 | 120.1303
Line9_3_11 | 0 | 0 | 0 | 0 | 0 | 0 | 0 | 0 | 0 | 0 | 0 | 0 | 1.9516e-18 | -4.0988e-11 | -1.191e-10 | -1.6914e-18 | 4.0988e-11 | 1.191e-10 | -1.0408e-18 | 1.1428e-10 | 2.1026e-11 | -3.692e-34 | -1.1428e-10 | -2.1026e-11 | 0 | 0 | 0 | 0 | 0 | 0 | 0.9 | 0.89821 | 0.89481 | 0.9 | 0.89821 | 0.89481 | 1.2522e-14 | -120.3156 | 119.9417 | 1.2507e-14 | -120.3156 | 119.9417

## LG_max_6
name | pf_ikss_a_from_ka | pf_ikss_b_from_ka | pf_ikss_c_from_ka | pf_ikss_a_to_ka | pf_ikss_b_to_ka | pf_ikss_c_to_ka | pf_skss_a_from_mw | pf_skss_b_from_mw | pf_skss_c_from_mw | pf_skss_a_to_mw | pf_skss_b_to_mw | pf_skss_c_to_mw | pf_p_a_from_mw | pf_p_b_from_mw | pf_p_c_from_mw | pf_p_a_to_mw | pf_p_b_to_mw | pf_p_c_to_mw | pf_q_a_from_mvar | pf_q_b_from_mvar | pf_q_c_from_mvar | pf_q_a_to_mvar | pf_q_b_to_mvar | pf_q_c_to_mvar | pf_ikss_a_from_degree | pf_ikss_b_from_degree | pf_ikss_c_from_degree | pf_ikss_a_to_degree | pf_ikss_b_to_degree | pf_ikss_c_to_degree | pf_vm_a_from_pu | pf_vm_b_from_pu | pf_vm_c_from_pu | pf_vm_a_to_pu | pf_vm_b_to_pu | pf_vm_c_to_pu | pf_va_a_from_degree | pf_va_b_from_degree | pf_va_c_from_degree | pf_va_a_to_degree | pf_va_b_to_degree | pf_va_c_to_degree
Line0_1_2 | 0.55627 | 2.135e-06 | 2.135e-06 | 0.55627 | 1.7813e-06 | 1.7813e-06 | 0.12846 | 4.9306e-07 | 4.9306e-07 | 0.12846 | 4.1137e-07 | 4.1137e-07 | 0.0025786 | 4.7679e-07 | -4.1966e-07 | -2.1304e-14 | -4.0445e-07 | 3.4328e-07 | 0.0051572 | -7.1765e-07 | -7.3925e-07 | 1.8852e-14 | 5.9186e-07 | 6.164e-07 | -88.5654 | -91.3797 | -91.3797 | 91.4346 | 88.1205 | 88.1205 | 0.044884 | 1.7475 | 1.724 | 0 | 1.7426 | 1.7151 | -25.1305 | -147.7809 | 149.0373 | 0 | -147.5324 | 149.0068
Line10_11_12 | 2.1181e-06 | 2.1183e-06 | 2.1183e-06 | 1.7658e-06 | 1.766e-06 | 1.766e-06 | 4.8915e-07 | 4.892e-07 | 4.892e-07 | 4.078e-07 | 4.0784e-07 | 4.0784e-07 | 8.8529e-09 | 4.7089e-07 | -4.186e-07 | -7.2283e-09 | -3.9765e-07 | 3.4374e-07 | 2.0091e-08 | -7.1347e-07 | -7.3219e-07 | -1.6816e-08 | 5.9142e-07 | 6.1338e-07 | -91.3502 | -91.2057 | -91.2057 | 88.1302 | 88.3035 | 88.3035 | 0.044883 | 1.7475 | 1.724 | 0.044883 | 1.7475 | 1.724 | -25.1304 | -147.7809 | 149.0373 | -25.1304 | -147.7809 | 149.0373
Line11_12_13 | 1.7651e-06 | 1.7652e-06 | 1.7652e-06 | 1.4128e-06 | 1.4129e-06 | 1.4129e-06 | 4.0763e-07 | 4.0767e-07 | 4.0767e-07 | 3.2628e-07 | 3.2631e-07 | 3.2631e-07 | 7.3774e-09 | 3.9241e-07 | -3.4883e-07 | -5.7528e-09 | -3.1917e-07 | 2.7397e-07 | 1.6742e-08 | -5.9455e-07 | -6.1015e-07 | -1.3467e-08 | 4.7251e-07 | 4.9135e-07 | -91.3502 | -91.2057 | -91.2057 | 88.0004 | 88.1809 | 88.1809 | 0.044883 | 1.7475 | 1.724 | 0.044883 | 1.7475 | 1.724 | -25.1304 | -147.7809 | 149.0373 | -25.1304 | -147.7809 | 149.0373
Line12_13_15 | 1.059e-06 | 1.0591e-06 | 1.0591e-06 | 0 | 0 | 0 | 2.4458e-07 | 2.446e-07 | 2.446e-07 | 0 | 0 | 0 | 4.4264e-09 | 2.3544e-07 | -2.093e-07 | -2.8019e-09 | -1.6221e-07 | 1.3444e-07 | 1.0045e-08 | -3.5673e-07 | -3.6609e-07 | -6.7703e-09 | 2.3469e-07 | 2.4728e-07 | -91.3502 | -91.2057 | -91.2057 | 0 | 0 | 0 | 0.044883 | 1.7475 | 1.724 | 0.044883 | 1.7475 | 1.724 | -25.1304 | -147.7809 | 149.0373 | -25.1304 | -147.7809 | 149.0373
Line13_13_14 | 0 | 0 | 0 | 0 | 0 | 0 | 0 | 0 | 0 | 0 | 0 | 0 | 1.4755e-09 | 7.8481e-08 | -6.9766e-08 | 1.4906e-10 | -5.2442e-09 | -5.0953e-09 | 3.3485e-09 | -1.1891e-07 | -1.2203e-07 | -7.3385e-11 | -3.1357e-09 | 3.2217e-09 | 0 | 0 | 0 | 0 | 0 | 0 | 0.044883 | 1.7475 | 1.724 | 0.044883 | 1.7475 | 1.724 | -25.1304 | -147.7809 | 149.0373 | -25.1304 | -147.7809 | 149.0373
Line14_15_16 | 0 | 0 | 0 | 0 | 0 | 0 | 0 | 0 | 0 | 0 | 0 | 0 | 2.9509e-09 | 1.5696e-07 | -1.3953e-07 | -1.3264e-09 | -8.3725e-08 | 6.4671e-08 | 6.6969e-09 | -2.3782e-07 | -2.4406e-07 | -3.4218e-09 | 1.1578e-07 | 1.2525e-07 | 0 | 0 | 0 | 0 | 0 | 0 | 0.044883 | 1.7475 | 1.724 | 0.044883 | 1.7475 | 1.724 | -25.1304 | -147.7809 | 149.0373 | -25.1304 | -147.7809 | 149.0373
Line15_16_17 | 0 | 0 | 0 | 0 | 0 | 0 | 0 | 0 | 0 | 0 | 0 | 0 | 1.4755e-09 | 7.8481e-08 | -6.9766e-08 | 1.4906e-10 | -5.2442e-09 | -5.0953e-09 | 3.3485e-09 | -1.1891e-07 | -1.2203e-07 | -7.3385e-11 | -3.1357e-09 | 3.2217e-09 | 0 | 0 | 0 | 0 | 0 | 0 | 0.044883 | 1.7475 | 1.724 | 0.044883 | 1.7475 | 1.724 | -25.1304 | -147.7809 | 149.0373 | -25.1304 | -147.7809 | 149.0373
Line16_4_18 | 0 | 0 | 0 | 0 | 0 | 0 | 0 | 0 | 0 | 0 | 0 | 0 | 1.4755e-09 | 7.8481e-08 | -6.9766e-08 | 1.4906e-10 | -5.2442e-09 | -5.0953e-09 | 3.3485e-09 | -1.1891e-07 | -1.2203e-07 | -7.3386e-11 | -3.1357e-09 | 3.2217e-09 | 0 | 0 | 0 | 0 | 0 | 0 | 0.044884 | 1.7475 | 1.724 | 0.044884 | 1.7475 | 1.724 | -25.1305 | -147.7809 | 149.0373 | -25.1305 | -147.7809 | 149.0373
Line17_5_19 | 0 | 0 | 0 | 0 | 0 | 0 | 0 | 0 | 0 | 0 | 0 | 0 | 1.4755e-09 | 7.8481e-08 | -6.9766e-08 | 1.4906e-10 | -5.2442e-09 | -5.0953e-09 | 3.3485e-09 | -1.1891e-07 | -1.2203e-07 | -7.3386e-11 | -3.1357e-09 | 3.2217e-09 | 0 | 0 | 0 | 0 | 0 | 0 | 0.044884 | 1.7475 | 1.724 | 0.044884 | 1.7475 | 1.724 | -25.1305 | -147.7809 | 149.0373 | -25.1305 | -147.7809 | 149.0373
Line1_1_3 | 2.8241e-06 | 2.8244e-06 | 2.8244e-06 | 2.4718e-06 | 2.4721e-06 | 2.4721e-06 | 6.522e-07 | 6.5226e-07 | 6.5226e-07 | 5.7085e-07 | 5.709e-07 | 5.709e-07 | 1.1804e-08 | 6.2785e-07 | -5.5813e-07 | -1.0179e-08 | -5.5461e-07 | 4.8327e-07 | 2.6788e-08 | -9.5129e-07 | -9.7625e-07 | -2.3513e-08 | 8.2924e-07 | 8.5744e-07 | -91.3502 | -91.2057 | -91.2057 | 88.2786 | 88.4437 | 88.4437 | 0.044884 | 1.7475 | 1.724 | 0.044884 | 1.7475 | 1.724 | -25.1305 | -147.7809 | 149.0373 | -25.1304 | -147.7809 | 149.0373
Line2_1_4 | 0 | 0 | 0 | 0 | 0 | 0 | 0 | 0 | 0 | 0 | 0 | 0 | 2.951e-09 | 1.5696e-07 | -1.3953e-07 | -1.3264e-09 | -8.3725e-08 | 6.4671e-08 | 6.697e-09 | -2.3782e-07 | -2.4406e-07 | -3.4219e-09 | 1.1578e-07 | 1.2525e-07 | 0 | 0 | 0 | 0 | 0 | 0 | 0.044884 | 1.7475 | 1.724 | 0.044884 | 1.7475 | 1.724 | -25.1305 | -147.7809 | 149.0373 | -25.1305 | -147.7809 | 149.0373
Line3_1_5 | 0 | 0 | 0 | 0 | 0 | 0 | 0 | 0 | 0 | 0 | 0 | 0 | 2.951e-09 | 1.5696e-07 | -1.3953e-07 | -1.3264e-09 | -8.3725e-08 | 6.4671e-08 | 6.697e-09 | -2.3782e-07 | -2.4406e-07 | -3.4219e-09 | 1.1578e-07 | 1.2525e-07 | 0 | 0 | 0 | 0 | 0 | 0 | 0.044884 | 1.7475 | 1.724 | 0.044884 | 1.7475 | 1.724 | -25.1305 | -147.7809 | 149.0373 | -25.1305 | -147.7809 | 149.0373
Line4_2_6 | 1.7786e-06 | 1.7804e-06 | 1.7804e-06 | 1.4234e-06 | 1.4252e-06 | 1.4252e-06 | 4.1074e-07 | 4.1117e-07 | 4.1117e-07 | 3.2873e-07 | 3.2914e-07 | 3.2914e-07 | 7.1276e-20 | 3.9927e-07 | -3.4829e-07 | 1.1317e-14 | -3.246e-07 | 2.7362e-07 | -5.6503e-20 | -5.9496e-07 | -6.132e-07 | 2.2806e-14 | 4.7287e-07 | 4.9376e-07 | -91.6667 | -91.3972 | -91.3972 | 87.6625 | 88 | 88 | 0 | 1.7426 | 1.7151 | 0 | 1.7426 | 1.7151 | 0 | -147.5324 | 149.0068 | 0 | -147.5324 | 149.0068
Line5_6_7 | 1.4229e-06 | 1.4243e-06 | 1.4243e-06 | 1.0678e-06 | 1.0691e-06 | 1.0691e-06 | 3.2859e-07 | 3.2894e-07 | 3.2894e-07 | 2.4659e-07 | 2.4691e-07 | 2.4691e-07 | -1.1579e-14 | 3.1941e-07 | -2.7863e-07 | 1.4995e-14 | -2.4475e-07 | 2.0396e-07 | -2.2663e-14 | -4.7597e-07 | -4.9056e-07 | 3.0462e-14 | 3.5388e-07 | 3.7112e-07 | -91.6667 | -91.3972 | -91.3972 | 87.4391 | 87.7992 | 87.7992 | 0 | 1.7426 | 1.7151 | 0 | 1.7426 | 1.7151 | 0 | -147.5324 | 149.0068 | 0 | -147.5324 | 149.0068
Line6_7_8 | 1.0671e-06 | 1.0683e-06 | 1.0683e-06 | 0 | 0 | 0 | 2.4645e-07 | 2.467e-07 | 2.467e-07 | 0 | 0 | 0 | -1.546e-14 | 2.3956e-07 | -2.0897e-07 | 1.2942e-14 | -1.6489e-07 | 1.343e-07 | -3.0207e-14 | -3.5698e-07 | -3.6792e-07 | 2.6755e-14 | 2.3488e-07 | 2.4848e-07 | -91.6667 | -91.3972 | -91.3972 | 0 | 0 | 0 | 0 | 1.7426 | 1.7151 | 0 | 1.7426 | 1.7151 | 0 | -147.5324 | 149.0068 | 0 | -147.5324 | 149.0068
Line7_8_9 | 0 | 0 | 0 | 0 | 0 | 0 | 0 | 0 | 0 | 0 | 0 | 0 | -6.7756e-15 | 7.9854e-08 | -6.9657e-08 | -6.3797e-16 | -5.1854e-09 | -5.011e-09 | -1.321e-14 | -1.1899e-07 | -1.2264e-07 | 3.5265e-16 | -3.1013e-09 | 3.202e-09 | 0 | 0 | 0 | 0 | 0 | 0 | 0 | 1.7426 | 1.7151 | 0 | 1.7426 | 1.7151 | 0 | -147.5324 | 149.0068 | 0 | -147.5324 | 149.0068
Line8_8_10 | 0 | 0 | 0 | 0 | 0 | 0 | 0 | 0 | 0 | 0 | 0 | 0 | -6.7756e-15 | 7.9854e-08 | -6.9657e-08 | -6.3797e-16 | -5.1854e-09 | -5.011e-09 | -1.321e-14 | -1.1899e-07 | -1.2264e-07 | 3.5265e-16 | -3.1013e-09 | 3.202e-09 | 0 | 0 | 0 | 0 | 0 | 0 | 0 | 1.7426 | 1.7151 | 0 | 1.7426 | 1.7151 | 0 | -147.5324 | 149.0068 | 0 | -147.5324 | 149.0068
Line9_3_11 | 2.4711e-06 | 2.4713e-06 | 2.4713e-06 | 2.1188e-06 | 2.119e-06 | 2.119e-06 | 5.7068e-07 | 5.7073e-07 | 5.7073e-07 | 4.8932e-07 | 4.8937e-07 | 4.8937e-07 | 1.0328e-08 | 5.4937e-07 | -4.8836e-07 | -8.7038e-09 | -4.7613e-07 | 4.135e-07 | 2.3439e-08 | -8.3238e-07 | -8.5422e-07 | -2.0164e-08 | 7.1033e-07 | 7.3541e-07 | -91.3502 | -91.2057 | -91.2057 | 88.2168 | 88.3853 | 88.3853 | 0.044884 | 1.7475 | 1.724 | 0.044883 | 1.7475 | 1.724 | -25.1304 | -147.7809 | 149.0373 | -25.1304 | -147.7809 | 149.0373

## LG_max_10
name | pf_ikss_a_from_ka | pf_ikss_b_from_ka | pf_ikss_c_from_ka | pf_ikss_a_to_ka | pf_ikss_b_to_ka | pf_ikss_c_to_ka | pf_skss_a_from_mw | pf_skss_b_from_mw | pf_skss_c_from_mw | pf_skss_a_to_mw | pf_skss_b_to_mw | pf_skss_c_to_mw | pf_p_a_from_mw | pf_p_b_from_mw | pf_p_c_from_mw | pf_p_a_to_mw | pf_p_b_to_mw | pf_p_c_to_mw | pf_q_a_from_mvar | pf_q_b_from_mvar | pf_q_c_from_mvar | pf_q_a_to_mvar | pf_q_b_to_mvar | pf_q_c_to_mvar | pf_ikss_a_from_degree | pf_ikss_b_from_degree | pf_ikss_c_from_degree | pf_ikss_a_to_degree | pf_ikss_b_to_degree | pf_ikss_c_to_degree | pf_vm_a_from_pu | pf_vm_b_from_pu | pf_vm_c_from_pu | pf_vm_a_to_pu | pf_vm_b_to_pu | pf_vm_c_to_pu | pf_va_a_from_degree | pf_va_b_from_degree | pf_va_c_from_degree | pf_va_a_to_degree | pf_va_b_to_degree | pf_va_c_to_degree
Line0_1_2 | 0.58155 | 2.233e-06 | 2.233e-06 | 0.58155 | 1.863e-06 | 1.863e-06 | 0.1343 | 5.1569e-07 | 5.1569e-07 | 0.1343 | 4.3024e-07 | 4.3024e-07 | 0.0028183 | 5.2233e-07 | -4.599e-07 | -2.058e-14 | -4.4307e-07 | 3.7621e-07 | 0.0056366 | -7.8507e-07 | -8.0861e-07 | 1.8657e-14 | 6.4746e-07 | 6.7424e-07 | -88.5523 | -91.3728 | -91.3728 | 91.4477 | 88.1278 | 88.1278 | 0.046923 | 1.8285 | 1.8039 | 0 | 1.8235 | 1.7946 | -25.1174 | -147.7357 | 148.9979 | 0 | -147.4873 | 148.9671
Line10_11_12 | 2.2153e-06 | 2.2155e-06 | 2.2155e-06 | 1.8469e-06 | 1.847e-06 | 1.847e-06 | 5.116e-07 | 5.1165e-07 | 5.1165e-07 | 4.2652e-07 | 4.2655e-07 | 4.2655e-07 | 9.6749e-09 | 5.1588e-07 | -4.5873e-07 | -7.8991e-09 | -4.3563e-07 | 3.7671e-07 | 2.197e-08 | -7.8049e-07 | -8.0089e-07 | -1.8389e-08 | 6.4698e-07 | 6.7094e-07 | -91.3502 | -91.199 | -91.199 | 88.1293 | 88.3107 | 88.3107 | 0.046923 | 1.8285 | 1.8039 | 0.046923 | 1.8285 | 1.8039 | -25.1174 | -147.7357 | 148.9979 | -25.1174 | -147.7357 | 148.9979
Line11_12_13 | 1.8461e-06 | 1.8463e-06 | 1.8463e-06 | 1.4777e-06 | 1.4778e-06 | 1.4778e-06 | 4.2633e-07 | 4.2637e-07 | 4.2637e-07 | 3.4125e-07 | 3.4128e-07 | 3.4128e-07 | 8.0624e-09 | 4.299e-07 | -3.8228e-07 | -6.2866e-09 | -3.4965e-07 | 3.0025e-07 | 1.8308e-08 | -6.5041e-07 | -6.6741e-07 | -1.4727e-08 | 5.169e-07 | 5.3745e-07 | -91.3502 | -91.199 | -91.199 | 87.9992 | 88.1882 | 88.1882 | 0.046923 | 1.8285 | 1.8039 | 0.046923 | 1.8285 | 1.8039 | -25.1174 | -147.7357 | 148.9979 | -25.1174 | -147.7357 | 148.9979
Line12_13_15 | 1.1076e-06 | 1.1078e-06 | 1.1078e-06 | 0 | 0 | 0 | 2.558e-07 | 2.5582e-07 | 2.5582e-07 | 0 | 0 | 0 | 4.8374e-09 | 2.5794e-07 | -2.2937e-07 | -3.0617e-09 | -1.7769e-07 | 1.4734e-07 | 1.0985e-08 | -3.9025e-07 | -4.0044e-07 | -7.4036e-09 | 2.5673e-07 | 2.7049e-07 | -91.3502 | -91.199 | -91.199 | 0 | 0 | 0 | 0.046923 | 1.8285 | 1.8039 | 0.046923 | 1.8285 | 1.8039 | -25.1174 | -147.7357 | 148.9979 | -25.1174 | -147.7357 | 148.9979
Line13_13_14 | 0 | 0 | 0 | 0 | 0 | 0 | 0 | 0 | 0 | 0 | 0 | 0 | 1.6125e-09 | 8.598e-08 | -7.6455e-08 | 1.6329e-10 | -5.732e-09 | -5.5679e-09 | 3.6616e-09 | -1.3008e-07 | -1.3348e-07 | -8.0334e-11 | -3.4323e-09 | 3.5271e-09 | 0 | 0 | 0 | 0 | 0 | 0 | 0.046923 | 1.8285 | 1.8039 | 0.046923 | 1.8285 | 1.8039 | -25.1174 | -147.7357 | 148.9979 | -25.1174 | -147.7357 | 148.9979
Line14_15_16 | 0 | 0 | 0 | 0 | 0 | 0 | 0 | 0 | 0 | 0 | 0 | 0 | 3.2249e-09 | 1.7196e-07 | -1.5291e-07 | -1.4492e-09 | -9.1712e-08 | 7.0888e-08 | 7.3233e-09 | -2.6016e-07 | -2.6696e-07 | -3.742e-09 | 1.2665e-07 | 1.3701e-07 | 0 | 0 | 0 | 0 | 0 | 0 | 0.046923 | 1.8285 | 1.8039 | 0.046923 | 1.8285 | 1.8039 | -25.1174 | -147.7357 | 148.9979 | -25.1174 | -147.7357 | 148.9979
Line15_16_17 | 0 | 0 | 0 | 0 | 0 | 0 | 0 | 0 | 0 | 0 | 0 | 0 | 1.6125e-09 | 8.598e-08 | -7.6455e-08 | 1.6329e-10 | -5.732e-09 | -5.5679e-09 | 3.6616e-09 | -1.3008e-07 | -1.3348e-07 | -8.0334e-11 | -3.4323e-09 | 3.5271e-09 | 0 | 0 | 0 | 0 | 0 | 0 | 0.046923 | 1.8285 | 1.8039 | 0.046923 | 1.8285 | 1.8039 | -25.1174 | -147.7357 | 148.9979 | -25.1174 | -147.7357 | 148.9979
Line16_4_18 | 0 | 0 | 0 | 0 | 0 | 0 | 0 | 0 | 0 | 0 | 0 | 0 | 1.6125e-09 | 8.5979e-08 | -7.6455e-08 | 1.6329e-10 | -5.732e-09 | -5.5679e-09 | 3.6617e-09 | -1.3008e-07 | -1.3348e-07 | -8.0335e-11 | -3.4323e-09 | 3.5271e-09 | 0 | 0 | 0 | 0 | 0 | 0 | 0.046923 | 1.8285 | 1.8039 | 0.046923 | 1.8285 | 1.8039 | -25.1174 | -147.7357 | 148.9979 | -25.1174 | -147.7357 | 148.9979
Line17_5_19 | 0 | 0 | 0 | 0 | 0 | 0 | 0 | 0 | 0 | 0 | 0 | 0 | 1.6125e-09 | 8.5979e-08 | -7.6455e-08 | 1.6329e-10 | -5.732e-09 | -5.5679e-09 | 3.6617e-09 | -1.3008e-07 | -1.3348e-07 | -8.0335e-11 | -3.4323e-09 | 3.5271e-09 | 0 | 0 | 0 | 0 | 0 | 0 | 0.046923 | 1.8285 | 1.8039 | 0.046923 | 1.8285 | 1.8039 | -25.1174 | -147.7357 | 148.9979 | -25.1174 | -147.7357 | 148.9979
Line1_1_3 | 2.9537e-06 | 2.954e-06 | 2.954e-06 | 2.5853e-06 | 2.5855e-06 | 2.5855e-06 | 6.8213e-07 | 6.822e-07 | 6.822e-07 | 5.9704e-07 | 5.971e-07 | 5.971e-07 | 1.29e-08 | 6.8784e-07 | -6.1164e-07 | -1.1124e-08 | -6.0759e-07 | 5.2962e-07 | 2.9293e-08 | -1.0407e-06 | -1.0679e-06 | -2.5712e-08 | 9.0714e-07 | 9.379e-07 | -91.3502 | -91.199 | -91.199 | 88.278 | 88.4507 | 88.4507 | 0.046923 | 1.8285 | 1.8039 | 0.046923 | 1.8285 | 1.8039 | -25.1174 | -147.7357 | 148.9979 | -25.1174 | -147.7357 | 148.9979
Line2_1_4 | 0 | 0 | 0 | 0 | 0 | 0 | 0 | 0 | 0 | 0 | 0 | 0 | 3.225e-09 | 1.7196e-07 | -1.5291e-07 | -1.4492e-09 | -9.1711e-08 | 7.0887e-08 | 7.3234e-09 | -2.6016e-07 | -2.6696e-07 | -3.742e-09 | 1.2665e-07 | 1.3701e-07 | 0 | 0 | 0 | 0 | 0 | 0 | 0.046923 | 1.8285 | 1.8039 | 0.046923 | 1.8285 | 1.8039 | -25.1174 | -147.7357 | 148.9979 | -25.1174 | -147.7357 | 148.9979
Line3_1_5 | 0 | 0 | 0 | 0 | 0 | 0 | 0 | 0 | 0 | 0 | 0 | 0 | 3.225e-09 | 1.7196e-07 | -1.5291e-07 | -1.4492e-09 | -9.1711e-08 | 7.0887e-08 | 7.3234e-09 | -2.6016e-07 | -2.6696e-07 | -3.742e-09 | 1.2665e-07 | 1.3701e-07 | 0 | 0 | 0 | 0 | 0 | 0 | 0.046923 | 1.8285 | 1.8039 | 0.046923 | 1.8285 | 1.8039 | -25.1174 | -147.7357 | 148.9979 | -25.1174 | -147.7357 | 148.9979
Line4_2_6 | 1.8602e-06 | 1.8621e-06 | 1.8621e-06 | 1.4888e-06 | 1.4906e-06 | 1.4906e-06 | 4.2959e-07 | 4.3004e-07 | 4.3004e-07 | 3.4381e-07 | 3.4424e-07 | 3.4424e-07 | 6.8974e-20 | 4.3741e-07 | -3.8169e-07 | 1.2382e-14 | -3.5559e-07 | 2.9988e-07 | -5.6014e-20 | -6.5085e-07 | -6.7074e-07 | 2.4946e-14 | 5.1729e-07 | 5.4009e-07 | -91.6665 | -91.3904 | -91.3904 | 87.6616 | 88.0074 | 88.0074 | 0 | 1.8235 | 1.7946 | 0 | 1.8235 | 1.7946 | 0 | -147.4873 | 148.9671 | 0 | -147.4874 | 148.9671
Line5_6_7 | 1.4881e-06 | 1.4897e-06 | 1.4897e-06 | 1.1168e-06 | 1.1182e-06 | 1.1182e-06 | 3.4367e-07 | 3.4403e-07 | 3.4403e-07 | 2.579e-07 | 2.5824e-07 | 2.5824e-07 | -1.2668e-14 | 3.4992e-07 | -3.0535e-07 | 1.6405e-14 | -2.6811e-07 | 2.2354e-07 | -2.4789e-14 | -5.2068e-07 | -5.3659e-07 | 3.3321e-14 | 3.8712e-07 | 4.0595e-07 | -91.6665 | -91.3904 | -91.3904 | 87.4378 | 87.8068 | 87.8068 | 0 | 1.8235 | 1.7946 | 0 | 1.8235 | 1.7946 | 0 | -147.4874 | 148.9671 | 0 | -147.4874 | 148.9671
Line6_7_8 | 1.1161e-06 | 1.1173e-06 | 1.1173e-06 | 0 | 0 | 0 | 2.5775e-07 | 2.5802e-07 | 2.5802e-07 | 0 | 0 | 0 | -1.6914e-14 | 2.6244e-07 | -2.2901e-07 | 1.4158e-14 | -1.8063e-07 | 1.472e-07 | -3.3041e-14 | -3.9051e-07 | -4.0244e-07 | 2.9266e-14 | 2.5695e-07 | 2.718e-07 | -91.6665 | -91.3904 | -91.3904 | 0 | 0 | 0 | 0 | 1.8235 | 1.7946 | 0 | 1.8235 | 1.7946 | 0 | -147.4874 | 148.9671 | 0 | -147.4874 | 148.9671
Line7_8_9 | 0 | 0 | 0 | 0 | 0 | 0 | 0 | 0 | 0 | 0 | 0 | 0 | -7.4131e-15 | 8.7481e-08 | -7.6338e-08 | -6.9898e-16 | -5.6677e-09 | -5.4758e-09 | -1.4449e-14 | -1.3017e-07 | -1.3415e-07 | 3.8647e-16 | -3.3946e-09 | 3.5055e-09 | 0 | 0 | 0 | 0 | 0 | 0 | 0 | 1.8235 | 1.7946 | 0 | 1.8235 | 1.7946 | 0 | -147.4874 | 148.9671 | 0 | -147.4874 | 148.9671
Line8_8_10 | 0 | 0 | 0 | 0 | 0 | 0 | 0 | 0 | 0 | 0 | 0 | 0 | -7.4131e-15 | 8.7481e-08 | -7.6338e-08 | -6.9898e-16 | -5.6677e-09 | -5.4758e-09 | -1.4449e-14 | -1.3017e-07 | -1.3415e-07 | 3.8647e-16 | -3.3946e-09 | 3.5055e-09 | 0 | 0 | 0 | 0 | 0 | 0 | 0 | 1.8235 | 1.7946 | 0 | 1.8235 | 1.7946 | 0 | -147.4874 | 148.9671 | 0 | -147.4874 | 148.9671
Line9_3_11 | 2.5845e-06 | 2.5848e-06 | 2.5848e-06 | 2.2161e-06 | 2.2163e-06 | 2.2163e-06 | 5.9687e-07 | 5.9692e-07 | 5.9692e-07 | 5.1178e-07 | 5.1182e-07 | 5.1182e-07 | 1.1287e-08 | 6.0186e-07 | -5.3519e-07 | -9.5116e-09 | -5.2161e-07 | 4.5316e-07 | 2.5632e-08 | -9.1057e-07 | -9.3437e-07 | -2.205e-08 | 7.7706e-07 | 8.0442e-07 | -91.3502 | -91.199 | -91.199 | 88.216 | 88.3924 | 88.3924 | 0.046923 | 1.8285 | 1.8039 | 0.046923 | 1.8285 | 1.8039 | -25.1174 | -147.7357 | 148.9979 | -25.1174 | -147.7357 | 148.9979

## LG_max_fault_6
name | pf_ikss_a_from_ka | pf_ikss_b_from_ka | pf_ikss_c_from_ka | pf_ikss_a_to_ka | pf_ikss_b_to_ka | pf_ikss_c_to_ka | pf_skss_a_from_mw | pf_skss_b_from_mw | pf_skss_c_from_mw | pf_skss_a_to_mw | pf_skss_b_to_mw | pf_skss_c_to_mw | pf_p_a_from_mw | pf_p_b_from_mw | pf_p_c_from_mw | pf_p_a_to_mw | pf_p_b_to_mw | pf_p_c_to_mw | pf_q_a_from_mvar | pf_q_b_from_mvar | pf_q_c_from_mvar | pf_q_a_to_mvar | pf_q_b_to_mvar | pf_q_c_to_mvar | pf_ikss_a_from_degree | pf_ikss_b_from_degree | pf_ikss_c_from_degree | pf_ikss_a_to_degree | pf_ikss_b_to_degree | pf_ikss_c_to_degree | pf_vm_a_from_pu | pf_vm_b_from_pu | pf_vm_c_from_pu | pf_vm_a_to_pu | pf_vm_b_to_pu | pf_vm_c_to_pu | pf_va_a_from_degree | pf_va_b_from_degree | pf_va_c_from_degree | pf_va_a_to_degree | pf_va_b_to_degree | pf_va_c_to_degree
Line0_1_2 | 0.0328 | 0 | 0 | 0.032799 | 0 | 0 | 0.0075747 | 0 | 0 | 0.0075747 | 0 | 0 | 0.005388 | 1.059e-08 | -2.9998e-08 | -0.005379 | -9.0605e-09 | 2.5048e-08 | 0.005397 | -3.0292e-08 | 3.5928e-09 | -0.005379 | 2.5183e-08 | -2.7908e-09 | -47.329 | 0 | 0 | 132.671 | 0 | 0 | 1.0068 | 1.1038 | 1.0392 | 1.0043 | 1.1034 | 1.0391 | -2.2813 | -120.8739 | 123.0272 | -2.3289 | -120.8551 | 122.9992
Line10_11_12 | 0 | 0 | 0 | 0 | 0 | 0 | 0 | 0 | 0 | 0 | 0 | 0 | 1.9493e-08 | 1.0416e-08 | -2.9752e-08 | -1.6088e-08 | -8.8978e-09 | 2.4829e-08 | 2.1522e-08 | -3.0086e-08 | 3.655e-09 | -1.809e-08 | 2.5007e-08 | -2.8345e-09 | 0 | 0 | 0 | 0 | 0 | 0 | 1.0068 | 1.1038 | 1.0392 | 1.0068 | 1.1038 | 1.0392 | -2.2813 | -120.8739 | 123.0272 | -2.2813 | -120.8739 | 123.0272
Line11_12_13 | 0 | 0 | 0 | 0 | 0 | 0 | 0 | 0 | 0 | 0 | 0 | 0 | 1.6244e-08 | 8.6797e-09 | -2.4793e-08 | -1.2839e-08 | -7.1619e-09 | 1.987e-08 | 1.7935e-08 | -2.5072e-08 | 3.0458e-09 | -1.4503e-08 | 1.9993e-08 | -2.2254e-09 | 0 | 0 | 0 | 0 | 0 | 0 | 1.0068 | 1.1038 | 1.0392 | 1.0068 | 1.1038 | 1.0392 | -2.2813 | -120.8739 | 123.0272 | -2.2813 | -120.8739 | 123.0272
Line12_13_15 | 0 | 0 | 0 | 0 | 0 | 0 | 0 | 0 | 0 | 0 | 0 | 0 | 9.7466e-09 | 5.2078e-09 | -1.4876e-08 | -6.3412e-09 | -3.69e-09 | 9.9529e-09 | 1.0761e-08 | -1.5043e-08 | 1.8275e-09 | -7.3284e-09 | 9.964e-09 | -1.007e-09 | 0 | 0 | 0 | 0 | 0 | 0 | 1.0068 | 1.1038 | 1.0392 | 1.0068 | 1.1038 | 1.0392 | -2.2813 | -120.8739 | 123.0272 | -2.2813 | -120.8739 | 123.0272
Line13_13_14 | 0 | 0 | 0 | 0 | 0 | 0 | 0 | 0 | 0 | 0 | 0 | 0 | 3.2489e-09 | 1.7359e-09 | -4.9587e-09 | 1.5646e-10 | -2.1815e-10 | 3.5553e-11 | 3.5871e-09 | -5.0144e-09 | 6.0916e-10 | -1.5429e-10 | -6.4813e-11 | 2.1129e-10 | 0 | 0 | 0 | 0 | 0 | 0 | 1.0068 | 1.1038 | 1.0392 | 1.0068 | 1.1038 | 1.0392 | -2.2813 | -120.8739 | 123.0272 | -2.2813 | -120.8739 | 123.0272
Line14_15_16 | 0 | 0 | 0 | 0 | 0 | 0 | 0 | 0 | 0 | 0 | 0 | 0 | 6.4977e-09 | 3.4719e-09 | -9.9173e-09 | -3.0924e-09 | -1.9541e-09 | 4.9942e-09 | 7.1741e-09 | -1.0029e-08 | 1.2183e-09 | -3.7414e-09 | 4.9496e-09 | -3.9787e-10 | 0 | 0 | 0 | 0 | 0 | 0 | 1.0068 | 1.1038 | 1.0392 | 1.0068 | 1.1038 | 1.0392 | -2.2813 | -120.8739 | 123.0272 | -2.2813 | -120.8739 | 123.0272
Line15_16_17 | 0 | 0 | 0 | 0 | 0 | 0 | 0 | 0 | 0 | 0 | 0 | 0 | 3.2489e-09 | 1.7359e-09 | -4.9587e-09 | 1.5646e-10 | -2.1815e-10 | 3.5553e-11 | 3.5871e-09 | -5.0144e-09 | 6.0916e-10 | -1.5429e-10 | -6.4813e-11 | 2.1129e-10 | 0 | 0 | 0 | 0 | 0 | 0 | 1.0068 | 1.1038 | 1.0392 | 1.0068 | 1.1038 | 1.0392 | -2.2813 | -120.8739 | 123.0272 | -2.2813 | -120.8739 | 123.0272
Line16_4_18 | 0 | 0 | 0 | 0 | 0 | 0 | 0 | 0 | 0 | 0 | 0 | 0 | 3.2489e-09 | 1.7359e-09 | -4.9587e-09 | 1.5646e-10 | -2.1815e-10 | 3.5553e-11 | 3.5871e-09 | -5.0144e-09 | 6.0916e-10 | -1.5429e-10 | -6.4813e-11 | 2.1129e-10 | 0 | 0 | 0 | 0 | 0 | 0 | 1.0068 | 1.1038 | 1.0392 | 1.0068 | 1.1038 | 1.0392 | -2.2813 | -120.8739 | 123.0272 | -2.2813 | -120.8739 | 123.0272
Line17_5_19 | 0 | 0 | 0 | 0 | 0 | 0 | 0 | 0 | 0 | 0 | 0 | 0 | 3.2489e-09 | 1.7359e-09 | -4.9587e-09 | 1.5646e-10 | -2.1815e-10 | 3.5553e-11 | 3.5871e-09 | -5.0144e-09 | 6.0916e-10 | -1.5429e-10 | -6.4813e-11 | 2.1129e-10 | 0 | 0 | 0 | 0 | 0 | 0 | 1.0068 | 1.1038 | 1.0392 | 1.0068 | 1.1038 | 1.0392 | -2.2813 | -120.8739 | 123.0272 | -2.2813 | -120.8739 | 123.0272
Line1_1_3 | 0 | 0 | 0 | 0 | 0 | 0 | 0 | 0 | 0 | 0 | 0 | 0 | 2.5991e-08 | 1.3887e-08 | -3.9669e-08 | -2.2586e-08 | -1.237e-08 | 3.4746e-08 | 2.8697e-08 | -4.0115e-08 | 4.8733e-09 | -2.5264e-08 | 3.5036e-08 | -4.0528e-09 | 0 | 0 | 0 | 0 | 0 | 0 | 1.0068 | 1.1038 | 1.0392 | 1.0068 | 1.1038 | 1.0392 | -2.2813 | -120.8739 | 123.0272 | -2.2813 | -120.8739 | 123.0272
Line2_1_4 | 0 | 0 | 0 | 0 | 0 | 0 | 0 | 0 | 0 | 0 | 0 | 0 | 6.4977e-09 | 3.4719e-09 | -9.9173e-09 | -3.0924e-09 | -1.9541e-09 | 4.9942e-09 | 7.1741e-09 | -1.0029e-08 | 1.2183e-09 | -3.7414e-09 | 4.9496e-09 | -3.9787e-10 | 0 | 0 | 0 | 0 | 0 | 0 | 1.0068 | 1.1038 | 1.0392 | 1.0068 | 1.1038 | 1.0392 | -2.2813 | -120.8739 | 123.0272 | -2.2813 | -120.8739 | 123.0272
Line3_1_5 | 0 | 0 | 0 | 0 | 0 | 0 | 0 | 0 | 0 | 0 | 0 | 0 | 6.4977e-09 | 3.4719e-09 | -9.9173e-09 | -3.0924e-09 | -1.9541e-09 | 4.9942e-09 | 7.1741e-09 | -1.0029e-08 | 1.2183e-09 | -3.7414e-09 | 4.9496e-09 | -3.9787e-10 | 0 | 0 | 0 | 0 | 0 | 0 | 1.0068 | 1.1038 | 1.0392 | 1.0068 | 1.1038 | 1.0392 | -2.2813 | -120.8739 | 123.0272 | -2.2813 | -120.8739 | 123.0272
Line4_2_6 | 0 | 0 | 0 | 0 | 0 | 0 | 0 | 0 | 0 | 0 | 0 | 0 | 1.6243e-08 | 8.844e-09 | -2.5012e-08 | -1.2829e-08 | -7.2917e-09 | 2.0045e-08 | 1.8104e-08 | -2.5246e-08 | 3.0001e-09 | -1.464e-08 | 2.0134e-08 | -2.1908e-09 | 0 | 0 | 0 | 0 | 0 | 0 | 1.0043 | 1.1034 | 1.0391 | 1.0043 | 1.1034 | 1.0391 | -2.3289 | -120.8551 | 122.9992 | -2.3289 | -120.8551 | 122.9992
Line5_6_7 | 0 | 0 | 0 | 0 | 0 | 0 | 0 | 0 | 0 | 0 | 0 | 0 | 1.2994e-08 | 7.0752e-09 | -2.0009e-08 | -9.5805e-09 | -5.5229e-09 | 1.5043e-08 | 1.4483e-08 | -2.0197e-08 | 2.4001e-09 | -1.1019e-08 | 1.5084e-08 | -1.5908e-09 | 0 | 0 | 0 | 0 | 0 | 0 | 1.0043 | 1.1034 | 1.0391 | 1.0043 | 1.1034 | 1.0391 | -2.3289 | -120.8551 | 122.9992 | -2.3289 | -120.8551 | 122.9992
Line6_7_8 | 0 | 0 | 0 | 0 | 0 | 0 | 0 | 0 | 0 | 0 | 0 | 0 | 9.7457e-09 | 5.3064e-09 | -1.5007e-08 | -6.3319e-09 | -3.7541e-09 | 1.0041e-08 | 1.0862e-08 | -1.5148e-08 | 1.8001e-09 | -7.3986e-09 | 1.0035e-08 | -9.9075e-10 | 0 | 0 | 0 | 0 | 0 | 0 | 1.0043 | 1.1034 | 1.0391 | 1.0043 | 1.1034 | 1.0391 | -2.3289 | -120.8551 | 122.9992 | -2.3289 | -120.8551 | 122.9992
Line7_8_9 | 0 | 0 | 0 | 0 | 0 | 0 | 0 | 0 | 0 | 0 | 0 | 0 | 3.2486e-09 | 1.7688e-09 | -5.0023e-09 | 1.6519e-10 | -2.1648e-10 | 3.6237e-11 | 3.6207e-09 | -5.0493e-09 | 6.0003e-10 | -1.5712e-10 | -6.3401e-11 | 2.0931e-10 | 0 | 0 | 0 | 0 | 0 | 0 | 1.0043 | 1.1034 | 1.0391 | 1.0043 | 1.1034 | 1.0391 | -2.3289 | -120.8551 | 122.9992 | -2.3289 | -120.8551 | 122.9992
Line8_8_10 | 0 | 0 | 0 | 0 | 0 | 0 | 0 | 0 | 0 | 0 | 0 | 0 | 3.2486e-09 | 1.7688e-09 | -5.0023e-09 | 1.6519e-10 | -2.1648e-10 | 3.6237e-11 | 3.6207e-09 | -5.0493e-09 | 6.0003e-10 | -1.5712e-10 | -6.3401e-11 | 2.0931e-10 | 0 | 0 | 0 | 0 | 0 | 0 | 1.0043 | 1.1034 | 1.0391 | 1.0043 | 1.1034 | 1.0391 | -2.3289 | -120.8551 | 122.9992 | -2.3289 | -120.8551 | 122.9992
Line9_3_11 | 0 | 0 | 0 | 0 | 0 | 0 | 0 | 0 | 0 | 0 | 0 | 0 | 2.2742e-08 | 1.2152e-08 | -3.4711e-08 | -1.9337e-08 | -1.0634e-08 | 2.9788e-08 | 2.5109e-08 | -3.5101e-08 | 4.2641e-09 | -2.1677e-08 | 3.0022e-08 | -3.4437e-09 | 0 | 0 | 0 | 0 | 0 | 0 | 1.0068 | 1.1038 | 1.0392 | 1.0068 | 1.1038 | 1.0392 | -2.2813 | -120.8739 | 123.0272 | -2.2813 | -120.8739 | 123.0272

## LG_max_fault_10
name | pf_ikss_a_from_ka | pf_ikss_b_from_ka | pf_ikss_c_from_ka | pf_ikss_a_to_ka | pf_ikss_b_to_ka | pf_ikss_c_to_ka | pf_skss_a_from_mw | pf_skss_b_from_mw | pf_skss_c_from_mw | pf_skss_a_to_mw | pf_skss_b_to_mw | pf_skss_c_to_mw | pf_p_a_from_mw | pf_p_b_from_mw | pf_p_c_from_mw | pf_p_a_to_mw | pf_p_b_to_mw | pf_p_c_to_mw | pf_q_a_from_mvar | pf_q_b_from_mvar | pf_q_c_from_mvar | pf_q_a_to_mvar | pf_q_b_to_mvar | pf_q_c_to_mvar | pf_ikss_a_from_degree | pf_ikss_b_from_degree | pf_ikss_c_from_degree | pf_ikss_a_to_degree | pf_ikss_b_to_degree | pf_ikss_c_to_degree | pf_vm_a_from_pu | pf_vm_b_from_pu | pf_vm_c_from_pu | pf_vm_a_to_pu | pf_vm_b_to_pu | pf_vm_c_to_pu | pf_va_a_from_degree | pf_va_b_from_degree | pf_va_c_from_degree | pf_va_a_to_degree | pf_va_b_to_degree | pf_va_c_to_degree
Line0_1_2 | 0.034358 | 0 | 0 | 0.034358 | 0 | 0 | 0.0079346 | 0 | 0 | 0.0079346 | 0 | 0 | 0.0059121 | 1.1632e-08 | -3.2935e-08 | -0.0059023 | -9.9516e-09 | 2.75e-08 | 0.005922 | -3.3253e-08 | 3.9395e-09 | -0.0059023 | 2.7645e-08 | -3.0601e-09 | -47.333 | 0 | 0 | 132.667 | 0 | 0 | 1.0546 | 1.1563 | 1.0887 | 1.052 | 1.1559 | 1.0885 | -2.2854 | -120.8738 | 123.0254 | -2.333 | -120.8551 | 122.9975
Line10_11_12 | 0 | 0 | 0 | 0 | 0 | 0 | 0 | 0 | 0 | 0 | 0 | 0 | 2.1393e-08 | 1.1441e-08 | -3.2665e-08 | -1.7656e-08 | -9.7731e-09 | 2.726e-08 | 2.3631e-08 | -3.3028e-08 | 4.0078e-09 | -1.9862e-08 | 2.7452e-08 | -3.1081e-09 | 0 | 0 | 0 | 0 | 0 | 0 | 1.0546 | 1.1563 | 1.0887 | 1.0546 | 1.1563 | 1.0887 | -2.2854 | -120.8738 | 123.0254 | -2.2854 | -120.8738 | 123.0254
Line11_12_13 | 0 | 0 | 0 | 0 | 0 | 0 | 0 | 0 | 0 | 0 | 0 | 0 | 1.7828e-08 | 9.5339e-09 | -2.7221e-08 | -1.409e-08 | -7.8664e-09 | 2.1815e-08 | 1.9693e-08 | -2.7523e-08 | 3.3398e-09 | -1.5924e-08 | 2.1947e-08 | -2.4401e-09 | 0 | 0 | 0 | 0 | 0 | 0 | 1.0546 | 1.1563 | 1.0887 | 1.0546 | 1.1563 | 1.0887 | -2.2854 | -120.8738 | 123.0254 | -2.2854 | -120.8738 | 123.0254
Line12_13_15 | 0 | 0 | 0 | 0 | 0 | 0 | 0 | 0 | 0 | 0 | 0 | 0 | 1.0697e-08 | 5.7203e-09 | -1.6332e-08 | -6.959e-09 | -4.0528e-09 | 1.0927e-08 | 1.1816e-08 | -1.6514e-08 | 2.0039e-09 | -8.0467e-09 | 1.0938e-08 | -1.1042e-09 | 0 | 0 | 0 | 0 | 0 | 0 | 1.0546 | 1.1563 | 1.0887 | 1.0546 | 1.1563 | 1.0887 | -2.2854 | -120.8738 | 123.0254 | -2.2854 | -120.8738 | 123.0254
Line13_13_14 | 0 | 0 | 0 | 0 | 0 | 0 | 0 | 0 | 0 | 0 | 0 | 0 | 3.5655e-09 | 1.9068e-09 | -5.4441e-09 | 1.721e-10 | -2.3926e-10 | 3.897e-11 | 3.9385e-09 | -5.5046e-09 | 6.6796e-10 | -1.6962e-10 | -7.1125e-11 | 2.3176e-10 | 0 | 0 | 0 | 0 | 0 | 0 | 1.0546 | 1.1563 | 1.0887 | 1.0546 | 1.1563 | 1.0887 | -2.2854 | -120.8738 | 123.0254 | -2.2854 | -120.8738 | 123.0254
Line14_15_16 | 0 | 0 | 0 | 0 | 0 | 0 | 0 | 0 | 0 | 0 | 0 | 0 | 7.1311e-09 | 3.8136e-09 | -1.0888e-08 | -3.3934e-09 | -2.146e-09 | 5.4831e-09 | 7.877e-09 | -1.1009e-08 | 1.3359e-09 | -4.1081e-09 | 5.4335e-09 | -4.362e-10 | 0 | 0 | 0 | 0 | 0 | 0 | 1.0546 | 1.1563 | 1.0887 | 1.0546 | 1.1563 | 1.0887 | -2.2854 | -120.8738 | 123.0254 | -2.2854 | -120.8738 | 123.0254
Line15_16_17 | 0 | 0 | 0 | 0 | 0 | 0 | 0 | 0 | 0 | 0 | 0 | 0 | 3.5655e-09 | 1.9068e-09 | -5.4441e-09 | 1.721e-10 | -2.3926e-10 | 3.897e-11 | 3.9385e-09 | -5.5046e-09 | 6.6796e-10 | -1.6962e-10 | -7.1125e-11 | 2.3176e-10 | 0 | 0 | 0 | 0 | 0 | 0 | 1.0546 | 1.1563 | 1.0887 | 1.0546 | 1.1563 | 1.0887 | -2.2854 | -120.8738 | 123.0254 | -2.2854 | -120.8738 | 123.0254
Line16_4_18 | 0 | 0 | 0 | 0 | 0 | 0 | 0 | 0 | 0 | 0 | 0 | 0 | 3.5655e-09 | 1.9068e-09 | -5.4441e-09 | 1.721e-10 | -2.3926e-10 | 3.897e-11 | 3.9385e-09 | -5.5046e-09 | 6.6796e-10 | -1.6962e-10 | -7.1125e-11 | 2.3176e-10 | 0 | 0 | 0 | 0 | 0 | 0 | 1.0546 | 1.1563 | 1.0887 | 1.0546 | 1.1563 | 1.0887 | -2.2854 | -120.8738 | 123.0254 | -2.2854 | -120.8738 | 123.0254
Line17_5_19 | 0 | 0 | 0 | 0 | 0 | 0 | 0 | 0 | 0 | 0 | 0 | 0 | 3.5655e-09 | 1.9068e-09 | -5.4441e-09 | 1.721e-10 | -2.3926e-10 | 3.897e-11 | 3.9385e-09 | -5.5046e-09 | 6.6796e-10 | -1.6962e-10 | -7.1125e-11 | 2.3176e-10 | 0 | 0 | 0 | 0 | 0 | 0 | 1.0546 | 1.1563 | 1.0887 | 1.0546 | 1.1563 | 1.0887 | -2.2854 | -120.8738 | 123.0254 | -2.2854 | -120.8738 | 123.0254
Line1_1_3 | 0 | 0 | 0 | 0 | 0 | 0 | 0 | 0 | 0 | 0 | 0 | 0 | 2.8524e-08 | 1.5254e-08 | -4.3553e-08 | -2.4787e-08 | -1.3587e-08 | 3.8148e-08 | 3.1508e-08 | -4.4037e-08 | 5.3437e-09 | -2.7739e-08 | 3.8461e-08 | -4.444e-09 | 0 | 0 | 0 | 0 | 0 | 0 | 1.0546 | 1.1563 | 1.0887 | 1.0546 | 1.1563 | 1.0887 | -2.2854 | -120.8738 | 123.0254 | -2.2854 | -120.8738 | 123.0254
Line2_1_4 | 0 | 0 | 0 | 0 | 0 | 0 | 0 | 0 | 0 | 0 | 0 | 0 | 7.1311e-09 | 3.8135e-09 | -1.0888e-08 | -3.3934e-09 | -2.146e-09 | 5.4831e-09 | 7.877e-09 | -1.1009e-08 | 1.3359e-09 | -4.1081e-09 | 5.4335e-09 | -4.362e-10 | 0 | 0 | 0 | 0 | 0 | 0 | 1.0546 | 1.1563 | 1.0887 | 1.0546 | 1.1563 | 1.0887 | -2.2854 | -120.8738 | 123.0254 | -2.2854 | -120.8738 | 123.0254
Line3_1_5 | 0 | 0 | 0 | 0 | 0 | 0 | 0 | 0 | 0 | 0 | 0 | 0 | 7.1311e-09 | 3.8135e-09 | -1.0888e-08 | -3.3934e-09 | -2.146e-09 | 5.4831e-09 | 7.877e-09 | -1.1009e-08 | 1.3359e-09 | -4.1081e-09 | 5.4335e-09 | -4.362e-10 | 0 | 0 | 0 | 0 | 0 | 0 | 1.0546 | 1.1563 | 1.0887 | 1.0546 | 1.1563 | 1.0887 | -2.2854 | -120.8738 | 123.0254 | -2.2854 | -120.8738 | 123.0254
Line4_2_6 | 0 | 0 | 0 | 0 | 0 | 0 | 0 | 0 | 0 | 0 | 0 | 0 | 1.7826e-08 | 9.7142e-09 | -2.746e-08 | -1.4079e-08 | -8.0088e-09 | 2.2008e-08 | 1.9877e-08 | -2.7715e-08 | 3.2897e-09 | -1.6075e-08 | 2.2102e-08 | -2.4022e-09 | 0 | 0 | 0 | 0 | 0 | 0 | 1.052 | 1.1559 | 1.0885 | 1.052 | 1.1559 | 1.0885 | -2.333 | -120.8551 | 122.9975 | -2.333 | -120.8551 | 122.9975
Line5_6_7 | 0 | 0 | 0 | 0 | 0 | 0 | 0 | 0 | 0 | 0 | 0 | 0 | 1.4261e-08 | 7.7713e-09 | -2.1968e-08 | -1.0514e-08 | -6.0659e-09 | 1.6516e-08 | 1.5902e-08 | -2.2172e-08 | 2.6318e-09 | -1.2099e-08 | 1.6559e-08 | -1.7442e-09 | 0 | 0 | 0 | 0 | 0 | 0 | 1.052 | 1.1559 | 1.0885 | 1.052 | 1.1559 | 1.0885 | -2.333 | -120.8551 | 122.9975 | -2.333 | -120.8551 | 122.9975
Line6_7_8 | 0 | 0 | 0 | 0 | 0 | 0 | 0 | 0 | 0 | 0 | 0 | 0 | 1.0696e-08 | 5.8285e-09 | -1.6476e-08 | -6.9488e-09 | -4.1231e-09 | 1.1024e-08 | 1.1926e-08 | -1.6629e-08 | 1.9738e-09 | -8.1237e-09 | 1.1016e-08 | -1.0863e-09 | 0 | 0 | 0 | 0 | 0 | 0 | 1.052 | 1.1559 | 1.0885 | 1.052 | 1.1559 | 1.0885 | -2.333 | -120.8551 | 122.9975 | -2.333 | -120.8551 | 122.9975
Line7_8_9 | 0 | 0 | 0 | 0 | 0 | 0 | 0 | 0 | 0 | 0 | 0 | 0 | 3.5652e-09 | 1.9428e-09 | -5.492e-09 | 1.8168e-10 | -2.3743e-10 | 3.972e-11 | 3.9755e-09 | -5.5429e-09 | 6.5794e-10 | -1.7272e-10 | -6.9575e-11 | 2.2959e-10 | 0 | 0 | 0 | 0 | 0 | 0 | 1.052 | 1.1559 | 1.0885 | 1.052 | 1.1559 | 1.0885 | -2.333 | -120.8551 | 122.9975 | -2.333 | -120.8551 | 122.9975
Line8_8_10 | 0 | 0 | 0 | 0 | 0 | 0 | 0 | 0 | 0 | 0 | 0 | 0 | 3.5652e-09 | 1.9428e-09 | -5.492e-09 | 1.8168e-10 | -2.3743e-10 | 3.972e-11 | 3.9755e-09 | -5.5429e-09 | 6.5794e-10 | -1.7272e-10 | -6.9575e-11 | 2.2959e-10 | 0 | 0 | 0 | 0 | 0 | 0 | 1.052 | 1.1559 | 1.0885 | 1.052 | 1.1559 | 1.0885 | -2.333 | -120.8551 | 122.9975 | -2.333 | -120.8551 | 122.9975
Line9_3_11 | 0 | 0 | 0 | 0 | 0 | 0 | 0 | 0 | 0 | 0 | 0 | 0 | 2.4959e-08 | 1.3347e-08 | -3.8109e-08 | -2.1221e-08 | -1.168e-08 | 3.2704e-08 | 2.757e-08 | -3.8532e-08 | 4.6757e-09 | -2.3801e-08 | 3.2957e-08 | -3.776e-09 | 0 | 0 | 0 | 0 | 0 | 0 | 1.0546 | 1.1563 | 1.0887 | 1.0546 | 1.1563 | 1.0887 | -2.2854 | -120.8738 | 123.0254 | -2.2854 | -120.8738 | 123.0254

## LG_min_6
name | pf_ikss_a_from_ka | pf_ikss_b_from_ka | pf_ikss_c_from_ka | pf_ikss_a_to_ka | pf_ikss_b_to_ka | pf_ikss_c_to_ka | pf_skss_a_from_mw | pf_skss_b_from_mw | pf_skss_c_from_mw | pf_skss_a_to_mw | pf_skss_b_to_mw | pf_skss_c_to_mw | pf_p_a_from_mw | pf_p_b_from_mw | pf_p_c_from_mw | pf_p_a_to_mw | pf_p_b_to_mw | pf_p_c_to_mw | pf_q_a_from_mvar | pf_q_b_from_mvar | pf_q_c_from_mvar | pf_q_a_to_mvar | pf_q_b_to_mvar | pf_q_c_to_mvar | pf_ikss_a_from_degree | pf_ikss_b_from_degree | pf_ikss_c_from_degree | pf_ikss_a_to_degree | pf_ikss_b_to_degree | pf_ikss_c_to_degree | pf_vm_a_from_pu | pf_vm_b_from_pu | pf_vm_c_from_pu | pf_vm_a_to_pu | pf_vm_b_to_pu | pf_vm_c_to_pu | pf_va_a_from_degree | pf_va_b_from_degree | pf_va_c_from_degree | pf_va_a_to_degree | pf_va_b_to_degree | pf_va_c_to_degree
Line0_1_2 | 0.50213 | 1.9285e-06 | 1.9285e-06 | 0.50213 | 1.6091e-06 | 1.6091e-06 | 0.11596 | 4.4538e-07 | 4.4538e-07 | 0.11596 | 3.7161e-07 | 3.7161e-07 | 0.0040341 | 3.8802e-07 | -3.4479e-07 | -3.7387e-15 | -3.306e-07 | 2.8076e-07 | 0.0042022 | -5.9066e-07 | -5.9789e-07 | 1.7672e-14 | 4.8704e-07 | 4.986e-07 | -87.5496 | -90.5657 | -90.5657 | 92.4504 | 88.9174 | 88.9174 | 0.050234 | 1.5868 | 1.5497 | 0 | 1.584 | 1.5398 | -41.3805 | -147.2637 | 149.4633 | 0 | -146.9142 | 149.5336
Line10_11_12 | 1.9126e-06 | 1.9128e-06 | 1.9128e-06 | 1.5945e-06 | 1.5947e-06 | 1.5947e-06 | 4.417e-07 | 4.4174e-07 | 4.4174e-07 | 3.6824e-07 | 3.6827e-07 | 3.6827e-07 | 1.4567e-08 | 3.8105e-07 | -3.458e-07 | -1.2017e-08 | -3.2186e-07 | 2.8406e-07 | 1.6736e-08 | -5.8831e-07 | -5.9078e-07 | -1.4063e-08 | 4.8773e-07 | 4.9498e-07 | -90.3451 | -90.195 | -90.195 | 89.1346 | 89.3146 | 89.3146 | 0.050233 | 1.5868 | 1.5497 | 0.050233 | 1.5868 | 1.5497 | -41.3804 | -147.2638 | 149.4633 | -41.3804 | -147.2638 | 149.4633
Line11_12_13 | 1.5938e-06 | 1.594e-06 | 1.594e-06 | 1.2758e-06 | 1.2759e-06 | 1.2759e-06 | 3.6808e-07 | 3.6812e-07 | 3.6812e-07 | 2.9463e-07 | 2.9465e-07 | 2.9465e-07 | 1.2139e-08 | 3.1754e-07 | -2.8817e-07 | -9.5892e-09 | -2.5835e-07 | 2.2643e-07 | 1.3947e-08 | -4.9026e-07 | -4.9232e-07 | -1.1273e-08 | 3.8968e-07 | 3.9651e-07 | -90.3451 | -90.195 | -90.195 | 89.0046 | 89.1921 | 89.1921 | 0.050233 | 1.5868 | 1.5497 | 0.050233 | 1.5868 | 1.5497 | -41.3804 | -147.2638 | 149.4633 | -41.3804 | -147.2638 | 149.4633
Line12_13_15 | 0 | 0 | 0 | 0 | 0 | 0 | 0 | 0 | 0 | 0 | 0 | 0 | 7.2834e-09 | 1.9053e-07 | -1.729e-07 | -4.7336e-09 | -1.3134e-07 | 1.1116e-07 | 8.3682e-09 | -2.9416e-07 | -2.9539e-07 | -5.6945e-09 | 1.9357e-07 | 1.9958e-07 | 0 | 0 | 0 | 0 | 0 | 0 | 0.050233 | 1.5868 | 1.5497 | 0.050233 | 1.5868 | 1.5497 | -41.3804 | -147.2638 | 149.4633 | -41.3804 | -147.2638 | 149.4633
Line13_13_14 | 0 | 0 | 0 | 0 | 0 | 0 | 0 | 0 | 0 | 0 | 0 | 0 | 2.4278e-09 | 6.3508e-08 | -5.7634e-08 | 1.2204e-10 | -4.3188e-09 | -4.1055e-09 | 2.7894e-09 | -9.8052e-08 | -9.8464e-08 | -1.1567e-10 | -2.532e-09 | 2.6551e-09 | 0 | 0 | 0 | 0 | 0 | 0 | 0.050233 | 1.5868 | 1.5497 | 0.050233 | 1.5868 | 1.5497 | -41.3804 | -147.2638 | 149.4633 | -41.3804 | -147.2638 | 149.4633
Line14_15_16 | 0 | 0 | 0 | 0 | 0 | 0 | 0 | 0 | 0 | 0 | 0 | 0 | 4.8556e-09 | 1.2702e-07 | -1.1527e-07 | -2.3058e-09 | -6.7827e-08 | 5.3528e-08 | 5.5788e-09 | -1.961e-07 | -1.9693e-07 | -2.9051e-09 | 9.552e-08 | 1.0112e-07 | 0 | 0 | 0 | 0 | 0 | 0 | 0.050233 | 1.5868 | 1.5497 | 0.050233 | 1.5868 | 1.5497 | -41.3804 | -147.2638 | 149.4633 | -41.3804 | -147.2638 | 149.4633
Line15_16_17 | 0 | 0 | 0 | 0 | 0 | 0 | 0 | 0 | 0 | 0 | 0 | 0 | 2.4278e-09 | 6.3508e-08 | -5.7634e-08 | 1.2204e-10 | -4.3188e-09 | -4.1055e-09 | 2.7894e-09 | -9.8052e-08 | -9.8464e-08 | -1.1567e-10 | -2.5319e-09 | 2.6551e-09 | 0 | 0 | 0 | 0 | 0 | 0 | 0.050233 | 1.5868 | 1.5497 | 0.050233 | 1.5868 | 1.5497 | -41.3804 | -147.2638 | 149.4633 | -41.3804 | -147.2638 | 149.4633
Line16_4_18 | 0 | 0 | 0 | 0 | 0 | 0 | 0 | 0 | 0 | 0 | 0 | 0 | 2.4278e-09 | 6.3508e-08 | -5.7634e-08 | 1.2204e-10 | -4.3188e-09 | -4.1055e-09 | 2.7894e-09 | -9.8052e-08 | -9.8464e-08 | -1.1567e-10 | -2.5319e-09 | 2.6551e-09 | 0 | 0 | 0 | 0 | 0 | 0 | 0.050234 | 1.5868 | 1.5497 | 0.050234 | 1.5868 | 1.5497 | -41.3805 | -147.2637 | 149.4633 | -41.3805 | -147.2637 | 149.4633
Line17_5_19 | 0 | 0 | 0 | 0 | 0 | 0 | 0 | 0 | 0 | 0 | 0 | 0 | 2.4278e-09 | 6.3508e-08 | -5.7634e-08 | 1.2204e-10 | -4.3188e-09 | -4.1055e-09 | 2.7894e-09 | -9.8052e-08 | -9.8464e-08 | -1.1567e-10 | -2.5319e-09 | 2.6551e-09 | 0 | 0 | 0 | 0 | 0 | 0 | 0.050234 | 1.5868 | 1.5497 | 0.050234 | 1.5868 | 1.5497 | -41.3805 | -147.2637 | 149.4633 | -41.3805 | -147.2637 | 149.4633
Line1_1_3 | 2.5501e-06 | 2.5504e-06 | 2.5504e-06 | 2.232e-06 | 2.2322e-06 | 2.2322e-06 | 5.8893e-07 | 5.8899e-07 | 5.8899e-07 | 5.1547e-07 | 5.1551e-07 | 5.1551e-07 | 1.9423e-08 | 5.0807e-07 | -4.6107e-07 | -1.6873e-08 | -4.4888e-07 | 3.9933e-07 | 2.2315e-08 | -7.8441e-07 | -7.8771e-07 | -1.9642e-08 | 6.8383e-07 | 6.919e-07 | -90.345 | -90.195 | -90.195 | 89.2832 | 89.4547 | 89.4547 | 0.050234 | 1.5868 | 1.5497 | 0.050233 | 1.5868 | 1.5497 | -41.3805 | -147.2637 | 149.4633 | -41.3804 | -147.2638 | 149.4633
Line2_1_4 | 0 | 0 | 0 | 0 | 0 | 0 | 0 | 0 | 0 | 0 | 0 | 0 | 4.8557e-09 | 1.2702e-07 | -1.1527e-07 | -2.3058e-09 | -6.7827e-08 | 5.3528e-08 | 5.5788e-09 | -1.961e-07 | -1.9693e-07 | -2.9051e-09 | 9.552e-08 | 1.0112e-07 | 0 | 0 | 0 | 0 | 0 | 0 | 0.050234 | 1.5868 | 1.5497 | 0.050234 | 1.5868 | 1.5497 | -41.3805 | -147.2637 | 149.4633 | -41.3805 | -147.2637 | 149.4633
Line3_1_5 | 0 | 0 | 0 | 0 | 0 | 0 | 0 | 0 | 0 | 0 | 0 | 0 | 4.8557e-09 | 1.2702e-07 | -1.1527e-07 | -2.3058e-09 | -6.7827e-08 | 5.3528e-08 | 5.5788e-09 | -1.961e-07 | -1.9693e-07 | -2.9051e-09 | 9.552e-08 | 1.0112e-07 | 0 | 0 | 0 | 0 | 0 | 0 | 0.050234 | 1.5868 | 1.5497 | 0.050234 | 1.5868 | 1.5497 | -41.3805 | -147.2637 | 149.4633 | -41.3805 | -147.2637 | 149.4633
Line4_2_6 | 1.605e-06 | 1.6083e-06 | 1.6083e-06 | 1.2843e-06 | 1.2875e-06 | 1.2875e-06 | 3.7067e-07 | 3.7141e-07 | 3.7141e-07 | 2.9661e-07 | 2.9733e-07 | 2.9733e-07 | 1.5212e-20 | 3.2632e-07 | -2.8479e-07 | 1.7732e-14 | -2.6534e-07 | 2.238e-07 | -5.5699e-20 | -4.8954e-07 | -4.9595e-07 | 1.8579e-14 | 3.8914e-07 | 3.9941e-07 | -90.8795 | -90.6011 | -90.6011 | 88.4477 | 88.7971 | 88.7971 | 0 | 1.584 | 1.5398 | 0 | 1.584 | 1.5398 | 0 | -146.9142 | 149.5336 | 0 | -146.9142 | 149.5336
Line5_6_7 | 1.284e-06 | 1.2866e-06 | 1.2866e-06 | 0 | 0 | 0 | 2.9653e-07 | 2.9713e-07 | 2.9713e-07 | 0 | 0 | 0 | -1.7945e-14 | 2.6106e-07 | -2.2783e-07 | 2.3566e-14 | -2.0007e-07 | 1.6684e-07 | -1.8365e-14 | -3.9163e-07 | -3.9676e-07 | 2.4851e-14 | 2.9123e-07 | 3.0022e-07 | -90.8795 | -90.6011 | -90.6011 | 0 | 0 | 0 | 0 | 1.584 | 1.5398 | 0 | 1.584 | 1.5398 | 0 | -146.9142 | 149.5336 | 0 | -146.9142 | 149.5336
Line6_7_8 | 0 | 0 | 0 | 0 | 0 | 0 | 0 | 0 | 0 | 0 | 0 | 0 | -2.3944e-14 | 1.9579e-07 | -1.7087e-07 | 2.0475e-14 | -1.3481e-07 | 1.0989e-07 | -2.447e-14 | -2.9373e-07 | -2.9757e-07 | 2.1893e-14 | 1.9332e-07 | 2.0103e-07 | 0 | 0 | 0 | 0 | 0 | 0 | 0 | 1.584 | 1.5398 | 0 | 1.584 | 1.5398 | 0 | -146.9142 | 149.5336 | 0 | -146.9142 | 149.5336
Line7_8_9 | 0 | 0 | 0 | 0 | 0 | 0 | 0 | 0 | 0 | 0 | 0 | 0 | -1.0485e-14 | 6.5264e-08 | -5.6957e-08 | -5.175e-16 | -4.2803e-09 | -4.0269e-09 | -1.0696e-14 | -9.7908e-08 | -9.9191e-08 | 5.2516e-16 | -2.4976e-09 | 2.6439e-09 | 0 | 0 | 0 | 0 | 0 | 0 | 0 | 1.584 | 1.5398 | 0 | 1.584 | 1.5398 | 0 | -146.9142 | 149.5336 | 0 | -146.9142 | 149.5336
Line8_8_10 | 0 | 0 | 0 | 0 | 0 | 0 | 0 | 0 | 0 | 0 | 0 | 0 | -1.0485e-14 | 6.5264e-08 | -5.6957e-08 | -5.175e-16 | -4.2803e-09 | -4.0269e-09 | -1.0696e-14 | -9.7908e-08 | -9.9191e-08 | 5.2516e-16 | -2.4976e-09 | 2.6439e-09 | 0 | 0 | 0 | 0 | 0 | 0 | 0 | 1.584 | 1.5398 | 0 | 1.584 | 1.5398 | 0 | -146.9142 | 149.5336 | 0 | -146.9142 | 149.5336
Line9_3_11 | 2.2314e-06 | 2.2316e-06 | 2.2316e-06 | 1.9133e-06 | 1.9134e-06 | 1.9134e-06 | 5.1531e-07 | 5.1536e-07 | 5.1536e-07 | 4.4185e-07 | 4.4189e-07 | 4.4189e-07 | 1.6995e-08 | 4.4456e-07 | -4.0344e-07 | -1.4445e-08 | -3.8537e-07 | 3.417e-07 | 1.9526e-08 | -6.8636e-07 | -6.8925e-07 | -1.6852e-08 | 5.8578e-07 | 5.9344e-07 | -90.3451 | -90.195 | -90.195 | 89.2213 | 89.3963 | 89.3963 | 0.050233 | 1.5868 | 1.5497 | 0.050233 | 1.5868 | 1.5497 | -41.3804 | -147.2638 | 149.4633 | -41.3804 | -147.2638 | 149.4633

## LG_min_10
name | pf_ikss_a_from_ka | pf_ikss_b_from_ka | pf_ikss_c_from_ka | pf_ikss_a_to_ka | pf_ikss_b_to_ka | pf_ikss_c_to_ka | pf_skss_a_from_mw | pf_skss_b_from_mw | pf_skss_c_from_mw | pf_skss_a_to_mw | pf_skss_b_to_mw | pf_skss_c_to_mw | pf_p_a_from_mw | pf_p_b_from_mw | pf_p_c_from_mw | pf_p_a_to_mw | pf_p_b_to_mw | pf_p_c_to_mw | pf_q_a_from_mvar | pf_q_b_from_mvar | pf_q_c_from_mvar | pf_q_a_to_mvar | pf_q_b_to_mvar | pf_q_c_to_mvar | pf_ikss_a_from_degree | pf_ikss_b_from_degree | pf_ikss_c_from_degree | pf_ikss_a_to_degree | pf_ikss_b_to_degree | pf_ikss_c_to_degree | pf_vm_a_from_pu | pf_vm_b_from_pu | pf_vm_c_from_pu | pf_vm_a_to_pu | pf_vm_b_to_pu | pf_vm_c_to_pu | pf_va_a_from_degree | pf_va_b_from_degree | pf_va_c_from_degree | pf_va_a_to_degree | pf_va_b_to_degree | pf_va_c_to_degree
Line0_1_2 | 0.4757 | 1.827e-06 | 1.827e-06 | 0.4757 | 1.5244e-06 | 1.5244e-06 | 0.10986 | 4.2194e-07 | 4.2194e-07 | 0.10986 | 3.5205e-07 | 3.5205e-07 | 0.0036206 | 3.4825e-07 | -3.0945e-07 | -3.3545e-15 | -2.9672e-07 | 2.5198e-07 | 0.0037715 | -5.3012e-07 | -5.3661e-07 | 1.5892e-14 | 4.3713e-07 | 4.4749e-07 | -87.5496 | -90.5657 | -90.5657 | 92.4504 | 88.9174 | 88.9174 | 0.04759 | 1.5032 | 1.4681 | 0 | 1.5007 | 1.4588 | -41.3805 | -147.2637 | 149.4633 | 0 | -146.9142 | 149.5336
Line10_11_12 | 1.8119e-06 | 1.8121e-06 | 1.8121e-06 | 1.5106e-06 | 1.5107e-06 | 1.5107e-06 | 4.1845e-07 | 4.1849e-07 | 4.1849e-07 | 3.4886e-07 | 3.4889e-07 | 3.4889e-07 | 1.3074e-08 | 3.42e-07 | -3.1036e-07 | -1.0785e-08 | -2.8887e-07 | 2.5495e-07 | 1.5021e-08 | -5.2801e-07 | -5.3023e-07 | -1.2621e-08 | 4.3774e-07 | 4.4424e-07 | -90.3451 | -90.195 | -90.195 | 89.1346 | 89.3146 | 89.3146 | 0.04759 | 1.5032 | 1.4681 | 0.047589 | 1.5032 | 1.4681 | -41.3804 | -147.2638 | 149.4633 | -41.3804 | -147.2638 | 149.4633
Line11_12_13 | 1.51e-06 | 1.5101e-06 | 1.5101e-06 | 1.2086e-06 | 1.2087e-06 | 1.2087e-06 | 3.4871e-07 | 3.4874e-07 | 3.4874e-07 | 2.7912e-07 | 2.7914e-07 | 2.7914e-07 | 1.0895e-08 | 2.85e-07 | -2.5863e-07 | -8.6064e-09 | -2.3187e-07 | 2.0322e-07 | 1.2518e-08 | -4.4001e-07 | -4.4186e-07 | -1.0118e-08 | 3.4974e-07 | 3.5587e-07 | -90.3451 | -90.195 | -90.195 | 89.0046 | 89.1921 | 89.1921 | 0.047589 | 1.5032 | 1.4681 | 0.047589 | 1.5032 | 1.4681 | -41.3804 | -147.2638 | 149.4633 | -41.3804 | -147.2638 | 149.4633
Line12_13_15 | 0 | 0 | 0 | 0 | 0 | 0 | 0 | 0 | 0 | 0 | 0 | 0 | 6.5369e-09 | 1.71e-07 | -1.5518e-07 | -4.2484e-09 | -1.1787e-07 | 9.9769e-08 | 7.5105e-09 | -2.6401e-07 | -2.6512e-07 | -5.1108e-09 | 1.7373e-07 | 1.7913e-07 | 0 | 0 | 0 | 0 | 0 | 0 | 0.047589 | 1.5032 | 1.4681 | 0.047589 | 1.5032 | 1.4681 | -41.3804 | -147.2638 | 149.4633 | -41.3804 | -147.2638 | 149.4633
Line13_13_14 | 0 | 0 | 0 | 0 | 0 | 0 | 0 | 0 | 0 | 0 | 0 | 0 | 2.179e-09 | 5.6999e-08 | -5.1727e-08 | 1.0953e-10 | -3.8761e-09 | -3.6847e-09 | 2.5035e-09 | -8.8002e-08 | -8.8372e-08 | -1.0382e-10 | -2.2724e-09 | 2.383e-09 | 0 | 0 | 0 | 0 | 0 | 0 | 0.047589 | 1.5032 | 1.4681 | 0.047589 | 1.5032 | 1.4681 | -41.3804 | -147.2638 | 149.4633 | -41.3804 | -147.2638 | 149.4633
Line14_15_16 | 0 | 0 | 0 | 0 | 0 | 0 | 0 | 0 | 0 | 0 | 0 | 0 | 4.358e-09 | 1.14e-07 | -1.0345e-07 | -2.0694e-09 | -6.0875e-08 | 4.8042e-08 | 5.007e-09 | -1.76e-07 | -1.7674e-07 | -2.6073e-09 | 8.573e-08 | 9.0755e-08 | 0 | 0 | 0 | 0 | 0 | 0 | 0.047589 | 1.5032 | 1.4681 | 0.047589 | 1.5032 | 1.4681 | -41.3804 | -147.2638 | 149.4633 | -41.3804 | -147.2638 | 149.4633
Line15_16_17 | 0 | 0 | 0 | 0 | 0 | 0 | 0 | 0 | 0 | 0 | 0 | 0 | 2.179e-09 | 5.6999e-08 | -5.1727e-08 | 1.0953e-10 | -3.8761e-09 | -3.6847e-09 | 2.5035e-09 | -8.8002e-08 | -8.8372e-08 | -1.0382e-10 | -2.2724e-09 | 2.383e-09 | 0 | 0 | 0 | 0 | 0 | 0 | 0.047589 | 1.5032 | 1.4681 | 0.047589 | 1.5032 | 1.4681 | -41.3804 | -147.2638 | 149.4633 | -41.3804 | -147.2638 | 149.4633
Line16_4_18 | 0 | 0 | 0 | 0 | 0 | 0 | 0 | 0 | 0 | 0 | 0 | 0 | 2.179e-09 | 5.6999e-08 | -5.1727e-08 | 1.0953e-10 | -3.8761e-09 | -3.6847e-09 | 2.5035e-09 | -8.8002e-08 | -8.8372e-08 | -1.0382e-10 | -2.2724e-09 | 2.383e-09 | 0 | 0 | 0 | 0 | 0 | 0 | 0.04759 | 1.5032 | 1.4681 | 0.04759 | 1.5032 | 1.4681 | -41.3805 | -147.2637 | 149.4633 | -41.3805 | -147.2637 | 149.4633
Line17_5_19 | 0 | 0 | 0 | 0 | 0 | 0 | 0 | 0 | 0 | 0 | 0 | 0 | 2.179e-09 | 5.6999e-08 | -5.1727e-08 | 1.0953e-10 | -3.8761e-09 | -3.6847e-09 | 2.5035e-09 | -8.8002e-08 | -8.8372e-08 | -1.0382e-10 | -2.2724e-09 | 2.383e-09 | 0 | 0 | 0 | 0 | 0 | 0 | 0.04759 | 1.5032 | 1.4681 | 0.04759 | 1.5032 | 1.4681 | -41.3805 | -147.2637 | 149.4633 | -41.3805 | -147.2637 | 149.4633
Line1_1_3 | 2.4159e-06 | 2.4162e-06 | 2.4162e-06 | 2.1146e-06 | 2.1147e-06 | 2.1147e-06 | 5.5793e-07 | 5.5799e-07 | 5.5799e-07 | 4.8834e-07 | 4.8838e-07 | 4.8838e-07 | 1.7432e-08 | 4.5599e-07 | -4.1381e-07 | -1.5143e-08 | -4.0287e-07 | 3.584e-07 | 2.0028e-08 | -7.0402e-07 | -7.0698e-07 | -1.7628e-08 | 6.1374e-07 | 6.2099e-07 | -90.345 | -90.195 | -90.195 | 89.2832 | 89.4547 | 89.4547 | 0.04759 | 1.5032 | 1.4681 | 0.04759 | 1.5032 | 1.4681 | -41.3805 | -147.2637 | 149.4633 | -41.3804 | -147.2638 | 149.4633
Line2_1_4 | 0 | 0 | 0 | 0 | 0 | 0 | 0 | 0 | 0 | 0 | 0 | 0 | 4.358e-09 | 1.14e-07 | -1.0345e-07 | -2.0695e-09 | -6.0875e-08 | 4.8042e-08 | 5.007e-09 | -1.76e-07 | -1.7674e-07 | -2.6073e-09 | 8.573e-08 | 9.0755e-08 | 0 | 0 | 0 | 0 | 0 | 0 | 0.04759 | 1.5032 | 1.4681 | 0.04759 | 1.5032 | 1.4681 | -41.3805 | -147.2637 | 149.4633 | -41.3805 | -147.2637 | 149.4633
Line3_1_5 | 0 | 0 | 0 | 0 | 0 | 0 | 0 | 0 | 0 | 0 | 0 | 0 | 4.358e-09 | 1.14e-07 | -1.0345e-07 | -2.0695e-09 | -6.0875e-08 | 4.8042e-08 | 5.007e-09 | -1.76e-07 | -1.7674e-07 | -2.6073e-09 | 8.573e-08 | 9.0755e-08 | 0 | 0 | 0 | 0 | 0 | 0 | 0.04759 | 1.5032 | 1.4681 | 0.04759 | 1.5032 | 1.4681 | -41.3805 | -147.2637 | 149.4633 | -41.3805 | -147.2637 | 149.4633
Line4_2_6 | 1.5206e-06 | 1.5236e-06 | 1.5236e-06 | 1.2168e-06 | 1.2197e-06 | 1.2197e-06 | 3.5116e-07 | 3.5187e-07 | 3.5187e-07 | 2.81e-07 | 2.8168e-07 | 2.8168e-07 | 1.3655e-20 | 2.9288e-07 | -2.556e-07 | 1.5915e-14 | -2.3814e-07 | 2.0086e-07 | -5.0089e-20 | -4.3937e-07 | -4.4512e-07 | 1.6675e-14 | 3.4925e-07 | 3.5847e-07 | -90.8795 | -90.6011 | -90.6011 | 88.4477 | 88.7971 | 88.7971 | 0 | 1.5007 | 1.4588 | 0 | 1.5007 | 1.4588 | 0 | -146.9142 | 149.5336 | 0 | -146.9142 | 149.5336
Line5_6_7 | 1.2164e-06 | 1.2189e-06 | 1.2189e-06 | 0 | 0 | 0 | 2.8093e-07 | 2.8149e-07 | 2.8149e-07 | 0 | 0 | 0 | -1.6106e-14 | 2.343e-07 | -2.0448e-07 | 2.1151e-14 | -1.7957e-07 | 1.4974e-07 | -1.6483e-14 | -3.5149e-07 | -3.561e-07 | 2.2304e-14 | 2.6138e-07 | 2.6945e-07 | -90.8795 | -90.6011 | -90.6011 | 0 | 0 | 0 | 0 | 1.5007 | 1.4588 | 0 | 1.5007 | 1.4588 | 0 | -146.9142 | 149.5336 | 0 | -146.9142 | 149.5336
Line6_7_8 | 0 | 0 | 0 | 0 | 0 | 0 | 0 | 0 | 0 | 0 | 0 | 0 | -2.149e-14 | 1.7573e-07 | -1.5336e-07 | 1.8376e-14 | -1.2099e-07 | 9.8625e-08 | -2.1962e-14 | -2.6362e-07 | -2.6707e-07 | 1.9649e-14 | 1.7351e-07 | 1.8042e-07 | 0 | 0 | 0 | 0 | 0 | 0 | 0 | 1.5007 | 1.4588 | 0 | 1.5007 | 1.4588 | 0 | -146.9142 | 149.5336 | 0 | -146.9142 | 149.5336
Line7_8_9 | 0 | 0 | 0 | 0 | 0 | 0 | 0 | 0 | 0 | 0 | 0 | 0 | -9.4103e-15 | 5.8575e-08 | -5.1119e-08 | -4.6446e-16 | -3.8416e-09 | -3.6142e-09 | -9.5999e-15 | -8.7873e-08 | -8.9024e-08 | 4.7133e-16 | -2.2417e-09 | 2.3729e-09 | 0 | 0 | 0 | 0 | 0 | 0 | 0 | 1.5007 | 1.4588 | 0 | 1.5007 | 1.4588 | 0 | -146.9142 | 149.5336 | 0 | -146.9142 | 149.5336
Line8_8_10 | 0 | 0 | 0 | 0 | 0 | 0 | 0 | 0 | 0 | 0 | 0 | 0 | -9.4103e-15 | 5.8575e-08 | -5.1119e-08 | -4.6446e-16 | -3.8416e-09 | -3.6142e-09 | -9.5999e-15 | -8.7873e-08 | -8.9024e-08 | 4.7133e-16 | -2.2417e-09 | 2.3729e-09 | 0 | 0 | 0 | 0 | 0 | 0 | 0 | 1.5007 | 1.4588 | 0 | 1.5007 | 1.4588 | 0 | -146.9142 | 149.5336 | 0 | -146.9142 | 149.5336
Line9_3_11 | 2.1139e-06 | 2.1141e-06 | 2.1141e-06 | 1.8126e-06 | 1.8127e-06 | 1.8127e-06 | 4.8819e-07 | 4.8824e-07 | 4.8824e-07 | 4.186e-07 | 4.1863e-07 | 4.1863e-07 | 1.5253e-08 | 3.9899e-07 | -3.6209e-07 | -1.2964e-08 | -3.4587e-07 | 3.0668e-07 | 1.7525e-08 | -6.1602e-07 | -6.1861e-07 | -1.5125e-08 | 5.2574e-07 | 5.3262e-07 | -90.3451 | -90.195 | -90.195 | 89.2213 | 89.3963 | 89.3963 | 0.04759 | 1.5032 | 1.4681 | 0.04759 | 1.5032 | 1.4681 | -41.3804 | -147.2638 | 149.4633 | -41.3804 | -147.2638 | 149.4633

## LG_min_fault_6
name | pf_ikss_a_from_ka | pf_ikss_b_from_ka | pf_ikss_c_from_ka | pf_ikss_a_to_ka | pf_ikss_b_to_ka | pf_ikss_c_to_ka | pf_skss_a_from_mw | pf_skss_b_from_mw | pf_skss_c_from_mw | pf_skss_a_to_mw | pf_skss_b_to_mw | pf_skss_c_to_mw | pf_p_a_from_mw | pf_p_b_from_mw | pf_p_c_from_mw | pf_p_a_to_mw | pf_p_b_to_mw | pf_p_c_to_mw | pf_q_a_from_mvar | pf_q_b_from_mvar | pf_q_c_from_mvar | pf_q_a_to_mvar | pf_q_b_to_mvar | pf_q_c_to_mvar | pf_ikss_a_from_degree | pf_ikss_b_from_degree | pf_ikss_c_from_degree | pf_ikss_a_to_degree | pf_ikss_b_to_degree | pf_ikss_c_to_degree | pf_vm_a_from_pu | pf_vm_b_from_pu | pf_vm_c_from_pu | pf_vm_a_to_pu | pf_vm_b_to_pu | pf_vm_c_to_pu | pf_va_a_from_degree | pf_va_b_from_degree | pf_va_c_from_degree | pf_va_a_to_degree | pf_va_b_to_degree | pf_va_c_to_degree
Line0_1_2 | 0.029652 | 0 | 0 | 0.029652 | 0 | 0 | 0.0068479 | 0 | 0 | 0.0068479 | 0 | 0 | 0.0044104 | 8.7386e-09 | -2.4561e-08 | -0.0043963 | -7.4859e-09 | 2.0506e-08 | 0.004411 | -2.4768e-08 | 2.8731e-09 | -0.0043963 | 2.0589e-08 | -2.2222e-09 | -47.2887 | 0 | 0 | 132.7113 | 0 | 0 | 0.91088 | 0.99861 | 0.94021 | 0.90791 | 0.99831 | 0.93988 | -2.2848 | -120.8711 | 123.0232 | -2.2886 | -120.8415 | 122.9932
Line10_11_12 | 0 | 0 | 0 | 0 | 0 | 0 | 0 | 0 | 0 | 0 | 0 | 0 | 1.596e-08 | 8.5081e-09 | -2.4342e-08 | -1.3172e-08 | -7.2684e-09 | 2.0314e-08 | 1.7601e-08 | -2.4621e-08 | 3.0072e-09 | -1.4794e-08 | 2.0465e-08 | -2.3333e-09 | 0 | 0 | 0 | 0 | 0 | 0 | 0.91088 | 0.99861 | 0.94021 | 0.91088 | 0.99861 | 0.94021 | -2.2848 | -120.8711 | 123.0232 | -2.2848 | -120.8711 | 123.0232
Line11_12_13 | 0 | 0 | 0 | 0 | 0 | 0 | 0 | 0 | 0 | 0 | 0 | 0 | 1.33e-08 | 7.0901e-09 | -2.0285e-08 | -1.0512e-08 | -5.8504e-09 | 1.6257e-08 | 1.4667e-08 | -2.0518e-08 | 2.506e-09 | -1.186e-08 | 1.6361e-08 | -1.8321e-09 | 0 | 0 | 0 | 0 | 0 | 0 | 0.91088 | 0.99861 | 0.94021 | 0.91088 | 0.99861 | 0.94021 | -2.2848 | -120.8711 | 123.0232 | -2.2848 | -120.8711 | 123.0232
Line12_13_15 | 0 | 0 | 0 | 0 | 0 | 0 | 0 | 0 | 0 | 0 | 0 | 0 | 7.9799e-09 | 4.254e-09 | -1.2171e-08 | -5.1918e-09 | -3.0144e-09 | 8.143e-09 | 8.8003e-09 | -1.2311e-08 | 1.5036e-09 | -5.9934e-09 | 8.1542e-09 | -8.2968e-10 | 0 | 0 | 0 | 0 | 0 | 0 | 0.91088 | 0.99861 | 0.94021 | 0.91088 | 0.99861 | 0.94021 | -2.2848 | -120.8711 | 123.0232 | -2.2848 | -120.8711 | 123.0232
Line13_13_14 | 0 | 0 | 0 | 0 | 0 | 0 | 0 | 0 | 0 | 0 | 0 | 0 | 2.66e-09 | 1.418e-09 | -4.0569e-09 | 1.2814e-10 | -1.7838e-10 | 2.9191e-11 | 2.9334e-09 | -4.1036e-09 | 5.012e-10 | -1.2649e-10 | -5.2884e-11 | 1.7273e-10 | 0 | 0 | 0 | 0 | 0 | 0 | 0.91088 | 0.99861 | 0.94021 | 0.91088 | 0.99861 | 0.94021 | -2.2848 | -120.8711 | 123.0232 | -2.2848 | -120.8711 | 123.0232
Line14_15_16 | 0 | 0 | 0 | 0 | 0 | 0 | 0 | 0 | 0 | 0 | 0 | 0 | 5.3199e-09 | 2.836e-09 | -8.1138e-09 | -2.5318e-09 | -1.5964e-09 | 4.0861e-09 | 5.8669e-09 | -8.2071e-09 | 1.0024e-09 | -3.0599e-09 | 4.0507e-09 | -3.2848e-10 | 0 | 0 | 0 | 0 | 0 | 0 | 0.91088 | 0.99861 | 0.94021 | 0.91088 | 0.99861 | 0.94021 | -2.2848 | -120.8711 | 123.0232 | -2.2848 | -120.8711 | 123.0232
Line15_16_17 | 0 | 0 | 0 | 0 | 0 | 0 | 0 | 0 | 0 | 0 | 0 | 0 | 2.66e-09 | 1.418e-09 | -4.0569e-09 | 1.2814e-10 | -1.7838e-10 | 2.9191e-11 | 2.9334e-09 | -4.1036e-09 | 5.012e-10 | -1.2649e-10 | -5.2884e-11 | 1.7273e-10 | 0 | 0 | 0 | 0 | 0 | 0 | 0.91088 | 0.99861 | 0.94021 | 0.91088 | 0.99861 | 0.94021 | -2.2848 | -120.8711 | 123.0232 | -2.2848 | -120.8711 | 123.0232
Line16_4_18 | 0 | 0 | 0 | 0 | 0 | 0 | 0 | 0 | 0 | 0 | 0 | 0 | 2.66e-09 | 1.418e-09 | -4.0569e-09 | 1.2814e-10 | -1.7838e-10 | 2.9191e-11 | 2.9334e-09 | -4.1036e-09 | 5.012e-10 | -1.2649e-10 | -5.2884e-11 | 1.7273e-10 | 0 | 0 | 0 | 0 | 0 | 0 | 0.91088 | 0.99861 | 0.94021 | 0.91088 | 0.99861 | 0.94021 | -2.2848 | -120.8711 | 123.0232 | -2.2848 | -120.8711 | 123.0232
Line17_5_19 | 0 | 0 | 0 | 0 | 0 | 0 | 0 | 0 | 0 | 0 | 0 | 0 | 2.66e-09 | 1.418e-09 | -4.0569e-09 | 1.2814e-10 | -1.7838e-10 | 2.9191e-11 | 2.9334e-09 | -4.1036e-09 | 5.012e-10 | -1.2649e-10 | -5.2884e-11 | 1.7273e-10 | 0 | 0 | 0 | 0 | 0 | 0 | 0.91088 | 0.99861 | 0.94021 | 0.91088 | 0.99861 | 0.94021 | -2.2848 | -120.8711 | 123.0232 | -2.2848 | -120.8711 | 123.0232
Line1_1_3 | 0 | 0 | 0 | 0 | 0 | 0 | 0 | 0 | 0 | 0 | 0 | 0 | 2.128e-08 | 1.1344e-08 | -3.2455e-08 | -1.8492e-08 | -1.0104e-08 | 2.8428e-08 | 2.3468e-08 | -3.2828e-08 | 4.0096e-09 | -2.0661e-08 | 2.8672e-08 | -3.3357e-09 | 0 | 0 | 0 | 0 | 0 | 0 | 0.91088 | 0.99861 | 0.94021 | 0.91088 | 0.99861 | 0.94021 | -2.2848 | -120.8711 | 123.0232 | -2.2848 | -120.8711 | 123.0232
Line2_1_4 | 0 | 0 | 0 | 0 | 0 | 0 | 0 | 0 | 0 | 0 | 0 | 0 | 5.3199e-09 | 2.836e-09 | -8.1138e-09 | -2.5318e-09 | -1.5964e-09 | 4.0861e-09 | 5.8669e-09 | -8.2071e-09 | 1.0024e-09 | -3.0599e-09 | 4.0507e-09 | -3.2848e-10 | 0 | 0 | 0 | 0 | 0 | 0 | 0.91088 | 0.99861 | 0.94021 | 0.91088 | 0.99861 | 0.94021 | -2.2848 | -120.8711 | 123.0232 | -2.2848 | -120.8711 | 123.0232
Line3_1_5 | 0 | 0 | 0 | 0 | 0 | 0 | 0 | 0 | 0 | 0 | 0 | 0 | 5.3199e-09 | 2.836e-09 | -8.1138e-09 | -2.5318e-09 | -1.5964e-09 | 4.0861e-09 | 5.8669e-09 | -8.2071e-09 | 1.0024e-09 | -3.0599e-09 | 4.0507e-09 | -3.2848e-10 | 0 | 0 | 0 | 0 | 0 | 0 | 0.91088 | 0.99861 | 0.94021 | 0.91088 | 0.99861 | 0.94021 | -2.2848 | -120.8711 | 123.0232 | -2.2848 | -120.8711 | 123.0232
Line4_2_6 | 0 | 0 | 0 | 0 | 0 | 0 | 0 | 0 | 0 | 0 | 0 | 0 | 1.3213e-08 | 7.3086e-09 | -2.0475e-08 | -1.0433e-08 | -6.0241e-09 | 1.6411e-08 | 1.4845e-08 | -2.0641e-08 | 2.3932e-09 | -1.2002e-08 | 1.6461e-08 | -1.7436e-09 | 0 | 0 | 0 | 0 | 0 | 0 | 0.90791 | 0.99831 | 0.93988 | 0.90791 | 0.99831 | 0.93988 | -2.2886 | -120.8415 | 122.9932 | -2.2886 | -120.8415 | 122.9932
Line5_6_7 | 0 | 0 | 0 | 0 | 0 | 0 | 0 | 0 | 0 | 0 | 0 | 0 | 1.057e-08 | 5.8469e-09 | -1.638e-08 | -7.79e-09 | -4.5624e-09 | 1.2316e-08 | 1.1876e-08 | -1.6512e-08 | 1.9145e-09 | -9.0334e-09 | 1.2333e-08 | -1.265e-09 | 0 | 0 | 0 | 0 | 0 | 0 | 0.90791 | 0.99831 | 0.93988 | 0.90791 | 0.99831 | 0.93988 | -2.2886 | -120.8415 | 122.9932 | -2.2886 | -120.8415 | 122.9932
Line6_7_8 | 0 | 0 | 0 | 0 | 0 | 0 | 0 | 0 | 0 | 0 | 0 | 0 | 7.9276e-09 | 4.3852e-09 | -1.2285e-08 | -5.1475e-09 | -3.1007e-09 | 8.2205e-09 | 8.9071e-09 | -1.2384e-08 | 1.4359e-09 | -6.0644e-09 | 8.2051e-09 | -7.8632e-10 | 0 | 0 | 0 | 0 | 0 | 0 | 0.90791 | 0.99831 | 0.93988 | 0.90791 | 0.99831 | 0.93988 | -2.2886 | -120.8415 | 122.9932 | -2.2886 | -120.8415 | 122.9932
Line7_8_9 | 0 | 0 | 0 | 0 | 0 | 0 | 0 | 0 | 0 | 0 | 0 | 0 | 2.6425e-09 | 1.4617e-09 | -4.095e-09 | 1.3759e-10 | -1.7723e-10 | 3.0418e-11 | 2.969e-09 | -4.1281e-09 | 4.7864e-10 | -1.2629e-10 | -5.1074e-11 | 1.7096e-10 | 0 | 0 | 0 | 0 | 0 | 0 | 0.90791 | 0.99831 | 0.93988 | 0.90791 | 0.99831 | 0.93988 | -2.2886 | -120.8415 | 122.9932 | -2.2886 | -120.8415 | 122.9932
Line8_8_10 | 0 | 0 | 0 | 0 | 0 | 0 | 0 | 0 | 0 | 0 | 0 | 0 | 2.6425e-09 | 1.4617e-09 | -4.095e-09 | 1.3759e-10 | -1.7723e-10 | 3.0418e-11 | 2.969e-09 | -4.1281e-09 | 4.7864e-10 | -1.2629e-10 | -5.1074e-11 | 1.7096e-10 | 0 | 0 | 0 | 0 | 0 | 0 | 0.90791 | 0.99831 | 0.93988 | 0.90791 | 0.99831 | 0.93988 | -2.2886 | -120.8415 | 122.9932 | -2.2886 | -120.8415 | 122.9932
Line9_3_11 | 0 | 0 | 0 | 0 | 0 | 0 | 0 | 0 | 0 | 0 | 0 | 0 | 1.862e-08 | 9.9261e-09 | -2.8398e-08 | -1.5832e-08 | -8.6865e-09 | 2.4371e-08 | 2.0534e-08 | -2.8725e-08 | 3.5084e-09 | -1.7727e-08 | 2.4568e-08 | -2.8345e-09 | 0 | 0 | 0 | 0 | 0 | 0 | 0.91088 | 0.99861 | 0.94021 | 0.91088 | 0.99861 | 0.94021 | -2.2848 | -120.8711 | 123.0232 | -2.2848 | -120.8711 | 123.0232

## LG_min_fault_10
name | pf_ikss_a_from_ka | pf_ikss_b_from_ka | pf_ikss_c_from_ka | pf_ikss_a_to_ka | pf_ikss_b_to_ka | pf_ikss_c_to_ka | pf_skss_a_from_mw | pf_skss_b_from_mw | pf_skss_c_from_mw | pf_skss_a_to_mw | pf_skss_b_to_mw | pf_skss_c_to_mw | pf_p_a_from_mw | pf_p_b_from_mw | pf_p_c_from_mw | pf_p_a_to_mw | pf_p_b_to_mw | pf_p_c_to_mw | pf_q_a_from_mvar | pf_q_b_from_mvar | pf_q_c_from_mvar | pf_q_a_to_mvar | pf_q_b_to_mvar | pf_q_c_to_mvar | pf_ikss_a_from_degree | pf_ikss_b_from_degree | pf_ikss_c_from_degree | pf_ikss_a_to_degree | pf_ikss_b_to_degree | pf_ikss_c_to_degree | pf_vm_a_from_pu | pf_vm_b_from_pu | pf_vm_c_from_pu | pf_vm_a_to_pu | pf_vm_b_to_pu | pf_vm_c_to_pu | pf_va_a_from_degree | pf_va_b_from_degree | pf_va_c_from_degree | pf_va_a_to_degree | pf_va_b_to_degree | pf_va_c_to_degree
Line0_1_2 | 0.028092 | 0 | 0 | 0.028092 | 0 | 0 | 0.0064875 | 0 | 0 | 0.0064875 | 0 | 0 | 0.0039584 | 7.843e-09 | -2.2044e-08 | -0.0039457 | -6.7186e-09 | 1.8404e-08 | 0.0039589 | -2.223e-08 | 2.5786e-09 | -0.0039457 | 1.8479e-08 | -1.9945e-09 | -47.2887 | 0 | 0 | 132.7113 | 0 | 0 | 0.86294 | 0.94605 | 0.89073 | 0.86013 | 0.94577 | 0.89041 | -2.2848 | -120.8711 | 123.0232 | -2.2886 | -120.8415 | 122.9932
Line10_11_12 | 0 | 0 | 0 | 0 | 0 | 0 | 0 | 0 | 0 | 0 | 0 | 0 | 1.4324e-08 | 7.6361e-09 | -2.1847e-08 | -1.1822e-08 | -6.5235e-09 | 1.8232e-08 | 1.5797e-08 | -2.2098e-08 | 2.699e-09 | -1.3277e-08 | 1.8367e-08 | -2.0941e-09 | 0 | 0 | 0 | 0 | 0 | 0 | 0.86294 | 0.94605 | 0.89073 | 0.86294 | 0.94605 | 0.89073 | -2.2848 | -120.8711 | 123.0232 | -2.2848 | -120.8711 | 123.0232
Line11_12_13 | 0 | 0 | 0 | 0 | 0 | 0 | 0 | 0 | 0 | 0 | 0 | 0 | 1.1937e-08 | 6.3634e-09 | -1.8206e-08 | -9.4343e-09 | -5.2508e-09 | 1.4591e-08 | 1.3164e-08 | -1.8415e-08 | 2.2492e-09 | -1.0645e-08 | 1.4684e-08 | -1.6443e-09 | 0 | 0 | 0 | 0 | 0 | 0 | 0.86294 | 0.94605 | 0.89073 | 0.86294 | 0.94605 | 0.89073 | -2.2848 | -120.8711 | 123.0232 | -2.2848 | -120.8711 | 123.0232
Line12_13_15 | 0 | 0 | 0 | 0 | 0 | 0 | 0 | 0 | 0 | 0 | 0 | 0 | 7.162e-09 | 3.818e-09 | -1.0923e-08 | -4.6597e-09 | -2.7055e-09 | 7.3084e-09 | 7.8984e-09 | -1.1049e-08 | 1.3495e-09 | -5.3791e-09 | 7.3185e-09 | -7.4464e-10 | 0 | 0 | 0 | 0 | 0 | 0 | 0.86294 | 0.94605 | 0.89073 | 0.86294 | 0.94605 | 0.89073 | -2.2848 | -120.8711 | 123.0232 | -2.2848 | -120.8711 | 123.0232
Line13_13_14 | 0 | 0 | 0 | 0 | 0 | 0 | 0 | 0 | 0 | 0 | 0 | 0 | 2.3873e-09 | 1.2727e-09 | -3.6411e-09 | 1.15e-10 | -1.601e-10 | 2.6199e-11 | 2.6328e-09 | -3.683e-09 | 4.4983e-10 | -1.1353e-10 | -4.7464e-11 | 1.5502e-10 | 0 | 0 | 0 | 0 | 0 | 0 | 0.86294 | 0.94605 | 0.89073 | 0.86294 | 0.94605 | 0.89073 | -2.2848 | -120.8711 | 123.0232 | -2.2848 | -120.8711 | 123.0232
Line14_15_16 | 0 | 0 | 0 | 0 | 0 | 0 | 0 | 0 | 0 | 0 | 0 | 0 | 4.7747e-09 | 2.5454e-09 | -7.2822e-09 | -2.2723e-09 | -1.4328e-09 | 3.6673e-09 | 5.2656e-09 | -7.3659e-09 | 8.9966e-10 | -2.7463e-09 | 3.6355e-09 | -2.9481e-10 | 0 | 0 | 0 | 0 | 0 | 0 | 0.86294 | 0.94605 | 0.89073 | 0.86294 | 0.94605 | 0.89073 | -2.2848 | -120.8711 | 123.0232 | -2.2848 | -120.8711 | 123.0232
Line15_16_17 | 0 | 0 | 0 | 0 | 0 | 0 | 0 | 0 | 0 | 0 | 0 | 0 | 2.3873e-09 | 1.2727e-09 | -3.6411e-09 | 1.15e-10 | -1.601e-10 | 2.6199e-11 | 2.6328e-09 | -3.683e-09 | 4.4983e-10 | -1.1353e-10 | -4.7464e-11 | 1.5502e-10 | 0 | 0 | 0 | 0 | 0 | 0 | 0.86294 | 0.94605 | 0.89073 | 0.86294 | 0.94605 | 0.89073 | -2.2848 | -120.8711 | 123.0232 | -2.2848 | -120.8711 | 123.0232
Line16_4_18 | 0 | 0 | 0 | 0 | 0 | 0 | 0 | 0 | 0 | 0 | 0 | 0 | 2.3873e-09 | 1.2727e-09 | -3.6411e-09 | 1.15e-10 | -1.601e-10 | 2.6199e-11 | 2.6328e-09 | -3.683e-09 | 4.4983e-10 | -1.1353e-10 | -4.7464e-11 | 1.5502e-10 | 0 | 0 | 0 | 0 | 0 | 0 | 0.86294 | 0.94605 | 0.89073 | 0.86294 | 0.94605 | 0.89073 | -2.2848 | -120.8711 | 123.0232 | -2.2848 | -120.8711 | 123.0232
Line17_5_19 | 0 | 0 | 0 | 0 | 0 | 0 | 0 | 0 | 0 | 0 | 0 | 0 | 2.3873e-09 | 1.2727e-09 | -3.6411e-09 | 1.15e-10 | -1.601e-10 | 2.6199e-11 | 2.6328e-09 | -3.683e-09 | 4.4983e-10 | -1.1353e-10 | -4.7464e-11 | 1.5502e-10 | 0 | 0 | 0 | 0 | 0 | 0 | 0.86294 | 0.94605 | 0.89073 | 0.86294 | 0.94605 | 0.89073 | -2.2848 | -120.8711 | 123.0232 | -2.2848 | -120.8711 | 123.0232
Line1_1_3 | 0 | 0 | 0 | 0 | 0 | 0 | 0 | 0 | 0 | 0 | 0 | 0 | 1.9099e-08 | 1.0181e-08 | -2.9129e-08 | -1.6596e-08 | -9.0688e-09 | 2.5514e-08 | 2.1062e-08 | -2.9464e-08 | 3.5987e-09 | -1.8543e-08 | 2.5733e-08 | -2.9938e-09 | 0 | 0 | 0 | 0 | 0 | 0 | 0.86294 | 0.94605 | 0.89073 | 0.86294 | 0.94605 | 0.89073 | -2.2848 | -120.8711 | 123.0232 | -2.2848 | -120.8711 | 123.0232
Line2_1_4 | 0 | 0 | 0 | 0 | 0 | 0 | 0 | 0 | 0 | 0 | 0 | 0 | 4.7747e-09 | 2.5453e-09 | -7.2822e-09 | -2.2723e-09 | -1.4328e-09 | 3.6673e-09 | 5.2656e-09 | -7.3659e-09 | 8.9967e-10 | -2.7463e-09 | 3.6355e-09 | -2.9481e-10 | 0 | 0 | 0 | 0 | 0 | 0 | 0.86294 | 0.94605 | 0.89073 | 0.86294 | 0.94605 | 0.89073 | -2.2848 | -120.8711 | 123.0232 | -2.2848 | -120.8711 | 123.0232
Line3_1_5 | 0 | 0 | 0 | 0 | 0 | 0 | 0 | 0 | 0 | 0 | 0 | 0 | 4.7747e-09 | 2.5453e-09 | -7.2822e-09 | -2.2723e-09 | -1.4328e-09 | 3.6673e-09 | 5.2656e-09 | -7.3659e-09 | 8.9967e-10 | -2.7463e-09 | 3.6355e-09 | -2.9481e-10 | 0 | 0 | 0 | 0 | 0 | 0 | 0.86294 | 0.94605 | 0.89073 | 0.86294 | 0.94605 | 0.89073 | -2.2848 | -120.8711 | 123.0232 | -2.2848 | -120.8711 | 123.0232
Line4_2_6 | 0 | 0 | 0 | 0 | 0 | 0 | 0 | 0 | 0 | 0 | 0 | 0 | 1.1858e-08 | 6.5595e-09 | -1.8377e-08 | -9.3633e-09 | -5.4067e-09 | 1.4729e-08 | 1.3324e-08 | -1.8525e-08 | 2.1479e-09 | -1.0772e-08 | 1.4774e-08 | -1.5649e-09 | 0 | 0 | 0 | 0 | 0 | 0 | 0.86013 | 0.94577 | 0.89041 | 0.86013 | 0.94577 | 0.89041 | -2.2886 | -120.8415 | 122.9932 | -2.2886 | -120.8415 | 122.9932
Line5_6_7 | 0 | 0 | 0 | 0 | 0 | 0 | 0 | 0 | 0 | 0 | 0 | 0 | 9.4868e-09 | 5.2476e-09 | -1.4701e-08 | -6.9916e-09 | -4.0948e-09 | 1.1053e-08 | 1.0659e-08 | -1.482e-08 | 1.7183e-09 | -8.1075e-09 | 1.1069e-08 | -1.1353e-09 | 0 | 0 | 0 | 0 | 0 | 0 | 0.86013 | 0.94577 | 0.89041 | 0.86013 | 0.94577 | 0.89041 | -2.2886 | -120.8415 | 122.9932 | -2.2886 | -120.8415 | 122.9932
Line6_7_8 | 0 | 0 | 0 | 0 | 0 | 0 | 0 | 0 | 0 | 0 | 0 | 0 | 7.1151e-09 | 3.9357e-09 | -1.1026e-08 | -4.6199e-09 | -2.7829e-09 | 7.378e-09 | 7.9942e-09 | -1.1115e-08 | 1.2887e-09 | -5.4428e-09 | 7.3642e-09 | -7.0573e-10 | 0 | 0 | 0 | 0 | 0 | 0 | 0.86013 | 0.94577 | 0.89041 | 0.86013 | 0.94577 | 0.89041 | -2.2886 | -120.8415 | 122.9932 | -2.2886 | -120.8415 | 122.9932
Line7_8_9 | 0 | 0 | 0 | 0 | 0 | 0 | 0 | 0 | 0 | 0 | 0 | 0 | 2.3717e-09 | 1.3119e-09 | -3.6753e-09 | 1.2348e-10 | -1.5906e-10 | 2.73e-11 | 2.6647e-09 | -3.705e-09 | 4.2958e-10 | -1.1335e-10 | -4.584e-11 | 1.5344e-10 | 0 | 0 | 0 | 0 | 0 | 0 | 0.86013 | 0.94577 | 0.89041 | 0.86013 | 0.94577 | 0.89041 | -2.2886 | -120.8415 | 122.9932 | -2.2886 | -120.8415 | 122.9932
Line8_8_10 | 0 | 0 | 0 | 0 | 0 | 0 | 0 | 0 | 0 | 0 | 0 | 0 | 2.3717e-09 | 1.3119e-09 | -3.6753e-09 | 1.2348e-10 | -1.5906e-10 | 2.73e-11 | 2.6647e-09 | -3.705e-09 | 4.2958e-10 | -1.1335e-10 | -4.584e-11 | 1.5344e-10 | 0 | 0 | 0 | 0 | 0 | 0 | 0.86013 | 0.94577 | 0.89041 | 0.86013 | 0.94577 | 0.89041 | -2.2886 | -120.8415 | 122.9932 | -2.2886 | -120.8415 | 122.9932
Line9_3_11 | 0 | 0 | 0 | 0 | 0 | 0 | 0 | 0 | 0 | 0 | 0 | 0 | 1.6711e-08 | 8.9087e-09 | -2.5488e-08 | -1.4209e-08 | -7.7962e-09 | 2.1873e-08 | 1.843e-08 | -2.5781e-08 | 3.1488e-09 | -1.591e-08 | 2.205e-08 | -2.544e-09 | 0 | 0 | 0 | 0 | 0 | 0 | 0.86294 | 0.94605 | 0.89073 | 0.86294 | 0.94605 | 0.89073 | -2.2848 | -120.8711 | 123.0232 | -2.2848 | -120.8711 | 123.0232

## LLG_max_6
name | pf_ikss_a_from_ka | pf_ikss_b_from_ka | pf_ikss_c_from_ka | pf_ikss_a_to_ka | pf_ikss_b_to_ka | pf_ikss_c_to_ka | pf_skss_a_from_mw | pf_skss_b_from_mw | pf_skss_c_from_mw | pf_skss_a_to_mw | pf_skss_b_to_mw | pf_skss_c_to_mw | pf_p_a_from_mw | pf_p_b_from_mw | pf_p_c_from_mw | pf_p_a_to_mw | pf_p_b_to_mw | pf_p_c_to_mw | pf_q_a_from_mvar | pf_q_b_from_mvar | pf_q_c_from_mvar | pf_q_a_to_mvar | pf_q_b_to_mvar | pf_q_c_to_mvar | pf_ikss_a_from_degree | pf_ikss_b_from_degree | pf_ikss_c_from_degree | pf_ikss_a_to_degree | pf_ikss_b_to_degree | pf_ikss_c_to_degree | pf_vm_a_from_pu | pf_vm_b_from_pu | pf_vm_c_from_pu | pf_vm_a_to_pu | pf_vm_b_to_pu | pf_vm_c_to_pu | pf_va_a_from_degree | pf_va_b_from_degree | pf_va_c_from_degree | pf_va_a_to_degree | pf_va_b_to_degree | pf_va_c_to_degree
Line0_1_2 | 1.1235e-06 | 4.6496 | 4.7242 | 0 | 4.6496 | 4.7242 | 2.5945e-07 | 1.0738 | 1.091 | 0 | 1.0738 | 1.091 | 1.6311e-08 | 0.21228 | 0.22695 | -1.694e-08 | 1.8948e-13 | 3.2994e-14 | -4.0228e-07 | 0.43561 | 0.44284 | 3.3456e-07 | 9.1226e-15 | 2.2261e-14 | 87.8694 | -166.2917 | 17.1691 | 0 | 13.7083 | -162.8309 | 1.5518 | 0.45129 | 0.4561 | 1.5475 | 0 | 0 | 0.19125 | -102.2724 | 80.0351 | 0.26812 | 0 | 0
Line10_11_12 | 1.1147e-06 | 1.1585e-06 | 1.0708e-06 | 0 | 0 | 0 | 2.5742e-07 | 2.6756e-07 | 2.4728e-07 | 0 | 0 | 0 | 1.4972e-08 | -1.1863e-07 | 1.1184e-07 | -1.5332e-08 | 9.9768e-08 | -9.262e-08 | -3.9918e-07 | 2.2486e-08 | -1.4539e-08 | 3.3267e-07 | -1.8209e-08 | 1.0988e-08 | 88.0433 | 88.4601 | 87.4419 | 0 | 0 | 0 | 1.5518 | 0.45129 | 0.4561 | 1.5518 | 0.45129 | 0.4561 | 0.19125 | -102.2724 | 80.0351 | 0.19125 | -102.2724 | 80.0351
Line11_12_13 | 0 | 0 | 0 | 0 | 0 | 0 | 0 | 0 | 0 | 0 | 0 | 0 | 1.2477e-08 | -9.886e-08 | 9.3203e-08 | -1.2836e-08 | 7.9996e-08 | -7.3979e-08 | -3.3265e-07 | 1.8738e-08 | -1.2116e-08 | 2.6614e-07 | -1.4461e-08 | 8.5651e-09 | 0 | 0 | 0 | 0 | 0 | 0 | 1.5518 | 0.45129 | 0.4561 | 1.5518 | 0.45129 | 0.4561 | 0.19125 | -102.2724 | 80.0351 | 0.19125 | -102.2724 | 80.0351
Line12_13_15 | 0 | 0 | 0 | 0 | 0 | 0 | 0 | 0 | 0 | 0 | 0 | 0 | 7.4859e-09 | -5.9316e-08 | 5.5922e-08 | -7.8458e-09 | 4.0452e-08 | -3.6698e-08 | -1.9959e-07 | 1.1243e-08 | -7.2697e-09 | 1.3308e-07 | -6.9661e-09 | 3.7186e-09 | 0 | 0 | 0 | 0 | 0 | 0 | 1.5518 | 0.45129 | 0.4561 | 1.5518 | 0.45129 | 0.4561 | 0.19125 | -102.2724 | 80.0351 | 0.19125 | -102.2724 | 80.0351
Line13_13_14 | 0 | 0 | 0 | 0 | 0 | 0 | 0 | 0 | 0 | 0 | 0 | 0 | 2.4953e-09 | -1.9772e-08 | 1.8641e-08 | -2.8552e-09 | 9.082e-10 | 5.8309e-10 | -6.653e-08 | 3.7476e-09 | -2.4232e-09 | 1.9943e-11 | 5.2904e-10 | -1.1279e-09 | 0 | 0 | 0 | 0 | 0 | 0 | 1.5518 | 0.45129 | 0.4561 | 1.5518 | 0.45129 | 0.4561 | 0.19125 | -102.2724 | 80.0351 | 0.19125 | -102.2724 | 80.0351
Line14_15_16 | 0 | 0 | 0 | 0 | 0 | 0 | 0 | 0 | 0 | 0 | 0 | 0 | 4.9906e-09 | -3.9544e-08 | 3.7281e-08 | -5.3505e-09 | 2.068e-08 | -1.8057e-08 | -1.3306e-07 | 7.4952e-09 | -4.8465e-09 | 6.655e-08 | -3.2185e-09 | 1.2953e-09 | 0 | 0 | 0 | 0 | 0 | 0 | 1.5518 | 0.45129 | 0.4561 | 1.5518 | 0.45129 | 0.4561 | 0.19125 | -102.2724 | 80.0351 | 0.19125 | -102.2724 | 80.0351
Line15_16_17 | 0 | 0 | 0 | 0 | 0 | 0 | 0 | 0 | 0 | 0 | 0 | 0 | 2.4953e-09 | -1.9772e-08 | 1.8641e-08 | -2.8552e-09 | 9.082e-10 | 5.8309e-10 | -6.653e-08 | 3.7476e-09 | -2.4233e-09 | 1.9943e-11 | 5.2904e-10 | -1.1279e-09 | 0 | 0 | 0 | 0 | 0 | 0 | 1.5518 | 0.45129 | 0.4561 | 1.5518 | 0.45129 | 0.4561 | 0.19125 | -102.2724 | 80.0351 | 0.19125 | -102.2724 | 80.0351
Line16_4_18 | 0 | 0 | 0 | 0 | 0 | 0 | 0 | 0 | 0 | 0 | 0 | 0 | 2.4953e-09 | -1.9772e-08 | 1.8641e-08 | -2.8552e-09 | 9.082e-10 | 5.8309e-10 | -6.653e-08 | 3.7476e-09 | -2.4232e-09 | 1.9943e-11 | 5.2904e-10 | -1.1279e-09 | 0 | 0 | 0 | 0 | 0 | 0 | 1.5518 | 0.45129 | 0.4561 | 1.5518 | 0.45129 | 0.4561 | 0.19125 | -102.2724 | 80.0351 | 0.19125 | -102.2724 | 80.0351
Line17_5_19 | 0 | 0 | 0 | 0 | 0 | 0 | 0 | 0 | 0 | 0 | 0 | 0 | 2.4953e-09 | -1.9772e-08 | 1.8641e-08 | -2.8552e-09 | 9.082e-10 | 5.8309e-10 | -6.653e-08 | 3.7476e-09 | -2.4232e-09 | 1.9943e-11 | 5.2904e-10 | -1.1279e-09 | 0 | 0 | 0 | 0 | 0 | 0 | 1.5518 | 0.45129 | 0.4561 | 1.5518 | 0.45129 | 0.4561 | 0.19125 | -102.2724 | 80.0351 | 0.19125 | -102.2724 | 80.0351
Line1_1_3 | 1.4862e-06 | 1.5447e-06 | 1.4277e-06 | 1.3008e-06 | 1.3593e-06 | 1.2424e-06 | 3.4323e-07 | 3.5674e-07 | 3.2971e-07 | 3.0041e-07 | 3.1391e-07 | 2.8691e-07 | 1.9962e-08 | -1.5818e-07 | 1.4912e-07 | -2.0322e-08 | 1.3931e-07 | -1.299e-07 | -5.3224e-07 | 2.9981e-08 | -1.9386e-08 | 4.6573e-07 | -2.5704e-08 | 1.5835e-08 | 88.0433 | 88.4601 | 87.4419 | -92.3073 | -91.8185 | -93.0149 | 1.5518 | 0.45129 | 0.4561 | 1.5518 | 0.45129 | 0.4561 | 0.19125 | -102.2724 | 80.0351 | 0.19125 | -102.2724 | 80.0351
Line2_1_4 | 0 | 0 | 0 | 0 | 0 | 0 | 0 | 0 | 0 | 0 | 0 | 0 | 4.9906e-09 | -3.9544e-08 | 3.7281e-08 | -5.3505e-09 | 2.068e-08 | -1.8057e-08 | -1.3306e-07 | 7.4952e-09 | -4.8465e-09 | 6.655e-08 | -3.2186e-09 | 1.2953e-09 | 0 | 0 | 0 | 0 | 0 | 0 | 1.5518 | 0.45129 | 0.4561 | 1.5518 | 0.45129 | 0.4561 | 0.19125 | -102.2724 | 80.0351 | 0.19125 | -102.2724 | 80.0351
Line3_1_5 | 0 | 0 | 0 | 0 | 0 | 0 | 0 | 0 | 0 | 0 | 0 | 0 | 4.9906e-09 | -3.9544e-08 | 3.7281e-08 | -5.3505e-09 | 2.068e-08 | -1.8057e-08 | -1.3306e-07 | 7.4952e-09 | -4.8465e-09 | 6.655e-08 | -3.2186e-09 | 1.2953e-09 | 0 | 0 | 0 | 0 | 0 | 0 | 1.5518 | 0.45129 | 0.4561 | 1.5518 | 0.45129 | 0.4561 | 0.19125 | -102.2724 | 80.0351 | 0.19125 | -102.2724 | 80.0351
Line4_2_6 | 0 | 1.0085e-06 | 0 | 0 | 0 | 0 | 0 | 2.3291e-07 | 0 | 0 | 0 | 0 | 1.4117e-08 | 1.3113e-20 | -5.8644e-21 | -1.4117e-08 | 3.9936e-15 | 2.3599e-15 | -3.3453e-07 | -3.9001e-20 | 4.3157e-21 | 2.6765e-07 | 8.1393e-15 | 4.7351e-15 | 0 | 87.8805 | 0 | 0 | 0 | 0 | 1.5475 | 0 | 0 | 1.5475 | 0 | 0 | 0.26812 | 0 | 0 | 0.26812 | 0 | 0
Line5_6_7 | 0 | 0 | 0 | 0 | 0 | 0 | 0 | 0 | 0 | 0 | 0 | 0 | 1.1293e-08 | -3.9974e-15 | -2.4724e-15 | -1.1293e-08 | 5.338e-15 | 3.0944e-15 | -2.6762e-07 | -7.9554e-15 | -4.8008e-15 | 2.0075e-07 | 1.0952e-14 | 6.2656e-15 | 0 | 0 | 0 | 0 | 0 | 0 | 1.5475 | 0 | 0 | 1.5475 | 0 | 0 | 0.26812 | 0 | 0 | 0.26812 | 0 | 0
Line6_7_8 | 0 | 0 | 0 | 0 | 0 | 0 | 0 | 0 | 0 | 0 | 0 | 0 | 8.47e-09 | -5.3447e-15 | -3.2939e-15 | -8.47e-09 | 4.6847e-15 | 2.618e-15 | -2.0072e-07 | -1.0624e-14 | -6.3818e-15 | 1.3384e-07 | 9.7464e-15 | 5.4107e-15 | 0 | 0 | 0 | 0 | 0 | 0 | 1.5475 | 0 | 0 | 1.5475 | 0 | 0 | 0.26812 | 0 | 0 | 0.26812 | 0 | 0
Line7_8_9 | 0 | 0 | 0 | 0 | 0 | 0 | 0 | 0 | 0 | 0 | 0 | 0 | 2.8233e-09 | -2.3466e-15 | -1.4396e-15 | -2.8233e-09 | -8.4536e-18 | -2.7204e-16 | -6.6906e-08 | -4.6577e-15 | -2.7812e-15 | 2.7881e-11 | 4.5384e-16 | -1.5714e-16 | 0 | 0 | 0 | 0 | 0 | 0 | 1.5475 | 0 | 0 | 1.5475 | 0 | 0 | 0.26812 | 0 | 0 | 0.26812 | 0 | 0
Line8_8_10 | 0 | 0 | 0 | 0 | 0 | 0 | 0 | 0 | 0 | 0 | 0 | 0 | 2.8233e-09 | -2.3466e-15 | -1.4396e-15 | -2.8233e-09 | -8.4536e-18 | -2.7204e-16 | -6.6906e-08 | -4.6577e-15 | -2.7812e-15 | 2.7881e-11 | 4.5384e-16 | -1.5714e-16 | 0 | 0 | 0 | 0 | 0 | 0 | 1.5475 | 0 | 0 | 1.5475 | 0 | 0 | 0.26812 | 0 | 0 | 0.26812 | 0 | 0
Line9_3_11 | 1.3004e-06 | 1.3516e-06 | 1.2492e-06 | 1.115e-06 | 1.1662e-06 | 1.0639e-06 | 3.0032e-07 | 3.1215e-07 | 2.8849e-07 | 2.5751e-07 | 2.6932e-07 | 2.457e-07 | 1.7467e-08 | -1.384e-07 | 1.3048e-07 | -1.7827e-08 | 1.1954e-07 | -1.1126e-07 | -4.6571e-07 | 2.6233e-08 | -1.6963e-08 | 3.992e-07 | -2.1957e-08 | 1.3412e-08 | 88.0433 | 88.4601 | 87.4419 | -92.3657 | -91.8646 | -93.0915 | 1.5518 | 0.45129 | 0.4561 | 1.5518 | 0.45129 | 0.4561 | 0.19125 | -102.2724 | 80.0351 | 0.19125 | -102.2724 | 80.0351

## LLG_max_10
name | pf_ikss_a_from_ka | pf_ikss_b_from_ka | pf_ikss_c_from_ka | pf_ikss_a_to_ka | pf_ikss_b_to_ka | pf_ikss_c_to_ka | pf_skss_a_from_mw | pf_skss_b_from_mw | pf_skss_c_from_mw | pf_skss_a_to_mw | pf_skss_b_to_mw | pf_skss_c_to_mw | pf_p_a_from_mw | pf_p_b_from_mw | pf_p_c_from_mw | pf_p_a_to_mw | pf_p_b_to_mw | pf_p_c_to_mw | pf_q_a_from_mvar | pf_q_b_from_mvar | pf_q_c_from_mvar | pf_q_a_to_mvar | pf_q_b_to_mvar | pf_q_c_to_mvar | pf_ikss_a_from_degree | pf_ikss_b_from_degree | pf_ikss_c_from_degree | pf_ikss_a_to_degree | pf_ikss_b_to_degree | pf_ikss_c_to_degree | pf_vm_a_from_pu | pf_vm_b_from_pu | pf_vm_c_from_pu | pf_vm_a_to_pu | pf_vm_b_to_pu | pf_vm_c_to_pu | pf_va_a_from_degree | pf_va_b_from_degree | pf_va_c_from_degree | pf_va_a_to_degree | pf_va_b_to_degree | pf_va_c_to_degree
Line0_1_2 | 1.1764e-06 | 4.7561 | 4.8328 | 0 | 4.7561 | 4.8328 | 2.7169e-07 | 1.0984 | 1.1161 | 0 | 1.0984 | 1.1161 | 1.787e-08 | 0.22201 | 0.23761 | -1.8558e-08 | 2.2501e-13 | 7.452e-14 | -4.4113e-07 | 0.45586 | 0.46338 | 3.6686e-07 | -5.8416e-14 | 1.4976e-14 | 87.8731 | -166.5888 | 16.9567 | 0 | 13.4112 | -163.0433 | 1.625 | 0.46163 | 0.46658 | 1.6205 | 0 | 0 | 0.19286 | -102.5552 | 79.8088 | 0.26967 | 0 | 0
Line10_11_12 | 1.1672e-06 | 1.2143e-06 | 1.1201e-06 | 0 | 1.0201e-06 | 0 | 2.6956e-07 | 2.8043e-07 | 2.5869e-07 | 0 | 2.3558e-07 | 0 | 1.6402e-08 | -1.2707e-07 | 1.1963e-07 | -1.6796e-08 | 1.0688e-07 | -9.9051e-08 | -4.3772e-07 | 2.4738e-08 | -1.6029e-08 | 3.6479e-07 | -2.0057e-08 | 1.2143e-08 | 88.0469 | 88.4613 | 87.4401 | 0 | -91.9275 | 0 | 1.625 | 0.46163 | 0.46658 | 1.625 | 0.46163 | 0.46658 | 0.19286 | -102.5552 | 79.8088 | 0.19286 | -102.5552 | 79.8088
Line11_12_13 | 0 | 1.0119e-06 | 0 | 0 | 0 | 0 | 0 | 2.3369e-07 | 0 | 0 | 0 | 0 | 1.3668e-08 | -1.0589e-07 | 9.9691e-08 | -1.4063e-08 | 8.5707e-08 | -7.9113e-08 | -3.6477e-07 | 2.0615e-08 | -1.3357e-08 | 2.9184e-07 | -1.5934e-08 | 9.4712e-09 | 0 | 88.4613 | 0 | 0 | 0 | 0 | 1.625 | 0.46163 | 0.46658 | 1.625 | 0.46163 | 0.46658 | 0.19286 | -102.5552 | 79.8088 | 0.19285 | -102.5552 | 79.8088
Line12_13_15 | 0 | 0 | 0 | 0 | 0 | 0 | 0 | 0 | 0 | 0 | 0 | 0 | 8.201e-09 | -6.3534e-08 | 5.9814e-08 | -8.5953e-09 | 4.3351e-08 | -3.9237e-08 | -2.1886e-07 | 1.2369e-08 | -8.0143e-09 | 1.4593e-07 | -7.6877e-09 | 4.1284e-09 | 0 | 0 | 0 | 0 | 0 | 0 | 1.625 | 0.46163 | 0.46658 | 1.625 | 0.46163 | 0.46658 | 0.19285 | -102.5552 | 79.8088 | 0.19285 | -102.5552 | 79.8088
Line13_13_14 | 0 | 0 | 0 | 0 | 0 | 0 | 0 | 0 | 0 | 0 | 0 | 0 | 2.7337e-09 | -2.1178e-08 | 1.9938e-08 | -3.128e-09 | 9.9489e-10 | 6.3933e-10 | -7.2954e-08 | 4.1229e-09 | -2.6714e-09 | 2.2061e-11 | 5.5817e-10 | -1.2144e-09 | 0 | 0 | 0 | 0 | 0 | 0 | 1.625 | 0.46163 | 0.46658 | 1.625 | 0.46163 | 0.46658 | 0.19285 | -102.5552 | 79.8088 | 0.19285 | -102.5552 | 79.8088
Line14_15_16 | 0 | 0 | 0 | 0 | 0 | 0 | 0 | 0 | 0 | 0 | 0 | 0 | 5.4673e-09 | -4.2356e-08 | 3.9876e-08 | -5.8616e-09 | 2.2173e-08 | -1.9299e-08 | -1.4591e-07 | 8.2459e-09 | -5.3428e-09 | 7.2976e-08 | -3.5648e-09 | 1.457e-09 | 0 | 0 | 0 | 0 | 0 | 0 | 1.625 | 0.46163 | 0.46658 | 1.625 | 0.46163 | 0.46658 | 0.19285 | -102.5552 | 79.8088 | 0.19285 | -102.5552 | 79.8088
Line15_16_17 | 0 | 0 | 0 | 0 | 0 | 0 | 0 | 0 | 0 | 0 | 0 | 0 | 2.7337e-09 | -2.1178e-08 | 1.9938e-08 | -3.128e-09 | 9.9489e-10 | 6.3933e-10 | -7.2954e-08 | 4.1229e-09 | -2.6714e-09 | 2.206e-11 | 5.5817e-10 | -1.2144e-09 | 0 | 0 | 0 | 0 | 0 | 0 | 1.625 | 0.46163 | 0.46658 | 1.625 | 0.46163 | 0.46658 | 0.19285 | -102.5552 | 79.8088 | 0.19285 | -102.5552 | 79.8088
Line16_4_18 | 0 | 0 | 0 | 0 | 0 | 0 | 0 | 0 | 0 | 0 | 0 | 0 | 2.7337e-09 | -2.1178e-08 | 1.9938e-08 | -3.128e-09 | 9.9489e-10 | 6.3933e-10 | -7.2954e-08 | 4.1229e-09 | -2.6714e-09 | 2.2061e-11 | 5.5817e-10 | -1.2144e-09 | 0 | 0 | 0 | 0 | 0 | 0 | 1.625 | 0.46163 | 0.46658 | 1.625 | 0.46163 | 0.46658 | 0.19286 | -102.5552 | 79.8088 | 0.19286 | -102.5552 | 79.8088
Line17_5_19 | 0 | 0 | 0 | 0 | 0 | 0 | 0 | 0 | 0 | 0 | 0 | 0 | 2.7337e-09 | -2.1178e-08 | 1.9938e-08 | -3.128e-09 | 9.9489e-10 | 6.3933e-10 | -7.2954e-08 | 4.1229e-09 | -2.6714e-09 | 2.2061e-11 | 5.5817e-10 | -1.2144e-09 | 0 | 0 | 0 | 0 | 0 | 0 | 1.625 | 0.46163 | 0.46658 | 1.625 | 0.46163 | 0.46658 | 0.19286 | -102.5552 | 79.8088 | 0.19286 | -102.5552 | 79.8088
Line1_1_3 | 1.5563e-06 | 1.6191e-06 | 1.4935e-06 | 1.3622e-06 | 1.4249e-06 | 1.2995e-06 | 3.5941e-07 | 3.7391e-07 | 3.4492e-07 | 3.1458e-07 | 3.2906e-07 | 3.0011e-07 | 2.1869e-08 | -1.6942e-07 | 1.595e-07 | -2.2264e-08 | 1.4924e-07 | -1.3893e-07 | -5.8363e-07 | 3.2984e-08 | -2.1371e-08 | 5.107e-07 | -2.8302e-08 | 1.7485e-08 | 88.0469 | 88.4613 | 87.4401 | -92.3033 | -91.817 | -93.0177 | 1.625 | 0.46163 | 0.46658 | 1.625 | 0.46163 | 0.46658 | 0.19286 | -102.5552 | 79.8088 | 0.19286 | -102.5552 | 79.8088
Line2_1_4 | 0 | 0 | 0 | 0 | 0 | 0 | 0 | 0 | 0 | 0 | 0 | 0 | 5.4673e-09 | -4.2356e-08 | 3.9876e-08 | -5.8616e-09 | 2.2173e-08 | -1.9299e-08 | -1.4591e-07 | 8.2459e-09 | -5.3428e-09 | 7.2976e-08 | -3.5648e-09 | 1.457e-09 | 0 | 0 | 0 | 0 | 0 | 0 | 1.625 | 0.46163 | 0.46658 | 1.625 | 0.46163 | 0.46658 | 0.19286 | -102.5552 | 79.8088 | 0.19286 | -102.5552 | 79.8088
Line3_1_5 | 0 | 0 | 0 | 0 | 0 | 0 | 0 | 0 | 0 | 0 | 0 | 0 | 5.4673e-09 | -4.2356e-08 | 3.9876e-08 | -5.8616e-09 | 2.2173e-08 | -1.9299e-08 | -1.4591e-07 | 8.2459e-09 | -5.3428e-09 | 7.2976e-08 | -3.5648e-09 | 1.457e-09 | 0 | 0 | 0 | 0 | 0 | 0 | 1.625 | 0.46163 | 0.46658 | 1.625 | 0.46163 | 0.46658 | 0.19286 | -102.5552 | 79.8088 | 0.19286 | -102.5552 | 79.8088
Line4_2_6 | 0 | 1.0561e-06 | 0 | 0 | 0 | 0 | 0 | 2.439e-07 | 0 | 0 | 0 | 0 | 1.5465e-08 | 8.801e-22 | -7.2865e-21 | -1.5465e-08 | 4.3798e-15 | 2.5875e-15 | -3.6683e-07 | -5.1614e-20 | 1.2227e-20 | 2.935e-07 | 8.926e-15 | 5.1915e-15 | 0 | 87.8809 | 0 | 0 | 0 | 0 | 1.6205 | 0 | 0 | 1.6205 | 0 | 0 | 0.26967 | 0 | 0 | 0.26967 | 0 | 0
Line5_6_7 | 0 | 0 | 0 | 0 | 0 | 0 | 0 | 0 | 0 | 0 | 0 | 0 | 1.2372e-08 | -4.384e-15 | -2.7109e-15 | -1.2372e-08 | 5.8542e-15 | 3.3928e-15 | -2.9347e-07 | -8.7242e-15 | -5.2636e-15 | 2.2013e-07 | 1.201e-14 | 6.8695e-15 | 0 | 0 | 0 | 0 | 0 | 0 | 1.6205 | 0 | 0 | 1.6205 | 0 | 0 | 0.26967 | 0 | 0 | 0.26966 | 0 | 0
Line6_7_8 | 0 | 0 | 0 | 0 | 0 | 0 | 0 | 0 | 0 | 0 | 0 | 0 | 9.2792e-09 | -5.8615e-15 | -3.6116e-15 | -9.2792e-09 | 5.1377e-15 | 2.8705e-15 | -2.201e-07 | -1.1651e-14 | -6.997e-15 | 1.4676e-07 | 1.0689e-14 | 5.9322e-15 | 0 | 0 | 0 | 0 | 0 | 0 | 1.6205 | 0 | 0 | 1.6205 | 0 | 0 | 0.26966 | 0 | 0 | 0.26966 | 0 | 0
Line7_8_9 | 0 | 0 | 0 | 0 | 0 | 0 | 0 | 0 | 0 | 0 | 0 | 0 | 3.0931e-09 | -2.5735e-15 | -1.5785e-15 | -3.0931e-09 | -9.2679e-18 | -2.9841e-16 | -7.3366e-08 | -5.1079e-15 | -3.0493e-15 | 3.0763e-11 | 4.9791e-16 | -1.7236e-16 | 0 | 0 | 0 | 0 | 0 | 0 | 1.6205 | 0 | 0 | 1.6205 | 0 | 0 | 0.26966 | 0 | 0 | 0.26966 | 0 | 0
Line8_8_10 | 0 | 0 | 0 | 0 | 0 | 0 | 0 | 0 | 0 | 0 | 0 | 0 | 3.0931e-09 | -2.5735e-15 | -1.5785e-15 | -3.0931e-09 | -9.2679e-18 | -2.9841e-16 | -7.3366e-08 | -5.1079e-15 | -3.0493e-15 | 3.0763e-11 | 4.9791e-16 | -1.7236e-16 | 0 | 0 | 0 | 0 | 0 | 0 | 1.6205 | 0 | 0 | 1.6205 | 0 | 0 | 0.26966 | 0 | 0 | 0.26966 | 0 | 0
Line9_3_11 | 1.3618e-06 | 1.4167e-06 | 1.3068e-06 | 1.1676e-06 | 1.2225e-06 | 1.1128e-06 | 3.1449e-07 | 3.2717e-07 | 3.018e-07 | 2.6965e-07 | 2.8232e-07 | 2.5699e-07 | 1.9136e-08 | -1.4825e-07 | 1.3957e-07 | -1.953e-08 | 1.2806e-07 | -1.1899e-07 | -5.1068e-07 | 2.8861e-08 | -1.87e-08 | 4.3775e-07 | -2.4179e-08 | 1.4814e-08 | 88.0469 | 88.4613 | 87.4401 | -92.3617 | -91.8631 | -93.0945 | 1.625 | 0.46163 | 0.46658 | 1.625 | 0.46163 | 0.46658 | 0.19286 | -102.5552 | 79.8088 | 0.19286 | -102.5552 | 79.8088

## LLG_max_fault_6
name | pf_ikss_a_from_ka | pf_ikss_b_from_ka | pf_ikss_c_from_ka | pf_ikss_a_to_ka | pf_ikss_b_to_ka | pf_ikss_c_to_ka | pf_skss_a_from_mw | pf_skss_b_from_mw | pf_skss_c_from_mw | pf_skss_a_to_mw | pf_skss_b_to_mw | pf_skss_c_to_mw | pf_p_a_from_mw | pf_p_b_from_mw | pf_p_c_from_mw | pf_p_a_to_mw | pf_p_b_to_mw | pf_p_c_to_mw | pf_q_a_from_mvar | pf_q_b_from_mvar | pf_q_c_from_mvar | pf_q_a_to_mvar | pf_q_b_to_mvar | pf_q_c_to_mvar | pf_ikss_a_from_degree | pf_ikss_b_from_degree | pf_ikss_c_from_degree | pf_ikss_a_to_degree | pf_ikss_b_to_degree | pf_ikss_c_to_degree | pf_vm_a_from_pu | pf_vm_b_from_pu | pf_vm_c_from_pu | pf_vm_a_to_pu | pf_vm_b_to_pu | pf_vm_c_to_pu | pf_va_a_from_degree | pf_va_b_from_degree | pf_va_c_from_degree | pf_va_a_to_degree | pf_va_b_to_degree | pf_va_c_to_degree
Line0_1_2 | 0 | 0.032464 | 0.034475 | 0 | 0.032464 | 0.034475 | 0 | 0.0074973 | 0.0079616 | 0 | 0.0074973 | 0.0079616 | -1.7953e-08 | 0.0052763 | 0.0059565 | 1.4793e-08 | -0.0052696 | -0.0059425 | -2.4692e-08 | 0.0052908 | 0.0059628 | 2.072e-08 | -0.0052696 | -0.0059424 | 0 | -164.1688 | 71.9772 | 0 | 15.8313 | -108.0228 | 1.0916 | 0.99664 | 1.0586 | 1.0911 | 0.99401 | 1.0556 | 1.8474 | -119.0901 | 117.0073 | 1.8417 | -119.1686 | 116.977
Line10_11_12 | 0 | 0 | 0 | 0 | 0 | 0 | 0 | 0 | 0 | 0 | 0 | 0 | -1.7886e-08 | -1.0802e-08 | 2.8768e-08 | 1.4737e-08 | 9.1959e-09 | -2.4013e-08 | -2.4444e-08 | 2.5526e-08 | -5.5694e-09 | 2.0506e-08 | -2.1211e-08 | 4.4284e-09 | 0 | 0 | 0 | 0 | 0 | 0 | 1.0916 | 0.99664 | 1.0586 | 1.0916 | 0.99664 | 1.0586 | 1.8474 | -119.0901 | 117.0073 | 1.8474 | -119.0901 | 117.0073
Line11_12_13 | 0 | 0 | 0 | 0 | 0 | 0 | 0 | 0 | 0 | 0 | 0 | 0 | -1.4905e-08 | -9.0014e-09 | 2.3974e-08 | 1.1755e-08 | 7.3956e-09 | -1.9218e-08 | -2.037e-08 | 2.1272e-08 | -4.6412e-09 | 1.6432e-08 | -1.6957e-08 | 3.5001e-09 | 0 | 0 | 0 | 0 | 0 | 0 | 1.0916 | 0.99664 | 1.0586 | 1.0916 | 0.99664 | 1.0586 | 1.8474 | -119.0901 | 117.0073 | 1.8474 | -119.0901 | 117.0073
Line12_13_15 | 0 | 0 | 0 | 0 | 0 | 0 | 0 | 0 | 0 | 0 | 0 | 0 | -8.9432e-09 | -5.4008e-09 | 1.4384e-08 | 5.7933e-09 | 3.7951e-09 | -9.6284e-09 | -1.2222e-08 | 1.2763e-08 | -2.7847e-09 | 8.2836e-09 | -8.4478e-09 | 1.6437e-09 | 0 | 0 | 0 | 0 | 0 | 0 | 1.0916 | 0.99664 | 1.0586 | 1.0916 | 0.99664 | 1.0586 | 1.8474 | -119.0901 | 117.0073 | 1.8474 | -119.0901 | 117.0073
Line13_13_14 | 0 | 0 | 0 | 0 | 0 | 0 | 0 | 0 | 0 | 0 | 0 | 0 | -2.9811e-09 | -1.8003e-09 | 4.7947e-09 | -1.6887e-10 | 1.945e-10 | -3.8995e-11 | -4.0741e-09 | 4.2544e-09 | -9.2823e-10 | 1.3549e-10 | 6.0931e-11 | -2.1279e-10 | 0 | 0 | 0 | 0 | 0 | 0 | 1.0916 | 0.99664 | 1.0586 | 1.0916 | 0.99664 | 1.0586 | 1.8474 | -119.0901 | 117.0073 | 1.8474 | -119.0901 | 117.0073
Line14_15_16 | 0 | 0 | 0 | 0 | 0 | 0 | 0 | 0 | 0 | 0 | 0 | 0 | -5.9621e-09 | -3.6006e-09 | 9.5894e-09 | 2.8122e-09 | 1.9948e-09 | -4.8337e-09 | -8.1481e-09 | 8.5087e-09 | -1.8565e-09 | 4.2096e-09 | -4.1934e-09 | 7.1545e-10 | 0 | 0 | 0 | 0 | 0 | 0 | 1.0916 | 0.99664 | 1.0586 | 1.0916 | 0.99664 | 1.0586 | 1.8474 | -119.0901 | 117.0073 | 1.8474 | -119.0901 | 117.0073
Line15_16_17 | 0 | 0 | 0 | 0 | 0 | 0 | 0 | 0 | 0 | 0 | 0 | 0 | -2.9811e-09 | -1.8003e-09 | 4.7947e-09 | -1.6887e-10 | 1.945e-10 | -3.8995e-11 | -4.0741e-09 | 4.2544e-09 | -9.2823e-10 | 1.3549e-10 | 6.0931e-11 | -2.1279e-10 | 0 | 0 | 0 | 0 | 0 | 0 | 1.0916 | 0.99664 | 1.0586 | 1.0916 | 0.99664 | 1.0586 | 1.8474 | -119.0901 | 117.0073 | 1.8474 | -119.0901 | 117.0073
Line16_4_18 | 0 | 0 | 0 | 0 | 0 | 0 | 0 | 0 | 0 | 0 | 0 | 0 | -2.9811e-09 | -1.8003e-09 | 4.7947e-09 | -1.6886e-10 | 1.945e-10 | -3.8995e-11 | -4.0741e-09 | 4.2544e-09 | -9.2823e-10 | 1.3549e-10 | 6.0931e-11 | -2.1279e-10 | 0 | 0 | 0 | 0 | 0 | 0 | 1.0916 | 0.99664 | 1.0586 | 1.0916 | 0.99664 | 1.0586 | 1.8474 | -119.0901 | 117.0073 | 1.8474 | -119.0901 | 117.0073
Line17_5_19 | 0 | 0 | 0 | 0 | 0 | 0 | 0 | 0 | 0 | 0 | 0 | 0 | -2.9811e-09 | -1.8003e-09 | 4.7947e-09 | -1.6886e-10 | 1.945e-10 | -3.8995e-11 | -4.0741e-09 | 4.2544e-09 | -9.2823e-10 | 1.3549e-10 | 6.0931e-11 | -2.1279e-10 | 0 | 0 | 0 | 0 | 0 | 0 | 1.0916 | 0.99664 | 1.0586 | 1.0916 | 0.99664 | 1.0586 | 1.8474 | -119.0901 | 117.0073 | 1.8474 | -119.0901 | 117.0073
Line1_1_3 | 0 | 0 | 0 | 0 | 0 | 0 | 0 | 0 | 0 | 0 | 0 | 0 | -2.3849e-08 | -1.4402e-08 | 3.8358e-08 | 2.0699e-08 | 1.2796e-08 | -3.3602e-08 | -3.2593e-08 | 3.4035e-08 | -7.4259e-09 | 2.8654e-08 | -2.972e-08 | 6.2848e-09 | 0 | 0 | 0 | 0 | 0 | 0 | 1.0916 | 0.99664 | 1.0586 | 1.0916 | 0.99664 | 1.0586 | 1.8474 | -119.0901 | 117.0073 | 1.8474 | -119.0901 | 117.0073
Line2_1_4 | 0 | 0 | 0 | 0 | 0 | 0 | 0 | 0 | 0 | 0 | 0 | 0 | -5.9621e-09 | -3.6006e-09 | 9.5894e-09 | 2.8122e-09 | 1.9948e-09 | -4.8337e-09 | -8.1481e-09 | 8.5087e-09 | -1.8565e-09 | 4.2096e-09 | -4.1934e-09 | 7.1545e-10 | 0 | 0 | 0 | 0 | 0 | 0 | 1.0916 | 0.99664 | 1.0586 | 1.0916 | 0.99664 | 1.0586 | 1.8474 | -119.0901 | 117.0073 | 1.8474 | -119.0901 | 117.0073
Line3_1_5 | 0 | 0 | 0 | 0 | 0 | 0 | 0 | 0 | 0 | 0 | 0 | 0 | -5.9621e-09 | -3.6006e-09 | 9.5894e-09 | 2.8122e-09 | 1.9948e-09 | -4.8337e-09 | -8.1481e-09 | 8.5087e-09 | -1.8565e-09 | 4.2096e-09 | -4.1934e-09 | 7.1545e-10 | 0 | 0 | 0 | 0 | 0 | 0 | 1.0916 | 0.99664 | 1.0586 | 1.0916 | 0.99664 | 1.0586 | 1.8474 | -119.0901 | 117.0073 | 1.8474 | -119.0901 | 117.0073
Line4_2_6 | 0 | 0 | 0 | 0 | 0 | 0 | 0 | 0 | 0 | 0 | 0 | 0 | -1.496e-08 | -9.1509e-09 | 2.4062e-08 | 1.1801e-08 | 7.5244e-09 | -1.9277e-08 | -2.0585e-08 | 2.1398e-08 | -4.5795e-09 | 1.6603e-08 | -1.7063e-08 | 3.4493e-09 | 0 | 0 | 0 | 0 | 0 | 0 | 1.0911 | 0.99401 | 1.0556 | 1.0911 | 0.99401 | 1.0556 | 1.8417 | -119.1686 | 116.977 | 1.8417 | -119.1686 | 116.977
Line5_6_7 | 0 | 0 | 0 | 0 | 0 | 0 | 0 | 0 | 0 | 0 | 0 | 0 | -1.1968e-08 | -7.3207e-09 | 1.925e-08 | 8.8092e-09 | 5.6942e-09 | -1.4465e-08 | -1.6468e-08 | 1.7118e-08 | -3.6636e-09 | 1.2486e-08 | -1.2783e-08 | 2.5334e-09 | 0 | 0 | 0 | 0 | 0 | 0 | 1.0911 | 0.99401 | 1.0556 | 1.0911 | 0.99401 | 1.0556 | 1.8417 | -119.1686 | 116.977 | 1.8417 | -119.1686 | 116.977
Line6_7_8 | 0 | 0 | 0 | 0 | 0 | 0 | 0 | 0 | 0 | 0 | 0 | 0 | -8.976e-09 | -5.4905e-09 | 1.4437e-08 | 5.8172e-09 | 3.864e-09 | -9.6521e-09 | -1.2351e-08 | 1.2839e-08 | -2.7477e-09 | 8.3689e-09 | -8.5037e-09 | 1.6175e-09 | 0 | 0 | 0 | 0 | 0 | 0 | 1.0911 | 0.99401 | 1.0556 | 1.0911 | 0.99401 | 1.0556 | 1.8417 | -119.1686 | 116.977 | 1.8417 | -119.1686 | 116.977
Line7_8_9 | 0 | 0 | 0 | 0 | 0 | 0 | 0 | 0 | 0 | 0 | 0 | 0 | -2.992e-09 | -1.8302e-09 | 4.8125e-09 | -1.6678e-10 | 2.0367e-10 | -2.7177e-11 | -4.117e-09 | 4.2796e-09 | -9.1589e-10 | 1.3501e-10 | 5.5531e-11 | -2.1432e-10 | 0 | 0 | 0 | 0 | 0 | 0 | 1.0911 | 0.99401 | 1.0556 | 1.0911 | 0.99401 | 1.0556 | 1.8417 | -119.1686 | 116.977 | 1.8417 | -119.1686 | 116.977
Line8_8_10 | 0 | 0 | 0 | 0 | 0 | 0 | 0 | 0 | 0 | 0 | 0 | 0 | -2.992e-09 | -1.8302e-09 | 4.8125e-09 | -1.6678e-10 | 2.0367e-10 | -2.7177e-11 | -4.117e-09 | 4.2796e-09 | -9.1589e-10 | 1.3501e-10 | 5.5531e-11 | -2.1432e-10 | 0 | 0 | 0 | 0 | 0 | 0 | 1.0911 | 0.99401 | 1.0556 | 1.0911 | 0.99401 | 1.0556 | 1.8417 | -119.1686 | 116.977 | 1.8417 | -119.1686 | 116.977
Line9_3_11 | 0 | 0 | 0 | 0 | 0 | 0 | 0 | 0 | 0 | 0 | 0 | 0 | -2.0868e-08 | -1.2602e-08 | 3.3563e-08 | 1.7718e-08 | 1.0996e-08 | -2.8807e-08 | -2.8518e-08 | 2.9781e-08 | -6.4976e-09 | 2.458e-08 | -2.5465e-08 | 5.3566e-09 | 0 | 0 | 0 | 0 | 0 | 0 | 1.0916 | 0.99664 | 1.0586 | 1.0916 | 0.99664 | 1.0586 | 1.8474 | -119.0901 | 117.0073 | 1.8474 | -119.0901 | 117.0073

## LLG_max_fault_10
name | pf_ikss_a_from_ka | pf_ikss_b_from_ka | pf_ikss_c_from_ka | pf_ikss_a_to_ka | pf_ikss_b_to_ka | pf_ikss_c_to_ka | pf_skss_a_from_mw | pf_skss_b_from_mw | pf_skss_c_from_mw | pf_skss_a_to_mw | pf_skss_b_to_mw | pf_skss_c_to_mw | pf_p_a_from_mw | pf_p_b_from_mw | pf_p_c_from_mw | pf_p_a_to_mw | pf_p_b_to_mw | pf_p_c_to_mw | pf_q_a_from_mvar | pf_q_b_from_mvar | pf_q_c_from_mvar | pf_q_a_to_mvar | pf_q_b_to_mvar | pf_q_c_to_mvar | pf_ikss_a_from_degree | pf_ikss_b_from_degree | pf_ikss_c_from_degree | pf_ikss_a_to_degree | pf_ikss_b_to_degree | pf_ikss_c_to_degree | pf_vm_a_from_pu | pf_vm_b_from_pu | pf_vm_c_from_pu | pf_vm_a_to_pu | pf_vm_b_to_pu | pf_vm_c_to_pu | pf_va_a_from_degree | pf_va_b_from_degree | pf_va_c_from_degree | pf_va_a_to_degree | pf_va_b_to_degree | pf_va_c_to_degree
Line0_1_2 | 0 | 0.034007 | 0.036111 | 0 | 0.034007 | 0.036111 | 0 | 0.0078536 | 0.0083396 | 0 | 0.0078536 | 0.0083396 | -1.9706e-08 | 0.0057898 | 0.0065356 | 1.6238e-08 | -0.0057824 | -0.0065202 | -2.7111e-08 | 0.0058057 | 0.0065425 | 2.275e-08 | -0.0057824 | -0.0065201 | 0 | -164.1747 | 71.973 | 0 | 15.8253 | -108.027 | 1.1436 | 1.044 | 1.1089 | 1.1431 | 1.0413 | 1.1057 | 1.8461 | -119.0961 | 117.0031 | 1.8404 | -119.1745 | 116.9729
Line10_11_12 | 0 | 0 | 0 | 0 | 0 | 0 | 0 | 0 | 0 | 0 | 0 | 0 | -1.9633e-08 | -1.1862e-08 | 3.1577e-08 | 1.6176e-08 | 1.0099e-08 | -2.6357e-08 | -2.6839e-08 | 2.8024e-08 | -6.1085e-09 | 2.2515e-08 | -2.3287e-08 | 4.8565e-09 | 0 | 0 | 0 | 0 | 0 | 0 | 1.1436 | 1.044 | 1.1089 | 1.1436 | 1.044 | 1.1089 | 1.8461 | -119.0961 | 117.0031 | 1.8461 | -119.0961 | 117.0031
Line11_12_13 | 0 | 0 | 0 | 0 | 0 | 0 | 0 | 0 | 0 | 0 | 0 | 0 | -1.6361e-08 | -9.8852e-09 | 2.6315e-08 | 1.2904e-08 | 8.122e-09 | -2.1094e-08 | -2.2366e-08 | 2.3353e-08 | -5.0904e-09 | 1.8041e-08 | -1.8616e-08 | 3.8385e-09 | 0 | 0 | 0 | 0 | 0 | 0 | 1.1436 | 1.044 | 1.1089 | 1.1436 | 1.044 | 1.1089 | 1.8461 | -119.0961 | 117.0031 | 1.8461 | -119.0961 | 117.0031
Line12_13_15 | 0 | 0 | 0 | 0 | 0 | 0 | 0 | 0 | 0 | 0 | 0 | 0 | -9.8167e-09 | -5.9311e-09 | 1.5789e-08 | 6.3592e-09 | 4.1679e-09 | -1.0568e-08 | -1.342e-08 | 1.4012e-08 | -3.0542e-09 | 9.095e-09 | -9.275e-09 | 1.8023e-09 | 0 | 0 | 0 | 0 | 0 | 0 | 1.1436 | 1.044 | 1.1089 | 1.1436 | 1.044 | 1.1089 | 1.8461 | -119.0961 | 117.0031 | 1.8461 | -119.0961 | 117.0031
Line13_13_14 | 0 | 0 | 0 | 0 | 0 | 0 | 0 | 0 | 0 | 0 | 0 | 0 | -3.2722e-09 | -1.977e-09 | 5.2629e-09 | -1.8524e-10 | 2.1381e-10 | -4.2216e-11 | -4.4732e-09 | 4.6707e-09 | -1.0181e-09 | 1.4859e-10 | 6.6428e-11 | -2.3383e-10 | 0 | 0 | 0 | 0 | 0 | 0 | 1.1436 | 1.044 | 1.1089 | 1.1436 | 1.044 | 1.1089 | 1.8461 | -119.0961 | 117.0031 | 1.8461 | -119.0961 | 117.0031
Line14_15_16 | 0 | 0 | 0 | 0 | 0 | 0 | 0 | 0 | 0 | 0 | 0 | 0 | -6.5444e-09 | -3.9541e-09 | 1.0526e-08 | 3.087e-09 | 2.1908e-09 | -5.3051e-09 | -8.9464e-09 | 9.3414e-09 | -2.0362e-09 | 4.6218e-09 | -4.6043e-09 | 7.8425e-10 | 0 | 0 | 0 | 0 | 0 | 0 | 1.1436 | 1.044 | 1.1089 | 1.1436 | 1.044 | 1.1089 | 1.8461 | -119.0961 | 117.0031 | 1.8461 | -119.0961 | 117.0031
Line15_16_17 | 0 | 0 | 0 | 0 | 0 | 0 | 0 | 0 | 0 | 0 | 0 | 0 | -3.2722e-09 | -1.977e-09 | 5.2629e-09 | -1.8524e-10 | 2.1381e-10 | -4.2216e-11 | -4.4732e-09 | 4.6707e-09 | -1.0181e-09 | 1.4859e-10 | 6.6428e-11 | -2.3383e-10 | 0 | 0 | 0 | 0 | 0 | 0 | 1.1436 | 1.044 | 1.1089 | 1.1436 | 1.044 | 1.1089 | 1.8461 | -119.0961 | 117.0031 | 1.8461 | -119.0961 | 117.0031
Line16_4_18 | 0 | 0 | 0 | 0 | 0 | 0 | 0 | 0 | 0 | 0 | 0 | 0 | -3.2722e-09 | -1.977e-09 | 5.2629e-09 | -1.8524e-10 | 2.1381e-10 | -4.2216e-11 | -4.4732e-09 | 4.6707e-09 | -1.0181e-09 | 1.4859e-10 | 6.6428e-11 | -2.3383e-10 | 0 | 0 | 0 | 0 | 0 | 0 | 1.1436 | 1.044 | 1.1089 | 1.1436 | 1.044 | 1.1089 | 1.8461 | -119.0961 | 117.0031 | 1.8461 | -119.0961 | 117.0031
Line17_5_19 | 0 | 0 | 0 | 0 | 0 | 0 | 0 | 0 | 0 | 0 | 0 | 0 | -3.2722e-09 | -1.977e-09 | 5.2629e-09 | -1.8524e-10 | 2.1381e-10 | -4.2216e-11 | -4.4732e-09 | 4.6707e-09 | -1.0181e-09 | 1.4859e-10 | 6.6428e-11 | -2.3383e-10 | 0 | 0 | 0 | 0 | 0 | 0 | 1.1436 | 1.044 | 1.1089 | 1.1436 | 1.044 | 1.1089 | 1.8461 | -119.0961 | 117.0031 | 1.8461 | -119.0961 | 117.0031
Line1_1_3 | 0 | 0 | 0 | 0 | 0 | 0 | 0 | 0 | 0 | 0 | 0 | 0 | -2.6178e-08 | -1.5816e-08 | 4.2103e-08 | 2.272e-08 | 1.4053e-08 | -3.6883e-08 | -3.5786e-08 | 3.7366e-08 | -8.1446e-09 | 3.1461e-08 | -3.2628e-08 | 6.8927e-09 | 0 | 0 | 0 | 0 | 0 | 0 | 1.1436 | 1.044 | 1.1089 | 1.1436 | 1.044 | 1.1089 | 1.8461 | -119.0961 | 117.0031 | 1.8461 | -119.0961 | 117.0031
Line2_1_4 | 0 | 0 | 0 | 0 | 0 | 0 | 0 | 0 | 0 | 0 | 0 | 0 | -6.5444e-09 | -3.9541e-09 | 1.0526e-08 | 3.087e-09 | 2.1908e-09 | -5.3051e-09 | -8.9464e-09 | 9.3414e-09 | -2.0362e-09 | 4.6218e-09 | -4.6043e-09 | 7.8425e-10 | 0 | 0 | 0 | 0 | 0 | 0 | 1.1436 | 1.044 | 1.1089 | 1.1436 | 1.044 | 1.1089 | 1.8461 | -119.0961 | 117.0031 | 1.8461 | -119.0961 | 117.0031
Line3_1_5 | 0 | 0 | 0 | 0 | 0 | 0 | 0 | 0 | 0 | 0 | 0 | 0 | -6.5444e-09 | -3.9541e-09 | 1.0526e-08 | 3.087e-09 | 2.1908e-09 | -5.3051e-09 | -8.9464e-09 | 9.3414e-09 | -2.0362e-09 | 4.6218e-09 | -4.6043e-09 | 7.8425e-10 | 0 | 0 | 0 | 0 | 0 | 0 | 1.1436 | 1.044 | 1.1089 | 1.1436 | 1.044 | 1.1089 | 1.8461 | -119.0961 | 117.0031 | 1.8461 | -119.0961 | 117.0031
Line4_2_6 | 0 | 0 | 0 | 0 | 0 | 0 | 0 | 0 | 0 | 0 | 0 | 0 | -1.6421e-08 | -1.0049e-08 | 2.6412e-08 | 1.2954e-08 | 8.2632e-09 | -2.1159e-08 | -2.2601e-08 | 2.3492e-08 | -5.0227e-09 | 1.8229e-08 | -1.8733e-08 | 3.7827e-09 | 0 | 0 | 0 | 0 | 0 | 0 | 1.1431 | 1.0413 | 1.1057 | 1.1431 | 1.0413 | 1.1057 | 1.8404 | -119.1745 | 116.9729 | 1.8404 | -119.1745 | 116.9729
Line5_6_7 | 0 | 0 | 0 | 0 | 0 | 0 | 0 | 0 | 0 | 0 | 0 | 0 | -1.3137e-08 | -8.0393e-09 | 2.113e-08 | 9.6697e-09 | 6.2534e-09 | -1.5876e-08 | -1.8081e-08 | 1.8794e-08 | -4.0182e-09 | 1.3709e-08 | -1.4035e-08 | 2.7781e-09 | 0 | 0 | 0 | 0 | 0 | 0 | 1.1431 | 1.0413 | 1.1057 | 1.1431 | 1.0413 | 1.1057 | 1.8404 | -119.1745 | 116.9729 | 1.8404 | -119.1745 | 116.9729
Line6_7_8 | 0 | 0 | 0 | 0 | 0 | 0 | 0 | 0 | 0 | 0 | 0 | 0 | -9.8527e-09 | -6.0295e-09 | 1.5847e-08 | 6.3855e-09 | 4.2435e-09 | -1.0594e-08 | -1.3561e-08 | 1.4095e-08 | -3.0136e-09 | 9.1886e-09 | -9.3363e-09 | 1.7736e-09 | 0 | 0 | 0 | 0 | 0 | 0 | 1.1431 | 1.0413 | 1.1057 | 1.1431 | 1.0413 | 1.1057 | 1.8404 | -119.1745 | 116.9729 | 1.8404 | -119.1745 | 116.9729
Line7_8_9 | 0 | 0 | 0 | 0 | 0 | 0 | 0 | 0 | 0 | 0 | 0 | 0 | -3.2842e-09 | -2.0098e-09 | 5.2824e-09 | -1.8295e-10 | 2.2386e-10 | -2.9251e-11 | -4.5203e-09 | 4.6984e-09 | -1.0045e-09 | 1.4807e-10 | 6.0503e-11 | -2.3551e-10 | 0 | 0 | 0 | 0 | 0 | 0 | 1.1431 | 1.0413 | 1.1057 | 1.1431 | 1.0413 | 1.1057 | 1.8404 | -119.1745 | 116.9729 | 1.8404 | -119.1745 | 116.9729
Line8_8_10 | 0 | 0 | 0 | 0 | 0 | 0 | 0 | 0 | 0 | 0 | 0 | 0 | -3.2842e-09 | -2.0098e-09 | 5.2824e-09 | -1.8295e-10 | 2.2386e-10 | -2.9251e-11 | -4.5203e-09 | 4.6984e-09 | -1.0045e-09 | 1.4807e-10 | 6.0503e-11 | -2.3551e-10 | 0 | 0 | 0 | 0 | 0 | 0 | 1.1431 | 1.0413 | 1.1057 | 1.1431 | 1.0413 | 1.1057 | 1.8404 | -119.1745 | 116.9729 | 1.8404 | -119.1745 | 116.9729
Line9_3_11 | 0 | 0 | 0 | 0 | 0 | 0 | 0 | 0 | 0 | 0 | 0 | 0 | -2.2906e-08 | -1.3839e-08 | 3.684e-08 | 1.9448e-08 | 1.2076e-08 | -3.162e-08 | -3.1313e-08 | 3.2695e-08 | -7.1265e-09 | 2.6988e-08 | -2.7958e-08 | 5.8746e-09 | 0 | 0 | 0 | 0 | 0 | 0 | 1.1436 | 1.044 | 1.1089 | 1.1436 | 1.044 | 1.1089 | 1.8461 | -119.0961 | 117.0031 | 1.8461 | -119.0961 | 117.0031

## LLG_min_6
name | pf_ikss_a_from_ka | pf_ikss_b_from_ka | pf_ikss_c_from_ka | pf_ikss_a_to_ka | pf_ikss_b_to_ka | pf_ikss_c_to_ka | pf_skss_a_from_mw | pf_skss_b_from_mw | pf_skss_c_from_mw | pf_skss_a_to_mw | pf_skss_b_to_mw | pf_skss_c_to_mw | pf_p_a_from_mw | pf_p_b_from_mw | pf_p_c_from_mw | pf_p_a_to_mw | pf_p_b_to_mw | pf_p_c_to_mw | pf_q_a_from_mvar | pf_q_b_from_mvar | pf_q_c_from_mvar | pf_q_a_to_mvar | pf_q_b_to_mvar | pf_q_c_to_mvar | pf_ikss_a_from_degree | pf_ikss_b_from_degree | pf_ikss_c_from_degree | pf_ikss_a_to_degree | pf_ikss_b_to_degree | pf_ikss_c_to_degree | pf_vm_a_from_pu | pf_vm_b_from_pu | pf_vm_c_from_pu | pf_vm_a_to_pu | pf_vm_b_to_pu | pf_vm_c_to_pu | pf_va_a_from_degree | pf_va_b_from_degree | pf_va_c_from_degree | pf_va_a_to_degree | pf_va_b_to_degree | pf_va_c_to_degree
Line0_1_2 | 1.0163e-06 | 3.8281 | 3.9381 | 0 | 3.8281 | 3.9381 | 2.3471e-07 | 0.88406 | 0.90946 | 0 | 0.88406 | 0.90946 | 1.2818e-08 | 0.2795 | 0.2994 | -1.3842e-08 | 5.1695e-14 | -1.0938e-13 | -3.2914e-07 | 0.29738 | 0.30564 | 2.7373e-07 | -4.7368e-14 | 4.7348e-14 | 88.0994 | -156.1133 | 27.4388 | 0 | 23.8867 | -152.5612 | 1.4034 | 0.46164 | 0.47044 | 1.3995 | 0 | 0 | 0.32952 | -109.3383 | 73.03 | 0.47747 | 0 | 0
Line10_11_12 | 1.008e-06 | 1.0439e-06 | 0 | 0 | 0 | 0 | 2.3279e-07 | 2.4107e-07 | 0 | 0 | 0 | 0 | 1.06e-08 | -1.0551e-07 | 1.0227e-07 | -1.1167e-08 | 8.8722e-08 | -8.4921e-08 | -3.2653e-07 | 3.5399e-08 | -2.6433e-08 | 2.7214e-07 | -2.9202e-08 | 2.083e-08 | 88.4701 | 89.2091 | 0 | 0 | 0 | 0 | 1.4034 | 0.46164 | 0.47044 | 1.4034 | 0.46164 | 0.47044 | 0.32951 | -109.3383 | 73.03 | 0.32951 | -109.3383 | 73.03
Line11_12_13 | 0 | 0 | 0 | 0 | 0 | 0 | 0 | 0 | 0 | 0 | 0 | 0 | 8.8336e-09 | -8.7923e-08 | 8.5228e-08 | -9.4001e-09 | 7.1137e-08 | -6.7875e-08 | -2.7211e-07 | 2.95e-08 | -2.2027e-08 | 2.1772e-07 | -2.3302e-08 | 1.6424e-08 | 0 | 0 | 0 | 0 | 0 | 0 | 1.4034 | 0.46164 | 0.47044 | 1.4034 | 0.46164 | 0.47044 | 0.32951 | -109.3383 | 73.03 | 0.32951 | -109.3382 | 73.03
Line12_13_15 | 0 | 0 | 0 | 0 | 0 | 0 | 0 | 0 | 0 | 0 | 0 | 0 | 5.3002e-09 | -5.2754e-08 | 5.1137e-08 | -5.8667e-09 | 3.5968e-08 | -3.3784e-08 | -1.6327e-07 | 1.77e-08 | -1.3216e-08 | 1.0887e-07 | -1.1502e-08 | 7.6131e-09 | 0 | 0 | 0 | 0 | 0 | 0 | 1.4034 | 0.46164 | 0.47044 | 1.4034 | 0.46164 | 0.47044 | 0.32951 | -109.3382 | 73.03 | 0.32951 | -109.3382 | 73.03
Line13_13_14 | 0 | 0 | 0 | 0 | 0 | 0 | 0 | 0 | 0 | 0 | 0 | 0 | 1.7667e-09 | -1.7585e-08 | 1.7046e-08 | -2.3332e-09 | 7.9888e-10 | 3.0673e-10 | -5.4422e-08 | 5.8999e-09 | -4.4055e-09 | 2.8114e-11 | 2.975e-10 | -1.1979e-09 | 0 | 0 | 0 | 0 | 0 | 0 | 1.4034 | 0.46164 | 0.47044 | 1.4034 | 0.46164 | 0.47044 | 0.32951 | -109.3382 | 73.03 | 0.32951 | -109.3382 | 73.03
Line14_15_16 | 0 | 0 | 0 | 0 | 0 | 0 | 0 | 0 | 0 | 0 | 0 | 0 | 3.5335e-09 | -3.5169e-08 | 3.4091e-08 | -4.1e-09 | 1.8383e-08 | -1.6739e-08 | -1.0884e-07 | 1.18e-08 | -8.811e-09 | 5.445e-08 | -5.6024e-09 | 3.2076e-09 | 0 | 0 | 0 | 0 | 0 | 0 | 1.4034 | 0.46164 | 0.47044 | 1.4034 | 0.46164 | 0.47044 | 0.32951 | -109.3382 | 73.03 | 0.32951 | -109.3382 | 73.03
Line15_16_17 | 0 | 0 | 0 | 0 | 0 | 0 | 0 | 0 | 0 | 0 | 0 | 0 | 1.7667e-09 | -1.7585e-08 | 1.7046e-08 | -2.3332e-09 | 7.9888e-10 | 3.0673e-10 | -5.4422e-08 | 5.8999e-09 | -4.4055e-09 | 2.8114e-11 | 2.975e-10 | -1.1979e-09 | 0 | 0 | 0 | 0 | 0 | 0 | 1.4034 | 0.46164 | 0.47044 | 1.4034 | 0.46164 | 0.47044 | 0.32951 | -109.3382 | 73.03 | 0.32951 | -109.3382 | 73.03
Line16_4_18 | 0 | 0 | 0 | 0 | 0 | 0 | 0 | 0 | 0 | 0 | 0 | 0 | 1.7667e-09 | -1.7585e-08 | 1.7046e-08 | -2.3332e-09 | 7.9888e-10 | 3.0673e-10 | -5.4422e-08 | 5.8999e-09 | -4.4055e-09 | 2.8115e-11 | 2.975e-10 | -1.1979e-09 | 0 | 0 | 0 | 0 | 0 | 0 | 1.4034 | 0.46164 | 0.47044 | 1.4034 | 0.46164 | 0.47044 | 0.32952 | -109.3383 | 73.03 | 0.32952 | -109.3383 | 73.03
Line17_5_19 | 0 | 0 | 0 | 0 | 0 | 0 | 0 | 0 | 0 | 0 | 0 | 0 | 1.7667e-09 | -1.7585e-08 | 1.7046e-08 | -2.3332e-09 | 7.9888e-10 | 3.0673e-10 | -5.4422e-08 | 5.8999e-09 | -4.4055e-09 | 2.8115e-11 | 2.975e-10 | -1.1979e-09 | 0 | 0 | 0 | 0 | 0 | 0 | 1.4034 | 0.46164 | 0.47044 | 1.4034 | 0.46164 | 0.47044 | 0.32952 | -109.3383 | 73.03 | 0.32952 | -109.3383 | 73.03
Line1_1_3 | 1.344e-06 | 1.3918e-06 | 1.2964e-06 | 1.1764e-06 | 1.2241e-06 | 1.1289e-06 | 3.1039e-07 | 3.2143e-07 | 2.9939e-07 | 2.7167e-07 | 2.8269e-07 | 2.6071e-07 | 1.4134e-08 | -1.4068e-07 | 1.3636e-07 | -1.47e-08 | 1.2389e-07 | -1.1901e-07 | -4.3537e-07 | 4.7199e-08 | -3.5244e-08 | 3.8098e-07 | -4.1002e-08 | 2.964e-08 | 88.4701 | 89.2091 | 87.5212 | -91.8802 | -91.0263 | -92.9848 | 1.4034 | 0.46164 | 0.47044 | 1.4034 | 0.46164 | 0.47044 | 0.32952 | -109.3383 | 73.03 | 0.32952 | -109.3383 | 73.03
Line2_1_4 | 0 | 0 | 0 | 0 | 0 | 0 | 0 | 0 | 0 | 0 | 0 | 0 | 3.5334e-09 | -3.5169e-08 | 3.4091e-08 | -4.0999e-09 | 1.8383e-08 | -1.6739e-08 | -1.0884e-07 | 1.18e-08 | -8.811e-09 | 5.445e-08 | -5.6024e-09 | 3.2076e-09 | 0 | 0 | 0 | 0 | 0 | 0 | 1.4034 | 0.46164 | 0.47044 | 1.4034 | 0.46164 | 0.47044 | 0.32952 | -109.3383 | 73.03 | 0.32952 | -109.3383 | 73.03
Line3_1_5 | 0 | 0 | 0 | 0 | 0 | 0 | 0 | 0 | 0 | 0 | 0 | 0 | 3.5334e-09 | -3.5169e-08 | 3.4091e-08 | -4.0999e-09 | 1.8383e-08 | -1.6739e-08 | -1.0884e-07 | 1.18e-08 | -8.811e-09 | 5.445e-08 | -5.6024e-09 | 3.2076e-09 | 0 | 0 | 0 | 0 | 0 | 0 | 1.4034 | 0.46164 | 0.47044 | 1.4034 | 0.46164 | 0.47044 | 0.32952 | -109.3383 | 73.03 | 0.32952 | -109.3383 | 73.03
Line4_2_6 | 0 | 0 | 0 | 0 | 0 | 0 | 0 | 0 | 0 | 0 | 0 | 0 | 1.1535e-08 | -4.796e-21 | 2.5872e-21 | -1.1535e-08 | 6.3163e-15 | 3.706e-15 | -2.7369e-07 | -1.6e-20 | -2.3508e-20 | 2.1899e-07 | 6.6759e-15 | 3.873e-15 | 0 | 0 | 0 | 0 | 0 | 0 | 1.3995 | 0 | 0 | 1.3995 | 0 | 0 | 0.47747 | 0 | 0 | 0.47746 | 0 | 0
Line5_6_7 | 0 | 0 | 0 | 0 | 0 | 0 | 0 | 0 | 0 | 0 | 0 | 0 | 9.2283e-09 | -6.2652e-15 | -3.8345e-15 | -9.2283e-09 | 8.4642e-15 | 4.8763e-15 | -2.1895e-07 | -6.4965e-15 | -3.9032e-15 | 1.6426e-07 | 8.9936e-15 | 5.133e-15 | 0 | 0 | 0 | 0 | 0 | 0 | 1.3995 | 0 | 0 | 1.3995 | 0 | 0 | 0.47746 | 0 | 0 | 0.47746 | 0 | 0
Line6_7_8 | 0 | 0 | 0 | 0 | 0 | 0 | 0 | 0 | 0 | 0 | 0 | 0 | 6.9212e-09 | -8.3731e-15 | -5.1042e-15 | -6.9212e-09 | 7.4685e-15 | 4.1585e-15 | -1.6422e-07 | -8.674e-15 | -5.1865e-15 | 1.0952e-07 | 8.0237e-15 | 4.4485e-15 | 0 | 0 | 0 | 0 | 0 | 0 | 1.3995 | 0 | 0 | 1.3995 | 0 | 0 | 0.47746 | 0 | 0 | 0.47746 | 0 | 0
Line7_8_9 | 0 | 0 | 0 | 0 | 0 | 0 | 0 | 0 | 0 | 0 | 0 | 0 | 2.3071e-09 | -3.6742e-15 | -2.2284e-15 | -2.3071e-09 | 1.2709e-16 | -3.1036e-16 | -5.4738e-08 | -3.8016e-15 | -2.2591e-15 | 4.0625e-11 | 4.4251e-16 | -7.1639e-17 | 0 | 0 | 0 | 0 | 0 | 0 | 1.3995 | 0 | 0 | 1.3995 | 0 | 0 | 0.47746 | 0 | 0 | 0.47746 | 0 | 0
Line8_8_10 | 0 | 0 | 0 | 0 | 0 | 0 | 0 | 0 | 0 | 0 | 0 | 0 | 2.3071e-09 | -3.6742e-15 | -2.2284e-15 | -2.3071e-09 | 1.2709e-16 | -3.1036e-16 | -5.4738e-08 | -3.8016e-15 | -2.2591e-15 | 4.0625e-11 | 4.4251e-16 | -7.1639e-17 | 0 | 0 | 0 | 0 | 0 | 0 | 1.3995 | 0 | 0 | 1.3995 | 0 | 0 | 0.47746 | 0 | 0 | 0.47746 | 0 | 0
Line9_3_11 | 1.176e-06 | 1.2179e-06 | 1.1343e-06 | 1.0084e-06 | 1.0501e-06 | 0 | 2.7159e-07 | 2.8125e-07 | 2.6196e-07 | 2.3287e-07 | 2.4251e-07 | 0 | 1.2367e-08 | -1.2309e-07 | 1.1932e-07 | -1.2934e-08 | 1.0631e-07 | -1.0197e-07 | -3.8095e-07 | 4.1299e-08 | -3.0838e-08 | 3.2656e-07 | -3.5102e-08 | 2.5235e-08 | 88.4701 | 89.2091 | 87.5212 | -91.9385 | -91.0653 | 0 | 1.4034 | 0.46164 | 0.47044 | 1.4034 | 0.46164 | 0.47044 | 0.32952 | -109.3383 | 73.03 | 0.32951 | -109.3383 | 73.03

## LLG_min_10
name | pf_ikss_a_from_ka | pf_ikss_b_from_ka | pf_ikss_c_from_ka | pf_ikss_a_to_ka | pf_ikss_b_to_ka | pf_ikss_c_to_ka | pf_skss_a_from_mw | pf_skss_b_from_mw | pf_skss_c_from_mw | pf_skss_a_to_mw | pf_skss_b_to_mw | pf_skss_c_to_mw | pf_p_a_from_mw | pf_p_b_from_mw | pf_p_c_from_mw | pf_p_a_to_mw | pf_p_b_to_mw | pf_p_c_to_mw | pf_q_a_from_mvar | pf_q_b_from_mvar | pf_q_c_from_mvar | pf_q_a_to_mvar | pf_q_b_to_mvar | pf_q_c_to_mvar | pf_ikss_a_from_degree | pf_ikss_b_from_degree | pf_ikss_c_from_degree | pf_ikss_a_to_degree | pf_ikss_b_to_degree | pf_ikss_c_to_degree | pf_vm_a_from_pu | pf_vm_b_from_pu | pf_vm_c_from_pu | pf_vm_a_to_pu | pf_vm_b_to_pu | pf_vm_c_to_pu | pf_va_a_from_degree | pf_va_b_from_degree | pf_va_c_from_degree | pf_va_a_to_degree | pf_va_b_to_degree | pf_va_c_to_degree
Line0_1_2 | 0 | 3.6266 | 3.7308 | 0 | 3.6266 | 3.7308 | 0 | 0.83753 | 0.86159 | 0 | 0.83753 | 0.86159 | 1.1504e-08 | 0.25086 | 0.26871 | -1.2424e-08 | 4.6221e-14 | -9.7304e-14 | -2.9541e-07 | 0.2669 | 0.27431 | 2.4568e-07 | -4.3859e-14 | 4.3947e-14 | 0 | -156.1133 | 27.4388 | 0 | 23.8867 | -152.5612 | 1.3295 | 0.43734 | 0.44568 | 1.3259 | 0 | 0 | 0.32952 | -109.3383 | 73.03 | 0.47747 | 0 | 0
Line10_11_12 | 0 | 0 | 0 | 0 | 0 | 0 | 0 | 0 | 0 | 0 | 0 | 0 | 9.5139e-09 | -9.4694e-08 | 9.1791e-08 | -1.0022e-08 | 7.9629e-08 | -7.6217e-08 | -2.9306e-07 | 3.1771e-08 | -2.3724e-08 | 2.4425e-07 | -2.6209e-08 | 1.8695e-08 | 0 | 0 | 0 | 0 | 0 | 0 | 1.3295 | 0.43734 | 0.44568 | 1.3295 | 0.43734 | 0.44568 | 0.32951 | -109.3383 | 73.03 | 0.32951 | -109.3383 | 73.03
Line11_12_13 | 0 | 0 | 0 | 0 | 0 | 0 | 0 | 0 | 0 | 0 | 0 | 0 | 7.9283e-09 | -7.8912e-08 | 7.6492e-08 | -8.4367e-09 | 6.3846e-08 | -6.0919e-08 | -2.4422e-07 | 2.6476e-08 | -1.977e-08 | 1.954e-07 | -2.0914e-08 | 1.4741e-08 | 0 | 0 | 0 | 0 | 0 | 0 | 1.3295 | 0.43734 | 0.44568 | 1.3295 | 0.43734 | 0.44568 | 0.32951 | -109.3383 | 73.03 | 0.32951 | -109.3382 | 73.03
Line12_13_15 | 0 | 0 | 0 | 0 | 0 | 0 | 0 | 0 | 0 | 0 | 0 | 0 | 4.757e-09 | -4.7347e-08 | 4.5895e-08 | -5.2654e-09 | 3.2282e-08 | -3.0322e-08 | -1.4653e-07 | 1.5886e-08 | -1.1862e-08 | 9.7713e-08 | -1.0323e-08 | 6.8328e-09 | 0 | 0 | 0 | 0 | 0 | 0 | 1.3295 | 0.43734 | 0.44568 | 1.3295 | 0.43734 | 0.44568 | 0.32951 | -109.3382 | 73.03 | 0.32951 | -109.3382 | 73.03
Line13_13_14 | 0 | 0 | 0 | 0 | 0 | 0 | 0 | 0 | 0 | 0 | 0 | 0 | 1.5856e-09 | -1.5782e-08 | 1.5298e-08 | -2.0941e-09 | 7.17e-10 | 2.7529e-10 | -4.8844e-08 | 5.2952e-09 | -3.954e-09 | 2.5232e-11 | 2.6701e-10 | -1.0751e-09 | 0 | 0 | 0 | 0 | 0 | 0 | 1.3295 | 0.43734 | 0.44568 | 1.3295 | 0.43734 | 0.44568 | 0.32951 | -109.3382 | 73.03 | 0.32951 | -109.3382 | 73.03
Line14_15_16 | 0 | 0 | 0 | 0 | 0 | 0 | 0 | 0 | 0 | 0 | 0 | 0 | 3.1713e-09 | -3.1565e-08 | 3.0597e-08 | -3.6797e-09 | 1.6499e-08 | -1.5023e-08 | -9.7688e-08 | 1.059e-08 | -7.9079e-09 | 4.8869e-08 | -5.0282e-09 | 2.8788e-09 | 0 | 0 | 0 | 0 | 0 | 0 | 1.3295 | 0.43734 | 0.44568 | 1.3295 | 0.43734 | 0.44568 | 0.32951 | -109.3382 | 73.03 | 0.32951 | -109.3382 | 73.03
Line15_16_17 | 0 | 0 | 0 | 0 | 0 | 0 | 0 | 0 | 0 | 0 | 0 | 0 | 1.5857e-09 | -1.5782e-08 | 1.5298e-08 | -2.0941e-09 | 7.17e-10 | 2.7529e-10 | -4.8844e-08 | 5.2952e-09 | -3.954e-09 | 2.5233e-11 | 2.6701e-10 | -1.0751e-09 | 0 | 0 | 0 | 0 | 0 | 0 | 1.3295 | 0.43734 | 0.44568 | 1.3295 | 0.43734 | 0.44568 | 0.32951 | -109.3382 | 73.03 | 0.32951 | -109.3382 | 73.03
Line16_4_18 | 0 | 0 | 0 | 0 | 0 | 0 | 0 | 0 | 0 | 0 | 0 | 0 | 1.5856e-09 | -1.5782e-08 | 1.5298e-08 | -2.0941e-09 | 7.17e-10 | 2.7529e-10 | -4.8844e-08 | 5.2952e-09 | -3.954e-09 | 2.5233e-11 | 2.6701e-10 | -1.0751e-09 | 0 | 0 | 0 | 0 | 0 | 0 | 1.3295 | 0.43734 | 0.44568 | 1.3295 | 0.43734 | 0.44568 | 0.32952 | -109.3383 | 73.03 | 0.32952 | -109.3383 | 73.03
Line17_5_19 | 0 | 0 | 0 | 0 | 0 | 0 | 0 | 0 | 0 | 0 | 0 | 0 | 1.5856e-09 | -1.5782e-08 | 1.5298e-08 | -2.0941e-09 | 7.17e-10 | 2.7529e-10 | -4.8844e-08 | 5.2952e-09 | -3.954e-09 | 2.5233e-11 | 2.6701e-10 | -1.0751e-09 | 0 | 0 | 0 | 0 | 0 | 0 | 1.3295 | 0.43734 | 0.44568 | 1.3295 | 0.43734 | 0.44568 | 0.32952 | -109.3383 | 73.03 | 0.32952 | -109.3383 | 73.03
Line1_1_3 | 1.2733e-06 | 1.3186e-06 | 1.2282e-06 | 1.1145e-06 | 1.1597e-06 | 1.0695e-06 | 2.9405e-07 | 3.0451e-07 | 2.8363e-07 | 2.5737e-07 | 2.6781e-07 | 2.4699e-07 | 1.2685e-08 | -1.2626e-07 | 1.2239e-07 | -1.3194e-08 | 1.1119e-07 | -1.0681e-07 | -3.9075e-07 | 4.2362e-08 | -3.1632e-08 | 3.4193e-07 | -3.6799e-08 | 2.6603e-08 | 88.4701 | 89.2091 | 87.5212 | -91.8802 | -91.0263 | -92.9848 | 1.3295 | 0.43734 | 0.44568 | 1.3295 | 0.43734 | 0.44568 | 0.32952 | -109.3383 | 73.03 | 0.32952 | -109.3383 | 73.03
Line2_1_4 | 0 | 0 | 0 | 0 | 0 | 0 | 0 | 0 | 0 | 0 | 0 | 0 | 3.1713e-09 | -3.1565e-08 | 3.0597e-08 | -3.6797e-09 | 1.6499e-08 | -1.5023e-08 | -9.7688e-08 | 1.059e-08 | -7.9079e-09 | 4.8869e-08 | -5.0282e-09 | 2.8788e-09 | 0 | 0 | 0 | 0 | 0 | 0 | 1.3295 | 0.43734 | 0.44568 | 1.3295 | 0.43734 | 0.44568 | 0.32952 | -109.3383 | 73.03 | 0.32952 | -109.3383 | 73.03
Line3_1_5 | 0 | 0 | 0 | 0 | 0 | 0 | 0 | 0 | 0 | 0 | 0 | 0 | 3.1713e-09 | -3.1565e-08 | 3.0597e-08 | -3.6797e-09 | 1.6499e-08 | -1.5023e-08 | -9.7688e-08 | 1.059e-08 | -7.9079e-09 | 4.8869e-08 | -5.0282e-09 | 2.8788e-09 | 0 | 0 | 0 | 0 | 0 | 0 | 1.3295 | 0.43734 | 0.44568 | 1.3295 | 0.43734 | 0.44568 | 0.32952 | -109.3383 | 73.03 | 0.32952 | -109.3383 | 73.03
Line4_2_6 | 0 | 0 | 0 | 0 | 0 | 0 | 0 | 0 | 0 | 0 | 0 | 0 | 1.0353e-08 | -4.6113e-21 | 1.9869e-21 | -1.0353e-08 | 5.6689e-15 | 3.3261e-15 | -2.4564e-07 | -1.4462e-20 | -2.1092e-20 | 1.9655e-07 | 5.9917e-15 | 3.476e-15 | 0 | 0 | 0 | 0 | 0 | 0 | 1.3259 | 0 | 0 | 1.3259 | 0 | 0 | 0.47747 | 0 | 0 | 0.47746 | 0 | 0
Line5_6_7 | 0 | 0 | 0 | 0 | 0 | 0 | 0 | 0 | 0 | 0 | 0 | 0 | 8.2825e-09 | -5.6231e-15 | -3.4414e-15 | -8.2825e-09 | 7.5967e-15 | 4.3765e-15 | -1.9651e-07 | -5.8306e-15 | -3.5032e-15 | 1.4742e-07 | 8.0718e-15 | 4.6069e-15 | 0 | 0 | 0 | 0 | 0 | 0 | 1.3259 | 0 | 0 | 1.3259 | 0 | 0 | 0.47746 | 0 | 0 | 0.47746 | 0 | 0
Line6_7_8 | 0 | 0 | 0 | 0 | 0 | 0 | 0 | 0 | 0 | 0 | 0 | 0 | 6.2118e-09 | -7.5149e-15 | -4.5811e-15 | -6.2118e-09 | 6.703e-15 | 3.7323e-15 | -1.4738e-07 | -7.785e-15 | -4.6549e-15 | 9.8293e-08 | 7.2013e-15 | 3.9925e-15 | 0 | 0 | 0 | 0 | 0 | 0 | 1.3259 | 0 | 0 | 1.3259 | 0 | 0 | 0.47746 | 0 | 0 | 0.47746 | 0 | 0
Line7_8_9 | 0 | 0 | 0 | 0 | 0 | 0 | 0 | 0 | 0 | 0 | 0 | 0 | 2.0706e-09 | -3.2976e-15 | -2e-15 | -2.0706e-09 | 1.1407e-16 | -2.7855e-16 | -4.9128e-08 | -3.412e-15 | -2.0275e-15 | 3.6461e-11 | 3.9715e-16 | -6.4297e-17 | 0 | 0 | 0 | 0 | 0 | 0 | 1.3259 | 0 | 0 | 1.3259 | 0 | 0 | 0.47746 | 0 | 0 | 0.47746 | 0 | 0
Line8_8_10 | 0 | 0 | 0 | 0 | 0 | 0 | 0 | 0 | 0 | 0 | 0 | 0 | 2.0706e-09 | -3.2976e-15 | -2e-15 | -2.0706e-09 | 1.1407e-16 | -2.7855e-16 | -4.9128e-08 | -3.412e-15 | -2.0275e-15 | 3.6461e-11 | 3.9715e-16 | -6.4297e-17 | 0 | 0 | 0 | 0 | 0 | 0 | 1.3259 | 0 | 0 | 1.3259 | 0 | 0 | 0.47746 | 0 | 0 | 0.47746 | 0 | 0
Line9_3_11 | 1.1141e-06 | 1.1538e-06 | 1.0746e-06 | 0 | 0 | 0 | 2.573e-07 | 2.6645e-07 | 2.4818e-07 | 0 | 0 | 0 | 1.11e-08 | -1.1048e-07 | 1.0709e-07 | -1.1608e-08 | 9.5411e-08 | -9.1516e-08 | -3.4191e-07 | 3.7066e-08 | -2.7678e-08 | 2.9309e-07 | -3.1504e-08 | 2.2649e-08 | 88.4701 | 89.2091 | 87.5212 | 0 | 0 | 0 | 1.3295 | 0.43734 | 0.44568 | 1.3295 | 0.43734 | 0.44568 | 0.32952 | -109.3383 | 73.03 | 0.32951 | -109.3383 | 73.03

## LLG_min_fault_6
name | pf_ikss_a_from_ka | pf_ikss_b_from_ka | pf_ikss_c_from_ka | pf_ikss_a_to_ka | pf_ikss_b_to_ka | pf_ikss_c_to_ka | pf_skss_a_from_mw | pf_skss_b_from_mw | pf_skss_c_from_mw | pf_skss_a_to_mw | pf_skss_b_to_mw | pf_skss_c_to_mw | pf_p_a_from_mw | pf_p_b_from_mw | pf_p_c_from_mw | pf_p_a_to_mw | pf_p_b_to_mw | pf_p_c_to_mw | pf_q_a_from_mvar | pf_q_b_from_mvar | pf_q_c_from_mvar | pf_q_a_to_mvar | pf_q_b_to_mvar | pf_q_c_to_mvar | pf_ikss_a_from_degree | pf_ikss_b_from_degree | pf_ikss_c_from_degree | pf_ikss_a_to_degree | pf_ikss_b_to_degree | pf_ikss_c_to_degree | pf_vm_a_from_pu | pf_vm_b_from_pu | pf_vm_c_from_pu | pf_vm_a_to_pu | pf_vm_b_to_pu | pf_vm_c_to_pu | pf_va_a_from_degree | pf_va_b_from_degree | pf_va_c_from_degree | pf_va_a_to_degree | pf_va_b_to_degree | pf_va_c_to_degree
Line0_1_2 | 0 | 0.029342 | 0.031166 | 0 | 0.029342 | 0.031166 | 0 | 0.0067762 | 0.0071975 | 0 | 0.0067762 | 0.0071975 | -1.4637e-08 | 0.0043176 | 0.0048763 | 1.2052e-08 | -0.0043047 | -0.0048566 | -2.0257e-08 | 0.0043232 | 0.0048721 | 1.7002e-08 | -0.0043047 | -0.0048566 | 0 | -164.1348 | 72.0308 | 0 | 15.8653 | -107.9692 | 0.98762 | 0.90168 | 0.95772 | 0.98705 | 0.8984 | 0.95426 | 1.8467 | -119.0974 | 117.0057 | 1.8496 | -119.1346 | 117.0307
Line10_11_12 | 0 | 0 | 0 | 0 | 0 | 0 | 0 | 0 | 0 | 0 | 0 | 0 | -1.4647e-08 | -8.8287e-09 | 2.3538e-08 | 1.2068e-08 | 7.5166e-09 | -1.9646e-08 | -1.9997e-08 | 2.0896e-08 | -4.5679e-09 | 1.6775e-08 | -1.7364e-08 | 3.6323e-09 | 0 | 0 | 0 | 0 | 0 | 0 | 0.98762 | 0.90168 | 0.95772 | 0.98762 | 0.90168 | 0.95772 | 1.8467 | -119.0974 | 117.0057 | 1.8467 | -119.0974 | 117.0057
Line11_12_13 | 0 | 0 | 0 | 0 | 0 | 0 | 0 | 0 | 0 | 0 | 0 | 0 | -1.2206e-08 | -7.3572e-09 | 1.9615e-08 | 9.6268e-09 | 6.0451e-09 | -1.5723e-08 | -1.6664e-08 | 1.7414e-08 | -3.8066e-09 | 1.3442e-08 | -1.3881e-08 | 2.871e-09 | 0 | 0 | 0 | 0 | 0 | 0 | 0.98762 | 0.90168 | 0.95772 | 0.98762 | 0.90168 | 0.95772 | 1.8467 | -119.0974 | 117.0057 | 1.8467 | -119.0974 | 117.0057
Line12_13_15 | 0 | 0 | 0 | 0 | 0 | 0 | 0 | 0 | 0 | 0 | 0 | 0 | -7.3236e-09 | -4.4143e-09 | 1.1769e-08 | 4.7444e-09 | 3.1023e-09 | -7.8776e-09 | -9.9985e-09 | 1.0448e-08 | -2.2839e-09 | 6.7765e-09 | -6.9159e-09 | 1.3484e-09 | 0 | 0 | 0 | 0 | 0 | 0 | 0.98762 | 0.90168 | 0.95772 | 0.98762 | 0.90168 | 0.95772 | 1.8467 | -119.0974 | 117.0057 | 1.8467 | -119.0974 | 117.0057
Line13_13_14 | 0 | 0 | 0 | 0 | 0 | 0 | 0 | 0 | 0 | 0 | 0 | 0 | -2.4412e-09 | -1.4714e-09 | 3.923e-09 | -1.3803e-10 | 1.5938e-10 | -3.165e-11 | -3.3328e-09 | 3.4827e-09 | -7.6131e-10 | 1.1086e-10 | 4.9477e-11 | -1.7426e-10 | 0 | 0 | 0 | 0 | 0 | 0 | 0.98762 | 0.90168 | 0.95772 | 0.98762 | 0.90168 | 0.95772 | 1.8467 | -119.0974 | 117.0057 | 1.8467 | -119.0974 | 117.0057
Line14_15_16 | 0 | 0 | 0 | 0 | 0 | 0 | 0 | 0 | 0 | 0 | 0 | 0 | -4.8824e-09 | -2.9429e-09 | 7.8459e-09 | 2.3032e-09 | 1.6308e-09 | -3.9546e-09 | -6.6657e-09 | 6.9654e-09 | -1.5226e-09 | 3.4437e-09 | -3.4332e-09 | 5.8705e-10 | 0 | 0 | 0 | 0 | 0 | 0 | 0.98762 | 0.90168 | 0.95772 | 0.98762 | 0.90168 | 0.95772 | 1.8467 | -119.0974 | 117.0057 | 1.8467 | -119.0974 | 117.0057
Line15_16_17 | 0 | 0 | 0 | 0 | 0 | 0 | 0 | 0 | 0 | 0 | 0 | 0 | -2.4412e-09 | -1.4714e-09 | 3.923e-09 | -1.3803e-10 | 1.5938e-10 | -3.165e-11 | -3.3328e-09 | 3.4827e-09 | -7.6131e-10 | 1.1086e-10 | 4.9477e-11 | -1.7426e-10 | 0 | 0 | 0 | 0 | 0 | 0 | 0.98762 | 0.90168 | 0.95772 | 0.98762 | 0.90168 | 0.95772 | 1.8467 | -119.0974 | 117.0057 | 1.8467 | -119.0974 | 117.0057
Line16_4_18 | 0 | 0 | 0 | 0 | 0 | 0 | 0 | 0 | 0 | 0 | 0 | 0 | -2.4412e-09 | -1.4714e-09 | 3.9229e-09 | -1.3803e-10 | 1.5938e-10 | -3.1651e-11 | -3.3328e-09 | 3.4827e-09 | -7.6131e-10 | 1.1086e-10 | 4.9477e-11 | -1.7426e-10 | 0 | 0 | 0 | 0 | 0 | 0 | 0.98762 | 0.90168 | 0.95772 | 0.98762 | 0.90168 | 0.95772 | 1.8467 | -119.0974 | 117.0057 | 1.8467 | -119.0974 | 117.0057
Line17_5_19 | 0 | 0 | 0 | 0 | 0 | 0 | 0 | 0 | 0 | 0 | 0 | 0 | -2.4412e-09 | -1.4714e-09 | 3.9229e-09 | -1.3803e-10 | 1.5938e-10 | -3.1651e-11 | -3.3328e-09 | 3.4827e-09 | -7.6131e-10 | 1.1086e-10 | 4.9477e-11 | -1.7426e-10 | 0 | 0 | 0 | 0 | 0 | 0 | 0.98762 | 0.90168 | 0.95772 | 0.98762 | 0.90168 | 0.95772 | 1.8467 | -119.0974 | 117.0057 | 1.8467 | -119.0974 | 117.0057
Line1_1_3 | 0 | 0 | 0 | 0 | 0 | 0 | 0 | 0 | 0 | 0 | 0 | 0 | -1.953e-08 | -1.1772e-08 | 3.1384e-08 | 1.695e-08 | 1.0459e-08 | -2.7492e-08 | -2.6663e-08 | 2.7862e-08 | -6.0905e-09 | 2.3441e-08 | -2.4329e-08 | 5.1549e-09 | 0 | 0 | 0 | 0 | 0 | 0 | 0.98762 | 0.90168 | 0.95772 | 0.98762 | 0.90168 | 0.95772 | 1.8467 | -119.0974 | 117.0057 | 1.8467 | -119.0974 | 117.0057
Line2_1_4 | 0 | 0 | 0 | 0 | 0 | 0 | 0 | 0 | 0 | 0 | 0 | 0 | -4.8824e-09 | -2.9429e-09 | 7.8459e-09 | 2.3032e-09 | 1.6308e-09 | -3.9546e-09 | -6.6657e-09 | 6.9654e-09 | -1.5226e-09 | 3.4437e-09 | -3.4332e-09 | 5.8705e-10 | 0 | 0 | 0 | 0 | 0 | 0 | 0.98762 | 0.90168 | 0.95772 | 0.98762 | 0.90168 | 0.95772 | 1.8467 | -119.0974 | 117.0057 | 1.8467 | -119.0974 | 117.0057
Line3_1_5 | 0 | 0 | 0 | 0 | 0 | 0 | 0 | 0 | 0 | 0 | 0 | 0 | -4.8824e-09 | -2.9429e-09 | 7.8459e-09 | 2.3032e-09 | 1.6308e-09 | -3.9546e-09 | -6.6657e-09 | 6.9654e-09 | -1.5226e-09 | 3.4437e-09 | -3.4332e-09 | 5.8705e-10 | 0 | 0 | 0 | 0 | 0 | 0 | 0.98762 | 0.90168 | 0.95772 | 0.98762 | 0.90168 | 0.95772 | 1.8467 | -119.0974 | 117.0057 | 1.8467 | -119.0974 | 117.0057
Line4_2_6 | 0 | 0 | 0 | 0 | 0 | 0 | 0 | 0 | 0 | 0 | 0 | 0 | -1.2188e-08 | -7.5662e-09 | 1.9683e-08 | 9.6145e-09 | 6.2226e-09 | -1.5765e-08 | -1.6891e-08 | 1.7459e-08 | -3.677e-09 | 1.3624e-08 | -1.392e-08 | 2.7694e-09 | 0 | 0 | 0 | 0 | 0 | 0 | 0.98705 | 0.8984 | 0.95426 | 0.98705 | 0.8984 | 0.95426 | 1.8496 | -119.1346 | 117.0307 | 1.8496 | -119.1346 | 117.0307
Line5_6_7 | 0 | 0 | 0 | 0 | 0 | 0 | 0 | 0 | 0 | 0 | 0 | 0 | -9.7504e-09 | -6.0529e-09 | 1.5746e-08 | 7.1769e-09 | 4.7093e-09 | -1.1829e-08 | -1.3513e-08 | 1.3967e-08 | -2.9416e-09 | 1.0246e-08 | -1.0428e-08 | 2.034e-09 | 0 | 0 | 0 | 0 | 0 | 0 | 0.98705 | 0.8984 | 0.95426 | 0.98705 | 0.8984 | 0.95426 | 1.8496 | -119.1346 | 117.0307 | 1.8496 | -119.1346 | 117.0307
Line6_7_8 | 0 | 0 | 0 | 0 | 0 | 0 | 0 | 0 | 0 | 0 | 0 | 0 | -7.3128e-09 | -4.5397e-09 | 1.181e-08 | 4.7393e-09 | 3.1961e-09 | -7.8924e-09 | -1.0135e-08 | 1.0475e-08 | -2.2062e-09 | 6.8674e-09 | -6.9363e-09 | 1.2986e-09 | 0 | 0 | 0 | 0 | 0 | 0 | 0.98705 | 0.8984 | 0.95426 | 0.98705 | 0.8984 | 0.95426 | 1.8496 | -119.1346 | 117.0307 | 1.8496 | -119.1346 | 117.0307
Line7_8_9 | 0 | 0 | 0 | 0 | 0 | 0 | 0 | 0 | 0 | 0 | 0 | 0 | -2.4376e-09 | -1.5132e-09 | 3.9365e-09 | -1.359e-10 | 1.6961e-10 | -1.9375e-11 | -3.3782e-09 | 3.4918e-09 | -7.354e-10 | 1.1097e-10 | 4.7268e-11 | -1.7219e-10 | 0 | 0 | 0 | 0 | 0 | 0 | 0.98705 | 0.8984 | 0.95426 | 0.98705 | 0.8984 | 0.95426 | 1.8496 | -119.1346 | 117.0307 | 1.8496 | -119.1346 | 117.0307
Line8_8_10 | 0 | 0 | 0 | 0 | 0 | 0 | 0 | 0 | 0 | 0 | 0 | 0 | -2.4376e-09 | -1.5132e-09 | 3.9365e-09 | -1.359e-10 | 1.6961e-10 | -1.9375e-11 | -3.3782e-09 | 3.4918e-09 | -7.354e-10 | 1.1097e-10 | 4.7268e-11 | -1.7219e-10 | 0 | 0 | 0 | 0 | 0 | 0 | 0.98705 | 0.8984 | 0.95426 | 0.98705 | 0.8984 | 0.95426 | 1.8496 | -119.1346 | 117.0307 | 1.8496 | -119.1346 | 117.0307
Line9_3_11 | 0 | 0 | 0 | 0 | 0 | 0 | 0 | 0 | 0 | 0 | 0 | 0 | -1.7088e-08 | -1.03e-08 | 2.7461e-08 | 1.4509e-08 | 8.988e-09 | -2.3569e-08 | -2.333e-08 | 2.4379e-08 | -5.3292e-09 | 2.0108e-08 | -2.0847e-08 | 4.3936e-09 | 0 | 0 | 0 | 0 | 0 | 0 | 0.98762 | 0.90168 | 0.95772 | 0.98762 | 0.90168 | 0.95772 | 1.8467 | -119.0974 | 117.0057 | 1.8467 | -119.0974 | 117.0057

## LLG_min_fault_10
name | pf_ikss_a_from_ka | pf_ikss_b_from_ka | pf_ikss_c_from_ka | pf_ikss_a_to_ka | pf_ikss_b_to_ka | pf_ikss_c_to_ka | pf_skss_a_from_mw | pf_skss_b_from_mw | pf_skss_c_from_mw | pf_skss_a_to_mw | pf_skss_b_to_mw | pf_skss_c_to_mw | pf_p_a_from_mw | pf_p_b_from_mw | pf_p_c_from_mw | pf_p_a_to_mw | pf_p_b_to_mw | pf_p_c_to_mw | pf_q_a_from_mvar | pf_q_b_from_mvar | pf_q_c_from_mvar | pf_q_a_to_mvar | pf_q_b_to_mvar | pf_q_c_to_mvar | pf_ikss_a_from_degree | pf_ikss_b_from_degree | pf_ikss_c_from_degree | pf_ikss_a_to_degree | pf_ikss_b_to_degree | pf_ikss_c_to_degree | pf_vm_a_from_pu | pf_vm_b_from_pu | pf_vm_c_from_pu | pf_vm_a_to_pu | pf_vm_b_to_pu | pf_vm_c_to_pu | pf_va_a_from_degree | pf_va_b_from_degree | pf_va_c_from_degree | pf_va_a_to_degree | pf_va_b_to_degree | pf_va_c_to_degree
Line0_1_2 | 0 | 0.027798 | 0.029526 | 0 | 0.027797 | 0.029526 | 0 | 0.0064196 | 0.0068187 | 0 | 0.0064196 | 0.0068187 | -1.3137e-08 | 0.003875 | 0.0043766 | 1.0817e-08 | -0.0038635 | -0.0043589 | -1.8181e-08 | 0.0038801 | 0.0043727 | 1.526e-08 | -0.0038635 | -0.0043588 | 0 | -164.1348 | 72.0308 | 0 | 15.8653 | -107.9692 | 0.93564 | 0.85422 | 0.90731 | 0.9351 | 0.85112 | 0.90404 | 1.8467 | -119.0974 | 117.0057 | 1.8496 | -119.1346 | 117.0307
Line10_11_12 | 0 | 0 | 0 | 0 | 0 | 0 | 0 | 0 | 0 | 0 | 0 | 0 | -1.3146e-08 | -7.9238e-09 | 2.1125e-08 | 1.0831e-08 | 6.7462e-09 | -1.7633e-08 | -1.7947e-08 | 1.8755e-08 | -4.0997e-09 | 1.5056e-08 | -1.5584e-08 | 3.26e-09 | 0 | 0 | 0 | 0 | 0 | 0 | 0.93564 | 0.85422 | 0.90731 | 0.93564 | 0.85422 | 0.90731 | 1.8467 | -119.0974 | 117.0057 | 1.8467 | -119.0974 | 117.0057
Line11_12_13 | 0 | 0 | 0 | 0 | 0 | 0 | 0 | 0 | 0 | 0 | 0 | 0 | -1.0955e-08 | -6.6032e-09 | 1.7604e-08 | 8.6401e-09 | 5.4256e-09 | -1.4112e-08 | -1.4956e-08 | 1.5629e-08 | -3.4164e-09 | 1.2064e-08 | -1.2459e-08 | 2.5767e-09 | 0 | 0 | 0 | 0 | 0 | 0 | 0.93564 | 0.85422 | 0.90731 | 0.93564 | 0.85422 | 0.90731 | 1.8467 | -119.0974 | 117.0057 | 1.8467 | -119.0974 | 117.0057
Line12_13_15 | 0 | 0 | 0 | 0 | 0 | 0 | 0 | 0 | 0 | 0 | 0 | 0 | -6.573e-09 | -3.9619e-09 | 1.0563e-08 | 4.2581e-09 | 2.7843e-09 | -7.0702e-09 | -8.9737e-09 | 9.3773e-09 | -2.0498e-09 | 6.082e-09 | -6.2071e-09 | 1.2102e-09 | 0 | 0 | 0 | 0 | 0 | 0 | 0.93564 | 0.85422 | 0.90731 | 0.93564 | 0.85422 | 0.90731 | 1.8467 | -119.0974 | 117.0057 | 1.8467 | -119.0974 | 117.0057
Line13_13_14 | 0 | 0 | 0 | 0 | 0 | 0 | 0 | 0 | 0 | 0 | 0 | 0 | -2.191e-09 | -1.3206e-09 | 3.5209e-09 | -1.2388e-10 | 1.4304e-10 | -2.8406e-11 | -2.9912e-09 | 3.1258e-09 | -6.8328e-10 | 9.9502e-11 | 4.4406e-11 | -1.564e-10 | 0 | 0 | 0 | 0 | 0 | 0 | 0.93564 | 0.85422 | 0.90731 | 0.93564 | 0.85422 | 0.90731 | 1.8467 | -119.0974 | 117.0057 | 1.8467 | -119.0974 | 117.0057
Line14_15_16 | 0 | 0 | 0 | 0 | 0 | 0 | 0 | 0 | 0 | 0 | 0 | 0 | -4.382e-09 | -2.6413e-09 | 7.0418e-09 | 2.0671e-09 | 1.4637e-09 | -3.5493e-09 | -5.9825e-09 | 6.2515e-09 | -1.3666e-09 | 3.0907e-09 | -3.0813e-09 | 5.2688e-10 | 0 | 0 | 0 | 0 | 0 | 0 | 0.93564 | 0.85422 | 0.90731 | 0.93564 | 0.85422 | 0.90731 | 1.8467 | -119.0974 | 117.0057 | 1.8467 | -119.0974 | 117.0057
Line15_16_17 | 0 | 0 | 0 | 0 | 0 | 0 | 0 | 0 | 0 | 0 | 0 | 0 | -2.191e-09 | -1.3206e-09 | 3.5209e-09 | -1.2388e-10 | 1.4304e-10 | -2.8406e-11 | -2.9912e-09 | 3.1258e-09 | -6.8328e-10 | 9.9502e-11 | 4.4406e-11 | -1.564e-10 | 0 | 0 | 0 | 0 | 0 | 0 | 0.93564 | 0.85422 | 0.90731 | 0.93564 | 0.85422 | 0.90731 | 1.8467 | -119.0974 | 117.0057 | 1.8467 | -119.0974 | 117.0057
Line16_4_18 | 0 | 0 | 0 | 0 | 0 | 0 | 0 | 0 | 0 | 0 | 0 | 0 | -2.191e-09 | -1.3206e-09 | 3.5209e-09 | -1.2388e-10 | 1.4304e-10 | -2.8407e-11 | -2.9912e-09 | 3.1258e-09 | -6.8328e-10 | 9.9502e-11 | 4.4406e-11 | -1.564e-10 | 0 | 0 | 0 | 0 | 0 | 0 | 0.93564 | 0.85422 | 0.90731 | 0.93564 | 0.85422 | 0.90731 | 1.8467 | -119.0974 | 117.0057 | 1.8467 | -119.0974 | 117.0057
Line17_5_19 | 0 | 0 | 0 | 0 | 0 | 0 | 0 | 0 | 0 | 0 | 0 | 0 | -2.191e-09 | -1.3206e-09 | 3.5209e-09 | -1.2388e-10 | 1.4304e-10 | -2.8407e-11 | -2.9912e-09 | 3.1258e-09 | -6.8328e-10 | 9.9502e-11 | 4.4406e-11 | -1.564e-10 | 0 | 0 | 0 | 0 | 0 | 0 | 0.93564 | 0.85422 | 0.90731 | 0.93564 | 0.85422 | 0.90731 | 1.8467 | -119.0974 | 117.0057 | 1.8467 | -119.0974 | 117.0057
Line1_1_3 | 0 | 0 | 0 | 0 | 0 | 0 | 0 | 0 | 0 | 0 | 0 | 0 | -1.7528e-08 | -1.0565e-08 | 2.8167e-08 | 1.5213e-08 | 9.3875e-09 | -2.4675e-08 | -2.393e-08 | 2.5006e-08 | -5.4663e-09 | 2.1038e-08 | -2.1836e-08 | 4.6266e-09 | 0 | 0 | 0 | 0 | 0 | 0 | 0.93564 | 0.85422 | 0.90731 | 0.93564 | 0.85422 | 0.90731 | 1.8467 | -119.0974 | 117.0057 | 1.8467 | -119.0974 | 117.0057
Line2_1_4 | 0 | 0 | 0 | 0 | 0 | 0 | 0 | 0 | 0 | 0 | 0 | 0 | -4.382e-09 | -2.6413e-09 | 7.0417e-09 | 2.0671e-09 | 1.4637e-09 | -3.5493e-09 | -5.9825e-09 | 6.2515e-09 | -1.3666e-09 | 3.0907e-09 | -3.0813e-09 | 5.2688e-10 | 0 | 0 | 0 | 0 | 0 | 0 | 0.93564 | 0.85422 | 0.90731 | 0.93564 | 0.85422 | 0.90731 | 1.8467 | -119.0974 | 117.0057 | 1.8467 | -119.0974 | 117.0057
Line3_1_5 | 0 | 0 | 0 | 0 | 0 | 0 | 0 | 0 | 0 | 0 | 0 | 0 | -4.382e-09 | -2.6413e-09 | 7.0417e-09 | 2.0671e-09 | 1.4637e-09 | -3.5493e-09 | -5.9825e-09 | 6.2515e-09 | -1.3666e-09 | 3.0907e-09 | -3.0813e-09 | 5.2688e-10 | 0 | 0 | 0 | 0 | 0 | 0 | 0.93564 | 0.85422 | 0.90731 | 0.93564 | 0.85422 | 0.90731 | 1.8467 | -119.0974 | 117.0057 | 1.8467 | -119.0974 | 117.0057
Line4_2_6 | 0 | 0 | 0 | 0 | 0 | 0 | 0 | 0 | 0 | 0 | 0 | 0 | -1.0939e-08 | -6.7907e-09 | 1.7665e-08 | 8.6291e-09 | 5.5848e-09 | -1.415e-08 | -1.516e-08 | 1.567e-08 | -3.3001e-09 | 1.2228e-08 | -1.2493e-08 | 2.4856e-09 | 0 | 0 | 0 | 0 | 0 | 0 | 0.9351 | 0.85112 | 0.90404 | 0.9351 | 0.85112 | 0.90404 | 1.8496 | -119.1346 | 117.0307 | 1.8496 | -119.1346 | 117.0307
Line5_6_7 | 0 | 0 | 0 | 0 | 0 | 0 | 0 | 0 | 0 | 0 | 0 | 0 | -8.7511e-09 | -5.4326e-09 | 1.4132e-08 | 6.4413e-09 | 4.2266e-09 | -1.0617e-08 | -1.2128e-08 | 1.2536e-08 | -2.6401e-09 | 9.1956e-09 | -9.3593e-09 | 1.8255e-09 | 0 | 0 | 0 | 0 | 0 | 0 | 0.9351 | 0.85112 | 0.90404 | 0.9351 | 0.85112 | 0.90404 | 1.8496 | -119.1346 | 117.0307 | 1.8496 | -119.1346 | 117.0307
Line6_7_8 | 0 | 0 | 0 | 0 | 0 | 0 | 0 | 0 | 0 | 0 | 0 | 0 | -6.5633e-09 | -4.0744e-09 | 1.0599e-08 | 4.2536e-09 | 2.8685e-09 | -7.0835e-09 | -9.096e-09 | 9.4017e-09 | -1.9801e-09 | 6.1636e-09 | -6.2254e-09 | 1.1655e-09 | 0 | 0 | 0 | 0 | 0 | 0 | 0.9351 | 0.85112 | 0.90404 | 0.9351 | 0.85112 | 0.90404 | 1.8496 | -119.1346 | 117.0307 | 1.8496 | -119.1346 | 117.0307
Line7_8_9 | 0 | 0 | 0 | 0 | 0 | 0 | 0 | 0 | 0 | 0 | 0 | 0 | -2.1878e-09 | -1.3581e-09 | 3.533e-09 | -1.2197e-10 | 1.5222e-10 | -1.7389e-11 | -3.032e-09 | 3.1339e-09 | -6.6003e-10 | 9.9599e-11 | 4.2423e-11 | -1.5454e-10 | 0 | 0 | 0 | 0 | 0 | 0 | 0.9351 | 0.85112 | 0.90404 | 0.9351 | 0.85112 | 0.90404 | 1.8496 | -119.1346 | 117.0307 | 1.8496 | -119.1346 | 117.0307
Line8_8_10 | 0 | 0 | 0 | 0 | 0 | 0 | 0 | 0 | 0 | 0 | 0 | 0 | -2.1878e-09 | -1.3581e-09 | 3.533e-09 | -1.2197e-10 | 1.5222e-10 | -1.7389e-11 | -3.032e-09 | 3.1339e-09 | -6.6003e-10 | 9.9599e-11 | 4.2423e-11 | -1.5454e-10 | 0 | 0 | 0 | 0 | 0 | 0 | 0.9351 | 0.85112 | 0.90404 | 0.9351 | 0.85112 | 0.90404 | 1.8496 | -119.1346 | 117.0307 | 1.8496 | -119.1346 | 117.0307
Line9_3_11 | 0 | 0 | 0 | 0 | 0 | 0 | 0 | 0 | 0 | 0 | 0 | 0 | -1.5337e-08 | -9.2444e-09 | 2.4646e-08 | 1.3022e-08 | 8.0668e-09 | -2.1154e-08 | -2.0939e-08 | 2.188e-08 | -4.783e-09 | 1.8047e-08 | -1.871e-08 | 3.9433e-09 | 0 | 0 | 0 | 0 | 0 | 0 | 0.93564 | 0.85422 | 0.90731 | 0.93564 | 0.85422 | 0.90731 | 1.8467 | -119.0974 | 117.0057 | 1.8467 | -119.0974 | 117.0057