## LLL_max_6
name | pf_ikss_from_ka | pf_ikss_to_ka | pf_ip_from_ka | pf_ip_to_ka | pf_skss_from_mw | pf_skss_to_mw | pf_p_from_mw | pf_p_to_mw | pf_q_from_mvar | pf_q_to_mvar | pf_ikss_from_degree | pf_ikss_to_degree | pf_vm_from_pu | pf_vm_to_pu | pf_va_from_degree | pf_va_to_degree
Line0_1_2 | 2.2068 | 2.2068 | 0 | 0 | 1.5289 | 1.5289 | 0.58441 | -0.43831 | 1.1688 | -0.87662 | -67.8829 | 112.1171 | 0.8547 | 0.64103 | -4.4479 | -4.4479
Line10_11_12 | 0 | 0 | 0 | 0 | 0 | 0 | 0 | 0 | 0 | 0 | 0 | 0 | 0.8547 | 0.8547 | -4.4479 | -4.4479
Line11_12_13 | 0 | 0 | 0 | 0 | 0 | 0 | 0 | 0 | 0 | 0 | 0 | 0 | 0.8547 | 0.8547 | -4.4479 | -4.4479
Line12_13_15 | 0 | 0 | 0 | 0 | 0 | 0 | 0 | 0 | 0 | 0 | 0 | 0 | 0.8547 | 0.8547 | -4.4479 | -4.4479
Line13_13_14 | 0 | 0 | 0 | 0 | 0 | 0 | 0 | 0 | 0 | 0 | 0 | 0 | 0.8547 | 0.8547 | -4.4479 | -4.4479
Line14_15_16 | 0 | 0 | 0 | 0 | 0 | 0 | 0 | 0 | 0 | 0 | 0 | 0 | 0.8547 | 0.8547 | -4.4479 | -4.4479
Line15_16_17 | 0 | 0 | 0 | 0 | 0 | 0 | 0 | 0 | 0 | 0 | 0 | 0 | 0.8547 | 0.8547 | -4.4479 | -4.4479
Line16_4_18 | 0 | 0 | 0 | 0 | 0 | 0 | 0 | 0 | 0 | 0 | 0 | 0 | 0.86805 | 0.86805 | -4.7227 | -4.7227
Line17_5_19 | 0 | 0 | 0 | 0 | 0 | 0 | 0 | 0 | 0 | 0 | 0 | 0 | 0.8547 | 0.8547 | -4.4479 | -4.4479
Line1_1_3 | 0 | 0 | 0 | 0 | 0 | 0 | 0 | 0 | 0 | 0 | 0 | 0 | 0.8547 | 0.8547 | -4.4479 | -4.4479
Line2_1_4 | 0.14434 | 0.14434 | 0 | 0 | 0.1 | 0.1 | -0.013717 | 0.014342 | -0.084362 | 0.085612 | 94.7872 | -85.2128 | 0.8547 | 0.86805 | -4.4479 | -4.7227
Line3_1_5 | 0 | 0 | 0 | 0 | 0 | 0 | 0 | 0 | 0 | 0 | 0 | 0 | 0.8547 | 0.8547 | -4.4479 | -4.4479
Line4_2_6 | 2.2068 | 2.2068 | 0 | 0 | 1.5289 | 1.5289 | 0.43831 | -0.29221 | 0.87662 | -0.58441 | -67.8829 | 112.1171 | 0.64103 | 0.42735 | -4.4479 | -4.4479
Line5_6_7 | 2.2068 | 2.2068 | 0 | 0 | 1.5289 | 1.5289 | 0.29221 | -0.1461 | 0.58441 | -0.29221 | -67.8829 | 112.1171 | 0.42735 | 0.21368 | -4.4479 | -4.4479
Line6_7_8 | 2.2068 | 2.2068 | 0 | 4.0738 | 1.5289 | 1.5289 | 0.1461 | -1e-07 | 0.29221 | -1e-07 | -67.8829 | 112.1171 | 0.21368 | 0 | -4.4479 | 0
Line7_8_9 | 0 | 0 | 0 | 0 | 0 | 0 | 7.7964e-22 | 0 | 4.5442e-22 | 0 | 0 | 0 | 0 | 0 | 0 | 0
Line8_8_10 | 0 | 0 | 0 | 0 | 0 | 0 | 7.7964e-22 | 0 | 4.5442e-22 | 0 | 0 | 0 | 0 | 0 | 0 | 0
Line9_3_11 | 0 | 0 | 0 | 0 | 0 | 0 | 0 | 0 | 0 | 0 | 0 | 0 | 0.8547 | 0.8547 | -4.4479 | -4.4479

## LLL_max_10
name | pf_ikss_from_ka | pf_ikss_to_ka | pf_ip_from_ka | pf_ip_to_ka | pf_skss_from_mw | pf_skss_to_mw | pf_p_from_mw | pf_p_to_mw | pf_q_from_mvar | pf_q_to_mvar | pf_ikss_from_degree | pf_ikss_to_degree | pf_vm_from_pu | pf_vm_to_pu | pf_va_from_degree | pf_va_to_degree
Line0_1_2 | 2.2903 | 2.2903 | 0 | 0 | 1.5868 | 1.5868 | 0.62946 | -0.47209 | 1.2589 | -0.94419 | -68.05 | 111.95 | 0.88703 | 0.66527 | -4.615 | -4.615
Line10_11_12 | 0 | 0 | 0 | 0 | 0 | 0 | 0 | 0 | 0 | 0 | 0 | 0 | 0.88703 | 0.88703 | -4.615 | -4.615
Line11_12_13 | 0 | 0 | 0 | 0 | 0 | 0 | 0 | 0 | 0 | 0 | 0 | 0 | 0.88703 | 0.88703 | -4.615 | -4.615
Line12_13_15 | 0 | 0 | 0 | 0 | 0 | 0 | 0 | 0 | 0 | 0 | 0 | 0 | 0.88703 | 0.88703 | -4.615 | -4.615
Line13_13_14 | 0 | 0 | 0 | 0 | 0 | 0 | 0 | 0 | 0 | 0 | 0 | 0 | 0.88703 | 0.88703 | -4.615 | -4.615
Line14_15_16 | 0 | 0 | 0 | 0 | 0 | 0 | 0 | 0 | 0 | 0 | 0 | 0 | 0.88703 | 0.88703 | -4.615 | -4.615
Line15_16_17 | 0 | 0 | 0 | 0 | 0 | 0 | 0 | 0 | 0 | 0 | 0 | 0 | 0.88703 | 0.88703 | -4.615 | -4.615
Line16_4_18 | 0 | 0 | 0 | 0 | 0 | 0 | 0 | 0 | 0 | 0 | 0 | 0 | 0.90039 | 0.90039 | -4.8774 | -4.8774
Line17_5_19 | 0 | 0 | 0 | 0 | 0 | 0 | 0 | 0 | 0 | 0 | 0 | 0 | 0.88703 | 0.88703 | -4.615 | -4.615
Line1_1_3 | 0 | 0 | 0 | 0 | 0 | 0 | 0 | 0 | 0 | 0 | 0 | 0 | 0.88703 | 0.88703 | -4.615 | -4.615
Line2_1_4 | 0.14434 | 0.14434 | 0 | 0 | 0.1 | 0.1 | -0.01449 | 0.015115 | -0.087512 | 0.088762 | 94.7869 | -85.2131 | 0.88703 | 0.90039 | -4.615 | -4.8774
Line3_1_5 | 0 | 0 | 0 | 0 | 0 | 0 | 0 | 0 | 0 | 0 | 0 | 0 | 0.88703 | 0.88703 | -4.615 | -4.615
Line4_2_6 | 2.2903 | 2.2903 | 0 | 0 | 1.5868 | 1.5868 | 0.47209 | -0.31473 | 0.94419 | -0.62946 | -68.05 | 111.95 | 0.66527 | 0.44352 | -4.615 | -4.615
Line5_6_7 | 2.2903 | 2.2903 | 0 | 0 | 1.5868 | 1.5868 | 0.31473 | -0.15736 | 0.62946 | -0.31473 | -68.05 | 111.95 | 0.44352 | 0.22176 | -4.615 | -4.615
Line6_7_8 | 2.2903 | 2.2903 | 0 | 4.2374 | 1.5868 | 1.5868 | 0.15736 | -1e-07 | 0.31473 | -1e-07 | -68.05 | 111.95 | 0.22176 | 0 | -4.615 | 0
Line7_8_9 | 0 | 0 | 0 | 0 | 0 | 0 | 1.0854e-21 | 0 | -4.7572e-22 | 0 | 0 | 0 | 0 | 0 | 0 | 0
Line8_8_10 | 0 | 0 | 0 | 0 | 0 | 0 | 1.0854e-21 | 0 | -4.7572e-22 | 0 | 0 | 0 | 0 | 0 | 0 | 0
Line9_3_11 | 0 | 0 | 0 | 0 | 0 | 0 | 0 | 0 | 0 | 0 | 0 | 0 | 0.88703 | 0.88703 | -4.615 | -4.615

## LLL_max_fault_6
name | pf_ikss_from_ka | pf_ikss_to_ka | pf_ip_from_ka | pf_ip_to_ka | pf_skss_from_mw | pf_skss_to_mw | pf_p_from_mw | pf_p_to_mw | pf_q_from_mvar | pf_q_to_mvar | pf_ikss_from_degree | pf_ikss_to_degree | pf_vm_from_pu | pf_vm_to_pu | pf_va_from_degree | pf_va_to_degree
Line0_1_2 | 0.03427 | 0.03427 | 0 | 0 | 0.023743 | 0.023743 | 0.017758 | -0.017722 | 0.017898 | -0.017828 | -45.346 | 134.654 | 1.0619 | 1.0588 | -0.11952 | -0.17563
Line10_11_12 | 0 | 0 | 0 | 0 | 0 | 0 | 0 | 0 | 0 | 0 | 0 | 0 | 1.0619 | 1.0619 | -0.11952 | -0.11952
Line11_12_13 | 0 | 0 | 0 | 0 | 0 | 0 | 0 | 0 | 0 | 0 | 0 | 0 | 1.0619 | 1.0619 | -0.11952 | -0.11952
Line12_13_15 | 0 | 0 | 0 | 0 | 0 | 0 | 0 | 0 | 0 | 0 | 0 | 0 | 1.0619 | 1.0619 | -0.11952 | -0.11952
Line13_13_14 | 0 | 0 | 0 | 0 | 0 | 0 | 0 | 0 | 0 | 0 | 0 | 0 | 1.0619 | 1.0619 | -0.11952 | -0.11952
Line14_15_16 | 0 | 0 | 0 | 0 | 0 | 0 | 0 | 0 | 0 | 0 | 0 | 0 | 1.0619 | 1.0619 | -0.11952 | -0.11952
Line15_16_17 | 0 | 0 | 0 | 0 | 0 | 0 | 0 | 0 | 0 | 0 | 0 | 0 | 1.0619 | 1.0619 | -0.11952 | -0.11952
Line16_4_18 | 0 | 0 | 0 | 0 | 0 | 0 | 0 | 0 | 0 | 0 | 0 | 0 | 1.0749 | 1.0749 | -0.39445 | -0.39445
Line17_5_19 | 0 | 0 | 0 | 0 | 0 | 0 | 0 | 0 | 0 | 0 | 0 | 0 | 1.0619 | 1.0619 | -0.11952 | -0.11952
Line1_1_3 | 0 | 0 | 0 | 0 | 0 | 0 | 0 | 0 | 0 | 0 | 0 | 0 | 1.0619 | 1.0619 | -0.11952 | -0.11952
Line2_1_4 | 0.14434 | 0.14434 | 0 | 0 | 0.1 | 0.1 | -0.0090829 | 0.0097079 | -0.1058 | 0.10705 | 94.7872 | -85.2128 | 1.0619 | 1.0749 | -0.11952 | -0.39445
Line3_1_5 | 0 | 0 | 0 | 0 | 0 | 0 | 0 | 0 | 0 | 0 | 0 | 0 | 1.0619 | 1.0619 | -0.11952 | -0.11952
Line4_2_6 | 0.03427 | 0.03427 | 0 | 0 | 0.023743 | 0.023743 | 0.017722 | -0.017687 | 0.017828 | -0.017758 | -45.346 | 134.654 | 1.0588 | 1.0556 | -0.17563 | -0.23207
Line5_6_7 | 0.03427 | 0.03427 | 0 | 0 | 0.023743 | 0.023743 | 0.017687 | -0.017652 | 0.017758 | -0.017687 | -45.346 | 134.654 | 1.0556 | 1.0525 | -0.23207 | -0.28886
Line6_7_8 | 0.03427 | 0.03427 | 0 | 0.063263 | 0.023743 | 0.023743 | 0.017652 | -0.017617 | 0.017687 | -0.017617 | -45.346 | 134.654 | 1.0525 | 1.0493 | -0.28886 | -0.34598
Line7_8_9 | 0 | 0 | 0 | 0 | 0 | 0 | -7.8086e-12 | 0 | 7.3183e-11 | 0 | 0 | 0 | 1.0493 | 1.0493 | -0.34598 | -0.34598
Line8_8_10 | 0 | 0 | 0 | 0 | 0 | 0 | -7.8086e-12 | 0 | 7.3183e-11 | 0 | 0 | 0 | 1.0493 | 1.0493 | -0.34598 | -0.34598
Line9_3_11 | 0 | 0 | 0 | 0 | 0 | 0 | 0 | 0 | 0 | 0 | 0 | 0 | 1.0619 | 1.0619 | -0.11952 | -0.11952

## LLL_max_fault_10
name | pf_ikss_from_ka | pf_ikss_to_ka | pf_ip_from_ka | pf_ip_to_ka | pf_skss_from_mw | pf_skss_to_mw | pf_p_from_mw | pf_p_to_mw | pf_q_from_mvar | pf_q_to_mvar | pf_ikss_from_degree | pf_ikss_to_degree | pf_vm_from_pu | pf_vm_to_pu | pf_va_from_degree | pf_va_to_degree
Line0_1_2 | 0.035898 | 0.035898 | 0 | 0 | 0.024871 | 0.024871 | 0.019484 | -0.019446 | 0.019639 | -0.019562 | -45.3516 | 134.6484 | 1.1123 | 1.109 | -0.12515 | -0.18126
Line10_11_12 | 0 | 0 | 0 | 0 | 0 | 0 | 0 | 0 | 0 | 0 | 0 | 0 | 1.1123 | 1.1123 | -0.12515 | -0.12515
Line11_12_13 | 0 | 0 | 0 | 0 | 0 | 0 | 0 | 0 | 0 | 0 | 0 | 0 | 1.1123 | 1.1123 | -0.12515 | -0.12515
Line12_13_15 | 0 | 0 | 0 | 0 | 0 | 0 | 0 | 0 | 0 | 0 | 0 | 0 | 1.1123 | 1.1123 | -0.12515 | -0.12515
Line13_13_14 | 0 | 0 | 0 | 0 | 0 | 0 | 0 | 0 | 0 | 0 | 0 | 0 | 1.1123 | 1.1123 | -0.12515 | -0.12515
Line14_15_16 | 0 | 0 | 0 | 0 | 0 | 0 | 0 | 0 | 0 | 0 | 0 | 0 | 1.1123 | 1.1123 | -0.12515 | -0.12515
Line15_16_17 | 0 | 0 | 0 | 0 | 0 | 0 | 0 | 0 | 0 | 0 | 0 | 0 | 1.1123 | 1.1123 | -0.12515 | -0.12515
Line16_4_18 | 0 | 0 | 0 | 0 | 0 | 0 | 0 | 0 | 0 | 0 | 0 | 0 | 1.1253 | 1.1253 | -0.3877 | -0.3877
Line17_5_19 | 0 | 0 | 0 | 0 | 0 | 0 | 0 | 0 | 0 | 0 | 0 | 0 | 1.1123 | 1.1123 | -0.12515 | -0.12515
Line1_1_3 | 0 | 0 | 0 | 0 | 0 | 0 | 0 | 0 | 0 | 0 | 0 | 0 | 1.1123 | 1.1123 | -0.12515 | -0.12515
Line2_1_4 | 0.14434 | 0.14434 | 0 | 0 | 0.1 | 0.1 | -0.0095246 | 0.01015 | -0.11082 | 0.11207 | 94.7869 | -85.2131 | 1.1123 | 1.1253 | -0.12515 | -0.3877
Line3_1_5 | 0 | 0 | 0 | 0 | 0 | 0 | 0 | 0 | 0 | 0 | 0 | 0 | 1.1123 | 1.1123 | -0.12515 | -0.12515
Line4_2_6 | 0.035898 | 0.035898 | 0 | 0 | 0.024871 | 0.024871 | 0.019446 | -0.019407 | 0.019562 | -0.019484 | -45.3516 | 134.6484 | 1.109 | 1.1057 | -0.18126 | -0.23771
Line5_6_7 | 0.035898 | 0.035898 | 0 | 0 | 0.024871 | 0.024871 | 0.019407 | -0.019368 | 0.019484 | -0.019407 | -45.3516 | 134.6484 | 1.1057 | 1.1024 | -0.23771 | -0.29449
Line6_7_8 | 0.035898 | 0.035898 | 0 | 0.066416 | 0.024871 | 0.024871 | 0.019368 | -0.01933 | 0.019407 | -0.01933 | -45.3516 | 134.6484 | 1.1024 | 1.0991 | -0.29449 | -0.35161
Line7_8_9 | 0 | 0 | 0 | 0 | 0 | 0 | -1.0188e-11 | 0 | 8.1617e-11 | 0 | 0 | 0 | 1.0991 | 1.0991 | -0.35161 | -0.35161
Line8_8_10 | 0 | 0 | 0 | 0 | 0 | 0 | -1.0188e-11 | 0 | 8.1617e-11 | 0 | 0 | 0 | 1.0991 | 1.0991 | -0.35161 | -0.35161
Line9_3_11 | 0 | 0 | 0 | 0 | 0 | 0 | 0 | 0 | 0 | 0 | 0 | 0 | 1.1123 | 1.1123 | -0.12515 | -0.12515

## LLL_min_6
name | pf_ikss_from_ka | pf_ikss_to_ka | pf_ip_from_ka | pf_ip_to_ka | pf_skss_from_mw | pf_skss_to_mw | pf_p_from_mw | pf_p_to_mw | pf_q_from_mvar | pf_q_to_mvar | pf_ikss_from_degree | pf_ikss_to_degree | pf_vm_from_pu | pf_vm_to_pu | pf_va_from_degree | pf_va_to_degree
Line0_1_2 | 1.6801 | 1.6801 | 0 | 0 | 1.164 | 1.164 | 0.65034 | -0.48775 | 0.67743 | -0.50807 | -52.8727 | 127.1273 | 0.80677 | 0.60508 | -6.7036 | -6.7036
Line10_11_12 | 0 | 0 | 0 | 0 | 0 | 0 | 0 | 0 | 0 | 0 | 0 | 0 | 0.80677 | 0.80677 | -6.7036 | -6.7036
Line11_12_13 | 0 | 0 | 0 | 0 | 0 | 0 | 0 | 0 | 0 | 0 | 0 | 0 | 0.80677 | 0.80677 | -6.7036 | -6.7036
Line12_13_15 | 0 | 0 | 0 | 0 | 0 | 0 | 0 | 0 | 0 | 0 | 0 | 0 | 0.80677 | 0.80677 | -6.7036 | -6.7036
Line13_13_14 | 0 | 0 | 0 | 0 | 0 | 0 | 0 | 0 | 0 | 0 | 0 | 0 | 0.80677 | 0.80677 | -6.7036 | -6.7036
Line14_15_16 | 0 | 0 | 0 | 0 | 0 | 0 | 0 | 0 | 0 | 0 | 0 | 0 | 0.80677 | 0.80677 | -6.7036 | -6.7036
Line15_16_17 | 0 | 0 | 0 | 0 | 0 | 0 | 0 | 0 | 0 | 0 | 0 | 0 | 0.80677 | 0.80677 | -6.7036 | -6.7036
Line16_4_18 | 0 | 0 | 0 | 0 | 0 | 0 | 0 | 0 | 0 | 0 | 0 | 0 | 0.80677 | 0.80677 | -6.7036 | -6.7036
Line17_5_19 | 0 | 0 | 0 | 0 | 0 | 0 | 0 | 0 | 0 | 0 | 0 | 0 | 0.80677 | 0.80677 | -6.7036 | -6.7036
Line1_1_3 | 0 | 0 | 0 | 0 | 0 | 0 | 0 | 0 | 0 | 0 | 0 | 0 | 0.80677 | 0.80677 | -6.7036 | -6.7036
Line2_1_4 | 0 | 0 | 0 | 0 | 0 | 0 | 0 | 0 | 0 | 0 | 0 | 0 | 0.80677 | 0.80677 | -6.7036 | -6.7036
Line3_1_5 | 0 | 0 | 0 | 0 | 0 | 0 | 0 | 0 | 0 | 0 | 0 | 0 | 0.80677 | 0.80677 | -6.7036 | -6.7036
Line4_2_6 | 1.6801 | 1.6801 | 0 | 0 | 1.164 | 1.164 | 0.48775 | -0.32517 | 0.50807 | -0.33872 | -52.8727 | 127.1273 | 0.60508 | 0.40338 | -6.7036 | -6.7036
Line5_6_7 | 1.6801 | 1.6801 | 0 | 0 | 1.164 | 1.164 | 0.32517 | -0.16258 | 0.33872 | -0.16936 | -52.8727 | 127.1273 | 0.40338 | 0.20169 | -6.7036 | -6.7036
Line6_7_8 | 1.6801 | 1.6801 | 0 | 2.6638 | 1.164 | 1.164 | 0.16258 | -1e-07 | 0.16936 | -1e-07 | -52.8727 | 127.1273 | 0.20169 | 0 | -6.7036 | 0
Line7_8_9 | 0 | 0 | 0 | 0 | 0 | 0 | 6.7987e-22 | 0 | 9.0104e-22 | 0 | 0 | 0 | 0 | 0 | 0 | 0
Line8_8_10 | 0 | 0 | 0 | 0 | 0 | 0 | 6.7987e-22 | 0 | 9.0104e-22 | 0 | 0 | 0 | 0 | 0 | 0 | 0
Line9_3_11 | 0 | 0 | 0 | 0 | 0 | 0 | 0 | 0 | 0 | 0 | 0 | 0 | 0.80677 | 0.80677 | -6.7036 | -6.7036

## LLL_min_10
name | pf_ikss_from_ka | pf_ikss_to_ka | pf_ip_from_ka | pf_ip_to_ka | pf_skss_from_mw | pf_skss_to_mw | pf_p_from_mw | pf_p_to_mw | pf_q_from_mvar | pf_q_to_mvar | pf_ikss_from_degree | pf_ikss_to_degree | pf_vm_from_pu | pf_vm_to_pu | pf_va_from_degree | pf_va_to_degree
Line0_1_2 | 1.5916 | 1.5916 | 0 | 0 | 1.1027 | 1.1027 | 0.58368 | -0.43776 | 0.608 | -0.456 | -52.8727 | 127.1273 | 0.76431 | 0.57323 | -6.7036 | -6.7036
Line10_11_12 | 0 | 0 | 0 | 0 | 0 | 0 | 0 | 0 | 0 | 0 | 0 | 0 | 0.76431 | 0.76431 | -6.7036 | -6.7036
Line11_12_13 | 0 | 0 | 0 | 0 | 0 | 0 | 0 | 0 | 0 | 0 | 0 | 0 | 0.76431 | 0.76431 | -6.7036 | -6.7036
Line12_13_15 | 0 | 0 | 0 | 0 | 0 | 0 | 0 | 0 | 0 | 0 | 0 | 0 | 0.76431 | 0.76431 | -6.7036 | -6.7036
Line13_13_14 | 0 | 0 | 0 | 0 | 0 | 0 | 0 | 0 | 0 | 0 | 0 | 0 | 0.76431 | 0.76431 | -6.7036 | -6.7036
Line14_15_16 | 0 | 0 | 0 | 0 | 0 | 0 | 0 | 0 | 0 | 0 | 0 | 0 | 0.76431 | 0.76431 | -6.7036 | -6.7036
Line15_16_17 | 0 | 0 | 0 | 0 | 0 | 0 | 0 | 0 | 0 | 0 | 0 | 0 | 0.76431 | 0.76431 | -6.7036 | -6.7036
Line16_4_18 | 0 | 0 | 0 | 0 | 0 | 0 | 0 | 0 | 0 | 0 | 0 | 0 | 0.76431 | 0.76431 | -6.7036 | -6.7036
Line17_5_19 | 0 | 0 | 0 | 0 | 0 | 0 | 0 | 0 | 0 | 0 | 0 | 0 | 0.76431 | 0.76431 | -6.7036 | -6.7036
Line1_1_3 | 0 | 0 | 0 | 0 | 0 | 0 | 0 | 0 | 0 | 0 | 0 | 0 | 0.76431 | 0.76431 | -6.7036 | -6.7036
Line2_1_4 | 0 | 0 | 0 | 0 | 0 | 0 | 0 | 0 | 0 | 0 | 0 | 0 | 0.76431 | 0.76431 | -6.7036 | -6.7036
Line3_1_5 | 0 | 0 | 0 | 0 | 0 | 0 | 0 | 0 | 0 | 0 | 0 | 0 | 0.76431 | 0.76431 | -6.7036 | -6.7036
Line4_2_6 | 1.5916 | 1.5916 | 0 | 0 | 1.1027 | 1.1027 | 0.43776 | -0.29184 | 0.456 | -0.304 | -52.8727 | 127.1273 | 0.57323 | 0.38215 | -6.7036 | -6.7036
Line5_6_7 | 1.5916 | 1.5916 | 0 | 0 | 1.1027 | 1.1027 | 0.29184 | -0.14592 | 0.304 | -0.152 | -52.8727 | 127.1273 | 0.38215 | 0.19108 | -6.7036 | -6.7036
Line6_7_8 | 1.5916 | 1.5916 | 0 | 2.5236 | 1.1027 | 1.1027 | 0.14592 | -1e-07 | 0.152 | -1e-07 | -52.8727 | 127.1273 | 0.19108 | 0 | -6.7036 | 0
Line7_8_9 | 0 | 0 | 0 | 0 | 0 | 0 | 6.1001e-22 | 0 | 8.0913e-22 | 0 | 0 | 0 | 0 | 0 | 0 | 0
Line8_8_10 | 0 | 0 | 0 | 0 | 0 | 0 | 6.1001e-22 | 0 | 8.0913e-22 | 0 | 0 | 0 | 0 | 0 | 0 | 0
Line9_3_11 | 0 | 0 | 0 | 0 | 0 | 0 | 0 | 0 | 0 | 0 | 0 | 0 | 0.76431 | 0.76431 | -6.7036 | -6.7036

## LLL_min_fault_6
name | pf_ikss_from_ka | pf_ikss_to_ka | pf_ip_from_ka | pf_ip_to_ka | pf_skss_from_mw | pf_skss_to_mw | pf_p_from_mw | pf_p_to_mw | pf_q_from_mvar | pf_q_to_mvar | pf_ikss_from_degree | pf_ikss_to_degree | pf_vm_from_pu | pf_vm_to_pu | pf_va_from_degree | pf_va_to_degree
Line0_1_2 | 0.030469 | 0.030469 | 0 | 0 | 0.02111 | 0.02111 | 0.01414 | -0.014086 | 0.014149 | -0.014093 | -45.1423 | 134.8577 | 0.94756 | 0.9439 | -0.12428 | -0.12874
Line10_11_12 | 0 | 0 | 0 | 0 | 0 | 0 | 0 | 0 | 0 | 0 | 0 | 0 | 0.94756 | 0.94756 | -0.12428 | -0.12428
Line11_12_13 | 0 | 0 | 0 | 0 | 0 | 0 | 0 | 0 | 0 | 0 | 0 | 0 | 0.94756 | 0.94756 | -0.12428 | -0.12428
Line12_13_15 | 0 | 0 | 0 | 0 | 0 | 0 | 0 | 0 | 0 | 0 | 0 | 0 | 0.94756 | 0.94756 | -0.12428 | -0.12428
Line13_13_14 | 0 | 0 | 0 | 0 | 0 | 0 | 0 | 0 | 0 | 0 | 0 | 0 | 0.94756 | 0.94756 | -0.12428 | -0.12428
Line14_15_16 | 0 | 0 | 0 | 0 | 0 | 0 | 0 | 0 | 0 | 0 | 0 | 0 | 0.94756 | 0.94756 | -0.12428 | -0.12428
Line15_16_17 | 0 | 0 | 0 | 0 | 0 | 0 | 0 | 0 | 0 | 0 | 0 | 0 | 0.94756 | 0.94756 | -0.12428 | -0.12428
Line16_4_18 | 0 | 0 | 0 | 0 | 0 | 0 | 0 | 0 | 0 | 0 | 0 | 0 | 0.94756 | 0.94756 | -0.12428 | -0.12428
Line17_5_19 | 0 | 0 | 0 | 0 | 0 | 0 | 0 | 0 | 0 | 0 | 0 | 0 | 0.94756 | 0.94756 | -0.12428 | -0.12428
Line1_1_3 | 0 | 0 | 0 | 0 | 0 | 0 | 0 | 0 | 0 | 0 | 0 | 0 | 0.94756 | 0.94756 | -0.12428 | -0.12428
Line2_1_4 | 0 | 0 | 0 | 0 | 0 | 0 | 0 | 0 | 0 | 0 | 0 | 0 | 0.94756 | 0.94756 | -0.12428 | -0.12428
Line3_1_5 | 0 | 0 | 0 | 0 | 0 | 0 | 0 | 0 | 0 | 0 | 0 | 0 | 0.94756 | 0.94756 | -0.12428 | -0.12428
Line4_2_6 | 0.030469 | 0.030469 | 0 | 0 | 0.02111 | 0.02111 | 0.014086 | -0.014033 | 0.014093 | -0.014037 | -45.1423 | 134.8577 | 0.9439 | 0.94024 | -0.12874 | -0.13323
Line5_6_7 | 0.030469 | 0.030469 | 0 | 0 | 0.02111 | 0.02111 | 0.014033 | -0.013979 | 0.014037 | -0.013981 | -45.1423 | 134.8577 | 0.94024 | 0.93659 | -0.13323 | -0.13776
Line6_7_8 | 0.030469 | 0.030469 | 0 | 0.04831 | 0.02111 | 0.02111 | 0.013979 | -0.013926 | 0.013981 | -0.013926 | -45.1423 | 134.8577 | 0.93659 | 0.93293 | -0.13776 | -0.14233
Line7_8_9 | 0 | 0 | 0 | 0 | 0 | 0 | -1.7514e-10 | 0 | 2.4218e-11 | 0 | 0 | 0 | 0.93293 | 0.93293 | -0.14233 | -0.14233
Line8_8_10 | 0 | 0 | 0 | 0 | 0 | 0 | -1.7514e-10 | 0 | 2.4218e-11 | 0 | 0 | 0 | 0.93293 | 0.93293 | -0.14233 | -0.14233
Line9_3_11 | 0 | 0 | 0 | 0 | 0 | 0 | 0 | 0 | 0 | 0 | 0 | 0 | 0.94756 | 0.94756 | -0.12428 | -0.12428

## LLL_min_fault_10
name | pf_ikss_from_ka | pf_ikss_to_ka | pf_ip_from_ka | pf_ip_to_ka | pf_skss_from_mw | pf_skss_to_mw | pf_p_from_mw | pf_p_to_mw | pf_q_from_mvar | pf_q_to_mvar | pf_ikss_from_degree | pf_ikss_to_degree | pf_vm_from_pu | pf_vm_to_pu | pf_va_from_degree | pf_va_to_degree
Line0_1_2 | 0.028866 | 0.028866 | 0 | 0 | 0.019999 | 0.019999 | 0.01269 | -0.012642 | 0.012698 | -0.012648 | -45.1423 | 134.8577 | 0.89769 | 0.89422 | -0.12428 | -0.12874
Line10_11_12 | 0 | 0 | 0 | 0 | 0 | 0 | 0 | 0 | 0 | 0 | 0 | 0 | 0.89769 | 0.89769 | -0.12428 | -0.12428
Line11_12_13 | 0 | 0 | 0 | 0 | 0 | 0 | 0 | 0 | 0 | 0 | 0 | 0 | 0.89769 | 0.89769 | -0.12428 | -0.12428
Line12_13_15 | 0 | 0 | 0 | 0 | 0 | 0 | 0 | 0 | 0 | 0 | 0 | 0 | 0.89769 | 0.89769 | -0.12428 | -0.12428
Line13_13_14 | 0 | 0 | 0 | 0 | 0 | 0 | 0 | 0 | 0 | 0 | 0 | 0 | 0.89769 | 0.89769 | -0.12428 | -0.12428
Line14_15_16 | 0 | 0 | 0 | 0 | 0 | 0 | 0 | 0 | 0 | 0 | 0 | 0 | 0.89769 | 0.89769 | -0.12428 | -0.12428
Line15_16_17 | 0 | 0 | 0 | 0 | 0 | 0 | 0 | 0 | 0 | 0 | 0 | 0 | 0.89769 | 0.89769 | -0.12428 | -0.12428
Line16_4_18 | 0 | 0 | 0 | 0 | 0 | 0 | 0 | 0 | 0 | 0 | 0 | 0 | 0.89769 | 0.89769 | -0.12428 | -0.12428
Line17_5_19 | 0 | 0 | 0 | 0 | 0 | 0 | 0 | 0 | 0 | 0 | 0 | 0 | 0.89769 | 0.89769 | -0.12428 | -0.12428
Line1_1_3 | 0 | 0 | 0 | 0 | 0 | 0 | 0 | 0 | 0 | 0 | 0 | 0 | 0.89769 | 0.89769 | -0.12428 | -0.12428
Line2_1_4 | 0 | 0 | 0 | 0 | 0 | 0 | 0 | 0 | 0 | 0 | 0 | 0 | 0.89769 | 0.89769 | -0.12428 | -0.12428
Line3_1_5 | 0 | 0 | 0 | 0 | 0 | 0 | 0 | 0 | 0 | 0 | 0 | 0 | 0.89769 | 0.89769 | -0.12428 | -0.12428
Line4_2_6 | 0.028866 | 0.028866 | 0 | 0 | 0.019999 | 0.019999 | 0.012642 | -0.012594 | 0.012648 | -0.012598 | -45.1423 | 134.8577 | 0.89422 | 0.89076 | -0.12874 | -0.13323
Line5_6_7 | 0.028866 | 0.028866 | 0 | 0 | 0.019999 | 0.019999 | 0.012594 | -0.012546 | 0.012598 | -0.012548 | -45.1423 | 134.8577 | 0.89076 | 0.88729 | -0.13323 | -0.13776
Line6_7_8 | 0.028866 | 0.028866 | 0 | 0.045767 | 0.019999 | 0.019999 | 0.012546 | -0.012498 | 0.012548 | -0.012498 | -45.1423 | 134.8577 | 0.88729 | 0.88383 | -0.13776 | -0.14233
Line7_8_9 | 0 | 0 | 0 | 0 | 0 | 0 | -1.5719e-10 | 0 | 2.1736e-11 | 0 | 0 | 0 | 0.88383 | 0.88383 | -0.14233 | -0.14233
Line8_8_10 | 0 | 0 | 0 | 0 | 0 | 0 | -1.5719e-10 | 0 | 2.1736e-11 | 0 | 0 | 0 | 0.88383 | 0.88383 | -0.14233 | -0.14233
Line9_3_11 | 0 | 0 | 0 | 0 | 0 | 0 | 0 | 0 | 0 | 0 | 0 | 0 | 0.89769 | 0.89769 | -0.12428 | -0.12428

## LL_max_6
name | pf_ikss_a_from_ka | pf_ikss_b_from_ka | pf_ikss_c_from_ka | pf_ikss_a_to_ka | pf_ikss_b_to_ka | pf_ikss_c_to_ka | pf_skss_a_from_mw | pf_skss_b_from_mw | pf_skss_c_from_mw | pf_skss_a_to_mw | pf_skss_b_to_mw | pf_skss_c_to_mw | pf_p_a_from_mw | pf_p_b_from_mw | pf_p_c_from_mw | pf_p_a_to_mw | pf_p_b_to_mw | pf_p_c_to_mw | pf_q_a_from_mvar | pf_q_b_from_mvar | pf_q_c_from_mvar | pf_q_a_to_mvar | pf_q_b_to_mvar | pf_q_c_to_mvar | pf_ikss_a_from_degree | pf_ikss_b_from_degree | pf_ikss_c_from_degree | pf_ikss_a_to_degree | pf_ikss_b_to_degree | pf_ikss_c_to_degree | pf_vm_a_from_pu | pf_vm_b_from_pu | pf_vm_c_from_pu | pf_vm_a_to_pu | pf_vm_b_to_pu | pf_vm_c_to_pu | pf_va_a_from_degree | pf_va_b_from_degree | pf_va_c_from_degree | pf_va_a_to_degree | pf_va_b_to_degree | pf_va_c_to_degree
Line0_1_2 | 0 | 1.9112 | 1.9112 | 0 | 1.9112 | 1.9112 | 0 | 0.44137 | 0.44137 | 0 | 0.44137 | 0.44137 | 3.4087e-10 | 0.36375 | -0.071539 | -3.4087e-10 | -0.32722 | 0.10806 | 1.94e-16 | 0.20376 | 0.38066 | -2.1366e-16 | -0.1307 | -0.30761 | 0 | -157.8829 | 22.1171 | 0 | 22.1171 | -157.8829 | 1.0646 | 0.94463 | 0.87755 | 1.0646 | 0.79833 | 0.7387 | -5.0064e-07 | -128.6271 | 122.7608 | -5.071e-07 | -136.1092 | 131.4739
Line10_11_12 | 0 | 0 | 0 | 0 | 0 | 0 | 0 | 0 | 0 | 0 | 0 | 0 | 3.4086e-10 | -1.943e-09 | -3.3058e-09 | -3.4086e-10 | 1.943e-09 | 3.3058e-09 | 2.333e-16 | 3.2732e-09 | -9.7642e-10 | -2.1357e-16 | -3.2732e-09 | 9.7642e-10 | 0 | 0 | 0 | 0 | 0 | 0 | 1.0646 | 0.94463 | 0.87755 | 1.0646 | 0.94463 | 0.87755 | -5.1679e-07 | -128.6271 | 122.7608 | -5.2325e-07 | -128.6271 | 122.7608
Line11_12_13 | 0 | 0 | 0 | 0 | 0 | 0 | 0 | 0 | 0 | 0 | 0 | 0 | 2.8405e-10 | -1.6191e-09 | -2.7548e-09 | -2.8405e-10 | 1.6191e-09 | 2.7548e-09 | 1.7469e-16 | 2.7277e-09 | -8.1368e-10 | -1.7466e-16 | -2.7277e-09 | 8.1368e-10 | 0 | 0 | 0 | 0 | 0 | 0 | 1.0646 | 0.94463 | 0.87755 | 1.0646 | 0.94463 | 0.87755 | -5.2325e-07 | -128.6271 | 122.7608 | -5.2864e-07 | -128.6271 | 122.7608
Line12_13_15 | 0 | 0 | 0 | 0 | 0 | 0 | 0 | 0 | 0 | 0 | 0 | 0 | 1.7043e-10 | -9.7149e-10 | -1.6529e-09 | -1.7043e-10 | 9.7149e-10 | 1.6529e-09 | 1.7571e-16 | 1.6366e-09 | -4.8821e-10 | -1.56e-16 | -1.6366e-09 | 4.8821e-10 | 0 | 0 | 0 | 0 | 0 | 0 | 1.0646 | 0.94463 | 0.87755 | 1.0646 | 0.94463 | 0.87755 | -5.2864e-07 | -128.6271 | 122.7608 | -5.3187e-07 | -128.6271 | 122.7608
Line13_13_14 | 0 | 0 | 0 | 0 | 0 | 0 | 0 | 0 | 0 | 0 | 0 | 0 | 5.6811e-11 | -3.2383e-10 | -5.5096e-10 | -5.6811e-11 | 3.2383e-10 | 5.5096e-10 | 1.9174e-17 | 5.4553e-10 | -1.6274e-10 | 5.2523e-19 | -5.4553e-10 | 1.6274e-10 | 0 | 0 | 0 | 0 | 0 | 0 | 1.0646 | 0.94463 | 0.87755 | 1.0646 | 0.94463 | 0.87755 | -5.2864e-07 | -128.6271 | 122.7608 | -5.2972e-07 | -128.6271 | 122.7608
Line14_15_16 | 0 | 0 | 0 | 0 | 0 | 0 | 0 | 0 | 0 | 0 | 0 | 0 | 1.1362e-10 | -6.4766e-10 | -1.1019e-09 | -1.1362e-10 | 6.4766e-10 | 1.1019e-09 | 3.8342e-17 | 1.0911e-09 | -3.2547e-10 | -9.7432e-17 | -1.0911e-09 | 3.2547e-10 | 0 | 0 | 0 | 0 | 0 | 0 | 1.0646 | 0.94463 | 0.87755 | 1.0646 | 0.94463 | 0.87755 | -5.3187e-07 | -128.6271 | 122.7608 | -5.3402e-07 | -128.6271 | 122.7608
Line15_16_17 | 0 | 0 | 0 | 0 | 0 | 0 | 0 | 0 | 0 | 0 | 0 | 0 | 5.6811e-11 | -3.2383e-10 | -5.5096e-10 | -5.6811e-11 | 3.2383e-10 | 5.5096e-10 | -2.0228e-17 | 5.4553e-10 | -1.6274e-10 | 2.0229e-17 | -5.4553e-10 | 1.6274e-10 | 0 | 0 | 0 | 0 | 0 | 0 | 1.0646 | 0.94463 | 0.87755 | 1.0646 | 0.94463 | 0.87755 | -5.3402e-07 | -128.6271 | 122.7608 | -5.351e-07 | -128.6271 | 122.7608
Line16_4_18 | 0 | 0 | 0 | 0 | 0 | 0 | 0 | 0 | 0 | 0 | 0 | 0 | 1.0888e-10 | -2.7881e-10 | -5.184e-10 | -1.0888e-10 | 2.7881e-10 | 5.184e-10 | 1.9962e-11 | 5.6549e-10 | -1.4277e-10 | -1.9962e-11 | -5.6549e-10 | 1.4277e-10 | 0 | 0 | 0 | 0 | 0 | 0 | 1.0775 | 0.95824 | 0.89028 | 1.0775 | 0.95824 | 0.89028 | -0.2757 | -128.8172 | 122.3873 | -0.2757 | -128.8172 | 122.3873
Line17_5_19 | 0 | 0 | 0 | 0 | 0 | 0 | 0 | 0 | 0 | 0 | 0 | 0 | 5.6811e-11 | -3.2383e-10 | -5.5096e-10 | -5.6811e-11 | 3.2383e-10 | 5.5096e-10 | 1.92e-17 | 5.4553e-10 | -1.6274e-10 | -1.9199e-17 | -5.4553e-10 | 1.6274e-10 | 0 | 0 | 0 | 0 | 0 | 0 | 1.0646 | 0.94463 | 0.87755 | 1.0646 | 0.94463 | 0.87755 | -5.0279e-07 | -128.6271 | 122.7608 | -5.0387e-07 | -128.6271 | 122.7608
Line1_1_3 | 0 | 0 | 0 | 0 | 0 | 0 | 0 | 0 | 0 | 0 | 0 | 0 | 4.5449e-10 | -2.5906e-09 | -4.4077e-09 | -4.5449e-10 | 2.5906e-09 | 4.4077e-09 | 3.7029e-16 | 4.3642e-09 | -1.3019e-09 | -3.7023e-16 | -4.3642e-09 | 1.3019e-09 | 0 | 0 | 0 | 0 | 0 | 0 | 1.0646 | 0.94463 | 0.87755 | 1.0646 | 0.94463 | 0.87755 | -5.0064e-07 | -128.6271 | 122.7608 | -5.0925e-07 | -128.6271 | 122.7608
Line2_1_4 | 0.14434 | 0.14434 | 0.14434 | 0.14434 | 0.14434 | 0.14434 | 0.033333 | 0.033333 | 0.033333 | 0.033333 | 0.033333 | 0.033333 | -0.0029614 | -0.0073048 | -0.0010343 | 0.0031697 | 0.0075132 | 0.0012427 | -0.035361 | -0.030628 | -0.029233 | 0.035778 | 0.031045 | 0.02965 | 94.7872 | -25.2127 | -145.2128 | -85.2128 | 154.7873 | 34.7872 | 1.0646 | 0.94463 | 0.87755 | 1.0775 | 0.95824 | 0.89028 | -5.0064e-07 | -128.6271 | 122.7608 | -0.2757 | -128.8172 | 122.3873
Line3_1_5 | 0 | 0 | 0 | 0 | 0 | 0 | 0 | 0 | 0 | 0 | 0 | 0 | 1.1362e-10 | -6.4766e-10 | -1.1019e-09 | -1.1362e-10 | 6.4766e-10 | 1.1019e-09 | 3.8404e-17 | 1.0911e-09 | -3.2547e-10 | -5.8098e-17 | -1.0911e-09 | 3.2547e-10 | 0 | 0 | 0 | 0 | 0 | 0 | 1.0646 | 0.94463 | 0.87755 | 1.0646 | 0.94463 | 0.87755 | -5.0064e-07 | -128.6271 | 122.7608 | -5.0279e-07 | -128.6271 | 122.7608
Line4_2_6 | 0 | 1.9112 | 1.9112 | 0 | 1.9112 | 1.9112 | 0 | 0.44137 | 0.44137 | 0 | 0.44137 | 0.44137 | 2.8405e-10 | 0.32722 | -0.10806 | -2.8405e-10 | -0.29069 | 0.14459 | 1.9447e-16 | 0.1307 | 0.30761 | -1.9444e-16 | -0.057652 | -0.23455 | 0 | -157.8829 | 22.1171 | 0 | 22.1171 | -157.8829 | 1.0646 | 0.79833 | 0.7387 | 1.0646 | 0.67145 | 0.62429 | -5.071e-07 | -136.1092 | 131.4739 | -5.1248e-07 | -146.6652 | 143.7688
Line5_6_7 | 0 | 1.9112 | 1.9112 | 0 | 1.9112 | 1.9112 | 0 | 0.44137 | 0.44137 | 0 | 0.44137 | 0.44137 | 2.2724e-10 | 0.29069 | -0.14459 | -2.2724e-10 | -0.25417 | 0.18112 | 1.1616e-16 | 0.057652 | 0.23455 | -1.1614e-16 | 0.015399 | -0.1615 | 0 | -157.8829 | 22.1171 | 0 | 22.1171 | -157.8829 | 1.0646 | 0.67145 | 0.62429 | 1.0646 | 0.57692 | 0.5498 | -5.1248e-07 | -146.6652 | 143.7688 | -5.1679e-07 | -161.35 | 160.3935
Line6_7_8 | 0 | 1.9112 | 1.9112 | 0 | 1.9112 | 1.9112 | 0 | 0.44137 | 0.44137 | 0 | 0.44137 | 0.44137 | 1.7043e-10 | 0.25417 | -0.18112 | -1.7043e-10 | -0.21764 | 0.21764 | -8.033e-17 | -0.015399 | 0.1615 | 8.034e-17 | 0.088451 | -0.088451 | 0 | -157.8829 | 22.1171 | 0 | 22.1171 | -157.8829 | 1.0646 | 0.57692 | 0.5498 | 1.0646 | 0.53228 | 0.53228 | -5.1679e-07 | -161.35 | 160.3935 | -5.2002e-07 | 180 | 180
Line7_8_9 | 0 | 0 | 0 | 0 | 0 | 0 | 0 | 0 | 0 | 0 | 0 | 0 | 5.6811e-11 | 1.4203e-11 | 1.4202e-11 | -5.6811e-11 | -1.4203e-11 | -1.4203e-11 | -5.1562e-19 | 1.7747e-09 | -1.7747e-09 | 3.9913e-17 | -1.7747e-09 | 1.7747e-09 | 0 | 0 | 0 | 0 | 0 | 0 | 1.0646 | 0.53228 | 0.53228 | 1.0646 | 0.53228 | 0.53228 | -5.2002e-07 | 180 | 180 | -5.211e-07 | 180 | 180
Line8_8_10 | 0 | 0 | 0 | 0 | 0 | 0 | 0 | 0 | 0 | 0 | 0 | 0 | 5.6811e-11 | 1.4203e-11 | 1.4202e-11 | -5.6811e-11 | -1.4203e-11 | -1.4203e-11 | 7.8277e-17 | 1.7747e-09 | -1.7747e-09 | -7.8276e-17 | -1.7747e-09 | 1.7747e-09 | 0 | 0 | 0 | 0 | 0 | 0 | 1.0646 | 0.53228 | 0.53228 | 1.0646 | 0.53228 | 0.53228 | -5.2002e-07 | 180 | 180 | -5.211e-07 | 180 | 180
Line9_3_11 | 0 | 0 | 0 | 0 | 0 | 0 | 0 | 0 | 0 | 0 | 0 | 0 | 3.9768e-10 | -2.2668e-09 | -3.8567e-09 | -3.9768e-10 | 2.2668e-09 | 3.8567e-09 | 3.1164e-16 | 3.8187e-09 | -1.1392e-09 | -3.1158e-16 | -3.8187e-09 | 1.1392e-09 | 0 | 0 | 0 | 0 | 0 | 0 | 1.0646 | 0.94463 | 0.87755 | 1.0646 | 0.94463 | 0.87755 | -5.0925e-07 | -128.6271 | 122.7608 | -5.1679e-07 | -128.6271 | 122.7608

## LL_max_10
name | pf_ikss_a_from_ka | pf_ikss_b_from_ka | pf_ikss_c_from_ka | pf_ikss_a_to_ka | pf_ikss_b_to_ka | pf_ikss_c_to_ka | pf_skss_a_from_mw | pf_skss_b_from_mw | pf_skss_c_from_mw | pf_skss_a_to_mw | pf_skss_b_to_mw | pf_skss_c_to_mw | pf_p_a_from_mw | pf_p_b_from_mw | pf_p_c_from_mw | pf_p_a_to_mw | pf_p_b_to_mw | pf_p_c_to_mw | pf_q_a_from_mvar | pf_q_b_from_mvar | pf_q_c_from_mvar | pf_q_a_to_mvar | pf_q_b_to_mvar | pf_q_c_to_mvar | pf_ikss_a_from_degree | pf_ikss_b_from_degree | pf_ikss_c_from_degree | pf_ikss_a_to_degree | pf_ikss_b_to_degree | pf_ikss_c_to_degree | pf_vm_a_from_pu | pf_vm_b_from_pu | pf_vm_c_from_pu | pf_vm_a_to_pu | pf_vm_b_to_pu | pf_vm_c_to_pu | pf_va_a_from_degree | pf_va_b_from_degree | pf_va_c_from_degree | pf_va_a_to_degree | pf_va_b_to_degree | pf_va_c_to_degree
Line0_1_2 | 0 | 1.9835 | 1.9835 | 0 | 1.9835 | 1.9835 | 0 | 0.45806 | 0.45806 | 0 | 0.45806 | 0.45806 | 3.7397e-10 | 0.39427 | -0.079544 | -3.7397e-10 | -0.35493 | 0.11889 | 1.6153e-16 | 0.21925 | 0.41021 | -1.6149e-16 | -0.14057 | -0.33152 | 0 | -158.05 | 21.95 | 0 | 21.95 | -158.05 | 1.1152 | 0.98488 | 0.91221 | 1.1152 | 0.83342 | 0.76888 | -5.4458e-07 | -128.9719 | 122.9242 | -5.5104e-07 | -136.444 | 131.6779
Line10_11_12 | 0 | 0 | 0 | 0 | 0 | 0 | 0 | 0 | 0 | 0 | 0 | 0 | 3.7397e-10 | -2.2027e-09 | -3.7399e-09 | -3.7397e-10 | 2.2027e-09 | 3.7399e-09 | 2.2334e-16 | 3.7169e-09 | -1.1262e-09 | -2.4393e-16 | -3.7169e-09 | 1.1262e-09 | 0 | 0 | 0 | 0 | 0 | 0 | 1.1152 | 0.98488 | 0.91221 | 1.1152 | 0.98488 | 0.91221 | -5.6073e-07 | -128.9719 | 122.9242 | -5.6719e-07 | -128.9719 | 122.9242
Line11_12_13 | 0 | 0 | 0 | 0 | 0 | 0 | 0 | 0 | 0 | 0 | 0 | 0 | 3.1164e-10 | -1.8356e-09 | -3.1166e-09 | -3.1164e-10 | 1.8356e-09 | 3.1166e-09 | 2.0328e-16 | 3.0974e-09 | -9.3847e-10 | -2.0325e-16 | -3.0974e-09 | 9.3847e-10 | 0 | 0 | 0 | 0 | 0 | 0 | 1.1152 | 0.98488 | 0.91221 | 1.1152 | 0.98488 | 0.91221 | -5.6719e-07 | -128.9719 | 122.9242 | -5.7257e-07 | -128.9719 | 122.9242
Line12_13_15 | 0 | 0 | 0 | 0 | 0 | 0 | 0 | 0 | 0 | 0 | 0 | 0 | 1.8699e-10 | -1.1014e-09 | -1.87e-09 | -1.8699e-10 | 1.1014e-09 | 1.87e-09 | 1.2195e-16 | 1.8585e-09 | -5.6308e-10 | -1.6321e-16 | -1.8585e-09 | 5.6308e-10 | 0 | 0 | 0 | 0 | 0 | 0 | 1.1152 | 0.98488 | 0.91221 | 1.1152 | 0.98488 | 0.91221 | -5.7257e-07 | -128.9719 | 122.9242 | -5.758e-07 | -128.9719 | 122.9242
Line13_13_14 | 0 | 0 | 0 | 0 | 0 | 0 | 0 | 0 | 0 | 0 | 0 | 0 | 6.2328e-11 | -3.6712e-10 | -6.2332e-10 | -6.2328e-11 | 3.6712e-10 | 6.2332e-10 | -6.2287e-19 | 6.1949e-10 | -1.8769e-10 | -2.0012e-17 | -6.1949e-10 | 1.8769e-10 | 0 | 0 | 0 | 0 | 0 | 0 | 1.1152 | 0.98488 | 0.91221 | 1.1152 | 0.98488 | 0.91221 | -5.7257e-07 | -128.9719 | 122.9242 | -5.7365e-07 | -128.9719 | 122.9242
Line14_15_16 | 0 | 0 | 0 | 0 | 0 | 0 | 0 | 0 | 0 | 0 | 0 | 0 | 1.2466e-10 | -7.3424e-10 | -1.2466e-09 | -1.2466e-10 | 7.3424e-10 | 1.2466e-09 | 1.2256e-16 | 1.239e-09 | -3.7539e-10 | -1.6383e-16 | -1.239e-09 | 3.7539e-10 | 0 | 0 | 0 | 0 | 0 | 0 | 1.1152 | 0.98488 | 0.91221 | 1.1152 | 0.98488 | 0.91221 | -5.758e-07 | -128.9719 | 122.9242 | -5.7796e-07 | -128.9719 | 122.9242
Line15_16_17 | 0 | 0 | 0 | 0 | 0 | 0 | 0 | 0 | 0 | 0 | 0 | 0 | 6.2328e-11 | -3.6712e-10 | -6.2332e-10 | -6.2328e-11 | 3.6712e-10 | 6.2332e-10 | 2.0007e-17 | 6.1949e-10 | -1.8769e-10 | -4.0642e-17 | -6.1949e-10 | 1.8769e-10 | 0 | 0 | 0 | 0 | 0 | 0 | 1.1152 | 0.98488 | 0.91221 | 1.1152 | 0.98488 | 0.91221 | -5.7796e-07 | -128.9719 | 122.9242 | -5.7903e-07 | -128.9719 | 122.9242
Line16_4_18 | 0 | 0 | 0 | 0 | 0 | 0 | 0 | 0 | 0 | 0 | 0 | 0 | 1.1684e-10 | -3.2032e-10 | -5.9002e-10 | -1.1684e-10 | 3.2032e-10 | 5.9002e-10 | 2.0913e-11 | 6.404e-10 | -1.6678e-10 | -2.0913e-11 | -6.404e-10 | 1.6678e-10 | 0 | 0 | 0 | 0 | 0 | 0 | 1.1282 | 0.99851 | 0.92493 | 1.1282 | 0.99851 | 0.92493 | -0.26332 | -129.1496 | 122.5624 | -0.26332 | -129.1496 | 122.5624
Line17_5_19 | 0 | 0 | 0 | 0 | 0 | 0 | 0 | 0 | 0 | 0 | 0 | 0 | 6.2328e-11 | -3.6712e-10 | -6.2332e-10 | -6.2328e-11 | 3.6712e-10 | 6.2332e-10 | -5.9475e-19 | 6.1949e-10 | -1.8769e-10 | 5.9593e-19 | -6.1949e-10 | 1.8769e-10 | 0 | 0 | 0 | 0 | 0 | 0 | 1.1152 | 0.98488 | 0.91221 | 1.1152 | 0.98488 | 0.91221 | -5.4673e-07 | -128.9719 | 122.9242 | -5.4781e-07 | -128.9719 | 122.9242
Line1_1_3 | 0 | 0 | 0 | 0 | 0 | 0 | 0 | 0 | 0 | 0 | 0 | 0 | 4.9863e-10 | -2.937e-09 | -4.9866e-09 | -4.9863e-10 | 2.937e-09 | 4.9866e-09 | 4.4926e-16 | 4.9559e-09 | -1.5016e-09 | -4.4918e-16 | -4.9559e-09 | 1.5016e-09 | 0 | 0 | 0 | 0 | 0 | 0 | 1.1152 | 0.98488 | 0.91221 | 1.1152 | 0.98488 | 0.91221 | -5.4458e-07 | -128.9719 | 122.9242 | -5.5319e-07 | -128.9719 | 122.9242
Line2_1_4 | 0.14434 | 0.14434 | 0.14434 | 0.14434 | 0.14434 | 0.14434 | 0.033333 | 0.033333 | 0.033333 | 0.033333 | 0.033333 | 0.033333 | -0.0031022 | -0.007808 | -0.00098839 | 0.0033105 | 0.0080163 | 0.0011967 | -0.037045 | -0.031887 | -0.030391 | 0.037462 | 0.032304 | 0.030808 | 94.7869 | -25.213 | -145.2131 | -85.2131 | 154.787 | 34.7869 | 1.1152 | 0.98488 | 0.91221 | 1.1282 | 0.99851 | 0.92493 | -5.4458e-07 | -128.9719 | 122.9242 | -0.26332 | -129.1496 | 122.5624
Line3_1_5 | 0 | 0 | 0 | 0 | 0 | 0 | 0 | 0 | 0 | 0 | 0 | 0 | 1.2466e-10 | -7.3424e-10 | -1.2466e-09 | -1.2466e-10 | 7.3424e-10 | 1.2466e-09 | 8.136e-17 | 1.239e-09 | -3.7539e-10 | -8.1355e-17 | -1.239e-09 | 3.7539e-10 | 0 | 0 | 0 | 0 | 0 | 0 | 1.1152 | 0.98488 | 0.91221 | 1.1152 | 0.98488 | 0.91221 | -5.4458e-07 | -128.9719 | 122.9242 | -5.4673e-07 | -128.9719 | 122.9242
Line4_2_6 | 0 | 1.9835 | 1.9835 | 0 | 1.9835 | 1.9835 | 0 | 0.45806 | 0.45806 | 0 | 0.45806 | 0.45806 | 3.1164e-10 | 0.35493 | -0.11889 | -3.1164e-10 | -0.31559 | 0.15823 | 1.2082e-16 | 0.14057 | 0.33152 | -1.2079e-16 | -0.061888 | -0.25284 | 0 | -158.05 | 21.95 | 0 | 21.95 | -158.05 | 1.1152 | 0.83342 | 0.76888 | 1.1152 | 0.70209 | 0.65116 | -5.5104e-07 | -136.444 | 131.6779 | -5.5642e-07 | -146.955 | 143.988
Line5_6_7 | 0 | 1.9835 | 1.9835 | 0 | 1.9835 | 1.9835 | 0 | 0.45806 | 0.45806 | 0 | 0.45806 | 0.45806 | 2.4931e-10 | 0.31559 | -0.15823 | -2.4931e-10 | -0.27625 | 0.19757 | 8.0123e-17 | 0.061888 | 0.25284 | -1.6265e-16 | 0.016795 | -0.17416 | 0 | -158.05 | 21.95 | 0 | 21.95 | -158.05 | 1.1152 | 0.70209 | 0.65116 | 1.1152 | 0.6042 | 0.57497 | -5.5642e-07 | -146.955 | 143.988 | -5.6073e-07 | -161.529 | 160.5532
Line6_7_8 | 0 | 1.9835 | 1.9835 | 0 | 1.9835 | 1.9835 | 0 | 0.45806 | 0.45806 | 0 | 0.45806 | 0.45806 | 1.8699e-10 | 0.27625 | -0.19757 | -1.8699e-10 | -0.23691 | 0.23691 | 8.0715e-17 | -0.016795 | 0.17416 | -1.2198e-16 | 0.095477 | -0.095477 | 0 | -158.05 | 21.95 | 0 | 21.95 | -158.05 | 1.1152 | 0.6042 | 0.57497 | 1.1152 | 0.55762 | 0.55762 | -5.6073e-07 | -161.529 | 160.5532 | -5.6396e-07 | 180 | 180
Line7_8_9 | 0 | 0 | 0 | 0 | 0 | 0 | 0 | 0 | 0 | 0 | 0 | 0 | 6.2329e-11 | 1.5583e-11 | 1.5582e-11 | -6.2328e-11 | -1.5582e-11 | -1.5582e-11 | -4.1886e-17 | 1.9478e-09 | -1.9478e-09 | 4.1887e-17 | -1.9478e-09 | 1.9478e-09 | 0 | 0 | 0 | 0 | 0 | 0 | 1.1152 | 0.55762 | 0.55762 | 1.1152 | 0.55762 | 0.55762 | -5.6396e-07 | 180 | 180 | -5.6504e-07 | 180 | 180
Line8_8_10 | 0 | 0 | 0 | 0 | 0 | 0 | 0 | 0 | 0 | 0 | 0 | 0 | 6.2329e-11 | 1.5583e-11 | 1.5582e-11 | -6.2329e-11 | -1.5582e-11 | -1.5582e-11 | -6.135e-19 | 1.9478e-09 | -1.9478e-09 | 6.1467e-19 | -1.9478e-09 | 1.9478e-09 | 0 | 0 | 0 | 0 | 0 | 0 | 1.1152 | 0.55762 | 0.55762 | 1.1152 | 0.55762 | 0.55762 | -5.6396e-07 | 180 | 180 | -5.6504e-07 | 180 | 180
Line9_3_11 | 0 | 0 | 0 | 0 | 0 | 0 | 0 | 0 | 0 | 0 | 0 | 0 | 4.363e-10 | -2.5698e-09 | -4.3633e-09 | -4.363e-10 | 2.5698e-09 | 4.3633e-09 | 3.6724e-16 | 4.3364e-09 | -1.3139e-09 | -3.6718e-16 | -4.3364e-09 | 1.3139e-09 | 0 | 0 | 0 | 0 | 0 | 0 | 1.1152 | 0.98488 | 0.91221 | 1.1152 | 0.98488 | 0.91221 | -5.5319e-07 | -128.9719 | 122.9242 | -5.6073e-07 | -128.9719 | 122.9242

## LL_max_fault_6
name | pf_ikss_a_from_ka | pf_ikss_b_from_ka | pf_ikss_c_from_ka | pf_ikss_a_to_ka | pf_ikss_b_to_ka | pf_ikss_c_to_ka | pf_skss_a_from_mw | pf_skss_b_from_mw | pf_skss_c_from_mw | pf_skss_a_to_mw | pf_skss_b_to_mw | pf_skss_c_to_mw | pf_p_a_from_mw | pf_p_b_from_mw | pf_p_c_from_mw | pf_p_a_to_mw | pf_p_b_to_mw | pf_p_c_to_mw | pf_q_a_from_mvar | pf_q_b_from_mvar | pf_q_c_from_mvar | pf_q_a_to_mvar | pf_q_b_to_mvar | pf_q_c_to_mvar | pf_ikss_a_from_degree | pf_ikss_b_from_degree | pf_ikss_c_from_degree | pf_ikss_a_to_degree | pf_ikss_b_to_degree | pf_ikss_c_to_degree | pf_vm_a_from_pu | pf_vm_b_from_pu | pf_vm_c_from_pu | pf_vm_a_to_pu | pf_vm_b_to_pu | pf_vm_c_to_pu | pf_va_a_from_degree | pf_va_b_from_degree | pf_va_c_from_degree | pf_va_a_to_degree | pf_va_b_to_degree | pf_va_c_to_degree
Line0_1_2 | 0 | 0.058517 | 0.058517 | 0 | 0.058517 | 0.058517 | 0 | 0.013514 | 0.013514 | 0 | 0.013514 | 0.013514 | 3.4086e-10 | 0.013844 | 0.0035511 | -3.4086e-10 | -0.01381 | -0.0035169 | 2.9552e-17 | 0.0038092 | 0.01386 | -3.5669e-17 | -0.0037407 | -0.013792 | 0 | -135.6822 | 44.3178 | 0 | 44.3178 | -135.6822 | 1.0646 | 1.0625 | 1.0587 | 1.0646 | 1.0587 | 1.0532 | 8.1905e-10 | -120.2981 | 119.9471 | -5.6434e-09 | -120.5262 | 120.0122
Line10_11_12 | 0 | 0 | 0 | 0 | 0 | 0 | 0 | 0 | 0 | 0 | 0 | 0 | 3.4086e-10 | 2.9264e-10 | 2.0348e-10 | -3.4086e-10 | -2.9264e-10 | -2.0348e-10 | -2.1021e-17 | 1.277e-10 | 2.2568e-11 | 1.121e-17 | -1.277e-10 | -2.2568e-11 | 0 | 0 | 0 | 0 | 0 | 0 | 1.0646 | 1.0625 | 1.0587 | 1.0646 | 1.0625 | 1.0587 | -1.5337e-08 | -120.2981 | 119.9471 | -2.18e-08 | -120.2981 | 119.9471
Line11_12_13 | 0 | 0 | 0 | 0 | 0 | 0 | 0 | 0 | 0 | 0 | 0 | 0 | 2.8405e-10 | 2.4387e-10 | 1.6957e-10 | -2.8405e-10 | -2.4387e-10 | -1.6957e-10 | -1.4882e-17 | 1.0641e-10 | 1.8807e-11 | 5.0593e-18 | -1.0641e-10 | -1.8807e-11 | 0 | 0 | 0 | 0 | 0 | 0 | 1.0646 | 1.0625 | 1.0587 | 1.0646 | 1.0625 | 1.0587 | -2.18e-08 | -120.2981 | 119.9471 | -2.7185e-08 | -120.2981 | 119.9471
Line12_13_15 | 0 | 0 | 0 | 0 | 0 | 0 | 0 | 0 | 0 | 0 | 0 | 0 | 1.7043e-10 | 1.4632e-10 | 1.0174e-10 | -1.7043e-10 | -1.4632e-10 | -1.0174e-10 | -7.4677e-18 | 6.3849e-11 | 1.1284e-11 | -1.1407e-18 | -6.3849e-11 | -1.1284e-11 | 0 | 0 | 0 | 0 | 0 | 0 | 1.0646 | 1.0625 | 1.0587 | 1.0646 | 1.0625 | 1.0587 | -2.7185e-08 | -120.2981 | 119.9471 | -3.0416e-08 | -120.2981 | 119.9471
Line13_13_14 | 0 | 0 | 0 | 0 | 0 | 0 | 0 | 0 | 0 | 0 | 0 | 0 | 5.6811e-11 | 4.8774e-11 | 3.3914e-11 | -5.6811e-11 | -4.8774e-11 | -3.3914e-11 | 8.591e-18 | 2.1283e-11 | 3.7614e-12 | -2.4595e-17 | -2.1283e-11 | -3.7614e-12 | 0 | 0 | 0 | 0 | 0 | 0 | 1.0646 | 1.0625 | 1.0587 | 1.0646 | 1.0625 | 1.0587 | -2.7185e-08 | -120.2981 | 119.9471 | -2.8262e-08 | -120.2981 | 119.9471
Line14_15_16 | 0 | 0 | 0 | 0 | 0 | 0 | 0 | 0 | 0 | 0 | 0 | 0 | 1.1362e-10 | 9.7548e-11 | 6.7827e-11 | -1.1362e-10 | -9.7548e-11 | -6.7827e-11 | -1.3603e-17 | 4.2566e-11 | 7.5228e-12 | 9.9137e-18 | -4.2566e-11 | -7.5228e-12 | 0 | 0 | 0 | 0 | 0 | 0 | 1.0646 | 1.0625 | 1.0587 | 1.0646 | 1.0625 | 1.0587 | -3.0416e-08 | -120.2981 | 119.9471 | -3.257e-08 | -120.2981 | 119.9471
Line15_16_17 | 0 | 0 | 0 | 0 | 0 | 0 | 0 | 0 | 0 | 0 | 0 | 0 | 5.6811e-11 | 4.8774e-11 | 3.3914e-11 | -5.6811e-11 | -4.8774e-11 | -3.3914e-11 | -1.4806e-17 | 2.1283e-11 | 3.7614e-12 | 6.1891e-18 | -2.1283e-11 | -3.7614e-12 | 0 | 0 | 0 | 0 | 0 | 0 | 1.0646 | 1.0625 | 1.0587 | 1.0646 | 1.0625 | 1.0587 | -3.257e-08 | -120.2981 | 119.9471 | -3.3648e-08 | -120.2981 | 119.9471
Line16_4_18 | 0 | 0 | 0 | 0 | 0 | 0 | 0 | 0 | 0 | 0 | 0 | 0 | 1.0888e-10 | 1.0085e-10 | 8.5464e-11 | -1.0888e-10 | -1.0085e-10 | -8.5463e-11 | 1.9962e-11 | 4.1245e-11 | 2.3724e-11 | -1.9962e-11 | -4.1245e-11 | -2.3724e-11 | 0 | 0 | 0 | 0 | 0 | 0 | 1.0775 | 1.0755 | 1.0717 | 1.0775 | 1.0755 | 1.0717 | -0.2757 | -120.5707 | 119.6706 | -0.2757 | -120.5707 | 119.6706
Line17_5_19 | 0 | 0 | 0 | 0 | 0 | 0 | 0 | 0 | 0 | 0 | 0 | 0 | 5.6811e-11 | 4.8774e-11 | 3.3914e-11 | -5.6811e-11 | -4.8774e-11 | -3.3914e-11 | -2.7086e-17 | 2.1283e-11 | 3.7614e-12 | 1.7238e-17 | -2.1283e-11 | -3.7614e-12 | 0 | 0 | 0 | 0 | 0 | 0 | 1.0646 | 1.0625 | 1.0587 | 1.0646 | 1.0625 | 1.0587 | -1.3351e-09 | -120.2981 | 119.9471 | -2.4122e-09 | -120.2981 | 119.9471
Line1_1_3 | 0 | 0 | 0 | 0 | 0 | 0 | 0 | 0 | 0 | 0 | 0 | 0 | 4.5449e-10 | 3.9019e-10 | 2.7131e-10 | -4.5449e-10 | -3.9019e-10 | -2.7131e-10 | -6.1492e-18 | 1.7026e-10 | 3.0091e-11 | 6.1853e-20 | -1.7026e-10 | -3.0091e-11 | 0 | 0 | 0 | 0 | 0 | 0 | 1.0646 | 1.0625 | 1.0587 | 1.0646 | 1.0625 | 1.0587 | 8.1905e-10 | -120.2981 | 119.9471 | -7.7976e-09 | -120.2981 | 119.9471
Line2_1_4 | 0.14434 | 0.14434 | 0.14434 | 0.14434 | 0.14434 | 0.14434 | 0.033333 | 0.033333 | 0.033333 | 0.033333 | 0.033333 | 0.033333 | -0.0029614 | -0.0031393 | -0.0029777 | 0.0031698 | 0.0033477 | 0.003186 | -0.035361 | -0.035277 | -0.035165 | 0.035778 | 0.035694 | 0.035582 | 94.7872 | -25.2128 | -145.2128 | -85.2128 | 154.7872 | 34.7872 | 1.0646 | 1.0625 | 1.0587 | 1.0775 | 1.0755 | 1.0717 | 8.1905e-10 | -120.2981 | 119.9471 | -0.2757 | -120.5707 | 119.6706
Line3_1_5 | 0 | 0 | 0 | 0 | 0 | 0 | 0 | 0 | 0 | 0 | 0 | 0 | 1.1362e-10 | 9.7548e-11 | 6.7827e-11 | -1.1362e-10 | -9.7548e-11 | -6.7827e-11 | -1.8465e-17 | 4.2566e-11 | 7.5228e-12 | 1.3545e-17 | -4.2566e-11 | -7.5228e-12 | 0 | 0 | 0 | 0 | 0 | 0 | 1.0646 | 1.0625 | 1.0587 | 1.0646 | 1.0625 | 1.0587 | 8.1905e-10 | -120.2981 | 119.9471 | -1.3351e-09 | -120.2981 | 119.9471
Line4_2_6 | 0 | 0.058517 | 0.058517 | 0 | 0.058517 | 0.058517 | 0 | 0.013514 | 0.013514 | 0 | 0.013514 | 0.013514 | 2.8405e-10 | 0.01381 | 0.0035169 | -2.8405e-10 | -0.013776 | -0.0034826 | 1.2591e-17 | 0.0037407 | 0.013792 | -2.4414e-17 | -0.0036722 | -0.013723 | 0 | -135.6822 | 44.3178 | 0 | 44.3178 | -135.6822 | 1.0646 | 1.0587 | 1.0532 | 1.0646 | 1.055 | 1.0477 | -5.6434e-09 | -120.5262 | 120.0122 | -1.1029e-08 | -120.7558 | 120.078
Line5_6_7 | 0 | 0.058517 | 0.058517 | 0 | 0.058517 | 0.058517 | 0 | 0.013514 | 0.013514 | 0 | 0.013514 | 0.013514 | 2.2724e-10 | 0.013776 | 0.0034826 | -2.2724e-10 | -0.013741 | -0.0034484 | 1.0421e-17 | 0.0036722 | 0.013723 | -1.2251e-17 | -0.0036037 | -0.013655 | 0 | -135.6822 | 44.3178 | 0 | 44.3178 | -135.6822 | 1.0646 | 1.055 | 1.0477 | 1.0646 | 1.0512 | 1.0421 | -1.1029e-08 | -120.7558 | 120.078 | -1.5337e-08 | -120.9872 | 120.1445
Line6_7_8 | 0 | 0.058517 | 0.058517 | 0 | 0.058517 | 0.058517 | 0 | 0.013514 | 0.013514 | 0 | 0.013514 | 0.013514 | 1.7043e-10 | 0.013741 | 0.0034484 | -1.7043e-10 | -0.013707 | -0.0034141 | -2.5079e-18 | 0.0036037 | 0.013655 | -8.5627e-18 | -0.0035352 | -0.013586 | 0 | -135.6822 | 44.3178 | 0 | 44.3178 | -135.6822 | 1.0646 | 1.0512 | 1.0421 | 1.0646 | 1.0475 | 1.0366 | -1.5337e-08 | -120.9872 | 120.1445 | -1.8568e-08 | -121.2201 | 120.2117
Line7_8_9 | 0 | 0 | 0 | 0 | 0 | 0 | 0 | 0 | 0 | 0 | 0 | 0 | 5.6811e-11 | -8.7227e-12 | -5.0925e-11 | -5.6811e-11 | 8.7228e-12 | 5.0925e-11 | -7.4052e-18 | 8.5873e-11 | -1.4748e-11 | -7.3673e-18 | -8.5873e-11 | 1.4748e-11 | 0 | 0 | 0 | 0 | 0 | 0 | 1.0646 | 1.0475 | 1.0366 | 1.0646 | 1.0475 | 1.0366 | -1.8568e-08 | -121.2201 | 120.2117 | -1.9646e-08 | -121.2201 | 120.2117
Line8_8_10 | 0 | 0 | 0 | 0 | 0 | 0 | 0 | 0 | 0 | 0 | 0 | 0 | 5.6811e-11 | -8.7227e-12 | -5.0925e-11 | -5.6811e-11 | 8.7227e-12 | 5.0925e-11 | -1.9717e-17 | 8.5873e-11 | -1.4748e-11 | 3.7129e-18 | -8.5873e-11 | 1.4748e-11 | 0 | 0 | 0 | 0 | 0 | 0 | 1.0646 | 1.0475 | 1.0366 | 1.0646 | 1.0475 | 1.0366 | -1.8568e-08 | -121.2201 | 120.2117 | -1.9646e-08 | -121.2201 | 120.2117
Line9_3_11 | 0 | 0 | 0 | 0 | 0 | 0 | 0 | 0 | 0 | 0 | 0 | 0 | 3.9768e-10 | 3.4142e-10 | 2.374e-10 | -3.9768e-10 | -3.4142e-10 | -2.374e-10 | -2.9601e-17 | 1.4898e-10 | 2.633e-11 | 1.1187e-17 | -1.4898e-10 | -2.633e-11 | 0 | 0 | 0 | 0 | 0 | 0 | 1.0646 | 1.0625 | 1.0587 | 1.0646 | 1.0625 | 1.0587 | -7.7976e-09 | -120.2981 | 119.9471 | -1.5337e-08 | -120.2981 | 119.9471

## LL_max_fault_10
name | pf_ikss_a_from_ka | pf_ikss_b_from_ka | pf_ikss_c_from_ka | pf_ikss_a_to_ka | pf_ikss_b_to_ka | pf_ikss_c_to_ka | pf_skss_a_from_mw | pf_skss_b_from_mw | pf_skss_c_from_mw | pf_skss_a_to_mw | pf_skss_b_to_mw | pf_skss_c_to_mw | pf_p_a_from_mw | pf_p_b_from_mw | pf_p_c_from_mw | pf_p_a_to_mw | pf_p_b_to_mw | pf_p_c_to_mw | pf_q_a_from_mvar | pf_q_b_from_mvar | pf_q_c_from_mvar | pf_q_a_to_mvar | pf_q_b_to_mvar | pf_q_c_to_mvar | pf_ikss_a_from_degree | pf_ikss_b_from_degree | pf_ikss_c_from_degree | pf_ikss_a_to_degree | pf_ikss_b_to_degree | pf_ikss_c_to_degree | pf_vm_a_from_pu | pf_vm_b_from_pu | pf_vm_c_from_pu | pf_vm_a_to_pu | pf_vm_b_to_pu | pf_vm_c_to_pu | pf_va_a_from_degree | pf_va_b_from_degree | pf_va_c_from_degree | pf_va_a_to_degree | pf_va_b_to_degree | pf_va_c_to_degree
Line0_1_2 | 0 | 0.061289 | 0.061289 | 0 | 0.061289 | 0.061289 | 0 | 0.014154 | 0.014154 | 0 | 0.014154 | 0.014154 | 3.7397e-10 | 0.015189 | 0.0038931 | -3.7397e-10 | -0.015152 | -0.0038556 | 3.1605e-19 | 0.0041784 | 0.015204 | -6.4002e-18 | -0.0041033 | -0.015129 | 0 | -135.6932 | 44.3068 | 0 | 44.3068 | -135.6932 | 1.1152 | 1.113 | 1.1089 | 1.1152 | 1.109 | 1.1031 | -9.7922e-10 | -120.3121 | 119.9447 | -7.4395e-09 | -120.5402 | 120.0098
Line10_11_12 | 0 | 0 | 0 | 0 | 0 | 0 | 0 | 0 | 0 | 0 | 0 | 0 | 3.7397e-10 | 3.1857e-10 | 2.1614e-10 | -3.7397e-10 | -3.1857e-10 | -2.1614e-10 | -1.9458e-17 | 1.4673e-10 | 2.5904e-11 | 1.1762e-17 | -1.4673e-10 | -2.5904e-11 | 0 | 0 | 0 | 0 | 0 | 0 | 1.1152 | 1.113 | 1.1089 | 1.1152 | 1.113 | 1.1089 | -1.713e-08 | -120.3121 | 119.9447 | -2.359e-08 | -120.3121 | 119.9447
Line11_12_13 | 0 | 0 | 0 | 0 | 0 | 0 | 0 | 0 | 0 | 0 | 0 | 0 | 3.1164e-10 | 2.6548e-10 | 1.8012e-10 | -3.1164e-10 | -2.6548e-10 | -1.8012e-10 | -2.0764e-17 | 1.2227e-10 | 2.1587e-11 | 7.8961e-18 | -1.2227e-10 | -2.1587e-11 | 0 | 0 | 0 | 0 | 0 | 0 | 1.1152 | 1.113 | 1.1089 | 1.1152 | 1.113 | 1.1089 | -2.359e-08 | -120.3121 | 119.9447 | -2.8974e-08 | -120.3121 | 119.9447
Line12_13_15 | 0 | 0 | 0 | 0 | 0 | 0 | 0 | 0 | 0 | 0 | 0 | 0 | 1.8699e-10 | 1.5929e-10 | 1.0807e-10 | -1.8699e-10 | -1.5929e-10 | -1.0807e-10 | -1.1702e-17 | 7.3363e-11 | 1.2952e-11 | -3.7642e-18 | -7.3363e-11 | -1.2952e-11 | 0 | 0 | 0 | 0 | 0 | 0 | 1.1152 | 1.113 | 1.1089 | 1.1152 | 1.113 | 1.1089 | -2.8974e-08 | -120.3121 | 119.9447 | -3.2204e-08 | -120.3121 | 119.9447
Line13_13_14 | 0 | 0 | 0 | 0 | 0 | 0 | 0 | 0 | 0 | 0 | 0 | 0 | 6.2328e-11 | 5.3095e-11 | 3.6024e-11 | -6.2328e-11 | -5.3095e-11 | -3.6024e-11 | -2.611e-18 | 2.4454e-11 | 4.3174e-12 | -1.1575e-17 | -2.4454e-11 | -4.3174e-12 | 0 | 0 | 0 | 0 | 0 | 0 | 1.1152 | 1.113 | 1.1089 | 1.1152 | 1.113 | 1.1089 | -2.8974e-08 | -120.3121 | 119.9447 | -3.0051e-08 | -120.3121 | 119.9447
Line14_15_16 | 0 | 0 | 0 | 0 | 0 | 0 | 0 | 0 | 0 | 0 | 0 | 0 | 1.2466e-10 | 1.0619e-10 | 7.2047e-11 | -1.2466e-10 | -1.0619e-10 | -7.2047e-11 | -2.0706e-17 | 4.8909e-11 | 8.6348e-12 | -5.0843e-18 | -4.8909e-11 | -8.6348e-12 | 0 | 0 | 0 | 0 | 0 | 0 | 1.1152 | 1.113 | 1.1089 | 1.1152 | 1.113 | 1.1089 | -3.2204e-08 | -120.3121 | 119.9447 | -3.4357e-08 | -120.3121 | 119.9447
Line15_16_17 | 0 | 0 | 0 | 0 | 0 | 0 | 0 | 0 | 0 | 0 | 0 | 0 | 6.2328e-11 | 5.3095e-11 | 3.6024e-11 | -6.2328e-11 | -5.3095e-11 | -3.6024e-11 | -1.9384e-17 | 2.4454e-11 | 4.3174e-12 | -1.2512e-18 | -2.4454e-11 | -4.3174e-12 | 0 | 0 | 0 | 0 | 0 | 0 | 1.1152 | 1.113 | 1.1089 | 1.1152 | 1.113 | 1.1089 | -3.4357e-08 | -120.3121 | 119.9447 | -3.5434e-08 | -120.3121 | 119.9447
Line16_4_18 | 0 | 0 | 0 | 0 | 0 | 0 | 0 | 0 | 0 | 0 | 0 | 0 | 1.1684e-10 | 1.0762e-10 | 8.9968e-11 | -1.1684e-10 | -1.0762e-10 | -8.9968e-11 | 2.0913e-11 | 4.5368e-11 | 2.5231e-11 | -2.0913e-11 | -4.5368e-11 | -2.5231e-11 | 0 | 0 | 0 | 0 | 0 | 0 | 1.1282 | 1.126 | 1.1219 | 1.1282 | 1.126 | 1.1219 | -0.26332 | -120.5724 | 119.6805 | -0.26332 | -120.5724 | 119.6805
Line17_5_19 | 0 | 0 | 0 | 0 | 0 | 0 | 0 | 0 | 0 | 0 | 0 | 0 | 6.2328e-11 | 5.3095e-11 | 3.6024e-11 | -6.2328e-11 | -5.3095e-11 | -3.6024e-11 | -2.1929e-17 | 2.4454e-11 | 4.3174e-12 | 2.193e-17 | -2.4454e-11 | -4.3174e-12 | 0 | 0 | 0 | 0 | 0 | 0 | 1.1152 | 1.113 | 1.1089 | 1.1152 | 1.113 | 1.1089 | -3.1327e-09 | -120.3121 | 119.9447 | -4.2094e-09 | -120.3121 | 119.9447
Line1_1_3 | 0 | 0 | 0 | 0 | 0 | 0 | 0 | 0 | 0 | 0 | 0 | 0 | 4.9863e-10 | 4.2476e-10 | 2.8819e-10 | -4.9863e-10 | -4.2476e-10 | -2.8819e-10 | -1.8065e-17 | 1.9564e-10 | 3.4539e-11 | 1.1691e-17 | -1.9564e-10 | -3.4539e-11 | 0 | 0 | 0 | 0 | 0 | 0 | 1.1152 | 1.113 | 1.1089 | 1.1152 | 1.113 | 1.1089 | -9.7922e-10 | -120.3121 | 119.9447 | -9.593e-09 | -120.3121 | 119.9447
Line2_1_4 | 0.14434 | 0.14434 | 0.14434 | 0.14434 | 0.14434 | 0.14434 | 0.033333 | 0.033333 | 0.033333 | 0.033333 | 0.033333 | 0.033333 | -0.0031022 | -0.0032973 | -0.00312 | 0.0033106 | 0.0035057 | 0.0033284 | -0.037045 | -0.036953 | -0.03683 | 0.037462 | 0.03737 | 0.037247 | 94.7869 | -25.2131 | -145.2131 | -85.2131 | 154.7869 | 34.7869 | 1.1152 | 1.113 | 1.1089 | 1.1282 | 1.126 | 1.1219 | -9.7922e-10 | -120.3121 | 119.9447 | -0.26332 | -120.5724 | 119.6805
Line3_1_5 | 0 | 0 | 0 | 0 | 0 | 0 | 0 | 0 | 0 | 0 | 0 | 0 | 1.2466e-10 | 1.0619e-10 | 7.2047e-11 | -1.2466e-10 | -1.0619e-10 | -7.2047e-11 | -2.1928e-17 | 4.8909e-11 | 8.6348e-12 | 1.8063e-17 | -4.8909e-11 | -8.6348e-12 | 0 | 0 | 0 | 0 | 0 | 0 | 1.1152 | 1.113 | 1.1089 | 1.1152 | 1.113 | 1.1089 | -9.7922e-10 | -120.3121 | 119.9447 | -3.1327e-09 | -120.3121 | 119.9447
Line4_2_6 | 0 | 0.061289 | 0.061289 | 0 | 0.061289 | 0.061289 | 0 | 0.014154 | 0.014154 | 0 | 0.014154 | 0.014154 | 3.1164e-10 | 0.015152 | 0.0038556 | -3.1164e-10 | -0.015114 | -0.003818 | 1.9628e-17 | 0.0041033 | 0.015129 | -2.6693e-17 | -0.0040282 | -0.015054 | 0 | -135.6932 | 44.3068 | 0 | 44.3068 | -135.6932 | 1.1152 | 1.109 | 1.1031 | 1.1152 | 1.1051 | 1.0973 | -7.4395e-09 | -120.5402 | 120.0098 | -1.2823e-08 | -120.7698 | 120.0757
Line5_6_7 | 0 | 0.061289 | 0.061289 | 0 | 0.061289 | 0.061289 | 0 | 0.014154 | 0.014154 | 0 | 0.014154 | 0.014154 | 2.4931e-10 | 0.015114 | 0.003818 | -2.4931e-10 | -0.015077 | -0.0037804 | -9.0841e-18 | 0.0040282 | 0.015054 | -1.8601e-18 | -0.003953 | -0.014979 | 0 | -135.6932 | 44.3068 | 0 | 44.3068 | -135.6932 | 1.1152 | 1.1051 | 1.0973 | 1.1152 | 1.1012 | 1.0915 | -1.2823e-08 | -120.7698 | 120.0757 | -1.713e-08 | -121.0011 | 120.1422
Line6_7_8 | 0 | 0.061289 | 0.061289 | 0 | 0.061289 | 0.061289 | 0 | 0.014154 | 0.014154 | 0 | 0.014154 | 0.014154 | 1.8699e-10 | 0.015077 | 0.0037804 | -1.8699e-10 | -0.015039 | -0.0037429 | -2.972e-17 | 0.003953 | 0.014979 | 7.805e-18 | -0.0038779 | -0.014904 | 0 | -135.6932 | 44.3068 | 0 | 44.3068 | -135.6932 | 1.1152 | 1.1012 | 1.0915 | 1.1152 | 1.0973 | 1.0857 | -1.713e-08 | -121.0011 | 120.1422 | -2.036e-08 | -121.2341 | 120.2095
Line7_8_9 | 0 | 0 | 0 | 0 | 0 | 0 | 0 | 0 | 0 | 0 | 0 | 0 | 6.2328e-11 | -9.9593e-12 | -5.7014e-11 | -6.2328e-11 | 9.9593e-12 | 5.7014e-11 | -7.7607e-18 | 9.5314e-11 | -1.601e-11 | 1.3131e-18 | -9.5314e-11 | 1.601e-11 | 0 | 0 | 0 | 0 | 0 | 0 | 1.1152 | 1.0973 | 1.0857 | 1.1152 | 1.0973 | 1.0857 | -2.036e-08 | -121.2341 | 120.2095 | -2.1437e-08 | -121.2341 | 120.2095
Line8_8_10 | 0 | 0 | 0 | 0 | 0 | 0 | 0 | 0 | 0 | 0 | 0 | 0 | 6.2328e-11 | -9.9593e-12 | -5.7014e-11 | -6.2328e-11 | 9.9593e-12 | 5.7014e-11 | -5.1812e-18 | 9.5314e-11 | -1.601e-11 | -2.5562e-18 | -9.5314e-11 | 1.601e-11 | 0 | 0 | 0 | 0 | 0 | 0 | 1.1152 | 1.0973 | 1.0857 | 1.1152 | 1.0973 | 1.0857 | -2.036e-08 | -121.2341 | 120.2095 | -2.1437e-08 | -121.2341 | 120.2095
Line9_3_11 | 0 | 0 | 0 | 0 | 0 | 0 | 0 | 0 | 0 | 0 | 0 | 0 | 4.363e-10 | 3.7167e-10 | 2.5217e-10 | -4.363e-10 | -3.7167e-10 | -2.5217e-10 | -1.555e-17 | 1.7118e-10 | 3.0222e-11 | 1.0449e-17 | -1.7118e-10 | -3.0222e-11 | 0 | 0 | 0 | 0 | 0 | 0 | 1.1152 | 1.113 | 1.1089 | 1.1152 | 1.113 | 1.1089 | -9.593e-09 | -120.3121 | 119.9447 | -1.713e-08 | -120.3121 | 119.9447

## LL_min_6
name | pf_ikss_a_from_ka | pf_ikss_b_from_ka | pf_ikss_c_from_ka | pf_ikss_a_to_ka | pf_ikss_b_to_ka | pf_ikss_c_to_ka | pf_skss_a_from_mw | pf_skss_b_from_mw | pf_skss_c_from_mw | pf_skss_a_to_mw | pf_skss_b_to_mw | pf_skss_c_to_mw | pf_p_a_from_mw | pf_p_b_from_mw | pf_p_c_from_mw | pf_p_a_to_mw | pf_p_b_to_mw | pf_p_c_to_mw | pf_q_a_from_mvar | pf_q_b_from_mvar | pf_q_c_from_mvar | pf_q_a_to_mvar | pf_q_b_to_mvar | pf_q_c_to_mvar | pf_ikss_a_from_degree | pf_ikss_b_from_degree | pf_ikss_c_from_degree | pf_ikss_a_to_degree | pf_ikss_b_to_degree | pf_ikss_c_to_degree | pf_vm_a_from_pu | pf_vm_b_from_pu | pf_vm_c_from_pu | pf_vm_a_to_pu | pf_vm_b_to_pu | pf_vm_c_to_pu | pf_va_a_from_degree | pf_va_b_from_degree | pf_va_c_from_degree | pf_va_a_to_degree | pf_va_b_to_degree | pf_va_c_to_degree
Line0_1_2 | 0 | 1.455 | 1.455 | 0 | 1.455 | 1.455 | 0 | 0.33601 | 0.33601 | 0 | 0.33601 | 0.33601 | 2.1094e-16 | 0.28984 | 0.03533 | -1.9336e-16 | -0.24919 | 0.005316 | 1.0547e-16 | 0.073022 | 0.26569 | -8.7893e-17 | -0.030682 | -0.22336 | 0 | -142.8727 | 37.1273 | 0 | 37.1273 | -142.8727 | 0.95 | 0.88953 | 0.79769 | 0.95 | 0.74721 | 0.66491 | 9.3717e-14 | -128.7319 | 119.553 | 9.952e-14 | -135.8534 | 128.4907
Line10_11_12 | 0 | 0 | 0 | 0 | 0 | 0 | 0 | 0 | 0 | 0 | 0 | 0 | 1.7579e-17 | -9.6789e-10 | -2.6725e-09 | -8.7893e-18 | 9.6789e-10 | 2.6725e-09 | 3.5157e-17 | 2.8224e-09 | 1.3007e-10 | -3.5157e-17 | -2.8224e-09 | -1.3007e-10 | 0 | 0 | 0 | 0 | 0 | 0 | 0.95 | 0.88953 | 0.79769 | 0.95 | 0.88953 | 0.79769 | 9.7318e-14 | -128.7319 | 119.553 | 9.9585e-14 | -128.7319 | 119.553
Line11_12_13 | 0 | 0 | 0 | 0 | 0 | 0 | 0 | 0 | 0 | 0 | 0 | 0 | -1.3184e-17 | -8.0657e-10 | -2.2271e-09 | 1.3184e-17 | 8.0657e-10 | 2.2271e-09 | 8.7893e-17 | 2.352e-09 | 1.0839e-10 | -7.0314e-17 | -2.352e-09 | -1.0839e-10 | 0 | 0 | 0 | 0 | 0 | 0 | 0.95 | 0.88953 | 0.79769 | 0.95 | 0.88953 | 0.79769 | 9.9585e-14 | -128.7319 | 119.553 | 1.0167e-13 | -128.7319 | 119.553
Line12_13_15 | 0 | 0 | 0 | 0 | 0 | 0 | 0 | 0 | 0 | 0 | 0 | 0 | -4.3946e-18 | -4.8394e-10 | -1.3362e-09 | 4.3946e-18 | 4.8394e-10 | 1.3362e-09 | 1.7579e-17 | 1.4112e-09 | 6.5035e-11 | -1.7579e-17 | -1.4112e-09 | -6.5035e-11 | 0 | 0 | 0 | 0 | 0 | 0 | 0.95 | 0.88953 | 0.79769 | 0.95 | 0.88953 | 0.79769 | 1.0167e-13 | -128.7319 | 119.553 | 1.0265e-13 | -128.7319 | 119.553
Line13_13_14 | 0 | 0 | 0 | 0 | 0 | 0 | 0 | 0 | 0 | 0 | 0 | 0 | -4.3946e-18 | -1.6131e-10 | -4.4541e-10 | -4.3946e-18 | 1.6131e-10 | 4.4541e-10 | 1.7579e-17 | 4.7039e-10 | 2.1678e-11 | -3.5157e-17 | -4.7039e-10 | -2.1678e-11 | 0 | 0 | 0 | 0 | 0 | 0 | 0.95 | 0.88953 | 0.79769 | 0.95 | 0.88953 | 0.79769 | 1.0167e-13 | -128.7319 | 119.553 | 1.016e-13 | -128.7319 | 119.553
Line14_15_16 | 0 | 0 | 0 | 0 | 0 | 0 | 0 | 0 | 0 | 0 | 0 | 0 | -8.7893e-18 | -3.2263e-10 | -8.9083e-10 | 1.7579e-17 | 3.2263e-10 | 8.9083e-10 | 1.7579e-17 | 9.4079e-10 | 4.3357e-11 | -1.7579e-17 | -9.4079e-10 | -4.3357e-11 | 0 | 0 | 0 | 0 | 0 | 0 | 0.95 | 0.88953 | 0.79769 | 0.95 | 0.88953 | 0.79769 | 1.0265e-13 | -128.7319 | 119.553 | 1.0346e-13 | -128.7319 | 119.553
Line15_16_17 | 0 | 0 | 0 | 0 | 0 | 0 | 0 | 0 | 0 | 0 | 0 | 0 | 4.3946e-18 | -1.6131e-10 | -4.4541e-10 | -4.3946e-18 | 1.6131e-10 | 4.4541e-10 | 1.7579e-17 | 4.7039e-10 | 2.1678e-11 | -1.7579e-17 | -4.7039e-10 | -2.1678e-11 | 0 | 0 | 0 | 0 | 0 | 0 | 0.95 | 0.88953 | 0.79769 | 0.95 | 0.88953 | 0.79769 | 1.0346e-13 | -128.7319 | 119.553 | 1.0369e-13 | -128.7319 | 119.553
Line16_4_18 | 0 | 0 | 0 | 0 | 0 | 0 | 0 | 0 | 0 | 0 | 0 | 0 | -2.1973e-17 | -1.6131e-10 | -4.4541e-10 | 1.3184e-17 | 1.6131e-10 | 4.4541e-10 | 1.7579e-17 | 4.7039e-10 | 2.1678e-11 | -1.7579e-17 | -4.7039e-10 | -2.1679e-11 | 0 | 0 | 0 | 0 | 0 | 0 | 0.95 | 0.88953 | 0.79769 | 0.95 | 0.88953 | 0.79769 | 9.4404e-14 | -128.7319 | 119.553 | 9.464e-14 | -128.7319 | 119.553
Line17_5_19 | 0 | 0 | 0 | 0 | 0 | 0 | 0 | 0 | 0 | 0 | 0 | 0 | -2.1973e-17 | -1.6131e-10 | -4.4541e-10 | 1.3184e-17 | 1.6131e-10 | 4.4541e-10 | 1.7579e-17 | 4.7039e-10 | 2.1678e-11 | -1.7579e-17 | -4.7039e-10 | -2.1679e-11 | 0 | 0 | 0 | 0 | 0 | 0 | 0.95 | 0.88953 | 0.79769 | 0.95 | 0.88953 | 0.79769 | 9.4404e-14 | -128.7319 | 119.553 | 9.464e-14 | -128.7319 | 119.553
Line1_1_3 | 0 | 0 | 0 | 0 | 0 | 0 | 0 | 0 | 0 | 0 | 0 | 0 | 3.5157e-17 | -1.2905e-09 | -3.5633e-09 | -3.5157e-17 | 1.2905e-09 | 3.5633e-09 | 7.0314e-17 | 3.7632e-09 | 1.7343e-10 | -5.2736e-17 | -3.7632e-09 | -1.7343e-10 | 0 | 0 | 0 | 0 | 0 | 0 | 0.95 | 0.88953 | 0.79769 | 0.95 | 0.88953 | 0.79769 | 9.3717e-14 | -128.7319 | 119.553 | 9.5057e-14 | -128.7319 | 119.553
Line2_1_4 | 0 | 0 | 0 | 0 | 0 | 0 | 0 | 0 | 0 | 0 | 0 | 0 | -8.7893e-18 | -3.2263e-10 | -8.9083e-10 | 8.7893e-18 | 3.2263e-10 | 8.9083e-10 | 3.5157e-17 | 9.4079e-10 | 4.3357e-11 | 1.4482e-32 | -9.4079e-10 | -4.3357e-11 | 0 | 0 | 0 | 0 | 0 | 0 | 0.95 | 0.88953 | 0.79769 | 0.95 | 0.88953 | 0.79769 | 9.3717e-14 | -128.7319 | 119.553 | 9.4404e-14 | -128.7319 | 119.553
Line3_1_5 | 0 | 0 | 0 | 0 | 0 | 0 | 0 | 0 | 0 | 0 | 0 | 0 | -8.7893e-18 | -3.2263e-10 | -8.9083e-10 | 8.7893e-18 | 3.2263e-10 | 8.9083e-10 | 3.5157e-17 | 9.4079e-10 | 4.3357e-11 | 1.4482e-32 | -9.4079e-10 | -4.3357e-11 | 0 | 0 | 0 | 0 | 0 | 0 | 0.95 | 0.88953 | 0.79769 | 0.95 | 0.88953 | 0.79769 | 9.3717e-14 | -128.7319 | 119.553 | 9.4404e-14 | -128.7319 | 119.553
Line4_2_6 | 0 | 1.455 | 1.455 | 0 | 1.455 | 1.455 | 0 | 0.33601 | 0.33601 | 0 | 0.33601 | 0.33601 | 1.0547e-16 | 0.24919 | -0.005316 | -1.0547e-16 | -0.20855 | 0.045962 | 2.1094e-16 | 0.030682 | 0.22336 | -2.1094e-16 | 0.011658 | -0.18102 | 0 | -142.8727 | 37.1273 | 0 | 37.1273 | -142.8727 | 0.95 | 0.74721 | 0.66491 | 0.95 | 0.62161 | 0.55581 | 9.952e-14 | -135.8534 | 128.4907 | 1.066e-13 | -146.0722 | 141.3743
Line5_6_7 | 0 | 1.455 | 1.455 | 0 | 1.455 | 1.455 | 0 | 0.33601 | 0.33601 | 0 | 0.33601 | 0.33601 | 2.8126e-16 | 0.20855 | -0.045962 | -3.1641e-16 | -0.1679 | 0.086608 | 1.4063e-16 | -0.011658 | 0.18102 | -7.0314e-17 | 0.053997 | -0.13868 | 0 | -142.8727 | 37.1273 | 0 | 37.1273 | -142.8727 | 0.95 | 0.62161 | 0.55581 | 0.95 | 0.52489 | 0.48658 | 1.066e-13 | -146.0722 | 141.3743 | 1.1127e-13 | -160.7007 | 159.1134
Line6_7_8 | 0 | 1.455 | 1.455 | 0 | 1.455 | 1.455 | 0 | 0.33601 | 0.33601 | 0 | 0.33601 | 0.33601 | 2.1094e-16 | 0.1679 | -0.086608 | -1.4063e-16 | -0.12725 | 0.12725 | 7.0314e-17 | -0.053997 | 0.13868 | -7.0314e-17 | 0.096337 | -0.096337 | 0 | -142.8727 | 37.1273 | 0 | 37.1273 | -142.8727 | 0.95 | 0.52489 | 0.48658 | 0.95 | 0.475 | 0.475 | 1.1127e-13 | -160.7007 | 159.1134 | 1.1107e-13 | -180 | 180
Line7_8_9 | 0 | 0 | 0 | 0 | 0 | 0 | 0 | 0 | 0 | 0 | 0 | 0 | -2.7261e-31 | 7.0314e-17 | -1.4063e-16 | -7.0314e-17 | -1.022e-16 | 1.439e-16 | 1.4063e-16 | 1.4329e-09 | -1.4329e-09 | -2.1094e-16 | -1.4329e-09 | 1.4329e-09 | 0 | 0 | 0 | 0 | 0 | 0 | 0.95 | 0.475 | 0.475 | 0.95 | 0.475 | 0.475 | 1.1107e-13 | -180 | 180 | 1.0998e-13 | -180 | 180
Line8_8_10 | 0 | 0 | 0 | 0 | 0 | 0 | 0 | 0 | 0 | 0 | 0 | 0 | -7.0314e-17 | -2.9138e-23 | 1.4063e-16 | 4.092e-31 | 3.2761e-18 | -1.3735e-16 | 2.1094e-16 | 1.4329e-09 | -1.4329e-09 | -2.1094e-16 | -1.4329e-09 | 1.4329e-09 | 0 | 0 | 0 | 0 | 0 | 0 | 0.95 | 0.475 | 0.475 | 0.95 | 0.475 | 0.475 | 1.1107e-13 | -180 | 180 | 1.1115e-13 | -180 | 180
Line9_3_11 | 0 | 0 | 0 | 0 | 0 | 0 | 0 | 0 | 0 | 0 | 0 | 0 | -4.3946e-18 | -1.1292e-09 | -3.1179e-09 | 4.3946e-18 | 1.1292e-09 | 3.1179e-09 | 5.2736e-17 | 3.2928e-09 | 1.5175e-10 | -5.2736e-17 | -3.2928e-09 | -1.5175e-10 | 0 | 0 | 0 | 0 | 0 | 0 | 0.95 | 0.88953 | 0.79769 | 0.95 | 0.88953 | 0.79769 | 9.5057e-14 | -128.7319 | 119.553 | 9.7318e-14 | -128.7319 | 119.553

## LL_min_10
name | pf_ikss_a_from_ka | pf_ikss_b_from_ka | pf_ikss_c_from_ka | pf_ikss_a_to_ka | pf_ikss_b_to_ka | pf_ikss_c_to_ka | pf_skss_a_from_mw | pf_skss_b_from_mw | pf_skss_c_from_mw | pf_skss_a_to_mw | pf_skss_b_to_mw | pf_skss_c_to_mw | pf_p_a_from_mw | pf_p_b_from_mw | pf_p_c_from_mw | pf_p_a_to_mw | pf_p_b_to_mw | pf_p_c_to_mw | pf_q_a_from_mvar | pf_q_b_from_mvar | pf_q_c_from_mvar | pf_q_a_to_mvar | pf_q_b_to_mvar | pf_q_c_to_mvar | pf_ikss_a_from_degree | pf_ikss_b_from_degree | pf_ikss_c_from_degree | pf_ikss_a_to_degree | pf_ikss_b_to_degree | pf_ikss_c_to_degree | pf_vm_a_from_pu | pf_vm_b_from_pu | pf_vm_c_from_pu | pf_vm_a_to_pu | pf_vm_b_to_pu | pf_vm_c_to_pu | pf_va_a_from_degree | pf_va_b_from_degree | pf_va_c_from_degree | pf_va_a_to_degree | pf_va_b_to_degree | pf_va_c_to_degree
Line0_1_2 | 0 | 1.3784 | 1.3784 | 0 | 1.3784 | 1.3784 | 0 | 0.31833 | 0.31833 | 0 | 0.31833 | 0.31833 | 9.992e-17 | 0.26013 | 0.031709 | -1.1657e-16 | -0.22365 | 0.0047711 | 9.992e-17 | 0.065537 | 0.23846 | -9.992e-17 | -0.027537 | -0.20046 | 0 | -142.8727 | 37.1273 | 0 | 37.1273 | -142.8727 | 0.9 | 0.84271 | 0.7557 | 0.9 | 0.70788 | 0.62991 | 9.4662e-14 | -128.7319 | 119.553 | 1.0104e-13 | -135.8534 | 128.4907
Line10_11_12 | 0 | 0 | 0 | 0 | 0 | 0 | 0 | 0 | 0 | 0 | 0 | 0 | -1.1424e-31 | -8.6869e-10 | -2.3986e-09 | 8.7659e-32 | 8.6869e-10 | 2.3986e-09 | 6.6613e-17 | 2.5331e-09 | 1.1674e-10 | -4.996e-17 | -2.5331e-09 | -1.1674e-10 | 0 | 0 | 0 | 0 | 0 | 0 | 0.9 | 0.84271 | 0.7557 | 0.9 | 0.84271 | 0.7557 | 9.8263e-14 | -128.7319 | 119.553 | 1.0053e-13 | -128.7319 | 119.553
Line11_12_13 | 0 | 0 | 0 | 0 | 0 | 0 | 0 | 0 | 0 | 0 | 0 | 0 | -2.0817e-17 | -7.2391e-10 | -1.9988e-09 | 2.0817e-17 | 7.2391e-10 | 1.9988e-09 | 4.996e-17 | 2.1109e-09 | 9.7283e-11 | -6.6613e-17 | -2.1109e-09 | -9.7283e-11 | 0 | 0 | 0 | 0 | 0 | 0 | 0.9 | 0.84271 | 0.7557 | 0.9 | 0.84271 | 0.7557 | 1.0053e-13 | -128.7319 | 119.553 | 1.0262e-13 | -128.7319 | 119.553
Line12_13_15 | 0 | 0 | 0 | 0 | 0 | 0 | 0 | 0 | 0 | 0 | 0 | 0 | 4.1633e-18 | -4.3434e-10 | -1.1993e-09 | -1.249e-17 | 4.3434e-10 | 1.1993e-09 | 1.6653e-17 | 1.2665e-09 | 5.837e-11 | -2.2584e-32 | -1.2665e-09 | -5.837e-11 | 0 | 0 | 0 | 0 | 0 | 0 | 0.9 | 0.84271 | 0.7557 | 0.9 | 0.84271 | 0.7557 | 1.0262e-13 | -128.7319 | 119.553 | 1.036e-13 | -128.7319 | 119.553
Line13_13_14 | 0 | 0 | 0 | 0 | 0 | 0 | 0 | 0 | 0 | 0 | 0 | 0 | 2.0817e-17 | -1.4478e-10 | -3.9976e-10 | -2.0817e-17 | 1.4478e-10 | 3.9976e-10 | -1.6653e-17 | 4.2218e-10 | 1.9457e-11 | -3.7258e-32 | -4.2218e-10 | -1.9457e-11 | 0 | 0 | 0 | 0 | 0 | 0 | 0.9 | 0.84271 | 0.7557 | 0.9 | 0.84271 | 0.7557 | 1.0262e-13 | -128.7319 | 119.553 | 1.0255e-13 | -128.7319 | 119.553
Line14_15_16 | 0 | 0 | 0 | 0 | 0 | 0 | 0 | 0 | 0 | 0 | 0 | 0 | -1.6653e-17 | -2.8956e-10 | -7.9952e-10 | 8.3267e-18 | 2.8956e-10 | 7.9952e-10 | 3.3307e-17 | 8.4436e-10 | 3.8913e-11 | -3.3307e-17 | -8.4436e-10 | -3.8913e-11 | 0 | 0 | 0 | 0 | 0 | 0 | 0.9 | 0.84271 | 0.7557 | 0.9 | 0.84271 | 0.7557 | 1.036e-13 | -128.7319 | 119.553 | 1.044e-13 | -128.7319 | 119.553
Line15_16_17 | 0 | 0 | 0 | 0 | 0 | 0 | 0 | 0 | 0 | 0 | 0 | 0 | -8.3267e-18 | -1.4478e-10 | -3.9976e-10 | 1.6653e-17 | 1.4478e-10 | 3.9976e-10 | -1.6653e-17 | 4.2218e-10 | 1.9457e-11 | 3.0414e-32 | -4.2218e-10 | -1.9457e-11 | 0 | 0 | 0 | 0 | 0 | 0 | 0.9 | 0.84271 | 0.7557 | 0.9 | 0.84271 | 0.7557 | 1.044e-13 | -128.7319 | 119.553 | 1.0464e-13 | -128.7319 | 119.553
Line16_4_18 | 0 | 0 | 0 | 0 | 0 | 0 | 0 | 0 | 0 | 0 | 0 | 0 | -8.3267e-18 | -1.4478e-10 | -3.9976e-10 | 8.3267e-18 | 1.4478e-10 | 3.9976e-10 | -1.3857e-32 | 4.2218e-10 | 1.9457e-11 | 1.3891e-32 | -4.2218e-10 | -1.9457e-11 | 0 | 0 | 0 | 0 | 0 | 0 | 0.9 | 0.84271 | 0.7557 | 0.9 | 0.84271 | 0.7557 | 9.5349e-14 | -128.7319 | 119.553 | 9.5585e-14 | -128.7319 | 119.553
Line17_5_19 | 0 | 0 | 0 | 0 | 0 | 0 | 0 | 0 | 0 | 0 | 0 | 0 | -8.3267e-18 | -1.4478e-10 | -3.9976e-10 | 8.3267e-18 | 1.4478e-10 | 3.9976e-10 | -1.3857e-32 | 4.2218e-10 | 1.9457e-11 | 1.3891e-32 | -4.2218e-10 | -1.9457e-11 | 0 | 0 | 0 | 0 | 0 | 0 | 0.9 | 0.84271 | 0.7557 | 0.9 | 0.84271 | 0.7557 | 9.5349e-14 | -128.7319 | 119.553 | 9.5585e-14 | -128.7319 | 119.553
Line1_1_3 | 0 | 0 | 0 | 0 | 0 | 0 | 0 | 0 | 0 | 0 | 0 | 0 | 4.1633e-18 | -1.1582e-09 | -3.1981e-09 | 4.1633e-18 | 1.1582e-09 | 3.1981e-09 | 3.3307e-17 | 3.3775e-09 | 1.5565e-10 | -3.3307e-17 | -3.3775e-09 | -1.5565e-10 | 0 | 0 | 0 | 0 | 0 | 0 | 0.9 | 0.84271 | 0.7557 | 0.9 | 0.84271 | 0.7557 | 9.4662e-14 | -128.7319 | 119.553 | 9.6002e-14 | -128.7319 | 119.553
Line2_1_4 | 0 | 0 | 0 | 0 | 0 | 0 | 0 | 0 | 0 | 0 | 0 | 0 | -2.9143e-17 | -2.8956e-10 | -7.9952e-10 | 2.9143e-17 | 2.8956e-10 | 7.9952e-10 | 3.3307e-17 | 8.4436e-10 | 3.8913e-11 | -3.3307e-17 | -8.4436e-10 | -3.8913e-11 | 0 | 0 | 0 | 0 | 0 | 0 | 0.9 | 0.84271 | 0.7557 | 0.9 | 0.84271 | 0.7557 | 9.4662e-14 | -128.7319 | 119.553 | 9.5349e-14 | -128.7319 | 119.553
Line3_1_5 | 0 | 0 | 0 | 0 | 0 | 0 | 0 | 0 | 0 | 0 | 0 | 0 | -2.9143e-17 | -2.8956e-10 | -7.9952e-10 | 2.9143e-17 | 2.8956e-10 | 7.9952e-10 | 3.3307e-17 | 8.4436e-10 | 3.8913e-11 | -3.3307e-17 | -8.4436e-10 | -3.8913e-11 | 0 | 0 | 0 | 0 | 0 | 0 | 0.9 | 0.84271 | 0.7557 | 0.9 | 0.84271 | 0.7557 | 9.4662e-14 | -128.7319 | 119.553 | 9.5349e-14 | -128.7319 | 119.553
Line4_2_6 | 0 | 1.3784 | 1.3784 | 0 | 1.3784 | 1.3784 | 0 | 0.31833 | 0.31833 | 0 | 0.31833 | 0.31833 | 6.6613e-17 | 0.22365 | -0.0047711 | -6.6613e-17 | -0.18717 | 0.041251 | 1.9984e-16 | 0.027537 | 0.20046 | -1.9984e-16 | 0.010463 | -0.16246 | 0 | -142.8727 | 37.1273 | 0 | 37.1273 | -142.8727 | 0.9 | 0.70788 | 0.62991 | 0.9 | 0.5889 | 0.52656 | 1.0104e-13 | -135.8534 | 128.4907 | 1.0869e-13 | -146.0722 | 141.3743
Line5_6_7 | 0 | 1.3784 | 1.3784 | 0 | 1.3784 | 1.3784 | 0 | 0.31833 | 0.31833 | 0 | 0.31833 | 0.31833 | 1.3323e-16 | 0.18717 | -0.041251 | -1.6653e-16 | -0.15069 | 0.077731 | 1.3323e-16 | -0.010463 | 0.16246 | -1.6653e-16 | 0.048463 | -0.12446 | 0 | -142.8727 | 37.1273 | 0 | 37.1273 | -142.8727 | 0.9 | 0.5889 | 0.52656 | 0.9 | 0.49726 | 0.46097 | 1.0869e-13 | -146.0722 | 141.3743 | 1.139e-13 | -160.7007 | 159.1134
Line6_7_8 | 0 | 1.3784 | 1.3784 | 0 | 1.3784 | 1.3784 | 0 | 0.31833 | 0.31833 | 0 | 0.31833 | 0.31833 | 6.6613e-17 | 0.15069 | -0.077731 | -6.6613e-17 | -0.11421 | 0.11421 | 1.3323e-16 | -0.048463 | 0.12446 | -1.3323e-16 | 0.086463 | -0.086463 | 0 | -142.8727 | 37.1273 | 0 | 37.1273 | -142.8727 | 0.9 | 0.49726 | 0.46097 | 0.9 | 0.45 | 0.45 | 1.139e-13 | -160.7007 | 159.1134 | 1.1424e-13 | -180 | 180
Line7_8_9 | 0 | 0 | 0 | 0 | 0 | 0 | 0 | 0 | 0 | 0 | 0 | 0 | -2.6564e-31 | 1.3323e-16 | -4.6641e-23 | 2.6311e-31 | -1.3029e-16 | 2.9403e-18 | 1.3323e-16 | 1.286e-09 | -1.286e-09 | -1.3323e-16 | -1.286e-09 | 1.286e-09 | 0 | 0 | 0 | 0 | 0 | 0 | 0.9 | 0.45 | 0.45 | 0.9 | 0.45 | 0.45 | 1.1424e-13 | -180 | 180 | 1.1315e-13 | -180 | 180
Line8_8_10 | 0 | 0 | 0 | 0 | 0 | 0 | 0 | 0 | 0 | 0 | 0 | 0 | 0 | -2.57e-23 | -4.6641e-23 | -6.6613e-17 | 3.6247e-17 | 1.3617e-16 | 0 | 1.286e-09 | -1.286e-09 | -1.3365e-31 | -1.286e-09 | 1.286e-09 | 0 | 0 | 0 | 0 | 0 | 0 | 0.9 | 0.45 | 0.45 | 0.9 | 0.45 | 0.45 | 1.1424e-13 | -180 | 180 | 1.1495e-13 | -180 | 180
Line9_3_11 | 0 | 0 | 0 | 0 | 0 | 0 | 0 | 0 | 0 | 0 | 0 | 0 | 3.3307e-17 | -1.0135e-09 | -2.7983e-09 | -2.498e-17 | 1.0135e-09 | 2.7983e-09 | 6.6613e-17 | 2.9553e-09 | 1.362e-10 | -6.6613e-17 | -2.9553e-09 | -1.362e-10 | 0 | 0 | 0 | 0 | 0 | 0 | 0.9 | 0.84271 | 0.7557 | 0.9 | 0.84271 | 0.7557 | 9.6002e-14 | -128.7319 | 119.553 | 9.8263e-14 | -128.7319 | 119.553

## LL_min_fault_6
name | pf_ikss_a_from_ka | pf_ikss_b_from_ka | pf_ikss_c_from_ka | pf_ikss_a_to_ka | pf_ikss_b_to_ka | pf_ikss_c_to_ka | pf_skss_a_from_mw | pf_skss_b_from_mw | pf_skss_c_from_mw | pf_skss_a_to_mw | pf_skss_b_to_mw | pf_skss_c_to_mw | pf_p_a_from_mw | pf_p_b_from_mw | pf_p_c_from_mw | pf_p_a_to_mw | pf_p_b_to_mw | pf_p_c_to_mw | pf_q_a_from_mvar | pf_q_b_from_mvar | pf_q_c_from_mvar | pf_q_a_to_mvar | pf_q_b_to_mvar | pf_q_c_to_mvar | pf_ikss_a_from_degree | pf_ikss_b_from_degree | pf_ikss_c_from_degree | pf_ikss_a_to_degree | pf_ikss_b_to_degree | pf_ikss_c_to_degree | pf_vm_a_from_pu | pf_vm_b_from_pu | pf_vm_c_from_pu | pf_vm_a_to_pu | pf_vm_b_to_pu | pf_vm_c_to_pu | pf_va_a_from_degree | pf_va_b_from_degree | pf_va_c_from_degree | pf_va_a_to_degree | pf_va_b_to_degree | pf_va_c_to_degree
Line0_1_2 | 0 | 0.051843 | 0.051843 | 0 | 0.051843 | 0.051843 | 0 | 0.011973 | 0.011973 | 0 | 0.011973 | 0.011973 | 7.6906e-18 | 0.010966 | 0.0028847 | -6.5919e-18 | -0.010915 | -0.0028331 | 3.296e-18 | 0.0029326 | 0.010936 | -4.3946e-18 | -0.0028788 | -0.010882 | 0 | -135.2796 | 44.7204 | 0 | 44.7204 | -135.2796 | 0.95 | 0.94815 | 0.94465 | 0.95 | 0.94283 | 0.93921 | 2.948e-15 | -120.3084 | 119.9432 | 3.1826e-15 | -120.5043 | 120.1275
Line10_11_12 | 0 | 0 | 0 | 0 | 0 | 0 | 0 | 0 | 0 | 0 | 0 | 0 | 7.5533e-19 | -3.8309e-11 | -1.1119e-10 | -4.8066e-19 | 3.8309e-11 | 1.1119e-10 | 1.648e-18 | 1.0665e-10 | 1.9584e-11 | -1.0987e-18 | -1.0665e-10 | -1.9584e-11 | 0 | 0 | 0 | 0 | 0 | 0 | 0.95 | 0.94815 | 0.94465 | 0.95 | 0.94815 | 0.94465 | 3.0611e-15 | -120.3084 | 119.9432 | 3.135e-15 | -120.3084 | 119.9432
Line11_12_13 | 0 | 0 | 0 | 0 | 0 | 0 | 0 | 0 | 0 | 0 | 0 | 0 | -2.06e-19 | -3.1925e-11 | -9.2658e-11 | 2.06e-19 | 3.1925e-11 | 9.2658e-11 | 3.296e-18 | 8.8872e-11 | 1.632e-11 | -3.8453e-18 | -8.8872e-11 | -1.632e-11 | 0 | 0 | 0 | 0 | 0 | 0 | 0.95 | 0.94815 | 0.94465 | 0.95 | 0.94815 | 0.94465 | 3.135e-15 | -120.3084 | 119.9432 | 3.2054e-15 | -120.3084 | 119.9432
Line12_13_15 | 0 | 0 | 0 | 0 | 0 | 0 | 0 | 0 | 0 | 0 | 0 | 0 | -6.8666e-20 | -1.9155e-11 | -5.5595e-11 | 6.8666e-20 | 1.9155e-11 | 5.5595e-11 | 5.4933e-19 | 5.3323e-11 | 9.7921e-12 | 3.8854e-36 | -5.3323e-11 | -9.7921e-12 | 0 | 0 | 0 | 0 | 0 | 0 | 0.95 | 0.94815 | 0.94465 | 0.95 | 0.94815 | 0.94465 | 3.2054e-15 | -120.3084 | 119.9432 | 3.242e-15 | -120.3084 | 119.9432
Line13_13_14 | 0 | 0 | 0 | 0 | 0 | 0 | 0 | 0 | 0 | 0 | 0 | 0 | 4.8066e-19 | -6.3849e-12 | -1.8532e-11 | -2.06e-19 | 6.3849e-12 | 1.8532e-11 | 1.0987e-18 | 1.7774e-11 | 3.264e-12 | -1.0987e-18 | -1.7774e-11 | -3.264e-12 | 0 | 0 | 0 | 0 | 0 | 0 | 0.95 | 0.94815 | 0.94465 | 0.95 | 0.94815 | 0.94465 | 3.2054e-15 | -120.3084 | 119.9432 | 3.2043e-15 | -120.3084 | 119.9432
Line14_15_16 | 0 | 0 | 0 | 0 | 0 | 0 | 0 | 0 | 0 | 0 | 0 | 0 | -4.8066e-19 | -1.277e-11 | -3.7063e-11 | 7.5533e-19 | 1.277e-11 | 3.7063e-11 | 5.4933e-19 | 3.5549e-11 | 6.5281e-12 | -1.648e-18 | -3.5549e-11 | -6.5281e-12 | 0 | 0 | 0 | 0 | 0 | 0 | 0.95 | 0.94815 | 0.94465 | 0.95 | 0.94815 | 0.94465 | 3.242e-15 | -120.3084 | 119.9432 | 3.2742e-15 | -120.3084 | 119.9432
Line15_16_17 | 0 | 0 | 0 | 0 | 0 | 0 | 0 | 0 | 0 | 0 | 0 | 0 | -1.0987e-18 | -6.3849e-12 | -1.8532e-11 | 1.0987e-18 | 6.3849e-12 | 1.8532e-11 | -6.2784e-35 | 1.7774e-11 | 3.264e-12 | 6.3016e-35 | -1.7774e-11 | -3.264e-12 | 0 | 0 | 0 | 0 | 0 | 0 | 0.95 | 0.94815 | 0.94465 | 0.95 | 0.94815 | 0.94465 | 3.2742e-15 | -120.3084 | 119.9432 | 3.2863e-15 | -120.3084 | 119.9432
Line16_4_18 | 0 | 0 | 0 | 0 | 0 | 0 | 0 | 0 | 0 | 0 | 0 | 0 | 0 | -6.3849e-12 | -1.8532e-11 | 2.7466e-19 | 6.3849e-12 | 1.8532e-11 | 0 | 1.7774e-11 | 3.264e-12 | 5.4933e-19 | -1.7774e-11 | -3.264e-12 | 0 | 0 | 0 | 0 | 0 | 0 | 0.95 | 0.94815 | 0.94465 | 0.95 | 0.94815 | 0.94465 | 2.9748e-15 | -120.3084 | 119.9432 | 2.9869e-15 | -120.3084 | 119.9432
Line17_5_19 | 0 | 0 | 0 | 0 | 0 | 0 | 0 | 0 | 0 | 0 | 0 | 0 | 0 | -6.3849e-12 | -1.8532e-11 | 2.7466e-19 | 6.3849e-12 | 1.8532e-11 | 0 | 1.7774e-11 | 3.264e-12 | 5.4933e-19 | -1.7774e-11 | -3.264e-12 | 0 | 0 | 0 | 0 | 0 | 0 | 0.95 | 0.94815 | 0.94465 | 0.95 | 0.94815 | 0.94465 | 2.9748e-15 | -120.3084 | 119.9432 | 2.9869e-15 | -120.3084 | 119.9432
Line1_1_3 | 0 | 0 | 0 | 0 | 0 | 0 | 0 | 0 | 0 | 0 | 0 | 0 | 1.1673e-18 | -5.1079e-11 | -1.4825e-10 | -1.1673e-18 | 5.1079e-11 | 1.4825e-10 | 2.7466e-18 | 1.422e-10 | 2.6112e-11 | -2.7466e-18 | -1.422e-10 | -2.6112e-11 | 0 | 0 | 0 | 0 | 0 | 0 | 0.95 | 0.94815 | 0.94465 | 0.95 | 0.94815 | 0.94465 | 2.948e-15 | -120.3084 | 119.9432 | 2.9884e-15 | -120.3084 | 119.9432
Line2_1_4 | 0 | 0 | 0 | 0 | 0 | 0 | 0 | 0 | 0 | 0 | 0 | 0 | -1.3733e-19 | -1.277e-11 | -3.7063e-11 | 1.3733e-19 | 1.277e-11 | 3.7063e-11 | 1.0987e-18 | 3.5549e-11 | 6.5281e-12 | -1.648e-18 | -3.5549e-11 | -6.5281e-12 | 0 | 0 | 0 | 0 | 0 | 0 | 0.95 | 0.94815 | 0.94465 | 0.95 | 0.94815 | 0.94465 | 2.948e-15 | -120.3084 | 119.9432 | 2.9748e-15 | -120.3084 | 119.9432
Line3_1_5 | 0 | 0 | 0 | 0 | 0 | 0 | 0 | 0 | 0 | 0 | 0 | 0 | -1.3733e-19 | -1.277e-11 | -3.7063e-11 | 1.3733e-19 | 1.277e-11 | 3.7063e-11 | 1.0987e-18 | 3.5549e-11 | 6.5281e-12 | -1.648e-18 | -3.5549e-11 | -6.5281e-12 | 0 | 0 | 0 | 0 | 0 | 0 | 0.95 | 0.94815 | 0.94465 | 0.95 | 0.94815 | 0.94465 | 2.948e-15 | -120.3084 | 119.9432 | 2.9748e-15 | -120.3084 | 119.9432
Line4_2_6 | 0 | 0.051843 | 0.051843 | 0 | 0.051843 | 0.051843 | 0 | 0.011973 | 0.011973 | 0 | 0.011973 | 0.011973 | 6.5919e-18 | 0.010915 | 0.0028331 | -6.5919e-18 | -0.010863 | -0.0027815 | 6.5919e-18 | 0.0028788 | 0.010882 | -5.4933e-18 | -0.0028251 | -0.010828 | 0 | -135.2796 | 44.7204 | 0 | 44.7204 | -135.2796 | 0.95 | 0.94283 | 0.93921 | 0.95 | 0.93752 | 0.93379 | 3.1826e-15 | -120.5043 | 120.1275 | 3.465e-15 | -120.7024 | 120.3141
Line5_6_7 | 0 | 0.051843 | 0.051843 | 0 | 0.051843 | 0.051843 | 0 | 0.011973 | 0.011973 | 0 | 0.011973 | 0.011973 | 9.8879e-18 | 0.010863 | 0.0027815 | -5.4933e-18 | -0.010812 | -0.0027299 | 1.0987e-17 | 0.0028251 | 0.010828 | -1.0987e-17 | -0.0027713 | -0.010775 | 0 | -135.2796 | 44.7204 | 0 | 44.7204 | -135.2796 | 0.95 | 0.93752 | 0.93379 | 0.95 | 0.93223 | 0.92837 | 3.465e-15 | -120.7024 | 120.3141 | 3.6538e-15 | -120.9028 | 120.5028
Line6_7_8 | 0 | 0.051843 | 0.051843 | 0 | 0.051843 | 0.051843 | 0 | 0.011973 | 0.011973 | 0 | 0.011973 | 0.011973 | 2.1973e-18 | 0.010812 | 0.0027299 | -2.1973e-18 | -0.01076 | -0.0026783 | 8.7893e-18 | 0.0027713 | 0.010775 | -1.0987e-17 | -0.0027175 | -0.010721 | 0 | -135.2796 | 44.7204 | 0 | 44.7204 | -135.2796 | 0.95 | 0.93223 | 0.92837 | 0.95 | 0.92694 | 0.92297 | 3.6538e-15 | -120.9028 | 120.5028 | 3.6705e-15 | -121.1055 | 120.6937
Line7_8_9 | 0 | 0 | 0 | 0 | 0 | 0 | 0 | 0 | 0 | 0 | 0 | 0 | 2.1973e-18 | -7.7759e-11 | -9.1252e-11 | 2.1973e-18 | 7.7759e-11 | 9.1252e-11 | 1.4076e-34 | 6.2294e-11 | -3.8923e-11 | -2.1973e-18 | -6.2294e-11 | 3.8923e-11 | 0 | 0 | 0 | 0 | 0 | 0 | 0.95 | 0.92694 | 0.92297 | 0.95 | 0.92694 | 0.92297 | 3.6705e-15 | -121.1055 | 120.6937 | 3.637e-15 | -121.1055 | 120.6937
Line8_8_10 | 0 | 0 | 0 | 0 | 0 | 0 | 0 | 0 | 0 | 0 | 0 | 0 | 4.3946e-18 | -7.7759e-11 | -9.1252e-11 | 0 | 7.7759e-11 | 9.1252e-11 | -2.1973e-18 | 6.2294e-11 | -3.8923e-11 | 0 | -6.2294e-11 | 3.8923e-11 | 0 | 0 | 0 | 0 | 0 | 0 | 0.95 | 0.92694 | 0.92297 | 0.95 | 0.92694 | 0.92297 | 3.6705e-15 | -121.1055 | 120.6937 | 3.6899e-15 | -121.1055 | 120.6937
Line9_3_11 | 0 | 0 | 0 | 0 | 0 | 0 | 0 | 0 | 0 | 0 | 0 | 0 | 5.4933e-19 | -4.4694e-11 | -1.2972e-10 | -5.4933e-19 | 4.4694e-11 | 1.2972e-10 | 2.7466e-18 | 1.2442e-10 | 2.2848e-11 | -2.1973e-18 | -1.2442e-10 | -2.2848e-11 | 0 | 0 | 0 | 0 | 0 | 0 | 0.95 | 0.94815 | 0.94465 | 0.95 | 0.94815 | 0.94465 | 2.9884e-15 | -120.3084 | 119.9432 | 3.0611e-15 | -120.3084 | 119.9432

## LL_min_fault_10
name | pf_ikss_a_from_ka | pf_ikss_b_from_ka | pf_ikss_c_from_ka | pf_ikss_a_to_ka | pf_ikss_b_to_ka | pf_ikss_c_to_ka | pf_skss_a_from_mw | pf_skss_b_from_mw | pf_skss_c_from_mw | pf_skss_a_to_mw | pf_skss_b_to_mw | pf_skss_c_to_mw | pf_p_a_from_mw | pf_p_b_from_mw | pf_p_c_from_mw | pf_p_a_to_mw | pf_p_b_to_mw | pf_p_c_to_mw | pf_q_a_from_mvar | pf_q_b_from_mvar | pf_q_c_from_mvar | pf_q_a_to_mvar | pf_q_b_to_mvar | pf_q_c_to_mvar | pf_ikss_a_from_degree | pf_ikss_b_from_degree | pf_ikss_c_from_degree | pf_ikss_a_to_degree | pf_ikss_b_to_degree | pf_ikss_c_to_degree | pf_vm_a_from_pu | pf_vm_b_from_pu | pf_vm_c_from_pu | pf_vm_a_to_pu | pf_vm_b_to_pu | pf_vm_c_to_pu | pf_va_a_from_degree | pf_va_b_from_degree | pf_va_c_from_degree | pf_va_a_to_degree | pf_va_b_to_degree | pf_va_c_to_degree
Line0_1_2 | 0 | 0.049114 | 0.049114 | 0 | 0.049114 | 0.049114 | 0 | 0.011342 | 0.011342 | 0 | 0.011342 | 0.011342 | 5.7246e-18 | 0.0098425 | 0.002589 | -5.7246e-18 | -0.0097961 | -0.0025427 | 3.1225e-18 | 0.002632 | 0.009815 | -3.1225e-18 | -0.0025837 | -0.0097667 | 0 | -135.2796 | 44.7204 | 0 | 44.7204 | -135.2796 | 0.9 | 0.89825 | 0.89493 | 0.9 | 0.89321 | 0.88978 | 2.9636e-15 | -120.3084 | 119.9432 | 3.2108e-15 | -120.5043 | 120.1275
Line10_11_12 | 0 | 0 | 0 | 0 | 0 | 0 | 0 | 0 | 0 | 0 | 0 | 0 | 3.2526e-19 | -3.4383e-11 | -9.9793e-11 | -5.8547e-19 | 3.4383e-11 | 9.9793e-11 | 3.1225e-18 | 9.5716e-11 | 1.7577e-11 | -3.6429e-18 | -9.5716e-11 | -1.7577e-11 | 0 | 0 | 0 | 0 | 0 | 0 | 0.9 | 0.89825 | 0.89493 | 0.9 | 0.89825 | 0.89493 | 3.0768e-15 | -120.3084 | 119.9432 | 3.1507e-15 | -120.3084 | 119.9432
Line11_12_13 | 0 | 0 | 0 | 0 | 0 | 0 | 0 | 0 | 0 | 0 | 0 | 0 | -4.5536e-19 | -2.8652e-11 | -8.3161e-11 | 4.5536e-19 | 2.8652e-11 | 8.3161e-11 | 2.6021e-18 | 7.9764e-11 | 1.4648e-11 | -2.6021e-18 | -7.9764e-11 | -1.4648e-11 | 0 | 0 | 0 | 0 | 0 | 0 | 0.9 | 0.89825 | 0.89493 | 0.9 | 0.89825 | 0.89493 | 3.1507e-15 | -120.3084 | 119.9432 | 3.2211e-15 | -120.3084 | 119.9432
Line12_13_15 | 0 | 0 | 0 | 0 | 0 | 0 | 0 | 0 | 0 | 0 | 0 | 0 | 6.5052e-19 | -1.7191e-11 | -4.9896e-11 | -3.9031e-19 | 1.7191e-11 | 4.9896e-11 | 1.0408e-18 | 4.7858e-11 | 8.7885e-12 | -1.5613e-18 | -4.7858e-11 | -8.7885e-12 | 0 | 0 | 0 | 0 | 0 | 0 | 0.9 | 0.89825 | 0.89493 | 0.9 | 0.89825 | 0.89493 | 3.2211e-15 | -120.3084 | 119.9432 | 3.2576e-15 | -120.3084 | 119.9432
Line13_13_14 | 0 | 0 | 0 | 0 | 0 | 0 | 0 | 0 | 0 | 0 | 0 | 0 | -3.9031e-19 | -5.7305e-12 | -1.6632e-11 | 3.9031e-19 | 5.7305e-12 | 1.6632e-11 | -2.1943e-35 | 1.5953e-11 | 2.9295e-12 | -1.0408e-18 | -1.5953e-11 | -2.9295e-12 | 0 | 0 | 0 | 0 | 0 | 0 | 0.9 | 0.89825 | 0.89493 | 0.9 | 0.89825 | 0.89493 | 3.2211e-15 | -120.3084 | 119.9432 | 3.22e-15 | -120.3084 | 119.9432
Line14_15_16 | 0 | 0 | 0 | 0 | 0 | 0 | 0 | 0 | 0 | 0 | 0 | 0 | -9.1073e-19 | -1.1461e-11 | -3.3264e-11 | 9.1073e-19 | 1.1461e-11 | 3.3264e-11 | 1.5613e-18 | 3.1905e-11 | 5.859e-12 | -1.0408e-18 | -3.1905e-11 | -5.859e-12 | 0 | 0 | 0 | 0 | 0 | 0 | 0.9 | 0.89825 | 0.89493 | 0.9 | 0.89825 | 0.89493 | 3.2576e-15 | -120.3084 | 119.9432 | 3.2899e-15 | -120.3084 | 119.9432
Line15_16_17 | 0 | 0 | 0 | 0 | 0 | 0 | 0 | 0 | 0 | 0 | 0 | 0 | -1.9516e-19 | -5.7305e-12 | -1.6632e-11 | 1.9516e-19 | 5.7305e-12 | 1.6632e-11 | -1.1206e-35 | 1.5953e-11 | 2.9295e-12 | 1.1247e-35 | -1.5953e-11 | -2.9295e-12 | 0 | 0 | 0 | 0 | 0 | 0 | 0.9 | 0.89825 | 0.89493 | 0.9 | 0.89825 | 0.89493 | 3.2899e-15 | -120.3084 | 119.9432 | 3.302e-15 | -120.3084 | 119.9432
Line16_4_18 | 0 | 0 | 0 | 0 | 0 | 0 | 0 | 0 | 0 | 0 | 0 | 0 | 3.2526e-19 | -5.7305e-12 | -1.6632e-11 | -3.2526e-19 | 5.7305e-12 | 1.6632e-11 | 5.2042e-19 | 1.5953e-11 | 2.9295e-12 | -5.2042e-19 | -1.5953e-11 | -2.9295e-12 | 0 | 0 | 0 | 0 | 0 | 0 | 0.9 | 0.89825 | 0.89493 | 0.9 | 0.89825 | 0.89493 | 2.9904e-15 | -120.3084 | 119.9432 | 3.0025e-15 | -120.3084 | 119.9432
Line17_5_19 | 0 | 0 | 0 | 0 | 0 | 0 | 0 | 0 | 0 | 0 | 0 | 0 | 3.2526e-19 | -5.7305e-12 | -1.6632e-11 | -3.2526e-19 | 5.7305e-12 | 1.6632e-11 | 5.2042e-19 | 1.5953e-11 | 2.9295e-12 | -5.2042e-19 | -1.5953e-11 | -2.9295e-12 | 0 | 0 | 0 | 0 | 0 | 0 | 0.9 | 0.89825 | 0.89493 | 0.9 | 0.89825 | 0.89493 | 2.9904e-15 | -120.3084 | 119.9432 | 3.0025e-15 | -120.3084 | 119.9432
Line1_1_3 | 0 | 0 | 0 | 0 | 0 | 0 | 0 | 0 | 0 | 0 | 0 | 0 | 1.4962e-18 | -4.5844e-11 | -1.3306e-10 | -1.4962e-18 | 4.5844e-11 | 1.3306e-10 | 2.6021e-18 | 1.2762e-10 | 2.3436e-11 | -2.0817e-18 | -1.2762e-10 | -2.3436e-11 | 0 | 0 | 0 | 0 | 0 | 0 | 0.9 | 0.89825 | 0.89493 | 0.9 | 0.89825 | 0.89493 | 2.9636e-15 | -120.3084 | 119.9432 | 3.0041e-15 | -120.3084 | 119.9432
Line2_1_4 | 0 | 0 | 0 | 0 | 0 | 0 | 0 | 0 | 0 | 0 | 0 | 0 | -6.5052e-19 | -1.1461e-11 | -3.3264e-11 | 6.5052e-19 | 1.1461e-11 | 3.3264e-11 | 1.0408e-18 | 3.1905e-11 | 5.859e-12 | -5.2042e-19 | -3.1905e-11 | -5.859e-12 | 0 | 0 | 0 | 0 | 0 | 0 | 0.9 | 0.89825 | 0.89493 | 0.9 | 0.89825 | 0.89493 | 2.9636e-15 | -120.3084 | 119.9432 | 2.9904e-15 | -120.3084 | 119.9432
Line3_1_5 | 0 | 0 | 0 | 0 | 0 | 0 | 0 | 0 | 0 | 0 | 0 | 0 | -6.5052e-19 | -1.1461e-11 | -3.3264e-11 | 6.5052e-19 | 1.1461e-11 | 3.3264e-11 | 1.0408e-18 | 3.1905e-11 | 5.859e-12 | -5.2042e-19 | -3.1905e-11 | -5.859e-12 | 0 | 0 | 0 | 0 | 0 | 0 | 0.9 | 0.89825 | 0.89493 | 0.9 | 0.89825 | 0.89493 | 2.9636e-15 | -120.3084 | 119.9432 | 2.9904e-15 | -120.3084 | 119.9432
Line4_2_6 | 0 | 0.049114 | 0.049114 | 0 | 0.049114 | 0.049114 | 0 | 0.011342 | 0.011342 | 0 | 0.011342 | 0.011342 | 4.1633e-18 | 0.0097961 | 0.0025427 | -4.1633e-18 | -0.0097498 | -0.0024964 | 7.2858e-18 | 0.0025837 | 0.0097667 | -7.2858e-18 | -0.0025355 | -0.0097185 | 0 | -135.2796 | 44.7204 | 0 | 44.7204 | -135.2796 | 0.9 | 0.89321 | 0.88978 | 0.9 | 0.88818 | 0.88464 | 3.2108e-15 | -120.5043 | 120.1275 | 3.5056e-15 | -120.7024 | 120.3141
Line5_6_7 | 0 | 0.049114 | 0.049114 | 0 | 0.049114 | 0.049114 | 0 | 0.011342 | 0.011342 | 0 | 0.011342 | 0.011342 | 1.0408e-17 | 0.0097498 | 0.0024964 | -1.0408e-17 | -0.0097035 | -0.0024501 | 4.1633e-18 | 0.0025355 | 0.0097185 | -4.1633e-18 | -0.0024873 | -0.0096702 | 0 | -135.2796 | 44.7204 | 0 | 44.7204 | -135.2796 | 0.9 | 0.88818 | 0.88464 | 0.9 | 0.88316 | 0.87951 | 3.5056e-15 | -120.7024 | 120.3141 | 3.7072e-15 | -120.9028 | 120.5028
Line6_7_8 | 0 | 0.049114 | 0.049114 | 0 | 0.049114 | 0.049114 | 0 | 0.011342 | 0.011342 | 0 | 0.011342 | 0.011342 | 2.0817e-18 | 0.0097035 | 0.0024501 | -2.0817e-18 | -0.0096572 | -0.0024038 | 8.3267e-18 | 0.0024873 | 0.0096702 | -1.0408e-17 | -0.002439 | -0.009622 | 0 | -135.2796 | 44.7204 | 0 | 44.7204 | -135.2796 | 0.9 | 0.88316 | 0.87951 | 0.9 | 0.87816 | 0.87439 | 3.7072e-15 | -120.9028 | 120.5028 | 3.7364e-15 | -121.1055 | 120.6937
Line7_8_9 | 0 | 0 | 0 | 0 | 0 | 0 | 0 | 0 | 0 | 0 | 0 | 0 | 0 | -6.9789e-11 | -8.1899e-11 | -2.0817e-18 | 6.9789e-11 | 8.1899e-11 | 0 | 5.5909e-11 | -3.4934e-11 | -2.0817e-18 | -5.5909e-11 | 3.4934e-11 | 0 | 0 | 0 | 0 | 0 | 0 | 0.9 | 0.87816 | 0.87439 | 0.9 | 0.87816 | 0.87439 | 3.7364e-15 | -121.1055 | 120.6937 | 3.7029e-15 | -121.1055 | 120.6937
Line8_8_10 | 0 | 0 | 0 | 0 | 0 | 0 | 0 | 0 | 0 | 0 | 0 | 0 | 2.715e-34 | -6.9789e-11 | -8.1899e-11 | -4.1633e-18 | 6.9789e-11 | 8.1899e-11 | -4.1633e-18 | 5.5909e-11 | -3.4934e-11 | 2.0817e-18 | -5.5909e-11 | 3.4934e-11 | 0 | 0 | 0 | 0 | 0 | 0 | 0.9 | 0.87816 | 0.87439 | 0.9 | 0.87816 | 0.87439 | 3.7364e-15 | -121.1055 | 120.6937 | 3.7499e-15 | -121.1055 | 120.6937
Line9_3_11 | 0 | 0 | 0 | 0 | 0 | 0 | 0 | 0 | 0 | 0 | 0 | 0 | 1.301e-19 | -4.0113e-11 | -1.1643e-10 | -3.9031e-19 | 4.0113e-11 | 1.1643e-10 | 1.5613e-18 | 1.1167e-10 | 2.0507e-11 | -2.0817e-18 | -1.1167e-10 | -2.0507e-11 | 0 | 0 | 0 | 0 | 0 | 0 | 0.9 | 0.89825 | 0.89493 | 0.9 | 0.89825 | 0.89493 | 3.0041e-15 | -120.3084 | 119.9432 | 3.0768e-15 | -120.3084 | 119.9432

## LG_max_6
name | pf_ikss_a_from_ka | pf_ikss_b_from_ka | pf_ikss_c_from_ka | pf_ikss_a_to_ka | pf_ikss_b_to_ka | pf_ikss_c_to_ka | pf_skss_a_from_mw | pf_skss_b_from_mw | pf_skss_c_from_mw | pf_skss_a_to_mw | pf_skss_b_to_mw | pf_skss_c_to_mw | pf_p_a_from_mw | pf_p_b_from_mw | pf_p_c_from_mw | pf_p_a_to_mw | pf_p_b_to_mw | pf_p_c_to_mw | pf_q_a_from_mvar | pf_q_b_from_mvar | pf_q_c_from_mvar | pf_q_a_to_mvar | pf_q_b_to_mvar | pf_q_c_to_mvar | pf_ikss_a_from_degree | pf_ikss_b_from_degree | pf_ikss_c_from_degree | pf_ikss_a_to_degree | pf_ikss_b_to_degree | pf_ikss_c_to_degree | pf_vm_a_from_pu | pf_vm_b_from_pu | pf_vm_c_from_pu | pf_vm_a_to_pu | pf_vm_b_to_pu | pf_vm_c_to_pu | pf_va_a_from_degree | pf_va_b_from_degree | pf_va_c_from_degree | pf_va_a_to_degree | pf_va_b_to_degree | pf_va_c_to_degree
Line0_1_2 | 2.644 | 0 | 0 | 2.644 | 0 | 0 | 0.6106 | 0 | 0 | 0.6106 | 0 | 0 | 0.23302 | 7.0497e-08 | -7.4852e-08 | -0.17477 | -6.588e-08 | 6.9381e-08 | 0.46605 | -3.9767e-08 | -3.772e-08 | -0.34953 | 3.3864e-08 | 3.2006e-08 | -67.2801 | 0 | 0 | 112.7199 | 0 | 0 | 0.85334 | 1.023 | 1.0669 | 0.64001 | 1.0058 | 1.0454 | -3.8451 | -118.7306 | 117.4468 | -3.8451 | -116.5252 | 115.448
Line10_11_12 | 0 | 0 | 0 | 0 | 0 | 0 | 0 | 0 | 0 | 0 | 0 | 0 | -1.3116e-09 | 1.8633e-08 | -2.115e-08 | 1.7009e-09 | -1.5428e-08 | 1.7555e-08 | 2.0093e-08 | -1.2533e-08 | -8.5957e-09 | -1.6964e-08 | 1.0532e-08 | 6.9801e-09 | 0 | 0 | 0 | 0 | 0 | 0 | 0.85334 | 1.023 | 1.0669 | 0.85334 | 1.023 | 1.0669 | -3.8451 | -118.7306 | 117.4468 | -3.8451 | -118.7306 | 117.4468
Line11_12_13 | 0 | 0 | 0 | 0 | 0 | 0 | 0 | 0 | 0 | 0 | 0 | 0 | -1.093e-09 | 1.5528e-08 | -1.7625e-08 | 1.4823e-09 | -1.2322e-08 | 1.403e-08 | 1.6744e-08 | -1.0444e-08 | -7.1631e-09 | -1.3615e-08 | 8.4428e-09 | 5.5475e-09 | 0 | 0 | 0 | 0 | 0 | 0 | 0.85334 | 1.023 | 1.0669 | 0.85334 | 1.023 | 1.0669 | -3.8451 | -118.7306 | 117.4468 | -3.8451 | -118.7306 | 117.4468
Line12_13_15 | 0 | 0 | 0 | 0 | 0 | 0 | 0 | 0 | 0 | 0 | 0 | 0 | -6.558e-10 | 9.3167e-09 | -1.0575e-08 | 1.0451e-09 | -6.1109e-09 | 6.98e-09 | 1.0046e-08 | -6.2666e-09 | -4.2979e-09 | -6.9179e-09 | 4.265e-09 | 2.6823e-09 | 0 | 0 | 0 | 0 | 0 | 0 | 0.85334 | 1.023 | 1.0669 | 0.85334 | 1.023 | 1.0669 | -3.8451 | -118.7306 | 117.4468 | -3.8451 | -118.7306 | 117.4468
Line13_13_14 | 0 | 0 | 0 | 0 | 0 | 0 | 0 | 0 | 0 | 0 | 0 | 0 | -2.186e-10 | 3.1056e-09 | -3.5251e-09 | 6.0793e-10 | 1.0027e-10 | -7.0127e-11 | 3.3488e-09 | -2.0889e-09 | -1.4326e-09 | -2.2031e-10 | 8.7252e-11 | -1.8298e-10 | 0 | 0 | 0 | 0 | 0 | 0 | 0.85334 | 1.023 | 1.0669 | 0.85334 | 1.023 | 1.0669 | -3.8451 | -118.7306 | 117.4468 | -3.8451 | -118.7306 | 117.4468
Line14_15_16 | 0 | 0 | 0 | 0 | 0 | 0 | 0 | 0 | 0 | 0 | 0 | 0 | -4.372e-10 | 6.2112e-09 | -7.0501e-09 | 8.2653e-10 | -3.0053e-09 | 3.4549e-09 | 6.6976e-09 | -4.1778e-09 | -2.8652e-09 | -3.5691e-09 | 2.1761e-09 | 1.2496e-09 | 0 | 0 | 0 | 0 | 0 | 0 | 0.85334 | 1.023 | 1.0669 | 0.85334 | 1.023 | 1.0669 | -3.8451 | -118.7306 | 117.4468 | -3.8451 | -118.7306 | 117.4468
Line15_16_17 | 0 | 0 | 0 | 0 | 0 | 0 | 0 | 0 | 0 | 0 | 0 | 0 | -2.186e-10 | 3.1056e-09 | -3.5251e-09 | 6.0793e-10 | 1.0027e-10 | -7.0127e-11 | 3.3488e-09 | -2.0889e-09 | -1.4326e-09 | -2.2031e-10 | 8.7251e-11 | -1.8298e-10 | 0 | 0 | 0 | 0 | 0 | 0 | 0.85334 | 1.023 | 1.0669 | 0.85334 | 1.023 | 1.0669 | -3.8451 | -118.7306 | 117.4468 | -3.8451 | -118.7306 | 117.4468
Line16_4_18 | 0 | 0 | 0 | 0 | 0 | 0 | 0 | 0 | 0 | 0 | 0 | 0 | -1.628e-10 | 3.1824e-09 | -3.5225e-09 | 5.7397e-10 | 5.3043e-11 | -1.2412e-10 | 3.4155e-09 | -2.1112e-09 | -1.4171e-09 | -2.4028e-10 | 6.7289e-11 | -2.0294e-10 | 0 | 0 | 0 | 0 | 0 | 0 | 0.86665 | 1.0359 | 1.0801 | 0.86665 | 1.0359 | 1.0801 | -4.1296 | -119.0332 | 117.2027 | -4.1296 | -119.0332 | 117.2027
Line17_5_19 | 0 | 0 | 0 | 0 | 0 | 0 | 0 | 0 | 0 | 0 | 0 | 0 | -2.186e-10 | 3.1056e-09 | -3.5251e-09 | 6.0793e-10 | 1.0027e-10 | -7.0127e-11 | 3.3488e-09 | -2.0889e-09 | -1.4326e-09 | -2.2031e-10 | 8.7252e-11 | -1.8298e-10 | 0 | 0 | 0 | 0 | 0 | 0 | 0.85334 | 1.023 | 1.0669 | 0.85334 | 1.023 | 1.0669 | -3.8451 | -118.7306 | 117.4468 | -3.8451 | -118.7306 | 117.4468
Line1_1_3 | 0 | 0 | 0 | 0 | 0 | 0 | 0 | 0 | 0 | 0 | 0 | 0 | -1.7488e-09 | 2.4845e-08 | -2.82e-08 | 2.1381e-09 | -2.1639e-08 | 2.4605e-08 | 2.679e-08 | -1.6711e-08 | -1.1461e-08 | -2.3662e-08 | 1.4709e-08 | 9.8453e-09 | 0 | 0 | 0 | 0 | 0 | 0 | 0.85334 | 1.023 | 1.0669 | 0.85334 | 1.023 | 1.0669 | -3.8451 | -118.7306 | 117.4468 | -3.8451 | -118.7306 | 117.4468
Line2_1_4 | 0.14434 | 0.14434 | 0.14434 | 0.14434 | 0.14434 | 0.14434 | 0.033333 | 0.033333 | 0.033333 | 0.033333 | 0.033333 | 0.033333 | -0.0042694 | -0.0020924 | -0.0045437 | 0.0044777 | 0.0023007 | 0.004752 | -0.028123 | -0.034036 | -0.035271 | 0.028539 | 0.034453 | 0.035688 | 94.7873 | -25.2128 | -145.2128 | -85.2127 | 154.7872 | 34.7872 | 0.85334 | 1.023 | 1.0669 | 0.86665 | 1.0359 | 1.0801 | -3.8451 | -118.7306 | 117.4468 | -4.1296 | -119.0332 | 117.2027
Line3_1_5 | 0 | 0 | 0 | 0 | 0 | 0 | 0 | 0 | 0 | 0 | 0 | 0 | -4.372e-10 | 6.2112e-09 | -7.0501e-09 | 8.2653e-10 | -3.0053e-09 | 3.4549e-09 | 6.6976e-09 | -4.1778e-09 | -2.8652e-09 | -3.5691e-09 | 2.1761e-09 | 1.2496e-09 | 0 | 0 | 0 | 0 | 0 | 0 | 0.85334 | 1.023 | 1.0669 | 0.85334 | 1.023 | 1.0669 | -3.8451 | -118.7306 | 117.4468 | -3.8451 | -118.7306 | 117.4468
Line4_2_6 | 2.644 | 0 | 0 | 2.644 | 0 | 0 | 0.6106 | 0 | 0 | 0.6106 | 0 | 0 | 0.17477 | 6.6036e-08 | -6.9376e-08 | -0.11651 | -5.8051e-08 | 6.0697e-08 | 0.34953 | -3.3629e-08 | -3.2325e-08 | -0.23302 | 2.6955e-08 | 2.5394e-08 | -67.2801 | 0 | 0 | 112.7199 | 0 | 0 | 0.64001 | 1.0058 | 1.0454 | 0.42667 | 0.99013 | 1.0252 | -3.8451 | -116.5252 | 115.448 | -3.8451 | -114.2465 | 113.3678
Line5_6_7 | 2.644 | 0 | 0 | 2.644 | 0 | 0 | 0.6106 | 0 | 0 | 0.6106 | 0 | 0 | 0.11651 | 5.8249e-08 | -6.063e-08 | -0.058256 | -4.689e-08 | 4.8749e-08 | 0.23302 | -2.6573e-08 | -2.5849e-08 | -0.11651 | 1.9585e-08 | 1.8159e-08 | -67.28 | 0 | 0 | 112.72 | 0 | 0 | 0.42667 | 0.99013 | 1.0252 | 0.21334 | 0.97608 | 1.0064 | -3.8451 | -114.2465 | 113.3678 | -3.8451 | -111.8984 | 111.207
Line6_7_8 | 2.644 | 0 | 0 | 2.644 | 0 | 0 | 0.6106 | 0 | 0 | 0.6106 | 0 | 0 | 0.058256 | 4.7117e-08 | -4.8633e-08 | 1.2931e-16 | -3.2377e-08 | 3.3557e-08 | 0.11651 | -1.9056e-08 | -1.8751e-08 | 4.463e-14 | 1.2213e-08 | 1.0759e-08 | -67.28 | 0 | 0 | 112.72 | 0 | 0 | 0.21334 | 0.97608 | 1.0064 | 0 | 0.96371 | 0.98905 | -3.8451 | -111.8984 | 111.207 | 0 | -109.4859 | 108.9672
Line7_8_9 | 0 | 0 | 0 | 0 | 0 | 0 | 0 | 0 | 0 | 0 | 0 | 0 | 8.1381e-22 | 1.631e-08 | -1.6703e-08 | -3.8734e-18 | 2.4262e-10 | 1.5066e-10 | -1.083e-21 | -5.7679e-09 | -5.744e-09 | 8.5136e-18 | 6.7705e-10 | -7.2871e-10 | 0 | 0 | 0 | 0 | 0 | 0 | 0 | 0.96371 | 0.98905 | 0 | 0.96371 | 0.98905 | 0 | -109.4859 | 108.9672 | 0 | -109.4859 | 108.9672
Line8_8_10 | 0 | 0 | 0 | 0 | 0 | 0 | 0 | 0 | 0 | 0 | 0 | 0 | 8.1381e-22 | 1.631e-08 | -1.6703e-08 | -3.8734e-18 | 2.4262e-10 | 1.5066e-10 | -1.083e-21 | -5.7679e-09 | -5.744e-09 | 8.5136e-18 | 6.7705e-10 | -7.2871e-10 | 0 | 0 | 0 | 0 | 0 | 0 | 0 | 0.96371 | 0.98905 | 0 | 0.96371 | 0.98905 | 0 | -109.4859 | 108.9672 | 0 | -109.4859 | 108.9672
Line9_3_11 | 0 | 0 | 0 | 0 | 0 | 0 | 0 | 0 | 0 | 0 | 0 | 0 | -1.5302e-09 | 2.1739e-08 | -2.4675e-08 | 1.9195e-09 | -1.8533e-08 | 2.108e-08 | 2.3441e-08 | -1.4622e-08 | -1.0028e-08 | -2.0313e-08 | 1.2621e-08 | 8.4127e-09 | 0 | 0 | 0 | 0 | 0 | 0 | 0.85334 | 1.023 | 1.0669 | 0.85334 | 1.023 | 1.0669 | -3.8451 | -118.7306 | 117.4468 | -3.8451 | -118.7306 | 117.4468

## LG_max_10
name | pf_ikss_a_from_ka | pf_ikss_b_from_ka | pf_ikss_c_from_ka | pf_ikss_a_to_ka | pf_ikss_b_to_ka | pf_ikss_c_to_ka | pf_skss_a_from_mw | pf_skss_b_from_mw | pf_skss_c_from_mw | pf_skss_a_to_mw | pf_skss_b_to_mw | pf_skss_c_to_mw | pf_p_a_from_mw | pf_p_b_from_mw | pf_p_c_from_mw | pf_p_a_to_mw | pf_p_b_to_mw | pf_p_c_to_mw | pf_q_a_from_mvar | pf_q_b_from_mvar | pf_q_c_from_mvar | pf_q_a_to_mvar | pf_q_b_to_mvar | pf_q_c_to_mvar | pf_ikss_a_from_degree | pf_ikss_b_from_degree | pf_ikss_c_from_degree | pf_ikss_a_to_degree | pf_ikss_b_to_degree | pf_ikss_c_to_degree | pf_vm_a_from_pu | pf_vm_b_from_pu | pf_vm_c_from_pu | pf_vm_a_to_pu | pf_vm_b_to_pu | pf_vm_c_to_pu | pf_va_a_from_degree | pf_va_b_from_degree | pf_va_c_from_degree | pf_va_a_to_degree | pf_va_b_to_degree | pf_va_c_to_degree
Line0_1_2 | 2.7439 | 0 | 0 | 2.7439 | 0 | 0 | 0.63367 | 0 | 0 | 0.63367 | 0 | 0 | 0.25096 | 7.7635e-08 | -8.2452e-08 | -0.18822 | -7.2451e-08 | 7.6317e-08 | 0.50192 | -4.3551e-08 | -4.1527e-08 | -0.37644 | 3.7046e-08 | 3.5218e-08 | -67.4243 | 0 | 0 | 112.5757 | 0 | 0 | 0.88558 | 1.0702 | 1.1177 | 0.66419 | 1.0525 | 1.0953 | -3.9894 | -118.6758 | 117.3518 | -3.9894 | -116.4851 | 115.3731
Line10_11_12 | 0 | 0 | 0 | 0 | 0 | 0 | 0 | 0 | 0 | 0 | 0 | 0 | -1.49e-09 | 2.1229e-08 | -2.4095e-08 | 1.9292e-09 | -1.7575e-08 | 2.0002e-08 | 2.2669e-08 | -1.4181e-08 | -9.8121e-09 | -1.914e-08 | 1.1918e-08 | 7.9685e-09 | 0 | 0 | 0 | 0 | 0 | 0 | 0.88558 | 1.0702 | 1.1177 | 0.88558 | 1.0702 | 1.1177 | -3.9894 | -118.6758 | 117.3518 | -3.9894 | -118.6758 | 117.3518
Line11_12_13 | 0 | 0 | 0 | 0 | 0 | 0 | 0 | 0 | 0 | 0 | 0 | 0 | -1.2416e-09 | 1.769e-08 | -2.0079e-08 | 1.6809e-09 | -1.4036e-08 | 1.5986e-08 | 1.8891e-08 | -1.1818e-08 | -8.1768e-09 | -1.5361e-08 | 9.554e-09 | 6.3331e-09 | 0 | 0 | 0 | 0 | 0 | 0 | 0.88558 | 1.0702 | 1.1177 | 0.88558 | 1.0702 | 1.1177 | -3.9894 | -118.6758 | 117.3518 | -3.9894 | -118.6758 | 117.3518
Line12_13_15 | 0 | 0 | 0 | 0 | 0 | 0 | 0 | 0 | 0 | 0 | 0 | 0 | -7.4498e-10 | 1.0614e-08 | -1.2048e-08 | 1.1842e-09 | -6.9603e-09 | 7.9545e-09 | 1.1335e-08 | -7.0907e-09 | -4.9061e-09 | -7.805e-09 | 4.8269e-09 | 3.0624e-09 | 0 | 0 | 0 | 0 | 0 | 0 | 0.88558 | 1.0702 | 1.1177 | 0.88558 | 1.0702 | 1.1177 | -3.9894 | -118.6758 | 117.3518 | -3.9894 | -118.6758 | 117.3518
Line13_13_14 | 0 | 0 | 0 | 0 | 0 | 0 | 0 | 0 | 0 | 0 | 0 | 0 | -2.4833e-10 | 3.5381e-09 | -4.0159e-09 | 6.8759e-10 | 1.1588e-10 | -7.7331e-11 | 3.7782e-09 | -2.3636e-09 | -1.6354e-09 | -2.485e-10 | 9.9746e-11 | -2.0829e-10 | 0 | 0 | 0 | 0 | 0 | 0 | 0.88558 | 1.0702 | 1.1177 | 0.88558 | 1.0702 | 1.1177 | -3.9894 | -118.6758 | 117.3518 | -3.9894 | -118.6758 | 117.3518
Line14_15_16 | 0 | 0 | 0 | 0 | 0 | 0 | 0 | 0 | 0 | 0 | 0 | 0 | -4.9666e-10 | 7.0762e-09 | -8.0318e-09 | 9.3592e-10 | -3.4222e-09 | 3.9386e-09 | 7.5565e-09 | -4.7271e-09 | -3.2707e-09 | -4.0267e-09 | 2.4633e-09 | 1.4271e-09 | 0 | 0 | 0 | 0 | 0 | 0 | 0.88558 | 1.0702 | 1.1177 | 0.88558 | 1.0702 | 1.1177 | -3.9894 | -118.6758 | 117.3518 | -3.9894 | -118.6758 | 117.3518
Line15_16_17 | 0 | 0 | 0 | 0 | 0 | 0 | 0 | 0 | 0 | 0 | 0 | 0 | -2.4833e-10 | 3.5381e-09 | -4.0159e-09 | 6.8759e-10 | 1.1588e-10 | -7.7331e-11 | 3.7782e-09 | -2.3636e-09 | -1.6354e-09 | -2.485e-10 | 9.9746e-11 | -2.0829e-10 | 0 | 0 | 0 | 0 | 0 | 0 | 0.88558 | 1.0702 | 1.1177 | 0.88558 | 1.0702 | 1.1177 | -3.9894 | -118.6758 | 117.3518 | -3.9894 | -118.6758 | 117.3518
Line16_4_18 | 0 | 0 | 0 | 0 | 0 | 0 | 0 | 0 | 0 | 0 | 0 | 0 | -1.8992e-10 | 3.6196e-09 | -4.0152e-09 | 6.528e-10 | 6.6623e-11 | -1.3393e-10 | 3.8501e-09 | -2.3886e-09 | -1.6194e-09 | -2.6941e-10 | 7.8833e-11 | -2.292e-10 | 0 | 0 | 0 | 0 | 0 | 0 | 0.8989 | 1.083 | 1.1309 | 0.8989 | 1.083 | 1.1309 | -4.2615 | -118.9659 | 117.1198 | -4.2615 | -118.9659 | 117.1198
Line17_5_19 | 0 | 0 | 0 | 0 | 0 | 0 | 0 | 0 | 0 | 0 | 0 | 0 | -2.4833e-10 | 3.5381e-09 | -4.0159e-09 | 6.8759e-10 | 1.1588e-10 | -7.7331e-11 | 3.7782e-09 | -2.3636e-09 | -1.6354e-09 | -2.485e-10 | 9.9746e-11 | -2.0829e-10 | 0 | 0 | 0 | 0 | 0 | 0 | 0.88558 | 1.0702 | 1.1177 | 0.88558 | 1.0702 | 1.1177 | -3.9894 | -118.6758 | 117.3518 | -3.9894 | -118.6758 | 117.3518
Line1_1_3 | 0 | 0 | 0 | 0 | 0 | 0 | 0 | 0 | 0 | 0 | 0 | 0 | -1.9866e-09 | 2.8305e-08 | -3.2127e-08 | 2.4259e-09 | -2.4651e-08 | 2.8034e-08 | 3.0226e-08 | -1.8908e-08 | -1.3083e-08 | -2.6696e-08 | 1.6645e-08 | 1.1239e-08 | 0 | 0 | 0 | 0 | 0 | 0 | 0.88558 | 1.0702 | 1.1177 | 0.88558 | 1.0702 | 1.1177 | -3.9894 | -118.6758 | 117.3518 | -3.9894 | -118.6758 | 117.3518
Line2_1_4 | 0.14434 | 0.14434 | 0.14434 | 0.14434 | 0.14434 | 0.14434 | 0.033333 | 0.033333 | 0.033333 | 0.033333 | 0.033333 | 0.033333 | -0.004504 | -0.0021546 | -0.0048211 | 0.0047123 | 0.0023629 | 0.0050295 | -0.029174 | -0.035607 | -0.036943 | 0.02959 | 0.036024 | 0.03736 | 94.7869 | -25.2131 | -145.2131 | -85.2131 | 154.7869 | 34.7869 | 0.88558 | 1.0702 | 1.1177 | 0.8989 | 1.083 | 1.1309 | -3.9894 | -118.6758 | 117.3518 | -4.2615 | -118.9659 | 117.1198
Line3_1_5 | 0 | 0 | 0 | 0 | 0 | 0 | 0 | 0 | 0 | 0 | 0 | 0 | -4.9665e-10 | 7.0762e-09 | -8.0318e-09 | 9.3592e-10 | -3.4222e-09 | 3.9386e-09 | 7.5565e-09 | -4.7271e-09 | -3.2707e-09 | -4.0267e-09 | 2.4633e-09 | 1.4271e-09 | 0 | 0 | 0 | 0 | 0 | 0 | 0.88558 | 1.0702 | 1.1177 | 0.88558 | 1.0702 | 1.1177 | -3.9894 | -118.6758 | 117.3518 | -3.9894 | -118.6758 | 117.3518
Line4_2_6 | 2.7439 | 0 | 0 | 2.7439 | 0 | 0 | 0.63367 | 0 | 0 | 0.63367 | 0 | 0 | 0.18822 | 7.2626e-08 | -7.6312e-08 | -0.12548 | -6.3779e-08 | 6.6692e-08 | 0.37644 | -3.6786e-08 | -3.5574e-08 | -0.25096 | 2.9465e-08 | 2.7948e-08 | -67.4243 | 0 | 0 | 112.5757 | 0 | 0 | 0.66419 | 1.0525 | 1.0953 | 0.44279 | 1.0363 | 1.0743 | -3.9894 | -116.4851 | 115.3731 | -3.9894 | -114.2227 | 113.3145
Line5_6_7 | 2.7439 | 0 | 0 | 2.7439 | 0 | 0 | 0.63367 | 0 | 0 | 0.63367 | 0 | 0 | 0.12548 | 6.3999e-08 | -6.662e-08 | -0.06274 | -5.1481e-08 | 5.3522e-08 | 0.25096 | -2.9044e-08 | -2.8452e-08 | -0.12548 | 2.1402e-08 | 2.0001e-08 | -67.4243 | 0 | 0 | 112.5757 | 0 | 0 | 0.44279 | 1.0363 | 1.0743 | 0.2214 | 1.0218 | 1.0547 | -3.9894 | -114.2227 | 113.3145 | -3.9894 | -111.8925 | 111.1767
Line6_7_8 | 2.7439 | 0 | 0 | 2.7439 | 0 | 0 | 0.63367 | 0 | 0 | 0.63367 | 0 | 0 | 0.06274 | 5.1732e-08 | -5.3398e-08 | 4.2945e-14 | -3.5535e-08 | 3.683e-08 | 0.12548 | -2.0821e-08 | -2.0653e-08 | -4.6502e-14 | 1.3349e-08 | 1.187e-08 | -67.4243 | 0 | 0 | 112.5757 | 0 | 0 | 0.2214 | 1.0218 | 1.0547 | 0 | 1.0091 | 1.0367 | -3.9894 | -111.8925 | 111.1767 | 0 | -109.4994 | 108.9611
Line7_8_9 | 0 | 0 | 0 | 0 | 0 | 0 | 0 | 0 | 0 | 0 | 0 | 0 | -1.9097e-21 | 1.7902e-08 | -1.8333e-08 | -4.2475e-18 | 2.6811e-10 | 1.6337e-10 | 3.4535e-22 | -6.3036e-09 | -6.3351e-09 | 9.3565e-18 | 7.4176e-10 | -8.006e-10 | 0 | 0 | 0 | 0 | 0 | 0 | 0 | 1.0091 | 1.0367 | 0 | 1.0091 | 1.0367 | 0 | -109.4994 | 108.9611 | 0 | -109.4994 | 108.9611
Line8_8_10 | 0 | 0 | 0 | 0 | 0 | 0 | 0 | 0 | 0 | 0 | 0 | 0 | -1.9097e-21 | 1.7902e-08 | -1.8333e-08 | -4.2475e-18 | 2.6811e-10 | 1.6337e-10 | 3.4535e-22 | -6.3036e-09 | -6.3351e-09 | 9.3565e-18 | 7.4176e-10 | -8.006e-10 | 0 | 0 | 0 | 0 | 0 | 0 | 0 | 1.0091 | 1.0367 | 0 | 1.0091 | 1.0367 | 0 | -109.4994 | 108.9611 | 0 | -109.4994 | 108.9611
Line9_3_11 | 0 | 0 | 0 | 0 | 0 | 0 | 0 | 0 | 0 | 0 | 0 | 0 | -1.7383e-09 | 2.4767e-08 | -2.8111e-08 | 2.1776e-09 | -2.1113e-08 | 2.4018e-08 | 2.6448e-08 | -1.6545e-08 | -1.1447e-08 | -2.2918e-08 | 1.4281e-08 | 9.6038e-09 | 0 | 0 | 0 | 0 | 0 | 0 | 0.88558 | 1.0702 | 1.1177 | 0.88558 | 1.0702 | 1.1177 | -3.9894 | -118.6758 | 117.3518 | -3.9894 | -118.6758 | 117.3518

## LG_max_fault_6
name | pf_ikss_a_from_ka | pf_ikss_b_from_ka | pf_ikss_c_from_ka | pf_ikss_a_to_ka | pf_ikss_b_to_ka | pf_ikss_c_to_ka | pf_skss_a_from_mw | pf_skss_b_from_mw | pf_skss_c_from_mw | pf_skss_a_to_mw | pf_skss_b_to_mw | pf_skss_c_to_mw | pf_p_a_from_mw | pf_p_b_from_mw | pf_p_c_from_mw | pf_p_a_to_mw | pf_p_b_to_mw | pf_p_c_to_mw | pf_q_a_from_mvar | pf_q_b_from_mvar | pf_q_c_from_mvar | pf_q_a_to_mvar | pf_q_b_to_mvar | pf_q_c_to_mvar | pf_ikss_a_from_degree | pf_ikss_b_from_degree | pf_ikss_c_from_degree | pf_ikss_a_to_degree | pf_ikss_b_to_degree | pf_ikss_c_to_degree | pf_vm_a_from_pu | pf_vm_b_from_pu | pf_vm_c_from_pu | pf_vm_a_to_pu | pf_vm_b_to_pu | pf_vm_c_to_pu | pf_va_a_from_degree | pf_va_b_from_degree | pf_va_c_from_degree | pf_va_a_to_degree | pf_va_b_to_degree | pf_va_c_to_degree
Line0_1_2 | 0.03435 | 0 | 0 | 0.03435 | 0 | 0 | 0.0079327 | 0 | 0 | 0.0079327 | 0 | 0 | 0.0059389 | 9.9942e-10 | -7.4125e-10 | -0.005929 | -9.5373e-10 | 6.6611e-10 | 0.0059782 | -8.6815e-10 | -1.3605e-10 | -0.0059585 | 8.0715e-10 | 1.2643e-10 | -45.2822 | 0 | 0 | 134.7178 | 0 | 0 | 1.0623 | 1.0639 | 1.0648 | 1.0596 | 1.0635 | 1.0647 | -0.093122 | -119.9963 | 119.9695 | -0.14004 | -119.9763 | 119.9403
Line10_11_12 | 0 | 0 | 0 | 0 | 0 | 0 | 0 | 0 | 0 | 0 | 0 | 0 | 4.1763e-10 | 5.0098e-10 | 4.1128e-11 | -3.9581e-10 | -4.7186e-10 | -9.2061e-11 | 3.1636e-10 | -2.5333e-10 | -1.2166e-11 | -2.7028e-10 | 2.1138e-10 | 7.9584e-12 | 0 | 0 | 0 | 0 | 0 | 0 | 1.0623 | 1.0639 | 1.0648 | 1.0623 | 1.0639 | 1.0648 | -0.093122 | -119.9963 | 119.9695 | -0.093122 | -119.9963 | 119.9695
Line11_12_13 | 0 | 0 | 0 | 0 | 0 | 0 | 0 | 0 | 0 | 0 | 0 | 0 | 3.4803e-10 | 4.1748e-10 | 3.4273e-11 | -3.2621e-10 | -3.8837e-10 | -8.5206e-11 | 2.6363e-10 | -2.1111e-10 | -1.0139e-11 | -2.1755e-10 | 1.6916e-10 | 5.9307e-12 | 0 | 0 | 0 | 0 | 0 | 0 | 1.0623 | 1.0639 | 1.0648 | 1.0623 | 1.0639 | 1.0648 | -0.093122 | -119.9963 | 119.9695 | -0.093122 | -119.9963 | 119.9695
Line12_13_15 | 0 | 0 | 0 | 0 | 0 | 0 | 0 | 0 | 0 | 0 | 0 | 0 | 2.0882e-10 | 2.5049e-10 | 2.0564e-11 | -1.8699e-10 | -2.2138e-10 | -7.1497e-11 | 1.5818e-10 | -1.2667e-10 | -6.0833e-12 | -1.121e-10 | 8.4712e-11 | 1.8752e-12 | 0 | 0 | 0 | 0 | 0 | 0 | 1.0623 | 1.0639 | 1.0648 | 1.0623 | 1.0639 | 1.0648 | -0.093122 | -119.9963 | 119.9695 | -0.093122 | -119.9963 | 119.9695
Line13_13_14 | 0 | 0 | 0 | 0 | 0 | 0 | 0 | 0 | 0 | 0 | 0 | 0 | 6.9605e-11 | 8.3496e-11 | 6.8546e-12 | -4.7784e-11 | -5.4384e-11 | -5.7788e-11 | 5.2727e-11 | -4.2222e-11 | -2.0277e-12 | -6.6469e-12 | 2.6799e-13 | -2.1803e-12 | 0 | 0 | 0 | 0 | 0 | 0 | 1.0623 | 1.0639 | 1.0648 | 1.0623 | 1.0639 | 1.0648 | -0.093122 | -119.9963 | 119.9695 | -0.093122 | -119.9963 | 119.9695
Line14_15_16 | 0 | 0 | 0 | 0 | 0 | 0 | 0 | 0 | 0 | 0 | 0 | 0 | 1.3921e-10 | 1.6699e-10 | 1.3709e-11 | -1.1739e-10 | -1.3788e-10 | -6.4642e-11 | 1.0545e-10 | -8.4444e-11 | -4.0555e-12 | -5.9374e-11 | 4.249e-11 | -1.5253e-13 | 0 | 0 | 0 | 0 | 0 | 0 | 1.0623 | 1.0639 | 1.0648 | 1.0623 | 1.0639 | 1.0648 | -0.093122 | -119.9963 | 119.9695 | -0.093122 | -119.9963 | 119.9695
Line15_16_17 | 0 | 0 | 0 | 0 | 0 | 0 | 0 | 0 | 0 | 0 | 0 | 0 | 6.9605e-11 | 8.3496e-11 | 6.8546e-12 | -4.7784e-11 | -5.4384e-11 | -5.7788e-11 | 5.2727e-11 | -4.2222e-11 | -2.0278e-12 | -6.6469e-12 | 2.68e-13 | -2.1803e-12 | 0 | 0 | 0 | 0 | 0 | 0 | 1.0623 | 1.0639 | 1.0648 | 1.0623 | 1.0639 | 1.0648 | -0.093122 | -119.9963 | 119.9695 | -0.093122 | -119.9963 | 119.9695
Line16_4_18 | 0 | 0 | 0 | 0 | 0 | 0 | 0 | 0 | 0 | 0 | 0 | 0 | 1.2201e-10 | 1.3565e-10 | 5.8325e-11 | -9.9699e-11 | -1.0639e-10 | -1.099e-10 | 7.3146e-11 | -2.2913e-11 | 1.8131e-11 | -2.6609e-11 | -1.9694e-11 | -2.2143e-11 | 0 | 0 | 0 | 0 | 0 | 0 | 1.0753 | 1.0769 | 1.0778 | 1.0753 | 1.0769 | 1.0778 | -0.36828 | -120.2722 | 119.6943 | -0.36828 | -120.2722 | 119.6943
Line17_5_19 | 0 | 0 | 0 | 0 | 0 | 0 | 0 | 0 | 0 | 0 | 0 | 0 | 6.9605e-11 | 8.3496e-11 | 6.8546e-12 | -4.7784e-11 | -5.4384e-11 | -5.7788e-11 | 5.2727e-11 | -4.2222e-11 | -2.0277e-12 | -6.6469e-12 | 2.68e-13 | -2.1803e-12 | 0 | 0 | 0 | 0 | 0 | 0 | 1.0623 | 1.0639 | 1.0648 | 1.0623 | 1.0639 | 1.0648 | -0.093122 | -119.9963 | 119.9695 | -0.093122 | -119.9963 | 119.9695
Line1_1_3 | 0 | 0 | 0 | 0 | 0 | 0 | 0 | 0 | 0 | 0 | 0 | 0 | 5.5684e-10 | 6.6797e-10 | 5.4837e-11 | -5.3502e-10 | -6.3886e-10 | -1.0577e-10 | 4.2181e-10 | -3.3778e-10 | -1.6222e-11 | -3.7573e-10 | 2.9582e-10 | 1.2014e-11 | 0 | 0 | 0 | 0 | 0 | 0 | 1.0623 | 1.0639 | 1.0648 | 1.0623 | 1.0639 | 1.0648 | -0.093122 | -119.9963 | 119.9695 | -0.093122 | -119.9963 | 119.9695
Line2_1_4 | 0.14434 | 0.14434 | 0.14434 | 0.14434 | 0.14434 | 0.14434 | 0.033333 | 0.033333 | 0.033333 | 0.033333 | 0.033333 | 0.033333 | -0.0030124 | -0.0029574 | -0.0029809 | 0.0032208 | 0.0031658 | 0.0031893 | -0.035281 | -0.035341 | -0.035368 | 0.035697 | 0.035758 | 0.035785 | 94.7872 | -25.2128 | -145.2128 | -85.2128 | 154.7872 | 34.7872 | 1.0623 | 1.0639 | 1.0648 | 1.0753 | 1.0769 | 1.0778 | -0.093122 | -119.9963 | 119.9695 | -0.36828 | -120.2722 | 119.6943
Line3_1_5 | 0 | 0 | 0 | 0 | 0 | 0 | 0 | 0 | 0 | 0 | 0 | 0 | 1.3921e-10 | 1.6699e-10 | 1.3709e-11 | -1.1739e-10 | -1.3788e-10 | -6.4642e-11 | 1.0545e-10 | -8.4444e-11 | -4.0555e-12 | -5.9373e-11 | 4.249e-11 | -1.5257e-13 | 0 | 0 | 0 | 0 | 0 | 0 | 1.0623 | 1.0639 | 1.0648 | 1.0623 | 1.0639 | 1.0648 | -0.093122 | -119.9963 | 119.9695 | -0.093122 | -119.9963 | 119.9695
Line4_2_6 | 0.03435 | 0 | 0 | 0.03435 | 0 | 0 | 0.0079327 | 0 | 0 | 0.0079327 | 0 | 0 | 0.005929 | 9.0098e-10 | -7.2345e-10 | -0.0059192 | -8.2234e-10 | 5.9991e-10 | 0.0059585 | -8.0546e-10 | -1.307e-10 | -0.0059389 | 7.078e-10 | 1.1105e-10 | -45.2822 | 0 | 0 | 134.7178 | 0 | 0 | 1.0596 | 1.0635 | 1.0647 | 1.057 | 1.0631 | 1.0646 | -0.14004 | -119.9763 | 119.9403 | -0.1872 | -119.9564 | 119.9111
Line5_6_7 | 0.03435 | 0 | 0 | 0.03435 | 0 | 0 | 0.0079327 | 0 | 0 | 0.0079327 | 0 | 0 | 0.0059192 | 7.7122e-10 | -6.5681e-10 | -0.0059094 | -6.5963e-10 | 4.8487e-10 | 0.0059389 | -7.0469e-10 | -1.1741e-10 | -0.0059192 | 5.7046e-10 | 8.7808e-11 | -45.2822 | 0 | 0 | 134.7178 | 0 | 0 | 1.057 | 1.0631 | 1.0646 | 1.0544 | 1.0627 | 1.0645 | -0.1872 | -119.9564 | 119.9111 | -0.23459 | -119.9364 | 119.8819
Line6_7_8 | 0.03435 | 0 | 0 | 0.03435 | 0 | 0 | 0.0079327 | 0 | 0 | 0.0079327 | 0 | 0 | 0.0059094 | 6.1013e-10 | -5.4133e-10 | -0.0058995 | -4.6559e-10 | 3.21e-10 | 0.0059192 | -5.6592e-10 | -9.6254e-11 | -0.0058995 | 3.9519e-10 | 5.6785e-11 | -45.2822 | 0 | 0 | 134.7178 | 0 | 0 | 1.0544 | 1.0627 | 1.0645 | 1.0517 | 1.0623 | 1.0643 | -0.23459 | -119.9364 | 119.8819 | -0.28222 | -119.9165 | 119.8527
Line7_8_9 | 0 | 0 | 0 | 0 | 0 | 0 | 0 | 0 | 0 | 0 | 0 | 0 | 9.0308e-11 | 2.0886e-10 | -1.8851e-10 | -6.7731e-12 | -4.7875e-11 | -5.6013e-11 | 2.5084e-10 | -1.9461e-10 | -3.366e-11 | -1.9945e-11 | 5.9631e-12 | -1.0535e-11 | 0 | 0 | 0 | 0 | 0 | 0 | 1.0517 | 1.0623 | 1.0643 | 1.0517 | 1.0623 | 1.0643 | -0.28222 | -119.9165 | 119.8527 | -0.28222 | -119.9165 | 119.8527
Line8_8_10 | 0 | 0 | 0 | 0 | 0 | 0 | 0 | 0 | 0 | 0 | 0 | 0 | 9.0308e-11 | 2.0886e-10 | -1.8851e-10 | -6.7732e-12 | -4.7875e-11 | -5.6013e-11 | 2.5084e-10 | -1.9461e-10 | -3.366e-11 | -1.9945e-11 | 5.9631e-12 | -1.0535e-11 | 0 | 0 | 0 | 0 | 0 | 0 | 1.0517 | 1.0623 | 1.0643 | 1.0517 | 1.0623 | 1.0643 | -0.28222 | -119.9165 | 119.8527 | -0.28222 | -119.9165 | 119.8527
Line9_3_11 | 0 | 0 | 0 | 0 | 0 | 0 | 0 | 0 | 0 | 0 | 0 | 0 | 4.8724e-10 | 5.8447e-10 | 4.7982e-11 | -4.6542e-10 | -5.5536e-10 | -9.8916e-11 | 3.6909e-10 | -2.9555e-10 | -1.4194e-11 | -3.2301e-10 | 2.536e-10 | 9.9862e-12 | 0 | 0 | 0 | 0 | 0 | 0 | 1.0623 | 1.0639 | 1.0648 | 1.0623 | 1.0639 | 1.0648 | -0.093122 | -119.9963 | 119.9695 | -0.093122 | -119.9963 | 119.9695

## LG_max_fault_10
name | pf_ikss_a_from_ka | pf_ikss_b_from_ka | pf_ikss_c_from_ka | pf_ikss_a_to_ka | pf_ikss_b_to_ka | pf_ikss_c_to_ka | pf_skss_a_from_mw | pf_skss_b_from_mw | pf_skss_c_from_mw | pf_skss_a_to_mw | pf_skss_b_to_mw | pf_skss_c_to_mw | pf_p_a_from_mw | pf_p_b_from_mw | pf_p_c_from_mw | pf_p_a_to_mw | pf_p_b_to_mw | pf_p_c_to_mw | pf_q_a_from_mvar | pf_q_b_from_mvar | pf_q_c_from_mvar | pf_q_a_to_mvar | pf_q_b_to_mvar | pf_q_c_to_mvar | pf_ikss_a_from_degree | pf_ikss_b_from_degree | pf_ikss_c_from_degree | pf_ikss_a_to_degree | pf_ikss_b_to_degree | pf_ikss_c_to_degree | pf_vm_a_from_pu | pf_vm_b_from_pu | pf_vm_c_from_pu | pf_vm_a_to_pu | pf_vm_b_to_pu | pf_vm_c_to_pu | pf_va_a_from_degree | pf_va_b_from_degree | pf_va_c_from_degree | pf_va_a_to_degree | pf_va_b_to_degree | pf_va_c_to_degree
Line0_1_2 | 0.035982 | 0 | 0 | 0.035982 | 0 | 0 | 0.0083096 | 0 | 0 | 0.0083096 | 0 | 0 | 0.0065166 | 1.1051e-09 | -8.2919e-10 | -0.0065058 | -1.0534e-09 | 7.4407e-10 | 0.0065597 | -9.6584e-10 | -1.5001e-10 | -0.0065381 | 8.9671e-10 | 1.3922e-10 | -45.2866 | 0 | 0 | 134.7134 | 0 | 0 | 1.1127 | 1.1146 | 1.1155 | 1.11 | 1.1141 | 1.1154 | -0.097518 | -119.9961 | 119.9681 | -0.14444 | -119.9762 | 119.9389
Line10_11_12 | 0 | 0 | 0 | 0 | 0 | 0 | 0 | 0 | 0 | 0 | 0 | 0 | 4.6223e-10 | 5.5807e-10 | 2.9376e-11 | -4.3715e-10 | -5.246e-10 | -8.7932e-11 | 3.6365e-10 | -2.9121e-10 | -1.4015e-11 | -3.1068e-10 | 2.4299e-10 | 9.1746e-12 | 0 | 0 | 0 | 0 | 0 | 0 | 1.1127 | 1.1146 | 1.1155 | 1.1127 | 1.1146 | 1.1155 | -0.097518 | -119.9961 | 119.9681 | -0.097518 | -119.9961 | 119.9681
Line11_12_13 | 0 | 0 | 0 | 0 | 0 | 0 | 0 | 0 | 0 | 0 | 0 | 0 | 3.8519e-10 | 4.6506e-10 | 2.448e-11 | -3.6011e-10 | -4.3159e-10 | -8.3035e-11 | 3.0304e-10 | -2.4268e-10 | -1.168e-11 | -2.5007e-10 | 1.9445e-10 | 6.8387e-12 | 0 | 0 | 0 | 0 | 0 | 0 | 1.1127 | 1.1146 | 1.1155 | 1.1127 | 1.1146 | 1.1155 | -0.097518 | -119.9961 | 119.9681 | -0.097518 | -119.9961 | 119.9681
Line12_13_15 | 0 | 0 | 0 | 0 | 0 | 0 | 0 | 0 | 0 | 0 | 0 | 0 | 2.3112e-10 | 2.7904e-10 | 1.4688e-11 | -2.0603e-10 | -2.4556e-10 | -7.3243e-11 | 1.8182e-10 | -1.4561e-10 | -7.0078e-12 | -1.2886e-10 | 9.7379e-11 | 2.1669e-12 | 0 | 0 | 0 | 0 | 0 | 0 | 1.1127 | 1.1146 | 1.1155 | 1.1127 | 1.1146 | 1.1155 | -0.097518 | -119.9961 | 119.9681 | -0.097518 | -119.9961 | 119.9681
Line13_13_14 | 0 | 0 | 0 | 0 | 0 | 0 | 0 | 0 | 0 | 0 | 0 | 0 | 7.7039e-11 | 9.3012e-11 | 4.896e-12 | -5.1955e-11 | -5.954e-11 | -6.3451e-11 | 6.0608e-11 | -4.8536e-11 | -2.3359e-12 | -7.6387e-12 | 3.0768e-13 | -2.5049e-12 | 0 | 0 | 0 | 0 | 0 | 0 | 1.1127 | 1.1146 | 1.1155 | 1.1127 | 1.1146 | 1.1155 | -0.097518 | -119.9961 | 119.9681 | -0.097518 | -119.9961 | 119.9681
Line14_15_16 | 0 | 0 | 0 | 0 | 0 | 0 | 0 | 0 | 0 | 0 | 0 | 0 | 1.5408e-10 | 1.8602e-10 | 9.7921e-12 | -1.2899e-10 | -1.5255e-10 | -6.8347e-11 | 1.2122e-10 | -9.7072e-11 | -4.6718e-12 | -6.8247e-11 | 4.8843e-11 | -1.69e-13 | 0 | 0 | 0 | 0 | 0 | 0 | 1.1127 | 1.1146 | 1.1155 | 1.1127 | 1.1146 | 1.1155 | -0.097518 | -119.9961 | 119.9681 | -0.097518 | -119.9961 | 119.9681
Line15_16_17 | 0 | 0 | 0 | 0 | 0 | 0 | 0 | 0 | 0 | 0 | 0 | 0 | 7.7039e-11 | 9.3012e-11 | 4.8961e-12 | -5.1955e-11 | -5.954e-11 | -6.3451e-11 | 6.0608e-11 | -4.8536e-11 | -2.3359e-12 | -7.6386e-12 | 3.0768e-13 | -2.5049e-12 | 0 | 0 | 0 | 0 | 0 | 0 | 1.1127 | 1.1146 | 1.1155 | 1.1127 | 1.1146 | 1.1155 | -0.097518 | -119.9961 | 119.9681 | -0.097518 | -119.9961 | 119.9681
Line16_4_18 | 0 | 0 | 0 | 0 | 0 | 0 | 0 | 0 | 0 | 0 | 0 | 0 | 1.3192e-10 | 1.4762e-10 | 5.8753e-11 | -1.063e-10 | -1.1398e-10 | -1.1801e-10 | 8.2023e-11 | -2.834e-11 | 1.8793e-11 | -2.8552e-11 | -2.0605e-11 | -2.3418e-11 | 0 | 0 | 0 | 0 | 0 | 0 | 1.1257 | 1.1276 | 1.1285 | 1.1257 | 1.1276 | 1.1285 | -0.3603 | -120.2596 | 119.7052 | -0.3603 | -120.2596 | 119.7052
Line17_5_19 | 0 | 0 | 0 | 0 | 0 | 0 | 0 | 0 | 0 | 0 | 0 | 0 | 7.7039e-11 | 9.3012e-11 | 4.8961e-12 | -5.1955e-11 | -5.954e-11 | -6.3451e-11 | 6.0608e-11 | -4.8536e-11 | -2.3359e-12 | -7.6386e-12 | 3.0767e-13 | -2.5049e-12 | 0 | 0 | 0 | 0 | 0 | 0 | 1.1127 | 1.1146 | 1.1155 | 1.1127 | 1.1146 | 1.1155 | -0.097518 | -119.9961 | 119.9681 | -0.097518 | -119.9961 | 119.9681
Line1_1_3 | 0 | 0 | 0 | 0 | 0 | 0 | 0 | 0 | 0 | 0 | 0 | 0 | 6.1631e-10 | 7.4409e-10 | 3.9168e-11 | -5.9123e-10 | -7.1062e-10 | -9.7724e-11 | 4.8487e-10 | -3.8829e-10 | -1.8687e-11 | -4.319e-10 | 3.4006e-10 | 1.3846e-11 | 0 | 0 | 0 | 0 | 0 | 0 | 1.1127 | 1.1146 | 1.1155 | 1.1127 | 1.1146 | 1.1155 | -0.097518 | -119.9961 | 119.9681 | -0.097518 | -119.9961 | 119.9681
Line2_1_4 | 0.14434 | 0.14434 | 0.14434 | 0.14434 | 0.14434 | 0.14434 | 0.033333 | 0.033333 | 0.033333 | 0.033333 | 0.033333 | 0.033333 | -0.0031582 | -0.0030978 | -0.0031236 | 0.0033665 | 0.0033062 | 0.003332 | -0.036956 | -0.037023 | -0.037052 | 0.037373 | 0.03744 | 0.037469 | 94.7869 | -25.2131 | -145.2131 | -85.2131 | 154.7869 | 34.7869 | 1.1127 | 1.1146 | 1.1155 | 1.1257 | 1.1276 | 1.1285 | -0.097518 | -119.9961 | 119.9681 | -0.3603 | -120.2596 | 119.7052
Line3_1_5 | 0 | 0 | 0 | 0 | 0 | 0 | 0 | 0 | 0 | 0 | 0 | 0 | 1.5408e-10 | 1.8602e-10 | 9.7921e-12 | -1.2899e-10 | -1.5255e-10 | -6.8347e-11 | 1.2122e-10 | -9.7072e-11 | -4.6718e-12 | -6.8247e-11 | 4.8843e-11 | -1.6903e-13 | 0 | 0 | 0 | 0 | 0 | 0 | 1.1127 | 1.1146 | 1.1155 | 1.1127 | 1.1146 | 1.1155 | -0.097518 | -119.9961 | 119.9681 | -0.097518 | -119.9961 | 119.9681
Line4_2_6 | 0.035982 | 0 | 0 | 0.035982 | 0 | 0 | 0.0083096 | 0 | 0 | 0.0083096 | 0 | 0 | 0.0065058 | 9.9568e-10 | -8.0703e-10 | -0.006495 | -9.0786e-10 | 6.688e-10 | 0.0065381 | -8.9484e-10 | -1.4402e-10 | -0.0065166 | 7.8549e-10 | 1.2222e-10 | -45.2866 | 0 | 0 | 134.7134 | 0 | 0 | 1.11 | 1.1141 | 1.1154 | 1.1072 | 1.1137 | 1.1153 | -0.14444 | -119.9762 | 119.9389 | -0.19159 | -119.9562 | 119.9097
Line5_6_7 | 0.035982 | 0 | 0 | 0.035982 | 0 | 0 | 0.0083096 | 0 | 0 | 0.0083096 | 0 | 0 | 0.006495 | 8.519e-10 | -7.3127e-10 | -0.0064842 | -7.2791e-10 | 5.3993e-10 | 0.0065166 | -7.8206e-10 | -1.2931e-10 | -0.006495 | 6.3257e-10 | 9.66e-11 | -45.2866 | 0 | 0 | 134.7134 | 0 | 0 | 1.1072 | 1.1137 | 1.1153 | 1.1045 | 1.1133 | 1.1152 | -0.19159 | -119.9562 | 119.9097 | -0.23898 | -119.9363 | 119.8805
Line6_7_8 | 0.035982 | 0 | 0 | 0.035982 | 0 | 0 | 0.0083096 | 0 | 0 | 0.0083096 | 0 | 0 | 0.0064842 | 6.7373e-10 | -6.0192e-10 | -0.0064734 | -5.1358e-10 | 3.5748e-10 | 0.006495 | -6.2758e-10 | -1.0598e-10 | -0.0064734 | 4.3805e-10 | 6.2436e-11 | -45.2866 | 0 | 0 | 134.7134 | 0 | 0 | 1.1045 | 1.1133 | 1.1152 | 1.1017 | 1.1128 | 1.115 | -0.23898 | -119.9363 | 119.8805 | -0.28661 | -119.9163 | 119.8513
Line7_8_9 | 0 | 0 | 0 | 0 | 0 | 0 | 0 | 0 | 0 | 0 | 0 | 0 | 9.9758e-11 | 2.3059e-10 | -2.0949e-10 | -6.9606e-12 | -5.2398e-11 | -6.1503e-11 | 2.7796e-10 | -2.1574e-10 | -3.7055e-11 | -2.2228e-11 | 6.5579e-12 | -1.1673e-11 | 0 | 0 | 0 | 0 | 0 | 0 | 1.1017 | 1.1128 | 1.115 | 1.1017 | 1.1128 | 1.115 | -0.28661 | -119.9163 | 119.8513 | -0.28661 | -119.9163 | 119.8513
Line8_8_10 | 0 | 0 | 0 | 0 | 0 | 0 | 0 | 0 | 0 | 0 | 0 | 0 | 9.9758e-11 | 2.3059e-10 | -2.0949e-10 | -6.9606e-12 | -5.2398e-11 | -6.1503e-11 | 2.7796e-10 | -2.1574e-10 | -3.7055e-11 | -2.2228e-11 | 6.5579e-12 | -1.1673e-11 | 0 | 0 | 0 | 0 | 0 | 0 | 1.1017 | 1.1128 | 1.115 | 1.1017 | 1.1128 | 1.115 | -0.28661 | -119.9163 | 119.8513 | -0.28661 | -119.9163 | 119.8513
Line9_3_11 | 0 | 0 | 0 | 0 | 0 | 0 | 0 | 0 | 0 | 0 | 0 | 0 | 5.3927e-10 | 6.5108e-10 | 3.4272e-11 | -5.1419e-10 | -6.1761e-10 | -9.2828e-11 | 4.2426e-10 | -3.3975e-10 | -1.6351e-11 | -3.7129e-10 | 2.9152e-10 | 1.1511e-11 | 0 | 0 | 0 | 0 | 0 | 0 | 1.1127 | 1.1146 | 1.1155 | 1.1127 | 1.1146 | 1.1155 | -0.097518 | -119.9961 | 119.9681 | -0.097518 | -119.9961 | 119.9681

## LG_min_6
name | pf_ikss_a_from_ka | pf_ikss_b_from_ka | pf_ikss_c_from_ka | pf_ikss_a_to_ka | pf_ikss_b_to_ka | pf_ikss_c_to_ka | pf_skss_a_from_mw | pf_skss_b_from_mw | pf_skss_c_from_mw | pf_skss_a_to_mw | pf_skss_b_to_mw | pf_skss_c_to_mw | pf_p_a_from_mw | pf_p_b_from_mw | pf_p_c_from_mw | pf_p_a_to_mw | pf_p_b_to_mw | pf_p_c_to_mw | pf_q_a_from_mvar | pf_q_b_from_mvar | pf_q_c_from_mvar | pf_q_a_to_mvar | pf_q_b_to_mvar | pf_q_c_to_mvar | pf_ikss_a_from_degree | pf_ikss_b_from_degree | pf_ikss_c_from_degree | pf_ikss_a_to_degree | pf_ikss_b_to_degree | pf_ikss_c_to_degree | pf_vm_a_from_pu | pf_vm_b_from_pu | pf_vm_c_from_pu | pf_vm_a_to_pu | pf_vm_b_to_pu | pf_vm_c_to_pu | pf_va_a_from_degree | pf_va_b_from_degree | pf_va_c_from_degree | pf_va_a_to_degree | pf_va_b_to_degree | pf_va_c_to_degree
Line0_1_2 | 2.0086 | 0 | 0 | 2.0086 | 0 | 0 | 0.46386 | 0 | 0 | 0.46386 | 0 | 0 | 0.25819 | 5.4303e-08 | -6.0644e-08 | -0.19365 | -5.1463e-08 | 5.6174e-08 | 0.26895 | -3.3624e-08 | -2.8969e-08 | -0.20171 | 2.8447e-08 | 2.4987e-08 | -52.3774 | 0 | 0 | 127.6226 | 0 | 0 | 0.80376 | 0.91354 | 0.96129 | 0.60282 | 0.89844 | 0.93937 | -6.2082 | -119.4467 | 117.8523 | -6.2082 | -117.0911 | 115.8212
Line10_11_12 | 0 | 0 | 0 | 0 | 0 | 0 | 0 | 0 | 0 | 0 | 0 | 0 | 3.3098e-09 | 1.004e-08 | -1.6317e-08 | -2.3436e-09 | -8.2451e-09 | 1.3555e-08 | 1.4621e-08 | -1.1981e-08 | -2.0797e-09 | -1.2487e-08 | 1.0015e-08 | 1.6076e-09 | 0 | 0 | 0 | 0 | 0 | 0 | 0.80376 | 0.91354 | 0.96129 | 0.80376 | 0.91354 | 0.96129 | -6.2082 | -119.4467 | 117.8523 | -6.2082 | -119.4467 | 117.8523
Line11_12_13 | 0 | 0 | 0 | 0 | 0 | 0 | 0 | 0 | 0 | 0 | 0 | 0 | 2.7582e-09 | 8.3671e-09 | -1.3597e-08 | -1.792e-09 | -6.5717e-09 | 1.0836e-08 | 1.2184e-08 | -9.984e-09 | -1.7331e-09 | -1.005e-08 | 8.018e-09 | 1.261e-09 | 0 | 0 | 0 | 0 | 0 | 0 | 0.80376 | 0.91354 | 0.96129 | 0.80376 | 0.91354 | 0.96129 | -6.2082 | -119.4467 | 117.8523 | -6.2082 | -119.4467 | 117.8523
Line12_13_15 | 0 | 0 | 0 | 0 | 0 | 0 | 0 | 0 | 0 | 0 | 0 | 0 | 1.6549e-09 | 5.0202e-09 | -8.1584e-09 | -6.887e-10 | -3.2248e-09 | 5.3968e-09 | 7.3103e-09 | -5.9904e-09 | -1.0398e-09 | -5.1763e-09 | 4.0243e-09 | 5.6774e-10 | 0 | 0 | 0 | 0 | 0 | 0 | 0.80376 | 0.91354 | 0.96129 | 0.80376 | 0.91354 | 0.96129 | -6.2082 | -119.4467 | 117.8523 | -6.2082 | -119.4467 | 117.8523
Line13_13_14 | 0 | 0 | 0 | 0 | 0 | 0 | 0 | 0 | 0 | 0 | 0 | 0 | 5.5164e-10 | 1.6734e-09 | -2.7195e-09 | 4.1458e-10 | 1.2199e-10 | -4.214e-11 | 2.4368e-09 | -1.9968e-09 | -3.4661e-10 | -3.0277e-10 | 3.0727e-11 | -1.2548e-10 | 0 | 0 | 0 | 0 | 0 | 0 | 0.80376 | 0.91354 | 0.96129 | 0.80376 | 0.91354 | 0.96129 | -6.2082 | -119.4467 | 117.8523 | -6.2082 | -119.4467 | 117.8523
Line14_15_16 | 0 | 0 | 0 | 0 | 0 | 0 | 0 | 0 | 0 | 0 | 0 | 0 | 1.1033e-09 | 3.3468e-09 | -5.4389e-09 | -1.3706e-10 | -1.5514e-09 | 2.6773e-09 | 4.8735e-09 | -3.9936e-09 | -6.9323e-10 | -2.7395e-09 | 2.0275e-09 | 2.2113e-10 | 0 | 0 | 0 | 0 | 0 | 0 | 0.80376 | 0.91354 | 0.96129 | 0.80376 | 0.91354 | 0.96129 | -6.2082 | -119.4467 | 117.8523 | -6.2082 | -119.4467 | 117.8523
Line15_16_17 | 0 | 0 | 0 | 0 | 0 | 0 | 0 | 0 | 0 | 0 | 0 | 0 | 5.5164e-10 | 1.6734e-09 | -2.7195e-09 | 4.1458e-10 | 1.2199e-10 | -4.214e-11 | 2.4368e-09 | -1.9968e-09 | -3.4661e-10 | -3.0277e-10 | 3.0727e-11 | -1.2548e-10 | 0 | 0 | 0 | 0 | 0 | 0 | 0.80376 | 0.91354 | 0.96129 | 0.80376 | 0.91354 | 0.96129 | -6.2082 | -119.4467 | 117.8523 | -6.2082 | -119.4467 | 117.8523
Line16_4_18 | 0 | 0 | 0 | 0 | 0 | 0 | 0 | 0 | 0 | 0 | 0 | 0 | 5.5164e-10 | 1.6734e-09 | -2.7195e-09 | 4.1458e-10 | 1.2199e-10 | -4.214e-11 | 2.4368e-09 | -1.9968e-09 | -3.4661e-10 | -3.0277e-10 | 3.0727e-11 | -1.2548e-10 | 0 | 0 | 0 | 0 | 0 | 0 | 0.80376 | 0.91354 | 0.96129 | 0.80376 | 0.91354 | 0.96129 | -6.2082 | -119.4467 | 117.8523 | -6.2082 | -119.4467 | 117.8523
Line17_5_19 | 0 | 0 | 0 | 0 | 0 | 0 | 0 | 0 | 0 | 0 | 0 | 0 | 5.5164e-10 | 1.6734e-09 | -2.7195e-09 | 4.1458e-10 | 1.2199e-10 | -4.214e-11 | 2.4368e-09 | -1.9968e-09 | -3.4661e-10 | -3.0277e-10 | 3.0727e-11 | -1.2548e-10 | 0 | 0 | 0 | 0 | 0 | 0 | 0.80376 | 0.91354 | 0.96129 | 0.80376 | 0.91354 | 0.96129 | -6.2082 | -119.4467 | 117.8523 | -6.2082 | -119.4467 | 117.8523
Line1_1_3 | 0 | 0 | 0 | 0 | 0 | 0 | 0 | 0 | 0 | 0 | 0 | 0 | 4.4131e-09 | 1.3387e-08 | -2.1756e-08 | -3.4469e-09 | -1.1592e-08 | 1.8994e-08 | 1.9494e-08 | -1.5974e-08 | -2.7729e-09 | -1.736e-08 | 1.4008e-08 | 2.3008e-09 | 0 | 0 | 0 | 0 | 0 | 0 | 0.80376 | 0.91354 | 0.96129 | 0.80376 | 0.91354 | 0.96129 | -6.2082 | -119.4467 | 117.8523 | -6.2082 | -119.4467 | 117.8523
Line2_1_4 | 0 | 0 | 0 | 0 | 0 | 0 | 0 | 0 | 0 | 0 | 0 | 0 | 1.1033e-09 | 3.3468e-09 | -5.4389e-09 | -1.3706e-10 | -1.5514e-09 | 2.6773e-09 | 4.8735e-09 | -3.9936e-09 | -6.9322e-10 | -2.7395e-09 | 2.0275e-09 | 2.2113e-10 | 0 | 0 | 0 | 0 | 0 | 0 | 0.80376 | 0.91354 | 0.96129 | 0.80376 | 0.91354 | 0.96129 | -6.2082 | -119.4467 | 117.8523 | -6.2082 | -119.4467 | 117.8523
Line3_1_5 | 0 | 0 | 0 | 0 | 0 | 0 | 0 | 0 | 0 | 0 | 0 | 0 | 1.1033e-09 | 3.3468e-09 | -5.4389e-09 | -1.3706e-10 | -1.5514e-09 | 2.6773e-09 | 4.8735e-09 | -3.9936e-09 | -6.9322e-10 | -2.7395e-09 | 2.0275e-09 | 2.2113e-10 | 0 | 0 | 0 | 0 | 0 | 0 | 0.80376 | 0.91354 | 0.96129 | 0.80376 | 0.91354 | 0.96129 | -6.2082 | -119.4467 | 117.8523 | -6.2082 | -119.4467 | 117.8523
Line4_2_6 | 2.0086 | 0 | 0 | 2.0086 | 0 | 0 | 0.46386 | 0 | 0 | 0.46386 | 0 | 0 | 0.19365 | 5.1628e-08 | -5.6146e-08 | -0.1291 | -4.5856e-08 | 4.91e-08 | 0.20171 | -2.8288e-08 | -2.5225e-08 | -0.13448 | 2.2512e-08 | 2.0045e-08 | -52.3774 | 0 | 0 | 127.6226 | 0 | 0 | 0.60282 | 0.89844 | 0.93937 | 0.40188 | 0.88491 | 0.91869 | -6.2082 | -117.0911 | 115.8212 | -6.2082 | -114.6593 | 113.6959
Line5_6_7 | 2.0086 | 0 | 0 | 2.0086 | 0 | 0 | 0.46386 | 0 | 0 | 0.46386 | 0 | 0 | 0.1291 | 4.6054e-08 | -4.9014e-08 | -0.064549 | -3.7344e-08 | 3.9399e-08 | 0.13448 | -2.2225e-08 | -2.0396e-08 | -0.067238 | 1.6257e-08 | 1.4424e-08 | -52.3774 | 0 | 0 | 127.6226 | 0 | 0 | 0.40188 | 0.88491 | 0.91869 | 0.20094 | 0.87303 | 0.89933 | -6.2082 | -114.6593 | 113.6959 | -6.2082 | -112.1566 | 111.4758
Line6_7_8 | 2.0086 | 0 | 0 | 2.0086 | 0 | 0 | 0.46386 | 0 | 0 | 0.46386 | 0 | 0 | 0.064549 | 3.7562e-08 | -3.9266e-08 | -1.9509e-14 | -2.5908e-08 | 2.7087e-08 | 0.067238 | -1.5842e-08 | -1.4888e-08 | 4.3125e-14 | 1.0086e-08 | 8.53e-09 | -52.3774 | 0 | 0 | 127.6226 | 0 | 0 | 0.20094 | 0.87303 | 0.89933 | 0 | 0.86285 | 0.88138 | -6.2082 | -112.1566 | 111.4758 | 0 | -109.5898 | 109.1618
Line7_8_9 | 0 | 0 | 0 | 0 | 0 | 0 | 0 | 0 | 0 | 0 | 0 | 0 | 1.6486e-21 | 1.3067e-08 | -1.346e-08 | -1.1957e-18 | 2.2625e-10 | 1.6701e-10 | -4.1181e-22 | -4.7717e-09 | -4.5537e-09 | 9.3474e-18 | 5.4309e-10 | -5.7729e-10 | 0 | 0 | 0 | 0 | 0 | 0 | 0 | 0.86285 | 0.88138 | 0 | 0.86285 | 0.88138 | 0 | -109.5898 | 109.1618 | 0 | -109.5898 | 109.1618
Line8_8_10 | 0 | 0 | 0 | 0 | 0 | 0 | 0 | 0 | 0 | 0 | 0 | 0 | 1.6486e-21 | 1.3067e-08 | -1.346e-08 | -1.1957e-18 | 2.2625e-10 | 1.6701e-10 | -4.1181e-22 | -4.7717e-09 | -4.5537e-09 | 9.3474e-18 | 5.4309e-10 | -5.7729e-10 | 0 | 0 | 0 | 0 | 0 | 0 | 0 | 0.86285 | 0.88138 | 0 | 0.86285 | 0.88138 | 0 | -109.5898 | 109.1618 | 0 | -109.5898 | 109.1618
Line9_3_11 | 0 | 0 | 0 | 0 | 0 | 0 | 0 | 0 | 0 | 0 | 0 | 0 | 3.8614e-09 | 1.1714e-08 | -1.9036e-08 | -2.8952e-09 | -9.9185e-09 | 1.6275e-08 | 1.7057e-08 | -1.3978e-08 | -2.4263e-09 | -1.4923e-08 | 1.2012e-08 | 1.9542e-09 | 0 | 0 | 0 | 0 | 0 | 0 | 0.80376 | 0.91354 | 0.96129 | 0.80376 | 0.91354 | 0.96129 | -6.2082 | -119.4467 | 117.8523 | -6.2082 | -119.4467 | 117.8523

## LG_min_10
name | pf_ikss_a_from_ka | pf_ikss_b_from_ka | pf_ikss_c_from_ka | pf_ikss_a_to_ka | pf_ikss_b_to_ka | pf_ikss_c_to_ka | pf_skss_a_from_mw | pf_skss_b_from_mw | pf_skss_c_from_mw | pf_skss_a_to_mw | pf_skss_b_to_mw | pf_skss_c_to_mw | pf_p_a_from_mw | pf_p_b_from_mw | pf_p_c_from_mw | pf_p_a_to_mw | pf_p_b_to_mw | pf_p_c_to_mw | pf_q_a_from_mvar | pf_q_b_from_mvar | pf_q_c_from_mvar | pf_q_a_to_mvar | pf_q_b_to_mvar | pf_q_c_to_mvar | pf_ikss_a_from_degree | pf_ikss_b_from_degree | pf_ikss_c_from_degree | pf_ikss_a_to_degree | pf_ikss_b_to_degree | pf_ikss_c_to_degree | pf_vm_a_from_pu | pf_vm_b_from_pu | pf_vm_c_from_pu | pf_vm_a_to_pu | pf_vm_b_to_pu | pf_vm_c_to_pu | pf_va_a_from_degree | pf_va_b_from_degree | pf_va_c_from_degree | pf_va_a_to_degree | pf_va_b_to_degree | pf_va_c_to_degree
Line0_1_2 | 1.9028 | 0 | 0 | 1.9028 | 0 | 0 | 0.43944 | 0 | 0 | 0.43944 | 0 | 0 | 0.23173 | 4.8737e-08 | -5.4429e-08 | -0.1738 | -4.6188e-08 | 5.0416e-08 | 0.24139 | -3.0178e-08 | -2.6e-08 | -0.18104 | 2.5531e-08 | 2.2426e-08 | -52.3774 | 0 | 0 | 127.6226 | 0 | 0 | 0.76145 | 0.86546 | 0.91069 | 0.57109 | 0.85115 | 0.88993 | -6.2082 | -119.4467 | 117.8523 | -6.2082 | -117.0911 | 115.8212
Line10_11_12 | 0 | 0 | 0 | 0 | 0 | 0 | 0 | 0 | 0 | 0 | 0 | 0 | 2.9706e-09 | 9.0114e-09 | -1.4644e-08 | -2.1034e-09 | -7.4e-09 | 1.2166e-08 | 1.3122e-08 | -1.0753e-08 | -1.8665e-09 | -1.1207e-08 | 8.9883e-09 | 1.4428e-09 | 0 | 0 | 0 | 0 | 0 | 0 | 0.76145 | 0.86546 | 0.91069 | 0.76145 | 0.86546 | 0.91069 | -6.2082 | -119.4467 | 117.8523 | -6.2082 | -119.4467 | 117.8523
Line11_12_13 | 0 | 0 | 0 | 0 | 0 | 0 | 0 | 0 | 0 | 0 | 0 | 0 | 2.4755e-09 | 7.5095e-09 | -1.2204e-08 | -1.6083e-09 | -5.8981e-09 | 9.7251e-09 | 1.0935e-08 | -8.9607e-09 | -1.5554e-09 | -9.0198e-09 | 7.1962e-09 | 1.1317e-09 | 0 | 0 | 0 | 0 | 0 | 0 | 0.76145 | 0.86546 | 0.91069 | 0.76145 | 0.86546 | 0.91069 | -6.2082 | -119.4467 | 117.8523 | -6.2082 | -119.4467 | 117.8523
Line12_13_15 | 0 | 0 | 0 | 0 | 0 | 0 | 0 | 0 | 0 | 0 | 0 | 0 | 1.4853e-09 | 4.5057e-09 | -7.3222e-09 | -6.1811e-10 | -2.8943e-09 | 4.8437e-09 | 6.5611e-09 | -5.3764e-09 | -9.3326e-10 | -4.6458e-09 | 3.6119e-09 | 5.0955e-10 | 0 | 0 | 0 | 0 | 0 | 0 | 0.76145 | 0.86546 | 0.91069 | 0.76145 | 0.86546 | 0.91069 | -6.2082 | -119.4467 | 117.8523 | -6.2082 | -119.4467 | 117.8523
Line13_13_14 | 0 | 0 | 0 | 0 | 0 | 0 | 0 | 0 | 0 | 0 | 0 | 0 | 4.951e-10 | 1.5019e-09 | -2.4407e-09 | 3.7208e-10 | 1.0948e-10 | -3.7821e-11 | 2.187e-09 | -1.7921e-09 | -3.1109e-10 | -2.7174e-10 | 2.7578e-11 | -1.1262e-10 | 0 | 0 | 0 | 0 | 0 | 0 | 0.76145 | 0.86546 | 0.91069 | 0.76145 | 0.86546 | 0.91069 | -6.2082 | -119.4467 | 117.8523 | -6.2082 | -119.4467 | 117.8523
Line14_15_16 | 0 | 0 | 0 | 0 | 0 | 0 | 0 | 0 | 0 | 0 | 0 | 0 | 9.9019e-10 | 3.0038e-09 | -4.8815e-09 | -1.2301e-10 | -1.3924e-09 | 2.4029e-09 | 4.374e-09 | -3.5843e-09 | -6.2218e-10 | -2.4588e-09 | 1.8197e-09 | 1.9846e-10 | 0 | 0 | 0 | 0 | 0 | 0 | 0.76145 | 0.86546 | 0.91069 | 0.76145 | 0.86546 | 0.91069 | -6.2082 | -119.4467 | 117.8523 | -6.2082 | -119.4467 | 117.8523
Line15_16_17 | 0 | 0 | 0 | 0 | 0 | 0 | 0 | 0 | 0 | 0 | 0 | 0 | 4.951e-10 | 1.5019e-09 | -2.4407e-09 | 3.7208e-10 | 1.0948e-10 | -3.7821e-11 | 2.187e-09 | -1.7921e-09 | -3.1109e-10 | -2.7174e-10 | 2.7578e-11 | -1.1262e-10 | 0 | 0 | 0 | 0 | 0 | 0 | 0.76145 | 0.86546 | 0.91069 | 0.76145 | 0.86546 | 0.91069 | -6.2082 | -119.4467 | 117.8523 | -6.2082 | -119.4467 | 117.8523
Line16_4_18 | 0 | 0 | 0 | 0 | 0 | 0 | 0 | 0 | 0 | 0 | 0 | 0 | 4.951e-10 | 1.5019e-09 | -2.4407e-09 | 3.7208e-10 | 1.0948e-10 | -3.7821e-11 | 2.187e-09 | -1.7921e-09 | -3.1109e-10 | -2.7174e-10 | 2.7578e-11 | -1.1262e-10 | 0 | 0 | 0 | 0 | 0 | 0 | 0.76145 | 0.86546 | 0.91069 | 0.76145 | 0.86546 | 0.91069 | -6.2082 | -119.4467 | 117.8523 | -6.2082 | -119.4467 | 117.8523
Line17_5_19 | 0 | 0 | 0 | 0 | 0 | 0 | 0 | 0 | 0 | 0 | 0 | 0 | 4.951e-10 | 1.5019e-09 | -2.4407e-09 | 3.7208e-10 | 1.0948e-10 | -3.7821e-11 | 2.187e-09 | -1.7921e-09 | -3.1109e-10 | -2.7174e-10 | 2.7578e-11 | -1.1262e-10 | 0 | 0 | 0 | 0 | 0 | 0 | 0.76145 | 0.86546 | 0.91069 | 0.76145 | 0.86546 | 0.91069 | -6.2082 | -119.4467 | 117.8523 | -6.2082 | -119.4467 | 117.8523
Line1_1_3 | 0 | 0 | 0 | 0 | 0 | 0 | 0 | 0 | 0 | 0 | 0 | 0 | 3.9608e-09 | 1.2015e-08 | -1.9526e-08 | -3.0936e-09 | -1.0404e-08 | 1.7047e-08 | 1.7496e-08 | -1.4337e-08 | -2.4887e-09 | -1.5581e-08 | 1.2573e-08 | 2.065e-09 | 0 | 0 | 0 | 0 | 0 | 0 | 0.76145 | 0.86546 | 0.91069 | 0.76145 | 0.86546 | 0.91069 | -6.2082 | -119.4467 | 117.8523 | -6.2082 | -119.4467 | 117.8523
Line2_1_4 | 0 | 0 | 0 | 0 | 0 | 0 | 0 | 0 | 0 | 0 | 0 | 0 | 9.9019e-10 | 3.0038e-09 | -4.8815e-09 | -1.2301e-10 | -1.3924e-09 | 2.4029e-09 | 4.374e-09 | -3.5843e-09 | -6.2217e-10 | -2.4588e-09 | 1.8197e-09 | 1.9846e-10 | 0 | 0 | 0 | 0 | 0 | 0 | 0.76145 | 0.86546 | 0.91069 | 0.76145 | 0.86546 | 0.91069 | -6.2082 | -119.4467 | 117.8523 | -6.2082 | -119.4467 | 117.8523
Line3_1_5 | 0 | 0 | 0 | 0 | 0 | 0 | 0 | 0 | 0 | 0 | 0 | 0 | 9.9019e-10 | 3.0038e-09 | -4.8815e-09 | -1.2301e-10 | -1.3924e-09 | 2.4029e-09 | 4.374e-09 | -3.5843e-09 | -6.2217e-10 | -2.4588e-09 | 1.8197e-09 | 1.9846e-10 | 0 | 0 | 0 | 0 | 0 | 0 | 0.76145 | 0.86546 | 0.91069 | 0.76145 | 0.86546 | 0.91069 | -6.2082 | -119.4467 | 117.8523 | -6.2082 | -119.4467 | 117.8523
Line4_2_6 | 1.9028 | 0 | 0 | 1.9028 | 0 | 0 | 0.43944 | 0 | 0 | 0.43944 | 0 | 0 | 0.1738 | 4.6337e-08 | -5.0391e-08 | -0.11587 | -4.1156e-08 | 4.4068e-08 | 0.18104 | -2.5389e-08 | -2.264e-08 | -0.12069 | 2.0205e-08 | 1.799e-08 | -52.3774 | 0 | 0 | 127.6226 | 0 | 0 | 0.57109 | 0.85115 | 0.88993 | 0.38073 | 0.83834 | 0.87034 | -6.2082 | -117.0911 | 115.8212 | -6.2082 | -114.6593 | 113.6959
Line5_6_7 | 1.9028 | 0 | 0 | 1.9028 | 0 | 0 | 0.43944 | 0 | 0 | 0.43944 | 0 | 0 | 0.11587 | 4.1334e-08 | -4.399e-08 | -0.057933 | -3.3516e-08 | 3.5361e-08 | 0.12069 | -1.9947e-08 | -1.8306e-08 | -0.060347 | 1.4591e-08 | 1.2945e-08 | -52.3774 | 0 | 0 | 127.6226 | 0 | 0 | 0.38073 | 0.83834 | 0.87034 | 0.19036 | 0.82708 | 0.85199 | -6.2082 | -114.6593 | 113.6959 | -6.2082 | -112.1566 | 111.4758
Line6_7_8 | 1.9028 | 0 | 0 | 1.9028 | 0 | 0 | 0.43944 | 0 | 0 | 0.43944 | 0 | 0 | 0.057933 | 3.3712e-08 | -3.5242e-08 | -1.754e-14 | -2.3252e-08 | 2.4311e-08 | 0.060347 | -1.4218e-08 | -1.3362e-08 | 3.8712e-14 | 9.0526e-09 | 7.6558e-09 | -52.3774 | 0 | 0 | 127.6226 | 0 | 0 | 0.19036 | 0.82708 | 0.85199 | 0 | 0.81744 | 0.83499 | -6.2082 | -112.1566 | 111.4758 | 0 | -109.5898 | 109.1618
Line7_8_9 | 0 | 0 | 0 | 0 | 0 | 0 | 0 | 0 | 0 | 0 | 0 | 0 | 1.4805e-21 | 1.1728e-08 | -1.2081e-08 | -1.0731e-18 | 2.0306e-10 | 1.4989e-10 | -3.6891e-22 | -4.2826e-09 | -4.0869e-09 | 8.3894e-18 | 4.8743e-10 | -5.1813e-10 | 0 | 0 | 0 | 0 | 0 | 0 | 0 | 0.81744 | 0.83499 | 0 | 0.81744 | 0.83499 | 0 | -109.5898 | 109.1618 | 0 | -109.5898 | 109.1618
Line8_8_10 | 0 | 0 | 0 | 0 | 0 | 0 | 0 | 0 | 0 | 0 | 0 | 0 | 1.4805e-21 | 1.1728e-08 | -1.2081e-08 | -1.0731e-18 | 2.0306e-10 | 1.4989e-10 | -3.6891e-22 | -4.2826e-09 | -4.0869e-09 | 8.3894e-18 | 4.8743e-10 | -5.1813e-10 | 0 | 0 | 0 | 0 | 0 | 0 | 0 | 0.81744 | 0.83499 | 0 | 0.81744 | 0.83499 | 0 | -109.5898 | 109.1618 | 0 | -109.5898 | 109.1618
Line9_3_11 | 0 | 0 | 0 | 0 | 0 | 0 | 0 | 0 | 0 | 0 | 0 | 0 | 3.4657e-09 | 1.0513e-08 | -1.7085e-08 | -2.5985e-09 | -8.9019e-09 | 1.4607e-08 | 1.5309e-08 | -1.2545e-08 | -2.1776e-09 | -1.3394e-08 | 1.078e-08 | 1.7539e-09 | 0 | 0 | 0 | 0 | 0 | 0 | 0.76145 | 0.86546 | 0.91069 | 0.76145 | 0.86546 | 0.91069 | -6.2082 | -119.4467 | 117.8523 | -6.2082 | -119.4467 | 117.8523

## LG_min_fault_6
name | pf_ikss_a_from_ka | pf_ikss_b_from_ka | pf_ikss_c_from_ka | pf_ikss_a_to_ka | pf_ikss_b_to_ka | pf_ikss_c_to_ka | pf_skss_a_from_mw | pf_skss_b_from_mw | pf_skss_c_from_mw | pf_skss_a_to_mw | pf_skss_b_to_mw | pf_skss_c_to_mw | pf_p_a_from_mw | pf_p_b_from_mw | pf_p_c_from_mw | pf_p_a_to_mw | pf_p_b_to_mw | pf_p_c_to_mw | pf_q_a_from_mvar | pf_q_b_from_mvar | pf_q_c_from_mvar | pf_q_a_to_mvar | pf_q_b_to_mvar | pf_q_c_to_mvar | pf_ikss_a_from_degree | pf_ikss_b_from_degree | pf_ikss_c_from_degree | pf_ikss_a_to_degree | pf_ikss_b_to_degree | pf_ikss_c_to_degree | pf_vm_a_from_pu | pf_vm_b_from_pu | pf_vm_c_from_pu | pf_vm_a_to_pu | pf_vm_b_to_pu | pf_vm_c_to_pu | pf_va_a_from_degree | pf_va_b_from_degree | pf_va_c_from_degree | pf_va_a_to_degree | pf_va_b_to_degree | pf_va_c_to_degree
Line0_1_2 | 0.030559 | 0 | 0 | 0.030559 | 0 | 0 | 0.0070572 | 0 | 0 | 0.0070572 | 0 | 0 | 0.0047289 | 7.7837e-10 | -9.4746e-10 | -0.004714 | -7.3373e-10 | 8.8407e-10 | 0.0047314 | -6.4348e-10 | -3.5206e-10 | -0.0047159 | 5.9567e-10 | 3.3635e-10 | -45.1119 | 0 | 0 | 134.8881 | 0 | 0 | 0.94789 | 0.94943 | 0.95023 | 0.94483 | 0.94912 | 0.94993 | -0.096849 | -119.9962 | 119.9684 | -0.10058 | -119.9646 | 119.9362
Line10_11_12 | 0 | 0 | 0 | 0 | 0 | 0 | 0 | 0 | 0 | 0 | 0 | 0 | 6.4658e-11 | 1.3153e-10 | -2.4721e-10 | -4.6554e-11 | -1.0763e-10 | 2.0521e-10 | 2.6108e-10 | -2.0927e-10 | -9.1262e-12 | -2.2315e-10 | 1.7461e-10 | 5.7825e-12 | 0 | 0 | 0 | 0 | 0 | 0 | 0.94789 | 0.94943 | 0.95023 | 0.94789 | 0.94943 | 0.95023 | -0.096849 | -119.9962 | 119.9684 | -0.096849 | -119.9962 | 119.9684
Line11_12_13 | 0 | 0 | 0 | 0 | 0 | 0 | 0 | 0 | 0 | 0 | 0 | 0 | 5.3882e-11 | 1.0961e-10 | -2.0601e-10 | -3.5778e-11 | -8.5708e-11 | 1.6401e-10 | 2.1757e-10 | -1.7439e-10 | -7.6052e-12 | -1.7964e-10 | 1.3973e-10 | 4.2615e-12 | 0 | 0 | 0 | 0 | 0 | 0 | 0.94789 | 0.94943 | 0.95023 | 0.94789 | 0.94943 | 0.95023 | -0.096849 | -119.9962 | 119.9684 | -0.096849 | -119.9962 | 119.9684
Line12_13_15 | 0 | 0 | 0 | 0 | 0 | 0 | 0 | 0 | 0 | 0 | 0 | 0 | 3.2329e-11 | 6.5763e-11 | -1.236e-10 | -1.4225e-11 | -4.1865e-11 | 8.1602e-11 | 1.3054e-10 | -1.0463e-10 | -4.5631e-12 | -9.2609e-11 | 6.9976e-11 | 1.2194e-12 | 0 | 0 | 0 | 0 | 0 | 0 | 0.94789 | 0.94943 | 0.95023 | 0.94789 | 0.94943 | 0.95023 | -0.096849 | -119.9962 | 119.9684 | -0.096849 | -119.9962 | 119.9684
Line13_13_14 | 0 | 0 | 0 | 0 | 0 | 0 | 0 | 0 | 0 | 0 | 0 | 0 | 1.0776e-11 | 2.1921e-11 | -4.1202e-11 | 7.3276e-12 | 1.977e-12 | -8.0057e-13 | 4.3514e-11 | -3.4878e-11 | -1.521e-12 | -5.5812e-12 | 2.1907e-13 | -1.8227e-12 | 0 | 0 | 0 | 0 | 0 | 0 | 0.94789 | 0.94943 | 0.95023 | 0.94789 | 0.94943 | 0.95023 | -0.096849 | -119.9962 | 119.9684 | -0.096849 | -119.9962 | 119.9684
Line14_15_16 | 0 | 0 | 0 | 0 | 0 | 0 | 0 | 0 | 0 | 0 | 0 | 0 | 2.1553e-11 | 4.3842e-11 | -8.2403e-11 | -3.4487e-12 | -1.9944e-11 | 4.0401e-11 | 8.7027e-11 | -6.9756e-11 | -3.0421e-12 | -4.9095e-11 | 3.5097e-11 | -3.0166e-13 | 0 | 0 | 0 | 0 | 0 | 0 | 0.94789 | 0.94943 | 0.95023 | 0.94789 | 0.94943 | 0.95023 | -0.096849 | -119.9962 | 119.9684 | -0.096849 | -119.9962 | 119.9684
Line15_16_17 | 0 | 0 | 0 | 0 | 0 | 0 | 0 | 0 | 0 | 0 | 0 | 0 | 1.0776e-11 | 2.1921e-11 | -4.1202e-11 | 7.3276e-12 | 1.977e-12 | -8.0057e-13 | 4.3514e-11 | -3.4878e-11 | -1.521e-12 | -5.5812e-12 | 2.1907e-13 | -1.8227e-12 | 0 | 0 | 0 | 0 | 0 | 0 | 0.94789 | 0.94943 | 0.95023 | 0.94789 | 0.94943 | 0.95023 | -0.096849 | -119.9962 | 119.9684 | -0.096849 | -119.9962 | 119.9684
Line16_4_18 | 0 | 0 | 0 | 0 | 0 | 0 | 0 | 0 | 0 | 0 | 0 | 0 | 1.0776e-11 | 2.1921e-11 | -4.1202e-11 | 7.3276e-12 | 1.977e-12 | -8.0057e-13 | 4.3514e-11 | -3.4878e-11 | -1.521e-12 | -5.5812e-12 | 2.1907e-13 | -1.8227e-12 | 0 | 0 | 0 | 0 | 0 | 0 | 0.94789 | 0.94943 | 0.95023 | 0.94789 | 0.94943 | 0.95023 | -0.096849 | -119.9962 | 119.9684 | -0.096849 | -119.9962 | 119.9684
Line17_5_19 | 0 | 0 | 0 | 0 | 0 | 0 | 0 | 0 | 0 | 0 | 0 | 0 | 1.0776e-11 | 2.1921e-11 | -4.1202e-11 | 7.3276e-12 | 1.977e-12 | -8.0057e-13 | 4.3514e-11 | -3.4878e-11 | -1.521e-12 | -5.5812e-12 | 2.1907e-13 | -1.8227e-12 | 0 | 0 | 0 | 0 | 0 | 0 | 0.94789 | 0.94943 | 0.95023 | 0.94789 | 0.94943 | 0.95023 | -0.096849 | -119.9962 | 119.9684 | -0.096849 | -119.9962 | 119.9684
Line1_1_3 | 0 | 0 | 0 | 0 | 0 | 0 | 0 | 0 | 0 | 0 | 0 | 0 | 8.6211e-11 | 1.7537e-10 | -3.2961e-10 | -6.8107e-11 | -1.5147e-10 | 2.8761e-10 | 3.4811e-10 | -2.7903e-10 | -1.2168e-11 | -3.1018e-10 | 2.4437e-10 | 8.8245e-12 | 0 | 0 | 0 | 0 | 0 | 0 | 0.94789 | 0.94943 | 0.95023 | 0.94789 | 0.94943 | 0.95023 | -0.096849 | -119.9962 | 119.9684 | -0.096849 | -119.9962 | 119.9684
Line2_1_4 | 0 | 0 | 0 | 0 | 0 | 0 | 0 | 0 | 0 | 0 | 0 | 0 | 2.1553e-11 | 4.3842e-11 | -8.2403e-11 | -3.4487e-12 | -1.9944e-11 | 4.0401e-11 | 8.7027e-11 | -6.9756e-11 | -3.042e-12 | -4.9095e-11 | 3.5097e-11 | -3.0168e-13 | 0 | 0 | 0 | 0 | 0 | 0 | 0.94789 | 0.94943 | 0.95023 | 0.94789 | 0.94943 | 0.95023 | -0.096849 | -119.9962 | 119.9684 | -0.096849 | -119.9962 | 119.9684
Line3_1_5 | 0 | 0 | 0 | 0 | 0 | 0 | 0 | 0 | 0 | 0 | 0 | 0 | 2.1553e-11 | 4.3842e-11 | -8.2403e-11 | -3.4487e-12 | -1.9944e-11 | 4.0401e-11 | 8.7027e-11 | -6.9756e-11 | -3.042e-12 | -4.9095e-11 | 3.5097e-11 | -3.0168e-13 | 0 | 0 | 0 | 0 | 0 | 0 | 0.94789 | 0.94943 | 0.95023 | 0.94789 | 0.94943 | 0.95023 | -0.096849 | -119.9962 | 119.9684 | -0.096849 | -119.9962 | 119.9684
Line4_2_6 | 0.030559 | 0 | 0 | 0.030559 | 0 | 0 | 0.0070572 | 0 | 0 | 0.0070572 | 0 | 0 | 0.004714 | 7.368e-10 | -8.8385e-10 | -0.004699 | -6.5047e-10 | 7.7787e-10 | 0.0047159 | -5.9363e-10 | -3.4004e-10 | -0.0047003 | 5.2088e-10 | 3.0093e-10 | -45.1119 | 0 | 0 | 134.8881 | 0 | 0 | 0.94483 | 0.94912 | 0.94993 | 0.94178 | 0.9488 | 0.94964 | -0.10058 | -119.9646 | 119.9362 | -0.10434 | -119.9329 | 119.9039
Line5_6_7 | 0.030559 | 0 | 0 | 0.030559 | 0 | 0 | 0.0070572 | 0 | 0 | 0.0070572 | 0 | 0 | 0.004699 | 6.5463e-10 | -7.7662e-10 | -0.0046841 | -5.2661e-10 | 6.2806e-10 | 0.0047003 | -5.1701e-10 | -3.0649e-10 | -0.0046847 | 4.1941e-10 | 2.4409e-10 | -45.1119 | 0 | 0 | 134.8881 | 0 | 0 | 0.94178 | 0.9488 | 0.94964 | 0.93872 | 0.94849 | 0.94934 | -0.10434 | -119.9329 | 119.9039 | -0.10812 | -119.9013 | 119.8715
Line6_7_8 | 0.030559 | 0 | 0 | 0.030559 | 0 | 0 | 0.0070572 | 0 | 0 | 0.0070572 | 0 | 0 | 0.0046841 | 5.3187e-10 | -6.2579e-10 | -0.0046692 | -3.6216e-10 | 4.3466e-10 | 0.0046847 | -4.1372e-10 | -2.515e-10 | -0.0046692 | 2.9136e-10 | 1.6591e-10 | -45.1119 | 0 | 0 | 134.8881 | 0 | 0 | 0.93872 | 0.94849 | 0.94934 | 0.93566 | 0.94817 | 0.94905 | -0.10812 | -119.9013 | 119.8715 | -0.11193 | -119.8696 | 119.8392
Line7_8_9 | 0 | 0 | 0 | 0 | 0 | 0 | 0 | 0 | 0 | 0 | 0 | 0 | -2.7384e-11 | 1.8425e-10 | -2.1568e-10 | 4.9176e-11 | 6.3439e-12 | 3.294e-12 | 2.3548e-10 | -1.4192e-10 | -8.7592e-11 | -6.3671e-12 | 7.5171e-12 | -9.2779e-12 | 0 | 0 | 0 | 0 | 0 | 0 | 0.93566 | 0.94817 | 0.94905 | 0.93566 | 0.94817 | 0.94905 | -0.11193 | -119.8696 | 119.8392 | -0.11193 | -119.8696 | 119.8392
Line8_8_10 | 0 | 0 | 0 | 0 | 0 | 0 | 0 | 0 | 0 | 0 | 0 | 0 | -2.7384e-11 | 1.8425e-10 | -2.1568e-10 | 4.9176e-11 | 6.3439e-12 | 3.294e-12 | 2.3548e-10 | -1.4192e-10 | -8.7592e-11 | -6.3671e-12 | 7.5171e-12 | -9.2779e-12 | 0 | 0 | 0 | 0 | 0 | 0 | 0.93566 | 0.94817 | 0.94905 | 0.93566 | 0.94817 | 0.94905 | -0.11193 | -119.8696 | 119.8392 | -0.11193 | -119.8696 | 119.8392
Line9_3_11 | 0 | 0 | 0 | 0 | 0 | 0 | 0 | 0 | 0 | 0 | 0 | 0 | 7.5434e-11 | 1.5345e-10 | -2.8841e-10 | -5.733e-11 | -1.2955e-10 | 2.4641e-10 | 3.046e-10 | -2.4415e-10 | -1.0647e-11 | -2.6666e-10 | 2.0949e-10 | 7.3035e-12 | 0 | 0 | 0 | 0 | 0 | 0 | 0.94789 | 0.94943 | 0.95023 | 0.94789 | 0.94943 | 0.95023 | -0.096849 | -119.9962 | 119.9684 | -0.096849 | -119.9962 | 119.9684

## LG_min_fault_10
name | pf_ikss_a_from_ka | pf_ikss_b_from_ka | pf_ikss_c_from_ka | pf_ikss_a_to_ka | pf_ikss_b_to_ka | pf_ikss_c_to_ka | pf_skss_a_from_mw | pf_skss_b_from_mw | pf_skss_c_from_mw | pf_skss_a_to_mw | pf_skss_b_to_mw | pf_skss_c_to_mw | pf_p_a_from_mw | pf_p_b_from_mw | pf_p_c_from_mw | pf_p_a_to_mw | pf_p_b_to_mw | pf_p_c_to_mw | pf_q_a_from_mvar | pf_q_b_from_mvar | pf_q_c_from_mvar | pf_q_a_to_mvar | pf_q_b_to_mvar | pf_q_c_to_mvar | pf_ikss_a_from_degree | pf_ikss_b_from_degree | pf_ikss_c_from_degree | pf_ikss_a_to_degree | pf_ikss_b_to_degree | pf_ikss_c_to_degree | pf_vm_a_from_pu | pf_vm_b_from_pu | pf_vm_c_from_pu | pf_vm_a_to_pu | pf_vm_b_to_pu | pf_vm_c_to_pu | pf_va_a_from_degree | pf_va_b_from_degree | pf_va_c_from_degree | pf_va_a_to_degree | pf_va_b_to_degree | pf_va_c_to_degree
Line0_1_2 | 0.02895 | 0 | 0 | 0.02895 | 0 | 0 | 0.0066858 | 0 | 0 | 0.0066858 | 0 | 0 | 0.0042442 | 6.9859e-10 | -8.5036e-10 | -0.0042308 | -6.5852e-10 | 7.9346e-10 | 0.0042465 | -5.7752e-10 | -3.1598e-10 | -0.0042325 | 5.3462e-10 | 3.0188e-10 | -45.1119 | 0 | 0 | 134.8881 | 0 | 0 | 0.898 | 0.89946 | 0.90022 | 0.89511 | 0.89916 | 0.89994 | -0.096849 | -119.9962 | 119.9684 | -0.10058 | -119.9646 | 119.9362
Line10_11_12 | 0 | 0 | 0 | 0 | 0 | 0 | 0 | 0 | 0 | 0 | 0 | 0 | 5.8031e-11 | 1.1805e-10 | -2.2187e-10 | -4.1783e-11 | -9.6598e-11 | 1.8417e-10 | 2.3432e-10 | -1.8782e-10 | -8.1908e-12 | -2.0028e-10 | 1.5671e-10 | 5.1898e-12 | 0 | 0 | 0 | 0 | 0 | 0 | 0.898 | 0.89946 | 0.90022 | 0.898 | 0.89946 | 0.90022 | -0.096849 | -119.9962 | 119.9684 | -0.096849 | -119.9962 | 119.9684
Line11_12_13 | 0 | 0 | 0 | 0 | 0 | 0 | 0 | 0 | 0 | 0 | 0 | 0 | 4.8359e-11 | 9.8372e-11 | -1.8489e-10 | -3.2111e-11 | -7.6923e-11 | 1.472e-10 | 1.9527e-10 | -1.5652e-10 | -6.8257e-12 | -1.6122e-10 | 1.2541e-10 | 3.8247e-12 | 0 | 0 | 0 | 0 | 0 | 0 | 0.898 | 0.89946 | 0.90022 | 0.898 | 0.89946 | 0.90022 | -0.096849 | -119.9962 | 119.9684 | -0.096849 | -119.9962 | 119.9684
Line12_13_15 | 0 | 0 | 0 | 0 | 0 | 0 | 0 | 0 | 0 | 0 | 0 | 0 | 2.9015e-11 | 5.9023e-11 | -1.1094e-10 | -1.2767e-11 | -3.7574e-11 | 7.3239e-11 | 1.1716e-10 | -9.391e-11 | -4.0954e-12 | -8.3117e-11 | 6.2803e-11 | 1.0944e-12 | 0 | 0 | 0 | 0 | 0 | 0 | 0.898 | 0.89946 | 0.90022 | 0.898 | 0.89946 | 0.90022 | -0.096849 | -119.9962 | 119.9684 | -0.096849 | -119.9962 | 119.9684
Line13_13_14 | 0 | 0 | 0 | 0 | 0 | 0 | 0 | 0 | 0 | 0 | 0 | 0 | 9.6718e-12 | 1.9674e-11 | -3.6979e-11 | 6.5766e-12 | 1.7744e-12 | -7.1851e-13 | 3.9054e-11 | -3.1303e-11 | -1.3651e-12 | -5.0092e-12 | 1.9662e-13 | -1.6359e-12 | 0 | 0 | 0 | 0 | 0 | 0 | 0.898 | 0.89946 | 0.90022 | 0.898 | 0.89946 | 0.90022 | -0.096849 | -119.9962 | 119.9684 | -0.096849 | -119.9962 | 119.9684
Line14_15_16 | 0 | 0 | 0 | 0 | 0 | 0 | 0 | 0 | 0 | 0 | 0 | 0 | 1.9344e-11 | 3.9349e-11 | -7.3957e-11 | -3.0952e-12 | -1.79e-11 | 3.626e-11 | 7.8108e-11 | -6.2607e-11 | -2.7303e-12 | -4.4063e-11 | 3.15e-11 | -2.7074e-13 | 0 | 0 | 0 | 0 | 0 | 0 | 0.898 | 0.89946 | 0.90022 | 0.898 | 0.89946 | 0.90022 | -0.096849 | -119.9962 | 119.9684 | -0.096849 | -119.9962 | 119.9684
Line15_16_17 | 0 | 0 | 0 | 0 | 0 | 0 | 0 | 0 | 0 | 0 | 0 | 0 | 9.6718e-12 | 1.9674e-11 | -3.6979e-11 | 6.5766e-12 | 1.7744e-12 | -7.1851e-13 | 3.9054e-11 | -3.1303e-11 | -1.3651e-12 | -5.0092e-12 | 1.9662e-13 | -1.6359e-12 | 0 | 0 | 0 | 0 | 0 | 0 | 0.898 | 0.89946 | 0.90022 | 0.898 | 0.89946 | 0.90022 | -0.096849 | -119.9962 | 119.9684 | -0.096849 | -119.9962 | 119.9684
Line16_4_18 | 0 | 0 | 0 | 0 | 0 | 0 | 0 | 0 | 0 | 0 | 0 | 0 | 9.6718e-12 | 1.9674e-11 | -3.6979e-11 | 6.5766e-12 | 1.7744e-12 | -7.1851e-13 | 3.9054e-11 | -3.1303e-11 | -1.3651e-12 | -5.0092e-12 | 1.9662e-13 | -1.6359e-12 | 0 | 0 | 0 | 0 | 0 | 0 | 0.898 | 0.89946 | 0.90022 | 0.898 | 0.89946 | 0.90022 | -0.096849 | -119.9962 | 119.9684 | -0.096849 | -119.9962 | 119.9684
Line17_5_19 | 0 | 0 | 0 | 0 | 0 | 0 | 0 | 0 | 0 | 0 | 0 | 0 | 9.6718e-12 | 1.9674e-11 | -3.6979e-11 | 6.5766e-12 | 1.7744e-12 | -7.1851e-13 | 3.9054e-11 | -3.1303e-11 | -1.3651e-12 | -5.0092e-12 | 1.9662e-13 | -1.6359e-12 | 0 | 0 | 0 | 0 | 0 | 0 | 0.898 | 0.89946 | 0.90022 | 0.898 | 0.89946 | 0.90022 | -0.096849 | -119.9962 | 119.9684 | -0.096849 | -119.9962 | 119.9684
Line1_1_3 | 0 | 0 | 0 | 0 | 0 | 0 | 0 | 0 | 0 | 0 | 0 | 0 | 7.7375e-11 | 1.5739e-10 | -2.9583e-10 | -6.1126e-11 | -1.3595e-10 | 2.5813e-10 | 3.1243e-10 | -2.5043e-10 | -1.0921e-11 | -2.7839e-10 | 2.1932e-10 | 7.9201e-12 | 0 | 0 | 0 | 0 | 0 | 0 | 0.898 | 0.89946 | 0.90022 | 0.898 | 0.89946 | 0.90022 | -0.096849 | -119.9962 | 119.9684 | -0.096849 | -119.9962 | 119.9684
Line2_1_4 | 0 | 0 | 0 | 0 | 0 | 0 | 0 | 0 | 0 | 0 | 0 | 0 | 1.9344e-11 | 3.9349e-11 | -7.3957e-11 | -3.0952e-12 | -1.79e-11 | 3.626e-11 | 7.8108e-11 | -6.2607e-11 | -2.7302e-12 | -4.4063e-11 | 3.15e-11 | -2.7076e-13 | 0 | 0 | 0 | 0 | 0 | 0 | 0.898 | 0.89946 | 0.90022 | 0.898 | 0.89946 | 0.90022 | -0.096849 | -119.9962 | 119.9684 | -0.096849 | -119.9962 | 119.9684
Line3_1_5 | 0 | 0 | 0 | 0 | 0 | 0 | 0 | 0 | 0 | 0 | 0 | 0 | 1.9344e-11 | 3.9349e-11 | -7.3957e-11 | -3.0952e-12 | -1.79e-11 | 3.626e-11 | 7.8108e-11 | -6.2607e-11 | -2.7302e-12 | -4.4063e-11 | 3.15e-11 | -2.7076e-13 | 0 | 0 | 0 | 0 | 0 | 0 | 0.898 | 0.89946 | 0.90022 | 0.898 | 0.89946 | 0.90022 | -0.096849 | -119.9962 | 119.9684 | -0.096849 | -119.9962 | 119.9684
Line4_2_6 | 0.02895 | 0 | 0 | 0.02895 | 0 | 0 | 0.0066858 | 0 | 0 | 0.0066858 | 0 | 0 | 0.0042308 | 6.6128e-10 | -7.9326e-10 | -0.0042174 | -5.838e-10 | 6.9815e-10 | 0.0042325 | -5.3278e-10 | -3.0518e-10 | -0.0042185 | 4.6749e-10 | 2.7009e-10 | -45.1119 | 0 | 0 | 134.8881 | 0 | 0 | 0.89511 | 0.89916 | 0.89994 | 0.89221 | 0.89886 | 0.89966 | -0.10058 | -119.9646 | 119.9362 | -0.10434 | -119.9329 | 119.9039
Line5_6_7 | 0.02895 | 0 | 0 | 0.02895 | 0 | 0 | 0.0066858 | 0 | 0 | 0.0066858 | 0 | 0 | 0.0042174 | 5.8754e-10 | -6.9702e-10 | -0.004204 | -4.7264e-10 | 5.6369e-10 | 0.0042185 | -4.6402e-10 | -2.7507e-10 | -0.0042046 | 3.7642e-10 | 2.1907e-10 | -45.1119 | 0 | 0 | 134.8881 | 0 | 0 | 0.89221 | 0.89886 | 0.89966 | 0.88931 | 0.89857 | 0.89938 | -0.10434 | -119.9329 | 119.9039 | -0.10812 | -119.9013 | 119.8715
Line6_7_8 | 0.02895 | 0 | 0 | 0.02895 | 0 | 0 | 0.0066858 | 0 | 0 | 0.0066858 | 0 | 0 | 0.004204 | 4.7736e-10 | -5.6165e-10 | -0.0041906 | -3.2504e-10 | 3.9011e-10 | 0.0042046 | -3.7131e-10 | -2.2573e-10 | -0.0041906 | 2.615e-10 | 1.489e-10 | -45.1119 | 0 | 0 | 134.8881 | 0 | 0 | 0.88931 | 0.89857 | 0.89938 | 0.88642 | 0.89827 | 0.8991 | -0.10812 | -119.9013 | 119.8715 | -0.11193 | -119.8696 | 119.8392
Line7_8_9 | 0 | 0 | 0 | 0 | 0 | 0 | 0 | 0 | 0 | 0 | 0 | 0 | -2.4578e-11 | 1.6537e-10 | -1.9357e-10 | 4.4136e-11 | 5.6937e-12 | 2.9564e-12 | 2.1134e-10 | -1.2738e-10 | -7.8614e-11 | -5.7145e-12 | 6.7466e-12 | -8.327e-12 | 0 | 0 | 0 | 0 | 0 | 0 | 0.88642 | 0.89827 | 0.8991 | 0.88642 | 0.89827 | 0.8991 | -0.11193 | -119.8696 | 119.8392 | -0.11193 | -119.8696 | 119.8392
Line8_8_10 | 0 | 0 | 0 | 0 | 0 | 0 | 0 | 0 | 0 | 0 | 0 | 0 | -2.4578e-11 | 1.6537e-10 | -1.9357e-10 | 4.4136e-11 | 5.6937e-12 | 2.9564e-12 | 2.1134e-10 | -1.2738e-10 | -7.8614e-11 | -5.7145e-12 | 6.7466e-12 | -8.327e-12 | 0 | 0 | 0 | 0 | 0 | 0 | 0.88642 | 0.89827 | 0.8991 | 0.88642 | 0.89827 | 0.8991 | -0.11193 | -119.8696 | 119.8392 | -0.11193 | -119.8696 | 119.8392
Line9_3_11 | 0 | 0 | 0 | 0 | 0 | 0 | 0 | 0 | 0 | 0 | 0 | 0 | 6.7703e-11 | 1.3772e-10 | -2.5885e-10 | -5.1454e-11 | -1.1627e-10 | 2.2115e-10 | 2.7338e-10 | -2.1912e-10 | -9.556e-12 | -2.3933e-10 | 1.8802e-10 | 6.555e-12 | 0 | 0 | 0 | 0 | 0 | 0 | 0.898 | 0.89946 | 0.90022 | 0.898 | 0.89946 | 0.90022 | -0.096849 | -119.9962 | 119.9684 | -0.096849 | -119.9962 | 119.9684

## LLG_max_6
name | pf_ikss_a_from_ka | pf_ikss_b_from_ka | pf_ikss_c_from_ka | pf_ikss_a_to_ka | pf_ikss_b_to_ka | pf_ikss_c_to_ka | pf_skss_a_from_mw | pf_skss_b_from_mw | pf_skss_c_from_mw | pf_skss_a_to_mw | pf_skss_b_to_mw | pf_skss_c_to_mw | pf_p_a_from_mw | pf_p_b_from_mw | pf_p_c_from_mw | pf_p_a_to_mw | pf_p_b_to_mw | pf_p_c_to_mw | pf_q_a_from_mvar | pf_q_b_from_mvar | pf_q_c_from_mvar | pf_q_a_to_mvar | pf_q_b_to_mvar | pf_q_c_to_mvar | pf_ikss_a_from_degree | pf_ikss_b_from_degree | pf_ikss_c_from_degree | pf_ikss_a_to_degree | pf_ikss_b_to_degree | pf_ikss_c_to_degree | pf_vm_a_from_pu | pf_vm_b_from_pu | pf_vm_c_from_pu | pf_vm_a_to_pu | pf_vm_b_to_pu | pf_vm_c_to_pu | pf_va_a_from_degree | pf_va_b_from_degree | pf_va_c_from_degree | pf_va_a_to_degree | pf_va_b_to_degree | pf_va_c_to_degree
Line0_1_2 | 0 | 2.5563 | 2.4908 | 0 | 2.5563 | 2.4908 | 0 | 0.59034 | 0.57522 | 0 | 0.59034 | 0.57522 | -5.785e-09 | 0.14008 | 0.29701 | 4.9686e-09 | -0.10506 | -0.22276 | -9.9599e-08 | 0.4901 | 0.38409 | 8.7837e-08 | -0.36757 | -0.28807 | 0 | 161.9848 | 63.5318 | 0 | -18.0152 | -116.4683 | 1.015 | 0.86344 | 0.84408 | 0.96184 | 0.64758 | 0.63306 | -1.7947 | -123.9666 | 115.8176 | -1.7311 | -123.9666 | 115.8176
Line10_11_12 | 0 | 0 | 0 | 0 | 0 | 0 | 0 | 0 | 0 | 0 | 0 | 0 | -3.6745e-09 | -2.227e-08 | 1.7907e-08 | 3.1903e-09 | 1.9141e-08 | -1.4294e-08 | -2.7166e-08 | 1.6109e-08 | 1.0035e-08 | 2.2516e-08 | -1.3654e-08 | -8.5998e-09 | 0 | 0 | 0 | 0 | 0 | 0 | 1.015 | 0.86344 | 0.84408 | 1.015 | 0.86344 | 0.84408 | -1.7947 | -123.9666 | 115.8176 | -1.7947 | -123.9666 | 115.8176
Line11_12_13 | 0 | 0 | 0 | 0 | 0 | 0 | 0 | 0 | 0 | 0 | 0 | 0 | -3.062e-09 | -1.8558e-08 | 1.4922e-08 | 2.5779e-09 | 1.5429e-08 | -1.1309e-08 | -2.2639e-08 | 1.3424e-08 | 8.3627e-09 | 1.7989e-08 | -1.0969e-08 | -6.9272e-09 | 0 | 0 | 0 | 0 | 0 | 0 | 1.015 | 0.86344 | 0.84408 | 1.015 | 0.86344 | 0.84408 | -1.7947 | -123.9666 | 115.8176 | -1.7947 | -123.9666 | 115.8176
Line12_13_15 | 0 | 0 | 0 | 0 | 0 | 0 | 0 | 0 | 0 | 0 | 0 | 0 | -1.8372e-09 | -1.1135e-08 | 8.9535e-09 | 1.3531e-09 | 8.0061e-09 | -5.3403e-09 | -1.3583e-08 | 8.0544e-09 | 5.0176e-09 | 8.9331e-09 | -5.5996e-09 | -3.5821e-09 | 0 | 0 | 0 | 0 | 0 | 0 | 1.015 | 0.86344 | 0.84408 | 1.015 | 0.86344 | 0.84408 | -1.7947 | -123.9666 | 115.8176 | -1.7947 | -123.9666 | 115.8176
Line13_13_14 | 0 | 0 | 0 | 0 | 0 | 0 | 0 | 0 | 0 | 0 | 0 | 0 | -6.1241e-10 | -3.7117e-09 | 2.9845e-09 | 1.2826e-10 | 5.8268e-10 | 6.2866e-10 | -4.5277e-09 | 2.6848e-09 | 1.6725e-09 | -1.2239e-10 | -2.2995e-10 | -2.3701e-10 | 0 | 0 | 0 | 0 | 0 | 0 | 1.015 | 0.86344 | 0.84408 | 1.015 | 0.86344 | 0.84408 | -1.7947 | -123.9666 | 115.8176 | -1.7947 | -123.9666 | 115.8176
Line14_15_16 | 0 | 0 | 0 | 0 | 0 | 0 | 0 | 0 | 0 | 0 | 0 | 0 | -1.2248e-09 | -7.4234e-09 | 5.969e-09 | 7.4067e-10 | 4.2944e-09 | -2.3558e-09 | -9.0555e-09 | 5.3696e-09 | 3.3451e-09 | 4.4053e-09 | -2.9148e-09 | -1.9096e-09 | 0 | 0 | 0 | 0 | 0 | 0 | 1.015 | 0.86344 | 0.84408 | 1.015 | 0.86344 | 0.84408 | -1.7947 | -123.9666 | 115.8176 | -1.7947 | -123.9666 | 115.8176
Line15_16_17 | 0 | 0 | 0 | 0 | 0 | 0 | 0 | 0 | 0 | 0 | 0 | 0 | -6.1241e-10 | -3.7117e-09 | 2.9845e-09 | 1.2826e-10 | 5.8268e-10 | 6.2866e-10 | -4.5277e-09 | 2.6848e-09 | 1.6725e-09 | -1.2239e-10 | -2.2995e-10 | -2.3701e-10 | 0 | 0 | 0 | 0 | 0 | 0 | 1.015 | 0.86344 | 0.84408 | 1.015 | 0.86344 | 0.84408 | -1.7947 | -123.9666 | 115.8176 | -1.7947 | -123.9666 | 115.8176
Line16_4_18 | 0 | 0 | 0 | 0 | 0 | 0 | 0 | 0 | 0 | 0 | 0 | 0 | -5.9204e-10 | -3.7128e-09 | 3.0819e-09 | 7.9749e-11 | 5.4768e-10 | 5.9545e-10 | -4.5657e-09 | 2.7581e-09 | 1.6971e-09 | -1.4235e-10 | -2.4992e-10 | -2.5697e-10 | 0 | 0 | 0 | 0 | 0 | 0 | 1.0282 | 0.87675 | 0.85741 | 1.0282 | 0.87675 | 0.85741 | -2.0609 | -124.246 | 115.5353 | -2.0609 | -124.246 | 115.5353
Line17_5_19 | 0 | 0 | 0 | 0 | 0 | 0 | 0 | 0 | 0 | 0 | 0 | 0 | -6.1241e-10 | -3.7117e-09 | 2.9845e-09 | 1.2826e-10 | 5.8268e-10 | 6.2866e-10 | -4.5277e-09 | 2.6848e-09 | 1.6725e-09 | -1.2239e-10 | -2.2995e-10 | -2.3701e-10 | 0 | 0 | 0 | 0 | 0 | 0 | 1.015 | 0.86344 | 0.84408 | 1.015 | 0.86344 | 0.84408 | -1.7947 | -123.9666 | 115.8176 | -1.7947 | -123.9666 | 115.8176
Line1_1_3 | 0 | 0 | 0 | 0 | 0 | 0 | 0 | 0 | 0 | 0 | 0 | 0 | -4.8993e-09 | -2.9694e-08 | 2.3876e-08 | 4.4151e-09 | 2.6565e-08 | -2.0263e-08 | -3.6222e-08 | 2.1478e-08 | 1.338e-08 | 3.1572e-08 | -1.9024e-08 | -1.1945e-08 | 0 | 0 | 0 | 0 | 0 | 0 | 1.015 | 0.86344 | 0.84408 | 1.015 | 0.86344 | 0.84408 | -1.7947 | -123.9666 | 115.8176 | -1.7947 | -123.9666 | 115.8176
Line2_1_4 | 0.14434 | 0.14434 | 0.14434 | 0.14434 | 0.14434 | 0.14434 | 0.033333 | 0.033333 | 0.033333 | 0.033333 | 0.033333 | 0.033333 | -0.0038782 | -0.0043802 | -0.0043867 | 0.0040865 | 0.0045886 | 0.004595 | -0.033611 | -0.028446 | -0.027792 | 0.034028 | 0.028863 | 0.028209 | 94.7872 | -25.2127 | -145.2128 | -85.2128 | 154.7873 | 34.7872 | 1.015 | 0.86344 | 0.84408 | 1.0282 | 0.87675 | 0.85741 | -1.7947 | -123.9666 | 115.8176 | -2.0609 | -124.246 | 115.5353
Line3_1_5 | 0 | 0 | 0 | 0 | 0 | 0 | 0 | 0 | 0 | 0 | 0 | 0 | -1.2248e-09 | -7.4234e-09 | 5.969e-09 | 7.4067e-10 | 4.2944e-09 | -2.3558e-09 | -9.0555e-09 | 5.3696e-09 | 3.3451e-09 | 4.4053e-09 | -2.9148e-09 | -1.9096e-09 | 0 | 0 | 0 | 0 | 0 | 0 | 1.015 | 0.86344 | 0.84408 | 1.015 | 0.86344 | 0.84408 | -1.7947 | -123.9666 | 115.8176 | -1.7947 | -123.9666 | 115.8176
Line4_2_6 | 0 | 2.5563 | 2.4908 | 0 | 2.5563 | 2.4908 | 0 | 0.59034 | 0.57522 | 0 | 0.59034 | 0.57522 | -4.6594e-09 | 0.10506 | 0.22276 | 4.0113e-09 | -0.070042 | -0.1485 | -8.7949e-08 | 0.36757 | 0.28807 | 7.2855e-08 | -0.24505 | -0.19204 | 0 | 161.9848 | 63.5317 | 0 | -18.0152 | -116.4683 | 0.96184 | 0.64758 | 0.63306 | 0.90865 | 0.43172 | 0.42204 | -1.7311 | -123.9666 | 115.8176 | -1.6601 | -123.9666 | 115.8176
Line5_6_7 | 0 | 2.5563 | 2.4908 | 0 | 2.5563 | 2.4908 | 0 | 0.59034 | 0.57522 | 0 | 0.59034 | 0.57522 | -3.5418e-09 | 0.070042 | 0.1485 | 3.0723e-09 | -0.035021 | -0.074252 | -7.2956e-08 | 0.24505 | 0.19204 | 5.5241e-08 | -0.12252 | -0.096022 | 0 | 161.9848 | 63.5317 | 0 | -18.0152 | -116.4683 | 0.90865 | 0.43172 | 0.42204 | 0.85547 | 0.21586 | 0.21102 | -1.6601 | -123.9666 | 115.8176 | -1.5802 | -123.9666 | 115.8176
Line6_7_8 | 0 | 2.5563 | 2.4908 | 0 | 2.5563 | 2.4908 | 0 | 0.59034 | 0.57522 | 0 | 0.59034 | 0.57522 | -2.4634e-09 | 0.035021 | 0.074252 | 2.1829e-09 | 2.4474e-14 | 1.1165e-14 | -5.5332e-08 | 0.12252 | 0.096022 | 3.5709e-08 | 1.9262e-14 | 1.5546e-14 | 0 | 161.9849 | 63.5317 | 0 | -18.0151 | -116.4683 | 0.85547 | 0.21586 | 0.21102 | 0.80229 | 0 | 0 | -1.5802 | -123.9666 | 115.8176 | -1.4898 | 0 | 0
Line7_8_9 | 0 | 0 | 0 | 0 | 0 | 0 | 0 | 0 | 0 | 0 | 0 | 0 | -7.2765e-10 | 5.9266e-22 | -5.2186e-22 | 7.2765e-10 | 1.6812e-18 | -4.474e-18 | -1.7894e-08 | -1.2284e-21 | -3.7006e-22 | -8.0305e-11 | 1.4568e-17 | 1.0323e-19 | 0 | 0 | 0 | 0 | 0 | 0 | 0.80229 | 0 | 0 | 0.80229 | 0 | 0 | -1.4898 | 0 | 0 | -1.4898 | 0 | 0
Line8_8_10 | 0 | 0 | 0 | 0 | 0 | 0 | 0 | 0 | 0 | 0 | 0 | 0 | -7.2765e-10 | 5.9266e-22 | -5.2186e-22 | 7.2765e-10 | 1.6812e-18 | -4.474e-18 | -1.7894e-08 | -1.2284e-21 | -3.7006e-22 | -8.0305e-11 | 1.4568e-17 | 1.0323e-19 | 0 | 0 | 0 | 0 | 0 | 0 | 0.80229 | 0 | 0 | 0.80229 | 0 | 0 | -1.4898 | 0 | 0 | -1.4898 | 0 | 0
Line9_3_11 | 0 | 0 | 0 | 0 | 0 | 0 | 0 | 0 | 0 | 0 | 0 | 0 | -4.2869e-09 | -2.5982e-08 | 2.0891e-08 | 3.8027e-09 | 2.2853e-08 | -1.7278e-08 | -3.1694e-08 | 1.8794e-08 | 1.1708e-08 | 2.7044e-08 | -1.6339e-08 | -1.0272e-08 | 0 | 0 | 0 | 0 | 0 | 0 | 1.015 | 0.86344 | 0.84408 | 1.015 | 0.86344 | 0.84408 | -1.7947 | -123.9666 | 115.8176 | -1.7947 | -123.9666 | 115.8176

## LLG_max_10
name | pf_ikss_a_from_ka | pf_ikss_b_from_ka | pf_ikss_c_from_ka | pf_ikss_a_to_ka | pf_ikss_b_to_ka | pf_ikss_c_to_ka | pf_skss_a_from_mw | pf_skss_b_from_mw | pf_skss_c_from_mw | pf_skss_a_to_mw | pf_skss_b_to_mw | pf_skss_c_to_mw | pf_p_a_from_mw | pf_p_b_from_mw | pf_p_c_from_mw | pf_p_a_to_mw | pf_p_b_to_mw | pf_p_c_to_mw | pf_q_a_from_mvar | pf_q_b_from_mvar | pf_q_c_from_mvar | pf_q_a_to_mvar | pf_q_b_to_mvar | pf_q_c_to_mvar | pf_ikss_a_from_degree | pf_ikss_b_from_degree | pf_ikss_c_from_degree | pf_ikss_a_to_degree | pf_ikss_b_to_degree | pf_ikss_c_to_degree | pf_vm_a_from_pu | pf_vm_b_from_pu | pf_vm_c_from_pu | pf_vm_a_to_pu | pf_vm_b_to_pu | pf_vm_c_to_pu | pf_va_a_from_degree | pf_va_b_from_degree | pf_va_c_from_degree | pf_va_a_to_degree | pf_va_b_to_degree | pf_va_c_to_degree
Line0_1_2 | 0 | 2.6541 | 2.5835 | 0 | 2.6541 | 2.5835 | 0 | 0.61293 | 0.59664 | 0 | 0.61293 | 0.59664 | -6.3927e-09 | 0.1511 | 0.31965 | 5.4807e-09 | -0.11332 | -0.23973 | -1.0948e-07 | 0.52827 | 0.41321 | 9.6459e-08 | -0.39621 | -0.30991 | 0 | 161.8456 | 63.385 | 0 | -18.1544 | -116.615 | 1.0614 | 0.89644 | 0.87559 | 1.0062 | 0.67233 | 0.6567 | -1.8595 | -124.1162 | 115.661 | -1.7939 | -124.1162 | 115.661
Line10_11_12 | 0 | 0 | 0 | 0 | 0 | 0 | 0 | 0 | 0 | 0 | 0 | 0 | -4.1651e-09 | -2.5137e-08 | 2.0193e-08 | 3.6189e-09 | 2.1607e-08 | -1.6117e-08 | -3.0886e-08 | 1.8196e-08 | 1.1297e-08 | 2.5599e-08 | -1.5423e-08 | -9.6809e-09 | 0 | 0 | 0 | 0 | 0 | 0 | 1.0614 | 0.89644 | 0.87559 | 1.0614 | 0.89644 | 0.87559 | -1.8595 | -124.1162 | 115.661 | -1.8595 | -124.1162 | 115.661
Line11_12_13 | 0 | 0 | 0 | 0 | 0 | 0 | 0 | 0 | 0 | 0 | 0 | 0 | -3.4709e-09 | -2.0947e-08 | 1.6828e-08 | 2.9247e-09 | 1.7418e-08 | -1.2752e-08 | -2.5738e-08 | 1.5163e-08 | 9.4138e-09 | 2.0452e-08 | -1.239e-08 | -7.7982e-09 | 0 | 0 | 0 | 0 | 0 | 0 | 1.0614 | 0.89644 | 0.87559 | 1.0614 | 0.89644 | 0.87559 | -1.8595 | -124.1162 | 115.661 | -1.8595 | -124.1162 | 115.661
Line12_13_15 | 0 | 0 | 0 | 0 | 0 | 0 | 0 | 0 | 0 | 0 | 0 | 0 | -2.0825e-09 | -1.2568e-08 | 1.0097e-08 | 1.5364e-09 | 9.0386e-09 | -6.0207e-09 | -1.5443e-08 | 9.0979e-09 | 5.6483e-09 | 1.0156e-08 | -6.3248e-09 | -4.0327e-09 | 0 | 0 | 0 | 0 | 0 | 0 | 1.0614 | 0.89644 | 0.87559 | 1.0614 | 0.89644 | 0.87559 | -1.8595 | -124.1162 | 115.661 | -1.8595 | -124.1162 | 115.661
Line13_13_14 | 0 | 0 | 0 | 0 | 0 | 0 | 0 | 0 | 0 | 0 | 0 | 0 | -6.9418e-10 | -4.1894e-09 | 3.3655e-09 | 1.4802e-10 | 6.5976e-10 | 7.1034e-10 | -5.1476e-09 | 3.0326e-09 | 1.8828e-09 | -1.3891e-10 | -2.5953e-10 | -2.6719e-10 | 0 | 0 | 0 | 0 | 0 | 0 | 1.0614 | 0.89644 | 0.87559 | 1.0614 | 0.89644 | 0.87559 | -1.8595 | -124.1162 | 115.661 | -1.8595 | -124.1162 | 115.661
Line14_15_16 | 0 | 0 | 0 | 0 | 0 | 0 | 0 | 0 | 0 | 0 | 0 | 0 | -1.3884e-09 | -8.3789e-09 | 6.731e-09 | 8.422e-10 | 4.8492e-09 | -2.6552e-09 | -1.0295e-08 | 6.0653e-09 | 3.7655e-09 | 5.0087e-09 | -3.2922e-09 | -2.1499e-09 | 0 | 0 | 0 | 0 | 0 | 0 | 1.0614 | 0.89644 | 0.87559 | 1.0614 | 0.89644 | 0.87559 | -1.8595 | -124.1162 | 115.661 | -1.8595 | -124.1162 | 115.661
Line15_16_17 | 0 | 0 | 0 | 0 | 0 | 0 | 0 | 0 | 0 | 0 | 0 | 0 | -6.9418e-10 | -4.1894e-09 | 3.3655e-09 | 1.4802e-10 | 6.5976e-10 | 7.1034e-10 | -5.1476e-09 | 3.0326e-09 | 1.8828e-09 | -1.3891e-10 | -2.5953e-10 | -2.6719e-10 | 0 | 0 | 0 | 0 | 0 | 0 | 1.0614 | 0.89644 | 0.87559 | 1.0614 | 0.89644 | 0.87559 | -1.8595 | -124.1162 | 115.661 | -1.8595 | -124.1162 | 115.661
Line16_4_18 | 0 | 0 | 0 | 0 | 0 | 0 | 0 | 0 | 0 | 0 | 0 | 0 | -6.7401e-10 | -4.1928e-09 | 3.4693e-09 | 9.738e-11 | 6.2385e-10 | 6.7635e-10 | -5.1897e-09 | 3.1114e-09 | 1.9088e-09 | -1.5983e-10 | -2.8044e-10 | -2.881e-10 | 0 | 0 | 0 | 0 | 0 | 0 | 1.0745 | 0.90977 | 0.88894 | 1.0745 | 0.90977 | 0.88894 | -2.1134 | -124.3832 | 115.3911 | -2.1134 | -124.3832 | 115.3911
Line17_5_19 | 0 | 0 | 0 | 0 | 0 | 0 | 0 | 0 | 0 | 0 | 0 | 0 | -6.9418e-10 | -4.1894e-09 | 3.3655e-09 | 1.4802e-10 | 6.5976e-10 | 7.1034e-10 | -5.1476e-09 | 3.0326e-09 | 1.8828e-09 | -1.3891e-10 | -2.5953e-10 | -2.6719e-10 | 0 | 0 | 0 | 0 | 0 | 0 | 1.0614 | 0.89644 | 0.87559 | 1.0614 | 0.89644 | 0.87559 | -1.8595 | -124.1162 | 115.661 | -1.8595 | -124.1162 | 115.661
Line1_1_3 | 0 | 0 | 0 | 0 | 0 | 0 | 0 | 0 | 0 | 0 | 0 | 0 | -5.5534e-09 | -3.3516e-08 | 2.6924e-08 | 5.0073e-09 | 2.9986e-08 | -2.2848e-08 | -4.1181e-08 | 2.4261e-08 | 1.5062e-08 | 3.5894e-08 | -2.1488e-08 | -1.3446e-08 | 0 | 0 | 0 | 0 | 0 | 0 | 1.0614 | 0.89644 | 0.87559 | 1.0614 | 0.89644 | 0.87559 | -1.8595 | -124.1162 | 115.661 | -1.8595 | -124.1162 | 115.661
Line2_1_4 | 0.14434 | 0.14434 | 0.14434 | 0.14434 | 0.14434 | 0.14434 | 0.033333 | 0.033333 | 0.033333 | 0.033333 | 0.033333 | 0.033333 | -0.0040949 | -0.0046246 | -0.0046291 | 0.0043032 | 0.0048329 | 0.0048374 | -0.035142 | -0.029521 | -0.028817 | 0.035558 | 0.029938 | 0.029234 | 94.7869 | -25.2131 | -145.2131 | -85.2131 | 154.7869 | 34.7869 | 1.0614 | 0.89644 | 0.87559 | 1.0745 | 0.90977 | 0.88894 | -1.8595 | -124.1162 | 115.661 | -2.1134 | -124.3832 | 115.3911
Line3_1_5 | 0 | 0 | 0 | 0 | 0 | 0 | 0 | 0 | 0 | 0 | 0 | 0 | -1.3884e-09 | -8.3789e-09 | 6.731e-09 | 8.422e-10 | 4.8492e-09 | -2.6552e-09 | -1.0295e-08 | 6.0653e-09 | 3.7655e-09 | 5.0087e-09 | -3.2922e-09 | -2.1499e-09 | 0 | 0 | 0 | 0 | 0 | 0 | 1.0614 | 0.89644 | 0.87559 | 1.0614 | 0.89644 | 0.87559 | -1.8595 | -124.1162 | 115.661 | -1.8595 | -124.1162 | 115.661
Line4_2_6 | 0 | 2.6541 | 2.5835 | 0 | 2.6541 | 2.5835 | 0 | 0.61293 | 0.59664 | 0 | 0.61293 | 0.59664 | -5.1366e-09 | 0.11332 | 0.23973 | 4.4139e-09 | -0.075549 | -0.15982 | -9.6586e-08 | 0.39621 | 0.30991 | 7.9962e-08 | -0.26414 | -0.20661 | 0 | 161.8456 | 63.385 | 0 | -18.1544 | -116.615 | 1.0062 | 0.67233 | 0.6567 | 0.95101 | 0.44822 | 0.4378 | -1.7939 | -124.1162 | 115.661 | -1.7208 | -124.1162 | 115.661
Line5_6_7 | 0 | 2.6541 | 2.5835 | 0 | 2.6541 | 2.5835 | 0 | 0.61293 | 0.59664 | 0 | 0.61293 | 0.59664 | -3.8961e-09 | 0.075549 | 0.15982 | 3.3741e-09 | -0.037775 | -0.079911 | -8.0077e-08 | 0.26414 | 0.20661 | 6.0618e-08 | -0.13207 | -0.1033 | 0 | 161.8456 | 63.385 | 0 | -18.1544 | -116.615 | 0.95101 | 0.44822 | 0.4378 | 0.89583 | 0.22411 | 0.2189 | -1.7208 | -124.1162 | 115.661 | -1.6385 | -124.1162 | 115.661
Line6_7_8 | 0 | 2.6541 | 2.5835 | 0 | 2.6541 | 2.5835 | 0 | 0.61293 | 0.59664 | 0 | 0.61293 | 0.59664 | -2.7049e-09 | 0.037775 | 0.079911 | 2.3946e-09 | 7.1091e-14 | 3.2186e-14 | -6.0722e-08 | 0.13207 | 0.1033 | 3.9194e-08 | -3.6845e-14 | -5.0925e-14 | 0 | 161.8456 | 63.385 | 0 | -18.1544 | -116.615 | 0.89583 | 0.22411 | 0.2189 | 0.84064 | 0 | 0 | -1.6385 | -124.1162 | 115.661 | -1.5455 | 0 | 0
Line7_8_9 | 0 | 0 | 0 | 0 | 0 | 0 | 0 | 0 | 0 | 0 | 0 | 0 | -7.982e-10 | -2.2718e-21 | -4.6582e-22 | 7.982e-10 | 1.8549e-18 | -4.9171e-18 | -1.9643e-08 | -2.7134e-21 | 1.9804e-21 | -9.145e-11 | 1.5991e-17 | 1.2037e-19 | 0 | 0 | 0 | 0 | 0 | 0 | 0.84064 | 0 | 0 | 0.84064 | 0 | 0 | -1.5455 | 0 | 0 | -1.5455 | 0 | 0
Line8_8_10 | 0 | 0 | 0 | 0 | 0 | 0 | 0 | 0 | 0 | 0 | 0 | 0 | -7.982e-10 | -2.2718e-21 | -4.6582e-22 | 7.982e-10 | 1.8549e-18 | -4.9171e-18 | -1.9643e-08 | -2.7134e-21 | 1.9804e-21 | -9.145e-11 | 1.5991e-17 | 1.2037e-19 | 0 | 0 | 0 | 0 | 0 | 0 | 0.84064 | 0 | 0 | 0.84064 | 0 | 0 | -1.5455 | 0 | 0 | -1.5455 | 0 | 0
Line9_3_11 | 0 | 0 | 0 | 0 | 0 | 0 | 0 | 0 | 0 | 0 | 0 | 0 | -4.8592e-09 | -2.9326e-08 | 2.3559e-08 | 4.3131e-09 | 2.5796e-08 | -1.9483e-08 | -3.6033e-08 | 2.1228e-08 | 1.3179e-08 | 3.0747e-08 | -1.8455e-08 | -1.1564e-08 | 0 | 0 | 0 | 0 | 0 | 0 | 1.0614 | 0.89644 | 0.87559 | 1.0614 | 0.89644 | 0.87559 | -1.8595 | -124.1162 | 115.661 | -1.8595 | -124.1162 | 115.661

## LLG_max_fault_6
name | pf_ikss_a_from_ka | pf_ikss_b_from_ka | pf_ikss_c_from_ka | pf_ikss_a_to_ka | pf_ikss_b_to_ka | pf_ikss_c_to_ka | pf_skss_a_from_mw | pf_skss_b_from_mw | pf_skss_c_from_mw | pf_skss_a_to_mw | pf_skss_b_to_mw | pf_skss_c_to_mw | pf_p_a_from_mw | pf_p_b_from_mw | pf_p_c_from_mw | pf_p_a_to_mw | pf_p_b_to_mw | pf_p_c_to_mw | pf_q_a_from_mvar | pf_q_b_from_mvar | pf_q_c_from_mvar | pf_q_a_to_mvar | pf_q_b_to_mvar | pf_q_c_to_mvar | pf_ikss_a_from_degree | pf_ikss_b_from_degree | pf_ikss_c_from_degree | pf_ikss_a_to_degree | pf_ikss_b_to_degree | pf_ikss_c_to_degree | pf_vm_a_from_pu | pf_vm_b_from_pu | pf_vm_c_from_pu | pf_vm_a_to_pu | pf_vm_b_to_pu | pf_vm_c_to_pu | pf_va_a_from_degree | pf_va_b_from_degree | pf_va_c_from_degree | pf_va_a_to_degree | pf_va_b_to_degree | pf_va_c_to_degree
Line0_1_2 | 0 | 0.034343 | 0.034277 | 0 | 0.034343 | 0.034277 | 0 | 0.0079313 | 0.0079159 | 0 | 0.0079313 | 0.0079159 | -8.4482e-11 | 0.0059269 | 0.0059312 | 5.4945e-11 | -0.0059195 | -0.005917 | -1.0066e-09 | 0.0059906 | 0.0059538 | 9.3634e-10 | -0.0059672 | -0.005934 | 0 | -165.4292 | 74.8016 | 0 | 14.5708 | -105.1984 | 1.0642 | 1.0625 | 1.0617 | 1.0637 | 1.0598 | 1.0586 | -0.026827 | -120.1232 | 119.9107 | -0.036196 | -120.1991 | 119.8837
Line10_11_12 | 0 | 0 | 0 | 0 | 0 | 0 | 0 | 0 | 0 | 0 | 0 | 0 | 2.0069e-10 | 1.1849e-10 | 5.7784e-10 | -2.226e-10 | -1.475e-10 | -5.2693e-10 | -2.6612e-10 | 3.0534e-10 | 6.2807e-11 | 2.1985e-10 | -2.6325e-10 | -5.8711e-11 | 0 | 0 | 0 | 0 | 0 | 0 | 1.0642 | 1.0625 | 1.0617 | 1.0642 | 1.0625 | 1.0617 | -0.026827 | -120.1232 | 119.9107 | -0.026827 | -120.1232 | 119.9107
Line11_12_13 | 0 | 0 | 0 | 0 | 0 | 0 | 0 | 0 | 0 | 0 | 0 | 0 | 1.6724e-10 | 9.8745e-11 | 4.8154e-10 | -1.8915e-10 | -1.2775e-10 | -4.3063e-10 | -2.2176e-10 | 2.5445e-10 | 5.234e-11 | 1.7549e-10 | -2.1236e-10 | -4.8243e-11 | 0 | 0 | 0 | 0 | 0 | 0 | 1.0642 | 1.0625 | 1.0617 | 1.0642 | 1.0625 | 1.0617 | -0.026827 | -120.1232 | 119.9107 | -0.026827 | -120.1232 | 119.9107
Line12_13_15 | 0 | 0 | 0 | 0 | 0 | 0 | 0 | 0 | 0 | 0 | 0 | 0 | 1.0035e-10 | 5.9247e-11 | 2.8892e-10 | -1.2226e-10 | -8.8248e-11 | -2.3801e-10 | -1.3306e-10 | 1.5267e-10 | 3.1404e-11 | 8.6788e-11 | -1.1058e-10 | -2.7308e-11 | 0 | 0 | 0 | 0 | 0 | 0 | 1.0642 | 1.0625 | 1.0617 | 1.0642 | 1.0625 | 1.0617 | -0.026827 | -120.1232 | 119.9107 | -0.026827 | -120.1232 | 119.9107
Line13_13_14 | 0 | 0 | 0 | 0 | 0 | 0 | 0 | 0 | 0 | 0 | 0 | 0 | 3.3449e-11 | 1.9749e-11 | 9.6307e-11 | -5.5358e-11 | -4.875e-11 | -4.5397e-11 | -4.4353e-11 | 5.089e-11 | 1.0468e-11 | -1.9184e-12 | -8.7973e-12 | -6.3717e-12 | 0 | 0 | 0 | 0 | 0 | 0 | 1.0642 | 1.0625 | 1.0617 | 1.0642 | 1.0625 | 1.0617 | -0.026827 | -120.1232 | 119.9107 | -0.026827 | -120.1232 | 119.9107
Line14_15_16 | 0 | 0 | 0 | 0 | 0 | 0 | 0 | 0 | 0 | 0 | 0 | 0 | 6.6898e-11 | 3.9498e-11 | 1.9261e-10 | -8.8807e-11 | -6.8499e-11 | -1.417e-10 | -8.8706e-11 | 1.0178e-10 | 2.0936e-11 | 4.2435e-11 | -5.9687e-11 | -1.684e-11 | 0 | 0 | 0 | 0 | 0 | 0 | 1.0642 | 1.0625 | 1.0617 | 1.0642 | 1.0625 | 1.0617 | -0.026827 | -120.1232 | 119.9107 | -0.026827 | -120.1232 | 119.9107
Line15_16_17 | 0 | 0 | 0 | 0 | 0 | 0 | 0 | 0 | 0 | 0 | 0 | 0 | 3.3449e-11 | 1.9749e-11 | 9.6307e-11 | -5.5358e-11 | -4.875e-11 | -4.5397e-11 | -4.4353e-11 | 5.089e-11 | 1.0468e-11 | -1.9183e-12 | -8.7973e-12 | -6.3717e-12 | 0 | 0 | 0 | 0 | 0 | 0 | 1.0642 | 1.0625 | 1.0617 | 1.0642 | 1.0625 | 1.0617 | -0.026827 | -120.1232 | 119.9107 | -0.026827 | -120.1232 | 119.9107
Line16_4_18 | 0 | 0 | 0 | 0 | 0 | 0 | 0 | 0 | 0 | 0 | 0 | 0 | 8.5007e-11 | 7.1558e-11 | 1.488e-10 | -1.0741e-10 | -1.0071e-10 | -9.7251e-11 | -2.4849e-11 | 7.1507e-11 | 3.0233e-11 | -2.1881e-11 | -2.876e-11 | -2.6334e-11 | 0 | 0 | 0 | 0 | 0 | 0 | 1.0772 | 1.0755 | 1.0747 | 1.0772 | 1.0755 | 1.0747 | -0.3023 | -120.398 | 119.6353 | -0.3023 | -120.398 | 119.6353
Line17_5_19 | 0 | 0 | 0 | 0 | 0 | 0 | 0 | 0 | 0 | 0 | 0 | 0 | 3.3449e-11 | 1.9749e-11 | 9.6307e-11 | -5.5358e-11 | -4.875e-11 | -4.5397e-11 | -4.4353e-11 | 5.089e-11 | 1.0468e-11 | -1.9184e-12 | -8.7973e-12 | -6.3717e-12 | 0 | 0 | 0 | 0 | 0 | 0 | 1.0642 | 1.0625 | 1.0617 | 1.0642 | 1.0625 | 1.0617 | -0.026827 | -120.1232 | 119.9107 | -0.026827 | -120.1232 | 119.9107
Line1_1_3 | 0 | 0 | 0 | 0 | 0 | 0 | 0 | 0 | 0 | 0 | 0 | 0 | 2.6759e-10 | 1.5799e-10 | 7.7046e-10 | -2.895e-10 | -1.8699e-10 | -7.1955e-10 | -3.5482e-10 | 4.0712e-10 | 8.3743e-11 | 3.0855e-10 | -3.6502e-10 | -7.9647e-11 | 0 | 0 | 0 | 0 | 0 | 0 | 1.0642 | 1.0625 | 1.0617 | 1.0642 | 1.0625 | 1.0617 | -0.026827 | -120.1232 | 119.9107 | -0.026827 | -120.1232 | 119.9107
Line2_1_4 | 0.14434 | 0.14434 | 0.14434 | 0.14434 | 0.14434 | 0.14434 | 0.033333 | 0.033333 | 0.033333 | 0.033333 | 0.033333 | 0.033333 | -0.002977 | -0.0030316 | -0.0030084 | 0.0031853 | 0.00324 | 0.0032167 | -0.035348 | -0.035287 | -0.035261 | 0.035764 | 0.035704 | 0.035677 | 94.7872 | -25.2128 | -145.2128 | -85.2128 | 154.7872 | 34.7872 | 1.0642 | 1.0625 | 1.0617 | 1.0772 | 1.0755 | 1.0747 | -0.026827 | -120.1232 | 119.9107 | -0.3023 | -120.398 | 119.6353
Line3_1_5 | 0 | 0 | 0 | 0 | 0 | 0 | 0 | 0 | 0 | 0 | 0 | 0 | 6.6898e-11 | 3.9498e-11 | 1.9261e-10 | -8.8807e-11 | -6.8499e-11 | -1.417e-10 | -8.8706e-11 | 1.0178e-10 | 2.0936e-11 | 4.2435e-11 | -5.9687e-11 | -1.684e-11 | 0 | 0 | 0 | 0 | 0 | 0 | 1.0642 | 1.0625 | 1.0617 | 1.0642 | 1.0625 | 1.0617 | -0.026827 | -120.1232 | 119.9107 | -0.026827 | -120.1232 | 119.9107
Line4_2_6 | 0 | 0.034343 | 0.034277 | 0 | 0.034343 | 0.034277 | 0 | 0.0079313 | 0.0079159 | 0 | 0.0079313 | 0.0079159 | -1.0822e-10 | 0.0059195 | 0.005917 | 6.3155e-11 | -0.0059121 | -0.0059029 | -9.3893e-10 | 0.0059672 | 0.005934 | 8.2174e-10 | -0.0059439 | -0.0059142 | 0 | -165.4292 | 74.8016 | 0 | 14.5708 | -105.1984 | 1.0637 | 1.0598 | 1.0586 | 1.0631 | 1.057 | 1.0556 | -0.036196 | -120.1991 | 119.8837 | -0.045575 | -120.2754 | 119.8565
Line5_6_7 | 0 | 0.034343 | 0.034277 | 0 | 0.034343 | 0.034277 | 0 | 0.0079313 | 0.0079159 | 0 | 0.0079313 | 0.0079159 | -1.1435e-10 | 0.0059121 | 0.0059029 | 5.3757e-11 | -0.0059047 | -0.0058887 | -8.25e-10 | 0.0059439 | 0.0059142 | 6.6096e-10 | -0.0059206 | -0.0058944 | 0 | -165.4292 | 74.8016 | 0 | 14.5708 | -105.1984 | 1.0631 | 1.057 | 1.0556 | 1.0626 | 1.0543 | 1.0525 | -0.045575 | -120.2754 | 119.8565 | -0.054963 | -120.3521 | 119.8291
Line6_7_8 | 0 | 0.034343 | 0.034277 | 0 | 0.034343 | 0.034277 | 0 | 0.0079313 | 0.0079159 | 0 | 0.0079313 | 0.0079159 | -1.0287e-10 | 0.0059047 | 0.0058887 | 2.6754e-11 | -0.0058973 | -0.0058745 | -6.6488e-10 | 0.0059206 | 0.0058944 | 4.5408e-10 | -0.0058973 | -0.0058745 | 0 | -165.4292 | 74.8016 | 0 | 14.5708 | -105.1984 | 1.0626 | 1.0543 | 1.0525 | 1.0621 | 1.0515 | 1.0495 | -0.054963 | -120.3521 | 119.8291 | -0.064361 | -120.4292 | 119.8016
Line7_8_9 | 0 | 0 | 0 | 0 | 0 | 0 | 0 | 0 | 0 | 0 | 0 | 0 | -3.6893e-11 | -1.5176e-10 | 2.399e-10 | -4.7032e-11 | -6.0719e-12 | 1.8579e-12 | -2.2934e-10 | 2.191e-10 | 5.7184e-11 | -4.5932e-12 | -3.0328e-11 | -1.399e-11 | 0 | 0 | 0 | 0 | 0 | 0 | 1.0621 | 1.0515 | 1.0495 | 1.0621 | 1.0515 | 1.0495 | -0.064361 | -120.4292 | 119.8016 | -0.064361 | -120.4292 | 119.8016
Line8_8_10 | 0 | 0 | 0 | 0 | 0 | 0 | 0 | 0 | 0 | 0 | 0 | 0 | -3.6893e-11 | -1.5176e-10 | 2.399e-10 | -4.7032e-11 | -6.0719e-12 | 1.8579e-12 | -2.2934e-10 | 2.191e-10 | 5.7184e-11 | -4.5932e-12 | -3.0328e-11 | -1.399e-11 | 0 | 0 | 0 | 0 | 0 | 0 | 1.0621 | 1.0515 | 1.0495 | 1.0621 | 1.0515 | 1.0495 | -0.064361 | -120.4292 | 119.8016 | -0.064361 | -120.4292 | 119.8016
Line9_3_11 | 0 | 0 | 0 | 0 | 0 | 0 | 0 | 0 | 0 | 0 | 0 | 0 | 2.3414e-10 | 1.3824e-10 | 6.7415e-10 | -2.5605e-10 | -1.6724e-10 | -6.2324e-10 | -3.1047e-10 | 3.5623e-10 | 7.3275e-11 | 2.642e-10 | -3.1413e-10 | -6.9179e-11 | 0 | 0 | 0 | 0 | 0 | 0 | 1.0642 | 1.0625 | 1.0617 | 1.0642 | 1.0625 | 1.0617 | -0.026827 | -120.1232 | 119.9107 | -0.026827 | -120.1232 | 119.9107

## LLG_max_fault_10
name | pf_ikss_a_from_ka | pf_ikss_b_from_ka | pf_ikss_c_from_ka | pf_ikss_a_to_ka | pf_ikss_b_to_ka | pf_ikss_c_to_ka | pf_skss_a_from_mw | pf_skss_b_from_mw | pf_skss_c_from_mw | pf_skss_a_to_mw | pf_skss_b_to_mw | pf_skss_c_to_mw | pf_p_a_from_mw | pf_p_b_from_mw | pf_p_c_from_mw | pf_p_a_to_mw | pf_p_b_to_mw | pf_p_c_to_mw | pf_q_a_from_mvar | pf_q_b_from_mvar | pf_q_c_from_mvar | pf_q_a_to_mvar | pf_q_b_to_mvar | pf_q_c_to_mvar | pf_ikss_a_from_degree | pf_ikss_b_from_degree | pf_ikss_c_from_degree | pf_ikss_a_to_degree | pf_ikss_b_to_degree | pf_ikss_c_to_degree | pf_vm_a_from_pu | pf_vm_b_from_pu | pf_vm_c_from_pu | pf_vm_a_to_pu | pf_vm_b_to_pu | pf_vm_c_to_pu | pf_va_a_from_degree | pf_va_b_from_degree | pf_va_c_from_degree | pf_va_a_to_degree | pf_va_b_to_degree | pf_va_c_to_degree
Line0_1_2 | 0 | 0.035975 | 0.035904 | 0 | 0.035975 | 0.035904 | 0 | 0.0083081 | 0.0082918 | 0 | 0.0083081 | 0.0082918 | -1.0008e-10 | 0.0065036 | 0.0065078 | 6.6521e-11 | -0.0064955 | -0.0064923 | -1.1186e-09 | 0.0065734 | 0.0065326 | 1.039e-09 | -0.0065478 | -0.0065109 | 0 | -165.435 | 74.7974 | 0 | 14.565 | -105.2026 | 1.1148 | 1.113 | 1.1121 | 1.1143 | 1.1101 | 1.1089 | -0.028087 | -120.129 | 119.9065 | -0.037455 | -120.2049 | 119.8794
Line10_11_12 | 0 | 0 | 0 | 0 | 0 | 0 | 0 | 0 | 0 | 0 | 0 | 0 | 2.1284e-10 | 1.1837e-10 | 6.4641e-10 | -2.3803e-10 | -1.5171e-10 | -5.8789e-10 | -3.0595e-10 | 3.5099e-10 | 7.218e-11 | 2.5276e-10 | -3.026e-10 | -6.7472e-11 | 0 | 0 | 0 | 0 | 0 | 0 | 1.1148 | 1.113 | 1.1121 | 1.1148 | 1.113 | 1.1121 | -0.028087 | -120.129 | 119.9065 | -0.028087 | -120.129 | 119.9065
Line11_12_13 | 0 | 0 | 0 | 0 | 0 | 0 | 0 | 0 | 0 | 0 | 0 | 0 | 1.7737e-10 | 9.8644e-11 | 5.3868e-10 | -2.0256e-10 | -1.3198e-10 | -4.8015e-10 | -2.5496e-10 | 2.9249e-10 | 6.015e-11 | 2.0176e-10 | -2.441e-10 | -5.5442e-11 | 0 | 0 | 0 | 0 | 0 | 0 | 1.1148 | 1.113 | 1.1121 | 1.1148 | 1.113 | 1.1121 | -0.028087 | -120.129 | 119.9065 | -0.028087 | -120.129 | 119.9065
Line12_13_15 | 0 | 0 | 0 | 0 | 0 | 0 | 0 | 0 | 0 | 0 | 0 | 0 | 1.0642e-10 | 5.9187e-11 | 3.2321e-10 | -1.3161e-10 | -9.2522e-11 | -2.6468e-10 | -1.5298e-10 | 1.7549e-10 | 3.609e-11 | 9.978e-11 | -1.271e-10 | -3.1382e-11 | 0 | 0 | 0 | 0 | 0 | 0 | 1.1148 | 1.113 | 1.1121 | 1.1148 | 1.113 | 1.1121 | -0.028087 | -120.129 | 119.9065 | -0.028087 | -120.129 | 119.9065
Line13_13_14 | 0 | 0 | 0 | 0 | 0 | 0 | 0 | 0 | 0 | 0 | 0 | 0 | 3.5474e-11 | 1.9729e-11 | 1.0774e-10 | -6.066e-11 | -5.3065e-11 | -4.9213e-11 | -5.0992e-11 | 5.8498e-11 | 1.203e-11 | -2.2043e-12 | -1.0109e-11 | -7.3224e-12 | 0 | 0 | 0 | 0 | 0 | 0 | 1.1148 | 1.113 | 1.1121 | 1.1148 | 1.113 | 1.1121 | -0.028087 | -120.129 | 119.9065 | -0.028087 | -120.129 | 119.9065
Line14_15_16 | 0 | 0 | 0 | 0 | 0 | 0 | 0 | 0 | 0 | 0 | 0 | 0 | 7.0948e-11 | 3.9458e-11 | 2.1547e-10 | -9.6134e-11 | -7.2793e-11 | -1.5695e-10 | -1.0198e-10 | 1.17e-10 | 2.406e-11 | 4.8788e-11 | -6.8607e-11 | -1.9352e-11 | 0 | 0 | 0 | 0 | 0 | 0 | 1.1148 | 1.113 | 1.1121 | 1.1148 | 1.113 | 1.1121 | -0.028087 | -120.129 | 119.9065 | -0.028087 | -120.129 | 119.9065
Line15_16_17 | 0 | 0 | 0 | 0 | 0 | 0 | 0 | 0 | 0 | 0 | 0 | 0 | 3.5474e-11 | 1.9729e-11 | 1.0774e-10 | -6.066e-11 | -5.3065e-11 | -4.9213e-11 | -5.0992e-11 | 5.8498e-11 | 1.203e-11 | -2.2042e-12 | -1.0109e-11 | -7.3224e-12 | 0 | 0 | 0 | 0 | 0 | 0 | 1.1148 | 1.113 | 1.1121 | 1.1148 | 1.113 | 1.1121 | -0.028087 | -120.129 | 119.9065 | -0.028087 | -120.129 | 119.9065
Line16_4_18 | 0 | 0 | 0 | 0 | 0 | 0 | 0 | 0 | 0 | 0 | 0 | 0 | 8.9427e-11 | 7.3957e-11 | 1.6272e-10 | -1.1515e-10 | -1.0746e-10 | -1.0349e-10 | -3.0581e-11 | 8.013e-11 | 3.2726e-11 | -2.3117e-11 | -3.1022e-11 | -2.8236e-11 | 0 | 0 | 0 | 0 | 0 | 0 | 1.1278 | 1.126 | 1.1251 | 1.1278 | 1.126 | 1.1251 | -0.29118 | -120.3914 | 119.6435 | -0.29118 | -120.3914 | 119.6435
Line17_5_19 | 0 | 0 | 0 | 0 | 0 | 0 | 0 | 0 | 0 | 0 | 0 | 0 | 3.5474e-11 | 1.9729e-11 | 1.0774e-10 | -6.066e-11 | -5.3065e-11 | -4.9213e-11 | -5.0992e-11 | 5.8498e-11 | 1.203e-11 | -2.2043e-12 | -1.0109e-11 | -7.3224e-12 | 0 | 0 | 0 | 0 | 0 | 0 | 1.1148 | 1.113 | 1.1121 | 1.1148 | 1.113 | 1.1121 | -0.028087 | -120.129 | 119.9065 | -0.028087 | -120.129 | 119.9065
Line1_1_3 | 0 | 0 | 0 | 0 | 0 | 0 | 0 | 0 | 0 | 0 | 0 | 0 | 2.8379e-10 | 1.5783e-10 | 8.6188e-10 | -3.0898e-10 | -1.9117e-10 | -8.0336e-10 | -4.0794e-10 | 4.6798e-10 | 9.6239e-11 | 3.5474e-10 | -4.1959e-10 | -9.1532e-11 | 0 | 0 | 0 | 0 | 0 | 0 | 1.1148 | 1.113 | 1.1121 | 1.1148 | 1.113 | 1.1121 | -0.028087 | -120.129 | 119.9065 | -0.028087 | -120.129 | 119.9065
Line2_1_4 | 0.14434 | 0.14434 | 0.14434 | 0.14434 | 0.14434 | 0.14434 | 0.033333 | 0.033333 | 0.033333 | 0.033333 | 0.033333 | 0.033333 | -0.0031193 | -0.0031792 | -0.0031537 | 0.0033276 | 0.0033876 | 0.003362 | -0.03703 | -0.036964 | -0.036935 | 0.037447 | 0.03738 | 0.037351 | 94.7869 | -25.2131 | -145.2131 | -85.2131 | 154.7869 | 34.7869 | 1.1148 | 1.113 | 1.1121 | 1.1278 | 1.126 | 1.1251 | -0.028087 | -120.129 | 119.9065 | -0.29118 | -120.3914 | 119.6435
Line3_1_5 | 0 | 0 | 0 | 0 | 0 | 0 | 0 | 0 | 0 | 0 | 0 | 0 | 7.0948e-11 | 3.9458e-11 | 2.1547e-10 | -9.6134e-11 | -7.2793e-11 | -1.5695e-10 | -1.0198e-10 | 1.17e-10 | 2.406e-11 | 4.8788e-11 | -6.8607e-11 | -1.9352e-11 | 0 | 0 | 0 | 0 | 0 | 0 | 1.1148 | 1.113 | 1.1121 | 1.1148 | 1.113 | 1.1121 | -0.028087 | -120.129 | 119.9065 | -0.028087 | -120.129 | 119.9065
Line4_2_6 | 0 | 0.035975 | 0.035904 | 0 | 0.035975 | 0.035904 | 0 | 0.0083081 | 0.0082918 | 0 | 0.0083081 | 0.0082918 | -1.2489e-10 | 0.0064955 | 0.0064923 | 7.4299e-11 | -0.0064873 | -0.0064767 | -1.042e-09 | 0.0065478 | 0.0065109 | 9.1094e-10 | -0.0065223 | -0.0064891 | 0 | -165.435 | 74.7974 | 0 | 14.565 | -105.2026 | 1.1143 | 1.1101 | 1.1089 | 1.1137 | 1.1073 | 1.1057 | -0.037455 | -120.2049 | 119.8794 | -0.046832 | -120.2812 | 119.8522
Line5_6_7 | 0 | 0.035975 | 0.035904 | 0 | 0.035975 | 0.035904 | 0 | 0.0083081 | 0.0082918 | 0 | 0.0083081 | 0.0082918 | -1.3039e-10 | 0.0064873 | 0.0064767 | 6.2757e-11 | -0.0064792 | -0.0064612 | -9.1461e-10 | 0.0065223 | 0.0064891 | 7.3218e-10 | -0.0064967 | -0.0064674 | 0 | -165.435 | 74.7974 | 0 | 14.565 | -105.2026 | 1.1137 | 1.1073 | 1.1057 | 1.1132 | 1.1044 | 1.1025 | -0.046832 | -120.2812 | 119.8522 | -0.056219 | -120.3579 | 119.8249
Line6_7_8 | 0 | 0.035975 | 0.035904 | 0 | 0.035975 | 0.035904 | 0 | 0.0083081 | 0.0082918 | 0 | 0.0083081 | 0.0082918 | -1.1656e-10 | 0.0064792 | 0.0064612 | 3.1898e-11 | -0.0064711 | -0.0064456 | -7.3659e-10 | 0.0064967 | 0.0064674 | 5.0283e-10 | -0.0064711 | -0.0064456 | 0 | -165.435 | 74.7974 | 0 | 14.565 | -105.2026 | 1.1132 | 1.1044 | 1.1025 | 1.1126 | 1.1015 | 1.0993 | -0.056219 | -120.3579 | 119.8249 | -0.065614 | -120.435 | 119.7974
Line7_8_9 | 0 | 0 | 0 | 0 | 0 | 0 | 0 | 0 | 0 | 0 | 0 | 0 | -4.171e-11 | -1.6843e-10 | 2.6528e-10 | -5.1523e-11 | -6.2414e-12 | 2.6282e-12 | -2.5399e-10 | 2.4307e-10 | 6.3275e-11 | -5.1392e-12 | -3.3732e-11 | -1.5678e-11 | 0 | 0 | 0 | 0 | 0 | 0 | 1.1126 | 1.1015 | 1.0993 | 1.1126 | 1.1015 | 1.0993 | -0.065614 | -120.435 | 119.7974 | -0.065614 | -120.435 | 119.7974
Line8_8_10 | 0 | 0 | 0 | 0 | 0 | 0 | 0 | 0 | 0 | 0 | 0 | 0 | -4.171e-11 | -1.6843e-10 | 2.6528e-10 | -5.1523e-11 | -6.2414e-12 | 2.6282e-12 | -2.5399e-10 | 2.4307e-10 | 6.3275e-11 | -5.1392e-12 | -3.3732e-11 | -1.5678e-11 | 0 | 0 | 0 | 0 | 0 | 0 | 1.1126 | 1.1015 | 1.0993 | 1.1126 | 1.1015 | 1.0993 | -0.065614 | -120.435 | 119.7974 | -0.065614 | -120.435 | 119.7974
Line9_3_11 | 0 | 0 | 0 | 0 | 0 | 0 | 0 | 0 | 0 | 0 | 0 | 0 | 2.4832e-10 | 1.381e-10 | 7.5415e-10 | -2.735e-10 | -1.7144e-10 | -6.9562e-10 | -3.5694e-10 | 4.0948e-10 | 8.421e-11 | 3.0375e-10 | -3.611e-10 | -7.9502e-11 | 0 | 0 | 0 | 0 | 0 | 0 | 1.1148 | 1.113 | 1.1121 | 1.1148 | 1.113 | 1.1121 | -0.028087 | -120.129 | 119.9065 | -0.028087 | -120.129 | 119.9065

## LLG_min_6
name | pf_ikss_a_from_ka | pf_ikss_b_from_ka | pf_ikss_c_from_ka | pf_ikss_a_to_ka | pf_ikss_b_to_ka | pf_ikss_c_to_ka | pf_skss_a_from_mw | pf_skss_b_from_mw | pf_skss_c_from_mw | pf_skss_a_to_mw | pf_skss_b_to_mw | pf_skss_c_to_mw | pf_p_a_from_mw | pf_p_b_from_mw | pf_p_c_from_mw | pf_p_a_to_mw | pf_p_b_to_mw | pf_p_c_to_mw | pf_q_a_from_mvar | pf_q_b_from_mvar | pf_q_c_from_mvar | pf_q_a_to_mvar | pf_q_b_to_mvar | pf_q_c_to_mvar | pf_ikss_a_from_degree | pf_ikss_b_from_degree | pf_ikss_c_from_degree | pf_ikss_a_to_degree | pf_ikss_b_to_degree | pf_ikss_c_to_degree | pf_vm_a_from_pu | pf_vm_b_from_pu | pf_vm_c_from_pu | pf_vm_a_to_pu | pf_vm_b_to_pu | pf_vm_c_to_pu | pf_va_a_from_degree | pf_va_b_from_degree | pf_va_c_from_degree | pf_va_a_to_degree | pf_va_b_to_degree | pf_va_c_to_degree
Line0_1_2 | 0 | 1.9373 | 1.8965 | 0 | 1.9373 | 1.8965 | 0 | 0.44739 | 0.43799 | 0 | 0.44739 | 0.43799 | -7.2216e-09 | 0.19893 | 0.28577 | 5.5706e-09 | -0.1492 | -0.21433 | -7.952e-08 | 0.30413 | 0.20076 | 7.0471e-08 | -0.2281 | -0.15057 | 0 | 177.0251 | 78.2735 | 0 | -2.9749 | -101.7265 | 0.91889 | 0.8123 | 0.79739 | 0.86904 | 0.60922 | 0.59804 | -2.1342 | -126.1629 | 113.3627 | -1.9425 | -126.1629 | 113.3627
Line10_11_12 | 0 | 0 | 0 | 0 | 0 | 0 | 0 | 0 | 0 | 0 | 0 | 0 | -7.7796e-09 | -1.2476e-08 | 1.4712e-08 | 6.5856e-09 | 1.0791e-08 | -1.1832e-08 | -1.7927e-08 | 1.6293e-08 | 3.2785e-09 | 1.482e-08 | -1.3881e-08 | -3.0531e-09 | 0 | 0 | 0 | 0 | 0 | 0 | 0.91889 | 0.8123 | 0.79739 | 0.91889 | 0.8123 | 0.79739 | -2.1342 | -126.1629 | 113.3627 | -2.1342 | -126.1629 | 113.3627
Line11_12_13 | 0 | 0 | 0 | 0 | 0 | 0 | 0 | 0 | 0 | 0 | 0 | 0 | -6.483e-09 | -1.0397e-08 | 1.226e-08 | 5.289e-09 | 8.7112e-09 | -9.3804e-09 | -1.4939e-08 | 1.3578e-08 | 2.7321e-09 | 1.1832e-08 | -1.1166e-08 | -2.5067e-09 | 0 | 0 | 0 | 0 | 0 | 0 | 0.91889 | 0.8123 | 0.79739 | 0.91889 | 0.8123 | 0.79739 | -2.1342 | -126.1629 | 113.3627 | -2.1342 | -126.1629 | 113.3627
Line12_13_15 | 0 | 0 | 0 | 0 | 0 | 0 | 0 | 0 | 0 | 0 | 0 | 0 | -3.8898e-09 | -6.2381e-09 | 7.356e-09 | 2.6958e-09 | 4.5525e-09 | -4.4764e-09 | -8.9634e-09 | 8.1466e-09 | 1.6393e-09 | 5.8564e-09 | -5.7348e-09 | -1.4139e-09 | 0 | 0 | 0 | 0 | 0 | 0 | 0.91889 | 0.8123 | 0.79739 | 0.91889 | 0.8123 | 0.79739 | -2.1342 | -126.1629 | 113.3627 | -2.1342 | -126.1629 | 113.3627
Line13_13_14 | 0 | 0 | 0 | 0 | 0 | 0 | 0 | 0 | 0 | 0 | 0 | 0 | -1.2966e-09 | -2.0794e-09 | 2.452e-09 | 1.0258e-10 | 3.9379e-10 | 4.2759e-10 | -2.9878e-09 | 2.7155e-09 | 5.4642e-10 | -1.192e-10 | -3.0376e-10 | -3.2104e-10 | 0 | 0 | 0 | 0 | 0 | 0 | 0.91889 | 0.8123 | 0.79739 | 0.91889 | 0.8123 | 0.79739 | -2.1342 | -126.1629 | 113.3627 | -2.1342 | -126.1629 | 113.3627
Line14_15_16 | 0 | 0 | 0 | 0 | 0 | 0 | 0 | 0 | 0 | 0 | 0 | 0 | -2.5932e-09 | -4.1587e-09 | 4.904e-09 | 1.3992e-09 | 2.4731e-09 | -2.0244e-09 | -5.9756e-09 | 5.431e-09 | 1.0928e-09 | 2.8686e-09 | -3.0193e-09 | -8.6746e-10 | 0 | 0 | 0 | 0 | 0 | 0 | 0.91889 | 0.8123 | 0.79739 | 0.91889 | 0.8123 | 0.79739 | -2.1342 | -126.1629 | 113.3627 | -2.1342 | -126.1629 | 113.3627
Line15_16_17 | 0 | 0 | 0 | 0 | 0 | 0 | 0 | 0 | 0 | 0 | 0 | 0 | -1.2966e-09 | -2.0794e-09 | 2.452e-09 | 1.0258e-10 | 3.9379e-10 | 4.2759e-10 | -2.9878e-09 | 2.7155e-09 | 5.4642e-10 | -1.192e-10 | -3.0376e-10 | -3.2104e-10 | 0 | 0 | 0 | 0 | 0 | 0 | 0.91889 | 0.8123 | 0.79739 | 0.91889 | 0.8123 | 0.79739 | -2.1342 | -126.1629 | 113.3627 | -2.1342 | -126.1629 | 113.3627
Line16_4_18 | 0 | 0 | 0 | 0 | 0 | 0 | 0 | 0 | 0 | 0 | 0 | 0 | -1.2966e-09 | -2.0794e-09 | 2.452e-09 | 1.0258e-10 | 3.9379e-10 | 4.2759e-10 | -2.9878e-09 | 2.7155e-09 | 5.4642e-10 | -1.192e-10 | -3.0376e-10 | -3.2104e-10 | 0 | 0 | 0 | 0 | 0 | 0 | 0.91889 | 0.8123 | 0.79739 | 0.91889 | 0.8123 | 0.79739 | -2.1342 | -126.1629 | 113.3627 | -2.1342 | -126.1629 | 113.3627
Line17_5_19 | 0 | 0 | 0 | 0 | 0 | 0 | 0 | 0 | 0 | 0 | 0 | 0 | -1.2966e-09 | -2.0794e-09 | 2.452e-09 | 1.0258e-10 | 3.9379e-10 | 4.2759e-10 | -2.9878e-09 | 2.7155e-09 | 5.4642e-10 | -1.192e-10 | -3.0376e-10 | -3.2104e-10 | 0 | 0 | 0 | 0 | 0 | 0 | 0.91889 | 0.8123 | 0.79739 | 0.91889 | 0.8123 | 0.79739 | -2.1342 | -126.1629 | 113.3627 | -2.1342 | -126.1629 | 113.3627
Line1_1_3 | 0 | 0 | 0 | 0 | 0 | 0 | 0 | 0 | 0 | 0 | 0 | 0 | -1.0373e-08 | -1.6635e-08 | 1.9616e-08 | 9.1788e-09 | 1.4949e-08 | -1.6736e-08 | -2.3902e-08 | 2.1724e-08 | 4.3714e-09 | 2.0795e-08 | -1.9312e-08 | -4.146e-09 | 0 | 0 | 0 | 0 | 0 | 0 | 0.91889 | 0.8123 | 0.79739 | 0.91889 | 0.8123 | 0.79739 | -2.1342 | -126.1629 | 113.3627 | -2.1342 | -126.1629 | 113.3627
Line2_1_4 | 0 | 0 | 0 | 0 | 0 | 0 | 0 | 0 | 0 | 0 | 0 | 0 | -2.5932e-09 | -4.1587e-09 | 4.904e-09 | 1.3992e-09 | 2.4731e-09 | -2.0244e-09 | -5.9756e-09 | 5.431e-09 | 1.0928e-09 | 2.8686e-09 | -3.0193e-09 | -8.6746e-10 | 0 | 0 | 0 | 0 | 0 | 0 | 0.91889 | 0.8123 | 0.79739 | 0.91889 | 0.8123 | 0.79739 | -2.1342 | -126.1629 | 113.3627 | -2.1342 | -126.1629 | 113.3627
Line3_1_5 | 0 | 0 | 0 | 0 | 0 | 0 | 0 | 0 | 0 | 0 | 0 | 0 | -2.5932e-09 | -4.1587e-09 | 4.904e-09 | 1.3992e-09 | 2.4731e-09 | -2.0244e-09 | -5.9756e-09 | 5.431e-09 | 1.0928e-09 | 2.8686e-09 | -3.0193e-09 | -8.6746e-10 | 0 | 0 | 0 | 0 | 0 | 0 | 0.91889 | 0.8123 | 0.79739 | 0.91889 | 0.8123 | 0.79739 | -2.1342 | -126.1629 | 113.3627 | -2.1342 | -126.1629 | 113.3627
Line4_2_6 | 0 | 1.9373 | 1.8965 | 0 | 1.9373 | 1.8965 | 0 | 0.44739 | 0.43799 | 0 | 0.44739 | 0.43799 | -5.3143e-09 | 0.1492 | 0.21433 | 4.0508e-09 | -0.099465 | -0.14289 | -7.0573e-08 | 0.2281 | 0.15057 | 5.8635e-08 | -0.15207 | -0.10038 | 0 | 177.0251 | 78.2735 | 0 | -2.9749 | -101.7265 | 0.86904 | 0.60922 | 0.59804 | 0.81919 | 0.40615 | 0.39869 | -1.9425 | -126.1629 | 113.3627 | -1.7274 | -126.1629 | 113.3627
Line5_6_7 | 0 | 1.9373 | 1.8965 | 0 | 1.9373 | 1.8965 | 0 | 0.44739 | 0.43799 | 0 | 0.44739 | 0.43799 | -3.6592e-09 | 0.099465 | 0.14289 | 2.7923e-09 | -0.049732 | -0.071443 | -5.8721e-08 | 0.15207 | 0.10038 | 4.4522e-08 | -0.076034 | -0.050191 | 0 | 177.0251 | 78.2735 | 0 | -2.9749 | -101.7265 | 0.81919 | 0.40615 | 0.39869 | 0.76935 | 0.20307 | 0.19935 | -1.7274 | -126.1629 | 113.3627 | -1.4845 | -126.1629 | 113.3627
Line6_7_8 | 0 | 1.9373 | 1.8965 | 0 | 1.9373 | 1.8965 | 0 | 0.44739 | 0.43799 | 0 | 0.44739 | 0.43799 | -2.2836e-09 | 0.049732 | 0.071443 | 1.8224e-09 | -2.8296e-14 | -3.1093e-14 | -4.4591e-08 | 0.076034 | 0.050191 | 2.8757e-08 | 1.7131e-14 | 3.5188e-14 | 0 | 177.0251 | 78.2735 | 0 | -2.9749 | -101.7265 | 0.76935 | 0.20307 | 0.19935 | 0.71954 | 0 | 0 | -1.4845 | -126.1629 | 113.3627 | -1.2079 | 0 | 0
Line7_8_9 | 0 | 0 | 0 | 0 | 0 | 0 | 0 | 0 | 0 | 0 | 0 | 0 | -6.0748e-10 | 8.2694e-22 | 1.1095e-21 | 6.0748e-10 | 5.9593e-18 | -4.2139e-18 | -1.4405e-08 | 1.5033e-21 | -1.4741e-21 | -5.2835e-11 | 1.3541e-17 | 1.4322e-18 | 0 | 0 | 0 | 0 | 0 | 0 | 0.71954 | 0 | 0 | 0.71954 | 0 | 0 | -1.2079 | 0 | 0 | -1.2079 | 0 | 0
Line8_8_10 | 0 | 0 | 0 | 0 | 0 | 0 | 0 | 0 | 0 | 0 | 0 | 0 | -6.0748e-10 | 8.2694e-22 | 1.1095e-21 | 6.0748e-10 | 5.9593e-18 | -4.2139e-18 | -1.4405e-08 | 1.5033e-21 | -1.4741e-21 | -5.2835e-11 | 1.3541e-17 | 1.4322e-18 | 0 | 0 | 0 | 0 | 0 | 0 | 0.71954 | 0 | 0 | 0.71954 | 0 | 0 | -1.2079 | 0 | 0 | -1.2079 | 0 | 0
Line9_3_11 | 0 | 0 | 0 | 0 | 0 | 0 | 0 | 0 | 0 | 0 | 0 | 0 | -9.0762e-09 | -1.4556e-08 | 1.7164e-08 | 7.8822e-09 | 1.287e-08 | -1.4284e-08 | -2.0915e-08 | 1.9009e-08 | 3.8249e-09 | 1.7808e-08 | -1.6597e-08 | -3.5996e-09 | 0 | 0 | 0 | 0 | 0 | 0 | 0.91889 | 0.8123 | 0.79739 | 0.91889 | 0.8123 | 0.79739 | -2.1342 | -126.1629 | 113.3627 | -2.1342 | -126.1629 | 113.3627

## LLG_min_10
name | pf_ikss_a_from_ka | pf_ikss_b_from_ka | pf_ikss_c_from_ka | pf_ikss_a_to_ka | pf_ikss_b_to_ka | pf_ikss_c_to_ka | pf_skss_a_from_mw | pf_skss_b_from_mw | pf_skss_c_from_mw | pf_skss_a_to_mw | pf_skss_b_to_mw | pf_skss_c_to_mw | pf_p_a_from_mw | pf_p_b_from_mw | pf_p_c_from_mw | pf_p_a_to_mw | pf_p_b_to_mw | pf_p_c_to_mw | pf_q_a_from_mvar | pf_q_b_from_mvar | pf_q_c_from_mvar | pf_q_a_to_mvar | pf_q_b_to_mvar | pf_q_c_to_mvar | pf_ikss_a_from_degree | pf_ikss_b_from_degree | pf_ikss_c_from_degree | pf_ikss_a_to_degree | pf_ikss_b_to_degree | pf_ikss_c_to_degree | pf_vm_a_from_pu | pf_vm_b_from_pu | pf_vm_c_from_pu | pf_vm_a_to_pu | pf_vm_b_to_pu | pf_vm_c_to_pu | pf_va_a_from_degree | pf_va_b_from_degree | pf_va_c_from_degree | pf_va_a_to_degree | pf_va_b_to_degree | pf_va_c_to_degree
Line0_1_2 | 0 | 1.8353 | 1.7967 | 0 | 1.8353 | 1.7967 | 0 | 0.42384 | 0.41494 | 0 | 0.42384 | 0.41494 | -6.4814e-09 | 0.17854 | 0.25648 | 4.9996e-09 | -0.13391 | -0.19236 | -7.137e-08 | 0.27296 | 0.18019 | 6.3248e-08 | -0.20472 | -0.13514 | 0 | 177.0251 | 78.2735 | 0 | -2.9749 | -101.7265 | 0.87053 | 0.76954 | 0.75542 | 0.8233 | 0.57716 | 0.56656 | -2.1342 | -126.1629 | 113.3627 | -1.9425 | -126.1629 | 113.3627
Line10_11_12 | 0 | 0 | 0 | 0 | 0 | 0 | 0 | 0 | 0 | 0 | 0 | 0 | -6.9822e-09 | -1.1197e-08 | 1.3204e-08 | 5.9106e-09 | 9.6846e-09 | -1.062e-08 | -1.6089e-08 | 1.4623e-08 | 2.9425e-09 | 1.3301e-08 | -1.2459e-08 | -2.7402e-09 | 0 | 0 | 0 | 0 | 0 | 0 | 0.87053 | 0.76954 | 0.75542 | 0.87053 | 0.76954 | 0.75542 | -2.1342 | -126.1629 | 113.3627 | -2.1342 | -126.1629 | 113.3627
Line11_12_13 | 0 | 0 | 0 | 0 | 0 | 0 | 0 | 0 | 0 | 0 | 0 | 0 | -5.8185e-09 | -9.3312e-09 | 1.1003e-08 | 4.7469e-09 | 7.8184e-09 | -8.419e-09 | -1.3408e-08 | 1.2186e-08 | 2.4521e-09 | 1.0619e-08 | -1.0021e-08 | -2.2498e-09 | 0 | 0 | 0 | 0 | 0 | 0 | 0.87053 | 0.76954 | 0.75542 | 0.87053 | 0.76954 | 0.75542 | -2.1342 | -126.1629 | 113.3627 | -2.1342 | -126.1629 | 113.3627
Line12_13_15 | 0 | 0 | 0 | 0 | 0 | 0 | 0 | 0 | 0 | 0 | 0 | 0 | -3.4911e-09 | -5.5987e-09 | 6.6021e-09 | 2.4195e-09 | 4.0859e-09 | -4.0176e-09 | -8.0447e-09 | 7.3116e-09 | 1.4712e-09 | 5.2562e-09 | -5.147e-09 | -1.269e-09 | 0 | 0 | 0 | 0 | 0 | 0 | 0.87053 | 0.76954 | 0.75542 | 0.87053 | 0.76954 | 0.75542 | -2.1342 | -126.1629 | 113.3627 | -2.1342 | -126.1629 | 113.3627
Line13_13_14 | 0 | 0 | 0 | 0 | 0 | 0 | 0 | 0 | 0 | 0 | 0 | 0 | -1.1637e-09 | -1.8662e-09 | 2.2007e-09 | 9.2068e-11 | 3.5343e-10 | 3.8376e-10 | -2.6816e-09 | 2.4372e-09 | 4.9041e-10 | -1.0698e-10 | -2.7263e-10 | -2.8814e-10 | 0 | 0 | 0 | 0 | 0 | 0 | 0.87053 | 0.76954 | 0.75542 | 0.87053 | 0.76954 | 0.75542 | -2.1342 | -126.1629 | 113.3627 | -2.1342 | -126.1629 | 113.3627
Line14_15_16 | 0 | 0 | 0 | 0 | 0 | 0 | 0 | 0 | 0 | 0 | 0 | 0 | -2.3274e-09 | -3.7325e-09 | 4.4014e-09 | 1.2558e-09 | 2.2197e-09 | -1.8169e-09 | -5.3631e-09 | 4.8744e-09 | 9.8083e-10 | 2.5746e-09 | -2.7098e-09 | -7.7855e-10 | 0 | 0 | 0 | 0 | 0 | 0 | 0.87053 | 0.76954 | 0.75542 | 0.87053 | 0.76954 | 0.75542 | -2.1342 | -126.1629 | 113.3627 | -2.1342 | -126.1629 | 113.3627
Line15_16_17 | 0 | 0 | 0 | 0 | 0 | 0 | 0 | 0 | 0 | 0 | 0 | 0 | -1.1637e-09 | -1.8662e-09 | 2.2007e-09 | 9.2068e-11 | 3.5343e-10 | 3.8376e-10 | -2.6816e-09 | 2.4372e-09 | 4.9041e-10 | -1.0698e-10 | -2.7263e-10 | -2.8814e-10 | 0 | 0 | 0 | 0 | 0 | 0 | 0.87053 | 0.76954 | 0.75542 | 0.87053 | 0.76954 | 0.75542 | -2.1342 | -126.1629 | 113.3627 | -2.1342 | -126.1629 | 113.3627
Line16_4_18 | 0 | 0 | 0 | 0 | 0 | 0 | 0 | 0 | 0 | 0 | 0 | 0 | -1.1637e-09 | -1.8662e-09 | 2.2007e-09 | 9.2068e-11 | 3.5343e-10 | 3.8376e-10 | -2.6816e-09 | 2.4372e-09 | 4.9041e-10 | -1.0698e-10 | -2.7263e-10 | -2.8814e-10 | 0 | 0 | 0 | 0 | 0 | 0 | 0.87053 | 0.76954 | 0.75542 | 0.87053 | 0.76954 | 0.75542 | -2.1342 | -126.1629 | 113.3627 | -2.1342 | -126.1629 | 113.3627
Line17_5_19 | 0 | 0 | 0 | 0 | 0 | 0 | 0 | 0 | 0 | 0 | 0 | 0 | -1.1637e-09 | -1.8662e-09 | 2.2007e-09 | 9.2068e-11 | 3.5343e-10 | 3.8376e-10 | -2.6816e-09 | 2.4372e-09 | 4.9041e-10 | -1.0698e-10 | -2.7263e-10 | -2.8814e-10 | 0 | 0 | 0 | 0 | 0 | 0 | 0.87053 | 0.76954 | 0.75542 | 0.87053 | 0.76954 | 0.75542 | -2.1342 | -126.1629 | 113.3627 | -2.1342 | -126.1629 | 113.3627
Line1_1_3 | 0 | 0 | 0 | 0 | 0 | 0 | 0 | 0 | 0 | 0 | 0 | 0 | -9.3096e-09 | -1.493e-08 | 1.7606e-08 | 8.238e-09 | 1.3417e-08 | -1.5021e-08 | -2.1453e-08 | 1.9498e-08 | 3.9233e-09 | 1.8664e-08 | -1.7333e-08 | -3.721e-09 | 0 | 0 | 0 | 0 | 0 | 0 | 0.87053 | 0.76954 | 0.75542 | 0.87053 | 0.76954 | 0.75542 | -2.1342 | -126.1629 | 113.3627 | -2.1342 | -126.1629 | 113.3627
Line2_1_4 | 0 | 0 | 0 | 0 | 0 | 0 | 0 | 0 | 0 | 0 | 0 | 0 | -2.3274e-09 | -3.7325e-09 | 4.4014e-09 | 1.2558e-09 | 2.2197e-09 | -1.8169e-09 | -5.3631e-09 | 4.8744e-09 | 9.8083e-10 | 2.5746e-09 | -2.7098e-09 | -7.7855e-10 | 0 | 0 | 0 | 0 | 0 | 0 | 0.87053 | 0.76954 | 0.75542 | 0.87053 | 0.76954 | 0.75542 | -2.1342 | -126.1629 | 113.3627 | -2.1342 | -126.1629 | 113.3627
Line3_1_5 | 0 | 0 | 0 | 0 | 0 | 0 | 0 | 0 | 0 | 0 | 0 | 0 | -2.3274e-09 | -3.7325e-09 | 4.4014e-09 | 1.2558e-09 | 2.2197e-09 | -1.8169e-09 | -5.3631e-09 | 4.8744e-09 | 9.8083e-10 | 2.5746e-09 | -2.7098e-09 | -7.7855e-10 | 0 | 0 | 0 | 0 | 0 | 0 | 0.87053 | 0.76954 | 0.75542 | 0.87053 | 0.76954 | 0.75542 | -2.1342 | -126.1629 | 113.3627 | -2.1342 | -126.1629 | 113.3627
Line4_2_6 | 0 | 1.8353 | 1.7967 | 0 | 1.8353 | 1.7967 | 0 | 0.42384 | 0.41494 | 0 | 0.42384 | 0.41494 | -4.7697e-09 | 0.13391 | 0.19236 | 3.6356e-09 | -0.08927 | -0.12824 | -6.334e-08 | 0.20472 | 0.13514 | 5.2626e-08 | -0.13648 | -0.090094 | 0 | 177.0251 | 78.2735 | 0 | -2.9749 | -101.7265 | 0.8233 | 0.57716 | 0.56656 | 0.77607 | 0.38477 | 0.37771 | -1.9425 | -126.1629 | 113.3627 | -1.7274 | -126.1629 | 113.3627
Line5_6_7 | 0 | 1.8353 | 1.7967 | 0 | 1.8353 | 1.7967 | 0 | 0.42384 | 0.41494 | 0 | 0.42384 | 0.41494 | -3.2842e-09 | 0.08927 | 0.12824 | 2.5061e-09 | -0.044635 | -0.064121 | -5.2703e-08 | 0.13648 | 0.090094 | 3.9959e-08 | -0.068241 | -0.045047 | 0 | 177.0251 | 78.2735 | 0 | -2.9749 | -101.7265 | 0.77607 | 0.38477 | 0.37771 | 0.72886 | 0.19239 | 0.18885 | -1.7274 | -126.1629 | 113.3627 | -1.4845 | -126.1629 | 113.3627
Line6_7_8 | 0 | 1.8353 | 1.7967 | 0 | 1.8353 | 1.7967 | 0 | 0.42384 | 0.41494 | 0 | 0.42384 | 0.41494 | -2.0495e-09 | 0.044635 | 0.064121 | 1.6356e-09 | -2.5439e-14 | -2.7853e-14 | -4.0021e-08 | 0.068241 | 0.045047 | 2.581e-08 | 1.5311e-14 | 3.1505e-14 | 0 | 177.0251 | 78.2735 | 0 | -2.9749 | -101.7265 | 0.72886 | 0.19239 | 0.18885 | 0.68167 | 0 | 0 | -1.4845 | -126.1629 | 113.3627 | -1.2079 | 0 | 0
Line7_8_9 | 0 | 0 | 0 | 0 | 0 | 0 | 0 | 0 | 0 | 0 | 0 | 0 | -5.4521e-10 | 7.3876e-22 | 9.939e-22 | 5.4521e-10 | 5.3485e-18 | -3.782e-18 | -1.2929e-08 | 1.3514e-21 | -1.3199e-21 | -4.742e-11 | 1.2153e-17 | 1.2855e-18 | 0 | 0 | 0 | 0 | 0 | 0 | 0.68167 | 0 | 0 | 0.68167 | 0 | 0 | -1.2079 | 0 | 0 | -1.2079 | 0 | 0
Line8_8_10 | 0 | 0 | 0 | 0 | 0 | 0 | 0 | 0 | 0 | 0 | 0 | 0 | -5.4521e-10 | 7.3876e-22 | 9.939e-22 | 5.4521e-10 | 5.3485e-18 | -3.782e-18 | -1.2929e-08 | 1.3514e-21 | -1.3199e-21 | -4.742e-11 | 1.2153e-17 | 1.2855e-18 | 0 | 0 | 0 | 0 | 0 | 0 | 0.68167 | 0 | 0 | 0.68167 | 0 | 0 | -1.2079 | 0 | 0 | -1.2079 | 0 | 0
Line9_3_11 | 0 | 0 | 0 | 0 | 0 | 0 | 0 | 0 | 0 | 0 | 0 | 0 | -8.1459e-09 | -1.3064e-08 | 1.5405e-08 | 7.0743e-09 | 1.1551e-08 | -1.282e-08 | -1.8771e-08 | 1.706e-08 | 3.4329e-09 | 1.5982e-08 | -1.4896e-08 | -3.2306e-09 | 0 | 0 | 0 | 0 | 0 | 0 | 0.87053 | 0.76954 | 0.75542 | 0.87053 | 0.76954 | 0.75542 | -2.1342 | -126.1629 | 113.3627 | -2.1342 | -126.1629 | 113.3627

## LLG_min_fault_6
name | pf_ikss_a_from_ka | pf_ikss_b_from_ka | pf_ikss_c_from_ka | pf_ikss_a_to_ka | pf_ikss_b_to_ka | pf_ikss_c_to_ka | pf_skss_a_from_mw | pf_skss_b_from_mw | pf_skss_c_from_mw | pf_skss_a_to_mw | pf_skss_b_to_mw | pf_skss_c_to_mw | pf_p_a_from_mw | pf_p_b_from_mw | pf_p_c_from_mw | pf_p_a_to_mw | pf_p_b_to_mw | pf_p_c_to_mw | pf_q_a_from_mvar | pf_q_b_from_mvar | pf_q_c_from_mvar | pf_q_a_to_mvar | pf_q_b_to_mvar | pf_q_c_to_mvar | pf_ikss_a_from_degree | pf_ikss_b_from_degree | pf_ikss_c_from_degree | pf_ikss_a_to_degree | pf_ikss_b_to_degree | pf_ikss_c_to_degree | pf_vm_a_from_pu | pf_vm_b_from_pu | pf_vm_c_from_pu | pf_vm_a_to_pu | pf_vm_b_to_pu | pf_vm_c_to_pu | pf_va_a_from_degree | pf_va_b_from_degree | pf_va_c_from_degree | pf_va_a_to_degree | pf_va_b_to_degree | pf_va_c_to_degree
Line0_1_2 | 0 | 0.030528 | 0.0305 | 0 | 0.030528 | 0.0305 | 0 | 0.0070502 | 0.0070437 | 0 | 0.0070502 | 0.0070437 | -1.697e-10 | 0.0047147 | 0.0047275 | 1.5097e-10 | -0.004701 | -0.0047085 | -9.9881e-10 | 0.0047385 | 0.0047091 | 9.3569e-10 | -0.0047189 | -0.0046947 | 0 | -165.2726 | 75.0187 | 0 | 14.7274 | -104.9813 | 0.94966 | 0.94812 | 0.94733 | 0.94905 | 0.94477 | 0.94397 | -0.027868 | -120.1279 | 119.9069 | -0.028589 | -120.1637 | 119.9345
Line10_11_12 | 0 | 0 | 0 | 0 | 0 | 0 | 0 | 0 | 0 | 0 | 0 | 0 | -1.1607e-10 | -1.822e-10 | 1.9641e-10 | 9.7909e-11 | 1.5837e-10 | -1.5441e-10 | -2.1911e-10 | 2.5292e-10 | 5.1832e-11 | 1.8098e-10 | -2.1814e-10 | -4.8556e-11 | 0 | 0 | 0 | 0 | 0 | 0 | 0.94966 | 0.94812 | 0.94733 | 0.94966 | 0.94812 | 0.94733 | -0.027868 | -120.1279 | 119.9069 | -0.027868 | -120.1279 | 119.9069
Line11_12_13 | 0 | 0 | 0 | 0 | 0 | 0 | 0 | 0 | 0 | 0 | 0 | 0 | -9.6729e-11 | -1.5184e-10 | 1.6367e-10 | 7.8563e-11 | 1.28e-10 | -1.2167e-10 | -1.8259e-10 | 2.1076e-10 | 4.3193e-11 | 1.4446e-10 | -1.7598e-10 | -3.9917e-11 | 0 | 0 | 0 | 0 | 0 | 0 | 0.94966 | 0.94812 | 0.94733 | 0.94966 | 0.94812 | 0.94733 | -0.027868 | -120.1279 | 119.9069 | -0.027868 | -120.1279 | 119.9069
Line12_13_15 | 0 | 0 | 0 | 0 | 0 | 0 | 0 | 0 | 0 | 0 | 0 | 0 | -5.8037e-11 | -9.1101e-11 | 9.8205e-11 | 3.9872e-11 | 6.7264e-11 | -5.6203e-11 | -1.0955e-10 | 1.2646e-10 | 2.5916e-11 | 7.1427e-11 | -9.1678e-11 | -2.264e-11 | 0 | 0 | 0 | 0 | 0 | 0 | 0.94966 | 0.94812 | 0.94733 | 0.94966 | 0.94812 | 0.94733 | -0.027868 | -120.1279 | 119.9069 | -0.027868 | -120.1279 | 119.9069
Line13_13_14 | 0 | 0 | 0 | 0 | 0 | 0 | 0 | 0 | 0 | 0 | 0 | 0 | -1.9346e-11 | -3.0367e-11 | 3.2735e-11 | 1.1802e-12 | 6.5303e-12 | 9.2673e-12 | -3.6518e-11 | 4.2153e-11 | 8.6386e-12 | -1.609e-12 | -7.3724e-12 | -5.3628e-12 | 0 | 0 | 0 | 0 | 0 | 0 | 0.94966 | 0.94812 | 0.94733 | 0.94966 | 0.94812 | 0.94733 | -0.027868 | -120.1279 | 119.9069 | -0.027868 | -120.1279 | 119.9069
Line14_15_16 | 0 | 0 | 0 | 0 | 0 | 0 | 0 | 0 | 0 | 0 | 0 | 0 | -3.8691e-11 | -6.0734e-11 | 6.547e-11 | 2.0526e-11 | 3.6897e-11 | -2.3468e-11 | -7.3036e-11 | 8.4306e-11 | 1.7277e-11 | 3.4909e-11 | -4.9525e-11 | -1.4001e-11 | 0 | 0 | 0 | 0 | 0 | 0 | 0.94966 | 0.94812 | 0.94733 | 0.94966 | 0.94812 | 0.94733 | -0.027868 | -120.1279 | 119.9069 | -0.027868 | -120.1279 | 119.9069
Line15_16_17 | 0 | 0 | 0 | 0 | 0 | 0 | 0 | 0 | 0 | 0 | 0 | 0 | -1.9346e-11 | -3.0367e-11 | 3.2735e-11 | 1.1802e-12 | 6.5303e-12 | 9.2673e-12 | -3.6518e-11 | 4.2153e-11 | 8.6386e-12 | -1.609e-12 | -7.3724e-12 | -5.3628e-12 | 0 | 0 | 0 | 0 | 0 | 0 | 0.94966 | 0.94812 | 0.94733 | 0.94966 | 0.94812 | 0.94733 | -0.027868 | -120.1279 | 119.9069 | -0.027868 | -120.1279 | 119.9069
Line16_4_18 | 0 | 0 | 0 | 0 | 0 | 0 | 0 | 0 | 0 | 0 | 0 | 0 | -1.9346e-11 | -3.0367e-11 | 3.2735e-11 | 1.1802e-12 | 6.5303e-12 | 9.2673e-12 | -3.6518e-11 | 4.2153e-11 | 8.6386e-12 | -1.609e-12 | -7.3724e-12 | -5.3628e-12 | 0 | 0 | 0 | 0 | 0 | 0 | 0.94966 | 0.94812 | 0.94733 | 0.94966 | 0.94812 | 0.94733 | -0.027868 | -120.1279 | 119.9069 | -0.027868 | -120.1279 | 119.9069
Line17_5_19 | 0 | 0 | 0 | 0 | 0 | 0 | 0 | 0 | 0 | 0 | 0 | 0 | -1.9346e-11 | -3.0367e-11 | 3.2735e-11 | 1.1802e-12 | 6.5303e-12 | 9.2673e-12 | -3.6518e-11 | 4.2153e-11 | 8.6386e-12 | -1.609e-12 | -7.3724e-12 | -5.3628e-12 | 0 | 0 | 0 | 0 | 0 | 0 | 0.94966 | 0.94812 | 0.94733 | 0.94966 | 0.94812 | 0.94733 | -0.027868 | -120.1279 | 119.9069 | -0.027868 | -120.1279 | 119.9069
Line1_1_3 | 0 | 0 | 0 | 0 | 0 | 0 | 0 | 0 | 0 | 0 | 0 | 0 | -1.5477e-10 | -2.4294e-10 | 2.6188e-10 | 1.366e-10 | 2.191e-10 | -2.1988e-10 | -2.9215e-10 | 3.3722e-10 | 6.9109e-11 | 2.5402e-10 | -3.0244e-10 | -6.5833e-11 | 0 | 0 | 0 | 0 | 0 | 0 | 0.94966 | 0.94812 | 0.94733 | 0.94966 | 0.94812 | 0.94733 | -0.027868 | -120.1279 | 119.9069 | -0.027868 | -120.1279 | 119.9069
Line2_1_4 | 0 | 0 | 0 | 0 | 0 | 0 | 0 | 0 | 0 | 0 | 0 | 0 | -3.8691e-11 | -6.0734e-11 | 6.547e-11 | 2.0526e-11 | 3.6897e-11 | -2.3468e-11 | -7.3036e-11 | 8.4306e-11 | 1.7277e-11 | 3.4909e-11 | -4.9525e-11 | -1.4001e-11 | 0 | 0 | 0 | 0 | 0 | 0 | 0.94966 | 0.94812 | 0.94733 | 0.94966 | 0.94812 | 0.94733 | -0.027868 | -120.1279 | 119.9069 | -0.027868 | -120.1279 | 119.9069
Line3_1_5 | 0 | 0 | 0 | 0 | 0 | 0 | 0 | 0 | 0 | 0 | 0 | 0 | -3.8691e-11 | -6.0734e-11 | 6.547e-11 | 2.0526e-11 | 3.6897e-11 | -2.3468e-11 | -7.3036e-11 | 8.4306e-11 | 1.7277e-11 | 3.4909e-11 | -4.9525e-11 | -1.4001e-11 | 0 | 0 | 0 | 0 | 0 | 0 | 0.94966 | 0.94812 | 0.94733 | 0.94966 | 0.94812 | 0.94733 | -0.027868 | -120.1279 | 119.9069 | -0.027868 | -120.1279 | 119.9069
Line4_2_6 | 0 | 0.030528 | 0.0305 | 0 | 0.030528 | 0.0305 | 0 | 0.0070502 | 0.0070437 | 0 | 0.0070502 | 0.0070437 | -1.4766e-10 | 0.004701 | 0.0047085 | 1.2801e-10 | -0.0046873 | -0.0046894 | -9.3734e-10 | 0.0047189 | 0.0046947 | 8.2558e-10 | -0.0046992 | -0.0046802 | 0 | -165.2726 | 75.0187 | 0 | 14.7274 | -104.9813 | 0.94905 | 0.94477 | 0.94397 | 0.94843 | 0.94143 | 0.9406 | -0.028589 | -120.1637 | 119.9345 | -0.029311 | -120.1997 | 119.9624
Line5_6_7 | 0 | 0.030528 | 0.0305 | 0 | 0.030528 | 0.0305 | 0 | 0.0070502 | 0.0070437 | 0 | 0.0070502 | 0.0070437 | -1.2257e-10 | 0.0046873 | 0.0046894 | 1.0199e-10 | -0.0046736 | -0.0046704 | -8.2727e-10 | 0.0046992 | 0.0046802 | 6.6697e-10 | -0.0046796 | -0.0046657 | 0 | -165.2726 | 75.0187 | 0 | 14.7274 | -104.9813 | 0.94843 | 0.94143 | 0.9406 | 0.94782 | 0.93808 | 0.93724 | -0.029311 | -120.1997 | 119.9624 | -0.030033 | -120.236 | 119.9904
Line6_7_8 | 0 | 0.030528 | 0.0305 | 0 | 0.030528 | 0.0305 | 0 | 0.0070502 | 0.0070437 | 0 | 0.0070502 | 0.0070437 | -9.4422e-11 | 0.0046736 | 0.0046704 | 7.2924e-11 | -0.0046599 | -0.0046513 | -6.687e-10 | 0.0046796 | 0.0046657 | 4.5996e-10 | -0.0046599 | -0.0046513 | 0 | -165.2726 | 75.0187 | 0 | 14.7274 | -104.9813 | 0.94782 | 0.93808 | 0.93724 | 0.94721 | 0.93474 | 0.93387 | -0.030033 | -120.236 | 119.9904 | -0.030757 | -120.2726 | 120.0187
Line7_8_9 | 0 | 0 | 0 | 0 | 0 | 0 | 0 | 0 | 0 | 0 | 0 | 0 | -3.1615e-11 | -2.3971e-10 | 1.5413e-10 | 9.6946e-12 | 5.2278e-11 | 5.5224e-11 | -2.3086e-10 | 1.498e-10 | 9.5086e-11 | -1.7712e-12 | -1.5489e-11 | 1.0589e-12 | 0 | 0 | 0 | 0 | 0 | 0 | 0.94721 | 0.93474 | 0.93387 | 0.94721 | 0.93474 | 0.93387 | -0.030757 | -120.2726 | 120.0187 | -0.030757 | -120.2726 | 120.0187
Line8_8_10 | 0 | 0 | 0 | 0 | 0 | 0 | 0 | 0 | 0 | 0 | 0 | 0 | -3.1615e-11 | -2.3971e-10 | 1.5413e-10 | 9.6946e-12 | 5.2278e-11 | 5.5224e-11 | -2.3086e-10 | 1.498e-10 | 9.5086e-11 | -1.7712e-12 | -1.5489e-11 | 1.0589e-12 | 0 | 0 | 0 | 0 | 0 | 0 | 0.94721 | 0.93474 | 0.93387 | 0.94721 | 0.93474 | 0.93387 | -0.030757 | -120.2726 | 120.0187 | -0.030757 | -120.2726 | 120.0187
Line9_3_11 | 0 | 0 | 0 | 0 | 0 | 0 | 0 | 0 | 0 | 0 | 0 | 0 | -1.3542e-10 | -2.1257e-10 | 2.2914e-10 | 1.1725e-10 | 1.8873e-10 | -1.8714e-10 | -2.5563e-10 | 2.9507e-10 | 6.047e-11 | 2.175e-10 | -2.6029e-10 | -5.7194e-11 | 0 | 0 | 0 | 0 | 0 | 0 | 0.94966 | 0.94812 | 0.94733 | 0.94966 | 0.94812 | 0.94733 | -0.027868 | -120.1279 | 119.9069 | -0.027868 | -120.1279 | 119.9069

## LLG_min_fault_10
name | pf_ikss_a_from_ka | pf_ikss_b_from_ka | pf_ikss_c_from_ka | pf_ikss_a_to_ka | pf_ikss_b_to_ka | pf_ikss_c_to_ka | pf_skss_a_from_mw | pf_skss_b_from_mw | pf_skss_c_from_mw | pf_skss_a_to_mw | pf_skss_b_to_mw | pf_skss_c_to_mw | pf_p_a_from_mw | pf_p_b_from_mw | pf_p_c_from_mw | pf_p_a_to_mw | pf_p_b_to_mw | pf_p_c_to_mw | pf_q_a_from_mvar | pf_q_b_from_mvar | pf_q_c_from_mvar | pf_q_a_to_mvar | pf_q_b_to_mvar | pf_q_c_to_mvar | pf_ikss_a_from_degree | pf_ikss_b_from_degree | pf_ikss_c_from_degree | pf_ikss_a_to_degree | pf_ikss_b_to_degree | pf_ikss_c_to_degree | pf_vm_a_from_pu | pf_vm_b_from_pu | pf_vm_c_from_pu | pf_vm_a_to_pu | pf_vm_b_to_pu | pf_vm_c_to_pu | pf_va_a_from_degree | pf_va_b_from_degree | pf_va_c_from_degree | pf_va_a_to_degree | pf_va_b_to_degree | pf_va_c_to_degree
Line0_1_2 | 0 | 0.028922 | 0.028895 | 0 | 0.028922 | 0.028895 | 0 | 0.0066792 | 0.006673 | 0 | 0.0066792 | 0.006673 | -1.5231e-10 | 0.0042314 | 0.004243 | 1.355e-10 | -0.0042192 | -0.0042259 | -8.9644e-10 | 0.0042529 | 0.0042265 | 8.3979e-10 | -0.0042352 | -0.0042135 | 0 | -165.2726 | 75.0187 | 0 | 14.7274 | -104.9813 | 0.89968 | 0.89822 | 0.89747 | 0.8991 | 0.89505 | 0.89428 | -0.027868 | -120.1279 | 119.9069 | -0.028589 | -120.1637 | 119.9345
Line10_11_12 | 0 | 0 | 0 | 0 | 0 | 0 | 0 | 0 | 0 | 0 | 0 | 0 | -1.0418e-10 | -1.6353e-10 | 1.7628e-10 | 8.7874e-11 | 1.4213e-10 | -1.3858e-10 | -1.9665e-10 | 2.27e-10 | 4.6519e-11 | 1.6243e-10 | -1.9578e-10 | -4.3579e-11 | 0 | 0 | 0 | 0 | 0 | 0 | 0.89968 | 0.89822 | 0.89747 | 0.89968 | 0.89822 | 0.89747 | -0.027868 | -120.1279 | 119.9069 | -0.027868 | -120.1279 | 119.9069
Line11_12_13 | 0 | 0 | 0 | 0 | 0 | 0 | 0 | 0 | 0 | 0 | 0 | 0 | -8.6815e-11 | -1.3627e-10 | 1.469e-10 | 7.0511e-11 | 1.1488e-10 | -1.092e-10 | -1.6388e-10 | 1.8916e-10 | 3.8766e-11 | 1.2966e-10 | -1.5795e-10 | -3.5826e-11 | 0 | 0 | 0 | 0 | 0 | 0 | 0.89968 | 0.89822 | 0.89747 | 0.89968 | 0.89822 | 0.89747 | -0.027868 | -120.1279 | 119.9069 | -0.027868 | -120.1279 | 119.9069
Line12_13_15 | 0 | 0 | 0 | 0 | 0 | 0 | 0 | 0 | 0 | 0 | 0 | 0 | -5.2089e-11 | -8.1764e-11 | 8.814e-11 | 3.5785e-11 | 6.037e-11 | -5.0442e-11 | -9.8326e-11 | 1.135e-10 | 2.326e-11 | 6.4107e-11 | -8.2282e-11 | -2.032e-11 | 0 | 0 | 0 | 0 | 0 | 0 | 0.89968 | 0.89822 | 0.89747 | 0.89968 | 0.89822 | 0.89747 | -0.027868 | -120.1279 | 119.9069 | -0.027868 | -120.1279 | 119.9069
Line13_13_14 | 0 | 0 | 0 | 0 | 0 | 0 | 0 | 0 | 0 | 0 | 0 | 0 | -1.7363e-11 | -2.7255e-11 | 2.938e-11 | 1.0593e-12 | 5.861e-12 | 8.3175e-12 | -3.2775e-11 | 3.7833e-11 | 7.7532e-12 | -1.4441e-12 | -6.6168e-12 | -4.8132e-12 | 0 | 0 | 0 | 0 | 0 | 0 | 0.89968 | 0.89822 | 0.89747 | 0.89968 | 0.89822 | 0.89747 | -0.027868 | -120.1279 | 119.9069 | -0.027868 | -120.1279 | 119.9069
Line14_15_16 | 0 | 0 | 0 | 0 | 0 | 0 | 0 | 0 | 0 | 0 | 0 | 0 | -3.4726e-11 | -5.4509e-11 | 5.876e-11 | 1.8422e-11 | 3.3116e-11 | -2.1062e-11 | -6.5551e-11 | 7.5665e-11 | 1.5506e-11 | 3.1331e-11 | -4.4449e-11 | -1.2566e-11 | 0 | 0 | 0 | 0 | 0 | 0 | 0.89968 | 0.89822 | 0.89747 | 0.89968 | 0.89822 | 0.89747 | -0.027868 | -120.1279 | 119.9069 | -0.027868 | -120.1279 | 119.9069
Line15_16_17 | 0 | 0 | 0 | 0 | 0 | 0 | 0 | 0 | 0 | 0 | 0 | 0 | -1.7363e-11 | -2.7255e-11 | 2.938e-11 | 1.0593e-12 | 5.861e-12 | 8.3175e-12 | -3.2775e-11 | 3.7833e-11 | 7.7532e-12 | -1.4441e-12 | -6.6168e-12 | -4.8132e-12 | 0 | 0 | 0 | 0 | 0 | 0 | 0.89968 | 0.89822 | 0.89747 | 0.89968 | 0.89822 | 0.89747 | -0.027868 | -120.1279 | 119.9069 | -0.027868 | -120.1279 | 119.9069
Line16_4_18 | 0 | 0 | 0 | 0 | 0 | 0 | 0 | 0 | 0 | 0 | 0 | 0 | -1.7363e-11 | -2.7255e-11 | 2.938e-11 | 1.0593e-12 | 5.861e-12 | 8.3175e-12 | -3.2775e-11 | 3.7833e-11 | 7.7532e-12 | -1.4441e-12 | -6.6168e-12 | -4.8132e-12 | 0 | 0 | 0 | 0 | 0 | 0 | 0.89968 | 0.89822 | 0.89747 | 0.89968 | 0.89822 | 0.89747 | -0.027868 | -120.1279 | 119.9069 | -0.027868 | -120.1279 | 119.9069
Line17_5_19 | 0 | 0 | 0 | 0 | 0 | 0 | 0 | 0 | 0 | 0 | 0 | 0 | -1.7363e-11 | -2.7255e-11 | 2.938e-11 | 1.0593e-12 | 5.861e-12 | 8.3175e-12 | -3.2775e-11 | 3.7833e-11 | 7.7532e-12 | -1.4441e-12 | -6.6168e-12 | -4.8132e-12 | 0 | 0 | 0 | 0 | 0 | 0 | 0.89968 | 0.89822 | 0.89747 | 0.89968 | 0.89822 | 0.89747 | -0.027868 | -120.1279 | 119.9069 | -0.027868 | -120.1279 | 119.9069
Line1_1_3 | 0 | 0 | 0 | 0 | 0 | 0 | 0 | 0 | 0 | 0 | 0 | 0 | -1.389e-10 | -2.1804e-10 | 2.3504e-10 | 1.226e-10 | 1.9664e-10 | -1.9734e-10 | -2.622e-10 | 3.0266e-10 | 6.2026e-11 | 2.2798e-10 | -2.7145e-10 | -5.9086e-11 | 0 | 0 | 0 | 0 | 0 | 0 | 0.89968 | 0.89822 | 0.89747 | 0.89968 | 0.89822 | 0.89747 | -0.027868 | -120.1279 | 119.9069 | -0.027868 | -120.1279 | 119.9069
Line2_1_4 | 0 | 0 | 0 | 0 | 0 | 0 | 0 | 0 | 0 | 0 | 0 | 0 | -3.4726e-11 | -5.4509e-11 | 5.876e-11 | 1.8422e-11 | 3.3116e-11 | -2.1062e-11 | -6.5551e-11 | 7.5665e-11 | 1.5506e-11 | 3.1331e-11 | -4.4449e-11 | -1.2566e-11 | 0 | 0 | 0 | 0 | 0 | 0 | 0.89968 | 0.89822 | 0.89747 | 0.89968 | 0.89822 | 0.89747 | -0.027868 | -120.1279 | 119.9069 | -0.027868 | -120.1279 | 119.9069
Line3_1_5 | 0 | 0 | 0 | 0 | 0 | 0 | 0 | 0 | 0 | 0 | 0 | 0 | -3.4726e-11 | -5.4509e-11 | 5.876e-11 | 1.8422e-11 | 3.3116e-11 | -2.1062e-11 | -6.5551e-11 | 7.5665e-11 | 1.5506e-11 | 3.1331e-11 | -4.4449e-11 | -1.2566e-11 | 0 | 0 | 0 | 0 | 0 | 0 | 0.89968 | 0.89822 | 0.89747 | 0.89968 | 0.89822 | 0.89747 | -0.027868 | -120.1279 | 119.9069 | -0.027868 | -120.1279 | 119.9069
Line4_2_6 | 0 | 0.028922 | 0.028895 | 0 | 0.028922 | 0.028895 | 0 | 0.0066792 | 0.006673 | 0 | 0.0066792 | 0.006673 | -1.3253e-10 | 0.0042192 | 0.0042259 | 1.1489e-10 | -0.0042069 | -0.0042088 | -8.4127e-10 | 0.0042352 | 0.0042135 | 7.4096e-10 | -0.0042176 | -0.0042005 | 0 | -165.2726 | 75.0187 | 0 | 14.7274 | -104.9813 | 0.8991 | 0.89505 | 0.89428 | 0.89852 | 0.89188 | 0.8911 | -0.028589 | -120.1637 | 119.9345 | -0.029311 | -120.1997 | 119.9624
Line5_6_7 | 0 | 0.028922 | 0.028895 | 0 | 0.028922 | 0.028895 | 0 | 0.0066792 | 0.006673 | 0 | 0.0066792 | 0.006673 | -1.1001e-10 | 0.0042069 | 0.0042088 | 9.1539e-11 | -0.0041946 | -0.0041917 | -7.4248e-10 | 0.0042176 | 0.0042005 | 5.9861e-10 | -0.0041999 | -0.0041875 | 0 | -165.2726 | 75.0187 | 0 | 14.7274 | -104.9813 | 0.89852 | 0.89188 | 0.8911 | 0.89794 | 0.88871 | 0.88791 | -0.029311 | -120.1997 | 119.9624 | -0.030033 | -120.236 | 119.9904
Line6_7_8 | 0 | 0.028922 | 0.028895 | 0 | 0.028922 | 0.028895 | 0 | 0.0066792 | 0.006673 | 0 | 0.0066792 | 0.006673 | -8.4744e-11 | 0.0041946 | 0.0041917 | 6.545e-11 | -0.0041823 | -0.0041746 | -6.0016e-10 | 0.0041999 | 0.0041875 | 4.1282e-10 | -0.0041823 | -0.0041746 | 0 | -165.2726 | 75.0187 | 0 | 14.7274 | -104.9813 | 0.89794 | 0.88871 | 0.88791 | 0.89736 | 0.88554 | 0.88472 | -0.030033 | -120.236 | 119.9904 | -0.030757 | -120.2726 | 120.0187
Line7_8_9 | 0 | 0 | 0 | 0 | 0 | 0 | 0 | 0 | 0 | 0 | 0 | 0 | -2.8374e-11 | -2.1514e-10 | 1.3833e-10 | 8.701e-12 | 4.692e-11 | 4.9564e-11 | -2.072e-10 | 1.3445e-10 | 8.534e-11 | -1.5896e-12 | -1.3901e-11 | 9.5039e-13 | 0 | 0 | 0 | 0 | 0 | 0 | 0.89736 | 0.88554 | 0.88472 | 0.89736 | 0.88554 | 0.88472 | -0.030757 | -120.2726 | 120.0187 | -0.030757 | -120.2726 | 120.0187
Line8_8_10 | 0 | 0 | 0 | 0 | 0 | 0 | 0 | 0 | 0 | 0 | 0 | 0 | -2.8374e-11 | -2.1514e-10 | 1.3833e-10 | 8.701e-12 | 4.692e-11 | 4.9564e-11 | -2.072e-10 | 1.3445e-10 | 8.534e-11 | -1.5896e-12 | -1.3901e-11 | 9.5039e-13 | 0 | 0 | 0 | 0 | 0 | 0 | 0.89736 | 0.88554 | 0.88472 | 0.89736 | 0.88554 | 0.88472 | -0.030757 | -120.2726 | 120.0187 | -0.030757 | -120.2726 | 120.0187
Line9_3_11 | 0 | 0 | 0 | 0 | 0 | 0 | 0 | 0 | 0 | 0 | 0 | 0 | -1.2154e-10 | -1.9078e-10 | 2.0566e-10 | 1.0524e-10 | 1.6939e-10 | -1.6796e-10 | -2.2943e-10 | 2.6483e-10 | 5.4272e-11 | 1.9521e-10 | -2.3361e-10 | -5.1332e-11 | 0 | 0 | 0 | 0 | 0 | 0 | 0.89968 | 0.89822 | 0.89747 | 0.89968 | 0.89822 | 0.89747 | -0.027868 | -120.1279 | 119.9069 | -0.027868 | -120.1279 | 119.9069