## LLL_max_6
name | pf_ikss_from_ka | pf_ikss_to_ka | pf_ip_from_ka | pf_ip_to_ka | pf_skss_from_mw | pf_skss_to_mw | pf_p_from_mw | pf_p_to_mw | pf_q_from_mvar | pf_q_to_mvar | pf_ikss_from_degree | pf_ikss_to_degree | pf_vm_from_pu | pf_vm_to_pu | pf_va_from_degree | pf_va_to_degree
Line0_1_2 | 2.2145 | 2.2145 | 0 | 0 | 1.5342 | 1.5342 | 0.60046 | -0.45334 | 1.1997 | -0.90547 | -67.7957 | 112.2043 | 0.87443 | 0.66001 | -4.3838 | -4.3913
Line10_11_12 | 0.1732 | 0.1732 | 0 | 0 | 0.12 | 0.12 | -0.018524 | 0.019424 | -0.10719 | 0.10899 | 94.7872 | -85.2128 | 0.90649 | 0.92256 | -5.0175 | -5.3179
Line11_12_13 | 0.1732 | 0.1732 | 0 | 0 | 0.12 | 0.12 | -0.019424 | 0.020324 | -0.10899 | 0.11079 | 94.7872 | -85.2128 | 0.92256 | 0.93866 | -5.3179 | -5.6079
Line12_13_15 | 0 | 0 | 0 | 0 | 0 | 0 | 0 | 0 | 0 | 0 | 0 | 0 | 0.93866 | 0.93866 | -5.6079 | -5.6079
Line13_13_14 | 0.1732 | 0.1732 | 0 | 0 | 0.12 | 0.12 | -0.020324 | 0.021224 | -0.11079 | 0.11259 | 94.7872 | -85.2128 | 0.93866 | 0.95478 | -5.6079 | -5.8882
Line14_15_16 | 0 | 0 | 0 | 0 | 0 | 0 | 0 | 0 | 0 | 0 | 0 | 0 | 0.93866 | 0.93866 | -5.6079 | -5.6079
Line15_16_17 | 0 | 0 | 0 | 0 | 0 | 0 | 0 | 0 | 0 | 0 | 0 | 0 | 0.93866 | 0.93866 | -5.6079 | -5.6079
Line16_4_18 | 0 | 0 | 0 | 0 | 0 | 0 | 0 | 0 | 0 | 0 | 0 | 0 | 0.89045 | 0.89045 | -4.7064 | -4.7064
Line17_5_19 | 0 | 0 | 0 | 0 | 0 | 0 | 0 | 0 | 0 | 0 | 0 | 0 | 0.87443 | 0.87443 | -4.3838 | -4.3838
Line1_1_3 | 0.1732 | 0.1732 | 0 | 0 | 0.12 | 0.12 | -0.016724 | 0.017624 | -0.10359 | 0.10539 | 94.7872 | -85.2128 | 0.87443 | 0.89045 | -4.3838 | -4.7064
Line2_1_4 | 0.1732 | 0.1732 | 0 | 0 | 0.12 | 0.12 | -0.016724 | 0.017624 | -0.10359 | 0.10539 | 94.7872 | -85.2128 | 0.87443 | 0.89045 | -4.3838 | -4.7064
Line3_1_5 | 0 | 0 | 0 | 0 | 0 | 0 | 0 | 0 | 0 | 0 | 0 | 0 | 0.87443 | 0.87443 | -4.3838 | -4.3838
Line4_2_6 | 2.2145 | 2.2145 | 0 | 0 | 1.5342 | 1.5342 | 0.45334 | -0.30622 | 0.90547 | -0.61124 | -67.7957 | 112.2043 | 0.66001 | 0.4456 | -4.3913 | -4.406
Line5_6_7 | 2.2145 | 2.2145 | 0 | 0 | 1.5342 | 1.5342 | 0.30622 | -0.1591 | 0.61124 | -0.317 | -67.7957 | 112.2043 | 0.4456 | 0.23118 | -4.406 | -4.4479
Line6_7_8 | 2.3876 | 2.3876 | 0 | 4.3295 | 1.6542 | 1.6542 | 0.17103 | -1e-07 | 0.34205 | -1e-07 | -67.8829 | 112.1171 | 0.23118 | 0 | -4.4479 | 0
Line7_8_9 | 0 | 0 | 0 | 0 | 0 | 0 | 7.5656e-22 | 0 | 4.3835e-22 | 0 | 0 | 0 | 0 | 0 | 0 | 0
Line8_8_10 | 0 | 0 | 0 | 0 | 0 | 0 | 7.5656e-22 | 0 | 4.3835e-22 | 0 | 0 | 0 | 0 | 0 | 0 | 0
Line9_3_11 | 0.1732 | 0.1732 | 0 | 0 | 0.12 | 0.12 | -0.017624 | 0.018524 | -0.10539 | 0.10719 | 94.7872 | -85.2128 | 0.89045 | 0.90649 | -4.7064 | -5.0175

## LLL_max_10
name | pf_ikss_from_ka | pf_ikss_to_ka | pf_ip_from_ka | pf_ip_to_ka | pf_skss_from_mw | pf_skss_to_mw | pf_p_from_mw | pf_p_to_mw | pf_q_from_mvar | pf_q_to_mvar | pf_ikss_from_degree | pf_ikss_to_degree | pf_vm_from_pu | pf_vm_to_pu | pf_va_from_degree | pf_va_to_degree
Line0_1_2 | 2.2999 | 2.2999 | 0 | 0 | 1.5934 | 1.5934 | 0.64718 | -0.4885 | 1.2931 | -0.97573 | -67.9639 | 112.0361 | 0.9075 | 0.68482 | -4.5516 | -4.559
Line10_11_12 | 0.1732 | 0.1732 | 0 | 0 | 0.12 | 0.12 | -0.019471 | 0.020371 | -0.11106 | 0.11286 | 94.7869 | -85.2131 | 0.93959 | 0.95567 | -5.1574 | -5.445
Line11_12_13 | 0.1732 | 0.1732 | 0 | 0 | 0.12 | 0.12 | -0.020371 | 0.021271 | -0.11286 | 0.11466 | 94.7869 | -85.2131 | 0.95567 | 0.97178 | -5.445 | -5.723
Line12_13_15 | 0 | 0 | 0 | 0 | 0 | 0 | 0 | 0 | 0 | 0 | 0 | 0 | 0.97178 | 0.97178 | -5.723 | -5.723
Line13_13_14 | 0.1732 | 0.1732 | 0 | 0 | 0.12 | 0.12 | -0.021271 | 0.022171 | -0.11466 | 0.11646 | 94.7869 | -85.2131 | 0.97178 | 0.9879 | -5.723 | -5.992
Line14_15_16 | 0 | 0 | 0 | 0 | 0 | 0 | 0 | 0 | 0 | 0 | 0 | 0 | 0.97178 | 0.97178 | -5.723 | -5.723
Line15_16_17 | 0 | 0 | 0 | 0 | 0 | 0 | 0 | 0 | 0 | 0 | 0 | 0 | 0.97178 | 0.97178 | -5.723 | -5.723
Line16_4_18 | 0 | 0 | 0 | 0 | 0 | 0 | 0 | 0 | 0 | 0 | 0 | 0 | 0.92353 | 0.92353 | -4.8598 | -4.8598
Line17_5_19 | 0 | 0 | 0 | 0 | 0 | 0 | 0 | 0 | 0 | 0 | 0 | 0 | 0.9075 | 0.9075 | -4.5516 | -4.5516
Line1_1_3 | 0.1732 | 0.1732 | 0 | 0 | 0.12 | 0.12 | -0.017671 | 0.018571 | -0.10746 | 0.10926 | 94.7869 | -85.2131 | 0.9075 | 0.92353 | -4.5516 | -4.8598
Line2_1_4 | 0.1732 | 0.1732 | 0 | 0 | 0.12 | 0.12 | -0.017671 | 0.018571 | -0.10746 | 0.10926 | 94.7869 | -85.2131 | 0.9075 | 0.92353 | -4.5516 | -4.8598
Line3_1_5 | 0 | 0 | 0 | 0 | 0 | 0 | 0 | 0 | 0 | 0 | 0 | 0 | 0.9075 | 0.9075 | -4.5516 | -4.5516
Line4_2_6 | 2.2999 | 2.2999 | 0 | 0 | 1.5934 | 1.5934 | 0.4885 | -0.32982 | 0.97573 | -0.65836 | -67.9639 | 112.0361 | 0.68482 | 0.46213 | -4.559 | -4.5735
Line5_6_7 | 2.2999 | 2.2999 | 0 | 0 | 1.5934 | 1.5934 | 0.32982 | -0.17114 | 0.65836 | -0.341 | -67.9639 | 112.0361 | 0.46213 | 0.23945 | -4.5735 | -4.615
Line6_7_8 | 2.473 | 2.473 | 0 | 4.4958 | 1.7134 | 1.7134 | 0.18348 | -1e-07 | 0.36695 | -1e-07 | -68.05 | 111.95 | 0.23945 | 0 | -4.615 | 0
Line7_8_9 | 0 | 0 | 0 | 0 | 0 | 0 | 1.0398e-21 | 0 | -3.9731e-22 | 0 | 0 | 0 | 0 | 0 | 0 | 0
Line8_8_10 | 0 | 0 | 0 | 0 | 0 | 0 | 1.0398e-21 | 0 | -3.9731e-22 | 0 | 0 | 0 | 0 | 0 | 0 | 0
Line9_3_11 | 0.1732 | 0.1732 | 0 | 0 | 0.12 | 0.12 | -0.018571 | 0.019471 | -0.10926 | 0.11106 | 94.7869 | -85.2131 | 0.92353 | 0.93959 | -4.8598 | -5.1574

## LLL_max_fault_6
name | pf_ikss_from_ka | pf_ikss_to_ka | pf_ip_from_ka | pf_ip_to_ka | pf_skss_from_mw | pf_skss_to_mw | pf_p_from_mw | pf_p_to_mw | pf_q_from_mvar | pf_q_to_mvar | pf_ikss_from_degree | pf_ikss_to_degree | pf_vm_from_pu | pf_vm_to_pu | pf_va_from_degree | pf_va_to_degree
Line0_1_2 | 0.14003 | 0.14003 | 0 | 0 | 0.097018 | 0.097018 | -0.027188 | 0.027776 | -0.10308 | 0.10426 | 104.9046 | -75.0954 | 1.0988 | 1.1121 | 0.12934 | -0.01339
Line10_11_12 | 0.1732 | 0.1732 | 0 | 0 | 0.12 | 0.12 | -0.012508 | 0.013408 | -0.13502 | 0.13682 | 94.7872 | -85.2128 | 1.13 | 1.1457 | -0.50519 | -0.80948
Line11_12_13 | 0.1732 | 0.1732 | 0 | 0 | 0.12 | 0.12 | -0.013408 | 0.014308 | -0.13682 | 0.13862 | 94.7872 | -85.2128 | 1.1457 | 1.1613 | -0.80948 | -1.1056
Line12_13_15 | 0 | 0 | 0 | 0 | 0 | 0 | 0 | 0 | 0 | 0 | 0 | 0 | 1.1613 | 1.1613 | -1.1056 | -1.1056
Line13_13_14 | 0.1732 | 0.1732 | 0 | 0 | 0.12 | 0.12 | -0.014308 | 0.015208 | -0.13862 | 0.14042 | 94.7872 | -85.2128 | 1.1613 | 1.177 | -1.1056 | -1.3938
Line14_15_16 | 0 | 0 | 0 | 0 | 0 | 0 | 0 | 0 | 0 | 0 | 0 | 0 | 1.1613 | 1.1613 | -1.1056 | -1.1056
Line15_16_17 | 0 | 0 | 0 | 0 | 0 | 0 | 0 | 0 | 0 | 0 | 0 | 0 | 1.1613 | 1.1613 | -1.1056 | -1.1056
Line16_4_18 | 0 | 0 | 0 | 0 | 0 | 0 | 0 | 0 | 0 | 0 | 0 | 0 | 1.1144 | 1.1144 | -0.19237 | -0.19237
Line17_5_19 | 0 | 0 | 0 | 0 | 0 | 0 | 0 | 0 | 0 | 0 | 0 | 0 | 1.0988 | 1.0988 | 0.12934 | 0.12934
Line1_1_3 | 0.1732 | 0.1732 | 0 | 0 | 0.12 | 0.12 | -0.010708 | 0.011608 | -0.13142 | 0.13322 | 94.7872 | -85.2128 | 1.0988 | 1.1144 | 0.12934 | -0.19237
Line2_1_4 | 0.1732 | 0.1732 | 0 | 0 | 0.12 | 0.12 | -0.010708 | 0.011608 | -0.13142 | 0.13322 | 94.7872 | -85.2128 | 1.0988 | 1.1144 | 0.12934 | -0.19237
Line3_1_5 | 0 | 0 | 0 | 0 | 0 | 0 | 0 | 0 | 0 | 0 | 0 | 0 | 1.0988 | 1.0988 | 0.12934 | 0.12934
Line4_2_6 | 0.14003 | 0.14003 | 0 | 0 | 0.097018 | 0.097018 | -0.027776 | 0.028364 | -0.10426 | 0.10543 | 104.9046 | -75.0954 | 1.1121 | 1.1254 | -0.01339 | -0.15275
Line5_6_7 | 0.14003 | 0.14003 | 0 | 0 | 0.097018 | 0.097018 | -0.028364 | 0.028953 | -0.10543 | 0.10661 | 104.9046 | -75.0954 | 1.1254 | 1.1387 | -0.15275 | -0.28886
Line6_7_8 | 0.037078 | 0.037078 | 0 | 0.067234 | 0.025688 | 0.025688 | 0.020663 | -0.020622 | 0.020704 | -0.020622 | -45.346 | 134.654 | 1.1387 | 1.1353 | -0.28886 | -0.34598
Line7_8_9 | 0 | 0 | 0 | 0 | 0 | 0 | 1.0652e-09 | 0 | 7.9179e-11 | 0 | 0 | 0 | 1.1353 | 1.1353 | -0.34598 | -0.34598
Line8_8_10 | 0 | 0 | 0 | 0 | 0 | 0 | 1.0652e-09 | 0 | 7.9179e-11 | 0 | 0 | 0 | 1.1353 | 1.1353 | -0.34598 | -0.34598
Line9_3_11 | 0.1732 | 0.1732 | 0 | 0 | 0.12 | 0.12 | -0.011608 | 0.012508 | -0.13322 | 0.13502 | 94.7872 | -85.2128 | 1.1144 | 1.13 | -0.19237 | -0.50519

## LLL_max_fault_10
name | pf_ikss_from_ka | pf_ikss_to_ka | pf_ip_from_ka | pf_ip_to_ka | pf_skss_from_mw | pf_skss_to_mw | pf_p_from_mw | pf_p_to_mw | pf_q_from_mvar | pf_q_to_mvar | pf_ikss_from_degree | pf_ikss_to_degree | pf_vm_from_pu | pf_vm_to_pu | pf_va_from_degree | pf_va_to_degree
Line0_1_2 | 0.13864 | 0.13864 | 0 | 0 | 0.096052 | 0.096052 | -0.027116 | 0.027692 | -0.10718 | 0.10833 | 104.318 | -75.682 | 1.151 | 1.1641 | 0.12067 | -0.020835
Line10_11_12 | 0.1732 | 0.1732 | 0 | 0 | 0.12 | 0.12 | -0.013036 | 0.013936 | -0.14126 | 0.14306 | 94.7869 | -85.2131 | 1.1822 | 1.1979 | -0.48562 | -0.77692
Line11_12_13 | 0.1732 | 0.1732 | 0 | 0 | 0.12 | 0.12 | -0.013936 | 0.014836 | -0.14306 | 0.14486 | 94.7869 | -85.2131 | 1.1979 | 1.2135 | -0.77692 | -1.0607
Line12_13_15 | 0 | 0 | 0 | 0 | 0 | 0 | 0 | 0 | 0 | 0 | 0 | 0 | 1.2135 | 1.2135 | -1.0607 | -1.0607
Line13_13_14 | 0.1732 | 0.1732 | 0 | 0 | 0.12 | 0.12 | -0.014836 | 0.015736 | -0.14486 | 0.14666 | 94.7869 | -85.2131 | 1.2135 | 1.2292 | -1.0607 | -1.3372
Line14_15_16 | 0 | 0 | 0 | 0 | 0 | 0 | 0 | 0 | 0 | 0 | 0 | 0 | 1.2135 | 1.2135 | -1.0607 | -1.0607
Line15_16_17 | 0 | 0 | 0 | 0 | 0 | 0 | 0 | 0 | 0 | 0 | 0 | 0 | 1.2135 | 1.2135 | -1.0607 | -1.0607
Line16_4_18 | 0 | 0 | 0 | 0 | 0 | 0 | 0 | 0 | 0 | 0 | 0 | 0 | 1.1666 | 1.1666 | -0.18653 | -0.18653
Line17_5_19 | 0 | 0 | 0 | 0 | 0 | 0 | 0 | 0 | 0 | 0 | 0 | 0 | 1.151 | 1.151 | 0.12067 | 0.12067
Line1_1_3 | 0.1732 | 0.1732 | 0 | 0 | 0.12 | 0.12 | -0.011236 | 0.012136 | -0.13766 | 0.13946 | 94.7869 | -85.2131 | 1.151 | 1.1666 | 0.12067 | -0.18653
Line2_1_4 | 0.1732 | 0.1732 | 0 | 0 | 0.12 | 0.12 | -0.011236 | 0.012136 | -0.13766 | 0.13946 | 94.7869 | -85.2131 | 1.151 | 1.1666 | 0.12067 | -0.18653
Line3_1_5 | 0 | 0 | 0 | 0 | 0 | 0 | 0 | 0 | 0 | 0 | 0 | 0 | 1.151 | 1.151 | 0.12067 | 0.12067
Line4_2_6 | 0.13864 | 0.13864 | 0 | 0 | 0.096052 | 0.096052 | -0.027692 | 0.028269 | -0.10833 | 0.10949 | 104.318 | -75.682 | 1.1641 | 1.1773 | -0.020835 | -0.15919
Line5_6_7 | 0.13864 | 0.13864 | 0 | 0 | 0.096052 | 0.096052 | -0.028269 | 0.028846 | -0.10949 | 0.11064 | 104.318 | -75.682 | 1.1773 | 1.1904 | -0.15919 | -0.29449
Line6_7_8 | 0.038762 | 0.038762 | 0 | 0.070466 | 0.026855 | 0.026855 | 0.022582 | -0.022537 | 0.022627 | -0.022537 | -45.3516 | 134.6484 | 1.1904 | 1.1868 | -0.29449 | -0.35161
Line7_8_9 | 0 | 0 | 0 | 0 | 0 | 0 | 1.1338e-09 | 0 | 8.8128e-11 | 0 | 0 | 0 | 1.1868 | 1.1868 | -0.35161 | -0.35161
Line8_8_10 | 0 | 0 | 0 | 0 | 0 | 0 | 1.1338e-09 | 0 | 8.8128e-11 | 0 | 0 | 0 | 1.1868 | 1.1868 | -0.35161 | -0.35161
Line9_3_11 | 0.1732 | 0.1732 | 0 | 0 | 0.12 | 0.12 | -0.012136 | 0.013036 | -0.13946 | 0.14126 | 94.7869 | -85.2131 | 1.1666 | 1.1822 | -0.18653 | -0.48562

## LLL_min_6
name | pf_ikss_from_ka | pf_ikss_to_ka | pf_ip_from_ka | pf_ip_to_ka | pf_skss_from_mw | pf_skss_to_mw | pf_p_from_mw | pf_p_to_mw | pf_q_from_mvar | pf_q_to_mvar | pf_ikss_from_degree | pf_ikss_to_degree | pf_vm_from_pu | pf_vm_to_pu | pf_va_from_degree | pf_va_to_degree
Line0_1_2 | 1.6801 | 1.6801 | 0 | 0 | 1.164 | 1.164 | 0.65034 | -0.48775 | 0.67743 | -0.50807 | -52.8727 | 127.1273 | 0.80677 | 0.60508 | -6.7036 | -6.7036
Line10_11_12 | 0 | 0 | 0 | 0 | 0 | 0 | 0 | 0 | 0 | 0 | 0 | 0 | 0.80677 | 0.80677 | -6.7036 | -6.7036
Line11_12_13 | 0 | 0 | 0 | 0 | 0 | 0 | 0 | 0 | 0 | 0 | 0 | 0 | 0.80677 | 0.80677 | -6.7036 | -6.7036
Line12_13_15 | 0 | 0 | 0 | 0 | 0 | 0 | 0 | 0 | 0 | 0 | 0 | 0 | 0.80677 | 0.80677 | -6.7036 | -6.7036
Line13_13_14 | 0 | 0 | 0 | 0 | 0 | 0 | 0 | 0 | 0 | 0 | 0 | 0 | 0.80677 | 0.80677 | -6.7036 | -6.7036
Line14_15_16 | 0 | 0 | 0 | 0 | 0 | 0 | 0 | 0 | 0 | 0 | 0 | 0 | 0.80677 | 0.80677 | -6.7036 | -6.7036
Line15_16_17 | 0 | 0 | 0 | 0 | 0 | 0 | 0 | 0 | 0 | 0 | 0 | 0 | 0.80677 | 0.80677 | -6.7036 | -6.7036
Line16_4_18 | 0 | 0 | 0 | 0 | 0 | 0 | 0 | 0 | 0 | 0 | 0 | 0 | 0.80677 | 0.80677 | -6.7036 | -6.7036
Line17_5_19 | 0 | 0 | 0 | 0 | 0 | 0 | 0 | 0 | 0 | 0 | 0 | 0 | 0.80677 | 0.80677 | -6.7036 | -6.7036
Line1_1_3 | 0 | 0 | 0 | 0 | 0 | 0 | 0 | 0 | 0 | 0 | 0 | 0 | 0.80677 | 0.80677 | -6.7036 | -6.7036
Line2_1_4 | 0 | 0 | 0 | 0 | 0 | 0 | 0 | 0 | 0 | 0 | 0 | 0 | 0.80677 | 0.80677 | -6.7036 | -6.7036
Line3_1_5 | 0 | 0 | 0 | 0 | 0 | 0 | 0 | 0 | 0 | 0 | 0 | 0 | 0.80677 | 0.80677 | -6.7036 | -6.7036
Line4_2_6 | 1.6801 | 1.6801 | 0 | 0 | 1.164 | 1.164 | 0.48775 | -0.32517 | 0.50807 | -0.33872 | -52.8727 | 127.1273 | 0.60508 | 0.40338 | -6.7036 | -6.7036
Line5_6_7 | 1.6801 | 1.6801 | 0 | 0 | 1.164 | 1.164 | 0.32517 | -0.16258 | 0.33872 | -0.16936 | -52.8727 | 127.1273 | 0.40338 | 0.20169 | -6.7036 | -6.7036
Line6_7_8 | 1.6801 | 1.6801 | 0 | 2.6638 | 1.164 | 1.164 | 0.16258 | -1e-07 | 0.16936 | -1e-07 | -52.8727 | 127.1273 | 0.20169 | 0 | -6.7036 | 0
Line7_8_9 | 0 | 0 | 0 | 0 | 0 | 0 | 6.7987e-22 | 0 | 9.0104e-22 | 0 | 0 | 0 | 0 | 0 | 0 | 0
Line8_8_10 | 0 | 0 | 0 | 0 | 0 | 0 | 6.7987e-22 | 0 | 9.0104e-22 | 0 | 0 | 0 | 0 | 0 | 0 | 0
Line9_3_11 | 0 | 0 | 0 | 0 | 0 | 0 | 0 | 0 | 0 | 0 | 0 | 0 | 0.80677 | 0.80677 | -6.7036 | -6.7036

## LLL_min_10
name | pf_ikss_from_ka | pf_ikss_to_ka | pf_ip_from_ka | pf_ip_to_ka | pf_skss_from_mw | pf_skss_to_mw | pf_p_from_mw | pf_p_to_mw | pf_q_from_mvar | pf_q_to_mvar | pf_ikss_from_degree | pf_ikss_to_degree | pf_vm_from_pu | pf_vm_to_pu | pf_va_from_degree | pf_va_to_degree
Line0_1_2 | 1.5916 | 1.5916 | 0 | 0 | 1.1027 | 1.1027 | 0.58368 | -0.43776 | 0.608 | -0.456 | -52.8727 | 127.1273 | 0.76431 | 0.57323 | -6.7036 | -6.7036
Line10_11_12 | 0 | 0 | 0 | 0 | 0 | 0 | 0 | 0 | 0 | 0 | 0 | 0 | 0.76431 | 0.76431 | -6.7036 | -6.7036
Line11_12_13 | 0 | 0 | 0 | 0 | 0 | 0 | 0 | 0 | 0 | 0 | 0 | 0 | 0.76431 | 0.76431 | -6.7036 | -6.7036
Line12_13_15 | 0 | 0 | 0 | 0 | 0 | 0 | 0 | 0 | 0 | 0 | 0 | 0 | 0.76431 | 0.76431 | -6.7036 | -6.7036
Line13_13_14 | 0 | 0 | 0 | 0 | 0 | 0 | 0 | 0 | 0 | 0 | 0 | 0 | 0.76431 | 0.76431 | -6.7036 | -6.7036
Line14_15_16 | 0 | 0 | 0 | 0 | 0 | 0 | 0 | 0 | 0 | 0 | 0 | 0 | 0.76431 | 0.76431 | -6.7036 | -6.7036
Line15_16_17 | 0 | 0 | 0 | 0 | 0 | 0 | 0 | 0 | 0 | 0 | 0 | 0 | 0.76431 | 0.76431 | -6.7036 | -6.7036
Line16_4_18 | 0 | 0 | 0 | 0 | 0 | 0 | 0 | 0 | 0 | 0 | 0 | 0 | 0.76431 | 0.76431 | -6.7036 | -6.7036
Line17_5_19 | 0 | 0 | 0 | 0 | 0 | 0 | 0 | 0 | 0 | 0 | 0 | 0 | 0.76431 | 0.76431 | -6.7036 | -6.7036
Line1_1_3 | 0 | 0 | 0 | 0 | 0 | 0 | 0 | 0 | 0 | 0 | 0 | 0 | 0.76431 | 0.76431 | -6.7036 | -6.7036
Line2_1_4 | 0 | 0 | 0 | 0 | 0 | 0 | 0 | 0 | 0 | 0 | 0 | 0 | 0.76431 | 0.76431 | -6.7036 | -6.7036
Line3_1_5 | 0 | 0 | 0 | 0 | 0 | 0 | 0 | 0 | 0 | 0 | 0 | 0 | 0.76431 | 0.76431 | -6.7036 | -6.7036
Line4_2_6 | 1.5916 | 1.5916 | 0 | 0 | 1.1027 | 1.1027 | 0.43776 | -0.29184 | 0.456 | -0.304 | -52.8727 | 127.1273 | 0.57323 | 0.38215 | -6.7036 | -6.7036
Line5_6_7 | 1.5916 | 1.5916 | 0 | 0 | 1.1027 | 1.1027 | 0.29184 | -0.14592 | 0.304 | -0.152 | -52.8727 | 127.1273 | 0.38215 | 0.19108 | -6.7036 | -6.7036
Line6_7_8 | 1.5916 | 1.5916 | 0 | 2.5236 | 1.1027 | 1.1027 | 0.14592 | -1e-07 | 0.152 | -1e-07 | -52.8727 | 127.1273 | 0.19108 | 0 | -6.7036 | 0
Line7_8_9 | 0 | 0 | 0 | 0 | 0 | 0 | 6.1001e-22 | 0 | 8.0913e-22 | 0 | 0 | 0 | 0 | 0 | 0 | 0
Line8_8_10 | 0 | 0 | 0 | 0 | 0 | 0 | 6.1001e-22 | 0 | 8.0913e-22 | 0 | 0 | 0 | 0 | 0 | 0 | 0
Line9_3_11 | 0 | 0 | 0 | 0 | 0 | 0 | 0 | 0 | 0 | 0 | 0 | 0 | 0.76431 | 0.76431 | -6.7036 | -6.7036

## LLL_min_fault_6
name | pf_ikss_from_ka | pf_ikss_to_ka | pf_ip_from_ka | pf_ip_to_ka | pf_skss_from_mw | pf_skss_to_mw | pf_p_from_mw | pf_p_to_mw | pf_q_from_mvar | pf_q_to_mvar | pf_ikss_from_degree | pf_ikss_to_degree | pf_vm_from_pu | pf_vm_to_pu | pf_va_from_degree | pf_va_to_degree
Line0_1_2 | 0.030469 | 0.030469 | 0 | 0 | 0.02111 | 0.02111 | 0.01414 | -0.014086 | 0.014149 | -0.014093 | -45.1423 | 134.8577 | 0.94756 | 0.9439 | -0.12428 | -0.12874
Line10_11_12 | 0 | 0 | 0 | 0 | 0 | 0 | 0 | 0 | 0 | 0 | 0 | 0 | 0.94756 | 0.94756 | -0.12428 | -0.12428
Line11_12_13 | 0 | 0 | 0 | 0 | 0 | 0 | 0 | 0 | 0 | 0 | 0 | 0 | 0.94756 | 0.94756 | -0.12428 | -0.12428
Line12_13_15 | 0 | 0 | 0 | 0 | 0 | 0 | 0 | 0 | 0 | 0 | 0 | 0 | 0.94756 | 0.94756 | -0.12428 | -0.12428
Line13_13_14 | 0 | 0 | 0 | 0 | 0 | 0 | 0 | 0 | 0 | 0 | 0 | 0 | 0.94756 | 0.94756 | -0.12428 | -0.12428
Line14_15_16 | 0 | 0 | 0 | 0 | 0 | 0 | 0 | 0 | 0 | 0 | 0 | 0 | 0.94756 | 0.94756 | -0.12428 | -0.12428
Line15_16_17 | 0 | 0 | 0 | 0 | 0 | 0 | 0 | 0 | 0 | 0 | 0 | 0 | 0.94756 | 0.94756 | -0.12428 | -0.12428
Line16_4_18 | 0 | 0 | 0 | 0 | 0 | 0 | 0 | 0 | 0 | 0 | 0 | 0 | 0.94756 | 0.94756 | -0.12428 | -0.12428
Line17_5_19 | 0 | 0 | 0 | 0 | 0 | 0 | 0 | 0 | 0 | 0 | 0 | 0 | 0.94756 | 0.94756 | -0.12428 | -0.12428
Line1_1_3 | 0 | 0 | 0 | 0 | 0 | 0 | 0 | 0 | 0 | 0 | 0 | 0 | 0.94756 | 0.94756 | -0.12428 | -0.12428
Line2_1_4 | 0 | 0 | 0 | 0 | 0 | 0 | 0 | 0 | 0 | 0 | 0 | 0 | 0.94756 | 0.94756 | -0.12428 | -0.12428
Line3_1_5 | 0 | 0 | 0 | 0 | 0 | 0 | 0 | 0 | 0 | 0 | 0 | 0 | 0.94756 | 0.94756 | -0.12428 | -0.12428
Line4_2_6 | 0.030469 | 0.030469 | 0 | 0 | 0.02111 | 0.02111 | 0.014086 | -0.014033 | 0.014093 | -0.014037 | -45.1423 | 134.8577 | 0.9439 | 0.94024 | -0.12874 | -0.13323
Line5_6_7 | 0.030469 | 0.030469 | 0 | 0 | 0.02111 | 0.02111 | 0.014033 | -0.013979 | 0.014037 | -0.013981 | -45.1423 | 134.8577 | 0.94024 | 0.93659 | -0.13323 | -0.13776
Line6_7_8 | 0.030469 | 0.030469 | 0 | 0.04831 | 0.02111 | 0.02111 | 0.013979 | -0.013926 | 0.013981 | -0.013926 | -45.1423 | 134.8577 | 0.93659 | 0.93293 | -0.13776 | -0.14233
Line7_8_9 | 0 | 0 | 0 | 0 | 0 | 0 | -1.7514e-10 | 0 | 2.4218e-11 | 0 | 0 | 0 | 0.93293 | 0.93293 | -0.14233 | -0.14233
Line8_8_10 | 0 | 0 | 0 | 0 | 0 | 0 | -1.7514e-10 | 0 | 2.4218e-11 | 0 | 0 | 0 | 0.93293 | 0.93293 | -0.14233 | -0.14233
Line9_3_11 | 0 | 0 | 0 | 0 | 0 | 0 | 0 | 0 | 0 | 0 | 0 | 0 | 0.94756 | 0.94756 | -0.12428 | -0.12428

## LLL_min_fault_10
name | pf_ikss_from_ka | pf_ikss_to_ka | pf_ip_from_ka | pf_ip_to_ka | pf_skss_from_mw | pf_skss_to_mw | pf_p_from_mw | pf_p_to_mw | pf_q_from_mvar | pf_q_to_mvar | pf_ikss_from_degree | pf_ikss_to_degree | pf_vm_from_pu | pf_vm_to_pu | pf_va_from_degree | pf_va_to_degree
Line0_1_2 | 0.028866 | 0.028866 | 0 | 0 | 0.019999 | 0.019999 | 0.01269 | -0.012642 | 0.012698 | -0.012648 | -45.1423 | 134.8577 | 0.89769 | 0.89422 | -0.12428 | -0.12874
Line10_11_12 | 0 | 0 | 0 | 0 | 0 | 0 | 0 | 0 | 0 | 0 | 0 | 0 | 0.89769 | 0.89769 | -0.12428 | -0.12428
Line11_12_13 | 0 | 0 | 0 | 0 | 0 | 0 | 0 | 0 | 0 | 0 | 0 | 0 | 0.89769 | 0.89769 | -0.12428 | -0.12428
Line12_13_15 | 0 | 0 | 0 | 0 | 0 | 0 | 0 | 0 | 0 | 0 | 0 | 0 | 0.89769 | 0.89769 | -0.12428 | -0.12428
Line13_13_14 | 0 | 0 | 0 | 0 | 0 | 0 | 0 | 0 | 0 | 0 | 0 | 0 | 0.89769 | 0.89769 | -0.12428 | -0.12428
Line14_15_16 | 0 | 0 | 0 | 0 | 0 | 0 | 0 | 0 | 0 | 0 | 0 | 0 | 0.89769 | 0.89769 | -0.12428 | -0.12428
Line15_16_17 | 0 | 0 | 0 | 0 | 0 | 0 | 0 | 0 | 0 | 0 | 0 | 0 | 0.89769 | 0.89769 | -0.12428 | -0.12428
Line16_4_18 | 0 | 0 | 0 | 0 | 0 | 0 | 0 | 0 | 0 | 0 | 0 | 0 | 0.89769 | 0.89769 | -0.12428 | -0.12428
Line17_5_19 | 0 | 0 | 0 | 0 | 0 | 0 | 0 | 0 | 0 | 0 | 0 | 0 | 0.89769 | 0.89769 | -0.12428 | -0.12428
Line1_1_3 | 0 | 0 | 0 | 0 | 0 | 0 | 0 | 0 | 0 | 0 | 0 | 0 | 0.89769 | 0.89769 | -0.12428 | -0.12428
Line2_1_4 | 0 | 0 | 0 | 0 | 0 | 0 | 0 | 0 | 0 | 0 | 0 | 0 | 0.89769 | 0.89769 | -0.12428 | -0.12428
Line3_1_5 | 0 | 0 | 0 | 0 | 0 | 0 | 0 | 0 | 0 | 0 | 0 | 0 | 0.89769 | 0.89769 | -0.12428 | -0.12428
Line4_2_6 | 0.028866 | 0.028866 | 0 | 0 | 0.019999 | 0.019999 | 0.012642 | -0.012594 | 0.012648 | -0.012598 | -45.1423 | 134.8577 | 0.89422 | 0.89076 | -0.12874 | -0.13323
Line5_6_7 | 0.028866 | 0.028866 | 0 | 0 | 0.019999 | 0.019999 | 0.012594 | -0.012546 | 0.012598 | -0.012548 | -45.1423 | 134.8577 | 0.89076 | 0.88729 | -0.13323 | -0.13776
Line6_7_8 | 0.028866 | 0.028866 | 0 | 0.045767 | 0.019999 | 0.019999 | 0.012546 | -0.012498 | 0.012548 | -0.012498 | -45.1423 | 134.8577 | 0.88729 | 0.88383 | -0.13776 | -0.14233
Line7_8_9 | 0 | 0 | 0 | 0 | 0 | 0 | -1.5719e-10 | 0 | 2.1736e-11 | 0 | 0 | 0 | 0.88383 | 0.88383 | -0.14233 | -0.14233
Line8_8_10 | 0 | 0 | 0 | 0 | 0 | 0 | -1.5719e-10 | 0 | 2.1736e-11 | 0 | 0 | 0 | 0.88383 | 0.88383 | -0.14233 | -0.14233
Line9_3_11 | 0 | 0 | 0 | 0 | 0 | 0 | 0 | 0 | 0 | 0 | 0 | 0 | 0.89769 | 0.89769 | -0.12428 | -0.12428

## LL_max_6
name | pf_ikss_a_from_ka | pf_ikss_b_from_ka | pf_ikss_c_from_ka | pf_ikss_a_to_ka | pf_ikss_b_to_ka | pf_ikss_c_to_ka | pf_skss_a_from_mw | pf_skss_b_from_mw | pf_skss_c_from_mw | pf_skss_a_to_mw | pf_skss_b_to_mw | pf_skss_c_to_mw | pf_p_a_from_mw | pf_p_b_from_mw | pf_p_c_from_mw | pf_p_a_to_mw | pf_p_b_to_mw | pf_p_c_to_mw | pf_q_a_from_mvar | pf_q_b_from_mvar | pf_q_c_from_mvar | pf_q_a_to_mvar | pf_q_b_to_mvar | pf_q_c_to_mvar | pf_ikss_a_from_degree | pf_ikss_b_from_degree | pf_ikss_c_from_degree | pf_ikss_a_to_degree | pf_ikss_b_to_degree | pf_ikss_c_to_degree | pf_vm_a_from_pu | pf_vm_b_from_pu | pf_vm_c_from_pu | pf_vm_a_to_pu | pf_vm_b_to_pu | pf_vm_c_to_pu | pf_va_a_from_degree | pf_va_b_from_degree | pf_va_c_from_degree | pf_va_a_to_degree | pf_va_b_to_degree | pf_va_c_to_degree
Line0_1_2 | 0.1732 | 1.9216 | 1.9179 | 0.1732 | 1.9216 | 1.9179 | 0.04 | 0.44377 | 0.44293 | 0.04 | 0.44377 | 0.44293 | -0.015612 | 0.38618 | -0.093757 | 0.015912 | -0.34925 | 0.13054 | -0.04121 | 0.19193 | 0.38731 | 0.04181 | -0.11808 | -0.31375 | 111.0022 | -155.2131 | 19.6169 | -68.9978 | 24.7869 | -160.3831 | 1.1017 | 0.97178 | 0.8997 | 1.1184 | 0.83079 | 0.76721 | 0.25363 | -128.7856 | 123.2247 | 0.16656 | -136.5326 | 132.2078
Line10_11_12 | 0.1732 | 0.1732 | 0.17321 | 0.1732 | 0.1732 | 0.17321 | 0.04 | 0.04 | 0.04 | 0.04 | 0.04 | 0.04 | -0.0040833 | -0.0097224 | -0.0015813 | 0.0043833 | 0.010022 | 0.0018813 | -0.045131 | -0.038986 | -0.037175 | 0.045731 | 0.039586 | 0.037775 | 94.7872 | -25.2127 | -145.2128 | -85.2128 | 154.7873 | 34.7872 | 1.1329 | 1.0045 | 0.93021 | 1.1485 | 1.0209 | 0.94554 | -0.38271 | -129.2158 | 122.3514 | -0.68791 | -129.4205 | 121.936
Line11_12_13 | 0.1732 | 0.1732 | 0.17321 | 0.1732 | 0.1732 | 0.17321 | 0.04 | 0.04 | 0.04 | 0.04 | 0.04 | 0.04 | -0.0043833 | -0.010022 | -0.0018813 | 0.0046833 | 0.010322 | 0.0021813 | -0.045731 | -0.039586 | -0.037775 | 0.046331 | 0.040186 | 0.038375 | 94.7872 | -25.2127 | -145.2128 | -85.2128 | 154.7873 | 34.7872 | 1.1485 | 1.0209 | 0.94554 | 1.1642 | 1.0373 | 0.96091 | -0.68791 | -129.4205 | 121.936 | -0.98491 | -129.6187 | 121.5339
Line12_13_15 | 0 | 0 | 0 | 0 | 0 | 0 | 0 | 0 | 0 | 0 | 0 | 0 | 1.464e-09 | 2.3053e-11 | -9.3767e-10 | -1.464e-09 | -2.3053e-11 | 9.3767e-10 | 2.3113e-10 | 2.0018e-09 | -2.9708e-10 | -2.3113e-10 | -2.0018e-09 | 2.9708e-10 | 0 | 0 | 0 | 0 | 0 | 0 | 1.1642 | 1.0373 | 0.96091 | 1.1642 | 1.0373 | 0.96091 | -0.98491 | -129.6187 | 121.5339 | -0.98491 | -129.6187 | 121.5339
Line13_13_14 | 0.1732 | 0.1732 | 0.17321 | 0.1732 | 0.1732 | 0.17321 | 0.04 | 0.04 | 0.04 | 0.04 | 0.04 | 0.04 | -0.0046833 | -0.010322 | -0.0021813 | 0.0049833 | 0.010622 | 0.0024813 | -0.046331 | -0.040186 | -0.038375 | 0.046931 | 0.040786 | 0.038975 | 94.7872 | -25.2127 | -145.2128 | -85.2128 | 154.7873 | 34.7872 | 1.1642 | 1.0373 | 0.96091 | 1.1799 | 1.0537 | 0.97634 | -0.98491 | -129.6187 | 121.5339 | -1.274 | -129.8108 | 121.1444
Line14_15_16 | 0 | 0 | 0 | 0 | 0 | 0 | 0 | 0 | 0 | 0 | 0 | 0 | 9.7599e-10 | 1.5369e-11 | -6.2511e-10 | -9.7599e-10 | -1.5369e-11 | 6.2511e-10 | 1.5408e-10 | 1.3345e-09 | -1.9805e-10 | -1.5408e-10 | -1.3345e-09 | 1.9805e-10 | 0 | 0 | 0 | 0 | 0 | 0 | 1.1642 | 1.0373 | 0.96091 | 1.1642 | 1.0373 | 0.96091 | -0.98491 | -129.6187 | 121.5339 | -0.98491 | -129.6187 | 121.5339
Line15_16_17 | 0 | 0 | 0 | 0 | 0 | 0 | 0 | 0 | 0 | 0 | 0 | 0 | 4.88e-10 | 7.6845e-12 | -3.1256e-10 | -4.88e-10 | -7.6844e-12 | 3.1256e-10 | 7.7042e-11 | 6.6727e-10 | -9.9027e-11 | -7.7042e-11 | -6.6727e-10 | 9.9027e-11 | 0 | 0 | 0 | 0 | 0 | 0 | 1.1642 | 1.0373 | 0.96091 | 1.1642 | 1.0373 | 0.96091 | -0.98491 | -129.6187 | 121.5339 | -0.98491 | -129.6187 | 121.5339
Line16_4_18 | 0 | 0 | 0 | 0 | 0 | 0 | 0 | 0 | 0 | 0 | 0 | 0 | 2.7561e-10 | -1.7727e-10 | -4.4899e-10 | -2.7561e-10 | 1.7727e-10 | 4.4899e-10 | 5.1783e-12 | 5.954e-10 | -1.7089e-10 | -5.1783e-12 | -5.954e-10 | 1.7089e-10 | 0 | 0 | 0 | 0 | 0 | 0 | 1.1173 | 0.98813 | 0.91493 | 1.1173 | 0.98813 | 0.91493 | -0.068976 | -129.0043 | 122.7808 | -0.068976 | -129.0043 | 122.7808
Line17_5_19 | 0 | 0 | 0 | 0 | 0 | 0 | 0 | 0 | 0 | 0 | 0 | 0 | 2.0894e-10 | -2.348e-10 | -4.9034e-10 | -2.0894e-10 | 2.348e-10 | 4.9034e-10 | -1.8776e-11 | 5.7145e-10 | -1.9485e-10 | 1.8776e-11 | -5.7145e-10 | 1.9485e-10 | 0 | 0 | 0 | 0 | 0 | 0 | 1.1017 | 0.97178 | 0.8997 | 1.1017 | 0.97178 | 0.8997 | 0.25363 | -128.7856 | 123.2247 | 0.25363 | -128.7856 | 123.2247
Line1_1_3 | 0.1732 | 0.1732 | 0.17321 | 0.1732 | 0.1732 | 0.17321 | 0.04 | 0.04 | 0.04 | 0.04 | 0.04 | 0.04 | -0.0034833 | -0.0091224 | -0.00098134 | 0.0037833 | 0.0094224 | 0.0012813 | -0.043931 | -0.037786 | -0.035975 | 0.044531 | 0.038386 | 0.036575 | 94.7872 | -25.2127 | -145.2128 | -85.2128 | 154.7873 | 34.7872 | 1.1017 | 0.97178 | 0.8997 | 1.1173 | 0.98813 | 0.91493 | 0.25363 | -128.7856 | 123.2247 | -0.068976 | -129.0043 | 122.7808
Line2_1_4 | 0.1732 | 0.1732 | 0.17321 | 0.1732 | 0.1732 | 0.17321 | 0.04 | 0.04 | 0.04 | 0.04 | 0.04 | 0.04 | -0.0034833 | -0.0091224 | -0.00098133 | 0.0037833 | 0.0094224 | 0.0012813 | -0.043931 | -0.037786 | -0.035975 | 0.044531 | 0.038386 | 0.036575 | 94.7872 | -25.2127 | -145.2128 | -85.2128 | 154.7873 | 34.7872 | 1.1017 | 0.97178 | 0.8997 | 1.1173 | 0.98813 | 0.91493 | 0.25363 | -128.7856 | 123.2247 | -0.068976 | -129.0043 | 122.7808
Line3_1_5 | 0 | 0 | 0 | 0 | 0 | 0 | 0 | 0 | 0 | 0 | 0 | 0 | 4.1787e-10 | -4.696e-10 | -9.8068e-10 | -4.1787e-10 | 4.696e-10 | 9.8068e-10 | -3.7553e-11 | 1.1429e-09 | -3.8969e-10 | 3.7553e-11 | -1.1429e-09 | 3.8969e-10 | 0 | 0 | 0 | 0 | 0 | 0 | 1.1017 | 0.97178 | 0.8997 | 1.1017 | 0.97178 | 0.8997 | 0.25363 | -128.7856 | 123.2247 | 0.25363 | -128.7856 | 123.2247
Line4_2_6 | 0.1732 | 1.9216 | 1.9179 | 0.1732 | 1.9216 | 1.9179 | 0.04 | 0.44377 | 0.44293 | 0.04 | 0.44377 | 0.44293 | -0.015912 | 0.34925 | -0.13054 | 0.016212 | -0.31233 | 0.16733 | -0.04181 | 0.11808 | 0.31375 | 0.04241 | -0.044236 | -0.24018 | 111.0022 | -155.2131 | 19.6169 | -68.9978 | 24.7869 | -160.3831 | 1.1184 | 0.83079 | 0.76721 | 1.1351 | 0.71084 | 0.66087 | 0.16656 | -136.5326 | 132.2078 | 0.082055 | -147.1519 | 144.481
Line5_6_7 | 0.1732 | 1.9216 | 1.9179 | 0.1732 | 1.9216 | 1.9179 | 0.04 | 0.44377 | 0.44293 | 0.04 | 0.44377 | 0.44293 | -0.016212 | 0.31233 | -0.16733 | 0.016512 | -0.27541 | 0.20411 | -0.04241 | 0.044236 | 0.24018 | 0.04301 | 0.029612 | -0.16661 | 111.0022 | -155.2131 | 19.6169 | -68.9978 | 24.7869 | -160.3831 | 1.1351 | 0.71084 | 0.66087 | 1.1518 | 0.62419 | 0.59485 | 0.082055 | -147.1519 | 144.481 | -4.8505e-06 | -161.35 | 160.3935
Line6_7_8 | 0 | 2.0678 | 2.0678 | 0 | 2.0678 | 2.0678 | 0 | 0.47753 | 0.47753 | 0 | 0.47753 | 0.47753 | 1.2894e-09 | 0.29752 | -0.21201 | -1.2894e-09 | -0.25477 | 0.25477 | 4.4495e-16 | -0.018026 | 0.18905 | -4.4448e-16 | 0.10354 | -0.10354 | 0 | -157.8829 | 22.1171 | 0 | 22.1171 | -157.8829 | 1.1518 | 0.62419 | 0.59485 | 1.1518 | 0.57589 | 0.57589 | -4.8505e-06 | -161.35 | 160.3935 | -4.8714e-06 | 180 | 180
Line7_8_9 | 0 | 0 | 0 | 0 | 0 | 0 | 0 | 0 | 0 | 0 | 0 | 0 | 4.2981e-10 | 1.0745e-10 | 1.0745e-10 | -4.2981e-10 | -1.0745e-10 | -1.0745e-10 | 3.0445e-16 | 1.9201e-09 | -1.9201e-09 | -3.8965e-16 | -1.9201e-09 | 1.9201e-09 | 0 | 0 | 0 | 0 | 0 | 0 | 1.1518 | 0.57589 | 0.57589 | 1.1518 | 0.57589 | 0.57589 | -4.8714e-06 | 180 | 180 | -4.8784e-06 | 180 | 180
Line8_8_10 | 0 | 0 | 0 | 0 | 0 | 0 | 0 | 0 | 0 | 0 | 0 | 0 | 4.2981e-10 | 1.0745e-10 | 1.0745e-10 | -4.2981e-10 | -1.0745e-10 | -1.0745e-10 | 9.1329e-17 | 1.9201e-09 | -1.9201e-09 | -1.339e-16 | -1.9201e-09 | 1.9201e-09 | 0 | 0 | 0 | 0 | 0 | 0 | 1.1518 | 0.57589 | 0.57589 | 1.1518 | 0.57589 | 0.57589 | -4.8714e-06 | 180 | 180 | -4.8784e-06 | 180 | 180
Line9_3_11 | 0.1732 | 0.1732 | 0.17321 | 0.1732 | 0.1732 | 0.17321 | 0.04 | 0.04 | 0.04 | 0.04 | 0.04 | 0.04 | -0.0037833 | -0.0094224 | -0.0012813 | 0.0040833 | 0.0097224 | 0.0015813 | -0.044531 | -0.038386 | -0.036575 | 0.045131 | 0.038986 | 0.037175 | 94.7872 | -25.2127 | -145.2128 | -85.2128 | 154.7873 | 34.7872 | 1.1173 | 0.98813 | 0.91493 | 1.1329 | 1.0045 | 0.93021 | -0.068976 | -129.0043 | 122.7808 | -0.38271 | -129.2158 | 122.3514

## LL_max_10
name | pf_ikss_a_from_ka | pf_ikss_b_from_ka | pf_ikss_c_from_ka | pf_ikss_a_to_ka | pf_ikss_b_to_ka | pf_ikss_c_to_ka | pf_skss_a_from_mw | pf_skss_b_from_mw | pf_skss_c_from_mw | pf_skss_a_to_mw | pf_skss_b_to_mw | pf_skss_c_to_mw | pf_p_a_from_mw | pf_p_b_from_mw | pf_p_c_from_mw | pf_p_a_to_mw | pf_p_b_to_mw | pf_p_c_to_mw | pf_q_a_from_mvar | pf_q_b_from_mvar | pf_q_c_from_mvar | pf_q_a_to_mvar | pf_q_b_to_mvar | pf_q_c_to_mvar | pf_ikss_a_from_degree | pf_ikss_b_from_degree | pf_ikss_c_from_degree | pf_ikss_a_to_degree | pf_ikss_b_to_degree | pf_ikss_c_to_degree | pf_vm_a_from_pu | pf_vm_b_from_pu | pf_vm_c_from_pu | pf_vm_a_to_pu | pf_vm_b_to_pu | pf_vm_c_to_pu | pf_va_a_from_degree | pf_va_b_from_degree | pf_va_c_from_degree | pf_va_a_to_degree | pf_va_b_to_degree | pf_va_c_to_degree
Line0_1_2 | 0.1732 | 1.9955 | 1.9918 | 0.1732 | 1.9955 | 1.9918 | 0.04 | 0.46084 | 0.45998 | 0.04 | 0.46084 | 0.45998 | -0.01621 | 0.41843 | -0.10295 | 0.01651 | -0.37861 | 0.14262 | -0.043227 | 0.20722 | 0.41771 | 0.043827 | -0.12758 | -0.33837 | 110.8069 | -155.4771 | 19.5447 | -69.1931 | 24.5229 | -160.4553 | 1.1542 | 1.0132 | 0.93528 | 1.1709 | 0.86697 | 0.79829 | 0.25058 | -129.1313 | 123.3894 | 0.16467 | -136.8551 | 132.3993
Line10_11_12 | 0.1732 | 0.1732 | 0.17321 | 0.1732 | 0.1732 | 0.17321 | 0.04 | 0.04 | 0.04 | 0.04 | 0.04 | 0.04 | -0.0042514 | -0.010349 | -0.0015124 | 0.0045514 | 0.010649 | 0.0018124 | -0.047222 | -0.040539 | -0.0386 | 0.047822 | 0.041139 | 0.0392 | 94.7869 | -25.213 | -145.2131 | -85.2131 | 154.787 | 34.7869 | 1.1853 | 1.046 | 0.96575 | 1.201 | 1.0624 | 0.98105 | -0.35753 | -129.5336 | 122.5432 | -0.64974 | -129.7254 | 122.1398
Line11_12_13 | 0.1732 | 0.1732 | 0.17321 | 0.1732 | 0.1732 | 0.17321 | 0.04 | 0.04 | 0.04 | 0.04 | 0.04 | 0.04 | -0.0045514 | -0.010649 | -0.0018124 | 0.0048514 | 0.010949 | 0.0021124 | -0.047822 | -0.041139 | -0.0392 | 0.048422 | 0.041739 | 0.0398 | 94.7869 | -25.213 | -145.2131 | -85.2131 | 154.787 | 34.7869 | 1.201 | 1.0624 | 0.98105 | 1.2166 | 1.0788 | 0.99641 | -0.64974 | -129.7254 | 122.1398 | -0.93443 | -129.9114 | 121.7488
Line12_13_15 | 0 | 0 | 0 | 0 | 0 | 0 | 0 | 0 | 0 | 0 | 0 | 0 | 1.5626e-09 | -5.695e-11 | -1.1298e-09 | -1.5626e-09 | 5.695e-11 | 1.1298e-09 | 2.4007e-10 | 2.2468e-09 | -3.6793e-10 | -2.4007e-10 | -2.2468e-09 | 3.6793e-10 | 0 | 0 | 0 | 0 | 0 | 0 | 1.2166 | 1.0788 | 0.99641 | 1.2166 | 1.0788 | 0.99641 | -0.93443 | -129.9114 | 121.7488 | -0.93443 | -129.9114 | 121.7488
Line13_13_14 | 0.1732 | 0.1732 | 0.17321 | 0.1732 | 0.1732 | 0.17321 | 0.04 | 0.04 | 0.04 | 0.04 | 0.04 | 0.04 | -0.0048514 | -0.010949 | -0.0021124 | 0.0051514 | 0.011249 | 0.0024124 | -0.048422 | -0.041739 | -0.0398 | 0.049022 | 0.042339 | 0.0404 | 94.7869 | -25.213 | -145.2131 | -85.2131 | 154.787 | 34.7869 | 1.2166 | 1.0788 | 0.99641 | 1.2323 | 1.0952 | 1.0118 | -0.93443 | -129.9114 | 121.7488 | -1.2119 | -130.0918 | 121.3697
Line14_15_16 | 0 | 0 | 0 | 0 | 0 | 0 | 0 | 0 | 0 | 0 | 0 | 0 | 1.0417e-09 | -3.7966e-11 | -7.5321e-10 | -1.0417e-09 | 3.7967e-11 | 7.5321e-10 | 1.6005e-10 | 1.4979e-09 | -2.4529e-10 | -1.6005e-10 | -1.4979e-09 | 2.4529e-10 | 0 | 0 | 0 | 0 | 0 | 0 | 1.2166 | 1.0788 | 0.99641 | 1.2166 | 1.0788 | 0.99641 | -0.93443 | -129.9114 | 121.7488 | -0.93443 | -129.9114 | 121.7488
Line15_16_17 | 0 | 0 | 0 | 0 | 0 | 0 | 0 | 0 | 0 | 0 | 0 | 0 | 5.2087e-10 | -1.8983e-11 | -3.766e-10 | -5.2087e-10 | 1.8983e-11 | 3.766e-10 | 8.0024e-11 | 7.4893e-10 | -1.2264e-10 | -8.0024e-11 | -7.4893e-10 | 1.2264e-10 | 0 | 0 | 0 | 0 | 0 | 0 | 1.2166 | 1.0788 | 0.99641 | 1.2166 | 1.0788 | 0.99641 | -0.93443 | -129.9114 | 121.7488 | -0.93443 | -129.9114 | 121.7488
Line16_4_18 | 0 | 0 | 0 | 0 | 0 | 0 | 0 | 0 | 0 | 0 | 0 | 0 | 2.991e-10 | -2.1077e-10 | -5.1595e-10 | -2.991e-10 | 2.1077e-10 | 5.1595e-10 | 4.7368e-12 | 6.7365e-10 | -1.9793e-10 | -4.7368e-12 | -6.7365e-10 | 1.9793e-10 | 0 | 0 | 0 | 0 | 0 | 0 | 1.1697 | 1.0296 | 0.95049 | 1.1697 | 1.0296 | 0.95049 | -0.057527 | -129.3357 | 122.9595 | -0.057527 | -129.3357 | 122.9595
Line17_5_19 | 0 | 0 | 0 | 0 | 0 | 0 | 0 | 0 | 0 | 0 | 0 | 0 | 2.293e-10 | -2.7058e-10 | -5.5827e-10 | -2.293e-10 | 2.7058e-10 | 5.5827e-10 | -2.0359e-11 | 6.4855e-10 | -2.2303e-10 | 2.0359e-11 | -6.4855e-10 | 2.2303e-10 | 0 | 0 | 0 | 0 | 0 | 0 | 1.1542 | 1.0132 | 0.93528 | 1.1542 | 1.0132 | 0.93528 | 0.25058 | -129.1313 | 123.3894 | 0.25058 | -129.1313 | 123.3894
Line1_1_3 | 0.1732 | 0.1732 | 0.17321 | 0.1732 | 0.1732 | 0.17321 | 0.04 | 0.04 | 0.04 | 0.04 | 0.04 | 0.04 | -0.0036514 | -0.0097488 | -0.0009124 | 0.0039514 | 0.010049 | 0.0012124 | -0.046022 | -0.039339 | -0.0374 | 0.046622 | 0.039939 | 0.038 | 94.7869 | -25.213 | -145.2131 | -85.2131 | 154.787 | 34.7869 | 1.1542 | 1.0132 | 0.93528 | 1.1697 | 1.0296 | 0.95049 | 0.25058 | -129.1313 | 123.3894 | -0.057527 | -129.3357 | 122.9595
Line2_1_4 | 0.1732 | 0.1732 | 0.17321 | 0.1732 | 0.1732 | 0.17321 | 0.04 | 0.04 | 0.04 | 0.04 | 0.04 | 0.04 | -0.0036514 | -0.0097488 | -0.00091239 | 0.0039514 | 0.010049 | 0.0012124 | -0.046022 | -0.039339 | -0.0374 | 0.046622 | 0.039939 | 0.038 | 94.7869 | -25.213 | -145.2131 | -85.2131 | 154.787 | 34.7869 | 1.1542 | 1.0132 | 0.93528 | 1.1697 | 1.0296 | 0.95049 | 0.25058 | -129.1313 | 123.3894 | -0.057527 | -129.3357 | 122.9595
Line3_1_5 | 0 | 0 | 0 | 0 | 0 | 0 | 0 | 0 | 0 | 0 | 0 | 0 | 4.586e-10 | -5.4116e-10 | -1.1165e-09 | -4.586e-10 | 5.4116e-10 | 1.1165e-09 | -4.0718e-11 | 1.2971e-09 | -4.4606e-10 | 4.0718e-11 | -1.2971e-09 | 4.4606e-10 | 0 | 0 | 0 | 0 | 0 | 0 | 1.1542 | 1.0132 | 0.93528 | 1.1542 | 1.0132 | 0.93528 | 0.25058 | -129.1313 | 123.3894 | 0.25058 | -129.1313 | 123.3894
Line4_2_6 | 0.1732 | 1.9955 | 1.9918 | 0.1732 | 1.9955 | 1.9918 | 0.04 | 0.46084 | 0.45998 | 0.04 | 0.46084 | 0.45998 | -0.01651 | 0.37861 | -0.14262 | 0.01681 | -0.33879 | 0.18229 | -0.043827 | 0.12758 | 0.33837 | 0.044427 | -0.047941 | -0.25903 | 110.8069 | -155.4771 | 19.5447 | -69.1931 | 24.5229 | -160.4553 | 1.1709 | 0.86697 | 0.79829 | 1.1875 | 0.7425 | 0.6886 | 0.16467 | -136.8551 | 132.3993 | 0.081176 | -147.4229 | 144.6804
Line5_6_7 | 0.1732 | 1.9955 | 1.9918 | 0.1732 | 1.9955 | 1.9918 | 0.04 | 0.46084 | 0.45998 | 0.04 | 0.46084 | 0.45998 | -0.01681 | 0.33879 | -0.18229 | 0.01711 | -0.29898 | 0.22196 | -0.044427 | 0.047941 | 0.25903 | 0.045027 | 0.031698 | -0.17968 | 110.8069 | -155.4771 | 19.5447 | -69.1931 | 24.5229 | -160.4553 | 1.1875 | 0.7425 | 0.6886 | 1.2042 | 0.6524 | 0.62084 | 0.081176 | -147.4229 | 144.6804 | -5.0259e-06 | -161.529 | 160.5532
Line6_7_8 | 0 | 2.1417 | 2.1417 | 0 | 2.1417 | 2.1417 | 0 | 0.49461 | 0.49461 | 0 | 0.49461 | 0.49461 | 1.3805e-09 | 0.32209 | -0.23035 | -1.3805e-09 | -0.27622 | 0.27622 | 1.0822e-15 | -0.019582 | 0.20306 | -1.0371e-15 | 0.11132 | -0.11132 | 0 | -158.0499 | 21.9501 | 0 | 21.9501 | -158.0499 | 1.2042 | 0.6524 | 0.62084 | 1.2042 | 0.60211 | 0.60211 | -5.0259e-06 | -161.529 | 160.5532 | -5.0464e-06 | 180 | 180
Line7_8_9 | 0 | 0 | 0 | 0 | 0 | 0 | 0 | 0 | 0 | 0 | 0 | 0 | 4.6017e-10 | 1.1504e-10 | 1.1504e-10 | -4.6017e-10 | -1.1504e-10 | -1.1504e-10 | 2.7142e-16 | 2.1031e-09 | -2.1031e-09 | -3.605e-16 | -2.1031e-09 | 2.1031e-09 | 0 | 0 | 0 | 0 | 0 | 0 | 1.2042 | 0.60211 | 0.60211 | 1.2042 | 0.60211 | 0.60211 | -5.0464e-06 | 180 | 180 | -5.0532e-06 | 180 | 180
Line8_8_10 | 0 | 0 | 0 | 0 | 0 | 0 | 0 | 0 | 0 | 0 | 0 | 0 | 4.6018e-10 | 1.1504e-10 | 1.1504e-10 | -4.6018e-10 | -1.1504e-10 | -1.1504e-10 | 9.3165e-17 | 2.1031e-09 | -2.1031e-09 | -1.8224e-16 | -2.1031e-09 | 2.1031e-09 | 0 | 0 | 0 | 0 | 0 | 0 | 1.2042 | 0.60211 | 0.60211 | 1.2042 | 0.60211 | 0.60211 | -5.0464e-06 | 180 | 180 | -5.0532e-06 | 180 | 180
Line9_3_11 | 0.1732 | 0.1732 | 0.17321 | 0.1732 | 0.1732 | 0.17321 | 0.04 | 0.04 | 0.04 | 0.04 | 0.04 | 0.04 | -0.0039514 | -0.010049 | -0.0012124 | 0.0042514 | 0.010349 | 0.0015124 | -0.046622 | -0.039939 | -0.038 | 0.047222 | 0.040539 | 0.0386 | 94.7869 | -25.213 | -145.2131 | -85.2131 | 154.787 | 34.7869 | 1.1697 | 1.0296 | 0.95049 | 1.1853 | 1.046 | 0.96575 | -0.057527 | -129.3357 | 122.9595 | -0.35753 | -129.5336 | 122.5432

## LL_max_fault_6
name | pf_ikss_a_from_ka | pf_ikss_b_from_ka | pf_ikss_c_from_ka | pf_ikss_a_to_ka | pf_ikss_b_to_ka | pf_ikss_c_to_ka | pf_skss_a_from_mw | pf_skss_b_from_mw | pf_skss_c_from_mw | pf_skss_a_to_mw | pf_skss_b_to_mw | pf_skss_c_to_mw | pf_p_a_from_mw | pf_p_b_from_mw | pf_p_c_from_mw | pf_p_a_to_mw | pf_p_b_to_mw | pf_p_c_to_mw | pf_q_a_from_mvar | pf_q_b_from_mvar | pf_q_c_from_mvar | pf_q_a_to_mvar | pf_q_b_to_mvar | pf_q_c_to_mvar | pf_ikss_a_from_degree | pf_ikss_b_from_degree | pf_ikss_c_from_degree | pf_ikss_a_to_degree | pf_ikss_b_to_degree | pf_ikss_c_to_degree | pf_vm_a_from_pu | pf_vm_b_from_pu | pf_vm_c_from_pu | pf_vm_a_to_pu | pf_vm_b_to_pu | pf_vm_c_to_pu | pf_va_a_from_degree | pf_va_b_from_degree | pf_va_c_from_degree | pf_va_a_to_degree | pf_va_b_to_degree | pf_va_c_to_degree
Line0_1_2 | 0.1732 | 0.14459 | 0.11057 | 0.1732 | 0.14459 | 0.11057 | 0.04 | 0.033392 | 0.025535 | 0.04 | 0.033392 | 0.025535 | -0.015612 | -0.00032188 | -0.011655 | 0.015912 | 0.00053095 | 0.011777 | -0.04121 | -0.036712 | -0.025428 | 0.04181 | 0.03713 | 0.025672 | 111.0023 | -29.5552 | -125.1761 | -68.9977 | 150.4448 | 54.8239 | 1.1017 | 1.0995 | 1.0954 | 1.1184 | 1.1121 | 1.1061 | 0.25364 | -120.0575 | 120.1998 | 0.16657 | -120.3744 | 120.181
Line10_11_12 | 0.1732 | 0.1732 | 0.17321 | 0.1732 | 0.1732 | 0.17321 | 0.04 | 0.04 | 0.04 | 0.04 | 0.04 | 0.04 | -0.0040833 | -0.0043143 | -0.0041044 | 0.0043833 | 0.0046143 | 0.0044044 | -0.045131 | -0.045022 | -0.044876 | 0.045731 | 0.045622 | 0.045476 | 94.7872 | -25.2128 | -145.2128 | -85.2128 | 154.7872 | 34.7872 | 1.1329 | 1.1307 | 1.1266 | 1.1485 | 1.1464 | 1.1422 | -0.38271 | -120.6865 | 119.5614 | -0.68791 | -120.9882 | 119.2553
Line11_12_13 | 0.1732 | 0.1732 | 0.17321 | 0.1732 | 0.1732 | 0.17321 | 0.04 | 0.04 | 0.04 | 0.04 | 0.04 | 0.04 | -0.0043833 | -0.0046143 | -0.0044044 | 0.0046833 | 0.0049143 | 0.0047044 | -0.045731 | -0.045622 | -0.045476 | 0.046331 | 0.046222 | 0.046076 | 94.7872 | -25.2128 | -145.2128 | -85.2128 | 154.7872 | 34.7872 | 1.1485 | 1.1464 | 1.1422 | 1.1642 | 1.1621 | 1.1579 | -0.68791 | -120.9882 | 119.2553 | -0.98491 | -121.2817 | 118.9574
Line12_13_15 | 0 | 0 | 0 | 0 | 0 | 0 | 0 | 0 | 0 | 0 | 0 | 0 | 1.464e-09 | 1.4357e-09 | 1.3764e-09 | -1.464e-09 | -1.4357e-09 | -1.3764e-09 | 2.3113e-10 | 3.0021e-10 | 2.4334e-10 | -2.3113e-10 | -3.0021e-10 | -2.4334e-10 | 0 | 0 | 0 | 0 | 0 | 0 | 1.1642 | 1.1621 | 1.1579 | 1.1642 | 1.1621 | 1.1579 | -0.98491 | -121.2817 | 118.9574 | -0.98491 | -121.2817 | 118.9574
Line13_13_14 | 0.1732 | 0.1732 | 0.17321 | 0.1732 | 0.1732 | 0.17321 | 0.04 | 0.04 | 0.04 | 0.04 | 0.04 | 0.04 | -0.0046833 | -0.0049143 | -0.0047044 | 0.0049833 | 0.0052143 | 0.0050044 | -0.046331 | -0.046222 | -0.046076 | 0.046931 | 0.046822 | 0.046676 | 94.7872 | -25.2128 | -145.2128 | -85.2128 | 154.7872 | 34.7872 | 1.1642 | 1.1621 | 1.1579 | 1.1799 | 1.1778 | 1.1736 | -0.98491 | -121.2817 | 118.9574 | -1.274 | -121.5673 | 118.6676
Line14_15_16 | 0 | 0 | 0 | 0 | 0 | 0 | 0 | 0 | 0 | 0 | 0 | 0 | 9.7599e-10 | 9.5712e-10 | 9.176e-10 | -9.7599e-10 | -9.5713e-10 | -9.176e-10 | 1.5408e-10 | 2.0014e-10 | 1.6222e-10 | -1.5408e-10 | -2.0014e-10 | -1.6222e-10 | 0 | 0 | 0 | 0 | 0 | 0 | 1.1642 | 1.1621 | 1.1579 | 1.1642 | 1.1621 | 1.1579 | -0.98491 | -121.2817 | 118.9574 | -0.98491 | -121.2817 | 118.9574
Line15_16_17 | 0 | 0 | 0 | 0 | 0 | 0 | 0 | 0 | 0 | 0 | 0 | 0 | 4.88e-10 | 4.7856e-10 | 4.588e-10 | -4.88e-10 | -4.7856e-10 | -4.588e-10 | 7.7042e-11 | 1.0007e-10 | 8.1112e-11 | -7.7042e-11 | -1.0007e-10 | -8.1112e-11 | 0 | 0 | 0 | 0 | 0 | 0 | 1.1642 | 1.1621 | 1.1579 | 1.1642 | 1.1621 | 1.1579 | -0.98491 | -121.2817 | 118.9574 | -0.98491 | -121.2817 | 118.9574
Line16_4_18 | 0 | 0 | 0 | 0 | 0 | 0 | 0 | 0 | 0 | 0 | 0 | 0 | 2.7561e-10 | 2.6612e-10 | 2.4842e-10 | -2.7561e-10 | -2.6612e-10 | -2.4842e-10 | 5.1781e-12 | 2.8205e-11 | 9.2477e-12 | -5.1781e-12 | -2.8205e-11 | -9.2477e-12 | 0 | 0 | 0 | 0 | 0 | 0 | 1.1173 | 1.1151 | 1.111 | 1.1173 | 1.1151 | 1.111 | -0.068973 | -120.3764 | 119.8761 | -0.068973 | -120.3764 | 119.8761
Line17_5_19 | 0 | 0 | 0 | 0 | 0 | 0 | 0 | 0 | 0 | 0 | 0 | 0 | 2.0894e-10 | 1.9943e-10 | 1.8242e-10 | -2.0894e-10 | -1.9943e-10 | -1.8242e-10 | -1.8777e-11 | 4.25e-12 | -1.4707e-11 | 1.8777e-11 | -4.25e-12 | 1.4707e-11 | 0 | 0 | 0 | 0 | 0 | 0 | 1.1017 | 1.0995 | 1.0954 | 1.1017 | 1.0995 | 1.0954 | 0.25364 | -120.0575 | 120.1998 | 0.25364 | -120.0575 | 120.1998
Line1_1_3 | 0.1732 | 0.1732 | 0.17321 | 0.1732 | 0.1732 | 0.17321 | 0.04 | 0.04 | 0.04 | 0.04 | 0.04 | 0.04 | -0.0034833 | -0.0037143 | -0.0035044 | 0.0037833 | 0.0040143 | 0.0038044 | -0.043931 | -0.043822 | -0.043676 | 0.044531 | 0.044422 | 0.044276 | 94.7872 | -25.2128 | -145.2128 | -85.2128 | 154.7872 | 34.7872 | 1.1017 | 1.0995 | 1.0954 | 1.1173 | 1.1151 | 1.111 | 0.25364 | -120.0575 | 120.1998 | -0.068973 | -120.3764 | 119.8761
Line2_1_4 | 0.1732 | 0.1732 | 0.17321 | 0.1732 | 0.1732 | 0.17321 | 0.04 | 0.04 | 0.04 | 0.04 | 0.04 | 0.04 | -0.0034833 | -0.0037143 | -0.0035044 | 0.0037833 | 0.0040143 | 0.0038044 | -0.043931 | -0.043822 | -0.043676 | 0.044531 | 0.044422 | 0.044276 | 94.7872 | -25.2128 | -145.2128 | -85.2128 | 154.7872 | 34.7872 | 1.1017 | 1.0995 | 1.0954 | 1.1173 | 1.1151 | 1.111 | 0.25364 | -120.0575 | 120.1998 | -0.068973 | -120.3764 | 119.8761
Line3_1_5 | 0 | 0 | 0 | 0 | 0 | 0 | 0 | 0 | 0 | 0 | 0 | 0 | 4.1787e-10 | 3.9886e-10 | 3.6484e-10 | -4.1787e-10 | -3.9886e-10 | -3.6484e-10 | -3.7553e-11 | 8.5e-12 | -2.9414e-11 | 3.7553e-11 | -8.5001e-12 | 2.9414e-11 | 0 | 0 | 0 | 0 | 0 | 0 | 1.1017 | 1.0995 | 1.0954 | 1.1017 | 1.0995 | 1.0954 | 0.25364 | -120.0575 | 120.1998 | 0.25364 | -120.0575 | 120.1998
Line4_2_6 | 0.1732 | 0.14459 | 0.11057 | 0.1732 | 0.14459 | 0.11057 | 0.04 | 0.033392 | 0.025535 | 0.04 | 0.033392 | 0.025535 | -0.015912 | -0.00053095 | -0.011777 | 0.016212 | 0.00074001 | 0.011899 | -0.04181 | -0.03713 | -0.025672 | 0.04241 | 0.037548 | 0.025917 | 111.0023 | -29.5552 | -125.1761 | -68.9977 | 150.4448 | 54.8239 | 1.1184 | 1.1121 | 1.1061 | 1.1351 | 1.1247 | 1.1168 | 0.16657 | -120.3744 | 120.181 | 0.082059 | -120.6842 | 120.1626
Line5_6_7 | 0.1732 | 0.14459 | 0.11057 | 0.1732 | 0.14459 | 0.11057 | 0.04 | 0.033392 | 0.025535 | 0.04 | 0.033392 | 0.025535 | -0.016212 | -0.00074001 | -0.011899 | 0.016512 | 0.00094907 | 0.012021 | -0.04241 | -0.037548 | -0.025917 | 0.04301 | 0.037966 | 0.026161 | 111.0023 | -29.5552 | -125.1761 | -68.9977 | 150.4448 | 54.8239 | 1.1351 | 1.1247 | 1.1168 | 1.1518 | 1.1373 | 1.1275 | 0.082059 | -120.6842 | 120.1626 | -2.1944e-07 | -120.9872 | 120.1445
Line6_7_8 | 0 | 0.063312 | 0.063312 | 0 | 0.063312 | 0.063312 | 0 | 0.014621 | 0.014621 | 0 | 0.014621 | 0.014621 | 1.2894e-09 | 0.016085 | 0.0040366 | -1.2894e-09 | -0.016045 | -0.0039965 | -2.1806e-16 | 0.0042184 | 0.015984 | 9.0657e-17 | -0.0041383 | -0.015904 | 0 | -135.6822 | 44.3178 | 0 | 44.3178 | -135.6822 | 1.1518 | 1.1373 | 1.1275 | 1.1518 | 1.1333 | 1.1215 | -2.1944e-07 | -120.9872 | 120.1445 | -2.4032e-07 | -121.2201 | 120.2117
Line7_8_9 | 0 | 0 | 0 | 0 | 0 | 0 | 0 | 0 | 0 | 0 | 0 | 0 | 4.2981e-10 | 3.472e-10 | 2.9416e-10 | -4.2981e-10 | -3.472e-10 | -2.9416e-10 | 4.0821e-17 | 9.2909e-11 | -1.5956e-11 | -4.0769e-17 | -9.2909e-11 | 1.5956e-11 | 0 | 0 | 0 | 0 | 0 | 0 | 1.1518 | 1.1333 | 1.1215 | 1.1518 | 1.1333 | 1.1215 | -2.4032e-07 | -121.2201 | 120.2117 | -2.4728e-07 | -121.2201 | 120.2117
Line8_8_10 | 0 | 0 | 0 | 0 | 0 | 0 | 0 | 0 | 0 | 0 | 0 | 0 | 4.2981e-10 | 3.472e-10 | 2.9416e-10 | -4.2981e-10 | -3.472e-10 | -2.9416e-10 | -1.2968e-16 | 9.2909e-11 | -1.5956e-11 | 1.1907e-16 | -9.2909e-11 | 1.5956e-11 | 0 | 0 | 0 | 0 | 0 | 0 | 1.1518 | 1.1333 | 1.1215 | 1.1518 | 1.1333 | 1.1215 | -2.4032e-07 | -121.2201 | 120.2117 | -2.4728e-07 | -121.2201 | 120.2117
Line9_3_11 | 0.1732 | 0.1732 | 0.17321 | 0.1732 | 0.1732 | 0.17321 | 0.04 | 0.04 | 0.04 | 0.04 | 0.04 | 0.04 | -0.0037833 | -0.0040143 | -0.0038044 | 0.0040833 | 0.0043143 | 0.0041044 | -0.044531 | -0.044422 | -0.044276 | 0.045131 | 0.045022 | 0.044876 | 94.7872 | -25.2128 | -145.2128 | -85.2128 | 154.7872 | 34.7872 | 1.1173 | 1.1151 | 1.111 | 1.1329 | 1.1307 | 1.1266 | -0.068973 | -120.3764 | 119.8761 | -0.38271 | -120.6865 | 119.5614

## LL_max_fault_10
name | pf_ikss_a_from_ka | pf_ikss_b_from_ka | pf_ikss_c_from_ka | pf_ikss_a_to_ka | pf_ikss_b_to_ka | pf_ikss_c_to_ka | pf_skss_a_from_mw | pf_skss_b_from_mw | pf_skss_c_from_mw | pf_skss_a_to_mw | pf_skss_b_to_mw | pf_skss_c_to_mw | pf_p_a_from_mw | pf_p_b_from_mw | pf_p_c_from_mw | pf_p_a_to_mw | pf_p_b_to_mw | pf_p_c_to_mw | pf_q_a_from_mvar | pf_q_b_from_mvar | pf_q_c_from_mvar | pf_q_a_to_mvar | pf_q_b_to_mvar | pf_q_c_to_mvar | pf_ikss_a_from_degree | pf_ikss_b_from_degree | pf_ikss_c_from_degree | pf_ikss_a_to_degree | pf_ikss_b_to_degree | pf_ikss_c_to_degree | pf_vm_a_from_pu | pf_vm_b_from_pu | pf_vm_c_from_pu | pf_vm_a_to_pu | pf_vm_b_to_pu | pf_vm_c_to_pu | pf_va_a_from_degree | pf_va_b_from_degree | pf_va_c_from_degree | pf_va_a_to_degree | pf_va_b_to_degree | pf_va_c_to_degree
Line0_1_2 | 0.1732 | 0.14403 | 0.10771 | 0.1732 | 0.14403 | 0.10771 | 0.04 | 0.033261 | 0.024875 | 0.04 | 0.033261 | 0.024875 | -0.016211 | 0.00053163 | -0.01188 | 0.016511 | -0.0003242 | 0.011997 | -0.043227 | -0.038304 | -0.025948 | 0.043827 | 0.038719 | 0.02618 | 110.8069 | -30.8698 | -125.2047 | -69.1931 | 149.1302 | 54.7953 | 1.1542 | 1.1517 | 1.1473 | 1.1709 | 1.1641 | 1.1577 | 0.25058 | -120.0746 | 120.1944 | 0.16467 | -120.39 | 120.1767
Line10_11_12 | 0.1732 | 0.1732 | 0.17321 | 0.1732 | 0.1732 | 0.17321 | 0.04 | 0.04 | 0.04 | 0.04 | 0.04 | 0.04 | -0.0042514 | -0.0045042 | -0.0042745 | 0.0045514 | 0.0048042 | 0.0045745 | -0.047222 | -0.047103 | -0.046944 | 0.047822 | 0.047703 | 0.047544 | 94.7869 | -25.2131 | -145.2131 | -85.2131 | 154.7869 | 34.7869 | 1.1853 | 1.1829 | 1.1784 | 1.201 | 1.1986 | 1.1941 | -0.35753 | -120.6754 | 119.5842 | -0.64973 | -120.964 | 119.2911
Line11_12_13 | 0.1732 | 0.1732 | 0.17321 | 0.1732 | 0.1732 | 0.17321 | 0.04 | 0.04 | 0.04 | 0.04 | 0.04 | 0.04 | -0.0045514 | -0.0048042 | -0.0045745 | 0.0048514 | 0.0051042 | 0.0048745 | -0.047822 | -0.047703 | -0.047544 | 0.048422 | 0.048303 | 0.048144 | 94.7869 | -25.2131 | -145.2131 | -85.2131 | 154.7869 | 34.7869 | 1.201 | 1.1986 | 1.1941 | 1.2166 | 1.2143 | 1.2097 | -0.64973 | -120.964 | 119.2911 | -0.93442 | -121.2452 | 119.0055
Line12_13_15 | 0 | 0 | 0 | 0 | 0 | 0 | 0 | 0 | 0 | 0 | 0 | 0 | 1.5626e-09 | 1.5302e-09 | 1.4626e-09 | -1.5626e-09 | -1.5302e-09 | -1.4626e-09 | 2.4007e-10 | 3.1929e-10 | 2.5406e-10 | -2.4007e-10 | -3.1929e-10 | -2.5406e-10 | 0 | 0 | 0 | 0 | 0 | 0 | 1.2166 | 1.2143 | 1.2097 | 1.2166 | 1.2143 | 1.2097 | -0.93442 | -121.2452 | 119.0055 | -0.93442 | -121.2452 | 119.0055
Line13_13_14 | 0.1732 | 0.1732 | 0.17321 | 0.1732 | 0.1732 | 0.17321 | 0.04 | 0.04 | 0.04 | 0.04 | 0.04 | 0.04 | -0.0048514 | -0.0051042 | -0.0048745 | 0.0051514 | 0.0054042 | 0.0051745 | -0.048422 | -0.048303 | -0.048144 | 0.049022 | 0.048903 | 0.048744 | 94.7869 | -25.2131 | -145.2131 | -85.2131 | 154.7869 | 34.7869 | 1.2166 | 1.2143 | 1.2097 | 1.2323 | 1.23 | 1.2254 | -0.93442 | -121.2452 | 119.0055 | -1.2119 | -121.5192 | 118.7273
Line14_15_16 | 0 | 0 | 0 | 0 | 0 | 0 | 0 | 0 | 0 | 0 | 0 | 0 | 1.0417e-09 | 1.0201e-09 | 9.7507e-10 | -1.0417e-09 | -1.0201e-09 | -9.7507e-10 | 1.6005e-10 | 2.1286e-10 | 1.6937e-10 | -1.6005e-10 | -2.1286e-10 | -1.6937e-10 | 0 | 0 | 0 | 0 | 0 | 0 | 1.2166 | 1.2143 | 1.2097 | 1.2166 | 1.2143 | 1.2097 | -0.93442 | -121.2452 | 119.0055 | -0.93442 | -121.2452 | 119.0055
Line15_16_17 | 0 | 0 | 0 | 0 | 0 | 0 | 0 | 0 | 0 | 0 | 0 | 0 | 5.2087e-10 | 5.1006e-10 | 4.8754e-10 | -5.2087e-10 | -5.1006e-10 | -4.8754e-10 | 8.0024e-11 | 1.0643e-10 | 8.4686e-11 | -8.0024e-11 | -1.0643e-10 | -8.4686e-11 | 0 | 0 | 0 | 0 | 0 | 0 | 1.2166 | 1.2143 | 1.2097 | 1.2166 | 1.2143 | 1.2097 | -0.93442 | -121.2452 | 119.0055 | -0.93442 | -121.2452 | 119.0055
Line16_4_18 | 0 | 0 | 0 | 0 | 0 | 0 | 0 | 0 | 0 | 0 | 0 | 0 | 2.991e-10 | 2.8822e-10 | 2.6797e-10 | -2.991e-10 | -2.8822e-10 | -2.6797e-10 | 4.7365e-12 | 3.1142e-11 | 9.3985e-12 | -4.7366e-12 | -3.1142e-11 | -9.3986e-12 | 0 | 0 | 0 | 0 | 0 | 0 | 1.1697 | 1.1673 | 1.1628 | 1.1697 | 1.1673 | 1.1628 | -0.057524 | -120.379 | 119.8852 | -0.057524 | -120.379 | 119.8852
Line17_5_19 | 0 | 0 | 0 | 0 | 0 | 0 | 0 | 0 | 0 | 0 | 0 | 0 | 2.293e-10 | 2.184e-10 | 1.989e-10 | -2.293e-10 | -2.184e-10 | -1.989e-10 | -2.0359e-11 | 6.0464e-12 | -1.5697e-11 | 2.0359e-11 | -6.0464e-12 | 1.5697e-11 | 0 | 0 | 0 | 0 | 0 | 0 | 1.1542 | 1.1517 | 1.1473 | 1.1542 | 1.1517 | 1.1473 | 0.25058 | -120.0746 | 120.1944 | 0.25058 | -120.0746 | 120.1944
Line1_1_3 | 0.1732 | 0.1732 | 0.17321 | 0.1732 | 0.1732 | 0.17321 | 0.04 | 0.04 | 0.04 | 0.04 | 0.04 | 0.04 | -0.0036514 | -0.0039042 | -0.0036745 | 0.0039514 | 0.0042042 | 0.0039745 | -0.046022 | -0.045903 | -0.045744 | 0.046622 | 0.046503 | 0.046344 | 94.7869 | -25.2131 | -145.2131 | -85.2131 | 154.7869 | 34.7869 | 1.1542 | 1.1517 | 1.1473 | 1.1697 | 1.1673 | 1.1628 | 0.25058 | -120.0746 | 120.1944 | -0.057524 | -120.379 | 119.8852
Line2_1_4 | 0.1732 | 0.1732 | 0.17321 | 0.1732 | 0.1732 | 0.17321 | 0.04 | 0.04 | 0.04 | 0.04 | 0.04 | 0.04 | -0.0036514 | -0.0039042 | -0.0036745 | 0.0039514 | 0.0042042 | 0.0039745 | -0.046022 | -0.045903 | -0.045744 | 0.046622 | 0.046503 | 0.046344 | 94.7869 | -25.2131 | -145.2131 | -85.2131 | 154.7869 | 34.7869 | 1.1542 | 1.1517 | 1.1473 | 1.1697 | 1.1673 | 1.1628 | 0.25058 | -120.0746 | 120.1944 | -0.057524 | -120.379 | 119.8852
Line3_1_5 | 0 | 0 | 0 | 0 | 0 | 0 | 0 | 0 | 0 | 0 | 0 | 0 | 4.586e-10 | 4.3681e-10 | 3.978e-10 | -4.586e-10 | -4.3681e-10 | -3.978e-10 | -4.0718e-11 | 1.2093e-11 | -3.1394e-11 | 4.0718e-11 | -1.2093e-11 | 3.1394e-11 | 0 | 0 | 0 | 0 | 0 | 0 | 1.1542 | 1.1517 | 1.1473 | 1.1542 | 1.1517 | 1.1473 | 0.25058 | -120.0746 | 120.1944 | 0.25058 | -120.0746 | 120.1944
Line4_2_6 | 0.1732 | 0.14403 | 0.10771 | 0.1732 | 0.14403 | 0.10771 | 0.04 | 0.033261 | 0.024875 | 0.04 | 0.033261 | 0.024875 | -0.016511 | 0.0003242 | -0.011997 | 0.016811 | -0.00011676 | 0.012113 | -0.043827 | -0.038719 | -0.02618 | 0.044427 | 0.039134 | 0.026412 | 110.8069 | -30.8698 | -125.2047 | -69.1931 | 149.1302 | 54.7953 | 1.1709 | 1.1641 | 1.1577 | 1.1875 | 1.1766 | 1.1681 | 0.16467 | -120.39 | 120.1767 | 0.08118 | -120.6988 | 120.1593
Line5_6_7 | 0.1732 | 0.14403 | 0.10771 | 0.1732 | 0.14403 | 0.10771 | 0.04 | 0.033261 | 0.024875 | 0.04 | 0.033261 | 0.024875 | -0.016811 | 0.00011676 | -0.012113 | 0.017111 | 9.0669e-05 | 0.012229 | -0.044427 | -0.039134 | -0.026412 | 0.045027 | 0.039548 | 0.026644 | 110.8069 | -30.8697 | -125.2047 | -69.1931 | 149.1303 | 54.7953 | 1.1875 | 1.1766 | 1.1681 | 1.2042 | 1.189 | 1.1785 | 0.08118 | -120.6988 | 120.1593 | -2.2952e-07 | -121.0011 | 120.1422
Line6_7_8 | 0 | 0.066179 | 0.066179 | 0 | 0.066179 | 0.066179 | 0 | 0.015283 | 0.015283 | 0 | 0.015283 | 0.015283 | 1.3805e-09 | 0.017578 | 0.0044077 | -1.3805e-09 | -0.017534 | -0.0043639 | -1.6151e-16 | 0.004609 | 0.017465 | 5.0588e-17 | -0.0045214 | -0.017377 | 0 | -135.6932 | 44.3068 | 0 | 44.3068 | -135.6932 | 1.2042 | 1.189 | 1.1785 | 1.2042 | 1.1848 | 1.1723 | -2.2952e-07 | -121.0011 | 120.1422 | -2.4997e-07 | -121.2341 | 120.2095
Line7_8_9 | 0 | 0 | 0 | 0 | 0 | 0 | 0 | 0 | 0 | 0 | 0 | 0 | 4.6018e-10 | 3.6956e-10 | 3.1075e-10 | -4.6018e-10 | -3.6956e-10 | -3.1075e-10 | -2.429e-17 | 1.0292e-10 | -1.7287e-11 | -5.3644e-17 | -1.0292e-10 | 1.7287e-11 | 0 | 0 | 0 | 0 | 0 | 0 | 1.2042 | 1.1848 | 1.1723 | 1.2042 | 1.1848 | 1.1723 | -2.4997e-07 | -121.2341 | 120.2095 | -2.5679e-07 | -121.2341 | 120.2095
Line8_8_10 | 0 | 0 | 0 | 0 | 0 | 0 | 0 | 0 | 0 | 0 | 0 | 0 | 4.6018e-10 | 3.6956e-10 | 3.1075e-10 | -4.6018e-10 | -3.6956e-10 | -3.1075e-10 | -2.1369e-16 | 1.0292e-10 | -1.7287e-11 | 1.3576e-16 | -1.0292e-10 | 1.7287e-11 | 0 | 0 | 0 | 0 | 0 | 0 | 1.2042 | 1.1848 | 1.1723 | 1.2042 | 1.1848 | 1.1723 | -2.4997e-07 | -121.2341 | 120.2095 | -2.5679e-07 | -121.2341 | 120.2095
Line9_3_11 | 0.1732 | 0.1732 | 0.17321 | 0.1732 | 0.1732 | 0.17321 | 0.04 | 0.04 | 0.04 | 0.04 | 0.04 | 0.04 | -0.0039514 | -0.0042042 | -0.0039745 | 0.0042514 | 0.0045042 | 0.0042745 | -0.046622 | -0.046503 | -0.046344 | 0.047222 | 0.047103 | 0.046944 | 94.7869 | -25.2131 | -145.2131 | -85.2131 | 154.7869 | 34.7869 | 1.1697 | 1.1673 | 1.1628 | 1.1853 | 1.1829 | 1.1784 | -0.057524 | -120.379 | 119.8852 | -0.35753 | -120.6754 | 119.5842

## LL_min_6
name | pf_ikss_a_from_ka | pf_ikss_b_from_ka | pf_ikss_c_from_ka | pf_ikss_a_to_ka | pf_ikss_b_to_ka | pf_ikss_c_to_ka | pf_skss_a_from_mw | pf_skss_b_from_mw | pf_skss_c_from_mw | pf_skss_a_to_mw | pf_skss_b_to_mw | pf_skss_c_to_mw | pf_p_a_from_mw | pf_p_b_from_mw | pf_p_c_from_mw | pf_p_a_to_mw | pf_p_b_to_mw | pf_p_c_to_mw | pf_q_a_from_mvar | pf_q_b_from_mvar | pf_q_c_from_mvar | pf_q_a_to_mvar | pf_q_b_to_mvar | pf_q_c_to_mvar | pf_ikss_a_from_degree | pf_ikss_b_from_degree | pf_ikss_c_from_degree | pf_ikss_a_to_degree | pf_ikss_b_to_degree | pf_ikss_c_to_degree | pf_vm_a_from_pu | pf_vm_b_from_pu | pf_vm_c_from_pu | pf_vm_a_to_pu | pf_vm_b_to_pu | pf_vm_c_to_pu | pf_va_a_from_degree | pf_va_b_from_degree | pf_va_c_from_degree | pf_va_a_to_degree | pf_va_b_to_degree | pf_va_c_to_degree
Line0_1_2 | 0 | 1.455 | 1.455 | 0 | 1.455 | 1.455 | 0 | 0.33601 | 0.33601 | 0 | 0.33601 | 0.33601 | 5.2736e-17 | 0.28984 | 0.03533 | -7.0314e-17 | -0.24919 | 0.005316 | 3.3399e-16 | 0.073022 | 0.26569 | -3.3399e-16 | -0.030682 | -0.22336 | 0 | -142.8727 | 37.1273 | 0 | 37.1273 | -142.8727 | 0.95 | 0.88953 | 0.79769 | 0.95 | 0.74721 | 0.66491 | 3.9277e-13 | -128.7319 | 119.553 | 3.9766e-13 | -135.8534 | 128.4907
Line10_11_12 | 0 | 0 | 0 | 0 | 0 | 0 | 0 | 0 | 0 | 0 | 0 | 0 | 1.7579e-17 | -9.6789e-10 | -2.6725e-09 | 2.452e-31 | 9.6789e-10 | 2.6725e-09 | 3.5157e-17 | 2.8224e-09 | 1.3007e-10 | -3.5157e-17 | -2.8224e-09 | -1.3007e-10 | 0 | 0 | 0 | 0 | 0 | 0 | 0.95 | 0.88953 | 0.79769 | 0.95 | 0.88953 | 0.79769 | 3.9734e-13 | -128.7319 | 119.553 | 3.996e-13 | -128.7319 | 119.553
Line11_12_13 | 0 | 0 | 0 | 0 | 0 | 0 | 0 | 0 | 0 | 0 | 0 | 0 | -3.678e-31 | -8.0657e-10 | -2.2271e-09 | 4.9296e-31 | 8.0657e-10 | 2.2271e-09 | 5.2736e-17 | 2.352e-09 | 1.0839e-10 | -7.0314e-17 | -2.352e-09 | -1.0839e-10 | 0 | 0 | 0 | 0 | 0 | 0 | 0.95 | 0.88953 | 0.79769 | 0.95 | 0.88953 | 0.79769 | 3.996e-13 | -128.7319 | 119.553 | 4.0169e-13 | -128.7319 | 119.553
Line12_13_15 | 0 | 0 | 0 | 0 | 0 | 0 | 0 | 0 | 0 | 0 | 0 | 0 | -3.6972e-31 | -4.8394e-10 | -1.3362e-09 | 8.7893e-18 | 4.8394e-10 | 1.3362e-09 | 5.2736e-17 | 1.4112e-09 | 6.5035e-11 | -3.5157e-17 | -1.4112e-09 | -6.5035e-11 | 0 | 0 | 0 | 0 | 0 | 0 | 0.95 | 0.88953 | 0.79769 | 0.95 | 0.88953 | 0.79769 | 4.0169e-13 | -128.7319 | 119.553 | 4.0267e-13 | -128.7319 | 119.553
Line13_13_14 | 0 | 0 | 0 | 0 | 0 | 0 | 0 | 0 | 0 | 0 | 0 | 0 | -2.4648e-31 | -1.6131e-10 | -4.4541e-10 | 8.7893e-18 | 1.6131e-10 | 4.4541e-10 | 3.5157e-17 | 4.7039e-10 | 2.1678e-11 | -1.7579e-17 | -4.7039e-10 | -2.1678e-11 | 0 | 0 | 0 | 0 | 0 | 0 | 0.95 | 0.88953 | 0.79769 | 0.95 | 0.88953 | 0.79769 | 4.0169e-13 | -128.7319 | 119.553 | 4.0162e-13 | -128.7319 | 119.553
Line14_15_16 | 0 | 0 | 0 | 0 | 0 | 0 | 0 | 0 | 0 | 0 | 0 | 0 | -1.7579e-17 | -3.2263e-10 | -8.9083e-10 | 1.7579e-17 | 3.2263e-10 | 8.9083e-10 | 1.7579e-17 | 9.4079e-10 | 4.3357e-11 | -3.5157e-17 | -9.4079e-10 | -4.3357e-11 | 0 | 0 | 0 | 0 | 0 | 0 | 0.95 | 0.88953 | 0.79769 | 0.95 | 0.88953 | 0.79769 | 4.0267e-13 | -128.7319 | 119.553 | 4.0348e-13 | -128.7319 | 119.553
Line15_16_17 | 0 | 0 | 0 | 0 | 0 | 0 | 0 | 0 | 0 | 0 | 0 | 0 | -1.3184e-17 | -1.6131e-10 | -4.4541e-10 | 1.3184e-17 | 1.6131e-10 | 4.4541e-10 | 1.7579e-17 | 4.7039e-10 | 2.1678e-11 | -3.5157e-17 | -4.7039e-10 | -2.1678e-11 | 0 | 0 | 0 | 0 | 0 | 0 | 0.95 | 0.88953 | 0.79769 | 0.95 | 0.88953 | 0.79769 | 4.0348e-13 | -128.7319 | 119.553 | 4.0371e-13 | -128.7319 | 119.553
Line16_4_18 | 0 | 0 | 0 | 0 | 0 | 0 | 0 | 0 | 0 | 0 | 0 | 0 | -8.7893e-18 | -1.6131e-10 | -4.4541e-10 | 1.21e-31 | 1.6131e-10 | 4.4541e-10 | -1.7579e-17 | 4.7039e-10 | 2.1679e-11 | -1.7579e-17 | -4.7039e-10 | -2.1679e-11 | 0 | 0 | 0 | 0 | 0 | 0 | 0.95 | 0.88953 | 0.79769 | 0.95 | 0.88953 | 0.79769 | 3.9414e-13 | -128.7319 | 119.553 | 3.9438e-13 | -128.7319 | 119.553
Line17_5_19 | 0 | 0 | 0 | 0 | 0 | 0 | 0 | 0 | 0 | 0 | 0 | 0 | -8.7893e-18 | -1.6131e-10 | -4.4541e-10 | 1.21e-31 | 1.6131e-10 | 4.4541e-10 | -1.7579e-17 | 4.7039e-10 | 2.1679e-11 | -1.7579e-17 | -4.7039e-10 | -2.1679e-11 | 0 | 0 | 0 | 0 | 0 | 0 | 0.95 | 0.88953 | 0.79769 | 0.95 | 0.88953 | 0.79769 | 3.9414e-13 | -128.7319 | 119.553 | 3.9438e-13 | -128.7319 | 119.553
Line1_1_3 | 0 | 0 | 0 | 0 | 0 | 0 | 0 | 0 | 0 | 0 | 0 | 0 | 1.7579e-17 | -1.2905e-09 | -3.5633e-09 | -2.6368e-17 | 1.2905e-09 | 3.5633e-09 | 1.0547e-16 | 3.7632e-09 | 1.7343e-10 | -1.0547e-16 | -3.7632e-09 | -1.7343e-10 | 0 | 0 | 0 | 0 | 0 | 0 | 0.95 | 0.88953 | 0.79769 | 0.95 | 0.88953 | 0.79769 | 3.9277e-13 | -128.7319 | 119.553 | 3.9508e-13 | -128.7319 | 119.553
Line2_1_4 | 0 | 0 | 0 | 0 | 0 | 0 | 0 | 0 | 0 | 0 | 0 | 0 | -3.0762e-17 | -3.2263e-10 | -8.9083e-10 | 2.1973e-17 | 3.2263e-10 | 8.9083e-10 | 5.2736e-17 | 9.4079e-10 | 4.3357e-11 | -7.0314e-17 | -9.4079e-10 | -4.3357e-11 | 0 | 0 | 0 | 0 | 0 | 0 | 0.95 | 0.88953 | 0.79769 | 0.95 | 0.88953 | 0.79769 | 3.9277e-13 | -128.7319 | 119.553 | 3.9414e-13 | -128.7319 | 119.553
Line3_1_5 | 0 | 0 | 0 | 0 | 0 | 0 | 0 | 0 | 0 | 0 | 0 | 0 | -3.0762e-17 | -3.2263e-10 | -8.9083e-10 | 2.1973e-17 | 3.2263e-10 | 8.9083e-10 | 5.2736e-17 | 9.4079e-10 | 4.3357e-11 | -7.0314e-17 | -9.4079e-10 | -4.3357e-11 | 0 | 0 | 0 | 0 | 0 | 0 | 0.95 | 0.88953 | 0.79769 | 0.95 | 0.88953 | 0.79769 | 3.9277e-13 | -128.7319 | 119.553 | 3.9414e-13 | -128.7319 | 119.553
Line4_2_6 | 0 | 1.455 | 1.455 | 0 | 1.455 | 1.455 | 0 | 0.33601 | 0.33601 | 0 | 0.33601 | 0.33601 | 3.5157e-17 | 0.24919 | -0.005316 | 2.4625e-30 | -0.20855 | 0.045962 | 3.1641e-16 | 0.030682 | 0.22336 | -3.5157e-16 | 0.011658 | -0.18102 | 0 | -142.8727 | 37.1273 | 0 | 37.1273 | -142.8727 | 0.95 | 0.74721 | 0.66491 | 0.95 | 0.62161 | 0.55581 | 3.9766e-13 | -135.8534 | 128.4907 | 4.0132e-13 | -146.0722 | 141.3743
Line5_6_7 | 0 | 1.455 | 1.455 | 0 | 1.455 | 1.455 | 0 | 0.33601 | 0.33601 | 0 | 0.33601 | 0.33601 | 1.7579e-16 | 0.20855 | -0.045962 | -1.7579e-16 | -0.1679 | 0.086608 | 3.1641e-16 | -0.011658 | 0.18102 | -3.5157e-16 | 0.053997 | -0.13868 | 0 | -142.8727 | 37.1273 | 0 | 37.1273 | -142.8727 | 0.95 | 0.62161 | 0.55581 | 0.95 | 0.52489 | 0.48658 | 4.0132e-13 | -146.0722 | 141.3743 | 4.0633e-13 | -160.7007 | 159.1134
Line6_7_8 | 0 | 1.455 | 1.455 | 0 | 1.455 | 1.455 | 0 | 0.33601 | 0.33601 | 0 | 0.33601 | 0.33601 | 1.4063e-16 | 0.1679 | -0.086608 | -2.1094e-16 | -0.12725 | 0.12725 | 2.8126e-16 | -0.053997 | 0.13868 | -2.8126e-16 | 0.096337 | -0.096337 | 0 | -142.8727 | 37.1273 | 0 | 37.1273 | -142.8727 | 0.95 | 0.52489 | 0.48658 | 0.95 | 0.475 | 0.475 | 4.0633e-13 | -160.7007 | 159.1134 | 4.1008e-13 | -180 | 180
Line7_8_9 | 0 | 0 | 0 | 0 | 0 | 0 | 0 | 0 | 0 | 0 | 0 | 0 | -5.0326e-31 | -3.5157e-17 | 1.4063e-16 | -7.0314e-17 | 3.8433e-17 | 3.2761e-18 | 7.0314e-17 | 1.4329e-09 | -1.4329e-09 | -7.0314e-17 | -1.4329e-09 | 1.4329e-09 | 0 | 0 | 0 | 0 | 0 | 0 | 0.95 | 0.475 | 0.475 | 0.95 | 0.475 | 0.475 | 4.1008e-13 | -180 | 180 | 4.09e-13 | -180 | 180
Line8_8_10 | 0 | 0 | 0 | 0 | 0 | 0 | 0 | 0 | 0 | 0 | 0 | 0 | -5.0326e-31 | -1.0547e-16 | 1.4063e-16 | -7.0314e-17 | -3.1881e-17 | 3.2761e-18 | 7.0314e-17 | 1.4329e-09 | -1.4329e-09 | -1.4063e-16 | -1.4329e-09 | 1.4329e-09 | 0 | 0 | 0 | 0 | 0 | 0 | 0.95 | 0.475 | 0.475 | 0.95 | 0.475 | 0.475 | 4.1008e-13 | -180 | 180 | 4.1142e-13 | -180 | 180
Line9_3_11 | 0 | 0 | 0 | 0 | 0 | 0 | 0 | 0 | 0 | 0 | 0 | 0 | 1.3184e-17 | -1.1292e-09 | -3.1179e-09 | -4.3946e-18 | 1.1292e-09 | 3.1179e-09 | 7.0314e-17 | 3.2928e-09 | 1.5175e-10 | -5.2736e-17 | -3.2928e-09 | -1.5175e-10 | 0 | 0 | 0 | 0 | 0 | 0 | 0.95 | 0.88953 | 0.79769 | 0.95 | 0.88953 | 0.79769 | 3.9508e-13 | -128.7319 | 119.553 | 3.9734e-13 | -128.7319 | 119.553

## LL_min_10
name | pf_ikss_a_from_ka | pf_ikss_b_from_ka | pf_ikss_c_from_ka | pf_ikss_a_to_ka | pf_ikss_b_to_ka | pf_ikss_c_to_ka | pf_skss_a_from_mw | pf_skss_b_from_mw | pf_skss_c_from_mw | pf_skss_a_to_mw | pf_skss_b_to_mw | pf_skss_c_to_mw | pf_p_a_from_mw | pf_p_b_from_mw | pf_p_c_from_mw | pf_p_a_to_mw | pf_p_b_to_mw | pf_p_c_to_mw | pf_q_a_from_mvar | pf_q_b_from_mvar | pf_q_c_from_mvar | pf_q_a_to_mvar | pf_q_b_to_mvar | pf_q_c_to_mvar | pf_ikss_a_from_degree | pf_ikss_b_from_degree | pf_ikss_c_from_degree | pf_ikss_a_to_degree | pf_ikss_b_to_degree | pf_ikss_c_to_degree | pf_vm_a_from_pu | pf_vm_b_from_pu | pf_vm_c_from_pu | pf_vm_a_to_pu | pf_vm_b_to_pu | pf_vm_c_to_pu | pf_va_a_from_degree | pf_va_b_from_degree | pf_va_c_from_degree | pf_va_a_to_degree | pf_va_b_to_degree | pf_va_c_to_degree
Line0_1_2 | 0 | 1.3784 | 1.3784 | 0 | 1.3784 | 1.3784 | 0 | 0.31833 | 0.31833 | 0 | 0.31833 | 0.31833 | 4.996e-17 | 0.26013 | 0.031709 | -3.3307e-17 | -0.22365 | 0.0047711 | 3.3307e-16 | 0.065537 | 0.23846 | -3.3307e-16 | -0.027537 | -0.20046 | 0 | -142.8727 | 37.1273 | 0 | 37.1273 | -142.8727 | 0.9 | 0.84271 | 0.7557 | 0.9 | 0.70788 | 0.62991 | 3.9358e-13 | -128.7319 | 119.553 | 3.9928e-13 | -135.8534 | 128.4907
Line10_11_12 | 0 | 0 | 0 | 0 | 0 | 0 | 0 | 0 | 0 | 0 | 0 | 0 | -4.629e-31 | -8.6869e-10 | -2.3986e-09 | 4.6553e-31 | 8.6869e-10 | 2.3986e-09 | 6.6613e-17 | 2.5331e-09 | 1.1674e-10 | -6.6613e-17 | -2.5331e-09 | -1.1674e-10 | 0 | 0 | 0 | 0 | 0 | 0 | 0.9 | 0.84271 | 0.7557 | 0.9 | 0.84271 | 0.7557 | 3.9815e-13 | -128.7319 | 119.553 | 4.0041e-13 | -128.7319 | 119.553
Line11_12_13 | 0 | 0 | 0 | 0 | 0 | 0 | 0 | 0 | 0 | 0 | 0 | 0 | -4.1633e-18 | -7.2391e-10 | -1.9988e-09 | 4.1633e-18 | 7.2391e-10 | 1.9988e-09 | 6.6613e-17 | 2.1109e-09 | 9.7283e-11 | -4.996e-17 | -2.1109e-09 | -9.7283e-11 | 0 | 0 | 0 | 0 | 0 | 0 | 0.9 | 0.84271 | 0.7557 | 0.9 | 0.84271 | 0.7557 | 4.0041e-13 | -128.7319 | 119.553 | 4.025e-13 | -128.7319 | 119.553
Line12_13_15 | 0 | 0 | 0 | 0 | 0 | 0 | 0 | 0 | 0 | 0 | 0 | 0 | -8.3267e-18 | -4.3434e-10 | -1.1993e-09 | 8.3267e-18 | 4.3434e-10 | 1.1993e-09 | 3.3307e-17 | 1.2665e-09 | 5.837e-11 | 5.8637e-32 | -1.2665e-09 | -5.837e-11 | 0 | 0 | 0 | 0 | 0 | 0 | 0.9 | 0.84271 | 0.7557 | 0.9 | 0.84271 | 0.7557 | 4.025e-13 | -128.7319 | 119.553 | 4.0348e-13 | -128.7319 | 119.553
Line13_13_14 | 0 | 0 | 0 | 0 | 0 | 0 | 0 | 0 | 0 | 0 | 0 | 0 | 4.1633e-18 | -1.4478e-10 | -3.9976e-10 | -4.1633e-18 | 1.4478e-10 | 3.9976e-10 | 3.3307e-17 | 4.2218e-10 | 1.9457e-11 | 1.6653e-17 | -4.2218e-10 | -1.9457e-11 | 0 | 0 | 0 | 0 | 0 | 0 | 0.9 | 0.84271 | 0.7557 | 0.9 | 0.84271 | 0.7557 | 4.025e-13 | -128.7319 | 119.553 | 4.0243e-13 | -128.7319 | 119.553
Line14_15_16 | 0 | 0 | 0 | 0 | 0 | 0 | 0 | 0 | 0 | 0 | 0 | 0 | -1.6653e-17 | -2.8956e-10 | -7.9952e-10 | 1.6653e-17 | 2.8956e-10 | 7.9952e-10 | 4.996e-17 | 8.4436e-10 | 3.8913e-11 | -4.996e-17 | -8.4436e-10 | -3.8913e-11 | 0 | 0 | 0 | 0 | 0 | 0 | 0.9 | 0.84271 | 0.7557 | 0.9 | 0.84271 | 0.7557 | 4.0348e-13 | -128.7319 | 119.553 | 4.0429e-13 | -128.7319 | 119.553
Line15_16_17 | 0 | 0 | 0 | 0 | 0 | 0 | 0 | 0 | 0 | 0 | 0 | 0 | -4.1633e-18 | -1.4478e-10 | -3.9976e-10 | 4.1633e-18 | 1.4478e-10 | 3.9976e-10 | -2.9377e-32 | 4.2218e-10 | 1.9457e-11 | -1.6653e-17 | -4.2218e-10 | -1.9457e-11 | 0 | 0 | 0 | 0 | 0 | 0 | 0.9 | 0.84271 | 0.7557 | 0.9 | 0.84271 | 0.7557 | 4.0429e-13 | -128.7319 | 119.553 | 4.0452e-13 | -128.7319 | 119.553
Line16_4_18 | 0 | 0 | 0 | 0 | 0 | 0 | 0 | 0 | 0 | 0 | 0 | 0 | 4.1633e-18 | -1.4478e-10 | -3.9976e-10 | -4.1633e-18 | 1.4478e-10 | 3.9976e-10 | 2.8699e-32 | 4.2218e-10 | 1.9457e-11 | -1.6653e-17 | -4.2218e-10 | -1.9457e-11 | 0 | 0 | 0 | 0 | 0 | 0 | 0.9 | 0.84271 | 0.7557 | 0.9 | 0.84271 | 0.7557 | 3.9495e-13 | -128.7319 | 119.553 | 3.9519e-13 | -128.7319 | 119.553
Line17_5_19 | 0 | 0 | 0 | 0 | 0 | 0 | 0 | 0 | 0 | 0 | 0 | 0 | 4.1633e-18 | -1.4478e-10 | -3.9976e-10 | -4.1633e-18 | 1.4478e-10 | 3.9976e-10 | 2.8699e-32 | 4.2218e-10 | 1.9457e-11 | -1.6653e-17 | -4.2218e-10 | -1.9457e-11 | 0 | 0 | 0 | 0 | 0 | 0 | 0.9 | 0.84271 | 0.7557 | 0.9 | 0.84271 | 0.7557 | 3.9495e-13 | -128.7319 | 119.553 | 3.9519e-13 | -128.7319 | 119.553
Line1_1_3 | 0 | 0 | 0 | 0 | 0 | 0 | 0 | 0 | 0 | 0 | 0 | 0 | 2.498e-17 | -1.1582e-09 | -3.1981e-09 | -3.3307e-17 | 1.1582e-09 | 3.1981e-09 | 6.6613e-17 | 3.3775e-09 | 1.5565e-10 | -6.6613e-17 | -3.3775e-09 | -1.5565e-10 | 0 | 0 | 0 | 0 | 0 | 0 | 0.9 | 0.84271 | 0.7557 | 0.9 | 0.84271 | 0.7557 | 3.9358e-13 | -128.7319 | 119.553 | 3.9589e-13 | -128.7319 | 119.553
Line2_1_4 | 0 | 0 | 0 | 0 | 0 | 0 | 0 | 0 | 0 | 0 | 0 | 0 | -1.6653e-17 | -2.8956e-10 | -7.9952e-10 | 1.6653e-17 | 2.8956e-10 | 7.9952e-10 | 4.996e-17 | 8.4436e-10 | 3.8913e-11 | -4.996e-17 | -8.4436e-10 | -3.8913e-11 | 0 | 0 | 0 | 0 | 0 | 0 | 0.9 | 0.84271 | 0.7557 | 0.9 | 0.84271 | 0.7557 | 3.9358e-13 | -128.7319 | 119.553 | 3.9495e-13 | -128.7319 | 119.553
Line3_1_5 | 0 | 0 | 0 | 0 | 0 | 0 | 0 | 0 | 0 | 0 | 0 | 0 | -1.6653e-17 | -2.8956e-10 | -7.9952e-10 | 1.6653e-17 | 2.8956e-10 | 7.9952e-10 | 4.996e-17 | 8.4436e-10 | 3.8913e-11 | -4.996e-17 | -8.4436e-10 | -3.8913e-11 | 0 | 0 | 0 | 0 | 0 | 0 | 0.9 | 0.84271 | 0.7557 | 0.9 | 0.84271 | 0.7557 | 3.9358e-13 | -128.7319 | 119.553 | 3.9495e-13 | -128.7319 | 119.553
Line4_2_6 | 0 | 1.3784 | 1.3784 | 0 | 1.3784 | 1.3784 | 0 | 0.31833 | 0.31833 | 0 | 0.31833 | 0.31833 | 3.3307e-17 | 0.22365 | -0.0047711 | 2.5952e-30 | -0.18717 | 0.041251 | 3.3307e-16 | 0.027537 | 0.20046 | -3.6637e-16 | 0.010463 | -0.16246 | 0 | -142.8727 | 37.1273 | 0 | 37.1273 | -142.8727 | 0.9 | 0.70788 | 0.62991 | 0.9 | 0.5889 | 0.52656 | 3.9928e-13 | -135.8534 | 128.4907 | 4.0586e-13 | -146.0722 | 141.3743
Line5_6_7 | 0 | 1.3784 | 1.3784 | 0 | 1.3784 | 1.3784 | 0 | 0.31833 | 0.31833 | 0 | 0.31833 | 0.31833 | 6.6613e-17 | 0.18717 | -0.041251 | -6.6613e-17 | -0.15069 | 0.077731 | 3.6637e-16 | -0.010463 | 0.16246 | -3.3307e-16 | 0.048463 | -0.12446 | 0 | -142.8727 | 37.1273 | 0 | 37.1273 | -142.8727 | 0.9 | 0.5889 | 0.52656 | 0.9 | 0.49726 | 0.46097 | 4.0586e-13 | -146.0722 | 141.3743 | 4.1186e-13 | -160.7007 | 159.1134
Line6_7_8 | 0 | 1.3784 | 1.3784 | 0 | 1.3784 | 1.3784 | 0 | 0.31833 | 0.31833 | 0 | 0.31833 | 0.31833 | 1.3323e-16 | 0.15069 | -0.077731 | -1.3323e-16 | -0.11421 | 0.11421 | 1.9984e-16 | -0.048463 | 0.12446 | -1.9984e-16 | 0.086463 | -0.086463 | 0 | -142.8727 | 37.1273 | 0 | 37.1273 | -142.8727 | 0.9 | 0.49726 | 0.46097 | 0.9 | 0.45 | 0.45 | 4.1186e-13 | -160.7007 | 159.1134 | 4.156e-13 | -180 | 180
Line7_8_9 | 0 | 0 | 0 | 0 | 0 | 0 | 0 | 0 | 0 | 0 | 0 | 0 | -1.4495e-30 | 1.3323e-16 | -6.2189e-23 | 1.4458e-30 | -1.3029e-16 | 2.9404e-18 | 1.9984e-16 | 1.286e-09 | -1.286e-09 | -1.9984e-16 | -1.286e-09 | 1.286e-09 | 0 | 0 | 0 | 0 | 0 | 0 | 0.9 | 0.45 | 0.45 | 0.9 | 0.45 | 0.45 | 4.156e-13 | -180 | 180 | 4.1451e-13 | -180 | 180
Line8_8_10 | 0 | 0 | 0 | 0 | 0 | 0 | 0 | 0 | 0 | 0 | 0 | 0 | -1.4495e-30 | 9.992e-17 | 1.3323e-16 | 1.4518e-30 | -9.698e-17 | -1.3029e-16 | 1.9984e-16 | 1.286e-09 | -1.286e-09 | -1.9984e-16 | -1.286e-09 | 1.286e-09 | 0 | 0 | 0 | 0 | 0 | 0 | 0.9 | 0.45 | 0.45 | 0.9 | 0.45 | 0.45 | 4.156e-13 | -180 | 180 | 4.1623e-13 | -180 | 180
Line9_3_11 | 0 | 0 | 0 | 0 | 0 | 0 | 0 | 0 | 0 | 0 | 0 | 0 | 1.6653e-17 | -1.0135e-09 | -2.7983e-09 | -2.498e-17 | 1.0135e-09 | 2.7983e-09 | 4.996e-17 | 2.9553e-09 | 1.362e-10 | -4.996e-17 | -2.9553e-09 | -1.362e-10 | 0 | 0 | 0 | 0 | 0 | 0 | 0.9 | 0.84271 | 0.7557 | 0.9 | 0.84271 | 0.7557 | 3.9589e-13 | -128.7319 | 119.553 | 3.9815e-13 | -128.7319 | 119.553

## LL_min_fault_6
name | pf_ikss_a_from_ka | pf_ikss_b_from_ka | pf_ikss_c_from_ka | pf_ikss_a_to_ka | pf_ikss_b_to_ka | pf_ikss_c_to_ka | pf_skss_a_from_mw | pf_skss_b_from_mw | pf_skss_c_from_mw | pf_skss_a_to_mw | pf_skss_b_to_mw | pf_skss_c_to_mw | pf_p_a_from_mw | pf_p_b_from_mw | pf_p_c_from_mw | pf_p_a_to_mw | pf_p_b_to_mw | pf_p_c_to_mw | pf_q_a_from_mvar | pf_q_b_from_mvar | pf_q_c_from_mvar | pf_q_a_to_mvar | pf_q_b_to_mvar | pf_q_c_to_mvar | pf_ikss_a_from_degree | pf_ikss_b_from_degree | pf_ikss_c_from_degree | pf_ikss_a_to_degree | pf_ikss_b_to_degree | pf_ikss_c_to_degree | pf_vm_a_from_pu | pf_vm_b_from_pu | pf_vm_c_from_pu | pf_vm_a_to_pu | pf_vm_b_to_pu | pf_vm_c_to_pu | pf_va_a_from_degree | pf_va_b_from_degree | pf_va_c_from_degree | pf_va_a_to_degree | pf_va_b_to_degree | pf_va_c_to_degree
Line0_1_2 | 0 | 0.051843 | 0.051843 | 0 | 0.051843 | 0.051843 | 0 | 0.011973 | 0.011973 | 0 | 0.011973 | 0.011973 | 3.296e-18 | 0.010966 | 0.0028847 | -3.296e-18 | -0.010915 | -0.0028331 | 1.5381e-17 | 0.0029326 | 0.010936 | -1.5381e-17 | -0.0028788 | -0.010882 | 0 | -135.2796 | 44.7204 | 0 | 44.7204 | -135.2796 | 0.95 | 0.94815 | 0.94465 | 0.95 | 0.94283 | 0.93921 | 1.0626e-14 | -120.3084 | 119.9432 | 1.0845e-14 | -120.5043 | 120.1275
Line10_11_12 | 0 | 0 | 0 | 0 | 0 | 0 | 0 | 0 | 0 | 0 | 0 | 0 | 4.8066e-19 | -3.8309e-11 | -1.1119e-10 | -2.06e-19 | 3.8309e-11 | 1.1119e-10 | 2.7466e-18 | 1.0665e-10 | 1.9584e-11 | -3.296e-18 | -1.0665e-10 | -1.9584e-11 | 0 | 0 | 0 | 0 | 0 | 0 | 0.95 | 0.94815 | 0.94465 | 0.95 | 0.94815 | 0.94465 | 1.0774e-14 | -120.3084 | 119.9432 | 1.0848e-14 | -120.3084 | 119.9432
Line11_12_13 | 0 | 0 | 0 | 0 | 0 | 0 | 0 | 0 | 0 | 0 | 0 | 0 | -4.8066e-19 | -3.1925e-11 | -9.2658e-11 | 4.8066e-19 | 3.1925e-11 | 9.2658e-11 | 3.296e-18 | 8.8872e-11 | 1.632e-11 | -3.8453e-18 | -8.8872e-11 | -1.632e-11 | 0 | 0 | 0 | 0 | 0 | 0 | 0.95 | 0.94815 | 0.94465 | 0.95 | 0.94815 | 0.94465 | 1.0848e-14 | -120.3084 | 119.9432 | 1.0918e-14 | -120.3084 | 119.9432
Line12_13_15 | 0 | 0 | 0 | 0 | 0 | 0 | 0 | 0 | 0 | 0 | 0 | 0 | -4.12e-19 | -1.9155e-11 | -5.5595e-11 | 4.12e-19 | 1.9155e-11 | 5.5595e-11 | 5.4933e-19 | 5.3323e-11 | 9.7921e-12 | -5.4933e-19 | -5.3323e-11 | -9.7921e-12 | 0 | 0 | 0 | 0 | 0 | 0 | 0.95 | 0.94815 | 0.94465 | 0.95 | 0.94815 | 0.94465 | 1.0918e-14 | -120.3084 | 119.9432 | 1.0955e-14 | -120.3084 | 119.9432
Line13_13_14 | 0 | 0 | 0 | 0 | 0 | 0 | 0 | 0 | 0 | 0 | 0 | 0 | 2.06e-19 | -6.3849e-12 | -1.8532e-11 | -4.8066e-19 | 6.3849e-12 | 1.8532e-11 | 5.4933e-19 | 1.7774e-11 | 3.264e-12 | -5.4933e-19 | -1.7774e-11 | -3.264e-12 | 0 | 0 | 0 | 0 | 0 | 0 | 0.95 | 0.94815 | 0.94465 | 0.95 | 0.94815 | 0.94465 | 1.0918e-14 | -120.3084 | 119.9432 | 1.0917e-14 | -120.3084 | 119.9432
Line14_15_16 | 0 | 0 | 0 | 0 | 0 | 0 | 0 | 0 | 0 | 0 | 0 | 0 | -4.12e-19 | -1.277e-11 | -3.7063e-11 | 6.8666e-19 | 1.277e-11 | 3.7063e-11 | 1.648e-18 | 3.5549e-11 | 6.5281e-12 | -1.648e-18 | -3.5549e-11 | -6.5281e-12 | 0 | 0 | 0 | 0 | 0 | 0 | 0.95 | 0.94815 | 0.94465 | 0.95 | 0.94815 | 0.94465 | 1.0955e-14 | -120.3084 | 119.9432 | 1.0987e-14 | -120.3084 | 119.9432
Line15_16_17 | 0 | 0 | 0 | 0 | 0 | 0 | 0 | 0 | 0 | 0 | 0 | 0 | -5.4933e-19 | -6.3849e-12 | -1.8532e-11 | 5.4933e-19 | 6.3849e-12 | 1.8532e-11 | -5.4933e-19 | 1.7774e-11 | 3.264e-12 | 5.4933e-19 | -1.7774e-11 | -3.264e-12 | 0 | 0 | 0 | 0 | 0 | 0 | 0.95 | 0.94815 | 0.94465 | 0.95 | 0.94815 | 0.94465 | 1.0987e-14 | -120.3084 | 119.9432 | 1.0999e-14 | -120.3084 | 119.9432
Line16_4_18 | 0 | 0 | 0 | 0 | 0 | 0 | 0 | 0 | 0 | 0 | 0 | 0 | -5.4933e-19 | -6.3849e-12 | -1.8532e-11 | 5.4933e-19 | 6.3849e-12 | 1.8532e-11 | 1.0987e-18 | 1.7774e-11 | 3.264e-12 | -1.0987e-18 | -1.7774e-11 | -3.264e-12 | 0 | 0 | 0 | 0 | 0 | 0 | 0.95 | 0.94815 | 0.94465 | 0.95 | 0.94815 | 0.94465 | 1.0679e-14 | -120.3084 | 119.9432 | 1.0691e-14 | -120.3084 | 119.9432
Line17_5_19 | 0 | 0 | 0 | 0 | 0 | 0 | 0 | 0 | 0 | 0 | 0 | 0 | -5.4933e-19 | -6.3849e-12 | -1.8532e-11 | 5.4933e-19 | 6.3849e-12 | 1.8532e-11 | 1.0987e-18 | 1.7774e-11 | 3.264e-12 | -1.0987e-18 | -1.7774e-11 | -3.264e-12 | 0 | 0 | 0 | 0 | 0 | 0 | 0.95 | 0.94815 | 0.94465 | 0.95 | 0.94815 | 0.94465 | 1.0679e-14 | -120.3084 | 119.9432 | 1.0691e-14 | -120.3084 | 119.9432
Line1_1_3 | 0 | 0 | 0 | 0 | 0 | 0 | 0 | 0 | 0 | 0 | 0 | 0 | 8.2399e-19 | -5.1079e-11 | -1.4825e-10 | -8.2399e-19 | 5.1079e-11 | 1.4825e-10 | 2.7466e-18 | 1.422e-10 | 2.6112e-11 | -3.296e-18 | -1.422e-10 | -2.6112e-11 | 0 | 0 | 0 | 0 | 0 | 0 | 0.95 | 0.94815 | 0.94465 | 0.95 | 0.94815 | 0.94465 | 1.0626e-14 | -120.3084 | 119.9432 | 1.0701e-14 | -120.3084 | 119.9432
Line2_1_4 | 0 | 0 | 0 | 0 | 0 | 0 | 0 | 0 | 0 | 0 | 0 | 0 | -1.236e-18 | -1.277e-11 | -3.7063e-11 | 1.236e-18 | 1.277e-11 | 3.7063e-11 | 1.648e-18 | 3.5549e-11 | 6.5281e-12 | -2.1973e-18 | -3.5549e-11 | -6.5281e-12 | 0 | 0 | 0 | 0 | 0 | 0 | 0.95 | 0.94815 | 0.94465 | 0.95 | 0.94815 | 0.94465 | 1.0626e-14 | -120.3084 | 119.9432 | 1.0679e-14 | -120.3084 | 119.9432
Line3_1_5 | 0 | 0 | 0 | 0 | 0 | 0 | 0 | 0 | 0 | 0 | 0 | 0 | -1.236e-18 | -1.277e-11 | -3.7063e-11 | 1.236e-18 | 1.277e-11 | 3.7063e-11 | 1.648e-18 | 3.5549e-11 | 6.5281e-12 | -2.1973e-18 | -3.5549e-11 | -6.5281e-12 | 0 | 0 | 0 | 0 | 0 | 0 | 0.95 | 0.94815 | 0.94465 | 0.95 | 0.94815 | 0.94465 | 1.0626e-14 | -120.3084 | 119.9432 | 1.0679e-14 | -120.3084 | 119.9432
Line4_2_6 | 0 | 0.051843 | 0.051843 | 0 | 0.051843 | 0.051843 | 0 | 0.011973 | 0.011973 | 0 | 0.011973 | 0.011973 | 5.4933e-18 | 0.010915 | 0.0028331 | -3.296e-18 | -0.010863 | -0.0027815 | 1.3184e-17 | 0.0028788 | 0.010882 | -1.3184e-17 | -0.0028251 | -0.010828 | 0 | -135.2796 | 44.7204 | 0 | 44.7204 | -135.2796 | 0.95 | 0.94283 | 0.93921 | 0.95 | 0.93752 | 0.93379 | 1.0845e-14 | -120.5043 | 120.1275 | 1.1038e-14 | -120.7024 | 120.3141
Line5_6_7 | 0 | 0.051843 | 0.051843 | 0 | 0.051843 | 0.051843 | 0 | 0.011973 | 0.011973 | 0 | 0.011973 | 0.011973 | 5.4933e-18 | 0.010863 | 0.0027815 | -4.3946e-18 | -0.010812 | -0.0027299 | 1.5381e-17 | 0.0028251 | 0.010828 | -1.5381e-17 | -0.0027713 | -0.010775 | 0 | -135.2796 | 44.7204 | 0 | 44.7204 | -135.2796 | 0.95 | 0.93752 | 0.93379 | 0.95 | 0.93223 | 0.92837 | 1.1038e-14 | -120.7024 | 120.3141 | 1.1216e-14 | -120.9028 | 120.5028
Line6_7_8 | 0 | 0.051843 | 0.051843 | 0 | 0.051843 | 0.051843 | 0 | 0.011973 | 0.011973 | 0 | 0.011973 | 0.011973 | 6.5919e-18 | 0.010812 | 0.0027299 | -4.3946e-18 | -0.01076 | -0.0026783 | 1.3184e-17 | 0.0027713 | 0.010775 | -1.0987e-17 | -0.0027175 | -0.010721 | 0 | -135.2796 | 44.7204 | 0 | 44.7204 | -135.2796 | 0.95 | 0.93223 | 0.92837 | 0.95 | 0.92694 | 0.92297 | 1.1216e-14 | -120.9028 | 120.5028 | 1.1365e-14 | -121.1055 | 120.6937
Line7_8_9 | 0 | 0 | 0 | 0 | 0 | 0 | 0 | 0 | 0 | 0 | 0 | 0 | 2.1973e-18 | -7.7759e-11 | -9.1252e-11 | -4.3946e-18 | 7.7759e-11 | 9.1252e-11 | 4.3946e-18 | 6.2294e-11 | -3.8923e-11 | -4.3946e-18 | -6.2294e-11 | 3.8923e-11 | 0 | 0 | 0 | 0 | 0 | 0 | 0.95 | 0.92694 | 0.92297 | 0.95 | 0.92694 | 0.92297 | 1.1365e-14 | -121.1055 | 120.6937 | 1.1331e-14 | -121.1055 | 120.6937
Line8_8_10 | 0 | 0 | 0 | 0 | 0 | 0 | 0 | 0 | 0 | 0 | 0 | 0 | 2.1973e-18 | -7.7759e-11 | -9.1252e-11 | -4.3946e-18 | 7.7759e-11 | 9.1252e-11 | 4.3584e-34 | 6.2294e-11 | -3.8923e-11 | -8.7378e-34 | -6.2294e-11 | 3.8923e-11 | 0 | 0 | 0 | 0 | 0 | 0 | 0.95 | 0.92694 | 0.92297 | 0.95 | 0.92694 | 0.92297 | 1.1365e-14 | -121.1055 | 120.6937 | 1.1392e-14 | -121.1055 | 120.6937
Line9_3_11 | 0 | 0 | 0 | 0 | 0 | 0 | 0 | 0 | 0 | 0 | 0 | 0 | 1.3733e-18 | -4.4694e-11 | -1.2972e-10 | -1.3733e-18 | 4.4694e-11 | 1.2972e-10 | 2.1973e-18 | 1.2442e-10 | 2.2848e-11 | -2.7466e-18 | -1.2442e-10 | -2.2848e-11 | 0 | 0 | 0 | 0 | 0 | 0 | 0.95 | 0.94815 | 0.94465 | 0.95 | 0.94815 | 0.94465 | 1.0701e-14 | -120.3084 | 119.9432 | 1.0774e-14 | -120.3084 | 119.9432

## LL_min_fault_10
name | pf_ikss_a_from_ka | pf_ikss_b_from_ka | pf_ikss_c_from_ka | pf_ikss_a_to_ka | pf_ikss_b_to_ka | pf_ikss_c_to_ka | pf_skss_a_from_mw | pf_skss_b_from_mw | pf_skss_c_from_mw | pf_skss_a_to_mw | pf_skss_b_to_mw | pf_skss_c_to_mw | pf_p_a_from_mw | pf_p_b_from_mw | pf_p_c_from_mw | pf_p_a_to_mw | pf_p_b_to_mw | pf_p_c_to_mw | pf_q_a_from_mvar | pf_q_b_from_mvar | pf_q_c_from_mvar | pf_q_a_to_mvar | pf_q_b_to_mvar | pf_q_c_to_mvar | pf_ikss_a_from_degree | pf_ikss_b_from_degree | pf_ikss_c_from_degree | pf_ikss_a_to_degree | pf_ikss_b_to_degree | pf_ikss_c_to_degree | pf_vm_a_from_pu | pf_vm_b_from_pu | pf_vm_c_from_pu | pf_vm_a_to_pu | pf_vm_b_to_pu | pf_vm_c_to_pu | pf_va_a_from_degree | pf_va_b_from_degree | pf_va_c_from_degree | pf_va_a_to_degree | pf_va_b_to_degree | pf_va_c_to_degree
Line0_1_2 | 0 | 0.049114 | 0.049114 | 0 | 0.049114 | 0.049114 | 0 | 0.011342 | 0.011342 | 0 | 0.011342 | 0.011342 | 4.6838e-18 | 0.0098425 | 0.002589 | -4.1633e-18 | -0.0097961 | -0.0025427 | 1.3531e-17 | 0.002632 | 0.009815 | -1.4572e-17 | -0.0025837 | -0.0097667 | 0 | -135.2796 | 44.7204 | 0 | 44.7204 | -135.2796 | 0.9 | 0.89825 | 0.89493 | 0.9 | 0.89321 | 0.88978 | 1.1005e-14 | -120.3084 | 119.9432 | 1.119e-14 | -120.5043 | 120.1275
Line10_11_12 | 0 | 0 | 0 | 0 | 0 | 0 | 0 | 0 | 0 | 0 | 0 | 0 | 5.8547e-19 | -3.4383e-11 | -9.9793e-11 | -3.2526e-19 | 3.4383e-11 | 9.9793e-11 | 1.5613e-18 | 9.5716e-11 | 1.7577e-11 | -1.5613e-18 | -9.5716e-11 | -1.7577e-11 | 0 | 0 | 0 | 0 | 0 | 0 | 0.9 | 0.89825 | 0.89493 | 0.9 | 0.89825 | 0.89493 | 1.1153e-14 | -120.3084 | 119.9432 | 1.1227e-14 | -120.3084 | 119.9432
Line11_12_13 | 0 | 0 | 0 | 0 | 0 | 0 | 0 | 0 | 0 | 0 | 0 | 0 | 6.5052e-20 | -2.8652e-11 | -8.3161e-11 | -6.5052e-20 | 2.8652e-11 | 8.3161e-11 | 3.1225e-18 | 7.9764e-11 | 1.4648e-11 | -2.6021e-18 | -7.9764e-11 | -1.4648e-11 | 0 | 0 | 0 | 0 | 0 | 0 | 0.9 | 0.89825 | 0.89493 | 0.9 | 0.89825 | 0.89493 | 1.1227e-14 | -120.3084 | 119.9432 | 1.1297e-14 | -120.3084 | 119.9432
Line12_13_15 | 0 | 0 | 0 | 0 | 0 | 0 | 0 | 0 | 0 | 0 | 0 | 0 | 6.5052e-19 | -1.7191e-11 | -4.9896e-11 | -6.5052e-19 | 1.7191e-11 | 4.9896e-11 | 5.2042e-19 | 4.7858e-11 | 8.7885e-12 | -5.2042e-19 | -4.7858e-11 | -8.7885e-12 | 0 | 0 | 0 | 0 | 0 | 0 | 0.9 | 0.89825 | 0.89493 | 0.9 | 0.89825 | 0.89493 | 1.1297e-14 | -120.3084 | 119.9432 | 1.1334e-14 | -120.3084 | 119.9432
Line13_13_14 | 0 | 0 | 0 | 0 | 0 | 0 | 0 | 0 | 0 | 0 | 0 | 0 | 4.5536e-19 | -5.7305e-12 | -1.6632e-11 | -1.9516e-19 | 5.7305e-12 | 1.6632e-11 | -5.2042e-19 | 1.5953e-11 | 2.9295e-12 | 5.2042e-19 | -1.5953e-11 | -2.9295e-12 | 0 | 0 | 0 | 0 | 0 | 0 | 0.9 | 0.89825 | 0.89493 | 0.9 | 0.89825 | 0.89493 | 1.1297e-14 | -120.3084 | 119.9432 | 1.1296e-14 | -120.3084 | 119.9432
Line14_15_16 | 0 | 0 | 0 | 0 | 0 | 0 | 0 | 0 | 0 | 0 | 0 | 0 | -1.1709e-18 | -1.1461e-11 | -3.3264e-11 | 1.1709e-18 | 1.1461e-11 | 3.3264e-11 | 1.0408e-18 | 3.1905e-11 | 5.859e-12 | -1.0408e-18 | -3.1905e-11 | -5.859e-12 | 0 | 0 | 0 | 0 | 0 | 0 | 0.9 | 0.89825 | 0.89493 | 0.9 | 0.89825 | 0.89493 | 1.1334e-14 | -120.3084 | 119.9432 | 1.1366e-14 | -120.3084 | 119.9432
Line15_16_17 | 0 | 0 | 0 | 0 | 0 | 0 | 0 | 0 | 0 | 0 | 0 | 0 | 6.5052e-20 | -5.7305e-12 | -1.6632e-11 | -6.5052e-20 | 5.7305e-12 | 1.6632e-11 | -5.2042e-19 | 1.5953e-11 | 2.9295e-12 | -1.2918e-35 | -1.5953e-11 | -2.9295e-12 | 0 | 0 | 0 | 0 | 0 | 0 | 0.9 | 0.89825 | 0.89493 | 0.9 | 0.89825 | 0.89493 | 1.1366e-14 | -120.3084 | 119.9432 | 1.1378e-14 | -120.3084 | 119.9432
Line16_4_18 | 0 | 0 | 0 | 0 | 0 | 0 | 0 | 0 | 0 | 0 | 0 | 0 | -1.9516e-19 | -5.7305e-12 | -1.6632e-11 | 1.9516e-19 | 5.7305e-12 | 1.6632e-11 | 5.2042e-19 | 1.5953e-11 | 2.9295e-12 | -5.2042e-19 | -1.5953e-11 | -2.9295e-12 | 0 | 0 | 0 | 0 | 0 | 0 | 0.9 | 0.89825 | 0.89493 | 0.9 | 0.89825 | 0.89493 | 1.1058e-14 | -120.3084 | 119.9432 | 1.107e-14 | -120.3084 | 119.9432
Line17_5_19 | 0 | 0 | 0 | 0 | 0 | 0 | 0 | 0 | 0 | 0 | 0 | 0 | -1.9516e-19 | -5.7305e-12 | -1.6632e-11 | 1.9516e-19 | 5.7305e-12 | 1.6632e-11 | 5.2042e-19 | 1.5953e-11 | 2.9295e-12 | -5.2042e-19 | -1.5953e-11 | -2.9295e-12 | 0 | 0 | 0 | 0 | 0 | 0 | 0.9 | 0.89825 | 0.89493 | 0.9 | 0.89825 | 0.89493 | 1.1058e-14 | -120.3084 | 119.9432 | 1.107e-14 | -120.3084 | 119.9432
Line1_1_3 | 0 | 0 | 0 | 0 | 0 | 0 | 0 | 0 | 0 | 0 | 0 | 0 | 1.1709e-18 | -4.5844e-11 | -1.3306e-10 | -1.1709e-18 | 4.5844e-11 | 1.3306e-10 | 3.1225e-18 | 1.2762e-10 | 2.3436e-11 | -3.1225e-18 | -1.2762e-10 | -2.3436e-11 | 0 | 0 | 0 | 0 | 0 | 0 | 0.9 | 0.89825 | 0.89493 | 0.9 | 0.89825 | 0.89493 | 1.1005e-14 | -120.3084 | 119.9432 | 1.108e-14 | -120.3084 | 119.9432
Line2_1_4 | 0 | 0 | 0 | 0 | 0 | 0 | 0 | 0 | 0 | 0 | 0 | 0 | -3.9031e-19 | -1.1461e-11 | -3.3264e-11 | 6.5052e-19 | 1.1461e-11 | 3.3264e-11 | 1.5613e-18 | 3.1905e-11 | 5.859e-12 | -1.5613e-18 | -3.1905e-11 | -5.859e-12 | 0 | 0 | 0 | 0 | 0 | 0 | 0.9 | 0.89825 | 0.89493 | 0.9 | 0.89825 | 0.89493 | 1.1005e-14 | -120.3084 | 119.9432 | 1.1058e-14 | -120.3084 | 119.9432
Line3_1_5 | 0 | 0 | 0 | 0 | 0 | 0 | 0 | 0 | 0 | 0 | 0 | 0 | -3.9031e-19 | -1.1461e-11 | -3.3264e-11 | 6.5052e-19 | 1.1461e-11 | 3.3264e-11 | 1.5613e-18 | 3.1905e-11 | 5.859e-12 | -1.5613e-18 | -3.1905e-11 | -5.859e-12 | 0 | 0 | 0 | 0 | 0 | 0 | 0.9 | 0.89825 | 0.89493 | 0.9 | 0.89825 | 0.89493 | 1.1005e-14 | -120.3084 | 119.9432 | 1.1058e-14 | -120.3084 | 119.9432
Line4_2_6 | 0 | 0.049114 | 0.049114 | 0 | 0.049114 | 0.049114 | 0 | 0.011342 | 0.011342 | 0 | 0.011342 | 0.011342 | 4.1633e-18 | 0.0097961 | 0.0025427 | -4.1633e-18 | -0.0097498 | -0.0024964 | 1.249e-17 | 0.0025837 | 0.0097667 | -1.249e-17 | -0.0025355 | -0.0097185 | 0 | -135.2796 | 44.7204 | 0 | 44.7204 | -135.2796 | 0.9 | 0.89321 | 0.88978 | 0.9 | 0.88818 | 0.88464 | 1.119e-14 | -120.5043 | 120.1275 | 1.1359e-14 | -120.7024 | 120.3141
Line5_6_7 | 0 | 0.049114 | 0.049114 | 0 | 0.049114 | 0.049114 | 0 | 0.011342 | 0.011342 | 0 | 0.011342 | 0.011342 | 6.245e-18 | 0.0097498 | 0.0024964 | -5.2042e-18 | -0.0097035 | -0.0024501 | 1.249e-17 | 0.0025355 | 0.0097185 | -1.4572e-17 | -0.0024873 | -0.0096702 | 0 | -135.2796 | 44.7204 | 0 | 44.7204 | -135.2796 | 0.9 | 0.88818 | 0.88464 | 0.9 | 0.88316 | 0.87951 | 1.1359e-14 | -120.7024 | 120.3141 | 1.1539e-14 | -120.9028 | 120.5028
Line6_7_8 | 0 | 0.049114 | 0.049114 | 0 | 0.049114 | 0.049114 | 0 | 0.011342 | 0.011342 | 0 | 0.011342 | 0.011342 | 6.245e-18 | 0.0097035 | 0.0024501 | -6.245e-18 | -0.0096572 | -0.0024038 | 1.0408e-17 | 0.0024873 | 0.0096702 | -1.249e-17 | -0.002439 | -0.009622 | 0 | -135.2796 | 44.7204 | 0 | 44.7204 | -135.2796 | 0.9 | 0.88316 | 0.87951 | 0.9 | 0.87816 | 0.87439 | 1.1539e-14 | -120.9028 | 120.5028 | 1.1677e-14 | -121.1055 | 120.6937
Line7_8_9 | 0 | 0 | 0 | 0 | 0 | 0 | 0 | 0 | 0 | 0 | 0 | 0 | 2.0817e-18 | -6.9789e-11 | -8.1899e-11 | -2.0817e-18 | 6.9789e-11 | 8.1899e-11 | 2.0817e-18 | 5.5909e-11 | -3.4934e-11 | -4.2304e-34 | -5.5909e-11 | 3.4934e-11 | 0 | 0 | 0 | 0 | 0 | 0 | 0.9 | 0.87816 | 0.87439 | 0.9 | 0.87816 | 0.87439 | 1.1677e-14 | -121.1055 | 120.6937 | 1.1644e-14 | -121.1055 | 120.6937
Line8_8_10 | 0 | 0 | 0 | 0 | 0 | 0 | 0 | 0 | 0 | 0 | 0 | 0 | -1.2728e-33 | -6.9789e-11 | -8.1899e-11 | 4.2628e-34 | 6.9789e-11 | 8.1899e-11 | 6.245e-18 | 5.5909e-11 | -3.4934e-11 | -2.0817e-18 | -5.5909e-11 | 3.4934e-11 | 0 | 0 | 0 | 0 | 0 | 0 | 0.9 | 0.87816 | 0.87439 | 0.9 | 0.87816 | 0.87439 | 1.1677e-14 | -121.1055 | 120.6937 | 1.1733e-14 | -121.1055 | 120.6937
Line9_3_11 | 0 | 0 | 0 | 0 | 0 | 0 | 0 | 0 | 0 | 0 | 0 | 0 | -1.301e-19 | -4.0113e-11 | -1.1643e-10 | -1.301e-19 | 4.0113e-11 | 1.1643e-10 | 2.6021e-18 | 1.1167e-10 | 2.0507e-11 | -2.0817e-18 | -1.1167e-10 | -2.0507e-11 | 0 | 0 | 0 | 0 | 0 | 0 | 0.9 | 0.89825 | 0.89493 | 0.9 | 0.89825 | 0.89493 | 1.108e-14 | -120.3084 | 119.9432 | 1.1153e-14 | -120.3084 | 119.9432

## LG_max_6
name | pf_ikss_a_from_ka | pf_ikss_b_from_ka | pf_ikss_c_from_ka | pf_ikss_a_to_ka | pf_ikss_b_to_ka | pf_ikss_c_to_ka | pf_skss_a_from_mw | pf_skss_b_from_mw | pf_skss_c_from_mw | pf_skss_a_to_mw | pf_skss_b_to_mw | pf_skss_c_to_mw | pf_p_a_from_mw | pf_p_b_from_mw | pf_p_c_from_mw | pf_p_a_to_mw | pf_p_b_to_mw | pf_p_c_to_mw | pf_q_a_from_mvar | pf_q_b_from_mvar | pf_q_c_from_mvar | pf_q_a_to_mvar | pf_q_b_to_mvar | pf_q_c_to_mvar | pf_ikss_a_from_degree | pf_ikss_b_from_degree | pf_ikss_c_from_degree | pf_ikss_a_to_degree | pf_ikss_b_to_degree | pf_ikss_c_to_degree | pf_vm_a_from_pu | pf_vm_b_from_pu | pf_vm_c_from_pu | pf_vm_a_to_pu | pf_vm_b_to_pu | pf_vm_c_to_pu | pf_va_a_from_degree | pf_va_b_from_degree | pf_va_c_from_degree | pf_va_a_to_degree | pf_va_b_to_degree | pf_va_c_to_degree
Line0_1_2 | 0.3835 | 0.17321 | 0.17321 | 0.3835 | 0.17321 | 0.17321 | 0.088566 | 0.04 | 0.04 | 0.088565 | 0.04 | 0.04 | 0.0049223 | -0.052078 | 0.0099891 | -0.0037066 | 0.052035 | -0.0095881 | 0.010299 | -0.04972 | -0.068537 | -0.0080956 | 0.050401 | 0.068799 | -93.2613 | -8.9985 | -128.9973 | 86.7387 | 171.0017 | 51.0027 | 0.12889 | 1.8 | 1.7315 | 0.10053 | 1.811 | 1.7366 | -28.8051 | -145.3254 | 149.295 | -27.8622 | -144.9121 | 148.9364
Line10_11_12 | 0.1732 | 0.17321 | 0.17321 | 0.1732 | 0.17321 | 0.17321 | 0.04 | 0.04 | 0.04 | 0.04 | 0.04 | 0.04 | -0.0034525 | -0.036722 | 0.02813 | 0.0037525 | 0.037022 | -0.02783 | -0.0054945 | -0.063484 | -0.064221 | 0.0060945 | 0.064084 | 0.064821 | 94.7873 | -25.2134 | -145.2122 | -85.2127 | 154.7867 | 34.7877 | 0.16223 | 1.8335 | 1.7528 | 0.17893 | 1.8502 | 1.7636 | -27.3558 | -145.2605 | 148.442 | -26.8338 | -145.229 | 148.0233
Line11_12_13 | 0.1732 | 0.17321 | 0.17321 | 0.1732 | 0.17321 | 0.17321 | 0.04 | 0.04 | 0.04 | 0.04 | 0.04 | 0.04 | -0.0037525 | -0.037022 | 0.02783 | 0.0040525 | 0.037322 | -0.02753 | -0.0060945 | -0.064084 | -0.064821 | 0.0066945 | 0.064684 | 0.065421 | 94.7873 | -25.2133 | -145.2123 | -85.2127 | 154.7868 | 34.7876 | 0.17893 | 1.8502 | 1.7636 | 0.19564 | 1.867 | 1.7744 | -26.8338 | -145.229 | 148.0233 | -26.4009 | -145.198 | 147.6097
Line12_13_15 | 1.0407e-06 | 1.0438e-06 | 1.0345e-06 | 0 | 0 | 0 | 2.4034e-07 | 2.4107e-07 | 2.389e-07 | 0 | 0 | 0 | 2.2178e-08 | 2.4785e-07 | -2.3633e-07 | -1.4251e-08 | -1.7151e-07 | 1.5206e-07 | 4.1462e-08 | -3.7567e-07 | -3.5194e-07 | -2.7977e-08 | 2.4739e-07 | 2.3779e-07 | -88.2591 | -88.6128 | -88.5088 | 0 | 0 | 0 | 0.19564 | 1.867 | 1.7744 | 0.19564 | 1.867 | 1.7744 | -26.4009 | -145.198 | 147.6097 | -26.4009 | -145.198 | 147.6097
Line13_13_14 | 0.1732 | 0.17321 | 0.17321 | 0.17321 | 0.1732 | 0.1732 | 0.04 | 0.04 | 0.04 | 0.04 | 0.04 | 0.04 | -0.0040525 | -0.037323 | 0.02753 | 0.0043525 | 0.037623 | -0.027231 | -0.0066946 | -0.064684 | -0.065421 | 0.0072946 | 0.065283 | 0.066021 | 94.7872 | -25.2129 | -145.2127 | -85.2128 | 154.7872 | 34.7872 | 0.19564 | 1.867 | 1.7744 | 0.21236 | 1.8837 | 1.7854 | -26.4009 | -145.198 | 147.6097 | -26.0362 | -145.1676 | 147.2011
Line14_15_16 | 0 | 0 | 0 | 0 | 0 | 0 | 0 | 0 | 0 | 0 | 0 | 0 | 1.4785e-08 | 1.6523e-07 | -1.5755e-07 | -6.8583e-09 | -8.8893e-08 | 7.3284e-08 | 2.7642e-08 | -2.5045e-07 | -2.3462e-07 | -1.4156e-08 | 1.2216e-07 | 1.2048e-07 | 0 | 0 | 0 | 0 | 0 | 0 | 0.19564 | 1.867 | 1.7744 | 0.19564 | 1.867 | 1.7744 | -26.4009 | -145.198 | 147.6097 | -26.4009 | -145.198 | 147.6097
Line15_16_17 | 0 | 0 | 0 | 0 | 0 | 0 | 0 | 0 | 0 | 0 | 0 | 0 | 7.3926e-09 | 8.2616e-08 | -7.8775e-08 | 5.3432e-10 | -6.2766e-09 | -5.4913e-09 | 1.3821e-08 | -1.2522e-07 | -1.1731e-07 | -3.3492e-10 | -3.0602e-09 | 3.1661e-09 | 0 | 0 | 0 | 0 | 0 | 0 | 0.19564 | 1.867 | 1.7744 | 0.19564 | 1.867 | 1.7744 | -26.4009 | -145.198 | 147.6097 | -26.4009 | -145.198 | 147.6097
Line16_4_18 | 0 | 0 | 0 | 0 | 0 | 0 | 0 | 0 | 0 | 0 | 0 | 0 | 5.7575e-09 | 7.9858e-08 | -7.5e-08 | 4.1711e-10 | -5.7782e-09 | -5.2543e-09 | 1.0128e-08 | -1.2197e-07 | -1.1709e-07 | -2.6305e-10 | -2.9883e-09 | 3.2379e-09 | 0 | 0 | 0 | 0 | 0 | 0 | 0.14555 | 1.8168 | 1.7421 | 0.14555 | 1.8168 | 1.7421 | -27.9974 | -145.2926 | 148.8659 | -27.9974 | -145.2926 | 148.8659
Line17_5_19 | 0 | 0 | 0 | 0 | 0 | 0 | 0 | 0 | 0 | 0 | 0 | 0 | 5.2166e-09 | 7.8943e-08 | -7.3738e-08 | 3.7391e-10 | -5.6162e-09 | -5.1794e-09 | 8.8969e-09 | -1.2088e-07 | -1.1702e-07 | -2.391e-10 | -2.9644e-09 | 3.2619e-09 | 0 | 0 | 0 | 0 | 0 | 0 | 0.12889 | 1.8 | 1.7315 | 0.12889 | 1.8 | 1.7315 | -28.8051 | -145.3254 | 149.295 | -28.8051 | -145.3254 | 149.295
Line1_1_3 | 0.1732 | 0.17321 | 0.17321 | 0.1732 | 0.17321 | 0.17321 | 0.039999 | 0.04 | 0.04 | 0.039999 | 0.04 | 0.04 | -0.0028525 | -0.036122 | 0.02873 | 0.0031525 | 0.036422 | -0.02843 | -0.0042945 | -0.062284 | -0.063022 | 0.0048945 | 0.062884 | 0.063621 | 94.7873 | -25.2136 | -145.212 | -85.2127 | 154.7865 | 34.7879 | 0.12889 | 1.8 | 1.7315 | 0.14555 | 1.8168 | 1.7421 | -28.8051 | -145.3254 | 149.295 | -27.9974 | -145.2926 | 148.8659
Line2_1_4 | 0.1732 | 0.17321 | 0.17321 | 0.1732 | 0.17321 | 0.17321 | 0.04 | 0.04 | 0.04 | 0.04 | 0.04 | 0.04 | -0.0028525 | -0.036123 | 0.02873 | 0.0031525 | 0.036423 | -0.02843 | -0.0042946 | -0.062284 | -0.063021 | 0.0048946 | 0.062884 | 0.063621 | 94.7872 | -25.213 | -145.2126 | -85.2128 | 154.7871 | 34.7873 | 0.12889 | 1.8 | 1.7315 | 0.14555 | 1.8168 | 1.7421 | -28.8051 | -145.3254 | 149.295 | -27.9974 | -145.2926 | 148.8659
Line3_1_5 | 0 | 0 | 0 | 0 | 0 | 0 | 0 | 0 | 0 | 0 | 0 | 0 | 1.0433e-08 | 1.5789e-07 | -1.4748e-07 | -4.8426e-09 | -8.4559e-08 | 6.8558e-08 | 1.7794e-08 | -2.4176e-07 | -2.3403e-07 | -9.136e-09 | 1.1792e-07 | 1.2028e-07 | 0 | 0 | 0 | 0 | 0 | 0 | 0.12889 | 1.8 | 1.7315 | 0.12889 | 1.8 | 1.7315 | -28.8051 | -145.3254 | 149.295 | -28.8051 | -145.3254 | 149.295
Line4_2_6 | 0.3835 | 0.17321 | 0.17321 | 0.3835 | 0.17321 | 0.17321 | 0.088565 | 0.04 | 0.04 | 0.088565 | 0.04 | 0.04 | 0.0037066 | -0.052035 | 0.0095881 | -0.002491 | 0.051992 | -0.0091871 | 0.0080956 | -0.050401 | -0.068799 | -0.0058918 | 0.051082 | 0.069062 | -93.2613 | -8.9983 | -128.9973 | 86.7387 | 171.0018 | 51.0026 | 0.10053 | 1.811 | 1.7366 | 0.072226 | 1.8222 | 1.7417 | -27.8622 | -144.9121 | 148.9364 | -26.1792 | -144.5039 | 148.58
Line5_6_7 | 0.3835 | 0.17321 | 0.17321 | 0.3835 | 0.17321 | 0.17321 | 0.088565 | 0.04 | 0.04 | 0.088565 | 0.04 | 0.04 | 0.002491 | -0.051992 | 0.0091871 | -0.0012753 | 0.051949 | -0.0087861 | 0.0058918 | -0.051082 | -0.069062 | -0.0036879 | 0.051763 | 0.069324 | -93.2613 | -8.9982 | -128.9974 | 86.7387 | 171.0019 | 51.0025 | 0.072226 | 1.8222 | 1.7417 | 0.04406 | 1.8334 | 1.747 | -26.1792 | -144.5039 | 148.58 | -22.3369 | -144.1007 | 148.2257
Line6_7_8 | 0.54606 | 1.0782e-06 | 1.0698e-06 | 0.54606 | 0 | 0 | 0.12611 | 2.4901e-07 | 2.4707e-07 | 0.12611 | 0 | 0 | 0.0024849 | 2.6288e-07 | -2.3205e-07 | -2.0262e-14 | -1.8203e-07 | 1.4902e-07 | 0.0049697 | -3.7325e-07 | -3.6394e-07 | 1.6127e-14 | 2.4487e-07 | 2.4487e-07 | -85.7718 | -89.2578 | -89.2519 | 94.2282 | 0 | 0 | 0.04406 | 1.8334 | 1.747 | 0 | 1.8288 | 1.7383 | -22.3369 | -144.1007 | 148.2257 | 0 | -143.8659 | 148.178
Line7_8_9 | 0 | 0 | 0 | 0 | 0 | 0 | 0 | 0 | 0 | 0 | 0 | 0 | 1.3918e-20 | 8.8105e-08 | -7.7101e-08 | -2.8971e-17 | -5.824e-09 | -5.1799e-09 | -9.6564e-21 | -1.2386e-07 | -1.2086e-07 | 1.6136e-17 | -2.8487e-09 | 3.1602e-09 | 0 | 0 | 0 | 0 | 0 | 0 | 0 | 1.8288 | 1.7383 | 0 | 1.8288 | 1.7383 | 0 | -143.8659 | 148.178 | 0 | -143.8659 | 148.178
Line8_8_10 | 0 | 0 | 0 | 0 | 0 | 0 | 0 | 0 | 0 | 0 | 0 | 0 | 1.3918e-20 | 8.8105e-08 | -7.7101e-08 | -2.8971e-17 | -5.824e-09 | -5.1799e-09 | -9.6564e-21 | -1.2386e-07 | -1.2086e-07 | 1.6136e-17 | -2.8487e-09 | 3.1602e-09 | 0 | 0 | 0 | 0 | 0 | 0 | 0 | 1.8288 | 1.7383 | 0 | 1.8288 | 1.7383 | 0 | -143.8659 | 148.178 | 0 | -143.8659 | 148.178
Line9_3_11 | 0.1732 | 0.17321 | 0.17321 | 0.1732 | 0.17321 | 0.17321 | 0.039999 | 0.04 | 0.04 | 0.04 | 0.04 | 0.04 | -0.0031525 | -0.036422 | 0.02843 | 0.0034525 | 0.036722 | -0.02813 | -0.0048945 | -0.062884 | -0.063621 | 0.0054945 | 0.063484 | 0.064221 | 94.7873 | -25.2135 | -145.2121 | -85.2127 | 154.7866 | 34.7878 | 0.14555 | 1.8168 | 1.7421 | 0.16223 | 1.8335 | 1.7528 | -27.9974 | -145.2926 | 148.8659 | -27.3558 | -145.2605 | 148.442

## LG_max_10
name | pf_ikss_a_from_ka | pf_ikss_b_from_ka | pf_ikss_c_from_ka | pf_ikss_a_to_ka | pf_ikss_b_to_ka | pf_ikss_c_to_ka | pf_skss_a_from_mw | pf_skss_b_from_mw | pf_skss_c_from_mw | pf_skss_a_to_mw | pf_skss_b_to_mw | pf_skss_c_to_mw | pf_p_a_from_mw | pf_p_b_from_mw | pf_p_c_from_mw | pf_p_a_to_mw | pf_p_b_to_mw | pf_p_c_to_mw | pf_q_a_from_mvar | pf_q_b_from_mvar | pf_q_c_from_mvar | pf_q_a_to_mvar | pf_q_b_to_mvar | pf_q_c_to_mvar | pf_ikss_a_from_degree | pf_ikss_b_from_degree | pf_ikss_c_from_degree | pf_ikss_a_to_degree | pf_ikss_b_to_degree | pf_ikss_c_to_degree | pf_vm_a_from_pu | pf_vm_b_from_pu | pf_vm_c_from_pu | pf_vm_a_to_pu | pf_vm_b_to_pu | pf_vm_c_to_pu | pf_va_a_from_degree | pf_va_b_from_degree | pf_va_c_from_degree | pf_va_a_to_degree | pf_va_b_to_degree | pf_va_c_to_degree
Line0_1_2 | 0.40686 | 0.17321 | 0.17321 | 0.40686 | 0.17321 | 0.17321 | 0.093961 | 0.04 | 0.04 | 0.093961 | 0.04 | 0.04 | 0.0055455 | -0.054216 | 0.010591 | -0.0041799 | 0.054158 | -0.010185 | 0.01156 | -0.052234 | -0.071639 | -0.0090636 | 0.052918 | 0.071887 | -92.7396 | -9.1938 | -129.1926 | 87.2604 | 170.8063 | 50.8073 | 0.13646 | 1.8821 | 1.8104 | 0.10623 | 1.893 | 1.8151 | -28.3669 | -145.2604 | 149.2173 | -27.4975 | -144.8573 | 148.8712
Line10_11_12 | 0.1732 | 0.17321 | 0.17321 | 0.1732 | 0.17321 | 0.17321 | 0.039999 | 0.04 | 0.04 | 0.04 | 0.04 | 0.04 | -0.003585 | -0.038295 | 0.02935 | 0.003885 | 0.038596 | -0.02905 | -0.0057696 | -0.066368 | -0.067134 | 0.0063696 | 0.066968 | 0.067734 | 94.787 | -25.2137 | -145.2125 | -85.213 | 154.7864 | 34.7874 | 0.16982 | 1.9156 | 1.8317 | 0.18653 | 1.9323 | 1.8425 | -27.0683 | -145.1994 | 148.402 | -26.5934 | -145.1698 | 148.0014
Line11_12_13 | 0.1732 | 0.17321 | 0.17321 | 0.1732 | 0.17321 | 0.17321 | 0.04 | 0.04 | 0.04 | 0.04 | 0.04 | 0.04 | -0.003885 | -0.038596 | 0.02905 | 0.004185 | 0.038896 | -0.028751 | -0.0063696 | -0.066968 | -0.067734 | 0.0069696 | 0.067568 | 0.068334 | 94.7869 | -25.2136 | -145.2126 | -85.2131 | 154.7865 | 34.7873 | 0.18653 | 1.9323 | 1.8425 | 0.20324 | 1.9491 | 1.8534 | -26.5934 | -145.1698 | 148.0014 | -26.1965 | -145.1406 | 147.6056
Line12_13_15 | 1.0865e-06 | 1.0897e-06 | 1.0802e-06 | 0 | 0 | 0 | 2.5091e-07 | 2.5166e-07 | 2.4945e-07 | 0 | 0 | 0 | 2.3882e-08 | 2.7049e-07 | -2.5777e-07 | -1.5337e-08 | -1.8714e-07 | 1.6588e-07 | 4.5058e-08 | -4.0919e-07 | -3.838e-07 | -3.0401e-08 | 2.6945e-07 | 2.5933e-07 | -88.272 | -88.6071 | -88.5079 | 0 | 0 | 0 | 0.20324 | 1.9491 | 1.8534 | 0.20324 | 1.9491 | 1.8534 | -26.1965 | -145.1406 | 147.6056 | -26.1965 | -145.1406 | 147.6056
Line13_13_14 | 0.1732 | 0.17321 | 0.17321 | 0.17321 | 0.1732 | 0.1732 | 0.04 | 0.04 | 0.04 | 0.04 | 0.04 | 0.04 | -0.004185 | -0.038896 | 0.028751 | 0.0044851 | 0.039196 | -0.028451 | -0.0069697 | -0.067567 | -0.068333 | 0.0075697 | 0.068167 | 0.068933 | 94.7869 | -25.2132 | -145.213 | -85.2131 | 154.7869 | 34.7869 | 0.20324 | 1.9491 | 1.8534 | 0.21997 | 1.9658 | 1.8643 | -26.1965 | -145.1406 | 147.6056 | -25.86 | -145.1119 | 147.2143
Line14_15_16 | 0 | 0 | 0 | 0 | 0 | 0 | 0 | 0 | 0 | 0 | 0 | 0 | 1.5921e-08 | 1.8033e-07 | -1.7185e-07 | -7.3765e-09 | -9.6976e-08 | 7.9954e-08 | 3.0039e-08 | -2.7279e-07 | -2.5587e-07 | -1.5381e-08 | 1.3306e-07 | 1.314e-07 | 0 | 0 | 0 | 0 | 0 | 0 | 0.20324 | 1.9491 | 1.8534 | 0.20324 | 1.9491 | 1.8534 | -26.1965 | -145.1406 | 147.6056 | -26.1965 | -145.1406 | 147.6056
Line15_16_17 | 0 | 0 | 0 | 0 | 0 | 0 | 0 | 0 | 0 | 0 | 0 | 0 | 7.9606e-09 | 9.0164e-08 | -8.5925e-08 | 5.8408e-10 | -6.8127e-09 | -5.9708e-09 | 1.5019e-08 | -1.364e-07 | -1.2793e-07 | -3.6187e-10 | -3.3398e-09 | 3.4639e-09 | 0 | 0 | 0 | 0 | 0 | 0 | 0.20324 | 1.9491 | 1.8534 | 0.20324 | 1.9491 | 1.8534 | -26.1965 | -145.1406 | 147.6056 | -26.1965 | -145.1406 | 147.6056
Line16_4_18 | 0 | 0 | 0 | 0 | 0 | 0 | 0 | 0 | 0 | 0 | 0 | 0 | 6.2542e-09 | 8.7284e-08 | -8.1983e-08 | 4.6112e-10 | -6.2925e-09 | -5.7234e-09 | 1.1164e-08 | -1.33e-07 | -1.277e-07 | -2.8659e-10 | -3.2645e-09 | 3.5392e-09 | 0 | 0 | 0 | 0 | 0 | 0 | 0.15313 | 1.8989 | 1.821 | 0.15313 | 1.8989 | 1.821 | -27.6469 | -145.2296 | 148.8073 | -27.6469 | -145.2296 | 148.8073
Line17_5_19 | 0 | 0 | 0 | 0 | 0 | 0 | 0 | 0 | 0 | 0 | 0 | 0 | 5.6895e-09 | 8.6328e-08 | -8.0666e-08 | 4.1601e-10 | -6.1233e-09 | -5.645e-09 | 9.8783e-09 | -1.3186e-07 | -1.2763e-07 | -2.6149e-10 | -3.2394e-09 | 3.5643e-09 | 0 | 0 | 0 | 0 | 0 | 0 | 0.13646 | 1.8821 | 1.8104 | 0.13646 | 1.8821 | 1.8104 | -28.3669 | -145.2604 | 149.2173 | -28.3669 | -145.2604 | 149.2173
Line1_1_3 | 0.1732 | 0.17321 | 0.17321 | 0.1732 | 0.17321 | 0.17321 | 0.039999 | 0.04 | 0.04 | 0.039999 | 0.04 | 0.04 | -0.002985 | -0.037695 | 0.02995 | 0.003285 | 0.037995 | -0.02965 | -0.0045696 | -0.065168 | -0.065934 | 0.0051696 | 0.065768 | 0.066534 | 94.787 | -25.214 | -145.2123 | -85.213 | 154.7862 | 34.7876 | 0.13646 | 1.8821 | 1.8104 | 0.15313 | 1.8989 | 1.821 | -28.3669 | -145.2604 | 149.2173 | -27.6469 | -145.2296 | 148.8073
Line2_1_4 | 0.1732 | 0.17321 | 0.17321 | 0.1732 | 0.17321 | 0.17321 | 0.04 | 0.04 | 0.04 | 0.04 | 0.04 | 0.04 | -0.0029851 | -0.037696 | 0.029951 | 0.0032851 | 0.037996 | -0.029651 | -0.0045697 | -0.065167 | -0.065934 | 0.0051697 | 0.065767 | 0.066533 | 94.7869 | -25.2133 | -145.2129 | -85.2131 | 154.7868 | 34.787 | 0.13646 | 1.8821 | 1.8104 | 0.15313 | 1.8989 | 1.821 | -28.3669 | -145.2604 | 149.2173 | -27.6469 | -145.2296 | 148.8073
Line3_1_5 | 0 | 0 | 0 | 0 | 0 | 0 | 0 | 0 | 0 | 0 | 0 | 0 | 1.1379e-08 | 1.7266e-07 | -1.6133e-07 | -5.2735e-09 | -9.2452e-08 | 7.502e-08 | 1.9757e-08 | -2.6373e-07 | -2.5525e-07 | -1.014e-08 | 1.2862e-07 | 1.3119e-07 | 0 | 0 | 0 | 0 | 0 | 0 | 0.13646 | 1.8821 | 1.8104 | 0.13646 | 1.8821 | 1.8104 | -28.3669 | -145.2604 | 149.2173 | -28.3669 | -145.2604 | 149.2173
Line4_2_6 | 0.40686 | 0.17321 | 0.17321 | 0.40686 | 0.17321 | 0.17321 | 0.093961 | 0.04 | 0.04 | 0.093961 | 0.04 | 0.04 | 0.0041799 | -0.054158 | 0.010185 | -0.0028143 | 0.0541 | -0.0097781 | 0.0090636 | -0.052918 | -0.071887 | -0.0065669 | 0.053601 | 0.072135 | -92.7396 | -9.1937 | -129.1926 | 87.2604 | 170.8064 | 50.8073 | 0.10623 | 1.893 | 1.8151 | 0.076038 | 1.9039 | 1.8199 | -27.4975 | -144.8573 | 148.8712 | -25.9371 | -144.4588 | 148.5268
Line5_6_7 | 0.40686 | 0.17321 | 0.17321 | 0.40686 | 0.17321 | 0.17321 | 0.093961 | 0.04 | 0.04 | 0.093961 | 0.04 | 0.04 | 0.0028143 | -0.0541 | 0.0097781 | -0.0014486 | 0.054041 | -0.0093715 | 0.0065669 | -0.053601 | -0.072135 | -0.0040702 | 0.054285 | 0.072383 | -92.7396 | -9.1936 | -129.1927 | 87.2604 | 170.8065 | 50.8072 | 0.076038 | 1.9039 | 1.8199 | 0.04598 | 1.915 | 1.8247 | -25.9371 | -144.4588 | 148.5268 | -22.3304 | -144.0649 | 148.1843
Line6_7_8 | 0.56986 | 1.1256e-06 | 1.117e-06 | 0.56986 | 0 | 0 | 0.1316 | 2.5995e-07 | 2.5797e-07 | 0.1316 | 0 | 0 | 0.0027062 | 2.8687e-07 | -2.5337e-07 | -2.8738e-14 | -1.9862e-07 | 1.6274e-07 | 0.0054124 | -4.0682e-07 | -3.9669e-07 | 2.0881e-14 | 2.6689e-07 | 2.6692e-07 | -85.7654 | -89.2546 | -89.2489 | 94.2346 | 0 | 0 | 0.04598 | 1.915 | 1.8247 | 0 | 1.9101 | 1.8156 | -22.3304 | -144.0649 | 148.1843 | 0 | -143.8303 | 148.1365
Line7_8_9 | 0 | 0 | 0 | 0 | 0 | 0 | 0 | 0 | 0 | 0 | 0 | 0 | 1.9667e-20 | 9.6146e-08 | -8.4186e-08 | -3.1676e-17 | -6.3309e-09 | -5.6292e-09 | -1.2395e-20 | -1.35e-07 | -1.3173e-07 | 1.767e-17 | -3.1127e-09 | 3.4533e-09 | 0 | 0 | 0 | 0 | 0 | 0 | 0 | 1.9101 | 1.8156 | 0 | 1.9101 | 1.8156 | 0 | -143.8303 | 148.1365 | 0 | -143.8303 | 148.1365
Line8_8_10 | 0 | 0 | 0 | 0 | 0 | 0 | 0 | 0 | 0 | 0 | 0 | 0 | 1.9667e-20 | 9.6146e-08 | -8.4186e-08 | -3.1676e-17 | -6.3309e-09 | -5.6292e-09 | -1.2395e-20 | -1.35e-07 | -1.3173e-07 | 1.767e-17 | -3.1127e-09 | 3.4533e-09 | 0 | 0 | 0 | 0 | 0 | 0 | 0 | 1.9101 | 1.8156 | 0 | 1.9101 | 1.8156 | 0 | -143.8303 | 148.1365 | 0 | -143.8303 | 148.1365
Line9_3_11 | 0.1732 | 0.17321 | 0.17321 | 0.1732 | 0.17321 | 0.17321 | 0.039999 | 0.04 | 0.04 | 0.039999 | 0.04 | 0.04 | -0.003285 | -0.037995 | 0.02965 | 0.003585 | 0.038295 | -0.02935 | -0.0051696 | -0.065768 | -0.066534 | 0.0057696 | 0.066368 | 0.067134 | 94.787 | -25.2138 | -145.2124 | -85.213 | 154.7863 | 34.7875 | 0.15313 | 1.8989 | 1.821 | 0.16982 | 1.9156 | 1.8317 | -27.6469 | -145.2296 | 148.8073 | -27.0683 | -145.1994 | 148.402

## LG_max_fault_6
name | pf_ikss_a_from_ka | pf_ikss_b_from_ka | pf_ikss_c_from_ka | pf_ikss_a_to_ka | pf_ikss_b_to_ka | pf_ikss_c_to_ka | pf_skss_a_from_mw | pf_skss_b_from_mw | pf_skss_c_from_mw | pf_skss_a_to_mw | pf_skss_b_to_mw | pf_skss_c_to_mw | pf_p_a_from_mw | pf_p_b_from_mw | pf_p_c_from_mw | pf_p_a_to_mw | pf_p_b_to_mw | pf_p_c_to_mw | pf_q_a_from_mvar | pf_q_b_from_mvar | pf_q_c_from_mvar | pf_q_a_to_mvar | pf_q_b_to_mvar | pf_q_c_to_mvar | pf_ikss_a_from_degree | pf_ikss_b_from_degree | pf_ikss_c_from_degree | pf_ikss_a_to_degree | pf_ikss_b_to_degree | pf_ikss_c_to_degree | pf_vm_a_from_pu | pf_vm_b_from_pu | pf_vm_c_from_pu | pf_vm_a_to_pu | pf_vm_b_to_pu | pf_vm_c_to_pu | pf_va_a_from_degree | pf_va_b_from_degree | pf_va_c_from_degree | pf_va_a_to_degree | pf_va_b_to_degree | pf_va_c_to_degree
Line0_1_2 | 0.1406 | 0.17321 | 0.17321 | 0.1406 | 0.17321 | 0.17321 | 0.032469 | 0.04 | 0.04 | 0.032469 | 0.04 | 0.04 | -0.010437 | -0.017138 | -0.01319 | 0.010634 | 0.017417 | 0.013509 | -0.032606 | -0.043126 | -0.041574 | 0.03302 | 0.043716 | 0.042161 | 105.6479 | -8.9978 | -128.9977 | -74.3521 | 171.0022 | 51.0023 | 1.0544 | 1.1602 | 1.0904 | 1.0684 | 1.1765 | 1.1068 | -2.1016 | -120.6706 | 123.4001 | -2.2039 | -120.721 | 123.2363
Line10_11_12 | 0.1732 | 0.17321 | 0.1732 | 0.1732 | 0.17321 | 0.1732 | 0.04 | 0.04 | 0.04 | 0.04 | 0.04 | 0.04 | -0.0056586 | -0.0050138 | -0.0016559 | 0.0059587 | 0.0053138 | 0.0019559 | -0.043071 | -0.047396 | -0.044804 | 0.043671 | 0.047996 | 0.045404 | 94.7872 | -25.2128 | -145.2127 | -85.2128 | 154.7872 | 34.7873 | 1.086 | 1.1915 | 1.1209 | 1.1019 | 1.2072 | 1.1361 | -2.6974 | -121.2514 | 122.6706 | -2.9825 | -121.5305 | 122.3206
Line11_12_13 | 0.1732 | 0.17321 | 0.1732 | 0.1732 | 0.17321 | 0.1732 | 0.04 | 0.04 | 0.04 | 0.04 | 0.04 | 0.04 | -0.0059587 | -0.0053138 | -0.0019559 | 0.0062587 | 0.0056138 | 0.0022559 | -0.043671 | -0.047996 | -0.045404 | 0.044271 | 0.048596 | 0.046004 | 94.7872 | -25.2128 | -145.2127 | -85.2128 | 154.7872 | 34.7873 | 1.1019 | 1.2072 | 1.1361 | 1.1178 | 1.223 | 1.1515 | -2.9825 | -121.5305 | 122.3206 | -3.2595 | -121.8024 | 121.9799
Line12_13_15 | 0 | 0 | 0 | 0 | 0 | 0 | 0 | 0 | 0 | 0 | 0 | 0 | 1.3391e-08 | 7.5682e-09 | -1.6478e-08 | -9.2124e-09 | -5.8235e-09 | 1.0554e-08 | 1.2999e-08 | -1.8018e-08 | 2.7988e-09 | -8.9107e-09 | 1.1864e-08 | -1.7127e-09 | 0 | 0 | 0 | 0 | 0 | 0 | 1.1178 | 1.223 | 1.1515 | 1.1178 | 1.223 | 1.1515 | -3.2595 | -121.8024 | 121.9799 | -3.2595 | -121.8024 | 121.9799
Line13_13_14 | 0.1732 | 0.17321 | 0.1732 | 0.1732 | 0.1732 | 0.1732 | 0.04 | 0.04 | 0.04 | 0.04 | 0.04 | 0.04 | -0.0062587 | -0.0056139 | -0.0022559 | 0.0065587 | 0.0059139 | 0.0025559 | -0.044271 | -0.048596 | -0.046004 | 0.044871 | 0.049196 | 0.046604 | 94.7872 | -25.2128 | -145.2128 | -85.2128 | 154.7872 | 34.7872 | 1.1178 | 1.223 | 1.1515 | 1.1337 | 1.2388 | 1.1668 | -3.2595 | -121.8024 | 121.9799 | -3.5287 | -122.0674 | 121.6481
Line14_15_16 | 0 | 0 | 0 | 0 | 0 | 0 | 0 | 0 | 0 | 0 | 0 | 0 | 8.9276e-09 | 5.0455e-09 | -1.0985e-08 | -4.7486e-09 | -3.3008e-09 | 5.0616e-09 | 8.666e-09 | -1.2012e-08 | 1.8658e-09 | -4.5777e-09 | 5.8578e-09 | -7.7976e-10 | 0 | 0 | 0 | 0 | 0 | 0 | 1.1178 | 1.223 | 1.1515 | 1.1178 | 1.223 | 1.1515 | -3.2595 | -121.8024 | 121.9799 | -3.2595 | -121.8024 | 121.9799
Line15_16_17 | 0 | 0 | 0 | 0 | 0 | 0 | 0 | 0 | 0 | 0 | 0 | 0 | 4.4638e-09 | 2.5227e-09 | -5.4927e-09 | -2.8476e-10 | -7.7806e-10 | -4.3106e-10 | 4.333e-09 | -6.0059e-09 | 9.3292e-10 | -2.4468e-10 | -1.4809e-10 | 1.5316e-10 | 0 | 0 | 0 | 0 | 0 | 0 | 1.1178 | 1.223 | 1.1515 | 1.1178 | 1.223 | 1.1515 | -3.2595 | -121.8024 | 121.9799 | -3.2595 | -121.8024 | 121.9799
Line16_4_18 | 0 | 0 | 0 | 0 | 0 | 0 | 0 | 0 | 0 | 0 | 0 | 0 | 4.0251e-09 | 2.3068e-09 | -5.4746e-09 | -8.2863e-11 | -5.4314e-10 | -2.3138e-10 | 4.1464e-09 | -5.8153e-09 | 7.1335e-10 | -1.7282e-10 | -7.6229e-11 | 2.2502e-10 | 0 | 0 | 0 | 0 | 0 | 0 | 1.0702 | 1.1758 | 1.1056 | 1.0702 | 1.1758 | 1.1056 | -2.4039 | -120.9649 | 123.0303 | -2.4039 | -120.9649 | 123.0303
Line17_5_19 | 0 | 0 | 0 | 0 | 0 | 0 | 0 | 0 | 0 | 0 | 0 | 0 | 3.883e-09 | 2.239e-09 | -5.4644e-09 | -1.9689e-11 | -4.6895e-10 | -1.6895e-10 | 4.0842e-09 | -5.7518e-09 | 6.4016e-10 | -1.4887e-10 | -5.2275e-11 | 2.4898e-10 | 0 | 0 | 0 | 0 | 0 | 0 | 1.0544 | 1.1602 | 1.0904 | 1.0544 | 1.1602 | 1.0904 | -2.1016 | -120.6706 | 123.4001 | -2.1016 | -120.6706 | 123.4001
Line1_1_3 | 0.1732 | 0.17321 | 0.1732 | 0.1732 | 0.17321 | 0.1732 | 0.04 | 0.04 | 0.04 | 0.04 | 0.04 | 0.04 | -0.0050586 | -0.0044138 | -0.0010559 | 0.0053586 | 0.0047138 | 0.0013559 | -0.041871 | -0.046196 | -0.043604 | 0.042471 | 0.046796 | 0.044204 | 94.7872 | -25.2128 | -145.2127 | -85.2128 | 154.7872 | 34.7873 | 1.0544 | 1.1602 | 1.0904 | 1.0702 | 1.1758 | 1.1056 | -2.1016 | -120.6706 | 123.4001 | -2.4039 | -120.9649 | 123.0303
Line2_1_4 | 0.1732 | 0.17321 | 0.1732 | 0.1732 | 0.17321 | 0.1732 | 0.04 | 0.04 | 0.04 | 0.04 | 0.04 | 0.04 | -0.0050587 | -0.0044139 | -0.0010559 | 0.0053587 | 0.0047139 | 0.0013559 | -0.041871 | -0.046196 | -0.043604 | 0.042471 | 0.046796 | 0.044204 | 94.7872 | -25.2128 | -145.2128 | -85.2128 | 154.7872 | 34.7872 | 1.0544 | 1.1602 | 1.0904 | 1.0702 | 1.1758 | 1.1056 | -2.1016 | -120.6706 | 123.4001 | -2.4039 | -120.9649 | 123.0303
Line3_1_5 | 0 | 0 | 0 | 0 | 0 | 0 | 0 | 0 | 0 | 0 | 0 | 0 | 7.766e-09 | 4.478e-09 | -1.0929e-08 | -3.9027e-09 | -2.708e-09 | 5.2955e-09 | 8.1684e-09 | -1.1504e-08 | 1.2803e-09 | -4.233e-09 | 5.6995e-09 | -3.9119e-10 | 0 | 0 | 0 | 0 | 0 | 0 | 1.0544 | 1.1602 | 1.0904 | 1.0544 | 1.1602 | 1.0904 | -2.1016 | -120.6706 | 123.4001 | -2.1016 | -120.6706 | 123.4001
Line4_2_6 | 0.1406 | 0.17321 | 0.17321 | 0.1406 | 0.17321 | 0.17321 | 0.032469 | 0.04 | 0.04 | 0.032469 | 0.04 | 0.04 | -0.010634 | -0.017417 | -0.013509 | 0.010832 | 0.017696 | 0.013828 | -0.03302 | -0.043716 | -0.042161 | 0.033434 | 0.044307 | 0.042748 | 105.6479 | -8.9978 | -128.9977 | -74.3521 | 171.0022 | 51.0023 | 1.0684 | 1.1765 | 1.1068 | 1.0824 | 1.1927 | 1.1232 | -2.2039 | -120.721 | 123.2363 | -2.3035 | -120.77 | 123.0774
Line5_6_7 | 0.1406 | 0.17321 | 0.17321 | 0.1406 | 0.17321 | 0.17321 | 0.032469 | 0.04 | 0.04 | 0.032469 | 0.04 | 0.04 | -0.010832 | -0.017696 | -0.013828 | 0.011029 | 0.017976 | 0.014147 | -0.033434 | -0.044307 | -0.042748 | 0.033848 | 0.044897 | 0.043334 | 105.6479 | -8.9978 | -128.9977 | -74.3521 | 171.0022 | 51.0023 | 1.0824 | 1.1927 | 1.1232 | 1.0964 | 1.209 | 1.1396 | -2.3035 | -120.77 | 123.0774 | -2.4006 | -120.8177 | 122.923
Line6_7_8 | 0.035719 | 0 | 0 | 0.035719 | 0 | 0 | 0.008249 | 0 | 0 | 0.008249 | 0 | 0 | 0.0063899 | 8.0578e-09 | -1.7106e-08 | -0.0063793 | -6.0908e-09 | 1.104e-08 | 0.0064005 | -1.8455e-08 | 2.0861e-09 | -0.0063793 | 1.2247e-08 | -1.1691e-09 | -47.4483 | 0 | 0 | 132.5517 | 0 | 0 | 1.0964 | 1.209 | 1.1396 | 1.0937 | 1.2086 | 1.1395 | -2.4006 | -120.8177 | 122.923 | -2.4483 | -120.7989 | 122.8953
Line7_8_9 | 0 | 0 | 0 | 0 | 0 | 0 | 0 | 0 | 0 | 0 | 0 | 0 | 4.2776e-09 | 2.6937e-09 | -5.7096e-09 | -1.7896e-10 | -7.034e-10 | -3.7937e-10 | 4.4379e-09 | -6.1558e-09 | 6.9536e-10 | -1.7987e-10 | -6.4883e-11 | 2.2159e-10 | 0 | 0 | 0 | 0 | 0 | 0 | 1.0937 | 1.2086 | 1.1395 | 1.0937 | 1.2086 | 1.1395 | -2.4483 | -120.7989 | 122.8953 | -2.4483 | -120.7989 | 122.8953
Line8_8_10 | 0 | 0 | 0 | 0 | 0 | 0 | 0 | 0 | 0 | 0 | 0 | 0 | 4.2776e-09 | 2.6937e-09 | -5.7096e-09 | -1.7896e-10 | -7.034e-10 | -3.7937e-10 | 4.4379e-09 | -6.1558e-09 | 6.9536e-10 | -1.7987e-10 | -6.4883e-11 | 2.2159e-10 | 0 | 0 | 0 | 0 | 0 | 0 | 1.0937 | 1.2086 | 1.1395 | 1.0937 | 1.2086 | 1.1395 | -2.4483 | -120.7989 | 122.8953 | -2.4483 | -120.7989 | 122.8953
Line9_3_11 | 0.1732 | 0.17321 | 0.1732 | 0.1732 | 0.17321 | 0.1732 | 0.04 | 0.04 | 0.04 | 0.04 | 0.04 | 0.04 | -0.0053586 | -0.0047138 | -0.0013559 | 0.0056586 | 0.0050138 | 0.0016559 | -0.042471 | -0.046796 | -0.044204 | 0.043071 | 0.047396 | 0.044804 | 94.7872 | -25.2128 | -145.2127 | -85.2128 | 154.7872 | 34.7873 | 1.0702 | 1.1758 | 1.1056 | 1.086 | 1.1915 | 1.1209 | -2.4039 | -120.9649 | 123.0303 | -2.6974 | -121.2514 | 122.6706

## LG_max_fault_10
name | pf_ikss_a_from_ka | pf_ikss_b_from_ka | pf_ikss_c_from_ka | pf_ikss_a_to_ka | pf_ikss_b_to_ka | pf_ikss_c_to_ka | pf_skss_a_from_mw | pf_skss_b_from_mw | pf_skss_c_from_mw | pf_skss_a_to_mw | pf_skss_b_to_mw | pf_skss_c_to_mw | pf_p_a_from_mw | pf_p_b_from_mw | pf_p_c_from_mw | pf_p_a_to_mw | pf_p_b_to_mw | pf_p_c_to_mw | pf_q_a_from_mvar | pf_q_b_from_mvar | pf_q_c_from_mvar | pf_q_a_to_mvar | pf_q_b_to_mvar | pf_q_c_to_mvar | pf_ikss_a_from_degree | pf_ikss_b_from_degree | pf_ikss_c_from_degree | pf_ikss_a_to_degree | pf_ikss_b_to_degree | pf_ikss_c_to_degree | pf_vm_a_from_pu | pf_vm_b_from_pu | pf_vm_c_from_pu | pf_vm_a_to_pu | pf_vm_b_to_pu | pf_vm_c_to_pu | pf_va_a_from_degree | pf_va_b_from_degree | pf_va_c_from_degree | pf_va_a_to_degree | pf_va_b_to_degree | pf_va_c_to_degree
Line0_1_2 | 0.13921 | 0.17321 | 0.17321 | 0.13921 | 0.17321 | 0.17321 | 0.032149 | 0.04 | 0.04 | 0.032149 | 0.04 | 0.04 | -0.010506 | -0.017799 | -0.013678 | 0.010699 | 0.018077 | 0.013998 | -0.033921 | -0.045234 | -0.043599 | 0.034328 | 0.045824 | 0.044185 | 105.1046 | -9.1931 | -129.193 | -74.8954 | 170.8069 | 50.807 | 1.1046 | 1.2153 | 1.1424 | 1.1185 | 1.2315 | 1.1587 | -2.1041 | -120.6716 | 123.3889 | -2.2068 | -120.7216 | 123.2286
Line10_11_12 | 0.1732 | 0.17321 | 0.1732 | 0.1732 | 0.17321 | 0.1732 | 0.04 | 0.04 | 0.04 | 0.04 | 0.04 | 0.04 | -0.0059011 | -0.005224 | -0.0017149 | 0.0062011 | 0.005524 | 0.0020149 | -0.045064 | -0.04959 | -0.046881 | 0.045664 | 0.05019 | 0.047481 | 94.7869 | -25.2131 | -145.213 | -85.2131 | 154.7869 | 34.7869 | 1.1362 | 1.2466 | 1.1728 | 1.1521 | 1.2623 | 1.1881 | -2.6735 | -121.2268 | 122.692 | -2.9465 | -121.494 | 122.357
Line11_12_13 | 0.1732 | 0.17321 | 0.1732 | 0.1732 | 0.17321 | 0.1732 | 0.04 | 0.04 | 0.04 | 0.04 | 0.04 | 0.04 | -0.0062011 | -0.005524 | -0.0020149 | 0.0065011 | 0.005824 | 0.0023149 | -0.045664 | -0.05019 | -0.047481 | 0.046264 | 0.05079 | 0.048081 | 94.7869 | -25.2131 | -145.2131 | -85.2131 | 154.7869 | 34.7869 | 1.1521 | 1.2623 | 1.1881 | 1.168 | 1.2781 | 1.2034 | -2.9465 | -121.494 | 122.357 | -3.2121 | -121.7546 | 122.0305
Line12_13_15 | 0 | 0 | 0 | 0 | 0 | 0 | 0 | 0 | 0 | 0 | 0 | 0 | 1.4582e-08 | 8.2525e-09 | -1.8051e-08 | -1.002e-08 | -6.3385e-09 | 1.1574e-08 | 1.421e-08 | -1.9699e-08 | 3.0241e-09 | -9.7371e-09 | 1.2975e-08 | -1.8441e-09 | 0 | 0 | 0 | 0 | 0 | 0 | 1.168 | 1.2781 | 1.2034 | 1.168 | 1.2781 | 1.2034 | -3.2121 | -121.7546 | 122.0305 | -3.2121 | -121.7546 | 122.0305
Line13_13_14 | 0.1732 | 0.17321 | 0.1732 | 0.1732 | 0.17321 | 0.1732 | 0.04 | 0.04 | 0.04 | 0.04 | 0.04 | 0.04 | -0.0065011 | -0.0058241 | -0.0023149 | 0.0068011 | 0.0061241 | 0.0026148 | -0.046264 | -0.05079 | -0.048081 | 0.046864 | 0.05139 | 0.048681 | 94.7869 | -25.2131 | -145.2131 | -85.2131 | 154.7869 | 34.7869 | 1.168 | 1.2781 | 1.2034 | 1.1839 | 1.2938 | 1.2188 | -3.2121 | -121.7546 | 122.0305 | -3.4705 | -122.0089 | 121.7123
Line14_15_16 | 0 | 0 | 0 | 0 | 0 | 0 | 0 | 0 | 0 | 0 | 0 | 0 | 9.7215e-09 | 5.5017e-09 | -1.2034e-08 | -5.1592e-09 | -3.5877e-09 | 5.5575e-09 | 9.4731e-09 | -1.3133e-08 | 2.016e-09 | -5.0005e-09 | 6.4085e-09 | -8.3604e-10 | 0 | 0 | 0 | 0 | 0 | 0 | 1.168 | 1.2781 | 1.2034 | 1.168 | 1.2781 | 1.2034 | -3.2121 | -121.7546 | 122.0305 | -3.2121 | -121.7546 | 122.0305
Line15_16_17 | 0 | 0 | 0 | 0 | 0 | 0 | 0 | 0 | 0 | 0 | 0 | 0 | 4.8607e-09 | 2.7508e-09 | -6.0169e-09 | -2.9845e-10 | -8.3686e-10 | -4.5937e-10 | 4.7366e-09 | -6.5663e-09 | 1.008e-09 | -2.6395e-10 | -1.5784e-10 | 1.7198e-10 | 0 | 0 | 0 | 0 | 0 | 0 | 1.168 | 1.2781 | 1.2034 | 1.168 | 1.2781 | 1.2034 | -3.2121 | -121.7546 | 122.0305 | -3.2121 | -121.7546 | 122.0305
Line16_4_18 | 0 | 0 | 0 | 0 | 0 | 0 | 0 | 0 | 0 | 0 | 0 | 0 | 4.4023e-09 | 2.5254e-09 | -5.9976e-09 | -8.7673e-11 | -5.9154e-10 | -2.5088e-10 | 4.5412e-09 | -6.3671e-09 | 7.783e-10 | -1.8867e-10 | -8.2551e-11 | 2.4727e-10 | 0 | 0 | 0 | 0 | 0 | 0 | 1.1204 | 1.2309 | 1.1576 | 1.1204 | 1.2309 | 1.1576 | -2.3928 | -120.9527 | 123.0359 | -2.3928 | -120.9527 | 123.0359
Line17_5_19 | 0 | 0 | 0 | 0 | 0 | 0 | 0 | 0 | 0 | 0 | 0 | 0 | 4.2537e-09 | 2.4543e-09 | -5.987e-09 | -2.154e-11 | -5.1389e-10 | -1.855e-10 | 4.4761e-09 | -6.3007e-09 | 7.0173e-10 | -1.6357e-10 | -5.7455e-11 | 2.7236e-10 | 0 | 0 | 0 | 0 | 0 | 0 | 1.1046 | 1.2153 | 1.1424 | 1.1046 | 1.2153 | 1.1424 | -2.1041 | -120.6716 | 123.3889 | -2.1041 | -120.6716 | 123.3889
Line1_1_3 | 0.1732 | 0.17321 | 0.1732 | 0.1732 | 0.17321 | 0.1732 | 0.04 | 0.04 | 0.04 | 0.04 | 0.04 | 0.04 | -0.0053011 | -0.004624 | -0.0011149 | 0.0056011 | 0.004924 | 0.0014149 | -0.043864 | -0.04839 | -0.045681 | 0.044464 | 0.04899 | 0.046281 | 94.7869 | -25.2131 | -145.213 | -85.2131 | 154.7869 | 34.787 | 1.1046 | 1.2153 | 1.1424 | 1.1204 | 1.2309 | 1.1576 | -2.1041 | -120.6716 | 123.3889 | -2.3928 | -120.9527 | 123.0359
Line2_1_4 | 0.1732 | 0.17321 | 0.1732 | 0.1732 | 0.17321 | 0.1732 | 0.04 | 0.04 | 0.04 | 0.04 | 0.04 | 0.04 | -0.0053011 | -0.0046241 | -0.0011149 | 0.0056011 | 0.0049241 | 0.0014149 | -0.043864 | -0.04839 | -0.045681 | 0.044464 | 0.04899 | 0.046281 | 94.7869 | -25.2131 | -145.2131 | -85.2131 | 154.7869 | 34.7869 | 1.1046 | 1.2153 | 1.1424 | 1.1204 | 1.2309 | 1.1576 | -2.1041 | -120.6716 | 123.3889 | -2.3928 | -120.9527 | 123.0359
Line3_1_5 | 0 | 0 | 0 | 0 | 0 | 0 | 0 | 0 | 0 | 0 | 0 | 0 | 8.5073e-09 | 4.9086e-09 | -1.1974e-08 | -4.2752e-09 | -2.9682e-09 | 5.8015e-09 | 8.9522e-09 | -1.2601e-08 | 1.4035e-09 | -4.6397e-09 | 6.2432e-09 | -4.2936e-10 | 0 | 0 | 0 | 0 | 0 | 0 | 1.1046 | 1.2153 | 1.1424 | 1.1046 | 1.2153 | 1.1424 | -2.1041 | -120.6716 | 123.3889 | -2.1041 | -120.6716 | 123.3889
Line4_2_6 | 0.13921 | 0.17321 | 0.17321 | 0.13921 | 0.17321 | 0.17321 | 0.032149 | 0.04 | 0.04 | 0.032149 | 0.04 | 0.04 | -0.010699 | -0.018077 | -0.013998 | 0.010893 | 0.018355 | 0.014318 | -0.034328 | -0.045824 | -0.044185 | 0.034735 | 0.046414 | 0.044772 | 105.1046 | -9.1931 | -129.193 | -74.8954 | 170.8069 | 50.807 | 1.1185 | 1.2315 | 1.1587 | 1.1323 | 1.2478 | 1.1751 | -2.2068 | -120.7216 | 123.2286 | -2.3069 | -120.7702 | 123.0728
Line5_6_7 | 0.13921 | 0.17321 | 0.17321 | 0.13921 | 0.17321 | 0.17321 | 0.032149 | 0.04 | 0.04 | 0.032149 | 0.04 | 0.04 | -0.010893 | -0.018355 | -0.014318 | 0.011086 | 0.018633 | 0.014638 | -0.034735 | -0.046414 | -0.044772 | 0.035142 | 0.047004 | 0.045358 | 105.1046 | -9.1931 | -129.193 | -74.8954 | 170.8069 | 50.807 | 1.1323 | 1.2478 | 1.1751 | 1.1462 | 1.2641 | 1.1915 | -2.3069 | -120.7702 | 123.0728 | -2.4046 | -120.8176 | 122.9213
Line6_7_8 | 0.037342 | 0 | 0 | 0.037342 | 0 | 0 | 0.0086237 | 0 | 0 | 0.0086237 | 0 | 0 | 0.0069836 | 8.7834e-09 | -1.8735e-08 | -0.006972 | -6.6311e-09 | 1.2101e-08 | 0.0069953 | -2.0178e-08 | 2.2768e-09 | -0.006972 | 1.339e-08 | -1.2753e-09 | -47.4523 | 0 | 0 | 132.5477 | 0 | 0 | 1.1462 | 1.2641 | 1.1915 | 1.1434 | 1.2636 | 1.1914 | -2.4046 | -120.8176 | 122.9213 | -2.4523 | -120.7989 | 122.8936
Line7_8_9 | 0 | 0 | 0 | 0 | 0 | 0 | 0 | 0 | 0 | 0 | 0 | 0 | 4.6667e-09 | 2.9363e-09 | -6.2532e-09 | -1.8596e-10 | -7.5857e-10 | -4.0521e-10 | 4.8535e-09 | -6.7305e-09 | 7.5892e-10 | -1.9731e-10 | -7.1059e-11 | 2.4257e-10 | 0 | 0 | 0 | 0 | 0 | 0 | 1.1434 | 1.2636 | 1.1914 | 1.1434 | 1.2636 | 1.1914 | -2.4523 | -120.7989 | 122.8936 | -2.4523 | -120.7989 | 122.8936
Line8_8_10 | 0 | 0 | 0 | 0 | 0 | 0 | 0 | 0 | 0 | 0 | 0 | 0 | 4.6667e-09 | 2.9363e-09 | -6.2532e-09 | -1.8596e-10 | -7.5857e-10 | -4.0521e-10 | 4.8535e-09 | -6.7305e-09 | 7.5892e-10 | -1.9731e-10 | -7.1059e-11 | 2.4257e-10 | 0 | 0 | 0 | 0 | 0 | 0 | 1.1434 | 1.2636 | 1.1914 | 1.1434 | 1.2636 | 1.1914 | -2.4523 | -120.7989 | 122.8936 | -2.4523 | -120.7989 | 122.8936
Line9_3_11 | 0.1732 | 0.17321 | 0.1732 | 0.1732 | 0.17321 | 0.1732 | 0.04 | 0.04 | 0.04 | 0.04 | 0.04 | 0.04 | -0.0056011 | -0.004924 | -0.0014149 | 0.0059011 | 0.005224 | 0.0017149 | -0.044464 | -0.04899 | -0.046281 | 0.045064 | 0.04959 | 0.046881 | 94.7869 | -25.2131 | -145.213 | -85.2131 | 154.7869 | 34.787 | 1.1204 | 1.2309 | 1.1576 | 1.1362 | 1.2466 | 1.1728 | -2.3928 | -120.9527 | 123.0359 | -2.6735 | -121.2268 | 122.692

## LG_min_6
name | pf_ikss_a_from_ka | pf_ikss_b_from_ka | pf_ikss_c_from_ka | pf_ikss_a_to_ka | pf_ikss_b_to_ka | pf_ikss_c_to_ka | pf_skss_a_from_mw | pf_skss_b_from_mw | pf_skss_c_from_mw | pf_skss_a_to_mw | pf_skss_b_to_mw | pf_skss_c_to_mw | pf_p_a_from_mw | pf_p_b_from_mw | pf_p_c_from_mw | pf_p_a_to_mw | pf_p_b_to_mw | pf_p_c_to_mw | pf_q_a_from_mvar | pf_q_b_from_mvar | pf_q_c_from_mvar | pf_q_a_to_mvar | pf_q_b_to_mvar | pf_q_c_to_mvar | pf_ikss_a_from_degree | pf_ikss_b_from_degree | pf_ikss_c_from_degree | pf_ikss_a_to_degree | pf_ikss_b_to_degree | pf_ikss_c_to_degree | pf_vm_a_from_pu | pf_vm_b_from_pu | pf_vm_c_from_pu | pf_vm_a_to_pu | pf_vm_b_to_pu | pf_vm_c_to_pu | pf_va_a_from_degree | pf_va_b_from_degree | pf_va_c_from_degree | pf_va_a_to_degree | pf_va_b_to_degree | pf_va_c_to_degree
Line0_1_2 | 0.44676 | 1.7429e-06 | 1.7429e-06 | 0.44676 | 1.4589e-06 | 1.4589e-06 | 0.10317 | 4.0251e-07 | 4.0251e-07 | 0.10317 | 3.3692e-07 | 3.3692e-07 | 0.012774 | 3.3604e-07 | -3.2457e-07 | -0.0095805 | -2.8808e-07 | 2.653e-07 | 0.013306 | -5.2191e-07 | -4.7457e-07 | -0.0099797 | 4.3137e-07 | 3.9794e-07 | -82.196 | -85.9014 | -85.9014 | 97.804 | 93.4571 | 93.4571 | 0.17878 | 1.5422 | 1.4284 | 0.13408 | 1.5396 | 1.4195 | -36.0269 | -143.1252 | 149.7297 | -36.0269 | -142.8073 | 149.7659
Line10_11_12 | 1.7017e-06 | 1.7019e-06 | 1.7019e-06 | 1.4187e-06 | 1.4188e-06 | 1.4188e-06 | 3.9299e-07 | 3.9303e-07 | 3.9303e-07 | 3.2763e-07 | 3.2766e-07 | 3.2766e-07 | 4.6127e-08 | 3.1865e-07 | -3.2545e-07 | -3.8052e-08 | -2.6932e-07 | 2.6804e-07 | 5.2996e-08 | -5.1561e-07 | -4.5746e-07 | -4.453e-08 | 4.2756e-07 | 3.8368e-07 | -84.9915 | -84.8414 | -84.8414 | 94.4882 | 94.6682 | 94.6682 | 0.17878 | 1.5422 | 1.4284 | 0.17878 | 1.5422 | 1.4284 | -36.0269 | -143.1252 | 149.7297 | -36.0269 | -143.1252 | 149.7297
Line11_12_13 | 1.4181e-06 | 1.4182e-06 | 1.4182e-06 | 1.1351e-06 | 1.1352e-06 | 1.1352e-06 | 3.2749e-07 | 3.2753e-07 | 3.2753e-07 | 2.6214e-07 | 2.6216e-07 | 2.6216e-07 | 3.8439e-08 | 2.6554e-07 | -2.712e-07 | -3.0365e-08 | -2.1621e-07 | 2.138e-07 | 4.4164e-08 | -4.2967e-07 | -3.8122e-07 | -3.5697e-08 | 3.4163e-07 | 3.0744e-07 | -84.9915 | -84.8414 | -84.8414 | 94.3582 | 94.5457 | 94.5457 | 0.17878 | 1.5422 | 1.4284 | 0.17878 | 1.5422 | 1.4284 | -36.0269 | -143.1252 | 149.7297 | -36.0269 | -143.1252 | 149.7297
Line12_13_15 | 0 | 0 | 0 | 0 | 0 | 0 | 0 | 0 | 0 | 0 | 0 | 0 | 2.3063e-08 | 1.5932e-07 | -1.6272e-07 | -1.4989e-08 | -1.1e-07 | 1.0532e-07 | 2.6498e-08 | -2.578e-07 | -2.2873e-07 | -1.8032e-08 | 1.6976e-07 | 1.5495e-07 | 0 | 0 | 0 | 0 | 0 | 0 | 0.17878 | 1.5422 | 1.4284 | 0.17878 | 1.5422 | 1.4284 | -36.0269 | -143.1252 | 149.7297 | -36.0268 | -143.1252 | 149.7297
Line13_13_14 | 0 | 0 | 0 | 0 | 0 | 0 | 0 | 0 | 0 | 0 | 0 | 0 | 7.6877e-09 | 5.3108e-08 | -5.4241e-08 | 3.8645e-10 | -3.7802e-09 | -3.1607e-09 | 8.8327e-09 | -8.5934e-08 | -7.6243e-08 | -3.6628e-10 | -2.1098e-09 | 2.4675e-09 | 0 | 0 | 0 | 0 | 0 | 0 | 0.17878 | 1.5422 | 1.4284 | 0.17878 | 1.5422 | 1.4284 | -36.0269 | -143.1252 | 149.7297 | -36.0269 | -143.1252 | 149.7297
Line14_15_16 | 0 | 0 | 0 | 0 | 0 | 0 | 0 | 0 | 0 | 0 | 0 | 0 | 1.5375e-08 | 1.0622e-07 | -1.0848e-07 | -7.3013e-09 | -5.6888e-08 | 5.108e-08 | 1.7665e-08 | -1.7187e-07 | -1.5249e-07 | -9.199e-09 | 8.3825e-08 | 7.8711e-08 | 0 | 0 | 0 | 0 | 0 | 0 | 0.17878 | 1.5422 | 1.4284 | 0.17878 | 1.5422 | 1.4284 | -36.0268 | -143.1252 | 149.7297 | -36.0268 | -143.1252 | 149.7297
Line15_16_17 | 0 | 0 | 0 | 0 | 0 | 0 | 0 | 0 | 0 | 0 | 0 | 0 | 7.6877e-09 | 5.3108e-08 | -5.4241e-08 | 3.8645e-10 | -3.7802e-09 | -3.1607e-09 | 8.8327e-09 | -8.5934e-08 | -7.6243e-08 | -3.6628e-10 | -2.1098e-09 | 2.4675e-09 | 0 | 0 | 0 | 0 | 0 | 0 | 0.17878 | 1.5422 | 1.4284 | 0.17878 | 1.5422 | 1.4284 | -36.0268 | -143.1252 | 149.7297 | -36.0268 | -143.1252 | 149.7297
Line16_4_18 | 0 | 0 | 0 | 0 | 0 | 0 | 0 | 0 | 0 | 0 | 0 | 0 | 7.6878e-09 | 5.3108e-08 | -5.4241e-08 | 3.8645e-10 | -3.7802e-09 | -3.1607e-09 | 8.8327e-09 | -8.5934e-08 | -7.6243e-08 | -3.6628e-10 | -2.1098e-09 | 2.4675e-09 | 0 | 0 | 0 | 0 | 0 | 0 | 0.17878 | 1.5422 | 1.4284 | 0.17878 | 1.5422 | 1.4284 | -36.0269 | -143.1252 | 149.7297 | -36.0269 | -143.1252 | 149.7297
Line17_5_19 | 0 | 0 | 0 | 0 | 0 | 0 | 0 | 0 | 0 | 0 | 0 | 0 | 7.6878e-09 | 5.3108e-08 | -5.4241e-08 | 3.8645e-10 | -3.7802e-09 | -3.1607e-09 | 8.8327e-09 | -8.5934e-08 | -7.6243e-08 | -3.6628e-10 | -2.1098e-09 | 2.4675e-09 | 0 | 0 | 0 | 0 | 0 | 0 | 0.17878 | 1.5422 | 1.4284 | 0.17878 | 1.5422 | 1.4284 | -36.0269 | -143.1252 | 149.7297 | -36.0269 | -143.1252 | 149.7297
Line1_1_3 | 2.2689e-06 | 2.2692e-06 | 2.2692e-06 | 1.9859e-06 | 1.9861e-06 | 1.9861e-06 | 5.2399e-07 | 5.2404e-07 | 5.2404e-07 | 4.5863e-07 | 4.5867e-07 | 4.5867e-07 | 6.1502e-08 | 4.2486e-07 | -4.3393e-07 | -5.3428e-08 | -3.7553e-07 | 3.7653e-07 | 7.0662e-08 | -6.8748e-07 | -6.0994e-07 | -6.2195e-08 | 5.9943e-07 | 5.3617e-07 | -84.9915 | -84.8414 | -84.8414 | 94.6368 | 94.8083 | 94.8083 | 0.17878 | 1.5422 | 1.4284 | 0.17878 | 1.5422 | 1.4284 | -36.0269 | -143.1252 | 149.7297 | -36.0269 | -143.1252 | 149.7297
Line2_1_4 | 0 | 0 | 0 | 0 | 0 | 0 | 0 | 0 | 0 | 0 | 0 | 0 | 1.5376e-08 | 1.0622e-07 | -1.0848e-07 | -7.3013e-09 | -5.6888e-08 | 5.108e-08 | 1.7665e-08 | -1.7187e-07 | -1.5249e-07 | -9.199e-09 | 8.3825e-08 | 7.8711e-08 | 0 | 0 | 0 | 0 | 0 | 0 | 0.17878 | 1.5422 | 1.4284 | 0.17878 | 1.5422 | 1.4284 | -36.0269 | -143.1252 | 149.7297 | -36.0269 | -143.1252 | 149.7297
Line3_1_5 | 0 | 0 | 0 | 0 | 0 | 0 | 0 | 0 | 0 | 0 | 0 | 0 | 1.5376e-08 | 1.0622e-07 | -1.0848e-07 | -7.3013e-09 | -5.6888e-08 | 5.108e-08 | 1.7665e-08 | -1.7187e-07 | -1.5249e-07 | -9.199e-09 | 8.3825e-08 | 7.8711e-08 | 0 | 0 | 0 | 0 | 0 | 0 | 0.17878 | 1.5422 | 1.4284 | 0.17878 | 1.5422 | 1.4284 | -36.0269 | -143.1252 | 149.7297 | -36.0269 | -143.1252 | 149.7297
Line4_2_6 | 0.44676 | 1.458e-06 | 1.458e-06 | 0.44676 | 1.1716e-06 | 1.1716e-06 | 0.10317 | 3.3671e-07 | 3.3671e-07 | 0.10317 | 2.7056e-07 | 2.7056e-07 | 0.0095805 | 2.8433e-07 | -2.684e-07 | -0.006387 | -2.3447e-07 | 2.1003e-07 | 0.0099797 | -4.3345e-07 | -3.9548e-07 | -0.0066531 | 3.4346e-07 | 3.1867e-07 | -82.196 | -86.0708 | -86.0708 | 97.804 | 93.1912 | 93.1912 | 0.13408 | 1.5396 | 1.4195 | 0.089389 | 1.537 | 1.4106 | -36.0269 | -142.8073 | 149.7659 | -36.0269 | -142.4882 | 149.8026
Line5_6_7 | 0.44676 | 1.1705e-06 | 1.1705e-06 | 0.44676 | 0 | 0 | 0.10317 | 2.7031e-07 | 2.7031e-07 | 0.10317 | 0 | 0 | 0.006387 | 2.3075e-07 | -2.1307e-07 | -0.0031935 | -1.79e-07 | 1.556e-07 | 0.0066531 | -3.455e-07 | -3.1623e-07 | -0.0033266 | 2.5607e-07 | 2.3926e-07 | -82.196 | -86.2264 | -86.2264 | 97.804 | 0 | 0 | 0.089389 | 1.537 | 1.4106 | 0.044695 | 1.5345 | 1.4017 | -36.0269 | -142.4882 | 149.8026 | -36.0269 | -142.1682 | 149.8397
Line6_7_8 | 0.44676 | 0 | 0 | 0.44676 | 0 | 0 | 0.10317 | 0 | 0 | 0.10317 | 0 | 0 | 0.0031935 | 1.7532e-07 | -1.5857e-07 | -1.1697e-15 | -1.2167e-07 | 1.02e-07 | 0.0033266 | -2.5809e-07 | -2.3683e-07 | -1.9555e-15 | 1.6925e-07 | 1.5972e-07 | -82.196 | 0 | 0 | 97.804 | 0 | 0 | 0.044695 | 1.5345 | 1.4017 | 0 | 1.532 | 1.3928 | -36.0269 | -142.1682 | 149.8397 | 0 | -141.847 | 149.8773
Line7_8_9 | 0 | 0 | 0 | 0 | 0 | 0 | 0 | 0 | 0 | 0 | 0 | 0 | 6.522e-22 | 5.9011e-08 | -5.2451e-08 | -2.142e-17 | -3.6529e-09 | -2.9065e-09 | 1.3374e-21 | -8.5616e-08 | -7.8649e-08 | 2.1275e-17 | -1.9859e-09 | 2.4169e-09 | 0 | 0 | 0 | 0 | 0 | 0 | 0 | 1.532 | 1.3928 | 0 | 1.532 | 1.3928 | 0 | -141.847 | 149.8773 | 0 | -141.847 | 149.8773
Line8_8_10 | 0 | 0 | 0 | 0 | 0 | 0 | 0 | 0 | 0 | 0 | 0 | 0 | 6.522e-22 | 5.9011e-08 | -5.2451e-08 | -2.142e-17 | -3.6529e-09 | -2.9065e-09 | 1.3374e-21 | -8.5616e-08 | -7.8649e-08 | 2.1275e-17 | -1.9859e-09 | 2.4169e-09 | 0 | 0 | 0 | 0 | 0 | 0 | 0 | 1.532 | 1.3928 | 0 | 1.532 | 1.3928 | 0 | -141.847 | 149.8773 | 0 | -141.847 | 149.8773
Line9_3_11 | 1.9853e-06 | 1.9855e-06 | 1.9855e-06 | 1.7023e-06 | 1.7025e-06 | 1.7025e-06 | 4.5849e-07 | 4.5854e-07 | 4.5854e-07 | 3.9313e-07 | 3.9317e-07 | 3.9317e-07 | 5.3814e-08 | 3.7175e-07 | -3.7969e-07 | -4.574e-08 | -3.2243e-07 | 3.2229e-07 | 6.1829e-08 | -6.0154e-07 | -5.337e-07 | -5.3363e-08 | 5.135e-07 | 4.5993e-07 | -84.9915 | -84.8414 | -84.8414 | 94.5749 | 94.7499 | 94.7499 | 0.17878 | 1.5422 | 1.4284 | 0.17878 | 1.5422 | 1.4284 | -36.0269 | -143.1252 | 149.7297 | -36.0269 | -143.1252 | 149.7297

## LG_min_10
name | pf_ikss_a_from_ka | pf_ikss_b_from_ka | pf_ikss_c_from_ka | pf_ikss_a_to_ka | pf_ikss_b_to_ka | pf_ikss_c_to_ka | pf_skss_a_from_mw | pf_skss_b_from_mw | pf_skss_c_from_mw | pf_skss_a_to_mw | pf_skss_b_to_mw | pf_skss_c_to_mw | pf_p_a_from_mw | pf_p_b_from_mw | pf_p_c_from_mw | pf_p_a_to_mw | pf_p_b_to_mw | pf_p_c_to_mw | pf_q_a_from_mvar | pf_q_b_from_mvar | pf_q_c_from_mvar | pf_q_a_to_mvar | pf_q_b_to_mvar | pf_q_c_to_mvar | pf_ikss_a_from_degree | pf_ikss_b_from_degree | pf_ikss_c_from_degree | pf_ikss_a_to_degree | pf_ikss_b_to_degree | pf_ikss_c_to_degree | pf_vm_a_from_pu | pf_vm_b_from_pu | pf_vm_c_from_pu | pf_vm_a_to_pu | pf_vm_b_to_pu | pf_vm_c_to_pu | pf_va_a_from_degree | pf_va_b_from_degree | pf_va_c_from_degree | pf_va_a_to_degree | pf_va_b_to_degree | pf_va_c_to_degree
Line0_1_2 | 0.42325 | 1.6512e-06 | 1.6512e-06 | 0.42325 | 1.3821e-06 | 1.3821e-06 | 0.097745 | 3.8132e-07 | 3.8132e-07 | 0.097745 | 3.1919e-07 | 3.1919e-07 | 0.011465 | 3.016e-07 | -2.913e-07 | -0.0085986 | -2.5855e-07 | 2.3811e-07 | 0.011943 | -4.6842e-07 | -4.2593e-07 | -0.0089569 | 3.8716e-07 | 3.5715e-07 | -82.196 | -85.9014 | -85.9014 | 97.804 | 93.4571 | 93.4571 | 0.16937 | 1.461 | 1.3532 | 0.12703 | 1.4585 | 1.3448 | -36.0269 | -143.1252 | 149.7297 | -36.0269 | -142.8073 | 149.7659
Line10_11_12 | 1.6121e-06 | 1.6123e-06 | 1.6123e-06 | 1.344e-06 | 1.3441e-06 | 1.3441e-06 | 3.7231e-07 | 3.7234e-07 | 3.7234e-07 | 3.1039e-07 | 3.1042e-07 | 3.1042e-07 | 4.1399e-08 | 2.8599e-07 | -2.9209e-07 | -3.4152e-08 | -2.4172e-07 | 2.4057e-07 | 4.7565e-08 | -4.6276e-07 | -4.1057e-07 | -3.9966e-08 | 3.8374e-07 | 3.4436e-07 | -84.9915 | -84.8414 | -84.8414 | 94.4882 | 94.6682 | 94.6682 | 0.16937 | 1.461 | 1.3532 | 0.16937 | 1.461 | 1.3532 | -36.0269 | -143.1252 | 149.7297 | -36.0269 | -143.1252 | 149.7297
Line11_12_13 | 1.3435e-06 | 1.3436e-06 | 1.3436e-06 | 1.0754e-06 | 1.0754e-06 | 1.0754e-06 | 3.1026e-07 | 3.1029e-07 | 3.1029e-07 | 2.4834e-07 | 2.4836e-07 | 2.4836e-07 | 3.4499e-08 | 2.3832e-07 | -2.4341e-07 | -2.7252e-08 | -1.9405e-07 | 1.9189e-07 | 3.9637e-08 | -3.8563e-07 | -3.4214e-07 | -3.2038e-08 | 3.0661e-07 | 2.7593e-07 | -84.9915 | -84.8414 | -84.8414 | 94.3582 | 94.5457 | 94.5457 | 0.16937 | 1.461 | 1.3532 | 0.16937 | 1.461 | 1.3532 | -36.0269 | -143.1252 | 149.7297 | -36.0269 | -143.1252 | 149.7297
Line12_13_15 | 0 | 0 | 0 | 0 | 0 | 0 | 0 | 0 | 0 | 0 | 0 | 0 | 2.0699e-08 | 1.4299e-07 | -1.4604e-07 | -1.3453e-08 | -9.8722e-08 | 9.4527e-08 | 2.3782e-08 | -2.3138e-07 | -2.0529e-07 | -1.6184e-08 | 1.5236e-07 | 1.3907e-07 | 0 | 0 | 0 | 0 | 0 | 0 | 0.16937 | 1.461 | 1.3532 | 0.16937 | 1.461 | 1.3532 | -36.0269 | -143.1252 | 149.7297 | -36.0268 | -143.1252 | 149.7297
Line13_13_14 | 0 | 0 | 0 | 0 | 0 | 0 | 0 | 0 | 0 | 0 | 0 | 0 | 6.8998e-09 | 4.7664e-08 | -4.8682e-08 | 3.4684e-10 | -3.3928e-09 | -2.8367e-09 | 7.9274e-09 | -7.7127e-08 | -6.8429e-08 | -3.2873e-10 | -1.8935e-09 | 2.2146e-09 | 0 | 0 | 0 | 0 | 0 | 0 | 0.16937 | 1.461 | 1.3532 | 0.16937 | 1.461 | 1.3532 | -36.0269 | -143.1252 | 149.7297 | -36.0269 | -143.1252 | 149.7297
Line14_15_16 | 0 | 0 | 0 | 0 | 0 | 0 | 0 | 0 | 0 | 0 | 0 | 0 | 1.38e-08 | 9.5329e-08 | -9.7363e-08 | -6.553e-09 | -5.1057e-08 | 4.5845e-08 | 1.5855e-08 | -1.5425e-07 | -1.3686e-07 | -8.2562e-09 | 7.5233e-08 | 7.0643e-08 | 0 | 0 | 0 | 0 | 0 | 0 | 0.16937 | 1.461 | 1.3532 | 0.16937 | 1.461 | 1.3532 | -36.0268 | -143.1252 | 149.7297 | -36.0268 | -143.1252 | 149.7297
Line15_16_17 | 0 | 0 | 0 | 0 | 0 | 0 | 0 | 0 | 0 | 0 | 0 | 0 | 6.8998e-09 | 4.7665e-08 | -4.8682e-08 | 3.4684e-10 | -3.3928e-09 | -2.8367e-09 | 7.9274e-09 | -7.7127e-08 | -6.8429e-08 | -3.2873e-10 | -1.8935e-09 | 2.2146e-09 | 0 | 0 | 0 | 0 | 0 | 0 | 0.16937 | 1.461 | 1.3532 | 0.16937 | 1.461 | 1.3532 | -36.0268 | -143.1252 | 149.7297 | -36.0268 | -143.1252 | 149.7297
Line16_4_18 | 0 | 0 | 0 | 0 | 0 | 0 | 0 | 0 | 0 | 0 | 0 | 0 | 6.8998e-09 | 4.7664e-08 | -4.8682e-08 | 3.4684e-10 | -3.3928e-09 | -2.8367e-09 | 7.9274e-09 | -7.7127e-08 | -6.8429e-08 | -3.2874e-10 | -1.8935e-09 | 2.2146e-09 | 0 | 0 | 0 | 0 | 0 | 0 | 0.16937 | 1.461 | 1.3532 | 0.16937 | 1.461 | 1.3532 | -36.0269 | -143.1252 | 149.7297 | -36.0269 | -143.1252 | 149.7297
Line17_5_19 | 0 | 0 | 0 | 0 | 0 | 0 | 0 | 0 | 0 | 0 | 0 | 0 | 6.8998e-09 | 4.7664e-08 | -4.8682e-08 | 3.4684e-10 | -3.3928e-09 | -2.8367e-09 | 7.9274e-09 | -7.7127e-08 | -6.8429e-08 | -3.2874e-10 | -1.8935e-09 | 2.2146e-09 | 0 | 0 | 0 | 0 | 0 | 0 | 0.16937 | 1.461 | 1.3532 | 0.16937 | 1.461 | 1.3532 | -36.0269 | -143.1252 | 149.7297 | -36.0269 | -143.1252 | 149.7297
Line1_1_3 | 2.1495e-06 | 2.1497e-06 | 2.1497e-06 | 1.8814e-06 | 1.8816e-06 | 1.8816e-06 | 4.9641e-07 | 4.9646e-07 | 4.9646e-07 | 4.3449e-07 | 4.3453e-07 | 4.3453e-07 | 5.5199e-08 | 3.8132e-07 | -3.8945e-07 | -4.7952e-08 | -3.3704e-07 | 3.3793e-07 | 6.342e-08 | -6.1701e-07 | -5.4743e-07 | -5.5821e-08 | 5.3799e-07 | 4.8122e-07 | -84.9915 | -84.8414 | -84.8414 | 94.6368 | 94.8083 | 94.8083 | 0.16937 | 1.461 | 1.3532 | 0.16937 | 1.461 | 1.3532 | -36.0269 | -143.1252 | 149.7297 | -36.0269 | -143.1252 | 149.7297
Line2_1_4 | 0 | 0 | 0 | 0 | 0 | 0 | 0 | 0 | 0 | 0 | 0 | 0 | 1.38e-08 | 9.5329e-08 | -9.7363e-08 | -6.553e-09 | -5.1057e-08 | 4.5845e-08 | 1.5855e-08 | -1.5425e-07 | -1.3686e-07 | -8.2562e-09 | 7.5233e-08 | 7.0643e-08 | 0 | 0 | 0 | 0 | 0 | 0 | 0.16937 | 1.461 | 1.3532 | 0.16937 | 1.461 | 1.3532 | -36.0269 | -143.1252 | 149.7297 | -36.0269 | -143.1252 | 149.7297
Line3_1_5 | 0 | 0 | 0 | 0 | 0 | 0 | 0 | 0 | 0 | 0 | 0 | 0 | 1.38e-08 | 9.5329e-08 | -9.7363e-08 | -6.553e-09 | -5.1057e-08 | 4.5845e-08 | 1.5855e-08 | -1.5425e-07 | -1.3686e-07 | -8.2562e-09 | 7.5233e-08 | 7.0643e-08 | 0 | 0 | 0 | 0 | 0 | 0 | 0.16937 | 1.461 | 1.3532 | 0.16937 | 1.461 | 1.3532 | -36.0269 | -143.1252 | 149.7297 | -36.0269 | -143.1252 | 149.7297
Line4_2_6 | 0.42325 | 1.3812e-06 | 1.3812e-06 | 0.42325 | 1.1099e-06 | 1.1099e-06 | 0.097745 | 3.1898e-07 | 3.1898e-07 | 0.097745 | 2.5632e-07 | 2.5632e-07 | 0.0085986 | 2.5519e-07 | -2.4089e-07 | -0.0057324 | -2.1044e-07 | 1.8851e-07 | 0.0089569 | -3.8902e-07 | -3.5495e-07 | -0.0059712 | 3.0825e-07 | 2.8601e-07 | -82.196 | -86.0708 | -86.0708 | 97.804 | 93.1912 | 93.1912 | 0.12703 | 1.4585 | 1.3448 | 0.084684 | 1.4561 | 1.3364 | -36.0269 | -142.8073 | 149.7659 | -36.0269 | -142.4882 | 149.8026
Line5_6_7 | 0.42325 | 1.1089e-06 | 1.1089e-06 | 0.42325 | 0 | 0 | 0.097745 | 2.5609e-07 | 2.5609e-07 | 0.097745 | 0 | 0 | 0.0057324 | 2.071e-07 | -1.9123e-07 | -0.0028662 | -1.6066e-07 | 1.3965e-07 | 0.0059712 | -3.1009e-07 | -2.8382e-07 | -0.0029856 | 2.2983e-07 | 2.1474e-07 | -82.196 | -86.2264 | -86.2264 | 97.804 | 0 | 0 | 0.084684 | 1.4561 | 1.3364 | 0.042342 | 1.4537 | 1.328 | -36.0269 | -142.4882 | 149.8026 | -36.0269 | -142.1682 | 149.8397
Line6_7_8 | 0.42325 | 0 | 0 | 0.42325 | 0 | 0 | 0.097745 | 0 | 0 | 0.097744 | 0 | 0 | 0.0028662 | 1.5735e-07 | -1.4232e-07 | -1.0509e-15 | -1.092e-07 | 9.1542e-08 | 0.0029856 | -2.3164e-07 | -2.1255e-07 | -1.729e-15 | 1.519e-07 | 1.4335e-07 | -82.196 | 0 | 0 | 97.804 | 0 | 0 | 0.042342 | 1.4537 | 1.328 | 0 | 1.4514 | 1.3195 | -36.0269 | -142.1682 | 149.8397 | 0 | -141.847 | 149.8773
Line7_8_9 | 0 | 0 | 0 | 0 | 0 | 0 | 0 | 0 | 0 | 0 | 0 | 0 | 5.8753e-22 | 5.2962e-08 | -4.7075e-08 | -1.9225e-17 | -3.2785e-09 | -2.6086e-09 | 1.1834e-21 | -7.6841e-08 | -7.0588e-08 | 1.9094e-17 | -1.7824e-09 | 2.1692e-09 | 0 | 0 | 0 | 0 | 0 | 0 | 0 | 1.4514 | 1.3195 | 0 | 1.4514 | 1.3195 | 0 | -141.847 | 149.8773 | 0 | -141.847 | 149.8773
Line8_8_10 | 0 | 0 | 0 | 0 | 0 | 0 | 0 | 0 | 0 | 0 | 0 | 0 | 5.8753e-22 | 5.2962e-08 | -4.7075e-08 | -1.9225e-17 | -3.2785e-09 | -2.6086e-09 | 1.1834e-21 | -7.6841e-08 | -7.0588e-08 | 1.9094e-17 | -1.7824e-09 | 2.1692e-09 | 0 | 0 | 0 | 0 | 0 | 0 | 0 | 1.4514 | 1.3195 | 0 | 1.4514 | 1.3195 | 0 | -141.847 | 149.8773 | 0 | -141.847 | 149.8773
Line9_3_11 | 1.8808e-06 | 1.881e-06 | 1.881e-06 | 1.6127e-06 | 1.6129e-06 | 1.6129e-06 | 4.3436e-07 | 4.344e-07 | 4.344e-07 | 3.7244e-07 | 3.7247e-07 | 3.7247e-07 | 4.8299e-08 | 3.3365e-07 | -3.4077e-07 | -4.1052e-08 | -2.8938e-07 | 2.8925e-07 | 5.5492e-08 | -5.3989e-07 | -4.79e-07 | -4.7893e-08 | 4.6087e-07 | 4.1279e-07 | -84.9915 | -84.8414 | -84.8414 | 94.5749 | 94.7499 | 94.7499 | 0.16937 | 1.461 | 1.3532 | 0.16937 | 1.461 | 1.3532 | -36.0269 | -143.1252 | 149.7297 | -36.0269 | -143.1252 | 149.7297

## LG_min_fault_6
name | pf_ikss_a_from_ka | pf_ikss_b_from_ka | pf_ikss_c_from_ka | pf_ikss_a_to_ka | pf_ikss_b_to_ka | pf_ikss_c_to_ka | pf_skss_a_from_mw | pf_skss_b_from_mw | pf_skss_c_from_mw | pf_skss_a_to_mw | pf_skss_b_to_mw | pf_skss_c_to_mw | pf_p_a_from_mw | pf_p_b_from_mw | pf_p_c_from_mw | pf_p_a_to_mw | pf_p_b_to_mw | pf_p_c_to_mw | pf_q_a_from_mvar | pf_q_b_from_mvar | pf_q_c_from_mvar | pf_q_a_to_mvar | pf_q_b_to_mvar | pf_q_c_to_mvar | pf_ikss_a_from_degree | pf_ikss_b_from_degree | pf_ikss_c_from_degree | pf_ikss_a_to_degree | pf_ikss_b_to_degree | pf_ikss_c_to_degree | pf_vm_a_from_pu | pf_vm_b_from_pu | pf_vm_c_from_pu | pf_vm_a_to_pu | pf_vm_b_to_pu | pf_vm_c_to_pu | pf_va_a_from_degree | pf_va_b_from_degree | pf_va_c_from_degree | pf_va_a_to_degree | pf_va_b_to_degree | pf_va_c_to_degree
Line0_1_2 | 0.029377 | 0 | 0 | 0.029377 | 0 | 0 | 0.0067844 | 0 | 0 | 0.0067844 | 0 | 0 | 0.0043703 | 9.0879e-09 | -2.4749e-08 | -0.0043565 | -7.8475e-09 | 2.0732e-08 | 0.0043726 | -2.4806e-08 | 2.6107e-09 | -0.0043583 | 2.0668e-08 | -1.9633e-09 | -47.2783 | 0 | 0 | 132.7217 | 0 | 0 | 0.91124 | 0.99816 | 0.94028 | 0.9083 | 0.99787 | 0.93995 | -2.2632 | -120.8629 | 122.9947 | -2.2669 | -120.8336 | 122.9651
Line10_11_12 | 0 | 0 | 0 | 0 | 0 | 0 | 0 | 0 | 0 | 0 | 0 | 0 | 1.5815e-08 | 8.4244e-09 | -2.4115e-08 | -1.3052e-08 | -7.197e-09 | 2.0125e-08 | 1.7447e-08 | -2.4382e-08 | 2.9959e-09 | -1.4665e-08 | 2.0266e-08 | -2.3254e-09 | 0 | 0 | 0 | 0 | 0 | 0 | 0.91124 | 0.99816 | 0.94028 | 0.91124 | 0.99816 | 0.94028 | -2.2632 | -120.8629 | 122.9947 | -2.2632 | -120.8629 | 122.9947
Line11_12_13 | 0 | 0 | 0 | 0 | 0 | 0 | 0 | 0 | 0 | 0 | 0 | 0 | 1.3179e-08 | 7.0203e-09 | -2.0096e-08 | -1.0416e-08 | -5.7929e-09 | 1.6106e-08 | 1.454e-08 | -2.0319e-08 | 2.4965e-09 | -1.1757e-08 | 1.6202e-08 | -1.8261e-09 | 0 | 0 | 0 | 0 | 0 | 0 | 0.91124 | 0.99816 | 0.94028 | 0.91124 | 0.99816 | 0.94028 | -2.2632 | -120.8629 | 122.9947 | -2.2632 | -120.8629 | 122.9947
Line12_13_15 | 0 | 0 | 0 | 0 | 0 | 0 | 0 | 0 | 0 | 0 | 0 | 0 | 7.9073e-09 | 4.2122e-09 | -1.2058e-08 | -5.1445e-09 | -2.9848e-09 | 8.0675e-09 | 8.7237e-09 | -1.2191e-08 | 1.4979e-09 | -5.9412e-09 | 8.0751e-09 | -8.275e-10 | 0 | 0 | 0 | 0 | 0 | 0 | 0.91124 | 0.99816 | 0.94028 | 0.91124 | 0.99816 | 0.94028 | -2.2632 | -120.8629 | 122.9947 | -2.2632 | -120.8629 | 122.9947
Line13_13_14 | 0 | 0 | 0 | 0 | 0 | 0 | 0 | 0 | 0 | 0 | 0 | 0 | 2.6358e-09 | 1.4041e-09 | -4.0192e-09 | 1.2702e-10 | -1.7665e-10 | 2.9038e-11 | 2.9079e-09 | -4.0637e-09 | 4.9931e-10 | -1.2535e-10 | -5.2363e-11 | 1.7112e-10 | 0 | 0 | 0 | 0 | 0 | 0 | 0.91124 | 0.99816 | 0.94028 | 0.91124 | 0.99816 | 0.94028 | -2.2632 | -120.8629 | 122.9947 | -2.2632 | -120.8629 | 122.9947
Line14_15_16 | 0 | 0 | 0 | 0 | 0 | 0 | 0 | 0 | 0 | 0 | 0 | 0 | 5.2715e-09 | 2.8081e-09 | -8.0385e-09 | -2.5087e-09 | -1.5807e-09 | 4.0483e-09 | 5.8158e-09 | -8.1274e-09 | 9.9862e-10 | -3.0333e-09 | 4.0113e-09 | -3.2819e-10 | 0 | 0 | 0 | 0 | 0 | 0 | 0.91124 | 0.99816 | 0.94028 | 0.91124 | 0.99816 | 0.94028 | -2.2632 | -120.8629 | 122.9947 | -2.2632 | -120.8629 | 122.9947
Line15_16_17 | 0 | 0 | 0 | 0 | 0 | 0 | 0 | 0 | 0 | 0 | 0 | 0 | 2.6358e-09 | 1.4041e-09 | -4.0192e-09 | 1.2702e-10 | -1.7665e-10 | 2.9038e-11 | 2.9079e-09 | -4.0637e-09 | 4.9931e-10 | -1.2535e-10 | -5.2363e-11 | 1.7112e-10 | 0 | 0 | 0 | 0 | 0 | 0 | 0.91124 | 0.99816 | 0.94028 | 0.91124 | 0.99816 | 0.94028 | -2.2632 | -120.8629 | 122.9947 | -2.2632 | -120.8629 | 122.9947
Line16_4_18 | 0 | 0 | 0 | 0 | 0 | 0 | 0 | 0 | 0 | 0 | 0 | 0 | 2.6358e-09 | 1.4041e-09 | -4.0192e-09 | 1.2702e-10 | -1.7665e-10 | 2.9038e-11 | 2.9079e-09 | -4.0637e-09 | 4.9931e-10 | -1.2535e-10 | -5.2363e-11 | 1.7112e-10 | 0 | 0 | 0 | 0 | 0 | 0 | 0.91124 | 0.99816 | 0.94028 | 0.91124 | 0.99816 | 0.94028 | -2.2632 | -120.8629 | 122.9947 | -2.2632 | -120.8629 | 122.9947
Line17_5_19 | 0 | 0 | 0 | 0 | 0 | 0 | 0 | 0 | 0 | 0 | 0 | 0 | 2.6358e-09 | 1.4041e-09 | -4.0192e-09 | 1.2702e-10 | -1.7665e-10 | 2.9038e-11 | 2.9079e-09 | -4.0637e-09 | 4.9931e-10 | -1.2535e-10 | -5.2363e-11 | 1.7112e-10 | 0 | 0 | 0 | 0 | 0 | 0 | 0.91124 | 0.99816 | 0.94028 | 0.91124 | 0.99816 | 0.94028 | -2.2632 | -120.8629 | 122.9947 | -2.2632 | -120.8629 | 122.9947
Line1_1_3 | 0 | 0 | 0 | 0 | 0 | 0 | 0 | 0 | 0 | 0 | 0 | 0 | 2.1086e-08 | 1.1233e-08 | -3.2154e-08 | -1.8323e-08 | -1.0005e-08 | 2.8164e-08 | 2.3263e-08 | -3.251e-08 | 3.9945e-09 | -2.0481e-08 | 2.8394e-08 | -3.3241e-09 | 0 | 0 | 0 | 0 | 0 | 0 | 0.91124 | 0.99816 | 0.94028 | 0.91124 | 0.99816 | 0.94028 | -2.2632 | -120.8629 | 122.9947 | -2.2632 | -120.8629 | 122.9947
Line2_1_4 | 0 | 0 | 0 | 0 | 0 | 0 | 0 | 0 | 0 | 0 | 0 | 0 | 5.2715e-09 | 2.8081e-09 | -8.0385e-09 | -2.5087e-09 | -1.5807e-09 | 4.0483e-09 | 5.8158e-09 | -8.1274e-09 | 9.9862e-10 | -3.0333e-09 | 4.0113e-09 | -3.2819e-10 | 0 | 0 | 0 | 0 | 0 | 0 | 0.91124 | 0.99816 | 0.94028 | 0.91124 | 0.99816 | 0.94028 | -2.2632 | -120.8629 | 122.9947 | -2.2632 | -120.8629 | 122.9947
Line3_1_5 | 0 | 0 | 0 | 0 | 0 | 0 | 0 | 0 | 0 | 0 | 0 | 0 | 5.2715e-09 | 2.8081e-09 | -8.0385e-09 | -2.5087e-09 | -1.5807e-09 | 4.0483e-09 | 5.8158e-09 | -8.1274e-09 | 9.9862e-10 | -3.0333e-09 | 4.0113e-09 | -3.2819e-10 | 0 | 0 | 0 | 0 | 0 | 0 | 0.91124 | 0.99816 | 0.94028 | 0.91124 | 0.99816 | 0.94028 | -2.2632 | -120.8629 | 122.9947 | -2.2632 | -120.8629 | 122.9947
Line4_2_6 | 0.029377 | 0 | 0 | 0.029377 | 0 | 0 | 0.0067844 | 0 | 0 | 0.0067844 | 0 | 0 | 0.0043565 | 7.672e-09 | -2.0701e-08 | -0.0043427 | -6.3854e-09 | 1.6649e-08 | 0.0043583 | -2.0718e-08 | 2.1327e-09 | -0.0043439 | 1.656e-08 | -1.5074e-09 | -47.2783 | 0 | 0 | 132.7217 | 0 | 0 | 0.9083 | 0.99787 | 0.93995 | 0.90537 | 0.99758 | 0.93962 | -2.2669 | -120.8336 | 122.9651 | -2.2707 | -120.8043 | 122.9354
Line5_6_7 | 0.029377 | 0 | 0 | 0.029377 | 0 | 0 | 0.0067844 | 0 | 0 | 0.0067844 | 0 | 0 | 0.0043427 | 6.211e-09 | -1.6617e-08 | -0.0043289 | -4.8784e-09 | 1.253e-08 | 0.0043439 | -1.6608e-08 | 1.675e-09 | -0.0043295 | 1.2429e-08 | -1.0718e-09 | -47.2783 | 0 | 0 | 132.7217 | 0 | 0 | 0.90537 | 0.99758 | 0.93962 | 0.90243 | 0.99728 | 0.93929 | -2.2707 | -120.8043 | 122.9354 | -2.2744 | -120.775 | 122.9057
Line6_7_8 | 0.029377 | 0 | 0 | 0.029377 | 0 | 0 | 0.0067844 | 0 | 0 | 0.0067844 | 0 | 0 | 0.0043289 | 4.7052e-09 | -1.2497e-08 | -0.0043151 | -3.3264e-09 | 8.3748e-09 | 0.0043295 | -1.2476e-08 | 1.2377e-09 | -0.0043151 | 8.2761e-09 | -6.5642e-10 | -47.2783 | 0 | 0 | 132.7217 | 0 | 0 | 0.90243 | 0.99728 | 0.93929 | 0.89949 | 0.99699 | 0.93896 | -2.2744 | -120.775 | 122.9057 | -2.2782 | -120.7456 | 122.876
Line7_8_9 | 0 | 0 | 0 | 0 | 0 | 0 | 0 | 0 | 0 | 0 | 0 | 0 | 2.5674e-09 | 1.5772e-09 | -4.1704e-09 | 1.6412e-10 | -1.7209e-10 | 3.3877e-11 | 3.0476e-09 | -4.1607e-09 | 4.1026e-10 | -1.2455e-10 | -4.5192e-11 | 1.641e-10 | 0 | 0 | 0 | 0 | 0 | 0 | 0.89949 | 0.99699 | 0.93896 | 0.89949 | 0.99699 | 0.93896 | -2.2782 | -120.7456 | 122.876 | -2.2782 | -120.7456 | 122.876
Line8_8_10 | 0 | 0 | 0 | 0 | 0 | 0 | 0 | 0 | 0 | 0 | 0 | 0 | 2.5674e-09 | 1.5772e-09 | -4.1704e-09 | 1.6412e-10 | -1.7209e-10 | 3.3877e-11 | 3.0476e-09 | -4.1607e-09 | 4.1026e-10 | -1.2455e-10 | -4.5192e-11 | 1.641e-10 | 0 | 0 | 0 | 0 | 0 | 0 | 0.89949 | 0.99699 | 0.93896 | 0.89949 | 0.99699 | 0.93896 | -2.2782 | -120.7456 | 122.876 | -2.2782 | -120.7456 | 122.876
Line9_3_11 | 0 | 0 | 0 | 0 | 0 | 0 | 0 | 0 | 0 | 0 | 0 | 0 | 1.845e-08 | 9.8285e-09 | -2.8135e-08 | -1.5687e-08 | -8.6011e-09 | 2.4144e-08 | 2.0355e-08 | -2.8446e-08 | 3.4952e-09 | -1.7573e-08 | 2.433e-08 | -2.8247e-09 | 0 | 0 | 0 | 0 | 0 | 0 | 0.91124 | 0.99816 | 0.94028 | 0.91124 | 0.99816 | 0.94028 | -2.2632 | -120.8629 | 122.9947 | -2.2632 | -120.8629 | 122.9947

## LG_min_fault_10
name | pf_ikss_a_from_ka | pf_ikss_b_from_ka | pf_ikss_c_from_ka | pf_ikss_a_to_ka | pf_ikss_b_to_ka | pf_ikss_c_to_ka | pf_skss_a_from_mw | pf_skss_b_from_mw | pf_skss_c_from_mw | pf_skss_a_to_mw | pf_skss_b_to_mw | pf_skss_c_to_mw | pf_p_a_from_mw | pf_p_b_from_mw | pf_p_c_from_mw | pf_p_a_to_mw | pf_p_b_to_mw | pf_p_c_to_mw | pf_q_a_from_mvar | pf_q_b_from_mvar | pf_q_c_from_mvar | pf_q_a_to_mvar | pf_q_b_to_mvar | pf_q_c_to_mvar | pf_ikss_a_from_degree | pf_ikss_b_from_degree | pf_ikss_c_from_degree | pf_ikss_a_to_degree | pf_ikss_b_to_degree | pf_ikss_c_to_degree | pf_vm_a_from_pu | pf_vm_b_from_pu | pf_vm_c_from_pu | pf_vm_a_to_pu | pf_vm_b_to_pu | pf_vm_c_to_pu | pf_va_a_from_degree | pf_va_b_from_degree | pf_va_c_from_degree | pf_va_a_to_degree | pf_va_b_to_degree | pf_va_c_to_degree
Line0_1_2 | 0.027831 | 0 | 0 | 0.027831 | 0 | 0 | 0.0064273 | 0 | 0 | 0.0064273 | 0 | 0 | 0.0039224 | 8.1565e-09 | -2.2213e-08 | -0.00391 | -7.0432e-09 | 1.8607e-08 | 0.0039245 | -2.2264e-08 | 2.3431e-09 | -0.0039116 | 1.855e-08 | -1.7621e-09 | -47.2783 | 0 | 0 | 132.7217 | 0 | 0 | 0.86328 | 0.94562 | 0.89079 | 0.8605 | 0.94535 | 0.89048 | -2.2632 | -120.8629 | 122.9947 | -2.2669 | -120.8336 | 122.9651
Line10_11_12 | 0 | 0 | 0 | 0 | 0 | 0 | 0 | 0 | 0 | 0 | 0 | 0 | 1.4194e-08 | 7.561e-09 | -2.1644e-08 | -1.1714e-08 | -6.4593e-09 | 1.8063e-08 | 1.5659e-08 | -2.1883e-08 | 2.6888e-09 | -1.3162e-08 | 1.8189e-08 | -2.0871e-09 | 0 | 0 | 0 | 0 | 0 | 0 | 0.86328 | 0.94562 | 0.89079 | 0.86328 | 0.94562 | 0.89079 | -2.2632 | -120.8629 | 122.9947 | -2.2632 | -120.8629 | 122.9947
Line11_12_13 | 0 | 0 | 0 | 0 | 0 | 0 | 0 | 0 | 0 | 0 | 0 | 0 | 1.1828e-08 | 6.3008e-09 | -1.8036e-08 | -9.3484e-09 | -5.1992e-09 | 1.4455e-08 | 1.3049e-08 | -1.8236e-08 | 2.2407e-09 | -1.0552e-08 | 1.4542e-08 | -1.639e-09 | 0 | 0 | 0 | 0 | 0 | 0 | 0.86328 | 0.94562 | 0.89079 | 0.86328 | 0.94562 | 0.89079 | -2.2632 | -120.8629 | 122.9947 | -2.2632 | -120.8629 | 122.9947
Line12_13_15 | 0 | 0 | 0 | 0 | 0 | 0 | 0 | 0 | 0 | 0 | 0 | 0 | 7.0968e-09 | 3.7805e-09 | -1.0822e-08 | -4.6172e-09 | -2.6789e-09 | 7.2406e-09 | 7.8296e-09 | -1.0942e-08 | 1.3444e-09 | -5.3322e-09 | 7.2474e-09 | -7.4269e-10 | 0 | 0 | 0 | 0 | 0 | 0 | 0.86328 | 0.94562 | 0.89079 | 0.86328 | 0.94562 | 0.89079 | -2.2632 | -120.8629 | 122.9947 | -2.2632 | -120.8629 | 122.9947
Line13_13_14 | 0 | 0 | 0 | 0 | 0 | 0 | 0 | 0 | 0 | 0 | 0 | 0 | 2.3656e-09 | 1.2602e-09 | -3.6073e-09 | 1.14e-10 | -1.5854e-10 | 2.6062e-11 | 2.6099e-09 | -3.6472e-09 | 4.4813e-10 | -1.125e-10 | -4.6996e-11 | 1.5358e-10 | 0 | 0 | 0 | 0 | 0 | 0 | 0.86328 | 0.94562 | 0.89079 | 0.86328 | 0.94562 | 0.89079 | -2.2632 | -120.8629 | 122.9947 | -2.2632 | -120.8629 | 122.9947
Line14_15_16 | 0 | 0 | 0 | 0 | 0 | 0 | 0 | 0 | 0 | 0 | 0 | 0 | 4.7312e-09 | 2.5203e-09 | -7.2146e-09 | -2.2516e-09 | -1.4187e-09 | 3.6334e-09 | 5.2197e-09 | -7.2944e-09 | 8.9627e-10 | -2.7224e-09 | 3.6002e-09 | -2.9456e-10 | 0 | 0 | 0 | 0 | 0 | 0 | 0.86328 | 0.94562 | 0.89079 | 0.86328 | 0.94562 | 0.89079 | -2.2632 | -120.8629 | 122.9947 | -2.2632 | -120.8629 | 122.9947
Line15_16_17 | 0 | 0 | 0 | 0 | 0 | 0 | 0 | 0 | 0 | 0 | 0 | 0 | 2.3656e-09 | 1.2602e-09 | -3.6073e-09 | 1.14e-10 | -1.5854e-10 | 2.6062e-11 | 2.6099e-09 | -3.6472e-09 | 4.4813e-10 | -1.125e-10 | -4.6996e-11 | 1.5358e-10 | 0 | 0 | 0 | 0 | 0 | 0 | 0.86328 | 0.94562 | 0.89079 | 0.86328 | 0.94562 | 0.89079 | -2.2632 | -120.8629 | 122.9947 | -2.2632 | -120.8629 | 122.9947
Line16_4_18 | 0 | 0 | 0 | 0 | 0 | 0 | 0 | 0 | 0 | 0 | 0 | 0 | 2.3656e-09 | 1.2602e-09 | -3.6073e-09 | 1.14e-10 | -1.5854e-10 | 2.6062e-11 | 2.6099e-09 | -3.6472e-09 | 4.4814e-10 | -1.125e-10 | -4.6996e-11 | 1.5358e-10 | 0 | 0 | 0 | 0 | 0 | 0 | 0.86328 | 0.94562 | 0.89079 | 0.86328 | 0.94562 | 0.89079 | -2.2632 | -120.8629 | 122.9947 | -2.2632 | -120.8629 | 122.9947
Line17_5_19 | 0 | 0 | 0 | 0 | 0 | 0 | 0 | 0 | 0 | 0 | 0 | 0 | 2.3656e-09 | 1.2602e-09 | -3.6073e-09 | 1.14e-10 | -1.5854e-10 | 2.6062e-11 | 2.6099e-09 | -3.6472e-09 | 4.4814e-10 | -1.125e-10 | -4.6996e-11 | 1.5358e-10 | 0 | 0 | 0 | 0 | 0 | 0 | 0.86328 | 0.94562 | 0.89079 | 0.86328 | 0.94562 | 0.89079 | -2.2632 | -120.8629 | 122.9947 | -2.2632 | -120.8629 | 122.9947
Line1_1_3 | 0 | 0 | 0 | 0 | 0 | 0 | 0 | 0 | 0 | 0 | 0 | 0 | 1.8925e-08 | 1.0081e-08 | -2.8858e-08 | -1.6445e-08 | -8.9797e-09 | 2.5277e-08 | 2.0879e-08 | -2.9178e-08 | 3.5851e-09 | -1.8382e-08 | 2.5483e-08 | -2.9834e-09 | 0 | 0 | 0 | 0 | 0 | 0 | 0.86328 | 0.94562 | 0.89079 | 0.86328 | 0.94562 | 0.89079 | -2.2632 | -120.8629 | 122.9947 | -2.2632 | -120.8629 | 122.9947
Line2_1_4 | 0 | 0 | 0 | 0 | 0 | 0 | 0 | 0 | 0 | 0 | 0 | 0 | 4.7312e-09 | 2.5203e-09 | -7.2146e-09 | -2.2516e-09 | -1.4187e-09 | 3.6334e-09 | 5.2197e-09 | -7.2944e-09 | 8.9627e-10 | -2.7224e-09 | 3.6002e-09 | -2.9456e-10 | 0 | 0 | 0 | 0 | 0 | 0 | 0.86328 | 0.94562 | 0.89079 | 0.86328 | 0.94562 | 0.89079 | -2.2632 | -120.8629 | 122.9947 | -2.2632 | -120.8629 | 122.9947
Line3_1_5 | 0 | 0 | 0 | 0 | 0 | 0 | 0 | 0 | 0 | 0 | 0 | 0 | 4.7312e-09 | 2.5203e-09 | -7.2146e-09 | -2.2516e-09 | -1.4187e-09 | 3.6334e-09 | 5.2197e-09 | -7.2944e-09 | 8.9627e-10 | -2.7224e-09 | 3.6002e-09 | -2.9456e-10 | 0 | 0 | 0 | 0 | 0 | 0 | 0.86328 | 0.94562 | 0.89079 | 0.86328 | 0.94562 | 0.89079 | -2.2632 | -120.8629 | 122.9947 | -2.2632 | -120.8629 | 122.9947
Line4_2_6 | 0.027831 | 0 | 0 | 0.027831 | 0 | 0 | 0.0064273 | 0 | 0 | 0.0064273 | 0 | 0 | 0.00391 | 6.8856e-09 | -1.858e-08 | -0.0038976 | -5.7309e-09 | 1.4942e-08 | 0.0039116 | -1.8595e-08 | 1.9141e-09 | -0.0038987 | 1.4862e-08 | -1.3529e-09 | -47.2783 | 0 | 0 | 132.7217 | 0 | 0 | 0.8605 | 0.94535 | 0.89048 | 0.85771 | 0.94507 | 0.89017 | -2.2669 | -120.8336 | 122.9651 | -2.2707 | -120.8043 | 122.9354
Line5_6_7 | 0.027831 | 0 | 0 | 0.027831 | 0 | 0 | 0.0064273 | 0 | 0 | 0.0064273 | 0 | 0 | 0.0038976 | 5.5744e-09 | -1.4914e-08 | -0.0038852 | -4.3784e-09 | 1.1246e-08 | 0.0038987 | -1.4906e-08 | 1.5033e-09 | -0.0038857 | 1.1155e-08 | -9.6195e-10 | -47.2783 | 0 | 0 | 132.7217 | 0 | 0 | 0.85771 | 0.94507 | 0.89017 | 0.85493 | 0.9448 | 0.88986 | -2.2707 | -120.8043 | 122.9354 | -2.2744 | -120.775 | 122.9057
Line6_7_8 | 0.027831 | 0 | 0 | 0.027831 | 0 | 0 | 0.0064273 | 0 | 0 | 0.0064273 | 0 | 0 | 0.0038852 | 4.2229e-09 | -1.1216e-08 | -0.0038728 | -2.9855e-09 | 7.5164e-09 | 0.0038857 | -1.1197e-08 | 1.1108e-09 | -0.0038728 | 7.4279e-09 | -5.8914e-10 | -47.2783 | 0 | 0 | 132.7217 | 0 | 0 | 0.85493 | 0.9448 | 0.88986 | 0.85215 | 0.94452 | 0.88954 | -2.2744 | -120.775 | 122.9057 | -2.2782 | -120.7456 | 122.876
Line7_8_9 | 0 | 0 | 0 | 0 | 0 | 0 | 0 | 0 | 0 | 0 | 0 | 0 | 2.3042e-09 | 1.4155e-09 | -3.743e-09 | 1.473e-10 | -1.5445e-10 | 3.0405e-11 | 2.7353e-09 | -3.7342e-09 | 3.6821e-10 | -1.1179e-10 | -4.056e-11 | 1.4729e-10 | 0 | 0 | 0 | 0 | 0 | 0 | 0.85215 | 0.94452 | 0.88954 | 0.85215 | 0.94452 | 0.88954 | -2.2782 | -120.7456 | 122.876 | -2.2782 | -120.7456 | 122.876
Line8_8_10 | 0 | 0 | 0 | 0 | 0 | 0 | 0 | 0 | 0 | 0 | 0 | 0 | 2.3042e-09 | 1.4155e-09 | -3.743e-09 | 1.473e-10 | -1.5445e-10 | 3.0405e-11 | 2.7353e-09 | -3.7342e-09 | 3.6821e-10 | -1.1179e-10 | -4.056e-11 | 1.4728e-10 | 0 | 0 | 0 | 0 | 0 | 0 | 0.85215 | 0.94452 | 0.88954 | 0.85215 | 0.94452 | 0.88954 | -2.2782 | -120.7456 | 122.876 | -2.2782 | -120.7456 | 122.876
Line9_3_11 | 0 | 0 | 0 | 0 | 0 | 0 | 0 | 0 | 0 | 0 | 0 | 0 | 1.6559e-08 | 8.8211e-09 | -2.5251e-08 | -1.408e-08 | -7.7195e-09 | 2.167e-08 | 1.8269e-08 | -2.553e-08 | 3.1369e-09 | -1.5772e-08 | 2.1836e-08 | -2.5352e-09 | 0 | 0 | 0 | 0 | 0 | 0 | 0.86328 | 0.94562 | 0.89079 | 0.86328 | 0.94562 | 0.89079 | -2.2632 | -120.8629 | 122.9947 | -2.2632 | -120.8629 | 122.9947

## LLG_max_6
name | pf_ikss_a_from_ka | pf_ikss_b_from_ka | pf_ikss_c_from_ka | pf_ikss_a_to_ka | pf_ikss_b_to_ka | pf_ikss_c_to_ka | pf_skss_a_from_mw | pf_skss_b_from_mw | pf_skss_c_from_mw | pf_skss_a_to_mw | pf_skss_b_to_mw | pf_skss_c_to_mw | pf_p_a_from_mw | pf_p_b_from_mw | pf_p_c_from_mw | pf_p_a_to_mw | pf_p_b_to_mw | pf_p_c_to_mw | pf_q_a_from_mvar | pf_q_b_from_mvar | pf_q_c_from_mvar | pf_q_a_to_mvar | pf_q_b_to_mvar | pf_q_c_to_mvar | pf_ikss_a_from_degree | pf_ikss_b_from_degree | pf_ikss_c_from_degree | pf_ikss_a_to_degree | pf_ikss_b_to_degree | pf_ikss_c_to_degree | pf_vm_a_from_pu | pf_vm_b_from_pu | pf_vm_c_from_pu | pf_vm_a_to_pu | pf_vm_b_to_pu | pf_vm_c_to_pu | pf_va_a_from_degree | pf_va_b_from_degree | pf_va_c_from_degree | pf_va_a_to_degree | pf_va_b_to_degree | pf_va_c_to_degree
Line0_1_2 | 0.17321 | 1.8675 | 1.9697 | 0.17321 | 1.8675 | 1.9697 | 0.04 | 0.43129 | 0.45489 | 0.04 | 0.43129 | 0.45489 | -0.022489 | 0.13948 | 0.16108 | 0.022648 | -0.10611 | -0.12079 | -0.061045 | 0.28909 | 0.31129 | 0.061507 | -0.21783 | -0.23537 | 111.002 | -159.5459 | 23.8637 | -68.9979 | 20.4541 | -156.1363 | 1.6264 | 0.74424 | 0.77051 | 1.6386 | 0.5618 | 0.58159 | 0.77801 | -95.3029 | 86.504 | 0.78726 | -95.5183 | 86.6975
Line10_11_12 | 0.17321 | 0.1732 | 0.1732 | 0.17321 | 0.1732 | 0.1732 | 0.04 | 0.04 | 0.04 | 0.04 | 0.04 | 0.04 | -0.0051484 | 0.0095375 | -0.019694 | 0.0054484 | -0.0092376 | 0.019994 | -0.066097 | -0.02919 | -0.025393 | 0.066697 | 0.02979 | 0.025993 | 94.7872 | -25.2124 | -145.2131 | -85.2128 | 154.7876 | 34.787 | 1.6574 | 0.76772 | 0.80338 | 1.673 | 0.77974 | 0.81983 | 0.33324 | -97.1182 | 86.9898 | 0.11705 | -97.9844 | 87.2181
Line11_12_13 | 0.17321 | 0.1732 | 0.1732 | 0.17321 | 0.1732 | 0.1732 | 0.04 | 0.04 | 0.04 | 0.04 | 0.04 | 0.04 | -0.0054484 | 0.0092376 | -0.019994 | 0.0057484 | -0.0089376 | 0.020295 | -0.066697 | -0.02979 | -0.025993 | 0.067296 | 0.03039 | 0.026593 | 94.7872 | -25.2124 | -145.213 | -85.2128 | 154.7875 | 34.787 | 1.673 | 0.77974 | 0.81983 | 1.6885 | 0.79193 | 0.8363 | 0.11705 | -97.9844 | 87.2181 | -0.095161 | -98.8241 | 87.4374
Line12_13_15 | 0 | 0 | 0 | 0 | 0 | 0 | 0 | 0 | 0 | 0 | 0 | 0 | 4.3956e-09 | -1.0631e-07 | 1.1169e-07 | -6.8838e-09 | 7.1415e-08 | -7.4313e-08 | -2.2692e-07 | 1.631e-08 | -3.3339e-09 | 1.5127e-07 | -9.7717e-09 | 4.8964e-10 | 0 | 0 | 0 | 0 | 0 | 0 | 1.6885 | 0.79193 | 0.8363 | 1.6885 | 0.79193 | 0.8363 | -0.095161 | -98.8241 | 87.4374 | -0.095161 | -98.8241 | 87.4374
Line13_13_14 | 0.17321 | 0.1732 | 0.17321 | 0.1732 | 0.1732 | 0.17321 | 0.04 | 0.04 | 0.04 | 0.04 | 0.04 | 0.04 | -0.0057484 | 0.0089377 | -0.020295 | 0.0060484 | -0.0086378 | 0.020595 | -0.067296 | -0.03039 | -0.026593 | 0.067896 | 0.03099 | 0.027193 | 94.7872 | -25.2127 | -145.2128 | -85.2128 | 154.7873 | 34.7872 | 1.6885 | 0.79193 | 0.8363 | 1.7041 | 0.80429 | 0.85278 | -0.095161 | -98.8241 | 87.4374 | -0.30349 | -99.6382 | 87.6483
Line14_15_16 | 0 | 0 | 0 | 0 | 0 | 0 | 0 | 0 | 0 | 0 | 0 | 0 | 2.9304e-09 | -7.0871e-08 | 7.4462e-08 | -5.4186e-09 | 3.5979e-08 | -3.7082e-08 | -1.5128e-07 | 1.0873e-08 | -2.2226e-09 | 7.5628e-08 | -4.3352e-09 | -6.2165e-10 | 0 | 0 | 0 | 0 | 0 | 0 | 1.6885 | 0.79193 | 0.8363 | 1.6885 | 0.79193 | 0.8363 | -0.095161 | -98.8241 | 87.4374 | -0.095162 | -98.8241 | 87.4374
Line15_16_17 | 0 | 0 | 0 | 0 | 0 | 0 | 0 | 0 | 0 | 0 | 0 | 0 | 1.4652e-09 | -3.5436e-08 | 3.7231e-08 | -3.9533e-09 | 5.4349e-10 | 1.4916e-10 | -7.5639e-08 | 5.4365e-09 | -1.1113e-09 | -1.0796e-11 | 1.1014e-09 | -1.7329e-09 | 0 | 0 | 0 | 0 | 0 | 0 | 1.6885 | 0.79193 | 0.8363 | 1.6885 | 0.79193 | 0.8363 | -0.095162 | -98.8241 | 87.4374 | -0.095162 | -98.8241 | 87.4374
Line16_4_18 | 0 | 0 | 0 | 0 | 0 | 0 | 0 | 0 | 0 | 0 | 0 | 0 | 1.9771e-09 | -3.4121e-08 | 3.4876e-08 | -3.5636e-09 | 5.6819e-10 | 2.6311e-10 | -7.3643e-08 | 3.5502e-09 | -1.4359e-09 | 6.1067e-11 | 1.1732e-09 | -1.6611e-09 | 0 | 0 | 0 | 0 | 0 | 0 | 1.6419 | 0.75589 | 0.78693 | 1.6419 | 0.75589 | 0.78693 | 0.55352 | -96.2246 | 86.752 | 0.55352 | -96.2246 | 86.752
Line17_5_19 | 0 | 0 | 0 | 0 | 0 | 0 | 0 | 0 | 0 | 0 | 0 | 0 | 2.1519e-09 | -3.3678e-08 | 3.4095e-08 | -3.4378e-09 | 5.7229e-10 | 2.9697e-10 | -7.2978e-08 | 2.9214e-09 | -1.544e-09 | 8.5023e-11 | 1.1972e-09 | -1.6371e-09 | 0 | 0 | 0 | 0 | 0 | 0 | 1.6264 | 0.74424 | 0.77051 | 1.6264 | 0.74424 | 0.77051 | 0.77801 | -95.3029 | 86.504 | 0.77801 | -95.3029 | 86.504
Line1_1_3 | 0.17321 | 0.1732 | 0.1732 | 0.17321 | 0.1732 | 0.1732 | 0.04 | 0.04 | 0.04 | 0.04 | 0.04 | 0.04 | -0.0045484 | 0.010137 | -0.019094 | 0.0048484 | -0.0098375 | 0.019394 | -0.064897 | -0.02799 | -0.024193 | 0.065497 | 0.02859 | 0.024793 | 94.7871 | -25.2123 | -145.2132 | -85.2129 | 154.7877 | 34.7869 | 1.6264 | 0.74424 | 0.77051 | 1.6419 | 0.75589 | 0.78693 | 0.77801 | -95.3029 | 86.504 | 0.55352 | -96.2246 | 86.752
Line2_1_4 | 0.17321 | 0.1732 | 0.1732 | 0.17321 | 0.1732 | 0.1732 | 0.04 | 0.04 | 0.04 | 0.04 | 0.04 | 0.04 | -0.0045484 | 0.010138 | -0.019095 | 0.0048484 | -0.0098377 | 0.019395 | -0.064896 | -0.02799 | -0.024193 | 0.065496 | 0.02859 | 0.024793 | 94.7872 | -25.2126 | -145.2129 | -85.2128 | 154.7873 | 34.7872 | 1.6264 | 0.74424 | 0.77051 | 1.6419 | 0.75589 | 0.78693 | 0.77801 | -95.3029 | 86.504 | 0.55352 | -96.2246 | 86.752
Line3_1_5 | 0 | 0 | 0 | 0 | 0 | 0 | 0 | 0 | 0 | 0 | 0 | 0 | 4.3038e-09 | -6.7357e-08 | 6.819e-08 | -5.5897e-09 | 3.4251e-08 | -3.3798e-08 | -1.4596e-07 | 5.8429e-09 | -3.0881e-09 | 7.3063e-08 | -1.7242e-09 | -9.3072e-11 | 0 | 0 | 0 | 0 | 0 | 0 | 1.6264 | 0.74424 | 0.77051 | 1.6264 | 0.74424 | 0.77051 | 0.77801 | -95.3029 | 86.504 | 0.77801 | -95.3029 | 86.504
Line4_2_6 | 0.17321 | 1.8675 | 1.9697 | 0.17321 | 1.8675 | 1.9697 | 0.04 | 0.43129 | 0.45489 | 0.04 | 0.43129 | 0.45489 | -0.022648 | 0.10611 | 0.12079 | 0.022807 | -0.072741 | -0.080502 | -0.061507 | 0.21783 | 0.23537 | 0.061968 | -0.14657 | -0.15946 | 111.0021 | -159.5459 | 23.8637 | -68.9979 | 20.4541 | -156.1363 | 1.6386 | 0.5618 | 0.58159 | 1.6508 | 0.37939 | 0.39268 | 0.78726 | -95.5183 | 86.6975 | 0.79638 | -95.941 | 87.0771
Line5_6_7 | 0.17321 | 1.8675 | 1.9697 | 0.17321 | 1.8675 | 1.9697 | 0.04 | 0.43129 | 0.45489 | 0.04 | 0.43129 | 0.45489 | -0.022807 | 0.072741 | 0.080502 | 0.022966 | -0.039369 | -0.040213 | -0.061968 | 0.14657 | 0.15946 | 0.06243 | -0.075305 | -0.083544 | 111.0021 | -159.5459 | 23.8637 | -68.9979 | 20.4541 | -156.1363 | 1.6508 | 0.37939 | 0.39268 | 1.663 | 0.19703 | 0.20382 | 0.79638 | -95.941 | 87.0771 | 0.80536 | -97.1464 | 88.1605
Line6_7_8 | 0 | 2.0202 | 2.1253 | 0 | 2.0202 | 2.1253 | 0 | 0.46654 | 0.49083 | 0 | 0.46654 | 0.49083 | 1.0691e-08 | 0.039115 | 0.04671 | -1.1104e-08 | 7.6131e-14 | 5.1312e-15 | -2.3106e-07 | 0.083182 | 0.088468 | 1.5392e-07 | -6.7615e-15 | -3.7751e-15 | 0 | -161.962 | 25.9941 | 0 | 18.038 | -154.0059 | 1.663 | 0.19703 | 0.20382 | 1.6585 | 0 | 0 | 0.80536 | -97.1464 | 88.1605 | 0.87856 | 0 | 0
Line7_8_9 | 0 | 0 | 0 | 0 | 0 | 0 | 0 | 0 | 0 | 0 | 0 | 0 | 3.7015e-09 | 2.0183e-21 | 8.4685e-23 | -3.7015e-09 | -2.5836e-19 | -1.1736e-17 | -7.6913e-08 | -7.881e-21 | 5.5152e-22 | 9.7908e-11 | 2.4073e-17 | -6.3288e-18 | 0 | 0 | 0 | 0 | 0 | 0 | 1.6585 | 0 | 0 | 1.6585 | 0 | 0 | 0.87856 | 0 | 0 | 0.87856 | 0 | 0
Line8_8_10 | 0 | 0 | 0 | 0 | 0 | 0 | 0 | 0 | 0 | 0 | 0 | 0 | 3.7015e-09 | 2.0183e-21 | 8.4685e-23 | -3.7015e-09 | -2.5836e-19 | -1.1736e-17 | -7.6913e-08 | -7.881e-21 | 5.5152e-22 | 9.7909e-11 | 2.4073e-17 | -6.3288e-18 | 0 | 0 | 0 | 0 | 0 | 0 | 1.6585 | 0 | 0 | 1.6585 | 0 | 0 | 0.87856 | 0 | 0 | 0.87856 | 0 | 0
Line9_3_11 | 0.17321 | 0.1732 | 0.1732 | 0.17321 | 0.1732 | 0.1732 | 0.04 | 0.04 | 0.04 | 0.04 | 0.04 | 0.04 | -0.0048484 | 0.0098375 | -0.019394 | 0.0051484 | -0.0095375 | 0.019694 | -0.065497 | -0.02859 | -0.024793 | 0.066097 | 0.02919 | 0.025393 | 94.7871 | -25.2123 | -145.2131 | -85.2128 | 154.7876 | 34.7869 | 1.6419 | 0.75589 | 0.78693 | 1.6574 | 0.76772 | 0.80338 | 0.55352 | -96.2246 | 86.752 | 0.33324 | -97.1182 | 86.9898

## LLG_max_10
name | pf_ikss_a_from_ka | pf_ikss_b_from_ka | pf_ikss_c_from_ka | pf_ikss_a_to_ka | pf_ikss_b_to_ka | pf_ikss_c_to_ka | pf_skss_a_from_mw | pf_skss_b_from_mw | pf_skss_c_from_mw | pf_skss_a_to_mw | pf_skss_b_to_mw | pf_skss_c_to_mw | pf_p_a_from_mw | pf_p_b_from_mw | pf_p_c_from_mw | pf_p_a_to_mw | pf_p_b_to_mw | pf_p_c_to_mw | pf_q_a_from_mvar | pf_q_b_from_mvar | pf_q_c_from_mvar | pf_q_a_to_mvar | pf_q_b_to_mvar | pf_q_c_to_mvar | pf_ikss_a_from_degree | pf_ikss_b_from_degree | pf_ikss_c_from_degree | pf_ikss_a_to_degree | pf_ikss_b_to_degree | pf_ikss_c_to_degree | pf_vm_a_from_pu | pf_vm_b_from_pu | pf_vm_c_from_pu | pf_vm_a_to_pu | pf_vm_b_to_pu | pf_vm_c_to_pu | pf_va_a_from_degree | pf_va_b_from_degree | pf_va_c_from_degree | pf_va_a_to_degree | pf_va_b_to_degree | pf_va_c_to_degree
Line0_1_2 | 0.17321 | 1.9398 | 2.0457 | 0.17321 | 1.9398 | 2.0457 | 0.04 | 0.44798 | 0.47244 | 0.04 | 0.44798 | 0.47244 | -0.023319 | 0.15017 | 0.17381 | 0.023472 | -0.11418 | -0.13035 | -0.063963 | 0.31175 | 0.33542 | 0.064418 | -0.23486 | -0.25355 | 110.8067 | -159.8435 | 23.8184 | -69.1933 | 20.1565 | -156.1816 | 1.702 | 0.77242 | 0.79965 | 1.714 | 0.58295 | 0.60345 | 0.77604 | -95.5634 | 86.4257 | 0.78614 | -95.7706 | 86.6114
Line10_11_12 | 0.17321 | 0.1732 | 0.1732 | 0.17321 | 0.1732 | 0.1732 | 0.04 | 0.04 | 0.04 | 0.04 | 0.04 | 0.04 | -0.0053619 | 0.0097894 | -0.020451 | 0.0056619 | -0.0094895 | 0.020751 | -0.069114 | -0.030298 | -0.026281 | 0.069714 | 0.030898 | 0.026881 | 94.7868 | -25.2127 | -145.2134 | -85.2132 | 154.7873 | 34.7866 | 1.733 | 0.796 | 0.83251 | 1.7486 | 0.80805 | 0.84896 | 0.35071 | -97.3066 | 86.8976 | 0.14371 | -98.1397 | 87.1198
Line11_12_13 | 0.17321 | 0.1732 | 0.1732 | 0.17321 | 0.1732 | 0.1732 | 0.04 | 0.04 | 0.04 | 0.04 | 0.04 | 0.04 | -0.0056619 | 0.0094895 | -0.020751 | 0.0059619 | -0.0091895 | 0.021051 | -0.069714 | -0.030898 | -0.026881 | 0.070314 | 0.031498 | 0.027481 | 94.7868 | -25.2127 | -145.2134 | -85.2132 | 154.7872 | 34.7867 | 1.7486 | 0.80805 | 0.84896 | 1.7642 | 0.82027 | 0.86542 | 0.14371 | -98.1397 | 87.1198 | -0.059634 | -98.9481 | 87.3336
Line12_13_15 | 0 | 0 | 0 | 0 | 0 | 0 | 0 | 0 | 0 | 0 | 0 | 0 | 4.8921e-09 | -1.1513e-07 | 1.2069e-07 | -7.5575e-09 | 7.7374e-08 | -8.0266e-08 | -2.4779e-07 | 1.7912e-08 | -3.7957e-09 | 1.6519e-07 | -1.0753e-08 | 6.4643e-10 | 0 | 0 | 0 | 0 | 0 | 0 | 1.7642 | 0.82027 | 0.86542 | 1.7642 | 0.82027 | 0.86542 | -0.059634 | -98.9481 | 87.3336 | -0.059634 | -98.9481 | 87.3336
Line13_13_14 | 0.17321 | 0.1732 | 0.17321 | 0.1732 | 0.1732 | 0.17321 | 0.04 | 0.04 | 0.04 | 0.04 | 0.04 | 0.04 | -0.0059619 | 0.0091896 | -0.021051 | 0.0062619 | -0.0088897 | 0.021351 | -0.070314 | -0.031498 | -0.027481 | 0.070914 | 0.032098 | 0.028081 | 94.7869 | -25.213 | -145.2131 | -85.2131 | 154.787 | 34.7869 | 1.7642 | 0.82027 | 0.86542 | 1.7797 | 0.83265 | 0.8819 | -0.059634 | -98.9481 | 87.3336 | -0.25942 | -99.7326 | 87.5394
Line14_15_16 | 0 | 0 | 0 | 0 | 0 | 0 | 0 | 0 | 0 | 0 | 0 | 0 | 3.2614e-09 | -7.6753e-08 | 8.0458e-08 | -5.9268e-09 | 3.8997e-08 | -4.0037e-08 | -1.652e-07 | 1.1941e-08 | -2.5304e-09 | 8.2591e-08 | -4.7822e-09 | -6.1879e-10 | 0 | 0 | 0 | 0 | 0 | 0 | 1.7642 | 0.82027 | 0.86542 | 1.7642 | 0.82027 | 0.86542 | -0.059634 | -98.9481 | 87.3336 | -0.059635 | -98.9481 | 87.3336
Line15_16_17 | 0 | 0 | 0 | 0 | 0 | 0 | 0 | 0 | 0 | 0 | 0 | 0 | 1.6307e-09 | -3.8377e-08 | 4.0229e-08 | -4.2961e-09 | 6.2051e-10 | 1.9226e-10 | -8.2598e-08 | 5.9706e-09 | -1.2652e-09 | -7.405e-12 | 1.1884e-09 | -1.884e-09 | 0 | 0 | 0 | 0 | 0 | 0 | 1.7642 | 0.82027 | 0.86542 | 1.7642 | 0.82027 | 0.86542 | -0.059635 | -98.9481 | 87.3336 | -0.059635 | -98.9481 | 87.3336
Line16_4_18 | 0 | 0 | 0 | 0 | 0 | 0 | 0 | 0 | 0 | 0 | 0 | 0 | 2.1661e-09 | -3.7001e-08 | 3.7771e-08 | -3.8892e-09 | 6.4473e-10 | 3.0809e-10 | -8.0513e-08 | 3.999e-09 | -1.6046e-09 | 6.7882e-11 | 1.2637e-09 | -1.8087e-09 | 0 | 0 | 0 | 0 | 0 | 0 | 1.7175 | 0.78412 | 0.81607 | 1.7175 | 0.78412 | 0.81607 | 0.56146 | -96.4481 | 86.6664 | 0.56146 | -96.4481 | 86.6664
Line17_5_19 | 0 | 0 | 0 | 0 | 0 | 0 | 0 | 0 | 0 | 0 | 0 | 0 | 2.3487e-09 | -3.6538e-08 | 3.6956e-08 | -3.7577e-09 | 6.4869e-10 | 3.4257e-10 | -7.9818e-08 | 3.3418e-09 | -1.7177e-09 | 9.2979e-11 | 1.2888e-09 | -1.7836e-09 | 0 | 0 | 0 | 0 | 0 | 0 | 1.702 | 0.77242 | 0.79965 | 1.702 | 0.77242 | 0.79965 | 0.77604 | -95.5634 | 86.4257 | 0.77604 | -95.5634 | 86.4257
Line1_1_3 | 0.17321 | 0.1732 | 0.1732 | 0.17321 | 0.1732 | 0.1732 | 0.04 | 0.04 | 0.04 | 0.04 | 0.04 | 0.04 | -0.0047619 | 0.010389 | -0.019851 | 0.0050619 | -0.010089 | 0.020151 | -0.067915 | -0.029098 | -0.025081 | 0.068514 | 0.029698 | 0.025681 | 94.7868 | -25.2126 | -145.2135 | -85.2132 | 154.7874 | 34.7865 | 1.702 | 0.77242 | 0.79965 | 1.7175 | 0.78412 | 0.81607 | 0.77604 | -95.5634 | 86.4257 | 0.56146 | -96.4481 | 86.6664
Line2_1_4 | 0.17321 | 0.1732 | 0.1732 | 0.17321 | 0.1732 | 0.17321 | 0.04 | 0.04 | 0.04 | 0.04 | 0.04 | 0.04 | -0.0047619 | 0.01039 | -0.019851 | 0.0050619 | -0.01009 | 0.020151 | -0.067914 | -0.029098 | -0.025081 | 0.068514 | 0.029698 | 0.025681 | 94.7869 | -25.2129 | -145.2132 | -85.2131 | 154.787 | 34.7869 | 1.702 | 0.77242 | 0.79965 | 1.7175 | 0.78412 | 0.81607 | 0.77604 | -95.5634 | 86.4257 | 0.56146 | -96.4481 | 86.6664
Line3_1_5 | 0 | 0 | 0 | 0 | 0 | 0 | 0 | 0 | 0 | 0 | 0 | 0 | 4.6974e-09 | -7.3077e-08 | 7.3912e-08 | -6.1064e-09 | 3.7187e-08 | -3.6613e-08 | -1.5964e-07 | 6.6836e-09 | -3.4355e-09 | 7.9911e-08 | -2.053e-09 | -6.5888e-11 | 0 | 0 | 0 | 0 | 0 | 0 | 1.702 | 0.77242 | 0.79965 | 1.702 | 0.77242 | 0.79965 | 0.77604 | -95.5634 | 86.4257 | 0.77604 | -95.5634 | 86.4257
Line4_2_6 | 0.17321 | 1.9398 | 2.0457 | 0.17321 | 1.9398 | 2.0457 | 0.04 | 0.44798 | 0.47244 | 0.04 | 0.44798 | 0.47244 | -0.023472 | 0.11418 | 0.13035 | 0.023625 | -0.078194 | -0.086877 | -0.064418 | 0.23486 | 0.25355 | 0.064873 | -0.15798 | -0.17167 | 110.8067 | -159.8435 | 23.8184 | -69.1932 | 20.1565 | -156.1816 | 1.714 | 0.58295 | 0.60345 | 1.726 | 0.39348 | 0.40726 | 0.78614 | -95.7706 | 86.6114 | 0.7961 | -96.1775 | 86.9761
Line5_6_7 | 0.17321 | 1.9398 | 2.0457 | 0.17321 | 1.9398 | 2.0457 | 0.04 | 0.44798 | 0.47244 | 0.04 | 0.44798 | 0.47244 | -0.023625 | 0.078194 | 0.086877 | 0.023778 | -0.042208 | -0.043409 | -0.064873 | 0.15798 | 0.17167 | 0.065328 | -0.081094 | -0.089798 | 110.8068 | -159.8435 | 23.8184 | -69.1932 | 20.1565 | -156.1816 | 1.726 | 0.39348 | 0.40726 | 1.738 | 0.20408 | 0.21112 | 0.7961 | -96.1775 | 86.9761 | 0.80592 | -97.3397 | 88.0187
Line6_7_8 | 0 | 2.0925 | 2.2015 | 0 | 2.0925 | 2.2015 | 0 | 0.48324 | 0.5084 | 0 | 0.48324 | 0.5084 | 1.1627e-08 | 0.041944 | 0.050135 | -1.2078e-08 | 9.5906e-14 | -1.648e-14 | -2.5238e-07 | 0.089253 | 0.094905 | 1.6812e-07 | 1.5195e-14 | -4.4931e-15 | 0 | -162.1687 | 25.8646 | 0 | 17.8314 | -154.1354 | 1.738 | 0.20408 | 0.21112 | 1.7334 | 0 | 0 | 0.80592 | -97.3397 | 88.0187 | 0.87907 | 0 | 0
Line7_8_9 | 0 | 0 | 0 | 0 | 0 | 0 | 0 | 0 | 0 | 0 | 0 | 0 | 4.0262e-09 | 4.9353e-21 | 1.0244e-21 | -4.0262e-09 | -2.7595e-19 | -1.2842e-17 | -8.4009e-08 | -9.1886e-21 | -1.1086e-21 | 1.0726e-10 | 2.6371e-17 | -6.9149e-18 | 0 | 0 | 0 | 0 | 0 | 0 | 1.7334 | 0 | 0 | 1.7334 | 0 | 0 | 0.87907 | 0 | 0 | 0.87907 | 0 | 0
Line8_8_10 | 0 | 0 | 0 | 0 | 0 | 0 | 0 | 0 | 0 | 0 | 0 | 0 | 4.0262e-09 | 4.9353e-21 | 1.0244e-21 | -4.0262e-09 | -2.7594e-19 | -1.2842e-17 | -8.4009e-08 | -9.1886e-21 | -1.1086e-21 | 1.0726e-10 | 2.6371e-17 | -6.9149e-18 | 0 | 0 | 0 | 0 | 0 | 0 | 1.7334 | 0 | 0 | 1.7334 | 0 | 0 | 0.87907 | 0 | 0 | 0.87907 | 0 | 0
Line9_3_11 | 0.17321 | 0.1732 | 0.1732 | 0.17321 | 0.1732 | 0.1732 | 0.04 | 0.04 | 0.04 | 0.04 | 0.04 | 0.04 | -0.0050619 | 0.010089 | -0.020151 | 0.0053619 | -0.0097894 | 0.020451 | -0.068514 | -0.029698 | -0.025681 | 0.069114 | 0.030298 | 0.026281 | 94.7868 | -25.2126 | -145.2135 | -85.2132 | 154.7873 | 34.7866 | 1.7175 | 0.78412 | 0.81607 | 1.733 | 0.796 | 0.83251 | 0.56146 | -96.4481 | 86.6664 | 0.35071 | -97.3066 | 86.8976

## LLG_max_fault_6
name | pf_ikss_a_from_ka | pf_ikss_b_from_ka | pf_ikss_c_from_ka | pf_ikss_a_to_ka | pf_ikss_b_to_ka | pf_ikss_c_to_ka | pf_skss_a_from_mw | pf_skss_b_from_mw | pf_skss_c_from_mw | pf_skss_a_to_mw | pf_skss_b_to_mw | pf_skss_c_to_mw | pf_p_a_from_mw | pf_p_b_from_mw | pf_p_c_from_mw | pf_p_a_to_mw | pf_p_b_to_mw | pf_p_c_to_mw | pf_q_a_from_mvar | pf_q_b_from_mvar | pf_q_c_from_mvar | pf_q_a_to_mvar | pf_q_b_to_mvar | pf_q_c_to_mvar | pf_ikss_a_from_degree | pf_ikss_b_from_degree | pf_ikss_c_from_degree | pf_ikss_a_to_degree | pf_ikss_b_to_degree | pf_ikss_c_to_degree | pf_vm_a_from_pu | pf_vm_b_from_pu | pf_vm_c_from_pu | pf_vm_a_to_pu | pf_vm_b_to_pu | pf_vm_c_to_pu | pf_va_a_from_degree | pf_va_b_from_degree | pf_va_c_from_degree | pf_va_a_to_degree | pf_va_b_to_degree | pf_va_c_to_degree
Line0_1_2 | 0.17321 | 0.14183 | 0.13883 | 0.17321 | 0.14183 | 0.13883 | 0.04 | 0.032755 | 0.032061 | 0.04 | 0.032755 | 0.032061 | -0.014824 | -0.0081706 | -0.011203 | 0.015121 | 0.0083877 | 0.01138 | -0.043435 | -0.033193 | -0.033807 | 0.044013 | 0.033604 | 0.034202 | 111.0023 | -14.9506 | -134.5259 | -68.9977 | 165.0494 | 45.4741 | 1.1474 | 1.0436 | 1.1108 | 1.1634 | 1.0574 | 1.1243 | 2.1578 | -118.7792 | 117.1406 | 2.0412 | -118.9654 | 117.0701
Line10_11_12 | 0.17321 | 0.1732 | 0.17321 | 0.17321 | 0.1732 | 0.17321 | 0.04 | 0.04 | 0.04 | 0.04 | 0.04 | 0.04 | -0.0027055 | -0.0031968 | -0.0065123 | 0.0030055 | 0.0034968 | 0.0068123 | -0.047047 | -0.042864 | -0.045238 | 0.047647 | 0.043464 | 0.045838 | 94.7872 | -25.2128 | -145.2128 | -85.2128 | 154.7872 | 34.7872 | 1.1781 | 1.0746 | 1.1426 | 1.1935 | 1.0901 | 1.1585 | 1.496 | -119.478 | 116.5953 | 1.1778 | -119.8125 | 116.3339
Line11_12_13 | 0.17321 | 0.1732 | 0.17321 | 0.17321 | 0.1732 | 0.17321 | 0.04 | 0.04 | 0.04 | 0.04 | 0.04 | 0.04 | -0.0030055 | -0.0034968 | -0.0068123 | 0.0033055 | 0.0037968 | 0.0071124 | -0.047647 | -0.043464 | -0.045838 | 0.048247 | 0.044064 | 0.046438 | 94.7872 | -25.2128 | -145.2128 | -85.2128 | 154.7872 | 34.7872 | 1.1935 | 1.0901 | 1.1585 | 1.209 | 1.1057 | 1.1745 | 1.1778 | -119.8125 | 116.3339 | 0.86787 | -120.1375 | 116.0796
Line12_13_15 | 0 | 0 | 0 | 0 | 0 | 0 | 0 | 0 | 0 | 0 | 0 | 0 | -9.5221e-09 | -4.8871e-09 | 1.8843e-08 | 5.6427e-09 | 3.0323e-09 | -1.3108e-08 | -1.4304e-08 | 1.5793e-08 | -3.4697e-09 | 9.6068e-09 | -1.0539e-08 | 2.004e-09 | 0 | 0 | 0 | 0 | 0 | 0 | 1.209 | 1.1057 | 1.1745 | 1.209 | 1.1057 | 1.1745 | 0.86787 | -120.1375 | 116.0796 | 0.86787 | -120.1375 | 116.0796
Line13_13_14 | 0.17321 | 0.1732 | 0.17321 | 0.1732 | 0.1732 | 0.1732 | 0.04 | 0.04 | 0.04 | 0.04 | 0.04 | 0.04 | -0.0033055 | -0.0037968 | -0.0071124 | 0.0036055 | 0.0040968 | 0.0074124 | -0.048247 | -0.044064 | -0.046438 | 0.048847 | 0.044664 | 0.047038 | 94.7872 | -25.2128 | -145.2128 | -85.2128 | 154.7872 | 34.7872 | 1.209 | 1.1057 | 1.1745 | 1.2245 | 1.1213 | 1.1905 | 0.86787 | -120.1375 | 116.0796 | 0.56573 | -120.4536 | 115.8321
Line14_15_16 | 0 | 0 | 0 | 0 | 0 | 0 | 0 | 0 | 0 | 0 | 0 | 0 | -6.3481e-09 | -3.2581e-09 | 1.2562e-08 | 2.4687e-09 | 1.4033e-09 | -6.8276e-09 | -9.5363e-09 | 1.0528e-08 | -2.3132e-09 | 4.8387e-09 | -5.2745e-09 | 8.4742e-10 | 0 | 0 | 0 | 0 | 0 | 0 | 1.209 | 1.1057 | 1.1745 | 1.209 | 1.1057 | 1.1745 | 0.86787 | -120.1375 | 116.0796 | 0.86787 | -120.1375 | 116.0796
Line15_16_17 | 0 | 0 | 0 | 0 | 0 | 0 | 0 | 0 | 0 | 0 | 0 | 0 | -3.174e-09 | -1.629e-09 | 6.2809e-09 | -7.0534e-10 | -2.2576e-10 | -5.4669e-10 | -4.7681e-09 | 5.2642e-09 | -1.1566e-09 | 7.0502e-11 | -1.0218e-11 | -3.0916e-10 | 0 | 0 | 0 | 0 | 0 | 0 | 1.209 | 1.1057 | 1.1745 | 1.209 | 1.1057 | 1.1745 | 0.86787 | -120.1375 | 116.0796 | 0.86787 | -120.1375 | 116.0796
Line16_4_18 | 0 | 0 | 0 | 0 | 0 | 0 | 0 | 0 | 0 | 0 | 0 | 0 | -3.1723e-09 | -1.8288e-09 | 5.843e-09 | -4.8282e-10 | -3.5729e-11 | -3.2339e-10 | -4.7218e-09 | 4.939e-09 | -1.0934e-09 | 1.4237e-10 | 6.1646e-11 | -2.373e-10 | 0 | 0 | 0 | 0 | 0 | 0 | 1.1627 | 1.0591 | 1.1267 | 1.1627 | 1.0591 | 1.1267 | 1.8225 | -119.1337 | 116.8641 | 1.8225 | -119.1337 | 116.8641
Line17_5_19 | 0 | 0 | 0 | 0 | 0 | 0 | 0 | 0 | 0 | 0 | 0 | 0 | -3.1676e-09 | -1.8912e-09 | 5.7012e-09 | -4.1278e-10 | 2.3491e-11 | -2.5309e-10 | -4.7063e-09 | 4.8306e-09 | -1.0723e-09 | 1.6632e-10 | 8.5601e-11 | -2.1334e-10 | 0 | 0 | 0 | 0 | 0 | 0 | 1.1474 | 1.0436 | 1.1108 | 1.1474 | 1.0436 | 1.1108 | 2.1578 | -118.7792 | 117.1406 | 2.1578 | -118.7792 | 117.1406
Line1_1_3 | 0.17321 | 0.1732 | 0.17321 | 0.17321 | 0.1732 | 0.17321 | 0.04 | 0.04 | 0.04 | 0.04 | 0.04 | 0.04 | -0.0021055 | -0.0025968 | -0.0059123 | 0.0024055 | 0.0028968 | 0.0062123 | -0.045847 | -0.041664 | -0.044038 | 0.046447 | 0.042264 | 0.044638 | 94.7873 | -25.2127 | -145.2128 | -85.2127 | 154.7872 | 34.7872 | 1.1474 | 1.0436 | 1.1108 | 1.1627 | 1.0591 | 1.1267 | 2.1578 | -118.7792 | 117.1406 | 1.8225 | -119.1337 | 116.8641
Line2_1_4 | 0.17321 | 0.1732 | 0.17321 | 0.17321 | 0.1732 | 0.17321 | 0.04 | 0.04 | 0.04 | 0.04 | 0.04 | 0.04 | -0.0021055 | -0.0025968 | -0.0059124 | 0.0024055 | 0.0028968 | 0.0062124 | -0.045847 | -0.041664 | -0.044038 | 0.046447 | 0.042264 | 0.044638 | 94.7872 | -25.2128 | -145.2128 | -85.2128 | 154.7872 | 34.7872 | 1.1474 | 1.0436 | 1.1108 | 1.1627 | 1.0591 | 1.1267 | 2.1578 | -118.7792 | 117.1406 | 1.8225 | -119.1337 | 116.8641
Line3_1_5 | 0 | 0 | 0 | 0 | 0 | 0 | 0 | 0 | 0 | 0 | 0 | 0 | -6.3352e-09 | -3.7825e-09 | 1.1402e-08 | 2.7548e-09 | 1.9147e-09 | -5.9543e-09 | -9.4126e-09 | 9.6613e-09 | -2.1446e-09 | 4.8726e-09 | -4.745e-09 | 8.5894e-10 | 0 | 0 | 0 | 0 | 0 | 0 | 1.1474 | 1.0436 | 1.1108 | 1.1474 | 1.0436 | 1.1108 | 2.1578 | -118.7792 | 117.1406 | 2.1578 | -118.7792 | 117.1406
Line4_2_6 | 0.17321 | 0.14183 | 0.13883 | 0.17321 | 0.14183 | 0.13883 | 0.04 | 0.032755 | 0.032061 | 0.04 | 0.032755 | 0.032061 | -0.015121 | -0.0083877 | -0.01138 | 0.015419 | 0.0086048 | 0.011558 | -0.044013 | -0.033604 | -0.034202 | 0.044591 | 0.034016 | 0.034597 | 111.0023 | -14.9506 | -134.5259 | -68.9977 | 165.0493 | 45.4741 | 1.1634 | 1.0574 | 1.1243 | 1.1795 | 1.0712 | 1.1377 | 2.0412 | -118.9654 | 117.0701 | 1.9278 | -119.1467 | 117.0013
Line5_6_7 | 0.17321 | 0.14183 | 0.13883 | 0.17321 | 0.14183 | 0.13883 | 0.04 | 0.032755 | 0.032061 | 0.04 | 0.032755 | 0.032061 | -0.015419 | -0.0086048 | -0.011558 | 0.015716 | 0.0088219 | 0.011735 | -0.044591 | -0.034016 | -0.034597 | 0.045169 | 0.034427 | 0.034991 | 111.0023 | -14.9507 | -134.5259 | -68.9977 | 165.0493 | 45.4741 | 1.1795 | 1.0712 | 1.1377 | 1.1956 | 1.085 | 1.1511 | 1.9278 | -119.1467 | 117.0013 | 1.8174 | -119.3234 | 116.934
Line6_7_8 | 0 | 0.035342 | 0.037487 | 0 | 0.035342 | 0.037487 | 0 | 0.0081619 | 0.0086573 | 0 | 0.0081619 | 0.0086573 | -9.4973e-09 | 0.0062532 | 0.0070431 | 5.6955e-09 | -0.0062453 | -0.0070265 | -1.5188e-08 | 0.0062704 | 0.0070505 | 1.0283e-08 | -0.0062453 | -0.0070264 | 0 | -164.402 | 71.9039 | 0 | 15.598 | -108.0961 | 1.1956 | 1.085 | 1.1511 | 1.1951 | 1.0821 | 1.1478 | 1.8174 | -119.3234 | 116.934 | 1.8118 | -119.4019 | 116.9039
Line7_8_9 | 0 | 0 | 0 | 0 | 0 | 0 | 0 | 0 | 0 | 0 | 0 | 0 | -3.1668e-09 | -1.8997e-09 | 6.2503e-09 | -6.3801e-10 | -1.2769e-10 | -4.1808e-10 | -5.069e-09 | 5.2133e-09 | -1.0654e-09 | 1.4547e-10 | 4.349e-11 | -2.3868e-10 | 0 | 0 | 0 | 0 | 0 | 0 | 1.1951 | 1.0821 | 1.1478 | 1.1951 | 1.0821 | 1.1478 | 1.8118 | -119.4019 | 116.9039 | 1.8118 | -119.4019 | 116.9039
Line8_8_10 | 0 | 0 | 0 | 0 | 0 | 0 | 0 | 0 | 0 | 0 | 0 | 0 | -3.1668e-09 | -1.8997e-09 | 6.2503e-09 | -6.3801e-10 | -1.2769e-10 | -4.1808e-10 | -5.069e-09 | 5.2133e-09 | -1.0654e-09 | 1.4547e-10 | 4.349e-11 | -2.3868e-10 | 0 | 0 | 0 | 0 | 0 | 0 | 1.1951 | 1.0821 | 1.1478 | 1.1951 | 1.0821 | 1.1478 | 1.8118 | -119.4019 | 116.9039 | 1.8118 | -119.4019 | 116.9039
Line9_3_11 | 0.17321 | 0.1732 | 0.17321 | 0.17321 | 0.1732 | 0.17321 | 0.04 | 0.04 | 0.04 | 0.04 | 0.04 | 0.04 | -0.0024055 | -0.0028968 | -0.0062123 | 0.0027055 | 0.0031968 | 0.0065123 | -0.046447 | -0.042264 | -0.044638 | 0.047047 | 0.042864 | 0.045238 | 94.7873 | -25.2128 | -145.2128 | -85.2128 | 154.7872 | 34.7872 | 1.1627 | 1.0591 | 1.1267 | 1.1781 | 1.0746 | 1.1426 | 1.8225 | -119.1337 | 116.8641 | 1.496 | -119.478 | 116.5953

## LLG_max_fault_10
name | pf_ikss_a_from_ka | pf_ikss_b_from_ka | pf_ikss_c_from_ka | pf_ikss_a_to_ka | pf_ikss_b_to_ka | pf_ikss_c_to_ka | pf_skss_a_from_mw | pf_skss_b_from_mw | pf_skss_c_from_mw | pf_skss_a_to_mw | pf_skss_b_to_mw | pf_skss_c_to_mw | pf_p_a_from_mw | pf_p_b_from_mw | pf_p_c_from_mw | pf_p_a_to_mw | pf_p_b_to_mw | pf_p_c_to_mw | pf_q_a_from_mvar | pf_q_b_from_mvar | pf_q_c_from_mvar | pf_q_a_to_mvar | pf_q_b_to_mvar | pf_q_c_to_mvar | pf_ikss_a_from_degree | pf_ikss_b_from_degree | pf_ikss_c_from_degree | pf_ikss_a_to_degree | pf_ikss_b_to_degree | pf_ikss_c_to_degree | pf_vm_a_from_pu | pf_vm_b_from_pu | pf_vm_c_from_pu | pf_vm_a_to_pu | pf_vm_b_to_pu | pf_vm_c_to_pu | pf_va_a_from_degree | pf_va_b_from_degree | pf_va_c_from_degree | pf_va_a_to_degree | pf_va_b_to_degree | pf_va_c_to_degree
Line0_1_2 | 0.17321 | 0.14052 | 0.13737 | 0.17321 | 0.14052 | 0.13737 | 0.04 | 0.032451 | 0.031724 | 0.04 | 0.032451 | 0.031724 | -0.015379 | -0.0081434 | -0.011268 | 0.015677 | 0.0083573 | 0.011441 | -0.045549 | -0.034533 | -0.03515 | 0.046126 | 0.034937 | 0.035537 | 110.8069 | -15.5217 | -135.086 | -69.1931 | 164.4783 | 44.914 | 1.2019 | 1.0933 | 1.1635 | 1.2179 | 1.107 | 1.1768 | 2.1499 | -118.7906 | 117.1395 | 2.0357 | -118.9746 | 117.068
Line10_11_12 | 0.17321 | 0.1732 | 0.17321 | 0.17321 | 0.1732 | 0.17321 | 0.04 | 0.04 | 0.04 | 0.04 | 0.04 | 0.04 | -0.0028119 | -0.003329 | -0.0067936 | 0.0031119 | 0.003629 | 0.0070936 | -0.049225 | -0.044848 | -0.047328 | 0.049825 | 0.045448 | 0.047928 | 94.7869 | -25.2131 | -145.2131 | -85.2131 | 154.7869 | 34.7869 | 1.2326 | 1.1243 | 1.1953 | 1.248 | 1.1398 | 1.2113 | 1.5175 | -119.4582 | 116.6182 | 1.213 | -119.7783 | 116.3679
Line11_12_13 | 0.17321 | 0.1732 | 0.17321 | 0.17321 | 0.1732 | 0.17321 | 0.04 | 0.04 | 0.04 | 0.04 | 0.04 | 0.04 | -0.0031119 | -0.003629 | -0.0070936 | 0.0034119 | 0.0039289 | 0.0073936 | -0.049825 | -0.045448 | -0.047928 | 0.050425 | 0.046048 | 0.048528 | 94.7869 | -25.2131 | -145.2131 | -85.2131 | 154.7869 | 34.7869 | 1.248 | 1.1398 | 1.2113 | 1.2635 | 1.1554 | 1.2272 | 1.213 | -119.7783 | 116.3679 | 0.916 | -120.0899 | 116.124
Line12_13_15 | 0 | 0 | 0 | 0 | 0 | 0 | 0 | 0 | 0 | 0 | 0 | 0 | -1.0431e-08 | -5.3951e-09 | 2.0555e-08 | 6.1957e-09 | 3.3621e-09 | -1.4287e-08 | -1.5662e-08 | 1.7242e-08 | -3.7834e-09 | 1.0523e-08 | -1.1502e-08 | 2.1877e-09 | 0 | 0 | 0 | 0 | 0 | 0 | 1.2635 | 1.1554 | 1.2272 | 1.2635 | 1.1554 | 1.2272 | 0.916 | -120.0899 | 116.124 | 0.916 | -120.0899 | 116.124
Line13_13_14 | 0.17321 | 0.1732 | 0.17321 | 0.1732 | 0.1732 | 0.1732 | 0.04 | 0.04 | 0.04 | 0.04 | 0.04 | 0.04 | -0.0034119 | -0.0039289 | -0.0073936 | 0.0037119 | 0.0042289 | 0.0076937 | -0.050424 | -0.046048 | -0.048528 | 0.051024 | 0.046648 | 0.049128 | 94.7869 | -25.2131 | -145.2131 | -85.2131 | 154.7869 | 34.7869 | 1.2635 | 1.1554 | 1.2272 | 1.279 | 1.171 | 1.2432 | 0.916 | -120.0899 | 116.124 | 0.62614 | -120.3931 | 115.8864
Line14_15_16 | 0 | 0 | 0 | 0 | 0 | 0 | 0 | 0 | 0 | 0 | 0 | 0 | -6.9538e-09 | -3.5968e-09 | 1.3703e-08 | 2.7188e-09 | 1.5637e-09 | -7.4354e-09 | -1.0441e-08 | 1.1495e-08 | -2.5223e-09 | 5.3021e-09 | -5.7547e-09 | 9.2655e-10 | 0 | 0 | 0 | 0 | 0 | 0 | 1.2635 | 1.1554 | 1.2272 | 1.2635 | 1.1554 | 1.2272 | 0.916 | -120.0899 | 116.124 | 0.916 | -120.0899 | 116.124
Line15_16_17 | 0 | 0 | 0 | 0 | 0 | 0 | 0 | 0 | 0 | 0 | 0 | 0 | -3.4769e-09 | -1.7984e-09 | 6.8517e-09 | -7.5809e-10 | -2.3466e-10 | -5.8368e-10 | -5.2206e-09 | 5.7474e-09 | -1.2611e-09 | 8.1469e-11 | -7.3104e-12 | -3.3459e-10 | 0 | 0 | 0 | 0 | 0 | 0 | 1.2635 | 1.1554 | 1.2272 | 1.2635 | 1.1554 | 1.2272 | 0.916 | -120.0899 | 116.124 | 0.916 | -120.0899 | 116.124
Line16_4_18 | 0 | 0 | 0 | 0 | 0 | 0 | 0 | 0 | 0 | 0 | 0 | 0 | -3.4747e-09 | -2.0069e-09 | 6.3942e-09 | -5.2574e-10 | -3.6275e-11 | -3.5055e-10 | -5.1722e-09 | 5.4072e-09 | -1.1952e-09 | 1.5676e-10 | 6.7977e-11 | -2.593e-10 | 0 | 0 | 0 | 0 | 0 | 0 | 1.2172 | 1.1088 | 1.1794 | 1.2172 | 1.1088 | 1.1794 | 1.8297 | -119.1291 | 116.8753 | 1.8297 | -119.1291 | 116.8753
Line17_5_19 | 0 | 0 | 0 | 0 | 0 | 0 | 0 | 0 | 0 | 0 | 0 | 0 | -3.4699e-09 | -2.0722e-09 | 6.2458e-09 | -4.5241e-10 | 2.5728e-11 | -2.7696e-10 | -5.156e-09 | 5.2937e-09 | -1.1732e-09 | 1.8185e-10 | 9.3072e-11 | -2.342e-10 | 0 | 0 | 0 | 0 | 0 | 0 | 1.2019 | 1.0933 | 1.1635 | 1.2019 | 1.0933 | 1.1635 | 2.1499 | -118.7906 | 117.1395 | 2.1499 | -118.7906 | 117.1395
Line1_1_3 | 0.17321 | 0.1732 | 0.17321 | 0.17321 | 0.1732 | 0.17321 | 0.04 | 0.04 | 0.04 | 0.04 | 0.04 | 0.04 | -0.0022119 | -0.002729 | -0.0061936 | 0.0025119 | 0.003029 | 0.0064936 | -0.048025 | -0.043648 | -0.046128 | 0.048625 | 0.044248 | 0.046728 | 94.7869 | -25.2131 | -145.2132 | -85.2131 | 154.7869 | 34.7869 | 1.2019 | 1.0933 | 1.1635 | 1.2172 | 1.1088 | 1.1794 | 2.1499 | -118.7906 | 117.1395 | 1.8297 | -119.1291 | 116.8753
Line2_1_4 | 0.17321 | 0.1732 | 0.17321 | 0.17321 | 0.1732 | 0.17321 | 0.04 | 0.04 | 0.04 | 0.04 | 0.04 | 0.04 | -0.0022119 | -0.0027289 | -0.0061936 | 0.0025119 | 0.0030289 | 0.0064936 | -0.048024 | -0.043648 | -0.046128 | 0.048624 | 0.044248 | 0.046728 | 94.7869 | -25.2131 | -145.2131 | -85.2131 | 154.7869 | 34.7869 | 1.2019 | 1.0933 | 1.1635 | 1.2172 | 1.1088 | 1.1794 | 2.1499 | -118.7906 | 117.1395 | 1.8297 | -119.1291 | 116.8753
Line3_1_5 | 0 | 0 | 0 | 0 | 0 | 0 | 0 | 0 | 0 | 0 | 0 | 0 | -6.9398e-09 | -4.1445e-09 | 1.2492e-08 | 3.0175e-09 | 2.098e-09 | -6.5227e-09 | -1.0312e-08 | 1.0587e-08 | -2.3464e-09 | 5.3379e-09 | -5.2007e-09 | 9.3899e-10 | 0 | 0 | 0 | 0 | 0 | 0 | 1.2019 | 1.0933 | 1.1635 | 1.2019 | 1.0933 | 1.1635 | 2.1499 | -118.7906 | 117.1395 | 2.1499 | -118.7906 | 117.1395
Line4_2_6 | 0.17321 | 0.14052 | 0.13737 | 0.17321 | 0.14052 | 0.13737 | 0.04 | 0.032451 | 0.031724 | 0.04 | 0.032451 | 0.031724 | -0.015677 | -0.0083573 | -0.011441 | 0.015974 | 0.0085711 | 0.011614 | -0.046126 | -0.034937 | -0.035537 | 0.046703 | 0.035341 | 0.035924 | 110.8069 | -15.5217 | -135.086 | -69.1931 | 164.4783 | 44.914 | 1.2179 | 1.107 | 1.1768 | 1.234 | 1.1206 | 1.1901 | 2.0357 | -118.9746 | 117.068 | 1.9245 | -119.1541 | 116.9982
Line5_6_7 | 0.17321 | 0.14052 | 0.13737 | 0.17321 | 0.14052 | 0.13737 | 0.04 | 0.032451 | 0.031724 | 0.04 | 0.032451 | 0.031724 | -0.015974 | -0.0085711 | -0.011614 | 0.016271 | 0.0087849 | 0.011787 | -0.046703 | -0.035341 | -0.035924 | 0.04728 | 0.035745 | 0.036311 | 110.8069 | -15.5217 | -135.086 | -69.1931 | 164.4783 | 44.9141 | 1.234 | 1.1206 | 1.1901 | 1.25 | 1.1343 | 1.2034 | 1.9245 | -119.1541 | 116.9982 | 1.8162 | -119.3293 | 116.9299
Line6_7_8 | 0 | 0.036948 | 0.039189 | 0 | 0.036948 | 0.039189 | 0 | 0.0085328 | 0.0090503 | 0 | 0.0085328 | 0.0090503 | -1.0414e-08 | 0.0068345 | 0.0076971 | 6.2574e-09 | -0.0068258 | -0.0076789 | -1.661e-08 | 0.0068532 | 0.0077051 | 1.1247e-08 | -0.0068258 | -0.0076789 | 0 | -164.4079 | 71.8998 | 0 | 15.5922 | -108.1002 | 1.25 | 1.1343 | 1.2034 | 1.2495 | 1.1313 | 1.1999 | 1.8162 | -119.3293 | 116.9299 | 1.8105 | -119.4078 | 116.8997
Line7_8_9 | 0 | 0 | 0 | 0 | 0 | 0 | 0 | 0 | 0 | 0 | 0 | 0 | -3.4723e-09 | -2.0872e-09 | 6.8235e-09 | -6.8728e-10 | -1.3007e-10 | -4.4667e-10 | -5.5436e-09 | 5.7005e-09 | -1.1634e-09 | 1.5922e-10 | 4.7162e-11 | -2.6175e-10 | 0 | 0 | 0 | 0 | 0 | 0 | 1.2495 | 1.1313 | 1.1999 | 1.2495 | 1.1313 | 1.1999 | 1.8105 | -119.4078 | 116.8997 | 1.8105 | -119.4078 | 116.8997
Line8_8_10 | 0 | 0 | 0 | 0 | 0 | 0 | 0 | 0 | 0 | 0 | 0 | 0 | -3.4723e-09 | -2.0872e-09 | 6.8235e-09 | -6.8728e-10 | -1.3007e-10 | -4.4667e-10 | -5.5437e-09 | 5.7005e-09 | -1.1634e-09 | 1.5922e-10 | 4.7162e-11 | -2.6175e-10 | 0 | 0 | 0 | 0 | 0 | 0 | 1.2495 | 1.1313 | 1.1999 | 1.2495 | 1.1313 | 1.1999 | 1.8105 | -119.4078 | 116.8997 | 1.8105 | -119.4078 | 116.8997
Line9_3_11 | 0.17321 | 0.1732 | 0.17321 | 0.17321 | 0.1732 | 0.17321 | 0.04 | 0.04 | 0.04 | 0.04 | 0.04 | 0.04 | -0.0025119 | -0.003029 | -0.0064936 | 0.0028119 | 0.003329 | 0.0067936 | -0.048625 | -0.044248 | -0.046728 | 0.049225 | 0.044848 | 0.047328 | 94.7869 | -25.2131 | -145.2131 | -85.2131 | 154.7869 | 34.7869 | 1.2172 | 1.1088 | 1.1794 | 1.2326 | 1.1243 | 1.1953 | 1.8297 | -119.1291 | 116.8753 | 1.5175 | -119.4582 | 116.6182

## LLG_min_6
name | pf_ikss_a_from_ka | pf_ikss_b_from_ka | pf_ikss_c_from_ka | pf_ikss_a_to_ka | pf_ikss_b_to_ka | pf_ikss_c_to_ka | pf_skss_a_from_mw | pf_skss_b_from_mw | pf_skss_c_from_mw | pf_skss_a_to_mw | pf_skss_b_to_mw | pf_skss_c_to_mw | pf_p_a_from_mw | pf_p_b_from_mw | pf_p_c_from_mw | pf_p_a_to_mw | pf_p_b_to_mw | pf_p_c_to_mw | pf_q_a_from_mvar | pf_q_b_from_mvar | pf_q_c_from_mvar | pf_q_a_to_mvar | pf_q_b_to_mvar | pf_q_c_to_mvar | pf_ikss_a_from_degree | pf_ikss_b_from_degree | pf_ikss_c_from_degree | pf_ikss_a_to_degree | pf_ikss_b_to_degree | pf_ikss_c_to_degree | pf_vm_a_from_pu | pf_vm_b_from_pu | pf_vm_c_from_pu | pf_vm_a_to_pu | pf_vm_b_to_pu | pf_vm_c_to_pu | pf_va_a_from_degree | pf_va_b_from_degree | pf_va_c_from_degree | pf_va_a_to_degree | pf_va_b_to_degree | pf_va_c_to_degree
Line0_1_2 | 0 | 1.3894 | 1.5282 | 0 | 1.3894 | 1.5282 | 0 | 0.32086 | 0.35292 | 0 | 0.32086 | 0.35292 | 6.6004e-09 | 0.14636 | 0.18043 | -9.0719e-09 | -0.10977 | -0.13533 | -3.1351e-07 | 0.16061 | 0.1798 | 2.6161e-07 | -0.12046 | -0.13485 | 0 | -147.2079 | 41.0679 | 0 | 32.7921 | -138.9321 | 1.3813 | 0.67723 | 0.72175 | 1.3775 | 0.50793 | 0.54131 | 1.0923 | -99.5492 | 85.9664 | 1.2308 | -99.5492 | 85.9664
Line10_11_12 | 0 | 0 | 0 | 0 | 0 | 0 | 0 | 0 | 0 | 0 | 0 | 0 | 7.8071e-10 | -1.4934e-07 | 1.5746e-07 | -2.8356e-09 | 1.2498e-07 | -1.3104e-07 | -3.062e-07 | 2.8669e-08 | -1.2244e-08 | 2.5526e-07 | -2.3067e-08 | 8.796e-09 | 0 | 0 | 0 | 0 | 0 | 0 | 1.3813 | 0.67723 | 0.72175 | 1.3813 | 0.67723 | 0.72175 | 1.0923 | -99.5491 | 85.9663 | 1.0923 | -99.5491 | 85.9663
Line11_12_13 | 0 | 0 | 0 | 0 | 0 | 0 | 0 | 0 | 0 | 0 | 0 | 0 | 6.5059e-10 | -1.2445e-07 | 1.3121e-07 | -2.7055e-09 | 1.0009e-07 | -1.048e-07 | -2.5517e-07 | 2.3891e-08 | -1.0203e-08 | 2.0423e-07 | -1.8289e-08 | 6.7554e-09 | 0 | 0 | 0 | 0 | 0 | 0 | 1.3813 | 0.67723 | 0.72175 | 1.3813 | 0.67723 | 0.72175 | 1.0923 | -99.5491 | 85.9663 | 1.0923 | -99.5491 | 85.9663
Line12_13_15 | 0 | 0 | 0 | 0 | 0 | 0 | 0 | 0 | 0 | 0 | 0 | 0 | 3.9036e-10 | -7.4669e-08 | 7.8728e-08 | -2.4453e-09 | 5.0308e-08 | -5.2312e-08 | -1.531e-07 | 1.4335e-08 | -6.1219e-09 | 1.0216e-07 | -8.7322e-09 | 2.6742e-09 | 0 | 0 | 0 | 0 | 0 | 0 | 1.3813 | 0.67723 | 0.72175 | 1.3813 | 0.67723 | 0.72175 | 1.0923 | -99.5491 | 85.9663 | 1.0923 | -99.5491 | 85.9663
Line13_13_14 | 0 | 0 | 0 | 0 | 0 | 0 | 0 | 0 | 0 | 0 | 0 | 0 | 1.3012e-10 | -2.489e-08 | 2.6243e-08 | -2.1851e-09 | 5.2864e-10 | 1.734e-10 | -5.1033e-08 | 4.7782e-09 | -2.0406e-09 | 9.172e-11 | 8.2426e-10 | -1.4071e-09 | 0 | 0 | 0 | 0 | 0 | 0 | 1.3813 | 0.67723 | 0.72175 | 1.3813 | 0.67723 | 0.72175 | 1.0923 | -99.5491 | 85.9663 | 1.0923 | -99.5491 | 85.9663
Line14_15_16 | 0 | 0 | 0 | 0 | 0 | 0 | 0 | 0 | 0 | 0 | 0 | 0 | 2.6024e-10 | -4.978e-08 | 5.2485e-08 | -2.3152e-09 | 2.5418e-08 | -2.6069e-08 | -1.0207e-07 | 9.5564e-09 | -4.0813e-09 | 5.1125e-08 | -3.954e-09 | 6.3354e-10 | 0 | 0 | 0 | 0 | 0 | 0 | 1.3813 | 0.67723 | 0.72175 | 1.3813 | 0.67723 | 0.72175 | 1.0923 | -99.5491 | 85.9663 | 1.0923 | -99.5491 | 85.9663
Line15_16_17 | 0 | 0 | 0 | 0 | 0 | 0 | 0 | 0 | 0 | 0 | 0 | 0 | 1.3012e-10 | -2.489e-08 | 2.6243e-08 | -2.1851e-09 | 5.2864e-10 | 1.734e-10 | -5.1033e-08 | 4.7782e-09 | -2.0406e-09 | 9.172e-11 | 8.2426e-10 | -1.4071e-09 | 0 | 0 | 0 | 0 | 0 | 0 | 1.3813 | 0.67723 | 0.72175 | 1.3813 | 0.67723 | 0.72175 | 1.0923 | -99.5491 | 85.9663 | 1.0923 | -99.5491 | 85.9663
Line16_4_18 | 0 | 0 | 0 | 0 | 0 | 0 | 0 | 0 | 0 | 0 | 0 | 0 | 1.301e-10 | -2.489e-08 | 2.6243e-08 | -2.1851e-09 | 5.2864e-10 | 1.734e-10 | -5.1033e-08 | 4.7782e-09 | -2.0406e-09 | 9.172e-11 | 8.2426e-10 | -1.4071e-09 | 0 | 0 | 0 | 0 | 0 | 0 | 1.3813 | 0.67723 | 0.72175 | 1.3813 | 0.67723 | 0.72175 | 1.0923 | -99.5492 | 85.9664 | 1.0923 | -99.5492 | 85.9664
Line17_5_19 | 0 | 0 | 0 | 0 | 0 | 0 | 0 | 0 | 0 | 0 | 0 | 0 | 1.301e-10 | -2.489e-08 | 2.6243e-08 | -2.1851e-09 | 5.2864e-10 | 1.734e-10 | -5.1033e-08 | 4.7782e-09 | -2.0406e-09 | 9.172e-11 | 8.2426e-10 | -1.4071e-09 | 0 | 0 | 0 | 0 | 0 | 0 | 1.3813 | 0.67723 | 0.72175 | 1.3813 | 0.67723 | 0.72175 | 1.0923 | -99.5492 | 85.9664 | 1.0923 | -99.5492 | 85.9664
Line1_1_3 | 1.2799e-06 | 1.2964e-06 | 1.2633e-06 | 1.1202e-06 | 1.1367e-06 | 1.1038e-06 | 2.9558e-07 | 2.9939e-07 | 2.9176e-07 | 2.587e-07 | 2.625e-07 | 2.549e-07 | 1.0409e-09 | -1.9912e-07 | 2.0994e-07 | -3.0959e-09 | 1.7476e-07 | -1.8353e-07 | -4.0827e-07 | 3.8226e-08 | -1.6325e-08 | 3.5733e-07 | -3.2623e-08 | 1.2877e-08 | 90.9462 | 91.318 | 90.4127 | -89.4041 | -88.975 | -90.02 | 1.3813 | 0.67723 | 0.72175 | 1.3813 | 0.67723 | 0.72175 | 1.0923 | -99.5492 | 85.9664 | 1.0923 | -99.5492 | 85.9664
Line2_1_4 | 0 | 0 | 0 | 0 | 0 | 0 | 0 | 0 | 0 | 0 | 0 | 0 | 2.6021e-10 | -4.978e-08 | 5.2485e-08 | -2.3152e-09 | 2.5418e-08 | -2.6069e-08 | -1.0207e-07 | 9.5565e-09 | -4.0813e-09 | 5.1125e-08 | -3.954e-09 | 6.3354e-10 | 0 | 0 | 0 | 0 | 0 | 0 | 1.3813 | 0.67723 | 0.72175 | 1.3813 | 0.67723 | 0.72175 | 1.0923 | -99.5492 | 85.9664 | 1.0923 | -99.5492 | 85.9664
Line3_1_5 | 0 | 0 | 0 | 0 | 0 | 0 | 0 | 0 | 0 | 0 | 0 | 0 | 2.6021e-10 | -4.978e-08 | 5.2485e-08 | -2.3152e-09 | 2.5418e-08 | -2.6069e-08 | -1.0207e-07 | 9.5565e-09 | -4.0813e-09 | 5.1125e-08 | -3.954e-09 | 6.3354e-10 | 0 | 0 | 0 | 0 | 0 | 0 | 1.3813 | 0.67723 | 0.72175 | 1.3813 | 0.67723 | 0.72175 | 1.0923 | -99.5492 | 85.9664 | 1.0923 | -99.5492 | 85.9664
Line4_2_6 | 0 | 1.3894 | 1.5282 | 0 | 1.3894 | 1.5282 | 0 | 0.32086 | 0.35292 | 0 | 0.32086 | 0.35292 | 6.9117e-09 | 0.10977 | 0.13533 | -8.7467e-09 | -0.073179 | -0.090217 | -2.6151e-07 | 0.12046 | 0.13485 | 2.0945e-07 | -0.080307 | -0.089898 | 0 | -147.2079 | 41.0679 | 0 | 32.7921 | -138.9321 | 1.3775 | 0.50793 | 0.54131 | 1.3737 | 0.33862 | 0.36087 | 1.2308 | -99.5492 | 85.9664 | 1.3701 | -99.5492 | 85.9664
Line5_6_7 | 0 | 1.3894 | 1.5282 | 0 | 1.3894 | 1.5282 | 0 | 0.32086 | 0.35292 | 0 | 0.32086 | 0.35292 | 6.6112e-09 | 0.073179 | 0.090217 | -7.8096e-09 | -0.03659 | -0.045109 | -2.0934e-07 | 0.080307 | 0.089898 | 1.5713e-07 | -0.040153 | -0.044949 | 0 | -147.2079 | 41.0679 | 0 | 32.7921 | -138.9321 | 1.3737 | 0.33862 | 0.36087 | 1.3699 | 0.16931 | 0.18044 | 1.3701 | -99.5492 | 85.9664 | 1.5101 | -99.5492 | 85.9664
Line6_7_8 | 0 | 1.3894 | 1.5282 | 0 | 1.3894 | 1.5282 | 0 | 0.32086 | 0.35292 | 0 | 0.32086 | 0.35292 | 5.6986e-09 | 0.03659 | 0.045109 | -6.2603e-09 | -2.8261e-15 | 3.4552e-15 | -1.5701e-07 | 0.040153 | 0.044949 | 1.0465e-07 | -1.1655e-14 | 4.6809e-15 | 0 | -147.2079 | 41.0679 | 0 | 32.7922 | -138.9321 | 1.3699 | 0.16931 | 0.18044 | 1.3662 | 0 | 0 | 1.5101 | -99.5492 | 85.9664 | 1.6509 | 0 | 0
Line7_8_9 | 0 | 0 | 0 | 0 | 0 | 0 | 0 | 0 | 0 | 0 | 0 | 0 | 2.0868e-09 | -1.445e-21 | -5.7619e-22 | -2.0868e-09 | 6.5342e-18 | -1.1611e-17 | -5.2258e-08 | -5.2754e-22 | -5.7345e-23 | 1.371e-10 | 2.1751e-17 | -2.1744e-18 | 0 | 0 | 0 | 0 | 0 | 0 | 1.3662 | 0 | 0 | 1.3662 | 0 | 0 | 1.6509 | 0 | 0 | 1.6509 | 0 | 0
Line8_8_10 | 0 | 0 | 0 | 0 | 0 | 0 | 0 | 0 | 0 | 0 | 0 | 0 | 2.0868e-09 | -1.445e-21 | -5.7619e-22 | -2.0868e-09 | 6.5342e-18 | -1.1611e-17 | -5.2258e-08 | -5.2754e-22 | -5.7345e-23 | 1.371e-10 | 2.1751e-17 | -2.1744e-18 | 0 | 0 | 0 | 0 | 0 | 0 | 1.3662 | 0 | 0 | 1.3662 | 0 | 0 | 1.6509 | 0 | 0 | 1.6509 | 0 | 0
Line9_3_11 | 1.1199e-06 | 1.1343e-06 | 1.1054e-06 | 0 | 0 | 0 | 2.5863e-07 | 2.6196e-07 | 2.5529e-07 | 0 | 0 | 0 | 9.1083e-10 | -1.7423e-07 | 1.837e-07 | -2.9658e-09 | 1.4987e-07 | -1.5728e-07 | -3.5723e-07 | 3.3448e-08 | -1.4284e-08 | 3.0629e-07 | -2.7845e-08 | 1.0837e-08 | 90.9462 | 91.318 | 90.4127 | 0 | 0 | 0 | 1.3813 | 0.67723 | 0.72175 | 1.3813 | 0.67723 | 0.72175 | 1.0923 | -99.5492 | 85.9664 | 1.0923 | -99.5491 | 85.9663

## LLG_min_10
name | pf_ikss_a_from_ka | pf_ikss_b_from_ka | pf_ikss_c_from_ka | pf_ikss_a_to_ka | pf_ikss_b_to_ka | pf_ikss_c_to_ka | pf_skss_a_from_mw | pf_skss_b_from_mw | pf_skss_c_from_mw | pf_skss_a_to_mw | pf_skss_b_to_mw | pf_skss_c_to_mw | pf_p_a_from_mw | pf_p_b_from_mw | pf_p_c_from_mw | pf_p_a_to_mw | pf_p_b_to_mw | pf_p_c_to_mw | pf_q_a_from_mvar | pf_q_b_from_mvar | pf_q_c_from_mvar | pf_q_a_to_mvar | pf_q_b_to_mvar | pf_q_c_to_mvar | pf_ikss_a_from_degree | pf_ikss_b_from_degree | pf_ikss_c_from_degree | pf_ikss_a_to_degree | pf_ikss_b_to_degree | pf_ikss_c_to_degree | pf_vm_a_from_pu | pf_vm_b_from_pu | pf_vm_c_from_pu | pf_vm_a_to_pu | pf_vm_b_to_pu | pf_vm_c_to_pu | pf_va_a_from_degree | pf_va_b_from_degree | pf_va_c_from_degree | pf_va_a_to_degree | pf_va_b_to_degree | pf_va_c_to_degree
Line0_1_2 | 0 | 1.3162 | 1.4478 | 0 | 1.3162 | 1.4478 | 0 | 0.30397 | 0.33435 | 0 | 0.30397 | 0.33435 | 5.9239e-09 | 0.13136 | 0.16194 | -8.1421e-09 | -0.098518 | -0.12146 | -2.8138e-07 | 0.14415 | 0.16137 | 2.348e-07 | -0.10811 | -0.12103 | 0 | -147.2079 | 41.0679 | 0 | 32.7921 | -138.9321 | 1.3086 | 0.64159 | 0.68376 | 1.305 | 0.48119 | 0.51282 | 1.0923 | -99.5492 | 85.9664 | 1.2308 | -99.5492 | 85.9664
Line10_11_12 | 0 | 0 | 0 | 0 | 0 | 0 | 0 | 0 | 0 | 0 | 0 | 0 | 7.0069e-10 | -1.3403e-07 | 1.4132e-07 | -2.545e-09 | 1.1217e-07 | -1.1761e-07 | -2.7482e-07 | 2.5731e-08 | -1.0989e-08 | 2.291e-07 | -2.0703e-08 | 7.8945e-09 | 0 | 0 | 0 | 0 | 0 | 0 | 1.3086 | 0.64159 | 0.68376 | 1.3086 | 0.64159 | 0.68376 | 1.0923 | -99.5491 | 85.9663 | 1.0923 | -99.5491 | 85.9663
Line11_12_13 | 0 | 0 | 0 | 0 | 0 | 0 | 0 | 0 | 0 | 0 | 0 | 0 | 5.8391e-10 | -1.1169e-07 | 1.1777e-07 | -2.4282e-09 | 8.983e-08 | -9.4056e-08 | -2.2901e-07 | 2.1442e-08 | -9.1574e-09 | 1.8329e-07 | -1.6414e-08 | 6.063e-09 | 0 | 0 | 0 | 0 | 0 | 0 | 1.3086 | 0.64159 | 0.68376 | 1.3086 | 0.64159 | 0.68376 | 1.0923 | -99.5491 | 85.9663 | 1.0923 | -99.5491 | 85.9663
Line12_13_15 | 0 | 0 | 0 | 0 | 0 | 0 | 0 | 0 | 0 | 0 | 0 | 0 | 3.5035e-10 | -6.7016e-08 | 7.0659e-08 | -2.1947e-09 | 4.5152e-08 | -4.695e-08 | -1.3741e-07 | 1.2865e-08 | -5.4944e-09 | 9.1688e-08 | -7.8372e-09 | 2.4001e-09 | 0 | 0 | 0 | 0 | 0 | 0 | 1.3086 | 0.64159 | 0.68376 | 1.3086 | 0.64159 | 0.68376 | 1.0923 | -99.5491 | 85.9663 | 1.0923 | -99.5491 | 85.9663
Line13_13_14 | 0 | 0 | 0 | 0 | 0 | 0 | 0 | 0 | 0 | 0 | 0 | 0 | 1.1678e-10 | -2.2339e-08 | 2.3553e-08 | -1.9611e-09 | 4.7446e-10 | 1.5563e-10 | -4.5803e-08 | 4.2885e-09 | -1.8315e-09 | 8.2319e-11 | 7.3978e-10 | -1.2629e-09 | 0 | 0 | 0 | 0 | 0 | 0 | 1.3086 | 0.64159 | 0.68376 | 1.3086 | 0.64159 | 0.68376 | 1.0923 | -99.5491 | 85.9663 | 1.0923 | -99.5491 | 85.9663
Line14_15_16 | 0 | 0 | 0 | 0 | 0 | 0 | 0 | 0 | 0 | 0 | 0 | 0 | 2.3356e-10 | -4.4678e-08 | 4.7106e-08 | -2.0779e-09 | 2.2813e-08 | -2.3397e-08 | -9.1606e-08 | 8.577e-09 | -3.663e-09 | 4.5885e-08 | -3.5487e-09 | 5.686e-10 | 0 | 0 | 0 | 0 | 0 | 0 | 1.3086 | 0.64159 | 0.68376 | 1.3086 | 0.64159 | 0.68376 | 1.0923 | -99.5491 | 85.9663 | 1.0923 | -99.5491 | 85.9663
Line15_16_17 | 0 | 0 | 0 | 0 | 0 | 0 | 0 | 0 | 0 | 0 | 0 | 0 | 1.1678e-10 | -2.2339e-08 | 2.3553e-08 | -1.9611e-09 | 4.7446e-10 | 1.5563e-10 | -4.5803e-08 | 4.2885e-09 | -1.8315e-09 | 8.2319e-11 | 7.3978e-10 | -1.2629e-09 | 0 | 0 | 0 | 0 | 0 | 0 | 1.3086 | 0.64159 | 0.68376 | 1.3086 | 0.64159 | 0.68376 | 1.0923 | -99.5491 | 85.9663 | 1.0923 | -99.5491 | 85.9663
Line16_4_18 | 0 | 0 | 0 | 0 | 0 | 0 | 0 | 0 | 0 | 0 | 0 | 0 | 1.1677e-10 | -2.2339e-08 | 2.3553e-08 | -1.9611e-09 | 4.7446e-10 | 1.5563e-10 | -4.5803e-08 | 4.2885e-09 | -1.8315e-09 | 8.232e-11 | 7.3977e-10 | -1.2629e-09 | 0 | 0 | 0 | 0 | 0 | 0 | 1.3086 | 0.64159 | 0.68376 | 1.3086 | 0.64159 | 0.68376 | 1.0923 | -99.5492 | 85.9664 | 1.0923 | -99.5492 | 85.9664
Line17_5_19 | 0 | 0 | 0 | 0 | 0 | 0 | 0 | 0 | 0 | 0 | 0 | 0 | 1.1677e-10 | -2.2339e-08 | 2.3553e-08 | -1.9611e-09 | 4.7446e-10 | 1.5563e-10 | -4.5803e-08 | 4.2885e-09 | -1.8315e-09 | 8.232e-11 | 7.3977e-10 | -1.2629e-09 | 0 | 0 | 0 | 0 | 0 | 0 | 1.3086 | 0.64159 | 0.68376 | 1.3086 | 0.64159 | 0.68376 | 1.0923 | -99.5492 | 85.9664 | 1.0923 | -99.5492 | 85.9664
Line1_1_3 | 1.2125e-06 | 1.2281e-06 | 1.1969e-06 | 1.0613e-06 | 1.0768e-06 | 1.0457e-06 | 2.8002e-07 | 2.8363e-07 | 2.764e-07 | 2.4509e-07 | 2.4869e-07 | 2.4149e-07 | 9.3426e-10 | -1.7871e-07 | 1.8842e-07 | -2.7786e-09 | 1.5685e-07 | -1.6472e-07 | -3.6642e-07 | 3.4308e-08 | -1.4652e-08 | 3.207e-07 | -2.928e-08 | 1.1557e-08 | 90.9462 | 91.318 | 90.4127 | -89.4041 | -88.975 | -90.02 | 1.3086 | 0.64159 | 0.68376 | 1.3086 | 0.64159 | 0.68376 | 1.0923 | -99.5492 | 85.9664 | 1.0923 | -99.5492 | 85.9664
Line2_1_4 | 0 | 0 | 0 | 0 | 0 | 0 | 0 | 0 | 0 | 0 | 0 | 0 | 2.3354e-10 | -4.4678e-08 | 4.7106e-08 | -2.0779e-09 | 2.2813e-08 | -2.3397e-08 | -9.1606e-08 | 8.577e-09 | -3.663e-09 | 4.5885e-08 | -3.5487e-09 | 5.6861e-10 | 0 | 0 | 0 | 0 | 0 | 0 | 1.3086 | 0.64159 | 0.68376 | 1.3086 | 0.64159 | 0.68376 | 1.0923 | -99.5492 | 85.9664 | 1.0923 | -99.5492 | 85.9664
Line3_1_5 | 0 | 0 | 0 | 0 | 0 | 0 | 0 | 0 | 0 | 0 | 0 | 0 | 2.3354e-10 | -4.4678e-08 | 4.7106e-08 | -2.0779e-09 | 2.2813e-08 | -2.3397e-08 | -9.1606e-08 | 8.577e-09 | -3.663e-09 | 4.5885e-08 | -3.5487e-09 | 5.6861e-10 | 0 | 0 | 0 | 0 | 0 | 0 | 1.3086 | 0.64159 | 0.68376 | 1.3086 | 0.64159 | 0.68376 | 1.0923 | -99.5492 | 85.9664 | 1.0923 | -99.5492 | 85.9664
Line4_2_6 | 0 | 1.3162 | 1.4478 | 0 | 1.3162 | 1.4478 | 0 | 0.30397 | 0.33435 | 0 | 0.30397 | 0.33435 | 6.2033e-09 | 0.098518 | 0.12146 | -7.8502e-09 | -0.065679 | -0.080971 | -2.3471e-07 | 0.10811 | 0.12103 | 1.8799e-07 | -0.072076 | -0.080684 | 0 | -147.2079 | 41.0679 | 0 | 32.7921 | -138.9321 | 1.305 | 0.48119 | 0.51282 | 1.3014 | 0.3208 | 0.34188 | 1.2308 | -99.5492 | 85.9664 | 1.3701 | -99.5492 | 85.9664
Line5_6_7 | 0 | 1.3162 | 1.4478 | 0 | 1.3162 | 1.4478 | 0 | 0.30397 | 0.33435 | 0 | 0.30397 | 0.33435 | 5.9336e-09 | 0.065679 | 0.080971 | -7.0092e-09 | -0.032839 | -0.040485 | -1.8788e-07 | 0.072076 | 0.080684 | 1.4103e-07 | -0.036038 | -0.040342 | 0 | -147.2079 | 41.0679 | 0 | 32.7921 | -138.9321 | 1.3014 | 0.3208 | 0.34188 | 1.2978 | 0.1604 | 0.17094 | 1.3701 | -99.5492 | 85.9664 | 1.5101 | -99.5492 | 85.9664
Line6_7_8 | 0 | 1.3162 | 1.4478 | 0 | 1.3162 | 1.4478 | 0 | 0.30397 | 0.33435 | 0 | 0.30397 | 0.33435 | 5.1145e-09 | 0.032839 | 0.040485 | -5.6187e-09 | -2.2614e-15 | 2.8399e-15 | -1.4091e-07 | 0.036038 | 0.040342 | 9.3928e-08 | -1.0707e-14 | 4.6153e-15 | 0 | -147.2079 | 41.0679 | 0 | 32.7922 | -138.9321 | 1.2978 | 0.1604 | 0.17094 | 1.2943 | 0 | 0 | 1.5101 | -99.5492 | 85.9664 | 1.6509 | 0 | 0
Line7_8_9 | 0 | 0 | 0 | 0 | 0 | 0 | 0 | 0 | 0 | 0 | 0 | 0 | 1.8729e-09 | -1.3037e-21 | -5.3028e-22 | -1.8729e-09 | 5.8645e-18 | -1.0421e-17 | -4.6902e-08 | -5.204e-22 | -9.8382e-23 | 1.2305e-10 | 1.9522e-17 | -1.9515e-18 | 0 | 0 | 0 | 0 | 0 | 0 | 1.2943 | 0 | 0 | 1.2943 | 0 | 0 | 1.6509 | 0 | 0 | 1.6509 | 0 | 0
Line8_8_10 | 0 | 0 | 0 | 0 | 0 | 0 | 0 | 0 | 0 | 0 | 0 | 0 | 1.8729e-09 | -1.3037e-21 | -5.3028e-22 | -1.8729e-09 | 5.8645e-18 | -1.0421e-17 | -4.6902e-08 | -5.204e-22 | -9.8382e-23 | 1.2305e-10 | 1.9522e-17 | -1.9515e-18 | 0 | 0 | 0 | 0 | 0 | 0 | 1.2943 | 0 | 0 | 1.2943 | 0 | 0 | 1.6509 | 0 | 0 | 1.6509 | 0 | 0
Line9_3_11 | 1.061e-06 | 1.0746e-06 | 1.0472e-06 | 0 | 0 | 0 | 2.4502e-07 | 2.4818e-07 | 2.4185e-07 | 0 | 0 | 0 | 8.1748e-10 | -1.5637e-07 | 1.6487e-07 | -2.6618e-09 | 1.3451e-07 | -1.4116e-07 | -3.2062e-07 | 3.0019e-08 | -1.282e-08 | 2.749e-07 | -2.4991e-08 | 9.726e-09 | 90.9462 | 91.318 | 90.4127 | 0 | 0 | 0 | 1.3086 | 0.64159 | 0.68376 | 1.3086 | 0.64159 | 0.68376 | 1.0923 | -99.5492 | 85.9664 | 1.0923 | -99.5491 | 85.9663

## LLG_min_fault_6
name | pf_ikss_a_from_ka | pf_ikss_b_from_ka | pf_ikss_c_from_ka | pf_ikss_a_to_ka | pf_ikss_b_to_ka | pf_ikss_c_to_ka | pf_skss_a_from_mw | pf_skss_b_from_mw | pf_skss_c_from_mw | pf_skss_a_to_mw | pf_skss_b_to_mw | pf_skss_c_to_mw | pf_p_a_from_mw | pf_p_b_from_mw | pf_p_c_from_mw | pf_p_a_to_mw | pf_p_b_to_mw | pf_p_c_to_mw | pf_q_a_from_mvar | pf_q_b_from_mvar | pf_q_c_from_mvar | pf_q_a_to_mvar | pf_q_b_to_mvar | pf_q_c_to_mvar | pf_ikss_a_from_degree | pf_ikss_b_from_degree | pf_ikss_c_from_degree | pf_ikss_a_to_degree | pf_ikss_b_to_degree | pf_ikss_c_to_degree | pf_vm_a_from_pu | pf_vm_b_from_pu | pf_vm_c_from_pu | pf_vm_a_to_pu | pf_vm_b_to_pu | pf_vm_c_to_pu | pf_va_a_from_degree | pf_va_b_from_degree | pf_va_c_from_degree | pf_va_a_to_degree | pf_va_b_to_degree | pf_va_c_to_degree
Line0_1_2 | 0 | 0.029037 | 0.030832 | 0 | 0.029037 | 0.030832 | 0 | 0.0067058 | 0.0071203 | 0 | 0.0067058 | 0.0071203 | -1.4523e-08 | 0.0042661 | 0.0048301 | 1.1955e-08 | -0.0042535 | -0.0048108 | -2.059e-08 | 0.0042881 | 0.0048134 | 1.7361e-08 | -0.00427 | -0.0047983 | 0 | -164.2521 | 72.1267 | 0 | 15.7479 | -107.8734 | 0.98734 | 0.90202 | 0.95768 | 0.98677 | 0.89878 | 0.95427 | 1.8349 | -119.1046 | 117.0274 | 1.8377 | -119.141 | 117.0519
Line10_11_12 | 0 | 0 | 0 | 0 | 0 | 0 | 0 | 0 | 0 | 0 | 0 | 0 | -1.455e-08 | -8.7581e-09 | 2.3369e-08 | 1.1988e-08 | 7.4568e-09 | -1.9505e-08 | -1.984e-08 | 2.0759e-08 | -4.5354e-09 | 1.6643e-08 | -1.725e-08 | 3.6065e-09 | 0 | 0 | 0 | 0 | 0 | 0 | 0.98734 | 0.90202 | 0.95768 | 0.98734 | 0.90202 | 0.95768 | 1.8349 | -119.1046 | 117.0274 | 1.8349 | -119.1046 | 117.0274
Line11_12_13 | 0 | 0 | 0 | 0 | 0 | 0 | 0 | 0 | 0 | 0 | 0 | 0 | -1.2125e-08 | -7.2984e-09 | 1.9474e-08 | 9.5632e-09 | 5.9971e-09 | -1.5611e-08 | -1.6533e-08 | 1.7299e-08 | -3.7795e-09 | 1.3337e-08 | -1.379e-08 | 2.8506e-09 | 0 | 0 | 0 | 0 | 0 | 0 | 0.98734 | 0.90202 | 0.95768 | 0.98734 | 0.90202 | 0.95768 | 1.8349 | -119.1046 | 117.0274 | 1.8349 | -119.1046 | 117.0274
Line12_13_15 | 0 | 0 | 0 | 0 | 0 | 0 | 0 | 0 | 0 | 0 | 0 | 0 | -7.2751e-09 | -4.3791e-09 | 1.1684e-08 | 4.7131e-09 | 3.0777e-09 | -7.8211e-09 | -9.9198e-09 | 1.038e-08 | -2.2677e-09 | 6.7233e-09 | -6.8706e-09 | 1.3388e-09 | 0 | 0 | 0 | 0 | 0 | 0 | 0.98734 | 0.90202 | 0.95768 | 0.98734 | 0.90202 | 0.95768 | 1.8349 | -119.1046 | 117.0274 | 1.8349 | -119.1046 | 117.0274
Line13_13_14 | 0 | 0 | 0 | 0 | 0 | 0 | 0 | 0 | 0 | 0 | 0 | 0 | -2.425e-09 | -1.4597e-09 | 3.8948e-09 | -1.3694e-10 | 1.5831e-10 | -3.1466e-11 | -3.3066e-09 | 3.4598e-09 | -7.559e-10 | 1.1012e-10 | 4.91e-11 | -1.73e-10 | 0 | 0 | 0 | 0 | 0 | 0 | 0.98734 | 0.90202 | 0.95768 | 0.98734 | 0.90202 | 0.95768 | 1.8349 | -119.1046 | 117.0274 | 1.8349 | -119.1046 | 117.0274
Line14_15_16 | 0 | 0 | 0 | 0 | 0 | 0 | 0 | 0 | 0 | 0 | 0 | 0 | -4.8501e-09 | -2.9194e-09 | 7.7896e-09 | 2.2881e-09 | 1.618e-09 | -3.9263e-09 | -6.6132e-09 | 6.9197e-09 | -1.5118e-09 | 3.4167e-09 | -3.4107e-09 | 5.829e-10 | 0 | 0 | 0 | 0 | 0 | 0 | 0.98734 | 0.90202 | 0.95768 | 0.98734 | 0.90202 | 0.95768 | 1.8349 | -119.1046 | 117.0274 | 1.8349 | -119.1046 | 117.0274
Line15_16_17 | 0 | 0 | 0 | 0 | 0 | 0 | 0 | 0 | 0 | 0 | 0 | 0 | -2.425e-09 | -1.4597e-09 | 3.8948e-09 | -1.3694e-10 | 1.5831e-10 | -3.1466e-11 | -3.3066e-09 | 3.4598e-09 | -7.559e-10 | 1.1012e-10 | 4.91e-11 | -1.73e-10 | 0 | 0 | 0 | 0 | 0 | 0 | 0.98734 | 0.90202 | 0.95768 | 0.98734 | 0.90202 | 0.95768 | 1.8349 | -119.1046 | 117.0274 | 1.8349 | -119.1046 | 117.0274
Line16_4_18 | 0 | 0 | 0 | 0 | 0 | 0 | 0 | 0 | 0 | 0 | 0 | 0 | -2.425e-09 | -1.4597e-09 | 3.8948e-09 | -1.3694e-10 | 1.5831e-10 | -3.1466e-11 | -3.3066e-09 | 3.4598e-09 | -7.559e-10 | 1.1012e-10 | 4.91e-11 | -1.73e-10 | 0 | 0 | 0 | 0 | 0 | 0 | 0.98734 | 0.90202 | 0.95768 | 0.98734 | 0.90202 | 0.95768 | 1.8349 | -119.1046 | 117.0274 | 1.8349 | -119.1046 | 117.0274
Line17_5_19 | 0 | 0 | 0 | 0 | 0 | 0 | 0 | 0 | 0 | 0 | 0 | 0 | -2.425e-09 | -1.4597e-09 | 3.8948e-09 | -1.3694e-10 | 1.5831e-10 | -3.1466e-11 | -3.3066e-09 | 3.4598e-09 | -7.559e-10 | 1.1012e-10 | 4.91e-11 | -1.73e-10 | 0 | 0 | 0 | 0 | 0 | 0 | 0.98734 | 0.90202 | 0.95768 | 0.98734 | 0.90202 | 0.95768 | 1.8349 | -119.1046 | 117.0274 | 1.8349 | -119.1046 | 117.0274
Line1_1_3 | 0 | 0 | 0 | 0 | 0 | 0 | 0 | 0 | 0 | 0 | 0 | 0 | -1.94e-08 | -1.1677e-08 | 3.1158e-08 | 1.6838e-08 | 1.0376e-08 | -2.7295e-08 | -2.6453e-08 | 2.7679e-08 | -6.0472e-09 | 2.3256e-08 | -2.417e-08 | 5.1183e-09 | 0 | 0 | 0 | 0 | 0 | 0 | 0.98734 | 0.90202 | 0.95768 | 0.98734 | 0.90202 | 0.95768 | 1.8349 | -119.1046 | 117.0274 | 1.8349 | -119.1046 | 117.0274
Line2_1_4 | 0 | 0 | 0 | 0 | 0 | 0 | 0 | 0 | 0 | 0 | 0 | 0 | -4.8501e-09 | -2.9194e-09 | 7.7896e-09 | 2.2881e-09 | 1.618e-09 | -3.9263e-09 | -6.6132e-09 | 6.9197e-09 | -1.5118e-09 | 3.4167e-09 | -3.4107e-09 | 5.829e-10 | 0 | 0 | 0 | 0 | 0 | 0 | 0.98734 | 0.90202 | 0.95768 | 0.98734 | 0.90202 | 0.95768 | 1.8349 | -119.1046 | 117.0274 | 1.8349 | -119.1046 | 117.0274
Line3_1_5 | 0 | 0 | 0 | 0 | 0 | 0 | 0 | 0 | 0 | 0 | 0 | 0 | -4.8501e-09 | -2.9194e-09 | 7.7896e-09 | 2.2881e-09 | 1.618e-09 | -3.9263e-09 | -6.6132e-09 | 6.9197e-09 | -1.5118e-09 | 3.4167e-09 | -3.4107e-09 | 5.829e-10 | 0 | 0 | 0 | 0 | 0 | 0 | 0.98734 | 0.90202 | 0.95768 | 0.98734 | 0.90202 | 0.95768 | 1.8349 | -119.1046 | 117.0274 | 1.8349 | -119.1046 | 117.0274
Line4_2_6 | 0 | 0.029037 | 0.030832 | 0 | 0.029037 | 0.030832 | 0 | 0.0067058 | 0.0071203 | 0 | 0.0067058 | 0.0071203 | -1.209e-08 | 0.0042535 | 0.0048108 | 9.5292e-09 | -0.0042409 | -0.0047915 | -1.7251e-08 | 0.00427 | 0.0047983 | 1.3978e-08 | -0.0042519 | -0.0047831 | 0 | -164.2521 | 72.1266 | 0 | 15.7479 | -107.8734 | 0.98677 | 0.89878 | 0.95427 | 0.98621 | 0.89554 | 0.95085 | 1.8377 | -119.141 | 117.0519 | 1.8406 | -119.1777 | 117.0766
Line5_6_7 | 0 | 0.029037 | 0.030832 | 0 | 0.029037 | 0.030832 | 0 | 0.0067058 | 0.0071203 | 0 | 0.0067058 | 0.0071203 | -9.6619e-09 | 0.0042409 | 0.0047915 | 7.1087e-09 | -0.0042283 | -0.0047722 | -1.3868e-08 | 0.0042519 | 0.0047831 | 1.0553e-08 | -0.0042338 | -0.004768 | 0 | -164.2521 | 72.1266 | 0 | 15.748 | -107.8734 | 0.98621 | 0.89554 | 0.95085 | 0.98564 | 0.89231 | 0.94744 | 1.8406 | -119.1777 | 117.0766 | 1.8434 | -119.2147 | 117.1015
Line6_7_8 | 0 | 0.029037 | 0.030832 | 0 | 0.029037 | 0.030832 | 0 | 0.0067058 | 0.0071203 | 0 | 0.0067058 | 0.0071202 | -7.2393e-09 | 0.0042283 | 0.0047722 | 4.6933e-09 | -0.0042157 | -0.0047529 | -1.0442e-08 | 0.0042338 | 0.004768 | 7.0838e-09 | -0.0042157 | -0.0047529 | 0 | -164.252 | 72.1266 | 0 | 15.748 | -107.8734 | 0.98564 | 0.89231 | 0.94744 | 0.98508 | 0.88907 | 0.94402 | 1.8434 | -119.2147 | 117.1015 | 1.8462 | -119.2519 | 117.1265
Line7_8_9 | 0 | 0 | 0 | 0 | 0 | 0 | 0 | 0 | 0 | 0 | 0 | 0 | -2.4109e-09 | -1.6237e-09 | 3.9482e-09 | -1.2849e-10 | 1.9835e-10 | 1.6565e-11 | -3.4866e-09 | 3.4959e-09 | -6.5397e-10 | 1.1055e-10 | 4.0434e-11 | -1.6485e-10 | 0 | 0 | 0 | 0 | 0 | 0 | 0.98508 | 0.88907 | 0.94402 | 0.98508 | 0.88907 | 0.94402 | 1.8462 | -119.2519 | 117.1265 | 1.8462 | -119.2519 | 117.1265
Line8_8_10 | 0 | 0 | 0 | 0 | 0 | 0 | 0 | 0 | 0 | 0 | 0 | 0 | -2.4109e-09 | -1.6237e-09 | 3.9482e-09 | -1.2849e-10 | 1.9835e-10 | 1.6565e-11 | -3.4866e-09 | 3.4959e-09 | -6.5397e-10 | 1.1055e-10 | 4.0434e-11 | -1.6485e-10 | 0 | 0 | 0 | 0 | 0 | 0 | 0.98508 | 0.88907 | 0.94402 | 0.98508 | 0.88907 | 0.94402 | 1.8462 | -119.2519 | 117.1265 | 1.8462 | -119.2519 | 117.1265
Line9_3_11 | 0 | 0 | 0 | 0 | 0 | 0 | 0 | 0 | 0 | 0 | 0 | 0 | -1.6975e-08 | -1.0218e-08 | 2.7264e-08 | 1.4413e-08 | 8.9164e-09 | -2.34e-08 | -2.3146e-08 | 2.4219e-08 | -5.2913e-09 | 1.995e-08 | -2.071e-08 | 4.3624e-09 | 0 | 0 | 0 | 0 | 0 | 0 | 0.98734 | 0.90202 | 0.95768 | 0.98734 | 0.90202 | 0.95768 | 1.8349 | -119.1046 | 117.0274 | 1.8349 | -119.1046 | 117.0274

## LLG_min_fault_10
name | pf_ikss_a_from_ka | pf_ikss_b_from_ka | pf_ikss_c_from_ka | pf_ikss_a_to_ka | pf_ikss_b_to_ka | pf_ikss_c_to_ka | pf_skss_a_from_mw | pf_skss_b_from_mw | pf_skss_c_from_mw | pf_skss_a_to_mw | pf_skss_b_to_mw | pf_skss_c_to_mw | pf_p_a_from_mw | pf_p_b_from_mw | pf_p_c_from_mw | pf_p_a_to_mw | pf_p_b_to_mw | pf_p_c_to_mw | pf_q_a_from_mvar | pf_q_b_from_mvar | pf_q_c_from_mvar | pf_q_a_to_mvar | pf_q_b_to_mvar | pf_q_c_to_mvar | pf_ikss_a_from_degree | pf_ikss_b_from_degree | pf_ikss_c_from_degree | pf_ikss_a_to_degree | pf_ikss_b_to_degree | pf_ikss_c_to_degree | pf_vm_a_from_pu | pf_vm_b_from_pu | pf_vm_c_from_pu | pf_vm_a_to_pu | pf_vm_b_to_pu | pf_vm_c_to_pu | pf_va_a_from_degree | pf_va_b_from_degree | pf_va_c_from_degree | pf_va_a_to_degree | pf_va_b_to_degree | pf_va_c_to_degree
Line0_1_2 | 0 | 0.027509 | 0.029209 | 0 | 0.027509 | 0.029209 | 0 | 0.0063529 | 0.0067455 | 0 | 0.0063529 | 0.0067455 | -1.3034e-08 | 0.0038289 | 0.004335 | 1.073e-08 | -0.0038176 | -0.0043177 | -1.848e-08 | 0.0038486 | 0.00432 | 1.5582e-08 | -0.0038324 | -0.0043065 | 0 | -164.2521 | 72.1267 | 0 | 15.7479 | -107.8734 | 0.93537 | 0.85454 | 0.90728 | 0.93484 | 0.85148 | 0.90404 | 1.8349 | -119.1046 | 117.0274 | 1.8377 | -119.141 | 117.0519
Line10_11_12 | 0 | 0 | 0 | 0 | 0 | 0 | 0 | 0 | 0 | 0 | 0 | 0 | -1.3059e-08 | -7.8605e-09 | 2.0974e-08 | 1.0759e-08 | 6.6925e-09 | -1.7506e-08 | -1.7806e-08 | 1.8631e-08 | -4.0705e-09 | 1.4937e-08 | -1.5482e-08 | 3.2369e-09 | 0 | 0 | 0 | 0 | 0 | 0 | 0.93537 | 0.85454 | 0.90728 | 0.93537 | 0.85454 | 0.90728 | 1.8349 | -119.1046 | 117.0274 | 1.8349 | -119.1046 | 117.0274
Line11_12_13 | 0 | 0 | 0 | 0 | 0 | 0 | 0 | 0 | 0 | 0 | 0 | 0 | -1.0882e-08 | -6.5504e-09 | 1.7478e-08 | 8.583e-09 | 5.3824e-09 | -1.4011e-08 | -1.4839e-08 | 1.5526e-08 | -3.3921e-09 | 1.197e-08 | -1.2377e-08 | 2.5584e-09 | 0 | 0 | 0 | 0 | 0 | 0 | 0.93537 | 0.85454 | 0.90728 | 0.93537 | 0.85454 | 0.90728 | 1.8349 | -119.1046 | 117.0274 | 1.8349 | -119.1046 | 117.0274
Line12_13_15 | 0 | 0 | 0 | 0 | 0 | 0 | 0 | 0 | 0 | 0 | 0 | 0 | -6.5294e-09 | -3.9302e-09 | 1.0487e-08 | 4.2301e-09 | 2.7622e-09 | -7.0195e-09 | -8.9031e-09 | 9.3157e-09 | -2.0353e-09 | 6.0342e-09 | -6.1664e-09 | 1.2016e-09 | 0 | 0 | 0 | 0 | 0 | 0 | 0.93537 | 0.85454 | 0.90728 | 0.93537 | 0.85454 | 0.90728 | 1.8349 | -119.1046 | 117.0274 | 1.8349 | -119.1046 | 117.0274
Line13_13_14 | 0 | 0 | 0 | 0 | 0 | 0 | 0 | 0 | 0 | 0 | 0 | 0 | -2.1765e-09 | -1.3101e-09 | 3.4956e-09 | -1.229e-10 | 1.4209e-10 | -2.8241e-11 | -2.9677e-09 | 3.1052e-09 | -6.7842e-10 | 9.8835e-11 | 4.4068e-11 | -1.5527e-10 | 0 | 0 | 0 | 0 | 0 | 0 | 0.93537 | 0.85454 | 0.90728 | 0.93537 | 0.85454 | 0.90728 | 1.8349 | -119.1046 | 117.0274 | 1.8349 | -119.1046 | 117.0274
Line14_15_16 | 0 | 0 | 0 | 0 | 0 | 0 | 0 | 0 | 0 | 0 | 0 | 0 | -4.353e-09 | -2.6202e-09 | 6.9912e-09 | 2.0536e-09 | 1.4522e-09 | -3.5239e-09 | -5.9354e-09 | 6.2105e-09 | -1.3568e-09 | 3.0665e-09 | -3.0612e-09 | 5.2316e-10 | 0 | 0 | 0 | 0 | 0 | 0 | 0.93537 | 0.85454 | 0.90728 | 0.93537 | 0.85454 | 0.90728 | 1.8349 | -119.1046 | 117.0274 | 1.8349 | -119.1046 | 117.0274
Line15_16_17 | 0 | 0 | 0 | 0 | 0 | 0 | 0 | 0 | 0 | 0 | 0 | 0 | -2.1765e-09 | -1.3101e-09 | 3.4956e-09 | -1.229e-10 | 1.4209e-10 | -2.8241e-11 | -2.9677e-09 | 3.1052e-09 | -6.7842e-10 | 9.8835e-11 | 4.4068e-11 | -1.5527e-10 | 0 | 0 | 0 | 0 | 0 | 0 | 0.93537 | 0.85454 | 0.90728 | 0.93537 | 0.85454 | 0.90728 | 1.8349 | -119.1046 | 117.0274 | 1.8349 | -119.1046 | 117.0274
Line16_4_18 | 0 | 0 | 0 | 0 | 0 | 0 | 0 | 0 | 0 | 0 | 0 | 0 | -2.1765e-09 | -1.3101e-09 | 3.4956e-09 | -1.229e-10 | 1.4209e-10 | -2.8241e-11 | -2.9677e-09 | 3.1052e-09 | -6.7842e-10 | 9.8835e-11 | 4.4068e-11 | -1.5527e-10 | 0 | 0 | 0 | 0 | 0 | 0 | 0.93537 | 0.85454 | 0.90728 | 0.93537 | 0.85454 | 0.90728 | 1.8349 | -119.1046 | 117.0274 | 1.8349 | -119.1046 | 117.0274
Line17_5_19 | 0 | 0 | 0 | 0 | 0 | 0 | 0 | 0 | 0 | 0 | 0 | 0 | -2.1765e-09 | -1.3101e-09 | 3.4956e-09 | -1.229e-10 | 1.4209e-10 | -2.8241e-11 | -2.9677e-09 | 3.1052e-09 | -6.7842e-10 | 9.8835e-11 | 4.4068e-11 | -1.5527e-10 | 0 | 0 | 0 | 0 | 0 | 0 | 0.93537 | 0.85454 | 0.90728 | 0.93537 | 0.85454 | 0.90728 | 1.8349 | -119.1046 | 117.0274 | 1.8349 | -119.1046 | 117.0274
Line1_1_3 | 0 | 0 | 0 | 0 | 0 | 0 | 0 | 0 | 0 | 0 | 0 | 0 | -1.7412e-08 | -1.0481e-08 | 2.7965e-08 | 1.5112e-08 | 9.3126e-09 | -2.4498e-08 | -2.3742e-08 | 2.4842e-08 | -5.4274e-09 | 2.0873e-08 | -2.1693e-08 | 4.5937e-09 | 0 | 0 | 0 | 0 | 0 | 0 | 0.93537 | 0.85454 | 0.90728 | 0.93537 | 0.85454 | 0.90728 | 1.8349 | -119.1046 | 117.0274 | 1.8349 | -119.1046 | 117.0274
Line2_1_4 | 0 | 0 | 0 | 0 | 0 | 0 | 0 | 0 | 0 | 0 | 0 | 0 | -4.353e-09 | -2.6202e-09 | 6.9912e-09 | 2.0536e-09 | 1.4522e-09 | -3.5239e-09 | -5.9354e-09 | 6.2105e-09 | -1.3568e-09 | 3.0665e-09 | -3.0612e-09 | 5.2316e-10 | 0 | 0 | 0 | 0 | 0 | 0 | 0.93537 | 0.85454 | 0.90728 | 0.93537 | 0.85454 | 0.90728 | 1.8349 | -119.1046 | 117.0274 | 1.8349 | -119.1046 | 117.0274
Line3_1_5 | 0 | 0 | 0 | 0 | 0 | 0 | 0 | 0 | 0 | 0 | 0 | 0 | -4.353e-09 | -2.6202e-09 | 6.9912e-09 | 2.0536e-09 | 1.4522e-09 | -3.5239e-09 | -5.9354e-09 | 6.2105e-09 | -1.3568e-09 | 3.0665e-09 | -3.0612e-09 | 5.2316e-10 | 0 | 0 | 0 | 0 | 0 | 0 | 0.93537 | 0.85454 | 0.90728 | 0.93537 | 0.85454 | 0.90728 | 1.8349 | -119.1046 | 117.0274 | 1.8349 | -119.1046 | 117.0274
Line4_2_6 | 0 | 0.027509 | 0.029209 | 0 | 0.027509 | 0.029209 | 0 | 0.0063529 | 0.0067455 | 0 | 0.0063529 | 0.0067455 | -1.0851e-08 | 0.0038176 | 0.0043177 | 8.5526e-09 | -0.0038063 | -0.0043004 | -1.5483e-08 | 0.0038324 | 0.0043065 | 1.2546e-08 | -0.0038161 | -0.0042929 | 0 | -164.2521 | 72.1266 | 0 | 15.7479 | -107.8734 | 0.93484 | 0.85148 | 0.90404 | 0.9343 | 0.84841 | 0.90081 | 1.8377 | -119.141 | 117.0519 | 1.8406 | -119.1777 | 117.0766
Line5_6_7 | 0 | 0.027509 | 0.029209 | 0 | 0.027509 | 0.029209 | 0 | 0.0063529 | 0.0067455 | 0 | 0.0063529 | 0.0067455 | -8.6717e-09 | 0.0038063 | 0.0043004 | 6.3801e-09 | -0.003795 | -0.0042831 | -1.2447e-08 | 0.0038161 | 0.0042929 | 9.471e-09 | -0.0037999 | -0.0042793 | 0 | -164.2521 | 72.1266 | 0 | 15.748 | -107.8734 | 0.9343 | 0.84841 | 0.90081 | 0.93377 | 0.84535 | 0.89757 | 1.8406 | -119.1777 | 117.0766 | 1.8434 | -119.2147 | 117.1015
Line6_7_8 | 0 | 0.027509 | 0.029209 | 0 | 0.027509 | 0.029209 | 0 | 0.0063529 | 0.0067455 | 0 | 0.0063529 | 0.0067455 | -6.4973e-09 | 0.003795 | 0.0042831 | 4.2122e-09 | -0.0037837 | -0.0042658 | -9.3719e-09 | 0.0037999 | 0.0042793 | 6.3577e-09 | -0.0037837 | -0.0042658 | 0 | -164.252 | 72.1266 | 0 | 15.748 | -107.8734 | 0.93377 | 0.84535 | 0.89757 | 0.93323 | 0.84228 | 0.89433 | 1.8434 | -119.2147 | 117.1015 | 1.8462 | -119.2519 | 117.1265
Line7_8_9 | 0 | 0 | 0 | 0 | 0 | 0 | 0 | 0 | 0 | 0 | 0 | 0 | -2.1638e-09 | -1.4573e-09 | 3.5435e-09 | -1.1532e-10 | 1.7802e-10 | 1.4867e-11 | -3.1293e-09 | 3.1376e-09 | -5.8694e-10 | 9.9218e-11 | 3.6289e-11 | -1.4795e-10 | 0 | 0 | 0 | 0 | 0 | 0 | 0.93323 | 0.84228 | 0.89433 | 0.93323 | 0.84228 | 0.89433 | 1.8462 | -119.2519 | 117.1265 | 1.8462 | -119.2519 | 117.1265
Line8_8_10 | 0 | 0 | 0 | 0 | 0 | 0 | 0 | 0 | 0 | 0 | 0 | 0 | -2.1638e-09 | -1.4573e-09 | 3.5435e-09 | -1.1532e-10 | 1.7802e-10 | 1.4867e-11 | -3.1293e-09 | 3.1376e-09 | -5.8694e-10 | 9.9218e-11 | 3.6289e-11 | -1.4795e-10 | 0 | 0 | 0 | 0 | 0 | 0 | 0.93323 | 0.84228 | 0.89433 | 0.93323 | 0.84228 | 0.89433 | 1.8462 | -119.2519 | 117.1265 | 1.8462 | -119.2519 | 117.1265
Line9_3_11 | 0 | 0 | 0 | 0 | 0 | 0 | 0 | 0 | 0 | 0 | 0 | 0 | -1.5235e-08 | -9.1706e-09 | 2.4469e-08 | 1.2936e-08 | 8.0026e-09 | -2.1002e-08 | -2.0774e-08 | 2.1737e-08 | -4.749e-09 | 1.7905e-08 | -1.8587e-08 | 3.9153e-09 | 0 | 0 | 0 | 0 | 0 | 0 | 0.93537 | 0.85454 | 0.90728 | 0.93537 | 0.85454 | 0.90728 | 1.8349 | -119.1046 | 117.0274 | 1.8349 | -119.1046 | 117.0274