## LLL_max_6
name | pf_ikss_from_ka | pf_ikss_to_ka | pf_ip_from_ka | pf_ip_to_ka | pf_skss_from_mw | pf_skss_to_mw | pf_p_from_mw | pf_p_to_mw | pf_q_from_mvar | pf_q_to_mvar | pf_ikss_from_degree | pf_ikss_to_degree | pf_vm_from_pu | pf_vm_to_pu | pf_va_from_degree | pf_va_to_degree
Line0_1_2 | 0 | 0 | 0 | 0 | 0 | 0 | 0 | 0 | 0 | 0 | 0 | 0 | 0.71886 | 0.71886 | -7.0331 | -7.0331
Line10_11_12 | 0 | 0 | 0 | 0 | 0 | 0 | 0 | 0 | 0 | 0 | 0 | 0 | 0.71886 | 0.71886 | -7.0331 | -7.0331
Line11_12_13 | 0 | 0 | 0 | 0 | 0 | 0 | 0 | 0 | 0 | 0 | 0 | 0 | 0.71886 | 0.71886 | -7.0331 | -7.0331
Line12_13_15 | 0 | 0 | 0 | 0 | 0 | 0 | 0 | 0 | 0 | 0 | 0 | 0 | 0.71886 | 0.71886 | -7.0331 | -7.0331
Line13_13_14 | 0 | 0 | 0 | 0 | 0 | 0 | 0 | 0 | 0 | 0 | 0 | 0 | 0.71886 | 0.71886 | -7.0331 | -7.0331
Line14_15_16 | 0 | 0 | 0 | 0 | 0 | 0 | 0 | 0 | 0 | 0 | 0 | 0 | 0.71886 | 0.71886 | -7.0331 | -7.0331
Line15_16_17 | 0 | 0 | 0 | 0 | 0 | 0 | 0 | 0 | 0 | 0 | 0 | 0 | 0.71886 | 0.71886 | -7.0331 | -7.0331
Line16_4_18 | 3.9745 | 3.9745 | 0 | 7.6256 | 2.7536 | 2.7536 | 0.47391 | -1e-07 | 0.94782 | -1e-07 | -70.3915 | 109.6085 | 0.38483 | 0 | -6.9566 | 0
Line17_5_19 | 0 | 0 | 0 | 0 | 0 | 0 | 0 | 0 | 0 | 0 | 0 | 0 | 0.71886 | 0.71886 | -7.0331 | -7.0331
Line1_1_3 | 0 | 0 | 0 | 0 | 0 | 0 | 0 | 0 | 0 | 0 | 0 | 0 | 0.71886 | 0.71886 | -7.0331 | -7.0331
Line2_1_4 | 3.4498 | 3.4498 | 0 | 0 | 2.3901 | 2.3901 | 0.76603 | -0.40898 | 1.538 | -0.82387 | -70.5561 | 109.4439 | 0.71886 | 0.38483 | -7.0331 | -6.9566
Line3_1_5 | 0 | 0 | 0 | 0 | 0 | 0 | 0 | 0 | 0 | 0 | 0 | 0 | 0.71886 | 0.71886 | -7.0331 | -7.0331
Line4_2_6 | 0 | 0 | 0 | 0 | 0 | 0 | 0 | 0 | 0 | 0 | 0 | 0 | 0.71886 | 0.71886 | -7.0331 | -7.0331
Line5_6_7 | 0 | 0 | 0 | 0 | 0 | 0 | 0 | 0 | 0 | 0 | 0 | 0 | 0.71886 | 0.71886 | -7.0331 | -7.0331
Line6_7_8 | 0 | 0 | 0 | 0 | 0 | 0 | 0 | 0 | 0 | 0 | 0 | 0 | 0.71886 | 0.71886 | -7.0331 | -7.0331
Line7_8_9 | 0 | 0 | 0 | 0 | 0 | 0 | 0 | 0 | 0 | 0 | 0 | 0 | 0.71886 | 0.71886 | -7.0331 | -7.0331
Line8_8_10 | 0 | 0 | 0 | 0 | 0 | 0 | 0 | 0 | 0 | 0 | 0 | 0 | 0.71886 | 0.71886 | -7.0331 | -7.0331
Line9_3_11 | 0 | 0 | 0 | 0 | 0 | 0 | 0 | 0 | 0 | 0 | 0 | 0 | 0.71886 | 0.71886 | -7.0331 | -7.0331

## LLL_max_10
name | pf_ikss_from_ka | pf_ikss_to_ka | pf_ip_from_ka | pf_ip_to_ka | pf_skss_from_mw | pf_skss_to_mw | pf_p_from_mw | pf_p_to_mw | pf_q_from_mvar | pf_q_to_mvar | pf_ikss_from_degree | pf_ikss_to_degree | pf_vm_from_pu | pf_vm_to_pu | pf_va_from_degree | pf_va_to_degree
Line0_1_2 | 0 | 0 | 0 | 0 | 0 | 0 | 0 | 0 | 0 | 0 | 0 | 0 | 0.74144 | 0.74144 | -7.2593 | -7.2593
Line10_11_12 | 0 | 0 | 0 | 0 | 0 | 0 | 0 | 0 | 0 | 0 | 0 | 0 | 0.74144 | 0.74144 | -7.2593 | -7.2593
Line11_12_13 | 0 | 0 | 0 | 0 | 0 | 0 | 0 | 0 | 0 | 0 | 0 | 0 | 0.74144 | 0.74144 | -7.2593 | -7.2593
Line12_13_15 | 0 | 0 | 0 | 0 | 0 | 0 | 0 | 0 | 0 | 0 | 0 | 0 | 0.74144 | 0.74144 | -7.2593 | -7.2593
Line13_13_14 | 0 | 0 | 0 | 0 | 0 | 0 | 0 | 0 | 0 | 0 | 0 | 0 | 0.74144 | 0.74144 | -7.2593 | -7.2593
Line14_15_16 | 0 | 0 | 0 | 0 | 0 | 0 | 0 | 0 | 0 | 0 | 0 | 0 | 0.74144 | 0.74144 | -7.2593 | -7.2593
Line15_16_17 | 0 | 0 | 0 | 0 | 0 | 0 | 0 | 0 | 0 | 0 | 0 | 0 | 0.74144 | 0.74144 | -7.2593 | -7.2593
Line16_4_18 | 4.0937 | 4.0937 | 0 | 7.879 | 2.8362 | 2.8362 | 0.50276 | -1e-07 | 1.0055 | -1e-07 | -70.6038 | 109.3962 | 0.39637 | 0 | -7.1689 | 0
Line17_5_19 | 0 | 0 | 0 | 0 | 0 | 0 | 0 | 0 | 0 | 0 | 0 | 0 | 0.74144 | 0.74144 | -7.2593 | -7.2593
Line1_1_3 | 0 | 0 | 0 | 0 | 0 | 0 | 0 | 0 | 0 | 0 | 0 | 0 | 0.74144 | 0.74144 | -7.2593 | -7.2593
Line2_1_4 | 3.5639 | 3.5639 | 0 | 0 | 2.4691 | 2.4691 | 0.81575 | -0.43472 | 1.6389 | -0.87685 | -70.7981 | 109.2019 | 0.74144 | 0.39637 | -7.2593 | -7.1689
Line3_1_5 | 0 | 0 | 0 | 0 | 0 | 0 | 0 | 0 | 0 | 0 | 0 | 0 | 0.74144 | 0.74144 | -7.2593 | -7.2593
Line4_2_6 | 0 | 0 | 0 | 0 | 0 | 0 | 0 | 0 | 0 | 0 | 0 | 0 | 0.74144 | 0.74144 | -7.2593 | -7.2593
Line5_6_7 | 0 | 0 | 0 | 0 | 0 | 0 | 0 | 0 | 0 | 0 | 0 | 0 | 0.74144 | 0.74144 | -7.2593 | -7.2593
Line6_7_8 | 0 | 0 | 0 | 0 | 0 | 0 | 0 | 0 | 0 | 0 | 0 | 0 | 0.74144 | 0.74144 | -7.2593 | -7.2593
Line7_8_9 | 0 | 0 | 0 | 0 | 0 | 0 | 0 | 0 | 0 | 0 | 0 | 0 | 0.74144 | 0.74144 | -7.2593 | -7.2593
Line8_8_10 | 0 | 0 | 0 | 0 | 0 | 0 | 0 | 0 | 0 | 0 | 0 | 0 | 0.74144 | 0.74144 | -7.2593 | -7.2593
Line9_3_11 | 0 | 0 | 0 | 0 | 0 | 0 | 0 | 0 | 0 | 0 | 0 | 0 | 0.74144 | 0.74144 | -7.2593 | -7.2593

## LLL_max_fault_6
name | pf_ikss_from_ka | pf_ikss_to_ka | pf_ip_from_ka | pf_ip_to_ka | pf_skss_from_mw | pf_skss_to_mw | pf_p_from_mw | pf_p_to_mw | pf_q_from_mvar | pf_q_to_mvar | pf_ikss_from_degree | pf_ikss_to_degree | pf_vm_from_pu | pf_vm_to_pu | pf_va_from_degree | pf_va_to_degree
Line0_1_2 | 0 | 0 | 0 | 0 | 0 | 0 | 0 | 0 | 0 | 0 | 0 | 0 | 1.0477 | 1.0477 | -0.10434 | -0.10434
Line10_11_12 | 0 | 0 | 0 | 0 | 0 | 0 | 0 | 0 | 0 | 0 | 0 | 0 | 1.0477 | 1.0477 | -0.10434 | -0.10434
Line11_12_13 | 0 | 0 | 0 | 0 | 0 | 0 | 0 | 0 | 0 | 0 | 0 | 0 | 1.0477 | 1.0477 | -0.10434 | -0.10434
Line12_13_15 | 0 | 0 | 0 | 0 | 0 | 0 | 0 | 0 | 0 | 0 | 0 | 0 | 1.0477 | 1.0477 | -0.10434 | -0.10434
Line13_13_14 | 0 | 0 | 0 | 0 | 0 | 0 | 0 | 0 | 0 | 0 | 0 | 0 | 1.0477 | 1.0477 | -0.10434 | -0.10434
Line14_15_16 | 0 | 0 | 0 | 0 | 0 | 0 | 0 | 0 | 0 | 0 | 0 | 0 | 1.0477 | 1.0477 | -0.10434 | -0.10434
Line15_16_17 | 0 | 0 | 0 | 0 | 0 | 0 | 0 | 0 | 0 | 0 | 0 | 0 | 1.0477 | 1.0477 | -0.10434 | -0.10434
Line16_4_18 | 0.034027 | 0.034027 | 0 | 0.065285 | 0.023575 | 0.023575 | 0.017403 | -0.017368 | 0.017437 | -0.017368 | -45.2103 | 134.7897 | 1.045 | 1.0419 | -0.15322 | -0.21034
Line17_5_19 | 0 | 0 | 0 | 0 | 0 | 0 | 0 | 0 | 0 | 0 | 0 | 0 | 1.0477 | 1.0477 | -0.10434 | -0.10434
Line1_1_3 | 0 | 0 | 0 | 0 | 0 | 0 | 0 | 0 | 0 | 0 | 0 | 0 | 1.0477 | 1.0477 | -0.10434 | -0.10434
Line2_1_4 | 0.029535 | 0.029535 | 0 | 0 | 0.020463 | 0.020463 | 0.015088 | -0.015062 | 0.015231 | -0.015179 | -45.3749 | 134.6251 | 1.0477 | 1.045 | -0.10434 | -0.15322
Line3_1_5 | 0 | 0 | 0 | 0 | 0 | 0 | 0 | 0 | 0 | 0 | 0 | 0 | 1.0477 | 1.0477 | -0.10434 | -0.10434
Line4_2_6 | 0 | 0 | 0 | 0 | 0 | 0 | 0 | 0 | 0 | 0 | 0 | 0 | 1.0477 | 1.0477 | -0.10434 | -0.10434
Line5_6_7 | 0 | 0 | 0 | 0 | 0 | 0 | 0 | 0 | 0 | 0 | 0 | 0 | 1.0477 | 1.0477 | -0.10434 | -0.10434
Line6_7_8 | 0 | 0 | 0 | 0 | 0 | 0 | 0 | 0 | 0 | 0 | 0 | 0 | 1.0477 | 1.0477 | -0.10434 | -0.10434
Line7_8_9 | 0 | 0 | 0 | 0 | 0 | 0 | 0 | 0 | 0 | 0 | 0 | 0 | 1.0477 | 1.0477 | -0.10434 | -0.10434
Line8_8_10 | 0 | 0 | 0 | 0 | 0 | 0 | 0 | 0 | 0 | 0 | 0 | 0 | 1.0477 | 1.0477 | -0.10434 | -0.10434
Line9_3_11 | 0 | 0 | 0 | 0 | 0 | 0 | 0 | 0 | 0 | 0 | 0 | 0 | 1.0477 | 1.0477 | -0.10434 | -0.10434

## LLL_max_fault_10
name | pf_ikss_from_ka | pf_ikss_to_ka | pf_ip_from_ka | pf_ip_to_ka | pf_skss_from_mw | pf_skss_to_mw | pf_p_from_mw | pf_p_to_mw | pf_q_from_mvar | pf_q_to_mvar | pf_ikss_from_degree | pf_ikss_to_degree | pf_vm_from_pu | pf_vm_to_pu | pf_va_from_degree | pf_va_to_degree
Line0_1_2 | 0 | 0 | 0 | 0 | 0 | 0 | 0 | 0 | 0 | 0 | 0 | 0 | 1.0975 | 1.0975 | -0.10951 | -0.10951
Line10_11_12 | 0 | 0 | 0 | 0 | 0 | 0 | 0 | 0 | 0 | 0 | 0 | 0 | 1.0975 | 1.0975 | -0.10951 | -0.10951
Line11_12_13 | 0 | 0 | 0 | 0 | 0 | 0 | 0 | 0 | 0 | 0 | 0 | 0 | 1.0975 | 1.0975 | -0.10951 | -0.10951
Line12_13_15 | 0 | 0 | 0 | 0 | 0 | 0 | 0 | 0 | 0 | 0 | 0 | 0 | 1.0975 | 1.0975 | -0.10951 | -0.10951
Line13_13_14 | 0 | 0 | 0 | 0 | 0 | 0 | 0 | 0 | 0 | 0 | 0 | 0 | 1.0975 | 1.0975 | -0.10951 | -0.10951
Line14_15_16 | 0 | 0 | 0 | 0 | 0 | 0 | 0 | 0 | 0 | 0 | 0 | 0 | 1.0975 | 1.0975 | -0.10951 | -0.10951
Line15_16_17 | 0 | 0 | 0 | 0 | 0 | 0 | 0 | 0 | 0 | 0 | 0 | 0 | 1.0975 | 1.0975 | -0.10951 | -0.10951
Line16_4_18 | 0.035644 | 0.035644 | 0 | 0.068601 | 0.024695 | 0.024695 | 0.019095 | -0.019057 | 0.019133 | -0.019057 | -45.2156 | 134.7844 | 1.0946 | 1.0914 | -0.15846 | -0.21558
Line17_5_19 | 0 | 0 | 0 | 0 | 0 | 0 | 0 | 0 | 0 | 0 | 0 | 0 | 1.0975 | 1.0975 | -0.10951 | -0.10951
Line1_1_3 | 0 | 0 | 0 | 0 | 0 | 0 | 0 | 0 | 0 | 0 | 0 | 0 | 1.0975 | 1.0975 | -0.10951 | -0.10951
Line2_1_4 | 0.03103 | 0.03103 | 0 | 0 | 0.021498 | 0.021498 | 0.016596 | -0.016567 | 0.016771 | -0.016713 | -45.4099 | 134.5901 | 1.0975 | 1.0946 | -0.10951 | -0.15846
Line3_1_5 | 0 | 0 | 0 | 0 | 0 | 0 | 0 | 0 | 0 | 0 | 0 | 0 | 1.0975 | 1.0975 | -0.10951 | -0.10951
Line4_2_6 | 0 | 0 | 0 | 0 | 0 | 0 | 0 | 0 | 0 | 0 | 0 | 0 | 1.0975 | 1.0975 | -0.10951 | -0.10951
Line5_6_7 | 0 | 0 | 0 | 0 | 0 | 0 | 0 | 0 | 0 | 0 | 0 | 0 | 1.0975 | 1.0975 | -0.10951 | -0.10951
Line6_7_8 | 0 | 0 | 0 | 0 | 0 | 0 | 0 | 0 | 0 | 0 | 0 | 0 | 1.0975 | 1.0975 | -0.10951 | -0.10951
Line7_8_9 | 0 | 0 | 0 | 0 | 0 | 0 | 0 | 0 | 0 | 0 | 0 | 0 | 1.0975 | 1.0975 | -0.10951 | -0.10951
Line8_8_10 | 0 | 0 | 0 | 0 | 0 | 0 | 0 | 0 | 0 | 0 | 0 | 0 | 1.0975 | 1.0975 | -0.10951 | -0.10951
Line9_3_11 | 0 | 0 | 0 | 0 | 0 | 0 | 0 | 0 | 0 | 0 | 0 | 0 | 1.0975 | 1.0975 | -0.10951 | -0.10951

## LLL_min_6
name | pf_ikss_from_ka | pf_ikss_to_ka | pf_ip_from_ka | pf_ip_to_ka | pf_skss_from_mw | pf_skss_to_mw | pf_p_from_mw | pf_p_to_mw | pf_q_from_mvar | pf_q_to_mvar | pf_ikss_from_degree | pf_ikss_to_degree | pf_vm_from_pu | pf_vm_to_pu | pf_va_from_degree | pf_va_to_degree
Line0_1_2 | 0 | 0 | 0 | 0 | 0 | 0 | 0 | 0 | 0 | 0 | 0 | 0 | 0.69537 | 0.69537 | -11.5925 | -11.5925
Line10_11_12 | 0 | 0 | 0 | 0 | 0 | 0 | 0 | 0 | 0 | 0 | 0 | 0 | 0.69537 | 0.69537 | -11.5925 | -11.5925
Line11_12_13 | 0 | 0 | 0 | 0 | 0 | 0 | 0 | 0 | 0 | 0 | 0 | 0 | 0.69537 | 0.69537 | -11.5925 | -11.5925
Line12_13_15 | 0 | 0 | 0 | 0 | 0 | 0 | 0 | 0 | 0 | 0 | 0 | 0 | 0.69537 | 0.69537 | -11.5925 | -11.5925
Line13_13_14 | 0 | 0 | 0 | 0 | 0 | 0 | 0 | 0 | 0 | 0 | 0 | 0 | 0.69537 | 0.69537 | -11.5925 | -11.5925
Line14_15_16 | 0 | 0 | 0 | 0 | 0 | 0 | 0 | 0 | 0 | 0 | 0 | 0 | 0.69537 | 0.69537 | -11.5925 | -11.5925
Line15_16_17 | 0 | 0 | 0 | 0 | 0 | 0 | 0 | 0 | 0 | 0 | 0 | 0 | 0.69537 | 0.69537 | -11.5925 | -11.5925
Line16_4_18 | 2.9011 | 2.9011 | 0 | 4.7922 | 2.01 | 2.01 | 0.4848 | -1e-07 | 0.505 | -1e-07 | -57.7772 | 122.2228 | 0.34828 | 0 | -11.608 | 0
Line17_5_19 | 0 | 0 | 0 | 0 | 0 | 0 | 0 | 0 | 0 | 0 | 0 | 0 | 0.69537 | 0.69537 | -11.5925 | -11.5925
Line1_1_3 | 0 | 0 | 0 | 0 | 0 | 0 | 0 | 0 | 0 | 0 | 0 | 0 | 0.69537 | 0.69537 | -11.5925 | -11.5925
Line2_1_4 | 2.8912 | 2.8912 | 0 | 0 | 2.0031 | 2.0031 | 0.96488 | -0.48341 | 1.0045 | -0.503 | -57.746 | 122.254 | 0.69537 | 0.34828 | -11.5925 | -11.608
Line3_1_5 | 0 | 0 | 0 | 0 | 0 | 0 | 0 | 0 | 0 | 0 | 0 | 0 | 0.69537 | 0.69537 | -11.5925 | -11.5925
Line4_2_6 | 0 | 0 | 0 | 0 | 0 | 0 | 0 | 0 | 0 | 0 | 0 | 0 | 0.69537 | 0.69537 | -11.5925 | -11.5925
Line5_6_7 | 0 | 0 | 0 | 0 | 0 | 0 | 0 | 0 | 0 | 0 | 0 | 0 | 0.69537 | 0.69537 | -11.5925 | -11.5925
Line6_7_8 | 0 | 0 | 0 | 0 | 0 | 0 | 0 | 0 | 0 | 0 | 0 | 0 | 0.69537 | 0.69537 | -11.5925 | -11.5925
Line7_8_9 | 0 | 0 | 0 | 0 | 0 | 0 | 0 | 0 | 0 | 0 | 0 | 0 | 0.69537 | 0.69537 | -11.5925 | -11.5925
Line8_8_10 | 0 | 0 | 0 | 0 | 0 | 0 | 0 | 0 | 0 | 0 | 0 | 0 | 0.69537 | 0.69537 | -11.5925 | -11.5925
Line9_3_11 | 0 | 0 | 0 | 0 | 0 | 0 | 0 | 0 | 0 | 0 | 0 | 0 | 0.69537 | 0.69537 | -11.5925 | -11.5925

## LLL_min_10
name | pf_ikss_from_ka | pf_ikss_to_ka | pf_ip_from_ka | pf_ip_to_ka | pf_skss_from_mw | pf_skss_to_mw | pf_p_from_mw | pf_p_to_mw | pf_q_from_mvar | pf_q_to_mvar | pf_ikss_from_degree | pf_ikss_to_degree | pf_vm_from_pu | pf_vm_to_pu | pf_va_from_degree | pf_va_to_degree
Line0_1_2 | 0 | 0 | 0 | 0 | 0 | 0 | 0 | 0 | 0 | 0 | 0 | 0 | 0.65877 | 0.65877 | -11.5925 | -11.5925
Line10_11_12 | 0 | 0 | 0 | 0 | 0 | 0 | 0 | 0 | 0 | 0 | 0 | 0 | 0.65877 | 0.65877 | -11.5925 | -11.5925
Line11_12_13 | 0 | 0 | 0 | 0 | 0 | 0 | 0 | 0 | 0 | 0 | 0 | 0 | 0.65877 | 0.65877 | -11.5925 | -11.5925
Line12_13_15 | 0 | 0 | 0 | 0 | 0 | 0 | 0 | 0 | 0 | 0 | 0 | 0 | 0.65877 | 0.65877 | -11.5925 | -11.5925
Line13_13_14 | 0 | 0 | 0 | 0 | 0 | 0 | 0 | 0 | 0 | 0 | 0 | 0 | 0.65877 | 0.65877 | -11.5925 | -11.5925
Line14_15_16 | 0 | 0 | 0 | 0 | 0 | 0 | 0 | 0 | 0 | 0 | 0 | 0 | 0.65877 | 0.65877 | -11.5925 | -11.5925
Line15_16_17 | 0 | 0 | 0 | 0 | 0 | 0 | 0 | 0 | 0 | 0 | 0 | 0 | 0.65877 | 0.65877 | -11.5925 | -11.5925
Line16_4_18 | 2.7485 | 2.7485 | 0 | 4.54 | 1.9042 | 1.9042 | 0.43511 | -1e-07 | 0.45324 | -1e-07 | -57.7772 | 122.2228 | 0.32995 | 0 | -11.608 | 0
Line17_5_19 | 0 | 0 | 0 | 0 | 0 | 0 | 0 | 0 | 0 | 0 | 0 | 0 | 0.65877 | 0.65877 | -11.5925 | -11.5925
Line1_1_3 | 0 | 0 | 0 | 0 | 0 | 0 | 0 | 0 | 0 | 0 | 0 | 0 | 0.65877 | 0.65877 | -11.5925 | -11.5925
Line2_1_4 | 2.739 | 2.739 | 0 | 0 | 1.8976 | 1.8976 | 0.86599 | -0.43386 | 0.90158 | -0.45145 | -57.746 | 122.254 | 0.65877 | 0.32995 | -11.5925 | -11.608
Line3_1_5 | 0 | 0 | 0 | 0 | 0 | 0 | 0 | 0 | 0 | 0 | 0 | 0 | 0.65877 | 0.65877 | -11.5925 | -11.5925
Line4_2_6 | 0 | 0 | 0 | 0 | 0 | 0 | 0 | 0 | 0 | 0 | 0 | 0 | 0.65877 | 0.65877 | -11.5925 | -11.5925
Line5_6_7 | 0 | 0 | 0 | 0 | 0 | 0 | 0 | 0 | 0 | 0 | 0 | 0 | 0.65877 | 0.65877 | -11.5925 | -11.5925
Line6_7_8 | 0 | 0 | 0 | 0 | 0 | 0 | 0 | 0 | 0 | 0 | 0 | 0 | 0.65877 | 0.65877 | -11.5925 | -11.5925
Line7_8_9 | 0 | 0 | 0 | 0 | 0 | 0 | 0 | 0 | 0 | 0 | 0 | 0 | 0.65877 | 0.65877 | -11.5925 | -11.5925
Line8_8_10 | 0 | 0 | 0 | 0 | 0 | 0 | 0 | 0 | 0 | 0 | 0 | 0 | 0.65877 | 0.65877 | -11.5925 | -11.5925
Line9_3_11 | 0 | 0 | 0 | 0 | 0 | 0 | 0 | 0 | 0 | 0 | 0 | 0 | 0.65877 | 0.65877 | -11.5925 | -11.5925

## LLL_min_fault_6
name | pf_ikss_from_ka | pf_ikss_to_ka | pf_ip_from_ka | pf_ip_to_ka | pf_skss_from_mw | pf_skss_to_mw | pf_p_from_mw | pf_p_to_mw | pf_q_from_mvar | pf_q_to_mvar | pf_ikss_from_degree | pf_ikss_to_degree | pf_vm_from_pu | pf_vm_to_pu | pf_va_from_degree | pf_va_to_degree
Line0_1_2 | 0 | 0 | 0 | 0 | 0 | 0 | 0 | 0 | 0 | 0 | 0 | 0 | 0.94755 | 0.94755 | -0.12492 | -0.12492
Line10_11_12 | 0 | 0 | 0 | 0 | 0 | 0 | 0 | 0 | 0 | 0 | 0 | 0 | 0.94755 | 0.94755 | -0.12492 | -0.12492
Line11_12_13 | 0 | 0 | 0 | 0 | 0 | 0 | 0 | 0 | 0 | 0 | 0 | 0 | 0.94755 | 0.94755 | -0.12492 | -0.12492
Line12_13_15 | 0 | 0 | 0 | 0 | 0 | 0 | 0 | 0 | 0 | 0 | 0 | 0 | 0.94755 | 0.94755 | -0.12492 | -0.12492
Line13_13_14 | 0 | 0 | 0 | 0 | 0 | 0 | 0 | 0 | 0 | 0 | 0 | 0 | 0.94755 | 0.94755 | -0.12492 | -0.12492
Line14_15_16 | 0 | 0 | 0 | 0 | 0 | 0 | 0 | 0 | 0 | 0 | 0 | 0 | 0.94755 | 0.94755 | -0.12492 | -0.12492
Line15_16_17 | 0 | 0 | 0 | 0 | 0 | 0 | 0 | 0 | 0 | 0 | 0 | 0 | 0.94755 | 0.94755 | -0.12492 | -0.12492
Line16_4_18 | 0.030707 | 0.030707 | 0 | 0.050722 | 0.021274 | 0.021274 | 0.014198 | -0.014143 | 0.0142 | -0.014143 | -45.1341 | 134.8659 | 0.94388 | 0.94019 | -0.12955 | -0.13412
Line17_5_19 | 0 | 0 | 0 | 0 | 0 | 0 | 0 | 0 | 0 | 0 | 0 | 0 | 0.94755 | 0.94755 | -0.12492 | -0.12492
Line1_1_3 | 0 | 0 | 0 | 0 | 0 | 0 | 0 | 0 | 0 | 0 | 0 | 0 | 0.94755 | 0.94755 | -0.12492 | -0.12492
Line2_1_4 | 0.030601 | 0.030601 | 0 | 0 | 0.021201 | 0.021201 | 0.014211 | -0.014157 | 0.0142 | -0.014143 | -45.103 | 134.897 | 0.94755 | 0.94388 | -0.12492 | -0.12955
Line3_1_5 | 0 | 0 | 0 | 0 | 0 | 0 | 0 | 0 | 0 | 0 | 0 | 0 | 0.94755 | 0.94755 | -0.12492 | -0.12492
Line4_2_6 | 0 | 0 | 0 | 0 | 0 | 0 | 0 | 0 | 0 | 0 | 0 | 0 | 0.94755 | 0.94755 | -0.12492 | -0.12492
Line5_6_7 | 0 | 0 | 0 | 0 | 0 | 0 | 0 | 0 | 0 | 0 | 0 | 0 | 0.94755 | 0.94755 | -0.12492 | -0.12492
Line6_7_8 | 0 | 0 | 0 | 0 | 0 | 0 | 0 | 0 | 0 | 0 | 0 | 0 | 0.94755 | 0.94755 | -0.12492 | -0.12492
Line7_8_9 | 0 | 0 | 0 | 0 | 0 | 0 | 0 | 0 | 0 | 0 | 0 | 0 | 0.94755 | 0.94755 | -0.12492 | -0.12492
Line8_8_10 | 0 | 0 | 0 | 0 | 0 | 0 | 0 | 0 | 0 | 0 | 0 | 0 | 0.94755 | 0.94755 | -0.12492 | -0.12492
Line9_3_11 | 0 | 0 | 0 | 0 | 0 | 0 | 0 | 0 | 0 | 0 | 0 | 0 | 0.94755 | 0.94755 | -0.12492 | -0.12492

## LLL_min_fault_10
name | pf_ikss_from_ka | pf_ikss_to_ka | pf_ip_from_ka | pf_ip_to_ka | pf_skss_from_mw | pf_skss_to_mw | pf_p_from_mw | pf_p_to_mw | pf_q_from_mvar | pf_q_to_mvar | pf_ikss_from_degree | pf_ikss_to_degree | pf_vm_from_pu | pf_vm_to_pu | pf_va_from_degree | pf_va_to_degree
Line0_1_2 | 0 | 0 | 0 | 0 | 0 | 0 | 0 | 0 | 0 | 0 | 0 | 0 | 0.89768 | 0.89768 | -0.12492 | -0.12492
Line10_11_12 | 0 | 0 | 0 | 0 | 0 | 0 | 0 | 0 | 0 | 0 | 0 | 0 | 0.89768 | 0.89768 | -0.12492 | -0.12492
Line11_12_13 | 0 | 0 | 0 | 0 | 0 | 0 | 0 | 0 | 0 | 0 | 0 | 0 | 0.89768 | 0.89768 | -0.12492 | -0.12492
Line12_13_15 | 0 | 0 | 0 | 0 | 0 | 0 | 0 | 0 | 0 | 0 | 0 | 0 | 0.89768 | 0.89768 | -0.12492 | -0.12492
Line13_13_14 | 0 | 0 | 0 | 0 | 0 | 0 | 0 | 0 | 0 | 0 | 0 | 0 | 0.89768 | 0.89768 | -0.12492 | -0.12492
Line14_15_16 | 0 | 0 | 0 | 0 | 0 | 0 | 0 | 0 | 0 | 0 | 0 | 0 | 0.89768 | 0.89768 | -0.12492 | -0.12492
Line15_16_17 | 0 | 0 | 0 | 0 | 0 | 0 | 0 | 0 | 0 | 0 | 0 | 0 | 0.89768 | 0.89768 | -0.12492 | -0.12492
Line16_4_18 | 0.02909 | 0.02909 | 0 | 0.048052 | 0.020154 | 0.020154 | 0.012743 | -0.012694 | 0.012745 | -0.012694 | -45.1341 | 134.8659 | 0.8942 | 0.89071 | -0.12955 | -0.13412
Line17_5_19 | 0 | 0 | 0 | 0 | 0 | 0 | 0 | 0 | 0 | 0 | 0 | 0 | 0.89768 | 0.89768 | -0.12492 | -0.12492
Line1_1_3 | 0 | 0 | 0 | 0 | 0 | 0 | 0 | 0 | 0 | 0 | 0 | 0 | 0.89768 | 0.89768 | -0.12492 | -0.12492
Line2_1_4 | 0.02899 | 0.02899 | 0 | 0 | 0.020085 | 0.020085 | 0.012754 | -0.012706 | 0.012744 | -0.012694 | -45.103 | 134.897 | 0.89768 | 0.8942 | -0.12492 | -0.12955
Line3_1_5 | 0 | 0 | 0 | 0 | 0 | 0 | 0 | 0 | 0 | 0 | 0 | 0 | 0.89768 | 0.89768 | -0.12492 | -0.12492
Line4_2_6 | 0 | 0 | 0 | 0 | 0 | 0 | 0 | 0 | 0 | 0 | 0 | 0 | 0.89768 | 0.89768 | -0.12492 | -0.12492
Line5_6_7 | 0 | 0 | 0 | 0 | 0 | 0 | 0 | 0 | 0 | 0 | 0 | 0 | 0.89768 | 0.89768 | -0.12492 | -0.12492
Line6_7_8 | 0 | 0 | 0 | 0 | 0 | 0 | 0 | 0 | 0 | 0 | 0 | 0 | 0.89768 | 0.89768 | -0.12492 | -0.12492
Line7_8_9 | 0 | 0 | 0 | 0 | 0 | 0 | 0 | 0 | 0 | 0 | 0 | 0 | 0.89768 | 0.89768 | -0.12492 | -0.12492
Line8_8_10 | 0 | 0 | 0 | 0 | 0 | 0 | 0 | 0 | 0 | 0 | 0 | 0 | 0.89768 | 0.89768 | -0.12492 | -0.12492
Line9_3_11 | 0 | 0 | 0 | 0 | 0 | 0 | 0 | 0 | 0 | 0 | 0 | 0 | 0.89768 | 0.89768 | -0.12492 | -0.12492

## LL_max_6
name | pf_ikss_a_from_ka | pf_ikss_b_from_ka | pf_ikss_c_from_ka | pf_ikss_a_to_ka | pf_ikss_b_to_ka | pf_ikss_c_to_ka | pf_skss_a_from_mw | pf_skss_b_from_mw | pf_skss_c_from_mw | pf_skss_a_to_mw | pf_skss_b_to_mw | pf_skss_c_to_mw | pf_p_a_from_mw | pf_p_b_from_mw | pf_p_c_from_mw | pf_p_a_to_mw | pf_p_b_to_mw | pf_p_c_to_mw | pf_q_a_from_mvar | pf_q_b_from_mvar | pf_q_c_from_mvar | pf_q_a_to_mvar | pf_q_b_to_mvar | pf_q_c_to_mvar | pf_ikss_a_from_degree | pf_ikss_b_from_degree | pf_ikss_c_from_degree | pf_ikss_a_to_degree | pf_ikss_b_to_degree | pf_ikss_c_to_degree | pf_vm_a_from_pu | pf_vm_b_from_pu | pf_vm_c_from_pu | pf_vm_a_to_pu | pf_vm_b_to_pu | pf_vm_c_to_pu | pf_va_a_from_degree | pf_va_b_from_degree | pf_va_c_from_degree | pf_va_a_to_degree | pf_va_b_to_degree | pf_va_c_to_degree
Line0_1_2 | 0 | 0 | 0 | 0 | 0 | 0 | 0 | 0 | 0 | 0 | 0 | 0 | 4.3642e-11 | -2.891e-09 | -4.7533e-09 | -4.3642e-11 | 2.891e-09 | 4.7533e-09 | -1.5494e-10 | 4.9215e-09 | -1.8674e-09 | 1.5494e-10 | -4.9215e-09 | 1.8674e-09 | 0 | 0 | 0 | 0 | 0 | 0 | 1.0519 | 0.86598 | 0.7596 | 1.0519 | 0.86598 | 0.7596 | 0.36537 | -134.2424 | 126.1092 | 0.36537 | -134.2424 | 126.1092
Line10_11_12 | 0 | 0 | 0 | 0 | 0 | 0 | 0 | 0 | 0 | 0 | 0 | 0 | 4.3642e-11 | -2.891e-09 | -4.7533e-09 | -4.3642e-11 | 2.891e-09 | 4.7533e-09 | -1.5494e-10 | 4.9215e-09 | -1.8674e-09 | 1.5494e-10 | -4.9215e-09 | 1.8674e-09 | 0 | 0 | 0 | 0 | 0 | 0 | 1.0519 | 0.86598 | 0.7596 | 1.0519 | 0.86598 | 0.7596 | 0.36537 | -134.2424 | 126.1092 | 0.36537 | -134.2424 | 126.1092
Line11_12_13 | 0 | 0 | 0 | 0 | 0 | 0 | 0 | 0 | 0 | 0 | 0 | 0 | 3.6369e-11 | -2.4092e-09 | -3.9611e-09 | -3.6369e-11 | 2.4092e-09 | 3.9611e-09 | -1.2912e-10 | 4.1013e-09 | -1.5562e-09 | 1.2912e-10 | -4.1013e-09 | 1.5562e-09 | 0 | 0 | 0 | 0 | 0 | 0 | 1.0519 | 0.86598 | 0.7596 | 1.0519 | 0.86598 | 0.7596 | 0.36537 | -134.2424 | 126.1092 | 0.36537 | -134.2424 | 126.1092
Line12_13_15 | 0 | 0 | 0 | 0 | 0 | 0 | 0 | 0 | 0 | 0 | 0 | 0 | 2.1821e-11 | -1.4455e-09 | -2.3766e-09 | -2.1821e-11 | 1.4455e-09 | 2.3766e-09 | -7.7472e-11 | 2.4608e-09 | -9.337e-10 | 7.7472e-11 | -2.4608e-09 | 9.337e-10 | 0 | 0 | 0 | 0 | 0 | 0 | 1.0519 | 0.86598 | 0.7596 | 1.0519 | 0.86598 | 0.7596 | 0.36537 | -134.2424 | 126.1092 | 0.36537 | -134.2424 | 126.1092
Line13_13_14 | 0 | 0 | 0 | 0 | 0 | 0 | 0 | 0 | 0 | 0 | 0 | 0 | 7.2737e-12 | -4.8183e-10 | -7.9221e-10 | -7.2736e-12 | 4.8183e-10 | 7.9221e-10 | -2.5824e-11 | 8.2025e-10 | -3.1123e-10 | 2.5824e-11 | -8.2025e-10 | 3.1123e-10 | 0 | 0 | 0 | 0 | 0 | 0 | 1.0519 | 0.86598 | 0.7596 | 1.0519 | 0.86598 | 0.7596 | 0.36537 | -134.2424 | 126.1092 | 0.36537 | -134.2424 | 126.1092
Line14_15_16 | 0 | 0 | 0 | 0 | 0 | 0 | 0 | 0 | 0 | 0 | 0 | 0 | 1.4547e-11 | -9.6367e-10 | -1.5844e-09 | -1.4547e-11 | 9.6367e-10 | 1.5844e-09 | -5.1648e-11 | 1.6405e-09 | -6.2247e-10 | 5.1648e-11 | -1.6405e-09 | 6.2247e-10 | 0 | 0 | 0 | 0 | 0 | 0 | 1.0519 | 0.86598 | 0.7596 | 1.0519 | 0.86598 | 0.7596 | 0.36537 | -134.2424 | 126.1092 | 0.36537 | -134.2424 | 126.1092
Line15_16_17 | 0 | 0 | 0 | 0 | 0 | 0 | 0 | 0 | 0 | 0 | 0 | 0 | 7.2736e-12 | -4.8183e-10 | -7.9221e-10 | -7.2736e-12 | 4.8183e-10 | 7.9221e-10 | -2.5824e-11 | 8.2025e-10 | -3.1123e-10 | 2.5824e-11 | -8.2025e-10 | 3.1123e-10 | 0 | 0 | 0 | 0 | 0 | 0 | 1.0519 | 0.86598 | 0.7596 | 1.0519 | 0.86598 | 0.7596 | 0.36537 | -134.2424 | 126.1092 | 0.36537 | -134.2424 | 126.1092
Line16_4_18 | 0 | 3.423 | 3.423 | 0 | 3.423 | 3.423 | 0 | 0.79051 | 0.79051 | 0 | 0.79051 | 0.79051 | 2.3281e-11 | 0.51344 | -0.2791 | -2.3281e-11 | -0.39627 | 0.39627 | -4.6323e-11 | 0.10332 | 0.36536 | 4.6323e-11 | 0.13102 | -0.13102 | 0 | -161.0517 | 18.9483 | 0 | 18.9483 | -161.0517 | 1.0559 | 0.66253 | 0.58161 | 1.0559 | 0.52797 | 0.52797 | 0.65287 | -149.6738 | 146.3247 | 0.65287 | -179.3471 | -179.3471
Line17_5_19 | 0 | 0 | 0 | 0 | 0 | 0 | 0 | 0 | 0 | 0 | 0 | 0 | 7.2736e-12 | -4.8183e-10 | -7.9221e-10 | -7.2736e-12 | 4.8183e-10 | 7.9221e-10 | -2.5824e-11 | 8.2025e-10 | -3.1123e-10 | 2.5824e-11 | -8.2025e-10 | 3.1123e-10 | 0 | 0 | 0 | 0 | 0 | 0 | 1.0519 | 0.86598 | 0.7596 | 1.0519 | 0.86598 | 0.7596 | 0.36537 | -134.2424 | 126.1092 | 0.36537 | -134.2424 | 126.1092
Line1_1_3 | 0 | 0 | 0 | 0 | 0 | 0 | 0 | 0 | 0 | 0 | 0 | 0 | 5.819e-11 | -3.8547e-09 | -6.3377e-09 | -5.819e-11 | 3.8547e-09 | 6.3377e-09 | -2.0659e-10 | 6.562e-09 | -2.4899e-09 | 2.0659e-10 | -6.562e-09 | 2.4899e-09 | 0 | 0 | 0 | 0 | 0 | 0 | 1.0519 | 0.86598 | 0.7596 | 1.0519 | 0.86598 | 0.7596 | 0.36537 | -134.2424 | 126.1092 | 0.36537 | -134.2424 | 126.1092
Line2_1_4 | 0.068985 | 2.9712 | 3.0307 | 0.068985 | 2.9712 | 3.0307 | 0.015932 | 0.68616 | 0.69991 | 0.015932 | 0.68616 | 0.69991 | -0.016453 | 0.53568 | -0.15243 | 0.016501 | -0.4474 | 0.24428 | -0.0031813 | 0.25715 | 0.50933 | 0.0032764 | -0.080598 | -0.32563 | 169.4221 | -159.886 | 19.4483 | -10.5779 | 20.114 | -160.5517 | 1.0519 | 0.86598 | 0.7596 | 1.0559 | 0.66253 | 0.58161 | 0.36537 | -134.2424 | 126.1092 | 0.65287 | -149.6738 | 146.3247
Line3_1_5 | 0 | 0 | 0 | 0 | 0 | 0 | 0 | 0 | 0 | 0 | 0 | 0 | 1.4547e-11 | -9.6366e-10 | -1.5844e-09 | -1.4547e-11 | 9.6366e-10 | 1.5844e-09 | -5.1648e-11 | 1.6405e-09 | -6.2247e-10 | 5.1648e-11 | -1.6405e-09 | 6.2247e-10 | 0 | 0 | 0 | 0 | 0 | 0 | 1.0519 | 0.86598 | 0.7596 | 1.0519 | 0.86598 | 0.7596 | 0.36537 | -134.2424 | 126.1092 | 0.36537 | -134.2424 | 126.1092
Line4_2_6 | 0 | 0 | 0 | 0 | 0 | 0 | 0 | 0 | 0 | 0 | 0 | 0 | 3.6368e-11 | -2.4092e-09 | -3.9611e-09 | -3.6368e-11 | 2.4092e-09 | 3.9611e-09 | -1.2912e-10 | 4.1013e-09 | -1.5562e-09 | 1.2912e-10 | -4.1013e-09 | 1.5562e-09 | 0 | 0 | 0 | 0 | 0 | 0 | 1.0519 | 0.86598 | 0.7596 | 1.0519 | 0.86598 | 0.7596 | 0.36537 | -134.2424 | 126.1092 | 0.36537 | -134.2424 | 126.1092
Line5_6_7 | 0 | 0 | 0 | 0 | 0 | 0 | 0 | 0 | 0 | 0 | 0 | 0 | 2.9095e-11 | -1.9273e-09 | -3.1689e-09 | -2.9095e-11 | 1.9273e-09 | 3.1689e-09 | -1.033e-10 | 3.281e-09 | -1.2449e-09 | 1.033e-10 | -3.281e-09 | 1.2449e-09 | 0 | 0 | 0 | 0 | 0 | 0 | 1.0519 | 0.86598 | 0.7596 | 1.0519 | 0.86598 | 0.7596 | 0.36537 | -134.2424 | 126.1092 | 0.36537 | -134.2424 | 126.1092
Line6_7_8 | 0 | 0 | 0 | 0 | 0 | 0 | 0 | 0 | 0 | 0 | 0 | 0 | 2.1821e-11 | -1.4455e-09 | -2.3766e-09 | -2.1821e-11 | 1.4455e-09 | 2.3766e-09 | -7.7472e-11 | 2.4608e-09 | -9.337e-10 | 7.7472e-11 | -2.4608e-09 | 9.337e-10 | 0 | 0 | 0 | 0 | 0 | 0 | 1.0519 | 0.86598 | 0.7596 | 1.0519 | 0.86598 | 0.7596 | 0.36537 | -134.2424 | 126.1092 | 0.36537 | -134.2424 | 126.1092
Line7_8_9 | 0 | 0 | 0 | 0 | 0 | 0 | 0 | 0 | 0 | 0 | 0 | 0 | 7.2737e-12 | -4.8183e-10 | -7.9221e-10 | -7.2737e-12 | 4.8183e-10 | 7.9221e-10 | -2.5824e-11 | 8.2025e-10 | -3.1123e-10 | 2.5824e-11 | -8.2025e-10 | 3.1123e-10 | 0 | 0 | 0 | 0 | 0 | 0 | 1.0519 | 0.86598 | 0.7596 | 1.0519 | 0.86598 | 0.7596 | 0.36537 | -134.2424 | 126.1092 | 0.36537 | -134.2424 | 126.1092
Line8_8_10 | 0 | 0 | 0 | 0 | 0 | 0 | 0 | 0 | 0 | 0 | 0 | 0 | 7.2737e-12 | -4.8183e-10 | -7.9221e-10 | -7.2737e-12 | 4.8183e-10 | 7.9221e-10 | -2.5824e-11 | 8.2025e-10 | -3.1123e-10 | 2.5824e-11 | -8.2025e-10 | 3.1123e-10 | 0 | 0 | 0 | 0 | 0 | 0 | 1.0519 | 0.86598 | 0.7596 | 1.0519 | 0.86598 | 0.7596 | 0.36537 | -134.2424 | 126.1092 | 0.36537 | -134.2424 | 126.1092
Line9_3_11 | 0 | 0 | 0 | 0 | 0 | 0 | 0 | 0 | 0 | 0 | 0 | 0 | 5.0916e-11 | -3.3728e-09 | -5.5455e-09 | -5.0916e-11 | 3.3728e-09 | 5.5455e-09 | -1.8077e-10 | 5.7418e-09 | -2.1786e-09 | 1.8077e-10 | -5.7418e-09 | 2.1786e-09 | 0 | 0 | 0 | 0 | 0 | 0 | 1.0519 | 0.86598 | 0.7596 | 1.0519 | 0.86598 | 0.7596 | 0.36537 | -134.2424 | 126.1092 | 0.36537 | -134.2424 | 126.1092

## LL_max_10
name | pf_ikss_a_from_ka | pf_ikss_b_from_ka | pf_ikss_c_from_ka | pf_ikss_a_to_ka | pf_ikss_b_to_ka | pf_ikss_c_to_ka | pf_skss_a_from_mw | pf_skss_b_from_mw | pf_skss_c_from_mw | pf_skss_a_to_mw | pf_skss_b_to_mw | pf_skss_c_to_mw | pf_p_a_from_mw | pf_p_b_from_mw | pf_p_c_from_mw | pf_p_a_to_mw | pf_p_b_to_mw | pf_p_c_to_mw | pf_q_a_from_mvar | pf_q_b_from_mvar | pf_q_c_from_mvar | pf_q_a_to_mvar | pf_q_b_to_mvar | pf_q_c_to_mvar | pf_ikss_a_from_degree | pf_ikss_b_from_degree | pf_ikss_c_from_degree | pf_ikss_a_to_degree | pf_ikss_b_to_degree | pf_ikss_c_to_degree | pf_vm_a_from_pu | pf_vm_b_from_pu | pf_vm_c_from_pu | pf_vm_a_to_pu | pf_vm_b_to_pu | pf_vm_c_to_pu | pf_va_a_from_degree | pf_va_b_from_degree | pf_va_c_from_degree | pf_va_a_to_degree | pf_va_b_to_degree | pf_va_c_to_degree
Line0_1_2 | 0 | 0 | 0 | 0 | 0 | 0 | 0 | 0 | 0 | 0 | 0 | 0 | 4.8632e-11 | -3.229e-09 | -5.3011e-09 | -4.8632e-11 | 3.229e-09 | 5.3011e-09 | -1.7208e-10 | 5.5528e-09 | -2.1488e-09 | 1.7208e-10 | -5.5528e-09 | 2.1488e-09 | 0 | 0 | 0 | 0 | 0 | 0 | 1.102 | 0.90077 | 0.78667 | 1.102 | 0.90077 | 0.78667 | 0.36971 | -134.7575 | 126.481 | 0.36971 | -134.7575 | 126.481
Line10_11_12 | 0 | 0 | 0 | 0 | 0 | 0 | 0 | 0 | 0 | 0 | 0 | 0 | 4.8632e-11 | -3.229e-09 | -5.3011e-09 | -4.8632e-11 | 3.229e-09 | 5.3011e-09 | -1.7208e-10 | 5.5528e-09 | -2.1488e-09 | 1.7208e-10 | -5.5528e-09 | 2.1488e-09 | 0 | 0 | 0 | 0 | 0 | 0 | 1.102 | 0.90077 | 0.78667 | 1.102 | 0.90077 | 0.78667 | 0.36971 | -134.7575 | 126.481 | 0.36971 | -134.7575 | 126.481
Line11_12_13 | 0 | 0 | 0 | 0 | 0 | 0 | 0 | 0 | 0 | 0 | 0 | 0 | 4.0527e-11 | -2.6908e-09 | -4.4176e-09 | -4.0527e-11 | 2.6908e-09 | 4.4176e-09 | -1.434e-10 | 4.6273e-09 | -1.7907e-09 | 1.434e-10 | -4.6273e-09 | 1.7907e-09 | 0 | 0 | 0 | 0 | 0 | 0 | 1.102 | 0.90077 | 0.78667 | 1.102 | 0.90077 | 0.78667 | 0.36971 | -134.7575 | 126.481 | 0.36971 | -134.7575 | 126.481
Line12_13_15 | 0 | 0 | 0 | 0 | 0 | 0 | 0 | 0 | 0 | 0 | 0 | 0 | 2.4316e-11 | -1.6145e-09 | -2.6505e-09 | -2.4316e-11 | 1.6145e-09 | 2.6505e-09 | -8.6038e-11 | 2.7764e-09 | -1.0744e-09 | 8.6038e-11 | -2.7764e-09 | 1.0744e-09 | 0 | 0 | 0 | 0 | 0 | 0 | 1.102 | 0.90077 | 0.78667 | 1.102 | 0.90077 | 0.78667 | 0.36971 | -134.7575 | 126.481 | 0.36971 | -134.7575 | 126.481
Line13_13_14 | 0 | 0 | 0 | 0 | 0 | 0 | 0 | 0 | 0 | 0 | 0 | 0 | 8.1052e-12 | -5.3816e-10 | -8.8352e-10 | -8.1052e-12 | 5.3816e-10 | 8.8352e-10 | -2.8679e-11 | 9.2546e-10 | -3.5814e-10 | 2.868e-11 | -9.2546e-10 | 3.5814e-10 | 0 | 0 | 0 | 0 | 0 | 0 | 1.102 | 0.90077 | 0.78667 | 1.102 | 0.90077 | 0.78667 | 0.36971 | -134.7575 | 126.481 | 0.36971 | -134.7575 | 126.481
Line14_15_16 | 0 | 0 | 0 | 0 | 0 | 0 | 0 | 0 | 0 | 0 | 0 | 0 | 1.6211e-11 | -1.0763e-09 | -1.767e-09 | -1.6211e-11 | 1.0763e-09 | 1.767e-09 | -5.7359e-11 | 1.8509e-09 | -7.1627e-10 | 5.7359e-11 | -1.8509e-09 | 7.1627e-10 | 0 | 0 | 0 | 0 | 0 | 0 | 1.102 | 0.90077 | 0.78667 | 1.102 | 0.90077 | 0.78667 | 0.36971 | -134.7575 | 126.481 | 0.36971 | -134.7575 | 126.481
Line15_16_17 | 0 | 0 | 0 | 0 | 0 | 0 | 0 | 0 | 0 | 0 | 0 | 0 | 8.1052e-12 | -5.3816e-10 | -8.8352e-10 | -8.1053e-12 | 5.3816e-10 | 8.8352e-10 | -2.8679e-11 | 9.2546e-10 | -3.5814e-10 | 2.8679e-11 | -9.2546e-10 | 3.5814e-10 | 0 | 0 | 0 | 0 | 0 | 0 | 1.102 | 0.90077 | 0.78667 | 1.102 | 0.90077 | 0.78667 | 0.36971 | -134.7575 | 126.481 | 0.36971 | -134.7575 | 126.481
Line16_4_18 | 0 | 3.526 | 3.526 | 0 | 3.526 | 3.526 | 0 | 0.8143 | 0.8143 | 0 | 0.8143 | 0.8143 | 2.51e-11 | 0.55241 | -0.30376 | -2.51e-11 | -0.42808 | 0.42808 | -5.0409e-11 | 0.10878 | 0.38853 | 5.0409e-11 | 0.13987 | -0.13987 | 0 | -161.2584 | 18.7416 | 0 | 18.7416 | -161.2584 | 1.1061 | 0.69142 | 0.60564 | 1.1061 | 0.55306 | 0.55306 | 0.64741 | -150.118 | 146.7605 | 0.64741 | -179.3526 | -179.3526
Line17_5_19 | 0 | 0 | 0 | 0 | 0 | 0 | 0 | 0 | 0 | 0 | 0 | 0 | 8.1053e-12 | -5.3816e-10 | -8.8352e-10 | -8.1052e-12 | 5.3816e-10 | 8.8352e-10 | -2.868e-11 | 9.2546e-10 | -3.5814e-10 | 2.8679e-11 | -9.2546e-10 | 3.5814e-10 | 0 | 0 | 0 | 0 | 0 | 0 | 1.102 | 0.90077 | 0.78667 | 1.102 | 0.90077 | 0.78667 | 0.36971 | -134.7575 | 126.481 | 0.36971 | -134.7575 | 126.481
Line1_1_3 | 0 | 0 | 0 | 0 | 0 | 0 | 0 | 0 | 0 | 0 | 0 | 0 | 6.4843e-11 | -4.3053e-09 | -7.0681e-09 | -6.4843e-11 | 4.3053e-09 | 7.0681e-09 | -2.2944e-10 | 7.4037e-09 | -2.8651e-09 | 2.2944e-10 | -7.4037e-09 | 2.8651e-09 | 0 | 0 | 0 | 0 | 0 | 0 | 1.102 | 0.90077 | 0.78667 | 1.102 | 0.90077 | 0.78667 | 0.36971 | -134.7575 | 126.481 | 0.36971 | -134.7575 | 126.481
Line2_1_4 | 0.069846 | 3.0694 | 3.1298 | 0.069846 | 3.0694 | 3.1298 | 0.01613 | 0.70885 | 0.7228 | 0.01613 | 0.70885 | 0.7228 | -0.017449 | 0.57684 | -0.16888 | 0.017498 | -0.48262 | 0.26684 | -0.0033899 | 0.2738 | 0.54295 | 0.0034875 | -0.085368 | -0.34703 | 169.3755 | -160.1489 | 19.2026 | -10.6245 | 19.8511 | -160.7974 | 1.102 | 0.90077 | 0.78667 | 1.1061 | 0.69142 | 0.60564 | 0.36971 | -134.7575 | 126.481 | 0.64741 | -150.118 | 146.7605
Line3_1_5 | 0 | 0 | 0 | 0 | 0 | 0 | 0 | 0 | 0 | 0 | 0 | 0 | 1.6211e-11 | -1.0763e-09 | -1.767e-09 | -1.6211e-11 | 1.0763e-09 | 1.767e-09 | -5.7359e-11 | 1.8509e-09 | -7.1627e-10 | 5.7359e-11 | -1.8509e-09 | 7.1627e-10 | 0 | 0 | 0 | 0 | 0 | 0 | 1.102 | 0.90077 | 0.78667 | 1.102 | 0.90077 | 0.78667 | 0.36971 | -134.7575 | 126.481 | 0.36971 | -134.7575 | 126.481
Line4_2_6 | 0 | 0 | 0 | 0 | 0 | 0 | 0 | 0 | 0 | 0 | 0 | 0 | 4.0527e-11 | -2.6908e-09 | -4.4176e-09 | -4.0527e-11 | 2.6908e-09 | 4.4176e-09 | -1.434e-10 | 4.6273e-09 | -1.7907e-09 | 1.434e-10 | -4.6273e-09 | 1.7907e-09 | 0 | 0 | 0 | 0 | 0 | 0 | 1.102 | 0.90077 | 0.78667 | 1.102 | 0.90077 | 0.78667 | 0.36971 | -134.7575 | 126.481 | 0.36971 | -134.7575 | 126.481
Line5_6_7 | 0 | 0 | 0 | 0 | 0 | 0 | 0 | 0 | 0 | 0 | 0 | 0 | 3.2421e-11 | -2.1527e-09 | -3.5341e-09 | -3.2421e-11 | 2.1527e-09 | 3.5341e-09 | -1.1472e-10 | 3.7018e-09 | -1.4325e-09 | 1.1472e-10 | -3.7018e-09 | 1.4325e-09 | 0 | 0 | 0 | 0 | 0 | 0 | 1.102 | 0.90077 | 0.78667 | 1.102 | 0.90077 | 0.78667 | 0.36971 | -134.7575 | 126.481 | 0.36971 | -134.7575 | 126.481
Line6_7_8 | 0 | 0 | 0 | 0 | 0 | 0 | 0 | 0 | 0 | 0 | 0 | 0 | 2.4316e-11 | -1.6145e-09 | -2.6505e-09 | -2.4316e-11 | 1.6145e-09 | 2.6505e-09 | -8.6038e-11 | 2.7764e-09 | -1.0744e-09 | 8.6038e-11 | -2.7764e-09 | 1.0744e-09 | 0 | 0 | 0 | 0 | 0 | 0 | 1.102 | 0.90077 | 0.78667 | 1.102 | 0.90077 | 0.78667 | 0.36971 | -134.7575 | 126.481 | 0.36971 | -134.7575 | 126.481
Line7_8_9 | 0 | 0 | 0 | 0 | 0 | 0 | 0 | 0 | 0 | 0 | 0 | 0 | 8.1053e-12 | -5.3816e-10 | -8.8352e-10 | -8.1053e-12 | 5.3816e-10 | 8.8352e-10 | -2.8679e-11 | 9.2546e-10 | -3.5814e-10 | 2.8679e-11 | -9.2546e-10 | 3.5814e-10 | 0 | 0 | 0 | 0 | 0 | 0 | 1.102 | 0.90077 | 0.78667 | 1.102 | 0.90077 | 0.78667 | 0.36971 | -134.7575 | 126.481 | 0.36971 | -134.7575 | 126.481
Line8_8_10 | 0 | 0 | 0 | 0 | 0 | 0 | 0 | 0 | 0 | 0 | 0 | 0 | 8.1052e-12 | -5.3816e-10 | -8.8352e-10 | -8.1052e-12 | 5.3816e-10 | 8.8352e-10 | -2.8679e-11 | 9.2546e-10 | -3.5814e-10 | 2.8679e-11 | -9.2546e-10 | 3.5814e-10 | 0 | 0 | 0 | 0 | 0 | 0 | 1.102 | 0.90077 | 0.78667 | 1.102 | 0.90077 | 0.78667 | 0.36971 | -134.7575 | 126.481 | 0.36971 | -134.7575 | 126.481
Line9_3_11 | 0 | 0 | 0 | 0 | 0 | 0 | 0 | 0 | 0 | 0 | 0 | 0 | 5.6737e-11 | -3.7671e-09 | -6.1846e-09 | -5.6737e-11 | 3.7671e-09 | 6.1846e-09 | -2.0076e-10 | 6.4782e-09 | -2.507e-09 | 2.0076e-10 | -6.4782e-09 | 2.507e-09 | 0 | 0 | 0 | 0 | 0 | 0 | 1.102 | 0.90077 | 0.78667 | 1.102 | 0.90077 | 0.78667 | 0.36971 | -134.7575 | 126.481 | 0.36971 | -134.7575 | 126.481

## LL_max_fault_6
name | pf_ikss_a_from_ka | pf_ikss_b_from_ka | pf_ikss_c_from_ka | pf_ikss_a_to_ka | pf_ikss_b_to_ka | pf_ikss_c_to_ka | pf_skss_a_from_mw | pf_skss_b_from_mw | pf_skss_c_from_mw | pf_skss_a_to_mw | pf_skss_b_to_mw | pf_skss_c_to_mw | pf_p_a_from_mw | pf_p_b_from_mw | pf_p_c_from_mw | pf_p_a_to_mw | pf_p_b_to_mw | pf_p_c_to_mw | pf_q_a_from_mvar | pf_q_b_from_mvar | pf_q_c_from_mvar | pf_q_a_to_mvar | pf_q_b_to_mvar | pf_q_c_to_mvar | pf_ikss_a_from_degree | pf_ikss_b_from_degree | pf_ikss_c_from_degree | pf_ikss_a_to_degree | pf_ikss_b_to_degree | pf_ikss_c_to_degree | pf_vm_a_from_pu | pf_vm_b_from_pu | pf_vm_c_from_pu | pf_vm_a_to_pu | pf_vm_b_to_pu | pf_vm_c_to_pu | pf_va_a_from_degree | pf_va_b_from_degree | pf_va_c_from_degree | pf_va_a_to_degree | pf_va_b_to_degree | pf_va_c_to_degree
Line0_1_2 | 0 | 0 | 0 | 0 | 0 | 0 | 0 | 0 | 0 | 0 | 0 | 0 | -4.8853e-13 | -3.802e-11 | -1.1807e-10 | 4.8853e-13 | 3.802e-11 | 1.1807e-10 | -2.7015e-12 | 1.1177e-10 | 2.153e-11 | 2.7015e-12 | -1.1177e-10 | -2.153e-11 | 0 | 0 | 0 | 0 | 0 | 0 | 1.05 | 1.0483 | 1.0449 | 1.05 | 1.0483 | 1.0449 | 0.0063818 | -120.2644 | 119.9489 | 0.0063818 | -120.2644 | 119.9489
Line10_11_12 | 0 | 0 | 0 | 0 | 0 | 0 | 0 | 0 | 0 | 0 | 0 | 0 | -4.8852e-13 | -3.802e-11 | -1.1807e-10 | 4.8852e-13 | 3.802e-11 | 1.1807e-10 | -2.7015e-12 | 1.1177e-10 | 2.153e-11 | 2.7015e-12 | -1.1177e-10 | -2.153e-11 | 0 | 0 | 0 | 0 | 0 | 0 | 1.05 | 1.0483 | 1.0449 | 1.05 | 1.0483 | 1.0449 | 0.0063818 | -120.2644 | 119.9489 | 0.0063818 | -120.2644 | 119.9489
Line11_12_13 | 0 | 0 | 0 | 0 | 0 | 0 | 0 | 0 | 0 | 0 | 0 | 0 | -4.071e-13 | -3.1683e-11 | -9.8396e-11 | 4.071e-13 | 3.1683e-11 | 9.8396e-11 | -2.2513e-12 | 9.3139e-11 | 1.7942e-11 | 2.2513e-12 | -9.3139e-11 | -1.7942e-11 | 0 | 0 | 0 | 0 | 0 | 0 | 1.05 | 1.0483 | 1.0449 | 1.05 | 1.0483 | 1.0449 | 0.0063818 | -120.2644 | 119.9489 | 0.0063818 | -120.2644 | 119.9489
Line12_13_15 | 0 | 0 | 0 | 0 | 0 | 0 | 0 | 0 | 0 | 0 | 0 | 0 | -2.4426e-13 | -1.901e-11 | -5.9037e-11 | 2.4426e-13 | 1.901e-11 | 5.9037e-11 | -1.3508e-12 | 5.5883e-11 | 1.0765e-11 | 1.3508e-12 | -5.5883e-11 | -1.0765e-11 | 0 | 0 | 0 | 0 | 0 | 0 | 1.05 | 1.0483 | 1.0449 | 1.05 | 1.0483 | 1.0449 | 0.0063818 | -120.2644 | 119.9489 | 0.0063818 | -120.2644 | 119.9489
Line13_13_14 | 0 | 0 | 0 | 0 | 0 | 0 | 0 | 0 | 0 | 0 | 0 | 0 | -8.1421e-14 | -6.3367e-12 | -1.9679e-11 | 8.1421e-14 | 6.3367e-12 | 1.9679e-11 | -4.5025e-13 | 1.8628e-11 | 3.5884e-12 | 4.5025e-13 | -1.8628e-11 | -3.5884e-12 | 0 | 0 | 0 | 0 | 0 | 0 | 1.05 | 1.0483 | 1.0449 | 1.05 | 1.0483 | 1.0449 | 0.0063818 | -120.2644 | 119.9489 | 0.0063818 | -120.2644 | 119.9489
Line14_15_16 | 0 | 0 | 0 | 0 | 0 | 0 | 0 | 0 | 0 | 0 | 0 | 0 | -1.6284e-13 | -1.2673e-11 | -3.9358e-11 | 1.6284e-13 | 1.2673e-11 | 3.9358e-11 | -9.0051e-13 | 3.7255e-11 | 7.1768e-12 | 9.0051e-13 | -3.7255e-11 | -7.1768e-12 | 0 | 0 | 0 | 0 | 0 | 0 | 1.05 | 1.0483 | 1.0449 | 1.05 | 1.0483 | 1.0449 | 0.0063818 | -120.2644 | 119.9489 | 0.0063818 | -120.2644 | 119.9489
Line15_16_17 | 0 | 0 | 0 | 0 | 0 | 0 | 0 | 0 | 0 | 0 | 0 | 0 | -8.1422e-14 | -6.3367e-12 | -1.9679e-11 | 8.1421e-14 | 6.3367e-12 | 1.9679e-11 | -4.5026e-13 | 1.8628e-11 | 3.5884e-12 | 4.5026e-13 | -1.8628e-11 | -3.5884e-12 | 0 | 0 | 0 | 0 | 0 | 0 | 1.05 | 1.0483 | 1.0449 | 1.05 | 1.0483 | 1.0449 | 0.0063818 | -120.2644 | 119.9489 | 0.0063818 | -120.2644 | 119.9489
Line16_4_18 | 0 | 0.058484 | 0.058484 | 0 | 0.058484 | 0.058484 | 0 | 0.013506 | 0.013506 | 0 | 0.013506 | 0.013506 | 6.4687e-15 | 0.013638 | 0.0035325 | -6.4699e-15 | -0.013603 | -0.0034983 | -8.8077e-13 | 0.0036442 | 0.013594 | 8.8077e-13 | -0.0035758 | -0.013526 | 0 | -135.4299 | 44.5701 | 0 | 44.5701 | -135.4299 | 1.05 | 1.0452 | 1.0399 | 1.05 | 1.0414 | 1.0344 | 0.012483 | -120.4691 | 120.0037 | 0.012483 | -120.7024 | 120.0689
Line17_5_19 | 0 | 0 | 0 | 0 | 0 | 0 | 0 | 0 | 0 | 0 | 0 | 0 | -8.1422e-14 | -6.3367e-12 | -1.9679e-11 | 8.1423e-14 | 6.3367e-12 | 1.9679e-11 | -4.5026e-13 | 1.8628e-11 | 3.5884e-12 | 4.5026e-13 | -1.8628e-11 | -3.5884e-12 | 0 | 0 | 0 | 0 | 0 | 0 | 1.05 | 1.0483 | 1.0449 | 1.05 | 1.0483 | 1.0449 | 0.0063818 | -120.2644 | 119.9489 | 0.0063818 | -120.2644 | 119.9489
Line1_1_3 | 0 | 0 | 0 | 0 | 0 | 0 | 0 | 0 | 0 | 0 | 0 | 0 | -6.5136e-13 | -5.0693e-11 | -1.5743e-10 | 6.5136e-13 | 5.0693e-11 | 1.5743e-10 | -3.602e-12 | 1.4902e-10 | 2.8707e-11 | 3.602e-12 | -1.4902e-10 | -2.8707e-11 | 0 | 0 | 0 | 0 | 0 | 0 | 1.05 | 1.0483 | 1.0449 | 1.05 | 1.0483 | 1.0449 | 0.0063818 | -120.2644 | 119.9489 | 0.0063818 | -120.2644 | 119.9489
Line2_1_4 | 0.0011786 | 0.050763 | 0.05178 | 0.0011786 | 0.050763 | 0.05178 | 0.0002722 | 0.011723 | 0.011958 | 0.0002722 | 0.011723 | 0.011958 | -0.00027601 | 0.011925 | 0.0032594 | 0.00027603 | -0.011899 | -0.0032326 | 7.4151e-05 | 0.0029732 | 0.012062 | -7.4123e-05 | -0.0029216 | -0.012008 | -164.9561 | -134.2642 | 45.0701 | 15.0439 | 45.7358 | -134.9299 | 1.05 | 1.0483 | 1.0449 | 1.05 | 1.0452 | 1.0399 | 0.0063818 | -120.2644 | 119.9489 | 0.012483 | -120.4691 | 120.0037
Line3_1_5 | 0 | 0 | 0 | 0 | 0 | 0 | 0 | 0 | 0 | 0 | 0 | 0 | -1.6284e-13 | -1.2673e-11 | -3.9358e-11 | 1.6284e-13 | 1.2673e-11 | 3.9358e-11 | -9.0051e-13 | 3.7255e-11 | 7.1768e-12 | 9.0051e-13 | -3.7255e-11 | -7.1768e-12 | 0 | 0 | 0 | 0 | 0 | 0 | 1.05 | 1.0483 | 1.0449 | 1.05 | 1.0483 | 1.0449 | 0.0063818 | -120.2644 | 119.9489 | 0.0063818 | -120.2644 | 119.9489
Line4_2_6 | 0 | 0 | 0 | 0 | 0 | 0 | 0 | 0 | 0 | 0 | 0 | 0 | -4.071e-13 | -3.1683e-11 | -9.8396e-11 | 4.071e-13 | 3.1683e-11 | 9.8396e-11 | -2.2513e-12 | 9.3139e-11 | 1.7942e-11 | 2.2513e-12 | -9.3139e-11 | -1.7942e-11 | 0 | 0 | 0 | 0 | 0 | 0 | 1.05 | 1.0483 | 1.0449 | 1.05 | 1.0483 | 1.0449 | 0.0063818 | -120.2644 | 119.9489 | 0.0063818 | -120.2644 | 119.9489
Line5_6_7 | 0 | 0 | 0 | 0 | 0 | 0 | 0 | 0 | 0 | 0 | 0 | 0 | -3.2568e-13 | -2.5347e-11 | -7.8717e-11 | 3.2568e-13 | 2.5347e-11 | 7.8717e-11 | -1.801e-12 | 7.4511e-11 | 1.4353e-11 | 1.801e-12 | -7.4511e-11 | -1.4353e-11 | 0 | 0 | 0 | 0 | 0 | 0 | 1.05 | 1.0483 | 1.0449 | 1.05 | 1.0483 | 1.0449 | 0.0063818 | -120.2644 | 119.9489 | 0.0063818 | -120.2644 | 119.9489
Line6_7_8 | 0 | 0 | 0 | 0 | 0 | 0 | 0 | 0 | 0 | 0 | 0 | 0 | -2.4426e-13 | -1.901e-11 | -5.9037e-11 | 2.4426e-13 | 1.901e-11 | 5.9037e-11 | -1.3508e-12 | 5.5883e-11 | 1.0765e-11 | 1.3508e-12 | -5.5883e-11 | -1.0765e-11 | 0 | 0 | 0 | 0 | 0 | 0 | 1.05 | 1.0483 | 1.0449 | 1.05 | 1.0483 | 1.0449 | 0.0063818 | -120.2644 | 119.9489 | 0.0063818 | -120.2644 | 119.9489
Line7_8_9 | 0 | 0 | 0 | 0 | 0 | 0 | 0 | 0 | 0 | 0 | 0 | 0 | -8.1421e-14 | -6.3367e-12 | -1.9679e-11 | 8.1421e-14 | 6.3367e-12 | 1.9679e-11 | -4.5026e-13 | 1.8628e-11 | 3.5884e-12 | 4.5025e-13 | -1.8628e-11 | -3.5884e-12 | 0 | 0 | 0 | 0 | 0 | 0 | 1.05 | 1.0483 | 1.0449 | 1.05 | 1.0483 | 1.0449 | 0.0063818 | -120.2644 | 119.9489 | 0.0063818 | -120.2644 | 119.9489
Line8_8_10 | 0 | 0 | 0 | 0 | 0 | 0 | 0 | 0 | 0 | 0 | 0 | 0 | -8.1423e-14 | -6.3367e-12 | -1.9679e-11 | 8.1423e-14 | 6.3367e-12 | 1.9679e-11 | -4.5026e-13 | 1.8628e-11 | 3.5884e-12 | 4.5026e-13 | -1.8628e-11 | -3.5884e-12 | 0 | 0 | 0 | 0 | 0 | 0 | 1.05 | 1.0483 | 1.0449 | 1.05 | 1.0483 | 1.0449 | 0.0063818 | -120.2644 | 119.9489 | 0.0063818 | -120.2644 | 119.9489
Line9_3_11 | 0 | 0 | 0 | 0 | 0 | 0 | 0 | 0 | 0 | 0 | 0 | 0 | -5.6994e-13 | -4.4357e-11 | -1.3775e-10 | 5.6994e-13 | 4.4357e-11 | 1.3775e-10 | -3.1518e-12 | 1.3039e-10 | 2.5119e-11 | 3.1518e-12 | -1.3039e-10 | -2.5119e-11 | 0 | 0 | 0 | 0 | 0 | 0 | 1.05 | 1.0483 | 1.0449 | 1.05 | 1.0483 | 1.0449 | 0.0063818 | -120.2644 | 119.9489 | 0.0063818 | -120.2644 | 119.9489

## LL_max_fault_10
name | pf_ikss_a_from_ka | pf_ikss_b_from_ka | pf_ikss_c_from_ka | pf_ikss_a_to_ka | pf_ikss_b_to_ka | pf_ikss_c_to_ka | pf_skss_a_from_mw | pf_skss_b_from_mw | pf_skss_c_from_mw | pf_skss_a_to_mw | pf_skss_b_to_mw | pf_skss_c_to_mw | pf_p_a_from_mw | pf_p_b_from_mw | pf_p_c_from_mw | pf_p_a_to_mw | pf_p_b_to_mw | pf_p_c_to_mw | pf_q_a_from_mvar | pf_q_b_from_mvar | pf_q_c_from_mvar | pf_q_a_to_mvar | pf_q_b_to_mvar | pf_q_c_to_mvar | pf_ikss_a_from_degree | pf_ikss_b_from_degree | pf_ikss_c_from_degree | pf_ikss_a_to_degree | pf_ikss_b_to_degree | pf_ikss_c_to_degree | pf_vm_a_from_pu | pf_vm_b_from_pu | pf_vm_c_from_pu | pf_vm_a_to_pu | pf_vm_b_to_pu | pf_vm_c_to_pu | pf_va_a_from_degree | pf_va_b_from_degree | pf_va_c_from_degree | pf_va_a_to_degree | pf_va_b_to_degree | pf_va_c_to_degree
Line0_1_2 | 0 | 0 | 0 | 0 | 0 | 0 | 0 | 0 | 0 | 0 | 0 | 0 | -5.5974e-13 | -4.3932e-11 | -1.3601e-10 | 5.5974e-13 | 4.3932e-11 | 1.3601e-10 | -3.0498e-12 | 1.2875e-10 | 2.4686e-11 | 3.0498e-12 | -1.2875e-10 | -2.4686e-11 | 0 | 0 | 0 | 0 | 0 | 0 | 1.1 | 1.0982 | 1.0944 | 1.1 | 1.0982 | 1.0944 | 0.0065645 | -120.2776 | 119.9466 | 0.0065645 | -120.2776 | 119.9466
Line10_11_12 | 0 | 0 | 0 | 0 | 0 | 0 | 0 | 0 | 0 | 0 | 0 | 0 | -5.5975e-13 | -4.3932e-11 | -1.3601e-10 | 5.5974e-13 | 4.3932e-11 | 1.3601e-10 | -3.0498e-12 | 1.2875e-10 | 2.4686e-11 | 3.0498e-12 | -1.2875e-10 | -2.4686e-11 | 0 | 0 | 0 | 0 | 0 | 0 | 1.1 | 1.0982 | 1.0944 | 1.1 | 1.0982 | 1.0944 | 0.0065645 | -120.2776 | 119.9466 | 0.0065645 | -120.2776 | 119.9466
Line11_12_13 | 0 | 0 | 0 | 0 | 0 | 0 | 0 | 0 | 0 | 0 | 0 | 0 | -4.6645e-13 | -3.661e-11 | -1.1334e-10 | 4.6645e-13 | 3.661e-11 | 1.1334e-10 | -2.5415e-12 | 1.0729e-10 | 2.0572e-11 | 2.5415e-12 | -1.0729e-10 | -2.0572e-11 | 0 | 0 | 0 | 0 | 0 | 0 | 1.1 | 1.0982 | 1.0944 | 1.1 | 1.0982 | 1.0944 | 0.0065645 | -120.2776 | 119.9466 | 0.0065645 | -120.2776 | 119.9466
Line12_13_15 | 0 | 0 | 0 | 0 | 0 | 0 | 0 | 0 | 0 | 0 | 0 | 0 | -2.7987e-13 | -2.1966e-11 | -6.8006e-11 | 2.7987e-13 | 2.1966e-11 | 6.8006e-11 | -1.5249e-12 | 6.4376e-11 | 1.2343e-11 | 1.5249e-12 | -6.4376e-11 | -1.2343e-11 | 0 | 0 | 0 | 0 | 0 | 0 | 1.1 | 1.0982 | 1.0944 | 1.1 | 1.0982 | 1.0944 | 0.0065645 | -120.2776 | 119.9466 | 0.0065645 | -120.2776 | 119.9466
Line13_13_14 | 0 | 0 | 0 | 0 | 0 | 0 | 0 | 0 | 0 | 0 | 0 | 0 | -9.329e-14 | -7.3219e-12 | -2.2669e-11 | 9.3291e-14 | 7.3219e-12 | 2.2669e-11 | -5.083e-13 | 2.1459e-11 | 4.1143e-12 | 5.083e-13 | -2.1459e-11 | -4.1143e-12 | 0 | 0 | 0 | 0 | 0 | 0 | 1.1 | 1.0982 | 1.0944 | 1.1 | 1.0982 | 1.0944 | 0.0065645 | -120.2776 | 119.9466 | 0.0065645 | -120.2776 | 119.9466
Line14_15_16 | 0 | 0 | 0 | 0 | 0 | 0 | 0 | 0 | 0 | 0 | 0 | 0 | -1.8658e-13 | -1.4644e-11 | -4.5338e-11 | 1.8658e-13 | 1.4644e-11 | 4.5338e-11 | -1.0166e-12 | 4.2917e-11 | 8.2287e-12 | 1.0166e-12 | -4.2917e-11 | -8.2287e-12 | 0 | 0 | 0 | 0 | 0 | 0 | 1.1 | 1.0982 | 1.0944 | 1.1 | 1.0982 | 1.0944 | 0.0065645 | -120.2776 | 119.9466 | 0.0065645 | -120.2776 | 119.9466
Line15_16_17 | 0 | 0 | 0 | 0 | 0 | 0 | 0 | 0 | 0 | 0 | 0 | 0 | -9.3292e-14 | -7.3219e-12 | -2.2669e-11 | 9.3293e-14 | 7.3219e-12 | 2.2669e-11 | -5.083e-13 | 2.1459e-11 | 4.1143e-12 | 5.083e-13 | -2.1459e-11 | -4.1143e-12 | 0 | 0 | 0 | 0 | 0 | 0 | 1.1 | 1.0982 | 1.0944 | 1.1 | 1.0982 | 1.0944 | 0.0065645 | -120.2776 | 119.9466 | 0.0065645 | -120.2776 | 119.9466
Line16_4_18 | 0 | 0.061254 | 0.061254 | 0 | 0.061254 | 0.061254 | 0 | 0.014146 | 0.014146 | 0 | 0.014146 | 0.014146 | 2.8711e-16 | 0.014963 | 0.0038729 | -2.8711e-16 | -0.014925 | -0.0038353 | -9.7286e-13 | 0.0039974 | 0.014913 | 9.7286e-13 | -0.0039223 | -0.014838 | 0 | -135.4404 | 44.5596 | 0 | 44.5596 | -135.4404 | 1.1 | 1.0948 | 1.0892 | 1.1 | 1.0909 | 1.0834 | 0.012564 | -120.4827 | 120.0018 | 0.012564 | -120.7159 | 120.067
Line17_5_19 | 0 | 0 | 0 | 0 | 0 | 0 | 0 | 0 | 0 | 0 | 0 | 0 | -9.3293e-14 | -7.3219e-12 | -2.2669e-11 | 9.3292e-14 | 7.3219e-12 | 2.2669e-11 | -5.083e-13 | 2.1459e-11 | 4.1143e-12 | 5.083e-13 | -2.1459e-11 | -4.1143e-12 | 0 | 0 | 0 | 0 | 0 | 0 | 1.1 | 1.0982 | 1.0944 | 1.1 | 1.0982 | 1.0944 | 0.0065645 | -120.2776 | 119.9466 | 0.0065645 | -120.2776 | 119.9466
Line1_1_3 | 0 | 0 | 0 | 0 | 0 | 0 | 0 | 0 | 0 | 0 | 0 | 0 | -7.4633e-13 | -5.8575e-11 | -1.8135e-10 | 7.4633e-13 | 5.8575e-11 | 1.8135e-10 | -4.0664e-12 | 1.7167e-10 | 3.2915e-11 | 4.0664e-12 | -1.7167e-10 | -3.2915e-11 | 0 | 0 | 0 | 0 | 0 | 0 | 1.1 | 1.0982 | 1.0944 | 1.1 | 1.0982 | 1.0944 | 0.0065645 | -120.2776 | 119.9466 | 0.0065645 | -120.2776 | 119.9466
Line2_1_4 | 0.0012134 | 0.053322 | 0.054372 | 0.0012134 | 0.053322 | 0.054372 | 0.00028022 | 0.012314 | 0.012557 | 0.00028022 | 0.012314 | 0.012557 | -0.00029747 | 0.013118 | 0.0035736 | 0.00029748 | -0.01309 | -0.0035441 | 8.0748e-05 | 0.0032838 | 0.013268 | -8.0719e-05 | -0.0032269 | -0.013209 | -164.8064 | -134.3309 | 45.0206 | 15.1936 | 45.6691 | -134.9794 | 1.1 | 1.0982 | 1.0944 | 1.1 | 1.0948 | 1.0892 | 0.0065645 | -120.2776 | 119.9466 | 0.012564 | -120.4827 | 120.0018
Line3_1_5 | 0 | 0 | 0 | 0 | 0 | 0 | 0 | 0 | 0 | 0 | 0 | 0 | -1.8658e-13 | -1.4644e-11 | -4.5338e-11 | 1.8658e-13 | 1.4644e-11 | 4.5338e-11 | -1.0166e-12 | 4.2917e-11 | 8.2287e-12 | 1.0166e-12 | -4.2917e-11 | -8.2287e-12 | 0 | 0 | 0 | 0 | 0 | 0 | 1.1 | 1.0982 | 1.0944 | 1.1 | 1.0982 | 1.0944 | 0.0065645 | -120.2776 | 119.9466 | 0.0065645 | -120.2776 | 119.9466
Line4_2_6 | 0 | 0 | 0 | 0 | 0 | 0 | 0 | 0 | 0 | 0 | 0 | 0 | -4.6645e-13 | -3.661e-11 | -1.1334e-10 | 4.6645e-13 | 3.661e-11 | 1.1334e-10 | -2.5415e-12 | 1.0729e-10 | 2.0572e-11 | 2.5415e-12 | -1.0729e-10 | -2.0572e-11 | 0 | 0 | 0 | 0 | 0 | 0 | 1.1 | 1.0982 | 1.0944 | 1.1 | 1.0982 | 1.0944 | 0.0065645 | -120.2776 | 119.9466 | 0.0065645 | -120.2776 | 119.9466
Line5_6_7 | 0 | 0 | 0 | 0 | 0 | 0 | 0 | 0 | 0 | 0 | 0 | 0 | -3.7316e-13 | -2.9288e-11 | -9.0675e-11 | 3.7317e-13 | 2.9288e-11 | 9.0675e-11 | -2.0332e-12 | 8.5834e-11 | 1.6457e-11 | 2.0332e-12 | -8.5834e-11 | -1.6457e-11 | 0 | 0 | 0 | 0 | 0 | 0 | 1.1 | 1.0982 | 1.0944 | 1.1 | 1.0982 | 1.0944 | 0.0065645 | -120.2776 | 119.9466 | 0.0065645 | -120.2776 | 119.9466
Line6_7_8 | 0 | 0 | 0 | 0 | 0 | 0 | 0 | 0 | 0 | 0 | 0 | 0 | -2.7987e-13 | -2.1966e-11 | -6.8006e-11 | 2.7987e-13 | 2.1966e-11 | 6.8006e-11 | -1.5249e-12 | 6.4376e-11 | 1.2343e-11 | 1.5249e-12 | -6.4376e-11 | -1.2343e-11 | 0 | 0 | 0 | 0 | 0 | 0 | 1.1 | 1.0982 | 1.0944 | 1.1 | 1.0982 | 1.0944 | 0.0065645 | -120.2776 | 119.9466 | 0.0065645 | -120.2776 | 119.9466
Line7_8_9 | 0 | 0 | 0 | 0 | 0 | 0 | 0 | 0 | 0 | 0 | 0 | 0 | -9.329e-14 | -7.3219e-12 | -2.2669e-11 | 9.3291e-14 | 7.3219e-12 | 2.2669e-11 | -5.083e-13 | 2.1459e-11 | 4.1143e-12 | 5.083e-13 | -2.1459e-11 | -4.1143e-12 | 0 | 0 | 0 | 0 | 0 | 0 | 1.1 | 1.0982 | 1.0944 | 1.1 | 1.0982 | 1.0944 | 0.0065645 | -120.2776 | 119.9466 | 0.0065645 | -120.2776 | 119.9466
Line8_8_10 | 0 | 0 | 0 | 0 | 0 | 0 | 0 | 0 | 0 | 0 | 0 | 0 | -9.3292e-14 | -7.3219e-12 | -2.2669e-11 | 9.3293e-14 | 7.3219e-12 | 2.2669e-11 | -5.083e-13 | 2.1459e-11 | 4.1143e-12 | 5.083e-13 | -2.1459e-11 | -4.1143e-12 | 0 | 0 | 0 | 0 | 0 | 0 | 1.1 | 1.0982 | 1.0944 | 1.1 | 1.0982 | 1.0944 | 0.0065645 | -120.2776 | 119.9466 | 0.0065645 | -120.2776 | 119.9466
Line9_3_11 | 0 | 0 | 0 | 0 | 0 | 0 | 0 | 0 | 0 | 0 | 0 | 0 | -6.5304e-13 | -5.1253e-11 | -1.5868e-10 | 6.5304e-13 | 5.1253e-11 | 1.5868e-10 | -3.5581e-12 | 1.5021e-10 | 2.88e-11 | 3.5581e-12 | -1.5021e-10 | -2.88e-11 | 0 | 0 | 0 | 0 | 0 | 0 | 1.1 | 1.0982 | 1.0944 | 1.1 | 1.0982 | 1.0944 | 0.0065645 | -120.2776 | 119.9466 | 0.0065645 | -120.2776 | 119.9466

## LL_min_6
name | pf_ikss_a_from_ka | pf_ikss_b_from_ka | pf_ikss_c_from_ka | pf_ikss_a_to_ka | pf_ikss_b_to_ka | pf_ikss_c_to_ka | pf_skss_a_from_mw | pf_skss_b_from_mw | pf_skss_c_from_mw | pf_skss_a_to_mw | pf_skss_b_to_mw | pf_skss_c_to_mw | pf_p_a_from_mw | pf_p_b_from_mw | pf_p_c_from_mw | pf_p_a_to_mw | pf_p_b_to_mw | pf_p_c_to_mw | pf_q_a_from_mvar | pf_q_b_from_mvar | pf_q_c_from_mvar | pf_q_a_to_mvar | pf_q_b_to_mvar | pf_q_c_to_mvar | pf_ikss_a_from_degree | pf_ikss_b_from_degree | pf_ikss_c_from_degree | pf_ikss_a_to_degree | pf_ikss_b_to_degree | pf_ikss_c_to_degree | pf_vm_a_from_pu | pf_vm_b_from_pu | pf_vm_c_from_pu | pf_vm_a_to_pu | pf_vm_b_to_pu | pf_vm_c_to_pu | pf_va_a_from_degree | pf_va_b_from_degree | pf_va_c_from_degree | pf_va_a_to_degree | pf_va_b_to_degree | pf_va_c_to_degree
Line0_1_2 | 0 | 0 | 0 | 0 | 0 | 0 | 0 | 0 | 0 | 0 | 0 | 0 | 7.8894e-13 | -1.4332e-09 | -3.9647e-09 | -7.8894e-13 | 1.4332e-09 | 3.9647e-09 | -3.1913e-12 | 4.6237e-09 | -2.4298e-10 | 3.1913e-12 | -4.6237e-09 | 2.4298e-10 | 0 | 0 | 0 | 0 | 0 | 0 | 0.95004 | 0.83868 | 0.68788 | 0.95004 | 0.83868 | 0.68788 | 0.0092093 | -135.2946 | 120.9684 | 0.0092093 | -135.2946 | 120.9684
Line10_11_12 | 0 | 0 | 0 | 0 | 0 | 0 | 0 | 0 | 0 | 0 | 0 | 0 | 7.8887e-13 | -1.4332e-09 | -3.9647e-09 | -7.8884e-13 | 1.4332e-09 | 3.9647e-09 | -3.1914e-12 | 4.6237e-09 | -2.4298e-10 | 3.1913e-12 | -4.6237e-09 | 2.4298e-10 | 0 | 0 | 0 | 0 | 0 | 0 | 0.95004 | 0.83868 | 0.68788 | 0.95004 | 0.83868 | 0.68788 | 0.0092093 | -135.2946 | 120.9684 | 0.0092093 | -135.2946 | 120.9684
Line11_12_13 | 0 | 0 | 0 | 0 | 0 | 0 | 0 | 0 | 0 | 0 | 0 | 0 | 6.5735e-13 | -1.1943e-09 | -3.3039e-09 | -6.5733e-13 | 1.1943e-09 | 3.3039e-09 | -2.6594e-12 | 3.8531e-09 | -2.0249e-10 | 2.6594e-12 | -3.8531e-09 | 2.0249e-10 | 0 | 0 | 0 | 0 | 0 | 0 | 0.95004 | 0.83868 | 0.68788 | 0.95004 | 0.83868 | 0.68788 | 0.0092093 | -135.2946 | 120.9684 | 0.0092093 | -135.2946 | 120.9684
Line12_13_15 | 0 | 0 | 0 | 0 | 0 | 0 | 0 | 0 | 0 | 0 | 0 | 0 | 3.9442e-13 | -7.1658e-10 | -1.9823e-09 | -3.9443e-13 | 7.1658e-10 | 1.9823e-09 | -1.5957e-12 | 2.3118e-09 | -1.2149e-10 | 1.5957e-12 | -2.3118e-09 | 1.2149e-10 | 0 | 0 | 0 | 0 | 0 | 0 | 0.95004 | 0.83868 | 0.68788 | 0.95004 | 0.83868 | 0.68788 | 0.0092093 | -135.2946 | 120.9684 | 0.0092093 | -135.2946 | 120.9684
Line13_13_14 | 0 | 0 | 0 | 0 | 0 | 0 | 0 | 0 | 0 | 0 | 0 | 0 | 1.3145e-13 | -2.3886e-10 | -6.6078e-10 | -1.3145e-13 | 2.3886e-10 | 6.6078e-10 | -5.3189e-13 | 7.7061e-10 | -4.0497e-11 | 5.3189e-13 | -7.7061e-10 | 4.0497e-11 | 0 | 0 | 0 | 0 | 0 | 0 | 0.95004 | 0.83868 | 0.68788 | 0.95004 | 0.83868 | 0.68788 | 0.0092093 | -135.2946 | 120.9684 | 0.0092093 | -135.2946 | 120.9684
Line14_15_16 | 0 | 0 | 0 | 0 | 0 | 0 | 0 | 0 | 0 | 0 | 0 | 0 | 2.629e-13 | -4.7772e-10 | -1.3216e-09 | -2.6289e-13 | 4.7772e-10 | 1.3216e-09 | -1.0637e-12 | 1.5412e-09 | -8.0995e-11 | 1.0638e-12 | -1.5412e-09 | 8.0995e-11 | 0 | 0 | 0 | 0 | 0 | 0 | 0.95004 | 0.83868 | 0.68788 | 0.95004 | 0.83868 | 0.68788 | 0.0092093 | -135.2946 | 120.9684 | 0.0092093 | -135.2946 | 120.9684
Line15_16_17 | 0 | 0 | 0 | 0 | 0 | 0 | 0 | 0 | 0 | 0 | 0 | 0 | 1.3148e-13 | -2.3886e-10 | -6.6078e-10 | -1.3146e-13 | 2.3886e-10 | 6.6078e-10 | -5.3191e-13 | 7.7061e-10 | -4.0497e-11 | 5.3189e-13 | -7.7061e-10 | 4.0497e-11 | 0 | 0 | 0 | 0 | 0 | 0 | 0.95004 | 0.83868 | 0.68788 | 0.95004 | 0.83868 | 0.68788 | 0.0092093 | -135.2946 | 120.9684 | 0.0092093 | -135.2946 | 120.9684
Line16_4_18 | 0 | 2.512 | 2.512 | 0 | 2.512 | 2.512 | 0 | 0.58012 | 0.58012 | 0 | 0.58012 | 0.58012 | 6.3257e-13 | 0.35439 | -0.11209 | -6.3257e-13 | -0.23324 | 0.23324 | -9.1043e-13 | -0.020629 | 0.27303 | 9.1043e-13 | 0.14683 | -0.14683 | 0 | -147.7929 | 32.2071 | 0 | 32.2071 | -147.7929 | 0.95018 | 0.61193 | 0.50876 | 0.95018 | 0.47509 | 0.47509 | 0.01576 | -151.1242 | 144.5266 | 0.01576 | -179.9842 | -179.9842
Line17_5_19 | 0 | 0 | 0 | 0 | 0 | 0 | 0 | 0 | 0 | 0 | 0 | 0 | 1.3144e-13 | -2.3886e-10 | -6.6078e-10 | -1.3146e-13 | 2.3886e-10 | 6.6078e-10 | -5.3193e-13 | 7.7061e-10 | -4.0497e-11 | 5.3194e-13 | -7.7061e-10 | 4.0497e-11 | 0 | 0 | 0 | 0 | 0 | 0 | 0.95004 | 0.83868 | 0.68788 | 0.95004 | 0.83868 | 0.68788 | 0.0092093 | -135.2946 | 120.9684 | 0.0092093 | -135.2946 | 120.9684
Line1_1_3 | 0 | 0 | 0 | 0 | 0 | 0 | 0 | 0 | 0 | 0 | 0 | 0 | 1.0518e-12 | -1.9109e-09 | -5.2862e-09 | -1.0518e-12 | 1.9109e-09 | 5.2862e-09 | -4.2552e-12 | 6.1649e-09 | -3.2398e-10 | 4.2552e-12 | -6.1649e-09 | 3.2398e-10 | 0 | 0 | 0 | 0 | 0 | 0 | 0.95004 | 0.83868 | 0.68788 | 0.95004 | 0.83868 | 0.68788 | 0.0092093 | -135.2946 | 120.9684 | 0.0092093 | -135.2946 | 120.9684
Line2_1_4 | 0.001501 | 2.5037 | 2.5048 | 0.001501 | 2.5037 | 2.5048 | 0.00034665 | 0.57819 | 0.57845 | 0.00034665 | 0.57819 | 0.57845 | -0.00032519 | 0.47355 | 0.008894 | 0.00032523 | -0.3532 | 0.11157 | -5.2064e-05 | 0.10441 | 0.39781 | 5.2109e-05 | 0.02096 | -0.27233 | 170.913 | -147.7281 | 32.2492 | -9.087 | 32.2719 | -147.7508 | 0.95004 | 0.83868 | 0.68788 | 0.95018 | 0.61193 | 0.50876 | 0.0092093 | -135.2946 | 120.9684 | 0.01576 | -151.1242 | 144.5266
Line3_1_5 | 0 | 0 | 0 | 0 | 0 | 0 | 0 | 0 | 0 | 0 | 0 | 0 | 2.6295e-13 | -4.7772e-10 | -1.3216e-09 | -2.6295e-13 | 4.7772e-10 | 1.3216e-09 | -1.0638e-12 | 1.5412e-09 | -8.0995e-11 | 1.0638e-12 | -1.5412e-09 | 8.0995e-11 | 0 | 0 | 0 | 0 | 0 | 0 | 0.95004 | 0.83868 | 0.68788 | 0.95004 | 0.83868 | 0.68788 | 0.0092093 | -135.2946 | 120.9684 | 0.0092093 | -135.2946 | 120.9684
Line4_2_6 | 0 | 0 | 0 | 0 | 0 | 0 | 0 | 0 | 0 | 0 | 0 | 0 | 6.5736e-13 | -1.1943e-09 | -3.3039e-09 | -6.5735e-13 | 1.1943e-09 | 3.3039e-09 | -2.6594e-12 | 3.8531e-09 | -2.0249e-10 | 2.6594e-12 | -3.8531e-09 | 2.0249e-10 | 0 | 0 | 0 | 0 | 0 | 0 | 0.95004 | 0.83868 | 0.68788 | 0.95004 | 0.83868 | 0.68788 | 0.0092093 | -135.2946 | 120.9684 | 0.0092093 | -135.2946 | 120.9684
Line5_6_7 | 0 | 0 | 0 | 0 | 0 | 0 | 0 | 0 | 0 | 0 | 0 | 0 | 5.2596e-13 | -9.5544e-10 | -2.6431e-09 | -5.2595e-13 | 9.5544e-10 | 2.6431e-09 | -2.1276e-12 | 3.0825e-09 | -1.6199e-10 | 2.1276e-12 | -3.0825e-09 | 1.6199e-10 | 0 | 0 | 0 | 0 | 0 | 0 | 0.95004 | 0.83868 | 0.68788 | 0.95004 | 0.83868 | 0.68788 | 0.0092093 | -135.2946 | 120.9684 | 0.0092093 | -135.2946 | 120.9684
Line6_7_8 | 0 | 0 | 0 | 0 | 0 | 0 | 0 | 0 | 0 | 0 | 0 | 0 | 3.9447e-13 | -7.1658e-10 | -1.9823e-09 | -3.945e-13 | 7.1658e-10 | 1.9823e-09 | -1.5957e-12 | 2.3118e-09 | -1.2149e-10 | 1.5957e-12 | -2.3118e-09 | 1.2149e-10 | 0 | 0 | 0 | 0 | 0 | 0 | 0.95004 | 0.83868 | 0.68788 | 0.95004 | 0.83868 | 0.68788 | 0.0092093 | -135.2946 | 120.9684 | 0.0092093 | -135.2946 | 120.9684
Line7_8_9 | 0 | 0 | 0 | 0 | 0 | 0 | 0 | 0 | 0 | 0 | 0 | 0 | 1.3145e-13 | -2.3886e-10 | -6.6078e-10 | -1.3145e-13 | 2.3886e-10 | 6.6078e-10 | -5.3187e-13 | 7.7061e-10 | -4.0497e-11 | 5.3189e-13 | -7.7061e-10 | 4.0497e-11 | 0 | 0 | 0 | 0 | 0 | 0 | 0.95004 | 0.83868 | 0.68788 | 0.95004 | 0.83868 | 0.68788 | 0.0092093 | -135.2946 | 120.9684 | 0.0092093 | -135.2946 | 120.9684
Line8_8_10 | 0 | 0 | 0 | 0 | 0 | 0 | 0 | 0 | 0 | 0 | 0 | 0 | 1.3149e-13 | -2.3886e-10 | -6.6078e-10 | -1.315e-13 | 2.3886e-10 | 6.6078e-10 | -5.3184e-13 | 7.7061e-10 | -4.0497e-11 | 5.3186e-13 | -7.7061e-10 | 4.0497e-11 | 0 | 0 | 0 | 0 | 0 | 0 | 0.95004 | 0.83868 | 0.68788 | 0.95004 | 0.83868 | 0.68788 | 0.0092093 | -135.2946 | 120.9684 | 0.0092093 | -135.2946 | 120.9684
Line9_3_11 | 0 | 0 | 0 | 0 | 0 | 0 | 0 | 0 | 0 | 0 | 0 | 0 | 9.2037e-13 | -1.672e-09 | -4.6255e-09 | -9.2033e-13 | 1.672e-09 | 4.6255e-09 | -3.7233e-12 | 5.3943e-09 | -2.8348e-10 | 3.7233e-12 | -5.3943e-09 | 2.8348e-10 | 0 | 0 | 0 | 0 | 0 | 0 | 0.95004 | 0.83868 | 0.68788 | 0.95004 | 0.83868 | 0.68788 | 0.0092093 | -135.2946 | 120.9684 | 0.0092093 | -135.2946 | 120.9684

## LL_min_10
name | pf_ikss_a_from_ka | pf_ikss_b_from_ka | pf_ikss_c_from_ka | pf_ikss_a_to_ka | pf_ikss_b_to_ka | pf_ikss_c_to_ka | pf_skss_a_from_mw | pf_skss_b_from_mw | pf_skss_c_from_mw | pf_skss_a_to_mw | pf_skss_b_to_mw | pf_skss_c_to_mw | pf_p_a_from_mw | pf_p_b_from_mw | pf_p_c_from_mw | pf_p_a_to_mw | pf_p_b_to_mw | pf_p_c_to_mw | pf_q_a_from_mvar | pf_q_b_from_mvar | pf_q_c_from_mvar | pf_q_a_to_mvar | pf_q_b_to_mvar | pf_q_c_to_mvar | pf_ikss_a_from_degree | pf_ikss_b_from_degree | pf_ikss_c_from_degree | pf_ikss_a_to_degree | pf_ikss_b_to_degree | pf_ikss_c_to_degree | pf_vm_a_from_pu | pf_vm_b_from_pu | pf_vm_c_from_pu | pf_vm_a_to_pu | pf_vm_b_to_pu | pf_vm_c_to_pu | pf_va_a_from_degree | pf_va_b_from_degree | pf_va_c_from_degree | pf_va_a_to_degree | pf_va_b_to_degree | pf_va_c_to_degree
Line0_1_2 | 0 | 0 | 0 | 0 | 0 | 0 | 0 | 0 | 0 | 0 | 0 | 0 | 7.0809e-13 | -1.2863e-09 | -3.5583e-09 | -7.0807e-13 | 1.2863e-09 | 3.5583e-09 | -2.8642e-12 | 4.1498e-09 | -2.1808e-10 | 2.8642e-12 | -4.1498e-09 | 2.1808e-10 | 0 | 0 | 0 | 0 | 0 | 0 | 0.90004 | 0.79454 | 0.65168 | 0.90004 | 0.79454 | 0.65168 | 0.0092093 | -135.2946 | 120.9684 | 0.0092093 | -135.2946 | 120.9684
Line10_11_12 | 0 | 0 | 0 | 0 | 0 | 0 | 0 | 0 | 0 | 0 | 0 | 0 | 7.0802e-13 | -1.2863e-09 | -3.5583e-09 | -7.0802e-13 | 1.2863e-09 | 3.5583e-09 | -2.8643e-12 | 4.1498e-09 | -2.1808e-10 | 2.8643e-12 | -4.1498e-09 | 2.1808e-10 | 0 | 0 | 0 | 0 | 0 | 0 | 0.90004 | 0.79454 | 0.65168 | 0.90004 | 0.79454 | 0.65168 | 0.0092093 | -135.2946 | 120.9684 | 0.0092093 | -135.2946 | 120.9684
Line11_12_13 | 0 | 0 | 0 | 0 | 0 | 0 | 0 | 0 | 0 | 0 | 0 | 0 | 5.9e-13 | -1.0719e-09 | -2.9653e-09 | -5.8999e-13 | 1.0719e-09 | 2.9653e-09 | -2.3869e-12 | 3.4582e-09 | -1.8173e-10 | 2.3869e-12 | -3.4582e-09 | 1.8173e-10 | 0 | 0 | 0 | 0 | 0 | 0 | 0.90004 | 0.79454 | 0.65168 | 0.90004 | 0.79454 | 0.65168 | 0.0092093 | -135.2946 | 120.9684 | 0.0092093 | -135.2946 | 120.9684
Line12_13_15 | 0 | 0 | 0 | 0 | 0 | 0 | 0 | 0 | 0 | 0 | 0 | 0 | 3.5399e-13 | -6.4314e-10 | -1.7792e-09 | -3.5397e-13 | 6.4314e-10 | 1.7792e-09 | -1.4322e-12 | 2.0749e-09 | -1.0904e-10 | 1.4322e-12 | -2.0749e-09 | 1.0904e-10 | 0 | 0 | 0 | 0 | 0 | 0 | 0.90004 | 0.79454 | 0.65168 | 0.90004 | 0.79454 | 0.65168 | 0.0092093 | -135.2946 | 120.9684 | 0.0092093 | -135.2946 | 120.9684
Line13_13_14 | 0 | 0 | 0 | 0 | 0 | 0 | 0 | 0 | 0 | 0 | 0 | 0 | 1.18e-13 | -2.1438e-10 | -5.9305e-10 | -1.1799e-13 | 2.1438e-10 | 5.9305e-10 | -4.774e-13 | 6.9163e-10 | -3.6347e-11 | 4.774e-13 | -6.9163e-10 | 3.6347e-11 | 0 | 0 | 0 | 0 | 0 | 0 | 0.90004 | 0.79454 | 0.65168 | 0.90004 | 0.79454 | 0.65168 | 0.0092093 | -135.2946 | 120.9684 | 0.0092093 | -135.2946 | 120.9684
Line14_15_16 | 0 | 0 | 0 | 0 | 0 | 0 | 0 | 0 | 0 | 0 | 0 | 0 | 2.3597e-13 | -4.2876e-10 | -1.1861e-09 | -2.3597e-13 | 4.2876e-10 | 1.1861e-09 | -9.5477e-13 | 1.3833e-09 | -7.2693e-11 | 9.5479e-13 | -1.3833e-09 | 7.2693e-11 | 0 | 0 | 0 | 0 | 0 | 0 | 0.90004 | 0.79454 | 0.65168 | 0.90004 | 0.79454 | 0.65168 | 0.0092093 | -135.2946 | 120.9684 | 0.0092093 | -135.2946 | 120.9684
Line15_16_17 | 0 | 0 | 0 | 0 | 0 | 0 | 0 | 0 | 0 | 0 | 0 | 0 | 1.18e-13 | -2.1438e-10 | -5.9305e-10 | -1.18e-13 | 2.1438e-10 | 5.9305e-10 | -4.7737e-13 | 6.9163e-10 | -3.6347e-11 | 4.7737e-13 | -6.9163e-10 | 3.6347e-11 | 0 | 0 | 0 | 0 | 0 | 0 | 0.90004 | 0.79454 | 0.65168 | 0.90004 | 0.79454 | 0.65168 | 0.0092093 | -135.2946 | 120.9684 | 0.0092093 | -135.2946 | 120.9684
Line16_4_18 | 0 | 2.3798 | 2.3798 | 0 | 2.3798 | 2.3798 | 0 | 0.54959 | 0.54959 | 0 | 0.54959 | 0.54959 | 5.6775e-13 | 0.31807 | -0.1006 | -5.6775e-13 | -0.20934 | 0.20934 | -8.1715e-13 | -0.018514 | 0.24505 | 8.1721e-13 | 0.13178 | -0.13178 | 0 | -147.7929 | 32.2071 | 0 | 32.2071 | -147.7929 | 0.90017 | 0.57973 | 0.48199 | 0.90017 | 0.45009 | 0.45009 | 0.01576 | -151.1242 | 144.5266 | 0.01576 | -179.9842 | -179.9842
Line17_5_19 | 0 | 0 | 0 | 0 | 0 | 0 | 0 | 0 | 0 | 0 | 0 | 0 | 1.1797e-13 | -2.1438e-10 | -5.9305e-10 | -1.1799e-13 | 2.1438e-10 | 5.9305e-10 | -4.7738e-13 | 6.9163e-10 | -3.6347e-11 | 4.7737e-13 | -6.9163e-10 | 3.6347e-11 | 0 | 0 | 0 | 0 | 0 | 0 | 0.90004 | 0.79454 | 0.65168 | 0.90004 | 0.79454 | 0.65168 | 0.0092093 | -135.2946 | 120.9684 | 0.0092093 | -135.2946 | 120.9684
Line1_1_3 | 0 | 0 | 0 | 0 | 0 | 0 | 0 | 0 | 0 | 0 | 0 | 0 | 9.4403e-13 | -1.715e-09 | -4.7444e-09 | -9.4404e-13 | 1.715e-09 | 4.7444e-09 | -3.819e-12 | 5.5331e-09 | -2.9077e-10 | 3.8191e-12 | -5.5331e-09 | 2.9077e-10 | 0 | 0 | 0 | 0 | 0 | 0 | 0.90004 | 0.79454 | 0.65168 | 0.90004 | 0.79454 | 0.65168 | 0.0092093 | -135.2946 | 120.9684 | 0.0092093 | -135.2946 | 120.9684
Line2_1_4 | 0.001422 | 2.3719 | 2.373 | 0.001422 | 2.3719 | 2.373 | 0.0003284 | 0.54776 | 0.54801 | 0.0003284 | 0.54776 | 0.54801 | -0.00029186 | 0.42501 | 0.0079824 | 0.0002919 | -0.317 | 0.10013 | -4.6728e-05 | 0.093705 | 0.35704 | 4.6769e-05 | 0.018811 | -0.24442 | 170.913 | -147.7281 | 32.2492 | -9.087 | 32.2719 | -147.7508 | 0.90004 | 0.79454 | 0.65168 | 0.90017 | 0.57973 | 0.48199 | 0.0092093 | -135.2946 | 120.9684 | 0.01576 | -151.1242 | 144.5266
Line3_1_5 | 0 | 0 | 0 | 0 | 0 | 0 | 0 | 0 | 0 | 0 | 0 | 0 | 2.36e-13 | -4.2876e-10 | -1.1861e-09 | -2.3599e-13 | 4.2876e-10 | 1.1861e-09 | -9.5475e-13 | 1.3833e-09 | -7.2693e-11 | 9.5477e-13 | -1.3833e-09 | 7.2693e-11 | 0 | 0 | 0 | 0 | 0 | 0 | 0.90004 | 0.79454 | 0.65168 | 0.90004 | 0.79454 | 0.65168 | 0.0092093 | -135.2946 | 120.9684 | 0.0092093 | -135.2946 | 120.9684
Line4_2_6 | 0 | 0 | 0 | 0 | 0 | 0 | 0 | 0 | 0 | 0 | 0 | 0 | 5.9003e-13 | -1.0719e-09 | -2.9653e-09 | -5.9003e-13 | 1.0719e-09 | 2.9653e-09 | -2.3869e-12 | 3.4582e-09 | -1.8173e-10 | 2.3869e-12 | -3.4582e-09 | 1.8173e-10 | 0 | 0 | 0 | 0 | 0 | 0 | 0.90004 | 0.79454 | 0.65168 | 0.90004 | 0.79454 | 0.65168 | 0.0092093 | -135.2946 | 120.9684 | 0.0092093 | -135.2946 | 120.9684
Line5_6_7 | 0 | 0 | 0 | 0 | 0 | 0 | 0 | 0 | 0 | 0 | 0 | 0 | 4.7202e-13 | -8.5751e-10 | -2.3722e-09 | -4.7204e-13 | 8.5751e-10 | 2.3722e-09 | -1.9095e-12 | 2.7665e-09 | -1.4539e-10 | 1.9095e-12 | -2.7665e-09 | 1.4539e-10 | 0 | 0 | 0 | 0 | 0 | 0 | 0.90004 | 0.79454 | 0.65168 | 0.90004 | 0.79454 | 0.65168 | 0.0092093 | -135.2946 | 120.9684 | 0.0092093 | -135.2946 | 120.9684
Line6_7_8 | 0 | 0 | 0 | 0 | 0 | 0 | 0 | 0 | 0 | 0 | 0 | 0 | 3.5406e-13 | -6.4314e-10 | -1.7792e-09 | -3.5405e-13 | 6.4314e-10 | 1.7792e-09 | -1.4321e-12 | 2.0749e-09 | -1.0904e-10 | 1.4321e-12 | -2.0749e-09 | 1.0904e-10 | 0 | 0 | 0 | 0 | 0 | 0 | 0.90004 | 0.79454 | 0.65168 | 0.90004 | 0.79454 | 0.65168 | 0.0092093 | -135.2946 | 120.9684 | 0.0092093 | -135.2946 | 120.9684
Line7_8_9 | 0 | 0 | 0 | 0 | 0 | 0 | 0 | 0 | 0 | 0 | 0 | 0 | 1.18e-13 | -2.1438e-10 | -5.9305e-10 | -1.18e-13 | 2.1438e-10 | 5.9305e-10 | -4.774e-13 | 6.9163e-10 | -3.6347e-11 | 4.7738e-13 | -6.9163e-10 | 3.6347e-11 | 0 | 0 | 0 | 0 | 0 | 0 | 0.90004 | 0.79454 | 0.65168 | 0.90004 | 0.79454 | 0.65168 | 0.0092093 | -135.2946 | 120.9684 | 0.0092093 | -135.2946 | 120.9684
Line8_8_10 | 0 | 0 | 0 | 0 | 0 | 0 | 0 | 0 | 0 | 0 | 0 | 0 | 1.1803e-13 | -2.1438e-10 | -5.9305e-10 | -1.18e-13 | 2.1438e-10 | 5.9305e-10 | -4.7742e-13 | 6.9163e-10 | -3.6347e-11 | 4.774e-13 | -6.9163e-10 | 3.6347e-11 | 0 | 0 | 0 | 0 | 0 | 0 | 0.90004 | 0.79454 | 0.65168 | 0.90004 | 0.79454 | 0.65168 | 0.0092093 | -135.2946 | 120.9684 | 0.0092093 | -135.2946 | 120.9684
Line9_3_11 | 0 | 0 | 0 | 0 | 0 | 0 | 0 | 0 | 0 | 0 | 0 | 0 | 8.2598e-13 | -1.5007e-09 | -4.1514e-09 | -8.2598e-13 | 1.5007e-09 | 4.1514e-09 | -3.3417e-12 | 4.8414e-09 | -2.5443e-10 | 3.3417e-12 | -4.8414e-09 | 2.5443e-10 | 0 | 0 | 0 | 0 | 0 | 0 | 0.90004 | 0.79454 | 0.65168 | 0.90004 | 0.79454 | 0.65168 | 0.0092093 | -135.2946 | 120.9684 | 0.0092093 | -135.2946 | 120.9684

## LL_min_fault_6
name | pf_ikss_a_from_ka | pf_ikss_b_from_ka | pf_ikss_c_from_ka | pf_ikss_a_to_ka | pf_ikss_b_to_ka | pf_ikss_c_to_ka | pf_skss_a_from_mw | pf_skss_b_from_mw | pf_skss_c_from_mw | pf_skss_a_to_mw | pf_skss_b_to_mw | pf_skss_c_to_mw | pf_p_a_from_mw | pf_p_b_from_mw | pf_p_c_from_mw | pf_p_a_to_mw | pf_p_b_to_mw | pf_p_c_to_mw | pf_q_a_from_mvar | pf_q_b_from_mvar | pf_q_c_from_mvar | pf_q_a_to_mvar | pf_q_b_to_mvar | pf_q_c_to_mvar | pf_ikss_a_from_degree | pf_ikss_b_from_degree | pf_ikss_c_from_degree | pf_ikss_a_to_degree | pf_ikss_b_to_degree | pf_ikss_c_to_degree | pf_vm_a_from_pu | pf_vm_b_from_pu | pf_vm_c_from_pu | pf_vm_a_to_pu | pf_vm_b_to_pu | pf_vm_c_to_pu | pf_va_a_from_degree | pf_va_b_from_degree | pf_va_c_from_degree | pf_va_a_to_degree | pf_va_b_to_degree | pf_va_c_to_degree
Line0_1_2 | 0 | 0 | 0 | 0 | 0 | 0 | 0 | 0 | 0 | 0 | 0 | 0 | 1.6227e-15 | -3.8615e-11 | -1.1255e-10 | -1.6225e-15 | 3.8615e-11 | 1.1255e-10 | -6.8869e-14 | 1.0798e-10 | 1.9939e-11 | 6.8869e-14 | -1.0798e-10 | -1.9939e-11 | 0 | 0 | 0 | 0 | 0 | 0 | 0.95 | 0.94813 | 0.94458 | 0.95 | 0.94813 | 0.94458 | 0.00019874 | -120.3122 | 119.9421 | 0.00019874 | -120.3122 | 119.9421
Line10_11_12 | 0 | 0 | 0 | 0 | 0 | 0 | 0 | 0 | 0 | 0 | 0 | 0 | 1.6209e-15 | -3.8615e-11 | -1.1255e-10 | -1.6212e-15 | 3.8615e-11 | 1.1255e-10 | -6.8869e-14 | 1.0798e-10 | 1.9939e-11 | 6.8869e-14 | -1.0798e-10 | -1.9939e-11 | 0 | 0 | 0 | 0 | 0 | 0 | 0.95 | 0.94813 | 0.94458 | 0.95 | 0.94813 | 0.94458 | 0.00019874 | -120.3122 | 119.9421 | 0.00019874 | -120.3122 | 119.9421
Line11_12_13 | 0 | 0 | 0 | 0 | 0 | 0 | 0 | 0 | 0 | 0 | 0 | 0 | 1.3502e-15 | -3.2179e-11 | -9.3792e-11 | -1.3505e-15 | 3.2179e-11 | 9.3792e-11 | -5.7389e-14 | 8.9987e-11 | 1.6616e-11 | 5.739e-14 | -8.9987e-11 | -1.6616e-11 | 0 | 0 | 0 | 0 | 0 | 0 | 0.95 | 0.94813 | 0.94458 | 0.95 | 0.94813 | 0.94458 | 0.00019874 | -120.3122 | 119.9421 | 0.00019874 | -120.3122 | 119.9421
Line12_13_15 | 0 | 0 | 0 | 0 | 0 | 0 | 0 | 0 | 0 | 0 | 0 | 0 | 8.099e-16 | -1.9307e-11 | -5.6275e-11 | -8.099e-16 | 1.9307e-11 | 5.6275e-11 | -3.4436e-14 | 5.3992e-11 | 9.9697e-12 | 3.4435e-14 | -5.3992e-11 | -9.9697e-12 | 0 | 0 | 0 | 0 | 0 | 0 | 0.95 | 0.94813 | 0.94458 | 0.95 | 0.94813 | 0.94458 | 0.00019874 | -120.3122 | 119.9421 | 0.00019874 | -120.3122 | 119.9421
Line13_13_14 | 0 | 0 | 0 | 0 | 0 | 0 | 0 | 0 | 0 | 0 | 0 | 0 | 2.6983e-16 | -6.4358e-12 | -1.8758e-11 | -2.6983e-16 | 6.4358e-12 | 1.8758e-11 | -1.1479e-14 | 1.7997e-11 | 3.3232e-12 | 1.1478e-14 | -1.7997e-11 | -3.3232e-12 | 0 | 0 | 0 | 0 | 0 | 0 | 0.95 | 0.94813 | 0.94458 | 0.95 | 0.94813 | 0.94458 | 0.00019874 | -120.3122 | 119.9421 | 0.00019874 | -120.3122 | 119.9421
Line14_15_16 | 0 | 0 | 0 | 0 | 0 | 0 | 0 | 0 | 0 | 0 | 0 | 0 | 5.3973e-16 | -1.2872e-11 | -3.7517e-11 | -5.3952e-16 | 1.2872e-11 | 3.7517e-11 | -2.2957e-14 | 3.5995e-11 | 6.6464e-12 | 2.2956e-14 | -3.5995e-11 | -6.6464e-12 | 0 | 0 | 0 | 0 | 0 | 0 | 0.95 | 0.94813 | 0.94458 | 0.95 | 0.94813 | 0.94458 | 0.00019874 | -120.3122 | 119.9421 | 0.00019874 | -120.3122 | 119.9421
Line15_16_17 | 0 | 0 | 0 | 0 | 0 | 0 | 0 | 0 | 0 | 0 | 0 | 0 | 2.6955e-16 | -6.4358e-12 | -1.8758e-11 | -2.6969e-16 | 6.4358e-12 | 1.8758e-11 | -1.1478e-14 | 1.7997e-11 | 3.3232e-12 | 1.1478e-14 | -1.7997e-11 | -3.3232e-12 | 0 | 0 | 0 | 0 | 0 | 0 | 0.95 | 0.94813 | 0.94458 | 0.95 | 0.94813 | 0.94458 | 0.00019874 | -120.3122 | 119.9421 | 0.00019874 | -120.3122 | 119.9421
Line16_4_18 | 0 | 0.052641 | 0.052641 | 0 | 0.052641 | 0.052641 | 0 | 0.012157 | 0.012157 | 0 | 0.012157 | 0.012157 | 8.7949e-15 | 0.011083 | 0.0028788 | -8.7949e-15 | -0.01103 | -0.0028256 | -2.15e-14 | 0.002919 | 0.011047 | 2.15e-14 | -0.0028635 | -0.010992 | 0 | -135.2659 | 44.7341 | 0 | 44.7341 | -135.2659 | 0.95 | 0.94276 | 0.93908 | 0.95 | 0.93737 | 0.93357 | 0.00037221 | -120.511 | 120.1285 | 0.00037221 | -120.7123 | 120.3179
Line17_5_19 | 0 | 0 | 0 | 0 | 0 | 0 | 0 | 0 | 0 | 0 | 0 | 0 | 2.6907e-16 | -6.4358e-12 | -1.8758e-11 | -2.6942e-16 | 6.4358e-12 | 1.8758e-11 | -1.1478e-14 | 1.7997e-11 | 3.3232e-12 | 1.1478e-14 | -1.7997e-11 | -3.3232e-12 | 0 | 0 | 0 | 0 | 0 | 0 | 0.95 | 0.94813 | 0.94458 | 0.95 | 0.94813 | 0.94458 | 0.00019874 | -120.3122 | 119.9421 | 0.00019874 | -120.3122 | 119.9421
Line1_1_3 | 0 | 0 | 0 | 0 | 0 | 0 | 0 | 0 | 0 | 0 | 0 | 0 | 2.162e-15 | -5.1486e-11 | -1.5007e-10 | -2.1621e-15 | 5.1486e-11 | 1.5007e-10 | -9.1827e-14 | 1.4398e-10 | 2.6586e-11 | 9.1827e-14 | -1.4398e-10 | -2.6586e-11 | 0 | 0 | 0 | 0 | 0 | 0 | 0.95 | 0.94813 | 0.94458 | 0.95 | 0.94813 | 0.94458 | 0.00019874 | -120.3122 | 119.9421 | 0.00019874 | -120.3122 | 119.9421
Line2_1_4 | 3.1456e-05 | 0.052467 | 0.05249 | 3.1456e-05 | 0.052467 | 0.05249 | 7.2644e-06 | 0.012117 | 0.012122 | 7.2644e-06 | 0.012117 | 0.012122 | -6.8887e-06 | 0.011103 | 0.0029315 | 6.8887e-06 | -0.01105 | -0.0028786 | 4.1407e-07 | 0.0029518 | 0.011069 | -4.1405e-07 | -0.0028968 | -0.011014 | -176.5599 | -135.2011 | 44.7762 | 3.4401 | 44.7989 | -135.2238 | 0.95 | 0.94813 | 0.94458 | 0.95 | 0.94276 | 0.93908 | 0.00019874 | -120.3122 | 119.9421 | 0.00037221 | -120.511 | 120.1285
Line3_1_5 | 0 | 0 | 0 | 0 | 0 | 0 | 0 | 0 | 0 | 0 | 0 | 0 | 5.3973e-16 | -1.2872e-11 | -3.7517e-11 | -5.3986e-16 | 1.2872e-11 | 3.7517e-11 | -2.2958e-14 | 3.5995e-11 | 6.6464e-12 | 2.2958e-14 | -3.5995e-11 | -6.6464e-12 | 0 | 0 | 0 | 0 | 0 | 0 | 0.95 | 0.94813 | 0.94458 | 0.95 | 0.94813 | 0.94458 | 0.00019874 | -120.3122 | 119.9421 | 0.00019874 | -120.3122 | 119.9421
Line4_2_6 | 0 | 0 | 0 | 0 | 0 | 0 | 0 | 0 | 0 | 0 | 0 | 0 | 1.3513e-15 | -3.2179e-11 | -9.3792e-11 | -1.3513e-15 | 3.2179e-11 | 9.3792e-11 | -5.739e-14 | 8.9987e-11 | 1.6616e-11 | 5.7391e-14 | -8.9987e-11 | -1.6616e-11 | 0 | 0 | 0 | 0 | 0 | 0 | 0.95 | 0.94813 | 0.94458 | 0.95 | 0.94813 | 0.94458 | 0.00019874 | -120.3122 | 119.9421 | 0.00019874 | -120.3122 | 119.9421
Line5_6_7 | 0 | 0 | 0 | 0 | 0 | 0 | 0 | 0 | 0 | 0 | 0 | 0 | 1.0825e-15 | -2.5743e-11 | -7.5034e-11 | -1.0823e-15 | 2.5743e-11 | 7.5034e-11 | -4.5912e-14 | 7.199e-11 | 1.3293e-11 | 4.5912e-14 | -7.199e-11 | -1.3293e-11 | 0 | 0 | 0 | 0 | 0 | 0 | 0.95 | 0.94813 | 0.94458 | 0.95 | 0.94813 | 0.94458 | 0.00019874 | -120.3122 | 119.9421 | 0.00019874 | -120.3122 | 119.9421
Line6_7_8 | 0 | 0 | 0 | 0 | 0 | 0 | 0 | 0 | 0 | 0 | 0 | 0 | 8.1203e-16 | -1.9307e-11 | -5.6275e-11 | -8.123e-16 | 1.9307e-11 | 5.6275e-11 | -3.4433e-14 | 5.3992e-11 | 9.9697e-12 | 3.4434e-14 | -5.3992e-11 | -9.9697e-12 | 0 | 0 | 0 | 0 | 0 | 0 | 0.95 | 0.94813 | 0.94458 | 0.95 | 0.94813 | 0.94458 | 0.00019874 | -120.3122 | 119.9421 | 0.00019874 | -120.3122 | 119.9421
Line7_8_9 | 0 | 0 | 0 | 0 | 0 | 0 | 0 | 0 | 0 | 0 | 0 | 0 | 2.6983e-16 | -6.4358e-12 | -1.8758e-11 | -2.6955e-16 | 6.4358e-12 | 1.8758e-11 | -1.1478e-14 | 1.7997e-11 | 3.3232e-12 | 1.1479e-14 | -1.7997e-11 | -3.3232e-12 | 0 | 0 | 0 | 0 | 0 | 0 | 0.95 | 0.94813 | 0.94458 | 0.95 | 0.94813 | 0.94458 | 0.00019874 | -120.3122 | 119.9421 | 0.00019874 | -120.3122 | 119.9421
Line8_8_10 | 0 | 0 | 0 | 0 | 0 | 0 | 0 | 0 | 0 | 0 | 0 | 0 | 2.6997e-16 | -6.4358e-12 | -1.8758e-11 | -2.6976e-16 | 6.4358e-12 | 1.8758e-11 | -1.1478e-14 | 1.7997e-11 | 3.3232e-12 | 1.1478e-14 | -1.7997e-11 | -3.3232e-12 | 0 | 0 | 0 | 0 | 0 | 0 | 0.95 | 0.94813 | 0.94458 | 0.95 | 0.94813 | 0.94458 | 0.00019874 | -120.3122 | 119.9421 | 0.00019874 | -120.3122 | 119.9421
Line9_3_11 | 0 | 0 | 0 | 0 | 0 | 0 | 0 | 0 | 0 | 0 | 0 | 0 | 1.8918e-15 | -4.505e-11 | -1.3131e-10 | -1.8921e-15 | 4.505e-11 | 1.3131e-10 | -8.0348e-14 | 1.2598e-10 | 2.3263e-11 | 8.0348e-14 | -1.2598e-10 | -2.3263e-11 | 0 | 0 | 0 | 0 | 0 | 0 | 0.95 | 0.94813 | 0.94458 | 0.95 | 0.94813 | 0.94458 | 0.00019874 | -120.3122 | 119.9421 | 0.00019874 | -120.3122 | 119.9421

## LL_min_fault_10
name | pf_ikss_a_from_ka | pf_ikss_b_from_ka | pf_ikss_c_from_ka | pf_ikss_a_to_ka | pf_ikss_b_to_ka | pf_ikss_c_to_ka | pf_skss_a_from_mw | pf_skss_b_from_mw | pf_skss_c_from_mw | pf_skss_a_to_mw | pf_skss_b_to_mw | pf_skss_c_to_mw | pf_p_a_from_mw | pf_p_b_from_mw | pf_p_c_from_mw | pf_p_a_to_mw | pf_p_b_to_mw | pf_p_c_to_mw | pf_q_a_from_mvar | pf_q_b_from_mvar | pf_q_c_from_mvar | pf_q_a_to_mvar | pf_q_b_to_mvar | pf_q_c_to_mvar | pf_ikss_a_from_degree | pf_ikss_b_from_degree | pf_ikss_c_from_degree | pf_ikss_a_to_degree | pf_ikss_b_to_degree | pf_ikss_c_to_degree | pf_vm_a_from_pu | pf_vm_b_from_pu | pf_vm_c_from_pu | pf_vm_a_to_pu | pf_vm_b_to_pu | pf_vm_c_to_pu | pf_va_a_from_degree | pf_va_b_from_degree | pf_va_c_from_degree | pf_va_a_to_degree | pf_va_b_to_degree | pf_va_c_to_degree
Line0_1_2 | 0 | 0 | 0 | 0 | 0 | 0 | 0 | 0 | 0 | 0 | 0 | 0 | 1.4571e-15 | -3.4657e-11 | -1.0101e-10 | -1.4567e-15 | 3.4657e-11 | 1.0101e-10 | -6.181e-14 | 9.6917e-11 | 1.7896e-11 | 6.1811e-14 | -9.6917e-11 | -1.7896e-11 | 0 | 0 | 0 | 0 | 0 | 0 | 0.9 | 0.89823 | 0.89487 | 0.9 | 0.89823 | 0.89487 | 0.00019874 | -120.3122 | 119.9421 | 0.00019874 | -120.3122 | 119.9421
Line10_11_12 | 0 | 0 | 0 | 0 | 0 | 0 | 0 | 0 | 0 | 0 | 0 | 0 | 1.4552e-15 | -3.4657e-11 | -1.0101e-10 | -1.4552e-15 | 3.4657e-11 | 1.0101e-10 | -6.181e-14 | 9.6917e-11 | 1.7896e-11 | 6.181e-14 | -9.6917e-11 | -1.7896e-11 | 0 | 0 | 0 | 0 | 0 | 0 | 0.9 | 0.89823 | 0.89487 | 0.9 | 0.89823 | 0.89487 | 0.00019874 | -120.3122 | 119.9421 | 0.00019874 | -120.3122 | 119.9421
Line11_12_13 | 0 | 0 | 0 | 0 | 0 | 0 | 0 | 0 | 0 | 0 | 0 | 0 | 1.212e-15 | -2.8881e-11 | -8.4179e-11 | -1.2118e-15 | 2.8881e-11 | 8.4179e-11 | -5.1508e-14 | 8.0764e-11 | 1.4913e-11 | 5.1508e-14 | -8.0764e-11 | -1.4913e-11 | 0 | 0 | 0 | 0 | 0 | 0 | 0.9 | 0.89823 | 0.89487 | 0.9 | 0.89823 | 0.89487 | 0.00019874 | -120.3122 | 119.9421 | 0.00019874 | -120.3122 | 119.9421
Line12_13_15 | 0 | 0 | 0 | 0 | 0 | 0 | 0 | 0 | 0 | 0 | 0 | 0 | 7.2706e-16 | -1.7328e-11 | -5.0507e-11 | -7.2706e-16 | 1.7328e-11 | 5.0507e-11 | -3.0906e-14 | 4.8458e-11 | 8.9478e-12 | 3.0905e-14 | -4.8458e-11 | -8.9478e-12 | 0 | 0 | 0 | 0 | 0 | 0 | 0.9 | 0.89823 | 0.89487 | 0.9 | 0.89823 | 0.89487 | 0.00019874 | -120.3122 | 119.9421 | 0.00019874 | -120.3122 | 119.9421
Line13_13_14 | 0 | 0 | 0 | 0 | 0 | 0 | 0 | 0 | 0 | 0 | 0 | 0 | 2.4249e-16 | -5.7761e-12 | -1.6836e-11 | -2.4249e-16 | 5.7761e-12 | 1.6836e-11 | -1.0302e-14 | 1.6153e-11 | 2.9826e-12 | 1.0302e-14 | -1.6153e-11 | -2.9826e-12 | 0 | 0 | 0 | 0 | 0 | 0 | 0.9 | 0.89823 | 0.89487 | 0.9 | 0.89823 | 0.89487 | 0.00019874 | -120.3122 | 119.9421 | 0.00019874 | -120.3122 | 119.9421
Line14_15_16 | 0 | 0 | 0 | 0 | 0 | 0 | 0 | 0 | 0 | 0 | 0 | 0 | 4.8419e-16 | -1.1552e-11 | -3.3672e-11 | -4.8412e-16 | 1.1552e-11 | 3.3672e-11 | -2.0603e-14 | 3.2306e-11 | 5.9652e-12 | 2.0603e-14 | -3.2306e-11 | -5.9652e-12 | 0 | 0 | 0 | 0 | 0 | 0 | 0.9 | 0.89823 | 0.89487 | 0.9 | 0.89823 | 0.89487 | 0.00019874 | -120.3122 | 119.9421 | 0.00019874 | -120.3122 | 119.9421
Line15_16_17 | 0 | 0 | 0 | 0 | 0 | 0 | 0 | 0 | 0 | 0 | 0 | 0 | 2.4112e-16 | -5.7761e-12 | -1.6836e-11 | -2.4125e-16 | 5.7761e-12 | 1.6836e-11 | -1.0302e-14 | 1.6153e-11 | 2.9826e-12 | 1.0302e-14 | -1.6153e-11 | -2.9826e-12 | 0 | 0 | 0 | 0 | 0 | 0 | 0.9 | 0.89823 | 0.89487 | 0.9 | 0.89823 | 0.89487 | 0.00019874 | -120.3122 | 119.9421 | 0.00019874 | -120.3122 | 119.9421
Line16_4_18 | 0 | 0.049871 | 0.049871 | 0 | 0.049871 | 0.049871 | 0 | 0.011517 | 0.011517 | 0 | 0.011517 | 0.011517 | 7.8928e-15 | 0.0099472 | 0.0025837 | -7.8938e-15 | -0.0098995 | -0.002536 | -1.9297e-14 | 0.0026198 | 0.0099151 | 1.9296e-14 | -0.00257 | -0.0098654 | 0 | -135.2659 | 44.7341 | 0 | 44.7341 | -135.2659 | 0.9 | 0.89314 | 0.88965 | 0.9 | 0.88803 | 0.88443 | 0.00037221 | -120.511 | 120.1285 | 0.00037221 | -120.7123 | 120.3179
Line17_5_19 | 0 | 0 | 0 | 0 | 0 | 0 | 0 | 0 | 0 | 0 | 0 | 0 | 2.4157e-16 | -5.7761e-12 | -1.6836e-11 | -2.4203e-16 | 5.7761e-12 | 1.6836e-11 | -1.0301e-14 | 1.6153e-11 | 2.9826e-12 | 1.0302e-14 | -1.6153e-11 | -2.9826e-12 | 0 | 0 | 0 | 0 | 0 | 0 | 0.9 | 0.89823 | 0.89487 | 0.9 | 0.89823 | 0.89487 | 0.00019874 | -120.3122 | 119.9421 | 0.00019874 | -120.3122 | 119.9421
Line1_1_3 | 0 | 0 | 0 | 0 | 0 | 0 | 0 | 0 | 0 | 0 | 0 | 0 | 1.941e-15 | -4.6209e-11 | -1.3469e-10 | -1.9407e-15 | 4.6209e-11 | 1.3469e-10 | -8.2415e-14 | 1.2922e-10 | 2.3861e-11 | 8.2415e-14 | -1.2922e-10 | -2.3861e-11 | 0 | 0 | 0 | 0 | 0 | 0 | 0.9 | 0.89823 | 0.89487 | 0.9 | 0.89823 | 0.89487 | 0.00019874 | -120.3122 | 119.9421 | 0.00019874 | -120.3122 | 119.9421
Line2_1_4 | 2.98e-05 | 0.049705 | 0.049728 | 2.98e-05 | 0.049705 | 0.049728 | 6.882e-06 | 0.011479 | 0.011484 | 6.882e-06 | 0.011479 | 0.011484 | -6.1827e-06 | 0.0099646 | 0.0026311 | 6.1827e-06 | -0.0099172 | -0.0025836 | 3.7163e-07 | 0.0026493 | 0.0099343 | -3.7162e-07 | -0.0025999 | -0.0098848 | -176.5599 | -135.2011 | 44.7762 | 3.4401 | 44.7989 | -135.2238 | 0.9 | 0.89823 | 0.89487 | 0.9 | 0.89314 | 0.88965 | 0.00019874 | -120.3122 | 119.9421 | 0.00037221 | -120.511 | 120.1285
Line3_1_5 | 0 | 0 | 0 | 0 | 0 | 0 | 0 | 0 | 0 | 0 | 0 | 0 | 4.8504e-16 | -1.1552e-11 | -3.3672e-11 | -4.8497e-16 | 1.1552e-11 | 3.3672e-11 | -2.0604e-14 | 3.2306e-11 | 5.9652e-12 | 2.0604e-14 | -3.2306e-11 | -5.9652e-12 | 0 | 0 | 0 | 0 | 0 | 0 | 0.9 | 0.89823 | 0.89487 | 0.9 | 0.89823 | 0.89487 | 0.00019874 | -120.3122 | 119.9421 | 0.00019874 | -120.3122 | 119.9421
Line4_2_6 | 0 | 0 | 0 | 0 | 0 | 0 | 0 | 0 | 0 | 0 | 0 | 0 | 1.2123e-15 | -2.8881e-11 | -8.4179e-11 | -1.2122e-15 | 2.8881e-11 | 8.4179e-11 | -5.1508e-14 | 8.0764e-11 | 1.4913e-11 | 5.1508e-14 | -8.0764e-11 | -1.4913e-11 | 0 | 0 | 0 | 0 | 0 | 0 | 0.9 | 0.89823 | 0.89487 | 0.9 | 0.89823 | 0.89487 | 0.00019874 | -120.3122 | 119.9421 | 0.00019874 | -120.3122 | 119.9421
Line5_6_7 | 0 | 0 | 0 | 0 | 0 | 0 | 0 | 0 | 0 | 0 | 0 | 0 | 9.6974e-16 | -2.3105e-11 | -6.7343e-11 | -9.6968e-16 | 2.3105e-11 | 6.7343e-11 | -4.1207e-14 | 6.4611e-11 | 1.193e-11 | 4.1206e-14 | -6.4611e-11 | -1.193e-11 | 0 | 0 | 0 | 0 | 0 | 0 | 0.9 | 0.89823 | 0.89487 | 0.9 | 0.89823 | 0.89487 | 0.00019874 | -120.3122 | 119.9421 | 0.00019874 | -120.3122 | 119.9421
Line6_7_8 | 0 | 0 | 0 | 0 | 0 | 0 | 0 | 0 | 0 | 0 | 0 | 0 | 7.2915e-16 | -1.7328e-11 | -5.0507e-11 | -7.2902e-16 | 1.7328e-11 | 5.0507e-11 | -3.0905e-14 | 4.8458e-11 | 8.9479e-12 | 3.0905e-14 | -4.8458e-11 | -8.9479e-12 | 0 | 0 | 0 | 0 | 0 | 0 | 0.9 | 0.89823 | 0.89487 | 0.9 | 0.89823 | 0.89487 | 0.00019874 | -120.3122 | 119.9421 | 0.00019874 | -120.3122 | 119.9421
Line7_8_9 | 0 | 0 | 0 | 0 | 0 | 0 | 0 | 0 | 0 | 0 | 0 | 0 | 2.4196e-16 | -5.7761e-12 | -1.6836e-11 | -2.419e-16 | 5.7761e-12 | 1.6836e-11 | -1.0303e-14 | 1.6153e-11 | 2.9826e-12 | 1.0303e-14 | -1.6153e-11 | -2.9826e-12 | 0 | 0 | 0 | 0 | 0 | 0 | 0.9 | 0.89823 | 0.89487 | 0.9 | 0.89823 | 0.89487 | 0.00019874 | -120.3122 | 119.9421 | 0.00019874 | -120.3122 | 119.9421
Line8_8_10 | 0 | 0 | 0 | 0 | 0 | 0 | 0 | 0 | 0 | 0 | 0 | 0 | 2.419e-16 | -5.7761e-12 | -1.6836e-11 | -2.4183e-16 | 5.7761e-12 | 1.6836e-11 | -1.0302e-14 | 1.6153e-11 | 2.9826e-12 | 1.0302e-14 | -1.6153e-11 | -2.9826e-12 | 0 | 0 | 0 | 0 | 0 | 0 | 0.9 | 0.89823 | 0.89487 | 0.9 | 0.89823 | 0.89487 | 0.00019874 | -120.3122 | 119.9421 | 0.00019874 | -120.3122 | 119.9421
Line9_3_11 | 0 | 0 | 0 | 0 | 0 | 0 | 0 | 0 | 0 | 0 | 0 | 0 | 1.697e-15 | -4.0433e-11 | -1.1785e-10 | -1.6973e-15 | 4.0433e-11 | 1.1785e-10 | -7.2112e-14 | 1.1307e-10 | 2.0878e-11 | 7.2113e-14 | -1.1307e-10 | -2.0878e-11 | 0 | 0 | 0 | 0 | 0 | 0 | 0.9 | 0.89823 | 0.89487 | 0.9 | 0.89823 | 0.89487 | 0.00019874 | -120.3122 | 119.9421 | 0.00019874 | -120.3122 | 119.9421

## LG_max_6
name | pf_ikss_a_from_ka | pf_ikss_b_from_ka | pf_ikss_c_from_ka | pf_ikss_a_to_ka | pf_ikss_b_to_ka | pf_ikss_c_to_ka | pf_skss_a_from_mw | pf_skss_b_from_mw | pf_skss_c_from_mw | pf_skss_a_to_mw | pf_skss_b_to_mw | pf_skss_c_to_mw | pf_p_a_from_mw | pf_p_b_from_mw | pf_p_c_from_mw | pf_p_a_to_mw | pf_p_b_to_mw | pf_p_c_to_mw | pf_q_a_from_mvar | pf_q_b_from_mvar | pf_q_c_from_mvar | pf_q_a_to_mvar | pf_q_b_to_mvar | pf_q_c_to_mvar | pf_ikss_a_from_degree | pf_ikss_b_from_degree | pf_ikss_c_from_degree | pf_ikss_a_to_degree | pf_ikss_b_to_degree | pf_ikss_c_to_degree | pf_vm_a_from_pu | pf_vm_b_from_pu | pf_vm_c_from_pu | pf_vm_a_to_pu | pf_vm_b_to_pu | pf_vm_c_to_pu | pf_va_a_from_degree | pf_va_b_from_degree | pf_va_c_from_degree | pf_va_a_to_degree | pf_va_b_to_degree | pf_va_c_to_degree
Line0_1_2 | 0 | 0 | 0 | 0 | 0 | 0 | 0 | 0 | 0 | 0 | 0 | 0 | -1.1204e-09 | 2.867e-08 | -3.3906e-08 | 1.7932e-09 | -2.3671e-08 | 2.8234e-08 | 2.6711e-08 | -1.8585e-08 | -1.3092e-08 | -2.2564e-08 | 1.5653e-08 | 1.0644e-08 | 0 | 0 | 0 | 0 | 0 | 0 | 0.71636 | 0.988 | 1.0532 | 0.71636 | 0.988 | 1.0532 | -6.328 | -117.5026 | 116.2329 | -6.328 | -117.5026 | 116.2329
Line10_11_12 | 0 | 0 | 0 | 0 | 0 | 0 | 0 | 0 | 0 | 0 | 0 | 0 | -1.1204e-09 | 2.867e-08 | -3.3906e-08 | 1.7932e-09 | -2.3671e-08 | 2.8234e-08 | 2.6711e-08 | -1.8585e-08 | -1.3092e-08 | -2.2564e-08 | 1.5653e-08 | 1.0644e-08 | 0 | 0 | 0 | 0 | 0 | 0 | 0.71636 | 0.988 | 1.0532 | 0.71636 | 0.988 | 1.0532 | -6.328 | -117.5026 | 116.2329 | -6.328 | -117.5026 | 116.2329
Line11_12_13 | 0 | 0 | 0 | 0 | 0 | 0 | 0 | 0 | 0 | 0 | 0 | 0 | -9.3365e-10 | 2.3892e-08 | -2.8255e-08 | 1.6065e-09 | -1.8892e-08 | 2.2583e-08 | 2.226e-08 | -1.5487e-08 | -1.091e-08 | -1.8112e-08 | 1.2556e-08 | 8.4615e-09 | 0 | 0 | 0 | 0 | 0 | 0 | 0.71636 | 0.988 | 1.0532 | 0.71636 | 0.988 | 1.0532 | -6.328 | -117.5026 | 116.2329 | -6.328 | -117.5026 | 116.2329
Line12_13_15 | 0 | 0 | 0 | 0 | 0 | 0 | 0 | 0 | 0 | 0 | 0 | 0 | -5.6019e-10 | 1.4335e-08 | -1.6953e-08 | 1.233e-09 | -9.3358e-09 | 1.1281e-08 | 1.3356e-08 | -9.2924e-09 | -6.546e-09 | -9.2078e-09 | 6.3607e-09 | 4.0976e-09 | 0 | 0 | 0 | 0 | 0 | 0 | 0.71636 | 0.988 | 1.0532 | 0.71636 | 0.988 | 1.0532 | -6.328 | -117.5026 | 116.2329 | -6.328 | -117.5026 | 116.2329
Line13_13_14 | 0 | 0 | 0 | 0 | 0 | 0 | 0 | 0 | 0 | 0 | 0 | 0 | -1.8673e-10 | 4.7784e-09 | -5.651e-09 | 8.5955e-10 | 2.2098e-10 | -2.1148e-11 | 4.4519e-09 | -3.0975e-09 | -2.182e-09 | -3.0399e-10 | 1.6575e-10 | -2.664e-10 | 0 | 0 | 0 | 0 | 0 | 0 | 0.71636 | 0.988 | 1.0532 | 0.71636 | 0.988 | 1.0532 | -6.328 | -117.5026 | 116.2329 | -6.328 | -117.5026 | 116.2329
Line14_15_16 | 0 | 0 | 0 | 0 | 0 | 0 | 0 | 0 | 0 | 0 | 0 | 0 | -3.7346e-10 | 9.5567e-09 | -1.1302e-08 | 1.0463e-09 | -4.5574e-09 | 5.6299e-09 | 8.9038e-09 | -6.1949e-09 | -4.364e-09 | -4.7559e-09 | 3.2632e-09 | 1.9156e-09 | 0 | 0 | 0 | 0 | 0 | 0 | 0.71636 | 0.988 | 1.0532 | 0.71636 | 0.988 | 1.0532 | -6.328 | -117.5026 | 116.2329 | -6.328 | -117.5026 | 116.2329
Line15_16_17 | 0 | 0 | 0 | 0 | 0 | 0 | 0 | 0 | 0 | 0 | 0 | 0 | -1.8673e-10 | 4.7784e-09 | -5.651e-09 | 8.5955e-10 | 2.2098e-10 | -2.1148e-11 | 4.4519e-09 | -3.0975e-09 | -2.182e-09 | -3.0399e-10 | 1.6574e-10 | -2.664e-10 | 0 | 0 | 0 | 0 | 0 | 0 | 0.71636 | 0.988 | 1.0532 | 0.71636 | 0.988 | 1.0532 | -6.328 | -117.5026 | 116.2329 | -6.328 | -117.5026 | 116.2329
Line16_4_18 | 4.7254 | 0 | 0 | 4.7254 | 0 | 0 | 1.0913 | 0 | 0 | 1.0913 | 0 | 0 | 0.18608 | 1.2901e-08 | -1.3803e-08 | 2.5306e-15 | 2.8317e-10 | 1.6924e-10 | 0.37216 | -5.9176e-09 | -5.6993e-09 | 9.8427e-14 | 6.8905e-10 | -6.9452e-10 | -70.3263 | 0 | 0 | 109.6737 | 0 | 0 | 0.38128 | 0.96894 | 1.0215 | 0 | 0.94989 | 0.98542 | -6.8913 | -113.5506 | 113.2873 | 0 | -109.1397 | 109.4516
Line17_5_19 | 0 | 0 | 0 | 0 | 0 | 0 | 0 | 0 | 0 | 0 | 0 | 0 | -1.8673e-10 | 4.7784e-09 | -5.651e-09 | 8.5955e-10 | 2.2098e-10 | -2.1147e-11 | 4.4519e-09 | -3.0975e-09 | -2.182e-09 | -3.0399e-10 | 1.6575e-10 | -2.664e-10 | 0 | 0 | 0 | 0 | 0 | 0 | 0.71636 | 0.988 | 1.0532 | 0.71636 | 0.988 | 1.0532 | -6.328 | -117.5026 | 116.2329 | -6.328 | -117.5026 | 116.2329
Line1_1_3 | 0 | 0 | 0 | 0 | 0 | 0 | 0 | 0 | 0 | 0 | 0 | 0 | -1.4938e-09 | 3.8227e-08 | -4.5208e-08 | 2.1667e-09 | -3.3228e-08 | 3.9536e-08 | 3.5615e-08 | -2.478e-08 | -1.7456e-08 | -3.1467e-08 | 2.1848e-08 | 1.5008e-08 | 0 | 0 | 0 | 0 | 0 | 0 | 0.71636 | 0.988 | 1.0532 | 0.71636 | 0.988 | 1.0532 | -6.328 | -117.5026 | 116.2329 | -6.328 | -117.5026 | 116.2329
Line2_1_4 | 4.1606 | 0.073145 | 0.062541 | 4.1606 | 0.073145 | 0.062541 | 0.96086 | 0.016892 | 0.014443 | 0.96086 | 0.016892 | 0.014443 | 0.31735 | -0.015318 | -0.014755 | -0.17209 | 0.014539 | 0.014108 | 0.6108 | -0.0066252 | 0.0037006 | -0.32342 | 0.0075173 | -0.00432 | -68.8734 | 39.1085 | -49.6873 | 111.1266 | -140.8915 | 130.3127 | 0.71636 | 0.988 | 1.0532 | 0.38128 | 0.96894 | 1.0215 | -6.328 | -117.5026 | 116.2329 | -6.8913 | -113.5506 | 113.2873
Line3_1_5 | 0 | 0 | 0 | 0 | 0 | 0 | 0 | 0 | 0 | 0 | 0 | 0 | -3.7346e-10 | 9.5567e-09 | -1.1302e-08 | 1.0463e-09 | -4.5574e-09 | 5.6299e-09 | 8.9038e-09 | -6.1949e-09 | -4.364e-09 | -4.7559e-09 | 3.2632e-09 | 1.9156e-09 | 0 | 0 | 0 | 0 | 0 | 0 | 0.71636 | 0.988 | 1.0532 | 0.71636 | 0.988 | 1.0532 | -6.328 | -117.5026 | 116.2329 | -6.328 | -117.5026 | 116.2329
Line4_2_6 | 0 | 0 | 0 | 0 | 0 | 0 | 0 | 0 | 0 | 0 | 0 | 0 | -9.3365e-10 | 2.3892e-08 | -2.8255e-08 | 1.6065e-09 | -1.8892e-08 | 2.2583e-08 | 2.226e-08 | -1.5487e-08 | -1.091e-08 | -1.8112e-08 | 1.2556e-08 | 8.4615e-09 | 0 | 0 | 0 | 0 | 0 | 0 | 0.71636 | 0.988 | 1.0532 | 0.71636 | 0.988 | 1.0532 | -6.328 | -117.5026 | 116.2329 | -6.328 | -117.5026 | 116.2329
Line5_6_7 | 0 | 0 | 0 | 0 | 0 | 0 | 0 | 0 | 0 | 0 | 0 | 0 | -7.4692e-10 | 1.9113e-08 | -2.2604e-08 | 1.4197e-09 | -1.4114e-08 | 1.6932e-08 | 1.7808e-08 | -1.239e-08 | -8.7279e-09 | -1.366e-08 | 9.4581e-09 | 6.2796e-09 | 0 | 0 | 0 | 0 | 0 | 0 | 0.71636 | 0.988 | 1.0532 | 0.71636 | 0.988 | 1.0532 | -6.328 | -117.5026 | 116.2329 | -6.328 | -117.5026 | 116.2329
Line6_7_8 | 0 | 0 | 0 | 0 | 0 | 0 | 0 | 0 | 0 | 0 | 0 | 0 | -5.6019e-10 | 1.4335e-08 | -1.6953e-08 | 1.233e-09 | -9.3358e-09 | 1.1281e-08 | 1.3356e-08 | -9.2924e-09 | -6.546e-09 | -9.2078e-09 | 6.3607e-09 | 4.0976e-09 | 0 | 0 | 0 | 0 | 0 | 0 | 0.71636 | 0.988 | 1.0532 | 0.71636 | 0.988 | 1.0532 | -6.328 | -117.5026 | 116.2329 | -6.328 | -117.5026 | 116.2329
Line7_8_9 | 0 | 0 | 0 | 0 | 0 | 0 | 0 | 0 | 0 | 0 | 0 | 0 | -1.8673e-10 | 4.7784e-09 | -5.651e-09 | 8.5955e-10 | 2.2098e-10 | -2.1148e-11 | 4.4519e-09 | -3.0975e-09 | -2.182e-09 | -3.0399e-10 | 1.6575e-10 | -2.664e-10 | 0 | 0 | 0 | 0 | 0 | 0 | 0.71636 | 0.988 | 1.0532 | 0.71636 | 0.988 | 1.0532 | -6.328 | -117.5026 | 116.2329 | -6.328 | -117.5026 | 116.2329
Line8_8_10 | 0 | 0 | 0 | 0 | 0 | 0 | 0 | 0 | 0 | 0 | 0 | 0 | -1.8673e-10 | 4.7784e-09 | -5.651e-09 | 8.5955e-10 | 2.2098e-10 | -2.1147e-11 | 4.4519e-09 | -3.0975e-09 | -2.182e-09 | -3.0399e-10 | 1.6575e-10 | -2.664e-10 | 0 | 0 | 0 | 0 | 0 | 0 | 0.71636 | 0.988 | 1.0532 | 0.71636 | 0.988 | 1.0532 | -6.328 | -117.5026 | 116.2329 | -6.328 | -117.5026 | 116.2329
Line9_3_11 | 0 | 0 | 0 | 0 | 0 | 0 | 0 | 0 | 0 | 0 | 0 | 0 | -1.3071e-09 | 3.3449e-08 | -3.9557e-08 | 1.9799e-09 | -2.8449e-08 | 3.3885e-08 | 3.1163e-08 | -2.1682e-08 | -1.5274e-08 | -2.7015e-08 | 1.875e-08 | 1.2826e-08 | 0 | 0 | 0 | 0 | 0 | 0 | 0.71636 | 0.988 | 1.0532 | 0.71636 | 0.988 | 1.0532 | -6.328 | -117.5026 | 116.2329 | -6.328 | -117.5026 | 116.2329

## LG_max_10
name | pf_ikss_a_from_ka | pf_ikss_b_from_ka | pf_ikss_c_from_ka | pf_ikss_a_to_ka | pf_ikss_b_to_ka | pf_ikss_c_to_ka | pf_skss_a_from_mw | pf_skss_b_from_mw | pf_skss_c_from_mw | pf_skss_a_to_mw | pf_skss_b_to_mw | pf_skss_c_to_mw | pf_p_a_from_mw | pf_p_b_from_mw | pf_p_c_from_mw | pf_p_a_to_mw | pf_p_b_to_mw | pf_p_c_to_mw | pf_q_a_from_mvar | pf_q_b_from_mvar | pf_q_c_from_mvar | pf_q_a_to_mvar | pf_q_b_to_mvar | pf_q_c_to_mvar | pf_ikss_a_from_degree | pf_ikss_b_from_degree | pf_ikss_c_from_degree | pf_ikss_a_to_degree | pf_ikss_b_to_degree | pf_ikss_c_to_degree | pf_vm_a_from_pu | pf_vm_b_from_pu | pf_vm_c_from_pu | pf_vm_a_to_pu | pf_vm_b_to_pu | pf_vm_c_to_pu | pf_va_a_from_degree | pf_va_b_from_degree | pf_va_c_from_degree | pf_va_a_to_degree | pf_va_b_to_degree | pf_va_c_to_degree
Line0_1_2 | 0 | 0 | 0 | 0 | 0 | 0 | 0 | 0 | 0 | 0 | 0 | 0 | -1.2697e-09 | 3.2553e-08 | -3.8393e-08 | 2.0172e-09 | -2.6879e-08 | 3.1971e-08 | 2.9803e-08 | -2.0832e-08 | -1.4908e-08 | -2.5174e-08 | 1.7549e-08 | 1.2121e-08 | 0 | 0 | 0 | 0 | 0 | 0 | 0.73884 | 1.0332 | 1.1032 | 0.73884 | 1.0332 | 1.1032 | -6.5259 | -117.4087 | 116.1062 | -6.5259 | -117.4087 | 116.1062
Line10_11_12 | 0 | 0 | 0 | 0 | 0 | 0 | 0 | 0 | 0 | 0 | 0 | 0 | -1.2697e-09 | 3.2553e-08 | -3.8393e-08 | 2.0172e-09 | -2.6879e-08 | 3.1971e-08 | 2.9803e-08 | -2.0832e-08 | -1.4908e-08 | -2.5174e-08 | 1.7549e-08 | 1.2121e-08 | 0 | 0 | 0 | 0 | 0 | 0 | 0.73884 | 1.0332 | 1.1032 | 0.73884 | 1.0332 | 1.1032 | -6.5259 | -117.4087 | 116.1062 | -6.5259 | -117.4087 | 116.1062
Line11_12_13 | 0 | 0 | 0 | 0 | 0 | 0 | 0 | 0 | 0 | 0 | 0 | 0 | -1.0581e-09 | 2.7128e-08 | -3.1994e-08 | 1.8056e-09 | -2.1453e-08 | 2.5572e-08 | 2.4836e-08 | -1.736e-08 | -1.2423e-08 | -2.0207e-08 | 1.4077e-08 | 9.6363e-09 | 0 | 0 | 0 | 0 | 0 | 0 | 0.73884 | 1.0332 | 1.1032 | 0.73884 | 1.0332 | 1.1032 | -6.5259 | -117.4087 | 116.1062 | -6.5259 | -117.4087 | 116.1062
Line12_13_15 | 0 | 0 | 0 | 0 | 0 | 0 | 0 | 0 | 0 | 0 | 0 | 0 | -6.3487e-10 | 1.6277e-08 | -1.9196e-08 | 1.3824e-09 | -1.0602e-08 | 1.2774e-08 | 1.4901e-08 | -1.0416e-08 | -7.4538e-09 | -1.0273e-08 | 7.1325e-09 | 4.6671e-09 | 0 | 0 | 0 | 0 | 0 | 0 | 0.73884 | 1.0332 | 1.1032 | 0.73884 | 1.0332 | 1.1032 | -6.5259 | -117.4087 | 116.1062 | -6.5259 | -117.4087 | 116.1062
Line13_13_14 | 0 | 0 | 0 | 0 | 0 | 0 | 0 | 0 | 0 | 0 | 0 | 0 | -2.1162e-10 | 5.4255e-09 | -6.3988e-09 | 9.5911e-10 | 2.4896e-10 | -2.3215e-11 | 4.9671e-09 | -3.4721e-09 | -2.4846e-09 | -3.3868e-10 | 1.884e-10 | -3.0216e-10 | 0 | 0 | 0 | 0 | 0 | 0 | 0.73884 | 1.0332 | 1.1032 | 0.73884 | 1.0332 | 1.1032 | -6.5259 | -117.4087 | 116.1062 | -6.5259 | -117.4087 | 116.1062
Line14_15_16 | 0 | 0 | 0 | 0 | 0 | 0 | 0 | 0 | 0 | 0 | 0 | 0 | -4.2325e-10 | 1.0851e-08 | -1.2798e-08 | 1.1707e-09 | -5.1766e-09 | 6.3755e-09 | 9.9343e-09 | -6.9441e-09 | -4.9692e-09 | -5.3058e-09 | 3.6605e-09 | 2.1825e-09 | 0 | 0 | 0 | 0 | 0 | 0 | 0.73884 | 1.0332 | 1.1032 | 0.73884 | 1.0332 | 1.1032 | -6.5259 | -117.4087 | 116.1062 | -6.5259 | -117.4087 | 116.1062
Line15_16_17 | 0 | 0 | 0 | 0 | 0 | 0 | 0 | 0 | 0 | 0 | 0 | 0 | -2.1162e-10 | 5.4255e-09 | -6.3988e-09 | 9.5911e-10 | 2.4896e-10 | -2.3215e-11 | 4.9671e-09 | -3.4721e-09 | -2.4846e-09 | -3.3868e-10 | 1.884e-10 | -3.0216e-10 | 0 | 0 | 0 | 0 | 0 | 0 | 0.73884 | 1.0332 | 1.1032 | 0.73884 | 1.0332 | 1.1032 | -6.5259 | -117.4087 | 116.1062 | -6.5259 | -117.4087 | 116.1062
Line16_4_18 | 4.8675 | 0 | 0 | 4.8675 | 0 | 0 | 1.1241 | 0 | 0 | 1.1241 | 0 | 0 | 0.19744 | 1.4212e-08 | -1.5199e-08 | 1.2495e-13 | 3.1349e-10 | 1.834e-10 | 0.39488 | -6.4621e-09 | -6.2932e-09 | -1.393e-13 | 7.5429e-10 | -7.6374e-10 | -70.5012 | 0 | 0 | 109.4988 | 0 | 0 | 0.39275 | 1.0138 | 1.0703 | 0 | 0.99439 | 1.0329 | -7.0662 | -113.5049 | 113.2026 | 0 | -109.1598 | 109.4368
Line17_5_19 | 0 | 0 | 0 | 0 | 0 | 0 | 0 | 0 | 0 | 0 | 0 | 0 | -2.1162e-10 | 5.4255e-09 | -6.3988e-09 | 9.5911e-10 | 2.4896e-10 | -2.3215e-11 | 4.9671e-09 | -3.4721e-09 | -2.4846e-09 | -3.3868e-10 | 1.884e-10 | -3.0216e-10 | 0 | 0 | 0 | 0 | 0 | 0 | 0.73884 | 1.0332 | 1.1032 | 0.73884 | 1.0332 | 1.1032 | -6.5259 | -117.4087 | 116.1062 | -6.5259 | -117.4087 | 116.1062
Line1_1_3 | 0 | 0 | 0 | 0 | 0 | 0 | 0 | 0 | 0 | 0 | 0 | 0 | -1.693e-09 | 4.3404e-08 | -5.119e-08 | 2.4405e-09 | -3.773e-08 | 4.4768e-08 | 3.9737e-08 | -2.7777e-08 | -1.9877e-08 | -3.5109e-08 | 2.4493e-08 | 1.709e-08 | 0 | 0 | 0 | 0 | 0 | 0 | 0.73884 | 1.0332 | 1.1032 | 0.73884 | 1.0332 | 1.1032 | -6.5259 | -117.4087 | 116.1062 | -6.5259 | -117.4087 | 116.1062
Line2_1_4 | 4.2971 | 0.074449 | 0.06364 | 4.2971 | 0.074449 | 0.06364 | 0.99237 | 0.017193 | 0.014697 | 0.99237 | 0.017193 | 0.014697 | 0.3377 | -0.016261 | -0.015695 | -0.18277 | 0.015441 | 0.015007 | 0.6508 | -0.0071501 | 0.00407 | -0.34424 | 0.0080859 | -0.0047149 | -69.101 | 38.8554 | -49.356 | 110.899 | -141.1446 | 130.644 | 0.73884 | 1.0332 | 1.1032 | 0.39275 | 1.0138 | 1.0703 | -6.5259 | -117.4087 | 116.1062 | -7.0662 | -113.5049 | 113.2026
Line3_1_5 | 0 | 0 | 0 | 0 | 0 | 0 | 0 | 0 | 0 | 0 | 0 | 0 | -4.2325e-10 | 1.0851e-08 | -1.2798e-08 | 1.1707e-09 | -5.1766e-09 | 6.3755e-09 | 9.9343e-09 | -6.9441e-09 | -4.9692e-09 | -5.3058e-09 | 3.6605e-09 | 2.1825e-09 | 0 | 0 | 0 | 0 | 0 | 0 | 0.73884 | 1.0332 | 1.1032 | 0.73884 | 1.0332 | 1.1032 | -6.5259 | -117.4087 | 116.1062 | -6.5259 | -117.4087 | 116.1062
Line4_2_6 | 0 | 0 | 0 | 0 | 0 | 0 | 0 | 0 | 0 | 0 | 0 | 0 | -1.0581e-09 | 2.7128e-08 | -3.1994e-08 | 1.8056e-09 | -2.1453e-08 | 2.5572e-08 | 2.4836e-08 | -1.736e-08 | -1.2423e-08 | -2.0207e-08 | 1.4077e-08 | 9.6363e-09 | 0 | 0 | 0 | 0 | 0 | 0 | 0.73884 | 1.0332 | 1.1032 | 0.73884 | 1.0332 | 1.1032 | -6.5259 | -117.4087 | 116.1062 | -6.5259 | -117.4087 | 116.1062
Line5_6_7 | 0 | 0 | 0 | 0 | 0 | 0 | 0 | 0 | 0 | 0 | 0 | 0 | -8.465e-10 | 2.1702e-08 | -2.5595e-08 | 1.594e-09 | -1.6028e-08 | 1.9173e-08 | 1.9869e-08 | -1.3888e-08 | -9.9385e-09 | -1.524e-08 | 1.0605e-08 | 7.1517e-09 | 0 | 0 | 0 | 0 | 0 | 0 | 0.73884 | 1.0332 | 1.1032 | 0.73884 | 1.0332 | 1.1032 | -6.5259 | -117.4087 | 116.1062 | -6.5259 | -117.4087 | 116.1062
Line6_7_8 | 0 | 0 | 0 | 0 | 0 | 0 | 0 | 0 | 0 | 0 | 0 | 0 | -6.3487e-10 | 1.6277e-08 | -1.9196e-08 | 1.3824e-09 | -1.0602e-08 | 1.2774e-08 | 1.4901e-08 | -1.0416e-08 | -7.4538e-09 | -1.0273e-08 | 7.1325e-09 | 4.6671e-09 | 0 | 0 | 0 | 0 | 0 | 0 | 0.73884 | 1.0332 | 1.1032 | 0.73884 | 1.0332 | 1.1032 | -6.5259 | -117.4087 | 116.1062 | -6.5259 | -117.4087 | 116.1062
Line7_8_9 | 0 | 0 | 0 | 0 | 0 | 0 | 0 | 0 | 0 | 0 | 0 | 0 | -2.1162e-10 | 5.4255e-09 | -6.3988e-09 | 9.5911e-10 | 2.4896e-10 | -2.3215e-11 | 4.9671e-09 | -3.4721e-09 | -2.4846e-09 | -3.3868e-10 | 1.884e-10 | -3.0216e-10 | 0 | 0 | 0 | 0 | 0 | 0 | 0.73884 | 1.0332 | 1.1032 | 0.73884 | 1.0332 | 1.1032 | -6.5259 | -117.4087 | 116.1062 | -6.5259 | -117.4087 | 116.1062
Line8_8_10 | 0 | 0 | 0 | 0 | 0 | 0 | 0 | 0 | 0 | 0 | 0 | 0 | -2.1162e-10 | 5.4255e-09 | -6.3988e-09 | 9.5911e-10 | 2.4896e-10 | -2.3215e-11 | 4.9671e-09 | -3.4721e-09 | -2.4846e-09 | -3.3868e-10 | 1.884e-10 | -3.0216e-10 | 0 | 0 | 0 | 0 | 0 | 0 | 0.73884 | 1.0332 | 1.1032 | 0.73884 | 1.0332 | 1.1032 | -6.5259 | -117.4087 | 116.1062 | -6.5259 | -117.4087 | 116.1062
Line9_3_11 | 0 | 0 | 0 | 0 | 0 | 0 | 0 | 0 | 0 | 0 | 0 | 0 | -1.4814e-09 | 3.7979e-08 | -4.4791e-08 | 2.2289e-09 | -3.2304e-08 | 3.8369e-08 | 3.477e-08 | -2.4304e-08 | -1.7392e-08 | -3.0141e-08 | 2.1021e-08 | 1.4606e-08 | 0 | 0 | 0 | 0 | 0 | 0 | 0.73884 | 1.0332 | 1.1032 | 0.73884 | 1.0332 | 1.1032 | -6.5259 | -117.4087 | 116.1062 | -6.5259 | -117.4087 | 116.1062

## LG_max_fault_6
name | pf_ikss_a_from_ka | pf_ikss_b_from_ka | pf_ikss_c_from_ka | pf_ikss_a_to_ka | pf_ikss_b_to_ka | pf_ikss_c_to_ka | pf_skss_a_from_mw | pf_skss_b_from_mw | pf_skss_c_from_mw | pf_skss_a_to_mw | pf_skss_b_to_mw | pf_skss_c_to_mw | pf_p_a_from_mw | pf_p_b_from_mw | pf_p_c_from_mw | pf_p_a_to_mw | pf_p_b_to_mw | pf_p_c_to_mw | pf_q_a_from_mvar | pf_q_b_from_mvar | pf_q_c_from_mvar | pf_q_a_to_mvar | pf_q_b_to_mvar | pf_q_c_to_mvar | pf_ikss_a_from_degree | pf_ikss_b_from_degree | pf_ikss_c_from_degree | pf_ikss_a_to_degree | pf_ikss_b_to_degree | pf_ikss_c_to_degree | pf_vm_a_from_pu | pf_vm_b_from_pu | pf_vm_c_from_pu | pf_vm_a_to_pu | pf_vm_b_to_pu | pf_vm_c_to_pu | pf_va_a_from_degree | pf_va_b_from_degree | pf_va_c_from_degree | pf_va_a_to_degree | pf_va_b_to_degree | pf_va_c_to_degree
Line0_1_2 | 0 | 0 | 0 | 0 | 0 | 0 | 0 | 0 | 0 | 0 | 0 | 0 | 8.0113e-11 | 1.2847e-10 | -2.613e-10 | -5.9223e-11 | -1.0497e-10 | 2.1691e-10 | 2.7038e-10 | -2.2795e-10 | 1.342e-12 | -2.3129e-10 | 1.903e-10 | -2.846e-12 | 0 | 0 | 0 | 0 | 0 | 0 | 1.048 | 1.0495 | 1.0502 | 1.048 | 1.0495 | 1.0502 | -0.08479 | -119.9952 | 119.9755 | -0.08479 | -119.9952 | 119.9755
Line10_11_12 | 0 | 0 | 0 | 0 | 0 | 0 | 0 | 0 | 0 | 0 | 0 | 0 | 8.0113e-11 | 1.2847e-10 | -2.613e-10 | -5.9223e-11 | -1.0497e-10 | 2.1691e-10 | 2.7038e-10 | -2.2795e-10 | 1.342e-12 | -2.3129e-10 | 1.903e-10 | -2.846e-12 | 0 | 0 | 0 | 0 | 0 | 0 | 1.048 | 1.0495 | 1.0502 | 1.048 | 1.0495 | 1.0502 | -0.08479 | -119.9952 | 119.9755 | -0.08479 | -119.9952 | 119.9755
Line11_12_13 | 0 | 0 | 0 | 0 | 0 | 0 | 0 | 0 | 0 | 0 | 0 | 0 | 6.6761e-11 | 1.0706e-10 | -2.1775e-10 | -4.587e-11 | -8.356e-11 | 1.7336e-10 | 2.2532e-10 | -1.8996e-10 | 1.1183e-12 | -1.8622e-10 | 1.523e-10 | -2.6223e-12 | 0 | 0 | 0 | 0 | 0 | 0 | 1.048 | 1.0495 | 1.0502 | 1.048 | 1.0495 | 1.0502 | -0.08479 | -119.9952 | 119.9755 | -0.08479 | -119.9952 | 119.9755
Line12_13_15 | 0 | 0 | 0 | 0 | 0 | 0 | 0 | 0 | 0 | 0 | 0 | 0 | 4.0057e-11 | 6.4236e-11 | -1.3065e-10 | -1.9166e-11 | -4.0736e-11 | 8.6259e-11 | 1.3519e-10 | -1.1397e-10 | 6.7098e-13 | -9.6098e-11 | 7.6322e-11 | -2.175e-12 | 0 | 0 | 0 | 0 | 0 | 0 | 1.048 | 1.0495 | 1.0502 | 1.048 | 1.0495 | 1.0502 | -0.08479 | -119.9952 | 119.9755 | -0.08479 | -119.9952 | 119.9755
Line13_13_14 | 0 | 0 | 0 | 0 | 0 | 0 | 0 | 0 | 0 | 0 | 0 | 0 | 1.3352e-11 | 2.1412e-11 | -4.355e-11 | 7.5384e-12 | 2.0881e-12 | -8.406e-13 | 4.5063e-11 | -3.7991e-11 | 2.2366e-13 | -5.9712e-12 | 3.3929e-13 | -1.7277e-12 | 0 | 0 | 0 | 0 | 0 | 0 | 1.048 | 1.0495 | 1.0502 | 1.048 | 1.0495 | 1.0502 | -0.08479 | -119.9952 | 119.9755 | -0.08479 | -119.9952 | 119.9755
Line14_15_16 | 0 | 0 | 0 | 0 | 0 | 0 | 0 | 0 | 0 | 0 | 0 | 0 | 2.6704e-11 | 4.2824e-11 | -8.71e-11 | -5.8138e-12 | -1.9324e-11 | 4.2709e-11 | 9.0126e-11 | -7.5983e-11 | 4.4732e-13 | -5.1034e-11 | 3.8331e-11 | -1.9513e-12 | 0 | 0 | 0 | 0 | 0 | 0 | 1.048 | 1.0495 | 1.0502 | 1.048 | 1.0495 | 1.0502 | -0.08479 | -119.9952 | 119.9755 | -0.08479 | -119.9952 | 119.9755
Line15_16_17 | 0 | 0 | 0 | 0 | 0 | 0 | 0 | 0 | 0 | 0 | 0 | 0 | 1.3352e-11 | 2.1412e-11 | -4.355e-11 | 7.5384e-12 | 2.0881e-12 | -8.4061e-13 | 4.5063e-11 | -3.7991e-11 | 2.2366e-13 | -5.9712e-12 | 3.3929e-13 | -1.7277e-12 | 0 | 0 | 0 | 0 | 0 | 0 | 1.048 | 1.0495 | 1.0502 | 1.048 | 1.0495 | 1.0502 | -0.08479 | -119.9952 | 119.9755 | -0.08479 | -119.9952 | 119.9755
Line16_4_18 | 0.034069 | 0 | 0 | 0.034069 | 0 | 0 | 0.0078679 | 0 | 0 | 0.0078679 | 0 | 0 | 0.0058132 | 6.1613e-11 | -1.1042e-10 | -0.0058036 | 5.0454e-12 | -9.433e-14 | 0.0058229 | -9.2089e-11 | -7.6249e-12 | -0.0058036 | 3.1153e-12 | -5.491e-12 | -45.1767 | 0 | 0 | 134.8233 | 0 | 0 | 1.0458 | 1.0491 | 1.0501 | 1.0432 | 1.0487 | 1.05 | -0.12908 | -119.9758 | 119.9516 | -0.17671 | -119.9558 | 119.9222
Line17_5_19 | 0 | 0 | 0 | 0 | 0 | 0 | 0 | 0 | 0 | 0 | 0 | 0 | 1.3352e-11 | 2.1412e-11 | -4.355e-11 | 7.5384e-12 | 2.0881e-12 | -8.406e-13 | 4.5063e-11 | -3.7991e-11 | 2.2367e-13 | -5.9712e-12 | 3.3929e-13 | -1.7277e-12 | 0 | 0 | 0 | 0 | 0 | 0 | 1.048 | 1.0495 | 1.0502 | 1.048 | 1.0495 | 1.0502 | -0.08479 | -119.9952 | 119.9755 | -0.08479 | -119.9952 | 119.9755
Line1_1_3 | 0 | 0 | 0 | 0 | 0 | 0 | 0 | 0 | 0 | 0 | 0 | 0 | 1.0682e-10 | 1.713e-10 | -3.484e-10 | -8.5927e-11 | -1.478e-10 | 3.0401e-10 | 3.6051e-10 | -3.0393e-10 | 1.7893e-12 | -3.2141e-10 | 2.6628e-10 | -3.2933e-12 | 0 | 0 | 0 | 0 | 0 | 0 | 1.048 | 1.0495 | 1.0502 | 1.048 | 1.0495 | 1.0502 | -0.08479 | -119.9952 | 119.9755 | -0.08479 | -119.9952 | 119.9755
Line2_1_4 | 0.029997 | 0.00052736 | 0.00045091 | 0.029997 | 0.00052736 | 0.00045091 | 0.0069276 | 0.00012179 | 0.00010413 | 0.0069276 | 0.00012179 | 0.00010413 | 0.0052544 | -0.00012746 | -8.9048e-05 | -0.0052468 | 0.00012742 | 8.9015e-05 | 0.0050105 | 9.4791e-06 | 6.3486e-05 | -0.0049955 | -9.4328e-06 | -6.3519e-05 | -43.7239 | 64.258 | -24.5378 | 136.2761 | -115.742 | 155.4623 | 1.048 | 1.0495 | 1.0502 | 1.0458 | 1.0491 | 1.0501 | -0.08479 | -119.9952 | 119.9755 | -0.12908 | -119.9758 | 119.9516
Line3_1_5 | 0 | 0 | 0 | 0 | 0 | 0 | 0 | 0 | 0 | 0 | 0 | 0 | 2.6704e-11 | 4.2824e-11 | -8.71e-11 | -5.8138e-12 | -1.9324e-11 | 4.2709e-11 | 9.0126e-11 | -7.5983e-11 | 4.4735e-13 | -5.1034e-11 | 3.8331e-11 | -1.9513e-12 | 0 | 0 | 0 | 0 | 0 | 0 | 1.048 | 1.0495 | 1.0502 | 1.048 | 1.0495 | 1.0502 | -0.08479 | -119.9952 | 119.9755 | -0.08479 | -119.9952 | 119.9755
Line4_2_6 | 0 | 0 | 0 | 0 | 0 | 0 | 0 | 0 | 0 | 0 | 0 | 0 | 6.6761e-11 | 1.0706e-10 | -2.1775e-10 | -4.587e-11 | -8.356e-11 | 1.7336e-10 | 2.2532e-10 | -1.8996e-10 | 1.1183e-12 | -1.8622e-10 | 1.523e-10 | -2.6223e-12 | 0 | 0 | 0 | 0 | 0 | 0 | 1.048 | 1.0495 | 1.0502 | 1.048 | 1.0495 | 1.0502 | -0.08479 | -119.9952 | 119.9755 | -0.08479 | -119.9952 | 119.9755
Line5_6_7 | 0 | 0 | 0 | 0 | 0 | 0 | 0 | 0 | 0 | 0 | 0 | 0 | 5.3409e-11 | 8.5648e-11 | -1.742e-10 | -3.2518e-11 | -6.2148e-11 | 1.2981e-10 | 1.8025e-10 | -1.5197e-10 | 8.9467e-13 | -1.4116e-10 | 1.1431e-10 | -2.3987e-12 | 0 | 0 | 0 | 0 | 0 | 0 | 1.048 | 1.0495 | 1.0502 | 1.048 | 1.0495 | 1.0502 | -0.08479 | -119.9952 | 119.9755 | -0.08479 | -119.9952 | 119.9755
Line6_7_8 | 0 | 0 | 0 | 0 | 0 | 0 | 0 | 0 | 0 | 0 | 0 | 0 | 4.0057e-11 | 6.4236e-11 | -1.3065e-10 | -1.9166e-11 | -4.0736e-11 | 8.6259e-11 | 1.3519e-10 | -1.1397e-10 | 6.71e-13 | -9.6098e-11 | 7.6322e-11 | -2.175e-12 | 0 | 0 | 0 | 0 | 0 | 0 | 1.048 | 1.0495 | 1.0502 | 1.048 | 1.0495 | 1.0502 | -0.08479 | -119.9952 | 119.9755 | -0.08479 | -119.9952 | 119.9755
Line7_8_9 | 0 | 0 | 0 | 0 | 0 | 0 | 0 | 0 | 0 | 0 | 0 | 0 | 1.3352e-11 | 2.1412e-11 | -4.355e-11 | 7.5384e-12 | 2.0881e-12 | -8.4061e-13 | 4.5063e-11 | -3.7991e-11 | 2.2367e-13 | -5.9712e-12 | 3.3929e-13 | -1.7277e-12 | 0 | 0 | 0 | 0 | 0 | 0 | 1.048 | 1.0495 | 1.0502 | 1.048 | 1.0495 | 1.0502 | -0.08479 | -119.9952 | 119.9755 | -0.08479 | -119.9952 | 119.9755
Line8_8_10 | 0 | 0 | 0 | 0 | 0 | 0 | 0 | 0 | 0 | 0 | 0 | 0 | 1.3352e-11 | 2.1412e-11 | -4.355e-11 | 7.5384e-12 | 2.0881e-12 | -8.406e-13 | 4.5063e-11 | -3.7991e-11 | 2.2367e-13 | -5.9712e-12 | 3.3929e-13 | -1.7277e-12 | 0 | 0 | 0 | 0 | 0 | 0 | 1.048 | 1.0495 | 1.0502 | 1.048 | 1.0495 | 1.0502 | -0.08479 | -119.9952 | 119.9755 | -0.08479 | -119.9952 | 119.9755
Line9_3_11 | 0 | 0 | 0 | 0 | 0 | 0 | 0 | 0 | 0 | 0 | 0 | 0 | 9.3465e-11 | 1.4988e-10 | -3.0485e-10 | -7.2575e-11 | -1.2638e-10 | 2.6046e-10 | 3.1544e-10 | -2.6594e-10 | 1.5656e-12 | -2.7635e-10 | 2.2829e-10 | -3.0696e-12 | 0 | 0 | 0 | 0 | 0 | 0 | 1.048 | 1.0495 | 1.0502 | 1.048 | 1.0495 | 1.0502 | -0.08479 | -119.9952 | 119.9755 | -0.08479 | -119.9952 | 119.9755

## LG_max_fault_10
name | pf_ikss_a_from_ka | pf_ikss_b_from_ka | pf_ikss_c_from_ka | pf_ikss_a_to_ka | pf_ikss_b_to_ka | pf_ikss_c_to_ka | pf_skss_a_from_mw | pf_skss_b_from_mw | pf_skss_c_from_mw | pf_skss_a_to_mw | pf_skss_b_to_mw | pf_skss_c_to_mw | pf_p_a_from_mw | pf_p_b_from_mw | pf_p_c_from_mw | pf_p_a_to_mw | pf_p_b_to_mw | pf_p_c_to_mw | pf_q_a_from_mvar | pf_q_b_from_mvar | pf_q_c_from_mvar | pf_q_a_to_mvar | pf_q_b_to_mvar | pf_q_c_to_mvar | pf_ikss_a_from_degree | pf_ikss_b_from_degree | pf_ikss_c_from_degree | pf_ikss_a_to_degree | pf_ikss_b_to_degree | pf_ikss_c_to_degree | pf_vm_a_from_pu | pf_vm_b_from_pu | pf_vm_c_from_pu | pf_vm_a_to_pu | pf_vm_b_to_pu | pf_vm_c_to_pu | pf_va_a_from_degree | pf_va_b_from_degree | pf_va_c_from_degree | pf_va_a_to_degree | pf_va_b_to_degree | pf_va_c_to_degree
Line0_1_2 | 0 | 0 | 0 | 0 | 0 | 0 | 0 | 0 | 0 | 0 | 0 | 0 | 9.1993e-11 | 1.4837e-10 | -3.0115e-10 | -6.7969e-11 | -1.2124e-10 | 2.4999e-10 | 3.1169e-10 | -2.625e-10 | 1.2156e-12 | -2.6661e-10 | 2.1914e-10 | -3.0073e-12 | 0 | 0 | 0 | 0 | 0 | 0 | 1.0978 | 1.0994 | 1.1002 | 1.0978 | 1.0994 | 1.1002 | -0.088932 | -119.995 | 119.9743 | -0.088932 | -119.995 | 119.9743
Line10_11_12 | 0 | 0 | 0 | 0 | 0 | 0 | 0 | 0 | 0 | 0 | 0 | 0 | 9.1993e-11 | 1.4837e-10 | -3.0115e-10 | -6.7969e-11 | -1.2124e-10 | 2.4999e-10 | 3.1169e-10 | -2.625e-10 | 1.2155e-12 | -2.6661e-10 | 2.1914e-10 | -3.0072e-12 | 0 | 0 | 0 | 0 | 0 | 0 | 1.0978 | 1.0994 | 1.1002 | 1.0978 | 1.0994 | 1.1002 | -0.088932 | -119.995 | 119.9743 | -0.088932 | -119.995 | 119.9743
Line11_12_13 | 0 | 0 | 0 | 0 | 0 | 0 | 0 | 0 | 0 | 0 | 0 | 0 | 7.6661e-11 | 1.2364e-10 | -2.5096e-10 | -5.2636e-11 | -9.6511e-11 | 1.998e-10 | 2.5974e-10 | -2.1875e-10 | 1.0129e-12 | -2.1466e-10 | 1.7539e-10 | -2.8046e-12 | 0 | 0 | 0 | 0 | 0 | 0 | 1.0978 | 1.0994 | 1.1002 | 1.0978 | 1.0994 | 1.1002 | -0.088932 | -119.995 | 119.9743 | -0.088932 | -119.995 | 119.9743
Line12_13_15 | 0 | 0 | 0 | 0 | 0 | 0 | 0 | 0 | 0 | 0 | 0 | 0 | 4.5997e-11 | 7.4187e-11 | -1.5058e-10 | -2.1972e-11 | -4.7053e-11 | 9.9418e-11 | 1.5584e-10 | -1.3125e-10 | 6.0775e-13 | -1.1077e-10 | 8.7891e-11 | -2.3995e-12 | 0 | 0 | 0 | 0 | 0 | 0 | 1.0978 | 1.0994 | 1.1002 | 1.0978 | 1.0994 | 1.1002 | -0.088932 | -119.995 | 119.9743 | -0.088932 | -119.995 | 119.9743
Line13_13_14 | 0 | 0 | 0 | 0 | 0 | 0 | 0 | 0 | 0 | 0 | 0 | 0 | 1.5332e-11 | 2.4729e-11 | -5.0192e-11 | 8.6924e-12 | 2.4045e-12 | -9.6604e-13 | 5.1948e-11 | -4.3751e-11 | 2.0259e-13 | -6.8728e-12 | 3.8988e-13 | -1.9943e-12 | 0 | 0 | 0 | 0 | 0 | 0 | 1.0978 | 1.0994 | 1.1002 | 1.0978 | 1.0994 | 1.1002 | -0.088932 | -119.995 | 119.9743 | -0.088932 | -119.995 | 119.9743
Line14_15_16 | 0 | 0 | 0 | 0 | 0 | 0 | 0 | 0 | 0 | 0 | 0 | 0 | 3.0664e-11 | 4.9458e-11 | -1.0038e-10 | -6.6398e-12 | -2.2324e-11 | 4.9226e-11 | 1.039e-10 | -8.7501e-11 | 4.0517e-13 | -5.8821e-11 | 4.414e-11 | -2.1969e-12 | 0 | 0 | 0 | 0 | 0 | 0 | 1.0978 | 1.0994 | 1.1002 | 1.0978 | 1.0994 | 1.1002 | -0.088932 | -119.995 | 119.9743 | -0.088932 | -119.995 | 119.9743
Line15_16_17 | 0 | 0 | 0 | 0 | 0 | 0 | 0 | 0 | 0 | 0 | 0 | 0 | 1.5332e-11 | 2.4729e-11 | -5.0192e-11 | 8.6924e-12 | 2.4045e-12 | -9.6604e-13 | 5.1948e-11 | -4.3751e-11 | 2.0258e-13 | -6.8728e-12 | 3.8988e-13 | -1.9943e-12 | 0 | 0 | 0 | 0 | 0 | 0 | 1.0978 | 1.0994 | 1.1002 | 1.0978 | 1.0994 | 1.1002 | -0.088932 | -119.995 | 119.9743 | -0.088932 | -119.995 | 119.9743
Line16_4_18 | 0.035688 | 0 | 0 | 0.035688 | 0 | 0 | 0.0082418 | 0 | 0 | 0.0082418 | 0 | 0 | 0.0063788 | 6.8959e-11 | -1.2368e-10 | -0.0063681 | 5.6526e-12 | -1.427e-13 | 0.0063894 | -1.0317e-10 | -8.4749e-12 | -0.0063681 | 3.439e-12 | -6.1313e-12 | -45.1809 | 0 | 0 | 134.8191 | 0 | 0 | 1.0954 | 1.099 | 1.1002 | 1.0927 | 1.0986 | 1.1 | -0.13323 | -119.9755 | 119.9502 | -0.18086 | -119.9555 | 119.9208
Line17_5_19 | 0 | 0 | 0 | 0 | 0 | 0 | 0 | 0 | 0 | 0 | 0 | 0 | 1.5332e-11 | 2.4729e-11 | -5.0192e-11 | 8.6924e-12 | 2.4045e-12 | -9.6604e-13 | 5.1948e-11 | -4.3751e-11 | 2.026e-13 | -6.8728e-12 | 3.8988e-13 | -1.9943e-12 | 0 | 0 | 0 | 0 | 0 | 0 | 1.0978 | 1.0994 | 1.1002 | 1.0978 | 1.0994 | 1.1002 | -0.088932 | -119.995 | 119.9743 | -0.088932 | -119.995 | 119.9743
Line1_1_3 | 0 | 0 | 0 | 0 | 0 | 0 | 0 | 0 | 0 | 0 | 0 | 0 | 1.2266e-10 | 1.9783e-10 | -4.0153e-10 | -9.8633e-11 | -1.707e-10 | 3.5038e-10 | 4.1558e-10 | -3.5e-10 | 1.6207e-12 | -3.7051e-10 | 3.0664e-10 | -3.4124e-12 | 0 | 0 | 0 | 0 | 0 | 0 | 1.0978 | 1.0994 | 1.1002 | 1.0978 | 1.0994 | 1.1002 | -0.088932 | -119.995 | 119.9743 | -0.088932 | -119.995 | 119.9743
Line2_1_4 | 0.031506 | 0.00054585 | 0.0004666 | 0.031506 | 0.00054585 | 0.0004666 | 0.0072759 | 0.00012606 | 0.00010776 | 0.0072759 | 0.00012606 | 0.00010776 | 0.0057757 | -0.00013822 | -9.5927e-05 | -0.0057673 | 0.00013818 | 9.589e-05 | 0.0055178 | 1.0079e-05 | 6.967e-05 | -0.0055013 | -1.0029e-05 | -6.9705e-05 | -43.7807 | 64.1757 | -24.0356 | 136.2193 | -115.8243 | 155.9644 | 1.0978 | 1.0994 | 1.1002 | 1.0954 | 1.099 | 1.1002 | -0.088932 | -119.995 | 119.9743 | -0.13323 | -119.9755 | 119.9502
Line3_1_5 | 0 | 0 | 0 | 0 | 0 | 0 | 0 | 0 | 0 | 0 | 0 | 0 | 3.0664e-11 | 4.9458e-11 | -1.0038e-10 | -6.6398e-12 | -2.2324e-11 | 4.9226e-11 | 1.039e-10 | -8.7501e-11 | 4.0519e-13 | -5.882e-11 | 4.414e-11 | -2.1969e-12 | 0 | 0 | 0 | 0 | 0 | 0 | 1.0978 | 1.0994 | 1.1002 | 1.0978 | 1.0994 | 1.1002 | -0.088932 | -119.995 | 119.9743 | -0.088932 | -119.995 | 119.9743
Line4_2_6 | 0 | 0 | 0 | 0 | 0 | 0 | 0 | 0 | 0 | 0 | 0 | 0 | 7.6661e-11 | 1.2364e-10 | -2.5096e-10 | -5.2636e-11 | -9.6511e-11 | 1.998e-10 | 2.5974e-10 | -2.1875e-10 | 1.013e-12 | -2.1466e-10 | 1.7539e-10 | -2.8047e-12 | 0 | 0 | 0 | 0 | 0 | 0 | 1.0978 | 1.0994 | 1.1002 | 1.0978 | 1.0994 | 1.1002 | -0.088932 | -119.995 | 119.9743 | -0.088932 | -119.995 | 119.9743
Line5_6_7 | 0 | 0 | 0 | 0 | 0 | 0 | 0 | 0 | 0 | 0 | 0 | 0 | 6.1329e-11 | 9.8915e-11 | -2.0077e-10 | -3.7304e-11 | -7.1782e-11 | 1.4961e-10 | 2.0779e-10 | -1.75e-10 | 8.1036e-13 | -1.6272e-10 | 1.3164e-10 | -2.6021e-12 | 0 | 0 | 0 | 0 | 0 | 0 | 1.0978 | 1.0994 | 1.1002 | 1.0978 | 1.0994 | 1.1002 | -0.088932 | -119.995 | 119.9743 | -0.088932 | -119.995 | 119.9743
Line6_7_8 | 0 | 0 | 0 | 0 | 0 | 0 | 0 | 0 | 0 | 0 | 0 | 0 | 4.5997e-11 | 7.4187e-11 | -1.5058e-10 | -2.1972e-11 | -4.7053e-11 | 9.9418e-11 | 1.5584e-10 | -1.3125e-10 | 6.0777e-13 | -1.1077e-10 | 8.7891e-11 | -2.3995e-12 | 0 | 0 | 0 | 0 | 0 | 0 | 1.0978 | 1.0994 | 1.1002 | 1.0978 | 1.0994 | 1.1002 | -0.088932 | -119.995 | 119.9743 | -0.088932 | -119.995 | 119.9743
Line7_8_9 | 0 | 0 | 0 | 0 | 0 | 0 | 0 | 0 | 0 | 0 | 0 | 0 | 1.5332e-11 | 2.4729e-11 | -5.0192e-11 | 8.6924e-12 | 2.4045e-12 | -9.6604e-13 | 5.1948e-11 | -4.3751e-11 | 2.0259e-13 | -6.8728e-12 | 3.8988e-13 | -1.9943e-12 | 0 | 0 | 0 | 0 | 0 | 0 | 1.0978 | 1.0994 | 1.1002 | 1.0978 | 1.0994 | 1.1002 | -0.088932 | -119.995 | 119.9743 | -0.088932 | -119.995 | 119.9743
Line8_8_10 | 0 | 0 | 0 | 0 | 0 | 0 | 0 | 0 | 0 | 0 | 0 | 0 | 1.5332e-11 | 2.4729e-11 | -5.0192e-11 | 8.6924e-12 | 2.4045e-12 | -9.6604e-13 | 5.1948e-11 | -4.3751e-11 | 2.0259e-13 | -6.8728e-12 | 3.8988e-13 | -1.9943e-12 | 0 | 0 | 0 | 0 | 0 | 0 | 1.0978 | 1.0994 | 1.1002 | 1.0978 | 1.0994 | 1.1002 | -0.088932 | -119.995 | 119.9743 | -0.088932 | -119.995 | 119.9743
Line9_3_11 | 0 | 0 | 0 | 0 | 0 | 0 | 0 | 0 | 0 | 0 | 0 | 0 | 1.0733e-10 | 1.731e-10 | -3.5134e-10 | -8.3301e-11 | -1.4597e-10 | 3.0019e-10 | 3.6363e-10 | -3.0625e-10 | 1.4181e-12 | -3.1856e-10 | 2.6289e-10 | -3.2098e-12 | 0 | 0 | 0 | 0 | 0 | 0 | 1.0978 | 1.0994 | 1.1002 | 1.0978 | 1.0994 | 1.1002 | -0.088932 | -119.995 | 119.9743 | -0.088932 | -119.995 | 119.9743

## LG_min_6
name | pf_ikss_a_from_ka | pf_ikss_b_from_ka | pf_ikss_c_from_ka | pf_ikss_a_to_ka | pf_ikss_b_to_ka | pf_ikss_c_to_ka | pf_skss_a_from_mw | pf_skss_b_from_mw | pf_skss_c_from_mw | pf_skss_a_to_mw | pf_skss_b_to_mw | pf_skss_c_to_mw | pf_p_a_from_mw | pf_p_b_from_mw | pf_p_c_from_mw | pf_p_a_to_mw | pf_p_b_to_mw | pf_p_c_to_mw | pf_q_a_from_mvar | pf_q_b_from_mvar | pf_q_c_from_mvar | pf_q_a_to_mvar | pf_q_b_to_mvar | pf_q_c_to_mvar | pf_ikss_a_from_degree | pf_ikss_b_from_degree | pf_ikss_c_from_degree | pf_ikss_a_to_degree | pf_ikss_b_to_degree | pf_ikss_c_to_degree | pf_vm_a_from_pu | pf_vm_b_from_pu | pf_vm_c_from_pu | pf_vm_a_to_pu | pf_vm_b_to_pu | pf_vm_c_to_pu | pf_va_a_from_degree | pf_va_b_from_degree | pf_va_c_from_degree | pf_va_a_to_degree | pf_va_b_to_degree | pf_va_c_to_degree
Line0_1_2 | 0 | 0 | 0 | 0 | 0 | 0 | 0 | 0 | 0 | 0 | 0 | 0 | 4.9218e-09 | 1.8542e-08 | -2.7961e-08 | -3.4885e-09 | -1.5253e-08 | 2.3239e-08 | 2.1625e-08 | -1.8444e-08 | -4.9899e-09 | -1.8469e-08 | 1.544e-08 | 3.9387e-09 | 0 | 0 | 0 | 0 | 0 | 0 | 0.69174 | 0.88889 | 0.96543 | 0.69174 | 0.88889 | 0.96543 | -10.7194 | -118.7018 | 116.2567 | -10.7194 | -118.7018 | 116.2567
Line10_11_12 | 0 | 0 | 0 | 0 | 0 | 0 | 0 | 0 | 0 | 0 | 0 | 0 | 4.9218e-09 | 1.8542e-08 | -2.7961e-08 | -3.4885e-09 | -1.5253e-08 | 2.3239e-08 | 2.1625e-08 | -1.8444e-08 | -4.9899e-09 | -1.8469e-08 | 1.544e-08 | 3.9387e-09 | 0 | 0 | 0 | 0 | 0 | 0 | 0.69174 | 0.88889 | 0.96543 | 0.69174 | 0.88889 | 0.96543 | -10.7194 | -118.7018 | 116.2567 | -10.7194 | -118.7018 | 116.2567
Line11_12_13 | 0 | 0 | 0 | 0 | 0 | 0 | 0 | 0 | 0 | 0 | 0 | 0 | 4.1015e-09 | 1.5452e-08 | -2.3301e-08 | -2.6682e-09 | -1.2163e-08 | 1.8579e-08 | 1.8021e-08 | -1.537e-08 | -4.1583e-09 | -1.4865e-08 | 1.2366e-08 | 3.1071e-09 | 0 | 0 | 0 | 0 | 0 | 0 | 0.69174 | 0.88889 | 0.96543 | 0.69174 | 0.88889 | 0.96543 | -10.7194 | -118.7018 | 116.2567 | -10.7194 | -118.7018 | 116.2567
Line12_13_15 | 0 | 0 | 0 | 0 | 0 | 0 | 0 | 0 | 0 | 0 | 0 | 0 | 2.4609e-09 | 9.271e-09 | -1.3981e-08 | -1.0276e-09 | -5.9823e-09 | 9.2586e-09 | 1.0812e-08 | -9.222e-09 | -2.495e-09 | -7.6564e-09 | 6.2182e-09 | 1.4438e-09 | 0 | 0 | 0 | 0 | 0 | 0 | 0.69174 | 0.88889 | 0.96543 | 0.69174 | 0.88889 | 0.96543 | -10.7194 | -118.7018 | 116.2567 | -10.7194 | -118.7018 | 116.2567
Line13_13_14 | 0 | 0 | 0 | 0 | 0 | 0 | 0 | 0 | 0 | 0 | 0 | 0 | 8.203e-10 | 3.0903e-09 | -4.6602e-09 | 6.13e-10 | 1.9837e-10 | -6.1811e-11 | 3.6041e-09 | -3.074e-09 | -8.3166e-10 | -4.4817e-10 | 7.0151e-11 | -2.1955e-10 | 0 | 0 | 0 | 0 | 0 | 0 | 0.69174 | 0.88889 | 0.96543 | 0.69174 | 0.88889 | 0.96543 | -10.7194 | -118.7018 | 116.2567 | -10.7194 | -118.7018 | 116.2567
Line14_15_16 | 0 | 0 | 0 | 0 | 0 | 0 | 0 | 0 | 0 | 0 | 0 | 0 | 1.6406e-09 | 6.1807e-09 | -9.3204e-09 | -2.073e-10 | -2.892e-09 | 4.5984e-09 | 7.2082e-09 | -6.148e-09 | -1.6633e-09 | -4.0523e-09 | 3.1442e-09 | 6.121e-10 | 0 | 0 | 0 | 0 | 0 | 0 | 0.69174 | 0.88889 | 0.96543 | 0.69174 | 0.88889 | 0.96543 | -10.7194 | -118.7018 | 116.2567 | -10.7194 | -118.7018 | 116.2567
Line15_16_17 | 0 | 0 | 0 | 0 | 0 | 0 | 0 | 0 | 0 | 0 | 0 | 0 | 8.203e-10 | 3.0903e-09 | -4.6602e-09 | 6.13e-10 | 1.9837e-10 | -6.1811e-11 | 3.6041e-09 | -3.074e-09 | -8.3166e-10 | -4.4818e-10 | 7.0151e-11 | -2.1955e-10 | 0 | 0 | 0 | 0 | 0 | 0 | 0.69174 | 0.88889 | 0.96543 | 0.69174 | 0.88889 | 0.96543 | -10.7194 | -118.7018 | 116.2567 | -10.7194 | -118.7018 | 116.2567
Line16_4_18 | 3.4625 | 0 | 0 | 3.4625 | 0 | 0 | 0.79962 | 0 | 0 | 0.79962 | 0 | 0 | 0.19182 | 1.0488e-08 | -1.1473e-08 | -6.2492e-14 | 2.4705e-10 | 1.4259e-10 | 0.19981 | -4.9895e-09 | -4.5823e-09 | 1.083e-13 | 5.2539e-10 | -5.845e-10 | -56.9196 | 0 | 0 | 123.0804 | 0 | 0 | 0.34639 | 0.87014 | 0.92565 | 0 | 0.85649 | 0.8892 | -10.7504 | -114.366 | 112.8436 | 0 | -109.8572 | 109.1226
Line17_5_19 | 0 | 0 | 0 | 0 | 0 | 0 | 0 | 0 | 0 | 0 | 0 | 0 | 8.203e-10 | 3.0903e-09 | -4.6602e-09 | 6.13e-10 | 1.9837e-10 | -6.1811e-11 | 3.6041e-09 | -3.074e-09 | -8.3165e-10 | -4.4818e-10 | 7.0151e-11 | -2.1955e-10 | 0 | 0 | 0 | 0 | 0 | 0 | 0.69174 | 0.88889 | 0.96543 | 0.69174 | 0.88889 | 0.96543 | -10.7194 | -118.7018 | 116.2567 | -10.7194 | -118.7018 | 116.2567
Line1_1_3 | 0 | 0 | 0 | 0 | 0 | 0 | 0 | 0 | 0 | 0 | 0 | 0 | 6.5624e-09 | 2.4723e-08 | -3.7282e-08 | -5.1291e-09 | -2.1434e-08 | 3.256e-08 | 2.8833e-08 | -2.4592e-08 | -6.6532e-09 | -2.5677e-08 | 2.1588e-08 | 5.602e-09 | 0 | 0 | 0 | 0 | 0 | 0 | 0.69174 | 0.88889 | 0.96543 | 0.69174 | 0.88889 | 0.96543 | -10.7194 | -118.7018 | 116.2567 | -10.7194 | -118.7018 | 116.2567
Line2_1_4 | 3.4522 | 0.0015852 | 0.0012918 | 3.4522 | 0.0015852 | 0.0012918 | 0.79726 | 0.00036609 | 0.00029833 | 0.79726 | 0.0003661 | 0.00029832 | 0.38219 | -0.00030925 | -0.00027751 | -0.19149 | 0.00029437 | 0.0002612 | 0.3976 | -0.00010128 | 7.7079e-05 | -0.19899 | 0.00012175 | -8.9615e-05 | -56.8516 | 43.164 | -48.2206 | 123.1484 | -136.835 | 131.7803 | 0.69174 | 0.88889 | 0.96543 | 0.34639 | 0.87014 | 0.92565 | -10.7194 | -118.7018 | 116.2567 | -10.7504 | -114.366 | 112.8436
Line3_1_5 | 0 | 0 | 0 | 0 | 0 | 0 | 0 | 0 | 0 | 0 | 0 | 0 | 1.6406e-09 | 6.1807e-09 | -9.3204e-09 | -2.073e-10 | -2.892e-09 | 4.5984e-09 | 7.2082e-09 | -6.148e-09 | -1.6633e-09 | -4.0523e-09 | 3.1442e-09 | 6.121e-10 | 0 | 0 | 0 | 0 | 0 | 0 | 0.69174 | 0.88889 | 0.96543 | 0.69174 | 0.88889 | 0.96543 | -10.7194 | -118.7018 | 116.2567 | -10.7194 | -118.7018 | 116.2567
Line4_2_6 | 0 | 0 | 0 | 0 | 0 | 0 | 0 | 0 | 0 | 0 | 0 | 0 | 4.1015e-09 | 1.5452e-08 | -2.3301e-08 | -2.6682e-09 | -1.2163e-08 | 1.8579e-08 | 1.8021e-08 | -1.537e-08 | -4.1583e-09 | -1.4865e-08 | 1.2366e-08 | 3.1071e-09 | 0 | 0 | 0 | 0 | 0 | 0 | 0.69174 | 0.88889 | 0.96543 | 0.69174 | 0.88889 | 0.96543 | -10.7194 | -118.7018 | 116.2567 | -10.7194 | -118.7018 | 116.2567
Line5_6_7 | 0 | 0 | 0 | 0 | 0 | 0 | 0 | 0 | 0 | 0 | 0 | 0 | 3.2812e-09 | 1.2361e-08 | -1.8641e-08 | -1.8479e-09 | -9.0726e-09 | 1.3919e-08 | 1.4416e-08 | -1.2296e-08 | -3.3266e-09 | -1.1261e-08 | 9.2922e-09 | 2.2754e-09 | 0 | 0 | 0 | 0 | 0 | 0 | 0.69174 | 0.88889 | 0.96543 | 0.69174 | 0.88889 | 0.96543 | -10.7194 | -118.7018 | 116.2567 | -10.7194 | -118.7018 | 116.2567
Line6_7_8 | 0 | 0 | 0 | 0 | 0 | 0 | 0 | 0 | 0 | 0 | 0 | 0 | 2.4609e-09 | 9.271e-09 | -1.3981e-08 | -1.0276e-09 | -5.9823e-09 | 9.2586e-09 | 1.0812e-08 | -9.222e-09 | -2.495e-09 | -7.6564e-09 | 6.2182e-09 | 1.4438e-09 | 0 | 0 | 0 | 0 | 0 | 0 | 0.69174 | 0.88889 | 0.96543 | 0.69174 | 0.88889 | 0.96543 | -10.7194 | -118.7018 | 116.2567 | -10.7194 | -118.7018 | 116.2567
Line7_8_9 | 0 | 0 | 0 | 0 | 0 | 0 | 0 | 0 | 0 | 0 | 0 | 0 | 8.203e-10 | 3.0903e-09 | -4.6602e-09 | 6.13e-10 | 1.9837e-10 | -6.1811e-11 | 3.6041e-09 | -3.074e-09 | -8.3165e-10 | -4.4818e-10 | 7.0151e-11 | -2.1955e-10 | 0 | 0 | 0 | 0 | 0 | 0 | 0.69174 | 0.88889 | 0.96543 | 0.69174 | 0.88889 | 0.96543 | -10.7194 | -118.7018 | 116.2567 | -10.7194 | -118.7018 | 116.2567
Line8_8_10 | 0 | 0 | 0 | 0 | 0 | 0 | 0 | 0 | 0 | 0 | 0 | 0 | 8.203e-10 | 3.0903e-09 | -4.6602e-09 | 6.13e-10 | 1.9837e-10 | -6.1811e-11 | 3.6041e-09 | -3.074e-09 | -8.3165e-10 | -4.4818e-10 | 7.0151e-11 | -2.1955e-10 | 0 | 0 | 0 | 0 | 0 | 0 | 0.69174 | 0.88889 | 0.96543 | 0.69174 | 0.88889 | 0.96543 | -10.7194 | -118.7018 | 116.2567 | -10.7194 | -118.7018 | 116.2567
Line9_3_11 | 0 | 0 | 0 | 0 | 0 | 0 | 0 | 0 | 0 | 0 | 0 | 0 | 5.7421e-09 | 2.1632e-08 | -3.2621e-08 | -4.3088e-09 | -1.8344e-08 | 2.7899e-08 | 2.5229e-08 | -2.1518e-08 | -5.8216e-09 | -2.2073e-08 | 1.8514e-08 | 4.7704e-09 | 0 | 0 | 0 | 0 | 0 | 0 | 0.69174 | 0.88889 | 0.96543 | 0.69174 | 0.88889 | 0.96543 | -10.7194 | -118.7018 | 116.2567 | -10.7194 | -118.7018 | 116.2567

## LG_min_10
name | pf_ikss_a_from_ka | pf_ikss_b_from_ka | pf_ikss_c_from_ka | pf_ikss_a_to_ka | pf_ikss_b_to_ka | pf_ikss_c_to_ka | pf_skss_a_from_mw | pf_skss_b_from_mw | pf_skss_c_from_mw | pf_skss_a_to_mw | pf_skss_b_to_mw | pf_skss_c_to_mw | pf_p_a_from_mw | pf_p_b_from_mw | pf_p_c_from_mw | pf_p_a_to_mw | pf_p_b_to_mw | pf_p_c_to_mw | pf_q_a_from_mvar | pf_q_b_from_mvar | pf_q_c_from_mvar | pf_q_a_to_mvar | pf_q_b_to_mvar | pf_q_c_to_mvar | pf_ikss_a_from_degree | pf_ikss_b_from_degree | pf_ikss_c_from_degree | pf_ikss_a_to_degree | pf_ikss_b_to_degree | pf_ikss_c_to_degree | pf_vm_a_from_pu | pf_vm_b_from_pu | pf_vm_c_from_pu | pf_vm_a_to_pu | pf_vm_b_to_pu | pf_vm_c_to_pu | pf_va_a_from_degree | pf_va_b_from_degree | pf_va_c_from_degree | pf_va_a_to_degree | pf_va_b_to_degree | pf_va_c_to_degree
Line0_1_2 | 0 | 0 | 0 | 0 | 0 | 0 | 0 | 0 | 0 | 0 | 0 | 0 | 4.4174e-09 | 1.6642e-08 | -2.5095e-08 | -3.131e-09 | -1.369e-08 | 2.0857e-08 | 1.9408e-08 | -1.6554e-08 | -4.4785e-09 | -1.6576e-08 | 1.3858e-08 | 3.535e-09 | 0 | 0 | 0 | 0 | 0 | 0 | 0.65533 | 0.84211 | 0.91462 | 0.65533 | 0.84211 | 0.91462 | -10.7194 | -118.7018 | 116.2567 | -10.7194 | -118.7018 | 116.2567
Line10_11_12 | 0 | 0 | 0 | 0 | 0 | 0 | 0 | 0 | 0 | 0 | 0 | 0 | 4.4174e-09 | 1.6642e-08 | -2.5095e-08 | -3.131e-09 | -1.369e-08 | 2.0857e-08 | 1.9408e-08 | -1.6554e-08 | -4.4785e-09 | -1.6576e-08 | 1.3858e-08 | 3.535e-09 | 0 | 0 | 0 | 0 | 0 | 0 | 0.65533 | 0.84211 | 0.91462 | 0.65533 | 0.84211 | 0.91462 | -10.7194 | -118.7018 | 116.2567 | -10.7194 | -118.7018 | 116.2567
Line11_12_13 | 0 | 0 | 0 | 0 | 0 | 0 | 0 | 0 | 0 | 0 | 0 | 0 | 3.6811e-09 | 1.3868e-08 | -2.0913e-08 | -2.3947e-09 | -1.0916e-08 | 1.6675e-08 | 1.6174e-08 | -1.3795e-08 | -3.7321e-09 | -1.3341e-08 | 1.1099e-08 | 2.7886e-09 | 0 | 0 | 0 | 0 | 0 | 0 | 0.65533 | 0.84211 | 0.91462 | 0.65533 | 0.84211 | 0.91462 | -10.7194 | -118.7018 | 116.2567 | -10.7194 | -118.7018 | 116.2567
Line12_13_15 | 0 | 0 | 0 | 0 | 0 | 0 | 0 | 0 | 0 | 0 | 0 | 0 | 2.2087e-09 | 8.3208e-09 | -1.2548e-08 | -9.2228e-10 | -5.3692e-09 | 8.3096e-09 | 9.7042e-09 | -8.2768e-09 | -2.2392e-09 | -6.8717e-09 | 5.5808e-09 | 1.2958e-09 | 0 | 0 | 0 | 0 | 0 | 0 | 0.65533 | 0.84211 | 0.91462 | 0.65533 | 0.84211 | 0.91462 | -10.7194 | -118.7018 | 116.2567 | -10.7194 | -118.7018 | 116.2567
Line13_13_14 | 0 | 0 | 0 | 0 | 0 | 0 | 0 | 0 | 0 | 0 | 0 | 0 | 7.3623e-10 | 2.7736e-09 | -4.1826e-09 | 5.5017e-10 | 1.7804e-10 | -5.5476e-11 | 3.2347e-09 | -2.7589e-09 | -7.4642e-10 | -4.0224e-10 | 6.2961e-11 | -1.9705e-10 | 0 | 0 | 0 | 0 | 0 | 0 | 0.65533 | 0.84211 | 0.91462 | 0.65533 | 0.84211 | 0.91462 | -10.7194 | -118.7018 | 116.2567 | -10.7194 | -118.7018 | 116.2567
Line14_15_16 | 0 | 0 | 0 | 0 | 0 | 0 | 0 | 0 | 0 | 0 | 0 | 0 | 1.4725e-09 | 5.5472e-09 | -8.3651e-09 | -1.8606e-10 | -2.5956e-09 | 4.1271e-09 | 6.4694e-09 | -5.5179e-09 | -1.4928e-09 | -3.637e-09 | 2.8219e-09 | 5.4937e-10 | 0 | 0 | 0 | 0 | 0 | 0 | 0.65533 | 0.84211 | 0.91462 | 0.65533 | 0.84211 | 0.91462 | -10.7194 | -118.7018 | 116.2567 | -10.7194 | -118.7018 | 116.2567
Line15_16_17 | 0 | 0 | 0 | 0 | 0 | 0 | 0 | 0 | 0 | 0 | 0 | 0 | 7.3623e-10 | 2.7736e-09 | -4.1826e-09 | 5.5017e-10 | 1.7804e-10 | -5.5476e-11 | 3.2347e-09 | -2.7589e-09 | -7.4642e-10 | -4.0224e-10 | 6.2961e-11 | -1.9705e-10 | 0 | 0 | 0 | 0 | 0 | 0 | 0.65533 | 0.84211 | 0.91462 | 0.65533 | 0.84211 | 0.91462 | -10.7194 | -118.7018 | 116.2567 | -10.7194 | -118.7018 | 116.2567
Line16_4_18 | 3.2802 | 0 | 0 | 3.2802 | 0 | 0 | 0.75753 | 0 | 0 | 0.75753 | 0 | 0 | 0.17216 | 9.4126e-09 | -1.0297e-08 | -5.6062e-14 | 2.2173e-10 | 1.2798e-10 | 0.17933 | -4.4781e-09 | -4.1127e-09 | 9.7044e-14 | 4.7154e-10 | -5.2459e-10 | -56.9196 | 0 | 0 | 123.0804 | 0 | 0 | 0.32816 | 0.82435 | 0.87694 | 0 | 0.81141 | 0.8424 | -10.7504 | -114.366 | 112.8436 | 0 | -109.8572 | 109.1226
Line17_5_19 | 0 | 0 | 0 | 0 | 0 | 0 | 0 | 0 | 0 | 0 | 0 | 0 | 7.3623e-10 | 2.7736e-09 | -4.1826e-09 | 5.5017e-10 | 1.7804e-10 | -5.5476e-11 | 3.2347e-09 | -2.7589e-09 | -7.4641e-10 | -4.0224e-10 | 6.2961e-11 | -1.9705e-10 | 0 | 0 | 0 | 0 | 0 | 0 | 0.65533 | 0.84211 | 0.91462 | 0.65533 | 0.84211 | 0.91462 | -10.7194 | -118.7018 | 116.2567 | -10.7194 | -118.7018 | 116.2567
Line1_1_3 | 0 | 0 | 0 | 0 | 0 | 0 | 0 | 0 | 0 | 0 | 0 | 0 | 5.8898e-09 | 2.2189e-08 | -3.346e-08 | -4.6034e-09 | -1.9237e-08 | 2.9222e-08 | 2.5878e-08 | -2.2072e-08 | -5.9713e-09 | -2.3045e-08 | 1.9376e-08 | 5.0279e-09 | 0 | 0 | 0 | 0 | 0 | 0 | 0.65533 | 0.84211 | 0.91462 | 0.65533 | 0.84211 | 0.91462 | -10.7194 | -118.7018 | 116.2567 | -10.7194 | -118.7018 | 116.2567
Line2_1_4 | 3.2706 | 0.0015018 | 0.0012238 | 3.2706 | 0.0015018 | 0.0012238 | 0.7553 | 0.00034682 | 0.00028263 | 0.7553 | 0.00034683 | 0.00028262 | 0.34301 | -0.00027756 | -0.00024907 | -0.17186 | 0.0002642 | 0.00023443 | 0.35685 | -9.0903e-05 | 6.9179e-05 | -0.1786 | 0.00010927 | -8.043e-05 | -56.8516 | 43.164 | -48.2206 | 123.1484 | -136.835 | 131.7803 | 0.65533 | 0.84211 | 0.91462 | 0.32816 | 0.82435 | 0.87694 | -10.7194 | -118.7018 | 116.2567 | -10.7504 | -114.366 | 112.8436
Line3_1_5 | 0 | 0 | 0 | 0 | 0 | 0 | 0 | 0 | 0 | 0 | 0 | 0 | 1.4725e-09 | 5.5472e-09 | -8.3651e-09 | -1.8606e-10 | -2.5956e-09 | 4.1271e-09 | 6.4694e-09 | -5.5179e-09 | -1.4928e-09 | -3.637e-09 | 2.8219e-09 | 5.4937e-10 | 0 | 0 | 0 | 0 | 0 | 0 | 0.65533 | 0.84211 | 0.91462 | 0.65533 | 0.84211 | 0.91462 | -10.7194 | -118.7018 | 116.2567 | -10.7194 | -118.7018 | 116.2567
Line4_2_6 | 0 | 0 | 0 | 0 | 0 | 0 | 0 | 0 | 0 | 0 | 0 | 0 | 3.6811e-09 | 1.3868e-08 | -2.0913e-08 | -2.3947e-09 | -1.0916e-08 | 1.6675e-08 | 1.6174e-08 | -1.3795e-08 | -3.7321e-09 | -1.3341e-08 | 1.1099e-08 | 2.7886e-09 | 0 | 0 | 0 | 0 | 0 | 0 | 0.65533 | 0.84211 | 0.91462 | 0.65533 | 0.84211 | 0.91462 | -10.7194 | -118.7018 | 116.2567 | -10.7194 | -118.7018 | 116.2567
Line5_6_7 | 0 | 0 | 0 | 0 | 0 | 0 | 0 | 0 | 0 | 0 | 0 | 0 | 2.9449e-09 | 1.1094e-08 | -1.673e-08 | -1.6585e-09 | -8.1428e-09 | 1.2492e-08 | 1.2939e-08 | -1.1036e-08 | -2.9857e-09 | -1.0106e-08 | 8.3398e-09 | 2.0422e-09 | 0 | 0 | 0 | 0 | 0 | 0 | 0.65533 | 0.84211 | 0.91462 | 0.65533 | 0.84211 | 0.91462 | -10.7194 | -118.7018 | 116.2567 | -10.7194 | -118.7018 | 116.2567
Line6_7_8 | 0 | 0 | 0 | 0 | 0 | 0 | 0 | 0 | 0 | 0 | 0 | 0 | 2.2087e-09 | 8.3208e-09 | -1.2548e-08 | -9.2229e-10 | -5.3692e-09 | 8.3096e-09 | 9.7042e-09 | -8.2768e-09 | -2.2392e-09 | -6.8717e-09 | 5.5808e-09 | 1.2958e-09 | 0 | 0 | 0 | 0 | 0 | 0 | 0.65533 | 0.84211 | 0.91462 | 0.65533 | 0.84211 | 0.91462 | -10.7194 | -118.7018 | 116.2567 | -10.7194 | -118.7018 | 116.2567
Line7_8_9 | 0 | 0 | 0 | 0 | 0 | 0 | 0 | 0 | 0 | 0 | 0 | 0 | 7.3623e-10 | 2.7736e-09 | -4.1826e-09 | 5.5017e-10 | 1.7804e-10 | -5.5476e-11 | 3.2347e-09 | -2.7589e-09 | -7.4642e-10 | -4.0224e-10 | 6.2961e-11 | -1.9705e-10 | 0 | 0 | 0 | 0 | 0 | 0 | 0.65533 | 0.84211 | 0.91462 | 0.65533 | 0.84211 | 0.91462 | -10.7194 | -118.7018 | 116.2567 | -10.7194 | -118.7018 | 116.2567
Line8_8_10 | 0 | 0 | 0 | 0 | 0 | 0 | 0 | 0 | 0 | 0 | 0 | 0 | 7.3623e-10 | 2.7736e-09 | -4.1826e-09 | 5.5017e-10 | 1.7804e-10 | -5.5476e-11 | 3.2347e-09 | -2.7589e-09 | -7.4642e-10 | -4.0224e-10 | 6.2961e-11 | -1.9705e-10 | 0 | 0 | 0 | 0 | 0 | 0 | 0.65533 | 0.84211 | 0.91462 | 0.65533 | 0.84211 | 0.91462 | -10.7194 | -118.7018 | 116.2567 | -10.7194 | -118.7018 | 116.2567
Line9_3_11 | 0 | 0 | 0 | 0 | 0 | 0 | 0 | 0 | 0 | 0 | 0 | 0 | 5.1536e-09 | 1.9415e-08 | -2.9278e-08 | -3.8672e-09 | -1.6464e-08 | 2.504e-08 | 2.2643e-08 | -1.9313e-08 | -5.2249e-09 | -1.9811e-08 | 1.6617e-08 | 4.2814e-09 | 0 | 0 | 0 | 0 | 0 | 0 | 0.65533 | 0.84211 | 0.91462 | 0.65533 | 0.84211 | 0.91462 | -10.7194 | -118.7018 | 116.2567 | -10.7194 | -118.7018 | 116.2567

## LG_min_fault_6
name | pf_ikss_a_from_ka | pf_ikss_b_from_ka | pf_ikss_c_from_ka | pf_ikss_a_to_ka | pf_ikss_b_to_ka | pf_ikss_c_to_ka | pf_skss_a_from_mw | pf_skss_b_from_mw | pf_skss_c_from_mw | pf_skss_a_to_mw | pf_skss_b_to_mw | pf_skss_c_to_mw | pf_p_a_from_mw | pf_p_b_from_mw | pf_p_c_from_mw | pf_p_a_to_mw | pf_p_b_to_mw | pf_p_c_to_mw | pf_q_a_from_mvar | pf_q_b_from_mvar | pf_q_c_from_mvar | pf_q_a_to_mvar | pf_q_b_to_mvar | pf_q_c_to_mvar | pf_ikss_a_from_degree | pf_ikss_b_from_degree | pf_ikss_c_from_degree | pf_ikss_a_to_degree | pf_ikss_b_to_degree | pf_ikss_c_to_degree | pf_vm_a_from_pu | pf_vm_b_from_pu | pf_vm_c_from_pu | pf_vm_a_to_pu | pf_vm_b_to_pu | pf_vm_c_to_pu | pf_va_a_from_degree | pf_va_b_from_degree | pf_va_c_from_degree | pf_va_a_to_degree | pf_va_b_to_degree | pf_va_c_to_degree
Line0_1_2 | 0 | 0 | 0 | 0 | 0 | 0 | 0 | 0 | 0 | 0 | 0 | 0 | 6.5375e-11 | 1.3165e-10 | -2.4818e-10 | -4.7133e-11 | -1.0773e-10 | 2.0601e-10 | 2.6192e-10 | -2.1034e-10 | -8.7344e-12 | -2.2388e-10 | 1.755e-10 | 5.4544e-12 | 0 | 0 | 0 | 0 | 0 | 0 | 0.94788 | 0.94943 | 0.95023 | 0.94788 | 0.94943 | 0.95023 | -0.09734 | -119.9962 | 119.9684 | -0.09734 | -119.9962 | 119.9684
Line10_11_12 | 0 | 0 | 0 | 0 | 0 | 0 | 0 | 0 | 0 | 0 | 0 | 0 | 6.5375e-11 | 1.3165e-10 | -2.4818e-10 | -4.7133e-11 | -1.0773e-10 | 2.0601e-10 | 2.6192e-10 | -2.1034e-10 | -8.7344e-12 | -2.2388e-10 | 1.755e-10 | 5.4545e-12 | 0 | 0 | 0 | 0 | 0 | 0 | 0.94788 | 0.94943 | 0.95023 | 0.94788 | 0.94943 | 0.95023 | -0.09734 | -119.9962 | 119.9684 | -0.09734 | -119.9962 | 119.9684
Line11_12_13 | 0 | 0 | 0 | 0 | 0 | 0 | 0 | 0 | 0 | 0 | 0 | 0 | 5.4479e-11 | 1.0971e-10 | -2.0681e-10 | -3.6237e-11 | -8.5785e-11 | 1.6465e-10 | 2.1827e-10 | -1.7528e-10 | -7.2787e-12 | -1.8022e-10 | 1.4045e-10 | 3.9987e-12 | 0 | 0 | 0 | 0 | 0 | 0 | 0.94788 | 0.94943 | 0.95023 | 0.94788 | 0.94943 | 0.95023 | -0.09734 | -119.9962 | 119.9684 | -0.09734 | -119.9962 | 119.9684
Line12_13_15 | 0 | 0 | 0 | 0 | 0 | 0 | 0 | 0 | 0 | 0 | 0 | 0 | 3.2688e-11 | 6.5826e-11 | -1.2409e-10 | -1.4445e-11 | -4.19e-11 | 8.192e-11 | 1.3096e-10 | -1.0517e-10 | -4.3672e-12 | -9.2916e-11 | 7.0334e-11 | 1.0873e-12 | 0 | 0 | 0 | 0 | 0 | 0 | 0.94788 | 0.94943 | 0.95023 | 0.94788 | 0.94943 | 0.95023 | -0.09734 | -119.9962 | 119.9684 | -0.09734 | -119.9962 | 119.9684
Line13_13_14 | 0 | 0 | 0 | 0 | 0 | 0 | 0 | 0 | 0 | 0 | 0 | 0 | 1.0896e-11 | 2.1942e-11 | -4.1363e-11 | 7.3465e-12 | 1.9841e-12 | -8.0559e-13 | 4.3653e-11 | -3.5056e-11 | -1.4557e-12 | -5.6095e-12 | 2.2137e-13 | -1.8242e-12 | 0 | 0 | 0 | 0 | 0 | 0 | 0.94788 | 0.94943 | 0.95023 | 0.94788 | 0.94943 | 0.95023 | -0.09734 | -119.9962 | 119.9684 | -0.09734 | -119.9962 | 119.9684
Line14_15_16 | 0 | 0 | 0 | 0 | 0 | 0 | 0 | 0 | 0 | 0 | 0 | 0 | 2.1792e-11 | 4.3884e-11 | -8.2726e-11 | -3.5493e-12 | -1.9958e-11 | 4.0557e-11 | 8.7307e-11 | -7.0113e-11 | -2.9115e-12 | -4.9263e-11 | 3.5278e-11 | -3.6849e-13 | 0 | 0 | 0 | 0 | 0 | 0 | 0.94788 | 0.94943 | 0.95023 | 0.94788 | 0.94943 | 0.95023 | -0.09734 | -119.9962 | 119.9684 | -0.09734 | -119.9962 | 119.9684
Line15_16_17 | 0 | 0 | 0 | 0 | 0 | 0 | 0 | 0 | 0 | 0 | 0 | 0 | 1.0896e-11 | 2.1942e-11 | -4.1363e-11 | 7.3465e-12 | 1.9841e-12 | -8.0559e-13 | 4.3653e-11 | -3.5056e-11 | -1.4557e-12 | -5.6095e-12 | 2.2137e-13 | -1.8242e-12 | 0 | 0 | 0 | 0 | 0 | 0 | 0.94788 | 0.94943 | 0.95023 | 0.94788 | 0.94943 | 0.95023 | -0.09734 | -119.9962 | 119.9684 | -0.09734 | -119.9962 | 119.9684
Line16_4_18 | 0.030757 | 0 | 0 | 0.030757 | 0 | 0 | 0.0071031 | 0 | 0 | 0.0071031 | 0 | 0 | 0.0047451 | 8.2492e-11 | -1.0767e-10 | -0.00473 | 4.1833e-12 | 1.2525e-12 | 0.0047458 | -7.6538e-11 | -3.3021e-11 | -0.00473 | 3.8909e-12 | -5.5686e-12 | -45.1051 | 0 | 0 | 134.8949 | 0 | 0 | 0.94482 | 0.94911 | 0.94994 | 0.94174 | 0.9488 | 0.94964 | -0.10131 | -119.9644 | 119.9361 | -0.10512 | -119.9325 | 119.9035
Line17_5_19 | 0 | 0 | 0 | 0 | 0 | 0 | 0 | 0 | 0 | 0 | 0 | 0 | 1.0896e-11 | 2.1942e-11 | -4.1363e-11 | 7.3465e-12 | 1.9841e-12 | -8.0559e-13 | 4.3653e-11 | -3.5056e-11 | -1.4557e-12 | -5.6095e-12 | 2.2137e-13 | -1.8242e-12 | 0 | 0 | 0 | 0 | 0 | 0 | 0.94788 | 0.94943 | 0.95023 | 0.94788 | 0.94943 | 0.95023 | -0.09734 | -119.9962 | 119.9684 | -0.09734 | -119.9962 | 119.9684
Line1_1_3 | 0 | 0 | 0 | 0 | 0 | 0 | 0 | 0 | 0 | 0 | 0 | 0 | 8.7167e-11 | 1.7554e-10 | -3.309e-10 | -6.8924e-11 | -1.5161e-10 | 2.8874e-10 | 3.4923e-10 | -2.8045e-10 | -1.1646e-11 | -3.1118e-10 | 2.4562e-10 | 8.3659e-12 | 0 | 0 | 0 | 0 | 0 | 0 | 0.94788 | 0.94943 | 0.95023 | 0.94788 | 0.94943 | 0.95023 | -0.09734 | -119.9962 | 119.9684 | -0.09734 | -119.9962 | 119.9684
Line2_1_4 | 0.030666 | 1.4082e-05 | 1.1475e-05 | 0.030666 | 1.4082e-05 | 1.1475e-05 | 0.0070821 | 3.252e-06 | 2.6501e-06 | 0.0070821 | 3.2521e-06 | 2.65e-06 | 0.0047518 | -3.0757e-06 | -2.3071e-06 | -0.0047368 | 3.0746e-06 | 2.3058e-06 | 0.0047418 | -2.7046e-07 | 1.0092e-06 | -0.0047262 | 2.7203e-07 | -1.0102e-06 | -45.0371 | 54.9785 | -36.4061 | 134.9629 | -125.0206 | 143.5948 | 0.94788 | 0.94943 | 0.95023 | 0.94482 | 0.94911 | 0.94994 | -0.09734 | -119.9962 | 119.9684 | -0.10131 | -119.9644 | 119.9361
Line3_1_5 | 0 | 0 | 0 | 0 | 0 | 0 | 0 | 0 | 0 | 0 | 0 | 0 | 2.1792e-11 | 4.3884e-11 | -8.2726e-11 | -3.5493e-12 | -1.9958e-11 | 4.0557e-11 | 8.7307e-11 | -7.0113e-11 | -2.9114e-12 | -4.9263e-11 | 3.5278e-11 | -3.6851e-13 | 0 | 0 | 0 | 0 | 0 | 0 | 0.94788 | 0.94943 | 0.95023 | 0.94788 | 0.94943 | 0.95023 | -0.09734 | -119.9962 | 119.9684 | -0.09734 | -119.9962 | 119.9684
Line4_2_6 | 0 | 0 | 0 | 0 | 0 | 0 | 0 | 0 | 0 | 0 | 0 | 0 | 5.4479e-11 | 1.0971e-10 | -2.0681e-10 | -3.6237e-11 | -8.5784e-11 | 1.6465e-10 | 2.1827e-10 | -1.7528e-10 | -7.2787e-12 | -1.8022e-10 | 1.4045e-10 | 3.9987e-12 | 0 | 0 | 0 | 0 | 0 | 0 | 0.94788 | 0.94943 | 0.95023 | 0.94788 | 0.94943 | 0.95023 | -0.09734 | -119.9962 | 119.9684 | -0.09734 | -119.9962 | 119.9684
Line5_6_7 | 0 | 0 | 0 | 0 | 0 | 0 | 0 | 0 | 0 | 0 | 0 | 0 | 4.3583e-11 | 8.7769e-11 | -1.6545e-10 | -2.5341e-11 | -6.3842e-11 | 1.2328e-10 | 1.7461e-10 | -1.4023e-10 | -5.8229e-12 | -1.3657e-10 | 1.0539e-10 | 2.543e-12 | 0 | 0 | 0 | 0 | 0 | 0 | 0.94788 | 0.94943 | 0.95023 | 0.94788 | 0.94943 | 0.95023 | -0.09734 | -119.9962 | 119.9684 | -0.09734 | -119.9962 | 119.9684
Line6_7_8 | 0 | 0 | 0 | 0 | 0 | 0 | 0 | 0 | 0 | 0 | 0 | 0 | 3.2688e-11 | 6.5826e-11 | -1.2409e-10 | -1.4445e-11 | -4.19e-11 | 8.192e-11 | 1.3096e-10 | -1.0517e-10 | -4.3672e-12 | -9.2916e-11 | 7.0334e-11 | 1.0872e-12 | 0 | 0 | 0 | 0 | 0 | 0 | 0.94788 | 0.94943 | 0.95023 | 0.94788 | 0.94943 | 0.95023 | -0.09734 | -119.9962 | 119.9684 | -0.09734 | -119.9962 | 119.9684
Line7_8_9 | 0 | 0 | 0 | 0 | 0 | 0 | 0 | 0 | 0 | 0 | 0 | 0 | 1.0896e-11 | 2.1942e-11 | -4.1363e-11 | 7.3465e-12 | 1.9841e-12 | -8.0559e-13 | 4.3653e-11 | -3.5056e-11 | -1.4557e-12 | -5.6095e-12 | 2.2137e-13 | -1.8242e-12 | 0 | 0 | 0 | 0 | 0 | 0 | 0.94788 | 0.94943 | 0.95023 | 0.94788 | 0.94943 | 0.95023 | -0.09734 | -119.9962 | 119.9684 | -0.09734 | -119.9962 | 119.9684
Line8_8_10 | 0 | 0 | 0 | 0 | 0 | 0 | 0 | 0 | 0 | 0 | 0 | 0 | 1.0896e-11 | 2.1942e-11 | -4.1363e-11 | 7.3465e-12 | 1.9841e-12 | -8.0559e-13 | 4.3653e-11 | -3.5056e-11 | -1.4557e-12 | -5.6095e-12 | 2.2137e-13 | -1.8242e-12 | 0 | 0 | 0 | 0 | 0 | 0 | 0.94788 | 0.94943 | 0.95023 | 0.94788 | 0.94943 | 0.95023 | -0.09734 | -119.9962 | 119.9684 | -0.09734 | -119.9962 | 119.9684
Line9_3_11 | 0 | 0 | 0 | 0 | 0 | 0 | 0 | 0 | 0 | 0 | 0 | 0 | 7.6271e-11 | 1.5359e-10 | -2.8954e-10 | -5.8028e-11 | -1.2967e-10 | 2.4737e-10 | 3.0557e-10 | -2.4539e-10 | -1.019e-11 | -2.6753e-10 | 2.1056e-10 | 6.9102e-12 | 0 | 0 | 0 | 0 | 0 | 0 | 0.94788 | 0.94943 | 0.95023 | 0.94788 | 0.94943 | 0.95023 | -0.09734 | -119.9962 | 119.9684 | -0.09734 | -119.9962 | 119.9684

## LG_min_fault_10
name | pf_ikss_a_from_ka | pf_ikss_b_from_ka | pf_ikss_c_from_ka | pf_ikss_a_to_ka | pf_ikss_b_to_ka | pf_ikss_c_to_ka | pf_skss_a_from_mw | pf_skss_b_from_mw | pf_skss_c_from_mw | pf_skss_a_to_mw | pf_skss_b_to_mw | pf_skss_c_to_mw | pf_p_a_from_mw | pf_p_b_from_mw | pf_p_c_from_mw | pf_p_a_to_mw | pf_p_b_to_mw | pf_p_c_to_mw | pf_q_a_from_mvar | pf_q_b_from_mvar | pf_q_c_from_mvar | pf_q_a_to_mvar | pf_q_b_to_mvar | pf_q_c_to_mvar | pf_ikss_a_from_degree | pf_ikss_b_from_degree | pf_ikss_c_from_degree | pf_ikss_a_to_degree | pf_ikss_b_to_degree | pf_ikss_c_to_degree | pf_vm_a_from_pu | pf_vm_b_from_pu | pf_vm_c_from_pu | pf_vm_a_to_pu | pf_vm_b_to_pu | pf_vm_c_to_pu | pf_va_a_from_degree | pf_va_b_from_degree | pf_va_c_from_degree | pf_va_a_to_degree | pf_va_b_to_degree | pf_va_c_to_degree
Line0_1_2 | 0 | 0 | 0 | 0 | 0 | 0 | 0 | 0 | 0 | 0 | 0 | 0 | 5.8675e-11 | 1.1816e-10 | -2.2274e-10 | -4.2302e-11 | -9.6685e-11 | 1.8489e-10 | 2.3508e-10 | -1.8878e-10 | -7.8392e-12 | -2.0093e-10 | 1.5751e-10 | 4.8954e-12 | 0 | 0 | 0 | 0 | 0 | 0 | 0.898 | 0.89946 | 0.90022 | 0.898 | 0.89946 | 0.90022 | -0.09734 | -119.9962 | 119.9684 | -0.09734 | -119.9962 | 119.9684
Line10_11_12 | 0 | 0 | 0 | 0 | 0 | 0 | 0 | 0 | 0 | 0 | 0 | 0 | 5.8675e-11 | 1.1816e-10 | -2.2274e-10 | -4.2302e-11 | -9.6685e-11 | 1.8489e-10 | 2.3508e-10 | -1.8878e-10 | -7.8392e-12 | -2.0093e-10 | 1.5751e-10 | 4.8954e-12 | 0 | 0 | 0 | 0 | 0 | 0 | 0.898 | 0.89946 | 0.90022 | 0.898 | 0.89946 | 0.90022 | -0.09734 | -119.9962 | 119.9684 | -0.09734 | -119.9962 | 119.9684
Line11_12_13 | 0 | 0 | 0 | 0 | 0 | 0 | 0 | 0 | 0 | 0 | 0 | 0 | 4.8895e-11 | 9.8466e-11 | -1.8562e-10 | -3.2523e-11 | -7.6992e-11 | 1.4777e-10 | 1.959e-10 | -1.5732e-10 | -6.5327e-12 | -1.6175e-10 | 1.2605e-10 | 3.5889e-12 | 0 | 0 | 0 | 0 | 0 | 0 | 0.898 | 0.89946 | 0.90022 | 0.898 | 0.89946 | 0.90022 | -0.09734 | -119.9962 | 119.9684 | -0.09734 | -119.9962 | 119.9684
Line12_13_15 | 0 | 0 | 0 | 0 | 0 | 0 | 0 | 0 | 0 | 0 | 0 | 0 | 2.9337e-11 | 5.908e-11 | -1.1137e-10 | -1.2965e-11 | -3.7606e-11 | 7.3524e-11 | 1.1754e-10 | -9.439e-11 | -3.9196e-12 | -8.3393e-11 | 6.3125e-11 | 9.7582e-13 | 0 | 0 | 0 | 0 | 0 | 0 | 0.898 | 0.89946 | 0.90022 | 0.898 | 0.89946 | 0.90022 | -0.09734 | -119.9962 | 119.9684 | -0.09734 | -119.9962 | 119.9684
Line13_13_14 | 0 | 0 | 0 | 0 | 0 | 0 | 0 | 0 | 0 | 0 | 0 | 0 | 9.7791e-12 | 1.9693e-11 | -3.7124e-11 | 6.5936e-12 | 1.7807e-12 | -7.2302e-13 | 3.9179e-11 | -3.1463e-11 | -1.3065e-12 | -5.0345e-12 | 1.9868e-13 | -1.6373e-12 | 0 | 0 | 0 | 0 | 0 | 0 | 0.898 | 0.89946 | 0.90022 | 0.898 | 0.89946 | 0.90022 | -0.09734 | -119.9962 | 119.9684 | -0.09734 | -119.9962 | 119.9684
Line14_15_16 | 0 | 0 | 0 | 0 | 0 | 0 | 0 | 0 | 0 | 0 | 0 | 0 | 1.9558e-11 | 3.9386e-11 | -7.4247e-11 | -3.1855e-12 | -1.7913e-11 | 3.6401e-11 | 7.8358e-11 | -6.2926e-11 | -2.6131e-12 | -4.4214e-11 | 3.1662e-11 | -3.3072e-13 | 0 | 0 | 0 | 0 | 0 | 0 | 0.898 | 0.89946 | 0.90022 | 0.898 | 0.89946 | 0.90022 | -0.09734 | -119.9962 | 119.9684 | -0.09734 | -119.9962 | 119.9684
Line15_16_17 | 0 | 0 | 0 | 0 | 0 | 0 | 0 | 0 | 0 | 0 | 0 | 0 | 9.7791e-12 | 1.9693e-11 | -3.7124e-11 | 6.5936e-12 | 1.7807e-12 | -7.2302e-13 | 3.9179e-11 | -3.1463e-11 | -1.3065e-12 | -5.0345e-12 | 1.9868e-13 | -1.6373e-12 | 0 | 0 | 0 | 0 | 0 | 0 | 0.898 | 0.89946 | 0.90022 | 0.898 | 0.89946 | 0.90022 | -0.09734 | -119.9962 | 119.9684 | -0.09734 | -119.9962 | 119.9684
Line16_4_18 | 0.029138 | 0 | 0 | 0.029138 | 0 | 0 | 0.0067292 | 0 | 0 | 0.0067292 | 0 | 0 | 0.0042588 | 7.4037e-11 | -9.6634e-11 | -0.0042452 | 3.7546e-12 | 1.1241e-12 | 0.0042594 | -6.8693e-11 | -2.9637e-11 | -0.0042452 | 3.4921e-12 | -4.9978e-12 | -45.1051 | 0 | 0 | 134.8949 | 0 | 0 | 0.89509 | 0.89916 | 0.89994 | 0.89218 | 0.89886 | 0.89966 | -0.10131 | -119.9644 | 119.9361 | -0.10512 | -119.9325 | 119.9035
Line17_5_19 | 0 | 0 | 0 | 0 | 0 | 0 | 0 | 0 | 0 | 0 | 0 | 0 | 9.7791e-12 | 1.9693e-11 | -3.7124e-11 | 6.5936e-12 | 1.7807e-12 | -7.2302e-13 | 3.9179e-11 | -3.1463e-11 | -1.3065e-12 | -5.0345e-12 | 1.9868e-13 | -1.6373e-12 | 0 | 0 | 0 | 0 | 0 | 0 | 0.898 | 0.89946 | 0.90022 | 0.898 | 0.89946 | 0.90022 | -0.09734 | -119.9962 | 119.9684 | -0.09734 | -119.9962 | 119.9684
Line1_1_3 | 0 | 0 | 0 | 0 | 0 | 0 | 0 | 0 | 0 | 0 | 0 | 0 | 7.8233e-11 | 1.5755e-10 | -2.9699e-10 | -6.186e-11 | -1.3607e-10 | 2.5914e-10 | 3.1343e-10 | -2.5171e-10 | -1.0452e-11 | -2.7929e-10 | 2.2044e-10 | 7.5085e-12 | 0 | 0 | 0 | 0 | 0 | 0 | 0.898 | 0.89946 | 0.90022 | 0.898 | 0.89946 | 0.90022 | -0.09734 | -119.9962 | 119.9684 | -0.09734 | -119.9962 | 119.9684
Line2_1_4 | 0.029052 | 1.3341e-05 | 1.0871e-05 | 0.029052 | 1.3341e-05 | 1.0871e-05 | 0.0067094 | 3.0809e-06 | 2.5106e-06 | 0.0067094 | 3.0809e-06 | 2.5105e-06 | 0.0042648 | -2.7605e-06 | -2.0706e-06 | -0.0042513 | 2.7594e-06 | 2.0694e-06 | 0.0042558 | -2.4274e-07 | 9.0574e-07 | -0.0042418 | 2.4415e-07 | -9.0664e-07 | -45.0371 | 54.9785 | -36.4061 | 134.9629 | -125.0206 | 143.5948 | 0.898 | 0.89946 | 0.90022 | 0.89509 | 0.89916 | 0.89994 | -0.09734 | -119.9962 | 119.9684 | -0.10131 | -119.9644 | 119.9361
Line3_1_5 | 0 | 0 | 0 | 0 | 0 | 0 | 0 | 0 | 0 | 0 | 0 | 0 | 1.9558e-11 | 3.9386e-11 | -7.4247e-11 | -3.1855e-12 | -1.7912e-11 | 3.6401e-11 | 7.8358e-11 | -6.2926e-11 | -2.613e-12 | -4.4214e-11 | 3.1662e-11 | -3.3074e-13 | 0 | 0 | 0 | 0 | 0 | 0 | 0.898 | 0.89946 | 0.90022 | 0.898 | 0.89946 | 0.90022 | -0.09734 | -119.9962 | 119.9684 | -0.09734 | -119.9962 | 119.9684
Line4_2_6 | 0 | 0 | 0 | 0 | 0 | 0 | 0 | 0 | 0 | 0 | 0 | 0 | 4.8895e-11 | 9.8466e-11 | -1.8562e-10 | -3.2523e-11 | -7.6992e-11 | 1.4777e-10 | 1.959e-10 | -1.5732e-10 | -6.5326e-12 | -1.6175e-10 | 1.2605e-10 | 3.5889e-12 | 0 | 0 | 0 | 0 | 0 | 0 | 0.898 | 0.89946 | 0.90022 | 0.898 | 0.89946 | 0.90022 | -0.09734 | -119.9962 | 119.9684 | -0.09734 | -119.9962 | 119.9684
Line5_6_7 | 0 | 0 | 0 | 0 | 0 | 0 | 0 | 0 | 0 | 0 | 0 | 0 | 3.9116e-11 | 7.8773e-11 | -1.4849e-10 | -2.2744e-11 | -5.7299e-11 | 1.1065e-10 | 1.5672e-10 | -1.2585e-10 | -5.2261e-12 | -1.2257e-10 | 9.4588e-11 | 2.2823e-12 | 0 | 0 | 0 | 0 | 0 | 0 | 0.898 | 0.89946 | 0.90022 | 0.898 | 0.89946 | 0.90022 | -0.09734 | -119.9962 | 119.9684 | -0.09734 | -119.9962 | 119.9684
Line6_7_8 | 0 | 0 | 0 | 0 | 0 | 0 | 0 | 0 | 0 | 0 | 0 | 0 | 2.9337e-11 | 5.908e-11 | -1.1137e-10 | -1.2965e-11 | -3.7606e-11 | 7.3524e-11 | 1.1754e-10 | -9.439e-11 | -3.9196e-12 | -8.3393e-11 | 6.3125e-11 | 9.758e-13 | 0 | 0 | 0 | 0 | 0 | 0 | 0.898 | 0.89946 | 0.90022 | 0.898 | 0.89946 | 0.90022 | -0.09734 | -119.9962 | 119.9684 | -0.09734 | -119.9962 | 119.9684
Line7_8_9 | 0 | 0 | 0 | 0 | 0 | 0 | 0 | 0 | 0 | 0 | 0 | 0 | 9.7791e-12 | 1.9693e-11 | -3.7124e-11 | 6.5936e-12 | 1.7807e-12 | -7.2302e-13 | 3.9179e-11 | -3.1463e-11 | -1.3065e-12 | -5.0345e-12 | 1.9868e-13 | -1.6373e-12 | 0 | 0 | 0 | 0 | 0 | 0 | 0.898 | 0.89946 | 0.90022 | 0.898 | 0.89946 | 0.90022 | -0.09734 | -119.9962 | 119.9684 | -0.09734 | -119.9962 | 119.9684
Line8_8_10 | 0 | 0 | 0 | 0 | 0 | 0 | 0 | 0 | 0 | 0 | 0 | 0 | 9.7791e-12 | 1.9693e-11 | -3.7124e-11 | 6.5936e-12 | 1.7807e-12 | -7.2302e-13 | 3.9179e-11 | -3.1463e-11 | -1.3065e-12 | -5.0345e-12 | 1.9868e-13 | -1.6373e-12 | 0 | 0 | 0 | 0 | 0 | 0 | 0.898 | 0.89946 | 0.90022 | 0.898 | 0.89946 | 0.90022 | -0.09734 | -119.9962 | 119.9684 | -0.09734 | -119.9962 | 119.9684
Line9_3_11 | 0 | 0 | 0 | 0 | 0 | 0 | 0 | 0 | 0 | 0 | 0 | 0 | 6.8454e-11 | 1.3785e-10 | -2.5986e-10 | -5.2081e-11 | -1.1638e-10 | 2.2202e-10 | 2.7425e-10 | -2.2024e-10 | -9.1458e-12 | -2.4011e-10 | 1.8898e-10 | 6.202e-12 | 0 | 0 | 0 | 0 | 0 | 0 | 0.898 | 0.89946 | 0.90022 | 0.898 | 0.89946 | 0.90022 | -0.09734 | -119.9962 | 119.9684 | -0.09734 | -119.9962 | 119.9684

## LLG_max_6
name | pf_ikss_a_from_ka | pf_ikss_b_from_ka | pf_ikss_c_from_ka | pf_ikss_a_to_ka | pf_ikss_b_to_ka | pf_ikss_c_to_ka | pf_skss_a_from_mw | pf_skss_b_from_mw | pf_skss_c_from_mw | pf_skss_a_to_mw | pf_skss_b_to_mw | pf_skss_c_to_mw | pf_p_a_from_mw | pf_p_b_from_mw | pf_p_c_from_mw | pf_p_a_to_mw | pf_p_b_to_mw | pf_p_c_to_mw | pf_q_a_from_mvar | pf_q_b_from_mvar | pf_q_c_from_mvar | pf_q_a_to_mvar | pf_q_b_to_mvar | pf_q_c_to_mvar | pf_ikss_a_from_degree | pf_ikss_b_from_degree | pf_ikss_c_from_degree | pf_ikss_a_to_degree | pf_ikss_b_to_degree | pf_ikss_c_to_degree | pf_vm_a_from_pu | pf_vm_b_from_pu | pf_vm_c_from_pu | pf_vm_a_to_pu | pf_vm_b_to_pu | pf_vm_c_to_pu | pf_va_a_from_degree | pf_va_b_from_degree | pf_va_c_from_degree | pf_va_a_to_degree | pf_va_b_to_degree | pf_va_c_to_degree
Line0_1_2 | 0 | 0 | 0 | 0 | 0 | 0 | 0 | 0 | 0 | 0 | 0 | 0 | -6.7455e-09 | -2.9264e-08 | 2.4116e-08 | 5.8904e-09 | 2.5226e-08 | -1.9223e-08 | -4.1634e-08 | 2.2935e-08 | 1.1819e-08 | 3.4547e-08 | -1.9425e-08 | -1.0166e-08 | 0 | 0 | 0 | 0 | 0 | 0 | 0.97379 | 0.7299 | 0.70454 | 0.97379 | 0.7299 | 0.70454 | -2.2598 | -126.3803 | 113.2795 | -2.2598 | -126.3803 | 113.2795
Line10_11_12 | 0 | 0 | 0 | 0 | 0 | 0 | 0 | 0 | 0 | 0 | 0 | 0 | -6.7455e-09 | -2.9264e-08 | 2.4116e-08 | 5.8904e-09 | 2.5226e-08 | -1.9223e-08 | -4.1634e-08 | 2.2935e-08 | 1.1819e-08 | 3.4547e-08 | -1.9425e-08 | -1.0166e-08 | 0 | 0 | 0 | 0 | 0 | 0 | 0.97379 | 0.7299 | 0.70454 | 0.97379 | 0.7299 | 0.70454 | -2.2598 | -126.3803 | 113.2795 | -2.2598 | -126.3803 | 113.2795
Line11_12_13 | 0 | 0 | 0 | 0 | 0 | 0 | 0 | 0 | 0 | 0 | 0 | 0 | -5.6212e-09 | -2.4387e-08 | 2.0096e-08 | 4.7662e-09 | 2.0349e-08 | -1.5203e-08 | -3.4695e-08 | 1.9113e-08 | 9.8491e-09 | 2.7608e-08 | -1.5602e-08 | -8.1967e-09 | 0 | 0 | 0 | 0 | 0 | 0 | 0.97379 | 0.7299 | 0.70454 | 0.97379 | 0.7299 | 0.70454 | -2.2598 | -126.3803 | 113.2795 | -2.2598 | -126.3803 | 113.2795
Line12_13_15 | 0 | 0 | 0 | 0 | 0 | 0 | 0 | 0 | 0 | 0 | 0 | 0 | -3.3727e-09 | -1.4632e-08 | 1.2058e-08 | 2.5177e-09 | 1.0594e-08 | -7.1648e-09 | -2.0817e-08 | 1.1468e-08 | 5.9094e-09 | 1.373e-08 | -7.9573e-09 | -4.2571e-09 | 0 | 0 | 0 | 0 | 0 | 0 | 0.97379 | 0.7299 | 0.70454 | 0.97379 | 0.7299 | 0.70454 | -2.2598 | -126.3803 | 113.2795 | -2.2598 | -126.3803 | 113.2795
Line13_13_14 | 0 | 0 | 0 | 0 | 0 | 0 | 0 | 0 | 0 | 0 | 0 | 0 | -1.1242e-09 | -4.8773e-09 | 4.0193e-09 | 2.6921e-10 | 8.3927e-10 | 8.7379e-10 | -6.939e-09 | 3.8225e-09 | 1.9698e-09 | -1.4783e-10 | -3.1228e-10 | -3.1743e-10 | 0 | 0 | 0 | 0 | 0 | 0 | 0.97379 | 0.7299 | 0.70454 | 0.97379 | 0.7299 | 0.70454 | -2.2598 | -126.3803 | 113.2795 | -2.2598 | -126.3803 | 113.2795
Line14_15_16 | 0 | 0 | 0 | 0 | 0 | 0 | 0 | 0 | 0 | 0 | 0 | 0 | -2.2485e-09 | -9.7546e-09 | 8.0386e-09 | 1.3934e-09 | 5.7166e-09 | -3.1455e-09 | -1.3878e-08 | 7.645e-09 | 3.9396e-09 | 6.7912e-09 | -4.1348e-09 | -2.2872e-09 | 0 | 0 | 0 | 0 | 0 | 0 | 0.97379 | 0.7299 | 0.70454 | 0.97379 | 0.7299 | 0.70454 | -2.2598 | -126.3803 | 113.2795 | -2.2598 | -126.3803 | 113.2795
Line15_16_17 | 0 | 0 | 0 | 0 | 0 | 0 | 0 | 0 | 0 | 0 | 0 | 0 | -1.1242e-09 | -4.8773e-09 | 4.0193e-09 | 2.6921e-10 | 8.3927e-10 | 8.7379e-10 | -6.939e-09 | 3.8225e-09 | 1.9698e-09 | -1.4783e-10 | -3.1228e-10 | -3.1743e-10 | 0 | 0 | 0 | 0 | 0 | 0 | 0.97379 | 0.7299 | 0.70454 | 0.97379 | 0.7299 | 0.70454 | -2.2598 | -126.3803 | 113.2795 | -2.2598 | -126.3803 | 113.2795
Line16_4_18 | 0 | 4.6094 | 4.4432 | 0 | 4.6094 | 4.4432 | 0 | 1.0645 | 1.0261 | 0 | 1.0645 | 1.0261 | -1.1943e-09 | 0.11465 | 0.23712 | 7.3223e-10 | 6.07e-14 | 3.1793e-14 | -1.6368e-08 | 0.39806 | 0.30549 | -5.9742e-11 | 4.8208e-14 | 3.1655e-14 | 0 | 159.4813 | 60.89 | 0 | -20.5187 | -119.11 | 0.89534 | 0.38915 | 0.37687 | 0.80026 | 0 | 0 | -1.5413 | -126.5865 | 113.071 | -1.1111 | 0 | 0
Line17_5_19 | 0 | 0 | 0 | 0 | 0 | 0 | 0 | 0 | 0 | 0 | 0 | 0 | -1.1242e-09 | -4.8773e-09 | 4.0193e-09 | 2.6921e-10 | 8.3927e-10 | 8.7379e-10 | -6.939e-09 | 3.8225e-09 | 1.9698e-09 | -1.4783e-10 | -3.1228e-10 | -3.1743e-10 | 0 | 0 | 0 | 0 | 0 | 0 | 0.97379 | 0.7299 | 0.70454 | 0.97379 | 0.7299 | 0.70454 | -2.2598 | -126.3803 | 113.2795 | -2.2598 | -126.3803 | 113.2795
Line1_1_3 | 0 | 0 | 0 | 0 | 0 | 0 | 0 | 0 | 0 | 0 | 0 | 0 | -8.9939e-09 | -3.9018e-08 | 3.2154e-08 | 8.1389e-09 | 3.498e-08 | -2.7261e-08 | -5.5512e-08 | 3.058e-08 | 1.5758e-08 | 4.8425e-08 | -2.707e-08 | -1.4106e-08 | 0 | 0 | 0 | 0 | 0 | 0 | 0.97379 | 0.7299 | 0.70454 | 0.97379 | 0.7299 | 0.70454 | -2.2598 | -126.3803 | 113.2795 | -2.2598 | -126.3803 | 113.2795
Line2_1_4 | 0.12931 | 4.0697 | 3.8485 | 0.12931 | 4.0697 | 3.8485 | 0.029863 | 0.93987 | 0.88878 | 0.029863 | 0.93987 | 0.88878 | -0.029045 | 0.19485 | 0.39056 | 0.026687 | -0.10514 | -0.20987 | -0.0014265 | 0.65776 | 0.48945 | 0.0016464 | -0.35031 | -0.26106 | 174.9285 | 160.1203 | 61.8677 | -5.0715 | -19.8797 | -118.1323 | 0.97379 | 0.7299 | 0.70454 | 0.89534 | 0.38915 | 0.37687 | -2.2598 | -126.3803 | 113.2795 | -1.5413 | -126.5865 | 113.071
Line3_1_5 | 0 | 0 | 0 | 0 | 0 | 0 | 0 | 0 | 0 | 0 | 0 | 0 | -2.2485e-09 | -9.7546e-09 | 8.0386e-09 | 1.3935e-09 | 5.7166e-09 | -3.1455e-09 | -1.3878e-08 | 7.645e-09 | 3.9396e-09 | 6.7912e-09 | -4.1348e-09 | -2.2872e-09 | 0 | 0 | 0 | 0 | 0 | 0 | 0.97379 | 0.7299 | 0.70454 | 0.97379 | 0.7299 | 0.70454 | -2.2598 | -126.3803 | 113.2795 | -2.2598 | -126.3803 | 113.2795
Line4_2_6 | 0 | 0 | 0 | 0 | 0 | 0 | 0 | 0 | 0 | 0 | 0 | 0 | -5.6212e-09 | -2.4387e-08 | 2.0096e-08 | 4.7662e-09 | 2.0349e-08 | -1.5203e-08 | -3.4695e-08 | 1.9113e-08 | 9.8491e-09 | 2.7608e-08 | -1.5602e-08 | -8.1967e-09 | 0 | 0 | 0 | 0 | 0 | 0 | 0.97379 | 0.7299 | 0.70454 | 0.97379 | 0.7299 | 0.70454 | -2.2598 | -126.3803 | 113.2795 | -2.2598 | -126.3803 | 113.2795
Line5_6_7 | 0 | 0 | 0 | 0 | 0 | 0 | 0 | 0 | 0 | 0 | 0 | 0 | -4.497e-09 | -1.9509e-08 | 1.6077e-08 | 3.6419e-09 | 1.5471e-08 | -1.1184e-08 | -2.7756e-08 | 1.529e-08 | 7.8792e-09 | 2.0669e-08 | -1.178e-08 | -6.2269e-09 | 0 | 0 | 0 | 0 | 0 | 0 | 0.97379 | 0.7299 | 0.70454 | 0.97379 | 0.7299 | 0.70454 | -2.2598 | -126.3803 | 113.2795 | -2.2598 | -126.3803 | 113.2795
Line6_7_8 | 0 | 0 | 0 | 0 | 0 | 0 | 0 | 0 | 0 | 0 | 0 | 0 | -3.3727e-09 | -1.4632e-08 | 1.2058e-08 | 2.5177e-09 | 1.0594e-08 | -7.1648e-09 | -2.0817e-08 | 1.1468e-08 | 5.9094e-09 | 1.373e-08 | -7.9573e-09 | -4.2571e-09 | 0 | 0 | 0 | 0 | 0 | 0 | 0.97379 | 0.7299 | 0.70454 | 0.97379 | 0.7299 | 0.70454 | -2.2598 | -126.3803 | 113.2795 | -2.2598 | -126.3803 | 113.2795
Line7_8_9 | 0 | 0 | 0 | 0 | 0 | 0 | 0 | 0 | 0 | 0 | 0 | 0 | -1.1242e-09 | -4.8773e-09 | 4.0193e-09 | 2.6921e-10 | 8.3927e-10 | 8.7379e-10 | -6.939e-09 | 3.8225e-09 | 1.9698e-09 | -1.4783e-10 | -3.1228e-10 | -3.1743e-10 | 0 | 0 | 0 | 0 | 0 | 0 | 0.97379 | 0.7299 | 0.70454 | 0.97379 | 0.7299 | 0.70454 | -2.2598 | -126.3803 | 113.2795 | -2.2598 | -126.3803 | 113.2795
Line8_8_10 | 0 | 0 | 0 | 0 | 0 | 0 | 0 | 0 | 0 | 0 | 0 | 0 | -1.1242e-09 | -4.8773e-09 | 4.0193e-09 | 2.6921e-10 | 8.3927e-10 | 8.7379e-10 | -6.939e-09 | 3.8225e-09 | 1.9698e-09 | -1.4783e-10 | -3.1228e-10 | -3.1743e-10 | 0 | 0 | 0 | 0 | 0 | 0 | 0.97379 | 0.7299 | 0.70454 | 0.97379 | 0.7299 | 0.70454 | -2.2598 | -126.3803 | 113.2795 | -2.2598 | -126.3803 | 113.2795
Line9_3_11 | 0 | 0 | 0 | 0 | 0 | 0 | 0 | 0 | 0 | 0 | 0 | 0 | -7.8697e-09 | -3.4141e-08 | 2.8135e-08 | 7.0147e-09 | 3.0103e-08 | -2.3242e-08 | -4.8573e-08 | 2.6758e-08 | 1.3789e-08 | 4.1486e-08 | -2.3247e-08 | -1.2136e-08 | 0 | 0 | 0 | 0 | 0 | 0 | 0.97379 | 0.7299 | 0.70454 | 0.97379 | 0.7299 | 0.70454 | -2.2598 | -126.3803 | 113.2795 | -2.2598 | -126.3803 | 113.2795

## LLG_max_10
name | pf_ikss_a_from_ka | pf_ikss_b_from_ka | pf_ikss_c_from_ka | pf_ikss_a_to_ka | pf_ikss_b_to_ka | pf_ikss_c_to_ka | pf_skss_a_from_mw | pf_skss_b_from_mw | pf_skss_c_from_mw | pf_skss_a_to_mw | pf_skss_b_to_mw | pf_skss_c_to_mw | pf_p_a_from_mw | pf_p_b_from_mw | pf_p_c_from_mw | pf_p_a_to_mw | pf_p_b_to_mw | pf_p_c_to_mw | pf_q_a_from_mvar | pf_q_b_from_mvar | pf_q_c_from_mvar | pf_q_a_to_mvar | pf_q_b_to_mvar | pf_q_c_to_mvar | pf_ikss_a_from_degree | pf_ikss_b_from_degree | pf_ikss_c_from_degree | pf_ikss_a_to_degree | pf_ikss_b_to_degree | pf_ikss_c_to_degree | pf_vm_a_from_pu | pf_vm_b_from_pu | pf_vm_c_from_pu | pf_vm_a_to_pu | pf_vm_b_to_pu | pf_vm_c_to_pu | pf_va_a_from_degree | pf_va_b_from_degree | pf_va_c_from_degree | pf_va_a_to_degree | pf_va_b_to_degree | pf_va_c_to_degree
Line0_1_2 | 0 | 0 | 0 | 0 | 0 | 0 | 0 | 0 | 0 | 0 | 0 | 0 | -7.5233e-09 | -3.2666e-08 | 2.6892e-08 | 6.5741e-09 | 2.8159e-08 | -2.1436e-08 | -4.7063e-08 | 2.5604e-08 | 1.3166e-08 | 3.9052e-08 | -2.1685e-08 | -1.1325e-08 | 0 | 0 | 0 | 0 | 0 | 0 | 1.0174 | 0.75323 | 0.72621 | 1.0174 | 0.75323 | 0.72621 | -2.3337 | -126.5857 | 113.0682 | -2.3337 | -126.5857 | 113.0682
Line10_11_12 | 0 | 0 | 0 | 0 | 0 | 0 | 0 | 0 | 0 | 0 | 0 | 0 | -7.5233e-09 | -3.2666e-08 | 2.6892e-08 | 6.5741e-09 | 2.8159e-08 | -2.1436e-08 | -4.7063e-08 | 2.5604e-08 | 1.3166e-08 | 3.9052e-08 | -2.1685e-08 | -1.1325e-08 | 0 | 0 | 0 | 0 | 0 | 0 | 1.0174 | 0.75323 | 0.72621 | 1.0174 | 0.75323 | 0.72621 | -2.3337 | -126.5857 | 113.0682 | -2.3337 | -126.5857 | 113.0682
Line11_12_13 | 0 | 0 | 0 | 0 | 0 | 0 | 0 | 0 | 0 | 0 | 0 | 0 | -6.2694e-09 | -2.7222e-08 | 2.241e-08 | 5.3202e-09 | 2.2715e-08 | -1.6954e-08 | -3.9219e-08 | 2.1337e-08 | 1.0972e-08 | 3.1208e-08 | -1.7418e-08 | -9.1307e-09 | 0 | 0 | 0 | 0 | 0 | 0 | 1.0174 | 0.75323 | 0.72621 | 1.0174 | 0.75323 | 0.72621 | -2.3337 | -126.5857 | 113.0682 | -2.3337 | -126.5857 | 113.0682
Line12_13_15 | 0 | 0 | 0 | 0 | 0 | 0 | 0 | 0 | 0 | 0 | 0 | 0 | -3.7617e-09 | -1.6333e-08 | 1.3446e-08 | 2.8124e-09 | 1.1826e-08 | -7.99e-09 | -2.3531e-08 | 1.2802e-08 | 6.5829e-09 | 1.5521e-08 | -8.883e-09 | -4.7421e-09 | 0 | 0 | 0 | 0 | 0 | 0 | 1.0174 | 0.75323 | 0.72621 | 1.0174 | 0.75323 | 0.72621 | -2.3337 | -126.5857 | 113.0682 | -2.3337 | -126.5857 | 113.0682
Line13_13_14 | 0 | 0 | 0 | 0 | 0 | 0 | 0 | 0 | 0 | 0 | 0 | 0 | -1.2539e-09 | -5.4443e-09 | 4.482e-09 | 3.0466e-10 | 9.3768e-10 | 9.739e-10 | -7.8438e-09 | 4.2673e-09 | 2.1943e-09 | -1.671e-10 | -3.4843e-10 | -3.535e-10 | 0 | 0 | 0 | 0 | 0 | 0 | 1.0174 | 0.75323 | 0.72621 | 1.0174 | 0.75323 | 0.72621 | -2.3337 | -126.5857 | 113.0682 | -2.3337 | -126.5857 | 113.0682
Line14_15_16 | 0 | 0 | 0 | 0 | 0 | 0 | 0 | 0 | 0 | 0 | 0 | 0 | -2.5078e-09 | -1.0889e-08 | 8.9639e-09 | 1.5586e-09 | 6.382e-09 | -3.5081e-09 | -1.5688e-08 | 8.5346e-09 | 4.3886e-09 | 7.6767e-09 | -4.6157e-09 | -2.5478e-09 | 0 | 0 | 0 | 0 | 0 | 0 | 1.0174 | 0.75323 | 0.72621 | 1.0174 | 0.75323 | 0.72621 | -2.3337 | -126.5857 | 113.0682 | -2.3337 | -126.5857 | 113.0682
Line15_16_17 | 0 | 0 | 0 | 0 | 0 | 0 | 0 | 0 | 0 | 0 | 0 | 0 | -1.2539e-09 | -5.4443e-09 | 4.482e-09 | 3.0466e-10 | 9.3768e-10 | 9.739e-10 | -7.8438e-09 | 4.2673e-09 | 2.1943e-09 | -1.671e-10 | -3.4843e-10 | -3.535e-10 | 0 | 0 | 0 | 0 | 0 | 0 | 1.0174 | 0.75323 | 0.72621 | 1.0174 | 0.75323 | 0.72621 | -2.3337 | -126.5857 | 113.0682 | -2.3337 | -126.5857 | 113.0682
Line16_4_18 | 0 | 4.7507 | 4.5734 | 0 | 4.7507 | 4.5734 | 0 | 1.0971 | 1.0562 | 0 | 1.0971 | 1.0562 | -1.3071e-09 | 0.12188 | 0.25132 | 8.0348e-10 | 1.9658e-13 | 9.8948e-14 | -1.7994e-08 | 0.42278 | 0.32362 | -7.0435e-11 | -9.6443e-14 | -1.4644e-13 | 0 | 159.3068 | 60.7101 | 0 | -20.6932 | -119.2899 | 0.93631 | 0.40104 | 0.38795 | 0.83839 | 0 | 0 | -1.6226 | -126.7744 | 112.8775 | -1.1935 | 0 | 0
Line17_5_19 | 0 | 0 | 0 | 0 | 0 | 0 | 0 | 0 | 0 | 0 | 0 | 0 | -1.2539e-09 | -5.4443e-09 | 4.482e-09 | 3.0466e-10 | 9.3768e-10 | 9.739e-10 | -7.8438e-09 | 4.2673e-09 | 2.1943e-09 | -1.671e-10 | -3.4843e-10 | -3.535e-10 | 0 | 0 | 0 | 0 | 0 | 0 | 1.0174 | 0.75323 | 0.72621 | 1.0174 | 0.75323 | 0.72621 | -2.3337 | -126.5857 | 113.0682 | -2.3337 | -126.5857 | 113.0682
Line1_1_3 | 0 | 0 | 0 | 0 | 0 | 0 | 0 | 0 | 0 | 0 | 0 | 0 | -1.0031e-08 | -4.3555e-08 | 3.5856e-08 | 9.0819e-09 | 3.9048e-08 | -3.04e-08 | -6.2751e-08 | 3.4138e-08 | 1.7554e-08 | 5.474e-08 | -3.022e-08 | -1.5714e-08 | 0 | 0 | 0 | 0 | 0 | 0 | 1.0174 | 0.75323 | 0.72621 | 1.0174 | 0.75323 | 0.72621 | -2.3337 | -126.5857 | 113.0682 | -2.3337 | -126.5857 | 113.0682
Line2_1_4 | 0.13152 | 4.2059 | 3.9726 | 0.13152 | 4.2059 | 3.9726 | 0.030374 | 0.97131 | 0.91742 | 0.030374 | 0.97131 | 0.91742 | -0.030868 | 0.20771 | 0.41542 | 0.028389 | -0.11182 | -0.22284 | -0.0014643 | 0.70151 | 0.52088 | 0.0017 | -0.37314 | -0.27752 | 174.9503 | 159.9077 | 61.6418 | -5.0497 | -20.0923 | -118.3582 | 1.0174 | 0.75323 | 0.72621 | 0.93631 | 0.40104 | 0.38795 | -2.3337 | -126.5857 | 113.0682 | -1.6226 | -126.7744 | 112.8775
Line3_1_5 | 0 | 0 | 0 | 0 | 0 | 0 | 0 | 0 | 0 | 0 | 0 | 0 | -2.5078e-09 | -1.0889e-08 | 8.9639e-09 | 1.5586e-09 | 6.382e-09 | -3.5081e-09 | -1.5688e-08 | 8.5346e-09 | 4.3886e-09 | 7.6767e-09 | -4.6157e-09 | -2.5478e-09 | 0 | 0 | 0 | 0 | 0 | 0 | 1.0174 | 0.75323 | 0.72621 | 1.0174 | 0.75323 | 0.72621 | -2.3337 | -126.5857 | 113.0682 | -2.3337 | -126.5857 | 113.0682
Line4_2_6 | 0 | 0 | 0 | 0 | 0 | 0 | 0 | 0 | 0 | 0 | 0 | 0 | -6.2694e-09 | -2.7222e-08 | 2.241e-08 | 5.3202e-09 | 2.2715e-08 | -1.6954e-08 | -3.9219e-08 | 2.1337e-08 | 1.0972e-08 | 3.1208e-08 | -1.7418e-08 | -9.1307e-09 | 0 | 0 | 0 | 0 | 0 | 0 | 1.0174 | 0.75323 | 0.72621 | 1.0174 | 0.75323 | 0.72621 | -2.3337 | -126.5857 | 113.0682 | -2.3337 | -126.5857 | 113.0682
Line5_6_7 | 0 | 0 | 0 | 0 | 0 | 0 | 0 | 0 | 0 | 0 | 0 | 0 | -5.0156e-09 | -2.1777e-08 | 1.7928e-08 | 4.0663e-09 | 1.7271e-08 | -1.2472e-08 | -3.1375e-08 | 1.7069e-08 | 8.7772e-09 | 2.3364e-08 | -1.315e-08 | -6.9364e-09 | 0 | 0 | 0 | 0 | 0 | 0 | 1.0174 | 0.75323 | 0.72621 | 1.0174 | 0.75323 | 0.72621 | -2.3337 | -126.5857 | 113.0682 | -2.3337 | -126.5857 | 113.0682
Line6_7_8 | 0 | 0 | 0 | 0 | 0 | 0 | 0 | 0 | 0 | 0 | 0 | 0 | -3.7617e-09 | -1.6333e-08 | 1.3446e-08 | 2.8124e-09 | 1.1826e-08 | -7.99e-09 | -2.3531e-08 | 1.2802e-08 | 6.5829e-09 | 1.5521e-08 | -8.883e-09 | -4.7421e-09 | 0 | 0 | 0 | 0 | 0 | 0 | 1.0174 | 0.75323 | 0.72621 | 1.0174 | 0.75323 | 0.72621 | -2.3337 | -126.5857 | 113.0682 | -2.3337 | -126.5857 | 113.0682
Line7_8_9 | 0 | 0 | 0 | 0 | 0 | 0 | 0 | 0 | 0 | 0 | 0 | 0 | -1.2539e-09 | -5.4443e-09 | 4.482e-09 | 3.0466e-10 | 9.3768e-10 | 9.739e-10 | -7.8438e-09 | 4.2673e-09 | 2.1943e-09 | -1.671e-10 | -3.4843e-10 | -3.535e-10 | 0 | 0 | 0 | 0 | 0 | 0 | 1.0174 | 0.75323 | 0.72621 | 1.0174 | 0.75323 | 0.72621 | -2.3337 | -126.5857 | 113.0682 | -2.3337 | -126.5857 | 113.0682
Line8_8_10 | 0 | 0 | 0 | 0 | 0 | 0 | 0 | 0 | 0 | 0 | 0 | 0 | -1.2539e-09 | -5.4443e-09 | 4.482e-09 | 3.0466e-10 | 9.3768e-10 | 9.739e-10 | -7.8438e-09 | 4.2673e-09 | 2.1943e-09 | -1.671e-10 | -3.4843e-10 | -3.535e-10 | 0 | 0 | 0 | 0 | 0 | 0 | 1.0174 | 0.75323 | 0.72621 | 1.0174 | 0.75323 | 0.72621 | -2.3337 | -126.5857 | 113.0682 | -2.3337 | -126.5857 | 113.0682
Line9_3_11 | 0 | 0 | 0 | 0 | 0 | 0 | 0 | 0 | 0 | 0 | 0 | 0 | -8.7772e-09 | -3.811e-08 | 3.1374e-08 | 7.828e-09 | 3.3604e-08 | -2.5918e-08 | -5.4907e-08 | 2.9871e-08 | 1.536e-08 | 4.6896e-08 | -2.5952e-08 | -1.3519e-08 | 0 | 0 | 0 | 0 | 0 | 0 | 1.0174 | 0.75323 | 0.72621 | 1.0174 | 0.75323 | 0.72621 | -2.3337 | -126.5857 | 113.0682 | -2.3337 | -126.5857 | 113.0682

## LLG_max_fault_6
name | pf_ikss_a_from_ka | pf_ikss_b_from_ka | pf_ikss_c_from_ka | pf_ikss_a_to_ka | pf_ikss_b_to_ka | pf_ikss_c_to_ka | pf_skss_a_from_mw | pf_skss_b_from_mw | pf_skss_c_from_mw | pf_skss_a_to_mw | pf_skss_b_to_mw | pf_skss_c_to_mw | pf_p_a_from_mw | pf_p_b_from_mw | pf_p_c_from_mw | pf_p_a_to_mw | pf_p_b_to_mw | pf_p_c_to_mw | pf_q_a_from_mvar | pf_q_b_from_mvar | pf_q_c_from_mvar | pf_q_a_to_mvar | pf_q_b_to_mvar | pf_q_c_to_mvar | pf_ikss_a_from_degree | pf_ikss_b_from_degree | pf_ikss_c_from_degree | pf_ikss_a_to_degree | pf_ikss_b_to_degree | pf_ikss_c_to_degree | pf_vm_a_from_pu | pf_vm_b_from_pu | pf_vm_c_from_pu | pf_vm_a_to_pu | pf_vm_b_to_pu | pf_vm_c_to_pu | pf_va_a_from_degree | pf_va_b_from_degree | pf_va_c_from_degree | pf_va_a_to_degree | pf_va_b_to_degree | pf_va_c_to_degree
Line0_1_2 | 0 | 0 | 0 | 0 | 0 | 0 | 0 | 0 | 0 | 0 | 0 | 0 | -1.3311e-10 | -1.806e-10 | 2.0836e-10 | 1.1217e-10 | 1.5721e-10 | -1.6403e-10 | -2.269e-10 | 2.7244e-10 | 4.2304e-11 | 1.8769e-10 | -2.3472e-10 | -4.0881e-11 | 0 | 0 | 0 | 0 | 0 | 0 | 1.0497 | 1.0483 | 1.0475 | 1.0497 | 1.0483 | 1.0475 | -0.019729 | -120.1091 | 119.92 | -0.019729 | -120.1091 | 119.92
Line10_11_12 | 0 | 0 | 0 | 0 | 0 | 0 | 0 | 0 | 0 | 0 | 0 | 0 | -1.3311e-10 | -1.806e-10 | 2.0836e-10 | 1.1217e-10 | 1.5721e-10 | -1.6403e-10 | -2.269e-10 | 2.7244e-10 | 4.2304e-11 | 1.8769e-10 | -2.3472e-10 | -4.0881e-11 | 0 | 0 | 0 | 0 | 0 | 0 | 1.0497 | 1.0483 | 1.0475 | 1.0497 | 1.0483 | 1.0475 | -0.019729 | -120.1091 | 119.92 | -0.019729 | -120.1091 | 119.92
Line11_12_13 | 0 | 0 | 0 | 0 | 0 | 0 | 0 | 0 | 0 | 0 | 0 | 0 | -1.1092e-10 | -1.505e-10 | 1.7364e-10 | 8.9988e-11 | 1.2711e-10 | -1.293e-10 | -1.8908e-10 | 2.2703e-10 | 3.5253e-11 | 1.4987e-10 | -1.8931e-10 | -3.383e-11 | 0 | 0 | 0 | 0 | 0 | 0 | 1.0497 | 1.0483 | 1.0475 | 1.0497 | 1.0483 | 1.0475 | -0.019729 | -120.1091 | 119.92 | -0.019729 | -120.1091 | 119.92
Line12_13_15 | 0 | 0 | 0 | 0 | 0 | 0 | 0 | 0 | 0 | 0 | 0 | 0 | -6.6554e-11 | -9.0301e-11 | 1.0418e-10 | 4.5618e-11 | 6.6905e-11 | -5.985e-11 | -1.1345e-10 | 1.3622e-10 | 2.1152e-11 | 7.4242e-11 | -9.8499e-11 | -1.9729e-11 | 0 | 0 | 0 | 0 | 0 | 0 | 1.0497 | 1.0483 | 1.0475 | 1.0497 | 1.0483 | 1.0475 | -0.019729 | -120.1091 | 119.92 | -0.019729 | -120.1091 | 119.92
Line13_13_14 | 0 | 0 | 0 | 0 | 0 | 0 | 0 | 0 | 0 | 0 | 0 | 0 | -2.2185e-11 | -3.01e-11 | 3.4727e-11 | 1.2486e-12 | 6.7038e-12 | 9.6052e-12 | -3.7817e-11 | 4.5407e-11 | 7.0506e-12 | -1.3916e-12 | -7.6859e-12 | -5.6274e-12 | 0 | 0 | 0 | 0 | 0 | 0 | 1.0497 | 1.0483 | 1.0475 | 1.0497 | 1.0483 | 1.0475 | -0.019729 | -120.1091 | 119.92 | -0.019729 | -120.1091 | 119.92
Line14_15_16 | 0 | 0 | 0 | 0 | 0 | 0 | 0 | 0 | 0 | 0 | 0 | 0 | -4.437e-11 | -6.0201e-11 | 6.9455e-11 | 2.3433e-11 | 3.6804e-11 | -2.5122e-11 | -7.5633e-11 | 9.0813e-11 | 1.4101e-11 | 3.6425e-11 | -5.3093e-11 | -1.2678e-11 | 0 | 0 | 0 | 0 | 0 | 0 | 1.0497 | 1.0483 | 1.0475 | 1.0497 | 1.0483 | 1.0475 | -0.019729 | -120.1091 | 119.92 | -0.019729 | -120.1091 | 119.92
Line15_16_17 | 0 | 0 | 0 | 0 | 0 | 0 | 0 | 0 | 0 | 0 | 0 | 0 | -2.2185e-11 | -3.01e-11 | 3.4727e-11 | 1.2486e-12 | 6.7038e-12 | 9.6052e-12 | -3.7817e-11 | 4.5407e-11 | 7.0506e-12 | -1.3916e-12 | -7.6859e-12 | -5.6274e-12 | 0 | 0 | 0 | 0 | 0 | 0 | 1.0497 | 1.0483 | 1.0475 | 1.0497 | 1.0483 | 1.0475 | -0.019729 | -120.1091 | 119.92 | -0.019729 | -120.1091 | 119.92
Line16_4_18 | 0 | 0.03407 | 0.034027 | 0 | 0.03407 | 0.034027 | 0 | 0.0078681 | 0.0078581 | 0 | 0.0078681 | 0.0078581 | -4.8918e-11 | 0.0058111 | 0.005803 | 4.9633e-12 | -0.0058038 | -0.0057891 | -9.99e-11 | 0.0058268 | 0.0058086 | -2.3837e-12 | -0.0058038 | -0.0057891 | 0 | -165.2544 | 74.8676 | 0 | 14.7456 | -105.1324 | 1.0492 | 1.0459 | 1.0449 | 1.0487 | 1.0432 | 1.0418 | -0.024369 | -120.1773 | 119.8952 | -0.033827 | -120.2544 | 119.8676
Line17_5_19 | 0 | 0 | 0 | 0 | 0 | 0 | 0 | 0 | 0 | 0 | 0 | 0 | -2.2185e-11 | -3.01e-11 | 3.4727e-11 | 1.2486e-12 | 6.7038e-12 | 9.6052e-12 | -3.7817e-11 | 4.5407e-11 | 7.0506e-12 | -1.3916e-12 | -7.6859e-12 | -5.6274e-12 | 0 | 0 | 0 | 0 | 0 | 0 | 1.0497 | 1.0483 | 1.0475 | 1.0497 | 1.0483 | 1.0475 | -0.019729 | -120.1091 | 119.92 | -0.019729 | -120.1091 | 119.92
Line1_1_3 | 0 | 0 | 0 | 0 | 0 | 0 | 0 | 0 | 0 | 0 | 0 | 0 | -1.7748e-10 | -2.408e-10 | 2.7782e-10 | 1.5654e-10 | 2.1741e-10 | -2.3349e-10 | -3.0253e-10 | 3.6325e-10 | 5.6405e-11 | 2.6332e-10 | -3.2553e-10 | -5.4982e-11 | 0 | 0 | 0 | 0 | 0 | 0 | 1.0497 | 1.0483 | 1.0475 | 1.0497 | 1.0483 | 1.0475 | -0.019729 | -120.1091 | 119.92 | -0.019729 | -120.1091 | 119.92
Line2_1_4 | 0.0009421 | 0.029918 | 0.029609 | 0.0009421 | 0.029918 | 0.029609 | 0.00021757 | 0.0069092 | 0.0068378 | 0.00021757 | 0.0069092 | 0.0068378 | -0.00021641 | 0.0051623 | 0.0051213 | 0.00021631 | -0.0051567 | -0.0051106 | 7.2949e-05 | 0.00508 | 0.0050075 | -7.2936e-05 | -0.0050625 | -0.0049927 | -161.3915 | -164.6491 | 75.5637 | 18.6085 | 15.3509 | -104.4363 | 1.0497 | 1.0483 | 1.0475 | 1.0492 | 1.0459 | 1.0449 | -0.019729 | -120.1091 | 119.92 | -0.024369 | -120.1773 | 119.8952
Line3_1_5 | 0 | 0 | 0 | 0 | 0 | 0 | 0 | 0 | 0 | 0 | 0 | 0 | -4.437e-11 | -6.0201e-11 | 6.9455e-11 | 2.3433e-11 | 3.6804e-11 | -2.5122e-11 | -7.5633e-11 | 9.0813e-11 | 1.4101e-11 | 3.6425e-11 | -5.3093e-11 | -1.2678e-11 | 0 | 0 | 0 | 0 | 0 | 0 | 1.0497 | 1.0483 | 1.0475 | 1.0497 | 1.0483 | 1.0475 | -0.019729 | -120.1091 | 119.92 | -0.019729 | -120.1091 | 119.92
Line4_2_6 | 0 | 0 | 0 | 0 | 0 | 0 | 0 | 0 | 0 | 0 | 0 | 0 | -1.1092e-10 | -1.505e-10 | 1.7364e-10 | 8.9988e-11 | 1.2711e-10 | -1.293e-10 | -1.8908e-10 | 2.2703e-10 | 3.5253e-11 | 1.4987e-10 | -1.8931e-10 | -3.383e-11 | 0 | 0 | 0 | 0 | 0 | 0 | 1.0497 | 1.0483 | 1.0475 | 1.0497 | 1.0483 | 1.0475 | -0.019729 | -120.1091 | 119.92 | -0.019729 | -120.1091 | 119.92
Line5_6_7 | 0 | 0 | 0 | 0 | 0 | 0 | 0 | 0 | 0 | 0 | 0 | 0 | -8.8739e-11 | -1.204e-10 | 1.3891e-10 | 6.7803e-11 | 9.7005e-11 | -9.4577e-11 | -1.5127e-10 | 1.8163e-10 | 2.8202e-11 | 1.1206e-10 | -1.4391e-10 | -2.6779e-11 | 0 | 0 | 0 | 0 | 0 | 0 | 1.0497 | 1.0483 | 1.0475 | 1.0497 | 1.0483 | 1.0475 | -0.019729 | -120.1091 | 119.92 | -0.019729 | -120.1091 | 119.92
Line6_7_8 | 0 | 0 | 0 | 0 | 0 | 0 | 0 | 0 | 0 | 0 | 0 | 0 | -6.6554e-11 | -9.0301e-11 | 1.0418e-10 | 4.5618e-11 | 6.6905e-11 | -5.985e-11 | -1.1345e-10 | 1.3622e-10 | 2.1152e-11 | 7.4242e-11 | -9.8499e-11 | -1.9729e-11 | 0 | 0 | 0 | 0 | 0 | 0 | 1.0497 | 1.0483 | 1.0475 | 1.0497 | 1.0483 | 1.0475 | -0.019729 | -120.1091 | 119.92 | -0.019729 | -120.1091 | 119.92
Line7_8_9 | 0 | 0 | 0 | 0 | 0 | 0 | 0 | 0 | 0 | 0 | 0 | 0 | -2.2185e-11 | -3.01e-11 | 3.4727e-11 | 1.2486e-12 | 6.7038e-12 | 9.6052e-12 | -3.7817e-11 | 4.5407e-11 | 7.0506e-12 | -1.3916e-12 | -7.6859e-12 | -5.6274e-12 | 0 | 0 | 0 | 0 | 0 | 0 | 1.0497 | 1.0483 | 1.0475 | 1.0497 | 1.0483 | 1.0475 | -0.019729 | -120.1091 | 119.92 | -0.019729 | -120.1091 | 119.92
Line8_8_10 | 0 | 0 | 0 | 0 | 0 | 0 | 0 | 0 | 0 | 0 | 0 | 0 | -2.2185e-11 | -3.01e-11 | 3.4727e-11 | 1.2486e-12 | 6.7038e-12 | 9.6052e-12 | -3.7817e-11 | 4.5407e-11 | 7.0506e-12 | -1.3916e-12 | -7.6859e-12 | -5.6274e-12 | 0 | 0 | 0 | 0 | 0 | 0 | 1.0497 | 1.0483 | 1.0475 | 1.0497 | 1.0483 | 1.0475 | -0.019729 | -120.1091 | 119.92 | -0.019729 | -120.1091 | 119.92
Line9_3_11 | 0 | 0 | 0 | 0 | 0 | 0 | 0 | 0 | 0 | 0 | 0 | 0 | -1.5529e-10 | -2.107e-10 | 2.4309e-10 | 1.3436e-10 | 1.8731e-10 | -1.9876e-10 | -2.6472e-10 | 3.1785e-10 | 4.9354e-11 | 2.2551e-10 | -2.8013e-10 | -4.7931e-11 | 0 | 0 | 0 | 0 | 0 | 0 | 1.0497 | 1.0483 | 1.0475 | 1.0497 | 1.0483 | 1.0475 | -0.019729 | -120.1091 | 119.92 | -0.019729 | -120.1091 | 119.92

## LLG_max_fault_10
name | pf_ikss_a_from_ka | pf_ikss_b_from_ka | pf_ikss_c_from_ka | pf_ikss_a_to_ka | pf_ikss_b_to_ka | pf_ikss_c_to_ka | pf_skss_a_from_mw | pf_skss_b_from_mw | pf_skss_c_from_mw | pf_skss_a_to_mw | pf_skss_b_to_mw | pf_skss_c_to_mw | pf_p_a_from_mw | pf_p_b_from_mw | pf_p_c_from_mw | pf_p_a_to_mw | pf_p_b_to_mw | pf_p_c_to_mw | pf_q_a_from_mvar | pf_q_b_from_mvar | pf_q_c_from_mvar | pf_q_a_to_mvar | pf_q_b_to_mvar | pf_q_c_to_mvar | pf_ikss_a_from_degree | pf_ikss_b_from_degree | pf_ikss_c_from_degree | pf_ikss_a_to_degree | pf_ikss_b_to_degree | pf_ikss_c_to_degree | pf_vm_a_from_pu | pf_vm_b_from_pu | pf_vm_c_from_pu | pf_vm_a_to_pu | pf_vm_b_to_pu | pf_vm_c_to_pu | pf_va_a_from_degree | pf_va_b_from_degree | pf_va_c_from_degree | pf_va_a_to_degree | pf_va_b_to_degree | pf_va_c_to_degree
Line0_1_2 | 0 | 0 | 0 | 0 | 0 | 0 | 0 | 0 | 0 | 0 | 0 | 0 | -1.5311e-10 | -2.0845e-10 | 2.4008e-10 | 1.2903e-10 | 1.8144e-10 | -1.89e-10 | -2.6163e-10 | 3.1376e-10 | 4.9035e-11 | 2.1642e-10 | -2.7032e-10 | -4.734e-11 | 0 | 0 | 0 | 0 | 0 | 0 | 1.0996 | 1.0981 | 1.0972 | 1.0996 | 1.0981 | 1.0972 | -0.020775 | -120.1145 | 119.9161 | -0.020775 | -120.1145 | 119.9161
Line10_11_12 | 0 | 0 | 0 | 0 | 0 | 0 | 0 | 0 | 0 | 0 | 0 | 0 | -1.5311e-10 | -2.0845e-10 | 2.4008e-10 | 1.2903e-10 | 1.8144e-10 | -1.89e-10 | -2.6163e-10 | 3.1376e-10 | 4.9035e-11 | 2.1642e-10 | -2.7032e-10 | -4.734e-11 | 0 | 0 | 0 | 0 | 0 | 0 | 1.0996 | 1.0981 | 1.0972 | 1.0996 | 1.0981 | 1.0972 | -0.020775 | -120.1145 | 119.9161 | -0.020775 | -120.1145 | 119.9161
Line11_12_13 | 0 | 0 | 0 | 0 | 0 | 0 | 0 | 0 | 0 | 0 | 0 | 0 | -1.2759e-10 | -1.7371e-10 | 2.0007e-10 | 1.0351e-10 | 1.467e-10 | -1.4898e-10 | -2.1803e-10 | 2.6147e-10 | 4.0863e-11 | 1.7281e-10 | -2.1803e-10 | -3.9168e-11 | 0 | 0 | 0 | 0 | 0 | 0 | 1.0996 | 1.0981 | 1.0972 | 1.0996 | 1.0981 | 1.0972 | -0.020775 | -120.1145 | 119.9161 | -0.020775 | -120.1145 | 119.9161
Line12_13_15 | 0 | 0 | 0 | 0 | 0 | 0 | 0 | 0 | 0 | 0 | 0 | 0 | -7.6553e-11 | -1.0422e-10 | 1.2004e-10 | 5.2475e-11 | 7.7216e-11 | -6.8956e-11 | -1.3082e-10 | 1.5688e-10 | 2.4518e-11 | 8.5603e-11 | -1.1344e-10 | -2.2823e-11 | 0 | 0 | 0 | 0 | 0 | 0 | 1.0996 | 1.0981 | 1.0972 | 1.0996 | 1.0981 | 1.0972 | -0.020775 | -120.1145 | 119.9161 | -0.020775 | -120.1145 | 119.9161
Line13_13_14 | 0 | 0 | 0 | 0 | 0 | 0 | 0 | 0 | 0 | 0 | 0 | 0 | -2.5518e-11 | -3.4741e-11 | 4.0014e-11 | 1.4398e-12 | 7.7334e-12 | 1.1072e-11 | -4.3606e-11 | 5.2293e-11 | 8.1726e-12 | -1.6082e-12 | -8.852e-12 | -6.4776e-12 | 0 | 0 | 0 | 0 | 0 | 0 | 1.0996 | 1.0981 | 1.0972 | 1.0996 | 1.0981 | 1.0972 | -0.020775 | -120.1145 | 119.9161 | -0.020775 | -120.1145 | 119.9161
Line14_15_16 | 0 | 0 | 0 | 0 | 0 | 0 | 0 | 0 | 0 | 0 | 0 | 0 | -5.1035e-11 | -6.9483e-11 | 8.0028e-11 | 2.6957e-11 | 4.2475e-11 | -2.8942e-11 | -8.7211e-11 | 1.0459e-10 | 1.6345e-11 | 4.1997e-11 | -6.1145e-11 | -1.465e-11 | 0 | 0 | 0 | 0 | 0 | 0 | 1.0996 | 1.0981 | 1.0972 | 1.0996 | 1.0981 | 1.0972 | -0.020775 | -120.1145 | 119.9161 | -0.020775 | -120.1145 | 119.9161
Line15_16_17 | 0 | 0 | 0 | 0 | 0 | 0 | 0 | 0 | 0 | 0 | 0 | 0 | -2.5518e-11 | -3.4741e-11 | 4.0014e-11 | 1.4398e-12 | 7.7334e-12 | 1.1072e-11 | -4.3606e-11 | 5.2293e-11 | 8.1726e-12 | -1.6082e-12 | -8.852e-12 | -6.4776e-12 | 0 | 0 | 0 | 0 | 0 | 0 | 1.0996 | 1.0981 | 1.0972 | 1.0996 | 1.0981 | 1.0972 | -0.020775 | -120.1145 | 119.9161 | -0.020775 | -120.1145 | 119.9161
Line16_4_18 | 0 | 0.035689 | 0.035642 | 0 | 0.035689 | 0.035642 | 0 | 0.008242 | 0.0082313 | 0 | 0.008242 | 0.0082313 | -5.4853e-11 | 0.0063765 | 0.0063672 | 5.5237e-12 | -0.0063686 | -0.0063519 | -1.1186e-10 | 0.0063937 | 0.0063734 | -2.7014e-12 | -0.0063686 | -0.0063519 | 0 | -165.2599 | 74.8637 | 0 | 14.7401 | -105.1363 | 1.0992 | 1.0956 | 1.0945 | 1.0986 | 1.0928 | 1.0913 | -0.025474 | -120.1828 | 119.8913 | -0.03493 | -120.2599 | 119.8637
Line17_5_19 | 0 | 0 | 0 | 0 | 0 | 0 | 0 | 0 | 0 | 0 | 0 | 0 | -2.5518e-11 | -3.4741e-11 | 4.0014e-11 | 1.4398e-12 | 7.7334e-12 | 1.1072e-11 | -4.3606e-11 | 5.2293e-11 | 8.1725e-12 | -1.6082e-12 | -8.852e-12 | -6.4776e-12 | 0 | 0 | 0 | 0 | 0 | 0 | 1.0996 | 1.0981 | 1.0972 | 1.0996 | 1.0981 | 1.0972 | -0.020775 | -120.1145 | 119.9161 | -0.020775 | -120.1145 | 119.9161
Line1_1_3 | 0 | 0 | 0 | 0 | 0 | 0 | 0 | 0 | 0 | 0 | 0 | 0 | -2.0414e-10 | -2.7793e-10 | 3.2011e-10 | 1.8006e-10 | 2.5092e-10 | -2.6902e-10 | -3.4885e-10 | 4.1835e-10 | 6.538e-11 | 3.0363e-10 | -3.749e-10 | -6.3685e-11 | 0 | 0 | 0 | 0 | 0 | 0 | 1.0996 | 1.0981 | 1.0972 | 1.0996 | 1.0981 | 1.0972 | -0.020775 | -120.1145 | 119.9161 | -0.020775 | -120.1145 | 119.9161
Line2_1_4 | 0.00097362 | 0.031428 | 0.031102 | 0.00097362 | 0.031428 | 0.031102 | 0.00022485 | 0.007258 | 0.0071826 | 0.00022485 | 0.007258 | 0.0071826 | -0.00023404 | 0.0056765 | 0.005631 | 0.00023394 | -0.0056703 | -0.0056192 | 7.9732e-05 | 0.0055942 | 0.0055139 | -7.9717e-05 | -0.0055748 | -0.0054975 | -161.2083 | -164.6961 | 75.5185 | 18.7918 | 15.3039 | -104.4815 | 1.0996 | 1.0981 | 1.0972 | 1.0992 | 1.0956 | 1.0945 | -0.020775 | -120.1145 | 119.9161 | -0.025474 | -120.1828 | 119.8913
Line3_1_5 | 0 | 0 | 0 | 0 | 0 | 0 | 0 | 0 | 0 | 0 | 0 | 0 | -5.1035e-11 | -6.9482e-11 | 8.0028e-11 | 2.6957e-11 | 4.2475e-11 | -2.8942e-11 | -8.7211e-11 | 1.0459e-10 | 1.6345e-11 | 4.1997e-11 | -6.1145e-11 | -1.465e-11 | 0 | 0 | 0 | 0 | 0 | 0 | 1.0996 | 1.0981 | 1.0972 | 1.0996 | 1.0981 | 1.0972 | -0.020775 | -120.1145 | 119.9161 | -0.020775 | -120.1145 | 119.9161
Line4_2_6 | 0 | 0 | 0 | 0 | 0 | 0 | 0 | 0 | 0 | 0 | 0 | 0 | -1.2759e-10 | -1.7371e-10 | 2.0007e-10 | 1.0351e-10 | 1.467e-10 | -1.4898e-10 | -2.1803e-10 | 2.6147e-10 | 4.0863e-11 | 1.7281e-10 | -2.1803e-10 | -3.9168e-11 | 0 | 0 | 0 | 0 | 0 | 0 | 1.0996 | 1.0981 | 1.0972 | 1.0996 | 1.0981 | 1.0972 | -0.020775 | -120.1145 | 119.9161 | -0.020775 | -120.1145 | 119.9161
Line5_6_7 | 0 | 0 | 0 | 0 | 0 | 0 | 0 | 0 | 0 | 0 | 0 | 0 | -1.0207e-10 | -1.3896e-10 | 1.6006e-10 | 7.7992e-11 | 1.1196e-10 | -1.0897e-10 | -1.7442e-10 | 2.0917e-10 | 3.269e-11 | 1.2921e-10 | -1.6573e-10 | -3.0995e-11 | 0 | 0 | 0 | 0 | 0 | 0 | 1.0996 | 1.0981 | 1.0972 | 1.0996 | 1.0981 | 1.0972 | -0.020775 | -120.1145 | 119.9161 | -0.020775 | -120.1145 | 119.9161
Line6_7_8 | 0 | 0 | 0 | 0 | 0 | 0 | 0 | 0 | 0 | 0 | 0 | 0 | -7.6553e-11 | -1.0422e-10 | 1.2004e-10 | 5.2475e-11 | 7.7216e-11 | -6.8956e-11 | -1.3082e-10 | 1.5688e-10 | 2.4518e-11 | 8.5603e-11 | -1.1344e-10 | -2.2823e-11 | 0 | 0 | 0 | 0 | 0 | 0 | 1.0996 | 1.0981 | 1.0972 | 1.0996 | 1.0981 | 1.0972 | -0.020775 | -120.1145 | 119.9161 | -0.020775 | -120.1145 | 119.9161
Line7_8_9 | 0 | 0 | 0 | 0 | 0 | 0 | 0 | 0 | 0 | 0 | 0 | 0 | -2.5518e-11 | -3.4741e-11 | 4.0014e-11 | 1.4398e-12 | 7.7334e-12 | 1.1072e-11 | -4.3606e-11 | 5.2293e-11 | 8.1725e-12 | -1.6082e-12 | -8.852e-12 | -6.4776e-12 | 0 | 0 | 0 | 0 | 0 | 0 | 1.0996 | 1.0981 | 1.0972 | 1.0996 | 1.0981 | 1.0972 | -0.020775 | -120.1145 | 119.9161 | -0.020775 | -120.1145 | 119.9161
Line8_8_10 | 0 | 0 | 0 | 0 | 0 | 0 | 0 | 0 | 0 | 0 | 0 | 0 | -2.5518e-11 | -3.4741e-11 | 4.0014e-11 | 1.4398e-12 | 7.7334e-12 | 1.1072e-11 | -4.3606e-11 | 5.2293e-11 | 8.1725e-12 | -1.6082e-12 | -8.852e-12 | -6.4776e-12 | 0 | 0 | 0 | 0 | 0 | 0 | 1.0996 | 1.0981 | 1.0972 | 1.0996 | 1.0981 | 1.0972 | -0.020775 | -120.1145 | 119.9161 | -0.020775 | -120.1145 | 119.9161
Line9_3_11 | 0 | 0 | 0 | 0 | 0 | 0 | 0 | 0 | 0 | 0 | 0 | 0 | -1.7862e-10 | -2.4319e-10 | 2.801e-10 | 1.5454e-10 | 2.1618e-10 | -2.2901e-10 | -3.0524e-10 | 3.6605e-10 | 5.7208e-11 | 2.6003e-10 | -3.2261e-10 | -5.5513e-11 | 0 | 0 | 0 | 0 | 0 | 0 | 1.0996 | 1.0981 | 1.0972 | 1.0996 | 1.0981 | 1.0972 | -0.020775 | -120.1145 | 119.9161 | -0.020775 | -120.1145 | 119.9161

## LLG_min_6
name | pf_ikss_a_from_ka | pf_ikss_b_from_ka | pf_ikss_c_from_ka | pf_ikss_a_to_ka | pf_ikss_b_to_ka | pf_ikss_c_to_ka | pf_skss_a_from_mw | pf_skss_b_from_mw | pf_skss_c_from_mw | pf_skss_a_to_mw | pf_skss_b_to_mw | pf_skss_c_to_mw | pf_p_a_from_mw | pf_p_b_from_mw | pf_p_c_from_mw | pf_p_a_to_mw | pf_p_b_to_mw | pf_p_c_to_mw | pf_q_a_from_mvar | pf_q_b_from_mvar | pf_q_c_from_mvar | pf_q_a_to_mvar | pf_q_b_to_mvar | pf_q_c_to_mvar | pf_ikss_a_from_degree | pf_ikss_b_from_degree | pf_ikss_c_from_degree | pf_ikss_a_to_degree | pf_ikss_b_to_degree | pf_ikss_c_to_degree | pf_vm_a_from_pu | pf_vm_b_from_pu | pf_vm_c_from_pu | pf_vm_a_to_pu | pf_vm_b_to_pu | pf_vm_c_to_pu | pf_va_a_from_degree | pf_va_b_from_degree | pf_va_c_from_degree | pf_va_a_to_degree | pf_va_b_to_degree | pf_va_c_to_degree
Line0_1_2 | 0 | 0 | 0 | 0 | 0 | 0 | 0 | 0 | 0 | 0 | 0 | 0 | -1.1655e-08 | -1.8333e-08 | 2.1617e-08 | 9.8923e-09 | 1.5869e-08 | -1.7391e-08 | -3.044e-08 | 2.4437e-08 | 4.4046e-09 | 2.5177e-08 | -2.082e-08 | -4.1398e-09 | 0 | 0 | 0 | 0 | 0 | 0 | 0.89342 | 0.7043 | 0.68163 | 0.89342 | 0.7043 | 0.68163 | -3.5038 | -130.7204 | 108.5982 | -3.5038 | -130.7204 | 108.5982
Line10_11_12 | 0 | 0 | 0 | 0 | 0 | 0 | 0 | 0 | 0 | 0 | 0 | 0 | -1.1655e-08 | -1.8333e-08 | 2.1617e-08 | 9.8923e-09 | 1.5869e-08 | -1.7391e-08 | -3.044e-08 | 2.4437e-08 | 4.4046e-09 | 2.5177e-08 | -2.082e-08 | -4.1398e-09 | 0 | 0 | 0 | 0 | 0 | 0 | 0.89342 | 0.7043 | 0.68163 | 0.89342 | 0.7043 | 0.68163 | -3.5038 | -130.7204 | 108.5982 | -3.5038 | -130.7204 | 108.5982
Line11_12_13 | 0 | 0 | 0 | 0 | 0 | 0 | 0 | 0 | 0 | 0 | 0 | 0 | -9.7128e-09 | -1.5277e-08 | 1.8014e-08 | 7.9498e-09 | 1.2813e-08 | -1.3788e-08 | -2.5367e-08 | 2.0364e-08 | 3.6705e-09 | 2.0103e-08 | -1.6748e-08 | -3.4058e-09 | 0 | 0 | 0 | 0 | 0 | 0 | 0.89342 | 0.7043 | 0.68163 | 0.89342 | 0.7043 | 0.68163 | -3.5038 | -130.7204 | 108.5982 | -3.5038 | -130.7204 | 108.5982
Line12_13_15 | 0 | 0 | 0 | 0 | 0 | 0 | 0 | 0 | 0 | 0 | 0 | 0 | -5.8277e-09 | -9.1663e-09 | 1.0809e-08 | 4.0646e-09 | 6.7025e-09 | -6.5819e-09 | -1.522e-08 | 1.2218e-08 | 2.2023e-09 | 9.9565e-09 | -8.602e-09 | -1.9376e-09 | 0 | 0 | 0 | 0 | 0 | 0 | 0.89342 | 0.7043 | 0.68163 | 0.89342 | 0.7043 | 0.68163 | -3.5038 | -130.7204 | 108.5982 | -3.5038 | -130.7204 | 108.5982
Line13_13_14 | 0 | 0 | 0 | 0 | 0 | 0 | 0 | 0 | 0 | 0 | 0 | 0 | -1.9426e-09 | -3.0554e-09 | 3.6029e-09 | 1.7953e-10 | 5.9168e-10 | 6.2389e-10 | -5.0734e-09 | 4.0728e-09 | 7.3409e-10 | -1.9019e-10 | -4.5636e-10 | -4.6938e-10 | 0 | 0 | 0 | 0 | 0 | 0 | 0.89342 | 0.7043 | 0.68163 | 0.89342 | 0.7043 | 0.68163 | -3.5038 | -130.7204 | 108.5982 | -3.5038 | -130.7204 | 108.5982
Line14_15_16 | 0 | 0 | 0 | 0 | 0 | 0 | 0 | 0 | 0 | 0 | 0 | 0 | -3.8851e-09 | -6.1109e-09 | 7.2058e-09 | 2.1221e-09 | 3.6471e-09 | -2.979e-09 | -1.0147e-08 | 8.1456e-09 | 1.4682e-09 | 4.8832e-09 | -4.5292e-09 | -1.2035e-09 | 0 | 0 | 0 | 0 | 0 | 0 | 0.89342 | 0.7043 | 0.68163 | 0.89342 | 0.7043 | 0.68163 | -3.5038 | -130.7204 | 108.5982 | -3.5038 | -130.7204 | 108.5982
Line15_16_17 | 0 | 0 | 0 | 0 | 0 | 0 | 0 | 0 | 0 | 0 | 0 | 0 | -1.9426e-09 | -3.0554e-09 | 3.6029e-09 | 1.7953e-10 | 5.9168e-10 | 6.2389e-10 | -5.0734e-09 | 4.0728e-09 | 7.3409e-10 | -1.9019e-10 | -4.5636e-10 | -4.6938e-10 | 0 | 0 | 0 | 0 | 0 | 0 | 0.89342 | 0.7043 | 0.68163 | 0.89342 | 0.7043 | 0.68163 | -3.5038 | -130.7204 | 108.5982 | -3.5038 | -130.7204 | 108.5982
Line16_4_18 | 0 | 3.3658 | 3.2419 | 0 | 3.3658 | 3.2419 | 0 | 0.77729 | 0.74869 | 0 | 0.77729 | 0.74869 | -1.224e-09 | 0.15078 | 0.20954 | 5.9974e-10 | -8.1908e-14 | -8.6e-14 | -1.3324e-08 | 0.22897 | 0.14636 | -9.1861e-11 | 4.4215e-14 | 8.2567e-14 | 0 | 172.6222 | 73.6424 | 0 | -7.3778 | -106.3576 | 0.80847 | 0.35271 | 0.34138 | 0.7232 | 0 | 0 | -2.8689 | -130.7426 | 108.5757 | -2.0898 | 0 | 0
Line17_5_19 | 0 | 0 | 0 | 0 | 0 | 0 | 0 | 0 | 0 | 0 | 0 | 0 | -1.9426e-09 | -3.0554e-09 | 3.6029e-09 | 1.7953e-10 | 5.9168e-10 | 6.2389e-10 | -5.0734e-09 | 4.0728e-09 | 7.3409e-10 | -1.9019e-10 | -4.5636e-10 | -4.6938e-10 | 0 | 0 | 0 | 0 | 0 | 0 | 0.89342 | 0.7043 | 0.68163 | 0.89342 | 0.7043 | 0.68163 | -3.5038 | -130.7204 | 108.5982 | -3.5038 | -130.7204 | 108.5982
Line1_1_3 | 0 | 0 | 0 | 0 | 0 | 0 | 0 | 0 | 0 | 0 | 0 | 0 | -1.554e-08 | -2.4443e-08 | 2.8823e-08 | 1.3777e-08 | 2.198e-08 | -2.4596e-08 | -4.0587e-08 | 3.2582e-08 | 5.8727e-09 | 3.5323e-08 | -2.8966e-08 | -5.608e-09 | 0 | 0 | 0 | 0 | 0 | 0 | 0.89342 | 0.7043 | 0.68163 | 0.89342 | 0.7043 | 0.68163 | -3.5038 | -130.7204 | 108.5982 | -3.5038 | -130.7204 | 108.5982
Line2_1_4 | 0.002734 | 3.3558 | 3.2309 | 0.002734 | 3.3558 | 3.2309 | 0.00063139 | 0.775 | 0.74615 | 0.00063139 | 0.775 | 0.74615 | -0.00056406 | 0.30039 | 0.41714 | 0.00051046 | -0.15052 | -0.20898 | 6.9911e-06 | 0.45574 | 0.29097 | -6.7758e-07 | -0.22817 | -0.14564 | 177.2063 | 172.6695 | 73.7015 | -2.7928 | -7.3305 | -106.2985 | 0.89342 | 0.7043 | 0.68163 | 0.80847 | 0.35271 | 0.34138 | -3.5038 | -130.7204 | 108.5982 | -2.8689 | -130.7426 | 108.5757
Line3_1_5 | 0 | 0 | 0 | 0 | 0 | 0 | 0 | 0 | 0 | 0 | 0 | 0 | -3.8851e-09 | -6.1109e-09 | 7.2058e-09 | 2.1221e-09 | 3.6471e-09 | -2.979e-09 | -1.0147e-08 | 8.1456e-09 | 1.4682e-09 | 4.8832e-09 | -4.5292e-09 | -1.2035e-09 | 0 | 0 | 0 | 0 | 0 | 0 | 0.89342 | 0.7043 | 0.68163 | 0.89342 | 0.7043 | 0.68163 | -3.5038 | -130.7204 | 108.5982 | -3.5038 | -130.7204 | 108.5982
Line4_2_6 | 0 | 0 | 0 | 0 | 0 | 0 | 0 | 0 | 0 | 0 | 0 | 0 | -9.7128e-09 | -1.5277e-08 | 1.8014e-08 | 7.9498e-09 | 1.2813e-08 | -1.3788e-08 | -2.5367e-08 | 2.0364e-08 | 3.6705e-09 | 2.0103e-08 | -1.6748e-08 | -3.4057e-09 | 0 | 0 | 0 | 0 | 0 | 0 | 0.89342 | 0.7043 | 0.68163 | 0.89342 | 0.7043 | 0.68163 | -3.5038 | -130.7204 | 108.5982 | -3.5038 | -130.7204 | 108.5982
Line5_6_7 | 0 | 0 | 0 | 0 | 0 | 0 | 0 | 0 | 0 | 0 | 0 | 0 | -7.7702e-09 | -1.2222e-08 | 1.4412e-08 | 6.0072e-09 | 9.758e-09 | -1.0185e-08 | -2.0293e-08 | 1.6291e-08 | 2.9364e-09 | 1.503e-08 | -1.2675e-08 | -2.6717e-09 | 0 | 0 | 0 | 0 | 0 | 0 | 0.89342 | 0.7043 | 0.68163 | 0.89342 | 0.7043 | 0.68163 | -3.5038 | -130.7204 | 108.5982 | -3.5038 | -130.7204 | 108.5982
Line6_7_8 | 0 | 0 | 0 | 0 | 0 | 0 | 0 | 0 | 0 | 0 | 0 | 0 | -5.8277e-09 | -9.1663e-09 | 1.0809e-08 | 4.0646e-09 | 6.7025e-09 | -6.5819e-09 | -1.522e-08 | 1.2218e-08 | 2.2023e-09 | 9.9565e-09 | -8.602e-09 | -1.9376e-09 | 0 | 0 | 0 | 0 | 0 | 0 | 0.89342 | 0.7043 | 0.68163 | 0.89342 | 0.7043 | 0.68163 | -3.5038 | -130.7204 | 108.5982 | -3.5038 | -130.7204 | 108.5982
Line7_8_9 | 0 | 0 | 0 | 0 | 0 | 0 | 0 | 0 | 0 | 0 | 0 | 0 | -1.9426e-09 | -3.0554e-09 | 3.6029e-09 | 1.7953e-10 | 5.9168e-10 | 6.2389e-10 | -5.0734e-09 | 4.0728e-09 | 7.3409e-10 | -1.9019e-10 | -4.5636e-10 | -4.6938e-10 | 0 | 0 | 0 | 0 | 0 | 0 | 0.89342 | 0.7043 | 0.68163 | 0.89342 | 0.7043 | 0.68163 | -3.5038 | -130.7204 | 108.5982 | -3.5038 | -130.7204 | 108.5982
Line8_8_10 | 0 | 0 | 0 | 0 | 0 | 0 | 0 | 0 | 0 | 0 | 0 | 0 | -1.9426e-09 | -3.0554e-09 | 3.6029e-09 | 1.7953e-10 | 5.9168e-10 | 6.2389e-10 | -5.0734e-09 | 4.0728e-09 | 7.3409e-10 | -1.9019e-10 | -4.5636e-10 | -4.6938e-10 | 0 | 0 | 0 | 0 | 0 | 0 | 0.89342 | 0.7043 | 0.68163 | 0.89342 | 0.7043 | 0.68163 | -3.5038 | -130.7204 | 108.5982 | -3.5038 | -130.7204 | 108.5982
Line9_3_11 | 0 | 0 | 0 | 0 | 0 | 0 | 0 | 0 | 0 | 0 | 0 | 0 | -1.3598e-08 | -2.1388e-08 | 2.522e-08 | 1.1835e-08 | 1.8924e-08 | -2.0993e-08 | -3.5513e-08 | 2.851e-08 | 5.1387e-09 | 3.025e-08 | -2.4893e-08 | -4.8739e-09 | 0 | 0 | 0 | 0 | 0 | 0 | 0.89342 | 0.7043 | 0.68163 | 0.89342 | 0.7043 | 0.68163 | -3.5038 | -130.7204 | 108.5982 | -3.5038 | -130.7204 | 108.5982

## LLG_min_10
name | pf_ikss_a_from_ka | pf_ikss_b_from_ka | pf_ikss_c_from_ka | pf_ikss_a_to_ka | pf_ikss_b_to_ka | pf_ikss_c_to_ka | pf_skss_a_from_mw | pf_skss_b_from_mw | pf_skss_c_from_mw | pf_skss_a_to_mw | pf_skss_b_to_mw | pf_skss_c_to_mw | pf_p_a_from_mw | pf_p_b_from_mw | pf_p_c_from_mw | pf_p_a_to_mw | pf_p_b_to_mw | pf_p_c_to_mw | pf_q_a_from_mvar | pf_q_b_from_mvar | pf_q_c_from_mvar | pf_q_a_to_mvar | pf_q_b_to_mvar | pf_q_c_to_mvar | pf_ikss_a_from_degree | pf_ikss_b_from_degree | pf_ikss_c_from_degree | pf_ikss_a_to_degree | pf_ikss_b_to_degree | pf_ikss_c_to_degree | pf_vm_a_from_pu | pf_vm_b_from_pu | pf_vm_c_from_pu | pf_vm_a_to_pu | pf_vm_b_to_pu | pf_vm_c_to_pu | pf_va_a_from_degree | pf_va_b_from_degree | pf_va_c_from_degree | pf_va_a_to_degree | pf_va_b_to_degree | pf_va_c_to_degree
Line0_1_2 | 0 | 0 | 0 | 0 | 0 | 0 | 0 | 0 | 0 | 0 | 0 | 0 | -1.0461e-08 | -1.6454e-08 | 1.9402e-08 | 8.8784e-09 | 1.4242e-08 | -1.5608e-08 | -2.732e-08 | 2.1932e-08 | 3.9531e-09 | 2.2596e-08 | -1.8686e-08 | -3.7155e-09 | 0 | 0 | 0 | 0 | 0 | 0 | 0.8464 | 0.66723 | 0.64575 | 0.8464 | 0.66723 | 0.64575 | -3.5038 | -130.7204 | 108.5982 | -3.5038 | -130.7204 | 108.5982
Line10_11_12 | 0 | 0 | 0 | 0 | 0 | 0 | 0 | 0 | 0 | 0 | 0 | 0 | -1.0461e-08 | -1.6454e-08 | 1.9402e-08 | 8.8784e-09 | 1.4242e-08 | -1.5608e-08 | -2.732e-08 | 2.1932e-08 | 3.9531e-09 | 2.2596e-08 | -1.8686e-08 | -3.7155e-09 | 0 | 0 | 0 | 0 | 0 | 0 | 0.8464 | 0.66723 | 0.64575 | 0.8464 | 0.66723 | 0.64575 | -3.5038 | -130.7204 | 108.5982 | -3.5038 | -130.7204 | 108.5982
Line11_12_13 | 0 | 0 | 0 | 0 | 0 | 0 | 0 | 0 | 0 | 0 | 0 | 0 | -8.7173e-09 | -1.3711e-08 | 1.6168e-08 | 7.135e-09 | 1.15e-08 | -1.2375e-08 | -2.2767e-08 | 1.8277e-08 | 3.2943e-09 | 1.8043e-08 | -1.5031e-08 | -3.0567e-09 | 0 | 0 | 0 | 0 | 0 | 0 | 0.8464 | 0.66723 | 0.64575 | 0.8464 | 0.66723 | 0.64575 | -3.5038 | -130.7204 | 108.5982 | -3.5038 | -130.7204 | 108.5982
Line12_13_15 | 0 | 0 | 0 | 0 | 0 | 0 | 0 | 0 | 0 | 0 | 0 | 0 | -5.2304e-09 | -8.2268e-09 | 9.7009e-09 | 3.6481e-09 | 6.0156e-09 | -5.9073e-09 | -1.366e-08 | 1.0966e-08 | 1.9766e-09 | 8.936e-09 | -7.7203e-09 | -1.739e-09 | 0 | 0 | 0 | 0 | 0 | 0 | 0.8464 | 0.66723 | 0.64575 | 0.8464 | 0.66723 | 0.64575 | -3.5038 | -130.7204 | 108.5982 | -3.5038 | -130.7204 | 108.5982
Line13_13_14 | 0 | 0 | 0 | 0 | 0 | 0 | 0 | 0 | 0 | 0 | 0 | 0 | -1.7435e-09 | -2.7423e-09 | 3.2336e-09 | 1.6113e-10 | 5.3104e-10 | 5.5994e-10 | -4.5534e-09 | 3.6554e-09 | 6.5885e-10 | -1.707e-10 | -4.0958e-10 | -4.2127e-10 | 0 | 0 | 0 | 0 | 0 | 0 | 0.8464 | 0.66723 | 0.64575 | 0.8464 | 0.66723 | 0.64575 | -3.5038 | -130.7204 | 108.5982 | -3.5038 | -130.7204 | 108.5982
Line14_15_16 | 0 | 0 | 0 | 0 | 0 | 0 | 0 | 0 | 0 | 0 | 0 | 0 | -3.4869e-09 | -5.4845e-09 | 6.4672e-09 | 1.9046e-09 | 3.2733e-09 | -2.6737e-09 | -9.1067e-09 | 7.3107e-09 | 1.3177e-09 | 4.3827e-09 | -4.065e-09 | -1.0801e-09 | 0 | 0 | 0 | 0 | 0 | 0 | 0.8464 | 0.66723 | 0.64575 | 0.8464 | 0.66723 | 0.64575 | -3.5038 | -130.7204 | 108.5982 | -3.5038 | -130.7204 | 108.5982
Line15_16_17 | 0 | 0 | 0 | 0 | 0 | 0 | 0 | 0 | 0 | 0 | 0 | 0 | -1.7435e-09 | -2.7423e-09 | 3.2336e-09 | 1.6113e-10 | 5.3104e-10 | 5.5994e-10 | -4.5534e-09 | 3.6554e-09 | 6.5885e-10 | -1.707e-10 | -4.0958e-10 | -4.2127e-10 | 0 | 0 | 0 | 0 | 0 | 0 | 0.8464 | 0.66723 | 0.64575 | 0.8464 | 0.66723 | 0.64575 | -3.5038 | -130.7204 | 108.5982 | -3.5038 | -130.7204 | 108.5982
Line16_4_18 | 0 | 3.1886 | 3.0713 | 0 | 3.1886 | 3.0713 | 0 | 0.73638 | 0.70929 | 0 | 0.73638 | 0.70929 | -1.0986e-09 | 0.13532 | 0.18806 | 5.3827e-10 | -7.3419e-14 | -7.701e-14 | -1.1959e-08 | 0.2055 | 0.13136 | -8.2446e-11 | 3.9543e-14 | 7.4197e-14 | 0 | 172.6222 | 73.6424 | 0 | -7.3778 | -106.3576 | 0.76592 | 0.33415 | 0.32342 | 0.68513 | 0 | 0 | -2.8689 | -130.7426 | 108.5757 | -2.0898 | 0 | 0
Line17_5_19 | 0 | 0 | 0 | 0 | 0 | 0 | 0 | 0 | 0 | 0 | 0 | 0 | -1.7435e-09 | -2.7423e-09 | 3.2336e-09 | 1.6113e-10 | 5.3104e-10 | 5.5994e-10 | -4.5534e-09 | 3.6554e-09 | 6.5885e-10 | -1.707e-10 | -4.0958e-10 | -4.2127e-10 | 0 | 0 | 0 | 0 | 0 | 0 | 0.8464 | 0.66723 | 0.64575 | 0.8464 | 0.66723 | 0.64575 | -3.5038 | -130.7204 | 108.5982 | -3.5038 | -130.7204 | 108.5982
Line1_1_3 | 0 | 0 | 0 | 0 | 0 | 0 | 0 | 0 | 0 | 0 | 0 | 0 | -1.3948e-08 | -2.1938e-08 | 2.5869e-08 | 1.2365e-08 | 1.9727e-08 | -2.2075e-08 | -3.6427e-08 | 2.9243e-08 | 5.2708e-09 | 3.1703e-08 | -2.5997e-08 | -5.0332e-09 | 0 | 0 | 0 | 0 | 0 | 0 | 0.8464 | 0.66723 | 0.64575 | 0.8464 | 0.66723 | 0.64575 | -3.5038 | -130.7204 | 108.5982 | -3.5038 | -130.7204 | 108.5982
Line2_1_4 | 0.0025901 | 3.1792 | 3.0609 | 0.0025901 | 3.1792 | 3.0609 | 0.00059816 | 0.73421 | 0.70688 | 0.00059816 | 0.73421 | 0.70688 | -0.00050625 | 0.2696 | 0.37439 | 0.00045814 | -0.13509 | -0.18756 | 6.2746e-06 | 0.40903 | 0.26115 | -6.0813e-07 | -0.20479 | -0.13072 | 177.2063 | 172.6695 | 73.7015 | -2.7928 | -7.3305 | -106.2985 | 0.8464 | 0.66723 | 0.64575 | 0.76592 | 0.33415 | 0.32342 | -3.5038 | -130.7204 | 108.5982 | -2.8689 | -130.7426 | 108.5757
Line3_1_5 | 0 | 0 | 0 | 0 | 0 | 0 | 0 | 0 | 0 | 0 | 0 | 0 | -3.4869e-09 | -5.4845e-09 | 6.4672e-09 | 1.9046e-09 | 3.2733e-09 | -2.6737e-09 | -9.1067e-09 | 7.3107e-09 | 1.3177e-09 | 4.3827e-09 | -4.065e-09 | -1.0801e-09 | 0 | 0 | 0 | 0 | 0 | 0 | 0.8464 | 0.66723 | 0.64575 | 0.8464 | 0.66723 | 0.64575 | -3.5038 | -130.7204 | 108.5982 | -3.5038 | -130.7204 | 108.5982
Line4_2_6 | 0 | 0 | 0 | 0 | 0 | 0 | 0 | 0 | 0 | 0 | 0 | 0 | -8.7173e-09 | -1.3711e-08 | 1.6168e-08 | 7.135e-09 | 1.15e-08 | -1.2375e-08 | -2.2767e-08 | 1.8277e-08 | 3.2943e-09 | 1.8043e-08 | -1.5031e-08 | -3.0567e-09 | 0 | 0 | 0 | 0 | 0 | 0 | 0.8464 | 0.66723 | 0.64575 | 0.8464 | 0.66723 | 0.64575 | -3.5038 | -130.7204 | 108.5982 | -3.5038 | -130.7204 | 108.5982
Line5_6_7 | 0 | 0 | 0 | 0 | 0 | 0 | 0 | 0 | 0 | 0 | 0 | 0 | -6.9738e-09 | -1.0969e-08 | 1.2934e-08 | 5.3915e-09 | 8.7578e-09 | -9.1409e-09 | -1.8213e-08 | 1.4621e-08 | 2.6354e-09 | 1.3489e-08 | -1.1376e-08 | -2.3978e-09 | 0 | 0 | 0 | 0 | 0 | 0 | 0.8464 | 0.66723 | 0.64575 | 0.8464 | 0.66723 | 0.64575 | -3.5038 | -130.7204 | 108.5982 | -3.5038 | -130.7204 | 108.5982
Line6_7_8 | 0 | 0 | 0 | 0 | 0 | 0 | 0 | 0 | 0 | 0 | 0 | 0 | -5.2304e-09 | -8.2268e-09 | 9.7009e-09 | 3.6481e-09 | 6.0156e-09 | -5.9073e-09 | -1.366e-08 | 1.0966e-08 | 1.9766e-09 | 8.936e-09 | -7.7203e-09 | -1.739e-09 | 0 | 0 | 0 | 0 | 0 | 0 | 0.8464 | 0.66723 | 0.64575 | 0.8464 | 0.66723 | 0.64575 | -3.5038 | -130.7204 | 108.5982 | -3.5038 | -130.7204 | 108.5982
Line7_8_9 | 0 | 0 | 0 | 0 | 0 | 0 | 0 | 0 | 0 | 0 | 0 | 0 | -1.7435e-09 | -2.7423e-09 | 3.2336e-09 | 1.6113e-10 | 5.3104e-10 | 5.5994e-10 | -4.5534e-09 | 3.6554e-09 | 6.5885e-10 | -1.707e-10 | -4.0958e-10 | -4.2127e-10 | 0 | 0 | 0 | 0 | 0 | 0 | 0.8464 | 0.66723 | 0.64575 | 0.8464 | 0.66723 | 0.64575 | -3.5038 | -130.7204 | 108.5982 | -3.5038 | -130.7204 | 108.5982
Line8_8_10 | 0 | 0 | 0 | 0 | 0 | 0 | 0 | 0 | 0 | 0 | 0 | 0 | -1.7435e-09 | -2.7423e-09 | 3.2336e-09 | 1.6113e-10 | 5.3104e-10 | 5.5994e-10 | -4.5534e-09 | 3.6554e-09 | 6.5885e-10 | -1.707e-10 | -4.0958e-10 | -4.2127e-10 | 0 | 0 | 0 | 0 | 0 | 0 | 0.8464 | 0.66723 | 0.64575 | 0.8464 | 0.66723 | 0.64575 | -3.5038 | -130.7204 | 108.5982 | -3.5038 | -130.7204 | 108.5982
Line9_3_11 | 0 | 0 | 0 | 0 | 0 | 0 | 0 | 0 | 0 | 0 | 0 | 0 | -1.2204e-08 | -1.9196e-08 | 2.2635e-08 | 1.0622e-08 | 1.6985e-08 | -1.8842e-08 | -3.1874e-08 | 2.5588e-08 | 4.612e-09 | 2.715e-08 | -2.2342e-08 | -4.3744e-09 | 0 | 0 | 0 | 0 | 0 | 0 | 0.8464 | 0.66723 | 0.64575 | 0.8464 | 0.66723 | 0.64575 | -3.5038 | -130.7204 | 108.5982 | -3.5038 | -130.7204 | 108.5982

## LLG_min_fault_6
name | pf_ikss_a_from_ka | pf_ikss_b_from_ka | pf_ikss_c_from_ka | pf_ikss_a_to_ka | pf_ikss_b_to_ka | pf_ikss_c_to_ka | pf_skss_a_from_mw | pf_skss_b_from_mw | pf_skss_c_from_mw | pf_skss_a_to_mw | pf_skss_b_to_mw | pf_skss_c_to_mw | pf_p_a_from_mw | pf_p_b_from_mw | pf_p_c_from_mw | pf_p_a_to_mw | pf_p_b_to_mw | pf_p_c_to_mw | pf_q_a_from_mvar | pf_q_b_from_mvar | pf_q_c_from_mvar | pf_q_a_to_mvar | pf_q_b_to_mvar | pf_q_c_to_mvar | pf_ikss_a_from_degree | pf_ikss_b_from_degree | pf_ikss_c_from_degree | pf_ikss_a_to_degree | pf_ikss_b_to_degree | pf_ikss_c_to_degree | pf_vm_a_from_pu | pf_vm_b_from_pu | pf_vm_c_from_pu | pf_vm_a_to_pu | pf_vm_b_to_pu | pf_vm_c_to_pu | pf_va_a_from_degree | pf_va_b_from_degree | pf_va_c_from_degree | pf_va_a_to_degree | pf_va_b_to_degree | pf_va_c_to_degree
Line0_1_2 | 0 | 0 | 0 | 0 | 0 | 0 | 0 | 0 | 0 | 0 | 0 | 0 | -1.1677e-10 | -1.8227e-10 | 1.9685e-10 | 9.8485e-11 | 1.5843e-10 | -1.5474e-10 | -2.1951e-10 | 2.5397e-10 | 5.1567e-11 | 1.8132e-10 | -2.1905e-10 | -4.8359e-11 | 0 | 0 | 0 | 0 | 0 | 0 | 0.94966 | 0.94812 | 0.94732 | 0.94966 | 0.94812 | 0.94732 | -0.027819 | -120.1287 | 119.9065 | -0.027819 | -120.1287 | 119.9065
Line10_11_12 | 0 | 0 | 0 | 0 | 0 | 0 | 0 | 0 | 0 | 0 | 0 | 0 | -1.1677e-10 | -1.8227e-10 | 1.9685e-10 | 9.8485e-11 | 1.5843e-10 | -1.5474e-10 | -2.1951e-10 | 2.5397e-10 | 5.1567e-11 | 1.8132e-10 | -2.1905e-10 | -4.8359e-11 | 0 | 0 | 0 | 0 | 0 | 0 | 0.94966 | 0.94812 | 0.94732 | 0.94966 | 0.94812 | 0.94732 | -0.027819 | -120.1287 | 119.9065 | -0.027819 | -120.1287 | 119.9065
Line11_12_13 | 0 | 0 | 0 | 0 | 0 | 0 | 0 | 0 | 0 | 0 | 0 | 0 | -9.7304e-11 | -1.5189e-10 | 1.6404e-10 | 7.9024e-11 | 1.2806e-10 | -1.2193e-10 | -1.8292e-10 | 2.1164e-10 | 4.2973e-11 | 1.4473e-10 | -1.7673e-10 | -3.9765e-11 | 0 | 0 | 0 | 0 | 0 | 0 | 0.94966 | 0.94812 | 0.94732 | 0.94966 | 0.94812 | 0.94732 | -0.027819 | -120.1287 | 119.9065 | -0.027819 | -120.1287 | 119.9065
Line12_13_15 | 0 | 0 | 0 | 0 | 0 | 0 | 0 | 0 | 0 | 0 | 0 | 0 | -5.8383e-11 | -9.1134e-11 | 9.8426e-11 | 4.0103e-11 | 6.73e-11 | -5.6312e-11 | -1.0975e-10 | 1.2698e-10 | 2.5784e-11 | 7.1564e-11 | -9.2071e-11 | -2.2576e-11 | 0 | 0 | 0 | 0 | 0 | 0 | 0.94966 | 0.94812 | 0.94732 | 0.94966 | 0.94812 | 0.94732 | -0.027819 | -120.1287 | 119.9065 | -0.027819 | -120.1287 | 119.9065
Line13_13_14 | 0 | 0 | 0 | 0 | 0 | 0 | 0 | 0 | 0 | 0 | 0 | 0 | -1.9461e-11 | -3.0378e-11 | 3.2809e-11 | 1.1808e-12 | 6.5439e-12 | 9.3055e-12 | -3.6585e-11 | 4.2328e-11 | 8.5946e-12 | -1.6061e-12 | -7.4159e-12 | -5.3864e-12 | 0 | 0 | 0 | 0 | 0 | 0 | 0.94966 | 0.94812 | 0.94732 | 0.94966 | 0.94812 | 0.94732 | -0.027819 | -120.1287 | 119.9065 | -0.027819 | -120.1287 | 119.9065
Line14_15_16 | 0 | 0 | 0 | 0 | 0 | 0 | 0 | 0 | 0 | 0 | 0 | 0 | -3.8922e-11 | -6.0756e-11 | 6.5617e-11 | 2.0642e-11 | 3.6922e-11 | -2.3503e-11 | -7.317e-11 | 8.4655e-11 | 1.7189e-11 | 3.4979e-11 | -4.9744e-11 | -1.3981e-11 | 0 | 0 | 0 | 0 | 0 | 0 | 0.94966 | 0.94812 | 0.94732 | 0.94966 | 0.94812 | 0.94732 | -0.027819 | -120.1287 | 119.9065 | -0.027819 | -120.1287 | 119.9065
Line15_16_17 | 0 | 0 | 0 | 0 | 0 | 0 | 0 | 0 | 0 | 0 | 0 | 0 | -1.9461e-11 | -3.0378e-11 | 3.2809e-11 | 1.1808e-12 | 6.5439e-12 | 9.3055e-12 | -3.6585e-11 | 4.2328e-11 | 8.5946e-12 | -1.6061e-12 | -7.4159e-12 | -5.3864e-12 | 0 | 0 | 0 | 0 | 0 | 0 | 0.94966 | 0.94812 | 0.94732 | 0.94966 | 0.94812 | 0.94732 | -0.027819 | -120.1287 | 119.9065 | -0.027819 | -120.1287 | 119.9065
Line16_4_18 | 0 | 0.030746 | 0.030718 | 0 | 0.030746 | 0.030718 | 0 | 0.0071004 | 0.0070941 | 0 | 0.0071004 | 0.0070941 | -2.5246e-11 | 0.0047403 | 0.0047374 | 5.4538e-12 | -0.0047264 | -0.0047181 | -1.0985e-10 | 0.0047464 | 0.0047327 | -1.6832e-12 | -0.0047264 | -0.0047181 | 0 | -165.2015 | 74.9624 | 0 | 14.7985 | -105.0376 | 0.94905 | 0.94476 | 0.94394 | 0.94843 | 0.94139 | 0.94055 | -0.028463 | -120.165 | 119.9342 | -0.029192 | -120.2015 | 119.9624
Line17_5_19 | 0 | 0 | 0 | 0 | 0 | 0 | 0 | 0 | 0 | 0 | 0 | 0 | -1.9461e-11 | -3.0378e-11 | 3.2809e-11 | 1.1808e-12 | 6.5439e-12 | 9.3055e-12 | -3.6585e-11 | 4.2328e-11 | 8.5945e-12 | -1.6061e-12 | -7.4159e-12 | -5.3864e-12 | 0 | 0 | 0 | 0 | 0 | 0 | 0.94966 | 0.94812 | 0.94732 | 0.94966 | 0.94812 | 0.94732 | -0.027819 | -120.1287 | 119.9065 | -0.027819 | -120.1287 | 119.9065
Line1_1_3 | 0 | 0 | 0 | 0 | 0 | 0 | 0 | 0 | 0 | 0 | 0 | 0 | -1.5569e-10 | -2.4302e-10 | 2.6247e-10 | 1.3741e-10 | 2.1919e-10 | -2.2035e-10 | -2.9268e-10 | 3.3862e-10 | 6.8756e-11 | 2.5449e-10 | -3.0371e-10 | -6.5548e-11 | 0 | 0 | 0 | 0 | 0 | 0 | 0.94966 | 0.94812 | 0.94732 | 0.94966 | 0.94812 | 0.94732 | -0.027819 | -120.1287 | 119.9065 | -0.027819 | -120.1287 | 119.9065
Line2_1_4 | 2.476e-05 | 0.030651 | 0.030617 | 2.476e-05 | 0.030651 | 0.030617 | 5.718e-06 | 0.0070785 | 0.0070707 | 5.718e-06 | 0.0070785 | 0.0070707 | -5.3796e-06 | 0.0047435 | 0.0047452 | 5.3761e-06 | -0.0047297 | -0.004726 | 7.3929e-07 | 0.0047476 | 0.0047275 | -7.3894e-07 | -0.0047278 | -0.0047129 | -172.203 | -165.1534 | 75.0136 | 7.7977 | 14.8466 | -104.9864 | 0.94966 | 0.94812 | 0.94732 | 0.94905 | 0.94476 | 0.94394 | -0.027819 | -120.1287 | 119.9065 | -0.028463 | -120.165 | 119.9342
Line3_1_5 | 0 | 0 | 0 | 0 | 0 | 0 | 0 | 0 | 0 | 0 | 0 | 0 | -3.8922e-11 | -6.0756e-11 | 6.5617e-11 | 2.0642e-11 | 3.6922e-11 | -2.3503e-11 | -7.317e-11 | 8.4655e-11 | 1.7189e-11 | 3.4979e-11 | -4.9744e-11 | -1.3981e-11 | 0 | 0 | 0 | 0 | 0 | 0 | 0.94966 | 0.94812 | 0.94732 | 0.94966 | 0.94812 | 0.94732 | -0.027819 | -120.1287 | 119.9065 | -0.027819 | -120.1287 | 119.9065
Line4_2_6 | 0 | 0 | 0 | 0 | 0 | 0 | 0 | 0 | 0 | 0 | 0 | 0 | -9.7304e-11 | -1.5189e-10 | 1.6404e-10 | 7.9024e-11 | 1.2806e-10 | -1.2193e-10 | -1.8292e-10 | 2.1164e-10 | 4.2973e-11 | 1.4473e-10 | -1.7673e-10 | -3.9765e-11 | 0 | 0 | 0 | 0 | 0 | 0 | 0.94966 | 0.94812 | 0.94732 | 0.94966 | 0.94812 | 0.94732 | -0.027819 | -120.1287 | 119.9065 | -0.027819 | -120.1287 | 119.9065
Line5_6_7 | 0 | 0 | 0 | 0 | 0 | 0 | 0 | 0 | 0 | 0 | 0 | 0 | -7.7844e-11 | -1.2151e-10 | 1.3123e-10 | 5.9563e-11 | 9.7678e-11 | -8.912e-11 | -1.4634e-10 | 1.6931e-10 | 3.4378e-11 | 1.0815e-10 | -1.344e-10 | -3.117e-11 | 0 | 0 | 0 | 0 | 0 | 0 | 0.94966 | 0.94812 | 0.94732 | 0.94966 | 0.94812 | 0.94732 | -0.027819 | -120.1287 | 119.9065 | -0.027819 | -120.1287 | 119.9065
Line6_7_8 | 0 | 0 | 0 | 0 | 0 | 0 | 0 | 0 | 0 | 0 | 0 | 0 | -5.8383e-11 | -9.1134e-11 | 9.8426e-11 | 4.0103e-11 | 6.73e-11 | -5.6312e-11 | -1.0975e-10 | 1.2698e-10 | 2.5784e-11 | 7.1564e-11 | -9.2071e-11 | -2.2576e-11 | 0 | 0 | 0 | 0 | 0 | 0 | 0.94966 | 0.94812 | 0.94732 | 0.94966 | 0.94812 | 0.94732 | -0.027819 | -120.1287 | 119.9065 | -0.027819 | -120.1287 | 119.9065
Line7_8_9 | 0 | 0 | 0 | 0 | 0 | 0 | 0 | 0 | 0 | 0 | 0 | 0 | -1.9461e-11 | -3.0378e-11 | 3.2809e-11 | 1.1808e-12 | 6.5439e-12 | 9.3055e-12 | -3.6585e-11 | 4.2328e-11 | 8.5945e-12 | -1.6061e-12 | -7.4159e-12 | -5.3864e-12 | 0 | 0 | 0 | 0 | 0 | 0 | 0.94966 | 0.94812 | 0.94732 | 0.94966 | 0.94812 | 0.94732 | -0.027819 | -120.1287 | 119.9065 | -0.027819 | -120.1287 | 119.9065
Line8_8_10 | 0 | 0 | 0 | 0 | 0 | 0 | 0 | 0 | 0 | 0 | 0 | 0 | -1.9461e-11 | -3.0378e-11 | 3.2809e-11 | 1.1808e-12 | 6.5439e-12 | 9.3055e-12 | -3.6585e-11 | 4.2328e-11 | 8.5945e-12 | -1.6061e-12 | -7.4159e-12 | -5.3864e-12 | 0 | 0 | 0 | 0 | 0 | 0 | 0.94966 | 0.94812 | 0.94732 | 0.94966 | 0.94812 | 0.94732 | -0.027819 | -120.1287 | 119.9065 | -0.027819 | -120.1287 | 119.9065
Line9_3_11 | 0 | 0 | 0 | 0 | 0 | 0 | 0 | 0 | 0 | 0 | 0 | 0 | -1.3623e-10 | -2.1265e-10 | 2.2966e-10 | 1.1795e-10 | 1.8881e-10 | -1.8755e-10 | -2.5609e-10 | 2.9629e-10 | 6.0162e-11 | 2.179e-10 | -2.6138e-10 | -5.6954e-11 | 0 | 0 | 0 | 0 | 0 | 0 | 0.94966 | 0.94812 | 0.94732 | 0.94966 | 0.94812 | 0.94732 | -0.027819 | -120.1287 | 119.9065 | -0.027819 | -120.1287 | 119.9065

## LLG_min_fault_10
name | pf_ikss_a_from_ka | pf_ikss_b_from_ka | pf_ikss_c_from_ka | pf_ikss_a_to_ka | pf_ikss_b_to_ka | pf_ikss_c_to_ka | pf_skss_a_from_mw | pf_skss_b_from_mw | pf_skss_c_from_mw | pf_skss_a_to_mw | pf_skss_b_to_mw | pf_skss_c_to_mw | pf_p_a_from_mw | pf_p_b_from_mw | pf_p_c_from_mw | pf_p_a_to_mw | pf_p_b_to_mw | pf_p_c_to_mw | pf_q_a_from_mvar | pf_q_b_from_mvar | pf_q_c_from_mvar | pf_q_a_to_mvar | pf_q_b_to_mvar | pf_q_c_to_mvar | pf_ikss_a_from_degree | pf_ikss_b_from_degree | pf_ikss_c_from_degree | pf_ikss_a_to_degree | pf_ikss_b_to_degree | pf_ikss_c_to_degree | pf_vm_a_from_pu | pf_vm_b_from_pu | pf_vm_c_from_pu | pf_vm_a_to_pu | pf_vm_b_to_pu | pf_vm_c_to_pu | pf_va_a_from_degree | pf_va_b_from_degree | pf_va_c_from_degree | pf_va_a_to_degree | pf_va_b_to_degree | pf_va_c_to_degree
Line0_1_2 | 0 | 0 | 0 | 0 | 0 | 0 | 0 | 0 | 0 | 0 | 0 | 0 | -1.048e-10 | -1.6359e-10 | 1.7668e-10 | 8.8391e-11 | 1.422e-10 | -1.3888e-10 | -1.9701e-10 | 2.2794e-10 | 4.6282e-11 | 1.6273e-10 | -1.966e-10 | -4.3403e-11 | 0 | 0 | 0 | 0 | 0 | 0 | 0.89968 | 0.89821 | 0.89746 | 0.89968 | 0.89821 | 0.89746 | -0.027819 | -120.1287 | 119.9065 | -0.027819 | -120.1287 | 119.9065
Line10_11_12 | 0 | 0 | 0 | 0 | 0 | 0 | 0 | 0 | 0 | 0 | 0 | 0 | -1.048e-10 | -1.6359e-10 | 1.7668e-10 | 8.8391e-11 | 1.422e-10 | -1.3888e-10 | -1.9701e-10 | 2.2794e-10 | 4.6282e-11 | 1.6273e-10 | -1.966e-10 | -4.3403e-11 | 0 | 0 | 0 | 0 | 0 | 0 | 0.89968 | 0.89821 | 0.89746 | 0.89968 | 0.89821 | 0.89746 | -0.027819 | -120.1287 | 119.9065 | -0.027819 | -120.1287 | 119.9065
Line11_12_13 | 0 | 0 | 0 | 0 | 0 | 0 | 0 | 0 | 0 | 0 | 0 | 0 | -8.7331e-11 | -1.3632e-10 | 1.4723e-10 | 7.0925e-11 | 1.1493e-10 | -1.0943e-10 | -1.6418e-10 | 1.8995e-10 | 3.8568e-11 | 1.299e-10 | -1.5861e-10 | -3.5689e-11 | 0 | 0 | 0 | 0 | 0 | 0 | 0.89968 | 0.89821 | 0.89746 | 0.89968 | 0.89821 | 0.89746 | -0.027819 | -120.1287 | 119.9065 | -0.027819 | -120.1287 | 119.9065
Line12_13_15 | 0 | 0 | 0 | 0 | 0 | 0 | 0 | 0 | 0 | 0 | 0 | 0 | -5.2399e-11 | -8.1793e-11 | 8.8338e-11 | 3.5992e-11 | 6.0402e-11 | -5.054e-11 | -9.8506e-11 | 1.1397e-10 | 2.3141e-11 | 6.4229e-11 | -8.2634e-11 | -2.0262e-11 | 0 | 0 | 0 | 0 | 0 | 0 | 0.89968 | 0.89821 | 0.89746 | 0.89968 | 0.89821 | 0.89746 | -0.027819 | -120.1287 | 119.9065 | -0.027819 | -120.1287 | 119.9065
Line13_13_14 | 0 | 0 | 0 | 0 | 0 | 0 | 0 | 0 | 0 | 0 | 0 | 0 | -1.7466e-11 | -2.7264e-11 | 2.9446e-11 | 1.0598e-12 | 5.8732e-12 | 8.3518e-12 | -3.2835e-11 | 3.7989e-11 | 7.7137e-12 | -1.4415e-12 | -6.6558e-12 | -4.8343e-12 | 0 | 0 | 0 | 0 | 0 | 0 | 0.89968 | 0.89821 | 0.89746 | 0.89968 | 0.89821 | 0.89746 | -0.027819 | -120.1287 | 119.9065 | -0.027819 | -120.1287 | 119.9065
Line14_15_16 | 0 | 0 | 0 | 0 | 0 | 0 | 0 | 0 | 0 | 0 | 0 | 0 | -3.4933e-11 | -5.4529e-11 | 5.8892e-11 | 1.8526e-11 | 3.3138e-11 | -2.1094e-11 | -6.567e-11 | 7.5979e-11 | 1.5427e-11 | 3.1394e-11 | -4.4645e-11 | -1.2548e-11 | 0 | 0 | 0 | 0 | 0 | 0 | 0.89968 | 0.89821 | 0.89746 | 0.89968 | 0.89821 | 0.89746 | -0.027819 | -120.1287 | 119.9065 | -0.027819 | -120.1287 | 119.9065
Line15_16_17 | 0 | 0 | 0 | 0 | 0 | 0 | 0 | 0 | 0 | 0 | 0 | 0 | -1.7466e-11 | -2.7264e-11 | 2.9446e-11 | 1.0598e-12 | 5.8732e-12 | 8.3518e-12 | -3.2835e-11 | 3.7989e-11 | 7.7137e-12 | -1.4415e-12 | -6.6558e-12 | -4.8343e-12 | 0 | 0 | 0 | 0 | 0 | 0 | 0.89968 | 0.89821 | 0.89746 | 0.89968 | 0.89821 | 0.89746 | -0.027819 | -120.1287 | 119.9065 | -0.027819 | -120.1287 | 119.9065
Line16_4_18 | 0 | 0.029127 | 0.029102 | 0 | 0.029127 | 0.029102 | 0 | 0.0067267 | 0.0067207 | 0 | 0.0067267 | 0.0067207 | -2.2658e-11 | 0.0042545 | 0.0042518 | 4.8949e-12 | -0.004242 | -0.0042345 | -9.8591e-11 | 0.0042599 | 0.0042477 | -1.5107e-12 | -0.004242 | -0.0042345 | 0 | -165.2015 | 74.9624 | 0 | 14.7985 | -105.0376 | 0.8991 | 0.89503 | 0.89426 | 0.89851 | 0.89184 | 0.89105 | -0.028463 | -120.165 | 119.9342 | -0.029192 | -120.2015 | 119.9624
Line17_5_19 | 0 | 0 | 0 | 0 | 0 | 0 | 0 | 0 | 0 | 0 | 0 | 0 | -1.7466e-11 | -2.7264e-11 | 2.9446e-11 | 1.0598e-12 | 5.8732e-12 | 8.3518e-12 | -3.2835e-11 | 3.7989e-11 | 7.7137e-12 | -1.4415e-12 | -6.6558e-12 | -4.8343e-12 | 0 | 0 | 0 | 0 | 0 | 0 | 0.89968 | 0.89821 | 0.89746 | 0.89968 | 0.89821 | 0.89746 | -0.027819 | -120.1287 | 119.9065 | -0.027819 | -120.1287 | 119.9065
Line1_1_3 | 0 | 0 | 0 | 0 | 0 | 0 | 0 | 0 | 0 | 0 | 0 | 0 | -1.3973e-10 | -2.1811e-10 | 2.3557e-10 | 1.2332e-10 | 1.9672e-10 | -1.9777e-10 | -2.6268e-10 | 3.0391e-10 | 6.1709e-11 | 2.284e-10 | -2.7258e-10 | -5.883e-11 | 0 | 0 | 0 | 0 | 0 | 0 | 0.89968 | 0.89821 | 0.89746 | 0.89968 | 0.89821 | 0.89746 | -0.027819 | -120.1287 | 119.9065 | -0.027819 | -120.1287 | 119.9065
Line2_1_4 | 2.3457e-05 | 0.029038 | 0.029005 | 2.3457e-05 | 0.029038 | 0.029005 | 5.4171e-06 | 0.0067059 | 0.0066985 | 5.4171e-06 | 0.0067059 | 0.0066985 | -4.8283e-06 | 0.0042573 | 0.0042588 | 4.8251e-06 | -0.0042449 | -0.0042416 | 6.6352e-07 | 0.004261 | 0.0042429 | -6.632e-07 | -0.0042432 | -0.0042299 | -172.203 | -165.1534 | 75.0136 | 7.7977 | 14.8466 | -104.9864 | 0.89968 | 0.89821 | 0.89746 | 0.8991 | 0.89503 | 0.89426 | -0.027819 | -120.1287 | 119.9065 | -0.028463 | -120.165 | 119.9342
Line3_1_5 | 0 | 0 | 0 | 0 | 0 | 0 | 0 | 0 | 0 | 0 | 0 | 0 | -3.4933e-11 | -5.4529e-11 | 5.8892e-11 | 1.8526e-11 | 3.3138e-11 | -2.1094e-11 | -6.567e-11 | 7.5979e-11 | 1.5427e-11 | 3.1394e-11 | -4.4645e-11 | -1.2548e-11 | 0 | 0 | 0 | 0 | 0 | 0 | 0.89968 | 0.89821 | 0.89746 | 0.89968 | 0.89821 | 0.89746 | -0.027819 | -120.1287 | 119.9065 | -0.027819 | -120.1287 | 119.9065
Line4_2_6 | 0 | 0 | 0 | 0 | 0 | 0 | 0 | 0 | 0 | 0 | 0 | 0 | -8.7331e-11 | -1.3632e-10 | 1.4723e-10 | 7.0925e-11 | 1.1493e-10 | -1.0943e-10 | -1.6418e-10 | 1.8995e-10 | 3.8568e-11 | 1.299e-10 | -1.5861e-10 | -3.5689e-11 | 0 | 0 | 0 | 0 | 0 | 0 | 0.89968 | 0.89821 | 0.89746 | 0.89968 | 0.89821 | 0.89746 | -0.027819 | -120.1287 | 119.9065 | -0.027819 | -120.1287 | 119.9065
Line5_6_7 | 0 | 0 | 0 | 0 | 0 | 0 | 0 | 0 | 0 | 0 | 0 | 0 | -6.9865e-11 | -1.0906e-10 | 1.1778e-10 | 5.3459e-11 | 8.7666e-11 | -7.9986e-11 | -1.3134e-10 | 1.5196e-10 | 3.0855e-11 | 9.7064e-11 | -1.2062e-10 | -2.7975e-11 | 0 | 0 | 0 | 0 | 0 | 0 | 0.89968 | 0.89821 | 0.89746 | 0.89968 | 0.89821 | 0.89746 | -0.027819 | -120.1287 | 119.9065 | -0.027819 | -120.1287 | 119.9065
Line6_7_8 | 0 | 0 | 0 | 0 | 0 | 0 | 0 | 0 | 0 | 0 | 0 | 0 | -5.2399e-11 | -8.1793e-11 | 8.8338e-11 | 3.5992e-11 | 6.0402e-11 | -5.054e-11 | -9.8506e-11 | 1.1397e-10 | 2.3141e-11 | 6.4229e-11 | -8.2634e-11 | -2.0262e-11 | 0 | 0 | 0 | 0 | 0 | 0 | 0.89968 | 0.89821 | 0.89746 | 0.89968 | 0.89821 | 0.89746 | -0.027819 | -120.1287 | 119.9065 | -0.027819 | -120.1287 | 119.9065
Line7_8_9 | 0 | 0 | 0 | 0 | 0 | 0 | 0 | 0 | 0 | 0 | 0 | 0 | -1.7466e-11 | -2.7264e-11 | 2.9446e-11 | 1.0598e-12 | 5.8732e-12 | 8.3518e-12 | -3.2835e-11 | 3.7989e-11 | 7.7137e-12 | -1.4415e-12 | -6.6558e-12 | -4.8343e-12 | 0 | 0 | 0 | 0 | 0 | 0 | 0.89968 | 0.89821 | 0.89746 | 0.89968 | 0.89821 | 0.89746 | -0.027819 | -120.1287 | 119.9065 | -0.027819 | -120.1287 | 119.9065
Line8_8_10 | 0 | 0 | 0 | 0 | 0 | 0 | 0 | 0 | 0 | 0 | 0 | 0 | -1.7466e-11 | -2.7264e-11 | 2.9446e-11 | 1.0598e-12 | 5.8732e-12 | 8.3518e-12 | -3.2835e-11 | 3.7989e-11 | 7.7137e-12 | -1.4415e-12 | -6.6558e-12 | -4.8343e-12 | 0 | 0 | 0 | 0 | 0 | 0 | 0.89968 | 0.89821 | 0.89746 | 0.89968 | 0.89821 | 0.89746 | -0.027819 | -120.1287 | 119.9065 | -0.027819 | -120.1287 | 119.9065
Line9_3_11 | 0 | 0 | 0 | 0 | 0 | 0 | 0 | 0 | 0 | 0 | 0 | 0 | -1.2226e-10 | -1.9085e-10 | 2.0612e-10 | 1.0586e-10 | 1.6946e-10 | -1.6832e-10 | -2.2985e-10 | 2.6593e-10 | 5.3996e-11 | 1.9557e-10 | -2.3459e-10 | -5.1116e-11 | 0 | 0 | 0 | 0 | 0 | 0 | 0.89968 | 0.89821 | 0.89746 | 0.89968 | 0.89821 | 0.89746 | -0.027819 | -120.1287 | 119.9065 | -0.027819 | -120.1287 | 119.9065