## LLL_max_6
name | pf_ikss_from_ka | pf_ikss_to_ka | pf_ip_from_ka | pf_ip_to_ka | pf_skss_from_mw | pf_skss_to_mw | pf_p_from_mw | pf_p_to_mw | pf_q_from_mvar | pf_q_to_mvar | pf_ikss_from_degree | pf_ikss_to_degree | pf_vm_from_pu | pf_vm_to_pu | pf_va_from_degree | pf_va_to_degree
Line0_1_2 | 0 | 0 | 0 | 0 | 0 | 0 | 0 | 0 | 0 | 0 | 0 | 0 | 0.014444 | 0.014444 | 0.93053 | 0.93057
Line10_11_12 | 0 | 0 | 0 | 0 | 0 | 0 | 0 | 0 | 0 | 0 | 0 | 0 | 0.014444 | 0.014444 | 0.93062 | 0.93066
Line11_12_13 | 0 | 0 | 0 | 0 | 0 | 0 | 0 | 0 | 0 | 0 | 0 | 0 | 0.014444 | 0.014444 | 0.93066 | 0.93068
Line12_13_15 | 0 | 0 | 0 | 0 | 0 | 0 | 0 | 0 | 0 | 0 | 0 | 0 | 0.014444 | 0.014444 | 0.93068 | 0.9307
Line13_13_14 | 0 | 0 | 0 | 0 | 0 | 0 | 0 | 0 | 0 | 0 | 0 | 0 | 0.014444 | 0.014444 | 0.93068 | 0.93069
Line14_15_16 | 0 | 0 | 0 | 0 | 0 | 0 | 0 | 0 | 0 | 0 | 0 | 0 | 0.014444 | 0.014444 | 0.9307 | 0.93071
Line15_16_17 | 0 | 0 | 0 | 0 | 0 | 0 | 0 | 0 | 0 | 0 | 0 | 0 | 0.014444 | 0.014444 | 0.93071 | 0.93072
Line16_4_18 | 0 | 0 | 0 | 0 | 0 | 0 | 0 | 0 | 0 | 0 | 0 | 0 | 0.027908 | 0.027908 | -9.78 | -9.78
Line17_5_19 | 0 | 0 | 0 | 0 | 0 | 0 | 0 | 0 | 0 | 0 | 0 | 0 | 0.014444 | 0.014444 | 0.93054 | 0.93055
Line1_1_3 | 0 | 0 | 0 | 0 | 0 | 0 | 0 | 0 | 0 | 0 | 0 | 0 | 0.014444 | 0.014444 | 0.93053 | 0.93058
Line2_1_4 | 0.14434 | 0.14434 | 0 | 0 | 0.1 | 0.1 | -0.00012037 | 0.00074537 | -0.0014394 | 0.0026894 | 95.7106 | -84.2894 | 0.014444 | 0.027908 | 0.93053 | -9.78
Line3_1_5 | 0 | 0 | 0 | 0 | 0 | 0 | 0 | 0 | 0 | 0 | 0 | 0 | 0.014444 | 0.014444 | 0.93053 | 0.93054
Line4_2_6 | 0 | 0 | 0 | 0 | 0 | 0 | 0 | 0 | 0 | 0 | 0 | 0 | 0.014444 | 0.014444 | 0.93057 | 0.9306
Line5_6_7 | 0 | 0 | 0 | 0 | 0 | 0 | 0 | 0 | 0 | 0 | 0 | 0 | 0.014444 | 0.014444 | 0.9306 | 0.93062
Line6_7_8 | 0 | 0 | 0 | 0 | 0 | 0 | 0 | 0 | 0 | 0 | 0 | 0 | 0.014444 | 0.014444 | 0.93062 | 0.93064
Line7_8_9 | 0 | 0 | 0 | 0 | 0 | 0 | 0 | 0 | 0 | 0 | 0 | 0 | 0.014444 | 0.014444 | 0.93064 | 0.93064
Line8_8_10 | 0 | 0 | 0 | 0 | 0 | 0 | 0 | 0 | 0 | 0 | 0 | 0 | 0.014444 | 0.014444 | 0.93064 | 0.93064
Line9_3_11 | 0 | 0 | 0 | 0 | 0 | 0 | 0 | 0 | 0 | 0 | 0 | 0 | 0.014444 | 0.014444 | 0.93058 | 0.93062

## LLL_max_10
name | pf_ikss_from_ka | pf_ikss_to_ka | pf_ip_from_ka | pf_ip_to_ka | pf_skss_from_mw | pf_skss_to_mw | pf_p_from_mw | pf_p_to_mw | pf_q_from_mvar | pf_q_to_mvar | pf_ikss_from_degree | pf_ikss_to_degree | pf_vm_from_pu | pf_vm_to_pu | pf_va_from_degree | pf_va_to_degree
Line0_1_2 | 0 | 0 | 0 | 0 | 0 | 0 | 0 | 0 | 0 | 0 | 0 | 0 | 0.015132 | 0.015132 | 0.93053 | 0.93057
Line10_11_12 | 0 | 0 | 0 | 0 | 0 | 0 | 0 | 0 | 0 | 0 | 0 | 0 | 0.015132 | 0.015132 | 0.93062 | 0.93065
Line11_12_13 | 0 | 0 | 0 | 0 | 0 | 0 | 0 | 0 | 0 | 0 | 0 | 0 | 0.015132 | 0.015132 | 0.93065 | 0.93068
Line12_13_15 | 0 | 0 | 0 | 0 | 0 | 0 | 0 | 0 | 0 | 0 | 0 | 0 | 0.015132 | 0.015132 | 0.93068 | 0.93069
Line13_13_14 | 0 | 0 | 0 | 0 | 0 | 0 | 0 | 0 | 0 | 0 | 0 | 0 | 0.015132 | 0.015132 | 0.93068 | 0.93068
Line14_15_16 | 0 | 0 | 0 | 0 | 0 | 0 | 0 | 0 | 0 | 0 | 0 | 0 | 0.015132 | 0.015132 | 0.93069 | 0.93071
Line15_16_17 | 0 | 0 | 0 | 0 | 0 | 0 | 0 | 0 | 0 | 0 | 0 | 0 | 0.015132 | 0.015132 | 0.93071 | 0.93071
Line16_4_18 | 0 | 0 | 0 | 0 | 0 | 0 | 0 | 0 | 0 | 0 | 0 | 0 | 0.028584 | 0.028584 | -9.5238 | -9.5238
Line17_5_19 | 0 | 0 | 0 | 0 | 0 | 0 | 0 | 0 | 0 | 0 | 0 | 0 | 0.015132 | 0.015132 | 0.93054 | 0.93055
Line1_1_3 | 0 | 0 | 0 | 0 | 0 | 0 | 0 | 0 | 0 | 0 | 0 | 0 | 0.015132 | 0.015132 | 0.93053 | 0.93058
Line2_1_4 | 0.14434 | 0.14434 | 0 | 0 | 0.1 | 0.1 | -0.0001261 | 0.0007511 | -0.001508 | 0.002758 | 95.7106 | -84.2894 | 0.015132 | 0.028584 | 0.93053 | -9.5238
Line3_1_5 | 0 | 0 | 0 | 0 | 0 | 0 | 0 | 0 | 0 | 0 | 0 | 0 | 0.015132 | 0.015132 | 0.93053 | 0.93054
Line4_2_6 | 0 | 0 | 0 | 0 | 0 | 0 | 0 | 0 | 0 | 0 | 0 | 0 | 0.015132 | 0.015132 | 0.93057 | 0.93059
Line5_6_7 | 0 | 0 | 0 | 0 | 0 | 0 | 0 | 0 | 0 | 0 | 0 | 0 | 0.015132 | 0.015132 | 0.93059 | 0.93062
Line6_7_8 | 0 | 0 | 0 | 0 | 0 | 0 | 0 | 0 | 0 | 0 | 0 | 0 | 0.015132 | 0.015132 | 0.93062 | 0.93063
Line7_8_9 | 0 | 0 | 0 | 0 | 0 | 0 | 0 | 0 | 0 | 0 | 0 | 0 | 0.015132 | 0.015132 | 0.93063 | 0.93064
Line8_8_10 | 0 | 0 | 0 | 0 | 0 | 0 | 0 | 0 | 0 | 0 | 0 | 0 | 0.015132 | 0.015132 | 0.93063 | 0.93064
Line9_3_11 | 0 | 0 | 0 | 0 | 0 | 0 | 0 | 0 | 0 | 0 | 0 | 0 | 0.015132 | 0.015132 | 0.93058 | 0.93062

## LLL_max_fault_6
name | pf_ikss_from_ka | pf_ikss_to_ka | pf_ip_from_ka | pf_ip_to_ka | pf_skss_from_mw | pf_skss_to_mw | pf_p_from_mw | pf_p_to_mw | pf_q_from_mvar | pf_q_to_mvar | pf_ikss_from_degree | pf_ikss_to_degree | pf_vm_from_pu | pf_vm_to_pu | pf_va_from_degree | pf_va_to_degree
Line0_1_2 | 0 | 0 | 0 | 0 | 0 | 0 | 0 | 0 | 0 | 0 | 0 | 0 | 1.1014 | 1.1014 | -0.53817 | -0.53817
Line10_11_12 | 0 | 0 | 0 | 0 | 0 | 0 | 0 | 0 | 0 | 0 | 0 | 0 | 1.1014 | 1.1014 | -0.53817 | -0.53817
Line11_12_13 | 0 | 0 | 0 | 0 | 0 | 0 | 0 | 0 | 0 | 0 | 0 | 0 | 1.1014 | 1.1014 | -0.53817 | -0.53817
Line12_13_15 | 0 | 0 | 0 | 0 | 0 | 0 | 0 | 0 | 0 | 0 | 0 | 0 | 1.1014 | 1.1014 | -0.53817 | -0.53817
Line13_13_14 | 0 | 0 | 0 | 0 | 0 | 0 | 0 | 0 | 0 | 0 | 0 | 0 | 1.1014 | 1.1014 | -0.53817 | -0.53817
Line14_15_16 | 0 | 0 | 0 | 0 | 0 | 0 | 0 | 0 | 0 | 0 | 0 | 0 | 1.1014 | 1.1014 | -0.53817 | -0.53817
Line15_16_17 | 0 | 0 | 0 | 0 | 0 | 0 | 0 | 0 | 0 | 0 | 0 | 0 | 1.1014 | 1.1014 | -0.53817 | -0.53817
Line16_4_18 | 0 | 0 | 0 | 0 | 0 | 0 | 0 | 0 | 0 | 0 | 0 | 0 | 1.1145 | 1.1145 | -0.78762 | -0.78762
Line17_5_19 | 0 | 0 | 0 | 0 | 0 | 0 | 0 | 0 | 0 | 0 | 0 | 0 | 1.1014 | 1.1014 | -0.53817 | -0.53817
Line1_1_3 | 0 | 0 | 0 | 0 | 0 | 0 | 0 | 0 | 0 | 0 | 0 | 0 | 1.1014 | 1.1014 | -0.53817 | -0.53817
Line2_1_4 | 0.14434 | 0.14434 | 0 | 0 | 0.1 | 0.1 | -0.011988 | 0.012613 | -0.10949 | 0.11074 | 95.7106 | -84.2894 | 1.1014 | 1.1145 | -0.53817 | -0.78762
Line3_1_5 | 0 | 0 | 0 | 0 | 0 | 0 | 0 | 0 | 0 | 0 | 0 | 0 | 1.1014 | 1.1014 | -0.53817 | -0.53817
Line4_2_6 | 0 | 0 | 0 | 0 | 0 | 0 | 0 | 0 | 0 | 0 | 0 | 0 | 1.1014 | 1.1014 | -0.53817 | -0.53817
Line5_6_7 | 0 | 0 | 0 | 0 | 0 | 0 | 0 | 0 | 0 | 0 | 0 | 0 | 1.1014 | 1.1014 | -0.53817 | -0.53817
Line6_7_8 | 0 | 0 | 0 | 0 | 0 | 0 | 0 | 0 | 0 | 0 | 0 | 0 | 1.1014 | 1.1014 | -0.53817 | -0.53817
Line7_8_9 | 0 | 0 | 0 | 0 | 0 | 0 | 0 | 0 | 0 | 0 | 0 | 0 | 1.1014 | 1.1014 | -0.53817 | -0.53817
Line8_8_10 | 0 | 0 | 0 | 0 | 0 | 0 | 0 | 0 | 0 | 0 | 0 | 0 | 1.1014 | 1.1014 | -0.53817 | -0.53817
Line9_3_11 | 0 | 0 | 0 | 0 | 0 | 0 | 0 | 0 | 0 | 0 | 0 | 0 | 1.1014 | 1.1014 | -0.53817 | -0.53817

## LLL_max_fault_10
name | pf_ikss_from_ka | pf_ikss_to_ka | pf_ip_from_ka | pf_ip_to_ka | pf_skss_from_mw | pf_skss_to_mw | pf_p_from_mw | pf_p_to_mw | pf_q_from_mvar | pf_q_to_mvar | pf_ikss_from_degree | pf_ikss_to_degree | pf_vm_from_pu | pf_vm_to_pu | pf_va_from_degree | pf_va_to_degree
Line0_1_2 | 0 | 0 | 0 | 0 | 0 | 0 | 0 | 0 | 0 | 0 | 0 | 0 | 1.1021 | 1.1021 | -0.53725 | -0.53725
Line10_11_12 | 0 | 0 | 0 | 0 | 0 | 0 | 0 | 0 | 0 | 0 | 0 | 0 | 1.1021 | 1.1021 | -0.53725 | -0.53725
Line11_12_13 | 0 | 0 | 0 | 0 | 0 | 0 | 0 | 0 | 0 | 0 | 0 | 0 | 1.1021 | 1.1021 | -0.53725 | -0.53725
Line12_13_15 | 0 | 0 | 0 | 0 | 0 | 0 | 0 | 0 | 0 | 0 | 0 | 0 | 1.1021 | 1.1021 | -0.53725 | -0.53725
Line13_13_14 | 0 | 0 | 0 | 0 | 0 | 0 | 0 | 0 | 0 | 0 | 0 | 0 | 1.1021 | 1.1021 | -0.53725 | -0.53725
Line14_15_16 | 0 | 0 | 0 | 0 | 0 | 0 | 0 | 0 | 0 | 0 | 0 | 0 | 1.1021 | 1.1021 | -0.53725 | -0.53725
Line15_16_17 | 0 | 0 | 0 | 0 | 0 | 0 | 0 | 0 | 0 | 0 | 0 | 0 | 1.1021 | 1.1021 | -0.53725 | -0.53725
Line16_4_18 | 0 | 0 | 0 | 0 | 0 | 0 | 0 | 0 | 0 | 0 | 0 | 0 | 1.1152 | 1.1152 | -0.78656 | -0.78656
Line17_5_19 | 0 | 0 | 0 | 0 | 0 | 0 | 0 | 0 | 0 | 0 | 0 | 0 | 1.1021 | 1.1021 | -0.53725 | -0.53725
Line1_1_3 | 0 | 0 | 0 | 0 | 0 | 0 | 0 | 0 | 0 | 0 | 0 | 0 | 1.1021 | 1.1021 | -0.53725 | -0.53725
Line2_1_4 | 0.14434 | 0.14434 | 0 | 0 | 0.1 | 0.1 | -0.011994 | 0.012619 | -0.10956 | 0.11081 | 95.7106 | -84.2894 | 1.1021 | 1.1152 | -0.53725 | -0.78656
Line3_1_5 | 0 | 0 | 0 | 0 | 0 | 0 | 0 | 0 | 0 | 0 | 0 | 0 | 1.1021 | 1.1021 | -0.53725 | -0.53725
Line4_2_6 | 0 | 0 | 0 | 0 | 0 | 0 | 0 | 0 | 0 | 0 | 0 | 0 | 1.1021 | 1.1021 | -0.53725 | -0.53725
Line5_6_7 | 0 | 0 | 0 | 0 | 0 | 0 | 0 | 0 | 0 | 0 | 0 | 0 | 1.1021 | 1.1021 | -0.53725 | -0.53725
Line6_7_8 | 0 | 0 | 0 | 0 | 0 | 0 | 0 | 0 | 0 | 0 | 0 | 0 | 1.1021 | 1.1021 | -0.53725 | -0.53725
Line7_8_9 | 0 | 0 | 0 | 0 | 0 | 0 | 0 | 0 | 0 | 0 | 0 | 0 | 1.1021 | 1.1021 | -0.53725 | -0.53725
Line8_8_10 | 0 | 0 | 0 | 0 | 0 | 0 | 0 | 0 | 0 | 0 | 0 | 0 | 1.1021 | 1.1021 | -0.53725 | -0.53725
Line9_3_11 | 0 | 0 | 0 | 0 | 0 | 0 | 0 | 0 | 0 | 0 | 0 | 0 | 1.1021 | 1.1021 | -0.53725 | -0.53725

## LLL_min_6
name | pf_ikss_from_ka | pf_ikss_to_ka | pf_ip_from_ka | pf_ip_to_ka | pf_skss_from_mw | pf_skss_to_mw | pf_p_from_mw | pf_p_to_mw | pf_q_from_mvar | pf_q_to_mvar | pf_ikss_from_degree | pf_ikss_to_degree | pf_vm_from_pu | pf_vm_to_pu | pf_va_from_degree | pf_va_to_degree
Line0_1_2 | 0 | 0 | 0 | 0 | 0 | 0 | 0 | 0 | 0 | 0 | 0 | 0 | 0 | 0 | 0 | 0
Line10_11_12 | 0 | 0 | 0 | 0 | 0 | 0 | 0 | 0 | 0 | 0 | 0 | 0 | 0 | 0 | 0 | 0
Line11_12_13 | 0 | 0 | 0 | 0 | 0 | 0 | 0 | 0 | 0 | 0 | 0 | 0 | 0 | 0 | 0 | 0
Line12_13_15 | 0 | 0 | 0 | 0 | 0 | 0 | 0 | 0 | 0 | 0 | 0 | 0 | 0 | 0 | 0 | 0
Line13_13_14 | 0 | 0 | 0 | 0 | 0 | 0 | 0 | 0 | 0 | 0 | 0 | 0 | 0 | 0 | 0 | 0
Line14_15_16 | 0 | 0 | 0 | 0 | 0 | 0 | 0 | 0 | 0 | 0 | 0 | 0 | 0 | 0 | 0 | 0
Line15_16_17 | 0 | 0 | 0 | 0 | 0 | 0 | 0 | 0 | 0 | 0 | 0 | 0 | 0 | 0 | 0 | 0
Line16_4_18 | 0 | 0 | 0 | 0 | 0 | 0 | 0 | 0 | 0 | 0 | 0 | 0 | 0 | 0 | 0 | 0
Line17_5_19 | 0 | 0 | 0 | 0 | 0 | 0 | 0 | 0 | 0 | 0 | 0 | 0 | 0 | 0 | 0 | 0
Line1_1_3 | 0 | 0 | 0 | 0 | 0 | 0 | 0 | 0 | 0 | 0 | 0 | 0 | 0 | 0 | 0 | 0
Line2_1_4 | 0 | 0 | 0 | 0 | 0 | 0 | 0 | 0 | 0 | 0 | 0 | 0 | 0 | 0 | 0 | 0
Line3_1_5 | 0 | 0 | 0 | 0 | 0 | 0 | 0 | 0 | 0 | 0 | 0 | 0 | 0 | 0 | 0 | 0
Line4_2_6 | 0 | 0 | 0 | 0 | 0 | 0 | 0 | 0 | 0 | 0 | 0 | 0 | 0 | 0 | 0 | 0
Line5_6_7 | 0 | 0 | 0 | 0 | 0 | 0 | 0 | 0 | 0 | 0 | 0 | 0 | 0 | 0 | 0 | 0
Line6_7_8 | 0 | 0 | 0 | 0 | 0 | 0 | 0 | 0 | 0 | 0 | 0 | 0 | 0 | 0 | 0 | 0
Line7_8_9 | 0 | 0 | 0 | 0 | 0 | 0 | 0 | 0 | 0 | 0 | 0 | 0 | 0 | 0 | 0 | 0
Line8_8_10 | 0 | 0 | 0 | 0 | 0 | 0 | 0 | 0 | 0 | 0 | 0 | 0 | 0 | 0 | 0 | 0
Line9_3_11 | 0 | 0 | 0 | 0 | 0 | 0 | 0 | 0 | 0 | 0 | 0 | 0 | 0 | 0 | 0 | 0

## LLL_min_10
name | pf_ikss_from_ka | pf_ikss_to_ka | pf_ip_from_ka | pf_ip_to_ka | pf_skss_from_mw | pf_skss_to_mw | pf_p_from_mw | pf_p_to_mw | pf_q_from_mvar | pf_q_to_mvar | pf_ikss_from_degree | pf_ikss_to_degree | pf_vm_from_pu | pf_vm_to_pu | pf_va_from_degree | pf_va_to_degree
Line0_1_2 | 0 | 0 | 0 | 0 | 0 | 0 | 0 | 0 | 0 | 0 | 0 | 0 | 0 | 0 | 0 | 0
Line10_11_12 | 0 | 0 | 0 | 0 | 0 | 0 | 0 | 0 | 0 | 0 | 0 | 0 | 0 | 0 | 0 | 0
Line11_12_13 | 0 | 0 | 0 | 0 | 0 | 0 | 0 | 0 | 0 | 0 | 0 | 0 | 0 | 0 | 0 | 0
Line12_13_15 | 0 | 0 | 0 | 0 | 0 | 0 | 0 | 0 | 0 | 0 | 0 | 0 | 0 | 0 | 0 | 0
Line13_13_14 | 0 | 0 | 0 | 0 | 0 | 0 | 0 | 0 | 0 | 0 | 0 | 0 | 0 | 0 | 0 | 0
Line14_15_16 | 0 | 0 | 0 | 0 | 0 | 0 | 0 | 0 | 0 | 0 | 0 | 0 | 0 | 0 | 0 | 0
Line15_16_17 | 0 | 0 | 0 | 0 | 0 | 0 | 0 | 0 | 0 | 0 | 0 | 0 | 0 | 0 | 0 | 0
Line16_4_18 | 0 | 0 | 0 | 0 | 0 | 0 | 0 | 0 | 0 | 0 | 0 | 0 | 0 | 0 | 0 | 0
Line17_5_19 | 0 | 0 | 0 | 0 | 0 | 0 | 0 | 0 | 0 | 0 | 0 | 0 | 0 | 0 | 0 | 0
Line1_1_3 | 0 | 0 | 0 | 0 | 0 | 0 | 0 | 0 | 0 | 0 | 0 | 0 | 0 | 0 | 0 | 0
Line2_1_4 | 0 | 0 | 0 | 0 | 0 | 0 | 0 | 0 | 0 | 0 | 0 | 0 | 0 | 0 | 0 | 0
Line3_1_5 | 0 | 0 | 0 | 0 | 0 | 0 | 0 | 0 | 0 | 0 | 0 | 0 | 0 | 0 | 0 | 0
Line4_2_6 | 0 | 0 | 0 | 0 | 0 | 0 | 0 | 0 | 0 | 0 | 0 | 0 | 0 | 0 | 0 | 0
Line5_6_7 | 0 | 0 | 0 | 0 | 0 | 0 | 0 | 0 | 0 | 0 | 0 | 0 | 0 | 0 | 0 | 0
Line6_7_8 | 0 | 0 | 0 | 0 | 0 | 0 | 0 | 0 | 0 | 0 | 0 | 0 | 0 | 0 | 0 | 0
Line7_8_9 | 0 | 0 | 0 | 0 | 0 | 0 | 0 | 0 | 0 | 0 | 0 | 0 | 0 | 0 | 0 | 0
Line8_8_10 | 0 | 0 | 0 | 0 | 0 | 0 | 0 | 0 | 0 | 0 | 0 | 0 | 0 | 0 | 0 | 0
Line9_3_11 | 0 | 0 | 0 | 0 | 0 | 0 | 0 | 0 | 0 | 0 | 0 | 0 | 0 | 0 | 0 | 0

## LLL_min_fault_6
name | pf_ikss_from_ka | pf_ikss_to_ka | pf_ip_from_ka | pf_ip_to_ka | pf_skss_from_mw | pf_skss_to_mw | pf_p_from_mw | pf_p_to_mw | pf_q_from_mvar | pf_q_to_mvar | pf_ikss_from_degree | pf_ikss_to_degree | pf_vm_from_pu | pf_vm_to_pu | pf_va_from_degree | pf_va_to_degree
Line0_1_2 | 0 | 0 | 0 | 0 | 0 | 0 | 0 | 0 | 0 | 0 | 0 | 0 | 0.98644 | 0.98644 | -0.6327 | -0.6327
Line10_11_12 | 0 | 0 | 0 | 0 | 0 | 0 | 0 | 0 | 0 | 0 | 0 | 0 | 0.98644 | 0.98644 | -0.6327 | -0.6327
Line11_12_13 | 0 | 0 | 0 | 0 | 0 | 0 | 0 | 0 | 0 | 0 | 0 | 0 | 0.98644 | 0.98644 | -0.6327 | -0.6327
Line12_13_15 | 0 | 0 | 0 | 0 | 0 | 0 | 0 | 0 | 0 | 0 | 0 | 0 | 0.98644 | 0.98644 | -0.6327 | -0.6327
Line13_13_14 | 0 | 0 | 0 | 0 | 0 | 0 | 0 | 0 | 0 | 0 | 0 | 0 | 0.98644 | 0.98644 | -0.6327 | -0.6327
Line14_15_16 | 0 | 0 | 0 | 0 | 0 | 0 | 0 | 0 | 0 | 0 | 0 | 0 | 0.98644 | 0.98644 | -0.6327 | -0.6327
Line15_16_17 | 0 | 0 | 0 | 0 | 0 | 0 | 0 | 0 | 0 | 0 | 0 | 0 | 0.98644 | 0.98644 | -0.6327 | -0.6327
Line16_4_18 | 0 | 0 | 0 | 0 | 0 | 0 | 0 | 0 | 0 | 0 | 0 | 0 | 0.98644 | 0.98644 | -0.6327 | -0.6327
Line17_5_19 | 0 | 0 | 0 | 0 | 0 | 0 | 0 | 0 | 0 | 0 | 0 | 0 | 0.98644 | 0.98644 | -0.6327 | -0.6327
Line1_1_3 | 0 | 0 | 0 | 0 | 0 | 0 | 0 | 0 | 0 | 0 | 0 | 0 | 0.98644 | 0.98644 | -0.6327 | -0.6327
Line2_1_4 | 0 | 0 | 0 | 0 | 0 | 0 | 0 | 0 | 0 | 0 | 0 | 0 | 0.98644 | 0.98644 | -0.6327 | -0.6327
Line3_1_5 | 0 | 0 | 0 | 0 | 0 | 0 | 0 | 0 | 0 | 0 | 0 | 0 | 0.98644 | 0.98644 | -0.6327 | -0.6327
Line4_2_6 | 0 | 0 | 0 | 0 | 0 | 0 | 0 | 0 | 0 | 0 | 0 | 0 | 0.98644 | 0.98644 | -0.6327 | -0.6327
Line5_6_7 | 0 | 0 | 0 | 0 | 0 | 0 | 0 | 0 | 0 | 0 | 0 | 0 | 0.98644 | 0.98644 | -0.6327 | -0.6327
Line6_7_8 | 0 | 0 | 0 | 0 | 0 | 0 | 0 | 0 | 0 | 0 | 0 | 0 | 0.98644 | 0.98644 | -0.6327 | -0.6327
Line7_8_9 | 0 | 0 | 0 | 0 | 0 | 0 | 0 | 0 | 0 | 0 | 0 | 0 | 0.98644 | 0.98644 | -0.6327 | -0.6327
Line8_8_10 | 0 | 0 | 0 | 0 | 0 | 0 | 0 | 0 | 0 | 0 | 0 | 0 | 0.98644 | 0.98644 | -0.6327 | -0.6327
Line9_3_11 | 0 | 0 | 0 | 0 | 0 | 0 | 0 | 0 | 0 | 0 | 0 | 0 | 0.98644 | 0.98644 | -0.6327 | -0.6327

## LLL_min_fault_10
name | pf_ikss_from_ka | pf_ikss_to_ka | pf_ip_from_ka | pf_ip_to_ka | pf_skss_from_mw | pf_skss_to_mw | pf_p_from_mw | pf_p_to_mw | pf_q_from_mvar | pf_q_to_mvar | pf_ikss_from_degree | pf_ikss_to_degree | pf_vm_from_pu | pf_vm_to_pu | pf_va_from_degree | pf_va_to_degree
Line0_1_2 | 0 | 0 | 0 | 0 | 0 | 0 | 0 | 0 | 0 | 0 | 0 | 0 | 0.98644 | 0.98644 | -0.6327 | -0.6327
Line10_11_12 | 0 | 0 | 0 | 0 | 0 | 0 | 0 | 0 | 0 | 0 | 0 | 0 | 0.98644 | 0.98644 | -0.6327 | -0.6327
Line11_12_13 | 0 | 0 | 0 | 0 | 0 | 0 | 0 | 0 | 0 | 0 | 0 | 0 | 0.98644 | 0.98644 | -0.6327 | -0.6327
Line12_13_15 | 0 | 0 | 0 | 0 | 0 | 0 | 0 | 0 | 0 | 0 | 0 | 0 | 0.98644 | 0.98644 | -0.6327 | -0.6327
Line13_13_14 | 0 | 0 | 0 | 0 | 0 | 0 | 0 | 0 | 0 | 0 | 0 | 0 | 0.98644 | 0.98644 | -0.6327 | -0.6327
Line14_15_16 | 0 | 0 | 0 | 0 | 0 | 0 | 0 | 0 | 0 | 0 | 0 | 0 | 0.98644 | 0.98644 | -0.6327 | -0.6327
Line15_16_17 | 0 | 0 | 0 | 0 | 0 | 0 | 0 | 0 | 0 | 0 | 0 | 0 | 0.98644 | 0.98644 | -0.6327 | -0.6327
Line16_4_18 | 0 | 0 | 0 | 0 | 0 | 0 | 0 | 0 | 0 | 0 | 0 | 0 | 0.98644 | 0.98644 | -0.6327 | -0.6327
Line17_5_19 | 0 | 0 | 0 | 0 | 0 | 0 | 0 | 0 | 0 | 0 | 0 | 0 | 0.98644 | 0.98644 | -0.6327 | -0.6327
Line1_1_3 | 0 | 0 | 0 | 0 | 0 | 0 | 0 | 0 | 0 | 0 | 0 | 0 | 0.98644 | 0.98644 | -0.6327 | -0.6327
Line2_1_4 | 0 | 0 | 0 | 0 | 0 | 0 | 0 | 0 | 0 | 0 | 0 | 0 | 0.98644 | 0.98644 | -0.6327 | -0.6327
Line3_1_5 | 0 | 0 | 0 | 0 | 0 | 0 | 0 | 0 | 0 | 0 | 0 | 0 | 0.98644 | 0.98644 | -0.6327 | -0.6327
Line4_2_6 | 0 | 0 | 0 | 0 | 0 | 0 | 0 | 0 | 0 | 0 | 0 | 0 | 0.98644 | 0.98644 | -0.6327 | -0.6327
Line5_6_7 | 0 | 0 | 0 | 0 | 0 | 0 | 0 | 0 | 0 | 0 | 0 | 0 | 0.98644 | 0.98644 | -0.6327 | -0.6327
Line6_7_8 | 0 | 0 | 0 | 0 | 0 | 0 | 0 | 0 | 0 | 0 | 0 | 0 | 0.98644 | 0.98644 | -0.6327 | -0.6327
Line7_8_9 | 0 | 0 | 0 | 0 | 0 | 0 | 0 | 0 | 0 | 0 | 0 | 0 | 0.98644 | 0.98644 | -0.6327 | -0.6327
Line8_8_10 | 0 | 0 | 0 | 0 | 0 | 0 | 0 | 0 | 0 | 0 | 0 | 0 | 0.98644 | 0.98644 | -0.6327 | -0.6327
Line9_3_11 | 0 | 0 | 0 | 0 | 0 | 0 | 0 | 0 | 0 | 0 | 0 | 0 | 0.98644 | 0.98644 | -0.6327 | -0.6327

## LL_max_6
name | pf_ikss_a_from_ka | pf_ikss_b_from_ka | pf_ikss_c_from_ka | pf_ikss_a_to_ka | pf_ikss_b_to_ka | pf_ikss_c_to_ka | pf_skss_a_from_mw | pf_skss_b_from_mw | pf_skss_c_from_mw | pf_skss_a_to_mw | pf_skss_b_to_mw | pf_skss_c_to_mw | pf_p_a_from_mw | pf_p_b_from_mw | pf_p_c_from_mw | pf_p_a_to_mw | pf_p_b_to_mw | pf_p_c_to_mw | pf_q_a_from_mvar | pf_q_b_from_mvar | pf_q_c_from_mvar | pf_q_a_to_mvar | pf_q_b_to_mvar | pf_q_c_to_mvar | pf_ikss_a_from_degree | pf_ikss_b_from_degree | pf_ikss_c_from_degree | pf_ikss_a_to_degree | pf_ikss_b_to_degree | pf_ikss_c_to_degree | pf_vm_a_from_pu | pf_vm_b_from_pu | pf_vm_c_from_pu | pf_vm_a_to_pu | pf_vm_b_to_pu | pf_vm_c_to_pu | pf_va_a_from_degree | pf_va_b_from_degree | pf_va_c_from_degree | pf_va_a_to_degree | pf_va_b_to_degree | pf_va_c_to_degree
Line0_1_2 | 0 | 0 | 0 | 0 | 0 | 0 | 0 | 0 | 0 | 0 | 0 | 0 | 3.5683e-10 | -1.744e-10 | -1.6457e-10 | -3.5683e-10 | 1.744e-10 | 1.6457e-10 | -5.6751e-12 | 1.1522e-08 | -1.1534e-08 | 5.675e-12 | -1.1522e-08 | 1.1534e-08 | 0 | 0 | 0 | 0 | 0 | 0 | 1.1146 | 0.55722 | 0.55762 | 1.1146 | 0.55722 | 0.55762 | 0.012055 | -178.7017 | 178.7268 | 0.012055 | -178.7017 | 178.7268
Line10_11_12 | 0 | 0 | 0 | 0 | 0 | 0 | 0 | 0 | 0 | 0 | 0 | 0 | 3.5683e-10 | -1.744e-10 | -1.6457e-10 | -3.5683e-10 | 1.744e-10 | 1.6457e-10 | -5.6753e-12 | 1.1522e-08 | -1.1534e-08 | 5.6753e-12 | -1.1522e-08 | 1.1534e-08 | 0 | 0 | 0 | 0 | 0 | 0 | 1.1146 | 0.55722 | 0.55762 | 1.1146 | 0.55722 | 0.55762 | 0.012055 | -178.7017 | 178.7268 | 0.012055 | -178.7017 | 178.7268
Line11_12_13 | 0 | 0 | 0 | 0 | 0 | 0 | 0 | 0 | 0 | 0 | 0 | 0 | 2.9736e-10 | -1.4533e-10 | -1.3714e-10 | -2.9736e-10 | 1.4533e-10 | 1.3714e-10 | -4.7296e-12 | 9.6019e-09 | -9.6114e-09 | 4.7294e-12 | -9.6019e-09 | 9.6114e-09 | 0 | 0 | 0 | 0 | 0 | 0 | 1.1146 | 0.55722 | 0.55762 | 1.1146 | 0.55722 | 0.55762 | 0.012055 | -178.7017 | 178.7268 | 0.012055 | -178.7017 | 178.7268
Line12_13_15 | 0 | 0 | 0 | 0 | 0 | 0 | 0 | 0 | 0 | 0 | 0 | 0 | 1.7841e-10 | -8.7198e-11 | -8.2284e-11 | -1.7841e-10 | 8.7198e-11 | 8.2283e-11 | -2.8375e-12 | 5.7611e-09 | -5.7668e-09 | 2.8375e-12 | -5.7611e-09 | 5.7668e-09 | 0 | 0 | 0 | 0 | 0 | 0 | 1.1146 | 0.55722 | 0.55762 | 1.1146 | 0.55722 | 0.55762 | 0.012055 | -178.7017 | 178.7268 | 0.012055 | -178.7017 | 178.7268
Line13_13_14 | 0 | 0 | 0 | 0 | 0 | 0 | 0 | 0 | 0 | 0 | 0 | 0 | 5.9471e-11 | -2.9066e-11 | -2.7428e-11 | -5.9471e-11 | 2.9066e-11 | 2.7427e-11 | -9.4598e-13 | 1.9204e-09 | -1.9223e-09 | 9.459e-13 | -1.9204e-09 | 1.9223e-09 | 0 | 0 | 0 | 0 | 0 | 0 | 1.1146 | 0.55722 | 0.55762 | 1.1146 | 0.55722 | 0.55762 | 0.012055 | -178.7017 | 178.7268 | 0.012055 | -178.7017 | 178.7268
Line14_15_16 | 0 | 0 | 0 | 0 | 0 | 0 | 0 | 0 | 0 | 0 | 0 | 0 | 1.1894e-10 | -5.8132e-11 | -5.4856e-11 | -1.1894e-10 | 5.8132e-11 | 5.4855e-11 | -1.8917e-12 | 3.8408e-09 | -3.8445e-09 | 1.8918e-12 | -3.8408e-09 | 3.8445e-09 | 0 | 0 | 0 | 0 | 0 | 0 | 1.1146 | 0.55722 | 0.55762 | 1.1146 | 0.55722 | 0.55762 | 0.012055 | -178.7017 | 178.7268 | 0.012055 | -178.7017 | 178.7268
Line15_16_17 | 0 | 0 | 0 | 0 | 0 | 0 | 0 | 0 | 0 | 0 | 0 | 0 | 5.9471e-11 | -2.9066e-11 | -2.7428e-11 | -5.9471e-11 | 2.9066e-11 | 2.7428e-11 | -9.4581e-13 | 1.9204e-09 | -1.9223e-09 | 9.4581e-13 | -1.9204e-09 | 1.9223e-09 | 0 | 0 | 0 | 0 | 0 | 0 | 1.1146 | 0.55722 | 0.55762 | 1.1146 | 0.55722 | 0.55762 | 0.012055 | -178.7017 | 178.7268 | 0.012055 | -178.7017 | 178.7268
Line16_4_18 | 0 | 0 | 0 | 0 | 0 | 0 | 0 | 0 | 0 | 0 | 0 | 0 | 1.1425e-10 | -3.593e-11 | -6.9052e-11 | -1.1425e-10 | 3.593e-11 | 6.9051e-11 | 1.9121e-11 | 1.9404e-09 | -1.9022e-09 | -1.9121e-11 | -1.9404e-09 | 1.9022e-09 | 0 | 0 | 0 | 0 | 0 | 0 | 1.1276 | 0.56832 | 0.56031 | 1.1276 | 0.56832 | 0.56031 | -0.24088 | -177.8372 | 177.3211 | -0.24088 | -177.8372 | 177.3211
Line17_5_19 | 0 | 0 | 0 | 0 | 0 | 0 | 0 | 0 | 0 | 0 | 0 | 0 | 5.9471e-11 | -2.9065e-11 | -2.7428e-11 | -5.9471e-11 | 2.9065e-11 | 2.7427e-11 | -9.4569e-13 | 1.9204e-09 | -1.9223e-09 | 9.4569e-13 | -1.9204e-09 | 1.9223e-09 | 0 | 0 | 0 | 0 | 0 | 0 | 1.1146 | 0.55722 | 0.55762 | 1.1146 | 0.55722 | 0.55762 | 0.012055 | -178.7017 | 178.7268 | 0.012055 | -178.7017 | 178.7268
Line1_1_3 | 0 | 0 | 0 | 0 | 0 | 0 | 0 | 0 | 0 | 0 | 0 | 0 | 4.7577e-10 | -2.3253e-10 | -2.1942e-10 | -4.7577e-10 | 2.3253e-10 | 2.1942e-10 | -7.5669e-12 | 1.5363e-08 | -1.5378e-08 | 7.5668e-12 | -1.5363e-08 | 1.5378e-08 | 0 | 0 | 0 | 0 | 0 | 0 | 1.1146 | 0.55722 | 0.55762 | 1.1146 | 0.55722 | 0.55762 | 0.012055 | -178.7017 | 178.7268 | 0.012055 | -178.7017 | 178.7268
Line2_1_4 | 0.14434 | 0.14434 | 0.14434 | 0.14434 | 0.14434 | 0.14434 | 0.033333 | 0.033333 | 0.033333 | 0.033333 | 0.033333 | 0.033333 | -0.0036889 | -0.016752 | 0.014848 | 0.0038972 | 0.016961 | -0.014639 | -0.036968 | -0.0080218 | -0.011182 | 0.037385 | 0.0084385 | 0.011599 | 95.7105 | -24.2892 | -144.2895 | -84.2895 | 155.7108 | 35.7105 | 1.1146 | 0.55722 | 0.55762 | 1.1276 | 0.56832 | 0.56031 | 0.012055 | -178.7017 | 178.7268 | -0.24088 | -177.8372 | 177.3211
Line3_1_5 | 0 | 0 | 0 | 0 | 0 | 0 | 0 | 0 | 0 | 0 | 0 | 0 | 1.1894e-10 | -5.8131e-11 | -5.4856e-11 | -1.1894e-10 | 5.8132e-11 | 5.4856e-11 | -1.8919e-12 | 3.8408e-09 | -3.8445e-09 | 1.8918e-12 | -3.8408e-09 | 3.8445e-09 | 0 | 0 | 0 | 0 | 0 | 0 | 1.1146 | 0.55722 | 0.55762 | 1.1146 | 0.55722 | 0.55762 | 0.012055 | -178.7017 | 178.7268 | 0.012055 | -178.7017 | 178.7268
Line4_2_6 | 0 | 0 | 0 | 0 | 0 | 0 | 0 | 0 | 0 | 0 | 0 | 0 | 2.9736e-10 | -1.4533e-10 | -1.3714e-10 | -2.9736e-10 | 1.4533e-10 | 1.3714e-10 | -4.7292e-12 | 9.6019e-09 | -9.6114e-09 | 4.7292e-12 | -9.6019e-09 | 9.6114e-09 | 0 | 0 | 0 | 0 | 0 | 0 | 1.1146 | 0.55722 | 0.55762 | 1.1146 | 0.55722 | 0.55762 | 0.012055 | -178.7017 | 178.7268 | 0.012055 | -178.7017 | 178.7268
Line5_6_7 | 0 | 0 | 0 | 0 | 0 | 0 | 0 | 0 | 0 | 0 | 0 | 0 | 2.3789e-10 | -1.1627e-10 | -1.0971e-10 | -2.3789e-10 | 1.1627e-10 | 1.0971e-10 | -3.7835e-12 | 7.6815e-09 | -7.6891e-09 | 3.7835e-12 | -7.6815e-09 | 7.6891e-09 | 0 | 0 | 0 | 0 | 0 | 0 | 1.1146 | 0.55722 | 0.55762 | 1.1146 | 0.55722 | 0.55762 | 0.012055 | -178.7017 | 178.7268 | 0.012055 | -178.7017 | 178.7268
Line6_7_8 | 0 | 0 | 0 | 0 | 0 | 0 | 0 | 0 | 0 | 0 | 0 | 0 | 1.7841e-10 | -8.7199e-11 | -8.2283e-11 | -1.7841e-10 | 8.7199e-11 | 8.2283e-11 | -2.8376e-12 | 5.7611e-09 | -5.7668e-09 | 2.8376e-12 | -5.7611e-09 | 5.7668e-09 | 0 | 0 | 0 | 0 | 0 | 0 | 1.1146 | 0.55722 | 0.55762 | 1.1146 | 0.55722 | 0.55762 | 0.012055 | -178.7017 | 178.7268 | 0.012055 | -178.7017 | 178.7268
Line7_8_9 | 0 | 0 | 0 | 0 | 0 | 0 | 0 | 0 | 0 | 0 | 0 | 0 | 5.9471e-11 | -2.9066e-11 | -2.7427e-11 | -5.9471e-11 | 2.9066e-11 | 2.7427e-11 | -9.4594e-13 | 1.9204e-09 | -1.9223e-09 | 9.4585e-13 | -1.9204e-09 | 1.9223e-09 | 0 | 0 | 0 | 0 | 0 | 0 | 1.1146 | 0.55722 | 0.55762 | 1.1146 | 0.55722 | 0.55762 | 0.012055 | -178.7017 | 178.7268 | 0.012055 | -178.7017 | 178.7268
Line8_8_10 | 0 | 0 | 0 | 0 | 0 | 0 | 0 | 0 | 0 | 0 | 0 | 0 | 5.9471e-11 | -2.9066e-11 | -2.7427e-11 | -5.9472e-11 | 2.9066e-11 | 2.7427e-11 | -9.4606e-13 | 1.9204e-09 | -1.9223e-09 | 9.4602e-13 | -1.9204e-09 | 1.9223e-09 | 0 | 0 | 0 | 0 | 0 | 0 | 1.1146 | 0.55722 | 0.55762 | 1.1146 | 0.55722 | 0.55762 | 0.012055 | -178.7017 | 178.7268 | 0.012055 | -178.7017 | 178.7268
Line9_3_11 | 0 | 0 | 0 | 0 | 0 | 0 | 0 | 0 | 0 | 0 | 0 | 0 | 4.163e-10 | -2.0346e-10 | -1.9199e-10 | -4.163e-10 | 2.0346e-10 | 1.9199e-10 | -6.6211e-12 | 1.3443e-08 | -1.3456e-08 | 6.6211e-12 | -1.3443e-08 | 1.3456e-08 | 0 | 0 | 0 | 0 | 0 | 0 | 1.1146 | 0.55722 | 0.55762 | 1.1146 | 0.55722 | 0.55762 | 0.012055 | -178.7017 | 178.7268 | 0.012055 | -178.7017 | 178.7268

## LL_max_10
name | pf_ikss_a_from_ka | pf_ikss_b_from_ka | pf_ikss_c_from_ka | pf_ikss_a_to_ka | pf_ikss_b_to_ka | pf_ikss_c_to_ka | pf_skss_a_from_mw | pf_skss_b_from_mw | pf_skss_c_from_mw | pf_skss_a_to_mw | pf_skss_b_to_mw | pf_skss_c_to_mw | pf_p_a_from_mw | pf_p_b_from_mw | pf_p_c_from_mw | pf_p_a_to_mw | pf_p_b_to_mw | pf_p_c_to_mw | pf_q_a_from_mvar | pf_q_b_from_mvar | pf_q_c_from_mvar | pf_q_a_to_mvar | pf_q_b_to_mvar | pf_q_c_to_mvar | pf_ikss_a_from_degree | pf_ikss_b_from_degree | pf_ikss_c_from_degree | pf_ikss_a_to_degree | pf_ikss_b_to_degree | pf_ikss_c_to_degree | pf_vm_a_from_pu | pf_vm_b_from_pu | pf_vm_c_from_pu | pf_vm_a_to_pu | pf_vm_b_to_pu | pf_vm_c_to_pu | pf_va_a_from_degree | pf_va_b_from_degree | pf_va_c_from_degree | pf_va_a_to_degree | pf_va_b_to_degree | pf_va_c_to_degree
Line0_1_2 | 0 | 0 | 0 | 0 | 0 | 0 | 0 | 0 | 0 | 0 | 0 | 0 | 3.7392e-10 | -1.825e-10 | -1.722e-10 | -3.7392e-10 | 1.825e-10 | 1.722e-10 | -5.9456e-12 | 1.1522e-08 | -1.1534e-08 | 5.9455e-12 | -1.1522e-08 | 1.1534e-08 | 0 | 0 | 0 | 0 | 0 | 0 | 1.1152 | 0.55756 | 0.55798 | 1.1152 | 0.55756 | 0.55798 | 0.012622 | -178.6408 | 178.667 | 0.012622 | -178.6408 | 178.667
Line10_11_12 | 0 | 0 | 0 | 0 | 0 | 0 | 0 | 0 | 0 | 0 | 0 | 0 | 3.7392e-10 | -1.825e-10 | -1.7221e-10 | -3.7392e-10 | 1.825e-10 | 1.722e-10 | -5.9456e-12 | 1.1522e-08 | -1.1534e-08 | 5.9456e-12 | -1.1522e-08 | 1.1534e-08 | 0 | 0 | 0 | 0 | 0 | 0 | 1.1152 | 0.55756 | 0.55798 | 1.1152 | 0.55756 | 0.55798 | 0.012622 | -178.6408 | 178.667 | 0.012622 | -178.6408 | 178.667
Line11_12_13 | 0 | 0 | 0 | 0 | 0 | 0 | 0 | 0 | 0 | 0 | 0 | 0 | 3.116e-10 | -1.5209e-10 | -1.435e-10 | -3.116e-10 | 1.5209e-10 | 1.435e-10 | -4.9546e-12 | 9.6017e-09 | -9.6116e-09 | 4.9547e-12 | -9.6017e-09 | 9.6116e-09 | 0 | 0 | 0 | 0 | 0 | 0 | 1.1152 | 0.55756 | 0.55798 | 1.1152 | 0.55756 | 0.55798 | 0.012622 | -178.6408 | 178.667 | 0.012622 | -178.6408 | 178.667
Line12_13_15 | 0 | 0 | 0 | 0 | 0 | 0 | 0 | 0 | 0 | 0 | 0 | 0 | 1.8696e-10 | -9.1252e-11 | -8.6103e-11 | -1.8696e-10 | 9.1252e-11 | 8.6103e-11 | -2.9726e-12 | 5.761e-09 | -5.7669e-09 | 2.9727e-12 | -5.761e-09 | 5.7669e-09 | 0 | 0 | 0 | 0 | 0 | 0 | 1.1152 | 0.55756 | 0.55798 | 1.1152 | 0.55756 | 0.55798 | 0.012622 | -178.6408 | 178.667 | 0.012622 | -178.6408 | 178.667
Line13_13_14 | 0 | 0 | 0 | 0 | 0 | 0 | 0 | 0 | 0 | 0 | 0 | 0 | 6.232e-11 | -3.0418e-11 | -2.8701e-11 | -6.232e-11 | 3.0418e-11 | 2.87e-11 | -9.9088e-13 | 1.9203e-09 | -1.9223e-09 | 9.9096e-13 | -1.9203e-09 | 1.9223e-09 | 0 | 0 | 0 | 0 | 0 | 0 | 1.1152 | 0.55756 | 0.55798 | 1.1152 | 0.55756 | 0.55798 | 0.012622 | -178.6408 | 178.667 | 0.012622 | -178.6408 | 178.667
Line14_15_16 | 0 | 0 | 0 | 0 | 0 | 0 | 0 | 0 | 0 | 0 | 0 | 0 | 1.2464e-10 | -6.0835e-11 | -5.7402e-11 | -1.2464e-10 | 6.0835e-11 | 5.7402e-11 | -1.9817e-12 | 3.8407e-09 | -3.8446e-09 | 1.9818e-12 | -3.8407e-09 | 3.8446e-09 | 0 | 0 | 0 | 0 | 0 | 0 | 1.1152 | 0.55756 | 0.55798 | 1.1152 | 0.55756 | 0.55798 | 0.012622 | -178.6408 | 178.667 | 0.012622 | -178.6408 | 178.667
Line15_16_17 | 0 | 0 | 0 | 0 | 0 | 0 | 0 | 0 | 0 | 0 | 0 | 0 | 6.232e-11 | -3.0417e-11 | -2.8701e-11 | -6.232e-11 | 3.0418e-11 | 2.8701e-11 | -9.9088e-13 | 1.9203e-09 | -1.9223e-09 | 9.9092e-13 | -1.9203e-09 | 1.9223e-09 | 0 | 0 | 0 | 0 | 0 | 0 | 1.1152 | 0.55756 | 0.55798 | 1.1152 | 0.55756 | 0.55798 | 0.012622 | -178.6408 | 178.667 | 0.012622 | -178.6408 | 178.667
Line16_4_18 | 0 | 0 | 0 | 0 | 0 | 0 | 0 | 0 | 0 | 0 | 0 | 0 | 1.1716e-10 | -3.7216e-11 | -7.026e-11 | -1.1716e-10 | 3.7216e-11 | 7.0259e-11 | 1.9076e-11 | 1.9404e-09 | -1.9022e-09 | -1.9076e-11 | -1.9404e-09 | 1.9022e-09 | 0 | 0 | 0 | 0 | 0 | 0 | 1.1283 | 0.56867 | 0.56069 | 1.1283 | 0.56867 | 0.56069 | -0.24017 | -177.778 | 177.2626 | -0.24017 | -177.778 | 177.2626
Line17_5_19 | 0 | 0 | 0 | 0 | 0 | 0 | 0 | 0 | 0 | 0 | 0 | 0 | 6.232e-11 | -3.0417e-11 | -2.8702e-11 | -6.232e-11 | 3.0417e-11 | 2.8701e-11 | -9.9117e-13 | 1.9203e-09 | -1.9223e-09 | 9.9117e-13 | -1.9203e-09 | 1.9223e-09 | 0 | 0 | 0 | 0 | 0 | 0 | 1.1152 | 0.55756 | 0.55798 | 1.1152 | 0.55756 | 0.55798 | 0.012622 | -178.6408 | 178.667 | 0.012622 | -178.6408 | 178.667
Line1_1_3 | 0 | 0 | 0 | 0 | 0 | 0 | 0 | 0 | 0 | 0 | 0 | 0 | 4.9856e-10 | -2.4334e-10 | -2.2961e-10 | -4.9856e-10 | 2.4334e-10 | 2.2961e-10 | -7.9271e-12 | 1.5363e-08 | -1.5379e-08 | 7.927e-12 | -1.5363e-08 | 1.5379e-08 | 0 | 0 | 0 | 0 | 0 | 0 | 1.1152 | 0.55756 | 0.55798 | 1.1152 | 0.55756 | 0.55798 | 0.012622 | -178.6408 | 178.667 | 0.012622 | -178.6408 | 178.667
Line2_1_4 | 0.14434 | 0.14434 | 0.14434 | 0.14434 | 0.14434 | 0.14434 | 0.033333 | 0.033333 | 0.033333 | 0.033333 | 0.033333 | 0.033333 | -0.0036908 | -0.016754 | 0.014846 | 0.0038991 | 0.016963 | -0.014637 | -0.036991 | -0.0080447 | -0.011205 | 0.037408 | 0.0084613 | 0.011621 | 95.7105 | -24.2892 | -144.2895 | -84.2895 | 155.7108 | 35.7105 | 1.1152 | 0.55756 | 0.55798 | 1.1283 | 0.56867 | 0.56069 | 0.012622 | -178.6408 | 178.667 | -0.24017 | -177.778 | 177.2626
Line3_1_5 | 0 | 0 | 0 | 0 | 0 | 0 | 0 | 0 | 0 | 0 | 0 | 0 | 1.2464e-10 | -6.0833e-11 | -5.7402e-11 | -1.2464e-10 | 6.0834e-11 | 5.7402e-11 | -1.9818e-12 | 3.8407e-09 | -3.8446e-09 | 1.9818e-12 | -3.8407e-09 | 3.8446e-09 | 0 | 0 | 0 | 0 | 0 | 0 | 1.1152 | 0.55756 | 0.55798 | 1.1152 | 0.55756 | 0.55798 | 0.012622 | -178.6408 | 178.667 | 0.012622 | -178.6408 | 178.667
Line4_2_6 | 0 | 0 | 0 | 0 | 0 | 0 | 0 | 0 | 0 | 0 | 0 | 0 | 3.116e-10 | -1.5209e-10 | -1.435e-10 | -3.116e-10 | 1.5209e-10 | 1.435e-10 | -4.9547e-12 | 9.6017e-09 | -9.6116e-09 | 4.9547e-12 | -9.6017e-09 | 9.6116e-09 | 0 | 0 | 0 | 0 | 0 | 0 | 1.1152 | 0.55756 | 0.55798 | 1.1152 | 0.55756 | 0.55798 | 0.012622 | -178.6408 | 178.667 | 0.012622 | -178.6408 | 178.667
Line5_6_7 | 0 | 0 | 0 | 0 | 0 | 0 | 0 | 0 | 0 | 0 | 0 | 0 | 2.4928e-10 | -1.2167e-10 | -1.148e-10 | -2.4928e-10 | 1.2167e-10 | 1.148e-10 | -3.9636e-12 | 7.6813e-09 | -7.6893e-09 | 3.9636e-12 | -7.6813e-09 | 7.6893e-09 | 0 | 0 | 0 | 0 | 0 | 0 | 1.1152 | 0.55756 | 0.55798 | 1.1152 | 0.55756 | 0.55798 | 0.012622 | -178.6408 | 178.667 | 0.012622 | -178.6408 | 178.667
Line6_7_8 | 0 | 0 | 0 | 0 | 0 | 0 | 0 | 0 | 0 | 0 | 0 | 0 | 1.8696e-10 | -9.1253e-11 | -8.6102e-11 | -1.8696e-10 | 9.1253e-11 | 8.6102e-11 | -2.9728e-12 | 5.761e-09 | -5.7669e-09 | 2.9728e-12 | -5.761e-09 | 5.7669e-09 | 0 | 0 | 0 | 0 | 0 | 0 | 1.1152 | 0.55756 | 0.55798 | 1.1152 | 0.55756 | 0.55798 | 0.012622 | -178.6408 | 178.667 | 0.012622 | -178.6408 | 178.667
Line7_8_9 | 0 | 0 | 0 | 0 | 0 | 0 | 0 | 0 | 0 | 0 | 0 | 0 | 6.2321e-11 | -3.0418e-11 | -2.8701e-11 | -6.232e-11 | 3.0418e-11 | 2.8701e-11 | -9.9113e-13 | 1.9203e-09 | -1.9223e-09 | 9.9108e-13 | -1.9203e-09 | 1.9223e-09 | 0 | 0 | 0 | 0 | 0 | 0 | 1.1152 | 0.55756 | 0.55798 | 1.1152 | 0.55756 | 0.55798 | 0.012622 | -178.6408 | 178.667 | 0.012622 | -178.6408 | 178.667
Line8_8_10 | 0 | 0 | 0 | 0 | 0 | 0 | 0 | 0 | 0 | 0 | 0 | 0 | 6.232e-11 | -3.0417e-11 | -2.8701e-11 | -6.232e-11 | 3.0417e-11 | 2.8701e-11 | -9.9113e-13 | 1.9203e-09 | -1.9223e-09 | 9.9108e-13 | -1.9203e-09 | 1.9223e-09 | 0 | 0 | 0 | 0 | 0 | 0 | 1.1152 | 0.55756 | 0.55798 | 1.1152 | 0.55756 | 0.55798 | 0.012622 | -178.6408 | 178.667 | 0.012622 | -178.6408 | 178.667
Line9_3_11 | 0 | 0 | 0 | 0 | 0 | 0 | 0 | 0 | 0 | 0 | 0 | 0 | 4.3624e-10 | -2.1292e-10 | -2.0091e-10 | -4.3624e-10 | 2.1292e-10 | 2.0091e-10 | -6.9364e-12 | 1.3442e-08 | -1.3456e-08 | 6.9363e-12 | -1.3442e-08 | 1.3456e-08 | 0 | 0 | 0 | 0 | 0 | 0 | 1.1152 | 0.55756 | 0.55798 | 1.1152 | 0.55756 | 0.55798 | 0.012622 | -178.6408 | 178.667 | 0.012622 | -178.6408 | 178.667

## LL_max_fault_6
name | pf_ikss_a_from_ka | pf_ikss_b_from_ka | pf_ikss_c_from_ka | pf_ikss_a_to_ka | pf_ikss_b_to_ka | pf_ikss_c_to_ka | pf_skss_a_from_mw | pf_skss_b_from_mw | pf_skss_c_from_mw | pf_skss_a_to_mw | pf_skss_b_to_mw | pf_skss_c_to_mw | pf_p_a_from_mw | pf_p_b_from_mw | pf_p_c_from_mw | pf_p_a_to_mw | pf_p_b_to_mw | pf_p_c_to_mw | pf_q_a_from_mvar | pf_q_b_from_mvar | pf_q_c_from_mvar | pf_q_a_to_mvar | pf_q_b_to_mvar | pf_q_c_to_mvar | pf_ikss_a_from_degree | pf_ikss_b_from_degree | pf_ikss_c_from_degree | pf_ikss_a_to_degree | pf_ikss_b_to_degree | pf_ikss_c_to_degree | pf_vm_a_from_pu | pf_vm_b_from_pu | pf_vm_c_from_pu | pf_vm_a_to_pu | pf_vm_b_to_pu | pf_vm_c_to_pu | pf_va_a_from_degree | pf_va_b_from_degree | pf_va_c_from_degree | pf_va_a_to_degree | pf_va_b_to_degree | pf_va_c_to_degree
Line0_1_2 | 0 | 0 | 0 | 0 | 0 | 0 | 0 | 0 | 0 | 0 | 0 | 0 | 3.5683e-10 | 1.0786e-10 | -3.3633e-10 | -3.5683e-10 | -1.0786e-10 | 3.3633e-10 | -5.6759e-12 | 6.4452e-10 | 9.4058e-11 | 5.6759e-12 | -6.4452e-10 | -9.4058e-11 | 0 | 0 | 0 | 0 | 0 | 0 | 1.1146 | 1.1041 | 1.0859 | 1.1146 | 1.1041 | 1.0859 | 0.012057 | -121.3822 | 119.7949 | 0.012057 | -121.3822 | 119.7949
Line10_11_12 | 0 | 0 | 0 | 0 | 0 | 0 | 0 | 0 | 0 | 0 | 0 | 0 | 3.5683e-10 | 1.0786e-10 | -3.3633e-10 | -3.5683e-10 | -1.0786e-10 | 3.3633e-10 | -5.6759e-12 | 6.4452e-10 | 9.4058e-11 | 5.6759e-12 | -6.4452e-10 | -9.4058e-11 | 0 | 0 | 0 | 0 | 0 | 0 | 1.1146 | 1.1041 | 1.0859 | 1.1146 | 1.1041 | 1.0859 | 0.012057 | -121.3822 | 119.7949 | 0.012057 | -121.3822 | 119.7949
Line11_12_13 | 0 | 0 | 0 | 0 | 0 | 0 | 0 | 0 | 0 | 0 | 0 | 0 | 2.9736e-10 | 8.9887e-11 | -2.8027e-10 | -2.9736e-10 | -8.9887e-11 | 2.8027e-10 | -4.73e-12 | 5.371e-10 | 7.8382e-11 | 4.73e-12 | -5.371e-10 | -7.8382e-11 | 0 | 0 | 0 | 0 | 0 | 0 | 1.1146 | 1.1041 | 1.0859 | 1.1146 | 1.1041 | 1.0859 | 0.012057 | -121.3822 | 119.7949 | 0.012057 | -121.3822 | 119.7949
Line12_13_15 | 0 | 0 | 0 | 0 | 0 | 0 | 0 | 0 | 0 | 0 | 0 | 0 | 1.7841e-10 | 5.3932e-11 | -1.6816e-10 | -1.7841e-10 | -5.3932e-11 | 1.6816e-10 | -2.838e-12 | 3.2226e-10 | 4.7029e-11 | 2.838e-12 | -3.2226e-10 | -4.7029e-11 | 0 | 0 | 0 | 0 | 0 | 0 | 1.1146 | 1.1041 | 1.0859 | 1.1146 | 1.1041 | 1.0859 | 0.012057 | -121.3822 | 119.7949 | 0.012057 | -121.3822 | 119.7949
Line13_13_14 | 0 | 0 | 0 | 0 | 0 | 0 | 0 | 0 | 0 | 0 | 0 | 0 | 5.9471e-11 | 1.7977e-11 | -5.6055e-11 | -5.9471e-11 | -1.7977e-11 | 5.6055e-11 | -9.46e-13 | 1.0742e-10 | 1.5676e-11 | 9.4598e-13 | -1.0742e-10 | -1.5676e-11 | 0 | 0 | 0 | 0 | 0 | 0 | 1.1146 | 1.1041 | 1.0859 | 1.1146 | 1.1041 | 1.0859 | 0.012057 | -121.3822 | 119.7949 | 0.012057 | -121.3822 | 119.7949
Line14_15_16 | 0 | 0 | 0 | 0 | 0 | 0 | 0 | 0 | 0 | 0 | 0 | 0 | 1.1894e-10 | 3.5955e-11 | -1.1211e-10 | -1.1894e-10 | -3.5955e-11 | 1.1211e-10 | -1.892e-12 | 2.1484e-10 | 3.1353e-11 | 1.892e-12 | -2.1484e-10 | -3.1353e-11 | 0 | 0 | 0 | 0 | 0 | 0 | 1.1146 | 1.1041 | 1.0859 | 1.1146 | 1.1041 | 1.0859 | 0.012057 | -121.3822 | 119.7949 | 0.012057 | -121.3822 | 119.7949
Line15_16_17 | 0 | 0 | 0 | 0 | 0 | 0 | 0 | 0 | 0 | 0 | 0 | 0 | 5.9471e-11 | 1.7977e-11 | -5.6055e-11 | -5.9471e-11 | -1.7977e-11 | 5.6055e-11 | -9.4601e-13 | 1.0742e-10 | 1.5676e-11 | 9.46e-13 | -1.0742e-10 | -1.5676e-11 | 0 | 0 | 0 | 0 | 0 | 0 | 1.1146 | 1.1041 | 1.0859 | 1.1146 | 1.1041 | 1.0859 | 0.012057 | -121.3822 | 119.7949 | 0.012057 | -121.3822 | 119.7949
Line16_4_18 | 0 | 0 | 0 | 0 | 0 | 0 | 0 | 0 | 0 | 0 | 0 | 0 | 1.1425e-10 | 7.2704e-11 | -3.8714e-12 | -1.1425e-10 | -7.2704e-11 | 3.8714e-12 | 1.9121e-11 | 1.2749e-10 | 3.5743e-11 | -1.9121e-11 | -1.2749e-10 | -3.5743e-11 | 0 | 0 | 0 | 0 | 0 | 0 | 1.1276 | 1.1173 | 1.099 | 1.1276 | 1.1173 | 1.099 | -0.24088 | -121.6211 | 119.538 | -0.24088 | -121.6211 | 119.538
Line17_5_19 | 0 | 0 | 0 | 0 | 0 | 0 | 0 | 0 | 0 | 0 | 0 | 0 | 5.9471e-11 | 1.7977e-11 | -5.6055e-11 | -5.9471e-11 | -1.7977e-11 | 5.6055e-11 | -9.46e-13 | 1.0742e-10 | 1.5676e-11 | 9.46e-13 | -1.0742e-10 | -1.5676e-11 | 0 | 0 | 0 | 0 | 0 | 0 | 1.1146 | 1.1041 | 1.0859 | 1.1146 | 1.1041 | 1.0859 | 0.012057 | -121.3822 | 119.7949 | 0.012057 | -121.3822 | 119.7949
Line1_1_3 | 0 | 0 | 0 | 0 | 0 | 0 | 0 | 0 | 0 | 0 | 0 | 0 | 4.7577e-10 | 1.4382e-10 | -4.4844e-10 | -4.7577e-10 | -1.4382e-10 | 4.4844e-10 | -7.5679e-12 | 8.5936e-10 | 1.2541e-10 | 7.5679e-12 | -8.5936e-10 | -1.2541e-10 | 0 | 0 | 0 | 0 | 0 | 0 | 1.1146 | 1.1041 | 1.0859 | 1.1146 | 1.1041 | 1.0859 | 0.012057 | -121.3822 | 119.7949 | 0.012057 | -121.3822 | 119.7949
Line2_1_4 | 0.14434 | 0.14434 | 0.14434 | 0.14434 | 0.14434 | 0.14434 | 0.033333 | 0.033333 | 0.033333 | 0.033333 | 0.033333 | 0.033333 | -0.003689 | -0.0045444 | -0.0037306 | 0.0038973 | 0.0047528 | 0.003939 | -0.036968 | -0.036522 | -0.036004 | 0.037385 | 0.036939 | 0.036421 | 95.7106 | -24.2894 | -144.2894 | -84.2894 | 155.7106 | 35.7106 | 1.1146 | 1.1041 | 1.0859 | 1.1276 | 1.1173 | 1.099 | 0.012057 | -121.3822 | 119.7949 | -0.24088 | -121.6211 | 119.538
Line3_1_5 | 0 | 0 | 0 | 0 | 0 | 0 | 0 | 0 | 0 | 0 | 0 | 0 | 1.1894e-10 | 3.5955e-11 | -1.1211e-10 | -1.1894e-10 | -3.5955e-11 | 1.1211e-10 | -1.892e-12 | 2.1484e-10 | 3.1353e-11 | 1.892e-12 | -2.1484e-10 | -3.1353e-11 | 0 | 0 | 0 | 0 | 0 | 0 | 1.1146 | 1.1041 | 1.0859 | 1.1146 | 1.1041 | 1.0859 | 0.012057 | -121.3822 | 119.7949 | 0.012057 | -121.3822 | 119.7949
Line4_2_6 | 0 | 0 | 0 | 0 | 0 | 0 | 0 | 0 | 0 | 0 | 0 | 0 | 2.9736e-10 | 8.9887e-11 | -2.8027e-10 | -2.9736e-10 | -8.9887e-11 | 2.8027e-10 | -4.7299e-12 | 5.371e-10 | 7.8382e-11 | 4.7299e-12 | -5.371e-10 | -7.8382e-11 | 0 | 0 | 0 | 0 | 0 | 0 | 1.1146 | 1.1041 | 1.0859 | 1.1146 | 1.1041 | 1.0859 | 0.012057 | -121.3822 | 119.7949 | 0.012057 | -121.3822 | 119.7949
Line5_6_7 | 0 | 0 | 0 | 0 | 0 | 0 | 0 | 0 | 0 | 0 | 0 | 0 | 2.3789e-10 | 7.191e-11 | -2.2422e-10 | -2.3789e-10 | -7.191e-11 | 2.2422e-10 | -3.7839e-12 | 4.2968e-10 | 6.2705e-11 | 3.7839e-12 | -4.2968e-10 | -6.2705e-11 | 0 | 0 | 0 | 0 | 0 | 0 | 1.1146 | 1.1041 | 1.0859 | 1.1146 | 1.1041 | 1.0859 | 0.012057 | -121.3822 | 119.7949 | 0.012057 | -121.3822 | 119.7949
Line6_7_8 | 0 | 0 | 0 | 0 | 0 | 0 | 0 | 0 | 0 | 0 | 0 | 0 | 1.7841e-10 | 5.3932e-11 | -1.6816e-10 | -1.7841e-10 | -5.3932e-11 | 1.6816e-10 | -2.838e-12 | 3.2226e-10 | 4.7029e-11 | 2.838e-12 | -3.2226e-10 | -4.7029e-11 | 0 | 0 | 0 | 0 | 0 | 0 | 1.1146 | 1.1041 | 1.0859 | 1.1146 | 1.1041 | 1.0859 | 0.012057 | -121.3822 | 119.7949 | 0.012057 | -121.3822 | 119.7949
Line7_8_9 | 0 | 0 | 0 | 0 | 0 | 0 | 0 | 0 | 0 | 0 | 0 | 0 | 5.9471e-11 | 1.7977e-11 | -5.6055e-11 | -5.9471e-11 | -1.7977e-11 | 5.6055e-11 | -9.46e-13 | 1.0742e-10 | 1.5676e-11 | 9.46e-13 | -1.0742e-10 | -1.5676e-11 | 0 | 0 | 0 | 0 | 0 | 0 | 1.1146 | 1.1041 | 1.0859 | 1.1146 | 1.1041 | 1.0859 | 0.012057 | -121.3822 | 119.7949 | 0.012057 | -121.3822 | 119.7949
Line8_8_10 | 0 | 0 | 0 | 0 | 0 | 0 | 0 | 0 | 0 | 0 | 0 | 0 | 5.9471e-11 | 1.7977e-11 | -5.6055e-11 | -5.9471e-11 | -1.7977e-11 | 5.6055e-11 | -9.4601e-13 | 1.0742e-10 | 1.5676e-11 | 9.46e-13 | -1.0742e-10 | -1.5676e-11 | 0 | 0 | 0 | 0 | 0 | 0 | 1.1146 | 1.1041 | 1.0859 | 1.1146 | 1.1041 | 1.0859 | 0.012057 | -121.3822 | 119.7949 | 0.012057 | -121.3822 | 119.7949
Line9_3_11 | 0 | 0 | 0 | 0 | 0 | 0 | 0 | 0 | 0 | 0 | 0 | 0 | 4.163e-10 | 1.2584e-10 | -3.9238e-10 | -4.163e-10 | -1.2584e-10 | 3.9238e-10 | -6.6219e-12 | 7.5194e-10 | 1.0973e-10 | 6.6219e-12 | -7.5194e-10 | -1.0973e-10 | 0 | 0 | 0 | 0 | 0 | 0 | 1.1146 | 1.1041 | 1.0859 | 1.1146 | 1.1041 | 1.0859 | 0.012057 | -121.3822 | 119.7949 | 0.012057 | -121.3822 | 119.7949

## LL_max_fault_10
name | pf_ikss_a_from_ka | pf_ikss_b_from_ka | pf_ikss_c_from_ka | pf_ikss_a_to_ka | pf_ikss_b_to_ka | pf_ikss_c_to_ka | pf_skss_a_from_mw | pf_skss_b_from_mw | pf_skss_c_from_mw | pf_skss_a_to_mw | pf_skss_b_to_mw | pf_skss_c_to_mw | pf_p_a_from_mw | pf_p_b_from_mw | pf_p_c_from_mw | pf_p_a_to_mw | pf_p_b_to_mw | pf_p_c_to_mw | pf_q_a_from_mvar | pf_q_b_from_mvar | pf_q_c_from_mvar | pf_q_a_to_mvar | pf_q_b_to_mvar | pf_q_c_to_mvar | pf_ikss_a_from_degree | pf_ikss_b_from_degree | pf_ikss_c_from_degree | pf_ikss_a_to_degree | pf_ikss_b_to_degree | pf_ikss_c_to_degree | pf_vm_a_from_pu | pf_vm_b_from_pu | pf_vm_c_from_pu | pf_vm_a_to_pu | pf_vm_b_to_pu | pf_vm_c_to_pu | pf_va_a_from_degree | pf_va_b_from_degree | pf_va_c_from_degree | pf_va_a_to_degree | pf_va_b_to_degree | pf_va_c_to_degree
Line0_1_2 | 0 | 0 | 0 | 0 | 0 | 0 | 0 | 0 | 0 | 0 | 0 | 0 | 3.7392e-10 | 1.2462e-10 | -3.201e-10 | -3.7392e-10 | -1.2462e-10 | 3.201e-10 | -5.9462e-12 | 6.4425e-10 | 9.3788e-11 | 5.9462e-12 | -6.4425e-10 | -9.3788e-11 | 0 | 0 | 0 | 0 | 0 | 0 | 1.1152 | 1.1048 | 1.0866 | 1.1152 | 1.1048 | 1.0866 | 0.012623 | -121.3807 | 119.7956 | 0.012623 | -121.3807 | 119.7956
Line10_11_12 | 0 | 0 | 0 | 0 | 0 | 0 | 0 | 0 | 0 | 0 | 0 | 0 | 3.7392e-10 | 1.2462e-10 | -3.201e-10 | -3.7392e-10 | -1.2462e-10 | 3.201e-10 | -5.9462e-12 | 6.4425e-10 | 9.3788e-11 | 5.9462e-12 | -6.4425e-10 | -9.3788e-11 | 0 | 0 | 0 | 0 | 0 | 0 | 1.1152 | 1.1048 | 1.0866 | 1.1152 | 1.1048 | 1.0866 | 0.012623 | -121.3807 | 119.7956 | 0.012623 | -121.3807 | 119.7956
Line11_12_13 | 0 | 0 | 0 | 0 | 0 | 0 | 0 | 0 | 0 | 0 | 0 | 0 | 3.116e-10 | 1.0385e-10 | -2.6675e-10 | -3.116e-10 | -1.0385e-10 | 2.6675e-10 | -4.9552e-12 | 5.3687e-10 | 7.8156e-11 | 4.9552e-12 | -5.3687e-10 | -7.8156e-11 | 0 | 0 | 0 | 0 | 0 | 0 | 1.1152 | 1.1048 | 1.0866 | 1.1152 | 1.1048 | 1.0866 | 0.012623 | -121.3807 | 119.7956 | 0.012623 | -121.3807 | 119.7956
Line12_13_15 | 0 | 0 | 0 | 0 | 0 | 0 | 0 | 0 | 0 | 0 | 0 | 0 | 1.8696e-10 | 6.231e-11 | -1.6005e-10 | -1.8696e-10 | -6.231e-11 | 1.6005e-10 | -2.9731e-12 | 3.2212e-10 | 4.6894e-11 | 2.9731e-12 | -3.2212e-10 | -4.6894e-11 | 0 | 0 | 0 | 0 | 0 | 0 | 1.1152 | 1.1048 | 1.0866 | 1.1152 | 1.1048 | 1.0866 | 0.012623 | -121.3807 | 119.7956 | 0.012623 | -121.3807 | 119.7956
Line13_13_14 | 0 | 0 | 0 | 0 | 0 | 0 | 0 | 0 | 0 | 0 | 0 | 0 | 6.232e-11 | 2.077e-11 | -5.335e-11 | -6.232e-11 | -2.077e-11 | 5.335e-11 | -9.9104e-13 | 1.0737e-10 | 1.5631e-11 | 9.9103e-13 | -1.0737e-10 | -1.5631e-11 | 0 | 0 | 0 | 0 | 0 | 0 | 1.1152 | 1.1048 | 1.0866 | 1.1152 | 1.1048 | 1.0866 | 0.012623 | -121.3807 | 119.7956 | 0.012623 | -121.3807 | 119.7956
Line14_15_16 | 0 | 0 | 0 | 0 | 0 | 0 | 0 | 0 | 0 | 0 | 0 | 0 | 1.2464e-10 | 4.154e-11 | -1.067e-10 | -1.2464e-10 | -4.154e-11 | 1.067e-10 | -1.9821e-12 | 2.1475e-10 | 3.1263e-11 | 1.9821e-12 | -2.1475e-10 | -3.1263e-11 | 0 | 0 | 0 | 0 | 0 | 0 | 1.1152 | 1.1048 | 1.0866 | 1.1152 | 1.1048 | 1.0866 | 0.012623 | -121.3807 | 119.7956 | 0.012623 | -121.3807 | 119.7956
Line15_16_17 | 0 | 0 | 0 | 0 | 0 | 0 | 0 | 0 | 0 | 0 | 0 | 0 | 6.232e-11 | 2.077e-11 | -5.335e-11 | -6.232e-11 | -2.077e-11 | 5.335e-11 | -9.9107e-13 | 1.0737e-10 | 1.5631e-11 | 9.9106e-13 | -1.0737e-10 | -1.5631e-11 | 0 | 0 | 0 | 0 | 0 | 0 | 1.1152 | 1.1048 | 1.0866 | 1.1152 | 1.1048 | 1.0866 | 0.012623 | -121.3807 | 119.7956 | 0.012623 | -121.3807 | 119.7956
Line16_4_18 | 0 | 0 | 0 | 0 | 0 | 0 | 0 | 0 | 0 | 0 | 0 | 0 | 1.1716e-10 | 7.5562e-11 | -1.1018e-12 | -1.1716e-10 | -7.5562e-11 | 1.1018e-12 | 1.9076e-11 | 1.2744e-10 | 3.5698e-11 | -1.9076e-11 | -1.2744e-10 | -3.5698e-11 | 0 | 0 | 0 | 0 | 0 | 0 | 1.1283 | 1.118 | 1.0997 | 1.1283 | 1.118 | 1.0997 | -0.24016 | -121.6195 | 119.5389 | -0.24016 | -121.6195 | 119.5389
Line17_5_19 | 0 | 0 | 0 | 0 | 0 | 0 | 0 | 0 | 0 | 0 | 0 | 0 | 6.232e-11 | 2.077e-11 | -5.335e-11 | -6.232e-11 | -2.077e-11 | 5.335e-11 | -9.9107e-13 | 1.0737e-10 | 1.5631e-11 | 9.9104e-13 | -1.0737e-10 | -1.5631e-11 | 0 | 0 | 0 | 0 | 0 | 0 | 1.1152 | 1.1048 | 1.0866 | 1.1152 | 1.1048 | 1.0866 | 0.012623 | -121.3807 | 119.7956 | 0.012623 | -121.3807 | 119.7956
Line1_1_3 | 0 | 0 | 0 | 0 | 0 | 0 | 0 | 0 | 0 | 0 | 0 | 0 | 4.9856e-10 | 1.6616e-10 | -4.268e-10 | -4.9856e-10 | -1.6616e-10 | 4.268e-10 | -7.9283e-12 | 8.59e-10 | 1.2505e-10 | 7.9283e-12 | -8.59e-10 | -1.2505e-10 | 0 | 0 | 0 | 0 | 0 | 0 | 1.1152 | 1.1048 | 1.0866 | 1.1152 | 1.1048 | 1.0866 | 0.012623 | -121.3807 | 119.7956 | 0.012623 | -121.3807 | 119.7956
Line2_1_4 | 0.14434 | 0.14434 | 0.14434 | 0.14434 | 0.14434 | 0.14434 | 0.033333 | 0.033333 | 0.033333 | 0.033333 | 0.033333 | 0.033333 | -0.0036909 | -0.0045463 | -0.0037326 | 0.0038992 | 0.0047547 | 0.0039409 | -0.036991 | -0.036545 | -0.036027 | 0.037408 | 0.036962 | 0.036444 | 95.7106 | -24.2894 | -144.2894 | -84.2894 | 155.7106 | 35.7106 | 1.1152 | 1.1048 | 1.0866 | 1.1283 | 1.118 | 1.0997 | 0.012623 | -121.3807 | 119.7956 | -0.24016 | -121.6195 | 119.5389
Line3_1_5 | 0 | 0 | 0 | 0 | 0 | 0 | 0 | 0 | 0 | 0 | 0 | 0 | 1.2464e-10 | 4.154e-11 | -1.067e-10 | -1.2464e-10 | -4.154e-11 | 1.067e-10 | -1.9821e-12 | 2.1475e-10 | 3.1263e-11 | 1.9821e-12 | -2.1475e-10 | -3.1263e-11 | 0 | 0 | 0 | 0 | 0 | 0 | 1.1152 | 1.1048 | 1.0866 | 1.1152 | 1.1048 | 1.0866 | 0.012623 | -121.3807 | 119.7956 | 0.012623 | -121.3807 | 119.7956
Line4_2_6 | 0 | 0 | 0 | 0 | 0 | 0 | 0 | 0 | 0 | 0 | 0 | 0 | 3.116e-10 | 1.0385e-10 | -2.6675e-10 | -3.116e-10 | -1.0385e-10 | 2.6675e-10 | -4.9552e-12 | 5.3687e-10 | 7.8156e-11 | 4.9552e-12 | -5.3687e-10 | -7.8156e-11 | 0 | 0 | 0 | 0 | 0 | 0 | 1.1152 | 1.1048 | 1.0866 | 1.1152 | 1.1048 | 1.0866 | 0.012623 | -121.3807 | 119.7956 | 0.012623 | -121.3807 | 119.7956
Line5_6_7 | 0 | 0 | 0 | 0 | 0 | 0 | 0 | 0 | 0 | 0 | 0 | 0 | 2.4928e-10 | 8.308e-11 | -2.134e-10 | -2.4928e-10 | -8.308e-11 | 2.134e-10 | -3.9641e-12 | 4.295e-10 | 6.2525e-11 | 3.9641e-12 | -4.295e-10 | -6.2525e-11 | 0 | 0 | 0 | 0 | 0 | 0 | 1.1152 | 1.1048 | 1.0866 | 1.1152 | 1.1048 | 1.0866 | 0.012623 | -121.3807 | 119.7956 | 0.012623 | -121.3807 | 119.7956
Line6_7_8 | 0 | 0 | 0 | 0 | 0 | 0 | 0 | 0 | 0 | 0 | 0 | 0 | 1.8696e-10 | 6.231e-11 | -1.6005e-10 | -1.8696e-10 | -6.231e-11 | 1.6005e-10 | -2.9731e-12 | 3.2212e-10 | 4.6894e-11 | 2.9731e-12 | -3.2212e-10 | -4.6894e-11 | 0 | 0 | 0 | 0 | 0 | 0 | 1.1152 | 1.1048 | 1.0866 | 1.1152 | 1.1048 | 1.0866 | 0.012623 | -121.3807 | 119.7956 | 0.012623 | -121.3807 | 119.7956
Line7_8_9 | 0 | 0 | 0 | 0 | 0 | 0 | 0 | 0 | 0 | 0 | 0 | 0 | 6.232e-11 | 2.077e-11 | -5.335e-11 | -6.232e-11 | -2.077e-11 | 5.335e-11 | -9.9105e-13 | 1.0737e-10 | 1.5631e-11 | 9.9104e-13 | -1.0737e-10 | -1.5631e-11 | 0 | 0 | 0 | 0 | 0 | 0 | 1.1152 | 1.1048 | 1.0866 | 1.1152 | 1.1048 | 1.0866 | 0.012623 | -121.3807 | 119.7956 | 0.012623 | -121.3807 | 119.7956
Line8_8_10 | 0 | 0 | 0 | 0 | 0 | 0 | 0 | 0 | 0 | 0 | 0 | 0 | 6.232e-11 | 2.077e-11 | -5.335e-11 | -6.232e-11 | -2.077e-11 | 5.335e-11 | -9.9105e-13 | 1.0737e-10 | 1.5631e-11 | 9.9104e-13 | -1.0737e-10 | -1.5631e-11 | 0 | 0 | 0 | 0 | 0 | 0 | 1.1152 | 1.1048 | 1.0866 | 1.1152 | 1.1048 | 1.0866 | 0.012623 | -121.3807 | 119.7956 | 0.012623 | -121.3807 | 119.7956
Line9_3_11 | 0 | 0 | 0 | 0 | 0 | 0 | 0 | 0 | 0 | 0 | 0 | 0 | 4.3624e-10 | 1.4539e-10 | -3.7345e-10 | -4.3624e-10 | -1.4539e-10 | 3.7345e-10 | -6.9373e-12 | 7.5162e-10 | 1.0942e-10 | 6.9372e-12 | -7.5162e-10 | -1.0942e-10 | 0 | 0 | 0 | 0 | 0 | 0 | 1.1152 | 1.1048 | 1.0866 | 1.1152 | 1.1048 | 1.0866 | 0.012623 | -121.3807 | 119.7956 | 0.012623 | -121.3807 | 119.7956

## LL_min_6
name | pf_ikss_a_from_ka | pf_ikss_b_from_ka | pf_ikss_c_from_ka | pf_ikss_a_to_ka | pf_ikss_b_to_ka | pf_ikss_c_to_ka | pf_skss_a_from_mw | pf_skss_b_from_mw | pf_skss_c_from_mw | pf_skss_a_to_mw | pf_skss_b_to_mw | pf_skss_c_to_mw | pf_p_a_from_mw | pf_p_b_from_mw | pf_p_c_from_mw | pf_p_a_to_mw | pf_p_b_to_mw | pf_p_c_to_mw | pf_q_a_from_mvar | pf_q_b_from_mvar | pf_q_c_from_mvar | pf_q_a_to_mvar | pf_q_b_to_mvar | pf_q_c_to_mvar | pf_ikss_a_from_degree | pf_ikss_b_from_degree | pf_ikss_c_from_degree | pf_ikss_a_to_degree | pf_ikss_b_to_degree | pf_ikss_c_to_degree | pf_vm_a_from_pu | pf_vm_b_from_pu | pf_vm_c_from_pu | pf_vm_a_to_pu | pf_vm_b_to_pu | pf_vm_c_to_pu | pf_va_a_from_degree | pf_va_b_from_degree | pf_va_c_from_degree | pf_va_a_to_degree | pf_va_b_to_degree | pf_va_c_to_degree
Line0_1_2 | 0 | 0 | 0 | 0 | 0 | 0 | 0 | 0 | 0 | 0 | 0 | 0 | 1.4803e-16 | -5.983e-16 | 4.009e-16 | -2.2204e-16 | 7.6599e-16 | 2.5843e-17 | -7.4015e-17 | 9.5263e-09 | -9.5263e-09 | 7.4015e-17 | -9.5263e-09 | 9.5263e-09 | 0 | 0 | 0 | 0 | 0 | 0 | 1 | 0.5 | 0.5 | 1 | 0.5 | 0.5 | 7.0902e-13 | -180 | 180 | 7.1415e-13 | -180 | 180
Line10_11_12 | 0 | 0 | 0 | 0 | 0 | 0 | 0 | 0 | 0 | 0 | 0 | 0 | -3.7007e-16 | -1.7022e-15 | 1.4065e-15 | 3.7007e-16 | 1.7958e-15 | -1.2758e-15 | 1.4803e-16 | 9.5263e-09 | -9.5263e-09 | -1.4803e-16 | -9.5263e-09 | 9.5263e-09 | 0 | 0 | 0 | 0 | 0 | 0 | 1 | 0.5 | 0.5 | 1 | 0.5 | 0.5 | 7.3403e-13 | -180 | 180 | 7.4815e-13 | -180 | 180
Line11_12_13 | 0 | 0 | 0 | 0 | 0 | 0 | 0 | 0 | 0 | 0 | 0 | 0 | -2.9606e-16 | -1.5644e-15 | 9.1512e-16 | 2.9606e-16 | 1.5441e-15 | -8.2437e-16 | 1.4803e-16 | 7.9386e-09 | -7.9386e-09 | -1.4803e-16 | -7.9386e-09 | 7.9386e-09 | 0 | 0 | 0 | 0 | 0 | 0 | 1 | 0.5 | 0.5 | 1 | 0.5 | 0.5 | 7.4815e-13 | -180 | 180 | 7.5967e-13 | -180 | 180
Line12_13_15 | 0 | 0 | 0 | 0 | 0 | 0 | 0 | 0 | 0 | 0 | 0 | 0 | -7.4015e-17 | -1.1189e-15 | 1.3935e-16 | 7.4015e-17 | 8.9252e-16 | -1.0668e-16 | -1.4803e-16 | 4.7631e-09 | -4.7631e-09 | 7.4015e-17 | -4.7631e-09 | 4.7631e-09 | 0 | 0 | 0 | 0 | 0 | 0 | 1 | 0.5 | 0.5 | 1 | 0.5 | 0.5 | 7.5967e-13 | -180 | 180 | 7.6299e-13 | -180 | 180
Line13_13_14 | 0 | 0 | 0 | 0 | 0 | 0 | 0 | 0 | 0 | 0 | 0 | 0 | 7.4015e-17 | -2.126e-16 | -1.0158e-16 | -7.4015e-17 | -4.2821e-17 | 2.5324e-16 | 9.8134e-31 | 1.5877e-09 | -1.5877e-09 | -9.7994e-31 | -1.5877e-09 | 1.5877e-09 | 0 | 0 | 0 | 0 | 0 | 0 | 1 | 0.5 | 0.5 | 1 | 0.5 | 0.5 | 7.5967e-13 | -180 | 180 | 7.5858e-13 | -180 | 180
Line14_15_16 | 0 | 0 | 0 | 0 | 0 | 0 | 0 | 0 | 0 | 0 | 0 | 0 | -1.4803e-16 | -6.6903e-16 | 3.6718e-16 | 1.4803e-16 | 6.0953e-16 | -2.0463e-16 | -7.4015e-17 | 3.1754e-09 | -3.1754e-09 | 1.9747e-30 | -3.1754e-09 | 3.1754e-09 | 0 | 0 | 0 | 0 | 0 | 0 | 1 | 0.5 | 0.5 | 1 | 0.5 | 0.5 | 7.6299e-13 | -180 | 180 | 7.6432e-13 | -180 | 180
Line15_16_17 | 0 | 0 | 0 | 0 | 0 | 0 | 0 | 0 | 0 | 0 | 0 | 0 | -1.4803e-16 | -2.6776e-16 | 3.2436e-16 | 7.4015e-17 | 3.454e-16 | -1.727e-16 | -1.9747e-30 | 1.5877e-09 | -1.5877e-09 | 9.8578e-31 | -1.5877e-09 | 1.5877e-09 | 0 | 0 | 0 | 0 | 0 | 0 | 1 | 0.5 | 0.5 | 1 | 0.5 | 0.5 | 7.6432e-13 | -180 | 180 | 7.631e-13 | -180 | 180
Line16_4_18 | 0 | 0 | 0 | 0 | 0 | 0 | 0 | 0 | 0 | 0 | 0 | 0 | -1.8358e-30 | -1.6249e-16 | -1.4459e-17 | 7.4015e-17 | 1.2911e-16 | 1.8089e-17 | 1.4803e-16 | 1.5877e-09 | -1.5877e-09 | -7.4015e-17 | -1.5877e-09 | 1.5877e-09 | 0 | 0 | 0 | 0 | 0 | 0 | 1 | 0.5 | 0.5 | 1 | 0.5 | 0.5 | 7.1057e-13 | -180 | 180 | 7.0935e-13 | -180 | 180
Line17_5_19 | 0 | 0 | 0 | 0 | 0 | 0 | 0 | 0 | 0 | 0 | 0 | 0 | -1.8358e-30 | -1.6249e-16 | -1.4459e-17 | 7.4015e-17 | 1.2911e-16 | 1.8089e-17 | 1.4803e-16 | 1.5877e-09 | -1.5877e-09 | -7.4015e-17 | -1.5877e-09 | 1.5877e-09 | 0 | 0 | 0 | 0 | 0 | 0 | 1 | 0.5 | 0.5 | 1 | 0.5 | 0.5 | 7.1057e-13 | -180 | 180 | 7.0935e-13 | -180 | 180
Line1_1_3 | 0 | 0 | 0 | 0 | 0 | 0 | 0 | 0 | 0 | 0 | 0 | 0 | -3.7007e-16 | -1.3158e-15 | 1.7188e-15 | 3.7007e-16 | 1.5852e-15 | -1.4864e-15 | -1.4803e-16 | 1.2702e-08 | -1.2702e-08 | 1.4803e-16 | -1.2702e-08 | 1.2702e-08 | 0 | 0 | 0 | 0 | 0 | 0 | 1 | 0.5 | 0.5 | 1 | 0.5 | 0.5 | 7.0902e-13 | -180 | 180 | 7.1934e-13 | -180 | 180
Line2_1_4 | 0 | 0 | 0 | 0 | 0 | 0 | 0 | 0 | 0 | 0 | 0 | 0 | -1.4803e-16 | -3.8447e-16 | 2.8166e-16 | 1.4803e-16 | 3.9899e-16 | -2.6714e-16 | -1.4803e-16 | 3.1754e-09 | -3.1754e-09 | 2.2204e-16 | -3.1754e-09 | 3.1754e-09 | 0 | 0 | 0 | 0 | 0 | 0 | 1 | 0.5 | 0.5 | 1 | 0.5 | 0.5 | 7.0902e-13 | -180 | 180 | 7.1057e-13 | -180 | 180
Line3_1_5 | 0 | 0 | 0 | 0 | 0 | 0 | 0 | 0 | 0 | 0 | 0 | 0 | -1.4803e-16 | -3.8447e-16 | 2.8166e-16 | 1.4803e-16 | 3.9899e-16 | -2.6714e-16 | -1.4803e-16 | 3.1754e-09 | -3.1754e-09 | 2.2204e-16 | -3.1754e-09 | 3.1754e-09 | 0 | 0 | 0 | 0 | 0 | 0 | 1 | 0.5 | 0.5 | 1 | 0.5 | 0.5 | 7.0902e-13 | -180 | 180 | 7.1057e-13 | -180 | 180
Line4_2_6 | 0 | 0 | 0 | 0 | 0 | 0 | 0 | 0 | 0 | 0 | 0 | 0 | 7.4015e-17 | -9.2205e-16 | 4.4722e-16 | -1.4803e-16 | 1.0498e-15 | -2.0845e-16 | 7.4015e-17 | 7.9386e-09 | -7.9386e-09 | -1.4803e-16 | -7.9386e-09 | 7.9386e-09 | 0 | 0 | 0 | 0 | 0 | 0 | 1 | 0.5 | 0.5 | 1 | 0.5 | 0.5 | 7.1415e-13 | -180 | 180 | 7.2233e-13 | -180 | 180
Line5_6_7 | 0 | 0 | 0 | 0 | 0 | 0 | 0 | 0 | 0 | 0 | 0 | 0 | 2.9606e-16 | -6.326e-16 | 1.0754e-16 | -2.9606e-16 | 6.9068e-16 | -1.9749e-16 | 1.4803e-16 | 6.3509e-09 | -6.3509e-09 | -2.2204e-16 | -6.3509e-09 | 6.3509e-09 | 0 | 0 | 0 | 0 | 0 | 0 | 1 | 0.5 | 0.5 | 1 | 0.5 | 0.5 | 7.2233e-13 | -180 | 180 | 7.2681e-13 | -180 | 180
Line6_7_8 | 0 | 0 | 0 | 0 | 0 | 0 | 0 | 0 | 0 | 0 | 0 | 0 | 1.4803e-16 | -4.44e-16 | 5.552e-16 | -7.4015e-17 | 4.3966e-16 | -3.745e-16 | 2.2204e-16 | 4.7631e-09 | -4.7631e-09 | -2.2204e-16 | -4.7631e-09 | 4.7631e-09 | 0 | 0 | 0 | 0 | 0 | 0 | 1 | 0.5 | 0.5 | 1 | 0.5 | 0.5 | 7.2681e-13 | -180 | 180 | 7.2639e-13 | -180 | 180
Line7_8_9 | 0 | 0 | 0 | 0 | 0 | 0 | 0 | 0 | 0 | 0 | 0 | 0 | -1.8767e-30 | -1.0955e-16 | 7.5491e-17 | 7.4015e-17 | 2.1538e-18 | 7.6169e-17 | 1.4803e-16 | 1.5877e-09 | -1.5877e-09 | -7.4015e-17 | -1.5877e-09 | 1.5877e-09 | 0 | 0 | 0 | 0 | 0 | 0 | 1 | 0.5 | 0.5 | 1 | 0.5 | 0.5 | 7.2639e-13 | -180 | 180 | 7.253e-13 | -180 | 180
Line8_8_10 | 0 | 0 | 0 | 0 | 0 | 0 | 0 | 0 | 0 | 0 | 0 | 0 | -1.8767e-30 | -3.3159e-16 | 3.7155e-16 | 2.8166e-30 | 2.242e-16 | -2.1989e-16 | 1.4803e-16 | 1.5877e-09 | -1.5877e-09 | -2.2204e-16 | -1.5877e-09 | 1.5877e-09 | 0 | 0 | 0 | 0 | 0 | 0 | 1 | 0.5 | 0.5 | 1 | 0.5 | 0.5 | 7.2639e-13 | -180 | 180 | 7.2678e-13 | -180 | 180
Line9_3_11 | 0 | 0 | 0 | 0 | 0 | 0 | 0 | 0 | 0 | 0 | 0 | 0 | -4.4409e-16 | -1.5859e-15 | 1.3747e-15 | 4.4409e-16 | 1.7638e-15 | -1.3448e-15 | 1.4803e-16 | 1.1114e-08 | -1.1114e-08 | -1.4803e-16 | -1.1114e-08 | 1.1114e-08 | 0 | 0 | 0 | 0 | 0 | 0 | 1 | 0.5 | 0.5 | 1 | 0.5 | 0.5 | 7.1934e-13 | -180 | 180 | 7.3403e-13 | -180 | 180

## LL_min_10
name | pf_ikss_a_from_ka | pf_ikss_b_from_ka | pf_ikss_c_from_ka | pf_ikss_a_to_ka | pf_ikss_b_to_ka | pf_ikss_c_to_ka | pf_skss_a_from_mw | pf_skss_b_from_mw | pf_skss_c_from_mw | pf_skss_a_to_mw | pf_skss_b_to_mw | pf_skss_c_to_mw | pf_p_a_from_mw | pf_p_b_from_mw | pf_p_c_from_mw | pf_p_a_to_mw | pf_p_b_to_mw | pf_p_c_to_mw | pf_q_a_from_mvar | pf_q_b_from_mvar | pf_q_c_from_mvar | pf_q_a_to_mvar | pf_q_b_to_mvar | pf_q_c_to_mvar | pf_ikss_a_from_degree | pf_ikss_b_from_degree | pf_ikss_c_from_degree | pf_ikss_a_to_degree | pf_ikss_b_to_degree | pf_ikss_c_to_degree | pf_vm_a_from_pu | pf_vm_b_from_pu | pf_vm_c_from_pu | pf_vm_a_to_pu | pf_vm_b_to_pu | pf_vm_c_to_pu | pf_va_a_from_degree | pf_va_b_from_degree | pf_va_c_from_degree | pf_va_a_to_degree | pf_va_b_to_degree | pf_va_c_to_degree
Line0_1_2 | 0 | 0 | 0 | 0 | 0 | 0 | 0 | 0 | 0 | 0 | 0 | 0 | 1.4803e-16 | -5.983e-16 | 4.009e-16 | -2.2204e-16 | 7.6599e-16 | 2.5843e-17 | -7.4015e-17 | 9.5263e-09 | -9.5263e-09 | 7.4015e-17 | -9.5263e-09 | 9.5263e-09 | 0 | 0 | 0 | 0 | 0 | 0 | 1 | 0.5 | 0.5 | 1 | 0.5 | 0.5 | 7.0902e-13 | -180 | 180 | 7.1415e-13 | -180 | 180
Line10_11_12 | 0 | 0 | 0 | 0 | 0 | 0 | 0 | 0 | 0 | 0 | 0 | 0 | -3.7007e-16 | -1.7022e-15 | 1.4065e-15 | 3.7007e-16 | 1.7958e-15 | -1.2758e-15 | 1.4803e-16 | 9.5263e-09 | -9.5263e-09 | -1.4803e-16 | -9.5263e-09 | 9.5263e-09 | 0 | 0 | 0 | 0 | 0 | 0 | 1 | 0.5 | 0.5 | 1 | 0.5 | 0.5 | 7.3403e-13 | -180 | 180 | 7.4815e-13 | -180 | 180
Line11_12_13 | 0 | 0 | 0 | 0 | 0 | 0 | 0 | 0 | 0 | 0 | 0 | 0 | -2.9606e-16 | -1.5644e-15 | 9.1512e-16 | 2.9606e-16 | 1.5441e-15 | -8.2437e-16 | 1.4803e-16 | 7.9386e-09 | -7.9386e-09 | -1.4803e-16 | -7.9386e-09 | 7.9386e-09 | 0 | 0 | 0 | 0 | 0 | 0 | 1 | 0.5 | 0.5 | 1 | 0.5 | 0.5 | 7.4815e-13 | -180 | 180 | 7.5967e-13 | -180 | 180
Line12_13_15 | 0 | 0 | 0 | 0 | 0 | 0 | 0 | 0 | 0 | 0 | 0 | 0 | -7.4015e-17 | -1.1189e-15 | 1.3935e-16 | 7.4015e-17 | 8.9252e-16 | -1.0668e-16 | -1.4803e-16 | 4.7631e-09 | -4.7631e-09 | 7.4015e-17 | -4.7631e-09 | 4.7631e-09 | 0 | 0 | 0 | 0 | 0 | 0 | 1 | 0.5 | 0.5 | 1 | 0.5 | 0.5 | 7.5967e-13 | -180 | 180 | 7.6299e-13 | -180 | 180
Line13_13_14 | 0 | 0 | 0 | 0 | 0 | 0 | 0 | 0 | 0 | 0 | 0 | 0 | 7.4015e-17 | -2.126e-16 | -1.0158e-16 | -7.4015e-17 | -4.2821e-17 | 2.5324e-16 | 9.8134e-31 | 1.5877e-09 | -1.5877e-09 | -9.7994e-31 | -1.5877e-09 | 1.5877e-09 | 0 | 0 | 0 | 0 | 0 | 0 | 1 | 0.5 | 0.5 | 1 | 0.5 | 0.5 | 7.5967e-13 | -180 | 180 | 7.5858e-13 | -180 | 180
Line14_15_16 | 0 | 0 | 0 | 0 | 0 | 0 | 0 | 0 | 0 | 0 | 0 | 0 | -1.4803e-16 | -6.6903e-16 | 3.6718e-16 | 1.4803e-16 | 6.0953e-16 | -2.0463e-16 | -7.4015e-17 | 3.1754e-09 | -3.1754e-09 | 1.9747e-30 | -3.1754e-09 | 3.1754e-09 | 0 | 0 | 0 | 0 | 0 | 0 | 1 | 0.5 | 0.5 | 1 | 0.5 | 0.5 | 7.6299e-13 | -180 | 180 | 7.6432e-13 | -180 | 180
Line15_16_17 | 0 | 0 | 0 | 0 | 0 | 0 | 0 | 0 | 0 | 0 | 0 | 0 | -1.4803e-16 | -2.6776e-16 | 3.2436e-16 | 7.4015e-17 | 3.454e-16 | -1.727e-16 | -1.9747e-30 | 1.5877e-09 | -1.5877e-09 | 9.8578e-31 | -1.5877e-09 | 1.5877e-09 | 0 | 0 | 0 | 0 | 0 | 0 | 1 | 0.5 | 0.5 | 1 | 0.5 | 0.5 | 7.6432e-13 | -180 | 180 | 7.631e-13 | -180 | 180
Line16_4_18 | 0 | 0 | 0 | 0 | 0 | 0 | 0 | 0 | 0 | 0 | 0 | 0 | -1.8358e-30 | -1.6249e-16 | -1.4459e-17 | 7.4015e-17 | 1.2911e-16 | 1.8089e-17 | 1.4803e-16 | 1.5877e-09 | -1.5877e-09 | -7.4015e-17 | -1.5877e-09 | 1.5877e-09 | 0 | 0 | 0 | 0 | 0 | 0 | 1 | 0.5 | 0.5 | 1 | 0.5 | 0.5 | 7.1057e-13 | -180 | 180 | 7.0935e-13 | -180 | 180
Line17_5_19 | 0 | 0 | 0 | 0 | 0 | 0 | 0 | 0 | 0 | 0 | 0 | 0 | -1.8358e-30 | -1.6249e-16 | -1.4459e-17 | 7.4015e-17 | 1.2911e-16 | 1.8089e-17 | 1.4803e-16 | 1.5877e-09 | -1.5877e-09 | -7.4015e-17 | -1.5877e-09 | 1.5877e-09 | 0 | 0 | 0 | 0 | 0 | 0 | 1 | 0.5 | 0.5 | 1 | 0.5 | 0.5 | 7.1057e-13 | -180 | 180 | 7.0935e-13 | -180 | 180
Line1_1_3 | 0 | 0 | 0 | 0 | 0 | 0 | 0 | 0 | 0 | 0 | 0 | 0 | -3.7007e-16 | -1.3158e-15 | 1.7188e-15 | 3.7007e-16 | 1.5852e-15 | -1.4864e-15 | -1.4803e-16 | 1.2702e-08 | -1.2702e-08 | 1.4803e-16 | -1.2702e-08 | 1.2702e-08 | 0 | 0 | 0 | 0 | 0 | 0 | 1 | 0.5 | 0.5 | 1 | 0.5 | 0.5 | 7.0902e-13 | -180 | 180 | 7.1934e-13 | -180 | 180
Line2_1_4 | 0 | 0 | 0 | 0 | 0 | 0 | 0 | 0 | 0 | 0 | 0 | 0 | -1.4803e-16 | -3.8447e-16 | 2.8166e-16 | 1.4803e-16 | 3.9899e-16 | -2.6714e-16 | -1.4803e-16 | 3.1754e-09 | -3.1754e-09 | 2.2204e-16 | -3.1754e-09 | 3.1754e-09 | 0 | 0 | 0 | 0 | 0 | 0 | 1 | 0.5 | 0.5 | 1 | 0.5 | 0.5 | 7.0902e-13 | -180 | 180 | 7.1057e-13 | -180 | 180
Line3_1_5 | 0 | 0 | 0 | 0 | 0 | 0 | 0 | 0 | 0 | 0 | 0 | 0 | -1.4803e-16 | -3.8447e-16 | 2.8166e-16 | 1.4803e-16 | 3.9899e-16 | -2.6714e-16 | -1.4803e-16 | 3.1754e-09 | -3.1754e-09 | 2.2204e-16 | -3.1754e-09 | 3.1754e-09 | 0 | 0 | 0 | 0 | 0 | 0 | 1 | 0.5 | 0.5 | 1 | 0.5 | 0.5 | 7.0902e-13 | -180 | 180 | 7.1057e-13 | -180 | 180
Line4_2_6 | 0 | 0 | 0 | 0 | 0 | 0 | 0 | 0 | 0 | 0 | 0 | 0 | 7.4015e-17 | -9.2205e-16 | 4.4722e-16 | -1.4803e-16 | 1.0498e-15 | -2.0845e-16 | 7.4015e-17 | 7.9386e-09 | -7.9386e-09 | -1.4803e-16 | -7.9386e-09 | 7.9386e-09 | 0 | 0 | 0 | 0 | 0 | 0 | 1 | 0.5 | 0.5 | 1 | 0.5 | 0.5 | 7.1415e-13 | -180 | 180 | 7.2233e-13 | -180 | 180
Line5_6_7 | 0 | 0 | 0 | 0 | 0 | 0 | 0 | 0 | 0 | 0 | 0 | 0 | 2.9606e-16 | -6.326e-16 | 1.0754e-16 | -2.9606e-16 | 6.9068e-16 | -1.9749e-16 | 1.4803e-16 | 6.3509e-09 | -6.3509e-09 | -2.2204e-16 | -6.3509e-09 | 6.3509e-09 | 0 | 0 | 0 | 0 | 0 | 0 | 1 | 0.5 | 0.5 | 1 | 0.5 | 0.5 | 7.2233e-13 | -180 | 180 | 7.2681e-13 | -180 | 180
Line6_7_8 | 0 | 0 | 0 | 0 | 0 | 0 | 0 | 0 | 0 | 0 | 0 | 0 | 1.4803e-16 | -4.44e-16 | 5.552e-16 | -7.4015e-17 | 4.3966e-16 | -3.745e-16 | 2.2204e-16 | 4.7631e-09 | -4.7631e-09 | -2.2204e-16 | -4.7631e-09 | 4.7631e-09 | 0 | 0 | 0 | 0 | 0 | 0 | 1 | 0.5 | 0.5 | 1 | 0.5 | 0.5 | 7.2681e-13 | -180 | 180 | 7.2639e-13 | -180 | 180
Line7_8_9 | 0 | 0 | 0 | 0 | 0 | 0 | 0 | 0 | 0 | 0 | 0 | 0 | -1.8767e-30 | -1.0955e-16 | 7.5491e-17 | 7.4015e-17 | 2.1538e-18 | 7.6169e-17 | 1.4803e-16 | 1.5877e-09 | -1.5877e-09 | -7.4015e-17 | -1.5877e-09 | 1.5877e-09 | 0 | 0 | 0 | 0 | 0 | 0 | 1 | 0.5 | 0.5 | 1 | 0.5 | 0.5 | 7.2639e-13 | -180 | 180 | 7.253e-13 | -180 | 180
Line8_8_10 | 0 | 0 | 0 | 0 | 0 | 0 | 0 | 0 | 0 | 0 | 0 | 0 | -1.8767e-30 | -3.3159e-16 | 3.7155e-16 | 2.8166e-30 | 2.242e-16 | -2.1989e-16 | 1.4803e-16 | 1.5877e-09 | -1.5877e-09 | -2.2204e-16 | -1.5877e-09 | 1.5877e-09 | 0 | 0 | 0 | 0 | 0 | 0 | 1 | 0.5 | 0.5 | 1 | 0.5 | 0.5 | 7.2639e-13 | -180 | 180 | 7.2678e-13 | -180 | 180
Line9_3_11 | 0 | 0 | 0 | 0 | 0 | 0 | 0 | 0 | 0 | 0 | 0 | 0 | -4.4409e-16 | -1.5859e-15 | 1.3747e-15 | 4.4409e-16 | 1.7638e-15 | -1.3448e-15 | 1.4803e-16 | 1.1114e-08 | -1.1114e-08 | -1.4803e-16 | -1.1114e-08 | 1.1114e-08 | 0 | 0 | 0 | 0 | 0 | 0 | 1 | 0.5 | 0.5 | 1 | 0.5 | 0.5 | 7.1934e-13 | -180 | 180 | 7.3403e-13 | -180 | 180

## LL_min_fault_6
name | pf_ikss_a_from_ka | pf_ikss_b_from_ka | pf_ikss_c_from_ka | pf_ikss_a_to_ka | pf_ikss_b_to_ka | pf_ikss_c_to_ka | pf_skss_a_from_mw | pf_skss_b_from_mw | pf_skss_c_from_mw | pf_skss_a_to_mw | pf_skss_b_to_mw | pf_skss_c_to_mw | pf_p_a_from_mw | pf_p_b_from_mw | pf_p_c_from_mw | pf_p_a_to_mw | pf_p_b_to_mw | pf_p_c_to_mw | pf_q_a_from_mvar | pf_q_b_from_mvar | pf_q_c_from_mvar | pf_q_a_to_mvar | pf_q_b_to_mvar | pf_q_c_to_mvar | pf_ikss_a_from_degree | pf_ikss_b_from_degree | pf_ikss_c_from_degree | pf_ikss_a_to_degree | pf_ikss_b_to_degree | pf_ikss_c_to_degree | pf_vm_a_from_pu | pf_vm_b_from_pu | pf_vm_c_from_pu | pf_vm_a_to_pu | pf_vm_b_to_pu | pf_vm_c_to_pu | pf_va_a_from_degree | pf_va_b_from_degree | pf_va_c_from_degree | pf_va_a_to_degree | pf_va_b_to_degree | pf_va_c_to_degree
Line0_1_2 | 0 | 0 | 0 | 0 | 0 | 0 | 0 | 0 | 0 | 0 | 0 | 0 | 1.2143e-17 | -2.2559e-10 | -6.2954e-10 | -1.4456e-17 | 2.2559e-10 | 6.2954e-10 | 6.9389e-18 | 6.0796e-10 | 9.1694e-11 | -6.9389e-18 | -6.0796e-10 | -9.1694e-11 | 0 | 0 | 0 | 0 | 0 | 0 | 1 | 0.98924 | 0.97051 | 1 | 0.98924 | 0.97051 | 1.85e-14 | -121.6008 | 119.7539 | 1.8763e-14 | -121.6008 | 119.7539
Line10_11_12 | 0 | 0 | 0 | 0 | 0 | 0 | 0 | 0 | 0 | 0 | 0 | 0 | -1.7347e-18 | -2.2559e-10 | -6.2954e-10 | 1.7347e-18 | 2.2559e-10 | 6.2954e-10 | 1.3878e-17 | 6.0796e-10 | 9.1694e-11 | -1.6191e-17 | -6.0796e-10 | -9.1694e-11 | 0 | 0 | 0 | 0 | 0 | 0 | 1 | 0.98924 | 0.97051 | 1 | 0.98924 | 0.97051 | 1.911e-14 | -121.6008 | 119.7539 | 1.9504e-14 | -121.6008 | 119.7539
Line11_12_13 | 0 | 0 | 0 | 0 | 0 | 0 | 0 | 0 | 0 | 0 | 0 | 0 | -1.1565e-18 | -1.8799e-10 | -5.2461e-10 | 1.1565e-18 | 1.8799e-10 | 5.2461e-10 | 1.8504e-17 | 5.0663e-10 | 7.6412e-11 | -1.3878e-17 | -5.0663e-10 | -7.6412e-11 | 0 | 0 | 0 | 0 | 0 | 0 | 1 | 0.98924 | 0.97051 | 1 | 0.98924 | 0.97051 | 1.9504e-14 | -121.6008 | 119.7539 | 1.9876e-14 | -121.6008 | 119.7539
Line12_13_15 | 0 | 0 | 0 | 0 | 0 | 0 | 0 | 0 | 0 | 0 | 0 | 0 | -4.0477e-18 | -1.128e-10 | -3.1477e-10 | 4.0477e-18 | 1.128e-10 | 3.1477e-10 | 4.6259e-18 | 3.0398e-10 | 4.5847e-11 | -6.9389e-18 | -3.0398e-10 | -4.5847e-11 | 0 | 0 | 0 | 0 | 0 | 0 | 1 | 0.98924 | 0.97051 | 1 | 0.98924 | 0.97051 | 1.9876e-14 | -121.6008 | 119.7539 | 2.0064e-14 | -121.6008 | 119.7539
Line13_13_14 | 0 | 0 | 0 | 0 | 0 | 0 | 0 | 0 | 0 | 0 | 0 | 0 | 2.313e-18 | -3.7599e-11 | -1.0492e-10 | -2.313e-18 | 3.7599e-11 | 1.0492e-10 | 2.313e-18 | 1.0133e-10 | 1.5282e-11 | -4.6259e-18 | -1.0133e-10 | -1.5282e-11 | 0 | 0 | 0 | 0 | 0 | 0 | 1 | 0.98924 | 0.97051 | 1 | 0.98924 | 0.97051 | 1.9876e-14 | -121.6008 | 119.7539 | 1.9868e-14 | -121.6008 | 119.7539
Line14_15_16 | 0 | 0 | 0 | 0 | 0 | 0 | 0 | 0 | 0 | 0 | 0 | 0 | -1.1565e-18 | -7.5198e-11 | -2.0985e-10 | 1.1565e-18 | 7.5198e-11 | 2.0985e-10 | 4.6259e-18 | 2.0265e-10 | 3.0565e-11 | -6.9389e-18 | -2.0265e-10 | -3.0565e-11 | 0 | 0 | 0 | 0 | 0 | 0 | 1 | 0.98924 | 0.97051 | 1 | 0.98924 | 0.97051 | 2.0064e-14 | -121.6008 | 119.7539 | 2.0228e-14 | -121.6008 | 119.7539
Line15_16_17 | 0 | 0 | 0 | 0 | 0 | 0 | 0 | 0 | 0 | 0 | 0 | 0 | -4.0477e-18 | -3.7599e-11 | -1.0492e-10 | 4.0477e-18 | 3.7599e-11 | 1.0492e-10 | 2.313e-18 | 1.0133e-10 | 1.5282e-11 | -2.313e-18 | -1.0133e-10 | -1.5282e-11 | 0 | 0 | 0 | 0 | 0 | 0 | 1 | 0.98924 | 0.97051 | 1 | 0.98924 | 0.97051 | 2.0228e-14 | -121.6008 | 119.7539 | 2.0286e-14 | -121.6008 | 119.7539
Line16_4_18 | 0 | 0 | 0 | 0 | 0 | 0 | 0 | 0 | 0 | 0 | 0 | 0 | -5.2042e-18 | -3.7599e-11 | -1.0492e-10 | 5.2042e-18 | 3.7599e-11 | 1.0492e-10 | 9.2519e-18 | 1.0133e-10 | 1.5282e-11 | -6.9389e-18 | -1.0133e-10 | -1.5282e-11 | 0 | 0 | 0 | 0 | 0 | 0 | 1 | 0.98924 | 0.97051 | 1 | 0.98924 | 0.97051 | 1.8637e-14 | -121.6008 | 119.7539 | 1.8696e-14 | -121.6008 | 119.7539
Line17_5_19 | 0 | 0 | 0 | 0 | 0 | 0 | 0 | 0 | 0 | 0 | 0 | 0 | -5.2042e-18 | -3.7599e-11 | -1.0492e-10 | 5.2042e-18 | 3.7599e-11 | 1.0492e-10 | 9.2519e-18 | 1.0133e-10 | 1.5282e-11 | -6.9389e-18 | -1.0133e-10 | -1.5282e-11 | 0 | 0 | 0 | 0 | 0 | 0 | 1 | 0.98924 | 0.97051 | 1 | 0.98924 | 0.97051 | 1.8637e-14 | -121.6008 | 119.7539 | 1.8696e-14 | -121.6008 | 119.7539
Line1_1_3 | 0 | 0 | 0 | 0 | 0 | 0 | 0 | 0 | 0 | 0 | 0 | 0 | 8.6736e-18 | -3.0079e-10 | -8.3938e-10 | -6.3607e-18 | 3.0079e-10 | 8.3938e-10 | 6.9389e-18 | 8.1061e-10 | 1.2226e-10 | -6.9389e-18 | -8.1061e-10 | -1.2226e-10 | 0 | 0 | 0 | 0 | 0 | 0 | 1 | 0.98924 | 0.97051 | 1 | 0.98924 | 0.97051 | 1.85e-14 | -121.6008 | 119.7539 | 1.872e-14 | -121.6008 | 119.7539
Line2_1_4 | 0 | 0 | 0 | 0 | 0 | 0 | 0 | 0 | 0 | 0 | 0 | 0 | -1.1565e-18 | -7.5198e-11 | -2.0985e-10 | 1.1565e-18 | 7.5198e-11 | 2.0985e-10 | -3.7342e-34 | 2.0265e-10 | 3.0565e-11 | 2.313e-18 | -2.0265e-10 | -3.0565e-11 | 0 | 0 | 0 | 0 | 0 | 0 | 1 | 0.98924 | 0.97051 | 1 | 0.98924 | 0.97051 | 1.85e-14 | -121.6008 | 119.7539 | 1.8637e-14 | -121.6008 | 119.7539
Line3_1_5 | 0 | 0 | 0 | 0 | 0 | 0 | 0 | 0 | 0 | 0 | 0 | 0 | -1.1565e-18 | -7.5198e-11 | -2.0985e-10 | 1.1565e-18 | 7.5198e-11 | 2.0985e-10 | -3.7342e-34 | 2.0265e-10 | 3.0565e-11 | 2.313e-18 | -2.0265e-10 | -3.0565e-11 | 0 | 0 | 0 | 0 | 0 | 0 | 1 | 0.98924 | 0.97051 | 1 | 0.98924 | 0.97051 | 1.85e-14 | -121.6008 | 119.7539 | 1.8637e-14 | -121.6008 | 119.7539
Line4_2_6 | 0 | 0 | 0 | 0 | 0 | 0 | 0 | 0 | 0 | 0 | 0 | 0 | 1.0987e-17 | -1.8799e-10 | -5.2461e-10 | -8.6736e-18 | 1.8799e-10 | 5.2461e-10 | 2.313e-18 | 5.0663e-10 | 7.6412e-11 | -4.6259e-18 | -5.0663e-10 | -7.6412e-11 | 0 | 0 | 0 | 0 | 0 | 0 | 1 | 0.98924 | 0.97051 | 1 | 0.98924 | 0.97051 | 1.8763e-14 | -121.6008 | 119.7539 | 1.9098e-14 | -121.6008 | 119.7539
Line5_6_7 | 0 | 0 | 0 | 0 | 0 | 0 | 0 | 0 | 0 | 0 | 0 | 0 | 1.5034e-17 | -1.504e-10 | -4.1969e-10 | -1.5034e-17 | 1.504e-10 | 4.1969e-10 | 6.9389e-18 | 4.053e-10 | 6.113e-11 | -1.1565e-17 | -4.053e-10 | -6.113e-11 | 0 | 0 | 0 | 0 | 0 | 0 | 1 | 0.98924 | 0.97051 | 1 | 0.98924 | 0.97051 | 1.9098e-14 | -121.6008 | 119.7539 | 1.9293e-14 | -121.6008 | 119.7539
Line6_7_8 | 0 | 0 | 0 | 0 | 0 | 0 | 0 | 0 | 0 | 0 | 0 | 0 | 1.1565e-17 | -1.128e-10 | -3.1477e-10 | -1.1565e-17 | 1.128e-10 | 3.1477e-10 | 9.2519e-18 | 3.0398e-10 | 4.5847e-11 | -9.2519e-18 | -3.0398e-10 | -4.5847e-11 | 0 | 0 | 0 | 0 | 0 | 0 | 1 | 0.98924 | 0.97051 | 1 | 0.98924 | 0.97051 | 1.9293e-14 | -121.6008 | 119.7539 | 1.9297e-14 | -121.6008 | 119.7539
Line7_8_9 | 0 | 0 | 0 | 0 | 0 | 0 | 0 | 0 | 0 | 0 | 0 | 0 | -1.1565e-18 | -3.7599e-11 | -1.0492e-10 | 1.1565e-18 | 3.7599e-11 | 1.0492e-10 | 6.9389e-18 | 1.0133e-10 | 1.5282e-11 | -4.6259e-18 | -1.0133e-10 | -1.5282e-11 | 0 | 0 | 0 | 0 | 0 | 0 | 1 | 0.98924 | 0.97051 | 1 | 0.98924 | 0.97051 | 1.9297e-14 | -121.6008 | 119.7539 | 1.929e-14 | -121.6008 | 119.7539
Line8_8_10 | 0 | 0 | 0 | 0 | 0 | 0 | 0 | 0 | 0 | 0 | 0 | 0 | 5.7824e-19 | -3.7599e-11 | -1.0492e-10 | 1.7347e-18 | 3.7599e-11 | 1.0492e-10 | 4.6259e-18 | 1.0133e-10 | 1.5282e-11 | -2.313e-18 | -1.0133e-10 | -1.5282e-11 | 0 | 0 | 0 | 0 | 0 | 0 | 1 | 0.98924 | 0.97051 | 1 | 0.98924 | 0.97051 | 1.9297e-14 | -121.6008 | 119.7539 | 1.9316e-14 | -121.6008 | 119.7539
Line9_3_11 | 0 | 0 | 0 | 0 | 0 | 0 | 0 | 0 | 0 | 0 | 0 | 0 | 2.313e-18 | -2.6319e-10 | -7.3446e-10 | -2.313e-18 | 2.6319e-10 | 7.3446e-10 | 1.6191e-17 | 7.0928e-10 | 1.0698e-10 | -1.6191e-17 | -7.0928e-10 | -1.0698e-10 | 0 | 0 | 0 | 0 | 0 | 0 | 1 | 0.98924 | 0.97051 | 1 | 0.98924 | 0.97051 | 1.872e-14 | -121.6008 | 119.7539 | 1.911e-14 | -121.6008 | 119.7539

## LL_min_fault_10
name | pf_ikss_a_from_ka | pf_ikss_b_from_ka | pf_ikss_c_from_ka | pf_ikss_a_to_ka | pf_ikss_b_to_ka | pf_ikss_c_to_ka | pf_skss_a_from_mw | pf_skss_b_from_mw | pf_skss_c_from_mw | pf_skss_a_to_mw | pf_skss_b_to_mw | pf_skss_c_to_mw | pf_p_a_from_mw | pf_p_b_from_mw | pf_p_c_from_mw | pf_p_a_to_mw | pf_p_b_to_mw | pf_p_c_to_mw | pf_q_a_from_mvar | pf_q_b_from_mvar | pf_q_c_from_mvar | pf_q_a_to_mvar | pf_q_b_to_mvar | pf_q_c_to_mvar | pf_ikss_a_from_degree | pf_ikss_b_from_degree | pf_ikss_c_from_degree | pf_ikss_a_to_degree | pf_ikss_b_to_degree | pf_ikss_c_to_degree | pf_vm_a_from_pu | pf_vm_b_from_pu | pf_vm_c_from_pu | pf_vm_a_to_pu | pf_vm_b_to_pu | pf_vm_c_to_pu | pf_va_a_from_degree | pf_va_b_from_degree | pf_va_c_from_degree | pf_va_a_to_degree | pf_va_b_to_degree | pf_va_c_to_degree
Line0_1_2 | 0 | 0 | 0 | 0 | 0 | 0 | 0 | 0 | 0 | 0 | 0 | 0 | 1.2143e-17 | -2.2559e-10 | -6.2954e-10 | -1.4456e-17 | 2.2559e-10 | 6.2954e-10 | 6.9389e-18 | 6.0796e-10 | 9.1694e-11 | -6.9389e-18 | -6.0796e-10 | -9.1694e-11 | 0 | 0 | 0 | 0 | 0 | 0 | 1 | 0.98924 | 0.97051 | 1 | 0.98924 | 0.97051 | 1.85e-14 | -121.6008 | 119.7539 | 1.8763e-14 | -121.6008 | 119.7539
Line10_11_12 | 0 | 0 | 0 | 0 | 0 | 0 | 0 | 0 | 0 | 0 | 0 | 0 | -1.7347e-18 | -2.2559e-10 | -6.2954e-10 | 1.7347e-18 | 2.2559e-10 | 6.2954e-10 | 1.3878e-17 | 6.0796e-10 | 9.1694e-11 | -1.6191e-17 | -6.0796e-10 | -9.1694e-11 | 0 | 0 | 0 | 0 | 0 | 0 | 1 | 0.98924 | 0.97051 | 1 | 0.98924 | 0.97051 | 1.911e-14 | -121.6008 | 119.7539 | 1.9504e-14 | -121.6008 | 119.7539
Line11_12_13 | 0 | 0 | 0 | 0 | 0 | 0 | 0 | 0 | 0 | 0 | 0 | 0 | -1.1565e-18 | -1.8799e-10 | -5.2461e-10 | 1.1565e-18 | 1.8799e-10 | 5.2461e-10 | 1.8504e-17 | 5.0663e-10 | 7.6412e-11 | -1.3878e-17 | -5.0663e-10 | -7.6412e-11 | 0 | 0 | 0 | 0 | 0 | 0 | 1 | 0.98924 | 0.97051 | 1 | 0.98924 | 0.97051 | 1.9504e-14 | -121.6008 | 119.7539 | 1.9876e-14 | -121.6008 | 119.7539
Line12_13_15 | 0 | 0 | 0 | 0 | 0 | 0 | 0 | 0 | 0 | 0 | 0 | 0 | -4.0477e-18 | -1.128e-10 | -3.1477e-10 | 4.0477e-18 | 1.128e-10 | 3.1477e-10 | 4.6259e-18 | 3.0398e-10 | 4.5847e-11 | -6.9389e-18 | -3.0398e-10 | -4.5847e-11 | 0 | 0 | 0 | 0 | 0 | 0 | 1 | 0.98924 | 0.97051 | 1 | 0.98924 | 0.97051 | 1.9876e-14 | -121.6008 | 119.7539 | 2.0064e-14 | -121.6008 | 119.7539
Line13_13_14 | 0 | 0 | 0 | 0 | 0 | 0 | 0 | 0 | 0 | 0 | 0 | 0 | 2.313e-18 | -3.7599e-11 | -1.0492e-10 | -2.313e-18 | 3.7599e-11 | 1.0492e-10 | 2.313e-18 | 1.0133e-10 | 1.5282e-11 | -4.6259e-18 | -1.0133e-10 | -1.5282e-11 | 0 | 0 | 0 | 0 | 0 | 0 | 1 | 0.98924 | 0.97051 | 1 | 0.98924 | 0.97051 | 1.9876e-14 | -121.6008 | 119.7539 | 1.9868e-14 | -121.6008 | 119.7539
Line14_15_16 | 0 | 0 | 0 | 0 | 0 | 0 | 0 | 0 | 0 | 0 | 0 | 0 | -1.1565e-18 | -7.5198e-11 | -2.0985e-10 | 1.1565e-18 | 7.5198e-11 | 2.0985e-10 | 4.6259e-18 | 2.0265e-10 | 3.0565e-11 | -6.9389e-18 | -2.0265e-10 | -3.0565e-11 | 0 | 0 | 0 | 0 | 0 | 0 | 1 | 0.98924 | 0.97051 | 1 | 0.98924 | 0.97051 | 2.0064e-14 | -121.6008 | 119.7539 | 2.0228e-14 | -121.6008 | 119.7539
Line15_16_17 | 0 | 0 | 0 | 0 | 0 | 0 | 0 | 0 | 0 | 0 | 0 | 0 | -4.0477e-18 | -3.7599e-11 | -1.0492e-10 | 4.0477e-18 | 3.7599e-11 | 1.0492e-10 | 2.313e-18 | 1.0133e-10 | 1.5282e-11 | -2.313e-18 | -1.0133e-10 | -1.5282e-11 | 0 | 0 | 0 | 0 | 0 | 0 | 1 | 0.98924 | 0.97051 | 1 | 0.98924 | 0.97051 | 2.0228e-14 | -121.6008 | 119.7539 | 2.0286e-14 | -121.6008 | 119.7539
Line16_4_18 | 0 | 0 | 0 | 0 | 0 | 0 | 0 | 0 | 0 | 0 | 0 | 0 | -5.2042e-18 | -3.7599e-11 | -1.0492e-10 | 5.2042e-18 | 3.7599e-11 | 1.0492e-10 | 9.2519e-18 | 1.0133e-10 | 1.5282e-11 | -6.9389e-18 | -1.0133e-10 | -1.5282e-11 | 0 | 0 | 0 | 0 | 0 | 0 | 1 | 0.98924 | 0.97051 | 1 | 0.98924 | 0.97051 | 1.8637e-14 | -121.6008 | 119.7539 | 1.8696e-14 | -121.6008 | 119.7539
Line17_5_19 | 0 | 0 | 0 | 0 | 0 | 0 | 0 | 0 | 0 | 0 | 0 | 0 | -5.2042e-18 | -3.7599e-11 | -1.0492e-10 | 5.2042e-18 | 3.7599e-11 | 1.0492e-10 | 9.2519e-18 | 1.0133e-10 | 1.5282e-11 | -6.9389e-18 | -1.0133e-10 | -1.5282e-11 | 0 | 0 | 0 | 0 | 0 | 0 | 1 | 0.98924 | 0.97051 | 1 | 0.98924 | 0.97051 | 1.8637e-14 | -121.6008 | 119.7539 | 1.8696e-14 | -121.6008 | 119.7539
Line1_1_3 | 0 | 0 | 0 | 0 | 0 | 0 | 0 | 0 | 0 | 0 | 0 | 0 | 8.6736e-18 | -3.0079e-10 | -8.3938e-10 | -6.3607e-18 | 3.0079e-10 | 8.3938e-10 | 6.9389e-18 | 8.1061e-10 | 1.2226e-10 | -6.9389e-18 | -8.1061e-10 | -1.2226e-10 | 0 | 0 | 0 | 0 | 0 | 0 | 1 | 0.98924 | 0.97051 | 1 | 0.98924 | 0.97051 | 1.85e-14 | -121.6008 | 119.7539 | 1.872e-14 | -121.6008 | 119.7539
Line2_1_4 | 0 | 0 | 0 | 0 | 0 | 0 | 0 | 0 | 0 | 0 | 0 | 0 | -1.1565e-18 | -7.5198e-11 | -2.0985e-10 | 1.1565e-18 | 7.5198e-11 | 2.0985e-10 | -3.7342e-34 | 2.0265e-10 | 3.0565e-11 | 2.313e-18 | -2.0265e-10 | -3.0565e-11 | 0 | 0 | 0 | 0 | 0 | 0 | 1 | 0.98924 | 0.97051 | 1 | 0.98924 | 0.97051 | 1.85e-14 | -121.6008 | 119.7539 | 1.8637e-14 | -121.6008 | 119.7539
Line3_1_5 | 0 | 0 | 0 | 0 | 0 | 0 | 0 | 0 | 0 | 0 | 0 | 0 | -1.1565e-18 | -7.5198e-11 | -2.0985e-10 | 1.1565e-18 | 7.5198e-11 | 2.0985e-10 | -3.7342e-34 | 2.0265e-10 | 3.0565e-11 | 2.313e-18 | -2.0265e-10 | -3.0565e-11 | 0 | 0 | 0 | 0 | 0 | 0 | 1 | 0.98924 | 0.97051 | 1 | 0.98924 | 0.97051 | 1.85e-14 | -121.6008 | 119.7539 | 1.8637e-14 | -121.6008 | 119.7539
Line4_2_6 | 0 | 0 | 0 | 0 | 0 | 0 | 0 | 0 | 0 | 0 | 0 | 0 | 1.0987e-17 | -1.8799e-10 | -5.2461e-10 | -8.6736e-18 | 1.8799e-10 | 5.2461e-10 | 2.313e-18 | 5.0663e-10 | 7.6412e-11 | -4.6259e-18 | -5.0663e-10 | -7.6412e-11 | 0 | 0 | 0 | 0 | 0 | 0 | 1 | 0.98924 | 0.97051 | 1 | 0.98924 | 0.97051 | 1.8763e-14 | -121.6008 | 119.7539 | 1.9098e-14 | -121.6008 | 119.7539
Line5_6_7 | 0 | 0 | 0 | 0 | 0 | 0 | 0 | 0 | 0 | 0 | 0 | 0 | 1.5034e-17 | -1.504e-10 | -4.1969e-10 | -1.5034e-17 | 1.504e-10 | 4.1969e-10 | 6.9389e-18 | 4.053e-10 | 6.113e-11 | -1.1565e-17 | -4.053e-10 | -6.113e-11 | 0 | 0 | 0 | 0 | 0 | 0 | 1 | 0.98924 | 0.97051 | 1 | 0.98924 | 0.97051 | 1.9098e-14 | -121.6008 | 119.7539 | 1.9293e-14 | -121.6008 | 119.7539
Line6_7_8 | 0 | 0 | 0 | 0 | 0 | 0 | 0 | 0 | 0 | 0 | 0 | 0 | 1.1565e-17 | -1.128e-10 | -3.1477e-10 | -1.1565e-17 | 1.128e-10 | 3.1477e-10 | 9.2519e-18 | 3.0398e-10 | 4.5847e-11 | -9.2519e-18 | -3.0398e-10 | -4.5847e-11 | 0 | 0 | 0 | 0 | 0 | 0 | 1 | 0.98924 | 0.97051 | 1 | 0.98924 | 0.97051 | 1.9293e-14 | -121.6008 | 119.7539 | 1.9297e-14 | -121.6008 | 119.7539
Line7_8_9 | 0 | 0 | 0 | 0 | 0 | 0 | 0 | 0 | 0 | 0 | 0 | 0 | -1.1565e-18 | -3.7599e-11 | -1.0492e-10 | 1.1565e-18 | 3.7599e-11 | 1.0492e-10 | 6.9389e-18 | 1.0133e-10 | 1.5282e-11 | -4.6259e-18 | -1.0133e-10 | -1.5282e-11 | 0 | 0 | 0 | 0 | 0 | 0 | 1 | 0.98924 | 0.97051 | 1 | 0.98924 | 0.97051 | 1.9297e-14 | -121.6008 | 119.7539 | 1.929e-14 | -121.6008 | 119.7539
Line8_8_10 | 0 | 0 | 0 | 0 | 0 | 0 | 0 | 0 | 0 | 0 | 0 | 0 | 5.7824e-19 | -3.7599e-11 | -1.0492e-10 | 1.7347e-18 | 3.7599e-11 | 1.0492e-10 | 4.6259e-18 | 1.0133e-10 | 1.5282e-11 | -2.313e-18 | -1.0133e-10 | -1.5282e-11 | 0 | 0 | 0 | 0 | 0 | 0 | 1 | 0.98924 | 0.97051 | 1 | 0.98924 | 0.97051 | 1.9297e-14 | -121.6008 | 119.7539 | 1.9316e-14 | -121.6008 | 119.7539
Line9_3_11 | 0 | 0 | 0 | 0 | 0 | 0 | 0 | 0 | 0 | 0 | 0 | 0 | 2.313e-18 | -2.6319e-10 | -7.3446e-10 | -2.313e-18 | 2.6319e-10 | 7.3446e-10 | 1.6191e-17 | 7.0928e-10 | 1.0698e-10 | -1.6191e-17 | -7.0928e-10 | -1.0698e-10 | 0 | 0 | 0 | 0 | 0 | 0 | 1 | 0.98924 | 0.97051 | 1 | 0.98924 | 0.97051 | 1.872e-14 | -121.6008 | 119.7539 | 1.911e-14 | -121.6008 | 119.7539

## LG_max_6
name | pf_ikss_a_from_ka | pf_ikss_b_from_ka | pf_ikss_c_from_ka | pf_ikss_a_to_ka | pf_ikss_b_to_ka | pf_ikss_c_to_ka | pf_skss_a_from_mw | pf_skss_b_from_mw | pf_skss_c_from_mw | pf_skss_a_to_mw | pf_skss_b_to_mw | pf_skss_c_to_mw | pf_p_a_from_mw | pf_p_b_from_mw | pf_p_c_from_mw | pf_p_a_to_mw | pf_p_b_to_mw | pf_p_c_to_mw | pf_q_a_from_mvar | pf_q_b_from_mvar | pf_q_c_from_mvar | pf_q_a_to_mvar | pf_q_b_to_mvar | pf_q_c_to_mvar | pf_ikss_a_from_degree | pf_ikss_b_from_degree | pf_ikss_c_from_degree | pf_ikss_a_to_degree | pf_ikss_b_to_degree | pf_ikss_c_to_degree | pf_vm_a_from_pu | pf_vm_b_from_pu | pf_vm_c_from_pu | pf_vm_a_to_pu | pf_vm_b_to_pu | pf_vm_c_to_pu | pf_va_a_from_degree | pf_va_b_from_degree | pf_va_c_from_degree | pf_va_a_to_degree | pf_va_b_to_degree | pf_va_c_to_degree
Line0_1_2 | 0 | 0 | 0 | 0 | 0 | 0 | 0 | 0 | 0 | 0 | 0 | 0 | -6.0277e-09 | -1.236e-09 | -1.2426e-09 | 6.0277e-09 | 1.236e-09 | 1.2426e-09 | -5.6774e-12 | -7.691e-09 | 7.6796e-09 | 5.6777e-12 | 7.691e-09 | -7.6796e-09 | 0 | 0 | 0 | 0 | 0 | 0 | 0.38115 | 0.98394 | 0.98379 | 0.38115 | 0.98394 | 0.98379 | 0.035265 | -101.1558 | 101.1816 | 0.035266 | -101.1558 | 101.1816
Line10_11_12 | 0 | 0 | 0 | 0 | 0 | 0 | 0 | 0 | 0 | 0 | 0 | 0 | -6.0277e-09 | -1.236e-09 | -1.2426e-09 | 6.0277e-09 | 1.236e-09 | 1.2426e-09 | -5.6767e-12 | -7.691e-09 | 7.6796e-09 | 5.6769e-12 | 7.691e-09 | -7.6796e-09 | 0 | 0 | 0 | 0 | 0 | 0 | 0.38115 | 0.98394 | 0.98379 | 0.38115 | 0.98394 | 0.98379 | 0.035267 | -101.1558 | 101.1816 | 0.035268 | -101.1558 | 101.1816
Line11_12_13 | 0 | 0 | 0 | 0 | 0 | 0 | 0 | 0 | 0 | 0 | 0 | 0 | -5.0231e-09 | -1.03e-09 | -1.0355e-09 | 5.0231e-09 | 1.03e-09 | 1.0355e-09 | -4.7309e-12 | -6.4091e-09 | 6.3997e-09 | 4.731e-12 | 6.4091e-09 | -6.3997e-09 | 0 | 0 | 0 | 0 | 0 | 0 | 0.38115 | 0.98394 | 0.98379 | 0.38115 | 0.98394 | 0.98379 | 0.035268 | -101.1558 | 101.1816 | 0.035269 | -101.1558 | 101.1816
Line12_13_15 | 0 | 0 | 0 | 0 | 0 | 0 | 0 | 0 | 0 | 0 | 0 | 0 | -3.0139e-09 | -6.1802e-10 | -6.213e-10 | 3.0139e-09 | 6.1802e-10 | 6.213e-10 | -2.8386e-12 | -3.8455e-09 | 3.8398e-09 | 2.8387e-12 | 3.8455e-09 | -3.8398e-09 | 0 | 0 | 0 | 0 | 0 | 0 | 0.38115 | 0.98394 | 0.98379 | 0.38115 | 0.98394 | 0.98379 | 0.035269 | -101.1558 | 101.1816 | 0.035269 | -101.1558 | 101.1816
Line13_13_14 | 0 | 0 | 0 | 0 | 0 | 0 | 0 | 0 | 0 | 0 | 0 | 0 | -1.0046e-09 | -2.0601e-10 | -2.071e-10 | 1.0046e-09 | 2.0601e-10 | 2.071e-10 | -9.4626e-13 | -1.2818e-09 | 1.2799e-09 | 9.4641e-13 | 1.2818e-09 | -1.2799e-09 | 0 | 0 | 0 | 0 | 0 | 0 | 0.38115 | 0.98394 | 0.98379 | 0.38115 | 0.98394 | 0.98379 | 0.035269 | -101.1558 | 101.1816 | 0.035269 | -101.1558 | 101.1816
Line14_15_16 | 0 | 0 | 0 | 0 | 0 | 0 | 0 | 0 | 0 | 0 | 0 | 0 | -2.0092e-09 | -4.1201e-10 | -4.142e-10 | 2.0092e-09 | 4.1201e-10 | 4.142e-10 | -1.8923e-12 | -2.5637e-09 | 2.5599e-09 | 1.8924e-12 | 2.5637e-09 | -2.5599e-09 | 0 | 0 | 0 | 0 | 0 | 0 | 0.38115 | 0.98394 | 0.98379 | 0.38115 | 0.98394 | 0.98379 | 0.035269 | -101.1558 | 101.1816 | 0.03527 | -101.1558 | 101.1816
Line15_16_17 | 0 | 0 | 0 | 0 | 0 | 0 | 0 | 0 | 0 | 0 | 0 | 0 | -1.0046e-09 | -2.0601e-10 | -2.071e-10 | 1.0046e-09 | 2.0601e-10 | 2.071e-10 | -9.4591e-13 | -1.2818e-09 | 1.2799e-09 | 9.4617e-13 | 1.2818e-09 | -1.2799e-09 | 0 | 0 | 0 | 0 | 0 | 0 | 0.38115 | 0.98394 | 0.98379 | 0.38115 | 0.98394 | 0.98379 | 0.03527 | -101.1558 | 101.1816 | 0.03527 | -101.1558 | 101.1816
Line16_4_18 | 0 | 0 | 0 | 0 | 0 | 0 | 0 | 0 | 0 | 0 | 0 | 0 | -1.0201e-09 | -1.8038e-10 | -1.583e-10 | 1.0201e-09 | 1.8038e-10 | 1.583e-10 | 1.9121e-11 | -1.2618e-09 | 1.3e-09 | -1.9121e-11 | 1.2618e-09 | -1.3e-09 | 0 | 0 | 0 | 0 | 0 | 0 | 0.39423 | 0.99473 | 0.99775 | 0.39423 | 0.99473 | 0.99775 | -0.68899 | -101.67 | 101.1531 | -0.68899 | -101.67 | 101.1531
Line17_5_19 | 0 | 0 | 0 | 0 | 0 | 0 | 0 | 0 | 0 | 0 | 0 | 0 | -1.0046e-09 | -2.0601e-10 | -2.071e-10 | 1.0046e-09 | 2.0601e-10 | 2.071e-10 | -9.4559e-13 | -1.2818e-09 | 1.2799e-09 | 9.4579e-13 | 1.2818e-09 | -1.2799e-09 | 0 | 0 | 0 | 0 | 0 | 0 | 0.38115 | 0.98394 | 0.98379 | 0.38115 | 0.98394 | 0.98379 | 0.035265 | -101.1558 | 101.1816 | 0.035265 | -101.1558 | 101.1816
Line1_1_3 | 0 | 0 | 0 | 0 | 0 | 0 | 0 | 0 | 0 | 0 | 0 | 0 | -8.037e-09 | -1.6481e-09 | -1.6568e-09 | 8.037e-09 | 1.648e-09 | 1.6568e-09 | -7.5691e-12 | -1.0255e-08 | 1.0239e-08 | 7.5695e-12 | 1.0255e-08 | -1.0239e-08 | 0 | 0 | 0 | 0 | 0 | 0 | 0.38115 | 0.98394 | 0.98379 | 0.38115 | 0.98394 | 0.98379 | 0.035265 | -101.1558 | 101.1816 | 0.035266 | -101.1558 | 101.1816
Line2_1_4 | 0.14434 | 0.14434 | 0.14434 | 0.14434 | 0.14434 | 0.14434 | 0.033333 | 0.033333 | 0.033333 | 0.033333 | 0.033333 | 0.033333 | -0.0012564 | 0.0074525 | -0.013614 | 0.0014648 | -0.0072442 | 0.013822 | -0.012643 | -0.03194 | -0.029833 | 0.013059 | 0.032357 | 0.03025 | 95.7107 | -24.2895 | -144.2893 | -84.2893 | 155.7105 | 35.7107 | 0.38115 | 0.98394 | 0.98379 | 0.39423 | 0.99473 | 0.99775 | 0.035265 | -101.1558 | 101.1816 | -0.68899 | -101.67 | 101.1531
Line3_1_5 | 0 | 0 | 0 | 0 | 0 | 0 | 0 | 0 | 0 | 0 | 0 | 0 | -2.0092e-09 | -4.1201e-10 | -4.142e-10 | 2.0092e-09 | 4.1201e-10 | 4.142e-10 | -1.8919e-12 | -2.5637e-09 | 2.5599e-09 | 1.8921e-12 | 2.5637e-09 | -2.5599e-09 | 0 | 0 | 0 | 0 | 0 | 0 | 0.38115 | 0.98394 | 0.98379 | 0.38115 | 0.98394 | 0.98379 | 0.035265 | -101.1558 | 101.1816 | 0.035265 | -101.1558 | 101.1816
Line4_2_6 | 0 | 0 | 0 | 0 | 0 | 0 | 0 | 0 | 0 | 0 | 0 | 0 | -5.0231e-09 | -1.03e-09 | -1.0355e-09 | 5.0231e-09 | 1.03e-09 | 1.0355e-09 | -4.7313e-12 | -6.4091e-09 | 6.3997e-09 | 4.7315e-12 | 6.4091e-09 | -6.3997e-09 | 0 | 0 | 0 | 0 | 0 | 0 | 0.38115 | 0.98394 | 0.98379 | 0.38115 | 0.98394 | 0.98379 | 0.035266 | -101.1558 | 101.1816 | 0.035267 | -101.1558 | 101.1816
Line5_6_7 | 0 | 0 | 0 | 0 | 0 | 0 | 0 | 0 | 0 | 0 | 0 | 0 | -4.0185e-09 | -8.2402e-10 | -8.284e-10 | 4.0185e-09 | 8.2402e-10 | 8.284e-10 | -3.7848e-12 | -5.1273e-09 | 5.1197e-09 | 3.7852e-12 | 5.1273e-09 | -5.1197e-09 | 0 | 0 | 0 | 0 | 0 | 0 | 0.38115 | 0.98394 | 0.98379 | 0.38115 | 0.98394 | 0.98379 | 0.035267 | -101.1558 | 101.1816 | 0.035267 | -101.1558 | 101.1816
Line6_7_8 | 0 | 0 | 0 | 0 | 0 | 0 | 0 | 0 | 0 | 0 | 0 | 0 | -3.0139e-09 | -6.1802e-10 | -6.213e-10 | 3.0139e-09 | 6.1802e-10 | 6.213e-10 | -2.8384e-12 | -3.8455e-09 | 3.8398e-09 | 2.8388e-12 | 3.8455e-09 | -3.8398e-09 | 0 | 0 | 0 | 0 | 0 | 0 | 0.38115 | 0.98394 | 0.98379 | 0.38115 | 0.98394 | 0.98379 | 0.035267 | -101.1558 | 101.1816 | 0.035268 | -101.1558 | 101.1816
Line7_8_9 | 0 | 0 | 0 | 0 | 0 | 0 | 0 | 0 | 0 | 0 | 0 | 0 | -1.0046e-09 | -2.0601e-10 | -2.071e-10 | 1.0046e-09 | 2.0601e-10 | 2.071e-10 | -9.4602e-13 | -1.2818e-09 | 1.2799e-09 | 9.4636e-13 | 1.2818e-09 | -1.2799e-09 | 0 | 0 | 0 | 0 | 0 | 0 | 0.38115 | 0.98394 | 0.98379 | 0.38115 | 0.98394 | 0.98379 | 0.035268 | -101.1558 | 101.1816 | 0.035268 | -101.1558 | 101.1816
Line8_8_10 | 0 | 0 | 0 | 0 | 0 | 0 | 0 | 0 | 0 | 0 | 0 | 0 | -1.0046e-09 | -2.0601e-10 | -2.071e-10 | 1.0046e-09 | 2.0601e-10 | 2.071e-10 | -9.4592e-13 | -1.2818e-09 | 1.2799e-09 | 9.4626e-13 | 1.2818e-09 | -1.2799e-09 | 0 | 0 | 0 | 0 | 0 | 0 | 0.38115 | 0.98394 | 0.98379 | 0.38115 | 0.98394 | 0.98379 | 0.035268 | -101.1558 | 101.1816 | 0.035268 | -101.1558 | 101.1816
Line9_3_11 | 0 | 0 | 0 | 0 | 0 | 0 | 0 | 0 | 0 | 0 | 0 | 0 | -7.0324e-09 | -1.442e-09 | -1.4497e-09 | 7.0324e-09 | 1.442e-09 | 1.4497e-09 | -6.6231e-12 | -8.9728e-09 | 8.9596e-09 | 6.6233e-12 | 8.9728e-09 | -8.9596e-09 | 0 | 0 | 0 | 0 | 0 | 0 | 0.38115 | 0.98394 | 0.98379 | 0.38115 | 0.98394 | 0.98379 | 0.035266 | -101.1558 | 101.1816 | 0.035267 | -101.1558 | 101.1816

## LG_max_10
name | pf_ikss_a_from_ka | pf_ikss_b_from_ka | pf_ikss_c_from_ka | pf_ikss_a_to_ka | pf_ikss_b_to_ka | pf_ikss_c_to_ka | pf_skss_a_from_mw | pf_skss_b_from_mw | pf_skss_c_from_mw | pf_skss_a_to_mw | pf_skss_b_to_mw | pf_skss_c_to_mw | pf_p_a_from_mw | pf_p_b_from_mw | pf_p_c_from_mw | pf_p_a_to_mw | pf_p_b_to_mw | pf_p_c_to_mw | pf_q_a_from_mvar | pf_q_b_from_mvar | pf_q_c_from_mvar | pf_q_a_to_mvar | pf_q_b_to_mvar | pf_q_c_to_mvar | pf_ikss_a_from_degree | pf_ikss_b_from_degree | pf_ikss_c_from_degree | pf_ikss_a_to_degree | pf_ikss_b_to_degree | pf_ikss_c_to_degree | pf_vm_a_from_pu | pf_vm_b_from_pu | pf_vm_c_from_pu | pf_vm_a_to_pu | pf_vm_b_to_pu | pf_vm_c_to_pu | pf_va_a_from_degree | pf_va_b_from_degree | pf_va_c_from_degree | pf_va_a_to_degree | pf_va_b_to_degree | pf_va_c_to_degree
Line0_1_2 | 0 | 0 | 0 | 0 | 0 | 0 | 0 | 0 | 0 | 0 | 0 | 0 | -6.0328e-09 | -1.2243e-09 | -1.2312e-09 | 6.0328e-09 | 1.2243e-09 | 1.2312e-09 | -5.9471e-12 | -7.6912e-09 | 7.6794e-09 | 5.9473e-12 | 7.6912e-09 | -7.6794e-09 | 0 | 0 | 0 | 0 | 0 | 0 | 0.38183 | 0.98459 | 0.98444 | 0.38183 | 0.98459 | 0.98444 | 0.036878 | -101.1681 | 101.1952 | 0.036879 | -101.1681 | 101.1952
Line10_11_12 | 0 | 0 | 0 | 0 | 0 | 0 | 0 | 0 | 0 | 0 | 0 | 0 | -6.0328e-09 | -1.2243e-09 | -1.2312e-09 | 6.0328e-09 | 1.2243e-09 | 1.2312e-09 | -5.9471e-12 | -7.6912e-09 | 7.6794e-09 | 5.9474e-12 | 7.6912e-09 | -7.6794e-09 | 0 | 0 | 0 | 0 | 0 | 0 | 0.38183 | 0.98459 | 0.98444 | 0.38183 | 0.98459 | 0.98444 | 0.03688 | -101.1681 | 101.1952 | 0.036881 | -101.1681 | 101.1952
Line11_12_13 | 0 | 0 | 0 | 0 | 0 | 0 | 0 | 0 | 0 | 0 | 0 | 0 | -5.0274e-09 | -1.0203e-09 | -1.026e-09 | 5.0274e-09 | 1.0203e-09 | 1.026e-09 | -4.9561e-12 | -6.4094e-09 | 6.3995e-09 | 4.9562e-12 | 6.4094e-09 | -6.3995e-09 | 0 | 0 | 0 | 0 | 0 | 0 | 0.38183 | 0.98459 | 0.98444 | 0.38183 | 0.98459 | 0.98444 | 0.036881 | -101.1681 | 101.1952 | 0.036881 | -101.1681 | 101.1952
Line12_13_15 | 0 | 0 | 0 | 0 | 0 | 0 | 0 | 0 | 0 | 0 | 0 | 0 | -3.0164e-09 | -6.1217e-10 | -6.156e-10 | 3.0164e-09 | 6.1217e-10 | 6.156e-10 | -2.9739e-12 | -3.8456e-09 | 3.8397e-09 | 2.9741e-12 | 3.8456e-09 | -3.8397e-09 | 0 | 0 | 0 | 0 | 0 | 0 | 0.38183 | 0.98459 | 0.98444 | 0.38183 | 0.98459 | 0.98444 | 0.036881 | -101.1681 | 101.1952 | 0.036882 | -101.1681 | 101.1952
Line13_13_14 | 0 | 0 | 0 | 0 | 0 | 0 | 0 | 0 | 0 | 0 | 0 | 0 | -1.0055e-09 | -2.0406e-10 | -2.052e-10 | 1.0055e-09 | 2.0406e-10 | 2.052e-10 | -9.9132e-13 | -1.2819e-09 | 1.2799e-09 | 9.9144e-13 | 1.2819e-09 | -1.2799e-09 | 0 | 0 | 0 | 0 | 0 | 0 | 0.38183 | 0.98459 | 0.98444 | 0.38183 | 0.98459 | 0.98444 | 0.036881 | -101.1681 | 101.1952 | 0.036882 | -101.1681 | 101.1952
Line14_15_16 | 0 | 0 | 0 | 0 | 0 | 0 | 0 | 0 | 0 | 0 | 0 | 0 | -2.0109e-09 | -4.0811e-10 | -4.104e-10 | 2.0109e-09 | 4.0811e-10 | 4.104e-10 | -1.9824e-12 | -2.5637e-09 | 2.5598e-09 | 1.9825e-12 | 2.5637e-09 | -2.5598e-09 | 0 | 0 | 0 | 0 | 0 | 0 | 0.38183 | 0.98459 | 0.98444 | 0.38183 | 0.98459 | 0.98444 | 0.036882 | -101.1681 | 101.1952 | 0.036882 | -101.1681 | 101.1952
Line15_16_17 | 0 | 0 | 0 | 0 | 0 | 0 | 0 | 0 | 0 | 0 | 0 | 0 | -1.0055e-09 | -2.0406e-10 | -2.052e-10 | 1.0055e-09 | 2.0406e-10 | 2.052e-10 | -9.9115e-13 | -1.2819e-09 | 1.2799e-09 | 9.9138e-13 | 1.2819e-09 | -1.2799e-09 | 0 | 0 | 0 | 0 | 0 | 0 | 0.38183 | 0.98459 | 0.98444 | 0.38183 | 0.98459 | 0.98444 | 0.036882 | -101.1681 | 101.1952 | 0.036882 | -101.1681 | 101.1952
Line16_4_18 | 0 | 0 | 0 | 0 | 0 | 0 | 0 | 0 | 0 | 0 | 0 | 0 | -1.0209e-09 | -1.7836e-10 | -1.5633e-10 | 1.0209e-09 | 1.7836e-10 | 1.5633e-10 | 1.9076e-11 | -1.2618e-09 | 1.3e-09 | -1.9076e-11 | 1.2618e-09 | -1.3e-09 | 0 | 0 | 0 | 0 | 0 | 0 | 0.39492 | 0.99539 | 0.9984 | 0.39492 | 0.99539 | 0.9984 | -0.68617 | -101.6818 | 101.1665 | -0.68617 | -101.6818 | 101.1665
Line17_5_19 | 0 | 0 | 0 | 0 | 0 | 0 | 0 | 0 | 0 | 0 | 0 | 0 | -1.0055e-09 | -2.0406e-10 | -2.052e-10 | 1.0055e-09 | 2.0406e-10 | 2.052e-10 | -9.9095e-13 | -1.2819e-09 | 1.2799e-09 | 9.9098e-13 | 1.2819e-09 | -1.2799e-09 | 0 | 0 | 0 | 0 | 0 | 0 | 0.38183 | 0.98459 | 0.98444 | 0.38183 | 0.98459 | 0.98444 | 0.036878 | -101.1681 | 101.1952 | 0.036878 | -101.1681 | 101.1952
Line1_1_3 | 0 | 0 | 0 | 0 | 0 | 0 | 0 | 0 | 0 | 0 | 0 | 0 | -8.0438e-09 | -1.6324e-09 | -1.6416e-09 | 8.0438e-09 | 1.6324e-09 | 1.6416e-09 | -7.9296e-12 | -1.0255e-08 | 1.0239e-08 | 7.9299e-12 | 1.0255e-08 | -1.0239e-08 | 0 | 0 | 0 | 0 | 0 | 0 | 0.38183 | 0.98459 | 0.98444 | 0.38183 | 0.98459 | 0.98444 | 0.036878 | -101.1681 | 101.1952 | 0.036879 | -101.1681 | 101.1952
Line2_1_4 | 0.14434 | 0.14434 | 0.14434 | 0.14434 | 0.14434 | 0.14434 | 0.033333 | 0.033333 | 0.033333 | 0.033333 | 0.033333 | 0.033333 | -0.0012583 | 0.0074506 | -0.013616 | 0.0014667 | -0.0072423 | 0.013824 | -0.012665 | -0.031963 | -0.029856 | 0.013082 | 0.03238 | 0.030273 | 95.7107 | -24.2895 | -144.2893 | -84.2893 | 155.7105 | 35.7107 | 0.38183 | 0.98459 | 0.98444 | 0.39492 | 0.99539 | 0.9984 | 0.036878 | -101.1681 | 101.1952 | -0.68617 | -101.6818 | 101.1665
Line3_1_5 | 0 | 0 | 0 | 0 | 0 | 0 | 0 | 0 | 0 | 0 | 0 | 0 | -2.0109e-09 | -4.0811e-10 | -4.104e-10 | 2.0109e-09 | 4.0811e-10 | 4.104e-10 | -1.9819e-12 | -2.5637e-09 | 2.5598e-09 | 1.9822e-12 | 2.5637e-09 | -2.5598e-09 | 0 | 0 | 0 | 0 | 0 | 0 | 0.38183 | 0.98459 | 0.98444 | 0.38183 | 0.98459 | 0.98444 | 0.036878 | -101.1681 | 101.1952 | 0.036878 | -101.1681 | 101.1952
Line4_2_6 | 0 | 0 | 0 | 0 | 0 | 0 | 0 | 0 | 0 | 0 | 0 | 0 | -5.0274e-09 | -1.0203e-09 | -1.026e-09 | 5.0274e-09 | 1.0203e-09 | 1.026e-09 | -4.9559e-12 | -6.4094e-09 | 6.3995e-09 | 4.9561e-12 | 6.4094e-09 | -6.3995e-09 | 0 | 0 | 0 | 0 | 0 | 0 | 0.38183 | 0.98459 | 0.98444 | 0.38183 | 0.98459 | 0.98444 | 0.036879 | -101.1681 | 101.1952 | 0.036879 | -101.1681 | 101.1952
Line5_6_7 | 0 | 0 | 0 | 0 | 0 | 0 | 0 | 0 | 0 | 0 | 0 | 0 | -4.0219e-09 | -8.1622e-10 | -8.208e-10 | 4.0219e-09 | 8.1622e-10 | 8.208e-10 | -3.9647e-12 | -5.1275e-09 | 5.1196e-09 | 3.9648e-12 | 5.1275e-09 | -5.1196e-09 | 0 | 0 | 0 | 0 | 0 | 0 | 0.38183 | 0.98459 | 0.98444 | 0.38183 | 0.98459 | 0.98444 | 0.036879 | -101.1681 | 101.1952 | 0.03688 | -101.1681 | 101.1952
Line6_7_8 | 0 | 0 | 0 | 0 | 0 | 0 | 0 | 0 | 0 | 0 | 0 | 0 | -3.0164e-09 | -6.1217e-10 | -6.156e-10 | 3.0164e-09 | 6.1217e-10 | 6.156e-10 | -2.9736e-12 | -3.8456e-09 | 3.8397e-09 | 2.9739e-12 | 3.8456e-09 | -3.8397e-09 | 0 | 0 | 0 | 0 | 0 | 0 | 0.38183 | 0.98459 | 0.98444 | 0.38183 | 0.98459 | 0.98444 | 0.03688 | -101.1681 | 101.1952 | 0.03688 | -101.1681 | 101.1952
Line7_8_9 | 0 | 0 | 0 | 0 | 0 | 0 | 0 | 0 | 0 | 0 | 0 | 0 | -1.0055e-09 | -2.0406e-10 | -2.052e-10 | 1.0055e-09 | 2.0406e-10 | 2.052e-10 | -9.9109e-13 | -1.2819e-09 | 1.2799e-09 | 9.9129e-13 | 1.2819e-09 | -1.2799e-09 | 0 | 0 | 0 | 0 | 0 | 0 | 0.38183 | 0.98459 | 0.98444 | 0.38183 | 0.98459 | 0.98444 | 0.03688 | -101.1681 | 101.1952 | 0.03688 | -101.1681 | 101.1952
Line8_8_10 | 0 | 0 | 0 | 0 | 0 | 0 | 0 | 0 | 0 | 0 | 0 | 0 | -1.0055e-09 | -2.0406e-10 | -2.052e-10 | 1.0055e-09 | 2.0406e-10 | 2.052e-10 | -9.9099e-13 | -1.2819e-09 | 1.2799e-09 | 9.9119e-13 | 1.2819e-09 | -1.2799e-09 | 0 | 0 | 0 | 0 | 0 | 0 | 0.38183 | 0.98459 | 0.98444 | 0.38183 | 0.98459 | 0.98444 | 0.03688 | -101.1681 | 101.1952 | 0.03688 | -101.1681 | 101.1952
Line9_3_11 | 0 | 0 | 0 | 0 | 0 | 0 | 0 | 0 | 0 | 0 | 0 | 0 | -7.0383e-09 | -1.4284e-09 | -1.4364e-09 | 7.0383e-09 | 1.4284e-09 | 1.4364e-09 | -6.9382e-12 | -8.9731e-09 | 8.9592e-09 | 6.9386e-12 | 8.9731e-09 | -8.9592e-09 | 0 | 0 | 0 | 0 | 0 | 0 | 0.38183 | 0.98459 | 0.98444 | 0.38183 | 0.98459 | 0.98444 | 0.036879 | -101.1681 | 101.1952 | 0.03688 | -101.1681 | 101.1952

## LG_max_fault_6
name | pf_ikss_a_from_ka | pf_ikss_b_from_ka | pf_ikss_c_from_ka | pf_ikss_a_to_ka | pf_ikss_b_to_ka | pf_ikss_c_to_ka | pf_skss_a_from_mw | pf_skss_b_from_mw | pf_skss_c_from_mw | pf_skss_a_to_mw | pf_skss_b_to_mw | pf_skss_c_to_mw | pf_p_a_from_mw | pf_p_b_from_mw | pf_p_c_from_mw | pf_p_a_to_mw | pf_p_b_to_mw | pf_p_c_to_mw | pf_q_a_from_mvar | pf_q_b_from_mvar | pf_q_c_from_mvar | pf_q_a_to_mvar | pf_q_b_to_mvar | pf_q_c_to_mvar | pf_ikss_a_from_degree | pf_ikss_b_from_degree | pf_ikss_c_from_degree | pf_ikss_a_to_degree | pf_ikss_b_to_degree | pf_ikss_c_to_degree | pf_vm_a_from_pu | pf_vm_b_from_pu | pf_vm_c_from_pu | pf_vm_a_to_pu | pf_vm_b_to_pu | pf_vm_c_to_pu | pf_va_a_from_degree | pf_va_b_from_degree | pf_va_c_from_degree | pf_va_a_to_degree | pf_va_b_to_degree | pf_va_c_to_degree
Line0_1_2 | 0 | 0 | 0 | 0 | 0 | 0 | 0 | 0 | 0 | 0 | 0 | 0 | 1.4111e-10 | 2.2707e-10 | 3.7872e-10 | -1.4111e-10 | -2.2707e-10 | -3.7872e-10 | 1.6501e-10 | -5.5154e-11 | 1.2914e-10 | -1.6501e-10 | 5.5154e-11 | -1.2914e-10 | 0 | 0 | 0 | 0 | 0 | 0 | 1.1058 | 1.1093 | 1.1154 | 1.1058 | 1.1093 | 1.1154 | -0.35331 | -119.8823 | 119.7259 | -0.35331 | -119.8823 | 119.7259
Line10_11_12 | 0 | 0 | 0 | 0 | 0 | 0 | 0 | 0 | 0 | 0 | 0 | 0 | 1.4111e-10 | 2.2707e-10 | 3.7872e-10 | -1.4111e-10 | -2.2707e-10 | -3.7872e-10 | 1.6501e-10 | -5.5154e-11 | 1.2914e-10 | -1.6501e-10 | 5.5154e-11 | -1.2914e-10 | 0 | 0 | 0 | 0 | 0 | 0 | 1.1058 | 1.1093 | 1.1154 | 1.1058 | 1.1093 | 1.1154 | -0.35331 | -119.8823 | 119.7259 | -0.35331 | -119.8823 | 119.7259
Line11_12_13 | 0 | 0 | 0 | 0 | 0 | 0 | 0 | 0 | 0 | 0 | 0 | 0 | 1.1759e-10 | 1.8923e-10 | 3.156e-10 | -1.1759e-10 | -1.8923e-10 | -3.156e-10 | 1.3751e-10 | -4.5961e-11 | 1.0762e-10 | -1.3751e-10 | 4.5961e-11 | -1.0762e-10 | 0 | 0 | 0 | 0 | 0 | 0 | 1.1058 | 1.1093 | 1.1154 | 1.1058 | 1.1093 | 1.1154 | -0.35331 | -119.8823 | 119.7259 | -0.35331 | -119.8823 | 119.7259
Line12_13_15 | 0 | 0 | 0 | 0 | 0 | 0 | 0 | 0 | 0 | 0 | 0 | 0 | 7.0556e-11 | 1.1354e-10 | 1.8936e-10 | -7.0556e-11 | -1.1354e-10 | -1.8936e-10 | 8.2505e-11 | -2.7577e-11 | 6.4572e-11 | -8.2505e-11 | 2.7577e-11 | -6.4572e-11 | 0 | 0 | 0 | 0 | 0 | 0 | 1.1058 | 1.1093 | 1.1154 | 1.1058 | 1.1093 | 1.1154 | -0.35331 | -119.8823 | 119.7259 | -0.35331 | -119.8823 | 119.7259
Line13_13_14 | 0 | 0 | 0 | 0 | 0 | 0 | 0 | 0 | 0 | 0 | 0 | 0 | 2.3519e-11 | 3.7846e-11 | 6.3121e-11 | -2.3519e-11 | -3.7846e-11 | -6.3121e-11 | 2.7502e-11 | -9.1923e-12 | 2.1524e-11 | -2.7502e-11 | 9.1923e-12 | -2.1524e-11 | 0 | 0 | 0 | 0 | 0 | 0 | 1.1058 | 1.1093 | 1.1154 | 1.1058 | 1.1093 | 1.1154 | -0.35331 | -119.8823 | 119.7259 | -0.35331 | -119.8823 | 119.7259
Line14_15_16 | 0 | 0 | 0 | 0 | 0 | 0 | 0 | 0 | 0 | 0 | 0 | 0 | 4.7037e-11 | 7.5691e-11 | 1.2624e-10 | -4.7037e-11 | -7.5691e-11 | -1.2624e-10 | 5.5003e-11 | -1.8385e-11 | 4.3048e-11 | -5.5003e-11 | 1.8385e-11 | -4.3048e-11 | 0 | 0 | 0 | 0 | 0 | 0 | 1.1058 | 1.1093 | 1.1154 | 1.1058 | 1.1093 | 1.1154 | -0.35331 | -119.8823 | 119.7259 | -0.35331 | -119.8823 | 119.7259
Line15_16_17 | 0 | 0 | 0 | 0 | 0 | 0 | 0 | 0 | 0 | 0 | 0 | 0 | 2.3519e-11 | 3.7846e-11 | 6.3121e-11 | -2.3519e-11 | -3.7846e-11 | -6.3121e-11 | 2.7502e-11 | -9.1923e-12 | 2.1524e-11 | -2.7502e-11 | 9.1923e-12 | -2.1524e-11 | 0 | 0 | 0 | 0 | 0 | 0 | 1.1058 | 1.1093 | 1.1154 | 1.1058 | 1.1093 | 1.1154 | -0.35331 | -119.8823 | 119.7259 | -0.35331 | -119.8823 | 119.7259
Line16_4_18 | 0 | 0 | 0 | 0 | 0 | 0 | 0 | 0 | 0 | 0 | 0 | 0 | 7.771e-11 | 9.2044e-11 | 1.1818e-10 | -7.771e-11 | -9.2044e-11 | -1.1818e-10 | 4.7568e-11 | 1.0874e-11 | 4.1591e-11 | -4.7568e-11 | -1.0874e-11 | -4.1591e-11 | 0 | 0 | 0 | 0 | 0 | 0 | 1.1189 | 1.1224 | 1.1285 | 1.1189 | 1.1224 | 1.1285 | -0.60395 | -120.1376 | 119.4765 | -0.60395 | -120.1376 | 119.4765
Line17_5_19 | 0 | 0 | 0 | 0 | 0 | 0 | 0 | 0 | 0 | 0 | 0 | 0 | 2.3519e-11 | 3.7846e-11 | 6.3121e-11 | -2.3519e-11 | -3.7846e-11 | -6.3121e-11 | 2.7502e-11 | -9.1923e-12 | 2.1524e-11 | -2.7502e-11 | 9.1923e-12 | -2.1524e-11 | 0 | 0 | 0 | 0 | 0 | 0 | 1.1058 | 1.1093 | 1.1154 | 1.1058 | 1.1093 | 1.1154 | -0.35331 | -119.8823 | 119.7259 | -0.35331 | -119.8823 | 119.7259
Line1_1_3 | 0 | 0 | 0 | 0 | 0 | 0 | 0 | 0 | 0 | 0 | 0 | 0 | 1.8815e-10 | 3.0276e-10 | 5.0497e-10 | -1.8815e-10 | -3.0276e-10 | -5.0497e-10 | 2.2001e-10 | -7.3538e-11 | 1.7219e-10 | -2.2001e-10 | 7.3538e-11 | -1.7219e-10 | 0 | 0 | 0 | 0 | 0 | 0 | 1.1058 | 1.1093 | 1.1154 | 1.1058 | 1.1093 | 1.1154 | -0.35331 | -119.8823 | 119.7259 | -0.35331 | -119.8823 | 119.7259
Line2_1_4 | 0.14434 | 0.14434 | 0.14434 | 0.14434 | 0.14434 | 0.14434 | 0.033333 | 0.033333 | 0.033333 | 0.033333 | 0.033333 | 0.033333 | -0.0038937 | -0.0036037 | -0.0038766 | 0.0041021 | 0.0038121 | 0.0040849 | -0.036653 | -0.036801 | -0.036978 | 0.03707 | 0.037217 | 0.037395 | 95.7106 | -24.2894 | -144.2894 | -84.2894 | 155.7106 | 35.7106 | 1.1058 | 1.1093 | 1.1154 | 1.1189 | 1.1224 | 1.1285 | -0.35331 | -119.8823 | 119.7259 | -0.60395 | -120.1376 | 119.4765
Line3_1_5 | 0 | 0 | 0 | 0 | 0 | 0 | 0 | 0 | 0 | 0 | 0 | 0 | 4.7037e-11 | 7.5691e-11 | 1.2624e-10 | -4.7037e-11 | -7.5691e-11 | -1.2624e-10 | 5.5003e-11 | -1.8385e-11 | 4.3048e-11 | -5.5003e-11 | 1.8385e-11 | -4.3048e-11 | 0 | 0 | 0 | 0 | 0 | 0 | 1.1058 | 1.1093 | 1.1154 | 1.1058 | 1.1093 | 1.1154 | -0.35331 | -119.8823 | 119.7259 | -0.35331 | -119.8823 | 119.7259
Line4_2_6 | 0 | 0 | 0 | 0 | 0 | 0 | 0 | 0 | 0 | 0 | 0 | 0 | 1.1759e-10 | 1.8923e-10 | 3.156e-10 | -1.1759e-10 | -1.8923e-10 | -3.156e-10 | 1.3751e-10 | -4.5961e-11 | 1.0762e-10 | -1.3751e-10 | 4.5961e-11 | -1.0762e-10 | 0 | 0 | 0 | 0 | 0 | 0 | 1.1058 | 1.1093 | 1.1154 | 1.1058 | 1.1093 | 1.1154 | -0.35331 | -119.8823 | 119.7259 | -0.35331 | -119.8823 | 119.7259
Line5_6_7 | 0 | 0 | 0 | 0 | 0 | 0 | 0 | 0 | 0 | 0 | 0 | 0 | 9.4074e-11 | 1.5138e-10 | 2.5248e-10 | -9.4074e-11 | -1.5138e-10 | -2.5248e-10 | 1.1001e-10 | -3.6769e-11 | 8.6096e-11 | -1.1001e-10 | 3.6769e-11 | -8.6096e-11 | 0 | 0 | 0 | 0 | 0 | 0 | 1.1058 | 1.1093 | 1.1154 | 1.1058 | 1.1093 | 1.1154 | -0.35331 | -119.8823 | 119.7259 | -0.35331 | -119.8823 | 119.7259
Line6_7_8 | 0 | 0 | 0 | 0 | 0 | 0 | 0 | 0 | 0 | 0 | 0 | 0 | 7.0556e-11 | 1.1354e-10 | 1.8936e-10 | -7.0556e-11 | -1.1354e-10 | -1.8936e-10 | 8.2505e-11 | -2.7577e-11 | 6.4572e-11 | -8.2505e-11 | 2.7577e-11 | -6.4572e-11 | 0 | 0 | 0 | 0 | 0 | 0 | 1.1058 | 1.1093 | 1.1154 | 1.1058 | 1.1093 | 1.1154 | -0.35331 | -119.8823 | 119.7259 | -0.35331 | -119.8823 | 119.7259
Line7_8_9 | 0 | 0 | 0 | 0 | 0 | 0 | 0 | 0 | 0 | 0 | 0 | 0 | 2.3519e-11 | 3.7846e-11 | 6.3121e-11 | -2.3519e-11 | -3.7846e-11 | -6.3121e-11 | 2.7502e-11 | -9.1923e-12 | 2.1524e-11 | -2.7502e-11 | 9.1923e-12 | -2.1524e-11 | 0 | 0 | 0 | 0 | 0 | 0 | 1.1058 | 1.1093 | 1.1154 | 1.1058 | 1.1093 | 1.1154 | -0.35331 | -119.8823 | 119.7259 | -0.35331 | -119.8823 | 119.7259
Line8_8_10 | 0 | 0 | 0 | 0 | 0 | 0 | 0 | 0 | 0 | 0 | 0 | 0 | 2.3519e-11 | 3.7846e-11 | 6.3121e-11 | -2.3519e-11 | -3.7846e-11 | -6.3121e-11 | 2.7502e-11 | -9.1923e-12 | 2.1524e-11 | -2.7502e-11 | 9.1923e-12 | -2.1524e-11 | 0 | 0 | 0 | 0 | 0 | 0 | 1.1058 | 1.1093 | 1.1154 | 1.1058 | 1.1093 | 1.1154 | -0.35331 | -119.8823 | 119.7259 | -0.35331 | -119.8823 | 119.7259
Line9_3_11 | 0 | 0 | 0 | 0 | 0 | 0 | 0 | 0 | 0 | 0 | 0 | 0 | 1.6463e-10 | 2.6492e-10 | 4.4185e-10 | -1.6463e-10 | -2.6492e-10 | -4.4185e-10 | 1.9251e-10 | -6.4346e-11 | 1.5067e-10 | -1.9251e-10 | 6.4346e-11 | -1.5067e-10 | 0 | 0 | 0 | 0 | 0 | 0 | 1.1058 | 1.1093 | 1.1154 | 1.1058 | 1.1093 | 1.1154 | -0.35331 | -119.8823 | 119.7259 | -0.35331 | -119.8823 | 119.7259

## LG_max_fault_10
name | pf_ikss_a_from_ka | pf_ikss_b_from_ka | pf_ikss_c_from_ka | pf_ikss_a_to_ka | pf_ikss_b_to_ka | pf_ikss_c_to_ka | pf_skss_a_from_mw | pf_skss_b_from_mw | pf_skss_c_from_mw | pf_skss_a_to_mw | pf_skss_b_to_mw | pf_skss_c_to_mw | pf_p_a_from_mw | pf_p_b_from_mw | pf_p_c_from_mw | pf_p_a_to_mw | pf_p_b_to_mw | pf_p_c_to_mw | pf_q_a_from_mvar | pf_q_b_from_mvar | pf_q_c_from_mvar | pf_q_a_to_mvar | pf_q_b_to_mvar | pf_q_c_to_mvar | pf_ikss_a_from_degree | pf_ikss_b_from_degree | pf_ikss_c_from_degree | pf_ikss_a_to_degree | pf_ikss_b_to_degree | pf_ikss_c_to_degree | pf_vm_a_from_pu | pf_vm_b_from_pu | pf_vm_c_from_pu | pf_vm_a_to_pu | pf_vm_b_to_pu | pf_vm_c_to_pu | pf_va_a_from_degree | pf_va_b_from_degree | pf_va_c_from_degree | pf_va_a_to_degree | pf_va_b_to_degree | pf_va_c_to_degree
Line0_1_2 | 0 | 0 | 0 | 0 | 0 | 0 | 0 | 0 | 0 | 0 | 0 | 0 | 1.5794e-10 | 2.4401e-10 | 3.9584e-10 | -1.5794e-10 | -2.4401e-10 | -3.9584e-10 | 1.6474e-10 | -5.5424e-11 | 1.2887e-10 | -1.6474e-10 | 5.5424e-11 | -1.2887e-10 | 0 | 0 | 0 | 0 | 0 | 0 | 1.1065 | 1.11 | 1.1161 | 1.1065 | 1.11 | 1.1161 | -0.35251 | -119.8818 | 119.7266 | -0.35251 | -119.8818 | 119.7266
Line10_11_12 | 0 | 0 | 0 | 0 | 0 | 0 | 0 | 0 | 0 | 0 | 0 | 0 | 1.5794e-10 | 2.4401e-10 | 3.9584e-10 | -1.5794e-10 | -2.4401e-10 | -3.9584e-10 | 1.6474e-10 | -5.5424e-11 | 1.2887e-10 | -1.6474e-10 | 5.5424e-11 | -1.2887e-10 | 0 | 0 | 0 | 0 | 0 | 0 | 1.1065 | 1.11 | 1.1161 | 1.1065 | 1.11 | 1.1161 | -0.35251 | -119.8818 | 119.7266 | -0.35251 | -119.8818 | 119.7266
Line11_12_13 | 0 | 0 | 0 | 0 | 0 | 0 | 0 | 0 | 0 | 0 | 0 | 0 | 1.3161e-10 | 2.0334e-10 | 3.2987e-10 | -1.3161e-10 | -2.0334e-10 | -3.2987e-10 | 1.3728e-10 | -4.6187e-11 | 1.074e-10 | -1.3728e-10 | 4.6187e-11 | -1.074e-10 | 0 | 0 | 0 | 0 | 0 | 0 | 1.1065 | 1.11 | 1.1161 | 1.1065 | 1.11 | 1.1161 | -0.35251 | -119.8818 | 119.7266 | -0.35251 | -119.8818 | 119.7266
Line12_13_15 | 0 | 0 | 0 | 0 | 0 | 0 | 0 | 0 | 0 | 0 | 0 | 0 | 7.8968e-11 | 1.22e-10 | 1.9792e-10 | -7.8968e-11 | -1.22e-10 | -1.9792e-10 | 8.237e-11 | -2.7712e-11 | 6.4437e-11 | -8.237e-11 | 2.7712e-11 | -6.4437e-11 | 0 | 0 | 0 | 0 | 0 | 0 | 1.1065 | 1.11 | 1.1161 | 1.1065 | 1.11 | 1.1161 | -0.35251 | -119.8818 | 119.7266 | -0.35251 | -119.8818 | 119.7266
Line13_13_14 | 0 | 0 | 0 | 0 | 0 | 0 | 0 | 0 | 0 | 0 | 0 | 0 | 2.6323e-11 | 4.0668e-11 | 6.5974e-11 | -2.6323e-11 | -4.0668e-11 | -6.5974e-11 | 2.7457e-11 | -9.2373e-12 | 2.1479e-11 | -2.7457e-11 | 9.2373e-12 | -2.1479e-11 | 0 | 0 | 0 | 0 | 0 | 0 | 1.1065 | 1.11 | 1.1161 | 1.1065 | 1.11 | 1.1161 | -0.35251 | -119.8818 | 119.7266 | -0.35251 | -119.8818 | 119.7266
Line14_15_16 | 0 | 0 | 0 | 0 | 0 | 0 | 0 | 0 | 0 | 0 | 0 | 0 | 5.2645e-11 | 8.1337e-11 | 1.3195e-10 | -5.2645e-11 | -8.1337e-11 | -1.3195e-10 | 5.4913e-11 | -1.8475e-11 | 4.2958e-11 | -5.4913e-11 | 1.8475e-11 | -4.2958e-11 | 0 | 0 | 0 | 0 | 0 | 0 | 1.1065 | 1.11 | 1.1161 | 1.1065 | 1.11 | 1.1161 | -0.35251 | -119.8818 | 119.7266 | -0.35251 | -119.8818 | 119.7266
Line15_16_17 | 0 | 0 | 0 | 0 | 0 | 0 | 0 | 0 | 0 | 0 | 0 | 0 | 2.6323e-11 | 4.0668e-11 | 6.5974e-11 | -2.6323e-11 | -4.0668e-11 | -6.5974e-11 | 2.7457e-11 | -9.2373e-12 | 2.1479e-11 | -2.7457e-11 | 9.2373e-12 | -2.1479e-11 | 0 | 0 | 0 | 0 | 0 | 0 | 1.1065 | 1.11 | 1.1161 | 1.1065 | 1.11 | 1.1161 | -0.35251 | -119.8818 | 119.7266 | -0.35251 | -119.8818 | 119.7266
Line16_4_18 | 0 | 0 | 0 | 0 | 0 | 0 | 0 | 0 | 0 | 0 | 0 | 0 | 8.0579e-11 | 9.4932e-11 | 1.211e-10 | -8.0579e-11 | -9.4932e-11 | -1.211e-10 | 4.7523e-11 | 1.0829e-11 | 4.1546e-11 | -4.7523e-11 | -1.0829e-11 | -4.1546e-11 | 0 | 0 | 0 | 0 | 0 | 0 | 1.1196 | 1.1231 | 1.1292 | 1.1196 | 1.1231 | 1.1292 | -0.60301 | -120.137 | 119.4773 | -0.60301 | -120.137 | 119.4773
Line17_5_19 | 0 | 0 | 0 | 0 | 0 | 0 | 0 | 0 | 0 | 0 | 0 | 0 | 2.6323e-11 | 4.0668e-11 | 6.5974e-11 | -2.6323e-11 | -4.0668e-11 | -6.5974e-11 | 2.7457e-11 | -9.2373e-12 | 2.1479e-11 | -2.7457e-11 | 9.2373e-12 | -2.1479e-11 | 0 | 0 | 0 | 0 | 0 | 0 | 1.1065 | 1.11 | 1.1161 | 1.1065 | 1.11 | 1.1161 | -0.35251 | -119.8818 | 119.7266 | -0.35251 | -119.8818 | 119.7266
Line1_1_3 | 0 | 0 | 0 | 0 | 0 | 0 | 0 | 0 | 0 | 0 | 0 | 0 | 2.1058e-10 | 3.2535e-10 | 5.2779e-10 | -2.1058e-10 | -3.2535e-10 | -5.2779e-10 | 2.1965e-10 | -7.3899e-11 | 1.7183e-10 | -2.1965e-10 | 7.3899e-11 | -1.7183e-10 | 0 | 0 | 0 | 0 | 0 | 0 | 1.1065 | 1.11 | 1.1161 | 1.1065 | 1.11 | 1.1161 | -0.35251 | -119.8818 | 119.7266 | -0.35251 | -119.8818 | 119.7266
Line2_1_4 | 0.14434 | 0.14434 | 0.14434 | 0.14434 | 0.14434 | 0.14434 | 0.033333 | 0.033333 | 0.033333 | 0.033333 | 0.033333 | 0.033333 | -0.0038956 | -0.0036056 | -0.0038785 | 0.004104 | 0.003814 | 0.0040868 | -0.036676 | -0.036824 | -0.037001 | 0.037093 | 0.03724 | 0.037418 | 95.7106 | -24.2894 | -144.2894 | -84.2894 | 155.7106 | 35.7106 | 1.1065 | 1.11 | 1.1161 | 1.1196 | 1.1231 | 1.1292 | -0.35251 | -119.8818 | 119.7266 | -0.60301 | -120.137 | 119.4773
Line3_1_5 | 0 | 0 | 0 | 0 | 0 | 0 | 0 | 0 | 0 | 0 | 0 | 0 | 5.2645e-11 | 8.1337e-11 | 1.3195e-10 | -5.2645e-11 | -8.1337e-11 | -1.3195e-10 | 5.4913e-11 | -1.8475e-11 | 4.2958e-11 | -5.4913e-11 | 1.8475e-11 | -4.2958e-11 | 0 | 0 | 0 | 0 | 0 | 0 | 1.1065 | 1.11 | 1.1161 | 1.1065 | 1.11 | 1.1161 | -0.35251 | -119.8818 | 119.7266 | -0.35251 | -119.8818 | 119.7266
Line4_2_6 | 0 | 0 | 0 | 0 | 0 | 0 | 0 | 0 | 0 | 0 | 0 | 0 | 1.3161e-10 | 2.0334e-10 | 3.2987e-10 | -1.3161e-10 | -2.0334e-10 | -3.2987e-10 | 1.3728e-10 | -4.6187e-11 | 1.074e-10 | -1.3728e-10 | 4.6187e-11 | -1.074e-10 | 0 | 0 | 0 | 0 | 0 | 0 | 1.1065 | 1.11 | 1.1161 | 1.1065 | 1.11 | 1.1161 | -0.35251 | -119.8818 | 119.7266 | -0.35251 | -119.8818 | 119.7266
Line5_6_7 | 0 | 0 | 0 | 0 | 0 | 0 | 0 | 0 | 0 | 0 | 0 | 0 | 1.0529e-10 | 1.6267e-10 | 2.6389e-10 | -1.0529e-10 | -1.6267e-10 | -2.6389e-10 | 1.0983e-10 | -3.6949e-11 | 8.5916e-11 | -1.0983e-10 | 3.6949e-11 | -8.5916e-11 | 0 | 0 | 0 | 0 | 0 | 0 | 1.1065 | 1.11 | 1.1161 | 1.1065 | 1.11 | 1.1161 | -0.35251 | -119.8818 | 119.7266 | -0.35251 | -119.8818 | 119.7266
Line6_7_8 | 0 | 0 | 0 | 0 | 0 | 0 | 0 | 0 | 0 | 0 | 0 | 0 | 7.8968e-11 | 1.22e-10 | 1.9792e-10 | -7.8968e-11 | -1.22e-10 | -1.9792e-10 | 8.237e-11 | -2.7712e-11 | 6.4437e-11 | -8.237e-11 | 2.7712e-11 | -6.4437e-11 | 0 | 0 | 0 | 0 | 0 | 0 | 1.1065 | 1.11 | 1.1161 | 1.1065 | 1.11 | 1.1161 | -0.35251 | -119.8818 | 119.7266 | -0.35251 | -119.8818 | 119.7266
Line7_8_9 | 0 | 0 | 0 | 0 | 0 | 0 | 0 | 0 | 0 | 0 | 0 | 0 | 2.6323e-11 | 4.0668e-11 | 6.5974e-11 | -2.6323e-11 | -4.0668e-11 | -6.5974e-11 | 2.7457e-11 | -9.2373e-12 | 2.1479e-11 | -2.7457e-11 | 9.2373e-12 | -2.1479e-11 | 0 | 0 | 0 | 0 | 0 | 0 | 1.1065 | 1.11 | 1.1161 | 1.1065 | 1.11 | 1.1161 | -0.35251 | -119.8818 | 119.7266 | -0.35251 | -119.8818 | 119.7266
Line8_8_10 | 0 | 0 | 0 | 0 | 0 | 0 | 0 | 0 | 0 | 0 | 0 | 0 | 2.6323e-11 | 4.0668e-11 | 6.5974e-11 | -2.6323e-11 | -4.0668e-11 | -6.5974e-11 | 2.7457e-11 | -9.2373e-12 | 2.1479e-11 | -2.7457e-11 | 9.2373e-12 | -2.1479e-11 | 0 | 0 | 0 | 0 | 0 | 0 | 1.1065 | 1.11 | 1.1161 | 1.1065 | 1.11 | 1.1161 | -0.35251 | -119.8818 | 119.7266 | -0.35251 | -119.8818 | 119.7266
Line9_3_11 | 0 | 0 | 0 | 0 | 0 | 0 | 0 | 0 | 0 | 0 | 0 | 0 | 1.8426e-10 | 2.8468e-10 | 4.6182e-10 | -1.8426e-10 | -2.8468e-10 | -4.6182e-10 | 1.922e-10 | -6.4661e-11 | 1.5035e-10 | -1.922e-10 | 6.4661e-11 | -1.5035e-10 | 0 | 0 | 0 | 0 | 0 | 0 | 1.1065 | 1.11 | 1.1161 | 1.1065 | 1.11 | 1.1161 | -0.35251 | -119.8818 | 119.7266 | -0.35251 | -119.8818 | 119.7266

## LG_min_6
name | pf_ikss_a_from_ka | pf_ikss_b_from_ka | pf_ikss_c_from_ka | pf_ikss_a_to_ka | pf_ikss_b_to_ka | pf_ikss_c_to_ka | pf_skss_a_from_mw | pf_skss_b_from_mw | pf_skss_c_from_mw | pf_skss_a_to_mw | pf_skss_b_to_mw | pf_skss_c_to_mw | pf_p_a_from_mw | pf_p_b_from_mw | pf_p_c_from_mw | pf_p_a_to_mw | pf_p_b_to_mw | pf_p_c_to_mw | pf_q_a_from_mvar | pf_q_b_from_mvar | pf_q_c_from_mvar | pf_q_a_to_mvar | pf_q_b_to_mvar | pf_q_c_to_mvar | pf_ikss_a_from_degree | pf_ikss_b_from_degree | pf_ikss_c_from_degree | pf_ikss_a_to_degree | pf_ikss_b_to_degree | pf_ikss_c_to_degree | pf_vm_a_from_pu | pf_vm_b_from_pu | pf_vm_c_from_pu | pf_vm_a_to_pu | pf_vm_b_to_pu | pf_vm_c_to_pu | pf_va_a_from_degree | pf_va_b_from_degree | pf_va_c_from_degree | pf_va_a_to_degree | pf_va_b_to_degree | pf_va_c_to_degree
Line0_1_2 | 0 | 0 | 0 | 0 | 0 | 0 | 0 | 0 | 0 | 0 | 0 | 0 | -4.8889e-09 | -1.2222e-09 | -1.2222e-09 | 4.8889e-09 | 1.2222e-09 | 1.2222e-09 | -1.2434e-15 | -6.3509e-09 | 6.3509e-09 | 1.3056e-15 | 6.3509e-09 | -6.3509e-09 | 0 | 0 | 0 | 0 | 0 | 0 | 0.33333 | 0.88192 | 0.88192 | 0.33333 | 0.88192 | 0.88192 | 3.5848e-06 | -100.8934 | 100.8934 | 4.5301e-06 | -100.8934 | 100.8934
Line10_11_12 | 0 | 0 | 0 | 0 | 0 | 0 | 0 | 0 | 0 | 0 | 0 | 0 | -4.8889e-09 | -1.2222e-09 | -1.2222e-09 | 4.8889e-09 | 1.2222e-09 | 1.2222e-09 | -1.5129e-15 | -6.3509e-09 | 6.3509e-09 | 1.5381e-15 | 6.3509e-09 | -6.3509e-09 | 0 | 0 | 0 | 0 | 0 | 0 | 0.33333 | 0.88192 | 0.88192 | 0.33333 | 0.88192 | 0.88192 | 5.9482e-06 | -100.8934 | 100.8934 | 6.8936e-06 | -100.8934 | 100.8934
Line11_12_13 | 0 | 0 | 0 | 0 | 0 | 0 | 0 | 0 | 0 | 0 | 0 | 0 | -4.0741e-09 | -1.0185e-09 | -1.0185e-09 | 4.0741e-09 | 1.0185e-09 | 1.0185e-09 | -1.1131e-15 | -5.2924e-09 | 5.2924e-09 | 1.1383e-15 | 5.2924e-09 | -5.2924e-09 | 0 | 0 | 0 | 0 | 0 | 0 | 0.33333 | 0.88192 | 0.88192 | 0.33333 | 0.88192 | 0.88192 | 6.8936e-06 | -100.8934 | 100.8934 | 7.6814e-06 | -100.8934 | 100.8934
Line12_13_15 | 0 | 0 | 0 | 0 | 0 | 0 | 0 | 0 | 0 | 0 | 0 | 0 | -2.4444e-09 | -6.1111e-10 | -6.1111e-10 | 2.4444e-09 | 6.1111e-10 | 6.1111e-10 | -7.2246e-16 | -3.1754e-09 | 3.1754e-09 | 7.7347e-16 | 3.1754e-09 | -3.1754e-09 | 0 | 0 | 0 | 0 | 0 | 0 | 0.33333 | 0.88192 | 0.88192 | 0.33333 | 0.88192 | 0.88192 | 7.6814e-06 | -100.8934 | 100.8934 | 8.1541e-06 | -100.8934 | 100.8934
Line13_13_14 | 0 | 0 | 0 | 0 | 0 | 0 | 0 | 0 | 0 | 0 | 0 | 0 | -8.1481e-10 | -2.037e-10 | -2.037e-10 | 8.1481e-10 | 2.037e-10 | 2.037e-10 | -1.5241e-16 | -1.0585e-09 | 1.0585e-09 | 1.7316e-16 | 1.0585e-09 | -1.0585e-09 | 0 | 0 | 0 | 0 | 0 | 0 | 0.33333 | 0.88192 | 0.88192 | 0.33333 | 0.88192 | 0.88192 | 7.6814e-06 | -100.8934 | 100.8934 | 7.839e-06 | -100.8934 | 100.8934
Line14_15_16 | 0 | 0 | 0 | 0 | 0 | 0 | 0 | 0 | 0 | 0 | 0 | 0 | -1.6296e-09 | -4.0741e-10 | -4.0741e-10 | 1.6296e-09 | 4.0741e-10 | 4.0741e-10 | -4.478e-16 | -2.117e-09 | 2.117e-09 | 3.9508e-16 | 2.117e-09 | -2.117e-09 | 0 | 0 | 0 | 0 | 0 | 0 | 0.33333 | 0.88192 | 0.88192 | 0.33333 | 0.88192 | 0.88192 | 8.1541e-06 | -100.8934 | 100.8934 | 8.4692e-06 | -100.8934 | 100.8934
Line15_16_17 | 0 | 0 | 0 | 0 | 0 | 0 | 0 | 0 | 0 | 0 | 0 | 0 | -8.1481e-10 | -2.037e-10 | -2.037e-10 | 8.1481e-10 | 2.037e-10 | 2.037e-10 | -1.4511e-16 | -1.0585e-09 | 1.0585e-09 | 1.4119e-16 | 1.0585e-09 | -1.0585e-09 | 0 | 0 | 0 | 0 | 0 | 0 | 0.33333 | 0.88192 | 0.88192 | 0.33333 | 0.88192 | 0.88192 | 8.4692e-06 | -100.8934 | 100.8934 | 8.6268e-06 | -100.8934 | 100.8934
Line16_4_18 | 0 | 0 | 0 | 0 | 0 | 0 | 0 | 0 | 0 | 0 | 0 | 0 | -8.1481e-10 | -2.037e-10 | -2.037e-10 | 8.1481e-10 | 2.037e-10 | 2.037e-10 | -1.1097e-16 | -1.0585e-09 | 1.0585e-09 | 3.303e-17 | 1.0585e-09 | -1.0585e-09 | 0 | 0 | 0 | 0 | 0 | 0 | 0.33333 | 0.88192 | 0.88192 | 0.33333 | 0.88192 | 0.88192 | 3.8999e-06 | -100.8934 | 100.8934 | 4.0574e-06 | -100.8934 | 100.8934
Line17_5_19 | 0 | 0 | 0 | 0 | 0 | 0 | 0 | 0 | 0 | 0 | 0 | 0 | -8.1481e-10 | -2.037e-10 | -2.037e-10 | 8.1481e-10 | 2.037e-10 | 2.037e-10 | -1.1097e-16 | -1.0585e-09 | 1.0585e-09 | 3.303e-17 | 1.0585e-09 | -1.0585e-09 | 0 | 0 | 0 | 0 | 0 | 0 | 0.33333 | 0.88192 | 0.88192 | 0.33333 | 0.88192 | 0.88192 | 3.8999e-06 | -100.8934 | 100.8934 | 4.0574e-06 | -100.8934 | 100.8934
Line1_1_3 | 0 | 0 | 0 | 0 | 0 | 0 | 0 | 0 | 0 | 0 | 0 | 0 | -6.5185e-09 | -1.6296e-09 | -1.6296e-09 | 6.5185e-09 | 1.6296e-09 | 1.6296e-09 | -1.7463e-15 | -8.4678e-09 | 8.4678e-09 | 1.8773e-15 | 8.4678e-09 | -8.4678e-09 | 0 | 0 | 0 | 0 | 0 | 0 | 0.33333 | 0.88192 | 0.88192 | 0.33333 | 0.88192 | 0.88192 | 3.5848e-06 | -100.8934 | 100.8934 | 4.8453e-06 | -100.8934 | 100.8934
Line2_1_4 | 0 | 0 | 0 | 0 | 0 | 0 | 0 | 0 | 0 | 0 | 0 | 0 | -1.6296e-09 | -4.0741e-10 | -4.0741e-10 | 1.6296e-09 | 4.0741e-10 | 4.0741e-10 | -4.7203e-16 | -2.117e-09 | 2.117e-09 | 4.5016e-16 | 2.117e-09 | -2.117e-09 | 0 | 0 | 0 | 0 | 0 | 0 | 0.33333 | 0.88192 | 0.88192 | 0.33333 | 0.88192 | 0.88192 | 3.5848e-06 | -100.8934 | 100.8934 | 3.8999e-06 | -100.8934 | 100.8934
Line3_1_5 | 0 | 0 | 0 | 0 | 0 | 0 | 0 | 0 | 0 | 0 | 0 | 0 | -1.6296e-09 | -4.0741e-10 | -4.0741e-10 | 1.6296e-09 | 4.0741e-10 | 4.0741e-10 | -4.7203e-16 | -2.117e-09 | 2.117e-09 | 4.5016e-16 | 2.117e-09 | -2.117e-09 | 0 | 0 | 0 | 0 | 0 | 0 | 0.33333 | 0.88192 | 0.88192 | 0.33333 | 0.88192 | 0.88192 | 3.5848e-06 | -100.8934 | 100.8934 | 3.8999e-06 | -100.8934 | 100.8934
Line4_2_6 | 0 | 0 | 0 | 0 | 0 | 0 | 0 | 0 | 0 | 0 | 0 | 0 | -4.0741e-09 | -1.0185e-09 | -1.0185e-09 | 4.0741e-09 | 1.0185e-09 | 1.0185e-09 | -1.0438e-15 | -5.2924e-09 | 5.2924e-09 | 1.106e-15 | 5.2924e-09 | -5.2924e-09 | 0 | 0 | 0 | 0 | 0 | 0 | 0.33333 | 0.88192 | 0.88192 | 0.33333 | 0.88192 | 0.88192 | 4.5301e-06 | -100.8934 | 100.8934 | 5.318e-06 | -100.8934 | 100.8934
Line5_6_7 | 0 | 0 | 0 | 0 | 0 | 0 | 0 | 0 | 0 | 0 | 0 | 0 | -3.2593e-09 | -8.1481e-10 | -8.1481e-10 | 3.2593e-09 | 8.1481e-10 | 8.1481e-10 | -9.1313e-16 | -4.2339e-09 | 4.2339e-09 | 8.688e-16 | 4.2339e-09 | -4.2339e-09 | 0 | 0 | 0 | 0 | 0 | 0 | 0.33333 | 0.88192 | 0.88192 | 0.33333 | 0.88192 | 0.88192 | 5.318e-06 | -100.8934 | 100.8934 | 5.9482e-06 | -100.8934 | 100.8934
Line6_7_8 | 0 | 0 | 0 | 0 | 0 | 0 | 0 | 0 | 0 | 0 | 0 | 0 | -2.4444e-09 | -6.1111e-10 | -6.1111e-10 | 2.4444e-09 | 6.1111e-10 | 6.1111e-10 | -5.0666e-16 | -3.1754e-09 | 3.1754e-09 | 5.1449e-16 | 3.1754e-09 | -3.1754e-09 | 0 | 0 | 0 | 0 | 0 | 0 | 0.33333 | 0.88192 | 0.88192 | 0.33333 | 0.88192 | 0.88192 | 5.9482e-06 | -100.8934 | 100.8934 | 6.4209e-06 | -100.8934 | 100.8934
Line7_8_9 | 0 | 0 | 0 | 0 | 0 | 0 | 0 | 0 | 0 | 0 | 0 | 0 | -8.1481e-10 | -2.037e-10 | -2.037e-10 | 8.1481e-10 | 2.037e-10 | 2.037e-10 | -6.0473e-17 | -1.0585e-09 | 1.0585e-09 | 9.9722e-17 | 1.0585e-09 | -1.0585e-09 | 0 | 0 | 0 | 0 | 0 | 0 | 0.33333 | 0.88192 | 0.88192 | 0.33333 | 0.88192 | 0.88192 | 6.4209e-06 | -100.8934 | 100.8934 | 6.5785e-06 | -100.8934 | 100.8934
Line8_8_10 | 0 | 0 | 0 | 0 | 0 | 0 | 0 | 0 | 0 | 0 | 0 | 0 | -8.1481e-10 | -2.037e-10 | -2.037e-10 | 8.1481e-10 | 2.037e-10 | 2.037e-10 | -1.9617e-16 | -1.0585e-09 | 1.0585e-09 | 2.3542e-16 | 1.0585e-09 | -1.0585e-09 | 0 | 0 | 0 | 0 | 0 | 0 | 0.33333 | 0.88192 | 0.88192 | 0.33333 | 0.88192 | 0.88192 | 6.4209e-06 | -100.8934 | 100.8934 | 6.5785e-06 | -100.8934 | 100.8934
Line9_3_11 | 0 | 0 | 0 | 0 | 0 | 0 | 0 | 0 | 0 | 0 | 0 | 0 | -5.7037e-09 | -1.4259e-09 | -1.4259e-09 | 5.7037e-09 | 1.4259e-09 | 1.4259e-09 | -1.6789e-15 | -7.4093e-09 | 7.4093e-09 | 1.7579e-15 | 7.4093e-09 | -7.4093e-09 | 0 | 0 | 0 | 0 | 0 | 0 | 0.33333 | 0.88192 | 0.88192 | 0.33333 | 0.88192 | 0.88192 | 4.8453e-06 | -100.8934 | 100.8934 | 5.9482e-06 | -100.8934 | 100.8934

## LG_min_10
name | pf_ikss_a_from_ka | pf_ikss_b_from_ka | pf_ikss_c_from_ka | pf_ikss_a_to_ka | pf_ikss_b_to_ka | pf_ikss_c_to_ka | pf_skss_a_from_mw | pf_skss_b_from_mw | pf_skss_c_from_mw | pf_skss_a_to_mw | pf_skss_b_to_mw | pf_skss_c_to_mw | pf_p_a_from_mw | pf_p_b_from_mw | pf_p_c_from_mw | pf_p_a_to_mw | pf_p_b_to_mw | pf_p_c_to_mw | pf_q_a_from_mvar | pf_q_b_from_mvar | pf_q_c_from_mvar | pf_q_a_to_mvar | pf_q_b_to_mvar | pf_q_c_to_mvar | pf_ikss_a_from_degree | pf_ikss_b_from_degree | pf_ikss_c_from_degree | pf_ikss_a_to_degree | pf_ikss_b_to_degree | pf_ikss_c_to_degree | pf_vm_a_from_pu | pf_vm_b_from_pu | pf_vm_c_from_pu | pf_vm_a_to_pu | pf_vm_b_to_pu | pf_vm_c_to_pu | pf_va_a_from_degree | pf_va_b_from_degree | pf_va_c_from_degree | pf_va_a_to_degree | pf_va_b_to_degree | pf_va_c_to_degree
Line0_1_2 | 0 | 0 | 0 | 0 | 0 | 0 | 0 | 0 | 0 | 0 | 0 | 0 | -4.8889e-09 | -1.2222e-09 | -1.2222e-09 | 4.8889e-09 | 1.2222e-09 | 1.2222e-09 | -1.2434e-15 | -6.3509e-09 | 6.3509e-09 | 1.3056e-15 | 6.3509e-09 | -6.3509e-09 | 0 | 0 | 0 | 0 | 0 | 0 | 0.33333 | 0.88192 | 0.88192 | 0.33333 | 0.88192 | 0.88192 | 3.5848e-06 | -100.8934 | 100.8934 | 4.5301e-06 | -100.8934 | 100.8934
Line10_11_12 | 0 | 0 | 0 | 0 | 0 | 0 | 0 | 0 | 0 | 0 | 0 | 0 | -4.8889e-09 | -1.2222e-09 | -1.2222e-09 | 4.8889e-09 | 1.2222e-09 | 1.2222e-09 | -1.5129e-15 | -6.3509e-09 | 6.3509e-09 | 1.5381e-15 | 6.3509e-09 | -6.3509e-09 | 0 | 0 | 0 | 0 | 0 | 0 | 0.33333 | 0.88192 | 0.88192 | 0.33333 | 0.88192 | 0.88192 | 5.9482e-06 | -100.8934 | 100.8934 | 6.8936e-06 | -100.8934 | 100.8934
Line11_12_13 | 0 | 0 | 0 | 0 | 0 | 0 | 0 | 0 | 0 | 0 | 0 | 0 | -4.0741e-09 | -1.0185e-09 | -1.0185e-09 | 4.0741e-09 | 1.0185e-09 | 1.0185e-09 | -1.1131e-15 | -5.2924e-09 | 5.2924e-09 | 1.1383e-15 | 5.2924e-09 | -5.2924e-09 | 0 | 0 | 0 | 0 | 0 | 0 | 0.33333 | 0.88192 | 0.88192 | 0.33333 | 0.88192 | 0.88192 | 6.8936e-06 | -100.8934 | 100.8934 | 7.6814e-06 | -100.8934 | 100.8934
Line12_13_15 | 0 | 0 | 0 | 0 | 0 | 0 | 0 | 0 | 0 | 0 | 0 | 0 | -2.4444e-09 | -6.1111e-10 | -6.1111e-10 | 2.4444e-09 | 6.1111e-10 | 6.1111e-10 | -7.2246e-16 | -3.1754e-09 | 3.1754e-09 | 7.7347e-16 | 3.1754e-09 | -3.1754e-09 | 0 | 0 | 0 | 0 | 0 | 0 | 0.33333 | 0.88192 | 0.88192 | 0.33333 | 0.88192 | 0.88192 | 7.6814e-06 | -100.8934 | 100.8934 | 8.1541e-06 | -100.8934 | 100.8934
Line13_13_14 | 0 | 0 | 0 | 0 | 0 | 0 | 0 | 0 | 0 | 0 | 0 | 0 | -8.1481e-10 | -2.037e-10 | -2.037e-10 | 8.1481e-10 | 2.037e-10 | 2.037e-10 | -1.5241e-16 | -1.0585e-09 | 1.0585e-09 | 1.7316e-16 | 1.0585e-09 | -1.0585e-09 | 0 | 0 | 0 | 0 | 0 | 0 | 0.33333 | 0.88192 | 0.88192 | 0.33333 | 0.88192 | 0.88192 | 7.6814e-06 | -100.8934 | 100.8934 | 7.839e-06 | -100.8934 | 100.8934
Line14_15_16 | 0 | 0 | 0 | 0 | 0 | 0 | 0 | 0 | 0 | 0 | 0 | 0 | -1.6296e-09 | -4.0741e-10 | -4.0741e-10 | 1.6296e-09 | 4.0741e-10 | 4.0741e-10 | -4.478e-16 | -2.117e-09 | 2.117e-09 | 3.9508e-16 | 2.117e-09 | -2.117e-09 | 0 | 0 | 0 | 0 | 0 | 0 | 0.33333 | 0.88192 | 0.88192 | 0.33333 | 0.88192 | 0.88192 | 8.1541e-06 | -100.8934 | 100.8934 | 8.4692e-06 | -100.8934 | 100.8934
Line15_16_17 | 0 | 0 | 0 | 0 | 0 | 0 | 0 | 0 | 0 | 0 | 0 | 0 | -8.1481e-10 | -2.037e-10 | -2.037e-10 | 8.1481e-10 | 2.037e-10 | 2.037e-10 | -1.4511e-16 | -1.0585e-09 | 1.0585e-09 | 1.4119e-16 | 1.0585e-09 | -1.0585e-09 | 0 | 0 | 0 | 0 | 0 | 0 | 0.33333 | 0.88192 | 0.88192 | 0.33333 | 0.88192 | 0.88192 | 8.4692e-06 | -100.8934 | 100.8934 | 8.6268e-06 | -100.8934 | 100.8934
Line16_4_18 | 0 | 0 | 0 | 0 | 0 | 0 | 0 | 0 | 0 | 0 | 0 | 0 | -8.1481e-10 | -2.037e-10 | -2.037e-10 | 8.1481e-10 | 2.037e-10 | 2.037e-10 | -1.1097e-16 | -1.0585e-09 | 1.0585e-09 | 3.303e-17 | 1.0585e-09 | -1.0585e-09 | 0 | 0 | 0 | 0 | 0 | 0 | 0.33333 | 0.88192 | 0.88192 | 0.33333 | 0.88192 | 0.88192 | 3.8999e-06 | -100.8934 | 100.8934 | 4.0574e-06 | -100.8934 | 100.8934
Line17_5_19 | 0 | 0 | 0 | 0 | 0 | 0 | 0 | 0 | 0 | 0 | 0 | 0 | -8.1481e-10 | -2.037e-10 | -2.037e-10 | 8.1481e-10 | 2.037e-10 | 2.037e-10 | -1.1097e-16 | -1.0585e-09 | 1.0585e-09 | 3.303e-17 | 1.0585e-09 | -1.0585e-09 | 0 | 0 | 0 | 0 | 0 | 0 | 0.33333 | 0.88192 | 0.88192 | 0.33333 | 0.88192 | 0.88192 | 3.8999e-06 | -100.8934 | 100.8934 | 4.0574e-06 | -100.8934 | 100.8934
Line1_1_3 | 0 | 0 | 0 | 0 | 0 | 0 | 0 | 0 | 0 | 0 | 0 | 0 | -6.5185e-09 | -1.6296e-09 | -1.6296e-09 | 6.5185e-09 | 1.6296e-09 | 1.6296e-09 | -1.7463e-15 | -8.4678e-09 | 8.4678e-09 | 1.8773e-15 | 8.4678e-09 | -8.4678e-09 | 0 | 0 | 0 | 0 | 0 | 0 | 0.33333 | 0.88192 | 0.88192 | 0.33333 | 0.88192 | 0.88192 | 3.5848e-06 | -100.8934 | 100.8934 | 4.8453e-06 | -100.8934 | 100.8934
Line2_1_4 | 0 | 0 | 0 | 0 | 0 | 0 | 0 | 0 | 0 | 0 | 0 | 0 | -1.6296e-09 | -4.0741e-10 | -4.0741e-10 | 1.6296e-09 | 4.0741e-10 | 4.0741e-10 | -4.7203e-16 | -2.117e-09 | 2.117e-09 | 4.5016e-16 | 2.117e-09 | -2.117e-09 | 0 | 0 | 0 | 0 | 0 | 0 | 0.33333 | 0.88192 | 0.88192 | 0.33333 | 0.88192 | 0.88192 | 3.5848e-06 | -100.8934 | 100.8934 | 3.8999e-06 | -100.8934 | 100.8934
Line3_1_5 | 0 | 0 | 0 | 0 | 0 | 0 | 0 | 0 | 0 | 0 | 0 | 0 | -1.6296e-09 | -4.0741e-10 | -4.0741e-10 | 1.6296e-09 | 4.0741e-10 | 4.0741e-10 | -4.7203e-16 | -2.117e-09 | 2.117e-09 | 4.5016e-16 | 2.117e-09 | -2.117e-09 | 0 | 0 | 0 | 0 | 0 | 0 | 0.33333 | 0.88192 | 0.88192 | 0.33333 | 0.88192 | 0.88192 | 3.5848e-06 | -100.8934 | 100.8934 | 3.8999e-06 | -100.8934 | 100.8934
Line4_2_6 | 0 | 0 | 0 | 0 | 0 | 0 | 0 | 0 | 0 | 0 | 0 | 0 | -4.0741e-09 | -1.0185e-09 | -1.0185e-09 | 4.0741e-09 | 1.0185e-09 | 1.0185e-09 | -1.0438e-15 | -5.2924e-09 | 5.2924e-09 | 1.106e-15 | 5.2924e-09 | -5.2924e-09 | 0 | 0 | 0 | 0 | 0 | 0 | 0.33333 | 0.88192 | 0.88192 | 0.33333 | 0.88192 | 0.88192 | 4.5301e-06 | -100.8934 | 100.8934 | 5.318e-06 | -100.8934 | 100.8934
Line5_6_7 | 0 | 0 | 0 | 0 | 0 | 0 | 0 | 0 | 0 | 0 | 0 | 0 | -3.2593e-09 | -8.1481e-10 | -8.1481e-10 | 3.2593e-09 | 8.1481e-10 | 8.1481e-10 | -9.1313e-16 | -4.2339e-09 | 4.2339e-09 | 8.688e-16 | 4.2339e-09 | -4.2339e-09 | 0 | 0 | 0 | 0 | 0 | 0 | 0.33333 | 0.88192 | 0.88192 | 0.33333 | 0.88192 | 0.88192 | 5.318e-06 | -100.8934 | 100.8934 | 5.9482e-06 | -100.8934 | 100.8934
Line6_7_8 | 0 | 0 | 0 | 0 | 0 | 0 | 0 | 0 | 0 | 0 | 0 | 0 | -2.4444e-09 | -6.1111e-10 | -6.1111e-10 | 2.4444e-09 | 6.1111e-10 | 6.1111e-10 | -5.0666e-16 | -3.1754e-09 | 3.1754e-09 | 5.1449e-16 | 3.1754e-09 | -3.1754e-09 | 0 | 0 | 0 | 0 | 0 | 0 | 0.33333 | 0.88192 | 0.88192 | 0.33333 | 0.88192 | 0.88192 | 5.9482e-06 | -100.8934 | 100.8934 | 6.4209e-06 | -100.8934 | 100.8934
Line7_8_9 | 0 | 0 | 0 | 0 | 0 | 0 | 0 | 0 | 0 | 0 | 0 | 0 | -8.1481e-10 | -2.037e-10 | -2.037e-10 | 8.1481e-10 | 2.037e-10 | 2.037e-10 | -6.0473e-17 | -1.0585e-09 | 1.0585e-09 | 9.9722e-17 | 1.0585e-09 | -1.0585e-09 | 0 | 0 | 0 | 0 | 0 | 0 | 0.33333 | 0.88192 | 0.88192 | 0.33333 | 0.88192 | 0.88192 | 6.4209e-06 | -100.8934 | 100.8934 | 6.5785e-06 | -100.8934 | 100.8934
Line8_8_10 | 0 | 0 | 0 | 0 | 0 | 0 | 0 | 0 | 0 | 0 | 0 | 0 | -8.1481e-10 | -2.037e-10 | -2.037e-10 | 8.1481e-10 | 2.037e-10 | 2.037e-10 | -1.9617e-16 | -1.0585e-09 | 1.0585e-09 | 2.3542e-16 | 1.0585e-09 | -1.0585e-09 | 0 | 0 | 0 | 0 | 0 | 0 | 0.33333 | 0.88192 | 0.88192 | 0.33333 | 0.88192 | 0.88192 | 6.4209e-06 | -100.8934 | 100.8934 | 6.5785e-06 | -100.8934 | 100.8934
Line9_3_11 | 0 | 0 | 0 | 0 | 0 | 0 | 0 | 0 | 0 | 0 | 0 | 0 | -5.7037e-09 | -1.4259e-09 | -1.4259e-09 | 5.7037e-09 | 1.4259e-09 | 1.4259e-09 | -1.6789e-15 | -7.4093e-09 | 7.4093e-09 | 1.7579e-15 | 7.4093e-09 | -7.4093e-09 | 0 | 0 | 0 | 0 | 0 | 0 | 0.33333 | 0.88192 | 0.88192 | 0.33333 | 0.88192 | 0.88192 | 4.8453e-06 | -100.8934 | 100.8934 | 5.9482e-06 | -100.8934 | 100.8934

## LG_min_fault_6
name | pf_ikss_a_from_ka | pf_ikss_b_from_ka | pf_ikss_c_from_ka | pf_ikss_a_to_ka | pf_ikss_b_to_ka | pf_ikss_c_to_ka | pf_skss_a_from_mw | pf_skss_b_from_mw | pf_skss_c_from_mw | pf_skss_a_to_mw | pf_skss_b_to_mw | pf_skss_c_to_mw | pf_p_a_from_mw | pf_p_b_from_mw | pf_p_c_from_mw | pf_p_a_to_mw | pf_p_b_to_mw | pf_p_c_to_mw | pf_q_a_from_mvar | pf_q_b_from_mvar | pf_q_c_from_mvar | pf_q_a_to_mvar | pf_q_b_to_mvar | pf_q_c_to_mvar | pf_ikss_a_from_degree | pf_ikss_b_from_degree | pf_ikss_c_from_degree | pf_ikss_a_to_degree | pf_ikss_b_to_degree | pf_ikss_c_to_degree | pf_vm_a_from_pu | pf_vm_b_from_pu | pf_vm_c_from_pu | pf_vm_a_to_pu | pf_vm_b_to_pu | pf_vm_c_to_pu | pf_va_a_from_degree | pf_va_b_from_degree | pf_va_c_from_degree | pf_va_a_to_degree | pf_va_b_to_degree | pf_va_c_to_degree
Line0_1_2 | 0 | 0 | 0 | 0 | 0 | 0 | 0 | 0 | 0 | 0 | 0 | 0 | -1.9675e-10 | -1.1837e-10 | 1.9991e-11 | 1.9675e-10 | 1.1837e-10 | -1.9991e-11 | 1.5976e-10 | -4.6542e-11 | 1.2642e-10 | -1.5976e-10 | 4.6542e-11 | -1.2642e-10 | 0 | 0 | 0 | 0 | 0 | 0 | 0.99095 | 0.99459 | 1.0009 | 0.99095 | 0.99459 | 1.0009 | -0.41987 | -119.8781 | 119.671 | -0.41987 | -119.8781 | 119.671
Line10_11_12 | 0 | 0 | 0 | 0 | 0 | 0 | 0 | 0 | 0 | 0 | 0 | 0 | -1.9675e-10 | -1.1837e-10 | 1.9991e-11 | 1.9675e-10 | 1.1837e-10 | -1.9991e-11 | 1.5976e-10 | -4.6542e-11 | 1.2642e-10 | -1.5976e-10 | 4.6542e-11 | -1.2642e-10 | 0 | 0 | 0 | 0 | 0 | 0 | 0.99095 | 0.99459 | 1.0009 | 0.99095 | 0.99459 | 1.0009 | -0.41987 | -119.8781 | 119.671 | -0.41987 | -119.8781 | 119.671
Line11_12_13 | 0 | 0 | 0 | 0 | 0 | 0 | 0 | 0 | 0 | 0 | 0 | 0 | -1.6396e-10 | -9.8638e-11 | 1.6659e-11 | 1.6396e-10 | 9.8638e-11 | -1.6659e-11 | 1.3313e-10 | -3.8785e-11 | 1.0535e-10 | -1.3313e-10 | 3.8785e-11 | -1.0535e-10 | 0 | 0 | 0 | 0 | 0 | 0 | 0.99095 | 0.99459 | 1.0009 | 0.99095 | 0.99459 | 1.0009 | -0.41987 | -119.8781 | 119.671 | -0.41987 | -119.8781 | 119.671
Line12_13_15 | 0 | 0 | 0 | 0 | 0 | 0 | 0 | 0 | 0 | 0 | 0 | 0 | -9.8374e-11 | -5.9183e-11 | 9.9954e-12 | 9.8374e-11 | 5.9183e-11 | -9.9954e-12 | 7.988e-11 | -2.3271e-11 | 6.3211e-11 | -7.988e-11 | 2.3271e-11 | -6.3211e-11 | 0 | 0 | 0 | 0 | 0 | 0 | 0.99095 | 0.99459 | 1.0009 | 0.99095 | 0.99459 | 1.0009 | -0.41987 | -119.8781 | 119.671 | -0.41987 | -119.8781 | 119.671
Line13_13_14 | 0 | 0 | 0 | 0 | 0 | 0 | 0 | 0 | 0 | 0 | 0 | 0 | -3.2791e-11 | -1.9728e-11 | 3.3318e-12 | 3.2791e-11 | 1.9728e-11 | -3.3318e-12 | 2.6627e-11 | -7.757e-12 | 2.107e-11 | -2.6627e-11 | 7.757e-12 | -2.107e-11 | 0 | 0 | 0 | 0 | 0 | 0 | 0.99095 | 0.99459 | 1.0009 | 0.99095 | 0.99459 | 1.0009 | -0.41987 | -119.8781 | 119.671 | -0.41987 | -119.8781 | 119.671
Line14_15_16 | 0 | 0 | 0 | 0 | 0 | 0 | 0 | 0 | 0 | 0 | 0 | 0 | -6.5583e-11 | -3.9455e-11 | 6.6636e-12 | 6.5583e-11 | 3.9455e-11 | -6.6636e-12 | 5.3253e-11 | -1.5514e-11 | 4.2141e-11 | -5.3253e-11 | 1.5514e-11 | -4.2141e-11 | 0 | 0 | 0 | 0 | 0 | 0 | 0.99095 | 0.99459 | 1.0009 | 0.99095 | 0.99459 | 1.0009 | -0.41987 | -119.8781 | 119.671 | -0.41987 | -119.8781 | 119.671
Line15_16_17 | 0 | 0 | 0 | 0 | 0 | 0 | 0 | 0 | 0 | 0 | 0 | 0 | -3.2791e-11 | -1.9728e-11 | 3.3318e-12 | 3.2791e-11 | 1.9728e-11 | -3.3318e-12 | 2.6627e-11 | -7.757e-12 | 2.107e-11 | -2.6627e-11 | 7.757e-12 | -2.107e-11 | 0 | 0 | 0 | 0 | 0 | 0 | 0.99095 | 0.99459 | 1.0009 | 0.99095 | 0.99459 | 1.0009 | -0.41987 | -119.8781 | 119.671 | -0.41987 | -119.8781 | 119.671
Line16_4_18 | 0 | 0 | 0 | 0 | 0 | 0 | 0 | 0 | 0 | 0 | 0 | 0 | -3.2791e-11 | -1.9728e-11 | 3.3318e-12 | 3.2791e-11 | 1.9728e-11 | -3.3318e-12 | 2.6627e-11 | -7.757e-12 | 2.107e-11 | -2.6627e-11 | 7.757e-12 | -2.107e-11 | 0 | 0 | 0 | 0 | 0 | 0 | 0.99095 | 0.99459 | 1.0009 | 0.99095 | 0.99459 | 1.0009 | -0.41987 | -119.8781 | 119.671 | -0.41987 | -119.8781 | 119.671
Line17_5_19 | 0 | 0 | 0 | 0 | 0 | 0 | 0 | 0 | 0 | 0 | 0 | 0 | -3.2791e-11 | -1.9728e-11 | 3.3318e-12 | 3.2791e-11 | 1.9728e-11 | -3.3318e-12 | 2.6627e-11 | -7.757e-12 | 2.107e-11 | -2.6627e-11 | 7.757e-12 | -2.107e-11 | 0 | 0 | 0 | 0 | 0 | 0 | 0.99095 | 0.99459 | 1.0009 | 0.99095 | 0.99459 | 1.0009 | -0.41987 | -119.8781 | 119.671 | -0.41987 | -119.8781 | 119.671
Line1_1_3 | 0 | 0 | 0 | 0 | 0 | 0 | 0 | 0 | 0 | 0 | 0 | 0 | -2.6233e-10 | -1.5782e-10 | 2.6654e-11 | 2.6233e-10 | 1.5782e-10 | -2.6654e-11 | 2.1301e-10 | -6.2056e-11 | 1.6856e-10 | -2.1301e-10 | 6.2056e-11 | -1.6856e-10 | 0 | 0 | 0 | 0 | 0 | 0 | 0.99095 | 0.99459 | 1.0009 | 0.99095 | 0.99459 | 1.0009 | -0.41987 | -119.8781 | 119.671 | -0.41987 | -119.8781 | 119.671
Line2_1_4 | 0 | 0 | 0 | 0 | 0 | 0 | 0 | 0 | 0 | 0 | 0 | 0 | -6.5583e-11 | -3.9455e-11 | 6.6636e-12 | 6.5583e-11 | 3.9455e-11 | -6.6636e-12 | 5.3253e-11 | -1.5514e-11 | 4.2141e-11 | -5.3253e-11 | 1.5514e-11 | -4.2141e-11 | 0 | 0 | 0 | 0 | 0 | 0 | 0.99095 | 0.99459 | 1.0009 | 0.99095 | 0.99459 | 1.0009 | -0.41987 | -119.8781 | 119.671 | -0.41987 | -119.8781 | 119.671
Line3_1_5 | 0 | 0 | 0 | 0 | 0 | 0 | 0 | 0 | 0 | 0 | 0 | 0 | -6.5583e-11 | -3.9455e-11 | 6.6636e-12 | 6.5583e-11 | 3.9455e-11 | -6.6636e-12 | 5.3253e-11 | -1.5514e-11 | 4.2141e-11 | -5.3253e-11 | 1.5514e-11 | -4.2141e-11 | 0 | 0 | 0 | 0 | 0 | 0 | 0.99095 | 0.99459 | 1.0009 | 0.99095 | 0.99459 | 1.0009 | -0.41987 | -119.8781 | 119.671 | -0.41987 | -119.8781 | 119.671
Line4_2_6 | 0 | 0 | 0 | 0 | 0 | 0 | 0 | 0 | 0 | 0 | 0 | 0 | -1.6396e-10 | -9.8638e-11 | 1.6659e-11 | 1.6396e-10 | 9.8638e-11 | -1.6659e-11 | 1.3313e-10 | -3.8785e-11 | 1.0535e-10 | -1.3313e-10 | 3.8785e-11 | -1.0535e-10 | 0 | 0 | 0 | 0 | 0 | 0 | 0.99095 | 0.99459 | 1.0009 | 0.99095 | 0.99459 | 1.0009 | -0.41987 | -119.8781 | 119.671 | -0.41987 | -119.8781 | 119.671
Line5_6_7 | 0 | 0 | 0 | 0 | 0 | 0 | 0 | 0 | 0 | 0 | 0 | 0 | -1.3117e-10 | -7.891e-11 | 1.3327e-11 | 1.3117e-10 | 7.891e-11 | -1.3327e-11 | 1.0651e-10 | -3.1028e-11 | 8.4281e-11 | -1.0651e-10 | 3.1028e-11 | -8.4281e-11 | 0 | 0 | 0 | 0 | 0 | 0 | 0.99095 | 0.99459 | 1.0009 | 0.99095 | 0.99459 | 1.0009 | -0.41987 | -119.8781 | 119.671 | -0.41987 | -119.8781 | 119.671
Line6_7_8 | 0 | 0 | 0 | 0 | 0 | 0 | 0 | 0 | 0 | 0 | 0 | 0 | -9.8374e-11 | -5.9183e-11 | 9.9954e-12 | 9.8374e-11 | 5.9183e-11 | -9.9954e-12 | 7.988e-11 | -2.3271e-11 | 6.3211e-11 | -7.988e-11 | 2.3271e-11 | -6.3211e-11 | 0 | 0 | 0 | 0 | 0 | 0 | 0.99095 | 0.99459 | 1.0009 | 0.99095 | 0.99459 | 1.0009 | -0.41987 | -119.8781 | 119.671 | -0.41987 | -119.8781 | 119.671
Line7_8_9 | 0 | 0 | 0 | 0 | 0 | 0 | 0 | 0 | 0 | 0 | 0 | 0 | -3.2791e-11 | -1.9728e-11 | 3.3318e-12 | 3.2791e-11 | 1.9728e-11 | -3.3318e-12 | 2.6627e-11 | -7.757e-12 | 2.107e-11 | -2.6627e-11 | 7.757e-12 | -2.107e-11 | 0 | 0 | 0 | 0 | 0 | 0 | 0.99095 | 0.99459 | 1.0009 | 0.99095 | 0.99459 | 1.0009 | -0.41987 | -119.8781 | 119.671 | -0.41987 | -119.8781 | 119.671
Line8_8_10 | 0 | 0 | 0 | 0 | 0 | 0 | 0 | 0 | 0 | 0 | 0 | 0 | -3.2791e-11 | -1.9728e-11 | 3.3318e-12 | 3.2791e-11 | 1.9728e-11 | -3.3318e-12 | 2.6627e-11 | -7.757e-12 | 2.107e-11 | -2.6627e-11 | 7.757e-12 | -2.107e-11 | 0 | 0 | 0 | 0 | 0 | 0 | 0.99095 | 0.99459 | 1.0009 | 0.99095 | 0.99459 | 1.0009 | -0.41987 | -119.8781 | 119.671 | -0.41987 | -119.8781 | 119.671
Line9_3_11 | 0 | 0 | 0 | 0 | 0 | 0 | 0 | 0 | 0 | 0 | 0 | 0 | -2.2954e-10 | -1.3809e-10 | 2.3323e-11 | 2.2954e-10 | 1.3809e-10 | -2.3323e-11 | 1.8639e-10 | -5.4299e-11 | 1.4749e-10 | -1.8639e-10 | 5.4299e-11 | -1.4749e-10 | 0 | 0 | 0 | 0 | 0 | 0 | 0.99095 | 0.99459 | 1.0009 | 0.99095 | 0.99459 | 1.0009 | -0.41987 | -119.8781 | 119.671 | -0.41987 | -119.8781 | 119.671

## LG_min_fault_10
name | pf_ikss_a_from_ka | pf_ikss_b_from_ka | pf_ikss_c_from_ka | pf_ikss_a_to_ka | pf_ikss_b_to_ka | pf_ikss_c_to_ka | pf_skss_a_from_mw | pf_skss_b_from_mw | pf_skss_c_from_mw | pf_skss_a_to_mw | pf_skss_b_to_mw | pf_skss_c_to_mw | pf_p_a_from_mw | pf_p_b_from_mw | pf_p_c_from_mw | pf_p_a_to_mw | pf_p_b_to_mw | pf_p_c_to_mw | pf_q_a_from_mvar | pf_q_b_from_mvar | pf_q_c_from_mvar | pf_q_a_to_mvar | pf_q_b_to_mvar | pf_q_c_to_mvar | pf_ikss_a_from_degree | pf_ikss_b_from_degree | pf_ikss_c_from_degree | pf_ikss_a_to_degree | pf_ikss_b_to_degree | pf_ikss_c_to_degree | pf_vm_a_from_pu | pf_vm_b_from_pu | pf_vm_c_from_pu | pf_vm_a_to_pu | pf_vm_b_to_pu | pf_vm_c_to_pu | pf_va_a_from_degree | pf_va_b_from_degree | pf_va_c_from_degree | pf_va_a_to_degree | pf_va_b_to_degree | pf_va_c_to_degree
Line0_1_2 | 0 | 0 | 0 | 0 | 0 | 0 | 0 | 0 | 0 | 0 | 0 | 0 | -1.9675e-10 | -1.1837e-10 | 1.9991e-11 | 1.9675e-10 | 1.1837e-10 | -1.9991e-11 | 1.5976e-10 | -4.6542e-11 | 1.2642e-10 | -1.5976e-10 | 4.6542e-11 | -1.2642e-10 | 0 | 0 | 0 | 0 | 0 | 0 | 0.99095 | 0.99459 | 1.0009 | 0.99095 | 0.99459 | 1.0009 | -0.41987 | -119.8781 | 119.671 | -0.41987 | -119.8781 | 119.671
Line10_11_12 | 0 | 0 | 0 | 0 | 0 | 0 | 0 | 0 | 0 | 0 | 0 | 0 | -1.9675e-10 | -1.1837e-10 | 1.9991e-11 | 1.9675e-10 | 1.1837e-10 | -1.9991e-11 | 1.5976e-10 | -4.6542e-11 | 1.2642e-10 | -1.5976e-10 | 4.6542e-11 | -1.2642e-10 | 0 | 0 | 0 | 0 | 0 | 0 | 0.99095 | 0.99459 | 1.0009 | 0.99095 | 0.99459 | 1.0009 | -0.41987 | -119.8781 | 119.671 | -0.41987 | -119.8781 | 119.671
Line11_12_13 | 0 | 0 | 0 | 0 | 0 | 0 | 0 | 0 | 0 | 0 | 0 | 0 | -1.6396e-10 | -9.8638e-11 | 1.6659e-11 | 1.6396e-10 | 9.8638e-11 | -1.6659e-11 | 1.3313e-10 | -3.8785e-11 | 1.0535e-10 | -1.3313e-10 | 3.8785e-11 | -1.0535e-10 | 0 | 0 | 0 | 0 | 0 | 0 | 0.99095 | 0.99459 | 1.0009 | 0.99095 | 0.99459 | 1.0009 | -0.41987 | -119.8781 | 119.671 | -0.41987 | -119.8781 | 119.671
Line12_13_15 | 0 | 0 | 0 | 0 | 0 | 0 | 0 | 0 | 0 | 0 | 0 | 0 | -9.8374e-11 | -5.9183e-11 | 9.9954e-12 | 9.8374e-11 | 5.9183e-11 | -9.9954e-12 | 7.988e-11 | -2.3271e-11 | 6.3211e-11 | -7.988e-11 | 2.3271e-11 | -6.3211e-11 | 0 | 0 | 0 | 0 | 0 | 0 | 0.99095 | 0.99459 | 1.0009 | 0.99095 | 0.99459 | 1.0009 | -0.41987 | -119.8781 | 119.671 | -0.41987 | -119.8781 | 119.671
Line13_13_14 | 0 | 0 | 0 | 0 | 0 | 0 | 0 | 0 | 0 | 0 | 0 | 0 | -3.2791e-11 | -1.9728e-11 | 3.3318e-12 | 3.2791e-11 | 1.9728e-11 | -3.3318e-12 | 2.6627e-11 | -7.757e-12 | 2.107e-11 | -2.6627e-11 | 7.757e-12 | -2.107e-11 | 0 | 0 | 0 | 0 | 0 | 0 | 0.99095 | 0.99459 | 1.0009 | 0.99095 | 0.99459 | 1.0009 | -0.41987 | -119.8781 | 119.671 | -0.41987 | -119.8781 | 119.671
Line14_15_16 | 0 | 0 | 0 | 0 | 0 | 0 | 0 | 0 | 0 | 0 | 0 | 0 | -6.5583e-11 | -3.9455e-11 | 6.6636e-12 | 6.5583e-11 | 3.9455e-11 | -6.6636e-12 | 5.3253e-11 | -1.5514e-11 | 4.2141e-11 | -5.3253e-11 | 1.5514e-11 | -4.2141e-11 | 0 | 0 | 0 | 0 | 0 | 0 | 0.99095 | 0.99459 | 1.0009 | 0.99095 | 0.99459 | 1.0009 | -0.41987 | -119.8781 | 119.671 | -0.41987 | -119.8781 | 119.671
Line15_16_17 | 0 | 0 | 0 | 0 | 0 | 0 | 0 | 0 | 0 | 0 | 0 | 0 | -3.2791e-11 | -1.9728e-11 | 3.3318e-12 | 3.2791e-11 | 1.9728e-11 | -3.3318e-12 | 2.6627e-11 | -7.757e-12 | 2.107e-11 | -2.6627e-11 | 7.757e-12 | -2.107e-11 | 0 | 0 | 0 | 0 | 0 | 0 | 0.99095 | 0.99459 | 1.0009 | 0.99095 | 0.99459 | 1.0009 | -0.41987 | -119.8781 | 119.671 | -0.41987 | -119.8781 | 119.671
Line16_4_18 | 0 | 0 | 0 | 0 | 0 | 0 | 0 | 0 | 0 | 0 | 0 | 0 | -3.2791e-11 | -1.9728e-11 | 3.3318e-12 | 3.2791e-11 | 1.9728e-11 | -3.3318e-12 | 2.6627e-11 | -7.757e-12 | 2.107e-11 | -2.6627e-11 | 7.757e-12 | -2.107e-11 | 0 | 0 | 0 | 0 | 0 | 0 | 0.99095 | 0.99459 | 1.0009 | 0.99095 | 0.99459 | 1.0009 | -0.41987 | -119.8781 | 119.671 | -0.41987 | -119.8781 | 119.671
Line17_5_19 | 0 | 0 | 0 | 0 | 0 | 0 | 0 | 0 | 0 | 0 | 0 | 0 | -3.2791e-11 | -1.9728e-11 | 3.3318e-12 | 3.2791e-11 | 1.9728e-11 | -3.3318e-12 | 2.6627e-11 | -7.757e-12 | 2.107e-11 | -2.6627e-11 | 7.757e-12 | -2.107e-11 | 0 | 0 | 0 | 0 | 0 | 0 | 0.99095 | 0.99459 | 1.0009 | 0.99095 | 0.99459 | 1.0009 | -0.41987 | -119.8781 | 119.671 | -0.41987 | -119.8781 | 119.671
Line1_1_3 | 0 | 0 | 0 | 0 | 0 | 0 | 0 | 0 | 0 | 0 | 0 | 0 | -2.6233e-10 | -1.5782e-10 | 2.6654e-11 | 2.6233e-10 | 1.5782e-10 | -2.6654e-11 | 2.1301e-10 | -6.2056e-11 | 1.6856e-10 | -2.1301e-10 | 6.2056e-11 | -1.6856e-10 | 0 | 0 | 0 | 0 | 0 | 0 | 0.99095 | 0.99459 | 1.0009 | 0.99095 | 0.99459 | 1.0009 | -0.41987 | -119.8781 | 119.671 | -0.41987 | -119.8781 | 119.671
Line2_1_4 | 0 | 0 | 0 | 0 | 0 | 0 | 0 | 0 | 0 | 0 | 0 | 0 | -6.5583e-11 | -3.9455e-11 | 6.6636e-12 | 6.5583e-11 | 3.9455e-11 | -6.6636e-12 | 5.3253e-11 | -1.5514e-11 | 4.2141e-11 | -5.3253e-11 | 1.5514e-11 | -4.2141e-11 | 0 | 0 | 0 | 0 | 0 | 0 | 0.99095 | 0.99459 | 1.0009 | 0.99095 | 0.99459 | 1.0009 | -0.41987 | -119.8781 | 119.671 | -0.41987 | -119.8781 | 119.671
Line3_1_5 | 0 | 0 | 0 | 0 | 0 | 0 | 0 | 0 | 0 | 0 | 0 | 0 | -6.5583e-11 | -3.9455e-11 | 6.6636e-12 | 6.5583e-11 | 3.9455e-11 | -6.6636e-12 | 5.3253e-11 | -1.5514e-11 | 4.2141e-11 | -5.3253e-11 | 1.5514e-11 | -4.2141e-11 | 0 | 0 | 0 | 0 | 0 | 0 | 0.99095 | 0.99459 | 1.0009 | 0.99095 | 0.99459 | 1.0009 | -0.41987 | -119.8781 | 119.671 | -0.41987 | -119.8781 | 119.671
Line4_2_6 | 0 | 0 | 0 | 0 | 0 | 0 | 0 | 0 | 0 | 0 | 0 | 0 | -1.6396e-10 | -9.8638e-11 | 1.6659e-11 | 1.6396e-10 | 9.8638e-11 | -1.6659e-11 | 1.3313e-10 | -3.8785e-11 | 1.0535e-10 | -1.3313e-10 | 3.8785e-11 | -1.0535e-10 | 0 | 0 | 0 | 0 | 0 | 0 | 0.99095 | 0.99459 | 1.0009 | 0.99095 | 0.99459 | 1.0009 | -0.41987 | -119.8781 | 119.671 | -0.41987 | -119.8781 | 119.671
Line5_6_7 | 0 | 0 | 0 | 0 | 0 | 0 | 0 | 0 | 0 | 0 | 0 | 0 | -1.3117e-10 | -7.891e-11 | 1.3327e-11 | 1.3117e-10 | 7.891e-11 | -1.3327e-11 | 1.0651e-10 | -3.1028e-11 | 8.4281e-11 | -1.0651e-10 | 3.1028e-11 | -8.4281e-11 | 0 | 0 | 0 | 0 | 0 | 0 | 0.99095 | 0.99459 | 1.0009 | 0.99095 | 0.99459 | 1.0009 | -0.41987 | -119.8781 | 119.671 | -0.41987 | -119.8781 | 119.671
Line6_7_8 | 0 | 0 | 0 | 0 | 0 | 0 | 0 | 0 | 0 | 0 | 0 | 0 | -9.8374e-11 | -5.9183e-11 | 9.9954e-12 | 9.8374e-11 | 5.9183e-11 | -9.9954e-12 | 7.988e-11 | -2.3271e-11 | 6.3211e-11 | -7.988e-11 | 2.3271e-11 | -6.3211e-11 | 0 | 0 | 0 | 0 | 0 | 0 | 0.99095 | 0.99459 | 1.0009 | 0.99095 | 0.99459 | 1.0009 | -0.41987 | -119.8781 | 119.671 | -0.41987 | -119.8781 | 119.671
Line7_8_9 | 0 | 0 | 0 | 0 | 0 | 0 | 0 | 0 | 0 | 0 | 0 | 0 | -3.2791e-11 | -1.9728e-11 | 3.3318e-12 | 3.2791e-11 | 1.9728e-11 | -3.3318e-12 | 2.6627e-11 | -7.757e-12 | 2.107e-11 | -2.6627e-11 | 7.757e-12 | -2.107e-11 | 0 | 0 | 0 | 0 | 0 | 0 | 0.99095 | 0.99459 | 1.0009 | 0.99095 | 0.99459 | 1.0009 | -0.41987 | -119.8781 | 119.671 | -0.41987 | -119.8781 | 119.671
Line8_8_10 | 0 | 0 | 0 | 0 | 0 | 0 | 0 | 0 | 0 | 0 | 0 | 0 | -3.2791e-11 | -1.9728e-11 | 3.3318e-12 | 3.2791e-11 | 1.9728e-11 | -3.3318e-12 | 2.6627e-11 | -7.757e-12 | 2.107e-11 | -2.6627e-11 | 7.757e-12 | -2.107e-11 | 0 | 0 | 0 | 0 | 0 | 0 | 0.99095 | 0.99459 | 1.0009 | 0.99095 | 0.99459 | 1.0009 | -0.41987 | -119.8781 | 119.671 | -0.41987 | -119.8781 | 119.671
Line9_3_11 | 0 | 0 | 0 | 0 | 0 | 0 | 0 | 0 | 0 | 0 | 0 | 0 | -2.2954e-10 | -1.3809e-10 | 2.3323e-11 | 2.2954e-10 | 1.3809e-10 | -2.3323e-11 | 1.8639e-10 | -5.4299e-11 | 1.4749e-10 | -1.8639e-10 | 5.4299e-11 | -1.4749e-10 | 0 | 0 | 0 | 0 | 0 | 0 | 0.99095 | 0.99459 | 1.0009 | 0.99095 | 0.99459 | 1.0009 | -0.41987 | -119.8781 | 119.671 | -0.41987 | -119.8781 | 119.671

## LLG_max_6
name | pf_ikss_a_from_ka | pf_ikss_b_from_ka | pf_ikss_c_from_ka | pf_ikss_a_to_ka | pf_ikss_b_to_ka | pf_ikss_c_to_ka | pf_skss_a_from_mw | pf_skss_b_from_mw | pf_skss_c_from_mw | pf_skss_a_to_mw | pf_skss_b_to_mw | pf_skss_c_to_mw | pf_p_a_from_mw | pf_p_b_from_mw | pf_p_c_from_mw | pf_p_a_to_mw | pf_p_b_to_mw | pf_p_c_to_mw | pf_q_a_from_mvar | pf_q_b_from_mvar | pf_q_c_from_mvar | pf_q_a_to_mvar | pf_q_b_to_mvar | pf_q_c_to_mvar | pf_ikss_a_from_degree | pf_ikss_b_from_degree | pf_ikss_c_from_degree | pf_ikss_a_to_degree | pf_ikss_b_to_degree | pf_ikss_c_to_degree | pf_vm_a_from_pu | pf_vm_b_from_pu | pf_vm_c_from_pu | pf_vm_a_to_pu | pf_vm_b_to_pu | pf_vm_c_to_pu | pf_va_a_from_degree | pf_va_b_from_degree | pf_va_c_from_degree | pf_va_a_to_degree | pf_va_b_to_degree | pf_va_c_to_degree
Line0_1_2 | 0 | 0 | 0 | 0 | 0 | 0 | 0 | 0 | 0 | 0 | 0 | 0 | -5.7938e-09 | -1.7104e-09 | -1.7039e-09 | 5.7938e-09 | 1.7104e-09 | 1.7039e-09 | -5.676e-12 | 7.6796e-09 | -7.691e-09 | 5.6761e-12 | -7.6796e-09 | 7.691e-09 | 0 | 0 | 0 | 0 | 0 | 0 | 0.74785 | 0.37393 | 0.37433 | 0.74785 | 0.37393 | 0.37433 | 0.017968 | -178.0652 | 178.1032 | 0.017969 | -178.0652 | 178.1032
Line10_11_12 | 0 | 0 | 0 | 0 | 0 | 0 | 0 | 0 | 0 | 0 | 0 | 0 | -5.7938e-09 | -1.7104e-09 | -1.7039e-09 | 5.7938e-09 | 1.7104e-09 | 1.7039e-09 | -5.6754e-12 | 7.6796e-09 | -7.691e-09 | 5.6755e-12 | -7.6796e-09 | 7.691e-09 | 0 | 0 | 0 | 0 | 0 | 0 | 0.74785 | 0.37393 | 0.37433 | 0.74785 | 0.37393 | 0.37433 | 0.017969 | -178.0652 | 178.1032 | 0.017969 | -178.0652 | 178.1032
Line11_12_13 | 0 | 0 | 0 | 0 | 0 | 0 | 0 | 0 | 0 | 0 | 0 | 0 | -4.8282e-09 | -1.4254e-09 | -1.4199e-09 | 4.8282e-09 | 1.4254e-09 | 1.4199e-09 | -4.7295e-12 | 6.3997e-09 | -6.4091e-09 | 4.7297e-12 | -6.3997e-09 | 6.4091e-09 | 0 | 0 | 0 | 0 | 0 | 0 | 0.74785 | 0.37393 | 0.37433 | 0.74785 | 0.37393 | 0.37433 | 0.017969 | -178.0652 | 178.1032 | 0.017969 | -178.0652 | 178.1032
Line12_13_15 | 0 | 0 | 0 | 0 | 0 | 0 | 0 | 0 | 0 | 0 | 0 | 0 | -2.8969e-09 | -8.5521e-10 | -8.5193e-10 | 2.8969e-09 | 8.5521e-10 | 8.5193e-10 | -2.8379e-12 | 3.8398e-09 | -3.8455e-09 | 2.8379e-12 | -3.8398e-09 | 3.8455e-09 | 0 | 0 | 0 | 0 | 0 | 0 | 0.74785 | 0.37393 | 0.37433 | 0.74785 | 0.37393 | 0.37433 | 0.017969 | -178.0652 | 178.1032 | 0.017969 | -178.0652 | 178.1032
Line13_13_14 | 0 | 0 | 0 | 0 | 0 | 0 | 0 | 0 | 0 | 0 | 0 | 0 | -9.6564e-10 | -2.8507e-10 | -2.8398e-10 | 9.6564e-10 | 2.8507e-10 | 2.8398e-10 | -9.4598e-13 | 1.2799e-09 | -1.2818e-09 | 9.4598e-13 | -1.2799e-09 | 1.2818e-09 | 0 | 0 | 0 | 0 | 0 | 0 | 0.74785 | 0.37393 | 0.37433 | 0.74785 | 0.37393 | 0.37433 | 0.017969 | -178.0652 | 178.1032 | 0.017969 | -178.0652 | 178.1032
Line14_15_16 | 0 | 0 | 0 | 0 | 0 | 0 | 0 | 0 | 0 | 0 | 0 | 0 | -1.9313e-09 | -5.7014e-10 | -5.6796e-10 | 1.9313e-09 | 5.7014e-10 | 5.6796e-10 | -1.8916e-12 | 2.5599e-09 | -2.5637e-09 | 1.8919e-12 | -2.5599e-09 | 2.5637e-09 | 0 | 0 | 0 | 0 | 0 | 0 | 0.74785 | 0.37393 | 0.37433 | 0.74785 | 0.37393 | 0.37433 | 0.017969 | -178.0652 | 178.1032 | 0.01797 | -178.0652 | 178.1032
Line15_16_17 | 0 | 0 | 0 | 0 | 0 | 0 | 0 | 0 | 0 | 0 | 0 | 0 | -9.6564e-10 | -2.8507e-10 | -2.8398e-10 | 9.6564e-10 | 2.8507e-10 | 2.8398e-10 | -9.4587e-13 | 1.2799e-09 | -1.2818e-09 | 9.4599e-13 | -1.2799e-09 | 1.2818e-09 | 0 | 0 | 0 | 0 | 0 | 0 | 0.74785 | 0.37393 | 0.37433 | 0.74785 | 0.37393 | 0.37433 | 0.01797 | -178.0652 | 178.1032 | 0.01797 | -178.0652 | 178.1032
Line16_4_18 | 0 | 0 | 0 | 0 | 0 | 0 | 0 | 0 | 0 | 0 | 0 | 0 | -9.4598e-10 | -3.0651e-10 | -3.2859e-10 | 9.4598e-10 | 3.0651e-10 | 3.2859e-10 | 1.9121e-11 | 1.3e-09 | -1.2618e-09 | -1.9121e-11 | -1.3e-09 | 1.2618e-09 | 0 | 0 | 0 | 0 | 0 | 0 | 0.76092 | 0.38516 | 0.37726 | 0.76092 | 0.38516 | 0.37726 | -0.35696 | -176.8078 | 176.0195 | -0.35696 | -176.8078 | 176.0195
Line17_5_19 | 0 | 0 | 0 | 0 | 0 | 0 | 0 | 0 | 0 | 0 | 0 | 0 | -9.6564e-10 | -2.8507e-10 | -2.8398e-10 | 9.6564e-10 | 2.8507e-10 | 2.8398e-10 | -9.4558e-13 | 1.2799e-09 | -1.2818e-09 | 9.4569e-13 | -1.2799e-09 | 1.2818e-09 | 0 | 0 | 0 | 0 | 0 | 0 | 0.74785 | 0.37393 | 0.37433 | 0.74785 | 0.37393 | 0.37433 | 0.017968 | -178.0652 | 178.1032 | 0.017969 | -178.0652 | 178.1032
Line1_1_3 | 0 | 0 | 0 | 0 | 0 | 0 | 0 | 0 | 0 | 0 | 0 | 0 | -7.7251e-09 | -2.2806e-09 | -2.2718e-09 | 7.7251e-09 | 2.2806e-09 | 2.2718e-09 | -7.5671e-12 | 1.0239e-08 | -1.0255e-08 | 7.5673e-12 | -1.0239e-08 | 1.0255e-08 | 0 | 0 | 0 | 0 | 0 | 0 | 0.74785 | 0.37393 | 0.37433 | 0.74785 | 0.37393 | 0.37433 | 0.017968 | -178.0652 | 178.1032 | 0.017969 | -178.0652 | 178.1032
Line2_1_4 | 0.14434 | 0.14434 | 0.14434 | 0.14434 | 0.14434 | 0.14434 | 0.033333 | 0.033333 | 0.033333 | 0.033333 | 0.033333 | 0.033333 | -0.0024726 | -0.011182 | 0.009885 | 0.002681 | 0.01139 | -0.0096767 | -0.024805 | -0.0055078 | -0.0076145 | 0.025222 | 0.0059245 | 0.0080312 | 95.7105 | -24.2892 | -144.2894 | -84.2895 | 155.7108 | 35.7106 | 0.74785 | 0.37393 | 0.37433 | 0.76092 | 0.38516 | 0.37726 | 0.017968 | -178.0652 | 178.1032 | -0.35696 | -176.8078 | 176.0195
Line3_1_5 | 0 | 0 | 0 | 0 | 0 | 0 | 0 | 0 | 0 | 0 | 0 | 0 | -1.9313e-09 | -5.7014e-10 | -5.6796e-10 | 1.9313e-09 | 5.7014e-10 | 5.6796e-10 | -1.8915e-12 | 2.5599e-09 | -2.5637e-09 | 1.8917e-12 | -2.5599e-09 | 2.5637e-09 | 0 | 0 | 0 | 0 | 0 | 0 | 0.74785 | 0.37393 | 0.37433 | 0.74785 | 0.37393 | 0.37433 | 0.017968 | -178.0652 | 178.1032 | 0.017968 | -178.0652 | 178.1032
Line4_2_6 | 0 | 0 | 0 | 0 | 0 | 0 | 0 | 0 | 0 | 0 | 0 | 0 | -4.8282e-09 | -1.4254e-09 | -1.4199e-09 | 4.8282e-09 | 1.4254e-09 | 1.4199e-09 | -4.73e-12 | 6.3997e-09 | -6.4091e-09 | 4.7301e-12 | -6.3997e-09 | 6.4091e-09 | 0 | 0 | 0 | 0 | 0 | 0 | 0.74785 | 0.37393 | 0.37433 | 0.74785 | 0.37393 | 0.37433 | 0.017969 | -178.0652 | 178.1032 | 0.017969 | -178.0652 | 178.1032
Line5_6_7 | 0 | 0 | 0 | 0 | 0 | 0 | 0 | 0 | 0 | 0 | 0 | 0 | -3.8625e-09 | -1.1403e-09 | -1.1359e-09 | 3.8625e-09 | 1.1403e-09 | 1.1359e-09 | -3.7841e-12 | 5.1197e-09 | -5.1273e-09 | 3.7841e-12 | -5.1197e-09 | 5.1273e-09 | 0 | 0 | 0 | 0 | 0 | 0 | 0.74785 | 0.37393 | 0.37433 | 0.74785 | 0.37393 | 0.37433 | 0.017969 | -178.0652 | 178.1032 | 0.017969 | -178.0652 | 178.1032
Line6_7_8 | 0 | 0 | 0 | 0 | 0 | 0 | 0 | 0 | 0 | 0 | 0 | 0 | -2.8969e-09 | -8.5521e-10 | -8.5193e-10 | 2.8969e-09 | 8.5521e-10 | 8.5193e-10 | -2.8375e-12 | 3.8398e-09 | -3.8455e-09 | 2.8379e-12 | -3.8398e-09 | 3.8455e-09 | 0 | 0 | 0 | 0 | 0 | 0 | 0.74785 | 0.37393 | 0.37433 | 0.74785 | 0.37393 | 0.37433 | 0.017969 | -178.0652 | 178.1032 | 0.017969 | -178.0652 | 178.1032
Line7_8_9 | 0 | 0 | 0 | 0 | 0 | 0 | 0 | 0 | 0 | 0 | 0 | 0 | -9.6564e-10 | -2.8507e-10 | -2.8398e-10 | 9.6564e-10 | 2.8507e-10 | 2.8398e-10 | -9.4592e-13 | 1.2799e-09 | -1.2818e-09 | 9.4609e-13 | -1.2799e-09 | 1.2818e-09 | 0 | 0 | 0 | 0 | 0 | 0 | 0.74785 | 0.37393 | 0.37433 | 0.74785 | 0.37393 | 0.37433 | 0.017969 | -178.0652 | 178.1032 | 0.017969 | -178.0652 | 178.1032
Line8_8_10 | 0 | 0 | 0 | 0 | 0 | 0 | 0 | 0 | 0 | 0 | 0 | 0 | -9.6564e-10 | -2.8507e-10 | -2.8398e-10 | 9.6564e-10 | 2.8507e-10 | 2.8398e-10 | -9.4576e-13 | 1.2799e-09 | -1.2818e-09 | 9.4592e-13 | -1.2799e-09 | 1.2818e-09 | 0 | 0 | 0 | 0 | 0 | 0 | 0.74785 | 0.37393 | 0.37433 | 0.74785 | 0.37393 | 0.37433 | 0.017969 | -178.0652 | 178.1032 | 0.017969 | -178.0652 | 178.1032
Line9_3_11 | 0 | 0 | 0 | 0 | 0 | 0 | 0 | 0 | 0 | 0 | 0 | 0 | -6.7595e-09 | -1.9955e-09 | -1.9878e-09 | 6.7595e-09 | 1.9955e-09 | 1.9878e-09 | -6.6214e-12 | 8.9596e-09 | -8.9728e-09 | 6.6216e-12 | -8.9596e-09 | 8.9728e-09 | 0 | 0 | 0 | 0 | 0 | 0 | 0.74785 | 0.37393 | 0.37433 | 0.74785 | 0.37393 | 0.37433 | 0.017969 | -178.0652 | 178.1032 | 0.017969 | -178.0652 | 178.1032

## LLG_max_10
name | pf_ikss_a_from_ka | pf_ikss_b_from_ka | pf_ikss_c_from_ka | pf_ikss_a_to_ka | pf_ikss_b_to_ka | pf_ikss_c_to_ka | pf_skss_a_from_mw | pf_skss_b_from_mw | pf_skss_c_from_mw | pf_skss_a_to_mw | pf_skss_b_to_mw | pf_skss_c_to_mw | pf_p_a_from_mw | pf_p_b_from_mw | pf_p_c_from_mw | pf_p_a_to_mw | pf_p_b_to_mw | pf_p_c_to_mw | pf_q_a_from_mvar | pf_q_b_from_mvar | pf_q_c_from_mvar | pf_q_a_to_mvar | pf_q_b_to_mvar | pf_q_c_to_mvar | pf_ikss_a_from_degree | pf_ikss_b_from_degree | pf_ikss_c_from_degree | pf_ikss_a_to_degree | pf_ikss_b_to_degree | pf_ikss_c_to_degree | pf_vm_a_from_pu | pf_vm_b_from_pu | pf_vm_c_from_pu | pf_vm_a_to_pu | pf_vm_b_to_pu | pf_vm_c_to_pu | pf_va_a_from_degree | pf_va_b_from_degree | pf_va_c_from_degree | pf_va_a_to_degree | pf_va_b_to_degree | pf_va_c_to_degree
Line0_1_2 | 0 | 0 | 0 | 0 | 0 | 0 | 0 | 0 | 0 | 0 | 0 | 0 | -5.7878e-09 | -1.7212e-09 | -1.7144e-09 | 5.7878e-09 | 1.7212e-09 | 1.7144e-09 | -5.9457e-12 | 7.6794e-09 | -7.6912e-09 | 5.9459e-12 | -7.6794e-09 | 7.6912e-09 | 0 | 0 | 0 | 0 | 0 | 0 | 0.74854 | 0.37429 | 0.37471 | 0.74854 | 0.37429 | 0.37471 | 0.018807 | -177.975 | 178.0148 | 0.018807 | -177.975 | 178.0148
Line10_11_12 | 0 | 0 | 0 | 0 | 0 | 0 | 0 | 0 | 0 | 0 | 0 | 0 | -5.7878e-09 | -1.7212e-09 | -1.7144e-09 | 5.7878e-09 | 1.7212e-09 | 1.7144e-09 | -5.9454e-12 | 7.6794e-09 | -7.6912e-09 | 5.9458e-12 | -7.6794e-09 | 7.6912e-09 | 0 | 0 | 0 | 0 | 0 | 0 | 0.74854 | 0.37429 | 0.37471 | 0.74854 | 0.37429 | 0.37471 | 0.018807 | -177.975 | 178.0148 | 0.018808 | -177.975 | 178.0148
Line11_12_13 | 0 | 0 | 0 | 0 | 0 | 0 | 0 | 0 | 0 | 0 | 0 | 0 | -4.8232e-09 | -1.4344e-09 | -1.4286e-09 | 4.8232e-09 | 1.4344e-09 | 1.4286e-09 | -4.9547e-12 | 6.3995e-09 | -6.4094e-09 | 4.9548e-12 | -6.3995e-09 | 6.4094e-09 | 0 | 0 | 0 | 0 | 0 | 0 | 0.74854 | 0.37429 | 0.37471 | 0.74854 | 0.37429 | 0.37471 | 0.018808 | -177.975 | 178.0148 | 0.018808 | -177.975 | 178.0148
Line12_13_15 | 0 | 0 | 0 | 0 | 0 | 0 | 0 | 0 | 0 | 0 | 0 | 0 | -2.8939e-09 | -8.6061e-10 | -8.5718e-10 | 2.8939e-09 | 8.6061e-10 | 8.5718e-10 | -2.9726e-12 | 3.8397e-09 | -3.8456e-09 | 2.9728e-12 | -3.8397e-09 | 3.8456e-09 | 0 | 0 | 0 | 0 | 0 | 0 | 0.74854 | 0.37429 | 0.37471 | 0.74854 | 0.37429 | 0.37471 | 0.018808 | -177.975 | 178.0148 | 0.018808 | -177.975 | 178.0148
Line13_13_14 | 0 | 0 | 0 | 0 | 0 | 0 | 0 | 0 | 0 | 0 | 0 | 0 | -9.6464e-10 | -2.8687e-10 | -2.8573e-10 | 9.6464e-10 | 2.8687e-10 | 2.8573e-10 | -9.9074e-13 | 1.2799e-09 | -1.2819e-09 | 9.9101e-13 | -1.2799e-09 | 1.2819e-09 | 0 | 0 | 0 | 0 | 0 | 0 | 0.74854 | 0.37429 | 0.37471 | 0.74854 | 0.37429 | 0.37471 | 0.018808 | -177.975 | 178.0148 | 0.018808 | -177.975 | 178.0148
Line14_15_16 | 0 | 0 | 0 | 0 | 0 | 0 | 0 | 0 | 0 | 0 | 0 | 0 | -1.9293e-09 | -5.7374e-10 | -5.7145e-10 | 1.9293e-09 | 5.7374e-10 | 5.7145e-10 | -1.9816e-12 | 2.5598e-09 | -2.5637e-09 | 1.9817e-12 | -2.5598e-09 | 2.5637e-09 | 0 | 0 | 0 | 0 | 0 | 0 | 0.74854 | 0.37429 | 0.37471 | 0.74854 | 0.37429 | 0.37471 | 0.018808 | -177.975 | 178.0148 | 0.018808 | -177.975 | 178.0148
Line15_16_17 | 0 | 0 | 0 | 0 | 0 | 0 | 0 | 0 | 0 | 0 | 0 | 0 | -9.6464e-10 | -2.8687e-10 | -2.8573e-10 | 9.6464e-10 | 2.8687e-10 | 2.8573e-10 | -9.9063e-13 | 1.2799e-09 | -1.2819e-09 | 9.9074e-13 | -1.2799e-09 | 1.2819e-09 | 0 | 0 | 0 | 0 | 0 | 0 | 0.74854 | 0.37429 | 0.37471 | 0.74854 | 0.37429 | 0.37471 | 0.018808 | -177.975 | 178.0148 | 0.018808 | -177.975 | 178.0148
Line16_4_18 | 0 | 0 | 0 | 0 | 0 | 0 | 0 | 0 | 0 | 0 | 0 | 0 | -9.4492e-10 | -3.0824e-10 | -3.3027e-10 | 9.4492e-10 | 3.0824e-10 | 3.3027e-10 | 1.9076e-11 | 1.3e-09 | -1.2618e-09 | -1.9076e-11 | -1.3e-09 | 1.2618e-09 | 0 | 0 | 0 | 0 | 0 | 0 | 0.76161 | 0.38553 | 0.37765 | 0.76161 | 0.38553 | 0.37765 | -0.3558 | -176.7214 | 175.9339 | -0.3558 | -176.7214 | 175.9339
Line17_5_19 | 0 | 0 | 0 | 0 | 0 | 0 | 0 | 0 | 0 | 0 | 0 | 0 | -9.6464e-10 | -2.8687e-10 | -2.8573e-10 | 9.6464e-10 | 2.8687e-10 | 2.8573e-10 | -9.9072e-13 | 1.2799e-09 | -1.2819e-09 | 9.9078e-13 | -1.2799e-09 | 1.2819e-09 | 0 | 0 | 0 | 0 | 0 | 0 | 0.74854 | 0.37429 | 0.37471 | 0.74854 | 0.37429 | 0.37471 | 0.018807 | -177.975 | 178.0148 | 0.018807 | -177.975 | 178.0148
Line1_1_3 | 0 | 0 | 0 | 0 | 0 | 0 | 0 | 0 | 0 | 0 | 0 | 0 | -7.7171e-09 | -2.295e-09 | -2.2858e-09 | 7.7171e-09 | 2.295e-09 | 2.2858e-09 | -7.928e-12 | 1.0239e-08 | -1.0255e-08 | 7.9281e-12 | -1.0239e-08 | 1.0255e-08 | 0 | 0 | 0 | 0 | 0 | 0 | 0.74854 | 0.37429 | 0.37471 | 0.74854 | 0.37429 | 0.37471 | 0.018807 | -177.975 | 178.0148 | 0.018807 | -177.975 | 178.0148
Line2_1_4 | 0.14434 | 0.14434 | 0.14434 | 0.14434 | 0.14434 | 0.14434 | 0.033333 | 0.033333 | 0.033333 | 0.033333 | 0.033333 | 0.033333 | -0.0024745 | -0.011183 | 0.0098831 | 0.0026829 | 0.011392 | -0.0096748 | -0.024828 | -0.0055307 | -0.0076374 | 0.025245 | 0.0059473 | 0.0080541 | 95.7105 | -24.2892 | -144.2894 | -84.2895 | 155.7108 | 35.7106 | 0.74854 | 0.37429 | 0.37471 | 0.76161 | 0.38553 | 0.37765 | 0.018807 | -177.975 | 178.0148 | -0.3558 | -176.7214 | 175.9339
Line3_1_5 | 0 | 0 | 0 | 0 | 0 | 0 | 0 | 0 | 0 | 0 | 0 | 0 | -1.9293e-09 | -5.7374e-10 | -5.7145e-10 | 1.9293e-09 | 5.7374e-10 | 5.7145e-10 | -1.9815e-12 | 2.5598e-09 | -2.5637e-09 | 1.9817e-12 | -2.5598e-09 | 2.5637e-09 | 0 | 0 | 0 | 0 | 0 | 0 | 0.74854 | 0.37429 | 0.37471 | 0.74854 | 0.37429 | 0.37471 | 0.018807 | -177.975 | 178.0148 | 0.018807 | -177.975 | 178.0148
Line4_2_6 | 0 | 0 | 0 | 0 | 0 | 0 | 0 | 0 | 0 | 0 | 0 | 0 | -4.8232e-09 | -1.4344e-09 | -1.4286e-09 | 4.8232e-09 | 1.4344e-09 | 1.4286e-09 | -4.9549e-12 | 6.3995e-09 | -6.4094e-09 | 4.955e-12 | -6.3995e-09 | 6.4094e-09 | 0 | 0 | 0 | 0 | 0 | 0 | 0.74854 | 0.37429 | 0.37471 | 0.74854 | 0.37429 | 0.37471 | 0.018807 | -177.975 | 178.0148 | 0.018807 | -177.975 | 178.0148
Line5_6_7 | 0 | 0 | 0 | 0 | 0 | 0 | 0 | 0 | 0 | 0 | 0 | 0 | -3.8586e-09 | -1.1475e-09 | -1.1429e-09 | 3.8586e-09 | 1.1475e-09 | 1.1429e-09 | -3.9637e-12 | 5.1196e-09 | -5.1275e-09 | 3.9639e-12 | -5.1196e-09 | 5.1275e-09 | 0 | 0 | 0 | 0 | 0 | 0 | 0.74854 | 0.37429 | 0.37471 | 0.74854 | 0.37429 | 0.37471 | 0.018807 | -177.975 | 178.0148 | 0.018807 | -177.975 | 178.0148
Line6_7_8 | 0 | 0 | 0 | 0 | 0 | 0 | 0 | 0 | 0 | 0 | 0 | 0 | -2.8939e-09 | -8.6061e-10 | -8.5718e-10 | 2.8939e-09 | 8.6061e-10 | 8.5718e-10 | -2.9731e-12 | 3.8397e-09 | -3.8456e-09 | 2.9731e-12 | -3.8397e-09 | 3.8456e-09 | 0 | 0 | 0 | 0 | 0 | 0 | 0.74854 | 0.37429 | 0.37471 | 0.74854 | 0.37429 | 0.37471 | 0.018807 | -177.975 | 178.0148 | 0.018807 | -177.975 | 178.0148
Line7_8_9 | 0 | 0 | 0 | 0 | 0 | 0 | 0 | 0 | 0 | 0 | 0 | 0 | -9.6464e-10 | -2.8687e-10 | -2.8573e-10 | 9.6464e-10 | 2.8687e-10 | 2.8573e-10 | -9.909e-13 | 1.2799e-09 | -1.2819e-09 | 9.9112e-13 | -1.2799e-09 | 1.2819e-09 | 0 | 0 | 0 | 0 | 0 | 0 | 0.74854 | 0.37429 | 0.37471 | 0.74854 | 0.37429 | 0.37471 | 0.018807 | -177.975 | 178.0148 | 0.018807 | -177.975 | 178.0148
Line8_8_10 | 0 | 0 | 0 | 0 | 0 | 0 | 0 | 0 | 0 | 0 | 0 | 0 | -9.6464e-10 | -2.8687e-10 | -2.8573e-10 | 9.6464e-10 | 2.8687e-10 | 2.8573e-10 | -9.9079e-13 | 1.2799e-09 | -1.2819e-09 | 9.9101e-13 | -1.2799e-09 | 1.2819e-09 | 0 | 0 | 0 | 0 | 0 | 0 | 0.74854 | 0.37429 | 0.37471 | 0.74854 | 0.37429 | 0.37471 | 0.018807 | -177.975 | 178.0148 | 0.018807 | -177.975 | 178.0148
Line9_3_11 | 0 | 0 | 0 | 0 | 0 | 0 | 0 | 0 | 0 | 0 | 0 | 0 | -6.7525e-09 | -2.0081e-09 | -2.0001e-09 | 6.7525e-09 | 2.0081e-09 | 2.0001e-09 | -6.9368e-12 | 8.9592e-09 | -8.9731e-09 | 6.9369e-12 | -8.9592e-09 | 8.9731e-09 | 0 | 0 | 0 | 0 | 0 | 0 | 0.74854 | 0.37429 | 0.37471 | 0.74854 | 0.37429 | 0.37471 | 0.018807 | -177.975 | 178.0148 | 0.018807 | -177.975 | 178.0148

## LLG_max_fault_6
name | pf_ikss_a_from_ka | pf_ikss_b_from_ka | pf_ikss_c_from_ka | pf_ikss_a_to_ka | pf_ikss_b_to_ka | pf_ikss_c_to_ka | pf_skss_a_from_mw | pf_skss_b_from_mw | pf_skss_c_from_mw | pf_skss_a_to_mw | pf_skss_b_to_mw | pf_skss_c_to_mw | pf_p_a_from_mw | pf_p_b_from_mw | pf_p_c_from_mw | pf_p_a_to_mw | pf_p_b_to_mw | pf_p_c_to_mw | pf_q_a_from_mvar | pf_q_b_from_mvar | pf_q_c_from_mvar | pf_q_a_to_mvar | pf_q_b_to_mvar | pf_q_c_to_mvar | pf_ikss_a_from_degree | pf_ikss_b_from_degree | pf_ikss_c_from_degree | pf_ikss_a_to_degree | pf_ikss_b_to_degree | pf_ikss_c_to_degree | pf_vm_a_from_pu | pf_vm_b_from_pu | pf_vm_c_from_pu | pf_vm_a_to_pu | pf_vm_b_to_pu | pf_vm_c_to_pu | pf_va_a_from_degree | pf_va_b_from_degree | pf_va_c_from_degree | pf_va_a_to_degree | pf_va_b_to_degree | pf_va_c_to_degree
Line0_1_2 | 0 | 0 | 0 | 0 | 0 | 0 | 0 | 0 | 0 | 0 | 0 | 0 | 2.4827e-10 | 1.6441e-10 | 1.2754e-11 | -2.4827e-10 | -1.6441e-10 | -1.2754e-11 | 7.9667e-11 | 2.9983e-10 | 1.1553e-10 | -7.9667e-11 | -2.9983e-10 | -1.1553e-10 | 0 | 0 | 0 | 0 | 0 | 0 | 1.1102 | 1.1067 | 1.1005 | 1.1102 | 1.1067 | 1.1005 | -0.1699 | -120.6415 | 119.7514 | -0.1699 | -120.6415 | 119.7514
Line10_11_12 | 0 | 0 | 0 | 0 | 0 | 0 | 0 | 0 | 0 | 0 | 0 | 0 | 2.4827e-10 | 1.6441e-10 | 1.2754e-11 | -2.4827e-10 | -1.6441e-10 | -1.2754e-11 | 7.9667e-11 | 2.9983e-10 | 1.1553e-10 | -7.9667e-11 | -2.9983e-10 | -1.1553e-10 | 0 | 0 | 0 | 0 | 0 | 0 | 1.1102 | 1.1067 | 1.1005 | 1.1102 | 1.1067 | 1.1005 | -0.1699 | -120.6415 | 119.7514 | -0.1699 | -120.6415 | 119.7514
Line11_12_13 | 0 | 0 | 0 | 0 | 0 | 0 | 0 | 0 | 0 | 0 | 0 | 0 | 2.0689e-10 | 1.37e-10 | 1.0628e-11 | -2.0689e-10 | -1.37e-10 | -1.0628e-11 | 6.6389e-11 | 2.4986e-10 | 9.6277e-11 | -6.6389e-11 | -2.4986e-10 | -9.6277e-11 | 0 | 0 | 0 | 0 | 0 | 0 | 1.1102 | 1.1067 | 1.1005 | 1.1102 | 1.1067 | 1.1005 | -0.1699 | -120.6415 | 119.7514 | -0.1699 | -120.6415 | 119.7514
Line12_13_15 | 0 | 0 | 0 | 0 | 0 | 0 | 0 | 0 | 0 | 0 | 0 | 0 | 1.2414e-10 | 8.2203e-11 | 6.3771e-12 | -1.2414e-10 | -8.2203e-11 | -6.3771e-12 | 3.9834e-11 | 1.4992e-10 | 5.7766e-11 | -3.9834e-11 | -1.4992e-10 | -5.7766e-11 | 0 | 0 | 0 | 0 | 0 | 0 | 1.1102 | 1.1067 | 1.1005 | 1.1102 | 1.1067 | 1.1005 | -0.1699 | -120.6415 | 119.7514 | -0.1699 | -120.6415 | 119.7514
Line13_13_14 | 0 | 0 | 0 | 0 | 0 | 0 | 0 | 0 | 0 | 0 | 0 | 0 | 4.1378e-11 | 2.7401e-11 | 2.1257e-12 | -4.1378e-11 | -2.7401e-11 | -2.1257e-12 | 1.3278e-11 | 4.9972e-11 | 1.9255e-11 | -1.3278e-11 | -4.9972e-11 | -1.9255e-11 | 0 | 0 | 0 | 0 | 0 | 0 | 1.1102 | 1.1067 | 1.1005 | 1.1102 | 1.1067 | 1.1005 | -0.1699 | -120.6415 | 119.7514 | -0.1699 | -120.6415 | 119.7514
Line14_15_16 | 0 | 0 | 0 | 0 | 0 | 0 | 0 | 0 | 0 | 0 | 0 | 0 | 8.2757e-11 | 5.4802e-11 | 4.2514e-12 | -8.2757e-11 | -5.4802e-11 | -4.2514e-12 | 2.6556e-11 | 9.9944e-11 | 3.8511e-11 | -2.6556e-11 | -9.9944e-11 | -3.8511e-11 | 0 | 0 | 0 | 0 | 0 | 0 | 1.1102 | 1.1067 | 1.1005 | 1.1102 | 1.1067 | 1.1005 | -0.1699 | -120.6415 | 119.7514 | -0.1699 | -120.6415 | 119.7514
Line15_16_17 | 0 | 0 | 0 | 0 | 0 | 0 | 0 | 0 | 0 | 0 | 0 | 0 | 4.1378e-11 | 2.7401e-11 | 2.1257e-12 | -4.1378e-11 | -2.7401e-11 | -2.1257e-12 | 1.3278e-11 | 4.9972e-11 | 1.9255e-11 | -1.3278e-11 | -4.9972e-11 | -1.9255e-11 | 0 | 0 | 0 | 0 | 0 | 0 | 1.1102 | 1.1067 | 1.1005 | 1.1102 | 1.1067 | 1.1005 | -0.1699 | -120.6415 | 119.7514 | -0.1699 | -120.6415 | 119.7514
Line16_4_18 | 0 | 0 | 0 | 0 | 0 | 0 | 0 | 0 | 0 | 0 | 0 | 0 | 9.5862e-11 | 8.1877e-11 | 5.5739e-11 | -9.5862e-11 | -8.1877e-11 | -5.5739e-11 | 3.3344e-11 | 7.0038e-11 | 3.9322e-11 | -3.3344e-11 | -7.0038e-11 | -3.9322e-11 | 0 | 0 | 0 | 0 | 0 | 0 | 1.1232 | 1.1198 | 1.1136 | 1.1232 | 1.1198 | 1.1136 | -0.42171 | -120.8885 | 119.4984 | -0.42171 | -120.8885 | 119.4984
Line17_5_19 | 0 | 0 | 0 | 0 | 0 | 0 | 0 | 0 | 0 | 0 | 0 | 0 | 4.1378e-11 | 2.7401e-11 | 2.1257e-12 | -4.1378e-11 | -2.7401e-11 | -2.1257e-12 | 1.3278e-11 | 4.9972e-11 | 1.9255e-11 | -1.3278e-11 | -4.9972e-11 | -1.9255e-11 | 0 | 0 | 0 | 0 | 0 | 0 | 1.1102 | 1.1067 | 1.1005 | 1.1102 | 1.1067 | 1.1005 | -0.1699 | -120.6415 | 119.7514 | -0.1699 | -120.6415 | 119.7514
Line1_1_3 | 0 | 0 | 0 | 0 | 0 | 0 | 0 | 0 | 0 | 0 | 0 | 0 | 3.3103e-10 | 2.1921e-10 | 1.7006e-11 | -3.3103e-10 | -2.1921e-10 | -1.7006e-11 | 1.0622e-10 | 3.9977e-10 | 1.5404e-10 | -1.0622e-10 | -3.9977e-10 | -1.5404e-10 | 0 | 0 | 0 | 0 | 0 | 0 | 1.1102 | 1.1067 | 1.1005 | 1.1102 | 1.1067 | 1.1005 | -0.1699 | -120.6415 | 119.7514 | -0.1699 | -120.6415 | 119.7514
Line2_1_4 | 0.14434 | 0.14434 | 0.14434 | 0.14434 | 0.14434 | 0.14434 | 0.033333 | 0.033333 | 0.033333 | 0.033333 | 0.033333 | 0.033333 | -0.0037913 | -0.0040814 | -0.0038085 | 0.0039997 | 0.0042897 | 0.0040168 | -0.036811 | -0.036663 | -0.036486 | 0.037227 | 0.03708 | 0.036902 | 95.7106 | -24.2894 | -144.2894 | -84.2894 | 155.7106 | 35.7106 | 1.1102 | 1.1067 | 1.1005 | 1.1232 | 1.1198 | 1.1136 | -0.1699 | -120.6415 | 119.7514 | -0.42171 | -120.8885 | 119.4984
Line3_1_5 | 0 | 0 | 0 | 0 | 0 | 0 | 0 | 0 | 0 | 0 | 0 | 0 | 8.2757e-11 | 5.4802e-11 | 4.2514e-12 | -8.2757e-11 | -5.4802e-11 | -4.2514e-12 | 2.6556e-11 | 9.9944e-11 | 3.8511e-11 | -2.6556e-11 | -9.9944e-11 | -3.8511e-11 | 0 | 0 | 0 | 0 | 0 | 0 | 1.1102 | 1.1067 | 1.1005 | 1.1102 | 1.1067 | 1.1005 | -0.1699 | -120.6415 | 119.7514 | -0.1699 | -120.6415 | 119.7514
Line4_2_6 | 0 | 0 | 0 | 0 | 0 | 0 | 0 | 0 | 0 | 0 | 0 | 0 | 2.0689e-10 | 1.37e-10 | 1.0628e-11 | -2.0689e-10 | -1.37e-10 | -1.0628e-11 | 6.6389e-11 | 2.4986e-10 | 9.6277e-11 | -6.6389e-11 | -2.4986e-10 | -9.6277e-11 | 0 | 0 | 0 | 0 | 0 | 0 | 1.1102 | 1.1067 | 1.1005 | 1.1102 | 1.1067 | 1.1005 | -0.1699 | -120.6415 | 119.7514 | -0.1699 | -120.6415 | 119.7514
Line5_6_7 | 0 | 0 | 0 | 0 | 0 | 0 | 0 | 0 | 0 | 0 | 0 | 0 | 1.6551e-10 | 1.096e-10 | 8.5028e-12 | -1.6551e-10 | -1.096e-10 | -8.5028e-12 | 5.3111e-11 | 1.9989e-10 | 7.7022e-11 | -5.3111e-11 | -1.9989e-10 | -7.7022e-11 | 0 | 0 | 0 | 0 | 0 | 0 | 1.1102 | 1.1067 | 1.1005 | 1.1102 | 1.1067 | 1.1005 | -0.1699 | -120.6415 | 119.7514 | -0.1699 | -120.6415 | 119.7514
Line6_7_8 | 0 | 0 | 0 | 0 | 0 | 0 | 0 | 0 | 0 | 0 | 0 | 0 | 1.2414e-10 | 8.2203e-11 | 6.3771e-12 | -1.2414e-10 | -8.2203e-11 | -6.3771e-12 | 3.9834e-11 | 1.4992e-10 | 5.7766e-11 | -3.9834e-11 | -1.4992e-10 | -5.7766e-11 | 0 | 0 | 0 | 0 | 0 | 0 | 1.1102 | 1.1067 | 1.1005 | 1.1102 | 1.1067 | 1.1005 | -0.1699 | -120.6415 | 119.7514 | -0.1699 | -120.6415 | 119.7514
Line7_8_9 | 0 | 0 | 0 | 0 | 0 | 0 | 0 | 0 | 0 | 0 | 0 | 0 | 4.1378e-11 | 2.7401e-11 | 2.1257e-12 | -4.1378e-11 | -2.7401e-11 | -2.1257e-12 | 1.3278e-11 | 4.9972e-11 | 1.9255e-11 | -1.3278e-11 | -4.9972e-11 | -1.9255e-11 | 0 | 0 | 0 | 0 | 0 | 0 | 1.1102 | 1.1067 | 1.1005 | 1.1102 | 1.1067 | 1.1005 | -0.1699 | -120.6415 | 119.7514 | -0.1699 | -120.6415 | 119.7514
Line8_8_10 | 0 | 0 | 0 | 0 | 0 | 0 | 0 | 0 | 0 | 0 | 0 | 0 | 4.1378e-11 | 2.7401e-11 | 2.1257e-12 | -4.1378e-11 | -2.7401e-11 | -2.1257e-12 | 1.3278e-11 | 4.9972e-11 | 1.9255e-11 | -1.3278e-11 | -4.9972e-11 | -1.9255e-11 | 0 | 0 | 0 | 0 | 0 | 0 | 1.1102 | 1.1067 | 1.1005 | 1.1102 | 1.1067 | 1.1005 | -0.1699 | -120.6415 | 119.7514 | -0.1699 | -120.6415 | 119.7514
Line9_3_11 | 0 | 0 | 0 | 0 | 0 | 0 | 0 | 0 | 0 | 0 | 0 | 0 | 2.8965e-10 | 1.9181e-10 | 1.488e-11 | -2.8965e-10 | -1.9181e-10 | -1.488e-11 | 9.2945e-11 | 3.498e-10 | 1.3479e-10 | -9.2945e-11 | -3.498e-10 | -1.3479e-10 | 0 | 0 | 0 | 0 | 0 | 0 | 1.1102 | 1.1067 | 1.1005 | 1.1102 | 1.1067 | 1.1005 | -0.1699 | -120.6415 | 119.7514 | -0.1699 | -120.6415 | 119.7514

## LLG_max_fault_10
name | pf_ikss_a_from_ka | pf_ikss_b_from_ka | pf_ikss_c_from_ka | pf_ikss_a_to_ka | pf_ikss_b_to_ka | pf_ikss_c_to_ka | pf_skss_a_from_mw | pf_skss_b_from_mw | pf_skss_c_from_mw | pf_skss_a_to_mw | pf_skss_b_to_mw | pf_skss_c_to_mw | pf_p_a_from_mw | pf_p_b_from_mw | pf_p_c_from_mw | pf_p_a_to_mw | pf_p_b_to_mw | pf_p_c_to_mw | pf_q_a_from_mvar | pf_q_b_from_mvar | pf_q_c_from_mvar | pf_q_a_to_mvar | pf_q_b_to_mvar | pf_q_c_to_mvar | pf_ikss_a_from_degree | pf_ikss_b_from_degree | pf_ikss_c_from_degree | pf_ikss_a_to_degree | pf_ikss_b_to_degree | pf_ikss_c_to_degree | pf_vm_a_from_pu | pf_vm_b_from_pu | pf_vm_c_from_pu | pf_vm_a_to_pu | pf_vm_b_to_pu | pf_vm_c_to_pu | pf_va_a_from_degree | pf_va_b_from_degree | pf_va_c_from_degree | pf_va_a_to_degree | pf_va_b_to_degree | pf_va_c_to_degree
Line0_1_2 | 0 | 0 | 0 | 0 | 0 | 0 | 0 | 0 | 0 | 0 | 0 | 0 | 2.6523e-10 | 1.8125e-10 | 2.9421e-11 | -2.6523e-10 | -1.8125e-10 | -2.9421e-11 | 7.9397e-11 | 2.9956e-10 | 1.1526e-10 | -7.9397e-11 | -2.9956e-10 | -1.1526e-10 | 0 | 0 | 0 | 0 | 0 | 0 | 1.1108 | 1.1074 | 1.1012 | 1.1108 | 1.1074 | 1.1012 | -0.16922 | -120.6405 | 119.7522 | -0.16922 | -120.6405 | 119.7522
Line10_11_12 | 0 | 0 | 0 | 0 | 0 | 0 | 0 | 0 | 0 | 0 | 0 | 0 | 2.6523e-10 | 1.8125e-10 | 2.9421e-11 | -2.6523e-10 | -1.8125e-10 | -2.9421e-11 | 7.9397e-11 | 2.9956e-10 | 1.1526e-10 | -7.9397e-11 | -2.9956e-10 | -1.1526e-10 | 0 | 0 | 0 | 0 | 0 | 0 | 1.1108 | 1.1074 | 1.1012 | 1.1108 | 1.1074 | 1.1012 | -0.16922 | -120.6405 | 119.7522 | -0.16922 | -120.6405 | 119.7522
Line11_12_13 | 0 | 0 | 0 | 0 | 0 | 0 | 0 | 0 | 0 | 0 | 0 | 0 | 2.2103e-10 | 1.5104e-10 | 2.4517e-11 | -2.2103e-10 | -1.5104e-10 | -2.4517e-11 | 6.6164e-11 | 2.4963e-10 | 9.6052e-11 | -6.6164e-11 | -2.4963e-10 | -9.6052e-11 | 0 | 0 | 0 | 0 | 0 | 0 | 1.1108 | 1.1074 | 1.1012 | 1.1108 | 1.1074 | 1.1012 | -0.16922 | -120.6405 | 119.7522 | -0.16922 | -120.6405 | 119.7522
Line12_13_15 | 0 | 0 | 0 | 0 | 0 | 0 | 0 | 0 | 0 | 0 | 0 | 0 | 1.3262e-10 | 9.0626e-11 | 1.471e-11 | -1.3262e-10 | -9.0626e-11 | -1.471e-11 | 3.9698e-11 | 1.4978e-10 | 5.7631e-11 | -3.9698e-11 | -1.4978e-10 | -5.7631e-11 | 0 | 0 | 0 | 0 | 0 | 0 | 1.1108 | 1.1074 | 1.1012 | 1.1108 | 1.1074 | 1.1012 | -0.16922 | -120.6405 | 119.7522 | -0.16922 | -120.6405 | 119.7522
Line13_13_14 | 0 | 0 | 0 | 0 | 0 | 0 | 0 | 0 | 0 | 0 | 0 | 0 | 4.4205e-11 | 3.0209e-11 | 4.9035e-12 | -4.4205e-11 | -3.0209e-11 | -4.9034e-12 | 1.3233e-11 | 4.9927e-11 | 1.921e-11 | -1.3233e-11 | -4.9927e-11 | -1.921e-11 | 0 | 0 | 0 | 0 | 0 | 0 | 1.1108 | 1.1074 | 1.1012 | 1.1108 | 1.1074 | 1.1012 | -0.16922 | -120.6405 | 119.7522 | -0.16922 | -120.6405 | 119.7522
Line14_15_16 | 0 | 0 | 0 | 0 | 0 | 0 | 0 | 0 | 0 | 0 | 0 | 0 | 8.841e-11 | 6.0418e-11 | 9.8069e-12 | -8.841e-11 | -6.0418e-11 | -9.8069e-12 | 2.6466e-11 | 9.9854e-11 | 3.8421e-11 | -2.6466e-11 | -9.9854e-11 | -3.8421e-11 | 0 | 0 | 0 | 0 | 0 | 0 | 1.1108 | 1.1074 | 1.1012 | 1.1108 | 1.1074 | 1.1012 | -0.16922 | -120.6405 | 119.7522 | -0.16922 | -120.6405 | 119.7522
Line15_16_17 | 0 | 0 | 0 | 0 | 0 | 0 | 0 | 0 | 0 | 0 | 0 | 0 | 4.4205e-11 | 3.0209e-11 | 4.9034e-12 | -4.4205e-11 | -3.0209e-11 | -4.9034e-12 | 1.3233e-11 | 4.9927e-11 | 1.921e-11 | -1.3233e-11 | -4.9927e-11 | -1.921e-11 | 0 | 0 | 0 | 0 | 0 | 0 | 1.1108 | 1.1074 | 1.1012 | 1.1108 | 1.1074 | 1.1012 | -0.16922 | -120.6405 | 119.7522 | -0.16922 | -120.6405 | 119.7522
Line16_4_18 | 0 | 0 | 0 | 0 | 0 | 0 | 0 | 0 | 0 | 0 | 0 | 0 | 9.8754e-11 | 8.4751e-11 | 5.8582e-11 | -9.8754e-11 | -8.4751e-11 | -5.8582e-11 | 3.3299e-11 | 6.9993e-11 | 3.9277e-11 | -3.3299e-11 | -6.9993e-11 | -3.9277e-11 | 0 | 0 | 0 | 0 | 0 | 0 | 1.1239 | 1.1205 | 1.1143 | 1.1239 | 1.1205 | 1.1143 | -0.42088 | -120.8874 | 119.4993 | -0.42088 | -120.8874 | 119.4993
Line17_5_19 | 0 | 0 | 0 | 0 | 0 | 0 | 0 | 0 | 0 | 0 | 0 | 0 | 4.4205e-11 | 3.0209e-11 | 4.9035e-12 | -4.4205e-11 | -3.0209e-11 | -4.9035e-12 | 1.3233e-11 | 4.9927e-11 | 1.921e-11 | -1.3233e-11 | -4.9927e-11 | -1.921e-11 | 0 | 0 | 0 | 0 | 0 | 0 | 1.1108 | 1.1074 | 1.1012 | 1.1108 | 1.1074 | 1.1012 | -0.16922 | -120.6405 | 119.7522 | -0.16922 | -120.6405 | 119.7522
Line1_1_3 | 0 | 0 | 0 | 0 | 0 | 0 | 0 | 0 | 0 | 0 | 0 | 0 | 3.5364e-10 | 2.4167e-10 | 3.9228e-11 | -3.5364e-10 | -2.4167e-10 | -3.9228e-11 | 1.0586e-10 | 3.9941e-10 | 1.5368e-10 | -1.0586e-10 | -3.9941e-10 | -1.5368e-10 | 0 | 0 | 0 | 0 | 0 | 0 | 1.1108 | 1.1074 | 1.1012 | 1.1108 | 1.1074 | 1.1012 | -0.16922 | -120.6405 | 119.7522 | -0.16922 | -120.6405 | 119.7522
Line2_1_4 | 0.14434 | 0.14434 | 0.14434 | 0.14434 | 0.14434 | 0.14434 | 0.033333 | 0.033333 | 0.033333 | 0.033333 | 0.033333 | 0.033333 | -0.0037933 | -0.0040833 | -0.0038104 | 0.0040016 | 0.0042916 | 0.0040187 | -0.036833 | -0.036686 | -0.036508 | 0.03725 | 0.037102 | 0.036925 | 95.7106 | -24.2894 | -144.2894 | -84.2894 | 155.7106 | 35.7106 | 1.1108 | 1.1074 | 1.1012 | 1.1239 | 1.1205 | 1.1143 | -0.16922 | -120.6405 | 119.7522 | -0.42088 | -120.8874 | 119.4993
Line3_1_5 | 0 | 0 | 0 | 0 | 0 | 0 | 0 | 0 | 0 | 0 | 0 | 0 | 8.841e-11 | 6.0418e-11 | 9.8069e-12 | -8.841e-11 | -6.0418e-11 | -9.8069e-12 | 2.6466e-11 | 9.9854e-11 | 3.8421e-11 | -2.6466e-11 | -9.9854e-11 | -3.8421e-11 | 0 | 0 | 0 | 0 | 0 | 0 | 1.1108 | 1.1074 | 1.1012 | 1.1108 | 1.1074 | 1.1012 | -0.16922 | -120.6405 | 119.7522 | -0.16922 | -120.6405 | 119.7522
Line4_2_6 | 0 | 0 | 0 | 0 | 0 | 0 | 0 | 0 | 0 | 0 | 0 | 0 | 2.2103e-10 | 1.5104e-10 | 2.4517e-11 | -2.2103e-10 | -1.5104e-10 | -2.4517e-11 | 6.6164e-11 | 2.4963e-10 | 9.6052e-11 | -6.6164e-11 | -2.4963e-10 | -9.6052e-11 | 0 | 0 | 0 | 0 | 0 | 0 | 1.1108 | 1.1074 | 1.1012 | 1.1108 | 1.1074 | 1.1012 | -0.16922 | -120.6405 | 119.7522 | -0.16922 | -120.6405 | 119.7522
Line5_6_7 | 0 | 0 | 0 | 0 | 0 | 0 | 0 | 0 | 0 | 0 | 0 | 0 | 1.7682e-10 | 1.2084e-10 | 1.9614e-11 | -1.7682e-10 | -1.2084e-10 | -1.9614e-11 | 5.2931e-11 | 1.9971e-10 | 7.6841e-11 | -5.2931e-11 | -1.9971e-10 | -7.6841e-11 | 0 | 0 | 0 | 0 | 0 | 0 | 1.1108 | 1.1074 | 1.1012 | 1.1108 | 1.1074 | 1.1012 | -0.16922 | -120.6405 | 119.7522 | -0.16922 | -120.6405 | 119.7522
Line6_7_8 | 0 | 0 | 0 | 0 | 0 | 0 | 0 | 0 | 0 | 0 | 0 | 0 | 1.3262e-10 | 9.0626e-11 | 1.471e-11 | -1.3262e-10 | -9.0626e-11 | -1.471e-11 | 3.9698e-11 | 1.4978e-10 | 5.7631e-11 | -3.9698e-11 | -1.4978e-10 | -5.7631e-11 | 0 | 0 | 0 | 0 | 0 | 0 | 1.1108 | 1.1074 | 1.1012 | 1.1108 | 1.1074 | 1.1012 | -0.16922 | -120.6405 | 119.7522 | -0.16922 | -120.6405 | 119.7522
Line7_8_9 | 0 | 0 | 0 | 0 | 0 | 0 | 0 | 0 | 0 | 0 | 0 | 0 | 4.4205e-11 | 3.0209e-11 | 4.9035e-12 | -4.4205e-11 | -3.0209e-11 | -4.9035e-12 | 1.3233e-11 | 4.9927e-11 | 1.921e-11 | -1.3233e-11 | -4.9927e-11 | -1.921e-11 | 0 | 0 | 0 | 0 | 0 | 0 | 1.1108 | 1.1074 | 1.1012 | 1.1108 | 1.1074 | 1.1012 | -0.16922 | -120.6405 | 119.7522 | -0.16922 | -120.6405 | 119.7522
Line8_8_10 | 0 | 0 | 0 | 0 | 0 | 0 | 0 | 0 | 0 | 0 | 0 | 0 | 4.4205e-11 | 3.0209e-11 | 4.9034e-12 | -4.4205e-11 | -3.0209e-11 | -4.9035e-12 | 1.3233e-11 | 4.9927e-11 | 1.921e-11 | -1.3233e-11 | -4.9927e-11 | -1.921e-11 | 0 | 0 | 0 | 0 | 0 | 0 | 1.1108 | 1.1074 | 1.1012 | 1.1108 | 1.1074 | 1.1012 | -0.16922 | -120.6405 | 119.7522 | -0.16922 | -120.6405 | 119.7522
Line9_3_11 | 0 | 0 | 0 | 0 | 0 | 0 | 0 | 0 | 0 | 0 | 0 | 0 | 3.0944e-10 | 2.1146e-10 | 3.4324e-11 | -3.0944e-10 | -2.1146e-10 | -3.4324e-11 | 9.263e-11 | 3.4949e-10 | 1.3447e-10 | -9.263e-11 | -3.4949e-10 | -1.3447e-10 | 0 | 0 | 0 | 0 | 0 | 0 | 1.1108 | 1.1074 | 1.1012 | 1.1108 | 1.1074 | 1.1012 | -0.16922 | -120.6405 | 119.7522 | -0.16922 | -120.6405 | 119.7522

## LLG_min_6
name | pf_ikss_a_from_ka | pf_ikss_b_from_ka | pf_ikss_c_from_ka | pf_ikss_a_to_ka | pf_ikss_b_to_ka | pf_ikss_c_to_ka | pf_skss_a_from_mw | pf_skss_b_from_mw | pf_skss_c_from_mw | pf_skss_a_to_mw | pf_skss_b_to_mw | pf_skss_c_to_mw | pf_p_a_from_mw | pf_p_b_from_mw | pf_p_c_from_mw | pf_p_a_to_mw | pf_p_b_to_mw | pf_p_c_to_mw | pf_q_a_from_mvar | pf_q_b_from_mvar | pf_q_c_from_mvar | pf_q_a_to_mvar | pf_q_b_to_mvar | pf_q_c_to_mvar | pf_ikss_a_from_degree | pf_ikss_b_from_degree | pf_ikss_c_from_degree | pf_ikss_a_to_degree | pf_ikss_b_to_degree | pf_ikss_c_to_degree | pf_vm_a_from_pu | pf_vm_b_from_pu | pf_vm_c_from_pu | pf_vm_a_to_pu | pf_vm_b_to_pu | pf_vm_c_to_pu | pf_va_a_from_degree | pf_va_b_from_degree | pf_va_c_from_degree | pf_va_a_to_degree | pf_va_b_to_degree | pf_va_c_to_degree
Line0_1_2 | 0 | 0 | 0 | 0 | 0 | 0 | 0 | 0 | 0 | 0 | 0 | 0 | -4.8889e-09 | -1.2222e-09 | -1.2222e-09 | 4.8889e-09 | 1.2222e-09 | 1.2222e-09 | -9.1557e-16 | 6.3509e-09 | -6.3509e-09 | 9.3573e-16 | -6.3509e-09 | 6.3509e-09 | 0 | 0 | 0 | 0 | 0 | 0 | 0.66667 | 0.33333 | 0.33333 | 0.66667 | 0.33333 | 0.33333 | 8.9925e-07 | -180 | -180 | 1.1356e-06 | -180 | 180
Line10_11_12 | 0 | 0 | 0 | 0 | 0 | 0 | 0 | 0 | 0 | 0 | 0 | 0 | -4.8889e-09 | -1.2222e-09 | -1.2222e-09 | 4.8889e-09 | 1.2222e-09 | 1.2222e-09 | -9.1664e-16 | 6.3509e-09 | -6.3509e-09 | 9.3681e-16 | -6.3509e-09 | 6.3509e-09 | 0 | 0 | 0 | 0 | 0 | 0 | 0.66667 | 0.33333 | 0.33333 | 0.66667 | 0.33333 | 0.33333 | 1.4901e-06 | -180 | 180 | 1.7265e-06 | -180 | 180
Line11_12_13 | 0 | 0 | 0 | 0 | 0 | 0 | 0 | 0 | 0 | 0 | 0 | 0 | -4.0741e-09 | -1.0185e-09 | -1.0185e-09 | 4.0741e-09 | 1.0185e-09 | 1.0185e-09 | -7.1488e-16 | 5.2924e-09 | -5.2924e-09 | 6.7954e-16 | -5.2924e-09 | 5.2924e-09 | 0 | 0 | 0 | 0 | 0 | 0 | 0.66667 | 0.33333 | 0.33333 | 0.66667 | 0.33333 | 0.33333 | 1.7265e-06 | -180 | 180 | 1.9234e-06 | -180 | 180
Line12_13_15 | 0 | 0 | 0 | 0 | 0 | 0 | 0 | 0 | 0 | 0 | 0 | 0 | -2.4444e-09 | -6.1111e-10 | -6.1111e-10 | 2.4444e-09 | 6.1111e-10 | 6.1111e-10 | -6.2484e-16 | 3.1754e-09 | -3.1754e-09 | 6.2988e-16 | -3.1754e-09 | 3.1754e-09 | 0 | 0 | 0 | 0 | 0 | 0 | 0.66667 | 0.33333 | 0.33333 | 0.66667 | 0.33333 | 0.33333 | 1.9234e-06 | -180 | 180 | 2.0416e-06 | -180 | 180
Line13_13_14 | 0 | 0 | 0 | 0 | 0 | 0 | 0 | 0 | 0 | 0 | 0 | 0 | -8.1481e-10 | -2.037e-10 | -2.037e-10 | 8.1481e-10 | 2.037e-10 | 2.037e-10 | 2.199e-17 | 1.0585e-09 | -1.0585e-09 | 2.7913e-17 | -1.0585e-09 | 1.0585e-09 | 0 | 0 | 0 | 0 | 0 | 0 | 0.66667 | 0.33333 | 0.33333 | 0.66667 | 0.33333 | 0.33333 | 1.9234e-06 | -180 | 180 | 1.9628e-06 | -180 | 180
Line14_15_16 | 0 | 0 | 0 | 0 | 0 | 0 | 0 | 0 | 0 | 0 | 0 | 0 | -1.6296e-09 | -4.0741e-10 | -4.0741e-10 | 1.6296e-09 | 4.0741e-10 | 4.0741e-10 | -4.0347e-16 | 2.117e-09 | -2.117e-09 | 4.5505e-16 | -2.117e-09 | 2.117e-09 | 0 | 0 | 0 | 0 | 0 | 0 | 0.66667 | 0.33333 | 0.33333 | 0.66667 | 0.33333 | 0.33333 | 2.0416e-06 | -180 | 180 | 2.1204e-06 | -180 | 180
Line15_16_17 | 0 | 0 | 0 | 0 | 0 | 0 | 0 | 0 | 0 | 0 | 0 | 0 | -8.1481e-10 | -2.037e-10 | -2.037e-10 | 8.1481e-10 | 2.037e-10 | 2.037e-10 | -7.9497e-17 | 1.0585e-09 | -1.0585e-09 | -6.7972e-17 | -1.0585e-09 | 1.0585e-09 | 0 | 0 | 0 | 0 | 0 | 0 | 0.66667 | 0.33333 | 0.33333 | 0.66667 | 0.33333 | 0.33333 | 2.1204e-06 | -180 | 180 | 2.1598e-06 | -180 | 180
Line16_4_18 | 0 | 0 | 0 | 0 | 0 | 0 | 0 | 0 | 0 | 0 | 0 | 0 | -8.1481e-10 | -2.037e-10 | -2.037e-10 | 8.1482e-10 | 2.037e-10 | 2.037e-10 | -6.3252e-17 | 1.0585e-09 | -1.0585e-09 | -3.4874e-17 | -1.0585e-09 | 1.0585e-09 | 0 | 0 | 0 | 0 | 0 | 0 | 0.66667 | 0.33333 | 0.33333 | 0.66667 | 0.33333 | 0.33333 | 9.7803e-07 | -180 | -180 | 1.0174e-06 | -180 | -180
Line17_5_19 | 0 | 0 | 0 | 0 | 0 | 0 | 0 | 0 | 0 | 0 | 0 | 0 | -8.1481e-10 | -2.037e-10 | -2.037e-10 | 8.1482e-10 | 2.037e-10 | 2.037e-10 | -6.3252e-17 | 1.0585e-09 | -1.0585e-09 | -3.4874e-17 | -1.0585e-09 | 1.0585e-09 | 0 | 0 | 0 | 0 | 0 | 0 | 0.66667 | 0.33333 | 0.33333 | 0.66667 | 0.33333 | 0.33333 | 9.7803e-07 | -180 | -180 | 1.0174e-06 | -180 | -180
Line1_1_3 | 0 | 0 | 0 | 0 | 0 | 0 | 0 | 0 | 0 | 0 | 0 | 0 | -6.5185e-09 | -1.6296e-09 | -1.6296e-09 | 6.5185e-09 | 1.6296e-09 | 1.6296e-09 | -1.4346e-15 | 8.4678e-09 | -8.4678e-09 | 1.4704e-15 | -8.4678e-09 | 8.4678e-09 | 0 | 0 | 0 | 0 | 0 | 0 | 0.66667 | 0.33333 | 0.33333 | 0.66667 | 0.33333 | 0.33333 | 8.9925e-07 | -180 | -180 | 1.2144e-06 | -180 | 180
Line2_1_4 | 0 | 0 | 0 | 0 | 0 | 0 | 0 | 0 | 0 | 0 | 0 | 0 | -1.6296e-09 | -4.0741e-10 | -4.0741e-10 | 1.6296e-09 | 4.0741e-10 | 4.0741e-10 | -4.2032e-16 | 2.117e-09 | -2.117e-09 | 3.7322e-16 | -2.117e-09 | 2.117e-09 | 0 | 0 | 0 | 0 | 0 | 0 | 0.66667 | 0.33333 | 0.33333 | 0.66667 | 0.33333 | 0.33333 | 8.9925e-07 | -180 | -180 | 9.7803e-07 | -180 | -180
Line3_1_5 | 0 | 0 | 0 | 0 | 0 | 0 | 0 | 0 | 0 | 0 | 0 | 0 | -1.6296e-09 | -4.0741e-10 | -4.0741e-10 | 1.6296e-09 | 4.0741e-10 | 4.0741e-10 | -4.2032e-16 | 2.117e-09 | -2.117e-09 | 3.7322e-16 | -2.117e-09 | 2.117e-09 | 0 | 0 | 0 | 0 | 0 | 0 | 0.66667 | 0.33333 | 0.33333 | 0.66667 | 0.33333 | 0.33333 | 8.9925e-07 | -180 | -180 | 9.7803e-07 | -180 | -180
Line4_2_6 | 0 | 0 | 0 | 0 | 0 | 0 | 0 | 0 | 0 | 0 | 0 | 0 | -4.0741e-09 | -1.0185e-09 | -1.0185e-09 | 4.0741e-09 | 1.0185e-09 | 1.0185e-09 | -6.2352e-16 | 5.2924e-09 | -5.2924e-09 | 5.8818e-16 | -5.2924e-09 | 5.2924e-09 | 0 | 0 | 0 | 0 | 0 | 0 | 0.66667 | 0.33333 | 0.33333 | 0.66667 | 0.33333 | 0.33333 | 1.1356e-06 | -180 | 180 | 1.3326e-06 | -180 | 180
Line5_6_7 | 0 | 0 | 0 | 0 | 0 | 0 | 0 | 0 | 0 | 0 | 0 | 0 | -3.2593e-09 | -8.1482e-10 | -8.1481e-10 | 3.2593e-09 | 8.1482e-10 | 8.1481e-10 | -4.212e-16 | 4.2339e-09 | -4.2339e-09 | 3.3148e-16 | -4.2339e-09 | 4.2339e-09 | 0 | 0 | 0 | 0 | 0 | 0 | 0.66667 | 0.33333 | 0.33333 | 0.66667 | 0.33333 | 0.33333 | 1.3326e-06 | -180 | 180 | 1.4901e-06 | -180 | 180
Line6_7_8 | 0 | 0 | 0 | 0 | 0 | 0 | 0 | 0 | 0 | 0 | 0 | 0 | -2.4444e-09 | -6.1111e-10 | -6.1111e-10 | 2.4444e-09 | 6.1111e-10 | 6.1111e-10 | -2.6095e-16 | 3.1754e-09 | -3.1754e-09 | 2.1665e-16 | -3.1754e-09 | 3.1754e-09 | 0 | 0 | 0 | 0 | 0 | 0 | 0.66667 | 0.33333 | 0.33333 | 0.66667 | 0.33333 | 0.33333 | 1.4901e-06 | -180 | 180 | 1.6083e-06 | -180 | 180
Line7_8_9 | 0 | 0 | 0 | 0 | 0 | 0 | 0 | 0 | 0 | 0 | 0 | 0 | -8.1481e-10 | -2.037e-10 | -2.037e-10 | 8.1481e-10 | 2.037e-10 | 2.037e-10 | 2.6471e-17 | 1.0585e-09 | -1.0585e-09 | -1.246e-16 | -1.0585e-09 | 1.0585e-09 | 0 | 0 | 0 | 0 | 0 | 0 | 0.66667 | 0.33333 | 0.33333 | 0.66667 | 0.33333 | 0.33333 | 1.6083e-06 | -180 | 180 | 1.6477e-06 | -180 | 180
Line8_8_10 | 0 | 0 | 0 | 0 | 0 | 0 | 0 | 0 | 0 | 0 | 0 | 0 | -8.1481e-10 | -2.037e-10 | -2.037e-10 | 8.1481e-10 | 2.037e-10 | 2.037e-10 | -2.2872e-17 | 1.0585e-09 | -1.0585e-09 | -2.5911e-17 | -1.0585e-09 | 1.0585e-09 | 0 | 0 | 0 | 0 | 0 | 0 | 0.66667 | 0.33333 | 0.33333 | 0.66667 | 0.33333 | 0.33333 | 1.6083e-06 | -180 | 180 | 1.6477e-06 | -180 | 180
Line9_3_11 | 0 | 0 | 0 | 0 | 0 | 0 | 0 | 0 | 0 | 0 | 0 | 0 | -5.7037e-09 | -1.4259e-09 | -1.4259e-09 | 5.7037e-09 | 1.4259e-09 | 1.4259e-09 | -1.2064e-15 | 7.4093e-09 | -7.4093e-09 | 1.2339e-15 | -7.4093e-09 | 7.4093e-09 | 0 | 0 | 0 | 0 | 0 | 0 | 0.66667 | 0.33333 | 0.33333 | 0.66667 | 0.33333 | 0.33333 | 1.2144e-06 | -180 | 180 | 1.4901e-06 | -180 | 180

## LLG_min_10
name | pf_ikss_a_from_ka | pf_ikss_b_from_ka | pf_ikss_c_from_ka | pf_ikss_a_to_ka | pf_ikss_b_to_ka | pf_ikss_c_to_ka | pf_skss_a_from_mw | pf_skss_b_from_mw | pf_skss_c_from_mw | pf_skss_a_to_mw | pf_skss_b_to_mw | pf_skss_c_to_mw | pf_p_a_from_mw | pf_p_b_from_mw | pf_p_c_from_mw | pf_p_a_to_mw | pf_p_b_to_mw | pf_p_c_to_mw | pf_q_a_from_mvar | pf_q_b_from_mvar | pf_q_c_from_mvar | pf_q_a_to_mvar | pf_q_b_to_mvar | pf_q_c_to_mvar | pf_ikss_a_from_degree | pf_ikss_b_from_degree | pf_ikss_c_from_degree | pf_ikss_a_to_degree | pf_ikss_b_to_degree | pf_ikss_c_to_degree | pf_vm_a_from_pu | pf_vm_b_from_pu | pf_vm_c_from_pu | pf_vm_a_to_pu | pf_vm_b_to_pu | pf_vm_c_to_pu | pf_va_a_from_degree | pf_va_b_from_degree | pf_va_c_from_degree | pf_va_a_to_degree | pf_va_b_to_degree | pf_va_c_to_degree
Line0_1_2 | 0 | 0 | 0 | 0 | 0 | 0 | 0 | 0 | 0 | 0 | 0 | 0 | -4.8889e-09 | -1.2222e-09 | -1.2222e-09 | 4.8889e-09 | 1.2222e-09 | 1.2222e-09 | -9.1557e-16 | 6.3509e-09 | -6.3509e-09 | 9.3573e-16 | -6.3509e-09 | 6.3509e-09 | 0 | 0 | 0 | 0 | 0 | 0 | 0.66667 | 0.33333 | 0.33333 | 0.66667 | 0.33333 | 0.33333 | 8.9925e-07 | -180 | -180 | 1.1356e-06 | -180 | 180
Line10_11_12 | 0 | 0 | 0 | 0 | 0 | 0 | 0 | 0 | 0 | 0 | 0 | 0 | -4.8889e-09 | -1.2222e-09 | -1.2222e-09 | 4.8889e-09 | 1.2222e-09 | 1.2222e-09 | -9.1664e-16 | 6.3509e-09 | -6.3509e-09 | 9.3681e-16 | -6.3509e-09 | 6.3509e-09 | 0 | 0 | 0 | 0 | 0 | 0 | 0.66667 | 0.33333 | 0.33333 | 0.66667 | 0.33333 | 0.33333 | 1.4901e-06 | -180 | 180 | 1.7265e-06 | -180 | 180
Line11_12_13 | 0 | 0 | 0 | 0 | 0 | 0 | 0 | 0 | 0 | 0 | 0 | 0 | -4.0741e-09 | -1.0185e-09 | -1.0185e-09 | 4.0741e-09 | 1.0185e-09 | 1.0185e-09 | -7.1488e-16 | 5.2924e-09 | -5.2924e-09 | 6.7954e-16 | -5.2924e-09 | 5.2924e-09 | 0 | 0 | 0 | 0 | 0 | 0 | 0.66667 | 0.33333 | 0.33333 | 0.66667 | 0.33333 | 0.33333 | 1.7265e-06 | -180 | 180 | 1.9234e-06 | -180 | 180
Line12_13_15 | 0 | 0 | 0 | 0 | 0 | 0 | 0 | 0 | 0 | 0 | 0 | 0 | -2.4444e-09 | -6.1111e-10 | -6.1111e-10 | 2.4444e-09 | 6.1111e-10 | 6.1111e-10 | -6.2484e-16 | 3.1754e-09 | -3.1754e-09 | 6.2988e-16 | -3.1754e-09 | 3.1754e-09 | 0 | 0 | 0 | 0 | 0 | 0 | 0.66667 | 0.33333 | 0.33333 | 0.66667 | 0.33333 | 0.33333 | 1.9234e-06 | -180 | 180 | 2.0416e-06 | -180 | 180
Line13_13_14 | 0 | 0 | 0 | 0 | 0 | 0 | 0 | 0 | 0 | 0 | 0 | 0 | -8.1481e-10 | -2.037e-10 | -2.037e-10 | 8.1481e-10 | 2.037e-10 | 2.037e-10 | 2.199e-17 | 1.0585e-09 | -1.0585e-09 | 2.7913e-17 | -1.0585e-09 | 1.0585e-09 | 0 | 0 | 0 | 0 | 0 | 0 | 0.66667 | 0.33333 | 0.33333 | 0.66667 | 0.33333 | 0.33333 | 1.9234e-06 | -180 | 180 | 1.9628e-06 | -180 | 180
Line14_15_16 | 0 | 0 | 0 | 0 | 0 | 0 | 0 | 0 | 0 | 0 | 0 | 0 | -1.6296e-09 | -4.0741e-10 | -4.0741e-10 | 1.6296e-09 | 4.0741e-10 | 4.0741e-10 | -4.0347e-16 | 2.117e-09 | -2.117e-09 | 4.5505e-16 | -2.117e-09 | 2.117e-09 | 0 | 0 | 0 | 0 | 0 | 0 | 0.66667 | 0.33333 | 0.33333 | 0.66667 | 0.33333 | 0.33333 | 2.0416e-06 | -180 | 180 | 2.1204e-06 | -180 | 180
Line15_16_17 | 0 | 0 | 0 | 0 | 0 | 0 | 0 | 0 | 0 | 0 | 0 | 0 | -8.1481e-10 | -2.037e-10 | -2.037e-10 | 8.1481e-10 | 2.037e-10 | 2.037e-10 | -7.9497e-17 | 1.0585e-09 | -1.0585e-09 | -6.7972e-17 | -1.0585e-09 | 1.0585e-09 | 0 | 0 | 0 | 0 | 0 | 0 | 0.66667 | 0.33333 | 0.33333 | 0.66667 | 0.33333 | 0.33333 | 2.1204e-06 | -180 | 180 | 2.1598e-06 | -180 | 180
Line16_4_18 | 0 | 0 | 0 | 0 | 0 | 0 | 0 | 0 | 0 | 0 | 0 | 0 | -8.1481e-10 | -2.037e-10 | -2.037e-10 | 8.1482e-10 | 2.037e-10 | 2.037e-10 | -6.3252e-17 | 1.0585e-09 | -1.0585e-09 | -3.4874e-17 | -1.0585e-09 | 1.0585e-09 | 0 | 0 | 0 | 0 | 0 | 0 | 0.66667 | 0.33333 | 0.33333 | 0.66667 | 0.33333 | 0.33333 | 9.7803e-07 | -180 | -180 | 1.0174e-06 | -180 | -180
Line17_5_19 | 0 | 0 | 0 | 0 | 0 | 0 | 0 | 0 | 0 | 0 | 0 | 0 | -8.1481e-10 | -2.037e-10 | -2.037e-10 | 8.1482e-10 | 2.037e-10 | 2.037e-10 | -6.3252e-17 | 1.0585e-09 | -1.0585e-09 | -3.4874e-17 | -1.0585e-09 | 1.0585e-09 | 0 | 0 | 0 | 0 | 0 | 0 | 0.66667 | 0.33333 | 0.33333 | 0.66667 | 0.33333 | 0.33333 | 9.7803e-07 | -180 | -180 | 1.0174e-06 | -180 | -180
Line1_1_3 | 0 | 0 | 0 | 0 | 0 | 0 | 0 | 0 | 0 | 0 | 0 | 0 | -6.5185e-09 | -1.6296e-09 | -1.6296e-09 | 6.5185e-09 | 1.6296e-09 | 1.6296e-09 | -1.4346e-15 | 8.4678e-09 | -8.4678e-09 | 1.4704e-15 | -8.4678e-09 | 8.4678e-09 | 0 | 0 | 0 | 0 | 0 | 0 | 0.66667 | 0.33333 | 0.33333 | 0.66667 | 0.33333 | 0.33333 | 8.9925e-07 | -180 | -180 | 1.2144e-06 | -180 | 180
Line2_1_4 | 0 | 0 | 0 | 0 | 0 | 0 | 0 | 0 | 0 | 0 | 0 | 0 | -1.6296e-09 | -4.0741e-10 | -4.0741e-10 | 1.6296e-09 | 4.0741e-10 | 4.0741e-10 | -4.2032e-16 | 2.117e-09 | -2.117e-09 | 3.7322e-16 | -2.117e-09 | 2.117e-09 | 0 | 0 | 0 | 0 | 0 | 0 | 0.66667 | 0.33333 | 0.33333 | 0.66667 | 0.33333 | 0.33333 | 8.9925e-07 | -180 | -180 | 9.7803e-07 | -180 | -180
Line3_1_5 | 0 | 0 | 0 | 0 | 0 | 0 | 0 | 0 | 0 | 0 | 0 | 0 | -1.6296e-09 | -4.0741e-10 | -4.0741e-10 | 1.6296e-09 | 4.0741e-10 | 4.0741e-10 | -4.2032e-16 | 2.117e-09 | -2.117e-09 | 3.7322e-16 | -2.117e-09 | 2.117e-09 | 0 | 0 | 0 | 0 | 0 | 0 | 0.66667 | 0.33333 | 0.33333 | 0.66667 | 0.33333 | 0.33333 | 8.9925e-07 | -180 | -180 | 9.7803e-07 | -180 | -180
Line4_2_6 | 0 | 0 | 0 | 0 | 0 | 0 | 0 | 0 | 0 | 0 | 0 | 0 | -4.0741e-09 | -1.0185e-09 | -1.0185e-09 | 4.0741e-09 | 1.0185e-09 | 1.0185e-09 | -6.2352e-16 | 5.2924e-09 | -5.2924e-09 | 5.8818e-16 | -5.2924e-09 | 5.2924e-09 | 0 | 0 | 0 | 0 | 0 | 0 | 0.66667 | 0.33333 | 0.33333 | 0.66667 | 0.33333 | 0.33333 | 1.1356e-06 | -180 | 180 | 1.3326e-06 | -180 | 180
Line5_6_7 | 0 | 0 | 0 | 0 | 0 | 0 | 0 | 0 | 0 | 0 | 0 | 0 | -3.2593e-09 | -8.1482e-10 | -8.1481e-10 | 3.2593e-09 | 8.1482e-10 | 8.1481e-10 | -4.212e-16 | 4.2339e-09 | -4.2339e-09 | 3.3148e-16 | -4.2339e-09 | 4.2339e-09 | 0 | 0 | 0 | 0 | 0 | 0 | 0.66667 | 0.33333 | 0.33333 | 0.66667 | 0.33333 | 0.33333 | 1.3326e-06 | -180 | 180 | 1.4901e-06 | -180 | 180
Line6_7_8 | 0 | 0 | 0 | 0 | 0 | 0 | 0 | 0 | 0 | 0 | 0 | 0 | -2.4444e-09 | -6.1111e-10 | -6.1111e-10 | 2.4444e-09 | 6.1111e-10 | 6.1111e-10 | -2.6095e-16 | 3.1754e-09 | -3.1754e-09 | 2.1665e-16 | -3.1754e-09 | 3.1754e-09 | 0 | 0 | 0 | 0 | 0 | 0 | 0.66667 | 0.33333 | 0.33333 | 0.66667 | 0.33333 | 0.33333 | 1.4901e-06 | -180 | 180 | 1.6083e-06 | -180 | 180
Line7_8_9 | 0 | 0 | 0 | 0 | 0 | 0 | 0 | 0 | 0 | 0 | 0 | 0 | -8.1481e-10 | -2.037e-10 | -2.037e-10 | 8.1481e-10 | 2.037e-10 | 2.037e-10 | 2.6471e-17 | 1.0585e-09 | -1.0585e-09 | -1.246e-16 | -1.0585e-09 | 1.0585e-09 | 0 | 0 | 0 | 0 | 0 | 0 | 0.66667 | 0.33333 | 0.33333 | 0.66667 | 0.33333 | 0.33333 | 1.6083e-06 | -180 | 180 | 1.6477e-06 | -180 | 180
Line8_8_10 | 0 | 0 | 0 | 0 | 0 | 0 | 0 | 0 | 0 | 0 | 0 | 0 | -8.1481e-10 | -2.037e-10 | -2.037e-10 | 8.1481e-10 | 2.037e-10 | 2.037e-10 | -2.2872e-17 | 1.0585e-09 | -1.0585e-09 | -2.5911e-17 | -1.0585e-09 | 1.0585e-09 | 0 | 0 | 0 | 0 | 0 | 0 | 0.66667 | 0.33333 | 0.33333 | 0.66667 | 0.33333 | 0.33333 | 1.6083e-06 | -180 | 180 | 1.6477e-06 | -180 | 180
Line9_3_11 | 0 | 0 | 0 | 0 | 0 | 0 | 0 | 0 | 0 | 0 | 0 | 0 | -5.7037e-09 | -1.4259e-09 | -1.4259e-09 | 5.7037e-09 | 1.4259e-09 | 1.4259e-09 | -1.2064e-15 | 7.4093e-09 | -7.4093e-09 | 1.2339e-15 | -7.4093e-09 | 7.4093e-09 | 0 | 0 | 0 | 0 | 0 | 0 | 0.66667 | 0.33333 | 0.33333 | 0.66667 | 0.33333 | 0.33333 | 1.2144e-06 | -180 | 180 | 1.4901e-06 | -180 | 180

## LLG_min_fault_6
name | pf_ikss_a_from_ka | pf_ikss_b_from_ka | pf_ikss_c_from_ka | pf_ikss_a_to_ka | pf_ikss_b_to_ka | pf_ikss_c_to_ka | pf_skss_a_from_mw | pf_skss_b_from_mw | pf_skss_c_from_mw | pf_skss_a_to_mw | pf_skss_b_to_mw | pf_skss_c_to_mw | pf_p_a_from_mw | pf_p_b_from_mw | pf_p_c_from_mw | pf_p_a_to_mw | pf_p_b_to_mw | pf_p_c_to_mw | pf_q_a_from_mvar | pf_q_b_from_mvar | pf_q_c_from_mvar | pf_q_a_to_mvar | pf_q_b_to_mvar | pf_q_c_to_mvar | pf_ikss_a_from_degree | pf_ikss_b_from_degree | pf_ikss_c_from_degree | pf_ikss_a_to_degree | pf_ikss_b_to_degree | pf_ikss_c_to_degree | pf_vm_a_from_pu | pf_vm_b_from_pu | pf_vm_c_from_pu | pf_vm_a_to_pu | pf_vm_b_to_pu | pf_vm_c_to_pu | pf_va_a_from_degree | pf_va_b_from_degree | pf_va_c_from_degree | pf_va_a_to_degree | pf_va_b_to_degree | pf_va_c_to_degree
Line0_1_2 | 0 | 0 | 0 | 0 | 0 | 0 | 0 | 0 | 0 | 0 | 0 | 0 | -9.9117e-11 | -1.7527e-10 | -3.1363e-10 | 9.9118e-11 | 1.7527e-10 | 3.1363e-10 | 7.988e-11 | 2.8618e-10 | 1.1322e-10 | -7.988e-11 | -2.8618e-10 | -1.1322e-10 | 0 | 0 | 0 | 0 | 0 | 0 | 0.99547 | 0.99188 | 0.98552 | 0.99547 | 0.99188 | 0.98552 | -0.20898 | -120.7514 | 119.7008 | -0.20898 | -120.7514 | 119.7008
Line10_11_12 | 0 | 0 | 0 | 0 | 0 | 0 | 0 | 0 | 0 | 0 | 0 | 0 | -9.9118e-11 | -1.7527e-10 | -3.1363e-10 | 9.9118e-11 | 1.7527e-10 | 3.1363e-10 | 7.988e-11 | 2.8618e-10 | 1.1322e-10 | -7.988e-11 | -2.8618e-10 | -1.1322e-10 | 0 | 0 | 0 | 0 | 0 | 0 | 0.99547 | 0.99188 | 0.98552 | 0.99547 | 0.99188 | 0.98552 | -0.20898 | -120.7514 | 119.7008 | -0.20898 | -120.7514 | 119.7008
Line11_12_13 | 0 | 0 | 0 | 0 | 0 | 0 | 0 | 0 | 0 | 0 | 0 | 0 | -8.2598e-11 | -1.4606e-10 | -2.6136e-10 | 8.2598e-11 | 1.4606e-10 | 2.6136e-10 | 6.6566e-11 | 2.3848e-10 | 9.4348e-11 | -6.6567e-11 | -2.3848e-10 | -9.4348e-11 | 0 | 0 | 0 | 0 | 0 | 0 | 0.99547 | 0.99188 | 0.98552 | 0.99547 | 0.99188 | 0.98552 | -0.20898 | -120.7514 | 119.7008 | -0.20898 | -120.7514 | 119.7008
Line12_13_15 | 0 | 0 | 0 | 0 | 0 | 0 | 0 | 0 | 0 | 0 | 0 | 0 | -4.9559e-11 | -8.7635e-11 | -1.5681e-10 | 4.9559e-11 | 8.7635e-11 | 1.5681e-10 | 3.994e-11 | 1.4309e-10 | 5.6609e-11 | -3.994e-11 | -1.4309e-10 | -5.6609e-11 | 0 | 0 | 0 | 0 | 0 | 0 | 0.99547 | 0.99188 | 0.98552 | 0.99547 | 0.99188 | 0.98552 | -0.20898 | -120.7514 | 119.7008 | -0.20898 | -120.7514 | 119.7008
Line13_13_14 | 0 | 0 | 0 | 0 | 0 | 0 | 0 | 0 | 0 | 0 | 0 | 0 | -1.652e-11 | -2.9212e-11 | -5.2271e-11 | 1.652e-11 | 2.9212e-11 | 5.2271e-11 | 1.3313e-11 | 4.7697e-11 | 1.887e-11 | -1.3313e-11 | -4.7697e-11 | -1.887e-11 | 0 | 0 | 0 | 0 | 0 | 0 | 0.99547 | 0.99188 | 0.98552 | 0.99547 | 0.99188 | 0.98552 | -0.20898 | -120.7514 | 119.7008 | -0.20898 | -120.7514 | 119.7008
Line14_15_16 | 0 | 0 | 0 | 0 | 0 | 0 | 0 | 0 | 0 | 0 | 0 | 0 | -3.3039e-11 | -5.8424e-11 | -1.0454e-10 | 3.3039e-11 | 5.8424e-11 | 1.0454e-10 | 2.6627e-11 | 9.5394e-11 | 3.7739e-11 | -2.6627e-11 | -9.5394e-11 | -3.7739e-11 | 0 | 0 | 0 | 0 | 0 | 0 | 0.99547 | 0.99188 | 0.98552 | 0.99547 | 0.99188 | 0.98552 | -0.20898 | -120.7514 | 119.7008 | -0.20898 | -120.7514 | 119.7008
Line15_16_17 | 0 | 0 | 0 | 0 | 0 | 0 | 0 | 0 | 0 | 0 | 0 | 0 | -1.652e-11 | -2.9212e-11 | -5.2271e-11 | 1.652e-11 | 2.9212e-11 | 5.2271e-11 | 1.3313e-11 | 4.7697e-11 | 1.887e-11 | -1.3313e-11 | -4.7697e-11 | -1.887e-11 | 0 | 0 | 0 | 0 | 0 | 0 | 0.99547 | 0.99188 | 0.98552 | 0.99547 | 0.99188 | 0.98552 | -0.20898 | -120.7514 | 119.7008 | -0.20898 | -120.7514 | 119.7008
Line16_4_18 | 0 | 0 | 0 | 0 | 0 | 0 | 0 | 0 | 0 | 0 | 0 | 0 | -1.652e-11 | -2.9212e-11 | -5.2271e-11 | 1.652e-11 | 2.9212e-11 | 5.2271e-11 | 1.3313e-11 | 4.7697e-11 | 1.887e-11 | -1.3313e-11 | -4.7697e-11 | -1.887e-11 | 0 | 0 | 0 | 0 | 0 | 0 | 0.99547 | 0.99188 | 0.98552 | 0.99547 | 0.99188 | 0.98552 | -0.20898 | -120.7514 | 119.7008 | -0.20898 | -120.7514 | 119.7008
Line17_5_19 | 0 | 0 | 0 | 0 | 0 | 0 | 0 | 0 | 0 | 0 | 0 | 0 | -1.652e-11 | -2.9212e-11 | -5.2271e-11 | 1.652e-11 | 2.9212e-11 | 5.2271e-11 | 1.3313e-11 | 4.7697e-11 | 1.887e-11 | -1.3313e-11 | -4.7697e-11 | -1.887e-11 | 0 | 0 | 0 | 0 | 0 | 0 | 0.99547 | 0.99188 | 0.98552 | 0.99547 | 0.99188 | 0.98552 | -0.20898 | -120.7514 | 119.7008 | -0.20898 | -120.7514 | 119.7008
Line1_1_3 | 0 | 0 | 0 | 0 | 0 | 0 | 0 | 0 | 0 | 0 | 0 | 0 | -1.3216e-10 | -2.3369e-10 | -4.1817e-10 | 1.3216e-10 | 2.3369e-10 | 4.1817e-10 | 1.0651e-10 | 3.8158e-10 | 1.5096e-10 | -1.0651e-10 | -3.8158e-10 | -1.5096e-10 | 0 | 0 | 0 | 0 | 0 | 0 | 0.99547 | 0.99188 | 0.98552 | 0.99547 | 0.99188 | 0.98552 | -0.20898 | -120.7514 | 119.7008 | -0.20898 | -120.7514 | 119.7008
Line2_1_4 | 0 | 0 | 0 | 0 | 0 | 0 | 0 | 0 | 0 | 0 | 0 | 0 | -3.3039e-11 | -5.8424e-11 | -1.0454e-10 | 3.3039e-11 | 5.8424e-11 | 1.0454e-10 | 2.6627e-11 | 9.5394e-11 | 3.7739e-11 | -2.6627e-11 | -9.5394e-11 | -3.7739e-11 | 0 | 0 | 0 | 0 | 0 | 0 | 0.99547 | 0.99188 | 0.98552 | 0.99547 | 0.99188 | 0.98552 | -0.20898 | -120.7514 | 119.7008 | -0.20898 | -120.7514 | 119.7008
Line3_1_5 | 0 | 0 | 0 | 0 | 0 | 0 | 0 | 0 | 0 | 0 | 0 | 0 | -3.3039e-11 | -5.8424e-11 | -1.0454e-10 | 3.3039e-11 | 5.8424e-11 | 1.0454e-10 | 2.6627e-11 | 9.5394e-11 | 3.7739e-11 | -2.6627e-11 | -9.5394e-11 | -3.7739e-11 | 0 | 0 | 0 | 0 | 0 | 0 | 0.99547 | 0.99188 | 0.98552 | 0.99547 | 0.99188 | 0.98552 | -0.20898 | -120.7514 | 119.7008 | -0.20898 | -120.7514 | 119.7008
Line4_2_6 | 0 | 0 | 0 | 0 | 0 | 0 | 0 | 0 | 0 | 0 | 0 | 0 | -8.2598e-11 | -1.4606e-10 | -2.6136e-10 | 8.2598e-11 | 1.4606e-10 | 2.6136e-10 | 6.6566e-11 | 2.3848e-10 | 9.4348e-11 | -6.6566e-11 | -2.3848e-10 | -9.4348e-11 | 0 | 0 | 0 | 0 | 0 | 0 | 0.99547 | 0.99188 | 0.98552 | 0.99547 | 0.99188 | 0.98552 | -0.20898 | -120.7514 | 119.7008 | -0.20898 | -120.7514 | 119.7008
Line5_6_7 | 0 | 0 | 0 | 0 | 0 | 0 | 0 | 0 | 0 | 0 | 0 | 0 | -6.6078e-11 | -1.1685e-10 | -2.0908e-10 | 6.6078e-11 | 1.1685e-10 | 2.0908e-10 | 5.3253e-11 | 1.9079e-10 | 7.5478e-11 | -5.3253e-11 | -1.9079e-10 | -7.5478e-11 | 0 | 0 | 0 | 0 | 0 | 0 | 0.99547 | 0.99188 | 0.98552 | 0.99547 | 0.99188 | 0.98552 | -0.20898 | -120.7514 | 119.7008 | -0.20898 | -120.7514 | 119.7008
Line6_7_8 | 0 | 0 | 0 | 0 | 0 | 0 | 0 | 0 | 0 | 0 | 0 | 0 | -4.9559e-11 | -8.7635e-11 | -1.5681e-10 | 4.9559e-11 | 8.7635e-11 | 1.5681e-10 | 3.994e-11 | 1.4309e-10 | 5.6609e-11 | -3.994e-11 | -1.4309e-10 | -5.6609e-11 | 0 | 0 | 0 | 0 | 0 | 0 | 0.99547 | 0.99188 | 0.98552 | 0.99547 | 0.99188 | 0.98552 | -0.20898 | -120.7514 | 119.7008 | -0.20898 | -120.7514 | 119.7008
Line7_8_9 | 0 | 0 | 0 | 0 | 0 | 0 | 0 | 0 | 0 | 0 | 0 | 0 | -1.652e-11 | -2.9212e-11 | -5.2271e-11 | 1.652e-11 | 2.9212e-11 | 5.2271e-11 | 1.3313e-11 | 4.7697e-11 | 1.887e-11 | -1.3313e-11 | -4.7697e-11 | -1.887e-11 | 0 | 0 | 0 | 0 | 0 | 0 | 0.99547 | 0.99188 | 0.98552 | 0.99547 | 0.99188 | 0.98552 | -0.20898 | -120.7514 | 119.7008 | -0.20898 | -120.7514 | 119.7008
Line8_8_10 | 0 | 0 | 0 | 0 | 0 | 0 | 0 | 0 | 0 | 0 | 0 | 0 | -1.652e-11 | -2.9212e-11 | -5.2271e-11 | 1.652e-11 | 2.9212e-11 | 5.2271e-11 | 1.3313e-11 | 4.7697e-11 | 1.887e-11 | -1.3313e-11 | -4.7697e-11 | -1.887e-11 | 0 | 0 | 0 | 0 | 0 | 0 | 0.99547 | 0.99188 | 0.98552 | 0.99547 | 0.99188 | 0.98552 | -0.20898 | -120.7514 | 119.7008 | -0.20898 | -120.7514 | 119.7008
Line9_3_11 | 0 | 0 | 0 | 0 | 0 | 0 | 0 | 0 | 0 | 0 | 0 | 0 | -1.1564e-10 | -2.0448e-10 | -3.659e-10 | 1.1564e-10 | 2.0448e-10 | 3.659e-10 | 9.3193e-11 | 3.3388e-10 | 1.3209e-10 | -9.3193e-11 | -3.3388e-10 | -1.3209e-10 | 0 | 0 | 0 | 0 | 0 | 0 | 0.99547 | 0.99188 | 0.98552 | 0.99547 | 0.99188 | 0.98552 | -0.20898 | -120.7514 | 119.7008 | -0.20898 | -120.7514 | 119.7008

## LLG_min_fault_10
name | pf_ikss_a_from_ka | pf_ikss_b_from_ka | pf_ikss_c_from_ka | pf_ikss_a_to_ka | pf_ikss_b_to_ka | pf_ikss_c_to_ka | pf_skss_a_from_mw | pf_skss_b_from_mw | pf_skss_c_from_mw | pf_skss_a_to_mw | pf_skss_b_to_mw | pf_skss_c_to_mw | pf_p_a_from_mw | pf_p_b_from_mw | pf_p_c_from_mw | pf_p_a_to_mw | pf_p_b_to_mw | pf_p_c_to_mw | pf_q_a_from_mvar | pf_q_b_from_mvar | pf_q_c_from_mvar | pf_q_a_to_mvar | pf_q_b_to_mvar | pf_q_c_to_mvar | pf_ikss_a_from_degree | pf_ikss_b_from_degree | pf_ikss_c_from_degree | pf_ikss_a_to_degree | pf_ikss_b_to_degree | pf_ikss_c_to_degree | pf_vm_a_from_pu | pf_vm_b_from_pu | pf_vm_c_from_pu | pf_vm_a_to_pu | pf_vm_b_to_pu | pf_vm_c_to_pu | pf_va_a_from_degree | pf_va_b_from_degree | pf_va_c_from_degree | pf_va_a_to_degree | pf_va_b_to_degree | pf_va_c_to_degree
Line0_1_2 | 0 | 0 | 0 | 0 | 0 | 0 | 0 | 0 | 0 | 0 | 0 | 0 | -9.9117e-11 | -1.7527e-10 | -3.1363e-10 | 9.9118e-11 | 1.7527e-10 | 3.1363e-10 | 7.988e-11 | 2.8618e-10 | 1.1322e-10 | -7.988e-11 | -2.8618e-10 | -1.1322e-10 | 0 | 0 | 0 | 0 | 0 | 0 | 0.99547 | 0.99188 | 0.98552 | 0.99547 | 0.99188 | 0.98552 | -0.20898 | -120.7514 | 119.7008 | -0.20898 | -120.7514 | 119.7008
Line10_11_12 | 0 | 0 | 0 | 0 | 0 | 0 | 0 | 0 | 0 | 0 | 0 | 0 | -9.9118e-11 | -1.7527e-10 | -3.1363e-10 | 9.9118e-11 | 1.7527e-10 | 3.1363e-10 | 7.988e-11 | 2.8618e-10 | 1.1322e-10 | -7.988e-11 | -2.8618e-10 | -1.1322e-10 | 0 | 0 | 0 | 0 | 0 | 0 | 0.99547 | 0.99188 | 0.98552 | 0.99547 | 0.99188 | 0.98552 | -0.20898 | -120.7514 | 119.7008 | -0.20898 | -120.7514 | 119.7008
Line11_12_13 | 0 | 0 | 0 | 0 | 0 | 0 | 0 | 0 | 0 | 0 | 0 | 0 | -8.2598e-11 | -1.4606e-10 | -2.6136e-10 | 8.2598e-11 | 1.4606e-10 | 2.6136e-10 | 6.6566e-11 | 2.3848e-10 | 9.4348e-11 | -6.6567e-11 | -2.3848e-10 | -9.4348e-11 | 0 | 0 | 0 | 0 | 0 | 0 | 0.99547 | 0.99188 | 0.98552 | 0.99547 | 0.99188 | 0.98552 | -0.20898 | -120.7514 | 119.7008 | -0.20898 | -120.7514 | 119.7008
Line12_13_15 | 0 | 0 | 0 | 0 | 0 | 0 | 0 | 0 | 0 | 0 | 0 | 0 | -4.9559e-11 | -8.7635e-11 | -1.5681e-10 | 4.9559e-11 | 8.7635e-11 | 1.5681e-10 | 3.994e-11 | 1.4309e-10 | 5.6609e-11 | -3.994e-11 | -1.4309e-10 | -5.6609e-11 | 0 | 0 | 0 | 0 | 0 | 0 | 0.99547 | 0.99188 | 0.98552 | 0.99547 | 0.99188 | 0.98552 | -0.20898 | -120.7514 | 119.7008 | -0.20898 | -120.7514 | 119.7008
Line13_13_14 | 0 | 0 | 0 | 0 | 0 | 0 | 0 | 0 | 0 | 0 | 0 | 0 | -1.652e-11 | -2.9212e-11 | -5.2271e-11 | 1.652e-11 | 2.9212e-11 | 5.2271e-11 | 1.3313e-11 | 4.7697e-11 | 1.887e-11 | -1.3313e-11 | -4.7697e-11 | -1.887e-11 | 0 | 0 | 0 | 0 | 0 | 0 | 0.99547 | 0.99188 | 0.98552 | 0.99547 | 0.99188 | 0.98552 | -0.20898 | -120.7514 | 119.7008 | -0.20898 | -120.7514 | 119.7008
Line14_15_16 | 0 | 0 | 0 | 0 | 0 | 0 | 0 | 0 | 0 | 0 | 0 | 0 | -3.3039e-11 | -5.8424e-11 | -1.0454e-10 | 3.3039e-11 | 5.8424e-11 | 1.0454e-10 | 2.6627e-11 | 9.5394e-11 | 3.7739e-11 | -2.6627e-11 | -9.5394e-11 | -3.7739e-11 | 0 | 0 | 0 | 0 | 0 | 0 | 0.99547 | 0.99188 | 0.98552 | 0.99547 | 0.99188 | 0.98552 | -0.20898 | -120.7514 | 119.7008 | -0.20898 | -120.7514 | 119.7008
Line15_16_17 | 0 | 0 | 0 | 0 | 0 | 0 | 0 | 0 | 0 | 0 | 0 | 0 | -1.652e-11 | -2.9212e-11 | -5.2271e-11 | 1.652e-11 | 2.9212e-11 | 5.2271e-11 | 1.3313e-11 | 4.7697e-11 | 1.887e-11 | -1.3313e-11 | -4.7697e-11 | -1.887e-11 | 0 | 0 | 0 | 0 | 0 | 0 | 0.99547 | 0.99188 | 0.98552 | 0.99547 | 0.99188 | 0.98552 | -0.20898 | -120.7514 | 119.7008 | -0.20898 | -120.7514 | 119.7008
Line16_4_18 | 0 | 0 | 0 | 0 | 0 | 0 | 0 | 0 | 0 | 0 | 0 | 0 | -1.652e-11 | -2.9212e-11 | -5.2271e-11 | 1.652e-11 | 2.9212e-11 | 5.2271e-11 | 1.3313e-11 | 4.7697e-11 | 1.887e-11 | -1.3313e-11 | -4.7697e-11 | -1.887e-11 | 0 | 0 | 0 | 0 | 0 | 0 | 0.99547 | 0.99188 | 0.98552 | 0.99547 | 0.99188 | 0.98552 | -0.20898 | -120.7514 | 119.7008 | -0.20898 | -120.7514 | 119.7008
Line17_5_19 | 0 | 0 | 0 | 0 | 0 | 0 | 0 | 0 | 0 | 0 | 0 | 0 | -1.652e-11 | -2.9212e-11 | -5.2271e-11 | 1.652e-11 | 2.9212e-11 | 5.2271e-11 | 1.3313e-11 | 4.7697e-11 | 1.887e-11 | -1.3313e-11 | -4.7697e-11 | -1.887e-11 | 0 | 0 | 0 | 0 | 0 | 0 | 0.99547 | 0.99188 | 0.98552 | 0.99547 | 0.99188 | 0.98552 | -0.20898 | -120.7514 | 119.7008 | -0.20898 | -120.7514 | 119.7008
Line1_1_3 | 0 | 0 | 0 | 0 | 0 | 0 | 0 | 0 | 0 | 0 | 0 | 0 | -1.3216e-10 | -2.3369e-10 | -4.1817e-10 | 1.3216e-10 | 2.3369e-10 | 4.1817e-10 | 1.0651e-10 | 3.8158e-10 | 1.5096e-10 | -1.0651e-10 | -3.8158e-10 | -1.5096e-10 | 0 | 0 | 0 | 0 | 0 | 0 | 0.99547 | 0.99188 | 0.98552 | 0.99547 | 0.99188 | 0.98552 | -0.20898 | -120.7514 | 119.7008 | -0.20898 | -120.7514 | 119.7008
Line2_1_4 | 0 | 0 | 0 | 0 | 0 | 0 | 0 | 0 | 0 | 0 | 0 | 0 | -3.3039e-11 | -5.8424e-11 | -1.0454e-10 | 3.3039e-11 | 5.8424e-11 | 1.0454e-10 | 2.6627e-11 | 9.5394e-11 | 3.7739e-11 | -2.6627e-11 | -9.5394e-11 | -3.7739e-11 | 0 | 0 | 0 | 0 | 0 | 0 | 0.99547 | 0.99188 | 0.98552 | 0.99547 | 0.99188 | 0.98552 | -0.20898 | -120.7514 | 119.7008 | -0.20898 | -120.7514 | 119.7008
Line3_1_5 | 0 | 0 | 0 | 0 | 0 | 0 | 0 | 0 | 0 | 0 | 0 | 0 | -3.3039e-11 | -5.8424e-11 | -1.0454e-10 | 3.3039e-11 | 5.8424e-11 | 1.0454e-10 | 2.6627e-11 | 9.5394e-11 | 3.7739e-11 | -2.6627e-11 | -9.5394e-11 | -3.7739e-11 | 0 | 0 | 0 | 0 | 0 | 0 | 0.99547 | 0.99188 | 0.98552 | 0.99547 | 0.99188 | 0.98552 | -0.20898 | -120.7514 | 119.7008 | -0.20898 | -120.7514 | 119.7008
Line4_2_6 | 0 | 0 | 0 | 0 | 0 | 0 | 0 | 0 | 0 | 0 | 0 | 0 | -8.2598e-11 | -1.4606e-10 | -2.6136e-10 | 8.2598e-11 | 1.4606e-10 | 2.6136e-10 | 6.6566e-11 | 2.3848e-10 | 9.4348e-11 | -6.6566e-11 | -2.3848e-10 | -9.4348e-11 | 0 | 0 | 0 | 0 | 0 | 0 | 0.99547 | 0.99188 | 0.98552 | 0.99547 | 0.99188 | 0.98552 | -0.20898 | -120.7514 | 119.7008 | -0.20898 | -120.7514 | 119.7008
Line5_6_7 | 0 | 0 | 0 | 0 | 0 | 0 | 0 | 0 | 0 | 0 | 0 | 0 | -6.6078e-11 | -1.1685e-10 | -2.0908e-10 | 6.6078e-11 | 1.1685e-10 | 2.0908e-10 | 5.3253e-11 | 1.9079e-10 | 7.5478e-11 | -5.3253e-11 | -1.9079e-10 | -7.5478e-11 | 0 | 0 | 0 | 0 | 0 | 0 | 0.99547 | 0.99188 | 0.98552 | 0.99547 | 0.99188 | 0.98552 | -0.20898 | -120.7514 | 119.7008 | -0.20898 | -120.7514 | 119.7008
Line6_7_8 | 0 | 0 | 0 | 0 | 0 | 0 | 0 | 0 | 0 | 0 | 0 | 0 | -4.9559e-11 | -8.7635e-11 | -1.5681e-10 | 4.9559e-11 | 8.7635e-11 | 1.5681e-10 | 3.994e-11 | 1.4309e-10 | 5.6609e-11 | -3.994e-11 | -1.4309e-10 | -5.6609e-11 | 0 | 0 | 0 | 0 | 0 | 0 | 0.99547 | 0.99188 | 0.98552 | 0.99547 | 0.99188 | 0.98552 | -0.20898 | -120.7514 | 119.7008 | -0.20898 | -120.7514 | 119.7008
Line7_8_9 | 0 | 0 | 0 | 0 | 0 | 0 | 0 | 0 | 0 | 0 | 0 | 0 | -1.652e-11 | -2.9212e-11 | -5.2271e-11 | 1.652e-11 | 2.9212e-11 | 5.2271e-11 | 1.3313e-11 | 4.7697e-11 | 1.887e-11 | -1.3313e-11 | -4.7697e-11 | -1.887e-11 | 0 | 0 | 0 | 0 | 0 | 0 | 0.99547 | 0.99188 | 0.98552 | 0.99547 | 0.99188 | 0.98552 | -0.20898 | -120.7514 | 119.7008 | -0.20898 | -120.7514 | 119.7008
Line8_8_10 | 0 | 0 | 0 | 0 | 0 | 0 | 0 | 0 | 0 | 0 | 0 | 0 | -1.652e-11 | -2.9212e-11 | -5.2271e-11 | 1.652e-11 | 2.9212e-11 | 5.2271e-11 | 1.3313e-11 | 4.7697e-11 | 1.887e-11 | -1.3313e-11 | -4.7697e-11 | -1.887e-11 | 0 | 0 | 0 | 0 | 0 | 0 | 0.99547 | 0.99188 | 0.98552 | 0.99547 | 0.99188 | 0.98552 | -0.20898 | -120.7514 | 119.7008 | -0.20898 | -120.7514 | 119.7008
Line9_3_11 | 0 | 0 | 0 | 0 | 0 | 0 | 0 | 0 | 0 | 0 | 0 | 0 | -1.1564e-10 | -2.0448e-10 | -3.659e-10 | 1.1564e-10 | 2.0448e-10 | 3.659e-10 | 9.3193e-11 | 3.3388e-10 | 1.3209e-10 | -9.3193e-11 | -3.3388e-10 | -1.3209e-10 | 0 | 0 | 0 | 0 | 0 | 0 | 0.99547 | 0.99188 | 0.98552 | 0.99547 | 0.99188 | 0.98552 | -0.20898 | -120.7514 | 119.7008 | -0.20898 | -120.7514 | 119.7008