## LLL_max_6
name | pf_ikss_from_ka | pf_ikss_to_ka | pf_ip_from_ka | pf_ip_to_ka | pf_skss_from_mw | pf_skss_to_mw | pf_p_from_mw | pf_p_to_mw | pf_q_from_mvar | pf_q_to_mvar | pf_ikss_from_degree | pf_ikss_to_degree | pf_vm_from_pu | pf_vm_to_pu | pf_va_from_degree | pf_va_to_degree
Line0_1_2 | 0 | 0 | 0 | 0 | 0 | 0 | 0 | 0 | 0 | 0 | 0 | 0 | 0.70662 | 0.70662 | -7.3463 | -7.3463
Line10_11_12 | 0 | 0 | 0 | 0 | 0 | 0 | 0 | 0 | 0 | 0 | 0 | 0 | 0.70662 | 0.70662 | -7.3463 | -7.3463
Line11_12_13 | 0 | 0 | 0 | 0 | 0 | 0 | 0 | 0 | 0 | 0 | 0 | 0 | 0.70662 | 0.70662 | -7.3463 | -7.3463
Line12_13_15 | 0 | 0 | 0 | 0 | 0 | 0 | 0 | 0 | 0 | 0 | 0 | 0 | 0.70662 | 0.70662 | -7.3463 | -7.3463
Line13_13_14 | 0 | 0 | 0 | 0 | 0 | 0 | 0 | 0 | 0 | 0 | 0 | 0 | 0.70662 | 0.70662 | -7.3463 | -7.3463
Line14_15_16 | 0 | 0 | 0 | 0 | 0 | 0 | 0 | 0 | 0 | 0 | 0 | 0 | 0.70662 | 0.70662 | -7.3463 | -7.3463
Line15_16_17 | 0 | 0 | 0 | 0 | 0 | 0 | 0 | 0 | 0 | 0 | 0 | 0 | 0.70662 | 0.70662 | -7.3463 | -7.3463
Line16_4_18 | 3.721 | 3.721 | 0 | 7.1375 | 2.578 | 2.578 | 0.41537 | -1e-07 | 0.83074 | -1e-07 | -70.8543 | 109.1457 | 0.36028 | 0 | -7.4193 | 0
Line17_5_19 | 0 | 0 | 0 | 0 | 0 | 0 | 0 | 0 | 0 | 0 | 0 | 0 | 0.70662 | 0.70662 | -7.3463 | -7.3463
Line1_1_3 | 0 | 0 | 0 | 0 | 0 | 0 | 0 | 0 | 0 | 0 | 0 | 0 | 0.70662 | 0.70662 | -7.3463 | -7.3463
Line2_1_4 | 3.577 | 3.577 | 0 | 0 | 2.4782 | 2.4782 | 0.7852 | -0.40137 | 1.5652 | -0.79754 | -70.7053 | 109.2947 | 0.70662 | 0.36028 | -7.3463 | -7.4193
Line3_1_5 | 0 | 0 | 0 | 0 | 0 | 0 | 0 | 0 | 0 | 0 | 0 | 0 | 0.70662 | 0.70662 | -7.3463 | -7.3463
Line4_2_6 | 0 | 0 | 0 | 0 | 0 | 0 | 0 | 0 | 0 | 0 | 0 | 0 | 0.70662 | 0.70662 | -7.3463 | -7.3463
Line5_6_7 | 0 | 0 | 0 | 0 | 0 | 0 | 0 | 0 | 0 | 0 | 0 | 0 | 0.70662 | 0.70662 | -7.3463 | -7.3463
Line6_7_8 | 0 | 0 | 0 | 0 | 0 | 0 | 0 | 0 | 0 | 0 | 0 | 0 | 0.70662 | 0.70662 | -7.3463 | -7.3463
Line7_8_9 | 0 | 0 | 0 | 0 | 0 | 0 | 0 | 0 | 0 | 0 | 0 | 0 | 0.70662 | 0.70662 | -7.3463 | -7.3463
Line8_8_10 | 0 | 0 | 0 | 0 | 0 | 0 | 0 | 0 | 0 | 0 | 0 | 0 | 0.70662 | 0.70662 | -7.3463 | -7.3463
Line9_3_11 | 0 | 0 | 0 | 0 | 0 | 0 | 0 | 0 | 0 | 0 | 0 | 0 | 0.70662 | 0.70662 | -7.3463 | -7.3463

## LLL_max_10
name | pf_ikss_from_ka | pf_ikss_to_ka | pf_ip_from_ka | pf_ip_to_ka | pf_skss_from_mw | pf_skss_to_mw | pf_p_from_mw | pf_p_to_mw | pf_q_from_mvar | pf_q_to_mvar | pf_ikss_from_degree | pf_ikss_to_degree | pf_vm_from_pu | pf_vm_to_pu | pf_va_from_degree | pf_va_to_degree
Line0_1_2 | 0 | 0 | 0 | 0 | 0 | 0 | 0 | 0 | 0 | 0 | 0 | 0 | 0.72865 | 0.72865 | -7.5782 | -7.5782
Line10_11_12 | 0 | 0 | 0 | 0 | 0 | 0 | 0 | 0 | 0 | 0 | 0 | 0 | 0.72865 | 0.72865 | -7.5782 | -7.5782
Line11_12_13 | 0 | 0 | 0 | 0 | 0 | 0 | 0 | 0 | 0 | 0 | 0 | 0 | 0.72865 | 0.72865 | -7.5782 | -7.5782
Line12_13_15 | 0 | 0 | 0 | 0 | 0 | 0 | 0 | 0 | 0 | 0 | 0 | 0 | 0.72865 | 0.72865 | -7.5782 | -7.5782
Line13_13_14 | 0 | 0 | 0 | 0 | 0 | 0 | 0 | 0 | 0 | 0 | 0 | 0 | 0.72865 | 0.72865 | -7.5782 | -7.5782
Line14_15_16 | 0 | 0 | 0 | 0 | 0 | 0 | 0 | 0 | 0 | 0 | 0 | 0 | 0.72865 | 0.72865 | -7.5782 | -7.5782
Line15_16_17 | 0 | 0 | 0 | 0 | 0 | 0 | 0 | 0 | 0 | 0 | 0 | 0 | 0.72865 | 0.72865 | -7.5782 | -7.5782
Line16_4_18 | 3.8348 | 3.8348 | 0 | 7.3817 | 2.6568 | 2.6568 | 0.44116 | -1e-07 | 0.88232 | -1e-07 | -71.0844 | 108.9156 | 0.3713 | 0 | -7.6495 | 0
Line17_5_19 | 0 | 0 | 0 | 0 | 0 | 0 | 0 | 0 | 0 | 0 | 0 | 0 | 0.72865 | 0.72865 | -7.5782 | -7.5782
Line1_1_3 | 0 | 0 | 0 | 0 | 0 | 0 | 0 | 0 | 0 | 0 | 0 | 0 | 0.72865 | 0.72865 | -7.5782 | -7.5782
Line2_1_4 | 3.6907 | 3.6907 | 0 | 0 | 2.557 | 2.557 | 0.83539 | -0.42674 | 1.6654 | -0.84811 | -70.9392 | 109.0608 | 0.72865 | 0.3713 | -7.5782 | -7.6495
Line3_1_5 | 0 | 0 | 0 | 0 | 0 | 0 | 0 | 0 | 0 | 0 | 0 | 0 | 0.72865 | 0.72865 | -7.5782 | -7.5782
Line4_2_6 | 0 | 0 | 0 | 0 | 0 | 0 | 0 | 0 | 0 | 0 | 0 | 0 | 0.72865 | 0.72865 | -7.5782 | -7.5782
Line5_6_7 | 0 | 0 | 0 | 0 | 0 | 0 | 0 | 0 | 0 | 0 | 0 | 0 | 0.72865 | 0.72865 | -7.5782 | -7.5782
Line6_7_8 | 0 | 0 | 0 | 0 | 0 | 0 | 0 | 0 | 0 | 0 | 0 | 0 | 0.72865 | 0.72865 | -7.5782 | -7.5782
Line7_8_9 | 0 | 0 | 0 | 0 | 0 | 0 | 0 | 0 | 0 | 0 | 0 | 0 | 0.72865 | 0.72865 | -7.5782 | -7.5782
Line8_8_10 | 0 | 0 | 0 | 0 | 0 | 0 | 0 | 0 | 0 | 0 | 0 | 0 | 0.72865 | 0.72865 | -7.5782 | -7.5782
Line9_3_11 | 0 | 0 | 0 | 0 | 0 | 0 | 0 | 0 | 0 | 0 | 0 | 0 | 0.72865 | 0.72865 | -7.5782 | -7.5782

## LLL_max_fault_6
name | pf_ikss_from_ka | pf_ikss_to_ka | pf_ip_from_ka | pf_ip_to_ka | pf_skss_from_mw | pf_skss_to_mw | pf_p_from_mw | pf_p_to_mw | pf_q_from_mvar | pf_q_to_mvar | pf_ikss_from_degree | pf_ikss_to_degree | pf_vm_from_pu | pf_vm_to_pu | pf_va_from_degree | pf_va_to_degree
Line0_1_2 | 0 | 0 | 0 | 0 | 0 | 0 | 0 | 0 | 0 | 0 | 0 | 0 | 1.0616 | 1.0616 | 0.023308 | 0.023308
Line10_11_12 | 0 | 0 | 0 | 0 | 0 | 0 | 0 | 0 | 0 | 0 | 0 | 0 | 1.0616 | 1.0616 | 0.023308 | 0.023308
Line11_12_13 | 0 | 0 | 0 | 0 | 0 | 0 | 0 | 0 | 0 | 0 | 0 | 0 | 1.0616 | 1.0616 | 0.023308 | 0.023308
Line12_13_15 | 0 | 0 | 0 | 0 | 0 | 0 | 0 | 0 | 0 | 0 | 0 | 0 | 1.0616 | 1.0616 | 0.023308 | 0.023308
Line13_13_14 | 0 | 0 | 0 | 0 | 0 | 0 | 0 | 0 | 0 | 0 | 0 | 0 | 1.0616 | 1.0616 | 0.023308 | 0.023308
Line14_15_16 | 0 | 0 | 0 | 0 | 0 | 0 | 0 | 0 | 0 | 0 | 0 | 0 | 1.0616 | 1.0616 | 0.023308 | 0.023308
Line15_16_17 | 0 | 0 | 0 | 0 | 0 | 0 | 0 | 0 | 0 | 0 | 0 | 0 | 1.0616 | 1.0616 | 0.023308 | 0.023308
Line16_4_18 | 0.03491 | 0.03491 | 0 | 0.066964 | 0.024187 | 0.024187 | 0.018318 | -0.018281 | 0.018354 | -0.018281 | -45.2344 | 134.7656 | 1.0721 | 1.0689 | -0.17729 | -0.23442
Line17_5_19 | 0 | 0 | 0 | 0 | 0 | 0 | 0 | 0 | 0 | 0 | 0 | 0 | 1.0616 | 1.0616 | 0.023308 | 0.023308
Line1_1_3 | 0 | 0 | 0 | 0 | 0 | 0 | 0 | 0 | 0 | 0 | 0 | 0 | 1.0616 | 1.0616 | 0.023308 | 0.023308
Line2_1_4 | 0.11517 | 0.11517 | 0 | 0 | 0.079794 | 0.079794 | -0.010169 | 0.010567 | -0.084097 | 0.084893 | 96.9184 | -83.0816 | 1.0616 | 1.0721 | 0.023308 | -0.17729
Line3_1_5 | 0 | 0 | 0 | 0 | 0 | 0 | 0 | 0 | 0 | 0 | 0 | 0 | 1.0616 | 1.0616 | 0.023308 | 0.023308
Line4_2_6 | 0 | 0 | 0 | 0 | 0 | 0 | 0 | 0 | 0 | 0 | 0 | 0 | 1.0616 | 1.0616 | 0.023308 | 0.023308
Line5_6_7 | 0 | 0 | 0 | 0 | 0 | 0 | 0 | 0 | 0 | 0 | 0 | 0 | 1.0616 | 1.0616 | 0.023308 | 0.023308
Line6_7_8 | 0 | 0 | 0 | 0 | 0 | 0 | 0 | 0 | 0 | 0 | 0 | 0 | 1.0616 | 1.0616 | 0.023308 | 0.023308
Line7_8_9 | 0 | 0 | 0 | 0 | 0 | 0 | 0 | 0 | 0 | 0 | 0 | 0 | 1.0616 | 1.0616 | 0.023308 | 0.023308
Line8_8_10 | 0 | 0 | 0 | 0 | 0 | 0 | 0 | 0 | 0 | 0 | 0 | 0 | 1.0616 | 1.0616 | 0.023308 | 0.023308
Line9_3_11 | 0 | 0 | 0 | 0 | 0 | 0 | 0 | 0 | 0 | 0 | 0 | 0 | 1.0616 | 1.0616 | 0.023308 | 0.023308

## LLL_max_fault_10
name | pf_ikss_from_ka | pf_ikss_to_ka | pf_ip_from_ka | pf_ip_to_ka | pf_skss_from_mw | pf_skss_to_mw | pf_p_from_mw | pf_p_to_mw | pf_q_from_mvar | pf_q_to_mvar | pf_ikss_from_degree | pf_ikss_to_degree | pf_vm_from_pu | pf_vm_to_pu | pf_va_from_degree | pf_va_to_degree
Line0_1_2 | 0 | 0 | 0 | 0 | 0 | 0 | 0 | 0 | 0 | 0 | 0 | 0 | 1.112 | 1.112 | 0.014172 | 0.014172
Line10_11_12 | 0 | 0 | 0 | 0 | 0 | 0 | 0 | 0 | 0 | 0 | 0 | 0 | 1.112 | 1.112 | 0.014172 | 0.014172
Line11_12_13 | 0 | 0 | 0 | 0 | 0 | 0 | 0 | 0 | 0 | 0 | 0 | 0 | 1.112 | 1.112 | 0.014172 | 0.014172
Line12_13_15 | 0 | 0 | 0 | 0 | 0 | 0 | 0 | 0 | 0 | 0 | 0 | 0 | 1.112 | 1.112 | 0.014172 | 0.014172
Line13_13_14 | 0 | 0 | 0 | 0 | 0 | 0 | 0 | 0 | 0 | 0 | 0 | 0 | 1.112 | 1.112 | 0.014172 | 0.014172
Line14_15_16 | 0 | 0 | 0 | 0 | 0 | 0 | 0 | 0 | 0 | 0 | 0 | 0 | 1.112 | 1.112 | 0.014172 | 0.014172
Line15_16_17 | 0 | 0 | 0 | 0 | 0 | 0 | 0 | 0 | 0 | 0 | 0 | 0 | 1.112 | 1.112 | 0.014172 | 0.014172
Line16_4_18 | 0.036547 | 0.036547 | 0 | 0.070351 | 0.025321 | 0.025321 | 0.020075 | -0.020035 | 0.020115 | -0.020035 | -45.2401 | 134.7599 | 1.1224 | 1.119 | -0.18297 | -0.2401
Line17_5_19 | 0 | 0 | 0 | 0 | 0 | 0 | 0 | 0 | 0 | 0 | 0 | 0 | 1.112 | 1.112 | 0.014172 | 0.014172
Line1_1_3 | 0 | 0 | 0 | 0 | 0 | 0 | 0 | 0 | 0 | 0 | 0 | 0 | 1.112 | 1.112 | 0.014172 | 0.014172
Line2_1_4 | 0.11398 | 0.11398 | 0 | 0 | 0.07897 | 0.07897 | -0.0093046 | 0.0096944 | -0.087323 | 0.088102 | 96.0963 | -83.9037 | 1.112 | 1.1224 | 0.014172 | -0.18297
Line3_1_5 | 0 | 0 | 0 | 0 | 0 | 0 | 0 | 0 | 0 | 0 | 0 | 0 | 1.112 | 1.112 | 0.014172 | 0.014172
Line4_2_6 | 0 | 0 | 0 | 0 | 0 | 0 | 0 | 0 | 0 | 0 | 0 | 0 | 1.112 | 1.112 | 0.014172 | 0.014172
Line5_6_7 | 0 | 0 | 0 | 0 | 0 | 0 | 0 | 0 | 0 | 0 | 0 | 0 | 1.112 | 1.112 | 0.014172 | 0.014172
Line6_7_8 | 0 | 0 | 0 | 0 | 0 | 0 | 0 | 0 | 0 | 0 | 0 | 0 | 1.112 | 1.112 | 0.014172 | 0.014172
Line7_8_9 | 0 | 0 | 0 | 0 | 0 | 0 | 0 | 0 | 0 | 0 | 0 | 0 | 1.112 | 1.112 | 0.014172 | 0.014172
Line8_8_10 | 0 | 0 | 0 | 0 | 0 | 0 | 0 | 0 | 0 | 0 | 0 | 0 | 1.112 | 1.112 | 0.014172 | 0.014172
Line9_3_11 | 0 | 0 | 0 | 0 | 0 | 0 | 0 | 0 | 0 | 0 | 0 | 0 | 1.112 | 1.112 | 0.014172 | 0.014172

## LLL_min_6
name | pf_ikss_from_ka | pf_ikss_to_ka | pf_ip_from_ka | pf_ip_to_ka | pf_skss_from_mw | pf_skss_to_mw | pf_p_from_mw | pf_p_to_mw | pf_q_from_mvar | pf_q_to_mvar | pf_ikss_from_degree | pf_ikss_to_degree | pf_vm_from_pu | pf_vm_to_pu | pf_va_from_degree | pf_va_to_degree
Line0_1_2 | 0 | 0 | 0 | 0 | 0 | 0 | 0 | 0 | 0 | 0 | 0 | 0 | 0.695 | 0.695 | -11.6026 | -11.6026
Line10_11_12 | 0 | 0 | 0 | 0 | 0 | 0 | 0 | 0 | 0 | 0 | 0 | 0 | 0.695 | 0.695 | -11.6026 | -11.6026
Line11_12_13 | 0 | 0 | 0 | 0 | 0 | 0 | 0 | 0 | 0 | 0 | 0 | 0 | 0.695 | 0.695 | -11.6026 | -11.6026
Line12_13_15 | 0 | 0 | 0 | 0 | 0 | 0 | 0 | 0 | 0 | 0 | 0 | 0 | 0.695 | 0.695 | -11.6026 | -11.6026
Line13_13_14 | 0 | 0 | 0 | 0 | 0 | 0 | 0 | 0 | 0 | 0 | 0 | 0 | 0.695 | 0.695 | -11.6026 | -11.6026
Line14_15_16 | 0 | 0 | 0 | 0 | 0 | 0 | 0 | 0 | 0 | 0 | 0 | 0 | 0.695 | 0.695 | -11.6026 | -11.6026
Line15_16_17 | 0 | 0 | 0 | 0 | 0 | 0 | 0 | 0 | 0 | 0 | 0 | 0 | 0.695 | 0.695 | -11.6026 | -11.6026
Line16_4_18 | 2.8946 | 2.8946 | 0 | 4.7808 | 2.0055 | 2.0055 | 0.48263 | -1e-07 | 0.50274 | -1e-07 | -57.7717 | 122.2283 | 0.3475 | 0 | -11.6026 | 0
Line17_5_19 | 0 | 0 | 0 | 0 | 0 | 0 | 0 | 0 | 0 | 0 | 0 | 0 | 0.695 | 0.695 | -11.6026 | -11.6026
Line1_1_3 | 0 | 0 | 0 | 0 | 0 | 0 | 0 | 0 | 0 | 0 | 0 | 0 | 0.695 | 0.695 | -11.6026 | -11.6026
Line2_1_4 | 2.8946 | 2.8946 | 0 | 0 | 2.0055 | 2.0055 | 0.96525 | -0.48263 | 1.0055 | -0.50274 | -57.7717 | 122.2283 | 0.695 | 0.3475 | -11.6026 | -11.6026
Line3_1_5 | 0 | 0 | 0 | 0 | 0 | 0 | 0 | 0 | 0 | 0 | 0 | 0 | 0.695 | 0.695 | -11.6026 | -11.6026
Line4_2_6 | 0 | 0 | 0 | 0 | 0 | 0 | 0 | 0 | 0 | 0 | 0 | 0 | 0.695 | 0.695 | -11.6026 | -11.6026
Line5_6_7 | 0 | 0 | 0 | 0 | 0 | 0 | 0 | 0 | 0 | 0 | 0 | 0 | 0.695 | 0.695 | -11.6026 | -11.6026
Line6_7_8 | 0 | 0 | 0 | 0 | 0 | 0 | 0 | 0 | 0 | 0 | 0 | 0 | 0.695 | 0.695 | -11.6026 | -11.6026
Line7_8_9 | 0 | 0 | 0 | 0 | 0 | 0 | 0 | 0 | 0 | 0 | 0 | 0 | 0.695 | 0.695 | -11.6026 | -11.6026
Line8_8_10 | 0 | 0 | 0 | 0 | 0 | 0 | 0 | 0 | 0 | 0 | 0 | 0 | 0.695 | 0.695 | -11.6026 | -11.6026
Line9_3_11 | 0 | 0 | 0 | 0 | 0 | 0 | 0 | 0 | 0 | 0 | 0 | 0 | 0.695 | 0.695 | -11.6026 | -11.6026

## LLL_min_10
name | pf_ikss_from_ka | pf_ikss_to_ka | pf_ip_from_ka | pf_ip_to_ka | pf_skss_from_mw | pf_skss_to_mw | pf_p_from_mw | pf_p_to_mw | pf_q_from_mvar | pf_q_to_mvar | pf_ikss_from_degree | pf_ikss_to_degree | pf_vm_from_pu | pf_vm_to_pu | pf_va_from_degree | pf_va_to_degree
Line0_1_2 | 0 | 0 | 0 | 0 | 0 | 0 | 0 | 0 | 0 | 0 | 0 | 0 | 0.65842 | 0.65842 | -11.6026 | -11.6026
Line10_11_12 | 0 | 0 | 0 | 0 | 0 | 0 | 0 | 0 | 0 | 0 | 0 | 0 | 0.65842 | 0.65842 | -11.6026 | -11.6026
Line11_12_13 | 0 | 0 | 0 | 0 | 0 | 0 | 0 | 0 | 0 | 0 | 0 | 0 | 0.65842 | 0.65842 | -11.6026 | -11.6026
Line12_13_15 | 0 | 0 | 0 | 0 | 0 | 0 | 0 | 0 | 0 | 0 | 0 | 0 | 0.65842 | 0.65842 | -11.6026 | -11.6026
Line13_13_14 | 0 | 0 | 0 | 0 | 0 | 0 | 0 | 0 | 0 | 0 | 0 | 0 | 0.65842 | 0.65842 | -11.6026 | -11.6026
Line14_15_16 | 0 | 0 | 0 | 0 | 0 | 0 | 0 | 0 | 0 | 0 | 0 | 0 | 0.65842 | 0.65842 | -11.6026 | -11.6026
Line15_16_17 | 0 | 0 | 0 | 0 | 0 | 0 | 0 | 0 | 0 | 0 | 0 | 0 | 0.65842 | 0.65842 | -11.6026 | -11.6026
Line16_4_18 | 2.7423 | 2.7423 | 0 | 4.5292 | 1.8999 | 1.8999 | 0.43316 | -1e-07 | 0.45121 | -1e-07 | -57.7717 | 122.2283 | 0.32921 | 0 | -11.6026 | 0
Line17_5_19 | 0 | 0 | 0 | 0 | 0 | 0 | 0 | 0 | 0 | 0 | 0 | 0 | 0.65842 | 0.65842 | -11.6026 | -11.6026
Line1_1_3 | 0 | 0 | 0 | 0 | 0 | 0 | 0 | 0 | 0 | 0 | 0 | 0 | 0.65842 | 0.65842 | -11.6026 | -11.6026
Line2_1_4 | 2.7423 | 2.7423 | 0 | 0 | 1.8999 | 1.8999 | 0.86632 | -0.43316 | 0.90242 | -0.45121 | -57.7717 | 122.2283 | 0.65842 | 0.32921 | -11.6026 | -11.6026
Line3_1_5 | 0 | 0 | 0 | 0 | 0 | 0 | 0 | 0 | 0 | 0 | 0 | 0 | 0.65842 | 0.65842 | -11.6026 | -11.6026
Line4_2_6 | 0 | 0 | 0 | 0 | 0 | 0 | 0 | 0 | 0 | 0 | 0 | 0 | 0.65842 | 0.65842 | -11.6026 | -11.6026
Line5_6_7 | 0 | 0 | 0 | 0 | 0 | 0 | 0 | 0 | 0 | 0 | 0 | 0 | 0.65842 | 0.65842 | -11.6026 | -11.6026
Line6_7_8 | 0 | 0 | 0 | 0 | 0 | 0 | 0 | 0 | 0 | 0 | 0 | 0 | 0.65842 | 0.65842 | -11.6026 | -11.6026
Line7_8_9 | 0 | 0 | 0 | 0 | 0 | 0 | 0 | 0 | 0 | 0 | 0 | 0 | 0.65842 | 0.65842 | -11.6026 | -11.6026
Line8_8_10 | 0 | 0 | 0 | 0 | 0 | 0 | 0 | 0 | 0 | 0 | 0 | 0 | 0.65842 | 0.65842 | -11.6026 | -11.6026
Line9_3_11 | 0 | 0 | 0 | 0 | 0 | 0 | 0 | 0 | 0 | 0 | 0 | 0 | 0.65842 | 0.65842 | -11.6026 | -11.6026

## LLL_min_fault_6
name | pf_ikss_from_ka | pf_ikss_to_ka | pf_ip_from_ka | pf_ip_to_ka | pf_skss_from_mw | pf_skss_to_mw | pf_p_from_mw | pf_p_to_mw | pf_q_from_mvar | pf_q_to_mvar | pf_ikss_from_degree | pf_ikss_to_degree | pf_vm_from_pu | pf_vm_to_pu | pf_va_from_degree | pf_va_to_degree
Line0_1_2 | 0 | 0 | 0 | 0 | 0 | 0 | 0 | 0 | 0 | 0 | 0 | 0 | 0.94754 | 0.94754 | -0.12527 | -0.12527
Line10_11_12 | 0 | 0 | 0 | 0 | 0 | 0 | 0 | 0 | 0 | 0 | 0 | 0 | 0.94754 | 0.94754 | -0.12527 | -0.12527
Line11_12_13 | 0 | 0 | 0 | 0 | 0 | 0 | 0 | 0 | 0 | 0 | 0 | 0 | 0.94754 | 0.94754 | -0.12527 | -0.12527
Line12_13_15 | 0 | 0 | 0 | 0 | 0 | 0 | 0 | 0 | 0 | 0 | 0 | 0 | 0.94754 | 0.94754 | -0.12527 | -0.12527
Line13_13_14 | 0 | 0 | 0 | 0 | 0 | 0 | 0 | 0 | 0 | 0 | 0 | 0 | 0.94754 | 0.94754 | -0.12527 | -0.12527
Line14_15_16 | 0 | 0 | 0 | 0 | 0 | 0 | 0 | 0 | 0 | 0 | 0 | 0 | 0.94754 | 0.94754 | -0.12527 | -0.12527
Line15_16_17 | 0 | 0 | 0 | 0 | 0 | 0 | 0 | 0 | 0 | 0 | 0 | 0 | 0.94754 | 0.94754 | -0.12527 | -0.12527
Line16_4_18 | 0.030706 | 0.030706 | 0 | 0.050714 | 0.021274 | 0.021274 | 0.014197 | -0.014143 | 0.014199 | -0.014143 | -45.1344 | 134.8656 | 0.94385 | 0.94017 | -0.1298 | -0.13436
Line17_5_19 | 0 | 0 | 0 | 0 | 0 | 0 | 0 | 0 | 0 | 0 | 0 | 0 | 0.94754 | 0.94754 | -0.12527 | -0.12527
Line1_1_3 | 0 | 0 | 0 | 0 | 0 | 0 | 0 | 0 | 0 | 0 | 0 | 0 | 0.94754 | 0.94754 | -0.12527 | -0.12527
Line2_1_4 | 0.030706 | 0.030706 | 0 | 0 | 0.021274 | 0.021274 | 0.014251 | -0.014197 | 0.014256 | -0.014199 | -45.1344 | 134.8656 | 0.94754 | 0.94385 | -0.12527 | -0.1298
Line3_1_5 | 0 | 0 | 0 | 0 | 0 | 0 | 0 | 0 | 0 | 0 | 0 | 0 | 0.94754 | 0.94754 | -0.12527 | -0.12527
Line4_2_6 | 0 | 0 | 0 | 0 | 0 | 0 | 0 | 0 | 0 | 0 | 0 | 0 | 0.94754 | 0.94754 | -0.12527 | -0.12527
Line5_6_7 | 0 | 0 | 0 | 0 | 0 | 0 | 0 | 0 | 0 | 0 | 0 | 0 | 0.94754 | 0.94754 | -0.12527 | -0.12527
Line6_7_8 | 0 | 0 | 0 | 0 | 0 | 0 | 0 | 0 | 0 | 0 | 0 | 0 | 0.94754 | 0.94754 | -0.12527 | -0.12527
Line7_8_9 | 0 | 0 | 0 | 0 | 0 | 0 | 0 | 0 | 0 | 0 | 0 | 0 | 0.94754 | 0.94754 | -0.12527 | -0.12527
Line8_8_10 | 0 | 0 | 0 | 0 | 0 | 0 | 0 | 0 | 0 | 0 | 0 | 0 | 0.94754 | 0.94754 | -0.12527 | -0.12527
Line9_3_11 | 0 | 0 | 0 | 0 | 0 | 0 | 0 | 0 | 0 | 0 | 0 | 0 | 0.94754 | 0.94754 | -0.12527 | -0.12527

## LLL_min_fault_10
name | pf_ikss_from_ka | pf_ikss_to_ka | pf_ip_from_ka | pf_ip_to_ka | pf_skss_from_mw | pf_skss_to_mw | pf_p_from_mw | pf_p_to_mw | pf_q_from_mvar | pf_q_to_mvar | pf_ikss_from_degree | pf_ikss_to_degree | pf_vm_from_pu | pf_vm_to_pu | pf_va_from_degree | pf_va_to_degree
Line0_1_2 | 0 | 0 | 0 | 0 | 0 | 0 | 0 | 0 | 0 | 0 | 0 | 0 | 0.89767 | 0.89767 | -0.12527 | -0.12527
Line10_11_12 | 0 | 0 | 0 | 0 | 0 | 0 | 0 | 0 | 0 | 0 | 0 | 0 | 0.89767 | 0.89767 | -0.12527 | -0.12527
Line11_12_13 | 0 | 0 | 0 | 0 | 0 | 0 | 0 | 0 | 0 | 0 | 0 | 0 | 0.89767 | 0.89767 | -0.12527 | -0.12527
Line12_13_15 | 0 | 0 | 0 | 0 | 0 | 0 | 0 | 0 | 0 | 0 | 0 | 0 | 0.89767 | 0.89767 | -0.12527 | -0.12527
Line13_13_14 | 0 | 0 | 0 | 0 | 0 | 0 | 0 | 0 | 0 | 0 | 0 | 0 | 0.89767 | 0.89767 | -0.12527 | -0.12527
Line14_15_16 | 0 | 0 | 0 | 0 | 0 | 0 | 0 | 0 | 0 | 0 | 0 | 0 | 0.89767 | 0.89767 | -0.12527 | -0.12527
Line15_16_17 | 0 | 0 | 0 | 0 | 0 | 0 | 0 | 0 | 0 | 0 | 0 | 0 | 0.89767 | 0.89767 | -0.12527 | -0.12527
Line16_4_18 | 0.02909 | 0.02909 | 0 | 0.048045 | 0.020154 | 0.020154 | 0.012742 | -0.012693 | 0.012744 | -0.012693 | -45.1344 | 134.8656 | 0.89418 | 0.89069 | -0.1298 | -0.13436
Line17_5_19 | 0 | 0 | 0 | 0 | 0 | 0 | 0 | 0 | 0 | 0 | 0 | 0 | 0.89767 | 0.89767 | -0.12527 | -0.12527
Line1_1_3 | 0 | 0 | 0 | 0 | 0 | 0 | 0 | 0 | 0 | 0 | 0 | 0 | 0.89767 | 0.89767 | -0.12527 | -0.12527
Line2_1_4 | 0.02909 | 0.02909 | 0 | 0 | 0.020154 | 0.020154 | 0.012791 | -0.012742 | 0.012795 | -0.012744 | -45.1344 | 134.8656 | 0.89767 | 0.89418 | -0.12527 | -0.1298
Line3_1_5 | 0 | 0 | 0 | 0 | 0 | 0 | 0 | 0 | 0 | 0 | 0 | 0 | 0.89767 | 0.89767 | -0.12527 | -0.12527
Line4_2_6 | 0 | 0 | 0 | 0 | 0 | 0 | 0 | 0 | 0 | 0 | 0 | 0 | 0.89767 | 0.89767 | -0.12527 | -0.12527
Line5_6_7 | 0 | 0 | 0 | 0 | 0 | 0 | 0 | 0 | 0 | 0 | 0 | 0 | 0.89767 | 0.89767 | -0.12527 | -0.12527
Line6_7_8 | 0 | 0 | 0 | 0 | 0 | 0 | 0 | 0 | 0 | 0 | 0 | 0 | 0.89767 | 0.89767 | -0.12527 | -0.12527
Line7_8_9 | 0 | 0 | 0 | 0 | 0 | 0 | 0 | 0 | 0 | 0 | 0 | 0 | 0.89767 | 0.89767 | -0.12527 | -0.12527
Line8_8_10 | 0 | 0 | 0 | 0 | 0 | 0 | 0 | 0 | 0 | 0 | 0 | 0 | 0.89767 | 0.89767 | -0.12527 | -0.12527
Line9_3_11 | 0 | 0 | 0 | 0 | 0 | 0 | 0 | 0 | 0 | 0 | 0 | 0 | 0.89767 | 0.89767 | -0.12527 | -0.12527

## LL_max_6
name | pf_ikss_a_from_ka | pf_ikss_b_from_ka | pf_ikss_c_from_ka | pf_ikss_a_to_ka | pf_ikss_b_to_ka | pf_ikss_c_to_ka | pf_skss_a_from_mw | pf_skss_b_from_mw | pf_skss_c_from_mw | pf_skss_a_to_mw | pf_skss_b_to_mw | pf_skss_c_to_mw | pf_p_a_from_mw | pf_p_b_from_mw | pf_p_c_from_mw | pf_p_a_to_mw | pf_p_b_to_mw | pf_p_c_to_mw | pf_q_a_from_mvar | pf_q_b_from_mvar | pf_q_c_from_mvar | pf_q_a_to_mvar | pf_q_b_to_mvar | pf_q_c_to_mvar | pf_ikss_a_from_degree | pf_ikss_b_from_degree | pf_ikss_c_from_degree | pf_ikss_a_to_degree | pf_ikss_b_to_degree | pf_ikss_c_to_degree | pf_vm_a_from_pu | pf_vm_b_from_pu | pf_vm_c_from_pu | pf_vm_a_to_pu | pf_vm_b_to_pu | pf_vm_c_to_pu | pf_va_a_from_degree | pf_va_b_from_degree | pf_va_c_from_degree | pf_va_a_to_degree | pf_va_b_to_degree | pf_va_c_to_degree
Line0_1_2 | 0 | 0 | 0 | 0 | 0 | 0 | 0 | 0 | 0 | 0 | 0 | 0 | 3.3506e-10 | -2.8819e-09 | -4.7567e-09 | -3.3506e-10 | 2.8819e-09 | 4.7567e-09 | -6.2221e-11 | 5.1856e-09 | -2.086e-09 | 6.2221e-11 | -5.1856e-09 | 2.086e-09 | 0 | 0 | 0 | 0 | 0 | 0 | 1.0643 | 0.86173 | 0.75681 | 1.0643 | 0.86173 | 0.75681 | 0.145 | -135.1 | 126.8529 | 0.145 | -135.1 | 126.8529
Line10_11_12 | 0 | 0 | 0 | 0 | 0 | 0 | 0 | 0 | 0 | 0 | 0 | 0 | 3.3506e-10 | -2.8819e-09 | -4.7567e-09 | -3.3506e-10 | 2.8819e-09 | 4.7567e-09 | -6.2221e-11 | 5.1856e-09 | -2.086e-09 | 6.2221e-11 | -5.1856e-09 | 2.086e-09 | 0 | 0 | 0 | 0 | 0 | 0 | 1.0643 | 0.86173 | 0.75681 | 1.0643 | 0.86173 | 0.75681 | 0.145 | -135.1 | 126.8529 | 0.145 | -135.1 | 126.8529
Line11_12_13 | 0 | 0 | 0 | 0 | 0 | 0 | 0 | 0 | 0 | 0 | 0 | 0 | 2.7921e-10 | -2.4016e-09 | -3.9639e-09 | -2.7921e-10 | 2.4016e-09 | 3.9639e-09 | -5.1851e-11 | 4.3213e-09 | -1.7383e-09 | 5.1851e-11 | -4.3213e-09 | 1.7383e-09 | 0 | 0 | 0 | 0 | 0 | 0 | 1.0643 | 0.86173 | 0.75681 | 1.0643 | 0.86173 | 0.75681 | 0.145 | -135.1 | 126.8529 | 0.145 | -135.1 | 126.8529
Line12_13_15 | 0 | 0 | 0 | 0 | 0 | 0 | 0 | 0 | 0 | 0 | 0 | 0 | 1.6753e-10 | -1.4409e-09 | -2.3784e-09 | -1.6753e-10 | 1.4409e-09 | 2.3784e-09 | -3.111e-11 | 2.5928e-09 | -1.043e-09 | 3.111e-11 | -2.5928e-09 | 1.043e-09 | 0 | 0 | 0 | 0 | 0 | 0 | 1.0643 | 0.86173 | 0.75681 | 1.0643 | 0.86173 | 0.75681 | 0.145 | -135.1 | 126.8529 | 0.145 | -135.1 | 126.8529
Line13_13_14 | 0 | 0 | 0 | 0 | 0 | 0 | 0 | 0 | 0 | 0 | 0 | 0 | 5.5843e-11 | -4.8032e-10 | -7.9278e-10 | -5.5843e-11 | 4.8032e-10 | 7.9278e-10 | -1.037e-11 | 8.6427e-10 | -3.4766e-10 | 1.037e-11 | -8.6427e-10 | 3.4766e-10 | 0 | 0 | 0 | 0 | 0 | 0 | 1.0643 | 0.86173 | 0.75681 | 1.0643 | 0.86173 | 0.75681 | 0.145 | -135.1 | 126.8529 | 0.145 | -135.1 | 126.8529
Line14_15_16 | 0 | 0 | 0 | 0 | 0 | 0 | 0 | 0 | 0 | 0 | 0 | 0 | 1.1169e-10 | -9.6063e-10 | -1.5856e-09 | -1.1169e-10 | 9.6063e-10 | 1.5856e-09 | -2.074e-11 | 1.7285e-09 | -6.9533e-10 | 2.074e-11 | -1.7285e-09 | 6.9533e-10 | 0 | 0 | 0 | 0 | 0 | 0 | 1.0643 | 0.86173 | 0.75681 | 1.0643 | 0.86173 | 0.75681 | 0.145 | -135.1 | 126.8529 | 0.145 | -135.1 | 126.8529
Line15_16_17 | 0 | 0 | 0 | 0 | 0 | 0 | 0 | 0 | 0 | 0 | 0 | 0 | 5.5843e-11 | -4.8032e-10 | -7.9278e-10 | -5.5843e-11 | 4.8032e-10 | 7.9278e-10 | -1.037e-11 | 8.6427e-10 | -3.4766e-10 | 1.037e-11 | -8.6427e-10 | 3.4766e-10 | 0 | 0 | 0 | 0 | 0 | 0 | 1.0643 | 0.86173 | 0.75681 | 1.0643 | 0.86173 | 0.75681 | 0.145 | -135.1 | 126.8529 | 0.145 | -135.1 | 126.8529
Line16_4_18 | 0 | 3.2225 | 3.2225 | 0 | 3.2225 | 3.2225 | 0 | 0.7442 | 0.7442 | 0 | 0.7442 | 0.7442 | 1.1074e-10 | 0.48278 | -0.2751 | -1.1074e-10 | -0.37894 | 0.37894 | 7.5765e-17 | 0.076127 | 0.33924 | -7.5761e-17 | 0.13156 | -0.13156 | 0 | -160.8543 | 19.1457 | 0 | 19.1457 | -160.8543 | 1.078 | 0.65675 | 0.5869 | 1.078 | 0.53901 | 0.53901 | -2.0823e-06 | -151.8935 | 148.1848 | -2.0843e-06 | 180 | 180
Line17_5_19 | 0 | 0 | 0 | 0 | 0 | 0 | 0 | 0 | 0 | 0 | 0 | 0 | 5.5843e-11 | -4.8032e-10 | -7.9278e-10 | -5.5843e-11 | 4.8032e-10 | 7.9278e-10 | -1.037e-11 | 8.6427e-10 | -3.4766e-10 | 1.037e-11 | -8.6427e-10 | 3.4766e-10 | 0 | 0 | 0 | 0 | 0 | 0 | 1.0643 | 0.86173 | 0.75681 | 1.0643 | 0.86173 | 0.75681 | 0.145 | -135.1 | 126.8529 | 0.145 | -135.1 | 126.8529
Line1_1_3 | 0 | 0 | 0 | 0 | 0 | 0 | 0 | 0 | 0 | 0 | 0 | 0 | 4.4674e-10 | -3.8425e-09 | -6.3423e-09 | -4.4674e-10 | 3.8425e-09 | 6.3423e-09 | -8.2961e-11 | 6.9141e-09 | -2.7813e-09 | 8.2961e-11 | -6.9141e-09 | 2.7813e-09 | 0 | 0 | 0 | 0 | 0 | 0 | 1.0643 | 0.86173 | 0.75681 | 1.0643 | 0.86173 | 0.75681 | 0.145 | -135.1 | 126.8529 | 0.145 | -135.1 | 126.8529
Line2_1_4 | 0.14434 | 3.1034 | 3.0937 | 0.14434 | 3.1034 | 3.0937 | 0.033333 | 0.7167 | 0.71447 | 0.033333 | 0.7167 | 0.71447 | -0.0093658 | 0.56299 | -0.17507 | 0.0095741 | -0.46668 | 0.27079 | -0.034218 | 0.25392 | 0.51158 | 0.034635 | -0.061294 | -0.32016 | 105.4524 | -159.3758 | 17.961 | -74.5476 | 20.6242 | -162.039 | 1.0643 | 0.86173 | 0.75681 | 1.078 | 0.65675 | 0.5869 | 0.145 | -135.1 | 126.8529 | -2.0823e-06 | -151.8935 | 148.1848
Line3_1_5 | 0 | 0 | 0 | 0 | 0 | 0 | 0 | 0 | 0 | 0 | 0 | 0 | 1.1169e-10 | -9.6063e-10 | -1.5856e-09 | -1.1169e-10 | 9.6063e-10 | 1.5856e-09 | -2.074e-11 | 1.7285e-09 | -6.9533e-10 | 2.074e-11 | -1.7285e-09 | 6.9533e-10 | 0 | 0 | 0 | 0 | 0 | 0 | 1.0643 | 0.86173 | 0.75681 | 1.0643 | 0.86173 | 0.75681 | 0.145 | -135.1 | 126.8529 | 0.145 | -135.1 | 126.8529
Line4_2_6 | 0 | 0 | 0 | 0 | 0 | 0 | 0 | 0 | 0 | 0 | 0 | 0 | 2.7921e-10 | -2.4016e-09 | -3.9639e-09 | -2.7921e-10 | 2.4016e-09 | 3.9639e-09 | -5.1851e-11 | 4.3213e-09 | -1.7383e-09 | 5.1851e-11 | -4.3213e-09 | 1.7383e-09 | 0 | 0 | 0 | 0 | 0 | 0 | 1.0643 | 0.86173 | 0.75681 | 1.0643 | 0.86173 | 0.75681 | 0.145 | -135.1 | 126.8529 | 0.145 | -135.1 | 126.8529
Line5_6_7 | 0 | 0 | 0 | 0 | 0 | 0 | 0 | 0 | 0 | 0 | 0 | 0 | 2.2337e-10 | -1.9213e-09 | -3.1711e-09 | -2.2337e-10 | 1.9213e-09 | 3.1711e-09 | -4.1481e-11 | 3.4571e-09 | -1.3907e-09 | 4.1481e-11 | -3.4571e-09 | 1.3907e-09 | 0 | 0 | 0 | 0 | 0 | 0 | 1.0643 | 0.86173 | 0.75681 | 1.0643 | 0.86173 | 0.75681 | 0.145 | -135.1 | 126.8529 | 0.145 | -135.1 | 126.8529
Line6_7_8 | 0 | 0 | 0 | 0 | 0 | 0 | 0 | 0 | 0 | 0 | 0 | 0 | 1.6753e-10 | -1.4409e-09 | -2.3784e-09 | -1.6753e-10 | 1.4409e-09 | 2.3784e-09 | -3.1111e-11 | 2.5928e-09 | -1.043e-09 | 3.1111e-11 | -2.5928e-09 | 1.043e-09 | 0 | 0 | 0 | 0 | 0 | 0 | 1.0643 | 0.86173 | 0.75681 | 1.0643 | 0.86173 | 0.75681 | 0.145 | -135.1 | 126.8529 | 0.145 | -135.1 | 126.8529
Line7_8_9 | 0 | 0 | 0 | 0 | 0 | 0 | 0 | 0 | 0 | 0 | 0 | 0 | 5.5843e-11 | -4.8032e-10 | -7.9278e-10 | -5.5843e-11 | 4.8032e-10 | 7.9278e-10 | -1.037e-11 | 8.6427e-10 | -3.4766e-10 | 1.037e-11 | -8.6427e-10 | 3.4766e-10 | 0 | 0 | 0 | 0 | 0 | 0 | 1.0643 | 0.86173 | 0.75681 | 1.0643 | 0.86173 | 0.75681 | 0.145 | -135.1 | 126.8529 | 0.145 | -135.1 | 126.8529
Line8_8_10 | 0 | 0 | 0 | 0 | 0 | 0 | 0 | 0 | 0 | 0 | 0 | 0 | 5.5843e-11 | -4.8032e-10 | -7.9278e-10 | -5.5843e-11 | 4.8032e-10 | 7.9278e-10 | -1.037e-11 | 8.6427e-10 | -3.4766e-10 | 1.037e-11 | -8.6427e-10 | 3.4766e-10 | 0 | 0 | 0 | 0 | 0 | 0 | 1.0643 | 0.86173 | 0.75681 | 1.0643 | 0.86173 | 0.75681 | 0.145 | -135.1 | 126.8529 | 0.145 | -135.1 | 126.8529
Line9_3_11 | 0 | 0 | 0 | 0 | 0 | 0 | 0 | 0 | 0 | 0 | 0 | 0 | 3.909e-10 | -3.3622e-09 | -5.5495e-09 | -3.909e-10 | 3.3622e-09 | 5.5495e-09 | -7.2591e-11 | 6.0499e-09 | -2.4336e-09 | 7.2591e-11 | -6.0499e-09 | 2.4336e-09 | 0 | 0 | 0 | 0 | 0 | 0 | 1.0643 | 0.86173 | 0.75681 | 1.0643 | 0.86173 | 0.75681 | 0.145 | -135.1 | 126.8529 | 0.145 | -135.1 | 126.8529

## LL_max_10
name | pf_ikss_a_from_ka | pf_ikss_b_from_ka | pf_ikss_c_from_ka | pf_ikss_a_to_ka | pf_ikss_b_to_ka | pf_ikss_c_to_ka | pf_skss_a_from_mw | pf_skss_b_from_mw | pf_skss_c_from_mw | pf_skss_a_to_mw | pf_skss_b_to_mw | pf_skss_c_to_mw | pf_p_a_from_mw | pf_p_b_from_mw | pf_p_c_from_mw | pf_p_a_to_mw | pf_p_b_to_mw | pf_p_c_to_mw | pf_q_a_from_mvar | pf_q_b_from_mvar | pf_q_c_from_mvar | pf_q_a_to_mvar | pf_q_b_to_mvar | pf_q_c_to_mvar | pf_ikss_a_from_degree | pf_ikss_b_from_degree | pf_ikss_c_from_degree | pf_ikss_a_to_degree | pf_ikss_b_to_degree | pf_ikss_c_to_degree | pf_vm_a_from_pu | pf_vm_b_from_pu | pf_vm_c_from_pu | pf_vm_a_to_pu | pf_vm_b_to_pu | pf_vm_c_to_pu | pf_va_a_from_degree | pf_va_b_from_degree | pf_va_c_from_degree | pf_va_a_to_degree | pf_va_b_to_degree | pf_va_c_to_degree
Line0_1_2 | 0 | 0 | 0 | 0 | 0 | 0 | 0 | 0 | 0 | 0 | 0 | 0 | 3.679e-10 | -3.2137e-09 | -5.3006e-09 | -3.679e-10 | 3.2137e-09 | 5.3006e-09 | -6.6657e-11 | 5.8425e-09 | -2.3876e-09 | 6.6657e-11 | -5.8425e-09 | 2.3876e-09 | 0 | 0 | 0 | 0 | 0 | 0 | 1.115 | 0.89639 | 0.78389 | 1.115 | 0.89639 | 0.78389 | 0.14154 | -135.6246 | 127.2306 | 0.14154 | -135.6246 | 127.2306
Line10_11_12 | 0 | 0 | 0 | 0 | 0 | 0 | 0 | 0 | 0 | 0 | 0 | 0 | 3.679e-10 | -3.2137e-09 | -5.3006e-09 | -3.679e-10 | 3.2137e-09 | 5.3006e-09 | -6.6657e-11 | 5.8425e-09 | -2.3876e-09 | 6.6657e-11 | -5.8425e-09 | 2.3876e-09 | 0 | 0 | 0 | 0 | 0 | 0 | 1.115 | 0.89639 | 0.78389 | 1.115 | 0.89639 | 0.78389 | 0.14154 | -135.6246 | 127.2306 | 0.14154 | -135.6246 | 127.2306
Line11_12_13 | 0 | 0 | 0 | 0 | 0 | 0 | 0 | 0 | 0 | 0 | 0 | 0 | 3.0658e-10 | -2.6781e-09 | -4.4172e-09 | -3.0658e-10 | 2.6781e-09 | 4.4172e-09 | -5.5547e-11 | 4.8688e-09 | -1.9897e-09 | 5.5547e-11 | -4.8688e-09 | 1.9897e-09 | 0 | 0 | 0 | 0 | 0 | 0 | 1.115 | 0.89639 | 0.78389 | 1.115 | 0.89639 | 0.78389 | 0.14154 | -135.6246 | 127.2306 | 0.14154 | -135.6246 | 127.2306
Line12_13_15 | 0 | 0 | 0 | 0 | 0 | 0 | 0 | 0 | 0 | 0 | 0 | 0 | 1.8395e-10 | -1.6068e-09 | -2.6503e-09 | -1.8395e-10 | 1.6068e-09 | 2.6503e-09 | -3.3328e-11 | 2.9213e-09 | -1.1938e-09 | 3.3328e-11 | -2.9213e-09 | 1.1938e-09 | 0 | 0 | 0 | 0 | 0 | 0 | 1.115 | 0.89639 | 0.78389 | 1.115 | 0.89639 | 0.78389 | 0.14154 | -135.6246 | 127.2306 | 0.14154 | -135.6246 | 127.2306
Line13_13_14 | 0 | 0 | 0 | 0 | 0 | 0 | 0 | 0 | 0 | 0 | 0 | 0 | 6.1316e-11 | -5.3561e-10 | -8.8343e-10 | -6.1316e-11 | 5.3561e-10 | 8.8343e-10 | -1.1109e-11 | 9.7376e-10 | -3.9794e-10 | 1.1109e-11 | -9.7376e-10 | 3.9794e-10 | 0 | 0 | 0 | 0 | 0 | 0 | 1.115 | 0.89639 | 0.78389 | 1.115 | 0.89639 | 0.78389 | 0.14154 | -135.6246 | 127.2306 | 0.14154 | -135.6246 | 127.2306
Line14_15_16 | 0 | 0 | 0 | 0 | 0 | 0 | 0 | 0 | 0 | 0 | 0 | 0 | 1.2263e-10 | -1.0712e-09 | -1.7669e-09 | -1.2263e-10 | 1.0712e-09 | 1.7669e-09 | -2.2219e-11 | 1.9475e-09 | -7.9588e-10 | 2.2219e-11 | -1.9475e-09 | 7.9588e-10 | 0 | 0 | 0 | 0 | 0 | 0 | 1.115 | 0.89639 | 0.78389 | 1.115 | 0.89639 | 0.78389 | 0.14154 | -135.6246 | 127.2306 | 0.14154 | -135.6246 | 127.2306
Line15_16_17 | 0 | 0 | 0 | 0 | 0 | 0 | 0 | 0 | 0 | 0 | 0 | 0 | 6.1316e-11 | -5.3561e-10 | -8.8343e-10 | -6.1316e-11 | 5.3561e-10 | 8.8343e-10 | -1.1109e-11 | 9.7376e-10 | -3.9794e-10 | 1.1109e-11 | -9.7376e-10 | 3.9794e-10 | 0 | 0 | 0 | 0 | 0 | 0 | 1.115 | 0.89639 | 0.78389 | 1.115 | 0.89639 | 0.78389 | 0.14154 | -135.6246 | 127.2306 | 0.14154 | -135.6246 | 127.2306
Line16_4_18 | 0 | 3.321 | 3.321 | 0 | 3.321 | 3.321 | 0 | 0.76695 | 0.76695 | 0 | 0.76695 | 0.76695 | 1.1874e-10 | 0.51974 | -0.29916 | -1.1874e-10 | -0.40945 | 0.40945 | 7.9052e-17 | 0.080269 | 0.36089 | -3.7277e-17 | 0.14031 | -0.14031 | 0 | -161.0844 | 18.9156 | 0 | 18.9156 | -161.0844 | 1.1287 | 0.68571 | 0.61121 | 1.1287 | 0.56435 | 0.56435 | -2.1658e-06 | -152.305 | 148.5727 | -2.1678e-06 | 180 | 180
Line17_5_19 | 0 | 0 | 0 | 0 | 0 | 0 | 0 | 0 | 0 | 0 | 0 | 0 | 6.1316e-11 | -5.3561e-10 | -8.8343e-10 | -6.1316e-11 | 5.3561e-10 | 8.8343e-10 | -1.1109e-11 | 9.7376e-10 | -3.9794e-10 | 1.1109e-11 | -9.7376e-10 | 3.9794e-10 | 0 | 0 | 0 | 0 | 0 | 0 | 1.115 | 0.89639 | 0.78389 | 1.115 | 0.89639 | 0.78389 | 0.14154 | -135.6246 | 127.2306 | 0.14154 | -135.6246 | 127.2306
Line1_1_3 | 0 | 0 | 0 | 0 | 0 | 0 | 0 | 0 | 0 | 0 | 0 | 0 | 4.9053e-10 | -4.2849e-09 | -7.0675e-09 | -4.9053e-10 | 4.2849e-09 | 7.0675e-09 | -8.8875e-11 | 7.7901e-09 | -3.1835e-09 | 8.8875e-11 | -7.7901e-09 | 3.1835e-09 | 0 | 0 | 0 | 0 | 0 | 0 | 1.115 | 0.89639 | 0.78389 | 1.115 | 0.89639 | 0.78389 | 0.14154 | -135.6246 | 127.2306 | 0.14154 | -135.6246 | 127.2306
Line2_1_4 | 0.14434 | 3.2019 | 3.1922 | 0.14434 | 3.2019 | 3.1922 | 0.033333 | 0.73946 | 0.73721 | 0.033333 | 0.73946 | 0.73721 | -0.0096548 | 0.60541 | -0.19255 | 0.0098631 | -0.50289 | 0.29445 | -0.03589 | 0.26988 | 0.54488 | 0.036307 | -0.064829 | -0.34107 | 105.1981 | -159.6506 | 17.7684 | -74.8019 | 20.3494 | -162.2316 | 1.115 | 0.89639 | 0.78389 | 1.1287 | 0.68571 | 0.61121 | 0.14154 | -135.6246 | 127.2306 | -2.1658e-06 | -152.305 | 148.5727
Line3_1_5 | 0 | 0 | 0 | 0 | 0 | 0 | 0 | 0 | 0 | 0 | 0 | 0 | 1.2263e-10 | -1.0712e-09 | -1.7669e-09 | -1.2263e-10 | 1.0712e-09 | 1.7669e-09 | -2.2219e-11 | 1.9475e-09 | -7.9588e-10 | 2.2219e-11 | -1.9475e-09 | 7.9588e-10 | 0 | 0 | 0 | 0 | 0 | 0 | 1.115 | 0.89639 | 0.78389 | 1.115 | 0.89639 | 0.78389 | 0.14154 | -135.6246 | 127.2306 | 0.14154 | -135.6246 | 127.2306
Line4_2_6 | 0 | 0 | 0 | 0 | 0 | 0 | 0 | 0 | 0 | 0 | 0 | 0 | 3.0658e-10 | -2.6781e-09 | -4.4172e-09 | -3.0658e-10 | 2.6781e-09 | 4.4172e-09 | -5.5547e-11 | 4.8688e-09 | -1.9897e-09 | 5.5547e-11 | -4.8688e-09 | 1.9897e-09 | 0 | 0 | 0 | 0 | 0 | 0 | 1.115 | 0.89639 | 0.78389 | 1.115 | 0.89639 | 0.78389 | 0.14154 | -135.6246 | 127.2306 | 0.14154 | -135.6246 | 127.2306
Line5_6_7 | 0 | 0 | 0 | 0 | 0 | 0 | 0 | 0 | 0 | 0 | 0 | 0 | 2.4526e-10 | -2.1425e-09 | -3.5337e-09 | -2.4526e-10 | 2.1425e-09 | 3.5337e-09 | -4.4438e-11 | 3.895e-09 | -1.5918e-09 | 4.4438e-11 | -3.895e-09 | 1.5918e-09 | 0 | 0 | 0 | 0 | 0 | 0 | 1.115 | 0.89639 | 0.78389 | 1.115 | 0.89639 | 0.78389 | 0.14154 | -135.6246 | 127.2306 | 0.14154 | -135.6246 | 127.2306
Line6_7_8 | 0 | 0 | 0 | 0 | 0 | 0 | 0 | 0 | 0 | 0 | 0 | 0 | 1.8395e-10 | -1.6068e-09 | -2.6503e-09 | -1.8395e-10 | 1.6068e-09 | 2.6503e-09 | -3.3328e-11 | 2.9213e-09 | -1.1938e-09 | 3.3328e-11 | -2.9213e-09 | 1.1938e-09 | 0 | 0 | 0 | 0 | 0 | 0 | 1.115 | 0.89639 | 0.78389 | 1.115 | 0.89639 | 0.78389 | 0.14154 | -135.6246 | 127.2306 | 0.14154 | -135.6246 | 127.2306
Line7_8_9 | 0 | 0 | 0 | 0 | 0 | 0 | 0 | 0 | 0 | 0 | 0 | 0 | 6.1316e-11 | -5.3561e-10 | -8.8343e-10 | -6.1316e-11 | 5.3561e-10 | 8.8343e-10 | -1.1109e-11 | 9.7376e-10 | -3.9794e-10 | 1.1109e-11 | -9.7376e-10 | 3.9794e-10 | 0 | 0 | 0 | 0 | 0 | 0 | 1.115 | 0.89639 | 0.78389 | 1.115 | 0.89639 | 0.78389 | 0.14154 | -135.6246 | 127.2306 | 0.14154 | -135.6246 | 127.2306
Line8_8_10 | 0 | 0 | 0 | 0 | 0 | 0 | 0 | 0 | 0 | 0 | 0 | 0 | 6.1316e-11 | -5.3561e-10 | -8.8343e-10 | -6.1316e-11 | 5.3561e-10 | 8.8343e-10 | -1.1109e-11 | 9.7376e-10 | -3.9794e-10 | 1.1109e-11 | -9.7376e-10 | 3.9794e-10 | 0 | 0 | 0 | 0 | 0 | 0 | 1.115 | 0.89639 | 0.78389 | 1.115 | 0.89639 | 0.78389 | 0.14154 | -135.6246 | 127.2306 | 0.14154 | -135.6246 | 127.2306
Line9_3_11 | 0 | 0 | 0 | 0 | 0 | 0 | 0 | 0 | 0 | 0 | 0 | 0 | 4.2921e-10 | -3.7493e-09 | -6.184e-09 | -4.2921e-10 | 3.7493e-09 | 6.184e-09 | -7.7766e-11 | 6.8163e-09 | -2.7856e-09 | 7.7766e-11 | -6.8163e-09 | 2.7856e-09 | 0 | 0 | 0 | 0 | 0 | 0 | 1.115 | 0.89639 | 0.78389 | 1.115 | 0.89639 | 0.78389 | 0.14154 | -135.6246 | 127.2306 | 0.14154 | -135.6246 | 127.2306

## LL_max_fault_6
name | pf_ikss_a_from_ka | pf_ikss_b_from_ka | pf_ikss_c_from_ka | pf_ikss_a_to_ka | pf_ikss_b_to_ka | pf_ikss_c_to_ka | pf_skss_a_from_mw | pf_skss_b_from_mw | pf_skss_c_from_mw | pf_skss_a_to_mw | pf_skss_b_to_mw | pf_skss_c_to_mw | pf_p_a_from_mw | pf_p_b_from_mw | pf_p_c_from_mw | pf_p_a_to_mw | pf_p_b_to_mw | pf_p_c_to_mw | pf_q_a_from_mvar | pf_q_b_from_mvar | pf_q_c_from_mvar | pf_q_a_to_mvar | pf_q_b_to_mvar | pf_q_c_to_mvar | pf_ikss_a_from_degree | pf_ikss_b_from_degree | pf_ikss_c_from_degree | pf_ikss_a_to_degree | pf_ikss_b_to_degree | pf_ikss_c_to_degree | pf_vm_a_from_pu | pf_vm_b_from_pu | pf_vm_c_from_pu | pf_vm_a_to_pu | pf_vm_b_to_pu | pf_vm_c_to_pu | pf_va_a_from_degree | pf_va_b_from_degree | pf_va_c_from_degree | pf_va_a_to_degree | pf_va_b_to_degree | pf_va_c_to_degree
Line0_1_2 | 0 | 0 | 0 | 0 | 0 | 0 | 0 | 0 | 0 | 0 | 0 | 0 | 3.3506e-10 | 2.8553e-10 | 1.9434e-10 | -3.3506e-10 | -2.8553e-10 | -1.9434e-10 | -6.2222e-11 | 6.8806e-11 | -3.8575e-11 | 6.2222e-11 | -6.8806e-11 | 3.8575e-11 | 0 | 0 | 0 | 0 | 0 | 0 | 1.0643 | 1.0622 | 1.0583 | 1.0643 | 1.0622 | 1.0583 | 0.14501 | -120.1607 | 120.0904 | 0.14501 | -120.1607 | 120.0904
Line10_11_12 | 0 | 0 | 0 | 0 | 0 | 0 | 0 | 0 | 0 | 0 | 0 | 0 | 3.3506e-10 | 2.8553e-10 | 1.9434e-10 | -3.3506e-10 | -2.8553e-10 | -1.9434e-10 | -6.2222e-11 | 6.8806e-11 | -3.8575e-11 | 6.2222e-11 | -6.8806e-11 | 3.8575e-11 | 0 | 0 | 0 | 0 | 0 | 0 | 1.0643 | 1.0622 | 1.0583 | 1.0643 | 1.0622 | 1.0583 | 0.14501 | -120.1607 | 120.0904 | 0.14501 | -120.1607 | 120.0904
Line11_12_13 | 0 | 0 | 0 | 0 | 0 | 0 | 0 | 0 | 0 | 0 | 0 | 0 | 2.7921e-10 | 2.3794e-10 | 1.6195e-10 | -2.7921e-10 | -2.3794e-10 | -1.6195e-10 | -5.1851e-11 | 5.7338e-11 | -3.2146e-11 | 5.1851e-11 | -5.7338e-11 | 3.2146e-11 | 0 | 0 | 0 | 0 | 0 | 0 | 1.0643 | 1.0622 | 1.0583 | 1.0643 | 1.0622 | 1.0583 | 0.14501 | -120.1607 | 120.0904 | 0.14501 | -120.1607 | 120.0904
Line12_13_15 | 0 | 0 | 0 | 0 | 0 | 0 | 0 | 0 | 0 | 0 | 0 | 0 | 1.6753e-10 | 1.4276e-10 | 9.7172e-11 | -1.6753e-10 | -1.4276e-10 | -9.7172e-11 | -3.1111e-11 | 3.4403e-11 | -1.9288e-11 | 3.1111e-11 | -3.4403e-11 | 1.9288e-11 | 0 | 0 | 0 | 0 | 0 | 0 | 1.0643 | 1.0622 | 1.0583 | 1.0643 | 1.0622 | 1.0583 | 0.14501 | -120.1607 | 120.0904 | 0.14501 | -120.1607 | 120.0904
Line13_13_14 | 0 | 0 | 0 | 0 | 0 | 0 | 0 | 0 | 0 | 0 | 0 | 0 | 5.5843e-11 | 4.7588e-11 | 3.2391e-11 | -5.5843e-11 | -4.7588e-11 | -3.2391e-11 | -1.037e-11 | 1.1468e-11 | -6.4292e-12 | 1.037e-11 | -1.1468e-11 | 6.4292e-12 | 0 | 0 | 0 | 0 | 0 | 0 | 1.0643 | 1.0622 | 1.0583 | 1.0643 | 1.0622 | 1.0583 | 0.14501 | -120.1607 | 120.0904 | 0.14501 | -120.1607 | 120.0904
Line14_15_16 | 0 | 0 | 0 | 0 | 0 | 0 | 0 | 0 | 0 | 0 | 0 | 0 | 1.1169e-10 | 9.5176e-11 | 6.4782e-11 | -1.1169e-10 | -9.5176e-11 | -6.4782e-11 | -2.0741e-11 | 2.2935e-11 | -1.2858e-11 | 2.0741e-11 | -2.2935e-11 | 1.2858e-11 | 0 | 0 | 0 | 0 | 0 | 0 | 1.0643 | 1.0622 | 1.0583 | 1.0643 | 1.0622 | 1.0583 | 0.14501 | -120.1607 | 120.0904 | 0.14501 | -120.1607 | 120.0904
Line15_16_17 | 0 | 0 | 0 | 0 | 0 | 0 | 0 | 0 | 0 | 0 | 0 | 0 | 5.5843e-11 | 4.7588e-11 | 3.2391e-11 | -5.5843e-11 | -4.7588e-11 | -3.2391e-11 | -1.037e-11 | 1.1468e-11 | -6.4292e-12 | 1.037e-11 | -1.1468e-11 | 6.4292e-12 | 0 | 0 | 0 | 0 | 0 | 0 | 1.0643 | 1.0622 | 1.0583 | 1.0643 | 1.0622 | 1.0583 | 0.14501 | -120.1607 | 120.0904 | 0.14501 | -120.1607 | 120.0904
Line16_4_18 | 0 | 0.059959 | 0.059959 | 0 | 0.059959 | 0.059959 | 0 | 0.013847 | 0.013847 | 0 | 0.013847 | 0.013847 | 1.1074e-10 | 0.014344 | 0.0037034 | -1.1074e-10 | -0.014308 | -0.0036674 | -3.5021e-17 | 0.003825 | 0.014294 | 1.5077e-17 | -0.0037531 | -0.014222 | 0 | -135.4649 | 44.5351 | 0 | 44.5351 | -135.4649 | 1.078 | 1.0721 | 1.0664 | 1.078 | 1.0682 | 1.0607 | -5.836e-08 | -120.5336 | 120.01 | -6.0407e-08 | -120.7668 | 120.0754
Line17_5_19 | 0 | 0 | 0 | 0 | 0 | 0 | 0 | 0 | 0 | 0 | 0 | 0 | 5.5843e-11 | 4.7588e-11 | 3.2391e-11 | -5.5843e-11 | -4.7588e-11 | -3.2391e-11 | -1.037e-11 | 1.1468e-11 | -6.4292e-12 | 1.037e-11 | -1.1468e-11 | 6.4292e-12 | 0 | 0 | 0 | 0 | 0 | 0 | 1.0643 | 1.0622 | 1.0583 | 1.0643 | 1.0622 | 1.0583 | 0.14501 | -120.1607 | 120.0904 | 0.14501 | -120.1607 | 120.0904
Line1_1_3 | 0 | 0 | 0 | 0 | 0 | 0 | 0 | 0 | 0 | 0 | 0 | 0 | 4.4674e-10 | 3.807e-10 | 2.5913e-10 | -4.4674e-10 | -3.807e-10 | -2.5913e-10 | -8.2962e-11 | 9.1741e-11 | -5.1434e-11 | 8.2962e-11 | -9.1741e-11 | 5.1434e-11 | 0 | 0 | 0 | 0 | 0 | 0 | 1.0643 | 1.0622 | 1.0583 | 1.0643 | 1.0622 | 1.0583 | 0.14501 | -120.1607 | 120.0904 | 0.14501 | -120.1607 | 120.0904
Line2_1_4 | 0.14434 | 0.12464 | 0.084392 | 0.14434 | 0.12464 | 0.084392 | 0.033333 | 0.028784 | 0.019489 | 0.033333 | 0.028784 | 0.019489 | -0.0093659 | 0.0046572 | -0.0056903 | 0.0095742 | -0.0045019 | 0.0057615 | -0.034218 | -0.030218 | -0.019826 | 0.034635 | 0.030529 | 0.019969 | 105.4525 | -38.9221 | -133.8957 | -74.5475 | 141.0779 | 46.1043 | 1.0643 | 1.0622 | 1.0583 | 1.078 | 1.0721 | 1.0664 | 0.14501 | -120.1607 | 120.0904 | -5.836e-08 | -120.5336 | 120.01
Line3_1_5 | 0 | 0 | 0 | 0 | 0 | 0 | 0 | 0 | 0 | 0 | 0 | 0 | 1.1169e-10 | 9.5176e-11 | 6.4782e-11 | -1.1169e-10 | -9.5176e-11 | -6.4782e-11 | -2.0741e-11 | 2.2935e-11 | -1.2858e-11 | 2.0741e-11 | -2.2935e-11 | 1.2858e-11 | 0 | 0 | 0 | 0 | 0 | 0 | 1.0643 | 1.0622 | 1.0583 | 1.0643 | 1.0622 | 1.0583 | 0.14501 | -120.1607 | 120.0904 | 0.14501 | -120.1607 | 120.0904
Line4_2_6 | 0 | 0 | 0 | 0 | 0 | 0 | 0 | 0 | 0 | 0 | 0 | 0 | 2.7921e-10 | 2.3794e-10 | 1.6195e-10 | -2.7921e-10 | -2.3794e-10 | -1.6195e-10 | -5.1851e-11 | 5.7338e-11 | -3.2146e-11 | 5.1851e-11 | -5.7338e-11 | 3.2146e-11 | 0 | 0 | 0 | 0 | 0 | 0 | 1.0643 | 1.0622 | 1.0583 | 1.0643 | 1.0622 | 1.0583 | 0.14501 | -120.1607 | 120.0904 | 0.14501 | -120.1607 | 120.0904
Line5_6_7 | 0 | 0 | 0 | 0 | 0 | 0 | 0 | 0 | 0 | 0 | 0 | 0 | 2.2337e-10 | 1.9035e-10 | 1.2956e-10 | -2.2337e-10 | -1.9035e-10 | -1.2956e-10 | -4.1481e-11 | 4.587e-11 | -2.5717e-11 | 4.1481e-11 | -4.587e-11 | 2.5717e-11 | 0 | 0 | 0 | 0 | 0 | 0 | 1.0643 | 1.0622 | 1.0583 | 1.0643 | 1.0622 | 1.0583 | 0.14501 | -120.1607 | 120.0904 | 0.14501 | -120.1607 | 120.0904
Line6_7_8 | 0 | 0 | 0 | 0 | 0 | 0 | 0 | 0 | 0 | 0 | 0 | 0 | 1.6753e-10 | 1.4276e-10 | 9.7172e-11 | -1.6753e-10 | -1.4276e-10 | -9.7172e-11 | -3.1111e-11 | 3.4403e-11 | -1.9288e-11 | 3.1111e-11 | -3.4403e-11 | 1.9288e-11 | 0 | 0 | 0 | 0 | 0 | 0 | 1.0643 | 1.0622 | 1.0583 | 1.0643 | 1.0622 | 1.0583 | 0.14501 | -120.1607 | 120.0904 | 0.14501 | -120.1607 | 120.0904
Line7_8_9 | 0 | 0 | 0 | 0 | 0 | 0 | 0 | 0 | 0 | 0 | 0 | 0 | 5.5843e-11 | 4.7588e-11 | 3.2391e-11 | -5.5843e-11 | -4.7588e-11 | -3.2391e-11 | -1.037e-11 | 1.1468e-11 | -6.4292e-12 | 1.037e-11 | -1.1468e-11 | 6.4292e-12 | 0 | 0 | 0 | 0 | 0 | 0 | 1.0643 | 1.0622 | 1.0583 | 1.0643 | 1.0622 | 1.0583 | 0.14501 | -120.1607 | 120.0904 | 0.14501 | -120.1607 | 120.0904
Line8_8_10 | 0 | 0 | 0 | 0 | 0 | 0 | 0 | 0 | 0 | 0 | 0 | 0 | 5.5843e-11 | 4.7588e-11 | 3.2391e-11 | -5.5843e-11 | -4.7588e-11 | -3.2391e-11 | -1.037e-11 | 1.1468e-11 | -6.4292e-12 | 1.037e-11 | -1.1468e-11 | 6.4292e-12 | 0 | 0 | 0 | 0 | 0 | 0 | 1.0643 | 1.0622 | 1.0583 | 1.0643 | 1.0622 | 1.0583 | 0.14501 | -120.1607 | 120.0904 | 0.14501 | -120.1607 | 120.0904
Line9_3_11 | 0 | 0 | 0 | 0 | 0 | 0 | 0 | 0 | 0 | 0 | 0 | 0 | 3.909e-10 | 3.3312e-10 | 2.2674e-10 | -3.909e-10 | -3.3312e-10 | -2.2674e-10 | -7.2592e-11 | 8.0273e-11 | -4.5004e-11 | 7.2592e-11 | -8.0273e-11 | 4.5004e-11 | 0 | 0 | 0 | 0 | 0 | 0 | 1.0643 | 1.0622 | 1.0583 | 1.0643 | 1.0622 | 1.0583 | 0.14501 | -120.1607 | 120.0904 | 0.14501 | -120.1607 | 120.0904

## LL_max_fault_10
name | pf_ikss_a_from_ka | pf_ikss_b_from_ka | pf_ikss_c_from_ka | pf_ikss_a_to_ka | pf_ikss_b_to_ka | pf_ikss_c_to_ka | pf_skss_a_from_mw | pf_skss_b_from_mw | pf_skss_c_from_mw | pf_skss_a_to_mw | pf_skss_b_to_mw | pf_skss_c_to_mw | pf_p_a_from_mw | pf_p_b_from_mw | pf_p_c_from_mw | pf_p_a_to_mw | pf_p_b_to_mw | pf_p_c_to_mw | pf_q_a_from_mvar | pf_q_b_from_mvar | pf_q_c_from_mvar | pf_q_a_to_mvar | pf_q_b_to_mvar | pf_q_c_to_mvar | pf_ikss_a_from_degree | pf_ikss_b_from_degree | pf_ikss_c_from_degree | pf_ikss_a_to_degree | pf_ikss_b_to_degree | pf_ikss_c_to_degree | pf_vm_a_from_pu | pf_vm_b_from_pu | pf_vm_c_from_pu | pf_vm_a_to_pu | pf_vm_b_to_pu | pf_vm_c_to_pu | pf_va_a_from_degree | pf_va_b_from_degree | pf_va_c_from_degree | pf_va_a_to_degree | pf_va_b_to_degree | pf_va_c_to_degree
Line0_1_2 | 0 | 0 | 0 | 0 | 0 | 0 | 0 | 0 | 0 | 0 | 0 | 0 | 3.679e-10 | 3.1105e-10 | 2.0634e-10 | -3.679e-10 | -3.1105e-10 | -2.0634e-10 | -6.6657e-11 | 8.3808e-11 | -3.9531e-11 | 6.6657e-11 | -8.3808e-11 | 3.9531e-11 | 0 | 0 | 0 | 0 | 0 | 0 | 1.115 | 1.1127 | 1.1085 | 1.115 | 1.1127 | 1.1085 | 0.14154 | -120.1783 | 120.0844 | 0.14154 | -120.1783 | 120.0844
Line10_11_12 | 0 | 0 | 0 | 0 | 0 | 0 | 0 | 0 | 0 | 0 | 0 | 0 | 3.679e-10 | 3.1105e-10 | 2.0634e-10 | -3.679e-10 | -3.1105e-10 | -2.0634e-10 | -6.6657e-11 | 8.3808e-11 | -3.9531e-11 | 6.6657e-11 | -8.3808e-11 | 3.9531e-11 | 0 | 0 | 0 | 0 | 0 | 0 | 1.115 | 1.1127 | 1.1085 | 1.115 | 1.1127 | 1.1085 | 0.14154 | -120.1783 | 120.0844 | 0.14154 | -120.1783 | 120.0844
Line11_12_13 | 0 | 0 | 0 | 0 | 0 | 0 | 0 | 0 | 0 | 0 | 0 | 0 | 3.0658e-10 | 2.5921e-10 | 1.7195e-10 | -3.0658e-10 | -2.5921e-10 | -1.7195e-10 | -5.5548e-11 | 6.984e-11 | -3.2942e-11 | 5.5548e-11 | -6.984e-11 | 3.2942e-11 | 0 | 0 | 0 | 0 | 0 | 0 | 1.115 | 1.1127 | 1.1085 | 1.115 | 1.1127 | 1.1085 | 0.14154 | -120.1783 | 120.0844 | 0.14154 | -120.1783 | 120.0844
Line12_13_15 | 0 | 0 | 0 | 0 | 0 | 0 | 0 | 0 | 0 | 0 | 0 | 0 | 1.8395e-10 | 1.5552e-10 | 1.0317e-10 | -1.8395e-10 | -1.5552e-10 | -1.0317e-10 | -3.3329e-11 | 4.1904e-11 | -1.9765e-11 | 3.3329e-11 | -4.1904e-11 | 1.9765e-11 | 0 | 0 | 0 | 0 | 0 | 0 | 1.115 | 1.1127 | 1.1085 | 1.115 | 1.1127 | 1.1085 | 0.14154 | -120.1783 | 120.0844 | 0.14154 | -120.1783 | 120.0844
Line13_13_14 | 0 | 0 | 0 | 0 | 0 | 0 | 0 | 0 | 0 | 0 | 0 | 0 | 6.1316e-11 | 5.1841e-11 | 3.439e-11 | -6.1316e-11 | -5.1841e-11 | -3.439e-11 | -1.111e-11 | 1.3968e-11 | -6.5885e-12 | 1.111e-11 | -1.3968e-11 | 6.5885e-12 | 0 | 0 | 0 | 0 | 0 | 0 | 1.115 | 1.1127 | 1.1085 | 1.115 | 1.1127 | 1.1085 | 0.14154 | -120.1783 | 120.0844 | 0.14154 | -120.1783 | 120.0844
Line14_15_16 | 0 | 0 | 0 | 0 | 0 | 0 | 0 | 0 | 0 | 0 | 0 | 0 | 1.2263e-10 | 1.0368e-10 | 6.8779e-11 | -1.2263e-10 | -1.0368e-10 | -6.8779e-11 | -2.2219e-11 | 2.7936e-11 | -1.3177e-11 | 2.2219e-11 | -2.7936e-11 | 1.3177e-11 | 0 | 0 | 0 | 0 | 0 | 0 | 1.115 | 1.1127 | 1.1085 | 1.115 | 1.1127 | 1.1085 | 0.14154 | -120.1783 | 120.0844 | 0.14154 | -120.1783 | 120.0844
Line15_16_17 | 0 | 0 | 0 | 0 | 0 | 0 | 0 | 0 | 0 | 0 | 0 | 0 | 6.1316e-11 | 5.1841e-11 | 3.439e-11 | -6.1316e-11 | -5.1841e-11 | -3.439e-11 | -1.111e-11 | 1.3968e-11 | -6.5885e-12 | 1.111e-11 | -1.3968e-11 | 6.5885e-12 | 0 | 0 | 0 | 0 | 0 | 0 | 1.115 | 1.1127 | 1.1085 | 1.115 | 1.1127 | 1.1085 | 0.14154 | -120.1783 | 120.0844 | 0.14154 | -120.1783 | 120.0844
Line16_4_18 | 0 | 0.062763 | 0.062763 | 0 | 0.062763 | 0.062763 | 0 | 0.014494 | 0.014494 | 0 | 0.014494 | 0.014494 | 1.1874e-10 | 0.015719 | 0.0040553 | -1.1874e-10 | -0.01568 | -0.0040159 | -5.234e-17 | 0.0041909 | 0.015662 | 2.8849e-17 | -0.0041121 | -0.015584 | 0 | -135.4761 | 44.5239 | 0 | 44.5239 | -135.4761 | 1.1287 | 1.1224 | 1.1162 | 1.1287 | 1.1184 | 1.1103 | -6.1674e-08 | -120.5478 | 120.0075 | -6.3677e-08 | -120.781 | 120.073
Line17_5_19 | 0 | 0 | 0 | 0 | 0 | 0 | 0 | 0 | 0 | 0 | 0 | 0 | 6.1316e-11 | 5.1841e-11 | 3.439e-11 | -6.1316e-11 | -5.1841e-11 | -3.439e-11 | -1.111e-11 | 1.3968e-11 | -6.5885e-12 | 1.111e-11 | -1.3968e-11 | 6.5885e-12 | 0 | 0 | 0 | 0 | 0 | 0 | 1.115 | 1.1127 | 1.1085 | 1.115 | 1.1127 | 1.1085 | 0.14154 | -120.1783 | 120.0844 | 0.14154 | -120.1783 | 120.0844
Line1_1_3 | 0 | 0 | 0 | 0 | 0 | 0 | 0 | 0 | 0 | 0 | 0 | 0 | 4.9053e-10 | 4.1473e-10 | 2.7512e-10 | -4.9053e-10 | -4.1473e-10 | -2.7512e-10 | -8.8876e-11 | 1.1174e-10 | -5.2708e-11 | 8.8876e-11 | -1.1174e-10 | 5.2708e-11 | 0 | 0 | 0 | 0 | 0 | 0 | 1.115 | 1.1127 | 1.1085 | 1.115 | 1.1127 | 1.1085 | 0.14154 | -120.1783 | 120.0844 | 0.14154 | -120.1783 | 120.0844
Line2_1_4 | 0.14434 | 0.12462 | 0.081583 | 0.14434 | 0.12462 | 0.081583 | 0.033333 | 0.028779 | 0.018841 | 0.033333 | 0.028779 | 0.018841 | -0.0096549 | 0.0057217 | -0.0056275 | 0.0098632 | -0.0055664 | 0.0056941 | -0.035891 | -0.031507 | -0.020112 | 0.036307 | 0.031818 | 0.020245 | 105.1981 | -40.471 | -134.2832 | -74.8019 | 139.529 | 45.7168 | 1.115 | 1.1127 | 1.1085 | 1.1287 | 1.1224 | 1.1162 | 0.14154 | -120.1783 | 120.0844 | -6.1674e-08 | -120.5478 | 120.0075
Line3_1_5 | 0 | 0 | 0 | 0 | 0 | 0 | 0 | 0 | 0 | 0 | 0 | 0 | 1.2263e-10 | 1.0368e-10 | 6.8779e-11 | -1.2263e-10 | -1.0368e-10 | -6.8779e-11 | -2.2219e-11 | 2.7936e-11 | -1.3177e-11 | 2.2219e-11 | -2.7936e-11 | 1.3177e-11 | 0 | 0 | 0 | 0 | 0 | 0 | 1.115 | 1.1127 | 1.1085 | 1.115 | 1.1127 | 1.1085 | 0.14154 | -120.1783 | 120.0844 | 0.14154 | -120.1783 | 120.0844
Line4_2_6 | 0 | 0 | 0 | 0 | 0 | 0 | 0 | 0 | 0 | 0 | 0 | 0 | 3.0658e-10 | 2.5921e-10 | 1.7195e-10 | -3.0658e-10 | -2.5921e-10 | -1.7195e-10 | -5.5548e-11 | 6.984e-11 | -3.2942e-11 | 5.5548e-11 | -6.984e-11 | 3.2942e-11 | 0 | 0 | 0 | 0 | 0 | 0 | 1.115 | 1.1127 | 1.1085 | 1.115 | 1.1127 | 1.1085 | 0.14154 | -120.1783 | 120.0844 | 0.14154 | -120.1783 | 120.0844
Line5_6_7 | 0 | 0 | 0 | 0 | 0 | 0 | 0 | 0 | 0 | 0 | 0 | 0 | 2.4527e-10 | 2.0737e-10 | 1.3756e-10 | -2.4527e-10 | -2.0737e-10 | -1.3756e-10 | -4.4438e-11 | 5.5872e-11 | -2.6354e-11 | 4.4438e-11 | -5.5872e-11 | 2.6354e-11 | 0 | 0 | 0 | 0 | 0 | 0 | 1.115 | 1.1127 | 1.1085 | 1.115 | 1.1127 | 1.1085 | 0.14154 | -120.1783 | 120.0844 | 0.14154 | -120.1783 | 120.0844
Line6_7_8 | 0 | 0 | 0 | 0 | 0 | 0 | 0 | 0 | 0 | 0 | 0 | 0 | 1.8395e-10 | 1.5552e-10 | 1.0317e-10 | -1.8395e-10 | -1.5552e-10 | -1.0317e-10 | -3.3329e-11 | 4.1904e-11 | -1.9765e-11 | 3.3329e-11 | -4.1904e-11 | 1.9765e-11 | 0 | 0 | 0 | 0 | 0 | 0 | 1.115 | 1.1127 | 1.1085 | 1.115 | 1.1127 | 1.1085 | 0.14154 | -120.1783 | 120.0844 | 0.14154 | -120.1783 | 120.0844
Line7_8_9 | 0 | 0 | 0 | 0 | 0 | 0 | 0 | 0 | 0 | 0 | 0 | 0 | 6.1316e-11 | 5.1841e-11 | 3.439e-11 | -6.1316e-11 | -5.1841e-11 | -3.439e-11 | -1.111e-11 | 1.3968e-11 | -6.5885e-12 | 1.111e-11 | -1.3968e-11 | 6.5885e-12 | 0 | 0 | 0 | 0 | 0 | 0 | 1.115 | 1.1127 | 1.1085 | 1.115 | 1.1127 | 1.1085 | 0.14154 | -120.1783 | 120.0844 | 0.14154 | -120.1783 | 120.0844
Line8_8_10 | 0 | 0 | 0 | 0 | 0 | 0 | 0 | 0 | 0 | 0 | 0 | 0 | 6.1316e-11 | 5.1841e-11 | 3.439e-11 | -6.1316e-11 | -5.1841e-11 | -3.439e-11 | -1.111e-11 | 1.3968e-11 | -6.5885e-12 | 1.111e-11 | -1.3968e-11 | 6.5885e-12 | 0 | 0 | 0 | 0 | 0 | 0 | 1.115 | 1.1127 | 1.1085 | 1.115 | 1.1127 | 1.1085 | 0.14154 | -120.1783 | 120.0844 | 0.14154 | -120.1783 | 120.0844
Line9_3_11 | 0 | 0 | 0 | 0 | 0 | 0 | 0 | 0 | 0 | 0 | 0 | 0 | 4.2921e-10 | 3.6289e-10 | 2.4073e-10 | -4.2921e-10 | -3.6289e-10 | -2.4073e-10 | -7.7767e-11 | 9.7776e-11 | -4.6119e-11 | 7.7767e-11 | -9.7776e-11 | 4.6119e-11 | 0 | 0 | 0 | 0 | 0 | 0 | 1.115 | 1.1127 | 1.1085 | 1.115 | 1.1127 | 1.1085 | 0.14154 | -120.1783 | 120.0844 | 0.14154 | -120.1783 | 120.0844

## LL_min_6
name | pf_ikss_a_from_ka | pf_ikss_b_from_ka | pf_ikss_c_from_ka | pf_ikss_a_to_ka | pf_ikss_b_to_ka | pf_ikss_c_to_ka | pf_skss_a_from_mw | pf_skss_b_from_mw | pf_skss_c_from_mw | pf_skss_a_to_mw | pf_skss_b_to_mw | pf_skss_c_to_mw | pf_p_a_from_mw | pf_p_b_from_mw | pf_p_c_from_mw | pf_p_a_to_mw | pf_p_b_to_mw | pf_p_c_to_mw | pf_q_a_from_mvar | pf_q_b_from_mvar | pf_q_c_from_mvar | pf_q_a_to_mvar | pf_q_b_to_mvar | pf_q_c_to_mvar | pf_ikss_a_from_degree | pf_ikss_b_from_degree | pf_ikss_c_from_degree | pf_ikss_a_to_degree | pf_ikss_b_to_degree | pf_ikss_c_to_degree | pf_vm_a_from_pu | pf_vm_b_from_pu | pf_vm_c_from_pu | pf_vm_a_to_pu | pf_vm_b_to_pu | pf_vm_c_to_pu | pf_va_a_from_degree | pf_va_b_from_degree | pf_va_c_from_degree | pf_va_a_to_degree | pf_va_b_to_degree | pf_va_c_to_degree
Line0_1_2 | 0 | 0 | 0 | 0 | 0 | 0 | 0 | 0 | 0 | 0 | 0 | 0 | 1.0547e-16 | -1.4366e-09 | -3.9666e-09 | -1.0547e-16 | 1.4366e-09 | 3.9666e-09 | -3.5157e-17 | 4.6273e-09 | -2.4518e-10 | 3.5157e-17 | -4.6273e-09 | 2.4518e-10 | 0 | 0 | 0 | 0 | 0 | 0 | 0.95 | 0.83839 | 0.68767 | 0.95 | 0.83839 | 0.68767 | 1.7671e-13 | -135.3123 | 120.9775 | 1.7919e-13 | -135.3123 | 120.9775
Line10_11_12 | 0 | 0 | 0 | 0 | 0 | 0 | 0 | 0 | 0 | 0 | 0 | 0 | -2.2498e-31 | -1.4366e-09 | -3.9666e-09 | -1.7579e-17 | 1.4366e-09 | 3.9666e-09 | 7.0314e-17 | 4.6273e-09 | -2.4518e-10 | -7.0314e-17 | -4.6273e-09 | 2.4518e-10 | 0 | 0 | 0 | 0 | 0 | 0 | 0.95 | 0.83839 | 0.68767 | 0.95 | 0.83839 | 0.68767 | 1.8333e-13 | -135.3123 | 120.9775 | 1.8741e-13 | -135.3123 | 120.9775
Line11_12_13 | 0 | 0 | 0 | 0 | 0 | 0 | 0 | 0 | 0 | 0 | 0 | 0 | -5.2736e-17 | -1.1971e-09 | -3.3055e-09 | 3.5157e-17 | 1.1971e-09 | 3.3055e-09 | 1.4063e-16 | 3.8561e-09 | -2.0432e-10 | -1.5821e-16 | -3.8561e-09 | 2.0432e-10 | 0 | 0 | 0 | 0 | 0 | 0 | 0.95 | 0.83839 | 0.68767 | 0.95 | 0.83839 | 0.68767 | 1.8741e-13 | -135.3123 | 120.9775 | 1.9109e-13 | -135.3123 | 120.9775
Line12_13_15 | 0 | 0 | 0 | 0 | 0 | 0 | 0 | 0 | 0 | 0 | 0 | 0 | -1.7579e-17 | -7.1829e-10 | -1.9833e-09 | 1.7579e-17 | 7.1829e-10 | 1.9833e-09 | 1.7579e-17 | 2.3137e-09 | -1.2259e-10 | 5.9127e-32 | -2.3137e-09 | 1.2259e-10 | 0 | 0 | 0 | 0 | 0 | 0 | 0.95 | 0.83839 | 0.68767 | 0.95 | 0.83839 | 0.68767 | 1.9109e-13 | -135.3123 | 120.9775 | 1.9272e-13 | -135.3123 | 120.9775
Line13_13_14 | 0 | 0 | 0 | 0 | 0 | 0 | 0 | 0 | 0 | 0 | 0 | 0 | 1.7579e-17 | -2.3943e-10 | -6.611e-10 | -1.7579e-17 | 2.3943e-10 | 6.611e-10 | 3.5157e-17 | 7.7122e-10 | -4.0864e-11 | -3.5157e-17 | -7.7122e-10 | 4.0864e-11 | 0 | 0 | 0 | 0 | 0 | 0 | 0.95 | 0.83839 | 0.68767 | 0.95 | 0.83839 | 0.68767 | 1.9109e-13 | -135.3123 | 120.9775 | 1.9094e-13 | -135.3123 | 120.9775
Line14_15_16 | 0 | 0 | 0 | 0 | 0 | 0 | 0 | 0 | 0 | 0 | 0 | 0 | 8.7893e-18 | -4.7886e-10 | -1.3222e-09 | 8.7893e-18 | 4.7886e-10 | 1.3222e-09 | 3.5157e-17 | 1.5424e-09 | -8.1728e-11 | 2.9757e-32 | -1.5424e-09 | 8.1728e-11 | 0 | 0 | 0 | 0 | 0 | 0 | 0.95 | 0.83839 | 0.68767 | 0.95 | 0.83839 | 0.68767 | 1.9272e-13 | -135.3123 | 120.9775 | 1.9398e-13 | -135.3123 | 120.9775
Line15_16_17 | 0 | 0 | 0 | 0 | 0 | 0 | 0 | 0 | 0 | 0 | 0 | 0 | -8.7893e-18 | -2.3943e-10 | -6.611e-10 | 8.7893e-18 | 2.3943e-10 | 6.611e-10 | 3.5157e-17 | 7.7122e-10 | -4.0864e-11 | -3.5157e-17 | -7.7122e-10 | 4.0864e-11 | 0 | 0 | 0 | 0 | 0 | 0 | 0.95 | 0.83839 | 0.68767 | 0.95 | 0.83839 | 0.68767 | 1.9398e-13 | -135.3123 | 120.9775 | 1.9427e-13 | -135.3123 | 120.9775
Line16_4_18 | 0 | 2.5068 | 2.5068 | 0 | 2.5068 | 2.5068 | 0 | 0.57893 | 0.57893 | 0 | 0.57893 | 0.57893 | -7.0314e-17 | 0.35328 | -0.11197 | 0 | -0.23262 | 0.23262 | -2.1786e-31 | -0.020967 | 0.27233 | 0 | 0.14665 | -0.14665 | 0 | -147.7717 | 32.2283 | 0 | 32.2283 | -147.7717 | 0.95 | 0.6113 | 0.50862 | 0.95 | 0.475 | 0.475 | 1.7753e-13 | -151.1682 | 144.5775 | 1.7665e-13 | -180 | 180
Line17_5_19 | 0 | 0 | 0 | 0 | 0 | 0 | 0 | 0 | 0 | 0 | 0 | 0 | -1.7579e-17 | -2.3943e-10 | -6.611e-10 | -5.464e-32 | 2.3943e-10 | 6.611e-10 | -1.7579e-17 | 7.7122e-10 | -4.0864e-11 | 1.7579e-17 | -7.7122e-10 | 4.0864e-11 | 0 | 0 | 0 | 0 | 0 | 0 | 0.95 | 0.83839 | 0.68767 | 0.95 | 0.83839 | 0.68767 | 1.7781e-13 | -135.3123 | 120.9775 | 1.7809e-13 | -135.3123 | 120.9775
Line1_1_3 | 0 | 0 | 0 | 0 | 0 | 0 | 0 | 0 | 0 | 0 | 0 | 0 | 1.7579e-17 | -1.9154e-09 | -5.2888e-09 | -1.7579e-17 | 1.9154e-09 | 5.2888e-09 | 1.7579e-17 | 6.1697e-09 | -3.2691e-10 | -1.7579e-17 | -6.1697e-09 | 3.2691e-10 | 0 | 0 | 0 | 0 | 0 | 0 | 0.95 | 0.83839 | 0.68767 | 0.95 | 0.83839 | 0.68767 | 1.7671e-13 | -135.3123 | 120.9775 | 1.7922e-13 | -135.3123 | 120.9775
Line2_1_4 | 0 | 2.5068 | 2.5068 | 0 | 2.5068 | 2.5068 | 0 | 0.57893 | 0.57893 | 0 | 0.57893 | 0.57893 | -1.4063e-16 | 0.47394 | 0.0086903 | 1.0547e-16 | -0.35328 | 0.11197 | -4.3371e-31 | 0.10472 | 0.39802 | 3.2679e-31 | 0.020967 | -0.27233 | 0 | -147.7717 | 32.2283 | 0 | 32.2283 | -147.7717 | 0.95 | 0.83839 | 0.68767 | 0.95 | 0.6113 | 0.50862 | 1.7671e-13 | -135.3123 | 120.9775 | 1.7753e-13 | -151.1682 | 144.5775
Line3_1_5 | 0 | 0 | 0 | 0 | 0 | 0 | 0 | 0 | 0 | 0 | 0 | 0 | -5.2736e-17 | -4.7886e-10 | -1.3222e-09 | 5.2736e-17 | 4.7886e-10 | 1.3222e-09 | -1.6264e-31 | 1.5424e-09 | -8.1728e-11 | 1.6365e-31 | -1.5424e-09 | 8.1728e-11 | 0 | 0 | 0 | 0 | 0 | 0 | 0.95 | 0.83839 | 0.68767 | 0.95 | 0.83839 | 0.68767 | 1.7671e-13 | -135.3123 | 120.9775 | 1.7781e-13 | -135.3123 | 120.9775
Line4_2_6 | 0 | 0 | 0 | 0 | 0 | 0 | 0 | 0 | 0 | 0 | 0 | 0 | 5.2736e-17 | -1.1971e-09 | -3.3055e-09 | -3.5157e-17 | 1.1971e-09 | 3.3055e-09 | 8.7893e-17 | 3.8561e-09 | -2.0432e-10 | -1.0547e-16 | -3.8561e-09 | 2.0432e-10 | 0 | 0 | 0 | 0 | 0 | 0 | 0.95 | 0.83839 | 0.68767 | 0.95 | 0.83839 | 0.68767 | 1.7919e-13 | -135.3123 | 120.9775 | 1.8271e-13 | -135.3123 | 120.9775
Line5_6_7 | 0 | 0 | 0 | 0 | 0 | 0 | 0 | 0 | 0 | 0 | 0 | 0 | 1.4063e-16 | -9.5772e-10 | -2.6444e-09 | -1.2305e-16 | 9.5772e-10 | 2.6444e-09 | 5.2736e-17 | 3.0849e-09 | -1.6346e-10 | -5.2736e-17 | -3.0849e-09 | 1.6346e-10 | 0 | 0 | 0 | 0 | 0 | 0 | 0.95 | 0.83839 | 0.68767 | 0.95 | 0.83839 | 0.68767 | 1.8271e-13 | -135.3123 | 120.9775 | 1.8469e-13 | -135.3123 | 120.9775
Line6_7_8 | 0 | 0 | 0 | 0 | 0 | 0 | 0 | 0 | 0 | 0 | 0 | 0 | 6.1525e-17 | -7.1829e-10 | -1.9833e-09 | -6.1525e-17 | 7.1829e-10 | 1.9833e-09 | 5.2736e-17 | 2.3136e-09 | -1.2259e-10 | -3.5157e-17 | -2.3136e-09 | 1.2259e-10 | 0 | 0 | 0 | 0 | 0 | 0 | 0.95 | 0.83839 | 0.68767 | 0.95 | 0.83839 | 0.68767 | 1.8469e-13 | -135.3123 | 120.9775 | 1.8498e-13 | -135.3123 | 120.9775
Line7_8_9 | 0 | 0 | 0 | 0 | 0 | 0 | 0 | 0 | 0 | 0 | 0 | 0 | 8.7893e-18 | -2.3943e-10 | -6.611e-10 | -8.7893e-18 | 2.3943e-10 | 6.611e-10 | 3.5157e-17 | 7.7122e-10 | -4.0864e-11 | -3.5157e-17 | -7.7122e-10 | 4.0864e-11 | 0 | 0 | 0 | 0 | 0 | 0 | 0.95 | 0.83839 | 0.68767 | 0.95 | 0.83839 | 0.68767 | 1.8498e-13 | -135.3123 | 120.9775 | 1.8483e-13 | -135.3123 | 120.9775
Line8_8_10 | 0 | 0 | 0 | 0 | 0 | 0 | 0 | 0 | 0 | 0 | 0 | 0 | -1.7026e-31 | -2.3943e-10 | -6.611e-10 | 1.7054e-31 | 2.3943e-10 | 6.611e-10 | 5.2736e-17 | 7.7122e-10 | -4.0864e-11 | -5.2736e-17 | -7.7122e-10 | 4.0864e-11 | 0 | 0 | 0 | 0 | 0 | 0 | 0.95 | 0.83839 | 0.68767 | 0.95 | 0.83839 | 0.68767 | 1.8498e-13 | -135.3123 | 120.9775 | 1.8529e-13 | -135.3123 | 120.9775
Line9_3_11 | 0 | 0 | 0 | 0 | 0 | 0 | 0 | 0 | 0 | 0 | 0 | 0 | -2.6368e-17 | -1.676e-09 | -4.6277e-09 | 8.7893e-18 | 1.676e-09 | 4.6277e-09 | 1.2305e-16 | 5.3985e-09 | -2.8605e-10 | -1.4063e-16 | -5.3985e-09 | 2.8605e-10 | 0 | 0 | 0 | 0 | 0 | 0 | 0.95 | 0.83839 | 0.68767 | 0.95 | 0.83839 | 0.68767 | 1.7922e-13 | -135.3123 | 120.9775 | 1.8333e-13 | -135.3123 | 120.9775

## LL_min_10
name | pf_ikss_a_from_ka | pf_ikss_b_from_ka | pf_ikss_c_from_ka | pf_ikss_a_to_ka | pf_ikss_b_to_ka | pf_ikss_c_to_ka | pf_skss_a_from_mw | pf_skss_b_from_mw | pf_skss_c_from_mw | pf_skss_a_to_mw | pf_skss_b_to_mw | pf_skss_c_to_mw | pf_p_a_from_mw | pf_p_b_from_mw | pf_p_c_from_mw | pf_p_a_to_mw | pf_p_b_to_mw | pf_p_c_to_mw | pf_q_a_from_mvar | pf_q_b_from_mvar | pf_q_c_from_mvar | pf_q_a_to_mvar | pf_q_b_to_mvar | pf_q_c_to_mvar | pf_ikss_a_from_degree | pf_ikss_b_from_degree | pf_ikss_c_from_degree | pf_ikss_a_to_degree | pf_ikss_b_to_degree | pf_ikss_c_to_degree | pf_vm_a_from_pu | pf_vm_b_from_pu | pf_vm_c_from_pu | pf_vm_a_to_pu | pf_vm_b_to_pu | pf_vm_c_to_pu | pf_va_a_from_degree | pf_va_b_from_degree | pf_va_c_from_degree | pf_va_a_to_degree | pf_va_b_to_degree | pf_va_c_to_degree
Line0_1_2 | 0 | 0 | 0 | 0 | 0 | 0 | 0 | 0 | 0 | 0 | 0 | 0 | 7.494e-17 | -1.2893e-09 | -3.56e-09 | -7.494e-17 | 1.2893e-09 | 3.56e-09 | 3.3307e-17 | 4.153e-09 | -2.2005e-10 | -3.3307e-17 | -4.153e-09 | 2.2005e-10 | 0 | 0 | 0 | 0 | 0 | 0 | 0.9 | 0.79426 | 0.65148 | 0.9 | 0.79426 | 0.65148 | 1.7597e-13 | -135.3123 | 120.9775 | 1.78e-13 | -135.3123 | 120.9775
Line10_11_12 | 0 | 0 | 0 | 0 | 0 | 0 | 0 | 0 | 0 | 0 | 0 | 0 | -2.498e-17 | -1.2893e-09 | -3.56e-09 | 4.1633e-17 | 1.2893e-09 | 3.56e-09 | 1.4988e-16 | 4.153e-09 | -2.2006e-10 | -1.1657e-16 | -4.153e-09 | 2.2006e-10 | 0 | 0 | 0 | 0 | 0 | 0 | 0.9 | 0.79426 | 0.65148 | 0.9 | 0.79426 | 0.65148 | 1.8259e-13 | -135.3123 | 120.9775 | 1.8668e-13 | -135.3123 | 120.9775
Line11_12_13 | 0 | 0 | 0 | 0 | 0 | 0 | 0 | 0 | 0 | 0 | 0 | 0 | -4.1633e-17 | -1.0744e-09 | -2.9667e-09 | 4.1633e-17 | 1.0744e-09 | 2.9667e-09 | 9.992e-17 | 3.4609e-09 | -1.8338e-10 | -1.3323e-16 | -3.4609e-09 | 1.8338e-10 | 0 | 0 | 0 | 0 | 0 | 0 | 0.9 | 0.79426 | 0.65148 | 0.9 | 0.79426 | 0.65148 | 1.8668e-13 | -135.3123 | 120.9775 | 1.9036e-13 | -135.3123 | 120.9775
Line12_13_15 | 0 | 0 | 0 | 0 | 0 | 0 | 0 | 0 | 0 | 0 | 0 | 0 | 8.3267e-18 | -6.4467e-10 | -1.78e-09 | 8.3267e-18 | 6.4467e-10 | 1.78e-09 | 4.996e-17 | 2.0765e-09 | -1.1003e-10 | -4.996e-17 | -2.0765e-09 | 1.1003e-10 | 0 | 0 | 0 | 0 | 0 | 0 | 0.9 | 0.79426 | 0.65148 | 0.9 | 0.79426 | 0.65148 | 1.9036e-13 | -135.3123 | 120.9775 | 1.9198e-13 | -135.3123 | 120.9775
Line13_13_14 | 0 | 0 | 0 | 0 | 0 | 0 | 0 | 0 | 0 | 0 | 0 | 0 | 2.498e-17 | -2.1489e-10 | -5.9334e-10 | -2.498e-17 | 2.1489e-10 | 5.9334e-10 | 3.3307e-17 | 6.9217e-10 | -3.6676e-11 | -6.6613e-17 | -6.9217e-10 | 3.6676e-11 | 0 | 0 | 0 | 0 | 0 | 0 | 0.9 | 0.79426 | 0.65148 | 0.9 | 0.79426 | 0.65148 | 1.9036e-13 | -135.3123 | 120.9775 | 1.902e-13 | -135.3123 | 120.9775
Line14_15_16 | 0 | 0 | 0 | 0 | 0 | 0 | 0 | 0 | 0 | 0 | 0 | 0 | -3.3307e-17 | -4.2978e-10 | -1.1867e-09 | 3.3307e-17 | 4.2978e-10 | 1.1867e-09 | 4.996e-17 | 1.3843e-09 | -7.3352e-11 | -3.3307e-17 | -1.3843e-09 | 7.3352e-11 | 0 | 0 | 0 | 0 | 0 | 0 | 0.9 | 0.79426 | 0.65148 | 0.9 | 0.79426 | 0.65148 | 1.9198e-13 | -135.3123 | 120.9775 | 1.9325e-13 | -135.3123 | 120.9775
Line15_16_17 | 0 | 0 | 0 | 0 | 0 | 0 | 0 | 0 | 0 | 0 | 0 | 0 | 8.3267e-18 | -2.1489e-10 | -5.9334e-10 | -8.3267e-18 | 2.1489e-10 | 5.9334e-10 | 4.996e-17 | 6.9217e-10 | -3.6676e-11 | -1.6653e-17 | -6.9217e-10 | 3.6676e-11 | 0 | 0 | 0 | 0 | 0 | 0 | 0.9 | 0.79426 | 0.65148 | 0.9 | 0.79426 | 0.65148 | 1.9325e-13 | -135.3123 | 120.9775 | 1.9354e-13 | -135.3123 | 120.9775
Line16_4_18 | 0 | 2.3749 | 2.3749 | 0 | 2.3749 | 2.3749 | 0 | 0.54846 | 0.54846 | 0 | 0.54846 | 0.54846 | 6.6613e-17 | 0.31707 | -0.10049 | -1.3323e-16 | -0.20878 | 0.20878 | 2.0589e-31 | -0.018818 | 0.24442 | -4.0873e-31 | 0.13162 | -0.13162 | 0 | -147.7717 | 32.2283 | 0 | 32.2283 | -147.7717 | 0.9 | 0.57913 | 0.48185 | 0.9 | 0.45 | 0.45 | 1.7709e-13 | -151.1682 | 144.5775 | 1.7578e-13 | -180 | 180
Line17_5_19 | 0 | 0 | 0 | 0 | 0 | 0 | 0 | 0 | 0 | 0 | 0 | 0 | -3.3307e-17 | -2.1489e-10 | -5.9334e-10 | 4.996e-17 | 2.1489e-10 | 5.9334e-10 | 3.3307e-17 | 6.9217e-10 | -3.6676e-11 | -1.6653e-17 | -6.9217e-10 | 3.6676e-11 | 0 | 0 | 0 | 0 | 0 | 0 | 0.9 | 0.79426 | 0.65148 | 0.9 | 0.79426 | 0.65148 | 1.7707e-13 | -135.3123 | 120.9775 | 1.7736e-13 | -135.3123 | 120.9775
Line1_1_3 | 0 | 0 | 0 | 0 | 0 | 0 | 0 | 0 | 0 | 0 | 0 | 0 | -8.3267e-18 | -1.7191e-09 | -4.7467e-09 | 2.498e-17 | 1.7191e-09 | 4.7467e-09 | 8.3267e-17 | 5.5374e-09 | -2.9341e-10 | -8.3267e-17 | -5.5374e-09 | 2.9341e-10 | 0 | 0 | 0 | 0 | 0 | 0 | 0.9 | 0.79426 | 0.65148 | 0.9 | 0.79426 | 0.65148 | 1.7597e-13 | -135.3123 | 120.9775 | 1.7849e-13 | -135.3123 | 120.9775
Line2_1_4 | 0 | 2.3749 | 2.3749 | 0 | 2.3749 | 2.3749 | 0 | 0.54846 | 0.54846 | 0 | 0.54846 | 0.54846 | -3.3307e-17 | 0.42536 | 0.0077996 | 0 | -0.31707 | 0.10049 | -1.0229e-31 | 0.093984 | 0.35722 | 0 | 0.018818 | -0.24442 | 0 | -147.7717 | 32.2283 | 0 | 32.2283 | -147.7717 | 0.9 | 0.79426 | 0.65148 | 0.9 | 0.57913 | 0.48185 | 1.7597e-13 | -135.3123 | 120.9775 | 1.7709e-13 | -151.1682 | 144.5775
Line3_1_5 | 0 | 0 | 0 | 0 | 0 | 0 | 0 | 0 | 0 | 0 | 0 | 0 | -1.6653e-17 | -4.2978e-10 | -1.1867e-09 | 3.3307e-17 | 4.2978e-10 | 1.1867e-09 | 6.6613e-17 | 1.3843e-09 | -7.3352e-11 | -6.6613e-17 | -1.3843e-09 | 7.3352e-11 | 0 | 0 | 0 | 0 | 0 | 0 | 0.9 | 0.79426 | 0.65148 | 0.9 | 0.79426 | 0.65148 | 1.7597e-13 | -135.3123 | 120.9775 | 1.7707e-13 | -135.3123 | 120.9775
Line4_2_6 | 0 | 0 | 0 | 0 | 0 | 0 | 0 | 0 | 0 | 0 | 0 | 0 | 9.1593e-17 | -1.0744e-09 | -2.9667e-09 | -7.494e-17 | 1.0744e-09 | 2.9667e-09 | 1.6653e-17 | 3.4609e-09 | -1.8338e-10 | -1.6653e-17 | -3.4609e-09 | 1.8338e-10 | 0 | 0 | 0 | 0 | 0 | 0 | 0.9 | 0.79426 | 0.65148 | 0.9 | 0.79426 | 0.65148 | 1.78e-13 | -135.3123 | 120.9775 | 1.8146e-13 | -135.3123 | 120.9775
Line5_6_7 | 0 | 0 | 0 | 0 | 0 | 0 | 0 | 0 | 0 | 0 | 0 | 0 | 1.5821e-16 | -8.5956e-10 | -2.3734e-09 | -1.4155e-16 | 8.5956e-10 | 2.3734e-09 | 4.996e-17 | 2.7687e-09 | -1.467e-10 | -4.996e-17 | -2.7687e-09 | 1.467e-10 | 0 | 0 | 0 | 0 | 0 | 0 | 0.9 | 0.79426 | 0.65148 | 0.9 | 0.79426 | 0.65148 | 1.8146e-13 | -135.3123 | 120.9775 | 1.8335e-13 | -135.3123 | 120.9775
Line6_7_8 | 0 | 0 | 0 | 0 | 0 | 0 | 0 | 0 | 0 | 0 | 0 | 0 | 4.1633e-17 | -6.4467e-10 | -1.78e-09 | -4.1633e-17 | 6.4467e-10 | 1.78e-09 | 1.1657e-16 | 2.0765e-09 | -1.1003e-10 | -6.6613e-17 | -2.0765e-09 | 1.1003e-10 | 0 | 0 | 0 | 0 | 0 | 0 | 0.9 | 0.79426 | 0.65148 | 0.9 | 0.79426 | 0.65148 | 1.8335e-13 | -135.3123 | 120.9775 | 1.8361e-13 | -135.3123 | 120.9775
Line7_8_9 | 0 | 0 | 0 | 0 | 0 | 0 | 0 | 0 | 0 | 0 | 0 | 0 | 4.996e-17 | -2.1489e-10 | -5.9334e-10 | -3.3307e-17 | 2.1489e-10 | 5.9334e-10 | 6.6613e-17 | 6.9217e-10 | -3.6676e-11 | -4.996e-17 | -6.9217e-10 | 3.6676e-11 | 0 | 0 | 0 | 0 | 0 | 0 | 0.9 | 0.79426 | 0.65148 | 0.9 | 0.79426 | 0.65148 | 1.8361e-13 | -135.3123 | 120.9775 | 1.8345e-13 | -135.3123 | 120.9775
Line8_8_10 | 0 | 0 | 0 | 0 | 0 | 0 | 0 | 0 | 0 | 0 | 0 | 0 | -1.601e-31 | -2.1489e-10 | -5.9334e-10 | 1.0683e-31 | 2.1489e-10 | 5.9334e-10 | 4.996e-17 | 6.9217e-10 | -3.6676e-11 | -3.3307e-17 | -6.9217e-10 | 3.6676e-11 | 0 | 0 | 0 | 0 | 0 | 0 | 0.9 | 0.79426 | 0.65148 | 0.9 | 0.79426 | 0.65148 | 1.8361e-13 | -135.3123 | 120.9775 | 1.8377e-13 | -135.3123 | 120.9775
Line9_3_11 | 0 | 0 | 0 | 0 | 0 | 0 | 0 | 0 | 0 | 0 | 0 | 0 | 8.3267e-18 | -1.5042e-09 | -4.1534e-09 | -8.3267e-18 | 1.5042e-09 | 4.1534e-09 | 6.6613e-17 | 4.8452e-09 | -2.5673e-10 | -4.996e-17 | -4.8452e-09 | 2.5673e-10 | 0 | 0 | 0 | 0 | 0 | 0 | 0.9 | 0.79426 | 0.65148 | 0.9 | 0.79426 | 0.65148 | 1.7849e-13 | -135.3123 | 120.9775 | 1.8259e-13 | -135.3123 | 120.9775

## LL_min_fault_6
name | pf_ikss_a_from_ka | pf_ikss_b_from_ka | pf_ikss_c_from_ka | pf_ikss_a_to_ka | pf_ikss_b_to_ka | pf_ikss_c_to_ka | pf_skss_a_from_mw | pf_skss_b_from_mw | pf_skss_c_from_mw | pf_skss_a_to_mw | pf_skss_b_to_mw | pf_skss_c_to_mw | pf_p_a_from_mw | pf_p_b_from_mw | pf_p_c_from_mw | pf_p_a_to_mw | pf_p_b_to_mw | pf_p_c_to_mw | pf_q_a_from_mvar | pf_q_b_from_mvar | pf_q_c_from_mvar | pf_q_a_to_mvar | pf_q_b_to_mvar | pf_q_c_to_mvar | pf_ikss_a_from_degree | pf_ikss_b_from_degree | pf_ikss_c_from_degree | pf_ikss_a_to_degree | pf_ikss_b_to_degree | pf_ikss_c_to_degree | pf_vm_a_from_pu | pf_vm_b_from_pu | pf_vm_c_from_pu | pf_vm_a_to_pu | pf_vm_b_to_pu | pf_vm_c_to_pu | pf_va_a_from_degree | pf_va_b_from_degree | pf_va_c_from_degree | pf_va_a_to_degree | pf_va_b_to_degree | pf_va_c_to_degree
Line0_1_2 | 0 | 0 | 0 | 0 | 0 | 0 | 0 | 0 | 0 | 0 | 0 | 0 | 2.7466e-18 | -3.8862e-11 | -1.1288e-10 | -2.472e-18 | 3.8862e-11 | 1.1288e-10 | 5.4933e-19 | 1.0829e-10 | 1.9912e-11 | -5.4933e-19 | -1.0829e-10 | -1.9912e-11 | 0 | 0 | 0 | 0 | 0 | 0 | 0.95 | 0.94812 | 0.94457 | 0.95 | 0.94812 | 0.94457 | 3.1012e-15 | -120.3131 | 119.9422 | 3.1502e-15 | -120.3131 | 119.9422
Line10_11_12 | 0 | 0 | 0 | 0 | 0 | 0 | 0 | 0 | 0 | 0 | 0 | 0 | -1.2334e-34 | -3.8862e-11 | -1.1288e-10 | -2.7466e-19 | 3.8862e-11 | 1.1288e-10 | 2.1973e-18 | 1.0829e-10 | 1.9912e-11 | -2.7466e-18 | -1.0829e-10 | -1.9912e-11 | 0 | 0 | 0 | 0 | 0 | 0 | 0.95 | 0.94812 | 0.94457 | 0.95 | 0.94812 | 0.94457 | 3.2161e-15 | -120.3131 | 119.9422 | 3.2911e-15 | -120.3131 | 119.9422
Line11_12_13 | 0 | 0 | 0 | 0 | 0 | 0 | 0 | 0 | 0 | 0 | 0 | 0 | -4.8066e-19 | -3.2385e-11 | -9.4068e-11 | 4.8066e-19 | 3.2385e-11 | 9.4068e-11 | 2.7466e-18 | 9.0245e-11 | 1.6593e-11 | -1.648e-18 | -9.0245e-11 | -1.6593e-11 | 0 | 0 | 0 | 0 | 0 | 0 | 0.95 | 0.94812 | 0.94457 | 0.95 | 0.94812 | 0.94457 | 3.2911e-15 | -120.3131 | 119.9422 | 3.3626e-15 | -120.3131 | 119.9422
Line12_13_15 | 0 | 0 | 0 | 0 | 0 | 0 | 0 | 0 | 0 | 0 | 0 | 0 | -1.1673e-18 | -1.9431e-11 | -5.6441e-11 | 1.442e-18 | 1.9431e-11 | 5.6441e-11 | 2.1973e-18 | 5.4147e-11 | 9.9561e-12 | -2.1973e-18 | -5.4147e-11 | -9.9561e-12 | 0 | 0 | 0 | 0 | 0 | 0 | 0.95 | 0.94812 | 0.94457 | 0.95 | 0.94812 | 0.94457 | 3.3626e-15 | -120.3131 | 119.9422 | 3.3997e-15 | -120.3131 | 119.9422
Line13_13_14 | 0 | 0 | 0 | 0 | 0 | 0 | 0 | 0 | 0 | 0 | 0 | 0 | -3.4333e-19 | -6.477e-12 | -1.8814e-11 | 3.4333e-19 | 6.477e-12 | 1.8814e-11 | 5.4933e-19 | 1.8049e-11 | 3.3187e-12 | -5.4933e-19 | -1.8049e-11 | -3.3187e-12 | 0 | 0 | 0 | 0 | 0 | 0 | 0.95 | 0.94812 | 0.94457 | 0.95 | 0.94812 | 0.94457 | 3.3626e-15 | -120.3131 | 119.9422 | 3.3615e-15 | -120.3131 | 119.9422
Line14_15_16 | 0 | 0 | 0 | 0 | 0 | 0 | 0 | 0 | 0 | 0 | 0 | 0 | -2.06e-19 | -1.2954e-11 | -3.7627e-11 | -6.8666e-20 | 1.2954e-11 | 3.7627e-11 | 1.0987e-18 | 3.6098e-11 | 6.6374e-12 | -4.1137e-36 | -3.6098e-11 | -6.6374e-12 | 0 | 0 | 0 | 0 | 0 | 0 | 0.95 | 0.94812 | 0.94457 | 0.95 | 0.94812 | 0.94457 | 3.3997e-15 | -120.3131 | 119.9422 | 3.4325e-15 | -120.3131 | 119.9422
Line15_16_17 | 0 | 0 | 0 | 0 | 0 | 0 | 0 | 0 | 0 | 0 | 0 | 0 | -8.2399e-19 | -6.477e-12 | -1.8814e-11 | 5.4933e-19 | 6.477e-12 | 1.8814e-11 | 5.4933e-19 | 1.8049e-11 | 3.3187e-12 | -5.4933e-19 | -1.8049e-11 | -3.3187e-12 | 0 | 0 | 0 | 0 | 0 | 0 | 0.95 | 0.94812 | 0.94457 | 0.95 | 0.94812 | 0.94457 | 3.4325e-15 | -120.3131 | 119.9422 | 3.4448e-15 | -120.3131 | 119.9422
Line16_4_18 | 0 | 0.052639 | 0.052639 | 0 | 0.052639 | 0.052639 | 0 | 0.012156 | 0.012156 | 0 | 0.012156 | 0.012156 | 0 | 0.011082 | 0.0028784 | 1.0987e-18 | -0.011029 | -0.0028252 | 0 | 0.0029185 | 0.011047 | 5.9988e-35 | -0.0028631 | -0.010991 | 0 | -135.266 | 44.734 | 0 | 44.734 | -135.266 | 0.95 | 0.94272 | 0.93905 | 0.95 | 0.93734 | 0.93354 | 3.1376e-15 | -120.5122 | 120.1294 | 3.1284e-15 | -120.7135 | 120.3187
Line17_5_19 | 0 | 0 | 0 | 0 | 0 | 0 | 0 | 0 | 0 | 0 | 0 | 0 | -5.4933e-19 | -6.477e-12 | -1.8814e-11 | 5.4933e-19 | 6.477e-12 | 1.8814e-11 | 5.4933e-19 | 1.8049e-11 | 3.3187e-12 | 3.0112e-35 | -1.8049e-11 | -3.3187e-12 | 0 | 0 | 0 | 0 | 0 | 0 | 0.95 | 0.94812 | 0.94457 | 0.95 | 0.94812 | 0.94457 | 3.1285e-15 | -120.3131 | 119.9422 | 3.1408e-15 | -120.3131 | 119.9422
Line1_1_3 | 0 | 0 | 0 | 0 | 0 | 0 | 0 | 0 | 0 | 0 | 0 | 0 | 9.6133e-19 | -5.1816e-11 | -1.5051e-10 | -9.6133e-19 | 5.1816e-11 | 1.5051e-10 | 1.0987e-18 | 1.4439e-10 | 2.655e-11 | -1.0987e-18 | -1.4439e-10 | -2.655e-11 | 0 | 0 | 0 | 0 | 0 | 0 | 0.95 | 0.94812 | 0.94457 | 0.95 | 0.94812 | 0.94457 | 3.1012e-15 | -120.3131 | 119.9422 | 3.1423e-15 | -120.3131 | 119.9422
Line2_1_4 | 0 | 0.052639 | 0.052639 | 0 | 0.052639 | 0.052639 | 0 | 0.012156 | 0.012156 | 0 | 0.012156 | 0.012156 | -2.7466e-18 | 0.011136 | 0.0029316 | 2.1973e-18 | -0.011082 | -0.0028784 | 2.1973e-18 | 0.0029739 | 0.011102 | -1.0987e-18 | -0.0029185 | -0.011047 | 0 | -135.266 | 44.734 | 0 | 44.734 | -135.266 | 0.95 | 0.94812 | 0.94457 | 0.95 | 0.94272 | 0.93905 | 3.1012e-15 | -120.3131 | 119.9422 | 3.1376e-15 | -120.5122 | 120.1294
Line3_1_5 | 0 | 0 | 0 | 0 | 0 | 0 | 0 | 0 | 0 | 0 | 0 | 0 | -6.8666e-19 | -1.2954e-11 | -3.7627e-11 | 4.12e-19 | 1.2954e-11 | 3.7627e-11 | 1.648e-18 | 3.6098e-11 | 6.6374e-12 | -1.648e-18 | -3.6098e-11 | -6.6374e-12 | 0 | 0 | 0 | 0 | 0 | 0 | 0.95 | 0.94812 | 0.94457 | 0.95 | 0.94812 | 0.94457 | 3.1012e-15 | -120.3131 | 119.9422 | 3.1285e-15 | -120.3131 | 119.9422
Line4_2_6 | 0 | 0 | 0 | 0 | 0 | 0 | 0 | 0 | 0 | 0 | 0 | 0 | 1.7853e-18 | -3.2385e-11 | -9.4068e-11 | -1.5107e-18 | 3.2385e-11 | 9.4068e-11 | 1.648e-18 | 9.0245e-11 | 1.6593e-11 | -1.648e-18 | -9.0245e-11 | -1.6593e-11 | 0 | 0 | 0 | 0 | 0 | 0 | 0.95 | 0.94812 | 0.94457 | 0.95 | 0.94812 | 0.94457 | 3.1502e-15 | -120.3131 | 119.9422 | 3.22e-15 | -120.3131 | 119.9422
Line5_6_7 | 0 | 0 | 0 | 0 | 0 | 0 | 0 | 0 | 0 | 0 | 0 | 0 | 3.0213e-18 | -2.5908e-11 | -7.5255e-11 | -3.296e-18 | 2.5908e-11 | 7.5255e-11 | 1.648e-18 | 7.2196e-11 | 1.3275e-11 | -1.648e-18 | -7.2196e-11 | -1.3275e-11 | 0 | 0 | 0 | 0 | 0 | 0 | 0.95 | 0.94812 | 0.94457 | 0.95 | 0.94812 | 0.94457 | 3.22e-15 | -120.3131 | 119.9422 | 3.2576e-15 | -120.3131 | 119.9422
Line6_7_8 | 0 | 0 | 0 | 0 | 0 | 0 | 0 | 0 | 0 | 0 | 0 | 0 | 1.3047e-18 | -1.9431e-11 | -5.6441e-11 | -1.5793e-18 | 1.9431e-11 | 5.6441e-11 | 1.648e-18 | 5.4147e-11 | 9.9561e-12 | -1.648e-18 | -5.4147e-11 | -9.9561e-12 | 0 | 0 | 0 | 0 | 0 | 0 | 0.95 | 0.94812 | 0.94457 | 0.95 | 0.94812 | 0.94457 | 3.2576e-15 | -120.3131 | 119.9422 | 3.2639e-15 | -120.3131 | 119.9422
Line7_8_9 | 0 | 0 | 0 | 0 | 0 | 0 | 0 | 0 | 0 | 0 | 0 | 0 | -6.18e-19 | -6.477e-12 | -1.8814e-11 | 6.18e-19 | 6.477e-12 | 1.8814e-11 | 5.4933e-19 | 1.8049e-11 | 3.3187e-12 | 3.5193e-35 | -1.8049e-11 | -3.3187e-12 | 0 | 0 | 0 | 0 | 0 | 0 | 0.95 | 0.94812 | 0.94457 | 0.95 | 0.94812 | 0.94457 | 3.2639e-15 | -120.3131 | 119.9422 | 3.2628e-15 | -120.3131 | 119.9422
Line8_8_10 | 0 | 0 | 0 | 0 | 0 | 0 | 0 | 0 | 0 | 0 | 0 | 0 | -2.7466e-19 | -6.477e-12 | -1.8814e-11 | 2.7466e-19 | 6.477e-12 | 1.8814e-11 | -1.5646e-35 | 1.8049e-11 | 3.3187e-12 | 5.4933e-19 | -1.8049e-11 | -3.3187e-12 | 0 | 0 | 0 | 0 | 0 | 0 | 0.95 | 0.94812 | 0.94457 | 0.95 | 0.94812 | 0.94457 | 3.2639e-15 | -120.3131 | 119.9422 | 3.2712e-15 | -120.3131 | 119.9422
Line9_3_11 | 0 | 0 | 0 | 0 | 0 | 0 | 0 | 0 | 0 | 0 | 0 | 0 | 1.0987e-18 | -4.5339e-11 | -1.317e-10 | -1.648e-18 | 4.5339e-11 | 1.317e-10 | 3.296e-18 | 1.2634e-10 | 2.3231e-11 | -2.7466e-18 | -1.2634e-10 | -2.3231e-11 | 0 | 0 | 0 | 0 | 0 | 0 | 0.95 | 0.94812 | 0.94457 | 0.95 | 0.94812 | 0.94457 | 3.1423e-15 | -120.3131 | 119.9422 | 3.2161e-15 | -120.3131 | 119.9422

## LL_min_fault_10
name | pf_ikss_a_from_ka | pf_ikss_b_from_ka | pf_ikss_c_from_ka | pf_ikss_a_to_ka | pf_ikss_b_to_ka | pf_ikss_c_to_ka | pf_skss_a_from_mw | pf_skss_b_from_mw | pf_skss_c_from_mw | pf_skss_a_to_mw | pf_skss_b_to_mw | pf_skss_c_to_mw | pf_p_a_from_mw | pf_p_b_from_mw | pf_p_c_from_mw | pf_p_a_to_mw | pf_p_b_to_mw | pf_p_c_to_mw | pf_q_a_from_mvar | pf_q_b_from_mvar | pf_q_c_from_mvar | pf_q_a_to_mvar | pf_q_b_to_mvar | pf_q_c_to_mvar | pf_ikss_a_from_degree | pf_ikss_b_from_degree | pf_ikss_c_from_degree | pf_ikss_a_to_degree | pf_ikss_b_to_degree | pf_ikss_c_to_degree | pf_vm_a_from_pu | pf_vm_b_from_pu | pf_vm_c_from_pu | pf_vm_a_to_pu | pf_vm_b_to_pu | pf_vm_c_to_pu | pf_va_a_from_degree | pf_va_b_from_degree | pf_va_c_from_degree | pf_va_a_to_degree | pf_va_b_to_degree | pf_va_c_to_degree
Line0_1_2 | 0 | 0 | 0 | 0 | 0 | 0 | 0 | 0 | 0 | 0 | 0 | 0 | 1.8865e-18 | -3.4879e-11 | -1.0131e-10 | -1.8865e-18 | 3.4879e-11 | 1.0131e-10 | 1.5613e-18 | 9.7195e-11 | 1.7871e-11 | -5.2042e-19 | -9.7195e-11 | -1.7871e-11 | 0 | 0 | 0 | 0 | 0 | 0 | 0.9 | 0.89822 | 0.89485 | 0.9 | 0.89822 | 0.89485 | 3.1227e-15 | -120.3131 | 119.9422 | 3.1745e-15 | -120.3131 | 119.9422
Line10_11_12 | 0 | 0 | 0 | 0 | 0 | 0 | 0 | 0 | 0 | 0 | 0 | 0 | 7.1557e-19 | -3.4879e-11 | -1.0131e-10 | -7.1557e-19 | 3.4879e-11 | 1.0131e-10 | 2.6021e-18 | 9.7195e-11 | 1.7871e-11 | -2.0817e-18 | -9.7195e-11 | -1.7871e-11 | 0 | 0 | 0 | 0 | 0 | 0 | 0.9 | 0.89822 | 0.89485 | 0.9 | 0.89822 | 0.89485 | 3.2375e-15 | -120.3131 | 119.9422 | 3.3126e-15 | -120.3131 | 119.9422
Line11_12_13 | 0 | 0 | 0 | 0 | 0 | 0 | 0 | 0 | 0 | 0 | 0 | 0 | -7.8063e-19 | -2.9066e-11 | -8.4427e-11 | 7.8063e-19 | 2.9066e-11 | 8.4427e-11 | 3.1225e-18 | 8.0996e-11 | 1.4893e-11 | -3.1225e-18 | -8.0996e-11 | -1.4893e-11 | 0 | 0 | 0 | 0 | 0 | 0 | 0.9 | 0.89822 | 0.89485 | 0.9 | 0.89822 | 0.89485 | 3.3126e-15 | -120.3131 | 119.9422 | 3.384e-15 | -120.3131 | 119.9422
Line12_13_15 | 0 | 0 | 0 | 0 | 0 | 0 | 0 | 0 | 0 | 0 | 0 | 0 | -5.8547e-19 | -1.7439e-11 | -5.0656e-11 | 3.2526e-19 | 1.7439e-11 | 5.0656e-11 | 1.0408e-18 | 4.8598e-11 | 8.9356e-12 | -5.2042e-19 | -4.8598e-11 | -8.9356e-12 | 0 | 0 | 0 | 0 | 0 | 0 | 0.9 | 0.89822 | 0.89485 | 0.9 | 0.89822 | 0.89485 | 3.384e-15 | -120.3131 | 119.9422 | 3.4212e-15 | -120.3131 | 119.9422
Line13_13_14 | 0 | 0 | 0 | 0 | 0 | 0 | 0 | 0 | 0 | 0 | 0 | 0 | 4.5536e-19 | -5.8131e-12 | -1.6885e-11 | -4.5536e-19 | 5.8131e-12 | 1.6885e-11 | 5.2042e-19 | 1.6199e-11 | 2.9786e-12 | -5.2042e-19 | -1.6199e-11 | -2.9786e-12 | 0 | 0 | 0 | 0 | 0 | 0 | 0.9 | 0.89822 | 0.89485 | 0.9 | 0.89822 | 0.89485 | 3.384e-15 | -120.3131 | 119.9422 | 3.3829e-15 | -120.3131 | 119.9422
Line14_15_16 | 0 | 0 | 0 | 0 | 0 | 0 | 0 | 0 | 0 | 0 | 0 | 0 | -1.236e-18 | -1.1626e-11 | -3.3771e-11 | 9.7578e-19 | 1.1626e-11 | 3.3771e-11 | 5.2042e-19 | 3.2398e-11 | 5.9571e-12 | -1.0408e-18 | -3.2398e-11 | -5.9571e-12 | 0 | 0 | 0 | 0 | 0 | 0 | 0.9 | 0.89822 | 0.89485 | 0.9 | 0.89822 | 0.89485 | 3.4212e-15 | -120.3131 | 119.9422 | 3.4539e-15 | -120.3131 | 119.9422
Line15_16_17 | 0 | 0 | 0 | 0 | 0 | 0 | 0 | 0 | 0 | 0 | 0 | 0 | 6.5052e-20 | -5.8131e-12 | -1.6885e-11 | -6.5052e-20 | 5.8131e-12 | 1.6885e-11 | 5.2042e-19 | 1.6199e-11 | 2.9785e-12 | -5.2042e-19 | -1.6199e-11 | -2.9785e-12 | 0 | 0 | 0 | 0 | 0 | 0 | 0.9 | 0.89822 | 0.89485 | 0.9 | 0.89822 | 0.89485 | 3.4539e-15 | -120.3131 | 119.9422 | 3.4662e-15 | -120.3131 | 119.9422
Line16_4_18 | 0 | 0.049869 | 0.049869 | 0 | 0.049869 | 0.049869 | 0 | 0.011517 | 0.011517 | 0 | 0.011517 | 0.011517 | -1.1463e-34 | 0.0099465 | 0.0025834 | 1.1477e-34 | -0.0098987 | -0.0025356 | 2.0817e-18 | 0.0026194 | 0.0099144 | -2.0817e-18 | -0.0025697 | -0.0098647 | 0 | -135.266 | 44.734 | 0 | 44.734 | -135.266 | 0.9 | 0.89311 | 0.88962 | 0.9 | 0.888 | 0.8844 | 3.1551e-15 | -120.5122 | 120.1294 | 3.1588e-15 | -120.7135 | 120.3187
Line17_5_19 | 0 | 0 | 0 | 0 | 0 | 0 | 0 | 0 | 0 | 0 | 0 | 0 | -7.1557e-19 | -5.8131e-12 | -1.6885e-11 | 4.5536e-19 | 5.8131e-12 | 1.6885e-11 | -3.934e-35 | 1.6199e-11 | 2.9785e-12 | 2.5132e-35 | -1.6199e-11 | -2.9786e-12 | 0 | 0 | 0 | 0 | 0 | 0 | 0.9 | 0.89822 | 0.89485 | 0.9 | 0.89822 | 0.89485 | 3.1499e-15 | -120.3131 | 119.9422 | 3.1622e-15 | -120.3131 | 119.9422
Line1_1_3 | 0 | 0 | 0 | 0 | 0 | 0 | 0 | 0 | 0 | 0 | 0 | 0 | 9.7578e-19 | -4.6505e-11 | -1.3508e-10 | -9.7578e-19 | 4.6505e-11 | 1.3508e-10 | 2.6021e-18 | 1.2959e-10 | 2.3828e-11 | -2.0817e-18 | -1.2959e-10 | -2.3828e-11 | 0 | 0 | 0 | 0 | 0 | 0 | 0.9 | 0.89822 | 0.89485 | 0.9 | 0.89822 | 0.89485 | 3.1227e-15 | -120.3131 | 119.9422 | 3.1637e-15 | -120.3131 | 119.9422
Line2_1_4 | 0 | 0.049869 | 0.049869 | 0 | 0.049869 | 0.049869 | 0 | 0.011517 | 0.011517 | 0 | 0.011517 | 0.011517 | -1.0408e-18 | 0.0099942 | 0.0026311 | 1.5613e-18 | -0.0099465 | -0.0025834 | 1.0408e-18 | 0.0026691 | 0.0099642 | 8.5973e-35 | -0.0026194 | -0.0099144 | 0 | -135.266 | 44.734 | 0 | 44.734 | -135.266 | 0.9 | 0.89822 | 0.89485 | 0.9 | 0.89311 | 0.88962 | 3.1227e-15 | -120.3131 | 119.9422 | 3.1551e-15 | -120.5122 | 120.1294
Line3_1_5 | 0 | 0 | 0 | 0 | 0 | 0 | 0 | 0 | 0 | 0 | 0 | 0 | 1.301e-19 | -1.1626e-11 | -3.3771e-11 | -1.301e-19 | 1.1626e-11 | 3.3771e-11 | 1.5613e-18 | 3.2398e-11 | 5.9571e-12 | -7.1527e-36 | -3.2398e-11 | -5.9571e-12 | 0 | 0 | 0 | 0 | 0 | 0 | 0.9 | 0.89822 | 0.89485 | 0.9 | 0.89822 | 0.89485 | 3.1227e-15 | -120.3131 | 119.9422 | 3.1499e-15 | -120.3131 | 119.9422
Line4_2_6 | 0 | 0 | 0 | 0 | 0 | 0 | 0 | 0 | 0 | 0 | 0 | 0 | 1.6263e-18 | -2.9066e-11 | -8.4427e-11 | -1.8865e-18 | 2.9066e-11 | 8.4427e-11 | 1.5613e-18 | 8.0996e-11 | 1.4893e-11 | -1.0408e-18 | -8.0996e-11 | -1.4893e-11 | 0 | 0 | 0 | 0 | 0 | 0 | 0.9 | 0.89822 | 0.89485 | 0.9 | 0.89822 | 0.89485 | 3.1745e-15 | -120.3131 | 119.9422 | 3.2503e-15 | -120.3131 | 119.9422
Line5_6_7 | 0 | 0 | 0 | 0 | 0 | 0 | 0 | 0 | 0 | 0 | 0 | 0 | 2.2768e-18 | -2.3253e-11 | -6.7542e-11 | -2.2768e-18 | 2.3253e-11 | 6.7542e-11 | 5.2042e-19 | 6.4797e-11 | 1.1914e-11 | -5.2042e-19 | -6.4797e-11 | -1.1914e-11 | 0 | 0 | 0 | 0 | 0 | 0 | 0.9 | 0.89822 | 0.89485 | 0.9 | 0.89822 | 0.89485 | 3.2503e-15 | -120.3131 | 119.9422 | 3.2954e-15 | -120.3131 | 119.9422
Line6_7_8 | 0 | 0 | 0 | 0 | 0 | 0 | 0 | 0 | 0 | 0 | 0 | 0 | 1.9516e-18 | -1.7439e-11 | -5.0656e-11 | -1.6914e-18 | 1.7439e-11 | 5.0656e-11 | 5.2042e-19 | 4.8598e-11 | 8.9356e-12 | -2.0817e-18 | -4.8598e-11 | -8.9357e-12 | 0 | 0 | 0 | 0 | 0 | 0 | 0.9 | 0.89822 | 0.89485 | 0.9 | 0.89822 | 0.89485 | 3.2954e-15 | -120.3131 | 119.9422 | 3.304e-15 | -120.3131 | 119.9422
Line7_8_9 | 0 | 0 | 0 | 0 | 0 | 0 | 0 | 0 | 0 | 0 | 0 | 0 | -3.2526e-19 | -5.8131e-12 | -1.6885e-11 | 3.2526e-19 | 5.8131e-12 | 1.6885e-11 | 1.0408e-18 | 1.6199e-11 | 2.9786e-12 | -5.2042e-19 | -1.6199e-11 | -2.9786e-12 | 0 | 0 | 0 | 0 | 0 | 0 | 0.9 | 0.89822 | 0.89485 | 0.9 | 0.89822 | 0.89485 | 3.304e-15 | -120.3131 | 119.9422 | 3.3029e-15 | -120.3131 | 119.9422
Line8_8_10 | 0 | 0 | 0 | 0 | 0 | 0 | 0 | 0 | 0 | 0 | 0 | 0 | 2.6021e-19 | -5.8131e-12 | -1.6885e-11 | -2.6021e-19 | 5.8131e-12 | 1.6885e-11 | 1.0408e-18 | 1.6199e-11 | 2.9785e-12 | -1.0408e-18 | -1.6199e-11 | -2.9785e-12 | 0 | 0 | 0 | 0 | 0 | 0 | 0.9 | 0.89822 | 0.89485 | 0.9 | 0.89822 | 0.89485 | 3.304e-15 | -120.3131 | 119.9422 | 3.3134e-15 | -120.3131 | 119.9422
Line9_3_11 | 0 | 0 | 0 | 0 | 0 | 0 | 0 | 0 | 0 | 0 | 0 | 0 | 1.1709e-18 | -4.0692e-11 | -1.182e-10 | -1.1709e-18 | 4.0692e-11 | 1.182e-10 | 3.1225e-18 | 1.1339e-10 | 2.085e-11 | -1.5613e-18 | -1.1339e-10 | -2.085e-11 | 0 | 0 | 0 | 0 | 0 | 0 | 0.9 | 0.89822 | 0.89485 | 0.9 | 0.89822 | 0.89485 | 3.1637e-15 | -120.3131 | 119.9422 | 3.2375e-15 | -120.3131 | 119.9422

## LG_max_6
name | pf_ikss_a_from_ka | pf_ikss_b_from_ka | pf_ikss_c_from_ka | pf_ikss_a_to_ka | pf_ikss_b_to_ka | pf_ikss_c_to_ka | pf_skss_a_from_mw | pf_skss_b_from_mw | pf_skss_c_from_mw | pf_skss_a_to_mw | pf_skss_b_to_mw | pf_skss_c_to_mw | pf_p_a_from_mw | pf_p_b_from_mw | pf_p_c_from_mw | pf_p_a_to_mw | pf_p_b_to_mw | pf_p_c_to_mw | pf_q_a_from_mvar | pf_q_b_from_mvar | pf_q_c_from_mvar | pf_q_a_to_mvar | pf_q_b_to_mvar | pf_q_c_to_mvar | pf_ikss_a_from_degree | pf_ikss_b_from_degree | pf_ikss_c_from_degree | pf_ikss_a_to_degree | pf_ikss_b_to_degree | pf_ikss_c_to_degree | pf_vm_a_from_pu | pf_vm_b_from_pu | pf_vm_c_from_pu | pf_vm_a_to_pu | pf_vm_b_to_pu | pf_vm_c_to_pu | pf_va_a_from_degree | pf_va_b_from_degree | pf_va_c_from_degree | pf_va_a_to_degree | pf_va_b_to_degree | pf_va_c_to_degree
Line0_1_2 | 0 | 0 | 0 | 0 | 0 | 0 | 0 | 0 | 0 | 0 | 0 | 0 | -2.0369e-09 | 3.1686e-08 | -3.5614e-08 | 2.5723e-09 | -2.6214e-08 | 2.9606e-08 | 2.7953e-08 | -1.8588e-08 | -1.5134e-08 | -2.3593e-08 | 1.5659e-08 | 1.2313e-08 | 0 | 0 | 0 | 0 | 0 | 0 | 0.70534 | 0.9966 | 1.0657 | 0.70534 | 0.9966 | 1.0657 | -6.3165 | -117.4689 | 115.8328 | -6.3165 | -117.4689 | 115.8328
Line10_11_12 | 0 | 0 | 0 | 0 | 0 | 0 | 0 | 0 | 0 | 0 | 0 | 0 | -2.0369e-09 | 3.1686e-08 | -3.5614e-08 | 2.5723e-09 | -2.6214e-08 | 2.9606e-08 | 2.7953e-08 | -1.8588e-08 | -1.5134e-08 | -2.3593e-08 | 1.5659e-08 | 1.2313e-08 | 0 | 0 | 0 | 0 | 0 | 0 | 0.70534 | 0.9966 | 1.0657 | 0.70534 | 0.9966 | 1.0657 | -6.3165 | -117.4689 | 115.8328 | -6.3165 | -117.4689 | 115.8328
Line11_12_13 | 0 | 0 | 0 | 0 | 0 | 0 | 0 | 0 | 0 | 0 | 0 | 0 | -1.6974e-09 | 2.6405e-08 | -2.9678e-08 | 2.2328e-09 | -2.0933e-08 | 2.3671e-08 | 2.3294e-08 | -1.549e-08 | -1.2612e-08 | -1.8934e-08 | 1.2561e-08 | 9.7911e-09 | 0 | 0 | 0 | 0 | 0 | 0 | 0.70534 | 0.9966 | 1.0657 | 0.70534 | 0.9966 | 1.0657 | -6.3165 | -117.4689 | 115.8328 | -6.3165 | -117.4689 | 115.8328
Line12_13_15 | 0 | 0 | 0 | 0 | 0 | 0 | 0 | 0 | 0 | 0 | 0 | 0 | -1.0185e-09 | 1.5843e-08 | -1.7807e-08 | 1.5539e-09 | -1.0371e-08 | 1.1799e-08 | 1.3976e-08 | -9.2939e-09 | -7.5669e-09 | -9.6164e-09 | 6.3654e-09 | 4.7465e-09 | 0 | 0 | 0 | 0 | 0 | 0 | 0.70534 | 0.9966 | 1.0657 | 0.70534 | 0.9966 | 1.0657 | -6.3165 | -117.4689 | 115.8328 | -6.3165 | -117.4689 | 115.8328
Line13_13_14 | 0 | 0 | 0 | 0 | 0 | 0 | 0 | 0 | 0 | 0 | 0 | 0 | -3.3949e-10 | 5.281e-09 | -5.9357e-09 | 8.7489e-10 | 1.9139e-10 | -7.2099e-11 | 4.6588e-09 | -3.098e-09 | -2.5223e-09 | -2.9876e-10 | 1.6945e-10 | -2.9815e-10 | 0 | 0 | 0 | 0 | 0 | 0 | 0.70534 | 0.9966 | 1.0657 | 0.70534 | 0.9966 | 1.0657 | -6.3165 | -117.4689 | 115.8328 | -6.3165 | -117.4689 | 115.8328
Line14_15_16 | 0 | 0 | 0 | 0 | 0 | 0 | 0 | 0 | 0 | 0 | 0 | 0 | -6.7898e-10 | 1.0562e-08 | -1.1871e-08 | 1.2144e-09 | -5.0896e-09 | 5.8636e-09 | 9.3176e-09 | -6.1959e-09 | -5.0446e-09 | -4.9576e-09 | 3.2674e-09 | 2.2242e-09 | 0 | 0 | 0 | 0 | 0 | 0 | 0.70534 | 0.9966 | 1.0657 | 0.70534 | 0.9966 | 1.0657 | -6.3165 | -117.4689 | 115.8328 | -6.3165 | -117.4689 | 115.8328
Line15_16_17 | 0 | 0 | 0 | 0 | 0 | 0 | 0 | 0 | 0 | 0 | 0 | 0 | -3.3949e-10 | 5.281e-09 | -5.9357e-09 | 8.7489e-10 | 1.9139e-10 | -7.2099e-11 | 4.6588e-09 | -3.098e-09 | -2.5223e-09 | -2.9877e-10 | 1.6944e-10 | -2.9815e-10 | 0 | 0 | 0 | 0 | 0 | 0 | 0.70534 | 0.9966 | 1.0657 | 0.70534 | 0.9966 | 1.0657 | -6.3165 | -117.4689 | 115.8328 | -6.3165 | -117.4689 | 115.8328
Line16_4_18 | 4.4571 | 0 | 0 | 4.4571 | 0 | 0 | 1.0293 | 0 | 0 | 1.0293 | 0 | 0 | 0.16555 | 1.3818e-08 | -1.442e-08 | 1.89e-16 | 2.3287e-10 | 7.3023e-11 | 0.3311 | -5.8618e-09 | -6.1733e-09 | 8.6362e-14 | 6.6663e-10 | -7.5424e-10 | -69.8445 | 0 | 0 | 110.1555 | 0 | 0 | 0.35963 | 0.9864 | 1.0431 | 0 | 0.96739 | 1.0104 | -6.4095 | -113.7589 | 112.3961 | 0 | -109.6893 | 108.8197
Line17_5_19 | 0 | 0 | 0 | 0 | 0 | 0 | 0 | 0 | 0 | 0 | 0 | 0 | -3.3949e-10 | 5.281e-09 | -5.9357e-09 | 8.7489e-10 | 1.9139e-10 | -7.2099e-11 | 4.6588e-09 | -3.098e-09 | -2.5223e-09 | -2.9877e-10 | 1.6945e-10 | -2.9815e-10 | 0 | 0 | 0 | 0 | 0 | 0 | 0.70534 | 0.9966 | 1.0657 | 0.70534 | 0.9966 | 1.0657 | -6.3165 | -117.4689 | 115.8328 | -6.3165 | -117.4689 | 115.8328
Line1_1_3 | 0 | 0 | 0 | 0 | 0 | 0 | 0 | 0 | 0 | 0 | 0 | 0 | -2.7159e-09 | 4.2248e-08 | -4.7486e-08 | 3.2513e-09 | -3.6776e-08 | 4.1478e-08 | 3.727e-08 | -2.4784e-08 | -2.0179e-08 | -3.291e-08 | 2.1855e-08 | 1.7358e-08 | 0 | 0 | 0 | 0 | 0 | 0 | 0.70534 | 0.9966 | 1.0657 | 0.70534 | 0.9966 | 1.0657 | -6.3165 | -117.4689 | 115.8328 | -6.3165 | -117.4689 | 115.8328
Line2_1_4 | 4.3133 | 0.14434 | 0.14434 | 4.3133 | 0.14434 | 0.14434 | 0.99611 | 0.033333 | 0.033333 | 0.99611 | 0.033333 | 0.033333 | 0.31491 | -0.0074284 | -0.011928 | -0.16109 | 0.0052633 | 0.013617 | 0.62807 | -0.032379 | -0.03346 | -0.31998 | 0.032456 | 0.031991 | -69.6873 | -14.5477 | -134.5474 | 110.3127 | 165.4524 | 45.4526 | 0.70534 | 0.9966 | 1.0657 | 0.35963 | 0.9864 | 1.0431 | -6.3165 | -117.4689 | 115.8328 | -6.4095 | -113.7589 | 112.3961
Line3_1_5 | 0 | 0 | 0 | 0 | 0 | 0 | 0 | 0 | 0 | 0 | 0 | 0 | -6.7898e-10 | 1.0562e-08 | -1.1871e-08 | 1.2144e-09 | -5.0896e-09 | 5.8636e-09 | 9.3176e-09 | -6.1959e-09 | -5.0446e-09 | -4.9576e-09 | 3.2674e-09 | 2.2242e-09 | 0 | 0 | 0 | 0 | 0 | 0 | 0.70534 | 0.9966 | 1.0657 | 0.70534 | 0.9966 | 1.0657 | -6.3165 | -117.4689 | 115.8328 | -6.3165 | -117.4689 | 115.8328
Line4_2_6 | 0 | 0 | 0 | 0 | 0 | 0 | 0 | 0 | 0 | 0 | 0 | 0 | -1.6974e-09 | 2.6405e-08 | -2.9678e-08 | 2.2328e-09 | -2.0933e-08 | 2.3671e-08 | 2.3294e-08 | -1.549e-08 | -1.2612e-08 | -1.8934e-08 | 1.2561e-08 | 9.7911e-09 | 0 | 0 | 0 | 0 | 0 | 0 | 0.70534 | 0.9966 | 1.0657 | 0.70534 | 0.9966 | 1.0657 | -6.3165 | -117.4689 | 115.8328 | -6.3165 | -117.4689 | 115.8328
Line5_6_7 | 0 | 0 | 0 | 0 | 0 | 0 | 0 | 0 | 0 | 0 | 0 | 0 | -1.358e-09 | 2.1124e-08 | -2.3743e-08 | 1.8934e-09 | -1.5652e-08 | 1.7735e-08 | 1.8635e-08 | -1.2392e-08 | -1.0089e-08 | -1.4275e-08 | 9.4633e-09 | 7.2688e-09 | 0 | 0 | 0 | 0 | 0 | 0 | 0.70534 | 0.9966 | 1.0657 | 0.70534 | 0.9966 | 1.0657 | -6.3165 | -117.4689 | 115.8328 | -6.3165 | -117.4689 | 115.8328
Line6_7_8 | 0 | 0 | 0 | 0 | 0 | 0 | 0 | 0 | 0 | 0 | 0 | 0 | -1.0185e-09 | 1.5843e-08 | -1.7807e-08 | 1.5539e-09 | -1.0371e-08 | 1.1799e-08 | 1.3976e-08 | -9.2939e-09 | -7.5669e-09 | -9.6164e-09 | 6.3654e-09 | 4.7465e-09 | 0 | 0 | 0 | 0 | 0 | 0 | 0.70534 | 0.9966 | 1.0657 | 0.70534 | 0.9966 | 1.0657 | -6.3165 | -117.4689 | 115.8328 | -6.3165 | -117.4689 | 115.8328
Line7_8_9 | 0 | 0 | 0 | 0 | 0 | 0 | 0 | 0 | 0 | 0 | 0 | 0 | -3.3949e-10 | 5.281e-09 | -5.9357e-09 | 8.7489e-10 | 1.9139e-10 | -7.2099e-11 | 4.6588e-09 | -3.098e-09 | -2.5223e-09 | -2.9877e-10 | 1.6945e-10 | -2.9815e-10 | 0 | 0 | 0 | 0 | 0 | 0 | 0.70534 | 0.9966 | 1.0657 | 0.70534 | 0.9966 | 1.0657 | -6.3165 | -117.4689 | 115.8328 | -6.3165 | -117.4689 | 115.8328
Line8_8_10 | 0 | 0 | 0 | 0 | 0 | 0 | 0 | 0 | 0 | 0 | 0 | 0 | -3.3949e-10 | 5.281e-09 | -5.9357e-09 | 8.7489e-10 | 1.9139e-10 | -7.2099e-11 | 4.6588e-09 | -3.098e-09 | -2.5223e-09 | -2.9877e-10 | 1.6945e-10 | -2.9815e-10 | 0 | 0 | 0 | 0 | 0 | 0 | 0.70534 | 0.9966 | 1.0657 | 0.70534 | 0.9966 | 1.0657 | -6.3165 | -117.4689 | 115.8328 | -6.3165 | -117.4689 | 115.8328
Line9_3_11 | 0 | 0 | 0 | 0 | 0 | 0 | 0 | 0 | 0 | 0 | 0 | 0 | -2.3764e-09 | 3.6967e-08 | -4.155e-08 | 2.9118e-09 | -3.1495e-08 | 3.5542e-08 | 3.2612e-08 | -2.1686e-08 | -1.7656e-08 | -2.8252e-08 | 1.8757e-08 | 1.4836e-08 | 0 | 0 | 0 | 0 | 0 | 0 | 0.70534 | 0.9966 | 1.0657 | 0.70534 | 0.9966 | 1.0657 | -6.3165 | -117.4689 | 115.8328 | -6.3165 | -117.4689 | 115.8328

## LG_max_10
name | pf_ikss_a_from_ka | pf_ikss_b_from_ka | pf_ikss_c_from_ka | pf_ikss_a_to_ka | pf_ikss_b_to_ka | pf_ikss_c_to_ka | pf_skss_a_from_mw | pf_skss_b_from_mw | pf_skss_c_from_mw | pf_skss_a_to_mw | pf_skss_b_to_mw | pf_skss_c_to_mw | pf_p_a_from_mw | pf_p_b_from_mw | pf_p_c_from_mw | pf_p_a_to_mw | pf_p_b_to_mw | pf_p_c_to_mw | pf_q_a_from_mvar | pf_q_b_from_mvar | pf_q_c_from_mvar | pf_q_a_to_mvar | pf_q_b_to_mvar | pf_q_c_to_mvar | pf_ikss_a_from_degree | pf_ikss_b_from_degree | pf_ikss_c_from_degree | pf_ikss_a_to_degree | pf_ikss_b_to_degree | pf_ikss_c_to_degree | pf_vm_a_from_pu | pf_vm_b_from_pu | pf_vm_c_from_pu | pf_vm_a_to_pu | pf_vm_b_to_pu | pf_vm_c_to_pu | pf_va_a_from_degree | pf_va_b_from_degree | pf_va_c_from_degree | pf_va_a_to_degree | pf_va_b_to_degree | pf_va_c_to_degree
Line0_1_2 | 0 | 0 | 0 | 0 | 0 | 0 | 0 | 0 | 0 | 0 | 0 | 0 | -2.2722e-09 | 3.5866e-08 | -4.0268e-08 | 2.8684e-09 | -2.9672e-08 | 3.3477e-08 | 3.1122e-08 | -2.0804e-08 | -1.7159e-08 | -2.6268e-08 | 1.7529e-08 | 1.3962e-08 | 0 | 0 | 0 | 0 | 0 | 0 | 0.72733 | 1.0421 | 1.1163 | 0.72733 | 1.0421 | 1.1163 | -6.5168 | -117.3831 | 115.6998 | -6.5168 | -117.3832 | 115.6998
Line10_11_12 | 0 | 0 | 0 | 0 | 0 | 0 | 0 | 0 | 0 | 0 | 0 | 0 | -2.2722e-09 | 3.5866e-08 | -4.0268e-08 | 2.8685e-09 | -2.9672e-08 | 3.3477e-08 | 3.1122e-08 | -2.0804e-08 | -1.7159e-08 | -2.6268e-08 | 1.7529e-08 | 1.3962e-08 | 0 | 0 | 0 | 0 | 0 | 0 | 0.72733 | 1.0421 | 1.1163 | 0.72733 | 1.0421 | 1.1163 | -6.5168 | -117.3832 | 115.6998 | -6.5168 | -117.3832 | 115.6998
Line11_12_13 | 0 | 0 | 0 | 0 | 0 | 0 | 0 | 0 | 0 | 0 | 0 | 0 | -1.8935e-09 | 2.9889e-08 | -3.3557e-08 | 2.4897e-09 | -2.3694e-08 | 2.6766e-08 | 2.5935e-08 | -1.7337e-08 | -1.4299e-08 | -2.1081e-08 | 1.4061e-08 | 1.1102e-08 | 0 | 0 | 0 | 0 | 0 | 0 | 0.72733 | 1.0421 | 1.1163 | 0.72733 | 1.0421 | 1.1163 | -6.5168 | -117.3832 | 115.6998 | -6.5168 | -117.3832 | 115.6998
Line12_13_15 | 0 | 0 | 0 | 0 | 0 | 0 | 0 | 0 | 0 | 0 | 0 | 0 | -1.1361e-09 | 1.7933e-08 | -2.0134e-08 | 1.7323e-09 | -1.1739e-08 | 1.3343e-08 | 1.5561e-08 | -1.0402e-08 | -8.5797e-09 | -1.0707e-08 | 7.1267e-09 | 5.3822e-09 | 0 | 0 | 0 | 0 | 0 | 0 | 0.72733 | 1.0421 | 1.1163 | 0.72733 | 1.0421 | 1.1163 | -6.5168 | -117.3832 | 115.6998 | -6.5168 | -117.3832 | 115.6998
Line13_13_14 | 0 | 0 | 0 | 0 | 0 | 0 | 0 | 0 | 0 | 0 | 0 | 0 | -3.7871e-10 | 5.9777e-09 | -6.7113e-09 | 9.7491e-10 | 2.1676e-10 | -7.9347e-11 | 5.1869e-09 | -3.4674e-09 | -2.8599e-09 | -3.3294e-10 | 1.9191e-10 | -3.376e-10 | 0 | 0 | 0 | 0 | 0 | 0 | 0.72733 | 1.0421 | 1.1163 | 0.72733 | 1.0421 | 1.1163 | -6.5168 | -117.3832 | 115.6998 | -6.5168 | -117.3832 | 115.6998
Line14_15_16 | 0 | 0 | 0 | 0 | 0 | 0 | 0 | 0 | 0 | 0 | 0 | 0 | -7.5742e-10 | 1.1955e-08 | -1.3423e-08 | 1.3536e-09 | -5.7609e-09 | 6.632e-09 | 1.0374e-08 | -6.9348e-09 | -5.7198e-09 | -5.5199e-09 | 3.6593e-09 | 2.5223e-09 | 0 | 0 | 0 | 0 | 0 | 0 | 0.72733 | 1.0421 | 1.1163 | 0.72733 | 1.0421 | 1.1163 | -6.5168 | -117.3832 | 115.6998 | -6.5168 | -117.3832 | 115.6998
Line15_16_17 | 0 | 0 | 0 | 0 | 0 | 0 | 0 | 0 | 0 | 0 | 0 | 0 | -3.7871e-10 | 5.9777e-09 | -6.7113e-09 | 9.7491e-10 | 2.1676e-10 | -7.9347e-11 | 5.1869e-09 | -3.4674e-09 | -2.8599e-09 | -3.3294e-10 | 1.9191e-10 | -3.376e-10 | 0 | 0 | 0 | 0 | 0 | 0 | 0.72733 | 1.0421 | 1.1163 | 0.72733 | 1.0421 | 1.1163 | -6.5168 | -117.3832 | 115.6998 | -6.5168 | -117.3832 | 115.6998
Line16_4_18 | 4.5934 | 0 | 0 | 4.5934 | 0 | 0 | 1.0608 | 0 | 0 | 1.0608 | 0 | 0 | 0.17583 | 1.5192e-08 | -1.5859e-08 | 1.4205e-13 | 2.6021e-10 | 7.9609e-11 | 0.35165 | -6.3936e-09 | -6.8061e-09 | -1.7938e-13 | 7.296e-10 | -8.287e-10 | -70.0431 | 0 | 0 | 109.9569 | 0 | 0 | 0.37063 | 1.0315 | 1.0924 | 0 | 1.0122 | 1.0586 | -6.6082 | -113.7186 | 112.3218 | 0 | -109.7051 | 108.8082
Line17_5_19 | 0 | 0 | 0 | 0 | 0 | 0 | 0 | 0 | 0 | 0 | 0 | 0 | -3.7871e-10 | 5.9777e-09 | -6.7113e-09 | 9.7491e-10 | 2.1676e-10 | -7.9347e-11 | 5.1869e-09 | -3.4674e-09 | -2.8599e-09 | -3.3294e-10 | 1.9191e-10 | -3.376e-10 | 0 | 0 | 0 | 0 | 0 | 0 | 0.72733 | 1.0421 | 1.1163 | 0.72733 | 1.0421 | 1.1163 | -6.5168 | -117.3831 | 115.6998 | -6.5168 | -117.3831 | 115.6998
Line1_1_3 | 0 | 0 | 0 | 0 | 0 | 0 | 0 | 0 | 0 | 0 | 0 | 0 | -3.0297e-09 | 4.7822e-08 | -5.3691e-08 | 3.6259e-09 | -4.1627e-08 | 4.69e-08 | 4.1495e-08 | -2.7739e-08 | -2.2879e-08 | -3.6641e-08 | 2.4464e-08 | 1.9682e-08 | 0 | 0 | 0 | 0 | 0 | 0 | 0.72733 | 1.0421 | 1.1163 | 0.72733 | 1.0421 | 1.1163 | -6.5168 | -117.3831 | 115.6998 | -6.5168 | -117.3832 | 115.6998
Line2_1_4 | 4.4496 | 0.14434 | 0.14434 | 4.4496 | 0.14434 | 0.14434 | 1.0276 | 0.033333 | 0.033333 | 1.0276 | 0.033333 | 0.033333 | 0.33497 | -0.0075666 | -0.01242 | -0.17124 | 0.0053293 | 0.014156 | 0.66812 | -0.033903 | -0.035076 | -0.34018 | 0.033968 | 0.03355 | -69.8889 | -14.802 | -134.8018 | 110.1111 | 165.198 | 45.1982 | 0.72733 | 1.0421 | 1.1163 | 0.37063 | 1.0315 | 1.0924 | -6.5168 | -117.3831 | 115.6998 | -6.6082 | -113.7186 | 112.3218
Line3_1_5 | 0 | 0 | 0 | 0 | 0 | 0 | 0 | 0 | 0 | 0 | 0 | 0 | -7.5741e-10 | 1.1955e-08 | -1.3423e-08 | 1.3536e-09 | -5.7609e-09 | 6.632e-09 | 1.0374e-08 | -6.9348e-09 | -5.7198e-09 | -5.5199e-09 | 3.6593e-09 | 2.5223e-09 | 0 | 0 | 0 | 0 | 0 | 0 | 0.72733 | 1.0421 | 1.1163 | 0.72733 | 1.0421 | 1.1163 | -6.5168 | -117.3831 | 115.6998 | -6.5168 | -117.3831 | 115.6998
Line4_2_6 | 0 | 0 | 0 | 0 | 0 | 0 | 0 | 0 | 0 | 0 | 0 | 0 | -1.8935e-09 | 2.9888e-08 | -3.3557e-08 | 2.4897e-09 | -2.3694e-08 | 2.6766e-08 | 2.5935e-08 | -1.7337e-08 | -1.4299e-08 | -2.1081e-08 | 1.4061e-08 | 1.1102e-08 | 0 | 0 | 0 | 0 | 0 | 0 | 0.72733 | 1.0421 | 1.1163 | 0.72733 | 1.0421 | 1.1163 | -6.5168 | -117.3832 | 115.6998 | -6.5168 | -117.3832 | 115.6998
Line5_6_7 | 0 | 0 | 0 | 0 | 0 | 0 | 0 | 0 | 0 | 0 | 0 | 0 | -1.5148e-09 | 2.3911e-08 | -2.6845e-08 | 2.111e-09 | -1.7716e-08 | 2.0055e-08 | 2.0748e-08 | -1.387e-08 | -1.144e-08 | -1.5894e-08 | 1.0594e-08 | 8.2421e-09 | 0 | 0 | 0 | 0 | 0 | 0 | 0.72733 | 1.0421 | 1.1163 | 0.72733 | 1.0421 | 1.1163 | -6.5168 | -117.3832 | 115.6998 | -6.5168 | -117.3832 | 115.6998
Line6_7_8 | 0 | 0 | 0 | 0 | 0 | 0 | 0 | 0 | 0 | 0 | 0 | 0 | -1.1361e-09 | 1.7933e-08 | -2.0134e-08 | 1.7323e-09 | -1.1739e-08 | 1.3343e-08 | 1.5561e-08 | -1.0402e-08 | -8.5797e-09 | -1.0707e-08 | 7.1267e-09 | 5.3822e-09 | 0 | 0 | 0 | 0 | 0 | 0 | 0.72733 | 1.0421 | 1.1163 | 0.72733 | 1.0421 | 1.1163 | -6.5168 | -117.3832 | 115.6998 | -6.5168 | -117.3832 | 115.6998
Line7_8_9 | 0 | 0 | 0 | 0 | 0 | 0 | 0 | 0 | 0 | 0 | 0 | 0 | -3.7871e-10 | 5.9777e-09 | -6.7113e-09 | 9.7491e-10 | 2.1676e-10 | -7.9347e-11 | 5.1869e-09 | -3.4674e-09 | -2.8599e-09 | -3.3294e-10 | 1.9191e-10 | -3.376e-10 | 0 | 0 | 0 | 0 | 0 | 0 | 0.72733 | 1.0421 | 1.1163 | 0.72733 | 1.0421 | 1.1163 | -6.5168 | -117.3832 | 115.6998 | -6.5168 | -117.3832 | 115.6998
Line8_8_10 | 0 | 0 | 0 | 0 | 0 | 0 | 0 | 0 | 0 | 0 | 0 | 0 | -3.7871e-10 | 5.9777e-09 | -6.7113e-09 | 9.7491e-10 | 2.1676e-10 | -7.9347e-11 | 5.1869e-09 | -3.4674e-09 | -2.8599e-09 | -3.3294e-10 | 1.9191e-10 | -3.376e-10 | 0 | 0 | 0 | 0 | 0 | 0 | 0.72733 | 1.0421 | 1.1163 | 0.72733 | 1.0421 | 1.1163 | -6.5168 | -117.3832 | 115.6998 | -6.5168 | -117.3832 | 115.6998
Line9_3_11 | 0 | 0 | 0 | 0 | 0 | 0 | 0 | 0 | 0 | 0 | 0 | 0 | -2.651e-09 | 4.1844e-08 | -4.6979e-08 | 3.2472e-09 | -3.5649e-08 | 4.0189e-08 | 3.6308e-08 | -2.4272e-08 | -2.0019e-08 | -3.1455e-08 | 2.0996e-08 | 1.6822e-08 | 0 | 0 | 0 | 0 | 0 | 0 | 0.72733 | 1.0421 | 1.1163 | 0.72733 | 1.0421 | 1.1163 | -6.5168 | -117.3832 | 115.6998 | -6.5168 | -117.3832 | 115.6998

## LG_max_fault_6
name | pf_ikss_a_from_ka | pf_ikss_b_from_ka | pf_ikss_c_from_ka | pf_ikss_a_to_ka | pf_ikss_b_to_ka | pf_ikss_c_to_ka | pf_skss_a_from_mw | pf_skss_b_from_mw | pf_skss_c_from_mw | pf_skss_a_to_mw | pf_skss_b_to_mw | pf_skss_c_to_mw | pf_p_a_from_mw | pf_p_b_from_mw | pf_p_c_from_mw | pf_p_a_to_mw | pf_p_b_to_mw | pf_p_c_to_mw | pf_q_a_from_mvar | pf_q_b_from_mvar | pf_q_c_from_mvar | pf_q_a_to_mvar | pf_q_b_to_mvar | pf_q_c_to_mvar | pf_ikss_a_from_degree | pf_ikss_b_from_degree | pf_ikss_c_from_degree | pf_ikss_a_to_degree | pf_ikss_b_to_degree | pf_ikss_c_to_degree | pf_vm_a_from_pu | pf_vm_b_from_pu | pf_vm_c_from_pu | pf_vm_a_to_pu | pf_vm_b_to_pu | pf_vm_c_to_pu | pf_va_a_from_degree | pf_va_b_from_degree | pf_va_c_from_degree | pf_va_a_to_degree | pf_va_b_to_degree | pf_va_c_to_degree
Line0_1_2 | 0 | 0 | 0 | 0 | 0 | 0 | 0 | 0 | 0 | 0 | 0 | 0 | 4.1279e-10 | 4.982e-10 | 3.0067e-11 | -3.9063e-10 | -4.6854e-10 | -8.1884e-11 | 2.5986e-10 | -3.1979e-10 | -7.4884e-11 | -2.1296e-10 | 2.7713e-10 | 7.0556e-11 | 0 | 0 | 0 | 0 | 0 | 0 | 1.062 | 1.0637 | 1.0646 | 1.062 | 1.0637 | 1.0646 | 0.050325 | -119.8511 | 120.114 | 0.050325 | -119.8511 | 120.114
Line10_11_12 | 0 | 0 | 0 | 0 | 0 | 0 | 0 | 0 | 0 | 0 | 0 | 0 | 4.1279e-10 | 4.982e-10 | 3.0066e-11 | -3.9063e-10 | -4.6854e-10 | -8.1884e-11 | 2.5986e-10 | -3.1979e-10 | -7.4884e-11 | -2.1296e-10 | 2.7713e-10 | 7.0556e-11 | 0 | 0 | 0 | 0 | 0 | 0 | 1.062 | 1.0637 | 1.0646 | 1.062 | 1.0637 | 1.0646 | 0.050325 | -119.8511 | 120.114 | 0.050325 | -119.8511 | 120.114
Line11_12_13 | 0 | 0 | 0 | 0 | 0 | 0 | 0 | 0 | 0 | 0 | 0 | 0 | 3.4399e-10 | 4.1517e-10 | 2.5055e-11 | -3.2183e-10 | -3.8551e-10 | -7.6873e-11 | 2.1655e-10 | -2.6649e-10 | -6.2403e-11 | -1.6965e-10 | 2.2383e-10 | 5.8076e-11 | 0 | 0 | 0 | 0 | 0 | 0 | 1.062 | 1.0637 | 1.0646 | 1.062 | 1.0637 | 1.0646 | 0.050325 | -119.8511 | 120.114 | 0.050325 | -119.8511 | 120.114
Line12_13_15 | 0 | 0 | 0 | 0 | 0 | 0 | 0 | 0 | 0 | 0 | 0 | 0 | 2.0639e-10 | 2.491e-10 | 1.5033e-11 | -1.8423e-10 | -2.1944e-10 | -6.6851e-11 | 1.2993e-10 | -1.5989e-10 | -3.7442e-11 | -8.3028e-11 | 1.1723e-10 | 3.3114e-11 | 0 | 0 | 0 | 0 | 0 | 0 | 1.062 | 1.0637 | 1.0646 | 1.062 | 1.0637 | 1.0646 | 0.050325 | -119.8511 | 120.114 | 0.050325 | -119.8511 | 120.114
Line13_13_14 | 0 | 0 | 0 | 0 | 0 | 0 | 0 | 0 | 0 | 0 | 0 | 0 | 6.8798e-11 | 8.3033e-11 | 5.0111e-12 | -4.6638e-11 | -5.3375e-11 | -5.6829e-11 | 4.331e-11 | -5.3298e-11 | -1.2481e-11 | 3.5912e-12 | 1.0639e-11 | 8.153e-12 | 0 | 0 | 0 | 0 | 0 | 0 | 1.062 | 1.0637 | 1.0646 | 1.062 | 1.0637 | 1.0646 | 0.050325 | -119.8511 | 120.114 | 0.050325 | -119.8511 | 120.114
Line14_15_16 | 0 | 0 | 0 | 0 | 0 | 0 | 0 | 0 | 0 | 0 | 0 | 0 | 1.376e-10 | 1.6607e-10 | 1.0022e-11 | -1.1544e-10 | -1.3641e-10 | -6.184e-11 | 8.6619e-11 | -1.066e-10 | -2.4961e-11 | -3.9718e-11 | 6.3937e-11 | 2.0634e-11 | 0 | 0 | 0 | 0 | 0 | 0 | 1.062 | 1.0637 | 1.0646 | 1.062 | 1.0637 | 1.0646 | 0.050325 | -119.8511 | 120.114 | 0.050325 | -119.8511 | 120.114
Line15_16_17 | 0 | 0 | 0 | 0 | 0 | 0 | 0 | 0 | 0 | 0 | 0 | 0 | 6.8798e-11 | 8.3033e-11 | 5.0111e-12 | -4.6638e-11 | -5.3375e-11 | -5.6829e-11 | 4.331e-11 | -5.3298e-11 | -1.2481e-11 | 3.5912e-12 | 1.0639e-11 | 8.153e-12 | 0 | 0 | 0 | 0 | 0 | 0 | 1.062 | 1.0637 | 1.0646 | 1.062 | 1.0637 | 1.0646 | 0.050325 | -119.8511 | 120.114 | 0.050325 | -119.8511 | 120.114
Line16_4_18 | 0.034957 | 0 | 0 | 0.034957 | 0 | 0 | 0.008073 | 0 | 0 | 0.008073 | 0 | 0 | 0.0061202 | 1.8564e-10 | -1.6487e-11 | -0.00611 | -1.048e-10 | -1.1084e-10 | 0.0061304 | -1.0339e-10 | -1.3187e-11 | -0.00611 | 3.1614e-12 | -6.4699e-12 | -45.1888 | 0 | 0 | 134.8112 | 0 | 0 | 1.073 | 1.077 | 1.0782 | 1.0703 | 1.0766 | 1.078 | -0.14118 | -119.9763 | 119.94 | -0.18881 | -119.9563 | 119.9107
Line17_5_19 | 0 | 0 | 0 | 0 | 0 | 0 | 0 | 0 | 0 | 0 | 0 | 0 | 6.8798e-11 | 8.3033e-11 | 5.0111e-12 | -4.6638e-11 | -5.3375e-11 | -5.6829e-11 | 4.331e-11 | -5.3298e-11 | -1.2481e-11 | 3.5912e-12 | 1.0639e-11 | 8.153e-12 | 0 | 0 | 0 | 0 | 0 | 0 | 1.062 | 1.0637 | 1.0646 | 1.062 | 1.0637 | 1.0646 | 0.050325 | -119.8511 | 120.114 | 0.050325 | -119.8511 | 120.114
Line1_1_3 | 0 | 0 | 0 | 0 | 0 | 0 | 0 | 0 | 0 | 0 | 0 | 0 | 5.5038e-10 | 6.6427e-10 | 4.0089e-11 | -5.2822e-10 | -6.3461e-10 | -9.1907e-11 | 3.4648e-10 | -4.2638e-10 | -9.9845e-11 | -2.9958e-10 | 3.8372e-10 | 9.5517e-11 | 0 | 0 | 0 | 0 | 0 | 0 | 1.062 | 1.0637 | 1.0646 | 1.062 | 1.0637 | 1.0646 | 0.050325 | -119.8511 | 120.114 | 0.050325 | -119.8511 | 120.114
Line2_1_4 | 0.11515 | 0.14434 | 0.14434 | 0.11515 | 0.14434 | 0.14434 | 0.026593 | 0.033333 | 0.033333 | 0.026593 | 0.033333 | 0.033333 | -0.0033649 | -0.0093581 | -0.0093866 | 0.0034945 | 0.0095506 | 0.0096117 | -0.02804 | -0.034199 | -0.034221 | 0.02832 | 0.034605 | 0.034629 | 96.8932 | -14.5475 | -134.5475 | -83.1068 | 165.4525 | 45.4525 | 1.062 | 1.0637 | 1.0646 | 1.073 | 1.077 | 1.0782 | 0.050325 | -119.8511 | 120.114 | -0.14118 | -119.9763 | 119.94
Line3_1_5 | 0 | 0 | 0 | 0 | 0 | 0 | 0 | 0 | 0 | 0 | 0 | 0 | 1.376e-10 | 1.6607e-10 | 1.0022e-11 | -1.1544e-10 | -1.3641e-10 | -6.184e-11 | 8.6619e-11 | -1.066e-10 | -2.4961e-11 | -3.9718e-11 | 6.3937e-11 | 2.0634e-11 | 0 | 0 | 0 | 0 | 0 | 0 | 1.062 | 1.0637 | 1.0646 | 1.062 | 1.0637 | 1.0646 | 0.050325 | -119.8511 | 120.114 | 0.050325 | -119.8511 | 120.114
Line4_2_6 | 0 | 0 | 0 | 0 | 0 | 0 | 0 | 0 | 0 | 0 | 0 | 0 | 3.4399e-10 | 4.1517e-10 | 2.5055e-11 | -3.2183e-10 | -3.8551e-10 | -7.6873e-11 | 2.1655e-10 | -2.6649e-10 | -6.2403e-11 | -1.6965e-10 | 2.2383e-10 | 5.8075e-11 | 0 | 0 | 0 | 0 | 0 | 0 | 1.062 | 1.0637 | 1.0646 | 1.062 | 1.0637 | 1.0646 | 0.050325 | -119.8511 | 120.114 | 0.050325 | -119.8511 | 120.114
Line5_6_7 | 0 | 0 | 0 | 0 | 0 | 0 | 0 | 0 | 0 | 0 | 0 | 0 | 2.7519e-10 | 3.3213e-10 | 2.0044e-11 | -2.5303e-10 | -3.0248e-10 | -7.1862e-11 | 1.7324e-10 | -2.1319e-10 | -4.9922e-11 | -1.2634e-10 | 1.7053e-10 | 4.5595e-11 | 0 | 0 | 0 | 0 | 0 | 0 | 1.062 | 1.0637 | 1.0646 | 1.062 | 1.0637 | 1.0646 | 0.050325 | -119.8511 | 120.114 | 0.050325 | -119.8511 | 120.114
Line6_7_8 | 0 | 0 | 0 | 0 | 0 | 0 | 0 | 0 | 0 | 0 | 0 | 0 | 2.0639e-10 | 2.491e-10 | 1.5033e-11 | -1.8423e-10 | -2.1944e-10 | -6.6851e-11 | 1.2993e-10 | -1.5989e-10 | -3.7442e-11 | -8.3028e-11 | 1.1723e-10 | 3.3114e-11 | 0 | 0 | 0 | 0 | 0 | 0 | 1.062 | 1.0637 | 1.0646 | 1.062 | 1.0637 | 1.0646 | 0.050325 | -119.8511 | 120.114 | 0.050325 | -119.8511 | 120.114
Line7_8_9 | 0 | 0 | 0 | 0 | 0 | 0 | 0 | 0 | 0 | 0 | 0 | 0 | 6.8798e-11 | 8.3033e-11 | 5.0111e-12 | -4.6638e-11 | -5.3375e-11 | -5.6829e-11 | 4.331e-11 | -5.3298e-11 | -1.2481e-11 | 3.5912e-12 | 1.0639e-11 | 8.153e-12 | 0 | 0 | 0 | 0 | 0 | 0 | 1.062 | 1.0637 | 1.0646 | 1.062 | 1.0637 | 1.0646 | 0.050325 | -119.8511 | 120.114 | 0.050325 | -119.8511 | 120.114
Line8_8_10 | 0 | 0 | 0 | 0 | 0 | 0 | 0 | 0 | 0 | 0 | 0 | 0 | 6.8798e-11 | 8.3033e-11 | 5.0111e-12 | -4.6638e-11 | -5.3375e-11 | -5.6829e-11 | 4.331e-11 | -5.3298e-11 | -1.2481e-11 | 3.5912e-12 | 1.0639e-11 | 8.153e-12 | 0 | 0 | 0 | 0 | 0 | 0 | 1.062 | 1.0637 | 1.0646 | 1.062 | 1.0637 | 1.0646 | 0.050325 | -119.8511 | 120.114 | 0.050325 | -119.8511 | 120.114
Line9_3_11 | 0 | 0 | 0 | 0 | 0 | 0 | 0 | 0 | 0 | 0 | 0 | 0 | 4.8158e-10 | 5.8123e-10 | 3.5078e-11 | -4.5943e-10 | -5.5158e-10 | -8.6895e-11 | 3.0317e-10 | -3.7308e-10 | -8.7364e-11 | -2.5627e-10 | 3.3043e-10 | 8.3037e-11 | 0 | 0 | 0 | 0 | 0 | 0 | 1.062 | 1.0637 | 1.0646 | 1.062 | 1.0637 | 1.0646 | 0.050325 | -119.8511 | 120.114 | 0.050325 | -119.8511 | 120.114

## LG_max_fault_10
name | pf_ikss_a_from_ka | pf_ikss_b_from_ka | pf_ikss_c_from_ka | pf_ikss_a_to_ka | pf_ikss_b_to_ka | pf_ikss_c_to_ka | pf_skss_a_from_mw | pf_skss_b_from_mw | pf_skss_c_from_mw | pf_skss_a_to_mw | pf_skss_b_to_mw | pf_skss_c_to_mw | pf_p_a_from_mw | pf_p_b_from_mw | pf_p_c_from_mw | pf_p_a_to_mw | pf_p_b_to_mw | pf_p_c_to_mw | pf_q_a_from_mvar | pf_q_b_from_mvar | pf_q_c_from_mvar | pf_q_a_to_mvar | pf_q_b_to_mvar | pf_q_c_to_mvar | pf_ikss_a_from_degree | pf_ikss_b_from_degree | pf_ikss_c_from_degree | pf_ikss_a_to_degree | pf_ikss_b_to_degree | pf_ikss_c_to_degree | pf_vm_a_from_pu | pf_vm_b_from_pu | pf_vm_c_from_pu | pf_vm_a_to_pu | pf_vm_b_to_pu | pf_vm_c_to_pu | pf_va_a_from_degree | pf_va_b_from_degree | pf_va_c_from_degree | pf_va_a_to_degree | pf_va_b_to_degree | pf_va_c_to_degree
Line0_1_2 | 0 | 0 | 0 | 0 | 0 | 0 | 0 | 0 | 0 | 0 | 0 | 0 | 4.5724e-10 | 5.5536e-10 | 1.7463e-11 | -4.3178e-10 | -5.2128e-10 | -7.7002e-11 | 3.0335e-10 | -3.6258e-10 | -8.1213e-11 | -2.4947e-10 | 3.1357e-10 | 7.6241e-11 | 0 | 0 | 0 | 0 | 0 | 0 | 1.1124 | 1.1143 | 1.1153 | 1.1124 | 1.1143 | 1.1153 | 0.042441 | -119.8544 | 120.1091 | 0.042441 | -119.8544 | 120.1091
Line10_11_12 | 0 | 0 | 0 | 0 | 0 | 0 | 0 | 0 | 0 | 0 | 0 | 0 | 4.5724e-10 | 5.5536e-10 | 1.7463e-11 | -4.3178e-10 | -5.2128e-10 | -7.7002e-11 | 3.0335e-10 | -3.6258e-10 | -8.1213e-11 | -2.4947e-10 | 3.1357e-10 | 7.6241e-11 | 0 | 0 | 0 | 0 | 0 | 0 | 1.1124 | 1.1143 | 1.1153 | 1.1124 | 1.1143 | 1.1153 | 0.042441 | -119.8544 | 120.1091 | 0.042441 | -119.8544 | 120.1091
Line11_12_13 | 0 | 0 | 0 | 0 | 0 | 0 | 0 | 0 | 0 | 0 | 0 | 0 | 3.8103e-10 | 4.628e-10 | 1.4552e-11 | -3.5557e-10 | -4.2872e-10 | -7.4091e-11 | 2.5279e-10 | -3.0215e-10 | -6.7678e-11 | -1.9891e-10 | 2.5314e-10 | 6.2706e-11 | 0 | 0 | 0 | 0 | 0 | 0 | 1.1124 | 1.1143 | 1.1153 | 1.1124 | 1.1143 | 1.1153 | 0.042441 | -119.8544 | 120.1091 | 0.042441 | -119.8544 | 120.1091
Line12_13_15 | 0 | 0 | 0 | 0 | 0 | 0 | 0 | 0 | 0 | 0 | 0 | 0 | 2.2862e-10 | 2.7768e-10 | 8.7314e-12 | -2.0316e-10 | -2.436e-10 | -6.827e-11 | 1.5167e-10 | -1.8129e-10 | -4.0607e-11 | -9.7792e-11 | 1.3228e-10 | 3.5635e-11 | 0 | 0 | 0 | 0 | 0 | 0 | 1.1124 | 1.1143 | 1.1153 | 1.1124 | 1.1143 | 1.1153 | 0.042441 | -119.8544 | 120.1091 | 0.042441 | -119.8544 | 120.1091
Line13_13_14 | 0 | 0 | 0 | 0 | 0 | 0 | 0 | 0 | 0 | 0 | 0 | 0 | 7.6207e-11 | 9.256e-11 | 2.9105e-12 | -5.0745e-11 | -5.8483e-11 | -6.2449e-11 | 5.0558e-11 | -6.043e-11 | -1.3536e-11 | 3.3236e-12 | 1.1418e-11 | 8.5636e-12 | 0 | 0 | 0 | 0 | 0 | 0 | 1.1124 | 1.1143 | 1.1153 | 1.1124 | 1.1143 | 1.1153 | 0.042441 | -119.8544 | 120.1091 | 0.042441 | -119.8544 | 120.1091
Line14_15_16 | 0 | 0 | 0 | 0 | 0 | 0 | 0 | 0 | 0 | 0 | 0 | 0 | 1.5241e-10 | 1.8512e-10 | 5.821e-12 | -1.2695e-10 | -1.5104e-10 | -6.536e-11 | 1.0112e-10 | -1.2086e-10 | -2.7071e-11 | -4.7234e-11 | 7.1848e-11 | 2.2099e-11 | 0 | 0 | 0 | 0 | 0 | 0 | 1.1124 | 1.1143 | 1.1153 | 1.1124 | 1.1143 | 1.1153 | 0.042441 | -119.8544 | 120.1091 | 0.042441 | -119.8544 | 120.1091
Line15_16_17 | 0 | 0 | 0 | 0 | 0 | 0 | 0 | 0 | 0 | 0 | 0 | 0 | 7.6207e-11 | 9.256e-11 | 2.9105e-12 | -5.0745e-11 | -5.8483e-11 | -6.2449e-11 | 5.0558e-11 | -6.043e-11 | -1.3536e-11 | 3.3236e-12 | 1.1418e-11 | 8.5636e-12 | 0 | 0 | 0 | 0 | 0 | 0 | 1.1124 | 1.1143 | 1.1153 | 1.1124 | 1.1143 | 1.1153 | 0.042441 | -119.8544 | 120.1091 | 0.042441 | -119.8544 | 120.1091
Line16_4_18 | 0.036597 | 0 | 0 | 0.036597 | 0 | 0 | 0.0084516 | 0 | 0 | 0.0084516 | 0 | 0 | 0.0067077 | 2.0229e-10 | -2.3399e-11 | -0.0066966 | -1.1211e-10 | -1.1891e-10 | 0.0067189 | -1.1559e-10 | -1.4566e-11 | -0.0066966 | 3.4812e-12 | -7.2099e-12 | -45.1932 | 0 | 0 | 134.8068 | 0 | 0 | 1.1233 | 1.1276 | 1.1288 | 1.1205 | 1.1271 | 1.1287 | -0.14561 | -119.9761 | 119.9386 | -0.19323 | -119.9561 | 119.9093
Line17_5_19 | 0 | 0 | 0 | 0 | 0 | 0 | 0 | 0 | 0 | 0 | 0 | 0 | 7.6207e-11 | 9.256e-11 | 2.9105e-12 | -5.0745e-11 | -5.8483e-11 | -6.2449e-11 | 5.0558e-11 | -6.043e-11 | -1.3536e-11 | 3.3236e-12 | 1.1418e-11 | 8.5636e-12 | 0 | 0 | 0 | 0 | 0 | 0 | 1.1124 | 1.1143 | 1.1153 | 1.1124 | 1.1143 | 1.1153 | 0.042441 | -119.8544 | 120.1091 | 0.042441 | -119.8544 | 120.1091
Line1_1_3 | 0 | 0 | 0 | 0 | 0 | 0 | 0 | 0 | 0 | 0 | 0 | 0 | 6.0966e-10 | 7.4048e-10 | 2.3284e-11 | -5.8419e-10 | -7.064e-10 | -8.2823e-11 | 4.0446e-10 | -4.8344e-10 | -1.0828e-10 | -3.5058e-10 | 4.3443e-10 | 1.0331e-10 | 0 | 0 | 0 | 0 | 0 | 0 | 1.1124 | 1.1143 | 1.1153 | 1.1124 | 1.1143 | 1.1153 | 0.042441 | -119.8544 | 120.1091 | 0.042441 | -119.8544 | 120.1091
Line2_1_4 | 0.11396 | 0.14434 | 0.14434 | 0.11396 | 0.14434 | 0.14434 | 0.026319 | 0.033333 | 0.033333 | 0.026319 | 0.033333 | 0.033333 | -0.0030739 | -0.0096464 | -0.0096776 | 0.0032005 | 0.0098382 | 0.0099035 | -0.029116 | -0.035869 | -0.035894 | 0.029391 | 0.036275 | 0.036302 | 96.069 | -14.8019 | -134.8019 | -83.931 | 165.1981 | 45.1981 | 1.1124 | 1.1143 | 1.1153 | 1.1233 | 1.1276 | 1.1288 | 0.042441 | -119.8544 | 120.1091 | -0.14561 | -119.9761 | 119.9386
Line3_1_5 | 0 | 0 | 0 | 0 | 0 | 0 | 0 | 0 | 0 | 0 | 0 | 0 | 1.5241e-10 | 1.8512e-10 | 5.821e-12 | -1.2695e-10 | -1.5104e-10 | -6.536e-11 | 1.0112e-10 | -1.2086e-10 | -2.7071e-11 | -4.7234e-11 | 7.1848e-11 | 2.2099e-11 | 0 | 0 | 0 | 0 | 0 | 0 | 1.1124 | 1.1143 | 1.1153 | 1.1124 | 1.1143 | 1.1153 | 0.042441 | -119.8544 | 120.1091 | 0.042441 | -119.8544 | 120.1091
Line4_2_6 | 0 | 0 | 0 | 0 | 0 | 0 | 0 | 0 | 0 | 0 | 0 | 0 | 3.8103e-10 | 4.628e-10 | 1.4552e-11 | -3.5557e-10 | -4.2872e-10 | -7.4091e-11 | 2.5279e-10 | -3.0215e-10 | -6.7678e-11 | -1.9891e-10 | 2.5314e-10 | 6.2706e-11 | 0 | 0 | 0 | 0 | 0 | 0 | 1.1124 | 1.1143 | 1.1153 | 1.1124 | 1.1143 | 1.1153 | 0.042441 | -119.8544 | 120.1091 | 0.042441 | -119.8544 | 120.1091
Line5_6_7 | 0 | 0 | 0 | 0 | 0 | 0 | 0 | 0 | 0 | 0 | 0 | 0 | 3.0483e-10 | 3.7024e-10 | 1.1642e-11 | -2.7937e-10 | -3.3616e-10 | -7.1181e-11 | 2.0223e-10 | -2.4172e-10 | -5.4142e-11 | -1.4835e-10 | 1.9271e-10 | 4.917e-11 | 0 | 0 | 0 | 0 | 0 | 0 | 1.1124 | 1.1143 | 1.1153 | 1.1124 | 1.1143 | 1.1153 | 0.042441 | -119.8544 | 120.1091 | 0.042441 | -119.8544 | 120.1091
Line6_7_8 | 0 | 0 | 0 | 0 | 0 | 0 | 0 | 0 | 0 | 0 | 0 | 0 | 2.2862e-10 | 2.7768e-10 | 8.7314e-12 | -2.0316e-10 | -2.436e-10 | -6.827e-11 | 1.5167e-10 | -1.8129e-10 | -4.0607e-11 | -9.7792e-11 | 1.3228e-10 | 3.5635e-11 | 0 | 0 | 0 | 0 | 0 | 0 | 1.1124 | 1.1143 | 1.1153 | 1.1124 | 1.1143 | 1.1153 | 0.042441 | -119.8544 | 120.1091 | 0.042441 | -119.8544 | 120.1091
Line7_8_9 | 0 | 0 | 0 | 0 | 0 | 0 | 0 | 0 | 0 | 0 | 0 | 0 | 7.6207e-11 | 9.256e-11 | 2.9105e-12 | -5.0745e-11 | -5.8483e-11 | -6.2449e-11 | 5.0558e-11 | -6.043e-11 | -1.3536e-11 | 3.3236e-12 | 1.1418e-11 | 8.5636e-12 | 0 | 0 | 0 | 0 | 0 | 0 | 1.1124 | 1.1143 | 1.1153 | 1.1124 | 1.1143 | 1.1153 | 0.042441 | -119.8544 | 120.1091 | 0.042441 | -119.8544 | 120.1091
Line8_8_10 | 0 | 0 | 0 | 0 | 0 | 0 | 0 | 0 | 0 | 0 | 0 | 0 | 7.6207e-11 | 9.256e-11 | 2.9105e-12 | -5.0745e-11 | -5.8483e-11 | -6.2449e-11 | 5.0558e-11 | -6.043e-11 | -1.3536e-11 | 3.3236e-12 | 1.1418e-11 | 8.5636e-12 | 0 | 0 | 0 | 0 | 0 | 0 | 1.1124 | 1.1143 | 1.1153 | 1.1124 | 1.1143 | 1.1153 | 0.042441 | -119.8544 | 120.1091 | 0.042441 | -119.8544 | 120.1091
Line9_3_11 | 0 | 0 | 0 | 0 | 0 | 0 | 0 | 0 | 0 | 0 | 0 | 0 | 5.3345e-10 | 6.4792e-10 | 2.0373e-11 | -5.0799e-10 | -6.1384e-10 | -7.9912e-11 | 3.5391e-10 | -4.2301e-10 | -9.4749e-11 | -3.0002e-10 | 3.74e-10 | 8.9777e-11 | 0 | 0 | 0 | 0 | 0 | 0 | 1.1124 | 1.1143 | 1.1153 | 1.1124 | 1.1143 | 1.1153 | 0.042441 | -119.8544 | 120.1091 | 0.042441 | -119.8544 | 120.1091

## LG_min_6
name | pf_ikss_a_from_ka | pf_ikss_b_from_ka | pf_ikss_c_from_ka | pf_ikss_a_to_ka | pf_ikss_b_to_ka | pf_ikss_c_to_ka | pf_skss_a_from_mw | pf_skss_b_from_mw | pf_skss_c_from_mw | pf_skss_a_to_mw | pf_skss_b_to_mw | pf_skss_c_to_mw | pf_p_a_from_mw | pf_p_b_from_mw | pf_p_c_from_mw | pf_p_a_to_mw | pf_p_b_to_mw | pf_p_c_to_mw | pf_q_a_from_mvar | pf_q_b_from_mvar | pf_q_c_from_mvar | pf_q_a_to_mvar | pf_q_b_to_mvar | pf_q_c_to_mvar | pf_ikss_a_from_degree | pf_ikss_b_from_degree | pf_ikss_c_from_degree | pf_ikss_a_to_degree | pf_ikss_b_to_degree | pf_ikss_c_to_degree | pf_vm_a_from_pu | pf_vm_b_from_pu | pf_vm_c_from_pu | pf_vm_a_to_pu | pf_vm_b_to_pu | pf_vm_c_to_pu | pf_va_a_from_degree | pf_va_b_from_degree | pf_va_c_from_degree | pf_va_a_to_degree | pf_va_b_to_degree | pf_va_c_to_degree
Line0_1_2 | 0 | 0 | 0 | 0 | 0 | 0 | 0 | 0 | 0 | 0 | 0 | 0 | 4.8983e-09 | 1.8572e-08 | -2.7973e-08 | -3.4683e-09 | -1.5278e-08 | 2.3249e-08 | 2.1637e-08 | -1.8431e-08 | -5.0183e-09 | -1.8479e-08 | 1.5429e-08 | 3.9617e-09 | 0 | 0 | 0 | 0 | 0 | 0 | 0.6914 | 0.88881 | 0.9654 | 0.6914 | 0.88881 | 0.9654 | -10.7223 | -118.706 | 116.2451 | -10.7223 | -118.706 | 116.2451
Line10_11_12 | 0 | 0 | 0 | 0 | 0 | 0 | 0 | 0 | 0 | 0 | 0 | 0 | 4.8983e-09 | 1.8572e-08 | -2.7973e-08 | -3.4683e-09 | -1.5278e-08 | 2.3249e-08 | 2.1637e-08 | -1.8431e-08 | -5.0183e-09 | -1.8479e-08 | 1.5429e-08 | 3.9617e-09 | 0 | 0 | 0 | 0 | 0 | 0 | 0.6914 | 0.88881 | 0.9654 | 0.6914 | 0.88881 | 0.9654 | -10.7223 | -118.706 | 116.2451 | -10.7223 | -118.706 | 116.2451
Line11_12_13 | 0 | 0 | 0 | 0 | 0 | 0 | 0 | 0 | 0 | 0 | 0 | 0 | 4.0819e-09 | 1.5477e-08 | -2.3311e-08 | -2.652e-09 | -1.2183e-08 | 1.8587e-08 | 1.8031e-08 | -1.5359e-08 | -4.1819e-09 | -1.4873e-08 | 1.2357e-08 | 3.1253e-09 | 0 | 0 | 0 | 0 | 0 | 0 | 0.6914 | 0.88881 | 0.9654 | 0.6914 | 0.88881 | 0.9654 | -10.7223 | -118.706 | 116.2451 | -10.7223 | -118.706 | 116.2451
Line12_13_15 | 0 | 0 | 0 | 0 | 0 | 0 | 0 | 0 | 0 | 0 | 0 | 0 | 2.4491e-09 | 9.2862e-09 | -1.3987e-08 | -1.0192e-09 | -5.9922e-09 | 9.2627e-09 | 1.0819e-08 | -9.2153e-09 | -2.5091e-09 | -7.6605e-09 | 6.2135e-09 | 1.4525e-09 | 0 | 0 | 0 | 0 | 0 | 0 | 0.6914 | 0.88881 | 0.9654 | 0.6914 | 0.88881 | 0.9654 | -10.7223 | -118.706 | 116.2451 | -10.7223 | -118.706 | 116.2451
Line13_13_14 | 0 | 0 | 0 | 0 | 0 | 0 | 0 | 0 | 0 | 0 | 0 | 0 | 8.1638e-10 | 3.0954e-09 | -4.6622e-09 | 6.1354e-10 | 1.9862e-10 | -6.1719e-11 | 3.6062e-09 | -3.0718e-09 | -8.3638e-10 | -4.4808e-10 | 6.9917e-11 | -2.2022e-10 | 0 | 0 | 0 | 0 | 0 | 0 | 0.6914 | 0.88881 | 0.9654 | 0.6914 | 0.88881 | 0.9654 | -10.7223 | -118.706 | 116.2451 | -10.7223 | -118.706 | 116.2451
Line14_15_16 | 0 | 0 | 0 | 0 | 0 | 0 | 0 | 0 | 0 | 0 | 0 | 0 | 1.6328e-09 | 6.1908e-09 | -9.3244e-09 | -2.0284e-10 | -2.8968e-09 | 4.6005e-09 | 7.2124e-09 | -6.1436e-09 | -1.6728e-09 | -4.0543e-09 | 3.1417e-09 | 6.1616e-10 | 0 | 0 | 0 | 0 | 0 | 0 | 0.6914 | 0.88881 | 0.9654 | 0.6914 | 0.88881 | 0.9654 | -10.7223 | -118.706 | 116.2451 | -10.7223 | -118.706 | 116.2451
Line15_16_17 | 0 | 0 | 0 | 0 | 0 | 0 | 0 | 0 | 0 | 0 | 0 | 0 | 8.1638e-10 | 3.0954e-09 | -4.6622e-09 | 6.1354e-10 | 1.9862e-10 | -6.1719e-11 | 3.6062e-09 | -3.0718e-09 | -8.3638e-10 | -4.4808e-10 | 6.9917e-11 | -2.2022e-10 | 0 | 0 | 0 | 0 | 0 | 0 | 0.6914 | 0.88881 | 0.9654 | 0.6914 | 0.88881 | 0.9654 | -10.7223 | -118.706 | 116.2451 | -10.7223 | -118.706 | 116.2451
Line16_4_18 | 3.4556 | 0 | 0 | 3.4556 | 0 | 0 | 0.79803 | 0 | 0 | 0.79803 | 0 | 0 | 0.19105 | 1.0489e-08 | -1.147e-08 | -6.3393e-14 | 2.4776e-10 | 1.4264e-10 | 0.19901 | -4.9811e-09 | -4.5858e-09 | 1.0745e-13 | 5.2458e-10 | -5.8527e-10 | -56.8915 | 0 | 0 | 123.1085 | 0 | 0 | 0.3457 | 0.86996 | 0.92547 | 0 | 0.85628 | 0.88913 | -10.7223 | -114.3707 | 112.8231 | 0 | -109.8704 | 109.1072
Line17_5_19 | 0 | 0 | 0 | 0 | 0 | 0 | 0 | 0 | 0 | 0 | 0 | 0 | 8.1638e-10 | 3.0954e-09 | -4.6622e-09 | 6.1354e-10 | 1.9862e-10 | -6.1719e-11 | 3.6062e-09 | -3.0718e-09 | -8.3638e-10 | -4.4808e-10 | 6.9917e-11 | -2.2022e-10 | 0 | 0 | 0 | 0 | 0 | 0 | 0.6914 | 0.88881 | 0.9654 | 0.6914 | 0.88881 | 0.9654 | -10.7223 | -118.706 | 116.2451 | -10.7223 | -118.706 | 116.2451
Line1_1_3 | 0 | 0 | 0 | 0 | 0 | 0 | 0 | 0 | 0 | 0 | 0 | 0 | 6.531e-09 | 2.4763e-08 | -3.7298e-08 | -5.1011e-09 | -2.1469e-08 | 3.2574e-08 | 2.885e-08 | -2.4574e-08 | -6.691e-09 | -2.5692e-08 | 2.1572e-08 | 5.6344e-09 | 0 | 0 | 0 | 0 | 0 | 0 | 0.6914 | 0.88881 | 0.9654 | 0.6914 | 0.88881 | 0.9654 | -10.7223 | -118.706 | 116.2451 | -10.7223 | -118.706 | 116.2451
Line2_1_4 | 3.4556 | 0 | 0 | 3.4556 | 0 | 0 | 0.79803 | 0 | 0 | 0.79803 | 0 | 0 | 0.38211 | 1.5775e-08 | -1.8701e-08 | -0.19105 | -1.0249e-08 | 1.1528e-08 | 0.39803 | -9.9655e-09 | -7.8115e-09 | -0.19901 | 5.2784e-09 | 4.1831e-09 | -56.8915 | 0 | 0 | 123.1085 | 0 | 0 | 0.6914 | 0.88881 | 0.9654 | 0.3457 | 0.86996 | 0.92547 | -10.7223 | -118.706 | 116.2451 | -10.7223 | -114.3707 | 112.8231
Line3_1_5 | 0 | 0 | 0 | 0 | 0 | 0 | 0 | 0 | 0 | 0 | 0 | 0 | 1.6328e-09 | 6.1908e-09 | -9.3244e-09 | -2.0284e-10 | -2.8968e-09 | 4.6005e-09 | 7.2124e-09 | -6.1436e-09 | -1.6728e-09 | -4.0543e-09 | 3.1417e-09 | 6.1615e-10 | 0 | 0 | 0 | 0 | 0 | 0 | 0.6914 | 0.88881 | 0.9654 | 0.6914 | 0.88881 | 0.9654 | -10.7223 | -118.706 | 116.2451 | -10.7223 | -118.706 | 116.2451
Line4_2_6 | 0 | 0 | 0 | 0 | 0 | 0 | 0 | 0 | 0 | 0 | 0 | 0 | 4.0819e-09 | 1.5477e-08 | -2.3311e-08 | -2.652e-09 | -1.2183e-08 | 1.8587e-08 | 1.8031e-08 | -1.5359e-08 | -4.1819e-09 | -1.4873e-08 | 1.2357e-08 | 3.1253e-09 | 0 | 0 | 0 | 0 | 0 | 0 | 0.6914 | 0.88881 | 0.9654 | 0.6914 | 0.88881 | 0.9654 | -10.7223 | -118.706 | 116.2451 | -10.7223 | -118.706 | 116.2451
Line5_6_7 | 0 | 0 | 0 | 0 | 0 | 0 | 0 | 0 | 0 | 0 | 0 | 0 | 3.2655e-09 | 1.2382e-08 | -1.8649e-08 | -1.8356e-09 | -9.0875e-09 | 1.3925e-08 | 1.4425e-08 | -1.2287e-08 | -3.3455e-09 | -1.1267e-08 | 9.2853e-09 | 2.2889e-09 | 0 | 0 | 0 | 0 | 0 | 0 | 0.6914 | 0.88881 | 0.9654 | 0.6914 | 0.88881 | 0.9654 | -10.7223 | -118.706 | 116.2451 | -10.7223 | -118.706 | 116.2451
Line6_7_8 | 0 | 0 | 0 | 0 | 0 | 0 | 0 | 0 | 0 | 0 | 0 | 0 | 2.4491e-09 | 9.2862e-09 | -1.3987e-08 | -1.0192e-09 | -5.9922e-09 | 9.2627e-09 | 1.0819e-08 | -9.2153e-09 | -2.5091e-09 | -7.6605e-09 | 6.2135e-09 | 1.4525e-09 | 0 | 0 | 0 | 0 | 0 | 0 | 0.6914 | 0.88881 | 0.9654 | 0.6914 | 0.88881 | 0.9654 | -10.7223 | -118.706 | 116.2451 | -10.7223 | -118.706 | 116.2451
Line7_8_9 | 0 | 0 | 0 | 0 | 0 | 0 | 0 | 0 | 0 | 0 | 0 | 0 | 8.1638e-10 | 3.0954e-09 | -4.6622e-09 | 6.1354e-10 | 1.9862e-10 | -6.1719e-11 | 3.6062e-09 | -3.0718e-09 | -8.3638e-10 | -4.4808e-10 | 6.9917e-11 | -2.2022e-10 | 0 | 0 | 0 | 0 | 0 | 0 | 0.6914 | 0.88881 | 0.9654 | 0.6914 | 0.88881 | 0.9654 | -10.7223 | -118.706 | 116.2451 | -10.7223 | -118.706 | 116.2451
Line8_8_10 | 0 | 0 | 0 | 0 | 0 | 0 | 0 | 0 | 0 | 0 | 0 | 0 | 8.1638e-10 | 3.0954e-09 | -4.6622e-09 | 6.1354e-10 | 1.9862e-10 | -6.1719e-11 | 3.6062e-09 | -3.0718e-09 | -8.3638e-10 | -4.4808e-10 | 6.9917e-11 | -2.2022e-10 | 0 | 0 | 0 | 0 | 0 | 0 | 0.6914 | 0.88881 | 0.9654 | 0.6914 | 0.88881 | 0.9654 | -10.7223 | -118.706 | 116.2451 | -10.7223 | -118.706 | 116.2451
Line9_3_11 | 0 | 0 | 0 | 0 | 0 | 0 | 0 | 0 | 0 | 0 | 0 | 0 | 5.7146e-09 | 2.1668e-08 | -3.2635e-08 | -4.2847e-09 | -1.8374e-08 | 2.7911e-08 | 2.5244e-08 | -2.1502e-08 | -5.8547e-09 | -2.2085e-08 | 1.8501e-08 | 4.7981e-09 | 0 | 0 | 0 | 0 | 0 | 0 | 0.6914 | 0.88881 | 0.9654 | 0.6914 | 0.88881 | 0.9654 | -10.7223 | -118.706 | 116.2451 | -10.7223 | -118.706 | 116.2451

## LG_min_10
name | pf_ikss_a_from_ka | pf_ikss_b_from_ka | pf_ikss_c_from_ka | pf_ikss_a_to_ka | pf_ikss_b_to_ka | pf_ikss_c_to_ka | pf_skss_a_from_mw | pf_skss_b_from_mw | pf_skss_c_from_mw | pf_skss_a_to_mw | pf_skss_b_to_mw | pf_skss_c_to_mw | pf_p_a_from_mw | pf_p_b_from_mw | pf_p_c_from_mw | pf_p_a_to_mw | pf_p_b_to_mw | pf_p_c_to_mw | pf_q_a_from_mvar | pf_q_b_from_mvar | pf_q_c_from_mvar | pf_q_a_to_mvar | pf_q_b_to_mvar | pf_q_c_to_mvar | pf_ikss_a_from_degree | pf_ikss_b_from_degree | pf_ikss_c_from_degree | pf_ikss_a_to_degree | pf_ikss_b_to_degree | pf_ikss_c_to_degree | pf_vm_a_from_pu | pf_vm_b_from_pu | pf_vm_c_from_pu | pf_vm_a_to_pu | pf_vm_b_to_pu | pf_vm_c_to_pu | pf_va_a_from_degree | pf_va_b_from_degree | pf_va_c_from_degree | pf_va_a_to_degree | pf_va_b_to_degree | pf_va_c_to_degree
Line0_1_2 | 0 | 0 | 0 | 0 | 0 | 0 | 0 | 0 | 0 | 0 | 0 | 0 | 4.3962e-09 | 1.6669e-08 | -2.5106e-08 | -3.1129e-09 | -1.3712e-08 | 2.0866e-08 | 1.942e-08 | -1.6542e-08 | -4.5039e-09 | -1.6585e-08 | 1.3847e-08 | 3.5556e-09 | 0 | 0 | 0 | 0 | 0 | 0 | 0.65501 | 0.84203 | 0.91459 | 0.65501 | 0.84203 | 0.91459 | -10.7223 | -118.706 | 116.2451 | -10.7223 | -118.706 | 116.2451
Line10_11_12 | 0 | 0 | 0 | 0 | 0 | 0 | 0 | 0 | 0 | 0 | 0 | 0 | 4.3962e-09 | 1.6669e-08 | -2.5106e-08 | -3.1129e-09 | -1.3712e-08 | 2.0866e-08 | 1.942e-08 | -1.6542e-08 | -4.5039e-09 | -1.6585e-08 | 1.3847e-08 | 3.5556e-09 | 0 | 0 | 0 | 0 | 0 | 0 | 0.65501 | 0.84203 | 0.91459 | 0.65501 | 0.84203 | 0.91459 | -10.7223 | -118.706 | 116.2451 | -10.7223 | -118.706 | 116.2451
Line11_12_13 | 0 | 0 | 0 | 0 | 0 | 0 | 0 | 0 | 0 | 0 | 0 | 0 | 3.6635e-09 | 1.3891e-08 | -2.0922e-08 | -2.3802e-09 | -1.0934e-08 | 1.6682e-08 | 1.6183e-08 | -1.3785e-08 | -3.7533e-09 | -1.3349e-08 | 1.1091e-08 | 2.805e-09 | 0 | 0 | 0 | 0 | 0 | 0 | 0.65501 | 0.84203 | 0.91459 | 0.65501 | 0.84203 | 0.91459 | -10.7223 | -118.706 | 116.2451 | -10.7223 | -118.706 | 116.2451
Line12_13_15 | 0 | 0 | 0 | 0 | 0 | 0 | 0 | 0 | 0 | 0 | 0 | 0 | 2.1981e-09 | 8.3344e-09 | -1.2553e-08 | -9.1475e-10 | -5.378e-09 | 8.3133e-09 | 9.7098e-09 | -8.2708e-09 | -2.252e-09 | -6.8754e-09 | 5.5766e-09 | 1.3037e-09 | 0 | 0 | 0 | 0 | 0 | 0 | 0.65501 | 0.84203 | 0.91459 | 0.65501 | 0.84203 | 0.91459 | -10.7223 | -118.706 | 116.2451 | -10.7223 | -118.706 | 116.2451
Line13_13_14 | 0 | 0 | 0 | 0 | 0 | 0 | 0 | 0 | 0 | 0 | 0 | 0 | 7.327e-10 | 2.7781e-09 | -4.1844e-09 | 5.5065e-10 | 1.7826e-10 | -5.5393e-11 | 3.2366e-09 | -2.7569e-09 | -7.5066e-10 | -4.0215e-10 | 6.2751e-11 | -1.9765e-10 | 0 | 0 | 0 | 0 | 0 | 0 | 0.65501 | 0.84203 | 0.91459 | 0.65501 | 0.84203 | 0.91459 | -10.7223 | -118.706 | 116.2451 | -10.7223 | -118.706 | 116.2451
Line14_15_16 | 0 | 0 | 0 | 0 | 0 | 0 | 0 | 0 | 0 | 0 | 0 | 0 | 1.4654e-09 | 5.5563e-09 | -8.3687e-09 | -1.8205e-10 | -2.5999e-09 | 4.129e-09 | 6.4732e-09 | -5.5139e-09 | -1.5013e-09 | -3.6388e-09 | 2.8197e-09 | 5.5301e-10 | 0 | 0 | 0 | 0 | 0 | 0 | 0.65501 | 0.84203 | 0.91459 | 0.65501 | 0.84203 | 0.91459 | -10.7223 | -118.706 | 116.2451 | -10.7223 | -118.706 | 116.2451
Line15_16_17 | 0 | 0 | 0 | 0 | 0 | 0 | 0 | 0 | 0 | 0 | 0 | 0 | 7.327e-10 | 2.7781e-09 | -4.1844e-09 | 5.5065e-10 | 1.7826e-10 | -5.5393e-11 | 3.2366e-09 | -2.7569e-09 | -7.5066e-10 | -4.0215e-10 | 6.2751e-11 | -1.9765e-10 | 0 | 0 | 0 | 0 | 0 | 0 | 0.65501 | 0.84203 | 0.91459 | 0.65501 | 0.84203 | 0.91459 | -10.7223 | -118.706 | 116.2451 | -10.7223 | -118.706 | 116.2451
Line16_4_18 | 3.2737 | 0 | 0 | 3.2737 | 0 | 0 | 0.75602 | 0 | 0 | 0.75602 | 0 | 0 | 0.17147 | 9.4142e-09 | -1.0295e-08 | -5.6975e-14 | 2.2236e-10 | 1.2802e-10 | 0.17862 | -4.4706e-09 | -4.1158e-09 | 9.6375e-14 | 4.7082e-10 | -5.2529e-10 | -56.8915 | 0 | 0 | 123.1085 | 0 | 0 | 0.3275 | 0.82417 | 0.87676 | 0 | 0.81121 | 0.84233 | -10.7223 | -114.3707 | 112.8231 | 0 | -109.8704 | 109.1072
Line17_5_19 | 0 | 0 | 0 | 0 | 0 | 0 | 0 | 0 | 0 | 0 | 0 | 0 | 7.327e-10 | 2.7781e-09 | -4.1844e-09 | 5.5065e-10 | 1.7826e-10 | -5.5393e-11 | 3.2366e-09 | -2.7569e-09 | -7.5065e-10 | -4.0215e-10 | 6.2751e-11 | -1.9765e-10 | 0 | 0 | 0 | 0 | 0 | 0 | 0.65501 | 0.84203 | 0.91459 | 0.65501 | 0.84203 | 0.91459 | -10.7223 | -118.706 | 116.2451 | -10.7223 | -118.706 | 116.2451
Line1_1_3 | 0 | 0 | 0 | 0 | 0 | 0 | 0 | 0 | 0 | 0 | 0 | 0 | 5.8616e-09 | 2.2225e-08 | -3.3475e-08 | -4.5783e-09 | -1.9269e-08 | 2.9235e-08 | 2.5893e-08 | -2.2056e-08 | -6.0052e-09 | -2.3058e-08 | 1.9361e-08 | 5.0569e-09 | 0 | 0 | 0 | 0 | 0 | 0 | 0.65501 | 0.84203 | 0.91459 | 0.65501 | 0.84203 | 0.91459 | -10.7223 | -118.706 | 116.2451 | -10.7223 | -118.706 | 116.2451
Line2_1_4 | 3.2737 | 0 | 0 | 3.2737 | 0 | 0 | 0.75602 | 0 | 0 | 0.75602 | 0 | 0 | 0.34294 | 1.4159e-08 | -1.6785e-08 | -0.17147 | -9.1982e-09 | 1.0347e-08 | 0.35723 | -8.9441e-09 | -7.0109e-09 | -0.17862 | 4.7374e-09 | 3.7543e-09 | -56.8915 | 0 | 0 | 123.1085 | 0 | 0 | 0.65501 | 0.84203 | 0.91459 | 0.3275 | 0.82417 | 0.87676 | -10.7223 | -118.706 | 116.2451 | -10.7223 | -114.3707 | 112.8231
Line3_1_5 | 0 | 0 | 0 | 0 | 0 | 0 | 0 | 0 | 0 | 0 | 0 | 0 | 1.4654e-09 | 5.5563e-09 | -8.3687e-09 | -1.8205e-10 | -2.5999e-09 | 4.129e-09 | 6.4732e-09 | -5.5139e-09 | -1.5013e-09 | -3.6388e-09 | 2.8197e-09 | 5.53e-10 | 0 | 0 | 0 | 0 | 0 | 0 | 0.65501 | 0.84203 | 0.91459 | 0.65501 | 0.84203 | 0.91459 | -10.7223 | -118.706 | 116.2451 | -10.7223 | -118.706 | 116.2451
Line4_2_6 | 0 | 0 | 0 | 0 | 0 | 0 | 0 | 0 | 0 | 0 | 0 | 0 | 3.6635e-09 | 1.3891e-08 | -2.0922e-08 | -2.3802e-09 | -1.0934e-08 | 1.6682e-08 | 1.6183e-08 | -1.3785e-08 | -3.7533e-09 | -1.3349e-08 | 1.1091e-08 | 2.805e-09 | 0 | 0 | 0 | 0 | 0 | 0 | 0.65501 | 0.84203 | 0.91459 | 0.65501 | 0.84203 | 0.91459 | -10.7223 | -118.706 | 116.2451 | -10.7223 | -118.706 | 116.2451
Line5_6_7 | 0 | 0 | 0 | 0 | 0 | 0 | 0 | 0 | 0 | 0 | 0 | 0 | 2.9308e-09 | 1.1113e-08 | -1.6737e-08 | -1.6475e-09 | -8.1561e-09 | 1.2498e-08 | 1.2946e-08 | -1.1028e-08 | -3.0026e-09 | -1.0112e-08 | 8.3336e-09 | 2.0543e-09 | 0 | 0 | 0 | 0 | 0 | 0 | 0.65501 | 0.84203 | 0.91459 | 0.65501 | 0.84203 | 0.91459 | -10.7223 | -118.706 | 116.2451 | -10.7223 | -118.706 | 116.2451
Line6_7_8 | 0 | 0 | 0 | 0 | 0 | 0 | 0 | 0 | 0 | 0 | 0 | 0 | 2.1981e-09 | 8.3344e-09 | -1.2553e-08 | -9.1475e-10 | -5.378e-09 | 8.3133e-09 | 9.7098e-09 | -8.2708e-09 | -2.252e-09 | -6.8754e-09 | 5.5766e-09 | 1.3037e-09 | 0 | 0 | 0 | 0 | 0 | 0 | 0.65501 | 0.84203 | 0.91459 | 0.65501 | 0.84203 | 0.91459 | -10.7223 | -118.706 | 116.2451 | -10.7223 | -118.706 | 116.2451
Line7_8_9 | 0 | 0 | 0 | 0 | 0 | 0 | 0 | 0 | 0 | 0 | 0 | 0 | 7.327e-10 | 2.7781e-09 | -4.1844e-09 | 5.5065e-10 | 1.7826e-10 | -5.5393e-11 | 3.2366e-09 | -2.7569e-09 | -7.5066e-10 | -4.0215e-10 | 6.2751e-11 | -1.9765e-10 | 0 | 0 | 0 | 0 | 0 | 0 | 0.65501 | 0.84203 | 0.91459 | 0.65501 | 0.84203 | 0.91459 | -10.7223 | -118.706 | 116.2451 | -10.7223 | -118.706 | 116.2451
Line8_8_10 | 0 | 0 | 0 | 0 | 0 | 0 | 0 | 0 | 0 | 0 | 0 | 0 | 7.327e-10 | 2.7781e-09 | -4.1844e-09 | 5.5065e-10 | 1.7826e-10 | -5.5393e-11 | 3.2366e-09 | -2.7569e-09 | -7.5066e-10 | -4.0215e-10 | 6.2751e-11 | -1.9765e-10 | 0 | 0 | 0 | 0 | 0 | 0 | 0.65501 | 0.84203 | 0.91459 | 0.65501 | 0.84203 | 0.91459 | -10.7223 | -118.706 | 116.2451 | -10.7223 | -118.706 | 116.2451
Line9_3_11 | 0 | 0 | 0 | 0 | 0 | 0 | 0 | 0 | 0 | 0 | 0 | 0 | 5.1289e-09 | 1.9447e-08 | -2.929e-08 | -3.8456e-09 | -1.6491e-08 | 2.5051e-08 | 2.2656e-08 | -1.9299e-08 | -5.2546e-09 | -1.9822e-08 | 1.6604e-08 | 4.3063e-09 | 0 | 0 | 0 | 0 | 0 | 0 | 0.65501 | 0.84203 | 0.91459 | 0.65501 | 0.84203 | 0.91459 | -10.7223 | -118.706 | 116.2451 | -10.7223 | -118.706 | 116.2451

## LG_min_fault_6
name | pf_ikss_a_from_ka | pf_ikss_b_from_ka | pf_ikss_c_from_ka | pf_ikss_a_to_ka | pf_ikss_b_to_ka | pf_ikss_c_to_ka | pf_skss_a_from_mw | pf_skss_b_from_mw | pf_skss_c_from_mw | pf_skss_a_to_mw | pf_skss_b_to_mw | pf_skss_c_to_mw | pf_p_a_from_mw | pf_p_b_from_mw | pf_p_c_from_mw | pf_p_a_to_mw | pf_p_b_to_mw | pf_p_c_to_mw | pf_q_a_from_mvar | pf_q_b_from_mvar | pf_q_c_from_mvar | pf_q_a_to_mvar | pf_q_b_to_mvar | pf_q_c_to_mvar | pf_ikss_a_from_degree | pf_ikss_b_from_degree | pf_ikss_c_from_degree | pf_ikss_a_to_degree | pf_ikss_b_to_degree | pf_ikss_c_to_degree | pf_vm_a_from_pu | pf_vm_b_from_pu | pf_vm_c_from_pu | pf_vm_a_to_pu | pf_vm_b_to_pu | pf_vm_c_to_pu | pf_va_a_from_degree | pf_va_b_from_degree | pf_va_c_from_degree | pf_va_a_to_degree | pf_va_b_to_degree | pf_va_c_to_degree
Line0_1_2 | 0 | 0 | 0 | 0 | 0 | 0 | 0 | 0 | 0 | 0 | 0 | 0 | 6.511e-11 | 1.3235e-10 | -2.4881e-10 | -4.6884e-11 | -1.083e-10 | 2.0654e-10 | 2.6276e-10 | -2.1064e-10 | -9.1546e-12 | -2.2459e-10 | 1.7575e-10 | 5.7944e-12 | 0 | 0 | 0 | 0 | 0 | 0 | 0.94788 | 0.94943 | 0.95023 | 0.94788 | 0.94943 | 0.95023 | -0.097493 | -119.9962 | 119.9682 | -0.097493 | -119.9962 | 119.9682
Line10_11_12 | 0 | 0 | 0 | 0 | 0 | 0 | 0 | 0 | 0 | 0 | 0 | 0 | 6.511e-11 | 1.3235e-10 | -2.4881e-10 | -4.6884e-11 | -1.083e-10 | 2.0654e-10 | 2.6276e-10 | -2.1064e-10 | -9.1547e-12 | -2.2459e-10 | 1.7575e-10 | 5.7945e-12 | 0 | 0 | 0 | 0 | 0 | 0 | 0.94788 | 0.94943 | 0.95023 | 0.94788 | 0.94943 | 0.95023 | -0.097493 | -119.9962 | 119.9682 | -0.097493 | -119.9962 | 119.9682
Line11_12_13 | 0 | 0 | 0 | 0 | 0 | 0 | 0 | 0 | 0 | 0 | 0 | 0 | 5.4259e-11 | 1.1029e-10 | -2.0734e-10 | -3.6033e-11 | -8.6246e-11 | 1.6507e-10 | 2.1897e-10 | -1.7553e-10 | -7.6289e-12 | -1.8079e-10 | 1.4065e-10 | 4.2687e-12 | 0 | 0 | 0 | 0 | 0 | 0 | 0.94788 | 0.94943 | 0.95023 | 0.94788 | 0.94943 | 0.95023 | -0.097493 | -119.9962 | 119.9682 | -0.097493 | -119.9962 | 119.9682
Line12_13_15 | 0 | 0 | 0 | 0 | 0 | 0 | 0 | 0 | 0 | 0 | 0 | 0 | 3.2555e-11 | 6.6177e-11 | -1.2441e-10 | -1.4329e-11 | -4.2128e-11 | 8.2131e-11 | 1.3138e-10 | -1.0532e-10 | -4.5773e-12 | -9.3205e-11 | 7.0433e-11 | 1.2172e-12 | 0 | 0 | 0 | 0 | 0 | 0 | 0.94788 | 0.94943 | 0.95023 | 0.94788 | 0.94943 | 0.95023 | -0.097493 | -119.9962 | 119.9682 | -0.097493 | -119.9962 | 119.9682
Line13_13_14 | 0 | 0 | 0 | 0 | 0 | 0 | 0 | 0 | 0 | 0 | 0 | 0 | 1.0852e-11 | 2.2059e-11 | -4.1469e-11 | 7.3742e-12 | 1.9898e-12 | -8.0598e-13 | 4.3793e-11 | -3.5107e-11 | -1.5258e-12 | -5.6182e-12 | 2.2025e-13 | -1.8344e-12 | 0 | 0 | 0 | 0 | 0 | 0 | 0.94788 | 0.94943 | 0.95023 | 0.94788 | 0.94943 | 0.95023 | -0.097493 | -119.9962 | 119.9682 | -0.097493 | -119.9962 | 119.9682
Line14_15_16 | 0 | 0 | 0 | 0 | 0 | 0 | 0 | 0 | 0 | 0 | 0 | 0 | 2.1703e-11 | 4.4118e-11 | -8.2937e-11 | -3.4775e-12 | -2.0069e-11 | 4.0663e-11 | 8.7587e-11 | -7.0213e-11 | -3.0516e-12 | -4.9412e-11 | 3.5327e-11 | -3.0863e-13 | 0 | 0 | 0 | 0 | 0 | 0 | 0.94788 | 0.94943 | 0.95023 | 0.94788 | 0.94943 | 0.95023 | -0.097493 | -119.9962 | 119.9682 | -0.097493 | -119.9962 | 119.9682
Line15_16_17 | 0 | 0 | 0 | 0 | 0 | 0 | 0 | 0 | 0 | 0 | 0 | 0 | 1.0852e-11 | 2.2059e-11 | -4.1469e-11 | 7.3742e-12 | 1.9898e-12 | -8.0598e-13 | 4.3793e-11 | -3.5107e-11 | -1.5258e-12 | -5.6182e-12 | 2.2025e-13 | -1.8344e-12 | 0 | 0 | 0 | 0 | 0 | 0 | 0.94788 | 0.94943 | 0.95023 | 0.94788 | 0.94943 | 0.95023 | -0.097493 | -119.9962 | 119.9682 | -0.097493 | -119.9962 | 119.9682
Line16_4_18 | 0.030757 | 0 | 0 | 0.030757 | 0 | 0 | 0.0071029 | 0 | 0 | 0.0071029 | 0 | 0 | 0.004745 | 8.2758e-11 | -1.0786e-10 | -0.0047298 | 4.1933e-12 | 1.2596e-12 | 0.0047456 | -7.6586e-11 | -3.3218e-11 | -0.0047298 | 3.8926e-12 | -5.5864e-12 | -45.1051 | 0 | 0 | 134.8949 | 0 | 0 | 0.9448 | 0.94911 | 0.94993 | 0.94172 | 0.94879 | 0.94964 | -0.10128 | -119.9644 | 119.9358 | -0.10508 | -119.9325 | 119.9032
Line17_5_19 | 0 | 0 | 0 | 0 | 0 | 0 | 0 | 0 | 0 | 0 | 0 | 0 | 1.0852e-11 | 2.2059e-11 | -4.1469e-11 | 7.3742e-12 | 1.9898e-12 | -8.0598e-13 | 4.3793e-11 | -3.5107e-11 | -1.5258e-12 | -5.6182e-12 | 2.2025e-13 | -1.8344e-12 | 0 | 0 | 0 | 0 | 0 | 0 | 0.94788 | 0.94943 | 0.95023 | 0.94788 | 0.94943 | 0.95023 | -0.097493 | -119.9962 | 119.9682 | -0.097493 | -119.9962 | 119.9682
Line1_1_3 | 0 | 0 | 0 | 0 | 0 | 0 | 0 | 0 | 0 | 0 | 0 | 0 | 8.6814e-11 | 1.7647e-10 | -3.3175e-10 | -6.8588e-11 | -1.5242e-10 | 2.8947e-10 | 3.5035e-10 | -2.8085e-10 | -1.2206e-11 | -3.1217e-10 | 2.4597e-10 | 8.846e-12 | 0 | 0 | 0 | 0 | 0 | 0 | 0.94788 | 0.94943 | 0.95023 | 0.94788 | 0.94943 | 0.95023 | -0.097493 | -119.9962 | 119.9682 | -0.097493 | -119.9962 | 119.9682
Line2_1_4 | 0.030757 | 0 | 0 | 0.030757 | 0 | 0 | 0.0071029 | 0 | 0 | 0.0071029 | 0 | 0 | 0.0047601 | 1.2466e-10 | -1.7182e-10 | -0.004745 | -7.9665e-11 | 1.0808e-10 | 0.0047614 | -1.2623e-10 | -4.4778e-11 | -0.0047456 | 7.8643e-11 | 2.9508e-11 | -45.1051 | 0 | 0 | 134.8949 | 0 | 0 | 0.94788 | 0.94943 | 0.95023 | 0.9448 | 0.94911 | 0.94993 | -0.097493 | -119.9962 | 119.9682 | -0.10128 | -119.9644 | 119.9358
Line3_1_5 | 0 | 0 | 0 | 0 | 0 | 0 | 0 | 0 | 0 | 0 | 0 | 0 | 2.1703e-11 | 4.4118e-11 | -8.2937e-11 | -3.4775e-12 | -2.0069e-11 | 4.0663e-11 | 8.7587e-11 | -7.0213e-11 | -3.0515e-12 | -4.9412e-11 | 3.5327e-11 | -3.0865e-13 | 0 | 0 | 0 | 0 | 0 | 0 | 0.94788 | 0.94943 | 0.95023 | 0.94788 | 0.94943 | 0.95023 | -0.097493 | -119.9962 | 119.9682 | -0.097493 | -119.9962 | 119.9682
Line4_2_6 | 0 | 0 | 0 | 0 | 0 | 0 | 0 | 0 | 0 | 0 | 0 | 0 | 5.4259e-11 | 1.1029e-10 | -2.0734e-10 | -3.6033e-11 | -8.6245e-11 | 1.6507e-10 | 2.1897e-10 | -1.7553e-10 | -7.6288e-12 | -1.8079e-10 | 1.4065e-10 | 4.2687e-12 | 0 | 0 | 0 | 0 | 0 | 0 | 0.94788 | 0.94943 | 0.95023 | 0.94788 | 0.94943 | 0.95023 | -0.097493 | -119.9962 | 119.9682 | -0.097493 | -119.9962 | 119.9682
Line5_6_7 | 0 | 0 | 0 | 0 | 0 | 0 | 0 | 0 | 0 | 0 | 0 | 0 | 4.3407e-11 | 8.8235e-11 | -1.6587e-10 | -2.5181e-11 | -6.4187e-11 | 1.236e-10 | 1.7517e-10 | -1.4043e-10 | -6.1031e-12 | -1.37e-10 | 1.0554e-10 | 2.7429e-12 | 0 | 0 | 0 | 0 | 0 | 0 | 0.94788 | 0.94943 | 0.95023 | 0.94788 | 0.94943 | 0.95023 | -0.097493 | -119.9962 | 119.9682 | -0.097493 | -119.9962 | 119.9682
Line6_7_8 | 0 | 0 | 0 | 0 | 0 | 0 | 0 | 0 | 0 | 0 | 0 | 0 | 3.2555e-11 | 6.6176e-11 | -1.2441e-10 | -1.4329e-11 | -4.2128e-11 | 8.2131e-11 | 1.3138e-10 | -1.0532e-10 | -4.5773e-12 | -9.3205e-11 | 7.0433e-11 | 1.2171e-12 | 0 | 0 | 0 | 0 | 0 | 0 | 0.94788 | 0.94943 | 0.95023 | 0.94788 | 0.94943 | 0.95023 | -0.097493 | -119.9962 | 119.9682 | -0.097493 | -119.9962 | 119.9682
Line7_8_9 | 0 | 0 | 0 | 0 | 0 | 0 | 0 | 0 | 0 | 0 | 0 | 0 | 1.0852e-11 | 2.2059e-11 | -4.1469e-11 | 7.3742e-12 | 1.9898e-12 | -8.0598e-13 | 4.3793e-11 | -3.5107e-11 | -1.5258e-12 | -5.6182e-12 | 2.2025e-13 | -1.8344e-12 | 0 | 0 | 0 | 0 | 0 | 0 | 0.94788 | 0.94943 | 0.95023 | 0.94788 | 0.94943 | 0.95023 | -0.097493 | -119.9962 | 119.9682 | -0.097493 | -119.9962 | 119.9682
Line8_8_10 | 0 | 0 | 0 | 0 | 0 | 0 | 0 | 0 | 0 | 0 | 0 | 0 | 1.0852e-11 | 2.2059e-11 | -4.1469e-11 | 7.3742e-12 | 1.9898e-12 | -8.0598e-13 | 4.3793e-11 | -3.5107e-11 | -1.5258e-12 | -5.6182e-12 | 2.2025e-13 | -1.8344e-12 | 0 | 0 | 0 | 0 | 0 | 0 | 0.94788 | 0.94943 | 0.95023 | 0.94788 | 0.94943 | 0.95023 | -0.097493 | -119.9962 | 119.9682 | -0.097493 | -119.9962 | 119.9682
Line9_3_11 | 0 | 0 | 0 | 0 | 0 | 0 | 0 | 0 | 0 | 0 | 0 | 0 | 7.5962e-11 | 1.5441e-10 | -2.9028e-10 | -5.7736e-11 | -1.3036e-10 | 2.4801e-10 | 3.0655e-10 | -2.4575e-10 | -1.068e-11 | -2.6838e-10 | 2.1086e-10 | 7.3203e-12 | 0 | 0 | 0 | 0 | 0 | 0 | 0.94788 | 0.94943 | 0.95023 | 0.94788 | 0.94943 | 0.95023 | -0.097493 | -119.9962 | 119.9682 | -0.097493 | -119.9962 | 119.9682

## LG_min_fault_10
name | pf_ikss_a_from_ka | pf_ikss_b_from_ka | pf_ikss_c_from_ka | pf_ikss_a_to_ka | pf_ikss_b_to_ka | pf_ikss_c_to_ka | pf_skss_a_from_mw | pf_skss_b_from_mw | pf_skss_c_from_mw | pf_skss_a_to_mw | pf_skss_b_to_mw | pf_skss_c_to_mw | pf_p_a_from_mw | pf_p_b_from_mw | pf_p_c_from_mw | pf_p_a_to_mw | pf_p_b_to_mw | pf_p_c_to_mw | pf_q_a_from_mvar | pf_q_b_from_mvar | pf_q_c_from_mvar | pf_q_a_to_mvar | pf_q_b_to_mvar | pf_q_c_to_mvar | pf_ikss_a_from_degree | pf_ikss_b_from_degree | pf_ikss_c_from_degree | pf_ikss_a_to_degree | pf_ikss_b_to_degree | pf_ikss_c_to_degree | pf_vm_a_from_pu | pf_vm_b_from_pu | pf_vm_c_from_pu | pf_vm_a_to_pu | pf_vm_b_to_pu | pf_vm_c_to_pu | pf_va_a_from_degree | pf_va_b_from_degree | pf_va_c_from_degree | pf_va_a_to_degree | pf_va_b_to_degree | pf_va_c_to_degree
Line0_1_2 | 0 | 0 | 0 | 0 | 0 | 0 | 0 | 0 | 0 | 0 | 0 | 0 | 5.8437e-11 | 1.1879e-10 | -2.2331e-10 | -4.2079e-11 | -9.7204e-11 | 1.8537e-10 | 2.3583e-10 | -1.8905e-10 | -8.2163e-12 | -2.0157e-10 | 1.5774e-10 | 5.2005e-12 | 0 | 0 | 0 | 0 | 0 | 0 | 0.89799 | 0.89946 | 0.90022 | 0.89799 | 0.89946 | 0.90022 | -0.097493 | -119.9962 | 119.9682 | -0.097493 | -119.9962 | 119.9682
Line10_11_12 | 0 | 0 | 0 | 0 | 0 | 0 | 0 | 0 | 0 | 0 | 0 | 0 | 5.8437e-11 | 1.1879e-10 | -2.2331e-10 | -4.2079e-11 | -9.7204e-11 | 1.8537e-10 | 2.3583e-10 | -1.8905e-10 | -8.2164e-12 | -2.0157e-10 | 1.5774e-10 | 5.2006e-12 | 0 | 0 | 0 | 0 | 0 | 0 | 0.89799 | 0.89946 | 0.90022 | 0.89799 | 0.89946 | 0.90022 | -0.097493 | -119.9962 | 119.9682 | -0.097493 | -119.9962 | 119.9682
Line11_12_13 | 0 | 0 | 0 | 0 | 0 | 0 | 0 | 0 | 0 | 0 | 0 | 0 | 4.8697e-11 | 9.899e-11 | -1.8609e-10 | -3.2339e-11 | -7.7406e-11 | 1.4815e-10 | 1.9652e-10 | -1.5754e-10 | -6.847e-12 | -1.6226e-10 | 1.2623e-10 | 3.8312e-12 | 0 | 0 | 0 | 0 | 0 | 0 | 0.89799 | 0.89946 | 0.90022 | 0.89799 | 0.89946 | 0.90022 | -0.097493 | -119.9962 | 119.9682 | -0.097493 | -119.9962 | 119.9682
Line12_13_15 | 0 | 0 | 0 | 0 | 0 | 0 | 0 | 0 | 0 | 0 | 0 | 0 | 2.9218e-11 | 5.9394e-11 | -1.1166e-10 | -1.2861e-11 | -3.781e-11 | 7.3713e-11 | 1.1791e-10 | -9.4525e-11 | -4.1082e-12 | -8.3652e-11 | 6.3215e-11 | 1.0924e-12 | 0 | 0 | 0 | 0 | 0 | 0 | 0.89799 | 0.89946 | 0.90022 | 0.89799 | 0.89946 | 0.90022 | -0.097493 | -119.9962 | 119.9682 | -0.097493 | -119.9962 | 119.9682
Line13_13_14 | 0 | 0 | 0 | 0 | 0 | 0 | 0 | 0 | 0 | 0 | 0 | 0 | 9.7395e-12 | 1.9798e-11 | -3.7218e-11 | 6.6184e-12 | 1.7859e-12 | -7.2337e-13 | 3.9305e-11 | -3.1508e-11 | -1.3694e-12 | -5.0424e-12 | 1.9768e-13 | -1.6464e-12 | 0 | 0 | 0 | 0 | 0 | 0 | 0.89799 | 0.89946 | 0.90022 | 0.89799 | 0.89946 | 0.90022 | -0.097493 | -119.9962 | 119.9682 | -0.097493 | -119.9962 | 119.9682
Line14_15_16 | 0 | 0 | 0 | 0 | 0 | 0 | 0 | 0 | 0 | 0 | 0 | 0 | 1.9479e-11 | 3.9596e-11 | -7.4437e-11 | -3.121e-12 | -1.8012e-11 | 3.6495e-11 | 7.861e-11 | -6.3017e-11 | -2.7388e-12 | -4.4347e-11 | 3.1706e-11 | -2.7699e-13 | 0 | 0 | 0 | 0 | 0 | 0 | 0.89799 | 0.89946 | 0.90022 | 0.89799 | 0.89946 | 0.90022 | -0.097493 | -119.9962 | 119.9682 | -0.097493 | -119.9962 | 119.9682
Line15_16_17 | 0 | 0 | 0 | 0 | 0 | 0 | 0 | 0 | 0 | 0 | 0 | 0 | 9.7395e-12 | 1.9798e-11 | -3.7218e-11 | 6.6184e-12 | 1.7859e-12 | -7.2337e-13 | 3.9305e-11 | -3.1508e-11 | -1.3694e-12 | -5.0424e-12 | 1.9768e-13 | -1.6464e-12 | 0 | 0 | 0 | 0 | 0 | 0 | 0.89799 | 0.89946 | 0.90022 | 0.89799 | 0.89946 | 0.90022 | -0.097493 | -119.9962 | 119.9682 | -0.097493 | -119.9962 | 119.9682
Line16_4_18 | 0.029138 | 0 | 0 | 0.029138 | 0 | 0 | 0.0067291 | 0 | 0 | 0.0067291 | 0 | 0 | 0.0042586 | 7.4275e-11 | -9.6801e-11 | -0.0042451 | 3.7635e-12 | 1.1305e-12 | 0.0042592 | -6.8737e-11 | -2.9813e-11 | -0.0042451 | 3.4937e-12 | -5.0138e-12 | -45.1051 | 0 | 0 | 134.8949 | 0 | 0 | 0.89507 | 0.89916 | 0.89994 | 0.89216 | 0.89886 | 0.89966 | -0.10128 | -119.9644 | 119.9358 | -0.10508 | -119.9325 | 119.9032
Line17_5_19 | 0 | 0 | 0 | 0 | 0 | 0 | 0 | 0 | 0 | 0 | 0 | 0 | 9.7395e-12 | 1.9798e-11 | -3.7218e-11 | 6.6184e-12 | 1.7859e-12 | -7.2337e-13 | 3.9305e-11 | -3.1508e-11 | -1.3694e-12 | -5.0424e-12 | 1.9768e-13 | -1.6464e-12 | 0 | 0 | 0 | 0 | 0 | 0 | 0.89799 | 0.89946 | 0.90022 | 0.89799 | 0.89946 | 0.90022 | -0.097493 | -119.9962 | 119.9682 | -0.097493 | -119.9962 | 119.9682
Line1_1_3 | 0 | 0 | 0 | 0 | 0 | 0 | 0 | 0 | 0 | 0 | 0 | 0 | 7.7916e-11 | 1.5838e-10 | -2.9775e-10 | -6.1558e-11 | -1.368e-10 | 2.5981e-10 | 3.1444e-10 | -2.5207e-10 | -1.0955e-11 | -2.8018e-10 | 2.2076e-10 | 7.9394e-12 | 0 | 0 | 0 | 0 | 0 | 0 | 0.89799 | 0.89946 | 0.90022 | 0.89799 | 0.89946 | 0.90022 | -0.097493 | -119.9962 | 119.9682 | -0.097493 | -119.9962 | 119.9682
Line2_1_4 | 0.029138 | 0 | 0 | 0.029138 | 0 | 0 | 0.0067291 | 0 | 0 | 0.0067291 | 0 | 0 | 0.0042722 | 1.1188e-10 | -1.5421e-10 | -0.0042586 | -7.15e-11 | 9.7006e-11 | 0.0042734 | -1.1329e-10 | -4.0188e-11 | -0.0042592 | 7.0582e-11 | 2.6483e-11 | -45.1051 | 0 | 0 | 134.8949 | 0 | 0 | 0.89799 | 0.89946 | 0.90022 | 0.89507 | 0.89916 | 0.89994 | -0.097493 | -119.9962 | 119.9682 | -0.10128 | -119.9644 | 119.9358
Line3_1_5 | 0 | 0 | 0 | 0 | 0 | 0 | 0 | 0 | 0 | 0 | 0 | 0 | 1.9479e-11 | 3.9596e-11 | -7.4437e-11 | -3.1211e-12 | -1.8012e-11 | 3.6495e-11 | 7.861e-11 | -6.3017e-11 | -2.7388e-12 | -4.4347e-11 | 3.1706e-11 | -2.7701e-13 | 0 | 0 | 0 | 0 | 0 | 0 | 0.89799 | 0.89946 | 0.90022 | 0.89799 | 0.89946 | 0.90022 | -0.097493 | -119.9962 | 119.9682 | -0.097493 | -119.9962 | 119.9682
Line4_2_6 | 0 | 0 | 0 | 0 | 0 | 0 | 0 | 0 | 0 | 0 | 0 | 0 | 4.8697e-11 | 9.899e-11 | -1.8609e-10 | -3.2339e-11 | -7.7406e-11 | 1.4815e-10 | 1.9652e-10 | -1.5754e-10 | -6.8469e-12 | -1.6226e-10 | 1.2623e-10 | 3.8312e-12 | 0 | 0 | 0 | 0 | 0 | 0 | 0.89799 | 0.89946 | 0.90022 | 0.89799 | 0.89946 | 0.90022 | -0.097493 | -119.9962 | 119.9682 | -0.097493 | -119.9962 | 119.9682
Line5_6_7 | 0 | 0 | 0 | 0 | 0 | 0 | 0 | 0 | 0 | 0 | 0 | 0 | 3.8958e-11 | 7.9192e-11 | -1.4887e-10 | -2.26e-11 | -5.7608e-11 | 1.1093e-10 | 1.5722e-10 | -1.2603e-10 | -5.4776e-12 | -1.2296e-10 | 9.4723e-11 | 2.4618e-12 | 0 | 0 | 0 | 0 | 0 | 0 | 0.89799 | 0.89946 | 0.90022 | 0.89799 | 0.89946 | 0.90022 | -0.097493 | -119.9962 | 119.9682 | -0.097493 | -119.9962 | 119.9682
Line6_7_8 | 0 | 0 | 0 | 0 | 0 | 0 | 0 | 0 | 0 | 0 | 0 | 0 | 2.9218e-11 | 5.9394e-11 | -1.1166e-10 | -1.2861e-11 | -3.781e-11 | 7.3713e-11 | 1.1791e-10 | -9.4525e-11 | -4.1082e-12 | -8.3652e-11 | 6.3215e-11 | 1.0924e-12 | 0 | 0 | 0 | 0 | 0 | 0 | 0.89799 | 0.89946 | 0.90022 | 0.89799 | 0.89946 | 0.90022 | -0.097493 | -119.9962 | 119.9682 | -0.097493 | -119.9962 | 119.9682
Line7_8_9 | 0 | 0 | 0 | 0 | 0 | 0 | 0 | 0 | 0 | 0 | 0 | 0 | 9.7395e-12 | 1.9798e-11 | -3.7218e-11 | 6.6184e-12 | 1.7859e-12 | -7.2337e-13 | 3.9305e-11 | -3.1508e-11 | -1.3694e-12 | -5.0424e-12 | 1.9768e-13 | -1.6464e-12 | 0 | 0 | 0 | 0 | 0 | 0 | 0.89799 | 0.89946 | 0.90022 | 0.89799 | 0.89946 | 0.90022 | -0.097493 | -119.9962 | 119.9682 | -0.097493 | -119.9962 | 119.9682
Line8_8_10 | 0 | 0 | 0 | 0 | 0 | 0 | 0 | 0 | 0 | 0 | 0 | 0 | 9.7395e-12 | 1.9798e-11 | -3.7218e-11 | 6.6184e-12 | 1.7859e-12 | -7.2337e-13 | 3.9305e-11 | -3.1508e-11 | -1.3694e-12 | -5.0424e-12 | 1.9768e-13 | -1.6464e-12 | 0 | 0 | 0 | 0 | 0 | 0 | 0.89799 | 0.89946 | 0.90022 | 0.89799 | 0.89946 | 0.90022 | -0.097493 | -119.9962 | 119.9682 | -0.097493 | -119.9962 | 119.9682
Line9_3_11 | 0 | 0 | 0 | 0 | 0 | 0 | 0 | 0 | 0 | 0 | 0 | 0 | 6.8176e-11 | 1.3859e-10 | -2.6053e-10 | -5.1818e-11 | -1.17e-10 | 2.2259e-10 | 2.7513e-10 | -2.2056e-10 | -9.5858e-12 | -2.4087e-10 | 1.8925e-10 | 6.57e-12 | 0 | 0 | 0 | 0 | 0 | 0 | 0.89799 | 0.89946 | 0.90022 | 0.89799 | 0.89946 | 0.90022 | -0.097493 | -119.9962 | 119.9682 | -0.097493 | -119.9962 | 119.9682

## LLG_max_6
name | pf_ikss_a_from_ka | pf_ikss_b_from_ka | pf_ikss_c_from_ka | pf_ikss_a_to_ka | pf_ikss_b_to_ka | pf_ikss_c_to_ka | pf_skss_a_from_mw | pf_skss_b_from_mw | pf_skss_c_from_mw | pf_skss_a_to_mw | pf_skss_b_to_mw | pf_skss_c_to_mw | pf_p_a_from_mw | pf_p_b_from_mw | pf_p_c_from_mw | pf_p_a_to_mw | pf_p_b_to_mw | pf_p_c_to_mw | pf_q_a_from_mvar | pf_q_b_from_mvar | pf_q_c_from_mvar | pf_q_a_to_mvar | pf_q_b_to_mvar | pf_q_c_to_mvar | pf_ikss_a_from_degree | pf_ikss_b_from_degree | pf_ikss_c_from_degree | pf_ikss_a_to_degree | pf_ikss_b_to_degree | pf_ikss_c_to_degree | pf_vm_a_from_pu | pf_vm_b_from_pu | pf_vm_c_from_pu | pf_vm_a_to_pu | pf_vm_b_to_pu | pf_vm_c_to_pu | pf_va_a_from_degree | pf_va_b_from_degree | pf_va_c_from_degree | pf_va_a_to_degree | pf_va_b_to_degree | pf_va_c_to_degree
Line0_1_2 | 0 | 0 | 0 | 0 | 0 | 0 | 0 | 0 | 0 | 0 | 0 | 0 | -5.4659e-09 | -3.1235e-08 | 2.4746e-08 | 4.8039e-09 | 2.6883e-08 | -1.9732e-08 | -4.4317e-08 | 2.2866e-08 | 1.3429e-08 | 3.6746e-08 | -1.9372e-08 | -1.1509e-08 | 0 | 0 | 0 | 0 | 0 | 0 | 0.97942 | 0.71924 | 0.69193 | 0.97942 | 0.71924 | 0.69193 | -2.8061 | -126.5709 | 113.1514 | -2.8061 | -126.5709 | 113.1514
Line10_11_12 | 0 | 0 | 0 | 0 | 0 | 0 | 0 | 0 | 0 | 0 | 0 | 0 | -5.4659e-09 | -3.1235e-08 | 2.4746e-08 | 4.8039e-09 | 2.6883e-08 | -1.9732e-08 | -4.4317e-08 | 2.2866e-08 | 1.3429e-08 | 3.6746e-08 | -1.9372e-08 | -1.1509e-08 | 0 | 0 | 0 | 0 | 0 | 0 | 0.97942 | 0.71924 | 0.69193 | 0.97942 | 0.71924 | 0.69193 | -2.8061 | -126.5709 | 113.1514 | -2.8061 | -126.5709 | 113.1514
Line11_12_13 | 0 | 0 | 0 | 0 | 0 | 0 | 0 | 0 | 0 | 0 | 0 | 0 | -4.5549e-09 | -2.6029e-08 | 2.0622e-08 | 3.8929e-09 | 2.1677e-08 | -1.5608e-08 | -3.6931e-08 | 1.9055e-08 | 1.1191e-08 | 2.936e-08 | -1.5561e-08 | -9.2707e-09 | 0 | 0 | 0 | 0 | 0 | 0 | 0.97942 | 0.71924 | 0.69193 | 0.97942 | 0.71924 | 0.69193 | -2.8061 | -126.5709 | 113.1514 | -2.8061 | -126.5709 | 113.1514
Line12_13_15 | 0 | 0 | 0 | 0 | 0 | 0 | 0 | 0 | 0 | 0 | 0 | 0 | -2.733e-09 | -1.5617e-08 | 1.2373e-08 | 2.0709e-09 | 1.1266e-08 | -7.3592e-09 | -2.2159e-08 | 1.1433e-08 | 6.7147e-09 | 1.4588e-08 | -7.939e-09 | -4.7942e-09 | 0 | 0 | 0 | 0 | 0 | 0 | 0.97942 | 0.71924 | 0.69193 | 0.97942 | 0.71924 | 0.69193 | -2.8061 | -126.5709 | 113.1514 | -2.8061 | -126.5709 | 113.1514
Line13_13_14 | 0 | 0 | 0 | 0 | 0 | 0 | 0 | 0 | 0 | 0 | 0 | 0 | -9.1099e-10 | -5.2058e-09 | 4.1243e-09 | 2.4896e-10 | 8.5409e-10 | 8.8944e-10 | -7.3862e-09 | 3.811e-09 | 2.2382e-09 | -1.846e-10 | -3.1687e-10 | -3.1767e-10 | 0 | 0 | 0 | 0 | 0 | 0 | 0.97942 | 0.71924 | 0.69193 | 0.97942 | 0.71924 | 0.69193 | -2.8061 | -126.5709 | 113.1514 | -2.8061 | -126.5709 | 113.1514
Line14_15_16 | 0 | 0 | 0 | 0 | 0 | 0 | 0 | 0 | 0 | 0 | 0 | 0 | -1.822e-09 | -1.0412e-08 | 8.2486e-09 | 1.1599e-09 | 6.0599e-09 | -3.2349e-09 | -1.4772e-08 | 7.6221e-09 | 4.4765e-09 | 7.2016e-09 | -4.1279e-09 | -2.5559e-09 | 0 | 0 | 0 | 0 | 0 | 0 | 0.97942 | 0.71924 | 0.69193 | 0.97942 | 0.71924 | 0.69193 | -2.8061 | -126.5709 | 113.1514 | -2.8061 | -126.5709 | 113.1514
Line15_16_17 | 0 | 0 | 0 | 0 | 0 | 0 | 0 | 0 | 0 | 0 | 0 | 0 | -9.1099e-10 | -5.2058e-09 | 4.1243e-09 | 2.4896e-10 | 8.5409e-10 | 8.8944e-10 | -7.3862e-09 | 3.811e-09 | 2.2382e-09 | -1.846e-10 | -3.1688e-10 | -3.1767e-10 | 0 | 0 | 0 | 0 | 0 | 0 | 0.97942 | 0.71924 | 0.69193 | 0.97942 | 0.71924 | 0.69193 | -2.8061 | -126.5709 | 113.1514 | -2.8061 | -126.5709 | 113.1514
Line16_4_18 | 0 | 4.3451 | 4.1603 | 0 | 4.3451 | 4.1603 | 0 | 1.0035 | 0.96078 | 0 | 1.0035 | 0.96078 | -9.9227e-10 | 0.1022 | 0.20828 | 7.0112e-10 | 6.1114e-14 | 3.7288e-14 | -1.7001e-08 | 0.35337 | 0.26759 | -1.36e-10 | 5.3456e-14 | 3.3266e-14 | 0 | 159.4725 | 60.9635 | 0 | -20.5275 | -119.0365 | 0.90369 | 0.36659 | 0.35294 | 0.81415 | 0 | 0 | -2.7263 | -126.6574 | 113.067 | -2.4868 | 0 | 0
Line17_5_19 | 0 | 0 | 0 | 0 | 0 | 0 | 0 | 0 | 0 | 0 | 0 | 0 | -9.1099e-10 | -5.2058e-09 | 4.1243e-09 | 2.4896e-10 | 8.5409e-10 | 8.8944e-10 | -7.3862e-09 | 3.811e-09 | 2.2382e-09 | -1.846e-10 | -3.1688e-10 | -3.1767e-10 | 0 | 0 | 0 | 0 | 0 | 0 | 0.97942 | 0.71924 | 0.69193 | 0.97942 | 0.71924 | 0.69193 | -2.8061 | -126.5709 | 113.1514 | -2.8061 | -126.5709 | 113.1514
Line1_1_3 | 0 | 0 | 0 | 0 | 0 | 0 | 0 | 0 | 0 | 0 | 0 | 0 | -7.2879e-09 | -4.1646e-08 | 3.2994e-08 | 6.6259e-09 | 3.7295e-08 | -2.7981e-08 | -5.909e-08 | 3.0488e-08 | 1.7906e-08 | 5.1519e-08 | -2.6994e-08 | -1.5985e-08 | 0 | 0 | 0 | 0 | 0 | 0 | 0.97942 | 0.71924 | 0.69193 | 0.97942 | 0.71924 | 0.69193 | -2.8061 | -126.5709 | 113.1514 | -2.8061 | -126.5709 | 113.1514
Line2_1_4 | 0.14434 | 4.2015 | 4.0214 | 0.14434 | 4.2015 | 4.0214 | 0.033333 | 0.97031 | 0.9287 | 0.033333 | 0.97031 | 0.9287 | -0.010229 | 0.19047 | 0.39882 | 0.0093978 | -0.097596 | -0.2038 | -0.031003 | 0.67139 | 0.50386 | 0.028619 | -0.34205 | -0.25671 | 105.4525 | 159.2675 | 61.5135 | -74.5475 | -20.7325 | -118.4865 | 0.97942 | 0.71924 | 0.69193 | 0.90369 | 0.36659 | 0.35294 | -2.8061 | -126.5709 | 113.1514 | -2.7263 | -126.6574 | 113.067
Line3_1_5 | 0 | 0 | 0 | 0 | 0 | 0 | 0 | 0 | 0 | 0 | 0 | 0 | -1.822e-09 | -1.0412e-08 | 8.2486e-09 | 1.16e-09 | 6.0599e-09 | -3.2349e-09 | -1.4772e-08 | 7.6221e-09 | 4.4765e-09 | 7.2016e-09 | -4.1279e-09 | -2.5559e-09 | 0 | 0 | 0 | 0 | 0 | 0 | 0.97942 | 0.71924 | 0.69193 | 0.97942 | 0.71924 | 0.69193 | -2.8061 | -126.5709 | 113.1514 | -2.8061 | -126.5709 | 113.1514
Line4_2_6 | 0 | 0 | 0 | 0 | 0 | 0 | 0 | 0 | 0 | 0 | 0 | 0 | -4.5549e-09 | -2.6029e-08 | 2.0622e-08 | 3.8929e-09 | 2.1677e-08 | -1.5608e-08 | -3.6931e-08 | 1.9055e-08 | 1.1191e-08 | 2.936e-08 | -1.5561e-08 | -9.2707e-09 | 0 | 0 | 0 | 0 | 0 | 0 | 0.97942 | 0.71924 | 0.69193 | 0.97942 | 0.71924 | 0.69193 | -2.8061 | -126.5709 | 113.1514 | -2.8061 | -126.5709 | 113.1514
Line5_6_7 | 0 | 0 | 0 | 0 | 0 | 0 | 0 | 0 | 0 | 0 | 0 | 0 | -3.644e-09 | -2.0823e-08 | 1.6497e-08 | 2.9819e-09 | 1.6472e-08 | -1.1483e-08 | -2.9545e-08 | 1.5244e-08 | 8.953e-09 | 2.1974e-08 | -1.175e-08 | -7.0324e-09 | 0 | 0 | 0 | 0 | 0 | 0 | 0.97942 | 0.71924 | 0.69193 | 0.97942 | 0.71924 | 0.69193 | -2.8061 | -126.5709 | 113.1514 | -2.8061 | -126.5709 | 113.1514
Line6_7_8 | 0 | 0 | 0 | 0 | 0 | 0 | 0 | 0 | 0 | 0 | 0 | 0 | -2.733e-09 | -1.5617e-08 | 1.2373e-08 | 2.0709e-09 | 1.1266e-08 | -7.3592e-09 | -2.2159e-08 | 1.1433e-08 | 6.7147e-09 | 1.4588e-08 | -7.939e-09 | -4.7942e-09 | 0 | 0 | 0 | 0 | 0 | 0 | 0.97942 | 0.71924 | 0.69193 | 0.97942 | 0.71924 | 0.69193 | -2.8061 | -126.5709 | 113.1514 | -2.8061 | -126.5709 | 113.1514
Line7_8_9 | 0 | 0 | 0 | 0 | 0 | 0 | 0 | 0 | 0 | 0 | 0 | 0 | -9.1099e-10 | -5.2058e-09 | 4.1243e-09 | 2.4896e-10 | 8.5409e-10 | 8.8944e-10 | -7.3862e-09 | 3.811e-09 | 2.2382e-09 | -1.846e-10 | -3.1687e-10 | -3.1767e-10 | 0 | 0 | 0 | 0 | 0 | 0 | 0.97942 | 0.71924 | 0.69193 | 0.97942 | 0.71924 | 0.69193 | -2.8061 | -126.5709 | 113.1514 | -2.8061 | -126.5709 | 113.1514
Line8_8_10 | 0 | 0 | 0 | 0 | 0 | 0 | 0 | 0 | 0 | 0 | 0 | 0 | -9.1099e-10 | -5.2058e-09 | 4.1243e-09 | 2.4896e-10 | 8.5409e-10 | 8.8944e-10 | -7.3862e-09 | 3.811e-09 | 2.2382e-09 | -1.846e-10 | -3.1688e-10 | -3.1767e-10 | 0 | 0 | 0 | 0 | 0 | 0 | 0.97942 | 0.71924 | 0.69193 | 0.97942 | 0.71924 | 0.69193 | -2.8061 | -126.5709 | 113.1514 | -2.8061 | -126.5709 | 113.1514
Line9_3_11 | 0 | 0 | 0 | 0 | 0 | 0 | 0 | 0 | 0 | 0 | 0 | 0 | -6.3769e-09 | -3.6441e-08 | 2.887e-08 | 5.7149e-09 | 3.2089e-08 | -2.3856e-08 | -5.1703e-08 | 2.6677e-08 | 1.5668e-08 | 4.4133e-08 | -2.3183e-08 | -1.3747e-08 | 0 | 0 | 0 | 0 | 0 | 0 | 0.97942 | 0.71924 | 0.69193 | 0.97942 | 0.71924 | 0.69193 | -2.8061 | -126.5709 | 113.1514 | -2.8061 | -126.5709 | 113.1514

## LLG_max_10
name | pf_ikss_a_from_ka | pf_ikss_b_from_ka | pf_ikss_c_from_ka | pf_ikss_a_to_ka | pf_ikss_b_to_ka | pf_ikss_c_to_ka | pf_skss_a_from_mw | pf_skss_b_from_mw | pf_skss_c_from_mw | pf_skss_a_to_mw | pf_skss_b_to_mw | pf_skss_c_to_mw | pf_p_a_from_mw | pf_p_b_from_mw | pf_p_c_from_mw | pf_p_a_to_mw | pf_p_b_to_mw | pf_p_c_to_mw | pf_q_a_from_mvar | pf_q_b_from_mvar | pf_q_c_from_mvar | pf_q_a_to_mvar | pf_q_b_to_mvar | pf_q_c_to_mvar | pf_ikss_a_from_degree | pf_ikss_b_from_degree | pf_ikss_c_from_degree | pf_ikss_a_to_degree | pf_ikss_b_to_degree | pf_ikss_c_to_degree | pf_vm_a_from_pu | pf_vm_b_from_pu | pf_vm_c_from_pu | pf_vm_a_to_pu | pf_vm_b_to_pu | pf_vm_c_to_pu | pf_va_a_from_degree | pf_va_b_from_degree | pf_va_c_from_degree | pf_va_a_to_degree | pf_va_b_to_degree | pf_va_c_to_degree
Line0_1_2 | 0 | 0 | 0 | 0 | 0 | 0 | 0 | 0 | 0 | 0 | 0 | 0 | -6.1178e-09 | -3.4777e-08 | 2.7543e-08 | 5.3807e-09 | 2.9934e-08 | -2.1963e-08 | -4.9993e-08 | 2.5502e-08 | 1.4905e-08 | 4.1452e-08 | -2.1605e-08 | -1.2775e-08 | 0 | 0 | 0 | 0 | 0 | 0 | 1.0233 | 0.74208 | 0.71306 | 1.0233 | 0.74208 | 0.71306 | -2.8933 | -126.7811 | 112.9365 | -2.8933 | -126.7811 | 112.9365
Line10_11_12 | 0 | 0 | 0 | 0 | 0 | 0 | 0 | 0 | 0 | 0 | 0 | 0 | -6.1178e-09 | -3.4777e-08 | 2.7543e-08 | 5.3807e-09 | 2.9934e-08 | -2.1963e-08 | -4.9993e-08 | 2.5502e-08 | 1.4905e-08 | 4.1452e-08 | -2.1605e-08 | -1.2775e-08 | 0 | 0 | 0 | 0 | 0 | 0 | 1.0233 | 0.74208 | 0.71306 | 1.0233 | 0.74208 | 0.71306 | -2.8933 | -126.7811 | 112.9365 | -2.8933 | -126.7811 | 112.9365
Line11_12_13 | 0 | 0 | 0 | 0 | 0 | 0 | 0 | 0 | 0 | 0 | 0 | 0 | -5.0982e-09 | -2.8981e-08 | 2.2953e-08 | 4.361e-09 | 2.4138e-08 | -1.7372e-08 | -4.166e-08 | 2.1252e-08 | 1.2421e-08 | 3.312e-08 | -1.7355e-08 | -1.0291e-08 | 0 | 0 | 0 | 0 | 0 | 0 | 1.0233 | 0.74208 | 0.71306 | 1.0233 | 0.74208 | 0.71306 | -2.8933 | -126.7811 | 112.9365 | -2.8933 | -126.7811 | 112.9365
Line12_13_15 | 0 | 0 | 0 | 0 | 0 | 0 | 0 | 0 | 0 | 0 | 0 | 0 | -3.0589e-09 | -1.7389e-08 | 1.3772e-08 | 2.3218e-09 | 1.2545e-08 | -8.1912e-09 | -2.4996e-08 | 1.2751e-08 | 7.4527e-09 | 1.6456e-08 | -8.8541e-09 | -5.3221e-09 | 0 | 0 | 0 | 0 | 0 | 0 | 1.0233 | 0.74208 | 0.71306 | 1.0233 | 0.74208 | 0.71306 | -2.8933 | -126.7811 | 112.9365 | -2.8933 | -126.7811 | 112.9365
Line13_13_14 | 0 | 0 | 0 | 0 | 0 | 0 | 0 | 0 | 0 | 0 | 0 | 0 | -1.0196e-09 | -5.7962e-09 | 4.5905e-09 | 2.825e-10 | 9.5295e-10 | 9.8985e-10 | -8.3321e-09 | 4.2504e-09 | 2.4842e-09 | -2.0833e-10 | -3.5341e-10 | -3.5366e-10 | 0 | 0 | 0 | 0 | 0 | 0 | 1.0233 | 0.74208 | 0.71306 | 1.0233 | 0.74208 | 0.71306 | -2.8933 | -126.7811 | 112.9365 | -2.8933 | -126.7811 | 112.9365
Line14_15_16 | 0 | 0 | 0 | 0 | 0 | 0 | 0 | 0 | 0 | 0 | 0 | 0 | -2.0393e-09 | -1.1592e-08 | 9.1811e-09 | 1.3021e-09 | 6.7491e-09 | -3.6007e-09 | -1.6664e-08 | 8.5007e-09 | 4.9685e-09 | 8.1238e-09 | -4.6038e-09 | -2.8379e-09 | 0 | 0 | 0 | 0 | 0 | 0 | 1.0233 | 0.74208 | 0.71306 | 1.0233 | 0.74208 | 0.71306 | -2.8933 | -126.7811 | 112.9365 | -2.8933 | -126.7811 | 112.9365
Line15_16_17 | 0 | 0 | 0 | 0 | 0 | 0 | 0 | 0 | 0 | 0 | 0 | 0 | -1.0196e-09 | -5.7962e-09 | 4.5905e-09 | 2.825e-10 | 9.5295e-10 | 9.8985e-10 | -8.3321e-09 | 4.2504e-09 | 2.4842e-09 | -2.0833e-10 | -3.5341e-10 | -3.5366e-10 | 0 | 0 | 0 | 0 | 0 | 0 | 1.0233 | 0.74208 | 0.71306 | 1.0233 | 0.74208 | 0.71306 | -2.8933 | -126.7811 | 112.9365 | -2.8933 | -126.7811 | 112.9365
Line16_4_18 | 0 | 4.4807 | 4.2843 | 0 | 4.4807 | 4.2843 | 0 | 1.0348 | 0.98943 | 0 | 1.0348 | 0.98943 | -1.0915e-09 | 0.10876 | 0.22098 | 7.7003e-10 | 2.0359e-13 | 1.0377e-13 | -1.8669e-08 | 0.37573 | 0.28376 | -1.5382e-10 | -1.0796e-13 | -1.5932e-13 | 0 | 159.2779 | 60.7646 | 0 | -20.7221 | -119.2354 | 0.94485 | 0.37801 | 0.3635 | 0.85258 | 0 | 0 | -2.8071 | -126.8658 | 112.8538 | -2.5637 | 0 | 0
Line17_5_19 | 0 | 0 | 0 | 0 | 0 | 0 | 0 | 0 | 0 | 0 | 0 | 0 | -1.0196e-09 | -5.7962e-09 | 4.5905e-09 | 2.825e-10 | 9.5295e-10 | 9.8985e-10 | -8.3321e-09 | 4.2504e-09 | 2.4842e-09 | -2.0833e-10 | -3.5341e-10 | -3.5366e-10 | 0 | 0 | 0 | 0 | 0 | 0 | 1.0233 | 0.74208 | 0.71306 | 1.0233 | 0.74208 | 0.71306 | -2.8933 | -126.7811 | 112.9365 | -2.8933 | -126.7811 | 112.9365
Line1_1_3 | 0 | 0 | 0 | 0 | 0 | 0 | 0 | 0 | 0 | 0 | 0 | 0 | -8.1571e-09 | -4.6369e-08 | 3.6724e-08 | 7.42e-09 | 4.1526e-08 | -3.1144e-08 | -6.6657e-08 | 3.4003e-08 | 1.9874e-08 | 5.8116e-08 | -3.0106e-08 | -1.7743e-08 | 0 | 0 | 0 | 0 | 0 | 0 | 1.0233 | 0.74208 | 0.71306 | 1.0233 | 0.74208 | 0.71306 | -2.8933 | -126.7811 | 112.9365 | -2.8933 | -126.7811 | 112.9365
Line2_1_4 | 0.14434 | 4.3372 | 4.1455 | 0.14434 | 4.3372 | 4.1455 | 0.033333 | 1.0016 | 0.95736 | 0.033333 | 1.0016 | 0.95736 | -0.010592 | 0.20316 | 0.42369 | 0.0097352 | -0.10403 | -0.21638 | -0.032424 | 0.71499 | 0.53526 | 0.029953 | -0.36405 | -0.27255 | 105.1981 | 159.0812 | 61.2999 | -74.8019 | -20.9188 | -118.7001 | 1.0233 | 0.74208 | 0.71306 | 0.94485 | 0.37801 | 0.3635 | -2.8933 | -126.7811 | 112.9365 | -2.8071 | -126.8658 | 112.8538
Line3_1_5 | 0 | 0 | 0 | 0 | 0 | 0 | 0 | 0 | 0 | 0 | 0 | 0 | -2.0393e-09 | -1.1592e-08 | 9.1811e-09 | 1.3021e-09 | 6.7491e-09 | -3.6007e-09 | -1.6664e-08 | 8.5007e-09 | 4.9685e-09 | 8.1238e-09 | -4.6038e-09 | -2.8379e-09 | 0 | 0 | 0 | 0 | 0 | 0 | 1.0233 | 0.74208 | 0.71306 | 1.0233 | 0.74208 | 0.71306 | -2.8933 | -126.7811 | 112.9365 | -2.8933 | -126.7811 | 112.9365
Line4_2_6 | 0 | 0 | 0 | 0 | 0 | 0 | 0 | 0 | 0 | 0 | 0 | 0 | -5.0982e-09 | -2.8981e-08 | 2.2953e-08 | 4.361e-09 | 2.4138e-08 | -1.7372e-08 | -4.166e-08 | 2.1252e-08 | 1.2421e-08 | 3.312e-08 | -1.7355e-08 | -1.0291e-08 | 0 | 0 | 0 | 0 | 0 | 0 | 1.0233 | 0.74208 | 0.71306 | 1.0233 | 0.74208 | 0.71306 | -2.8933 | -126.7811 | 112.9365 | -2.8933 | -126.7811 | 112.9365
Line5_6_7 | 0 | 0 | 0 | 0 | 0 | 0 | 0 | 0 | 0 | 0 | 0 | 0 | -4.0785e-09 | -2.3185e-08 | 1.8362e-08 | 3.3414e-09 | 1.8341e-08 | -1.2782e-08 | -3.3328e-08 | 1.7001e-08 | 9.937e-09 | 2.4788e-08 | -1.3105e-08 | -7.8064e-09 | 0 | 0 | 0 | 0 | 0 | 0 | 1.0233 | 0.74208 | 0.71306 | 1.0233 | 0.74208 | 0.71306 | -2.8933 | -126.7811 | 112.9365 | -2.8933 | -126.7811 | 112.9365
Line6_7_8 | 0 | 0 | 0 | 0 | 0 | 0 | 0 | 0 | 0 | 0 | 0 | 0 | -3.0589e-09 | -1.7389e-08 | 1.3772e-08 | 2.3218e-09 | 1.2545e-08 | -8.1912e-09 | -2.4996e-08 | 1.2751e-08 | 7.4527e-09 | 1.6456e-08 | -8.8541e-09 | -5.3221e-09 | 0 | 0 | 0 | 0 | 0 | 0 | 1.0233 | 0.74208 | 0.71306 | 1.0233 | 0.74208 | 0.71306 | -2.8933 | -126.7811 | 112.9365 | -2.8933 | -126.7811 | 112.9365
Line7_8_9 | 0 | 0 | 0 | 0 | 0 | 0 | 0 | 0 | 0 | 0 | 0 | 0 | -1.0196e-09 | -5.7962e-09 | 4.5905e-09 | 2.825e-10 | 9.5295e-10 | 9.8985e-10 | -8.3321e-09 | 4.2504e-09 | 2.4842e-09 | -2.0833e-10 | -3.5341e-10 | -3.5366e-10 | 0 | 0 | 0 | 0 | 0 | 0 | 1.0233 | 0.74208 | 0.71306 | 1.0233 | 0.74208 | 0.71306 | -2.8933 | -126.7811 | 112.9365 | -2.8933 | -126.7811 | 112.9365
Line8_8_10 | 0 | 0 | 0 | 0 | 0 | 0 | 0 | 0 | 0 | 0 | 0 | 0 | -1.0196e-09 | -5.7962e-09 | 4.5905e-09 | 2.825e-10 | 9.5295e-10 | 9.8985e-10 | -8.3321e-09 | 4.2504e-09 | 2.4842e-09 | -2.0833e-10 | -3.5341e-10 | -3.5366e-10 | 0 | 0 | 0 | 0 | 0 | 0 | 1.0233 | 0.74208 | 0.71306 | 1.0233 | 0.74208 | 0.71306 | -2.8933 | -126.7811 | 112.9365 | -2.8933 | -126.7811 | 112.9365
Line9_3_11 | 0 | 0 | 0 | 0 | 0 | 0 | 0 | 0 | 0 | 0 | 0 | 0 | -7.1375e-09 | -4.0573e-08 | 3.2134e-08 | 6.4003e-09 | 3.573e-08 | -2.6553e-08 | -5.8325e-08 | 2.9753e-08 | 1.739e-08 | 4.9784e-08 | -2.5856e-08 | -1.5259e-08 | 0 | 0 | 0 | 0 | 0 | 0 | 1.0233 | 0.74208 | 0.71306 | 1.0233 | 0.74208 | 0.71306 | -2.8933 | -126.7811 | 112.9365 | -2.8933 | -126.7811 | 112.9365

## LLG_max_fault_6
name | pf_ikss_a_from_ka | pf_ikss_b_from_ka | pf_ikss_c_from_ka | pf_ikss_a_to_ka | pf_ikss_b_to_ka | pf_ikss_c_to_ka | pf_skss_a_from_mw | pf_skss_b_from_mw | pf_skss_c_from_mw | pf_skss_a_to_mw | pf_skss_b_to_mw | pf_skss_c_to_mw | pf_p_a_from_mw | pf_p_b_from_mw | pf_p_c_from_mw | pf_p_a_to_mw | pf_p_b_to_mw | pf_p_c_to_mw | pf_q_a_from_mvar | pf_q_b_from_mvar | pf_q_c_from_mvar | pf_q_a_to_mvar | pf_q_b_to_mvar | pf_q_c_to_mvar | pf_ikss_a_from_degree | pf_ikss_b_from_degree | pf_ikss_c_from_degree | pf_ikss_a_to_degree | pf_ikss_b_to_degree | pf_ikss_c_to_degree | pf_vm_a_from_pu | pf_vm_b_from_pu | pf_vm_c_from_pu | pf_vm_a_to_pu | pf_vm_b_to_pu | pf_vm_c_to_pu | pf_va_a_from_degree | pf_va_b_from_degree | pf_va_c_from_degree | pf_va_a_to_degree | pf_va_b_to_degree | pf_va_c_to_degree
Line0_1_2 | 0 | 0 | 0 | 0 | 0 | 0 | 0 | 0 | 0 | 0 | 0 | 0 | 1.9288e-10 | 1.0854e-10 | 5.7563e-10 | -2.1509e-10 | -1.3807e-10 | -5.2389e-10 | -3.3286e-10 | 2.4814e-10 | 2.1539e-12 | 2.858e-10 | -2.0539e-10 | 2.0712e-12 | 0 | 0 | 0 | 0 | 0 | 0 | 1.0639 | 1.0622 | 1.0614 | 1.0639 | 1.0622 | 1.0614 | 0.11775 | -119.9805 | 120.0542 | 0.11775 | -119.9805 | 120.0542
Line10_11_12 | 0 | 0 | 0 | 0 | 0 | 0 | 0 | 0 | 0 | 0 | 0 | 0 | 1.9288e-10 | 1.0854e-10 | 5.7563e-10 | -2.1509e-10 | -1.3807e-10 | -5.2389e-10 | -3.3286e-10 | 2.4814e-10 | 2.154e-12 | 2.858e-10 | -2.0539e-10 | 2.0712e-12 | 0 | 0 | 0 | 0 | 0 | 0 | 1.0639 | 1.0622 | 1.0614 | 1.0639 | 1.0622 | 1.0614 | 0.11775 | -119.9805 | 120.0542 | 0.11775 | -119.9805 | 120.0542
Line11_12_13 | 0 | 0 | 0 | 0 | 0 | 0 | 0 | 0 | 0 | 0 | 0 | 0 | 1.6074e-10 | 9.045e-11 | 4.7969e-10 | -1.8295e-10 | -1.1998e-10 | -4.2795e-10 | -2.7738e-10 | 2.0678e-10 | 1.795e-12 | 2.3032e-10 | -1.6403e-10 | 2.4302e-12 | 0 | 0 | 0 | 0 | 0 | 0 | 1.0639 | 1.0622 | 1.0614 | 1.0639 | 1.0622 | 1.0614 | 0.11775 | -119.9805 | 120.0542 | 0.11775 | -119.9805 | 120.0542
Line12_13_15 | 0 | 0 | 0 | 0 | 0 | 0 | 0 | 0 | 0 | 0 | 0 | 0 | 9.6441e-11 | 5.427e-11 | 2.8781e-10 | -1.1865e-10 | -8.3797e-11 | -2.3607e-10 | -1.6643e-10 | 1.2407e-10 | 1.077e-12 | 1.1937e-10 | -8.1321e-11 | 3.1482e-12 | 0 | 0 | 0 | 0 | 0 | 0 | 1.0639 | 1.0622 | 1.0614 | 1.0639 | 1.0622 | 1.0614 | 0.11775 | -119.9805 | 120.0542 | 0.11775 | -119.9805 | 120.0542
Line13_13_14 | 0 | 0 | 0 | 0 | 0 | 0 | 0 | 0 | 0 | 0 | 0 | 0 | 3.2147e-11 | 1.809e-11 | 9.5938e-11 | -5.4359e-11 | -4.7617e-11 | -4.4198e-11 | -5.5477e-11 | 4.1356e-11 | 3.5899e-13 | 8.418e-12 | 1.3915e-12 | 3.8661e-12 | 0 | 0 | 0 | 0 | 0 | 0 | 1.0639 | 1.0622 | 1.0614 | 1.0639 | 1.0622 | 1.0614 | 0.11775 | -119.9805 | 120.0542 | 0.11775 | -119.9805 | 120.0542
Line14_15_16 | 0 | 0 | 0 | 0 | 0 | 0 | 0 | 0 | 0 | 0 | 0 | 0 | 6.4294e-11 | 3.618e-11 | 1.9188e-10 | -8.6506e-11 | -6.5707e-11 | -1.4014e-10 | -1.1095e-10 | 8.2713e-11 | 7.1798e-13 | 6.3895e-11 | -3.9965e-11 | 3.5071e-12 | 0 | 0 | 0 | 0 | 0 | 0 | 1.0639 | 1.0622 | 1.0614 | 1.0639 | 1.0622 | 1.0614 | 0.11775 | -119.9805 | 120.0542 | 0.11775 | -119.9805 | 120.0542
Line15_16_17 | 0 | 0 | 0 | 0 | 0 | 0 | 0 | 0 | 0 | 0 | 0 | 0 | 3.2147e-11 | 1.809e-11 | 9.5938e-11 | -5.4359e-11 | -4.7617e-11 | -4.4198e-11 | -5.5477e-11 | 4.1356e-11 | 3.59e-13 | 8.4181e-12 | 1.3915e-12 | 3.8661e-12 | 0 | 0 | 0 | 0 | 0 | 0 | 1.0639 | 1.0622 | 1.0614 | 1.0639 | 1.0622 | 1.0614 | 0.11775 | -119.9805 | 120.0542 | 0.11775 | -119.9805 | 120.0542
Line16_4_18 | 0 | 0.034958 | 0.03491 | 0 | 0.034958 | 0.03491 | 0 | 0.0080732 | 0.008062 | 0 | 0.0080732 | 0.008062 | 5.8282e-11 | 0.0061179 | 0.0061081 | -1.0489e-10 | -0.0061103 | -0.0060934 | -1.1682e-10 | 0.0061344 | 0.006114 | -3.3173e-12 | -0.0061103 | -0.0060934 | 0 | -165.278 | 74.855 | 0 | 14.722 | -105.145 | 1.0771 | 1.0732 | 1.072 | 1.0766 | 1.0704 | 1.0689 | -0.036404 | -120.2009 | 119.8826 | -0.045858 | -120.278 | 119.855
Line17_5_19 | 0 | 0 | 0 | 0 | 0 | 0 | 0 | 0 | 0 | 0 | 0 | 0 | 3.2147e-11 | 1.809e-11 | 9.5938e-11 | -5.4359e-11 | -4.7617e-11 | -4.4198e-11 | -5.5477e-11 | 4.1356e-11 | 3.5897e-13 | 8.4181e-12 | 1.3915e-12 | 3.8661e-12 | 0 | 0 | 0 | 0 | 0 | 0 | 1.0639 | 1.0622 | 1.0614 | 1.0639 | 1.0622 | 1.0614 | 0.11775 | -119.9805 | 120.0542 | 0.11775 | -119.9805 | 120.0542
Line1_1_3 | 0 | 0 | 0 | 0 | 0 | 0 | 0 | 0 | 0 | 0 | 0 | 0 | 2.5718e-10 | 1.4472e-10 | 7.675e-10 | -2.7939e-10 | -1.7425e-10 | -7.1576e-10 | -4.4381e-10 | 3.3085e-10 | 2.8719e-12 | 3.9676e-10 | -2.881e-10 | 1.3532e-12 | 0 | 0 | 0 | 0 | 0 | 0 | 1.0639 | 1.0622 | 1.0614 | 1.0639 | 1.0622 | 1.0614 | 0.11775 | -119.9805 | 120.0542 | 0.11775 | -119.9805 | 120.0542
Line2_1_4 | 0.14434 | 0.11512 | 0.11521 | 0.14434 | 0.11512 | 0.11521 | 0.033333 | 0.026586 | 0.026606 | 0.033333 | 0.026586 | 0.026606 | -0.0093788 | -0.0033901 | -0.0033646 | 0.0095881 | 0.0035339 | 0.003483 | -0.034202 | -0.028036 | -0.028037 | 0.0346 | 0.028311 | 0.028307 | 105.4525 | -23.0857 | -143.1028 | -74.5475 | 156.9143 | 36.8972 | 1.0639 | 1.0622 | 1.0614 | 1.0771 | 1.0732 | 1.072 | 0.11775 | -119.9805 | 120.0542 | -0.036404 | -120.2009 | 119.8826
Line3_1_5 | 0 | 0 | 0 | 0 | 0 | 0 | 0 | 0 | 0 | 0 | 0 | 0 | 6.4294e-11 | 3.618e-11 | 1.9188e-10 | -8.6506e-11 | -6.5707e-11 | -1.4014e-10 | -1.1095e-10 | 8.2713e-11 | 7.1795e-13 | 6.3895e-11 | -3.9965e-11 | 3.5072e-12 | 0 | 0 | 0 | 0 | 0 | 0 | 1.0639 | 1.0622 | 1.0614 | 1.0639 | 1.0622 | 1.0614 | 0.11775 | -119.9805 | 120.0542 | 0.11775 | -119.9805 | 120.0542
Line4_2_6 | 0 | 0 | 0 | 0 | 0 | 0 | 0 | 0 | 0 | 0 | 0 | 0 | 1.6074e-10 | 9.045e-11 | 4.7969e-10 | -1.8295e-10 | -1.1998e-10 | -4.2795e-10 | -2.7738e-10 | 2.0678e-10 | 1.7949e-12 | 2.3032e-10 | -1.6403e-10 | 2.4302e-12 | 0 | 0 | 0 | 0 | 0 | 0 | 1.0639 | 1.0622 | 1.0614 | 1.0639 | 1.0622 | 1.0614 | 0.11775 | -119.9805 | 120.0542 | 0.11775 | -119.9805 | 120.0542
Line5_6_7 | 0 | 0 | 0 | 0 | 0 | 0 | 0 | 0 | 0 | 0 | 0 | 0 | 1.2859e-10 | 7.236e-11 | 3.8375e-10 | -1.508e-10 | -1.0189e-10 | -3.3201e-10 | -2.2191e-10 | 1.6543e-10 | 1.436e-12 | 1.7485e-10 | -1.2268e-10 | 2.7892e-12 | 0 | 0 | 0 | 0 | 0 | 0 | 1.0639 | 1.0622 | 1.0614 | 1.0639 | 1.0622 | 1.0614 | 0.11775 | -119.9805 | 120.0542 | 0.11775 | -119.9805 | 120.0542
Line6_7_8 | 0 | 0 | 0 | 0 | 0 | 0 | 0 | 0 | 0 | 0 | 0 | 0 | 9.6441e-11 | 5.427e-11 | 2.8781e-10 | -1.1865e-10 | -8.3797e-11 | -2.3607e-10 | -1.6643e-10 | 1.2407e-10 | 1.077e-12 | 1.1937e-10 | -8.1321e-11 | 3.1482e-12 | 0 | 0 | 0 | 0 | 0 | 0 | 1.0639 | 1.0622 | 1.0614 | 1.0639 | 1.0622 | 1.0614 | 0.11775 | -119.9805 | 120.0542 | 0.11775 | -119.9805 | 120.0542
Line7_8_9 | 0 | 0 | 0 | 0 | 0 | 0 | 0 | 0 | 0 | 0 | 0 | 0 | 3.2147e-11 | 1.809e-11 | 9.5938e-11 | -5.4359e-11 | -4.7617e-11 | -4.4198e-11 | -5.5477e-11 | 4.1356e-11 | 3.5899e-13 | 8.4181e-12 | 1.3915e-12 | 3.8661e-12 | 0 | 0 | 0 | 0 | 0 | 0 | 1.0639 | 1.0622 | 1.0614 | 1.0639 | 1.0622 | 1.0614 | 0.11775 | -119.9805 | 120.0542 | 0.11775 | -119.9805 | 120.0542
Line8_8_10 | 0 | 0 | 0 | 0 | 0 | 0 | 0 | 0 | 0 | 0 | 0 | 0 | 3.2147e-11 | 1.809e-11 | 9.5938e-11 | -5.4359e-11 | -4.7617e-11 | -4.4198e-11 | -5.5477e-11 | 4.1356e-11 | 3.5899e-13 | 8.4181e-12 | 1.3915e-12 | 3.8661e-12 | 0 | 0 | 0 | 0 | 0 | 0 | 1.0639 | 1.0622 | 1.0614 | 1.0639 | 1.0622 | 1.0614 | 0.11775 | -119.9805 | 120.0542 | 0.11775 | -119.9805 | 120.0542
Line9_3_11 | 0 | 0 | 0 | 0 | 0 | 0 | 0 | 0 | 0 | 0 | 0 | 0 | 2.2503e-10 | 1.2663e-10 | 6.7156e-10 | -2.4724e-10 | -1.5616e-10 | -6.1982e-10 | -3.8834e-10 | 2.8949e-10 | 2.5129e-12 | 3.4128e-10 | -2.4675e-10 | 1.7122e-12 | 0 | 0 | 0 | 0 | 0 | 0 | 1.0639 | 1.0622 | 1.0614 | 1.0639 | 1.0622 | 1.0614 | 0.11775 | -119.9805 | 120.0542 | 0.11775 | -119.9805 | 120.0542

## LLG_max_fault_10
name | pf_ikss_a_from_ka | pf_ikss_b_from_ka | pf_ikss_c_from_ka | pf_ikss_a_to_ka | pf_ikss_b_to_ka | pf_ikss_c_to_ka | pf_skss_a_from_mw | pf_skss_b_from_mw | pf_skss_c_from_mw | pf_skss_a_to_mw | pf_skss_b_to_mw | pf_skss_c_to_mw | pf_p_a_from_mw | pf_p_b_from_mw | pf_p_c_from_mw | pf_p_a_to_mw | pf_p_b_to_mw | pf_p_c_to_mw | pf_q_a_from_mvar | pf_q_b_from_mvar | pf_q_c_from_mvar | pf_q_a_to_mvar | pf_q_b_to_mvar | pf_q_c_to_mvar | pf_ikss_a_from_degree | pf_ikss_b_from_degree | pf_ikss_c_from_degree | pf_ikss_a_to_degree | pf_ikss_b_to_degree | pf_ikss_c_to_degree | pf_vm_a_from_pu | pf_vm_b_from_pu | pf_vm_c_from_pu | pf_vm_a_to_pu | pf_vm_b_to_pu | pf_vm_c_to_pu | pf_va_a_from_degree | pf_va_b_from_degree | pf_va_c_from_degree | pf_va_a_to_degree | pf_va_b_to_degree | pf_va_c_to_degree
Line0_1_2 | 0 | 0 | 0 | 0 | 0 | 0 | 0 | 0 | 0 | 0 | 0 | 0 | 2.0454e-10 | 1.0771e-10 | 6.4431e-10 | -2.3007e-10 | -1.4163e-10 | -5.8487e-10 | -3.7762e-10 | 2.8991e-10 | 7.2605e-12 | 3.2355e-10 | -2.408e-10 | -2.4111e-12 | 0 | 0 | 0 | 0 | 0 | 0 | 1.1146 | 1.1127 | 1.1118 | 1.1146 | 1.1127 | 1.1118 | 0.11302 | -119.9898 | 120.0465 | 0.11302 | -119.9898 | 120.0465
Line10_11_12 | 0 | 0 | 0 | 0 | 0 | 0 | 0 | 0 | 0 | 0 | 0 | 0 | 2.0454e-10 | 1.0771e-10 | 6.4432e-10 | -2.3007e-10 | -1.4163e-10 | -5.8487e-10 | -3.7762e-10 | 2.8991e-10 | 7.2605e-12 | 3.2355e-10 | -2.408e-10 | -2.4112e-12 | 0 | 0 | 0 | 0 | 0 | 0 | 1.1146 | 1.1127 | 1.1118 | 1.1146 | 1.1127 | 1.1118 | 0.11302 | -119.9898 | 120.0465 | 0.11302 | -119.9898 | 120.0465
Line11_12_13 | 0 | 0 | 0 | 0 | 0 | 0 | 0 | 0 | 0 | 0 | 0 | 0 | 1.7045e-10 | 8.9756e-11 | 5.3693e-10 | -1.9597e-10 | -1.2367e-10 | -4.7749e-10 | -3.1468e-10 | 2.4159e-10 | 6.0504e-12 | 2.6061e-10 | -1.9248e-10 | -1.2011e-12 | 0 | 0 | 0 | 0 | 0 | 0 | 1.1146 | 1.1127 | 1.1118 | 1.1146 | 1.1127 | 1.1118 | 0.11302 | -119.9898 | 120.0465 | 0.11302 | -119.9898 | 120.0465
Line12_13_15 | 0 | 0 | 0 | 0 | 0 | 0 | 0 | 0 | 0 | 0 | 0 | 0 | 1.0227e-10 | 5.3854e-11 | 3.2216e-10 | -1.2779e-10 | -8.7772e-11 | -2.6272e-10 | -1.8881e-10 | 1.4496e-10 | 3.6303e-12 | 1.3474e-10 | -9.5839e-11 | 1.2191e-12 | 0 | 0 | 0 | 0 | 0 | 0 | 1.1146 | 1.1127 | 1.1118 | 1.1146 | 1.1127 | 1.1118 | 0.11302 | -119.9898 | 120.0465 | 0.11302 | -119.9898 | 120.0465
Line13_13_14 | 0 | 0 | 0 | 0 | 0 | 0 | 0 | 0 | 0 | 0 | 0 | 0 | 3.409e-11 | 1.7951e-11 | 1.0739e-10 | -5.9613e-11 | -5.187e-11 | -4.7944e-11 | -6.2937e-11 | 4.8319e-11 | 1.2101e-12 | 8.8677e-12 | 7.9804e-13 | 3.6393e-12 | 0 | 0 | 0 | 0 | 0 | 0 | 1.1146 | 1.1127 | 1.1118 | 1.1146 | 1.1127 | 1.1118 | 0.11302 | -119.9898 | 120.0465 | 0.11302 | -119.9898 | 120.0465
Line14_15_16 | 0 | 0 | 0 | 0 | 0 | 0 | 0 | 0 | 0 | 0 | 0 | 0 | 6.8181e-11 | 3.5902e-11 | 2.1477e-10 | -9.3704e-11 | -6.9821e-11 | -1.5533e-10 | -1.2587e-10 | 9.6637e-11 | 2.4202e-12 | 7.1804e-11 | -4.7521e-11 | 2.4292e-12 | 0 | 0 | 0 | 0 | 0 | 0 | 1.1146 | 1.1127 | 1.1118 | 1.1146 | 1.1127 | 1.1118 | 0.11302 | -119.9898 | 120.0465 | 0.11302 | -119.9898 | 120.0465
Line15_16_17 | 0 | 0 | 0 | 0 | 0 | 0 | 0 | 0 | 0 | 0 | 0 | 0 | 3.409e-11 | 1.7951e-11 | 1.0739e-10 | -5.9613e-11 | -5.187e-11 | -4.7944e-11 | -6.2937e-11 | 4.8319e-11 | 1.2101e-12 | 8.8677e-12 | 7.9806e-13 | 3.6393e-12 | 0 | 0 | 0 | 0 | 0 | 0 | 1.1146 | 1.1127 | 1.1118 | 1.1146 | 1.1127 | 1.1118 | 0.11302 | -119.9898 | 120.0465 | 0.11302 | -119.9898 | 120.0465
Line16_4_18 | 0 | 0.036598 | 0.036546 | 0 | 0.036598 | 0.036546 | 0 | 0.0084519 | 0.0084399 | 0 | 0.0084519 | 0.0084399 | 5.9993e-11 | 0.0067054 | 0.0066941 | -1.1226e-10 | -0.006697 | -0.006678 | -1.3043e-10 | 0.0067235 | 0.0067006 | -3.7388e-12 | -0.006697 | -0.006678 | 0 | -165.2838 | 74.8508 | 0 | 14.7162 | -105.1492 | 1.1277 | 1.1235 | 1.1222 | 1.1272 | 1.1206 | 1.119 | -0.037669 | -120.2067 | 119.8783 | -0.047121 | -120.2838 | 119.8508
Line17_5_19 | 0 | 0 | 0 | 0 | 0 | 0 | 0 | 0 | 0 | 0 | 0 | 0 | 3.409e-11 | 1.7951e-11 | 1.0739e-10 | -5.9613e-11 | -5.187e-11 | -4.7944e-11 | -6.2937e-11 | 4.8319e-11 | 1.2101e-12 | 8.8677e-12 | 7.9806e-13 | 3.6393e-12 | 0 | 0 | 0 | 0 | 0 | 0 | 1.1146 | 1.1127 | 1.1118 | 1.1146 | 1.1127 | 1.1118 | 0.11302 | -119.9898 | 120.0465 | 0.11302 | -119.9898 | 120.0465
Line1_1_3 | 0 | 0 | 0 | 0 | 0 | 0 | 0 | 0 | 0 | 0 | 0 | 0 | 2.7272e-10 | 1.4361e-10 | 8.5909e-10 | -2.9825e-10 | -1.7753e-10 | -7.9965e-10 | -5.0349e-10 | 3.8655e-10 | 9.6807e-12 | 4.4943e-10 | -3.3743e-10 | -4.8313e-12 | 0 | 0 | 0 | 0 | 0 | 0 | 1.1146 | 1.1127 | 1.1118 | 1.1146 | 1.1127 | 1.1118 | 0.11302 | -119.9898 | 120.0465 | 0.11302 | -119.9898 | 120.0465
Line2_1_4 | 0.14434 | 0.11393 | 0.11402 | 0.14434 | 0.11393 | 0.11402 | 0.033333 | 0.02631 | 0.026332 | 0.033333 | 0.02631 | 0.026332 | -0.0096692 | -0.0031014 | -0.003074 | 0.0098786 | 0.0032427 | 0.0031892 | -0.035873 | -0.029111 | -0.029113 | 0.03627 | 0.029381 | 0.029378 | 105.1981 | -23.9087 | -143.926 | -74.8019 | 156.0913 | 36.074 | 1.1146 | 1.1127 | 1.1118 | 1.1277 | 1.1235 | 1.1222 | 0.11302 | -119.9898 | 120.0465 | -0.037669 | -120.2067 | 119.8783
Line3_1_5 | 0 | 0 | 0 | 0 | 0 | 0 | 0 | 0 | 0 | 0 | 0 | 0 | 6.8181e-11 | 3.5902e-11 | 2.1477e-10 | -9.3704e-11 | -6.9821e-11 | -1.5533e-10 | -1.2587e-10 | 9.6637e-11 | 2.4201e-12 | 7.1804e-11 | -4.7521e-11 | 2.4292e-12 | 0 | 0 | 0 | 0 | 0 | 0 | 1.1146 | 1.1127 | 1.1118 | 1.1146 | 1.1127 | 1.1118 | 0.11302 | -119.9898 | 120.0465 | 0.11302 | -119.9898 | 120.0465
Line4_2_6 | 0 | 0 | 0 | 0 | 0 | 0 | 0 | 0 | 0 | 0 | 0 | 0 | 1.7045e-10 | 8.9756e-11 | 5.3693e-10 | -1.9597e-10 | -1.2367e-10 | -4.7749e-10 | -3.1468e-10 | 2.4159e-10 | 6.0504e-12 | 2.6061e-10 | -1.9248e-10 | -1.201e-12 | 0 | 0 | 0 | 0 | 0 | 0 | 1.1146 | 1.1127 | 1.1118 | 1.1146 | 1.1127 | 1.1118 | 0.11302 | -119.9898 | 120.0465 | 0.11302 | -119.9898 | 120.0465
Line5_6_7 | 0 | 0 | 0 | 0 | 0 | 0 | 0 | 0 | 0 | 0 | 0 | 0 | 1.3636e-10 | 7.1805e-11 | 4.2954e-10 | -1.6188e-10 | -1.0572e-10 | -3.701e-10 | -2.5175e-10 | 1.9327e-10 | 4.8403e-12 | 1.9768e-10 | -1.4416e-10 | 9.0394e-15 | 0 | 0 | 0 | 0 | 0 | 0 | 1.1146 | 1.1127 | 1.1118 | 1.1146 | 1.1127 | 1.1118 | 0.11302 | -119.9898 | 120.0465 | 0.11302 | -119.9898 | 120.0465
Line6_7_8 | 0 | 0 | 0 | 0 | 0 | 0 | 0 | 0 | 0 | 0 | 0 | 0 | 1.0227e-10 | 5.3854e-11 | 3.2216e-10 | -1.2779e-10 | -8.7772e-11 | -2.6272e-10 | -1.8881e-10 | 1.4496e-10 | 3.6302e-12 | 1.3474e-10 | -9.5839e-11 | 1.2191e-12 | 0 | 0 | 0 | 0 | 0 | 0 | 1.1146 | 1.1127 | 1.1118 | 1.1146 | 1.1127 | 1.1118 | 0.11302 | -119.9898 | 120.0465 | 0.11302 | -119.9898 | 120.0465
Line7_8_9 | 0 | 0 | 0 | 0 | 0 | 0 | 0 | 0 | 0 | 0 | 0 | 0 | 3.409e-11 | 1.7951e-11 | 1.0739e-10 | -5.9613e-11 | -5.187e-11 | -4.7944e-11 | -6.2937e-11 | 4.8319e-11 | 1.2101e-12 | 8.8677e-12 | 7.9803e-13 | 3.6393e-12 | 0 | 0 | 0 | 0 | 0 | 0 | 1.1146 | 1.1127 | 1.1118 | 1.1146 | 1.1127 | 1.1118 | 0.11302 | -119.9898 | 120.0465 | 0.11302 | -119.9898 | 120.0465
Line8_8_10 | 0 | 0 | 0 | 0 | 0 | 0 | 0 | 0 | 0 | 0 | 0 | 0 | 3.409e-11 | 1.7951e-11 | 1.0739e-10 | -5.9613e-11 | -5.187e-11 | -4.7944e-11 | -6.2937e-11 | 4.8319e-11 | 1.2101e-12 | 8.8677e-12 | 7.9804e-13 | 3.6393e-12 | 0 | 0 | 0 | 0 | 0 | 0 | 1.1146 | 1.1127 | 1.1118 | 1.1146 | 1.1127 | 1.1118 | 0.11302 | -119.9898 | 120.0465 | 0.11302 | -119.9898 | 120.0465
Line9_3_11 | 0 | 0 | 0 | 0 | 0 | 0 | 0 | 0 | 0 | 0 | 0 | 0 | 2.3863e-10 | 1.2566e-10 | 7.517e-10 | -2.6416e-10 | -1.5958e-10 | -6.9226e-10 | -4.4056e-10 | 3.3823e-10 | 8.4706e-12 | 3.8649e-10 | -2.8911e-10 | -3.6212e-12 | 0 | 0 | 0 | 0 | 0 | 0 | 1.1146 | 1.1127 | 1.1118 | 1.1146 | 1.1127 | 1.1118 | 0.11302 | -119.9898 | 120.0465 | 0.11302 | -119.9898 | 120.0465

## LLG_min_6
name | pf_ikss_a_from_ka | pf_ikss_b_from_ka | pf_ikss_c_from_ka | pf_ikss_a_to_ka | pf_ikss_b_to_ka | pf_ikss_c_to_ka | pf_skss_a_from_mw | pf_skss_b_from_mw | pf_skss_c_from_mw | pf_skss_a_to_mw | pf_skss_b_to_mw | pf_skss_c_to_mw | pf_p_a_from_mw | pf_p_b_from_mw | pf_p_c_from_mw | pf_p_a_to_mw | pf_p_b_to_mw | pf_p_c_to_mw | pf_q_a_from_mvar | pf_q_b_from_mvar | pf_q_c_from_mvar | pf_q_a_to_mvar | pf_q_b_to_mvar | pf_q_c_to_mvar | pf_ikss_a_from_degree | pf_ikss_b_from_degree | pf_ikss_c_from_degree | pf_ikss_a_to_degree | pf_ikss_b_to_degree | pf_ikss_c_to_degree | pf_vm_a_from_pu | pf_vm_b_from_pu | pf_vm_c_from_pu | pf_vm_a_to_pu | pf_vm_b_to_pu | pf_vm_c_to_pu | pf_va_a_from_degree | pf_va_b_from_degree | pf_va_c_from_degree | pf_va_a_to_degree | pf_va_b_to_degree | pf_va_c_to_degree
Line0_1_2 | 0 | 0 | 0 | 0 | 0 | 0 | 0 | 0 | 0 | 0 | 0 | 0 | -1.163e-08 | -1.8362e-08 | 2.1613e-08 | 9.8711e-09 | 1.5894e-08 | -1.7386e-08 | -3.0459e-08 | 2.4422e-08 | 4.4348e-09 | 2.5192e-08 | -2.0808e-08 | -4.165e-09 | 0 | 0 | 0 | 0 | 0 | 0 | 0.89329 | 0.70396 | 0.68126 | 0.89329 | 0.70396 | 0.68126 | -3.5196 | -130.7279 | 108.5922 | -3.5196 | -130.7279 | 108.5922
Line10_11_12 | 0 | 0 | 0 | 0 | 0 | 0 | 0 | 0 | 0 | 0 | 0 | 0 | -1.1629e-08 | -1.8362e-08 | 2.1613e-08 | 9.8711e-09 | 1.5894e-08 | -1.7386e-08 | -3.0459e-08 | 2.4422e-08 | 4.4348e-09 | 2.5192e-08 | -2.0808e-08 | -4.165e-09 | 0 | 0 | 0 | 0 | 0 | 0 | 0.89329 | 0.70396 | 0.68126 | 0.89329 | 0.70396 | 0.68126 | -3.5196 | -130.7279 | 108.5922 | -3.5196 | -130.7279 | 108.5922
Line11_12_13 | 0 | 0 | 0 | 0 | 0 | 0 | 0 | 0 | 0 | 0 | 0 | 0 | -9.6912e-09 | -1.5302e-08 | 1.8011e-08 | 7.9329e-09 | 1.2834e-08 | -1.3784e-08 | -2.5383e-08 | 2.0352e-08 | 3.6957e-09 | 2.0115e-08 | -1.6738e-08 | -3.4259e-09 | 0 | 0 | 0 | 0 | 0 | 0 | 0.89329 | 0.70396 | 0.68126 | 0.89329 | 0.70396 | 0.68126 | -3.5196 | -130.7279 | 108.5922 | -3.5196 | -130.7279 | 108.5922
Line12_13_15 | 0 | 0 | 0 | 0 | 0 | 0 | 0 | 0 | 0 | 0 | 0 | 0 | -5.8147e-09 | -9.1811e-09 | 1.0806e-08 | 4.0564e-09 | 6.7129e-09 | -6.5798e-09 | -1.523e-08 | 1.2211e-08 | 2.2174e-09 | 9.962e-09 | -8.5971e-09 | -1.9476e-09 | 0 | 0 | 0 | 0 | 0 | 0 | 0.89329 | 0.70396 | 0.68126 | 0.89329 | 0.70396 | 0.68126 | -3.5196 | -130.7279 | 108.5922 | -3.5196 | -130.7279 | 108.5922
Line13_13_14 | 0 | 0 | 0 | 0 | 0 | 0 | 0 | 0 | 0 | 0 | 0 | 0 | -1.9382e-09 | -3.0604e-09 | 3.6021e-09 | 1.7986e-10 | 5.9221e-10 | 6.2442e-10 | -5.0765e-09 | 4.0703e-09 | 7.3913e-10 | -1.9102e-10 | -4.5645e-10 | -4.6937e-10 | 0 | 0 | 0 | 0 | 0 | 0 | 0.89329 | 0.70396 | 0.68126 | 0.89329 | 0.70396 | 0.68126 | -3.5196 | -130.7279 | 108.5922 | -3.5196 | -130.7279 | 108.5922
Line14_15_16 | 0 | 0 | 0 | 0 | 0 | 0 | 0 | 0 | 0 | 0 | 0 | 0 | -3.8765e-09 | -6.1207e-09 | 7.2042e-09 | 2.1181e-09 | 3.6526e-09 | -2.9777e-09 | -1.0153e-08 | 8.1406e-09 | 1.4783e-09 | 4.8855e-09 | -4.5268e-09 | -1.2085e-09 | 0 | 0 | 0 | 0 | 0 | 0 | 0.89329 | 0.70396 | 0.68126 | 0.89329 | 0.70396 | 0.68126 | -3.5196 | -130.7279 | 108.5922 | -3.5196 | -130.7279 | 108.5922
Line15_16_17 | 0 | 0 | 0 | 0 | 0 | 0 | 0 | 0 | 0 | 0 | 0 | 0 | -1.9382e-09 | -3.0604e-09 | 3.6021e-09 | 1.7986e-10 | 5.9221e-10 | 6.2442e-10 | -5.0765e-09 | 4.0703e-09 | 7.3913e-10 | -1.9102e-10 | -4.5645e-10 | -4.6937e-10 | 0 | 0 | 0 | 0 | 0 | 0 | 0.89329 | 0.70396 | 0.68126 | 0.89329 | 0.70396 | 0.68126 | -3.5196 | -130.7279 | 108.5922 | -3.5196 | -130.7279 | 108.5922
Line16_4_18 | 0 | 3.3589 | 3.2348 | 0 | 3.3589 | 3.2348 | 0 | 0.7757 | 0.74704 | 0 | 0.7757 | 0.74704 | -1.2188e-09 | 0.15016 | 0.20862 | 6.0009e-10 | -8.2326e-14 | -8.6139e-14 | -1.3317e-08 | 0.22803 | 0.14571 | -9.3289e-11 | 4.407e-14 | 8.274e-14 | 0 | 172.6384 | 73.6607 | 0 | -7.3616 | -106.3393 | 0.80808 | 0.35198 | 0.34063 | 0.72298 | 0 | 0 | -2.8949 | -130.7279 | 108.5922 | -2.1229 | 0 | 0
Line17_5_19 | 0 | 0 | 0 | 0 | 0 | 0 | 0 | 0 | 0 | 0 | 0 | 0 | -1.9383e-09 | -3.0604e-09 | 3.6021e-09 | 1.7986e-10 | 5.9221e-10 | 6.2442e-10 | -5.0765e-09 | 4.0703e-09 | 7.3913e-10 | -1.9102e-10 | -4.5645e-10 | -4.6937e-10 | 0 | 0 | 0 | 0 | 0 | 0 | 0.89329 | 0.70396 | 0.68126 | 0.89329 | 0.70396 | 0.68126 | -3.5196 | -130.7279 | 108.5922 | -3.5196 | -130.7279 | 108.5922
Line1_1_3 | 0 | 0 | 0 | 0 | 0 | 0 | 0 | 0 | 0 | 0 | 0 | 0 | -1.5506e-08 | -2.4483e-08 | 2.8817e-08 | 1.3748e-08 | 2.2015e-08 | -2.459e-08 | -4.0612e-08 | 3.2562e-08 | 5.913e-09 | 3.5345e-08 | -2.8949e-08 | -5.6433e-09 | 0 | 0 | 0 | 0 | 0 | 0 | 0.89329 | 0.70396 | 0.68126 | 0.89329 | 0.70396 | 0.68126 | -3.5196 | -130.7279 | 108.5922 | -3.5196 | -130.7279 | 108.5922
Line2_1_4 | 0 | 3.3589 | 3.2348 | 0 | 3.3589 | 3.2348 | 0 | 0.7757 | 0.74704 | 0 | 0.7757 | 0.74704 | -3.3956e-09 | 0.30033 | 0.41724 | 1.6357e-09 | -0.15016 | -0.20862 | -2.3002e-08 | 0.45606 | 0.29141 | 1.3175e-08 | -0.22803 | -0.14571 | 0 | 172.6384 | 73.6607 | 0 | -7.3616 | -106.3393 | 0.89329 | 0.70396 | 0.68126 | 0.80808 | 0.35198 | 0.34063 | -3.5196 | -130.7279 | 108.5922 | -2.8949 | -130.7279 | 108.5922
Line3_1_5 | 0 | 0 | 0 | 0 | 0 | 0 | 0 | 0 | 0 | 0 | 0 | 0 | -3.8765e-09 | -6.1207e-09 | 7.2042e-09 | 2.1181e-09 | 3.6526e-09 | -2.9777e-09 | -1.0153e-08 | 8.1406e-09 | 1.4783e-09 | 4.8855e-09 | -4.5268e-09 | -1.2085e-09 | 0 | 0 | 0 | 0 | 0 | 0 | 0.89329 | 0.70396 | 0.68126 | 0.89329 | 0.70396 | 0.68126 | -3.5196 | -130.7279 | 108.5922 | -3.5196 | -130.7279 | 108.5922
Line4_2_6 | 0 | 0 | 0 | 0 | 0 | 0 | 0 | 0 | 0 | 0 | 0 | 0 | -9.6912e-09 | -1.5302e-08 | 1.8011e-08 | 7.9329e-09 | 1.2834e-08 | -1.3784e-08 | -2.5383e-08 | 2.0352e-08 | 3.6956e-09 | 2.0115e-08 | -1.6738e-08 | -3.4259e-09 | 0 | 0 | 0 | 0 | 0 | 0 | 0.89329 | 0.70396 | 0.68126 | 0.89329 | 0.70396 | 0.68126 | -3.5196 | -130.7279 | 108.5922 | -3.5196 | -130.7279 | 108.5922
Line5_6_7 | 0 | 0 | 0 | 0 | 0 | 0 | 0 | 0 | 0 | 0 | 0 | 0 | -7.753e-09 | -1.2241e-08 | 1.4408e-08 | 5.9946e-09 | 9.7733e-09 | -1.0182e-08 | -2.0306e-08 | 1.6281e-08 | 2.9565e-09 | 1.5039e-08 | -1.2667e-08 | -2.6868e-09 | 0 | 0 | 0 | 0 | 0 | 0 | 0.89329 | 0.70396 | 0.68126 | 0.89329 | 0.70396 | 0.68126 | -3.5196 | -130.7279 | 108.5922 | -3.5196 | -130.7279 | 108.5922
Line6_7_8 | 0 | 0 | 0 | 0 | 0 | 0 | 0 | 0 | 0 | 0 | 0 | 0 | -5.8147e-09 | -9.1811e-09 | 1.0806e-08 | 4.0564e-09 | 6.7129e-09 | -6.5798e-09 | -1.523e-08 | 1.2211e-08 | 2.2174e-09 | 9.962e-09 | -8.5971e-09 | -1.9476e-09 | 0 | 0 | 0 | 0 | 0 | 0 | 0.89329 | 0.70396 | 0.68126 | 0.89329 | 0.70396 | 0.68126 | -3.5196 | -130.7279 | 108.5922 | -3.5196 | -130.7279 | 108.5922
Line7_8_9 | 0 | 0 | 0 | 0 | 0 | 0 | 0 | 0 | 0 | 0 | 0 | 0 | -1.9382e-09 | -3.0604e-09 | 3.6021e-09 | 1.7986e-10 | 5.9221e-10 | 6.2442e-10 | -5.0765e-09 | 4.0703e-09 | 7.3913e-10 | -1.9102e-10 | -4.5645e-10 | -4.6937e-10 | 0 | 0 | 0 | 0 | 0 | 0 | 0.89329 | 0.70396 | 0.68126 | 0.89329 | 0.70396 | 0.68126 | -3.5196 | -130.7279 | 108.5922 | -3.5196 | -130.7279 | 108.5922
Line8_8_10 | 0 | 0 | 0 | 0 | 0 | 0 | 0 | 0 | 0 | 0 | 0 | 0 | -1.9382e-09 | -3.0604e-09 | 3.6021e-09 | 1.7986e-10 | 5.9221e-10 | 6.2442e-10 | -5.0765e-09 | 4.0703e-09 | 7.3913e-10 | -1.9102e-10 | -4.5645e-10 | -4.6937e-10 | 0 | 0 | 0 | 0 | 0 | 0 | 0.89329 | 0.70396 | 0.68126 | 0.89329 | 0.70396 | 0.68126 | -3.5196 | -130.7279 | 108.5922 | -3.5196 | -130.7279 | 108.5922
Line9_3_11 | 0 | 0 | 0 | 0 | 0 | 0 | 0 | 0 | 0 | 0 | 0 | 0 | -1.3568e-08 | -2.1423e-08 | 2.5215e-08 | 1.1809e-08 | 1.8954e-08 | -2.0988e-08 | -3.5536e-08 | 2.8492e-08 | 5.1739e-09 | 3.0268e-08 | -2.4878e-08 | -4.9042e-09 | 0 | 0 | 0 | 0 | 0 | 0 | 0.89329 | 0.70396 | 0.68126 | 0.89329 | 0.70396 | 0.68126 | -3.5196 | -130.7279 | 108.5922 | -3.5196 | -130.7279 | 108.5922

## LLG_min_10
name | pf_ikss_a_from_ka | pf_ikss_b_from_ka | pf_ikss_c_from_ka | pf_ikss_a_to_ka | pf_ikss_b_to_ka | pf_ikss_c_to_ka | pf_skss_a_from_mw | pf_skss_b_from_mw | pf_skss_c_from_mw | pf_skss_a_to_mw | pf_skss_b_to_mw | pf_skss_c_to_mw | pf_p_a_from_mw | pf_p_b_from_mw | pf_p_c_from_mw | pf_p_a_to_mw | pf_p_b_to_mw | pf_p_c_to_mw | pf_q_a_from_mvar | pf_q_b_from_mvar | pf_q_c_from_mvar | pf_q_a_to_mvar | pf_q_b_to_mvar | pf_q_c_to_mvar | pf_ikss_a_from_degree | pf_ikss_b_from_degree | pf_ikss_c_from_degree | pf_ikss_a_to_degree | pf_ikss_b_to_degree | pf_ikss_c_to_degree | pf_vm_a_from_pu | pf_vm_b_from_pu | pf_vm_c_from_pu | pf_vm_a_to_pu | pf_vm_b_to_pu | pf_vm_c_to_pu | pf_va_a_from_degree | pf_va_b_from_degree | pf_va_c_from_degree | pf_va_a_to_degree | pf_va_b_to_degree | pf_va_c_to_degree
Line0_1_2 | 0 | 0 | 0 | 0 | 0 | 0 | 0 | 0 | 0 | 0 | 0 | 0 | -1.0438e-08 | -1.648e-08 | 1.9398e-08 | 8.8594e-09 | 1.4265e-08 | -1.5604e-08 | -2.7337e-08 | 2.1919e-08 | 3.9802e-09 | 2.261e-08 | -1.8675e-08 | -3.7381e-09 | 0 | 0 | 0 | 0 | 0 | 0 | 0.84628 | 0.66691 | 0.6454 | 0.84628 | 0.66691 | 0.6454 | -3.5196 | -130.7279 | 108.5922 | -3.5196 | -130.7279 | 108.5922
Line10_11_12 | 0 | 0 | 0 | 0 | 0 | 0 | 0 | 0 | 0 | 0 | 0 | 0 | -1.0438e-08 | -1.648e-08 | 1.9398e-08 | 8.8594e-09 | 1.4265e-08 | -1.5604e-08 | -2.7337e-08 | 2.1919e-08 | 3.9802e-09 | 2.261e-08 | -1.8675e-08 | -3.7381e-09 | 0 | 0 | 0 | 0 | 0 | 0 | 0.84628 | 0.66691 | 0.6454 | 0.84628 | 0.66691 | 0.6454 | -3.5196 | -130.7279 | 108.5922 | -3.5196 | -130.7279 | 108.5922
Line11_12_13 | 0 | 0 | 0 | 0 | 0 | 0 | 0 | 0 | 0 | 0 | 0 | 0 | -8.698e-09 | -1.3733e-08 | 1.6165e-08 | 7.1198e-09 | 1.1518e-08 | -1.2371e-08 | -2.2781e-08 | 1.8266e-08 | 3.3169e-09 | 1.8053e-08 | -1.5022e-08 | -3.0748e-09 | 0 | 0 | 0 | 0 | 0 | 0 | 0.84628 | 0.66691 | 0.6454 | 0.84628 | 0.66691 | 0.6454 | -3.5196 | -130.7279 | 108.5922 | -3.5196 | -130.7279 | 108.5922
Line12_13_15 | 0 | 0 | 0 | 0 | 0 | 0 | 0 | 0 | 0 | 0 | 0 | 0 | -5.2188e-09 | -8.2401e-09 | 9.6988e-09 | 3.6406e-09 | 6.0249e-09 | -5.9054e-09 | -1.3669e-08 | 1.0959e-08 | 1.9901e-09 | 8.941e-09 | -7.7159e-09 | -1.748e-09 | 0 | 0 | 0 | 0 | 0 | 0 | 0.84628 | 0.66691 | 0.6454 | 0.84628 | 0.66691 | 0.6454 | -3.5196 | -130.7279 | 108.5922 | -3.5196 | -130.7279 | 108.5922
Line13_13_14 | 0 | 0 | 0 | 0 | 0 | 0 | 0 | 0 | 0 | 0 | 0 | 0 | -1.7396e-09 | -2.7467e-09 | 3.2329e-09 | 1.6143e-10 | 5.3151e-10 | 5.6042e-10 | -4.5562e-09 | 3.6531e-09 | 6.6337e-10 | -1.7145e-10 | -4.0967e-10 | -4.2126e-10 | 0 | 0 | 0 | 0 | 0 | 0 | 0.84628 | 0.66691 | 0.6454 | 0.84628 | 0.66691 | 0.6454 | -3.5196 | -130.7279 | 108.5922 | -3.5196 | -130.7279 | 108.5922
Line14_15_16 | 0 | 0 | 0 | 0 | 0 | 0 | 0 | 0 | 0 | 0 | 0 | 0 | -3.4792e-09 | -5.4934e-09 | 6.4659e-09 | 1.901e-09 | 3.2782e-09 | -2.6725e-09 | -9.1124e-09 | 7.3063e-09 | 1.3268e-09 | 4.3848e-09 | -4.0628e-09 | -1.0846e-09 | 0 | 0 | 0 | 0 | 0 | 0 | 0.84628 | 0.66691 | 0.6454 | 0.84628 | 0.66691 | 0.6454 | -3.5196 | -130.7279 | 108.5922 | -3.5196 | -130.7279 | 108.5922
Line15_16_17 | 0 | 0 | 0 | 0 | 0 | 0 | 0 | 0 | 0 | 0 | 0 | 0 | -1.7396e-09 | -2.7467e-09 | 3.2329e-09 | 1.6143e-10 | 5.3152e-10 | 5.6042e-10 | -4.5562e-09 | 3.6531e-09 | 6.6338e-10 | -1.7145e-10 | -4.0967e-10 | -4.2126e-10 | 0 | 0 | 0 | 0 | 0 | 0 | 0.84628 | 0.66691 | 0.6454 | 0.84628 | 0.66691 | 0.6454 | -3.5196 | -130.7279 | 108.5922 | -3.5196 | -130.7279 | 108.5922
Line16_4_18 | 0 | 3.1821 | 3.0645 | 0 | 3.1821 | 3.0645 | 0 | 0.73487 | 0.70772 | 0 | 0.73487 | 0.70772 | -1.0938e-09 | 0.13477 | 0.18724 | 5.3859e-10 | -7.3715e-14 | -7.7237e-14 | -1.1952e-08 | 0.20466 | 0.13077 | -8.3727e-11 | 3.9835e-14 | 7.4098e-14 | 0 | 172.6384 | 73.6607 | 0 | -7.3616 | -106.3393 | 0.76555 | 0.33346 | 0.3227 | 0.68492 | 0 | 0 | -2.8949 | -130.7279 | 108.5922 | -2.1229 | 0 | 0
Line17_5_19 | 0 | 0 | 0 | 0 | 0 | 0 | 0 | 0 | 0 | 0 | 0 | 0 | -1.7396e-09 | -2.7467e-09 | 3.2329e-09 | 1.6143e-10 | 5.3152e-10 | 5.6042e-10 | -4.5562e-09 | 3.6531e-09 | 6.6337e-10 | -1.7145e-10 | -4.0967e-10 | -4.2126e-10 | 0 | 0 | 0 | 0 | 0 | 0 | 0.84628 | 0.66691 | 0.6454 | 0.84628 | 0.66691 | 0.6454 | -3.5196 | -130.7279 | 108.5922 | -3.5196 | -130.7279 | 108.5922
Line1_1_3 | 0 | 0 | 0 | 0 | 0 | 0 | 0 | 0 | 0 | 0 | 0 | 0 | -1.3917e-08 | -2.1974e-08 | 2.5863e-08 | 1.2339e-08 | 1.9758e-08 | -2.207e-08 | -3.645e-08 | 2.9225e-08 | 5.307e-09 | 3.1722e-08 | -2.5982e-08 | -5.0649e-09 | 0 | 0 | 0 | 0 | 0 | 0 | 0.84628 | 0.66691 | 0.6454 | 0.84628 | 0.66691 | 0.6454 | -3.5196 | -130.7279 | 108.5922 | -3.5196 | -130.7279 | 108.5922
Line2_1_4 | 0 | 3.1821 | 3.0645 | 0 | 3.1821 | 3.0645 | 0 | 0.73487 | 0.70772 | 0 | 0.73487 | 0.70772 | -3.0475e-09 | 0.26955 | 0.37447 | 1.468e-09 | -0.13477 | -0.18724 | -2.0644e-08 | 0.40931 | 0.26154 | 1.1824e-08 | -0.20466 | -0.13077 | 0 | 172.6384 | 73.6607 | 0 | -7.3616 | -106.3393 | 0.84628 | 0.66691 | 0.6454 | 0.76555 | 0.33346 | 0.3227 | -3.5196 | -130.7279 | 108.5922 | -2.8949 | -130.7279 | 108.5922
Line3_1_5 | 0 | 0 | 0 | 0 | 0 | 0 | 0 | 0 | 0 | 0 | 0 | 0 | -3.4792e-09 | -5.4934e-09 | 6.4659e-09 | 1.901e-09 | 3.2782e-09 | -2.6725e-09 | -9.1124e-09 | 7.3063e-09 | 1.3267e-09 | 4.3848e-09 | -4.0628e-09 | -1.0846e-09 | 0 | 0 | 0 | 0 | 0 | 0 | 0.84628 | 0.66691 | 0.6454 | 0.84628 | 0.66691 | 0.6454 | -3.5196 | -130.7279 | 108.5922 | -3.5196 | -130.7279 | 108.5922
Line4_2_6 | 0 | 0 | 0 | 0 | 0 | 0 | 0 | 0 | 0 | 0 | 0 | 0 | -8.698e-09 | -1.3733e-08 | 1.6165e-08 | 7.1198e-09 | 1.1518e-08 | -1.2371e-08 | -2.2781e-08 | 1.8266e-08 | 3.3169e-09 | 1.8053e-08 | -1.5022e-08 | -3.0748e-09 | 0 | 0 | 0 | 0 | 0 | 0 | 0.84628 | 0.66691 | 0.6454 | 0.84628 | 0.66691 | 0.6454 | -3.5196 | -130.7279 | 108.5922 | -3.5196 | -130.7279 | 108.5922
Line5_6_7 | 0 | 0 | 0 | 0 | 0 | 0 | 0 | 0 | 0 | 0 | 0 | 0 | -6.9584e-09 | -1.0987e-08 | 1.2932e-08 | 5.3802e-09 | 8.7716e-09 | -9.1384e-09 | -1.8225e-08 | 1.4613e-08 | 2.6535e-09 | 1.3497e-08 | -1.1369e-08 | -2.4114e-09 | 0 | 0 | 0 | 0 | 0 | 0 | 0.84628 | 0.66691 | 0.6454 | 0.84628 | 0.66691 | 0.6454 | -3.5196 | -130.7279 | 108.5922 | -3.5196 | -130.7279 | 108.5922
Line6_7_8 | 0 | 0 | 0 | 0 | 0 | 0 | 0 | 0 | 0 | 0 | 0 | 0 | -5.2188e-09 | -8.2401e-09 | 9.6988e-09 | 3.6406e-09 | 6.0249e-09 | -5.9054e-09 | -1.3669e-08 | 1.0959e-08 | 1.9901e-09 | 8.941e-09 | -7.7159e-09 | -1.748e-09 | 0 | 0 | 0 | 0 | 0 | 0 | 0.84628 | 0.66691 | 0.6454 | 0.84628 | 0.66691 | 0.6454 | -3.5196 | -130.7279 | 108.5922 | -3.5196 | -130.7279 | 108.5922
Line7_8_9 | 0 | 0 | 0 | 0 | 0 | 0 | 0 | 0 | 0 | 0 | 0 | 0 | -1.7396e-09 | -2.7467e-09 | 3.2329e-09 | 1.6143e-10 | 5.3152e-10 | 5.6042e-10 | -4.5562e-09 | 3.6531e-09 | 6.6337e-10 | -1.7145e-10 | -4.0967e-10 | -4.2126e-10 | 0 | 0 | 0 | 0 | 0 | 0 | 0.84628 | 0.66691 | 0.6454 | 0.84628 | 0.66691 | 0.6454 | -3.5196 | -130.7279 | 108.5922 | -3.5196 | -130.7279 | 108.5922
Line8_8_10 | 0 | 0 | 0 | 0 | 0 | 0 | 0 | 0 | 0 | 0 | 0 | 0 | -1.7396e-09 | -2.7467e-09 | 3.2329e-09 | 1.6143e-10 | 5.3152e-10 | 5.6042e-10 | -4.5562e-09 | 3.6531e-09 | 6.6337e-10 | -1.7145e-10 | -4.0967e-10 | -4.2126e-10 | 0 | 0 | 0 | 0 | 0 | 0 | 0.84628 | 0.66691 | 0.6454 | 0.84628 | 0.66691 | 0.6454 | -3.5196 | -130.7279 | 108.5922 | -3.5196 | -130.7279 | 108.5922
Line9_3_11 | 0 | 0 | 0 | 0 | 0 | 0 | 0 | 0 | 0 | 0 | 0 | 0 | -1.2177e-08 | -1.9227e-08 | 2.2631e-08 | 1.0599e-08 | 1.7012e-08 | -1.8837e-08 | -3.1893e-08 | 2.5572e-08 | 4.6436e-09 | 2.7166e-08 | -2.2328e-08 | -4.4015e-09 | 0 | 0 | 0 | 0 | 0 | 0 | 0.84628 | 0.66691 | 0.6454 | 0.84628 | 0.66691 | 0.6454 | -3.5196 | -130.7279 | 108.5922 | -3.5196 | -130.7279 | 108.5922

## LLG_min_fault_6
name | pf_ikss_a_from_ka | pf_ikss_b_from_ka | pf_ikss_c_from_ka | pf_ikss_a_to_ka | pf_ikss_b_to_ka | pf_ikss_c_to_ka | pf_skss_a_from_mw | pf_skss_b_from_mw | pf_skss_c_from_mw | pf_skss_a_to_mw | pf_skss_b_to_mw | pf_skss_c_to_mw | pf_p_a_from_mw | pf_p_b_from_mw | pf_p_c_from_mw | pf_p_a_to_mw | pf_p_b_to_mw | pf_p_c_to_mw | pf_q_a_from_mvar | pf_q_b_from_mvar | pf_q_c_from_mvar | pf_q_a_to_mvar | pf_q_b_to_mvar | pf_q_c_to_mvar | pf_ikss_a_from_degree | pf_ikss_b_from_degree | pf_ikss_c_from_degree | pf_ikss_a_to_degree | pf_ikss_b_to_degree | pf_ikss_c_to_degree | pf_vm_a_from_pu | pf_vm_b_from_pu | pf_vm_c_from_pu | pf_vm_a_to_pu | pf_vm_b_to_pu | pf_vm_c_to_pu | pf_va_a_from_degree | pf_va_b_from_degree | pf_va_c_from_degree | pf_va_a_to_degree | pf_va_b_to_degree | pf_va_c_to_degree
Line0_1_2 | 0 | 0 | 0 | 0 | 0 | 0 | 0 | 0 | 0 | 0 | 0 | 0 | -1.167e-10 | -1.8316e-10 | 1.9729e-10 | 9.8435e-11 | 1.5921e-10 | -1.5507e-10 | -2.2023e-10 | 2.5439e-10 | 5.2106e-11 | 1.8191e-10 | -2.1943e-10 | -4.8818e-11 | 0 | 0 | 0 | 0 | 0 | 0 | 0.94966 | 0.94811 | 0.94731 | 0.94966 | 0.94811 | 0.94731 | -0.028015 | -120.129 | 119.9063 | -0.028015 | -120.129 | 119.9063
Line10_11_12 | 0 | 0 | 0 | 0 | 0 | 0 | 0 | 0 | 0 | 0 | 0 | 0 | -1.167e-10 | -1.8316e-10 | 1.9729e-10 | 9.8435e-11 | 1.5921e-10 | -1.5507e-10 | -2.2023e-10 | 2.5439e-10 | 5.2106e-11 | 1.8191e-10 | -2.1943e-10 | -4.8818e-11 | 0 | 0 | 0 | 0 | 0 | 0 | 0.94966 | 0.94811 | 0.94731 | 0.94966 | 0.94811 | 0.94731 | -0.028015 | -120.129 | 119.9063 | -0.028015 | -120.129 | 119.9063
Line11_12_13 | 0 | 0 | 0 | 0 | 0 | 0 | 0 | 0 | 0 | 0 | 0 | 0 | -9.7249e-11 | -1.5264e-10 | 1.644e-10 | 7.8985e-11 | 1.2868e-10 | -1.2218e-10 | -1.8353e-10 | 2.1199e-10 | 4.3422e-11 | 1.4521e-10 | -1.7703e-10 | -4.0134e-11 | 0 | 0 | 0 | 0 | 0 | 0 | 0.94966 | 0.94811 | 0.94731 | 0.94966 | 0.94811 | 0.94731 | -0.028015 | -120.129 | 119.9063 | -0.028015 | -120.129 | 119.9063
Line12_13_15 | 0 | 0 | 0 | 0 | 0 | 0 | 0 | 0 | 0 | 0 | 0 | 0 | -5.8349e-11 | -9.1582e-11 | 9.8643e-11 | 4.0086e-11 | 6.7626e-11 | -5.6423e-11 | -1.1012e-10 | 1.2719e-10 | 2.6053e-11 | 7.1794e-11 | -9.2231e-11 | -2.2765e-11 | 0 | 0 | 0 | 0 | 0 | 0 | 0.94966 | 0.94811 | 0.94731 | 0.94966 | 0.94811 | 0.94731 | -0.028015 | -120.129 | 119.9063 | -0.028015 | -120.129 | 119.9063
Line13_13_14 | 0 | 0 | 0 | 0 | 0 | 0 | 0 | 0 | 0 | 0 | 0 | 0 | -1.945e-11 | -3.0527e-11 | 3.2881e-11 | 1.1862e-12 | 6.5712e-12 | 9.3389e-12 | -3.6706e-11 | 4.2398e-11 | 8.6844e-12 | -1.6174e-12 | -7.4347e-12 | -5.3963e-12 | 0 | 0 | 0 | 0 | 0 | 0 | 0.94966 | 0.94811 | 0.94731 | 0.94966 | 0.94811 | 0.94731 | -0.028015 | -120.129 | 119.9063 | -0.028015 | -120.129 | 119.9063
Line14_15_16 | 0 | 0 | 0 | 0 | 0 | 0 | 0 | 0 | 0 | 0 | 0 | 0 | -3.89e-11 | -6.1055e-11 | 6.5762e-11 | 2.0636e-11 | 3.7099e-11 | -2.3542e-11 | -7.3411e-11 | 8.4796e-11 | 1.7369e-11 | 3.5088e-11 | -4.9833e-11 | -1.4081e-11 | 0 | 0 | 0 | 0 | 0 | 0 | 0.94966 | 0.94811 | 0.94731 | 0.94966 | 0.94811 | 0.94731 | -0.028015 | -120.129 | 119.9063 | -0.028015 | -120.129 | 119.9063
Line15_16_17 | 0 | 0 | 0 | 0 | 0 | 0 | 0 | 0 | 0 | 0 | 0 | 0 | -1.945e-11 | -3.0527e-11 | 3.2881e-11 | 1.1862e-12 | 6.5712e-12 | 9.3389e-12 | -3.6706e-11 | 4.2398e-11 | 8.6844e-12 | -1.6174e-12 | -7.4347e-12 | -5.3963e-12 | 0 | 0 | 0 | 0 | 0 | 0 | 0.94966 | 0.94811 | 0.94731 | 0.94966 | 0.94811 | 0.94731 | -0.028015 | -120.129 | 119.9063 | -0.028015 | -120.129 | 119.9063
Line16_4_18 | 0 | 0.030745 | 0.030718 | 0 | 0.030745 | 0.030718 | 0 | 0.0071002 | 0.0070939 | 0 | 0.0071002 | 0.0070939 | -2.5167e-11 | 0.0047401 | 0.0047372 | 5.471e-12 | -0.0047262 | -0.0047179 | -1.101e-10 | 0.0047462 | 0.0047325 | -1.6994e-12 | -0.0047262 | -0.0047179 | 0 | -165.2017 | 74.9625 | 0 | 14.7983 | -105.0375 | 0.94904 | 0.94474 | 0.94392 | 0.94843 | 0.94137 | 0.94053 | -0.028743 | -120.1652 | 119.9343 | -0.029472 | -120.2017 | 119.9625
Line17_5_19 | 0 | 0 | 0 | 0 | 0 | 0 | 0 | 0 | 0 | 0 | 0 | 0 | -1.945e-11 | -3.0527e-11 | 3.2881e-11 | 1.1862e-12 | 6.5712e-12 | 9.3389e-12 | -3.6706e-11 | 4.2398e-11 | 8.6844e-12 | -1.6174e-12 | -7.4347e-12 | -5.3963e-12 | 0 | 0 | 0 | 0 | 0 | 0 | 0.94966 | 0.94811 | 0.94731 | 0.94966 | 0.94811 | 0.94731 | -0.028015 | -120.129 | 119.9063 | -0.028015 | -120.129 | 119.9063
Line1_1_3 | 0 | 0 | 0 | 0 | 0 | 0 | 0 | 0 | 0 | 0 | 0 | 0 | -1.556e-10 | -2.4422e-10 | 2.6305e-10 | 1.3733e-10 | 2.2026e-10 | -2.2083e-10 | -2.9365e-10 | 3.3919e-10 | 6.9475e-11 | 2.5532e-10 | -3.0422e-10 | -6.6187e-11 | 0 | 0 | 0 | 0 | 0 | 0 | 0.94966 | 0.94811 | 0.94731 | 0.94966 | 0.94811 | 0.94731 | -0.028015 | -120.129 | 119.9063 | -0.028015 | -120.129 | 119.9063
Line2_1_4 | 0 | 0.030745 | 0.030718 | 0 | 0.030745 | 0.030718 | 0 | 0.0071002 | 0.0070939 | 0 | 0.0071002 | 0.0070939 | -4.7257e-11 | 0.004754 | 0.0047565 | 2.8496e-11 | -0.0047401 | -0.0047372 | -1.7135e-10 | 0.0047661 | 0.0047472 | 1.0844e-10 | -0.0047462 | -0.0047325 | 0 | -165.2017 | 74.9625 | 0 | 14.7983 | -105.0375 | 0.94966 | 0.94811 | 0.94731 | 0.94904 | 0.94474 | 0.94392 | -0.028015 | -120.129 | 119.9063 | -0.028743 | -120.1652 | 119.9343
Line3_1_5 | 0 | 0 | 0 | 0 | 0 | 0 | 0 | 0 | 0 | 0 | 0 | 0 | -3.89e-11 | -6.1055e-11 | 6.5762e-11 | 2.0636e-11 | 3.7098e-11 | -2.3542e-11 | -7.3411e-11 | 8.4796e-11 | 1.7369e-11 | 3.5088e-11 | -4.9833e-11 | -1.4081e-11 | 0 | 0 | 0 | 0 | 0 | 0 | 0.94966 | 0.94811 | 0.94731 | 0.94966 | 0.94811 | 0.94731 | -0.028015 | -120.129 | 119.9063 | -0.028015 | -120.129 | 119.9063
Line4_2_6 | 0 | 0 | 0 | 0 | 0 | 0 | 0 | 0 | 0 | 0 | 0 | 0 | -9.7249e-11 | -1.5264e-10 | 1.644e-10 | 7.8985e-11 | 1.2868e-10 | -1.2218e-10 | -1.8353e-10 | 2.1199e-10 | 4.3422e-11 | 1.4521e-10 | -1.7703e-10 | -4.0134e-11 | 0 | 0 | 0 | 0 | 0 | 0 | 0.94966 | 0.94811 | 0.94731 | 0.94966 | 0.94811 | 0.94731 | -0.028015 | -120.129 | 119.9063 | -0.028015 | -120.129 | 119.9063
Line5_6_7 | 0 | 0 | 0 | 0 | 0 | 0 | 0 | 0 | 0 | 0 | 0 | 0 | -7.7799e-11 | -1.2211e-10 | 1.3152e-10 | 5.9536e-11 | 9.8153e-11 | -8.9304e-11 | -1.4682e-10 | 1.6959e-10 | 3.4738e-11 | 1.085e-10 | -1.3463e-10 | -3.145e-11 | 0 | 0 | 0 | 0 | 0 | 0 | 0.94966 | 0.94811 | 0.94731 | 0.94966 | 0.94811 | 0.94731 | -0.028015 | -120.129 | 119.9063 | -0.028015 | -120.129 | 119.9063
Line6_7_8 | 0 | 0 | 0 | 0 | 0 | 0 | 0 | 0 | 0 | 0 | 0 | 0 | -5.8349e-11 | -9.1582e-11 | 9.8643e-11 | 4.0086e-11 | 6.7626e-11 | -5.6423e-11 | -1.1012e-10 | 1.2719e-10 | 2.6053e-11 | 7.1794e-11 | -9.2231e-11 | -2.2765e-11 | 0 | 0 | 0 | 0 | 0 | 0 | 0.94966 | 0.94811 | 0.94731 | 0.94966 | 0.94811 | 0.94731 | -0.028015 | -120.129 | 119.9063 | -0.028015 | -120.129 | 119.9063
Line7_8_9 | 0 | 0 | 0 | 0 | 0 | 0 | 0 | 0 | 0 | 0 | 0 | 0 | -1.945e-11 | -3.0527e-11 | 3.2881e-11 | 1.1862e-12 | 6.5712e-12 | 9.3389e-12 | -3.6706e-11 | 4.2398e-11 | 8.6844e-12 | -1.6174e-12 | -7.4347e-12 | -5.3963e-12 | 0 | 0 | 0 | 0 | 0 | 0 | 0.94966 | 0.94811 | 0.94731 | 0.94966 | 0.94811 | 0.94731 | -0.028015 | -120.129 | 119.9063 | -0.028015 | -120.129 | 119.9063
Line8_8_10 | 0 | 0 | 0 | 0 | 0 | 0 | 0 | 0 | 0 | 0 | 0 | 0 | -1.945e-11 | -3.0527e-11 | 3.2881e-11 | 1.1862e-12 | 6.5712e-12 | 9.3389e-12 | -3.6706e-11 | 4.2398e-11 | 8.6844e-12 | -1.6174e-12 | -7.4347e-12 | -5.3963e-12 | 0 | 0 | 0 | 0 | 0 | 0 | 0.94966 | 0.94811 | 0.94731 | 0.94966 | 0.94811 | 0.94731 | -0.028015 | -120.129 | 119.9063 | -0.028015 | -120.129 | 119.9063
Line9_3_11 | 0 | 0 | 0 | 0 | 0 | 0 | 0 | 0 | 0 | 0 | 0 | 0 | -1.3615e-10 | -2.1369e-10 | 2.3017e-10 | 1.1789e-10 | 1.8973e-10 | -1.8795e-10 | -2.5694e-10 | 2.9679e-10 | 6.0791e-11 | 2.1862e-10 | -2.6182e-10 | -5.7503e-11 | 0 | 0 | 0 | 0 | 0 | 0 | 0.94966 | 0.94811 | 0.94731 | 0.94966 | 0.94811 | 0.94731 | -0.028015 | -120.129 | 119.9063 | -0.028015 | -120.129 | 119.9063

## LLG_min_fault_10
name | pf_ikss_a_from_ka | pf_ikss_b_from_ka | pf_ikss_c_from_ka | pf_ikss_a_to_ka | pf_ikss_b_to_ka | pf_ikss_c_to_ka | pf_skss_a_from_mw | pf_skss_b_from_mw | pf_skss_c_from_mw | pf_skss_a_to_mw | pf_skss_b_to_mw | pf_skss_c_to_mw | pf_p_a_from_mw | pf_p_b_from_mw | pf_p_c_from_mw | pf_p_a_to_mw | pf_p_b_to_mw | pf_p_c_to_mw | pf_q_a_from_mvar | pf_q_b_from_mvar | pf_q_c_from_mvar | pf_q_a_to_mvar | pf_q_b_to_mvar | pf_q_c_to_mvar | pf_ikss_a_from_degree | pf_ikss_b_from_degree | pf_ikss_c_from_degree | pf_ikss_a_to_degree | pf_ikss_b_to_degree | pf_ikss_c_to_degree | pf_vm_a_from_pu | pf_vm_b_from_pu | pf_vm_c_from_pu | pf_vm_a_to_pu | pf_vm_b_to_pu | pf_vm_c_to_pu | pf_va_a_from_degree | pf_va_b_from_degree | pf_va_c_from_degree | pf_va_a_to_degree | pf_va_b_to_degree | pf_va_c_to_degree
Line0_1_2 | 0 | 0 | 0 | 0 | 0 | 0 | 0 | 0 | 0 | 0 | 0 | 0 | -1.0474e-10 | -1.6439e-10 | 1.7706e-10 | 8.8346e-11 | 1.4289e-10 | -1.3917e-10 | -1.9766e-10 | 2.2832e-10 | 4.6766e-11 | 1.6327e-10 | -1.9694e-10 | -4.3815e-11 | 0 | 0 | 0 | 0 | 0 | 0 | 0.89968 | 0.89821 | 0.89745 | 0.89968 | 0.89821 | 0.89745 | -0.028015 | -120.129 | 119.9063 | -0.028015 | -120.129 | 119.9063
Line10_11_12 | 0 | 0 | 0 | 0 | 0 | 0 | 0 | 0 | 0 | 0 | 0 | 0 | -1.0474e-10 | -1.6439e-10 | 1.7706e-10 | 8.8346e-11 | 1.4289e-10 | -1.3917e-10 | -1.9766e-10 | 2.2832e-10 | 4.6766e-11 | 1.6327e-10 | -1.9694e-10 | -4.3815e-11 | 0 | 0 | 0 | 0 | 0 | 0 | 0.89968 | 0.89821 | 0.89745 | 0.89968 | 0.89821 | 0.89745 | -0.028015 | -120.129 | 119.9063 | -0.028015 | -120.129 | 119.9063
Line11_12_13 | 0 | 0 | 0 | 0 | 0 | 0 | 0 | 0 | 0 | 0 | 0 | 0 | -8.7282e-11 | -1.3699e-10 | 1.4755e-10 | 7.089e-11 | 1.1549e-10 | -1.0966e-10 | -1.6472e-10 | 1.9026e-10 | 3.8972e-11 | 1.3032e-10 | -1.5888e-10 | -3.602e-11 | 0 | 0 | 0 | 0 | 0 | 0 | 0.89968 | 0.89821 | 0.89745 | 0.89968 | 0.89821 | 0.89745 | -0.028015 | -120.129 | 119.9063 | -0.028015 | -120.129 | 119.9063
Line12_13_15 | 0 | 0 | 0 | 0 | 0 | 0 | 0 | 0 | 0 | 0 | 0 | 0 | -5.2369e-11 | -8.2195e-11 | 8.8532e-11 | 3.5977e-11 | 6.0695e-11 | -5.064e-11 | -9.8831e-11 | 1.1416e-10 | 2.3383e-11 | 6.4436e-11 | -8.2778e-11 | -2.0432e-11 | 0 | 0 | 0 | 0 | 0 | 0 | 0.89968 | 0.89821 | 0.89745 | 0.89968 | 0.89821 | 0.89745 | -0.028015 | -120.129 | 119.9063 | -0.028015 | -120.129 | 119.9063
Line13_13_14 | 0 | 0 | 0 | 0 | 0 | 0 | 0 | 0 | 0 | 0 | 0 | 0 | -1.7456e-11 | -2.7398e-11 | 2.9511e-11 | 1.0646e-12 | 5.8977e-12 | 8.3817e-12 | -3.2944e-11 | 3.8053e-11 | 7.7943e-12 | -1.4517e-12 | -6.6727e-12 | -4.8432e-12 | 0 | 0 | 0 | 0 | 0 | 0 | 0.89968 | 0.89821 | 0.89745 | 0.89968 | 0.89821 | 0.89745 | -0.028015 | -120.129 | 119.9063 | -0.028015 | -120.129 | 119.9063
Line14_15_16 | 0 | 0 | 0 | 0 | 0 | 0 | 0 | 0 | 0 | 0 | 0 | 0 | -3.4913e-11 | -5.4797e-11 | 5.9022e-11 | 1.8521e-11 | 3.3296e-11 | -2.1129e-11 | -6.5887e-11 | 7.6105e-11 | 1.5589e-11 | 3.1492e-11 | -4.4725e-11 | -1.2638e-11 | 0 | 0 | 0 | 0 | 0 | 0 | 0.89968 | 0.89821 | 0.89745 | 0.89968 | 0.89821 | 0.89745 | -0.028015 | -120.129 | 119.9063 | -0.028015 | -120.129 | 119.9063
Line15_16_17 | 0 | 0 | 0 | 0 | 0 | 0 | 0 | 0 | 0 | 0 | 0 | 0 | -1.7456e-11 | -2.7398e-11 | 2.9511e-11 | 1.0646e-12 | 5.8977e-12 | 8.3817e-12 | -3.2944e-11 | 3.8053e-11 | 7.7943e-12 | -1.4517e-12 | -6.6727e-12 | -4.8432e-12 | 0 | 0 | 0 | 0 | 0 | 0 | 0.89968 | 0.89821 | 0.89745 | 0.89968 | 0.89821 | 0.89745 | -0.028015 | -120.129 | 119.9063 | -0.028015 | -120.129 | 119.9063
Line16_4_18 | 0 | 0.029127 | 0.029101 | 0 | 0.029127 | 0.029101 | 0 | 0.0067265 | 0.0067206 | 0 | 0.0067265 | 0.0067206 | -2.2587e-11 | 0.0042543 | 0.0042517 | 4.9102e-12 | -0.0042418 | -0.0042343 | -9.8812e-11 | 0.0042597 | 0.0042475 | -1.5252e-12 | -0.0042418 | -0.0042343 | 0 | -165.2017 | 74.9625 | 0 | 14.7983 | -105.0375 | 0.89909 | 0.89501 | 0.89424 | 0.89851 | 0.89182 | 0.89103 | -0.028743 | -120.1652 | 119.9343 | -0.029472 | -120.2017 | 119.9625
Line17_5_19 | 0 | 0 | 0 | 0 | 0 | 0 | 0 | 0 | 0 | 0 | 0 | 0 | -1.7456e-11 | -2.7398e-11 | 2.9511e-11 | 1.0646e-12 | 5.8977e-12 | 8.3817e-12 | -3.2944e-11 | 3.8053e-11 | 7.7943e-12 | -1.4517e-12 | -6.6727e-12 | -4.8432e-12 | 0 | 0 | 0 | 0 | 0 | 0 | 0.89968 | 0.89821 | 0.89745 | 0.89968 | 0.89821 | 0.89745 | -0.028015 | -120.129 | 119.9063 | -0.028015 | -120.129 | 119.9063
Line1_1_3 | 0 | 0 | 0 | 0 | 0 | 0 | 0 | 0 | 0 | 0 | 0 | 0 | -1.3965e-10 | -2.1919e-10 | 2.3609e-10 | 1.2326e-10 | 1.9769e-10 | -1.9819e-10 | -2.6355e-10 | 3.0442e-10 | 6.2355e-11 | 2.2915e-10 | -2.7304e-10 | -5.9403e-11 | 0 | 0 | 0 | 0 | 0 | 0 | 0.89968 | 0.89821 | 0.89745 | 0.89968 | 0.89821 | 0.89745 | -0.028015 | -120.129 | 119.9063 | -0.028015 | -120.129 | 119.9063
Line2_1_4 | 0 | 0.029127 | 0.029101 | 0 | 0.029127 | 0.029101 | 0 | 0.0067265 | 0.0067206 | 0 | 0.0067265 | 0.0067206 | -4.2414e-11 | 0.0042668 | 0.004269 | 2.5576e-11 | -0.0042543 | -0.0042517 | -1.5379e-10 | 0.0042776 | 0.0042606 | 9.7324e-11 | -0.0042597 | -0.0042475 | 0 | -165.2017 | 74.9625 | 0 | 14.7983 | -105.0375 | 0.89968 | 0.89821 | 0.89745 | 0.89909 | 0.89501 | 0.89424 | -0.028015 | -120.129 | 119.9063 | -0.028743 | -120.1652 | 119.9343
Line3_1_5 | 0 | 0 | 0 | 0 | 0 | 0 | 0 | 0 | 0 | 0 | 0 | 0 | -3.4913e-11 | -5.4797e-11 | 5.9022e-11 | 1.8521e-11 | 3.3296e-11 | -2.1129e-11 | -6.5887e-11 | 7.6105e-11 | 1.5589e-11 | 3.1492e-11 | -4.4725e-11 | -1.2638e-11 | 0 | 0 | 0 | 0 | 0 | 0 | 0.89968 | 0.89821 | 0.89745 | 0.89968 | 0.89821 | 0.89745 | -0.028015 | -120.129 | 119.9063 | -0.028015 | -120.129 | 119.9063
Line4_2_6 | 0 | 0 | 0 | 0 | 0 | 0 | 0 | 0 | 0 | 0 | 0 | 0 | -8.7282e-11 | -1.3699e-10 | 1.4755e-10 | 7.089e-11 | 1.1549e-10 | -1.0966e-10 | -1.6472e-10 | 1.9026e-10 | 3.8972e-11 | 1.3032e-10 | -1.5888e-10 | -3.602e-11 | 0 | 0 | 0 | 0 | 0 | 0 | 0.89968 | 0.89821 | 0.89745 | 0.89968 | 0.89821 | 0.89745 | -0.028015 | -120.129 | 119.9063 | -0.028015 | -120.129 | 119.9063
Line5_6_7 | 0 | 0 | 0 | 0 | 0 | 0 | 0 | 0 | 0 | 0 | 0 | 0 | -6.9825e-11 | -1.0959e-10 | 1.1804e-10 | 5.3434e-11 | 8.8093e-11 | -8.0151e-11 | -1.3177e-10 | 1.5221e-10 | 3.1177e-11 | 9.7379e-11 | -1.2083e-10 | -2.8226e-11 | 0 | 0 | 0 | 0 | 0 | 0 | 0.89968 | 0.89821 | 0.89745 | 0.89968 | 0.89821 | 0.89745 | -0.028015 | -120.129 | 119.9063 | -0.028015 | -120.129 | 119.9063
Line6_7_8 | 0 | 0 | 0 | 0 | 0 | 0 | 0 | 0 | 0 | 0 | 0 | 0 | -5.2369e-11 | -8.2195e-11 | 8.8532e-11 | 3.5977e-11 | 6.0695e-11 | -5.064e-11 | -9.8831e-11 | 1.1416e-10 | 2.3383e-11 | 6.4436e-11 | -8.2778e-11 | -2.0432e-11 | 0 | 0 | 0 | 0 | 0 | 0 | 0.89968 | 0.89821 | 0.89745 | 0.89968 | 0.89821 | 0.89745 | -0.028015 | -120.129 | 119.9063 | -0.028015 | -120.129 | 119.9063
Line7_8_9 | 0 | 0 | 0 | 0 | 0 | 0 | 0 | 0 | 0 | 0 | 0 | 0 | -1.7456e-11 | -2.7398e-11 | 2.9511e-11 | 1.0646e-12 | 5.8977e-12 | 8.3817e-12 | -3.2944e-11 | 3.8053e-11 | 7.7943e-12 | -1.4517e-12 | -6.6727e-12 | -4.8432e-12 | 0 | 0 | 0 | 0 | 0 | 0 | 0.89968 | 0.89821 | 0.89745 | 0.89968 | 0.89821 | 0.89745 | -0.028015 | -120.129 | 119.9063 | -0.028015 | -120.129 | 119.9063
Line8_8_10 | 0 | 0 | 0 | 0 | 0 | 0 | 0 | 0 | 0 | 0 | 0 | 0 | -1.7456e-11 | -2.7398e-11 | 2.9511e-11 | 1.0646e-12 | 5.8977e-12 | 8.3817e-12 | -3.2944e-11 | 3.8053e-11 | 7.7943e-12 | -1.4517e-12 | -6.6727e-12 | -4.8432e-12 | 0 | 0 | 0 | 0 | 0 | 0 | 0.89968 | 0.89821 | 0.89745 | 0.89968 | 0.89821 | 0.89745 | -0.028015 | -120.129 | 119.9063 | -0.028015 | -120.129 | 119.9063
Line9_3_11 | 0 | 0 | 0 | 0 | 0 | 0 | 0 | 0 | 0 | 0 | 0 | 0 | -1.2219e-10 | -1.9179e-10 | 2.0658e-10 | 1.058e-10 | 1.7029e-10 | -1.6868e-10 | -2.3061e-10 | 2.6637e-10 | 5.456e-11 | 1.9621e-10 | -2.3499e-10 | -5.1609e-11 | 0 | 0 | 0 | 0 | 0 | 0 | 0.89968 | 0.89821 | 0.89745 | 0.89968 | 0.89821 | 0.89745 | -0.028015 | -120.129 | 119.9063 | -0.028015 | -120.129 | 119.9063