## LLL_max_6
name | pf_ikss_from_ka | pf_ikss_to_ka | pf_ip_from_ka | pf_ip_to_ka | pf_skss_from_mw | pf_skss_to_mw | pf_p_from_mw | pf_p_to_mw | pf_q_from_mvar | pf_q_to_mvar | pf_ikss_from_degree | pf_ikss_to_degree | pf_vm_from_pu | pf_vm_to_pu | pf_va_from_degree | pf_va_to_degree
Line0_1_2 | 2.1191 | 2.1191 | 0 | 0 | 1.4682 | 1.4682 | 0.58539 | -0.45067 | 1.152 | -0.88257 | -66.3905 | 113.6095 | 0.88015 | 0.67497 | -3.3278 | -3.441
Line10_11_12 | 0.10188 | 0.10188 | 0 | 0 | 0.070586 | 0.070586 | -0.040007 | 0.040318 | -0.049293 | 0.049916 | 126.0129 | -53.9871 | 0.8994 | 0.90903 | -3.0499 | -2.9153
Line11_12_13 | 0.10188 | 0.10188 | 0 | 0 | 0.070586 | 0.070586 | -0.040318 | 0.040629 | -0.049916 | 0.050539 | 126.0129 | -53.9871 | 0.90903 | 0.91867 | -2.9153 | -2.7836
Line12_13_15 | 0 | 0 | 0 | 0 | 0 | 0 | 0 | 0 | 0 | 0 | 0 | 0 | 0.91867 | 0.91867 | -2.7836 | -2.7836
Line13_13_14 | 0.10188 | 0.10188 | 0 | 0 | 0.070586 | 0.070586 | -0.040629 | 0.040941 | -0.050539 | 0.051162 | 126.0129 | -53.9871 | 0.91867 | 0.92832 | -2.7836 | -2.6546
Line14_15_16 | 0 | 0 | 0 | 0 | 0 | 0 | 0 | 0 | 0 | 0 | 0 | 0 | 0.91867 | 0.91867 | -2.7836 | -2.7836
Line15_16_17 | 0 | 0 | 0 | 0 | 0 | 0 | 0 | 0 | 0 | 0 | 0 | 0 | 0.91867 | 0.91867 | -2.7836 | -2.7836
Line16_4_18 | 0 | 0 | 0 | 0 | 0 | 0 | 0 | 0 | 0 | 0 | 0 | 0 | 0.89255 | 0.89255 | -3.1765 | -3.1765
Line17_5_19 | 0.12187 | 0.12187 | 0 | 0 | 0.084431 | 0.084431 | -0.046122 | 0.046568 | -0.059508 | 0.060399 | 124.5995 | -55.4005 | 0.89172 | 0.9033 | -3.1784 | -3.0329
Line1_1_3 | 0.10188 | 0.10188 | 0 | 0 | 0.070586 | 0.070586 | -0.039384 | 0.039695 | -0.048048 | 0.048671 | 126.0129 | -53.9871 | 0.88015 | 0.88977 | -3.3278 | -3.1873
Line2_1_4 | 0.13037 | 0.13037 | 0 | 0 | 0.090321 | 0.090321 | -0.048201 | 0.04871 | -0.063216 | 0.064236 | 123.9967 | -56.0033 | 0.88015 | 0.89255 | -3.3278 | -3.1765
Line3_1_5 | 0.12187 | 0.12187 | 0 | 0 | 0.084431 | 0.084431 | -0.045677 | 0.046122 | -0.058617 | 0.059508 | 124.5995 | -55.4005 | 0.88015 | 0.89172 | -3.3278 | -3.1784
Line4_2_6 | 2.1191 | 2.1191 | 0 | 0 | 1.4682 | 1.4682 | 0.45067 | -0.31595 | 0.88257 | -0.61313 | -66.3905 | 113.6095 | 0.67497 | 0.4698 | -3.441 | -3.653
Line5_6_7 | 2.1191 | 2.1191 | 0 | 0 | 1.4682 | 1.4682 | 0.31595 | -0.18123 | 0.61313 | -0.34368 | -66.3905 | 113.6095 | 0.4698 | 0.26464 | -3.653 | -4.1938
Line6_7_8 | 2.7332 | 2.7332 | 0 | 5.0638 | 1.8936 | 1.8936 | 0.22411 | -1e-07 | 0.44822 | -1e-07 | -67.6287 | 112.3713 | 0.26464 | 0 | -4.1938 | 0
Line7_8_9 | 0 | 0 | 0 | 0 | 0 | 0 | 6.1038e-22 | 0 | 2.9636e-22 | 0 | 0 | 0 | 0 | 0 | 0 | 0
Line8_8_10 | 0 | 0 | 0 | 0 | 0 | 0 | 6.1038e-22 | 0 | 2.9636e-22 | 0 | 0 | 0 | 0 | 0 | 0 | 0
Line9_3_11 | 0.10188 | 0.10188 | 0 | 0 | 0.070586 | 0.070586 | -0.039695 | 0.040007 | -0.048671 | 0.049293 | 126.0129 | -53.9871 | 0.88977 | 0.8994 | -3.1873 | -3.0499

## LLL_max_10
name | pf_ikss_from_ka | pf_ikss_to_ka | pf_ip_from_ka | pf_ip_to_ka | pf_skss_from_mw | pf_skss_to_mw | pf_p_from_mw | pf_p_to_mw | pf_q_from_mvar | pf_q_to_mvar | pf_ikss_from_degree | pf_ikss_to_degree | pf_vm_from_pu | pf_vm_to_pu | pf_va_from_degree | pf_va_to_degree
Line0_1_2 | 2.2078 | 2.2078 | 0 | 0 | 1.5296 | 1.5296 | 0.6334 | -0.48716 | 1.2477 | -0.95523 | -66.5432 | 113.4568 | 0.91478 | 0.70101 | -3.4579 | -3.5646
Line10_11_12 | 0.10733 | 0.10733 | 0 | 0 | 0.074359 | 0.074359 | -0.043705 | 0.044051 | -0.054078 | 0.054769 | 125.7663 | -54.2337 | 0.93507 | 0.94522 | -3.1788 | -3.0438
Line11_12_13 | 0.10733 | 0.10733 | 0 | 0 | 0.074359 | 0.074359 | -0.044051 | 0.044397 | -0.054769 | 0.05546 | 125.7663 | -54.2337 | 0.94522 | 0.95538 | -3.0438 | -2.9116
Line12_13_15 | 0 | 0 | 0 | 0 | 0 | 0 | 0 | 0 | 0 | 0 | 0 | 0 | 0.95538 | 0.95538 | -2.9116 | -2.9116
Line13_13_14 | 0.10733 | 0.10733 | 0 | 0 | 0.074359 | 0.074359 | -0.044397 | 0.044742 | -0.05546 | 0.056151 | 125.7663 | -54.2337 | 0.95538 | 0.96554 | -2.9116 | -2.7822
Line14_15_16 | 0 | 0 | 0 | 0 | 0 | 0 | 0 | 0 | 0 | 0 | 0 | 0 | 0.95538 | 0.95538 | -2.9116 | -2.9116
Line15_16_17 | 0 | 0 | 0 | 0 | 0 | 0 | 0 | 0 | 0 | 0 | 0 | 0 | 0.95538 | 0.95538 | -2.9116 | -2.9116
Line16_4_18 | 0 | 0 | 0 | 0 | 0 | 0 | 0 | 0 | 0 | 0 | 0 | 0 | 0.92773 | 0.92773 | -3.3068 | -3.3068
Line17_5_19 | 0.12754 | 0.12754 | 0 | 0 | 0.088362 | 0.088362 | -0.050086 | 0.050574 | -0.064802 | 0.065778 | 124.392 | -55.608 | 0.92689 | 0.93901 | -3.3085 | -3.163
Line1_1_3 | 0.10733 | 0.10733 | 0 | 0 | 0.074359 | 0.074359 | -0.043014 | 0.04336 | -0.052695 | 0.053386 | 125.7663 | -54.2337 | 0.91478 | 0.92492 | -3.4579 | -3.3168
Line2_1_4 | 0.13606 | 0.13606 | 0 | 0 | 0.094264 | 0.094264 | -0.052218 | 0.052773 | -0.068622 | 0.069733 | 123.8113 | -56.1887 | 0.91478 | 0.92773 | -3.4579 | -3.3068
Line3_1_5 | 0.12754 | 0.12754 | 0 | 0 | 0.088362 | 0.088362 | -0.049598 | 0.050086 | -0.063826 | 0.064802 | 124.392 | -55.608 | 0.91478 | 0.92689 | -3.4579 | -3.3085
Line4_2_6 | 2.2078 | 2.2078 | 0 | 0 | 1.5296 | 1.5296 | 0.48716 | -0.34093 | 0.95523 | -0.66276 | -66.5432 | 113.4568 | 0.70101 | 0.48725 | -3.5646 | -3.7648
Line5_6_7 | 2.2078 | 2.2078 | 0 | 0 | 1.5296 | 1.5296 | 0.34093 | -0.1947 | 0.66276 | -0.3703 | -66.5432 | 113.4568 | 0.48725 | 0.27351 | -3.7648 | -4.2779
Line6_7_8 | 2.8248 | 2.8248 | 0 | 5.239 | 1.9571 | 1.9571 | 0.23938 | -1e-07 | 0.47876 | -1e-07 | -67.7129 | 112.2871 | 0.27351 | 0 | -4.2779 | 0
Line7_8_9 | 0 | 0 | 0 | 0 | 0 | 0 | 8.9468e-22 | 0 | -1.1437e-22 | 0 | 0 | 0 | 0 | 0 | 0 | 0
Line8_8_10 | 0 | 0 | 0 | 0 | 0 | 0 | 8.9468e-22 | 0 | -1.1437e-22 | 0 | 0 | 0 | 0 | 0 | 0 | 0
Line9_3_11 | 0.10733 | 0.10733 | 0 | 0 | 0.074359 | 0.074359 | -0.04336 | 0.043705 | -0.053386 | 0.054078 | 125.7663 | -54.2337 | 0.92492 | 0.93507 | -3.3168 | -3.1788

## LLL_max_fault_6
name | pf_ikss_from_ka | pf_ikss_to_ka | pf_ip_from_ka | pf_ip_to_ka | pf_skss_from_mw | pf_skss_to_mw | pf_p_from_mw | pf_p_to_mw | pf_q_from_mvar | pf_q_to_mvar | pf_ikss_from_degree | pf_ikss_to_degree | pf_vm_from_pu | pf_vm_to_pu | pf_va_from_degree | pf_va_to_degree
Line0_1_2 | 0.026284 | 0.026284 | 0 | 0 | 0.01821 | 0.01821 | 0.013741 | -0.01372 | 0.01325 | -0.013209 | -44.0352 | 135.9648 | 1.0483 | 1.0459 | -0.07621 | -0.12269
Line10_11_12 | 0.0012637 | 0.0012637 | 0 | 0 | 0.00087548 | 0.00087548 | -0.00078214 | 0.00078219 | -0.00048047 | 0.00048057 | 148.3682 | -31.6318 | 1.0485 | 1.0486 | -0.069148 | -0.065618
Line11_12_13 | 0.0012637 | 0.0012637 | 0 | 0 | 0.00087548 | 0.00087548 | -0.00078219 | 0.00078224 | -0.00048057 | 0.00048066 | 148.3682 | -31.6318 | 1.0486 | 1.0487 | -0.065618 | -0.062088
Line12_13_15 | 0 | 0 | 0 | 0 | 0 | 0 | 0 | 0 | 0 | 0 | 0 | 0 | 1.0487 | 1.0487 | -0.062088 | -0.062088
Line13_13_14 | 0.0012637 | 0.0012637 | 0 | 0 | 0.00087548 | 0.00087548 | -0.00078224 | 0.00078228 | -0.00048066 | 0.00048076 | 148.3682 | -31.6318 | 1.0487 | 1.0488 | -0.062088 | -0.05856
Line14_15_16 | 0 | 0 | 0 | 0 | 0 | 0 | 0 | 0 | 0 | 0 | 0 | 0 | 1.0487 | 1.0487 | -0.062088 | -0.062088
Line15_16_17 | 0 | 0 | 0 | 0 | 0 | 0 | 0 | 0 | 0 | 0 | 0 | 0 | 1.0487 | 1.0487 | -0.062088 | -0.062088
Line16_4_18 | 0 | 0 | 0 | 0 | 0 | 0 | 0 | 0 | 0 | 0 | 0 | 0 | 1.0484 | 1.0484 | -0.07195 | -0.07195
Line17_5_19 | 0.0015115 | 0.0015115 | 0 | 0 | 0.0010472 | 0.0010472 | -0.00092105 | 0.00092112 | -0.00059752 | 0.00059766 | 146.9548 | -33.0452 | 1.0484 | 1.0485 | -0.072155 | -0.068101
Line1_1_3 | 0.0012637 | 0.0012637 | 0 | 0 | 0.00087548 | 0.00087548 | -0.00078204 | 0.00078209 | -0.00048028 | 0.00048038 | 148.3682 | -31.6318 | 1.0483 | 1.0484 | -0.07621 | -0.072679
Line2_1_4 | 0.0016169 | 0.0016169 | 0 | 0 | 0.0011203 | 0.0011203 | -0.00097845 | 0.00097853 | -0.00064939 | 0.00064954 | 146.352 | -33.648 | 1.0483 | 1.0484 | -0.07621 | -0.07195
Line3_1_5 | 0.0015115 | 0.0015115 | 0 | 0 | 0.0010472 | 0.0010472 | -0.00092098 | 0.00092105 | -0.00059738 | 0.00059752 | 146.9548 | -33.0452 | 1.0483 | 1.0484 | -0.07621 | -0.072155
Line4_2_6 | 0.026284 | 0.026284 | 0 | 0 | 0.01821 | 0.01821 | 0.01372 | -0.0137 | 0.013209 | -0.013168 | -44.0352 | 135.9648 | 1.0459 | 1.0435 | -0.12269 | -0.16939
Line5_6_7 | 0.026284 | 0.026284 | 0 | 0 | 0.01821 | 0.01821 | 0.0137 | -0.013679 | 0.013168 | -0.013126 | -44.0352 | 135.9648 | 1.0435 | 1.0411 | -0.16939 | -0.2163
Line6_7_8 | 0.0339 | 0.0339 | 0 | 0.062806 | 0.023487 | 0.023487 | 0.017272 | -0.017238 | 0.017307 | -0.017238 | -45.2734 | 134.7266 | 1.0411 | 1.038 | -0.2163 | -0.27343
Line7_8_9 | 0 | 0 | 0 | 0 | 0 | 0 | -1.3725e-10 | 0 | 5.7211e-11 | 0 | 0 | 0 | 1.038 | 1.038 | -0.27343 | -0.27343
Line8_8_10 | 0 | 0 | 0 | 0 | 0 | 0 | -1.3725e-10 | 0 | 5.7211e-11 | 0 | 0 | 0 | 1.038 | 1.038 | -0.27343 | -0.27343
Line9_3_11 | 0.0012637 | 0.0012637 | 0 | 0 | 0.00087548 | 0.00087548 | -0.00078209 | 0.00078214 | -0.00048038 | 0.00048047 | 148.3682 | -31.6318 | 1.0484 | 1.0485 | -0.072679 | -0.069148

## LLL_max_fault_10
name | pf_ikss_from_ka | pf_ikss_to_ka | pf_ip_from_ka | pf_ip_to_ka | pf_skss_from_mw | pf_skss_to_mw | pf_p_from_mw | pf_p_to_mw | pf_q_from_mvar | pf_q_to_mvar | pf_ikss_from_degree | pf_ikss_to_degree | pf_vm_from_pu | pf_vm_to_pu | pf_va_from_degree | pf_va_to_degree
Line0_1_2 | 0.027753 | 0.027753 | 0 | 0 | 0.019228 | 0.019228 | 0.015181 | -0.015158 | 0.014675 | -0.014628 | -44.1084 | 135.8916 | 1.0981 | 1.0956 | -0.08023 | -0.12693
Line10_11_12 | 0.0013492 | 0.0013492 | 0 | 0 | 0.00093473 | 0.00093473 | -0.00087323 | 0.00087328 | -0.00053986 | 0.00053997 | 148.2011 | -31.7989 | 1.0983 | 1.0984 | -0.073065 | -0.069484
Line11_12_13 | 0.0013492 | 0.0013492 | 0 | 0 | 0.00093473 | 0.00093473 | -0.00087328 | 0.00087334 | -0.00053997 | 0.00054008 | 148.2011 | -31.7989 | 1.0984 | 1.0985 | -0.069484 | -0.065903
Line12_13_15 | 0 | 0 | 0 | 0 | 0 | 0 | 0 | 0 | 0 | 0 | 0 | 0 | 1.0985 | 1.0985 | -0.065903 | -0.065903
Line13_13_14 | 0.0013492 | 0.0013492 | 0 | 0 | 0.00093473 | 0.00093473 | -0.00087334 | 0.00087339 | -0.00054008 | 0.00054019 | 148.2011 | -31.7989 | 1.0985 | 1.0987 | -0.065903 | -0.062323
Line14_15_16 | 0 | 0 | 0 | 0 | 0 | 0 | 0 | 0 | 0 | 0 | 0 | 0 | 1.0985 | 1.0985 | -0.065903 | -0.065903
Line15_16_17 | 0 | 0 | 0 | 0 | 0 | 0 | 0 | 0 | 0 | 0 | 0 | 0 | 1.0985 | 1.0985 | -0.065903 | -0.065903
Line16_4_18 | 0 | 0 | 0 | 0 | 0 | 0 | 0 | 0 | 0 | 0 | 0 | 0 | 1.0982 | 1.0982 | -0.075942 | -0.075942
Line17_5_19 | 0.0016032 | 0.0016032 | 0 | 0 | 0.0011108 | 0.0011108 | -0.0010219 | 0.001022 | -0.00066612 | 0.00066627 | 146.8268 | -33.1732 | 1.0982 | 1.0984 | -0.076139 | -0.072049
Line1_1_3 | 0.0013492 | 0.0013492 | 0 | 0 | 0.00093473 | 0.00093473 | -0.00087312 | 0.00087317 | -0.00053964 | 0.00053975 | 148.2011 | -31.7989 | 1.0981 | 1.0982 | -0.08023 | -0.076647
Line2_1_4 | 0.0017103 | 0.0017103 | 0 | 0 | 0.0011849 | 0.0011849 | -0.0010829 | 0.0010829 | -0.00072146 | 0.00072163 | 146.2461 | -33.7539 | 1.0981 | 1.0982 | -0.08023 | -0.075942
Line3_1_5 | 0.0016032 | 0.0016032 | 0 | 0 | 0.0011108 | 0.0011108 | -0.0010219 | 0.0010219 | -0.00066596 | 0.00066612 | 146.8268 | -33.1732 | 1.0981 | 1.0982 | -0.08023 | -0.076139
Line4_2_6 | 0.027753 | 0.027753 | 0 | 0 | 0.019228 | 0.019228 | 0.015158 | -0.015135 | 0.014628 | -0.014582 | -44.1084 | 135.8916 | 1.0956 | 1.093 | -0.12693 | -0.17384
Line5_6_7 | 0.027753 | 0.027753 | 0 | 0 | 0.019228 | 0.019228 | 0.015135 | -0.015112 | 0.014582 | -0.014536 | -44.1084 | 135.8916 | 1.093 | 1.0905 | -0.17384 | -0.22097
Line6_7_8 | 0.035509 | 0.035509 | 0 | 0.065857 | 0.024601 | 0.024601 | 0.018951 | -0.018913 | 0.018989 | -0.018913 | -45.2781 | 134.7219 | 1.0905 | 1.0872 | -0.22097 | -0.27809
Line7_8_9 | 0 | 0 | 0 | 0 | 0 | 0 | -1.5255e-10 | 0 | 6.3852e-11 | 0 | 0 | 0 | 1.0872 | 1.0872 | -0.27809 | -0.27809
Line8_8_10 | 0 | 0 | 0 | 0 | 0 | 0 | -1.5255e-10 | 0 | 6.3852e-11 | 0 | 0 | 0 | 1.0872 | 1.0872 | -0.27809 | -0.27809
Line9_3_11 | 0.0013492 | 0.0013492 | 0 | 0 | 0.00093473 | 0.00093473 | -0.00087317 | 0.00087323 | -0.00053975 | 0.00053986 | 148.2011 | -31.7989 | 1.0982 | 1.0983 | -0.076647 | -0.073065

## LLL_min_6
name | pf_ikss_from_ka | pf_ikss_to_ka | pf_ip_from_ka | pf_ip_to_ka | pf_skss_from_mw | pf_skss_to_mw | pf_p_from_mw | pf_p_to_mw | pf_q_from_mvar | pf_q_to_mvar | pf_ikss_from_degree | pf_ikss_to_degree | pf_vm_from_pu | pf_vm_to_pu | pf_va_from_degree | pf_va_to_degree
Line0_1_2 | 1.6788 | 1.6788 | 0 | 0 | 1.1631 | 1.1631 | 0.65091 | -0.48857 | 0.67724 | -0.50813 | -52.7965 | 127.2035 | 0.80758 | 0.60604 | -6.661 | -6.6721
Line10_11_12 | 0.0028558 | 0.0028558 | 0 | 0 | 0.0019785 | 0.0019785 | -0.0013252 | 0.0013256 | -0.00089516 | 0.00089565 | 139.3098 | -40.6902 | 0.80825 | 0.80859 | -6.6507 | -6.6456
Line11_12_13 | 0.0028558 | 0.0028558 | 0 | 0 | 0.0019785 | 0.0019785 | -0.0013256 | 0.0013261 | -0.00089565 | 0.00089614 | 139.3097 | -40.6903 | 0.80859 | 0.80892 | -6.6456 | -6.6405
Line12_13_15 | 0 | 0 | 0 | 0 | 0 | 0 | 0 | 0 | 0 | 0 | 0 | 0 | 0.80892 | 0.80892 | -6.6405 | -6.6405
Line13_13_14 | 0.0028558 | 0.0028558 | 0 | 0 | 0.0019785 | 0.0019785 | -0.0013261 | 0.0013266 | -0.00089614 | 0.00089663 | 139.3095 | -40.6905 | 0.80892 | 0.80926 | -6.6405 | -6.6354
Line14_15_16 | 0 | 0 | 0 | 0 | 0 | 0 | 0 | 0 | 0 | 0 | 0 | 0 | 0.80892 | 0.80892 | -6.6405 | -6.6405
Line15_16_17 | 0 | 0 | 0 | 0 | 0 | 0 | 0 | 0 | 0 | 0 | 0 | 0 | 0.80892 | 0.80892 | -6.6405 | -6.6405
Line16_4_18 | 0 | 0 | 0 | 0 | 0 | 0 | 0 | 0 | 0 | 0 | 0 | 0 | 0.80792 | 0.80792 | -6.6559 | -6.6559
Line17_5_19 | 0.0028708 | 0.0028708 | 0 | 0 | 0.001989 | 0.001989 | -0.0013292 | 0.0013297 | -0.00090294 | 0.00090343 | 139.1565 | -40.8435 | 0.80792 | 0.80826 | -6.6559 | -6.6508
Line1_1_3 | 0.0028558 | 0.0028558 | 0 | 0 | 0.0019785 | 0.0019785 | -0.0013242 | 0.0013247 | -0.00089418 | 0.00089466 | 139.3099 | -40.6901 | 0.80758 | 0.80792 | -6.661 | -6.6558
Line2_1_4 | 0.0028759 | 0.0028759 | 0 | 0 | 0.0019925 | 0.0019925 | -0.0013303 | 0.0013308 | -0.00090522 | 0.00090571 | 139.1052 | -40.8948 | 0.80758 | 0.80792 | -6.661 | -6.6559
Line3_1_5 | 0.0028708 | 0.0028708 | 0 | 0 | 0.001989 | 0.001989 | -0.0013288 | 0.0013293 | -0.00090244 | 0.00090293 | 139.1566 | -40.8434 | 0.80758 | 0.80792 | -6.661 | -6.6559
Line4_2_6 | 1.6788 | 1.6788 | 0 | 0 | 1.1631 | 1.1631 | 0.48857 | -0.32622 | 0.50813 | -0.33902 | -52.7965 | 127.2035 | 0.60604 | 0.40449 | -6.6721 | -6.6945
Line5_6_7 | 1.6788 | 1.6788 | 0 | 0 | 1.1631 | 1.1631 | 0.32622 | -0.16387 | 0.33902 | -0.16991 | -52.7965 | 127.2035 | 0.40449 | 0.20295 | -6.6945 | -6.7611
Line6_7_8 | 1.6905 | 1.6905 | 0 | 2.6836 | 1.1712 | 1.1712 | 0.16461 | -1e-07 | 0.17147 | -1e-07 | -52.9302 | 127.0698 | 0.20295 | 0 | -6.7611 | 0
Line7_8_9 | 0 | 0 | 0 | 0 | 0 | 0 | 6.7639e-22 | 0 | 8.9208e-22 | 0 | 0 | 0 | 0 | 0 | 0 | 0
Line8_8_10 | 0 | 0 | 0 | 0 | 0 | 0 | 6.7639e-22 | 0 | 8.9208e-22 | 0 | 0 | 0 | 0 | 0 | 0 | 0
Line9_3_11 | 0.0028558 | 0.0028558 | 0 | 0 | 0.0019785 | 0.0019785 | -0.0013247 | 0.0013252 | -0.00089467 | 0.00089515 | 139.3098 | -40.6902 | 0.80792 | 0.80825 | -6.6558 | -6.6507

## LLL_min_10
name | pf_ikss_from_ka | pf_ikss_to_ka | pf_ip_from_ka | pf_ip_to_ka | pf_skss_from_mw | pf_skss_to_mw | pf_p_from_mw | pf_p_to_mw | pf_q_from_mvar | pf_q_to_mvar | pf_ikss_from_degree | pf_ikss_to_degree | pf_vm_from_pu | pf_vm_to_pu | pf_va_from_degree | pf_va_to_degree
Line0_1_2 | 1.5905 | 1.5905 | 0 | 0 | 1.1019 | 1.1019 | 0.5842 | -0.43849 | 0.60783 | -0.45605 | -52.7965 | 127.2035 | 0.76508 | 0.57414 | -6.661 | -6.6721
Line10_11_12 | 0.0027055 | 0.0027055 | 0 | 0 | 0.0018744 | 0.0018744 | -0.0011893 | 0.0011898 | -0.00080341 | 0.00080385 | 139.3098 | -40.6902 | 0.76571 | 0.76603 | -6.6507 | -6.6456
Line11_12_13 | 0.0027055 | 0.0027055 | 0 | 0 | 0.0018744 | 0.0018744 | -0.0011898 | 0.0011902 | -0.00080385 | 0.00080429 | 139.3097 | -40.6903 | 0.76603 | 0.76635 | -6.6456 | -6.6405
Line12_13_15 | 0 | 0 | 0 | 0 | 0 | 0 | 0 | 0 | 0 | 0 | 0 | 0 | 0.76635 | 0.76635 | -6.6405 | -6.6405
Line13_13_14 | 0.0027055 | 0.0027055 | 0 | 0 | 0.0018744 | 0.0018744 | -0.0011902 | 0.0011906 | -0.00080429 | 0.00080473 | 139.3095 | -40.6905 | 0.76635 | 0.76667 | -6.6405 | -6.6354
Line14_15_16 | 0 | 0 | 0 | 0 | 0 | 0 | 0 | 0 | 0 | 0 | 0 | 0 | 0.76635 | 0.76635 | -6.6405 | -6.6405
Line15_16_17 | 0 | 0 | 0 | 0 | 0 | 0 | 0 | 0 | 0 | 0 | 0 | 0 | 0.76635 | 0.76635 | -6.6405 | -6.6405
Line16_4_18 | 0 | 0 | 0 | 0 | 0 | 0 | 0 | 0 | 0 | 0 | 0 | 0 | 0.7654 | 0.7654 | -6.6559 | -6.6559
Line17_5_19 | 0.0027197 | 0.0027197 | 0 | 0 | 0.0018843 | 0.0018843 | -0.001193 | 0.0011934 | -0.00081039 | 0.00081084 | 139.1565 | -40.8435 | 0.7654 | 0.76572 | -6.6559 | -6.6508
Line1_1_3 | 0.0027055 | 0.0027055 | 0 | 0 | 0.0018744 | 0.0018744 | -0.0011885 | 0.0011889 | -0.00080253 | 0.00080297 | 139.3099 | -40.6901 | 0.76508 | 0.7654 | -6.661 | -6.6558
Line2_1_4 | 0.0027245 | 0.0027245 | 0 | 0 | 0.0018876 | 0.0018876 | -0.001194 | 0.0011944 | -0.00081244 | 0.00081289 | 139.1052 | -40.8948 | 0.76508 | 0.7654 | -6.661 | -6.6559
Line3_1_5 | 0.0027197 | 0.0027197 | 0 | 0 | 0.0018843 | 0.0018843 | -0.0011926 | 0.001193 | -0.00080995 | 0.00081039 | 139.1566 | -40.8434 | 0.76508 | 0.7654 | -6.661 | -6.6559
Line4_2_6 | 1.5905 | 1.5905 | 0 | 0 | 1.1019 | 1.1019 | 0.43849 | -0.29278 | 0.45605 | -0.30427 | -52.7965 | 127.2035 | 0.57414 | 0.3832 | -6.6721 | -6.6945
Line5_6_7 | 1.5905 | 1.5905 | 0 | 0 | 1.1019 | 1.1019 | 0.29278 | -0.14708 | 0.30427 | -0.15249 | -52.7965 | 127.2035 | 0.3832 | 0.19227 | -6.6945 | -6.7611
Line6_7_8 | 1.6016 | 1.6016 | 0 | 2.5424 | 1.1096 | 1.1096 | 0.14774 | -1e-07 | 0.1539 | -1e-07 | -52.9302 | 127.0698 | 0.19227 | 0 | -6.7611 | 0
Line7_8_9 | 0 | 0 | 0 | 0 | 0 | 0 | 6.0562e-22 | 0 | 8.0069e-22 | 0 | 0 | 0 | 0 | 0 | 0 | 0
Line8_8_10 | 0 | 0 | 0 | 0 | 0 | 0 | 6.0562e-22 | 0 | 8.0069e-22 | 0 | 0 | 0 | 0 | 0 | 0 | 0
Line9_3_11 | 0.0027055 | 0.0027055 | 0 | 0 | 0.0018744 | 0.0018744 | -0.0011889 | 0.0011893 | -0.00080297 | 0.00080341 | 139.3098 | -40.6902 | 0.7654 | 0.76571 | -6.6558 | -6.6507

## LLL_min_fault_6
name | pf_ikss_from_ka | pf_ikss_to_ka | pf_ip_from_ka | pf_ip_to_ka | pf_skss_from_mw | pf_skss_to_mw | pf_p_from_mw | pf_p_to_mw | pf_q_from_mvar | pf_q_to_mvar | pf_ikss_from_degree | pf_ikss_to_degree | pf_vm_from_pu | pf_vm_to_pu | pf_va_from_degree | pf_va_to_degree
Line0_1_2 | 0.030262 | 0.030262 | 0 | 0 | 0.020966 | 0.020966 | 0.014076 | -0.014024 | 0.01402 | -0.013965 | -45.0087 | 134.9913 | 0.94759 | 0.94396 | -0.12299 | -0.12793
Line10_11_12 | 5.1477e-05 | 5.1477e-05 | 0 | 0 | 3.5665e-05 | 3.5665e-05 | -2.8414e-05 | 2.8414e-05 | -1.8297e-05 | 1.8298e-05 | 147.0975 | -32.9025 | 0.9476 | 0.94761 | -0.12282 | -0.12273
Line11_12_13 | 5.1477e-05 | 5.1477e-05 | 0 | 0 | 3.5665e-05 | 3.5665e-05 | -2.8414e-05 | 2.8414e-05 | -1.8298e-05 | 1.8298e-05 | 147.0975 | -32.9025 | 0.94761 | 0.94761 | -0.12273 | -0.12265
Line12_13_15 | 0 | 0 | 0 | 0 | 0 | 0 | 0 | 0 | 0 | 0 | 0 | 0 | 0.94761 | 0.94761 | -0.12265 | -0.12265
Line13_13_14 | 5.1477e-05 | 5.1477e-05 | 0 | 0 | 3.5665e-05 | 3.5665e-05 | -2.8414e-05 | 2.8415e-05 | -1.8298e-05 | 1.8298e-05 | 147.0973 | -32.9027 | 0.94761 | 0.94762 | -0.12265 | -0.12256
Line14_15_16 | 0 | 0 | 0 | 0 | 0 | 0 | 0 | 0 | 0 | 0 | 0 | 0 | 0.94761 | 0.94761 | -0.12265 | -0.12265
Line15_16_17 | 0 | 0 | 0 | 0 | 0 | 0 | 0 | 0 | 0 | 0 | 0 | 0 | 0.94761 | 0.94761 | -0.12265 | -0.12265
Line16_4_18 | 0 | 0 | 0 | 0 | 0 | 0 | 0 | 0 | 0 | 0 | 0 | 0 | 0.9476 | 0.9476 | -0.12291 | -0.12291
Line17_5_19 | 5.1748e-05 | 5.1748e-05 | 0 | 0 | 3.5852e-05 | 3.5852e-05 | -2.8514e-05 | 2.8514e-05 | -1.847e-05 | 1.847e-05 | 146.9443 | -33.0557 | 0.9476 | 0.9476 | -0.12291 | -0.12282
Line1_1_3 | 5.1477e-05 | 5.1477e-05 | 0 | 0 | 3.5665e-05 | 3.5665e-05 | -2.8414e-05 | 2.8414e-05 | -1.8297e-05 | 1.8297e-05 | 147.0976 | -32.9024 | 0.94759 | 0.9476 | -0.12299 | -0.12291
Line2_1_4 | 5.1839e-05 | 5.1839e-05 | 0 | 0 | 3.5915e-05 | 3.5915e-05 | -2.8548e-05 | 2.8548e-05 | -1.8528e-05 | 1.8528e-05 | 146.893 | -33.107 | 0.94759 | 0.9476 | -0.12299 | -0.12291
Line3_1_5 | 5.1748e-05 | 5.1748e-05 | 0 | 0 | 3.5852e-05 | 3.5852e-05 | -2.8514e-05 | 2.8514e-05 | -1.847e-05 | 1.847e-05 | 146.9443 | -33.0557 | 0.94759 | 0.9476 | -0.12299 | -0.12291
Line4_2_6 | 0.030262 | 0.030262 | 0 | 0 | 0.020966 | 0.020966 | 0.014024 | -0.013971 | 0.013965 | -0.01391 | -45.0087 | 134.9913 | 0.94396 | 0.94033 | -0.12793 | -0.13291
Line5_6_7 | 0.030262 | 0.030262 | 0 | 0 | 0.020966 | 0.020966 | 0.013971 | -0.013918 | 0.01391 | -0.013856 | -45.0087 | 134.9913 | 0.94033 | 0.93669 | -0.13291 | -0.13793
Line6_7_8 | 0.030473 | 0.030473 | 0 | 0.048374 | 0.021112 | 0.021112 | 0.013982 | -0.013929 | 0.013985 | -0.013929 | -45.1425 | 134.8575 | 0.93669 | 0.93304 | -0.13793 | -0.14249
Line7_8_9 | 0 | 0 | 0 | 0 | 0 | 0 | -1.7407e-10 | 0 | 2.4248e-11 | 0 | 0 | 0 | 0.93304 | 0.93304 | -0.14249 | -0.14249
Line8_8_10 | 0 | 0 | 0 | 0 | 0 | 0 | -1.7407e-10 | 0 | 2.4248e-11 | 0 | 0 | 0 | 0.93304 | 0.93304 | -0.14249 | -0.14249
Line9_3_11 | 5.1477e-05 | 5.1477e-05 | 0 | 0 | 3.5665e-05 | 3.5665e-05 | -2.8414e-05 | 2.8414e-05 | -1.8297e-05 | 1.8297e-05 | 147.0976 | -32.9024 | 0.9476 | 0.9476 | -0.12291 | -0.12282

## LLL_min_fault_10
name | pf_ikss_from_ka | pf_ikss_to_ka | pf_ip_from_ka | pf_ip_to_ka | pf_skss_from_mw | pf_skss_to_mw | pf_p_from_mw | pf_p_to_mw | pf_q_from_mvar | pf_q_to_mvar | pf_ikss_from_degree | pf_ikss_to_degree | pf_vm_from_pu | pf_vm_to_pu | pf_va_from_degree | pf_va_to_degree
Line0_1_2 | 0.02867 | 0.02867 | 0 | 0 | 0.019863 | 0.019863 | 0.012634 | -0.012586 | 0.012583 | -0.012534 | -45.0087 | 134.9913 | 0.89772 | 0.89428 | -0.12299 | -0.12793
Line10_11_12 | 4.8768e-05 | 4.8768e-05 | 0 | 0 | 3.3788e-05 | 3.3788e-05 | -2.5502e-05 | 2.5502e-05 | -1.6422e-05 | 1.6422e-05 | 147.0975 | -32.9025 | 0.89773 | 0.89773 | -0.12282 | -0.12273
Line11_12_13 | 4.8768e-05 | 4.8768e-05 | 0 | 0 | 3.3788e-05 | 3.3788e-05 | -2.5502e-05 | 2.5502e-05 | -1.6422e-05 | 1.6422e-05 | 147.0975 | -32.9025 | 0.89773 | 0.89774 | -0.12273 | -0.12265
Line12_13_15 | 0 | 0 | 0 | 0 | 0 | 0 | 0 | 0 | 0 | 0 | 0 | 0 | 0.89774 | 0.89774 | -0.12265 | -0.12265
Line13_13_14 | 4.8768e-05 | 4.8768e-05 | 0 | 0 | 3.3787e-05 | 3.3787e-05 | -2.5502e-05 | 2.5502e-05 | -1.6422e-05 | 1.6423e-05 | 147.0973 | -32.9027 | 0.89774 | 0.89775 | -0.12265 | -0.12256
Line14_15_16 | 0 | 0 | 0 | 0 | 0 | 0 | 0 | 0 | 0 | 0 | 0 | 0 | 0.89774 | 0.89774 | -0.12265 | -0.12265
Line15_16_17 | 0 | 0 | 0 | 0 | 0 | 0 | 0 | 0 | 0 | 0 | 0 | 0 | 0.89774 | 0.89774 | -0.12265 | -0.12265
Line16_4_18 | 0 | 0 | 0 | 0 | 0 | 0 | 0 | 0 | 0 | 0 | 0 | 0 | 0.89772 | 0.89772 | -0.12291 | -0.12291
Line17_5_19 | 4.9025e-05 | 4.9025e-05 | 0 | 0 | 3.3965e-05 | 3.3965e-05 | -2.5592e-05 | 2.5592e-05 | -1.6577e-05 | 1.6577e-05 | 146.9443 | -33.0557 | 0.89772 | 0.89773 | -0.12291 | -0.12282
Line1_1_3 | 4.8768e-05 | 4.8768e-05 | 0 | 0 | 3.3788e-05 | 3.3788e-05 | -2.5502e-05 | 2.5502e-05 | -1.6422e-05 | 1.6422e-05 | 147.0976 | -32.9024 | 0.89772 | 0.89772 | -0.12299 | -0.12291
Line2_1_4 | 4.9111e-05 | 4.9111e-05 | 0 | 0 | 3.4025e-05 | 3.4025e-05 | -2.5622e-05 | 2.5622e-05 | -1.6629e-05 | 1.6629e-05 | 146.893 | -33.107 | 0.89772 | 0.89772 | -0.12299 | -0.12291
Line3_1_5 | 4.9025e-05 | 4.9025e-05 | 0 | 0 | 3.3965e-05 | 3.3965e-05 | -2.5592e-05 | 2.5592e-05 | -1.6577e-05 | 1.6577e-05 | 146.9443 | -33.0557 | 0.89772 | 0.89772 | -0.12299 | -0.12291
Line4_2_6 | 0.02867 | 0.02867 | 0 | 0 | 0.019863 | 0.019863 | 0.012586 | -0.012539 | 0.012534 | -0.012485 | -45.0087 | 134.9913 | 0.89428 | 0.89084 | -0.12793 | -0.13291
Line5_6_7 | 0.02867 | 0.02867 | 0 | 0 | 0.019863 | 0.019863 | 0.012539 | -0.012492 | 0.012485 | -0.012435 | -45.0087 | 134.9913 | 0.89084 | 0.88739 | -0.13291 | -0.13793
Line6_7_8 | 0.028869 | 0.028869 | 0 | 0.045828 | 0.020001 | 0.020001 | 0.012549 | -0.012501 | 0.012551 | -0.012501 | -45.1425 | 134.8575 | 0.88739 | 0.88393 | -0.13793 | -0.14249
Line7_8_9 | 0 | 0 | 0 | 0 | 0 | 0 | -1.5623e-10 | 0 | 2.1763e-11 | 0 | 0 | 0 | 0.88393 | 0.88393 | -0.14249 | -0.14249
Line8_8_10 | 0 | 0 | 0 | 0 | 0 | 0 | -1.5623e-10 | 0 | 2.1763e-11 | 0 | 0 | 0 | 0.88393 | 0.88393 | -0.14249 | -0.14249
Line9_3_11 | 4.8768e-05 | 4.8768e-05 | 0 | 0 | 3.3788e-05 | 3.3788e-05 | -2.5502e-05 | 2.5502e-05 | -1.6422e-05 | 1.6422e-05 | 147.0976 | -32.9024 | 0.89772 | 0.89773 | -0.12291 | -0.12282

## LL_max_6
name | pf_ikss_a_from_ka | pf_ikss_b_from_ka | pf_ikss_c_from_ka | pf_ikss_a_to_ka | pf_ikss_b_to_ka | pf_ikss_c_to_ka | pf_skss_a_from_mw | pf_skss_b_from_mw | pf_skss_c_from_mw | pf_skss_a_to_mw | pf_skss_b_to_mw | pf_skss_c_to_mw | pf_p_a_from_mw | pf_p_b_from_mw | pf_p_c_from_mw | pf_p_a_to_mw | pf_p_b_to_mw | pf_p_c_to_mw | pf_q_a_from_mvar | pf_q_b_from_mvar | pf_q_c_from_mvar | pf_q_a_to_mvar | pf_q_b_to_mvar | pf_q_c_to_mvar | pf_ikss_a_from_degree | pf_ikss_b_from_degree | pf_ikss_c_from_degree | pf_ikss_a_to_degree | pf_ikss_b_to_degree | pf_ikss_c_to_degree | pf_vm_a_from_pu | pf_vm_b_from_pu | pf_vm_c_from_pu | pf_vm_a_to_pu | pf_vm_b_to_pu | pf_vm_c_to_pu | pf_va_a_from_degree | pf_va_b_from_degree | pf_va_c_from_degree | pf_va_a_to_degree | pf_va_b_to_degree | pf_va_c_to_degree
Line0_1_2 | 0.071052 | 1.8167 | 1.8745 | 0.071052 | 1.8167 | 1.8745 | 0.016409 | 0.41955 | 0.43289 | 0.016409 | 0.41955 | 0.43289 | -0.016857 | 0.35209 | -0.061613 | 0.016908 | -0.31908 | 0.096749 | -0.0037 | 0.19278 | 0.38197 | 0.003801 | -0.12677 | -0.3117 | 168.1495 | -155.5866 | 23.1286 | -11.8505 | 24.4134 | -156.8714 | 1.0518 | 0.95676 | 0.89378 | 1.0561 | 0.81837 | 0.75393 | 0.52919 | -126.8849 | 122.2918 | 0.81947 | -133.9193 | 130.3727
Line10_11_12 | 0.0065062 | 0.08883 | 0.082476 | 0.0065062 | 0.08883 | 0.082476 | 0.0015025 | 0.020514 | 0.019047 | 0.0015025 | 0.020514 | 0.019047 | -0.0015038 | -0.018277 | 0.00011648 | 0.0015042 | 0.018356 | -4.8453e-05 | 0.00048695 | -0.0078616 | -0.017294 | -0.0004861 | 0.0080194 | 0.01743 | -161.4599 | 30.5048 | -148.5581 | 18.5401 | -149.4952 | 31.4419 | 1.052 | 0.96985 | 0.90799 | 1.0521 | 0.97644 | 0.91511 | 0.59705 | -126.2206 | 121.8277 | 0.63097 | -125.8951 | 121.6011
Line11_12_13 | 0.0065062 | 0.08883 | 0.082476 | 0.0065062 | 0.08883 | 0.082476 | 0.0015025 | 0.020514 | 0.019047 | 0.0015025 | 0.020514 | 0.019047 | -0.0015042 | -0.018356 | 4.8453e-05 | 0.0015046 | 0.018435 | 1.957e-05 | 0.0004861 | -0.0080194 | -0.01743 | -0.00048525 | 0.0081772 | 0.017566 | -161.4599 | 30.5048 | -148.5581 | 18.5401 | -149.4952 | 31.4419 | 1.0521 | 0.97644 | 0.91511 | 1.0522 | 0.98306 | 0.92225 | 0.63097 | -125.8951 | 121.6011 | 0.66488 | -125.574 | 121.378
Line12_13_15 | 0 | 0 | 0 | 0 | 0 | 0 | 0 | 0 | 0 | 0 | 0 | 0 | 2.5899e-11 | -6.7023e-10 | -1.2929e-09 | -2.5899e-11 | 6.7023e-10 | 1.2929e-09 | -1.4102e-10 | 1.1028e-09 | -2.5617e-10 | 1.4102e-10 | -1.1028e-09 | 2.5617e-10 | 0 | 0 | 0 | 0 | 0 | 0 | 1.0522 | 0.98306 | 0.92225 | 1.0522 | 0.98306 | 0.92225 | 0.66488 | -125.574 | 121.378 | 0.66488 | -125.574 | 121.378
Line13_13_14 | 0.0065062 | 0.08883 | 0.082476 | 0.0065062 | 0.08883 | 0.082476 | 0.0015025 | 0.020514 | 0.019047 | 0.0015025 | 0.020514 | 0.019047 | -0.0015046 | -0.018435 | -1.9568e-05 | 0.001505 | 0.018513 | 8.7591e-05 | 0.00048525 | -0.0081772 | -0.017566 | -0.00048441 | 0.008335 | 0.017702 | -161.4599 | 30.5048 | -148.5582 | 18.5401 | -149.4952 | 31.4418 | 1.0522 | 0.98306 | 0.92225 | 1.0523 | 0.98971 | 0.92941 | 0.66488 | -125.574 | 121.378 | 0.69879 | -125.2571 | 121.1583
Line14_15_16 | 0 | 0 | 0 | 0 | 0 | 0 | 0 | 0 | 0 | 0 | 0 | 0 | 1.7266e-11 | -4.4682e-10 | -8.6193e-10 | -1.7266e-11 | 4.4682e-10 | 8.6193e-10 | -9.4013e-11 | 7.3523e-10 | -1.7078e-10 | 9.4013e-11 | -7.3523e-10 | 1.7078e-10 | 0 | 0 | 0 | 0 | 0 | 0 | 1.0522 | 0.98306 | 0.92225 | 1.0522 | 0.98306 | 0.92225 | 0.66488 | -125.574 | 121.378 | 0.66488 | -125.574 | 121.378
Line15_16_17 | 0 | 0 | 0 | 0 | 0 | 0 | 0 | 0 | 0 | 0 | 0 | 0 | 8.6329e-12 | -2.2341e-10 | -4.3096e-10 | -8.6329e-12 | 2.2341e-10 | 4.3096e-10 | -4.7006e-11 | 3.6762e-10 | -8.5389e-11 | 4.7006e-11 | -3.6762e-10 | 8.5389e-11 | 0 | 0 | 0 | 0 | 0 | 0 | 1.0522 | 0.98306 | 0.92225 | 1.0522 | 0.98306 | 0.92225 | 0.66488 | -125.574 | 121.378 | 0.66488 | -125.574 | 121.378
Line16_4_18 | 0 | 0 | 0 | 0 | 0 | 0 | 0 | 0 | 0 | 0 | 0 | 0 | 8.6188e-12 | -2.7516e-10 | -4.8652e-10 | -8.6188e-12 | 2.7516e-10 | 4.8652e-10 | -4.1577e-11 | 4.2052e-10 | -1.1989e-10 | 4.1576e-11 | -4.2052e-10 | 1.1989e-10 | 0 | 0 | 0 | 0 | 0 | 0 | 1.0522 | 0.96554 | 0.90232 | 1.0522 | 0.96554 | 0.90232 | 0.58807 | -126.4954 | 121.9778 | 0.58807 | -126.4954 | 121.9778
Line17_5_19 | 0.010132 | 0.10585 | 0.096225 | 0.010132 | 0.10585 | 0.096225 | 0.00234 | 0.024444 | 0.022222 | 0.00234 | 0.024444 | 0.022222 | -0.0024264 | -0.021239 | 0.00086705 | 0.0024274 | 0.021351 | -0.00077446 | 0.00041593 | -0.010255 | -0.020024 | -0.00041388 | 0.010479 | 0.020209 | -169.6927 | 27.7169 | -150.4776 | 10.3073 | -152.2831 | 29.5224 | 1.0521 | 0.96486 | 0.90191 | 1.0524 | 0.97299 | 0.91007 | 0.58034 | -126.51 | 122.0018 | 0.63146 | -126.1412 | 121.717
Line1_1_3 | 0.0065062 | 0.08883 | 0.082476 | 0.0065062 | 0.08883 | 0.082476 | 0.0015025 | 0.020514 | 0.019047 | 0.0015025 | 0.020514 | 0.019047 | -0.0015029 | -0.018119 | 0.00025252 | 0.0015033 | 0.018198 | -0.0001845 | 0.00048864 | -0.007546 | -0.017022 | -0.00048779 | 0.0077038 | 0.017158 | -161.4599 | 30.5048 | -148.5581 | 18.5401 | -149.4952 | 31.4419 | 1.0518 | 0.95676 | 0.89378 | 1.0519 | 0.96329 | 0.90088 | 0.52919 | -126.8849 | 122.2918 | 0.56312 | -126.5505 | 122.0579
Line2_1_4 | 0.011867 | 0.11297 | 0.10184 | 0.011867 | 0.11297 | 0.10184 | 0.0027407 | 0.02609 | 0.02352 | 0.0027407 | 0.02609 | 0.02352 | -0.0028624 | -0.022328 | 0.0012962 | 0.0028638 | 0.022455 | -0.0011925 | 0.00034045 | -0.011161 | -0.020981 | -0.00033764 | 0.011416 | 0.021189 | -172.688 | 26.5555 | -151.2435 | 7.312 | -153.4445 | 28.7565 | 1.0518 | 0.95676 | 0.89378 | 1.0522 | 0.96554 | 0.90232 | 0.52919 | -126.8849 | 122.2918 | 0.58807 | -126.4954 | 121.9778
Line3_1_5 | 0.010132 | 0.10585 | 0.096225 | 0.010132 | 0.10585 | 0.096225 | 0.00234 | 0.024444 | 0.022222 | 0.00234 | 0.024444 | 0.022222 | -0.0024254 | -0.021127 | 0.00095965 | 0.0024264 | 0.021239 | -0.00086705 | 0.00041799 | -0.010031 | -0.019839 | -0.00041593 | 0.010255 | 0.020024 | -169.6927 | 27.7169 | -150.4776 | 10.3073 | -152.2831 | 29.5224 | 1.0518 | 0.95676 | 0.89378 | 1.0521 | 0.96486 | 0.90191 | 0.52919 | -126.8849 | 122.2918 | 0.58034 | -126.51 | 122.0018
Line4_2_6 | 0.071052 | 1.8167 | 1.8745 | 0.071052 | 1.8167 | 1.8745 | 0.016409 | 0.41955 | 0.43289 | 0.016409 | 0.41955 | 0.43289 | -0.016908 | 0.31908 | -0.096749 | 0.016958 | -0.28608 | 0.13189 | -0.003801 | 0.12677 | 0.3117 | 0.003902 | -0.060761 | -0.24143 | 168.1495 | -155.5866 | 23.1286 | -11.8505 | 24.4134 | -156.8714 | 1.0561 | 0.81837 | 0.75393 | 1.0605 | 0.69709 | 0.6355 | 0.81947 | -133.9193 | 130.3727 | 1.1074 | -143.5958 | 141.7755
Line5_6_7 | 0.071052 | 1.8167 | 1.8745 | 0.071052 | 1.8167 | 1.8745 | 0.016409 | 0.41955 | 0.43289 | 0.016409 | 0.41955 | 0.43289 | -0.016958 | 0.28608 | -0.13189 | 0.017009 | -0.25308 | 0.16702 | -0.003902 | 0.060761 | 0.24143 | 0.0040029 | 0.0052473 | -0.17115 | 168.1495 | -155.5866 | 23.1286 | -11.8505 | 24.4134 | -156.8714 | 1.0605 | 0.69709 | 0.6355 | 1.0649 | 0.60334 | 0.55244 | 1.1074 | -143.5958 | 141.7755 | 1.3929 | -156.7744 | 157.4286
Line6_7_8 | 0 | 2.3349 | 2.3349 | 0 | 2.3349 | 2.3349 | 0 | 0.53922 | 0.53922 | 0 | 0.53922 | 0.53922 | 1.7797e-10 | 0.32508 | -0.21604 | -1.7797e-10 | -0.27056 | 0.27056 | -2.9898e-10 | 0.012979 | 0.20509 | 2.9898e-10 | 0.096056 | -0.096056 | 0 | -159.0608 | 20.9392 | 0 | 20.9392 | -159.0608 | 1.0649 | 0.60334 | 0.55244 | 1.0649 | 0.53244 | 0.53244 | 1.3929 | -156.7744 | 157.4286 | 1.3929 | -178.6071 | -178.6071
Line7_8_9 | 0 | 0 | 0 | 0 | 0 | 0 | 0 | 0 | 0 | 0 | 0 | 0 | 5.9324e-11 | -2.8322e-11 | 5.7984e-11 | -5.9324e-11 | 2.8323e-11 | -5.7984e-11 | -9.9658e-11 | 1.7498e-09 | -1.7997e-09 | 9.9658e-11 | -1.7498e-09 | 1.7997e-09 | 0 | 0 | 0 | 0 | 0 | 0 | 1.0649 | 0.53244 | 0.53244 | 1.0649 | 0.53244 | 0.53244 | 1.3929 | -178.6071 | -178.6071 | 1.3929 | -178.6071 | -178.6071
Line8_8_10 | 0 | 0 | 0 | 0 | 0 | 0 | 0 | 0 | 0 | 0 | 0 | 0 | 5.9324e-11 | -2.8322e-11 | 5.7984e-11 | -5.9324e-11 | 2.8323e-11 | -5.7984e-11 | -9.9658e-11 | 1.7498e-09 | -1.7997e-09 | 9.9658e-11 | -1.7498e-09 | 1.7997e-09 | 0 | 0 | 0 | 0 | 0 | 0 | 1.0649 | 0.53244 | 0.53244 | 1.0649 | 0.53244 | 0.53244 | 1.3929 | -178.6071 | -178.6071 | 1.3929 | -178.6071 | -178.6071
Line9_3_11 | 0.0065062 | 0.08883 | 0.082476 | 0.0065062 | 0.08883 | 0.082476 | 0.0015025 | 0.020514 | 0.019047 | 0.0015025 | 0.020514 | 0.019047 | -0.0015033 | -0.018198 | 0.0001845 | 0.0015038 | 0.018277 | -0.00011648 | 0.00048779 | -0.0077038 | -0.017158 | -0.00048695 | 0.0078616 | 0.017294 | -161.4599 | 30.5048 | -148.5581 | 18.5401 | -149.4952 | 31.4419 | 1.0519 | 0.96329 | 0.90088 | 1.052 | 0.96985 | 0.90799 | 0.56312 | -126.5505 | 122.0579 | 0.59705 | -126.2206 | 121.8277

## LL_max_10
name | pf_ikss_a_from_ka | pf_ikss_b_from_ka | pf_ikss_c_from_ka | pf_ikss_a_to_ka | pf_ikss_b_to_ka | pf_ikss_c_to_ka | pf_skss_a_from_mw | pf_skss_b_from_mw | pf_skss_c_from_mw | pf_skss_a_to_mw | pf_skss_b_to_mw | pf_skss_c_to_mw | pf_p_a_from_mw | pf_p_b_from_mw | pf_p_c_from_mw | pf_p_a_to_mw | pf_p_b_to_mw | pf_p_c_to_mw | pf_q_a_from_mvar | pf_q_b_from_mvar | pf_q_c_from_mvar | pf_q_a_to_mvar | pf_q_b_to_mvar | pf_q_c_to_mvar | pf_ikss_a_from_degree | pf_ikss_b_from_degree | pf_ikss_c_from_degree | pf_ikss_a_to_degree | pf_ikss_b_to_degree | pf_ikss_c_to_degree | pf_vm_a_from_pu | pf_vm_b_from_pu | pf_vm_c_from_pu | pf_vm_a_to_pu | pf_vm_b_to_pu | pf_vm_c_to_pu | pf_va_a_from_degree | pf_va_b_from_degree | pf_va_c_from_degree | pf_va_a_to_degree | pf_va_b_to_degree | pf_va_c_to_degree
Line0_1_2 | 0.071789 | 1.8931 | 1.9515 | 0.071789 | 1.8931 | 1.9515 | 0.016579 | 0.4372 | 0.45069 | 0.016579 | 0.4372 | 0.45069 | -0.017833 | 0.38314 | -0.068895 | 0.017884 | -0.3473 | 0.10698 | -0.003968 | 0.209 | 0.41343 | 0.004071 | -0.13732 | -0.33726 | 167.9984 | -155.7873 | 22.9674 | -12.0016 | 24.2127 | -157.0326 | 1.1019 | 0.99824 | 0.92998 | 1.1063 | 0.8542 | 0.78506 | 0.5429 | -127.1745 | 122.4284 | 0.82223 | -134.2131 | 130.5667
Line10_11_12 | 0.00706 | 0.093578 | 0.086703 | 0.00706 | 0.093578 | 0.086703 | 0.0016304 | 0.021611 | 0.020023 | 0.0016304 | 0.021611 | 0.020023 | -0.0017195 | -0.020079 | 0.00026108 | 0.00172 | 0.020167 | -0.00018591 | 0.00052191 | -0.0086699 | -0.018917 | -0.00052091 | 0.0088451 | 0.019068 | -162.5031 | 30.1411 | -148.8376 | 17.4969 | -149.8589 | 31.1624 | 1.1022 | 1.012 | 0.94486 | 1.1023 | 1.019 | 0.95232 | 0.61298 | -126.5048 | 121.9531 | 0.648 | -126.1768 | 121.721
Line11_12_13 | 0.00706 | 0.093578 | 0.086703 | 0.00706 | 0.093578 | 0.086703 | 0.0016304 | 0.021611 | 0.020023 | 0.0016304 | 0.021611 | 0.020023 | -0.00172 | -0.020167 | 0.00018591 | 0.0017205 | 0.020254 | -0.00011074 | 0.00052091 | -0.0088451 | -0.019068 | -0.00051992 | 0.0090202 | 0.019218 | -162.5031 | 30.1411 | -148.8376 | 17.4969 | -149.8589 | 31.1624 | 1.1023 | 1.019 | 0.95232 | 1.1024 | 1.026 | 0.9598 | 0.648 | -126.1768 | 121.721 | 0.68302 | -125.8532 | 121.4925
Line12_13_15 | 0 | 0 | 0 | 0 | 0 | 0 | 0 | 0 | 0 | 0 | 0 | 0 | 2.9923e-11 | -7.7073e-10 | -1.4763e-09 | -2.9923e-11 | 7.7073e-10 | 1.4763e-09 | -1.5901e-10 | 1.266e-09 | -3.025e-10 | 1.5901e-10 | -1.266e-09 | 3.025e-10 | 0 | 0 | 0 | 0 | 0 | 0 | 1.1024 | 1.026 | 0.9598 | 1.1024 | 1.026 | 0.9598 | 0.68302 | -125.8532 | 121.4925 | 0.68302 | -125.8532 | 121.4925
Line13_13_14 | 0.00706 | 0.093578 | 0.086703 | 0.00706 | 0.093578 | 0.086703 | 0.0016304 | 0.021611 | 0.020023 | 0.0016304 | 0.021611 | 0.020023 | -0.0017205 | -0.020254 | 0.00011074 | 0.001721 | 0.020342 | -3.5566e-05 | 0.00051992 | -0.0090202 | -0.019218 | -0.00051892 | 0.0091954 | 0.019368 | -162.5031 | 30.1411 | -148.8376 | 17.4969 | -149.8589 | 31.1624 | 1.1024 | 1.026 | 0.9598 | 1.1025 | 1.033 | 0.96729 | 0.68302 | -125.8532 | 121.4925 | 0.71803 | -125.5341 | 121.2676
Line14_15_16 | 0 | 0 | 0 | 0 | 0 | 0 | 0 | 0 | 0 | 0 | 0 | 0 | 1.9948e-11 | -5.1382e-10 | -9.8417e-10 | -1.9948e-11 | 5.1382e-10 | 9.8417e-10 | -1.0601e-10 | 8.4401e-10 | -2.0166e-10 | 1.0601e-10 | -8.4401e-10 | 2.0166e-10 | 0 | 0 | 0 | 0 | 0 | 0 | 1.1024 | 1.026 | 0.9598 | 1.1024 | 1.026 | 0.9598 | 0.68302 | -125.8532 | 121.4925 | 0.68302 | -125.8532 | 121.4925
Line15_16_17 | 0 | 0 | 0 | 0 | 0 | 0 | 0 | 0 | 0 | 0 | 0 | 0 | 9.9742e-12 | -2.5691e-10 | -4.9209e-10 | -9.9742e-12 | 2.5691e-10 | 4.9209e-10 | -5.3003e-11 | 4.2201e-10 | -1.0083e-10 | 5.3003e-11 | -4.2201e-10 | 1.0083e-10 | 0 | 0 | 0 | 0 | 0 | 0 | 1.1024 | 1.026 | 0.9598 | 1.1024 | 1.026 | 0.9598 | 0.68302 | -125.8532 | 121.4925 | 0.68302 | -125.8532 | 121.4925
Line16_4_18 | 0 | 0 | 0 | 0 | 0 | 0 | 0 | 0 | 0 | 0 | 0 | 0 | 9.7437e-12 | -3.1362e-10 | -5.5216e-10 | -9.7438e-12 | 3.1362e-10 | 5.5216e-10 | -4.6719e-11 | 4.8e-10 | -1.3947e-10 | 4.6719e-11 | -4.8e-10 | 1.3947e-10 | 0 | 0 | 0 | 0 | 0 | 0 | 1.1023 | 1.0074 | 0.93886 | 1.1023 | 1.0074 | 0.93886 | 0.60206 | -126.7844 | 122.1107 | 0.60206 | -126.7844 | 122.1107
Line17_5_19 | 0.010777 | 0.11077 | 0.10056 | 0.010777 | 0.11077 | 0.10056 | 0.0024887 | 0.025582 | 0.023223 | 0.0024887 | 0.025582 | 0.023223 | -0.0027086 | -0.023193 | 0.0010753 | 0.0027097 | 0.023316 | -0.00097418 | 0.00043437 | -0.011195 | -0.021767 | -0.00043204 | 0.01144 | 0.02197 | -170.2945 | 27.4357 | -150.6941 | 9.7055 | -152.5643 | 29.3059 | 1.1022 | 1.0067 | 0.93845 | 1.1026 | 1.0152 | 0.94694 | 0.59466 | -126.7983 | 122.134 | 0.64638 | -126.4284 | 121.8449
Line1_1_3 | 0.00706 | 0.093578 | 0.086703 | 0.00706 | 0.093578 | 0.086703 | 0.0016304 | 0.021611 | 0.020023 | 0.0016304 | 0.021611 | 0.020023 | -0.0017185 | -0.019904 | 0.00041143 | 0.001719 | 0.019992 | -0.00033626 | 0.0005239 | -0.0083197 | -0.018616 | -0.00052291 | 0.0084948 | 0.018767 | -162.5031 | 30.1411 | -148.8376 | 17.4969 | -149.8589 | 31.1624 | 1.1019 | 0.99824 | 0.92998 | 1.102 | 1.0051 | 0.93741 | 0.5429 | -127.1745 | 122.4284 | 0.57794 | -126.8374 | 122.1889
Line2_1_4 | 0.012529 | 0.11791 | 0.10618 | 0.012529 | 0.11791 | 0.10618 | 0.0028933 | 0.02723 | 0.024521 | 0.0028933 | 0.02723 | 0.024521 | -0.0031689 | -0.024325 | 0.0015342 | 0.0031705 | 0.024464 | -0.0014215 | 0.00035102 | -0.012132 | -0.022752 | -0.00034788 | 0.01241 | 0.022978 | -173.1361 | 26.3185 | -151.4293 | 6.8639 | -153.6815 | 28.5707 | 1.1019 | 0.99824 | 0.92998 | 1.1023 | 1.0074 | 0.93886 | 0.5429 | -127.1745 | 122.4284 | 0.60206 | -126.7844 | 122.1107
Line3_1_5 | 0.010777 | 0.11077 | 0.10056 | 0.010777 | 0.11077 | 0.10056 | 0.0024887 | 0.025582 | 0.023223 | 0.0024887 | 0.025582 | 0.023223 | -0.0027074 | -0.02307 | 0.0011764 | 0.0027086 | 0.023193 | -0.0010753 | 0.00043669 | -0.010949 | -0.021565 | -0.00043437 | 0.011195 | 0.021767 | -170.2946 | 27.4357 | -150.6941 | 9.7054 | -152.5643 | 29.3059 | 1.1019 | 0.99824 | 0.92998 | 1.1022 | 1.0067 | 0.93845 | 0.5429 | -127.1745 | 122.4284 | 0.59466 | -126.7983 | 122.134
Line4_2_6 | 0.071789 | 1.8931 | 1.9515 | 0.071789 | 1.8931 | 1.9515 | 0.016579 | 0.4372 | 0.45069 | 0.016579 | 0.4372 | 0.45069 | -0.017884 | 0.3473 | -0.10698 | 0.017936 | -0.31146 | 0.14506 | -0.004071 | 0.13732 | 0.33726 | 0.0041741 | -0.065643 | -0.26109 | 167.9984 | -155.7873 | 22.9674 | -12.0016 | 24.2127 | -157.0326 | 1.1063 | 0.8542 | 0.78506 | 1.1108 | 0.72803 | 0.66273 | 0.82223 | -134.2131 | 130.5667 | 1.0993 | -143.8857 | 142.0246
Line5_6_7 | 0.071789 | 1.8931 | 1.9515 | 0.071789 | 1.8931 | 1.9515 | 0.016579 | 0.4372 | 0.45069 | 0.016579 | 0.4372 | 0.45069 | -0.017936 | 0.31146 | -0.14506 | 0.017987 | -0.27562 | 0.18315 | -0.0041741 | 0.065643 | 0.26109 | 0.0042772 | 0.0060371 | -0.18492 | 167.9984 | -155.7873 | 22.9674 | -12.0016 | 24.2127 | -157.0326 | 1.1108 | 0.72803 | 0.66273 | 1.1152 | 0.63056 | 0.57749 | 1.0993 | -143.8857 | 142.0246 | 1.3742 | -157.0421 | 157.6919
Line6_7_8 | 0 | 2.414 | 2.414 | 0 | 2.414 | 2.414 | 0 | 0.55748 | 0.55748 | 0 | 0.55748 | 0.55748 | 1.9036e-10 | 0.35129 | -0.23475 | -1.9036e-10 | -0.29302 | 0.29302 | -3.2362e-10 | 0.012775 | 0.22031 | 3.2362e-10 | 0.10377 | -0.10377 | 0 | -159.1248 | 20.8752 | 0 | 20.8752 | -159.1248 | 1.1152 | 0.63056 | 0.57749 | 1.1152 | 0.5576 | 0.5576 | 1.3742 | -157.0421 | 157.6919 | 1.3742 | -178.6258 | -178.6258
Line7_8_9 | 0 | 0 | 0 | 0 | 0 | 0 | 0 | 0 | 0 | 0 | 0 | 0 | 6.3452e-11 | -3.0848e-11 | 6.2574e-11 | -6.3452e-11 | 3.0848e-11 | -6.2574e-11 | -1.0787e-10 | 1.9202e-09 | -1.9741e-09 | 1.0787e-10 | -1.9202e-09 | 1.9741e-09 | 0 | 0 | 0 | 0 | 0 | 0 | 1.1152 | 0.5576 | 0.5576 | 1.1152 | 0.5576 | 0.5576 | 1.3742 | -178.6258 | -178.6258 | 1.3742 | -178.6258 | -178.6258
Line8_8_10 | 0 | 0 | 0 | 0 | 0 | 0 | 0 | 0 | 0 | 0 | 0 | 0 | 6.3452e-11 | -3.0848e-11 | 6.2574e-11 | -6.3452e-11 | 3.0848e-11 | -6.2574e-11 | -1.0787e-10 | 1.9202e-09 | -1.9741e-09 | 1.0787e-10 | -1.9202e-09 | 1.9741e-09 | 0 | 0 | 0 | 0 | 0 | 0 | 1.1152 | 0.5576 | 0.5576 | 1.1152 | 0.5576 | 0.5576 | 1.3742 | -178.6258 | -178.6258 | 1.3742 | -178.6258 | -178.6258
Line9_3_11 | 0.00706 | 0.093578 | 0.086703 | 0.00706 | 0.093578 | 0.086703 | 0.0016304 | 0.021611 | 0.020023 | 0.0016304 | 0.021611 | 0.020023 | -0.001719 | -0.019992 | 0.00033626 | 0.0017195 | 0.020079 | -0.00026108 | 0.00052291 | -0.0084948 | -0.018767 | -0.00052191 | 0.0086699 | 0.018917 | -162.5031 | 30.1411 | -148.8376 | 17.4969 | -149.8589 | 31.1624 | 1.102 | 1.0051 | 0.93741 | 1.1022 | 1.012 | 0.94486 | 0.57794 | -126.8374 | 122.1889 | 0.61298 | -126.5048 | 121.9531

## LL_max_fault_6
name | pf_ikss_a_from_ka | pf_ikss_b_from_ka | pf_ikss_c_from_ka | pf_ikss_a_to_ka | pf_ikss_b_to_ka | pf_ikss_c_to_ka | pf_skss_a_from_mw | pf_skss_b_from_mw | pf_skss_c_from_mw | pf_skss_a_to_mw | pf_skss_b_to_mw | pf_skss_c_to_mw | pf_p_a_from_mw | pf_p_b_from_mw | pf_p_c_from_mw | pf_p_a_to_mw | pf_p_b_to_mw | pf_p_c_to_mw | pf_q_a_from_mvar | pf_q_b_from_mvar | pf_q_c_from_mvar | pf_q_a_to_mvar | pf_q_b_to_mvar | pf_q_c_to_mvar | pf_ikss_a_from_degree | pf_ikss_b_from_degree | pf_ikss_c_from_degree | pf_ikss_a_to_degree | pf_ikss_b_to_degree | pf_ikss_c_to_degree | pf_vm_a_from_pu | pf_vm_b_from_pu | pf_vm_c_from_pu | pf_vm_a_to_pu | pf_vm_b_to_pu | pf_vm_c_to_pu | pf_va_a_from_degree | pf_va_b_from_degree | pf_va_c_from_degree | pf_va_a_to_degree | pf_va_b_to_degree | pf_va_c_to_degree
Line0_1_2 | 0.0017664 | 0.045163 | 0.046599 | 0.0017664 | 0.045163 | 0.046599 | 0.00040792 | 0.01043 | 0.010762 | 0.00040792 | 0.01043 | 0.010762 | -0.00041952 | 0.010704 | 0.0032254 | 0.00041955 | -0.010684 | -0.0032036 | 8.6242e-05 | 0.0022576 | 0.010785 | -8.6179e-05 | -0.0022168 | -0.010742 | -168.3704 | -132.1066 | 46.6087 | 11.6296 | 47.8934 | -133.3913 | 1.0499 | 1.0489 | 1.0461 | 1.05 | 1.0461 | 1.0416 | 0.01303 | -120.197 | 119.9595 | 0.022047 | -120.3845 | 120.0022
Line10_11_12 | 0.00016174 | 0.0022083 | 0.0020504 | 0.00016174 | 0.0022083 | 0.0020504 | 3.7353e-05 | 0.00050999 | 0.00047351 | 3.7353e-05 | 0.00050999 | 0.00047351 | -2.9142e-05 | -0.00053225 | -0.00020912 | 2.9143e-05 | 0.0005323 | 0.00020916 | 2.6245e-05 | -5.4419e-05 | -0.00044922 | -2.6244e-05 | 5.4516e-05 | 0.0004493 | -137.9798 | 53.9849 | -125.0781 | 42.0202 | -126.0151 | 54.9219 | 1.0499 | 1.0491 | 1.0465 | 1.0499 | 1.0492 | 1.0467 | 0.014678 | -120.1773 | 119.9589 | 0.015502 | -120.1675 | 119.9586
Line11_12_13 | 0.00016174 | 0.0022083 | 0.0020504 | 0.00016174 | 0.0022083 | 0.0020504 | 3.7353e-05 | 0.00050999 | 0.00047351 | 3.7353e-05 | 0.00050999 | 0.00047351 | -2.9143e-05 | -0.0005323 | -0.00020916 | 2.9143e-05 | 0.00053234 | 0.00020921 | 2.6244e-05 | -5.4516e-05 | -0.0004493 | -2.6244e-05 | 5.4614e-05 | 0.00044939 | -137.9798 | 53.9849 | -125.0781 | 42.0202 | -126.0151 | 54.9219 | 1.0499 | 1.0492 | 1.0467 | 1.0499 | 1.0493 | 1.0469 | 0.015502 | -120.1675 | 119.9586 | 0.016325 | -120.1576 | 119.9583
Line12_13_15 | 0 | 0 | 0 | 0 | 0 | 0 | 0 | 0 | 0 | 0 | 0 | 0 | -8.437e-13 | -7.8341e-12 | -3.6136e-11 | 8.437e-13 | 7.8341e-12 | 3.6136e-11 | -3.4553e-12 | 3.3337e-11 | 8.8041e-12 | 3.4553e-12 | -3.3337e-11 | -8.8041e-12 | 0 | 0 | 0 | 0 | 0 | 0 | 1.0499 | 1.0493 | 1.0469 | 1.0499 | 1.0493 | 1.0469 | 0.016325 | -120.1576 | 119.9583 | 0.016325 | -120.1576 | 119.9583
Line13_13_14 | 0.00016174 | 0.0022083 | 0.0020504 | 0.00016174 | 0.0022083 | 0.0020504 | 3.7353e-05 | 0.00050999 | 0.00047351 | 3.7353e-05 | 0.00050999 | 0.00047351 | -2.9143e-05 | -0.00053234 | -0.00020921 | 2.9143e-05 | 0.00053239 | 0.00020925 | 2.6244e-05 | -5.4614e-05 | -0.00044939 | -2.6243e-05 | 5.4711e-05 | 0.00044947 | -137.9798 | 53.9849 | -125.0781 | 42.0202 | -126.0151 | 54.9219 | 1.0499 | 1.0493 | 1.0469 | 1.0499 | 1.0494 | 1.0471 | 0.016325 | -120.1576 | 119.9583 | 0.017149 | -120.1477 | 119.958
Line14_15_16 | 0 | 0 | 0 | 0 | 0 | 0 | 0 | 0 | 0 | 0 | 0 | 0 | -5.6247e-13 | -5.2227e-12 | -2.4091e-11 | 5.6247e-13 | 5.2227e-12 | 2.4091e-11 | -2.3035e-12 | 2.2225e-11 | 5.8694e-12 | 2.3035e-12 | -2.2225e-11 | -5.8694e-12 | 0 | 0 | 0 | 0 | 0 | 0 | 1.0499 | 1.0493 | 1.0469 | 1.0499 | 1.0493 | 1.0469 | 0.016325 | -120.1576 | 119.9583 | 0.016325 | -120.1576 | 119.9583
Line15_16_17 | 0 | 0 | 0 | 0 | 0 | 0 | 0 | 0 | 0 | 0 | 0 | 0 | -2.8123e-13 | -2.6114e-12 | -1.2045e-11 | 2.8123e-13 | 2.6114e-12 | 1.2045e-11 | -1.1518e-12 | 1.1112e-11 | 2.9347e-12 | 1.1518e-12 | -1.1112e-11 | -2.9347e-12 | 0 | 0 | 0 | 0 | 0 | 0 | 1.0499 | 1.0493 | 1.0469 | 1.0499 | 1.0493 | 1.0469 | 0.016325 | -120.1576 | 119.9583 | 0.016325 | -120.1576 | 119.9583
Line16_4_18 | 0 | 0 | 0 | 0 | 0 | 0 | 0 | 0 | 0 | 0 | 0 | 0 | -2.2515e-13 | -3.7479e-12 | -1.4147e-11 | 2.2515e-13 | 3.7479e-12 | 1.4147e-11 | -1.029e-12 | 1.3046e-11 | 2.9183e-12 | 1.029e-12 | -1.3046e-11 | -2.9183e-12 | 0 | 0 | 0 | 0 | 0 | 0 | 1.0499 | 1.049 | 1.0463 | 1.0499 | 1.049 | 1.0463 | 0.014585 | -120.1851 | 119.9585 | 0.014585 | -120.1851 | 119.9585
Line17_5_19 | 0.00025189 | 0.0026313 | 0.0023921 | 0.00025189 | 0.0026313 | 0.0023921 | 5.8172e-05 | 0.00060768 | 0.00055244 | 5.8172e-05 | 0.00060768 | 0.00055244 | -5.077e-05 | -0.00063026 | -0.00022626 | 5.077e-05 | 0.00063033 | 0.00022631 | 3.3953e-05 | -9.5513e-05 | -0.0005319 | -3.3952e-05 | 9.5651e-05 | 0.00053201 | -146.2126 | 51.197 | -126.9976 | 33.7874 | -128.803 | 53.0024 | 1.0499 | 1.049 | 1.0463 | 1.0499 | 1.0492 | 1.0465 | 0.014351 | -120.1857 | 119.9587 | 0.015671 | -120.1743 | 119.9579
Line1_1_3 | 0.00016174 | 0.0022083 | 0.0020504 | 0.00016174 | 0.0022083 | 0.0020504 | 3.7353e-05 | 0.00050999 | 0.00047351 | 3.7353e-05 | 0.00050999 | 0.00047351 | -2.9142e-05 | -0.00053215 | -0.00020904 | 2.9142e-05 | 0.0005322 | 0.00020908 | 2.6246e-05 | -5.4223e-05 | -0.00044905 | -2.6245e-05 | 5.4321e-05 | 0.00044914 | -137.9798 | 53.9849 | -125.0781 | 42.0202 | -126.0151 | 54.9219 | 1.0499 | 1.0489 | 1.0461 | 1.0499 | 1.049 | 1.0463 | 0.01303 | -120.197 | 119.9595 | 0.013854 | -120.1872 | 119.9592
Line2_1_4 | 0.00029503 | 0.0028085 | 0.0025318 | 0.00029503 | 0.0028085 | 0.0025318 | 6.8133e-05 | 0.00064859 | 0.0005847 | 6.8133e-05 | 0.00064859 | 0.0005847 | -6.146e-05 | -0.00067042 | -0.00023186 | 6.1461e-05 | 0.0006705 | 0.00023193 | 3.6607e-05 | -0.00011541 | -0.00056598 | -3.6605e-05 | 0.00011557 | 0.00056611 | -149.2079 | 50.0356 | -127.7634 | 30.7921 | -129.9644 | 52.2366 | 1.0499 | 1.0489 | 1.0461 | 1.0499 | 1.049 | 1.0463 | 0.01303 | -120.197 | 119.9595 | 0.014585 | -120.1851 | 119.9585
Line3_1_5 | 0.00025189 | 0.0026313 | 0.0023921 | 0.00025189 | 0.0026313 | 0.0023921 | 5.8172e-05 | 0.00060768 | 0.00055244 | 5.8172e-05 | 0.00060768 | 0.00055244 | -5.0769e-05 | -0.00063019 | -0.0002262 | 5.077e-05 | 0.00063026 | 0.00022626 | 3.3954e-05 | -9.5374e-05 | -0.00053178 | -3.3953e-05 | 9.5513e-05 | 0.0005319 | -146.2126 | 51.197 | -126.9976 | 33.7874 | -128.803 | 53.0024 | 1.0499 | 1.0489 | 1.0461 | 1.0499 | 1.049 | 1.0463 | 0.01303 | -120.197 | 119.9595 | 0.014351 | -120.1857 | 119.9587
Line4_2_6 | 0.0017664 | 0.045163 | 0.046599 | 0.0017664 | 0.045163 | 0.046599 | 0.00040792 | 0.01043 | 0.010762 | 0.00040792 | 0.01043 | 0.010762 | -0.00041955 | 0.010684 | 0.0032036 | 0.00041958 | -0.010663 | -0.0031819 | 8.6179e-05 | 0.0022168 | 0.010742 | -8.6117e-05 | -0.002176 | -0.010699 | -168.3704 | -132.1066 | 46.6087 | 11.6296 | 47.8934 | -133.3913 | 1.05 | 1.0461 | 1.0416 | 1.05 | 1.0434 | 1.0372 | 0.022047 | -120.3845 | 120.0022 | 0.031063 | -120.573 | 120.0453
Line5_6_7 | 0.0017664 | 0.045163 | 0.046599 | 0.0017664 | 0.045163 | 0.046599 | 0.00040792 | 0.01043 | 0.010762 | 0.00040792 | 0.01043 | 0.010762 | -0.00041958 | 0.010663 | 0.0031819 | 0.00041962 | -0.010643 | -0.0031602 | 8.6117e-05 | 0.002176 | 0.010699 | -8.6055e-05 | -0.0021352 | -0.010655 | -168.3704 | -132.1066 | 46.6087 | 11.6296 | 47.8934 | -133.3913 | 1.05 | 1.0434 | 1.0372 | 1.0501 | 1.0407 | 1.0327 | 0.031063 | -120.573 | 120.0453 | 0.040078 | -120.7625 | 120.0888
Line6_7_8 | 0 | 0.058046 | 0.058046 | 0 | 0.058046 | 0.058046 | 0 | 0.013405 | 0.013405 | 0 | 0.013405 | 0.013405 | 8.8139e-13 | 0.013487 | 0.0034266 | -8.8139e-13 | -0.013454 | -0.0033929 | -8.4838e-12 | 0.0035681 | 0.013413 | 8.4838e-12 | -0.0035007 | -0.013346 | 0 | -135.5807 | 44.4193 | 0 | 44.4193 | -135.5807 | 1.0501 | 1.0407 | 1.0327 | 1.0501 | 1.037 | 1.0272 | 0.040078 | -120.7625 | 120.0888 | 0.040078 | -120.9954 | 120.1552
Line7_8_9 | 0 | 0 | 0 | 0 | 0 | 0 | 0 | 0 | 0 | 0 | 0 | 0 | 2.938e-13 | -4.8675e-11 | -8.5694e-11 | -2.9381e-13 | 4.8675e-11 | 8.5694e-11 | -2.8279e-12 | 6.9363e-11 | -1.0716e-11 | 2.8279e-12 | -6.9363e-11 | 1.0716e-11 | 0 | 0 | 0 | 0 | 0 | 0 | 1.0501 | 1.037 | 1.0272 | 1.0501 | 1.037 | 1.0272 | 0.040078 | -120.9954 | 120.1552 | 0.040078 | -120.9954 | 120.1552
Line8_8_10 | 0 | 0 | 0 | 0 | 0 | 0 | 0 | 0 | 0 | 0 | 0 | 0 | 2.938e-13 | -4.8675e-11 | -8.5694e-11 | -2.938e-13 | 4.8675e-11 | 8.5694e-11 | -2.8279e-12 | 6.9363e-11 | -1.0716e-11 | 2.8279e-12 | -6.9363e-11 | 1.0716e-11 | 0 | 0 | 0 | 0 | 0 | 0 | 1.0501 | 1.037 | 1.0272 | 1.0501 | 1.037 | 1.0272 | 0.040078 | -120.9954 | 120.1552 | 0.040078 | -120.9954 | 120.1552
Line9_3_11 | 0.00016174 | 0.0022083 | 0.0020504 | 0.00016174 | 0.0022083 | 0.0020504 | 3.7353e-05 | 0.00050999 | 0.00047351 | 3.7353e-05 | 0.00050999 | 0.00047351 | -2.9142e-05 | -0.0005322 | -0.00020908 | 2.9142e-05 | 0.00053225 | 0.00020912 | 2.6245e-05 | -5.4321e-05 | -0.00044914 | -2.6245e-05 | 5.4419e-05 | 0.00044922 | -137.9798 | 53.9849 | -125.0781 | 42.0202 | -126.0151 | 54.9219 | 1.0499 | 1.049 | 1.0463 | 1.0499 | 1.0491 | 1.0465 | 0.013854 | -120.1872 | 119.9592 | 0.014678 | -120.1773 | 119.9589

## LL_max_fault_10
name | pf_ikss_a_from_ka | pf_ikss_b_from_ka | pf_ikss_c_from_ka | pf_ikss_a_to_ka | pf_ikss_b_to_ka | pf_ikss_c_to_ka | pf_skss_a_from_mw | pf_skss_b_from_mw | pf_skss_c_from_mw | pf_skss_a_to_mw | pf_skss_b_to_mw | pf_skss_c_to_mw | pf_p_a_from_mw | pf_p_b_from_mw | pf_p_c_from_mw | pf_p_a_to_mw | pf_p_b_to_mw | pf_p_c_to_mw | pf_q_a_from_mvar | pf_q_b_from_mvar | pf_q_c_from_mvar | pf_q_a_to_mvar | pf_q_b_to_mvar | pf_q_c_to_mvar | pf_ikss_a_from_degree | pf_ikss_b_from_degree | pf_ikss_c_from_degree | pf_ikss_a_to_degree | pf_ikss_b_to_degree | pf_ikss_c_to_degree | pf_vm_a_from_pu | pf_vm_b_from_pu | pf_vm_c_from_pu | pf_vm_a_to_pu | pf_vm_b_to_pu | pf_vm_c_to_pu | pf_va_a_from_degree | pf_va_b_from_degree | pf_va_c_from_degree | pf_va_a_to_degree | pf_va_b_to_degree | pf_va_c_to_degree
Line0_1_2 | 0.0018079 | 0.047676 | 0.049146 | 0.0018079 | 0.047676 | 0.049146 | 0.00041752 | 0.01101 | 0.01135 | 0.00041752 | 0.01101 | 0.01135 | -0.00044999 | 0.011831 | 0.0035412 | 0.00045002 | -0.011808 | -0.003517 | 9.1714e-05 | 0.0025244 | 0.011921 | -9.1649e-05 | -0.002479 | -0.011872 | -168.4666 | -132.2522 | 46.5024 | 11.5334 | 47.7478 | -133.4976 | 1.0999 | 1.0987 | 1.0957 | 1.1 | 1.0959 | 1.091 | 0.013542 | -120.2076 | 119.9577 | 0.022348 | -120.3962 | 120.0012
Line10_11_12 | 0.0001778 | 0.0023566 | 0.0021835 | 0.0001778 | 0.0023566 | 0.0021835 | 4.106e-05 | 0.00054424 | 0.00050425 | 4.106e-05 | 0.00054424 | 0.00050425 | -3.4076e-05 | -0.00059468 | -0.00023131 | 3.4077e-05 | 0.00059473 | 0.00023136 | 2.964e-05 | -6.3934e-05 | -0.00050197 | -2.9639e-05 | 6.4045e-05 | 0.00050207 | -138.9681 | 53.6761 | -125.3026 | 41.0319 | -126.3239 | 54.6974 | 1.0999 | 1.099 | 1.0961 | 1.0999 | 1.0991 | 1.0963 | 0.015279 | -120.1875 | 119.957 | 0.016147 | -120.1775 | 119.9567
Line11_12_13 | 0.0001778 | 0.0023566 | 0.0021835 | 0.0001778 | 0.0023566 | 0.0021835 | 4.106e-05 | 0.00054424 | 0.00050425 | 4.106e-05 | 0.00054424 | 0.00050425 | -3.4077e-05 | -0.00059473 | -0.00023136 | 3.4077e-05 | 0.00059479 | 0.0002314 | 2.9639e-05 | -6.4045e-05 | -0.00050207 | -2.9638e-05 | 6.4156e-05 | 0.00050216 | -138.9681 | 53.6761 | -125.3026 | 41.0319 | -126.3239 | 54.6974 | 1.0999 | 1.0991 | 1.0963 | 1.0999 | 1.0992 | 1.0965 | 0.016147 | -120.1775 | 119.9567 | 0.017016 | -120.1675 | 119.9563
Line12_13_15 | 0 | 0 | 0 | 0 | 0 | 0 | 0 | 0 | 0 | 0 | 0 | 0 | -9.521e-13 | -9.3242e-12 | -4.2159e-11 | 9.521e-13 | 9.3243e-12 | 4.2159e-11 | -3.9525e-12 | 3.8889e-11 | 1.0115e-11 | 3.9525e-12 | -3.8889e-11 | -1.0115e-11 | 0 | 0 | 0 | 0 | 0 | 0 | 1.0999 | 1.0992 | 1.0965 | 1.0999 | 1.0992 | 1.0965 | 0.017016 | -120.1675 | 119.9563 | 0.017016 | -120.1675 | 119.9563
Line13_13_14 | 0.0001778 | 0.0023566 | 0.0021835 | 0.0001778 | 0.0023566 | 0.0021835 | 4.106e-05 | 0.00054424 | 0.00050425 | 4.106e-05 | 0.00054424 | 0.00050425 | -3.4077e-05 | -0.00059479 | -0.0002314 | 3.4077e-05 | 0.00059484 | 0.00023145 | 2.9638e-05 | -6.4156e-05 | -0.00050216 | -2.9638e-05 | 6.4267e-05 | 0.00050226 | -138.9681 | 53.6761 | -125.3026 | 41.0319 | -126.3239 | 54.6974 | 1.0999 | 1.0992 | 1.0965 | 1.0999 | 1.0993 | 1.0967 | 0.017016 | -120.1675 | 119.9563 | 0.017884 | -120.1575 | 119.956
Line14_15_16 | 0 | 0 | 0 | 0 | 0 | 0 | 0 | 0 | 0 | 0 | 0 | 0 | -6.3473e-13 | -6.2162e-12 | -2.8106e-11 | 6.3473e-13 | 6.2162e-12 | 2.8106e-11 | -2.635e-12 | 2.5926e-11 | 6.743e-12 | 2.635e-12 | -2.5926e-11 | -6.743e-12 | 0 | 0 | 0 | 0 | 0 | 0 | 1.0999 | 1.0992 | 1.0965 | 1.0999 | 1.0992 | 1.0965 | 0.017016 | -120.1675 | 119.9563 | 0.017016 | -120.1675 | 119.9563
Line15_16_17 | 0 | 0 | 0 | 0 | 0 | 0 | 0 | 0 | 0 | 0 | 0 | 0 | -3.1737e-13 | -3.1081e-12 | -1.4053e-11 | 3.1737e-13 | 3.1081e-12 | 1.4053e-11 | -1.3175e-12 | 1.2963e-11 | 3.3715e-12 | 1.3175e-12 | -1.2963e-11 | -3.3715e-12 | 0 | 0 | 0 | 0 | 0 | 0 | 1.0999 | 1.0992 | 1.0965 | 1.0999 | 1.0992 | 1.0965 | 0.017016 | -120.1675 | 119.9563 | 0.017016 | -120.1675 | 119.9563
Line16_4_18 | 0 | 0 | 0 | 0 | 0 | 0 | 0 | 0 | 0 | 0 | 0 | 0 | -2.5631e-13 | -4.3979e-12 | -1.6404e-11 | 2.5631e-13 | 4.3979e-12 | 1.6404e-11 | -1.1715e-12 | 1.5125e-11 | 3.3416e-12 | 1.1715e-12 | -1.5125e-11 | -3.3416e-12 | 0 | 0 | 0 | 0 | 0 | 0 | 1.0999 | 1.0989 | 1.0959 | 1.0999 | 1.0989 | 1.0959 | 0.01513 | -120.1955 | 119.9567 | 0.01513 | -120.1955 | 119.9567
Line17_5_19 | 0.00027139 | 0.0027896 | 0.0025325 | 0.00027139 | 0.0027896 | 0.0025325 | 6.2675e-05 | 0.00064423 | 0.00058485 | 6.2675e-05 | 0.00064423 | 0.00058485 | -5.7668e-05 | -0.00069954 | -0.00024924 | 5.7669e-05 | 0.00069962 | 0.0002493 | 3.7774e-05 | -0.00010871 | -0.00059049 | -3.7772e-05 | 0.00010887 | 0.00059062 | -146.7595 | 50.9708 | -127.159 | 33.2405 | -129.0292 | 52.841 | 1.0999 | 1.0989 | 1.0959 | 1.0999 | 1.099 | 1.0961 | 0.014902 | -120.1961 | 119.9569 | 0.016261 | -120.1846 | 119.9561
Line1_1_3 | 0.0001778 | 0.0023566 | 0.0021835 | 0.0001778 | 0.0023566 | 0.0021835 | 4.106e-05 | 0.00054424 | 0.00050425 | 4.106e-05 | 0.00054424 | 0.00050425 | -3.4076e-05 | -0.00059456 | -0.00023121 | 3.4076e-05 | 0.00059462 | 0.00023126 | 2.9641e-05 | -6.3712e-05 | -0.00050178 | -2.964e-05 | 6.3823e-05 | 0.00050187 | -138.9681 | 53.6761 | -125.3026 | 41.0319 | -126.3239 | 54.6974 | 1.0999 | 1.0987 | 1.0957 | 1.0999 | 1.0989 | 1.0959 | 0.013542 | -120.2076 | 119.9577 | 0.014411 | -120.1976 | 119.9574
Line2_1_4 | 0.00031551 | 0.0029694 | 0.0026739 | 0.00031551 | 0.0029694 | 0.0026739 | 7.2864e-05 | 0.00068575 | 0.00061752 | 7.2864e-05 | 0.00068575 | 0.00061752 | -6.9138e-05 | -0.00074214 | -0.00025508 | 6.9139e-05 | 0.00074223 | 0.00025515 | 4.0539e-05 | -0.00013004 | -0.00062667 | -4.0537e-05 | 0.00013022 | 0.00062681 | -149.6011 | 49.8535 | -127.8942 | 30.3989 | -130.1465 | 52.1058 | 1.0999 | 1.0987 | 1.0957 | 1.0999 | 1.0989 | 1.0959 | 0.013542 | -120.2076 | 119.9577 | 0.01513 | -120.1955 | 119.9567
Line3_1_5 | 0.00027139 | 0.0027896 | 0.0025325 | 0.00027139 | 0.0027896 | 0.0025325 | 6.2675e-05 | 0.00064423 | 0.00058485 | 6.2675e-05 | 0.00064423 | 0.00058485 | -5.7667e-05 | -0.00069947 | -0.00024918 | 5.7668e-05 | 0.00069954 | 0.00024924 | 3.7775e-05 | -0.00010855 | -0.00059036 | -3.7774e-05 | 0.00010871 | 0.00059049 | -146.7595 | 50.9708 | -127.159 | 33.2405 | -129.0292 | 52.841 | 1.0999 | 1.0987 | 1.0957 | 1.0999 | 1.0989 | 1.0959 | 0.013542 | -120.2076 | 119.9577 | 0.014902 | -120.1961 | 119.9569
Line4_2_6 | 0.0018079 | 0.047676 | 0.049146 | 0.0018079 | 0.047676 | 0.049146 | 0.00041752 | 0.01101 | 0.01135 | 0.00041752 | 0.01101 | 0.01135 | -0.00045002 | 0.011808 | 0.003517 | 0.00045006 | -0.011786 | -0.0034929 | 9.1649e-05 | 0.002479 | 0.011872 | -9.1584e-05 | -0.0024335 | -0.011824 | -168.4666 | -132.2522 | 46.5024 | 11.5334 | 47.7478 | -133.4976 | 1.1 | 1.0959 | 1.091 | 1.1 | 1.093 | 1.0863 | 0.022348 | -120.3962 | 120.0012 | 0.031152 | -120.5858 | 120.0451
Line5_6_7 | 0.0018079 | 0.047676 | 0.049146 | 0.0018079 | 0.047676 | 0.049146 | 0.00041752 | 0.01101 | 0.01135 | 0.00041752 | 0.01101 | 0.01135 | -0.00045006 | 0.011786 | 0.0034929 | 0.00045009 | -0.011763 | -0.0034687 | 9.1584e-05 | 0.0024335 | 0.011824 | -9.1518e-05 | -0.002388 | -0.011776 | -168.4666 | -132.2522 | 46.5024 | 11.5334 | 47.7478 | -133.4976 | 1.1 | 1.093 | 1.0863 | 1.1001 | 1.0901 | 1.0816 | 0.031152 | -120.5858 | 120.0451 | 0.039956 | -120.7763 | 120.0893
Line6_7_8 | 0 | 0.060792 | 0.060792 | 0 | 0.060792 | 0.060792 | 0 | 0.014039 | 0.014039 | 0 | 0.014039 | 0.014039 | 9.0935e-13 | 0.014796 | 0.003756 | -9.0936e-13 | -0.014759 | -0.0037191 | -9.2826e-12 | 0.003913 | 0.014713 | 9.2826e-12 | -0.0038391 | -0.014639 | 0 | -135.5898 | 44.4102 | 0 | 44.4102 | -135.5898 | 1.1001 | 1.0901 | 1.0816 | 1.1001 | 1.0863 | 1.0759 | 0.039956 | -120.7763 | 120.0893 | 0.039956 | -121.0093 | 120.1558
Line7_8_9 | 0 | 0 | 0 | 0 | 0 | 0 | 0 | 0 | 0 | 0 | 0 | 0 | 3.0311e-13 | -5.4042e-11 | -9.5241e-11 | -3.0311e-13 | 5.4042e-11 | 9.5241e-11 | -3.0942e-12 | 7.7174e-11 | -1.1799e-11 | 3.0942e-12 | -7.7174e-11 | 1.1799e-11 | 0 | 0 | 0 | 0 | 0 | 0 | 1.1001 | 1.0863 | 1.0759 | 1.1001 | 1.0863 | 1.0759 | 0.039956 | -121.0093 | 120.1558 | 0.039956 | -121.0093 | 120.1558
Line8_8_10 | 0 | 0 | 0 | 0 | 0 | 0 | 0 | 0 | 0 | 0 | 0 | 0 | 3.0312e-13 | -5.4042e-11 | -9.5241e-11 | -3.0312e-13 | 5.4042e-11 | 9.5241e-11 | -3.0942e-12 | 7.7174e-11 | -1.1799e-11 | 3.0942e-12 | -7.7174e-11 | 1.1799e-11 | 0 | 0 | 0 | 0 | 0 | 0 | 1.1001 | 1.0863 | 1.0759 | 1.1001 | 1.0863 | 1.0759 | 0.039956 | -121.0093 | 120.1558 | 0.039956 | -121.0093 | 120.1558
Line9_3_11 | 0.0001778 | 0.0023566 | 0.0021835 | 0.0001778 | 0.0023566 | 0.0021835 | 4.106e-05 | 0.00054424 | 0.00050425 | 4.106e-05 | 0.00054424 | 0.00050425 | -3.4076e-05 | -0.00059462 | -0.00023126 | 3.4076e-05 | 0.00059468 | 0.00023131 | 2.964e-05 | -6.3823e-05 | -0.00050187 | -2.964e-05 | 6.3934e-05 | 0.00050197 | -138.9681 | 53.6761 | -125.3026 | 41.0319 | -126.3239 | 54.6974 | 1.0999 | 1.0989 | 1.0959 | 1.0999 | 1.099 | 1.0961 | 0.014411 | -120.1976 | 119.9574 | 0.015279 | -120.1875 | 119.957

## LL_min_6
name | pf_ikss_a_from_ka | pf_ikss_b_from_ka | pf_ikss_c_from_ka | pf_ikss_a_to_ka | pf_ikss_b_to_ka | pf_ikss_c_to_ka | pf_skss_a_from_mw | pf_skss_b_from_mw | pf_skss_c_from_mw | pf_skss_a_to_mw | pf_skss_b_to_mw | pf_skss_c_to_mw | pf_p_a_from_mw | pf_p_b_from_mw | pf_p_c_from_mw | pf_p_a_to_mw | pf_p_b_to_mw | pf_p_c_to_mw | pf_q_a_from_mvar | pf_q_b_from_mvar | pf_q_c_from_mvar | pf_q_a_to_mvar | pf_q_b_to_mvar | pf_q_c_to_mvar | pf_ikss_a_from_degree | pf_ikss_b_from_degree | pf_ikss_c_from_degree | pf_ikss_a_to_degree | pf_ikss_b_to_degree | pf_ikss_c_to_degree | pf_vm_a_from_pu | pf_vm_b_from_pu | pf_vm_c_from_pu | pf_vm_a_to_pu | pf_vm_b_to_pu | pf_vm_c_to_pu | pf_va_a_from_degree | pf_va_b_from_degree | pf_va_c_from_degree | pf_va_a_to_degree | pf_va_b_to_degree | pf_va_c_to_degree
Line0_1_2 | 0.001827 | 1.4537 | 1.4548 | 0.001827 | 1.4537 | 1.4548 | 0.00042193 | 0.33571 | 0.33598 | 0.00042193 | 0.33571 | 0.33598 | -0.00038935 | 0.28982 | 0.035582 | 0.00038941 | -0.24924 | 0.0050549 | -9.5328e-05 | 0.072735 | 0.26586 | 9.5394e-05 | -0.030471 | -0.22353 | 166.2612 | -142.7693 | 37.1748 | -13.7388 | 37.2307 | -142.8252 | 0.95003 | 0.89006 | 0.79836 | 0.95022 | 0.74796 | 0.66549 | 0.018766 | -128.6808 | 119.5518 | 0.025854 | -135.7991 | 128.4703
Line10_11_12 | 0.00041918 | 0.0024937 | 0.0021114 | 0.00041918 | 0.0024937 | 0.0021114 | 9.6805e-05 | 0.00057589 | 0.00048761 | 9.6805e-05 | 0.00057589 | 0.00048761 | -8.7758e-05 | -0.00050213 | -9.6592e-05 | 8.7761e-05 | 0.00050225 | 9.6678e-05 | 2.7522e-05 | -0.00010438 | -0.00037734 | -2.7519e-05 | 0.00010451 | 0.00037743 | -162.5636 | 39.5976 | -136.1076 | 17.4364 | -140.4024 | 43.8924 | 0.95008 | 0.89055 | 0.79881 | 0.9501 | 0.8908 | 0.79903 | 0.024202 | -128.659 | 119.5339 | 0.026919 | -128.6481 | 119.525
Line11_12_13 | 0.00041918 | 0.0024937 | 0.0021114 | 0.00041918 | 0.0024937 | 0.0021114 | 9.6805e-05 | 0.00057589 | 0.00048761 | 9.6805e-05 | 0.00057589 | 0.00048761 | -8.7761e-05 | -0.00050225 | -9.6678e-05 | 8.7765e-05 | 0.00050237 | 9.6763e-05 | 2.7519e-05 | -0.00010451 | -0.00037743 | -2.7515e-05 | 0.00010463 | 0.00037752 | -162.5636 | 39.5975 | -136.1077 | 17.4364 | -140.4025 | 43.8923 | 0.9501 | 0.8908 | 0.79903 | 0.95012 | 0.89105 | 0.79925 | 0.026919 | -128.6481 | 119.525 | 0.029637 | -128.6372 | 119.516
Line12_13_15 | 0 | 0 | 0 | 0 | 0 | 0 | 0 | 0 | 0 | 0 | 0 | 0 | 1.2766e-12 | -4.7222e-10 | -1.3251e-09 | -1.2766e-12 | 4.7222e-10 | 1.3251e-09 | -5.1358e-12 | 1.3984e-09 | 7.0549e-11 | 5.1358e-12 | -1.3984e-09 | -7.0549e-11 | 0 | 0 | 0 | 0 | 0 | 0 | 0.95012 | 0.89105 | 0.79925 | 0.95012 | 0.89105 | 0.79925 | 0.029637 | -128.6372 | 119.516 | 0.029637 | -128.6372 | 119.516
Line13_13_14 | 0.00041918 | 0.0024937 | 0.0021114 | 0.00041918 | 0.0024937 | 0.0021114 | 9.6805e-05 | 0.00057589 | 0.00048761 | 9.6805e-05 | 0.00057589 | 0.00048761 | -8.7765e-05 | -0.00050237 | -9.6761e-05 | 8.7768e-05 | 0.00050249 | 9.6847e-05 | 2.7515e-05 | -0.00010463 | -0.00037752 | -2.7512e-05 | 0.00010476 | 0.00037761 | -162.5636 | 39.5973 | -136.1079 | 17.4364 | -140.4027 | 43.8921 | 0.95012 | 0.89105 | 0.79925 | 0.95014 | 0.89129 | 0.79947 | 0.029637 | -128.6372 | 119.516 | 0.032355 | -128.6264 | 119.5071
Line14_15_16 | 0 | 0 | 0 | 0 | 0 | 0 | 0 | 0 | 0 | 0 | 0 | 0 | 8.5106e-13 | -3.1481e-10 | -8.8338e-10 | -8.5106e-13 | 3.1481e-10 | 8.8338e-10 | -3.4239e-12 | 9.3225e-10 | 4.7033e-11 | 3.4238e-12 | -9.3225e-10 | -4.7033e-11 | 0 | 0 | 0 | 0 | 0 | 0 | 0.95012 | 0.89105 | 0.79925 | 0.95012 | 0.89105 | 0.79925 | 0.029637 | -128.6372 | 119.516 | 0.029637 | -128.6372 | 119.516
Line15_16_17 | 0 | 0 | 0 | 0 | 0 | 0 | 0 | 0 | 0 | 0 | 0 | 0 | 4.2555e-13 | -1.5741e-10 | -4.4169e-10 | -4.2555e-13 | 1.5741e-10 | 4.4169e-10 | -1.712e-12 | 4.6612e-10 | 2.3516e-11 | 1.7119e-12 | -4.6612e-10 | -2.3516e-11 | 0 | 0 | 0 | 0 | 0 | 0 | 0.95012 | 0.89105 | 0.79925 | 0.95012 | 0.89105 | 0.79925 | 0.029637 | -128.6372 | 119.516 | 0.029637 | -128.6372 | 119.516
Line16_4_18 | 0 | 0 | 0 | 0 | 0 | 0 | 0 | 0 | 0 | 0 | 0 | 0 | 1.9358e-13 | -1.5942e-10 | -4.4327e-10 | -1.9357e-13 | 1.5942e-10 | 4.4327e-10 | -1.2421e-12 | 4.6749e-10 | 2.2199e-11 | 1.2421e-12 | -4.6749e-10 | -2.2199e-11 | 0 | 0 | 0 | 0 | 0 | 0 | 0.95006 | 0.89031 | 0.79859 | 0.95006 | 0.89031 | 0.79859 | 0.021505 | -128.6699 | 119.5428 | 0.021505 | -128.6699 | 119.5428
Line17_5_19 | 0.00042299 | 0.0025055 | 0.0021203 | 0.00042299 | 0.0025055 | 0.0021203 | 9.7685e-05 | 0.00057863 | 0.00048967 | 9.7685e-05 | 0.00057863 | 0.00048967 | -8.8725e-05 | -0.00050403 | -9.5972e-05 | 8.8728e-05 | 0.00050416 | 9.6058e-05 | 2.7219e-05 | -0.00010646 | -0.00037909 | -2.7215e-05 | 0.00010659 | 0.00037918 | -162.9238 | 39.4034 | -136.2503 | 17.0762 | -140.5966 | 43.7497 | 0.95006 | 0.89031 | 0.79859 | 0.95008 | 0.89056 | 0.79881 | 0.0215 | -128.6699 | 119.5428 | 0.024234 | -128.659 | 119.5338
Line1_1_3 | 0.00041918 | 0.0024937 | 0.0021114 | 0.00041918 | 0.0024937 | 0.0021114 | 9.6805e-05 | 0.00057589 | 0.00048761 | 9.6805e-05 | 0.00057589 | 0.00048761 | -8.7751e-05 | -0.00050189 | -9.6422e-05 | 8.7755e-05 | 0.00050201 | 9.6508e-05 | 2.7529e-05 | -0.00010413 | -0.00037716 | -2.7526e-05 | 0.00010426 | 0.00037725 | -162.5636 | 39.5977 | -136.1075 | 17.4364 | -140.4023 | 43.8925 | 0.95003 | 0.89006 | 0.79836 | 0.95005 | 0.89031 | 0.79859 | 0.018766 | -128.6808 | 119.5518 | 0.021484 | -128.6699 | 119.5429
Line2_1_4 | 0.00042427 | 0.0025095 | 0.0021233 | 0.00042427 | 0.0025095 | 0.0021233 | 9.798e-05 | 0.00057954 | 0.00049036 | 9.798e-05 | 0.00057954 | 0.00049036 | -8.9047e-05 | -0.00050459 | -9.5706e-05 | 8.905e-05 | 0.00050471 | 9.5792e-05 | 2.7117e-05 | -0.00010708 | -0.00037961 | -2.7113e-05 | 0.0001072 | 0.0003797 | -163.0445 | 39.3384 | -136.2979 | 16.9555 | -140.6616 | 43.7021 | 0.95003 | 0.89006 | 0.79836 | 0.95006 | 0.89031 | 0.79859 | 0.018766 | -128.6808 | 119.5518 | 0.021505 | -128.6699 | 119.5428
Line3_1_5 | 0.00042299 | 0.0025055 | 0.0021203 | 0.00042299 | 0.0025055 | 0.0021203 | 9.7685e-05 | 0.00057863 | 0.00048967 | 9.7685e-05 | 0.00057863 | 0.00048967 | -8.8721e-05 | -0.00050391 | -9.5886e-05 | 8.8725e-05 | 0.00050403 | 9.5973e-05 | 2.7222e-05 | -0.00010634 | -0.000379 | -2.7219e-05 | 0.00010646 | 0.00037909 | -162.9238 | 39.4034 | -136.2502 | 17.0762 | -140.5966 | 43.7498 | 0.95003 | 0.89006 | 0.79836 | 0.95006 | 0.89031 | 0.79859 | 0.018766 | -128.6808 | 119.5518 | 0.0215 | -128.6699 | 119.5428
Line4_2_6 | 0.001827 | 1.4537 | 1.4548 | 0.001827 | 1.4537 | 1.4548 | 0.00042193 | 0.33571 | 0.33598 | 0.00042193 | 0.33571 | 0.33598 | -0.00038941 | 0.24924 | -0.0050549 | 0.00038948 | -0.20867 | 0.045692 | -9.5394e-05 | 0.030471 | 0.22353 | 9.5461e-05 | 0.011792 | -0.1812 | 166.2612 | -142.7693 | 37.1748 | -13.7388 | 37.2307 | -142.8252 | 0.95022 | 0.74796 | 0.66549 | 0.9504 | 0.62257 | 0.55621 | 0.025854 | -135.7991 | 128.4703 | 0.03294 | -146.0036 | 141.3276
Line5_6_7 | 0.001827 | 1.4537 | 1.4548 | 0.001827 | 1.4537 | 1.4548 | 0.00042193 | 0.33571 | 0.33598 | 0.00042193 | 0.33571 | 0.33598 | -0.00038948 | 0.20867 | -0.045692 | 0.00038954 | -0.1681 | 0.086329 | -9.5461e-05 | -0.011792 | 0.1812 | 9.5528e-05 | 0.054055 | -0.13887 | 166.2612 | -142.7693 | 37.1748 | -13.7388 | 37.2307 | -142.8252 | 0.9504 | 0.62257 | 0.55621 | 0.95059 | 0.52597 | 0.48669 | 0.03294 | -146.0036 | 141.3276 | 0.040023 | -160.5956 | 159.042
Line6_7_8 | 0 | 1.4631 | 1.4631 | 0 | 1.4631 | 1.4631 | 0 | 0.3379 | 0.3379 | 0 | 0.3379 | 0.3379 | 6.1512e-12 | 0.16938 | -0.087176 | -6.1512e-12 | -0.12828 | 0.12828 | -6.9389e-12 | -0.053813 | 0.13944 | 6.9389e-12 | 0.096628 | -0.096628 | 0 | -142.9703 | 37.0297 | 0 | 37.0297 | -142.9703 | 0.95059 | 0.52597 | 0.48669 | 0.95059 | 0.47529 | 0.47529 | 0.040023 | -160.5956 | 159.042 | 0.040023 | -179.96 | -179.96
Line7_8_9 | 0 | 0 | 0 | 0 | 0 | 0 | 0 | 0 | 0 | 0 | 0 | 0 | 2.0504e-12 | -4.8903e-13 | 1.5143e-12 | -2.0504e-12 | 4.8886e-13 | -1.5142e-12 | -2.313e-12 | 1.4332e-09 | -1.4344e-09 | 2.3129e-12 | -1.4332e-09 | 1.4344e-09 | 0 | 0 | 0 | 0 | 0 | 0 | 0.95059 | 0.47529 | 0.47529 | 0.95059 | 0.47529 | 0.47529 | 0.040023 | -179.96 | -179.96 | 0.040023 | -179.96 | -179.96
Line8_8_10 | 0 | 0 | 0 | 0 | 0 | 0 | 0 | 0 | 0 | 0 | 0 | 0 | 2.0504e-12 | -4.8917e-13 | 1.5143e-12 | -2.0503e-12 | 4.89e-13 | -1.5142e-12 | -2.3131e-12 | 1.4332e-09 | -1.4344e-09 | 2.3129e-12 | -1.4332e-09 | 1.4344e-09 | 0 | 0 | 0 | 0 | 0 | 0 | 0.95059 | 0.47529 | 0.47529 | 0.95059 | 0.47529 | 0.47529 | 0.040023 | -179.96 | -179.96 | 0.040023 | -179.96 | -179.96
Line9_3_11 | 0.00041918 | 0.0024937 | 0.0021114 | 0.00041918 | 0.0024937 | 0.0021114 | 9.6805e-05 | 0.00057589 | 0.00048761 | 9.6805e-05 | 0.00057589 | 0.00048761 | -8.7755e-05 | -0.00050201 | -9.6507e-05 | 8.7758e-05 | 0.00050213 | 9.6593e-05 | 2.7526e-05 | -0.00010426 | -0.00037725 | -2.7522e-05 | 0.00010438 | 0.00037734 | -162.5636 | 39.5976 | -136.1075 | 17.4364 | -140.4024 | 43.8925 | 0.95005 | 0.89031 | 0.79859 | 0.95008 | 0.89055 | 0.79881 | 0.021484 | -128.6699 | 119.5429 | 0.024202 | -128.659 | 119.5339

## LL_min_10
name | pf_ikss_a_from_ka | pf_ikss_b_from_ka | pf_ikss_c_from_ka | pf_ikss_a_to_ka | pf_ikss_b_to_ka | pf_ikss_c_to_ka | pf_skss_a_from_mw | pf_skss_b_from_mw | pf_skss_c_from_mw | pf_skss_a_to_mw | pf_skss_b_to_mw | pf_skss_c_to_mw | pf_p_a_from_mw | pf_p_b_from_mw | pf_p_c_from_mw | pf_p_a_to_mw | pf_p_b_to_mw | pf_p_c_to_mw | pf_q_a_from_mvar | pf_q_b_from_mvar | pf_q_c_from_mvar | pf_q_a_to_mvar | pf_q_b_to_mvar | pf_q_c_to_mvar | pf_ikss_a_from_degree | pf_ikss_b_from_degree | pf_ikss_c_from_degree | pf_ikss_a_to_degree | pf_ikss_b_to_degree | pf_ikss_c_to_degree | pf_vm_a_from_pu | pf_vm_b_from_pu | pf_vm_c_from_pu | pf_vm_a_to_pu | pf_vm_b_to_pu | pf_vm_c_to_pu | pf_va_a_from_degree | pf_va_b_from_degree | pf_va_c_from_degree | pf_va_a_to_degree | pf_va_b_to_degree | pf_va_c_to_degree
Line0_1_2 | 0.0017309 | 1.3772 | 1.3783 | 0.0017309 | 1.3772 | 1.3783 | 0.00039972 | 0.31804 | 0.31829 | 0.00039972 | 0.31804 | 0.31829 | -0.00034944 | 0.26011 | 0.031935 | 0.0003495 | -0.2237 | 0.0045368 | -8.5557e-05 | 0.06528 | 0.23861 | 8.5617e-05 | -0.027348 | -0.20062 | 166.2612 | -142.7693 | 37.1748 | -13.7388 | 37.2307 | -142.8252 | 0.90003 | 0.84321 | 0.75635 | 0.90021 | 0.70859 | 0.63046 | 0.018766 | -128.6808 | 119.5518 | 0.025854 | -135.7991 | 128.4703
Line10_11_12 | 0.00039712 | 0.0023624 | 0.0020003 | 0.00039712 | 0.0023624 | 0.0020003 | 9.171e-05 | 0.00054558 | 0.00046194 | 9.171e-05 | 0.00054558 | 0.00046194 | -7.8763e-05 | -0.00045066 | -8.6692e-05 | 7.8767e-05 | 0.00045077 | 8.6769e-05 | 2.4701e-05 | -9.3684e-05 | -0.00033866 | -2.4698e-05 | 9.3796e-05 | 0.00033874 | -162.5636 | 39.5976 | -136.1076 | 17.4364 | -140.4024 | 43.8924 | 0.90007 | 0.84368 | 0.75676 | 0.90009 | 0.84392 | 0.75697 | 0.024202 | -128.659 | 119.5339 | 0.026919 | -128.6481 | 119.525
Line11_12_13 | 0.00039712 | 0.0023624 | 0.0020003 | 0.00039712 | 0.0023624 | 0.0020003 | 9.171e-05 | 0.00054558 | 0.00046194 | 9.171e-05 | 0.00054558 | 0.00046194 | -7.8767e-05 | -0.00045077 | -8.6769e-05 | 7.877e-05 | 0.00045088 | 8.6846e-05 | 2.4698e-05 | -9.3796e-05 | -0.00033874 | -2.4695e-05 | 9.3908e-05 | 0.00033882 | -162.5636 | 39.5975 | -136.1077 | 17.4364 | -140.4025 | 43.8923 | 0.90009 | 0.84392 | 0.75697 | 0.90012 | 0.84415 | 0.75718 | 0.026919 | -128.6481 | 119.525 | 0.029637 | -128.6372 | 119.516
Line12_13_15 | 0 | 0 | 0 | 0 | 0 | 0 | 0 | 0 | 0 | 0 | 0 | 0 | 1.1458e-12 | -4.2382e-10 | -1.1893e-09 | -1.1458e-12 | 4.2382e-10 | 1.1893e-09 | -4.6094e-12 | 1.2551e-09 | 6.3318e-11 | 4.6094e-12 | -1.2551e-09 | -6.3318e-11 | 0 | 0 | 0 | 0 | 0 | 0 | 0.90012 | 0.84415 | 0.75718 | 0.90012 | 0.84415 | 0.75718 | 0.029637 | -128.6372 | 119.516 | 0.029637 | -128.6372 | 119.516
Line13_13_14 | 0.00039712 | 0.0023624 | 0.0020003 | 0.00039712 | 0.0023624 | 0.0020003 | 9.171e-05 | 0.00054558 | 0.00046194 | 9.171e-05 | 0.00054558 | 0.00046194 | -7.877e-05 | -0.00045088 | -8.6844e-05 | 7.8773e-05 | 0.00045099 | 8.6921e-05 | 2.4695e-05 | -9.391e-05 | -0.00033882 | -2.4692e-05 | 9.4021e-05 | 0.0003389 | -162.5636 | 39.5973 | -136.1079 | 17.4364 | -140.4027 | 43.8921 | 0.90012 | 0.84415 | 0.75718 | 0.90014 | 0.84438 | 0.75739 | 0.029637 | -128.6372 | 119.516 | 0.032355 | -128.6264 | 119.5071
Line14_15_16 | 0 | 0 | 0 | 0 | 0 | 0 | 0 | 0 | 0 | 0 | 0 | 0 | 7.6383e-13 | -2.8255e-10 | -7.9284e-10 | -7.6383e-13 | 2.8255e-10 | 7.9284e-10 | -3.0729e-12 | 8.367e-10 | 4.2212e-11 | 3.0729e-12 | -8.367e-10 | -4.2212e-11 | 0 | 0 | 0 | 0 | 0 | 0 | 0.90012 | 0.84415 | 0.75718 | 0.90012 | 0.84415 | 0.75718 | 0.029637 | -128.6372 | 119.516 | 0.029637 | -128.6372 | 119.516
Line15_16_17 | 0 | 0 | 0 | 0 | 0 | 0 | 0 | 0 | 0 | 0 | 0 | 0 | 3.819e-13 | -1.4127e-10 | -3.9642e-10 | -3.8191e-13 | 1.4127e-10 | 3.9642e-10 | -1.5365e-12 | 4.1835e-10 | 2.1106e-11 | 1.5365e-12 | -4.1835e-10 | -2.1106e-11 | 0 | 0 | 0 | 0 | 0 | 0 | 0.90012 | 0.84415 | 0.75718 | 0.90012 | 0.84415 | 0.75718 | 0.029637 | -128.6372 | 119.516 | 0.029637 | -128.6372 | 119.516
Line16_4_18 | 0 | 0 | 0 | 0 | 0 | 0 | 0 | 0 | 0 | 0 | 0 | 0 | 1.7374e-13 | -1.4308e-10 | -3.9784e-10 | -1.7375e-13 | 1.4308e-10 | 3.9784e-10 | -1.1148e-12 | 4.1957e-10 | 1.9924e-11 | 1.1148e-12 | -4.1957e-10 | -1.9924e-11 | 0 | 0 | 0 | 0 | 0 | 0 | 0.90005 | 0.84345 | 0.75656 | 0.90005 | 0.84345 | 0.75656 | 0.021505 | -128.6699 | 119.5428 | 0.021505 | -128.6699 | 119.5428
Line17_5_19 | 0.00040072 | 0.0023737 | 0.0020087 | 0.00040072 | 0.0023737 | 0.0020087 | 9.2543e-05 | 0.00054817 | 0.0004639 | 9.2543e-05 | 0.00054817 | 0.0004639 | -7.9631e-05 | -0.00045237 | -8.6136e-05 | 7.9634e-05 | 0.00045248 | 8.6213e-05 | 2.4429e-05 | -9.5551e-05 | -0.00034023 | -2.4426e-05 | 9.5663e-05 | 0.00034031 | -162.9238 | 39.4034 | -136.2503 | 17.0762 | -140.5966 | 43.7497 | 0.90005 | 0.84345 | 0.75656 | 0.90007 | 0.84369 | 0.75676 | 0.0215 | -128.6699 | 119.5428 | 0.024234 | -128.659 | 119.5338
Line1_1_3 | 0.00039712 | 0.0023624 | 0.0020003 | 0.00039712 | 0.0023624 | 0.0020003 | 9.171e-05 | 0.00054558 | 0.00046194 | 9.171e-05 | 0.00054558 | 0.00046194 | -7.8757e-05 | -0.00045045 | -8.654e-05 | 7.876e-05 | 0.00045056 | 8.6616e-05 | 2.4708e-05 | -9.346e-05 | -0.0003385 | -2.4705e-05 | 9.3572e-05 | 0.00033858 | -162.5636 | 39.5977 | -136.1075 | 17.4364 | -140.4023 | 43.8925 | 0.90003 | 0.84321 | 0.75635 | 0.90005 | 0.84345 | 0.75655 | 0.018766 | -128.6808 | 119.5518 | 0.021484 | -128.6699 | 119.5429
Line2_1_4 | 0.00040194 | 0.0023774 | 0.0020116 | 0.00040194 | 0.0023774 | 0.0020116 | 9.2823e-05 | 0.00054904 | 0.00046456 | 9.2823e-05 | 0.00054904 | 0.00046456 | -7.992e-05 | -0.00045287 | -8.5897e-05 | 7.9923e-05 | 0.00045298 | 8.5974e-05 | 2.4337e-05 | -9.6103e-05 | -0.0003407 | -2.4334e-05 | 9.6216e-05 | 0.00034078 | -163.0445 | 39.3384 | -136.2979 | 16.9555 | -140.6616 | 43.7021 | 0.90003 | 0.84321 | 0.75635 | 0.90005 | 0.84345 | 0.75656 | 0.018766 | -128.6808 | 119.5518 | 0.021505 | -128.6699 | 119.5428
Line3_1_5 | 0.00040072 | 0.0023737 | 0.0020087 | 0.00040072 | 0.0023737 | 0.0020087 | 9.2543e-05 | 0.00054817 | 0.0004639 | 9.2543e-05 | 0.00054817 | 0.0004639 | -7.9628e-05 | -0.00045227 | -8.6059e-05 | 7.9631e-05 | 0.00045237 | 8.6136e-05 | 2.4432e-05 | -9.5438e-05 | -0.00034015 | -2.4429e-05 | 9.555e-05 | 0.00034023 | -162.9238 | 39.4034 | -136.2502 | 17.0762 | -140.5966 | 43.7498 | 0.90003 | 0.84321 | 0.75635 | 0.90005 | 0.84345 | 0.75656 | 0.018766 | -128.6808 | 119.5518 | 0.0215 | -128.6699 | 119.5428
Line4_2_6 | 0.0017309 | 1.3772 | 1.3783 | 0.0017309 | 1.3772 | 1.3783 | 0.00039972 | 0.31804 | 0.31829 | 0.00039972 | 0.31804 | 0.31829 | -0.0003495 | 0.2237 | -0.0045368 | 0.00034956 | -0.18728 | 0.041009 | -8.5617e-05 | 0.027348 | 0.20062 | 8.5677e-05 | 0.010583 | -0.16263 | 166.2612 | -142.7693 | 37.1748 | -13.7388 | 37.2307 | -142.8252 | 0.90021 | 0.70859 | 0.63046 | 0.90038 | 0.5898 | 0.52693 | 0.025854 | -135.7991 | 128.4703 | 0.03294 | -146.0036 | 141.3276
Line5_6_7 | 0.0017309 | 1.3772 | 1.3783 | 0.0017309 | 1.3772 | 1.3783 | 0.00039972 | 0.31804 | 0.31829 | 0.00039972 | 0.31804 | 0.31829 | -0.00034956 | 0.18728 | -0.041009 | 0.00034962 | -0.15087 | 0.077481 | -8.5677e-05 | -0.010583 | 0.16263 | 8.5737e-05 | 0.048515 | -0.12464 | 166.2612 | -142.7693 | 37.1748 | -13.7388 | 37.2307 | -142.8252 | 0.90038 | 0.5898 | 0.52693 | 0.90056 | 0.49829 | 0.46108 | 0.03294 | -146.0036 | 141.3276 | 0.040023 | -160.5956 | 159.042
Line6_7_8 | 0 | 1.3861 | 1.3861 | 0 | 1.3861 | 1.3861 | 0 | 0.32011 | 0.32011 | 0 | 0.32011 | 0.32011 | 5.5207e-12 | 0.15202 | -0.078241 | -5.5208e-12 | -0.11513 | 0.11513 | -6.2278e-12 | -0.048298 | 0.12515 | 6.2278e-12 | 0.086725 | -0.086725 | 0 | -142.9703 | 37.0297 | 0 | 37.0297 | -142.9703 | 0.90056 | 0.49829 | 0.46108 | 0.90056 | 0.45028 | 0.45028 | 0.040023 | -160.5956 | 159.042 | 0.040023 | -179.96 | -179.96
Line7_8_9 | 0 | 0 | 0 | 0 | 0 | 0 | 0 | 0 | 0 | 0 | 0 | 0 | 1.8402e-12 | -4.3863e-13 | 1.3591e-12 | -1.8401e-12 | 4.386e-13 | -1.3591e-12 | -2.0757e-12 | 1.2863e-09 | -1.2874e-09 | 2.0757e-12 | -1.2863e-09 | 1.2874e-09 | 0 | 0 | 0 | 0 | 0 | 0 | 0.90056 | 0.45028 | 0.45028 | 0.90056 | 0.45028 | 0.45028 | 0.040023 | -179.96 | -179.96 | 0.040023 | -179.96 | -179.96
Line8_8_10 | 0 | 0 | 0 | 0 | 0 | 0 | 0 | 0 | 0 | 0 | 0 | 0 | 1.8402e-12 | -4.3873e-13 | 1.3592e-12 | -1.8402e-12 | 4.3867e-13 | -1.3592e-12 | -2.0758e-12 | 1.2863e-09 | -1.2874e-09 | 2.0759e-12 | -1.2863e-09 | 1.2874e-09 | 0 | 0 | 0 | 0 | 0 | 0 | 0.90056 | 0.45028 | 0.45028 | 0.90056 | 0.45028 | 0.45028 | 0.040023 | -179.96 | -179.96 | 0.040023 | -179.96 | -179.96
Line9_3_11 | 0.00039712 | 0.0023624 | 0.0020003 | 0.00039712 | 0.0023624 | 0.0020003 | 9.171e-05 | 0.00054558 | 0.00046194 | 9.171e-05 | 0.00054558 | 0.00046194 | -7.876e-05 | -0.00045056 | -8.6616e-05 | 7.8763e-05 | 0.00045066 | 8.6693e-05 | 2.4705e-05 | -9.3572e-05 | -0.00033858 | -2.4701e-05 | 9.3684e-05 | 0.00033866 | -162.5636 | 39.5976 | -136.1075 | 17.4364 | -140.4024 | 43.8925 | 0.90005 | 0.84345 | 0.75655 | 0.90007 | 0.84368 | 0.75676 | 0.021484 | -128.6699 | 119.5429 | 0.024202 | -128.659 | 119.5339

## LL_min_fault_6
name | pf_ikss_a_from_ka | pf_ikss_b_from_ka | pf_ikss_c_from_ka | pf_ikss_a_to_ka | pf_ikss_b_to_ka | pf_ikss_c_to_ka | pf_skss_a_from_mw | pf_skss_b_from_mw | pf_skss_c_from_mw | pf_skss_a_to_mw | pf_skss_b_to_mw | pf_skss_c_to_mw | pf_p_a_from_mw | pf_p_b_from_mw | pf_p_c_from_mw | pf_p_a_to_mw | pf_p_b_to_mw | pf_p_c_to_mw | pf_q_a_from_mvar | pf_q_b_from_mvar | pf_q_c_from_mvar | pf_q_a_to_mvar | pf_q_b_to_mvar | pf_q_c_to_mvar | pf_ikss_a_from_degree | pf_ikss_b_from_degree | pf_ikss_c_from_degree | pf_ikss_a_to_degree | pf_ikss_b_to_degree | pf_ikss_c_to_degree | pf_vm_a_from_pu | pf_vm_b_from_pu | pf_vm_c_from_pu | pf_vm_a_to_pu | pf_vm_b_to_pu | pf_vm_c_to_pu | pf_va_a_from_degree | pf_va_b_from_degree | pf_va_c_from_degree | pf_va_a_to_degree | pf_va_b_to_degree | pf_va_c_to_degree
Line0_1_2 | 6.4749e-05 | 0.051518 | 0.051559 | 6.4749e-05 | 0.051518 | 0.051559 | 1.4953e-05 | 0.011898 | 0.011907 | 1.4953e-05 | 0.011898 | 0.011907 | -1.4126e-05 | 0.010908 | 0.0028963 | 1.4127e-05 | -0.010857 | -0.0028452 | -1.4974e-06 | 0.002877 | 0.010869 | 1.4975e-06 | -0.0028239 | -0.010816 | 173.9499 | -135.0805 | 44.8636 | -6.0501 | 44.9195 | -135.1364 | 0.95 | 0.94819 | 0.9447 | 0.95001 | 0.94291 | 0.93929 | 0.00066837 | -120.3052 | 119.9431 | 0.00097045 | -120.501 | 120.1256
Line10_11_12 | 1.4856e-05 | 8.8376e-05 | 7.4828e-05 | 1.4856e-05 | 8.8376e-05 | 7.4828e-05 | 3.4308e-06 | 2.041e-05 | 1.7281e-05 | 3.4308e-06 | 2.041e-05 | 1.7281e-05 | -2.9509e-06 | -1.89e-05 | -6.02e-06 | 2.9509e-06 | 1.8901e-05 | 6.0201e-06 | 1.3838e-06 | -4.1587e-06 | -1.5175e-05 | -1.3838e-06 | 4.1588e-06 | 1.5175e-05 | -154.8748 | 47.2863 | -128.4189 | 25.1252 | -132.7137 | 51.5811 | 0.95 | 0.9482 | 0.94472 | 0.95 | 0.94821 | 0.94473 | 0.00087212 | -120.3045 | 119.9427 | 0.000974 | -120.3041 | 119.9425
Line11_12_13 | 1.4856e-05 | 8.8376e-05 | 7.4828e-05 | 1.4856e-05 | 8.8376e-05 | 7.4828e-05 | 3.4308e-06 | 2.041e-05 | 1.7281e-05 | 3.4308e-06 | 2.041e-05 | 1.7281e-05 | -2.9509e-06 | -1.8901e-05 | -6.0201e-06 | 2.9509e-06 | 1.8901e-05 | 6.0202e-06 | 1.3838e-06 | -4.1589e-06 | -1.5175e-05 | -1.3838e-06 | 4.159e-06 | 1.5175e-05 | -154.8748 | 47.2863 | -128.4189 | 25.1252 | -132.7137 | 51.5811 | 0.95 | 0.94821 | 0.94473 | 0.95 | 0.94822 | 0.94474 | 0.000974 | -120.3041 | 119.9425 | 0.0010759 | -120.3038 | 119.9423
Line12_13_15 | 0 | 0 | 0 | 0 | 0 | 0 | 0 | 0 | 0 | 0 | 0 | 0 | 2.0389e-14 | -1.8402e-11 | -5.469e-11 | -2.0389e-14 | 1.8402e-11 | 5.469e-11 | -1.8642e-13 | 5.2534e-11 | 9.9489e-12 | 1.8641e-13 | -5.2534e-11 | -9.9489e-12 | 0 | 0 | 0 | 0 | 0 | 0 | 0.95 | 0.94822 | 0.94474 | 0.95 | 0.94822 | 0.94474 | 0.0010759 | -120.3038 | 119.9423 | 0.0010759 | -120.3038 | 119.9423
Line13_13_14 | 1.4856e-05 | 8.8376e-05 | 7.4828e-05 | 1.4856e-05 | 8.8376e-05 | 7.4828e-05 | 3.4308e-06 | 2.041e-05 | 1.7281e-05 | 3.4308e-06 | 2.041e-05 | 1.7281e-05 | -2.9509e-06 | -1.8901e-05 | -6.0201e-06 | 2.9509e-06 | 1.8901e-05 | 6.0203e-06 | 1.3838e-06 | -4.1591e-06 | -1.5175e-05 | -1.3838e-06 | 4.1592e-06 | 1.5175e-05 | -154.8748 | 47.2861 | -128.4192 | 25.1252 | -132.7139 | 51.5808 | 0.95 | 0.94822 | 0.94474 | 0.95 | 0.94823 | 0.94475 | 0.0010759 | -120.3038 | 119.9423 | 0.0011778 | -120.3034 | 119.9421
Line14_15_16 | 0 | 0 | 0 | 0 | 0 | 0 | 0 | 0 | 0 | 0 | 0 | 0 | 1.3592e-14 | -1.2268e-11 | -3.646e-11 | -1.3592e-14 | 1.2268e-11 | 3.646e-11 | -1.2428e-13 | 3.5023e-11 | 6.6326e-12 | 1.2428e-13 | -3.5023e-11 | -6.6326e-12 | 0 | 0 | 0 | 0 | 0 | 0 | 0.95 | 0.94822 | 0.94474 | 0.95 | 0.94822 | 0.94474 | 0.0010759 | -120.3038 | 119.9423 | 0.0010759 | -120.3038 | 119.9423
Line15_16_17 | 0 | 0 | 0 | 0 | 0 | 0 | 0 | 0 | 0 | 0 | 0 | 0 | 6.7953e-15 | -6.1338e-12 | -1.823e-11 | -6.7951e-15 | 6.1338e-12 | 1.823e-11 | -6.2137e-14 | 1.7511e-11 | 3.3163e-12 | 6.2138e-14 | -1.7511e-11 | -3.3163e-12 | 0 | 0 | 0 | 0 | 0 | 0 | 0.95 | 0.94822 | 0.94474 | 0.95 | 0.94822 | 0.94474 | 0.0010759 | -120.3038 | 119.9423 | 0.0010759 | -120.3038 | 119.9423
Line16_4_18 | 0 | 0 | 0 | 0 | 0 | 0 | 0 | 0 | 0 | 0 | 0 | 0 | 8.9257e-16 | -6.225e-12 | -1.8316e-11 | -8.9257e-16 | 6.225e-12 | 1.8316e-11 | -4.4541e-14 | 1.7573e-11 | 3.2809e-12 | 4.4541e-14 | -1.7573e-11 | -3.2809e-12 | 0 | 0 | 0 | 0 | 0 | 0 | 0.95 | 0.9482 | 0.94471 | 0.95 | 0.9482 | 0.94471 | 0.00077118 | -120.3048 | 119.9429 | 0.00077118 | -120.3048 | 119.9429
Line17_5_19 | 1.4991e-05 | 8.8796e-05 | 7.5145e-05 | 1.4991e-05 | 8.8796e-05 | 7.5145e-05 | 3.4619e-06 | 2.0506e-05 | 1.7354e-05 | 3.4619e-06 | 2.0506e-05 | 1.7354e-05 | -2.9864e-06 | -1.8976e-05 | -6.0074e-06 | 2.9864e-06 | 1.8976e-05 | 6.0075e-06 | 1.3776e-06 | -4.2426e-06 | -1.5254e-05 | -1.3776e-06 | 4.2428e-06 | 1.5254e-05 | -155.235 | 47.0921 | -128.5615 | 24.765 | -132.9079 | 51.4385 | 0.95 | 0.9482 | 0.94471 | 0.95 | 0.9482 | 0.94472 | 0.00077095 | -120.3048 | 119.9429 | 0.00087353 | -120.3045 | 119.9427
Line1_1_3 | 1.4856e-05 | 8.8376e-05 | 7.4828e-05 | 1.4856e-05 | 8.8376e-05 | 7.4828e-05 | 3.4308e-06 | 2.041e-05 | 1.7281e-05 | 3.4308e-06 | 2.041e-05 | 1.7281e-05 | -2.9509e-06 | -1.89e-05 | -6.0198e-06 | 2.9509e-06 | 1.89e-05 | 6.0199e-06 | 1.3838e-06 | -4.1583e-06 | -1.5175e-05 | -1.3838e-06 | 4.1585e-06 | 1.5175e-05 | -154.8748 | 47.2864 | -128.4187 | 25.1252 | -132.7136 | 51.5813 | 0.95 | 0.94819 | 0.9447 | 0.95 | 0.9482 | 0.94471 | 0.00066837 | -120.3052 | 119.9431 | 0.00077024 | -120.3048 | 119.9429
Line2_1_4 | 1.5036e-05 | 8.8936e-05 | 7.5251e-05 | 1.5036e-05 | 8.8936e-05 | 7.5251e-05 | 3.4724e-06 | 2.0539e-05 | 1.7378e-05 | 3.4724e-06 | 2.0539e-05 | 1.7378e-05 | -2.9983e-06 | -1.9001e-05 | -6.0031e-06 | 2.9983e-06 | 1.9001e-05 | 6.0032e-06 | 1.3755e-06 | -4.2707e-06 | -1.5281e-05 | -1.3755e-06 | 4.2709e-06 | 1.5281e-05 | -155.3558 | 47.0271 | -128.6092 | 24.6442 | -132.9729 | 51.3908 | 0.95 | 0.94819 | 0.9447 | 0.95 | 0.9482 | 0.94471 | 0.00066837 | -120.3052 | 119.9431 | 0.00077118 | -120.3048 | 119.9429
Line3_1_5 | 1.4991e-05 | 8.8796e-05 | 7.5145e-05 | 1.4991e-05 | 8.8796e-05 | 7.5145e-05 | 3.4619e-06 | 2.0506e-05 | 1.7354e-05 | 3.4619e-06 | 2.0506e-05 | 1.7354e-05 | -2.9864e-06 | -1.8975e-05 | -6.0073e-06 | 2.9864e-06 | 1.8976e-05 | 6.0074e-06 | 1.3776e-06 | -4.2424e-06 | -1.5254e-05 | -1.3776e-06 | 4.2426e-06 | 1.5254e-05 | -155.235 | 47.0922 | -128.5615 | 24.765 | -132.9078 | 51.4385 | 0.95 | 0.94819 | 0.9447 | 0.95 | 0.9482 | 0.94471 | 0.00066837 | -120.3052 | 119.9431 | 0.00077095 | -120.3048 | 119.9429
Line4_2_6 | 6.4749e-05 | 0.051518 | 0.051559 | 6.4749e-05 | 0.051518 | 0.051559 | 1.4953e-05 | 0.011898 | 0.011907 | 1.4953e-05 | 0.011898 | 0.011907 | -1.4127e-05 | 0.010857 | 0.0028452 | 1.4127e-05 | -0.010806 | -0.0027942 | -1.4975e-06 | 0.0028239 | 0.010816 | 1.4976e-06 | -0.0027709 | -0.010763 | 173.9499 | -135.0805 | 44.8636 | -6.0501 | 44.9195 | -135.1364 | 0.95001 | 0.94291 | 0.93929 | 0.95001 | 0.93765 | 0.93389 | 0.00097045 | -120.501 | 120.1256 | 0.0012725 | -120.6989 | 120.3103
Line5_6_7 | 6.4749e-05 | 0.051518 | 0.051559 | 6.4749e-05 | 0.051518 | 0.051559 | 1.4953e-05 | 0.011898 | 0.011907 | 1.4953e-05 | 0.011898 | 0.011907 | -1.4127e-05 | 0.010806 | 0.0027942 | 1.4127e-05 | -0.010755 | -0.0027432 | -1.4976e-06 | 0.0027709 | 0.010763 | 1.4976e-06 | -0.0027178 | -0.01071 | 173.9499 | -135.0805 | 44.8636 | -6.0501 | 44.9195 | -135.1364 | 0.95001 | 0.93765 | 0.93389 | 0.95002 | 0.9324 | 0.92849 | 0.0012725 | -120.6989 | 120.3103 | 0.0015746 | -120.8991 | 120.497
Line6_7_8 | 0 | 0.051853 | 0.051853 | 0 | 0.051853 | 0.051853 | 0 | 0.011975 | 0.011975 | 0 | 0.011975 | 0.011975 | 1.8284e-13 | 0.010816 | 0.0027315 | -1.8284e-13 | -0.010764 | -0.0026799 | -2.7282e-13 | 0.0027734 | 0.010778 | 2.7283e-13 | -0.0027197 | -0.010724 | 0 | -135.2816 | 44.7184 | 0 | 44.7184 | -135.2816 | 0.95002 | 0.9324 | 0.92849 | 0.95002 | 0.92711 | 0.92309 | 0.0015746 | -120.8991 | 120.497 | 0.0015746 | -121.1018 | 120.688
Line7_8_9 | 0 | 0 | 0 | 0 | 0 | 0 | 0 | 0 | 0 | 0 | 0 | 0 | 6.0948e-14 | -7.7203e-11 | -9.0865e-11 | -6.0951e-14 | 7.7203e-11 | 9.0865e-11 | -9.0943e-14 | 6.2097e-11 | -3.8607e-11 | 9.0945e-14 | -6.2097e-11 | 3.8607e-11 | 0 | 0 | 0 | 0 | 0 | 0 | 0.95002 | 0.92711 | 0.92309 | 0.95002 | 0.92711 | 0.92309 | 0.0015746 | -121.1018 | 120.688 | 0.0015746 | -121.1018 | 120.688
Line8_8_10 | 0 | 0 | 0 | 0 | 0 | 0 | 0 | 0 | 0 | 0 | 0 | 0 | 6.0944e-14 | -7.7203e-11 | -9.0865e-11 | -6.0946e-14 | 7.7203e-11 | 9.0865e-11 | -9.0943e-14 | 6.2097e-11 | -3.8607e-11 | 9.0943e-14 | -6.2097e-11 | 3.8607e-11 | 0 | 0 | 0 | 0 | 0 | 0 | 0.95002 | 0.92711 | 0.92309 | 0.95002 | 0.92711 | 0.92309 | 0.0015746 | -121.1018 | 120.688 | 0.0015746 | -121.1018 | 120.688
Line9_3_11 | 1.4856e-05 | 8.8376e-05 | 7.4828e-05 | 1.4856e-05 | 8.8376e-05 | 7.4828e-05 | 3.4308e-06 | 2.041e-05 | 1.7281e-05 | 3.4308e-06 | 2.041e-05 | 1.7281e-05 | -2.9509e-06 | -1.89e-05 | -6.0199e-06 | 2.9509e-06 | 1.89e-05 | 6.02e-06 | 1.3838e-06 | -4.1585e-06 | -1.5175e-05 | -1.3838e-06 | 4.1587e-06 | 1.5175e-05 | -154.8748 | 47.2864 | -128.4188 | 25.1252 | -132.7136 | 51.5812 | 0.95 | 0.9482 | 0.94471 | 0.95 | 0.9482 | 0.94472 | 0.00077024 | -120.3048 | 119.9429 | 0.00087212 | -120.3045 | 119.9427

## LL_min_fault_10
name | pf_ikss_a_from_ka | pf_ikss_b_from_ka | pf_ikss_c_from_ka | pf_ikss_a_to_ka | pf_ikss_b_to_ka | pf_ikss_c_to_ka | pf_skss_a_from_mw | pf_skss_b_from_mw | pf_skss_c_from_mw | pf_skss_a_to_mw | pf_skss_b_to_mw | pf_skss_c_to_mw | pf_p_a_from_mw | pf_p_b_from_mw | pf_p_c_from_mw | pf_p_a_to_mw | pf_p_b_to_mw | pf_p_c_to_mw | pf_q_a_from_mvar | pf_q_b_from_mvar | pf_q_c_from_mvar | pf_q_a_to_mvar | pf_q_b_to_mvar | pf_q_c_to_mvar | pf_ikss_a_from_degree | pf_ikss_b_from_degree | pf_ikss_c_from_degree | pf_ikss_a_to_degree | pf_ikss_b_to_degree | pf_ikss_c_to_degree | pf_vm_a_from_pu | pf_vm_b_from_pu | pf_vm_c_from_pu | pf_vm_a_to_pu | pf_vm_b_to_pu | pf_vm_c_to_pu | pf_va_a_from_degree | pf_va_b_from_degree | pf_va_c_from_degree | pf_va_a_to_degree | pf_va_b_to_degree | pf_va_c_to_degree
Line0_1_2 | 6.1342e-05 | 0.048807 | 0.048845 | 6.1342e-05 | 0.048807 | 0.048845 | 1.4166e-05 | 0.011271 | 0.01128 | 1.4166e-05 | 0.011271 | 0.01128 | -1.2679e-05 | 0.0097901 | 0.0025994 | 1.2679e-05 | -0.0097444 | -0.0025536 | -1.3439e-06 | 0.0025822 | 0.0097553 | 1.344e-06 | -0.0025345 | -0.0097076 | 173.9499 | -135.0805 | 44.8636 | -6.0501 | 44.9195 | -135.1364 | 0.9 | 0.89828 | 0.89498 | 0.90001 | 0.89329 | 0.88985 | 0.00066837 | -120.3052 | 119.9431 | 0.00097045 | -120.501 | 120.1256
Line10_11_12 | 1.4074e-05 | 8.3725e-05 | 7.089e-05 | 1.4074e-05 | 8.3725e-05 | 7.089e-05 | 3.2502e-06 | 1.9335e-05 | 1.6371e-05 | 3.2502e-06 | 1.9335e-05 | 1.6371e-05 | -2.6484e-06 | -1.6963e-05 | -5.403e-06 | 2.6484e-06 | 1.6963e-05 | 5.4031e-06 | 1.242e-06 | -3.7325e-06 | -1.362e-05 | -1.242e-06 | 3.7326e-06 | 1.362e-05 | -154.8748 | 47.2863 | -128.4189 | 25.1252 | -132.7137 | 51.5811 | 0.9 | 0.8983 | 0.895 | 0.9 | 0.89831 | 0.89501 | 0.00087212 | -120.3045 | 119.9427 | 0.000974 | -120.3041 | 119.9425
Line11_12_13 | 1.4074e-05 | 8.3725e-05 | 7.089e-05 | 1.4074e-05 | 8.3725e-05 | 7.089e-05 | 3.2502e-06 | 1.9335e-05 | 1.6371e-05 | 3.2502e-06 | 1.9335e-05 | 1.6371e-05 | -2.6484e-06 | -1.6963e-05 | -5.4031e-06 | 2.6484e-06 | 1.6963e-05 | 5.4032e-06 | 1.242e-06 | -3.7326e-06 | -1.362e-05 | -1.242e-06 | 3.7328e-06 | 1.362e-05 | -154.8748 | 47.2863 | -128.4189 | 25.1252 | -132.7137 | 51.5811 | 0.9 | 0.89831 | 0.89501 | 0.9 | 0.89832 | 0.89501 | 0.000974 | -120.3041 | 119.9425 | 0.0010759 | -120.3038 | 119.9423
Line12_13_15 | 0 | 0 | 0 | 0 | 0 | 0 | 0 | 0 | 0 | 0 | 0 | 0 | 1.8299e-14 | -1.6515e-11 | -4.9085e-11 | -1.8299e-14 | 1.6515e-11 | 4.9085e-11 | -1.6731e-13 | 4.715e-11 | 8.9292e-12 | 1.6731e-13 | -4.715e-11 | -8.9292e-12 | 0 | 0 | 0 | 0 | 0 | 0 | 0.9 | 0.89832 | 0.89501 | 0.9 | 0.89832 | 0.89501 | 0.0010759 | -120.3038 | 119.9423 | 0.0010759 | -120.3038 | 119.9423
Line13_13_14 | 1.4074e-05 | 8.3725e-05 | 7.089e-05 | 1.4074e-05 | 8.3725e-05 | 7.089e-05 | 3.2502e-06 | 1.9335e-05 | 1.6371e-05 | 3.2502e-06 | 1.9335e-05 | 1.6371e-05 | -2.6484e-06 | -1.6963e-05 | -5.4031e-06 | 2.6484e-06 | 1.6964e-05 | 5.4032e-06 | 1.242e-06 | -3.7328e-06 | -1.362e-05 | -1.242e-06 | 3.733e-06 | 1.362e-05 | -154.8748 | 47.2861 | -128.4192 | 25.1252 | -132.7139 | 51.5808 | 0.9 | 0.89832 | 0.89501 | 0.9 | 0.89832 | 0.89502 | 0.0010759 | -120.3038 | 119.9423 | 0.0011778 | -120.3034 | 119.9421
Line14_15_16 | 0 | 0 | 0 | 0 | 0 | 0 | 0 | 0 | 0 | 0 | 0 | 0 | 1.2199e-14 | -1.101e-11 | -3.2723e-11 | -1.2199e-14 | 1.101e-11 | 3.2723e-11 | -1.1154e-13 | 3.1433e-11 | 5.9528e-12 | 1.1154e-13 | -3.1433e-11 | -5.9528e-12 | 0 | 0 | 0 | 0 | 0 | 0 | 0.9 | 0.89832 | 0.89501 | 0.9 | 0.89832 | 0.89501 | 0.0010759 | -120.3038 | 119.9423 | 0.0010759 | -120.3038 | 119.9423
Line15_16_17 | 0 | 0 | 0 | 0 | 0 | 0 | 0 | 0 | 0 | 0 | 0 | 0 | 6.0993e-15 | -5.5052e-12 | -1.6362e-11 | -6.0992e-15 | 5.5052e-12 | 1.6362e-11 | -5.5769e-14 | 1.5717e-11 | 2.9764e-12 | 5.5769e-14 | -1.5717e-11 | -2.9764e-12 | 0 | 0 | 0 | 0 | 0 | 0 | 0.9 | 0.89832 | 0.89501 | 0.9 | 0.89832 | 0.89501 | 0.0010759 | -120.3038 | 119.9423 | 0.0010759 | -120.3038 | 119.9423
Line16_4_18 | 0 | 0 | 0 | 0 | 0 | 0 | 0 | 0 | 0 | 0 | 0 | 0 | 8.0172e-16 | -5.587e-12 | -1.6439e-11 | -8.0159e-16 | 5.587e-12 | 1.6439e-11 | -3.9976e-14 | 1.5772e-11 | 2.9446e-12 | 3.9975e-14 | -1.5772e-11 | -2.9446e-12 | 0 | 0 | 0 | 0 | 0 | 0 | 0.9 | 0.89829 | 0.89499 | 0.9 | 0.89829 | 0.89499 | 0.00077118 | -120.3048 | 119.9429 | 0.00077118 | -120.3048 | 119.9429
Line17_5_19 | 1.4202e-05 | 8.4122e-05 | 7.119e-05 | 1.4202e-05 | 8.4122e-05 | 7.119e-05 | 3.2797e-06 | 1.9427e-05 | 1.6441e-05 | 3.2797e-06 | 1.9427e-05 | 1.6441e-05 | -2.6803e-06 | -1.7031e-05 | -5.3917e-06 | 2.6803e-06 | 1.7031e-05 | 5.3918e-06 | 1.2364e-06 | -3.8078e-06 | -1.3691e-05 | -1.2364e-06 | 3.8079e-06 | 1.3691e-05 | -155.235 | 47.0921 | -128.5615 | 24.765 | -132.9079 | 51.4385 | 0.9 | 0.89829 | 0.89499 | 0.9 | 0.8983 | 0.895 | 0.00077095 | -120.3048 | 119.9429 | 0.00087353 | -120.3045 | 119.9427
Line1_1_3 | 1.4074e-05 | 8.3725e-05 | 7.089e-05 | 1.4074e-05 | 8.3725e-05 | 7.089e-05 | 3.2502e-06 | 1.9335e-05 | 1.6371e-05 | 3.2502e-06 | 1.9335e-05 | 1.6371e-05 | -2.6484e-06 | -1.6963e-05 | -5.4028e-06 | 2.6484e-06 | 1.6963e-05 | 5.4029e-06 | 1.242e-06 | -3.7321e-06 | -1.362e-05 | -1.242e-06 | 3.7323e-06 | 1.362e-05 | -154.8748 | 47.2864 | -128.4187 | 25.1252 | -132.7136 | 51.5813 | 0.9 | 0.89828 | 0.89498 | 0.9 | 0.89829 | 0.89499 | 0.00066837 | -120.3052 | 119.9431 | 0.00077024 | -120.3048 | 119.9429
Line2_1_4 | 1.4245e-05 | 8.4255e-05 | 7.129e-05 | 1.4245e-05 | 8.4255e-05 | 7.129e-05 | 3.2896e-06 | 1.9458e-05 | 1.6464e-05 | 3.2896e-06 | 1.9458e-05 | 1.6464e-05 | -2.691e-06 | -1.7053e-05 | -5.3878e-06 | 2.691e-06 | 1.7053e-05 | 5.3879e-06 | 1.2345e-06 | -3.833e-06 | -1.3714e-05 | -1.2345e-06 | 3.8331e-06 | 1.3715e-05 | -155.3558 | 47.0271 | -128.6092 | 24.6442 | -132.9729 | 51.3908 | 0.9 | 0.89828 | 0.89498 | 0.9 | 0.89829 | 0.89499 | 0.00066837 | -120.3052 | 119.9431 | 0.00077118 | -120.3048 | 119.9429
Line3_1_5 | 1.4202e-05 | 8.4122e-05 | 7.119e-05 | 1.4202e-05 | 8.4122e-05 | 7.119e-05 | 3.2797e-06 | 1.9427e-05 | 1.6441e-05 | 3.2797e-06 | 1.9427e-05 | 1.6441e-05 | -2.6803e-06 | -1.7031e-05 | -5.3916e-06 | 2.6803e-06 | 1.7031e-05 | 5.3917e-06 | 1.2364e-06 | -3.8076e-06 | -1.3691e-05 | -1.2364e-06 | 3.8078e-06 | 1.3691e-05 | -155.235 | 47.0922 | -128.5615 | 24.765 | -132.9078 | 51.4385 | 0.9 | 0.89828 | 0.89498 | 0.9 | 0.89829 | 0.89499 | 0.00066837 | -120.3052 | 119.9431 | 0.00077095 | -120.3048 | 119.9429
Line4_2_6 | 6.1342e-05 | 0.048807 | 0.048845 | 6.1342e-05 | 0.048807 | 0.048845 | 1.4166e-05 | 0.011271 | 0.01128 | 1.4166e-05 | 0.011271 | 0.01128 | -1.2679e-05 | 0.0097444 | 0.0025536 | 1.2679e-05 | -0.0096987 | -0.0025078 | -1.344e-06 | 0.0025345 | 0.0097076 | 1.3441e-06 | -0.0024869 | -0.0096599 | 173.9499 | -135.0805 | 44.8636 | -6.0501 | 44.9195 | -135.1364 | 0.90001 | 0.89329 | 0.88985 | 0.90001 | 0.8883 | 0.88473 | 0.00097045 | -120.501 | 120.1256 | 0.0012725 | -120.6989 | 120.3103
Line5_6_7 | 6.1342e-05 | 0.048807 | 0.048845 | 6.1342e-05 | 0.048807 | 0.048845 | 1.4166e-05 | 0.011271 | 0.01128 | 1.4166e-05 | 0.011271 | 0.01128 | -1.2679e-05 | 0.0096987 | 0.0025078 | 1.2679e-05 | -0.0096529 | -0.002462 | -1.3441e-06 | 0.0024869 | 0.0096599 | 1.3441e-06 | -0.0024392 | -0.0096122 | 173.9499 | -135.0805 | 44.8636 | -6.0501 | 44.9195 | -135.1364 | 0.90001 | 0.8883 | 0.88473 | 0.90002 | 0.88333 | 0.87962 | 0.0012725 | -120.6989 | 120.3103 | 0.0015746 | -120.8991 | 120.497
Line6_7_8 | 0 | 0.049124 | 0.049124 | 0 | 0.049124 | 0.049124 | 0 | 0.011345 | 0.011345 | 0 | 0.011345 | 0.011345 | 1.641e-13 | 0.009707 | 0.0024516 | -1.641e-13 | -0.0096607 | -0.0024052 | -2.4486e-13 | 0.0024892 | 0.0096733 | 2.4486e-13 | -0.0024409 | -0.009625 | 0 | -135.2816 | 44.7184 | 0 | 44.7184 | -135.2816 | 0.90002 | 0.88333 | 0.87962 | 0.90002 | 0.87832 | 0.8745 | 0.0015746 | -120.8991 | 120.497 | 0.0015746 | -121.1018 | 120.688
Line7_8_9 | 0 | 0 | 0 | 0 | 0 | 0 | 0 | 0 | 0 | 0 | 0 | 0 | 5.4697e-14 | -6.929e-11 | -8.1552e-11 | -5.4699e-14 | 6.929e-11 | 8.1552e-11 | -8.1616e-14 | 5.5733e-11 | -3.465e-11 | 8.1616e-14 | -5.5733e-11 | 3.465e-11 | 0 | 0 | 0 | 0 | 0 | 0 | 0.90002 | 0.87832 | 0.8745 | 0.90002 | 0.87832 | 0.8745 | 0.0015746 | -121.1018 | 120.688 | 0.0015746 | -121.1018 | 120.688
Line8_8_10 | 0 | 0 | 0 | 0 | 0 | 0 | 0 | 0 | 0 | 0 | 0 | 0 | 5.4699e-14 | -6.929e-11 | -8.1552e-11 | -5.4699e-14 | 6.929e-11 | 8.1552e-11 | -8.1622e-14 | 5.5733e-11 | -3.465e-11 | 8.162e-14 | -5.5733e-11 | 3.465e-11 | 0 | 0 | 0 | 0 | 0 | 0 | 0.90002 | 0.87832 | 0.8745 | 0.90002 | 0.87832 | 0.8745 | 0.0015746 | -121.1018 | 120.688 | 0.0015746 | -121.1018 | 120.688
Line9_3_11 | 1.4074e-05 | 8.3725e-05 | 7.089e-05 | 1.4074e-05 | 8.3725e-05 | 7.089e-05 | 3.2502e-06 | 1.9335e-05 | 1.6371e-05 | 3.2502e-06 | 1.9335e-05 | 1.6371e-05 | -2.6484e-06 | -1.6963e-05 | -5.4029e-06 | 2.6484e-06 | 1.6963e-05 | 5.403e-06 | 1.242e-06 | -3.7323e-06 | -1.362e-05 | -1.242e-06 | 3.7324e-06 | 1.362e-05 | -154.8748 | 47.2864 | -128.4188 | 25.1252 | -132.7136 | 51.5812 | 0.9 | 0.89829 | 0.89499 | 0.9 | 0.8983 | 0.895 | 0.00077024 | -120.3048 | 119.9429 | 0.00087212 | -120.3045 | 119.9427

## LG_max_6
name | pf_ikss_a_from_ka | pf_ikss_b_from_ka | pf_ikss_c_from_ka | pf_ikss_a_to_ka | pf_ikss_b_to_ka | pf_ikss_c_to_ka | pf_skss_a_from_mw | pf_skss_b_from_mw | pf_skss_c_from_mw | pf_skss_a_to_mw | pf_skss_b_to_mw | pf_skss_c_to_mw | pf_p_a_from_mw | pf_p_b_from_mw | pf_p_c_from_mw | pf_p_a_to_mw | pf_p_b_to_mw | pf_p_c_to_mw | pf_q_a_from_mvar | pf_q_b_from_mvar | pf_q_c_from_mvar | pf_q_a_to_mvar | pf_q_b_to_mvar | pf_q_c_to_mvar | pf_ikss_a_from_degree | pf_ikss_b_from_degree | pf_ikss_c_from_degree | pf_ikss_a_to_degree | pf_ikss_b_to_degree | pf_ikss_c_to_degree | pf_vm_a_from_pu | pf_vm_b_from_pu | pf_vm_c_from_pu | pf_vm_a_to_pu | pf_vm_b_to_pu | pf_vm_c_to_pu | pf_va_a_from_degree | pf_va_b_from_degree | pf_va_c_from_degree | pf_va_a_to_degree | pf_va_b_to_degree | pf_va_c_to_degree
Line0_1_2 | 2.5618 | 0.064412 | 0.056843 | 2.5618 | 0.064412 | 0.056843 | 0.59161 | 0.014875 | 0.013127 | 0.59161 | 0.014875 | 0.013127 | 0.2423 | -0.014494 | -0.013821 | -0.18722 | 0.014097 | 0.013598 | 0.4594 | -0.0043828 | -0.00032614 | -0.35059 | 0.0049088 | -9.6573e-05 | -65.4884 | 44.6224 | -63.0109 | 114.5116 | -135.3775 | 116.9891 | 0.87791 | 1.0179 | 1.0531 | 0.67181 | 1.0035 | 1.0359 | -3.2964 | -118.553 | 118.3408 | -3.5912 | -116.1784 | 116.5822
Line10_11_12 | 0.1169 | 0.011615 | 0.011141 | 0.1169 | 0.011615 | 0.011141 | 0.026997 | 0.0026824 | 0.0025728 | 0.026997 | 0.0026824 | 0.0025728 | -0.011784 | -0.0026213 | -0.0013734 | 0.01189 | 0.0026255 | 0.0013795 | -0.021148 | -0.00079028 | 0.0023393 | 0.021381 | 0.0007888 | -0.0023376 | 115.9298 | 44.5587 | -1.8191 | -64.0702 | -135.4413 | 178.1809 | 0.89677 | 1.0206 | 1.0544 | 0.90621 | 1.022 | 1.055 | -3.1973 | -118.6638 | 118.5982 | -3.1493 | -118.719 | 118.7267
Line11_12_13 | 0.1169 | 0.011615 | 0.011141 | 0.1169 | 0.011615 | 0.011141 | 0.026997 | 0.0026824 | 0.0025728 | 0.026997 | 0.0026824 | 0.0025728 | -0.01189 | -0.0026255 | -0.0013795 | 0.011996 | 0.0026297 | 0.0013855 | -0.021381 | -0.0007888 | 0.0023376 | 0.021613 | 0.00078731 | -0.0023359 | 115.9298 | 44.5587 | -1.8191 | -64.0702 | -135.4412 | 178.181 | 0.90621 | 1.022 | 1.055 | 0.91564 | 1.0233 | 1.0556 | -3.1493 | -118.719 | 118.7267 | -3.1023 | -118.7741 | 118.855
Line12_13_15 | 0 | 0 | 0 | 0 | 0 | 0 | 0 | 0 | 0 | 0 | 0 | 0 | 7.1091e-10 | 5.3873e-09 | -7.6659e-09 | -2.8007e-11 | -3.4924e-09 | 5.0881e-09 | 7.2005e-09 | -5.5257e-09 | -1.797e-09 | -4.9911e-09 | 3.7681e-09 | 1.1168e-09 | 0 | 0 | 0 | 0 | 0 | 0 | 0.91564 | 1.0233 | 1.0556 | 0.91564 | 1.0233 | 1.0556 | -3.1023 | -118.7741 | 118.855 | -3.1023 | -118.7741 | 118.855
Line13_13_14 | 0.1169 | 0.011615 | 0.011141 | 0.1169 | 0.011615 | 0.011141 | 0.026997 | 0.0026824 | 0.0025728 | 0.026997 | 0.0026824 | 0.0025728 | -0.011996 | -0.0026297 | -0.0013855 | 0.012102 | 0.002634 | 0.0013916 | -0.021613 | -0.00078731 | 0.0023359 | 0.021846 | 0.00078582 | -0.0023342 | 115.9298 | 44.5589 | -1.8189 | -64.0703 | -135.441 | 178.1812 | 0.91564 | 1.0233 | 1.0556 | 0.92507 | 1.0247 | 1.0562 | -3.1023 | -118.7741 | 118.855 | -3.0563 | -118.829 | 118.9832
Line14_15_16 | 0 | 0 | 0 | 0 | 0 | 0 | 0 | 0 | 0 | 0 | 0 | 0 | 4.7394e-10 | 3.5916e-09 | -5.1106e-09 | 2.0896e-10 | -1.6967e-09 | 2.5328e-09 | 4.8004e-09 | -3.6838e-09 | -1.198e-09 | -2.591e-09 | 1.9262e-09 | 5.1777e-10 | 0 | 0 | 0 | 0 | 0 | 0 | 0.91564 | 1.0233 | 1.0556 | 0.91564 | 1.0233 | 1.0556 | -3.1023 | -118.7741 | 118.855 | -3.1023 | -118.7741 | 118.855
Line15_16_17 | 0 | 0 | 0 | 0 | 0 | 0 | 0 | 0 | 0 | 0 | 0 | 0 | 2.3697e-10 | 1.7958e-09 | -2.5553e-09 | 4.4593e-10 | 9.9124e-11 | -2.2512e-11 | 2.4002e-09 | -1.8419e-09 | -5.9899e-10 | -1.9078e-10 | 8.4294e-11 | -8.1211e-11 | 0 | 0 | 0 | 0 | 0 | 0 | 0.91564 | 1.0233 | 1.0556 | 0.91564 | 1.0233 | 1.0556 | -3.1023 | -118.7741 | 118.855 | -3.1023 | -118.7741 | 118.855
Line16_4_18 | 0 | 0 | 0 | 0 | 0 | 0 | 0 | 0 | 0 | 0 | 0 | 0 | 1.1612e-10 | 2.2024e-09 | -2.9301e-09 | 5.1727e-10 | 1.1228e-10 | -1.7985e-11 | 2.7305e-09 | -1.9938e-09 | -8.3872e-10 | -1.9611e-10 | 9.4909e-11 | -1.0556e-10 | 0 | 0 | 0 | 0 | 0 | 0 | 0.88972 | 1.0197 | 1.0543 | 0.88972 | 1.0197 | 1.0543 | -3.282 | -118.6147 | 118.5098 | -3.282 | -118.6147 | 118.5098
Line17_5_19 | 0.13718 | 0.01558 | 0.014216 | 0.13718 | 0.01558 | 0.014216 | 0.03168 | 0.0035981 | 0.003283 | 0.03168 | 0.0035981 | 0.003283 | -0.012565 | -0.0034842 | -0.0022724 | 0.012711 | 0.0034909 | 0.0022817 | -0.025206 | -0.0011479 | 0.00261 | 0.025527 | 0.0011461 | -0.0026062 | 113.2262 | 43.1516 | -12.5463 | -66.7738 | -136.8484 | 167.4537 | 0.88903 | 1.0195 | 1.0541 | 0.90015 | 1.0212 | 1.0551 | -3.2697 | -118.6131 | 118.498 | -3.2437 | -118.673 | 118.6549
Line1_1_3 | 0.1169 | 0.011615 | 0.011141 | 0.1169 | 0.011615 | 0.011141 | 0.026997 | 0.0026824 | 0.0025728 | 0.026997 | 0.0026824 | 0.0025728 | -0.011572 | -0.0026128 | -0.0013613 | 0.011678 | 0.002617 | 0.0013674 | -0.020684 | -0.00079325 | 0.0023427 | 0.020916 | 0.00079177 | -0.002341 | 115.9298 | 44.5586 | -1.8193 | -64.0702 | -135.4414 | 178.1808 | 0.87791 | 1.0179 | 1.0531 | 0.88734 | 1.0193 | 1.0538 | -3.2964 | -118.553 | 118.3408 | -3.2463 | -118.6085 | 118.4696
Line2_1_4 | 0.14549 | 0.017405 | 0.015623 | 0.14549 | 0.017405 | 0.015623 | 0.0336 | 0.0040196 | 0.0036081 | 0.0336 | 0.0040196 | 0.0036081 | -0.01266 | -0.0038663 | -0.0026917 | 0.012823 | 0.0038743 | 0.0027025 | -0.026643 | -0.0013393 | 0.0026821 | 0.027004 | 0.0013374 | -0.0026771 | 112.1195 | 42.3411 | -16.7617 | -67.8805 | -137.6588 | 163.2383 | 0.87791 | 1.0179 | 1.0531 | 0.88972 | 1.0197 | 1.0543 | -3.2964 | -118.553 | 118.3408 | -3.282 | -118.6147 | 118.5098
Line3_1_5 | 0.13718 | 0.01558 | 0.014216 | 0.13718 | 0.01558 | 0.014216 | 0.03168 | 0.0035981 | 0.003283 | 0.03168 | 0.0035981 | 0.003283 | -0.01242 | -0.0034775 | -0.0022632 | 0.012565 | 0.0034842 | 0.0022724 | -0.024885 | -0.0011498 | 0.0026138 | 0.025206 | 0.0011479 | -0.00261 | 113.2262 | 43.1516 | -12.5464 | -66.7738 | -136.8484 | 167.4537 | 0.87791 | 1.0179 | 1.0531 | 0.88903 | 1.0195 | 1.0541 | -3.2964 | -118.553 | 118.3408 | -3.2697 | -118.6131 | 118.498
Line4_2_6 | 2.5618 | 0.064412 | 0.056843 | 2.5618 | 0.064412 | 0.056843 | 0.59161 | 0.014875 | 0.013127 | 0.59161 | 0.014875 | 0.013127 | 0.18722 | -0.014097 | -0.013598 | -0.13214 | 0.0137 | 0.013375 | 0.35059 | -0.0049088 | 9.6573e-05 | -0.24178 | 0.0054348 | -0.00051929 | -65.4884 | 44.6225 | -63.0109 | 114.5116 | -135.3775 | 116.9891 | 0.67181 | 1.0035 | 1.0359 | 0.46573 | 0.9908 | 1.0196 | -3.5912 | -116.1784 | 116.5822 | -4.1468 | -113.7388 | 114.7657
Line5_6_7 | 2.5618 | 0.064412 | 0.056843 | 2.5618 | 0.064412 | 0.056843 | 0.59161 | 0.014875 | 0.013127 | 0.59161 | 0.014875 | 0.013127 | 0.13214 | -0.0137 | -0.013375 | -0.077064 | 0.013303 | 0.013152 | 0.24178 | -0.0054348 | 0.00051929 | -0.13297 | 0.0059609 | -0.00094201 | -65.4884 | 44.6225 | -63.0109 | 114.5116 | -135.3775 | 116.9891 | 0.46573 | 0.9908 | 1.0196 | 0.25977 | 0.97995 | 1.0044 | -4.1468 | -113.7388 | 114.7657 | -5.5838 | -111.2405 | 112.8923
Line6_7_8 | 3.2195 | 0 | 0 | 3.2195 | 0 | 0 | 0.74351 | 0 | 0 | 0.74351 | 0 | 0 | 0.086376 | 4.6378e-08 | -4.85e-08 | 4.0043e-15 | -3.2332e-08 | 3.3563e-08 | 0.17275 | -2.0651e-08 | -1.8186e-08 | 6.9014e-14 | 1.3057e-08 | 1.0333e-08 | -69.0188 | 0 | 0 | 110.9812 | 0 | 0 | 0.25977 | 0.97995 | 1.0044 | 0 | 0.96723 | 0.98074 | -5.5838 | -111.2405 | 112.8923 | 0 | -108.2758 | 110.2233
Line7_8_9 | 0 | 0 | 0 | 0 | 0 | 0 | 0 | 0 | 0 | 0 | 0 | 0 | 8.5161e-22 | 1.6274e-08 | -1.6684e-08 | -3.9711e-18 | 2.1586e-10 | 1.9424e-10 | -1.4791e-21 | -6.1502e-09 | -5.4872e-09 | 8.2481e-18 | 7.5669e-10 | -6.4117e-10 | 0 | 0 | 0 | 0 | 0 | 0 | 0 | 0.96723 | 0.98074 | 0 | 0.96723 | 0.98074 | 0 | -108.2758 | 110.2233 | 0 | -108.2758 | 110.2233
Line8_8_10 | 0 | 0 | 0 | 0 | 0 | 0 | 0 | 0 | 0 | 0 | 0 | 0 | 8.5161e-22 | 1.6274e-08 | -1.6684e-08 | -3.9711e-18 | 2.1586e-10 | 1.9424e-10 | -1.4791e-21 | -6.1502e-09 | -5.4872e-09 | 8.2481e-18 | 7.5669e-10 | -6.4117e-10 | 0 | 0 | 0 | 0 | 0 | 0 | 0 | 0.96723 | 0.98074 | 0 | 0.96723 | 0.98074 | 0 | -108.2758 | 110.2233 | 0 | -108.2758 | 110.2233
Line9_3_11 | 0.1169 | 0.011615 | 0.011141 | 0.1169 | 0.011615 | 0.011141 | 0.026997 | 0.0026824 | 0.0025728 | 0.026997 | 0.0026824 | 0.0025728 | -0.011678 | -0.002617 | -0.0013674 | 0.011784 | 0.0026213 | 0.0013734 | -0.020916 | -0.00079177 | 0.002341 | 0.021148 | 0.00079028 | -0.0023393 | 115.9298 | 44.5586 | -1.8192 | -64.0702 | -135.4413 | 178.1809 | 0.88734 | 1.0193 | 1.0538 | 0.89677 | 1.0206 | 1.0544 | -3.2463 | -118.6085 | 118.4696 | -3.1973 | -118.6638 | 118.5982

## LG_max_10
name | pf_ikss_a_from_ka | pf_ikss_b_from_ka | pf_ikss_c_from_ka | pf_ikss_a_to_ka | pf_ikss_b_to_ka | pf_ikss_c_to_ka | pf_skss_a_from_mw | pf_skss_b_from_mw | pf_skss_c_from_mw | pf_skss_a_to_mw | pf_skss_b_to_mw | pf_skss_c_to_mw | pf_p_a_from_mw | pf_p_b_from_mw | pf_p_c_from_mw | pf_p_a_to_mw | pf_p_b_to_mw | pf_p_c_to_mw | pf_q_a_from_mvar | pf_q_b_from_mvar | pf_q_c_from_mvar | pf_q_a_to_mvar | pf_q_b_to_mvar | pf_q_c_to_mvar | pf_ikss_a_from_degree | pf_ikss_b_from_degree | pf_ikss_c_from_degree | pf_ikss_a_to_degree | pf_ikss_b_to_degree | pf_ikss_c_to_degree | pf_vm_a_from_pu | pf_vm_b_from_pu | pf_vm_c_from_pu | pf_vm_a_to_pu | pf_vm_b_to_pu | pf_vm_c_to_pu | pf_va_a_from_degree | pf_va_b_from_degree | pf_va_c_from_degree | pf_va_a_to_degree | pf_va_b_to_degree | pf_va_c_to_degree
Line0_1_2 | 2.6679 | 0.065344 | 0.057521 | 2.6679 | 0.065344 | 0.057521 | 0.61612 | 0.015091 | 0.013284 | 0.61612 | 0.015091 | 0.013284 | 0.26184 | -0.015357 | -0.014653 | -0.20211 | 0.014936 | 0.014414 | 0.49744 | -0.0047449 | -0.00028354 | -0.37941 | 0.0052975 | -0.00016192 | -65.6633 | 44.3383 | -62.8404 | 114.3367 | -135.6617 | 117.1596 | 0.91239 | 1.0651 | 1.1033 | 0.69773 | 1.0502 | 1.0851 | -3.4239 | -118.4923 | 118.2681 | -3.7066 | -116.1332 | 116.516
Line10_11_12 | 0.12295 | 0.012375 | 0.011808 | 0.12295 | 0.012375 | 0.011808 | 0.028394 | 0.0028578 | 0.002727 | 0.028394 | 0.0028578 | 0.002727 | -0.012803 | -0.0029174 | -0.0015792 | 0.01292 | 0.0029222 | 0.001586 | -0.023168 | -0.00089655 | 0.0025652 | 0.023425 | 0.00089492 | -0.0025632 | 115.5982 | 44.3141 | -3.0896 | -64.4018 | -135.6858 | 176.9105 | 0.93224 | 1.068 | 1.1046 | 0.94217 | 1.0694 | 1.1053 | -3.3277 | -118.6033 | 118.5277 | -3.2811 | -118.6586 | 118.6573
Line11_12_13 | 0.12295 | 0.012375 | 0.011808 | 0.12295 | 0.012375 | 0.011808 | 0.028394 | 0.0028578 | 0.002727 | 0.028394 | 0.0028578 | 0.002727 | -0.01292 | -0.0029222 | -0.001586 | 0.013037 | 0.0029269 | 0.0015927 | -0.023425 | -0.00089492 | 0.0025632 | 0.023682 | 0.00089329 | -0.0025612 | 115.5982 | 44.3142 | -3.0895 | -64.4018 | -135.6858 | 176.9106 | 0.94217 | 1.0694 | 1.1053 | 0.95209 | 1.0708 | 1.106 | -3.2811 | -118.6586 | 118.6573 | -3.2355 | -118.7137 | 118.7867
Line12_13_15 | 0 | 0 | 0 | 0 | 0 | 0 | 0 | 0 | 0 | 0 | 0 | 0 | 7.8146e-10 | 6.232e-09 | -8.8091e-09 | -1.0749e-11 | -4.0412e-09 | 5.8476e-09 | 8.2254e-09 | -6.3033e-09 | -2.1054e-09 | -5.7003e-09 | 4.2992e-09 | 1.3091e-09 | 0 | 0 | 0 | 0 | 0 | 0 | 0.95209 | 1.0708 | 1.106 | 0.95209 | 1.0708 | 1.106 | -3.2355 | -118.7137 | 118.7867 | -3.2355 | -118.7137 | 118.7867
Line13_13_14 | 0.12295 | 0.012375 | 0.011808 | 0.12295 | 0.012375 | 0.011808 | 0.028394 | 0.0028578 | 0.002727 | 0.028394 | 0.0028578 | 0.002727 | -0.013037 | -0.0029269 | -0.0015927 | 0.013155 | 0.0029317 | 0.0015995 | -0.023682 | -0.00089328 | 0.0025612 | 0.023939 | 0.00089165 | -0.0025592 | 115.5982 | 44.3144 | -3.0893 | -64.4018 | -135.6856 | 176.9108 | 0.95209 | 1.0708 | 1.106 | 0.96202 | 1.0722 | 1.1067 | -3.2355 | -118.7137 | 118.7867 | -3.1909 | -118.7687 | 118.9159
Line14_15_16 | 0 | 0 | 0 | 0 | 0 | 0 | 0 | 0 | 0 | 0 | 0 | 0 | 5.2098e-10 | 4.1547e-09 | -5.8728e-09 | 2.4974e-10 | -1.9638e-09 | 2.9112e-09 | 5.4836e-09 | -4.2022e-09 | -1.4036e-09 | -2.9585e-09 | 2.1981e-09 | 6.0733e-10 | 0 | 0 | 0 | 0 | 0 | 0 | 0.95209 | 1.0708 | 1.106 | 0.95209 | 1.0708 | 1.106 | -3.2355 | -118.7137 | 118.7867 | -3.2355 | -118.7137 | 118.7867
Line15_16_17 | 0 | 0 | 0 | 0 | 0 | 0 | 0 | 0 | 0 | 0 | 0 | 0 | 2.6049e-10 | 2.0773e-09 | -2.9364e-09 | 5.1023e-10 | 1.1352e-10 | -2.5192e-11 | 2.7418e-09 | -2.1011e-09 | -7.0179e-10 | -2.1674e-10 | 9.6949e-11 | -9.4456e-11 | 0 | 0 | 0 | 0 | 0 | 0 | 0.95209 | 1.0708 | 1.106 | 0.95209 | 1.0708 | 1.106 | -3.2355 | -118.7137 | 118.7867 | -3.2355 | -118.7137 | 118.7867
Line16_4_18 | 0 | 0 | 0 | 0 | 0 | 0 | 0 | 0 | 0 | 0 | 0 | 0 | 1.2506e-10 | 2.5274e-09 | -3.3483e-09 | 5.8774e-10 | 1.2801e-10 | -1.9896e-11 | 3.0988e-09 | -2.2635e-09 | -9.684e-10 | -2.2187e-10 | 1.0861e-10 | -1.2154e-10 | 0 | 0 | 0 | 0 | 0 | 0 | 0.92471 | 1.0669 | 1.1045 | 0.92471 | 1.0669 | 1.1045 | -3.4104 | -118.5538 | 118.4367 | -3.4104 | -118.5538 | 118.4367
Line17_5_19 | 0.1434 | 0.016416 | 0.014952 | 0.1434 | 0.016416 | 0.014952 | 0.033116 | 0.0037911 | 0.003453 | 0.033116 | 0.0037911 | 0.003453 | -0.013594 | -0.0038345 | -0.0025434 | 0.013753 | 0.0038419 | 0.0025536 | -0.027414 | -0.0012859 | 0.0028411 | 0.027765 | 0.0012839 | -0.0028368 | 112.9777 | 42.9093 | -13.4099 | -67.0223 | -137.0907 | 166.5901 | 0.92402 | 1.0668 | 1.1043 | 0.93564 | 1.0685 | 1.1054 | -3.3984 | -118.5523 | 118.4254 | -3.3736 | -118.6121 | 118.5824
Line1_1_3 | 0.12295 | 0.012375 | 0.011808 | 0.12295 | 0.012375 | 0.011808 | 0.028394 | 0.0028578 | 0.002727 | 0.028394 | 0.0028578 | 0.002727 | -0.012568 | -0.0029079 | -0.0015657 | 0.012686 | 0.0029127 | 0.0015724 | -0.022653 | -0.00089981 | 0.0025692 | 0.02291 | 0.00089818 | -0.0025672 | 115.5982 | 44.314 | -3.0897 | -64.4018 | -135.6859 | 176.9104 | 0.91239 | 1.0651 | 1.1033 | 0.92232 | 1.0666 | 1.1039 | -3.4239 | -118.4923 | 118.2681 | -3.3753 | -118.5479 | 118.398
Line2_1_4 | 0.15171 | 0.018253 | 0.016374 | 0.15171 | 0.018253 | 0.016374 | 0.035036 | 0.0042153 | 0.0037814 | 0.035036 | 0.0042153 | 0.0037814 | -0.01368 | -0.0042354 | -0.0029861 | 0.013858 | 0.0042441 | 0.0029979 | -0.028891 | -0.0014902 | 0.0029134 | 0.029284 | 0.0014881 | -0.0029079 | 111.9138 | 42.1237 | -17.4373 | -68.0862 | -137.8763 | 162.5628 | 0.91239 | 1.0651 | 1.1033 | 0.92471 | 1.0669 | 1.1045 | -3.4239 | -118.4923 | 118.2681 | -3.4104 | -118.5538 | 118.4367
Line3_1_5 | 0.1434 | 0.016416 | 0.014952 | 0.1434 | 0.016416 | 0.014952 | 0.033116 | 0.0037911 | 0.003453 | 0.033116 | 0.0037911 | 0.003453 | -0.013435 | -0.0038271 | -0.0025332 | 0.013594 | 0.0038345 | 0.0025434 | -0.027063 | -0.0012879 | 0.0028454 | 0.027414 | 0.0012859 | -0.0028411 | 112.9777 | 42.9092 | -13.41 | -67.0223 | -137.0907 | 166.5901 | 0.91239 | 1.0651 | 1.1033 | 0.92402 | 1.0668 | 1.1043 | -3.4239 | -118.4923 | 118.2681 | -3.3984 | -118.5523 | 118.4254
Line4_2_6 | 2.6679 | 0.065344 | 0.057521 | 2.6679 | 0.065344 | 0.057521 | 0.61612 | 0.015091 | 0.013284 | 0.61612 | 0.015091 | 0.013284 | 0.20211 | -0.014936 | -0.014414 | -0.14238 | 0.014515 | 0.014175 | 0.37941 | -0.0052975 | 0.00016192 | -0.26139 | 0.0058501 | -0.00060738 | -65.6633 | 44.3383 | -62.8404 | 114.3367 | -135.6616 | 117.1596 | 0.69773 | 1.0502 | 1.0851 | 0.4831 | 1.037 | 1.068 | -3.7066 | -116.1332 | 116.516 | -4.2406 | -113.71 | 114.706
Line5_6_7 | 2.6679 | 0.065344 | 0.057521 | 2.6679 | 0.065344 | 0.057521 | 0.61612 | 0.015091 | 0.013284 | 0.61612 | 0.015091 | 0.013284 | 0.14238 | -0.014515 | -0.014175 | -0.082649 | 0.014094 | 0.013935 | 0.26139 | -0.0058501 | 0.00060738 | -0.14336 | 0.0064028 | -0.0010528 | -65.6633 | 44.3384 | -62.8404 | 114.3367 | -135.6616 | 117.1596 | 0.4831 | 1.037 | 1.068 | 0.26857 | 1.0258 | 1.052 | -4.2406 | -113.71 | 114.706 | -5.628 | -111.2292 | 112.8391
Line6_7_8 | 3.3286 | 0 | 0 | 3.3286 | 0 | 0 | 0.7687 | 0 | 0 | 0.7687 | 0 | 0 | 0.092329 | 5.091e-08 | -5.3228e-08 | 2.8579e-14 | -3.5463e-08 | 3.682e-08 | 0.18466 | -2.2567e-08 | -1.9987e-08 | 1.0813e-14 | 1.4282e-08 | 1.1374e-08 | -69.063 | 0 | 0 | 110.937 | 0 | 0 | 0.26857 | 1.0258 | 1.052 | 0 | 1.0127 | 1.0275 | -5.628 | -111.2292 | 112.8391 | 0 | -108.3008 | 110.2051
Line7_8_9 | 0 | 0 | 0 | 0 | 0 | 0 | 0 | 0 | 0 | 0 | 0 | 0 | -4.4934e-22 | 1.7851e-08 | -1.8304e-08 | -4.3535e-18 | 2.3942e-10 | 2.1268e-10 | -6.1862e-22 | -6.727e-09 | -6.0396e-09 | 9.0623e-18 | 8.2822e-10 | -7.0504e-10 | 0 | 0 | 0 | 0 | 0 | 0 | 0 | 1.0127 | 1.0275 | 0 | 1.0127 | 1.0275 | 0 | -108.3008 | 110.2051 | 0 | -108.3008 | 110.2051
Line8_8_10 | 0 | 0 | 0 | 0 | 0 | 0 | 0 | 0 | 0 | 0 | 0 | 0 | -4.4934e-22 | 1.7851e-08 | -1.8304e-08 | -4.3535e-18 | 2.3942e-10 | 2.1268e-10 | -6.1862e-22 | -6.727e-09 | -6.0396e-09 | 9.0623e-18 | 8.2822e-10 | -7.0504e-10 | 0 | 0 | 0 | 0 | 0 | 0 | 0 | 1.0127 | 1.0275 | 0 | 1.0127 | 1.0275 | 0 | -108.3008 | 110.2051 | 0 | -108.3008 | 110.2051
Line9_3_11 | 0.12295 | 0.012375 | 0.011808 | 0.12295 | 0.012375 | 0.011808 | 0.028394 | 0.0028578 | 0.002727 | 0.028394 | 0.0028578 | 0.002727 | -0.012686 | -0.0029127 | -0.0015724 | 0.012803 | 0.0029174 | 0.0015792 | -0.02291 | -0.00089818 | 0.0025672 | 0.023168 | 0.00089655 | -0.0025652 | 115.5982 | 44.3141 | -3.0896 | -64.4018 | -135.6859 | 176.9104 | 0.92232 | 1.0666 | 1.1039 | 0.93224 | 1.068 | 1.1046 | -3.3753 | -118.5479 | 118.398 | -3.3277 | -118.6033 | 118.5277

## LG_max_fault_6
name | pf_ikss_a_from_ka | pf_ikss_b_from_ka | pf_ikss_c_from_ka | pf_ikss_a_to_ka | pf_ikss_b_to_ka | pf_ikss_c_to_ka | pf_skss_a_from_mw | pf_skss_b_from_mw | pf_skss_c_from_mw | pf_skss_a_to_mw | pf_skss_b_to_mw | pf_skss_c_to_mw | pf_p_a_from_mw | pf_p_b_from_mw | pf_p_c_from_mw | pf_p_a_to_mw | pf_p_b_to_mw | pf_p_c_to_mw | pf_q_a_from_mvar | pf_q_b_from_mvar | pf_q_c_from_mvar | pf_q_a_to_mvar | pf_q_b_to_mvar | pf_q_c_to_mvar | pf_ikss_a_from_degree | pf_ikss_b_from_degree | pf_ikss_c_from_degree | pf_ikss_a_to_degree | pf_ikss_b_to_degree | pf_ikss_c_to_degree | pf_vm_a_from_pu | pf_vm_b_from_pu | pf_vm_c_from_pu | pf_vm_a_to_pu | pf_vm_b_to_pu | pf_vm_c_to_pu | pf_va_a_from_degree | pf_va_b_from_degree | pf_va_c_from_degree | pf_va_a_to_degree | pf_va_b_to_degree | pf_va_c_to_degree
Line0_1_2 | 0.027024 | 0.00067947 | 0.00059963 | 0.027024 | 0.00067947 | 0.00059963 | 0.0062409 | 0.00015692 | 0.00013848 | 0.0062409 | 0.00015692 | 0.00013848 | 0.0048897 | -0.00016294 | -0.00013597 | -0.0048836 | 0.00016289 | 0.00013594 | 0.0043488 | 2.4029e-05 | 5.1587e-05 | -0.0043366 | -2.397e-05 | -5.1634e-05 | -41.7156 | 68.3952 | -39.2382 | 138.2844 | -111.6048 | 140.7618 | 1.0485 | 1.0496 | 1.0502 | 1.0465 | 1.0492 | 1.0501 | -0.066954 | -119.994 | 119.9846 | -0.1106 | -119.9761 | 119.9638
Line10_11_12 | 0.0012332 | 0.00012253 | 0.00011752 | 0.0012332 | 0.00012253 | 0.00011752 | 0.00028479 | 2.8297e-05 | 2.714e-05 | 0.00028479 | 2.8297e-05 | 2.714e-05 | -0.000228 | -2.9388e-05 | -3.9832e-06 | 0.00022801 | 2.9388e-05 | 3.9839e-06 | -0.00019291 | 4.3007e-06 | 2.8222e-05 | 0.00019294 | -4.3009e-06 | -2.8222e-05 | 139.7025 | 68.3314 | 21.9536 | -40.2975 | -111.6685 | -158.0463 | 1.0487 | 1.0496 | 1.0501 | 1.0488 | 1.0496 | 1.0501 | -0.062303 | -119.9943 | 119.9874 | -0.059978 | -119.9945 | 119.9887
Line11_12_13 | 0.0012332 | 0.00012253 | 0.00011752 | 0.0012332 | 0.00012253 | 0.00011752 | 0.00028479 | 2.8297e-05 | 2.714e-05 | 0.00028479 | 2.8297e-05 | 2.714e-05 | -0.00022801 | -2.9388e-05 | -3.9839e-06 | 0.00022802 | 2.9389e-05 | 3.9845e-06 | -0.00019294 | 4.3009e-06 | 2.8222e-05 | 0.00019296 | -4.3011e-06 | -2.8221e-05 | 139.7025 | 68.3315 | 21.9537 | -40.2975 | -111.6685 | -158.0463 | 1.0488 | 1.0496 | 1.0501 | 1.0489 | 1.0496 | 1.0501 | -0.059978 | -119.9945 | 119.9887 | -0.057653 | -119.9947 | 119.9901
Line12_13_15 | 0 | 0 | 0 | 0 | 0 | 0 | 0 | 0 | 0 | 0 | 0 | 0 | 3.8831e-11 | 2.7571e-11 | -8.1508e-11 | -2.1664e-11 | -1.7023e-11 | 5.3793e-11 | 7.834e-11 | -7.8819e-11 | 1.356e-11 | -5.629e-11 | 5.2919e-11 | -9.7354e-12 | 0 | 0 | 0 | 0 | 0 | 0 | 1.0489 | 1.0496 | 1.0501 | 1.0489 | 1.0496 | 1.0501 | -0.057653 | -119.9947 | 119.9901 | -0.057653 | -119.9947 | 119.9901
Line13_13_14 | 0.0012332 | 0.00012253 | 0.00011752 | 0.0012332 | 0.00012253 | 0.00011752 | 0.00028479 | 2.8297e-05 | 2.714e-05 | 0.00028479 | 2.8297e-05 | 2.714e-05 | -0.00022802 | -2.9389e-05 | -3.9845e-06 | 0.00022803 | 2.9389e-05 | 3.9851e-06 | -0.00019296 | 4.3012e-06 | 2.8221e-05 | 0.00019299 | -4.3013e-06 | -2.8221e-05 | 139.7025 | 68.3317 | 21.9539 | -40.2975 | -111.6683 | -158.046 | 1.0489 | 1.0496 | 1.0501 | 1.049 | 1.0497 | 1.0501 | -0.057653 | -119.9947 | 119.9901 | -0.055329 | -119.9949 | 119.9915
Line14_15_16 | 0 | 0 | 0 | 0 | 0 | 0 | 0 | 0 | 0 | 0 | 0 | 0 | 2.5888e-11 | 1.8381e-11 | -5.4339e-11 | -8.7199e-12 | -7.8329e-12 | 2.6623e-11 | 5.2227e-11 | -5.2546e-11 | 9.0397e-12 | -3.0177e-11 | 2.6646e-11 | -5.2155e-12 | 0 | 0 | 0 | 0 | 0 | 0 | 1.0489 | 1.0496 | 1.0501 | 1.0489 | 1.0496 | 1.0501 | -0.057653 | -119.9947 | 119.9901 | -0.057653 | -119.9947 | 119.9901
Line15_16_17 | 0 | 0 | 0 | 0 | 0 | 0 | 0 | 0 | 0 | 0 | 0 | 0 | 1.2944e-11 | 9.1903e-12 | -2.7169e-11 | 4.2239e-12 | 1.3575e-12 | -5.4608e-13 | 2.6113e-11 | -2.6273e-11 | 4.5199e-12 | -4.0635e-12 | 3.7349e-13 | -6.9566e-13 | 0 | 0 | 0 | 0 | 0 | 0 | 1.0489 | 1.0496 | 1.0501 | 1.0489 | 1.0496 | 1.0501 | -0.057653 | -119.9947 | 119.9901 | -0.057653 | -119.9947 | 119.9901
Line16_4_18 | 0 | 0 | 0 | 0 | 0 | 0 | 0 | 0 | 0 | 0 | 0 | 0 | 1.3272e-11 | 1.2446e-11 | -3.183e-11 | 5.1658e-12 | 1.5416e-12 | -5.9565e-13 | 3.1281e-11 | -2.9762e-11 | 3.5268e-12 | -4.5412e-12 | 4.1469e-13 | -9.5452e-13 | 0 | 0 | 0 | 0 | 0 | 0 | 1.0487 | 1.0496 | 1.0502 | 1.0487 | 1.0496 | 1.0502 | -0.064446 | -119.9941 | 119.9865 | -0.064446 | -119.9941 | 119.9865
Line17_5_19 | 0.0014471 | 0.00016435 | 0.00014996 | 0.0014471 | 0.00016435 | 0.00014996 | 0.00033419 | 3.7956e-05 | 3.4632e-05 | 0.00033419 | 3.7956e-05 | 3.4632e-05 | -0.00025657 | -3.9548e-05 | -1.1696e-05 | 0.00025658 | 3.9549e-05 | 1.1697e-05 | -0.00023872 | 4.7988e-06 | 3.4437e-05 | 0.00023876 | -4.799e-06 | -3.4436e-05 | 136.999 | 66.9244 | 11.2264 | -43.001 | -113.0756 | -168.7735 | 1.0486 | 1.0496 | 1.0502 | 1.0488 | 1.0496 | 1.0502 | -0.064482 | -119.9941 | 119.9863 | -0.062011 | -119.9943 | 119.9881
Line1_1_3 | 0.0012332 | 0.00012253 | 0.00011752 | 0.0012332 | 0.00012253 | 0.00011752 | 0.00028479 | 2.8297e-05 | 2.714e-05 | 0.00028479 | 2.8297e-05 | 2.714e-05 | -0.00022797 | -2.9387e-05 | -3.982e-06 | 0.00022799 | 2.9387e-05 | 3.9826e-06 | -0.00019286 | 4.3003e-06 | 2.8222e-05 | 0.00019289 | -4.3005e-06 | -2.8222e-05 | 139.7025 | 68.3313 | 21.9535 | -40.2975 | -111.6686 | -158.0464 | 1.0485 | 1.0496 | 1.0502 | 1.0486 | 1.0496 | 1.0502 | -0.066954 | -119.994 | 119.9846 | -0.064628 | -119.9942 | 119.986
Line2_1_4 | 0.0015348 | 0.00018361 | 0.00016481 | 0.0015348 | 0.00018361 | 0.00016481 | 0.00035444 | 4.2402e-05 | 3.8061e-05 | 0.00035444 | 4.2402e-05 | 3.8061e-05 | -0.00026715 | -4.4252e-05 | -1.5601e-05 | 0.00026717 | 4.4253e-05 | 1.5602e-05 | -0.00025835 | 4.7353e-06 | 3.68e-05 | 0.00025839 | -4.7356e-06 | -3.68e-05 | 135.8923 | 66.1139 | 7.011 | -44.1077 | -113.8861 | -172.9889 | 1.0485 | 1.0496 | 1.0502 | 1.0487 | 1.0496 | 1.0502 | -0.066954 | -119.994 | 119.9846 | -0.064446 | -119.9941 | 119.9865
Line3_1_5 | 0.0014471 | 0.00016435 | 0.00014996 | 0.0014471 | 0.00016435 | 0.00014996 | 0.00033419 | 3.7956e-05 | 3.4632e-05 | 0.00033419 | 3.7956e-05 | 3.4632e-05 | -0.00025655 | -3.9547e-05 | -1.1695e-05 | 0.00025657 | 3.9548e-05 | 1.1696e-05 | -0.00023869 | 4.7986e-06 | 3.4437e-05 | 0.00023872 | -4.7988e-06 | -3.4437e-05 | 136.999 | 66.9243 | 11.2264 | -43.001 | -113.0756 | -168.7736 | 1.0485 | 1.0496 | 1.0502 | 1.0486 | 1.0496 | 1.0502 | -0.066954 | -119.994 | 119.9846 | -0.064482 | -119.9941 | 119.9863
Line4_2_6 | 0.027024 | 0.00067947 | 0.00059963 | 0.027024 | 0.00067947 | 0.00059963 | 0.0062409 | 0.00015692 | 0.00013848 | 0.0062409 | 0.00015692 | 0.00013848 | 0.0048836 | -0.00016289 | -0.00013594 | -0.0048775 | 0.00016285 | 0.00013592 | 0.0043366 | 2.397e-05 | 5.1634e-05 | -0.0043245 | -2.3912e-05 | -5.1681e-05 | -41.7156 | 68.3952 | -39.2382 | 138.2844 | -111.6047 | 140.7618 | 1.0465 | 1.0492 | 1.0501 | 1.0445 | 1.0489 | 1.0501 | -0.1106 | -119.9761 | 119.9638 | -0.15441 | -119.9581 | 119.943
Line5_6_7 | 0.027024 | 0.00067947 | 0.00059963 | 0.027024 | 0.00067948 | 0.00059963 | 0.0062409 | 0.00015692 | 0.00013848 | 0.0062409 | 0.00015692 | 0.00013848 | 0.0048775 | -0.00016285 | -0.00013592 | -0.0048714 | 0.0001628 | 0.00013589 | 0.0043245 | 2.3912e-05 | 5.1681e-05 | -0.0043124 | -2.3853e-05 | -5.1728e-05 | -41.7156 | 68.3953 | -39.2382 | 138.2844 | -111.6047 | 140.7619 | 1.0445 | 1.0489 | 1.0501 | 1.0425 | 1.0486 | 1.05 | -0.15441 | -119.9581 | 119.943 | -0.19839 | -119.9402 | 119.9222
Line6_7_8 | 0.033962 | 0 | 0 | 0.033962 | 0 | 0 | 0.0078432 | 0 | 0 | 0.0078432 | 0 | 0 | 0.0057767 | 3.165e-10 | -5.6994e-10 | -0.0057671 | -2.1471e-10 | 3.9603e-10 | 0.0057863 | -4.7772e-10 | -3.7971e-11 | -0.0057671 | 3.3584e-10 | 2.082e-11 | -45.246 | 0 | 0 | 134.754 | 0 | 0 | 1.0425 | 1.0486 | 1.05 | 1.0399 | 1.0482 | 1.0499 | -0.19839 | -119.9402 | 119.9222 | -0.24602 | -119.9202 | 119.8929
Line7_8_9 | 0 | 0 | 0 | 0 | 0 | 0 | 0 | 0 | 0 | 0 | 0 | 0 | 4.1e-11 | 1.1087e-10 | -1.9783e-10 | 3.8576e-11 | 7.0241e-12 | 3.6305e-13 | 1.9715e-10 | -1.6511e-10 | -1.4188e-11 | -1.719e-11 | 5.6194e-12 | -7.5569e-12 | 0 | 0 | 0 | 0 | 0 | 0 | 1.0399 | 1.0482 | 1.0499 | 1.0399 | 1.0482 | 1.0499 | -0.24602 | -119.9202 | 119.8929 | -0.24602 | -119.9202 | 119.8929
Line8_8_10 | 0 | 0 | 0 | 0 | 0 | 0 | 0 | 0 | 0 | 0 | 0 | 0 | 4.1e-11 | 1.1087e-10 | -1.9783e-10 | 3.8576e-11 | 7.0241e-12 | 3.6306e-13 | 1.9715e-10 | -1.6511e-10 | -1.4188e-11 | -1.719e-11 | 5.6194e-12 | -7.5569e-12 | 0 | 0 | 0 | 0 | 0 | 0 | 1.0399 | 1.0482 | 1.0499 | 1.0399 | 1.0482 | 1.0499 | -0.24602 | -119.9202 | 119.8929 | -0.24602 | -119.9202 | 119.8929
Line9_3_11 | 0.0012332 | 0.00012253 | 0.00011752 | 0.0012332 | 0.00012253 | 0.00011752 | 0.00028479 | 2.8297e-05 | 2.714e-05 | 0.00028479 | 2.8297e-05 | 2.714e-05 | -0.00022799 | -2.9387e-05 | -3.9826e-06 | 0.000228 | 2.9388e-05 | 3.9832e-06 | -0.00019289 | 4.3005e-06 | 2.8222e-05 | 0.00019291 | -4.3007e-06 | -2.8222e-05 | 139.7025 | 68.3314 | 21.9536 | -40.2975 | -111.6686 | -158.0464 | 1.0486 | 1.0496 | 1.0502 | 1.0487 | 1.0496 | 1.0501 | -0.064628 | -119.9942 | 119.986 | -0.062303 | -119.9943 | 119.9874

## LG_max_fault_10
name | pf_ikss_a_from_ka | pf_ikss_b_from_ka | pf_ikss_c_from_ka | pf_ikss_a_to_ka | pf_ikss_b_to_ka | pf_ikss_c_to_ka | pf_skss_a_from_mw | pf_skss_b_from_mw | pf_skss_c_from_mw | pf_skss_a_to_mw | pf_skss_b_to_mw | pf_skss_c_to_mw | pf_p_a_from_mw | pf_p_b_from_mw | pf_p_c_from_mw | pf_p_a_to_mw | pf_p_b_to_mw | pf_p_c_to_mw | pf_q_a_from_mvar | pf_q_b_from_mvar | pf_q_c_from_mvar | pf_q_a_to_mvar | pf_q_b_to_mvar | pf_q_c_to_mvar | pf_ikss_a_from_degree | pf_ikss_b_from_degree | pf_ikss_c_from_degree | pf_ikss_a_to_degree | pf_ikss_b_to_degree | pf_ikss_c_to_degree | pf_vm_a_from_pu | pf_vm_b_from_pu | pf_vm_c_from_pu | pf_vm_a_to_pu | pf_vm_b_to_pu | pf_vm_c_to_pu | pf_va_a_from_degree | pf_va_b_from_degree | pf_va_c_from_degree | pf_va_a_to_degree | pf_va_b_to_degree | pf_va_c_to_degree
Line0_1_2 | 0.028514 | 0.00069838 | 0.00061477 | 0.028514 | 0.00069838 | 0.00061477 | 0.0065849 | 0.00016128 | 0.00014197 | 0.0065849 | 0.00016128 | 0.00014197 | 0.0053936 | -0.00017555 | -0.00014583 | -0.0053868 | 0.0001755 | 0.00014581 | 0.004819 | 2.5126e-05 | 5.5948e-05 | -0.0048055 | -2.5063e-05 | -5.5999e-05 | -41.85 | 68.1516 | -39.0271 | 138.15 | -111.8484 | 140.9729 | 1.0984 | 1.0995 | 1.1002 | 1.0962 | 1.0992 | 1.1001 | -0.070389 | -119.9936 | 119.9836 | -0.11411 | -119.9757 | 119.9626
Line10_11_12 | 0.001314 | 0.00013226 | 0.00012621 | 0.001314 | 0.00013226 | 0.00012621 | 0.00030346 | 3.0544e-05 | 2.9146e-05 | 0.00030346 | 3.0544e-05 | 2.9146e-05 | -0.00025342 | -3.3248e-05 | -5.1613e-06 | 0.00025343 | 3.3249e-05 | 5.162e-06 | -0.00021661 | 4.7446e-06 | 3.1647e-05 | 0.00021664 | -4.7448e-06 | -3.1647e-05 | 139.4115 | 68.1274 | 20.7237 | -40.5885 | -111.8725 | -159.2762 | 1.0986 | 1.0996 | 1.1002 | 1.0987 | 1.0996 | 1.1002 | -0.065705 | -119.994 | 119.9865 | -0.063363 | -119.9942 | 119.9879
Line11_12_13 | 0.001314 | 0.00013226 | 0.00012621 | 0.001314 | 0.00013226 | 0.00012621 | 0.00030346 | 3.0544e-05 | 2.9146e-05 | 0.00030346 | 3.0544e-05 | 2.9146e-05 | -0.00025343 | -3.3249e-05 | -5.162e-06 | 0.00025344 | 3.3249e-05 | 5.1628e-06 | -0.00021664 | 4.7448e-06 | 3.1647e-05 | 0.00021667 | -4.745e-06 | -3.1647e-05 | 139.4115 | 68.1275 | 20.7238 | -40.5885 | -111.8725 | -159.2762 | 1.0987 | 1.0996 | 1.1002 | 1.0988 | 1.0996 | 1.1002 | -0.063363 | -119.9942 | 119.9879 | -0.061022 | -119.9944 | 119.9894
Line12_13_15 | 0 | 0 | 0 | 0 | 0 | 0 | 0 | 0 | 0 | 0 | 0 | 0 | 4.478e-11 | 3.2602e-11 | -9.5062e-11 | -2.4906e-11 | -2.0155e-11 | 6.2741e-11 | 9.1545e-11 | -9.1658e-11 | 1.5344e-11 | -6.575e-11 | 6.154e-11 | -1.1053e-11 | 0 | 0 | 0 | 0 | 0 | 0 | 1.0988 | 1.0996 | 1.1002 | 1.0988 | 1.0996 | 1.1002 | -0.061022 | -119.9944 | 119.9894 | -0.061022 | -119.9944 | 119.9894
Line13_13_14 | 0.001314 | 0.00013226 | 0.0001262 | 0.001314 | 0.00013226 | 0.0001262 | 0.00030346 | 3.0544e-05 | 2.9146e-05 | 0.00030346 | 3.0544e-05 | 2.9146e-05 | -0.00025344 | -3.3249e-05 | -5.1627e-06 | 0.00025346 | 3.325e-05 | 5.1634e-06 | -0.00021667 | 4.7451e-06 | 3.1647e-05 | 0.0002167 | -4.7453e-06 | -3.1646e-05 | 139.4115 | 68.1277 | 20.724 | -40.5885 | -111.8723 | -159.2759 | 1.0988 | 1.0996 | 1.1002 | 1.0989 | 1.0996 | 1.1002 | -0.061022 | -119.9944 | 119.9894 | -0.058681 | -119.9946 | 119.9908
Line14_15_16 | 0 | 0 | 0 | 0 | 0 | 0 | 0 | 0 | 0 | 0 | 0 | 0 | 2.9853e-11 | 2.1735e-11 | -6.3375e-11 | -9.9797e-12 | -9.2878e-12 | 3.1054e-11 | 6.103e-11 | -6.1105e-11 | 1.0229e-11 | -3.5235e-11 | 3.0988e-11 | -5.9388e-12 | 0 | 0 | 0 | 0 | 0 | 0 | 1.0988 | 1.0996 | 1.1002 | 1.0988 | 1.0996 | 1.1002 | -0.061022 | -119.9944 | 119.9894 | -0.061022 | -119.9944 | 119.9894
Line15_16_17 | 0 | 0 | 0 | 0 | 0 | 0 | 0 | 0 | 0 | 0 | 0 | 0 | 1.4927e-11 | 1.0867e-11 | -3.1687e-11 | 4.9471e-12 | 1.5795e-12 | -6.3334e-13 | 3.0515e-11 | -3.0553e-11 | 5.1147e-12 | -4.7199e-12 | 4.3522e-13 | -8.2406e-13 | 0 | 0 | 0 | 0 | 0 | 0 | 1.0988 | 1.0996 | 1.1002 | 1.0988 | 1.0996 | 1.1002 | -0.061022 | -119.9944 | 119.9894 | -0.061022 | -119.9944 | 119.9894
Line16_4_18 | 0 | 0 | 0 | 0 | 0 | 0 | 0 | 0 | 0 | 0 | 0 | 0 | 1.5247e-11 | 1.4542e-11 | -3.6894e-11 | 6.0058e-12 | 1.7855e-12 | -6.8623e-13 | 3.6304e-11 | -3.4425e-11 | 3.9646e-12 | -5.2488e-12 | 4.8042e-13 | -1.1171e-12 | 0 | 0 | 0 | 0 | 0 | 0 | 1.0985 | 1.0996 | 1.1002 | 1.0985 | 1.0996 | 1.1002 | -0.067876 | -119.9938 | 119.9856 | -0.067876 | -119.9938 | 119.9856
Line17_5_19 | 0.0015326 | 0.00017545 | 0.0001598 | 0.0015326 | 0.00017545 | 0.0001598 | 0.00035393 | 4.0518e-05 | 3.6905e-05 | 0.00035393 | 4.0518e-05 | 3.6905e-05 | -0.00028369 | -4.4246e-05 | -1.3608e-05 | 0.00028371 | 4.4247e-05 | 1.3609e-05 | -0.00026586 | 5.2105e-06 | 3.8253e-05 | 0.0002659 | -5.2108e-06 | -3.8253e-05 | 136.791 | 66.7225 | 10.4034 | -43.209 | -113.2774 | -169.5966 | 1.0985 | 1.0996 | 1.1002 | 1.0986 | 1.0996 | 1.1002 | -0.06791 | -119.9938 | 119.9854 | -0.065431 | -119.994 | 119.9872
Line1_1_3 | 0.001314 | 0.00013226 | 0.00012621 | 0.001314 | 0.00013226 | 0.00012621 | 0.00030346 | 3.0544e-05 | 2.9146e-05 | 0.00030346 | 3.0544e-05 | 2.9146e-05 | -0.00025339 | -3.3247e-05 | -5.1598e-06 | 0.0002534 | 3.3248e-05 | 5.1606e-06 | -0.00021655 | 4.7442e-06 | 3.1648e-05 | 0.00021658 | -4.7444e-06 | -3.1647e-05 | 139.4115 | 68.1273 | 20.7236 | -40.5885 | -111.8726 | -159.2763 | 1.0984 | 1.0995 | 1.1002 | 1.0985 | 1.0996 | 1.1002 | -0.070389 | -119.9936 | 119.9836 | -0.068047 | -119.9938 | 119.9851
Line2_1_4 | 0.0016214 | 0.00019508 | 0.000175 | 0.0016214 | 0.00019508 | 0.000175 | 0.00037445 | 4.5052e-05 | 4.0414e-05 | 0.00037445 | 4.5052e-05 | 4.0414e-05 | -0.00029485 | -4.9271e-05 | -1.7806e-05 | 0.00029487 | 4.9272e-05 | 1.7807e-05 | -0.00028675 | 5.1183e-06 | 4.0741e-05 | 0.00028679 | -5.1185e-06 | -4.0741e-05 | 135.7271 | 65.9369 | 6.376 | -44.2729 | -114.063 | -173.624 | 1.0984 | 1.0995 | 1.1002 | 1.0985 | 1.0996 | 1.1002 | -0.070389 | -119.9936 | 119.9836 | -0.067876 | -119.9938 | 119.9856
Line3_1_5 | 0.0015326 | 0.00017545 | 0.0001598 | 0.0015326 | 0.00017545 | 0.0001598 | 0.00035393 | 4.0518e-05 | 3.6905e-05 | 0.00035393 | 4.0518e-05 | 3.6905e-05 | -0.00028368 | -4.4245e-05 | -1.3607e-05 | 0.00028369 | 4.4246e-05 | 1.3608e-05 | -0.00026582 | 5.2103e-06 | 3.8254e-05 | 0.00026586 | -5.2105e-06 | -3.8253e-05 | 136.791 | 66.7225 | 10.4033 | -43.209 | -113.2775 | -169.5966 | 1.0984 | 1.0995 | 1.1002 | 1.0985 | 1.0996 | 1.1002 | -0.070389 | -119.9936 | 119.9836 | -0.06791 | -119.9938 | 119.9854
Line4_2_6 | 0.028514 | 0.00069838 | 0.00061477 | 0.028514 | 0.00069838 | 0.00061477 | 0.0065849 | 0.00016128 | 0.00014197 | 0.0065849 | 0.00016128 | 0.00014197 | 0.0053868 | -0.0001755 | -0.00014581 | -0.0053799 | 0.00017545 | 0.00014578 | 0.0048055 | 2.5063e-05 | 5.5999e-05 | -0.004792 | -2.5e-05 | -5.605e-05 | -41.85 | 68.1516 | -39.0271 | 138.15 | -111.8483 | 140.9729 | 1.0962 | 1.0992 | 1.1001 | 1.0941 | 1.0988 | 1.1001 | -0.11411 | -119.9757 | 119.9626 | -0.158 | -119.9576 | 119.9416
Line5_6_7 | 0.028514 | 0.00069838 | 0.00061477 | 0.028514 | 0.00069838 | 0.00061477 | 0.0065849 | 0.00016128 | 0.00014197 | 0.0065849 | 0.00016128 | 0.00014197 | 0.0053799 | -0.00017545 | -0.00014578 | -0.0053731 | 0.0001754 | 0.00014575 | 0.004792 | 2.5e-05 | 5.605e-05 | -0.0047785 | -2.4937e-05 | -5.6101e-05 | -41.85 | 68.1517 | -39.0271 | 138.15 | -111.8483 | 140.9729 | 1.0941 | 1.0988 | 1.1001 | 1.092 | 1.0985 | 1.1 | -0.158 | -119.9576 | 119.9416 | -0.20206 | -119.9396 | 119.9206
Line6_7_8 | 0.035575 | 0 | 0 | 0.035575 | 0 | 0 | 0.0082157 | 0 | 0 | 0.0082157 | 0 | 0 | 0.0063384 | 3.5243e-10 | -6.3395e-10 | -0.0063279 | -2.3891e-10 | 4.4026e-10 | 0.006349 | -5.3104e-10 | -4.2654e-11 | -0.0063279 | 3.7312e-10 | 2.3378e-11 | -45.2497 | 0 | 0 | 134.7503 | 0 | 0 | 1.092 | 1.0985 | 1.1 | 1.0893 | 1.0981 | 1.0999 | -0.20206 | -119.9396 | 119.9206 | -0.24968 | -119.9196 | 119.8913
Line7_8_9 | 0 | 0 | 0 | 0 | 0 | 0 | 0 | 0 | 0 | 0 | 0 | 0 | 4.5476e-11 | 1.2337e-10 | -2.1994e-10 | 4.2874e-11 | 7.8251e-12 | 3.9086e-13 | 2.1926e-10 | -1.8346e-10 | -1.5897e-11 | -1.9145e-11 | 6.212e-12 | -8.416e-12 | 0 | 0 | 0 | 0 | 0 | 0 | 1.0893 | 1.0981 | 1.0999 | 1.0893 | 1.0981 | 1.0999 | -0.24968 | -119.9196 | 119.8913 | -0.24968 | -119.9196 | 119.8913
Line8_8_10 | 0 | 0 | 0 | 0 | 0 | 0 | 0 | 0 | 0 | 0 | 0 | 0 | 4.5476e-11 | 1.2337e-10 | -2.1994e-10 | 4.2874e-11 | 7.8251e-12 | 3.9086e-13 | 2.1926e-10 | -1.8346e-10 | -1.5897e-11 | -1.9145e-11 | 6.212e-12 | -8.416e-12 | 0 | 0 | 0 | 0 | 0 | 0 | 1.0893 | 1.0981 | 1.0999 | 1.0893 | 1.0981 | 1.0999 | -0.24968 | -119.9196 | 119.8913 | -0.24968 | -119.9196 | 119.8913
Line9_3_11 | 0.001314 | 0.00013226 | 0.00012621 | 0.001314 | 0.00013226 | 0.00012621 | 0.00030346 | 3.0544e-05 | 2.9146e-05 | 0.00030346 | 3.0544e-05 | 2.9146e-05 | -0.0002534 | -3.3248e-05 | -5.1606e-06 | 0.00025342 | 3.3248e-05 | 5.1613e-06 | -0.00021658 | 4.7444e-06 | 3.1647e-05 | 0.00021661 | -4.7446e-06 | -3.1647e-05 | 139.4115 | 68.1274 | 20.7237 | -40.5885 | -111.8726 | -159.2763 | 1.0985 | 1.0996 | 1.1002 | 1.0986 | 1.0996 | 1.1002 | -0.068047 | -119.9938 | 119.9851 | -0.065705 | -119.994 | 119.9865

## LG_min_6
name | pf_ikss_a_from_ka | pf_ikss_b_from_ka | pf_ikss_c_from_ka | pf_ikss_a_to_ka | pf_ikss_b_to_ka | pf_ikss_c_to_ka | pf_skss_a_from_mw | pf_skss_b_from_mw | pf_skss_c_from_mw | pf_skss_a_to_mw | pf_skss_b_to_mw | pf_skss_c_to_mw | pf_p_a_from_mw | pf_p_b_from_mw | pf_p_c_from_mw | pf_p_a_to_mw | pf_p_b_to_mw | pf_p_c_to_mw | pf_q_a_from_mvar | pf_q_b_from_mvar | pf_q_c_from_mvar | pf_q_a_to_mvar | pf_q_b_to_mvar | pf_q_c_to_mvar | pf_ikss_a_from_degree | pf_ikss_b_from_degree | pf_ikss_c_from_degree | pf_ikss_a_to_degree | pf_ikss_b_to_degree | pf_ikss_c_to_degree | pf_vm_a_from_pu | pf_vm_b_from_pu | pf_vm_c_from_pu | pf_vm_a_to_pu | pf_vm_b_to_pu | pf_vm_c_to_pu | pf_va_a_from_degree | pf_va_b_from_degree | pf_va_c_from_degree | pf_va_a_to_degree | pf_va_b_to_degree | pf_va_c_to_degree
Line0_1_2 | 2.0075 | 0.0016905 | 0.0014365 | 2.0075 | 0.0016905 | 0.0014365 | 0.4636 | 0.0003904 | 0.00033175 | 0.4636 | 0.0003904 | 0.00033175 | 0.25852 | -0.00034161 | -0.00031875 | -0.19404 | 0.00033155 | 0.00031159 | 0.26878 | -0.00010326 | -7.4833e-06 | -0.20163 | 0.00011531 | -3.7016e-06 | -52.3168 | 43.7442 | -63.4466 | 127.6832 | -136.2552 | 116.5536 | 0.80441 | 0.91412 | 0.96108 | 0.6036 | 0.89914 | 0.93932 | -6.2021 | -119.4373 | 117.8983 | -6.2176 | -117.0786 | 115.873
Line10_11_12 | 0.0030645 | 0.00052518 | 0.00048403 | 0.0030645 | 0.00052519 | 0.00048402 | 0.00070771 | 0.00012129 | 0.00011178 | 0.00070772 | 0.00012129 | 0.00011178 | -0.00037301 | -0.00011055 | -7.1293e-05 | 0.00037315 | 0.00011056 | 7.1301e-05 | -0.00043065 | -8.5343e-06 | 8.0379e-05 | 0.00043082 | 8.5306e-06 | -8.0376e-05 | 124.6952 | 56.1462 | -13.6622 | -55.3048 | -123.8527 | 166.3391 | 0.80503 | 0.91423 | 0.96117 | 0.80534 | 0.91428 | 0.96121 | -6.2021 | -119.4396 | 117.9095 | -6.202 | -119.4407 | 117.9151
Line11_12_13 | 0.0030645 | 0.00052519 | 0.00048402 | 0.0030645 | 0.0005252 | 0.00048401 | 0.00070772 | 0.00012129 | 0.00011178 | 0.00070772 | 0.00012129 | 0.00011178 | -0.00037315 | -0.00011056 | -7.1302e-05 | 0.00037329 | 0.00011057 | 7.131e-05 | -0.00043082 | -8.5306e-06 | 8.0376e-05 | 0.00043099 | 8.5269e-06 | -8.0373e-05 | 124.6951 | 56.1473 | -13.661 | -55.305 | -123.8516 | 166.3403 | 0.80534 | 0.91428 | 0.96121 | 0.80565 | 0.91433 | 0.96126 | -6.202 | -119.4407 | 117.9151 | -6.202 | -119.4418 | 117.9208
Line12_13_15 | 0 | 0 | 0 | 0 | 0 | 0 | 0 | 0 | 0 | 0 | 0 | 0 | 1.7653e-09 | 4.9417e-09 | -8.1696e-09 | -7.6689e-10 | -3.175e-09 | 5.4045e-09 | 7.2782e-09 | -6.0685e-09 | -9.3967e-10 | -5.1553e-09 | 4.0767e-09 | 5.0496e-10 | 0 | 0 | 0 | 0 | 0 | 0 | 0.80565 | 0.91433 | 0.96126 | 0.80565 | 0.91433 | 0.96126 | -6.202 | -119.4418 | 117.9208 | -6.202 | -119.4418 | 117.9208
Line13_13_14 | 0.0030645 | 0.00052522 | 0.00048399 | 0.0030646 | 0.00052523 | 0.00048399 | 0.00070773 | 0.00012129 | 0.00011177 | 0.00070773 | 0.0001213 | 0.00011177 | -0.0003733 | -0.00011058 | -7.1302e-05 | 0.00037344 | 0.00011058 | 7.131e-05 | -0.00043099 | -8.5208e-06 | 8.0374e-05 | 0.00043116 | 8.5171e-06 | -8.0371e-05 | 124.6946 | 56.1518 | -13.6562 | -55.3054 | -123.8471 | 166.345 | 0.80565 | 0.91433 | 0.96126 | 0.80596 | 0.91438 | 0.9613 | -6.202 | -119.4418 | 117.9208 | -6.202 | -119.4429 | 117.9264
Line14_15_16 | 0 | 0 | 0 | 0 | 0 | 0 | 0 | 0 | 0 | 0 | 0 | 0 | 1.1769e-09 | 3.2945e-09 | -5.4464e-09 | -1.7845e-10 | -1.5278e-09 | 2.6813e-09 | 4.8521e-09 | -4.0457e-09 | -6.2644e-10 | -2.7293e-09 | 2.0539e-09 | 1.9174e-10 | 0 | 0 | 0 | 0 | 0 | 0 | 0.80565 | 0.91433 | 0.96126 | 0.80565 | 0.91433 | 0.96126 | -6.202 | -119.4418 | 117.9208 | -6.202 | -119.4418 | 117.9208
Line15_16_17 | 0 | 0 | 0 | 0 | 0 | 0 | 0 | 0 | 0 | 0 | 0 | 0 | 5.8844e-10 | 1.6472e-09 | -2.7232e-09 | 4.0999e-10 | 1.1944e-10 | -4.1879e-11 | 2.4261e-09 | -2.0228e-09 | -3.1322e-10 | -3.0318e-10 | 3.1028e-11 | -1.2148e-10 | 0 | 0 | 0 | 0 | 0 | 0 | 0.80565 | 0.91433 | 0.96126 | 0.80565 | 0.91433 | 0.96126 | -6.202 | -119.4418 | 117.9208 | -6.202 | -119.4418 | 117.9208
Line16_4_18 | 0 | 0 | 0 | 0 | 0 | 0 | 0 | 0 | 0 | 0 | 0 | 0 | 5.8118e-10 | 1.6603e-09 | -2.7322e-09 | 4.1226e-10 | 1.1993e-10 | -4.1456e-11 | 2.4348e-09 | -2.0237e-09 | -3.229e-10 | -3.0284e-10 | 3.121e-11 | -1.2245e-10 | 0 | 0 | 0 | 0 | 0 | 0 | 0.80472 | 0.91417 | 0.96113 | 0.80472 | 0.91417 | 0.96113 | -6.2022 | -119.4384 | 117.9039 | -6.2022 | -119.4384 | 117.9039
Line17_5_19 | 0.0030774 | 0.00052918 | 0.00048694 | 0.0030775 | 0.00052919 | 0.00048693 | 0.00071071 | 0.00012221 | 0.00011245 | 0.00071071 | 0.00012221 | 0.00011245 | -0.00037309 | -0.00011136 | -7.2264e-05 | 0.00037324 | 0.00011136 | 7.2272e-05 | -0.00043347 | -9.0281e-06 | 8.0372e-05 | 0.00043364 | 9.0244e-06 | -8.0369e-05 | 124.5169 | 55.9265 | -14.0551 | -55.4831 | -124.0725 | 165.9461 | 0.80472 | 0.91417 | 0.96113 | 0.80503 | 0.91423 | 0.96117 | -6.2022 | -119.4384 | 117.9039 | -6.2022 | -119.4396 | 117.9096
Line1_1_3 | 0.0030645 | 0.00052517 | 0.00048404 | 0.0030645 | 0.00052518 | 0.00048403 | 0.00070771 | 0.00012128 | 0.00011178 | 0.00070771 | 0.00012128 | 0.00011178 | -0.00037272 | -0.00011054 | -7.1276e-05 | 0.00037286 | 0.00011055 | 7.1285e-05 | -0.00043031 | -8.5417e-06 | 8.0385e-05 | 0.00043048 | 8.538e-06 | -8.0382e-05 | 124.6955 | 56.144 | -13.6646 | -55.3046 | -123.8549 | 166.3367 | 0.80441 | 0.91412 | 0.96108 | 0.80472 | 0.91417 | 0.96113 | -6.2021 | -119.4373 | 117.8983 | -6.2021 | -119.4384 | 117.9039
Line2_1_4 | 0.0030818 | 0.00053051 | 0.00048793 | 0.0030818 | 0.00053051 | 0.00048793 | 0.0007117 | 0.00012252 | 0.00011268 | 0.0007117 | 0.00012252 | 0.00011268 | -0.00037302 | -0.00011161 | -7.259e-05 | 0.00037317 | 0.00011162 | 7.2598e-05 | -0.00043429 | -9.202e-06 | 8.037e-05 | 0.00043446 | 9.1984e-06 | -8.0366e-05 | 124.4575 | 55.8496 | -14.19 | -55.5426 | -124.1493 | 165.8112 | 0.80441 | 0.91412 | 0.96108 | 0.80472 | 0.91417 | 0.96113 | -6.2021 | -119.4373 | 117.8983 | -6.2022 | -119.4384 | 117.9039
Line3_1_5 | 0.0030774 | 0.00052918 | 0.00048695 | 0.0030774 | 0.00052918 | 0.00048694 | 0.0007107 | 0.00012221 | 0.00011246 | 0.00071071 | 0.00012221 | 0.00011245 | -0.00037295 | -0.00011135 | -7.2255e-05 | 0.00037309 | 0.00011136 | 7.2264e-05 | -0.0004333 | -9.0318e-06 | 8.0376e-05 | 0.00043347 | 9.0281e-06 | -8.0373e-05 | 124.5171 | 55.9253 | -14.0563 | -55.483 | -124.0736 | 165.9449 | 0.80441 | 0.91412 | 0.96108 | 0.80472 | 0.91417 | 0.96113 | -6.2021 | -119.4373 | 117.8983 | -6.2022 | -119.4384 | 117.9039
Line4_2_6 | 2.0075 | 0.0016905 | 0.0014365 | 2.0075 | 0.0016905 | 0.0014365 | 0.4636 | 0.0003904 | 0.00033175 | 0.4636 | 0.00039041 | 0.00033174 | 0.19404 | -0.00033155 | -0.00031159 | -0.12956 | 0.00032149 | 0.00030443 | 0.20163 | -0.00011531 | 3.7014e-06 | -0.13448 | 0.00012735 | -1.4887e-05 | -52.3168 | 43.7448 | -63.4464 | 127.6832 | -136.2543 | 116.5541 | 0.6036 | 0.89914 | 0.93932 | 0.4028 | 0.88574 | 0.91877 | -6.2176 | -117.0786 | 115.873 | -6.2485 | -114.6443 | 113.7544
Line5_6_7 | 2.0075 | 0.0016905 | 0.0014365 | 2.0075 | 0.0016905 | 0.0014364 | 0.4636 | 0.00039041 | 0.00033174 | 0.4636 | 0.00039041 | 0.00033173 | 0.12956 | -0.00032149 | -0.00030443 | -0.06508 | 0.00031144 | 0.00029726 | 0.13448 | -0.00012735 | 1.4887e-05 | -0.067336 | 0.0001394 | -2.6074e-05 | -52.3168 | 43.7457 | -63.446 | 127.6832 | -136.2531 | 116.5549 | 0.4028 | 0.88574 | 0.91877 | 0.20199 | 0.87398 | 0.89955 | -6.2485 | -114.6443 | 113.7544 | -6.3407 | -112.1399 | 111.5421
Line6_7_8 | 2.0191 | 0 | 0 | 2.0191 | 0 | 0 | 0.46629 | 0 | 0 | 0.46629 | 0 | 0 | 0.065229 | 3.7623e-08 | -3.9345e-08 | -2.3039e-14 | -2.5965e-08 | 2.7137e-08 | 0.067946 | -1.597e-08 | -1.4863e-08 | 3.718e-14 | 1.0165e-08 | 8.5143e-09 | -52.5099 | 0 | 0 | 127.4901 | 0 | 0 | 0.20199 | 0.87398 | 0.89955 | 0 | 0.86386 | 0.88138 | -6.3407 | -112.1399 | 111.5421 | 0 | -109.5608 | 109.2202
Line7_8_9 | 0 | 0 | 0 | 0 | 0 | 0 | 0 | 0 | 0 | 0 | 0 | 0 | 1.552e-21 | 1.3094e-08 | -1.3485e-08 | -1.2143e-18 | 2.2305e-10 | 1.6759e-10 | -1.8677e-22 | -4.8099e-09 | -4.5442e-09 | 9.3399e-18 | 5.4523e-10 | -5.7422e-10 | 0 | 0 | 0 | 0 | 0 | 0 | 0 | 0.86386 | 0.88138 | 0 | 0.86386 | 0.88138 | 0 | -109.5608 | 109.2202 | 0 | -109.5608 | 109.2202
Line8_8_10 | 0 | 0 | 0 | 0 | 0 | 0 | 0 | 0 | 0 | 0 | 0 | 0 | 1.552e-21 | 1.3094e-08 | -1.3485e-08 | -1.2143e-18 | 2.2305e-10 | 1.6759e-10 | -1.8677e-22 | -4.8099e-09 | -4.5442e-09 | 9.3399e-18 | 5.4523e-10 | -5.7422e-10 | 0 | 0 | 0 | 0 | 0 | 0 | 0 | 0.86386 | 0.88138 | 0 | 0.86386 | 0.88138 | 0 | -109.5608 | 109.2202 | 0 | -109.5608 | 109.2202
Line9_3_11 | 0.0030645 | 0.00052518 | 0.00048403 | 0.0030645 | 0.00052519 | 0.00048403 | 0.00070771 | 0.00012128 | 0.00011178 | 0.00070771 | 0.00012129 | 0.00011178 | -0.00037286 | -0.00011055 | -7.1285e-05 | 0.00037301 | 0.00011055 | 7.1293e-05 | -0.00043048 | -8.538e-06 | 8.0382e-05 | 0.00043065 | 8.5343e-06 | -8.0379e-05 | 124.6953 | 56.1451 | -13.6634 | -55.3047 | -123.8538 | 166.3379 | 0.80472 | 0.91417 | 0.96113 | 0.80503 | 0.91423 | 0.96117 | -6.2021 | -119.4384 | 117.9039 | -6.2021 | -119.4396 | 117.9095

## LG_min_10
name | pf_ikss_a_from_ka | pf_ikss_b_from_ka | pf_ikss_c_from_ka | pf_ikss_a_to_ka | pf_ikss_b_to_ka | pf_ikss_c_to_ka | pf_skss_a_from_mw | pf_skss_b_from_mw | pf_skss_c_from_mw | pf_skss_a_to_mw | pf_skss_b_to_mw | pf_skss_c_to_mw | pf_p_a_from_mw | pf_p_b_from_mw | pf_p_c_from_mw | pf_p_a_to_mw | pf_p_b_to_mw | pf_p_c_to_mw | pf_q_a_from_mvar | pf_q_b_from_mvar | pf_q_c_from_mvar | pf_q_a_to_mvar | pf_q_b_to_mvar | pf_q_c_to_mvar | pf_ikss_a_from_degree | pf_ikss_b_from_degree | pf_ikss_c_from_degree | pf_ikss_a_to_degree | pf_ikss_b_to_degree | pf_ikss_c_to_degree | pf_vm_a_from_pu | pf_vm_b_from_pu | pf_vm_c_from_pu | pf_vm_a_to_pu | pf_vm_b_to_pu | pf_vm_c_to_pu | pf_va_a_from_degree | pf_va_b_from_degree | pf_va_c_from_degree | pf_va_a_to_degree | pf_va_b_to_degree | pf_va_c_to_degree
Line0_1_2 | 1.9018 | 0.0016015 | 0.0013609 | 1.9018 | 0.0016015 | 0.0013609 | 0.4392 | 0.00036985 | 0.00031429 | 0.4392 | 0.00036985 | 0.00031429 | 0.23202 | -0.0003066 | -0.00028608 | -0.17415 | 0.00029757 | 0.00027966 | 0.24123 | -9.2674e-05 | -6.7163e-06 | -0.18097 | 0.00010349 | -3.3222e-06 | -52.3168 | 43.7442 | -63.4466 | 127.6832 | -136.2552 | 116.5536 | 0.76207 | 0.86601 | 0.9105 | 0.57184 | 0.85182 | 0.88988 | -6.2021 | -119.4373 | 117.8983 | -6.2176 | -117.0786 | 115.873
Line10_11_12 | 0.0029032 | 0.00049754 | 0.00045855 | 0.0029032 | 0.00049755 | 0.00045855 | 0.00067046 | 0.0001149 | 0.0001059 | 0.00067047 | 0.0001149 | 0.0001059 | -0.00033477 | -9.9223e-05 | -6.3986e-05 | 0.0003349 | 9.923e-05 | 6.3994e-05 | -0.00038651 | -7.6596e-06 | 7.2141e-05 | 0.00038666 | 7.6563e-06 | -7.2138e-05 | 124.6952 | 56.1462 | -13.6622 | -55.3048 | -123.8527 | 166.3391 | 0.76266 | 0.86611 | 0.91058 | 0.76296 | 0.86616 | 0.91062 | -6.2021 | -119.4396 | 117.9095 | -6.202 | -119.4407 | 117.9151
Line11_12_13 | 0.0029032 | 0.00049755 | 0.00045855 | 0.0029032 | 0.00049756 | 0.00045854 | 0.00067047 | 0.0001149 | 0.0001059 | 0.00067047 | 0.00011491 | 0.0001059 | -0.0003349 | -9.923e-05 | -6.3994e-05 | 0.00033503 | 9.9238e-05 | 6.4001e-05 | -0.00038666 | -7.6562e-06 | 7.2138e-05 | 0.00038681 | 7.6529e-06 | -7.2136e-05 | 124.6951 | 56.1473 | -13.661 | -55.305 | -123.8516 | 166.3403 | 0.76296 | 0.86616 | 0.91062 | 0.76325 | 0.86621 | 0.91066 | -6.202 | -119.4407 | 117.9151 | -6.202 | -119.4418 | 117.9208
Line12_13_15 | 0 | 0 | 0 | 0 | 0 | 0 | 0 | 0 | 0 | 0 | 0 | 0 | 1.5844e-09 | 4.4352e-09 | -7.3323e-09 | -6.8829e-10 | -2.8496e-09 | 4.8506e-09 | 6.5322e-09 | -5.4465e-09 | -8.4336e-10 | -4.6269e-09 | 3.6589e-09 | 4.5321e-10 | 0 | 0 | 0 | 0 | 0 | 0 | 0.76325 | 0.86621 | 0.91066 | 0.76325 | 0.86621 | 0.91066 | -6.202 | -119.4418 | 117.9208 | -6.202 | -119.4418 | 117.9208
Line13_13_14 | 0.0029033 | 0.00049758 | 0.00045852 | 0.0029033 | 0.00049758 | 0.00045851 | 0.00067048 | 0.00011491 | 0.00010589 | 0.00067048 | 0.00011491 | 0.00010589 | -0.00033504 | -9.9242e-05 | -6.3994e-05 | 0.00033517 | 9.9249e-05 | 6.4001e-05 | -0.00038682 | -7.6475e-06 | 7.2136e-05 | 0.00038697 | 7.6442e-06 | -7.2134e-05 | 124.6946 | 56.1518 | -13.6562 | -55.3054 | -123.8471 | 166.345 | 0.76325 | 0.86621 | 0.91066 | 0.76354 | 0.86626 | 0.9107 | -6.202 | -119.4418 | 117.9208 | -6.202 | -119.4429 | 117.9264
Line14_15_16 | 0 | 0 | 0 | 0 | 0 | 0 | 0 | 0 | 0 | 0 | 0 | 0 | 1.0563e-09 | 2.9568e-09 | -4.8882e-09 | -1.6016e-10 | -1.3712e-09 | 2.4065e-09 | 4.3548e-09 | -3.631e-09 | -5.6224e-10 | -2.4495e-09 | 1.8434e-09 | 1.7209e-10 | 0 | 0 | 0 | 0 | 0 | 0 | 0.76325 | 0.86621 | 0.91066 | 0.76325 | 0.86621 | 0.91066 | -6.202 | -119.4418 | 117.9208 | -6.202 | -119.4418 | 117.9208
Line15_16_17 | 0 | 0 | 0 | 0 | 0 | 0 | 0 | 0 | 0 | 0 | 0 | 0 | 5.2813e-10 | 1.4784e-09 | -2.4441e-09 | 3.6797e-10 | 1.0719e-10 | -3.7587e-11 | 2.1774e-09 | -1.8155e-09 | -2.8112e-10 | -2.7211e-10 | 2.7848e-11 | -1.0903e-10 | 0 | 0 | 0 | 0 | 0 | 0 | 0.76325 | 0.86621 | 0.91066 | 0.76325 | 0.86621 | 0.91066 | -6.202 | -119.4418 | 117.9208 | -6.202 | -119.4418 | 117.9208
Line16_4_18 | 0 | 0 | 0 | 0 | 0 | 0 | 0 | 0 | 0 | 0 | 0 | 0 | 5.2161e-10 | 1.4901e-09 | -2.4522e-09 | 3.7e-10 | 1.0764e-10 | -3.7207e-11 | 2.1852e-09 | -1.8163e-09 | -2.8981e-10 | -2.718e-10 | 2.8011e-11 | -1.099e-10 | 0 | 0 | 0 | 0 | 0 | 0 | 0.76237 | 0.86606 | 0.91054 | 0.76237 | 0.86606 | 0.91054 | -6.2022 | -119.4384 | 117.9039 | -6.2022 | -119.4384 | 117.9039
Line17_5_19 | 0.0029155 | 0.00050133 | 0.00046131 | 0.0029155 | 0.00050134 | 0.0004613 | 0.0006733 | 0.00011578 | 0.00010654 | 0.0006733 | 0.00011578 | 0.00010653 | -0.00033485 | -9.9942e-05 | -6.4857e-05 | 0.00033498 | 9.995e-05 | 6.4865e-05 | -0.00038904 | -8.1028e-06 | 7.2135e-05 | 0.00038919 | 8.0995e-06 | -7.2132e-05 | 124.5169 | 55.9265 | -14.0551 | -55.4831 | -124.0725 | 165.9461 | 0.76237 | 0.86606 | 0.91054 | 0.76266 | 0.86611 | 0.91058 | -6.2022 | -119.4384 | 117.9039 | -6.2022 | -119.4396 | 117.9096
Line1_1_3 | 0.0029032 | 0.00049753 | 0.00045857 | 0.0029032 | 0.00049754 | 0.00045856 | 0.00067046 | 0.0001149 | 0.0001059 | 0.00067046 | 0.0001149 | 0.0001059 | -0.00033452 | -9.9208e-05 | -6.3971e-05 | 0.00033465 | 9.9216e-05 | 6.3979e-05 | -0.00038621 | -7.6662e-06 | 7.2146e-05 | 0.00038636 | 7.6629e-06 | -7.2144e-05 | 124.6955 | 56.144 | -13.6646 | -55.3046 | -123.8549 | 166.3367 | 0.76207 | 0.86601 | 0.9105 | 0.76237 | 0.86606 | 0.91054 | -6.2021 | -119.4373 | 117.8983 | -6.2021 | -119.4384 | 117.9039
Line2_1_4 | 0.0029196 | 0.00050258 | 0.00046225 | 0.0029196 | 0.00050259 | 0.00046225 | 0.00067424 | 0.00011607 | 0.00010675 | 0.00067424 | 0.00011607 | 0.00010675 | -0.00033479 | -0.00010018 | -6.515e-05 | 0.00033492 | 0.00010018 | 6.5157e-05 | -0.00038978 | -8.2589e-06 | 7.2132e-05 | 0.00038993 | 8.2556e-06 | -7.2129e-05 | 124.4575 | 55.8496 | -14.19 | -55.5426 | -124.1493 | 165.8112 | 0.76207 | 0.86601 | 0.9105 | 0.76237 | 0.86606 | 0.91054 | -6.2021 | -119.4373 | 117.8983 | -6.2022 | -119.4384 | 117.9039
Line3_1_5 | 0.0029155 | 0.00050132 | 0.00046132 | 0.0029155 | 0.00050133 | 0.00046131 | 0.0006733 | 0.00011578 | 0.00010654 | 0.0006733 | 0.00011578 | 0.00010654 | -0.00033472 | -9.9935e-05 | -6.485e-05 | 0.00033485 | 9.9942e-05 | 6.4857e-05 | -0.00038889 | -8.1061e-06 | 7.2138e-05 | 0.00038904 | 8.1028e-06 | -7.2135e-05 | 124.5171 | 55.9253 | -14.0563 | -55.483 | -124.0736 | 165.9449 | 0.76207 | 0.86601 | 0.9105 | 0.76237 | 0.86606 | 0.91054 | -6.2021 | -119.4373 | 117.8983 | -6.2022 | -119.4384 | 117.9039
Line4_2_6 | 1.9018 | 0.0016015 | 0.0013609 | 1.9018 | 0.0016015 | 0.0013609 | 0.4392 | 0.00036985 | 0.00031429 | 0.4392 | 0.00036986 | 0.00031428 | 0.17415 | -0.00029757 | -0.00027966 | -0.11628 | 0.00028854 | 0.00027323 | 0.18097 | -0.00010349 | 3.322e-06 | -0.1207 | 0.0001143 | -1.3362e-05 | -52.3168 | 43.7448 | -63.4464 | 127.6832 | -136.2543 | 116.5541 | 0.57184 | 0.85182 | 0.88988 | 0.3816 | 0.83912 | 0.87042 | -6.2176 | -117.0786 | 115.873 | -6.2485 | -114.6443 | 113.7544
Line5_6_7 | 1.9018 | 0.0016015 | 0.0013609 | 1.9018 | 0.0016016 | 0.0013608 | 0.4392 | 0.00036986 | 0.00031428 | 0.4392 | 0.00036987 | 0.00031427 | 0.11628 | -0.00028854 | -0.00027323 | -0.05841 | 0.00027952 | 0.0002668 | 0.1207 | -0.0001143 | 1.3361e-05 | -0.060434 | 0.00012511 | -2.3402e-05 | -52.3168 | 43.7457 | -63.446 | 127.6832 | -136.2531 | 116.5549 | 0.3816 | 0.83912 | 0.87042 | 0.19136 | 0.82798 | 0.8522 | -6.2485 | -114.6443 | 113.7544 | -6.3407 | -112.1399 | 111.5421
Line6_7_8 | 1.9128 | 0 | 0 | 1.9128 | 0 | 0 | 0.44175 | 0 | 0 | 0.44175 | 0 | 0 | 0.058543 | 3.3767e-08 | -3.5313e-08 | -2.0642e-14 | -2.3304e-08 | 2.4356e-08 | 0.060982 | -1.4333e-08 | -1.334e-08 | 3.3326e-14 | 9.1231e-09 | 7.6416e-09 | -52.5099 | 0 | 0 | 127.4901 | 0 | 0 | 0.19136 | 0.82798 | 0.8522 | 0 | 0.81839 | 0.83499 | -6.3407 | -112.1399 | 111.5421 | 0 | -109.5608 | 109.2202
Line7_8_9 | 0 | 0 | 0 | 0 | 0 | 0 | 0 | 0 | 0 | 0 | 0 | 0 | 1.3909e-21 | 1.1752e-08 | -1.2103e-08 | -1.0899e-18 | 2.0018e-10 | 1.5041e-10 | -1.6765e-22 | -4.3169e-09 | -4.0785e-09 | 8.3826e-18 | 4.8934e-10 | -5.1537e-10 | 0 | 0 | 0 | 0 | 0 | 0 | 0 | 0.81839 | 0.83499 | 0 | 0.81839 | 0.83499 | 0 | -109.5608 | 109.2202 | 0 | -109.5608 | 109.2202
Line8_8_10 | 0 | 0 | 0 | 0 | 0 | 0 | 0 | 0 | 0 | 0 | 0 | 0 | 1.3909e-21 | 1.1752e-08 | -1.2103e-08 | -1.0899e-18 | 2.0018e-10 | 1.5041e-10 | -1.6765e-22 | -4.3169e-09 | -4.0785e-09 | 8.3826e-18 | 4.8934e-10 | -5.1537e-10 | 0 | 0 | 0 | 0 | 0 | 0 | 0 | 0.81839 | 0.83499 | 0 | 0.81839 | 0.83499 | 0 | -109.5608 | 109.2202 | 0 | -109.5608 | 109.2202
Line9_3_11 | 0.0029032 | 0.00049754 | 0.00045856 | 0.0029032 | 0.00049754 | 0.00045855 | 0.00067046 | 0.0001149 | 0.0001059 | 0.00067046 | 0.0001149 | 0.0001059 | -0.00033465 | -9.9216e-05 | -6.3979e-05 | 0.00033478 | 9.9223e-05 | 6.3986e-05 | -0.00038636 | -7.6629e-06 | 7.2144e-05 | 0.00038651 | 7.6596e-06 | -7.2141e-05 | 124.6953 | 56.1451 | -13.6634 | -55.3047 | -123.8538 | 166.3379 | 0.76237 | 0.86606 | 0.91054 | 0.76266 | 0.86611 | 0.91058 | -6.2021 | -119.4384 | 117.9039 | -6.2021 | -119.4396 | 117.9095

## LG_min_fault_6
name | pf_ikss_a_from_ka | pf_ikss_b_from_ka | pf_ikss_c_from_ka | pf_ikss_a_to_ka | pf_ikss_b_to_ka | pf_ikss_c_to_ka | pf_skss_a_from_mw | pf_skss_b_from_mw | pf_skss_c_from_mw | pf_skss_a_to_mw | pf_skss_b_to_mw | pf_skss_c_to_mw | pf_p_a_from_mw | pf_p_b_from_mw | pf_p_c_from_mw | pf_p_a_to_mw | pf_p_b_to_mw | pf_p_c_to_mw | pf_q_a_from_mvar | pf_q_b_from_mvar | pf_q_c_from_mvar | pf_q_a_to_mvar | pf_q_b_to_mvar | pf_q_c_to_mvar | pf_ikss_a_from_degree | pf_ikss_b_from_degree | pf_ikss_c_from_degree | pf_ikss_a_to_degree | pf_ikss_b_to_degree | pf_ikss_c_to_degree | pf_vm_a_from_pu | pf_vm_b_from_pu | pf_vm_c_from_pu | pf_vm_a_to_pu | pf_vm_b_to_pu | pf_vm_c_to_pu | pf_va_a_from_degree | pf_va_b_from_degree | pf_va_c_from_degree | pf_va_a_to_degree | pf_va_b_to_degree | pf_va_c_to_degree
Line0_1_2 | 0.030385 | 2.5587e-05 | 2.1743e-05 | 0.030385 | 2.5587e-05 | 2.1743e-05 | 0.0070171 | 5.9091e-06 | 5.0214e-06 | 0.0070171 | 5.9091e-06 | 5.0213e-06 | 0.0047179 | -5.5434e-06 | -4.7599e-06 | -0.0047031 | 5.5411e-06 | 4.7582e-06 | 0.0046889 | -8.6442e-07 | 3.3123e-07 | -0.0046735 | 8.6713e-07 | -3.338e-07 | -44.9202 | 51.1407 | -56.0501 | 135.0798 | -128.8587 | 123.9501 | 0.94791 | 0.94944 | 0.95023 | 0.94488 | 0.94913 | 0.94994 | -0.096548 | -119.9961 | 119.9693 | -0.10085 | -119.9646 | 119.9373
Line10_11_12 | 4.6384e-05 | 7.9492e-06 | 7.3262e-06 | 4.6384e-05 | 7.9493e-06 | 7.3261e-06 | 1.0712e-05 | 1.8358e-06 | 1.6919e-06 | 1.0712e-05 | 1.8358e-06 | 1.6919e-06 | -6.8192e-06 | -1.7397e-06 | -9.5032e-07 | 6.8192e-06 | 1.7397e-06 | 9.5028e-07 | -7.5236e-06 | 1.0759e-07 | 1.2968e-06 | 7.5237e-06 | -1.0762e-07 | -1.2968e-06 | 132.0917 | 63.5427 | -6.2657 | -47.9083 | -116.4562 | 173.7356 | 0.94792 | 0.94944 | 0.95023 | 0.94793 | 0.94945 | 0.95023 | -0.096535 | -119.9961 | 119.9695 | -0.096528 | -119.9961 | 119.9696
Line11_12_13 | 4.6384e-05 | 7.9493e-06 | 7.3261e-06 | 4.6384e-05 | 7.9494e-06 | 7.326e-06 | 1.0712e-05 | 1.8358e-06 | 1.6919e-06 | 1.0712e-05 | 1.8358e-06 | 1.6919e-06 | -6.8192e-06 | -1.7397e-06 | -9.5028e-07 | 6.8193e-06 | 1.7397e-06 | 9.5024e-07 | -7.5237e-06 | 1.0762e-07 | 1.2968e-06 | 7.5238e-06 | -1.0766e-07 | -1.2968e-06 | 132.0916 | 63.5439 | -6.2645 | -47.9084 | -116.455 | 173.7368 | 0.94793 | 0.94945 | 0.95023 | 0.94793 | 0.94945 | 0.95023 | -0.096528 | -119.9961 | 119.9696 | -0.096521 | -119.9961 | 119.9697
Line12_13_15 | 0 | 0 | 0 | 0 | 0 | 0 | 0 | 0 | 0 | 0 | 0 | 0 | 3.4351e-11 | 6.373e-11 | -1.2302e-10 | -1.5723e-11 | -4.056e-11 | 8.1217e-11 | 1.2888e-10 | -1.0521e-10 | -2.6062e-12 | -9.1481e-11 | 7.0362e-11 | -1.3927e-14 | 0 | 0 | 0 | 0 | 0 | 0 | 0.94793 | 0.94945 | 0.95023 | 0.94793 | 0.94945 | 0.95023 | -0.096521 | -119.9961 | 119.9697 | -0.096521 | -119.9961 | 119.9697
Line13_13_14 | 4.6385e-05 | 7.9497e-06 | 7.3257e-06 | 4.6385e-05 | 7.9499e-06 | 7.3256e-06 | 1.0712e-05 | 1.8359e-06 | 1.6918e-06 | 1.0712e-05 | 1.8359e-06 | 1.6918e-06 | -6.8193e-06 | -1.7398e-06 | -9.5012e-07 | 6.8194e-06 | 1.7398e-06 | 9.5008e-07 | -7.5239e-06 | 1.0776e-07 | 1.2968e-06 | 7.524e-06 | -1.078e-07 | -1.2968e-06 | 132.0912 | 63.5483 | -6.2597 | -47.9089 | -116.4506 | 173.7416 | 0.94793 | 0.94945 | 0.95023 | 0.94794 | 0.94945 | 0.95023 | -0.096521 | -119.9961 | 119.9697 | -0.096515 | -119.9961 | 119.9698
Line14_15_16 | 0 | 0 | 0 | 0 | 0 | 0 | 0 | 0 | 0 | 0 | 0 | 0 | 2.2901e-11 | 4.2487e-11 | -8.201e-11 | -4.2724e-12 | -1.9317e-11 | 4.0212e-11 | 8.5918e-11 | -7.0139e-11 | -1.7374e-12 | -4.8522e-11 | 3.5293e-11 | -8.8265e-13 | 0 | 0 | 0 | 0 | 0 | 0 | 0.94793 | 0.94945 | 0.95023 | 0.94793 | 0.94945 | 0.95023 | -0.096521 | -119.9961 | 119.9697 | -0.096521 | -119.9961 | 119.9697
Line15_16_17 | 0 | 0 | 0 | 0 | 0 | 0 | 0 | 0 | 0 | 0 | 0 | 0 | 1.145e-11 | 2.1243e-11 | -4.1005e-11 | 7.178e-12 | 1.9266e-12 | -7.9328e-13 | 4.2959e-11 | -3.5069e-11 | -8.6872e-13 | -5.5626e-12 | 2.2333e-13 | -1.7514e-12 | 0 | 0 | 0 | 0 | 0 | 0 | 0.94793 | 0.94945 | 0.95023 | 0.94793 | 0.94945 | 0.95023 | -0.096521 | -119.9961 | 119.9697 | -0.096521 | -119.9961 | 119.9697
Line16_4_18 | 0 | 0 | 0 | 0 | 0 | 0 | 0 | 0 | 0 | 0 | 0 | 0 | 1.1337e-11 | 2.1446e-11 | -4.1158e-11 | 7.2268e-12 | 1.9351e-12 | -7.8792e-13 | 4.3166e-11 | -3.5119e-11 | -1.0125e-12 | -5.5637e-12 | 2.25e-13 | -1.7668e-12 | 0 | 0 | 0 | 0 | 0 | 0 | 0.94792 | 0.94944 | 0.95023 | 0.94792 | 0.94944 | 0.95023 | -0.096543 | -119.9961 | 119.9694 | -0.096543 | -119.9961 | 119.9694
Line17_5_19 | 4.658e-05 | 8.0097e-06 | 7.3703e-06 | 4.658e-05 | 8.0098e-06 | 7.3702e-06 | 1.0757e-05 | 1.8498e-06 | 1.7021e-06 | 1.0757e-05 | 1.8498e-06 | 1.7021e-06 | -6.8245e-06 | -1.7533e-06 | -9.6496e-07 | 6.8245e-06 | 1.7533e-06 | 9.6492e-07 | -7.5767e-06 | 1.0168e-07 | 1.298e-06 | 7.5767e-06 | -1.0172e-07 | -1.298e-06 | 131.9135 | 63.323 | -6.6586 | -48.0866 | -116.6759 | 173.3426 | 0.94792 | 0.94944 | 0.95023 | 0.94792 | 0.94944 | 0.95023 | -0.096542 | -119.9961 | 119.9694 | -0.096537 | -119.9961 | 119.9695
Line1_1_3 | 4.6384e-05 | 7.949e-06 | 7.3265e-06 | 4.6384e-05 | 7.9491e-06 | 7.3264e-06 | 1.0712e-05 | 1.8357e-06 | 1.692e-06 | 1.0712e-05 | 1.8358e-06 | 1.6919e-06 | -6.8191e-06 | -1.7396e-06 | -9.504e-07 | 6.8192e-06 | 1.7396e-06 | 9.5036e-07 | -7.5234e-06 | 1.0752e-07 | 1.2968e-06 | 7.5235e-06 | -1.0755e-07 | -1.2968e-06 | 132.092 | 63.5405 | -6.2681 | -47.9081 | -116.4584 | 173.7332 | 0.94791 | 0.94944 | 0.95023 | 0.94792 | 0.94944 | 0.95023 | -0.096548 | -119.9961 | 119.9693 | -0.096542 | -119.9961 | 119.9694
Line2_1_4 | 4.6645e-05 | 8.0297e-06 | 7.3854e-06 | 4.6646e-05 | 8.0299e-06 | 7.3853e-06 | 1.0772e-05 | 1.8544e-06 | 1.7056e-06 | 1.0772e-05 | 1.8544e-06 | 1.7056e-06 | -6.8261e-06 | -1.7578e-06 | -9.6999e-07 | 6.8261e-06 | 1.7578e-06 | 9.6995e-07 | -7.5943e-06 | 9.9578e-08 | 1.2984e-06 | 7.5944e-06 | -9.9613e-08 | -1.2984e-06 | 131.854 | 63.2462 | -6.7935 | -48.146 | -116.7527 | 173.2077 | 0.94791 | 0.94944 | 0.95023 | 0.94792 | 0.94944 | 0.95023 | -0.096548 | -119.9961 | 119.9693 | -0.096543 | -119.9961 | 119.9694
Line3_1_5 | 4.658e-05 | 8.0096e-06 | 7.3704e-06 | 4.658e-05 | 8.0097e-06 | 7.3703e-06 | 1.0757e-05 | 1.8497e-06 | 1.7021e-06 | 1.0757e-05 | 1.8498e-06 | 1.7021e-06 | -6.8244e-06 | -1.7533e-06 | -9.65e-07 | 6.8245e-06 | 1.7533e-06 | 9.6496e-07 | -7.5766e-06 | 1.0164e-07 | 1.298e-06 | 7.5767e-06 | -1.0168e-07 | -1.298e-06 | 131.9136 | 63.3219 | -6.6598 | -48.0865 | -116.677 | 173.3414 | 0.94791 | 0.94944 | 0.95023 | 0.94792 | 0.94944 | 0.95023 | -0.096548 | -119.9961 | 119.9693 | -0.096542 | -119.9961 | 119.9694
Line4_2_6 | 0.030385 | 2.5587e-05 | 2.1743e-05 | 0.030385 | 2.5588e-05 | 2.1742e-05 | 0.0070171 | 5.9091e-06 | 5.0213e-06 | 0.0070171 | 5.9092e-06 | 5.0212e-06 | 0.0047031 | -5.5411e-06 | -4.7582e-06 | -0.0046883 | 5.5389e-06 | 4.7565e-06 | 0.0046735 | -8.6713e-07 | 3.338e-07 | -0.0046582 | 8.6982e-07 | -3.364e-07 | -44.9202 | 51.1413 | -56.0499 | 135.0798 | -128.8578 | 123.9506 | 0.94488 | 0.94913 | 0.94994 | 0.94184 | 0.94882 | 0.94965 | -0.10085 | -119.9646 | 119.9373 | -0.10518 | -119.9331 | 119.9052
Line5_6_7 | 0.030385 | 2.5588e-05 | 2.1742e-05 | 0.030385 | 2.5588e-05 | 2.1742e-05 | 0.0070171 | 5.9092e-06 | 5.0212e-06 | 0.0070171 | 5.9093e-06 | 5.021e-06 | 0.0046883 | -5.5389e-06 | -4.7565e-06 | -0.0046735 | 5.5367e-06 | 4.7547e-06 | 0.0046582 | -8.6981e-07 | 3.3639e-07 | -0.0046428 | 8.7247e-07 | -3.3902e-07 | -44.9202 | 51.1422 | -56.0494 | 135.0798 | -128.8566 | 123.9514 | 0.94184 | 0.94882 | 0.94965 | 0.9388 | 0.9485 | 0.94936 | -0.10518 | -119.9331 | 119.9052 | -0.10954 | -119.9015 | 119.8731
Line6_7_8 | 0.030561 | 0 | 0 | 0.030561 | 0 | 0 | 0.0070578 | 0 | 0 | 0.0070578 | 0 | 0 | 0.0046849 | 5.2792e-10 | -6.2455e-10 | -0.0046699 | -3.5959e-10 | 4.3379e-10 | 0.0046855 | -4.148e-10 | -2.4765e-10 | -0.0046699 | 2.9207e-10 | 1.6342e-10 | -45.1133 | 0 | 0 | 134.8867 | 0 | 0 | 0.9388 | 0.9485 | 0.94936 | 0.93574 | 0.94819 | 0.94906 | -0.10954 | -119.9015 | 119.8731 | -0.11334 | -119.8699 | 119.8407
Line7_8_9 | 0 | 0 | 0 | 0 | 0 | 0 | 0 | 0 | 0 | 0 | 0 | 0 | -2.6119e-11 | 1.8294e-10 | -2.1527e-10 | 4.8913e-11 | 6.2849e-12 | 3.2535e-12 | 2.3458e-10 | -1.4228e-10 | -8.6307e-11 | -6.4481e-12 | 7.5021e-12 | -9.1905e-12 | 0 | 0 | 0 | 0 | 0 | 0 | 0.93574 | 0.94819 | 0.94906 | 0.93574 | 0.94819 | 0.94906 | -0.11334 | -119.8699 | 119.8407 | -0.11334 | -119.8699 | 119.8407
Line8_8_10 | 0 | 0 | 0 | 0 | 0 | 0 | 0 | 0 | 0 | 0 | 0 | 0 | -2.6119e-11 | 1.8294e-10 | -2.1527e-10 | 4.8913e-11 | 6.2849e-12 | 3.2535e-12 | 2.3458e-10 | -1.4228e-10 | -8.6307e-11 | -6.4481e-12 | 7.5021e-12 | -9.1905e-12 | 0 | 0 | 0 | 0 | 0 | 0 | 0.93574 | 0.94819 | 0.94906 | 0.93574 | 0.94819 | 0.94906 | -0.11334 | -119.8699 | 119.8407 | -0.11334 | -119.8699 | 119.8407
Line9_3_11 | 4.6384e-05 | 7.9491e-06 | 7.3264e-06 | 4.6384e-05 | 7.9492e-06 | 7.3263e-06 | 1.0712e-05 | 1.8358e-06 | 1.6919e-06 | 1.0712e-05 | 1.8358e-06 | 1.6919e-06 | -6.8191e-06 | -1.7396e-06 | -9.5036e-07 | 6.8192e-06 | 1.7397e-06 | 9.5032e-07 | -7.5235e-06 | 1.0755e-07 | 1.2968e-06 | 7.5236e-06 | -1.0759e-07 | -1.2968e-06 | 132.0919 | 63.5416 | -6.2669 | -47.9082 | -116.4573 | 173.7344 | 0.94792 | 0.94944 | 0.95023 | 0.94792 | 0.94944 | 0.95023 | -0.096542 | -119.9961 | 119.9694 | -0.096535 | -119.9961 | 119.9695

## LG_min_fault_10
name | pf_ikss_a_from_ka | pf_ikss_b_from_ka | pf_ikss_c_from_ka | pf_ikss_a_to_ka | pf_ikss_b_to_ka | pf_ikss_c_to_ka | pf_skss_a_from_mw | pf_skss_b_from_mw | pf_skss_c_from_mw | pf_skss_a_to_mw | pf_skss_b_to_mw | pf_skss_c_to_mw | pf_p_a_from_mw | pf_p_b_from_mw | pf_p_c_from_mw | pf_p_a_to_mw | pf_p_b_to_mw | pf_p_c_to_mw | pf_q_a_from_mvar | pf_q_b_from_mvar | pf_q_c_from_mvar | pf_q_a_to_mvar | pf_q_b_to_mvar | pf_q_c_to_mvar | pf_ikss_a_from_degree | pf_ikss_b_from_degree | pf_ikss_c_from_degree | pf_ikss_a_to_degree | pf_ikss_b_to_degree | pf_ikss_c_to_degree | pf_vm_a_from_pu | pf_vm_b_from_pu | pf_vm_c_from_pu | pf_vm_a_to_pu | pf_vm_b_to_pu | pf_vm_c_to_pu | pf_va_a_from_degree | pf_va_b_from_degree | pf_va_c_from_degree | pf_va_a_to_degree | pf_va_b_to_degree | pf_va_c_to_degree
Line0_1_2 | 0.028786 | 2.424e-05 | 2.0599e-05 | 0.028786 | 2.4241e-05 | 2.0599e-05 | 0.0066478 | 5.5981e-06 | 4.7571e-06 | 0.0066478 | 5.5981e-06 | 4.757e-06 | 0.0042343 | -4.9752e-06 | -4.2721e-06 | -0.0042211 | 4.9732e-06 | 4.2705e-06 | 0.0042083 | -7.7582e-07 | 2.9728e-07 | -0.0041945 | 7.7825e-07 | -2.9959e-07 | -44.9202 | 51.1407 | -56.0501 | 135.0798 | -128.8587 | 123.9501 | 0.89802 | 0.89947 | 0.90021 | 0.89515 | 0.89918 | 0.89994 | -0.096548 | -119.9961 | 119.9693 | -0.10085 | -119.9646 | 119.9373
Line10_11_12 | 4.3943e-05 | 7.5308e-06 | 6.9407e-06 | 4.3943e-05 | 7.5309e-06 | 6.9406e-06 | 1.0148e-05 | 1.7392e-06 | 1.6029e-06 | 1.0148e-05 | 1.7392e-06 | 1.6029e-06 | -6.1203e-06 | -1.5614e-06 | -8.5292e-07 | 6.1203e-06 | 1.5614e-06 | 8.5288e-07 | -6.7525e-06 | 9.6559e-08 | 1.1639e-06 | 6.7526e-06 | -9.6591e-08 | -1.1639e-06 | 132.0917 | 63.5427 | -6.2657 | -47.9083 | -116.4562 | 173.7356 | 0.89803 | 0.89947 | 0.90021 | 0.89804 | 0.89947 | 0.90022 | -0.096535 | -119.9961 | 119.9695 | -0.096528 | -119.9961 | 119.9696
Line11_12_13 | 4.3943e-05 | 7.5309e-06 | 6.9406e-06 | 4.3943e-05 | 7.531e-06 | 6.9405e-06 | 1.0148e-05 | 1.7392e-06 | 1.6029e-06 | 1.0148e-05 | 1.7392e-06 | 1.6028e-06 | -6.1203e-06 | -1.5614e-06 | -8.5288e-07 | 6.1204e-06 | 1.5614e-06 | 8.5285e-07 | -6.7526e-06 | 9.6591e-08 | 1.1639e-06 | 6.7526e-06 | -9.6623e-08 | -1.1639e-06 | 132.0916 | 63.5439 | -6.2645 | -47.9084 | -116.455 | 173.7368 | 0.89804 | 0.89947 | 0.90022 | 0.89804 | 0.89948 | 0.90022 | -0.096528 | -119.9961 | 119.9696 | -0.096521 | -119.9961 | 119.9697
Line12_13_15 | 0 | 0 | 0 | 0 | 0 | 0 | 0 | 0 | 0 | 0 | 0 | 0 | 3.083e-11 | 5.7198e-11 | -1.1041e-10 | -1.4111e-11 | -3.6403e-11 | 7.2893e-11 | 1.1567e-10 | -9.4425e-11 | -2.3391e-12 | -8.2105e-11 | 6.315e-11 | -1.25e-14 | 0 | 0 | 0 | 0 | 0 | 0 | 0.89804 | 0.89948 | 0.90022 | 0.89804 | 0.89948 | 0.90022 | -0.096521 | -119.9961 | 119.9697 | -0.096521 | -119.9961 | 119.9697
Line13_13_14 | 4.3944e-05 | 7.5313e-06 | 6.9401e-06 | 4.3944e-05 | 7.5314e-06 | 6.94e-06 | 1.0148e-05 | 1.7393e-06 | 1.6028e-06 | 1.0148e-05 | 1.7393e-06 | 1.6027e-06 | -6.1204e-06 | -1.5615e-06 | -8.5274e-07 | 6.1204e-06 | 1.5615e-06 | 8.527e-07 | -6.7528e-06 | 9.6718e-08 | 1.1639e-06 | 6.7528e-06 | -9.6749e-08 | -1.1639e-06 | 132.0912 | 63.5483 | -6.2597 | -47.9089 | -116.4506 | 173.7416 | 0.89804 | 0.89948 | 0.90022 | 0.89805 | 0.89948 | 0.90022 | -0.096521 | -119.9961 | 119.9697 | -0.096515 | -119.9961 | 119.9698
Line14_15_16 | 0 | 0 | 0 | 0 | 0 | 0 | 0 | 0 | 0 | 0 | 0 | 0 | 2.0554e-11 | 3.8132e-11 | -7.3605e-11 | -3.8345e-12 | -1.7337e-11 | 3.609e-11 | 7.7112e-11 | -6.295e-11 | -1.5594e-12 | -4.3548e-11 | 3.1675e-11 | -7.9219e-13 | 0 | 0 | 0 | 0 | 0 | 0 | 0.89804 | 0.89948 | 0.90022 | 0.89804 | 0.89948 | 0.90022 | -0.096521 | -119.9961 | 119.9697 | -0.096521 | -119.9961 | 119.9697
Line15_16_17 | 0 | 0 | 0 | 0 | 0 | 0 | 0 | 0 | 0 | 0 | 0 | 0 | 1.0277e-11 | 1.9066e-11 | -3.6802e-11 | 6.4423e-12 | 1.7292e-12 | -7.1198e-13 | 3.8556e-11 | -3.1475e-11 | -7.7969e-13 | -4.9924e-12 | 2.0044e-13 | -1.5719e-12 | 0 | 0 | 0 | 0 | 0 | 0 | 0.89804 | 0.89948 | 0.90022 | 0.89804 | 0.89948 | 0.90022 | -0.096521 | -119.9961 | 119.9697 | -0.096521 | -119.9961 | 119.9697
Line16_4_18 | 0 | 0 | 0 | 0 | 0 | 0 | 0 | 0 | 0 | 0 | 0 | 0 | 1.0175e-11 | 1.9248e-11 | -3.6939e-11 | 6.4861e-12 | 1.7368e-12 | -7.0717e-13 | 3.8742e-11 | -3.1519e-11 | -9.0869e-13 | -4.9935e-12 | 2.0194e-13 | -1.5858e-12 | 0 | 0 | 0 | 0 | 0 | 0 | 0.89803 | 0.89947 | 0.90021 | 0.89803 | 0.89947 | 0.90021 | -0.096543 | -119.9961 | 119.9694 | -0.096543 | -119.9961 | 119.9694
Line17_5_19 | 4.4129e-05 | 7.5881e-06 | 6.9824e-06 | 4.4129e-05 | 7.5883e-06 | 6.9823e-06 | 1.0191e-05 | 1.7524e-06 | 1.6125e-06 | 1.0191e-05 | 1.7524e-06 | 1.6125e-06 | -6.125e-06 | -1.5736e-06 | -8.6606e-07 | 6.125e-06 | 1.5736e-06 | 8.6602e-07 | -6.8001e-06 | 9.1259e-08 | 1.165e-06 | 6.8002e-06 | -9.1291e-08 | -1.165e-06 | 131.9135 | 63.323 | -6.6586 | -48.0866 | -116.6759 | 173.3426 | 0.89803 | 0.89947 | 0.90021 | 0.89803 | 0.89947 | 0.90021 | -0.096542 | -119.9961 | 119.9694 | -0.096537 | -119.9961 | 119.9695
Line1_1_3 | 4.3942e-05 | 7.5306e-06 | 6.9409e-06 | 4.3943e-05 | 7.5307e-06 | 6.9408e-06 | 1.0148e-05 | 1.7391e-06 | 1.6029e-06 | 1.0148e-05 | 1.7391e-06 | 1.6029e-06 | -6.1202e-06 | -1.5613e-06 | -8.5299e-07 | 6.1202e-06 | 1.5613e-06 | 8.5295e-07 | -6.7523e-06 | 9.6496e-08 | 1.1639e-06 | 6.7524e-06 | -9.6527e-08 | -1.1639e-06 | 132.092 | 63.5405 | -6.2681 | -47.9081 | -116.4584 | 173.7332 | 0.89802 | 0.89947 | 0.90021 | 0.89803 | 0.89947 | 0.90021 | -0.096548 | -119.9961 | 119.9693 | -0.096542 | -119.9961 | 119.9694
Line2_1_4 | 4.419e-05 | 7.6071e-06 | 6.9967e-06 | 4.4191e-05 | 7.6072e-06 | 6.9966e-06 | 1.0205e-05 | 1.7568e-06 | 1.6158e-06 | 1.0205e-05 | 1.7568e-06 | 1.6158e-06 | -6.1265e-06 | -1.5777e-06 | -8.7057e-07 | 6.1265e-06 | 1.5777e-06 | 8.7053e-07 | -6.8159e-06 | 8.9372e-08 | 1.1653e-06 | 6.816e-06 | -8.9403e-08 | -1.1653e-06 | 131.854 | 63.2462 | -6.7935 | -48.146 | -116.7527 | 173.2077 | 0.89802 | 0.89947 | 0.90021 | 0.89803 | 0.89947 | 0.90021 | -0.096548 | -119.9961 | 119.9693 | -0.096543 | -119.9961 | 119.9694
Line3_1_5 | 4.4128e-05 | 7.588e-06 | 6.9825e-06 | 4.4129e-05 | 7.5882e-06 | 6.9824e-06 | 1.0191e-05 | 1.7524e-06 | 1.6125e-06 | 1.0191e-05 | 1.7524e-06 | 1.6125e-06 | -6.125e-06 | -1.5736e-06 | -8.6609e-07 | 6.125e-06 | 1.5736e-06 | 8.6606e-07 | -6.8e-06 | 9.1227e-08 | 1.165e-06 | 6.8001e-06 | -9.1259e-08 | -1.165e-06 | 131.9136 | 63.3219 | -6.6598 | -48.0865 | -116.677 | 173.3414 | 0.89802 | 0.89947 | 0.90021 | 0.89803 | 0.89947 | 0.90021 | -0.096548 | -119.9961 | 119.9693 | -0.096542 | -119.9961 | 119.9694
Line4_2_6 | 0.028786 | 2.4241e-05 | 2.0599e-05 | 0.028786 | 2.4241e-05 | 2.0598e-05 | 0.0066478 | 5.5981e-06 | 4.757e-06 | 0.0066478 | 5.5982e-06 | 4.7569e-06 | 0.0042211 | -4.9732e-06 | -4.2705e-06 | -0.0042078 | 4.9712e-06 | 4.269e-06 | 0.0041945 | -7.7825e-07 | 2.9959e-07 | -0.0041807 | 7.8066e-07 | -3.0192e-07 | -44.9202 | 51.1413 | -56.0499 | 135.0798 | -128.8578 | 123.9506 | 0.89515 | 0.89918 | 0.89994 | 0.89227 | 0.89888 | 0.89966 | -0.10085 | -119.9646 | 119.9373 | -0.10518 | -119.9331 | 119.9052
Line5_6_7 | 0.028786 | 2.4241e-05 | 2.0598e-05 | 0.028786 | 2.4241e-05 | 2.0597e-05 | 0.0066478 | 5.5982e-06 | 4.7569e-06 | 0.0066478 | 5.5983e-06 | 4.7568e-06 | 0.0042078 | -4.9712e-06 | -4.269e-06 | -0.0041945 | 4.9692e-06 | 4.2674e-06 | 0.0041807 | -7.8066e-07 | 3.0191e-07 | -0.0041669 | 7.8305e-07 | -3.0427e-07 | -44.9202 | 51.1422 | -56.0494 | 135.0798 | -128.8566 | 123.9514 | 0.89227 | 0.89888 | 0.89966 | 0.88939 | 0.89858 | 0.89939 | -0.10518 | -119.9331 | 119.9052 | -0.10954 | -119.9015 | 119.8731
Line6_7_8 | 0.028953 | 0 | 0 | 0.028953 | 0 | 0 | 0.0066863 | 0 | 0 | 0.0066863 | 0 | 0 | 0.0042047 | 4.7381e-10 | -5.6054e-10 | -0.0041913 | -3.2273e-10 | 3.8933e-10 | 0.0042053 | -3.7229e-10 | -2.2226e-10 | -0.0041913 | 2.6214e-10 | 1.4667e-10 | -45.1133 | 0 | 0 | 134.8867 | 0 | 0 | 0.88939 | 0.89858 | 0.89939 | 0.88649 | 0.89829 | 0.89911 | -0.10954 | -119.9015 | 119.8731 | -0.11334 | -119.8699 | 119.8407
Line7_8_9 | 0 | 0 | 0 | 0 | 0 | 0 | 0 | 0 | 0 | 0 | 0 | 0 | -2.3442e-11 | 1.6419e-10 | -1.932e-10 | 4.3899e-11 | 5.6407e-12 | 2.92e-12 | 2.1054e-10 | -1.277e-10 | -7.7461e-11 | -5.7872e-12 | 6.7332e-12 | -8.2485e-12 | 0 | 0 | 0 | 0 | 0 | 0 | 0.88649 | 0.89829 | 0.89911 | 0.88649 | 0.89829 | 0.89911 | -0.11334 | -119.8699 | 119.8407 | -0.11334 | -119.8699 | 119.8407
Line8_8_10 | 0 | 0 | 0 | 0 | 0 | 0 | 0 | 0 | 0 | 0 | 0 | 0 | -2.3442e-11 | 1.6419e-10 | -1.932e-10 | 4.3899e-11 | 5.6407e-12 | 2.92e-12 | 2.1054e-10 | -1.277e-10 | -7.7461e-11 | -5.7872e-12 | 6.7332e-12 | -8.2485e-12 | 0 | 0 | 0 | 0 | 0 | 0 | 0.88649 | 0.89829 | 0.89911 | 0.88649 | 0.89829 | 0.89911 | -0.11334 | -119.8699 | 119.8407 | -0.11334 | -119.8699 | 119.8407
Line9_3_11 | 4.3943e-05 | 7.5307e-06 | 6.9408e-06 | 4.3943e-05 | 7.5308e-06 | 6.9407e-06 | 1.0148e-05 | 1.7391e-06 | 1.6029e-06 | 1.0148e-05 | 1.7392e-06 | 1.6029e-06 | -6.1202e-06 | -1.5613e-06 | -8.5295e-07 | 6.1203e-06 | 1.5614e-06 | 8.5292e-07 | -6.7524e-06 | 9.6528e-08 | 1.1639e-06 | 6.7525e-06 | -9.6559e-08 | -1.1639e-06 | 132.0919 | 63.5416 | -6.2669 | -47.9082 | -116.4573 | 173.7344 | 0.89803 | 0.89947 | 0.90021 | 0.89803 | 0.89947 | 0.90021 | -0.096542 | -119.9961 | 119.9694 | -0.096535 | -119.9961 | 119.9695

## LLG_max_6
name | pf_ikss_a_from_ka | pf_ikss_b_from_ka | pf_ikss_c_from_ka | pf_ikss_a_to_ka | pf_ikss_b_to_ka | pf_ikss_c_to_ka | pf_skss_a_from_mw | pf_skss_b_from_mw | pf_skss_c_from_mw | pf_skss_a_to_mw | pf_skss_b_to_mw | pf_skss_c_to_mw | pf_p_a_from_mw | pf_p_b_from_mw | pf_p_c_from_mw | pf_p_a_to_mw | pf_p_b_to_mw | pf_p_c_to_mw | pf_q_a_from_mvar | pf_q_b_from_mvar | pf_q_c_from_mvar | pf_q_a_to_mvar | pf_q_b_to_mvar | pf_q_c_to_mvar | pf_ikss_a_from_degree | pf_ikss_b_from_degree | pf_ikss_c_from_degree | pf_ikss_a_to_degree | pf_ikss_b_to_degree | pf_ikss_c_to_degree | pf_vm_a_from_pu | pf_vm_b_from_pu | pf_vm_c_from_pu | pf_vm_a_to_pu | pf_vm_b_to_pu | pf_vm_c_to_pu | pf_va_a_from_degree | pf_va_b_from_degree | pf_va_c_from_degree | pf_va_a_to_degree | pf_va_b_to_degree | pf_va_c_to_degree
Line0_1_2 | 0.11644 | 2.4808 | 2.397 | 0.11644 | 2.4808 | 2.397 | 0.02689 | 0.57293 | 0.55357 | 0.02689 | 0.57293 | 0.55357 | -0.027002 | 0.14512 | 0.30332 | 0.025736 | -0.11243 | -0.23341 | -0.0034383 | 0.48613 | 0.37551 | 0.0034941 | -0.37202 | -0.287 | 172.0731 | 163.5249 | 65.5599 | -7.9269 | -16.4751 | -114.4401 | 1.0123 | 0.88551 | 0.87201 | 0.96589 | 0.67833 | 0.66827 | -0.67023 | -123.0971 | 116.63 | -0.19543 | -123.2905 | 116.4389
Line10_11_12 | 0.019698 | 0.10503 | 0.12202 | 0.019698 | 0.10503 | 0.12202 | 0.0045492 | 0.024256 | 0.028179 | 0.0045492 | 0.024256 | 0.028179 | -0.0042758 | -0.0084046 | -0.01723 | 0.0042889 | 0.0084571 | 0.017391 | 0.0017702 | -0.02025 | -0.018294 | -0.0017681 | 0.02047 | 0.018526 | -158.0071 | -10.3662 | -109.8923 | 21.9929 | 169.6337 | 70.1077 | 1.0173 | 0.90389 | 0.89182 | 1.0198 | 0.91309 | 0.90173 | -0.49663 | -122.9068 | 116.8242 | -0.41047 | -122.8145 | 116.9181
Line11_12_13 | 0.019698 | 0.10503 | 0.12202 | 0.019698 | 0.10503 | 0.12202 | 0.0045492 | 0.024256 | 0.028179 | 0.0045492 | 0.024256 | 0.028179 | -0.0042889 | -0.0084571 | -0.017391 | 0.004302 | 0.0085097 | 0.017552 | 0.0017681 | -0.02047 | -0.018526 | -0.0017659 | 0.020689 | 0.018758 | -158.0071 | -10.3663 | -109.8923 | 21.993 | 169.6337 | 70.1077 | 1.0198 | 0.91309 | 0.90173 | 1.0222 | 0.92229 | 0.91164 | -0.41047 | -122.8145 | 116.9181 | -0.32473 | -122.7241 | 117.0099
Line12_13_15 | 0 | 0 | 0 | 0 | 0 | 0 | 0 | 0 | 0 | 0 | 0 | 0 | -2.9772e-09 | -7.1358e-09 | 7.1444e-09 | 2.0888e-09 | 5.1851e-09 | -4.3052e-09 | -9.3069e-09 | 7.0682e-09 | 2.2763e-09 | 6.1823e-09 | -4.8809e-09 | -1.7006e-09 | 0 | 0 | 0 | 0 | 0 | 0 | 1.0222 | 0.92229 | 0.91164 | 1.0222 | 0.92229 | 0.91164 | -0.32473 | -122.7241 | 117.0099 | -0.32473 | -122.7241 | 117.0099
Line13_13_14 | 0.019698 | 0.10503 | 0.12202 | 0.019698 | 0.10503 | 0.12202 | 0.0045492 | 0.024256 | 0.028179 | 0.0045492 | 0.024256 | 0.028179 | -0.004302 | -0.0085097 | -0.017552 | 0.0043151 | 0.0085622 | 0.017713 | 0.0017659 | -0.020689 | -0.018758 | -0.0017638 | 0.020909 | 0.018989 | -158.0069 | -10.3663 | -109.8923 | 21.9931 | 169.6337 | 70.1077 | 1.0222 | 0.92229 | 0.91164 | 1.0247 | 0.93149 | 0.92155 | -0.32473 | -122.7241 | 117.0099 | -0.2394 | -122.6355 | 117.0998
Line14_15_16 | 0 | 0 | 0 | 0 | 0 | 0 | 0 | 0 | 0 | 0 | 0 | 0 | -1.9848e-09 | -4.7572e-09 | 4.7629e-09 | 1.0964e-09 | 2.8065e-09 | -1.9237e-09 | -6.2046e-09 | 4.7121e-09 | 1.5175e-09 | 3.08e-09 | -2.5248e-09 | -9.4184e-10 | 0 | 0 | 0 | 0 | 0 | 0 | 1.0222 | 0.92229 | 0.91164 | 1.0222 | 0.92229 | 0.91164 | -0.32473 | -122.7241 | 117.0099 | -0.32473 | -122.7241 | 117.0099
Line15_16_17 | 0 | 0 | 0 | 0 | 0 | 0 | 0 | 0 | 0 | 0 | 0 | 0 | -9.9241e-10 | -2.3786e-09 | 2.3815e-09 | 1.0396e-10 | 4.2787e-10 | 4.5772e-10 | -3.1023e-09 | 2.3561e-09 | 7.5876e-10 | -2.2305e-11 | -1.6876e-10 | -1.8308e-10 | 0 | 0 | 0 | 0 | 0 | 0 | 1.0222 | 0.92229 | 0.91164 | 1.0222 | 0.92229 | 0.91164 | -0.32473 | -122.7241 | 117.0099 | -0.32473 | -122.7241 | 117.0099
Line16_4_18 | 0 | 0 | 0 | 0 | 0 | 0 | 0 | 0 | 0 | 0 | 0 | 0 | -9.5694e-10 | -2.8321e-09 | 2.6332e-09 | 1.2719e-10 | 4.9784e-10 | 5.309e-10 | -3.6223e-09 | 2.5346e-09 | 1.0129e-09 | -3.7538e-11 | -1.8131e-10 | -1.9511e-10 | 0 | 0 | 0 | 0 | 0 | 0 | 1.0158 | 0.89723 | 0.8846 | 1.0158 | 0.89723 | 0.8846 | -0.54996 | -123.0087 | 116.7157 | -0.54996 | -123.0087 | 116.7157
Line17_5_19 | 0.02673 | 0.12374 | 0.14476 | 0.02673 | 0.12374 | 0.14476 | 0.006173 | 0.028577 | 0.033431 | 0.006173 | 0.028577 | 0.033431 | -0.0060256 | -0.0091375 | -0.01943 | 0.0060478 | 0.0092113 | 0.019655 | 0.0017282 | -0.023934 | -0.022259 | -0.001722 | 0.024241 | 0.022587 | -164.5567 | -12.1092 | -112.1604 | 15.4433 | 167.8908 | 67.8396 | 1.0155 | 0.89648 | 0.8838 | 1.0187 | 0.90745 | 0.8956 | -0.55982 | -123.005 | 116.721 | -0.45009 | -122.9151 | 116.8095
Line1_1_3 | 0.019698 | 0.10503 | 0.12202 | 0.019698 | 0.10503 | 0.12202 | 0.0045492 | 0.024256 | 0.028179 | 0.0045492 | 0.024256 | 0.028179 | -0.0042495 | -0.0082995 | -0.016907 | 0.0042626 | 0.008352 | 0.017068 | 0.0017744 | -0.019811 | -0.017831 | -0.0017723 | 0.02003 | 0.018062 | -158.0072 | -10.3662 | -109.8923 | 21.9929 | 169.6338 | 70.1077 | 1.0123 | 0.88551 | 0.87201 | 1.0148 | 0.8947 | 0.88191 | -0.67023 | -123.0971 | 116.63 | -0.58322 | -123.001 | 116.7282
Line2_1_4 | 0.029961 | 0.13152 | 0.15427 | 0.029961 | 0.13152 | 0.15427 | 0.0069192 | 0.030374 | 0.035626 | 0.0069192 | 0.030374 | 0.035626 | -0.0068105 | -0.0093217 | -0.020081 | 0.0068376 | 0.0094056 | 0.020335 | 0.0016361 | -0.025229 | -0.023704 | -0.0016275 | 0.025578 | 0.024077 | -167.1616 | -12.8187 | -113.1008 | 12.8384 | 167.1813 | 66.8992 | 1.0123 | 0.88551 | 0.87201 | 1.0158 | 0.89723 | 0.8846 | -0.67023 | -123.0971 | 116.63 | -0.54996 | -123.0087 | 116.7157
Line3_1_5 | 0.02673 | 0.12374 | 0.14476 | 0.02673 | 0.12374 | 0.14476 | 0.006173 | 0.028577 | 0.033431 | 0.006173 | 0.028577 | 0.033431 | -0.0060034 | -0.0090637 | -0.019206 | 0.0060256 | 0.0091375 | 0.01943 | 0.0017343 | -0.023627 | -0.021931 | -0.0017282 | 0.023934 | 0.022259 | -164.5567 | -12.1092 | -112.1604 | 15.4433 | 167.8908 | 67.8396 | 1.0123 | 0.88551 | 0.87201 | 1.0155 | 0.89648 | 0.8838 | -0.67023 | -123.0971 | 116.63 | -0.55982 | -123.005 | 116.721
Line4_2_6 | 0.11644 | 2.4808 | 2.397 | 0.11644 | 2.4808 | 2.397 | 0.02689 | 0.57293 | 0.55357 | 0.02689 | 0.57293 | 0.55357 | -0.025736 | 0.11243 | 0.23341 | 0.02447 | -0.07973 | -0.16351 | -0.0034941 | 0.37202 | 0.287 | 0.0035498 | -0.2579 | -0.19849 | 172.0731 | 163.5249 | 65.5599 | -7.9268 | -16.4751 | -114.4401 | 0.96589 | 0.67833 | 0.66827 | 0.91955 | 0.47117 | 0.46455 | -0.19543 | -123.2905 | 116.4389 | 0.32727 | -123.654 | 116.08
Line5_6_7 | 0.11644 | 2.4808 | 2.397 | 0.11644 | 2.4808 | 2.397 | 0.02689 | 0.57293 | 0.55357 | 0.02689 | 0.57293 | 0.55357 | -0.02447 | 0.07973 | 0.16351 | 0.023204 | -0.047032 | -0.093595 | -0.0035498 | 0.2579 | 0.19849 | 0.0036056 | -0.14379 | -0.10998 | 172.0732 | 163.5249 | 65.5599 | -7.9268 | -16.4751 | -114.4401 | 0.91955 | 0.47117 | 0.46455 | 0.8733 | 0.26405 | 0.26087 | 0.32727 | -123.654 | 116.08 | 0.90538 | -124.5877 | 115.1606
Line6_7_8 | 0 | 3.1242 | 3.0812 | 0 | 3.1242 | 3.0812 | 0 | 0.72151 | 0.71157 | 0 | 0.72151 | 0.71157 | -2.9488e-09 | 0.051976 | 0.11322 | 2.1472e-09 | 2.5849e-14 | 4.1138e-15 | -5.696e-08 | 0.18329 | 0.1471 | 3.6694e-08 | 1.6053e-14 | 1.3405e-14 | 0 | 161.2441 | 62.745 | 0 | -18.7559 | -117.255 | 0.8733 | 0.26405 | 0.26087 | 0.8082 | 0 | 0 | 0.90538 | -124.5877 | 115.1606 | 1.3105 | 0 | 0
Line7_8_9 | 0 | 0 | 0 | 0 | 0 | 0 | 0 | 0 | 0 | 0 | 0 | 0 | -7.1573e-10 | 3.0514e-22 | -2.4486e-22 | 7.1574e-10 | 1.2311e-18 | -4.2501e-18 | -1.8312e-08 | -1.0504e-21 | -2.9052e-22 | 7.1162e-11 | 1.4569e-17 | -2.8736e-19 | 0 | 0 | 0 | 0 | 0 | 0 | 0.8082 | 0 | 0 | 0.8082 | 0 | 0 | 1.3105 | 0 | 0 | 1.3105 | 0 | 0
Line8_8_10 | 0 | 0 | 0 | 0 | 0 | 0 | 0 | 0 | 0 | 0 | 0 | 0 | -7.1573e-10 | 3.0514e-22 | -2.4486e-22 | 7.1573e-10 | 1.2311e-18 | -4.2501e-18 | -1.8312e-08 | -1.0504e-21 | -2.9052e-22 | 7.1162e-11 | 1.4569e-17 | -2.8736e-19 | 0 | 0 | 0 | 0 | 0 | 0 | 0.8082 | 0 | 0 | 0.8082 | 0 | 0 | 1.3105 | 0 | 0 | 1.3105 | 0 | 0
Line9_3_11 | 0.019698 | 0.10503 | 0.12202 | 0.019698 | 0.10503 | 0.12202 | 0.0045492 | 0.024256 | 0.028179 | 0.0045492 | 0.024256 | 0.028179 | -0.0042626 | -0.008352 | -0.017068 | 0.0042758 | 0.0084046 | 0.01723 | 0.0017723 | -0.02003 | -0.018062 | -0.0017702 | 0.02025 | 0.018294 | -158.0071 | -10.3662 | -109.8923 | 21.9929 | 169.6338 | 70.1077 | 1.0148 | 0.8947 | 0.88191 | 1.0173 | 0.90389 | 0.89182 | -0.58322 | -123.001 | 116.7282 | -0.49663 | -122.9068 | 116.8242

## LLG_max_10
name | pf_ikss_a_from_ka | pf_ikss_b_from_ka | pf_ikss_c_from_ka | pf_ikss_a_to_ka | pf_ikss_b_to_ka | pf_ikss_c_to_ka | pf_skss_a_from_mw | pf_skss_b_from_mw | pf_skss_c_from_mw | pf_skss_a_to_mw | pf_skss_b_to_mw | pf_skss_c_to_mw | pf_p_a_from_mw | pf_p_b_from_mw | pf_p_c_from_mw | pf_p_a_to_mw | pf_p_b_to_mw | pf_p_c_to_mw | pf_q_a_from_mvar | pf_q_b_from_mvar | pf_q_c_from_mvar | pf_q_a_to_mvar | pf_q_b_to_mvar | pf_q_c_to_mvar | pf_ikss_a_from_degree | pf_ikss_b_from_degree | pf_ikss_c_from_degree | pf_ikss_a_to_degree | pf_ikss_b_to_degree | pf_ikss_c_to_degree | pf_vm_a_from_pu | pf_vm_b_from_pu | pf_vm_c_from_pu | pf_vm_a_to_pu | pf_vm_b_to_pu | pf_vm_c_to_pu | pf_va_a_from_degree | pf_va_b_from_degree | pf_va_c_from_degree | pf_va_a_to_degree | pf_va_b_to_degree | pf_va_c_to_degree
Line0_1_2 | 0.11799 | 2.5843 | 2.4962 | 0.11799 | 2.5843 | 2.4962 | 0.027248 | 0.59682 | 0.57648 | 0.027248 | 0.59682 | 0.57648 | -0.028616 | 0.15693 | 0.32789 | 0.027277 | -0.12143 | -0.2521 | -0.0036677 | 0.52654 | 0.40653 | 0.0037219 | -0.40268 | -0.31053 | 171.9946 | 163.3763 | 65.3896 | -8.0054 | -16.6237 | -114.6104 | 1.0588 | 0.9206 | 0.906 | 1.0103 | 0.70471 | 0.69383 | -0.70175 | -123.2201 | 116.5016 | -0.23547 | -123.4046 | 116.3193
Line10_11_12 | 0.021019 | 0.11053 | 0.12839 | 0.021019 | 0.11053 | 0.12839 | 0.004854 | 0.025527 | 0.029651 | 0.004854 | 0.025527 | 0.029651 | -0.0047992 | -0.0091525 | -0.018779 | 0.004814 | 0.0092109 | 0.018957 | 0.0019095 | -0.02218 | -0.020065 | -0.0019069 | 0.022424 | 0.020322 | -158.8294 | -10.607 | -110.2019 | 21.1706 | 169.393 | 69.7981 | 1.0641 | 0.93997 | 0.92685 | 1.0667 | 0.94966 | 0.93728 | -0.52593 | -123.0302 | 116.6948 | -0.43868 | -122.9381 | 116.7882
Line11_12_13 | 0.021019 | 0.11053 | 0.12839 | 0.021019 | 0.11053 | 0.12839 | 0.004854 | 0.025527 | 0.029651 | 0.004854 | 0.025527 | 0.029651 | -0.004814 | -0.0092109 | -0.018957 | 0.0048288 | 0.0092692 | 0.019136 | 0.0019069 | -0.022424 | -0.020322 | -0.0019043 | 0.022667 | 0.020579 | -158.8294 | -10.607 | -110.2019 | 21.1707 | 169.393 | 69.7981 | 1.0667 | 0.94966 | 0.93728 | 1.0694 | 0.95935 | 0.94771 | -0.43868 | -122.9381 | 116.7882 | -0.35185 | -122.8479 | 116.8796
Line12_13_15 | 0 | 0 | 0 | 0 | 0 | 0 | 0 | 0 | 0 | 0 | 0 | 0 | -3.3642e-09 | -8.1776e-09 | 8.1413e-09 | 2.3628e-09 | 5.9417e-09 | -4.904e-09 | -1.0699e-08 | 8.0447e-09 | 2.6279e-09 | 7.1062e-09 | -5.5554e-09 | -1.96e-09 | 0 | 0 | 0 | 0 | 0 | 0 | 1.0694 | 0.95935 | 0.94771 | 1.0694 | 0.95935 | 0.94771 | -0.35185 | -122.8479 | 116.8796 | -0.35185 | -122.8479 | 116.8796
Line13_13_14 | 0.021019 | 0.11053 | 0.12839 | 0.021019 | 0.11053 | 0.12839 | 0.004854 | 0.025527 | 0.029651 | 0.004854 | 0.025527 | 0.029651 | -0.0048288 | -0.0092692 | -0.019136 | 0.0048436 | 0.0093275 | 0.019314 | 0.0019043 | -0.022667 | -0.020579 | -0.0019017 | 0.022911 | 0.020836 | -158.8292 | -10.607 | -110.2019 | 21.1708 | 169.393 | 69.7981 | 1.0694 | 0.95935 | 0.94771 | 1.072 | 0.96904 | 0.95815 | -0.35185 | -122.8479 | 116.8796 | -0.26546 | -122.7595 | 116.9689
Line14_15_16 | 0 | 0 | 0 | 0 | 0 | 0 | 0 | 0 | 0 | 0 | 0 | 0 | -2.2428e-09 | -5.4517e-09 | 5.4275e-09 | 1.2414e-09 | 3.2158e-09 | -2.1902e-09 | -7.1327e-09 | 5.3632e-09 | 1.7519e-09 | 3.5399e-09 | -2.8738e-09 | -1.084e-09 | 0 | 0 | 0 | 0 | 0 | 0 | 1.0694 | 0.95935 | 0.94771 | 1.0694 | 0.95935 | 0.94771 | -0.35185 | -122.8479 | 116.8796 | -0.35185 | -122.8479 | 116.8796
Line15_16_17 | 0 | 0 | 0 | 0 | 0 | 0 | 0 | 0 | 0 | 0 | 0 | 0 | -1.1214e-09 | -2.7259e-09 | 2.7138e-09 | 1.2001e-10 | 4.8998e-10 | 5.2352e-10 | -3.5663e-09 | 2.6816e-09 | 8.7596e-10 | -2.6487e-11 | -1.9225e-10 | -2.0807e-10 | 0 | 0 | 0 | 0 | 0 | 0 | 1.0694 | 0.95935 | 0.94771 | 1.0694 | 0.95935 | 0.94771 | -0.35185 | -122.8479 | 116.8796 | -0.35185 | -122.8479 | 116.8796
Line16_4_18 | 0 | 0 | 0 | 0 | 0 | 0 | 0 | 0 | 0 | 0 | 0 | 0 | -1.0783e-09 | -3.2198e-09 | 2.9829e-09 | 1.4592e-10 | 5.6618e-10 | 6.0299e-10 | -4.1373e-09 | 2.8705e-09 | 1.1546e-09 | -4.3499e-11 | -2.0557e-10 | -2.2071e-10 | 0 | 0 | 0 | 0 | 0 | 0 | 1.0625 | 0.93282 | 0.91913 | 1.0625 | 0.93282 | 0.91913 | -0.5816 | -123.1321 | 116.5867 | -0.5816 | -123.1321 | 116.5867
Line17_5_19 | 0.028191 | 0.12943 | 0.15135 | 0.028191 | 0.12943 | 0.15135 | 0.0065105 | 0.02989 | 0.034954 | 0.0065105 | 0.02989 | 0.034954 | -0.0066646 | -0.009908 | -0.021062 | 0.0066892 | 0.0099889 | 0.021307 | 0.0018446 | -0.026039 | -0.024223 | -0.0018375 | 0.026375 | 0.024581 | -165.1206 | -12.296 | -112.4016 | 14.8795 | 167.704 | 67.5984 | 1.0622 | 0.93208 | 0.91833 | 1.0655 | 0.94356 | 0.93067 | -0.59102 | -123.1284 | 116.5919 | -0.48099 | -123.039 | 116.6798
Line1_1_3 | 0.021019 | 0.11053 | 0.12839 | 0.021019 | 0.11053 | 0.12839 | 0.004854 | 0.025527 | 0.029651 | 0.004854 | 0.025527 | 0.029651 | -0.0047695 | -0.0090359 | -0.018423 | 0.0047843 | 0.0090942 | 0.018601 | 0.0019146 | -0.021693 | -0.019552 | -0.0019121 | 0.021937 | 0.019809 | -158.8295 | -10.607 | -110.2019 | 21.1705 | 169.393 | 69.7981 | 1.0588 | 0.9206 | 0.906 | 1.0614 | 0.93028 | 0.91642 | -0.70175 | -123.2201 | 116.5016 | -0.61362 | -123.1242 | 116.5993
Line2_1_4 | 0.031446 | 0.13722 | 0.16087 | 0.031446 | 0.13722 | 0.16087 | 0.0072621 | 0.031689 | 0.03715 | 0.0072621 | 0.031689 | 0.03715 | -0.0074893 | -0.010093 | -0.021722 | 0.007519 | 0.010185 | 0.021998 | 0.0017419 | -0.027371 | -0.025711 | -0.0017322 | 0.02775 | 0.026116 | -167.6086 | -12.9781 | -113.3058 | 12.3914 | 167.0219 | 66.6942 | 1.0588 | 0.9206 | 0.906 | 1.0625 | 0.93282 | 0.91913 | -0.70175 | -123.2201 | 116.5016 | -0.5816 | -123.1321 | 116.5867
Line3_1_5 | 0.028191 | 0.12943 | 0.15135 | 0.028191 | 0.12943 | 0.15135 | 0.0065105 | 0.02989 | 0.034954 | 0.0065105 | 0.02989 | 0.034954 | -0.00664 | -0.0098271 | -0.020816 | 0.0066646 | 0.009908 | 0.021062 | 0.0018516 | -0.025702 | -0.023865 | -0.0018446 | 0.026039 | 0.024223 | -165.1206 | -12.296 | -112.4016 | 14.8794 | 167.704 | 67.5984 | 1.0588 | 0.9206 | 0.906 | 1.0622 | 0.93208 | 0.91833 | -0.70175 | -123.2201 | 116.5016 | -0.59102 | -123.1284 | 116.5919
Line4_2_6 | 0.11799 | 2.5843 | 2.4962 | 0.11799 | 2.5843 | 2.4962 | 0.027248 | 0.59682 | 0.57648 | 0.027248 | 0.59682 | 0.57648 | -0.027277 | 0.12143 | 0.2521 | 0.025938 | -0.085924 | -0.1763 | -0.0037219 | 0.40268 | 0.31053 | 0.0037761 | -0.27881 | -0.21453 | 171.9946 | 163.3763 | 65.3896 | -8.0053 | -16.6237 | -114.6104 | 1.0103 | 0.70471 | 0.69383 | 0.96195 | 0.48884 | 0.48168 | -0.23547 | -123.4046 | 116.3193 | 0.27775 | -123.752 | 115.9763
Line5_6_7 | 0.11799 | 2.5843 | 2.4962 | 0.11799 | 2.5843 | 2.4962 | 0.027248 | 0.59682 | 0.57648 | 0.027248 | 0.59682 | 0.57648 | -0.025938 | 0.085924 | 0.1763 | 0.024598 | -0.05042 | -0.1005 | -0.0037761 | 0.27881 | 0.21453 | 0.0038303 | -0.15495 | -0.11853 | 171.9947 | 163.3763 | 65.3896 | -8.0053 | -16.6237 | -114.6104 | 0.96195 | 0.48884 | 0.48168 | 0.91364 | 0.27302 | 0.26957 | 0.27775 | -123.752 | 115.9763 | 0.84529 | -124.6487 | 115.0936
Line6_7_8 | 0 | 3.2304 | 3.1837 | 0 | 3.2304 | 3.1837 | 0 | 0.74602 | 0.73525 | 0 | 0.74602 | 0.73525 | -3.2227e-09 | 0.055592 | 0.12091 | 2.359e-09 | 6.8078e-14 | 2.9365e-14 | -6.2426e-08 | 0.19595 | 0.15705 | 4.0229e-08 | -1.6711e-14 | -3.1597e-14 | 0 | 161.1905 | 62.6846 | 0 | -18.8095 | -117.3154 | 0.91364 | 0.27302 | 0.26957 | 0.84635 | 0 | 0 | 0.84529 | -124.6487 | 115.0936 | 1.243 | 0 | 0
Line7_8_9 | 0 | 0 | 0 | 0 | 0 | 0 | 0 | 0 | 0 | 0 | 0 | 0 | -7.8633e-10 | -1.254e-21 | -4.0244e-22 | 7.8633e-10 | 1.3636e-18 | -4.6689e-18 | -2.0077e-08 | -2.2231e-21 | 1.1142e-21 | 7.4054e-11 | 1.5988e-17 | -3.0354e-19 | 0 | 0 | 0 | 0 | 0 | 0 | 0.84635 | 0 | 0 | 0.84635 | 0 | 0 | 1.243 | 0 | 0 | 1.243 | 0 | 0
Line8_8_10 | 0 | 0 | 0 | 0 | 0 | 0 | 0 | 0 | 0 | 0 | 0 | 0 | -7.8633e-10 | -1.254e-21 | -4.0244e-22 | 7.8633e-10 | 1.3636e-18 | -4.6689e-18 | -2.0077e-08 | -2.2231e-21 | 1.1142e-21 | 7.4054e-11 | 1.5988e-17 | -3.0354e-19 | 0 | 0 | 0 | 0 | 0 | 0 | 0.84635 | 0 | 0 | 0.84635 | 0 | 0 | 1.243 | 0 | 0 | 1.243 | 0 | 0
Line9_3_11 | 0.021019 | 0.11053 | 0.12839 | 0.021019 | 0.11053 | 0.12839 | 0.004854 | 0.025527 | 0.029651 | 0.004854 | 0.025527 | 0.029651 | -0.0047843 | -0.0090942 | -0.018601 | 0.0047992 | 0.0091525 | 0.018779 | 0.0019121 | -0.021937 | -0.019809 | -0.0019095 | 0.02218 | 0.020065 | -158.8295 | -10.607 | -110.2019 | 21.1706 | 169.393 | 69.7981 | 1.0614 | 0.93028 | 0.91642 | 1.0641 | 0.93997 | 0.92685 | -0.61362 | -123.1242 | 116.5993 | -0.52593 | -123.0302 | 116.6948

## LLG_max_fault_6
name | pf_ikss_a_from_ka | pf_ikss_b_from_ka | pf_ikss_c_from_ka | pf_ikss_a_to_ka | pf_ikss_b_to_ka | pf_ikss_c_to_ka | pf_skss_a_from_mw | pf_skss_b_from_mw | pf_skss_c_from_mw | pf_skss_a_to_mw | pf_skss_b_to_mw | pf_skss_c_to_mw | pf_p_a_from_mw | pf_p_b_from_mw | pf_p_c_from_mw | pf_p_a_to_mw | pf_p_b_to_mw | pf_p_c_to_mw | pf_q_a_from_mvar | pf_q_b_from_mvar | pf_q_c_from_mvar | pf_q_a_to_mvar | pf_q_b_to_mvar | pf_q_c_to_mvar | pf_ikss_a_from_degree | pf_ikss_b_from_degree | pf_ikss_c_from_degree | pf_ikss_a_to_degree | pf_ikss_b_to_degree | pf_ikss_c_to_degree | pf_vm_a_from_pu | pf_vm_b_from_pu | pf_vm_c_from_pu | pf_vm_a_to_pu | pf_vm_b_to_pu | pf_vm_c_to_pu | pf_va_a_from_degree | pf_va_b_from_degree | pf_va_c_from_degree | pf_va_a_to_degree | pf_va_b_to_degree | pf_va_c_to_degree
Line0_1_2 | 0.0012707 | 0.026752 | 0.026544 | 0.0012707 | 0.026752 | 0.026544 | 0.00029345 | 0.0061781 | 0.0061302 | 0.00029345 | 0.0061781 | 0.0061302 | -0.00029864 | 0.0047477 | 0.0047222 | 0.00029852 | -0.0047432 | -0.0047135 | 7.5555e-05 | 0.0044086 | 0.004357 | -7.5544e-05 | -0.0043946 | -0.0043452 | -165.8115 | -162.9615 | 77.2421 | 14.1885 | 17.0385 | -102.7579 | 1.0497 | 1.0487 | 1.0481 | 1.0494 | 1.0466 | 1.0458 | -0.0094681 | -120.0822 | 119.9391 | -0.012429 | -120.1465 | 119.9133
Line10_11_12 | 0.00019226 | 0.0011743 | 0.0013155 | 0.00019226 | 0.0011743 | 0.0013155 | 4.4401e-05 | 0.00027119 | 0.0003038 | 4.4401e-05 | 0.00027119 | 0.0003038 | -3.337e-05 | -0.00023159 | -0.00025712 | 3.3372e-05 | 0.0002316 | 0.00025714 | 3.2542e-05 | -0.00016515 | -0.00018794 | -3.2542e-05 | 0.00016518 | 0.00018797 | -135.727 | 24.4323 | -96.2212 | 44.2731 | -155.5677 | 83.7788 | 1.0498 | 1.0489 | 1.0483 | 1.0498 | 1.049 | 1.0484 | -0.0070423 | -120.0748 | 119.9434 | -0.0058295 | -120.0711 | 119.9455
Line11_12_13 | 0.00019226 | 0.0011743 | 0.0013155 | 0.00019226 | 0.0011743 | 0.0013155 | 4.4401e-05 | 0.00027119 | 0.0003038 | 4.4401e-05 | 0.00027119 | 0.0003038 | -3.3372e-05 | -0.0002316 | -0.00025714 | 3.3373e-05 | 0.00023161 | 0.00025716 | 3.2542e-05 | -0.00016518 | -0.00018797 | -3.2542e-05 | 0.00016521 | 0.000188 | -135.7269 | 24.4323 | -96.2212 | 44.2731 | -155.5677 | 83.7788 | 1.0498 | 1.049 | 1.0484 | 1.0498 | 1.049 | 1.0486 | -0.0058295 | -120.0711 | 119.9455 | -0.0046167 | -120.0674 | 119.9477
Line12_13_15 | 0 | 0 | 0 | 0 | 0 | 0 | 0 | 0 | 0 | 0 | 0 | 0 | -5.4097e-11 | -4.2549e-11 | 6.646e-11 | 3.6876e-11 | 3.2051e-11 | -3.8741e-11 | -6.5341e-11 | 9.2126e-11 | -5.7878e-13 | 4.3235e-11 | -6.6166e-11 | -3.3004e-12 | 0 | 0 | 0 | 0 | 0 | 0 | 1.0498 | 1.049 | 1.0486 | 1.0498 | 1.049 | 1.0486 | -0.0046167 | -120.0674 | 119.9477 | -0.0046167 | -120.0674 | 119.9477
Line13_13_14 | 0.00019226 | 0.0011743 | 0.0013155 | 0.00019226 | 0.0011743 | 0.0013155 | 4.4401e-05 | 0.00027119 | 0.0003038 | 4.4402e-05 | 0.00027119 | 0.0003038 | -3.3373e-05 | -0.00023161 | -0.00025716 | 3.3374e-05 | 0.00023162 | 0.00025718 | 3.2542e-05 | -0.00016521 | -0.000188 | -3.2542e-05 | 0.00016524 | 0.00018803 | -135.7268 | 24.4322 | -96.2212 | 44.2732 | -155.5678 | 83.7788 | 1.0498 | 1.049 | 1.0486 | 1.0498 | 1.0491 | 1.0487 | -0.0046167 | -120.0674 | 119.9477 | -0.0034039 | -120.0637 | 119.9498
Line14_15_16 | 0 | 0 | 0 | 0 | 0 | 0 | 0 | 0 | 0 | 0 | 0 | 0 | -3.6065e-11 | -2.8366e-11 | 4.4307e-11 | 1.8844e-11 | 1.7868e-11 | -1.6588e-11 | -4.3561e-11 | 6.1417e-11 | -3.8585e-13 | 2.1455e-11 | -3.5458e-11 | -3.4934e-12 | 0 | 0 | 0 | 0 | 0 | 0 | 1.0498 | 1.049 | 1.0486 | 1.0498 | 1.049 | 1.0486 | -0.0046167 | -120.0674 | 119.9477 | -0.0046167 | -120.0674 | 119.9477
Line15_16_17 | 0 | 0 | 0 | 0 | 0 | 0 | 0 | 0 | 0 | 0 | 0 | 0 | -1.8032e-11 | -1.4183e-11 | 2.2153e-11 | 8.1138e-13 | 3.6848e-12 | 5.5655e-12 | -2.178e-11 | 3.0709e-11 | -1.9293e-13 | -3.2567e-13 | -4.7489e-12 | -3.6863e-12 | 0 | 0 | 0 | 0 | 0 | 0 | 1.0498 | 1.049 | 1.0486 | 1.0498 | 1.049 | 1.0486 | -0.0046167 | -120.0674 | 119.9477 | -0.0046167 | -120.0674 | 119.9477
Line16_4_18 | 0 | 0 | 0 | 0 | 0 | 0 | 0 | 0 | 0 | 0 | 0 | 0 | -1.9444e-11 | -1.8503e-11 | 2.5735e-11 | 9.4631e-13 | 4.5772e-12 | 6.6881e-12 | -2.6272e-11 | 3.4901e-11 | 1.4864e-12 | -5.4372e-13 | -5.4831e-12 | -4.1229e-12 | 0 | 0 | 0 | 0 | 0 | 0 | 1.0498 | 1.0488 | 1.0483 | 1.0498 | 1.0488 | 1.0483 | -0.0077082 | -120.0778 | 119.9415 | -0.0077082 | -120.0778 | 119.9415
Line17_5_19 | 0.00026624 | 0.0013918 | 0.0015558 | 0.00026624 | 0.0013918 | 0.0015558 | 6.1485e-05 | 0.00032142 | 0.00035931 | 6.1485e-05 | 0.00032142 | 0.00035931 | -5.1236e-05 | -0.00026777 | -0.00029583 | 5.1238e-05 | 0.00026778 | 0.00029585 | 3.9253e-05 | -0.00020479 | -0.00023312 | -3.9252e-05 | 0.00020483 | 0.00023316 | -142.5511 | 22.5127 | -98.2978 | 37.4489 | -157.4873 | 81.7022 | 1.0498 | 1.0488 | 1.0483 | 1.0498 | 1.0489 | 1.0484 | -0.0078771 | -120.078 | 119.9414 | -0.0062861 | -120.0738 | 119.9437
Line1_1_3 | 0.00019226 | 0.0011743 | 0.0013155 | 0.00019226 | 0.0011743 | 0.0013155 | 4.4401e-05 | 0.00027119 | 0.0003038 | 4.4401e-05 | 0.00027119 | 0.0003038 | -3.3368e-05 | -0.00023158 | -0.00025708 | 3.3369e-05 | 0.00023158 | 0.0002571 | 3.2543e-05 | -0.00016509 | -0.00018788 | -3.2542e-05 | 0.00016512 | 0.00018791 | -135.7271 | 24.4323 | -96.2213 | 44.273 | -155.5677 | 83.7788 | 1.0497 | 1.0487 | 1.0481 | 1.0497 | 1.0488 | 1.0482 | -0.0094681 | -120.0822 | 119.9391 | -0.0082552 | -120.0785 | 119.9412
Line2_1_4 | 0.00030051 | 0.0014828 | 0.001656 | 0.00030051 | 0.0014828 | 0.001656 | 6.94e-05 | 0.00034244 | 0.00038244 | 6.94e-05 | 0.00034244 | 0.00038244 | -5.9839e-05 | -0.00028221 | -0.00031111 | 5.9841e-05 | 0.00028223 | 0.00031114 | 4.1553e-05 | -0.00022207 | -0.00025276 | -4.1552e-05 | 0.00022212 | 0.00025281 | -145.2331 | 21.7188 | -99.1534 | 34.7669 | -158.2812 | 80.8466 | 1.0497 | 1.0487 | 1.0481 | 1.0498 | 1.0488 | 1.0483 | -0.0094681 | -120.0822 | 119.9391 | -0.0077082 | -120.0778 | 119.9415
Line3_1_5 | 0.00026624 | 0.0013918 | 0.0015558 | 0.00026624 | 0.0013918 | 0.0015558 | 6.1485e-05 | 0.00032142 | 0.00035931 | 6.1485e-05 | 0.00032142 | 0.00035931 | -5.1234e-05 | -0.00026775 | -0.0002958 | 5.1236e-05 | 0.00026777 | 0.00029583 | 3.9254e-05 | -0.00020475 | -0.00023308 | -3.9253e-05 | 0.00020479 | 0.00023312 | -142.5511 | 22.5128 | -98.2978 | 37.4489 | -157.4872 | 81.7022 | 1.0497 | 1.0487 | 1.0481 | 1.0498 | 1.0488 | 1.0483 | -0.0094681 | -120.0822 | 119.9391 | -0.0078771 | -120.078 | 119.9414
Line4_2_6 | 0.0012707 | 0.026752 | 0.026544 | 0.0012707 | 0.026752 | 0.026544 | 0.00029345 | 0.0061781 | 0.0061302 | 0.00029345 | 0.0061781 | 0.0061302 | -0.00029852 | 0.0047432 | 0.0047135 | 0.00029841 | -0.0047388 | -0.0047049 | 7.5544e-05 | 0.0043946 | 0.0043452 | -7.5532e-05 | -0.0043806 | -0.0043333 | -165.8115 | -162.9615 | 77.2421 | 14.1885 | 17.0385 | -102.7579 | 1.0494 | 1.0466 | 1.0458 | 1.049 | 1.0446 | 1.0434 | -0.012429 | -120.1465 | 119.9133 | -0.015391 | -120.211 | 119.8875
Line5_6_7 | 0.0012707 | 0.026752 | 0.026544 | 0.0012707 | 0.026752 | 0.026544 | 0.00029345 | 0.0061781 | 0.0061302 | 0.00029345 | 0.0061781 | 0.0061302 | -0.00029841 | 0.0047388 | 0.0047049 | 0.0002983 | -0.0047343 | -0.0046963 | 7.5532e-05 | 0.0043806 | 0.0043333 | -7.552e-05 | -0.0043665 | -0.0043214 | -165.8115 | -162.9615 | 77.2421 | 14.1885 | 17.0385 | -102.7579 | 1.049 | 1.0446 | 1.0434 | 1.0486 | 1.0425 | 1.0411 | -0.015391 | -120.211 | 119.8875 | -0.018356 | -120.2759 | 119.8615
Line6_7_8 | 0 | 0.033959 | 0.033903 | 0 | 0.033959 | 0.033903 | 0 | 0.0078425 | 0.0078296 | 0 | 0.0078425 | 0.0078296 | -2.5437e-10 | 0.0057733 | 0.0057609 | 1.8201e-10 | -0.0057661 | -0.0057471 | -5.1733e-10 | 0.0057889 | 0.0057665 | 3.5799e-10 | -0.0057661 | -0.0057471 | 0 | -165.353 | 74.8339 | 0 | 14.647 | -105.1661 | 1.0486 | 1.0425 | 1.0411 | 1.0481 | 1.0398 | 1.0381 | -0.018356 | -120.2759 | 119.8615 | -0.02777 | -120.353 | 119.8339
Line7_8_9 | 0 | 0 | 0 | 0 | 0 | 0 | 0 | 0 | 0 | 0 | 0 | 0 | -8.7296e-11 | -1.5467e-10 | 1.5025e-10 | 7.4164e-12 | 3.8885e-11 | 4.5411e-11 | -1.7997e-10 | 1.842e-10 | 3.269e-11 | -1.9557e-12 | -2.466e-11 | -1.1583e-11 | 0 | 0 | 0 | 0 | 0 | 0 | 1.0481 | 1.0398 | 1.0381 | 1.0481 | 1.0398 | 1.0381 | -0.02777 | -120.353 | 119.8339 | -0.02777 | -120.353 | 119.8339
Line8_8_10 | 0 | 0 | 0 | 0 | 0 | 0 | 0 | 0 | 0 | 0 | 0 | 0 | -8.7296e-11 | -1.5467e-10 | 1.5025e-10 | 7.4164e-12 | 3.8885e-11 | 4.5411e-11 | -1.7997e-10 | 1.842e-10 | 3.269e-11 | -1.9557e-12 | -2.466e-11 | -1.1583e-11 | 0 | 0 | 0 | 0 | 0 | 0 | 1.0481 | 1.0398 | 1.0381 | 1.0481 | 1.0398 | 1.0381 | -0.02777 | -120.353 | 119.8339 | -0.02777 | -120.353 | 119.8339
Line9_3_11 | 0.00019226 | 0.0011743 | 0.0013155 | 0.00019226 | 0.0011743 | 0.0013155 | 4.4401e-05 | 0.00027119 | 0.0003038 | 4.4401e-05 | 0.00027119 | 0.0003038 | -3.3369e-05 | -0.00023158 | -0.0002571 | 3.337e-05 | 0.00023159 | 0.00025712 | 3.2542e-05 | -0.00016512 | -0.00018791 | -3.2542e-05 | 0.00016515 | 0.00018794 | -135.727 | 24.4323 | -96.2212 | 44.273 | -155.5677 | 83.7788 | 1.0497 | 1.0488 | 1.0482 | 1.0498 | 1.0489 | 1.0483 | -0.0082552 | -120.0785 | 119.9412 | -0.0070423 | -120.0748 | 119.9434

## LLG_max_fault_10
name | pf_ikss_a_from_ka | pf_ikss_b_from_ka | pf_ikss_c_from_ka | pf_ikss_a_to_ka | pf_ikss_b_to_ka | pf_ikss_c_to_ka | pf_skss_a_from_mw | pf_skss_b_from_mw | pf_skss_c_from_mw | pf_skss_a_to_mw | pf_skss_b_to_mw | pf_skss_c_to_mw | pf_p_a_from_mw | pf_p_b_from_mw | pf_p_c_from_mw | pf_p_a_to_mw | pf_p_b_to_mw | pf_p_c_to_mw | pf_q_a_from_mvar | pf_q_b_from_mvar | pf_q_c_from_mvar | pf_q_a_to_mvar | pf_q_b_to_mvar | pf_q_c_to_mvar | pf_ikss_a_from_degree | pf_ikss_b_from_degree | pf_ikss_c_from_degree | pf_ikss_a_to_degree | pf_ikss_b_to_degree | pf_ikss_c_to_degree | pf_vm_a_from_pu | pf_vm_b_from_pu | pf_vm_c_from_pu | pf_vm_a_to_pu | pf_vm_b_to_pu | pf_vm_c_to_pu | pf_va_a_from_degree | pf_va_b_from_degree | pf_va_c_from_degree | pf_va_a_to_degree | pf_va_b_to_degree | pf_va_c_to_degree
Line0_1_2 | 0.0013039 | 0.028238 | 0.028018 | 0.0013039 | 0.028238 | 0.028018 | 0.00030113 | 0.0065213 | 0.0064704 | 0.00030113 | 0.0065213 | 0.0064704 | -0.00032109 | 0.005241 | 0.0052127 | 0.00032097 | -0.005236 | -0.0052031 | 8.101e-05 | 0.0048841 | 0.0048265 | -8.0997e-05 | -0.0048685 | -0.0048132 | -165.8502 | -163.0682 | 77.1395 | 14.1498 | 16.9318 | -102.8605 | 1.0997 | 1.0986 | 1.0979 | 1.0993 | 1.0964 | 1.0954 | -0.010067 | -120.0865 | 119.936 | -0.013166 | -120.1511 | 119.9102
Line10_11_12 | 0.00020839 | 0.0012527 | 0.0014028 | 0.00020839 | 0.0012527 | 0.0014028 | 4.8126e-05 | 0.0002893 | 0.00032396 | 4.8126e-05 | 0.0002893 | 0.00032396 | -3.8409e-05 | -0.00025814 | -0.00028636 | 3.841e-05 | 0.00025815 | 0.00028638 | 3.6413e-05 | -0.00018548 | -0.0002111 | -3.6413e-05 | 0.00018552 | 0.00021114 | -136.5353 | 24.222 | -96.4575 | 43.4647 | -155.778 | 83.5425 | 1.0997 | 1.0987 | 1.0982 | 1.0998 | 1.0988 | 1.0983 | -0.0075715 | -120.079 | 119.9403 | -0.0063236 | -120.0753 | 119.9425
Line11_12_13 | 0.00020839 | 0.0012527 | 0.0014028 | 0.00020839 | 0.0012527 | 0.0014028 | 4.8126e-05 | 0.0002893 | 0.00032396 | 4.8126e-05 | 0.0002893 | 0.00032396 | -3.841e-05 | -0.00025815 | -0.00028638 | 3.8411e-05 | 0.00025816 | 0.0002864 | 3.6413e-05 | -0.00018552 | -0.00021114 | -3.6412e-05 | 0.00018555 | 0.00021117 | -136.5353 | 24.222 | -96.4575 | 43.4648 | -155.778 | 83.5425 | 1.0998 | 1.0988 | 1.0983 | 1.0998 | 1.0989 | 1.0984 | -0.0063236 | -120.0753 | 119.9425 | -0.0050758 | -120.0715 | 119.9446
Line12_13_15 | 0 | 0 | 0 | 0 | 0 | 0 | 0 | 0 | 0 | 0 | 0 | 0 | -6.2647e-11 | -5.0124e-11 | 7.7444e-11 | 4.2711e-11 | 3.7738e-11 | -4.5121e-11 | -7.6413e-11 | 1.0716e-10 | -2.2737e-13 | 5.0549e-11 | -7.6972e-11 | -4.1288e-12 | 0 | 0 | 0 | 0 | 0 | 0 | 1.0998 | 1.0989 | 1.0984 | 1.0998 | 1.0989 | 1.0984 | -0.0050758 | -120.0715 | 119.9446 | -0.0050758 | -120.0715 | 119.9446
Line13_13_14 | 0.00020839 | 0.0012527 | 0.0014028 | 0.00020839 | 0.0012527 | 0.0014028 | 4.8126e-05 | 0.0002893 | 0.00032396 | 4.8126e-05 | 0.0002893 | 0.00032396 | -3.8411e-05 | -0.00025816 | -0.0002864 | 3.8412e-05 | 0.00025817 | 0.00028642 | 3.6413e-05 | -0.00018555 | -0.00021117 | -3.6412e-05 | 0.00018558 | 0.0002112 | -136.5351 | 24.2219 | -96.4575 | 43.4649 | -155.7781 | 83.5425 | 1.0998 | 1.0989 | 1.0984 | 1.0998 | 1.099 | 1.0985 | -0.0050758 | -120.0715 | 119.9446 | -0.0038279 | -120.0678 | 119.9468
Line14_15_16 | 0 | 0 | 0 | 0 | 0 | 0 | 0 | 0 | 0 | 0 | 0 | 0 | -4.1765e-11 | -3.3416e-11 | 5.1629e-11 | 2.1829e-11 | 2.103e-11 | -1.9307e-11 | -5.0942e-11 | 7.144e-11 | -1.5158e-13 | 2.5078e-11 | -4.1252e-11 | -4.2046e-12 | 0 | 0 | 0 | 0 | 0 | 0 | 1.0998 | 1.0989 | 1.0984 | 1.0998 | 1.0989 | 1.0984 | -0.0050758 | -120.0715 | 119.9446 | -0.0050758 | -120.0715 | 119.9446
Line15_16_17 | 0 | 0 | 0 | 0 | 0 | 0 | 0 | 0 | 0 | 0 | 0 | 0 | -2.0882e-11 | -1.6708e-11 | 2.5815e-11 | 9.4626e-13 | 4.3219e-12 | 6.5077e-12 | -2.5471e-11 | 3.572e-11 | -7.579e-14 | -3.9295e-13 | -5.5318e-12 | -4.2804e-12 | 0 | 0 | 0 | 0 | 0 | 0 | 1.0998 | 1.0989 | 1.0984 | 1.0998 | 1.0989 | 1.0984 | -0.0050758 | -120.0715 | 119.9446 | -0.0050758 | -120.0715 | 119.9446
Line16_4_18 | 0 | 0 | 0 | 0 | 0 | 0 | 0 | 0 | 0 | 0 | 0 | 0 | -2.2422e-11 | -2.158e-11 | 2.9806e-11 | 1.0998e-12 | 5.3279e-12 | 7.7686e-12 | -3.0504e-11 | 4.0378e-11 | 1.8405e-12 | -6.4128e-13 | -6.3512e-12 | -4.7642e-12 | 0 | 0 | 0 | 0 | 0 | 0 | 1.0997 | 1.0987 | 1.0981 | 1.0997 | 1.0987 | 1.0981 | -0.0082836 | -120.0821 | 119.9384 | -0.0082836 | -120.0821 | 119.9384
Line17_5_19 | 0.00028493 | 0.0014753 | 0.0016487 | 0.00028493 | 0.0014753 | 0.0016487 | 6.5803e-05 | 0.00034071 | 0.00038075 | 6.5803e-05 | 0.00034071 | 0.00038075 | -5.7844e-05 | -0.00029674 | -0.00032761 | 5.7846e-05 | 0.00029676 | 0.00032764 | 4.3483e-05 | -0.00022817 | -0.00025974 | -4.3482e-05 | 0.00022822 | 0.00025979 | -143.0752 | 22.3601 | -98.4707 | 36.9248 | -157.6399 | 81.5293 | 1.0997 | 1.0987 | 1.0981 | 1.0997 | 1.0988 | 1.0982 | -0.0084476 | -120.0823 | 119.9383 | -0.0068279 | -120.0781 | 119.9406
Line1_1_3 | 0.00020839 | 0.0012527 | 0.0014028 | 0.00020839 | 0.0012527 | 0.0014028 | 4.8126e-05 | 0.0002893 | 0.00032396 | 4.8126e-05 | 0.0002893 | 0.00032396 | -3.8406e-05 | -0.00025812 | -0.00028631 | 3.8407e-05 | 0.00025813 | 0.00028634 | 3.6414e-05 | -0.00018542 | -0.00021104 | -3.6413e-05 | 0.00018545 | 0.00021107 | -136.5354 | 24.222 | -96.4575 | 43.4647 | -155.778 | 83.5425 | 1.0997 | 1.0986 | 1.0979 | 1.0997 | 1.0986 | 1.098 | -0.010067 | -120.0865 | 119.936 | -0.0088194 | -120.0828 | 119.9382
Line2_1_4 | 0.00031994 | 0.0015677 | 0.0017503 | 0.00031994 | 0.0015677 | 0.0017503 | 7.3886e-05 | 0.00036203 | 0.00040421 | 7.3886e-05 | 0.00036203 | 0.00040421 | -6.7062e-05 | -0.00031204 | -0.00034377 | 6.7064e-05 | 0.00031206 | 0.0003438 | 4.5878e-05 | -0.00024659 | -0.00028067 | -4.5877e-05 | 0.00024664 | 0.00028072 | -145.6334 | 21.5965 | -99.2933 | 34.3666 | -158.4035 | 80.7067 | 1.0997 | 1.0986 | 1.0979 | 1.0997 | 1.0987 | 1.0981 | -0.010067 | -120.0865 | 119.936 | -0.0082836 | -120.0821 | 119.9384
Line3_1_5 | 0.00028493 | 0.0014753 | 0.0016487 | 0.00028493 | 0.0014753 | 0.0016487 | 6.5803e-05 | 0.00034071 | 0.00038075 | 6.5803e-05 | 0.00034071 | 0.00038075 | -5.7841e-05 | -0.00029673 | -0.00032758 | 5.7844e-05 | 0.00029674 | 0.00032761 | 4.3484e-05 | -0.00022813 | -0.0002597 | -4.3483e-05 | 0.00022817 | 0.00025974 | -143.0752 | 22.3601 | -98.4707 | 36.9248 | -157.6399 | 81.5293 | 1.0997 | 1.0986 | 1.0979 | 1.0997 | 1.0987 | 1.0981 | -0.010067 | -120.0865 | 119.936 | -0.0084476 | -120.0823 | 119.9383
Line4_2_6 | 0.0013039 | 0.028238 | 0.028018 | 0.0013039 | 0.028238 | 0.028018 | 0.00030113 | 0.0065213 | 0.0064704 | 0.00030113 | 0.0065213 | 0.0064704 | -0.00032097 | 0.005236 | 0.0052031 | 0.00032085 | -0.0052311 | -0.0051935 | 8.0997e-05 | 0.0048685 | 0.0048132 | -8.0985e-05 | -0.0048529 | -0.0048 | -165.8502 | -163.0682 | 77.1395 | 14.1498 | 16.9318 | -102.8605 | 1.0993 | 1.0964 | 1.0954 | 1.0989 | 1.0942 | 1.093 | -0.013166 | -120.1511 | 119.9102 | -0.016266 | -120.216 | 119.8844
Line5_6_7 | 0.0013039 | 0.028238 | 0.028018 | 0.0013039 | 0.028238 | 0.028018 | 0.00030113 | 0.0065213 | 0.0064704 | 0.00030113 | 0.0065213 | 0.0064704 | -0.00032085 | 0.0052311 | 0.0051935 | 0.00032073 | -0.0052261 | -0.0051839 | 8.0985e-05 | 0.0048529 | 0.0048 | -8.0973e-05 | -0.0048373 | -0.0047867 | -165.8502 | -163.0682 | 77.1395 | 14.1498 | 16.9318 | -102.8605 | 1.0989 | 1.0942 | 1.093 | 1.0985 | 1.092 | 1.0905 | -0.016266 | -120.216 | 119.8844 | -0.019369 | -120.2811 | 119.8584
Line6_7_8 | 0 | 0.035572 | 0.035512 | 0 | 0.035572 | 0.035512 | 0 | 0.008215 | 0.0082012 | 0 | 0.008215 | 0.0082012 | -2.8257e-10 | 0.0063347 | 0.0063208 | 2.0213e-10 | -0.0063268 | -0.0063056 | -5.7555e-10 | 0.0063518 | 0.0063268 | 3.98e-10 | -0.0063268 | -0.0063056 | 0 | -165.3582 | 74.8309 | 0 | 14.6418 | -105.1691 | 1.0985 | 1.092 | 1.0905 | 1.098 | 1.0892 | 1.0873 | -0.019369 | -120.2811 | 119.8584 | -0.028781 | -120.3582 | 119.8309
Line7_8_9 | 0 | 0 | 0 | 0 | 0 | 0 | 0 | 0 | 0 | 0 | 0 | 0 | -9.694e-11 | -1.7202e-10 | 1.6702e-10 | 8.2488e-12 | 4.3205e-11 | 5.0486e-11 | -2.0011e-10 | 2.0476e-10 | 3.6536e-11 | -2.2244e-12 | -2.7463e-11 | -1.2946e-11 | 0 | 0 | 0 | 0 | 0 | 0 | 1.098 | 1.0892 | 1.0873 | 1.098 | 1.0892 | 1.0873 | -0.028781 | -120.3582 | 119.8309 | -0.028781 | -120.3582 | 119.8309
Line8_8_10 | 0 | 0 | 0 | 0 | 0 | 0 | 0 | 0 | 0 | 0 | 0 | 0 | -9.694e-11 | -1.7202e-10 | 1.6702e-10 | 8.2488e-12 | 4.3205e-11 | 5.0486e-11 | -2.0011e-10 | 2.0476e-10 | 3.6536e-11 | -2.2244e-12 | -2.7463e-11 | -1.2946e-11 | 0 | 0 | 0 | 0 | 0 | 0 | 1.098 | 1.0892 | 1.0873 | 1.098 | 1.0892 | 1.0873 | -0.028781 | -120.3582 | 119.8309 | -0.028781 | -120.3582 | 119.8309
Line9_3_11 | 0.00020839 | 0.0012527 | 0.0014028 | 0.00020839 | 0.0012527 | 0.0014028 | 4.8126e-05 | 0.0002893 | 0.00032396 | 4.8126e-05 | 0.0002893 | 0.00032396 | -3.8407e-05 | -0.00025813 | -0.00028634 | 3.8409e-05 | 0.00025814 | 0.00028636 | 3.6413e-05 | -0.00018545 | -0.00021107 | -3.6413e-05 | 0.00018548 | 0.0002111 | -136.5353 | 24.222 | -96.4575 | 43.4647 | -155.778 | 83.5425 | 1.0997 | 1.0986 | 1.098 | 1.0997 | 1.0987 | 1.0982 | -0.0088194 | -120.0828 | 119.9382 | -0.0075715 | -120.079 | 119.9403

## LLG_min_6
name | pf_ikss_a_from_ka | pf_ikss_b_from_ka | pf_ikss_c_from_ka | pf_ikss_a_to_ka | pf_ikss_b_to_ka | pf_ikss_c_to_ka | pf_skss_a_from_mw | pf_skss_b_from_mw | pf_skss_c_from_mw | pf_skss_a_to_mw | pf_skss_b_to_mw | pf_skss_c_to_mw | pf_p_a_from_mw | pf_p_b_from_mw | pf_p_c_from_mw | pf_p_a_to_mw | pf_p_b_to_mw | pf_p_c_to_mw | pf_q_a_from_mvar | pf_q_b_from_mvar | pf_q_c_from_mvar | pf_q_a_to_mvar | pf_q_b_to_mvar | pf_q_c_to_mvar | pf_ikss_a_from_degree | pf_ikss_b_from_degree | pf_ikss_c_from_degree | pf_ikss_a_to_degree | pf_ikss_b_to_degree | pf_ikss_c_to_degree | pf_vm_a_from_pu | pf_vm_b_from_pu | pf_vm_c_from_pu | pf_vm_a_to_pu | pf_vm_b_to_pu | pf_vm_c_to_pu | pf_va_a_from_degree | pf_va_b_from_degree | pf_va_c_from_degree | pf_va_a_to_degree | pf_va_b_to_degree | pf_va_c_to_degree
Line0_1_2 | 0.0029752 | 1.9355 | 1.8959 | 0.0029752 | 1.9355 | 1.8959 | 0.00068709 | 0.44698 | 0.43783 | 0.00068708 | 0.44698 | 0.43783 | -0.00062636 | 0.19899 | 0.28623 | 0.00059229 | -0.14937 | -0.21482 | -8.1667e-05 | 0.30389 | 0.20071 | 7.9376e-05 | -0.228 | -0.15057 | 170.5017 | 177.0888 | 78.333 | -9.4978 | -2.9112 | -101.667 | 0.91933 | 0.81266 | 0.79846 | 0.86974 | 0.60982 | 0.59917 | -2.0698 | -126.1279 | 113.3726 | -1.8648 | -126.1409 | 113.3596
Line10_11_12 | 0.00093259 | 0.0027342 | 0.0033439 | 0.00093259 | 0.0027342 | 0.0033439 | 0.00021537 | 0.00063143 | 0.00077223 | 0.00021537 | 0.00063143 | 0.00077223 | -0.00018244 | -0.00031856 | -0.00051373 | 0.00018246 | 0.00031866 | 0.00051393 | 7.7063e-05 | -0.00040278 | -0.00034192 | -7.7061e-05 | 0.00040296 | 0.00034209 | -159.1604 | 2.2183 | -100.2687 | 20.8406 | -177.782 | 79.7314 | 0.91955 | 0.81328 | 0.79913 | 0.91966 | 0.81359 | 0.79947 | -2.0602 | -126.122 | 113.3779 | -2.0554 | -126.1191 | 113.3805
Line11_12_13 | 0.00093259 | 0.0027342 | 0.0033439 | 0.00093259 | 0.0027342 | 0.0033439 | 0.00021537 | 0.00063143 | 0.00077223 | 0.00021537 | 0.00063143 | 0.00077224 | -0.00018246 | -0.00031866 | -0.00051393 | 0.00018249 | 0.00031876 | 0.00051414 | 7.706e-05 | -0.00040296 | -0.00034209 | -7.7058e-05 | 0.00040313 | 0.00034226 | -159.1595 | 2.218 | -100.2686 | 20.8415 | -177.7823 | 79.7315 | 0.91966 | 0.81359 | 0.79947 | 0.91977 | 0.8139 | 0.7998 | -2.0554 | -126.1191 | 113.3805 | -2.0507 | -126.1161 | 113.3831
Line12_13_15 | 0 | 0 | 0 | 0 | 0 | 0 | 0 | 0 | 0 | 0 | 0 | 0 | -4.0023e-09 | -6.1343e-09 | 7.4011e-09 | 2.7681e-09 | 4.4795e-09 | -4.5122e-09 | -8.9317e-09 | 8.218e-09 | 1.5195e-09 | 5.8398e-09 | -5.7807e-09 | -1.334e-09 | 0 | 0 | 0 | 0 | 0 | 0 | 0.91977 | 0.8139 | 0.7998 | 0.91977 | 0.8139 | 0.7998 | -2.0507 | -126.1161 | 113.3831 | -2.0507 | -126.1161 | 113.3831
Line13_13_14 | 0.00093259 | 0.0027342 | 0.0033439 | 0.00093259 | 0.0027342 | 0.0033439 | 0.00021537 | 0.00063144 | 0.00077225 | 0.00021537 | 0.00063144 | 0.00077225 | -0.00018249 | -0.00031875 | -0.00051414 | 0.00018251 | 0.00031885 | 0.00051435 | 7.7066e-05 | -0.00040314 | -0.00034226 | -7.7063e-05 | 0.00040331 | 0.00034243 | -159.1557 | 2.2165 | -100.2683 | 20.8453 | -177.7838 | 79.7319 | 0.91977 | 0.8139 | 0.7998 | 0.91988 | 0.81421 | 0.80014 | -2.0507 | -126.1161 | 113.3831 | -2.0459 | -126.1132 | 113.3857
Line14_15_16 | 0 | 0 | 0 | 0 | 0 | 0 | 0 | 0 | 0 | 0 | 0 | 0 | -2.6682e-09 | -4.0895e-09 | 4.9341e-09 | 1.434e-09 | 2.4348e-09 | -2.0451e-09 | -5.9545e-09 | 5.4787e-09 | 1.013e-09 | 2.8626e-09 | -3.0414e-09 | -8.2752e-10 | 0 | 0 | 0 | 0 | 0 | 0 | 0.91977 | 0.8139 | 0.7998 | 0.91977 | 0.8139 | 0.7998 | -2.0507 | -126.1161 | 113.3831 | -2.0507 | -126.1161 | 113.3831
Line15_16_17 | 0 | 0 | 0 | 0 | 0 | 0 | 0 | 0 | 0 | 0 | 0 | 0 | -1.3341e-09 | -2.0448e-09 | 2.467e-09 | 9.9908e-11 | 3.9002e-10 | 4.2191e-10 | -2.9772e-09 | 2.7393e-09 | 5.0649e-10 | -1.1464e-10 | -3.0206e-10 | -3.2103e-10 | 0 | 0 | 0 | 0 | 0 | 0 | 0.91977 | 0.8139 | 0.7998 | 0.91977 | 0.8139 | 0.7998 | -2.0507 | -126.1161 | 113.3831 | -2.0507 | -126.1161 | 113.3831
Line16_4_18 | 0 | 0 | 0 | 0 | 0 | 0 | 0 | 0 | 0 | 0 | 0 | 0 | -1.329e-09 | -2.0597e-09 | 2.4712e-09 | 1.0094e-10 | 3.923e-10 | 4.2429e-10 | -2.9911e-09 | 2.7401e-09 | 5.1685e-10 | -1.154e-10 | -3.0215e-10 | -3.2101e-10 | 0 | 0 | 0 | 0 | 0 | 0 | 0.91944 | 0.81297 | 0.79879 | 0.91944 | 0.81297 | 0.79879 | -2.065 | -126.125 | 113.3752 | -2.065 | -126.125 | 113.3752
Line17_5_19 | 0.00093933 | 0.002747 | 0.0033597 | 0.00093933 | 0.002747 | 0.0033597 | 0.00021693 | 0.00063438 | 0.00077589 | 0.00021693 | 0.00063439 | 0.00077589 | -0.00018415 | -0.0003189 | -0.00051493 | 0.00018418 | 0.000319 | 0.00051514 | 7.6615e-05 | -0.00040532 | -0.00034492 | -7.6612e-05 | 0.00040549 | 0.00034508 | -159.4756 | 2.0705 | -100.4399 | 20.5254 | -177.9298 | 79.5602 | 0.91944 | 0.81297 | 0.79879 | 0.91955 | 0.81328 | 0.79913 | -2.065 | -126.125 | 113.3752 | -2.0602 | -126.1221 | 113.3778
Line1_1_3 | 0.00093259 | 0.0027342 | 0.0033438 | 0.00093259 | 0.0027342 | 0.0033438 | 0.00021537 | 0.00063143 | 0.00077223 | 0.00021537 | 0.00063143 | 0.00077223 | -0.00018238 | -0.00031836 | -0.00051332 | 0.00018241 | 0.00031846 | 0.00051353 | 7.707e-05 | -0.00040244 | -0.00034159 | -7.7067e-05 | 0.00040261 | 0.00034175 | -159.1623 | 2.2191 | -100.2689 | 20.8387 | -177.7812 | 79.7313 | 0.91933 | 0.81266 | 0.79846 | 0.91944 | 0.81297 | 0.79879 | -2.0698 | -126.1279 | 113.3726 | -2.065 | -126.125 | 113.3753
Line2_1_4 | 0.0009416 | 0.0027512 | 0.003365 | 0.0009416 | 0.0027512 | 0.003365 | 0.00021745 | 0.00063537 | 0.00077711 | 0.00021745 | 0.00063537 | 0.00077711 | -0.00018471 | -0.00031895 | -0.00051519 | 0.00018474 | 0.00031905 | 0.0005154 | 7.6457e-05 | -0.00040605 | -0.00034581 | -7.6454e-05 | 0.00040622 | 0.00034598 | -159.5838 | 2.022 | -100.4975 | 20.4172 | -177.9784 | 79.5026 | 0.91933 | 0.81266 | 0.79846 | 0.91944 | 0.81297 | 0.79879 | -2.0698 | -126.1279 | 113.3726 | -2.065 | -126.125 | 113.3752
Line3_1_5 | 0.00093933 | 0.002747 | 0.0033597 | 0.00093933 | 0.002747 | 0.0033597 | 0.00021693 | 0.00063438 | 0.00077589 | 0.00021693 | 0.00063438 | 0.00077589 | -0.00018412 | -0.0003188 | -0.00051473 | 0.00018415 | 0.0003189 | 0.00051493 | 7.6618e-05 | -0.00040515 | -0.00034475 | -7.6615e-05 | 0.00040532 | 0.00034491 | -159.4765 | 2.0709 | -100.44 | 20.5244 | -177.9294 | 79.5601 | 0.91933 | 0.81266 | 0.79846 | 0.91944 | 0.81297 | 0.79879 | -2.0698 | -126.1279 | 113.3726 | -2.065 | -126.125 | 113.3752
Line4_2_6 | 0.0029752 | 1.9355 | 1.8959 | 0.0029752 | 1.9355 | 1.8959 | 0.00068708 | 0.44698 | 0.43783 | 0.00068708 | 0.44698 | 0.43783 | -0.00059229 | 0.14937 | 0.21482 | 0.00055822 | -0.099756 | -0.14342 | -7.9376e-05 | 0.228 | 0.15057 | 7.7083e-05 | -0.15212 | -0.10043 | 170.5022 | 177.0888 | 78.333 | -9.4971 | -2.9112 | -101.667 | 0.86974 | 0.60982 | 0.59917 | 0.82016 | 0.40698 | 0.39989 | -1.8648 | -126.1409 | 113.3596 | -1.635 | -126.1669 | 113.3336
Line5_6_7 | 0.0029752 | 1.9355 | 1.8959 | 0.0029751 | 1.9355 | 1.8959 | 0.00068708 | 0.44698 | 0.43783 | 0.00068708 | 0.44698 | 0.43783 | -0.00055822 | 0.099756 | 0.14342 | 0.00052415 | -0.050142 | -0.072014 | -7.7083e-05 | 0.15212 | 0.10043 | 7.4787e-05 | -0.076236 | -0.05028 | 170.5029 | 177.0888 | 78.333 | -9.4959 | -2.9112 | -101.667 | 0.82016 | 0.40698 | 0.39989 | 0.7706 | 0.20414 | 0.2006 | -1.635 | -126.1669 | 113.3336 | -1.3757 | -126.2446 | 113.2559
Line6_7_8 | 0 | 1.9472 | 1.9084 | 0 | 1.9472 | 1.9084 | 0 | 0.44968 | 0.44074 | 0 | 0.44968 | 0.44074 | -2.3025e-09 | 0.050236 | 0.072332 | 1.8174e-09 | -2.2403e-14 | -2.3157e-14 | -4.4737e-08 | 0.076833 | 0.050842 | 2.8854e-08 | 2.6697e-14 | 4.2464e-14 | 0 | 176.9335 | 78.1525 | 0 | -3.0665 | -101.8475 | 0.7706 | 0.20414 | 0.2006 | 0.72053 | 0 | 0 | -1.3757 | -126.2446 | 113.2559 | -1.0803 | 0 | 0
Line7_8_9 | 0 | 0 | 0 | 0 | 0 | 0 | 0 | 0 | 0 | 0 | 0 | 0 | -6.058e-10 | 1.3344e-21 | 7.6398e-22 | 6.058e-10 | 5.9413e-18 | -4.2189e-18 | -1.445e-08 | 1.2088e-21 | -1.7299e-21 | -4.7322e-11 | 1.3557e-17 | 1.4088e-18 | 0 | 0 | 0 | 0 | 0 | 0 | 0.72053 | 0 | 0 | 0.72053 | 0 | 0 | -1.0803 | 0 | 0 | -1.0803 | 0 | 0
Line8_8_10 | 0 | 0 | 0 | 0 | 0 | 0 | 0 | 0 | 0 | 0 | 0 | 0 | -6.058e-10 | 1.3344e-21 | 7.6398e-22 | 6.058e-10 | 5.9413e-18 | -4.2189e-18 | -1.445e-08 | 1.2088e-21 | -1.7299e-21 | -4.7322e-11 | 1.3557e-17 | 1.4088e-18 | 0 | 0 | 0 | 0 | 0 | 0 | 0.72053 | 0 | 0 | 0.72053 | 0 | 0 | -1.0803 | 0 | 0 | -1.0803 | 0 | 0
Line9_3_11 | 0.00093259 | 0.0027342 | 0.0033438 | 0.00093259 | 0.0027342 | 0.0033439 | 0.00021537 | 0.00063143 | 0.00077223 | 0.00021537 | 0.00063143 | 0.00077223 | -0.00018241 | -0.00031846 | -0.00051353 | 0.00018244 | 0.00031856 | 0.00051373 | 7.7067e-05 | -0.00040261 | -0.00034175 | -7.7064e-05 | 0.00040278 | 0.00034192 | -159.1613 | 2.2187 | -100.2688 | 20.8396 | -177.7816 | 79.7314 | 0.91944 | 0.81297 | 0.79879 | 0.91955 | 0.81328 | 0.79913 | -2.065 | -126.125 | 113.3753 | -2.0602 | -126.122 | 113.3779

## LLG_min_10
name | pf_ikss_a_from_ka | pf_ikss_b_from_ka | pf_ikss_c_from_ka | pf_ikss_a_to_ka | pf_ikss_b_to_ka | pf_ikss_c_to_ka | pf_skss_a_from_mw | pf_skss_b_from_mw | pf_skss_c_from_mw | pf_skss_a_to_mw | pf_skss_b_to_mw | pf_skss_c_to_mw | pf_p_a_from_mw | pf_p_b_from_mw | pf_p_c_from_mw | pf_p_a_to_mw | pf_p_b_to_mw | pf_p_c_to_mw | pf_q_a_from_mvar | pf_q_b_from_mvar | pf_q_c_from_mvar | pf_q_a_to_mvar | pf_q_b_to_mvar | pf_q_c_to_mvar | pf_ikss_a_from_degree | pf_ikss_b_from_degree | pf_ikss_c_from_degree | pf_ikss_a_to_degree | pf_ikss_b_to_degree | pf_ikss_c_to_degree | pf_vm_a_from_pu | pf_vm_b_from_pu | pf_vm_c_from_pu | pf_vm_a_to_pu | pf_vm_b_to_pu | pf_vm_c_to_pu | pf_va_a_from_degree | pf_va_b_from_degree | pf_va_c_from_degree | pf_va_a_to_degree | pf_va_b_to_degree | pf_va_c_to_degree
Line0_1_2 | 0.0028186 | 1.8336 | 1.7961 | 0.0028186 | 1.8336 | 1.7961 | 0.00065092 | 0.42345 | 0.41479 | 0.00065092 | 0.42345 | 0.41479 | -0.00056216 | 0.17859 | 0.25689 | 0.00053158 | -0.13406 | -0.19281 | -7.3296e-05 | 0.27274 | 0.18014 | 7.1241e-05 | -0.20464 | -0.13514 | 170.5017 | 177.0888 | 78.333 | -9.4978 | -2.9112 | -101.667 | 0.87094 | 0.76989 | 0.75643 | 0.82396 | 0.57772 | 0.56764 | -2.0698 | -126.1279 | 113.3726 | -1.8648 | -126.1409 | 113.3596
Line10_11_12 | 0.0008835 | 0.0025903 | 0.0031679 | 0.00088351 | 0.0025903 | 0.0031679 | 0.00020404 | 0.0005982 | 0.00073159 | 0.00020404 | 0.0005982 | 0.00073159 | -0.00016374 | -0.00028591 | -0.00046108 | 0.00016376 | 0.000286 | 0.00046126 | 6.9165e-05 | -0.0003615 | -0.00030688 | -6.9162e-05 | 0.00036166 | 0.00030703 | -159.1604 | 2.2183 | -100.2687 | 20.8406 | -177.782 | 79.7314 | 0.87115 | 0.77048 | 0.75707 | 0.87125 | 0.77077 | 0.75739 | -2.0602 | -126.122 | 113.3779 | -2.0554 | -126.1191 | 113.3805
Line11_12_13 | 0.0008835 | 0.0025903 | 0.0031679 | 0.0008835 | 0.0025903 | 0.0031679 | 0.00020404 | 0.0005982 | 0.00073159 | 0.00020404 | 0.0005982 | 0.00073159 | -0.00016376 | -0.000286 | -0.00046126 | 0.00016379 | 0.00028609 | 0.00046144 | 6.9162e-05 | -0.00036166 | -0.00030703 | -6.916e-05 | 0.00036181 | 0.00030718 | -159.1595 | 2.218 | -100.2686 | 20.8415 | -177.7823 | 79.7315 | 0.87125 | 0.77077 | 0.75739 | 0.87136 | 0.77107 | 0.75771 | -2.0554 | -126.1191 | 113.3805 | -2.0507 | -126.1161 | 113.3831
Line12_13_15 | 0 | 0 | 0 | 0 | 0 | 0 | 0 | 0 | 0 | 0 | 0 | 0 | -3.5921e-09 | -5.5056e-09 | 6.6425e-09 | 2.4844e-09 | 4.0204e-09 | -4.0497e-09 | -8.0163e-09 | 7.3757e-09 | 1.3637e-09 | 5.2413e-09 | -5.1883e-09 | -1.1973e-09 | 0 | 0 | 0 | 0 | 0 | 0 | 0.87136 | 0.77107 | 0.75771 | 0.87136 | 0.77107 | 0.75771 | -2.0507 | -126.1161 | 113.3831 | -2.0507 | -126.1161 | 113.3831
Line13_13_14 | 0.0008835 | 0.0025903 | 0.0031679 | 0.0008835 | 0.0025903 | 0.0031679 | 0.00020404 | 0.0005982 | 0.0007316 | 0.00020404 | 0.0005982 | 0.0007316 | -0.00016378 | -0.00028608 | -0.00046145 | 0.00016381 | 0.00028617 | 0.00046163 | 6.9168e-05 | -0.00036182 | -0.00030718 | -6.9165e-05 | 0.00036197 | 0.00030733 | -159.1557 | 2.2165 | -100.2683 | 20.8453 | -177.7838 | 79.7319 | 0.87136 | 0.77107 | 0.75771 | 0.87146 | 0.77136 | 0.75803 | -2.0507 | -126.1161 | 113.3831 | -2.0459 | -126.1132 | 113.3857
Line14_15_16 | 0 | 0 | 0 | 0 | 0 | 0 | 0 | 0 | 0 | 0 | 0 | 0 | -2.3947e-09 | -3.6704e-09 | 4.4284e-09 | 1.287e-09 | 2.1852e-09 | -1.8355e-09 | -5.3442e-09 | 4.9172e-09 | 9.0915e-10 | 2.5692e-09 | -2.7297e-09 | -7.427e-10 | 0 | 0 | 0 | 0 | 0 | 0 | 0.87136 | 0.77107 | 0.75771 | 0.87136 | 0.77107 | 0.75771 | -2.0507 | -126.1161 | 113.3831 | -2.0507 | -126.1161 | 113.3831
Line15_16_17 | 0 | 0 | 0 | 0 | 0 | 0 | 0 | 0 | 0 | 0 | 0 | 0 | -1.1974e-09 | -1.8352e-09 | 2.2142e-09 | 8.9668e-11 | 3.5004e-10 | 3.7867e-10 | -2.6721e-09 | 2.4586e-09 | 4.5458e-10 | -1.0289e-10 | -2.711e-10 | -2.8813e-10 | 0 | 0 | 0 | 0 | 0 | 0 | 0.87136 | 0.77107 | 0.75771 | 0.87136 | 0.77107 | 0.75771 | -2.0507 | -126.1161 | 113.3831 | -2.0507 | -126.1161 | 113.3831
Line16_4_18 | 0 | 0 | 0 | 0 | 0 | 0 | 0 | 0 | 0 | 0 | 0 | 0 | -1.1928e-09 | -1.8486e-09 | 2.2179e-09 | 9.0598e-11 | 3.5209e-10 | 3.808e-10 | -2.6845e-09 | 2.4593e-09 | 4.6388e-10 | -1.0357e-10 | -2.7119e-10 | -2.8811e-10 | 0 | 0 | 0 | 0 | 0 | 0 | 0.87105 | 0.77018 | 0.75675 | 0.87105 | 0.77018 | 0.75675 | -2.065 | -126.125 | 113.3752 | -2.065 | -126.125 | 113.3752
Line17_5_19 | 0.00088989 | 0.0026024 | 0.0031829 | 0.00088989 | 0.0026024 | 0.0031829 | 0.00020551 | 0.000601 | 0.00073505 | 0.00020551 | 0.000601 | 0.00073506 | -0.00016528 | -0.00028622 | -0.00046216 | 0.0001653 | 0.00028631 | 0.00046234 | 6.8763e-05 | -0.00036378 | -0.00030956 | -6.876e-05 | 0.00036393 | 0.00030972 | -159.4756 | 2.0705 | -100.4399 | 20.5254 | -177.9298 | 79.5602 | 0.87105 | 0.77018 | 0.75675 | 0.87115 | 0.77048 | 0.75707 | -2.065 | -126.125 | 113.3752 | -2.0602 | -126.1221 | 113.3778
Line1_1_3 | 0.00088351 | 0.0025903 | 0.0031678 | 0.00088351 | 0.0025903 | 0.0031679 | 0.00020404 | 0.0005982 | 0.00073158 | 0.00020404 | 0.0005982 | 0.00073159 | -0.00016369 | -0.00028573 | -0.00046071 | 0.00016371 | 0.00028582 | 0.00046089 | 6.917e-05 | -0.00036119 | -0.00030658 | -6.9168e-05 | 0.00036134 | 0.00030673 | -159.1623 | 2.2191 | -100.2689 | 20.8387 | -177.7812 | 79.7313 | 0.87094 | 0.76989 | 0.75643 | 0.87105 | 0.77018 | 0.75675 | -2.0698 | -126.1279 | 113.3726 | -2.065 | -126.125 | 113.3753
Line2_1_4 | 0.00089204 | 0.0026064 | 0.0031879 | 0.00089204 | 0.0026064 | 0.0031879 | 0.00020601 | 0.00060193 | 0.00073621 | 0.00020601 | 0.00060193 | 0.00073621 | -0.00016578 | -0.00028626 | -0.00046239 | 0.0001658 | 0.00028635 | 0.00046257 | 6.8621e-05 | -0.00036443 | -0.00031036 | -6.8618e-05 | 0.00036459 | 0.00031052 | -159.5838 | 2.022 | -100.4975 | 20.4172 | -177.9784 | 79.5026 | 0.87094 | 0.76989 | 0.75643 | 0.87105 | 0.77018 | 0.75675 | -2.0698 | -126.1279 | 113.3726 | -2.065 | -126.125 | 113.3752
Line3_1_5 | 0.00088989 | 0.0026024 | 0.0031829 | 0.00088989 | 0.0026024 | 0.0031829 | 0.00020551 | 0.00060099 | 0.00073505 | 0.00020551 | 0.000601 | 0.00073505 | -0.00016525 | -0.00028613 | -0.00046197 | 0.00016528 | 0.00028622 | 0.00046216 | 6.8765e-05 | -0.00036362 | -0.00030941 | -6.8763e-05 | 0.00036378 | 0.00030956 | -159.4765 | 2.0709 | -100.44 | 20.5244 | -177.9294 | 79.5601 | 0.87094 | 0.76989 | 0.75643 | 0.87105 | 0.77018 | 0.75675 | -2.0698 | -126.1279 | 113.3726 | -2.065 | -126.125 | 113.3752
Line4_2_6 | 0.0028186 | 1.8336 | 1.7961 | 0.0028186 | 1.8336 | 1.7961 | 0.00065092 | 0.42345 | 0.41479 | 0.00065092 | 0.42345 | 0.41479 | -0.00053158 | 0.13406 | 0.19281 | 0.00050101 | -0.089532 | -0.12872 | -7.1241e-05 | 0.20464 | 0.13514 | 6.9182e-05 | -0.13653 | -0.090132 | 170.5022 | 177.0888 | 78.333 | -9.4971 | -2.9112 | -101.667 | 0.82396 | 0.57772 | 0.56764 | 0.777 | 0.38556 | 0.37884 | -1.8648 | -126.1409 | 113.3596 | -1.635 | -126.1669 | 113.3336
Line5_6_7 | 0.0028186 | 1.8336 | 1.7961 | 0.0028186 | 1.8336 | 1.7961 | 0.00065092 | 0.42345 | 0.41479 | 0.00065092 | 0.42345 | 0.41479 | -0.00050101 | 0.089532 | 0.12872 | 0.00047043 | -0.045002 | -0.064633 | -6.9183e-05 | 0.13653 | 0.090132 | 6.7122e-05 | -0.068423 | -0.045127 | 170.5029 | 177.0888 | 78.333 | -9.4959 | -2.9112 | -101.667 | 0.777 | 0.38556 | 0.37884 | 0.73004 | 0.1934 | 0.19004 | -1.635 | -126.1669 | 113.3336 | -1.3757 | -126.2446 | 113.2559
Line6_7_8 | 0 | 1.8447 | 1.808 | 0 | 1.8447 | 1.808 | 0 | 0.42601 | 0.41754 | 0 | 0.42601 | 0.41754 | -2.0665e-09 | 0.045087 | 0.064918 | 1.6311e-09 | -2.0167e-14 | -2.0791e-14 | -4.0152e-08 | 0.068958 | 0.045631 | 2.5896e-08 | 2.4117e-14 | 3.8149e-14 | 0 | 176.9335 | 78.1525 | 0 | -3.0665 | -101.8475 | 0.73004 | 0.1934 | 0.19004 | 0.68261 | 0 | 0 | -1.3757 | -126.2446 | 113.2559 | -1.0803 | 0 | 0
Line7_8_9 | 0 | 0 | 0 | 0 | 0 | 0 | 0 | 0 | 0 | 0 | 0 | 0 | -5.4371e-10 | 1.2056e-21 | 6.8586e-22 | 5.4371e-10 | 5.3324e-18 | -3.7865e-18 | -1.2969e-08 | 1.0883e-21 | -1.554e-21 | -4.2471e-11 | 1.2167e-17 | 1.2644e-18 | 0 | 0 | 0 | 0 | 0 | 0 | 0.68261 | 0 | 0 | 0.68261 | 0 | 0 | -1.0803 | 0 | 0 | -1.0803 | 0 | 0
Line8_8_10 | 0 | 0 | 0 | 0 | 0 | 0 | 0 | 0 | 0 | 0 | 0 | 0 | -5.4371e-10 | 1.2056e-21 | 6.8586e-22 | 5.4371e-10 | 5.3324e-18 | -3.7865e-18 | -1.2969e-08 | 1.0883e-21 | -1.554e-21 | -4.2471e-11 | 1.2167e-17 | 1.2644e-18 | 0 | 0 | 0 | 0 | 0 | 0 | 0.68261 | 0 | 0 | 0.68261 | 0 | 0 | -1.0803 | 0 | 0 | -1.0803 | 0 | 0
Line9_3_11 | 0.00088351 | 0.0025903 | 0.0031679 | 0.00088351 | 0.0025903 | 0.0031679 | 0.00020404 | 0.0005982 | 0.00073159 | 0.00020404 | 0.0005982 | 0.00073159 | -0.00016371 | -0.00028582 | -0.00046089 | 0.00016374 | 0.00028591 | 0.00046108 | 6.9168e-05 | -0.00036134 | -0.00030673 | -6.9165e-05 | 0.0003615 | 0.00030688 | -159.1613 | 2.2187 | -100.2688 | 20.8396 | -177.7816 | 79.7314 | 0.87105 | 0.77018 | 0.75675 | 0.87115 | 0.77048 | 0.75707 | -2.065 | -126.125 | 113.3753 | -2.0602 | -126.122 | 113.3779

## LLG_min_fault_6
name | pf_ikss_a_from_ka | pf_ikss_b_from_ka | pf_ikss_c_from_ka | pf_ikss_a_to_ka | pf_ikss_b_to_ka | pf_ikss_c_to_ka | pf_skss_a_from_mw | pf_skss_b_from_mw | pf_skss_c_from_mw | pf_skss_a_to_mw | pf_skss_b_to_mw | pf_skss_c_to_mw | pf_p_a_from_mw | pf_p_b_from_mw | pf_p_c_from_mw | pf_p_a_to_mw | pf_p_b_to_mw | pf_p_c_to_mw | pf_q_a_from_mvar | pf_q_b_from_mvar | pf_q_c_from_mvar | pf_q_a_to_mvar | pf_q_b_to_mvar | pf_q_c_to_mvar | pf_ikss_a_from_degree | pf_ikss_b_from_degree | pf_ikss_c_from_degree | pf_ikss_a_to_degree | pf_ikss_b_to_degree | pf_ikss_c_to_degree | pf_vm_a_from_pu | pf_vm_b_from_pu | pf_vm_c_from_pu | pf_vm_a_to_pu | pf_vm_b_to_pu | pf_vm_c_to_pu | pf_va_a_from_degree | pf_va_b_from_degree | pf_va_c_from_degree | pf_va_a_to_degree | pf_va_b_to_degree | pf_va_c_to_degree
Line0_1_2 | 4.6981e-05 | 0.030341 | 0.030307 | 4.698e-05 | 0.030341 | 0.030307 | 1.085e-05 | 0.007007 | 0.006999 | 1.085e-05 | 0.007007 | 0.006999 | -1.029e-05 | 0.0046991 | 0.004711 | 1.0283e-05 | -0.0046855 | -0.0046922 | -5.3022e-07 | 0.0046964 | 0.004666 | 5.2971e-07 | -0.004677 | -0.0046518 | 177.0234 | -165.1103 | 75.1818 | -2.9763 | 14.8897 | -104.8182 | 0.94967 | 0.94814 | 0.94737 | 0.94906 | 0.94482 | 0.94402 | -0.026877 | -120.1267 | 119.9073 | -0.027509 | -120.1629 | 119.9343
Line10_11_12 | 1.3832e-05 | 4.5394e-05 | 5.1648e-05 | 1.3832e-05 | 4.5394e-05 | 5.1648e-05 | 3.1944e-06 | 1.0483e-05 | 1.1928e-05 | 3.1944e-06 | 1.0483e-05 | 1.1928e-05 | -2.689e-06 | -7.7385e-06 | -8.5532e-06 | 2.689e-06 | 7.7385e-06 | 8.5533e-06 | 1.4043e-06 | -6.2381e-06 | -7.3846e-06 | -1.4044e-06 | 6.2382e-06 | 7.3847e-06 | -152.4507 | 21.0006 | -100.8993 | 27.5501 | -158.9997 | 79.1008 | 0.94967 | 0.94815 | 0.94738 | 0.94967 | 0.94815 | 0.94738 | -0.026717 | -120.1265 | 119.9073 | -0.026637 | -120.1264 | 119.9073
Line11_12_13 | 1.3832e-05 | 4.5394e-05 | 5.1648e-05 | 1.3832e-05 | 4.5394e-05 | 5.1648e-05 | 3.1944e-06 | 1.0483e-05 | 1.1928e-05 | 3.1944e-06 | 1.0483e-05 | 1.1928e-05 | -2.689e-06 | -7.7385e-06 | -8.5532e-06 | 2.6889e-06 | 7.7385e-06 | 8.5533e-06 | 1.4044e-06 | -6.2382e-06 | -7.3847e-06 | -1.4044e-06 | 6.2383e-06 | 7.3847e-06 | -152.4499 | 21.0003 | -100.8992 | 27.5509 | -159 | 79.1009 | 0.94967 | 0.94815 | 0.94738 | 0.94967 | 0.94816 | 0.94739 | -0.026637 | -120.1264 | 119.9073 | -0.026558 | -120.1264 | 119.9073
Line12_13_15 | 0 | 0 | 0 | 0 | 0 | 0 | 0 | 0 | 0 | 0 | 0 | 0 | -5.9486e-11 | -8.8489e-11 | 9.8194e-11 | 4.0794e-11 | 6.5381e-11 | -5.6395e-11 | -1.0816e-10 | 1.2675e-10 | 2.3675e-11 | 7.0575e-11 | -9.1781e-11 | -2.1123e-11 | 0 | 0 | 0 | 0 | 0 | 0 | 0.94967 | 0.94816 | 0.94739 | 0.94967 | 0.94816 | 0.94739 | -0.026558 | -120.1264 | 119.9073 | -0.026558 | -120.1264 | 119.9073
Line13_13_14 | 1.3832e-05 | 4.5394e-05 | 5.1649e-05 | 1.3832e-05 | 4.5394e-05 | 5.1649e-05 | 3.1944e-06 | 1.0483e-05 | 1.1928e-05 | 3.1944e-06 | 1.0483e-05 | 1.1928e-05 | -2.6889e-06 | -7.7384e-06 | -8.5534e-06 | 2.6889e-06 | 7.7384e-06 | 8.5535e-06 | 1.4045e-06 | -6.2385e-06 | -7.3847e-06 | -1.4045e-06 | 6.2385e-06 | 7.3848e-06 | -152.4468 | 20.9991 | -100.8989 | 27.554 | -159.0012 | 79.1012 | 0.94967 | 0.94816 | 0.94739 | 0.94967 | 0.94817 | 0.94739 | -0.026558 | -120.1264 | 119.9073 | -0.026478 | -120.1263 | 119.9073
Line14_15_16 | 0 | 0 | 0 | 0 | 0 | 0 | 0 | 0 | 0 | 0 | 0 | 0 | -3.9657e-11 | -5.8993e-11 | 6.5463e-11 | 2.0966e-11 | 3.5885e-11 | -2.3663e-11 | -7.2108e-11 | 8.4498e-11 | 1.5783e-11 | 3.4521e-11 | -4.9532e-11 | -1.3232e-11 | 0 | 0 | 0 | 0 | 0 | 0 | 0.94967 | 0.94816 | 0.94739 | 0.94967 | 0.94816 | 0.94739 | -0.026558 | -120.1264 | 119.9073 | -0.026558 | -120.1264 | 119.9073
Line15_16_17 | 0 | 0 | 0 | 0 | 0 | 0 | 0 | 0 | 0 | 0 | 0 | 0 | -1.9829e-11 | -2.9496e-11 | 3.2731e-11 | 1.137e-12 | 6.3883e-12 | 9.0683e-12 | -3.6054e-11 | 4.2249e-11 | 7.8917e-12 | -1.5333e-12 | -7.2833e-12 | -5.3399e-12 | 0 | 0 | 0 | 0 | 0 | 0 | 0.94967 | 0.94816 | 0.94739 | 0.94967 | 0.94816 | 0.94739 | -0.026558 | -120.1264 | 119.9073 | -0.026558 | -120.1264 | 119.9073
Line16_4_18 | 0 | 0 | 0 | 0 | 0 | 0 | 0 | 0 | 0 | 0 | 0 | 0 | -1.9778e-11 | -2.9762e-11 | 3.2821e-11 | 1.1509e-12 | 6.4423e-12 | 9.1254e-12 | -3.6248e-11 | 4.2313e-11 | 8.0504e-12 | -1.5471e-12 | -7.2998e-12 | -5.3394e-12 | 0 | 0 | 0 | 0 | 0 | 0 | 0.94967 | 0.94814 | 0.94737 | 0.94967 | 0.94814 | 0.94737 | -0.026796 | -120.1266 | 119.9073 | -0.026796 | -120.1266 | 119.9073
Line17_5_19 | 1.3937e-05 | 4.5613e-05 | 5.189e-05 | 1.3937e-05 | 4.5613e-05 | 5.189e-05 | 3.2185e-06 | 1.0534e-05 | 1.1983e-05 | 3.2185e-06 | 1.0534e-05 | 1.1983e-05 | -2.7172e-06 | -7.7582e-06 | -8.5721e-06 | 2.7172e-06 | 7.7582e-06 | 8.5722e-06 | 1.3996e-06 | -6.2899e-06 | -7.4434e-06 | -1.3997e-06 | 6.29e-06 | 7.4435e-06 | -152.7738 | 20.8403 | -101.0615 | 27.227 | -159.1599 | 78.9387 | 0.94967 | 0.94814 | 0.94737 | 0.94967 | 0.94815 | 0.94738 | -0.026797 | -120.1266 | 119.9073 | -0.026716 | -120.1265 | 119.9073
Line1_1_3 | 1.3832e-05 | 4.5394e-05 | 5.1648e-05 | 1.3832e-05 | 4.5394e-05 | 5.1648e-05 | 3.1944e-06 | 1.0483e-05 | 1.1928e-05 | 3.1944e-06 | 1.0483e-05 | 1.1928e-05 | -2.689e-06 | -7.7385e-06 | -8.553e-06 | 2.689e-06 | 7.7385e-06 | 8.5531e-06 | 1.4043e-06 | -6.238e-06 | -7.3845e-06 | -1.4043e-06 | 6.238e-06 | 7.3846e-06 | -152.4522 | 21.0012 | -100.8995 | 27.5486 | -158.9991 | 79.1007 | 0.94967 | 0.94814 | 0.94737 | 0.94967 | 0.94814 | 0.94737 | -0.026877 | -120.1267 | 119.9073 | -0.026797 | -120.1266 | 119.9073
Line2_1_4 | 1.3972e-05 | 4.5686e-05 | 5.197e-05 | 1.3972e-05 | 4.5686e-05 | 5.1971e-05 | 3.2266e-06 | 1.0551e-05 | 1.2002e-05 | 3.2266e-06 | 1.0551e-05 | 1.2002e-05 | -2.7268e-06 | -7.7648e-06 | -8.5783e-06 | 2.7268e-06 | 7.7648e-06 | 8.5784e-06 | 1.3979e-06 | -6.3071e-06 | -7.4631e-06 | -1.398e-06 | 6.3072e-06 | 7.4632e-06 | -152.8842 | 20.7874 | -101.1161 | 27.1166 | -159.2129 | 78.8841 | 0.94967 | 0.94814 | 0.94737 | 0.94967 | 0.94814 | 0.94737 | -0.026877 | -120.1267 | 119.9073 | -0.026796 | -120.1266 | 119.9073
Line3_1_5 | 1.3937e-05 | 4.5613e-05 | 5.189e-05 | 1.3937e-05 | 4.5613e-05 | 5.189e-05 | 3.2185e-06 | 1.0534e-05 | 1.1983e-05 | 3.2185e-06 | 1.0534e-05 | 1.1983e-05 | -2.7172e-06 | -7.7582e-06 | -8.572e-06 | 2.7172e-06 | 7.7582e-06 | 8.5721e-06 | 1.3996e-06 | -6.2898e-06 | -7.4434e-06 | -1.3996e-06 | 6.2899e-06 | 7.4434e-06 | -152.7746 | 20.8406 | -101.0615 | 27.2262 | -159.1596 | 78.9386 | 0.94967 | 0.94814 | 0.94737 | 0.94967 | 0.94814 | 0.94737 | -0.026877 | -120.1267 | 119.9073 | -0.026797 | -120.1266 | 119.9073
Line4_2_6 | 4.698e-05 | 0.030341 | 0.030307 | 4.698e-05 | 0.030341 | 0.030307 | 1.085e-05 | 0.007007 | 0.006999 | 1.085e-05 | 0.007007 | 0.006999 | -1.0283e-05 | 0.0046855 | 0.0046922 | 1.0277e-05 | -0.004672 | -0.0046733 | -5.2971e-07 | 0.004677 | 0.0046518 | 5.2915e-07 | -0.0046575 | -0.0046375 | 177.0237 | -165.1103 | 75.1818 | -2.9757 | 14.8897 | -104.8182 | 0.94906 | 0.94482 | 0.94402 | 0.94846 | 0.94149 | 0.94068 | -0.027509 | -120.1629 | 119.9343 | -0.028142 | -120.1993 | 119.9614
Line5_6_7 | 4.698e-05 | 0.030341 | 0.030307 | 4.698e-05 | 0.030341 | 0.030307 | 1.085e-05 | 0.007007 | 0.006999 | 1.085e-05 | 0.007007 | 0.006999 | -1.0277e-05 | 0.004672 | 0.0046733 | 1.027e-05 | -0.0046585 | -0.0046545 | -5.2915e-07 | 0.0046575 | 0.0046375 | 5.2854e-07 | -0.0046381 | -0.0046232 | 177.0243 | -165.1103 | 75.1818 | -2.9748 | 14.8897 | -104.8182 | 0.94846 | 0.94149 | 0.94068 | 0.94785 | 0.93817 | 0.93733 | -0.028142 | -120.1993 | 119.9614 | -0.028777 | -120.2359 | 119.9887
Line6_7_8 | 0 | 0.030531 | 0.030503 | 0 | 0.030531 | 0.030503 | 0 | 0.0070509 | 0.0070444 | 0 | 0.0070509 | 0.0070444 | -9.7147e-11 | 0.0046745 | 0.0046713 | 7.4639e-11 | -0.0046608 | -0.0046522 | -6.659e-10 | 0.0046805 | 0.0046667 | 4.5816e-10 | -0.0046608 | -0.0046522 | 0 | -165.2725 | 75.017 | 0 | 14.7275 | -104.983 | 0.94785 | 0.93817 | 0.93733 | 0.94724 | 0.93483 | 0.93397 | -0.028777 | -120.2359 | 119.9887 | -0.029499 | -120.2725 | 120.017
Line7_8_9 | 0 | 0 | 0 | 0 | 0 | 0 | 0 | 0 | 0 | 0 | 0 | 0 | -3.2522e-11 | -2.3806e-10 | 1.5411e-10 | 9.5946e-12 | 5.1977e-11 | 5.4906e-11 | -2.2993e-10 | 1.5017e-10 | 9.382e-11 | -1.6988e-12 | -1.5484e-11 | 9.6372e-13 | 0 | 0 | 0 | 0 | 0 | 0 | 0.94724 | 0.93483 | 0.93397 | 0.94724 | 0.93483 | 0.93397 | -0.029499 | -120.2725 | 120.017 | -0.029499 | -120.2725 | 120.017
Line8_8_10 | 0 | 0 | 0 | 0 | 0 | 0 | 0 | 0 | 0 | 0 | 0 | 0 | -3.2522e-11 | -2.3806e-10 | 1.5411e-10 | 9.5946e-12 | 5.1977e-11 | 5.4906e-11 | -2.2993e-10 | 1.5017e-10 | 9.382e-11 | -1.6988e-12 | -1.5484e-11 | 9.6373e-13 | 0 | 0 | 0 | 0 | 0 | 0 | 0.94724 | 0.93483 | 0.93397 | 0.94724 | 0.93483 | 0.93397 | -0.029499 | -120.2725 | 120.017 | -0.029499 | -120.2725 | 120.017
Line9_3_11 | 1.3832e-05 | 4.5394e-05 | 5.1648e-05 | 1.3832e-05 | 4.5394e-05 | 5.1648e-05 | 3.1944e-06 | 1.0483e-05 | 1.1928e-05 | 3.1944e-06 | 1.0483e-05 | 1.1928e-05 | -2.689e-06 | -7.7385e-06 | -8.5531e-06 | 2.689e-06 | 7.7385e-06 | 8.5532e-06 | 1.4043e-06 | -6.2381e-06 | -7.3846e-06 | -1.4043e-06 | 6.2381e-06 | 7.3846e-06 | -152.4514 | 21.0009 | -100.8994 | 27.5494 | -158.9994 | 79.1007 | 0.94967 | 0.94814 | 0.94737 | 0.94967 | 0.94815 | 0.94738 | -0.026797 | -120.1266 | 119.9073 | -0.026717 | -120.1265 | 119.9073

## LLG_min_fault_10
name | pf_ikss_a_from_ka | pf_ikss_b_from_ka | pf_ikss_c_from_ka | pf_ikss_a_to_ka | pf_ikss_b_to_ka | pf_ikss_c_to_ka | pf_skss_a_from_mw | pf_skss_b_from_mw | pf_skss_c_from_mw | pf_skss_a_to_mw | pf_skss_b_to_mw | pf_skss_c_to_mw | pf_p_a_from_mw | pf_p_b_from_mw | pf_p_c_from_mw | pf_p_a_to_mw | pf_p_b_to_mw | pf_p_c_to_mw | pf_q_a_from_mvar | pf_q_b_from_mvar | pf_q_c_from_mvar | pf_q_a_to_mvar | pf_q_b_to_mvar | pf_q_c_to_mvar | pf_ikss_a_from_degree | pf_ikss_b_from_degree | pf_ikss_c_from_degree | pf_ikss_a_to_degree | pf_ikss_b_to_degree | pf_ikss_c_to_degree | pf_vm_a_from_pu | pf_vm_b_from_pu | pf_vm_c_from_pu | pf_vm_a_to_pu | pf_vm_b_to_pu | pf_vm_c_to_pu | pf_va_a_from_degree | pf_va_b_from_degree | pf_va_c_from_degree | pf_va_a_to_degree | pf_va_b_to_degree | pf_va_c_to_degree
Line0_1_2 | 4.4508e-05 | 0.028744 | 0.028712 | 4.4508e-05 | 0.028744 | 0.028712 | 1.0279e-05 | 0.0066382 | 0.0066306 | 1.0279e-05 | 0.0066382 | 0.0066306 | -9.2353e-06 | 0.0042174 | 0.0042281 | 9.2294e-06 | -0.0042053 | -0.0042112 | -4.7588e-07 | 0.004215 | 0.0041878 | 4.7542e-07 | -0.0041976 | -0.004175 | 177.0234 | -165.1103 | 75.1818 | -2.9763 | 14.8897 | -104.8182 | 0.89969 | 0.89824 | 0.8975 | 0.89911 | 0.89509 | 0.89434 | -0.026877 | -120.1267 | 119.9073 | -0.027509 | -120.1629 | 119.9343
Line10_11_12 | 1.3104e-05 | 4.3005e-05 | 4.893e-05 | 1.3104e-05 | 4.3005e-05 | 4.893e-05 | 3.0262e-06 | 9.9316e-06 | 1.13e-05 | 3.0262e-06 | 9.9316e-06 | 1.13e-05 | -2.4134e-06 | -6.9454e-06 | -7.6765e-06 | 2.4134e-06 | 6.9454e-06 | 7.6766e-06 | 1.2604e-06 | -5.5988e-06 | -6.6277e-06 | -1.2604e-06 | 5.5989e-06 | 6.6278e-06 | -152.4507 | 21.0006 | -100.8993 | 27.5501 | -158.9997 | 79.1008 | 0.89969 | 0.89825 | 0.89752 | 0.89969 | 0.89825 | 0.89752 | -0.026717 | -120.1265 | 119.9073 | -0.026637 | -120.1264 | 119.9073
Line11_12_13 | 1.3104e-05 | 4.3005e-05 | 4.893e-05 | 1.3104e-05 | 4.3005e-05 | 4.893e-05 | 3.0262e-06 | 9.9316e-06 | 1.13e-05 | 3.0262e-06 | 9.9316e-06 | 1.13e-05 | -2.4134e-06 | -6.9454e-06 | -7.6766e-06 | 2.4133e-06 | 6.9454e-06 | 7.6767e-06 | 1.2604e-06 | -5.5989e-06 | -6.6278e-06 | -1.2605e-06 | 5.5989e-06 | 6.6278e-06 | -152.4499 | 21.0003 | -100.8992 | 27.5509 | -159 | 79.1009 | 0.89969 | 0.89825 | 0.89752 | 0.89969 | 0.89826 | 0.89753 | -0.026637 | -120.1264 | 119.9073 | -0.026558 | -120.1264 | 119.9073
Line12_13_15 | 0 | 0 | 0 | 0 | 0 | 0 | 0 | 0 | 0 | 0 | 0 | 0 | -5.3389e-11 | -7.942e-11 | 8.813e-11 | 3.6613e-11 | 5.868e-11 | -5.0614e-11 | -9.7077e-11 | 1.1376e-10 | 2.1249e-11 | 6.3342e-11 | -8.2375e-11 | -1.8958e-11 | 0 | 0 | 0 | 0 | 0 | 0 | 0.89969 | 0.89826 | 0.89753 | 0.89969 | 0.89826 | 0.89753 | -0.026558 | -120.1264 | 119.9073 | -0.026558 | -120.1264 | 119.9073
Line13_13_14 | 1.3104e-05 | 4.3005e-05 | 4.893e-05 | 1.3104e-05 | 4.3005e-05 | 4.8931e-05 | 3.0262e-06 | 9.9316e-06 | 1.13e-05 | 3.0262e-06 | 9.9316e-06 | 1.13e-05 | -2.4133e-06 | -6.9453e-06 | -7.6768e-06 | 2.4133e-06 | 6.9453e-06 | 7.6768e-06 | 1.2606e-06 | -5.5991e-06 | -6.6279e-06 | -1.2606e-06 | 5.5991e-06 | 6.6279e-06 | -152.4468 | 20.9991 | -100.8989 | 27.554 | -159.0012 | 79.1012 | 0.89969 | 0.89826 | 0.89753 | 0.89969 | 0.89826 | 0.89753 | -0.026558 | -120.1264 | 119.9073 | -0.026478 | -120.1263 | 119.9073
Line14_15_16 | 0 | 0 | 0 | 0 | 0 | 0 | 0 | 0 | 0 | 0 | 0 | 0 | -3.5593e-11 | -5.2946e-11 | 5.8753e-11 | 1.8817e-11 | 3.2207e-11 | -2.1238e-11 | -6.4718e-11 | 7.5838e-11 | 1.4166e-11 | 3.0983e-11 | -4.4456e-11 | -1.1875e-11 | 0 | 0 | 0 | 0 | 0 | 0 | 0.89969 | 0.89826 | 0.89753 | 0.89969 | 0.89826 | 0.89753 | -0.026558 | -120.1264 | 119.9073 | -0.026558 | -120.1264 | 119.9073
Line15_16_17 | 0 | 0 | 0 | 0 | 0 | 0 | 0 | 0 | 0 | 0 | 0 | 0 | -1.7796e-11 | -2.6473e-11 | 2.9377e-11 | 1.0204e-12 | 5.7335e-12 | 8.1389e-12 | -3.2359e-11 | 3.7919e-11 | 7.0829e-12 | -1.3762e-12 | -6.5369e-12 | -4.7926e-12 | 0 | 0 | 0 | 0 | 0 | 0 | 0.89969 | 0.89826 | 0.89753 | 0.89969 | 0.89826 | 0.89753 | -0.026558 | -120.1264 | 119.9073 | -0.026558 | -120.1264 | 119.9073
Line16_4_18 | 0 | 0 | 0 | 0 | 0 | 0 | 0 | 0 | 0 | 0 | 0 | 0 | -1.7751e-11 | -2.6711e-11 | 2.9457e-11 | 1.0329e-12 | 5.782e-12 | 8.1901e-12 | -3.2533e-11 | 3.7977e-11 | 7.2253e-12 | -1.3885e-12 | -6.5516e-12 | -4.7922e-12 | 0 | 0 | 0 | 0 | 0 | 0 | 0.89969 | 0.89824 | 0.89751 | 0.89969 | 0.89824 | 0.89751 | -0.026796 | -120.1266 | 119.9073 | -0.026796 | -120.1266 | 119.9073
Line17_5_19 | 1.3203e-05 | 4.3212e-05 | 4.9159e-05 | 1.3203e-05 | 4.3212e-05 | 4.9159e-05 | 3.0491e-06 | 9.9795e-06 | 1.1353e-05 | 3.0491e-06 | 9.9795e-06 | 1.1353e-05 | -2.4387e-06 | -6.9631e-06 | -7.6935e-06 | 2.4387e-06 | 6.9631e-06 | 7.6936e-06 | 1.2562e-06 | -5.6452e-06 | -6.6805e-06 | -1.2562e-06 | 5.6453e-06 | 6.6806e-06 | -152.7738 | 20.8403 | -101.0615 | 27.227 | -159.1599 | 78.9387 | 0.89969 | 0.89824 | 0.89751 | 0.89969 | 0.89825 | 0.89752 | -0.026797 | -120.1266 | 119.9073 | -0.026716 | -120.1265 | 119.9073
Line1_1_3 | 1.3104e-05 | 4.3005e-05 | 4.893e-05 | 1.3104e-05 | 4.3005e-05 | 4.893e-05 | 3.0262e-06 | 9.9316e-06 | 1.13e-05 | 3.0262e-06 | 9.9316e-06 | 1.13e-05 | -2.4134e-06 | -6.9454e-06 | -7.6764e-06 | 2.4134e-06 | 6.9454e-06 | 7.6765e-06 | 1.2603e-06 | -5.5986e-06 | -6.6276e-06 | -1.2604e-06 | 5.5987e-06 | 6.6277e-06 | -152.4522 | 21.0012 | -100.8995 | 27.5486 | -158.9991 | 79.1007 | 0.89969 | 0.89824 | 0.8975 | 0.89969 | 0.89824 | 0.89751 | -0.026877 | -120.1267 | 119.9073 | -0.026797 | -120.1266 | 119.9073
Line2_1_4 | 1.3236e-05 | 4.3282e-05 | 4.9235e-05 | 1.3236e-05 | 4.3282e-05 | 4.9235e-05 | 3.0568e-06 | 9.9955e-06 | 1.137e-05 | 3.0568e-06 | 9.9955e-06 | 1.137e-05 | -2.4473e-06 | -6.969e-06 | -7.6991e-06 | 2.4473e-06 | 6.969e-06 | 7.6991e-06 | 1.2546e-06 | -5.6607e-06 | -6.6982e-06 | -1.2547e-06 | 5.6608e-06 | 6.6982e-06 | -152.8842 | 20.7874 | -101.1161 | 27.1166 | -159.2129 | 78.8841 | 0.89969 | 0.89824 | 0.8975 | 0.89969 | 0.89824 | 0.89751 | -0.026877 | -120.1267 | 119.9073 | -0.026796 | -120.1266 | 119.9073
Line3_1_5 | 1.3203e-05 | 4.3212e-05 | 4.9159e-05 | 1.3203e-05 | 4.3212e-05 | 4.9159e-05 | 3.0491e-06 | 9.9795e-06 | 1.1353e-05 | 3.0491e-06 | 9.9795e-06 | 1.1353e-05 | -2.4387e-06 | -6.9631e-06 | -7.6934e-06 | 2.4387e-06 | 6.9631e-06 | 7.6935e-06 | 1.2562e-06 | -5.6451e-06 | -6.6805e-06 | -1.2562e-06 | 5.6452e-06 | 6.6805e-06 | -152.7746 | 20.8406 | -101.0615 | 27.2262 | -159.1596 | 78.9386 | 0.89969 | 0.89824 | 0.8975 | 0.89969 | 0.89824 | 0.89751 | -0.026877 | -120.1267 | 119.9073 | -0.026797 | -120.1266 | 119.9073
Line4_2_6 | 4.4508e-05 | 0.028744 | 0.028712 | 4.4508e-05 | 0.028744 | 0.028712 | 1.0279e-05 | 0.0066382 | 0.0066306 | 1.0279e-05 | 0.0066382 | 0.0066306 | -9.2294e-06 | 0.0042053 | 0.0042112 | 9.2235e-06 | -0.0041932 | -0.0041943 | -4.7542e-07 | 0.0041976 | 0.004175 | 4.7491e-07 | -0.0041802 | -0.0041622 | 177.0237 | -165.1103 | 75.1818 | -2.9757 | 14.8897 | -104.8182 | 0.89911 | 0.89509 | 0.89434 | 0.89854 | 0.89194 | 0.89117 | -0.027509 | -120.1629 | 119.9343 | -0.028142 | -120.1993 | 119.9614
Line5_6_7 | 4.4508e-05 | 0.028744 | 0.028712 | 4.4507e-05 | 0.028744 | 0.028712 | 1.0279e-05 | 0.0066382 | 0.0066306 | 1.0279e-05 | 0.0066382 | 0.0066306 | -9.2235e-06 | 0.0041932 | 0.0041943 | 9.2176e-06 | -0.004181 | -0.0041775 | -4.7492e-07 | 0.0041802 | 0.0041622 | 4.7437e-07 | -0.0041628 | -0.0041494 | 177.0243 | -165.1103 | 75.1818 | -2.9748 | 14.8897 | -104.8182 | 0.89854 | 0.89194 | 0.89117 | 0.89796 | 0.88879 | 0.888 | -0.028142 | -120.1993 | 119.9614 | -0.028777 | -120.2359 | 119.9887
Line6_7_8 | 0 | 0.028924 | 0.028898 | 0 | 0.028924 | 0.028898 | 0 | 0.0066798 | 0.0066737 | 0 | 0.0066798 | 0.0066737 | -8.7191e-11 | 0.0041954 | 0.0041925 | 6.6989e-11 | -0.0041831 | -0.0041754 | -5.9765e-10 | 0.0042007 | 0.0041884 | 4.112e-10 | -0.0041831 | -0.0041754 | 0 | -165.2725 | 75.017 | 0 | 14.7275 | -104.983 | 0.89796 | 0.88879 | 0.888 | 0.89738 | 0.88562 | 0.88481 | -0.028777 | -120.2359 | 119.9887 | -0.029499 | -120.2725 | 120.017
Line7_8_9 | 0 | 0 | 0 | 0 | 0 | 0 | 0 | 0 | 0 | 0 | 0 | 0 | -2.9189e-11 | -2.1366e-10 | 1.3831e-10 | 8.6113e-12 | 4.665e-11 | 4.9278e-11 | -2.0636e-10 | 1.3478e-10 | 8.4204e-11 | -1.5247e-12 | -1.3897e-11 | 8.6495e-13 | 0 | 0 | 0 | 0 | 0 | 0 | 0.89738 | 0.88562 | 0.88481 | 0.89738 | 0.88562 | 0.88481 | -0.029499 | -120.2725 | 120.017 | -0.029499 | -120.2725 | 120.017
Line8_8_10 | 0 | 0 | 0 | 0 | 0 | 0 | 0 | 0 | 0 | 0 | 0 | 0 | -2.9189e-11 | -2.1366e-10 | 1.3831e-10 | 8.6113e-12 | 4.665e-11 | 4.9278e-11 | -2.0636e-10 | 1.3478e-10 | 8.4204e-11 | -1.5247e-12 | -1.3897e-11 | 8.6495e-13 | 0 | 0 | 0 | 0 | 0 | 0 | 0.89738 | 0.88562 | 0.88481 | 0.89738 | 0.88562 | 0.88481 | -0.029499 | -120.2725 | 120.017 | -0.029499 | -120.2725 | 120.017
Line9_3_11 | 1.3104e-05 | 4.3005e-05 | 4.893e-05 | 1.3104e-05 | 4.3005e-05 | 4.893e-05 | 3.0262e-06 | 9.9316e-06 | 1.13e-05 | 3.0262e-06 | 9.9316e-06 | 1.13e-05 | -2.4134e-06 | -6.9454e-06 | -7.6764e-06 | 2.4134e-06 | 6.9454e-06 | 7.6765e-06 | 1.2604e-06 | -5.5987e-06 | -6.6277e-06 | -1.2604e-06 | 5.5988e-06 | 6.6277e-06 | -152.4514 | 21.0009 | -100.8994 | 27.5494 | -158.9994 | 79.1007 | 0.89969 | 0.89824 | 0.89751 | 0.89969 | 0.89825 | 0.89752 | -0.026797 | -120.1266 | 119.9073 | -0.026717 | -120.1265 | 119.9073