## LLL_max_6
name | pf_ikss_from_ka | pf_ikss_to_ka | pf_ip_from_ka | pf_ip_to_ka | pf_skss_from_mw | pf_skss_to_mw | pf_p_from_mw | pf_p_to_mw | pf_q_from_mvar | pf_q_to_mvar | pf_ikss_from_degree | pf_ikss_to_degree | pf_vm_from_pu | pf_vm_to_pu | pf_va_from_degree | pf_va_to_degree
Line0_1_2 | 0.14434 | 0.14434 | 0 | 0 | 0.1 | 0.1 | -0.01547 | 0.016095 | -0.071936 | 0.073186 | 94.7872 | -85.2128 | 0.7358 | 0.74935 | -7.3492 | -7.6155
Line10_11_12 | 0.14434 | 0.14434 | 0 | 0 | 0.1 | 0.1 | -0.01672 | 0.017345 | -0.074436 | 0.075686 | 94.7872 | -85.2128 | 0.7629 | 0.77648 | -7.8723 | -8.1201
Line11_12_13 | 0.14434 | 0.14434 | 0 | 0 | 0.1 | 0.1 | -0.017345 | 0.01797 | -0.075686 | 0.076936 | 94.7872 | -85.2128 | 0.77648 | 0.79006 | -8.1201 | -8.3594
Line12_13_15 | 0 | 0 | 0 | 0 | 0 | 0 | 0 | 0 | 0 | 0 | 0 | 0 | 0.79006 | 0.79006 | -8.3594 | -8.3594
Line13_13_14 | 0.14434 | 0.14434 | 0 | 0 | 0.1 | 0.1 | -0.01797 | 0.018595 | -0.076936 | 0.078186 | 94.7872 | -85.2128 | 0.79006 | 0.80366 | -8.3594 | -8.5906
Line14_15_16 | 0 | 0 | 0 | 0 | 0 | 0 | 0 | 0 | 0 | 0 | 0 | 0 | 0.79006 | 0.79006 | -8.3594 | -8.3594
Line15_16_17 | 0 | 0 | 0 | 0 | 0 | 0 | 0 | 0 | 0 | 0 | 0 | 0 | 0.79006 | 0.79006 | -8.3594 | -8.3594
Line16_4_18 | 3.8717 | 3.8717 | 0 | 7.3506 | 2.6824 | 2.6824 | 0.4497 | -1e-07 | 0.8994 | -1e-07 | -70.8543 | 109.1457 | 0.37487 | 0 | -7.4193 | 0
Line17_5_19 | 0.14434 | 0.14434 | 0 | 0 | 0.1 | 0.1 | -0.016095 | 0.01672 | -0.073186 | 0.074436 | 94.7872 | -85.2128 | 0.74935 | 0.7629 | -7.6155 | -7.8723
Line1_1_3 | 0.14434 | 0.14434 | 0 | 0 | 0.1 | 0.1 | -0.01547 | 0.016095 | -0.071936 | 0.073186 | 94.7872 | -85.2128 | 0.7358 | 0.74935 | -7.3492 | -7.6155
Line2_1_4 | 3.7277 | 3.7277 | 0 | 0 | 2.5826 | 2.5826 | 0.85199 | -0.43513 | 1.6986 | -0.86486 | -70.7114 | 109.2886 | 0.7358 | 0.37487 | -7.3492 | -7.4193
Line3_1_5 | 0.14434 | 0.14434 | 0 | 0 | 0.1 | 0.1 | -0.01547 | 0.016095 | -0.071936 | 0.073186 | 94.7872 | -85.2128 | 0.7358 | 0.74935 | -7.3492 | -7.6155
Line4_2_6 | 0.14434 | 0.14434 | 0 | 0 | 0.1 | 0.1 | -0.016095 | 0.01672 | -0.073186 | 0.074436 | 94.7872 | -85.2128 | 0.74935 | 0.7629 | -7.6155 | -7.8723
Line5_6_7 | 0.14434 | 0.14434 | 0 | 0 | 0.1 | 0.1 | -0.01672 | 0.017345 | -0.074436 | 0.075686 | 94.7872 | -85.2128 | 0.7629 | 0.77648 | -7.8723 | -8.1201
Line6_7_8 | 0 | 0 | 0 | 0 | 0 | 0 | 0 | 0 | 0 | 0 | 0 | 0 | 0.77648 | 0.77648 | -8.1201 | -8.1201
Line7_8_9 | 0 | 0 | 0 | 0 | 0 | 0 | 0 | 0 | 0 | 0 | 0 | 0 | 0.77648 | 0.77648 | -8.1201 | -8.1201
Line8_8_10 | 0 | 0 | 0 | 0 | 0 | 0 | 0 | 0 | 0 | 0 | 0 | 0 | 0.77648 | 0.77648 | -8.1201 | -8.1201
Line9_3_11 | 0.14434 | 0.14434 | 0 | 0 | 0.1 | 0.1 | -0.016095 | 0.01672 | -0.073186 | 0.074436 | 94.7872 | -85.2128 | 0.74935 | 0.7629 | -7.6155 | -7.8723

## LLL_max_10
name | pf_ikss_from_ka | pf_ikss_to_ka | pf_ip_from_ka | pf_ip_to_ka | pf_skss_from_mw | pf_skss_to_mw | pf_p_from_mw | pf_p_to_mw | pf_q_from_mvar | pf_q_to_mvar | pf_ikss_from_degree | pf_ikss_to_degree | pf_vm_from_pu | pf_vm_to_pu | pf_va_from_degree | pf_va_to_degree
Line0_1_2 | 0.14434 | 0.14434 | 0 | 0 | 0.1 | 0.1 | -0.016251 | 0.016876 | -0.074113 | 0.075363 | 94.7869 | -85.2131 | 0.75874 | 0.77229 | -7.5811 | -7.8353
Line10_11_12 | 0.14434 | 0.14434 | 0 | 0 | 0.1 | 0.1 | -0.017501 | 0.018126 | -0.076613 | 0.077863 | 94.7869 | -85.2131 | 0.78586 | 0.79945 | -8.0809 | -8.318
Line11_12_13 | 0.14434 | 0.14434 | 0 | 0 | 0.1 | 0.1 | -0.018126 | 0.018751 | -0.077863 | 0.079113 | 94.7869 | -85.2131 | 0.79945 | 0.81305 | -8.318 | -8.5473
Line12_13_15 | 0 | 0 | 0 | 0 | 0 | 0 | 0 | 0 | 0 | 0 | 0 | 0 | 0.81305 | 0.81305 | -8.5473 | -8.5473
Line13_13_14 | 0.14434 | 0.14434 | 0 | 0 | 0.1 | 0.1 | -0.018751 | 0.019376 | -0.079113 | 0.080363 | 94.7869 | -85.2131 | 0.81305 | 0.82666 | -8.5473 | -8.769
Line14_15_16 | 0 | 0 | 0 | 0 | 0 | 0 | 0 | 0 | 0 | 0 | 0 | 0 | 0.81305 | 0.81305 | -8.5473 | -8.5473
Line15_16_17 | 0 | 0 | 0 | 0 | 0 | 0 | 0 | 0 | 0 | 0 | 0 | 0 | 0.81305 | 0.81305 | -8.5473 | -8.5473
Line16_4_18 | 3.9901 | 3.9901 | 0 | 7.6014 | 2.7644 | 2.7644 | 0.47763 | -1e-07 | 0.95526 | -1e-07 | -71.0844 | 108.9156 | 0.38634 | 0 | -7.6495 | 0
Line17_5_19 | 0.14434 | 0.14434 | 0 | 0 | 0.1 | 0.1 | -0.016876 | 0.017501 | -0.075363 | 0.076613 | 94.7869 | -85.2131 | 0.77229 | 0.78586 | -7.8353 | -8.0809
Line1_1_3 | 0.14434 | 0.14434 | 0 | 0 | 0.1 | 0.1 | -0.016251 | 0.016876 | -0.074113 | 0.075363 | 94.7869 | -85.2131 | 0.75874 | 0.77229 | -7.5811 | -7.8353
Line2_1_4 | 3.8461 | 3.8461 | 0 | 0 | 2.6647 | 2.6647 | 0.9064 | -0.46263 | 1.8072 | -0.91966 | -70.945 | 109.055 | 0.75874 | 0.38634 | -7.5811 | -7.6495
Line3_1_5 | 0.14434 | 0.14434 | 0 | 0 | 0.1 | 0.1 | -0.016251 | 0.016876 | -0.074113 | 0.075363 | 94.7869 | -85.2131 | 0.75874 | 0.77229 | -7.5811 | -7.8353
Line4_2_6 | 0.14434 | 0.14434 | 0 | 0 | 0.1 | 0.1 | -0.016876 | 0.017501 | -0.075363 | 0.076613 | 94.7869 | -85.2131 | 0.77229 | 0.78586 | -7.8353 | -8.0809
Line5_6_7 | 0.14434 | 0.14434 | 0 | 0 | 0.1 | 0.1 | -0.017501 | 0.018126 | -0.076613 | 0.077863 | 94.7869 | -85.2131 | 0.78586 | 0.79945 | -8.0809 | -8.318
Line6_7_8 | 0 | 0 | 0 | 0 | 0 | 0 | 0 | 0 | 0 | 0 | 0 | 0 | 0.79945 | 0.79945 | -8.318 | -8.318
Line7_8_9 | 0 | 0 | 0 | 0 | 0 | 0 | 0 | 0 | 0 | 0 | 0 | 0 | 0.79945 | 0.79945 | -8.318 | -8.318
Line8_8_10 | 0 | 0 | 0 | 0 | 0 | 0 | 0 | 0 | 0 | 0 | 0 | 0 | 0.79945 | 0.79945 | -8.318 | -8.318
Line9_3_11 | 0.14434 | 0.14434 | 0 | 0 | 0.1 | 0.1 | -0.016876 | 0.017501 | -0.075363 | 0.076613 | 94.7869 | -85.2131 | 0.77229 | 0.78586 | -7.8353 | -8.0809

## LLL_max_fault_6
name | pf_ikss_from_ka | pf_ikss_to_ka | pf_ip_from_ka | pf_ip_to_ka | pf_skss_from_mw | pf_skss_to_mw | pf_p_from_mw | pf_p_to_mw | pf_q_from_mvar | pf_q_to_mvar | pf_ikss_from_degree | pf_ikss_to_degree | pf_vm_from_pu | pf_vm_to_pu | pf_va_from_degree | pf_va_to_degree
Line0_1_2 | 0.14434 | 0.14434 | 0 | 0 | 0.1 | 0.1 | -0.0091893 | 0.0098143 | -0.11013 | 0.11138 | 94.7872 | -85.2128 | 1.1052 | 1.1181 | 0.01764 | -0.24825
Line10_11_12 | 0.14434 | 0.14434 | 0 | 0 | 0.1 | 0.1 | -0.010439 | 0.011064 | -0.11263 | 0.11388 | 94.7872 | -85.2128 | 1.1312 | 1.1442 | -0.50804 | -0.7619
Line11_12_13 | 0.14434 | 0.14434 | 0 | 0 | 0.1 | 0.1 | -0.011064 | 0.011689 | -0.11388 | 0.11513 | 94.7872 | -85.2128 | 1.1442 | 1.1573 | -0.7619 | -1.01
Line12_13_15 | 0 | 0 | 0 | 0 | 0 | 0 | 0 | 0 | 0 | 0 | 0 | 0 | 1.1573 | 1.1573 | -1.01 | -1.01
Line13_13_14 | 0.14434 | 0.14434 | 0 | 0 | 0.1 | 0.1 | -0.011689 | 0.012314 | -0.11513 | 0.11638 | 94.7872 | -85.2128 | 1.1573 | 1.1703 | -1.01 | -1.2527
Line14_15_16 | 0 | 0 | 0 | 0 | 0 | 0 | 0 | 0 | 0 | 0 | 0 | 0 | 1.1573 | 1.1573 | -1.01 | -1.01
Line15_16_17 | 0 | 0 | 0 | 0 | 0 | 0 | 0 | 0 | 0 | 0 | 0 | 0 | 1.1573 | 1.1573 | -1.01 | -1.01
Line16_4_18 | 0.036324 | 0.036324 | 0 | 0.068963 | 0.025166 | 0.025166 | 0.019831 | -0.019792 | 0.019871 | -0.019792 | -45.2344 | 134.7656 | 1.1155 | 1.1122 | -0.17729 | -0.23442
Line17_5_19 | 0.14434 | 0.14434 | 0 | 0 | 0.1 | 0.1 | -0.0098143 | 0.010439 | -0.11138 | 0.11263 | 94.7872 | -85.2128 | 1.1181 | 1.1312 | -0.24825 | -0.50804
Line1_1_3 | 0.14434 | 0.14434 | 0 | 0 | 0.1 | 0.1 | -0.0091893 | 0.0098143 | -0.11013 | 0.11138 | 94.7872 | -85.2128 | 1.1052 | 1.1181 | 0.01764 | -0.24825
Line2_1_4 | 0.11406 | 0.11406 | 0 | 0 | 0.079023 | 0.079023 | -0.0098332 | 0.010223 | -0.086777 | 0.087558 | 96.4826 | -83.5174 | 1.1052 | 1.1155 | 0.01764 | -0.17729
Line3_1_5 | 0.14434 | 0.14434 | 0 | 0 | 0.1 | 0.1 | -0.0091893 | 0.0098143 | -0.11013 | 0.11138 | 94.7872 | -85.2128 | 1.1052 | 1.1181 | 0.01764 | -0.24825
Line4_2_6 | 0.14434 | 0.14434 | 0 | 0 | 0.1 | 0.1 | -0.0098143 | 0.010439 | -0.11138 | 0.11263 | 94.7872 | -85.2128 | 1.1181 | 1.1312 | -0.24825 | -0.50804
Line5_6_7 | 0.14434 | 0.14434 | 0 | 0 | 0.1 | 0.1 | -0.010439 | 0.011064 | -0.11263 | 0.11388 | 94.7872 | -85.2128 | 1.1312 | 1.1442 | -0.50804 | -0.7619
Line6_7_8 | 0 | 0 | 0 | 0 | 0 | 0 | 0 | 0 | 0 | 0 | 0 | 0 | 1.1442 | 1.1442 | -0.7619 | -0.7619
Line7_8_9 | 0 | 0 | 0 | 0 | 0 | 0 | 0 | 0 | 0 | 0 | 0 | 0 | 1.1442 | 1.1442 | -0.7619 | -0.7619
Line8_8_10 | 0 | 0 | 0 | 0 | 0 | 0 | 0 | 0 | 0 | 0 | 0 | 0 | 1.1442 | 1.1442 | -0.7619 | -0.7619
Line9_3_11 | 0.14434 | 0.14434 | 0 | 0 | 0.1 | 0.1 | -0.0098143 | 0.010439 | -0.11138 | 0.11263 | 94.7872 | -85.2128 | 1.1181 | 1.1312 | -0.24825 | -0.50804

## LLL_max_fault_10
name | pf_ikss_from_ka | pf_ikss_to_ka | pf_ip_from_ka | pf_ip_to_ka | pf_skss_from_mw | pf_skss_to_mw | pf_p_from_mw | pf_p_to_mw | pf_q_from_mvar | pf_q_to_mvar | pf_ikss_from_degree | pf_ikss_to_degree | pf_vm_from_pu | pf_vm_to_pu | pf_va_from_degree | pf_va_to_degree
Line0_1_2 | 0.14434 | 0.14434 | 0 | 0 | 0.1 | 0.1 | -0.0096431 | 0.010268 | -0.11536 | 0.11661 | 94.7869 | -85.2131 | 1.1576 | 1.1706 | 0.0086422 | -0.24523
Line10_11_12 | 0.14434 | 0.14434 | 0 | 0 | 0.1 | 0.1 | -0.010893 | 0.011518 | -0.11786 | 0.11911 | 94.7869 | -85.2131 | 1.1836 | 1.1967 | -0.49354 | -0.73643
Line11_12_13 | 0.14434 | 0.14434 | 0 | 0 | 0.1 | 0.1 | -0.011518 | 0.012143 | -0.11911 | 0.12036 | 94.7869 | -85.2131 | 1.1967 | 1.2097 | -0.73643 | -0.97409
Line12_13_15 | 0 | 0 | 0 | 0 | 0 | 0 | 0 | 0 | 0 | 0 | 0 | 0 | 1.2097 | 1.2097 | -0.97409 | -0.97409
Line13_13_14 | 0.14434 | 0.14434 | 0 | 0 | 0.1 | 0.1 | -0.012143 | 0.012768 | -0.12036 | 0.12161 | 94.7869 | -85.2131 | 1.2097 | 1.2228 | -0.97409 | -1.2067
Line14_15_16 | 0 | 0 | 0 | 0 | 0 | 0 | 0 | 0 | 0 | 0 | 0 | 0 | 1.2097 | 1.2097 | -0.97409 | -0.97409
Line15_16_17 | 0 | 0 | 0 | 0 | 0 | 0 | 0 | 0 | 0 | 0 | 0 | 0 | 1.2097 | 1.2097 | -0.97409 | -0.97409
Line16_4_18 | 0.038028 | 0.038028 | 0 | 0.072445 | 0.026346 | 0.026346 | 0.021735 | -0.021692 | 0.021778 | -0.021692 | -45.2401 | 134.7599 | 1.1678 | 1.1644 | -0.18297 | -0.2401
Line17_5_19 | 0.14434 | 0.14434 | 0 | 0 | 0.1 | 0.1 | -0.010268 | 0.010893 | -0.11661 | 0.11786 | 94.7869 | -85.2131 | 1.1706 | 1.1836 | -0.24523 | -0.49354
Line1_1_3 | 0.14434 | 0.14434 | 0 | 0 | 0.1 | 0.1 | -0.0096431 | 0.010268 | -0.11536 | 0.11661 | 94.7869 | -85.2131 | 1.1576 | 1.1706 | 0.0086422 | -0.24523
Line2_1_4 | 0.11283 | 0.11283 | 0 | 0 | 0.078172 | 0.078172 | -0.0088589 | 0.0092409 | -0.09006 | 0.090824 | 95.6266 | -84.3734 | 1.1576 | 1.1678 | 0.0086422 | -0.18297
Line3_1_5 | 0.14434 | 0.14434 | 0 | 0 | 0.1 | 0.1 | -0.0096431 | 0.010268 | -0.11536 | 0.11661 | 94.7869 | -85.2131 | 1.1576 | 1.1706 | 0.0086422 | -0.24523
Line4_2_6 | 0.14434 | 0.14434 | 0 | 0 | 0.1 | 0.1 | -0.010268 | 0.010893 | -0.11661 | 0.11786 | 94.7869 | -85.2131 | 1.1706 | 1.1836 | -0.24523 | -0.49354
Line5_6_7 | 0.14434 | 0.14434 | 0 | 0 | 0.1 | 0.1 | -0.010893 | 0.011518 | -0.11786 | 0.11911 | 94.7869 | -85.2131 | 1.1836 | 1.1967 | -0.49354 | -0.73643
Line6_7_8 | 0 | 0 | 0 | 0 | 0 | 0 | 0 | 0 | 0 | 0 | 0 | 0 | 1.1967 | 1.1967 | -0.73643 | -0.73643
Line7_8_9 | 0 | 0 | 0 | 0 | 0 | 0 | 0 | 0 | 0 | 0 | 0 | 0 | 1.1967 | 1.1967 | -0.73643 | -0.73643
Line8_8_10 | 0 | 0 | 0 | 0 | 0 | 0 | 0 | 0 | 0 | 0 | 0 | 0 | 1.1967 | 1.1967 | -0.73643 | -0.73643
Line9_3_11 | 0.14434 | 0.14434 | 0 | 0 | 0.1 | 0.1 | -0.010268 | 0.010893 | -0.11661 | 0.11786 | 94.7869 | -85.2131 | 1.1706 | 1.1836 | -0.24523 | -0.49354

## LLL_min_6
name | pf_ikss_from_ka | pf_ikss_to_ka | pf_ip_from_ka | pf_ip_to_ka | pf_skss_from_mw | pf_skss_to_mw | pf_p_from_mw | pf_p_to_mw | pf_q_from_mvar | pf_q_to_mvar | pf_ikss_from_degree | pf_ikss_to_degree | pf_vm_from_pu | pf_vm_to_pu | pf_va_from_degree | pf_va_to_degree
Line0_1_2 | 0 | 0 | 0 | 0 | 0 | 0 | 0 | 0 | 0 | 0 | 0 | 0 | 0.695 | 0.695 | -11.6026 | -11.6026
Line10_11_12 | 0 | 0 | 0 | 0 | 0 | 0 | 0 | 0 | 0 | 0 | 0 | 0 | 0.695 | 0.695 | -11.6026 | -11.6026
Line11_12_13 | 0 | 0 | 0 | 0 | 0 | 0 | 0 | 0 | 0 | 0 | 0 | 0 | 0.695 | 0.695 | -11.6026 | -11.6026
Line12_13_15 | 0 | 0 | 0 | 0 | 0 | 0 | 0 | 0 | 0 | 0 | 0 | 0 | 0.695 | 0.695 | -11.6026 | -11.6026
Line13_13_14 | 0 | 0 | 0 | 0 | 0 | 0 | 0 | 0 | 0 | 0 | 0 | 0 | 0.695 | 0.695 | -11.6026 | -11.6026
Line14_15_16 | 0 | 0 | 0 | 0 | 0 | 0 | 0 | 0 | 0 | 0 | 0 | 0 | 0.695 | 0.695 | -11.6026 | -11.6026
Line15_16_17 | 0 | 0 | 0 | 0 | 0 | 0 | 0 | 0 | 0 | 0 | 0 | 0 | 0.695 | 0.695 | -11.6026 | -11.6026
Line16_4_18 | 2.8946 | 2.8946 | 0 | 4.7808 | 2.0055 | 2.0055 | 0.48263 | -1e-07 | 0.50274 | -1e-07 | -57.7717 | 122.2283 | 0.3475 | 0 | -11.6026 | 0
Line17_5_19 | 0 | 0 | 0 | 0 | 0 | 0 | 0 | 0 | 0 | 0 | 0 | 0 | 0.695 | 0.695 | -11.6026 | -11.6026
Line1_1_3 | 0 | 0 | 0 | 0 | 0 | 0 | 0 | 0 | 0 | 0 | 0 | 0 | 0.695 | 0.695 | -11.6026 | -11.6026
Line2_1_4 | 2.8946 | 2.8946 | 0 | 0 | 2.0055 | 2.0055 | 0.96525 | -0.48263 | 1.0055 | -0.50274 | -57.7717 | 122.2283 | 0.695 | 0.3475 | -11.6026 | -11.6026
Line3_1_5 | 0 | 0 | 0 | 0 | 0 | 0 | 0 | 0 | 0 | 0 | 0 | 0 | 0.695 | 0.695 | -11.6026 | -11.6026
Line4_2_6 | 0 | 0 | 0 | 0 | 0 | 0 | 0 | 0 | 0 | 0 | 0 | 0 | 0.695 | 0.695 | -11.6026 | -11.6026
Line5_6_7 | 0 | 0 | 0 | 0 | 0 | 0 | 0 | 0 | 0 | 0 | 0 | 0 | 0.695 | 0.695 | -11.6026 | -11.6026
Line6_7_8 | 0 | 0 | 0 | 0 | 0 | 0 | 0 | 0 | 0 | 0 | 0 | 0 | 0.695 | 0.695 | -11.6026 | -11.6026
Line7_8_9 | 0 | 0 | 0 | 0 | 0 | 0 | 0 | 0 | 0 | 0 | 0 | 0 | 0.695 | 0.695 | -11.6026 | -11.6026
Line8_8_10 | 0 | 0 | 0 | 0 | 0 | 0 | 0 | 0 | 0 | 0 | 0 | 0 | 0.695 | 0.695 | -11.6026 | -11.6026
Line9_3_11 | 0 | 0 | 0 | 0 | 0 | 0 | 0 | 0 | 0 | 0 | 0 | 0 | 0.695 | 0.695 | -11.6026 | -11.6026

## LLL_min_10
name | pf_ikss_from_ka | pf_ikss_to_ka | pf_ip_from_ka | pf_ip_to_ka | pf_skss_from_mw | pf_skss_to_mw | pf_p_from_mw | pf_p_to_mw | pf_q_from_mvar | pf_q_to_mvar | pf_ikss_from_degree | pf_ikss_to_degree | pf_vm_from_pu | pf_vm_to_pu | pf_va_from_degree | pf_va_to_degree
Line0_1_2 | 0 | 0 | 0 | 0 | 0 | 0 | 0 | 0 | 0 | 0 | 0 | 0 | 0.65842 | 0.65842 | -11.6026 | -11.6026
Line10_11_12 | 0 | 0 | 0 | 0 | 0 | 0 | 0 | 0 | 0 | 0 | 0 | 0 | 0.65842 | 0.65842 | -11.6026 | -11.6026
Line11_12_13 | 0 | 0 | 0 | 0 | 0 | 0 | 0 | 0 | 0 | 0 | 0 | 0 | 0.65842 | 0.65842 | -11.6026 | -11.6026
Line12_13_15 | 0 | 0 | 0 | 0 | 0 | 0 | 0 | 0 | 0 | 0 | 0 | 0 | 0.65842 | 0.65842 | -11.6026 | -11.6026
Line13_13_14 | 0 | 0 | 0 | 0 | 0 | 0 | 0 | 0 | 0 | 0 | 0 | 0 | 0.65842 | 0.65842 | -11.6026 | -11.6026
Line14_15_16 | 0 | 0 | 0 | 0 | 0 | 0 | 0 | 0 | 0 | 0 | 0 | 0 | 0.65842 | 0.65842 | -11.6026 | -11.6026
Line15_16_17 | 0 | 0 | 0 | 0 | 0 | 0 | 0 | 0 | 0 | 0 | 0 | 0 | 0.65842 | 0.65842 | -11.6026 | -11.6026
Line16_4_18 | 2.7423 | 2.7423 | 0 | 4.5292 | 1.8999 | 1.8999 | 0.43316 | -1e-07 | 0.45121 | -1e-07 | -57.7717 | 122.2283 | 0.32921 | 0 | -11.6026 | 0
Line17_5_19 | 0 | 0 | 0 | 0 | 0 | 0 | 0 | 0 | 0 | 0 | 0 | 0 | 0.65842 | 0.65842 | -11.6026 | -11.6026
Line1_1_3 | 0 | 0 | 0 | 0 | 0 | 0 | 0 | 0 | 0 | 0 | 0 | 0 | 0.65842 | 0.65842 | -11.6026 | -11.6026
Line2_1_4 | 2.7423 | 2.7423 | 0 | 0 | 1.8999 | 1.8999 | 0.86632 | -0.43316 | 0.90242 | -0.45121 | -57.7717 | 122.2283 | 0.65842 | 0.32921 | -11.6026 | -11.6026
Line3_1_5 | 0 | 0 | 0 | 0 | 0 | 0 | 0 | 0 | 0 | 0 | 0 | 0 | 0.65842 | 0.65842 | -11.6026 | -11.6026
Line4_2_6 | 0 | 0 | 0 | 0 | 0 | 0 | 0 | 0 | 0 | 0 | 0 | 0 | 0.65842 | 0.65842 | -11.6026 | -11.6026
Line5_6_7 | 0 | 0 | 0 | 0 | 0 | 0 | 0 | 0 | 0 | 0 | 0 | 0 | 0.65842 | 0.65842 | -11.6026 | -11.6026
Line6_7_8 | 0 | 0 | 0 | 0 | 0 | 0 | 0 | 0 | 0 | 0 | 0 | 0 | 0.65842 | 0.65842 | -11.6026 | -11.6026
Line7_8_9 | 0 | 0 | 0 | 0 | 0 | 0 | 0 | 0 | 0 | 0 | 0 | 0 | 0.65842 | 0.65842 | -11.6026 | -11.6026
Line8_8_10 | 0 | 0 | 0 | 0 | 0 | 0 | 0 | 0 | 0 | 0 | 0 | 0 | 0.65842 | 0.65842 | -11.6026 | -11.6026
Line9_3_11 | 0 | 0 | 0 | 0 | 0 | 0 | 0 | 0 | 0 | 0 | 0 | 0 | 0.65842 | 0.65842 | -11.6026 | -11.6026

## LLL_min_fault_6
name | pf_ikss_from_ka | pf_ikss_to_ka | pf_ip_from_ka | pf_ip_to_ka | pf_skss_from_mw | pf_skss_to_mw | pf_p_from_mw | pf_p_to_mw | pf_q_from_mvar | pf_q_to_mvar | pf_ikss_from_degree | pf_ikss_to_degree | pf_vm_from_pu | pf_vm_to_pu | pf_va_from_degree | pf_va_to_degree
Line0_1_2 | 0 | 0 | 0 | 0 | 0 | 0 | 0 | 0 | 0 | 0 | 0 | 0 | 0.94754 | 0.94754 | -0.12527 | -0.12527
Line10_11_12 | 0 | 0 | 0 | 0 | 0 | 0 | 0 | 0 | 0 | 0 | 0 | 0 | 0.94754 | 0.94754 | -0.12527 | -0.12527
Line11_12_13 | 0 | 0 | 0 | 0 | 0 | 0 | 0 | 0 | 0 | 0 | 0 | 0 | 0.94754 | 0.94754 | -0.12527 | -0.12527
Line12_13_15 | 0 | 0 | 0 | 0 | 0 | 0 | 0 | 0 | 0 | 0 | 0 | 0 | 0.94754 | 0.94754 | -0.12527 | -0.12527
Line13_13_14 | 0 | 0 | 0 | 0 | 0 | 0 | 0 | 0 | 0 | 0 | 0 | 0 | 0.94754 | 0.94754 | -0.12527 | -0.12527
Line14_15_16 | 0 | 0 | 0 | 0 | 0 | 0 | 0 | 0 | 0 | 0 | 0 | 0 | 0.94754 | 0.94754 | -0.12527 | -0.12527
Line15_16_17 | 0 | 0 | 0 | 0 | 0 | 0 | 0 | 0 | 0 | 0 | 0 | 0 | 0.94754 | 0.94754 | -0.12527 | -0.12527
Line16_4_18 | 0.030706 | 0.030706 | 0 | 0.050714 | 0.021274 | 0.021274 | 0.014197 | -0.014143 | 0.014199 | -0.014143 | -45.1344 | 134.8656 | 0.94385 | 0.94017 | -0.1298 | -0.13436
Line17_5_19 | 0 | 0 | 0 | 0 | 0 | 0 | 0 | 0 | 0 | 0 | 0 | 0 | 0.94754 | 0.94754 | -0.12527 | -0.12527
Line1_1_3 | 0 | 0 | 0 | 0 | 0 | 0 | 0 | 0 | 0 | 0 | 0 | 0 | 0.94754 | 0.94754 | -0.12527 | -0.12527
Line2_1_4 | 0.030706 | 0.030706 | 0 | 0 | 0.021274 | 0.021274 | 0.014251 | -0.014197 | 0.014256 | -0.014199 | -45.1344 | 134.8656 | 0.94754 | 0.94385 | -0.12527 | -0.1298
Line3_1_5 | 0 | 0 | 0 | 0 | 0 | 0 | 0 | 0 | 0 | 0 | 0 | 0 | 0.94754 | 0.94754 | -0.12527 | -0.12527
Line4_2_6 | 0 | 0 | 0 | 0 | 0 | 0 | 0 | 0 | 0 | 0 | 0 | 0 | 0.94754 | 0.94754 | -0.12527 | -0.12527
Line5_6_7 | 0 | 0 | 0 | 0 | 0 | 0 | 0 | 0 | 0 | 0 | 0 | 0 | 0.94754 | 0.94754 | -0.12527 | -0.12527
Line6_7_8 | 0 | 0 | 0 | 0 | 0 | 0 | 0 | 0 | 0 | 0 | 0 | 0 | 0.94754 | 0.94754 | -0.12527 | -0.12527
Line7_8_9 | 0 | 0 | 0 | 0 | 0 | 0 | 0 | 0 | 0 | 0 | 0 | 0 | 0.94754 | 0.94754 | -0.12527 | -0.12527
Line8_8_10 | 0 | 0 | 0 | 0 | 0 | 0 | 0 | 0 | 0 | 0 | 0 | 0 | 0.94754 | 0.94754 | -0.12527 | -0.12527
Line9_3_11 | 0 | 0 | 0 | 0 | 0 | 0 | 0 | 0 | 0 | 0 | 0 | 0 | 0.94754 | 0.94754 | -0.12527 | -0.12527

## LLL_min_fault_10
name | pf_ikss_from_ka | pf_ikss_to_ka | pf_ip_from_ka | pf_ip_to_ka | pf_skss_from_mw | pf_skss_to_mw | pf_p_from_mw | pf_p_to_mw | pf_q_from_mvar | pf_q_to_mvar | pf_ikss_from_degree | pf_ikss_to_degree | pf_vm_from_pu | pf_vm_to_pu | pf_va_from_degree | pf_va_to_degree
Line0_1_2 | 0 | 0 | 0 | 0 | 0 | 0 | 0 | 0 | 0 | 0 | 0 | 0 | 0.89767 | 0.89767 | -0.12527 | -0.12527
Line10_11_12 | 0 | 0 | 0 | 0 | 0 | 0 | 0 | 0 | 0 | 0 | 0 | 0 | 0.89767 | 0.89767 | -0.12527 | -0.12527
Line11_12_13 | 0 | 0 | 0 | 0 | 0 | 0 | 0 | 0 | 0 | 0 | 0 | 0 | 0.89767 | 0.89767 | -0.12527 | -0.12527
Line12_13_15 | 0 | 0 | 0 | 0 | 0 | 0 | 0 | 0 | 0 | 0 | 0 | 0 | 0.89767 | 0.89767 | -0.12527 | -0.12527
Line13_13_14 | 0 | 0 | 0 | 0 | 0 | 0 | 0 | 0 | 0 | 0 | 0 | 0 | 0.89767 | 0.89767 | -0.12527 | -0.12527
Line14_15_16 | 0 | 0 | 0 | 0 | 0 | 0 | 0 | 0 | 0 | 0 | 0 | 0 | 0.89767 | 0.89767 | -0.12527 | -0.12527
Line15_16_17 | 0 | 0 | 0 | 0 | 0 | 0 | 0 | 0 | 0 | 0 | 0 | 0 | 0.89767 | 0.89767 | -0.12527 | -0.12527
Line16_4_18 | 0.02909 | 0.02909 | 0 | 0.048045 | 0.020154 | 0.020154 | 0.012742 | -0.012693 | 0.012744 | -0.012693 | -45.1344 | 134.8656 | 0.89418 | 0.89069 | -0.1298 | -0.13436
Line17_5_19 | 0 | 0 | 0 | 0 | 0 | 0 | 0 | 0 | 0 | 0 | 0 | 0 | 0.89767 | 0.89767 | -0.12527 | -0.12527
Line1_1_3 | 0 | 0 | 0 | 0 | 0 | 0 | 0 | 0 | 0 | 0 | 0 | 0 | 0.89767 | 0.89767 | -0.12527 | -0.12527
Line2_1_4 | 0.02909 | 0.02909 | 0 | 0 | 0.020154 | 0.020154 | 0.012791 | -0.012742 | 0.012795 | -0.012744 | -45.1344 | 134.8656 | 0.89767 | 0.89418 | -0.12527 | -0.1298
Line3_1_5 | 0 | 0 | 0 | 0 | 0 | 0 | 0 | 0 | 0 | 0 | 0 | 0 | 0.89767 | 0.89767 | -0.12527 | -0.12527
Line4_2_6 | 0 | 0 | 0 | 0 | 0 | 0 | 0 | 0 | 0 | 0 | 0 | 0 | 0.89767 | 0.89767 | -0.12527 | -0.12527
Line5_6_7 | 0 | 0 | 0 | 0 | 0 | 0 | 0 | 0 | 0 | 0 | 0 | 0 | 0.89767 | 0.89767 | -0.12527 | -0.12527
Line6_7_8 | 0 | 0 | 0 | 0 | 0 | 0 | 0 | 0 | 0 | 0 | 0 | 0 | 0.89767 | 0.89767 | -0.12527 | -0.12527
Line7_8_9 | 0 | 0 | 0 | 0 | 0 | 0 | 0 | 0 | 0 | 0 | 0 | 0 | 0.89767 | 0.89767 | -0.12527 | -0.12527
Line8_8_10 | 0 | 0 | 0 | 0 | 0 | 0 | 0 | 0 | 0 | 0 | 0 | 0 | 0.89767 | 0.89767 | -0.12527 | -0.12527
Line9_3_11 | 0 | 0 | 0 | 0 | 0 | 0 | 0 | 0 | 0 | 0 | 0 | 0 | 0.89767 | 0.89767 | -0.12527 | -0.12527

## LL_max_6
name | pf_ikss_a_from_ka | pf_ikss_b_from_ka | pf_ikss_c_from_ka | pf_ikss_a_to_ka | pf_ikss_b_to_ka | pf_ikss_c_to_ka | pf_skss_a_from_mw | pf_skss_b_from_mw | pf_skss_c_from_mw | pf_skss_a_to_mw | pf_skss_b_to_mw | pf_skss_c_to_mw | pf_p_a_from_mw | pf_p_b_from_mw | pf_p_c_from_mw | pf_p_a_to_mw | pf_p_b_to_mw | pf_p_c_to_mw | pf_q_a_from_mvar | pf_q_b_from_mvar | pf_q_c_from_mvar | pf_q_a_to_mvar | pf_q_b_to_mvar | pf_q_c_to_mvar | pf_ikss_a_from_degree | pf_ikss_b_from_degree | pf_ikss_c_from_degree | pf_ikss_a_to_degree | pf_ikss_b_to_degree | pf_ikss_c_to_degree | pf_vm_a_from_pu | pf_vm_b_from_pu | pf_vm_c_from_pu | pf_vm_a_to_pu | pf_vm_b_to_pu | pf_vm_c_to_pu | pf_va_a_from_degree | pf_va_b_from_degree | pf_va_c_from_degree | pf_va_a_to_degree | pf_va_b_to_degree | pf_va_c_to_degree
Line0_1_2 | 0.14434 | 0.14434 | 0.14434 | 0.14434 | 0.14434 | 0.14434 | 0.033333 | 0.033333 | 0.033333 | 0.033333 | 0.033333 | 0.033333 | -0.0029927 | -0.010172 | 0.00094095 | 0.003201 | 0.01038 | -0.00073262 | -0.036811 | -0.028124 | -0.02625 | 0.037227 | 0.02854 | 0.026666 | 94.7872 | -25.2127 | -145.2128 | -85.2128 | 154.7873 | 34.7872 | 1.108 | 0.8972 | 0.788 | 1.1209 | 0.91108 | 0.80029 | 0.13929 | -135.0975 | 126.8402 | -0.12735 | -135.1997 | 126.3609
Line10_11_12 | 0.14434 | 0.14434 | 0.14434 | 0.14434 | 0.14434 | 0.14434 | 0.033333 | 0.033333 | 0.033333 | 0.033333 | 0.033333 | 0.033333 | -0.0034094 | -0.010589 | 0.00052428 | 0.0036177 | 0.010797 | -0.00031595 | -0.037644 | -0.028957 | -0.027083 | 0.038061 | 0.029374 | 0.0275 | 94.7872 | -25.2127 | -145.2128 | -85.2128 | 154.7873 | 34.7872 | 1.1339 | 0.92497 | 0.81264 | 1.147 | 0.93885 | 0.82505 | -0.38788 | -135.2989 | 125.8962 | -0.6425 | -135.3951 | 125.4455
Line11_12_13 | 0.14434 | 0.14434 | 0.14434 | 0.14434 | 0.14434 | 0.14434 | 0.033333 | 0.033333 | 0.033333 | 0.033333 | 0.033333 | 0.033333 | -0.0036177 | -0.010797 | 0.00031595 | 0.003826 | 0.011005 | -0.00010762 | -0.038061 | -0.029374 | -0.0275 | 0.038477 | 0.02979 | 0.027916 | 94.7872 | -25.2127 | -145.2128 | -85.2128 | 154.7873 | 34.7872 | 1.147 | 0.93885 | 0.82505 | 1.16 | 0.95274 | 0.8375 | -0.6425 | -135.3951 | 125.4455 | -0.89139 | -135.4885 | 125.0081
Line12_13_15 | 0 | 0 | 0 | 0 | 0 | 0 | 0 | 0 | 0 | 0 | 0 | 0 | 1.4055e-09 | -6.1963e-10 | -1.9207e-09 | -1.4055e-09 | 6.1963e-10 | 1.9207e-09 | 2.0844e-10 | 2.9386e-09 | -8.4443e-10 | -2.0844e-10 | -2.9386e-09 | 8.4443e-10 | 0 | 0 | 0 | 0 | 0 | 0 | 1.16 | 0.95274 | 0.8375 | 1.16 | 0.95274 | 0.8375 | -0.89139 | -135.4885 | 125.0081 | -0.89139 | -135.4885 | 125.0081
Line13_13_14 | 0.14434 | 0.14434 | 0.14434 | 0.14434 | 0.14434 | 0.14434 | 0.033333 | 0.033333 | 0.033333 | 0.033333 | 0.033333 | 0.033333 | -0.003826 | -0.011005 | 0.00010762 | 0.0040344 | 0.011214 | 0.00010071 | -0.038477 | -0.02979 | -0.027916 | 0.038894 | 0.030207 | 0.028333 | 94.7872 | -25.2127 | -145.2128 | -85.2128 | 154.7873 | 34.7872 | 1.16 | 0.95274 | 0.8375 | 1.1731 | 0.96664 | 0.85 | -0.89139 | -135.4885 | 125.0081 | -1.1347 | -135.5793 | 124.5836
Line14_15_16 | 0 | 0 | 0 | 0 | 0 | 0 | 0 | 0 | 0 | 0 | 0 | 0 | 9.3698e-10 | -4.1308e-10 | -1.2805e-09 | -9.3698e-10 | 4.1308e-10 | 1.2805e-09 | 1.3896e-10 | 1.9591e-09 | -5.6295e-10 | -1.3896e-10 | -1.9591e-09 | 5.6295e-10 | 0 | 0 | 0 | 0 | 0 | 0 | 1.16 | 0.95274 | 0.8375 | 1.16 | 0.95274 | 0.8375 | -0.89139 | -135.4885 | 125.0081 | -0.89139 | -135.4885 | 125.0081
Line15_16_17 | 0 | 0 | 0 | 0 | 0 | 0 | 0 | 0 | 0 | 0 | 0 | 0 | 4.6849e-10 | -2.0654e-10 | -6.4025e-10 | -4.6849e-10 | 2.0654e-10 | 6.4025e-10 | 6.9479e-11 | 9.7954e-10 | -2.8148e-10 | -6.9479e-11 | -9.7954e-10 | 2.8148e-10 | 0 | 0 | 0 | 0 | 0 | 0 | 1.16 | 0.95274 | 0.8375 | 1.16 | 0.95274 | 0.8375 | -0.89139 | -135.4885 | 125.0081 | -0.89139 | -135.4885 | 125.0081
Line16_4_18 | 0 | 3.353 | 3.353 | 0 | 3.353 | 3.353 | 0 | 0.77434 | 0.77434 | 0 | 0.77434 | 0.77434 | 2.948e-10 | 0.52268 | -0.29783 | -2.948e-10 | -0.41026 | 0.41026 | 2.6697e-16 | 0.082418 | 0.36728 | -2.2543e-16 | 0.14243 | -0.14243 | 0 | -160.8543 | 19.1457 | 0 | 19.1457 | -160.8543 | 1.1217 | 0.68335 | 0.61067 | 1.1217 | 0.56084 | 0.56084 | -4.5877e-06 | -151.8935 | 148.1848 | -4.5928e-06 | 180 | 180
Line17_5_19 | 0.14434 | 0.14434 | 0.14434 | 0.14434 | 0.14434 | 0.14434 | 0.033333 | 0.033333 | 0.033333 | 0.033333 | 0.033333 | 0.033333 | -0.003201 | -0.01038 | 0.00073262 | 0.0034094 | 0.010589 | -0.00052429 | -0.037227 | -0.02854 | -0.026666 | 0.037644 | 0.028957 | 0.027083 | 94.7872 | -25.2127 | -145.2128 | -85.2128 | 154.7873 | 34.7872 | 1.1209 | 0.91108 | 0.80029 | 1.1339 | 0.92497 | 0.81264 | -0.12735 | -135.1997 | 126.3609 | -0.38788 | -135.2989 | 125.8962
Line1_1_3 | 0.14434 | 0.14434 | 0.14434 | 0.14434 | 0.14434 | 0.14434 | 0.033333 | 0.033333 | 0.033333 | 0.033333 | 0.033333 | 0.033333 | -0.0029927 | -0.010172 | 0.00094095 | 0.003201 | 0.01038 | -0.00073262 | -0.036811 | -0.028124 | -0.02625 | 0.037227 | 0.02854 | 0.026666 | 94.7872 | -25.2127 | -145.2128 | -85.2128 | 154.7873 | 34.7872 | 1.108 | 0.8972 | 0.788 | 1.1209 | 0.91108 | 0.80029 | 0.13929 | -135.0975 | 126.8402 | -0.12735 | -135.1997 | 126.3609
Line2_1_4 | 0.14434 | 3.2339 | 3.2242 | 0.14434 | 3.2339 | 3.2242 | 0.033333 | 0.74683 | 0.7446 | 0.033333 | 0.74683 | 0.7446 | -0.0097536 | 0.61051 | -0.18939 | 0.0099619 | -0.50593 | 0.29335 | -0.035621 | 0.27614 | 0.55534 | 0.036038 | -0.066984 | -0.34743 | 105.4524 | -159.4355 | 18.0089 | -74.5476 | 20.5645 | -161.9911 | 1.108 | 0.8972 | 0.788 | 1.1217 | 0.68335 | 0.61067 | 0.13929 | -135.0975 | 126.8402 | -4.5877e-06 | -151.8935 | 148.1848
Line3_1_5 | 0.14434 | 0.14434 | 0.14434 | 0.14434 | 0.14434 | 0.14434 | 0.033333 | 0.033333 | 0.033333 | 0.033333 | 0.033333 | 0.033333 | -0.0029927 | -0.010172 | 0.00094096 | 0.003201 | 0.01038 | -0.00073262 | -0.036811 | -0.028124 | -0.02625 | 0.037227 | 0.02854 | 0.026666 | 94.7872 | -25.2127 | -145.2128 | -85.2128 | 154.7873 | 34.7872 | 1.108 | 0.8972 | 0.788 | 1.1209 | 0.91108 | 0.80029 | 0.13929 | -135.0975 | 126.8402 | -0.12735 | -135.1997 | 126.3609
Line4_2_6 | 0.14434 | 0.14434 | 0.14434 | 0.14434 | 0.14434 | 0.14434 | 0.033333 | 0.033333 | 0.033333 | 0.033333 | 0.033333 | 0.033333 | -0.003201 | -0.01038 | 0.00073262 | 0.0034094 | 0.010589 | -0.00052429 | -0.037227 | -0.02854 | -0.026666 | 0.037644 | 0.028957 | 0.027083 | 94.7872 | -25.2127 | -145.2128 | -85.2128 | 154.7873 | 34.7872 | 1.1209 | 0.91108 | 0.80029 | 1.1339 | 0.92497 | 0.81264 | -0.12735 | -135.1997 | 126.3609 | -0.38788 | -135.2989 | 125.8962
Line5_6_7 | 0.14434 | 0.14434 | 0.14434 | 0.14434 | 0.14434 | 0.14434 | 0.033333 | 0.033333 | 0.033333 | 0.033333 | 0.033333 | 0.033333 | -0.0034094 | -0.010589 | 0.00052429 | 0.0036177 | 0.010797 | -0.00031595 | -0.037644 | -0.028957 | -0.027083 | 0.038061 | 0.029374 | 0.0275 | 94.7872 | -25.2127 | -145.2128 | -85.2128 | 154.7873 | 34.7872 | 1.1339 | 0.92497 | 0.81264 | 1.147 | 0.93885 | 0.82505 | -0.38788 | -135.2989 | 125.8962 | -0.6425 | -135.3951 | 125.4455
Line6_7_8 | 0 | 0 | 0 | 0 | 0 | 0 | 0 | 0 | 0 | 0 | 0 | 0 | 1.2243e-09 | -7.5875e-10 | -1.9986e-09 | -1.2243e-09 | 7.5875e-10 | 1.9986e-09 | 1.4855e-10 | 2.8787e-09 | -9.0431e-10 | -1.4855e-10 | -2.8787e-09 | 9.0431e-10 | 0 | 0 | 0 | 0 | 0 | 0 | 1.147 | 0.93885 | 0.82505 | 1.147 | 0.93885 | 0.82505 | -0.6425 | -135.3951 | 125.4455 | -0.6425 | -135.3951 | 125.4455
Line7_8_9 | 0 | 0 | 0 | 0 | 0 | 0 | 0 | 0 | 0 | 0 | 0 | 0 | 4.081e-10 | -2.5292e-10 | -6.6619e-10 | -4.081e-10 | 2.5292e-10 | 6.6619e-10 | 4.9517e-11 | 9.5958e-10 | -3.0144e-10 | -4.9517e-11 | -9.5958e-10 | 3.0144e-10 | 0 | 0 | 0 | 0 | 0 | 0 | 1.147 | 0.93885 | 0.82505 | 1.147 | 0.93885 | 0.82505 | -0.6425 | -135.3951 | 125.4455 | -0.6425 | -135.3951 | 125.4455
Line8_8_10 | 0 | 0 | 0 | 0 | 0 | 0 | 0 | 0 | 0 | 0 | 0 | 0 | 4.081e-10 | -2.5292e-10 | -6.6619e-10 | -4.081e-10 | 2.5292e-10 | 6.6619e-10 | 4.9517e-11 | 9.5958e-10 | -3.0144e-10 | -4.9517e-11 | -9.5958e-10 | 3.0144e-10 | 0 | 0 | 0 | 0 | 0 | 0 | 1.147 | 0.93885 | 0.82505 | 1.147 | 0.93885 | 0.82505 | -0.6425 | -135.3951 | 125.4455 | -0.6425 | -135.3951 | 125.4455
Line9_3_11 | 0.14434 | 0.14434 | 0.14434 | 0.14434 | 0.14434 | 0.14434 | 0.033333 | 0.033333 | 0.033333 | 0.033333 | 0.033333 | 0.033333 | -0.003201 | -0.01038 | 0.00073262 | 0.0034094 | 0.010589 | -0.00052428 | -0.037227 | -0.02854 | -0.026666 | 0.037644 | 0.028957 | 0.027083 | 94.7872 | -25.2127 | -145.2128 | -85.2128 | 154.7873 | 34.7872 | 1.1209 | 0.91108 | 0.80029 | 1.1339 | 0.92497 | 0.81264 | -0.12735 | -135.1997 | 126.3609 | -0.38788 | -135.2989 | 125.8962

## LL_max_10
name | pf_ikss_a_from_ka | pf_ikss_b_from_ka | pf_ikss_c_from_ka | pf_ikss_a_to_ka | pf_ikss_b_to_ka | pf_ikss_c_to_ka | pf_skss_a_from_mw | pf_skss_b_from_mw | pf_skss_c_from_mw | pf_skss_a_to_mw | pf_skss_b_to_mw | pf_skss_c_to_mw | pf_p_a_from_mw | pf_p_b_from_mw | pf_p_c_from_mw | pf_p_a_to_mw | pf_p_b_to_mw | pf_p_c_to_mw | pf_q_a_from_mvar | pf_q_b_from_mvar | pf_q_c_from_mvar | pf_q_a_to_mvar | pf_q_b_to_mvar | pf_q_c_to_mvar | pf_ikss_a_from_degree | pf_ikss_b_from_degree | pf_ikss_c_from_degree | pf_ikss_a_to_degree | pf_ikss_b_to_degree | pf_ikss_c_to_degree | pf_vm_a_from_pu | pf_vm_b_from_pu | pf_vm_c_from_pu | pf_vm_a_to_pu | pf_vm_b_to_pu | pf_vm_c_to_pu | pf_va_a_from_degree | pf_va_b_from_degree | pf_va_c_from_degree | pf_va_a_to_degree | pf_va_b_to_degree | pf_va_c_to_degree
Line0_1_2 | 0.14434 | 0.14434 | 0.14434 | 0.14434 | 0.14434 | 0.14434 | 0.033333 | 0.033333 | 0.033333 | 0.033333 | 0.033333 | 0.033333 | -0.0031372 | -0.010848 | 0.001154 | 0.0033455 | 0.011057 | -0.00094565 | -0.038563 | -0.029156 | -0.027182 | 0.03898 | 0.029573 | 0.027599 | 94.7868 | -25.213 | -145.2131 | -85.2132 | 154.787 | 34.7869 | 1.1607 | 0.93327 | 0.81619 | 1.1737 | 0.94717 | 0.82844 | 0.13596 | -135.622 | 127.2179 | -0.11866 | -135.7126 | 126.7493
Line10_11_12 | 0.14434 | 0.14434 | 0.14434 | 0.14434 | 0.14434 | 0.14434 | 0.033333 | 0.033333 | 0.033333 | 0.033333 | 0.033333 | 0.033333 | -0.0035539 | -0.011265 | 0.00073731 | 0.0037622 | 0.011473 | -0.00052898 | -0.039397 | -0.02999 | -0.028015 | 0.039813 | 0.030406 | 0.028432 | 94.7868 | -25.213 | -145.2131 | -85.2132 | 154.787 | 34.7869 | 1.1867 | 0.96107 | 0.84075 | 1.1997 | 0.97497 | 0.8531 | -0.36771 | -135.8007 | 126.2945 | -0.61135 | -135.8862 | 125.8528
Line11_12_13 | 0.14434 | 0.14434 | 0.14434 | 0.14434 | 0.14434 | 0.14434 | 0.033333 | 0.033333 | 0.033333 | 0.033333 | 0.033333 | 0.033333 | -0.0037622 | -0.011473 | 0.00052898 | 0.0039705 | 0.011682 | -0.00032065 | -0.039813 | -0.030406 | -0.028432 | 0.04023 | 0.030823 | 0.028849 | 94.7868 | -25.213 | -145.2131 | -85.2132 | 154.787 | 34.7869 | 1.1997 | 0.97497 | 0.8531 | 1.2128 | 0.98887 | 0.86551 | -0.61135 | -135.8862 | 125.8528 | -0.84976 | -135.9693 | 125.4237
Line12_13_15 | 0 | 0 | 0 | 0 | 0 | 0 | 0 | 0 | 0 | 0 | 0 | 0 | 1.5059e-09 | -7.4709e-10 | -2.1856e-09 | -1.5059e-09 | 7.4709e-10 | 2.1856e-09 | 2.1763e-10 | 3.2919e-09 | -9.8988e-10 | -2.1763e-10 | -3.2919e-09 | 9.8988e-10 | 0 | 0 | 0 | 0 | 0 | 0 | 1.2128 | 0.98887 | 0.86551 | 1.2128 | 0.98887 | 0.86551 | -0.84976 | -135.9693 | 125.4237 | -0.84976 | -135.9693 | 125.4237
Line13_13_14 | 0.14434 | 0.14434 | 0.14434 | 0.14434 | 0.14434 | 0.14434 | 0.033333 | 0.033333 | 0.033333 | 0.033333 | 0.033333 | 0.033333 | -0.0039705 | -0.011682 | 0.00032065 | 0.0041789 | 0.01189 | -0.00011231 | -0.04023 | -0.030823 | -0.028849 | 0.040647 | 0.03124 | 0.029265 | 94.7868 | -25.213 | -145.2131 | -85.2132 | 154.787 | 34.7869 | 1.2128 | 0.98887 | 0.86551 | 1.2258 | 1.0028 | 0.87796 | -0.84976 | -135.9693 | 125.4237 | -1.0831 | -136.0501 | 125.0068
Line14_15_16 | 0 | 0 | 0 | 0 | 0 | 0 | 0 | 0 | 0 | 0 | 0 | 0 | 1.0039e-09 | -4.9806e-10 | -1.4571e-09 | -1.0039e-09 | 4.9806e-10 | 1.4571e-09 | 1.4509e-10 | 2.1946e-09 | -6.5992e-10 | -1.4509e-10 | -2.1946e-09 | 6.5992e-10 | 0 | 0 | 0 | 0 | 0 | 0 | 1.2128 | 0.98887 | 0.86551 | 1.2128 | 0.98887 | 0.86551 | -0.84976 | -135.9693 | 125.4237 | -0.84976 | -135.9693 | 125.4237
Line15_16_17 | 0 | 0 | 0 | 0 | 0 | 0 | 0 | 0 | 0 | 0 | 0 | 0 | 5.0197e-10 | -2.4903e-10 | -7.2854e-10 | -5.0197e-10 | 2.4903e-10 | 7.2854e-10 | 7.2543e-11 | 1.0973e-09 | -3.2996e-10 | -7.2543e-11 | -1.0973e-09 | 3.2996e-10 | 0 | 0 | 0 | 0 | 0 | 0 | 1.2128 | 0.98887 | 0.86551 | 1.2128 | 0.98887 | 0.86551 | -0.84976 | -135.9693 | 125.4237 | -0.84976 | -135.9693 | 125.4237
Line16_4_18 | 0 | 3.4555 | 3.4555 | 0 | 3.4555 | 3.4555 | 0 | 0.79802 | 0.79802 | 0 | 0.79802 | 0.79802 | 3.2046e-10 | 0.56271 | -0.32389 | -3.2046e-10 | -0.4433 | 0.4433 | 2.3357e-16 | 0.086905 | 0.39073 | -2.3355e-16 | 0.15191 | -0.15191 | 0 | -161.0844 | 18.9156 | 0 | 18.9156 | -161.0844 | 1.1744 | 0.71349 | 0.63597 | 1.1744 | 0.58721 | 0.58721 | -4.863e-06 | -152.305 | 148.5727 | -4.868e-06 | 180 | 180
Line17_5_19 | 0.14434 | 0.14434 | 0.14434 | 0.14434 | 0.14434 | 0.14434 | 0.033333 | 0.033333 | 0.033333 | 0.033333 | 0.033333 | 0.033333 | -0.0033455 | -0.011057 | 0.00094565 | 0.0035539 | 0.011265 | -0.00073732 | -0.03898 | -0.029573 | -0.027599 | 0.039397 | 0.02999 | 0.028015 | 94.7868 | -25.213 | -145.2131 | -85.2132 | 154.787 | 34.7869 | 1.1737 | 0.94717 | 0.82844 | 1.1867 | 0.96107 | 0.84075 | -0.11866 | -135.7126 | 126.7493 | -0.36771 | -135.8007 | 126.2945
Line1_1_3 | 0.14434 | 0.14434 | 0.14434 | 0.14434 | 0.14434 | 0.14434 | 0.033333 | 0.033333 | 0.033333 | 0.033333 | 0.033333 | 0.033333 | -0.0031372 | -0.010848 | 0.001154 | 0.0033455 | 0.011057 | -0.00094565 | -0.038563 | -0.029156 | -0.027182 | 0.03898 | 0.029573 | 0.027599 | 94.7868 | -25.213 | -145.2131 | -85.2132 | 154.787 | 34.7869 | 1.1607 | 0.93327 | 0.81619 | 1.1737 | 0.94717 | 0.82844 | 0.13596 | -135.622 | 127.2179 | -0.11866 | -135.7126 | 126.7493
Line2_1_4 | 0.14434 | 3.3364 | 3.3267 | 0.14434 | 3.3364 | 3.3267 | 0.033333 | 0.77052 | 0.76828 | 0.033333 | 0.77052 | 0.76828 | -0.010054 | 0.65649 | -0.20832 | 0.010263 | -0.54517 | 0.31899 | -0.037361 | 0.29348 | 0.59145 | 0.037778 | -0.070839 | -0.3701 | 105.198 | -159.7084 | 17.8148 | -74.802 | 20.2916 | -162.1852 | 1.1607 | 0.93327 | 0.81619 | 1.1744 | 0.71349 | 0.63597 | 0.13596 | -135.622 | 127.2179 | -4.863e-06 | -152.305 | 148.5727
Line3_1_5 | 0.14434 | 0.14434 | 0.14434 | 0.14434 | 0.14434 | 0.14434 | 0.033333 | 0.033333 | 0.033333 | 0.033333 | 0.033333 | 0.033333 | -0.0031372 | -0.010848 | 0.001154 | 0.0033455 | 0.011057 | -0.00094565 | -0.038563 | -0.029156 | -0.027182 | 0.03898 | 0.029573 | 0.027599 | 94.7868 | -25.213 | -145.2131 | -85.2132 | 154.787 | 34.7869 | 1.1607 | 0.93327 | 0.81619 | 1.1737 | 0.94717 | 0.82844 | 0.13596 | -135.622 | 127.2179 | -0.11866 | -135.7126 | 126.7493
Line4_2_6 | 0.14434 | 0.14434 | 0.14434 | 0.14434 | 0.14434 | 0.14434 | 0.033333 | 0.033333 | 0.033333 | 0.033333 | 0.033333 | 0.033333 | -0.0033455 | -0.011057 | 0.00094565 | 0.0035539 | 0.011265 | -0.00073731 | -0.03898 | -0.029573 | -0.027599 | 0.039397 | 0.02999 | 0.028015 | 94.7868 | -25.213 | -145.2131 | -85.2132 | 154.787 | 34.7869 | 1.1737 | 0.94717 | 0.82844 | 1.1867 | 0.96107 | 0.84075 | -0.11866 | -135.7126 | 126.7493 | -0.36771 | -135.8007 | 126.2945
Line5_6_7 | 0.14434 | 0.14434 | 0.14434 | 0.14434 | 0.14434 | 0.14434 | 0.033333 | 0.033333 | 0.033333 | 0.033333 | 0.033333 | 0.033333 | -0.0035539 | -0.011265 | 0.00073731 | 0.0037622 | 0.011473 | -0.00052898 | -0.039397 | -0.02999 | -0.028015 | 0.039813 | 0.030406 | 0.028432 | 94.7868 | -25.213 | -145.2131 | -85.2132 | 154.787 | 34.7869 | 1.1867 | 0.96107 | 0.84075 | 1.1997 | 0.97497 | 0.8531 | -0.36771 | -135.8007 | 126.2945 | -0.61135 | -135.8862 | 125.8528
Line6_7_8 | 0 | 0 | 0 | 0 | 0 | 0 | 0 | 0 | 0 | 0 | 0 | 0 | 1.3168e-09 | -8.9038e-10 | -2.2631e-09 | -1.3168e-09 | 8.9038e-10 | 2.2631e-09 | 1.5489e-10 | 3.2292e-09 | -1.0526e-09 | -1.5489e-10 | -3.2292e-09 | 1.0526e-09 | 0 | 0 | 0 | 0 | 0 | 0 | 1.1997 | 0.97497 | 0.8531 | 1.1997 | 0.97497 | 0.8531 | -0.61135 | -135.8862 | 125.8528 | -0.61135 | -135.8862 | 125.8528
Line7_8_9 | 0 | 0 | 0 | 0 | 0 | 0 | 0 | 0 | 0 | 0 | 0 | 0 | 4.3894e-10 | -2.9679e-10 | -7.5437e-10 | -4.3894e-10 | 2.9679e-10 | 7.5437e-10 | 5.163e-11 | 1.0764e-09 | -3.5087e-10 | -5.163e-11 | -1.0764e-09 | 3.5087e-10 | 0 | 0 | 0 | 0 | 0 | 0 | 1.1997 | 0.97497 | 0.8531 | 1.1997 | 0.97497 | 0.8531 | -0.61135 | -135.8862 | 125.8528 | -0.61135 | -135.8862 | 125.8528
Line8_8_10 | 0 | 0 | 0 | 0 | 0 | 0 | 0 | 0 | 0 | 0 | 0 | 0 | 4.3894e-10 | -2.9679e-10 | -7.5437e-10 | -4.3894e-10 | 2.9679e-10 | 7.5437e-10 | 5.163e-11 | 1.0764e-09 | -3.5087e-10 | -5.163e-11 | -1.0764e-09 | 3.5087e-10 | 0 | 0 | 0 | 0 | 0 | 0 | 1.1997 | 0.97497 | 0.8531 | 1.1997 | 0.97497 | 0.8531 | -0.61135 | -135.8862 | 125.8528 | -0.61135 | -135.8862 | 125.8528
Line9_3_11 | 0.14434 | 0.14434 | 0.14434 | 0.14434 | 0.14434 | 0.14434 | 0.033333 | 0.033333 | 0.033333 | 0.033333 | 0.033333 | 0.033333 | -0.0033455 | -0.011057 | 0.00094565 | 0.0035539 | 0.011265 | -0.00073731 | -0.03898 | -0.029573 | -0.027599 | 0.039397 | 0.02999 | 0.028015 | 94.7868 | -25.213 | -145.2131 | -85.2132 | 154.787 | 34.7869 | 1.1737 | 0.94717 | 0.82844 | 1.1867 | 0.96107 | 0.84075 | -0.11866 | -135.7126 | 126.7493 | -0.36771 | -135.8007 | 126.2945

## LL_max_fault_6
name | pf_ikss_a_from_ka | pf_ikss_b_from_ka | pf_ikss_c_from_ka | pf_ikss_a_to_ka | pf_ikss_b_to_ka | pf_ikss_c_to_ka | pf_skss_a_from_mw | pf_skss_b_from_mw | pf_skss_c_from_mw | pf_skss_a_to_mw | pf_skss_b_to_mw | pf_skss_c_to_mw | pf_p_a_from_mw | pf_p_b_from_mw | pf_p_c_from_mw | pf_p_a_to_mw | pf_p_b_to_mw | pf_p_c_to_mw | pf_q_a_from_mvar | pf_q_b_from_mvar | pf_q_c_from_mvar | pf_q_a_to_mvar | pf_q_b_to_mvar | pf_q_c_to_mvar | pf_ikss_a_from_degree | pf_ikss_b_from_degree | pf_ikss_c_from_degree | pf_ikss_a_to_degree | pf_ikss_b_to_degree | pf_ikss_c_to_degree | pf_vm_a_from_pu | pf_vm_b_from_pu | pf_vm_c_from_pu | pf_vm_a_to_pu | pf_vm_b_to_pu | pf_vm_c_to_pu | pf_va_a_from_degree | pf_va_b_from_degree | pf_va_c_from_degree | pf_va_a_to_degree | pf_va_b_to_degree | pf_va_c_to_degree
Line0_1_2 | 0.14434 | 0.14434 | 0.14434 | 0.14434 | 0.14434 | 0.14434 | 0.033333 | 0.033333 | 0.033333 | 0.033333 | 0.033333 | 0.033333 | -0.0029927 | -0.0031827 | -0.0030109 | 0.0032011 | 0.003391 | 0.0032192 | -0.036811 | -0.036722 | -0.036602 | 0.037228 | 0.037139 | 0.037019 | 94.7872 | -25.2128 | -145.2128 | -85.2128 | 154.7872 | 34.7872 | 1.108 | 1.1058 | 1.1018 | 1.1209 | 1.1188 | 1.1147 | 0.13929 | -120.1662 | 120.0847 | -0.12735 | -120.4298 | 119.8172
Line10_11_12 | 0.14434 | 0.14434 | 0.14434 | 0.14434 | 0.14434 | 0.14434 | 0.033333 | 0.033333 | 0.033333 | 0.033333 | 0.033333 | 0.033333 | -0.0034094 | -0.0035994 | -0.0034275 | 0.0036177 | 0.0038077 | 0.0036359 | -0.037644 | -0.037555 | -0.037435 | 0.038061 | 0.037972 | 0.037852 | 94.7872 | -25.2128 | -145.2128 | -85.2128 | 154.7872 | 34.7872 | 1.1339 | 1.1318 | 1.1278 | 1.147 | 1.1449 | 1.1408 | -0.38788 | -120.6874 | 119.5559 | -0.64249 | -120.9391 | 119.3005
Line11_12_13 | 0.14434 | 0.14434 | 0.14434 | 0.14434 | 0.14434 | 0.14434 | 0.033333 | 0.033333 | 0.033333 | 0.033333 | 0.033333 | 0.033333 | -0.0036177 | -0.0038077 | -0.0036359 | 0.0038261 | 0.004016 | 0.0038442 | -0.038061 | -0.037972 | -0.037852 | 0.038478 | 0.038389 | 0.038269 | 94.7872 | -25.2128 | -145.2128 | -85.2128 | 154.7872 | 34.7872 | 1.147 | 1.1449 | 1.1408 | 1.16 | 1.1579 | 1.1538 | -0.64249 | -120.9391 | 119.3005 | -0.89139 | -121.1851 | 119.0509
Line12_13_15 | 0 | 0 | 0 | 0 | 0 | 0 | 0 | 0 | 0 | 0 | 0 | 0 | 1.4055e-09 | 1.3778e-09 | 1.3197e-09 | -1.4055e-09 | -1.3778e-09 | -1.3197e-09 | 2.0844e-10 | 2.766e-10 | 2.2074e-10 | -2.0844e-10 | -2.766e-10 | -2.2074e-10 | 0 | 0 | 0 | 0 | 0 | 0 | 1.16 | 1.1579 | 1.1538 | 1.16 | 1.1579 | 1.1538 | -0.89139 | -121.1851 | 119.0509 | -0.89139 | -121.1851 | 119.0509
Line13_13_14 | 0.14434 | 0.14434 | 0.14434 | 0.14434 | 0.14434 | 0.14434 | 0.033333 | 0.033333 | 0.033333 | 0.033333 | 0.033333 | 0.033333 | -0.0038261 | -0.004016 | -0.0038442 | 0.0040344 | 0.0042244 | 0.0040525 | -0.038478 | -0.038389 | -0.038269 | 0.038894 | 0.038805 | 0.038685 | 94.7872 | -25.2128 | -145.2128 | -85.2128 | 154.7872 | 34.7872 | 1.16 | 1.1579 | 1.1538 | 1.1731 | 1.171 | 1.1669 | -0.89139 | -121.1851 | 119.0509 | -1.1347 | -121.4256 | 118.8069
Line14_15_16 | 0 | 0 | 0 | 0 | 0 | 0 | 0 | 0 | 0 | 0 | 0 | 0 | 9.3698e-10 | 9.1856e-10 | 8.7982e-10 | -9.3698e-10 | -9.1856e-10 | -8.7982e-10 | 1.3896e-10 | 1.844e-10 | 1.4716e-10 | -1.3896e-10 | -1.844e-10 | -1.4716e-10 | 0 | 0 | 0 | 0 | 0 | 0 | 1.16 | 1.1579 | 1.1538 | 1.16 | 1.1579 | 1.1538 | -0.89139 | -121.1851 | 119.0509 | -0.89139 | -121.1851 | 119.0509
Line15_16_17 | 0 | 0 | 0 | 0 | 0 | 0 | 0 | 0 | 0 | 0 | 0 | 0 | 4.6849e-10 | 4.5928e-10 | 4.3991e-10 | -4.6849e-10 | -4.5928e-10 | -4.3991e-10 | 6.9478e-11 | 9.2201e-11 | 7.3579e-11 | -6.9479e-11 | -9.2201e-11 | -7.3579e-11 | 0 | 0 | 0 | 0 | 0 | 0 | 1.16 | 1.1579 | 1.1538 | 1.16 | 1.1579 | 1.1538 | -0.89139 | -121.1851 | 119.0509 | -0.89139 | -121.1851 | 119.0509
Line16_4_18 | 0 | 0.062387 | 0.062387 | 0 | 0.062387 | 0.062387 | 0 | 0.014408 | 0.014408 | 0 | 0.014408 | 0.014408 | 2.948e-10 | 0.015529 | 0.0040094 | -2.948e-10 | -0.01549 | -0.0039705 | -2.133e-17 | 0.0041411 | 0.015475 | -1.4965e-17 | -0.0040632 | -0.015398 | 0 | -135.4649 | 44.5351 | 0 | 44.5351 | -135.4649 | 1.1217 | 1.1155 | 1.1096 | 1.1217 | 1.1115 | 1.1037 | -1.1178e-07 | -120.5336 | 120.01 | -1.1681e-07 | -120.7668 | 120.0754
Line17_5_19 | 0.14434 | 0.14434 | 0.14434 | 0.14434 | 0.14434 | 0.14434 | 0.033333 | 0.033333 | 0.033333 | 0.033333 | 0.033333 | 0.033333 | -0.0032011 | -0.003391 | -0.0032192 | 0.0034094 | 0.0035994 | 0.0034275 | -0.037228 | -0.037139 | -0.037019 | 0.037644 | 0.037555 | 0.037435 | 94.7872 | -25.2128 | -145.2128 | -85.2128 | 154.7872 | 34.7872 | 1.1209 | 1.1188 | 1.1147 | 1.1339 | 1.1318 | 1.1278 | -0.12735 | -120.4298 | 119.8172 | -0.38788 | -120.6874 | 119.5559
Line1_1_3 | 0.14434 | 0.14434 | 0.14434 | 0.14434 | 0.14434 | 0.14434 | 0.033333 | 0.033333 | 0.033333 | 0.033333 | 0.033333 | 0.033333 | -0.0029927 | -0.0031827 | -0.0030109 | 0.0032011 | 0.003391 | 0.0032192 | -0.036811 | -0.036722 | -0.036602 | 0.037228 | 0.037139 | 0.037019 | 94.7872 | -25.2128 | -145.2128 | -85.2128 | 154.7872 | 34.7872 | 1.108 | 1.1058 | 1.1018 | 1.1209 | 1.1188 | 1.1147 | 0.13929 | -120.1662 | 120.0847 | -0.12735 | -120.4298 | 119.8172
Line2_1_4 | 0.14434 | 0.12439 | 0.081964 | 0.14434 | 0.12439 | 0.081964 | 0.033333 | 0.028726 | 0.018929 | 0.033333 | 0.028726 | 0.018929 | -0.0097536 | 0.0054434 | -0.0057716 | 0.009962 | -0.0052887 | 0.0058388 | -0.035621 | -0.031295 | -0.020041 | 0.036038 | 0.031604 | 0.020175 | 105.4525 | -40.0335 | -133.8492 | -74.5475 | 139.9665 | 46.1508 | 1.108 | 1.1058 | 1.1018 | 1.1217 | 1.1155 | 1.1096 | 0.13929 | -120.1662 | 120.0847 | -1.1178e-07 | -120.5336 | 120.01
Line3_1_5 | 0.14434 | 0.14434 | 0.14434 | 0.14434 | 0.14434 | 0.14434 | 0.033333 | 0.033333 | 0.033333 | 0.033333 | 0.033333 | 0.033333 | -0.0029927 | -0.0031827 | -0.0030109 | 0.0032011 | 0.003391 | 0.0032192 | -0.036811 | -0.036722 | -0.036602 | 0.037228 | 0.037139 | 0.037019 | 94.7872 | -25.2128 | -145.2128 | -85.2128 | 154.7872 | 34.7872 | 1.108 | 1.1058 | 1.1018 | 1.1209 | 1.1188 | 1.1147 | 0.13929 | -120.1662 | 120.0847 | -0.12735 | -120.4298 | 119.8172
Line4_2_6 | 0.14434 | 0.14434 | 0.14434 | 0.14434 | 0.14434 | 0.14434 | 0.033333 | 0.033333 | 0.033333 | 0.033333 | 0.033333 | 0.033333 | -0.0032011 | -0.003391 | -0.0032192 | 0.0034094 | 0.0035994 | 0.0034275 | -0.037228 | -0.037139 | -0.037019 | 0.037644 | 0.037555 | 0.037435 | 94.7872 | -25.2128 | -145.2128 | -85.2128 | 154.7872 | 34.7872 | 1.1209 | 1.1188 | 1.1147 | 1.1339 | 1.1318 | 1.1278 | -0.12735 | -120.4298 | 119.8172 | -0.38788 | -120.6874 | 119.5559
Line5_6_7 | 0.14434 | 0.14434 | 0.14434 | 0.14434 | 0.14434 | 0.14434 | 0.033333 | 0.033333 | 0.033333 | 0.033333 | 0.033333 | 0.033333 | -0.0034094 | -0.0035994 | -0.0034275 | 0.0036177 | 0.0038077 | 0.0036359 | -0.037644 | -0.037555 | -0.037435 | 0.038061 | 0.037972 | 0.037852 | 94.7872 | -25.2128 | -145.2128 | -85.2128 | 154.7872 | 34.7872 | 1.1339 | 1.1318 | 1.1278 | 1.147 | 1.1449 | 1.1408 | -0.38788 | -120.6874 | 119.5559 | -0.64249 | -120.9391 | 119.3005
Line6_7_8 | 0 | 0 | 0 | 0 | 0 | 0 | 0 | 0 | 0 | 0 | 0 | 0 | 1.2243e-09 | 1.1966e-09 | 1.1402e-09 | -1.2243e-09 | -1.1966e-09 | -1.1402e-09 | 1.4855e-10 | 2.1672e-10 | 1.6085e-10 | -1.4855e-10 | -2.1672e-10 | -1.6085e-10 | 0 | 0 | 0 | 0 | 0 | 0 | 1.147 | 1.1449 | 1.1408 | 1.147 | 1.1449 | 1.1408 | -0.64249 | -120.9391 | 119.3005 | -0.64249 | -120.9391 | 119.3005
Line7_8_9 | 0 | 0 | 0 | 0 | 0 | 0 | 0 | 0 | 0 | 0 | 0 | 0 | 4.081e-10 | 3.9887e-10 | 3.8007e-10 | -4.081e-10 | -3.9887e-10 | -3.8007e-10 | 4.9516e-11 | 7.2239e-11 | 5.3617e-11 | -4.9517e-11 | -7.2239e-11 | -5.3617e-11 | 0 | 0 | 0 | 0 | 0 | 0 | 1.147 | 1.1449 | 1.1408 | 1.147 | 1.1449 | 1.1408 | -0.64249 | -120.9391 | 119.3005 | -0.64249 | -120.9391 | 119.3005
Line8_8_10 | 0 | 0 | 0 | 0 | 0 | 0 | 0 | 0 | 0 | 0 | 0 | 0 | 4.081e-10 | 3.9887e-10 | 3.8007e-10 | -4.081e-10 | -3.9887e-10 | -3.8007e-10 | 4.9516e-11 | 7.2239e-11 | 5.3617e-11 | -4.9517e-11 | -7.2239e-11 | -5.3617e-11 | 0 | 0 | 0 | 0 | 0 | 0 | 1.147 | 1.1449 | 1.1408 | 1.147 | 1.1449 | 1.1408 | -0.64249 | -120.9391 | 119.3005 | -0.64249 | -120.9391 | 119.3005
Line9_3_11 | 0.14434 | 0.14434 | 0.14434 | 0.14434 | 0.14434 | 0.14434 | 0.033333 | 0.033333 | 0.033333 | 0.033333 | 0.033333 | 0.033333 | -0.0032011 | -0.003391 | -0.0032192 | 0.0034094 | 0.0035994 | 0.0034275 | -0.037228 | -0.037139 | -0.037019 | 0.037644 | 0.037555 | 0.037435 | 94.7872 | -25.2128 | -145.2128 | -85.2128 | 154.7872 | 34.7872 | 1.1209 | 1.1188 | 1.1147 | 1.1339 | 1.1318 | 1.1278 | -0.12735 | -120.4298 | 119.8172 | -0.38788 | -120.6874 | 119.5559

## LL_max_fault_10
name | pf_ikss_a_from_ka | pf_ikss_b_from_ka | pf_ikss_c_from_ka | pf_ikss_a_to_ka | pf_ikss_b_to_ka | pf_ikss_c_to_ka | pf_skss_a_from_mw | pf_skss_b_from_mw | pf_skss_c_from_mw | pf_skss_a_to_mw | pf_skss_b_to_mw | pf_skss_c_to_mw | pf_p_a_from_mw | pf_p_b_from_mw | pf_p_c_from_mw | pf_p_a_to_mw | pf_p_b_to_mw | pf_p_c_to_mw | pf_q_a_from_mvar | pf_q_b_from_mvar | pf_q_c_from_mvar | pf_q_a_to_mvar | pf_q_b_to_mvar | pf_q_c_to_mvar | pf_ikss_a_from_degree | pf_ikss_b_from_degree | pf_ikss_c_from_degree | pf_ikss_a_to_degree | pf_ikss_b_to_degree | pf_ikss_c_to_degree | pf_vm_a_from_pu | pf_vm_b_from_pu | pf_vm_c_from_pu | pf_vm_a_to_pu | pf_vm_b_to_pu | pf_vm_c_to_pu | pf_va_a_from_degree | pf_va_b_from_degree | pf_va_c_from_degree | pf_va_a_to_degree | pf_va_b_to_degree | pf_va_c_to_degree
Line0_1_2 | 0.14434 | 0.14434 | 0.14434 | 0.14434 | 0.14434 | 0.14434 | 0.033333 | 0.033333 | 0.033333 | 0.033333 | 0.033333 | 0.033333 | -0.0031372 | -0.0033455 | -0.0031571 | 0.0033456 | 0.0035538 | 0.0033654 | -0.038563 | -0.038466 | -0.038334 | 0.03898 | 0.038883 | 0.038751 | 94.7869 | -25.2131 | -145.2131 | -85.2131 | 154.7869 | 34.7869 | 1.1607 | 1.1583 | 1.1539 | 1.1737 | 1.1713 | 1.1669 | 0.13597 | -120.1838 | 120.0789 | -0.11866 | -120.4354 | 119.8234
Line10_11_12 | 0.14434 | 0.14434 | 0.14434 | 0.14434 | 0.14434 | 0.14434 | 0.033333 | 0.033333 | 0.033333 | 0.033333 | 0.033333 | 0.033333 | -0.0035539 | -0.0037622 | -0.0035737 | 0.0037622 | 0.0039705 | 0.0037821 | -0.039397 | -0.039299 | -0.039168 | 0.039813 | 0.039716 | 0.039584 | 94.7869 | -25.2131 | -145.2131 | -85.2131 | 154.7869 | 34.7869 | 1.1867 | 1.1844 | 1.1799 | 1.1997 | 1.1974 | 1.1929 | -0.3677 | -120.6814 | 119.5735 | -0.61135 | -120.9221 | 119.3292
Line11_12_13 | 0.14434 | 0.14434 | 0.14434 | 0.14434 | 0.14434 | 0.14434 | 0.033333 | 0.033333 | 0.033333 | 0.033333 | 0.033333 | 0.033333 | -0.0037622 | -0.0039705 | -0.0037821 | 0.0039706 | 0.0041788 | 0.0039904 | -0.039813 | -0.039716 | -0.039584 | 0.04023 | 0.040133 | 0.040001 | 94.7869 | -25.2131 | -145.2131 | -85.2131 | 154.7869 | 34.7869 | 1.1997 | 1.1974 | 1.1929 | 1.2128 | 1.2105 | 1.206 | -0.61135 | -120.9221 | 119.3292 | -0.84976 | -121.1576 | 119.09
Line12_13_15 | 0 | 0 | 0 | 0 | 0 | 0 | 0 | 0 | 0 | 0 | 0 | 0 | 1.5059e-09 | 1.4742e-09 | 1.4078e-09 | -1.5059e-09 | -1.4742e-09 | -1.4078e-09 | 2.1763e-10 | 2.9591e-10 | 2.3174e-10 | -2.1763e-10 | -2.9591e-10 | -2.3174e-10 | 0 | 0 | 0 | 0 | 0 | 0 | 1.2128 | 1.2105 | 1.206 | 1.2128 | 1.2105 | 1.206 | -0.84976 | -121.1576 | 119.09 | -0.84976 | -121.1576 | 119.09
Line13_13_14 | 0.14434 | 0.14434 | 0.14434 | 0.14434 | 0.14434 | 0.14434 | 0.033333 | 0.033333 | 0.033333 | 0.033333 | 0.033333 | 0.033333 | -0.0039706 | -0.0041788 | -0.0039904 | 0.0041789 | 0.0043872 | 0.0041987 | -0.04023 | -0.040133 | -0.040001 | 0.040647 | 0.040549 | 0.040418 | 94.7869 | -25.2131 | -145.2131 | -85.2131 | 154.7869 | 34.7869 | 1.2128 | 1.2105 | 1.206 | 1.2258 | 1.2236 | 1.2191 | -0.84976 | -121.1576 | 119.09 | -1.0831 | -121.3881 | 118.8561
Line14_15_16 | 0 | 0 | 0 | 0 | 0 | 0 | 0 | 0 | 0 | 0 | 0 | 0 | 1.0039e-09 | 9.8279e-10 | 9.3854e-10 | -1.0039e-09 | -9.8279e-10 | -9.3854e-10 | 1.4509e-10 | 1.9727e-10 | 1.5449e-10 | -1.4509e-10 | -1.9727e-10 | -1.5449e-10 | 0 | 0 | 0 | 0 | 0 | 0 | 1.2128 | 1.2105 | 1.206 | 1.2128 | 1.2105 | 1.206 | -0.84976 | -121.1576 | 119.09 | -0.84976 | -121.1576 | 119.09
Line15_16_17 | 0 | 0 | 0 | 0 | 0 | 0 | 0 | 0 | 0 | 0 | 0 | 0 | 5.0197e-10 | 4.9139e-10 | 4.6927e-10 | -5.0197e-10 | -4.9139e-10 | -4.6927e-10 | 7.2543e-11 | 9.8636e-11 | 7.7247e-11 | -7.2543e-11 | -9.8636e-11 | -7.7247e-11 | 0 | 0 | 0 | 0 | 0 | 0 | 1.2128 | 1.2105 | 1.206 | 1.2128 | 1.2105 | 1.206 | -0.84976 | -121.1576 | 119.09 | -0.84976 | -121.1576 | 119.09
Line16_4_18 | 0 | 0.065305 | 0.065305 | 0 | 0.065305 | 0.065305 | 0 | 0.015082 | 0.015082 | 0 | 0.015082 | 0.015082 | 3.2046e-10 | 0.017019 | 0.0043906 | -3.2046e-10 | -0.016976 | -0.0043479 | -1.2563e-16 | 0.0045373 | 0.016957 | 9.8492e-17 | -0.004452 | -0.016872 | 0 | -135.4761 | 44.5239 | 0 | 44.5239 | -135.4761 | 1.1744 | 1.1678 | 1.1614 | 1.1744 | 1.1637 | 1.1553 | -1.2053e-07 | -120.5478 | 120.0075 | -1.2552e-07 | -120.781 | 120.073
Line17_5_19 | 0.14434 | 0.14434 | 0.14434 | 0.14434 | 0.14434 | 0.14434 | 0.033333 | 0.033333 | 0.033333 | 0.033333 | 0.033333 | 0.033333 | -0.0033456 | -0.0035538 | -0.0033654 | 0.0035539 | 0.0037622 | 0.0035737 | -0.03898 | -0.038883 | -0.038751 | 0.039397 | 0.039299 | 0.039168 | 94.7869 | -25.2131 | -145.2131 | -85.2131 | 154.7869 | 34.7869 | 1.1737 | 1.1713 | 1.1669 | 1.1867 | 1.1844 | 1.1799 | -0.11866 | -120.4354 | 119.8234 | -0.3677 | -120.6814 | 119.5735
Line1_1_3 | 0.14434 | 0.14434 | 0.14434 | 0.14434 | 0.14434 | 0.14434 | 0.033333 | 0.033333 | 0.033333 | 0.033333 | 0.033333 | 0.033333 | -0.0031372 | -0.0033455 | -0.0031571 | 0.0033456 | 0.0035538 | 0.0033654 | -0.038563 | -0.038466 | -0.038334 | 0.03898 | 0.038883 | 0.038751 | 94.7869 | -25.2131 | -145.2131 | -85.2131 | 154.7869 | 34.7869 | 1.1607 | 1.1583 | 1.1539 | 1.1737 | 1.1713 | 1.1669 | 0.13597 | -120.1838 | 120.0789 | -0.11866 | -120.4354 | 119.8234
Line2_1_4 | 0.14434 | 0.12442 | 0.079041 | 0.14434 | 0.12442 | 0.079041 | 0.033333 | 0.028734 | 0.018254 | 0.033333 | 0.028734 | 0.018254 | -0.010054 | 0.0066093 | -0.0056914 | 0.010263 | -0.0064545 | 0.0057538 | -0.037361 | -0.032621 | -0.02028 | 0.037778 | 0.03293 | 0.020405 | 105.1981 | -41.6375 | -134.2448 | -74.8019 | 138.3625 | 45.7552 | 1.1607 | 1.1583 | 1.1539 | 1.1744 | 1.1678 | 1.1614 | 0.13597 | -120.1838 | 120.0789 | -1.2053e-07 | -120.5478 | 120.0075
Line3_1_5 | 0.14434 | 0.14434 | 0.14434 | 0.14434 | 0.14434 | 0.14434 | 0.033333 | 0.033333 | 0.033333 | 0.033333 | 0.033333 | 0.033333 | -0.0031372 | -0.0033455 | -0.0031571 | 0.0033456 | 0.0035538 | 0.0033654 | -0.038563 | -0.038466 | -0.038334 | 0.03898 | 0.038883 | 0.038751 | 94.7869 | -25.2131 | -145.2131 | -85.2131 | 154.7869 | 34.7869 | 1.1607 | 1.1583 | 1.1539 | 1.1737 | 1.1713 | 1.1669 | 0.13597 | -120.1838 | 120.0789 | -0.11866 | -120.4354 | 119.8234
Line4_2_6 | 0.14434 | 0.14434 | 0.14434 | 0.14434 | 0.14434 | 0.14434 | 0.033333 | 0.033333 | 0.033333 | 0.033333 | 0.033333 | 0.033333 | -0.0033456 | -0.0035538 | -0.0033654 | 0.0035539 | 0.0037622 | 0.0035737 | -0.03898 | -0.038883 | -0.038751 | 0.039397 | 0.039299 | 0.039168 | 94.7869 | -25.2131 | -145.2131 | -85.2131 | 154.7869 | 34.7869 | 1.1737 | 1.1713 | 1.1669 | 1.1867 | 1.1844 | 1.1799 | -0.11866 | -120.4354 | 119.8234 | -0.3677 | -120.6814 | 119.5735
Line5_6_7 | 0.14434 | 0.14434 | 0.14434 | 0.14434 | 0.14434 | 0.14434 | 0.033333 | 0.033333 | 0.033333 | 0.033333 | 0.033333 | 0.033333 | -0.0035539 | -0.0037622 | -0.0035737 | 0.0037622 | 0.0039705 | 0.0037821 | -0.039397 | -0.039299 | -0.039168 | 0.039813 | 0.039716 | 0.039584 | 94.7869 | -25.2131 | -145.2131 | -85.2131 | 154.7869 | 34.7869 | 1.1867 | 1.1844 | 1.1799 | 1.1997 | 1.1974 | 1.1929 | -0.3677 | -120.6814 | 119.5735 | -0.61135 | -120.9221 | 119.3292
Line6_7_8 | 0 | 0 | 0 | 0 | 0 | 0 | 0 | 0 | 0 | 0 | 0 | 0 | 1.3168e-09 | 1.285e-09 | 1.2205e-09 | -1.3168e-09 | -1.285e-09 | -1.2205e-09 | 1.5489e-10 | 2.3317e-10 | 1.69e-10 | -1.5489e-10 | -2.3317e-10 | -1.69e-10 | 0 | 0 | 0 | 0 | 0 | 0 | 1.1997 | 1.1974 | 1.1929 | 1.1997 | 1.1974 | 1.1929 | -0.61135 | -120.9221 | 119.3292 | -0.61135 | -120.9221 | 119.3292
Line7_8_9 | 0 | 0 | 0 | 0 | 0 | 0 | 0 | 0 | 0 | 0 | 0 | 0 | 4.3894e-10 | 4.2834e-10 | 4.0684e-10 | -4.3894e-10 | -4.2834e-10 | -4.0684e-10 | 5.163e-11 | 7.7723e-11 | 5.6334e-11 | -5.163e-11 | -7.7723e-11 | -5.6334e-11 | 0 | 0 | 0 | 0 | 0 | 0 | 1.1997 | 1.1974 | 1.1929 | 1.1997 | 1.1974 | 1.1929 | -0.61135 | -120.9221 | 119.3292 | -0.61135 | -120.9221 | 119.3292
Line8_8_10 | 0 | 0 | 0 | 0 | 0 | 0 | 0 | 0 | 0 | 0 | 0 | 0 | 4.3894e-10 | 4.2834e-10 | 4.0684e-10 | -4.3894e-10 | -4.2834e-10 | -4.0684e-10 | 5.163e-11 | 7.7723e-11 | 5.6334e-11 | -5.163e-11 | -7.7723e-11 | -5.6334e-11 | 0 | 0 | 0 | 0 | 0 | 0 | 1.1997 | 1.1974 | 1.1929 | 1.1997 | 1.1974 | 1.1929 | -0.61135 | -120.9221 | 119.3292 | -0.61135 | -120.9221 | 119.3292
Line9_3_11 | 0.14434 | 0.14434 | 0.14434 | 0.14434 | 0.14434 | 0.14434 | 0.033333 | 0.033333 | 0.033333 | 0.033333 | 0.033333 | 0.033333 | -0.0033456 | -0.0035538 | -0.0033654 | 0.0035539 | 0.0037622 | 0.0035737 | -0.03898 | -0.038883 | -0.038751 | 0.039397 | 0.039299 | 0.039168 | 94.7869 | -25.2131 | -145.2131 | -85.2131 | 154.7869 | 34.7869 | 1.1737 | 1.1713 | 1.1669 | 1.1867 | 1.1844 | 1.1799 | -0.11866 | -120.4354 | 119.8234 | -0.3677 | -120.6814 | 119.5735

## LL_min_6
name | pf_ikss_a_from_ka | pf_ikss_b_from_ka | pf_ikss_c_from_ka | pf_ikss_a_to_ka | pf_ikss_b_to_ka | pf_ikss_c_to_ka | pf_skss_a_from_mw | pf_skss_b_from_mw | pf_skss_c_from_mw | pf_skss_a_to_mw | pf_skss_b_to_mw | pf_skss_c_to_mw | pf_p_a_from_mw | pf_p_b_from_mw | pf_p_c_from_mw | pf_p_a_to_mw | pf_p_b_to_mw | pf_p_c_to_mw | pf_q_a_from_mvar | pf_q_b_from_mvar | pf_q_c_from_mvar | pf_q_a_to_mvar | pf_q_b_to_mvar | pf_q_c_to_mvar | pf_ikss_a_from_degree | pf_ikss_b_from_degree | pf_ikss_c_from_degree | pf_ikss_a_to_degree | pf_ikss_b_to_degree | pf_ikss_c_to_degree | pf_vm_a_from_pu | pf_vm_b_from_pu | pf_vm_c_from_pu | pf_vm_a_to_pu | pf_vm_b_to_pu | pf_vm_c_to_pu | pf_va_a_from_degree | pf_va_b_from_degree | pf_va_c_from_degree | pf_va_a_to_degree | pf_va_b_to_degree | pf_va_c_to_degree
Line0_1_2 | 0 | 0 | 0 | 0 | 0 | 0 | 0 | 0 | 0 | 0 | 0 | 0 | 1.2305e-16 | -1.4366e-09 | -3.9666e-09 | -1.4063e-16 | 1.4366e-09 | 3.9666e-09 | 7.0314e-17 | 4.6273e-09 | -2.4518e-10 | -7.0314e-17 | -4.6273e-09 | 2.4518e-10 | 0 | 0 | 0 | 0 | 0 | 0 | 0.95 | 0.83839 | 0.68767 | 0.95 | 0.83839 | 0.68767 | 1.7779e-13 | -135.3123 | 120.9775 | 1.7841e-13 | -135.3123 | 120.9775
Line10_11_12 | 0 | 0 | 0 | 0 | 0 | 0 | 0 | 0 | 0 | 0 | 0 | 0 | -1.7579e-17 | -1.4366e-09 | -3.9666e-09 | 2.3287e-31 | 1.4366e-09 | 3.9666e-09 | 7.0314e-17 | 4.6273e-09 | -2.4518e-10 | -7.0314e-17 | -4.6273e-09 | 2.4518e-10 | 0 | 0 | 0 | 0 | 0 | 0 | 0.95 | 0.83839 | 0.68767 | 0.95 | 0.83839 | 0.68767 | 1.8567e-13 | -135.3123 | 120.9775 | 1.8976e-13 | -135.3123 | 120.9775
Line11_12_13 | 0 | 0 | 0 | 0 | 0 | 0 | 0 | 0 | 0 | 0 | 0 | 0 | -6.1525e-17 | -1.1971e-09 | -3.3055e-09 | 2.6368e-17 | 1.1971e-09 | 3.3055e-09 | 1.2305e-16 | 3.8561e-09 | -2.0432e-10 | -1.4063e-16 | -3.8561e-09 | 2.0432e-10 | 0 | 0 | 0 | 0 | 0 | 0 | 0.95 | 0.83839 | 0.68767 | 0.95 | 0.83839 | 0.68767 | 1.8976e-13 | -135.3123 | 120.9775 | 1.9344e-13 | -135.3123 | 120.9775
Line12_13_15 | 0 | 0 | 0 | 0 | 0 | 0 | 0 | 0 | 0 | 0 | 0 | 0 | -8.7893e-18 | -7.1829e-10 | -1.9833e-09 | 8.7893e-18 | 7.1829e-10 | 1.9833e-09 | 1.7579e-17 | 2.3136e-09 | -1.2259e-10 | 2.9924e-32 | -2.3136e-09 | 1.2259e-10 | 0 | 0 | 0 | 0 | 0 | 0 | 0.95 | 0.83839 | 0.68767 | 0.95 | 0.83839 | 0.68767 | 1.9344e-13 | -135.3123 | 120.9775 | 1.9507e-13 | -135.3123 | 120.9775
Line13_13_14 | 0 | 0 | 0 | 0 | 0 | 0 | 0 | 0 | 0 | 0 | 0 | 0 | -1.7579e-17 | -2.3943e-10 | -6.611e-10 | 1.186e-31 | 2.3943e-10 | 6.611e-10 | 7.0314e-17 | 7.7122e-10 | -4.0864e-11 | -3.5157e-17 | -7.7122e-10 | 4.0864e-11 | 0 | 0 | 0 | 0 | 0 | 0 | 0.95 | 0.83839 | 0.68767 | 0.95 | 0.83839 | 0.68767 | 1.9344e-13 | -135.3123 | 120.9775 | 1.9329e-13 | -135.3123 | 120.9775
Line14_15_16 | 0 | 0 | 0 | 0 | 0 | 0 | 0 | 0 | 0 | 0 | 0 | 0 | -2.6368e-17 | -4.7886e-10 | -1.3222e-09 | -8.7893e-18 | 4.7886e-10 | 1.3222e-09 | 3.5157e-17 | 1.5424e-09 | -8.1728e-11 | -1.7579e-17 | -1.5424e-09 | 8.1728e-11 | 0 | 0 | 0 | 0 | 0 | 0 | 0.95 | 0.83839 | 0.68767 | 0.95 | 0.83839 | 0.68767 | 1.9507e-13 | -135.3123 | 120.9775 | 1.9633e-13 | -135.3123 | 120.9775
Line15_16_17 | 0 | 0 | 0 | 0 | 0 | 0 | 0 | 0 | 0 | 0 | 0 | 0 | -1.7579e-17 | -2.3943e-10 | -6.611e-10 | 1.7579e-17 | 2.3943e-10 | 6.611e-10 | 1.7579e-17 | 7.7122e-10 | -4.0864e-11 | -1.7579e-17 | -7.7122e-10 | 4.0864e-11 | 0 | 0 | 0 | 0 | 0 | 0 | 0.95 | 0.83839 | 0.68767 | 0.95 | 0.83839 | 0.68767 | 1.9633e-13 | -135.3123 | 120.9775 | 1.9662e-13 | -135.3123 | 120.9775
Line16_4_18 | 0 | 2.5068 | 2.5068 | 0 | 2.5068 | 2.5068 | 0 | 0.57893 | 0.57893 | 0 | 0.57893 | 0.57893 | 1.4063e-16 | 0.35328 | -0.11197 | -7.0314e-17 | -0.23262 | 0.23262 | 4.3711e-31 | -0.020967 | 0.27233 | -2.17e-31 | 0.14665 | -0.14665 | 0 | -147.7717 | 32.2283 | 0 | 32.2283 | -147.7717 | 0.95 | 0.6113 | 0.50862 | 0.95 | 0.475 | 0.475 | 1.7809e-13 | -151.1682 | 144.5775 | 1.7682e-13 | -180 | 180
Line17_5_19 | 0 | 0 | 0 | 0 | 0 | 0 | 0 | 0 | 0 | 0 | 0 | 0 | -5.4892e-32 | -2.3943e-10 | -6.611e-10 | 5.498e-32 | 2.3943e-10 | 6.611e-10 | 1.7579e-17 | 7.7122e-10 | -4.0864e-11 | -1.7579e-17 | -7.7122e-10 | 4.0864e-11 | 0 | 0 | 0 | 0 | 0 | 0 | 0.95 | 0.83839 | 0.68767 | 0.95 | 0.83839 | 0.68767 | 1.7892e-13 | -135.3123 | 120.9775 | 1.792e-13 | -135.3123 | 120.9775
Line1_1_3 | 0 | 0 | 0 | 0 | 0 | 0 | 0 | 0 | 0 | 0 | 0 | 0 | -4.3636e-31 | -1.9154e-09 | -5.2888e-09 | -1.7579e-17 | 1.9154e-09 | 5.2888e-09 | 1.4063e-16 | 6.1697e-09 | -3.2691e-10 | -1.2305e-16 | -6.1697e-09 | 3.2691e-10 | 0 | 0 | 0 | 0 | 0 | 0 | 0.95 | 0.83839 | 0.68767 | 0.95 | 0.83839 | 0.68767 | 1.7779e-13 | -135.3123 | 120.9775 | 1.8157e-13 | -135.3123 | 120.9775
Line2_1_4 | 0 | 2.5068 | 2.5068 | 0 | 2.5068 | 2.5068 | 0 | 0.57893 | 0.57893 | 0 | 0.57893 | 0.57893 | -3.5157e-17 | 0.47394 | 0.0086903 | 3.5157e-17 | -0.35328 | 0.11197 | -1.0909e-31 | 0.10472 | 0.39802 | 1.0928e-31 | 0.020967 | -0.27233 | 0 | -147.7717 | 32.2283 | 0 | 32.2283 | -147.7717 | 0.95 | 0.83839 | 0.68767 | 0.95 | 0.6113 | 0.50862 | 1.7779e-13 | -135.3123 | 120.9775 | 1.7809e-13 | -151.1682 | 144.5775
Line3_1_5 | 0 | 0 | 0 | 0 | 0 | 0 | 0 | 0 | 0 | 0 | 0 | 0 | -1.7579e-17 | -4.7886e-10 | -1.3222e-09 | 1.7579e-17 | 4.7886e-10 | 1.3222e-09 | 7.0314e-17 | 1.5424e-09 | -8.1728e-11 | -5.2736e-17 | -1.5424e-09 | 8.1728e-11 | 0 | 0 | 0 | 0 | 0 | 0 | 0.95 | 0.83839 | 0.68767 | 0.95 | 0.83839 | 0.68767 | 1.7779e-13 | -135.3123 | 120.9775 | 1.7892e-13 | -135.3123 | 120.9775
Line4_2_6 | 0 | 0 | 0 | 0 | 0 | 0 | 0 | 0 | 0 | 0 | 0 | 0 | 2.6368e-17 | -1.1971e-09 | -3.3055e-09 | -4.3946e-17 | 1.1971e-09 | 3.3055e-09 | 1.5821e-16 | 3.8561e-09 | -2.0432e-10 | -1.7579e-16 | -3.8561e-09 | 2.0432e-10 | 0 | 0 | 0 | 0 | 0 | 0 | 0.95 | 0.83839 | 0.68767 | 0.95 | 0.83839 | 0.68767 | 1.7841e-13 | -135.3123 | 120.9775 | 1.7995e-13 | -135.3123 | 120.9775
Line5_6_7 | 0 | 0 | 0 | 0 | 0 | 0 | 0 | 0 | 0 | 0 | 0 | 0 | 9.6682e-17 | -9.5772e-10 | -2.6444e-09 | -9.6682e-17 | 9.5772e-10 | 2.6444e-09 | 7.0314e-17 | 3.0849e-09 | -1.6346e-10 | -8.7893e-17 | -3.0849e-09 | 1.6346e-10 | 0 | 0 | 0 | 0 | 0 | 0 | 0.95 | 0.83839 | 0.68767 | 0.95 | 0.83839 | 0.68767 | 1.7995e-13 | -135.3123 | 120.9775 | 1.8075e-13 | -135.3123 | 120.9775
Line6_7_8 | 0 | 0 | 0 | 0 | 0 | 0 | 0 | 0 | 0 | 0 | 0 | 0 | 4.3946e-17 | -7.1829e-10 | -1.9833e-09 | -4.3946e-17 | 7.1829e-10 | 1.9833e-09 | 1.4063e-16 | 2.3136e-09 | -1.2259e-10 | -1.2305e-16 | -2.3136e-09 | 1.2259e-10 | 0 | 0 | 0 | 0 | 0 | 0 | 0.95 | 0.83839 | 0.68767 | 0.95 | 0.83839 | 0.68767 | 1.8075e-13 | -135.3123 | 120.9775 | 1.8215e-13 | -135.3123 | 120.9775
Line7_8_9 | 0 | 0 | 0 | 0 | 0 | 0 | 0 | 0 | 0 | 0 | 0 | 0 | -1.6765e-31 | -2.3943e-10 | -6.611e-10 | 1.6751e-31 | 2.3943e-10 | 6.611e-10 | 5.2736e-17 | 7.7122e-10 | -4.0864e-11 | -5.2736e-17 | -7.7122e-10 | 4.0864e-11 | 0 | 0 | 0 | 0 | 0 | 0 | 0.95 | 0.83839 | 0.68767 | 0.95 | 0.83839 | 0.68767 | 1.8215e-13 | -135.3123 | 120.9775 | 1.82e-13 | -135.3123 | 120.9775
Line8_8_10 | 0 | 0 | 0 | 0 | 0 | 0 | 0 | 0 | 0 | 0 | 0 | 0 | 8.7893e-18 | -2.3943e-10 | -6.611e-10 | -8.7893e-18 | 2.3943e-10 | 6.611e-10 | 7.0314e-17 | 7.7122e-10 | -4.0864e-11 | -7.0314e-17 | -7.7122e-10 | 4.0864e-11 | 0 | 0 | 0 | 0 | 0 | 0 | 0.95 | 0.83839 | 0.68767 | 0.95 | 0.83839 | 0.68767 | 1.8215e-13 | -135.3123 | 120.9775 | 1.8263e-13 | -135.3123 | 120.9775
Line9_3_11 | 0 | 0 | 0 | 0 | 0 | 0 | 0 | 0 | 0 | 0 | 0 | 0 | -8.7893e-18 | -1.676e-09 | -4.6277e-09 | -8.7893e-18 | 1.676e-09 | 4.6277e-09 | 1.2305e-16 | 5.3985e-09 | -2.8605e-10 | -1.0547e-16 | -5.3985e-09 | 2.8605e-10 | 0 | 0 | 0 | 0 | 0 | 0 | 0.95 | 0.83839 | 0.68767 | 0.95 | 0.83839 | 0.68767 | 1.8157e-13 | -135.3123 | 120.9775 | 1.8567e-13 | -135.3123 | 120.9775

## LL_min_10
name | pf_ikss_a_from_ka | pf_ikss_b_from_ka | pf_ikss_c_from_ka | pf_ikss_a_to_ka | pf_ikss_b_to_ka | pf_ikss_c_to_ka | pf_skss_a_from_mw | pf_skss_b_from_mw | pf_skss_c_from_mw | pf_skss_a_to_mw | pf_skss_b_to_mw | pf_skss_c_to_mw | pf_p_a_from_mw | pf_p_b_from_mw | pf_p_c_from_mw | pf_p_a_to_mw | pf_p_b_to_mw | pf_p_c_to_mw | pf_q_a_from_mvar | pf_q_b_from_mvar | pf_q_c_from_mvar | pf_q_a_to_mvar | pf_q_b_to_mvar | pf_q_c_to_mvar | pf_ikss_a_from_degree | pf_ikss_b_from_degree | pf_ikss_c_from_degree | pf_ikss_a_to_degree | pf_ikss_b_to_degree | pf_ikss_c_to_degree | pf_vm_a_from_pu | pf_vm_b_from_pu | pf_vm_c_from_pu | pf_vm_a_to_pu | pf_vm_b_to_pu | pf_vm_c_to_pu | pf_va_a_from_degree | pf_va_b_from_degree | pf_va_c_from_degree | pf_va_a_to_degree | pf_va_b_to_degree | pf_va_c_to_degree
Line0_1_2 | 0 | 0 | 0 | 0 | 0 | 0 | 0 | 0 | 0 | 0 | 0 | 0 | 1.1657e-16 | -1.2893e-09 | -3.56e-09 | -1.3323e-16 | 1.2893e-09 | 3.56e-09 | 1.1657e-16 | 4.153e-09 | -2.2006e-10 | -1.1657e-16 | -4.153e-09 | 2.2006e-10 | 0 | 0 | 0 | 0 | 0 | 0 | 0.9 | 0.79426 | 0.65148 | 0.9 | 0.79426 | 0.65148 | 1.7918e-13 | -135.3123 | 120.9775 | 1.7972e-13 | -135.3123 | 120.9775
Line10_11_12 | 0 | 0 | 0 | 0 | 0 | 0 | 0 | 0 | 0 | 0 | 0 | 0 | -8.3267e-18 | -1.2893e-09 | -3.56e-09 | 8.3267e-18 | 1.2893e-09 | 3.56e-09 | 1.3323e-16 | 4.153e-09 | -2.2006e-10 | -9.992e-17 | -4.153e-09 | 2.2006e-10 | 0 | 0 | 0 | 0 | 0 | 0 | 0.9 | 0.79426 | 0.65148 | 0.9 | 0.79426 | 0.65148 | 1.8706e-13 | -135.3123 | 120.9775 | 1.9115e-13 | -135.3123 | 120.9775
Line11_12_13 | 0 | 0 | 0 | 0 | 0 | 0 | 0 | 0 | 0 | 0 | 0 | 0 | -8.3267e-18 | -1.0744e-09 | -2.9667e-09 | 2.498e-17 | 1.0744e-09 | 2.9667e-09 | 1.3323e-16 | 3.4609e-09 | -1.8338e-10 | -9.992e-17 | -3.4609e-09 | 1.8338e-10 | 0 | 0 | 0 | 0 | 0 | 0 | 0.9 | 0.79426 | 0.65148 | 0.9 | 0.79426 | 0.65148 | 1.9115e-13 | -135.3123 | 120.9775 | 1.9483e-13 | -135.3123 | 120.9775
Line12_13_15 | 0 | 0 | 0 | 0 | 0 | 0 | 0 | 0 | 0 | 0 | 0 | 0 | 5.6629e-32 | -6.4467e-10 | -1.78e-09 | 1.6653e-17 | 6.4467e-10 | 1.78e-09 | -1.6653e-17 | 2.0765e-09 | -1.1003e-10 | 1.6653e-17 | -2.0765e-09 | 1.1003e-10 | 0 | 0 | 0 | 0 | 0 | 0 | 0.9 | 0.79426 | 0.65148 | 0.9 | 0.79426 | 0.65148 | 1.9483e-13 | -135.3123 | 120.9775 | 1.9646e-13 | -135.3123 | 120.9775
Line13_13_14 | 0 | 0 | 0 | 0 | 0 | 0 | 0 | 0 | 0 | 0 | 0 | 0 | 3.3307e-17 | -2.1489e-10 | -5.9334e-10 | -3.3307e-17 | 2.1489e-10 | 5.9334e-10 | 1.1326e-31 | 6.9217e-10 | -3.6676e-11 | -1.1317e-31 | -6.9217e-10 | 3.6676e-11 | 0 | 0 | 0 | 0 | 0 | 0 | 0.9 | 0.79426 | 0.65148 | 0.9 | 0.79426 | 0.65148 | 1.9483e-13 | -135.3123 | 120.9775 | 1.9468e-13 | -135.3123 | 120.9775
Line14_15_16 | 0 | 0 | 0 | 0 | 0 | 0 | 0 | 0 | 0 | 0 | 0 | 0 | 8.3267e-18 | -4.2978e-10 | -1.1867e-09 | 2.498e-17 | 4.2978e-10 | 1.1867e-09 | 1.6653e-17 | 1.3843e-09 | -7.3352e-11 | -3.3307e-17 | -1.3843e-09 | 7.3352e-11 | 0 | 0 | 0 | 0 | 0 | 0 | 0.9 | 0.79426 | 0.65148 | 0.9 | 0.79426 | 0.65148 | 1.9646e-13 | -135.3123 | 120.9775 | 1.9772e-13 | -135.3123 | 120.9775
Line15_16_17 | 0 | 0 | 0 | 0 | 0 | 0 | 0 | 0 | 0 | 0 | 0 | 0 | -8.3267e-18 | -2.1489e-10 | -5.9334e-10 | 8.3267e-18 | 2.1489e-10 | 5.9334e-10 | -2.8735e-32 | 6.9217e-10 | -3.6676e-11 | 2.8776e-32 | -6.9217e-10 | 3.6676e-11 | 0 | 0 | 0 | 0 | 0 | 0 | 0.9 | 0.79426 | 0.65148 | 0.9 | 0.79426 | 0.65148 | 1.9772e-13 | -135.3123 | 120.9775 | 1.9801e-13 | -135.3123 | 120.9775
Line16_4_18 | 0 | 2.3749 | 2.3749 | 0 | 2.3749 | 2.3749 | 0 | 0.54846 | 0.54846 | 0 | 0.54846 | 0.54846 | 2.0827e-31 | 0.31707 | -0.10049 | -2.0725e-31 | -0.20878 | 0.20878 | -6.6613e-17 | -0.018818 | 0.24442 | 6.6613e-17 | 0.13162 | -0.13162 | 0 | -147.7717 | 32.2283 | 0 | 32.2283 | -147.7717 | 0.9 | 0.57913 | 0.48185 | 0.9 | 0.45 | 0.45 | 1.7914e-13 | -151.1682 | 144.5775 | 1.7826e-13 | -180 | 180
Line17_5_19 | 0 | 0 | 0 | 0 | 0 | 0 | 0 | 0 | 0 | 0 | 0 | 0 | -4.1633e-17 | -2.1489e-10 | -5.9334e-10 | 5.8287e-17 | 2.1489e-10 | 5.9334e-10 | 1.6653e-17 | 6.9217e-10 | -3.6676e-11 | -4.996e-17 | -6.9217e-10 | 3.6676e-11 | 0 | 0 | 0 | 0 | 0 | 0 | 0.9 | 0.79426 | 0.65148 | 0.9 | 0.79426 | 0.65148 | 1.8031e-13 | -135.3123 | 120.9775 | 1.806e-13 | -135.3123 | 120.9775
Line1_1_3 | 0 | 0 | 0 | 0 | 0 | 0 | 0 | 0 | 0 | 0 | 0 | 0 | 8.3267e-18 | -1.7191e-09 | -4.7467e-09 | -2.498e-17 | 1.7191e-09 | 4.7467e-09 | 9.992e-17 | 5.5374e-09 | -2.9341e-10 | -9.992e-17 | -5.5374e-09 | 2.9341e-10 | 0 | 0 | 0 | 0 | 0 | 0 | 0.9 | 0.79426 | 0.65148 | 0.9 | 0.79426 | 0.65148 | 1.7918e-13 | -135.3123 | 120.9775 | 1.8296e-13 | -135.3123 | 120.9775
Line2_1_4 | 0 | 2.3749 | 2.3749 | 0 | 2.3749 | 2.3749 | 0 | 0.54846 | 0.54846 | 0 | 0.54846 | 0.54846 | -3.3307e-17 | 0.42536 | 0.0077996 | 0 | -0.31707 | 0.10049 | 3.3307e-17 | 0.093984 | 0.35722 | 0 | 0.018818 | -0.24442 | 0 | -147.7717 | 32.2283 | 0 | 32.2283 | -147.7717 | 0.9 | 0.79426 | 0.65148 | 0.9 | 0.57913 | 0.48185 | 1.7918e-13 | -135.3123 | 120.9775 | 1.7914e-13 | -151.1682 | 144.5775
Line3_1_5 | 0 | 0 | 0 | 0 | 0 | 0 | 0 | 0 | 0 | 0 | 0 | 0 | 1.6653e-17 | -4.2978e-10 | -1.1867e-09 | -3.3307e-17 | 4.2978e-10 | 1.1867e-09 | 3.3307e-17 | 1.3843e-09 | -7.3352e-11 | -3.3307e-17 | -1.3843e-09 | 7.3352e-11 | 0 | 0 | 0 | 0 | 0 | 0 | 0.9 | 0.79426 | 0.65148 | 0.9 | 0.79426 | 0.65148 | 1.7918e-13 | -135.3123 | 120.9775 | 1.8031e-13 | -135.3123 | 120.9775
Line4_2_6 | 0 | 0 | 0 | 0 | 0 | 0 | 0 | 0 | 0 | 0 | 0 | 0 | 4.996e-17 | -1.0744e-09 | -2.9667e-09 | -3.3307e-17 | 1.0744e-09 | 2.9667e-09 | 9.992e-17 | 3.4609e-09 | -1.8338e-10 | -9.992e-17 | -3.4609e-09 | 1.8338e-10 | 0 | 0 | 0 | 0 | 0 | 0 | 0.9 | 0.79426 | 0.65148 | 0.9 | 0.79426 | 0.65148 | 1.7972e-13 | -135.3123 | 120.9775 | 1.8116e-13 | -135.3123 | 120.9775
Line5_6_7 | 0 | 0 | 0 | 0 | 0 | 0 | 0 | 0 | 0 | 0 | 0 | 0 | 2.498e-17 | -8.5956e-10 | -2.3734e-09 | -2.498e-17 | 8.5956e-10 | 2.3734e-09 | 1.4988e-16 | 2.7687e-09 | -1.467e-10 | -1.4988e-16 | -2.7687e-09 | 1.467e-10 | 0 | 0 | 0 | 0 | 0 | 0 | 0.9 | 0.79426 | 0.65148 | 0.9 | 0.79426 | 0.65148 | 1.8116e-13 | -135.3123 | 120.9775 | 1.8263e-13 | -135.3123 | 120.9775
Line6_7_8 | 0 | 0 | 0 | 0 | 0 | 0 | 0 | 0 | 0 | 0 | 0 | 0 | 4.996e-17 | -6.4467e-10 | -1.78e-09 | -3.3307e-17 | 6.4467e-10 | 1.78e-09 | 8.3267e-17 | 2.0765e-09 | -1.1003e-10 | -9.992e-17 | -2.0765e-09 | 1.1003e-10 | 0 | 0 | 0 | 0 | 0 | 0 | 0.9 | 0.79426 | 0.65148 | 0.9 | 0.79426 | 0.65148 | 1.8263e-13 | -135.3123 | 120.9775 | 1.8423e-13 | -135.3123 | 120.9775
Line7_8_9 | 0 | 0 | 0 | 0 | 0 | 0 | 0 | 0 | 0 | 0 | 0 | 0 | 4.1633e-17 | -2.1489e-10 | -5.9334e-10 | -8.3267e-18 | 2.1489e-10 | 5.9334e-10 | 1.3387e-31 | 6.9217e-10 | -3.6676e-11 | 1.6653e-17 | -6.9217e-10 | 3.6676e-11 | 0 | 0 | 0 | 0 | 0 | 0 | 0.9 | 0.79426 | 0.65148 | 0.9 | 0.79426 | 0.65148 | 1.8423e-13 | -135.3123 | 120.9775 | 1.8407e-13 | -135.3123 | 120.9775
Line8_8_10 | 0 | 0 | 0 | 0 | 0 | 0 | 0 | 0 | 0 | 0 | 0 | 0 | 8.3267e-18 | -2.1489e-10 | -5.9334e-10 | 2.498e-17 | 2.1489e-10 | 5.9334e-10 | 3.3307e-17 | 6.9217e-10 | -3.6676e-11 | -3.3307e-17 | -6.9217e-10 | 3.6676e-11 | 0 | 0 | 0 | 0 | 0 | 0 | 0.9 | 0.79426 | 0.65148 | 0.9 | 0.79426 | 0.65148 | 1.8423e-13 | -135.3123 | 120.9775 | 1.8473e-13 | -135.3123 | 120.9775
Line9_3_11 | 0 | 0 | 0 | 0 | 0 | 0 | 0 | 0 | 0 | 0 | 0 | 0 | -1.5953e-31 | -1.5042e-09 | -4.1534e-09 | -3.3307e-17 | 1.5042e-09 | 4.1534e-09 | 4.996e-17 | 4.8452e-09 | -2.5673e-10 | -6.6613e-17 | -4.8452e-09 | 2.5673e-10 | 0 | 0 | 0 | 0 | 0 | 0 | 0.9 | 0.79426 | 0.65148 | 0.9 | 0.79426 | 0.65148 | 1.8296e-13 | -135.3123 | 120.9775 | 1.8706e-13 | -135.3123 | 120.9775

## LL_min_fault_6
name | pf_ikss_a_from_ka | pf_ikss_b_from_ka | pf_ikss_c_from_ka | pf_ikss_a_to_ka | pf_ikss_b_to_ka | pf_ikss_c_to_ka | pf_skss_a_from_mw | pf_skss_b_from_mw | pf_skss_c_from_mw | pf_skss_a_to_mw | pf_skss_b_to_mw | pf_skss_c_to_mw | pf_p_a_from_mw | pf_p_b_from_mw | pf_p_c_from_mw | pf_p_a_to_mw | pf_p_b_to_mw | pf_p_c_to_mw | pf_q_a_from_mvar | pf_q_b_from_mvar | pf_q_c_from_mvar | pf_q_a_to_mvar | pf_q_b_to_mvar | pf_q_c_to_mvar | pf_ikss_a_from_degree | pf_ikss_b_from_degree | pf_ikss_c_from_degree | pf_ikss_a_to_degree | pf_ikss_b_to_degree | pf_ikss_c_to_degree | pf_vm_a_from_pu | pf_vm_b_from_pu | pf_vm_c_from_pu | pf_vm_a_to_pu | pf_vm_b_to_pu | pf_vm_c_to_pu | pf_va_a_from_degree | pf_va_b_from_degree | pf_va_c_from_degree | pf_va_a_to_degree | pf_va_b_to_degree | pf_va_c_to_degree
Line0_1_2 | 0 | 0 | 0 | 0 | 0 | 0 | 0 | 0 | 0 | 0 | 0 | 0 | 2.472e-18 | -3.8862e-11 | -1.1288e-10 | -2.472e-18 | 3.8862e-11 | 1.1288e-10 | 2.1973e-18 | 1.0829e-10 | 1.9912e-11 | -2.1973e-18 | -1.0829e-10 | -1.9912e-11 | 0 | 0 | 0 | 0 | 0 | 0 | 0.95 | 0.94812 | 0.94457 | 0.95 | 0.94812 | 0.94457 | 3.1852e-15 | -120.3131 | 119.9422 | 3.2099e-15 | -120.3131 | 119.9422
Line10_11_12 | 0 | 0 | 0 | 0 | 0 | 0 | 0 | 0 | 0 | 0 | 0 | 0 | 1.0987e-18 | -3.8862e-11 | -1.1288e-10 | -1.0987e-18 | 3.8862e-11 | 1.1288e-10 | 2.7466e-18 | 1.0829e-10 | 1.9912e-11 | -2.7466e-18 | -1.0829e-10 | -1.9912e-11 | 0 | 0 | 0 | 0 | 0 | 0 | 0.95 | 0.94812 | 0.94457 | 0.95 | 0.94812 | 0.94457 | 3.3279e-15 | -120.3131 | 119.9422 | 3.4029e-15 | -120.3131 | 119.9422
Line11_12_13 | 0 | 0 | 0 | 0 | 0 | 0 | 0 | 0 | 0 | 0 | 0 | 0 | -1.3047e-18 | -3.2385e-11 | -9.4068e-11 | 1.3047e-18 | 3.2385e-11 | 9.4068e-11 | 2.7466e-18 | 9.0245e-11 | 1.6593e-11 | -2.7466e-18 | -9.0245e-11 | -1.6593e-11 | 0 | 0 | 0 | 0 | 0 | 0 | 0.95 | 0.94812 | 0.94457 | 0.95 | 0.94812 | 0.94457 | 3.4029e-15 | -120.3131 | 119.9422 | 3.4744e-15 | -120.3131 | 119.9422
Line12_13_15 | 0 | 0 | 0 | 0 | 0 | 0 | 0 | 0 | 0 | 0 | 0 | 0 | -3.4333e-19 | -1.9431e-11 | -5.6441e-11 | 3.4333e-19 | 1.9431e-11 | 5.6441e-11 | -2.0819e-35 | 5.4147e-11 | 9.9561e-12 | -1.0987e-18 | -5.4147e-11 | -9.9561e-12 | 0 | 0 | 0 | 0 | 0 | 0 | 0.95 | 0.94812 | 0.94457 | 0.95 | 0.94812 | 0.94457 | 3.4744e-15 | -120.3131 | 119.9422 | 3.5115e-15 | -120.3131 | 119.9422
Line13_13_14 | 0 | 0 | 0 | 0 | 0 | 0 | 0 | 0 | 0 | 0 | 0 | 0 | 4.8066e-19 | -6.477e-12 | -1.8814e-11 | -4.8066e-19 | 6.477e-12 | 1.8814e-11 | 2.9147e-35 | 1.8049e-11 | 3.3187e-12 | -1.0987e-18 | -1.8049e-11 | -3.3187e-12 | 0 | 0 | 0 | 0 | 0 | 0 | 0.95 | 0.94812 | 0.94457 | 0.95 | 0.94812 | 0.94457 | 3.4744e-15 | -120.3131 | 119.9422 | 3.4733e-15 | -120.3131 | 119.9422
Line14_15_16 | 0 | 0 | 0 | 0 | 0 | 0 | 0 | 0 | 0 | 0 | 0 | 0 | -7.5533e-19 | -1.2954e-11 | -3.7627e-11 | 7.5533e-19 | 1.2954e-11 | 3.7627e-11 | 1.648e-18 | 3.6098e-11 | 6.6374e-12 | -1.0987e-18 | -3.6098e-11 | -6.6374e-12 | 0 | 0 | 0 | 0 | 0 | 0 | 0.95 | 0.94812 | 0.94457 | 0.95 | 0.94812 | 0.94457 | 3.5115e-15 | -120.3131 | 119.9422 | 3.5443e-15 | -120.3131 | 119.9422
Line15_16_17 | 0 | 0 | 0 | 0 | 0 | 0 | 0 | 0 | 0 | 0 | 0 | 0 | -3.3981e-35 | -6.477e-12 | -1.8814e-11 | 5.4933e-19 | 6.477e-12 | 1.8814e-11 | 5.4933e-19 | 1.8049e-11 | 3.3187e-12 | -5.4933e-19 | -1.8049e-11 | -3.3187e-12 | 0 | 0 | 0 | 0 | 0 | 0 | 0.95 | 0.94812 | 0.94457 | 0.95 | 0.94812 | 0.94457 | 3.5443e-15 | -120.3131 | 119.9422 | 3.5565e-15 | -120.3131 | 119.9422
Line16_4_18 | 0 | 0.052639 | 0.052639 | 0 | 0.052639 | 0.052639 | 0 | 0.012156 | 0.012156 | 0 | 0.012156 | 0.012156 | -1.0987e-18 | 0.011082 | 0.0028784 | -1.0987e-18 | -0.011029 | -0.0028252 | -1.0987e-18 | 0.0029185 | 0.011047 | -1.0987e-18 | -0.0028631 | -0.010991 | 0 | -135.266 | 44.734 | 0 | 44.734 | -135.266 | 0.95 | 0.94272 | 0.93905 | 0.95 | 0.93734 | 0.93354 | 3.2247e-15 | -120.5122 | 120.1294 | 3.2156e-15 | -120.7135 | 120.3187
Line17_5_19 | 0 | 0 | 0 | 0 | 0 | 0 | 0 | 0 | 0 | 0 | 0 | 0 | 6.8666e-20 | -6.477e-12 | -1.8814e-11 | 2.06e-19 | 6.477e-12 | 1.8814e-11 | 1.0987e-18 | 1.8049e-11 | 3.3187e-12 | -5.4933e-19 | -1.8049e-11 | -3.3187e-12 | 0 | 0 | 0 | 0 | 0 | 0 | 0.95 | 0.94812 | 0.94457 | 0.95 | 0.94812 | 0.94457 | 3.2157e-15 | -120.3131 | 119.9422 | 3.2279e-15 | -120.3131 | 119.9422
Line1_1_3 | 0 | 0 | 0 | 0 | 0 | 0 | 0 | 0 | 0 | 0 | 0 | 0 | 2.266e-18 | -5.1816e-11 | -1.5051e-10 | -2.266e-18 | 5.1816e-11 | 1.5051e-10 | 1.648e-18 | 1.4439e-10 | 2.655e-11 | -2.1973e-18 | -1.4439e-10 | -2.655e-11 | 0 | 0 | 0 | 0 | 0 | 0 | 0.95 | 0.94812 | 0.94457 | 0.95 | 0.94812 | 0.94457 | 3.1852e-15 | -120.3131 | 119.9422 | 3.2541e-15 | -120.3131 | 119.9422
Line2_1_4 | 0 | 0.052639 | 0.052639 | 0 | 0.052639 | 0.052639 | 0 | 0.012156 | 0.012156 | 0 | 0.012156 | 0.012156 | 5.4933e-19 | 0.011136 | 0.0029316 | -1.0987e-18 | -0.011082 | -0.0028784 | -1.0987e-18 | 0.0029739 | 0.011102 | -6.1835e-35 | -0.0029185 | -0.011047 | 0 | -135.266 | 44.734 | 0 | 44.734 | -135.266 | 0.95 | 0.94812 | 0.94457 | 0.95 | 0.94272 | 0.93905 | 3.1852e-15 | -120.3131 | 119.9422 | 3.2247e-15 | -120.5122 | 120.1294
Line3_1_5 | 0 | 0 | 0 | 0 | 0 | 0 | 0 | 0 | 0 | 0 | 0 | 0 | 6.18e-19 | -1.2954e-11 | -3.7627e-11 | -6.8666e-20 | 1.2954e-11 | 3.7627e-11 | 1.0987e-18 | 3.6098e-11 | 6.6374e-12 | -1.0987e-18 | -3.6098e-11 | -6.6374e-12 | 0 | 0 | 0 | 0 | 0 | 0 | 0.95 | 0.94812 | 0.94457 | 0.95 | 0.94812 | 0.94457 | 3.1852e-15 | -120.3131 | 119.9422 | 3.2157e-15 | -120.3131 | 119.9422
Line4_2_6 | 0 | 0 | 0 | 0 | 0 | 0 | 0 | 0 | 0 | 0 | 0 | 0 | 2.884e-18 | -3.2385e-11 | -9.4068e-11 | -2.884e-18 | 3.2385e-11 | 9.4068e-11 | 3.296e-18 | 9.0245e-11 | 1.6593e-11 | -3.296e-18 | -9.0245e-11 | -1.6593e-11 | 0 | 0 | 0 | 0 | 0 | 0 | 0.95 | 0.94812 | 0.94457 | 0.95 | 0.94812 | 0.94457 | 3.2099e-15 | -120.3131 | 119.9422 | 3.2362e-15 | -120.3131 | 119.9422
Line5_6_7 | 0 | 0 | 0 | 0 | 0 | 0 | 0 | 0 | 0 | 0 | 0 | 0 | 1.3733e-18 | -2.5908e-11 | -7.5255e-11 | -1.648e-18 | 2.5908e-11 | 7.5255e-11 | 1.648e-18 | 7.2196e-11 | 1.3275e-11 | -1.648e-18 | -7.2196e-11 | -1.3275e-11 | 0 | 0 | 0 | 0 | 0 | 0 | 0.95 | 0.94812 | 0.94457 | 0.95 | 0.94812 | 0.94457 | 3.2362e-15 | -120.3131 | 119.9422 | 3.2595e-15 | -120.3131 | 119.9422
Line6_7_8 | 0 | 0 | 0 | 0 | 0 | 0 | 0 | 0 | 0 | 0 | 0 | 0 | 6.8666e-19 | -1.9431e-11 | -5.6441e-11 | -9.6133e-19 | 1.9431e-11 | 5.6441e-11 | 3.296e-18 | 5.4147e-11 | 9.9561e-12 | -2.1973e-18 | -5.4147e-11 | -9.9561e-12 | 0 | 0 | 0 | 0 | 0 | 0 | 0.95 | 0.94812 | 0.94457 | 0.95 | 0.94812 | 0.94457 | 3.2595e-15 | -120.3131 | 119.9422 | 3.2936e-15 | -120.3131 | 119.9422
Line7_8_9 | 0 | 0 | 0 | 0 | 0 | 0 | 0 | 0 | 0 | 0 | 0 | 0 | -6.18e-19 | -6.477e-12 | -1.8814e-11 | 6.18e-19 | 6.477e-12 | 1.8814e-11 | 5.4933e-19 | 1.8049e-11 | 3.3187e-12 | -1.0987e-18 | -1.8049e-11 | -3.3187e-12 | 0 | 0 | 0 | 0 | 0 | 0 | 0.95 | 0.94812 | 0.94457 | 0.95 | 0.94812 | 0.94457 | 3.2936e-15 | -120.3131 | 119.9422 | 3.2925e-15 | -120.3131 | 119.9422
Line8_8_10 | 0 | 0 | 0 | 0 | 0 | 0 | 0 | 0 | 0 | 0 | 0 | 0 | -3.4333e-19 | -6.477e-12 | -1.8814e-11 | 6.18e-19 | 6.477e-12 | 1.8814e-11 | 5.4933e-19 | 1.8049e-11 | 3.3187e-12 | -1.0987e-18 | -1.8049e-11 | -3.3187e-12 | 0 | 0 | 0 | 0 | 0 | 0 | 0.95 | 0.94812 | 0.94457 | 0.95 | 0.94812 | 0.94457 | 3.2936e-15 | -120.3131 | 119.9422 | 3.3089e-15 | -120.3131 | 119.9422
Line9_3_11 | 0 | 0 | 0 | 0 | 0 | 0 | 0 | 0 | 0 | 0 | 0 | 0 | 5.4933e-19 | -4.5339e-11 | -1.317e-10 | -8.2399e-19 | 4.5339e-11 | 1.317e-10 | 3.296e-18 | 1.2634e-10 | 2.3231e-11 | -3.296e-18 | -1.2634e-10 | -2.3231e-11 | 0 | 0 | 0 | 0 | 0 | 0 | 0.95 | 0.94812 | 0.94457 | 0.95 | 0.94812 | 0.94457 | 3.2541e-15 | -120.3131 | 119.9422 | 3.3279e-15 | -120.3131 | 119.9422

## LL_min_fault_10
name | pf_ikss_a_from_ka | pf_ikss_b_from_ka | pf_ikss_c_from_ka | pf_ikss_a_to_ka | pf_ikss_b_to_ka | pf_ikss_c_to_ka | pf_skss_a_from_mw | pf_skss_b_from_mw | pf_skss_c_from_mw | pf_skss_a_to_mw | pf_skss_b_to_mw | pf_skss_c_to_mw | pf_p_a_from_mw | pf_p_b_from_mw | pf_p_c_from_mw | pf_p_a_to_mw | pf_p_b_to_mw | pf_p_c_to_mw | pf_q_a_from_mvar | pf_q_b_from_mvar | pf_q_c_from_mvar | pf_q_a_to_mvar | pf_q_b_to_mvar | pf_q_c_to_mvar | pf_ikss_a_from_degree | pf_ikss_b_from_degree | pf_ikss_c_from_degree | pf_ikss_a_to_degree | pf_ikss_b_to_degree | pf_ikss_c_to_degree | pf_vm_a_from_pu | pf_vm_b_from_pu | pf_vm_c_from_pu | pf_vm_a_to_pu | pf_vm_b_to_pu | pf_vm_c_to_pu | pf_va_a_from_degree | pf_va_b_from_degree | pf_va_c_from_degree | pf_va_a_to_degree | pf_va_b_to_degree | pf_va_c_to_degree
Line0_1_2 | 0 | 0 | 0 | 0 | 0 | 0 | 0 | 0 | 0 | 0 | 0 | 0 | 2.8623e-18 | -3.4879e-11 | -1.0131e-10 | -2.8623e-18 | 3.4879e-11 | 1.0131e-10 | 1.0408e-18 | 9.7195e-11 | 1.7871e-11 | -5.2042e-19 | -9.7195e-11 | -1.7871e-11 | 0 | 0 | 0 | 0 | 0 | 0 | 0.9 | 0.89822 | 0.89485 | 0.9 | 0.89822 | 0.89485 | 3.1741e-15 | -120.3131 | 119.9422 | 3.189e-15 | -120.3131 | 119.9422
Line10_11_12 | 0 | 0 | 0 | 0 | 0 | 0 | 0 | 0 | 0 | 0 | 0 | 0 | 6.5052e-19 | -3.4879e-11 | -1.0131e-10 | -3.9031e-19 | 3.4879e-11 | 1.0131e-10 | 1.5613e-18 | 9.7195e-11 | 1.7871e-11 | -2.0817e-18 | -9.7195e-11 | -1.7871e-11 | 0 | 0 | 0 | 0 | 0 | 0 | 0.9 | 0.89822 | 0.89485 | 0.9 | 0.89822 | 0.89485 | 3.3168e-15 | -120.3131 | 119.9422 | 3.3918e-15 | -120.3131 | 119.9422
Line11_12_13 | 0 | 0 | 0 | 0 | 0 | 0 | 0 | 0 | 0 | 0 | 0 | 0 | -1.236e-18 | -2.9066e-11 | -8.4427e-11 | 1.4962e-18 | 2.9066e-11 | 8.4427e-11 | 4.1633e-18 | 8.0996e-11 | 1.4893e-11 | -4.1633e-18 | -8.0996e-11 | -1.4893e-11 | 0 | 0 | 0 | 0 | 0 | 0 | 0.9 | 0.89822 | 0.89485 | 0.9 | 0.89822 | 0.89485 | 3.3918e-15 | -120.3131 | 119.9422 | 3.4633e-15 | -120.3131 | 119.9422
Line12_13_15 | 0 | 0 | 0 | 0 | 0 | 0 | 0 | 0 | 0 | 0 | 0 | 0 | 1.301e-19 | -1.7439e-11 | -5.0656e-11 | -1.301e-19 | 1.7439e-11 | 5.0656e-11 | 5.2042e-19 | 4.8598e-11 | 8.9356e-12 | -1.0408e-18 | -4.8598e-11 | -8.9357e-12 | 0 | 0 | 0 | 0 | 0 | 0 | 0.9 | 0.89822 | 0.89485 | 0.9 | 0.89822 | 0.89485 | 3.4633e-15 | -120.3131 | 119.9422 | 3.5004e-15 | -120.3131 | 119.9422
Line13_13_14 | 0 | 0 | 0 | 0 | 0 | 0 | 0 | 0 | 0 | 0 | 0 | 0 | 1.9516e-19 | -5.8131e-12 | -1.6885e-11 | 6.5052e-20 | 5.8131e-12 | 1.6885e-11 | -5.2042e-19 | 1.6199e-11 | 2.9786e-12 | 3.9309e-36 | -1.6199e-11 | -2.9786e-12 | 0 | 0 | 0 | 0 | 0 | 0 | 0.9 | 0.89822 | 0.89485 | 0.9 | 0.89822 | 0.89485 | 3.4633e-15 | -120.3131 | 119.9422 | 3.4622e-15 | -120.3131 | 119.9422
Line14_15_16 | 0 | 0 | 0 | 0 | 0 | 0 | 0 | 0 | 0 | 0 | 0 | 0 | -3.9031e-19 | -1.1626e-11 | -3.3771e-11 | 3.9031e-19 | 1.1626e-11 | 3.3771e-11 | 1.0408e-18 | 3.2398e-11 | 5.9571e-12 | -1.0408e-18 | -3.2398e-11 | -5.9571e-12 | 0 | 0 | 0 | 0 | 0 | 0 | 0.9 | 0.89822 | 0.89485 | 0.9 | 0.89822 | 0.89485 | 3.5004e-15 | -120.3131 | 119.9422 | 3.5332e-15 | -120.3131 | 119.9422
Line15_16_17 | 0 | 0 | 0 | 0 | 0 | 0 | 0 | 0 | 0 | 0 | 0 | 0 | -1.236e-18 | -5.8131e-12 | -1.6885e-11 | 9.7578e-19 | 5.8131e-12 | 1.6885e-11 | -7.6218e-35 | 1.6199e-11 | 2.9785e-12 | -5.2042e-19 | -1.6199e-11 | -2.9785e-12 | 0 | 0 | 0 | 0 | 0 | 0 | 0.9 | 0.89822 | 0.89485 | 0.9 | 0.89822 | 0.89485 | 3.5332e-15 | -120.3131 | 119.9422 | 3.5455e-15 | -120.3131 | 119.9422
Line16_4_18 | 0 | 0.049869 | 0.049869 | 0 | 0.049869 | 0.049869 | 0 | 0.011517 | 0.011517 | 0 | 0.011517 | 0.011517 | -3.1225e-18 | 0.0099465 | 0.0025834 | 2.0817e-18 | -0.0098987 | -0.0025356 | -1.7492e-34 | 0.0026194 | 0.0099144 | 1.1675e-34 | -0.0025697 | -0.0098647 | 0 | -135.266 | 44.734 | 0 | 44.734 | -135.266 | 0.9 | 0.89311 | 0.88962 | 0.9 | 0.888 | 0.8844 | 3.2097e-15 | -120.5122 | 120.1294 | 3.2135e-15 | -120.7135 | 120.3187
Line17_5_19 | 0 | 0 | 0 | 0 | 0 | 0 | 0 | 0 | 0 | 0 | 0 | 0 | -1.0408e-18 | -5.8131e-12 | -1.6885e-11 | 7.8063e-19 | 5.8131e-12 | 1.6885e-11 | 5.2042e-19 | 1.6199e-11 | 2.9785e-12 | 4.3828e-35 | -1.6199e-11 | -2.9785e-12 | 0 | 0 | 0 | 0 | 0 | 0 | 0.9 | 0.89822 | 0.89485 | 0.9 | 0.89822 | 0.89485 | 3.2046e-15 | -120.3131 | 119.9422 | 3.2168e-15 | -120.3131 | 119.9422
Line1_1_3 | 0 | 0 | 0 | 0 | 0 | 0 | 0 | 0 | 0 | 0 | 0 | 0 | 1.4311e-18 | -4.6505e-11 | -1.3508e-10 | -1.4311e-18 | 4.6505e-11 | 1.3508e-10 | 2.6021e-18 | 1.2959e-10 | 2.3828e-11 | -2.0817e-18 | -1.2959e-10 | -2.3828e-11 | 0 | 0 | 0 | 0 | 0 | 0 | 0.9 | 0.89822 | 0.89485 | 0.9 | 0.89822 | 0.89485 | 3.1741e-15 | -120.3131 | 119.9422 | 3.243e-15 | -120.3131 | 119.9422
Line2_1_4 | 0 | 0.049869 | 0.049869 | 0 | 0.049869 | 0.049869 | 0 | 0.011517 | 0.011517 | 0 | 0.011517 | 0.011517 | -5.7661e-35 | 0.0099942 | 0.0026311 | 1.0408e-18 | -0.0099465 | -0.0025834 | 1.0408e-18 | 0.0026691 | 0.0099642 | -2.0817e-18 | -0.0026194 | -0.0099144 | 0 | -135.266 | 44.734 | 0 | 44.734 | -135.266 | 0.9 | 0.89822 | 0.89485 | 0.9 | 0.89311 | 0.88962 | 3.1741e-15 | -120.3131 | 119.9422 | 3.2097e-15 | -120.5122 | 120.1294
Line3_1_5 | 0 | 0 | 0 | 0 | 0 | 0 | 0 | 0 | 0 | 0 | 0 | 0 | 5.8547e-19 | -1.1626e-11 | -3.3771e-11 | -5.8547e-19 | 1.1626e-11 | 3.3771e-11 | 1.5613e-18 | 3.2398e-11 | 5.9571e-12 | -1.5613e-18 | -3.2398e-11 | -5.9571e-12 | 0 | 0 | 0 | 0 | 0 | 0 | 0.9 | 0.89822 | 0.89485 | 0.9 | 0.89822 | 0.89485 | 3.1741e-15 | -120.3131 | 119.9422 | 3.2046e-15 | -120.3131 | 119.9422
Line4_2_6 | 0 | 0 | 0 | 0 | 0 | 0 | 0 | 0 | 0 | 0 | 0 | 0 | 1.8215e-18 | -2.9066e-11 | -8.4427e-11 | -2.0817e-18 | 2.9066e-11 | 8.4427e-11 | 3.1225e-18 | 8.0996e-11 | 1.4893e-11 | -2.6021e-18 | -8.0996e-11 | -1.4893e-11 | 0 | 0 | 0 | 0 | 0 | 0 | 0.9 | 0.89822 | 0.89485 | 0.9 | 0.89822 | 0.89485 | 3.189e-15 | -120.3131 | 119.9422 | 3.2125e-15 | -120.3131 | 119.9422
Line5_6_7 | 0 | 0 | 0 | 0 | 0 | 0 | 0 | 0 | 0 | 0 | 0 | 0 | 1.5613e-18 | -2.3253e-11 | -6.7542e-11 | -1.8215e-18 | 2.3253e-11 | 6.7542e-11 | 2.0817e-18 | 6.4797e-11 | 1.1914e-11 | -2.0817e-18 | -6.4797e-11 | -1.1914e-11 | 0 | 0 | 0 | 0 | 0 | 0 | 0.9 | 0.89822 | 0.89485 | 0.9 | 0.89822 | 0.89485 | 3.2125e-15 | -120.3131 | 119.9422 | 3.2301e-15 | -120.3131 | 119.9422
Line6_7_8 | 0 | 0 | 0 | 0 | 0 | 0 | 0 | 0 | 0 | 0 | 0 | 0 | 1.236e-18 | -1.7439e-11 | -5.0656e-11 | -9.7578e-19 | 1.7439e-11 | 5.0656e-11 | 2.6021e-18 | 4.8598e-11 | 8.9356e-12 | -2.0817e-18 | -4.8598e-11 | -8.9357e-12 | 0 | 0 | 0 | 0 | 0 | 0 | 0.9 | 0.89822 | 0.89485 | 0.9 | 0.89822 | 0.89485 | 3.2301e-15 | -120.3131 | 119.9422 | 3.2613e-15 | -120.3131 | 119.9422
Line7_8_9 | 0 | 0 | 0 | 0 | 0 | 0 | 0 | 0 | 0 | 0 | 0 | 0 | -3.2526e-19 | -5.8131e-12 | -1.6885e-11 | 5.8547e-19 | 5.8131e-12 | 1.6885e-11 | 5.2042e-19 | 1.6199e-11 | 2.9786e-12 | -1.0408e-18 | -1.6199e-11 | -2.9785e-12 | 0 | 0 | 0 | 0 | 0 | 0 | 0.9 | 0.89822 | 0.89485 | 0.9 | 0.89822 | 0.89485 | 3.2613e-15 | -120.3131 | 119.9422 | 3.2602e-15 | -120.3131 | 119.9422
Line8_8_10 | 0 | 0 | 0 | 0 | 0 | 0 | 0 | 0 | 0 | 0 | 0 | 0 | -6.5052e-20 | -5.8131e-12 | -1.6885e-11 | 3.2526e-19 | 5.8131e-12 | 1.6885e-11 | 1.0408e-18 | 1.6199e-11 | 2.9786e-12 | -1.5613e-18 | -1.6199e-11 | -2.9786e-12 | 0 | 0 | 0 | 0 | 0 | 0 | 0.9 | 0.89822 | 0.89485 | 0.9 | 0.89822 | 0.89485 | 3.2613e-15 | -120.3131 | 119.9422 | 3.2776e-15 | -120.3131 | 119.9422
Line9_3_11 | 0 | 0 | 0 | 0 | 0 | 0 | 0 | 0 | 0 | 0 | 0 | 0 | 1.1709e-18 | -4.0692e-11 | -1.182e-10 | -1.1709e-18 | 4.0692e-11 | 1.182e-10 | 2.0817e-18 | 1.1339e-10 | 2.085e-11 | -2.0817e-18 | -1.1339e-10 | -2.085e-11 | 0 | 0 | 0 | 0 | 0 | 0 | 0.9 | 0.89822 | 0.89485 | 0.9 | 0.89822 | 0.89485 | 3.243e-15 | -120.3131 | 119.9422 | 3.3168e-15 | -120.3131 | 119.9422

## LG_max_6
name | pf_ikss_a_from_ka | pf_ikss_b_from_ka | pf_ikss_c_from_ka | pf_ikss_a_to_ka | pf_ikss_b_to_ka | pf_ikss_c_to_ka | pf_skss_a_from_mw | pf_skss_b_from_mw | pf_skss_c_from_mw | pf_skss_a_to_mw | pf_skss_b_to_mw | pf_skss_c_to_mw | pf_p_a_from_mw | pf_p_b_from_mw | pf_p_c_from_mw | pf_p_a_to_mw | pf_p_b_to_mw | pf_p_c_to_mw | pf_q_a_from_mvar | pf_q_b_from_mvar | pf_q_c_from_mvar | pf_q_a_to_mvar | pf_q_b_to_mvar | pf_q_c_to_mvar | pf_ikss_a_from_degree | pf_ikss_b_from_degree | pf_ikss_c_from_degree | pf_ikss_a_to_degree | pf_ikss_b_to_degree | pf_ikss_c_to_degree | pf_vm_a_from_pu | pf_vm_b_from_pu | pf_vm_c_from_pu | pf_vm_a_to_pu | pf_vm_b_to_pu | pf_vm_c_to_pu | pf_va_a_from_degree | pf_va_b_from_degree | pf_va_c_from_degree | pf_va_a_to_degree | pf_va_b_to_degree | pf_va_c_to_degree
Line0_1_2 | 0.14434 | 0.14434 | 0.14434 | 0.14434 | 0.14434 | 0.14434 | 0.033333 | 0.033333 | 0.033333 | 0.033333 | 0.033333 | 0.033333 | -0.0047247 | -0.0013754 | -0.0057323 | 0.0049331 | 0.0015838 | 0.0059406 | -0.02401 | -0.034581 | -0.036525 | 0.024426 | 0.034998 | 0.036942 | 94.7873 | -25.2129 | -145.2127 | -85.2127 | 154.7871 | 34.7873 | 0.7341 | 1.0383 | 1.1092 | 0.74758 | 1.051 | 1.1225 | -6.3454 | -117.4906 | 115.8679 | -6.6304 | -117.8039 | 115.6517
Line10_11_12 | 0.14434 | 0.14434 | 0.14434 | 0.14434 | 0.14434 | 0.14434 | 0.033333 | 0.033333 | 0.033333 | 0.033333 | 0.033333 | 0.033333 | -0.0051414 | -0.0017921 | -0.006149 | 0.0053497 | 0.0020004 | 0.0063573 | -0.024843 | -0.035415 | -0.037358 | 0.02526 | 0.035831 | 0.037775 | 94.7873 | -25.2129 | -145.2127 | -85.2127 | 154.7871 | 34.7873 | 0.76108 | 1.0638 | 1.1358 | 0.7746 | 1.0766 | 1.1492 | -6.9054 | -118.1098 | 115.4405 | -7.1707 | -118.4084 | 115.2343
Line11_12_13 | 0.14434 | 0.14434 | 0.14434 | 0.14434 | 0.14434 | 0.14434 | 0.033333 | 0.033333 | 0.033333 | 0.033333 | 0.033333 | 0.033333 | -0.0053497 | -0.0020004 | -0.0063573 | 0.0055581 | 0.0022088 | 0.0065656 | -0.02526 | -0.035831 | -0.037775 | 0.025676 | 0.036248 | 0.038192 | 94.7873 | -25.2129 | -145.2127 | -85.2127 | 154.7871 | 34.7873 | 0.7746 | 1.0766 | 1.1492 | 0.78813 | 1.0895 | 1.1626 | -7.1707 | -118.4084 | 115.2343 | -7.4269 | -118.6999 | 115.0328
Line12_13_15 | 0 | 0 | 0 | 0 | 0 | 0 | 0 | 0 | 0 | 0 | 0 | 0 | 6.9908e-11 | 1.8995e-08 | -1.9293e-08 | 6.8469e-10 | -1.2822e-08 | 1.2365e-08 | 1.6435e-08 | -1.0854e-08 | -8.0993e-09 | -1.1349e-08 | 7.3311e-09 | 5.012e-09 | 0 | 0 | 0 | 0 | 0 | 0 | 0.78813 | 1.0895 | 1.1626 | 0.78813 | 1.0895 | 1.1626 | -7.4269 | -118.6999 | 115.0328 | -7.4269 | -118.6999 | 115.0328
Line13_13_14 | 0.14434 | 0.14434 | 0.14434 | 0.14434 | 0.14434 | 0.14434 | 0.033333 | 0.033333 | 0.033333 | 0.033333 | 0.033333 | 0.033333 | -0.0055581 | -0.0022088 | -0.0065656 | 0.0057664 | 0.0024171 | 0.0067739 | -0.025676 | -0.036248 | -0.038192 | 0.026093 | 0.036665 | 0.038608 | 94.7873 | -25.2128 | -145.2128 | -85.2127 | 154.7872 | 34.7872 | 0.78813 | 1.0895 | 1.1626 | 0.80168 | 1.1023 | 1.1759 | -7.4269 | -118.6999 | 115.0328 | -7.6745 | -118.9846 | 114.8358
Line14_15_16 | 0 | 0 | 0 | 0 | 0 | 0 | 0 | 0 | 0 | 0 | 0 | 0 | 4.6605e-11 | 1.2663e-08 | -1.2862e-08 | 7.08e-10 | -6.4904e-09 | 5.9344e-09 | 1.0956e-08 | -7.2359e-09 | -5.3996e-09 | -5.8704e-09 | 3.7131e-09 | 2.3122e-09 | 0 | 0 | 0 | 0 | 0 | 0 | 0.78813 | 1.0895 | 1.1626 | 0.78813 | 1.0895 | 1.1626 | -7.4269 | -118.6999 | 115.0328 | -7.4269 | -118.6999 | 115.0328
Line15_16_17 | 0 | 0 | 0 | 0 | 0 | 0 | 0 | 0 | 0 | 0 | 0 | 0 | 2.3303e-11 | 6.3317e-09 | -6.431e-09 | 7.313e-10 | -1.5868e-10 | -4.9663e-10 | 5.4782e-09 | -3.618e-09 | -2.6998e-09 | -3.9222e-10 | 9.5167e-11 | -3.8755e-10 | 0 | 0 | 0 | 0 | 0 | 0 | 0.78813 | 1.0895 | 1.1626 | 0.78813 | 1.0895 | 1.1626 | -7.4269 | -118.6999 | 115.0328 | -7.4269 | -118.6999 | 115.0328
Line16_4_18 | 4.6354 | 0 | 0 | 4.6354 | 0 | 0 | 1.0705 | 0 | 0 | 1.0705 | 0 | 0 | 0.17906 | 1.5152e-08 | -1.5489e-08 | -3.4938e-15 | 9.5174e-11 | -7.9779e-11 | 0.35811 | -6.3852e-09 | -6.6999e-09 | 8.4065e-14 | 6.9259e-10 | -7.8147e-10 | -69.8693 | 0 | 0 | 110.1307 | 0 | 0 | 0.37402 | 1.0271 | 1.085 | 0 | 1.0074 | 1.0509 | -6.4344 | -113.7775 | 112.4374 | 0 | -109.7129 | 108.8638
Line17_5_19 | 0.14434 | 0.14434 | 0.14434 | 0.14434 | 0.14434 | 0.14434 | 0.033333 | 0.033333 | 0.033333 | 0.033333 | 0.033333 | 0.033333 | -0.0049331 | -0.0015838 | -0.0059406 | 0.0051414 | 0.0017921 | 0.0061489 | -0.024426 | -0.034998 | -0.036942 | 0.024843 | 0.035415 | 0.037358 | 94.7873 | -25.2128 | -145.2128 | -85.2127 | 154.7872 | 34.7872 | 0.74758 | 1.051 | 1.1225 | 0.76108 | 1.0638 | 1.1358 | -6.6304 | -117.8039 | 115.6517 | -6.9054 | -118.1098 | 115.4405
Line1_1_3 | 0.14434 | 0.14434 | 0.14434 | 0.14434 | 0.14434 | 0.14434 | 0.033333 | 0.033333 | 0.033333 | 0.033333 | 0.033333 | 0.033333 | -0.0047247 | -0.0013754 | -0.0057323 | 0.0049331 | 0.0015838 | 0.0059407 | -0.02401 | -0.034581 | -0.036525 | 0.024426 | 0.034998 | 0.036942 | 94.7873 | -25.2129 | -145.2127 | -85.2127 | 154.7871 | 34.7873 | 0.7341 | 1.0383 | 1.1092 | 0.74758 | 1.051 | 1.1225 | -6.3454 | -117.4906 | 115.8679 | -6.6304 | -117.8039 | 115.6517
Line2_1_4 | 4.4915 | 0.14434 | 0.14434 | 4.4915 | 0.14434 | 0.14434 | 1.0373 | 0.033333 | 0.033333 | 1.0373 | 0.033333 | 0.033333 | 0.34127 | -0.0077516 | -0.012393 | -0.17441 | 0.0054915 | 0.01414 | 0.68071 | -0.033729 | -0.034833 | -0.34654 | 0.033794 | 0.033288 | -69.7192 | -14.5477 | -134.5474 | 110.2808 | 165.4524 | 45.4526 | 0.7341 | 1.0383 | 1.1092 | 0.37402 | 1.0271 | 1.085 | -6.3454 | -117.4906 | 115.8679 | -6.4344 | -113.7775 | 112.4374
Line3_1_5 | 0.14434 | 0.14434 | 0.14434 | 0.14434 | 0.14434 | 0.14434 | 0.033333 | 0.033333 | 0.033333 | 0.033333 | 0.033333 | 0.033333 | -0.0047247 | -0.0013755 | -0.0057323 | 0.0049331 | 0.0015838 | 0.0059406 | -0.02401 | -0.034581 | -0.036525 | 0.024426 | 0.034998 | 0.036942 | 94.7873 | -25.2129 | -145.2128 | -85.2127 | 154.7872 | 34.7872 | 0.7341 | 1.0383 | 1.1092 | 0.74758 | 1.051 | 1.1225 | -6.3454 | -117.4906 | 115.8679 | -6.6304 | -117.8039 | 115.6517
Line4_2_6 | 0.14434 | 0.14434 | 0.14434 | 0.14434 | 0.14434 | 0.14434 | 0.033333 | 0.033333 | 0.033333 | 0.033333 | 0.033333 | 0.033333 | -0.0049331 | -0.0015838 | -0.0059406 | 0.0051414 | 0.0017921 | 0.006149 | -0.024426 | -0.034998 | -0.036942 | 0.024843 | 0.035415 | 0.037358 | 94.7873 | -25.2129 | -145.2127 | -85.2127 | 154.7871 | 34.7873 | 0.74758 | 1.051 | 1.1225 | 0.76108 | 1.0638 | 1.1358 | -6.6304 | -117.8039 | 115.6517 | -6.9054 | -118.1098 | 115.4405
Line5_6_7 | 0.14434 | 0.14434 | 0.14434 | 0.14434 | 0.14434 | 0.14434 | 0.033333 | 0.033333 | 0.033333 | 0.033333 | 0.033333 | 0.033333 | -0.0051414 | -0.0017921 | -0.006149 | 0.0053497 | 0.0020005 | 0.0063573 | -0.024843 | -0.035415 | -0.037358 | 0.02526 | 0.035831 | 0.037775 | 94.7873 | -25.2129 | -145.2127 | -85.2127 | 154.7871 | 34.7873 | 0.76108 | 1.0638 | 1.1358 | 0.7746 | 1.0766 | 1.1492 | -6.9054 | -118.1098 | 115.4405 | -7.1707 | -118.4084 | 115.2343
Line6_7_8 | 0 | 0 | 0 | 0 | 0 | 0 | 0 | 0 | 0 | 0 | 0 | 0 | -1.1875e-10 | 1.8674e-08 | -1.9212e-08 | 8.3804e-10 | -1.2556e-08 | 1.2375e-08 | 1.6123e-08 | -1.0696e-08 | -8.1249e-09 | -1.1121e-08 | 7.2457e-09 | 5.049e-09 | 0 | 0 | 0 | 0 | 0 | 0 | 0.7746 | 1.0766 | 1.1492 | 0.7746 | 1.0766 | 1.1492 | -7.1707 | -118.4084 | 115.2343 | -7.1707 | -118.4084 | 115.2343
Line7_8_9 | 0 | 0 | 0 | 0 | 0 | 0 | 0 | 0 | 0 | 0 | 0 | 0 | -3.9585e-11 | 6.2245e-09 | -6.4039e-09 | 7.5887e-10 | -1.0664e-10 | -4.3325e-10 | 5.3742e-09 | -3.5653e-09 | -2.7083e-09 | -3.7225e-10 | 1.1513e-10 | -3.6759e-10 | 0 | 0 | 0 | 0 | 0 | 0 | 0.7746 | 1.0766 | 1.1492 | 0.7746 | 1.0766 | 1.1492 | -7.1707 | -118.4084 | 115.2343 | -7.1707 | -118.4084 | 115.2343
Line8_8_10 | 0 | 0 | 0 | 0 | 0 | 0 | 0 | 0 | 0 | 0 | 0 | 0 | -3.9585e-11 | 6.2245e-09 | -6.4039e-09 | 7.5887e-10 | -1.0664e-10 | -4.3325e-10 | 5.3742e-09 | -3.5653e-09 | -2.7083e-09 | -3.7225e-10 | 1.1513e-10 | -3.6759e-10 | 0 | 0 | 0 | 0 | 0 | 0 | 0.7746 | 1.0766 | 1.1492 | 0.7746 | 1.0766 | 1.1492 | -7.1707 | -118.4084 | 115.2343 | -7.1707 | -118.4084 | 115.2343
Line9_3_11 | 0.14434 | 0.14434 | 0.14434 | 0.14434 | 0.14434 | 0.14434 | 0.033333 | 0.033333 | 0.033333 | 0.033333 | 0.033333 | 0.033333 | -0.0049331 | -0.0015838 | -0.0059407 | 0.0051414 | 0.0017921 | 0.006149 | -0.024426 | -0.034998 | -0.036942 | 0.024843 | 0.035415 | 0.037358 | 94.7873 | -25.2129 | -145.2127 | -85.2127 | 154.7871 | 34.7873 | 0.74758 | 1.051 | 1.1225 | 0.76108 | 1.0638 | 1.1358 | -6.6304 | -117.8039 | 115.6517 | -6.9054 | -118.1098 | 115.4405

## LG_max_10
name | pf_ikss_a_from_ka | pf_ikss_b_from_ka | pf_ikss_c_from_ka | pf_ikss_a_to_ka | pf_ikss_b_to_ka | pf_ikss_c_to_ka | pf_skss_a_from_mw | pf_skss_b_from_mw | pf_skss_c_from_mw | pf_skss_a_to_mw | pf_skss_b_to_mw | pf_skss_c_to_mw | pf_p_a_from_mw | pf_p_b_from_mw | pf_p_c_from_mw | pf_p_a_to_mw | pf_p_b_to_mw | pf_p_c_to_mw | pf_q_a_from_mvar | pf_q_b_from_mvar | pf_q_c_from_mvar | pf_q_a_to_mvar | pf_q_b_to_mvar | pf_q_c_to_mvar | pf_ikss_a_from_degree | pf_ikss_b_from_degree | pf_ikss_c_from_degree | pf_ikss_a_to_degree | pf_ikss_b_to_degree | pf_ikss_c_to_degree | pf_vm_a_from_pu | pf_vm_b_from_pu | pf_vm_c_from_pu | pf_vm_a_to_pu | pf_vm_b_to_pu | pf_vm_c_to_pu | pf_va_a_from_degree | pf_va_b_from_degree | pf_va_c_from_degree | pf_va_a_to_degree | pf_va_b_to_degree | pf_va_c_to_degree
Line0_1_2 | 0.14434 | 0.14434 | 0.14434 | 0.14434 | 0.14434 | 0.14434 | 0.033333 | 0.033333 | 0.033333 | 0.033333 | 0.033333 | 0.033333 | -0.0049588 | -0.0013817 | -0.0060947 | 0.0051671 | 0.00159 | 0.0063031 | -0.024742 | -0.036162 | -0.038244 | 0.025159 | 0.036579 | 0.03866 | 94.787 | -25.2132 | -145.213 | -85.213 | 154.7868 | 34.787 | 0.75702 | 1.0856 | 1.1618 | 0.77051 | 1.0984 | 1.1751 | -6.5462 | -117.4013 | 115.7321 | -6.8192 | -117.7022 | 115.5271
Line10_11_12 | 0.14434 | 0.14434 | 0.14434 | 0.14434 | 0.14434 | 0.14434 | 0.033333 | 0.033333 | 0.033333 | 0.033333 | 0.033333 | 0.033333 | -0.0053755 | -0.0017983 | -0.0065114 | 0.0055838 | 0.0020067 | 0.0067197 | -0.025575 | -0.036995 | -0.039077 | 0.025992 | 0.037412 | 0.039494 | 94.787 | -25.2132 | -145.213 | -85.213 | 154.7868 | 34.787 | 0.78402 | 1.1112 | 1.1885 | 0.79755 | 1.124 | 1.2018 | -7.0828 | -117.9962 | 115.3267 | -7.3375 | -118.2835 | 115.1307
Line11_12_13 | 0.14434 | 0.14434 | 0.14434 | 0.14434 | 0.14434 | 0.14434 | 0.033333 | 0.033333 | 0.033333 | 0.033333 | 0.033333 | 0.033333 | -0.0055838 | -0.0020067 | -0.0067197 | 0.0057921 | 0.002215 | 0.006928 | -0.025992 | -0.037412 | -0.039494 | 0.026409 | 0.037829 | 0.03991 | 94.787 | -25.2132 | -145.213 | -85.213 | 154.7868 | 34.787 | 0.79755 | 1.124 | 1.2018 | 0.81109 | 1.1368 | 1.2152 | -7.3375 | -118.2835 | 115.1307 | -7.5837 | -118.5643 | 114.9391
Line12_13_15 | 0 | 0 | 0 | 0 | 0 | 0 | 0 | 0 | 0 | 0 | 0 | 0 | 7.9616e-12 | 2.1377e-08 | -2.1815e-08 | 8.253e-10 | -1.4406e-08 | 1.4011e-08 | 1.8234e-08 | -1.2117e-08 | -9.1895e-09 | -1.2588e-08 | 8.1926e-09 | 5.694e-09 | 0 | 0 | 0 | 0 | 0 | 0 | 0.81109 | 1.1368 | 1.2152 | 0.81109 | 1.1368 | 1.2152 | -7.5837 | -118.5643 | 114.9391 | -7.5837 | -118.5643 | 114.9391
Line13_13_14 | 0.14434 | 0.14434 | 0.14434 | 0.14434 | 0.14434 | 0.14434 | 0.033333 | 0.033333 | 0.033333 | 0.033333 | 0.033333 | 0.033333 | -0.0057921 | -0.002215 | -0.006928 | 0.0060005 | 0.0024234 | 0.0071363 | -0.026409 | -0.037829 | -0.03991 | 0.026825 | 0.038245 | 0.040327 | 94.787 | -25.2132 | -145.2131 | -85.213 | 154.7868 | 34.7869 | 0.81109 | 1.1368 | 1.2152 | 0.82464 | 1.1497 | 1.2286 | -7.5837 | -118.5643 | 114.9391 | -7.8218 | -118.8388 | 114.7516
Line14_15_16 | 0 | 0 | 0 | 0 | 0 | 0 | 0 | 0 | 0 | 0 | 0 | 0 | 5.3079e-12 | 1.4251e-08 | -1.4543e-08 | 8.2795e-10 | -7.2806e-09 | 6.7392e-09 | 1.2156e-08 | -8.0777e-09 | -6.1263e-09 | -6.5098e-09 | 4.1537e-09 | 2.6308e-09 | 0 | 0 | 0 | 0 | 0 | 0 | 0.81109 | 1.1368 | 1.2152 | 0.81109 | 1.1368 | 1.2152 | -7.5837 | -118.5643 | 114.9391 | -7.5837 | -118.5643 | 114.9391
Line15_16_17 | 0 | 0 | 0 | 0 | 0 | 0 | 0 | 0 | 0 | 0 | 0 | 0 | 2.6537e-12 | 7.1257e-09 | -7.2717e-09 | 8.306e-10 | -1.5483e-10 | -5.3249e-10 | 6.0781e-09 | -4.0388e-09 | -3.0632e-09 | -4.3174e-10 | 1.1488e-10 | -4.3237e-10 | 0 | 0 | 0 | 0 | 0 | 0 | 0.81109 | 1.1368 | 1.2152 | 0.81109 | 1.1368 | 1.2152 | -7.5837 | -118.5643 | 114.9391 | -7.5837 | -118.5643 | 114.9391
Line16_4_18 | 4.7774 | 0 | 0 | 4.7774 | 0 | 0 | 1.1033 | 0 | 0 | 1.1033 | 0 | 0 | 0.19019 | 1.6655e-08 | -1.703e-08 | 1.2672e-13 | 1.0965e-10 | -8.81e-11 | 0.38039 | -6.9623e-09 | -7.3828e-09 | -1.58e-13 | 7.5832e-10 | -8.5888e-10 | -70.0684 | 0 | 0 | 109.9316 | 0 | 0 | 0.38547 | 1.0741 | 1.1364 | 0 | 1.054 | 1.1011 | -6.6335 | -113.7334 | 112.3598 | 0 | -109.7244 | 108.8486
Line17_5_19 | 0.14434 | 0.14434 | 0.14434 | 0.14434 | 0.14434 | 0.14434 | 0.033333 | 0.033333 | 0.033333 | 0.033333 | 0.033333 | 0.033333 | -0.0051671 | -0.00159 | -0.006303 | 0.0053755 | 0.0017984 | 0.0065113 | -0.025159 | -0.036579 | -0.03866 | 0.025575 | 0.036995 | 0.039077 | 94.787 | -25.2132 | -145.2131 | -85.213 | 154.7868 | 34.7869 | 0.77051 | 1.0984 | 1.1751 | 0.78402 | 1.1112 | 1.1885 | -6.8192 | -117.7022 | 115.5271 | -7.0828 | -117.9962 | 115.3267
Line1_1_3 | 0.14434 | 0.14434 | 0.14434 | 0.14434 | 0.14434 | 0.14434 | 0.033333 | 0.033333 | 0.033333 | 0.033333 | 0.033333 | 0.033333 | -0.0049588 | -0.0013817 | -0.0060947 | 0.0051671 | 0.00159 | 0.0063031 | -0.024742 | -0.036162 | -0.038244 | 0.025159 | 0.036579 | 0.03866 | 94.787 | -25.2132 | -145.213 | -85.213 | 154.7868 | 34.787 | 0.75702 | 1.0856 | 1.1618 | 0.77051 | 1.0984 | 1.1751 | -6.5462 | -117.4013 | 115.7321 | -6.8192 | -117.7022 | 115.5271
Line2_1_4 | 4.6335 | 0.14434 | 0.14434 | 4.6335 | 0.14434 | 0.14434 | 1.0701 | 0.033333 | 0.033333 | 1.0701 | 0.033333 | 0.033333 | 0.36303 | -0.0078938 | -0.012905 | -0.18542 | 0.0055584 | 0.014702 | 0.72416 | -0.035317 | -0.036513 | -0.36846 | 0.035368 | 0.034909 | -69.9211 | -14.802 | -134.8018 | 110.0789 | 165.198 | 45.1982 | 0.75702 | 1.0856 | 1.1618 | 0.38547 | 1.0741 | 1.1364 | -6.5462 | -117.4013 | 115.7321 | -6.6335 | -113.7334 | 112.3598
Line3_1_5 | 0.14434 | 0.14434 | 0.14434 | 0.14434 | 0.14434 | 0.14434 | 0.033333 | 0.033333 | 0.033333 | 0.033333 | 0.033333 | 0.033333 | -0.0049588 | -0.0013817 | -0.0060947 | 0.0051671 | 0.00159 | 0.006303 | -0.024742 | -0.036162 | -0.038244 | 0.025159 | 0.036579 | 0.03866 | 94.787 | -25.2132 | -145.2131 | -85.213 | 154.7868 | 34.7869 | 0.75702 | 1.0856 | 1.1618 | 0.77051 | 1.0984 | 1.1751 | -6.5462 | -117.4013 | 115.7321 | -6.8192 | -117.7022 | 115.5271
Line4_2_6 | 0.14434 | 0.14434 | 0.14434 | 0.14434 | 0.14434 | 0.14434 | 0.033333 | 0.033333 | 0.033333 | 0.033333 | 0.033333 | 0.033333 | -0.0051671 | -0.00159 | -0.0063031 | 0.0053755 | 0.0017984 | 0.0065114 | -0.025159 | -0.036579 | -0.03866 | 0.025575 | 0.036995 | 0.039077 | 94.787 | -25.2132 | -145.213 | -85.213 | 154.7868 | 34.787 | 0.77051 | 1.0984 | 1.1751 | 0.78402 | 1.1112 | 1.1885 | -6.8192 | -117.7022 | 115.5271 | -7.0828 | -117.9962 | 115.3267
Line5_6_7 | 0.14434 | 0.14434 | 0.14434 | 0.14434 | 0.14434 | 0.14434 | 0.033333 | 0.033333 | 0.033333 | 0.033333 | 0.033333 | 0.033333 | -0.0053755 | -0.0017984 | -0.0065114 | 0.0055838 | 0.0020067 | 0.0067197 | -0.025575 | -0.036995 | -0.039077 | 0.025992 | 0.037412 | 0.039494 | 94.787 | -25.2132 | -145.213 | -85.213 | 154.7868 | 34.7869 | 0.78402 | 1.1112 | 1.1885 | 0.79755 | 1.124 | 1.2018 | -7.0828 | -117.9962 | 115.3267 | -7.3375 | -118.2835 | 115.1307
Line6_7_8 | 0 | 0 | 0 | 0 | 0 | 0 | 0 | 0 | 0 | 0 | 0 | 0 | -1.8794e-10 | 2.1036e-08 | -2.1721e-08 | 9.8343e-10 | -1.4125e-08 | 1.4014e-08 | 1.7899e-08 | -1.1945e-08 | -9.2142e-09 | -1.2344e-08 | 8.0991e-09 | 5.7313e-09 | 0 | 0 | 0 | 0 | 0 | 0 | 0.79755 | 1.124 | 1.2018 | 0.79755 | 1.124 | 1.2018 | -7.3375 | -118.2835 | 115.1307 | -7.3375 | -118.2835 | 115.1307
Line7_8_9 | 0 | 0 | 0 | 0 | 0 | 0 | 0 | 0 | 0 | 0 | 0 | 0 | -6.2648e-11 | 7.012e-09 | -7.2404e-09 | 8.5813e-10 | -1.0082e-10 | -4.6627e-10 | 5.9664e-09 | -3.9816e-09 | -3.0714e-09 | -4.1083e-10 | 1.3579e-10 | -4.1146e-10 | 0 | 0 | 0 | 0 | 0 | 0 | 0.79755 | 1.124 | 1.2018 | 0.79755 | 1.124 | 1.2018 | -7.3375 | -118.2835 | 115.1307 | -7.3375 | -118.2835 | 115.1307
Line8_8_10 | 0 | 0 | 0 | 0 | 0 | 0 | 0 | 0 | 0 | 0 | 0 | 0 | -6.2648e-11 | 7.012e-09 | -7.2404e-09 | 8.5813e-10 | -1.0082e-10 | -4.6627e-10 | 5.9664e-09 | -3.9816e-09 | -3.0714e-09 | -4.1083e-10 | 1.3579e-10 | -4.1146e-10 | 0 | 0 | 0 | 0 | 0 | 0 | 0.79755 | 1.124 | 1.2018 | 0.79755 | 1.124 | 1.2018 | -7.3375 | -118.2835 | 115.1307 | -7.3375 | -118.2835 | 115.1307
Line9_3_11 | 0.14434 | 0.14434 | 0.14434 | 0.14434 | 0.14434 | 0.14434 | 0.033333 | 0.033333 | 0.033333 | 0.033333 | 0.033333 | 0.033333 | -0.0051671 | -0.00159 | -0.0063031 | 0.0053755 | 0.0017983 | 0.0065114 | -0.025159 | -0.036579 | -0.03866 | 0.025575 | 0.036995 | 0.039077 | 94.787 | -25.2132 | -145.213 | -85.213 | 154.7868 | 34.787 | 0.77051 | 1.0984 | 1.1751 | 0.78402 | 1.1112 | 1.1885 | -6.8192 | -117.7022 | 115.5271 | -7.0828 | -117.9962 | 115.3267

## LG_max_fault_6
name | pf_ikss_a_from_ka | pf_ikss_b_from_ka | pf_ikss_c_from_ka | pf_ikss_a_to_ka | pf_ikss_b_to_ka | pf_ikss_c_to_ka | pf_skss_a_from_mw | pf_skss_b_from_mw | pf_skss_c_from_mw | pf_skss_a_to_mw | pf_skss_b_to_mw | pf_skss_c_to_mw | pf_p_a_from_mw | pf_p_b_from_mw | pf_p_c_from_mw | pf_p_a_to_mw | pf_p_b_to_mw | pf_p_c_to_mw | pf_q_a_from_mvar | pf_q_b_from_mvar | pf_q_c_from_mvar | pf_q_a_to_mvar | pf_q_b_to_mvar | pf_q_c_to_mvar | pf_ikss_a_from_degree | pf_ikss_b_from_degree | pf_ikss_c_from_degree | pf_ikss_a_to_degree | pf_ikss_b_to_degree | pf_ikss_c_to_degree | pf_vm_a_from_pu | pf_vm_b_from_pu | pf_vm_c_from_pu | pf_vm_a_to_pu | pf_vm_b_to_pu | pf_vm_c_to_pu | pf_va_a_from_degree | pf_va_b_from_degree | pf_va_c_from_degree | pf_va_a_to_degree | pf_va_b_to_degree | pf_va_c_to_degree
Line0_1_2 | 0.14434 | 0.14434 | 0.14434 | 0.14434 | 0.14434 | 0.14434 | 0.033333 | 0.033333 | 0.033333 | 0.033333 | 0.033333 | 0.033333 | -0.003047 | -0.0029885 | -0.0030132 | 0.0032554 | 0.0031968 | 0.0032215 | -0.036725 | -0.03679 | -0.036818 | 0.037142 | 0.037206 | 0.037234 | 94.7872 | -25.2128 | -145.2128 | -85.2128 | 154.7872 | 34.7872 | 1.1055 | 1.1073 | 1.1082 | 1.1185 | 1.1203 | 1.1212 | 0.044373 | -119.8568 | 120.1085 | -0.22174 | -120.1237 | 119.8423
Line10_11_12 | 0.14434 | 0.14434 | 0.14434 | 0.14434 | 0.14434 | 0.14434 | 0.033333 | 0.033333 | 0.033333 | 0.033333 | 0.033333 | 0.033333 | -0.0034637 | -0.0034052 | -0.0034299 | 0.003672 | 0.0036135 | 0.0036382 | -0.037559 | -0.037623 | -0.037651 | 0.037975 | 0.03804 | 0.038068 | 94.7872 | -25.2128 | -145.2128 | -85.2128 | 154.7872 | 34.7872 | 1.1315 | 1.1333 | 1.1342 | 1.1446 | 1.1463 | 1.1472 | -0.48174 | -120.3844 | 119.5822 | -0.73582 | -120.6392 | 119.328
Line11_12_13 | 0.14434 | 0.14434 | 0.14434 | 0.14434 | 0.14434 | 0.14434 | 0.033333 | 0.033333 | 0.033333 | 0.033333 | 0.033333 | 0.033333 | -0.003672 | -0.0036135 | -0.0036382 | 0.0038804 | 0.0038218 | 0.0038465 | -0.037975 | -0.03804 | -0.038068 | 0.038392 | 0.038456 | 0.038484 | 94.7872 | -25.2128 | -145.2128 | -85.2128 | 154.7872 | 34.7872 | 1.1446 | 1.1463 | 1.1472 | 1.1576 | 1.1594 | 1.1603 | -0.73582 | -120.6392 | 119.328 | -0.98418 | -120.8883 | 119.0795
Line12_13_15 | 0 | 0 | 0 | 0 | 0 | 0 | 0 | 0 | 0 | 0 | 0 | 0 | 1.4523e-09 | 1.4945e-09 | 1.2314e-09 | -1.4257e-09 | -1.4618e-09 | -1.2907e-09 | 3.8852e-10 | 5.8977e-11 | 2.0478e-10 | -3.3556e-10 | -1.0851e-10 | -2.0829e-10 | 0 | 0 | 0 | 0 | 0 | 0 | 1.1576 | 1.1594 | 1.1603 | 1.1576 | 1.1594 | 1.1603 | -0.98418 | -120.8883 | 119.0795 | -0.98418 | -120.8883 | 119.0795
Line13_13_14 | 0.14434 | 0.14434 | 0.14434 | 0.14434 | 0.14434 | 0.14434 | 0.033333 | 0.033333 | 0.033333 | 0.033333 | 0.033333 | 0.033333 | -0.0038804 | -0.0038218 | -0.0038465 | 0.0040887 | 0.0040302 | 0.0040549 | -0.038392 | -0.038456 | -0.038484 | 0.038809 | 0.038873 | 0.038901 | 94.7872 | -25.2128 | -145.2128 | -85.2128 | 154.7872 | 34.7872 | 1.1576 | 1.1594 | 1.1603 | 1.1707 | 1.1724 | 1.1734 | -0.98418 | -120.8883 | 119.0795 | -1.227 | -121.1318 | 118.8365
Line14_15_16 | 0 | 0 | 0 | 0 | 0 | 0 | 0 | 0 | 0 | 0 | 0 | 0 | 9.6819e-10 | 9.9634e-10 | 8.2097e-10 | -9.4158e-10 | -9.6366e-10 | -8.8026e-10 | 2.5901e-10 | 3.9318e-11 | 1.3652e-10 | -2.0606e-10 | -8.8856e-11 | -1.4003e-10 | 0 | 0 | 0 | 0 | 0 | 0 | 1.1576 | 1.1594 | 1.1603 | 1.1576 | 1.1594 | 1.1603 | -0.98418 | -120.8883 | 119.0795 | -0.98418 | -120.8883 | 119.0795
Line15_16_17 | 0 | 0 | 0 | 0 | 0 | 0 | 0 | 0 | 0 | 0 | 0 | 0 | 4.8409e-10 | 4.9817e-10 | 4.1048e-10 | -4.5749e-10 | -4.6548e-10 | -4.6978e-10 | 1.2951e-10 | 1.9659e-11 | 6.8259e-11 | -7.6553e-11 | -6.9197e-11 | -7.1768e-11 | 0 | 0 | 0 | 0 | 0 | 0 | 1.1576 | 1.1594 | 1.1603 | 1.1576 | 1.1594 | 1.1603 | -0.98418 | -120.8883 | 119.0795 | -0.98418 | -120.8883 | 119.0795
Line16_4_18 | 0.036373 | 0 | 0 | 0.036373 | 0 | 0 | 0.0084 | 0 | 0 | 0.0084 | 0 | 0 | 0.006626 | 3.757e-10 | 1.5663e-10 | -0.0066149 | -2.8816e-10 | -2.949e-10 | 0.006637 | -1.124e-10 | -1.416e-11 | -0.0066149 | 3.2919e-12 | -6.714e-12 | -45.1891 | 0 | 0 | 134.8109 | 0 | 0 | 1.1165 | 1.1206 | 1.1218 | 1.1137 | 1.1202 | 1.1217 | -0.14145 | -119.9763 | 119.9403 | -0.18907 | -119.9563 | 119.9109
Line17_5_19 | 0.14434 | 0.14434 | 0.14434 | 0.14434 | 0.14434 | 0.14434 | 0.033333 | 0.033333 | 0.033333 | 0.033333 | 0.033333 | 0.033333 | -0.0032554 | -0.0031968 | -0.0032215 | 0.0034637 | 0.0034052 | 0.0034299 | -0.037142 | -0.037206 | -0.037234 | 0.037559 | 0.037623 | 0.037651 | 94.7872 | -25.2128 | -145.2128 | -85.2128 | 154.7872 | 34.7872 | 1.1185 | 1.1203 | 1.1212 | 1.1315 | 1.1333 | 1.1342 | -0.22174 | -120.1237 | 119.8423 | -0.48174 | -120.3844 | 119.5822
Line1_1_3 | 0.14434 | 0.14434 | 0.14434 | 0.14434 | 0.14434 | 0.14434 | 0.033333 | 0.033333 | 0.033333 | 0.033333 | 0.033333 | 0.033333 | -0.003047 | -0.0029885 | -0.0030132 | 0.0032554 | 0.0031968 | 0.0032215 | -0.036725 | -0.03679 | -0.036818 | 0.037142 | 0.037206 | 0.037234 | 94.7872 | -25.2128 | -145.2128 | -85.2128 | 154.7872 | 34.7872 | 1.1055 | 1.1073 | 1.1082 | 1.1185 | 1.1203 | 1.1212 | 0.044373 | -119.8568 | 120.1085 | -0.22174 | -120.1237 | 119.8423
Line2_1_4 | 0.11404 | 0.14434 | 0.14434 | 0.11404 | 0.14434 | 0.14434 | 0.026336 | 0.033333 | 0.033333 | 0.026336 | 0.033333 | 0.033333 | -0.0032514 | -0.0097456 | -0.0097751 | 0.0033783 | 0.0099375 | 0.010001 | -0.028934 | -0.035601 | -0.035624 | 0.029209 | 0.036007 | 0.036032 | 96.4561 | -14.5475 | -134.5475 | -83.5439 | 165.4525 | 45.4525 | 1.1055 | 1.1073 | 1.1082 | 1.1165 | 1.1206 | 1.1218 | 0.044373 | -119.8568 | 120.1085 | -0.14145 | -119.9763 | 119.9403
Line3_1_5 | 0.14434 | 0.14434 | 0.14434 | 0.14434 | 0.14434 | 0.14434 | 0.033333 | 0.033333 | 0.033333 | 0.033333 | 0.033333 | 0.033333 | -0.003047 | -0.0029885 | -0.0030132 | 0.0032554 | 0.0031968 | 0.0032215 | -0.036725 | -0.03679 | -0.036818 | 0.037142 | 0.037206 | 0.037234 | 94.7872 | -25.2128 | -145.2128 | -85.2128 | 154.7872 | 34.7872 | 1.1055 | 1.1073 | 1.1082 | 1.1185 | 1.1203 | 1.1212 | 0.044373 | -119.8568 | 120.1085 | -0.22174 | -120.1237 | 119.8423
Line4_2_6 | 0.14434 | 0.14434 | 0.14434 | 0.14434 | 0.14434 | 0.14434 | 0.033333 | 0.033333 | 0.033333 | 0.033333 | 0.033333 | 0.033333 | -0.0032554 | -0.0031968 | -0.0032215 | 0.0034637 | 0.0034052 | 0.0034299 | -0.037142 | -0.037206 | -0.037234 | 0.037559 | 0.037623 | 0.037651 | 94.7872 | -25.2128 | -145.2128 | -85.2128 | 154.7872 | 34.7872 | 1.1185 | 1.1203 | 1.1212 | 1.1315 | 1.1333 | 1.1342 | -0.22174 | -120.1237 | 119.8423 | -0.48174 | -120.3844 | 119.5822
Line5_6_7 | 0.14434 | 0.14434 | 0.14434 | 0.14434 | 0.14434 | 0.14434 | 0.033333 | 0.033333 | 0.033333 | 0.033333 | 0.033333 | 0.033333 | -0.0034637 | -0.0034052 | -0.0034299 | 0.003672 | 0.0036135 | 0.0036382 | -0.037559 | -0.037623 | -0.037651 | 0.037975 | 0.03804 | 0.038068 | 94.7872 | -25.2128 | -145.2128 | -85.2128 | 154.7872 | 34.7872 | 1.1315 | 1.1333 | 1.1342 | 1.1446 | 1.1463 | 1.1472 | -0.48174 | -120.3844 | 119.5822 | -0.73582 | -120.6392 | 119.328
Line6_7_8 | 0 | 0 | 0 | 0 | 0 | 0 | 0 | 0 | 0 | 0 | 0 | 0 | 1.27e-09 | 1.3131e-09 | 1.0522e-09 | -1.2439e-09 | -1.2805e-09 | -1.1108e-09 | 3.2718e-10 | 1.1855e-12 | 1.4425e-10 | -2.7471e-10 | -5.0025e-11 | -1.4797e-10 | 0 | 0 | 0 | 0 | 0 | 0 | 1.1446 | 1.1463 | 1.1472 | 1.1446 | 1.1463 | 1.1472 | -0.73582 | -120.6392 | 119.328 | -0.73582 | -120.6392 | 119.328
Line7_8_9 | 0 | 0 | 0 | 0 | 0 | 0 | 0 | 0 | 0 | 0 | 0 | 0 | 4.2333e-10 | 4.3769e-10 | 3.5073e-10 | -3.9726e-10 | -4.0516e-10 | -4.0934e-10 | 1.0906e-10 | 3.952e-13 | 4.8082e-11 | -5.659e-11 | -4.9234e-11 | -5.1805e-11 | 0 | 0 | 0 | 0 | 0 | 0 | 1.1446 | 1.1463 | 1.1472 | 1.1446 | 1.1463 | 1.1472 | -0.73582 | -120.6392 | 119.328 | -0.73582 | -120.6392 | 119.328
Line8_8_10 | 0 | 0 | 0 | 0 | 0 | 0 | 0 | 0 | 0 | 0 | 0 | 0 | 4.2333e-10 | 4.3769e-10 | 3.5073e-10 | -3.9726e-10 | -4.0516e-10 | -4.0934e-10 | 1.0906e-10 | 3.9518e-13 | 4.8082e-11 | -5.659e-11 | -4.9234e-11 | -5.1806e-11 | 0 | 0 | 0 | 0 | 0 | 0 | 1.1446 | 1.1463 | 1.1472 | 1.1446 | 1.1463 | 1.1472 | -0.73582 | -120.6392 | 119.328 | -0.73582 | -120.6392 | 119.328
Line9_3_11 | 0.14434 | 0.14434 | 0.14434 | 0.14434 | 0.14434 | 0.14434 | 0.033333 | 0.033333 | 0.033333 | 0.033333 | 0.033333 | 0.033333 | -0.0032554 | -0.0031968 | -0.0032215 | 0.0034637 | 0.0034052 | 0.0034299 | -0.037142 | -0.037206 | -0.037234 | 0.037559 | 0.037623 | 0.037651 | 94.7872 | -25.2128 | -145.2128 | -85.2128 | 154.7872 | 34.7872 | 1.1185 | 1.1203 | 1.1212 | 1.1315 | 1.1333 | 1.1342 | -0.22174 | -120.1237 | 119.8423 | -0.48174 | -120.3844 | 119.5822

## LG_max_fault_10
name | pf_ikss_a_from_ka | pf_ikss_b_from_ka | pf_ikss_c_from_ka | pf_ikss_a_to_ka | pf_ikss_b_to_ka | pf_ikss_c_to_ka | pf_skss_a_from_mw | pf_skss_b_from_mw | pf_skss_c_from_mw | pf_skss_a_to_mw | pf_skss_b_to_mw | pf_skss_c_to_mw | pf_p_a_from_mw | pf_p_b_from_mw | pf_p_c_from_mw | pf_p_a_to_mw | pf_p_b_to_mw | pf_p_c_to_mw | pf_q_a_from_mvar | pf_q_b_from_mvar | pf_q_c_from_mvar | pf_q_a_to_mvar | pf_q_b_to_mvar | pf_q_c_to_mvar | pf_ikss_a_from_degree | pf_ikss_b_from_degree | pf_ikss_c_from_degree | pf_ikss_a_to_degree | pf_ikss_b_to_degree | pf_ikss_c_to_degree | pf_vm_a_from_pu | pf_vm_b_from_pu | pf_vm_c_from_pu | pf_vm_a_to_pu | pf_vm_b_to_pu | pf_vm_c_to_pu | pf_va_a_from_degree | pf_va_b_from_degree | pf_va_c_from_degree | pf_va_a_to_degree | pf_va_b_to_degree | pf_va_c_to_degree
Line0_1_2 | 0.14434 | 0.14434 | 0.14434 | 0.14434 | 0.14434 | 0.14434 | 0.033333 | 0.033333 | 0.033333 | 0.033333 | 0.033333 | 0.033333 | -0.0031968 | -0.0031326 | -0.0031597 | 0.0034051 | 0.0033409 | 0.003368 | -0.038469 | -0.03854 | -0.038571 | 0.038886 | 0.038957 | 0.038988 | 94.7869 | -25.2131 | -145.2131 | -85.2131 | 154.7869 | 34.7869 | 1.1581 | 1.16 | 1.161 | 1.171 | 1.173 | 1.174 | 0.03663 | -119.86 | 120.1037 | -0.21747 | -120.1148 | 119.8495
Line10_11_12 | 0.14434 | 0.14434 | 0.14434 | 0.14434 | 0.14434 | 0.14434 | 0.033333 | 0.033333 | 0.033333 | 0.033333 | 0.033333 | 0.033333 | -0.0036134 | -0.0035493 | -0.0035764 | 0.0038218 | 0.0037576 | 0.0037847 | -0.039303 | -0.039373 | -0.039404 | 0.039719 | 0.03979 | 0.039821 | 94.7869 | -25.2131 | -145.2131 | -85.2131 | 154.7869 | 34.7869 | 1.1841 | 1.186 | 1.187 | 1.1971 | 1.199 | 1.2 | -0.46598 | -120.364 | 119.6009 | -0.7091 | -120.6079 | 119.3577
Line11_12_13 | 0.14434 | 0.14434 | 0.14434 | 0.14434 | 0.14434 | 0.14434 | 0.033333 | 0.033333 | 0.033333 | 0.033333 | 0.033333 | 0.033333 | -0.0038218 | -0.0037576 | -0.0037847 | 0.0040301 | 0.0039659 | 0.003993 | -0.039719 | -0.03979 | -0.039821 | 0.040136 | 0.040207 | 0.040238 | 94.7869 | -25.2131 | -145.2131 | -85.2131 | 154.7869 | 34.7869 | 1.1971 | 1.199 | 1.2 | 1.2101 | 1.2121 | 1.2131 | -0.7091 | -120.6079 | 119.3577 | -0.94697 | -120.8464 | 119.1196
Line12_13_15 | 0 | 0 | 0 | 0 | 0 | 0 | 0 | 0 | 0 | 0 | 0 | 0 | 1.5594e-09 | 1.6081e-09 | 1.3066e-09 | -1.529e-09 | -1.5706e-09 | -1.3745e-09 | 4.2402e-10 | 4.6521e-11 | 2.133e-10 | -3.6335e-10 | -1.0323e-10 | -2.1737e-10 | 0 | 0 | 0 | 0 | 0 | 0 | 1.2101 | 1.2121 | 1.2131 | 1.2101 | 1.2121 | 1.2131 | -0.94697 | -120.8464 | 119.1196 | -0.94697 | -120.8464 | 119.1196
Line13_13_14 | 0.14434 | 0.14434 | 0.14434 | 0.14434 | 0.14434 | 0.14434 | 0.033333 | 0.033333 | 0.033333 | 0.033333 | 0.033333 | 0.033333 | -0.0040301 | -0.0039659 | -0.003993 | 0.0042384 | 0.0041743 | 0.0042014 | -0.040136 | -0.040207 | -0.040238 | 0.040553 | 0.040623 | 0.040654 | 94.7869 | -25.2131 | -145.2131 | -85.2131 | 154.7869 | 34.7869 | 1.2101 | 1.2121 | 1.2131 | 1.2232 | 1.2251 | 1.2261 | -0.94697 | -120.8464 | 119.1196 | -1.1798 | -121.0799 | 118.8867
Line14_15_16 | 0 | 0 | 0 | 0 | 0 | 0 | 0 | 0 | 0 | 0 | 0 | 0 | 1.0396e-09 | 1.072e-09 | 8.7104e-10 | -1.0092e-09 | -1.0345e-09 | -9.3896e-10 | 2.8268e-10 | 3.1014e-11 | 1.422e-10 | -2.2201e-10 | -8.7725e-11 | -1.4627e-10 | 0 | 0 | 0 | 0 | 0 | 0 | 1.2101 | 1.2121 | 1.2131 | 1.2101 | 1.2121 | 1.2131 | -0.94697 | -120.8464 | 119.1196 | -0.94697 | -120.8464 | 119.1196
Line15_16_17 | 0 | 0 | 0 | 0 | 0 | 0 | 0 | 0 | 0 | 0 | 0 | 0 | 5.198e-10 | 5.3602e-10 | 4.3552e-10 | -4.8937e-10 | -4.9853e-10 | -5.0344e-10 | 1.4134e-10 | 1.5507e-11 | 7.1099e-11 | -8.0666e-11 | -7.2218e-11 | -7.5174e-11 | 0 | 0 | 0 | 0 | 0 | 0 | 1.2101 | 1.2121 | 1.2131 | 1.2101 | 1.2121 | 1.2131 | -0.94697 | -120.8464 | 119.1196 | -0.94697 | -120.8464 | 119.1196
Line16_4_18 | 0.038079 | 0 | 0 | 0.038079 | 0 | 0 | 0.008794 | 0 | 0 | 0.008794 | 0 | 0 | 0.0072622 | 4.1065e-10 | 1.6614e-10 | -0.0072501 | -3.1304e-10 | -3.2063e-10 | 0.0072743 | -1.2563e-10 | -1.5625e-11 | -0.0072501 | 3.6265e-12 | -7.484e-12 | -45.1935 | 0 | 0 | 134.8065 | 0 | 0 | 1.1688 | 1.1733 | 1.1746 | 1.1659 | 1.1728 | 1.1745 | -0.14587 | -119.9761 | 119.9388 | -0.1935 | -119.9561 | 119.9095
Line17_5_19 | 0.14434 | 0.14434 | 0.14434 | 0.14434 | 0.14434 | 0.14434 | 0.033333 | 0.033333 | 0.033333 | 0.033333 | 0.033333 | 0.033333 | -0.0034051 | -0.0033409 | -0.003368 | 0.0036134 | 0.0035493 | 0.0035764 | -0.038886 | -0.038957 | -0.038988 | 0.039303 | 0.039373 | 0.039404 | 94.7869 | -25.2131 | -145.2131 | -85.2131 | 154.7869 | 34.7869 | 1.171 | 1.173 | 1.174 | 1.1841 | 1.186 | 1.187 | -0.21747 | -120.1148 | 119.8495 | -0.46598 | -120.364 | 119.6009
Line1_1_3 | 0.14434 | 0.14434 | 0.14434 | 0.14434 | 0.14434 | 0.14434 | 0.033333 | 0.033333 | 0.033333 | 0.033333 | 0.033333 | 0.033333 | -0.0031968 | -0.0031326 | -0.0031597 | 0.0034051 | 0.0033409 | 0.003368 | -0.038469 | -0.03854 | -0.038571 | 0.038886 | 0.038957 | 0.038988 | 94.7869 | -25.2131 | -145.2131 | -85.2131 | 154.7869 | 34.7869 | 1.1581 | 1.16 | 1.161 | 1.171 | 1.173 | 1.174 | 0.03663 | -119.86 | 120.1037 | -0.21747 | -120.1148 | 119.8495
Line2_1_4 | 0.11281 | 0.14434 | 0.14434 | 0.11281 | 0.14434 | 0.14434 | 0.026052 | 0.033333 | 0.033333 | 0.026052 | 0.033333 | 0.033333 | -0.0029238 | -0.010046 | -0.010078 | 0.0030476 | 0.010237 | 0.010304 | -0.030028 | -0.037339 | -0.037365 | 0.030298 | 0.037745 | 0.037772 | 95.5979 | -14.8019 | -134.8019 | -84.4021 | 165.1981 | 45.1981 | 1.1581 | 1.16 | 1.161 | 1.1688 | 1.1733 | 1.1746 | 0.03663 | -119.86 | 120.1037 | -0.14587 | -119.9761 | 119.9388
Line3_1_5 | 0.14434 | 0.14434 | 0.14434 | 0.14434 | 0.14434 | 0.14434 | 0.033333 | 0.033333 | 0.033333 | 0.033333 | 0.033333 | 0.033333 | -0.0031968 | -0.0031326 | -0.0031597 | 0.0034051 | 0.0033409 | 0.003368 | -0.038469 | -0.03854 | -0.038571 | 0.038886 | 0.038957 | 0.038988 | 94.7869 | -25.2131 | -145.2131 | -85.2131 | 154.7869 | 34.7869 | 1.1581 | 1.16 | 1.161 | 1.171 | 1.173 | 1.174 | 0.03663 | -119.86 | 120.1037 | -0.21747 | -120.1148 | 119.8495
Line4_2_6 | 0.14434 | 0.14434 | 0.14434 | 0.14434 | 0.14434 | 0.14434 | 0.033333 | 0.033333 | 0.033333 | 0.033333 | 0.033333 | 0.033333 | -0.0034051 | -0.0033409 | -0.003368 | 0.0036134 | 0.0035493 | 0.0035764 | -0.038886 | -0.038957 | -0.038988 | 0.039303 | 0.039373 | 0.039404 | 94.7869 | -25.2131 | -145.2131 | -85.2131 | 154.7869 | 34.7869 | 1.171 | 1.173 | 1.174 | 1.1841 | 1.186 | 1.187 | -0.21747 | -120.1148 | 119.8495 | -0.46598 | -120.364 | 119.6009
Line5_6_7 | 0.14434 | 0.14434 | 0.14434 | 0.14434 | 0.14434 | 0.14434 | 0.033333 | 0.033333 | 0.033333 | 0.033333 | 0.033333 | 0.033333 | -0.0036134 | -0.0035493 | -0.0035764 | 0.0038218 | 0.0037576 | 0.0037847 | -0.039303 | -0.039373 | -0.039404 | 0.039719 | 0.03979 | 0.039821 | 94.7869 | -25.2131 | -145.2131 | -85.2131 | 154.7869 | 34.7869 | 1.1841 | 1.186 | 1.187 | 1.1971 | 1.199 | 1.2 | -0.46598 | -120.364 | 119.6009 | -0.7091 | -120.6079 | 119.3577
Line6_7_8 | 0 | 0 | 0 | 0 | 0 | 0 | 0 | 0 | 0 | 0 | 0 | 0 | 1.3691e-09 | 1.4187e-09 | 1.1196e-09 | -1.3392e-09 | -1.3813e-09 | -1.1867e-09 | 3.5969e-10 | -1.3923e-11 | 1.4985e-10 | -2.9955e-10 | -4.2023e-11 | -1.5416e-10 | 0 | 0 | 0 | 0 | 0 | 0 | 1.1971 | 1.199 | 1.2 | 1.1971 | 1.199 | 1.2 | -0.7091 | -120.6079 | 119.3577 | -0.7091 | -120.6079 | 119.3577
Line7_8_9 | 0 | 0 | 0 | 0 | 0 | 0 | 0 | 0 | 0 | 0 | 0 | 0 | 4.5636e-10 | 4.7289e-10 | 3.7319e-10 | -4.2651e-10 | -4.3557e-10 | -4.4035e-10 | 1.199e-10 | -4.641e-12 | 4.9951e-11 | -5.9753e-11 | -5.1305e-11 | -5.4261e-11 | 0 | 0 | 0 | 0 | 0 | 0 | 1.1971 | 1.199 | 1.2 | 1.1971 | 1.199 | 1.2 | -0.7091 | -120.6079 | 119.3577 | -0.7091 | -120.6079 | 119.3577
Line8_8_10 | 0 | 0 | 0 | 0 | 0 | 0 | 0 | 0 | 0 | 0 | 0 | 0 | 4.5636e-10 | 4.7289e-10 | 3.7318e-10 | -4.2651e-10 | -4.3557e-10 | -4.4035e-10 | 1.199e-10 | -4.6411e-12 | 4.9951e-11 | -5.9753e-11 | -5.1305e-11 | -5.4261e-11 | 0 | 0 | 0 | 0 | 0 | 0 | 1.1971 | 1.199 | 1.2 | 1.1971 | 1.199 | 1.2 | -0.7091 | -120.6079 | 119.3577 | -0.7091 | -120.6079 | 119.3577
Line9_3_11 | 0.14434 | 0.14434 | 0.14434 | 0.14434 | 0.14434 | 0.14434 | 0.033333 | 0.033333 | 0.033333 | 0.033333 | 0.033333 | 0.033333 | -0.0034051 | -0.0033409 | -0.003368 | 0.0036134 | 0.0035493 | 0.0035764 | -0.038886 | -0.038957 | -0.038988 | 0.039303 | 0.039373 | 0.039404 | 94.7869 | -25.2131 | -145.2131 | -85.2131 | 154.7869 | 34.7869 | 1.171 | 1.173 | 1.174 | 1.1841 | 1.186 | 1.187 | -0.21747 | -120.1148 | 119.8495 | -0.46598 | -120.364 | 119.6009

## LG_min_6
name | pf_ikss_a_from_ka | pf_ikss_b_from_ka | pf_ikss_c_from_ka | pf_ikss_a_to_ka | pf_ikss_b_to_ka | pf_ikss_c_to_ka | pf_skss_a_from_mw | pf_skss_b_from_mw | pf_skss_c_from_mw | pf_skss_a_to_mw | pf_skss_b_to_mw | pf_skss_c_to_mw | pf_p_a_from_mw | pf_p_b_from_mw | pf_p_c_from_mw | pf_p_a_to_mw | pf_p_b_to_mw | pf_p_c_to_mw | pf_q_a_from_mvar | pf_q_b_from_mvar | pf_q_c_from_mvar | pf_q_a_to_mvar | pf_q_b_to_mvar | pf_q_c_to_mvar | pf_ikss_a_from_degree | pf_ikss_b_from_degree | pf_ikss_c_from_degree | pf_ikss_a_to_degree | pf_ikss_b_to_degree | pf_ikss_c_to_degree | pf_vm_a_from_pu | pf_vm_b_from_pu | pf_vm_c_from_pu | pf_vm_a_to_pu | pf_vm_b_to_pu | pf_vm_c_to_pu | pf_va_a_from_degree | pf_va_b_from_degree | pf_va_c_from_degree | pf_va_a_to_degree | pf_va_b_to_degree | pf_va_c_to_degree
Line0_1_2 | 0 | 0 | 0 | 0 | 0 | 0 | 0 | 0 | 0 | 0 | 0 | 0 | 5.0869e-09 | 1.8644e-08 | -2.823e-08 | -3.6253e-09 | -1.534e-08 | 2.3465e-08 | 2.1729e-08 | -1.8708e-08 | -4.9233e-09 | -1.8556e-08 | 1.566e-08 | 3.8846e-09 | 0 | 0 | 0 | 0 | 0 | 0 | 0.69112 | 0.88948 | 0.96508 | 0.69112 | 0.88948 | 0.96508 | -10.7527 | -118.7109 | 116.2801 | -10.7527 | -118.7109 | 116.2801
Line10_11_12 | 0 | 0 | 0 | 0 | 0 | 0 | 0 | 0 | 0 | 0 | 0 | 0 | 5.0869e-09 | 1.8644e-08 | -2.823e-08 | -3.6253e-09 | -1.534e-08 | 2.3465e-08 | 2.1729e-08 | -1.8708e-08 | -4.9233e-09 | -1.8556e-08 | 1.566e-08 | 3.8846e-09 | 0 | 0 | 0 | 0 | 0 | 0 | 0.69112 | 0.88948 | 0.96508 | 0.69112 | 0.88948 | 0.96508 | -10.7527 | -118.7109 | 116.2801 | -10.7527 | -118.7109 | 116.2801
Line11_12_13 | 0 | 0 | 0 | 0 | 0 | 0 | 0 | 0 | 0 | 0 | 0 | 0 | 4.2391e-09 | 1.5536e-08 | -2.3525e-08 | -2.7775e-09 | -1.2233e-08 | 1.876e-08 | 1.8107e-08 | -1.559e-08 | -4.1027e-09 | -1.4935e-08 | 1.2542e-08 | 3.0641e-09 | 0 | 0 | 0 | 0 | 0 | 0 | 0.69112 | 0.88948 | 0.96508 | 0.69112 | 0.88948 | 0.96508 | -10.7527 | -118.7109 | 116.2801 | -10.7527 | -118.7109 | 116.2801
Line12_13_15 | 0 | 0 | 0 | 0 | 0 | 0 | 0 | 0 | 0 | 0 | 0 | 0 | 2.5435e-09 | 9.3219e-09 | -1.4115e-08 | -1.0819e-09 | -6.018e-09 | 9.3497e-09 | 1.0864e-08 | -9.3539e-09 | -2.4616e-09 | -7.692e-09 | 6.3056e-09 | 1.423e-09 | 0 | 0 | 0 | 0 | 0 | 0 | 0.69112 | 0.88948 | 0.96508 | 0.69112 | 0.88948 | 0.96508 | -10.7527 | -118.7109 | 116.2801 | -10.7527 | -118.7109 | 116.2801
Line13_13_14 | 0 | 0 | 0 | 0 | 0 | 0 | 0 | 0 | 0 | 0 | 0 | 0 | 8.4782e-10 | 3.1073e-09 | -4.7051e-09 | 6.1377e-10 | 1.966e-10 | -6.0435e-11 | 3.6214e-09 | -3.118e-09 | -8.2055e-10 | -4.4915e-10 | 6.9703e-11 | -2.181e-10 | 0 | 0 | 0 | 0 | 0 | 0 | 0.69112 | 0.88948 | 0.96508 | 0.69112 | 0.88948 | 0.96508 | -10.7527 | -118.7109 | 116.2801 | -10.7527 | -118.7109 | 116.2801
Line14_15_16 | 0 | 0 | 0 | 0 | 0 | 0 | 0 | 0 | 0 | 0 | 0 | 0 | 1.6956e-09 | 6.2146e-09 | -9.4101e-09 | -2.3406e-10 | -2.9107e-09 | 4.6446e-09 | 7.2429e-09 | -6.2359e-09 | -1.6411e-09 | -4.0706e-09 | 3.1877e-09 | 6.0244e-10 | 0 | 0 | 0 | 0 | 0 | 0 | 0.69112 | 0.88948 | 0.96508 | 0.69112 | 0.88948 | 0.96508 | -10.7527 | -118.7109 | 116.2801 | -10.7527 | -118.7109 | 116.2801
Line15_16_17 | 0 | 0 | 0 | 0 | 0 | 0 | 0 | 0 | 0 | 0 | 0 | 0 | 8.4782e-10 | 3.1073e-09 | -4.7051e-09 | 6.1377e-10 | 1.966e-10 | -6.0435e-11 | 3.6214e-09 | -3.118e-09 | -8.2055e-10 | -4.4915e-10 | 6.9703e-11 | -2.181e-10 | 0 | 0 | 0 | 0 | 0 | 0 | 0.69112 | 0.88948 | 0.96508 | 0.69112 | 0.88948 | 0.96508 | -10.7527 | -118.7109 | 116.2801 | -10.7527 | -118.7109 | 116.2801
Line16_4_18 | 3.4541 | 0 | 0 | 3.4541 | 0 | 0 | 0.7977 | 0 | 0 | 0.7977 | 0 | 0 | 0.1909 | 1.0508e-08 | -1.1499e-08 | -7.9008e-14 | 2.4582e-10 | 1.4437e-10 | 0.19885 | -5.024e-09 | -4.5734e-09 | 8.2324e-14 | 5.2427e-10 | -5.8284e-10 | -56.9218 | 0 | 0 | 123.0782 | 0 | 0 | 0.34556 | 0.87066 | 0.9251 | 0 | 0.85701 | 0.88871 | -10.7527 | -114.3803 | 112.861 | 0 | -109.8853 | 109.1478
Line17_5_19 | 0 | 0 | 0 | 0 | 0 | 0 | 0 | 0 | 0 | 0 | 0 | 0 | 8.4782e-10 | 3.1073e-09 | -4.705e-09 | 6.1377e-10 | 1.966e-10 | -6.0435e-11 | 3.6214e-09 | -3.118e-09 | -8.2054e-10 | -4.4915e-10 | 6.9703e-11 | -2.181e-10 | 0 | 0 | 0 | 0 | 0 | 0 | 0.69112 | 0.88948 | 0.96508 | 0.69112 | 0.88948 | 0.96508 | -10.7527 | -118.7109 | 116.2801 | -10.7527 | -118.7109 | 116.2801
Line1_1_3 | 0 | 0 | 0 | 0 | 0 | 0 | 0 | 0 | 0 | 0 | 0 | 0 | 6.7826e-09 | 2.4858e-08 | -3.764e-08 | -5.321e-09 | -2.1554e-08 | 3.2875e-08 | 2.8971e-08 | -2.4944e-08 | -6.5644e-09 | -2.5799e-08 | 2.1896e-08 | 5.5257e-09 | 0 | 0 | 0 | 0 | 0 | 0 | 0.69112 | 0.88948 | 0.96508 | 0.69112 | 0.88948 | 0.96508 | -10.7527 | -118.7109 | 116.2801 | -10.7527 | -118.7109 | 116.2801
Line2_1_4 | 3.4541 | 0 | 0 | 3.4541 | 0 | 0 | 0.7977 | 0 | 0 | 0.7977 | 0 | 0 | 0.38179 | 1.5804e-08 | -1.8773e-08 | -0.1909 | -1.0269e-08 | 1.1559e-08 | 0.3977 | -1.0055e-08 | -7.786e-09 | -0.19885 | 5.321e-09 | 4.173e-09 | -56.9218 | 0 | 0 | 123.0782 | 0 | 0 | 0.69112 | 0.88948 | 0.96508 | 0.34556 | 0.87066 | 0.9251 | -10.7527 | -118.7109 | 116.2801 | -10.7527 | -114.3803 | 112.861
Line3_1_5 | 0 | 0 | 0 | 0 | 0 | 0 | 0 | 0 | 0 | 0 | 0 | 0 | 1.6956e-09 | 6.2146e-09 | -9.4101e-09 | -2.3406e-10 | -2.9107e-09 | 4.6446e-09 | 7.2429e-09 | -6.2359e-09 | -1.6411e-09 | -4.0706e-09 | 3.1877e-09 | 6.0244e-10 | 0 | 0 | 0 | 0 | 0 | 0 | 0.69112 | 0.88948 | 0.96508 | 0.69112 | 0.88948 | 0.96508 | -10.7527 | -118.7109 | 116.2801 | -10.7527 | -118.7109 | 116.2801
Line4_2_6 | 0 | 0 | 0 | 0 | 0 | 0 | 0 | 0 | 0 | 0 | 0 | 0 | 4.2391e-09 | 1.5536e-08 | -2.3525e-08 | -2.7775e-09 | -1.2233e-08 | 1.876e-08 | 1.8107e-08 | -1.559e-08 | -4.1027e-09 | -1.4935e-08 | 1.2542e-08 | 3.0641e-09 | 0 | 0 | 0 | 0 | 0 | 0 | 0.69112 | 0.88948 | 0.96508 | 0.69112 | 0.88948 | 0.96508 | -10.7527 | -118.7109 | 116.2801 | -10.7527 | -118.7109 | 116.2801
Line5_6_7 | 0 | 0 | 0 | 0 | 0 | 0 | 0 | 0 | 0 | 0 | 0 | 0 | 3.3913e-09 | 1.2429e-08 | -1.882e-08 | -1.9297e-09 | -9.1253e-09 | 1.4055e-08 | 1.4486e-08 | -1.2472e-08 | -3.2822e-09 | -1.1313e-08 | 9.4236e-09 | 2.2435e-09 | 0 | 0 | 0 | 0 | 0 | 0 | 0.69112 | 0.88948 | 0.96508 | 0.69112 | 0.88948 | 0.96508 | -10.7527 | -118.7109 | 116.2801 | -10.7527 | -118.7109 | 116.2801
Line6_7_8 | 0 | 0 | 0 | 0 | 0 | 0 | 0 | 0 | 0 | 0 | 0 | 0 | 2.5435e-09 | 9.3219e-09 | -1.4115e-08 | -1.0819e-09 | -6.018e-09 | 9.3497e-09 | 1.0864e-08 | -9.3539e-09 | -2.4616e-09 | -7.692e-09 | 6.3056e-09 | 1.423e-09 | 0 | 0 | 0 | 0 | 0 | 0 | 0.69112 | 0.88948 | 0.96508 | 0.69112 | 0.88948 | 0.96508 | -10.7527 | -118.7109 | 116.2801 | -10.7527 | -118.7109 | 116.2801
Line7_8_9 | 0 | 0 | 0 | 0 | 0 | 0 | 0 | 0 | 0 | 0 | 0 | 0 | 8.4782e-10 | 3.1073e-09 | -4.705e-09 | 6.1377e-10 | 1.966e-10 | -6.0435e-11 | 3.6214e-09 | -3.118e-09 | -8.2054e-10 | -4.4915e-10 | 6.9703e-11 | -2.181e-10 | 0 | 0 | 0 | 0 | 0 | 0 | 0.69112 | 0.88948 | 0.96508 | 0.69112 | 0.88948 | 0.96508 | -10.7527 | -118.7109 | 116.2801 | -10.7527 | -118.7109 | 116.2801
Line8_8_10 | 0 | 0 | 0 | 0 | 0 | 0 | 0 | 0 | 0 | 0 | 0 | 0 | 8.4782e-10 | 3.1073e-09 | -4.705e-09 | 6.1377e-10 | 1.966e-10 | -6.0435e-11 | 3.6214e-09 | -3.118e-09 | -8.2054e-10 | -4.4915e-10 | 6.9703e-11 | -2.181e-10 | 0 | 0 | 0 | 0 | 0 | 0 | 0.69112 | 0.88948 | 0.96508 | 0.69112 | 0.88948 | 0.96508 | -10.7527 | -118.7109 | 116.2801 | -10.7527 | -118.7109 | 116.2801
Line9_3_11 | 0 | 0 | 0 | 0 | 0 | 0 | 0 | 0 | 0 | 0 | 0 | 0 | 5.9348e-09 | 2.1751e-08 | -3.2935e-08 | -4.4732e-09 | -1.8447e-08 | 2.817e-08 | 2.535e-08 | -2.1826e-08 | -5.7438e-09 | -2.2178e-08 | 1.8778e-08 | 4.7052e-09 | 0 | 0 | 0 | 0 | 0 | 0 | 0.69112 | 0.88948 | 0.96508 | 0.69112 | 0.88948 | 0.96508 | -10.7527 | -118.7109 | 116.2801 | -10.7527 | -118.7109 | 116.2801

## LG_min_10
name | pf_ikss_a_from_ka | pf_ikss_b_from_ka | pf_ikss_c_from_ka | pf_ikss_a_to_ka | pf_ikss_b_to_ka | pf_ikss_c_to_ka | pf_skss_a_from_mw | pf_skss_b_from_mw | pf_skss_c_from_mw | pf_skss_a_to_mw | pf_skss_b_to_mw | pf_skss_c_to_mw | pf_p_a_from_mw | pf_p_b_from_mw | pf_p_c_from_mw | pf_p_a_to_mw | pf_p_b_to_mw | pf_p_c_to_mw | pf_q_a_from_mvar | pf_q_b_from_mvar | pf_q_c_from_mvar | pf_q_a_to_mvar | pf_q_b_to_mvar | pf_q_c_to_mvar | pf_ikss_a_from_degree | pf_ikss_b_from_degree | pf_ikss_c_from_degree | pf_ikss_a_to_degree | pf_ikss_b_to_degree | pf_ikss_c_to_degree | pf_vm_a_from_pu | pf_vm_b_from_pu | pf_vm_c_from_pu | pf_vm_a_to_pu | pf_vm_b_to_pu | pf_vm_c_to_pu | pf_va_a_from_degree | pf_va_b_from_degree | pf_va_c_from_degree | pf_va_a_to_degree | pf_va_b_to_degree | pf_va_c_to_degree
Line0_1_2 | 0 | 0 | 0 | 0 | 0 | 0 | 0 | 0 | 0 | 0 | 0 | 0 | 4.5656e-09 | 1.6733e-08 | -2.5337e-08 | -3.2538e-09 | -1.3768e-08 | 2.106e-08 | 1.9502e-08 | -1.679e-08 | -4.4187e-09 | -1.6654e-08 | 1.4055e-08 | 3.4865e-09 | 0 | 0 | 0 | 0 | 0 | 0 | 0.65474 | 0.84266 | 0.91428 | 0.65474 | 0.84266 | 0.91428 | -10.7527 | -118.7109 | 116.2801 | -10.7527 | -118.7109 | 116.2801
Line10_11_12 | 0 | 0 | 0 | 0 | 0 | 0 | 0 | 0 | 0 | 0 | 0 | 0 | 4.5656e-09 | 1.6733e-08 | -2.5337e-08 | -3.2538e-09 | -1.3768e-08 | 2.106e-08 | 1.9502e-08 | -1.679e-08 | -4.4187e-09 | -1.6654e-08 | 1.4055e-08 | 3.4865e-09 | 0 | 0 | 0 | 0 | 0 | 0 | 0.65474 | 0.84266 | 0.91428 | 0.65474 | 0.84266 | 0.91428 | -10.7527 | -118.7109 | 116.2801 | -10.7527 | -118.7109 | 116.2801
Line11_12_13 | 0 | 0 | 0 | 0 | 0 | 0 | 0 | 0 | 0 | 0 | 0 | 0 | 3.8046e-09 | 1.3944e-08 | -2.1114e-08 | -2.4928e-09 | -1.0979e-08 | 1.6837e-08 | 1.6251e-08 | -1.3992e-08 | -3.6822e-09 | -1.3404e-08 | 1.1256e-08 | 2.75e-09 | 0 | 0 | 0 | 0 | 0 | 0 | 0.65474 | 0.84266 | 0.91428 | 0.65474 | 0.84266 | 0.91428 | -10.7527 | -118.7109 | 116.2801 | -10.7527 | -118.7109 | 116.2801
Line12_13_15 | 0 | 0 | 0 | 0 | 0 | 0 | 0 | 0 | 0 | 0 | 0 | 0 | 2.2828e-09 | 8.3665e-09 | -1.2668e-08 | -9.7099e-10 | -5.4012e-09 | 8.3914e-09 | 9.7508e-09 | -8.3952e-09 | -2.2093e-09 | -6.9036e-09 | 5.6594e-09 | 1.2771e-09 | 0 | 0 | 0 | 0 | 0 | 0 | 0.65474 | 0.84266 | 0.91428 | 0.65474 | 0.84266 | 0.91428 | -10.7527 | -118.7109 | 116.2801 | -10.7527 | -118.7109 | 116.2801
Line13_13_14 | 0 | 0 | 0 | 0 | 0 | 0 | 0 | 0 | 0 | 0 | 0 | 0 | 7.6093e-10 | 2.7888e-09 | -4.2228e-09 | 5.5086e-10 | 1.7645e-10 | -5.4241e-11 | 3.2503e-09 | -2.7984e-09 | -7.3645e-10 | -4.0311e-10 | 6.2559e-11 | -1.9575e-10 | 0 | 0 | 0 | 0 | 0 | 0 | 0.65474 | 0.84266 | 0.91428 | 0.65474 | 0.84266 | 0.91428 | -10.7527 | -118.7109 | 116.2801 | -10.7527 | -118.7109 | 116.2801
Line14_15_16 | 0 | 0 | 0 | 0 | 0 | 0 | 0 | 0 | 0 | 0 | 0 | 0 | 1.5219e-09 | 5.5776e-09 | -8.4456e-09 | -2.1007e-10 | -2.6124e-09 | 4.1686e-09 | 6.5005e-09 | -5.5968e-09 | -1.4729e-09 | -3.6534e-09 | 2.861e-09 | 5.407e-10 | 0 | 0 | 0 | 0 | 0 | 0 | 0.65474 | 0.84266 | 0.91428 | 0.65474 | 0.84266 | 0.91428 | -10.7527 | -118.7109 | 116.2801 | -10.7527 | -118.7109 | 116.2801
Line15_16_17 | 0 | 0 | 0 | 0 | 0 | 0 | 0 | 0 | 0 | 0 | 0 | 0 | 7.6093e-10 | 2.7888e-09 | -4.2228e-09 | 5.5086e-10 | 1.7645e-10 | -5.4241e-11 | 3.2503e-09 | -2.7984e-09 | -7.3645e-10 | -4.0311e-10 | 6.2559e-11 | -1.9575e-10 | 0 | 0 | 0 | 0 | 0 | 0 | 0.65474 | 0.84266 | 0.91428 | 0.65474 | 0.84266 | 0.91428 | -10.7527 | -118.7109 | 116.2801 | -10.7527 | -118.7109 | 116.2801
Line16_4_18 | 3.2723 | 0 | 0 | 3.2723 | 0 | 0 | 0.75571 | 0 | 0 | 0.75571 | 0 | 0 | 0.17133 | 9.431e-09 | -1.0321e-08 | -7.0941e-14 | 2.2062e-10 | 1.2957e-10 | 0.17847 | -4.5091e-09 | -4.1047e-09 | 7.3943e-14 | 4.7053e-10 | -5.231e-10 | -56.9218 | 0 | 0 | 123.0782 | 0 | 0 | 0.32737 | 0.82483 | 0.87641 | 0 | 0.8119 | 0.84193 | -10.7527 | -114.3803 | 112.861 | 0 | -109.8853 | 109.1478
Line17_5_19 | 0 | 0 | 0 | 0 | 0 | 0 | 0 | 0 | 0 | 0 | 0 | 0 | 7.6093e-10 | 2.7888e-09 | -4.2228e-09 | 5.5086e-10 | 1.7645e-10 | -5.4241e-11 | 3.2503e-09 | -2.7984e-09 | -7.3644e-10 | -4.0311e-10 | 6.2559e-11 | -1.9575e-10 | 0 | 0 | 0 | 0 | 0 | 0 | 0.65474 | 0.84266 | 0.91428 | 0.65474 | 0.84266 | 0.91428 | -10.7527 | -118.7109 | 116.2801 | -10.7527 | -118.7109 | 116.2801
Line1_1_3 | 0 | 0 | 0 | 0 | 0 | 0 | 0 | 0 | 0 | 0 | 0 | 0 | 6.0874e-09 | 2.2311e-08 | -3.3783e-08 | -4.7756e-09 | -1.9345e-08 | 2.9505e-08 | 2.6002e-08 | -2.2387e-08 | -5.8916e-09 | -2.3155e-08 | 1.9651e-08 | 4.9594e-09 | 0 | 0 | 0 | 0 | 0 | 0 | 0.65474 | 0.84266 | 0.91428 | 0.65474 | 0.84266 | 0.91428 | -10.7527 | -118.7109 | 116.2801 | -10.7527 | -118.7109 | 116.2801
Line2_1_4 | 3.2723 | 0 | 0 | 3.2723 | 0 | 0 | 0.75571 | 0 | 0 | 0.75571 | 0 | 0 | 0.34266 | 1.4184e-08 | -1.6849e-08 | -0.17133 | -9.2167e-09 | 1.0374e-08 | 0.35694 | -9.0244e-09 | -6.988e-09 | -0.17847 | 4.7756e-09 | 3.7453e-09 | -56.9218 | 0 | 0 | 123.0782 | 0 | 0 | 0.65474 | 0.84266 | 0.91428 | 0.32737 | 0.82483 | 0.87641 | -10.7527 | -118.7109 | 116.2801 | -10.7527 | -114.3803 | 112.861
Line3_1_5 | 0 | 0 | 0 | 0 | 0 | 0 | 0 | 0 | 0 | 0 | 0 | 0 | 1.5219e-09 | 5.5776e-09 | -8.4456e-09 | -2.1007e-10 | -2.6124e-09 | 4.1686e-09 | 6.5005e-09 | -5.5968e-09 | -1.4729e-09 | -3.6534e-09 | 2.861e-09 | 5.4069e-10 | 0 | 0 | 0 | 0 | 0 | 0 | 0.65474 | 0.84266 | 0.91428 | 0.65474 | 0.84266 | 0.91428 | -10.7527 | -118.7109 | 116.2801 | -10.7527 | -118.7109 | 116.2801
Line4_2_6 | 0 | 0 | 0 | 0 | 0 | 0 | 0 | 0 | 0 | 0 | 0 | 0 | 3.8046e-09 | 1.3944e-08 | -2.1114e-08 | -2.4928e-09 | -1.0979e-08 | 1.6837e-08 | 1.6251e-08 | -1.3992e-08 | -3.6822e-09 | -1.3404e-08 | 1.1256e-08 | 2.75e-09 | 0 | 0 | 0 | 0 | 0 | 0 | 0.65474 | 0.84266 | 0.91428 | 0.65474 | 0.84266 | 0.91428 | -10.7527 | -118.7109 | 116.2801 | -10.7527 | -118.7109 | 116.2801
Line5_6_7 | 0 | 0 | 0 | 0 | 0 | 0 | 0 | 0 | 0 | 0 | 0 | 0 | 3.0437e-09 | 1.1155e-08 | -1.6891e-08 | -1.7319e-09 | -8.19e-09 | 1.2614e-08 | 1.3001e-08 | -1.1194e-08 | -2.9458e-09 | -1.0154e-08 | 8.4578e-09 | 2.0136e-09 | 0 | 0 | 0 | 0 | 0 | 0 | 0.65474 | 0.84266 | 0.91428 | 0.65474 | 0.84266 | 0.91428 | -10.7527 | -118.7109 | 116.2801 | -10.7527 | -118.7109 | 116.2801
Line6_7_8 | 0 | 0 | 0 | 0 | 0 | 0 | 0 | 0 | 0 | 0 | 0 | 0 | 2.2828e-09 | 8.3664e-09 | -1.2668e-08 | -9.7099e-10 | -5.4012e-09 | 8.3914e-09 | 9.7508e-09 | -8.3952e-09 | -2.2093e-09 | -6.9036e-09 | 5.6594e-09 | 1.2771e-09 | 0 | 0 | 0 | 0 | 0 | 0 | 0.65474 | 0.84266 | 0.91428 | 0.65474 | 0.84266 | 0.91428 | -10.7527 | -118.7109 | 116.2801 | -10.7527 | -118.7109 | 116.2801
Line7_8_9 | 0 | 0 | 0 | 0 | 0 | 0 | 0 | 0 | 0 | 0 | 0 | 0 | 7.6093e-10 | 2.7888e-09 | -4.2228e-09 | 5.5086e-10 | 1.7645e-10 | -5.4241e-11 | 3.2503e-09 | -2.7984e-09 | -7.3644e-10 | -4.0311e-10 | 6.2559e-11 | -1.9575e-10 | 0 | 0 | 0 | 0 | 0 | 0 | 0.65474 | 0.84266 | 0.91428 | 0.65474 | 0.84266 | 0.91428 | -10.7527 | -118.7109 | 116.2801 | -10.7527 | -118.7109 | 116.2801
Line8_8_10 | 0 | 0 | 0 | 0 | 0 | 0 | 0 | 0 | 0 | 0 | 0 | 0 | 7.6093e-10 | 2.7888e-09 | -4.2228e-09 | 5.5086e-10 | 1.7645e-10 | -5.4241e-11 | 3.2503e-09 | -2.7984e-09 | -7.3644e-10 | -4.0311e-10 | 6.2559e-11 | -1.9575e-10 | 0 | 0 | 0 | 0 | 0 | 0 | 0.65474 | 0.84266 | 0.91428 | 0.65474 | 0.84266 | 0.91428 | -10.7527 | -118.7109 | 116.2801 | -10.7527 | -118.7109 | 116.2801
Line9_3_11 | 0 | 0 | 0 | 0 | 0 | 0 | 0 | 0 | 0 | 0 | 0 | 0 | 5.3265e-09 | 1.9522e-08 | -2.956e-08 | -4.0147e-09 | -1.6556e-08 | 2.5283e-08 | 2.2752e-08 | -1.9589e-08 | -5.1551e-09 | -1.9905e-08 | 1.6853e-08 | 4.2229e-09 | 0 | 0 | 0 | 0 | 0 | 0 | 0.65474 | 0.84266 | 0.91428 | 0.65474 | 0.84266 | 0.91428 | -10.7527 | -118.7109 | 116.2801 | -10.7527 | -118.7109 | 116.2801

## LG_min_fault_6
name | pf_ikss_a_from_ka | pf_ikss_b_from_ka | pf_ikss_c_from_ka | pf_ikss_a_to_ka | pf_ikss_b_to_ka | pf_ikss_c_to_ka | pf_skss_a_from_mw | pf_skss_b_from_mw | pf_skss_c_from_mw | pf_skss_a_to_mw | pf_skss_b_to_mw | pf_skss_c_to_mw | pf_p_a_from_mw | pf_p_b_from_mw | pf_p_c_from_mw | pf_p_a_to_mw | pf_p_b_to_mw | pf_p_c_to_mw | pf_q_a_from_mvar | pf_q_b_from_mvar | pf_q_c_from_mvar | pf_q_a_to_mvar | pf_q_b_to_mvar | pf_q_c_to_mvar | pf_ikss_a_from_degree | pf_ikss_b_from_degree | pf_ikss_c_from_degree | pf_ikss_a_to_degree | pf_ikss_b_to_degree | pf_ikss_c_to_degree | pf_vm_a_from_pu | pf_vm_b_from_pu | pf_vm_c_from_pu | pf_vm_a_to_pu | pf_vm_b_to_pu | pf_vm_c_to_pu | pf_va_a_from_degree | pf_va_b_from_degree | pf_va_c_from_degree | pf_va_a_to_degree | pf_va_b_to_degree | pf_va_c_to_degree
Line0_1_2 | 0 | 0 | 0 | 0 | 0 | 0 | 0 | 0 | 0 | 0 | 0 | 0 | 6.749e-11 | 1.3228e-10 | -2.5112e-10 | -4.8859e-11 | -1.0826e-10 | 2.0847e-10 | 2.6404e-10 | -2.1335e-10 | -7.7368e-12 | -2.2567e-10 | 1.7801e-10 | 4.6293e-12 | 0 | 0 | 0 | 0 | 0 | 0 | 0.94787 | 0.94943 | 0.95023 | 0.94787 | 0.94943 | 0.95023 | -0.097801 | -119.9962 | 119.9685 | -0.097801 | -119.9962 | 119.9685
Line10_11_12 | 0 | 0 | 0 | 0 | 0 | 0 | 0 | 0 | 0 | 0 | 0 | 0 | 6.749e-11 | 1.3228e-10 | -2.5112e-10 | -4.8859e-11 | -1.0826e-10 | 2.0847e-10 | 2.6404e-10 | -2.1335e-10 | -7.7369e-12 | -2.2567e-10 | 1.7801e-10 | 4.6294e-12 | 0 | 0 | 0 | 0 | 0 | 0 | 0.94787 | 0.94943 | 0.95023 | 0.94787 | 0.94943 | 0.95023 | -0.097801 | -119.9962 | 119.9685 | -0.097801 | -119.9962 | 119.9685
Line11_12_13 | 0 | 0 | 0 | 0 | 0 | 0 | 0 | 0 | 0 | 0 | 0 | 0 | 5.6241e-11 | 1.1023e-10 | -2.0927e-10 | -3.761e-11 | -8.6217e-11 | 1.6662e-10 | 2.2004e-10 | -1.7779e-10 | -6.4474e-12 | -1.8166e-10 | 1.4245e-10 | 3.3399e-12 | 0 | 0 | 0 | 0 | 0 | 0 | 0.94787 | 0.94943 | 0.95023 | 0.94787 | 0.94943 | 0.95023 | -0.097801 | -119.9962 | 119.9685 | -0.097801 | -119.9962 | 119.9685
Line12_13_15 | 0 | 0 | 0 | 0 | 0 | 0 | 0 | 0 | 0 | 0 | 0 | 0 | 3.3745e-11 | 6.614e-11 | -1.2556e-10 | -1.5114e-11 | -4.2123e-11 | 8.2911e-11 | 1.3202e-10 | -1.0667e-10 | -3.8685e-12 | -9.365e-11 | 7.1337e-11 | 7.6092e-13 | 0 | 0 | 0 | 0 | 0 | 0 | 0.94787 | 0.94943 | 0.95023 | 0.94787 | 0.94943 | 0.95023 | -0.097801 | -119.9962 | 119.9685 | -0.097801 | -119.9962 | 119.9685
Line13_13_14 | 0 | 0 | 0 | 0 | 0 | 0 | 0 | 0 | 0 | 0 | 0 | 0 | 1.1248e-11 | 2.2047e-11 | -4.1853e-11 | 7.3828e-12 | 1.9701e-12 | -7.9488e-13 | 4.4007e-11 | -3.5558e-11 | -1.2895e-12 | -5.6359e-12 | 2.2167e-13 | -1.818e-12 | 0 | 0 | 0 | 0 | 0 | 0 | 0.94787 | 0.94943 | 0.95023 | 0.94787 | 0.94943 | 0.95023 | -0.097801 | -119.9962 | 119.9685 | -0.097801 | -119.9962 | 119.9685
Line14_15_16 | 0 | 0 | 0 | 0 | 0 | 0 | 0 | 0 | 0 | 0 | 0 | 0 | 2.2497e-11 | 4.4094e-11 | -8.3706e-11 | -3.8655e-12 | -2.0077e-11 | 4.1058e-11 | 8.8014e-11 | -7.1116e-11 | -2.579e-12 | -4.9643e-11 | 3.5779e-11 | -5.2856e-13 | 0 | 0 | 0 | 0 | 0 | 0 | 0.94787 | 0.94943 | 0.95023 | 0.94787 | 0.94943 | 0.95023 | -0.097801 | -119.9962 | 119.9685 | -0.097801 | -119.9962 | 119.9685
Line15_16_17 | 0 | 0 | 0 | 0 | 0 | 0 | 0 | 0 | 0 | 0 | 0 | 0 | 1.1248e-11 | 2.2047e-11 | -4.1853e-11 | 7.3828e-12 | 1.9701e-12 | -7.9488e-13 | 4.4007e-11 | -3.5558e-11 | -1.2895e-12 | -5.6359e-12 | 2.2167e-13 | -1.818e-12 | 0 | 0 | 0 | 0 | 0 | 0 | 0.94787 | 0.94943 | 0.95023 | 0.94787 | 0.94943 | 0.95023 | -0.097801 | -119.9962 | 119.9685 | -0.097801 | -119.9962 | 119.9685
Line16_4_18 | 0.030757 | 0 | 0 | 0.030757 | 0 | 0 | 0.0071029 | 0 | 0 | 0.0071029 | 0 | 0 | 0.0047449 | 8.2746e-11 | -1.0824e-10 | -0.0047298 | 4.1736e-12 | 1.2707e-12 | 0.0047456 | -7.7037e-11 | -3.2982e-11 | -0.0047298 | 3.8941e-12 | -5.57e-12 | -45.1054 | 0 | 0 | 134.8946 | 0 | 0 | 0.9448 | 0.94912 | 0.94993 | 0.94172 | 0.9488 | 0.94963 | -0.10158 | -119.9643 | 119.936 | -0.10539 | -119.9325 | 119.9035
Line17_5_19 | 0 | 0 | 0 | 0 | 0 | 0 | 0 | 0 | 0 | 0 | 0 | 0 | 1.1248e-11 | 2.2047e-11 | -4.1853e-11 | 7.3828e-12 | 1.9701e-12 | -7.9488e-13 | 4.4007e-11 | -3.5558e-11 | -1.2895e-12 | -5.6359e-12 | 2.2167e-13 | -1.818e-12 | 0 | 0 | 0 | 0 | 0 | 0 | 0.94787 | 0.94943 | 0.95023 | 0.94787 | 0.94943 | 0.95023 | -0.097801 | -119.9962 | 119.9685 | -0.097801 | -119.9962 | 119.9685
Line1_1_3 | 0 | 0 | 0 | 0 | 0 | 0 | 0 | 0 | 0 | 0 | 0 | 0 | 8.9986e-11 | 1.7637e-10 | -3.3482e-10 | -7.1355e-11 | -1.5236e-10 | 2.9218e-10 | 3.5206e-10 | -2.8446e-10 | -1.0316e-11 | -3.1369e-10 | 2.4913e-10 | 7.2083e-12 | 0 | 0 | 0 | 0 | 0 | 0 | 0.94787 | 0.94943 | 0.95023 | 0.94787 | 0.94943 | 0.95023 | -0.097801 | -119.9962 | 119.9685 | -0.097801 | -119.9962 | 119.9685
Line2_1_4 | 0.030757 | 0 | 0 | 0.030757 | 0 | 0 | 0.0071029 | 0 | 0 | 0.0071029 | 0 | 0 | 0.0047601 | 1.2464e-10 | -1.7259e-10 | -0.0047449 | -7.9673e-11 | 1.0848e-10 | 0.0047613 | -1.2713e-10 | -4.4306e-11 | -0.0047456 | 7.9095e-11 | 2.9288e-11 | -45.1054 | 0 | 0 | 134.8946 | 0 | 0 | 0.94787 | 0.94943 | 0.95023 | 0.9448 | 0.94912 | 0.94993 | -0.097801 | -119.9962 | 119.9685 | -0.10158 | -119.9643 | 119.936
Line3_1_5 | 0 | 0 | 0 | 0 | 0 | 0 | 0 | 0 | 0 | 0 | 0 | 0 | 2.2497e-11 | 4.4093e-11 | -8.3706e-11 | -3.8655e-12 | -2.0077e-11 | 4.1058e-11 | 8.8014e-11 | -7.1116e-11 | -2.5789e-12 | -4.9643e-11 | 3.5779e-11 | -5.2858e-13 | 0 | 0 | 0 | 0 | 0 | 0 | 0.94787 | 0.94943 | 0.95023 | 0.94787 | 0.94943 | 0.95023 | -0.097801 | -119.9962 | 119.9685 | -0.097801 | -119.9962 | 119.9685
Line4_2_6 | 0 | 0 | 0 | 0 | 0 | 0 | 0 | 0 | 0 | 0 | 0 | 0 | 5.6241e-11 | 1.1023e-10 | -2.0927e-10 | -3.761e-11 | -8.6217e-11 | 1.6662e-10 | 2.2004e-10 | -1.7779e-10 | -6.4474e-12 | -1.8166e-10 | 1.4245e-10 | 3.3399e-12 | 0 | 0 | 0 | 0 | 0 | 0 | 0.94787 | 0.94943 | 0.95023 | 0.94787 | 0.94943 | 0.95023 | -0.097801 | -119.9962 | 119.9685 | -0.097801 | -119.9962 | 119.9685
Line5_6_7 | 0 | 0 | 0 | 0 | 0 | 0 | 0 | 0 | 0 | 0 | 0 | 0 | 4.4993e-11 | 8.8187e-11 | -1.6741e-10 | -2.6362e-11 | -6.417e-11 | 1.2476e-10 | 1.7603e-10 | -1.4223e-10 | -5.1579e-12 | -1.3766e-10 | 1.0689e-10 | 2.0504e-12 | 0 | 0 | 0 | 0 | 0 | 0 | 0.94787 | 0.94943 | 0.95023 | 0.94787 | 0.94943 | 0.95023 | -0.097801 | -119.9962 | 119.9685 | -0.097801 | -119.9962 | 119.9685
Line6_7_8 | 0 | 0 | 0 | 0 | 0 | 0 | 0 | 0 | 0 | 0 | 0 | 0 | 3.3745e-11 | 6.614e-11 | -1.2556e-10 | -1.5114e-11 | -4.2123e-11 | 8.2911e-11 | 1.3202e-10 | -1.0667e-10 | -3.8684e-12 | -9.365e-11 | 7.1337e-11 | 7.609e-13 | 0 | 0 | 0 | 0 | 0 | 0 | 0.94787 | 0.94943 | 0.95023 | 0.94787 | 0.94943 | 0.95023 | -0.097801 | -119.9962 | 119.9685 | -0.097801 | -119.9962 | 119.9685
Line7_8_9 | 0 | 0 | 0 | 0 | 0 | 0 | 0 | 0 | 0 | 0 | 0 | 0 | 1.1248e-11 | 2.2047e-11 | -4.1853e-11 | 7.3828e-12 | 1.9701e-12 | -7.9488e-13 | 4.4007e-11 | -3.5558e-11 | -1.2895e-12 | -5.6359e-12 | 2.2167e-13 | -1.818e-12 | 0 | 0 | 0 | 0 | 0 | 0 | 0.94787 | 0.94943 | 0.95023 | 0.94787 | 0.94943 | 0.95023 | -0.097801 | -119.9962 | 119.9685 | -0.097801 | -119.9962 | 119.9685
Line8_8_10 | 0 | 0 | 0 | 0 | 0 | 0 | 0 | 0 | 0 | 0 | 0 | 0 | 1.1248e-11 | 2.2047e-11 | -4.1853e-11 | 7.3828e-12 | 1.9701e-12 | -7.9488e-13 | 4.4007e-11 | -3.5558e-11 | -1.2895e-12 | -5.6359e-12 | 2.2167e-13 | -1.818e-12 | 0 | 0 | 0 | 0 | 0 | 0 | 0.94787 | 0.94943 | 0.95023 | 0.94787 | 0.94943 | 0.95023 | -0.097801 | -119.9962 | 119.9685 | -0.097801 | -119.9962 | 119.9685
Line9_3_11 | 0 | 0 | 0 | 0 | 0 | 0 | 0 | 0 | 0 | 0 | 0 | 0 | 7.8738e-11 | 1.5433e-10 | -2.9297e-10 | -6.0107e-11 | -1.3031e-10 | 2.5032e-10 | 3.0805e-10 | -2.489e-10 | -9.0264e-12 | -2.6968e-10 | 2.1357e-10 | 5.9188e-12 | 0 | 0 | 0 | 0 | 0 | 0 | 0.94787 | 0.94943 | 0.95023 | 0.94787 | 0.94943 | 0.95023 | -0.097801 | -119.9962 | 119.9685 | -0.097801 | -119.9962 | 119.9685

## LG_min_fault_10
name | pf_ikss_a_from_ka | pf_ikss_b_from_ka | pf_ikss_c_from_ka | pf_ikss_a_to_ka | pf_ikss_b_to_ka | pf_ikss_c_to_ka | pf_skss_a_from_mw | pf_skss_b_from_mw | pf_skss_c_from_mw | pf_skss_a_to_mw | pf_skss_b_to_mw | pf_skss_c_to_mw | pf_p_a_from_mw | pf_p_b_from_mw | pf_p_c_from_mw | pf_p_a_to_mw | pf_p_b_to_mw | pf_p_c_to_mw | pf_q_a_from_mvar | pf_q_b_from_mvar | pf_q_c_from_mvar | pf_q_a_to_mvar | pf_q_b_to_mvar | pf_q_c_to_mvar | pf_ikss_a_from_degree | pf_ikss_b_from_degree | pf_ikss_c_from_degree | pf_ikss_a_to_degree | pf_ikss_b_to_degree | pf_ikss_c_to_degree | pf_vm_a_from_pu | pf_vm_b_from_pu | pf_vm_c_from_pu | pf_vm_a_to_pu | pf_vm_b_to_pu | pf_vm_c_to_pu | pf_va_a_from_degree | pf_va_b_from_degree | pf_va_c_from_degree | pf_va_a_to_degree | pf_va_b_to_degree | pf_va_c_to_degree
Line0_1_2 | 0 | 0 | 0 | 0 | 0 | 0 | 0 | 0 | 0 | 0 | 0 | 0 | 6.0572e-11 | 1.1872e-10 | -2.2538e-10 | -4.3851e-11 | -9.7167e-11 | 1.871e-10 | 2.3698e-10 | -1.9148e-10 | -6.9439e-12 | -2.0254e-10 | 1.5977e-10 | 4.1548e-12 | 0 | 0 | 0 | 0 | 0 | 0 | 0.89799 | 0.89946 | 0.90022 | 0.89799 | 0.89946 | 0.90022 | -0.097801 | -119.9962 | 119.9685 | -0.097801 | -119.9962 | 119.9685
Line10_11_12 | 0 | 0 | 0 | 0 | 0 | 0 | 0 | 0 | 0 | 0 | 0 | 0 | 6.0572e-11 | 1.1872e-10 | -2.2538e-10 | -4.3851e-11 | -9.7167e-11 | 1.871e-10 | 2.3698e-10 | -1.9148e-10 | -6.9439e-12 | -2.0254e-10 | 1.5977e-10 | 4.1549e-12 | 0 | 0 | 0 | 0 | 0 | 0 | 0.89799 | 0.89946 | 0.90022 | 0.89799 | 0.89946 | 0.90022 | -0.097801 | -119.9962 | 119.9685 | -0.097801 | -119.9962 | 119.9685
Line11_12_13 | 0 | 0 | 0 | 0 | 0 | 0 | 0 | 0 | 0 | 0 | 0 | 0 | 5.0477e-11 | 9.8936e-11 | -1.8782e-10 | -3.3756e-11 | -7.738e-11 | 1.4954e-10 | 1.9748e-10 | -1.5957e-10 | -5.7866e-12 | -1.6304e-10 | 1.2785e-10 | 2.9976e-12 | 0 | 0 | 0 | 0 | 0 | 0 | 0.89799 | 0.89946 | 0.90022 | 0.89799 | 0.89946 | 0.90022 | -0.097801 | -119.9962 | 119.9685 | -0.097801 | -119.9962 | 119.9685
Line12_13_15 | 0 | 0 | 0 | 0 | 0 | 0 | 0 | 0 | 0 | 0 | 0 | 0 | 3.0286e-11 | 5.9361e-11 | -1.1269e-10 | -1.3565e-11 | -3.7806e-11 | 7.4413e-11 | 1.1849e-10 | -9.574e-11 | -3.472e-12 | -8.4052e-11 | 6.4026e-11 | 6.8293e-13 | 0 | 0 | 0 | 0 | 0 | 0 | 0.89799 | 0.89946 | 0.90022 | 0.89799 | 0.89946 | 0.90022 | -0.097801 | -119.9962 | 119.9685 | -0.097801 | -119.9962 | 119.9685
Line13_13_14 | 0 | 0 | 0 | 0 | 0 | 0 | 0 | 0 | 0 | 0 | 0 | 0 | 1.0095e-11 | 1.9787e-11 | -3.7563e-11 | 6.6261e-12 | 1.7682e-12 | -7.1341e-13 | 3.9497e-11 | -3.1913e-11 | -1.1573e-12 | -5.0583e-12 | 1.9895e-13 | -1.6317e-12 | 0 | 0 | 0 | 0 | 0 | 0 | 0.89799 | 0.89946 | 0.90022 | 0.89799 | 0.89946 | 0.90022 | -0.097801 | -119.9962 | 119.9685 | -0.097801 | -119.9962 | 119.9685
Line14_15_16 | 0 | 0 | 0 | 0 | 0 | 0 | 0 | 0 | 0 | 0 | 0 | 0 | 2.0191e-11 | 3.9574e-11 | -7.5127e-11 | -3.4693e-12 | -1.8019e-11 | 3.685e-11 | 7.8993e-11 | -6.3827e-11 | -2.3146e-12 | -4.4555e-11 | 3.2112e-11 | -4.7439e-13 | 0 | 0 | 0 | 0 | 0 | 0 | 0.89799 | 0.89946 | 0.90022 | 0.89799 | 0.89946 | 0.90022 | -0.097801 | -119.9962 | 119.9685 | -0.097801 | -119.9962 | 119.9685
Line15_16_17 | 0 | 0 | 0 | 0 | 0 | 0 | 0 | 0 | 0 | 0 | 0 | 0 | 1.0095e-11 | 1.9787e-11 | -3.7563e-11 | 6.6261e-12 | 1.7682e-12 | -7.1341e-13 | 3.9497e-11 | -3.1913e-11 | -1.1573e-12 | -5.0583e-12 | 1.9895e-13 | -1.6317e-12 | 0 | 0 | 0 | 0 | 0 | 0 | 0.89799 | 0.89946 | 0.90022 | 0.89799 | 0.89946 | 0.90022 | -0.097801 | -119.9962 | 119.9685 | -0.097801 | -119.9962 | 119.9685
Line16_4_18 | 0.029138 | 0 | 0 | 0.029138 | 0 | 0 | 0.0067291 | 0 | 0 | 0.0067291 | 0 | 0 | 0.0042586 | 7.4265e-11 | -9.7145e-11 | -0.004245 | 3.7458e-12 | 1.1405e-12 | 0.0042592 | -6.9141e-11 | -2.9602e-11 | -0.004245 | 3.4949e-12 | -4.9991e-12 | -45.1054 | 0 | 0 | 134.8946 | 0 | 0 | 0.89507 | 0.89916 | 0.89993 | 0.89216 | 0.89886 | 0.89965 | -0.10158 | -119.9643 | 119.936 | -0.10539 | -119.9325 | 119.9035
Line17_5_19 | 0 | 0 | 0 | 0 | 0 | 0 | 0 | 0 | 0 | 0 | 0 | 0 | 1.0095e-11 | 1.9787e-11 | -3.7563e-11 | 6.6261e-12 | 1.7682e-12 | -7.1341e-13 | 3.9497e-11 | -3.1913e-11 | -1.1573e-12 | -5.0583e-12 | 1.9895e-13 | -1.6317e-12 | 0 | 0 | 0 | 0 | 0 | 0 | 0.89799 | 0.89946 | 0.90022 | 0.89799 | 0.89946 | 0.90022 | -0.097801 | -119.9962 | 119.9685 | -0.097801 | -119.9962 | 119.9685
Line1_1_3 | 0 | 0 | 0 | 0 | 0 | 0 | 0 | 0 | 0 | 0 | 0 | 0 | 8.0763e-11 | 1.583e-10 | -3.0051e-10 | -6.4042e-11 | -1.3674e-10 | 2.6223e-10 | 3.1597e-10 | -2.5531e-10 | -9.2585e-12 | -2.8153e-10 | 2.2359e-10 | 6.4695e-12 | 0 | 0 | 0 | 0 | 0 | 0 | 0.89799 | 0.89946 | 0.90022 | 0.89799 | 0.89946 | 0.90022 | -0.097801 | -119.9962 | 119.9685 | -0.097801 | -119.9962 | 119.9685
Line2_1_4 | 0.029138 | 0 | 0 | 0.029138 | 0 | 0 | 0.0067291 | 0 | 0 | 0.0067291 | 0 | 0 | 0.0042722 | 1.1186e-10 | -1.549e-10 | -0.0042586 | -7.1507e-11 | 9.736e-11 | 0.0042733 | -1.141e-10 | -3.9765e-11 | -0.0042592 | 7.0988e-11 | 2.6286e-11 | -45.1054 | 0 | 0 | 134.8946 | 0 | 0 | 0.89799 | 0.89946 | 0.90022 | 0.89507 | 0.89916 | 0.89993 | -0.097801 | -119.9962 | 119.9685 | -0.10158 | -119.9643 | 119.936
Line3_1_5 | 0 | 0 | 0 | 0 | 0 | 0 | 0 | 0 | 0 | 0 | 0 | 0 | 2.0191e-11 | 3.9574e-11 | -7.5127e-11 | -3.4693e-12 | -1.8019e-11 | 3.685e-11 | 7.8993e-11 | -6.3827e-11 | -2.3146e-12 | -4.4555e-11 | 3.2112e-11 | -4.7441e-13 | 0 | 0 | 0 | 0 | 0 | 0 | 0.89799 | 0.89946 | 0.90022 | 0.89799 | 0.89946 | 0.90022 | -0.097801 | -119.9962 | 119.9685 | -0.097801 | -119.9962 | 119.9685
Line4_2_6 | 0 | 0 | 0 | 0 | 0 | 0 | 0 | 0 | 0 | 0 | 0 | 0 | 5.0477e-11 | 9.8936e-11 | -1.8782e-10 | -3.3756e-11 | -7.738e-11 | 1.4954e-10 | 1.9748e-10 | -1.5957e-10 | -5.7866e-12 | -1.6304e-10 | 1.2785e-10 | 2.9975e-12 | 0 | 0 | 0 | 0 | 0 | 0 | 0.89799 | 0.89946 | 0.90022 | 0.89799 | 0.89946 | 0.90022 | -0.097801 | -119.9962 | 119.9685 | -0.097801 | -119.9962 | 119.9685
Line5_6_7 | 0 | 0 | 0 | 0 | 0 | 0 | 0 | 0 | 0 | 0 | 0 | 0 | 4.0382e-11 | 7.9148e-11 | -1.5025e-10 | -2.366e-11 | -5.7593e-11 | 1.1198e-10 | 1.5799e-10 | -1.2765e-10 | -4.6293e-12 | -1.2355e-10 | 9.5939e-11 | 1.8402e-12 | 0 | 0 | 0 | 0 | 0 | 0 | 0.89799 | 0.89946 | 0.90022 | 0.89799 | 0.89946 | 0.90022 | -0.097801 | -119.9962 | 119.9685 | -0.097801 | -119.9962 | 119.9685
Line6_7_8 | 0 | 0 | 0 | 0 | 0 | 0 | 0 | 0 | 0 | 0 | 0 | 0 | 3.0286e-11 | 5.9361e-11 | -1.1269e-10 | -1.3565e-11 | -3.7806e-11 | 7.4413e-11 | 1.1849e-10 | -9.574e-11 | -3.4719e-12 | -8.4052e-11 | 6.4026e-11 | 6.8292e-13 | 0 | 0 | 0 | 0 | 0 | 0 | 0.89799 | 0.89946 | 0.90022 | 0.89799 | 0.89946 | 0.90022 | -0.097801 | -119.9962 | 119.9685 | -0.097801 | -119.9962 | 119.9685
Line7_8_9 | 0 | 0 | 0 | 0 | 0 | 0 | 0 | 0 | 0 | 0 | 0 | 0 | 1.0095e-11 | 1.9787e-11 | -3.7563e-11 | 6.6261e-12 | 1.7682e-12 | -7.1341e-13 | 3.9497e-11 | -3.1913e-11 | -1.1573e-12 | -5.0583e-12 | 1.9895e-13 | -1.6317e-12 | 0 | 0 | 0 | 0 | 0 | 0 | 0.89799 | 0.89946 | 0.90022 | 0.89799 | 0.89946 | 0.90022 | -0.097801 | -119.9962 | 119.9685 | -0.097801 | -119.9962 | 119.9685
Line8_8_10 | 0 | 0 | 0 | 0 | 0 | 0 | 0 | 0 | 0 | 0 | 0 | 0 | 1.0095e-11 | 1.9787e-11 | -3.7563e-11 | 6.6261e-12 | 1.7682e-12 | -7.1341e-13 | 3.9497e-11 | -3.1913e-11 | -1.1573e-12 | -5.0583e-12 | 1.9895e-13 | -1.6317e-12 | 0 | 0 | 0 | 0 | 0 | 0 | 0.89799 | 0.89946 | 0.90022 | 0.89799 | 0.89946 | 0.90022 | -0.097801 | -119.9962 | 119.9685 | -0.097801 | -119.9962 | 119.9685
Line9_3_11 | 0 | 0 | 0 | 0 | 0 | 0 | 0 | 0 | 0 | 0 | 0 | 0 | 7.0668e-11 | 1.3851e-10 | -2.6294e-10 | -5.3946e-11 | -1.1695e-10 | 2.2467e-10 | 2.7648e-10 | -2.2339e-10 | -8.1012e-12 | -2.4204e-10 | 1.9168e-10 | 5.3122e-12 | 0 | 0 | 0 | 0 | 0 | 0 | 0.89799 | 0.89946 | 0.90022 | 0.89799 | 0.89946 | 0.90022 | -0.097801 | -119.9962 | 119.9685 | -0.097801 | -119.9962 | 119.9685

## LLG_max_6
name | pf_ikss_a_from_ka | pf_ikss_b_from_ka | pf_ikss_c_from_ka | pf_ikss_a_to_ka | pf_ikss_b_to_ka | pf_ikss_c_to_ka | pf_skss_a_from_mw | pf_skss_b_from_mw | pf_skss_c_from_mw | pf_skss_a_to_mw | pf_skss_b_to_mw | pf_skss_c_to_mw | pf_p_a_from_mw | pf_p_b_from_mw | pf_p_c_from_mw | pf_p_a_to_mw | pf_p_b_to_mw | pf_p_c_to_mw | pf_q_a_from_mvar | pf_q_b_from_mvar | pf_q_c_from_mvar | pf_q_a_to_mvar | pf_q_b_to_mvar | pf_q_c_to_mvar | pf_ikss_a_from_degree | pf_ikss_b_from_degree | pf_ikss_c_from_degree | pf_ikss_a_to_degree | pf_ikss_b_to_degree | pf_ikss_c_to_degree | pf_vm_a_from_pu | pf_vm_b_from_pu | pf_vm_c_from_pu | pf_vm_a_to_pu | pf_vm_b_to_pu | pf_vm_c_to_pu | pf_va_a_from_degree | pf_va_b_from_degree | pf_va_c_from_degree | pf_va_a_to_degree | pf_va_b_to_degree | pf_va_c_to_degree
Line0_1_2 | 0.14434 | 0.14434 | 0.14434 | 0.14434 | 0.14434 | 0.14434 | 0.033333 | 0.033333 | 0.033333 | 0.033333 | 0.033333 | 0.033333 | -0.0044698 | -0.0049089 | -0.0048658 | 0.0046782 | 0.0051172 | 0.0050741 | -0.033716 | -0.024457 | -0.023525 | 0.034133 | 0.024874 | 0.023941 | 94.7872 | -25.2127 | -145.2128 | -85.2128 | 154.7873 | 34.7872 | 1.0203 | 0.74835 | 0.72068 | 1.0336 | 0.76185 | 0.7342 | -2.7647 | -126.5618 | 113.1011 | -3.0171 | -126.8377 | 112.8211
Line10_11_12 | 0.14434 | 0.14434 | 0.14434 | 0.14434 | 0.14434 | 0.14434 | 0.033333 | 0.033333 | 0.033333 | 0.033333 | 0.033333 | 0.033333 | -0.0048865 | -0.0053255 | -0.0052824 | 0.0050948 | 0.0055339 | 0.0054908 | -0.034549 | -0.025291 | -0.024358 | 0.034966 | 0.025707 | 0.024775 | 94.7872 | -25.2127 | -145.2128 | -85.2128 | 154.7873 | 34.7872 | 1.0468 | 0.77536 | 0.74773 | 1.0601 | 0.78889 | 0.76128 | -3.2631 | -127.1039 | 112.5512 | -3.503 | -127.361 | 112.2908
Line11_12_13 | 0.14434 | 0.14434 | 0.14434 | 0.14434 | 0.14434 | 0.14434 | 0.033333 | 0.033333 | 0.033333 | 0.033333 | 0.033333 | 0.033333 | -0.0050948 | -0.0055339 | -0.0054908 | 0.0053032 | 0.0057422 | 0.0056991 | -0.034966 | -0.025707 | -0.024775 | 0.035383 | 0.026124 | 0.025191 | 94.7872 | -25.2127 | -145.2128 | -85.2128 | 154.7873 | 34.7872 | 1.0601 | 0.78889 | 0.76128 | 1.0733 | 0.80243 | 0.77484 | -3.503 | -127.361 | 112.2908 | -3.7369 | -127.6095 | 112.0396
Line12_13_15 | 0 | 0 | 0 | 0 | 0 | 0 | 0 | 0 | 0 | 0 | 0 | 0 | -2.5308e-09 | -1.7062e-08 | 1.5532e-08 | 1.5866e-09 | 1.2076e-08 | -9.6019e-09 | -2.5193e-08 | 1.3819e-08 | 7.5603e-09 | 1.6526e-08 | -9.622e-09 | -5.4533e-09 | 0 | 0 | 0 | 0 | 0 | 0 | 1.0733 | 0.80243 | 0.77484 | 1.0733 | 0.80243 | 0.77484 | -3.7369 | -127.6095 | 112.0396 | -3.7369 | -127.6095 | 112.0396
Line13_13_14 | 0.14434 | 0.14434 | 0.14434 | 0.14434 | 0.14434 | 0.14434 | 0.033333 | 0.033333 | 0.033333 | 0.033333 | 0.033333 | 0.033333 | -0.0053032 | -0.0057422 | -0.0056991 | 0.0055115 | 0.0059505 | 0.0059075 | -0.035383 | -0.026124 | -0.025191 | 0.035799 | 0.026541 | 0.025608 | 94.7872 | -25.2127 | -145.2128 | -85.2128 | 154.7873 | 34.7872 | 1.0733 | 0.80243 | 0.77484 | 1.0866 | 0.81599 | 0.78842 | -3.7369 | -127.6095 | 112.0396 | -3.9651 | -127.8497 | 111.7971
Line14_15_16 | 0 | 0 | 0 | 0 | 0 | 0 | 0 | 0 | 0 | 0 | 0 | 0 | -1.6872e-09 | -1.1375e-08 | 1.0355e-08 | 7.4297e-10 | 6.3887e-09 | -4.4245e-09 | -1.6795e-08 | 9.2129e-09 | 5.0402e-09 | 8.1282e-09 | -5.0155e-09 | -2.9332e-09 | 0 | 0 | 0 | 0 | 0 | 0 | 1.0733 | 0.80243 | 0.77484 | 1.0733 | 0.80243 | 0.77484 | -3.7369 | -127.6095 | 112.0396 | -3.7369 | -127.6095 | 112.0396
Line15_16_17 | 0 | 0 | 0 | 0 | 0 | 0 | 0 | 0 | 0 | 0 | 0 | 0 | -8.4359e-10 | -5.6875e-09 | 5.1775e-09 | -1.0062e-10 | 7.0121e-10 | 7.5301e-10 | -8.3975e-09 | 4.6064e-09 | 2.5201e-09 | -2.6932e-10 | -4.0909e-10 | -4.1313e-10 | 0 | 0 | 0 | 0 | 0 | 0 | 1.0733 | 0.80243 | 0.77484 | 1.0733 | 0.80243 | 0.77484 | -3.7369 | -127.6095 | 112.0396 | -3.7369 | -127.6095 | 112.0396
Line16_4_18 | 0 | 4.5164 | 4.3291 | 0 | 4.5164 | 4.3291 | 0 | 1.043 | 0.99976 | 0 | 1.043 | 0.99976 | -9.3808e-10 | 0.1104 | 0.22548 | 6.2507e-10 | 6.2578e-14 | 3.7966e-14 | -1.8462e-08 | 0.3819 | 0.28985 | -1.3777e-10 | 5.2481e-14 | 3.3579e-14 | 0 | 159.4778 | 60.9011 | 0 | -20.5222 | -119.0989 | 0.94109 | 0.38114 | 0.36731 | 0.84804 | 0 | 0 | -2.6704 | -126.6452 | 113.021 | -2.4183 | 0 | 0
Line17_5_19 | 0.14434 | 0.14434 | 0.14434 | 0.14434 | 0.14434 | 0.14434 | 0.033333 | 0.033333 | 0.033333 | 0.033333 | 0.033333 | 0.033333 | -0.0046782 | -0.0051172 | -0.0050741 | 0.0048865 | 0.0053255 | 0.0052825 | -0.034133 | -0.024874 | -0.023941 | 0.034549 | 0.025291 | 0.024358 | 94.7872 | -25.2127 | -145.2128 | -85.2128 | 154.7873 | 34.7872 | 1.0336 | 0.76185 | 0.7342 | 1.0468 | 0.77536 | 0.74773 | -3.0171 | -126.8377 | 112.8211 | -3.2631 | -127.1039 | 112.5512
Line1_1_3 | 0.14434 | 0.14434 | 0.14434 | 0.14434 | 0.14434 | 0.14434 | 0.033333 | 0.033333 | 0.033333 | 0.033333 | 0.033333 | 0.033333 | -0.0044698 | -0.0049089 | -0.0048657 | 0.0046782 | 0.0051172 | 0.0050741 | -0.033716 | -0.024457 | -0.023525 | 0.034133 | 0.024874 | 0.023941 | 94.7872 | -25.2126 | -145.2129 | -85.2128 | 154.7874 | 34.7872 | 1.0203 | 0.74835 | 0.72068 | 1.0336 | 0.76185 | 0.7342 | -2.7647 | -126.5618 | 113.1011 | -3.0171 | -126.8377 | 112.8211
Line2_1_4 | 0.14434 | 4.3728 | 4.1901 | 0.14434 | 4.3728 | 4.1901 | 0.033333 | 1.0099 | 0.96767 | 0.033333 | 1.0099 | 0.96767 | -0.010632 | 0.20631 | 0.43247 | 0.0097577 | -0.10562 | -0.22081 | -0.032306 | 0.72702 | 0.54709 | 0.029814 | -0.37013 | -0.27853 | 105.4524 | 159.2809 | 61.4269 | -74.5475 | -20.7191 | -118.5731 | 1.0203 | 0.74835 | 0.72068 | 0.94109 | 0.38114 | 0.36731 | -2.7647 | -126.5618 | 113.1011 | -2.6704 | -126.6452 | 113.021
Line3_1_5 | 0.14434 | 0.14434 | 0.14434 | 0.14434 | 0.14434 | 0.14434 | 0.033333 | 0.033333 | 0.033333 | 0.033333 | 0.033333 | 0.033333 | -0.0044698 | -0.0049089 | -0.0048658 | 0.0046782 | 0.0051172 | 0.0050741 | -0.033716 | -0.024457 | -0.023525 | 0.034133 | 0.024874 | 0.023941 | 94.7872 | -25.2127 | -145.2128 | -85.2128 | 154.7873 | 34.7872 | 1.0203 | 0.74835 | 0.72068 | 1.0336 | 0.76185 | 0.7342 | -2.7647 | -126.5618 | 113.1011 | -3.0171 | -126.8377 | 112.8211
Line4_2_6 | 0.14434 | 0.14434 | 0.14434 | 0.14434 | 0.14434 | 0.14434 | 0.033333 | 0.033333 | 0.033333 | 0.033333 | 0.033333 | 0.033333 | -0.0046782 | -0.0051172 | -0.0050741 | 0.0048865 | 0.0053255 | 0.0052824 | -0.034133 | -0.024874 | -0.023941 | 0.034549 | 0.025291 | 0.024358 | 94.7872 | -25.2127 | -145.2128 | -85.2128 | 154.7873 | 34.7872 | 1.0336 | 0.76185 | 0.7342 | 1.0468 | 0.77536 | 0.74773 | -3.0171 | -126.8377 | 112.8211 | -3.2631 | -127.1039 | 112.5512
Line5_6_7 | 0.14434 | 0.14434 | 0.14434 | 0.14434 | 0.14434 | 0.14434 | 0.033333 | 0.033333 | 0.033333 | 0.033333 | 0.033333 | 0.033333 | -0.0048865 | -0.0053255 | -0.0052824 | 0.0050948 | 0.0055339 | 0.0054908 | -0.034549 | -0.025291 | -0.024358 | 0.034966 | 0.025707 | 0.024775 | 94.7872 | -25.2127 | -145.2128 | -85.2128 | 154.7873 | 34.7872 | 1.0468 | 0.77536 | 0.74773 | 1.0601 | 0.78889 | 0.76128 | -3.2631 | -127.1039 | 112.5512 | -3.503 | -127.361 | 112.2908
Line6_7_8 | 0 | 0 | 0 | 0 | 0 | 0 | 0 | 0 | 0 | 0 | 0 | 0 | -2.5526e-09 | -1.6951e-08 | 1.5114e-08 | 1.655e-09 | 1.2031e-08 | -9.2967e-09 | -2.4942e-08 | 1.3483e-08 | 7.4663e-09 | 1.6379e-08 | -9.3778e-09 | -5.3707e-09 | 0 | 0 | 0 | 0 | 0 | 0 | 1.0601 | 0.78889 | 0.76128 | 1.0601 | 0.78889 | 0.76128 | -3.503 | -127.361 | 112.2908 | -3.503 | -127.361 | 112.2908
Line7_8_9 | 0 | 0 | 0 | 0 | 0 | 0 | 0 | 0 | 0 | 0 | 0 | 0 | -8.5086e-10 | -5.6502e-09 | 5.0381e-09 | -4.6707e-11 | 7.3026e-10 | 7.7944e-10 | -8.314e-09 | 4.4943e-09 | 2.4888e-09 | -2.4936e-10 | -3.8913e-10 | -3.9317e-10 | 0 | 0 | 0 | 0 | 0 | 0 | 1.0601 | 0.78889 | 0.76128 | 1.0601 | 0.78889 | 0.76128 | -3.503 | -127.361 | 112.2908 | -3.503 | -127.361 | 112.2908
Line8_8_10 | 0 | 0 | 0 | 0 | 0 | 0 | 0 | 0 | 0 | 0 | 0 | 0 | -8.5086e-10 | -5.6502e-09 | 5.0381e-09 | -4.6707e-11 | 7.3026e-10 | 7.7944e-10 | -8.314e-09 | 4.4943e-09 | 2.4888e-09 | -2.4936e-10 | -3.8913e-10 | -3.9317e-10 | 0 | 0 | 0 | 0 | 0 | 0 | 1.0601 | 0.78889 | 0.76128 | 1.0601 | 0.78889 | 0.76128 | -3.503 | -127.361 | 112.2908 | -3.503 | -127.361 | 112.2908
Line9_3_11 | 0.14434 | 0.14434 | 0.14434 | 0.14434 | 0.14434 | 0.14434 | 0.033333 | 0.033333 | 0.033333 | 0.033333 | 0.033333 | 0.033333 | -0.0046782 | -0.0051172 | -0.0050741 | 0.0048865 | 0.0053255 | 0.0052824 | -0.034133 | -0.024874 | -0.023941 | 0.034549 | 0.025291 | 0.024358 | 94.7872 | -25.2126 | -145.2128 | -85.2128 | 154.7874 | 34.7872 | 1.0336 | 0.76185 | 0.7342 | 1.0468 | 0.77536 | 0.74773 | -3.0171 | -126.8377 | 112.8211 | -3.2631 | -127.1039 | 112.5512

## LLG_max_10
name | pf_ikss_a_from_ka | pf_ikss_b_from_ka | pf_ikss_c_from_ka | pf_ikss_a_to_ka | pf_ikss_b_to_ka | pf_ikss_c_to_ka | pf_skss_a_from_mw | pf_skss_b_from_mw | pf_skss_c_from_mw | pf_skss_a_to_mw | pf_skss_b_to_mw | pf_skss_c_to_mw | pf_p_a_from_mw | pf_p_b_from_mw | pf_p_c_from_mw | pf_p_a_to_mw | pf_p_b_to_mw | pf_p_c_to_mw | pf_q_a_from_mvar | pf_q_b_from_mvar | pf_q_c_from_mvar | pf_q_a_to_mvar | pf_q_b_to_mvar | pf_q_c_to_mvar | pf_ikss_a_from_degree | pf_ikss_b_from_degree | pf_ikss_c_from_degree | pf_ikss_a_to_degree | pf_ikss_b_to_degree | pf_ikss_c_to_degree | pf_vm_a_from_pu | pf_vm_b_from_pu | pf_vm_c_from_pu | pf_vm_a_to_pu | pf_vm_b_to_pu | pf_vm_c_to_pu | pf_va_a_from_degree | pf_va_b_from_degree | pf_va_c_from_degree | pf_va_a_to_degree | pf_va_b_to_degree | pf_va_c_to_degree
Line0_1_2 | 0.14434 | 0.14434 | 0.14434 | 0.14434 | 0.14434 | 0.14434 | 0.033333 | 0.033333 | 0.033333 | 0.033333 | 0.033333 | 0.033333 | -0.0047228 | -0.0051588 | -0.0051037 | 0.0049311 | 0.0053671 | 0.0053121 | -0.035216 | -0.025215 | -0.024225 | 0.035633 | 0.025632 | 0.024642 | 94.7869 | -25.213 | -145.2132 | -85.2131 | 154.787 | 34.7869 | 1.0659 | 0.77213 | 0.74271 | 1.0792 | 0.78563 | 0.75623 | -2.8514 | -126.7756 | 112.8897 | -3.0921 | -127.0394 | 112.6216
Line10_11_12 | 0.14434 | 0.14434 | 0.14434 | 0.14434 | 0.14434 | 0.14434 | 0.033333 | 0.033333 | 0.033333 | 0.033333 | 0.033333 | 0.033333 | -0.0051394 | -0.0055755 | -0.0055204 | 0.0053478 | 0.0057838 | 0.0057287 | -0.03605 | -0.026049 | -0.025058 | 0.036466 | 0.026465 | 0.025475 | 94.7869 | -25.213 | -145.2132 | -85.2131 | 154.787 | 34.7869 | 1.0924 | 0.79916 | 0.76978 | 1.1057 | 0.8127 | 0.78334 | -3.3269 | -127.2943 | 112.3629 | -3.5561 | -127.5408 | 112.1132
Line11_12_13 | 0.14434 | 0.14434 | 0.14434 | 0.14434 | 0.14434 | 0.14434 | 0.033333 | 0.033333 | 0.033333 | 0.033333 | 0.033333 | 0.033333 | -0.0053478 | -0.0057838 | -0.0057287 | 0.0055561 | 0.0059921 | 0.0059371 | -0.036466 | -0.026465 | -0.025475 | 0.036883 | 0.026882 | 0.025892 | 94.7869 | -25.213 | -145.2131 | -85.2131 | 154.787 | 34.7869 | 1.1057 | 0.8127 | 0.78334 | 1.119 | 0.82625 | 0.79691 | -3.5561 | -127.5408 | 112.1132 | -3.7799 | -127.7791 | 111.872
Line12_13_15 | 0 | 0 | 0 | 0 | 0 | 0 | 0 | 0 | 0 | 0 | 0 | 0 | -2.8653e-09 | -1.9007e-08 | 1.7179e-08 | 1.8225e-09 | 1.347e-08 | -1.0599e-08 | -2.8352e-08 | 1.5343e-08 | 8.3711e-09 | 1.8604e-08 | -1.068e-08 | -6.0352e-09 | 0 | 0 | 0 | 0 | 0 | 0 | 1.119 | 0.82625 | 0.79691 | 1.119 | 0.82625 | 0.79691 | -3.7799 | -127.7791 | 111.872 | -3.7799 | -127.7791 | 111.872
Line13_13_14 | 0.14434 | 0.14434 | 0.14434 | 0.14434 | 0.14434 | 0.14434 | 0.033333 | 0.033333 | 0.033333 | 0.033333 | 0.033333 | 0.033333 | -0.0055561 | -0.0059921 | -0.0059371 | 0.0057644 | 0.0062004 | 0.0061454 | -0.036883 | -0.026882 | -0.025892 | 0.037299 | 0.027299 | 0.026308 | 94.7869 | -25.213 | -145.2131 | -85.2131 | 154.787 | 34.7869 | 1.119 | 0.82625 | 0.79691 | 1.1323 | 0.83982 | 0.8105 | -3.7799 | -127.7791 | 111.872 | -3.9984 | -128.0098 | 111.6388
Line14_15_16 | 0 | 0 | 0 | 0 | 0 | 0 | 0 | 0 | 0 | 0 | 0 | 0 | -1.9102e-09 | -1.2671e-08 | 1.1453e-08 | 8.6745e-10 | 7.1343e-09 | -4.873e-09 | -1.8901e-08 | 1.0229e-08 | 5.5808e-09 | 9.153e-09 | -5.5655e-09 | -3.2448e-09 | 0 | 0 | 0 | 0 | 0 | 0 | 1.119 | 0.82625 | 0.79691 | 1.119 | 0.82625 | 0.79691 | -3.7799 | -127.7791 | 111.872 | -3.7799 | -127.7791 | 111.872
Line15_16_17 | 0 | 0 | 0 | 0 | 0 | 0 | 0 | 0 | 0 | 0 | 0 | 0 | -9.551e-10 | -6.3356e-09 | 5.7263e-09 | -8.7649e-11 | 7.9868e-10 | 8.5334e-10 | -9.4505e-09 | 5.1144e-09 | 2.7904e-09 | -2.9752e-10 | -4.5107e-10 | -4.5444e-10 | 0 | 0 | 0 | 0 | 0 | 0 | 1.119 | 0.82625 | 0.79691 | 1.119 | 0.82625 | 0.79691 | -3.7799 | -127.7791 | 111.872 | -3.7799 | -127.7791 | 111.872
Line16_4_18 | 0 | 4.6576 | 4.4585 | 0 | 4.6576 | 4.4585 | 0 | 1.0756 | 1.0297 | 0 | 1.0756 | 1.0297 | -1.0328e-09 | 0.11749 | 0.23926 | 6.8699e-10 | 1.8587e-13 | 9.6232e-14 | -2.0267e-08 | 0.4061 | 0.3074 | -1.559e-10 | -8.2264e-14 | -1.3017e-13 | 0 | 159.2789 | 60.7058 | 0 | -20.7211 | -119.2942 | 0.98385 | 0.39303 | 0.37832 | 0.88796 | 0 | 0 | -2.7507 | -126.8571 | 112.8112 | -2.4948 | 0 | 0
Line17_5_19 | 0.14434 | 0.14434 | 0.14434 | 0.14434 | 0.14434 | 0.14434 | 0.033333 | 0.033333 | 0.033333 | 0.033333 | 0.033333 | 0.033333 | -0.0049311 | -0.0053671 | -0.0053121 | 0.0051394 | 0.0055754 | 0.0055204 | -0.035633 | -0.025632 | -0.024642 | 0.036049 | 0.026049 | 0.025058 | 94.7869 | -25.213 | -145.2131 | -85.2131 | 154.787 | 34.7869 | 1.0792 | 0.78563 | 0.75623 | 1.0924 | 0.79916 | 0.76978 | -3.0921 | -127.0394 | 112.6216 | -3.3269 | -127.2943 | 112.3629
Line1_1_3 | 0.14434 | 0.14434 | 0.14434 | 0.14434 | 0.14434 | 0.14434 | 0.033333 | 0.033333 | 0.033333 | 0.033333 | 0.033333 | 0.033333 | -0.0047228 | -0.0051588 | -0.0051037 | 0.0049311 | 0.0053671 | 0.0053121 | -0.035216 | -0.025215 | -0.024225 | 0.035633 | 0.025632 | 0.024642 | 94.7869 | -25.2129 | -145.2132 | -85.2131 | 154.7871 | 34.7868 | 1.0659 | 0.77213 | 0.74271 | 1.0792 | 0.78563 | 0.75623 | -2.8514 | -126.7756 | 112.8897 | -3.0921 | -127.0394 | 112.6216
Line2_1_4 | 0.14434 | 4.5141 | 4.3196 | 0.14434 | 4.5141 | 4.3196 | 0.033333 | 1.0425 | 0.99757 | 0.033333 | 1.0425 | 0.99757 | -0.011009 | 0.22005 | 0.45948 | 0.010106 | -0.11257 | -0.23446 | -0.033783 | 0.77427 | 0.58122 | 0.031199 | -0.39396 | -0.29574 | 105.1981 | 159.09 | 61.2177 | -74.8019 | -20.91 | -118.7823 | 1.0659 | 0.77213 | 0.74271 | 0.98385 | 0.39303 | 0.37832 | -2.8514 | -126.7756 | 112.8897 | -2.7507 | -126.8571 | 112.8112
Line3_1_5 | 0.14434 | 0.14434 | 0.14434 | 0.14434 | 0.14434 | 0.14434 | 0.033333 | 0.033333 | 0.033333 | 0.033333 | 0.033333 | 0.033333 | -0.0047228 | -0.0051588 | -0.0051038 | 0.0049311 | 0.0053671 | 0.0053121 | -0.035216 | -0.025215 | -0.024225 | 0.035633 | 0.025632 | 0.024642 | 94.7869 | -25.213 | -145.2131 | -85.2131 | 154.787 | 34.7869 | 1.0659 | 0.77213 | 0.74271 | 1.0792 | 0.78563 | 0.75623 | -2.8514 | -126.7756 | 112.8897 | -3.0921 | -127.0394 | 112.6216
Line4_2_6 | 0.14434 | 0.14434 | 0.14434 | 0.14434 | 0.14434 | 0.14434 | 0.033333 | 0.033333 | 0.033333 | 0.033333 | 0.033333 | 0.033333 | -0.0049311 | -0.0053671 | -0.0053121 | 0.0051394 | 0.0055755 | 0.0055204 | -0.035633 | -0.025632 | -0.024642 | 0.03605 | 0.026049 | 0.025058 | 94.7869 | -25.213 | -145.2131 | -85.2131 | 154.787 | 34.7869 | 1.0792 | 0.78563 | 0.75623 | 1.0924 | 0.79916 | 0.76978 | -3.0921 | -127.0394 | 112.6216 | -3.3269 | -127.2943 | 112.3629
Line5_6_7 | 0.14434 | 0.14434 | 0.14434 | 0.14434 | 0.14434 | 0.14434 | 0.033333 | 0.033333 | 0.033333 | 0.033333 | 0.033333 | 0.033333 | -0.0051394 | -0.0055755 | -0.0055204 | 0.0053478 | 0.0057838 | 0.0057288 | -0.03605 | -0.026049 | -0.025058 | 0.036466 | 0.026465 | 0.025475 | 94.7869 | -25.213 | -145.2131 | -85.2131 | 154.787 | 34.7869 | 1.0924 | 0.79916 | 0.76978 | 1.1057 | 0.8127 | 0.78334 | -3.3269 | -127.2943 | 112.3629 | -3.5561 | -127.5408 | 112.1132
Line6_7_8 | 0 | 0 | 0 | 0 | 0 | 0 | 0 | 0 | 0 | 0 | 0 | 0 | -2.8833e-09 | -1.8879e-08 | 1.6735e-08 | 1.8906e-09 | 1.3414e-08 | -1.0277e-08 | -2.8079e-08 | 1.4983e-08 | 8.2707e-09 | 1.8443e-08 | -1.0419e-08 | -5.9473e-09 | 0 | 0 | 0 | 0 | 0 | 0 | 1.1057 | 0.8127 | 0.78334 | 1.1057 | 0.8127 | 0.78334 | -3.5561 | -127.5408 | 112.1132 | -3.5561 | -127.5408 | 112.1132
Line7_8_9 | 0 | 0 | 0 | 0 | 0 | 0 | 0 | 0 | 0 | 0 | 0 | 0 | -9.611e-10 | -6.2929e-09 | 5.5782e-09 | -3.1642e-11 | 8.2778e-10 | 8.7964e-10 | -9.3597e-09 | 4.9943e-09 | 2.7569e-09 | -2.7661e-10 | -4.3016e-10 | -4.3353e-10 | 0 | 0 | 0 | 0 | 0 | 0 | 1.1057 | 0.8127 | 0.78334 | 1.1057 | 0.8127 | 0.78334 | -3.5561 | -127.5408 | 112.1132 | -3.5561 | -127.5408 | 112.1132
Line8_8_10 | 0 | 0 | 0 | 0 | 0 | 0 | 0 | 0 | 0 | 0 | 0 | 0 | -9.611e-10 | -6.2929e-09 | 5.5782e-09 | -3.1642e-11 | 8.2778e-10 | 8.7964e-10 | -9.3597e-09 | 4.9943e-09 | 2.7569e-09 | -2.7661e-10 | -4.3016e-10 | -4.3353e-10 | 0 | 0 | 0 | 0 | 0 | 0 | 1.1057 | 0.8127 | 0.78334 | 1.1057 | 0.8127 | 0.78334 | -3.5561 | -127.5408 | 112.1132 | -3.5561 | -127.5408 | 112.1132
Line9_3_11 | 0.14434 | 0.14434 | 0.14434 | 0.14434 | 0.14434 | 0.14434 | 0.033333 | 0.033333 | 0.033333 | 0.033333 | 0.033333 | 0.033333 | -0.0049311 | -0.0053671 | -0.0053121 | 0.0051394 | 0.0055755 | 0.0055204 | -0.035633 | -0.025632 | -0.024642 | 0.03605 | 0.026049 | 0.025058 | 94.7869 | -25.2129 | -145.2132 | -85.2131 | 154.787 | 34.7868 | 1.0792 | 0.78563 | 0.75623 | 1.0924 | 0.79916 | 0.76978 | -3.0921 | -127.0394 | 112.6216 | -3.3269 | -127.2943 | 112.3629

## LLG_max_fault_6
name | pf_ikss_a_from_ka | pf_ikss_b_from_ka | pf_ikss_c_from_ka | pf_ikss_a_to_ka | pf_ikss_b_to_ka | pf_ikss_c_to_ka | pf_skss_a_from_mw | pf_skss_b_from_mw | pf_skss_c_from_mw | pf_skss_a_to_mw | pf_skss_b_to_mw | pf_skss_c_to_mw | pf_p_a_from_mw | pf_p_b_from_mw | pf_p_c_from_mw | pf_p_a_to_mw | pf_p_b_to_mw | pf_p_c_to_mw | pf_q_a_from_mvar | pf_q_b_from_mvar | pf_q_c_from_mvar | pf_q_a_to_mvar | pf_q_b_to_mvar | pf_q_c_to_mvar | pf_ikss_a_from_degree | pf_ikss_b_from_degree | pf_ikss_c_from_degree | pf_ikss_a_to_degree | pf_ikss_b_to_degree | pf_ikss_c_to_degree | pf_vm_a_from_pu | pf_vm_b_from_pu | pf_vm_c_from_pu | pf_vm_a_to_pu | pf_vm_b_to_pu | pf_vm_c_to_pu | pf_va_a_from_degree | pf_va_b_from_degree | pf_va_c_from_degree | pf_va_a_to_degree | pf_va_b_to_degree | pf_va_c_to_degree
Line0_1_2 | 0.14434 | 0.14434 | 0.14434 | 0.14434 | 0.14434 | 0.14434 | 0.033333 | 0.033333 | 0.033333 | 0.033333 | 0.033333 | 0.033333 | -0.003009 | -0.0030673 | -0.0030428 | 0.0032173 | 0.0032757 | 0.0032511 | -0.036797 | -0.036732 | -0.036704 | 0.037213 | 0.037149 | 0.037121 | 94.7872 | -25.2128 | -145.2128 | -85.2128 | 154.7872 | 34.7872 | 1.1076 | 1.1058 | 1.1049 | 1.1206 | 1.1188 | 1.1179 | 0.11232 | -119.9862 | 120.0483 | -0.1541 | -120.2519 | 119.782
Line10_11_12 | 0.14434 | 0.14434 | 0.14434 | 0.14434 | 0.14434 | 0.14434 | 0.033333 | 0.033333 | 0.033333 | 0.033333 | 0.033333 | 0.033333 | -0.0034257 | -0.003484 | -0.0034594 | 0.003634 | 0.0036923 | 0.0036678 | -0.03763 | -0.037565 | -0.037538 | 0.038047 | 0.037982 | 0.037954 | 94.7872 | -25.2128 | -145.2128 | -85.2128 | 154.7872 | 34.7872 | 1.1336 | 1.1318 | 1.1309 | 1.1466 | 1.1448 | 1.1439 | -0.41441 | -120.5115 | 119.5218 | -0.66881 | -120.7652 | 119.2675
Line11_12_13 | 0.14434 | 0.14434 | 0.14434 | 0.14434 | 0.14434 | 0.14434 | 0.033333 | 0.033333 | 0.033333 | 0.033333 | 0.033333 | 0.033333 | -0.003634 | -0.0036923 | -0.0036678 | 0.0038423 | 0.0039007 | 0.0038761 | -0.038047 | -0.037982 | -0.037954 | 0.038463 | 0.038399 | 0.038371 | 94.7872 | -25.2128 | -145.2128 | -85.2128 | 154.7872 | 34.7872 | 1.1466 | 1.1448 | 1.1439 | 1.1596 | 1.1579 | 1.157 | -0.66881 | -120.7652 | 119.2675 | -0.91749 | -121.0131 | 119.019
Line12_13_15 | 0 | 0 | 0 | 0 | 0 | 0 | 0 | 0 | 0 | 0 | 0 | 0 | 1.3203e-09 | 1.2787e-09 | 1.5412e-09 | -1.347e-09 | -1.3112e-09 | -1.482e-09 | 5.5091e-11 | 3.8538e-10 | 2.3898e-10 | -1.0822e-10 | -3.3575e-10 | -2.3558e-10 | 0 | 0 | 0 | 0 | 0 | 0 | 1.1596 | 1.1579 | 1.157 | 1.1596 | 1.1579 | 1.157 | -0.91749 | -121.0131 | 119.019 | -0.91749 | -121.0131 | 119.019
Line13_13_14 | 0.14434 | 0.14434 | 0.14434 | 0.14434 | 0.14434 | 0.14434 | 0.033333 | 0.033333 | 0.033333 | 0.033333 | 0.033333 | 0.033333 | -0.0038423 | -0.0039007 | -0.0038761 | 0.0040507 | 0.004109 | 0.0040844 | -0.038463 | -0.038399 | -0.038371 | 0.03888 | 0.038815 | 0.038788 | 94.7872 | -25.2128 | -145.2128 | -85.2128 | 154.7872 | 34.7872 | 1.1596 | 1.1579 | 1.157 | 1.1727 | 1.171 | 1.1701 | -0.91749 | -121.0131 | 119.019 | -1.1606 | -121.2556 | 118.776
Line14_15_16 | 0 | 0 | 0 | 0 | 0 | 0 | 0 | 0 | 0 | 0 | 0 | 0 | 8.802e-10 | 8.5244e-10 | 1.0274e-09 | -9.0686e-10 | -8.8498e-10 | -9.6823e-10 | 3.6727e-11 | 2.5692e-10 | 1.5932e-10 | -8.9853e-11 | -2.0728e-10 | -1.5592e-10 | 0 | 0 | 0 | 0 | 0 | 0 | 1.1596 | 1.1579 | 1.157 | 1.1596 | 1.1579 | 1.157 | -0.91749 | -121.0131 | 119.019 | -0.91749 | -121.0131 | 119.019
Line15_16_17 | 0 | 0 | 0 | 0 | 0 | 0 | 0 | 0 | 0 | 0 | 0 | 0 | 4.401e-10 | 4.2622e-10 | 5.1372e-10 | -4.6677e-10 | -4.5876e-10 | -4.5451e-10 | 1.8364e-11 | 1.2846e-10 | 7.9658e-11 | -7.149e-11 | -7.8823e-11 | -7.6264e-11 | 0 | 0 | 0 | 0 | 0 | 0 | 1.1596 | 1.1579 | 1.157 | 1.1596 | 1.1579 | 1.157 | -0.91749 | -121.0131 | 119.019 | -0.91749 | -121.0131 | 119.019
Line16_4_18 | 0 | 0.036374 | 0.036324 | 0 | 0.036374 | 0.036324 | 0 | 0.0084001 | 0.0083886 | 0 | 0.0084001 | 0.0083886 | 2.3738e-10 | 0.0066235 | 0.0066129 | -2.8824e-10 | -0.0066152 | -0.006597 | -1.2683e-10 | 0.0066413 | 0.0066193 | -3.4311e-12 | -0.0066152 | -0.006597 | 0 | -165.278 | 74.8548 | 0 | 14.722 | -105.1452 | 1.1207 | 1.1166 | 1.1154 | 1.1202 | 1.1137 | 1.1122 | -0.036133 | -120.2009 | 119.8823 | -0.045586 | -120.278 | 119.8548
Line17_5_19 | 0.14434 | 0.14434 | 0.14434 | 0.14434 | 0.14434 | 0.14434 | 0.033333 | 0.033333 | 0.033333 | 0.033333 | 0.033333 | 0.033333 | -0.0032173 | -0.0032757 | -0.0032511 | 0.0034257 | 0.003484 | 0.0034594 | -0.037213 | -0.037149 | -0.037121 | 0.03763 | 0.037565 | 0.037538 | 94.7872 | -25.2128 | -145.2128 | -85.2128 | 154.7872 | 34.7872 | 1.1206 | 1.1188 | 1.1179 | 1.1336 | 1.1318 | 1.1309 | -0.1541 | -120.2519 | 119.782 | -0.41441 | -120.5115 | 119.5218
Line1_1_3 | 0.14434 | 0.14434 | 0.14434 | 0.14434 | 0.14434 | 0.14434 | 0.033333 | 0.033333 | 0.033333 | 0.033333 | 0.033333 | 0.033333 | -0.003009 | -0.0030673 | -0.0030428 | 0.0032173 | 0.0032757 | 0.0032511 | -0.036797 | -0.036732 | -0.036704 | 0.037213 | 0.037149 | 0.037121 | 94.7872 | -25.2128 | -145.2128 | -85.2128 | 154.7872 | 34.7872 | 1.1076 | 1.1058 | 1.1049 | 1.1206 | 1.1188 | 1.1179 | 0.11232 | -119.9862 | 120.0483 | -0.1541 | -120.2519 | 119.782
Line2_1_4 | 0.14434 | 0.114 | 0.11409 | 0.14434 | 0.114 | 0.11409 | 0.033333 | 0.026328 | 0.026349 | 0.033333 | 0.026328 | 0.026349 | -0.009767 | -0.0032777 | -0.0032514 | 0.0099763 | 0.0034192 | 0.0033668 | -0.035604 | -0.028928 | -0.028931 | 0.036001 | 0.029199 | 0.029196 | 105.4525 | -23.5219 | -143.5395 | -74.5475 | 156.4781 | 36.4605 | 1.1076 | 1.1058 | 1.1049 | 1.1207 | 1.1166 | 1.1154 | 0.11232 | -119.9862 | 120.0483 | -0.036133 | -120.2009 | 119.8823
Line3_1_5 | 0.14434 | 0.14434 | 0.14434 | 0.14434 | 0.14434 | 0.14434 | 0.033333 | 0.033333 | 0.033333 | 0.033333 | 0.033333 | 0.033333 | -0.003009 | -0.0030673 | -0.0030428 | 0.0032173 | 0.0032757 | 0.0032511 | -0.036797 | -0.036732 | -0.036704 | 0.037213 | 0.037149 | 0.037121 | 94.7872 | -25.2128 | -145.2128 | -85.2128 | 154.7872 | 34.7872 | 1.1076 | 1.1058 | 1.1049 | 1.1206 | 1.1188 | 1.1179 | 0.11232 | -119.9862 | 120.0483 | -0.1541 | -120.2519 | 119.782
Line4_2_6 | 0.14434 | 0.14434 | 0.14434 | 0.14434 | 0.14434 | 0.14434 | 0.033333 | 0.033333 | 0.033333 | 0.033333 | 0.033333 | 0.033333 | -0.0032173 | -0.0032757 | -0.0032511 | 0.0034257 | 0.003484 | 0.0034594 | -0.037213 | -0.037149 | -0.037121 | 0.03763 | 0.037565 | 0.037538 | 94.7872 | -25.2128 | -145.2128 | -85.2128 | 154.7872 | 34.7872 | 1.1206 | 1.1188 | 1.1179 | 1.1336 | 1.1318 | 1.1309 | -0.1541 | -120.2519 | 119.782 | -0.41441 | -120.5115 | 119.5218
Line5_6_7 | 0.14434 | 0.14434 | 0.14434 | 0.14434 | 0.14434 | 0.14434 | 0.033333 | 0.033333 | 0.033333 | 0.033333 | 0.033333 | 0.033333 | -0.0034257 | -0.003484 | -0.0034594 | 0.003634 | 0.0036923 | 0.0036678 | -0.03763 | -0.037565 | -0.037538 | 0.038047 | 0.037982 | 0.037954 | 94.7872 | -25.2128 | -145.2128 | -85.2128 | 154.7872 | 34.7872 | 1.1336 | 1.1318 | 1.1309 | 1.1466 | 1.1448 | 1.1439 | -0.41441 | -120.5115 | 119.5218 | -0.66881 | -120.7652 | 119.2675
Line6_7_8 | 0 | 0 | 0 | 0 | 0 | 0 | 0 | 0 | 0 | 0 | 0 | 0 | 1.1408e-09 | 1.0983e-09 | 1.3586e-09 | -1.1669e-09 | -1.1307e-09 | -1.3001e-09 | -3.3437e-12 | 3.234e-10 | 1.7974e-10 | -4.9298e-11 | -2.7446e-10 | -1.7613e-10 | 0 | 0 | 0 | 0 | 0 | 0 | 1.1466 | 1.1448 | 1.1439 | 1.1466 | 1.1448 | 1.1439 | -0.66881 | -120.7652 | 119.2675 | -0.66881 | -120.7652 | 119.2675
Line7_8_9 | 0 | 0 | 0 | 0 | 0 | 0 | 0 | 0 | 0 | 0 | 0 | 0 | 3.8025e-10 | 3.661e-10 | 4.5287e-10 | -4.0639e-10 | -3.9848e-10 | -3.9434e-10 | -1.1147e-12 | 1.078e-10 | 5.9912e-11 | -5.1527e-11 | -5.8861e-11 | -5.6302e-11 | 0 | 0 | 0 | 0 | 0 | 0 | 1.1466 | 1.1448 | 1.1439 | 1.1466 | 1.1448 | 1.1439 | -0.66881 | -120.7652 | 119.2675 | -0.66881 | -120.7652 | 119.2675
Line8_8_10 | 0 | 0 | 0 | 0 | 0 | 0 | 0 | 0 | 0 | 0 | 0 | 0 | 3.8025e-10 | 3.661e-10 | 4.5287e-10 | -4.0639e-10 | -3.9848e-10 | -3.9434e-10 | -1.1147e-12 | 1.078e-10 | 5.9912e-11 | -5.1527e-11 | -5.8861e-11 | -5.6302e-11 | 0 | 0 | 0 | 0 | 0 | 0 | 1.1466 | 1.1448 | 1.1439 | 1.1466 | 1.1448 | 1.1439 | -0.66881 | -120.7652 | 119.2675 | -0.66881 | -120.7652 | 119.2675
Line9_3_11 | 0.14434 | 0.14434 | 0.14434 | 0.14434 | 0.14434 | 0.14434 | 0.033333 | 0.033333 | 0.033333 | 0.033333 | 0.033333 | 0.033333 | -0.0032173 | -0.0032757 | -0.0032511 | 0.0034257 | 0.003484 | 0.0034594 | -0.037213 | -0.037149 | -0.037121 | 0.03763 | 0.037565 | 0.037538 | 94.7872 | -25.2128 | -145.2128 | -85.2128 | 154.7872 | 34.7872 | 1.1206 | 1.1188 | 1.1179 | 1.1336 | 1.1318 | 1.1309 | -0.1541 | -120.2519 | 119.782 | -0.41441 | -120.5115 | 119.5218

## LLG_max_fault_10
name | pf_ikss_a_from_ka | pf_ikss_b_from_ka | pf_ikss_c_from_ka | pf_ikss_a_to_ka | pf_ikss_b_to_ka | pf_ikss_c_to_ka | pf_skss_a_from_mw | pf_skss_b_from_mw | pf_skss_c_from_mw | pf_skss_a_to_mw | pf_skss_b_to_mw | pf_skss_c_to_mw | pf_p_a_from_mw | pf_p_b_from_mw | pf_p_c_from_mw | pf_p_a_to_mw | pf_p_b_to_mw | pf_p_c_to_mw | pf_q_a_from_mvar | pf_q_b_from_mvar | pf_q_c_from_mvar | pf_q_a_to_mvar | pf_q_b_to_mvar | pf_q_c_to_mvar | pf_ikss_a_from_degree | pf_ikss_b_from_degree | pf_ikss_c_from_degree | pf_ikss_a_to_degree | pf_ikss_b_to_degree | pf_ikss_c_to_degree | pf_vm_a_from_pu | pf_vm_b_from_pu | pf_vm_c_from_pu | pf_vm_a_to_pu | pf_vm_b_to_pu | pf_vm_c_to_pu | pf_va_a_from_degree | pf_va_b_from_degree | pf_va_c_from_degree | pf_va_a_to_degree | pf_va_b_to_degree | pf_va_c_to_degree
Line0_1_2 | 0.14434 | 0.14434 | 0.14434 | 0.14434 | 0.14434 | 0.14434 | 0.033333 | 0.033333 | 0.033333 | 0.033333 | 0.033333 | 0.033333 | -0.0031551 | -0.003219 | -0.0031921 | 0.0033634 | 0.0034274 | 0.0034004 | -0.038548 | -0.038477 | -0.038446 | 0.038964 | 0.038894 | 0.038863 | 94.7869 | -25.2131 | -145.2131 | -85.2131 | 154.7869 | 34.7869 | 1.1603 | 1.1583 | 1.1574 | 1.1733 | 1.1713 | 1.1703 | 0.10773 | -119.9954 | 120.0407 | -0.14667 | -120.2491 | 119.7864
Line10_11_12 | 0.14434 | 0.14434 | 0.14434 | 0.14434 | 0.14434 | 0.14434 | 0.033333 | 0.033333 | 0.033333 | 0.033333 | 0.033333 | 0.033333 | -0.0035718 | -0.0036357 | -0.0036087 | 0.0037801 | 0.003844 | 0.0038171 | -0.039381 | -0.03931 | -0.03928 | 0.039798 | 0.039727 | 0.039696 | 94.7869 | -25.2131 | -145.2131 | -85.2131 | 154.7869 | 34.7869 | 1.1863 | 1.1843 | 1.1834 | 1.1993 | 1.1974 | 1.1964 | -0.3955 | -120.4972 | 119.5377 | -0.63893 | -120.7399 | 119.2944
Line11_12_13 | 0.14434 | 0.14434 | 0.14434 | 0.14434 | 0.14434 | 0.14434 | 0.033333 | 0.033333 | 0.033333 | 0.033333 | 0.033333 | 0.033333 | -0.0037801 | -0.003844 | -0.0038171 | 0.0039884 | 0.0040524 | 0.0040254 | -0.039798 | -0.039727 | -0.039696 | 0.040214 | 0.040144 | 0.040113 | 94.7869 | -25.2131 | -145.2131 | -85.2131 | 154.7869 | 34.7869 | 1.1993 | 1.1974 | 1.1964 | 1.2123 | 1.2104 | 1.2094 | -0.63893 | -120.7399 | 119.2944 | -0.87712 | -120.9774 | 119.0564
Line12_13_15 | 0 | 0 | 0 | 0 | 0 | 0 | 0 | 0 | 0 | 0 | 0 | 0 | 1.4085e-09 | 1.3605e-09 | 1.6613e-09 | -1.439e-09 | -1.3978e-09 | -1.5935e-09 | 4.1924e-11 | 4.2031e-10 | 2.5282e-10 | -1.028e-10 | -3.6348e-10 | -2.4888e-10 | 0 | 0 | 0 | 0 | 0 | 0 | 1.2123 | 1.2104 | 1.2094 | 1.2123 | 1.2104 | 1.2094 | -0.87712 | -120.9774 | 119.0564 | -0.87712 | -120.9774 | 119.0564
Line13_13_14 | 0.14434 | 0.14434 | 0.14434 | 0.14434 | 0.14434 | 0.14434 | 0.033333 | 0.033333 | 0.033333 | 0.033333 | 0.033333 | 0.033333 | -0.0039884 | -0.0040524 | -0.0040254 | 0.0041968 | 0.0042607 | 0.0042337 | -0.040214 | -0.040144 | -0.040113 | 0.040631 | 0.04056 | 0.04053 | 94.7869 | -25.2131 | -145.2131 | -85.2131 | 154.7869 | 34.7869 | 1.2123 | 1.2104 | 1.2094 | 1.2254 | 1.2235 | 1.2225 | -0.87712 | -120.9774 | 119.0564 | -1.1102 | -121.2098 | 118.8234
Line14_15_16 | 0 | 0 | 0 | 0 | 0 | 0 | 0 | 0 | 0 | 0 | 0 | 0 | 9.3899e-10 | 9.0702e-10 | 1.1076e-09 | -9.6948e-10 | -9.4433e-10 | -1.0397e-09 | 2.7949e-11 | 2.8021e-10 | 1.6854e-10 | -8.8828e-11 | -2.2338e-10 | -1.6461e-10 | 0 | 0 | 0 | 0 | 0 | 0 | 1.2123 | 1.2104 | 1.2094 | 1.2123 | 1.2104 | 1.2094 | -0.87712 | -120.9774 | 119.0564 | -0.87712 | -120.9774 | 119.0564
Line15_16_17 | 0 | 0 | 0 | 0 | 0 | 0 | 0 | 0 | 0 | 0 | 0 | 0 | 4.6949e-10 | 4.5351e-10 | 5.5378e-10 | -4.9999e-10 | -4.9082e-10 | -4.8596e-10 | 1.3975e-11 | 1.401e-10 | 8.4272e-11 | -7.4853e-11 | -8.3276e-11 | -8.0334e-11 | 0 | 0 | 0 | 0 | 0 | 0 | 1.2123 | 1.2104 | 1.2094 | 1.2123 | 1.2104 | 1.2094 | -0.87712 | -120.9774 | 119.0564 | -0.87712 | -120.9774 | 119.0564
Line16_4_18 | 0 | 0.03808 | 0.038027 | 0 | 0.03808 | 0.038027 | 0 | 0.0087943 | 0.0087819 | 0 | 0.0087943 | 0.0087819 | 2.5616e-10 | 0.0072597 | 0.0072476 | -3.1319e-10 | -0.0072506 | -0.0072301 | -1.4156e-10 | 0.0072792 | 0.0072545 | -3.8681e-12 | -0.0072506 | -0.0072301 | 0 | -165.2839 | 74.8506 | 0 | 14.7161 | -105.1494 | 1.1734 | 1.169 | 1.1677 | 1.1728 | 1.166 | 1.1643 | -0.037401 | -120.2068 | 119.8781 | -0.046852 | -120.2839 | 119.8506
Line17_5_19 | 0.14434 | 0.14434 | 0.14434 | 0.14434 | 0.14434 | 0.14434 | 0.033333 | 0.033333 | 0.033333 | 0.033333 | 0.033333 | 0.033333 | -0.0033634 | -0.0034274 | -0.0034004 | 0.0035718 | 0.0036357 | 0.0036087 | -0.038964 | -0.038894 | -0.038863 | 0.039381 | 0.03931 | 0.03928 | 94.7869 | -25.2131 | -145.2131 | -85.2131 | 154.7869 | 34.7869 | 1.1733 | 1.1713 | 1.1703 | 1.1863 | 1.1843 | 1.1834 | -0.14667 | -120.2491 | 119.7864 | -0.3955 | -120.4972 | 119.5377
Line1_1_3 | 0.14434 | 0.14434 | 0.14434 | 0.14434 | 0.14434 | 0.14434 | 0.033333 | 0.033333 | 0.033333 | 0.033333 | 0.033333 | 0.033333 | -0.0031551 | -0.003219 | -0.0031921 | 0.0033634 | 0.0034274 | 0.0034004 | -0.038548 | -0.038477 | -0.038446 | 0.038964 | 0.038894 | 0.038863 | 94.7869 | -25.2131 | -145.2131 | -85.2131 | 154.7869 | 34.7869 | 1.1603 | 1.1583 | 1.1574 | 1.1733 | 1.1713 | 1.1703 | 0.10773 | -119.9954 | 120.0407 | -0.14667 | -120.2491 | 119.7864
Line2_1_4 | 0.14434 | 0.11277 | 0.11287 | 0.14434 | 0.11277 | 0.11287 | 0.033333 | 0.026043 | 0.026066 | 0.033333 | 0.026043 | 0.026066 | -0.010069 | -0.0029525 | -0.0029242 | 0.010279 | 0.0030915 | 0.0030363 | -0.037343 | -0.030022 | -0.030026 | 0.037739 | 0.030288 | 0.030285 | 105.1981 | -24.3788 | -144.3967 | -74.8019 | 155.6212 | 35.6033 | 1.1603 | 1.1583 | 1.1574 | 1.1734 | 1.169 | 1.1677 | 0.10773 | -119.9954 | 120.0407 | -0.037401 | -120.2068 | 119.8781
Line3_1_5 | 0.14434 | 0.14434 | 0.14434 | 0.14434 | 0.14434 | 0.14434 | 0.033333 | 0.033333 | 0.033333 | 0.033333 | 0.033333 | 0.033333 | -0.0031551 | -0.003219 | -0.0031921 | 0.0033634 | 0.0034274 | 0.0034004 | -0.038548 | -0.038477 | -0.038446 | 0.038964 | 0.038894 | 0.038863 | 94.7869 | -25.2131 | -145.2131 | -85.2131 | 154.7869 | 34.7869 | 1.1603 | 1.1583 | 1.1574 | 1.1733 | 1.1713 | 1.1703 | 0.10773 | -119.9954 | 120.0407 | -0.14667 | -120.2491 | 119.7864
Line4_2_6 | 0.14434 | 0.14434 | 0.14434 | 0.14434 | 0.14434 | 0.14434 | 0.033333 | 0.033333 | 0.033333 | 0.033333 | 0.033333 | 0.033333 | -0.0033634 | -0.0034274 | -0.0034004 | 0.0035718 | 0.0036357 | 0.0036087 | -0.038964 | -0.038894 | -0.038863 | 0.039381 | 0.03931 | 0.03928 | 94.7869 | -25.2131 | -145.2131 | -85.2131 | 154.7869 | 34.7869 | 1.1733 | 1.1713 | 1.1703 | 1.1863 | 1.1843 | 1.1834 | -0.14667 | -120.2491 | 119.7864 | -0.3955 | -120.4972 | 119.5377
Line5_6_7 | 0.14434 | 0.14434 | 0.14434 | 0.14434 | 0.14434 | 0.14434 | 0.033333 | 0.033333 | 0.033333 | 0.033333 | 0.033333 | 0.033333 | -0.0035718 | -0.0036357 | -0.0036087 | 0.0037801 | 0.003844 | 0.0038171 | -0.039381 | -0.03931 | -0.03928 | 0.039798 | 0.039727 | 0.039696 | 94.7869 | -25.2131 | -145.2131 | -85.2131 | 154.7869 | 34.7869 | 1.1863 | 1.1843 | 1.1834 | 1.1993 | 1.1974 | 1.1964 | -0.3955 | -120.4972 | 119.5377 | -0.63893 | -120.7399 | 119.2944
Line6_7_8 | 0 | 0 | 0 | 0 | 0 | 0 | 0 | 0 | 0 | 0 | 0 | 0 | 1.2212e-09 | 1.1723e-09 | 1.4707e-09 | -1.2511e-09 | -1.2095e-09 | -1.4037e-09 | -1.9225e-11 | 3.5527e-10 | 1.9078e-10 | -4.1124e-11 | -2.9921e-10 | -1.8661e-10 | 0 | 0 | 0 | 0 | 0 | 0 | 1.1993 | 1.1974 | 1.1964 | 1.1993 | 1.1974 | 1.1964 | -0.63893 | -120.7399 | 119.2944 | -0.63893 | -120.7399 | 119.2944
Line7_8_9 | 0 | 0 | 0 | 0 | 0 | 0 | 0 | 0 | 0 | 0 | 0 | 0 | 4.0706e-10 | 3.9077e-10 | 4.9024e-10 | -4.3698e-10 | -4.2792e-10 | -4.2318e-10 | -6.4081e-12 | 1.1842e-10 | 6.3595e-11 | -5.394e-11 | -6.2363e-11 | -5.9421e-11 | 0 | 0 | 0 | 0 | 0 | 0 | 1.1993 | 1.1974 | 1.1964 | 1.1993 | 1.1974 | 1.1964 | -0.63893 | -120.7399 | 119.2944 | -0.63893 | -120.7399 | 119.2944
Line8_8_10 | 0 | 0 | 0 | 0 | 0 | 0 | 0 | 0 | 0 | 0 | 0 | 0 | 4.0706e-10 | 3.9077e-10 | 4.9024e-10 | -4.3698e-10 | -4.2792e-10 | -4.2318e-10 | -6.4082e-12 | 1.1842e-10 | 6.3595e-11 | -5.394e-11 | -6.2363e-11 | -5.9421e-11 | 0 | 0 | 0 | 0 | 0 | 0 | 1.1993 | 1.1974 | 1.1964 | 1.1993 | 1.1974 | 1.1964 | -0.63893 | -120.7399 | 119.2944 | -0.63893 | -120.7399 | 119.2944
Line9_3_11 | 0.14434 | 0.14434 | 0.14434 | 0.14434 | 0.14434 | 0.14434 | 0.033333 | 0.033333 | 0.033333 | 0.033333 | 0.033333 | 0.033333 | -0.0033634 | -0.0034274 | -0.0034004 | 0.0035718 | 0.0036357 | 0.0036087 | -0.038964 | -0.038894 | -0.038863 | 0.039381 | 0.03931 | 0.03928 | 94.7869 | -25.2131 | -145.2131 | -85.2131 | 154.7869 | 34.7869 | 1.1733 | 1.1713 | 1.1703 | 1.1863 | 1.1843 | 1.1834 | -0.14667 | -120.2491 | 119.7864 | -0.3955 | -120.4972 | 119.5377

## LLG_min_6
name | pf_ikss_a_from_ka | pf_ikss_b_from_ka | pf_ikss_c_from_ka | pf_ikss_a_to_ka | pf_ikss_b_to_ka | pf_ikss_c_to_ka | pf_skss_a_from_mw | pf_skss_b_from_mw | pf_skss_c_from_mw | pf_skss_a_to_mw | pf_skss_b_to_mw | pf_skss_c_to_mw | pf_p_a_from_mw | pf_p_b_from_mw | pf_p_c_from_mw | pf_p_a_to_mw | pf_p_b_to_mw | pf_p_c_to_mw | pf_q_a_from_mvar | pf_q_b_from_mvar | pf_q_c_from_mvar | pf_q_a_to_mvar | pf_q_b_to_mvar | pf_q_c_to_mvar | pf_ikss_a_from_degree | pf_ikss_b_from_degree | pf_ikss_c_from_degree | pf_ikss_a_to_degree | pf_ikss_b_to_degree | pf_ikss_c_to_degree | pf_vm_a_from_pu | pf_vm_b_from_pu | pf_vm_c_from_pu | pf_vm_a_to_pu | pf_vm_b_to_pu | pf_vm_c_to_pu | pf_va_a_from_degree | pf_va_b_from_degree | pf_va_c_from_degree | pf_va_a_to_degree | pf_va_b_to_degree | pf_va_c_to_degree
Line0_1_2 | 0 | 0 | 0 | 0 | 0 | 0 | 0 | 0 | 0 | 0 | 0 | 0 | -1.1844e-08 | -1.8352e-08 | 2.1822e-08 | 1.0049e-08 | 1.5886e-08 | -1.7561e-08 | -3.0675e-08 | 2.4637e-08 | 4.3052e-09 | 2.5374e-08 | -2.0987e-08 | -4.059e-09 | 0 | 0 | 0 | 0 | 0 | 0 | 0.8937 | 0.7034 | 0.68151 | 0.8937 | 0.7034 | 0.68151 | -3.4688 | -130.7237 | 108.549 | -3.4688 | -130.7237 | 108.549
Line10_11_12 | 0 | 0 | 0 | 0 | 0 | 0 | 0 | 0 | 0 | 0 | 0 | 0 | -1.1844e-08 | -1.8352e-08 | 2.1822e-08 | 1.0049e-08 | 1.5886e-08 | -1.7561e-08 | -3.0675e-08 | 2.4637e-08 | 4.3052e-09 | 2.5374e-08 | -2.0987e-08 | -4.059e-09 | 0 | 0 | 0 | 0 | 0 | 0 | 0.8937 | 0.7034 | 0.68151 | 0.8937 | 0.7034 | 0.68151 | -3.4688 | -130.7237 | 108.549 | -3.4688 | -130.7237 | 108.549
Line11_12_13 | 0 | 0 | 0 | 0 | 0 | 0 | 0 | 0 | 0 | 0 | 0 | 0 | -9.8702e-09 | -1.5293e-08 | 1.8185e-08 | 8.075e-09 | 1.2828e-08 | -1.3924e-08 | -2.5562e-08 | 2.0531e-08 | 3.5877e-09 | 2.0261e-08 | -1.6881e-08 | -3.3414e-09 | 0 | 0 | 0 | 0 | 0 | 0 | 0.8937 | 0.7034 | 0.68151 | 0.8937 | 0.7034 | 0.68151 | -3.4688 | -130.7237 | 108.549 | -3.4688 | -130.7237 | 108.549
Line12_13_15 | 0 | 0 | 0 | 0 | 0 | 0 | 0 | 0 | 0 | 0 | 0 | 0 | -5.9221e-09 | -9.1758e-09 | 1.0911e-08 | 4.1269e-09 | 6.7104e-09 | -6.6503e-09 | -1.5337e-08 | 1.2319e-08 | 2.1526e-09 | 1.0037e-08 | -8.6683e-09 | -1.9064e-09 | 0 | 0 | 0 | 0 | 0 | 0 | 0.8937 | 0.7034 | 0.68151 | 0.8937 | 0.7034 | 0.68151 | -3.4688 | -130.7237 | 108.549 | -3.4688 | -130.7237 | 108.549
Line13_13_14 | 0 | 0 | 0 | 0 | 0 | 0 | 0 | 0 | 0 | 0 | 0 | 0 | -1.974e-09 | -3.0586e-09 | 3.637e-09 | 1.7878e-10 | 5.9323e-10 | 6.2367e-10 | -5.1124e-09 | 4.1062e-09 | 7.1753e-10 | -1.8836e-10 | -4.5591e-10 | -4.7129e-10 | 0 | 0 | 0 | 0 | 0 | 0 | 0.8937 | 0.7034 | 0.68151 | 0.8937 | 0.7034 | 0.68151 | -3.4688 | -130.7237 | 108.549 | -3.4688 | -130.7237 | 108.549
Line14_15_16 | 0 | 0 | 0 | 0 | 0 | 0 | 0 | 0 | 0 | 0 | 0 | 0 | -3.9481e-09 | -6.1172e-09 | 7.2739e-09 | 2.1528e-09 | 3.6518e-09 | -3.0133e-09 | -1.0225e-08 | 8.2123e-09 | 1.4351e-09 | 4.9241e-09 | -4.5621e-09 | -1.1888e-09 | 0 | 0 | 0 | 0 | 0 | 0 | 0.8937 | 0.7034 | 0.68151 | 0.8937 | 0.7034 | 0.68151 | -3.4688 | -130.7237 | 108.549 | -3.4688 | -130.7237 | 108.549
Line15_16_17 | 0 | 0 | 0 | 0 | 0 | 0 | 0 | 0 | 0 | 0 | 0 | 0 | -1.974e-09 | -3.0586e-09 | 3.637e-09 | 1.7878e-10 | 5.9323e-10 | 6.2367e-10 | -5.1124e-09 | 4.1062e-09 | 7.1753e-10 | -1.8836e-10 | -4.5591e-10 | -4.7129e-10 | 0 | 0 | 0 | 0 | 0 | 0 | 0.8937 | 0.7034 | 0.68151 | 0.8937 | 0.7034 | 0.68151 | -3.4688 | -130.7237 | 108.549 | -3.4688 | -130.7237 | 108.549
Line16_4_18 | 0 | 3.3553 | 3.2357 | 0 | 3.3553 | 3.2357 | 0 | 0.77488 | 0.74724 | 0 | 0.77488 | 0.74724 | -1.229e-09 | 0.14985 | 0.20871 | 5.9908e-10 | -6.8486e-14 | -6.3081e-14 | -1.3347e-08 | 0.22763 | 0.14586 | -8.9929e-11 | 7.6155e-14 | 1.0679e-13 | 0 | 172.6328 | 73.5997 | 0 | -7.3672 | -106.4003 | 0.80859 | 0.3517 | 0.34075 | 0.7236 | 0 | 0 | -2.8316 | -130.7237 | 108.549 | -2.0447 | 0 | 0
Line17_5_19 | 0 | 0 | 0 | 0 | 0 | 0 | 0 | 0 | 0 | 0 | 0 | 0 | -1.974e-09 | -3.0586e-09 | 3.637e-09 | 1.7878e-10 | 5.9323e-10 | 6.2367e-10 | -5.1124e-09 | 4.1062e-09 | 7.1753e-10 | -1.8836e-10 | -4.5591e-10 | -4.7129e-10 | 0 | 0 | 0 | 0 | 0 | 0 | 0.8937 | 0.7034 | 0.68151 | 0.8937 | 0.7034 | 0.68151 | -3.4688 | -130.7237 | 108.549 | -3.4688 | -130.7237 | 108.549
Line1_1_3 | 0 | 0 | 0 | 0 | 0 | 0 | 0 | 0 | 0 | 0 | 0 | 0 | -1.5792e-08 | -2.4469e-08 | 2.9096e-08 | 1.3997e-08 | 2.2003e-08 | -2.4835e-08 | -4.09e-08 | 3.2849e-08 | 5.7403e-09 | 3.5599e-08 | -2.9199e-08 | -5.494e-09 | 0 | 0 | 0 | 0 | 0 | 0 | 0.8937 | 0.7034 | 0.68151 | 0.8937 | 0.7034 | 0.68151 | -3.4688 | -130.7237 | 108.549 | -3.4688 | -130.7237 | 108.549
Line2_1_4 | 0 | 3.3553 | 3.2357 | 0 | 3.3553 | 3.2357 | 0 | 0.77488 | 0.74724 | 0 | 0.77488 | 0.74724 | -3.4389e-09 | 0.29969 | 0.41741 | 1.6448e-09 | -0.14985 | -0.20871 | -2.3066e-08 | 0.45526 | 0.29172 | 1.3208e-08 | -0.22763 | -0.14586 | 0 | 172.6328 | 73.5997 | 0 | -7.3672 | -106.4003 | 0.8937 | 0.7034 | 0.68151 | 0.80859 | 0.3517 | 0.34075 | -3.4688 | -130.7237 | 108.549 | -2.8316 | -130.7237 | 108.549
Line3_1_5 | 0 | 0 | 0 | 0 | 0 | 0 | 0 | 0 | 0 | 0 | 0 | 0 | -3.9481e-09 | -6.1172e-09 | 7.2739e-09 | 2.1528e-09 | 3.6518e-09 | -3.0133e-09 | -1.0225e-08 | 8.2123e-09 | 1.4351e-09 | 4.9241e-09 | -4.5621e-09 | -1.1888e-09 | 0 | 0 | 0 | 0 | 0 | 0 | 0.8937 | 0.7034 | 0.68151 | 0.8937 | 0.7034 | 0.68151 | -3.4688 | -130.7237 | 108.549 | -3.4688 | -130.7237 | 108.549
Line4_2_6 | 0 | 0 | 0 | 0 | 0 | 0 | 0 | 0 | 0 | 0 | 0 | 0 | -9.8702e-09 | -1.5293e-08 | 1.8185e-08 | 8.075e-09 | 1.2828e-08 | -1.3924e-08 | -2.5562e-08 | 2.0531e-08 | 3.5877e-09 | 2.0261e-08 | -1.6881e-08 | -3.3414e-09 | 0 | 0 | 0 | 0 | 0 | 0 | 0.8937 | 0.7034 | 0.68151 | 0.8937 | 0.7034 | 0.68151 | -3.4688 | -130.7237 | 108.549 | -3.4688 | -130.7237 | 108.549
Line5_6_7 | 0 | 0 | 0 | 0 | 0 | 0 | 0 | 0 | 0 | 0 | 0 | 0 | -7.8962e-09 | -1.2234e-08 | 1.4548e-08 | 6.1009e-09 | 9.7691e-09 | -1.0287e-08 | -2.045e-08 | 1.6425e-08 | 2.8701e-09 | 1.5149e-08 | -1.2774e-08 | -2.6239e-09 | 0 | 0 | 0 | 0 | 0 | 0 | 0.8937 | 0.7034 | 0.68151 | 0.8937 | 0.7034 | 0.68151 | -3.4688 | -130.7237 | 108.549 | -3.4688 | -130.7237 | 108.549
Line6_7_8 | 0 | 0 | 0 | 0 | 0 | 0 | 0 | 0 | 0 | 0 | 0 | 0 | -5.9221e-09 | -9.1758e-09 | 1.0911e-08 | 4.1269e-09 | 6.7104e-09 | -6.6503e-09 | -1.5337e-08 | 1.2319e-08 | 2.1526e-09 | 1.0037e-08 | -8.6683e-09 | -1.9064e-09 | 0 | 0 | 0 | 0 | 0 | 0 | 0.8937 | 0.7034 | 0.68151 | 0.8937 | 0.7034 | 0.68151 | -3.4688 | -130.7237 | 108.549 | -3.4688 | -130.7237 | 108.549
Line7_8_9 | 0 | 0 | 0 | 0 | 0 | 0 | 0 | 0 | 0 | 0 | 0 | 0 | -1.974e-09 | -3.0586e-09 | 3.637e-09 | 1.7878e-10 | 5.9323e-10 | 6.2367e-10 | -5.1124e-09 | 4.1062e-09 | 7.1753e-10 | -1.8836e-10 | -4.5591e-10 | -4.7129e-10 | 0 | 0 | 0 | 0 | 0 | 0 | 0.8937 | 0.7034 | 0.68151 | 0.8937 | 0.7034 | 0.68151 | -3.4688 | -130.7237 | 108.549 | -3.4688 | -130.7237 | 108.549
Line8_8_10 | 0 | 0 | 0 | 0 | 0 | 0 | 0 | 0 | 0 | 0 | 0 | 0 | -1.974e-09 | -3.0586e-09 | 3.637e-09 | 1.7878e-10 | 5.9323e-10 | 6.2367e-10 | -5.1124e-09 | 4.1062e-09 | 7.1753e-10 | -1.8836e-10 | -4.5591e-10 | -4.7129e-10 | 0 | 0 | 0 | 0 | 0 | 0 | 0.8937 | 0.7034 | 0.68151 | 0.8937 | 0.7034 | 0.68151 | -3.4688 | -130.7237 | 108.549 | -3.4688 | -130.7237 | 108.549
Line9_3_11 | 0 | 0 | 0 | 0 | 0 | 0 | 0 | 0 | 0 | 0 | 0 | 0 | -1.3818e-08 | -2.141e-08 | 2.5459e-08 | 1.2023e-08 | 1.8945e-08 | -2.1198e-08 | -3.5787e-08 | 2.8743e-08 | 5.0227e-09 | 3.0486e-08 | -2.5093e-08 | -4.7765e-09 | 0 | 0 | 0 | 0 | 0 | 0 | 0.8937 | 0.7034 | 0.68151 | 0.8937 | 0.7034 | 0.68151 | -3.4688 | -130.7237 | 108.549 | -3.4688 | -130.7237 | 108.549

## LLG_min_10
name | pf_ikss_a_from_ka | pf_ikss_b_from_ka | pf_ikss_c_from_ka | pf_ikss_a_to_ka | pf_ikss_b_to_ka | pf_ikss_c_to_ka | pf_skss_a_from_mw | pf_skss_b_from_mw | pf_skss_c_from_mw | pf_skss_a_to_mw | pf_skss_b_to_mw | pf_skss_c_to_mw | pf_p_a_from_mw | pf_p_b_from_mw | pf_p_c_from_mw | pf_p_a_to_mw | pf_p_b_to_mw | pf_p_c_to_mw | pf_q_a_from_mvar | pf_q_b_from_mvar | pf_q_c_from_mvar | pf_q_a_to_mvar | pf_q_b_to_mvar | pf_q_c_to_mvar | pf_ikss_a_from_degree | pf_ikss_b_from_degree | pf_ikss_c_from_degree | pf_ikss_a_to_degree | pf_ikss_b_to_degree | pf_ikss_c_to_degree | pf_vm_a_from_pu | pf_vm_b_from_pu | pf_vm_c_from_pu | pf_vm_a_to_pu | pf_vm_b_to_pu | pf_vm_c_to_pu | pf_va_a_from_degree | pf_va_b_from_degree | pf_va_c_from_degree | pf_va_a_to_degree | pf_va_b_to_degree | pf_va_c_to_degree
Line0_1_2 | 0 | 0 | 0 | 0 | 0 | 0 | 0 | 0 | 0 | 0 | 0 | 0 | -1.063e-08 | -1.6471e-08 | 1.9585e-08 | 9.0191e-09 | 1.4258e-08 | -1.5761e-08 | -2.7531e-08 | 2.2112e-08 | 3.8639e-09 | 2.2773e-08 | -1.8836e-08 | -3.6429e-09 | 0 | 0 | 0 | 0 | 0 | 0 | 0.84666 | 0.66637 | 0.64564 | 0.84666 | 0.66637 | 0.64564 | -3.4688 | -130.7237 | 108.549 | -3.4688 | -130.7237 | 108.549
Line10_11_12 | 0 | 0 | 0 | 0 | 0 | 0 | 0 | 0 | 0 | 0 | 0 | 0 | -1.063e-08 | -1.6471e-08 | 1.9585e-08 | 9.0191e-09 | 1.4258e-08 | -1.5761e-08 | -2.7531e-08 | 2.2112e-08 | 3.8639e-09 | 2.2773e-08 | -1.8836e-08 | -3.6429e-09 | 0 | 0 | 0 | 0 | 0 | 0 | 0.84666 | 0.66637 | 0.64564 | 0.84666 | 0.66637 | 0.64564 | -3.4688 | -130.7237 | 108.549 | -3.4688 | -130.7237 | 108.549
Line11_12_13 | 0 | 0 | 0 | 0 | 0 | 0 | 0 | 0 | 0 | 0 | 0 | 0 | -8.8586e-09 | -1.3726e-08 | 1.6321e-08 | 7.2473e-09 | 1.1513e-08 | -1.2497e-08 | -2.2942e-08 | 1.8427e-08 | 3.2199e-09 | 1.8185e-08 | -1.515e-08 | -2.9989e-09 | 0 | 0 | 0 | 0 | 0 | 0 | 0.84666 | 0.66637 | 0.64564 | 0.84666 | 0.66637 | 0.64564 | -3.4688 | -130.7237 | 108.549 | -3.4688 | -130.7237 | 108.549
Line12_13_15 | 0 | 0 | 0 | 0 | 0 | 0 | 0 | 0 | 0 | 0 | 0 | 0 | -5.3152e-09 | -8.2354e-09 | 9.7926e-09 | 3.7039e-09 | 6.0227e-09 | -5.9687e-09 | -1.3765e-08 | 1.1056e-08 | 1.932e-09 | 9.0079e-09 | -7.7798e-09 | -1.711e-09 | 0 | 0 | 0 | 0 | 0 | 0 | 0.84666 | 0.66637 | 0.64564 | 0.84666 | 0.66637 | 0.64564 | -3.4688 | -130.7237 | 108.549 | -3.4688 | -130.7237 | 108.549
Line13_13_14 | 0 | 0 | 0 | 0 | 0 | 0 | 0 | 0 | 0 | 0 | 0 | 0 | -1.7717e-09 | -2.7451e-09 | 3.2642e-09 | 1.6046e-10 | 5.3243e-10 | 5.5975e-10 | -4.5885e-09 | 3.6853e-09 | 6.4399e-10 | -1.6905e-10 | -4.0918e-10 | -4.2299e-10 | 0 | 0 | 0 | 0 | 0 | 0 | 0.84666 | 0.66637 | 0.64564 | 0.84666 | 0.66637 | 0.64564 | -3.4688 | -130.7237 | 108.549 | -3.4688 | -130.7237 | 108.549
Line14_15_16 | 0 | 0 | 0 | 0 | 0 | 0 | 0 | 0 | 0 | 0 | 0 | 0 | -3.5434e-09 | -5.4902e-09 | 6.5284e-09 | 1.9322e-09 | 3.2776e-09 | -2.7045e-09 | -9.1769e-09 | 7.3706e-09 | 1.288e-09 | 4.4194e-09 | -4.0945e-09 | -1.067e-09 | 0 | 0 | 0 | 0 | 0 | 0 | 0.84666 | 0.66637 | 0.64564 | 0.84666 | 0.66637 | 0.64564 | -3.4688 | -130.7237 | 108.549 | -3.4688 | -130.7237 | 108.549
Line15_16_17 | 0 | 0 | 0 | 0 | 0 | 0 | 0 | 0 | 0 | 0 | 0 | 0 | -1.7717e-09 | -2.7451e-09 | 3.2642e-09 | 1.6046e-10 | 5.3243e-10 | 5.5975e-10 | -4.5885e-09 | 3.6853e-09 | 6.4399e-10 | -1.6905e-10 | -4.0918e-10 | -4.2299e-10 | 0 | 0 | 0 | 0 | 0 | 0 | 0.84666 | 0.66637 | 0.64564 | 0.84666 | 0.66637 | 0.64564 | -3.4688 | -130.7237 | 108.549 | -3.4688 | -130.7237 | 108.549
Line16_4_18 | 0 | 3.1787 | 3.0654 | 0 | 3.1787 | 3.0654 | 0 | 0.7341 | 0.70791 | 0 | 0.7341 | 0.70791 | -1.1031e-09 | 0.13449 | 0.18731 | 5.3768e-10 | -6.166e-14 | -5.6599e-14 | -1.1979e-08 | 0.2043 | 0.13091 | -8.0712e-11 | 6.8208e-14 | 9.5992e-14 | 0 | 172.6328 | 73.5997 | 0 | -7.3672 | -106.4003 | 0.76603 | 0.33319 | 0.32282 | 0.68551 | 0 | 0 | -2.8316 | -130.7237 | 108.549 | -2.0447 | 0 | 0
Line17_5_19 | 0 | 0 | 0 | 0 | 0 | 0 | 0 | 0 | 0 | 0 | 0 | 0 | -1.7717e-09 | -2.7451e-09 | 3.2642e-09 | 1.6046e-10 | 5.3243e-10 | 5.5975e-10 | -4.5885e-09 | 3.6853e-09 | 6.4399e-10 | -1.6905e-10 | -4.0918e-10 | -4.2299e-10 | 0 | 0 | 0 | 0 | 0 | 0 | 0.84666 | 0.66637 | 0.64564 | 0.84666 | 0.66637 | 0.64564 | -3.4688 | -130.7237 | 108.549 | -3.4688 | -130.7237 | 108.549
Line1_1_3 | 0 | 0 | 0 | 0 | 0 | 0 | 0 | 0 | 0 | 0 | 0 | 0 | -1.4174e-08 | -2.1961e-08 | 2.6114e-08 | 1.2563e-08 | 1.9748e-08 | -2.229e-08 | -3.6708e-08 | 2.9483e-08 | 5.1519e-09 | 3.195e-08 | -2.6206e-08 | -4.9309e-09 | 0 | 0 | 0 | 0 | 0 | 0 | 0.84666 | 0.66637 | 0.64564 | 0.84666 | 0.66637 | 0.64564 | -3.4688 | -130.7237 | 108.549 | -3.4688 | -130.7237 | 108.549
Line2_1_4 | 0 | 3.1787 | 3.0654 | 0 | 3.1787 | 3.0654 | 0 | 0.7341 | 0.70791 | 0 | 0.7341 | 0.70791 | -3.0864e-09 | 0.26898 | 0.37463 | 1.4763e-09 | -0.13449 | -0.18731 | -2.0702e-08 | 0.4086 | 0.26182 | 1.1854e-08 | -0.2043 | -0.13091 | 0 | 172.6328 | 73.5997 | 0 | -7.3672 | -106.4003 | 0.84666 | 0.66637 | 0.64564 | 0.76603 | 0.33319 | 0.32282 | -3.4688 | -130.7237 | 108.549 | -2.8316 | -130.7237 | 108.549
Line3_1_5 | 0 | 0 | 0 | 0 | 0 | 0 | 0 | 0 | 0 | 0 | 0 | 0 | -3.5434e-09 | -5.4902e-09 | 6.5284e-09 | 1.9322e-09 | 3.2775e-09 | -2.7045e-09 | -9.1769e-09 | 7.3706e-09 | 1.288e-09 | 4.4194e-09 | -4.0945e-09 | -1.067e-09 | 0 | 0 | 0 | 0 | 0 | 0 | 0.84666 | 0.66637 | 0.64564 | 0.84666 | 0.66637 | 0.64564 | -3.4688 | -130.7237 | 108.549 | -3.4688 | -130.7237 | 108.549
Line4_2_6 | 0 | 0 | 0 | 0 | 0 | 0 | 0 | 0 | 0 | 0 | 0 | 0 | -8.8586e-09 | -1.3726e-08 | 1.6321e-08 | 7.2474e-09 | 1.1513e-08 | -1.2497e-08 | -2.2942e-08 | 1.8427e-08 | 3.2199e-09 | 1.8185e-08 | -1.515e-08 | -2.9989e-09 | 0 | 0 | 0 | 0 | 0 | 0 | 0.84666 | 0.66637 | 0.64564 | 0.84666 | 0.66637 | 0.64564 | -3.4688 | -130.7237 | 108.549 | -3.4688 | -130.7237 | 108.549
Line5_6_7 | 0 | 0 | 0 | 0 | 0 | 0 | 0 | 0 | 0 | 0 | 0 | 0 | -7.0869e-09 | -1.098e-08 | 1.3057e-08 | 5.4756e-09 | 8.7678e-09 | -9.2329e-09 | -1.8354e-08 | 1.4741e-08 | 2.576e-09 | 1.3596e-08 | -1.1465e-08 | -2.355e-09 | 0 | 0 | 0 | 0 | 0 | 0 | 0.84666 | 0.66637 | 0.64564 | 0.84666 | 0.66637 | 0.64564 | -3.4688 | -130.7237 | 108.549 | -3.4688 | -130.7237 | 108.549
Line6_7_8 | 0 | 0 | 0 | 0 | 0 | 0 | 0 | 0 | 0 | 0 | 0 | 0 | -5.3152e-09 | -8.2354e-09 | 9.7926e-09 | 3.7039e-09 | 6.0227e-09 | -5.9687e-09 | -1.3765e-08 | 1.1056e-08 | 1.932e-09 | 9.0079e-09 | -7.7798e-09 | -1.711e-09 | 0 | 0 | 0 | 0 | 0 | 0 | 0.84666 | 0.66637 | 0.64564 | 0.84666 | 0.66637 | 0.64564 | -3.4688 | -130.7237 | 108.549 | -3.4688 | -130.7237 | 108.549
Line7_8_9 | 0 | 0 | 0 | 0 | 0 | 0 | 0 | 0 | 0 | 0 | 0 | 0 | -1.7717e-09 | -2.7451e-09 | 3.2642e-09 | 1.6046e-10 | 5.3243e-10 | 5.5975e-10 | -4.5885e-09 | 3.6853e-09 | 6.4399e-10 | -1.6905e-10 | -4.0918e-10 | -4.2299e-10 | 0 | 0 | 0 | 0 | 0 | 0 | 0.84666 | 0.66637 | 0.64564 | 0.84666 | 0.66637 | 0.64564 | -3.4688 | -130.7237 | 108.549 | -3.4688 | -130.7237 | 108.549
Line8_8_10 | 0 | 0 | 0 | 0 | 0 | 0 | 0 | 0 | 0 | 0 | 0 | 0 | -1.7717e-09 | -2.7451e-09 | 3.2642e-09 | 1.6046e-10 | 5.3243e-10 | 5.5975e-10 | -4.5885e-09 | 3.6853e-09 | 6.4399e-10 | -1.6905e-10 | -4.0918e-10 | -4.2299e-10 | 0 | 0 | 0 | 0 | 0 | 0 | 0.84666 | 0.66637 | 0.64564 | 0.84666 | 0.66637 | 0.64564 | -3.4688 | -130.7237 | 108.549 | -3.4688 | -130.7237 | 108.549
Line9_3_11 | 0 | 0 | 0 | 0 | 0 | 0 | 0 | 0 | 0 | 0 | 0 | 0 | -1.2402e-08 | -1.9216e-08 | 2.2849e-08 | 1.0791e-08 | 1.7003e-08 | -1.9025e-08 | -3.2119e-08 | 2.5797e-08 | 4.5079e-09 | 2.7362e-08 | -2.2521e-08 | -4.2869e-09 | 0 | 0 | 0 | 0 | 0 | 0 | 0.84666 | 0.66637 | 0.64564 | 0.84666 | 0.66637 | 0.64564 | -3.4688 | -130.7237 | 108.549 | -3.4688 | -130.7237 | 108.549

## LLG_min_fault_6
name | pf_ikss_a_from_ka | pf_ikss_b_from_ka | pf_ikss_c_from_ka | pf_ikss_a_to_ka | pf_ikss_b_to_ka | pf_ikss_c_to_ka | pf_skss_a_from_mw | pf_skss_b_from_mw | pf_skss_c_from_mw | pf_skss_a_to_mw | pf_skss_b_to_mw | pf_skss_c_to_mw | pf_p_a_from_mw | pf_p_b_from_mw | pf_p_c_from_mw | pf_p_a_to_mw | pf_p_b_to_mw | pf_p_c_to_mw | pf_q_a_from_mvar | pf_q_b_from_mvar | pf_q_c_from_mvar | pf_q_a_to_mvar | pf_q_b_to_mvar | pf_q_c_to_mvar | pf_ikss_a_from_degree | pf_ikss_b_from_degree | pf_ikss_c_from_degree | pf_ikss_a_to_degree | pf_ikss_b_to_degree | pf_ikss_c_to_degree | pf_vm_a_from_pu | pf_vm_b_from_pu | pf_vm_c_from_pu | pf_vm_a_to_pu | pf_vm_b_to_pu | pf_vm_c_to_pu | pf_va_a_from_degree | pf_va_b_from_degree | pf_va_c_from_degree | pf_va_a_to_degree | pf_va_b_to_degree | pf_va_c_to_degree
Line0_1_2 | 0 | 0 | 0 | 0 | 0 | 0 | 0 | 0 | 0 | 0 | 0 | 0 | -1.1908e-10 | -1.8308e-10 | 1.9959e-10 | 1.0041e-10 | 1.5916e-10 | -1.5699e-10 | -2.2152e-10 | 2.5709e-10 | 5.0686e-11 | 1.83e-10 | -2.2168e-10 | -4.7651e-11 | 0 | 0 | 0 | 0 | 0 | 0 | 0.94966 | 0.9481 | 0.94731 | 0.94966 | 0.9481 | 0.94731 | -0.027706 | -120.129 | 119.906 | -0.027706 | -120.129 | 119.906
Line10_11_12 | 0 | 0 | 0 | 0 | 0 | 0 | 0 | 0 | 0 | 0 | 0 | 0 | -1.1908e-10 | -1.8308e-10 | 1.9959e-10 | 1.0041e-10 | 1.5916e-10 | -1.5699e-10 | -2.2152e-10 | 2.5709e-10 | 5.0686e-11 | 1.83e-10 | -2.2168e-10 | -4.7651e-11 | 0 | 0 | 0 | 0 | 0 | 0 | 0.94966 | 0.9481 | 0.94731 | 0.94966 | 0.9481 | 0.94731 | -0.027706 | -120.129 | 119.906 | -0.027706 | -120.129 | 119.906
Line11_12_13 | 0 | 0 | 0 | 0 | 0 | 0 | 0 | 0 | 0 | 0 | 0 | 0 | -9.9235e-11 | -1.5257e-10 | 1.6632e-10 | 8.0566e-11 | 1.2865e-10 | -1.2373e-10 | -1.846e-10 | 2.1424e-10 | 4.2239e-11 | 1.4608e-10 | -1.7883e-10 | -3.9203e-11 | 0 | 0 | 0 | 0 | 0 | 0 | 0.94966 | 0.9481 | 0.94731 | 0.94966 | 0.9481 | 0.94731 | -0.027706 | -120.129 | 119.906 | -0.027706 | -120.129 | 119.906
Line12_13_15 | 0 | 0 | 0 | 0 | 0 | 0 | 0 | 0 | 0 | 0 | 0 | 0 | -5.9541e-11 | -9.1541e-11 | 9.9794e-11 | 4.0872e-11 | 6.7618e-11 | -5.7201e-11 | -1.1076e-10 | 1.2855e-10 | 2.5343e-11 | 7.2242e-11 | -9.3134e-11 | -2.2308e-11 | 0 | 0 | 0 | 0 | 0 | 0 | 0.94966 | 0.9481 | 0.94731 | 0.94966 | 0.9481 | 0.94731 | -0.027706 | -120.129 | 119.906 | -0.027706 | -120.129 | 119.906
Line13_13_14 | 0 | 0 | 0 | 0 | 0 | 0 | 0 | 0 | 0 | 0 | 0 | 0 | -1.9847e-11 | -3.0514e-11 | 3.3265e-11 | 1.1776e-12 | 6.5908e-12 | 9.3278e-12 | -3.6921e-11 | 4.2849e-11 | 8.4477e-12 | -1.5996e-12 | -7.4361e-12 | -5.4127e-12 | 0 | 0 | 0 | 0 | 0 | 0 | 0.94966 | 0.9481 | 0.94731 | 0.94966 | 0.9481 | 0.94731 | -0.027706 | -120.129 | 119.906 | -0.027706 | -120.129 | 119.906
Line14_15_16 | 0 | 0 | 0 | 0 | 0 | 0 | 0 | 0 | 0 | 0 | 0 | 0 | -3.9694e-11 | -6.1027e-11 | 6.6529e-11 | 2.1025e-11 | 3.7105e-11 | -2.3937e-11 | -7.3842e-11 | 8.5697e-11 | 1.6895e-11 | 3.5321e-11 | -5.0285e-11 | -1.386e-11 | 0 | 0 | 0 | 0 | 0 | 0 | 0.94966 | 0.9481 | 0.94731 | 0.94966 | 0.9481 | 0.94731 | -0.027706 | -120.129 | 119.906 | -0.027706 | -120.129 | 119.906
Line15_16_17 | 0 | 0 | 0 | 0 | 0 | 0 | 0 | 0 | 0 | 0 | 0 | 0 | -1.9847e-11 | -3.0514e-11 | 3.3265e-11 | 1.1776e-12 | 6.5908e-12 | 9.3278e-12 | -3.6921e-11 | 4.2849e-11 | 8.4477e-12 | -1.5996e-12 | -7.4361e-12 | -5.4127e-12 | 0 | 0 | 0 | 0 | 0 | 0 | 0.94966 | 0.9481 | 0.94731 | 0.94966 | 0.9481 | 0.94731 | -0.027706 | -120.129 | 119.906 | -0.027706 | -120.129 | 119.906
Line16_4_18 | 0 | 0.030745 | 0.030718 | 0 | 0.030745 | 0.030718 | 0 | 0.0071002 | 0.007094 | 0 | 0.0071002 | 0.007094 | -2.5562e-11 | 0.0047401 | 0.0047372 | 5.4624e-12 | -0.0047262 | -0.0047179 | -1.1031e-10 | 0.0047461 | 0.0047326 | -1.6815e-12 | -0.0047262 | -0.0047179 | 0 | -165.2018 | 74.9622 | 0 | 14.7982 | -105.0378 | 0.94905 | 0.94473 | 0.94392 | 0.94843 | 0.94136 | 0.94053 | -0.028434 | -120.1653 | 119.934 | -0.029162 | -120.2018 | 119.9622
Line17_5_19 | 0 | 0 | 0 | 0 | 0 | 0 | 0 | 0 | 0 | 0 | 0 | 0 | -1.9847e-11 | -3.0514e-11 | 3.3265e-11 | 1.1776e-12 | 6.5908e-12 | 9.3278e-12 | -3.6921e-11 | 4.2849e-11 | 8.4477e-12 | -1.5996e-12 | -7.4361e-12 | -5.4127e-12 | 0 | 0 | 0 | 0 | 0 | 0 | 0.94966 | 0.9481 | 0.94731 | 0.94966 | 0.9481 | 0.94731 | -0.027706 | -120.129 | 119.906 | -0.027706 | -120.129 | 119.906
Line1_1_3 | 0 | 0 | 0 | 0 | 0 | 0 | 0 | 0 | 0 | 0 | 0 | 0 | -1.5878e-10 | -2.4411e-10 | 2.6612e-10 | 1.4011e-10 | 2.2019e-10 | -2.2352e-10 | -2.9537e-10 | 3.4279e-10 | 6.7582e-11 | 2.5685e-10 | -3.0738e-10 | -6.4547e-11 | 0 | 0 | 0 | 0 | 0 | 0 | 0.94966 | 0.9481 | 0.94731 | 0.94966 | 0.9481 | 0.94731 | -0.027706 | -120.129 | 119.906 | -0.027706 | -120.129 | 119.906
Line2_1_4 | 0 | 0.030745 | 0.030718 | 0 | 0.030745 | 0.030718 | 0 | 0.0071002 | 0.007094 | 0 | 0.0071002 | 0.007094 | -4.805e-11 | 0.004754 | 0.0047566 | 2.8884e-11 | -0.0047401 | -0.0047372 | -1.7178e-10 | 0.0047661 | 0.0047472 | 1.0867e-10 | -0.0047461 | -0.0047326 | 0 | -165.2018 | 74.9622 | 0 | 14.7982 | -105.0378 | 0.94966 | 0.9481 | 0.94731 | 0.94905 | 0.94473 | 0.94392 | -0.027706 | -120.129 | 119.906 | -0.028434 | -120.1653 | 119.934
Line3_1_5 | 0 | 0 | 0 | 0 | 0 | 0 | 0 | 0 | 0 | 0 | 0 | 0 | -3.9694e-11 | -6.1027e-11 | 6.6529e-11 | 2.1025e-11 | 3.7104e-11 | -2.3937e-11 | -7.3842e-11 | 8.5697e-11 | 1.6895e-11 | 3.5321e-11 | -5.0285e-11 | -1.386e-11 | 0 | 0 | 0 | 0 | 0 | 0 | 0.94966 | 0.9481 | 0.94731 | 0.94966 | 0.9481 | 0.94731 | -0.027706 | -120.129 | 119.906 | -0.027706 | -120.129 | 119.906
Line4_2_6 | 0 | 0 | 0 | 0 | 0 | 0 | 0 | 0 | 0 | 0 | 0 | 0 | -9.9235e-11 | -1.5257e-10 | 1.6632e-10 | 8.0566e-11 | 1.2865e-10 | -1.2373e-10 | -1.846e-10 | 2.1424e-10 | 4.2238e-11 | 1.4608e-10 | -1.7883e-10 | -3.9203e-11 | 0 | 0 | 0 | 0 | 0 | 0 | 0.94966 | 0.9481 | 0.94731 | 0.94966 | 0.9481 | 0.94731 | -0.027706 | -120.129 | 119.906 | -0.027706 | -120.129 | 119.906
Line5_6_7 | 0 | 0 | 0 | 0 | 0 | 0 | 0 | 0 | 0 | 0 | 0 | 0 | -7.9388e-11 | -1.2205e-10 | 1.3306e-10 | 6.0719e-11 | 9.8132e-11 | -9.0466e-11 | -1.4768e-10 | 1.7139e-10 | 3.3791e-11 | 1.0916e-10 | -1.3598e-10 | -3.0756e-11 | 0 | 0 | 0 | 0 | 0 | 0 | 0.94966 | 0.9481 | 0.94731 | 0.94966 | 0.9481 | 0.94731 | -0.027706 | -120.129 | 119.906 | -0.027706 | -120.129 | 119.906
Line6_7_8 | 0 | 0 | 0 | 0 | 0 | 0 | 0 | 0 | 0 | 0 | 0 | 0 | -5.9541e-11 | -9.1541e-11 | 9.9794e-11 | 4.0872e-11 | 6.7618e-11 | -5.7201e-11 | -1.1076e-10 | 1.2855e-10 | 2.5343e-11 | 7.2242e-11 | -9.3134e-11 | -2.2308e-11 | 0 | 0 | 0 | 0 | 0 | 0 | 0.94966 | 0.9481 | 0.94731 | 0.94966 | 0.9481 | 0.94731 | -0.027706 | -120.129 | 119.906 | -0.027706 | -120.129 | 119.906
Line7_8_9 | 0 | 0 | 0 | 0 | 0 | 0 | 0 | 0 | 0 | 0 | 0 | 0 | -1.9847e-11 | -3.0514e-11 | 3.3265e-11 | 1.1776e-12 | 6.5908e-12 | 9.3278e-12 | -3.6921e-11 | 4.2849e-11 | 8.4477e-12 | -1.5996e-12 | -7.4361e-12 | -5.4127e-12 | 0 | 0 | 0 | 0 | 0 | 0 | 0.94966 | 0.9481 | 0.94731 | 0.94966 | 0.9481 | 0.94731 | -0.027706 | -120.129 | 119.906 | -0.027706 | -120.129 | 119.906
Line8_8_10 | 0 | 0 | 0 | 0 | 0 | 0 | 0 | 0 | 0 | 0 | 0 | 0 | -1.9847e-11 | -3.0514e-11 | 3.3265e-11 | 1.1776e-12 | 6.5908e-12 | 9.3278e-12 | -3.6921e-11 | 4.2849e-11 | 8.4477e-12 | -1.5996e-12 | -7.4361e-12 | -5.4127e-12 | 0 | 0 | 0 | 0 | 0 | 0 | 0.94966 | 0.9481 | 0.94731 | 0.94966 | 0.9481 | 0.94731 | -0.027706 | -120.129 | 119.906 | -0.027706 | -120.129 | 119.906
Line9_3_11 | 0 | 0 | 0 | 0 | 0 | 0 | 0 | 0 | 0 | 0 | 0 | 0 | -1.3893e-10 | -2.136e-10 | 2.3285e-10 | 1.2026e-10 | 1.8967e-10 | -1.9026e-10 | -2.5845e-10 | 2.9994e-10 | 5.9134e-11 | 2.1993e-10 | -2.6453e-10 | -5.6099e-11 | 0 | 0 | 0 | 0 | 0 | 0 | 0.94966 | 0.9481 | 0.94731 | 0.94966 | 0.9481 | 0.94731 | -0.027706 | -120.129 | 119.906 | -0.027706 | -120.129 | 119.906

## LLG_min_fault_10
name | pf_ikss_a_from_ka | pf_ikss_b_from_ka | pf_ikss_c_from_ka | pf_ikss_a_to_ka | pf_ikss_b_to_ka | pf_ikss_c_to_ka | pf_skss_a_from_mw | pf_skss_b_from_mw | pf_skss_c_from_mw | pf_skss_a_to_mw | pf_skss_b_to_mw | pf_skss_c_to_mw | pf_p_a_from_mw | pf_p_b_from_mw | pf_p_c_from_mw | pf_p_a_to_mw | pf_p_b_to_mw | pf_p_c_to_mw | pf_q_a_from_mvar | pf_q_b_from_mvar | pf_q_c_from_mvar | pf_q_a_to_mvar | pf_q_b_to_mvar | pf_q_c_to_mvar | pf_ikss_a_from_degree | pf_ikss_b_from_degree | pf_ikss_c_from_degree | pf_ikss_a_to_degree | pf_ikss_b_to_degree | pf_ikss_c_to_degree | pf_vm_a_from_pu | pf_vm_b_from_pu | pf_vm_c_from_pu | pf_vm_a_to_pu | pf_vm_b_to_pu | pf_vm_c_to_pu | pf_va_a_from_degree | pf_va_b_from_degree | pf_va_c_from_degree | pf_va_a_to_degree | pf_va_b_to_degree | pf_va_c_to_degree
Line0_1_2 | 0 | 0 | 0 | 0 | 0 | 0 | 0 | 0 | 0 | 0 | 0 | 0 | -1.0688e-10 | -1.6432e-10 | 1.7913e-10 | 9.0121e-11 | 1.4285e-10 | -1.409e-10 | -1.9882e-10 | 2.3074e-10 | 4.5491e-11 | 1.6425e-10 | -1.9896e-10 | -4.2767e-11 | 0 | 0 | 0 | 0 | 0 | 0 | 0.89968 | 0.8982 | 0.89745 | 0.89968 | 0.8982 | 0.89745 | -0.027706 | -120.129 | 119.906 | -0.027706 | -120.129 | 119.906
Line10_11_12 | 0 | 0 | 0 | 0 | 0 | 0 | 0 | 0 | 0 | 0 | 0 | 0 | -1.0688e-10 | -1.6432e-10 | 1.7913e-10 | 9.0121e-11 | 1.4285e-10 | -1.409e-10 | -1.9882e-10 | 2.3074e-10 | 4.5491e-11 | 1.6425e-10 | -1.9896e-10 | -4.2767e-11 | 0 | 0 | 0 | 0 | 0 | 0 | 0.89968 | 0.8982 | 0.89745 | 0.89968 | 0.8982 | 0.89745 | -0.027706 | -120.129 | 119.906 | -0.027706 | -120.129 | 119.906
Line11_12_13 | 0 | 0 | 0 | 0 | 0 | 0 | 0 | 0 | 0 | 0 | 0 | 0 | -8.9064e-11 | -1.3693e-10 | 1.4928e-10 | 7.2308e-11 | 1.1546e-10 | -1.1105e-10 | -1.6568e-10 | 1.9229e-10 | 3.7909e-11 | 1.3111e-10 | -1.605e-10 | -3.5185e-11 | 0 | 0 | 0 | 0 | 0 | 0 | 0.89968 | 0.8982 | 0.89745 | 0.89968 | 0.8982 | 0.89745 | -0.027706 | -120.129 | 119.906 | -0.027706 | -120.129 | 119.906
Line12_13_15 | 0 | 0 | 0 | 0 | 0 | 0 | 0 | 0 | 0 | 0 | 0 | 0 | -5.3439e-11 | -8.2159e-11 | 8.9565e-11 | 3.6683e-11 | 6.0688e-11 | -5.1339e-11 | -9.941e-11 | 1.1537e-10 | 2.2746e-11 | 6.4838e-11 | -8.3588e-11 | -2.0022e-11 | 0 | 0 | 0 | 0 | 0 | 0 | 0.89968 | 0.8982 | 0.89745 | 0.89968 | 0.8982 | 0.89745 | -0.027706 | -120.129 | 119.906 | -0.027706 | -120.129 | 119.906
Line13_13_14 | 0 | 0 | 0 | 0 | 0 | 0 | 0 | 0 | 0 | 0 | 0 | 0 | -1.7813e-11 | -2.7386e-11 | 2.9855e-11 | 1.0569e-12 | 5.9153e-12 | 8.3718e-12 | -3.3137e-11 | 3.8457e-11 | 7.5819e-12 | -1.4357e-12 | -6.674e-12 | -4.8579e-12 | 0 | 0 | 0 | 0 | 0 | 0 | 0.89968 | 0.8982 | 0.89745 | 0.89968 | 0.8982 | 0.89745 | -0.027706 | -120.129 | 119.906 | -0.027706 | -120.129 | 119.906
Line14_15_16 | 0 | 0 | 0 | 0 | 0 | 0 | 0 | 0 | 0 | 0 | 0 | 0 | -3.5626e-11 | -5.4772e-11 | 5.971e-11 | 1.887e-11 | 3.3302e-11 | -2.1483e-11 | -6.6273e-11 | 7.6914e-11 | 1.5164e-11 | 3.1701e-11 | -4.5131e-11 | -1.244e-11 | 0 | 0 | 0 | 0 | 0 | 0 | 0.89968 | 0.8982 | 0.89745 | 0.89968 | 0.8982 | 0.89745 | -0.027706 | -120.129 | 119.906 | -0.027706 | -120.129 | 119.906
Line15_16_17 | 0 | 0 | 0 | 0 | 0 | 0 | 0 | 0 | 0 | 0 | 0 | 0 | -1.7813e-11 | -2.7386e-11 | 2.9855e-11 | 1.0569e-12 | 5.9153e-12 | 8.3718e-12 | -3.3137e-11 | 3.8457e-11 | 7.5819e-12 | -1.4357e-12 | -6.674e-12 | -4.8579e-12 | 0 | 0 | 0 | 0 | 0 | 0 | 0.89968 | 0.8982 | 0.89745 | 0.89968 | 0.8982 | 0.89745 | -0.027706 | -120.129 | 119.906 | -0.027706 | -120.129 | 119.906
Line16_4_18 | 0 | 0.029127 | 0.029101 | 0 | 0.029127 | 0.029101 | 0 | 0.0067265 | 0.0067206 | 0 | 0.0067265 | 0.0067206 | -2.2942e-11 | 0.0042543 | 0.0042517 | 4.9025e-12 | -0.0042418 | -0.0042343 | -9.9005e-11 | 0.0042597 | 0.0042475 | -1.5092e-12 | -0.0042418 | -0.0042343 | 0 | -165.2018 | 74.9622 | 0 | 14.7982 | -105.0378 | 0.8991 | 0.89501 | 0.89424 | 0.89851 | 0.89182 | 0.89103 | -0.028434 | -120.1653 | 119.934 | -0.029162 | -120.2018 | 119.9622
Line17_5_19 | 0 | 0 | 0 | 0 | 0 | 0 | 0 | 0 | 0 | 0 | 0 | 0 | -1.7813e-11 | -2.7386e-11 | 2.9855e-11 | 1.0569e-12 | 5.9153e-12 | 8.3718e-12 | -3.3137e-11 | 3.8457e-11 | 7.5819e-12 | -1.4357e-12 | -6.674e-12 | -4.8579e-12 | 0 | 0 | 0 | 0 | 0 | 0 | 0.89968 | 0.8982 | 0.89745 | 0.89968 | 0.8982 | 0.89745 | -0.027706 | -120.129 | 119.906 | -0.027706 | -120.129 | 119.906
Line1_1_3 | 0 | 0 | 0 | 0 | 0 | 0 | 0 | 0 | 0 | 0 | 0 | 0 | -1.425e-10 | -2.1909e-10 | 2.3884e-10 | 1.2575e-10 | 1.9762e-10 | -2.0061e-10 | -2.6509e-10 | 3.0766e-10 | 6.0655e-11 | 2.3052e-10 | -2.7587e-10 | -5.7931e-11 | 0 | 0 | 0 | 0 | 0 | 0 | 0.89968 | 0.8982 | 0.89745 | 0.89968 | 0.8982 | 0.89745 | -0.027706 | -120.129 | 119.906 | -0.027706 | -120.129 | 119.906
Line2_1_4 | 0 | 0.029127 | 0.029101 | 0 | 0.029127 | 0.029101 | 0 | 0.0067265 | 0.0067206 | 0 | 0.0067265 | 0.0067206 | -4.3125e-11 | 0.0042667 | 0.004269 | 2.5923e-11 | -0.0042543 | -0.0042517 | -1.5417e-10 | 0.0042776 | 0.0042607 | 9.7533e-11 | -0.0042597 | -0.0042475 | 0 | -165.2018 | 74.9622 | 0 | 14.7982 | -105.0378 | 0.89968 | 0.8982 | 0.89745 | 0.8991 | 0.89501 | 0.89424 | -0.027706 | -120.129 | 119.906 | -0.028434 | -120.1653 | 119.934
Line3_1_5 | 0 | 0 | 0 | 0 | 0 | 0 | 0 | 0 | 0 | 0 | 0 | 0 | -3.5626e-11 | -5.4772e-11 | 5.971e-11 | 1.887e-11 | 3.3302e-11 | -2.1483e-11 | -6.6273e-11 | 7.6914e-11 | 1.5164e-11 | 3.1701e-11 | -4.5131e-11 | -1.244e-11 | 0 | 0 | 0 | 0 | 0 | 0 | 0.89968 | 0.8982 | 0.89745 | 0.89968 | 0.8982 | 0.89745 | -0.027706 | -120.129 | 119.906 | -0.027706 | -120.129 | 119.906
Line4_2_6 | 0 | 0 | 0 | 0 | 0 | 0 | 0 | 0 | 0 | 0 | 0 | 0 | -8.9064e-11 | -1.3693e-10 | 1.4928e-10 | 7.2308e-11 | 1.1546e-10 | -1.1105e-10 | -1.6568e-10 | 1.9229e-10 | 3.7909e-11 | 1.3111e-10 | -1.605e-10 | -3.5185e-11 | 0 | 0 | 0 | 0 | 0 | 0 | 0.89968 | 0.8982 | 0.89745 | 0.89968 | 0.8982 | 0.89745 | -0.027706 | -120.129 | 119.906 | -0.027706 | -120.129 | 119.906
Line5_6_7 | 0 | 0 | 0 | 0 | 0 | 0 | 0 | 0 | 0 | 0 | 0 | 0 | -7.1251e-11 | -1.0954e-10 | 1.1942e-10 | 5.4495e-11 | 8.8074e-11 | -8.1194e-11 | -1.3255e-10 | 1.5383e-10 | 3.0327e-11 | 9.7974e-11 | -1.2205e-10 | -2.7604e-11 | 0 | 0 | 0 | 0 | 0 | 0 | 0.89968 | 0.8982 | 0.89745 | 0.89968 | 0.8982 | 0.89745 | -0.027706 | -120.129 | 119.906 | -0.027706 | -120.129 | 119.906
Line6_7_8 | 0 | 0 | 0 | 0 | 0 | 0 | 0 | 0 | 0 | 0 | 0 | 0 | -5.3439e-11 | -8.2159e-11 | 8.9565e-11 | 3.6683e-11 | 6.0688e-11 | -5.1338e-11 | -9.941e-11 | 1.1537e-10 | 2.2746e-11 | 6.4838e-11 | -8.3588e-11 | -2.0022e-11 | 0 | 0 | 0 | 0 | 0 | 0 | 0.89968 | 0.8982 | 0.89745 | 0.89968 | 0.8982 | 0.89745 | -0.027706 | -120.129 | 119.906 | -0.027706 | -120.129 | 119.906
Line7_8_9 | 0 | 0 | 0 | 0 | 0 | 0 | 0 | 0 | 0 | 0 | 0 | 0 | -1.7813e-11 | -2.7386e-11 | 2.9855e-11 | 1.0569e-12 | 5.9153e-12 | 8.3718e-12 | -3.3137e-11 | 3.8457e-11 | 7.5819e-12 | -1.4357e-12 | -6.674e-12 | -4.8579e-12 | 0 | 0 | 0 | 0 | 0 | 0 | 0.89968 | 0.8982 | 0.89745 | 0.89968 | 0.8982 | 0.89745 | -0.027706 | -120.129 | 119.906 | -0.027706 | -120.129 | 119.906
Line8_8_10 | 0 | 0 | 0 | 0 | 0 | 0 | 0 | 0 | 0 | 0 | 0 | 0 | -1.7813e-11 | -2.7386e-11 | 2.9855e-11 | 1.0569e-12 | 5.9153e-12 | 8.3718e-12 | -3.3137e-11 | 3.8457e-11 | 7.5819e-12 | -1.4357e-12 | -6.674e-12 | -4.8579e-12 | 0 | 0 | 0 | 0 | 0 | 0 | 0.89968 | 0.8982 | 0.89745 | 0.89968 | 0.8982 | 0.89745 | -0.027706 | -120.129 | 119.906 | -0.027706 | -120.129 | 119.906
Line9_3_11 | 0 | 0 | 0 | 0 | 0 | 0 | 0 | 0 | 0 | 0 | 0 | 0 | -1.2469e-10 | -1.917e-10 | 2.0899e-10 | 1.0793e-10 | 1.7023e-10 | -1.7076e-10 | -2.3196e-10 | 2.692e-10 | 5.3073e-11 | 1.9738e-10 | -2.3742e-10 | -5.0349e-11 | 0 | 0 | 0 | 0 | 0 | 0 | 0.89968 | 0.8982 | 0.89745 | 0.89968 | 0.8982 | 0.89745 | -0.027706 | -120.129 | 119.906 | -0.027706 | -120.129 | 119.906