## LLL_max_6
name | pf_ikss_from_ka | pf_ikss_to_ka | pf_ip_from_ka | pf_ip_to_ka | pf_skss_from_mw | pf_skss_to_mw | pf_p_from_mw | pf_p_to_mw | pf_q_from_mvar | pf_q_to_mvar | pf_ikss_from_degree | pf_ikss_to_degree | pf_vm_from_pu | pf_vm_to_pu | pf_va_from_degree | pf_va_to_degree
Line0_1_2 | 2.2383 | 2.2383 | 0 | 0 | 1.5508 | 1.5508 | 0.61131 | -0.46101 | 1.2216 | -0.92101 | -67.811 | 112.189 | 0.88088 | 0.66415 | -4.3949 | -4.401
Line10_11_12 | 0.14434 | 0.14434 | 0 | 0 | 0.1 | 0.1 | -0.015306 | 0.015931 | -0.089459 | 0.090709 | 94.7872 | -85.2128 | 0.90759 | 0.92098 | -4.922 | -5.1741
Line11_12_13 | 0.14434 | 0.14434 | 0 | 0 | 0.1 | 0.1 | -0.015931 | 0.016556 | -0.090709 | 0.091959 | 94.7872 | -85.2128 | 0.92098 | 0.93438 | -5.1741 | -5.419
Line12_13_15 | 0 | 0 | 0 | 0 | 0 | 0 | 0 | 0 | 0 | 0 | 0 | 0 | 0.93438 | 0.93438 | -5.419 | -5.419
Line13_13_14 | 0.14434 | 0.14434 | 0 | 0 | 0.1 | 0.1 | -0.016556 | 0.017181 | -0.091959 | 0.093209 | 94.7872 | -85.2128 | 0.93438 | 0.9478 | -5.419 | -5.657
Line14_15_16 | 0 | 0 | 0 | 0 | 0 | 0 | 0 | 0 | 0 | 0 | 0 | 0 | 0.93438 | 0.93438 | -5.419 | -5.419
Line15_16_17 | 0 | 0 | 0 | 0 | 0 | 0 | 0 | 0 | 0 | 0 | 0 | 0 | 0.93438 | 0.93438 | -5.419 | -5.419
Line16_4_18 | 0 | 0 | 0 | 0 | 0 | 0 | 0 | 0 | 0 | 0 | 0 | 0 | 0.89423 | 0.89423 | -4.6624 | -4.6624
Line17_5_19 | 0.14434 | 0.14434 | 0 | 0 | 0.1 | 0.1 | -0.014681 | 0.015306 | -0.088209 | 0.089459 | 94.7872 | -85.2128 | 0.89423 | 0.90759 | -4.6624 | -4.922
Line1_1_3 | 0.14434 | 0.14434 | 0 | 0 | 0.1 | 0.1 | -0.014056 | 0.014681 | -0.086959 | 0.088209 | 94.7872 | -85.2128 | 0.88088 | 0.89423 | -4.3949 | -4.6624
Line2_1_4 | 0.14434 | 0.14434 | 0 | 0 | 0.1 | 0.1 | -0.014056 | 0.014681 | -0.086959 | 0.088209 | 94.7872 | -85.2128 | 0.88088 | 0.89423 | -4.3949 | -4.6624
Line3_1_5 | 0.14434 | 0.14434 | 0 | 0 | 0.1 | 0.1 | -0.014056 | 0.014681 | -0.086959 | 0.088209 | 94.7872 | -85.2128 | 0.88088 | 0.89423 | -4.3949 | -4.6624
Line4_2_6 | 2.2383 | 2.2383 | 0 | 0 | 1.5508 | 1.5508 | 0.46101 | -0.3107 | 0.92101 | -0.6204 | -67.811 | 112.189 | 0.66415 | 0.44743 | -4.401 | -4.4131
Line5_6_7 | 2.2383 | 2.2383 | 0 | 0 | 1.5508 | 1.5508 | 0.3107 | -0.1604 | 0.6204 | -0.31979 | -67.811 | 112.189 | 0.44743 | 0.2307 | -4.4131 | -4.4479
Line6_7_8 | 2.3827 | 2.3827 | 0 | 4.3225 | 1.6508 | 1.6508 | 0.17031 | -1e-07 | 0.34062 | -1e-07 | -67.8829 | 112.1171 | 0.2307 | 0 | -4.4479 | 0
Line7_8_9 | 0 | 0 | 0 | 0 | 0 | 0 | 7.54e-22 | 0 | 4.3178e-22 | 0 | 0 | 0 | 0 | 0 | 0 | 0
Line8_8_10 | 0 | 0 | 0 | 0 | 0 | 0 | 7.54e-22 | 0 | 4.3178e-22 | 0 | 0 | 0 | 0 | 0 | 0 | 0
Line9_3_11 | 0.14434 | 0.14434 | 0 | 0 | 0.1 | 0.1 | -0.014681 | 0.015306 | -0.088209 | 0.089459 | 94.7872 | -85.2128 | 0.89423 | 0.90759 | -4.6624 | -4.922

## LLL_max_10
name | pf_ikss_from_ka | pf_ikss_to_ka | pf_ip_from_ka | pf_ip_to_ka | pf_skss_from_mw | pf_skss_to_mw | pf_p_from_mw | pf_p_to_mw | pf_q_from_mvar | pf_q_to_mvar | pf_ikss_from_degree | pf_ikss_to_degree | pf_vm_from_pu | pf_vm_to_pu | pf_va_from_degree | pf_va_to_degree
Line0_1_2 | 2.3244 | 2.3244 | 0 | 0 | 1.6104 | 1.6104 | 0.6588 | -0.49672 | 1.3165 | -0.99238 | -67.979 | 112.021 | 0.91419 | 0.68914 | -4.5626 | -4.5686
Line10_11_12 | 0.14434 | 0.14434 | 0 | 0 | 0.1 | 0.1 | -0.016102 | 0.016727 | -0.092705 | 0.093955 | 94.7869 | -85.2131 | 0.94093 | 0.95432 | -5.0663 | -5.3076
Line11_12_13 | 0.14434 | 0.14434 | 0 | 0 | 0.1 | 0.1 | -0.016727 | 0.017352 | -0.093955 | 0.095205 | 94.7869 | -85.2131 | 0.95432 | 0.96773 | -5.3076 | -5.5422
Line12_13_15 | 0 | 0 | 0 | 0 | 0 | 0 | 0 | 0 | 0 | 0 | 0 | 0 | 0.96773 | 0.96773 | -5.5422 | -5.5422
Line13_13_14 | 0.14434 | 0.14434 | 0 | 0 | 0.1 | 0.1 | -0.017352 | 0.017977 | -0.095205 | 0.096455 | 94.7869 | -85.2131 | 0.96773 | 0.98116 | -5.5422 | -5.7704
Line14_15_16 | 0 | 0 | 0 | 0 | 0 | 0 | 0 | 0 | 0 | 0 | 0 | 0 | 0.96773 | 0.96773 | -5.5422 | -5.5422
Line15_16_17 | 0 | 0 | 0 | 0 | 0 | 0 | 0 | 0 | 0 | 0 | 0 | 0 | 0.96773 | 0.96773 | -5.5422 | -5.5422
Line16_4_18 | 0 | 0 | 0 | 0 | 0 | 0 | 0 | 0 | 0 | 0 | 0 | 0 | 0.92755 | 0.92755 | -4.8181 | -4.8181
Line17_5_19 | 0.14434 | 0.14434 | 0 | 0 | 0.1 | 0.1 | -0.015477 | 0.016102 | -0.091455 | 0.092705 | 94.7869 | -85.2131 | 0.92755 | 0.94093 | -4.8181 | -5.0663
Line1_1_3 | 0.14434 | 0.14434 | 0 | 0 | 0.1 | 0.1 | -0.014852 | 0.015477 | -0.090205 | 0.091455 | 94.7869 | -85.2131 | 0.91419 | 0.92755 | -4.5626 | -4.8181
Line2_1_4 | 0.14434 | 0.14434 | 0 | 0 | 0.1 | 0.1 | -0.014852 | 0.015477 | -0.090205 | 0.091455 | 94.7869 | -85.2131 | 0.91419 | 0.92755 | -4.5626 | -4.8181
Line3_1_5 | 0.14434 | 0.14434 | 0 | 0 | 0.1 | 0.1 | -0.014852 | 0.015477 | -0.090205 | 0.091455 | 94.7869 | -85.2131 | 0.91419 | 0.92755 | -4.5626 | -4.8181
Line4_2_6 | 2.3244 | 2.3244 | 0 | 0 | 1.6104 | 1.6104 | 0.49672 | -0.33465 | 0.99238 | -0.66823 | -67.979 | 112.021 | 0.68914 | 0.46408 | -4.5686 | -4.5806
Line5_6_7 | 2.3244 | 2.3244 | 0 | 0 | 1.6104 | 1.6104 | 0.33465 | -0.17257 | 0.66823 | -0.34407 | -67.979 | 112.021 | 0.46408 | 0.23903 | -4.5806 | -4.615
Line6_7_8 | 2.4687 | 2.4687 | 0 | 4.4896 | 1.7103 | 1.7103 | 0.18283 | -1e-07 | 0.36566 | -1e-07 | -68.05 | 111.95 | 0.23903 | 0 | -4.615 | 0
Line7_8_9 | 0 | 0 | 0 | 0 | 0 | 0 | 1.0236e-21 | 0 | -3.7062e-22 | 0 | 0 | 0 | 0 | 0 | 0 | 0
Line8_8_10 | 0 | 0 | 0 | 0 | 0 | 0 | 1.0236e-21 | 0 | -3.7062e-22 | 0 | 0 | 0 | 0 | 0 | 0 | 0
Line9_3_11 | 0.14434 | 0.14434 | 0 | 0 | 0.1 | 0.1 | -0.015477 | 0.016102 | -0.091455 | 0.092705 | 94.7869 | -85.2131 | 0.92755 | 0.94093 | -4.8181 | -5.0663

## LLL_max_fault_6
name | pf_ikss_from_ka | pf_ikss_to_ka | pf_ip_from_ka | pf_ip_to_ka | pf_skss_from_mw | pf_skss_to_mw | pf_p_from_mw | pf_p_to_mw | pf_q_from_mvar | pf_q_to_mvar | pf_ikss_from_degree | pf_ikss_to_degree | pf_vm_from_pu | pf_vm_to_pu | pf_va_from_degree | pf_va_to_degree
Line0_1_2 | 0.11144 | 0.11144 | 0 | 0 | 0.077207 | 0.077207 | -0.019566 | 0.019938 | -0.083022 | 0.083767 | 103.3476 | -76.6524 | 1.1048 | 1.1153 | 0.086746 | -0.040814
Line10_11_12 | 0.14434 | 0.14434 | 0 | 0 | 0.1 | 0.1 | -0.010303 | 0.010928 | -0.11261 | 0.11386 | 94.7872 | -85.2128 | 1.1308 | 1.1438 | -0.4407 | -0.69542
Line11_12_13 | 0.14434 | 0.14434 | 0 | 0 | 0.1 | 0.1 | -0.010928 | 0.011553 | -0.11386 | 0.11511 | 94.7872 | -85.2128 | 1.1438 | 1.1568 | -0.69542 | -0.94441
Line12_13_15 | 0 | 0 | 0 | 0 | 0 | 0 | 0 | 0 | 0 | 0 | 0 | 0 | 1.1568 | 1.1568 | -0.94441 | -0.94441
Line13_13_14 | 0.14434 | 0.14434 | 0 | 0 | 0.1 | 0.1 | -0.011553 | 0.012178 | -0.11511 | 0.11636 | 94.7872 | -85.2128 | 1.1568 | 1.1699 | -0.94441 | -1.1878
Line14_15_16 | 0 | 0 | 0 | 0 | 0 | 0 | 0 | 0 | 0 | 0 | 0 | 0 | 1.1568 | 1.1568 | -0.94441 | -0.94441
Line15_16_17 | 0 | 0 | 0 | 0 | 0 | 0 | 0 | 0 | 0 | 0 | 0 | 0 | 1.1568 | 1.1568 | -0.94441 | -0.94441
Line16_4_18 | 0 | 0 | 0 | 0 | 0 | 0 | 0 | 0 | 0 | 0 | 0 | 0 | 1.1178 | 1.1178 | -0.18004 | -0.18004
Line17_5_19 | 0.14434 | 0.14434 | 0 | 0 | 0.1 | 0.1 | -0.0096783 | 0.010303 | -0.11136 | 0.11261 | 94.7872 | -85.2128 | 1.1178 | 1.1308 | -0.18004 | -0.4407
Line1_1_3 | 0.14434 | 0.14434 | 0 | 0 | 0.1 | 0.1 | -0.0090533 | 0.0096783 | -0.11011 | 0.11136 | 94.7872 | -85.2128 | 1.1048 | 1.1178 | 0.086746 | -0.18004
Line2_1_4 | 0.14434 | 0.14434 | 0 | 0 | 0.1 | 0.1 | -0.0090533 | 0.0096783 | -0.11011 | 0.11136 | 94.7872 | -85.2128 | 1.1048 | 1.1178 | 0.086746 | -0.18004
Line3_1_5 | 0.14434 | 0.14434 | 0 | 0 | 0.1 | 0.1 | -0.0090533 | 0.0096783 | -0.11011 | 0.11136 | 94.7872 | -85.2128 | 1.1048 | 1.1178 | 0.086746 | -0.18004
Line4_2_6 | 0.11144 | 0.11144 | 0 | 0 | 0.077207 | 0.077207 | -0.019938 | 0.020311 | -0.083767 | 0.084512 | 103.3476 | -76.6524 | 1.1153 | 1.1258 | -0.040814 | -0.16599
Line5_6_7 | 0.11144 | 0.11144 | 0 | 0 | 0.077207 | 0.077207 | -0.020311 | 0.020683 | -0.084512 | 0.085257 | 103.3476 | -76.6524 | 1.1258 | 1.1363 | -0.16599 | -0.28886
Line6_7_8 | 0.037 | 0.037 | 0 | 0.067124 | 0.025635 | 0.025635 | 0.020577 | -0.020535 | 0.020618 | -0.020535 | -45.346 | 134.654 | 1.1363 | 1.1329 | -0.28886 | -0.34598
Line7_8_9 | 0 | 0 | 0 | 0 | 0 | 0 | 1.0334e-09 | 0 | 7.9014e-11 | 0 | 0 | 0 | 1.1329 | 1.1329 | -0.34598 | -0.34598
Line8_8_10 | 0 | 0 | 0 | 0 | 0 | 0 | 1.0334e-09 | 0 | 7.9013e-11 | 0 | 0 | 0 | 1.1329 | 1.1329 | -0.34598 | -0.34598
Line9_3_11 | 0.14434 | 0.14434 | 0 | 0 | 0.1 | 0.1 | -0.0096783 | 0.010303 | -0.11136 | 0.11261 | 94.7872 | -85.2128 | 1.1178 | 1.1308 | -0.18004 | -0.4407

## LLL_max_fault_10
name | pf_ikss_from_ka | pf_ikss_to_ka | pf_ip_from_ka | pf_ip_to_ka | pf_skss_from_mw | pf_skss_to_mw | pf_p_from_mw | pf_p_to_mw | pf_q_from_mvar | pf_q_to_mvar | pf_ikss_from_degree | pf_ikss_to_degree | pf_vm_from_pu | pf_vm_to_pu | pf_va_from_degree | pf_va_to_degree
Line0_1_2 | 0.11006 | 0.11006 | 0 | 0 | 0.076254 | 0.076254 | -0.019188 | 0.019552 | -0.086133 | 0.08686 | 102.6375 | -77.3625 | 1.1572 | 1.1676 | 0.078601 | -0.047967
Line10_11_12 | 0.14434 | 0.14434 | 0 | 0 | 0.1 | 0.1 | -0.010749 | 0.011374 | -0.11783 | 0.11908 | 94.7869 | -85.2131 | 1.1832 | 1.1963 | -0.42529 | -0.66901
Line11_12_13 | 0.14434 | 0.14434 | 0 | 0 | 0.1 | 0.1 | -0.011374 | 0.011999 | -0.11908 | 0.12033 | 94.7869 | -85.2131 | 1.1963 | 1.2093 | -0.66901 | -0.90748
Line12_13_15 | 0 | 0 | 0 | 0 | 0 | 0 | 0 | 0 | 0 | 0 | 0 | 0 | 1.2093 | 1.2093 | -0.90748 | -0.90748
Line13_13_14 | 0.14434 | 0.14434 | 0 | 0 | 0.1 | 0.1 | -0.011999 | 0.012624 | -0.12033 | 0.12158 | 94.7869 | -85.2131 | 1.2093 | 1.2224 | -0.90748 | -1.1409
Line14_15_16 | 0 | 0 | 0 | 0 | 0 | 0 | 0 | 0 | 0 | 0 | 0 | 0 | 1.2093 | 1.2093 | -0.90748 | -0.90748
Line15_16_17 | 0 | 0 | 0 | 0 | 0 | 0 | 0 | 0 | 0 | 0 | 0 | 0 | 1.2093 | 1.2093 | -0.90748 | -0.90748
Line16_4_18 | 0 | 0 | 0 | 0 | 0 | 0 | 0 | 0 | 0 | 0 | 0 | 0 | 1.1702 | 1.1702 | -0.17614 | -0.17614
Line17_5_19 | 0.14434 | 0.14434 | 0 | 0 | 0.1 | 0.1 | -0.010124 | 0.010749 | -0.11658 | 0.11783 | 94.7869 | -85.2131 | 1.1702 | 1.1832 | -0.17614 | -0.42529
Line1_1_3 | 0.14434 | 0.14434 | 0 | 0 | 0.1 | 0.1 | -0.009499 | 0.010124 | -0.11533 | 0.11658 | 94.7869 | -85.2131 | 1.1572 | 1.1702 | 0.078601 | -0.17614
Line2_1_4 | 0.14434 | 0.14434 | 0 | 0 | 0.1 | 0.1 | -0.009499 | 0.010124 | -0.11533 | 0.11658 | 94.7869 | -85.2131 | 1.1572 | 1.1702 | 0.078601 | -0.17614
Line3_1_5 | 0.14434 | 0.14434 | 0 | 0 | 0.1 | 0.1 | -0.009499 | 0.010124 | -0.11533 | 0.11658 | 94.7869 | -85.2131 | 1.1572 | 1.1702 | 0.078601 | -0.17614
Line4_2_6 | 0.11006 | 0.11006 | 0 | 0 | 0.076254 | 0.076254 | -0.019552 | 0.019915 | -0.08686 | 0.087586 | 102.6375 | -77.3625 | 1.1676 | 1.1779 | -0.047967 | -0.17231
Line5_6_7 | 0.11006 | 0.11006 | 0 | 0 | 0.076254 | 0.076254 | -0.019915 | 0.020278 | -0.087586 | 0.088313 | 102.6375 | -77.3625 | 1.1779 | 1.1883 | -0.17231 | -0.29449
Line6_7_8 | 0.038693 | 0.038693 | 0 | 0.070369 | 0.026807 | 0.026807 | 0.022502 | -0.022457 | 0.022547 | -0.022457 | -45.3516 | 134.6484 | 1.1883 | 1.1847 | -0.29449 | -0.35161
Line7_8_9 | 0 | 0 | 0 | 0 | 0 | 0 | 1.1045e-09 | 0 | 8.7973e-11 | 0 | 0 | 0 | 1.1847 | 1.1847 | -0.35161 | -0.35161
Line8_8_10 | 0 | 0 | 0 | 0 | 0 | 0 | 1.1045e-09 | 0 | 8.7973e-11 | 0 | 0 | 0 | 1.1847 | 1.1847 | -0.35161 | -0.35161
Line9_3_11 | 0.14434 | 0.14434 | 0 | 0 | 0.1 | 0.1 | -0.010124 | 0.010749 | -0.11658 | 0.11783 | 94.7869 | -85.2131 | 1.1702 | 1.1832 | -0.17614 | -0.42529

## LLL_min_6
name | pf_ikss_from_ka | pf_ikss_to_ka | pf_ip_from_ka | pf_ip_to_ka | pf_skss_from_mw | pf_skss_to_mw | pf_p_from_mw | pf_p_to_mw | pf_q_from_mvar | pf_q_to_mvar | pf_ikss_from_degree | pf_ikss_to_degree | pf_vm_from_pu | pf_vm_to_pu | pf_va_from_degree | pf_va_to_degree
Line0_1_2 | 1.6801 | 1.6801 | 0 | 0 | 1.164 | 1.164 | 0.65034 | -0.48775 | 0.67743 | -0.50807 | -52.8727 | 127.1273 | 0.80677 | 0.60508 | -6.7036 | -6.7036
Line10_11_12 | 0 | 0 | 0 | 0 | 0 | 0 | 0 | 0 | 0 | 0 | 0 | 0 | 0.80677 | 0.80677 | -6.7036 | -6.7036
Line11_12_13 | 0 | 0 | 0 | 0 | 0 | 0 | 0 | 0 | 0 | 0 | 0 | 0 | 0.80677 | 0.80677 | -6.7036 | -6.7036
Line12_13_15 | 0 | 0 | 0 | 0 | 0 | 0 | 0 | 0 | 0 | 0 | 0 | 0 | 0.80677 | 0.80677 | -6.7036 | -6.7036
Line13_13_14 | 0 | 0 | 0 | 0 | 0 | 0 | 0 | 0 | 0 | 0 | 0 | 0 | 0.80677 | 0.80677 | -6.7036 | -6.7036
Line14_15_16 | 0 | 0 | 0 | 0 | 0 | 0 | 0 | 0 | 0 | 0 | 0 | 0 | 0.80677 | 0.80677 | -6.7036 | -6.7036
Line15_16_17 | 0 | 0 | 0 | 0 | 0 | 0 | 0 | 0 | 0 | 0 | 0 | 0 | 0.80677 | 0.80677 | -6.7036 | -6.7036
Line16_4_18 | 0 | 0 | 0 | 0 | 0 | 0 | 0 | 0 | 0 | 0 | 0 | 0 | 0.80677 | 0.80677 | -6.7036 | -6.7036
Line17_5_19 | 0 | 0 | 0 | 0 | 0 | 0 | 0 | 0 | 0 | 0 | 0 | 0 | 0.80677 | 0.80677 | -6.7036 | -6.7036
Line1_1_3 | 0 | 0 | 0 | 0 | 0 | 0 | 0 | 0 | 0 | 0 | 0 | 0 | 0.80677 | 0.80677 | -6.7036 | -6.7036
Line2_1_4 | 0 | 0 | 0 | 0 | 0 | 0 | 0 | 0 | 0 | 0 | 0 | 0 | 0.80677 | 0.80677 | -6.7036 | -6.7036
Line3_1_5 | 0 | 0 | 0 | 0 | 0 | 0 | 0 | 0 | 0 | 0 | 0 | 0 | 0.80677 | 0.80677 | -6.7036 | -6.7036
Line4_2_6 | 1.6801 | 1.6801 | 0 | 0 | 1.164 | 1.164 | 0.48775 | -0.32517 | 0.50807 | -0.33872 | -52.8727 | 127.1273 | 0.60508 | 0.40338 | -6.7036 | -6.7036
Line5_6_7 | 1.6801 | 1.6801 | 0 | 0 | 1.164 | 1.164 | 0.32517 | -0.16258 | 0.33872 | -0.16936 | -52.8727 | 127.1273 | 0.40338 | 0.20169 | -6.7036 | -6.7036
Line6_7_8 | 1.6801 | 1.6801 | 0 | 2.6638 | 1.164 | 1.164 | 0.16258 | -1e-07 | 0.16936 | -1e-07 | -52.8727 | 127.1273 | 0.20169 | 0 | -6.7036 | 0
Line7_8_9 | 0 | 0 | 0 | 0 | 0 | 0 | 6.7987e-22 | 0 | 9.0104e-22 | 0 | 0 | 0 | 0 | 0 | 0 | 0
Line8_8_10 | 0 | 0 | 0 | 0 | 0 | 0 | 6.7987e-22 | 0 | 9.0104e-22 | 0 | 0 | 0 | 0 | 0 | 0 | 0
Line9_3_11 | 0 | 0 | 0 | 0 | 0 | 0 | 0 | 0 | 0 | 0 | 0 | 0 | 0.80677 | 0.80677 | -6.7036 | -6.7036

## LLL_min_10
name | pf_ikss_from_ka | pf_ikss_to_ka | pf_ip_from_ka | pf_ip_to_ka | pf_skss_from_mw | pf_skss_to_mw | pf_p_from_mw | pf_p_to_mw | pf_q_from_mvar | pf_q_to_mvar | pf_ikss_from_degree | pf_ikss_to_degree | pf_vm_from_pu | pf_vm_to_pu | pf_va_from_degree | pf_va_to_degree
Line0_1_2 | 1.5916 | 1.5916 | 0 | 0 | 1.1027 | 1.1027 | 0.58368 | -0.43776 | 0.608 | -0.456 | -52.8727 | 127.1273 | 0.76431 | 0.57323 | -6.7036 | -6.7036
Line10_11_12 | 0 | 0 | 0 | 0 | 0 | 0 | 0 | 0 | 0 | 0 | 0 | 0 | 0.76431 | 0.76431 | -6.7036 | -6.7036
Line11_12_13 | 0 | 0 | 0 | 0 | 0 | 0 | 0 | 0 | 0 | 0 | 0 | 0 | 0.76431 | 0.76431 | -6.7036 | -6.7036
Line12_13_15 | 0 | 0 | 0 | 0 | 0 | 0 | 0 | 0 | 0 | 0 | 0 | 0 | 0.76431 | 0.76431 | -6.7036 | -6.7036
Line13_13_14 | 0 | 0 | 0 | 0 | 0 | 0 | 0 | 0 | 0 | 0 | 0 | 0 | 0.76431 | 0.76431 | -6.7036 | -6.7036
Line14_15_16 | 0 | 0 | 0 | 0 | 0 | 0 | 0 | 0 | 0 | 0 | 0 | 0 | 0.76431 | 0.76431 | -6.7036 | -6.7036
Line15_16_17 | 0 | 0 | 0 | 0 | 0 | 0 | 0 | 0 | 0 | 0 | 0 | 0 | 0.76431 | 0.76431 | -6.7036 | -6.7036
Line16_4_18 | 0 | 0 | 0 | 0 | 0 | 0 | 0 | 0 | 0 | 0 | 0 | 0 | 0.76431 | 0.76431 | -6.7036 | -6.7036
Line17_5_19 | 0 | 0 | 0 | 0 | 0 | 0 | 0 | 0 | 0 | 0 | 0 | 0 | 0.76431 | 0.76431 | -6.7036 | -6.7036
Line1_1_3 | 0 | 0 | 0 | 0 | 0 | 0 | 0 | 0 | 0 | 0 | 0 | 0 | 0.76431 | 0.76431 | -6.7036 | -6.7036
Line2_1_4 | 0 | 0 | 0 | 0 | 0 | 0 | 0 | 0 | 0 | 0 | 0 | 0 | 0.76431 | 0.76431 | -6.7036 | -6.7036
Line3_1_5 | 0 | 0 | 0 | 0 | 0 | 0 | 0 | 0 | 0 | 0 | 0 | 0 | 0.76431 | 0.76431 | -6.7036 | -6.7036
Line4_2_6 | 1.5916 | 1.5916 | 0 | 0 | 1.1027 | 1.1027 | 0.43776 | -0.29184 | 0.456 | -0.304 | -52.8727 | 127.1273 | 0.57323 | 0.38215 | -6.7036 | -6.7036
Line5_6_7 | 1.5916 | 1.5916 | 0 | 0 | 1.1027 | 1.1027 | 0.29184 | -0.14592 | 0.304 | -0.152 | -52.8727 | 127.1273 | 0.38215 | 0.19108 | -6.7036 | -6.7036
Line6_7_8 | 1.5916 | 1.5916 | 0 | 2.5236 | 1.1027 | 1.1027 | 0.14592 | -1e-07 | 0.152 | -1e-07 | -52.8727 | 127.1273 | 0.19108 | 0 | -6.7036 | 0
Line7_8_9 | 0 | 0 | 0 | 0 | 0 | 0 | 6.1001e-22 | 0 | 8.0913e-22 | 0 | 0 | 0 | 0 | 0 | 0 | 0
Line8_8_10 | 0 | 0 | 0 | 0 | 0 | 0 | 6.1001e-22 | 0 | 8.0913e-22 | 0 | 0 | 0 | 0 | 0 | 0 | 0
Line9_3_11 | 0 | 0 | 0 | 0 | 0 | 0 | 0 | 0 | 0 | 0 | 0 | 0 | 0.76431 | 0.76431 | -6.7036 | -6.7036

## LLL_min_fault_6
name | pf_ikss_from_ka | pf_ikss_to_ka | pf_ip_from_ka | pf_ip_to_ka | pf_skss_from_mw | pf_skss_to_mw | pf_p_from_mw | pf_p_to_mw | pf_q_from_mvar | pf_q_to_mvar | pf_ikss_from_degree | pf_ikss_to_degree | pf_vm_from_pu | pf_vm_to_pu | pf_va_from_degree | pf_va_to_degree
Line0_1_2 | 0.030469 | 0.030469 | 0 | 0 | 0.02111 | 0.02111 | 0.01414 | -0.014086 | 0.014149 | -0.014093 | -45.1423 | 134.8577 | 0.94756 | 0.9439 | -0.12428 | -0.12874
Line10_11_12 | 0 | 0 | 0 | 0 | 0 | 0 | 0 | 0 | 0 | 0 | 0 | 0 | 0.94756 | 0.94756 | -0.12428 | -0.12428
Line11_12_13 | 0 | 0 | 0 | 0 | 0 | 0 | 0 | 0 | 0 | 0 | 0 | 0 | 0.94756 | 0.94756 | -0.12428 | -0.12428
Line12_13_15 | 0 | 0 | 0 | 0 | 0 | 0 | 0 | 0 | 0 | 0 | 0 | 0 | 0.94756 | 0.94756 | -0.12428 | -0.12428
Line13_13_14 | 0 | 0 | 0 | 0 | 0 | 0 | 0 | 0 | 0 | 0 | 0 | 0 | 0.94756 | 0.94756 | -0.12428 | -0.12428
Line14_15_16 | 0 | 0 | 0 | 0 | 0 | 0 | 0 | 0 | 0 | 0 | 0 | 0 | 0.94756 | 0.94756 | -0.12428 | -0.12428
Line15_16_17 | 0 | 0 | 0 | 0 | 0 | 0 | 0 | 0 | 0 | 0 | 0 | 0 | 0.94756 | 0.94756 | -0.12428 | -0.12428
Line16_4_18 | 0 | 0 | 0 | 0 | 0 | 0 | 0 | 0 | 0 | 0 | 0 | 0 | 0.94756 | 0.94756 | -0.12428 | -0.12428
Line17_5_19 | 0 | 0 | 0 | 0 | 0 | 0 | 0 | 0 | 0 | 0 | 0 | 0 | 0.94756 | 0.94756 | -0.12428 | -0.12428
Line1_1_3 | 0 | 0 | 0 | 0 | 0 | 0 | 0 | 0 | 0 | 0 | 0 | 0 | 0.94756 | 0.94756 | -0.12428 | -0.12428
Line2_1_4 | 0 | 0 | 0 | 0 | 0 | 0 | 0 | 0 | 0 | 0 | 0 | 0 | 0.94756 | 0.94756 | -0.12428 | -0.12428
Line3_1_5 | 0 | 0 | 0 | 0 | 0 | 0 | 0 | 0 | 0 | 0 | 0 | 0 | 0.94756 | 0.94756 | -0.12428 | -0.12428
Line4_2_6 | 0.030469 | 0.030469 | 0 | 0 | 0.02111 | 0.02111 | 0.014086 | -0.014033 | 0.014093 | -0.014037 | -45.1423 | 134.8577 | 0.9439 | 0.94024 | -0.12874 | -0.13323
Line5_6_7 | 0.030469 | 0.030469 | 0 | 0 | 0.02111 | 0.02111 | 0.014033 | -0.013979 | 0.014037 | -0.013981 | -45.1423 | 134.8577 | 0.94024 | 0.93659 | -0.13323 | -0.13776
Line6_7_8 | 0.030469 | 0.030469 | 0 | 0.04831 | 0.02111 | 0.02111 | 0.013979 | -0.013926 | 0.013981 | -0.013926 | -45.1423 | 134.8577 | 0.93659 | 0.93293 | -0.13776 | -0.14233
Line7_8_9 | 0 | 0 | 0 | 0 | 0 | 0 | -1.7514e-10 | 0 | 2.4218e-11 | 0 | 0 | 0 | 0.93293 | 0.93293 | -0.14233 | -0.14233
Line8_8_10 | 0 | 0 | 0 | 0 | 0 | 0 | -1.7514e-10 | 0 | 2.4218e-11 | 0 | 0 | 0 | 0.93293 | 0.93293 | -0.14233 | -0.14233
Line9_3_11 | 0 | 0 | 0 | 0 | 0 | 0 | 0 | 0 | 0 | 0 | 0 | 0 | 0.94756 | 0.94756 | -0.12428 | -0.12428

## LLL_min_fault_10
name | pf_ikss_from_ka | pf_ikss_to_ka | pf_ip_from_ka | pf_ip_to_ka | pf_skss_from_mw | pf_skss_to_mw | pf_p_from_mw | pf_p_to_mw | pf_q_from_mvar | pf_q_to_mvar | pf_ikss_from_degree | pf_ikss_to_degree | pf_vm_from_pu | pf_vm_to_pu | pf_va_from_degree | pf_va_to_degree
Line0_1_2 | 0.028866 | 0.028866 | 0 | 0 | 0.019999 | 0.019999 | 0.01269 | -0.012642 | 0.012698 | -0.012648 | -45.1423 | 134.8577 | 0.89769 | 0.89422 | -0.12428 | -0.12874
Line10_11_12 | 0 | 0 | 0 | 0 | 0 | 0 | 0 | 0 | 0 | 0 | 0 | 0 | 0.89769 | 0.89769 | -0.12428 | -0.12428
Line11_12_13 | 0 | 0 | 0 | 0 | 0 | 0 | 0 | 0 | 0 | 0 | 0 | 0 | 0.89769 | 0.89769 | -0.12428 | -0.12428
Line12_13_15 | 0 | 0 | 0 | 0 | 0 | 0 | 0 | 0 | 0 | 0 | 0 | 0 | 0.89769 | 0.89769 | -0.12428 | -0.12428
Line13_13_14 | 0 | 0 | 0 | 0 | 0 | 0 | 0 | 0 | 0 | 0 | 0 | 0 | 0.89769 | 0.89769 | -0.12428 | -0.12428
Line14_15_16 | 0 | 0 | 0 | 0 | 0 | 0 | 0 | 0 | 0 | 0 | 0 | 0 | 0.89769 | 0.89769 | -0.12428 | -0.12428
Line15_16_17 | 0 | 0 | 0 | 0 | 0 | 0 | 0 | 0 | 0 | 0 | 0 | 0 | 0.89769 | 0.89769 | -0.12428 | -0.12428
Line16_4_18 | 0 | 0 | 0 | 0 | 0 | 0 | 0 | 0 | 0 | 0 | 0 | 0 | 0.89769 | 0.89769 | -0.12428 | -0.12428
Line17_5_19 | 0 | 0 | 0 | 0 | 0 | 0 | 0 | 0 | 0 | 0 | 0 | 0 | 0.89769 | 0.89769 | -0.12428 | -0.12428
Line1_1_3 | 0 | 0 | 0 | 0 | 0 | 0 | 0 | 0 | 0 | 0 | 0 | 0 | 0.89769 | 0.89769 | -0.12428 | -0.12428
Line2_1_4 | 0 | 0 | 0 | 0 | 0 | 0 | 0 | 0 | 0 | 0 | 0 | 0 | 0.89769 | 0.89769 | -0.12428 | -0.12428
Line3_1_5 | 0 | 0 | 0 | 0 | 0 | 0 | 0 | 0 | 0 | 0 | 0 | 0 | 0.89769 | 0.89769 | -0.12428 | -0.12428
Line4_2_6 | 0.028866 | 0.028866 | 0 | 0 | 0.019999 | 0.019999 | 0.012642 | -0.012594 | 0.012648 | -0.012598 | -45.1423 | 134.8577 | 0.89422 | 0.89076 | -0.12874 | -0.13323
Line5_6_7 | 0.028866 | 0.028866 | 0 | 0 | 0.019999 | 0.019999 | 0.012594 | -0.012546 | 0.012598 | -0.012548 | -45.1423 | 134.8577 | 0.89076 | 0.88729 | -0.13323 | -0.13776
Line6_7_8 | 0.028866 | 0.028866 | 0 | 0.045767 | 0.019999 | 0.019999 | 0.012546 | -0.012498 | 0.012548 | -0.012498 | -45.1423 | 134.8577 | 0.88729 | 0.88383 | -0.13776 | -0.14233
Line7_8_9 | 0 | 0 | 0 | 0 | 0 | 0 | -1.5719e-10 | 0 | 2.1736e-11 | 0 | 0 | 0 | 0.88383 | 0.88383 | -0.14233 | -0.14233
Line8_8_10 | 0 | 0 | 0 | 0 | 0 | 0 | -1.5719e-10 | 0 | 2.1736e-11 | 0 | 0 | 0 | 0.88383 | 0.88383 | -0.14233 | -0.14233
Line9_3_11 | 0 | 0 | 0 | 0 | 0 | 0 | 0 | 0 | 0 | 0 | 0 | 0 | 0.89769 | 0.89769 | -0.12428 | -0.12428

## LL_max_6
name | pf_ikss_a_from_ka | pf_ikss_b_from_ka | pf_ikss_c_from_ka | pf_ikss_a_to_ka | pf_ikss_b_to_ka | pf_ikss_c_to_ka | pf_skss_a_from_mw | pf_skss_b_from_mw | pf_skss_c_from_mw | pf_skss_a_to_mw | pf_skss_b_to_mw | pf_skss_c_to_mw | pf_p_a_from_mw | pf_p_b_from_mw | pf_p_c_from_mw | pf_p_a_to_mw | pf_p_b_to_mw | pf_p_c_to_mw | pf_q_a_from_mvar | pf_q_b_from_mvar | pf_q_c_from_mvar | pf_q_a_to_mvar | pf_q_b_to_mvar | pf_q_c_to_mvar | pf_ikss_a_from_degree | pf_ikss_b_from_degree | pf_ikss_c_from_degree | pf_ikss_a_to_degree | pf_ikss_b_to_degree | pf_ikss_c_to_degree | pf_vm_a_from_pu | pf_vm_b_from_pu | pf_vm_c_from_pu | pf_vm_a_to_pu | pf_vm_b_to_pu | pf_vm_c_to_pu | pf_va_a_from_degree | pf_va_b_from_degree | pf_va_c_from_degree | pf_va_a_to_degree | pf_va_b_to_degree | pf_va_c_to_degree
Line0_1_2 | 0.14434 | 1.9413 | 1.9383 | 0.14434 | 1.9413 | 1.9383 | 0.033333 | 0.44832 | 0.44763 | 0.033333 | 0.44832 | 0.44763 | -0.013106 | 0.39095 | -0.091844 | 0.013315 | -0.35326 | 0.12941 | -0.034517 | 0.19853 | 0.39502 | 0.034934 | -0.12316 | -0.31988 | 111.0022 | -155.681 | 20.0557 | -68.9978 | 24.319 | -159.9443 | 1.1076 | 0.97802 | 0.906 | 1.1216 | 0.83447 | 0.77087 | 0.21023 | -128.7584 | 123.1447 | 0.13841 | -136.4605 | 132.0826
Line10_11_12 | 0.14434 | 0.14434 | 0.14434 | 0.14434 | 0.14434 | 0.14434 | 0.033333 | 0.033333 | 0.033333 | 0.033333 | 0.033333 | 0.033333 | -0.0033629 | -0.0080524 | -0.0012823 | 0.0035713 | 0.0082607 | 0.0014907 | -0.037637 | -0.032527 | -0.031021 | 0.038054 | 0.032944 | 0.031438 | 94.7872 | -25.2127 | -145.2128 | -85.2128 | 154.7873 | 34.7872 | 1.1336 | 1.0053 | 0.93142 | 1.1466 | 1.0189 | 0.94419 | -0.31872 | -129.1173 | 122.4201 | -0.5742 | -129.2895 | 122.0725
Line11_12_13 | 0.14434 | 0.14434 | 0.14434 | 0.14434 | 0.14434 | 0.14434 | 0.033333 | 0.033333 | 0.033333 | 0.033333 | 0.033333 | 0.033333 | -0.0035713 | -0.0082607 | -0.0014907 | 0.0037796 | 0.0084691 | 0.001699 | -0.038054 | -0.032944 | -0.031438 | 0.03847 | 0.03336 | 0.031854 | 94.7872 | -25.2127 | -145.2128 | -85.2128 | 154.7873 | 34.7872 | 1.1466 | 1.0189 | 0.94419 | 1.1597 | 1.0326 | 0.95699 | -0.5742 | -129.2895 | 122.0725 | -0.82393 | -129.4572 | 121.7342
Line12_13_15 | 0 | 0 | 0 | 0 | 0 | 0 | 0 | 0 | 0 | 0 | 0 | 0 | 1.4004e-09 | -3.598e-11 | -9.7406e-10 | -1.4004e-09 | 3.598e-11 | 9.7406e-10 | 1.9261e-10 | 1.9596e-09 | -3.345e-10 | -1.9261e-10 | -1.9596e-09 | 3.345e-10 | 0 | 0 | 0 | 0 | 0 | 0 | 1.1597 | 1.0326 | 0.95699 | 1.1597 | 1.0326 | 0.95699 | -0.82393 | -129.4572 | 121.7342 | -0.82393 | -129.4572 | 121.7342
Line13_13_14 | 0.14434 | 0.14434 | 0.14434 | 0.14434 | 0.14434 | 0.14434 | 0.033333 | 0.033333 | 0.033333 | 0.033333 | 0.033333 | 0.033333 | -0.0037796 | -0.0084691 | -0.001699 | 0.0039879 | 0.0086774 | 0.0019073 | -0.03847 | -0.03336 | -0.031854 | 0.038887 | 0.033777 | 0.032271 | 94.7872 | -25.2127 | -145.2128 | -85.2128 | 154.7873 | 34.7872 | 1.1597 | 1.0326 | 0.95699 | 1.1727 | 1.0462 | 0.96982 | -0.82393 | -129.4572 | 121.7342 | -1.0681 | -129.6205 | 121.4048
Line14_15_16 | 0 | 0 | 0 | 0 | 0 | 0 | 0 | 0 | 0 | 0 | 0 | 0 | 9.3358e-10 | -2.3987e-11 | -6.4937e-10 | -9.3358e-10 | 2.3987e-11 | 6.4937e-10 | 1.284e-10 | 1.3064e-09 | -2.23e-10 | -1.284e-10 | -1.3064e-09 | 2.23e-10 | 0 | 0 | 0 | 0 | 0 | 0 | 1.1597 | 1.0326 | 0.95699 | 1.1597 | 1.0326 | 0.95699 | -0.82393 | -129.4572 | 121.7342 | -0.82393 | -129.4572 | 121.7342
Line15_16_17 | 0 | 0 | 0 | 0 | 0 | 0 | 0 | 0 | 0 | 0 | 0 | 0 | 4.6679e-10 | -1.1993e-11 | -3.2469e-10 | -4.6679e-10 | 1.1994e-11 | 3.2469e-10 | 6.4202e-11 | 6.5319e-10 | -1.115e-10 | -6.4202e-11 | -6.5319e-10 | 1.115e-10 | 0 | 0 | 0 | 0 | 0 | 0 | 1.1597 | 1.0326 | 0.95699 | 1.1597 | 1.0326 | 0.95699 | -0.82393 | -129.4572 | 121.7342 | -0.82393 | -129.4572 | 121.7342
Line16_4_18 | 0 | 0 | 0 | 0 | 0 | 0 | 0 | 0 | 0 | 0 | 0 | 0 | 2.9016e-10 | -1.6581e-10 | -4.3815e-10 | -2.9016e-10 | 1.6581e-10 | 4.3815e-10 | 4.3152e-12 | 5.9331e-10 | -1.7139e-10 | -4.3153e-12 | -5.9331e-10 | 1.7139e-10 | 0 | 0 | 0 | 0 | 0 | 0 | 1.1206 | 0.99164 | 0.91869 | 1.1206 | 0.99164 | 0.91869 | -0.057309 | -128.9403 | 122.7774 | -0.057309 | -128.9403 | 122.7774
Line17_5_19 | 0.14434 | 0.14434 | 0.14434 | 0.14434 | 0.14434 | 0.14434 | 0.033333 | 0.033333 | 0.033333 | 0.033333 | 0.033333 | 0.033333 | -0.0031546 | -0.0078441 | -0.001074 | 0.0033629 | 0.0080524 | 0.0012823 | -0.03722 | -0.03211 | -0.030604 | 0.037637 | 0.032527 | 0.031021 | 94.7872 | -25.2127 | -145.2128 | -85.2128 | 154.7873 | 34.7872 | 1.1206 | 0.99164 | 0.91869 | 1.1336 | 1.0053 | 0.93142 | -0.057309 | -128.9403 | 122.7774 | -0.31872 | -129.1173 | 122.4201
Line1_1_3 | 0.14434 | 0.14434 | 0.14434 | 0.14434 | 0.14434 | 0.14434 | 0.033333 | 0.033333 | 0.033333 | 0.033333 | 0.033333 | 0.033333 | -0.0029463 | -0.0076357 | -0.00086566 | 0.0031546 | 0.0078441 | 0.001074 | -0.036804 | -0.031694 | -0.030188 | 0.03722 | 0.03211 | 0.030604 | 94.7872 | -25.2127 | -145.2128 | -85.2128 | 154.7873 | 34.7872 | 1.1076 | 0.97802 | 0.906 | 1.1206 | 0.99164 | 0.91869 | 0.21023 | -128.7584 | 123.1447 | -0.057309 | -128.9403 | 122.7774
Line2_1_4 | 0.14434 | 0.14434 | 0.14434 | 0.14434 | 0.14434 | 0.14434 | 0.033333 | 0.033333 | 0.033333 | 0.033333 | 0.033333 | 0.033333 | -0.0029463 | -0.0076357 | -0.00086565 | 0.0031546 | 0.0078441 | 0.001074 | -0.036804 | -0.031694 | -0.030188 | 0.03722 | 0.03211 | 0.030604 | 94.7872 | -25.2127 | -145.2128 | -85.2128 | 154.7873 | 34.7872 | 1.1076 | 0.97802 | 0.906 | 1.1206 | 0.99164 | 0.91869 | 0.21023 | -128.7584 | 123.1447 | -0.057309 | -128.9403 | 122.7774
Line3_1_5 | 0.14434 | 0.14434 | 0.14434 | 0.14434 | 0.14434 | 0.14434 | 0.033333 | 0.033333 | 0.033333 | 0.033333 | 0.033333 | 0.033333 | -0.0029463 | -0.0076357 | -0.00086565 | 0.0031546 | 0.0078441 | 0.001074 | -0.036804 | -0.031694 | -0.030188 | 0.03722 | 0.03211 | 0.030604 | 94.7872 | -25.2127 | -145.2128 | -85.2128 | 154.7873 | 34.7872 | 1.1076 | 0.97802 | 0.906 | 1.1206 | 0.99164 | 0.91869 | 0.21023 | -128.7584 | 123.1447 | -0.057309 | -128.9403 | 122.7774
Line4_2_6 | 0.14434 | 1.9413 | 1.9383 | 0.14434 | 1.9413 | 1.9383 | 0.033333 | 0.44832 | 0.44763 | 0.033333 | 0.44832 | 0.44763 | -0.013315 | 0.35326 | -0.12941 | 0.013523 | -0.31557 | 0.16699 | -0.034934 | 0.12316 | 0.31988 | 0.03535 | -0.047787 | -0.24474 | 111.0022 | -155.681 | 20.0557 | -68.9978 | 24.319 | -159.9443 | 1.1216 | 0.83447 | 0.77087 | 1.1355 | 0.71192 | 0.66188 | 0.13841 | -136.4605 | 132.0826 | 0.068356 | -147.0701 | 144.3614
Line5_6_7 | 0.14434 | 1.9413 | 1.9383 | 0.14434 | 1.9413 | 1.9383 | 0.033333 | 0.44832 | 0.44763 | 0.033333 | 0.44832 | 0.44763 | -0.013523 | 0.31557 | -0.16699 | 0.013731 | -0.27789 | 0.20456 | -0.03535 | 0.047787 | 0.24474 | 0.035767 | 0.027586 | -0.1696 | 111.0022 | -155.681 | 20.0557 | -68.9978 | 24.319 | -159.9443 | 1.1355 | 0.71192 | 0.66188 | 1.1494 | 0.62289 | 0.59361 | 0.068356 | -147.0701 | 144.3614 | -5.371e-06 | -161.35 | 160.3935
Line6_7_8 | 0 | 2.0634 | 2.0634 | 0 | 2.0634 | 2.0634 | 0 | 0.47653 | 0.47653 | 0 | 0.47653 | 0.47653 | 1.2563e-09 | 0.29628 | -0.21113 | -1.2563e-09 | -0.2537 | 0.2537 | 1.0307e-15 | -0.017951 | 0.18826 | -1.1153e-15 | 0.10311 | -0.10311 | 0 | -157.8829 | 22.1171 | 0 | 22.1171 | -157.8829 | 1.1494 | 0.62289 | 0.59361 | 1.1494 | 0.57468 | 0.57468 | -5.371e-06 | -161.35 | 160.3935 | -5.3914e-06 | 180 | 180
Line7_8_9 | 0 | 0 | 0 | 0 | 0 | 0 | 0 | 0 | 0 | 0 | 0 | 0 | 4.1877e-10 | 1.0469e-10 | 1.0469e-10 | -4.1877e-10 | -1.0469e-10 | -1.0469e-10 | 3.0088e-16 | 1.9161e-09 | -1.9161e-09 | -5.135e-16 | -1.9161e-09 | 1.9161e-09 | 0 | 0 | 0 | 0 | 0 | 0 | 1.1494 | 0.57468 | 0.57468 | 1.1494 | 0.57468 | 0.57468 | -5.3914e-06 | 180 | 180 | -5.3982e-06 | 180 | 180
Line8_8_10 | 0 | 0 | 0 | 0 | 0 | 0 | 0 | 0 | 0 | 0 | 0 | 0 | 4.1877e-10 | 1.0469e-10 | 1.0469e-10 | -4.1877e-10 | -1.0469e-10 | -1.0469e-10 | 3.4341e-16 | 1.9161e-09 | -1.9161e-09 | -5.5604e-16 | -1.9161e-09 | 1.9161e-09 | 0 | 0 | 0 | 0 | 0 | 0 | 1.1494 | 0.57468 | 0.57468 | 1.1494 | 0.57468 | 0.57468 | -5.3914e-06 | 180 | 180 | -5.3982e-06 | 180 | 180
Line9_3_11 | 0.14434 | 0.14434 | 0.14434 | 0.14434 | 0.14434 | 0.14434 | 0.033333 | 0.033333 | 0.033333 | 0.033333 | 0.033333 | 0.033333 | -0.0031546 | -0.0078441 | -0.001074 | 0.0033629 | 0.0080524 | 0.0012823 | -0.03722 | -0.03211 | -0.030604 | 0.037637 | 0.032527 | 0.031021 | 94.7872 | -25.2127 | -145.2128 | -85.2128 | 154.7873 | 34.7872 | 1.1206 | 0.99164 | 0.91869 | 1.1336 | 1.0053 | 0.93142 | -0.057309 | -128.9403 | 122.7774 | -0.31872 | -129.1173 | 122.4201

## LL_max_10
name | pf_ikss_a_from_ka | pf_ikss_b_from_ka | pf_ikss_c_from_ka | pf_ikss_a_to_ka | pf_ikss_b_to_ka | pf_ikss_c_to_ka | pf_skss_a_from_mw | pf_skss_b_from_mw | pf_skss_c_from_mw | pf_skss_a_to_mw | pf_skss_b_to_mw | pf_skss_c_to_mw | pf_p_a_from_mw | pf_p_b_from_mw | pf_p_c_from_mw | pf_p_a_to_mw | pf_p_b_to_mw | pf_p_c_to_mw | pf_q_a_from_mvar | pf_q_b_from_mvar | pf_q_c_from_mvar | pf_q_a_to_mvar | pf_q_b_to_mvar | pf_q_c_to_mvar | pf_ikss_a_from_degree | pf_ikss_b_from_degree | pf_ikss_c_from_degree | pf_ikss_a_to_degree | pf_ikss_b_to_degree | pf_ikss_c_to_degree | pf_vm_a_from_pu | pf_vm_b_from_pu | pf_vm_c_from_pu | pf_vm_a_to_pu | pf_vm_b_to_pu | pf_vm_c_to_pu | pf_va_a_from_degree | pf_va_b_from_degree | pf_va_c_from_degree | pf_va_a_to_degree | pf_va_b_to_degree | pf_va_c_to_degree
Line0_1_2 | 0.14434 | 2.0158 | 2.0127 | 0.14434 | 2.0158 | 2.0127 | 0.033333 | 0.46552 | 0.46482 | 0.033333 | 0.46552 | 0.46482 | -0.013608 | 0.42362 | -0.10103 | 0.013817 | -0.38299 | 0.14154 | -0.036206 | 0.21421 | 0.42596 | 0.036623 | -0.13294 | -0.34494 | 110.8069 | -155.9277 | 19.9666 | -69.1931 | 24.0723 | -160.0334 | 1.1604 | 1.0197 | 0.94182 | 1.1743 | 0.87087 | 0.80214 | 0.2077 | -129.1039 | 123.3092 | 0.13682 | -136.785 | 132.2762
Line10_11_12 | 0.14434 | 0.14434 | 0.14434 | 0.14434 | 0.14434 | 0.14434 | 0.033333 | 0.033333 | 0.033333 | 0.033333 | 0.033333 | 0.033333 | -0.0035047 | -0.0085769 | -0.0012263 | 0.003713 | 0.0087853 | 0.0014346 | -0.039389 | -0.03383 | -0.032217 | 0.039806 | 0.034247 | 0.032634 | 94.7869 | -25.213 | -145.2131 | -85.2131 | 154.787 | 34.7869 | 1.1863 | 1.047 | 0.96721 | 1.1994 | 1.0607 | 0.97996 | -0.29769 | -129.4395 | 122.6071 | -0.54216 | -129.6008 | 122.2698
Line11_12_13 | 0.14434 | 0.14434 | 0.14434 | 0.14434 | 0.14434 | 0.14434 | 0.033333 | 0.033333 | 0.033333 | 0.033333 | 0.033333 | 0.033333 | -0.003713 | -0.0087853 | -0.0014346 | 0.0039214 | 0.0089936 | 0.0016429 | -0.039806 | -0.034247 | -0.032634 | 0.040223 | 0.034663 | 0.03305 | 94.7869 | -25.213 | -145.2131 | -85.2131 | 154.787 | 34.7869 | 1.1994 | 1.0607 | 0.97996 | 1.2124 | 1.0743 | 0.99274 | -0.54216 | -129.6008 | 122.2698 | -0.78139 | -129.7581 | 121.9411
Line12_13_15 | 0 | 0 | 0 | 0 | 0 | 0 | 0 | 0 | 0 | 0 | 0 | 0 | 1.5004e-09 | -1.1528e-10 | -1.1645e-09 | -1.5004e-09 | 1.1528e-10 | 1.1645e-09 | 2.0006e-10 | 2.2032e-09 | -4.0687e-10 | -2.0006e-10 | -2.2032e-09 | 4.0687e-10 | 0 | 0 | 0 | 0 | 0 | 0 | 1.2124 | 1.0743 | 0.99274 | 1.2124 | 1.0743 | 0.99274 | -0.78139 | -129.7581 | 121.9411 | -0.78139 | -129.7581 | 121.9411
Line13_13_14 | 0.14434 | 0.14434 | 0.14434 | 0.14434 | 0.14434 | 0.14434 | 0.033333 | 0.033333 | 0.033333 | 0.033333 | 0.033333 | 0.033333 | -0.0039214 | -0.0089936 | -0.0016429 | 0.0041297 | 0.0092019 | 0.0018513 | -0.040223 | -0.034663 | -0.03305 | 0.040639 | 0.03508 | 0.033467 | 94.7869 | -25.213 | -145.2131 | -85.2131 | 154.787 | 34.7869 | 1.2124 | 1.0743 | 0.99274 | 1.2255 | 1.088 | 1.0055 | -0.78139 | -129.7581 | 121.9411 | -1.0155 | -129.9113 | 121.6208
Line14_15_16 | 0 | 0 | 0 | 0 | 0 | 0 | 0 | 0 | 0 | 0 | 0 | 0 | 1.0003e-09 | -7.6855e-11 | -7.763e-10 | -1.0003e-09 | 7.6855e-11 | 7.763e-10 | 1.3337e-10 | 1.4688e-09 | -2.7125e-10 | -1.3337e-10 | -1.4688e-09 | 2.7125e-10 | 0 | 0 | 0 | 0 | 0 | 0 | 1.2124 | 1.0743 | 0.99274 | 1.2124 | 1.0743 | 0.99274 | -0.78139 | -129.7581 | 121.9411 | -0.78139 | -129.7581 | 121.9411
Line15_16_17 | 0 | 0 | 0 | 0 | 0 | 0 | 0 | 0 | 0 | 0 | 0 | 0 | 5.0013e-10 | -3.8427e-11 | -3.8815e-10 | -5.0013e-10 | 3.8427e-11 | 3.8815e-10 | 6.6687e-11 | 7.3441e-10 | -1.3562e-10 | -6.6687e-11 | -7.3441e-10 | 1.3562e-10 | 0 | 0 | 0 | 0 | 0 | 0 | 1.2124 | 1.0743 | 0.99274 | 1.2124 | 1.0743 | 0.99274 | -0.78139 | -129.7581 | 121.9411 | -0.78139 | -129.7581 | 121.9411
Line16_4_18 | 0 | 0 | 0 | 0 | 0 | 0 | 0 | 0 | 0 | 0 | 0 | 0 | 3.156e-10 | -1.9802e-10 | -5.0411e-10 | -3.156e-10 | 1.9802e-10 | 5.0411e-10 | 3.9473e-12 | 6.7168e-10 | -1.9836e-10 | -3.9474e-12 | -6.7167e-10 | 1.9836e-10 | 0 | 0 | 0 | 0 | 0 | 0 | 1.1734 | 1.0334 | 0.9545 | 1.1734 | 1.0334 | 0.9545 | -0.047792 | -129.2739 | 122.9535 | -0.047792 | -129.2739 | 122.9535
Line17_5_19 | 0.14434 | 0.14434 | 0.14434 | 0.14434 | 0.14434 | 0.14434 | 0.033333 | 0.033333 | 0.033333 | 0.033333 | 0.033333 | 0.033333 | -0.0032964 | -0.0083686 | -0.0010179 | 0.0035047 | 0.0085769 | 0.0012263 | -0.038973 | -0.033413 | -0.0318 | 0.039389 | 0.03383 | 0.032217 | 94.7869 | -25.213 | -145.2131 | -85.2131 | 154.787 | 34.7869 | 1.1734 | 1.0334 | 0.9545 | 1.1863 | 1.047 | 0.96721 | -0.047792 | -129.2739 | 122.9535 | -0.29769 | -129.4395 | 122.6071
Line1_1_3 | 0.14434 | 0.14434 | 0.14434 | 0.14434 | 0.14434 | 0.14434 | 0.033333 | 0.033333 | 0.033333 | 0.033333 | 0.033333 | 0.033333 | -0.003088 | -0.0081603 | -0.0008096 | 0.0032964 | 0.0083686 | 0.0010179 | -0.038556 | -0.032997 | -0.031384 | 0.038973 | 0.033413 | 0.0318 | 94.7869 | -25.213 | -145.2131 | -85.2131 | 154.787 | 34.7869 | 1.1604 | 1.0197 | 0.94182 | 1.1734 | 1.0334 | 0.9545 | 0.2077 | -129.1039 | 123.3092 | -0.047792 | -129.2739 | 122.9535
Line2_1_4 | 0.14434 | 0.14434 | 0.14434 | 0.14434 | 0.14434 | 0.14434 | 0.033333 | 0.033333 | 0.033333 | 0.033333 | 0.033333 | 0.033333 | -0.003088 | -0.0081603 | -0.0008096 | 0.0032964 | 0.0083686 | 0.0010179 | -0.038556 | -0.032997 | -0.031384 | 0.038973 | 0.033413 | 0.0318 | 94.7869 | -25.213 | -145.2131 | -85.2131 | 154.787 | 34.7869 | 1.1604 | 1.0197 | 0.94182 | 1.1734 | 1.0334 | 0.9545 | 0.2077 | -129.1039 | 123.3092 | -0.047792 | -129.2739 | 122.9535
Line3_1_5 | 0.14434 | 0.14434 | 0.14434 | 0.14434 | 0.14434 | 0.14434 | 0.033333 | 0.033333 | 0.033333 | 0.033333 | 0.033333 | 0.033333 | -0.003088 | -0.0081603 | -0.0008096 | 0.0032964 | 0.0083686 | 0.0010179 | -0.038556 | -0.032997 | -0.031384 | 0.038973 | 0.033413 | 0.0318 | 94.7869 | -25.213 | -145.2131 | -85.2131 | 154.787 | 34.7869 | 1.1604 | 1.0197 | 0.94182 | 1.1734 | 1.0334 | 0.9545 | 0.2077 | -129.1039 | 123.3092 | -0.047792 | -129.2739 | 122.9535
Line4_2_6 | 0.14434 | 2.0158 | 2.0127 | 0.14434 | 2.0158 | 2.0127 | 0.033333 | 0.46552 | 0.46482 | 0.033333 | 0.46552 | 0.46482 | -0.013817 | 0.38299 | -0.14154 | 0.014025 | -0.34236 | 0.18205 | -0.036623 | 0.13294 | 0.34494 | 0.03704 | -0.051675 | -0.26392 | 110.8069 | -155.9277 | 19.9666 | -69.1931 | 24.0723 | -160.0334 | 1.1743 | 0.87087 | 0.80214 | 1.1882 | 0.74376 | 0.68977 | 0.13682 | -136.785 | 132.2762 | 0.067608 | -147.3443 | 144.564
Line5_6_7 | 0.14434 | 2.0158 | 2.0127 | 0.14434 | 2.0158 | 2.0127 | 0.033333 | 0.46552 | 0.46482 | 0.033333 | 0.46552 | 0.46482 | -0.014025 | 0.34236 | -0.18205 | 0.014233 | -0.30172 | 0.22256 | -0.03704 | 0.051675 | 0.26392 | 0.037456 | 0.029591 | -0.1829 | 110.8069 | -155.9277 | 19.9666 | -69.1931 | 24.0723 | -160.0334 | 1.1882 | 0.74376 | 0.68977 | 1.2021 | 0.65125 | 0.61975 | 0.067608 | -147.3443 | 144.564 | -5.5903e-06 | -161.529 | 160.5532
Line6_7_8 | 0 | 2.1379 | 2.1379 | 0 | 2.1379 | 2.1379 | 0 | 0.49373 | 0.49373 | 0 | 0.49373 | 0.49373 | 1.35e-09 | 0.32095 | -0.22954 | -1.35e-09 | -0.27524 | 0.27524 | 1.0249e-15 | -0.019512 | 0.20234 | -1.1134e-15 | 0.11093 | -0.11093 | 0 | -158.0499 | 21.9501 | 0 | 21.9501 | -158.0499 | 1.2021 | 0.65125 | 0.61975 | 1.2021 | 0.60105 | 0.60105 | -5.5903e-06 | -161.529 | 160.5532 | -5.6103e-06 | 180 | 180
Line7_8_9 | 0 | 0 | 0 | 0 | 0 | 0 | 0 | 0 | 0 | 0 | 0 | 0 | 4.4998e-10 | 1.125e-10 | 1.125e-10 | -4.4998e-10 | -1.125e-10 | -1.125e-10 | 3.5631e-16 | 2.0994e-09 | -2.0994e-09 | -4.4523e-16 | -2.0994e-09 | 2.0994e-09 | 0 | 0 | 0 | 0 | 0 | 0 | 1.2021 | 0.60105 | 0.60105 | 1.2021 | 0.60105 | 0.60105 | -5.6103e-06 | 180 | 180 | -5.617e-06 | 180 | 180
Line8_8_10 | 0 | 0 | 0 | 0 | 0 | 0 | 0 | 0 | 0 | 0 | 0 | 0 | 4.4998e-10 | 1.125e-10 | 1.125e-10 | -4.4998e-10 | -1.125e-10 | -1.125e-10 | 4.008e-16 | 2.0994e-09 | -2.0994e-09 | -4.8972e-16 | -2.0994e-09 | 2.0994e-09 | 0 | 0 | 0 | 0 | 0 | 0 | 1.2021 | 0.60105 | 0.60105 | 1.2021 | 0.60105 | 0.60105 | -5.6103e-06 | 180 | 180 | -5.617e-06 | 180 | 180
Line9_3_11 | 0.14434 | 0.14434 | 0.14434 | 0.14434 | 0.14434 | 0.14434 | 0.033333 | 0.033333 | 0.033333 | 0.033333 | 0.033333 | 0.033333 | -0.0032964 | -0.0083686 | -0.0010179 | 0.0035047 | 0.0085769 | 0.0012263 | -0.038973 | -0.033413 | -0.0318 | 0.039389 | 0.03383 | 0.032217 | 94.7869 | -25.213 | -145.2131 | -85.2131 | 154.787 | 34.7869 | 1.1734 | 1.0334 | 0.9545 | 1.1863 | 1.047 | 0.96721 | -0.047792 | -129.2739 | 122.9535 | -0.29769 | -129.4395 | 122.6071

## LL_max_fault_6
name | pf_ikss_a_from_ka | pf_ikss_b_from_ka | pf_ikss_c_from_ka | pf_ikss_a_to_ka | pf_ikss_b_to_ka | pf_ikss_c_to_ka | pf_skss_a_from_mw | pf_skss_b_from_mw | pf_skss_c_from_mw | pf_skss_a_to_mw | pf_skss_b_to_mw | pf_skss_c_to_mw | pf_p_a_from_mw | pf_p_b_from_mw | pf_p_c_from_mw | pf_p_a_to_mw | pf_p_b_to_mw | pf_p_c_to_mw | pf_q_a_from_mvar | pf_q_b_from_mvar | pf_q_c_from_mvar | pf_q_a_to_mvar | pf_q_b_to_mvar | pf_q_c_to_mvar | pf_ikss_a_from_degree | pf_ikss_b_from_degree | pf_ikss_c_from_degree | pf_ikss_a_to_degree | pf_ikss_b_to_degree | pf_ikss_c_to_degree | pf_vm_a_from_pu | pf_vm_b_from_pu | pf_vm_c_from_pu | pf_vm_a_to_pu | pf_vm_b_to_pu | pf_vm_c_to_pu | pf_va_a_from_degree | pf_va_b_from_degree | pf_va_c_from_degree | pf_va_a_to_degree | pf_va_b_to_degree | pf_va_c_to_degree
Line0_1_2 | 0.14434 | 0.11802 | 0.081918 | 0.14434 | 0.11802 | 0.081918 | 0.033333 | 0.027256 | 0.018918 | 0.033333 | 0.027256 | 0.018918 | -0.013106 | 0.0022704 | -0.0091326 | 0.013315 | -0.0021311 | 0.0091997 | -0.034517 | -0.030044 | -0.018728 | 0.034934 | 0.030322 | 0.018862 | 111.0023 | -34.4203 | -123.8471 | -68.9977 | 145.5797 | 56.1529 | 1.1076 | 1.1054 | 1.1014 | 1.1216 | 1.1152 | 1.1093 | 0.21023 | -120.0987 | 120.1566 | 0.13842 | -120.4001 | 120.1525
Line10_11_12 | 0.14434 | 0.14434 | 0.14434 | 0.14434 | 0.14434 | 0.14434 | 0.033333 | 0.033333 | 0.033333 | 0.033333 | 0.033333 | 0.033333 | -0.003363 | -0.003555 | -0.0033805 | 0.0035713 | 0.0037633 | 0.0035888 | -0.037637 | -0.037547 | -0.037425 | 0.038054 | 0.037963 | 0.037842 | 94.7872 | -25.2128 | -145.2128 | -85.2128 | 154.7872 | 34.7872 | 1.1336 | 1.1314 | 1.1273 | 1.1466 | 1.1445 | 1.1404 | -0.31871 | -120.6216 | 119.6259 | -0.57419 | -120.8741 | 119.3696
Line11_12_13 | 0.14434 | 0.14434 | 0.14434 | 0.14434 | 0.14434 | 0.14434 | 0.033333 | 0.033333 | 0.033333 | 0.033333 | 0.033333 | 0.033333 | -0.0035713 | -0.0037633 | -0.0035888 | 0.0037796 | 0.0039717 | 0.0037972 | -0.038054 | -0.037963 | -0.037842 | 0.03847 | 0.03838 | 0.038259 | 94.7872 | -25.2128 | -145.2128 | -85.2128 | 154.7872 | 34.7872 | 1.1466 | 1.1445 | 1.1404 | 1.1597 | 1.1575 | 1.1534 | -0.57419 | -120.8741 | 119.3696 | -0.82393 | -121.1209 | 119.1192
Line12_13_15 | 0 | 0 | 0 | 0 | 0 | 0 | 0 | 0 | 0 | 0 | 0 | 0 | 1.4004e-09 | 1.3719e-09 | 1.3135e-09 | -1.4004e-09 | -1.3719e-09 | -1.3135e-09 | 1.9261e-10 | 2.6154e-10 | 2.0479e-10 | -1.9261e-10 | -2.6154e-10 | -2.0479e-10 | 0 | 0 | 0 | 0 | 0 | 0 | 1.1597 | 1.1575 | 1.1534 | 1.1597 | 1.1575 | 1.1534 | -0.82393 | -121.1209 | 119.1192 | -0.82393 | -121.1209 | 119.1192
Line13_13_14 | 0.14434 | 0.14434 | 0.14434 | 0.14434 | 0.14434 | 0.14434 | 0.033333 | 0.033333 | 0.033333 | 0.033333 | 0.033333 | 0.033333 | -0.0037796 | -0.0039717 | -0.0037972 | 0.003988 | 0.00418 | 0.0040055 | -0.03847 | -0.03838 | -0.038259 | 0.038887 | 0.038797 | 0.038675 | 94.7872 | -25.2128 | -145.2128 | -85.2128 | 154.7872 | 34.7872 | 1.1597 | 1.1575 | 1.1534 | 1.1727 | 1.1706 | 1.1665 | -0.82393 | -121.1209 | 119.1192 | -1.0681 | -121.3622 | 118.8743
Line14_15_16 | 0 | 0 | 0 | 0 | 0 | 0 | 0 | 0 | 0 | 0 | 0 | 0 | 9.3358e-10 | 9.1461e-10 | 8.7567e-10 | -9.3358e-10 | -9.1461e-10 | -8.7567e-10 | 1.284e-10 | 1.7436e-10 | 1.3653e-10 | -1.284e-10 | -1.7436e-10 | -1.3653e-10 | 0 | 0 | 0 | 0 | 0 | 0 | 1.1597 | 1.1575 | 1.1534 | 1.1597 | 1.1575 | 1.1534 | -0.82393 | -121.1209 | 119.1192 | -0.82393 | -121.1209 | 119.1192
Line15_16_17 | 0 | 0 | 0 | 0 | 0 | 0 | 0 | 0 | 0 | 0 | 0 | 0 | 4.6679e-10 | 4.573e-10 | 4.3783e-10 | -4.6679e-10 | -4.573e-10 | -4.3783e-10 | 6.4202e-11 | 8.718e-11 | 6.8263e-11 | -6.4202e-11 | -8.718e-11 | -6.8263e-11 | 0 | 0 | 0 | 0 | 0 | 0 | 1.1597 | 1.1575 | 1.1534 | 1.1597 | 1.1575 | 1.1534 | -0.82393 | -121.1209 | 119.1192 | -0.82393 | -121.1209 | 119.1192
Line16_4_18 | 0 | 0 | 0 | 0 | 0 | 0 | 0 | 0 | 0 | 0 | 0 | 0 | 2.9016e-10 | 2.8063e-10 | 2.6288e-10 | -2.9016e-10 | -2.8063e-10 | -2.6288e-10 | 4.3149e-12 | 2.7293e-11 | 8.3762e-12 | -4.315e-12 | -2.7294e-11 | -8.3762e-12 | 0 | 0 | 0 | 0 | 0 | 0 | 1.1206 | 1.1184 | 1.1143 | 1.1206 | 1.1184 | 1.1143 | -0.057306 | -120.3632 | 119.8881 | -0.057306 | -120.3632 | 119.8881
Line17_5_19 | 0.14434 | 0.14434 | 0.14434 | 0.14434 | 0.14434 | 0.14434 | 0.033333 | 0.033333 | 0.033333 | 0.033333 | 0.033333 | 0.033333 | -0.0031546 | -0.0033467 | -0.0031722 | 0.003363 | 0.003555 | 0.0033805 | -0.03722 | -0.03713 | -0.037009 | 0.037637 | 0.037547 | 0.037425 | 94.7872 | -25.2128 | -145.2128 | -85.2128 | 154.7872 | 34.7872 | 1.1206 | 1.1184 | 1.1143 | 1.1336 | 1.1314 | 1.1273 | -0.057306 | -120.3632 | 119.8881 | -0.31871 | -120.6216 | 119.6259
Line1_1_3 | 0.14434 | 0.14434 | 0.14434 | 0.14434 | 0.14434 | 0.14434 | 0.033333 | 0.033333 | 0.033333 | 0.033333 | 0.033333 | 0.033333 | -0.0029463 | -0.0031383 | -0.0029638 | 0.0031546 | 0.0033467 | 0.0031722 | -0.036804 | -0.036713 | -0.036592 | 0.03722 | 0.03713 | 0.037009 | 94.7872 | -25.2128 | -145.2128 | -85.2128 | 154.7872 | 34.7872 | 1.1076 | 1.1054 | 1.1014 | 1.1206 | 1.1184 | 1.1143 | 0.21023 | -120.0987 | 120.1566 | -0.057306 | -120.3632 | 119.8881
Line2_1_4 | 0.14434 | 0.14434 | 0.14434 | 0.14434 | 0.14434 | 0.14434 | 0.033333 | 0.033333 | 0.033333 | 0.033333 | 0.033333 | 0.033333 | -0.0029463 | -0.0031383 | -0.0029639 | 0.0031546 | 0.0033467 | 0.0031722 | -0.036804 | -0.036713 | -0.036592 | 0.03722 | 0.03713 | 0.037009 | 94.7872 | -25.2128 | -145.2128 | -85.2128 | 154.7872 | 34.7872 | 1.1076 | 1.1054 | 1.1014 | 1.1206 | 1.1184 | 1.1143 | 0.21023 | -120.0987 | 120.1566 | -0.057306 | -120.3632 | 119.8881
Line3_1_5 | 0.14434 | 0.14434 | 0.14434 | 0.14434 | 0.14434 | 0.14434 | 0.033333 | 0.033333 | 0.033333 | 0.033333 | 0.033333 | 0.033333 | -0.0029463 | -0.0031383 | -0.0029639 | 0.0031546 | 0.0033467 | 0.0031722 | -0.036804 | -0.036713 | -0.036592 | 0.03722 | 0.03713 | 0.037009 | 94.7872 | -25.2128 | -145.2128 | -85.2128 | 154.7872 | 34.7872 | 1.1076 | 1.1054 | 1.1014 | 1.1206 | 1.1184 | 1.1143 | 0.21023 | -120.0987 | 120.1566 | -0.057306 | -120.3632 | 119.8881
Line4_2_6 | 0.14434 | 0.11802 | 0.081918 | 0.14434 | 0.11802 | 0.081918 | 0.033333 | 0.027256 | 0.018918 | 0.033333 | 0.027256 | 0.018918 | -0.013315 | 0.0021311 | -0.0091997 | 0.013523 | -0.0019918 | 0.0092668 | -0.034934 | -0.030322 | -0.018862 | 0.03535 | 0.030601 | 0.018996 | 111.0023 | -34.4203 | -123.8471 | -68.9977 | 145.5797 | 56.1529 | 1.1216 | 1.1152 | 1.1093 | 1.1355 | 1.1251 | 1.1172 | 0.13842 | -120.4001 | 120.1525 | 0.06836 | -120.6962 | 120.1485
Line5_6_7 | 0.14434 | 0.11802 | 0.081918 | 0.14434 | 0.11802 | 0.081918 | 0.033333 | 0.027256 | 0.018918 | 0.033333 | 0.027256 | 0.018918 | -0.013523 | 0.0019918 | -0.0092668 | 0.013731 | -0.0018525 | 0.0093339 | -0.03535 | -0.030601 | -0.018996 | 0.035767 | 0.030879 | 0.01913 | 111.0023 | -34.4203 | -123.8471 | -68.9977 | 145.5797 | 56.1529 | 1.1355 | 1.1251 | 1.1172 | 1.1494 | 1.135 | 1.1252 | 0.06836 | -120.6962 | 120.1485 | -2.3846e-07 | -120.9872 | 120.1445
Line6_7_8 | 0 | 0.063179 | 0.063179 | 0 | 0.063179 | 0.063179 | 0 | 0.014591 | 0.014591 | 0 | 0.014591 | 0.014591 | 1.2563e-09 | 0.016018 | 0.0040197 | -1.2563e-09 | -0.015978 | -0.0039798 | 9.0475e-17 | 0.0042008 | 0.015917 | -2.07e-16 | -0.004121 | -0.015837 | 0 | -135.6822 | 44.3178 | 0 | 44.3178 | -135.6822 | 1.1494 | 1.135 | 1.1252 | 1.1494 | 1.1309 | 1.1192 | -2.3846e-07 | -120.9872 | 120.1445 | -2.5889e-07 | -121.2201 | 120.2117
Line7_8_9 | 0 | 0 | 0 | 0 | 0 | 0 | 0 | 0 | 0 | 0 | 0 | 0 | 4.1877e-10 | 3.3665e-10 | 2.8392e-10 | -4.1877e-10 | -3.3665e-10 | -2.8392e-10 | 8.7416e-18 | 9.2715e-11 | -1.5923e-11 | -6.1861e-17 | -9.2715e-11 | 1.5923e-11 | 0 | 0 | 0 | 0 | 0 | 0 | 1.1494 | 1.1309 | 1.1192 | 1.1494 | 1.1309 | 1.1192 | -2.5889e-07 | -121.2201 | 120.2117 | -2.657e-07 | -121.2201 | 120.2117
Line8_8_10 | 0 | 0 | 0 | 0 | 0 | 0 | 0 | 0 | 0 | 0 | 0 | 0 | 4.1877e-10 | 3.3665e-10 | 2.8392e-10 | -4.1877e-10 | -3.3665e-10 | -2.8392e-10 | -4.4427e-17 | 9.2715e-11 | -1.5923e-11 | -8.6918e-18 | -9.2715e-11 | 1.5923e-11 | 0 | 0 | 0 | 0 | 0 | 0 | 1.1494 | 1.1309 | 1.1192 | 1.1494 | 1.1309 | 1.1192 | -2.5889e-07 | -121.2201 | 120.2117 | -2.657e-07 | -121.2201 | 120.2117
Line9_3_11 | 0.14434 | 0.14434 | 0.14434 | 0.14434 | 0.14434 | 0.14434 | 0.033333 | 0.033333 | 0.033333 | 0.033333 | 0.033333 | 0.033333 | -0.0031546 | -0.0033467 | -0.0031722 | 0.003363 | 0.003555 | 0.0033805 | -0.03722 | -0.03713 | -0.037009 | 0.037637 | 0.037547 | 0.037425 | 94.7872 | -25.2128 | -145.2128 | -85.2128 | 154.7872 | 34.7872 | 1.1206 | 1.1184 | 1.1143 | 1.1336 | 1.1314 | 1.1273 | -0.057306 | -120.3632 | 119.8881 | -0.31871 | -120.6216 | 119.6259

## LL_max_fault_10
name | pf_ikss_a_from_ka | pf_ikss_b_from_ka | pf_ikss_c_from_ka | pf_ikss_a_to_ka | pf_ikss_b_to_ka | pf_ikss_c_to_ka | pf_skss_a_from_mw | pf_skss_b_from_mw | pf_skss_c_from_mw | pf_skss_a_to_mw | pf_skss_b_to_mw | pf_skss_c_to_mw | pf_p_a_from_mw | pf_p_b_from_mw | pf_p_c_from_mw | pf_p_a_to_mw | pf_p_b_to_mw | pf_p_c_to_mw | pf_q_a_from_mvar | pf_q_b_from_mvar | pf_q_c_from_mvar | pf_q_a_to_mvar | pf_q_b_to_mvar | pf_q_c_to_mvar | pf_ikss_a_from_degree | pf_ikss_b_from_degree | pf_ikss_c_from_degree | pf_ikss_a_to_degree | pf_ikss_b_to_degree | pf_ikss_c_to_degree | pf_vm_a_from_pu | pf_vm_b_from_pu | pf_vm_c_from_pu | pf_vm_a_to_pu | pf_vm_b_to_pu | pf_vm_c_to_pu | pf_va_a_from_degree | pf_va_b_from_degree | pf_va_c_from_degree | pf_va_a_to_degree | pf_va_b_to_degree | pf_va_c_to_degree
Line0_1_2 | 0.14434 | 0.1177 | 0.079055 | 0.14434 | 0.1177 | 0.079055 | 0.033333 | 0.027182 | 0.018257 | 0.033333 | 0.027182 | 0.018257 | -0.013609 | 0.0032337 | -0.0092594 | 0.013817 | -0.0030952 | 0.0093219 | -0.036206 | -0.031309 | -0.018915 | 0.036623 | 0.031586 | 0.01904 | 110.8069 | -36.0121 | -123.7647 | -69.1931 | 143.9879 | 56.2353 | 1.1604 | 1.1579 | 1.1535 | 1.1743 | 1.1676 | 1.1612 | 0.2077 | -120.1152 | 120.1516 | 0.13683 | -120.4154 | 120.1485
Line10_11_12 | 0.14434 | 0.14434 | 0.14434 | 0.14434 | 0.14434 | 0.14434 | 0.033333 | 0.033333 | 0.033333 | 0.033333 | 0.033333 | 0.033333 | -0.0035047 | -0.003715 | -0.0035239 | 0.0037131 | 0.0039234 | 0.0037322 | -0.039389 | -0.03929 | -0.039158 | 0.039806 | 0.039707 | 0.039574 | 94.7869 | -25.2131 | -145.2131 | -85.2131 | 154.7869 | 34.7869 | 1.1863 | 1.184 | 1.1795 | 1.1994 | 1.197 | 1.1925 | -0.29768 | -120.6146 | 119.6445 | -0.54216 | -120.8561 | 119.3993
Line11_12_13 | 0.14434 | 0.14434 | 0.14434 | 0.14434 | 0.14434 | 0.14434 | 0.033333 | 0.033333 | 0.033333 | 0.033333 | 0.033333 | 0.033333 | -0.0037131 | -0.0039234 | -0.0037322 | 0.0039214 | 0.0041317 | 0.0039406 | -0.039806 | -0.039707 | -0.039574 | 0.040223 | 0.040123 | 0.039991 | 94.7869 | -25.2131 | -145.2131 | -85.2131 | 154.7869 | 34.7869 | 1.1994 | 1.197 | 1.1925 | 1.2124 | 1.2101 | 1.2055 | -0.54216 | -120.8561 | 119.3993 | -0.78138 | -121.0924 | 119.1593
Line12_13_15 | 0 | 0 | 0 | 0 | 0 | 0 | 0 | 0 | 0 | 0 | 0 | 0 | 1.5004e-09 | 1.4677e-09 | 1.4011e-09 | -1.5004e-09 | -1.4677e-09 | -1.4011e-09 | 2.0006e-10 | 2.7914e-10 | 2.1402e-10 | -2.0006e-10 | -2.7914e-10 | -2.1402e-10 | 0 | 0 | 0 | 0 | 0 | 0 | 1.2124 | 1.2101 | 1.2055 | 1.2124 | 1.2101 | 1.2055 | -0.78138 | -121.0924 | 119.1593 | -0.78138 | -121.0924 | 119.1593
Line13_13_14 | 0.14434 | 0.14434 | 0.14434 | 0.14434 | 0.14434 | 0.14434 | 0.033333 | 0.033333 | 0.033333 | 0.033333 | 0.033333 | 0.033333 | -0.0039214 | -0.0041317 | -0.0039406 | 0.0041297 | 0.00434 | 0.0041489 | -0.040223 | -0.040123 | -0.039991 | 0.040639 | 0.04054 | 0.040408 | 94.7869 | -25.2131 | -145.2131 | -85.2131 | 154.7869 | 34.7869 | 1.2124 | 1.2101 | 1.2055 | 1.2255 | 1.2232 | 1.2186 | -0.78138 | -121.0924 | 119.1593 | -1.0155 | -121.3236 | 118.9245
Line14_15_16 | 0 | 0 | 0 | 0 | 0 | 0 | 0 | 0 | 0 | 0 | 0 | 0 | 1.0003e-09 | 9.7849e-10 | 9.3407e-10 | -1.0003e-09 | -9.7849e-10 | -9.3407e-10 | 1.3337e-10 | 1.8609e-10 | 1.4268e-10 | -1.3337e-10 | -1.8609e-10 | -1.4268e-10 | 0 | 0 | 0 | 0 | 0 | 0 | 1.2124 | 1.2101 | 1.2055 | 1.2124 | 1.2101 | 1.2055 | -0.78138 | -121.0924 | 119.1593 | -0.78138 | -121.0924 | 119.1593
Line15_16_17 | 0 | 0 | 0 | 0 | 0 | 0 | 0 | 0 | 0 | 0 | 0 | 0 | 5.0013e-10 | 4.8925e-10 | 4.6703e-10 | -5.0013e-10 | -4.8925e-10 | -4.6703e-10 | 6.6686e-11 | 9.3045e-11 | 7.134e-11 | -6.6686e-11 | -9.3045e-11 | -7.134e-11 | 0 | 0 | 0 | 0 | 0 | 0 | 1.2124 | 1.2101 | 1.2055 | 1.2124 | 1.2101 | 1.2055 | -0.78138 | -121.0924 | 119.1593 | -0.78138 | -121.0924 | 119.1593
Line16_4_18 | 0 | 0 | 0 | 0 | 0 | 0 | 0 | 0 | 0 | 0 | 0 | 0 | 3.156e-10 | 3.0466e-10 | 2.8433e-10 | -3.156e-10 | -3.0466e-10 | -2.8433e-10 | 3.9471e-12 | 3.0306e-11 | 8.6009e-12 | -3.9471e-12 | -3.0306e-11 | -8.6009e-12 | 0 | 0 | 0 | 0 | 0 | 0 | 1.1734 | 1.1709 | 1.1665 | 1.1734 | 1.1709 | 1.1665 | -0.047788 | -120.3677 | 119.8953 | -0.047788 | -120.3677 | 119.8953
Line17_5_19 | 0.14434 | 0.14434 | 0.14434 | 0.14434 | 0.14434 | 0.14434 | 0.033333 | 0.033333 | 0.033333 | 0.033333 | 0.033333 | 0.033333 | -0.0032964 | -0.0035067 | -0.0033156 | 0.0035047 | 0.003715 | 0.0035239 | -0.038973 | -0.038873 | -0.038741 | 0.039389 | 0.03929 | 0.039158 | 94.7869 | -25.2131 | -145.2131 | -85.2131 | 154.7869 | 34.7869 | 1.1734 | 1.1709 | 1.1665 | 1.1863 | 1.184 | 1.1795 | -0.047788 | -120.3677 | 119.8953 | -0.29768 | -120.6146 | 119.6445
Line1_1_3 | 0.14434 | 0.14434 | 0.14434 | 0.14434 | 0.14434 | 0.14434 | 0.033333 | 0.033333 | 0.033333 | 0.033333 | 0.033333 | 0.033333 | -0.0030881 | -0.0032984 | -0.0031072 | 0.0032964 | 0.0035067 | 0.0033156 | -0.038556 | -0.038457 | -0.038324 | 0.038973 | 0.038873 | 0.038741 | 94.7869 | -25.2131 | -145.2131 | -85.2131 | 154.7869 | 34.7869 | 1.1604 | 1.1579 | 1.1535 | 1.1734 | 1.1709 | 1.1665 | 0.2077 | -120.1152 | 120.1516 | -0.047788 | -120.3677 | 119.8953
Line2_1_4 | 0.14434 | 0.14434 | 0.14434 | 0.14434 | 0.14434 | 0.14434 | 0.033333 | 0.033333 | 0.033333 | 0.033333 | 0.033333 | 0.033333 | -0.0030881 | -0.0032984 | -0.0031072 | 0.0032964 | 0.0035067 | 0.0033156 | -0.038556 | -0.038457 | -0.038324 | 0.038973 | 0.038873 | 0.038741 | 94.7869 | -25.2131 | -145.2131 | -85.2131 | 154.7869 | 34.7869 | 1.1604 | 1.1579 | 1.1535 | 1.1734 | 1.1709 | 1.1665 | 0.2077 | -120.1152 | 120.1516 | -0.047788 | -120.3677 | 119.8953
Line3_1_5 | 0.14434 | 0.14434 | 0.14434 | 0.14434 | 0.14434 | 0.14434 | 0.033333 | 0.033333 | 0.033333 | 0.033333 | 0.033333 | 0.033333 | -0.0030881 | -0.0032984 | -0.0031072 | 0.0032964 | 0.0035067 | 0.0033156 | -0.038556 | -0.038457 | -0.038324 | 0.038973 | 0.038873 | 0.038741 | 94.7869 | -25.2131 | -145.2131 | -85.2131 | 154.7869 | 34.7869 | 1.1604 | 1.1579 | 1.1535 | 1.1734 | 1.1709 | 1.1665 | 0.2077 | -120.1152 | 120.1516 | -0.047788 | -120.3677 | 119.8953
Line4_2_6 | 0.14434 | 0.1177 | 0.079055 | 0.14434 | 0.1177 | 0.079055 | 0.033333 | 0.027182 | 0.018257 | 0.033333 | 0.027182 | 0.018257 | -0.013817 | 0.0030952 | -0.0093219 | 0.014025 | -0.0029566 | 0.0093844 | -0.036623 | -0.031586 | -0.01904 | 0.03704 | 0.031863 | 0.019164 | 110.8069 | -36.0121 | -123.7647 | -69.1931 | 143.9879 | 56.2353 | 1.1743 | 1.1676 | 1.1612 | 1.1882 | 1.1772 | 1.1688 | 0.13683 | -120.4154 | 120.1485 | 0.067613 | -120.7107 | 120.1453
Line5_6_7 | 0.14434 | 0.1177 | 0.079055 | 0.14434 | 0.1177 | 0.079055 | 0.033333 | 0.027182 | 0.018257 | 0.033333 | 0.027182 | 0.018257 | -0.014025 | 0.0029566 | -0.0093844 | 0.014234 | -0.0028181 | 0.0094469 | -0.03704 | -0.031863 | -0.019164 | 0.037456 | 0.03214 | 0.019289 | 110.8069 | -36.0121 | -123.7647 | -69.1931 | 143.9879 | 56.2353 | 1.1882 | 1.1772 | 1.1688 | 1.2021 | 1.1869 | 1.1765 | 0.067613 | -120.7107 | 120.1453 | -2.5026e-07 | -121.0011 | 120.1422
Line6_7_8 | 0 | 0.066062 | 0.066062 | 0 | 0.066062 | 0.066062 | 0 | 0.015256 | 0.015256 | 0 | 0.015256 | 0.015256 | 1.35e-09 | 0.017516 | 0.0043922 | -1.35e-09 | -0.017472 | -0.0043485 | -3.9261e-17 | 0.0045927 | 0.017403 | -1.5874e-17 | -0.0045054 | -0.017316 | 0 | -135.6932 | 44.3068 | 0 | 44.3068 | -135.6932 | 1.2021 | 1.1869 | 1.1765 | 1.2021 | 1.1827 | 1.1702 | -2.5026e-07 | -121.0011 | 120.1422 | -2.7033e-07 | -121.2341 | 120.2095
Line7_8_9 | 0 | 0 | 0 | 0 | 0 | 0 | 0 | 0 | 0 | 0 | 0 | 0 | 4.4998e-10 | 3.5983e-10 | 3.0132e-10 | -4.4998e-10 | -3.5983e-10 | -3.0132e-10 | -2.4366e-17 | 1.0274e-10 | -1.7257e-11 | -2.0067e-17 | -1.0274e-10 | 1.7257e-11 | 0 | 0 | 0 | 0 | 0 | 0 | 1.2021 | 1.1827 | 1.1702 | 1.2021 | 1.1827 | 1.1702 | -2.7033e-07 | -121.2341 | 120.2095 | -2.7702e-07 | -121.2341 | 120.2095
Line8_8_10 | 0 | 0 | 0 | 0 | 0 | 0 | 0 | 0 | 0 | 0 | 0 | 0 | 4.4998e-10 | 3.5983e-10 | 3.0132e-10 | -4.4998e-10 | -3.5983e-10 | -3.0132e-10 | -1.3558e-16 | 1.0274e-10 | -1.7257e-11 | 9.1148e-17 | -1.0274e-10 | 1.7257e-11 | 0 | 0 | 0 | 0 | 0 | 0 | 1.2021 | 1.1827 | 1.1702 | 1.2021 | 1.1827 | 1.1702 | -2.7033e-07 | -121.2341 | 120.2095 | -2.7702e-07 | -121.2341 | 120.2095
Line9_3_11 | 0.14434 | 0.14434 | 0.14434 | 0.14434 | 0.14434 | 0.14434 | 0.033333 | 0.033333 | 0.033333 | 0.033333 | 0.033333 | 0.033333 | -0.0032964 | -0.0035067 | -0.0033156 | 0.0035047 | 0.003715 | 0.0035239 | -0.038973 | -0.038873 | -0.038741 | 0.039389 | 0.03929 | 0.039158 | 94.7869 | -25.2131 | -145.2131 | -85.2131 | 154.7869 | 34.7869 | 1.1734 | 1.1709 | 1.1665 | 1.1863 | 1.184 | 1.1795 | -0.047788 | -120.3677 | 119.8953 | -0.29768 | -120.6146 | 119.6445

## LL_min_6
name | pf_ikss_a_from_ka | pf_ikss_b_from_ka | pf_ikss_c_from_ka | pf_ikss_a_to_ka | pf_ikss_b_to_ka | pf_ikss_c_to_ka | pf_skss_a_from_mw | pf_skss_b_from_mw | pf_skss_c_from_mw | pf_skss_a_to_mw | pf_skss_b_to_mw | pf_skss_c_to_mw | pf_p_a_from_mw | pf_p_b_from_mw | pf_p_c_from_mw | pf_p_a_to_mw | pf_p_b_to_mw | pf_p_c_to_mw | pf_q_a_from_mvar | pf_q_b_from_mvar | pf_q_c_from_mvar | pf_q_a_to_mvar | pf_q_b_to_mvar | pf_q_c_to_mvar | pf_ikss_a_from_degree | pf_ikss_b_from_degree | pf_ikss_c_from_degree | pf_ikss_a_to_degree | pf_ikss_b_to_degree | pf_ikss_c_to_degree | pf_vm_a_from_pu | pf_vm_b_from_pu | pf_vm_c_from_pu | pf_vm_a_to_pu | pf_vm_b_to_pu | pf_vm_c_to_pu | pf_va_a_from_degree | pf_va_b_from_degree | pf_va_c_from_degree | pf_va_a_to_degree | pf_va_b_to_degree | pf_va_c_to_degree
Line0_1_2 | 0 | 1.455 | 1.455 | 0 | 1.455 | 1.455 | 0 | 0.33601 | 0.33601 | 0 | 0.33601 | 0.33601 | 3.5157e-17 | 0.28984 | 0.03533 | -3.5157e-17 | -0.24919 | 0.005316 | 2.2852e-16 | 0.073022 | 0.26569 | -2.2852e-16 | -0.030682 | -0.22336 | 0 | -142.8727 | 37.1273 | 0 | 37.1273 | -142.8727 | 0.95 | 0.88953 | 0.79769 | 0.95 | 0.74721 | 0.66491 | 9.8733e-14 | -128.7319 | 119.553 | 1.0482e-13 | -135.8534 | 128.4907
Line10_11_12 | 0 | 0 | 0 | 0 | 0 | 0 | 0 | 0 | 0 | 0 | 0 | 0 | 4.3946e-18 | -9.6789e-10 | -2.6725e-09 | 4.3946e-18 | 9.6789e-10 | 2.6725e-09 | 7.0314e-17 | 2.8224e-09 | 1.3007e-10 | -5.2736e-17 | -2.8224e-09 | -1.3007e-10 | 0 | 0 | 0 | 0 | 0 | 0 | 0.95 | 0.88953 | 0.79769 | 0.95 | 0.88953 | 0.79769 | 1.0309e-13 | -128.7319 | 119.553 | 1.0535e-13 | -128.7319 | 119.553
Line11_12_13 | 0 | 0 | 0 | 0 | 0 | 0 | 0 | 0 | 0 | 0 | 0 | 0 | -4.3946e-18 | -8.0657e-10 | -2.2271e-09 | 1.3184e-17 | 8.0657e-10 | 2.2271e-09 | 8.7893e-17 | 2.352e-09 | 1.0839e-10 | -8.7893e-17 | -2.352e-09 | -1.0839e-10 | 0 | 0 | 0 | 0 | 0 | 0 | 0.95 | 0.88953 | 0.79769 | 0.95 | 0.88953 | 0.79769 | 1.0535e-13 | -128.7319 | 119.553 | 1.0744e-13 | -128.7319 | 119.553
Line12_13_15 | 0 | 0 | 0 | 0 | 0 | 0 | 0 | 0 | 0 | 0 | 0 | 0 | 1.3184e-17 | -4.8394e-10 | -1.3362e-09 | 4.3946e-18 | 4.8394e-10 | 1.3362e-09 | 2.4722e-32 | 1.4112e-09 | 6.5035e-11 | 8.316e-33 | -1.4112e-09 | -6.5035e-11 | 0 | 0 | 0 | 0 | 0 | 0 | 0.95 | 0.88953 | 0.79769 | 0.95 | 0.88953 | 0.79769 | 1.0744e-13 | -128.7319 | 119.553 | 1.0842e-13 | -128.7319 | 119.553
Line13_13_14 | 0 | 0 | 0 | 0 | 0 | 0 | 0 | 0 | 0 | 0 | 0 | 0 | -3.2963e-32 | -1.6131e-10 | -4.4541e-10 | 8.7893e-18 | 1.6131e-10 | 4.4541e-10 | 1.7579e-17 | 4.7039e-10 | 2.1678e-11 | -3.5157e-17 | -4.7039e-10 | -2.1678e-11 | 0 | 0 | 0 | 0 | 0 | 0 | 0.95 | 0.88953 | 0.79769 | 0.95 | 0.88953 | 0.79769 | 1.0744e-13 | -128.7319 | 119.553 | 1.0737e-13 | -128.7319 | 119.553
Line14_15_16 | 0 | 0 | 0 | 0 | 0 | 0 | 0 | 0 | 0 | 0 | 0 | 0 | -1.7579e-17 | -3.2263e-10 | -8.9083e-10 | 2.6368e-17 | 3.2263e-10 | 8.9083e-10 | 3.5157e-17 | 9.4079e-10 | 4.3357e-11 | -3.5157e-17 | -9.4079e-10 | -4.3357e-11 | 0 | 0 | 0 | 0 | 0 | 0 | 0.95 | 0.88953 | 0.79769 | 0.95 | 0.88953 | 0.79769 | 1.0842e-13 | -128.7319 | 119.553 | 1.0923e-13 | -128.7319 | 119.553
Line15_16_17 | 0 | 0 | 0 | 0 | 0 | 0 | 0 | 0 | 0 | 0 | 0 | 0 | -8.7893e-18 | -1.6131e-10 | -4.4541e-10 | 8.7893e-18 | 1.6131e-10 | 4.4541e-10 | 1.7579e-17 | 4.7039e-10 | 2.1678e-11 | -3.5157e-17 | -4.7039e-10 | -2.1678e-11 | 0 | 0 | 0 | 0 | 0 | 0 | 0.95 | 0.88953 | 0.79769 | 0.95 | 0.88953 | 0.79769 | 1.0923e-13 | -128.7319 | 119.553 | 1.0946e-13 | -128.7319 | 119.553
Line16_4_18 | 0 | 0 | 0 | 0 | 0 | 0 | 0 | 0 | 0 | 0 | 0 | 0 | -1.3184e-17 | -1.6131e-10 | -4.4541e-10 | 1.3184e-17 | 1.6131e-10 | 4.4541e-10 | 1.7579e-17 | 4.7039e-10 | 2.1678e-11 | -3.5157e-17 | -4.7039e-10 | -2.1678e-11 | 0 | 0 | 0 | 0 | 0 | 0 | 0.95 | 0.88953 | 0.79769 | 0.95 | 0.88953 | 0.79769 | 9.9465e-14 | -128.7319 | 119.553 | 9.9701e-14 | -128.7319 | 119.553
Line17_5_19 | 0 | 0 | 0 | 0 | 0 | 0 | 0 | 0 | 0 | 0 | 0 | 0 | -1.3184e-17 | -1.6131e-10 | -4.4541e-10 | 1.3184e-17 | 1.6131e-10 | 4.4541e-10 | 1.7579e-17 | 4.7039e-10 | 2.1678e-11 | -3.5157e-17 | -4.7039e-10 | -2.1678e-11 | 0 | 0 | 0 | 0 | 0 | 0 | 0.95 | 0.88953 | 0.79769 | 0.95 | 0.88953 | 0.79769 | 9.9465e-14 | -128.7319 | 119.553 | 9.9701e-14 | -128.7319 | 119.553
Line1_1_3 | 0 | 0 | 0 | 0 | 0 | 0 | 0 | 0 | 0 | 0 | 0 | 0 | 3.0762e-17 | -1.2905e-09 | -3.5633e-09 | -2.1973e-17 | 1.2905e-09 | 3.5633e-09 | 7.0314e-17 | 3.7632e-09 | 1.7343e-10 | -8.7893e-17 | -3.7632e-09 | -1.7343e-10 | 0 | 0 | 0 | 0 | 0 | 0 | 0.95 | 0.88953 | 0.79769 | 0.95 | 0.88953 | 0.79769 | 9.8733e-14 | -128.7319 | 119.553 | 1.0083e-13 | -128.7319 | 119.553
Line2_1_4 | 0 | 0 | 0 | 0 | 0 | 0 | 0 | 0 | 0 | 0 | 0 | 0 | 4.3946e-18 | -3.2263e-10 | -8.9083e-10 | 4.3946e-18 | 3.2263e-10 | 8.9083e-10 | 1.7579e-17 | 9.4079e-10 | 4.3357e-11 | -5.2736e-17 | -9.4079e-10 | -4.3357e-11 | 0 | 0 | 0 | 0 | 0 | 0 | 0.95 | 0.88953 | 0.79769 | 0.95 | 0.88953 | 0.79769 | 9.8733e-14 | -128.7319 | 119.553 | 9.9465e-14 | -128.7319 | 119.553
Line3_1_5 | 0 | 0 | 0 | 0 | 0 | 0 | 0 | 0 | 0 | 0 | 0 | 0 | 4.3946e-18 | -3.2263e-10 | -8.9083e-10 | 4.3946e-18 | 3.2263e-10 | 8.9083e-10 | 1.7579e-17 | 9.4079e-10 | 4.3357e-11 | -5.2736e-17 | -9.4079e-10 | -4.3357e-11 | 0 | 0 | 0 | 0 | 0 | 0 | 0.95 | 0.88953 | 0.79769 | 0.95 | 0.88953 | 0.79769 | 9.8733e-14 | -128.7319 | 119.553 | 9.9465e-14 | -128.7319 | 119.553
Line4_2_6 | 0 | 1.455 | 1.455 | 0 | 1.455 | 1.455 | 0 | 0.33601 | 0.33601 | 0 | 0.33601 | 0.33601 | -1.0547e-16 | 0.24919 | -0.005316 | 7.0314e-17 | -0.20855 | 0.045962 | 2.8126e-16 | 0.030682 | 0.22336 | -2.8126e-16 | 0.011658 | -0.18102 | 0 | -142.8727 | 37.1273 | 0 | 37.1273 | -142.8727 | 0.95 | 0.74721 | 0.66491 | 0.95 | 0.62161 | 0.55581 | 1.0482e-13 | -135.8534 | 128.4907 | 1.113e-13 | -146.0722 | 141.3743
Line5_6_7 | 0 | 1.455 | 1.455 | 0 | 1.455 | 1.455 | 0 | 0.33601 | 0.33601 | 0 | 0.33601 | 0.33601 | -4.0975e-31 | 0.20855 | -0.045962 | 3.5851e-31 | -0.1679 | 0.086608 | 2.1094e-16 | -0.011658 | 0.18102 | -1.7579e-16 | 0.053997 | -0.13868 | 0 | -142.8727 | 37.1273 | 0 | 37.1273 | -142.8727 | 0.95 | 0.62161 | 0.55581 | 0.95 | 0.52489 | 0.48658 | 1.113e-13 | -146.0722 | 141.3743 | 1.1685e-13 | -160.7007 | 159.1134
Line6_7_8 | 0 | 1.455 | 1.455 | 0 | 1.455 | 1.455 | 0 | 0.33601 | 0.33601 | 0 | 0.33601 | 0.33601 | -7.0314e-17 | 0.1679 | -0.086608 | 7.0314e-17 | -0.12725 | 0.12725 | 3.5157e-16 | -0.053997 | 0.13868 | -3.5157e-16 | 0.096337 | -0.096337 | 0 | -142.8727 | 37.1273 | 0 | 37.1273 | -142.8727 | 0.95 | 0.52489 | 0.48658 | 0.95 | 0.475 | 0.475 | 1.1685e-13 | -160.7007 | 159.1134 | 1.2193e-13 | -180 | 180
Line7_8_9 | 0 | 0 | 0 | 0 | 0 | 0 | 0 | 0 | 0 | 0 | 0 | 0 | 7.0314e-17 | 3.5157e-17 | -1.4063e-16 | 0 | -1.022e-16 | 3.2761e-18 | 1.4964e-31 | 1.4329e-09 | -1.4329e-09 | 0 | -1.4329e-09 | 1.4329e-09 | 0 | 0 | 0 | 0 | 0 | 0 | 0.95 | 0.475 | 0.475 | 0.95 | 0.475 | 0.475 | 1.2193e-13 | -180 | 180 | 1.2084e-13 | -180 | 180
Line8_8_10 | 0 | 0 | 0 | 0 | 0 | 0 | 0 | 0 | 0 | 0 | 0 | 0 | 1.4063e-16 | -2.461e-16 | -1.4063e-16 | 0 | 1.439e-16 | 1.439e-16 | 2.9927e-31 | 1.4329e-09 | -1.4329e-09 | 0 | -1.4329e-09 | 1.4329e-09 | 0 | 0 | 0 | 0 | 0 | 0 | 0.95 | 0.475 | 0.475 | 0.95 | 0.475 | 0.475 | 1.2193e-13 | -180 | 180 | 1.23e-13 | -180 | 180
Line9_3_11 | 0 | 0 | 0 | 0 | 0 | 0 | 0 | 0 | 0 | 0 | 0 | 0 | 3.5157e-17 | -1.1292e-09 | -3.1179e-09 | -1.7579e-17 | 1.1292e-09 | 3.1179e-09 | 7.0314e-17 | 3.2928e-09 | 1.5175e-10 | -5.2736e-17 | -3.2928e-09 | -1.5175e-10 | 0 | 0 | 0 | 0 | 0 | 0 | 0.95 | 0.88953 | 0.79769 | 0.95 | 0.88953 | 0.79769 | 1.0083e-13 | -128.7319 | 119.553 | 1.0309e-13 | -128.7319 | 119.553

## LL_min_10
name | pf_ikss_a_from_ka | pf_ikss_b_from_ka | pf_ikss_c_from_ka | pf_ikss_a_to_ka | pf_ikss_b_to_ka | pf_ikss_c_to_ka | pf_skss_a_from_mw | pf_skss_b_from_mw | pf_skss_c_from_mw | pf_skss_a_to_mw | pf_skss_b_to_mw | pf_skss_c_to_mw | pf_p_a_from_mw | pf_p_b_from_mw | pf_p_c_from_mw | pf_p_a_to_mw | pf_p_b_to_mw | pf_p_c_to_mw | pf_q_a_from_mvar | pf_q_b_from_mvar | pf_q_c_from_mvar | pf_q_a_to_mvar | pf_q_b_to_mvar | pf_q_c_to_mvar | pf_ikss_a_from_degree | pf_ikss_b_from_degree | pf_ikss_c_from_degree | pf_ikss_a_to_degree | pf_ikss_b_to_degree | pf_ikss_c_to_degree | pf_vm_a_from_pu | pf_vm_b_from_pu | pf_vm_c_from_pu | pf_vm_a_to_pu | pf_vm_b_to_pu | pf_vm_c_to_pu | pf_va_a_from_degree | pf_va_b_from_degree | pf_va_c_from_degree | pf_va_a_to_degree | pf_va_b_to_degree | pf_va_c_to_degree
Line0_1_2 | 0 | 1.3784 | 1.3784 | 0 | 1.3784 | 1.3784 | 0 | 0.31833 | 0.31833 | 0 | 0.31833 | 0.31833 | 1.6653e-17 | 0.26013 | 0.031709 | 3.6671e-31 | -0.22365 | 0.0047711 | 2.3315e-16 | 0.065537 | 0.23846 | -1.9984e-16 | -0.027537 | -0.20046 | 0 | -142.8727 | 37.1273 | 0 | 37.1273 | -142.8727 | 0.9 | 0.84271 | 0.7557 | 0.9 | 0.70788 | 0.62991 | 9.892e-14 | -128.7319 | 119.553 | 1.0514e-13 | -135.8534 | 128.4907
Line10_11_12 | 0 | 0 | 0 | 0 | 0 | 0 | 0 | 0 | 0 | 0 | 0 | 0 | 4.1633e-18 | -8.6869e-10 | -2.3986e-09 | 4.1633e-18 | 8.6869e-10 | 2.3986e-09 | 6.6613e-17 | 2.5331e-09 | 1.1674e-10 | -8.3267e-17 | -2.5331e-09 | -1.1674e-10 | 0 | 0 | 0 | 0 | 0 | 0 | 0.9 | 0.84271 | 0.7557 | 0.9 | 0.84271 | 0.7557 | 1.0327e-13 | -128.7319 | 119.553 | 1.0554e-13 | -128.7319 | 119.553
Line11_12_13 | 0 | 0 | 0 | 0 | 0 | 0 | 0 | 0 | 0 | 0 | 0 | 0 | -1.6653e-17 | -7.2391e-10 | -1.9988e-09 | 1.6653e-17 | 7.2391e-10 | 1.9988e-09 | 6.6613e-17 | 2.1109e-09 | 9.7283e-11 | -8.3267e-17 | -2.1109e-09 | -9.7283e-11 | 0 | 0 | 0 | 0 | 0 | 0 | 0.9 | 0.84271 | 0.7557 | 0.9 | 0.84271 | 0.7557 | 1.0554e-13 | -128.7319 | 119.553 | 1.0763e-13 | -128.7319 | 119.553
Line12_13_15 | 0 | 0 | 0 | 0 | 0 | 0 | 0 | 0 | 0 | 0 | 0 | 0 | -8.3267e-18 | -4.3434e-10 | -1.1993e-09 | -3.1568e-32 | 4.3434e-10 | 1.1993e-09 | -1.6653e-17 | 1.2665e-09 | 5.837e-11 | 1.6653e-17 | -1.2665e-09 | -5.837e-11 | 0 | 0 | 0 | 0 | 0 | 0 | 0.9 | 0.84271 | 0.7557 | 0.9 | 0.84271 | 0.7557 | 1.0763e-13 | -128.7319 | 119.553 | 1.0861e-13 | -128.7319 | 119.553
Line13_13_14 | 0 | 0 | 0 | 0 | 0 | 0 | 0 | 0 | 0 | 0 | 0 | 0 | 3.1282e-32 | -1.4478e-10 | -3.9976e-10 | -8.3267e-18 | 1.4478e-10 | 3.9976e-10 | -1.6653e-17 | 4.2218e-10 | 1.9457e-11 | 1.6653e-17 | -4.2218e-10 | -1.9457e-11 | 0 | 0 | 0 | 0 | 0 | 0 | 0.9 | 0.84271 | 0.7557 | 0.9 | 0.84271 | 0.7557 | 1.0763e-13 | -128.7319 | 119.553 | 1.0756e-13 | -128.7319 | 119.553
Line14_15_16 | 0 | 0 | 0 | 0 | 0 | 0 | 0 | 0 | 0 | 0 | 0 | 0 | -1.249e-17 | -2.8956e-10 | -7.9952e-10 | 1.249e-17 | 2.8956e-10 | 7.9952e-10 | 3.3307e-17 | 8.4436e-10 | 3.8913e-11 | -3.3307e-17 | -8.4436e-10 | -3.8913e-11 | 0 | 0 | 0 | 0 | 0 | 0 | 0.9 | 0.84271 | 0.7557 | 0.9 | 0.84271 | 0.7557 | 1.0861e-13 | -128.7319 | 119.553 | 1.0941e-13 | -128.7319 | 119.553
Line15_16_17 | 0 | 0 | 0 | 0 | 0 | 0 | 0 | 0 | 0 | 0 | 0 | 0 | -2.0817e-17 | -1.4478e-10 | -3.9976e-10 | 1.249e-17 | 1.4478e-10 | 3.9976e-10 | -3.9752e-32 | 4.2218e-10 | 1.9457e-11 | 2.3903e-32 | -4.2218e-10 | -1.9457e-11 | 0 | 0 | 0 | 0 | 0 | 0 | 0.9 | 0.84271 | 0.7557 | 0.9 | 0.84271 | 0.7557 | 1.0941e-13 | -128.7319 | 119.553 | 1.0965e-13 | -128.7319 | 119.553
Line16_4_18 | 0 | 0 | 0 | 0 | 0 | 0 | 0 | 0 | 0 | 0 | 0 | 0 | -1.6653e-17 | -1.4478e-10 | -3.9976e-10 | 1.6653e-17 | 1.4478e-10 | 3.9976e-10 | -2.8964e-32 | 4.2218e-10 | 1.9457e-11 | -1.6653e-17 | -4.2218e-10 | -1.9457e-11 | 0 | 0 | 0 | 0 | 0 | 0 | 0.9 | 0.84271 | 0.7557 | 0.9 | 0.84271 | 0.7557 | 9.9652e-14 | -128.7319 | 119.553 | 9.9888e-14 | -128.7319 | 119.553
Line17_5_19 | 0 | 0 | 0 | 0 | 0 | 0 | 0 | 0 | 0 | 0 | 0 | 0 | -1.6653e-17 | -1.4478e-10 | -3.9976e-10 | 1.6653e-17 | 1.4478e-10 | 3.9976e-10 | -2.8964e-32 | 4.2218e-10 | 1.9457e-11 | -1.6653e-17 | -4.2218e-10 | -1.9457e-11 | 0 | 0 | 0 | 0 | 0 | 0 | 0.9 | 0.84271 | 0.7557 | 0.9 | 0.84271 | 0.7557 | 9.9652e-14 | -128.7319 | 119.553 | 9.9888e-14 | -128.7319 | 119.553
Line1_1_3 | 0 | 0 | 0 | 0 | 0 | 0 | 0 | 0 | 0 | 0 | 0 | 0 | 4.1633e-18 | -1.1582e-09 | -3.1981e-09 | -4.1633e-18 | 1.1582e-09 | 3.1981e-09 | 6.6613e-17 | 3.3775e-09 | 1.5565e-10 | -3.3307e-17 | -3.3775e-09 | -1.5565e-10 | 0 | 0 | 0 | 0 | 0 | 0 | 0.9 | 0.84271 | 0.7557 | 0.9 | 0.84271 | 0.7557 | 9.892e-14 | -128.7319 | 119.553 | 1.0101e-13 | -128.7319 | 119.553
Line2_1_4 | 0 | 0 | 0 | 0 | 0 | 0 | 0 | 0 | 0 | 0 | 0 | 0 | -3.3307e-17 | -2.8956e-10 | -7.9952e-10 | 3.3307e-17 | 2.8956e-10 | 7.9952e-10 | 1.6653e-17 | 8.4436e-10 | 3.8913e-11 | 5.7929e-32 | -8.4436e-10 | -3.8913e-11 | 0 | 0 | 0 | 0 | 0 | 0 | 0.9 | 0.84271 | 0.7557 | 0.9 | 0.84271 | 0.7557 | 9.892e-14 | -128.7319 | 119.553 | 9.9652e-14 | -128.7319 | 119.553
Line3_1_5 | 0 | 0 | 0 | 0 | 0 | 0 | 0 | 0 | 0 | 0 | 0 | 0 | -3.3307e-17 | -2.8956e-10 | -7.9952e-10 | 3.3307e-17 | 2.8956e-10 | 7.9952e-10 | 1.6653e-17 | 8.4436e-10 | 3.8913e-11 | 5.7929e-32 | -8.4436e-10 | -3.8913e-11 | 0 | 0 | 0 | 0 | 0 | 0 | 0.9 | 0.84271 | 0.7557 | 0.9 | 0.84271 | 0.7557 | 9.892e-14 | -128.7319 | 119.553 | 9.9652e-14 | -128.7319 | 119.553
Line4_2_6 | 0 | 1.3784 | 1.3784 | 0 | 1.3784 | 1.3784 | 0 | 0.31833 | 0.31833 | 0 | 0.31833 | 0.31833 | -4.2783e-31 | 0.22365 | -0.0047711 | 3.3307e-17 | -0.18717 | 0.041251 | 2.3315e-16 | 0.027537 | 0.20046 | -2.3315e-16 | 0.010463 | -0.16246 | 0 | -142.8727 | 37.1273 | 0 | 37.1273 | -142.8727 | 0.9 | 0.70788 | 0.62991 | 0.9 | 0.5889 | 0.52656 | 1.0514e-13 | -135.8534 | 128.4907 | 1.1173e-13 | -146.0722 | 141.3743
Line5_6_7 | 0 | 1.3784 | 1.3784 | 0 | 1.3784 | 1.3784 | 0 | 0.31833 | 0.31833 | 0 | 0.31833 | 0.31833 | -9.992e-17 | 0.18717 | -0.041251 | 1.3323e-16 | -0.15069 | 0.077731 | 1.9984e-16 | -0.010463 | 0.16246 | -2.3315e-16 | 0.048463 | -0.12446 | 0 | -142.8727 | 37.1273 | 0 | 37.1273 | -142.8727 | 0.9 | 0.5889 | 0.52656 | 0.9 | 0.49726 | 0.46097 | 1.1173e-13 | -146.0722 | 141.3743 | 1.1743e-13 | -160.7007 | 159.1134
Line6_7_8 | 0 | 1.3784 | 1.3784 | 0 | 1.3784 | 1.3784 | 0 | 0.31833 | 0.31833 | 0 | 0.31833 | 0.31833 | -2.7305e-31 | 0.15069 | -0.077731 | 2.8518e-31 | -0.11421 | 0.11421 | 1.3323e-16 | -0.048463 | 0.12446 | -1.3323e-16 | 0.086463 | -0.086463 | 0 | -142.8727 | 37.1273 | 0 | 37.1273 | -142.8727 | 0.9 | 0.49726 | 0.46097 | 0.9 | 0.45 | 0.45 | 1.1743e-13 | -160.7007 | 159.1134 | 1.2264e-13 | -180 | 180
Line7_8_9 | 0 | 0 | 0 | 0 | 0 | 0 | 0 | 0 | 0 | 0 | 0 | 0 | -6.6613e-17 | 6.6613e-17 | 2.6645e-16 | 1.4133e-31 | -9.698e-17 | 2.9403e-18 | 6.6613e-17 | 1.286e-09 | -1.286e-09 | -6.6613e-17 | -1.286e-09 | 1.286e-09 | 0 | 0 | 0 | 0 | 0 | 0 | 0.9 | 0.45 | 0.45 | 0.9 | 0.45 | 0.45 | 1.2264e-13 | -180 | 180 | 1.2156e-13 | -180 | 180
Line8_8_10 | 0 | 0 | 0 | 0 | 0 | 0 | 0 | 0 | 0 | 0 | 0 | 0 | 6.6613e-17 | -1.3323e-16 | -4.7911e-23 | -6.6613e-17 | 6.9554e-17 | 1.3617e-16 | 1.4259e-31 | 1.286e-09 | -1.286e-09 | -1.439e-31 | -1.286e-09 | 1.286e-09 | 0 | 0 | 0 | 0 | 0 | 0 | 0.9 | 0.45 | 0.45 | 0.9 | 0.45 | 0.45 | 1.2264e-13 | -180 | 180 | 1.2377e-13 | -180 | 180
Line9_3_11 | 0 | 0 | 0 | 0 | 0 | 0 | 0 | 0 | 0 | 0 | 0 | 0 | 1.6653e-17 | -1.0135e-09 | -2.7983e-09 | -1.6653e-17 | 1.0135e-09 | 2.7983e-09 | 4.996e-17 | 2.9553e-09 | 1.362e-10 | -4.996e-17 | -2.9553e-09 | -1.362e-10 | 0 | 0 | 0 | 0 | 0 | 0 | 0.9 | 0.84271 | 0.7557 | 0.9 | 0.84271 | 0.7557 | 1.0101e-13 | -128.7319 | 119.553 | 1.0327e-13 | -128.7319 | 119.553

## LL_min_fault_6
name | pf_ikss_a_from_ka | pf_ikss_b_from_ka | pf_ikss_c_from_ka | pf_ikss_a_to_ka | pf_ikss_b_to_ka | pf_ikss_c_to_ka | pf_skss_a_from_mw | pf_skss_b_from_mw | pf_skss_c_from_mw | pf_skss_a_to_mw | pf_skss_b_to_mw | pf_skss_c_to_mw | pf_p_a_from_mw | pf_p_b_from_mw | pf_p_c_from_mw | pf_p_a_to_mw | pf_p_b_to_mw | pf_p_c_to_mw | pf_q_a_from_mvar | pf_q_b_from_mvar | pf_q_c_from_mvar | pf_q_a_to_mvar | pf_q_b_to_mvar | pf_q_c_to_mvar | pf_ikss_a_from_degree | pf_ikss_b_from_degree | pf_ikss_c_from_degree | pf_ikss_a_to_degree | pf_ikss_b_to_degree | pf_ikss_c_to_degree | pf_vm_a_from_pu | pf_vm_b_from_pu | pf_vm_c_from_pu | pf_vm_a_to_pu | pf_vm_b_to_pu | pf_vm_c_to_pu | pf_va_a_from_degree | pf_va_b_from_degree | pf_va_c_from_degree | pf_va_a_to_degree | pf_va_b_to_degree | pf_va_c_to_degree
Line0_1_2 | 0 | 0.051843 | 0.051843 | 0 | 0.051843 | 0.051843 | 0 | 0.011973 | 0.011973 | 0 | 0.011973 | 0.011973 | 1.648e-18 | 0.010966 | 0.0028847 | -1.648e-18 | -0.010915 | -0.0028331 | 1.0987e-17 | 0.0029326 | 0.010936 | -9.8879e-18 | -0.0028788 | -0.010882 | 0 | -135.2796 | 44.7204 | 0 | 44.7204 | -135.2796 | 0.95 | 0.94815 | 0.94465 | 0.95 | 0.94283 | 0.93921 | 3.1095e-15 | -120.3084 | 119.9432 | 3.335e-15 | -120.5043 | 120.1275
Line10_11_12 | 0 | 0 | 0 | 0 | 0 | 0 | 0 | 0 | 0 | 0 | 0 | 0 | 7.5533e-19 | -3.8309e-11 | -1.1119e-10 | -4.8066e-19 | 3.8309e-11 | 1.1119e-10 | 2.1973e-18 | 1.0665e-10 | 1.9584e-11 | -2.7466e-18 | -1.0665e-10 | -1.9584e-11 | 0 | 0 | 0 | 0 | 0 | 0 | 0.95 | 0.94815 | 0.94465 | 0.95 | 0.94815 | 0.94465 | 3.25e-15 | -120.3084 | 119.9432 | 3.324e-15 | -120.3084 | 119.9432
Line11_12_13 | 0 | 0 | 0 | 0 | 0 | 0 | 0 | 0 | 0 | 0 | 0 | 0 | -4.8066e-19 | -3.1925e-11 | -9.2658e-11 | 4.8066e-19 | 3.1925e-11 | 9.2658e-11 | 2.7466e-18 | 8.8872e-11 | 1.632e-11 | -3.8453e-18 | -8.8872e-11 | -1.632e-11 | 0 | 0 | 0 | 0 | 0 | 0 | 0.95 | 0.94815 | 0.94465 | 0.95 | 0.94815 | 0.94465 | 3.324e-15 | -120.3084 | 119.9432 | 3.3943e-15 | -120.3084 | 119.9432
Line12_13_15 | 0 | 0 | 0 | 0 | 0 | 0 | 0 | 0 | 0 | 0 | 0 | 0 | -3.4333e-19 | -1.9155e-11 | -5.5595e-11 | 6.8666e-20 | 1.9155e-11 | 5.5595e-11 | 1.0987e-18 | 5.3323e-11 | 9.7921e-12 | -1.0987e-18 | -5.3323e-11 | -9.7921e-12 | 0 | 0 | 0 | 0 | 0 | 0 | 0.95 | 0.94815 | 0.94465 | 0.95 | 0.94815 | 0.94465 | 3.3943e-15 | -120.3084 | 119.9432 | 3.4309e-15 | -120.3084 | 119.9432
Line13_13_14 | 0 | 0 | 0 | 0 | 0 | 0 | 0 | 0 | 0 | 0 | 0 | 0 | 4.8066e-19 | -6.3849e-12 | -1.8532e-11 | -7.5533e-19 | 6.3849e-12 | 1.8532e-11 | 2.8476e-35 | 1.7774e-11 | 3.264e-12 | -4.4733e-35 | -1.7774e-11 | -3.264e-12 | 0 | 0 | 0 | 0 | 0 | 0 | 0.95 | 0.94815 | 0.94465 | 0.95 | 0.94815 | 0.94465 | 3.3943e-15 | -120.3084 | 119.9432 | 3.3932e-15 | -120.3084 | 119.9432
Line14_15_16 | 0 | 0 | 0 | 0 | 0 | 0 | 0 | 0 | 0 | 0 | 0 | 0 | -1.03e-18 | -1.277e-11 | -3.7063e-11 | 1.03e-18 | 1.277e-11 | 3.7063e-11 | 5.4933e-19 | 3.5549e-11 | 6.5281e-12 | 6.2256e-35 | -3.5549e-11 | -6.5281e-12 | 0 | 0 | 0 | 0 | 0 | 0 | 0.95 | 0.94815 | 0.94465 | 0.95 | 0.94815 | 0.94465 | 3.4309e-15 | -120.3084 | 119.9432 | 3.4632e-15 | -120.3084 | 119.9432
Line15_16_17 | 0 | 0 | 0 | 0 | 0 | 0 | 0 | 0 | 0 | 0 | 0 | 0 | -2.06e-19 | -6.3849e-12 | -1.8532e-11 | 2.06e-19 | 6.3849e-12 | 1.8532e-11 | 5.4933e-19 | 1.7774e-11 | 3.264e-12 | 1.2495e-35 | -1.7774e-11 | -3.264e-12 | 0 | 0 | 0 | 0 | 0 | 0 | 0.95 | 0.94815 | 0.94465 | 0.95 | 0.94815 | 0.94465 | 3.4632e-15 | -120.3084 | 119.9432 | 3.4752e-15 | -120.3084 | 119.9432
Line16_4_18 | 0 | 0 | 0 | 0 | 0 | 0 | 0 | 0 | 0 | 0 | 0 | 0 | -5.4933e-19 | -6.3849e-12 | -1.8532e-11 | 2.7466e-19 | 6.3849e-12 | 1.8532e-11 | 1.648e-18 | 1.7775e-11 | 3.264e-12 | -1.0987e-18 | -1.7774e-11 | -3.264e-12 | 0 | 0 | 0 | 0 | 0 | 0 | 0.95 | 0.94815 | 0.94465 | 0.95 | 0.94815 | 0.94465 | 3.1395e-15 | -120.3084 | 119.9432 | 3.1515e-15 | -120.3084 | 119.9432
Line17_5_19 | 0 | 0 | 0 | 0 | 0 | 0 | 0 | 0 | 0 | 0 | 0 | 0 | -5.4933e-19 | -6.3849e-12 | -1.8532e-11 | 2.7466e-19 | 6.3849e-12 | 1.8532e-11 | 1.648e-18 | 1.7775e-11 | 3.264e-12 | -1.0987e-18 | -1.7774e-11 | -3.264e-12 | 0 | 0 | 0 | 0 | 0 | 0 | 0.95 | 0.94815 | 0.94465 | 0.95 | 0.94815 | 0.94465 | 3.1395e-15 | -120.3084 | 119.9432 | 3.1515e-15 | -120.3084 | 119.9432
Line1_1_3 | 0 | 0 | 0 | 0 | 0 | 0 | 0 | 0 | 0 | 0 | 0 | 0 | 1.3733e-18 | -5.1079e-11 | -1.4825e-10 | -1.3733e-18 | 5.1079e-11 | 1.4825e-10 | 3.8453e-18 | 1.422e-10 | 2.6112e-11 | -3.296e-18 | -1.422e-10 | -2.6112e-11 | 0 | 0 | 0 | 0 | 0 | 0 | 0.95 | 0.94815 | 0.94465 | 0.95 | 0.94815 | 0.94465 | 3.1095e-15 | -120.3084 | 119.9432 | 3.1773e-15 | -120.3084 | 119.9432
Line2_1_4 | 0 | 0 | 0 | 0 | 0 | 0 | 0 | 0 | 0 | 0 | 0 | 0 | -7.5533e-19 | -1.277e-11 | -3.7063e-11 | 7.5533e-19 | 1.277e-11 | 3.7063e-11 | 1.648e-18 | 3.5549e-11 | 6.5281e-12 | -1.0987e-18 | -3.5549e-11 | -6.5281e-12 | 0 | 0 | 0 | 0 | 0 | 0 | 0.95 | 0.94815 | 0.94465 | 0.95 | 0.94815 | 0.94465 | 3.1095e-15 | -120.3084 | 119.9432 | 3.1395e-15 | -120.3084 | 119.9432
Line3_1_5 | 0 | 0 | 0 | 0 | 0 | 0 | 0 | 0 | 0 | 0 | 0 | 0 | -7.5533e-19 | -1.277e-11 | -3.7063e-11 | 7.5533e-19 | 1.277e-11 | 3.7063e-11 | 1.648e-18 | 3.5549e-11 | 6.5281e-12 | -1.0987e-18 | -3.5549e-11 | -6.5281e-12 | 0 | 0 | 0 | 0 | 0 | 0 | 0.95 | 0.94815 | 0.94465 | 0.95 | 0.94815 | 0.94465 | 3.1095e-15 | -120.3084 | 119.9432 | 3.1395e-15 | -120.3084 | 119.9432
Line4_2_6 | 0 | 0.051843 | 0.051843 | 0 | 0.051843 | 0.051843 | 0 | 0.011973 | 0.011973 | 0 | 0.011973 | 0.011973 | -1.0987e-18 | 0.010915 | 0.0028331 | 1.0987e-18 | -0.010863 | -0.0027815 | 9.8879e-18 | 0.0028788 | 0.010882 | -1.0987e-17 | -0.0028251 | -0.010828 | 0 | -135.2796 | 44.7204 | 0 | 44.7204 | -135.2796 | 0.95 | 0.94283 | 0.93921 | 0.95 | 0.93752 | 0.93379 | 3.335e-15 | -120.5043 | 120.1275 | 3.5695e-15 | -120.7024 | 120.3141
Line5_6_7 | 0 | 0.051843 | 0.051843 | 0 | 0.051843 | 0.051843 | 0 | 0.011973 | 0.011973 | 0 | 0.011973 | 0.011973 | 3.296e-18 | 0.010863 | 0.0027815 | -1.0987e-18 | -0.010812 | -0.0027299 | 8.7893e-18 | 0.0028251 | 0.010828 | -8.7893e-18 | -0.0027713 | -0.010775 | 0 | -135.2796 | 44.7204 | 0 | 44.7204 | -135.2796 | 0.95 | 0.93752 | 0.93379 | 0.95 | 0.93223 | 0.92837 | 3.5695e-15 | -120.7024 | 120.3141 | 3.7753e-15 | -120.9028 | 120.5028
Line6_7_8 | 0 | 0.051843 | 0.051843 | 0 | 0.051843 | 0.051843 | 0 | 0.011973 | 0.011973 | 0 | 0.011973 | 0.011973 | -4.3435e-34 | 0.010812 | 0.0027299 | 2.1973e-18 | -0.01076 | -0.0026783 | 6.5919e-18 | 0.0027713 | 0.010775 | -8.7893e-18 | -0.0027175 | -0.010721 | 0 | -135.2796 | 44.7204 | 0 | 44.7204 | -135.2796 | 0.95 | 0.93223 | 0.92837 | 0.95 | 0.92694 | 0.92297 | 3.7753e-15 | -120.9028 | 120.5028 | 3.9801e-15 | -121.1055 | 120.6937
Line7_8_9 | 0 | 0 | 0 | 0 | 0 | 0 | 0 | 0 | 0 | 0 | 0 | 0 | -3.0528e-34 | -7.7759e-11 | -9.1252e-11 | 4.5407e-34 | 7.7759e-11 | 9.1252e-11 | 4.3946e-18 | 6.2294e-11 | -3.8923e-11 | -6.5919e-18 | -6.2294e-11 | 3.8923e-11 | 0 | 0 | 0 | 0 | 0 | 0 | 0.95 | 0.92694 | 0.92297 | 0.95 | 0.92694 | 0.92297 | 3.9801e-15 | -121.1055 | 120.6937 | 3.9467e-15 | -121.1055 | 120.6937
Line8_8_10 | 0 | 0 | 0 | 0 | 0 | 0 | 0 | 0 | 0 | 0 | 0 | 0 | 2.1973e-18 | -7.7759e-11 | -9.1252e-11 | -2.1973e-18 | 7.7759e-11 | 9.1252e-11 | 4.3946e-18 | 6.2294e-11 | -3.8923e-11 | -6.5919e-18 | -6.2294e-11 | 3.8923e-11 | 0 | 0 | 0 | 0 | 0 | 0 | 0.95 | 0.92694 | 0.92297 | 0.95 | 0.92694 | 0.92297 | 3.9801e-15 | -121.1055 | 120.6937 | 4.0305e-15 | -121.1055 | 120.6937
Line9_3_11 | 0 | 0 | 0 | 0 | 0 | 0 | 0 | 0 | 0 | 0 | 0 | 0 | 1.5793e-18 | -4.4694e-11 | -1.2972e-10 | -1.854e-18 | 4.4694e-11 | 1.2972e-10 | 2.1973e-18 | 1.2442e-10 | 2.2848e-11 | -2.1973e-18 | -1.2442e-10 | -2.2848e-11 | 0 | 0 | 0 | 0 | 0 | 0 | 0.95 | 0.94815 | 0.94465 | 0.95 | 0.94815 | 0.94465 | 3.1773e-15 | -120.3084 | 119.9432 | 3.25e-15 | -120.3084 | 119.9432

## LL_min_fault_10
name | pf_ikss_a_from_ka | pf_ikss_b_from_ka | pf_ikss_c_from_ka | pf_ikss_a_to_ka | pf_ikss_b_to_ka | pf_ikss_c_to_ka | pf_skss_a_from_mw | pf_skss_b_from_mw | pf_skss_c_from_mw | pf_skss_a_to_mw | pf_skss_b_to_mw | pf_skss_c_to_mw | pf_p_a_from_mw | pf_p_b_from_mw | pf_p_c_from_mw | pf_p_a_to_mw | pf_p_b_to_mw | pf_p_c_to_mw | pf_q_a_from_mvar | pf_q_b_from_mvar | pf_q_c_from_mvar | pf_q_a_to_mvar | pf_q_b_to_mvar | pf_q_c_to_mvar | pf_ikss_a_from_degree | pf_ikss_b_from_degree | pf_ikss_c_from_degree | pf_ikss_a_to_degree | pf_ikss_b_to_degree | pf_ikss_c_to_degree | pf_vm_a_from_pu | pf_vm_b_from_pu | pf_vm_c_from_pu | pf_vm_a_to_pu | pf_vm_b_to_pu | pf_vm_c_to_pu | pf_va_a_from_degree | pf_va_b_from_degree | pf_va_c_from_degree | pf_va_a_to_degree | pf_va_b_to_degree | pf_va_c_to_degree
Line0_1_2 | 0 | 0.049114 | 0.049114 | 0 | 0.049114 | 0.049114 | 0 | 0.011342 | 0.011342 | 0 | 0.011342 | 0.011342 | 2.0817e-18 | 0.0098425 | 0.002589 | -2.0817e-18 | -0.0097961 | -0.0025427 | 9.3675e-18 | 0.002632 | 0.009815 | -1.0408e-17 | -0.0025837 | -0.0097667 | 0 | -135.2796 | 44.7204 | 0 | 44.7204 | -135.2796 | 0.9 | 0.89825 | 0.89493 | 0.9 | 0.89321 | 0.88978 | 3.1062e-15 | -120.3084 | 119.9432 | 3.3562e-15 | -120.5043 | 120.1275
Line10_11_12 | 0 | 0 | 0 | 0 | 0 | 0 | 0 | 0 | 0 | 0 | 0 | 0 | 3.2526e-19 | -3.4383e-11 | -9.9793e-11 | -3.2526e-19 | 3.4383e-11 | 9.9793e-11 | 3.1225e-18 | 9.5716e-11 | 1.7577e-11 | -2.6021e-18 | -9.5716e-11 | -1.7577e-11 | 0 | 0 | 0 | 0 | 0 | 0 | 0.9 | 0.89825 | 0.89493 | 0.9 | 0.89825 | 0.89493 | 3.2467e-15 | -120.3084 | 119.9432 | 3.3206e-15 | -120.3084 | 119.9432
Line11_12_13 | 0 | 0 | 0 | 0 | 0 | 0 | 0 | 0 | 0 | 0 | 0 | 0 | -4.5536e-19 | -2.8652e-11 | -8.3161e-11 | 4.5536e-19 | 2.8652e-11 | 8.3161e-11 | 2.6021e-18 | 7.9764e-11 | 1.4648e-11 | -2.6021e-18 | -7.9764e-11 | -1.4648e-11 | 0 | 0 | 0 | 0 | 0 | 0 | 0.9 | 0.89825 | 0.89493 | 0.9 | 0.89825 | 0.89493 | 3.3206e-15 | -120.3084 | 119.9432 | 3.391e-15 | -120.3084 | 119.9432
Line12_13_15 | 0 | 0 | 0 | 0 | 0 | 0 | 0 | 0 | 0 | 0 | 0 | 0 | -1.301e-19 | -1.7191e-11 | -4.9896e-11 | 1.301e-19 | 1.7191e-11 | 4.9896e-11 | 5.2042e-19 | 4.7858e-11 | 8.7885e-12 | -5.2042e-19 | -4.7858e-11 | -8.7885e-12 | 0 | 0 | 0 | 0 | 0 | 0 | 0.9 | 0.89825 | 0.89493 | 0.9 | 0.89825 | 0.89493 | 3.391e-15 | -120.3084 | 119.9432 | 3.4276e-15 | -120.3084 | 119.9432
Line13_13_14 | 0 | 0 | 0 | 0 | 0 | 0 | 0 | 0 | 0 | 0 | 0 | 0 | 1.301e-19 | -5.7305e-12 | -1.6632e-11 | -1.301e-19 | 5.7305e-12 | 1.6632e-11 | -5.2042e-19 | 1.5953e-11 | 2.9295e-12 | -5.2042e-19 | -1.5953e-11 | -2.9295e-12 | 0 | 0 | 0 | 0 | 0 | 0 | 0.9 | 0.89825 | 0.89493 | 0.9 | 0.89825 | 0.89493 | 3.391e-15 | -120.3084 | 119.9432 | 3.3899e-15 | -120.3084 | 119.9432
Line14_15_16 | 0 | 0 | 0 | 0 | 0 | 0 | 0 | 0 | 0 | 0 | 0 | 0 | -6.5052e-19 | -1.1461e-11 | -3.3264e-11 | 3.9031e-19 | 1.1461e-11 | 3.3264e-11 | 1.5613e-18 | 3.1905e-11 | 5.859e-12 | -1.5613e-18 | -3.1905e-11 | -5.859e-12 | 0 | 0 | 0 | 0 | 0 | 0 | 0.9 | 0.89825 | 0.89493 | 0.9 | 0.89825 | 0.89493 | 3.4276e-15 | -120.3084 | 119.9432 | 3.4598e-15 | -120.3084 | 119.9432
Line15_16_17 | 0 | 0 | 0 | 0 | 0 | 0 | 0 | 0 | 0 | 0 | 0 | 0 | -4.5536e-19 | -5.7305e-12 | -1.6632e-11 | -6.5052e-20 | 5.7305e-12 | 1.6632e-11 | 1.0408e-18 | 1.5953e-11 | 2.9295e-12 | -5.2042e-19 | -1.5953e-11 | -2.9295e-12 | 0 | 0 | 0 | 0 | 0 | 0 | 0.9 | 0.89825 | 0.89493 | 0.9 | 0.89825 | 0.89493 | 3.4598e-15 | -120.3084 | 119.9432 | 3.4719e-15 | -120.3084 | 119.9432
Line16_4_18 | 0 | 0 | 0 | 0 | 0 | 0 | 0 | 0 | 0 | 0 | 0 | 0 | -2.6021e-19 | -5.7305e-12 | -1.6632e-11 | -2.8595e-35 | 5.7305e-12 | 1.6632e-11 | -1.0408e-18 | 1.5953e-11 | 2.9295e-12 | 5.2042e-19 | -1.5953e-11 | -2.9295e-12 | 0 | 0 | 0 | 0 | 0 | 0 | 0.9 | 0.89825 | 0.89493 | 0.9 | 0.89825 | 0.89493 | 3.1361e-15 | -120.3084 | 119.9432 | 3.1482e-15 | -120.3084 | 119.9432
Line17_5_19 | 0 | 0 | 0 | 0 | 0 | 0 | 0 | 0 | 0 | 0 | 0 | 0 | -2.6021e-19 | -5.7305e-12 | -1.6632e-11 | -2.8595e-35 | 5.7305e-12 | 1.6632e-11 | -1.0408e-18 | 1.5953e-11 | 2.9295e-12 | 5.2042e-19 | -1.5953e-11 | -2.9295e-12 | 0 | 0 | 0 | 0 | 0 | 0 | 0.9 | 0.89825 | 0.89493 | 0.9 | 0.89825 | 0.89493 | 3.1361e-15 | -120.3084 | 119.9432 | 3.1482e-15 | -120.3084 | 119.9432
Line1_1_3 | 0 | 0 | 0 | 0 | 0 | 0 | 0 | 0 | 0 | 0 | 0 | 0 | 1.6914e-18 | -4.5844e-11 | -1.3306e-10 | -1.6914e-18 | 4.5844e-11 | 1.3306e-10 | 3.1225e-18 | 1.2762e-10 | 2.3436e-11 | -2.6021e-18 | -1.2762e-10 | -2.3436e-11 | 0 | 0 | 0 | 0 | 0 | 0 | 0.9 | 0.89825 | 0.89493 | 0.9 | 0.89825 | 0.89493 | 3.1062e-15 | -120.3084 | 119.9432 | 3.174e-15 | -120.3084 | 119.9432
Line2_1_4 | 0 | 0 | 0 | 0 | 0 | 0 | 0 | 0 | 0 | 0 | 0 | 0 | 1.301e-19 | -1.1461e-11 | -3.3264e-11 | -1.301e-19 | 1.1461e-11 | 3.3264e-11 | 5.2042e-19 | 3.1905e-11 | 5.859e-12 | -1.0408e-18 | -3.1905e-11 | -5.859e-12 | 0 | 0 | 0 | 0 | 0 | 0 | 0.9 | 0.89825 | 0.89493 | 0.9 | 0.89825 | 0.89493 | 3.1062e-15 | -120.3084 | 119.9432 | 3.1361e-15 | -120.3084 | 119.9432
Line3_1_5 | 0 | 0 | 0 | 0 | 0 | 0 | 0 | 0 | 0 | 0 | 0 | 0 | 1.301e-19 | -1.1461e-11 | -3.3264e-11 | -1.301e-19 | 1.1461e-11 | 3.3264e-11 | 5.2042e-19 | 3.1905e-11 | 5.859e-12 | -1.0408e-18 | -3.1905e-11 | -5.859e-12 | 0 | 0 | 0 | 0 | 0 | 0 | 0.9 | 0.89825 | 0.89493 | 0.9 | 0.89825 | 0.89493 | 3.1062e-15 | -120.3084 | 119.9432 | 3.1361e-15 | -120.3084 | 119.9432
Line4_2_6 | 0 | 0.049114 | 0.049114 | 0 | 0.049114 | 0.049114 | 0 | 0.011342 | 0.011342 | 0 | 0.011342 | 0.011342 | 2.0817e-18 | 0.0097961 | 0.0025427 | -3.1225e-18 | -0.0097498 | -0.0024964 | 7.2858e-18 | 0.0025837 | 0.0097667 | -8.3267e-18 | -0.0025355 | -0.0097185 | 0 | -135.2796 | 44.7204 | 0 | 44.7204 | -135.2796 | 0.9 | 0.89321 | 0.88978 | 0.9 | 0.88818 | 0.88464 | 3.3562e-15 | -120.5043 | 120.1275 | 3.6118e-15 | -120.7024 | 120.3141
Line5_6_7 | 0 | 0.049114 | 0.049114 | 0 | 0.049114 | 0.049114 | 0 | 0.011342 | 0.011342 | 0 | 0.011342 | 0.011342 | 1.0408e-18 | 0.0097498 | 0.0024964 | 1.0408e-18 | -0.0097035 | -0.0024501 | 8.3267e-18 | 0.0025355 | 0.0097185 | -8.3267e-18 | -0.0024873 | -0.0096702 | 0 | -135.2796 | 44.7204 | 0 | 44.7204 | -135.2796 | 0.9 | 0.88818 | 0.88464 | 0.9 | 0.88316 | 0.87951 | 3.6118e-15 | -120.7024 | 120.3141 | 3.8385e-15 | -120.9028 | 120.5028
Line6_7_8 | 0 | 0.049114 | 0.049114 | 0 | 0.049114 | 0.049114 | 0 | 0.011342 | 0.011342 | 0 | 0.011342 | 0.011342 | -2.0817e-18 | 0.0097035 | 0.0024501 | 8.8596e-34 | -0.0096572 | -0.0024038 | 1.249e-17 | 0.0024873 | 0.0096702 | -1.249e-17 | -0.002439 | -0.009622 | 0 | -135.2796 | 44.7204 | 0 | 44.7204 | -135.2796 | 0.9 | 0.88316 | 0.87951 | 0.9 | 0.87816 | 0.87439 | 3.8385e-15 | -120.9028 | 120.5028 | 4.0642e-15 | -121.1055 | 120.6937
Line7_8_9 | 0 | 0 | 0 | 0 | 0 | 0 | 0 | 0 | 0 | 0 | 0 | 0 | 0 | -6.9789e-11 | -8.1899e-11 | -2.0817e-18 | 6.9789e-11 | 8.1899e-11 | 0 | 5.5909e-11 | -3.4934e-11 | -2.0817e-18 | -5.5909e-11 | 3.4934e-11 | 0 | 0 | 0 | 0 | 0 | 0 | 0.9 | 0.87816 | 0.87439 | 0.9 | 0.87816 | 0.87439 | 4.0642e-15 | -121.1055 | 120.6937 | 4.0307e-15 | -121.1055 | 120.6937
Line8_8_10 | 0 | 0 | 0 | 0 | 0 | 0 | 0 | 0 | 0 | 0 | 0 | 0 | -2.0817e-18 | -6.9789e-11 | -8.1899e-11 | 2.9908e-34 | 6.9789e-11 | 8.1899e-11 | 4.1633e-18 | 5.5909e-11 | -3.4934e-11 | -4.1633e-18 | -5.5909e-11 | 3.4934e-11 | 0 | 0 | 0 | 0 | 0 | 0 | 0.9 | 0.87816 | 0.87439 | 0.9 | 0.87816 | 0.87439 | 4.0642e-15 | -121.1055 | 120.6937 | 4.1159e-15 | -121.1055 | 120.6937
Line9_3_11 | 0 | 0 | 0 | 0 | 0 | 0 | 0 | 0 | 0 | 0 | 0 | 0 | 3.9031e-19 | -4.0113e-11 | -1.1643e-10 | -3.9031e-19 | 4.0113e-11 | 1.1643e-10 | 2.0817e-18 | 1.1167e-10 | 2.0507e-11 | -2.0817e-18 | -1.1167e-10 | -2.0507e-11 | 0 | 0 | 0 | 0 | 0 | 0 | 0.9 | 0.89825 | 0.89493 | 0.9 | 0.89825 | 0.89493 | 3.174e-15 | -120.3084 | 119.9432 | 3.2467e-15 | -120.3084 | 119.9432

## LG_max_6
name | pf_ikss_a_from_ka | pf_ikss_b_from_ka | pf_ikss_c_from_ka | pf_ikss_a_to_ka | pf_ikss_b_to_ka | pf_ikss_c_to_ka | pf_skss_a_from_mw | pf_skss_b_from_mw | pf_skss_c_from_mw | pf_skss_a_to_mw | pf_skss_b_to_mw | pf_skss_c_to_mw | pf_p_a_from_mw | pf_p_b_from_mw | pf_p_c_from_mw | pf_p_a_to_mw | pf_p_b_to_mw | pf_p_c_to_mw | pf_q_a_from_mvar | pf_q_b_from_mvar | pf_q_c_from_mvar | pf_q_a_to_mvar | pf_q_b_to_mvar | pf_q_c_to_mvar | pf_ikss_a_from_degree | pf_ikss_b_from_degree | pf_ikss_c_from_degree | pf_ikss_a_to_degree | pf_ikss_b_to_degree | pf_ikss_c_to_degree | pf_vm_a_from_pu | pf_vm_b_from_pu | pf_vm_c_from_pu | pf_vm_a_to_pu | pf_vm_b_to_pu | pf_vm_c_to_pu | pf_va_a_from_degree | pf_va_b_from_degree | pf_va_c_from_degree | pf_va_a_to_degree | pf_va_b_to_degree | pf_va_c_to_degree
Line0_1_2 | 2.7096 | 0.14434 | 0.14434 | 2.7096 | 0.14434 | 0.14434 | 0.62574 | 0.033333 | 0.033333 | 0.62574 | 0.033333 | 0.033333 | 0.24611 | -0.011815 | -0.014704 | -0.18562 | 0.010494 | 0.015796 | 0.49201 | -0.033418 | -0.033948 | -0.37093 | 0.033697 | 0.033109 | -67.2051 | -8.998 | -128.9976 | 112.7949 | 171.002 | 51.0024 | 0.87916 | 1.0633 | 1.1099 | 0.66286 | 1.0588 | 1.1005 | -3.7796 | -118.4689 | 117.5836 | -3.789 | -116.296 | 115.4977
Line10_11_12 | 0.14434 | 0.14434 | 0.14434 | 0.14434 | 0.14434 | 0.14434 | 0.033333 | 0.033333 | 0.033333 | 0.033333 | 0.033333 | 0.033333 | -0.0047821 | -0.0024299 | -0.0050558 | 0.0049904 | 0.0026382 | 0.0052641 | -0.029812 | -0.036221 | -0.037537 | 0.030228 | 0.036638 | 0.037954 | 94.7873 | -25.2128 | -145.2127 | -85.2127 | 154.7872 | 34.7873 | 0.90579 | 1.0891 | 1.1363 | 0.91913 | 1.102 | 1.1495 | -4.3259 | -119.0508 | 117.1163 | -4.5872 | -119.3315 | 116.8908
Line11_12_13 | 0.14434 | 0.14434 | 0.14434 | 0.14434 | 0.14434 | 0.14434 | 0.033333 | 0.033333 | 0.033333 | 0.033333 | 0.033333 | 0.033333 | -0.0049904 | -0.0026382 | -0.0052641 | 0.0051988 | 0.0028466 | 0.0054725 | -0.030228 | -0.036638 | -0.037954 | 0.030645 | 0.037054 | 0.03837 | 94.7873 | -25.2128 | -145.2127 | -85.2127 | 154.7872 | 34.7873 | 0.91913 | 1.102 | 1.1495 | 0.93249 | 1.1149 | 1.1628 | -4.5872 | -119.3315 | 116.8908 | -4.841 | -119.6057 | 116.6703
Line12_13_15 | 0 | 0 | 0 | 0 | 0 | 0 | 0 | 0 | 0 | 0 | 0 | 0 | 4.7968e-10 | 1.2039e-08 | -1.1424e-08 | 6.9195e-11 | -8.2912e-09 | 7.1277e-09 | 1.2024e-08 | -7.443e-09 | -4.7134e-09 | -8.3187e-09 | 4.9916e-09 | 2.8823e-09 | 0 | 0 | 0 | 0 | 0 | 0 | 0.93249 | 1.1149 | 1.1628 | 0.93249 | 1.1149 | 1.1628 | -4.841 | -119.6057 | 116.6703 | -4.841 | -119.6057 | 116.6703
Line13_13_14 | 0.14434 | 0.14434 | 0.14434 | 0.14434 | 0.14434 | 0.14434 | 0.033333 | 0.033333 | 0.033333 | 0.033333 | 0.033333 | 0.033333 | -0.0051988 | -0.0028466 | -0.0054725 | 0.0054071 | 0.0030549 | 0.0056808 | -0.030645 | -0.037054 | -0.03837 | 0.031062 | 0.037471 | 0.038787 | 94.7873 | -25.2128 | -145.2128 | -85.2127 | 154.7872 | 34.7872 | 0.93249 | 1.1149 | 1.1628 | 0.94586 | 1.1279 | 1.176 | -4.841 | -119.6057 | 116.6703 | -5.0876 | -119.8737 | 116.4549
Line14_15_16 | 0 | 0 | 0 | 0 | 0 | 0 | 0 | 0 | 0 | 0 | 0 | 0 | 3.1979e-10 | 8.0257e-09 | -7.616e-09 | 2.2909e-10 | -4.2783e-09 | 3.3197e-09 | 8.0158e-09 | -4.962e-09 | -3.1423e-09 | -4.3109e-09 | 2.5105e-09 | 1.3111e-09 | 0 | 0 | 0 | 0 | 0 | 0 | 0.93249 | 1.1149 | 1.1628 | 0.93249 | 1.1149 | 1.1628 | -4.841 | -119.6057 | 116.6703 | -4.841 | -119.6057 | 116.6703
Line15_16_17 | 0 | 0 | 0 | 0 | 0 | 0 | 0 | 0 | 0 | 0 | 0 | 0 | 1.5989e-10 | 4.0129e-09 | -3.808e-09 | 3.8898e-10 | -2.6544e-10 | -4.8831e-10 | 4.0079e-09 | -2.481e-09 | -1.5711e-09 | -3.0297e-10 | 2.9536e-11 | -2.6001e-10 | 0 | 0 | 0 | 0 | 0 | 0 | 0.93249 | 1.1149 | 1.1628 | 0.93249 | 1.1149 | 1.1628 | -4.841 | -119.6057 | 116.6703 | -4.841 | -119.6057 | 116.6703
Line16_4_18 | 0 | 0 | 0 | 0 | 0 | 0 | 0 | 0 | 0 | 0 | 0 | 0 | -3.0166e-11 | 3.7561e-09 | -3.8229e-09 | 5.0691e-10 | -1.0434e-10 | -3.0552e-10 | 3.7958e-09 | -2.4023e-09 | -1.6174e-09 | -2.4308e-10 | 8.9423e-11 | -2.0012e-10 | 0 | 0 | 0 | 0 | 0 | 0 | 0.89246 | 1.0762 | 1.1231 | 0.89246 | 1.0762 | 1.1231 | -4.0568 | -118.7633 | 117.3472 | -4.0568 | -118.7633 | 117.3472
Line17_5_19 | 0.14434 | 0.14434 | 0.14434 | 0.14434 | 0.14434 | 0.14434 | 0.033333 | 0.033333 | 0.033333 | 0.033333 | 0.033333 | 0.033333 | -0.0045738 | -0.0022216 | -0.0048475 | 0.0047821 | 0.0024299 | 0.0050558 | -0.029395 | -0.035804 | -0.03712 | 0.029812 | 0.036221 | 0.037537 | 94.7873 | -25.2128 | -145.2128 | -85.2127 | 154.7872 | 34.7872 | 0.89246 | 1.0762 | 1.1231 | 0.90579 | 1.0891 | 1.1363 | -4.0568 | -118.7633 | 117.3472 | -4.3259 | -119.0508 | 117.1163
Line1_1_3 | 0.14434 | 0.14434 | 0.14434 | 0.14434 | 0.14434 | 0.14434 | 0.033333 | 0.033333 | 0.033333 | 0.033333 | 0.033333 | 0.033333 | -0.0043654 | -0.0020132 | -0.0046392 | 0.0045738 | 0.0022216 | 0.0048475 | -0.028978 | -0.035388 | -0.036704 | 0.029395 | 0.035804 | 0.03712 | 94.7873 | -25.2129 | -145.2127 | -85.2127 | 154.7871 | 34.7873 | 0.87916 | 1.0633 | 1.1099 | 0.89246 | 1.0762 | 1.1231 | -3.7796 | -118.4689 | 117.5836 | -4.0568 | -118.7633 | 117.3472
Line2_1_4 | 0.14434 | 0.14434 | 0.14434 | 0.14434 | 0.14434 | 0.14434 | 0.033333 | 0.033333 | 0.033333 | 0.033333 | 0.033333 | 0.033333 | -0.0043654 | -0.0020132 | -0.0046391 | 0.0045738 | 0.0022216 | 0.0048475 | -0.028978 | -0.035388 | -0.036704 | 0.029395 | 0.035804 | 0.03712 | 94.7873 | -25.2128 | -145.2128 | -85.2127 | 154.7872 | 34.7872 | 0.87916 | 1.0633 | 1.1099 | 0.89246 | 1.0762 | 1.1231 | -3.7796 | -118.4689 | 117.5836 | -4.0568 | -118.7633 | 117.3472
Line3_1_5 | 0.14434 | 0.14434 | 0.14434 | 0.14434 | 0.14434 | 0.14434 | 0.033333 | 0.033333 | 0.033333 | 0.033333 | 0.033333 | 0.033333 | -0.0043654 | -0.0020132 | -0.0046391 | 0.0045738 | 0.0022216 | 0.0048475 | -0.028978 | -0.035388 | -0.036704 | 0.029395 | 0.035804 | 0.03712 | 94.7873 | -25.2128 | -145.2128 | -85.2127 | 154.7872 | 34.7872 | 0.87916 | 1.0633 | 1.1099 | 0.89246 | 1.0762 | 1.1231 | -3.7796 | -118.4689 | 117.5836 | -4.0568 | -118.7633 | 117.3472
Line4_2_6 | 2.7096 | 0.14434 | 0.14434 | 2.7096 | 0.14434 | 0.14434 | 0.62574 | 0.033333 | 0.033333 | 0.62574 | 0.033333 | 0.033333 | 0.18562 | -0.010494 | -0.015796 | -0.12513 | 0.0091736 | 0.016888 | 0.37093 | -0.033697 | -0.033109 | -0.24985 | 0.033976 | 0.032271 | -67.2051 | -8.998 | -128.9976 | 112.7949 | 171.002 | 51.0024 | 0.66286 | 1.0588 | 1.1005 | 0.44656 | 1.0558 | 1.0927 | -3.789 | -116.296 | 115.4977 | -3.8075 | -114.1075 | 113.3789
Line5_6_7 | 2.7096 | 0.14434 | 0.14434 | 2.7096 | 0.14434 | 0.14434 | 0.62574 | 0.033333 | 0.033333 | 0.62574 | 0.033333 | 0.033333 | 0.12513 | -0.0091736 | -0.016888 | -0.064642 | 0.007853 | 0.017979 | 0.24985 | -0.033976 | -0.032271 | -0.12877 | 0.034256 | 0.031432 | -67.2051 | -8.998 | -128.9976 | 112.7949 | 171.002 | 51.0024 | 0.44656 | 1.0558 | 1.0927 | 0.23027 | 1.0543 | 1.0863 | -3.8075 | -114.1075 | 113.3789 | -3.8608 | -111.9098 | 111.2324
Line6_7_8 | 2.8538 | 0 | 0 | 2.8538 | 0 | 0 | 0.65906 | 0 | 0 | 0.65906 | 0 | 0 | 0.067869 | 5.595e-08 | -5.5777e-08 | -3.2888e-15 | -3.8731e-08 | 3.82e-08 | 0.13574 | -2.2184e-08 | -2.1998e-08 | 4.3414e-14 | 1.4131e-08 | 1.2723e-08 | -67.2957 | 0 | 0 | 112.7043 | 0 | 0 | 0.23027 | 1.0543 | 1.0863 | 0 | 1.041 | 1.0676 | -3.8608 | -111.9098 | 111.2324 | 0 | -109.499 | 108.9936
Line7_8_9 | 0 | 0 | 0 | 0 | 0 | 0 | 0 | 0 | 0 | 0 | 0 | 0 | 8.5565e-22 | 1.9349e-08 | -1.9172e-08 | -4.4147e-18 | -3.2682e-11 | -1.4456e-10 | -1.0026e-21 | -6.7003e-09 | -6.7537e-09 | 8.7442e-18 | 7.3043e-10 | -7.8474e-10 | 0 | 0 | 0 | 0 | 0 | 0 | 0 | 1.041 | 1.0676 | 0 | 1.041 | 1.0676 | 0 | -109.499 | 108.9936 | 0 | -109.499 | 108.9936
Line8_8_10 | 0 | 0 | 0 | 0 | 0 | 0 | 0 | 0 | 0 | 0 | 0 | 0 | 8.5565e-22 | 1.9349e-08 | -1.9172e-08 | -4.4147e-18 | -3.2682e-11 | -1.4456e-10 | -1.0026e-21 | -6.7003e-09 | -6.7537e-09 | 8.7442e-18 | 7.3043e-10 | -7.8474e-10 | 0 | 0 | 0 | 0 | 0 | 0 | 0 | 1.041 | 1.0676 | 0 | 1.041 | 1.0676 | 0 | -109.499 | 108.9936 | 0 | -109.499 | 108.9936
Line9_3_11 | 0.14434 | 0.14434 | 0.14434 | 0.14434 | 0.14434 | 0.14434 | 0.033333 | 0.033333 | 0.033333 | 0.033333 | 0.033333 | 0.033333 | -0.0045738 | -0.0022216 | -0.0048475 | 0.0047821 | 0.0024299 | 0.0050558 | -0.029395 | -0.035804 | -0.03712 | 0.029812 | 0.036221 | 0.037537 | 94.7873 | -25.2129 | -145.2127 | -85.2127 | 154.7872 | 34.7873 | 0.89246 | 1.0762 | 1.1231 | 0.90579 | 1.0891 | 1.1363 | -4.0568 | -118.7633 | 117.3472 | -4.3259 | -119.0508 | 117.1163

## LG_max_10
name | pf_ikss_a_from_ka | pf_ikss_b_from_ka | pf_ikss_c_from_ka | pf_ikss_a_to_ka | pf_ikss_b_to_ka | pf_ikss_c_to_ka | pf_skss_a_from_mw | pf_skss_b_from_mw | pf_skss_c_from_mw | pf_skss_a_to_mw | pf_skss_b_to_mw | pf_skss_c_to_mw | pf_p_a_from_mw | pf_p_b_from_mw | pf_p_c_from_mw | pf_p_a_to_mw | pf_p_b_to_mw | pf_p_c_to_mw | pf_q_a_from_mvar | pf_q_b_from_mvar | pf_q_c_from_mvar | pf_q_a_to_mvar | pf_q_b_to_mvar | pf_q_c_to_mvar | pf_ikss_a_from_degree | pf_ikss_b_from_degree | pf_ikss_c_from_degree | pf_ikss_a_to_degree | pf_ikss_b_to_degree | pf_ikss_c_to_degree | pf_vm_a_from_pu | pf_vm_b_from_pu | pf_vm_c_from_pu | pf_vm_a_to_pu | pf_vm_b_to_pu | pf_vm_c_to_pu | pf_va_a_from_degree | pf_va_b_from_degree | pf_va_c_from_degree | pf_va_a_to_degree | pf_va_b_to_degree | pf_va_c_to_degree
Line0_1_2 | 2.8125 | 0.14434 | 0.14434 | 2.8125 | 0.14434 | 0.14434 | 0.64953 | 0.033333 | 0.033333 | 0.64953 | 0.033333 | 0.033333 | 0.26512 | -0.012207 | -0.015344 | -0.19992 | 0.010832 | 0.016468 | 0.53002 | -0.035012 | -0.03559 | -0.39951 | 0.035285 | 0.034707 | -67.3504 | -9.1934 | -129.1929 | 112.6496 | 170.8066 | 50.8071 | 0.9124 | 1.1124 | 1.1627 | 0.68779 | 1.1073 | 1.1525 | -3.9248 | -118.4147 | 117.4854 | -3.9341 | -116.2583 | 115.4228
Line10_11_12 | 0.14434 | 0.14434 | 0.14434 | 0.14434 | 0.14434 | 0.14434 | 0.033333 | 0.033333 | 0.033333 | 0.033333 | 0.033333 | 0.033333 | -0.0050232 | -0.0024875 | -0.0053423 | 0.0052315 | 0.0026958 | 0.0055506 | -0.030896 | -0.037855 | -0.039276 | 0.031312 | 0.038271 | 0.039692 | 94.787 | -25.2132 | -145.2131 | -85.213 | 154.7868 | 34.7869 | 0.93904 | 1.1381 | 1.1891 | 0.95239 | 1.151 | 1.2024 | -4.4477 | -118.9727 | 117.0411 | -4.6981 | -119.2424 | 116.8262
Line11_12_13 | 0.14434 | 0.14434 | 0.14434 | 0.14434 | 0.14434 | 0.14434 | 0.033333 | 0.033333 | 0.033333 | 0.033333 | 0.033333 | 0.033333 | -0.0052315 | -0.0026958 | -0.0055506 | 0.0054399 | 0.0029041 | 0.005759 | -0.031312 | -0.038271 | -0.039692 | 0.031729 | 0.038688 | 0.040109 | 94.787 | -25.2132 | -145.2131 | -85.213 | 154.7868 | 34.7869 | 0.95239 | 1.151 | 1.2024 | 0.96576 | 1.1639 | 1.2156 | -4.6981 | -119.2424 | 116.8262 | -4.9417 | -119.506 | 116.6161
Line12_13_15 | 0 | 0 | 0 | 0 | 0 | 0 | 0 | 0 | 0 | 0 | 0 | 0 | 4.5651e-10 | 1.3581e-08 | -1.3029e-08 | 1.5654e-10 | -9.3266e-09 | 8.1624e-09 | 1.349e-08 | -8.3917e-09 | -5.3828e-09 | -9.329e-09 | 5.6349e-09 | 3.2991e-09 | 0 | 0 | 0 | 0 | 0 | 0 | 0.96576 | 1.1639 | 1.2156 | 0.96576 | 1.1639 | 1.2156 | -4.9417 | -119.506 | 116.6161 | -4.9417 | -119.506 | 116.6161
Line13_13_14 | 0.14434 | 0.14434 | 0.14434 | 0.14434 | 0.14434 | 0.14434 | 0.033333 | 0.033333 | 0.033333 | 0.033333 | 0.033333 | 0.033333 | -0.0054399 | -0.0029042 | -0.005759 | 0.0056482 | 0.0031125 | 0.0059673 | -0.031729 | -0.038688 | -0.040109 | 0.032146 | 0.039105 | 0.040526 | 94.7869 | -25.2131 | -145.2131 | -85.2131 | 154.7869 | 34.7869 | 0.96576 | 1.1639 | 1.2156 | 0.97914 | 1.1769 | 1.2289 | -4.9417 | -119.506 | 116.6161 | -5.1785 | -119.7639 | 116.4105
Line14_15_16 | 0 | 0 | 0 | 0 | 0 | 0 | 0 | 0 | 0 | 0 | 0 | 0 | 3.0434e-10 | 9.0537e-09 | -8.6862e-09 | 3.0871e-10 | -4.7998e-09 | 3.8193e-09 | 8.9934e-09 | -5.5944e-09 | -3.5885e-09 | -4.8323e-09 | 2.8377e-09 | 1.5049e-09 | 0 | 0 | 0 | 0 | 0 | 0 | 0.96576 | 1.1639 | 1.2156 | 0.96576 | 1.1639 | 1.2156 | -4.9417 | -119.506 | 116.6161 | -4.9417 | -119.506 | 116.6161
Line15_16_17 | 0 | 0 | 0 | 0 | 0 | 0 | 0 | 0 | 0 | 0 | 0 | 0 | 1.5217e-10 | 4.5268e-09 | -4.3431e-09 | 4.6088e-10 | -2.7292e-10 | -5.2385e-10 | 4.4967e-09 | -2.7972e-09 | -1.7943e-09 | -3.3554e-10 | 4.0471e-11 | -2.894e-10 | 0 | 0 | 0 | 0 | 0 | 0 | 0.96576 | 1.1639 | 1.2156 | 0.96576 | 1.1639 | 1.2156 | -4.9417 | -119.506 | 116.6161 | -4.9417 | -119.506 | 116.6161
Line16_4_18 | 0 | 0 | 0 | 0 | 0 | 0 | 0 | 0 | 0 | 0 | 0 | 0 | -4.6352e-11 | 4.255e-09 | -4.3523e-09 | 5.8161e-10 | -1.0524e-10 | -3.3268e-10 | 4.2688e-09 | -2.71e-09 | -1.8418e-09 | -2.728e-10 | 1.0321e-10 | -2.2666e-10 | 0 | 0 | 0 | 0 | 0 | 0 | 0.92571 | 1.1252 | 1.1759 | 0.92571 | 1.1252 | 1.1759 | -4.19 | -118.6969 | 117.2607 | -4.19 | -118.6969 | 117.2607
Line17_5_19 | 0.14434 | 0.14434 | 0.14434 | 0.14434 | 0.14434 | 0.14434 | 0.033333 | 0.033333 | 0.033333 | 0.033333 | 0.033333 | 0.033333 | -0.0048149 | -0.0022792 | -0.005134 | 0.0050232 | 0.0024875 | 0.0053423 | -0.030479 | -0.037438 | -0.038859 | 0.030896 | 0.037855 | 0.039276 | 94.7869 | -25.2131 | -145.2131 | -85.2131 | 154.7869 | 34.7869 | 0.92571 | 1.1252 | 1.1759 | 0.93904 | 1.1381 | 1.1891 | -4.19 | -118.6969 | 117.2607 | -4.4477 | -118.9727 | 117.0411
Line1_1_3 | 0.14434 | 0.14434 | 0.14434 | 0.14434 | 0.14434 | 0.14434 | 0.033333 | 0.033333 | 0.033333 | 0.033333 | 0.033333 | 0.033333 | -0.0046065 | -0.0020708 | -0.0049257 | 0.0048149 | 0.0022791 | 0.005134 | -0.030062 | -0.037021 | -0.038442 | 0.030479 | 0.037438 | 0.038859 | 94.787 | -25.2132 | -145.213 | -85.213 | 154.7868 | 34.787 | 0.9124 | 1.1124 | 1.1627 | 0.92571 | 1.1252 | 1.1759 | -3.9248 | -118.4147 | 117.4854 | -4.19 | -118.6969 | 117.2607
Line2_1_4 | 0.14434 | 0.14434 | 0.14434 | 0.14434 | 0.14434 | 0.14434 | 0.033333 | 0.033333 | 0.033333 | 0.033333 | 0.033333 | 0.033333 | -0.0046065 | -0.0020708 | -0.0049256 | 0.0048149 | 0.0022792 | 0.005134 | -0.030062 | -0.037021 | -0.038442 | 0.030479 | 0.037438 | 0.038859 | 94.7869 | -25.2131 | -145.2131 | -85.2131 | 154.7869 | 34.7869 | 0.9124 | 1.1124 | 1.1627 | 0.92571 | 1.1252 | 1.1759 | -3.9248 | -118.4147 | 117.4854 | -4.19 | -118.6969 | 117.2607
Line3_1_5 | 0.14434 | 0.14434 | 0.14434 | 0.14434 | 0.14434 | 0.14434 | 0.033333 | 0.033333 | 0.033333 | 0.033333 | 0.033333 | 0.033333 | -0.0046065 | -0.0020708 | -0.0049256 | 0.0048149 | 0.0022792 | 0.005134 | -0.030062 | -0.037021 | -0.038442 | 0.030479 | 0.037438 | 0.038859 | 94.7869 | -25.2131 | -145.2131 | -85.2131 | 154.7869 | 34.7869 | 0.9124 | 1.1124 | 1.1627 | 0.92571 | 1.1252 | 1.1759 | -3.9248 | -118.4147 | 117.4854 | -4.19 | -118.6969 | 117.2607
Line4_2_6 | 2.8125 | 0.14434 | 0.14434 | 2.8125 | 0.14434 | 0.14434 | 0.64953 | 0.033333 | 0.033333 | 0.64953 | 0.033333 | 0.033333 | 0.19992 | -0.010832 | -0.016468 | -0.13472 | 0.0094559 | 0.017593 | 0.39951 | -0.035285 | -0.034707 | -0.269 | 0.035558 | 0.033824 | -67.3504 | -9.1934 | -129.1929 | 112.6496 | 170.8067 | 50.8071 | 0.68779 | 1.1073 | 1.1525 | 0.46318 | 1.1038 | 1.1438 | -3.9341 | -116.2583 | 115.4228 | -3.9525 | -114.0853 | 113.3261
Line5_6_7 | 2.8125 | 0.14434 | 0.14434 | 2.8125 | 0.14434 | 0.14434 | 0.64953 | 0.033333 | 0.033333 | 0.64953 | 0.033333 | 0.033333 | 0.13472 | -0.0094559 | -0.017593 | -0.069518 | 0.0080802 | 0.018718 | 0.269 | -0.035558 | -0.033824 | -0.13849 | 0.035831 | 0.03294 | -67.3504 | -9.1933 | -129.1929 | 112.6496 | 170.8067 | 50.8071 | 0.46318 | 1.1038 | 1.1438 | 0.23858 | 1.1019 | 1.1366 | -3.9525 | -114.0853 | 113.3261 | -4.0054 | -111.9016 | 111.2001
Line6_7_8 | 2.9568 | 0 | 0 | 2.9568 | 0 | 0 | 0.68284 | 0 | 0 | 0.68284 | 0 | 0 | 0.072856 | 6.1195e-08 | -6.1052e-08 | 3.6008e-14 | -4.2341e-08 | 4.1802e-08 | 0.14571 | -2.4157e-08 | -2.4138e-08 | -3.0885e-14 | 1.5396e-08 | 1.3979e-08 | -67.4403 | 0 | 0 | 112.5597 | 0 | 0 | 0.23858 | 1.1019 | 1.1366 | 0 | 1.0882 | 1.1171 | -4.0054 | -111.9016 | 111.2001 | 0 | -109.5101 | 108.9853
Line7_8_9 | 0 | 0 | 0 | 0 | 0 | 0 | 0 | 0 | 0 | 0 | 0 | 0 | -1.446e-21 | 2.1157e-08 | -2.0978e-08 | -4.8273e-18 | -2.6288e-11 | -1.5317e-10 | 1.1427e-22 | -7.2983e-09 | -7.4198e-09 | 9.6041e-18 | 7.9909e-10 | -8.6087e-10 | 0 | 0 | 0 | 0 | 0 | 0 | 0 | 1.0882 | 1.1171 | 0 | 1.0882 | 1.1171 | 0 | -109.5101 | 108.9853 | 0 | -109.5101 | 108.9853
Line8_8_10 | 0 | 0 | 0 | 0 | 0 | 0 | 0 | 0 | 0 | 0 | 0 | 0 | -1.446e-21 | 2.1157e-08 | -2.0978e-08 | -4.8273e-18 | -2.6287e-11 | -1.5317e-10 | 1.1427e-22 | -7.2983e-09 | -7.4198e-09 | 9.6041e-18 | 7.9909e-10 | -8.6087e-10 | 0 | 0 | 0 | 0 | 0 | 0 | 0 | 1.0882 | 1.1171 | 0 | 1.0882 | 1.1171 | 0 | -109.5101 | 108.9853 | 0 | -109.5101 | 108.9853
Line9_3_11 | 0.14434 | 0.14434 | 0.14434 | 0.14434 | 0.14434 | 0.14434 | 0.033333 | 0.033333 | 0.033333 | 0.033333 | 0.033333 | 0.033333 | -0.0048149 | -0.0022791 | -0.005134 | 0.0050232 | 0.0024875 | 0.0053423 | -0.030479 | -0.037438 | -0.038859 | 0.030896 | 0.037855 | 0.039276 | 94.787 | -25.2132 | -145.213 | -85.213 | 154.7868 | 34.7869 | 0.92571 | 1.1252 | 1.1759 | 0.93904 | 1.1381 | 1.1891 | -4.19 | -118.6969 | 117.2607 | -4.4477 | -118.9727 | 117.0411

## LG_max_fault_6
name | pf_ikss_a_from_ka | pf_ikss_b_from_ka | pf_ikss_c_from_ka | pf_ikss_a_to_ka | pf_ikss_b_to_ka | pf_ikss_c_to_ka | pf_skss_a_from_mw | pf_skss_b_from_mw | pf_skss_c_from_mw | pf_skss_a_to_mw | pf_skss_b_to_mw | pf_skss_c_to_mw | pf_p_a_from_mw | pf_p_b_from_mw | pf_p_c_from_mw | pf_p_a_to_mw | pf_p_b_to_mw | pf_p_c_to_mw | pf_q_a_from_mvar | pf_q_b_from_mvar | pf_q_c_from_mvar | pf_q_a_to_mvar | pf_q_b_to_mvar | pf_q_c_to_mvar | pf_ikss_a_from_degree | pf_ikss_b_from_degree | pf_ikss_c_from_degree | pf_ikss_a_to_degree | pf_ikss_b_to_degree | pf_ikss_c_to_degree | pf_vm_a_from_pu | pf_vm_b_from_pu | pf_vm_c_from_pu | pf_vm_a_to_pu | pf_vm_b_to_pu | pf_vm_c_to_pu | pf_va_a_from_degree | pf_va_b_from_degree | pf_va_c_from_degree | pf_va_a_to_degree | pf_va_b_to_degree | pf_va_c_to_degree
Line0_1_2 | 0.11139 | 0.14434 | 0.14434 | 0.11139 | 0.14434 | 0.14434 | 0.025724 | 0.033333 | 0.033333 | 0.025724 | 0.033333 | 0.033333 | -0.0064883 | -0.013096 | -0.013128 | 0.006611 | 0.013287 | 0.013353 | -0.027678 | -0.034497 | -0.034518 | 0.027942 | 0.034905 | 0.034924 | 103.3066 | -8.9977 | -128.9977 | -76.6934 | 171.0023 | 51.0023 | 1.1052 | 1.107 | 1.1079 | 1.1162 | 1.1204 | 1.1217 | 0.11379 | -119.7857 | 120.1788 | -0.0047327 | -119.8372 | 120.0775
Line10_11_12 | 0.14434 | 0.14434 | 0.14434 | 0.14434 | 0.14434 | 0.14434 | 0.033333 | 0.033333 | 0.033333 | 0.033333 | 0.033333 | 0.033333 | -0.0034182 | -0.0033586 | -0.0033838 | 0.0036265 | 0.0035669 | 0.0035922 | -0.03755 | -0.037616 | -0.037644 | 0.037966 | 0.038032 | 0.038061 | 94.7872 | -25.2128 | -145.2128 | -85.2128 | 154.7872 | 34.7872 | 1.1312 | 1.133 | 1.1339 | 1.1442 | 1.146 | 1.1469 | -0.4141 | -120.3151 | 119.6507 | -0.66904 | -120.5707 | 119.3956
Line11_12_13 | 0.14434 | 0.14434 | 0.14434 | 0.14434 | 0.14434 | 0.14434 | 0.033333 | 0.033333 | 0.033333 | 0.033333 | 0.033333 | 0.033333 | -0.0036265 | -0.0035669 | -0.0035922 | 0.0038348 | 0.0037753 | 0.0038005 | -0.037966 | -0.038032 | -0.038061 | 0.038383 | 0.038449 | 0.038477 | 94.7872 | -25.2128 | -145.2128 | -85.2128 | 154.7872 | 34.7872 | 1.1442 | 1.146 | 1.1469 | 1.1572 | 1.159 | 1.1599 | -0.66904 | -120.5707 | 119.3956 | -0.91824 | -120.8207 | 119.1463
Line12_13_15 | 0 | 0 | 0 | 0 | 0 | 0 | 0 | 0 | 0 | 0 | 0 | 0 | 1.4475e-09 | 1.4916e-09 | 1.223e-09 | -1.4206e-09 | -1.4581e-09 | -1.2834e-09 | 3.7634e-10 | 4.0531e-11 | 1.8838e-10 | -3.2229e-10 | -9.0931e-11 | -1.9212e-10 | 0 | 0 | 0 | 0 | 0 | 0 | 1.1572 | 1.159 | 1.1599 | 1.1572 | 1.159 | 1.1599 | -0.91824 | -120.8207 | 119.1463 | -0.91824 | -120.8207 | 119.1463
Line13_13_14 | 0.14434 | 0.14434 | 0.14434 | 0.14434 | 0.14434 | 0.14434 | 0.033333 | 0.033333 | 0.033333 | 0.033333 | 0.033333 | 0.033333 | -0.0038348 | -0.0037753 | -0.0038005 | 0.0040432 | 0.0039836 | 0.0040088 | -0.038383 | -0.038449 | -0.038477 | 0.0388 | 0.038866 | 0.038894 | 94.7872 | -25.2128 | -145.2128 | -85.2128 | 154.7872 | 34.7872 | 1.1572 | 1.159 | 1.1599 | 1.1703 | 1.1721 | 1.173 | -0.91824 | -120.8207 | 119.1463 | -1.1619 | -121.065 | 118.9025
Line14_15_16 | 0 | 0 | 0 | 0 | 0 | 0 | 0 | 0 | 0 | 0 | 0 | 0 | 9.6503e-10 | 9.9438e-10 | 8.1533e-10 | -9.3806e-10 | -9.6092e-10 | -8.7575e-10 | 2.5089e-10 | 2.7021e-11 | 1.2558e-10 | -1.9685e-10 | -7.742e-11 | -1.2933e-10 | 0 | 0 | 0 | 0 | 0 | 0 | 1.1572 | 1.159 | 1.1599 | 1.1572 | 1.159 | 1.1599 | -0.91824 | -120.8207 | 119.1463 | -0.91824 | -120.8207 | 119.1463
Line15_16_17 | 0 | 0 | 0 | 0 | 0 | 0 | 0 | 0 | 0 | 0 | 0 | 0 | 4.8251e-10 | 4.9719e-10 | 4.0766e-10 | -4.5555e-10 | -4.6373e-10 | -4.6809e-10 | 1.2545e-10 | 1.351e-11 | 6.2792e-11 | -7.1399e-11 | -6.391e-11 | -6.6538e-11 | 0 | 0 | 0 | 0 | 0 | 0 | 1.1572 | 1.159 | 1.1599 | 1.1572 | 1.159 | 1.1599 | -0.91824 | -120.8207 | 119.1463 | -0.91824 | -120.8207 | 119.1463
Line16_4_18 | 0 | 0 | 0 | 0 | 0 | 0 | 0 | 0 | 0 | 0 | 0 | 0 | 3.0477e-10 | 3.2028e-10 | 2.3298e-10 | -2.7941e-10 | -2.8729e-10 | -2.9132e-10 | 6.4078e-11 | -4.4241e-11 | 2.2514e-12 | -1.1512e-11 | -4.0234e-12 | -6.6508e-12 | 0 | 0 | 0 | 0 | 0 | 0 | 1.1181 | 1.12 | 1.1209 | 1.1181 | 1.12 | 1.1209 | -0.15322 | -120.0535 | 119.9117 | -0.15322 | -120.0535 | 119.9117
Line17_5_19 | 0.14434 | 0.14434 | 0.14434 | 0.14434 | 0.14434 | 0.14434 | 0.033333 | 0.033333 | 0.033333 | 0.033333 | 0.033333 | 0.033333 | -0.0032098 | -0.0031503 | -0.0031755 | 0.0034182 | 0.0033586 | 0.0033838 | -0.037133 | -0.037199 | -0.037227 | 0.03755 | 0.037616 | 0.037644 | 94.7872 | -25.2128 | -145.2128 | -85.2128 | 154.7872 | 34.7872 | 1.1181 | 1.12 | 1.1209 | 1.1312 | 1.133 | 1.1339 | -0.15322 | -120.0535 | 119.9117 | -0.4141 | -120.3151 | 119.6507
Line1_1_3 | 0.14434 | 0.14434 | 0.14434 | 0.14434 | 0.14434 | 0.14434 | 0.033333 | 0.033333 | 0.033333 | 0.033333 | 0.033333 | 0.033333 | -0.0030015 | -0.0029419 | -0.0029672 | 0.0032098 | 0.0031503 | 0.0031755 | -0.036716 | -0.036782 | -0.036811 | 0.037133 | 0.037199 | 0.037227 | 94.7872 | -25.2128 | -145.2128 | -85.2128 | 154.7872 | 34.7872 | 1.1052 | 1.107 | 1.1079 | 1.1181 | 1.12 | 1.1209 | 0.11379 | -119.7857 | 120.1788 | -0.15322 | -120.0535 | 119.9117
Line2_1_4 | 0.14434 | 0.14434 | 0.14434 | 0.14434 | 0.14434 | 0.14434 | 0.033333 | 0.033333 | 0.033333 | 0.033333 | 0.033333 | 0.033333 | -0.0030015 | -0.0029419 | -0.0029672 | 0.0032098 | 0.0031503 | 0.0031755 | -0.036716 | -0.036782 | -0.036811 | 0.037133 | 0.037199 | 0.037227 | 94.7872 | -25.2128 | -145.2128 | -85.2128 | 154.7872 | 34.7872 | 1.1052 | 1.107 | 1.1079 | 1.1181 | 1.12 | 1.1209 | 0.11379 | -119.7857 | 120.1788 | -0.15322 | -120.0535 | 119.9117
Line3_1_5 | 0.14434 | 0.14434 | 0.14434 | 0.14434 | 0.14434 | 0.14434 | 0.033333 | 0.033333 | 0.033333 | 0.033333 | 0.033333 | 0.033333 | -0.0030015 | -0.0029419 | -0.0029672 | 0.0032098 | 0.0031503 | 0.0031755 | -0.036716 | -0.036782 | -0.036811 | 0.037133 | 0.037199 | 0.037227 | 94.7872 | -25.2128 | -145.2128 | -85.2128 | 154.7872 | 34.7872 | 1.1052 | 1.107 | 1.1079 | 1.1181 | 1.12 | 1.1209 | 0.11379 | -119.7857 | 120.1788 | -0.15322 | -120.0535 | 119.9117
Line4_2_6 | 0.11139 | 0.14434 | 0.14434 | 0.11139 | 0.14434 | 0.14434 | 0.025724 | 0.033333 | 0.033333 | 0.025724 | 0.033333 | 0.033333 | -0.006611 | -0.013287 | -0.013353 | 0.0067338 | 0.013477 | 0.013578 | -0.027942 | -0.034905 | -0.034924 | 0.028205 | 0.035313 | 0.03533 | 103.3066 | -8.9977 | -128.9977 | -76.6934 | 171.0023 | 51.0023 | 1.1162 | 1.1204 | 1.1217 | 1.1273 | 1.1339 | 1.1355 | -0.0047327 | -119.8372 | 120.0775 | -0.12092 | -119.8874 | 119.9786
Line5_6_7 | 0.11139 | 0.14434 | 0.14434 | 0.11139 | 0.14434 | 0.14434 | 0.025724 | 0.033333 | 0.033333 | 0.025724 | 0.033333 | 0.033333 | -0.0067338 | -0.013477 | -0.013578 | 0.0068566 | 0.013668 | 0.013804 | -0.028205 | -0.035313 | -0.03533 | 0.028469 | 0.03572 | 0.035735 | 103.3066 | -8.9977 | -128.9977 | -76.6934 | 171.0023 | 51.0023 | 1.1273 | 1.1339 | 1.1355 | 1.1384 | 1.1474 | 1.1493 | -0.12092 | -119.8874 | 119.9786 | -0.23486 | -119.9364 | 119.8822
Line6_7_8 | 0.037086 | 0 | 0 | 0.037086 | 0 | 0 | 0.0085647 | 0 | 0 | 0.0085647 | 0 | 0 | 0.0068885 | 1.7669e-09 | 4.251e-10 | -0.006877 | -1.5981e-09 | -6.8228e-10 | 0.0068999 | -6.6021e-10 | -1.1344e-10 | -0.006877 | 4.6026e-10 | 6.8304e-11 | -45.2825 | 0 | 0 | 134.7175 | 0 | 0 | 1.1384 | 1.1474 | 1.1493 | 1.1355 | 1.1469 | 1.1491 | -0.23486 | -119.9364 | 119.8822 | -0.28248 | -119.9164 | 119.8529
Line7_8_9 | 0 | 0 | 0 | 0 | 0 | 0 | 0 | 0 | 0 | 0 | 0 | 0 | 4.5407e-10 | 5.9523e-10 | 1.3226e-10 | -3.5618e-10 | -4.0763e-10 | -4.1775e-10 | 2.9093e-10 | -2.2691e-10 | -3.983e-11 | -2.1554e-11 | 6.4405e-12 | -1.1356e-11 | 0 | 0 | 0 | 0 | 0 | 0 | 1.1355 | 1.1469 | 1.1491 | 1.1355 | 1.1469 | 1.1491 | -0.28248 | -119.9164 | 119.8529 | -0.28248 | -119.9164 | 119.8529
Line8_8_10 | 0 | 0 | 0 | 0 | 0 | 0 | 0 | 0 | 0 | 0 | 0 | 0 | 4.5407e-10 | 5.9523e-10 | 1.3226e-10 | -3.5618e-10 | -4.0763e-10 | -4.1775e-10 | 2.9093e-10 | -2.2691e-10 | -3.983e-11 | -2.1554e-11 | 6.4406e-12 | -1.1356e-11 | 0 | 0 | 0 | 0 | 0 | 0 | 1.1355 | 1.1469 | 1.1491 | 1.1355 | 1.1469 | 1.1491 | -0.28248 | -119.9164 | 119.8529 | -0.28248 | -119.9164 | 119.8529
Line9_3_11 | 0.14434 | 0.14434 | 0.14434 | 0.14434 | 0.14434 | 0.14434 | 0.033333 | 0.033333 | 0.033333 | 0.033333 | 0.033333 | 0.033333 | -0.0032098 | -0.0031503 | -0.0031755 | 0.0034182 | 0.0033586 | 0.0033838 | -0.037133 | -0.037199 | -0.037227 | 0.03755 | 0.037616 | 0.037644 | 94.7872 | -25.2128 | -145.2128 | -85.2128 | 154.7872 | 34.7872 | 1.1181 | 1.12 | 1.1209 | 1.1312 | 1.133 | 1.1339 | -0.15322 | -120.0535 | 119.9117 | -0.4141 | -120.3151 | 119.6507

## LG_max_fault_10
name | pf_ikss_a_from_ka | pf_ikss_b_from_ka | pf_ikss_c_from_ka | pf_ikss_a_to_ka | pf_ikss_b_to_ka | pf_ikss_c_to_ka | pf_skss_a_from_mw | pf_skss_b_from_mw | pf_skss_c_from_mw | pf_skss_a_to_mw | pf_skss_b_to_mw | pf_skss_c_to_mw | pf_p_a_from_mw | pf_p_b_from_mw | pf_p_c_from_mw | pf_p_a_to_mw | pf_p_b_to_mw | pf_p_c_to_mw | pf_q_a_from_mvar | pf_q_b_from_mvar | pf_q_c_from_mvar | pf_q_a_to_mvar | pf_q_b_to_mvar | pf_q_c_to_mvar | pf_ikss_a_from_degree | pf_ikss_b_from_degree | pf_ikss_c_from_degree | pf_ikss_a_to_degree | pf_ikss_b_to_degree | pf_ikss_c_to_degree | pf_vm_a_from_pu | pf_vm_b_from_pu | pf_vm_c_from_pu | pf_vm_a_to_pu | pf_vm_b_to_pu | pf_vm_c_to_pu | pf_va_a_from_degree | pf_va_b_from_degree | pf_va_c_from_degree | pf_va_a_to_degree | pf_va_b_to_degree | pf_va_c_to_degree
Line0_1_2 | 0.11001 | 0.14434 | 0.14434 | 0.11001 | 0.14434 | 0.14434 | 0.025406 | 0.033333 | 0.033333 | 0.025406 | 0.033333 | 0.033333 | -0.0063589 | -0.013597 | -0.013633 | 0.0064784 | 0.013787 | 0.013859 | -0.028716 | -0.036185 | -0.036208 | 0.028974 | 0.036592 | 0.036613 | 102.5932 | -9.1931 | -129.1931 | -77.4068 | 170.8069 | 50.8069 | 1.1577 | 1.1597 | 1.1607 | 1.1686 | 1.1731 | 1.1744 | 0.10688 | -119.7881 | 120.1748 | -0.010656 | -119.8386 | 120.0745
Line10_11_12 | 0.14434 | 0.14434 | 0.14434 | 0.14434 | 0.14434 | 0.14434 | 0.033333 | 0.033333 | 0.033333 | 0.033333 | 0.033333 | 0.033333 | -0.0035652 | -0.0035 | -0.0035276 | 0.0037735 | 0.0037083 | 0.0037359 | -0.039294 | -0.039366 | -0.039397 | 0.03971 | 0.039782 | 0.039814 | 94.7869 | -25.2131 | -145.2131 | -85.2131 | 154.7869 | 34.7869 | 1.1837 | 1.1856 | 1.1866 | 1.1967 | 1.1986 | 1.1997 | -0.39745 | -120.2938 | 119.6703 | -0.64139 | -120.5385 | 119.4262
Line11_12_13 | 0.14434 | 0.14434 | 0.14434 | 0.14434 | 0.14434 | 0.14434 | 0.033333 | 0.033333 | 0.033333 | 0.033333 | 0.033333 | 0.033333 | -0.0037735 | -0.0037083 | -0.0037359 | 0.0039819 | 0.0039166 | 0.0039443 | -0.03971 | -0.039782 | -0.039814 | 0.040127 | 0.040199 | 0.04023 | 94.7869 | -25.2131 | -145.2131 | -85.2131 | 154.7869 | 34.7869 | 1.1967 | 1.1986 | 1.1997 | 1.2097 | 1.2117 | 1.2127 | -0.64139 | -120.5385 | 119.4262 | -0.88007 | -120.7779 | 119.1874
Line12_13_15 | 0 | 0 | 0 | 0 | 0 | 0 | 0 | 0 | 0 | 0 | 0 | 0 | 1.5542e-09 | 1.6049e-09 | 1.2974e-09 | -1.5234e-09 | -1.5666e-09 | -1.3666e-09 | 4.1041e-10 | 2.615e-11 | 1.9507e-10 | -3.4855e-10 | -8.3784e-11 | -1.9942e-10 | 0 | 0 | 0 | 0 | 0 | 0 | 1.2097 | 1.2117 | 1.2127 | 1.2097 | 1.2117 | 1.2127 | -0.88007 | -120.7779 | 119.1874 | -0.88007 | -120.7779 | 119.1874
Line13_13_14 | 0.14434 | 0.14434 | 0.14434 | 0.14434 | 0.14434 | 0.14434 | 0.033333 | 0.033333 | 0.033333 | 0.033333 | 0.033333 | 0.033333 | -0.0039819 | -0.0039166 | -0.0039443 | 0.0041902 | 0.004125 | 0.0041526 | -0.040127 | -0.040199 | -0.04023 | 0.040544 | 0.040616 | 0.040647 | 94.7869 | -25.2131 | -145.2131 | -85.2131 | 154.7869 | 34.7869 | 1.2097 | 1.2117 | 1.2127 | 1.2228 | 1.2247 | 1.2258 | -0.88007 | -120.7779 | 119.1874 | -1.1137 | -121.0122 | 118.9537
Line14_15_16 | 0 | 0 | 0 | 0 | 0 | 0 | 0 | 0 | 0 | 0 | 0 | 0 | 1.0361e-09 | 1.0699e-09 | 8.6494e-10 | -1.0053e-09 | -1.0316e-09 | -9.3408e-10 | 2.7361e-10 | 1.7433e-11 | 1.3005e-10 | -2.1175e-10 | -7.5067e-11 | -1.3439e-10 | 0 | 0 | 0 | 0 | 0 | 0 | 1.2097 | 1.2117 | 1.2127 | 1.2097 | 1.2117 | 1.2127 | -0.88007 | -120.7779 | 119.1874 | -0.88007 | -120.7779 | 119.1874
Line15_16_17 | 0 | 0 | 0 | 0 | 0 | 0 | 0 | 0 | 0 | 0 | 0 | 0 | 5.1807e-10 | 5.3496e-10 | 4.3247e-10 | -4.8726e-10 | -4.9663e-10 | -5.0161e-10 | 1.368e-10 | 8.7164e-12 | 6.5025e-11 | -7.4942e-11 | -6.6351e-11 | -6.9368e-11 | 0 | 0 | 0 | 0 | 0 | 0 | 1.2097 | 1.2117 | 1.2127 | 1.2097 | 1.2117 | 1.2127 | -0.88007 | -120.7779 | 119.1874 | -0.88007 | -120.7779 | 119.1874
Line16_4_18 | 0 | 0 | 0 | 0 | 0 | 0 | 0 | 0 | 0 | 0 | 0 | 0 | 3.3231e-10 | 3.5012e-10 | 2.5006e-10 | -3.0327e-10 | -3.1231e-10 | -3.1692e-10 | 7.2442e-11 | -5.1686e-11 | 1.5703e-12 | -1.2203e-11 | -3.6113e-12 | -6.6289e-12 | 0 | 0 | 0 | 0 | 0 | 0 | 1.1706 | 1.1726 | 1.1736 | 1.1706 | 1.1726 | 1.1736 | -0.14808 | -120.0437 | 119.9198 | -0.14808 | -120.0437 | 119.9198
Line17_5_19 | 0.14434 | 0.14434 | 0.14434 | 0.14434 | 0.14434 | 0.14434 | 0.033333 | 0.033333 | 0.033333 | 0.033333 | 0.033333 | 0.033333 | -0.0033569 | -0.0032916 | -0.0033193 | 0.0035652 | 0.0035 | 0.0035276 | -0.038877 | -0.038949 | -0.03898 | 0.039294 | 0.039366 | 0.039397 | 94.7869 | -25.2131 | -145.2131 | -85.2131 | 154.7869 | 34.7869 | 1.1706 | 1.1726 | 1.1736 | 1.1837 | 1.1856 | 1.1866 | -0.14808 | -120.0437 | 119.9198 | -0.39745 | -120.2938 | 119.6703
Line1_1_3 | 0.14434 | 0.14434 | 0.14434 | 0.14434 | 0.14434 | 0.14434 | 0.033333 | 0.033333 | 0.033333 | 0.033333 | 0.033333 | 0.033333 | -0.0031485 | -0.0030833 | -0.0031109 | 0.0033569 | 0.0032916 | 0.0033193 | -0.03846 | -0.038532 | -0.038564 | 0.038877 | 0.038949 | 0.03898 | 94.7869 | -25.2131 | -145.2131 | -85.2131 | 154.7869 | 34.7869 | 1.1577 | 1.1597 | 1.1607 | 1.1706 | 1.1726 | 1.1736 | 0.10688 | -119.7881 | 120.1748 | -0.14808 | -120.0437 | 119.9198
Line2_1_4 | 0.14434 | 0.14434 | 0.14434 | 0.14434 | 0.14434 | 0.14434 | 0.033333 | 0.033333 | 0.033333 | 0.033333 | 0.033333 | 0.033333 | -0.0031485 | -0.0030833 | -0.0031109 | 0.0033569 | 0.0032916 | 0.0033193 | -0.03846 | -0.038532 | -0.038564 | 0.038877 | 0.038949 | 0.03898 | 94.7869 | -25.2131 | -145.2131 | -85.2131 | 154.7869 | 34.7869 | 1.1577 | 1.1597 | 1.1607 | 1.1706 | 1.1726 | 1.1736 | 0.10688 | -119.7881 | 120.1748 | -0.14808 | -120.0437 | 119.9198
Line3_1_5 | 0.14434 | 0.14434 | 0.14434 | 0.14434 | 0.14434 | 0.14434 | 0.033333 | 0.033333 | 0.033333 | 0.033333 | 0.033333 | 0.033333 | -0.0031485 | -0.0030833 | -0.0031109 | 0.0033569 | 0.0032916 | 0.0033193 | -0.03846 | -0.038532 | -0.038564 | 0.038877 | 0.038949 | 0.03898 | 94.7869 | -25.2131 | -145.2131 | -85.2131 | 154.7869 | 34.7869 | 1.1577 | 1.1597 | 1.1607 | 1.1706 | 1.1726 | 1.1736 | 0.10688 | -119.7881 | 120.1748 | -0.14808 | -120.0437 | 119.9198
Line4_2_6 | 0.11001 | 0.14434 | 0.14434 | 0.11001 | 0.14434 | 0.14434 | 0.025406 | 0.033333 | 0.033333 | 0.025406 | 0.033333 | 0.033333 | -0.0064784 | -0.013787 | -0.013859 | 0.0065979 | 0.013977 | 0.014084 | -0.028974 | -0.036592 | -0.036613 | 0.029231 | 0.036999 | 0.037018 | 102.5932 | -9.1931 | -129.1931 | -77.4068 | 170.8069 | 50.8069 | 1.1686 | 1.1731 | 1.1744 | 1.1795 | 1.1865 | 1.1882 | -0.010656 | -119.8386 | 120.0745 | -0.12601 | -119.8879 | 119.9765
Line5_6_7 | 0.11001 | 0.14434 | 0.14434 | 0.11001 | 0.14434 | 0.14434 | 0.025406 | 0.033333 | 0.033333 | 0.025406 | 0.033333 | 0.033333 | -0.0065979 | -0.013977 | -0.014084 | 0.0067174 | 0.014167 | 0.01431 | -0.029231 | -0.036999 | -0.037018 | 0.029489 | 0.037406 | 0.037424 | 102.5932 | -9.1931 | -129.1931 | -77.4068 | 170.8069 | 50.8069 | 1.1795 | 1.1865 | 1.1882 | 1.1905 | 1.2 | 1.202 | -0.12601 | -119.8879 | 119.9765 | -0.23925 | -119.9362 | 119.8807
Line6_7_8 | 0.038784 | 0 | 0 | 0.038784 | 0 | 0 | 0.0089567 | 0 | 0 | 0.0089567 | 0 | 0 | 0.0075334 | 1.9132e-09 | 4.3188e-10 | -0.0075209 | -1.7268e-09 | -7.1622e-10 | 0.0075459 | -7.2964e-10 | -1.244e-10 | -0.0075209 | 5.0846e-10 | 7.4768e-11 | -45.2869 | 0 | 0 | 134.7131 | 0 | 0 | 1.1905 | 1.2 | 1.202 | 1.1875 | 1.1995 | 1.2019 | -0.23925 | -119.9362 | 119.8807 | -0.28688 | -119.9162 | 119.8515
Line7_8_9 | 0 | 0 | 0 | 0 | 0 | 0 | 0 | 0 | 0 | 0 | 0 | 0 | 4.8943e-10 | 6.4459e-10 | 1.3364e-10 | -3.8106e-10 | -4.3766e-10 | -4.4894e-10 | 3.2129e-10 | -2.507e-10 | -4.3666e-11 | -2.3981e-11 | 7.0728e-12 | -1.2564e-11 | 0 | 0 | 0 | 0 | 0 | 0 | 1.1875 | 1.1995 | 1.2019 | 1.1875 | 1.1995 | 1.2019 | -0.28688 | -119.9162 | 119.8515 | -0.28688 | -119.9162 | 119.8515
Line8_8_10 | 0 | 0 | 0 | 0 | 0 | 0 | 0 | 0 | 0 | 0 | 0 | 0 | 4.8943e-10 | 6.4459e-10 | 1.3364e-10 | -3.8106e-10 | -4.3766e-10 | -4.4894e-10 | 3.2129e-10 | -2.507e-10 | -4.3666e-11 | -2.3981e-11 | 7.0729e-12 | -1.2564e-11 | 0 | 0 | 0 | 0 | 0 | 0 | 1.1875 | 1.1995 | 1.2019 | 1.1875 | 1.1995 | 1.2019 | -0.28688 | -119.9162 | 119.8515 | -0.28688 | -119.9162 | 119.8515
Line9_3_11 | 0.14434 | 0.14434 | 0.14434 | 0.14434 | 0.14434 | 0.14434 | 0.033333 | 0.033333 | 0.033333 | 0.033333 | 0.033333 | 0.033333 | -0.0033569 | -0.0032916 | -0.0033193 | 0.0035652 | 0.0035 | 0.0035276 | -0.038877 | -0.038949 | -0.03898 | 0.039294 | 0.039366 | 0.039397 | 94.7869 | -25.2131 | -145.2131 | -85.2131 | 154.7869 | 34.7869 | 1.1706 | 1.1726 | 1.1736 | 1.1837 | 1.1856 | 1.1866 | -0.14808 | -120.0437 | 119.9198 | -0.39745 | -120.2938 | 119.6703

## LG_min_6
name | pf_ikss_a_from_ka | pf_ikss_b_from_ka | pf_ikss_c_from_ka | pf_ikss_a_to_ka | pf_ikss_b_to_ka | pf_ikss_c_to_ka | pf_skss_a_from_mw | pf_skss_b_from_mw | pf_skss_c_from_mw | pf_skss_a_to_mw | pf_skss_b_to_mw | pf_skss_c_to_mw | pf_p_a_from_mw | pf_p_b_from_mw | pf_p_c_from_mw | pf_p_a_to_mw | pf_p_b_to_mw | pf_p_c_to_mw | pf_q_a_from_mvar | pf_q_b_from_mvar | pf_q_c_from_mvar | pf_q_a_to_mvar | pf_q_b_to_mvar | pf_q_c_to_mvar | pf_ikss_a_from_degree | pf_ikss_b_from_degree | pf_ikss_c_from_degree | pf_ikss_a_to_degree | pf_ikss_b_to_degree | pf_ikss_c_to_degree | pf_vm_a_from_pu | pf_vm_b_from_pu | pf_vm_c_from_pu | pf_vm_a_to_pu | pf_vm_b_to_pu | pf_vm_c_to_pu | pf_va_a_from_degree | pf_va_b_from_degree | pf_va_c_from_degree | pf_va_a_to_degree | pf_va_b_to_degree | pf_va_c_to_degree
Line0_1_2 | 2.0081 | 0 | 0 | 2.0081 | 0 | 0 | 0.46376 | 0 | 0 | 0.46376 | 0 | 0 | 0.25808 | 5.4343e-08 | -6.076e-08 | -0.19356 | -5.1505e-08 | 5.6261e-08 | 0.26884 | -3.3783e-08 | -2.8918e-08 | -0.20163 | 2.8576e-08 | 2.4946e-08 | -52.396 | 0 | 0 | 127.604 | 0 | 0 | 0.80359 | 0.91392 | 0.96109 | 0.60269 | 0.89884 | 0.93916 | -6.2269 | -119.4476 | 117.8719 | -6.2269 | -117.0933 | 115.8416
Line10_11_12 | 0 | 0 | 0 | 0 | 0 | 0 | 0 | 0 | 0 | 0 | 0 | 0 | 3.4387e-09 | 1.0065e-08 | -1.6469e-08 | -2.4507e-09 | -8.2666e-09 | 1.3683e-08 | 1.4688e-08 | -1.2149e-08 | -2.0101e-09 | -1.2544e-08 | 1.0155e-08 | 1.5508e-09 | 0 | 0 | 0 | 0 | 0 | 0 | 0.80359 | 0.91392 | 0.96109 | 0.80359 | 0.91392 | 0.96109 | -6.2269 | -119.4476 | 117.8719 | -6.2269 | -119.4476 | 117.8719
Line11_12_13 | 0 | 0 | 0 | 0 | 0 | 0 | 0 | 0 | 0 | 0 | 0 | 0 | 2.8655e-09 | 8.3873e-09 | -1.3724e-08 | -1.8775e-09 | -6.5891e-09 | 1.0938e-08 | 1.224e-08 | -1.0124e-08 | -1.6751e-09 | -1.0096e-08 | 8.1302e-09 | 1.2157e-09 | 0 | 0 | 0 | 0 | 0 | 0 | 0.80359 | 0.91392 | 0.96109 | 0.80359 | 0.91392 | 0.96109 | -6.2269 | -119.4476 | 117.8719 | -6.2269 | -119.4476 | 117.8719
Line12_13_15 | 0 | 0 | 0 | 0 | 0 | 0 | 0 | 0 | 0 | 0 | 0 | 0 | 1.7193e-09 | 5.0324e-09 | -8.2345e-09 | -7.3133e-10 | -3.2342e-09 | 5.4482e-09 | 7.344e-09 | -6.0747e-09 | -1.005e-09 | -5.1996e-09 | 4.0805e-09 | 5.4571e-10 | 0 | 0 | 0 | 0 | 0 | 0 | 0.80359 | 0.91392 | 0.96109 | 0.80359 | 0.91392 | 0.96109 | -6.2269 | -119.4476 | 117.8719 | -6.2269 | -119.4476 | 117.8719
Line13_13_14 | 0 | 0 | 0 | 0 | 0 | 0 | 0 | 0 | 0 | 0 | 0 | 0 | 5.7311e-10 | 1.6775e-09 | -2.7448e-09 | 4.1489e-10 | 1.2076e-10 | -4.1408e-11 | 2.448e-09 | -2.0249e-09 | -3.3501e-10 | -3.0361e-10 | 3.069e-11 | -1.2432e-10 | 0 | 0 | 0 | 0 | 0 | 0 | 0.80359 | 0.91392 | 0.96109 | 0.80359 | 0.91392 | 0.96109 | -6.2269 | -119.4476 | 117.8719 | -6.2269 | -119.4476 | 117.8719
Line14_15_16 | 0 | 0 | 0 | 0 | 0 | 0 | 0 | 0 | 0 | 0 | 0 | 0 | 1.1462e-09 | 3.3549e-09 | -5.4897e-09 | -1.5822e-10 | -1.5567e-09 | 2.7034e-09 | 4.896e-09 | -4.0498e-09 | -6.7003e-10 | -2.7516e-09 | 2.0556e-09 | 2.107e-10 | 0 | 0 | 0 | 0 | 0 | 0 | 0.80359 | 0.91392 | 0.96109 | 0.80359 | 0.91392 | 0.96109 | -6.2269 | -119.4476 | 117.8719 | -6.2269 | -119.4476 | 117.8719
Line15_16_17 | 0 | 0 | 0 | 0 | 0 | 0 | 0 | 0 | 0 | 0 | 0 | 0 | 5.7311e-10 | 1.6775e-09 | -2.7448e-09 | 4.1489e-10 | 1.2076e-10 | -4.1408e-11 | 2.448e-09 | -2.0249e-09 | -3.3501e-10 | -3.0361e-10 | 3.069e-11 | -1.2432e-10 | 0 | 0 | 0 | 0 | 0 | 0 | 0.80359 | 0.91392 | 0.96109 | 0.80359 | 0.91392 | 0.96109 | -6.2269 | -119.4476 | 117.8719 | -6.2269 | -119.4476 | 117.8719
Line16_4_18 | 0 | 0 | 0 | 0 | 0 | 0 | 0 | 0 | 0 | 0 | 0 | 0 | 5.7311e-10 | 1.6775e-09 | -2.7448e-09 | 4.1489e-10 | 1.2076e-10 | -4.1408e-11 | 2.448e-09 | -2.0249e-09 | -3.3501e-10 | -3.0361e-10 | 3.069e-11 | -1.2432e-10 | 0 | 0 | 0 | 0 | 0 | 0 | 0.80359 | 0.91392 | 0.96109 | 0.80359 | 0.91392 | 0.96109 | -6.2269 | -119.4476 | 117.8719 | -6.2269 | -119.4476 | 117.8719
Line17_5_19 | 0 | 0 | 0 | 0 | 0 | 0 | 0 | 0 | 0 | 0 | 0 | 0 | 5.7311e-10 | 1.6775e-09 | -2.7448e-09 | 4.1489e-10 | 1.2076e-10 | -4.1408e-11 | 2.448e-09 | -2.0249e-09 | -3.3501e-10 | -3.0361e-10 | 3.069e-11 | -1.2432e-10 | 0 | 0 | 0 | 0 | 0 | 0 | 0.80359 | 0.91392 | 0.96109 | 0.80359 | 0.91392 | 0.96109 | -6.2269 | -119.4476 | 117.8719 | -6.2269 | -119.4476 | 117.8719
Line1_1_3 | 0 | 0 | 0 | 0 | 0 | 0 | 0 | 0 | 0 | 0 | 0 | 0 | 4.5849e-09 | 1.342e-08 | -2.1959e-08 | -3.5969e-09 | -1.1622e-08 | 1.9172e-08 | 1.9584e-08 | -1.6199e-08 | -2.6801e-09 | -1.744e-08 | 1.4205e-08 | 2.2208e-09 | 0 | 0 | 0 | 0 | 0 | 0 | 0.80359 | 0.91392 | 0.96109 | 0.80359 | 0.91392 | 0.96109 | -6.2269 | -119.4476 | 117.8719 | -6.2269 | -119.4476 | 117.8719
Line2_1_4 | 0 | 0 | 0 | 0 | 0 | 0 | 0 | 0 | 0 | 0 | 0 | 0 | 1.1462e-09 | 3.3549e-09 | -5.4897e-09 | -1.5822e-10 | -1.5567e-09 | 2.7034e-09 | 4.896e-09 | -4.0498e-09 | -6.7003e-10 | -2.7516e-09 | 2.0556e-09 | 2.1069e-10 | 0 | 0 | 0 | 0 | 0 | 0 | 0.80359 | 0.91392 | 0.96109 | 0.80359 | 0.91392 | 0.96109 | -6.2269 | -119.4476 | 117.8719 | -6.2269 | -119.4476 | 117.8719
Line3_1_5 | 0 | 0 | 0 | 0 | 0 | 0 | 0 | 0 | 0 | 0 | 0 | 0 | 1.1462e-09 | 3.3549e-09 | -5.4897e-09 | -1.5822e-10 | -1.5567e-09 | 2.7034e-09 | 4.896e-09 | -4.0498e-09 | -6.7003e-10 | -2.7516e-09 | 2.0556e-09 | 2.1069e-10 | 0 | 0 | 0 | 0 | 0 | 0 | 0.80359 | 0.91392 | 0.96109 | 0.80359 | 0.91392 | 0.96109 | -6.2269 | -119.4476 | 117.8719 | -6.2269 | -119.4476 | 117.8719
Line4_2_6 | 2.0081 | 0 | 0 | 2.0081 | 0 | 0 | 0.46376 | 0 | 0 | 0.46376 | 0 | 0 | 0.19356 | 5.1669e-08 | -5.6232e-08 | -0.12904 | -4.5896e-08 | 4.9162e-08 | 0.20163 | -2.8417e-08 | -2.5183e-08 | -0.13442 | 2.2613e-08 | 2.0013e-08 | -52.396 | 0 | 0 | 127.604 | 0 | 0 | 0.60269 | 0.89884 | 0.93916 | 0.40179 | 0.88532 | 0.91846 | -6.2269 | -117.0933 | 115.8416 | -6.2269 | -114.6628 | 113.7171
Line5_6_7 | 2.0081 | 0 | 0 | 2.0081 | 0 | 0 | 0.46376 | 0 | 0 | 0.46376 | 0 | 0 | 0.12904 | 4.6092e-08 | -4.9075e-08 | -0.064521 | -3.7378e-08 | 3.944e-08 | 0.13442 | -2.2326e-08 | -2.0363e-08 | -0.06721 | 1.6331e-08 | 1.44e-08 | -52.396 | 0 | 0 | 127.604 | 0 | 0 | 0.40179 | 0.88532 | 0.91846 | 0.2009 | 0.87345 | 0.89908 | -6.2269 | -114.6628 | 113.7171 | -6.2269 | -112.1616 | 111.4978
Line6_7_8 | 2.0081 | 0 | 0 | 2.0081 | 0 | 0 | 0.46376 | 0 | 0 | 0.46376 | 0 | 0 | 0.064521 | 3.7595e-08 | -3.9307e-08 | -2.5059e-14 | -2.5933e-08 | 2.7113e-08 | 0.06721 | -1.5916e-08 | -1.4863e-08 | 3.5938e-14 | 1.0135e-08 | 8.5146e-09 | -52.396 | 0 | 0 | 127.604 | 0 | 0 | 0.2009 | 0.87345 | 0.89908 | 0 | 0.86328 | 0.8811 | -6.2269 | -112.1616 | 111.4978 | 0 | -109.5965 | 109.1844
Line7_8_9 | 0 | 0 | 0 | 0 | 0 | 0 | 0 | 0 | 0 | 0 | 0 | 0 | 1.5709e-21 | 1.3079e-08 | -1.3472e-08 | -1.2063e-18 | 2.2506e-10 | 1.6807e-10 | -9.8239e-23 | -4.796e-09 | -4.5453e-09 | 9.3439e-18 | 5.4302e-10 | -5.7593e-10 | 0 | 0 | 0 | 0 | 0 | 0 | 0 | 0.86328 | 0.8811 | 0 | 0.86328 | 0.8811 | 0 | -109.5965 | 109.1844 | 0 | -109.5965 | 109.1844
Line8_8_10 | 0 | 0 | 0 | 0 | 0 | 0 | 0 | 0 | 0 | 0 | 0 | 0 | 1.5709e-21 | 1.3079e-08 | -1.3472e-08 | -1.2063e-18 | 2.2506e-10 | 1.6807e-10 | -9.8239e-23 | -4.796e-09 | -4.5453e-09 | 9.3439e-18 | 5.4302e-10 | -5.7593e-10 | 0 | 0 | 0 | 0 | 0 | 0 | 0 | 0.86328 | 0.8811 | 0 | 0.86328 | 0.8811 | 0 | -109.5965 | 109.1844 | 0 | -109.5965 | 109.1844
Line9_3_11 | 0 | 0 | 0 | 0 | 0 | 0 | 0 | 0 | 0 | 0 | 0 | 0 | 4.0118e-09 | 1.1742e-08 | -1.9214e-08 | -3.0238e-09 | -9.944e-09 | 1.6428e-08 | 1.7136e-08 | -1.4174e-08 | -2.3451e-09 | -1.4992e-08 | 1.218e-08 | 1.8858e-09 | 0 | 0 | 0 | 0 | 0 | 0 | 0.80359 | 0.91392 | 0.96109 | 0.80359 | 0.91392 | 0.96109 | -6.2269 | -119.4476 | 117.8719 | -6.2269 | -119.4476 | 117.8719

## LG_min_10
name | pf_ikss_a_from_ka | pf_ikss_b_from_ka | pf_ikss_c_from_ka | pf_ikss_a_to_ka | pf_ikss_b_to_ka | pf_ikss_c_to_ka | pf_skss_a_from_mw | pf_skss_b_from_mw | pf_skss_c_from_mw | pf_skss_a_to_mw | pf_skss_b_to_mw | pf_skss_c_to_mw | pf_p_a_from_mw | pf_p_b_from_mw | pf_p_c_from_mw | pf_p_a_to_mw | pf_p_b_to_mw | pf_p_c_to_mw | pf_q_a_from_mvar | pf_q_b_from_mvar | pf_q_c_from_mvar | pf_q_a_to_mvar | pf_q_b_to_mvar | pf_q_c_to_mvar | pf_ikss_a_from_degree | pf_ikss_b_from_degree | pf_ikss_c_from_degree | pf_ikss_a_to_degree | pf_ikss_b_to_degree | pf_ikss_c_to_degree | pf_vm_a_from_pu | pf_vm_b_from_pu | pf_vm_c_from_pu | pf_vm_a_to_pu | pf_vm_b_to_pu | pf_vm_c_to_pu | pf_va_a_from_degree | pf_va_b_from_degree | pf_va_c_from_degree | pf_va_a_to_degree | pf_va_b_to_degree | pf_va_c_to_degree
Line0_1_2 | 1.9024 | 0 | 0 | 1.9024 | 0 | 0 | 0.43935 | 0 | 0 | 0.43935 | 0 | 0 | 0.23163 | 4.8773e-08 | -5.4533e-08 | -0.17372 | -4.6226e-08 | 5.0494e-08 | 0.24128 | -3.0321e-08 | -2.5954e-08 | -0.18096 | 2.5647e-08 | 2.2389e-08 | -52.396 | 0 | 0 | 127.604 | 0 | 0 | 0.76129 | 0.86582 | 0.91051 | 0.57097 | 0.85153 | 0.88973 | -6.2269 | -119.4476 | 117.8719 | -6.2269 | -117.0933 | 115.8416
Line10_11_12 | 0 | 0 | 0 | 0 | 0 | 0 | 0 | 0 | 0 | 0 | 0 | 0 | 3.0862e-09 | 9.0332e-09 | -1.4781e-08 | -2.1995e-09 | -7.4193e-09 | 1.228e-08 | 1.3183e-08 | -1.0904e-08 | -1.8041e-09 | -1.1258e-08 | 9.1143e-09 | 1.3918e-09 | 0 | 0 | 0 | 0 | 0 | 0 | 0.76129 | 0.86582 | 0.91051 | 0.76129 | 0.86582 | 0.91051 | -6.2269 | -119.4476 | 117.8719 | -6.2269 | -119.4476 | 117.8719
Line11_12_13 | 0 | 0 | 0 | 0 | 0 | 0 | 0 | 0 | 0 | 0 | 0 | 0 | 2.5719e-09 | 7.5277e-09 | -1.2318e-08 | -1.6851e-09 | -5.9138e-09 | 9.8168e-09 | 1.0986e-08 | -9.0868e-09 | -1.5034e-09 | -9.0609e-09 | 7.297e-09 | 1.0911e-09 | 0 | 0 | 0 | 0 | 0 | 0 | 0.76129 | 0.86582 | 0.91051 | 0.76129 | 0.86582 | 0.91051 | -6.2269 | -119.4476 | 117.8719 | -6.2269 | -119.4476 | 117.8719
Line12_13_15 | 0 | 0 | 0 | 0 | 0 | 0 | 0 | 0 | 0 | 0 | 0 | 0 | 1.5431e-09 | 4.5166e-09 | -7.3905e-09 | -6.5637e-10 | -2.9027e-09 | 4.8898e-09 | 6.5913e-09 | -5.4521e-09 | -9.0203e-10 | -4.6667e-09 | 3.6622e-09 | 4.8978e-10 | 0 | 0 | 0 | 0 | 0 | 0 | 0.76129 | 0.86582 | 0.91051 | 0.76129 | 0.86582 | 0.91051 | -6.2269 | -119.4476 | 117.8719 | -6.2269 | -119.4476 | 117.8719
Line13_13_14 | 0 | 0 | 0 | 0 | 0 | 0 | 0 | 0 | 0 | 0 | 0 | 0 | 5.1437e-10 | 1.5055e-09 | -2.4635e-09 | 3.7237e-10 | 1.0839e-10 | -3.7164e-11 | 2.1971e-09 | -1.8174e-09 | -3.0068e-10 | -2.725e-10 | 2.7544e-11 | -1.1158e-10 | 0 | 0 | 0 | 0 | 0 | 0 | 0.76129 | 0.86582 | 0.91051 | 0.76129 | 0.86582 | 0.91051 | -6.2269 | -119.4476 | 117.8719 | -6.2269 | -119.4476 | 117.8719
Line14_15_16 | 0 | 0 | 0 | 0 | 0 | 0 | 0 | 0 | 0 | 0 | 0 | 0 | 1.0287e-09 | 3.0111e-09 | -4.927e-09 | -1.42e-10 | -1.3972e-09 | 2.4263e-09 | 4.3942e-09 | -3.6347e-09 | -6.0136e-10 | -2.4696e-09 | 1.8449e-09 | 1.891e-10 | 0 | 0 | 0 | 0 | 0 | 0 | 0.76129 | 0.86582 | 0.91051 | 0.76129 | 0.86582 | 0.91051 | -6.2269 | -119.4476 | 117.8719 | -6.2269 | -119.4476 | 117.8719
Line15_16_17 | 0 | 0 | 0 | 0 | 0 | 0 | 0 | 0 | 0 | 0 | 0 | 0 | 5.1437e-10 | 1.5055e-09 | -2.4635e-09 | 3.7237e-10 | 1.0839e-10 | -3.7164e-11 | 2.1971e-09 | -1.8174e-09 | -3.0068e-10 | -2.725e-10 | 2.7544e-11 | -1.1158e-10 | 0 | 0 | 0 | 0 | 0 | 0 | 0.76129 | 0.86582 | 0.91051 | 0.76129 | 0.86582 | 0.91051 | -6.2269 | -119.4476 | 117.8719 | -6.2269 | -119.4476 | 117.8719
Line16_4_18 | 0 | 0 | 0 | 0 | 0 | 0 | 0 | 0 | 0 | 0 | 0 | 0 | 5.1437e-10 | 1.5055e-09 | -2.4635e-09 | 3.7237e-10 | 1.0839e-10 | -3.7164e-11 | 2.1971e-09 | -1.8174e-09 | -3.0068e-10 | -2.725e-10 | 2.7544e-11 | -1.1158e-10 | 0 | 0 | 0 | 0 | 0 | 0 | 0.76129 | 0.86582 | 0.91051 | 0.76129 | 0.86582 | 0.91051 | -6.2269 | -119.4476 | 117.8719 | -6.2269 | -119.4476 | 117.8719
Line17_5_19 | 0 | 0 | 0 | 0 | 0 | 0 | 0 | 0 | 0 | 0 | 0 | 0 | 5.1437e-10 | 1.5055e-09 | -2.4635e-09 | 3.7237e-10 | 1.0839e-10 | -3.7164e-11 | 2.1971e-09 | -1.8174e-09 | -3.0068e-10 | -2.725e-10 | 2.7544e-11 | -1.1158e-10 | 0 | 0 | 0 | 0 | 0 | 0 | 0.76129 | 0.86582 | 0.91051 | 0.76129 | 0.86582 | 0.91051 | -6.2269 | -119.4476 | 117.8719 | -6.2269 | -119.4476 | 117.8719
Line1_1_3 | 0 | 0 | 0 | 0 | 0 | 0 | 0 | 0 | 0 | 0 | 0 | 0 | 4.115e-09 | 1.2044e-08 | -1.9708e-08 | -3.2282e-09 | -1.043e-08 | 1.7207e-08 | 1.7577e-08 | -1.4539e-08 | -2.4054e-09 | -1.5652e-08 | 1.2749e-08 | 1.9932e-09 | 0 | 0 | 0 | 0 | 0 | 0 | 0.76129 | 0.86582 | 0.91051 | 0.76129 | 0.86582 | 0.91051 | -6.2269 | -119.4476 | 117.8719 | -6.2269 | -119.4476 | 117.8719
Line2_1_4 | 0 | 0 | 0 | 0 | 0 | 0 | 0 | 0 | 0 | 0 | 0 | 0 | 1.0287e-09 | 3.0111e-09 | -4.927e-09 | -1.42e-10 | -1.3972e-09 | 2.4263e-09 | 4.3942e-09 | -3.6347e-09 | -6.0135e-10 | -2.4696e-09 | 1.8449e-09 | 1.891e-10 | 0 | 0 | 0 | 0 | 0 | 0 | 0.76129 | 0.86582 | 0.91051 | 0.76129 | 0.86582 | 0.91051 | -6.2269 | -119.4476 | 117.8719 | -6.2269 | -119.4476 | 117.8719
Line3_1_5 | 0 | 0 | 0 | 0 | 0 | 0 | 0 | 0 | 0 | 0 | 0 | 0 | 1.0287e-09 | 3.0111e-09 | -4.927e-09 | -1.42e-10 | -1.3972e-09 | 2.4263e-09 | 4.3942e-09 | -3.6347e-09 | -6.0135e-10 | -2.4696e-09 | 1.8449e-09 | 1.891e-10 | 0 | 0 | 0 | 0 | 0 | 0 | 0.76129 | 0.86582 | 0.91051 | 0.76129 | 0.86582 | 0.91051 | -6.2269 | -119.4476 | 117.8719 | -6.2269 | -119.4476 | 117.8719
Line4_2_6 | 1.9024 | 0 | 0 | 1.9024 | 0 | 0 | 0.43935 | 0 | 0 | 0.43935 | 0 | 0 | 0.17372 | 4.6373e-08 | -5.0469e-08 | -0.11582 | -4.1192e-08 | 4.4123e-08 | 0.18096 | -2.5505e-08 | -2.2602e-08 | -0.12064 | 2.0296e-08 | 1.7961e-08 | -52.396 | 0 | 0 | 127.604 | 0 | 0 | 0.57097 | 0.85153 | 0.88973 | 0.38065 | 0.83872 | 0.87012 | -6.2269 | -117.0933 | 115.8416 | -6.2269 | -114.6628 | 113.7171
Line5_6_7 | 1.9024 | 0 | 0 | 1.9024 | 0 | 0 | 0.43935 | 0 | 0 | 0.43935 | 0 | 0 | 0.11582 | 4.1368e-08 | -4.4045e-08 | -0.057908 | -3.3547e-08 | 3.5398e-08 | 0.12064 | -2.0038e-08 | -1.8276e-08 | -0.060321 | 1.4657e-08 | 1.2924e-08 | -52.396 | 0 | 0 | 127.604 | 0 | 0 | 0.38065 | 0.83872 | 0.87012 | 0.19032 | 0.82748 | 0.85176 | -6.2269 | -114.6628 | 113.7171 | -6.2269 | -112.1616 | 111.4978
Line6_7_8 | 1.9024 | 0 | 0 | 1.9024 | 0 | 0 | 0.43935 | 0 | 0 | 0.43935 | 0 | 0 | 0.057908 | 3.3741e-08 | -3.5278e-08 | -2.2408e-14 | -2.3275e-08 | 2.4334e-08 | 0.060321 | -1.4285e-08 | -1.334e-08 | 3.2158e-14 | 9.0963e-09 | 7.6419e-09 | -52.396 | 0 | 0 | 127.604 | 0 | 0 | 0.19032 | 0.82748 | 0.85176 | 0 | 0.81784 | 0.83473 | -6.2269 | -112.1616 | 111.4978 | 0 | -109.5965 | 109.1844
Line7_8_9 | 0 | 0 | 0 | 0 | 0 | 0 | 0 | 0 | 0 | 0 | 0 | 0 | 1.4054e-21 | 1.1739e-08 | -1.2091e-08 | -1.0826e-18 | 2.02e-10 | 1.5084e-10 | -8.835e-23 | -4.3045e-09 | -4.0794e-09 | 8.3862e-18 | 4.8736e-10 | -5.169e-10 | 0 | 0 | 0 | 0 | 0 | 0 | 0 | 0.81784 | 0.83473 | 0 | 0.81784 | 0.83473 | 0 | -109.5965 | 109.1844 | 0 | -109.5965 | 109.1844
Line8_8_10 | 0 | 0 | 0 | 0 | 0 | 0 | 0 | 0 | 0 | 0 | 0 | 0 | 1.4054e-21 | 1.1739e-08 | -1.2091e-08 | -1.0826e-18 | 2.02e-10 | 1.5084e-10 | -8.835e-23 | -4.3045e-09 | -4.0794e-09 | 8.3862e-18 | 4.8736e-10 | -5.169e-10 | 0 | 0 | 0 | 0 | 0 | 0 | 0 | 0.81784 | 0.83473 | 0 | 0.81784 | 0.83473 | 0 | -109.5965 | 109.1844 | 0 | -109.5965 | 109.1844
Line9_3_11 | 0 | 0 | 0 | 0 | 0 | 0 | 0 | 0 | 0 | 0 | 0 | 0 | 3.6006e-09 | 1.0539e-08 | -1.7245e-08 | -2.7139e-09 | -8.9249e-09 | 1.4744e-08 | 1.538e-08 | -1.2721e-08 | -2.1047e-09 | -1.3455e-08 | 1.0932e-08 | 1.6925e-09 | 0 | 0 | 0 | 0 | 0 | 0 | 0.76129 | 0.86582 | 0.91051 | 0.76129 | 0.86582 | 0.91051 | -6.2269 | -119.4476 | 117.8719 | -6.2269 | -119.4476 | 117.8719

## LG_min_fault_6
name | pf_ikss_a_from_ka | pf_ikss_b_from_ka | pf_ikss_c_from_ka | pf_ikss_a_to_ka | pf_ikss_b_to_ka | pf_ikss_c_to_ka | pf_skss_a_from_mw | pf_skss_b_from_mw | pf_skss_c_from_mw | pf_skss_a_to_mw | pf_skss_b_to_mw | pf_skss_c_to_mw | pf_p_a_from_mw | pf_p_b_from_mw | pf_p_c_from_mw | pf_p_a_to_mw | pf_p_b_to_mw | pf_p_c_to_mw | pf_q_a_from_mvar | pf_q_b_from_mvar | pf_q_c_from_mvar | pf_q_a_to_mvar | pf_q_b_to_mvar | pf_q_c_to_mvar | pf_ikss_a_from_degree | pf_ikss_b_from_degree | pf_ikss_c_from_degree | pf_ikss_a_to_degree | pf_ikss_b_to_degree | pf_ikss_c_to_degree | pf_vm_a_from_pu | pf_vm_b_from_pu | pf_vm_c_from_pu | pf_vm_a_to_pu | pf_vm_b_to_pu | pf_vm_c_to_pu | pf_va_a_from_degree | pf_va_b_from_degree | pf_va_c_from_degree | pf_va_a_to_degree | pf_va_b_to_degree | pf_va_c_to_degree
Line0_1_2 | 0.030559 | 0 | 0 | 0.030559 | 0 | 0 | 0.0070572 | 0 | 0 | 0.0070572 | 0 | 0 | 0.0047289 | 7.783e-10 | -9.4975e-10 | -0.004714 | -7.3369e-10 | 8.8599e-10 | 0.0047314 | -6.4616e-10 | -3.5066e-10 | -0.0047158 | 5.9791e-10 | 3.352e-10 | -45.1122 | 0 | 0 | 134.8878 | 0 | 0 | 0.94789 | 0.94944 | 0.95023 | 0.94483 | 0.94912 | 0.94993 | -0.097155 | -119.9962 | 119.9687 | -0.10089 | -119.9646 | 119.9364
Line10_11_12 | 0 | 0 | 0 | 0 | 0 | 0 | 0 | 0 | 0 | 0 | 0 | 0 | 6.7022e-11 | 1.3146e-10 | -2.495e-10 | -4.8516e-11 | -1.0759e-10 | 2.0713e-10 | 2.6236e-10 | -2.1196e-10 | -7.7178e-12 | -2.2423e-10 | 1.7685e-10 | 4.6251e-12 | 0 | 0 | 0 | 0 | 0 | 0 | 0.94789 | 0.94944 | 0.95023 | 0.94789 | 0.94944 | 0.95023 | -0.097155 | -119.9962 | 119.9687 | -0.097155 | -119.9962 | 119.9687
Line11_12_13 | 0 | 0 | 0 | 0 | 0 | 0 | 0 | 0 | 0 | 0 | 0 | 0 | 5.5852e-11 | 1.0955e-10 | -2.0792e-10 | -3.7345e-11 | -8.5679e-11 | 1.6554e-10 | 2.1863e-10 | -1.7663e-10 | -6.4315e-12 | -1.805e-10 | 1.4153e-10 | 3.3388e-12 | 0 | 0 | 0 | 0 | 0 | 0 | 0.94789 | 0.94944 | 0.95023 | 0.94789 | 0.94944 | 0.95023 | -0.097155 | -119.9962 | 119.9687 | -0.097155 | -119.9962 | 119.9687
Line12_13_15 | 0 | 0 | 0 | 0 | 0 | 0 | 0 | 0 | 0 | 0 | 0 | 0 | 3.3511e-11 | 6.5728e-11 | -1.2475e-10 | -1.5005e-11 | -4.1861e-11 | 8.2378e-11 | 1.3118e-10 | -1.0598e-10 | -3.8589e-12 | -9.3051e-11 | 7.0873e-11 | 7.6618e-13 | 0 | 0 | 0 | 0 | 0 | 0 | 0.94789 | 0.94944 | 0.95023 | 0.94789 | 0.94944 | 0.95023 | -0.097155 | -119.9962 | 119.9687 | -0.097155 | -119.9962 | 119.9687
Line13_13_14 | 0 | 0 | 0 | 0 | 0 | 0 | 0 | 0 | 0 | 0 | 0 | 0 | 1.117e-11 | 2.1909e-11 | -4.1584e-11 | 7.3361e-12 | 1.9574e-12 | -7.8954e-13 | 4.3726e-11 | -3.5326e-11 | -1.2863e-12 | -5.5988e-12 | 2.2048e-13 | -1.8064e-12 | 0 | 0 | 0 | 0 | 0 | 0 | 0.94789 | 0.94944 | 0.95023 | 0.94789 | 0.94944 | 0.95023 | -0.097155 | -119.9962 | 119.9687 | -0.097155 | -119.9962 | 119.9687
Line14_15_16 | 0 | 0 | 0 | 0 | 0 | 0 | 0 | 0 | 0 | 0 | 0 | 0 | 2.2341e-11 | 4.3818e-11 | -8.3167e-11 | -3.8342e-12 | -1.9952e-11 | 4.0794e-11 | 8.7452e-11 | -7.0653e-11 | -2.5726e-12 | -4.9325e-11 | 3.5547e-11 | -5.2013e-13 | 0 | 0 | 0 | 0 | 0 | 0 | 0.94789 | 0.94944 | 0.95023 | 0.94789 | 0.94944 | 0.95023 | -0.097155 | -119.9962 | 119.9687 | -0.097155 | -119.9962 | 119.9687
Line15_16_17 | 0 | 0 | 0 | 0 | 0 | 0 | 0 | 0 | 0 | 0 | 0 | 0 | 1.117e-11 | 2.1909e-11 | -4.1584e-11 | 7.3361e-12 | 1.9574e-12 | -7.8954e-13 | 4.3726e-11 | -3.5326e-11 | -1.2863e-12 | -5.5988e-12 | 2.2048e-13 | -1.8064e-12 | 0 | 0 | 0 | 0 | 0 | 0 | 0.94789 | 0.94944 | 0.95023 | 0.94789 | 0.94944 | 0.95023 | -0.097155 | -119.9962 | 119.9687 | -0.097155 | -119.9962 | 119.9687
Line16_4_18 | 0 | 0 | 0 | 0 | 0 | 0 | 0 | 0 | 0 | 0 | 0 | 0 | 1.117e-11 | 2.1909e-11 | -4.1584e-11 | 7.3361e-12 | 1.9574e-12 | -7.8954e-13 | 4.3726e-11 | -3.5326e-11 | -1.2863e-12 | -5.5988e-12 | 2.2048e-13 | -1.8064e-12 | 0 | 0 | 0 | 0 | 0 | 0 | 0.94789 | 0.94944 | 0.95023 | 0.94789 | 0.94944 | 0.95023 | -0.097155 | -119.9962 | 119.9687 | -0.097155 | -119.9962 | 119.9687
Line17_5_19 | 0 | 0 | 0 | 0 | 0 | 0 | 0 | 0 | 0 | 0 | 0 | 0 | 1.117e-11 | 2.1909e-11 | -4.1584e-11 | 7.3361e-12 | 1.9574e-12 | -7.8954e-13 | 4.3726e-11 | -3.5326e-11 | -1.2863e-12 | -5.5988e-12 | 2.2048e-13 | -1.8064e-12 | 0 | 0 | 0 | 0 | 0 | 0 | 0.94789 | 0.94944 | 0.95023 | 0.94789 | 0.94944 | 0.95023 | -0.097155 | -119.9962 | 119.9687 | -0.097155 | -119.9962 | 119.9687
Line1_1_3 | 0 | 0 | 0 | 0 | 0 | 0 | 0 | 0 | 0 | 0 | 0 | 0 | 8.9363e-11 | 1.7527e-10 | -3.3267e-10 | -7.0856e-11 | -1.5141e-10 | 2.903e-10 | 3.4981e-10 | -2.8261e-10 | -1.029e-11 | -3.1168e-10 | 2.4751e-10 | 7.1977e-12 | 0 | 0 | 0 | 0 | 0 | 0 | 0.94789 | 0.94944 | 0.95023 | 0.94789 | 0.94944 | 0.95023 | -0.097155 | -119.9962 | 119.9687 | -0.097155 | -119.9962 | 119.9687
Line2_1_4 | 0 | 0 | 0 | 0 | 0 | 0 | 0 | 0 | 0 | 0 | 0 | 0 | 2.2341e-11 | 4.3818e-11 | -8.3167e-11 | -3.8342e-12 | -1.9952e-11 | 4.0794e-11 | 8.7452e-11 | -7.0653e-11 | -2.5726e-12 | -4.9325e-11 | 3.5547e-11 | -5.2015e-13 | 0 | 0 | 0 | 0 | 0 | 0 | 0.94789 | 0.94944 | 0.95023 | 0.94789 | 0.94944 | 0.95023 | -0.097155 | -119.9962 | 119.9687 | -0.097155 | -119.9962 | 119.9687
Line3_1_5 | 0 | 0 | 0 | 0 | 0 | 0 | 0 | 0 | 0 | 0 | 0 | 0 | 2.2341e-11 | 4.3818e-11 | -8.3167e-11 | -3.8342e-12 | -1.9952e-11 | 4.0794e-11 | 8.7452e-11 | -7.0653e-11 | -2.5726e-12 | -4.9325e-11 | 3.5547e-11 | -5.2015e-13 | 0 | 0 | 0 | 0 | 0 | 0 | 0.94789 | 0.94944 | 0.95023 | 0.94789 | 0.94944 | 0.95023 | -0.097155 | -119.9962 | 119.9687 | -0.097155 | -119.9962 | 119.9687
Line4_2_6 | 0.030559 | 0 | 0 | 0.030559 | 0 | 0 | 0.0070572 | 0 | 0 | 0.0070572 | 0 | 0 | 0.004714 | 7.3675e-10 | -8.8575e-10 | -0.004699 | -6.5045e-10 | 7.794e-10 | 0.0047158 | -5.9587e-10 | -3.3887e-10 | -0.0047003 | 5.2267e-10 | 3.0002e-10 | -45.1122 | 0 | 0 | 134.8878 | 0 | 0 | 0.94483 | 0.94912 | 0.94993 | 0.94177 | 0.94881 | 0.94964 | -0.10089 | -119.9646 | 119.9364 | -0.10465 | -119.9329 | 119.9041
Line5_6_7 | 0.030559 | 0 | 0 | 0.030559 | 0 | 0 | 0.0070572 | 0 | 0 | 0.0070572 | 0 | 0 | 0.004699 | 6.5459e-10 | -7.7814e-10 | -0.0046841 | -5.266e-10 | 6.2921e-10 | 0.0047003 | -5.188e-10 | -3.0555e-10 | -0.0046847 | 4.2075e-10 | 2.434e-10 | -45.1122 | 0 | 0 | 134.8878 | 0 | 0 | 0.94177 | 0.94881 | 0.94964 | 0.93872 | 0.94849 | 0.94934 | -0.10465 | -119.9329 | 119.9041 | -0.10843 | -119.9013 | 119.8718
Line6_7_8 | 0.030559 | 0 | 0 | 0.030559 | 0 | 0 | 0.0070572 | 0 | 0 | 0.0070572 | 0 | 0 | 0.0046841 | 5.3184e-10 | -6.2693e-10 | -0.0046691 | -3.6216e-10 | 4.3542e-10 | 0.0046847 | -4.1506e-10 | -2.508e-10 | -0.0046691 | 2.9226e-10 | 1.6545e-10 | -45.1122 | 0 | 0 | 134.8878 | 0 | 0 | 0.93872 | 0.94849 | 0.94934 | 0.93566 | 0.94818 | 0.94905 | -0.10843 | -119.9013 | 119.8718 | -0.11224 | -119.8696 | 119.8395
Line7_8_9 | 0 | 0 | 0 | 0 | 0 | 0 | 0 | 0 | 0 | 0 | 0 | 0 | -2.6995e-11 | 1.8424e-10 | -2.1606e-10 | 4.9184e-11 | 6.3243e-12 | 3.3051e-12 | 2.3568e-10 | -1.4237e-10 | -8.7358e-11 | -6.3845e-12 | 7.5185e-12 | -9.2616e-12 | 0 | 0 | 0 | 0 | 0 | 0 | 0.93566 | 0.94818 | 0.94905 | 0.93566 | 0.94818 | 0.94905 | -0.11224 | -119.8696 | 119.8395 | -0.11224 | -119.8696 | 119.8395
Line8_8_10 | 0 | 0 | 0 | 0 | 0 | 0 | 0 | 0 | 0 | 0 | 0 | 0 | -2.6995e-11 | 1.8424e-10 | -2.1606e-10 | 4.9184e-11 | 6.3243e-12 | 3.3051e-12 | 2.3568e-10 | -1.4237e-10 | -8.7358e-11 | -6.3845e-12 | 7.5185e-12 | -9.2616e-12 | 0 | 0 | 0 | 0 | 0 | 0 | 0.93566 | 0.94818 | 0.94905 | 0.93566 | 0.94818 | 0.94905 | -0.11224 | -119.8696 | 119.8395 | -0.11224 | -119.8696 | 119.8395
Line9_3_11 | 0 | 0 | 0 | 0 | 0 | 0 | 0 | 0 | 0 | 0 | 0 | 0 | 7.8192e-11 | 1.5336e-10 | -2.9108e-10 | -5.9686e-11 | -1.295e-10 | 2.4871e-10 | 3.0608e-10 | -2.4729e-10 | -9.0041e-12 | -2.6795e-10 | 2.1218e-10 | 5.9114e-12 | 0 | 0 | 0 | 0 | 0 | 0 | 0.94789 | 0.94944 | 0.95023 | 0.94789 | 0.94944 | 0.95023 | -0.097155 | -119.9962 | 119.9687 | -0.097155 | -119.9962 | 119.9687

## LG_min_fault_10
name | pf_ikss_a_from_ka | pf_ikss_b_from_ka | pf_ikss_c_from_ka | pf_ikss_a_to_ka | pf_ikss_b_to_ka | pf_ikss_c_to_ka | pf_skss_a_from_mw | pf_skss_b_from_mw | pf_skss_c_from_mw | pf_skss_a_to_mw | pf_skss_b_to_mw | pf_skss_c_to_mw | pf_p_a_from_mw | pf_p_b_from_mw | pf_p_c_from_mw | pf_p_a_to_mw | pf_p_b_to_mw | pf_p_c_to_mw | pf_q_a_from_mvar | pf_q_b_from_mvar | pf_q_c_from_mvar | pf_q_a_to_mvar | pf_q_b_to_mvar | pf_q_c_to_mvar | pf_ikss_a_from_degree | pf_ikss_b_from_degree | pf_ikss_c_from_degree | pf_ikss_a_to_degree | pf_ikss_b_to_degree | pf_ikss_c_to_degree | pf_vm_a_from_pu | pf_vm_b_from_pu | pf_vm_c_from_pu | pf_vm_a_to_pu | pf_vm_b_to_pu | pf_vm_c_to_pu | pf_va_a_from_degree | pf_va_b_from_degree | pf_va_c_from_degree | pf_va_a_to_degree | pf_va_b_to_degree | pf_va_c_to_degree
Line0_1_2 | 0.02895 | 0 | 0 | 0.02895 | 0 | 0 | 0.0066858 | 0 | 0 | 0.0066858 | 0 | 0 | 0.0042442 | 6.9853e-10 | -8.5241e-10 | -0.0042308 | -6.5849e-10 | 7.9518e-10 | 0.0042465 | -5.7994e-10 | -3.1472e-10 | -0.0042325 | 5.3663e-10 | 3.0084e-10 | -45.1122 | 0 | 0 | 134.8878 | 0 | 0 | 0.898 | 0.89947 | 0.90021 | 0.8951 | 0.89917 | 0.89993 | -0.097155 | -119.9962 | 119.9687 | -0.10089 | -119.9646 | 119.9364
Line10_11_12 | 0 | 0 | 0 | 0 | 0 | 0 | 0 | 0 | 0 | 0 | 0 | 0 | 6.0153e-11 | 1.1798e-10 | -2.2393e-10 | -4.3543e-11 | -9.6561e-11 | 1.859e-10 | 2.3547e-10 | -1.9023e-10 | -6.9268e-12 | -2.0125e-10 | 1.5873e-10 | 4.1511e-12 | 0 | 0 | 0 | 0 | 0 | 0 | 0.898 | 0.89947 | 0.90021 | 0.898 | 0.89947 | 0.90021 | -0.097155 | -119.9962 | 119.9687 | -0.097155 | -119.9962 | 119.9687
Line11_12_13 | 0 | 0 | 0 | 0 | 0 | 0 | 0 | 0 | 0 | 0 | 0 | 0 | 5.0127e-11 | 9.8318e-11 | -1.8661e-10 | -3.3518e-11 | -7.6898e-11 | 1.4858e-10 | 1.9622e-10 | -1.5853e-10 | -5.7724e-12 | -1.62e-10 | 1.2702e-10 | 2.9966e-12 | 0 | 0 | 0 | 0 | 0 | 0 | 0.898 | 0.89947 | 0.90021 | 0.898 | 0.89947 | 0.90021 | -0.097155 | -119.9962 | 119.9687 | -0.097155 | -119.9962 | 119.9687
Line12_13_15 | 0 | 0 | 0 | 0 | 0 | 0 | 0 | 0 | 0 | 0 | 0 | 0 | 3.0076e-11 | 5.8991e-11 | -1.1196e-10 | -1.3467e-11 | -3.7571e-11 | 7.3934e-11 | 1.1773e-10 | -9.5117e-11 | -3.4634e-12 | -8.3514e-11 | 6.3609e-11 | 6.8765e-13 | 0 | 0 | 0 | 0 | 0 | 0 | 0.898 | 0.89947 | 0.90021 | 0.898 | 0.89947 | 0.90021 | -0.097155 | -119.9962 | 119.9687 | -0.097155 | -119.9962 | 119.9687
Line13_13_14 | 0 | 0 | 0 | 0 | 0 | 0 | 0 | 0 | 0 | 0 | 0 | 0 | 1.0025e-11 | 1.9664e-11 | -3.7322e-11 | 6.5842e-12 | 1.7568e-12 | -7.0862e-13 | 3.9244e-11 | -3.1706e-11 | -1.1545e-12 | -5.0249e-12 | 1.9788e-13 | -1.6213e-12 | 0 | 0 | 0 | 0 | 0 | 0 | 0.898 | 0.89947 | 0.90021 | 0.898 | 0.89947 | 0.90021 | -0.097155 | -119.9962 | 119.9687 | -0.097155 | -119.9962 | 119.9687
Line14_15_16 | 0 | 0 | 0 | 0 | 0 | 0 | 0 | 0 | 0 | 0 | 0 | 0 | 2.0051e-11 | 3.9327e-11 | -7.4643e-11 | -3.4412e-12 | -1.7907e-11 | 3.6613e-11 | 7.8489e-11 | -6.3412e-11 | -2.3089e-12 | -4.4269e-11 | 3.1904e-11 | -4.6682e-13 | 0 | 0 | 0 | 0 | 0 | 0 | 0.898 | 0.89947 | 0.90021 | 0.898 | 0.89947 | 0.90021 | -0.097155 | -119.9962 | 119.9687 | -0.097155 | -119.9962 | 119.9687
Line15_16_17 | 0 | 0 | 0 | 0 | 0 | 0 | 0 | 0 | 0 | 0 | 0 | 0 | 1.0025e-11 | 1.9664e-11 | -3.7322e-11 | 6.5842e-12 | 1.7568e-12 | -7.0862e-13 | 3.9244e-11 | -3.1706e-11 | -1.1545e-12 | -5.0249e-12 | 1.9788e-13 | -1.6213e-12 | 0 | 0 | 0 | 0 | 0 | 0 | 0.898 | 0.89947 | 0.90021 | 0.898 | 0.89947 | 0.90021 | -0.097155 | -119.9962 | 119.9687 | -0.097155 | -119.9962 | 119.9687
Line16_4_18 | 0 | 0 | 0 | 0 | 0 | 0 | 0 | 0 | 0 | 0 | 0 | 0 | 1.0025e-11 | 1.9664e-11 | -3.7321e-11 | 6.5842e-12 | 1.7568e-12 | -7.0862e-13 | 3.9244e-11 | -3.1706e-11 | -1.1545e-12 | -5.025e-12 | 1.9788e-13 | -1.6213e-12 | 0 | 0 | 0 | 0 | 0 | 0 | 0.898 | 0.89947 | 0.90021 | 0.898 | 0.89947 | 0.90021 | -0.097155 | -119.9962 | 119.9687 | -0.097155 | -119.9962 | 119.9687
Line17_5_19 | 0 | 0 | 0 | 0 | 0 | 0 | 0 | 0 | 0 | 0 | 0 | 0 | 1.0025e-11 | 1.9664e-11 | -3.7321e-11 | 6.5842e-12 | 1.7568e-12 | -7.0862e-13 | 3.9244e-11 | -3.1706e-11 | -1.1545e-12 | -5.025e-12 | 1.9788e-13 | -1.6213e-12 | 0 | 0 | 0 | 0 | 0 | 0 | 0.898 | 0.89947 | 0.90021 | 0.898 | 0.89947 | 0.90021 | -0.097155 | -119.9962 | 119.9687 | -0.097155 | -119.9962 | 119.9687
Line1_1_3 | 0 | 0 | 0 | 0 | 0 | 0 | 0 | 0 | 0 | 0 | 0 | 0 | 8.0204e-11 | 1.5731e-10 | -2.9857e-10 | -6.3594e-11 | -1.3589e-10 | 2.6054e-10 | 3.1395e-10 | -2.5365e-10 | -9.2357e-12 | -2.7974e-10 | 2.2214e-10 | 6.46e-12 | 0 | 0 | 0 | 0 | 0 | 0 | 0.898 | 0.89947 | 0.90021 | 0.898 | 0.89947 | 0.90021 | -0.097155 | -119.9962 | 119.9687 | -0.097155 | -119.9962 | 119.9687
Line2_1_4 | 0 | 0 | 0 | 0 | 0 | 0 | 0 | 0 | 0 | 0 | 0 | 0 | 2.0051e-11 | 3.9327e-11 | -7.4643e-11 | -3.4412e-12 | -1.7907e-11 | 3.6613e-11 | 7.8489e-11 | -6.3412e-11 | -2.3089e-12 | -4.4269e-11 | 3.1904e-11 | -4.6684e-13 | 0 | 0 | 0 | 0 | 0 | 0 | 0.898 | 0.89947 | 0.90021 | 0.898 | 0.89947 | 0.90021 | -0.097155 | -119.9962 | 119.9687 | -0.097155 | -119.9962 | 119.9687
Line3_1_5 | 0 | 0 | 0 | 0 | 0 | 0 | 0 | 0 | 0 | 0 | 0 | 0 | 2.0051e-11 | 3.9327e-11 | -7.4643e-11 | -3.4412e-12 | -1.7907e-11 | 3.6613e-11 | 7.8489e-11 | -6.3412e-11 | -2.3089e-12 | -4.4269e-11 | 3.1904e-11 | -4.6684e-13 | 0 | 0 | 0 | 0 | 0 | 0 | 0.898 | 0.89947 | 0.90021 | 0.898 | 0.89947 | 0.90021 | -0.097155 | -119.9962 | 119.9687 | -0.097155 | -119.9962 | 119.9687
Line4_2_6 | 0.02895 | 0 | 0 | 0.02895 | 0 | 0 | 0.0066858 | 0 | 0 | 0.0066858 | 0 | 0 | 0.0042308 | 6.6123e-10 | -7.9496e-10 | -0.0042174 | -5.8378e-10 | 6.9952e-10 | 0.0042325 | -5.3479e-10 | -3.0414e-10 | -0.0042185 | 4.691e-10 | 2.6927e-10 | -45.1122 | 0 | 0 | 134.8878 | 0 | 0 | 0.8951 | 0.89917 | 0.89993 | 0.89221 | 0.89887 | 0.89966 | -0.10089 | -119.9646 | 119.9364 | -0.10465 | -119.9329 | 119.9041
Line5_6_7 | 0.02895 | 0 | 0 | 0.02895 | 0 | 0 | 0.0066858 | 0 | 0 | 0.0066858 | 0 | 0 | 0.0042174 | 5.875e-10 | -6.9839e-10 | -0.004204 | -4.7263e-10 | 5.6472e-10 | 0.0042185 | -4.6563e-10 | -2.7423e-10 | -0.0042046 | 3.7763e-10 | 2.1846e-10 | -45.1122 | 0 | 0 | 134.8878 | 0 | 0 | 0.89221 | 0.89887 | 0.89966 | 0.88931 | 0.89857 | 0.89938 | -0.10465 | -119.9329 | 119.9041 | -0.10843 | -119.9013 | 119.8718
Line6_7_8 | 0.02895 | 0 | 0 | 0.02895 | 0 | 0 | 0.0066858 | 0 | 0 | 0.0066858 | 0 | 0 | 0.004204 | 4.7733e-10 | -5.6267e-10 | -0.0041906 | -3.2504e-10 | 3.908e-10 | 0.0042046 | -3.7252e-10 | -2.251e-10 | -0.0041906 | 2.623e-10 | 1.485e-10 | -45.1122 | 0 | 0 | 134.8878 | 0 | 0 | 0.88931 | 0.89857 | 0.89938 | 0.88642 | 0.89827 | 0.8991 | -0.10843 | -119.9013 | 119.8718 | -0.11224 | -119.8696 | 119.8395
Line7_8_9 | 0 | 0 | 0 | 0 | 0 | 0 | 0 | 0 | 0 | 0 | 0 | 0 | -2.4228e-11 | 1.6536e-10 | -1.9392e-10 | 4.4143e-11 | 5.6761e-12 | 2.9664e-12 | 2.1153e-10 | -1.2778e-10 | -7.8404e-11 | -5.7301e-12 | 6.7479e-12 | -8.3124e-12 | 0 | 0 | 0 | 0 | 0 | 0 | 0.88642 | 0.89827 | 0.8991 | 0.88642 | 0.89827 | 0.8991 | -0.11224 | -119.8696 | 119.8395 | -0.11224 | -119.8696 | 119.8395
Line8_8_10 | 0 | 0 | 0 | 0 | 0 | 0 | 0 | 0 | 0 | 0 | 0 | 0 | -2.4228e-11 | 1.6536e-10 | -1.9392e-10 | 4.4143e-11 | 5.6761e-12 | 2.9664e-12 | 2.1153e-10 | -1.2778e-10 | -7.8404e-11 | -5.7301e-12 | 6.7479e-12 | -8.3124e-12 | 0 | 0 | 0 | 0 | 0 | 0 | 0.88642 | 0.89827 | 0.8991 | 0.88642 | 0.89827 | 0.8991 | -0.11224 | -119.8696 | 119.8395 | -0.11224 | -119.8696 | 119.8395
Line9_3_11 | 0 | 0 | 0 | 0 | 0 | 0 | 0 | 0 | 0 | 0 | 0 | 0 | 7.0178e-11 | 1.3765e-10 | -2.6125e-10 | -5.3568e-11 | -1.1623e-10 | 2.2322e-10 | 2.7471e-10 | -2.2194e-10 | -8.0813e-12 | -2.4049e-10 | 1.9043e-10 | 5.3055e-12 | 0 | 0 | 0 | 0 | 0 | 0 | 0.898 | 0.89947 | 0.90021 | 0.898 | 0.89947 | 0.90021 | -0.097155 | -119.9962 | 119.9687 | -0.097155 | -119.9962 | 119.9687

## LLG_max_6
name | pf_ikss_a_from_ka | pf_ikss_b_from_ka | pf_ikss_c_from_ka | pf_ikss_a_to_ka | pf_ikss_b_to_ka | pf_ikss_c_to_ka | pf_skss_a_from_mw | pf_skss_b_from_mw | pf_skss_c_from_mw | pf_skss_a_to_mw | pf_skss_b_to_mw | pf_skss_c_to_mw | pf_p_a_from_mw | pf_p_b_from_mw | pf_p_c_from_mw | pf_p_a_to_mw | pf_p_b_to_mw | pf_p_c_to_mw | pf_q_a_from_mvar | pf_q_b_from_mvar | pf_q_c_from_mvar | pf_q_a_to_mvar | pf_q_b_to_mvar | pf_q_c_to_mvar | pf_ikss_a_from_degree | pf_ikss_b_from_degree | pf_ikss_c_from_degree | pf_ikss_a_to_degree | pf_ikss_b_to_degree | pf_ikss_c_to_degree | pf_vm_a_from_pu | pf_vm_b_from_pu | pf_vm_c_from_pu | pf_vm_a_to_pu | pf_vm_b_to_pu | pf_vm_c_to_pu | pf_va_a_from_degree | pf_va_b_from_degree | pf_va_c_from_degree | pf_va_a_to_degree | pf_va_b_to_degree | pf_va_c_to_degree
Line0_1_2 | 0.14434 | 2.6157 | 2.5486 | 0.14434 | 2.6157 | 2.5486 | 0.033333 | 0.60407 | 0.58858 | 0.033333 | 0.60407 | 0.58858 | -0.01352 | 0.14253 | 0.31749 | 0.01295 | -0.10752 | -0.23943 | -0.032445 | 0.51831 | 0.40142 | 0.031113 | -0.39075 | -0.30264 | 111.0022 | 161.4917 | 64.1965 | -68.9978 | -18.5083 | -115.8035 | 1.0545 | 0.88988 | 0.86954 | 1.011 | 0.6709 | 0.65565 | -1.6194 | -123.8843 | 115.8555 | -1.5964 | -123.893 | 115.8479
Line10_11_12 | 0.14434 | 0.14434 | 0.14434 | 0.14434 | 0.14434 | 0.14434 | 0.033333 | 0.033333 | 0.033333 | 0.033333 | 0.033333 | 0.033333 | -0.0043387 | -0.0048889 | -0.0049167 | 0.004547 | 0.0050972 | 0.0051251 | -0.035762 | -0.030157 | -0.029466 | 0.036179 | 0.030574 | 0.029883 | 94.7872 | -25.2127 | -145.2128 | -85.2128 | 154.7873 | 34.7872 | 1.0807 | 0.91652 | 0.89621 | 1.0939 | 0.92987 | 0.90958 | -2.13 | -124.4211 | 115.3142 | -2.3762 | -124.678 | 115.0555
Line11_12_13 | 0.14434 | 0.14434 | 0.14434 | 0.14434 | 0.14434 | 0.14434 | 0.033333 | 0.033333 | 0.033333 | 0.033333 | 0.033333 | 0.033333 | -0.004547 | -0.0050972 | -0.0051251 | 0.0047553 | 0.0053056 | 0.0053334 | -0.036179 | -0.030574 | -0.029883 | 0.036596 | 0.03099 | 0.0303 | 94.7872 | -25.2127 | -145.2128 | -85.2128 | 154.7873 | 34.7872 | 1.0939 | 0.92987 | 0.90958 | 1.1071 | 0.94323 | 0.92297 | -2.3762 | -124.678 | 115.0555 | -2.6164 | -124.9276 | 114.8042
Line12_13_15 | 0 | 0 | 0 | 0 | 0 | 0 | 0 | 0 | 0 | 0 | 0 | 0 | -1.3401e-09 | -1.2014e-08 | 1.175e-08 | 6.5713e-10 | 8.3654e-09 | -7.4178e-09 | -1.5915e-08 | 9.9244e-09 | 5.7834e-09 | 1.0415e-08 | -6.9282e-09 | -4.1774e-09 | 0 | 0 | 0 | 0 | 0 | 0 | 1.1071 | 0.94323 | 0.92297 | 1.1071 | 0.94323 | 0.92297 | -2.6164 | -124.9276 | 114.8042 | -2.6164 | -124.9276 | 114.8042
Line13_13_14 | 0.14434 | 0.14434 | 0.14434 | 0.14434 | 0.14434 | 0.14434 | 0.033333 | 0.033333 | 0.033333 | 0.033333 | 0.033333 | 0.033333 | -0.0047553 | -0.0053056 | -0.0053334 | 0.0049637 | 0.0055139 | 0.0055417 | -0.036596 | -0.03099 | -0.0303 | 0.037012 | 0.031407 | 0.030716 | 94.7872 | -25.2127 | -145.2128 | -85.2128 | 154.7873 | 34.7872 | 1.1071 | 0.94323 | 0.92297 | 1.1203 | 0.95662 | 0.93637 | -2.6164 | -124.9276 | 114.8042 | -2.851 | -125.1703 | 114.5602
Line14_15_16 | 0 | 0 | 0 | 0 | 0 | 0 | 0 | 0 | 0 | 0 | 0 | 0 | -8.9338e-10 | -8.0095e-09 | 7.8331e-09 | 2.1044e-10 | 4.3606e-09 | -3.5013e-09 | -1.061e-08 | 6.6163e-09 | 3.8556e-09 | 5.1103e-09 | -3.6201e-09 | -2.2496e-09 | 0 | 0 | 0 | 0 | 0 | 0 | 1.1071 | 0.94323 | 0.92297 | 1.1071 | 0.94323 | 0.92297 | -2.6164 | -124.9276 | 114.8042 | -2.6164 | -124.9276 | 114.8042
Line15_16_17 | 0 | 0 | 0 | 0 | 0 | 0 | 0 | 0 | 0 | 0 | 0 | 0 | -4.4669e-10 | -4.0048e-09 | 3.9166e-09 | -2.3625e-10 | 3.5583e-10 | 4.153e-10 | -5.3049e-09 | 3.3081e-09 | 1.9278e-09 | -1.9457e-10 | -3.1193e-10 | -3.218e-10 | 0 | 0 | 0 | 0 | 0 | 0 | 1.1071 | 0.94323 | 0.92297 | 1.1071 | 0.94323 | 0.92297 | -2.6164 | -124.9276 | 114.8042 | -2.6164 | -124.9276 | 114.8042
Line16_4_18 | 0 | 0 | 0 | 0 | 0 | 0 | 0 | 0 | 0 | 0 | 0 | 0 | -5.1909e-10 | -4.0094e-09 | 3.5915e-09 | -7.1058e-11 | 4.7704e-10 | 5.3094e-10 | -5.1765e-09 | 3.0738e-09 | 1.8541e-09 | -1.3469e-10 | -2.5205e-10 | -2.6191e-10 | 0 | 0 | 0 | 0 | 0 | 0 | 1.0676 | 0.90319 | 0.88287 | 1.0676 | 0.90319 | 0.88287 | -1.8779 | -124.1567 | 115.5808 | -1.8779 | -124.1567 | 115.5808
Line17_5_19 | 0.14434 | 0.14434 | 0.14434 | 0.14434 | 0.14434 | 0.14434 | 0.033333 | 0.033333 | 0.033333 | 0.033333 | 0.033333 | 0.033333 | -0.0041303 | -0.0046806 | -0.0047084 | 0.0043387 | 0.0048889 | 0.0049167 | -0.035346 | -0.02974 | -0.02905 | 0.035762 | 0.030157 | 0.029466 | 94.7872 | -25.2127 | -145.2128 | -85.2128 | 154.7873 | 34.7872 | 1.0676 | 0.90319 | 0.88287 | 1.0807 | 0.91652 | 0.89621 | -1.8779 | -124.1567 | 115.5808 | -2.13 | -124.4211 | 115.3142
Line1_1_3 | 0.14434 | 0.14434 | 0.14434 | 0.14434 | 0.14434 | 0.14434 | 0.033333 | 0.033333 | 0.033333 | 0.033333 | 0.033333 | 0.033333 | -0.003922 | -0.0044723 | -0.0045 | 0.0041303 | 0.0046806 | 0.0047084 | -0.034929 | -0.029324 | -0.028633 | 0.035346 | 0.02974 | 0.02905 | 94.7872 | -25.2127 | -145.2128 | -85.2128 | 154.7873 | 34.7872 | 1.0545 | 0.88988 | 0.86954 | 1.0676 | 0.90319 | 0.88287 | -1.6194 | -123.8843 | 115.8555 | -1.8779 | -124.1567 | 115.5808
Line2_1_4 | 0.14434 | 0.14434 | 0.14434 | 0.14434 | 0.14434 | 0.14434 | 0.033333 | 0.033333 | 0.033333 | 0.033333 | 0.033333 | 0.033333 | -0.003922 | -0.0044722 | -0.0045001 | 0.0041303 | 0.0046806 | 0.0047084 | -0.034929 | -0.029324 | -0.028633 | 0.035346 | 0.02974 | 0.02905 | 94.7872 | -25.2127 | -145.2128 | -85.2128 | 154.7873 | 34.7872 | 1.0545 | 0.88988 | 0.86954 | 1.0676 | 0.90319 | 0.88287 | -1.6194 | -123.8843 | 115.8555 | -1.8779 | -124.1567 | 115.5808
Line3_1_5 | 0.14434 | 0.14434 | 0.14434 | 0.14434 | 0.14434 | 0.14434 | 0.033333 | 0.033333 | 0.033333 | 0.033333 | 0.033333 | 0.033333 | -0.003922 | -0.0044722 | -0.0045001 | 0.0041303 | 0.0046806 | 0.0047084 | -0.034929 | -0.029324 | -0.028633 | 0.035346 | 0.02974 | 0.02905 | 94.7872 | -25.2127 | -145.2128 | -85.2128 | 154.7873 | 34.7872 | 1.0545 | 0.88988 | 0.86954 | 1.0676 | 0.90319 | 0.88287 | -1.6194 | -123.8843 | 115.8555 | -1.8779 | -124.1567 | 115.5808
Line4_2_6 | 0.14434 | 2.6157 | 2.5486 | 0.14434 | 2.6157 | 2.5486 | 0.033333 | 0.60407 | 0.58858 | 0.033333 | 0.60407 | 0.58858 | -0.01295 | 0.10752 | 0.23943 | 0.012381 | -0.072505 | -0.16137 | -0.031113 | 0.39075 | 0.30264 | 0.029782 | -0.26319 | -0.20387 | 111.0022 | 161.4917 | 64.1965 | -68.9978 | -18.5083 | -115.8035 | 1.011 | 0.6709 | 0.65565 | 0.96759 | 0.45193 | 0.44175 | -1.5964 | -123.893 | 115.8479 | -1.5713 | -123.9102 | 115.8331
Line5_6_7 | 0.14434 | 2.6157 | 2.5486 | 0.14434 | 2.6157 | 2.5486 | 0.033333 | 0.60407 | 0.58858 | 0.033333 | 0.60407 | 0.58858 | -0.012381 | 0.072505 | 0.16137 | 0.011811 | -0.03749 | -0.083317 | -0.029782 | 0.26319 | 0.20387 | 0.028451 | -0.13563 | -0.1051 | 111.0022 | 161.4917 | 64.1965 | -68.9978 | -18.5083 | -115.8035 | 0.96759 | 0.45193 | 0.44175 | 0.92415 | 0.23295 | 0.22786 | -1.5713 | -123.9102 | 115.8331 | -1.5439 | -123.9598 | 115.7903
Line6_7_8 | 0 | 2.7582 | 2.6894 | 0 | 2.7582 | 2.6894 | 0 | 0.63697 | 0.62108 | 0 | 0.63697 | 0.62108 | -2.0263e-09 | 0.040767 | 0.086552 | 1.7437e-09 | 2.505e-14 | 1.078e-14 | -6.4613e-08 | 0.14267 | 0.11197 | 4.1708e-08 | 1.8556e-14 | 1.6702e-14 | 0 | 161.9871 | 63.4946 | 0 | -18.0128 | -116.5054 | 0.92415 | 0.23295 | 0.22786 | 0.86678 | 0 | 0 | -1.5439 | -123.9598 | 115.7903 | -1.4485 | 0 | 0
Line7_8_9 | 0 | 0 | 0 | 0 | 0 | 0 | 0 | 0 | 0 | 0 | 0 | 0 | -5.8125e-10 | 5.4565e-22 | -5.3303e-22 | 5.8125e-10 | 1.586e-18 | -5.0527e-18 | -2.0896e-08 | -1.2382e-21 | -4.1034e-22 | -8.4355e-11 | 1.5291e-17 | -3.409e-19 | 0 | 0 | 0 | 0 | 0 | 0 | 0.86678 | 0 | 0 | 0.86678 | 0 | 0 | -1.4485 | 0 | 0 | -1.4485 | 0 | 0
Line8_8_10 | 0 | 0 | 0 | 0 | 0 | 0 | 0 | 0 | 0 | 0 | 0 | 0 | -5.8125e-10 | 5.4565e-22 | -5.3303e-22 | 5.8125e-10 | 1.586e-18 | -5.0527e-18 | -2.0896e-08 | -1.2382e-21 | -4.1034e-22 | -8.4356e-11 | 1.5291e-17 | -3.409e-19 | 0 | 0 | 0 | 0 | 0 | 0 | 0.86678 | 0 | 0 | 0.86678 | 0 | 0 | -1.4485 | 0 | 0 | -1.4485 | 0 | 0
Line9_3_11 | 0.14434 | 0.14434 | 0.14434 | 0.14434 | 0.14434 | 0.14434 | 0.033333 | 0.033333 | 0.033333 | 0.033333 | 0.033333 | 0.033333 | -0.0041303 | -0.0046806 | -0.0047084 | 0.0043387 | 0.0048889 | 0.0049167 | -0.035346 | -0.02974 | -0.02905 | 0.035762 | 0.030157 | 0.029466 | 94.7872 | -25.2127 | -145.2128 | -85.2128 | 154.7873 | 34.7872 | 1.0676 | 0.90319 | 0.88287 | 1.0807 | 0.91652 | 0.89621 | -1.8779 | -124.1567 | 115.5808 | -2.13 | -124.4211 | 115.3142

## LLG_max_10
name | pf_ikss_a_from_ka | pf_ikss_b_from_ka | pf_ikss_c_from_ka | pf_ikss_a_to_ka | pf_ikss_b_to_ka | pf_ikss_c_to_ka | pf_skss_a_from_mw | pf_skss_b_from_mw | pf_skss_c_from_mw | pf_skss_a_to_mw | pf_skss_b_to_mw | pf_skss_c_to_mw | pf_p_a_from_mw | pf_p_b_from_mw | pf_p_c_from_mw | pf_p_a_to_mw | pf_p_b_to_mw | pf_p_c_to_mw | pf_q_a_from_mvar | pf_q_b_from_mvar | pf_q_c_from_mvar | pf_q_a_to_mvar | pf_q_b_to_mvar | pf_q_c_to_mvar | pf_ikss_a_from_degree | pf_ikss_b_from_degree | pf_ikss_c_from_degree | pf_ikss_a_to_degree | pf_ikss_b_to_degree | pf_ikss_c_to_degree | pf_vm_a_from_pu | pf_vm_b_from_pu | pf_vm_c_from_pu | pf_vm_a_to_pu | pf_vm_b_to_pu | pf_vm_c_to_pu | pf_va_a_from_degree | pf_va_b_from_degree | pf_va_c_from_degree | pf_va_a_to_degree | pf_va_b_to_degree | pf_va_c_to_degree
Line0_1_2 | 0.14434 | 2.7165 | 2.6443 | 0.14434 | 2.7165 | 2.6443 | 0.033333 | 0.62736 | 0.61067 | 0.033333 | 0.62736 | 0.61067 | -0.01406 | 0.154 | 0.34162 | 0.013465 | -0.11614 | -0.25758 | -0.033957 | 0.55879 | 0.43211 | 0.032562 | -0.42119 | -0.32573 | 110.8068 | 161.3711 | 64.0291 | -69.1932 | -18.6289 | -115.9709 | 1.1026 | 0.9239 | 0.90202 | 1.0571 | 0.69642 | 0.68001 | -1.6854 | -124.0368 | 115.7004 | -1.6599 | -124.0454 | 115.6929
Line10_11_12 | 0.14434 | 0.14434 | 0.14434 | 0.14434 | 0.14434 | 0.14434 | 0.033333 | 0.033333 | 0.033333 | 0.033333 | 0.033333 | 0.033333 | -0.0045595 | -0.0051408 | -0.0051651 | 0.0047679 | 0.0053491 | 0.0053734 | -0.037352 | -0.031266 | -0.030523 | 0.037769 | 0.031682 | 0.03094 | 94.7869 | -25.213 | -145.2131 | -85.2131 | 154.787 | 34.7869 | 1.1289 | 0.95056 | 0.92872 | 1.142 | 0.96392 | 0.9421 | -2.1728 | -124.5502 | 115.1824 | -2.408 | -124.7962 | 114.9345
Line11_12_13 | 0.14434 | 0.14434 | 0.14434 | 0.14434 | 0.14434 | 0.14434 | 0.033333 | 0.033333 | 0.033333 | 0.033333 | 0.033333 | 0.033333 | -0.0047679 | -0.0053491 | -0.0053734 | 0.0049762 | 0.0055574 | 0.0055817 | -0.037769 | -0.031682 | -0.03094 | 0.038185 | 0.032099 | 0.031357 | 94.7869 | -25.213 | -145.2131 | -85.2131 | 154.787 | 34.7869 | 1.142 | 0.96392 | 0.9421 | 1.1552 | 0.9773 | 0.95549 | -2.408 | -124.7962 | 114.9345 | -2.6379 | -125.0355 | 114.6935
Line12_13_15 | 0 | 0 | 0 | 0 | 0 | 0 | 0 | 0 | 0 | 0 | 0 | 0 | -1.5714e-09 | -1.3573e-08 | 1.3118e-08 | 8.0867e-10 | 9.4728e-09 | -8.2555e-09 | -1.8027e-08 | 1.1135e-08 | 6.4781e-09 | 1.1804e-08 | -7.7693e-09 | -4.6751e-09 | 0 | 0 | 0 | 0 | 0 | 0 | 1.1552 | 0.9773 | 0.95549 | 1.1552 | 0.9773 | 0.95549 | -2.6379 | -125.0355 | 114.6935 | -2.6379 | -125.0355 | 114.6935
Line13_13_14 | 0.14434 | 0.14434 | 0.14434 | 0.14434 | 0.14434 | 0.14434 | 0.033333 | 0.033333 | 0.033333 | 0.033333 | 0.033333 | 0.033333 | -0.0049762 | -0.0055574 | -0.0055818 | 0.0051845 | 0.0057657 | 0.0057901 | -0.038185 | -0.032099 | -0.031357 | 0.038602 | 0.032516 | 0.031773 | 94.7869 | -25.2131 | -145.2131 | -85.2131 | 154.7869 | 34.7869 | 1.1552 | 0.9773 | 0.95549 | 1.1685 | 0.99069 | 0.9689 | -2.6379 | -125.0355 | 114.6935 | -2.8626 | -125.2684 | 114.4592
Line14_15_16 | 0 | 0 | 0 | 0 | 0 | 0 | 0 | 0 | 0 | 0 | 0 | 0 | -1.0476e-09 | -9.0484e-09 | 8.7453e-09 | 2.8487e-10 | 4.9487e-09 | -3.8829e-09 | -1.2018e-08 | 7.4233e-09 | 4.3187e-09 | 5.7946e-09 | -4.0577e-09 | -2.5158e-09 | 0 | 0 | 0 | 0 | 0 | 0 | 1.1552 | 0.9773 | 0.95549 | 1.1552 | 0.9773 | 0.95549 | -2.6379 | -125.0355 | 114.6935 | -2.6379 | -125.0355 | 114.6935
Line15_16_17 | 0 | 0 | 0 | 0 | 0 | 0 | 0 | 0 | 0 | 0 | 0 | 0 | -5.238e-10 | -4.5242e-09 | 4.3726e-09 | -2.3893e-10 | 4.2449e-10 | 4.8977e-10 | -6.0091e-09 | 3.7117e-09 | 2.1594e-09 | -2.1445e-10 | -3.4598e-10 | -3.5641e-10 | 0 | 0 | 0 | 0 | 0 | 0 | 1.1552 | 0.9773 | 0.95549 | 1.1552 | 0.9773 | 0.95549 | -2.6379 | -125.0355 | 114.6935 | -2.6379 | -125.0355 | 114.6935
Line16_4_18 | 0 | 0 | 0 | 0 | 0 | 0 | 0 | 0 | 0 | 0 | 0 | 0 | -5.9567e-10 | -4.5216e-09 | 4.0274e-09 | -6.6857e-11 | 5.4875e-10 | 6.0801e-10 | -5.8675e-09 | 3.46e-09 | 2.0812e-09 | -1.5171e-10 | -2.8324e-10 | -2.9367e-10 | 0 | 0 | 0 | 0 | 0 | 0 | 1.1157 | 0.93722 | 0.91536 | 1.1157 | 0.93722 | 0.91536 | -1.932 | -124.2971 | 115.4376 | -1.932 | -124.2971 | 115.4376
Line17_5_19 | 0.14434 | 0.14434 | 0.14434 | 0.14434 | 0.14434 | 0.14434 | 0.033333 | 0.033333 | 0.033333 | 0.033333 | 0.033333 | 0.033333 | -0.0043512 | -0.0049324 | -0.0049568 | 0.0045595 | 0.0051407 | 0.0051651 | -0.036935 | -0.030849 | -0.030107 | 0.037352 | 0.031266 | 0.030523 | 94.7869 | -25.2131 | -145.2131 | -85.2131 | 154.7869 | 34.7869 | 1.1157 | 0.93722 | 0.91536 | 1.1289 | 0.95056 | 0.92872 | -1.932 | -124.2971 | 115.4376 | -2.1728 | -124.5502 | 115.1824
Line1_1_3 | 0.14434 | 0.14434 | 0.14434 | 0.14434 | 0.14434 | 0.14434 | 0.033333 | 0.033333 | 0.033333 | 0.033333 | 0.033333 | 0.033333 | -0.0041429 | -0.0047241 | -0.0047484 | 0.0043512 | 0.0049324 | 0.0049567 | -0.036519 | -0.030432 | -0.02969 | 0.036935 | 0.030849 | 0.030107 | 94.7869 | -25.213 | -145.2131 | -85.2131 | 154.787 | 34.7869 | 1.1026 | 0.9239 | 0.90202 | 1.1157 | 0.93722 | 0.91536 | -1.6854 | -124.0368 | 115.7004 | -1.932 | -124.2971 | 115.4376
Line2_1_4 | 0.14434 | 0.14434 | 0.14434 | 0.14434 | 0.14434 | 0.14434 | 0.033333 | 0.033333 | 0.033333 | 0.033333 | 0.033333 | 0.033333 | -0.0041429 | -0.0047241 | -0.0047484 | 0.0043512 | 0.0049324 | 0.0049568 | -0.036518 | -0.030432 | -0.02969 | 0.036935 | 0.030849 | 0.030107 | 94.7869 | -25.213 | -145.2131 | -85.2131 | 154.7869 | 34.7869 | 1.1026 | 0.9239 | 0.90202 | 1.1157 | 0.93722 | 0.91536 | -1.6854 | -124.0368 | 115.7004 | -1.932 | -124.2971 | 115.4376
Line3_1_5 | 0.14434 | 0.14434 | 0.14434 | 0.14434 | 0.14434 | 0.14434 | 0.033333 | 0.033333 | 0.033333 | 0.033333 | 0.033333 | 0.033333 | -0.0041429 | -0.0047241 | -0.0047484 | 0.0043512 | 0.0049324 | 0.0049568 | -0.036518 | -0.030432 | -0.02969 | 0.036935 | 0.030849 | 0.030107 | 94.7869 | -25.213 | -145.2131 | -85.2131 | 154.7869 | 34.7869 | 1.1026 | 0.9239 | 0.90202 | 1.1157 | 0.93722 | 0.91536 | -1.6854 | -124.0368 | 115.7004 | -1.932 | -124.2971 | 115.4376
Line4_2_6 | 0.14434 | 2.7165 | 2.6443 | 0.14434 | 2.7165 | 2.6443 | 0.033333 | 0.62736 | 0.61067 | 0.033333 | 0.62736 | 0.61067 | -0.013465 | 0.11614 | 0.25758 | 0.012871 | -0.078291 | -0.17354 | -0.032562 | 0.42119 | 0.32573 | 0.031166 | -0.28358 | -0.21934 | 110.8068 | 161.3711 | 64.0291 | -69.1932 | -18.6289 | -115.9709 | 1.0571 | 0.69642 | 0.68001 | 1.0116 | 0.46894 | 0.458 | -1.6599 | -124.0454 | 115.6929 | -1.6321 | -124.0624 | 115.6781
Line5_6_7 | 0.14434 | 2.7165 | 2.6443 | 0.14434 | 2.7165 | 2.6443 | 0.033333 | 0.62736 | 0.61067 | 0.033333 | 0.62736 | 0.61067 | -0.012871 | 0.078291 | 0.17354 | 0.012276 | -0.040436 | -0.0895 | -0.031166 | 0.28358 | 0.21934 | 0.029771 | -0.14598 | -0.11295 | 110.8068 | 161.3711 | 64.0291 | -69.1931 | -18.6289 | -115.9709 | 1.0116 | 0.46894 | 0.458 | 0.96607 | 0.24145 | 0.23598 | -1.6321 | -124.0624 | 115.6781 | -1.6017 | -124.1115 | 115.6356
Line6_7_8 | 0 | 2.859 | 2.785 | 0 | 2.859 | 2.785 | 0 | 0.66026 | 0.64317 | 0 | 0.66026 | 0.64317 | -2.2385e-09 | 0.043827 | 0.092846 | 1.9247e-09 | 6.2411e-14 | 2.8057e-14 | -7.066e-08 | 0.15328 | 0.12007 | 4.562e-08 | -2.2119e-14 | -3.4575e-14 | 0 | 161.8453 | 63.3499 | 0 | -18.1547 | -116.6501 | 0.96607 | 0.24145 | 0.23598 | 0.90663 | 0 | 0 | -1.6017 | -124.1115 | 115.6356 | -1.5037 | 0 | 0
Line7_8_9 | 0 | 0 | 0 | 0 | 0 | 0 | 0 | 0 | 0 | 0 | 0 | 0 | -6.4157e-10 | -1.5523e-21 | -5.0583e-22 | 6.4157e-10 | 1.7532e-18 | -5.5379e-18 | -2.2858e-08 | -2.4506e-21 | 1.4352e-21 | -9.5959e-11 | 1.6766e-17 | -3.5543e-19 | 0 | 0 | 0 | 0 | 0 | 0 | 0.90663 | 0 | 0 | 0.90663 | 0 | 0 | -1.5037 | 0 | 0 | -1.5037 | 0 | 0
Line8_8_10 | 0 | 0 | 0 | 0 | 0 | 0 | 0 | 0 | 0 | 0 | 0 | 0 | -6.4157e-10 | -1.5523e-21 | -5.0583e-22 | 6.4157e-10 | 1.7532e-18 | -5.5379e-18 | -2.2858e-08 | -2.4506e-21 | 1.4352e-21 | -9.596e-11 | 1.6766e-17 | -3.5543e-19 | 0 | 0 | 0 | 0 | 0 | 0 | 0.90663 | 0 | 0 | 0.90663 | 0 | 0 | -1.5037 | 0 | 0 | -1.5037 | 0 | 0
Line9_3_11 | 0.14434 | 0.14434 | 0.14434 | 0.14434 | 0.14434 | 0.14434 | 0.033333 | 0.033333 | 0.033333 | 0.033333 | 0.033333 | 0.033333 | -0.0043512 | -0.0049324 | -0.0049567 | 0.0045595 | 0.0051408 | 0.0051651 | -0.036935 | -0.030849 | -0.030107 | 0.037352 | 0.031266 | 0.030523 | 94.7869 | -25.213 | -145.2131 | -85.2131 | 154.787 | 34.7869 | 1.1157 | 0.93722 | 0.91536 | 1.1289 | 0.95056 | 0.92872 | -1.932 | -124.2971 | 115.4376 | -2.1728 | -124.5502 | 115.1824

## LLG_max_fault_6
name | pf_ikss_a_from_ka | pf_ikss_b_from_ka | pf_ikss_c_from_ka | pf_ikss_a_to_ka | pf_ikss_b_to_ka | pf_ikss_c_to_ka | pf_skss_a_from_mw | pf_skss_b_from_mw | pf_skss_c_from_mw | pf_skss_a_to_mw | pf_skss_b_to_mw | pf_skss_c_to_mw | pf_p_a_from_mw | pf_p_b_from_mw | pf_p_c_from_mw | pf_p_a_to_mw | pf_p_b_to_mw | pf_p_c_to_mw | pf_q_a_from_mvar | pf_q_b_from_mvar | pf_q_c_from_mvar | pf_q_a_to_mvar | pf_q_b_to_mvar | pf_q_c_to_mvar | pf_ikss_a_from_degree | pf_ikss_b_from_degree | pf_ikss_c_from_degree | pf_ikss_a_to_degree | pf_ikss_b_to_degree | pf_ikss_c_to_degree | pf_vm_a_from_pu | pf_vm_b_from_pu | pf_vm_c_from_pu | pf_vm_a_to_pu | pf_vm_b_to_pu | pf_vm_c_to_pu | pf_va_a_from_degree | pf_va_b_from_degree | pf_va_c_from_degree | pf_va_a_to_degree | pf_va_b_to_degree | pf_va_c_to_degree
Line0_1_2 | 0.14434 | 0.11134 | 0.11148 | 0.14434 | 0.11134 | 0.11148 | 0.033333 | 0.025714 | 0.025746 | 0.033333 | 0.025714 | 0.025746 | -0.013118 | -0.0065233 | -0.0064867 | 0.013326 | 0.00666 | 0.006597 | -0.034498 | -0.027666 | -0.027687 | 0.034895 | 0.027922 | 0.027942 | 111.0023 | -16.6497 | -136.6961 | -68.9977 | 163.3503 | 43.3039 | 1.1072 | 1.1054 | 1.1045 | 1.1206 | 1.1164 | 1.1151 | 0.18275 | -119.9173 | 120.1179 | 0.10172 | -120.0651 | 120.0197
Line10_11_12 | 0.14434 | 0.14434 | 0.14434 | 0.14434 | 0.14434 | 0.14434 | 0.033333 | 0.033333 | 0.033333 | 0.033333 | 0.033333 | 0.033333 | -0.0033795 | -0.0034388 | -0.0034138 | 0.0035879 | 0.0036471 | 0.0036221 | -0.037623 | -0.037557 | -0.037528 | 0.038039 | 0.037973 | 0.037945 | 94.7872 | -25.2128 | -145.2128 | -85.2128 | 154.7872 | 34.7872 | 1.1332 | 1.1314 | 1.1305 | 1.1462 | 1.1444 | 1.1435 | -0.34575 | -120.4443 | 119.5896 | -0.60101 | -120.6988 | 119.3345
Line11_12_13 | 0.14434 | 0.14434 | 0.14434 | 0.14434 | 0.14434 | 0.14434 | 0.033333 | 0.033333 | 0.033333 | 0.033333 | 0.033333 | 0.033333 | -0.0035879 | -0.0036471 | -0.0036221 | 0.0037962 | 0.0038554 | 0.0038304 | -0.038039 | -0.037973 | -0.037945 | 0.038456 | 0.03839 | 0.038362 | 94.7872 | -25.2128 | -145.2128 | -85.2128 | 154.7872 | 34.7872 | 1.1462 | 1.1444 | 1.1435 | 1.1593 | 1.1575 | 1.1566 | -0.60101 | -120.6988 | 119.3345 | -0.85053 | -120.9476 | 119.0851
Line12_13_15 | 0 | 0 | 0 | 0 | 0 | 0 | 0 | 0 | 0 | 0 | 0 | 0 | 1.3138e-09 | 1.2705e-09 | 1.5388e-09 | -1.3409e-09 | -1.3038e-09 | -1.4784e-09 | 3.5941e-11 | 3.7279e-10 | 2.2413e-10 | -9.0213e-11 | -3.2223e-10 | -2.2052e-10 | 0 | 0 | 0 | 0 | 0 | 0 | 1.1593 | 1.1575 | 1.1566 | 1.1593 | 1.1575 | 1.1566 | -0.85053 | -120.9476 | 119.0851 | -0.85053 | -120.9476 | 119.0851
Line13_13_14 | 0.14434 | 0.14434 | 0.14434 | 0.14434 | 0.14434 | 0.14434 | 0.033333 | 0.033333 | 0.033333 | 0.033333 | 0.033333 | 0.033333 | -0.0037962 | -0.0038554 | -0.0038305 | 0.0040046 | 0.0040638 | 0.0040388 | -0.038456 | -0.03839 | -0.038362 | 0.038873 | 0.038807 | 0.038778 | 94.7872 | -25.2128 | -145.2128 | -85.2128 | 154.7872 | 34.7872 | 1.1593 | 1.1575 | 1.1566 | 1.1723 | 1.1706 | 1.1696 | -0.85053 | -120.9476 | 119.0851 | -1.0945 | -121.1909 | 118.8413
Line14_15_16 | 0 | 0 | 0 | 0 | 0 | 0 | 0 | 0 | 0 | 0 | 0 | 0 | 8.759e-10 | 8.47e-10 | 1.0259e-09 | -9.0297e-10 | -8.8033e-10 | -9.6546e-10 | 2.3961e-11 | 2.4853e-10 | 1.4942e-10 | -7.8233e-11 | -1.9797e-10 | -1.4581e-10 | 0 | 0 | 0 | 0 | 0 | 0 | 1.1593 | 1.1575 | 1.1566 | 1.1593 | 1.1575 | 1.1566 | -0.85053 | -120.9476 | 119.0851 | -0.85053 | -120.9476 | 119.0851
Line15_16_17 | 0 | 0 | 0 | 0 | 0 | 0 | 0 | 0 | 0 | 0 | 0 | 0 | 4.3795e-10 | 4.235e-10 | 5.1293e-10 | -4.6502e-10 | -4.5683e-10 | -4.5253e-10 | 1.198e-11 | 1.2426e-10 | 7.4711e-11 | -6.6252e-11 | -7.3702e-11 | -7.11e-11 | 0 | 0 | 0 | 0 | 0 | 0 | 1.1593 | 1.1575 | 1.1566 | 1.1593 | 1.1575 | 1.1566 | -0.85053 | -120.9476 | 119.0851 | -0.85053 | -120.9476 | 119.0851
Line16_4_18 | 0 | 0 | 0 | 0 | 0 | 0 | 0 | 0 | 0 | 0 | 0 | 0 | 2.6299e-10 | 2.477e-10 | 3.349e-10 | -2.8845e-10 | -2.8055e-10 | -2.7659e-10 | -4.6423e-11 | 6.2237e-11 | 1.5482e-11 | -6.3654e-12 | -1.3816e-11 | -1.1213e-11 | 0 | 0 | 0 | 0 | 0 | 0 | 1.1202 | 1.1184 | 1.1175 | 1.1202 | 1.1184 | 1.1175 | -0.084565 | -120.1838 | 119.8507 | -0.084565 | -120.1838 | 119.8507
Line17_5_19 | 0.14434 | 0.14434 | 0.14434 | 0.14434 | 0.14434 | 0.14434 | 0.033333 | 0.033333 | 0.033333 | 0.033333 | 0.033333 | 0.033333 | -0.0031712 | -0.0032304 | -0.0032055 | 0.0033795 | 0.0034388 | 0.0034138 | -0.037206 | -0.03714 | -0.037112 | 0.037623 | 0.037557 | 0.037528 | 94.7872 | -25.2128 | -145.2128 | -85.2128 | 154.7872 | 34.7872 | 1.1202 | 1.1184 | 1.1175 | 1.1332 | 1.1314 | 1.1305 | -0.084565 | -120.1838 | 119.8507 | -0.34575 | -120.4443 | 119.5896
Line1_1_3 | 0.14434 | 0.14434 | 0.14434 | 0.14434 | 0.14434 | 0.14434 | 0.033333 | 0.033333 | 0.033333 | 0.033333 | 0.033333 | 0.033333 | -0.0029629 | -0.0030221 | -0.0029971 | 0.0031712 | 0.0032304 | 0.0032054 | -0.036789 | -0.036723 | -0.036695 | 0.037206 | 0.03714 | 0.037112 | 94.7872 | -25.2128 | -145.2128 | -85.2128 | 154.7872 | 34.7872 | 1.1072 | 1.1054 | 1.1045 | 1.1202 | 1.1184 | 1.1175 | 0.18275 | -119.9173 | 120.1179 | -0.084565 | -120.1838 | 119.8507
Line2_1_4 | 0.14434 | 0.14434 | 0.14434 | 0.14434 | 0.14434 | 0.14434 | 0.033333 | 0.033333 | 0.033333 | 0.033333 | 0.033333 | 0.033333 | -0.0029629 | -0.0030221 | -0.0029971 | 0.0031712 | 0.0032304 | 0.0032054 | -0.036789 | -0.036723 | -0.036695 | 0.037206 | 0.03714 | 0.037112 | 94.7872 | -25.2128 | -145.2128 | -85.2128 | 154.7872 | 34.7872 | 1.1072 | 1.1054 | 1.1045 | 1.1202 | 1.1184 | 1.1175 | 0.18275 | -119.9173 | 120.1179 | -0.084565 | -120.1838 | 119.8507
Line3_1_5 | 0.14434 | 0.14434 | 0.14434 | 0.14434 | 0.14434 | 0.14434 | 0.033333 | 0.033333 | 0.033333 | 0.033333 | 0.033333 | 0.033333 | -0.0029629 | -0.0030221 | -0.0029971 | 0.0031712 | 0.0032304 | 0.0032054 | -0.036789 | -0.036723 | -0.036695 | 0.037206 | 0.03714 | 0.037112 | 94.7872 | -25.2128 | -145.2128 | -85.2128 | 154.7872 | 34.7872 | 1.1072 | 1.1054 | 1.1045 | 1.1202 | 1.1184 | 1.1175 | 0.18275 | -119.9173 | 120.1179 | -0.084565 | -120.1838 | 119.8507
Line4_2_6 | 0.14434 | 0.11134 | 0.11148 | 0.14434 | 0.11134 | 0.11148 | 0.033333 | 0.025714 | 0.025746 | 0.033333 | 0.025714 | 0.025746 | -0.013326 | -0.00666 | -0.006597 | 0.013533 | 0.0067966 | 0.0067073 | -0.034895 | -0.027922 | -0.027942 | 0.035292 | 0.028179 | 0.028197 | 111.0023 | -16.6497 | -136.6961 | -68.9977 | 163.3503 | 43.3039 | 1.1206 | 1.1164 | 1.1151 | 1.1339 | 1.1273 | 1.1258 | 0.10172 | -120.0651 | 120.0197 | 0.022592 | -120.21 | 119.9234
Line5_6_7 | 0.14434 | 0.11134 | 0.11148 | 0.14434 | 0.11134 | 0.11148 | 0.033333 | 0.025714 | 0.025746 | 0.033333 | 0.025714 | 0.025746 | -0.013533 | -0.0067966 | -0.0067073 | 0.01374 | 0.0069332 | 0.0068176 | -0.035292 | -0.028179 | -0.028197 | 0.035688 | 0.028436 | 0.028452 | 111.0023 | -16.6497 | -136.6961 | -68.9977 | 163.3503 | 43.3039 | 1.1339 | 1.1273 | 1.1258 | 1.1473 | 1.1383 | 1.1364 | 0.022592 | -120.21 | 119.9234 | -0.054693 | -120.3522 | 119.8289
Line6_7_8 | 0 | 0.037079 | 0.037008 | 0 | 0.037079 | 0.037008 | 0 | 0.0085631 | 0.0085466 | 0 | 0.0085631 | 0.0085466 | 9.3427e-10 | 0.006883 | 0.0068644 | -1.023e-09 | -0.0068744 | -0.0068479 | -7.7682e-10 | 0.0069015 | 0.006871 | 5.3102e-10 | -0.0068744 | -0.0068479 | 0 | -165.4293 | 74.8014 | 0 | 14.5707 | -105.1986 | 1.1473 | 1.1383 | 1.1364 | 1.1467 | 1.1353 | 1.1331 | -0.054693 | -120.3522 | 119.8289 | -0.06409 | -120.4293 | 119.8014
Line7_8_9 | 0 | 0 | 0 | 0 | 0 | 0 | 0 | 0 | 0 | 0 | 0 | 0 | 3.0821e-10 | 1.7135e-10 | 6.2768e-10 | -4.0656e-10 | -3.5528e-10 | -3.4541e-10 | -2.6798e-10 | 2.5335e-10 | 6.5145e-11 | -4.9383e-12 | -3.2746e-11 | -1.5123e-11 | 0 | 0 | 0 | 0 | 0 | 0 | 1.1467 | 1.1353 | 1.1331 | 1.1467 | 1.1353 | 1.1331 | -0.06409 | -120.4293 | 119.8014 | -0.06409 | -120.4293 | 119.8014
Line8_8_10 | 0 | 0 | 0 | 0 | 0 | 0 | 0 | 0 | 0 | 0 | 0 | 0 | 3.0821e-10 | 1.7135e-10 | 6.2768e-10 | -4.0656e-10 | -3.5528e-10 | -3.4541e-10 | -2.6798e-10 | 2.5335e-10 | 6.5145e-11 | -4.9383e-12 | -3.2746e-11 | -1.5123e-11 | 0 | 0 | 0 | 0 | 0 | 0 | 1.1467 | 1.1353 | 1.1331 | 1.1467 | 1.1353 | 1.1331 | -0.06409 | -120.4293 | 119.8014 | -0.06409 | -120.4293 | 119.8014
Line9_3_11 | 0.14434 | 0.14434 | 0.14434 | 0.14434 | 0.14434 | 0.14434 | 0.033333 | 0.033333 | 0.033333 | 0.033333 | 0.033333 | 0.033333 | -0.0031712 | -0.0032304 | -0.0032054 | 0.0033795 | 0.0034388 | 0.0034138 | -0.037206 | -0.03714 | -0.037112 | 0.037623 | 0.037557 | 0.037528 | 94.7872 | -25.2128 | -145.2128 | -85.2128 | 154.7872 | 34.7872 | 1.1202 | 1.1184 | 1.1175 | 1.1332 | 1.1314 | 1.1305 | -0.084565 | -120.1838 | 119.8507 | -0.34575 | -120.4443 | 119.5896

## LLG_max_fault_10
name | pf_ikss_a_from_ka | pf_ikss_b_from_ka | pf_ikss_c_from_ka | pf_ikss_a_to_ka | pf_ikss_b_to_ka | pf_ikss_c_to_ka | pf_skss_a_from_mw | pf_skss_b_from_mw | pf_skss_c_from_mw | pf_skss_a_to_mw | pf_skss_b_to_mw | pf_skss_c_to_mw | pf_p_a_from_mw | pf_p_b_from_mw | pf_p_c_from_mw | pf_p_a_to_mw | pf_p_b_to_mw | pf_p_c_to_mw | pf_q_a_from_mvar | pf_q_b_from_mvar | pf_q_c_from_mvar | pf_q_a_to_mvar | pf_q_b_to_mvar | pf_q_c_to_mvar | pf_ikss_a_from_degree | pf_ikss_b_from_degree | pf_ikss_c_from_degree | pf_ikss_a_to_degree | pf_ikss_b_to_degree | pf_ikss_c_to_degree | pf_vm_a_from_pu | pf_vm_b_from_pu | pf_vm_c_from_pu | pf_vm_a_to_pu | pf_vm_b_to_pu | pf_vm_c_to_pu | pf_va_a_from_degree | pf_va_b_from_degree | pf_va_c_from_degree | pf_va_a_to_degree | pf_va_b_to_degree | pf_va_c_to_degree
Line0_1_2 | 0.14434 | 0.10996 | 0.11011 | 0.14434 | 0.10996 | 0.11011 | 0.033333 | 0.025395 | 0.025429 | 0.033333 | 0.025395 | 0.025429 | -0.013622 | -0.0063972 | -0.0063577 | 0.013829 | 0.006531 | 0.0064644 | -0.036186 | -0.028702 | -0.028725 | 0.036582 | 0.028953 | 0.028974 | 110.8069 | -17.3606 | -137.4088 | -69.1931 | 162.6394 | 42.5912 | 1.1599 | 1.158 | 1.157 | 1.1733 | 1.1688 | 1.1674 | 0.17896 | -119.9256 | 120.1112 | 0.098877 | -120.0724 | 120.014
Line10_11_12 | 0.14434 | 0.14434 | 0.14434 | 0.14434 | 0.14434 | 0.14434 | 0.033333 | 0.033333 | 0.033333 | 0.033333 | 0.033333 | 0.033333 | -0.0035229 | -0.0035878 | -0.0035604 | 0.0037312 | 0.0037961 | 0.0037687 | -0.039373 | -0.039301 | -0.03927 | 0.03979 | 0.039718 | 0.039687 | 94.7869 | -25.2131 | -145.2131 | -85.2131 | 154.7869 | 34.7869 | 1.1859 | 1.1839 | 1.1829 | 1.1989 | 1.197 | 1.196 | -0.32598 | -120.4291 | 119.6065 | -0.57024 | -120.6726 | 119.3623
Line11_12_13 | 0.14434 | 0.14434 | 0.14434 | 0.14434 | 0.14434 | 0.14434 | 0.033333 | 0.033333 | 0.033333 | 0.033333 | 0.033333 | 0.033333 | -0.0037312 | -0.0037961 | -0.0037687 | 0.0039396 | 0.0040044 | 0.003977 | -0.03979 | -0.039718 | -0.039687 | 0.040207 | 0.040135 | 0.040104 | 94.7869 | -25.2131 | -145.2131 | -85.2131 | 154.7869 | 34.7869 | 1.1989 | 1.197 | 1.196 | 1.212 | 1.21 | 1.209 | -0.57024 | -120.6726 | 119.3623 | -0.80924 | -120.9109 | 119.1235
Line12_13_15 | 0 | 0 | 0 | 0 | 0 | 0 | 0 | 0 | 0 | 0 | 0 | 0 | 1.4015e-09 | 1.3517e-09 | 1.6588e-09 | -1.4325e-09 | -1.3898e-09 | -1.5897e-09 | 2.0747e-11 | 4.0623e-10 | 2.3635e-10 | -8.2871e-11 | -3.484e-10 | -2.3216e-10 | 0 | 0 | 0 | 0 | 0 | 0 | 1.212 | 1.21 | 1.209 | 1.212 | 1.21 | 1.209 | -0.80924 | -120.9109 | 119.1235 | -0.80924 | -120.9109 | 119.1235
Line13_13_14 | 0.14434 | 0.14434 | 0.14434 | 0.14434 | 0.14434 | 0.14434 | 0.033333 | 0.033333 | 0.033333 | 0.033333 | 0.033333 | 0.033333 | -0.0039396 | -0.0040044 | -0.003977 | 0.0041479 | 0.0042128 | 0.0041854 | -0.040207 | -0.040135 | -0.040104 | 0.040623 | 0.040551 | 0.04052 | 94.7869 | -25.2131 | -145.2131 | -85.2131 | 154.7869 | 34.7869 | 1.212 | 1.21 | 1.209 | 1.225 | 1.2231 | 1.2221 | -0.80924 | -120.9109 | 119.1235 | -1.0432 | -121.1441 | 118.8897
Line14_15_16 | 0 | 0 | 0 | 0 | 0 | 0 | 0 | 0 | 0 | 0 | 0 | 0 | 9.3435e-10 | 9.0111e-10 | 1.1058e-09 | -9.6528e-10 | -9.3928e-10 | -1.0367e-09 | 1.3831e-11 | 2.7082e-10 | 1.5756e-10 | -7.5955e-11 | -2.13e-10 | -1.5338e-10 | 0 | 0 | 0 | 0 | 0 | 0 | 1.212 | 1.21 | 1.209 | 1.212 | 1.21 | 1.209 | -0.80924 | -120.9109 | 119.1235 | -0.80924 | -120.9109 | 119.1235
Line15_16_17 | 0 | 0 | 0 | 0 | 0 | 0 | 0 | 0 | 0 | 0 | 0 | 0 | 4.6717e-10 | 4.5055e-10 | 5.5292e-10 | -4.981e-10 | -4.8873e-10 | -4.8382e-10 | 6.9154e-12 | 1.3541e-10 | 7.8782e-11 | -6.904e-11 | -7.7587e-11 | -7.4598e-11 | 0 | 0 | 0 | 0 | 0 | 0 | 1.212 | 1.21 | 1.209 | 1.212 | 1.21 | 1.209 | -0.80924 | -120.9109 | 119.1235 | -0.80924 | -120.9109 | 119.1235
Line16_4_18 | 0 | 0 | 0 | 0 | 0 | 0 | 0 | 0 | 0 | 0 | 0 | 0 | 2.8447e-10 | 2.6693e-10 | 3.6685e-10 | -3.1363e-10 | -3.0458e-10 | -3.0004e-10 | -5.42e-11 | 7.0326e-11 | 1.6762e-11 | -6.3004e-12 | -1.4847e-11 | -1.1858e-11 | 0 | 0 | 0 | 0 | 0 | 0 | 1.1729 | 1.1709 | 1.1699 | 1.1729 | 1.1709 | 1.1699 | -0.076308 | -120.1801 | 119.856 | -0.076308 | -120.1801 | 119.856
Line17_5_19 | 0.14434 | 0.14434 | 0.14434 | 0.14434 | 0.14434 | 0.14434 | 0.033333 | 0.033333 | 0.033333 | 0.033333 | 0.033333 | 0.033333 | -0.0033146 | -0.0033794 | -0.003352 | 0.0035229 | 0.0035878 | 0.0035604 | -0.038957 | -0.038885 | -0.038854 | 0.039373 | 0.039301 | 0.03927 | 94.7869 | -25.2131 | -145.2131 | -85.2131 | 154.7869 | 34.7869 | 1.1729 | 1.1709 | 1.1699 | 1.1859 | 1.1839 | 1.1829 | -0.076308 | -120.1801 | 119.856 | -0.32598 | -120.4291 | 119.6065
Line1_1_3 | 0.14434 | 0.14434 | 0.14434 | 0.14434 | 0.14434 | 0.14434 | 0.033333 | 0.033333 | 0.033333 | 0.033333 | 0.033333 | 0.033333 | -0.0031062 | -0.0031711 | -0.0031437 | 0.0033146 | 0.0033794 | 0.003352 | -0.03854 | -0.038468 | -0.038437 | 0.038957 | 0.038885 | 0.038854 | 94.7869 | -25.2131 | -145.2131 | -85.2131 | 154.7869 | 34.7869 | 1.1599 | 1.158 | 1.157 | 1.1729 | 1.1709 | 1.1699 | 0.17896 | -119.9256 | 120.1112 | -0.076308 | -120.1801 | 119.856
Line2_1_4 | 0.14434 | 0.14434 | 0.14434 | 0.14434 | 0.14434 | 0.14434 | 0.033333 | 0.033333 | 0.033333 | 0.033333 | 0.033333 | 0.033333 | -0.0031062 | -0.0031711 | -0.0031437 | 0.0033146 | 0.0033794 | 0.003352 | -0.03854 | -0.038468 | -0.038437 | 0.038957 | 0.038885 | 0.038854 | 94.7869 | -25.2131 | -145.2131 | -85.2131 | 154.7869 | 34.7869 | 1.1599 | 1.158 | 1.157 | 1.1729 | 1.1709 | 1.1699 | 0.17896 | -119.9256 | 120.1112 | -0.076308 | -120.1801 | 119.856
Line3_1_5 | 0.14434 | 0.14434 | 0.14434 | 0.14434 | 0.14434 | 0.14434 | 0.033333 | 0.033333 | 0.033333 | 0.033333 | 0.033333 | 0.033333 | -0.0031062 | -0.0031711 | -0.0031437 | 0.0033146 | 0.0033794 | 0.003352 | -0.03854 | -0.038468 | -0.038437 | 0.038957 | 0.038885 | 0.038854 | 94.7869 | -25.2131 | -145.2131 | -85.2131 | 154.7869 | 34.7869 | 1.1599 | 1.158 | 1.157 | 1.1729 | 1.1709 | 1.1699 | 0.17896 | -119.9256 | 120.1112 | -0.076308 | -120.1801 | 119.856
Line4_2_6 | 0.14434 | 0.10996 | 0.11011 | 0.14434 | 0.10996 | 0.11011 | 0.033333 | 0.025395 | 0.025429 | 0.033333 | 0.025395 | 0.025429 | -0.013829 | -0.006531 | -0.0064644 | 0.014036 | 0.0066649 | 0.0065711 | -0.036582 | -0.028953 | -0.028974 | 0.036978 | 0.029204 | 0.029223 | 110.8069 | -17.3606 | -137.4088 | -69.1931 | 162.6394 | 42.5912 | 1.1733 | 1.1688 | 1.1674 | 1.1866 | 1.1796 | 1.1779 | 0.098877 | -120.0724 | 120.014 | 0.020595 | -120.2165 | 119.9185
Line5_6_7 | 0.14434 | 0.10996 | 0.11011 | 0.14434 | 0.10996 | 0.11011 | 0.033333 | 0.025395 | 0.025429 | 0.033333 | 0.025395 | 0.025429 | -0.014036 | -0.0066649 | -0.0065711 | 0.014244 | 0.0067988 | 0.0066778 | -0.036978 | -0.029204 | -0.029223 | 0.037373 | 0.029455 | 0.029472 | 110.8069 | -17.3606 | -137.4088 | -69.1931 | 162.6394 | 42.5912 | 1.1866 | 1.1796 | 1.1779 | 1.1999 | 1.1904 | 1.1884 | 0.020595 | -120.2165 | 119.9185 | -0.055951 | -120.358 | 119.8247
Line6_7_8 | 0 | 0.038777 | 0.038701 | 0 | 0.038777 | 0.038701 | 0 | 0.0089551 | 0.0089375 | 0 | 0.0089551 | 0.0089375 | 9.9355e-10 | 0.0075276 | 0.0075067 | -1.0919e-09 | -0.0075181 | -0.0074886 | -8.5757e-10 | 0.0075479 | 0.0075139 | 5.8597e-10 | -0.0075181 | -0.0074886 | 0 | -165.4351 | 74.7972 | 0 | 14.5649 | -105.2028 | 1.1999 | 1.1904 | 1.1884 | 1.1993 | 1.1873 | 1.185 | -0.055951 | -120.358 | 119.8247 | -0.065346 | -120.4351 | 119.7972
Line7_8_9 | 0 | 0 | 0 | 0 | 0 | 0 | 0 | 0 | 0 | 0 | 0 | 0 | 3.2768e-10 | 1.7731e-10 | 6.8085e-10 | -4.3655e-10 | -3.8014e-10 | -3.6915e-10 | -2.9574e-10 | 2.8015e-10 | 7.1837e-11 | -5.5168e-12 | -3.6363e-11 | -1.6917e-11 | 0 | 0 | 0 | 0 | 0 | 0 | 1.1993 | 1.1873 | 1.185 | 1.1993 | 1.1873 | 1.185 | -0.065346 | -120.4351 | 119.7972 | -0.065346 | -120.4351 | 119.7972
Line8_8_10 | 0 | 0 | 0 | 0 | 0 | 0 | 0 | 0 | 0 | 0 | 0 | 0 | 3.2768e-10 | 1.7731e-10 | 6.8085e-10 | -4.3655e-10 | -3.8014e-10 | -3.6915e-10 | -2.9574e-10 | 2.8015e-10 | 7.1837e-11 | -5.5166e-12 | -3.6363e-11 | -1.6918e-11 | 0 | 0 | 0 | 0 | 0 | 0 | 1.1993 | 1.1873 | 1.185 | 1.1993 | 1.1873 | 1.185 | -0.065346 | -120.4351 | 119.7972 | -0.065346 | -120.4351 | 119.7972
Line9_3_11 | 0.14434 | 0.14434 | 0.14434 | 0.14434 | 0.14434 | 0.14434 | 0.033333 | 0.033333 | 0.033333 | 0.033333 | 0.033333 | 0.033333 | -0.0033146 | -0.0033794 | -0.003352 | 0.0035229 | 0.0035878 | 0.0035604 | -0.038957 | -0.038885 | -0.038854 | 0.039373 | 0.039301 | 0.03927 | 94.7869 | -25.2131 | -145.2131 | -85.2131 | 154.7869 | 34.7869 | 1.1729 | 1.1709 | 1.1699 | 1.1859 | 1.1839 | 1.1829 | -0.076308 | -120.1801 | 119.856 | -0.32598 | -120.4291 | 119.6065

## LLG_min_6
name | pf_ikss_a_from_ka | pf_ikss_b_from_ka | pf_ikss_c_from_ka | pf_ikss_a_to_ka | pf_ikss_b_to_ka | pf_ikss_c_to_ka | pf_skss_a_from_mw | pf_skss_b_from_mw | pf_skss_c_from_mw | pf_skss_a_to_mw | pf_skss_b_to_mw | pf_skss_c_to_mw | pf_p_a_from_mw | pf_p_b_from_mw | pf_p_c_from_mw | pf_p_a_to_mw | pf_p_b_to_mw | pf_p_c_to_mw | pf_q_a_from_mvar | pf_q_b_from_mvar | pf_q_c_from_mvar | pf_q_a_to_mvar | pf_q_b_to_mvar | pf_q_c_to_mvar | pf_ikss_a_from_degree | pf_ikss_b_from_degree | pf_ikss_c_from_degree | pf_ikss_a_to_degree | pf_ikss_b_to_degree | pf_ikss_c_to_degree | pf_vm_a_from_pu | pf_vm_b_from_pu | pf_vm_c_from_pu | pf_vm_a_to_pu | pf_vm_b_to_pu | pf_vm_c_to_pu | pf_va_a_from_degree | pf_va_b_from_degree | pf_va_c_from_degree | pf_va_a_to_degree | pf_va_b_to_degree | pf_va_c_to_degree
Line0_1_2 | 0 | 1.9361 | 1.8969 | 0 | 1.9361 | 1.8969 | 0 | 0.44712 | 0.43807 | 0 | 0.44712 | 0.43807 | -7.2951e-09 | 0.19868 | 0.28586 | 5.6126e-09 | -0.14901 | -0.21439 | -7.9622e-08 | 0.30382 | 0.2009 | 7.0555e-08 | -0.22787 | -0.15068 | 0 | 177.0196 | 78.2387 | 0 | -2.9804 | -101.7613 | 0.91911 | 0.81191 | 0.79757 | 0.86929 | 0.60893 | 0.59818 | -2.1068 | -126.1621 | 113.3383 | -1.911 | -126.1621 | 113.3383
Line10_11_12 | 0 | 0 | 0 | 0 | 0 | 0 | 0 | 0 | 0 | 0 | 0 | 0 | -7.9327e-09 | -1.2472e-08 | 1.4863e-08 | 6.7125e-09 | 1.0788e-08 | -1.1958e-08 | -1.8047e-08 | 1.6456e-08 | 3.1889e-09 | 1.4922e-08 | -1.4017e-08 | -2.9797e-09 | 0 | 0 | 0 | 0 | 0 | 0 | 0.91911 | 0.81191 | 0.79757 | 0.91911 | 0.81191 | 0.79757 | -2.1068 | -126.1621 | 113.3383 | -2.1068 | -126.1621 | 113.3383
Line11_12_13 | 0 | 0 | 0 | 0 | 0 | 0 | 0 | 0 | 0 | 0 | 0 | 0 | -6.6106e-09 | -1.0393e-08 | 1.2385e-08 | 5.3904e-09 | 8.7094e-09 | -9.4814e-09 | -1.5039e-08 | 1.3714e-08 | 2.6574e-09 | 1.1914e-08 | -1.1275e-08 | -2.4482e-09 | 0 | 0 | 0 | 0 | 0 | 0 | 0.91911 | 0.81191 | 0.79757 | 0.91911 | 0.81191 | 0.79757 | -2.1068 | -126.1621 | 113.3383 | -2.1068 | -126.1621 | 113.3383
Line12_13_15 | 0 | 0 | 0 | 0 | 0 | 0 | 0 | 0 | 0 | 0 | 0 | 0 | -3.9664e-09 | -6.236e-09 | 7.4313e-09 | 2.7462e-09 | 4.5521e-09 | -4.5272e-09 | -9.0237e-09 | 8.2282e-09 | 1.5944e-09 | 5.8981e-09 | -5.7891e-09 | -1.3852e-09 | 0 | 0 | 0 | 0 | 0 | 0 | 0.91911 | 0.81191 | 0.79757 | 0.91911 | 0.81191 | 0.79757 | -2.1068 | -126.1621 | 113.3383 | -2.1068 | -126.1621 | 113.3383
Line13_13_14 | 0 | 0 | 0 | 0 | 0 | 0 | 0 | 0 | 0 | 0 | 0 | 0 | -1.3221e-09 | -2.0787e-09 | 2.4771e-09 | 1.0192e-10 | 3.9475e-10 | 4.2701e-10 | -3.0079e-09 | 2.7427e-09 | 5.3148e-10 | -1.177e-10 | -3.0358e-10 | -3.2229e-10 | 0 | 0 | 0 | 0 | 0 | 0 | 0.91911 | 0.81191 | 0.79757 | 0.91911 | 0.81191 | 0.79757 | -2.1068 | -126.1621 | 113.3383 | -2.1068 | -126.1621 | 113.3383
Line14_15_16 | 0 | 0 | 0 | 0 | 0 | 0 | 0 | 0 | 0 | 0 | 0 | 0 | -2.6442e-09 | -4.1573e-09 | 4.9542e-09 | 1.424e-09 | 2.4734e-09 | -2.0501e-09 | -6.0158e-09 | 5.4855e-09 | 1.063e-09 | 2.8902e-09 | -3.0463e-09 | -8.5377e-10 | 0 | 0 | 0 | 0 | 0 | 0 | 0.91911 | 0.81191 | 0.79757 | 0.91911 | 0.81191 | 0.79757 | -2.1068 | -126.1621 | 113.3383 | -2.1068 | -126.1621 | 113.3383
Line15_16_17 | 0 | 0 | 0 | 0 | 0 | 0 | 0 | 0 | 0 | 0 | 0 | 0 | -1.3221e-09 | -2.0787e-09 | 2.4771e-09 | 1.0192e-10 | 3.9475e-10 | 4.2701e-10 | -3.0079e-09 | 2.7427e-09 | 5.3148e-10 | -1.177e-10 | -3.0358e-10 | -3.2229e-10 | 0 | 0 | 0 | 0 | 0 | 0 | 0.91911 | 0.81191 | 0.79757 | 0.91911 | 0.81191 | 0.79757 | -2.1068 | -126.1621 | 113.3383 | -2.1068 | -126.1621 | 113.3383
Line16_4_18 | 0 | 0 | 0 | 0 | 0 | 0 | 0 | 0 | 0 | 0 | 0 | 0 | -1.3221e-09 | -2.0787e-09 | 2.4771e-09 | 1.0192e-10 | 3.9475e-10 | 4.2701e-10 | -3.0079e-09 | 2.7427e-09 | 5.3148e-10 | -1.177e-10 | -3.0358e-10 | -3.2229e-10 | 0 | 0 | 0 | 0 | 0 | 0 | 0.91911 | 0.81191 | 0.79757 | 0.91911 | 0.81191 | 0.79757 | -2.1068 | -126.1621 | 113.3383 | -2.1068 | -126.1621 | 113.3383
Line17_5_19 | 0 | 0 | 0 | 0 | 0 | 0 | 0 | 0 | 0 | 0 | 0 | 0 | -1.3221e-09 | -2.0787e-09 | 2.4771e-09 | 1.0192e-10 | 3.9475e-10 | 4.2701e-10 | -3.0079e-09 | 2.7427e-09 | 5.3148e-10 | -1.177e-10 | -3.0358e-10 | -3.2229e-10 | 0 | 0 | 0 | 0 | 0 | 0 | 0.91911 | 0.81191 | 0.79757 | 0.91911 | 0.81191 | 0.79757 | -2.1068 | -126.1621 | 113.3383 | -2.1068 | -126.1621 | 113.3383
Line1_1_3 | 0 | 0 | 0 | 0 | 0 | 0 | 0 | 0 | 0 | 0 | 0 | 0 | -1.0577e-08 | -1.6629e-08 | 1.9817e-08 | 9.3568e-09 | 1.4945e-08 | -1.6913e-08 | -2.4063e-08 | 2.1942e-08 | 4.2518e-09 | 2.0938e-08 | -1.9503e-08 | -4.0426e-09 | 0 | 0 | 0 | 0 | 0 | 0 | 0.91911 | 0.81191 | 0.79757 | 0.91911 | 0.81191 | 0.79757 | -2.1068 | -126.1621 | 113.3383 | -2.1068 | -126.1621 | 113.3383
Line2_1_4 | 0 | 0 | 0 | 0 | 0 | 0 | 0 | 0 | 0 | 0 | 0 | 0 | -2.6442e-09 | -4.1573e-09 | 4.9542e-09 | 1.424e-09 | 2.4734e-09 | -2.0501e-09 | -6.0158e-09 | 5.4855e-09 | 1.063e-09 | 2.8902e-09 | -3.0463e-09 | -8.5377e-10 | 0 | 0 | 0 | 0 | 0 | 0 | 0.91911 | 0.81191 | 0.79757 | 0.91911 | 0.81191 | 0.79757 | -2.1068 | -126.1621 | 113.3383 | -2.1068 | -126.1621 | 113.3383
Line3_1_5 | 0 | 0 | 0 | 0 | 0 | 0 | 0 | 0 | 0 | 0 | 0 | 0 | -2.6442e-09 | -4.1573e-09 | 4.9542e-09 | 1.424e-09 | 2.4734e-09 | -2.0501e-09 | -6.0158e-09 | 5.4855e-09 | 1.063e-09 | 2.8902e-09 | -3.0463e-09 | -8.5377e-10 | 0 | 0 | 0 | 0 | 0 | 0 | 0.91911 | 0.81191 | 0.79757 | 0.91911 | 0.81191 | 0.79757 | -2.1068 | -126.1621 | 113.3383 | -2.1068 | -126.1621 | 113.3383
Line4_2_6 | 0 | 1.9361 | 1.8969 | 0 | 1.9361 | 1.8969 | 0 | 0.44712 | 0.43807 | 0 | 0.44712 | 0.43807 | -5.357e-09 | 0.14901 | 0.21439 | 4.0702e-09 | -0.099339 | -0.14293 | -7.0655e-08 | 0.22787 | 0.15068 | 5.8701e-08 | -0.15191 | -0.10045 | 0 | 177.0196 | 78.2387 | 0 | -2.9804 | -101.7613 | 0.86929 | 0.60893 | 0.59818 | 0.81947 | 0.40595 | 0.39879 | -1.911 | -126.1621 | 113.3383 | -1.6913 | -126.1621 | 113.3383
Line5_6_7 | 0 | 1.9361 | 1.8969 | 0 | 1.9361 | 1.8969 | 0 | 0.44712 | 0.43807 | 0 | 0.44712 | 0.43807 | -3.6792e-09 | 0.099339 | 0.14293 | 2.7971e-09 | -0.04967 | -0.071465 | -5.8786e-08 | 0.15191 | 0.10045 | 4.4571e-08 | -0.075956 | -0.050225 | 0 | 177.0196 | 78.2387 | 0 | -2.9804 | -101.7613 | 0.81947 | 0.40595 | 0.39879 | 0.76967 | 0.20298 | 0.19939 | -1.6913 | -126.1621 | 113.3383 | -1.4432 | -126.1621 | 113.3383
Line6_7_8 | 0 | 1.9361 | 1.8969 | 0 | 1.9361 | 1.8969 | 0 | 0.44712 | 0.43807 | 0 | 0.44712 | 0.43807 | -2.289e-09 | 0.04967 | 0.071465 | 1.8207e-09 | -2.3273e-14 | -2.3366e-14 | -4.4639e-08 | 0.075956 | 0.050225 | 2.8791e-08 | 2.6923e-14 | 4.2553e-14 | 0 | 177.0196 | 78.2387 | 0 | -2.9804 | -101.7613 | 0.76967 | 0.20298 | 0.19939 | 0.71988 | 0 | 0 | -1.4432 | -126.1621 | 113.3383 | -1.1608 | 0 | 0
Line7_8_9 | 0 | 0 | 0 | 0 | 0 | 0 | 0 | 0 | 0 | 0 | 0 | 0 | -6.069e-10 | 1.3476e-21 | 7.815e-22 | 6.069e-10 | 5.9526e-18 | -4.2155e-18 | -1.4421e-08 | 1.2642e-21 | -1.7405e-21 | -5.0801e-11 | 1.3546e-17 | 1.4237e-18 | 0 | 0 | 0 | 0 | 0 | 0 | 0.71988 | 0 | 0 | 0.71988 | 0 | 0 | -1.1608 | 0 | 0 | -1.1608 | 0 | 0
Line8_8_10 | 0 | 0 | 0 | 0 | 0 | 0 | 0 | 0 | 0 | 0 | 0 | 0 | -6.069e-10 | 1.3476e-21 | 7.815e-22 | 6.069e-10 | 5.9526e-18 | -4.2155e-18 | -1.4421e-08 | 1.2642e-21 | -1.7405e-21 | -5.0801e-11 | 1.3546e-17 | 1.4237e-18 | 0 | 0 | 0 | 0 | 0 | 0 | 0.71988 | 0 | 0 | 0.71988 | 0 | 0 | -1.1608 | 0 | 0 | -1.1608 | 0 | 0
Line9_3_11 | 0 | 0 | 0 | 0 | 0 | 0 | 0 | 0 | 0 | 0 | 0 | 0 | -9.2548e-09 | -1.4551e-08 | 1.734e-08 | 8.0346e-09 | 1.2867e-08 | -1.4436e-08 | -2.1055e-08 | 1.9199e-08 | 3.7203e-09 | 1.793e-08 | -1.676e-08 | -3.5112e-09 | 0 | 0 | 0 | 0 | 0 | 0 | 0.91911 | 0.81191 | 0.79757 | 0.91911 | 0.81191 | 0.79757 | -2.1068 | -126.1621 | 113.3383 | -2.1068 | -126.1621 | 113.3383

## LLG_min_10
name | pf_ikss_a_from_ka | pf_ikss_b_from_ka | pf_ikss_c_from_ka | pf_ikss_a_to_ka | pf_ikss_b_to_ka | pf_ikss_c_to_ka | pf_skss_a_from_mw | pf_skss_b_from_mw | pf_skss_c_from_mw | pf_skss_a_to_mw | pf_skss_b_to_mw | pf_skss_c_to_mw | pf_p_a_from_mw | pf_p_b_from_mw | pf_p_c_from_mw | pf_p_a_to_mw | pf_p_b_to_mw | pf_p_c_to_mw | pf_q_a_from_mvar | pf_q_b_from_mvar | pf_q_c_from_mvar | pf_q_a_to_mvar | pf_q_b_to_mvar | pf_q_c_to_mvar | pf_ikss_a_from_degree | pf_ikss_b_from_degree | pf_ikss_c_from_degree | pf_ikss_a_to_degree | pf_ikss_b_to_degree | pf_ikss_c_to_degree | pf_vm_a_from_pu | pf_vm_b_from_pu | pf_vm_c_from_pu | pf_vm_a_to_pu | pf_vm_b_to_pu | pf_vm_c_to_pu | pf_va_a_from_degree | pf_va_b_from_degree | pf_va_c_from_degree | pf_va_a_to_degree | pf_va_b_to_degree | pf_va_c_to_degree
Line0_1_2 | 0 | 1.8342 | 1.7971 | 0 | 1.8342 | 1.7971 | 0 | 0.42358 | 0.41502 | 0 | 0.42358 | 0.41502 | -6.5474e-09 | 0.17832 | 0.25656 | 5.0374e-09 | -0.13374 | -0.19242 | -7.1461e-08 | 0.27268 | 0.18031 | 6.3323e-08 | -0.20451 | -0.13523 | 0 | 177.0196 | 78.2387 | 0 | -2.9804 | -101.7613 | 0.87074 | 0.76918 | 0.7556 | 0.82353 | 0.57688 | 0.5667 | -2.1068 | -126.1621 | 113.3383 | -1.911 | -126.1621 | 113.3383
Line10_11_12 | 0 | 0 | 0 | 0 | 0 | 0 | 0 | 0 | 0 | 0 | 0 | 0 | -7.1197e-09 | -1.1194e-08 | 1.3339e-08 | 6.0245e-09 | 9.6823e-09 | -1.0733e-08 | -1.6198e-08 | 1.477e-08 | 2.862e-09 | 1.3392e-08 | -1.2581e-08 | -2.6743e-09 | 0 | 0 | 0 | 0 | 0 | 0 | 0.87074 | 0.76918 | 0.7556 | 0.87074 | 0.76918 | 0.7556 | -2.1068 | -126.1621 | 113.3383 | -2.1068 | -126.1621 | 113.3383
Line11_12_13 | 0 | 0 | 0 | 0 | 0 | 0 | 0 | 0 | 0 | 0 | 0 | 0 | -5.9331e-09 | -9.328e-09 | 1.1116e-08 | 4.8379e-09 | 7.8167e-09 | -8.5096e-09 | -1.3498e-08 | 1.2308e-08 | 2.385e-09 | 1.0693e-08 | -1.0119e-08 | -2.1973e-09 | 0 | 0 | 0 | 0 | 0 | 0 | 0.87074 | 0.76918 | 0.7556 | 0.87074 | 0.76918 | 0.7556 | -2.1068 | -126.1621 | 113.3383 | -2.1068 | -126.1621 | 113.3383
Line12_13_15 | 0 | 0 | 0 | 0 | 0 | 0 | 0 | 0 | 0 | 0 | 0 | 0 | -3.5598e-09 | -5.5968e-09 | 6.6696e-09 | 2.4647e-09 | 4.0855e-09 | -4.0632e-09 | -8.0988e-09 | 7.3849e-09 | 1.431e-09 | 5.2936e-09 | -5.1957e-09 | -1.2433e-09 | 0 | 0 | 0 | 0 | 0 | 0 | 0.87074 | 0.76918 | 0.7556 | 0.87074 | 0.76918 | 0.7556 | -2.1068 | -126.1621 | 113.3383 | -2.1068 | -126.1621 | 113.3383
Line13_13_14 | 0 | 0 | 0 | 0 | 0 | 0 | 0 | 0 | 0 | 0 | 0 | 0 | -1.1866e-09 | -1.8656e-09 | 2.2232e-09 | 9.1477e-11 | 3.543e-10 | 3.8324e-10 | -2.6996e-09 | 2.4616e-09 | 4.77e-10 | -1.0563e-10 | -2.7246e-10 | -2.8926e-10 | 0 | 0 | 0 | 0 | 0 | 0 | 0.87074 | 0.76918 | 0.7556 | 0.87074 | 0.76918 | 0.7556 | -2.1068 | -126.1621 | 113.3383 | -2.1068 | -126.1621 | 113.3383
Line14_15_16 | 0 | 0 | 0 | 0 | 0 | 0 | 0 | 0 | 0 | 0 | 0 | 0 | -2.3732e-09 | -3.7312e-09 | 4.4464e-09 | 1.2781e-09 | 2.2199e-09 | -1.84e-09 | -5.3992e-09 | 4.9233e-09 | 9.5401e-10 | 2.594e-09 | -2.7341e-09 | -7.6626e-10 | 0 | 0 | 0 | 0 | 0 | 0 | 0.87074 | 0.76918 | 0.7556 | 0.87074 | 0.76918 | 0.7556 | -2.1068 | -126.1621 | 113.3383 | -2.1068 | -126.1621 | 113.3383
Line15_16_17 | 0 | 0 | 0 | 0 | 0 | 0 | 0 | 0 | 0 | 0 | 0 | 0 | -1.1866e-09 | -1.8656e-09 | 2.2232e-09 | 9.1477e-11 | 3.543e-10 | 3.8324e-10 | -2.6996e-09 | 2.4616e-09 | 4.77e-10 | -1.0563e-10 | -2.7246e-10 | -2.8926e-10 | 0 | 0 | 0 | 0 | 0 | 0 | 0.87074 | 0.76918 | 0.7556 | 0.87074 | 0.76918 | 0.7556 | -2.1068 | -126.1621 | 113.3383 | -2.1068 | -126.1621 | 113.3383
Line16_4_18 | 0 | 0 | 0 | 0 | 0 | 0 | 0 | 0 | 0 | 0 | 0 | 0 | -1.1866e-09 | -1.8656e-09 | 2.2232e-09 | 9.1477e-11 | 3.543e-10 | 3.8324e-10 | -2.6996e-09 | 2.4616e-09 | 4.77e-10 | -1.0563e-10 | -2.7246e-10 | -2.8926e-10 | 0 | 0 | 0 | 0 | 0 | 0 | 0.87074 | 0.76918 | 0.7556 | 0.87074 | 0.76918 | 0.7556 | -2.1068 | -126.1621 | 113.3383 | -2.1068 | -126.1621 | 113.3383
Line17_5_19 | 0 | 0 | 0 | 0 | 0 | 0 | 0 | 0 | 0 | 0 | 0 | 0 | -1.1866e-09 | -1.8656e-09 | 2.2232e-09 | 9.1477e-11 | 3.543e-10 | 3.8324e-10 | -2.6996e-09 | 2.4616e-09 | 4.77e-10 | -1.0563e-10 | -2.7246e-10 | -2.8926e-10 | 0 | 0 | 0 | 0 | 0 | 0 | 0.87074 | 0.76918 | 0.7556 | 0.87074 | 0.76918 | 0.7556 | -2.1068 | -126.1621 | 113.3383 | -2.1068 | -126.1621 | 113.3383
Line1_1_3 | 0 | 0 | 0 | 0 | 0 | 0 | 0 | 0 | 0 | 0 | 0 | 0 | -9.4929e-09 | -1.4925e-08 | 1.7786e-08 | 8.3978e-09 | 1.3414e-08 | -1.5179e-08 | -2.1597e-08 | 1.9693e-08 | 3.816e-09 | 1.8792e-08 | -1.7504e-08 | -3.6283e-09 | 0 | 0 | 0 | 0 | 0 | 0 | 0.87074 | 0.76918 | 0.7556 | 0.87074 | 0.76918 | 0.7556 | -2.1068 | -126.1621 | 113.3383 | -2.1068 | -126.1621 | 113.3383
Line2_1_4 | 0 | 0 | 0 | 0 | 0 | 0 | 0 | 0 | 0 | 0 | 0 | 0 | -2.3732e-09 | -3.7312e-09 | 4.4464e-09 | 1.2781e-09 | 2.2199e-09 | -1.84e-09 | -5.3992e-09 | 4.9233e-09 | 9.5401e-10 | 2.594e-09 | -2.7341e-09 | -7.6626e-10 | 0 | 0 | 0 | 0 | 0 | 0 | 0.87074 | 0.76918 | 0.7556 | 0.87074 | 0.76918 | 0.7556 | -2.1068 | -126.1621 | 113.3383 | -2.1068 | -126.1621 | 113.3383
Line3_1_5 | 0 | 0 | 0 | 0 | 0 | 0 | 0 | 0 | 0 | 0 | 0 | 0 | -2.3732e-09 | -3.7312e-09 | 4.4464e-09 | 1.2781e-09 | 2.2199e-09 | -1.84e-09 | -5.3992e-09 | 4.9233e-09 | 9.5401e-10 | 2.594e-09 | -2.7341e-09 | -7.6626e-10 | 0 | 0 | 0 | 0 | 0 | 0 | 0.87074 | 0.76918 | 0.7556 | 0.87074 | 0.76918 | 0.7556 | -2.1068 | -126.1621 | 113.3383 | -2.1068 | -126.1621 | 113.3383
Line4_2_6 | 0 | 1.8342 | 1.7971 | 0 | 1.8342 | 1.7971 | 0 | 0.42358 | 0.41502 | 0 | 0.42358 | 0.41502 | -4.808e-09 | 0.13374 | 0.19242 | 3.653e-09 | -0.089158 | -0.12828 | -6.3414e-08 | 0.20451 | 0.13523 | 5.2685e-08 | -0.13634 | -0.090155 | 0 | 177.0196 | 78.2387 | 0 | -2.9804 | -101.7613 | 0.82353 | 0.57688 | 0.5667 | 0.77634 | 0.38459 | 0.3778 | -1.911 | -126.1621 | 113.3383 | -1.6913 | -126.1621 | 113.3383
Line5_6_7 | 0 | 1.8342 | 1.7971 | 0 | 1.8342 | 1.7971 | 0 | 0.42358 | 0.41502 | 0 | 0.42358 | 0.41502 | -3.3021e-09 | 0.089158 | 0.12828 | 2.5104e-09 | -0.044579 | -0.06414 | -5.276e-08 | 0.13634 | 0.090155 | 4.0003e-08 | -0.068171 | -0.045078 | 0 | 177.0196 | 78.2387 | 0 | -2.9804 | -101.7613 | 0.77634 | 0.38459 | 0.3778 | 0.72916 | 0.19229 | 0.1889 | -1.6913 | -126.1621 | 113.3383 | -1.4432 | -126.1621 | 113.3383
Line6_7_8 | 0 | 1.8342 | 1.7971 | 0 | 1.8342 | 1.7971 | 0 | 0.42358 | 0.41502 | 0 | 0.42358 | 0.41502 | -2.0544e-09 | 0.044579 | 0.06414 | 1.6341e-09 | -2.097e-14 | -2.1071e-14 | -4.0064e-08 | 0.068171 | 0.045078 | 2.584e-08 | 2.4243e-14 | 3.8135e-14 | 0 | 177.0196 | 78.2387 | 0 | -2.9804 | -101.7613 | 0.72916 | 0.19229 | 0.1889 | 0.68199 | 0 | 0 | -1.4432 | -126.1621 | 113.3383 | -1.1608 | 0 | 0
Line7_8_9 | 0 | 0 | 0 | 0 | 0 | 0 | 0 | 0 | 0 | 0 | 0 | 0 | -5.447e-10 | 1.2134e-21 | 7.0548e-22 | 5.447e-10 | 5.3425e-18 | -3.7835e-18 | -1.2943e-08 | 1.1391e-21 | -1.5602e-21 | -4.5594e-11 | 1.2158e-17 | 1.2778e-18 | 0 | 0 | 0 | 0 | 0 | 0 | 0.68199 | 0 | 0 | 0.68199 | 0 | 0 | -1.1608 | 0 | 0 | -1.1608 | 0 | 0
Line8_8_10 | 0 | 0 | 0 | 0 | 0 | 0 | 0 | 0 | 0 | 0 | 0 | 0 | -5.447e-10 | 1.2134e-21 | 7.0548e-22 | 5.447e-10 | 5.3425e-18 | -3.7835e-18 | -1.2943e-08 | 1.1391e-21 | -1.5602e-21 | -4.5594e-11 | 1.2158e-17 | 1.2778e-18 | 0 | 0 | 0 | 0 | 0 | 0 | 0.68199 | 0 | 0 | 0.68199 | 0 | 0 | -1.1608 | 0 | 0 | -1.1608 | 0 | 0
Line9_3_11 | 0 | 0 | 0 | 0 | 0 | 0 | 0 | 0 | 0 | 0 | 0 | 0 | -8.3063e-09 | -1.3059e-08 | 1.5562e-08 | 7.2112e-09 | 1.1548e-08 | -1.2956e-08 | -1.8897e-08 | 1.7231e-08 | 3.339e-09 | 1.6092e-08 | -1.5042e-08 | -3.1513e-09 | 0 | 0 | 0 | 0 | 0 | 0 | 0.87074 | 0.76918 | 0.7556 | 0.87074 | 0.76918 | 0.7556 | -2.1068 | -126.1621 | 113.3383 | -2.1068 | -126.1621 | 113.3383

## LLG_min_fault_6
name | pf_ikss_a_from_ka | pf_ikss_b_from_ka | pf_ikss_c_from_ka | pf_ikss_a_to_ka | pf_ikss_b_to_ka | pf_ikss_c_to_ka | pf_skss_a_from_mw | pf_skss_b_from_mw | pf_skss_c_from_mw | pf_skss_a_to_mw | pf_skss_b_to_mw | pf_skss_c_to_mw | pf_p_a_from_mw | pf_p_b_from_mw | pf_p_c_from_mw | pf_p_a_to_mw | pf_p_b_to_mw | pf_p_c_to_mw | pf_q_a_from_mvar | pf_q_b_from_mvar | pf_q_c_from_mvar | pf_q_a_to_mvar | pf_q_b_to_mvar | pf_q_c_to_mvar | pf_ikss_a_from_degree | pf_ikss_b_from_degree | pf_ikss_c_from_degree | pf_ikss_a_to_degree | pf_ikss_b_to_degree | pf_ikss_c_to_degree | pf_vm_a_from_pu | pf_vm_b_from_pu | pf_vm_c_from_pu | pf_vm_a_to_pu | pf_vm_b_to_pu | pf_vm_c_to_pu | pf_va_a_from_degree | pf_va_b_from_degree | pf_va_c_from_degree | pf_va_a_to_degree | pf_va_b_to_degree | pf_va_c_to_degree
Line0_1_2 | 0 | 0.030528 | 0.0305 | 0 | 0.030528 | 0.0305 | 0 | 0.0070502 | 0.0070437 | 0 | 0.0070502 | 0.0070437 | -1.7206e-10 | 0.0047146 | 0.0047276 | 1.5293e-10 | -0.0047009 | -0.0047085 | -1.0001e-09 | 0.0047385 | 0.0047091 | 9.3677e-10 | -0.0047188 | -0.0046947 | 0 | -165.2726 | 75.0184 | 0 | 14.7274 | -104.9816 | 0.94966 | 0.94811 | 0.94733 | 0.94905 | 0.94477 | 0.94397 | -0.027561 | -120.1279 | 119.9066 | -0.028281 | -120.1637 | 119.9342
Line10_11_12 | 0 | 0 | 0 | 0 | 0 | 0 | 0 | 0 | 0 | 0 | 0 | 0 | -1.1845e-10 | -1.8212e-10 | 1.987e-10 | 9.9876e-11 | 1.5832e-10 | -1.5633e-10 | -2.2039e-10 | 2.5561e-10 | 5.0419e-11 | 1.8207e-10 | -2.2038e-10 | -4.7395e-11 | 0 | 0 | 0 | 0 | 0 | 0 | 0.94966 | 0.94811 | 0.94733 | 0.94966 | 0.94811 | 0.94733 | -0.027561 | -120.1279 | 119.9066 | -0.027561 | -120.1279 | 119.9066
Line11_12_13 | 0 | 0 | 0 | 0 | 0 | 0 | 0 | 0 | 0 | 0 | 0 | 0 | -9.8705e-11 | -1.5177e-10 | 1.6558e-10 | 8.0135e-11 | 1.2796e-10 | -1.2321e-10 | -1.8366e-10 | 2.1301e-10 | 4.2016e-11 | 1.4534e-10 | -1.7778e-10 | -3.8992e-11 | 0 | 0 | 0 | 0 | 0 | 0 | 0.94966 | 0.94811 | 0.94733 | 0.94966 | 0.94811 | 0.94733 | -0.027561 | -120.1279 | 119.9066 | -0.027561 | -120.1279 | 119.9066
Line12_13_15 | 0 | 0 | 0 | 0 | 0 | 0 | 0 | 0 | 0 | 0 | 0 | 0 | -5.9223e-11 | -9.1061e-11 | 9.935e-11 | 4.0653e-11 | 6.7257e-11 | -5.6977e-11 | -1.102e-10 | 1.278e-10 | 2.5209e-11 | 7.1873e-11 | -9.2576e-11 | -2.2185e-11 | 0 | 0 | 0 | 0 | 0 | 0 | 0.94966 | 0.94811 | 0.94733 | 0.94966 | 0.94811 | 0.94733 | -0.027561 | -120.1279 | 119.9066 | -0.027561 | -120.1279 | 119.9066
Line13_13_14 | 0 | 0 | 0 | 0 | 0 | 0 | 0 | 0 | 0 | 0 | 0 | 0 | -1.9741e-11 | -3.0354e-11 | 3.3117e-11 | 1.1717e-12 | 6.5498e-12 | 9.2564e-12 | -3.6732e-11 | 4.2601e-11 | 8.4032e-12 | -1.5912e-12 | -7.3738e-12 | -5.3791e-12 | 0 | 0 | 0 | 0 | 0 | 0 | 0.94966 | 0.94811 | 0.94733 | 0.94966 | 0.94811 | 0.94733 | -0.027561 | -120.1279 | 119.9066 | -0.027561 | -120.1279 | 119.9066
Line14_15_16 | 0 | 0 | 0 | 0 | 0 | 0 | 0 | 0 | 0 | 0 | 0 | 0 | -3.9482e-11 | -6.0707e-11 | 6.6233e-11 | 2.0913e-11 | 3.6903e-11 | -2.386e-11 | -7.3464e-11 | 8.5202e-11 | 1.6806e-11 | 3.5141e-11 | -4.9975e-11 | -1.3782e-11 | 0 | 0 | 0 | 0 | 0 | 0 | 0.94966 | 0.94811 | 0.94733 | 0.94966 | 0.94811 | 0.94733 | -0.027561 | -120.1279 | 119.9066 | -0.027561 | -120.1279 | 119.9066
Line15_16_17 | 0 | 0 | 0 | 0 | 0 | 0 | 0 | 0 | 0 | 0 | 0 | 0 | -1.9741e-11 | -3.0354e-11 | 3.3117e-11 | 1.1717e-12 | 6.5498e-12 | 9.2564e-12 | -3.6732e-11 | 4.2601e-11 | 8.4032e-12 | -1.5912e-12 | -7.3738e-12 | -5.3791e-12 | 0 | 0 | 0 | 0 | 0 | 0 | 0.94966 | 0.94811 | 0.94733 | 0.94966 | 0.94811 | 0.94733 | -0.027561 | -120.1279 | 119.9066 | -0.027561 | -120.1279 | 119.9066
Line16_4_18 | 0 | 0 | 0 | 0 | 0 | 0 | 0 | 0 | 0 | 0 | 0 | 0 | -1.9741e-11 | -3.0354e-11 | 3.3117e-11 | 1.1717e-12 | 6.5498e-12 | 9.2564e-12 | -3.6732e-11 | 4.2601e-11 | 8.4031e-12 | -1.5912e-12 | -7.3738e-12 | -5.3791e-12 | 0 | 0 | 0 | 0 | 0 | 0 | 0.94966 | 0.94811 | 0.94733 | 0.94966 | 0.94811 | 0.94733 | -0.027561 | -120.1279 | 119.9066 | -0.027561 | -120.1279 | 119.9066
Line17_5_19 | 0 | 0 | 0 | 0 | 0 | 0 | 0 | 0 | 0 | 0 | 0 | 0 | -1.9741e-11 | -3.0354e-11 | 3.3117e-11 | 1.1717e-12 | 6.5498e-12 | 9.2564e-12 | -3.6732e-11 | 4.2601e-11 | 8.4031e-12 | -1.5912e-12 | -7.3738e-12 | -5.3791e-12 | 0 | 0 | 0 | 0 | 0 | 0 | 0.94966 | 0.94811 | 0.94733 | 0.94966 | 0.94811 | 0.94733 | -0.027561 | -120.1279 | 119.9066 | -0.027561 | -120.1279 | 119.9066
Line1_1_3 | 0 | 0 | 0 | 0 | 0 | 0 | 0 | 0 | 0 | 0 | 0 | 0 | -1.5793e-10 | -2.4283e-10 | 2.6493e-10 | 1.3936e-10 | 2.1902e-10 | -2.2256e-10 | -2.9386e-10 | 3.4081e-10 | 6.7225e-11 | 2.5553e-10 | -3.0558e-10 | -6.4201e-11 | 0 | 0 | 0 | 0 | 0 | 0 | 0.94966 | 0.94811 | 0.94733 | 0.94966 | 0.94811 | 0.94733 | -0.027561 | -120.1279 | 119.9066 | -0.027561 | -120.1279 | 119.9066
Line2_1_4 | 0 | 0 | 0 | 0 | 0 | 0 | 0 | 0 | 0 | 0 | 0 | 0 | -3.9482e-11 | -6.0707e-11 | 6.6233e-11 | 2.0913e-11 | 3.6903e-11 | -2.386e-11 | -7.3464e-11 | 8.5202e-11 | 1.6806e-11 | 3.5141e-11 | -4.9975e-11 | -1.3782e-11 | 0 | 0 | 0 | 0 | 0 | 0 | 0.94966 | 0.94811 | 0.94733 | 0.94966 | 0.94811 | 0.94733 | -0.027561 | -120.1279 | 119.9066 | -0.027561 | -120.1279 | 119.9066
Line3_1_5 | 0 | 0 | 0 | 0 | 0 | 0 | 0 | 0 | 0 | 0 | 0 | 0 | -3.9482e-11 | -6.0707e-11 | 6.6233e-11 | 2.0913e-11 | 3.6903e-11 | -2.386e-11 | -7.3464e-11 | 8.5202e-11 | 1.6806e-11 | 3.5141e-11 | -4.9975e-11 | -1.3782e-11 | 0 | 0 | 0 | 0 | 0 | 0 | 0.94966 | 0.94811 | 0.94733 | 0.94966 | 0.94811 | 0.94733 | -0.027561 | -120.1279 | 119.9066 | -0.027561 | -120.1279 | 119.9066
Line4_2_6 | 0 | 0.030528 | 0.0305 | 0 | 0.030528 | 0.0305 | 0 | 0.0070502 | 0.0070437 | 0 | 0.0070502 | 0.0070437 | -1.4962e-10 | 0.0047009 | 0.0047085 | 1.2957e-10 | -0.0046872 | -0.0046894 | -9.3841e-10 | 0.0047188 | 0.0046947 | 8.2645e-10 | -0.0046992 | -0.0046802 | 0 | -165.2726 | 75.0184 | 0 | 14.7274 | -104.9816 | 0.94905 | 0.94477 | 0.94397 | 0.94844 | 0.94142 | 0.9406 | -0.028281 | -120.1637 | 119.9342 | -0.029002 | -120.1997 | 119.9621
Line5_6_7 | 0 | 0.030528 | 0.0305 | 0 | 0.030528 | 0.0305 | 0 | 0.0070502 | 0.0070437 | 0 | 0.0070502 | 0.0070437 | -1.2414e-10 | 0.0046872 | 0.0046894 | 1.0316e-10 | -0.0046735 | -0.0046704 | -8.2812e-10 | 0.0046992 | 0.0046802 | 6.6763e-10 | -0.0046795 | -0.0046658 | 0 | -165.2726 | 75.0184 | 0 | 14.7274 | -104.9816 | 0.94844 | 0.94142 | 0.9406 | 0.94782 | 0.93808 | 0.93724 | -0.029002 | -120.1997 | 119.9621 | -0.029724 | -120.236 | 119.9901
Line6_7_8 | 0 | 0.030528 | 0.0305 | 0 | 0.030528 | 0.0305 | 0 | 0.0070502 | 0.0070437 | 0 | 0.0070502 | 0.0070437 | -9.5596e-11 | 0.0046735 | 0.0046704 | 7.3698e-11 | -0.0046598 | -0.0046513 | -6.6934e-10 | 0.0046795 | 0.0046658 | 4.604e-10 | -0.0046598 | -0.0046513 | 0 | -165.2726 | 75.0184 | 0 | 14.7274 | -104.9816 | 0.94782 | 0.93808 | 0.93724 | 0.94721 | 0.93473 | 0.93388 | -0.029724 | -120.236 | 119.9901 | -0.030448 | -120.2726 | 120.0184
Line7_8_9 | 0 | 0 | 0 | 0 | 0 | 0 | 0 | 0 | 0 | 0 | 0 | 0 | -3.2006e-11 | -2.397e-10 | 1.5451e-10 | 9.6861e-12 | 5.2297e-11 | 5.5213e-11 | -2.3108e-10 | 1.5024e-10 | 9.4855e-11 | -1.7534e-12 | -1.549e-11 | 1.0428e-12 | 0 | 0 | 0 | 0 | 0 | 0 | 0.94721 | 0.93473 | 0.93388 | 0.94721 | 0.93473 | 0.93388 | -0.030448 | -120.2726 | 120.0184 | -0.030448 | -120.2726 | 120.0184
Line8_8_10 | 0 | 0 | 0 | 0 | 0 | 0 | 0 | 0 | 0 | 0 | 0 | 0 | -3.2006e-11 | -2.397e-10 | 1.5451e-10 | 9.6861e-12 | 5.2297e-11 | 5.5213e-11 | -2.3108e-10 | 1.5024e-10 | 9.4855e-11 | -1.7534e-12 | -1.549e-11 | 1.0428e-12 | 0 | 0 | 0 | 0 | 0 | 0 | 0.94721 | 0.93473 | 0.93388 | 0.94721 | 0.93473 | 0.93388 | -0.030448 | -120.2726 | 120.0184 | -0.030448 | -120.2726 | 120.0184
Line9_3_11 | 0 | 0 | 0 | 0 | 0 | 0 | 0 | 0 | 0 | 0 | 0 | 0 | -1.3819e-10 | -2.1248e-10 | 2.3182e-10 | 1.1962e-10 | 1.8867e-10 | -1.8944e-10 | -2.5713e-10 | 2.9821e-10 | 5.8822e-11 | 2.188e-10 | -2.6298e-10 | -5.5798e-11 | 0 | 0 | 0 | 0 | 0 | 0 | 0.94966 | 0.94811 | 0.94733 | 0.94966 | 0.94811 | 0.94733 | -0.027561 | -120.1279 | 119.9066 | -0.027561 | -120.1279 | 119.9066

## LLG_min_fault_10
name | pf_ikss_a_from_ka | pf_ikss_b_from_ka | pf_ikss_c_from_ka | pf_ikss_a_to_ka | pf_ikss_b_to_ka | pf_ikss_c_to_ka | pf_skss_a_from_mw | pf_skss_b_from_mw | pf_skss_c_from_mw | pf_skss_a_to_mw | pf_skss_b_to_mw | pf_skss_c_to_mw | pf_p_a_from_mw | pf_p_b_from_mw | pf_p_c_from_mw | pf_p_a_to_mw | pf_p_b_to_mw | pf_p_c_to_mw | pf_q_a_from_mvar | pf_q_b_from_mvar | pf_q_c_from_mvar | pf_q_a_to_mvar | pf_q_b_to_mvar | pf_q_c_to_mvar | pf_ikss_a_from_degree | pf_ikss_b_from_degree | pf_ikss_c_from_degree | pf_ikss_a_to_degree | pf_ikss_b_to_degree | pf_ikss_c_to_degree | pf_vm_a_from_pu | pf_vm_b_from_pu | pf_vm_c_from_pu | pf_vm_a_to_pu | pf_vm_b_to_pu | pf_vm_c_to_pu | pf_va_a_from_degree | pf_va_b_from_degree | pf_va_c_from_degree | pf_va_a_to_degree | pf_va_b_to_degree | pf_va_c_to_degree
Line0_1_2 | 0 | 0.028921 | 0.028895 | 0 | 0.028921 | 0.028895 | 0 | 0.0066791 | 0.006673 | 0 | 0.0066791 | 0.006673 | -1.5442e-10 | 0.0042314 | 0.004243 | 1.3725e-10 | -0.0042191 | -0.0042259 | -8.9759e-10 | 0.0042528 | 0.0042265 | 8.4076e-10 | -0.0042352 | -0.0042135 | 0 | -165.2726 | 75.0184 | 0 | 14.7274 | -104.9816 | 0.89968 | 0.89821 | 0.89747 | 0.8991 | 0.89504 | 0.89429 | -0.027561 | -120.1279 | 119.9066 | -0.028281 | -120.1637 | 119.9342
Line10_11_12 | 0 | 0 | 0 | 0 | 0 | 0 | 0 | 0 | 0 | 0 | 0 | 0 | -1.0631e-10 | -1.6346e-10 | 1.7833e-10 | 8.964e-11 | 1.4209e-10 | -1.403e-10 | -1.978e-10 | 2.2941e-10 | 4.5251e-11 | 1.6341e-10 | -1.9779e-10 | -4.2537e-11 | 0 | 0 | 0 | 0 | 0 | 0 | 0.89968 | 0.89821 | 0.89747 | 0.89968 | 0.89821 | 0.89747 | -0.027561 | -120.1279 | 119.9066 | -0.027561 | -120.1279 | 119.9066
Line11_12_13 | 0 | 0 | 0 | 0 | 0 | 0 | 0 | 0 | 0 | 0 | 0 | 0 | -8.8588e-11 | -1.3621e-10 | 1.4861e-10 | 7.1922e-11 | 1.1485e-10 | -1.1058e-10 | -1.6484e-10 | 1.9117e-10 | 3.7709e-11 | 1.3044e-10 | -1.5956e-10 | -3.4995e-11 | 0 | 0 | 0 | 0 | 0 | 0 | 0.89968 | 0.89821 | 0.89747 | 0.89968 | 0.89821 | 0.89747 | -0.027561 | -120.1279 | 119.9066 | -0.027561 | -120.1279 | 119.9066
Line12_13_15 | 0 | 0 | 0 | 0 | 0 | 0 | 0 | 0 | 0 | 0 | 0 | 0 | -5.3153e-11 | -8.1728e-11 | 8.9167e-11 | 3.6487e-11 | 6.0364e-11 | -5.1137e-11 | -9.8902e-11 | 1.147e-10 | 2.2626e-11 | 6.4507e-11 | -8.3088e-11 | -1.9912e-11 | 0 | 0 | 0 | 0 | 0 | 0 | 0.89968 | 0.89821 | 0.89747 | 0.89968 | 0.89821 | 0.89747 | -0.027561 | -120.1279 | 119.9066 | -0.027561 | -120.1279 | 119.9066
Line13_13_14 | 0 | 0 | 0 | 0 | 0 | 0 | 0 | 0 | 0 | 0 | 0 | 0 | -1.7718e-11 | -2.7243e-11 | 2.9722e-11 | 1.0516e-12 | 5.8785e-12 | 8.3076e-12 | -3.2967e-11 | 3.8235e-11 | 7.5419e-12 | -1.4282e-12 | -6.618e-12 | -4.8278e-12 | 0 | 0 | 0 | 0 | 0 | 0 | 0.89968 | 0.89821 | 0.89747 | 0.89968 | 0.89821 | 0.89747 | -0.027561 | -120.1279 | 119.9066 | -0.027561 | -120.1279 | 119.9066
Line14_15_16 | 0 | 0 | 0 | 0 | 0 | 0 | 0 | 0 | 0 | 0 | 0 | 0 | -3.5435e-11 | -5.4485e-11 | 5.9445e-11 | 1.8769e-11 | 3.3121e-11 | -2.1415e-11 | -6.5935e-11 | 7.647e-11 | 1.5084e-11 | 3.1539e-11 | -4.4853e-11 | -1.237e-11 | 0 | 0 | 0 | 0 | 0 | 0 | 0.89968 | 0.89821 | 0.89747 | 0.89968 | 0.89821 | 0.89747 | -0.027561 | -120.1279 | 119.9066 | -0.027561 | -120.1279 | 119.9066
Line15_16_17 | 0 | 0 | 0 | 0 | 0 | 0 | 0 | 0 | 0 | 0 | 0 | 0 | -1.7718e-11 | -2.7243e-11 | 2.9722e-11 | 1.0516e-12 | 5.8785e-12 | 8.3076e-12 | -3.2967e-11 | 3.8235e-11 | 7.5419e-12 | -1.4282e-12 | -6.618e-12 | -4.8278e-12 | 0 | 0 | 0 | 0 | 0 | 0 | 0.89968 | 0.89821 | 0.89747 | 0.89968 | 0.89821 | 0.89747 | -0.027561 | -120.1279 | 119.9066 | -0.027561 | -120.1279 | 119.9066
Line16_4_18 | 0 | 0 | 0 | 0 | 0 | 0 | 0 | 0 | 0 | 0 | 0 | 0 | -1.7718e-11 | -2.7243e-11 | 2.9722e-11 | 1.0516e-12 | 5.8785e-12 | 8.3076e-12 | -3.2967e-11 | 3.8235e-11 | 7.5419e-12 | -1.4282e-12 | -6.618e-12 | -4.8278e-12 | 0 | 0 | 0 | 0 | 0 | 0 | 0.89968 | 0.89821 | 0.89747 | 0.89968 | 0.89821 | 0.89747 | -0.027561 | -120.1279 | 119.9066 | -0.027561 | -120.1279 | 119.9066
Line17_5_19 | 0 | 0 | 0 | 0 | 0 | 0 | 0 | 0 | 0 | 0 | 0 | 0 | -1.7718e-11 | -2.7243e-11 | 2.9722e-11 | 1.0516e-12 | 5.8785e-12 | 8.3076e-12 | -3.2967e-11 | 3.8235e-11 | 7.5419e-12 | -1.4282e-12 | -6.618e-12 | -4.8278e-12 | 0 | 0 | 0 | 0 | 0 | 0 | 0.89968 | 0.89821 | 0.89747 | 0.89968 | 0.89821 | 0.89747 | -0.027561 | -120.1279 | 119.9066 | -0.027561 | -120.1279 | 119.9066
Line1_1_3 | 0 | 0 | 0 | 0 | 0 | 0 | 0 | 0 | 0 | 0 | 0 | 0 | -1.4174e-10 | -2.1794e-10 | 2.3778e-10 | 1.2507e-10 | 1.9658e-10 | -1.9975e-10 | -2.6374e-10 | 3.0588e-10 | 6.0335e-11 | 2.2934e-10 | -2.7426e-10 | -5.7621e-11 | 0 | 0 | 0 | 0 | 0 | 0 | 0.89968 | 0.89821 | 0.89747 | 0.89968 | 0.89821 | 0.89747 | -0.027561 | -120.1279 | 119.9066 | -0.027561 | -120.1279 | 119.9066
Line2_1_4 | 0 | 0 | 0 | 0 | 0 | 0 | 0 | 0 | 0 | 0 | 0 | 0 | -3.5435e-11 | -5.4485e-11 | 5.9445e-11 | 1.8769e-11 | 3.3121e-11 | -2.1415e-11 | -6.5935e-11 | 7.647e-11 | 1.5084e-11 | 3.1539e-11 | -4.4853e-11 | -1.237e-11 | 0 | 0 | 0 | 0 | 0 | 0 | 0.89968 | 0.89821 | 0.89747 | 0.89968 | 0.89821 | 0.89747 | -0.027561 | -120.1279 | 119.9066 | -0.027561 | -120.1279 | 119.9066
Line3_1_5 | 0 | 0 | 0 | 0 | 0 | 0 | 0 | 0 | 0 | 0 | 0 | 0 | -3.5435e-11 | -5.4485e-11 | 5.9445e-11 | 1.8769e-11 | 3.3121e-11 | -2.1415e-11 | -6.5935e-11 | 7.647e-11 | 1.5084e-11 | 3.1539e-11 | -4.4853e-11 | -1.237e-11 | 0 | 0 | 0 | 0 | 0 | 0 | 0.89968 | 0.89821 | 0.89747 | 0.89968 | 0.89821 | 0.89747 | -0.027561 | -120.1279 | 119.9066 | -0.027561 | -120.1279 | 119.9066
Line4_2_6 | 0 | 0.028921 | 0.028895 | 0 | 0.028921 | 0.028895 | 0 | 0.0066791 | 0.006673 | 0 | 0.0066791 | 0.006673 | -1.3429e-10 | 0.0042191 | 0.0042259 | 1.1629e-10 | -0.0042068 | -0.0042088 | -8.4223e-10 | 0.0042352 | 0.0042135 | 7.4175e-10 | -0.0042175 | -0.0042005 | 0 | -165.2726 | 75.0184 | 0 | 14.7274 | -104.9816 | 0.8991 | 0.89504 | 0.89429 | 0.89852 | 0.89187 | 0.8911 | -0.028281 | -120.1637 | 119.9342 | -0.029002 | -120.1997 | 119.9621
Line5_6_7 | 0 | 0.028921 | 0.028895 | 0 | 0.028921 | 0.028895 | 0 | 0.0066791 | 0.006673 | 0 | 0.0066791 | 0.006673 | -1.1141e-10 | 0.0042068 | 0.0042088 | 9.2585e-11 | -0.0041945 | -0.0041917 | -7.4325e-10 | 0.0042175 | 0.0042005 | 5.992e-10 | -0.0041999 | -0.0041876 | 0 | -165.2726 | 75.0184 | 0 | 14.7274 | -104.9816 | 0.89852 | 0.89187 | 0.8911 | 0.89794 | 0.8887 | 0.88791 | -0.029002 | -120.1997 | 119.9621 | -0.029724 | -120.236 | 119.9901
Line6_7_8 | 0 | 0.028921 | 0.028895 | 0 | 0.028921 | 0.028895 | 0 | 0.0066791 | 0.006673 | 0 | 0.0066791 | 0.006673 | -8.5798e-11 | 0.0041945 | 0.0041917 | 6.6144e-11 | -0.0041822 | -0.0041746 | -6.0074e-10 | 0.0041999 | 0.0041876 | 4.1321e-10 | -0.0041822 | -0.0041746 | 0 | -165.2726 | 75.0184 | 0 | 14.7274 | -104.9816 | 0.89794 | 0.8887 | 0.88791 | 0.89736 | 0.88553 | 0.88472 | -0.029724 | -120.236 | 119.9901 | -0.030448 | -120.2726 | 120.0184
Line7_8_9 | 0 | 0 | 0 | 0 | 0 | 0 | 0 | 0 | 0 | 0 | 0 | 0 | -2.8725e-11 | -2.1513e-10 | 1.3867e-10 | 8.6933e-12 | 4.6937e-11 | 4.9554e-11 | -2.0739e-10 | 1.3484e-10 | 8.5133e-11 | -1.5737e-12 | -1.3902e-11 | 9.3593e-13 | 0 | 0 | 0 | 0 | 0 | 0 | 0.89736 | 0.88553 | 0.88472 | 0.89736 | 0.88553 | 0.88472 | -0.030448 | -120.2726 | 120.0184 | -0.030448 | -120.2726 | 120.0184
Line8_8_10 | 0 | 0 | 0 | 0 | 0 | 0 | 0 | 0 | 0 | 0 | 0 | 0 | -2.8725e-11 | -2.1513e-10 | 1.3867e-10 | 8.6933e-12 | 4.6937e-11 | 4.9554e-11 | -2.0739e-10 | 1.3484e-10 | 8.5133e-11 | -1.5737e-12 | -1.3902e-11 | 9.3594e-13 | 0 | 0 | 0 | 0 | 0 | 0 | 0.89736 | 0.88553 | 0.88472 | 0.89736 | 0.88553 | 0.88472 | -0.030448 | -120.2726 | 120.0184 | -0.030448 | -120.2726 | 120.0184
Line9_3_11 | 0 | 0 | 0 | 0 | 0 | 0 | 0 | 0 | 0 | 0 | 0 | 0 | -1.2402e-10 | -1.907e-10 | 2.0806e-10 | 1.0736e-10 | 1.6933e-10 | -1.7003e-10 | -2.3077e-10 | 2.6764e-10 | 5.2793e-11 | 1.9638e-10 | -2.3603e-10 | -5.0079e-11 | 0 | 0 | 0 | 0 | 0 | 0 | 0.89968 | 0.89821 | 0.89747 | 0.89968 | 0.89821 | 0.89747 | -0.027561 | -120.1279 | 119.9066 | -0.027561 | -120.1279 | 119.9066